## input file
| PyPSA case input file | Unnamed: 1 | Unnamed: 2 | Unnamed: 3 | Unnamed: 4 | Unnamed: 5 | Unnamed: 6 | Unnamed: 7 | Unnamed: 8 | Unnamed: 9 | Unnamed: 10 | Unnamed: 11 | Unnamed: 12 | Unnamed: 13 | Unnamed: 14 | Unnamed: 15 | Unnamed: 16 | Unnamed: 17 | Unnamed: 18 | Unnamed: 19 | Unnamed: 20 | Unnamed: 21 | Unnamed: 22 | Unnamed: 23 | Unnamed: 24 | Unnamed: 25
0
1 | Everything outside of the <CASE_DATA> or <COMPONENT_DATA> flag is for notes, etc.
2
3 | Note that demand has no decisions.
4 | Note that unmet demand is represented a source with a variable cost only, so unmet demand has an output decision.
5 | Information about PyPSA components and their attributes can be found here: https://pypsa.readthedocs.io/en/latest/components.html
6
7 | REQUIRED KEYWORDS
8 | component | PyPSA component type
9 | name | Unique name of the component
10 | bus | Name of bus from which this technology would get or give its energy (or in the case of link, the giving bus)
11
12 | OPTIONAL KEYWORDS
13 | time_series_file | Name of time series file that will get loaded
14 | capital_cost | Fixed cost, if not defined default is 0
15 | marginal_cost | Marginal cost, if not defined default is 0
16 | max_hours | Hours at max capacity for StorageUnit
17 | cyclic_state_of_charge | Assume cyclic state of charge for StorageUnit (Boolean)
18 | efficiency | Efficiency of component
19 | standing_loss | Losses per hour to state of charge
20
21 | CASE_DATA
22
23 | input_path | /carnegie/data/Shared/Labs/Caldeira Lab/Everyone/energy_demand_capacity_data/US_solar_wind_demand/
24 | costs_path | clab_pypsa/utilities/costs_2020.csv |  |  |  | Note: Path to PyPSA database
25 | output_path | output_data
26 | case_name | all_firm_case_all_stores
27 | filename_prefix | all_firm
28 | datetime_start | 2016-01-01 00:00:00 |  | Note: Dates must be formatted as text (not excel date format)
29 | datetime_end | 2017-01-01 00:00:00
30 | delta_t | 1
31 | no_time_steps | 8784 |  | Note: this assumes time unit for dt is 'hour'
32 | total_hours | 8784
33
34 | solver | gurobi
35 | logging_level | info |  | Note: Can be error, warning, info, or debug and specifies level of detail in terminal output
36 | numerics_scaling | 1 |  | Note: Factor to avoid rounding in Gurobi solver for small values
37
38 | time_unit | h
39 | power_unit | MW
40 | mass_unit | t
41 | currency | € |  | Note: 2020 €
42
43
44 | END_CASE_DATA | Note: To use PyPSA default costs, use same technology names as in costs_path |  |  |  |  | Note: p_min_mu sets uni/bidirectionality |  |  |  | Note: Capital costs are the product of hourly fixed costs and time_range |  |  |  |  | Note: cost per energy stored for Store/StoragUnit
45 |  |  | Note: For Link, bus is interpreted as bus0 | [6 empty] | Note: p_nom is a factor multiplied to the given capacity, e_nom is assumed for stores | [7 empty] | Note: For StorageUnit, efficiency is interpreted as efficiency_store
46 | MEM vocabulary
47 | tech_type | tech_name |  | node | [5 empty] | normalization | capacity | fixed_cost |  | var_cost |  |  |  | charging_time |  | efficiency |  |  |  | decay_rate
48 | COMPONENT_DATA | [14 empty] | Data source
49 | component | name | carrier | bus | bus1 | bus2 | p_min_pu | p_max_pu | time_series_file | normalization | p_nom | capital_cost |  | marginal_cost |  |  | sign | max_hours | cyclic_state_of_charge | efficiency | efficiency_dispatch | efficiency2 |  | standing_loss
50 | Load | load |  | electricity |  |  |  |  | US_demand_unnormalized.csv | [15 empty] | 1/h | Note: PyPSA costs storage_unit by power cost; cost of energy capacity is effectively capital_cost/max_hours
51 | Generator | solar-utility |  | electricity |  |  |  |  | US_capacity_solar_25pctTop_unnormalized.csv |  |  | db | €/time range/MW | db | €/MWh | PyPSA DB
52 | Generator | onwind |  | electricity |  |  |  |  | US_capacity_wind_25pctTop_unnormalized.csv |  |  | db | €/time range/MW | db | €/MWh | PyPSA DB
53 | Generator | CCGT % wCCS | natgas_wCCS | natgas_wCCS_out | [7 empty] | 143326.4338 | €/time range/MW | 39.2231 | €/MWh | NREL |  |  |  | db
54 | Link | CCGT % link wCCS | natgas_wCCS | natgas_wCCS_out | electricity | co2_atmosphere_out | [5 empty] | 0 | €/time range/MW | 0 | €/MWh | PyPSA DB |  |  |  | 1 |  | .05*db_co2_emissions | t/MWh
55 | Generator | CCGT | natgas | natgas_out | [7 empty] | db | €/time range/MW | db | €/MWh | PyPSA DB |  |  |  | db
56 | Link | CCGT % link | natgas | natgas_out | electricity | co2_atmosphere_out | [5 empty] | 0 | €/time range/MW | 0 | €/MWh | PyPSA DB |  |  |  | 1 |  | db_co2_emissions | t/MWh
57 | Generator | BECCS | beccs | beccs_out | [7 empty] | 407013.0478 | €/time range/MW | 14.5614 | €/MWh | NREL
58 | Link | BECCS % link | beccs | beccs_out | electricity | co2_atmosphere_out | [5 empty] | 0 | €/time range/MW | 0 | €/MWh | NREL | [5 empty] | -1.22 | t/MWh
59 | Generator | geothermal | geothermal | geoth_out | [7 empty] | db | €/time range/MW | db | €/MWh | PyPSA DB |  |  |  | db
60 | Link | geothermal % link | geothermal | geoth_out | electricity | co2_atmosphere_out | [5 empty] | 0 | €/time range/MW | 0 | €/MWh | PyPSA DB |  |  |  | 1 |  | db_co2_emissions | t/MWh
61 | Generator | nuclear |  | electricity | [7 empty] | db | €/time range/MW | db | €/MWh | PyPSA DB |  |  |  | db
62 | Generator | hydro |  | electricity | [7 empty] | db | €/time range/MW | db | €/MWh | PyPSA DB |  |  |  | db
63 | Store | load shifting forward |  | electricity | [7 empty] | 219298.2456 | €/time range/MW |  | €/MWh | Gerke et al | -1
64 | Store | load shifting backward |  | electricity | [7 empty] | 219298.2456 | €/time range/MW |  | €/MWh | Gerke et al
65 | Generator | load shedding |  | electricity | [8 empty] | €/time range/MW | 8771.9298 | €/MWh | Gorman
66 | Link | direct air capture |  | co2_atmosphere_out | co2_stored | electricity | [5 empty] | db | €/time range/MW | db | €/MWh | PyPSA DB | [5 empty] | -1*db_energy-input | MWh/t
67 | Store | co2 atmosphere |  | co2_atmosphere_out | [6 empty] | 0 |  | €/time range/MW |  | €/MWh | -
68 | Store | CO2 storage tank |  | co2_stored | [7 empty] | db | €/time range/CO2 | db |  | PyPSA DB
69 | StorageUnit | battery storage |  | electricity | [7 empty] | 6*db_capital_cost | €/time range/MW | 0.015 | €/MWh | PyPSA DB |  | 6 | TRUE
70 | Link | Lead-Acid-bicharger | lead_acid_store | electricity | lead_acid |  | -1 |  |  |  |  | db |  | db |  | PyPSA DB
71 | Store | Lead-Acid-store | lead_acid_store | lead_acid | [7 empty] | db |  | db |  | PyPSA DB |  |  | TRUE
72 | Link | Lithium-Ion-LFP-bicharger | lithium_ion_lfp_store | electricity | lithium_ion_lfp |  | -1 |  |  |  |  | db |  | db |  | PyPSA DB
73 | Store | Lithium-Ion-LFP-store | lithium_ion_lfp_store | lithium_ion_lfp | [7 empty] | db |  | db |  | PyPSA DB |  |  | TRUE
74 | Link | Lithium-Ion-NMC-bicharger | lithium_ion_nmc_store | electricity | lithium_ion_nmc |  | -1 |  |  |  |  | db |  | db |  | PyPSA DB
75 | Store | Lithium-Ion-NMC-store | lithium_ion_nmc_store | lithium_ion_nmc | [7 empty] | db |  | db |  | PyPSA DB |  |  | TRUE
76 | Link | Ni-Zn-bicharger | ni_zn_store | electricity | ni_zn |  | -1 |  |  |  |  | db |  | db |  | PyPSA DB
77 | Store | Ni-Zn-store | ni_zn_store | ni_zn | [7 empty] | db |  | db |  | PyPSA DB |  |  | TRUE
78 | Link | Vanadium-Redox-Flow-bicharger | redox_store | electricity | vanadium |  | -1 |  |  |  |  | db |  | db |  | PyPSA DB
79 | Store | Vanadium-Redox-Flow-store | redox_store | vanadium | [7 empty] | db |  | db |  | PyPSA DB |  |  | TRUE
80 | Link | Zn-Air-bicharger | zn_air_store | electricity | zn_air |  | -1 |  |  |  |  | db |  | db |  | PyPSA DB
81 | Store | Zn-Air-store | zn_air_store | zn_air | [7 empty] | db |  | db |  | PyPSA DB |  |  | TRUE
82 | Link | Zn-Br-Flow-bicharger | zn_br_flow_store | electricity | zn_br_flow |  | -1 |  |  |  |  | db |  | db |  | PyPSA DB | [9 empty] | Note: one way efficiency should be square root of round-trip efficiecy
83 | Store | Zn-Br-Flow-store | zn_br_flow_store | zn_br_flow | [7 empty] | db |  | db |  | PyPSA DB |  |  | TRUE | [6 empty] | Note: Be careful when designating storage costs that the source is for kWh stored and not what you get out after accounting for pump inefficiency.
84 | Link | Zn-Br-Nonflow-bicharger | zn_br_nonflow_store | electricity | zn_br_nonflow |  | -1 |  |  |  |  | db |  | db |  | PyPSA DB | [9 empty] | Note: one way efficiency should be square root of round-trip efficiecy
85 | Store | Zn-Br-Nonflow-store | zn_br_nonflow_store | zn_br_nonflow | [7 empty] | db |  | db |  | PyPSA DB |  |  | TRUE | [6 empty] | Note: Be careful when designating storage costs that the source is for kWh stored and not what you get out after accounting for pump inefficiency.
86 | Link | Compressed-Air-Adiabatic-bicharger | compressed_air_store | electricity | comp_air |  | -1 |  |  |  |  | db |  | db |  | PyPSA DB
87 | Store | Compressed-Air-Adiabatic-store | compressed_air_store | comp_air | [7 empty] | db |  | db |  | PyPSA DB |  |  | TRUE
88 | Link | Gravity-Brick-bicharger | gravity_brick_store | electricity | grav_brick |  | -1 |  |  |  |  | db |  | db |  | PyPSA DB
89 | Store | Gravity-Brick-store | gravity_brick_store | grav_brick | [7 empty] | db |  | db |  | PyPSA DB |  |  | TRUE
90 | Link | Gravity-Water-Aboveground-bicharger | gravity_aboveground_store | electricity | grav_abo_ground |  | -1 |  |  |  |  | db |  | db |  | PyPSA DB
91 | Store | Gravity-Water-Aboveground-store | gravity_aboveground_store | grav_abo_ground | [7 empty] | db |  | db |  | PyPSA DB |  |  | TRUE
92 | Link | Gravity-Water-Underground-bicharger | gravity_underground_store | electricity | grav_und_ground |  | -1 |  |  |  |  | db |  | db |  | PyPSA DB
93 | Store | Gravity-Water-Underground-store | gravity_underground_store | grav_und_ground | [7 empty] | db |  | db |  | PyPSA DB |  |  | TRUE
94 | Link | Pumped-Storage-Hydro-bicharger | phs_store | electricity | h2o |  | -1 |  |  |  |  | db | €/time range/MW | db | €/MWh | PyPSA DB
95 | Store | Pumped-Storage-Hydro-store | phs_store | h2o | [7 empty] | db | €/time range/MWh | db | €/MWh | PyPSA DB |  |  | TRUE
96 | Link | electrolysis | hydrogen_store | electricity | h2 | [6 empty] | db | €/time range/MW | 0.02 | €/MWh | PyPSA DB |  |  |  | db
97 | Store | hydrogen storage underground | hydrogen_store | h2 | [7 empty] | db | €/time range/MWh | db | €/MWh | PyPSA DB |  |  | TRUE | db |  |  |  | 4e-06
98 | Link | fuel cell | hydrogen_store | h2 | electricity | [6 empty] | db | €/time range/MW | 0.003 | €/MWh | PyPSA DB |  |  |  | db
99 | Link | Concrete-charger | concrete_store | electricity | concrete | [6 empty] | db |  | db |  | PyPSA DB
100 | Store | Concrete-store | concrete_store | concrete | [7 empty] | db |  | db |  | PyPSA DB |  |  | TRUE
101 | Link | Concrete-discharger | concrete_store | concrete | electricity | [6 empty] | db |  | db |  | PyPSA DB
102 | Link | HighT-Molten-Salt-charger | highT_molten_salt_store | electricity | highT_salt | [6 empty] | db |  | db |  | PyPSA DB
103 | Store | HighT-Molten-Salt-store | highT_molten_salt_store | highT_salt | [7 empty] | db |  | db |  | PyPSA DB |  |  | TRUE
104 | Link | HighT-Molten-Salt-discharger | highT_molten_salt_store | highT_salt | electricity | [6 empty] | db |  | db |  | PyPSA DB
105 | Link | Liquid-Air-charger | liquid_air_store | electricity | liquid_air | [6 empty] | db |  | db |  | PyPSA DB
106 | Store | Liquid-Air-store | liquid_air_store | liquid_air | [7 empty] | db |  | db |  | PyPSA DB |  |  | TRUE
107 | Link | Liquid-Air-discharger | liquid_air_store | liquid_air | electricity | [6 empty] | db |  | db |  | PyPSA DB
108 | Link | LowT-Molten-Salt-charger | lowT_molten_salt_store | electricity | lowT_salt | [6 empty] | db |  | db |  | PyPSA DB
109 | Store | LowT-Molten-Salt-store | lowT_molten_salt_store | lowT_salt | [7 empty] | db |  | db |  | PyPSA DB |  |  | TRUE
110 | Link | LowT-Molten-Salt-discharger | lowT_molten_salt_store | lowT_salt | electricity | [6 empty] | db |  | db |  | PyPSA DB
111 | Link | Pumped-Heat-charger | pumped_heat_store | electricity | pumped_heat | [6 empty] | db |  | db |  | PyPSA DB
112 | Store | Pumped-Heat-store | pumped_heat_store | pumped_heat | [7 empty] | db |  | db |  | PyPSA DB |  |  | TRUE
113 | Link | Pumped-Heat-discharger | pumped_heat_store | pumped_heat | electricity | [6 empty] | db |  | db |  | PyPSA DB
114 | Link | Sand-charger | sand_store | electricity | sand | [6 empty] | db |  | db |  | PyPSA DB
115 | Store | Sand-store | sand_store | sand | [7 empty] | db |  | db |  | PyPSA DB |  |  | TRUE
116 | Link | Sand-discharger | sand_store | sand | electricity | [6 empty] | db |  | db |  | PyPSA DB
117
118 | END_COMPONENT_DATA
119
120 | Note that any information that is in a column without an attribute header is consider a comment, and not used.
121 | Note that for MEM, storage is in energy units whereas for PyPSA it is in power units.
122 | Note: If there is a # in front of component (e.g. #Generator), this row will be ignored
123
124 | Note: costing for nuclear heat has to be for kWh thermal (or other energy unit)
125 | Note: % indicates addition to standard PyPSA name which stands before the %
126 | Note: carrier allows to group different technologies
127
128 | Cost calculations
129
130
131
132 |  | Source natural gas CCS costs | NREL (National Renewable Energy Laboratory). 2020. "2020 Annual Technology Baseline."
133 |  |  | https://atb-archive.nrel.gov/electricity/2020/data.php
134
135 |  | Source BECCS | NREL
136 |  |  | https://www.nrel.gov/docs/fy22osti/81644.pdf
137
138 |  | Source load shifting costs | Gerke et al. The California Demand Response Potential Study, Phase 3: Final Report on the Shift Resource through 2030.
139 |  |  | https://doi.org/10.20357/B7MS40
140
141 |  | Source lost load | Gorman. The quest to quantify the value of lost load: A critical review of the economics of power outages
142 |  |  | https://doi.org/10.1016/j.tej.2022.107187
143
144 |  | Source all other costs | PyPSA technology data
145 |  |  | https://github.com/PyPSA/technology-data/blob/master/outputs/costs_2020.csv
146
147
148 |  | 2020 €/$ | 1.14
149 |  | Discount rate | 0.07
150 |  | name | Overnight cost [€/MW] | Fixed O&M cost [€/MWyear] | Other fixed cost* (% of capital cost) | Lifetime [years] | Capital recovery factor [%/year] | Annual fixed costs [€/year] | Variable O&M [€/MWh] | Fuel cost [€/MWh] | Efficiency | Decay rate | Hourly fixed costs |  |  | Variable cost [€/MWh] | CO2 emissions
151 |  | pumped_hydro_storage energy | 103100 | 1546.5 |  | 30 | 0.080586 | 8433.0851 |  |  |  |  | 0.84446 | €/h/MW
152 |  | pumped_hydro_storage power | 1612000 | 14250 | 0.015 | 30 | 0.080586 | 146103.8617 |  |  | 0.81 |  | 14.6303 | €/h/MW |  | 0.00026316
153
154 |  | natural gas with CCS | 1969000 | 53000 |  | 30 | 0.080586 | 162945.7079 | 9 | 20 | 0.56 |  | 16.3168 | €/h/MW |  | 39.2231
155 |  | (NG combined cycle 95% CCS (H-frame basis -> 2nd Gen Tech)), Moderate
156 |  |  | 965000 | 27000 |  | 30 | 0.080586 | 79941.7123 | 2 | 8 | 0.56 |  | 8.0051 |  |  | 14.2857
157
158 |  | BECCS | 5580000 | 162000 |  | 30 | 0.080586 | 462727.129 |  |  |  |  | 46.3357 | €/h/MW |  | 14.5614 | -1.22 | tCO2/MWh
159
160 |  | load shedding | [13 empty] | 8771.9298
161 |  | load shifting | [5 empty] | 219298.2456
162
163 |  | * includes property, tax, insurance, licensing, permiting costs

## component inputs
| component | name | bus | p_set | carrier | capital_cost | marginal_cost | p_max_pu | p_nom_extendable | efficiency | bus0 | bus1 | bus2 | efficiency2 | sign | e_nom_extendable | e_nom | max_hours | cyclic_state_of_charge | p_min_pu | e_cyclic | standing_loss
0 | Load | load | electricity | date 2016-01-01 00:00:00 470809.0 2016-01-01 01:00:00 462893.0 2016-01-01 02:00:00 452352.0 2016-01-01 03:00:00 438677.0 2016-01-01 04:00:00 423295.0 ... 2016-12-31 20:00:00 432009.0 2016-12-31 21:00:00 435982.0 2016-12-31 22:00:00 450070.0 2016-12-31 23:00:00 459604.0 2017-01-01 00:00:00 460100.0 Name: demand (mw), Length: 8785, dtype: float64 | load
1 | Generator | solar-utility | electricity |  | solar-utility | 49588.7324 | 0 | date 2016-01-01 00:00:00 0.001722 2016-01-01 01:00:00 0.000000 2016-01-01 02:00:00 0.000000 2016-01-01 03:00:00 0.000000 2016-01-01 04:00:00 0.000000 ... 2016-12-31 20:00:00 0.497600 2016-12-31 21:00:00 0.513896 2016-12-31 22:00:00 0.439581 2016-12-31 23:00:00 0.156704 2017-01-01 00:00:00 0.001761 Name: solar 25% top, Length: 8785, dtype: float64 | TRUE
2 | Generator | onwind | electricity |  | onwind | 107318.8334 | 1.5 | date 2016-01-01 00:00:00 0.561034 2016-01-01 01:00:00 0.562139 2016-01-01 02:00:00 0.561250 2016-01-01 03:00:00 0.571372 2016-01-01 04:00:00 0.589611 ... 2016-12-31 20:00:00 0.381054 2016-12-31 21:00:00 0.371423 2016-12-31 22:00:00 0.413461 2016-12-31 23:00:00 0.486720 2017-01-01 00:00:00 0.543709 Name: wind 25% top, Length: 8785, dtype: float64 | TRUE
3 | Generator | CCGT % wCCS | natgas_wCCS_out |  | natgas_wCCS | 143326.4338 | 39.2231 |  | TRUE | 0.56
4 | Link | CCGT % link wCCS |  |  | natgas_wCCS | 0 | 0 |  | TRUE | 1 | natgas_wCCS_out | electricity | co2_atmosphere_out | 0.01
5 | Generator | CCGT | natgas_out |  | natgas | 104817.2552 | 40.2929 |  | TRUE | 0.56
6 | Link | CCGT % link |  |  | natgas | 0 | 0 |  | TRUE | 1 | natgas_out | electricity | co2_atmosphere_out | 0.2
7 | Generator | BECCS | beccs_out |  | beccs | 407013.0478 | 14.5614 |  | TRUE
8 | Link | BECCS % link |  |  | beccs | 0 | 0 |  | TRUE |  | beccs_out | electricity | co2_atmosphere_out | -1.22
9 | Generator | geothermal | geoth_out |  | geothermal | 334482.1991 | 0 |  | TRUE | 0.24
10 | Link | geothermal % link |  |  | geothermal | 0 | 0 |  | TRUE | 1 | geoth_out | electricity | co2_atmosphere_out | 0.03
11 | Generator | nuclear | electricity |  | nuclear | 706772.6168 | 11.3788 |  | TRUE | 0.33
12 | Generator | hydro | electricity |  | hydro | 177345.2166 | 0 |  | TRUE | 0.9
13 | Store | load shifting forward | electricity |  | load shifting forward | 219298.2456 | [8 empty] | -1 | TRUE
14 | Store | load shifting backward | electricity |  | load shifting backward | 219298.2456 | [9 empty] | TRUE
15 | Generator | load shedding | electricity |  | load shedding |  | 8771.9298 |  | TRUE
16 | Link | direct air capture |  |  | direct air capture | 1007250.4802 | 0 |  | TRUE |  | co2_atmosphere_out | co2_stored | electricity | -2
17 | Store | co2 atmosphere | co2_atmosphere_out |  | co2 atmosphere | [11 empty] | 0
18 | Store | CO2 storage tank | co2_stored |  | CO2 storage tank | 242.2253 | 0 | [8 empty] | TRUE
19 | StorageUnit | battery storage | electricity |  | battery storage | 131394.9526 | 0.015 |  | TRUE | [8 empty] | 6 | TRUE
20 | Link | Lead-Acid-bicharger |  |  | lead_acid_store | 20342.6982 | 0 |  | TRUE |  | electricity | lead_acid | [7 empty] | -1
21 | Store | Lead-Acid-store | lead_acid |  | lead_acid_store | 42449.2621 | 0 | [8 empty] | TRUE |  |  |  |  | TRUE
22 | Link | Lithium-Ion-LFP-bicharger |  |  | lithium_ion_lfp_store | 10956.5448 | 0 |  | TRUE |  | electricity | lithium_ion_lfp | [7 empty] | -1
23 | Store | Lithium-Ion-LFP-store | lithium_ion_lfp |  | lithium_ion_lfp_store | 31344.748 | 0 | [8 empty] | TRUE |  |  |  |  | TRUE
24 | Link | Lithium-Ion-NMC-bicharger |  |  | lithium_ion_nmc_store | 12150.6712 | 0 |  | TRUE |  | electricity | lithium_ion_nmc | [7 empty] | -1
25 | Store | Lithium-Ion-NMC-store | lithium_ion_nmc |  | lithium_ion_nmc_store | 40461.1323 | 0 | [8 empty] | TRUE |  |  |  |  | TRUE
26 | Link | Ni-Zn-bicharger |  |  | ni_zn_store | 11297.3829 | 0 |  | TRUE |  | electricity | ni_zn | [7 empty] | -1
27 | Store | Ni-Zn-store | ni_zn |  | ni_zn_store | 34978.3527 | 0 | [8 empty] | TRUE |  |  |  |  | TRUE
28 | Link | Vanadium-Redox-Flow-bicharger |  |  | redox_store | 20358.8666 | 0 |  | TRUE |  | electricity | vanadium | [7 empty] | -1
29 | Store | Vanadium-Redox-Flow-store | vanadium |  | redox_store | 36880.2443 | 0 | [8 empty] | TRUE |  |  |  |  | TRUE
30 | Link | Zn-Air-bicharger |  |  | zn_air_store | 12879.2176 | 0 |  | TRUE |  | electricity | zn_air | [7 empty] | -1
31 | Store | Zn-Air-store | zn_air |  | zn_air_store | 15483.1894 | 0 | [8 empty] | TRUE |  |  |  |  | TRUE
32 | Link | Zn-Br-Flow-bicharger |  |  | zn_br_flow_store | 20335.0267 | 0 |  | TRUE |  | electricity | zn_br_flow | [7 empty] | -1
33 | Store | Zn-Br-Flow-store | zn_br_flow |  | zn_br_flow_store | 62672.1059 | 0 | [8 empty] | TRUE |  |  |  |  | TRUE
34 | Link | Zn-Br-Nonflow-bicharger |  |  | zn_br_nonflow_store | 15682.004 | 0 |  | TRUE |  | electricity | zn_br_nonflow | [7 empty] | -1
35 | Store | Zn-Br-Nonflow-store | zn_br_nonflow |  | zn_br_nonflow_store | 28160.4554 | 0 | [8 empty] | TRUE |  |  |  |  | TRUE
36 | Link | Compressed-Air-Adiabatic-bicharger |  |  | compressed_air_store | 69012.3568 | 0 |  | TRUE |  | electricity | comp_air | [7 empty] | -1
37 | Store | Compressed-Air-Adiabatic-store | comp_air |  | compressed_air_store | 372.7473 | 0 | [8 empty] | TRUE |  |  |  |  | TRUE
38 | Link | Gravity-Brick-bicharger |  |  | gravity_brick_store | 33661.1731 | 0 |  | TRUE |  | electricity | grav_brick | [7 empty] | -1
39 | Store | Gravity-Brick-store | grav_brick |  | gravity_brick_store | 12628.3705 | 0 | [8 empty] | TRUE |  |  |  |  | TRUE
40 | Link | Gravity-Water-Aboveground-bicharger |  |  | gravity_aboveground_store | 28555.929 | 0 |  | TRUE |  | electricity | grav_abo_ground | [7 empty] | -1
41 | Store | Gravity-Water-Aboveground-store | grav_abo_ground |  | gravity_aboveground_store | 9336.1172 | 0 | [8 empty] | TRUE |  |  |  |  | TRUE
42 | Link | Gravity-Water-Underground-bicharger |  |  | gravity_underground_store | 70693.337 | 0 |  | TRUE |  | electricity | grav_und_ground | [7 empty] | -1
43 | Store | Gravity-Water-Underground-store | grav_und_ground |  | gravity_underground_store | 7347.3972 | 0 | [8 empty] | TRUE |  |  |  |  | TRUE
44 | Link | Pumped-Storage-Hydro-bicharger |  |  | phs_store | 102789.2725 | 0 |  | TRUE |  | electricity | h2o | [7 empty] | -1
45 | Store | Pumped-Storage-Hydro-store | h2o |  | phs_store | 3904.3881 | 0 | [8 empty] | TRUE |  |  |  |  | TRUE
46 | Link | electrolysis |  |  | hydrogen_store | 62293.8258 | 0.02 |  | TRUE | 0.8 | electricity | h2
47 | Store | hydrogen storage underground | h2 |  | hydrogen_store | 210.2423 | 0 | [8 empty] | TRUE |  |  |  |  | TRUE | 4e-06
48 | Link | fuel cell |  |  | hydrogen_store | 250090.7535 | 0.003 |  | TRUE | 0.58 | h2 | electricity
49 | Link | Concrete-charger |  |  | concrete_store | 14991.6613 | 0 |  | TRUE |  | electricity | concrete
50 | Store | Concrete-store | concrete |  | concrete_store | 2144.2077 | 0 | [8 empty] | TRUE |  |  |  |  | TRUE
51 | Link | Concrete-discharger |  |  | concrete_store | 54449.1165 | 0 |  | TRUE |  | concrete | electricity
52 | Link | HighT-Molten-Salt-charger |  |  | highT_molten_salt_store | 14982.18 | 0 |  | TRUE |  | electricity | highT_salt
53 | Store | HighT-Molten-Salt-store | highT_salt |  | highT_molten_salt_store | 8210.3623 | 0 | [8 empty] | TRUE |  |  |  |  | TRUE
54 | Link | HighT-Molten-Salt-discharger |  |  | highT_molten_salt_store | 54414.6825 | 0 |  | TRUE |  | highT_salt | electricity
55 | Link | Liquid-Air-charger |  |  | liquid_air_store | 36920.7588 | 0 |  | TRUE |  | electricity | liquid_air
56 | Store | Liquid-Air-store | liquid_air |  | liquid_air_store | 13621.8699 | 0 | [8 empty] | TRUE |  |  |  |  | TRUE
57 | Link | Liquid-Air-discharger |  |  | liquid_air_store | 26403.5346 | 0 |  | TRUE |  | liquid_air | electricity
58 | Link | LowT-Molten-Salt-charger |  |  | lowT_molten_salt_store | 11910.3873 | 0 |  | TRUE |  | electricity | lowT_salt
59 | Store | LowT-Molten-Salt-store | lowT_salt |  | lowT_molten_salt_store | 5063.7732 | 0 | [8 empty] | TRUE |  |  |  |  | TRUE
60 | Link | LowT-Molten-Salt-discharger |  |  | lowT_molten_salt_store | 43258.0528 | 0 |  | TRUE |  | lowT_salt | electricity
61 | Link | Pumped-Heat-charger |  |  | pumped_heat_store | 60028.892 | 0 |  | TRUE |  | electricity | pumped_heat
62 | Store | Pumped-Heat-store | pumped_heat |  | pumped_heat_store | 2239.3872 | 0 | [8 empty] | TRUE |  |  |  |  | TRUE
63 | Link | Pumped-Heat-discharger |  |  | pumped_heat_store | 42917.9303 | 0 |  | TRUE |  | pumped_heat | electricity
64 | Link | Sand-charger |  |  | sand_store | 12169.5302 | 0 |  | TRUE |  | electricity | sand
65 | Store | Sand-store | sand |  | sand_store | 584.6121 | 0 | [8 empty] | TRUE |  |  |  |  | TRUE
66 | Link | Sand-discharger |  |  | sand_store | 44199.2496 | 0 |  | TRUE |  | sand | electricity

## time inputs
snapshot | solar-utility series | onwind series | load load
2016-01-01 | 0.0017221 | 0.56103 | 470809
2016-01-01 01:00 | 0 | 0.56214 | 462893
2016-01-01 02:00 | 0 | 0.56125 | 452352
2016-01-01 03:00 | 0 | 0.57137 | 438677
2016-01-01 04:00 | 0 | 0.58961 | 423295
2016-01-01 05:00 | 0 | 0.6128 | 410979
2016-01-01 06:00 | 0 | 0.63396 | 400444
2016-01-01 07:00 | 0 | 0.64464 | 390845
2016-01-01 08:00 | 0 | 0.64481 | 383868
2016-01-01 09:00 | 0 | 0.64438 | 382247
2016-01-01 10:00 | 0 | 0.64187 | 385757
2016-01-01 11:00 | 0 | 0.6402 | 390944
2016-01-01 12:00 | 0 | 0.64083 | 398539
2016-01-01 13:00 | 0 | 0.64006 | 407548
2016-01-01 14:00 | 0.045026 | 0.59659 | 420289
2016-01-01 15:00 | 0.40261 | 0.46501 | 431770
2016-01-01 16:00 | 0.58429 | 0.3778 | 438480
2016-01-01 17:00 | 0.5848 | 0.41622 | 440338
2016-01-01 18:00 | 0.5481 | 0.45167 | 438036
2016-01-01 19:00 | 0.53386 | 0.44429 | 432321
2016-01-01 20:00 | 0.55315 | 0.41578 | 428860
2016-01-01 21:00 | 0.5848 | 0.37843 | 430801
2016-01-01 22:00 | 0.5356 | 0.47878 | 445055
2016-01-01 23:00 | 0.21023 | 0.58054 | 460170
2016-01-02 | 0.0019649 | 0.62083 | 465935
2016-01-02 01:00 | 0 | 0.64592 | 465362
2016-01-02 02:00 | 0 | 0.66047 | 462094
2016-01-02 03:00 | 0 | 0.66248 | 450580
2016-01-02 04:00 | 0 | 0.65364 | 434931
2016-01-02 05:00 | 0 | 0.63781 | 417915
2016-01-02 06:00 | 0 | 0.61815 | 406626
2016-01-02 07:00 | 0 | 0.59628 | 397512
2016-01-02 08:00 | 0 | 0.57689 | 392956
2016-01-02 09:00 | 0 | 0.56957 | 392210
2016-01-02 10:00 | 0 | 0.56554 | 396592
2016-01-02 11:00 | 0 | 0.55664 | 406767
2016-01-02 12:00 | 0 | 0.54933 | 420668
2016-01-02 13:00 | 0 | 0.54684 | 434757
2016-01-02 14:00 | 0.065175 | 0.50123 | 445046
2016-01-02 15:00 | 0.31668 | 0.34605 | 450093
2016-01-02 16:00 | 0.46539 | 0.22017 | 448776
2016-01-02 17:00 | 0.50479 | 0.21919 | 443349
2016-01-02 18:00 | 0.4964 | 0.28064 | 435148
2016-01-02 19:00 | 0.48474 | 0.3142 | 427129
2016-01-02 20:00 | 0.49386 | 0.30673 | 420682
2016-01-02 21:00 | 0.49861 | 0.29954 | 423696
2016-01-02 22:00 | 0.41262 | 0.40672 | 441498
2016-01-02 23:00 | 0.14873 | 0.47839 | 461592
2016-01-03 | 0.0019495 | 0.51762 | 469345
2016-01-03 01:00 | 0 | 0.54313 | 470347
2016-01-03 02:00 | 0 | 0.56023 | 467310
2016-01-03 03:00 | 0 | 0.57619 | 456030
2016-01-03 04:00 | 0 | 0.58655 | 441559
2016-01-03 05:00 | 0 | 0.58999 | 427167
2016-01-03 06:00 | 0 | 0.58676 | 413834
2016-01-03 07:00 | 0 | 0.5742 | 404865
2016-01-03 08:00 | 0 | 0.55269 | 399699
2016-01-03 09:00 | 0 | 0.52918 | 398110
2016-01-03 10:00 | 0 | 0.49774 | 400834
2016-01-03 11:00 | 0 | 0.45999 | 408834
2016-01-03 12:00 | 0 | 0.42558 | 420449
2016-01-03 13:00 | 0 | 0.40041 | 433181
2016-01-03 14:00 | 0.039661 | 0.31984 | 440085
2016-01-03 15:00 | 0.37348 | 0.18006 | 439806
2016-01-03 16:00 | 0.49634 | 0.10574 | 434999
2016-01-03 17:00 | 0.51266 | 0.086993 | 430919
2016-01-03 18:00 | 0.49228 | 0.083043 | 427178
2016-01-03 19:00 | 0.4773 | 0.086987 | 422449
2016-01-03 20:00 | 0.47837 | 0.090145 | 418943
2016-01-03 21:00 | 0.46511 | 0.097928 | 424541
2016-01-03 22:00 | 0.36923 | 0.14652 | 444380
2016-01-03 23:00 | 0.08686 | 0.19289 | 464325
2016-01-04 | 0.0020809 | 0.23921 | 474796
2016-01-04 01:00 | 0 | 0.27818 | 477021
2016-01-04 02:00 | 0 | 0.30743 | 469735
2016-01-04 03:00 | 0 | 0.3276 | 452837
2016-01-04 04:00 | 0 | 0.32839 | 435678
2016-01-04 05:00 | 0 | 0.31547 | 421559
2016-01-04 06:00 | 0 | 0.30021 | 410607
2016-01-04 07:00 | 0 | 0.28701 | 404707
2016-01-04 08:00 | 0 | 0.27463 | 403331
2016-01-04 09:00 | 0 | 0.2621 | 408268
2016-01-04 10:00 | 0 | 0.25405 | 424056
2016-01-04 11:00 | 0 | 0.25228 | 457966
2016-01-04 12:00 | 0 | 0.25844 | 490049
2016-01-04 13:00 | 0 | 0.27302 | 503347
2016-01-04 14:00 | 0.084897 | 0.28079 | 505677
2016-01-04 15:00 | 0.25929 | 0.22814 | 505098
2016-01-04 16:00 | 0.36727 | 0.1918 | 499867
2016-01-04 17:00 | 0.40003 | 0.20839 | 493446
2016-01-04 18:00 | 0.40313 | 0.24344 | 487900
2016-01-04 19:00 | 0.40039 | 0.27815 | 483354
2016-01-04 20:00 | 0.39534 | 0.29967 | 480122
2016-01-04 21:00 | 0.36121 | 0.31175 | 484754
2016-01-04 22:00 | 0.2623 | 0.39893 | 504066
2016-01-04 23:00 | 0.080196 | 0.53954 | 527878
2016-01-05 | 0.0016392 | 0.59697 | 538994
2016-01-05 01:00 | 0 | 0.6026 | 539677
2016-01-05 02:00 | 0 | 0.58396 | 531819
2016-01-05 03:00 | 0 | 0.55926 | 511858
2016-01-05 04:00 | 0 | 0.53794 | 488356
2016-01-05 05:00 | 0 | 0.51898 | 470100
2016-01-05 06:00 | 0 | 0.50129 | 459532
2016-01-05 07:00 | 0 | 0.48933 | 452735
2016-01-05 08:00 | 0 | 0.4815 | 450290
2016-01-05 09:00 | 0 | 0.46578 | 455066
2016-01-05 10:00 | 0 | 0.44938 | 471666
2016-01-05 11:00 | 0 | 0.43343 | 505340
2016-01-05 12:00 | 0 | 0.42277 | 536414
2016-01-05 13:00 | 0 | 0.41797 | 544393
2016-01-05 14:00 | 0.021223 | 0.39658 | 538308
2016-01-05 15:00 | 0.18775 | 0.40007 | 530432
2016-01-05 16:00 | 0.31142 | 0.42693 | 518961
2016-01-05 17:00 | 0.37362 | 0.45872 | 507046
2016-01-05 18:00 | 0.38627 | 0.45812 | 497896
2016-01-05 19:00 | 0.38481 | 0.43627 | 489977
2016-01-05 20:00 | 0.38058 | 0.40494 | 485292
2016-01-05 21:00 | 0.35004 | 0.38505 | 489904
2016-01-05 22:00 | 0.26091 | 0.41903 | 511089
2016-01-05 23:00 | 0.068156 | 0.5029 | 534774
2016-01-06 | 0.0018312 | 0.53648 | 544758
2016-01-06 01:00 | 0 | 0.53142 | 544168
2016-01-06 02:00 | 0 | 0.5143 | 534403
2016-01-06 03:00 | 0 | 0.50066 | 512646
2016-01-06 04:00 | 0 | 0.48766 | 488746
2016-01-06 05:00 | 0 | 0.47316 | 469710
2016-01-06 06:00 | 0 | 0.45467 | 459026
2016-01-06 07:00 | 0 | 0.43175 | 450847
2016-01-06 08:00 | 0 | 0.40631 | 447761
2016-01-06 09:00 | 0 | 0.38612 | 449636
2016-01-06 10:00 | 0 | 0.36481 | 463512
2016-01-06 11:00 | 0 | 0.34699 | 495560
2016-01-06 12:00 | 0 | 0.32789 | 524202
2016-01-06 13:00 | 0 | 0.30904 | 530125
2016-01-06 14:00 | 0.017994 | 0.26364 | 523807
2016-01-06 15:00 | 0.16713 | 0.1985 | 515122
2016-01-06 16:00 | 0.28894 | 0.1747 | 505229
2016-01-06 17:00 | 0.36954 | 0.18492 | 493888
2016-01-06 18:00 | 0.39122 | 0.18383 | 485222
2016-01-06 19:00 | 0.39117 | 0.17607 | 478021
2016-01-06 20:00 | 0.38642 | 0.16644 | 474674
2016-01-06 21:00 | 0.36423 | 0.16435 | 478064
2016-01-06 22:00 | 0.2863 | 0.19536 | 496279
2016-01-06 23:00 | 0.10402 | 0.26811 | 515072
2016-01-07 | 0.00090527 | 0.31581 | 521111
2016-01-07 01:00 | 0 | 0.33922 | 518375
2016-01-07 02:00 | 0 | 0.3402 | 506895
2016-01-07 03:00 | 0 | 0.32304 | 486281
2016-01-07 04:00 | 0 | 0.2902 | 461291
2016-01-07 05:00 | 0 | 0.26358 | 439921
2016-01-07 06:00 | 0 | 0.23998 | 425551
2016-01-07 07:00 | 0 | 0.22081 | 415893
2016-01-07 08:00 | 0 | 0.2109 | 410460
2016-01-07 09:00 | 0 | 0.20832 | 411058
2016-01-07 10:00 | 0 | 0.21594 | 423691
2016-01-07 11:00 | 0 | 0.22867 | 454300
2016-01-07 12:00 | 0 | 0.24108 | 483496
2016-01-07 13:00 | 0 | 0.24658 | 491785
2016-01-07 14:00 | 0.042386 | 0.21343 | 490686
2016-01-07 15:00 | 0.1967 | 0.14049 | 488256
2016-01-07 16:00 | 0.30441 | 0.15546 | 481130
2016-01-07 17:00 | 0.36281 | 0.19065 | 472955
2016-01-07 18:00 | 0.37753 | 0.19968 | 465227
2016-01-07 19:00 | 0.37099 | 0.20893 | 459310
2016-01-07 20:00 | 0.35866 | 0.21973 | 456439
2016-01-07 21:00 | 0.32887 | 0.23064 | 457995
2016-01-07 22:00 | 0.25993 | 0.25021 | 473389
2016-01-07 23:00 | 0.089468 | 0.28693 | 488977
2016-01-08 | 0.0024239 | 0.29778 | 494433
2016-01-08 01:00 | 0 | 0.29324 | 491621
2016-01-08 02:00 | 0 | 0.27983 | 481932
2016-01-08 03:00 | 0 | 0.26409 | 461801
2016-01-08 04:00 | 0 | 0.25071 | 437008
2016-01-08 05:00 | 0 | 0.2473 | 415288
2016-01-08 06:00 | 0 | 0.24685 | 399917
2016-01-08 07:00 | 0 | 0.24954 | 389529
2016-01-08 08:00 | 0 | 0.25289 | 384659
2016-01-08 09:00 | 0 | 0.25946 | 384914
2016-01-08 10:00 | 0 | 0.27022 | 395661
2016-01-08 11:00 | 0 | 0.27774 | 426104
2016-01-08 12:00 | 0 | 0.28247 | 455472
2016-01-08 13:00 | 0 | 0.2821 | 467173
2016-01-08 14:00 | 0.035377 | 0.26315 | 472550
2016-01-08 15:00 | 0.22817 | 0.26028 | 476734
2016-01-08 16:00 | 0.3899 | 0.26137 | 475016
2016-01-08 17:00 | 0.45234 | 0.25896 | 468663
2016-01-08 18:00 | 0.44326 | 0.2687 | 463564
2016-01-08 19:00 | 0.42052 | 0.29222 | 458952
2016-01-08 20:00 | 0.4077 | 0.32442 | 454537
2016-01-08 21:00 | 0.39966 | 0.34742 | 454446
2016-01-08 22:00 | 0.35428 | 0.36855 | 463432
2016-01-08 23:00 | 0.18836 | 0.39891 | 472623
2016-01-09 | 0.0036188 | 0.41074 | 473493
2016-01-09 01:00 | 0 | 0.41133 | 468337
2016-01-09 02:00 | 0 | 0.41125 | 459225
2016-01-09 03:00 | 0 | 0.4084 | 443600
2016-01-09 04:00 | 0 | 0.40893 | 424303
2016-01-09 05:00 | 0 | 0.41113 | 406106
2016-01-09 06:00 | 0 | 0.42191 | 390602
2016-01-09 07:00 | 0 | 0.4403 | 380209
2016-01-09 08:00 | 0 | 0.46413 | 373855
2016-01-09 09:00 | 0 | 0.48056 | 372820
2016-01-09 10:00 | 0 | 0.49813 | 376458
2016-01-09 11:00 | 0 | 0.51142 | 385225
2016-01-09 12:00 | 0 | 0.51404 | 400062
2016-01-09 13:00 | 2.61e-08 | 0.51036 | 417421
2016-01-09 14:00 | 0.098657 | 0.4963 | 432775
2016-01-09 15:00 | 0.42169 | 0.49706 | 443504
2016-01-09 16:00 | 0.57421 | 0.48361 | 447564
2016-01-09 17:00 | 0.58612 | 0.46263 | 446237
2016-01-09 18:00 | 0.54993 | 0.46092 | 441450
2016-01-09 19:00 | 0.53031 | 0.46978 | 437135
2016-01-09 20:00 | 0.54515 | 0.47638 | 434799
2016-01-09 21:00 | 0.55773 | 0.47931 | 438748
2016-01-09 22:00 | 0.49662 | 0.46463 | 451099
2016-01-09 23:00 | 0.17046 | 0.43744 | 461966
2016-01-10 | 0.00071692 | 0.41613 | 466908
2016-01-10 01:00 | 0 | 0.39935 | 465022
2016-01-10 02:00 | 0 | 0.38465 | 458039
2016-01-10 03:00 | 0 | 0.36871 | 445223
2016-01-10 04:00 | 0 | 0.35402 | 429865
2016-01-10 05:00 | 0 | 0.34417 | 414836
2016-01-10 06:00 | 0 | 0.33657 | 401159
2016-01-10 07:00 | 0 | 0.32998 | 391763
2016-01-10 08:00 | 0 | 0.32364 | 387369
2016-01-10 09:00 | 0 | 0.32513 | 386669
2016-01-10 10:00 | 0 | 0.33117 | 390692
2016-01-10 11:00 | 0 | 0.33073 | 400516
2016-01-10 12:00 | 0 | 0.31998 | 415332
2016-01-10 13:00 | 2.09e-07 | 0.30064 | 431531
2016-01-10 14:00 | 0.10714 | 0.26445 | 446224
2016-01-10 15:00 | 0.36678 | 0.19145 | 454445
2016-01-10 16:00 | 0.50479 | 0.15692 | 455969
2016-01-10 17:00 | 0.53637 | 0.16619 | 455005
2016-01-10 18:00 | 0.52392 | 0.19383 | 450676
2016-01-10 19:00 | 0.50759 | 0.2191 | 445348
2016-01-10 20:00 | 0.50702 | 0.23578 | 441043
2016-01-10 21:00 | 0.50436 | 0.24205 | 445970
2016-01-10 22:00 | 0.42446 | 0.26002 | 462762
2016-01-10 23:00 | 0.17367 | 0.31445 | 486387
2016-01-11 | 0.0028482 | 0.37533 | 499575
2016-01-11 01:00 | 0 | 0.42408 | 503763
2016-01-11 02:00 | 0 | 0.44679 | 499300
2016-01-11 03:00 | 0 | 0.4614 | 486290
2016-01-11 04:00 | 0 | 0.4709 | 469026
2016-01-11 05:00 | 0 | 0.48079 | 454916
2016-01-11 06:00 | 0 | 0.48597 | 445035
2016-01-11 07:00 | 0 | 0.48676 | 440399
2016-01-11 08:00 | 0 | 0.48183 | 440627
2016-01-11 09:00 | 0 | 0.46555 | 447243
2016-01-11 10:00 | 0 | 0.44727 | 465391
2016-01-11 11:00 | 0 | 0.43643 | 503205
2016-01-11 12:00 | 0 | 0.42763 | 537493
2016-01-11 13:00 | 5.8e-08 | 0.42586 | 547765
2016-01-11 14:00 | 0.095254 | 0.39626 | 543677
2016-01-11 15:00 | 0.48176 | 0.31857 | 535867
2016-01-11 16:00 | 0.61991 | 0.33687 | 524193
2016-01-11 17:00 | 0.61419 | 0.42591 | 511046
2016-01-11 18:00 | 0.58534 | 0.48688 | 501251
2016-01-11 19:00 | 0.57482 | 0.53143 | 492140
2016-01-11 20:00 | 0.59235 | 0.55402 | 485928
2016-01-11 21:00 | 0.62042 | 0.54329 | 488605
2016-01-11 22:00 | 0.56078 | 0.55823 | 506939
2016-01-11 23:00 | 0.19536 | 0.57687 | 526379
2016-01-12 | 0.0025805 | 0.57875 | 542445
2016-01-12 01:00 | 0 | 0.58336 | 543639
2016-01-12 02:00 | 0 | 0.60723 | 535222
2016-01-12 03:00 | 0 | 0.65447 | 517768
2016-01-12 04:00 | 0 | 0.6874 | 493946
2016-01-12 05:00 | 0 | 0.69762 | 476108
2016-01-12 06:00 | 0 | 0.69935 | 463046
2016-01-12 07:00 | 0 | 0.69247 | 454908
2016-01-12 08:00 | 0 | 0.68 | 451631
2016-01-12 09:00 | 0 | 0.66013 | 454626
2016-01-12 10:00 | 0 | 0.63281 | 468323
2016-01-12 11:00 | 0 | 0.59316 | 501211
2016-01-12 12:00 | 0 | 0.5425 | 532066
2016-01-12 13:00 | 6.52e-07 | 0.49191 | 539233
2016-01-12 14:00 | 0.12928 | 0.38673 | 532105
2016-01-12 15:00 | 0.55394 | 0.28053 | 521670
2016-01-12 16:00 | 0.65746 | 0.21589 | 510052
2016-01-12 17:00 | 0.64056 | 0.20691 | 498062
2016-01-12 18:00 | 0.60264 | 0.22232 | 488561
2016-01-12 19:00 | 0.58558 | 0.24217 | 480756
2016-01-12 20:00 | 0.60013 | 0.25296 | 474428
2016-01-12 21:00 | 0.62769 | 0.25401 | 476053
2016-01-12 22:00 | 0.57449 | 0.27715 | 492115
2016-01-12 23:00 | 0.20565 | 0.31038 | 513200
2016-01-13 | 0.0033679 | 0.37906 | 524891
2016-01-13 01:00 | 0 | 0.46674 | 526072
2016-01-13 02:00 | 0 | 0.53911 | 519458
2016-01-13 03:00 | 0 | 0.60088 | 503849
2016-01-13 04:00 | 0 | 0.63887 | 483469
2016-01-13 05:00 | 0 | 0.6421 | 465481
2016-01-13 06:00 | 0 | 0.63926 | 454923
2016-01-13 07:00 | 0 | 0.63448 | 448875
2016-01-13 08:00 | 0 | 0.63112 | 447429
2016-01-13 09:00 | 0 | 0.62141 | 452208
2016-01-13 10:00 | 0 | 0.60972 | 469687
2016-01-13 11:00 | 0 | 0.60055 | 505391
2016-01-13 12:00 | 0 | 0.58414 | 537146
2016-01-13 13:00 | 1.18e-06 | 0.56618 | 545012
2016-01-13 14:00 | 0.05567 | 0.4648 | 537234
2016-01-13 15:00 | 0.4856 | 0.29439 | 525619
2016-01-13 16:00 | 0.5809 | 0.20678 | 512003
2016-01-13 17:00 | 0.58156 | 0.20838 | 498883
2016-01-13 18:00 | 0.55966 | 0.24156 | 487741
2016-01-13 19:00 | 0.54701 | 0.26326 | 480098
2016-01-13 20:00 | 0.56107 | 0.27023 | 475714
2016-01-13 21:00 | 0.57419 | 0.32151 | 479086
2016-01-13 22:00 | 0.49401 | 0.41122 | 495539
2016-01-13 23:00 | 0.17431 | 0.49826 | 515312
2016-01-14 | 0.003882 | 0.57062 | 525731
2016-01-14 01:00 | 0 | 0.61577 | 525788
2016-01-14 02:00 | 0 | 0.64527 | 518221
2016-01-14 03:00 | 0 | 0.67326 | 499085
2016-01-14 04:00 | 0 | 0.70129 | 476059
2016-01-14 05:00 | 0 | 0.7233 | 455967
2016-01-14 06:00 | 0 | 0.73473 | 443426
2016-01-14 07:00 | 0 | 0.73192 | 434625
2016-01-14 08:00 | 0 | 0.71851 | 430323
2016-01-14 09:00 | 0 | 0.69133 | 433882
2016-01-14 10:00 | 0 | 0.67192 | 449048
2016-01-14 11:00 | 0 | 0.66291 | 482678
2016-01-14 12:00 | 0 | 0.65959 | 511825
2016-01-14 13:00 | 0 | 0.65686 | 518934
2016-01-14 14:00 | 0.13053 | 0.58009 | 511165
2016-01-14 15:00 | 0.48191 | 0.4541 | 499774
2016-01-14 16:00 | 0.58644 | 0.42369 | 485758
2016-01-14 17:00 | 0.60438 | 0.50764 | 471708
2016-01-14 18:00 | 0.58128 | 0.5748 | 461997
2016-01-14 19:00 | 0.56184 | 0.59899 | 454127
2016-01-14 20:00 | 0.56958 | 0.60204 | 449692
2016-01-14 21:00 | 0.58043 | 0.61718 | 451533
2016-01-14 22:00 | 0.50578 | 0.63861 | 463636
2016-01-14 23:00 | 0.19515 | 0.66778 | 481986
2016-01-15 | 0.0026644 | 0.68403 | 491071
2016-01-15 01:00 | 0 | 0.69302 | 490964
2016-01-15 02:00 | 0 | 0.69659 | 482259
2016-01-15 03:00 | 0 | 0.69278 | 462693
2016-01-15 04:00 | 0 | 0.68409 | 440735
2016-01-15 05:00 | 0 | 0.67135 | 420298
2016-01-15 06:00 | 0 | 0.65955 | 406086
2016-01-15 07:00 | 0 | 0.64791 | 397042
2016-01-15 08:00 | 0 | 0.63308 | 392675
2016-01-15 09:00 | 0 | 0.61938 | 394761
2016-01-15 10:00 | 0 | 0.60382 | 407359
2016-01-15 11:00 | 0 | 0.58435 | 436666
2016-01-15 12:00 | 0 | 0.56155 | 466185
2016-01-15 13:00 | 2.53e-06 | 0.52761 | 477552
2016-01-15 14:00 | 0.1402 | 0.39378 | 480240
2016-01-15 15:00 | 0.33532 | 0.29717 | 481526
2016-01-15 16:00 | 0.45059 | 0.26869 | 477244
2016-01-15 17:00 | 0.48227 | 0.24852 | 470535
2016-01-15 18:00 | 0.47624 | 0.24841 | 464809
2016-01-15 19:00 | 0.47052 | 0.26147 | 459306
2016-01-15 20:00 | 0.4661 | 0.27683 | 455638
2016-01-15 21:00 | 0.45393 | 0.28037 | 456911
2016-01-15 22:00 | 0.39994 | 0.29398 | 464155
2016-01-15 23:00 | 0.19056 | 0.32855 | 471864
2016-01-16 | 0.0058251 | 0.34649 | 473518
2016-01-16 01:00 | 0 | 0.34541 | 469990
2016-01-16 02:00 | 0 | 0.33666 | 462067
2016-01-16 03:00 | 0 | 0.33144 | 446898
2016-01-16 04:00 | 0 | 0.32857 | 429098
2016-01-16 05:00 | 0 | 0.32506 | 411200
2016-01-16 06:00 | 0 | 0.32389 | 397507
2016-01-16 07:00 | 0 | 0.32565 | 388116
2016-01-16 08:00 | 0 | 0.3286 | 383335
2016-01-16 09:00 | 0 | 0.32873 | 382836
2016-01-16 10:00 | 0 | 0.33917 | 388193
2016-01-16 11:00 | 0 | 0.35568 | 398613
2016-01-16 12:00 | 0 | 0.36062 | 414957
2016-01-16 13:00 | 0 | 0.36 | 431737
2016-01-16 14:00 | 0.056431 | 0.32496 | 445036
2016-01-16 15:00 | 0.3752 | 0.273 | 450767
2016-01-16 16:00 | 0.47454 | 0.26485 | 449596
2016-01-16 17:00 | 0.49433 | 0.27747 | 445176
2016-01-16 18:00 | 0.48237 | 0.29662 | 438693
2016-01-16 19:00 | 0.47666 | 0.31319 | 433491
2016-01-16 20:00 | 0.47859 | 0.32492 | 430588
2016-01-16 21:00 | 0.4739 | 0.32849 | 433541
2016-01-16 22:00 | 0.39368 | 0.31385 | 444810
2016-01-16 23:00 | 0.13742 | 0.3009 | 460141
2016-01-17 | 0.0036858 | 0.29762 | 466002
2016-01-17 01:00 | 0 | 0.29913 | 466202
2016-01-17 02:00 | 0 | 0.31298 | 461031
2016-01-17 03:00 | 0 | 0.33308 | 449651
2016-01-17 04:00 | 0 | 0.36075 | 433925
2016-01-17 05:00 | 0 | 0.39183 | 420780
2016-01-17 06:00 | 0 | 0.42059 | 409148
2016-01-17 07:00 | 0 | 0.43887 | 400726
2016-01-17 08:00 | 0 | 0.44311 | 397107
2016-01-17 09:00 | 0 | 0.42422 | 396995
2016-01-17 10:00 | 0 | 0.39388 | 401148
2016-01-17 11:00 | 0 | 0.36896 | 411144
2016-01-17 12:00 | 0 | 0.35135 | 426593
2016-01-17 13:00 | 3.71e-06 | 0.33728 | 444517
2016-01-17 14:00 | 0.049245 | 0.29434 | 458932
2016-01-17 15:00 | 0.36051 | 0.24316 | 464245
2016-01-17 16:00 | 0.50948 | 0.23498 | 462424
2016-01-17 17:00 | 0.5445 | 0.23382 | 459077
2016-01-17 18:00 | 0.52042 | 0.23029 | 454097
2016-01-17 19:00 | 0.5128 | 0.22805 | 448939
2016-01-17 20:00 | 0.53142 | 0.22142 | 445370
2016-01-17 21:00 | 0.54981 | 0.21247 | 448873
2016-01-17 22:00 | 0.49747 | 0.21152 | 464088
2016-01-17 23:00 | 0.17362 | 0.24792 | 485734
2016-01-18 | 0.0050361 | 0.27235 | 496055
2016-01-18 01:00 | 0 | 0.27314 | 499903
2016-01-18 02:00 | 0 | 0.26859 | 495273
2016-01-18 03:00 | 0 | 0.25908 | 485022
2016-01-18 04:00 | 0 | 0.24875 | 469740
2016-01-18 05:00 | 0 | 0.2432 | 455921
2016-01-18 06:00 | 0 | 0.23917 | 448386
2016-01-18 07:00 | 0 | 0.23303 | 444095
2016-01-18 08:00 | 0 | 0.22761 | 444476
2016-01-18 09:00 | 0 | 0.21932 | 451294
2016-01-18 10:00 | 0 | 0.21398 | 467139
2016-01-18 11:00 | 0 | 0.21138 | 494557
2016-01-18 12:00 | 0 | 0.21067 | 523689
2016-01-18 13:00 | 5.03e-06 | 0.21403 | 540845
2016-01-18 14:00 | 0.07477 | 0.19978 | 544986
2016-01-18 15:00 | 0.33183 | 0.15766 | 543295
2016-01-18 16:00 | 0.44145 | 0.14074 | 536682
2016-01-18 17:00 | 0.47739 | 0.1441 | 527471
2016-01-18 18:00 | 0.47938 | 0.15997 | 517624
2016-01-18 19:00 | 0.47761 | 0.17647 | 509646
2016-01-18 20:00 | 0.48286 | 0.18521 | 504548
2016-01-18 21:00 | 0.47459 | 0.19507 | 507574
2016-01-18 22:00 | 0.39346 | 0.23152 | 526254
2016-01-18 23:00 | 0.16686 | 0.33868 | 549477
2016-01-19 | 0.0050901 | 0.39524 | 562369
2016-01-19 01:00 | 0 | 0.41426 | 563958
2016-01-19 02:00 | 0 | 0.39862 | 556327
2016-01-19 03:00 | 0 | 0.37982 | 538055
2016-01-19 04:00 | 0 | 0.3684 | 516738
2016-01-19 05:00 | 0 | 0.36227 | 501292
2016-01-19 06:00 | 0 | 0.35807 | 488827
2016-01-19 07:00 | 0 | 0.35577 | 482783
2016-01-19 08:00 | 0 | 0.35133 | 481076
2016-01-19 09:00 | 0 | 0.34534 | 486092
2016-01-19 10:00 | 0 | 0.34117 | 502163
2016-01-19 11:00 | 0 | 0.33794 | 535457
2016-01-19 12:00 | 0 | 0.33913 | 566299
2016-01-19 13:00 | 0 | 0.34546 | 573164
2016-01-19 14:00 | 0.052253 | 0.32875 | 566429
2016-01-19 15:00 | 0.335 | 0.26661 | 557716
2016-01-19 16:00 | 0.44222 | 0.26538 | 545130
2016-01-19 17:00 | 0.45758 | 0.271 | 531980
2016-01-19 18:00 | 0.45271 | 0.25925 | 520957
2016-01-19 19:00 | 0.45397 | 0.25162 | 512504
2016-01-19 20:00 | 0.46435 | 0.24139 | 508038
2016-01-19 21:00 | 0.46243 | 0.2214 | 511350
2016-01-19 22:00 | 0.37438 | 0.21108 | 528590
2016-01-19 23:00 | 0.12432 | 0.26178 | 550838
2016-01-20 | 0.0041729 | 0.3151 | 561888
2016-01-20 01:00 | 0 | 0.35726 | 561943
2016-01-20 02:00 | 0 | 0.39298 | 552117
2016-01-20 03:00 | 0 | 0.39873 | 532519
2016-01-20 04:00 | 0 | 0.38608 | 508121
2016-01-20 05:00 | 0 | 0.3655 | 489033
2016-01-20 06:00 | 0 | 0.34788 | 477201
2016-01-20 07:00 | 0 | 0.33757 | 469244
2016-01-20 08:00 | 0 | 0.32783 | 465073
2016-01-20 09:00 | 0 | 0.31283 | 467668
2016-01-20 10:00 | 0 | 0.29723 | 480665
2016-01-20 11:00 | 0 | 0.28153 | 511178
2016-01-20 12:00 | 0 | 0.26795 | 538547
2016-01-20 13:00 | 1.09e-05 | 0.26412 | 545720
2016-01-20 14:00 | 0.033773 | 0.24411 | 541525
2016-01-20 15:00 | 0.31721 | 0.20056 | 535783
2016-01-20 16:00 | 0.47167 | 0.2019 | 524933
2016-01-20 17:00 | 0.52938 | 0.23964 | 513323
2016-01-20 18:00 | 0.53081 | 0.27801 | 504846
2016-01-20 19:00 | 0.53301 | 0.31056 | 499511
2016-01-20 20:00 | 0.55706 | 0.32679 | 496267
2016-01-20 21:00 | 0.58755 | 0.31478 | 498452
2016-01-20 22:00 | 0.54556 | 0.3129 | 512960
2016-01-20 23:00 | 0.26403 | 0.35203 | 530355
2016-01-21 | 0.0092433 | 0.3583 | 536685
2016-01-21 01:00 | 0 | 0.35257 | 533921
2016-01-21 02:00 | 0 | 0.3444 | 523733
2016-01-21 03:00 | 0 | 0.33906 | 502414
2016-01-21 04:00 | 0 | 0.33758 | 477551
2016-01-21 05:00 | 0 | 0.33144 | 456315
2016-01-21 06:00 | 0 | 0.31919 | 443693
2016-01-21 07:00 | 0 | 0.31593 | 435960
2016-01-21 08:00 | 0 | 0.31888 | 432949
2016-01-21 09:00 | 0 | 0.31769 | 435901
2016-01-21 10:00 | 0 | 0.31649 | 448923
2016-01-21 11:00 | 0 | 0.31566 | 480425
2016-01-21 12:00 | 0 | 0.31788 | 510035
2016-01-21 13:00 | 1.47e-05 | 0.32124 | 518534
2016-01-21 14:00 | 0.07907 | 0.29758 | 515838
2016-01-21 15:00 | 0.50895 | 0.31602 | 511625
2016-01-21 16:00 | 0.61913 | 0.33608 | 504869
2016-01-21 17:00 | 0.61776 | 0.34429 | 497314
2016-01-21 18:00 | 0.58808 | 0.35637 | 490719
2016-01-21 19:00 | 0.57325 | 0.37971 | 486338
2016-01-21 20:00 | 0.58294 | 0.40293 | 483984
2016-01-21 21:00 | 0.59659 | 0.41289 | 486412
2016-01-21 22:00 | 0.53297 | 0.4016 | 501961
2016-01-21 23:00 | 0.21177 | 0.41514 | 520445
2016-01-22 | 0.0062849 | 0.42216 | 527936
2016-01-22 01:00 | 0 | 0.40402 | 526468
2016-01-22 02:00 | 0 | 0.38178 | 516856
2016-01-22 03:00 | 0 | 0.36552 | 498821
2016-01-22 04:00 | 0 | 0.35109 | 476229
2016-01-22 05:00 | 0 | 0.34759 | 456375
2016-01-22 06:00 | 0 | 0.35256 | 444230
2016-01-22 07:00 | 0 | 0.3619 | 436401
2016-01-22 08:00 | 0 | 0.37173 | 433510
2016-01-22 09:00 | 0 | 0.37985 | 436978
2016-01-22 10:00 | 0 | 0.38896 | 449180
2016-01-22 11:00 | 0 | 0.38714 | 477761
2016-01-22 12:00 | 0 | 0.37578 | 507663
2016-01-22 13:00 | 2.26e-05 | 0.35767 | 521669
2016-01-22 14:00 | 0.087179 | 0.30705 | 527730
2016-01-22 15:00 | 0.47304 | 0.27741 | 530526
2016-01-22 16:00 | 0.56429 | 0.23355 | 527349
2016-01-22 17:00 | 0.55701 | 0.21048 | 521407
2016-01-22 18:00 | 0.53881 | 0.20987 | 515885
2016-01-22 19:00 | 0.53324 | 0.22012 | 510547
2016-01-22 20:00 | 0.54594 | 0.23788 | 506514
2016-01-22 21:00 | 0.55467 | 0.25986 | 507046
2016-01-22 22:00 | 0.46568 | 0.29215 | 517154
2016-01-22 23:00 | 0.1812 | 0.3821 | 529079
2016-01-23 | 0.0051588 | 0.46208 | 532762
2016-01-23 01:00 | 0 | 0.48704 | 529195
2016-01-23 02:00 | 0 | 0.48926 | 520505
2016-01-23 03:00 | 0 | 0.48661 | 505807
2016-01-23 04:00 | 0 | 0.48092 | 487425
2016-01-23 05:00 | 0 | 0.47877 | 471931
2016-01-23 06:00 | 0 | 0.47895 | 460046
2016-01-23 07:00 | 0 | 0.48341 | 452760
2016-01-23 08:00 | 0 | 0.48707 | 448842
2016-01-23 09:00 | 0 | 0.49429 | 449099
2016-01-23 10:00 | 0 | 0.5026 | 454288
2016-01-23 11:00 | 0 | 0.50984 | 463739
2016-01-23 12:00 | 0 | 0.51621 | 478856
2016-01-23 13:00 | 2.78e-05 | 0.5215 | 495520
2016-01-23 14:00 | 0.099082 | 0.48998 | 509928
2016-01-23 15:00 | 0.34843 | 0.42499 | 516578
2016-01-23 16:00 | 0.45111 | 0.35664 | 513731
2016-01-23 17:00 | 0.47939 | 0.35413 | 505643
2016-01-23 18:00 | 0.47354 | 0.37083 | 494705
2016-01-23 19:00 | 0.46385 | 0.38233 | 483360
2016-01-23 20:00 | 0.45906 | 0.37691 | 476779
2016-01-23 21:00 | 0.43485 | 0.36026 | 476727
2016-01-23 22:00 | 0.34958 | 0.39887 | 488300
2016-01-23 23:00 | 0.15029 | 0.53601 | 505374
2016-01-24 | 0.0098227 | 0.59087 | 514019
2016-01-24 01:00 | 0 | 0.59556 | 514024
2016-01-24 02:00 | 0 | 0.57328 | 508962
2016-01-24 03:00 | 0 | 0.53701 | 497824
2016-01-24 04:00 | 0 | 0.49958 | 482754
2016-01-24 05:00 | 0 | 0.46528 | 468555
2016-01-24 06:00 | 0 | 0.43382 | 459947
2016-01-24 07:00 | 0 | 0.4034 | 454182
2016-01-24 08:00 | 0 | 0.37673 | 452194
2016-01-24 09:00 | 0 | 0.3579 | 453163
2016-01-24 10:00 | 0 | 0.34536 | 457622
2016-01-24 11:00 | 0 | 0.33382 | 468618
2016-01-24 12:00 | 0 | 0.32414 | 482809
2016-01-24 13:00 | 2.59e-05 | 0.31737 | 494739
2016-01-24 14:00 | 0.078346 | 0.27996 | 496332
2016-01-24 15:00 | 0.39883 | 0.19938 | 487392
2016-01-24 16:00 | 0.53516 | 0.19565 | 473672
2016-01-24 17:00 | 0.56827 | 0.22715 | 460203
2016-01-24 18:00 | 0.54756 | 0.27048 | 447336
2016-01-24 19:00 | 0.5343 | 0.30316 | 437481
2016-01-24 20:00 | 0.54361 | 0.32322 | 431504
2016-01-24 21:00 | 0.55732 | 0.34625 | 433670
2016-01-24 22:00 | 0.503 | 0.4094 | 450881
2016-01-24 23:00 | 0.25689 | 0.47431 | 474596
2016-01-25 | 0.010035 | 0.49704 | 491726
2016-01-25 01:00 | 0 | 0.48531 | 495962
2016-01-25 02:00 | 0 | 0.47603 | 491171
2016-01-25 03:00 | 0 | 0.47755 | 478100
2016-01-25 04:00 | 0 | 0.48346 | 460344
2016-01-25 05:00 | 0 | 0.48938 | 445039
2016-01-25 06:00 | 0 | 0.50107 | 435449
2016-01-25 07:00 | 0 | 0.51736 | 430084
2016-01-25 08:00 | 0 | 0.53277 | 429371
2016-01-25 09:00 | 0 | 0.5388 | 434477
2016-01-25 10:00 | 0 | 0.54594 | 450562
2016-01-25 11:00 | 0 | 0.55749 | 482964
2016-01-25 12:00 | 0 | 0.56 | 513254
2016-01-25 13:00 | 2.8e-05 | 0.5669 | 521833
2016-01-25 14:00 | 0.15452 | 0.4833 | 513400
2016-01-25 15:00 | 0.48082 | 0.50462 | 502803
2016-01-25 16:00 | 0.61529 | 0.54846 | 490218
2016-01-25 17:00 | 0.6334 | 0.562 | 478418
2016-01-25 18:00 | 0.60138 | 0.58032 | 468443
2016-01-25 19:00 | 0.58294 | 0.60314 | 460520
2016-01-25 20:00 | 0.59342 | 0.61695 | 455084
2016-01-25 21:00 | 0.60642 | 0.61356 | 456462
2016-01-25 22:00 | 0.54651 | 0.59735 | 470804
2016-01-25 23:00 | 0.29061 | 0.66992 | 489971
2016-01-26 | 0.014353 | 0.72151 | 498882
2016-01-26 01:00 | 0 | 0.73616 | 497920
2016-01-26 02:00 | 0 | 0.73185 | 487578
2016-01-26 03:00 | 0 | 0.7017 | 468214
2016-01-26 04:00 | 0 | 0.65944 | 444306
2016-01-26 05:00 | 0 | 0.62368 | 424224
2016-01-26 06:00 | 0 | 0.58985 | 410463
2016-01-26 07:00 | 0 | 0.57134 | 402333
2016-01-26 08:00 | 0 | 0.5556 | 398895
2016-01-26 09:00 | 0 | 0.55142 | 402129
2016-01-26 10:00 | 0 | 0.5533 | 415301
2016-01-26 11:00 | 0 | 0.54769 | 445595
2016-01-26 12:00 | 0 | 0.53415 | 475322
2016-01-26 13:00 | 4.67e-06 | 0.51268 | 486896
2016-01-26 14:00 | 0.042868 | 0.40124 | 487445
2016-01-26 15:00 | 0.49808 | 0.29998 | 486455
2016-01-26 16:00 | 0.61716 | 0.29808 | 481157
2016-01-26 17:00 | 0.60771 | 0.32196 | 474019
2016-01-26 18:00 | 0.58715 | 0.32662 | 468079
2016-01-26 19:00 | 0.57672 | 0.32234 | 463872
2016-01-26 20:00 | 0.59273 | 0.31093 | 461239
2016-01-26 21:00 | 0.61694 | 0.27643 | 463887
2016-01-26 22:00 | 0.59295 | 0.26327 | 477148
2016-01-26 23:00 | 0.30918 | 0.25797 | 492997
2016-01-27 | 0.015881 | 0.27734 | 500249
2016-01-27 01:00 | 0 | 0.31423 | 499113
2016-01-27 02:00 | 0 | 0.35485 | 488910
2016-01-27 03:00 | 0 | 0.39205 | 469326
2016-01-27 04:00 | 0 | 0.43479 | 445534
2016-01-27 05:00 | 0 | 0.48398 | 425309
2016-01-27 06:00 | 0 | 0.53192 | 411719
2016-01-27 07:00 | 0 | 0.57064 | 403198
2016-01-27 08:00 | 0 | 0.60484 | 399404
2016-01-27 09:00 | 0 | 0.63408 | 403381
2016-01-27 10:00 | 0 | 0.65329 | 418666
2016-01-27 11:00 | 0 | 0.66139 | 449958
2016-01-27 12:00 | 0 | 0.6634 | 482253
2016-01-27 13:00 | 2.98e-05 | 0.66642 | 494454
2016-01-27 14:00 | 0.092099 | 0.57475 | 496472
2016-01-27 15:00 | 0.54032 | 0.4754 | 495410
2016-01-27 16:00 | 0.63901 | 0.45311 | 488754
2016-01-27 17:00 | 0.62094 | 0.51039 | 479322
2016-01-27 18:00 | 0.594 | 0.5689 | 469952
2016-01-27 19:00 | 0.58112 | 0.6032 | 462707
2016-01-27 20:00 | 0.5926 | 0.60768 | 458018
2016-01-27 21:00 | 0.61015 | 0.60849 | 458984
2016-01-27 22:00 | 0.55857 | 0.65987 | 471783
2016-01-27 23:00 | 0.23259 | 0.69052 | 491721
2016-01-28 | 0.010578 | 0.7185 | 503795
2016-01-28 01:00 | 0 | 0.74465 | 505618
2016-01-28 02:00 | 0 | 0.7664 | 498533
2016-01-28 03:00 | 0 | 0.78733 | 480798
2016-01-28 04:00 | 0 | 0.80773 | 458328
2016-01-28 05:00 | 0 | 0.82475 | 439388
2016-01-28 06:00 | 0 | 0.8356 | 427549
2016-01-28 07:00 | 0 | 0.84331 | 420148
2016-01-28 08:00 | 0 | 0.83759 | 417062
2016-01-28 09:00 | 0 | 0.82346 | 420727
2016-01-28 10:00 | 0 | 0.80631 | 437126
2016-01-28 11:00 | 0 | 0.79151 | 471427
2016-01-28 12:00 | 0 | 0.7737 | 503404
2016-01-28 13:00 | 3.62e-05 | 0.74211 | 512040
2016-01-28 14:00 | 0.091961 | 0.55297 | 507622
2016-01-28 15:00 | 0.54663 | 0.34228 | 498829
2016-01-28 16:00 | 0.67487 | 0.2963 | 486539
2016-01-28 17:00 | 0.65899 | 0.33188 | 473213
2016-01-28 18:00 | 0.61911 | 0.34377 | 463101
2016-01-28 19:00 | 0.60272 | 0.33482 | 455087
2016-01-28 20:00 | 0.61796 | 0.32023 | 450296
2016-01-28 21:00 | 0.65238 | 0.30855 | 452306
2016-01-28 22:00 | 0.61706 | 0.33917 | 463893
2016-01-28 23:00 | 0.26728 | 0.37637 | 479734
2016-01-29 | 0.014032 | 0.41058 | 489988
2016-01-29 01:00 | 0 | 0.44411 | 491465
2016-01-29 02:00 | 0 | 0.49006 | 483885
2016-01-29 03:00 | 0 | 0.55581 | 466139
2016-01-29 04:00 | 0 | 0.62855 | 442987
2016-01-29 05:00 | 0 | 0.6816 | 424662
2016-01-29 06:00 | 0 | 0.71972 | 413273
2016-01-29 07:00 | 0 | 0.75209 | 406076
2016-01-29 08:00 | 0 | 0.77592 | 403830
2016-01-29 09:00 | 0 | 0.78918 | 408717
2016-01-29 10:00 | 0 | 0.80087 | 423725
2016-01-29 11:00 | 0 | 0.8148 | 458104
2016-01-29 12:00 | 0 | 0.82052 | 489880
2016-01-29 13:00 | 3.94e-05 | 0.81893 | 498339
2016-01-29 14:00 | 0.11095 | 0.70645 | 492284
2016-01-29 15:00 | 0.48106 | 0.58703 | 483987
2016-01-29 16:00 | 0.57184 | 0.61274 | 472607
2016-01-29 17:00 | 0.56876 | 0.73498 | 461493
2016-01-29 18:00 | 0.55108 | 0.79233 | 453063
2016-01-29 19:00 | 0.54428 | 0.80937 | 446413
2016-01-29 20:00 | 0.55283 | 0.80173 | 441068
2016-01-29 21:00 | 0.56383 | 0.79891 | 441048
2016-01-29 22:00 | 0.4918 | 0.81157 | 450733
2016-01-29 23:00 | 0.23008 | 0.81841 | 465999
2016-01-30 | 0.013564 | 0.78504 | 473718
2016-01-30 01:00 | 0 | 0.74212 | 473262
2016-01-30 02:00 | 0 | 0.70075 | 468077
2016-01-30 03:00 | 0 | 0.66793 | 455580
2016-01-30 04:00 | 0 | 0.65037 | 437622
2016-01-30 05:00 | 0 | 0.64987 | 421454
2016-01-30 06:00 | 0 | 0.66886 | 409661
2016-01-30 07:00 | 0 | 0.67799 | 401725
2016-01-30 08:00 | 0 | 0.67038 | 397446
2016-01-30 09:00 | 0 | 0.65914 | 399211
2016-01-30 10:00 | 0 | 0.64377 | 406491
2016-01-30 11:00 | 0 | 0.62954 | 420075
2016-01-30 12:00 | 0 | 0.62403 | 436599
2016-01-30 13:00 | 4.36e-05 | 0.62454 | 448082
2016-01-30 14:00 | 0.10935 | 0.5401 | 447923
2016-01-30 15:00 | 0.42269 | 0.35059 | 440969
2016-01-30 16:00 | 0.51863 | 0.33245 | 431135
2016-01-30 17:00 | 0.5357 | 0.41794 | 420375
2016-01-30 18:00 | 0.52564 | 0.47547 | 410136
2016-01-30 19:00 | 0.52025 | 0.50968 | 402345
2016-01-30 20:00 | 0.52796 | 0.53362 | 398119
2016-01-30 21:00 | 0.53794 | 0.55571 | 398211
2016-01-30 22:00 | 0.47652 | 0.57517 | 407935
2016-01-30 23:00 | 0.24979 | 0.58693 | 424712
2016-01-31 | 0.016489 | 0.59834 | 432706
2016-01-31 01:00 | 0 | 0.60341 | 433566
2016-01-31 02:00 | 0 | 0.61749 | 428394
2016-01-31 03:00 | 0 | 0.64683 | 417412
2016-01-31 04:00 | 0 | 0.67022 | 401466
2016-01-31 05:00 | 0 | 0.67545 | 385031
2016-01-31 06:00 | 0 | 0.67181 | 372884
2016-01-31 07:00 | 0 | 0.66085 | 364163
2016-01-31 08:00 | 0 | 0.64981 | 359200
2016-01-31 09:00 | 0 | 0.62858 | 358040
2016-01-31 10:00 | 0 | 0.59374 | 360898
2016-01-31 11:00 | 0 | 0.5612 | 368195
2016-01-31 12:00 | 0 | 0.53048 | 380157
2016-01-31 13:00 | 5.51e-05 | 0.50261 | 391752
2016-01-31 14:00 | 0.11746 | 0.38899 | 399409
2016-01-31 15:00 | 0.36893 | 0.29341 | 400465
2016-01-31 16:00 | 0.45933 | 0.34679 | 398733
2016-01-31 17:00 | 0.47833 | 0.36964 | 397649
2016-01-31 18:00 | 0.4735 | 0.36127 | 395805
2016-01-31 19:00 | 0.46491 | 0.35606 | 393066
2016-01-31 20:00 | 0.44498 | 0.34751 | 391975
2016-01-31 21:00 | 0.40389 | 0.32146 | 395107
2016-01-31 22:00 | 0.32392 | 0.33141 | 407470
2016-01-31 23:00 | 0.14804 | 0.35834 | 425236
2016-02-01 | 0.012193 | 0.36298 | 434806
2016-02-01 01:00 | 0 | 0.35282 | 435064
2016-02-01 02:00 | 0 | 0.3351 | 426819
2016-02-01 03:00 | 0 | 0.3208 | 411759
2016-02-01 04:00 | 0 | 0.30793 | 391383
2016-02-01 05:00 | 0 | 0.2947 | 372942
2016-02-01 06:00 | 0 | 0.284 | 361001
2016-02-01 07:00 | 0 | 0.27675 | 353033
2016-02-01 08:00 | 0 | 0.26996 | 350045
2016-02-01 09:00 | 0 | 0.25704 | 353256
2016-02-01 10:00 | 0 | 0.24073 | 368542
2016-02-01 11:00 | 0 | 0.2342 | 401550
2016-02-01 12:00 | 0 | 0.23251 | 433191
2016-02-01 13:00 | 5.98e-05 | 0.22838 | 444295
2016-02-01 14:00 | 0.092878 | 0.1671 | 447894
2016-02-01 15:00 | 0.31718 | 0.17864 | 450694
2016-02-01 16:00 | 0.45352 | 0.26264 | 449644
2016-02-01 17:00 | 0.49924 | 0.32992 | 446263
2016-02-01 18:00 | 0.50663 | 0.36697 | 442699
2016-02-01 19:00 | 0.49938 | 0.3959 | 439797
2016-02-01 20:00 | 0.49173 | 0.42348 | 437129
2016-02-01 21:00 | 0.48025 | 0.4545 | 438025
2016-02-01 22:00 | 0.43514 | 0.48843 | 446188
2016-02-01 23:00 | 0.26102 | 0.54558 | 461930
2016-02-02 | 0.024179 | 0.57161 | 471806
2016-02-02 01:00 | 0 | 0.56317 | 470709
2016-02-02 02:00 | 0 | 0.54474 | 461079
2016-02-02 03:00 | 0 | 0.5323 | 442670
2016-02-02 04:00 | 0 | 0.51648 | 418336
2016-02-02 05:00 | 0 | 0.50954 | 396625
2016-02-02 06:00 | 0 | 0.50837 | 381749
2016-02-02 07:00 | 0 | 0.52081 | 371769
2016-02-02 08:00 | 0 | 0.53823 | 366772
2016-02-02 09:00 | 0 | 0.56491 | 368591
2016-02-02 10:00 | 0 | 0.60408 | 382021
2016-02-02 11:00 | 0 | 0.64143 | 414646
2016-02-02 12:00 | 0 | 0.66191 | 443825
2016-02-02 13:00 | 7.89e-05 | 0.66825 | 453953
2016-02-02 14:00 | 0.11822 | 0.6028 | 457153
2016-02-02 15:00 | 0.51215 | 0.64892 | 459078
2016-02-02 16:00 | 0.60884 | 0.66511 | 457079
2016-02-02 17:00 | 0.61417 | 0.66287 | 450673
2016-02-02 18:00 | 0.59705 | 0.6482 | 448768
2016-02-02 19:00 | 0.5816 | 0.63599 | 444618
2016-02-02 20:00 | 0.58235 | 0.6297 | 441273
2016-02-02 21:00 | 0.57689 | 0.62561 | 442635
2016-02-02 22:00 | 0.5138 | 0.62633 | 452450
2016-02-02 23:00 | 0.30896 | 0.63514 | 466845
2016-02-03 | 0.028656 | 0.63343 | 475296
2016-02-03 01:00 | 0 | 0.62075 | 474068
2016-02-03 02:00 | 0 | 0.61191 | 463570
2016-02-03 03:00 | 0 | 0.60504 | 444152
2016-02-03 04:00 | 0 | 0.59897 | 420117
2016-02-03 05:00 | 0 | 0.59243 | 399540
2016-02-03 06:00 | 0 | 0.58809 | 384347
2016-02-03 07:00 | 0 | 0.58355 | 374131
2016-02-03 08:00 | 0 | 0.57726 | 369211
2016-02-03 09:00 | 0 | 0.56404 | 371215
2016-02-03 10:00 | 0 | 0.55084 | 383781
2016-02-03 11:00 | 0 | 0.5383 | 415255
2016-02-03 12:00 | 0 | 0.52451 | 446694
2016-02-03 13:00 | 9.79e-05 | 0.49735 | 459887
2016-02-03 14:00 | 0.2302 | 0.43898 | 465986
2016-02-03 15:00 | 0.62755 | 0.42389 | 469666
2016-02-03 16:00 | 0.71243 | 0.41345 | 468347
2016-02-03 17:00 | 0.70131 | 0.41901 | 463302
2016-02-03 18:00 | 0.66644 | 0.43149 | 458532
2016-02-03 19:00 | 0.64601 | 0.4586 | 453700
2016-02-03 20:00 | 0.65218 | 0.48084 | 449532
2016-02-03 21:00 | 0.66442 | 0.47829 | 450158
2016-02-03 22:00 | 0.62101 | 0.42834 | 458219
2016-02-03 23:00 | 0.38355 | 0.41659 | 472065
2016-02-04 | 0.028756 | 0.41961 | 482328
2016-02-04 01:00 | 0 | 0.41339 | 482856
2016-02-04 02:00 | 0 | 0.42164 | 474367
2016-02-04 03:00 | 0 | 0.42474 | 456290
2016-02-04 04:00 | 0 | 0.42138 | 432825
2016-02-04 05:00 | 0 | 0.41869 | 412681
2016-02-04 06:00 | 0 | 0.41706 | 398724
2016-02-04 07:00 | 0 | 0.41398 | 390171
2016-02-04 08:00 | 0 | 0.40942 | 386439
2016-02-04 09:00 | 0 | 0.39928 | 389595
2016-02-04 10:00 | 0 | 0.38587 | 404973
2016-02-04 11:00 | 0 | 0.37917 | 438227
2016-02-04 12:00 | 0 | 0.38022 | 472199
2016-02-04 13:00 | 0.00010829 | 0.3817 | 484949
2016-02-04 14:00 | 0.14401 | 0.31885 | 487328
2016-02-04 15:00 | 0.53896 | 0.23456 | 485781
2016-02-04 16:00 | 0.62128 | 0.23297 | 479593
2016-02-04 17:00 | 0.63222 | 0.2572 | 470967
2016-02-04 18:00 | 0.61046 | 0.28252 | 462918
2016-02-04 19:00 | 0.59375 | 0.29742 | 456299
2016-02-04 20:00 | 0.59172 | 0.30158 | 451360
2016-02-04 21:00 | 0.59113 | 0.27999 | 451716
2016-02-04 22:00 | 0.53159 | 0.24645 | 461495
2016-02-04 23:00 | 0.33271 | 0.24139 | 477809
2016-02-05 | 0.029349 | 0.26037 | 491436
2016-02-05 01:00 | 0 | 0.30494 | 495085
2016-02-05 02:00 | 0 | 0.36804 | 488990
2016-02-05 03:00 | 0 | 0.42061 | 473043
2016-02-05 04:00 | 0 | 0.46144 | 452119
2016-02-05 05:00 | 0 | 0.48202 | 433235
2016-02-05 06:00 | 0 | 0.48294 | 421814
2016-02-05 07:00 | 0 | 0.47429 | 416139
2016-02-05 08:00 | 0 | 0.4623 | 414463
2016-02-05 09:00 | 0 | 0.44837 | 418537
2016-02-05 10:00 | 0 | 0.43929 | 435319
2016-02-05 11:00 | 0 | 0.4355 | 470378
2016-02-05 12:00 | 0 | 0.43916 | 503832
2016-02-05 13:00 | 0.00012561 | 0.43683 | 514139
2016-02-05 14:00 | 0.12887 | 0.35691 | 511370
2016-02-05 15:00 | 0.60098 | 0.32065 | 503724
2016-02-05 16:00 | 0.70556 | 0.38845 | 490621
2016-02-05 17:00 | 0.70874 | 0.46401 | 475355
2016-02-05 18:00 | 0.67554 | 0.49408 | 462022
2016-02-05 19:00 | 0.65794 | 0.50727 | 451872
2016-02-05 20:00 | 0.66858 | 0.50781 | 443685
2016-02-05 21:00 | 0.68959 | 0.47585 | 442344
2016-02-05 22:00 | 0.6509 | 0.42711 | 452742
2016-02-05 23:00 | 0.35794 | 0.4581 | 471656
2016-02-06 | 0.033942 | 0.48663 | 483417
2016-02-06 01:00 | 0 | 0.50957 | 486500
2016-02-06 02:00 | 0 | 0.53801 | 483385
2016-02-06 03:00 | 0 | 0.56186 | 472460
2016-02-06 04:00 | 0 | 0.59078 | 454189
2016-02-06 05:00 | 0 | 0.62642 | 438683
2016-02-06 06:00 | 0 | 0.65435 | 427364
2016-02-06 07:00 | 0 | 0.6633 | 420107
2016-02-06 08:00 | 0 | 0.66072 | 416611
2016-02-06 09:00 | 0 | 0.65213 | 417580
2016-02-06 10:00 | 0 | 0.63725 | 424321
2016-02-06 11:00 | 0 | 0.62351 | 438511
2016-02-06 12:00 | 0 | 0.61167 | 455511
2016-02-06 13:00 | 0.00014291 | 0.58864 | 468212
2016-02-06 14:00 | 0.16534 | 0.45882 | 470531
2016-02-06 15:00 | 0.65798 | 0.36365 | 464518
2016-02-06 16:00 | 0.73073 | 0.34357 | 453862
2016-02-06 17:00 | 0.71453 | 0.37621 | 441481
2016-02-06 18:00 | 0.68257 | 0.42218 | 429388
2016-02-06 19:00 | 0.66729 | 0.46625 | 419274
2016-02-06 20:00 | 0.68003 | 0.49241 | 413456
2016-02-06 21:00 | 0.70089 | 0.55422 | 413630
2016-02-06 22:00 | 0.64359 | 0.65713 | 423228
2016-02-06 23:00 | 0.37556 | 0.7294 | 441840
2016-02-07 | 0.032122 | 0.78781 | 454496
2016-02-07 01:00 | 0 | 0.85745 | 458884
2016-02-07 02:00 | 0 | 0.90038 | 456449
2016-02-07 03:00 | 0 | 0.92982 | 448253
2016-02-07 04:00 | 0 | 0.94841 | 434897
2016-02-07 05:00 | 0 | 0.95657 | 421779
2016-02-07 06:00 | 0 | 0.95558 | 412123
2016-02-07 07:00 | 0 | 0.94674 | 406532
2016-02-07 08:00 | 0 | 0.93176 | 404173
2016-02-07 09:00 | 0 | 0.91291 | 405629
2016-02-07 10:00 | 0 | 0.89772 | 410888
2016-02-07 11:00 | 0 | 0.88736 | 421930
2016-02-07 12:00 | 0 | 0.87059 | 436080
2016-02-07 13:00 | 0.00017491 | 0.84482 | 449995
2016-02-07 14:00 | 0.16823 | 0.72376 | 454302
2016-02-07 15:00 | 0.64815 | 0.62282 | 448053
2016-02-07 16:00 | 0.73214 | 0.6687 | 438340
2016-02-07 17:00 | 0.71017 | 0.69426 | 429703
2016-02-07 18:00 | 0.6749 | 0.72079 | 422701
2016-02-07 19:00 | 0.65976 | 0.73912 | 416621
2016-02-07 20:00 | 0.67352 | 0.76174 | 413206
2016-02-07 21:00 | 0.70317 | 0.79192 | 414826
2016-02-07 22:00 | 0.65831 | 0.83716 | 425152
2016-02-07 23:00 | 0.38507 | 0.89089 | 437288
2016-02-08 | 0.040386 | 0.92501 | 441298
2016-02-08 01:00 | 0 | 0.92171 | 444780
2016-02-08 02:00 | 0 | 0.90688 | 444304
2016-02-08 03:00 | 0 | 0.89311 | 438359
2016-02-08 04:00 | 0 | 0.87599 | 430018
2016-02-08 05:00 | 0 | 0.86439 | 413486
2016-02-08 06:00 | 0 | 0.85824 | 402235
2016-02-08 07:00 | 0 | 0.85036 | 396922
2016-02-08 08:00 | 0 | 0.84878 | 396560
2016-02-08 09:00 | 0 | 0.8492 | 402530
2016-02-08 10:00 | 0 | 0.84945 | 421060
2016-02-08 11:00 | 0 | 0.84675 | 457551
2016-02-08 12:00 | 0 | 0.83959 | 490360
2016-02-08 13:00 | 0.0002141 | 0.81695 | 498868
2016-02-08 14:00 | 0.1545 | 0.71714 | 495896
2016-02-08 15:00 | 0.63181 | 0.76414 | 491192
2016-02-08 16:00 | 0.72436 | 0.77768 | 483825
2016-02-08 17:00 | 0.70816 | 0.78848 | 475907
2016-02-08 18:00 | 0.6773 | 0.80196 | 469962
2016-02-08 19:00 | 0.66551 | 0.80914 | 464212
2016-02-08 20:00 | 0.68033 | 0.81105 | 462931
2016-02-08 21:00 | 0.7093 | 0.80652 | 465945
2016-02-08 22:00 | 0.6558 | 0.79831 | 477812
2016-02-08 23:00 | 0.3794 | 0.80549 | 496619
2016-02-09 | 0.038812 | 0.79565 | 509626
2016-02-09 01:00 | 0 | 0.76806 | 510239
2016-02-09 02:00 | 0 | 0.73615 | 501502
2016-02-09 03:00 | 0 | 0.70613 | 482734
2016-02-09 04:00 | 0 | 0.66824 | 460155
2016-02-09 05:00 | 0 | 0.64516 | 441222
2016-02-09 06:00 | 0 | 0.63508 | 430094
2016-02-09 07:00 | 0 | 0.63554 | 422745
2016-02-09 08:00 | 0 | 0.63662 | 420922
2016-02-09 09:00 | 0 | 0.63355 | 425374
2016-02-09 10:00 | 0 | 0.63465 | 441627
2016-02-09 11:00 | 0 | 0.63428 | 474965
2016-02-09 12:00 | 0 | 0.6288 | 506389
2016-02-09 13:00 | 0.00025469 | 0.60194 | 516917
2016-02-09 14:00 | 0.17983 | 0.48937 | 517639
2016-02-09 15:00 | 0.67769 | 0.42757 | 515197
2016-02-09 16:00 | 0.73854 | 0.45138 | 507624
2016-02-09 17:00 | 0.71106 | 0.48297 | 499345
2016-02-09 18:00 | 0.68151 | 0.50688 | 492763
2016-02-09 19:00 | 0.66711 | 0.5276 | 487287
2016-02-09 20:00 | 0.68019 | 0.53062 | 484330
2016-02-09 21:00 | 0.70208 | 0.49153 | 487233
2016-02-09 22:00 | 0.64706 | 0.44458 | 498901
2016-02-09 23:00 | 0.37177 | 0.44839 | 517753
2016-02-10 | 0.044519 | 0.42358 | 529194
2016-02-10 01:00 | 0 | 0.37432 | 530973
2016-02-10 02:00 | 0 | 0.33603 | 522241
2016-02-10 03:00 | 0 | 0.32019 | 503741
2016-02-10 04:00 | 0 | 0.31994 | 482147
2016-02-10 05:00 | 0 | 0.34243 | 464778
2016-02-10 06:00 | 0 | 0.3908 | 452580
2016-02-10 07:00 | 0 | 0.44557 | 445595
2016-02-10 08:00 | 0 | 0.48238 | 444200
2016-02-10 09:00 | 0 | 0.5044 | 449544
2016-02-10 10:00 | 0 | 0.52064 | 466577
2016-02-10 11:00 | 0 | 0.53842 | 500684
2016-02-10 12:00 | 0 | 0.55626 | 531402
2016-02-10 13:00 | 0.00029202 | 0.56477 | 537770
2016-02-10 14:00 | 0.19277 | 0.48274 | 531182
2016-02-10 15:00 | 0.65774 | 0.35568 | 523892
2016-02-10 16:00 | 0.71619 | 0.32575 | 511822
2016-02-10 17:00 | 0.70425 | 0.38137 | 499374
2016-02-10 18:00 | 0.67108 | 0.42507 | 492133
2016-02-10 19:00 | 0.65577 | 0.448 | 486135
2016-02-10 20:00 | 0.66741 | 0.45507 | 483900
2016-02-10 21:00 | 0.68809 | 0.44971 | 485523
2016-02-10 22:00 | 0.64508 | 0.49169 | 497609
2016-02-10 23:00 | 0.37382 | 0.53412 | 518119
2016-02-11 | 0.049909 | 0.54708 | 530898
2016-02-11 01:00 | 0 | 0.55448 | 533120
2016-02-11 02:00 | 0 | 0.54743 | 525973
2016-02-11 03:00 | 0 | 0.53188 | 508875
2016-02-11 04:00 | 0 | 0.50352 | 486593
2016-02-11 05:00 | 0 | 0.47555 | 468600
2016-02-11 06:00 | 0 | 0.45523 | 457292
2016-02-11 07:00 | 0 | 0.43392 | 449932
2016-02-11 08:00 | 0 | 0.41175 | 447546
2016-02-11 09:00 | 0 | 0.39595 | 451367
2016-02-11 10:00 | 0 | 0.38423 | 468521
2016-02-11 11:00 | 0 | 0.37533 | 502753
2016-02-11 12:00 | 0 | 0.36588 | 530737
2016-02-11 13:00 | 0.00034871 | 0.34754 | 533208
2016-02-11 14:00 | 0.20276 | 0.26703 | 523308
2016-02-11 15:00 | 0.63114 | 0.20297 | 512717
2016-02-11 16:00 | 0.69483 | 0.17829 | 499570
2016-02-11 17:00 | 0.69494 | 0.19716 | 487907
2016-02-11 18:00 | 0.66873 | 0.21697 | 479400
2016-02-11 19:00 | 0.65358 | 0.22964 | 473142
2016-02-11 20:00 | 0.66289 | 0.23773 | 469165
2016-02-11 21:00 | 0.68134 | 0.23509 | 471140
2016-02-11 22:00 | 0.62546 | 0.22926 | 481798
2016-02-11 23:00 | 0.35891 | 0.26808 | 501780
2016-02-12 | 0.036732 | 0.29151 | 515314
2016-02-12 01:00 | 0 | 0.29272 | 517658
2016-02-12 02:00 | 0 | 0.28211 | 510551
2016-02-12 03:00 | 0 | 0.26367 | 492901
2016-02-12 04:00 | 0 | 0.24703 | 471644
2016-02-12 05:00 | 0 | 0.24073 | 451818
2016-02-12 06:00 | 0 | 0.2511 | 438740
2016-02-12 07:00 | 0 | 0.26933 | 430656
2016-02-12 08:00 | 0 | 0.29544 | 426606
2016-02-12 09:00 | 0 | 0.32599 | 429427
2016-02-12 10:00 | 0 | 0.35605 | 444187
2016-02-12 11:00 | 0 | 0.38193 | 475473
2016-02-12 12:00 | 0 | 0.3947 | 502426
2016-02-12 13:00 | 0.00043786 | 0.37996 | 508523
2016-02-12 14:00 | 0.185 | 0.3329 | 506503
2016-02-12 15:00 | 0.6311 | 0.319 | 502566
2016-02-12 16:00 | 0.69235 | 0.31945 | 495536
2016-02-12 17:00 | 0.6807 | 0.31541 | 486750
2016-02-12 18:00 | 0.65707 | 0.31152 | 481045
2016-02-12 19:00 | 0.64565 | 0.30875 | 477507
2016-02-12 20:00 | 0.65723 | 0.30446 | 475470
2016-02-12 21:00 | 0.67584 | 0.29928 | 475511
2016-02-12 22:00 | 0.63093 | 0.30153 | 480587
2016-02-12 23:00 | 0.41212 | 0.37434 | 492585
2016-02-13 | 0.064186 | 0.47072 | 499809
2016-02-13 01:00 | 2.26e-08 | 0.47882 | 498731
2016-02-13 02:00 | 0 | 0.46785 | 491920
2016-02-13 03:00 | 0 | 0.44657 | 479170
2016-02-13 04:00 | 0 | 0.42613 | 462280
2016-02-13 05:00 | 0 | 0.40354 | 446151
2016-02-13 06:00 | 0 | 0.38324 | 434017
2016-02-13 07:00 | 0 | 0.3652 | 426569
2016-02-13 08:00 | 0 | 0.35458 | 423312
2016-02-13 09:00 | 0 | 0.35088 | 425077
2016-02-13 10:00 | 0 | 0.35354 | 432371
2016-02-13 11:00 | 0 | 0.3608 | 445669
2016-02-13 12:00 | 0 | 0.3738 | 462097
2016-02-13 13:00 | 0.00053239 | 0.3868 | 476177
2016-02-13 14:00 | 0.14724 | 0.40133 | 484883
2016-02-13 15:00 | 0.54834 | 0.41247 | 485582
2016-02-13 16:00 | 0.64869 | 0.42933 | 480430
2016-02-13 17:00 | 0.66567 | 0.46549 | 471854
2016-02-13 18:00 | 0.6495 | 0.49688 | 462669
2016-02-13 19:00 | 0.64069 | 0.51979 | 456167
2016-02-13 20:00 | 0.65355 | 0.53788 | 452362
2016-02-13 21:00 | 0.66585 | 0.55806 | 455137
2016-02-13 22:00 | 0.63228 | 0.57815 | 466557
2016-02-13 23:00 | 0.41847 | 0.68749 | 487773
2016-02-14 | 0.086842 | 0.74704 | 501197
2016-02-14 01:00 | 2.99e-06 | 0.75768 | 504675
2016-02-14 02:00 | 0 | 0.75371 | 501941
2016-02-14 03:00 | 0 | 0.7534 | 493215
2016-02-14 04:00 | 0 | 0.75205 | 478969
2016-02-14 05:00 | 0 | 0.7526 | 464148
2016-02-14 06:00 | 0 | 0.75297 | 453891
2016-02-14 07:00 | 0 | 0.75365 | 447242
2016-02-14 08:00 | 0 | 0.74731 | 443436
2016-02-14 09:00 | 0 | 0.73468 | 442406
2016-02-14 10:00 | 0 | 0.70754 | 446344
2016-02-14 11:00 | 0 | 0.67313 | 455950
2016-02-14 12:00 | 0 | 0.62939 | 467682
2016-02-14 13:00 | 0.00066158 | 0.57266 | 477822
2016-02-14 14:00 | 0.15366 | 0.43865 | 482732
2016-02-14 15:00 | 0.54254 | 0.35887 | 480794
2016-02-14 16:00 | 0.63871 | 0.34737 | 474300
2016-02-14 17:00 | 0.64459 | 0.35581 | 468035
2016-02-14 18:00 | 0.62478 | 0.35376 | 461079
2016-02-14 19:00 | 0.61605 | 0.35062 | 454990
2016-02-14 20:00 | 0.62813 | 0.34405 | 453504
2016-02-14 21:00 | 0.64162 | 0.33146 | 457219
2016-02-14 22:00 | 0.58122 | 0.32771 | 468996
2016-02-14 23:00 | 0.37266 | 0.36045 | 487064
2016-02-15 | 0.054166 | 0.40425 | 497245
2016-02-15 01:00 | 4.95e-06 | 0.43505 | 496464
2016-02-15 02:00 | 0 | 0.45523 | 487759
2016-02-15 03:00 | 0 | 0.46527 | 473863
2016-02-15 04:00 | 0 | 0.47427 | 456247
2016-02-15 05:00 | 0 | 0.48338 | 438571
2016-02-15 06:00 | 0 | 0.48749 | 426178
2016-02-15 07:00 | 0 | 0.49532 | 418030
2016-02-15 08:00 | 0 | 0.50206 | 413802
2016-02-15 09:00 | 0 | 0.51516 | 416020
2016-02-15 10:00 | 0 | 0.53335 | 426241
2016-02-15 11:00 | 0 | 0.53834 | 448824
2016-02-15 12:00 | 0 | 0.52207 | 472250
2016-02-15 13:00 | 0.00083168 | 0.46652 | 486638
2016-02-15 14:00 | 0.20451 | 0.29157 | 495412
2016-02-15 15:00 | 0.60932 | 0.22294 | 501301
2016-02-15 16:00 | 0.68883 | 0.23415 | 502221
2016-02-15 17:00 | 0.68881 | 0.24758 | 499362
2016-02-15 18:00 | 0.66738 | 0.26746 | 495186
2016-02-15 19:00 | 0.65691 | 0.28867 | 490387
2016-02-15 20:00 | 0.67041 | 0.31223 | 486695
2016-02-15 21:00 | 0.69862 | 0.34132 | 487005
2016-02-15 22:00 | 0.6748 | 0.37457 | 494230
2016-02-15 23:00 | 0.46328 | 0.43276 | 505582
2016-02-16 | 0.065392 | 0.48946 | 510575
2016-02-16 01:00 | 1.19e-05 | 0.55269 | 506685
2016-02-16 02:00 | 0 | 0.6132 | 492620
2016-02-16 03:00 | 0 | 0.65819 | 471783
2016-02-16 04:00 | 0 | 0.68399 | 446533
2016-02-16 05:00 | 0 | 0.6979 | 425067
2016-02-16 06:00 | 0 | 0.69614 | 408969
2016-02-16 07:00 | 0 | 0.68545 | 398529
2016-02-16 08:00 | 0 | 0.67502 | 392492
2016-02-16 09:00 | 0 | 0.66166 | 393274
2016-02-16 10:00 | 0 | 0.65537 | 404072
2016-02-16 11:00 | 0 | 0.65295 | 430339
2016-02-16 12:00 | 0 | 0.64562 | 458011
2016-02-16 13:00 | 0.0010552 | 0.60696 | 469751
2016-02-16 14:00 | 0.21453 | 0.44325 | 472089
2016-02-16 15:00 | 0.64279 | 0.47813 | 471516
2016-02-16 16:00 | 0.73067 | 0.48485 | 467780
2016-02-16 17:00 | 0.71328 | 0.46231 | 462095
2016-02-16 18:00 | 0.68811 | 0.41903 | 457704
2016-02-16 19:00 | 0.67595 | 0.37761 | 454346
2016-02-16 20:00 | 0.68713 | 0.33224 | 451843
2016-02-16 21:00 | 0.70917 | 0.29901 | 453875
2016-02-16 22:00 | 0.68614 | 0.2714 | 461734
2016-02-16 23:00 | 0.43827 | 0.30707 | 475995
2016-02-17 | 0.06995 | 0.34449 | 484937
2016-02-17 01:00 | 1.69e-05 | 0.35852 | 484039
2016-02-17 02:00 | 0 | 0.3556 | 473447
2016-02-17 03:00 | 0 | 0.3532 | 453437
2016-02-17 04:00 | 0 | 0.36084 | 429448
2016-02-17 05:00 | 0 | 0.37513 | 409782
2016-02-17 06:00 | 0 | 0.39205 | 396069
2016-02-17 07:00 | 0 | 0.41047 | 387846
2016-02-17 08:00 | 0 | 0.42589 | 384746
2016-02-17 09:00 | 0 | 0.43608 | 387908
2016-02-17 10:00 | 0 | 0.43326 | 402965
2016-02-17 11:00 | 0 | 0.42207 | 435062
2016-02-17 12:00 | 0 | 0.40759 | 464480
2016-02-17 13:00 | 0.0012409 | 0.35751 | 472263
2016-02-17 14:00 | 0.23725 | 0.20529 | 470126
2016-02-17 15:00 | 0.55383 | 0.14041 | 465928
2016-02-17 16:00 | 0.6254 | 0.19187 | 460744
2016-02-17 17:00 | 0.62335 | 0.22518 | 454129
2016-02-17 18:00 | 0.60811 | 0.2308 | 450106
2016-02-17 19:00 | 0.59894 | 0.2312 | 446675
2016-02-17 20:00 | 0.60017 | 0.23314 | 445132
2016-02-17 21:00 | 0.59589 | 0.23498 | 447514
2016-02-17 22:00 | 0.53129 | 0.31297 | 455731
2016-02-17 23:00 | 0.31349 | 0.641 | 471276
2016-02-18 | 0.040353 | 0.84739 | 483727
2016-02-18 01:00 | 2.12e-06 | 0.89042 | 485158
2016-02-18 02:00 | 0 | 0.87464 | 476973
2016-02-18 03:00 | 0 | 0.8614 | 459573
2016-02-18 04:00 | 0 | 0.85247 | 437201
2016-02-18 05:00 | 0 | 0.84925 | 418285
2016-02-18 06:00 | 0 | 0.83874 | 406299
2016-02-18 07:00 | 0 | 0.83329 | 399315
2016-02-18 08:00 | 0 | 0.8282 | 397681
2016-02-18 09:00 | 0 | 0.81143 | 401207
2016-02-18 10:00 | 0 | 0.79842 | 416327
2016-02-18 11:00 | 0 | 0.7972 | 450344
2016-02-18 12:00 | 0 | 0.79744 | 478649
2016-02-18 13:00 | 0.0016234 | 0.7778 | 482466
2016-02-18 14:00 | 0.21137 | 0.73827 | 475884
2016-02-18 15:00 | 0.48207 | 0.6967 | 468614
2016-02-18 16:00 | 0.59065 | 0.70343 | 460316
2016-02-18 17:00 | 0.62385 | 0.72943 | 452277
2016-02-18 18:00 | 0.61255 | 0.75529 | 446581
2016-02-18 19:00 | 0.61073 | 0.75887 | 442689
2016-02-18 20:00 | 0.62363 | 0.75753 | 440034
2016-02-18 21:00 | 0.64081 | 0.74611 | 441636
2016-02-18 22:00 | 0.61644 | 0.76724 | 450288
2016-02-18 23:00 | 0.43761 | 0.82593 | 467437
2016-02-19 | 0.083605 | 0.88626 | 480110
2016-02-19 01:00 | 2.53e-05 | 0.90281 | 482106
2016-02-19 02:00 | 0 | 0.89683 | 474395
2016-02-19 03:00 | 0 | 0.89291 | 457282
2016-02-19 04:00 | 0 | 0.86965 | 434122
2016-02-19 05:00 | 0 | 0.85415 | 414536
2016-02-19 06:00 | 0 | 0.86097 | 402028
2016-02-19 07:00 | 0 | 0.88955 | 393397
2016-02-19 08:00 | 0 | 0.89835 | 389054
2016-02-19 09:00 | 0 | 0.90359 | 391710
2016-02-19 10:00 | 0 | 0.90462 | 405420
2016-02-19 11:00 | 0 | 0.89659 | 435170
2016-02-19 12:00 | 0 | 0.873 | 460531
2016-02-19 13:00 | 0.0019306 | 0.81677 | 463967
2016-02-19 14:00 | 0.18789 | 0.67116 | 460831
2016-02-19 15:00 | 0.53753 | 0.6327 | 457400
2016-02-19 16:00 | 0.6343 | 0.65647 | 450971
2016-02-19 17:00 | 0.63918 | 0.64995 | 444834
2016-02-19 18:00 | 0.61411 | 0.633 | 439677
2016-02-19 19:00 | 0.59515 | 0.62606 | 436715
2016-02-19 20:00 | 0.59357 | 0.63371 | 434312
2016-02-19 21:00 | 0.58499 | 0.64376 | 433831
2016-02-19 22:00 | 0.54817 | 0.6537 | 438853
2016-02-19 23:00 | 0.39976 | 0.68417 | 448325
2016-02-20 | 0.074991 | 0.71793 | 453703
2016-02-20 01:00 | 2.15e-05 | 0.75698 | 450837
2016-02-20 02:00 | 0 | 0.79702 | 442242
2016-02-20 03:00 | 0 | 0.83228 | 427846
2016-02-20 04:00 | 0 | 0.83984 | 408070
2016-02-20 05:00 | 0 | 0.84091 | 388577
2016-02-20 06:00 | 0 | 0.83655 | 373572
2016-02-20 07:00 | 0 | 0.82752 | 362627
2016-02-20 08:00 | 0 | 0.8155 | 356552
2016-02-20 09:00 | 0 | 0.79374 | 354018
2016-02-20 10:00 | 0 | 0.76041 | 356351
2016-02-20 11:00 | 0 | 0.72046 | 365919
2016-02-20 12:00 | 0 | 0.68947 | 377725
2016-02-20 13:00 | 0.0016052 | 0.61941 | 389961
2016-02-20 14:00 | 0.21637 | 0.35655 | 399954
2016-02-20 15:00 | 0.61128 | 0.28664 | 403739
2016-02-20 16:00 | 0.7016 | 0.3236 | 402616
2016-02-20 17:00 | 0.6968 | 0.34896 | 399046
2016-02-20 18:00 | 0.67334 | 0.34619 | 394304
2016-02-20 19:00 | 0.65746 | 0.33641 | 389180
2016-02-20 20:00 | 0.66044 | 0.32727 | 385273
2016-02-20 21:00 | 0.66803 | 0.318 | 384806
2016-02-20 22:00 | 0.6349 | 0.33392 | 389641
2016-02-20 23:00 | 0.43684 | 0.4303 | 402422
2016-02-21 | 0.082912 | 0.51905 | 410711
2016-02-21 01:00 | 2.53e-05 | 0.55646 | 410144
2016-02-21 02:00 | 0 | 0.55212 | 404838
2016-02-21 03:00 | 0 | 0.53006 | 393889
2016-02-21 04:00 | 0 | 0.49486 | 378380
2016-02-21 05:00 | 0 | 0.46245 | 362368
2016-02-21 06:00 | 0 | 0.4468 | 349945
2016-02-21 07:00 | 0 | 0.44479 | 340082
2016-02-21 08:00 | 0 | 0.44664 | 334957
2016-02-21 09:00 | 0 | 0.44335 | 332892
2016-02-21 10:00 | 0 | 0.43507 | 334852
2016-02-21 11:00 | 0 | 0.41836 | 341609
2016-02-21 12:00 | 0 | 0.39597 | 351690
2016-02-21 13:00 | 0.00066425 | 0.35657 | 363583
2016-02-21 14:00 | 0.17233 | 0.25185 | 376732
2016-02-21 15:00 | 0.55304 | 0.31201 | 383921
2016-02-21 16:00 | 0.6514 | 0.36739 | 387634
2016-02-21 17:00 | 0.65268 | 0.35576 | 389435
2016-02-21 18:00 | 0.64192 | 0.33435 | 388620
2016-02-21 19:00 | 0.63409 | 0.31173 | 386747
2016-02-21 20:00 | 0.64215 | 0.28968 | 386428
2016-02-21 21:00 | 0.65355 | 0.26372 | 389231
2016-02-21 22:00 | 0.64633 | 0.24126 | 397837
2016-02-21 23:00 | 0.47783 | 0.27826 | 412587
2016-02-22 | 0.10501 | 0.34612 | 424634
2016-02-22 01:00 | 4.55e-05 | 0.36785 | 425052
2016-02-22 02:00 | 0 | 0.36706 | 417877
2016-02-22 03:00 | 0 | 0.36449 | 403748
2016-02-22 04:00 | 0 | 0.35946 | 384325
2016-02-22 05:00 | 0 | 0.35475 | 366010
2016-02-22 06:00 | 0 | 0.3474 | 353139
2016-02-22 07:00 | 0 | 0.33938 | 344882
2016-02-22 08:00 | 0 | 0.32434 | 341726
2016-02-22 09:00 | 0 | 0.30533 | 345837
2016-02-22 10:00 | 0 | 0.28545 | 360995
2016-02-22 11:00 | 0 | 0.2678 | 392795
2016-02-22 12:00 | 0 | 0.25152 | 421725
2016-02-22 13:00 | 0.0029146 | 0.21483 | 434072
2016-02-22 14:00 | 0.20023 | 0.14198 | 439407
2016-02-22 15:00 | 0.54054 | 0.161 | 442540
2016-02-22 16:00 | 0.63999 | 0.17317 | 441350
2016-02-22 17:00 | 0.64359 | 0.16663 | 438115
2016-02-22 18:00 | 0.62638 | 0.16094 | 435252
2016-02-22 19:00 | 0.60822 | 0.15944 | 432459
2016-02-22 20:00 | 0.60079 | 0.16323 | 429886
2016-02-22 21:00 | 0.58399 | 0.16997 | 431668
2016-02-22 22:00 | 0.53987 | 0.18209 | 438908
2016-02-22 23:00 | 0.4036 | 0.24466 | 455125
2016-02-23 | 0.10985 | 0.36577 | 466325
2016-02-23 01:00 | 5.76e-05 | 0.44171 | 465317
2016-02-23 02:00 | 0 | 0.4674 | 455231
2016-02-23 03:00 | 0 | 0.46412 | 436595
2016-02-23 04:00 | 0 | 0.44654 | 412301
2016-02-23 05:00 | 0 | 0.43414 | 391289
2016-02-23 06:00 | 0 | 0.43261 | 376473
2016-02-23 07:00 | 0 | 0.42927 | 366921
2016-02-23 08:00 | 0 | 0.42795 | 362150
2016-02-23 09:00 | 0 | 0.43042 | 364236
2016-02-23 10:00 | 0 | 0.43214 | 377442
2016-02-23 11:00 | 0 | 0.43464 | 409522
2016-02-23 12:00 | 0 | 0.43697 | 437217
2016-02-23 13:00 | 0.0026094 | 0.42543 | 448790
2016-02-23 14:00 | 0.17769 | 0.39697 | 455082
2016-02-23 15:00 | 0.54662 | 0.56016 | 459144
2016-02-23 16:00 | 0.63629 | 0.63515 | 458114
2016-02-23 17:00 | 0.65532 | 0.66489 | 455547
2016-02-23 18:00 | 0.65051 | 0.68352 | 453357
2016-02-23 19:00 | 0.63955 | 0.69824 | 450352
2016-02-23 20:00 | 0.64209 | 0.71037 | 448235
2016-02-23 21:00 | 0.64131 | 0.71767 | 450200
2016-02-23 22:00 | 0.60461 | 0.70845 | 457914
2016-02-23 23:00 | 0.43198 | 0.7262 | 470990
2016-02-24 | 0.0969 | 0.71499 | 480005
2016-02-24 01:00 | 5.68e-05 | 0.66784 | 478026
2016-02-24 02:00 | 0 | 0.62773 | 467177
2016-02-24 03:00 | 0 | 0.58732 | 446539
2016-02-24 04:00 | 0 | 0.55674 | 422370
2016-02-24 05:00 | 0 | 0.5462 | 400870
2016-02-24 06:00 | 0 | 0.5486 | 385872
2016-02-24 07:00 | 0 | 0.55246 | 376535
2016-02-24 08:00 | 0 | 0.55432 | 371637
2016-02-24 09:00 | 0 | 0.55789 | 373087
2016-02-24 10:00 | 0 | 0.56095 | 385851
2016-02-24 11:00 | 0 | 0.56488 | 417203
2016-02-24 12:00 | 0 | 0.57041 | 446997
2016-02-24 13:00 | 0.0045241 | 0.51548 | 458516
2016-02-24 14:00 | 0.30463 | 0.37907 | 463168
2016-02-24 15:00 | 0.69962 | 0.44229 | 466375
2016-02-24 16:00 | 0.77056 | 0.50475 | 465391
2016-02-24 17:00 | 0.76624 | 0.50756 | 460966
2016-02-24 18:00 | 0.74524 | 0.52162 | 456504
2016-02-24 19:00 | 0.73283 | 0.5447 | 451870
2016-02-24 20:00 | 0.74079 | 0.56646 | 447422
2016-02-24 21:00 | 0.74905 | 0.5841 | 447402
2016-02-24 22:00 | 0.71637 | 0.57276 | 453275
2016-02-24 23:00 | 0.50358 | 0.61463 | 464896
2016-02-25 | 0.11625 | 0.6566 | 474305
2016-02-25 01:00 | 8.43e-05 | 0.64999 | 473808
2016-02-25 02:00 | 0 | 0.64191 | 464981
2016-02-25 03:00 | 0 | 0.62346 | 447005
2016-02-25 04:00 | 0 | 0.60309 | 423778
2016-02-25 05:00 | 0 | 0.59281 | 403872
2016-02-25 06:00 | 0 | 0.58557 | 390676
2016-02-25 07:00 | 0 | 0.57362 | 382205
2016-02-25 08:00 | 0 | 0.55513 | 378974
2016-02-25 09:00 | 0 | 0.53973 | 382788
2016-02-25 10:00 | 0 | 0.51995 | 397613
2016-02-25 11:00 | 0 | 0.50338 | 430734
2016-02-25 12:00 | 0 | 0.48682 | 460048
2016-02-25 13:00 | 0.0048374 | 0.41681 | 469454
2016-02-25 14:00 | 0.3015 | 0.41208 | 469941
2016-02-25 15:00 | 0.74503 | 0.45488 | 468999
2016-02-25 16:00 | 0.79328 | 0.41654 | 464064
2016-02-25 17:00 | 0.76873 | 0.3723 | 457790
2016-02-25 18:00 | 0.74328 | 0.33872 | 452895
2016-02-25 19:00 | 0.73018 | 0.31463 | 449327
2016-02-25 20:00 | 0.73902 | 0.29455 | 447423
2016-02-25 21:00 | 0.75365 | 0.27167 | 449033
2016-02-25 22:00 | 0.71445 | 0.23887 | 456517
2016-02-25 23:00 | 0.52666 | 0.25191 | 472070
2016-02-26 | 0.13037 | 0.29397 | 484445
2016-02-26 01:00 | 0.00010386 | 0.30126 | 486525
2016-02-26 02:00 | 0 | 0.31797 | 478144
2016-02-26 03:00 | 0 | 0.33916 | 462233
2016-02-26 04:00 | 0 | 0.35834 | 440294
2016-02-26 05:00 | 0 | 0.38404 | 420829
2016-02-26 06:00 | 0 | 0.41788 | 408908
2016-02-26 07:00 | 0 | 0.45873 | 401981
2016-02-26 08:00 | 0 | 0.49424 | 400044
2016-02-26 09:00 | 0 | 0.51585 | 404325
2016-02-26 10:00 | 0 | 0.5255 | 419789
2016-02-26 11:00 | 0 | 0.53076 | 453147
2016-02-26 12:00 | 0 | 0.53814 | 480966
2016-02-26 13:00 | 0.0069838 | 0.49674 | 487257
2016-02-26 14:00 | 0.32198 | 0.27597 | 482161
2016-02-26 15:00 | 0.71269 | 0.21464 | 474541
2016-02-26 16:00 | 0.7594 | 0.28233 | 465184
2016-02-26 17:00 | 0.74525 | 0.33875 | 454966
2016-02-26 18:00 | 0.72149 | 0.36449 | 445971
2016-02-26 19:00 | 0.70704 | 0.37188 | 439126
2016-02-26 20:00 | 0.71249 | 0.36316 | 434190
2016-02-26 21:00 | 0.71958 | 0.33078 | 433274
2016-02-26 22:00 | 0.6795 | 0.32679 | 439688
2016-02-26 23:00 | 0.47314 | 0.36419 | 454068
2016-02-27 | 0.098538 | 0.38189 | 467219
2016-02-27 01:00 | 0.00010387 | 0.43499 | 470275
2016-02-27 02:00 | 0 | 0.50489 | 466084
2016-02-27 03:00 | 0 | 0.588 | 454694
2016-02-27 04:00 | 0 | 0.65866 | 437593
2016-02-27 05:00 | 0 | 0.71614 | 420905
2016-02-27 06:00 | 0 | 0.75541 | 409881
2016-02-27 07:00 | 0 | 0.78457 | 403439
2016-02-27 08:00 | 0 | 0.81025 | 400110
2016-02-27 09:00 | 0 | 0.83286 | 401585
2016-02-27 10:00 | 0 | 0.84499 | 407285
2016-02-27 11:00 | 0 | 0.84287 | 421811
2016-02-27 12:00 | 0 | 0.83206 | 436914
2016-02-27 13:00 | 0.0069439 | 0.74614 | 443577
2016-02-27 14:00 | 0.29149 | 0.43352 | 440303
2016-02-27 15:00 | 0.64338 | 0.27007 | 431766
2016-02-27 16:00 | 0.71663 | 0.29397 | 421204
2016-02-27 17:00 | 0.71566 | 0.43592 | 410971
2016-02-27 18:00 | 0.69975 | 0.53128 | 401316
2016-02-27 19:00 | 0.6898 | 0.59549 | 394032
2016-02-27 20:00 | 0.69573 | 0.64147 | 388994
2016-02-27 21:00 | 0.70188 | 0.6874 | 388726
2016-02-27 22:00 | 0.66525 | 0.74388 | 393736
2016-02-27 23:00 | 0.48935 | 0.8128 | 408718
2016-02-28 | 0.12828 | 0.85703 | 423181
2016-02-28 01:00 | 0.00016284 | 0.86879 | 427036
2016-02-28 02:00 | 0 | 0.87416 | 425059
2016-02-28 03:00 | 0 | 0.87849 | 416833
2016-02-28 04:00 | 0 | 0.88532 | 402937
2016-02-28 05:00 | 0 | 0.88952 | 389520
2016-02-28 06:00 | 0 | 0.89071 | 379015
2016-02-28 07:00 | 0 | 0.8905 | 372201
2016-02-28 08:00 | 0 | 0.88599 | 368586
2016-02-28 09:00 | 0 | 0.87592 | 368931
2016-02-28 10:00 | 0 | 0.86094 | 373265
2016-02-28 11:00 | 0 | 0.85289 | 382121
2016-02-28 12:00 | 0 | 0.84023 | 392248
2016-02-28 13:00 | 0.0083156 | 0.79132 | 397171
2016-02-28 14:00 | 0.31137 | 0.66929 | 396002
2016-02-28 15:00 | 0.67714 | 0.72539 | 390876
2016-02-28 16:00 | 0.71907 | 0.76213 | 385642
2016-02-28 17:00 | 0.70968 | 0.75833 | 380965
2016-02-28 18:00 | 0.69026 | 0.74201 | 377464
2016-02-28 19:00 | 0.67505 | 0.73659 | 374184
2016-02-28 20:00 | 0.67299 | 0.73326 | 372997
2016-02-28 21:00 | 0.66586 | 0.70501 | 375600
2016-02-28 22:00 | 0.60258 | 0.64132 | 384629
2016-02-28 23:00 | 0.43005 | 0.62651 | 401421
2016-02-29 | 0.08868 | 0.64719 | 416582
2016-02-29 01:00 | 0.00017062 | 0.65153 | 419648
2016-02-29 02:00 | 0 | 0.65281 | 412789
2016-02-29 03:00 | 0 | 0.65692 | 398731
2016-02-29 04:00 | 0 | 0.67951 | 379684
2016-02-29 05:00 | 0 | 0.70158 | 363692
2016-02-29 06:00 | 0 | 0.72264 | 350896
2016-02-29 07:00 | 0 | 0.7454 | 343233
2016-02-29 08:00 | 0 | 0.76001 | 341224
2016-02-29 09:00 | 0 | 0.75925 | 345544
2016-02-29 10:00 | 0 | 0.75573 | 362124
2016-02-29 11:00 | 0 | 0.74565 | 395627
2016-02-29 12:00 | 0 | 0.72079 | 424567
2016-02-29 13:00 | 0.011068 | 0.62191 | 433075
2016-02-29 14:00 | 0.31062 | 0.42238 | 435615
2016-02-29 15:00 | 0.66122 | 0.39712 | 436352
2016-02-29 16:00 | 0.74251 | 0.50056 | 434270
2016-02-29 17:00 | 0.72572 | 0.50536 | 430284
2016-02-29 18:00 | 0.70109 | 0.50216 | 426871
2016-02-29 19:00 | 0.68375 | 0.5006 | 424041
2016-02-29 20:00 | 0.68707 | 0.50173 | 421577
2016-02-29 21:00 | 0.68967 | 0.50467 | 422147
2016-02-29 22:00 | 0.65922 | 0.51481 | 427406
2016-02-29 23:00 | 0.49693 | 0.55946 | 440807
2016-03-01 | 0.14834 | 0.58388 | 454975
2016-03-01 01:00 | 0.00027336 | 0.57558 | 454940
2016-03-01 02:00 | 0 | 0.55832 | 443646
2016-03-01 03:00 | 0 | 0.5445 | 424940
2016-03-01 04:00 | 0 | 0.53209 | 402448
2016-03-01 05:00 | 0 | 0.52255 | 382522
2016-03-01 06:00 | 0 | 0.52232 | 369140
2016-03-01 07:00 | 0 | 0.51991 | 360103
2016-03-01 08:00 | 0 | 0.52154 | 356976
2016-03-01 09:00 | 0 | 0.53426 | 359428
2016-03-01 10:00 | 0 | 0.53129 | 373689
2016-03-01 11:00 | 0 | 0.51145 | 405395
2016-03-01 12:00 | 0 | 0.48986 | 430326
2016-03-01 13:00 | 0.013582 | 0.4271 | 435727
2016-03-01 14:00 | 0.3183 | 0.35675 | 436321
2016-03-01 15:00 | 0.5953 | 0.3779 | 437031
2016-03-01 16:00 | 0.68232 | 0.39201 | 436038
2016-03-01 17:00 | 0.70652 | 0.39571 | 434122
2016-03-01 18:00 | 0.69679 | 0.39266 | 434041
2016-03-01 19:00 | 0.68991 | 0.37842 | 433074
2016-03-01 20:00 | 0.69897 | 0.35352 | 432861
2016-03-01 21:00 | 0.70387 | 0.31603 | 434932
2016-03-01 22:00 | 0.66356 | 0.26863 | 441207
2016-03-01 23:00 | 0.50046 | 0.23539 | 453833
2016-03-02 | 0.17454 | 0.24019 | 465032
2016-03-02 01:00 | 0.00036465 | 0.24835 | 465282
2016-03-02 02:00 | 0 | 0.27101 | 454570
2016-03-02 03:00 | 0 | 0.30663 | 436355
2016-03-02 04:00 | 0 | 0.35842 | 412434
2016-03-02 05:00 | 0 | 0.41323 | 392239
2016-03-02 06:00 | 0 | 0.44989 | 377688
2016-03-02 07:00 | 0 | 0.4702 | 367874
2016-03-02 08:00 | 0 | 0.47886 | 363047
2016-03-02 09:00 | 0 | 0.478 | 366611
2016-03-02 10:00 | 0 | 0.46446 | 380785
2016-03-02 11:00 | 0 | 0.45256 | 413576
2016-03-02 12:00 | 0 | 0.4539 | 442641
2016-03-02 13:00 | 0.015171 | 0.40452 | 453351
2016-03-02 14:00 | 0.32078 | 0.31838 | 455991
2016-03-02 15:00 | 0.69585 | 0.41422 | 456455
2016-03-02 16:00 | 0.75547 | 0.50799 | 452835
2016-03-02 17:00 | 0.75079 | 0.54616 | 447782
2016-03-02 18:00 | 0.73449 | 0.56388 | 444000
2016-03-02 19:00 | 0.72475 | 0.57092 | 440889
2016-03-02 20:00 | 0.73487 | 0.57002 | 440393
2016-03-02 21:00 | 0.74342 | 0.56405 | 441612
2016-03-02 22:00 | 0.71857 | 0.56639 | 448869
2016-03-02 23:00 | 0.5534 | 0.59965 | 464980
2016-03-03 | 0.15227 | 0.625 | 480343
2016-03-03 01:00 | 0.0004093 | 0.609 | 482244
2016-03-03 02:00 | 0 | 0.57198 | 473944
2016-03-03 03:00 | 0 | 0.54019 | 455696
2016-03-03 04:00 | 0 | 0.52002 | 432467
2016-03-03 05:00 | 0 | 0.50982 | 412330
2016-03-03 06:00 | 0 | 0.50247 | 398057
2016-03-03 07:00 | 0 | 0.49222 | 389473
2016-03-03 08:00 | 0 | 0.4817 | 385904
2016-03-03 09:00 | 0 | 0.48107 | 389188
2016-03-03 10:00 | 0 | 0.4902 | 403284
2016-03-03 11:00 | 0 | 0.49532 | 434864
2016-03-03 12:00 | 0 | 0.49876 | 459002
2016-03-03 13:00 | 0.016355 | 0.44477 | 463654
2016-03-03 14:00 | 0.325 | 0.34566 | 463675
2016-03-03 15:00 | 0.59313 | 0.39275 | 462773
2016-03-03 16:00 | 0.67571 | 0.38575 | 459966
2016-03-03 17:00 | 0.68917 | 0.35021 | 456789
2016-03-03 18:00 | 0.67777 | 0.3067 | 455812
2016-03-03 19:00 | 0.66652 | 0.25906 | 455296
2016-03-03 20:00 | 0.66286 | 0.22095 | 455980
2016-03-03 21:00 | 0.63859 | 0.19557 | 459774
2016-03-03 22:00 | 0.56746 | 0.17767 | 466502
2016-03-03 23:00 | 0.39444 | 0.21691 | 478087
2016-03-04 | 0.097077 | 0.31127 | 485246
2016-03-04 01:00 | 0.00032331 | 0.38484 | 483854
2016-03-04 02:00 | 0 | 0.45299 | 472650
2016-03-04 03:00 | 0 | 0.49522 | 453614
2016-03-04 04:00 | 0 | 0.50977 | 429518
2016-03-04 05:00 | 0 | 0.51477 | 409097
2016-03-04 06:00 | 0 | 0.5239 | 395777
2016-03-04 07:00 | 0 | 0.53861 | 386963
2016-03-04 08:00 | 0 | 0.55789 | 382446
2016-03-04 09:00 | 0 | 0.57368 | 383930
2016-03-04 10:00 | 0 | 0.57383 | 396378
2016-03-04 11:00 | 0 | 0.57409 | 426195
2016-03-04 12:00 | 0 | 0.57992 | 452772
2016-03-04 13:00 | 0.017892 | 0.53719 | 463137
2016-03-04 14:00 | 0.26039 | 0.36407 | 466733
2016-03-04 15:00 | 0.59569 | 0.40608 | 467077
2016-03-04 16:00 | 0.68657 | 0.53805 | 464285
2016-03-04 17:00 | 0.6915 | 0.55854 | 456607
2016-03-04 18:00 | 0.67894 | 0.55545 | 452165
2016-03-04 19:00 | 0.66754 | 0.55162 | 448207
2016-03-04 20:00 | 0.66682 | 0.53537 | 444972
2016-03-04 21:00 | 0.65922 | 0.50808 | 444497
2016-03-04 22:00 | 0.6078 | 0.47839 | 447234
2016-03-04 23:00 | 0.43735 | 0.53046 | 454889
2016-03-05 | 0.099581 | 0.56033 | 462545
2016-03-05 01:00 | 0.00032005 | 0.54565 | 459738
2016-03-05 02:00 | 0 | 0.52722 | 454048
2016-03-05 03:00 | 0 | 0.52041 | 439985
2016-03-05 04:00 | 0 | 0.51932 | 419916
2016-03-05 05:00 | 0 | 0.51617 | 402308
2016-03-05 06:00 | 0 | 0.5067 | 389789
2016-03-05 07:00 | 0 | 0.49704 | 381883
2016-03-05 08:00 | 0 | 0.49422 | 378361
2016-03-05 09:00 | 0 | 0.49515 | 378804
2016-03-05 10:00 | 0 | 0.496 | 383622
2016-03-05 11:00 | 0 | 0.49973 | 394733
2016-03-05 12:00 | 0 | 0.5 | 407767
2016-03-05 13:00 | 0.02156 | 0.42061 | 417596
2016-03-05 14:00 | 0.24185 | 0.24805 | 421215
2016-03-05 15:00 | 0.46205 | 0.19881 | 420620
2016-03-05 16:00 | 0.58059 | 0.25817 | 416121
2016-03-05 17:00 | 0.62313 | 0.30439 | 411893
2016-03-05 18:00 | 0.61844 | 0.35021 | 407135
2016-03-05 19:00 | 0.60977 | 0.39505 | 404596
2016-03-05 20:00 | 0.60092 | 0.43605 | 402744
2016-03-05 21:00 | 0.56867 | 0.46878 | 403627
2016-03-05 22:00 | 0.49368 | 0.50718 | 407156
2016-03-05 23:00 | 0.34638 | 0.63955 | 417186
2016-03-06 | 0.10813 | 0.77788 | 426981
2016-03-06 01:00 | 0.00043813 | 0.84754 | 428558
2016-03-06 02:00 | 0 | 0.88186 | 423457
2016-03-06 03:00 | 0 | 0.89827 | 411547
2016-03-06 04:00 | 0 | 0.90357 | 394847
2016-03-06 05:00 | 0 | 0.89415 | 378337
2016-03-06 06:00 | 0 | 0.87503 | 366804
2016-03-06 07:00 | 0 | 0.85714 | 360173
2016-03-06 08:00 | 0 | 0.83991 | 356411
2016-03-06 09:00 | 0 | 0.81631 | 356415
2016-03-06 10:00 | 0 | 0.79942 | 359048
2016-03-06 11:00 | 0 | 0.78555 | 366646
2016-03-06 12:00 | 0 | 0.76689 | 377600
2016-03-06 13:00 | 0.012564 | 0.69357 | 387619
2016-03-06 14:00 | 0.223 | 0.53517 | 393836
2016-03-06 15:00 | 0.44764 | 0.55467 | 394051
2016-03-06 16:00 | 0.55687 | 0.57661 | 391527
2016-03-06 17:00 | 0.59909 | 0.57009 | 389677
2016-03-06 18:00 | 0.59583 | 0.56033 | 387230
2016-03-06 19:00 | 0.58601 | 0.55098 | 385165
2016-03-06 20:00 | 0.5781 | 0.54249 | 383511
2016-03-06 21:00 | 0.55602 | 0.54443 | 386144
2016-03-06 22:00 | 0.50173 | 0.57363 | 392608
2016-03-06 23:00 | 0.38527 | 0.64149 | 408579
2016-03-07 | 0.16462 | 0.73341 | 426425
2016-03-07 01:00 | 0.0010416 | 0.78697 | 431649
2016-03-07 02:00 | 0 | 0.80707 | 424435
2016-03-07 03:00 | 0 | 0.82729 | 410688
2016-03-07 04:00 | 0 | 0.83935 | 391731
2016-03-07 05:00 | 0 | 0.84236 | 376348
2016-03-07 06:00 | 0 | 0.8414 | 366160
2016-03-07 07:00 | 0 | 0.82628 | 359939
2016-03-07 08:00 | 0 | 0.79901 | 357960
2016-03-07 09:00 | 0 | 0.76515 | 361536
2016-03-07 10:00 | 0 | 0.72701 | 376711
2016-03-07 11:00 | 0 | 0.6951 | 408344
2016-03-07 12:00 | 0 | 0.67113 | 431451
2016-03-07 13:00 | 0.019554 | 0.5943 | 436012
2016-03-07 14:00 | 0.30863 | 0.4626 | 435209
2016-03-07 15:00 | 0.54963 | 0.49391 | 434992
2016-03-07 16:00 | 0.60862 | 0.54858 | 433605
2016-03-07 17:00 | 0.62413 | 0.57858 | 430155
2016-03-07 18:00 | 0.62308 | 0.61818 | 428360
2016-03-07 19:00 | 0.61226 | 0.65254 | 425749
2016-03-07 20:00 | 0.59811 | 0.67169 | 423283
2016-03-07 21:00 | 0.56513 | 0.6879 | 422736
2016-03-07 22:00 | 0.4939 | 0.71609 | 425027
2016-03-07 23:00 | 0.34072 | 0.77075 | 436129
2016-03-08 | 0.090513 | 0.81871 | 448796
2016-03-08 01:00 | 0.0014342 | 0.82269 | 447563
2016-03-08 02:00 | 0 | 0.81372 | 436677
2016-03-08 03:00 | 0 | 0.80182 | 418531
2016-03-08 04:00 | 0 | 0.79768 | 395467
2016-03-08 05:00 | 0 | 0.79517 | 374281
2016-03-08 06:00 | 0 | 0.77881 | 359069
2016-03-08 07:00 | 0 | 0.75392 | 349145
2016-03-08 08:00 | 0 | 0.72808 | 344267
2016-03-08 09:00 | 0 | 0.69188 | 346924
2016-03-08 10:00 | 0 | 0.66283 | 358915
2016-03-08 11:00 | 0 | 0.6516 | 387430
2016-03-08 12:00 | 0 | 0.64095 | 411254
2016-03-08 13:00 | 0.012863 | 0.57122 | 419161
2016-03-08 14:00 | 0.28662 | 0.51668 | 423336
2016-03-08 15:00 | 0.65305 | 0.4932 | 425877
2016-03-08 16:00 | 0.73069 | 0.46071 | 426409
2016-03-08 17:00 | 0.72194 | 0.43015 | 424840
2016-03-08 18:00 | 0.69411 | 0.39341 | 424108
2016-03-08 19:00 | 0.66443 | 0.3597 | 423858
2016-03-08 20:00 | 0.64728 | 0.33191 | 422736
2016-03-08 21:00 | 0.6189 | 0.30501 | 422784
2016-03-08 22:00 | 0.55776 | 0.27568 | 424813
2016-03-08 23:00 | 0.40434 | 0.26612 | 433883
2016-03-09 | 0.14053 | 0.29469 | 446635
2016-03-09 01:00 | 0.0014756 | 0.30049 | 445107
2016-03-09 02:00 | 0 | 0.30375 | 432794
2016-03-09 03:00 | 0 | 0.28354 | 413765
2016-03-09 04:00 | 0 | 0.25857 | 389747
2016-03-09 05:00 | 0 | 0.24289 | 367798
2016-03-09 06:00 | 0 | 0.23872 | 350590
2016-03-09 07:00 | 0 | 0.24768 | 339505
2016-03-09 08:00 | 0 | 0.26021 | 334541
2016-03-09 09:00 | 0 | 0.25881 | 336101
2016-03-09 10:00 | 0 | 0.24657 | 349279
2016-03-09 11:00 | 0 | 0.23764 | 375362
2016-03-09 12:00 | 0 | 0.23323 | 399305
2016-03-09 13:00 | 0.011514 | 0.20235 | 409712
2016-03-09 14:00 | 0.28552 | 0.11868 | 415738
2016-03-09 15:00 | 0.59084 | 0.11202 | 420814
2016-03-09 16:00 | 0.68958 | 0.12356 | 423758
2016-03-09 17:00 | 0.70124 | 0.1237 | 424288
2016-03-09 18:00 | 0.69276 | 0.12236 | 424566
2016-03-09 19:00 | 0.68544 | 0.12047 | 424719
2016-03-09 20:00 | 0.69318 | 0.11803 | 423876
2016-03-09 21:00 | 0.69429 | 0.11464 | 424493
2016-03-09 22:00 | 0.65583 | 0.10655 | 426869
2016-03-09 23:00 | 0.49617 | 0.12155 | 436308
2016-03-10 | 0.15133 | 0.17848 | 446277
2016-03-10 01:00 | 0.0023676 | 0.23702 | 443311
2016-03-10 02:00 | 0 | 0.26584 | 431802
2016-03-10 03:00 | 0 | 0.26749 | 412417
2016-03-10 04:00 | 0 | 0.25269 | 387558
2016-03-10 05:00 | 0 | 0.24017 | 365298
2016-03-10 06:00 | 0 | 0.23896 | 348775
2016-03-10 07:00 | 0 | 0.25117 | 337334
2016-03-10 08:00 | 0 | 0.27829 | 331475
2016-03-10 09:00 | 0 | 0.30185 | 332082
2016-03-10 10:00 | 0 | 0.32349 | 344103
2016-03-10 11:00 | 0 | 0.34407 | 368195
2016-03-10 12:00 | 0 | 0.35951 | 393405
2016-03-10 13:00 | 0.020343 | 0.31902 | 406887
2016-03-10 14:00 | 0.36801 | 0.20313 | 416430
2016-03-10 15:00 | 0.74127 | 0.22176 | 424084
2016-03-10 16:00 | 0.78971 | 0.25564 | 427335
2016-03-10 17:00 | 0.77965 | 0.28914 | 428866
2016-03-10 18:00 | 0.7604 | 0.2969 | 430572
2016-03-10 19:00 | 0.74595 | 0.29418 | 431701
2016-03-10 20:00 | 0.74951 | 0.28411 | 432151
2016-03-10 21:00 | 0.75264 | 0.26793 | 433016
2016-03-10 22:00 | 0.7182 | 0.24692 | 434635
2016-03-10 23:00 | 0.55873 | 0.30665 | 440543
2016-03-11 | 0.17782 | 0.44743 | 448569
2016-03-11 01:00 | 0.0028766 | 0.56792 | 447010
2016-03-11 02:00 | 0 | 0.63819 | 436255
2016-03-11 03:00 | 0 | 0.68979 | 417010
2016-03-11 04:00 | 0 | 0.72062 | 392696
2016-03-11 05:00 | 0 | 0.73362 | 371586
2016-03-11 06:00 | 0 | 0.73718 | 354663
2016-03-11 07:00 | 0 | 0.74358 | 342633
2016-03-11 08:00 | 0 | 0.73419 | 336132
2016-03-11 09:00 | 0 | 0.71302 | 336078
2016-03-11 10:00 | 0 | 0.69687 | 345496
2016-03-11 11:00 | 0 | 0.67986 | 370252
2016-03-11 12:00 | 0 | 0.65794 | 395329
2016-03-11 13:00 | 0.027537 | 0.5264 | 409015
2016-03-11 14:00 | 0.35266 | 0.29915 | 417633
2016-03-11 15:00 | 0.54686 | 0.29885 | 424674
2016-03-11 16:00 | 0.59149 | 0.41632 | 429006
2016-03-11 17:00 | 0.61403 | 0.43081 | 429653
2016-03-11 18:00 | 0.62307 | 0.42286 | 429771
2016-03-11 19:00 | 0.61885 | 0.41301 | 429113
2016-03-11 20:00 | 0.61023 | 0.39996 | 426720
2016-03-11 21:00 | 0.58518 | 0.38128 | 424934
2016-03-11 22:00 | 0.52168 | 0.37134 | 422823
2016-03-11 23:00 | 0.375 | 0.42437 | 424991
2016-03-12 | 0.11124 | 0.53096 | 430809
2016-03-12 01:00 | 0.0025135 | 0.61701 | 428644
2016-03-12 02:00 | 0 | 0.66482 | 417666
2016-03-12 03:00 | 0 | 0.67416 | 404957
2016-03-12 04:00 | 0 | 0.6676 | 382164
2016-03-12 05:00 | 0 | 0.65249 | 364958
2016-03-12 06:00 | 0 | 0.62334 | 350331
2016-03-12 07:00 | 0 | 0.58365 | 338382
2016-03-12 08:00 | 0 | 0.54438 | 331415
2016-03-12 09:00 | 0 | 0.51009 | 328871
2016-03-12 10:00 | 0 | 0.48058 | 331181
2016-03-12 11:00 | 0 | 0.4569 | 337640
2016-03-12 12:00 | 0 | 0.44758 | 348302
2016-03-12 13:00 | 0.023242 | 0.36409 | 362752
2016-03-12 14:00 | 0.32009 | 0.2262 | 377676
2016-03-12 15:00 | 0.64697 | 0.21573 | 388255
2016-03-12 16:00 | 0.73455 | 0.3161 | 393475
2016-03-12 17:00 | 0.74591 | 0.37515 | 394458
2016-03-12 18:00 | 0.73438 | 0.39995 | 393388
2016-03-12 19:00 | 0.72344 | 0.41762 | 391365
2016-03-12 20:00 | 0.72624 | 0.43593 | 390385
2016-03-12 21:00 | 0.72403 | 0.46079 | 390775
2016-03-12 22:00 | 0.68047 | 0.50617 | 392732
2016-03-12 23:00 | 0.54183 | 0.58661 | 399719
2016-03-13 | 0.1955 | 0.70168 | 407436
2016-03-13 01:00 | 0.0037235 | 0.73542 | 406516
2016-03-13 02:00 | 0 | 0.72832 | 398876
2016-03-13 03:00 | 0 | 0.71238 | 386291
2016-03-13 04:00 | 0 | 0.69139 | 368389
2016-03-13 05:00 | 0 | 0.67363 | 351061
2016-03-13 06:00 | 0 | 0.65319 | 337314
2016-03-13 07:00 | 0 | 0.63266 | 327141
2016-03-13 08:00 | 0 | 0.60946 | 320515
2016-03-13 09:00 | 0 | 0.59104 | 318901
2016-03-13 10:00 | 0 | 0.57662 | 322082
2016-03-13 11:00 | 0 | 0.56483 | 327898
2016-03-13 12:00 | 0 | 0.5569 | 336578
2016-03-13 13:00 | 0.038929 | 0.48819 | 349873
2016-03-13 14:00 | 0.38529 | 0.34702 | 364303
2016-03-13 15:00 | 0.64333 | 0.39527 | 374745
2016-03-13 16:00 | 0.69867 | 0.45426 | 383345
2016-03-13 17:00 | 0.70543 | 0.4422 | 389604
2016-03-13 18:00 | 0.69184 | 0.41204 | 392033
2016-03-13 19:00 | 0.67866 | 0.37987 | 392600
2016-03-13 20:00 | 0.67323 | 0.34786 | 394457
2016-03-13 21:00 | 0.6546 | 0.31132 | 398498
2016-03-13 22:00 | 0.60037 | 0.27136 | 402033
2016-03-13 23:00 | 0.43451 | 0.27713 | 407399
2016-03-14 | 0.14794 | 0.31482 | 415290
2016-03-14 01:00 | 0.0027356 | 0.30293 | 416415
2016-03-14 02:00 | 0 | 0.29092 | 404724
2016-03-14 03:00 | 0 | 0.29471 | 385037
2016-03-14 04:00 | 0 | 0.328 | 361989
2016-03-14 05:00 | 0 | 0.37479 | 343022
2016-03-14 06:00 | 0 | 0.42008 | 331889
2016-03-14 07:00 | 0 | 0.45851 | 325049
2016-03-14 08:00 | 0 | 0.48875 | 326183
2016-03-14 09:00 | 0 | 0.49678 | 338931
2016-03-14 10:00 | 0 | 0.48907 | 362356
2016-03-14 11:00 | 0 | 0.47805 | 391876
2016-03-14 12:00 | 0 | 0.4737 | 409185
2016-03-14 13:00 | 0.053779 | 0.4269 | 420455
2016-03-14 14:00 | 0.43357 | 0.27303 | 429944
2016-03-14 15:00 | 0.69362 | 0.29614 | 437125
2016-03-14 16:00 | 0.75528 | 0.40314 | 440561
2016-03-14 17:00 | 0.75408 | 0.4741 | 443657
2016-03-14 18:00 | 0.74156 | 0.52224 | 446603
2016-03-14 19:00 | 0.73278 | 0.56116 | 448872
2016-03-14 20:00 | 0.73783 | 0.58736 | 450737
2016-03-14 21:00 | 0.74096 | 0.60931 | 452592
2016-03-14 22:00 | 0.70591 | 0.63172 | 452529
2016-03-14 23:00 | 0.56412 | 0.71782 | 452786
2016-03-15 | 0.24784 | 0.78369 | 455067
2016-03-15 01:00 | 0.0061384 | 0.82067 | 447983
2016-03-15 02:00 | 0 | 0.83519 | 428966
2016-03-15 03:00 | 0 | 0.83807 | 406413
2016-03-15 04:00 | 0 | 0.82654 | 382353
2016-03-15 05:00 | 0 | 0.82008 | 362173
2016-03-15 06:00 | 0 | 0.81076 | 348585
2016-03-15 07:00 | 0 | 0.79627 | 339980
2016-03-15 08:00 | 0 | 0.78189 | 339086
2016-03-15 09:00 | 0 | 0.77934 | 347259
2016-03-15 10:00 | 0 | 0.77455 | 373132
2016-03-15 11:00 | 0 | 0.77782 | 400253
2016-03-15 12:00 | 0 | 0.7734 | 413051
2016-03-15 13:00 | 0.053515 | 0.6574 | 421080
2016-03-15 14:00 | 0.47503 | 0.60562 | 429798
2016-03-15 15:00 | 0.73549 | 0.74608 | 434747
2016-03-15 16:00 | 0.7801 | 0.77564 | 438744
2016-03-15 17:00 | 0.77681 | 0.79015 | 442489
2016-03-15 18:00 | 0.76364 | 0.79969 | 445272
2016-03-15 19:00 | 0.75486 | 0.81184 | 447216
2016-03-15 20:00 | 0.758 | 0.82153 | 450355
2016-03-15 21:00 | 0.74916 | 0.8125 | 453096
2016-03-15 22:00 | 0.70144 | 0.77998 | 451827
2016-03-15 23:00 | 0.55984 | 0.74618 | 453300
2016-03-16 | 0.24383 | 0.76933 | 457078
2016-03-16 01:00 | 0.0086333 | 0.7697 | 450176
2016-03-16 02:00 | 0 | 0.75443 | 429895
2016-03-16 03:00 | 0 | 0.73482 | 405990
2016-03-16 04:00 | 0 | 0.71702 | 381536
2016-03-16 05:00 | 0 | 0.70932 | 362804
2016-03-16 06:00 | 0 | 0.70321 | 348463
2016-03-16 07:00 | 0 | 0.69643 | 340052
2016-03-16 08:00 | 0 | 0.69303 | 338483
2016-03-16 09:00 | 0 | 0.69117 | 347356
2016-03-16 10:00 | 0 | 0.68905 | 373130
2016-03-16 11:00 | 0 | 0.68594 | 399637
2016-03-16 12:00 | 0 | 0.677 | 411341
2016-03-16 13:00 | 0.05746 | 0.53087 | 418427
2016-03-16 14:00 | 0.47333 | 0.45518 | 426785
2016-03-16 15:00 | 0.79082 | 0.59434 | 430950
2016-03-16 16:00 | 0.82335 | 0.64398 | 433247
2016-03-16 17:00 | 0.81053 | 0.6515 | 436321
2016-03-16 18:00 | 0.79263 | 0.65144 | 440033
2016-03-16 19:00 | 0.77978 | 0.65346 | 441359
2016-03-16 20:00 | 0.78613 | 0.66255 | 442901
2016-03-16 21:00 | 0.78933 | 0.66644 | 445026
2016-03-16 22:00 | 0.75862 | 0.66123 | 443029
2016-03-16 23:00 | 0.60435 | 0.66257 | 444337
2016-03-17 | 0.2644 | 0.7068 | 450102
2016-03-17 01:00 | 0.0085605 | 0.74223 | 443752
2016-03-17 02:00 | 0 | 0.74649 | 425098
2016-03-17 03:00 | 0 | 0.71685 | 401834
2016-03-17 04:00 | 0 | 0.6628 | 379767
2016-03-17 05:00 | 0 | 0.61791 | 360361
2016-03-17 06:00 | 0 | 0.58389 | 347411
2016-03-17 07:00 | 0 | 0.56232 | 339963
2016-03-17 08:00 | 0 | 0.5424 | 339724
2016-03-17 09:00 | 0 | 0.52689 | 349694
2016-03-17 10:00 | 0 | 0.52401 | 376622
2016-03-17 11:00 | 0 | 0.51729 | 404862
2016-03-17 12:00 | 0 | 0.50015 | 416193
2016-03-17 13:00 | 0.099731 | 0.3482 | 422526
2016-03-17 14:00 | 0.47875 | 0.33009 | 428195
2016-03-17 15:00 | 0.79725 | 0.39627 | 431071
2016-03-17 16:00 | 0.82237 | 0.42243 | 431928
2016-03-17 17:00 | 0.80911 | 0.42359 | 433473
2016-03-17 18:00 | 0.79026 | 0.42043 | 433891
2016-03-17 19:00 | 0.77655 | 0.42063 | 433058
2016-03-17 20:00 | 0.78154 | 0.42222 | 432969
2016-03-17 21:00 | 0.78272 | 0.42391 | 433016
2016-03-17 22:00 | 0.748 | 0.42424 | 431528
2016-03-17 23:00 | 0.59449 | 0.43865 | 434635
2016-03-18 | 0.27421 | 0.49087 | 442171
2016-03-18 01:00 | 0.011316 | 0.51785 | 436010
2016-03-18 02:00 | 0 | 0.52282 | 419733
2016-03-18 03:00 | 0 | 0.51717 | 399149
2016-03-18 04:00 | 0 | 0.49515 | 378574
2016-03-18 05:00 | 0 | 0.4512 | 361172
2016-03-18 06:00 | 0 | 0.40726 | 348755
2016-03-18 07:00 | 0 | 0.37703 | 341577
2016-03-18 08:00 | 0 | 0.36461 | 341671
2016-03-18 09:00 | 0 | 0.35825 | 352041
2016-03-18 10:00 | 0 | 0.35313 | 378131
2016-03-18 11:00 | 0 | 0.34973 | 405393
2016-03-18 12:00 | 0 | 0.34107 | 416764
2016-03-18 13:00 | 0.072862 | 0.32077 | 422899
2016-03-18 14:00 | 0.43518 | 0.39003 | 428495
2016-03-18 15:00 | 0.75057 | 0.40952 | 430735
2016-03-18 16:00 | 0.79603 | 0.40156 | 430355
2016-03-18 17:00 | 0.80112 | 0.39095 | 430978
2016-03-18 18:00 | 0.79018 | 0.38826 | 430776
2016-03-18 19:00 | 0.78163 | 0.39922 | 429869
2016-03-18 20:00 | 0.79105 | 0.42106 | 427879
2016-03-18 21:00 | 0.79668 | 0.44126 | 426015
2016-03-18 22:00 | 0.76915 | 0.45503 | 423443
2016-03-18 23:00 | 0.62519 | 0.46091 | 426392
2016-03-19 | 0.27656 | 0.46484 | 431619
2016-03-19 01:00 | 0.012481 | 0.44399 | 426822
2016-03-19 02:00 | 0 | 0.41875 | 415031
2016-03-19 03:00 | 0 | 0.39998 | 397357
2016-03-19 04:00 | 0 | 0.37616 | 378153
2016-03-19 05:00 | 0 | 0.35257 | 362685
2016-03-19 06:00 | 0 | 0.33756 | 350609
2016-03-19 07:00 | 0 | 0.32685 | 342841
2016-03-19 08:00 | 0 | 0.32 | 340170
2016-03-19 09:00 | 0 | 0.31336 | 342388
2016-03-19 10:00 | 0 | 0.31341 | 351318
2016-03-19 11:00 | 0 | 0.31294 | 364242
2016-03-19 12:00 | 0 | 0.30395 | 379072
2016-03-19 13:00 | 0.11509 | 0.23649 | 393999
2016-03-19 14:00 | 0.4876 | 0.28939 | 404444
2016-03-19 15:00 | 0.77915 | 0.30229 | 407591
2016-03-19 16:00 | 0.81643 | 0.29401 | 406100
2016-03-19 17:00 | 0.81595 | 0.29552 | 401953
2016-03-19 18:00 | 0.79944 | 0.30878 | 396743
2016-03-19 19:00 | 0.78565 | 0.32631 | 392100
2016-03-19 20:00 | 0.78846 | 0.34131 | 390815
2016-03-19 21:00 | 0.78527 | 0.35024 | 392401
2016-03-19 22:00 | 0.74493 | 0.34812 | 394474
2016-03-19 23:00 | 0.57647 | 0.33534 | 401004
2016-03-20 | 0.25255 | 0.40094 | 411271
2016-03-20 01:00 | 0.013666 | 0.46782 | 411596
2016-03-20 02:00 | 0 | 0.46235 | 403284
2016-03-20 03:00 | 0 | 0.43094 | 390083
2016-03-20 04:00 | 0 | 0.39478 | 375309
2016-03-20 05:00 | 0 | 0.37225 | 362490
2016-03-20 06:00 | 0 | 0.3551 | 352719
2016-03-20 07:00 | 0 | 0.34449 | 346932
2016-03-20 08:00 | 0 | 0.3403 | 344382
2016-03-20 09:00 | 0 | 0.33353 | 347241
2016-03-20 10:00 | 0 | 0.32019 | 354367
2016-03-20 11:00 | 0 | 0.30562 | 366569
2016-03-20 12:00 | 0 | 0.27782 | 380362
2016-03-20 13:00 | 0.10565 | 0.1628 | 392900
2016-03-20 14:00 | 0.47482 | 0.13865 | 399596
2016-03-20 15:00 | 0.7565 | 0.11809 | 400534
2016-03-20 16:00 | 0.82762 | 0.10343 | 400810
2016-03-20 17:00 | 0.82344 | 0.088605 | 400102
2016-03-20 18:00 | 0.80854 | 0.080349 | 397444
2016-03-20 19:00 | 0.7974 | 0.078568 | 395478
2016-03-20 20:00 | 0.8028 | 0.079986 | 395877
2016-03-20 21:00 | 0.80291 | 0.080602 | 399662
2016-03-20 22:00 | 0.77442 | 0.076762 | 405572
2016-03-20 23:00 | 0.62439 | 0.10153 | 416082
2016-03-21 | 0.28832 | 0.2049 | 427870
2016-03-21 01:00 | 0.013208 | 0.37275 | 429768
2016-03-21 02:00 | 0 | 0.51933 | 419224
2016-03-21 03:00 | 0 | 0.60119 | 404100
2016-03-21 04:00 | 0 | 0.65206 | 386926
2016-03-21 05:00 | 0 | 0.67689 | 374439
2016-03-21 06:00 | 0 | 0.68924 | 366584
2016-03-21 07:00 | 0 | 0.70114 | 363565
2016-03-21 08:00 | 0 | 0.70856 | 367334
2016-03-21 09:00 | 0 | 0.69639 | 382061
2016-03-21 10:00 | 0 | 0.67715 | 414117
2016-03-21 11:00 | 0 | 0.66263 | 446242
2016-03-21 12:00 | 0 | 0.63804 | 459193
2016-03-21 13:00 | 0.084603 | 0.45243 | 458799
2016-03-21 14:00 | 0.47507 | 0.3878 | 454396
2016-03-21 15:00 | 0.67852 | 0.5317 | 448158
2016-03-21 16:00 | 0.73233 | 0.56957 | 440472
2016-03-21 17:00 | 0.73682 | 0.60291 | 433201
2016-03-21 18:00 | 0.72393 | 0.62105 | 426170
2016-03-21 19:00 | 0.71196 | 0.62974 | 420613
2016-03-21 20:00 | 0.70515 | 0.6337 | 417130
2016-03-21 21:00 | 0.68263 | 0.64065 | 417140
2016-03-21 22:00 | 0.61868 | 0.65108 | 419473
2016-03-21 23:00 | 0.48144 | 0.72125 | 429597
2016-03-22 | 0.20562 | 0.80819 | 443841
2016-03-22 01:00 | 0.013768 | 0.82556 | 443516
2016-03-22 02:00 | 0 | 0.80536 | 429343
2016-03-22 03:00 | 0 | 0.77631 | 409902
2016-03-22 04:00 | 0 | 0.75002 | 391147
2016-03-22 05:00 | 0 | 0.72676 | 378205
2016-03-22 06:00 | 0 | 0.71103 | 369958
2016-03-22 07:00 | 0 | 0.69644 | 367249
2016-03-22 08:00 | 0 | 0.67779 | 370148
2016-03-22 09:00 | 0 | 0.64854 | 384088
2016-03-22 10:00 | 0 | 0.62374 | 415444
2016-03-22 11:00 | 0 | 0.60372 | 444966
2016-03-22 12:00 | 0 | 0.58099 | 452497
2016-03-22 13:00 | 0.06923 | 0.48642 | 447072
2016-03-22 14:00 | 0.39707 | 0.41342 | 440164
2016-03-22 15:00 | 0.6225 | 0.40253 | 433376
2016-03-22 16:00 | 0.70842 | 0.42884 | 426274
2016-03-22 17:00 | 0.72425 | 0.44559 | 419962
2016-03-22 18:00 | 0.72324 | 0.45445 | 415490
2016-03-22 19:00 | 0.71969 | 0.472 | 410986
2016-03-22 20:00 | 0.72235 | 0.49698 | 408946
2016-03-22 21:00 | 0.7125 | 0.52396 | 409661
2016-03-22 22:00 | 0.65709 | 0.55496 | 411033
2016-03-22 23:00 | 0.54225 | 0.61616 | 417740
2016-03-23 | 0.27768 | 0.7139 | 429407
2016-03-23 01:00 | 0.024288 | 0.76447 | 427410
2016-03-23 02:00 | 0 | 0.77784 | 412169
2016-03-23 03:00 | 0 | 0.78309 | 392077
2016-03-23 04:00 | 0 | 0.78837 | 371435
2016-03-23 05:00 | 0 | 0.78503 | 355275
2016-03-23 06:00 | 0 | 0.77687 | 344743
2016-03-23 07:00 | 0 | 0.77337 | 338507
2016-03-23 08:00 | 0 | 0.77586 | 340284
2016-03-23 09:00 | 0 | 0.77125 | 351735
2016-03-23 10:00 | 0 | 0.7618 | 379557
2016-03-23 11:00 | 0 | 0.75988 | 406573
2016-03-23 12:00 | 9.67e-08 | 0.75883 | 417572
2016-03-23 13:00 | 0.097658 | 0.7442 | 420523
2016-03-23 14:00 | 0.43713 | 0.74006 | 423590
2016-03-23 15:00 | 0.69325 | 0.75738 | 423947
2016-03-23 16:00 | 0.78223 | 0.75533 | 421960
2016-03-23 17:00 | 0.78927 | 0.74865 | 421085
2016-03-23 18:00 | 0.7785 | 0.74016 | 420827
2016-03-23 19:00 | 0.76859 | 0.73868 | 420457
2016-03-23 20:00 | 0.77106 | 0.74345 | 421559
2016-03-23 21:00 | 0.76589 | 0.74666 | 423750
2016-03-23 22:00 | 0.73655 | 0.74369 | 424144
2016-03-23 23:00 | 0.61953 | 0.74081 | 428453
2016-03-24 | 0.35409 | 0.73479 | 436285
2016-03-24 01:00 | 0.02771 | 0.72463 | 431813
2016-03-24 02:00 | 0 | 0.70202 | 415184
2016-03-24 03:00 | 0 | 0.68986 | 393248
2016-03-24 04:00 | 0 | 0.69006 | 370780
2016-03-24 05:00 | 0 | 0.71397 | 353765
2016-03-24 06:00 | 0 | 0.74072 | 342199
2016-03-24 07:00 | 0 | 0.74874 | 335265
2016-03-24 08:00 | 0 | 0.74416 | 334414
2016-03-24 09:00 | 0 | 0.73375 | 344570
2016-03-24 10:00 | 0 | 0.71309 | 369985
2016-03-24 11:00 | 0 | 0.6831 | 397052
2016-03-24 12:00 | 2.26e-06 | 0.64913 | 410677
2016-03-24 13:00 | 0.12014 | 0.53282 | 417690
2016-03-24 14:00 | 0.51547 | 0.51032 | 424441
2016-03-24 15:00 | 0.81388 | 0.50454 | 426778
2016-03-24 16:00 | 0.85689 | 0.47485 | 426376
2016-03-24 17:00 | 0.85134 | 0.43961 | 425775
2016-03-24 18:00 | 0.83046 | 0.40342 | 424162
2016-03-24 19:00 | 0.81321 | 0.36747 | 422130
2016-03-24 20:00 | 0.81334 | 0.33007 | 421635
2016-03-24 21:00 | 0.8064 | 0.29549 | 422036
2016-03-24 22:00 | 0.76854 | 0.26655 | 421562
2016-03-24 23:00 | 0.64181 | 0.25429 | 424048
2016-03-25 | 0.33885 | 0.33479 | 429148
2016-03-25 01:00 | 0.029002 | 0.42032 | 426822
2016-03-25 02:00 | 0 | 0.49966 | 411393
2016-03-25 03:00 | 0 | 0.55927 | 391348
2016-03-25 04:00 | 0 | 0.58994 | 370618
2016-03-25 05:00 | 0 | 0.59172 | 353765
2016-03-25 06:00 | 0 | 0.57554 | 342034
2016-03-25 07:00 | 0 | 0.55317 | 335251
2016-03-25 08:00 | 0 | 0.53047 | 334299
2016-03-25 09:00 | 0 | 0.51296 | 340714
2016-03-25 10:00 | 0 | 0.50189 | 358380
2016-03-25 11:00 | 0 | 0.50086 | 380796
2016-03-25 12:00 | 4.3e-06 | 0.48732 | 397205
2016-03-25 13:00 | 0.10721 | 0.32589 | 410507
2016-03-25 14:00 | 0.50987 | 0.29951 | 419029
2016-03-25 15:00 | 0.74584 | 0.45695 | 420350
2016-03-25 16:00 | 0.78028 | 0.47915 | 417424
2016-03-25 17:00 | 0.78702 | 0.46711 | 413151
2016-03-25 18:00 | 0.77783 | 0.45696 | 409258
2016-03-25 19:00 | 0.76559 | 0.4523 | 405291
2016-03-25 20:00 | 0.76501 | 0.45435 | 402461
2016-03-25 21:00 | 0.75487 | 0.47036 | 401640
2016-03-25 22:00 | 0.71053 | 0.49718 | 399619
2016-03-25 23:00 | 0.59164 | 0.55468 | 400658
2016-03-26 | 0.32189 | 0.64549 | 407842
2016-03-26 01:00 | 0.030742 | 0.66823 | 406429
2016-03-26 02:00 | 0 | 0.66325 | 396327
2016-03-26 03:00 | 0 | 0.64395 | 381589
2016-03-26 04:00 | 0 | 0.60896 | 365218
2016-03-26 05:00 | 0 | 0.57102 | 350691
2016-03-26 06:00 | 0 | 0.53582 | 340886
2016-03-26 07:00 | 0 | 0.50615 | 333906
2016-03-26 08:00 | 0 | 0.48604 | 331611
2016-03-26 09:00 | 0 | 0.46936 | 334220
2016-03-26 10:00 | 0 | 0.45182 | 342424
2016-03-26 11:00 | 0 | 0.43857 | 354664
2016-03-26 12:00 | 1.08e-05 | 0.40699 | 369423
2016-03-26 13:00 | 0.099074 | 0.34338 | 382245
2016-03-26 14:00 | 0.48158 | 0.35949 | 389687
2016-03-26 15:00 | 0.75002 | 0.35343 | 391379
2016-03-26 16:00 | 0.78258 | 0.31691 | 389794
2016-03-26 17:00 | 0.7895 | 0.27984 | 385681
2016-03-26 18:00 | 0.77981 | 0.25716 | 381045
2016-03-26 19:00 | 0.76697 | 0.24441 | 378689
2016-03-26 20:00 | 0.76149 | 0.2371 | 378613
2016-03-26 21:00 | 0.74797 | 0.23025 | 380015
2016-03-26 22:00 | 0.70987 | 0.2299 | 382175
2016-03-26 23:00 | 0.59783 | 0.254 | 387402
2016-03-27 | 0.34871 | 0.34118 | 397354
2016-03-27 01:00 | 0.032405 | 0.39886 | 397754
2016-03-27 02:00 | 0 | 0.42624 | 389218
2016-03-27 03:00 | 0 | 0.4471 | 375683
2016-03-27 04:00 | 0 | 0.45505 | 359203
2016-03-27 05:00 | 0 | 0.46959 | 343173
2016-03-27 06:00 | 0 | 0.48635 | 331201
2016-03-27 07:00 | 0 | 0.49493 | 323577
2016-03-27 08:00 | 0 | 0.50239 | 320006
2016-03-27 09:00 | 0 | 0.50656 | 321002
2016-03-27 10:00 | 0 | 0.5027 | 326695
2016-03-27 11:00 | 0 | 0.48262 | 335550
2016-03-27 12:00 | 1.96e-05 | 0.44359 | 350038
2016-03-27 13:00 | 0.17421 | 0.2946 | 364893
2016-03-27 14:00 | 0.53376 | 0.22449 | 373526
2016-03-27 15:00 | 0.75593 | 0.22582 | 376118
2016-03-27 16:00 | 0.82464 | 0.20706 | 376696
2016-03-27 17:00 | 0.83248 | 0.18389 | 374050
2016-03-27 18:00 | 0.81661 | 0.17155 | 369424
2016-03-27 19:00 | 0.80371 | 0.1685 | 366593
2016-03-27 20:00 | 0.80266 | 0.1712 | 365917
2016-03-27 21:00 | 0.79372 | 0.17163 | 366194
2016-03-27 22:00 | 0.75906 | 0.16203 | 369738
2016-03-27 23:00 | 0.6291 | 0.14563 | 378549
2016-03-28 | 0.33293 | 0.17874 | 389831
2016-03-28 01:00 | 0.027293 | 0.26863 | 391812
2016-03-28 02:00 | 0 | 0.39423 | 382930
2016-03-28 03:00 | 0 | 0.51946 | 368065
2016-03-28 04:00 | 0 | 0.61095 | 350485
2016-03-28 05:00 | 0 | 0.65118 | 337077
2016-03-28 06:00 | 0 | 0.66844 | 328173
2016-03-28 07:00 | 0 | 0.667 | 323301
2016-03-28 08:00 | 0 | 0.65077 | 324491
2016-03-28 09:00 | 0 | 0.61352 | 337024
2016-03-28 10:00 | 0 | 0.57211 | 363343
2016-03-28 11:00 | 0 | 0.53721 | 392770
2016-03-28 12:00 | 3.59e-05 | 0.49832 | 410892
2016-03-28 13:00 | 0.15934 | 0.28412 | 421543
2016-03-28 14:00 | 0.45115 | 0.16615 | 429601
2016-03-28 15:00 | 0.62947 | 0.25324 | 432761
2016-03-28 16:00 | 0.67901 | 0.3432 | 432650
2016-03-28 17:00 | 0.69209 | 0.36358 | 432249
2016-03-28 18:00 | 0.68845 | 0.36643 | 431364
2016-03-28 19:00 | 0.67649 | 0.37254 | 429831
2016-03-28 20:00 | 0.66255 | 0.38502 | 428490
2016-03-28 21:00 | 0.63301 | 0.40629 | 429216
2016-03-28 22:00 | 0.57622 | 0.44064 | 428639
2016-03-28 23:00 | 0.45245 | 0.53313 | 430926
2016-03-29 | 0.22162 | 0.72946 | 437328
2016-03-29 01:00 | 0.025598 | 0.81475 | 433906
2016-03-29 02:00 | 0 | 0.84275 | 417820
2016-03-29 03:00 | 0 | 0.84903 | 396910
2016-03-29 04:00 | 0 | 0.83263 | 375069
2016-03-29 05:00 | 0 | 0.80619 | 359006
2016-03-29 06:00 | 0 | 0.77068 | 348076
2016-03-29 07:00 | 0 | 0.72998 | 342509
2016-03-29 08:00 | 0 | 0.69392 | 342496
2016-03-29 09:00 | 0 | 0.66328 | 353594
2016-03-29 10:00 | 0 | 0.64833 | 381057
2016-03-29 11:00 | 0 | 0.6392 | 409016
2016-03-29 12:00 | 2.38e-05 | 0.61178 | 421276
2016-03-29 13:00 | 0.11542 | 0.44337 | 426116
2016-03-29 14:00 | 0.42148 | 0.4269 | 430112
2016-03-29 15:00 | 0.63324 | 0.57523 | 429882
2016-03-29 16:00 | 0.69179 | 0.62286 | 426445
2016-03-29 17:00 | 0.7061 | 0.65843 | 423530
2016-03-29 18:00 | 0.6982 | 0.68548 | 419707
2016-03-29 19:00 | 0.68492 | 0.70206 | 414668
2016-03-29 20:00 | 0.66905 | 0.7107 | 411618
2016-03-29 21:00 | 0.63515 | 0.71961 | 410978
2016-03-29 22:00 | 0.55425 | 0.74026 | 411659
2016-03-29 23:00 | 0.4037 | 0.76524 | 416763
2016-03-30 | 0.21613 | 0.77773 | 428876
2016-03-30 01:00 | 0.028195 | 0.77974 | 426869
2016-03-30 02:00 | 0 | 0.7737 | 411229
2016-03-30 03:00 | 0 | 0.76011 | 391943
2016-03-30 04:00 | 0 | 0.73758 | 373299
2016-03-30 05:00 | 0 | 0.71201 | 358903
2016-03-30 06:00 | 0 | 0.68761 | 348692
2016-03-30 07:00 | 0 | 0.65931 | 343985
2016-03-30 08:00 | 0 | 0.64154 | 345324
2016-03-30 09:00 | 0 | 0.63297 | 354962
2016-03-30 10:00 | 0 | 0.63587 | 382679
2016-03-30 11:00 | 0 | 0.63763 | 409373
2016-03-30 12:00 | 2.25e-05 | 0.62837 | 419980
2016-03-30 13:00 | 0.11639 | 0.51875 | 423396
2016-03-30 14:00 | 0.4599 | 0.48637 | 425989
2016-03-30 15:00 | 0.70717 | 0.50785 | 425878
2016-03-30 16:00 | 0.7562 | 0.53168 | 423641
2016-03-30 17:00 | 0.75533 | 0.5393 | 422023
2016-03-30 18:00 | 0.74534 | 0.54699 | 419795
2016-03-30 19:00 | 0.73461 | 0.54985 | 420096
2016-03-30 20:00 | 0.73137 | 0.55505 | 419362
2016-03-30 21:00 | 0.71963 | 0.56184 | 420230
2016-03-30 22:00 | 0.68629 | 0.5592 | 421131
2016-03-30 23:00 | 0.57512 | 0.56433 | 425611
2016-03-31 | 0.33737 | 0.60333 | 434380
2016-03-31 01:00 | 0.048423 | 0.61564 | 429456
2016-03-31 02:00 | 0 | 0.61699 | 412312
2016-03-31 03:00 | 0 | 0.62069 | 392062
2016-03-31 04:00 | 0 | 0.62931 | 370608
2016-03-31 05:00 | 0 | 0.63467 | 354013
2016-03-31 06:00 | 0 | 0.63147 | 341985
2016-03-31 07:00 | 0 | 0.61948 | 334931
2016-03-31 08:00 | 0 | 0.61723 | 334585
2016-03-31 09:00 | 0 | 0.60244 | 343135
2016-03-31 10:00 | 0 | 0.58083 | 366257
2016-03-31 11:00 | 0 | 0.56716 | 392250
2016-03-31 12:00 | 8.57e-05 | 0.54355 | 405935
2016-03-31 13:00 | 0.17681 | 0.48078 | 415097
2016-03-31 14:00 | 0.51824 | 0.55387 | 424306
2016-03-31 15:00 | 0.7487 | 0.57016 | 429177
2016-03-31 16:00 | 0.80985 | 0.57258 | 430678
2016-03-31 17:00 | 0.80772 | 0.57002 | 432261
2016-03-31 18:00 | 0.78671 | 0.56939 | 433513
2016-03-31 19:00 | 0.76381 | 0.57165 | 433019
2016-03-31 20:00 | 0.74799 | 0.57893 | 433947
2016-03-31 21:00 | 0.7194 | 0.58571 | 435573
2016-03-31 22:00 | 0.65811 | 0.59 | 434337
2016-03-31 23:00 | 0.53924 | 0.58517 | 435426
2016-04-01 | 0.31714 | 0.5966 | 439296
2016-04-01 01:00 | 0.051001 | 0.65921 | 434590
2016-04-01 02:00 | 1.72e-07 | 0.67166 | 417220
2016-04-01 03:00 | 0 | 0.65244 | 396361
2016-04-01 04:00 | 0 | 0.63952 | 373765
2016-04-01 05:00 | 0 | 0.62403 | 355606
2016-04-01 06:00 | 0 | 0.60046 | 342598
2016-04-01 07:00 | 0 | 0.5832 | 334101
2016-04-01 08:00 | 0 | 0.56041 | 332912
2016-04-01 09:00 | 0 | 0.54163 | 340789
2016-04-01 10:00 | 0 | 0.53431 | 363022
2016-04-01 11:00 | 0 | 0.52717 | 389519
2016-04-01 12:00 | 2.88e-05 | 0.48394 | 404981
2016-04-01 13:00 | 0.11849 | 0.42564 | 416209
2016-04-01 14:00 | 0.50643 | 0.53191 | 425683
2016-04-01 15:00 | 0.71205 | 0.55328 | 430139
2016-04-01 16:00 | 0.80358 | 0.53229 | 430453
2016-04-01 17:00 | 0.80649 | 0.52367 | 429766
2016-04-01 18:00 | 0.79711 | 0.53685 | 427550
2016-04-01 19:00 | 0.78676 | 0.57278 | 424573
2016-04-01 20:00 | 0.79112 | 0.6198 | 421807
2016-04-01 21:00 | 0.79026 | 0.65705 | 419340
2016-04-01 22:00 | 0.76968 | 0.661 | 415624
2016-04-01 23:00 | 0.66955 | 0.61496 | 414611
2016-04-02 | 0.43002 | 0.58274 | 419217
2016-04-02 01:00 | 0.057277 | 0.61196 | 416423
2016-04-02 02:00 | 4.28e-07 | 0.6101 | 404928
2016-04-02 03:00 | 0 | 0.62194 | 388010
2016-04-02 04:00 | 0 | 0.63792 | 368271
2016-04-02 05:00 | 0 | 0.64176 | 353021
2016-04-02 06:00 | 0 | 0.64462 | 341050
2016-04-02 07:00 | 0 | 0.65186 | 332783
2016-04-02 08:00 | 0 | 0.66623 | 329988
2016-04-02 09:00 | 0 | 0.68346 | 333243
2016-04-02 10:00 | 0 | 0.70578 | 342208
2016-04-02 11:00 | 0 | 0.72345 | 355236
2016-04-02 12:00 | 0.00010103 | 0.70906 | 369959
2016-04-02 13:00 | 0.17573 | 0.4925 | 384596
2016-04-02 14:00 | 0.59396 | 0.37497 | 393724
2016-04-02 15:00 | 0.78576 | 0.42251 | 396754
2016-04-02 16:00 | 0.87259 | 0.47457 | 394001
2016-04-02 17:00 | 0.8741 | 0.45233 | 389895
2016-04-02 18:00 | 0.8589 | 0.41807 | 385511
2016-04-02 19:00 | 0.84832 | 0.3895 | 381717
2016-04-02 20:00 | 0.85337 | 0.37077 | 380927
2016-04-02 21:00 | 0.85416 | 0.35297 | 382002
2016-04-02 22:00 | 0.82824 | 0.33309 | 383591
2016-04-02 23:00 | 0.71102 | 0.29737 | 388056
2016-04-03 | 0.42536 | 0.32238 | 397214
2016-04-03 01:00 | 0.055891 | 0.38622 | 399248
2016-04-03 02:00 | 7.32e-08 | 0.47334 | 390446
2016-04-03 03:00 | 0 | 0.58523 | 377150
2016-04-03 04:00 | 0 | 0.72924 | 361280
2016-04-03 05:00 | 0 | 0.81261 | 347844
2016-04-03 06:00 | 0 | 0.8602 | 338151
2016-04-03 07:00 | 0 | 0.88614 | 332824
2016-04-03 08:00 | 0 | 0.89528 | 331348
2016-04-03 09:00 | 0 | 0.88984 | 333588
2016-04-03 10:00 | 0 | 0.87702 | 341431
2016-04-03 11:00 | 0 | 0.86846 | 351983
2016-04-03 12:00 | 9.98e-05 | 0.83597 | 364633
2016-04-03 13:00 | 0.17905 | 0.57106 | 374386
2016-04-03 14:00 | 0.56789 | 0.42557 | 378868
2016-04-03 15:00 | 0.74745 | 0.56184 | 378196
2016-04-03 16:00 | 0.84739 | 0.65207 | 377267
2016-04-03 17:00 | 0.84977 | 0.6765 | 375638
2016-04-03 18:00 | 0.83207 | 0.68132 | 373692
2016-04-03 19:00 | 0.81972 | 0.68431 | 372138
2016-04-03 20:00 | 0.82077 | 0.68366 | 374893
2016-04-03 21:00 | 0.81629 | 0.68391 | 380097
2016-04-03 22:00 | 0.77984 | 0.67603 | 386300
2016-04-03 23:00 | 0.65318 | 0.67566 | 393963
2016-04-04 | 0.38197 | 0.70953 | 405691
2016-04-04 01:00 | 0.048543 | 0.75585 | 406544
2016-04-04 02:00 | 2.43e-06 | 0.75368 | 393610
2016-04-04 03:00 | 0 | 0.71619 | 376446
2016-04-04 04:00 | 0 | 0.65417 | 357190
2016-04-04 05:00 | 0 | 0.58642 | 342504
2016-04-04 06:00 | 0 | 0.53003 | 332944
2016-04-04 07:00 | 0 | 0.48581 | 327624
2016-04-04 08:00 | 0 | 0.45391 | 328757
2016-04-04 09:00 | 0 | 0.42258 | 342155
2016-04-04 10:00 | 0 | 0.40122 | 371782
2016-04-04 11:00 | 0 | 0.39269 | 399995
2016-04-04 12:00 | 0.00010661 | 0.34851 | 411957
2016-04-04 13:00 | 0.22007 | 0.19413 | 417396
2016-04-04 14:00 | 0.51159 | 0.12219 | 422326
2016-04-04 15:00 | 0.70158 | 0.13833 | 424961
2016-04-04 16:00 | 0.79367 | 0.15075 | 426317
2016-04-04 17:00 | 0.80543 | 0.14297 | 428527
2016-04-04 18:00 | 0.79267 | 0.14008 | 430624
2016-04-04 19:00 | 0.78025 | 0.14504 | 432786
2016-04-04 20:00 | 0.77527 | 0.15647 | 436918
2016-04-04 21:00 | 0.75925 | 0.17012 | 441503
2016-04-04 22:00 | 0.70977 | 0.19388 | 444042
2016-04-04 23:00 | 0.59772 | 0.26271 | 445816
2016-04-05 | 0.35436 | 0.53783 | 451312
2016-04-05 01:00 | 0.058307 | 0.72267 | 446412
2016-04-05 02:00 | 4.72e-06 | 0.80118 | 427575
2016-04-05 03:00 | 0 | 0.83682 | 404221
2016-04-05 04:00 | 0 | 0.85382 | 382051
2016-04-05 05:00 | 0 | 0.85653 | 364334
2016-04-05 06:00 | 0 | 0.84564 | 352651
2016-04-05 07:00 | 0 | 0.82941 | 345982
2016-04-05 08:00 | 0 | 0.81685 | 346231
2016-04-05 09:00 | 0 | 0.79776 | 359065
2016-04-05 10:00 | 0 | 0.78683 | 388043
2016-04-05 11:00 | 0 | 0.78126 | 415330
2016-04-05 12:00 | 0.0001286 | 0.74126 | 425343
2016-04-05 13:00 | 0.20167 | 0.60423 | 429582
2016-04-05 14:00 | 0.55182 | 0.64645 | 433786
2016-04-05 15:00 | 0.74602 | 0.78578 | 434652
2016-04-05 16:00 | 0.83219 | 0.82691 | 433606
2016-04-05 17:00 | 0.82441 | 0.81718 | 433699
2016-04-05 18:00 | 0.80344 | 0.8147 | 433874
2016-04-05 19:00 | 0.78887 | 0.81738 | 434463
2016-04-05 20:00 | 0.78866 | 0.81742 | 436496
2016-04-05 21:00 | 0.78236 | 0.82444 | 440088
2016-04-05 22:00 | 0.74996 | 0.83566 | 442738
2016-04-05 23:00 | 0.63945 | 0.84208 | 446832
2016-04-06 | 0.3941 | 0.85733 | 457670
2016-04-06 01:00 | 0.062109 | 0.85712 | 455270
2016-04-06 02:00 | 8.92e-06 | 0.8534 | 437545
2016-04-06 03:00 | 0 | 0.8522 | 414687
2016-04-06 04:00 | 0 | 0.84169 | 394336
2016-04-06 05:00 | 0 | 0.82836 | 377399
2016-04-06 06:00 | 0 | 0.82141 | 365727
2016-04-06 07:00 | 0 | 0.81901 | 359665
2016-04-06 08:00 | 0 | 0.81459 | 359740
2016-04-06 09:00 | 0 | 0.8111 | 370546
2016-04-06 10:00 | 0 | 0.80653 | 398678
2016-04-06 11:00 | 0 | 0.80685 | 423477
2016-04-06 12:00 | 0.00015019 | 0.78205 | 429642
2016-04-06 13:00 | 0.21234 | 0.66023 | 430930
2016-04-06 14:00 | 0.5942 | 0.75148 | 432890
2016-04-06 15:00 | 0.7966 | 0.7839 | 432338
2016-04-06 16:00 | 0.86568 | 0.77144 | 430134
2016-04-06 17:00 | 0.87043 | 0.76529 | 429355
2016-04-06 18:00 | 0.85462 | 0.7634 | 429714
2016-04-06 19:00 | 0.84124 | 0.76361 | 429632
2016-04-06 20:00 | 0.84157 | 0.76229 | 432251
2016-04-06 21:00 | 0.83644 | 0.75296 | 435366
2016-04-06 22:00 | 0.80668 | 0.72749 | 438344
2016-04-06 23:00 | 0.68773 | 0.6696 | 443182
2016-04-07 | 0.41791 | 0.62558 | 448526
2016-04-07 01:00 | 0.058264 | 0.57415 | 443024
2016-04-07 02:00 | 9.22e-06 | 0.54059 | 424750
2016-04-07 03:00 | 0 | 0.54152 | 401619
2016-04-07 04:00 | 0 | 0.57265 | 378658
2016-04-07 05:00 | 0 | 0.61934 | 361094
2016-04-07 06:00 | 0 | 0.67869 | 348949
2016-04-07 07:00 | 0 | 0.71883 | 342122
2016-04-07 08:00 | 0 | 0.73334 | 341886
2016-04-07 09:00 | 0 | 0.74586 | 350117
2016-04-07 10:00 | 0 | 0.7553 | 376991
2016-04-07 11:00 | 0 | 0.75134 | 403392
2016-04-07 12:00 | 0.00018077 | 0.70288 | 414841
2016-04-07 13:00 | 0.18455 | 0.51539 | 421774
2016-04-07 14:00 | 0.45268 | 0.57038 | 428430
2016-04-07 15:00 | 0.61169 | 0.67892 | 431891
2016-04-07 16:00 | 0.69391 | 0.69699 | 433514
2016-04-07 17:00 | 0.71785 | 0.69419 | 435105
2016-04-07 18:00 | 0.71653 | 0.69293 | 436583
2016-04-07 19:00 | 0.70349 | 0.69456 | 438358
2016-04-07 20:00 | 0.69156 | 0.69829 | 441584
2016-04-07 21:00 | 0.66178 | 0.70206 | 444346
2016-04-07 22:00 | 0.59484 | 0.70377 | 443858
2016-04-07 23:00 | 0.46479 | 0.70405 | 443415
2016-04-08 | 0.26294 | 0.73273 | 447159
2016-04-08 01:00 | 0.034304 | 0.81498 | 442404
2016-04-08 02:00 | 6.17e-06 | 0.79935 | 424868
2016-04-08 03:00 | 0 | 0.74673 | 402749
2016-04-08 04:00 | 0 | 0.66113 | 380965
2016-04-08 05:00 | 0 | 0.57212 | 363625
2016-04-08 06:00 | 0 | 0.49886 | 351875
2016-04-08 07:00 | 0 | 0.45246 | 345250
2016-04-08 08:00 | 0 | 0.42976 | 345398
2016-04-08 09:00 | 0 | 0.41255 | 355321
2016-04-08 10:00 | 0 | 0.40299 | 380433
2016-04-08 11:00 | 0 | 0.40403 | 404672
2016-04-08 12:00 | 0.00019621 | 0.37346 | 414752
2016-04-08 13:00 | 0.13043 | 0.28726 | 420576
2016-04-08 14:00 | 0.32893 | 0.35974 | 426123
2016-04-08 15:00 | 0.47923 | 0.40847 | 429033
2016-04-08 16:00 | 0.56504 | 0.40638 | 428742
2016-04-08 17:00 | 0.60355 | 0.39529 | 428449
2016-04-08 18:00 | 0.60945 | 0.38606 | 428302
2016-04-08 19:00 | 0.60158 | 0.37855 | 426825
2016-04-08 20:00 | 0.58587 | 0.3712 | 426716
2016-04-08 21:00 | 0.54238 | 0.36412 | 426130
2016-04-08 22:00 | 0.47103 | 0.35499 | 423852
2016-04-08 23:00 | 0.34663 | 0.34678 | 422141
2016-04-09 | 0.18013 | 0.40102 | 427867
2016-04-09 01:00 | 0.017252 | 0.58222 | 426624
2016-04-09 02:00 | 9.18e-08 | 0.65128 | 415274
2016-04-09 03:00 | 0 | 0.6558 | 399143
2016-04-09 04:00 | 0 | 0.62961 | 381061
2016-04-09 05:00 | 0 | 0.60126 | 367048
2016-04-09 06:00 | 0 | 0.58213 | 356187
2016-04-09 07:00 | 0 | 0.56636 | 349844
2016-04-09 08:00 | 0 | 0.55456 | 347363
2016-04-09 09:00 | 0 | 0.53678 | 351170
2016-04-09 10:00 | 0 | 0.52376 | 359217
2016-04-09 11:00 | 0 | 0.51988 | 369960
2016-04-09 12:00 | 0.0002203 | 0.50067 | 383239
2016-04-09 13:00 | 0.16668 | 0.49479 | 394503
2016-04-09 14:00 | 0.43552 | 0.50625 | 402159
2016-04-09 15:00 | 0.61325 | 0.53502 | 404535
2016-04-09 16:00 | 0.6776 | 0.56914 | 403425
2016-04-09 17:00 | 0.68742 | 0.60684 | 401764
2016-04-09 18:00 | 0.68223 | 0.64243 | 399211
2016-04-09 19:00 | 0.67524 | 0.67793 | 396576
2016-04-09 20:00 | 0.66736 | 0.70616 | 396480
2016-04-09 21:00 | 0.6397 | 0.73082 | 396600
2016-04-09 22:00 | 0.57814 | 0.74874 | 397334
2016-04-09 23:00 | 0.46216 | 0.76334 | 400185
2016-04-10 | 0.26481 | 0.82262 | 410290
2016-04-10 01:00 | 0.025691 | 0.88353 | 412863
2016-04-10 02:00 | 1.24e-07 | 0.91312 | 404305
2016-04-10 03:00 | 0 | 0.91207 | 391068
2016-04-10 04:00 | 0 | 0.8937 | 376051
2016-04-10 05:00 | 0 | 0.87162 | 363926
2016-04-10 06:00 | 0 | 0.84217 | 354621
2016-04-10 07:00 | 0 | 0.81261 | 348915
2016-04-10 08:00 | 0 | 0.78544 | 347315
2016-04-10 09:00 | 0 | 0.76987 | 348954
2016-04-10 10:00 | 0 | 0.75326 | 354885
2016-04-10 11:00 | 0 | 0.73253 | 362477
2016-04-10 12:00 | 0.0004577 | 0.64839 | 371109
2016-04-10 13:00 | 0.21617 | 0.51696 | 379666
2016-04-10 14:00 | 0.47058 | 0.58866 | 385109
2016-04-10 15:00 | 0.64559 | 0.62437 | 386806
2016-04-10 16:00 | 0.70336 | 0.61651 | 388802
2016-04-10 17:00 | 0.70245 | 0.59713 | 388882
2016-04-10 18:00 | 0.68632 | 0.5822 | 388785
2016-04-10 19:00 | 0.66099 | 0.57585 | 388616
2016-04-10 20:00 | 0.63296 | 0.57706 | 391078
2016-04-10 21:00 | 0.5837 | 0.58005 | 395313
2016-04-10 22:00 | 0.49806 | 0.58817 | 399719
2016-04-10 23:00 | 0.37786 | 0.61608 | 405711
2016-04-11 | 0.20409 | 0.68183 | 416358
2016-04-11 01:00 | 0.041129 | 0.72508 | 415376
2016-04-11 02:00 | 1.79e-06 | 0.69799 | 401510
2016-04-11 03:00 | 0 | 0.65286 | 383794
2016-04-11 04:00 | 0 | 0.62684 | 365234
2016-04-11 05:00 | 0 | 0.6089 | 350424
2016-04-11 06:00 | 0 | 0.60477 | 340447
2016-04-11 07:00 | 0 | 0.58893 | 335183
2016-04-11 08:00 | 0 | 0.57633 | 337219
2016-04-11 09:00 | 0 | 0.5399 | 348728
2016-04-11 10:00 | 0 | 0.49536 | 376332
2016-04-11 11:00 | 0 | 0.4863 | 402260
2016-04-11 12:00 | 0.0003739 | 0.42693 | 414026
2016-04-11 13:00 | 0.20326 | 0.42161 | 421216
2016-04-11 14:00 | 0.48129 | 0.46264 | 427489
2016-04-11 15:00 | 0.67303 | 0.45591 | 430492
2016-04-11 16:00 | 0.74956 | 0.42682 | 430721
2016-04-11 17:00 | 0.75109 | 0.39298 | 431134
2016-04-11 18:00 | 0.73532 | 0.36103 | 431481
2016-04-11 19:00 | 0.72218 | 0.33781 | 431842
2016-04-11 20:00 | 0.71725 | 0.32411 | 432855
2016-04-11 21:00 | 0.70064 | 0.31103 | 434795
2016-04-11 22:00 | 0.65612 | 0.29475 | 434879
2016-04-11 23:00 | 0.54715 | 0.27291 | 435622
2016-04-12 | 0.34327 | 0.30642 | 440493
2016-04-12 01:00 | 0.070271 | 0.44416 | 436390
2016-04-12 02:00 | 1.99e-05 | 0.52991 | 419168
2016-04-12 03:00 | 0 | 0.52932 | 396397
2016-04-12 04:00 | 0 | 0.51495 | 375364
2016-04-12 05:00 | 0 | 0.49538 | 357673
2016-04-12 06:00 | 0 | 0.46568 | 345682
2016-04-12 07:00 | 0 | 0.4359 | 339401
2016-04-12 08:00 | 0 | 0.41818 | 339616
2016-04-12 09:00 | 0 | 0.41676 | 349814
2016-04-12 10:00 | 0 | 0.41895 | 376869
2016-04-12 11:00 | 0 | 0.41919 | 402783
2016-04-12 12:00 | 0.00089368 | 0.3705 | 414108
2016-04-12 13:00 | 0.17864 | 0.23714 | 420206
2016-04-12 14:00 | 0.49726 | 0.28421 | 426478
2016-04-12 15:00 | 0.66926 | 0.31718 | 428627
2016-04-12 16:00 | 0.72638 | 0.31635 | 428801
2016-04-12 17:00 | 0.7205 | 0.30342 | 429079
2016-04-12 18:00 | 0.70355 | 0.28778 | 428016
2016-04-12 19:00 | 0.68628 | 0.27533 | 426659
2016-04-12 20:00 | 0.67266 | 0.26442 | 426407
2016-04-12 21:00 | 0.64645 | 0.25433 | 426789
2016-04-12 22:00 | 0.60005 | 0.24895 | 425314
2016-04-12 23:00 | 0.49889 | 0.27171 | 426837
2016-04-13 | 0.33825 | 0.39039 | 437655
2016-04-13 01:00 | 0.085677 | 0.5207 | 436961
2016-04-13 02:00 | 2.04e-05 | 0.54957 | 419995
2016-04-13 03:00 | 0 | 0.54558 | 397238
2016-04-13 04:00 | 0 | 0.53766 | 376195
2016-04-13 05:00 | 0 | 0.5279 | 360619
2016-04-13 06:00 | 0 | 0.51844 | 349758
2016-04-13 07:00 | 0 | 0.49861 | 344004
2016-04-13 08:00 | 0 | 0.47599 | 343734
2016-04-13 09:00 | 0 | 0.45023 | 355247
2016-04-13 10:00 | 0 | 0.41998 | 383845
2016-04-13 11:00 | 0 | 0.39182 | 408309
2016-04-13 12:00 | 0.0020192 | 0.315 | 416018
2016-04-13 13:00 | 0.22167 | 0.15617 | 419496
2016-04-13 14:00 | 0.56059 | 0.13761 | 422022
2016-04-13 15:00 | 0.72045 | 0.20522 | 422677
2016-04-13 16:00 | 0.78642 | 0.22584 | 421635
2016-04-13 17:00 | 0.78653 | 0.22622 | 421421
2016-04-13 18:00 | 0.77901 | 0.23298 | 420318
2016-04-13 19:00 | 0.77395 | 0.24309 | 419147
2016-04-13 20:00 | 0.77322 | 0.2514 | 419580
2016-04-13 21:00 | 0.76472 | 0.25162 | 420450
2016-04-13 22:00 | 0.72679 | 0.25585 | 420714
2016-04-13 23:00 | 0.6212 | 0.29751 | 423466
2016-04-14 | 0.42727 | 0.47007 | 433333
2016-04-14 01:00 | 0.10057 | 0.64702 | 431857
2016-04-14 02:00 | 6.1e-05 | 0.7007 | 415238
2016-04-14 03:00 | 0 | 0.69854 | 393102
2016-04-14 04:00 | 0 | 0.68032 | 373006
2016-04-14 05:00 | 0 | 0.65008 | 358223
2016-04-14 06:00 | 0 | 0.60878 | 347343
2016-04-14 07:00 | 0 | 0.56162 | 341993
2016-04-14 08:00 | 0 | 0.51381 | 341746
2016-04-14 09:00 | 0 | 0.46433 | 352742
2016-04-14 10:00 | 0 | 0.42398 | 380747
2016-04-14 11:00 | 0 | 0.39349 | 404590
2016-04-14 12:00 | 0.0011141 | 0.32985 | 413020
2016-04-14 13:00 | 0.27098 | 0.20115 | 416572
2016-04-14 14:00 | 0.60336 | 0.22237 | 420562
2016-04-14 15:00 | 0.75834 | 0.32117 | 422502
2016-04-14 16:00 | 0.83644 | 0.37763 | 423006
2016-04-14 17:00 | 0.83717 | 0.42074 | 424556
2016-04-14 18:00 | 0.82043 | 0.46297 | 425327
2016-04-14 19:00 | 0.80748 | 0.50692 | 425102
2016-04-14 20:00 | 0.80453 | 0.54742 | 425819
2016-04-14 21:00 | 0.79345 | 0.57883 | 426379
2016-04-14 22:00 | 0.75339 | 0.60199 | 425115
2016-04-14 23:00 | 0.65115 | 0.6402 | 426133
2016-04-15 | 0.43706 | 0.74127 | 434114
2016-04-15 01:00 | 0.111 | 0.83564 | 432498
2016-04-15 02:00 | 7.57e-05 | 0.84661 | 415650
2016-04-15 03:00 | 0 | 0.85185 | 394724
2016-04-15 04:00 | 0 | 0.84843 | 372955
2016-04-15 05:00 | 0 | 0.84553 | 354842
2016-04-15 06:00 | 0 | 0.83761 | 343301
2016-04-15 07:00 | 0 | 0.82272 | 337169
2016-04-15 08:00 | 0 | 0.79571 | 336380
2016-04-15 09:00 | 0 | 0.76189 | 347158
2016-04-15 10:00 | 0 | 0.73294 | 373539
2016-04-15 11:00 | 0 | 0.69513 | 396502
2016-04-15 12:00 | 0.0034037 | 0.58862 | 405688
2016-04-15 13:00 | 0.16054 | 0.52357 | 412042
2016-04-15 14:00 | 0.49417 | 0.61771 | 416745
2016-04-15 15:00 | 0.66086 | 0.66046 | 418833
2016-04-15 16:00 | 0.71855 | 0.64688 | 418523
2016-04-15 17:00 | 0.73569 | 0.63721 | 418123
2016-04-15 18:00 | 0.73355 | 0.64283 | 418358
2016-04-15 19:00 | 0.7183 | 0.65924 | 418101
2016-04-15 20:00 | 0.70388 | 0.67938 | 417358
2016-04-15 21:00 | 0.67667 | 0.69481 | 416596
2016-04-15 22:00 | 0.62613 | 0.701 | 413276
2016-04-15 23:00 | 0.53397 | 0.7115 | 410671
2016-04-16 | 0.37749 | 0.75017 | 414985
2016-04-16 01:00 | 0.12231 | 0.76881 | 414242
2016-04-16 02:00 | 0.00010106 | 0.75455 | 400649
2016-04-16 03:00 | 0 | 0.7585 | 382895
2016-04-16 04:00 | 0 | 0.75312 | 363855
2016-04-16 05:00 | 0 | 0.74624 | 347496
2016-04-16 06:00 | 0 | 0.73845 | 335417
2016-04-16 07:00 | 0 | 0.72318 | 327825
2016-04-16 08:00 | 0 | 0.71209 | 325337
2016-04-16 09:00 | 0 | 0.69997 | 327933
2016-04-16 10:00 | 0 | 0.68916 | 334746
2016-04-16 11:00 | 0 | 0.67881 | 344307
2016-04-16 12:00 | 0.0018635 | 0.60224 | 357102
2016-04-16 13:00 | 0.16762 | 0.57339 | 369331
2016-04-16 14:00 | 0.49969 | 0.63968 | 378117
2016-04-16 15:00 | 0.68417 | 0.6657 | 382861
2016-04-16 16:00 | 0.77828 | 0.68096 | 385141
2016-04-16 17:00 | 0.79122 | 0.69603 | 384341
2016-04-16 18:00 | 0.78715 | 0.70127 | 383770
2016-04-16 19:00 | 0.77712 | 0.70726 | 384101
2016-04-16 20:00 | 0.76714 | 0.70909 | 385462
2016-04-16 21:00 | 0.73931 | 0.7046 | 387085
2016-04-16 22:00 | 0.69085 | 0.68456 | 388102
2016-04-16 23:00 | 0.5908 | 0.65556 | 388037
2016-04-17 | 0.41113 | 0.65742 | 394464
2016-04-17 01:00 | 0.12968 | 0.66258 | 395190
2016-04-17 02:00 | 0.00012548 | 0.65354 | 384800
2016-04-17 03:00 | 0 | 0.64388 | 369347
2016-04-17 04:00 | 0 | 0.6317 | 351753
2016-04-17 05:00 | 0 | 0.61951 | 335850
2016-04-17 06:00 | 0 | 0.59545 | 324047
2016-04-17 07:00 | 0 | 0.57998 | 316631
2016-04-17 08:00 | 0 | 0.55458 | 313590
2016-04-17 09:00 | 0 | 0.51766 | 314738
2016-04-17 10:00 | 0 | 0.49117 | 318416
2016-04-17 11:00 | 0 | 0.45082 | 324666
2016-04-17 12:00 | 0.0023684 | 0.37376 | 336399
2016-04-17 13:00 | 0.19901 | 0.3534 | 348917
2016-04-17 14:00 | 0.54587 | 0.38593 | 357864
2016-04-17 15:00 | 0.70405 | 0.37404 | 363985
2016-04-17 16:00 | 0.80505 | 0.34147 | 369659
2016-04-17 17:00 | 0.82717 | 0.31923 | 373861
2016-04-17 18:00 | 0.8196 | 0.30737 | 377212
2016-04-17 19:00 | 0.80761 | 0.29301 | 380218
2016-04-17 20:00 | 0.80133 | 0.27275 | 385045
2016-04-17 21:00 | 0.7881 | 0.25564 | 391181
2016-04-17 22:00 | 0.74844 | 0.24939 | 396115
2016-04-17 23:00 | 0.63914 | 0.26376 | 399850
2016-04-18 | 0.43835 | 0.29972 | 409894
2016-04-18 01:00 | 0.13075 | 0.35169 | 410275
2016-04-18 02:00 | 0.00016177 | 0.38179 | 394431
2016-04-18 03:00 | 0 | 0.37136 | 373893
2016-04-18 04:00 | 0 | 0.34897 | 352812
2016-04-18 05:00 | 0 | 0.32591 | 335936
2016-04-18 06:00 | 0 | 0.31165 | 324461
2016-04-18 07:00 | 0 | 0.29576 | 317564
2016-04-18 08:00 | 0 | 0.28894 | 318785
2016-04-18 09:00 | 0 | 0.28546 | 330821
2016-04-18 10:00 | 0 | 0.28392 | 355668
2016-04-18 11:00 | 0 | 0.28355 | 379602
2016-04-18 12:00 | 0.0039937 | 0.25881 | 393054
2016-04-18 13:00 | 0.20565 | 0.26826 | 402340
2016-04-18 14:00 | 0.57841 | 0.26439 | 411514
2016-04-18 15:00 | 0.72253 | 0.24316 | 418575
2016-04-18 16:00 | 0.81743 | 0.23485 | 423926
2016-04-18 17:00 | 0.82913 | 0.23474 | 430108
2016-04-18 18:00 | 0.81733 | 0.24487 | 435650
2016-04-18 19:00 | 0.80246 | 0.25626 | 440894
2016-04-18 20:00 | 0.79279 | 0.25729 | 446123
2016-04-18 21:00 | 0.77718 | 0.24831 | 449708
2016-04-18 22:00 | 0.73503 | 0.24298 | 449607
2016-04-18 23:00 | 0.62733 | 0.24166 | 447482
2016-04-19 | 0.45737 | 0.25322 | 451741
2016-04-19 01:00 | 0.13595 | 0.30336 | 445831
2016-04-19 02:00 | 0.00019696 | 0.32861 | 423020
2016-04-19 03:00 | 0 | 0.32991 | 395905
2016-04-19 04:00 | 0 | 0.31199 | 370617
2016-04-19 05:00 | 0 | 0.28243 | 351081
2016-04-19 06:00 | 0 | 0.25672 | 335723
2016-04-19 07:00 | 0 | 0.22886 | 326292
2016-04-19 08:00 | 0 | 0.20421 | 324772
2016-04-19 09:00 | 0 | 0.18541 | 334201
2016-04-19 10:00 | 0 | 0.17092 | 357981
2016-04-19 11:00 | 0 | 0.16268 | 381298
2016-04-19 12:00 | 0.0025503 | 0.13141 | 394412
2016-04-19 13:00 | 0.19967 | 0.084687 | 403745
2016-04-19 14:00 | 0.51691 | 0.073524 | 412923
2016-04-19 15:00 | 0.70402 | 0.071202 | 420240
2016-04-19 16:00 | 0.78971 | 0.068328 | 426487
2016-04-19 17:00 | 0.80875 | 0.064811 | 433092
2016-04-19 18:00 | 0.8013 | 0.06398 | 439811
2016-04-19 19:00 | 0.79386 | 0.0648 | 444448
2016-04-19 20:00 | 0.79602 | 0.066871 | 449010
2016-04-19 21:00 | 0.78923 | 0.068844 | 451693
2016-04-19 22:00 | 0.7531 | 0.070701 | 450937
2016-04-19 23:00 | 0.65162 | 0.076637 | 448986
2016-04-20 | 0.46275 | 0.11121 | 453335
2016-04-20 01:00 | 0.12176 | 0.1861 | 447800
2016-04-20 02:00 | 0.00020668 | 0.23402 | 425207
2016-04-20 03:00 | 0 | 0.25121 | 398341
2016-04-20 04:00 | 0 | 0.25187 | 373790
2016-04-20 05:00 | 0 | 0.23794 | 354341
2016-04-20 06:00 | 0 | 0.21691 | 338967
2016-04-20 07:00 | 0 | 0.19507 | 329453
2016-04-20 08:00 | 0 | 0.17677 | 327697
2016-04-20 09:00 | 0 | 0.15895 | 335851
2016-04-20 10:00 | 0 | 0.14882 | 359277
2016-04-20 11:00 | 0 | 0.1469 | 381420
2016-04-20 12:00 | 0.0076499 | 0.1287 | 393612
2016-04-20 13:00 | 0.25342 | 0.096273 | 402045
2016-04-20 14:00 | 0.59384 | 0.098729 | 411489
2016-04-20 15:00 | 0.78705 | 0.11934 | 418261
2016-04-20 16:00 | 0.84991 | 0.13554 | 423595
2016-04-20 17:00 | 0.85635 | 0.14932 | 429865
2016-04-20 18:00 | 0.84193 | 0.16239 | 436060
2016-04-20 19:00 | 0.82932 | 0.1747 | 441806
2016-04-20 20:00 | 0.82803 | 0.1867 | 446836
2016-04-20 21:00 | 0.82069 | 0.19561 | 450042
2016-04-20 22:00 | 0.78901 | 0.19791 | 449574
2016-04-20 23:00 | 0.70119 | 0.1966 | 447815
2016-04-21 | 0.51878 | 0.23991 | 452475
2016-04-21 01:00 | 0.14967 | 0.31865 | 446707
2016-04-21 02:00 | 0.00035987 | 0.3468 | 424801
2016-04-21 03:00 | 0 | 0.34644 | 397449
2016-04-21 04:00 | 0 | 0.34975 | 372952
2016-04-21 05:00 | 0 | 0.3716 | 353450
2016-04-21 06:00 | 0 | 0.40424 | 339040
2016-04-21 07:00 | 0 | 0.42997 | 329104
2016-04-21 08:00 | 0 | 0.44773 | 328157
2016-04-21 09:00 | 0 | 0.46039 | 338269
2016-04-21 10:00 | 0 | 0.47882 | 361209
2016-04-21 11:00 | 0 | 0.49419 | 383770
2016-04-21 12:00 | 0.0057635 | 0.4099 | 396389
2016-04-21 13:00 | 0.29094 | 0.24134 | 406990
2016-04-21 14:00 | 0.62382 | 0.25667 | 416456
2016-04-21 15:00 | 0.79042 | 0.34257 | 422710
2016-04-21 16:00 | 0.85117 | 0.34891 | 427217
2016-04-21 17:00 | 0.85791 | 0.33697 | 432716
2016-04-21 18:00 | 0.84725 | 0.32441 | 438091
2016-04-21 19:00 | 0.8392 | 0.31646 | 441494
2016-04-21 20:00 | 0.84043 | 0.31259 | 445199
2016-04-21 21:00 | 0.83705 | 0.30897 | 446943
2016-04-21 22:00 | 0.80688 | 0.3029 | 444527
2016-04-21 23:00 | 0.71734 | 0.2789 | 442859
2016-04-22 | 0.533 | 0.3117 | 447196
2016-04-22 01:00 | 0.14704 | 0.44325 | 441770
2016-04-22 02:00 | 0.00042381 | 0.51347 | 422572
2016-04-22 03:00 | 0 | 0.53304 | 397667
2016-04-22 04:00 | 0 | 0.52236 | 372324
2016-04-22 05:00 | 0 | 0.49208 | 351972
2016-04-22 06:00 | 0 | 0.4536 | 337193
2016-04-22 07:00 | 0 | 0.42063 | 328530
2016-04-22 08:00 | 0 | 0.40198 | 326530
2016-04-22 09:00 | 0 | 0.39325 | 334964
2016-04-22 10:00 | 0 | 0.39244 | 357619
2016-04-22 11:00 | 0 | 0.3901 | 379900
2016-04-22 12:00 | 0.0071985 | 0.31451 | 394673
2016-04-22 13:00 | 0.3186 | 0.16989 | 406988
2016-04-22 14:00 | 0.60393 | 0.15033 | 418460
2016-04-22 15:00 | 0.7448 | 0.18001 | 427657
2016-04-22 16:00 | 0.7991 | 0.18271 | 433658
2016-04-22 17:00 | 0.80224 | 0.18586 | 439032
2016-04-22 18:00 | 0.78745 | 0.1943 | 442216
2016-04-22 19:00 | 0.77165 | 0.20443 | 444884
2016-04-22 20:00 | 0.76142 | 0.2144 | 446311
2016-04-22 21:00 | 0.73514 | 0.2274 | 444810
2016-04-22 22:00 | 0.67917 | 0.25186 | 438929
2016-04-22 23:00 | 0.58154 | 0.29567 | 432558
2016-04-23 | 0.39862 | 0.43193 | 430109
2016-04-23 01:00 | 0.10456 | 0.62344 | 425116
2016-04-23 02:00 | 0.00049221 | 0.71065 | 409918
2016-04-23 03:00 | 0 | 0.75652 | 389115
2016-04-23 04:00 | 0 | 0.77366 | 367121
2016-04-23 05:00 | 0 | 0.77071 | 349095
2016-04-23 06:00 | 0 | 0.75028 | 334518
2016-04-23 07:00 | 0 | 0.72311 | 324061
2016-04-23 08:00 | 0 | 0.70193 | 319655
2016-04-23 09:00 | 0 | 0.67834 | 319973
2016-04-23 10:00 | 0 | 0.65499 | 324738
2016-04-23 11:00 | 0 | 0.63 | 331488
2016-04-23 12:00 | 0.0096494 | 0.52392 | 347734
2016-04-23 13:00 | 0.25063 | 0.35653 | 364929
2016-04-23 14:00 | 0.57485 | 0.43199 | 378609
2016-04-23 15:00 | 0.74431 | 0.51652 | 387838
2016-04-23 16:00 | 0.81847 | 0.5447 | 393458
2016-04-23 17:00 | 0.8291 | 0.56337 | 396452
2016-04-23 18:00 | 0.81604 | 0.59774 | 399233
2016-04-23 19:00 | 0.79841 | 0.63455 | 402836
2016-04-23 20:00 | 0.7816 | 0.66349 | 407198
2016-04-23 21:00 | 0.75219 | 0.68818 | 410530
2016-04-23 22:00 | 0.71268 | 0.71465 | 410579
2016-04-23 23:00 | 0.62931 | 0.7512 | 406408
2016-04-24 | 0.47741 | 0.84247 | 406739
2016-04-24 01:00 | 0.17592 | 0.89203 | 404663
2016-04-24 02:00 | 0.00074589 | 0.90154 | 391475
2016-04-24 03:00 | 0 | 0.8913 | 373773
2016-04-24 04:00 | 0 | 0.87289 | 354686
2016-04-24 05:00 | 0 | 0.85775 | 337640
2016-04-24 06:00 | 0 | 0.83591 | 324491
2016-04-24 07:00 | 0 | 0.8105 | 315498
2016-04-24 08:00 | 0 | 0.79216 | 310594
2016-04-24 09:00 | 0 | 0.77295 | 310897
2016-04-24 10:00 | 0 | 0.75838 | 313017
2016-04-24 11:00 | 0 | 0.74665 | 318226
2016-04-24 12:00 | 0.011006 | 0.66703 | 329266
2016-04-24 13:00 | 0.29857 | 0.58144 | 344458
2016-04-24 14:00 | 0.56469 | 0.66529 | 356787
2016-04-24 15:00 | 0.72925 | 0.67819 | 366344
2016-04-24 16:00 | 0.79101 | 0.65341 | 375208
2016-04-24 17:00 | 0.79658 | 0.6479 | 382701
2016-04-24 18:00 | 0.78882 | 0.66194 | 389327
2016-04-24 19:00 | 0.779 | 0.68083 | 395220
2016-04-24 20:00 | 0.77093 | 0.69499 | 402723
2016-04-24 21:00 | 0.75158 | 0.70051 | 410249
2016-04-24 22:00 | 0.70258 | 0.69428 | 413936
2016-04-24 23:00 | 0.61077 | 0.69223 | 414161
2016-04-25 | 0.43396 | 0.73026 | 419221
2016-04-25 01:00 | 0.09724 | 0.75939 | 417903
2016-04-25 02:00 | 0.00069063 | 0.76252 | 402086
2016-04-25 03:00 | 0 | 0.74899 | 379851
2016-04-25 04:00 | 0 | 0.72886 | 358291
2016-04-25 05:00 | 0 | 0.6888 | 340422
2016-04-25 06:00 | 0 | 0.63805 | 327914
2016-04-25 07:00 | 0 | 0.59171 | 321046
2016-04-25 08:00 | 0 | 0.5499 | 320265
2016-04-25 09:00 | 0 | 0.52819 | 331202
2016-04-25 10:00 | 0 | 0.50264 | 355674
2016-04-25 11:00 | 0 | 0.46591 | 380416
2016-04-25 12:00 | 0.01764 | 0.36329 | 396610
2016-04-25 13:00 | 0.29631 | 0.28968 | 410489
2016-04-25 14:00 | 0.56616 | 0.28986 | 423717
2016-04-25 15:00 | 0.71311 | 0.28298 | 434555
2016-04-25 16:00 | 0.77914 | 0.27234 | 443887
2016-04-25 17:00 | 0.79163 | 0.26921 | 453038
2016-04-25 18:00 | 0.78351 | 0.27642 | 460667
2016-04-25 19:00 | 0.77144 | 0.29149 | 466214
2016-04-25 20:00 | 0.76158 | 0.30964 | 470456
2016-04-25 21:00 | 0.7392 | 0.32216 | 472741
2016-04-25 22:00 | 0.67785 | 0.32751 | 470154
2016-04-25 23:00 | 0.5779 | 0.33725 | 464938
2016-04-26 | 0.41378 | 0.41981 | 465175
2016-04-26 01:00 | 0.12493 | 0.53467 | 459454
2016-04-26 02:00 | 0.001268 | 0.587 | 437277
2016-04-26 03:00 | 0 | 0.59758 | 409994
2016-04-26 04:00 | 0 | 0.59324 | 384049
2016-04-26 05:00 | 0 | 0.57878 | 363833
2016-04-26 06:00 | 0 | 0.55949 | 347623
2016-04-26 07:00 | 0 | 0.53669 | 337973
2016-04-26 08:00 | 0 | 0.51709 | 335367
2016-04-26 09:00 | 0 | 0.48109 | 344432
2016-04-26 10:00 | 0 | 0.44056 | 367887
2016-04-26 11:00 | 0 | 0.41072 | 391180
2016-04-26 12:00 | 0.014274 | 0.34854 | 407178
2016-04-26 13:00 | 0.26721 | 0.3023 | 422235
2016-04-26 14:00 | 0.56552 | 0.33905 | 436334
2016-04-26 15:00 | 0.73781 | 0.35615 | 446619
2016-04-26 16:00 | 0.80133 | 0.35407 | 455231
2016-04-26 17:00 | 0.81021 | 0.35544 | 463553
2016-04-26 18:00 | 0.79895 | 0.36627 | 469707
2016-04-26 19:00 | 0.78243 | 0.38386 | 475374
2016-04-26 20:00 | 0.77053 | 0.39632 | 480460
2016-04-26 21:00 | 0.74548 | 0.39478 | 481605
2016-04-26 22:00 | 0.69276 | 0.37866 | 476490
2016-04-26 23:00 | 0.58956 | 0.38333 | 470285
2016-04-27 | 0.42845 | 0.42896 | 469467
2016-04-27 01:00 | 0.14181 | 0.49773 | 461997
2016-04-27 02:00 | 0.0012923 | 0.53705 | 439067
2016-04-27 03:00 | 0 | 0.54316 | 410842
2016-04-27 04:00 | 0 | 0.53931 | 385976
2016-04-27 05:00 | 0 | 0.53916 | 365813
2016-04-27 06:00 | 0 | 0.54211 | 350619
2016-04-27 07:00 | 0 | 0.53218 | 340552
2016-04-27 08:00 | 0 | 0.53853 | 338420
2016-04-27 09:00 | 0 | 0.56568 | 346567
2016-04-27 10:00 | 0 | 0.58888 | 366914
2016-04-27 11:00 | 0 | 0.59501 | 389260
2016-04-27 12:00 | 0.023292 | 0.5516 | 404052
2016-04-27 13:00 | 0.31643 | 0.52511 | 416117
2016-04-27 14:00 | 0.53942 | 0.58423 | 427951
2016-04-27 15:00 | 0.67323 | 0.61202 | 437301
2016-04-27 16:00 | 0.74035 | 0.6057 | 445005
2016-04-27 17:00 | 0.7567 | 0.59028 | 451967
2016-04-27 18:00 | 0.75508 | 0.58608 | 457457
2016-04-27 19:00 | 0.74545 | 0.58973 | 461254
2016-04-27 20:00 | 0.72937 | 0.59879 | 464324
2016-04-27 21:00 | 0.69474 | 0.59291 | 465915
2016-04-27 22:00 | 0.62665 | 0.56722 | 464293
2016-04-27 23:00 | 0.52085 | 0.52356 | 459867
2016-04-28 | 0.35193 | 0.49274 | 460658
2016-04-28 01:00 | 0.095624 | 0.49606 | 453142
2016-04-28 02:00 | 0.0013888 | 0.4928 | 432540
2016-04-28 03:00 | 0 | 0.50484 | 406442
2016-04-28 04:00 | 0 | 0.50678 | 382221
2016-04-28 05:00 | 0 | 0.49131 | 362038
2016-04-28 06:00 | 0 | 0.46354 | 346774
2016-04-28 07:00 | 0 | 0.43702 | 337582
2016-04-28 08:00 | 0 | 0.42022 | 336250
2016-04-28 09:00 | 0 | 0.39915 | 345488
2016-04-28 10:00 | 0 | 0.38452 | 368035
2016-04-28 11:00 | 0 | 0.37006 | 391846
2016-04-28 12:00 | 0.014173 | 0.28999 | 406902
2016-04-28 13:00 | 0.24201 | 0.26245 | 419282
2016-04-28 14:00 | 0.50442 | 0.28407 | 433056
2016-04-28 15:00 | 0.66935 | 0.28367 | 441684
2016-04-28 16:00 | 0.74484 | 0.26064 | 450834
2016-04-28 17:00 | 0.76018 | 0.24401 | 458772
2016-04-28 18:00 | 0.7536 | 0.23826 | 465420
2016-04-28 19:00 | 0.74027 | 0.24184 | 469346
2016-04-28 20:00 | 0.72525 | 0.24863 | 472165
2016-04-28 21:00 | 0.69368 | 0.25471 | 474195
2016-04-28 22:00 | 0.63591 | 0.26285 | 471519
2016-04-28 23:00 | 0.52276 | 0.27194 | 466295
2016-04-29 | 0.36108 | 0.30407 | 464614
2016-04-29 01:00 | 0.12195 | 0.3825 | 457563
2016-04-29 02:00 | 0.0024963 | 0.41474 | 437103
2016-04-29 03:00 | 0 | 0.40723 | 411991
2016-04-29 04:00 | 0 | 0.38754 | 387942
2016-04-29 05:00 | 0 | 0.36208 | 367523
2016-04-29 06:00 | 0 | 0.33781 | 352398
2016-04-29 07:00 | 0 | 0.31677 | 343479
2016-04-29 08:00 | 0 | 0.29484 | 341591
2016-04-29 09:00 | 0 | 0.27724 | 348117
2016-04-29 10:00 | 0 | 0.27213 | 371354
2016-04-29 11:00 | 0 | 0.27503 | 393813
2016-04-29 12:00 | 0.0095424 | 0.2564 | 409204
2016-04-29 13:00 | 0.25081 | 0.23226 | 422065
2016-04-29 14:00 | 0.53027 | 0.28007 | 435392
2016-04-29 15:00 | 0.66489 | 0.33253 | 444825
2016-04-29 16:00 | 0.73438 | 0.34818 | 451813
2016-04-29 17:00 | 0.73952 | 0.33855 | 458114
2016-04-29 18:00 | 0.72826 | 0.32818 | 462240
2016-04-29 19:00 | 0.71466 | 0.31992 | 463801
2016-04-29 20:00 | 0.70449 | 0.31824 | 463626
2016-04-29 21:00 | 0.6786 | 0.31786 | 460788
2016-04-29 22:00 | 0.62619 | 0.31804 | 453866
2016-04-29 23:00 | 0.52807 | 0.31691 | 445437
2016-04-30 | 0.36264 | 0.33404 | 444156
2016-04-30 01:00 | 0.12503 | 0.4057 | 438874
2016-04-30 02:00 | 0.0028166 | 0.46474 | 422664
2016-04-30 03:00 | 0 | 0.48639 | 402570
2016-04-30 04:00 | 0 | 0.47495 | 381191
2016-04-30 05:00 | 0 | 0.45655 | 362138
2016-04-30 06:00 | 0 | 0.45028 | 347527
2016-04-30 07:00 | 0 | 0.44067 | 338012
2016-04-30 08:00 | 0 | 0.43136 | 332576
2016-04-30 09:00 | 0 | 0.42286 | 332710
2016-04-30 10:00 | 0 | 0.40526 | 336162
2016-04-30 11:00 | 0 | 0.39198 | 344325
2016-04-30 12:00 | 0.017749 | 0.32949 | 359766
2016-04-30 13:00 | 0.30519 | 0.33459 | 376422
2016-04-30 14:00 | 0.58329 | 0.41847 | 389822
2016-04-30 15:00 | 0.71967 | 0.484 | 400099
2016-04-30 16:00 | 0.77078 | 0.50572 | 406119
2016-04-30 17:00 | 0.77142 | 0.51439 | 409523
2016-04-30 18:00 | 0.75743 | 0.51791 | 411456
2016-04-30 19:00 | 0.73805 | 0.5151 | 413469
2016-04-30 20:00 | 0.71673 | 0.50904 | 416757
2016-04-30 21:00 | 0.68161 | 0.50231 | 418294
2016-04-30 22:00 | 0.6144 | 0.49495 | 417016
2016-04-30 23:00 | 0.504 | 0.48131 | 415549
2016-05-01 | 0.34863 | 0.47596 | 416916
2016-05-01 01:00 | 0.13329 | 0.56946 | 412798
2016-05-01 02:00 | 0.0034002 | 0.62494 | 401503
2016-05-01 03:00 | 0 | 0.62328 | 385360
2016-05-01 04:00 | 0 | 0.60459 | 365765
2016-05-01 05:00 | 0 | 0.56965 | 348049
2016-05-01 06:00 | 0 | 0.53471 | 335251
2016-05-01 07:00 | 0 | 0.50086 | 326397
2016-05-01 08:00 | 0 | 0.47949 | 321535
2016-05-01 09:00 | 0 | 0.46079 | 319199
2016-05-01 10:00 | 0 | 0.44783 | 323091
2016-05-01 11:00 | 0 | 0.43596 | 328861
2016-05-01 12:00 | 0.027389 | 0.37057 | 343758
2016-05-01 13:00 | 0.28437 | 0.43123 | 362462
2016-05-01 14:00 | 0.59056 | 0.45675 | 378251
2016-05-01 15:00 | 0.728 | 0.43958 | 390123
2016-05-01 16:00 | 0.78373 | 0.39926 | 400493
2016-05-01 17:00 | 0.78887 | 0.35158 | 407354
2016-05-01 18:00 | 0.78077 | 0.30308 | 411927
2016-05-01 19:00 | 0.76428 | 0.25853 | 414209
2016-05-01 20:00 | 0.75306 | 0.22247 | 421199
2016-05-01 21:00 | 0.72721 | 0.19565 | 424474
2016-05-01 22:00 | 0.67782 | 0.1786 | 425817
2016-05-01 23:00 | 0.57596 | 0.1701 | 426115
2016-05-02 | 0.41381 | 0.1777 | 429974
2016-05-02 01:00 | 0.16965 | 0.19992 | 426880
2016-05-02 02:00 | 0.0039635 | 0.19118 | 411645
2016-05-02 03:00 | 0 | 0.17981 | 388976
2016-05-02 04:00 | 0 | 0.18302 | 368129
2016-05-02 05:00 | 0 | 0.20247 | 349560
2016-05-02 06:00 | 0 | 0.23645 | 337193
2016-05-02 07:00 | 0 | 0.27971 | 329807
2016-05-02 08:00 | 0 | 0.32162 | 329309
2016-05-02 09:00 | 0 | 0.34986 | 339137
2016-05-02 10:00 | 0 | 0.37184 | 364593
2016-05-02 11:00 | 0 | 0.39184 | 388475
2016-05-02 12:00 | 0.044108 | 0.31611 | 405413
2016-05-02 13:00 | 0.38439 | 0.17328 | 418102
2016-05-02 14:00 | 0.68006 | 0.13829 | 431131
2016-05-02 15:00 | 0.8194 | 0.13646 | 440805
2016-05-02 16:00 | 0.88086 | 0.12768 | 446145
2016-05-02 17:00 | 0.87857 | 0.12242 | 451006
2016-05-02 18:00 | 0.86324 | 0.12503 | 454621
2016-05-02 19:00 | 0.85167 | 0.13176 | 454755
2016-05-02 20:00 | 0.8497 | 0.13876 | 454805
2016-05-02 21:00 | 0.84213 | 0.14007 | 454255
2016-05-02 22:00 | 0.80918 | 0.13346 | 452259
2016-05-02 23:00 | 0.72124 | 0.12112 | 450556
2016-05-03 | 0.53373 | 0.11217 | 452680
2016-05-03 01:00 | 0.20109 | 0.12704 | 448063
2016-05-03 02:00 | 0.0039858 | 0.13612 | 427991
2016-05-03 03:00 | 0 | 0.15552 | 402380
2016-05-03 04:00 | 0 | 0.19078 | 378036
2016-05-03 05:00 | 0 | 0.23808 | 359393
2016-05-03 06:00 | 0 | 0.29027 | 344496
2016-05-03 07:00 | 0 | 0.32686 | 336170
2016-05-03 08:00 | 0 | 0.34616 | 334623
2016-05-03 09:00 | 0 | 0.35149 | 343487
2016-05-03 10:00 | 0 | 0.35791 | 366757
2016-05-03 11:00 | 0 | 0.36445 | 390360
2016-05-03 12:00 | 0.044713 | 0.26755 | 405042
2016-05-03 13:00 | 0.3847 | 0.11126 | 415297
2016-05-03 14:00 | 0.68107 | 0.13843 | 425481
2016-05-03 15:00 | 0.80451 | 0.19738 | 433100
2016-05-03 16:00 | 0.86528 | 0.22197 | 438801
2016-05-03 17:00 | 0.87471 | 0.25176 | 444221
2016-05-03 18:00 | 0.86794 | 0.28776 | 448945
2016-05-03 19:00 | 0.85927 | 0.32652 | 452197
2016-05-03 20:00 | 0.85482 | 0.36265 | 453611
2016-05-03 21:00 | 0.84222 | 0.38998 | 455985
2016-05-03 22:00 | 0.80709 | 0.40482 | 453653
2016-05-03 23:00 | 0.71005 | 0.40979 | 450134
2016-05-04 | 0.5191 | 0.43573 | 450877
2016-05-04 01:00 | 0.14984 | 0.48165 | 447810
2016-05-04 02:00 | 0.0026439 | 0.49483 | 428280
2016-05-04 03:00 | 0 | 0.50121 | 402015
2016-05-04 04:00 | 0 | 0.50604 | 377603
2016-05-04 05:00 | 0 | 0.51171 | 356872
2016-05-04 06:00 | 0 | 0.52131 | 342224
2016-05-04 07:00 | 0 | 0.5375 | 333126
2016-05-04 08:00 | 0 | 0.57087 | 330907
2016-05-04 09:00 | 0 | 0.59509 | 339623
2016-05-04 10:00 | 0 | 0.595 | 363251
2016-05-04 11:00 | 0 | 0.57412 | 384772
2016-05-04 12:00 | 0.043863 | 0.3908 | 397724
2016-05-04 13:00 | 0.39259 | 0.17941 | 408059
2016-05-04 14:00 | 0.61488 | 0.15934 | 417378
2016-05-04 15:00 | 0.73742 | 0.21188 | 424290
2016-05-04 16:00 | 0.80166 | 0.22738 | 428071
2016-05-04 17:00 | 0.82282 | 0.22708 | 431499
2016-05-04 18:00 | 0.82589 | 0.22816 | 434414
2016-05-04 19:00 | 0.8225 | 0.2294 | 436900
2016-05-04 20:00 | 0.82353 | 0.22855 | 440380
2016-05-04 21:00 | 0.81639 | 0.22433 | 444502
2016-05-04 22:00 | 0.7824 | 0.21373 | 445815
2016-05-04 23:00 | 0.69603 | 0.18798 | 445200
2016-05-05 | 0.52307 | 0.24278 | 446544
2016-05-05 01:00 | 0.16574 | 0.3265 | 441798
2016-05-05 02:00 | 0.002409 | 0.4011 | 423253
2016-05-05 03:00 | 0 | 0.44582 | 396594
2016-05-05 04:00 | 0 | 0.47722 | 373065
2016-05-05 05:00 | 0 | 0.4916 | 353190
2016-05-05 06:00 | 0 | 0.49897 | 338476
2016-05-05 07:00 | 0 | 0.49975 | 330208
2016-05-05 08:00 | 0 | 0.49393 | 328324
2016-05-05 09:00 | 0 | 0.47468 | 338000
2016-05-05 10:00 | 0 | 0.4478 | 360668
2016-05-05 11:00 | 0 | 0.42159 | 384312
2016-05-05 12:00 | 0.044214 | 0.30939 | 397866
2016-05-05 13:00 | 0.38627 | 0.12069 | 407841
2016-05-05 14:00 | 0.60624 | 0.065644 | 417112
2016-05-05 15:00 | 0.74633 | 0.10715 | 423684
2016-05-05 16:00 | 0.81041 | 0.12878 | 428046
2016-05-05 17:00 | 0.82581 | 0.13172 | 432047
2016-05-05 18:00 | 0.82111 | 0.13279 | 435161
2016-05-05 19:00 | 0.81163 | 0.13329 | 438825
2016-05-05 20:00 | 0.80398 | 0.13586 | 442719
2016-05-05 21:00 | 0.7857 | 0.1374 | 445012
2016-05-05 22:00 | 0.74201 | 0.1434 | 443527
2016-05-05 23:00 | 0.63222 | 0.18417 | 439817
2016-05-06 | 0.43846 | 0.35586 | 440439
2016-05-06 01:00 | 0.1329 | 0.5592 | 437238
2016-05-06 02:00 | 0.0036987 | 0.64956 | 419489
2016-05-06 03:00 | 0 | 0.71069 | 395943
2016-05-06 04:00 | 0 | 0.75019 | 373058
2016-05-06 05:00 | 0 | 0.76741 | 354787
2016-05-06 06:00 | 0 | 0.77054 | 340135
2016-05-06 07:00 | 0 | 0.76712 | 331931
2016-05-06 08:00 | 0 | 0.75349 | 330173
2016-05-06 09:00 | 0 | 0.71969 | 338097
2016-05-06 10:00 | 0 | 0.6869 | 360487
2016-05-06 11:00 | 0 | 0.65448 | 380677
2016-05-06 12:00 | 0.04817 | 0.44875 | 393325
2016-05-06 13:00 | 0.34381 | 0.26865 | 404237
2016-05-06 14:00 | 0.56506 | 0.33131 | 414417
2016-05-06 15:00 | 0.68397 | 0.46417 | 420427
2016-05-06 16:00 | 0.75015 | 0.5317 | 423953
2016-05-06 17:00 | 0.7588 | 0.5567 | 429165
2016-05-06 18:00 | 0.7519 | 0.57507 | 432520
2016-05-06 19:00 | 0.73874 | 0.59306 | 435460
2016-05-06 20:00 | 0.72624 | 0.61241 | 438257
2016-05-06 21:00 | 0.6971 | 0.63308 | 439977
2016-05-06 22:00 | 0.6357 | 0.64994 | 436609
2016-05-06 23:00 | 0.53373 | 0.68562 | 430635
2016-05-07 | 0.36432 | 0.76715 | 427574
2016-05-07 01:00 | 0.092544 | 0.8361 | 423353
2016-05-07 02:00 | 0.0030966 | 0.84977 | 408515
2016-05-07 03:00 | 0 | 0.83254 | 387298
2016-05-07 04:00 | 0 | 0.80723 | 365512
2016-05-07 05:00 | 0 | 0.77826 | 346615
2016-05-07 06:00 | 0 | 0.74763 | 332451
2016-05-07 07:00 | 0 | 0.72403 | 322728
2016-05-07 08:00 | 0 | 0.69916 | 318790
2016-05-07 09:00 | 0 | 0.66414 | 320006
2016-05-07 10:00 | 0 | 0.62064 | 324047
2016-05-07 11:00 | 0 | 0.56577 | 331978
2016-05-07 12:00 | 0.051006 | 0.38215 | 345804
2016-05-07 13:00 | 0.3395 | 0.32177 | 360939
2016-05-07 14:00 | 0.53499 | 0.43861 | 372679
2016-05-07 15:00 | 0.66585 | 0.49507 | 381821
2016-05-07 16:00 | 0.70828 | 0.48382 | 387645
2016-05-07 17:00 | 0.72009 | 0.48013 | 392381
2016-05-07 18:00 | 0.72013 | 0.48831 | 397613
2016-05-07 19:00 | 0.71347 | 0.50646 | 403027
2016-05-07 20:00 | 0.705 | 0.52594 | 408250
2016-05-07 21:00 | 0.6891 | 0.54568 | 412868
2016-05-07 22:00 | 0.64959 | 0.54695 | 411596
2016-05-07 23:00 | 0.55277 | 0.53131 | 408324
2016-05-08 | 0.38814 | 0.53912 | 407114
2016-05-08 01:00 | 0.11794 | 0.54953 | 405342
2016-05-08 02:00 | 0.0051644 | 0.54493 | 393060
2016-05-08 03:00 | 0 | 0.55235 | 374129
2016-05-08 04:00 | 0 | 0.54525 | 355169
2016-05-08 05:00 | 0 | 0.53515 | 338425
2016-05-08 06:00 | 0 | 0.51925 | 323847
2016-05-08 07:00 | 0 | 0.49991 | 314294
2016-05-08 08:00 | 0 | 0.47721 | 309467
2016-05-08 09:00 | 0 | 0.43907 | 309104
2016-05-08 10:00 | 0 | 0.40683 | 310431
2016-05-08 11:00 | 0 | 0.37247 | 316560
2016-05-08 12:00 | 0.046305 | 0.25297 | 330585
2016-05-08 13:00 | 0.33514 | 0.15675 | 347778
2016-05-08 14:00 | 0.53967 | 0.19934 | 361514
2016-05-08 15:00 | 0.67234 | 0.25104 | 371092
2016-05-08 16:00 | 0.7224 | 0.27849 | 378210
2016-05-08 17:00 | 0.73435 | 0.31449 | 385384
2016-05-08 18:00 | 0.73298 | 0.35011 | 390460
2016-05-08 19:00 | 0.72481 | 0.3897 | 394844
2016-05-08 20:00 | 0.71452 | 0.4326 | 399732
2016-05-08 21:00 | 0.68961 | 0.46732 | 403856
2016-05-08 22:00 | 0.63758 | 0.48812 | 405261
2016-05-08 23:00 | 0.54066 | 0.50626 | 404452
2016-05-09 | 0.38858 | 0.56789 | 408354
2016-05-09 01:00 | 0.1448 | 0.66322 | 410942
2016-05-09 02:00 | 0.0080845 | 0.7103 | 398272
2016-05-09 03:00 | 0 | 0.70879 | 376734
2016-05-09 04:00 | 0 | 0.70472 | 356149
2016-05-09 05:00 | 0 | 0.6921 | 339213
2016-05-09 06:00 | 0 | 0.66918 | 326866
2016-05-09 07:00 | 0 | 0.63892 | 319749
2016-05-09 08:00 | 0 | 0.62268 | 319811
2016-05-09 09:00 | 0 | 0.60932 | 330336
2016-05-09 10:00 | 0 | 0.59127 | 354415
2016-05-09 11:00 | 0 | 0.56454 | 378910
2016-05-09 12:00 | 0.054638 | 0.443 | 395303
2016-05-09 13:00 | 0.37928 | 0.37549 | 408599
2016-05-09 14:00 | 0.63365 | 0.47854 | 421708
2016-05-09 15:00 | 0.78059 | 0.53001 | 432747
2016-05-09 16:00 | 0.85304 | 0.55598 | 441139
2016-05-09 17:00 | 0.86932 | 0.57816 | 449406
2016-05-09 18:00 | 0.86558 | 0.57803 | 454614
2016-05-09 19:00 | 0.86032 | 0.56736 | 458060
2016-05-09 20:00 | 0.86142 | 0.5546 | 460481
2016-05-09 21:00 | 0.85877 | 0.53635 | 462328
2016-05-09 22:00 | 0.83491 | 0.50989 | 461423
2016-05-09 23:00 | 0.75601 | 0.50191 | 458974
2016-05-10 | 0.58634 | 0.52715 | 460125
2016-05-10 01:00 | 0.26423 | 0.56975 | 454568
2016-05-10 02:00 | 0.010226 | 0.58296 | 433819
2016-05-10 03:00 | 0 | 0.56371 | 406534
2016-05-10 04:00 | 0 | 0.53571 | 383084
2016-05-10 05:00 | 0 | 0.50657 | 362448
2016-05-10 06:00 | 0 | 0.48265 | 348334
2016-05-10 07:00 | 0 | 0.46965 | 339313
2016-05-10 08:00 | 0 | 0.47201 | 337125
2016-05-10 09:00 | 0 | 0.4595 | 344916
2016-05-10 10:00 | 0 | 0.44295 | 366983
2016-05-10 11:00 | 0 | 0.42611 | 389659
2016-05-10 12:00 | 0.047706 | 0.35214 | 404419
2016-05-10 13:00 | 0.42904 | 0.28997 | 419261
2016-05-10 14:00 | 0.67894 | 0.31289 | 434066
2016-05-10 15:00 | 0.81709 | 0.33628 | 446541
2016-05-10 16:00 | 0.86491 | 0.34846 | 456308
2016-05-10 17:00 | 0.87226 | 0.35957 | 465920
2016-05-10 18:00 | 0.862 | 0.37497 | 472503
2016-05-10 19:00 | 0.85026 | 0.39095 | 482473
2016-05-10 20:00 | 0.84529 | 0.40548 | 487083
2016-05-10 21:00 | 0.8366 | 0.4191 | 491162
2016-05-10 22:00 | 0.80445 | 0.42699 | 489289
2016-05-10 23:00 | 0.70907 | 0.43994 | 484040
2016-05-11 | 0.55386 | 0.50214 | 482045
2016-05-11 01:00 | 0.2547 | 0.5943 | 474763
2016-05-11 02:00 | 0.011398 | 0.65775 | 451796
2016-05-11 03:00 | 0 | 0.67354 | 422468
2016-05-11 04:00 | 0 | 0.66908 | 395481
2016-05-11 05:00 | 0 | 0.66781 | 374208
2016-05-11 06:00 | 0 | 0.65228 | 356964
2016-05-11 07:00 | 0 | 0.6288 | 346965
2016-05-11 08:00 | 0 | 0.6071 | 343361
2016-05-11 09:00 | 0 | 0.582 | 350486
2016-05-11 10:00 | 0 | 0.54966 | 371278
2016-05-11 11:00 | 0 | 0.5164 | 393207
2016-05-11 12:00 | 0.069394 | 0.42954 | 408675
2016-05-11 13:00 | 0.48588 | 0.42899 | 423244
2016-05-11 14:00 | 0.70629 | 0.47151 | 439106
2016-05-11 15:00 | 0.83419 | 0.47327 | 453877
2016-05-11 16:00 | 0.88345 | 0.45661 | 466276
2016-05-11 17:00 | 0.88725 | 0.4412 | 478553
2016-05-11 18:00 | 0.8763 | 0.43429 | 488461
2016-05-11 19:00 | 0.86422 | 0.43369 | 496684
2016-05-11 20:00 | 0.85932 | 0.43704 | 503446
2016-05-11 21:00 | 0.85121 | 0.44128 | 507256
2016-05-11 22:00 | 0.82166 | 0.44171 | 505658
2016-05-11 23:00 | 0.72722 | 0.43228 | 499182
2016-05-12 | 0.57456 | 0.43679 | 494879
2016-05-12 01:00 | 0.27163 | 0.53834 | 486960
2016-05-12 02:00 | 0.021054 | 0.60631 | 463156
2016-05-12 03:00 | 0 | 0.5818 | 431786
2016-05-12 04:00 | 0 | 0.55381 | 402945
2016-05-12 05:00 | 0 | 0.54045 | 378794
2016-05-12 06:00 | 0 | 0.51994 | 360427
2016-05-12 07:00 | 0 | 0.50075 | 348378
2016-05-12 08:00 | 0 | 0.49739 | 344455
2016-05-12 09:00 | 0 | 0.50989 | 351745
2016-05-12 10:00 | 0 | 0.51587 | 371489
2016-05-12 11:00 | 0 | 0.50124 | 394087
2016-05-12 12:00 | 0.067875 | 0.34839 | 411018
2016-05-12 13:00 | 0.4612 | 0.33277 | 425972
2016-05-12 14:00 | 0.6754 | 0.39533 | 441729
2016-05-12 15:00 | 0.81249 | 0.38969 | 456234
2016-05-12 16:00 | 0.85739 | 0.37598 | 467349
2016-05-12 17:00 | 0.87056 | 0.37829 | 478180
2016-05-12 18:00 | 0.86374 | 0.39174 | 486478
2016-05-12 19:00 | 0.85309 | 0.40304 | 492041
2016-05-12 20:00 | 0.84785 | 0.4074 | 496444
2016-05-12 21:00 | 0.83301 | 0.4002 | 498562
2016-05-12 22:00 | 0.80079 | 0.3839 | 495548
2016-05-12 23:00 | 0.70793 | 0.34669 | 488381
2016-05-13 | 0.56051 | 0.31708 | 485226
2016-05-13 01:00 | 0.26984 | 0.35688 | 476994
2016-05-13 02:00 | 0.022584 | 0.39318 | 454338
2016-05-13 03:00 | 0 | 0.41104 | 425241
2016-05-13 04:00 | 0 | 0.44561 | 397075
2016-05-13 05:00 | 0 | 0.46961 | 373740
2016-05-13 06:00 | 0 | 0.49269 | 355538
2016-05-13 07:00 | 0 | 0.51337 | 344884
2016-05-13 08:00 | 0 | 0.53024 | 340706
2016-05-13 09:00 | 0 | 0.53107 | 347137
2016-05-13 10:00 | 0 | 0.53209 | 365799
2016-05-13 11:00 | 0 | 0.5283 | 386840
2016-05-13 12:00 | 0.083158 | 0.41845 | 404240
2016-05-13 13:00 | 0.49106 | 0.41054 | 420934
2016-05-13 14:00 | 0.67711 | 0.53858 | 437331
2016-05-13 15:00 | 0.79652 | 0.61767 | 450750
2016-05-13 16:00 | 0.8407 | 0.62579 | 460881
2016-05-13 17:00 | 0.84589 | 0.62621 | 470063
2016-05-13 18:00 | 0.83472 | 0.63024 | 477395
2016-05-13 19:00 | 0.82363 | 0.63398 | 482250
2016-05-13 20:00 | 0.82171 | 0.6311 | 487130
2016-05-13 21:00 | 0.81189 | 0.62348 | 488871
2016-05-13 22:00 | 0.78303 | 0.62032 | 482639
2016-05-13 23:00 | 0.69893 | 0.62769 | 472125
2016-05-14 | 0.55322 | 0.66353 | 464396
2016-05-14 01:00 | 0.25976 | 0.70431 | 456650
2016-05-14 02:00 | 0.013686 | 0.72001 | 436573
2016-05-14 03:00 | 0 | 0.68804 | 410969
2016-05-14 04:00 | 0 | 0.642 | 386548
2016-05-14 05:00 | 0 | 0.59594 | 364735
2016-05-14 06:00 | 0 | 0.55442 | 347950
2016-05-14 07:00 | 0 | 0.5119 | 336595
2016-05-14 08:00 | 0 | 0.48488 | 329954
2016-05-14 09:00 | 0 | 0.46078 | 329381
2016-05-14 10:00 | 0 | 0.4471 | 331966
2016-05-14 11:00 | 0 | 0.41578 | 339821
2016-05-14 12:00 | 0.050996 | 0.37089 | 354790
2016-05-14 13:00 | 0.32267 | 0.43244 | 373261
2016-05-14 14:00 | 0.54315 | 0.45841 | 389689
2016-05-14 15:00 | 0.68054 | 0.42525 | 402974
2016-05-14 16:00 | 0.75608 | 0.39011 | 412566
2016-05-14 17:00 | 0.77452 | 0.36713 | 419073
2016-05-14 18:00 | 0.76786 | 0.352 | 423400
2016-05-14 19:00 | 0.75258 | 0.33719 | 426488
2016-05-14 20:00 | 0.73625 | 0.32233 | 428397
2016-05-14 21:00 | 0.7009 | 0.3077 | 429643
2016-05-14 22:00 | 0.64479 | 0.29006 | 426999
2016-05-14 23:00 | 0.53809 | 0.26326 | 421121
2016-05-15 | 0.38676 | 0.23336 | 418122
2016-05-15 01:00 | 0.18775 | 0.28091 | 415781
2016-05-15 02:00 | 0.015831 | 0.28584 | 402866
2016-05-15 03:00 | 0 | 0.26787 | 383232
2016-05-15 04:00 | 0 | 0.2502 | 362945
2016-05-15 05:00 | 0 | 0.24461 | 346723
2016-05-15 06:00 | 0 | 0.24197 | 333578
2016-05-15 07:00 | 0 | 0.24602 | 324196
2016-05-15 08:00 | 0 | 0.26263 | 319701
2016-05-15 09:00 | 0 | 0.27192 | 318872
2016-05-15 10:00 | 0 | 0.27632 | 318994
2016-05-15 11:00 | 0 | 0.27255 | 323783
2016-05-15 12:00 | 0.014976 | 0.17217 | 337445
2016-05-15 13:00 | 0.21377 | 0.12291 | 352435
2016-05-15 14:00 | 0.40936 | 0.16576 | 363915
2016-05-15 15:00 | 0.5322 | 0.19151 | 373504
2016-05-15 16:00 | 0.60983 | 0.20043 | 381919
2016-05-15 17:00 | 0.64688 | 0.21104 | 388083
2016-05-15 18:00 | 0.65724 | 0.22307 | 392908
2016-05-15 19:00 | 0.65046 | 0.23647 | 396532
2016-05-15 20:00 | 0.63554 | 0.25032 | 400970
2016-05-15 21:00 | 0.60481 | 0.25336 | 406594
2016-05-15 22:00 | 0.56195 | 0.24872 | 409840
2016-05-15 23:00 | 0.49789 | 0.24587 | 410874
2016-05-16 | 0.38964 | 0.26505 | 415868
2016-05-16 01:00 | 0.21786 | 0.31022 | 417754
2016-05-16 02:00 | 0.018832 | 0.34897 | 404136
2016-05-16 03:00 | 0 | 0.37553 | 383325
2016-05-16 04:00 | 0 | 0.38872 | 363727
2016-05-16 05:00 | 0 | 0.37958 | 346806
2016-05-16 06:00 | 0 | 0.3631 | 335215
2016-05-16 07:00 | 0 | 0.34727 | 329279
2016-05-16 08:00 | 0 | 0.32664 | 330265
2016-05-16 09:00 | 0 | 0.29933 | 340929
2016-05-16 10:00 | 0 | 0.27396 | 364383
2016-05-16 11:00 | 0 | 0.23671 | 388026
2016-05-16 12:00 | 0.043513 | 0.15614 | 402296
2016-05-16 13:00 | 0.37264 | 0.1279 | 413477
2016-05-16 14:00 | 0.6031 | 0.1557 | 424269
2016-05-16 15:00 | 0.7272 | 0.19283 | 431985
2016-05-16 16:00 | 0.77612 | 0.21005 | 437327
2016-05-16 17:00 | 0.77852 | 0.21363 | 442315
2016-05-16 18:00 | 0.76685 | 0.21459 | 446051
2016-05-16 19:00 | 0.7513 | 0.21392 | 447837
2016-05-16 20:00 | 0.73601 | 0.21149 | 450109
2016-05-16 21:00 | 0.70864 | 0.2069 | 451899
2016-05-16 22:00 | 0.65801 | 0.20463 | 451067
2016-05-16 23:00 | 0.566 | 0.21253 | 449437
2016-05-17 | 0.41488 | 0.26183 | 452267
2016-05-17 01:00 | 0.19091 | 0.37155 | 449303
2016-05-17 02:00 | 0.018621 | 0.44508 | 430077
2016-05-17 03:00 | 0 | 0.46314 | 403559
2016-05-17 04:00 | 0 | 0.45126 | 380929
2016-05-17 05:00 | 0 | 0.42836 | 362454
2016-05-17 06:00 | 0 | 0.41073 | 347520
2016-05-17 07:00 | 0 | 0.39186 | 339506
2016-05-17 08:00 | 0 | 0.37552 | 338388
2016-05-17 09:00 | 0 | 0.34208 | 347189
2016-05-17 10:00 | 0 | 0.3092 | 370062
2016-05-17 11:00 | 0 | 0.28431 | 393054
2016-05-17 12:00 | 0.036614 | 0.22463 | 408527
2016-05-17 13:00 | 0.3093 | 0.21153 | 420490
2016-05-17 14:00 | 0.55257 | 0.22934 | 432111
2016-05-17 15:00 | 0.67128 | 0.24211 | 439578
2016-05-17 16:00 | 0.71269 | 0.23622 | 447591
2016-05-17 17:00 | 0.72267 | 0.22505 | 452503
2016-05-17 18:00 | 0.71026 | 0.21449 | 455461
2016-05-17 19:00 | 0.68903 | 0.20727 | 458010
2016-05-17 20:00 | 0.6662 | 0.20433 | 458342
2016-05-17 21:00 | 0.62522 | 0.20465 | 459922
2016-05-17 22:00 | 0.56601 | 0.21057 | 459064
2016-05-17 23:00 | 0.48084 | 0.21856 | 455928
2016-05-18 | 0.36041 | 0.23001 | 456165
2016-05-18 01:00 | 0.19443 | 0.28932 | 453024
2016-05-18 02:00 | 0.037754 | 0.35672 | 434923
2016-05-18 03:00 | 0 | 0.40605 | 408791
2016-05-18 04:00 | 0 | 0.43567 | 385096
2016-05-18 05:00 | 0 | 0.43786 | 365147
2016-05-18 06:00 | 0 | 0.42421 | 349847
2016-05-18 07:00 | 0 | 0.40571 | 340892
2016-05-18 08:00 | 0 | 0.38845 | 339155
2016-05-18 09:00 | 0 | 0.35982 | 347311
2016-05-18 10:00 | 0 | 0.32916 | 369141
2016-05-18 11:00 | 0 | 0.29905 | 391333
2016-05-18 12:00 | 0.043256 | 0.1707 | 404643
2016-05-18 13:00 | 0.32908 | 0.11326 | 414696
2016-05-18 14:00 | 0.55779 | 0.14183 | 425309
2016-05-18 15:00 | 0.67739 | 0.14632 | 433956
2016-05-18 16:00 | 0.72567 | 0.13387 | 441180
2016-05-18 17:00 | 0.73463 | 0.1287 | 447088
2016-05-18 18:00 | 0.72099 | 0.12674 | 452422
2016-05-18 19:00 | 0.7033 | 0.12597 | 455695
2016-05-18 20:00 | 0.6873 | 0.12713 | 458559
2016-05-18 21:00 | 0.65825 | 0.13112 | 460812
2016-05-18 22:00 | 0.61046 | 0.13712 | 458743
2016-05-18 23:00 | 0.52541 | 0.15043 | 455111
2016-05-19 | 0.41013 | 0.19179 | 455162
2016-05-19 01:00 | 0.23695 | 0.35209 | 452069
2016-05-19 02:00 | 0.021841 | 0.46865 | 434434
2016-05-19 03:00 | 0 | 0.52096 | 408119
2016-05-19 04:00 | 0 | 0.54282 | 383142
2016-05-19 05:00 | 0 | 0.54061 | 362941
2016-05-19 06:00 | 0 | 0.52507 | 347770
2016-05-19 07:00 | 0 | 0.49847 | 337967
2016-05-19 08:00 | 0 | 0.46653 | 336146
2016-05-19 09:00 | 0 | 0.43175 | 345081
2016-05-19 10:00 | 0 | 0.40809 | 367118
2016-05-19 11:00 | 0 | 0.36435 | 389239
2016-05-19 12:00 | 0.061455 | 0.20468 | 403543
2016-05-19 13:00 | 0.40671 | 0.17805 | 415692
2016-05-19 14:00 | 0.61774 | 0.25192 | 427306
2016-05-19 15:00 | 0.73766 | 0.29842 | 436602
2016-05-19 16:00 | 0.79059 | 0.31598 | 443665
2016-05-19 17:00 | 0.80139 | 0.32446 | 449379
2016-05-19 18:00 | 0.79477 | 0.32642 | 453245
2016-05-19 19:00 | 0.78901 | 0.31867 | 455347
2016-05-19 20:00 | 0.78544 | 0.30863 | 456705
2016-05-19 21:00 | 0.77444 | 0.30026 | 457769
2016-05-19 22:00 | 0.74362 | 0.29869 | 454744
2016-05-19 23:00 | 0.66629 | 0.31137 | 450085
2016-05-20 | 0.52372 | 0.3594 | 449796
2016-05-20 01:00 | 0.24614 | 0.50547 | 447542
2016-05-20 02:00 | 0.011815 | 0.61162 | 430084
2016-05-20 03:00 | 0 | 0.62169 | 403363
2016-05-20 04:00 | 0 | 0.61152 | 378108
2016-05-20 05:00 | 0 | 0.58386 | 359636
2016-05-20 06:00 | 0 | 0.54281 | 344888
2016-05-20 07:00 | 0 | 0.49583 | 335003
2016-05-20 08:00 | 0 | 0.45278 | 332872
2016-05-20 09:00 | 0 | 0.4172 | 341353
2016-05-20 10:00 | 0 | 0.38146 | 361869
2016-05-20 11:00 | 0 | 0.33583 | 383643
2016-05-20 12:00 | 0.086822 | 0.22302 | 399492
2016-05-20 13:00 | 0.41818 | 0.2129 | 413654
2016-05-20 14:00 | 0.6338 | 0.25 | 426738
2016-05-20 15:00 | 0.76151 | 0.28959 | 435829
2016-05-20 16:00 | 0.82493 | 0.31101 | 441805
2016-05-20 17:00 | 0.83761 | 0.32364 | 446073
2016-05-20 18:00 | 0.83523 | 0.3257 | 449358
2016-05-20 19:00 | 0.82658 | 0.32168 | 451726
2016-05-20 20:00 | 0.82114 | 0.31897 | 454033
2016-05-20 21:00 | 0.80486 | 0.31676 | 454399
2016-05-20 22:00 | 0.76492 | 0.32315 | 449646
2016-05-20 23:00 | 0.66438 | 0.34747 | 441625
2016-05-21 | 0.53583 | 0.4061 | 438654
2016-05-21 01:00 | 0.23513 | 0.55421 | 433474
2016-05-21 02:00 | 0.024648 | 0.63754 | 415012
2016-05-21 03:00 | 0 | 0.65343 | 396530
2016-05-21 04:00 | 0 | 0.64685 | 374530
2016-05-21 05:00 | 0 | 0.62112 | 355822
2016-05-21 06:00 | 0 | 0.58532 | 340289
2016-05-21 07:00 | 0 | 0.55338 | 330939
2016-05-21 08:00 | 0 | 0.52108 | 326053
2016-05-21 09:00 | 0 | 0.48758 | 325912
2016-05-21 10:00 | 0 | 0.46698 | 330394
2016-05-21 11:00 | 0 | 0.44767 | 338051
2016-05-21 12:00 | 0.083589 | 0.34681 | 355555
2016-05-21 13:00 | 0.42984 | 0.37771 | 375291
2016-05-21 14:00 | 0.66901 | 0.45477 | 393987
2016-05-21 15:00 | 0.79388 | 0.48671 | 408509
2016-05-21 16:00 | 0.84797 | 0.50022 | 418122
2016-05-21 17:00 | 0.85339 | 0.51767 | 424519
2016-05-21 18:00 | 0.84675 | 0.53994 | 429572
2016-05-21 19:00 | 0.83684 | 0.56398 | 433418
2016-05-21 20:00 | 0.8313 | 0.58552 | 436977
2016-05-21 21:00 | 0.81788 | 0.60298 | 439549
2016-05-21 22:00 | 0.7775 | 0.62144 | 436862
2016-05-21 23:00 | 0.68351 | 0.64576 | 431572
2016-05-22 | 0.50961 | 0.67891 | 426922
2016-05-22 01:00 | 0.23449 | 0.75866 | 422713
2016-05-22 02:00 | 0.017635 | 0.77888 | 410686
2016-05-22 03:00 | 0 | 0.76926 | 391852
2016-05-22 04:00 | 0 | 0.75868 | 371675
2016-05-22 05:00 | 0 | 0.73719 | 352334
2016-05-22 06:00 | 0 | 0.72192 | 337141
2016-05-22 07:00 | 0 | 0.71567 | 326650
2016-05-22 08:00 | 0 | 0.71049 | 321017
2016-05-22 09:00 | 0 | 0.68866 | 319360
2016-05-22 10:00 | 0 | 0.66301 | 319221
2016-05-22 11:00 | 0 | 0.61415 | 324076
2016-05-22 12:00 | 0.081906 | 0.45706 | 340092
2016-05-22 13:00 | 0.44858 | 0.42586 | 358790
2016-05-22 14:00 | 0.67486 | 0.50501 | 375530
2016-05-22 15:00 | 0.80633 | 0.53014 | 389040
2016-05-22 16:00 | 0.856 | 0.52469 | 401106
2016-05-22 17:00 | 0.86509 | 0.53218 | 410650
2016-05-22 18:00 | 0.85632 | 0.55327 | 419010
2016-05-22 19:00 | 0.84848 | 0.58182 | 426197
2016-05-22 20:00 | 0.84822 | 0.60784 | 434349
2016-05-22 21:00 | 0.83714 | 0.62819 | 440959
2016-05-22 22:00 | 0.80607 | 0.64718 | 443899
2016-05-22 23:00 | 0.71861 | 0.66542 | 442256
2016-05-23 | 0.57 | 0.71168 | 440455
2016-05-23 01:00 | 0.27534 | 0.78636 | 437320
2016-05-23 02:00 | 0.026223 | 0.81607 | 421608
2016-05-23 03:00 | 0 | 0.81344 | 397199
2016-05-23 04:00 | 0 | 0.80577 | 372838
2016-05-23 05:00 | 0 | 0.79768 | 352582
2016-05-23 06:00 | 0 | 0.78654 | 337779
2016-05-23 07:00 | 0 | 0.75933 | 329066
2016-05-23 08:00 | 0 | 0.72663 | 326685
2016-05-23 09:00 | 0 | 0.68742 | 336393
2016-05-23 10:00 | 0 | 0.65255 | 358134
2016-05-23 11:00 | 0 | 0.6006 | 381460
2016-05-23 12:00 | 0.092986 | 0.41085 | 399759
2016-05-23 13:00 | 0.46252 | 0.31422 | 416209
2016-05-23 14:00 | 0.68274 | 0.35816 | 432114
2016-05-23 15:00 | 0.80035 | 0.36119 | 446006
2016-05-23 16:00 | 0.84854 | 0.35655 | 457678
2016-05-23 17:00 | 0.86561 | 0.35165 | 469006
2016-05-23 18:00 | 0.86041 | 0.35181 | 478348
2016-05-23 19:00 | 0.85177 | 0.35985 | 486089
2016-05-23 20:00 | 0.84635 | 0.37243 | 490872
2016-05-23 21:00 | 0.83416 | 0.3779 | 493110
2016-05-23 22:00 | 0.79812 | 0.37525 | 490741
2016-05-23 23:00 | 0.70889 | 0.36889 | 484074
2016-05-24 | 0.54544 | 0.38989 | 477807
2016-05-24 01:00 | 0.23942 | 0.47217 | 471053
2016-05-24 02:00 | 0.016679 | 0.51356 | 448908
2016-05-24 03:00 | 0 | 0.50944 | 420111
2016-05-24 04:00 | 0 | 0.49727 | 392234
2016-05-24 05:00 | 0 | 0.49026 | 370342
2016-05-24 06:00 | 0 | 0.49104 | 354097
2016-05-24 07:00 | 0 | 0.47945 | 344011
2016-05-24 08:00 | 0 | 0.46636 | 341307
2016-05-24 09:00 | 0 | 0.43389 | 348338
2016-05-24 10:00 | 0 | 0.39899 | 366672
2016-05-24 11:00 | 0 | 0.35084 | 389826
2016-05-24 12:00 | 0.10236 | 0.2019 | 408663
2016-05-24 13:00 | 0.44092 | 0.13618 | 426934
2016-05-24 14:00 | 0.63748 | 0.14701 | 445433
2016-05-24 15:00 | 0.76678 | 0.15259 | 462381
2016-05-24 16:00 | 0.81711 | 0.16146 | 476400
2016-05-24 17:00 | 0.82547 | 0.18189 | 489270
2016-05-24 18:00 | 0.81687 | 0.20975 | 500907
2016-05-24 19:00 | 0.80473 | 0.23939 | 509782
2016-05-24 20:00 | 0.79565 | 0.26625 | 516707
2016-05-24 21:00 | 0.77621 | 0.28638 | 520133
2016-05-24 22:00 | 0.73136 | 0.30691 | 518155
2016-05-24 23:00 | 0.63317 | 0.32889 | 509918
2016-05-25 | 0.48962 | 0.38948 | 501806
2016-05-25 01:00 | 0.22571 | 0.50063 | 493666
2016-05-25 02:00 | 0.015504 | 0.57726 | 469882
2016-05-25 03:00 | 0 | 0.605 | 439830
2016-05-25 04:00 | 0 | 0.61158 | 412104
2016-05-25 05:00 | 0 | 0.61331 | 388110
2016-05-25 06:00 | 0 | 0.61228 | 369349
2016-05-25 07:00 | 0 | 0.59868 | 357330
2016-05-25 08:00 | 0 | 0.57266 | 353196
2016-05-25 09:00 | 0 | 0.52423 | 360438
2016-05-25 10:00 | 0 | 0.50152 | 377881
2016-05-25 11:00 | 7.37e-07 | 0.4705 | 400106
2016-05-25 12:00 | 0.10862 | 0.34779 | 420344
2016-05-25 13:00 | 0.45435 | 0.24805 | 440803
2016-05-25 14:00 | 0.64761 | 0.26962 | 461933
2016-05-25 15:00 | 0.77893 | 0.2969 | 481414
2016-05-25 16:00 | 0.8168 | 0.30972 | 497705
2016-05-25 17:00 | 0.82341 | 0.31252 | 513227
2016-05-25 18:00 | 0.81631 | 0.31325 | 526761
2016-05-25 19:00 | 0.80637 | 0.31762 | 537291
2016-05-25 20:00 | 0.7978 | 0.32336 | 544450
2016-05-25 21:00 | 0.78196 | 0.32217 | 547431
2016-05-25 22:00 | 0.73925 | 0.30716 | 542287
2016-05-25 23:00 | 0.64889 | 0.29381 | 531381
2016-05-26 | 0.50988 | 0.31604 | 521817
2016-05-26 01:00 | 0.23654 | 0.38678 | 512256
2016-05-26 02:00 | 0.019863 | 0.44162 | 488412
2016-05-26 03:00 | 0 | 0.4729 | 455944
2016-05-26 04:00 | 0 | 0.48563 | 425635
2016-05-26 05:00 | 0 | 0.48738 | 400557
2016-05-26 06:00 | 0 | 0.48906 | 380967
2016-05-26 07:00 | 0 | 0.48407 | 367149
2016-05-26 08:00 | 0 | 0.47463 | 361979
2016-05-26 09:00 | 0 | 0.46112 | 367885
2016-05-26 10:00 | 0 | 0.4547 | 387246
2016-05-26 11:00 | 2.01e-06 | 0.41266 | 410827
2016-05-26 12:00 | 0.12671 | 0.25615 | 432688
2016-05-26 13:00 | 0.48296 | 0.19962 | 453714
2016-05-26 14:00 | 0.67948 | 0.2414 | 476278
2016-05-26 15:00 | 0.79882 | 0.26719 | 497102
2016-05-26 16:00 | 0.83705 | 0.28329 | 514615
2016-05-26 17:00 | 0.83488 | 0.30489 | 530002
2016-05-26 18:00 | 0.8201 | 0.33688 | 540760
2016-05-26 19:00 | 0.8019 | 0.37467 | 550035
2016-05-26 20:00 | 0.78721 | 0.40391 | 554684
2016-05-26 21:00 | 0.76588 | 0.41054 | 553672
2016-05-26 22:00 | 0.72145 | 0.40843 | 546361
2016-05-26 23:00 | 0.63807 | 0.41786 | 533794
2016-05-27 | 0.50929 | 0.44619 | 523360
2016-05-27 01:00 | 0.26338 | 0.48975 | 514618
2016-05-27 02:00 | 0.03045 | 0.53372 | 489810
2016-05-27 03:00 | 0 | 0.54002 | 459477
2016-05-27 04:00 | 0 | 0.47951 | 428775
2016-05-27 05:00 | 0 | 0.42656 | 402449
2016-05-27 06:00 | 0 | 0.39216 | 381992
2016-05-27 07:00 | 0 | 0.35837 | 368753
2016-05-27 08:00 | 0 | 0.33343 | 363980
2016-05-27 09:00 | 0 | 0.31531 | 368934
2016-05-27 10:00 | 0 | 0.30055 | 384185
2016-05-27 11:00 | 2.79e-06 | 0.28318 | 405105
2016-05-27 12:00 | 0.11218 | 0.18903 | 429110
2016-05-27 13:00 | 0.46854 | 0.15126 | 452260
2016-05-27 14:00 | 0.68702 | 0.17369 | 475781
2016-05-27 15:00 | 0.79284 | 0.19269 | 496673
2016-05-27 16:00 | 0.82854 | 0.19678 | 513944
2016-05-27 17:00 | 0.83215 | 0.20042 | 527326
2016-05-27 18:00 | 0.82402 | 0.19689 | 537440
2016-05-27 19:00 | 0.81389 | 0.18161 | 543658
2016-05-27 20:00 | 0.80547 | 0.16612 | 546585
2016-05-27 21:00 | 0.78766 | 0.15394 | 544994
2016-05-27 22:00 | 0.75212 | 0.14516 | 535312
2016-05-27 23:00 | 0.67337 | 0.14424 | 520452
2016-05-28 | 0.54357 | 0.16117 | 507956
2016-05-28 01:00 | 0.28267 | 0.22755 | 498303
2016-05-28 02:00 | 0.042965 | 0.30488 | 477056
2016-05-28 03:00 | 0 | 0.33354 | 447806
2016-05-28 04:00 | 0 | 0.32921 | 418066
2016-05-28 05:00 | 0 | 0.32187 | 394181
2016-05-28 06:00 | 0 | 0.31473 | 375435
2016-05-28 07:00 | 0 | 0.30029 | 360860
2016-05-28 08:00 | 0 | 0.28636 | 352135
2016-05-28 09:00 | 0 | 0.27405 | 348132
2016-05-28 10:00 | 0 | 0.27263 | 349321
2016-05-28 11:00 | 4.42e-06 | 0.26279 | 357711
2016-05-28 12:00 | 0.14609 | 0.15471 | 377804
2016-05-28 13:00 | 0.53994 | 0.11444 | 404774
2016-05-28 14:00 | 0.71055 | 0.13518 | 431917
2016-05-28 15:00 | 0.8149 | 0.14472 | 456896
2016-05-28 16:00 | 0.85937 | 0.15061 | 477425
2016-05-28 17:00 | 0.86027 | 0.15743 | 492482
2016-05-28 18:00 | 0.8501 | 0.16789 | 504366
2016-05-28 19:00 | 0.8352 | 0.17979 | 514319
2016-05-28 20:00 | 0.82292 | 0.19003 | 522878
2016-05-28 21:00 | 0.80116 | 0.19483 | 526804
2016-05-28 22:00 | 0.75611 | 0.19185 | 524119
2016-05-28 23:00 | 0.66673 | 0.18375 | 513281
2016-05-29 | 0.51716 | 0.18774 | 501272
2016-05-29 01:00 | 0.25147 | 0.25184 | 491484
2016-05-29 02:00 | 0.026963 | 0.31356 | 472491
2016-05-29 03:00 | 0 | 0.34067 | 444592
2016-05-29 04:00 | 0 | 0.3648 | 418205
2016-05-29 05:00 | 0 | 0.39308 | 394074
2016-05-29 06:00 | 0 | 0.40376 | 373955
2016-05-29 07:00 | 0 | 0.41534 | 359007
2016-05-29 08:00 | 0 | 0.43254 | 349369
2016-05-29 09:00 | 0 | 0.43142 | 344568
2016-05-29 10:00 | 0 | 0.42394 | 342370
2016-05-29 11:00 | 7.61e-07 | 0.36163 | 347608
2016-05-29 12:00 | 0.11175 | 0.20046 | 364457
2016-05-29 13:00 | 0.42767 | 0.1438 | 390643
2016-05-29 14:00 | 0.62417 | 0.18465 | 417784
2016-05-29 15:00 | 0.72977 | 0.20846 | 442750
2016-05-29 16:00 | 0.77993 | 0.20444 | 464005
2016-05-29 17:00 | 0.79032 | 0.19818 | 480240
2016-05-29 18:00 | 0.78754 | 0.20274 | 492006
2016-05-29 19:00 | 0.77717 | 0.21491 | 500465
2016-05-29 20:00 | 0.76983 | 0.22593 | 506111
2016-05-29 21:00 | 0.75031 | 0.22596 | 508248
2016-05-29 22:00 | 0.71367 | 0.21392 | 504790
2016-05-29 23:00 | 0.6259 | 0.20597 | 494498
2016-05-30 | 0.49145 | 0.23669 | 483132
2016-05-30 01:00 | 0.26525 | 0.35234 | 472908
2016-05-30 02:00 | 0.035805 | 0.43953 | 456189
2016-05-30 03:00 | 0 | 0.45361 | 431028
2016-05-30 04:00 | 0 | 0.446 | 404498
2016-05-30 05:00 | 0 | 0.43279 | 380422
2016-05-30 06:00 | 0 | 0.41569 | 362999
2016-05-30 07:00 | 0 | 0.38928 | 349662
2016-05-30 08:00 | 0 | 0.35471 | 342344
2016-05-30 09:00 | 0 | 0.30925 | 340098
2016-05-30 10:00 | 0 | 0.27168 | 340563
2016-05-30 11:00 | 3.22e-07 | 0.23875 | 346582
2016-05-30 12:00 | 0.09808 | 0.13958 | 362900
2016-05-30 13:00 | 0.44311 | 0.12039 | 390192
2016-05-30 14:00 | 0.66598 | 0.15949 | 420252
2016-05-30 15:00 | 0.77994 | 0.16709 | 448922
2016-05-30 16:00 | 0.82954 | 0.1728 | 472712
2016-05-30 17:00 | 0.84063 | 0.18979 | 490171
2016-05-30 18:00 | 0.83586 | 0.21666 | 503610
2016-05-30 19:00 | 0.82842 | 0.24993 | 513592
2016-05-30 20:00 | 0.82647 | 0.28801 | 521499
2016-05-30 21:00 | 0.81773 | 0.32532 | 526698
2016-05-30 22:00 | 0.78696 | 0.35824 | 526040
2016-05-30 23:00 | 0.70199 | 0.39855 | 519884
2016-05-31 | 0.55368 | 0.49626 | 510821
2016-05-31 01:00 | 0.30087 | 0.6643 | 501289
2016-05-31 02:00 | 0.042811 | 0.75113 | 478475
2016-05-31 03:00 | 0 | 0.7208 | 446575
2016-05-31 04:00 | 0 | 0.64417 | 417426
2016-05-31 05:00 | 0 | 0.58532 | 392066
2016-05-31 06:00 | 0 | 0.53603 | 372274
2016-05-31 07:00 | 0 | 0.49539 | 359147
2016-05-31 08:00 | 0 | 0.45969 | 355102
2016-05-31 09:00 | 0 | 0.42906 | 362437
2016-05-31 10:00 | 0 | 0.40241 | 380869
2016-05-31 11:00 | 4.13e-07 | 0.36744 | 404434
2016-05-31 12:00 | 0.11954 | 0.28438 | 430258
2016-05-31 13:00 | 0.50381 | 0.34283 | 457434
2016-05-31 14:00 | 0.69321 | 0.37319 | 485399
2016-05-31 15:00 | 0.78357 | 0.36874 | 511566
2016-05-31 16:00 | 0.82333 | 0.35283 | 533684
2016-05-31 17:00 | 0.82337 | 0.34465 | 552896
2016-05-31 18:00 | 0.80871 | 0.34202 | 566702
2016-05-31 19:00 | 0.78707 | 0.34077 | 575476
2016-05-31 20:00 | 0.76967 | 0.33851 | 578930
2016-05-31 21:00 | 0.74837 | 0.33407 | 578388
2016-05-31 22:00 | 0.71517 | 0.33072 | 571152
2016-05-31 23:00 | 0.64265 | 0.33106 | 558447
2016-06-01 | 0.51419 | 0.34412 | 545151
2016-06-01 01:00 | 0.30891 | 0.38816 | 533134
2016-06-01 02:00 | 0.057516 | 0.43458 | 505636
2016-06-01 03:00 | 1.91e-08 | 0.43709 | 469955
2016-06-01 04:00 | 0 | 0.42316 | 436947
2016-06-01 05:00 | 0 | 0.4087 | 409528
2016-06-01 06:00 | 0 | 0.40039 | 388462
2016-06-01 07:00 | 0 | 0.40449 | 373860
2016-06-01 08:00 | 0 | 0.41249 | 367627
2016-06-01 09:00 | 0 | 0.42511 | 372843
2016-06-01 10:00 | 0 | 0.43535 | 388457
2016-06-01 11:00 | 7.59e-06 | 0.39317 | 411140
2016-06-01 12:00 | 0.074201 | 0.25997 | 435165
2016-06-01 13:00 | 0.41453 | 0.29419 | 458866
2016-06-01 14:00 | 0.60638 | 0.33529 | 485380
2016-06-01 15:00 | 0.71441 | 0.32728 | 510547
2016-06-01 16:00 | 0.75556 | 0.31979 | 531408
2016-06-01 17:00 | 0.7617 | 0.31554 | 550110
2016-06-01 18:00 | 0.74909 | 0.30863 | 564854
2016-06-01 19:00 | 0.73391 | 0.29604 | 574628
2016-06-01 20:00 | 0.71686 | 0.27979 | 580324
2016-06-01 21:00 | 0.6936 | 0.26005 | 579092
2016-06-01 22:00 | 0.66201 | 0.23284 | 570068
2016-06-01 23:00 | 0.59673 | 0.19673 | 556557
2016-06-02 | 0.47466 | 0.16863 | 544273
2016-06-02 01:00 | 0.30003 | 0.18209 | 532348
2016-06-02 02:00 | 0.057849 | 0.21307 | 507490
2016-06-02 03:00 | 2e-07 | 0.2412 | 472589
2016-06-02 04:00 | 0 | 0.26897 | 439690
2016-06-02 05:00 | 0 | 0.29437 | 412308
2016-06-02 06:00 | 0 | 0.31342 | 390358
2016-06-02 07:00 | 0 | 0.32801 | 375879
2016-06-02 08:00 | 0 | 0.34255 | 370219
2016-06-02 09:00 | 0 | 0.34703 | 375798
2016-06-02 10:00 | 0 | 0.35021 | 393345
2016-06-02 11:00 | 5.3e-06 | 0.31332 | 414211
2016-06-02 12:00 | 0.10477 | 0.16557 | 435951
2016-06-02 13:00 | 0.46895 | 0.10429 | 457230
2016-06-02 14:00 | 0.67136 | 0.12116 | 479125
2016-06-02 15:00 | 0.78624 | 0.14578 | 500458
2016-06-02 16:00 | 0.83038 | 0.16033 | 519600
2016-06-02 17:00 | 0.83619 | 0.17474 | 537657
2016-06-02 18:00 | 0.83006 | 0.18892 | 551753
2016-06-02 19:00 | 0.81939 | 0.19899 | 561585
2016-06-02 20:00 | 0.81198 | 0.20594 | 567278
2016-06-02 21:00 | 0.79392 | 0.21516 | 568552
2016-06-02 22:00 | 0.7638 | 0.22706 | 562007
2016-06-02 23:00 | 0.69543 | 0.24487 | 550541
2016-06-03 | 0.55894 | 0.30145 | 540859
2016-06-03 01:00 | 0.34026 | 0.4573 | 528804
2016-06-03 02:00 | 0.046418 | 0.5566 | 504648
2016-06-03 03:00 | 3.37e-07 | 0.58278 | 471826
2016-06-03 04:00 | 0 | 0.5798 | 440612
2016-06-03 05:00 | 0 | 0.56433 | 412775
2016-06-03 06:00 | 0 | 0.54738 | 391019
2016-06-03 07:00 | 0 | 0.53664 | 376807
2016-06-03 08:00 | 0 | 0.5273 | 370748
2016-06-03 09:00 | 0 | 0.52193 | 376029
2016-06-03 10:00 | 0 | 0.51258 | 390568
2016-06-03 11:00 | 8.38e-06 | 0.46433 | 410728
2016-06-03 12:00 | 0.12234 | 0.28898 | 433401
2016-06-03 13:00 | 0.49458 | 0.25553 | 456710
2016-06-03 14:00 | 0.7017 | 0.34365 | 482352
2016-06-03 15:00 | 0.79597 | 0.38076 | 506438
2016-06-03 16:00 | 0.83754 | 0.37861 | 526219
2016-06-03 17:00 | 0.84857 | 0.36968 | 544271
2016-06-03 18:00 | 0.84346 | 0.36141 | 559157
2016-06-03 19:00 | 0.83538 | 0.35597 | 568887
2016-06-03 20:00 | 0.83221 | 0.35296 | 574581
2016-06-03 21:00 | 0.82329 | 0.3541 | 574869
2016-06-03 22:00 | 0.79445 | 0.35681 | 567521
2016-06-03 23:00 | 0.72217 | 0.34788 | 553923
2016-06-04 | 0.5906 | 0.35202 | 541270
2016-06-04 01:00 | 0.35349 | 0.4329 | 530077
2016-06-04 02:00 | 0.04755 | 0.53084 | 507757
2016-06-04 03:00 | 4.31e-07 | 0.54703 | 476751
2016-06-04 04:00 | 0 | 0.51072 | 445566
2016-06-04 05:00 | 0 | 0.45923 | 417881
2016-06-04 06:00 | 0 | 0.41708 | 395618
2016-06-04 07:00 | 0 | 0.39272 | 378450
2016-06-04 08:00 | 0 | 0.39198 | 367703
2016-06-04 09:00 | 0 | 0.40717 | 364114
2016-06-04 10:00 | 0 | 0.43044 | 364270
2016-06-04 11:00 | 9.92e-06 | 0.39997 | 372504
2016-06-04 12:00 | 0.15011 | 0.23693 | 391583
2016-06-04 13:00 | 0.5314 | 0.23452 | 416910
2016-06-04 14:00 | 0.68035 | 0.36388 | 444249
2016-06-04 15:00 | 0.78321 | 0.43363 | 469972
2016-06-04 16:00 | 0.81915 | 0.47453 | 491295
2016-06-04 17:00 | 0.82724 | 0.50135 | 507879
2016-06-04 18:00 | 0.82258 | 0.52351 | 520690
2016-06-04 19:00 | 0.81438 | 0.54379 | 530123
2016-06-04 20:00 | 0.80999 | 0.56098 | 536156
2016-06-04 21:00 | 0.79802 | 0.57492 | 539077
2016-06-04 22:00 | 0.76981 | 0.57239 | 535584
2016-06-04 23:00 | 0.69583 | 0.53889 | 526357
2016-06-05 | 0.56748 | 0.48925 | 517223
2016-06-05 01:00 | 0.3084 | 0.55322 | 507566
2016-06-05 02:00 | 0.031121 | 0.57285 | 488695
2016-06-05 03:00 | 0 | 0.52782 | 461209
2016-06-05 04:00 | 0 | 0.4779 | 431573
2016-06-05 05:00 | 0 | 0.43968 | 406781
2016-06-05 06:00 | 0 | 0.41995 | 386419
2016-06-05 07:00 | 0 | 0.40743 | 370429
2016-06-05 08:00 | 0 | 0.4004 | 360252
2016-06-05 09:00 | 0 | 0.39213 | 355281
2016-06-05 10:00 | 0 | 0.39484 | 352955
2016-06-05 11:00 | 1.34e-05 | 0.35168 | 357290
2016-06-05 12:00 | 0.14986 | 0.19319 | 374022
2016-06-05 13:00 | 0.53103 | 0.11867 | 397413
2016-06-05 14:00 | 0.70881 | 0.18483 | 422285
2016-06-05 15:00 | 0.79729 | 0.26326 | 445523
2016-06-05 16:00 | 0.84048 | 0.30512 | 466044
2016-06-05 17:00 | 0.84662 | 0.3361 | 483304
2016-06-05 18:00 | 0.84006 | 0.3592 | 497201
2016-06-05 19:00 | 0.83079 | 0.37258 | 508990
2016-06-05 20:00 | 0.82758 | 0.38104 | 519010
2016-06-05 21:00 | 0.81836 | 0.38738 | 525768
2016-06-05 22:00 | 0.79115 | 0.38828 | 526990
2016-06-05 23:00 | 0.70785 | 0.38631 | 521930
2016-06-06 | 0.57799 | 0.39814 | 513888
2016-06-06 01:00 | 0.31762 | 0.48725 | 504098
2016-06-06 02:00 | 0.043799 | 0.58846 | 485611
2016-06-06 03:00 | 8.35e-07 | 0.60534 | 456516
2016-06-06 04:00 | 0 | 0.57023 | 426240
2016-06-06 05:00 | 0 | 0.52917 | 403188
2016-06-06 06:00 | 0 | 0.50243 | 384384
2016-06-06 07:00 | 0 | 0.4966 | 370595
2016-06-06 08:00 | 0 | 0.49349 | 366015
2016-06-06 09:00 | 0 | 0.48861 | 371425
2016-06-06 10:00 | 0 | 0.48715 | 387935
2016-06-06 11:00 | 1.22e-05 | 0.42548 | 411661
2016-06-06 12:00 | 0.1305 | 0.25569 | 435162
2016-06-06 13:00 | 0.47762 | 0.22149 | 461328
2016-06-06 14:00 | 0.6826 | 0.27385 | 485280
2016-06-06 15:00 | 0.77921 | 0.30285 | 509087
2016-06-06 16:00 | 0.82034 | 0.30425 | 527204
2016-06-06 17:00 | 0.82732 | 0.30768 | 545385
2016-06-06 18:00 | 0.81727 | 0.30856 | 560299
2016-06-06 19:00 | 0.79848 | 0.3116 | 570244
2016-06-06 20:00 | 0.7796 | 0.31599 | 578371
2016-06-06 21:00 | 0.75136 | 0.31896 | 581232
2016-06-06 22:00 | 0.71603 | 0.32234 | 579340
2016-06-06 23:00 | 0.64068 | 0.32668 | 568858
2016-06-07 | 0.52204 | 0.35354 | 558041
2016-06-07 01:00 | 0.30548 | 0.48713 | 544630
2016-06-07 02:00 | 0.039285 | 0.63609 | 517539
2016-06-07 03:00 | 6.58e-07 | 0.62914 | 483215
2016-06-07 04:00 | 0 | 0.56097 | 448043
2016-06-07 05:00 | 0 | 0.49273 | 419365
2016-06-07 06:00 | 0 | 0.43344 | 397308
2016-06-07 07:00 | 0 | 0.38778 | 381818
2016-06-07 08:00 | 0 | 0.35407 | 375224
2016-06-07 09:00 | 0 | 0.33221 | 379918
2016-06-07 10:00 | 0 | 0.31655 | 394415
2016-06-07 11:00 | 5.73e-06 | 0.25255 | 414034
2016-06-07 12:00 | 0.11247 | 0.12153 | 436079
2016-06-07 13:00 | 0.4616 | 0.12064 | 460021
2016-06-07 14:00 | 0.65955 | 0.15079 | 485342
2016-06-07 15:00 | 0.76164 | 0.1394 | 508842
2016-06-07 16:00 | 0.80642 | 0.12017 | 528600
2016-06-07 17:00 | 0.81705 | 0.1083 | 546244
2016-06-07 18:00 | 0.80772 | 0.10338 | 559521
2016-06-07 19:00 | 0.79148 | 0.10384 | 569433
2016-06-07 20:00 | 0.77536 | 0.10981 | 575757
2016-06-07 21:00 | 0.75432 | 0.11786 | 579190
2016-06-07 22:00 | 0.72036 | 0.13348 | 575363
2016-06-07 23:00 | 0.63645 | 0.15925 | 564201
2016-06-08 | 0.50509 | 0.20742 | 548515
2016-06-08 01:00 | 0.28016 | 0.34787 | 533334
2016-06-08 02:00 | 0.03863 | 0.51707 | 506870
2016-06-08 03:00 | 1.93e-06 | 0.558 | 470978
2016-06-08 04:00 | 0 | 0.54047 | 437565
2016-06-08 05:00 | 0 | 0.50119 | 408850
2016-06-08 06:00 | 0 | 0.46938 | 386228
2016-06-08 07:00 | 0 | 0.44948 | 371486
2016-06-08 08:00 | 0 | 0.44456 | 364715
2016-06-08 09:00 | 0 | 0.44071 | 370472
2016-06-08 10:00 | 0 | 0.43629 | 382405
2016-06-08 11:00 | 4.31e-06 | 0.38475 | 400432
2016-06-08 12:00 | 0.11727 | 0.20314 | 420465
2016-06-08 13:00 | 0.44153 | 0.17551 | 442199
2016-06-08 14:00 | 0.63022 | 0.22489 | 465246
2016-06-08 15:00 | 0.71917 | 0.23147 | 486017
2016-06-08 16:00 | 0.76693 | 0.22054 | 502863
2016-06-08 17:00 | 0.77969 | 0.2198 | 519109
2016-06-08 18:00 | 0.77735 | 0.22851 | 532051
2016-06-08 19:00 | 0.76621 | 0.2403 | 543040
2016-06-08 20:00 | 0.75604 | 0.25393 | 551323
2016-06-08 21:00 | 0.73633 | 0.26528 | 555836
2016-06-08 22:00 | 0.69985 | 0.27602 | 553751
2016-06-08 23:00 | 0.61946 | 0.30876 | 543784
2016-06-09 | 0.48716 | 0.39716 | 530422
2016-06-09 01:00 | 0.26552 | 0.55529 | 517442
2016-06-09 02:00 | 0.034859 | 0.66508 | 494403
2016-06-09 03:00 | 1.49e-06 | 0.70627 | 461505
2016-06-09 04:00 | 0 | 0.70124 | 429485
2016-06-09 05:00 | 0 | 0.66947 | 402849
2016-06-09 06:00 | 0 | 0.63228 | 382478
2016-06-09 07:00 | 0 | 0.60365 | 368821
2016-06-09 08:00 | 0 | 0.57698 | 362709
2016-06-09 09:00 | 0 | 0.53165 | 366616
2016-06-09 10:00 | 0 | 0.48826 | 380315
2016-06-09 11:00 | 7.27e-06 | 0.4029 | 398304
2016-06-09 12:00 | 0.11535 | 0.23263 | 419320
2016-06-09 13:00 | 0.43497 | 0.23629 | 441583
2016-06-09 14:00 | 0.64097 | 0.32703 | 464597
2016-06-09 15:00 | 0.7517 | 0.33226 | 485879
2016-06-09 16:00 | 0.80899 | 0.32023 | 505989
2016-06-09 17:00 | 0.82262 | 0.31611 | 524767
2016-06-09 18:00 | 0.82029 | 0.31783 | 539999
2016-06-09 19:00 | 0.81231 | 0.32287 | 552774
2016-06-09 20:00 | 0.80617 | 0.32847 | 560594
2016-06-09 21:00 | 0.7912 | 0.33666 | 566846
2016-06-09 22:00 | 0.75729 | 0.35068 | 564371
2016-06-09 23:00 | 0.67834 | 0.38014 | 554318
2016-06-10 | 0.53952 | 0.4577 | 540316
2016-06-10 01:00 | 0.31319 | 0.61268 | 530398
2016-06-10 02:00 | 0.052476 | 0.72229 | 505423
2016-06-10 03:00 | 2.05e-06 | 0.71947 | 473098
2016-06-10 04:00 | 0 | 0.69097 | 438393
2016-06-10 05:00 | 0 | 0.65463 | 411512
2016-06-10 06:00 | 0 | 0.6153 | 391226
2016-06-10 07:00 | 0 | 0.5657 | 376885
2016-06-10 08:00 | 0 | 0.5154 | 369546
2016-06-10 09:00 | 0 | 0.46668 | 372398
2016-06-10 10:00 | 0 | 0.42754 | 383857
2016-06-10 11:00 | 9.14e-06 | 0.33945 | 402748
2016-06-10 12:00 | 0.12657 | 0.18186 | 426829
2016-06-10 13:00 | 0.42817 | 0.19712 | 454646
2016-06-10 14:00 | 0.58886 | 0.24662 | 482301
2016-06-10 15:00 | 0.68137 | 0.25357 | 508873
2016-06-10 16:00 | 0.72998 | 0.26226 | 531905
2016-06-10 17:00 | 0.74446 | 0.28399 | 551022
2016-06-10 18:00 | 0.74244 | 0.31146 | 567314
2016-06-10 19:00 | 0.73347 | 0.33132 | 579868
2016-06-10 20:00 | 0.71689 | 0.33505 | 589997
2016-06-10 21:00 | 0.68376 | 0.33241 | 593420
2016-06-10 22:00 | 0.6295 | 0.32853 | 587600
2016-06-10 23:00 | 0.53742 | 0.34125 | 573688
2016-06-11 | 0.40509 | 0.41187 | 556480
2016-06-11 01:00 | 0.21393 | 0.58689 | 540736
2016-06-11 02:00 | 0.032552 | 0.70348 | 517639
2016-06-11 03:00 | 2.62e-06 | 0.69478 | 486640
2016-06-11 04:00 | 0 | 0.66402 | 455231
2016-06-11 05:00 | 0 | 0.63536 | 426453
2016-06-11 06:00 | 0 | 0.60039 | 405689
2016-06-11 07:00 | 0 | 0.56313 | 388245
2016-06-11 08:00 | 0 | 0.53447 | 375972
2016-06-11 09:00 | 0 | 0.49515 | 372056
2016-06-11 10:00 | 0 | 0.45654 | 372473
2016-06-11 11:00 | 8.03e-06 | 0.37924 | 382390
2016-06-11 12:00 | 0.092122 | 0.25114 | 405494
2016-06-11 13:00 | 0.3086 | 0.24893 | 438077
2016-06-11 14:00 | 0.48649 | 0.30419 | 473340
2016-06-11 15:00 | 0.5999 | 0.32961 | 506666
2016-06-11 16:00 | 0.66231 | 0.33391 | 534752
2016-06-11 17:00 | 0.683 | 0.34272 | 555285
2016-06-11 18:00 | 0.67726 | 0.35925 | 571006
2016-06-11 19:00 | 0.66388 | 0.37801 | 582511
2016-06-11 20:00 | 0.64097 | 0.40251 | 590597
2016-06-11 21:00 | 0.60496 | 0.43479 | 595049
2016-06-11 22:00 | 0.54997 | 0.47559 | 591829
2016-06-11 23:00 | 0.47173 | 0.52699 | 580903
2016-06-12 | 0.35875 | 0.60492 | 566512
2016-06-12 01:00 | 0.20329 | 0.7093 | 552841
2016-06-12 02:00 | 0.024773 | 0.75993 | 531300
2016-06-12 03:00 | 1.6e-06 | 0.74616 | 501243
2016-06-12 04:00 | 0 | 0.70781 | 470687
2016-06-12 05:00 | 0 | 0.67295 | 442054
2016-06-12 06:00 | 0 | 0.64964 | 418211
2016-06-12 07:00 | 0 | 0.61829 | 400428
2016-06-12 08:00 | 0 | 0.59265 | 387567
2016-06-12 09:00 | 0 | 0.53706 | 380020
2016-06-12 10:00 | 0 | 0.46561 | 376210
2016-06-12 11:00 | 3.77e-06 | 0.39354 | 384024
2016-06-12 12:00 | 0.10397 | 0.30643 | 407958
2016-06-12 13:00 | 0.41377 | 0.32105 | 437678
2016-06-12 14:00 | 0.61229 | 0.33931 | 468012
2016-06-12 15:00 | 0.7192 | 0.32998 | 494687
2016-06-12 16:00 | 0.77461 | 0.32303 | 517422
2016-06-12 17:00 | 0.78608 | 0.31934 | 534487
2016-06-12 18:00 | 0.78057 | 0.32071 | 545621
2016-06-12 19:00 | 0.77104 | 0.32004 | 552724
2016-06-12 20:00 | 0.76189 | 0.31468 | 556947
2016-06-12 21:00 | 0.74442 | 0.30521 | 558748
2016-06-12 22:00 | 0.70904 | 0.29166 | 554207
2016-06-12 23:00 | 0.63446 | 0.27884 | 543277
2016-06-13 | 0.52686 | 0.29455 | 530139
2016-06-13 01:00 | 0.30355 | 0.40086 | 519068
2016-06-13 02:00 | 0.035865 | 0.4744 | 498816
2016-06-13 03:00 | 2.74e-06 | 0.45119 | 469138
2016-06-13 04:00 | 0 | 0.40546 | 439711
2016-06-13 05:00 | 0 | 0.36584 | 415207
2016-06-13 06:00 | 0 | 0.32732 | 394517
2016-06-13 07:00 | 0 | 0.29394 | 380639
2016-06-13 08:00 | 0 | 0.27134 | 374559
2016-06-13 09:00 | 0 | 0.2423 | 379564
2016-06-13 10:00 | 0 | 0.22054 | 394195
2016-06-13 11:00 | 4e-06 | 0.18451 | 416210
2016-06-13 12:00 | 0.14144 | 0.11091 | 440541
2016-06-13 13:00 | 0.46694 | 0.094479 | 467299
2016-06-13 14:00 | 0.6673 | 0.10295 | 495712
2016-06-13 15:00 | 0.76388 | 0.09984 | 522570
2016-06-13 16:00 | 0.803 | 0.093823 | 545584
2016-06-13 17:00 | 0.80562 | 0.089879 | 565469
2016-06-13 18:00 | 0.79493 | 0.090341 | 580343
2016-06-13 19:00 | 0.78386 | 0.094501 | 589658
2016-06-13 20:00 | 0.77718 | 0.098483 | 595279
2016-06-13 21:00 | 0.76668 | 0.10711 | 596967
2016-06-13 22:00 | 0.73376 | 0.12524 | 591091
2016-06-13 23:00 | 0.65056 | 0.15896 | 579889
2016-06-14 | 0.53824 | 0.21258 | 565632
2016-06-14 01:00 | 0.2948 | 0.341 | 551948
2016-06-14 02:00 | 0.04099 | 0.46675 | 527027
2016-06-14 03:00 | 0 | 0.47225 | 491855
2016-06-14 04:00 | 0 | 0.44611 | 458318
2016-06-14 05:00 | 0 | 0.41848 | 429694
2016-06-14 06:00 | 0 | 0.39414 | 408610
2016-06-14 07:00 | 0 | 0.37013 | 393006
2016-06-14 08:00 | 0 | 0.34431 | 386262
2016-06-14 09:00 | 0 | 0.31773 | 390262
2016-06-14 10:00 | 0 | 0.3071 | 405010
2016-06-14 11:00 | 1.32e-05 | 0.28893 | 425599
2016-06-14 12:00 | 0.16651 | 0.20155 | 449688
2016-06-14 13:00 | 0.55105 | 0.21367 | 476353
2016-06-14 14:00 | 0.70221 | 0.25338 | 503944
2016-06-14 15:00 | 0.80436 | 0.26357 | 530927
2016-06-14 16:00 | 0.8593 | 0.2772 | 553952
2016-06-14 17:00 | 0.86532 | 0.29852 | 573249
2016-06-14 18:00 | 0.85367 | 0.3212 | 587081
2016-06-14 19:00 | 0.84006 | 0.34304 | 595687
2016-06-14 20:00 | 0.83191 | 0.3573 | 601822
2016-06-14 21:00 | 0.81708 | 0.35726 | 603737
2016-06-14 22:00 | 0.78601 | 0.3491 | 597600
2016-06-14 23:00 | 0.70256 | 0.33149 | 585548
2016-06-15 | 0.554 | 0.33634 | 570965
2016-06-15 01:00 | 0.30135 | 0.40804 | 557325
2016-06-15 02:00 | 0.037084 | 0.46001 | 532471
2016-06-15 03:00 | 2.61e-06 | 0.47924 | 498690
2016-06-15 04:00 | 0 | 0.48186 | 466211
2016-06-15 05:00 | 0 | 0.48775 | 438142
2016-06-15 06:00 | 0 | 0.50478 | 417100
2016-06-15 07:00 | 0 | 0.51539 | 402112
2016-06-15 08:00 | 0 | 0.51429 | 394759
2016-06-15 09:00 | 0 | 0.50176 | 398514
2016-06-15 10:00 | 0 | 0.4782 | 413684
2016-06-15 11:00 | 1.75e-05 | 0.40943 | 433725
2016-06-15 12:00 | 0.15071 | 0.22061 | 458210
2016-06-15 13:00 | 0.52471 | 0.15861 | 486171
2016-06-15 14:00 | 0.6847 | 0.1642 | 515729
2016-06-15 15:00 | 0.7965 | 0.18625 | 544200
2016-06-15 16:00 | 0.8423 | 0.19834 | 569028
2016-06-15 17:00 | 0.85369 | 0.21806 | 590949
2016-06-15 18:00 | 0.84986 | 0.24605 | 608682
2016-06-15 19:00 | 0.84329 | 0.27776 | 621100
2016-06-15 20:00 | 0.84225 | 0.30696 | 629859
2016-06-15 21:00 | 0.83687 | 0.32989 | 632024
2016-06-15 22:00 | 0.80844 | 0.3476 | 626813
2016-06-15 23:00 | 0.74235 | 0.37164 | 613147
2016-06-16 | 0.59446 | 0.44433 | 596583
2016-06-16 01:00 | 0.34037 | 0.61156 | 579747
2016-06-16 02:00 | 0.047601 | 0.7209 | 552876
2016-06-16 03:00 | 2.07e-06 | 0.75404 | 516809
2016-06-16 04:00 | 0 | 0.73338 | 482294
2016-06-16 05:00 | 0 | 0.69511 | 452694
2016-06-16 06:00 | 0 | 0.65012 | 429579
2016-06-16 07:00 | 0 | 0.60901 | 412910
2016-06-16 08:00 | 0 | 0.58165 | 404973
2016-06-16 09:00 | 0 | 0.55667 | 408505
2016-06-16 10:00 | 0 | 0.5282 | 422239
2016-06-16 11:00 | 1.67e-05 | 0.45926 | 442317
2016-06-16 12:00 | 0.16139 | 0.33655 | 467491
2016-06-16 13:00 | 0.55893 | 0.34697 | 494771
2016-06-16 14:00 | 0.70996 | 0.37596 | 523244
2016-06-16 15:00 | 0.81812 | 0.38081 | 550557
2016-06-16 16:00 | 0.85707 | 0.36736 | 573493
2016-06-16 17:00 | 0.87499 | 0.3656 | 593314
2016-06-16 18:00 | 0.86837 | 0.38406 | 608327
2016-06-16 19:00 | 0.86004 | 0.4121 | 617141
2016-06-16 20:00 | 0.85833 | 0.44206 | 622344
2016-06-16 21:00 | 0.8518 | 0.46807 | 623112
2016-06-16 22:00 | 0.82356 | 0.48019 | 617203
2016-06-16 23:00 | 0.7577 | 0.47581 | 605611
2016-06-17 | 0.60271 | 0.51317 | 591553
2016-06-17 01:00 | 0.35658 | 0.6363 | 575723
2016-06-17 02:00 | 0.049939 | 0.72472 | 549591
2016-06-17 03:00 | 1.78e-06 | 0.73126 | 515717
2016-06-17 04:00 | 0 | 0.70743 | 483717
2016-06-17 05:00 | 0 | 0.68153 | 454279
2016-06-17 06:00 | 0 | 0.64985 | 428248
2016-06-17 07:00 | 0 | 0.62478 | 411752
2016-06-17 08:00 | 0 | 0.59611 | 403500
2016-06-17 09:00 | 0 | 0.56534 | 405513
2016-06-17 10:00 | 0 | 0.535 | 416644
2016-06-17 11:00 | 1.66e-05 | 0.4624 | 434301
2016-06-17 12:00 | 0.15707 | 0.30858 | 459290
2016-06-17 13:00 | 0.55306 | 0.29951 | 488911
2016-06-17 14:00 | 0.70763 | 0.28985 | 518595
2016-06-17 15:00 | 0.81093 | 0.25138 | 545741
2016-06-17 16:00 | 0.85203 | 0.21914 | 567490
2016-06-17 17:00 | 0.86526 | 0.20013 | 584549
2016-06-17 18:00 | 0.86101 | 0.18937 | 597291
2016-06-17 19:00 | 0.8533 | 0.18475 | 606608
2016-06-17 20:00 | 0.85114 | 0.18274 | 612181
2016-06-17 21:00 | 0.84395 | 0.18265 | 612561
2016-06-17 22:00 | 0.814 | 0.18868 | 604742
2016-06-17 23:00 | 0.74226 | 0.20837 | 590018
2016-06-18 | 0.58769 | 0.27552 | 571383
2016-06-18 01:00 | 0.32722 | 0.42267 | 554508
2016-06-18 02:00 | 0.048206 | 0.55167 | 530096
2016-06-18 03:00 | 8.24e-07 | 0.58047 | 497484
2016-06-18 04:00 | 0 | 0.54755 | 465759
2016-06-18 05:00 | 0 | 0.50665 | 436125
2016-06-18 06:00 | 0 | 0.46711 | 410907
2016-06-18 07:00 | 0 | 0.42833 | 393168
2016-06-18 08:00 | 0 | 0.39851 | 381758
2016-06-18 09:00 | 0 | 0.34793 | 376227
2016-06-18 10:00 | 0 | 0.30212 | 375830
2016-06-18 11:00 | 8.76e-06 | 0.24589 | 384738
2016-06-18 12:00 | 0.16263 | 0.14261 | 405325
2016-06-18 13:00 | 0.53801 | 0.10942 | 432021
2016-06-18 14:00 | 0.68773 | 0.11973 | 460821
2016-06-18 15:00 | 0.78578 | 0.11117 | 489654
2016-06-18 16:00 | 0.82382 | 0.097808 | 514631
2016-06-18 17:00 | 0.82882 | 0.092262 | 534606
2016-06-18 18:00 | 0.82061 | 0.092331 | 551191
2016-06-18 19:00 | 0.80996 | 0.099156 | 564545
2016-06-18 20:00 | 0.80153 | 0.11372 | 574478
2016-06-18 21:00 | 0.78424 | 0.13741 | 579685
2016-06-18 22:00 | 0.75119 | 0.17188 | 575841
2016-06-18 23:00 | 0.67038 | 0.22191 | 562708
2016-06-19 | 0.51684 | 0.29895 | 545617
2016-06-19 01:00 | 0.28293 | 0.46338 | 531539
2016-06-19 02:00 | 0.047518 | 0.61502 | 511308
2016-06-19 03:00 | 4.12e-06 | 0.65664 | 481727
2016-06-19 04:00 | 0 | 0.65631 | 450963
2016-06-19 05:00 | 0 | 0.63725 | 423780
2016-06-19 06:00 | 0 | 0.6111 | 400632
2016-06-19 07:00 | 0 | 0.58515 | 383744
2016-06-19 08:00 | 0 | 0.56323 | 372003
2016-06-19 09:00 | 0 | 0.54485 | 364628
2016-06-19 10:00 | 0 | 0.52409 | 361484
2016-06-19 11:00 | 1.49e-05 | 0.45628 | 367308
2016-06-19 12:00 | 0.13804 | 0.3188 | 387174
2016-06-19 13:00 | 0.46228 | 0.36011 | 415881
2016-06-19 14:00 | 0.63772 | 0.41874 | 447988
2016-06-19 15:00 | 0.74573 | 0.43877 | 479035
2016-06-19 16:00 | 0.79638 | 0.4547 | 506647
2016-06-19 17:00 | 0.80831 | 0.46895 | 530674
2016-06-19 18:00 | 0.80607 | 0.47772 | 550246
2016-06-19 19:00 | 0.8003 | 0.48098 | 567009
2016-06-19 20:00 | 0.79586 | 0.482 | 580864
2016-06-19 21:00 | 0.78208 | 0.48549 | 590387
2016-06-19 22:00 | 0.75162 | 0.49367 | 591563
2016-06-19 23:00 | 0.68352 | 0.51054 | 584623
2016-06-20 | 0.54053 | 0.55826 | 571899
2016-06-20 01:00 | 0.33336 | 0.67232 | 560612
2016-06-20 02:00 | 0.045559 | 0.77277 | 538629
2016-06-20 03:00 | 1.45e-06 | 0.77673 | 506404
2016-06-20 04:00 | 0 | 0.74855 | 472788
2016-06-20 05:00 | 0 | 0.7177 | 444380
2016-06-20 06:00 | 0 | 0.68687 | 420074
2016-06-20 07:00 | 0 | 0.65765 | 403268
2016-06-20 08:00 | 0 | 0.62122 | 394676
2016-06-20 09:00 | 0 | 0.57143 | 397331
2016-06-20 10:00 | 0 | 0.51769 | 410679
2016-06-20 11:00 | 1.66e-05 | 0.39334 | 433379
2016-06-20 12:00 | 0.16261 | 0.22459 | 461784
2016-06-20 13:00 | 0.51456 | 0.28205 | 494530
2016-06-20 14:00 | 0.69468 | 0.29187 | 529278
2016-06-20 15:00 | 0.78144 | 0.2573 | 563124
2016-06-20 16:00 | 0.82391 | 0.22493 | 592728
2016-06-20 17:00 | 0.82969 | 0.20826 | 618309
2016-06-20 18:00 | 0.82305 | 0.20207 | 637952
2016-06-20 19:00 | 0.81542 | 0.19855 | 653245
2016-06-20 20:00 | 0.8137 | 0.19481 | 664302
2016-06-20 21:00 | 0.80703 | 0.1942 | 668915
2016-06-20 22:00 | 0.78356 | 0.1931 | 664906
2016-06-20 23:00 | 0.71005 | 0.19169 | 651397
2016-06-21 | 0.57976 | 0.20697 | 631507
2016-06-21 01:00 | 0.32615 | 0.3286 | 612804
2016-06-21 02:00 | 0.048632 | 0.49889 | 581995
2016-06-21 03:00 | 1.26e-06 | 0.55426 | 539949
2016-06-21 04:00 | 0 | 0.54404 | 501362
2016-06-21 05:00 | 0 | 0.52013 | 469238
2016-06-21 06:00 | 0 | 0.4948 | 441958
2016-06-21 07:00 | 0 | 0.47726 | 422625
2016-06-21 08:00 | 0 | 0.4652 | 412705
2016-06-21 09:00 | 0 | 0.43709 | 414254
2016-06-21 10:00 | 0 | 0.40477 | 427487
2016-06-21 11:00 | 1.41e-05 | 0.34471 | 447267
2016-06-21 12:00 | 0.14051 | 0.1878 | 470193
2016-06-21 13:00 | 0.44528 | 0.15691 | 498042
2016-06-21 14:00 | 0.64717 | 0.21341 | 529549
2016-06-21 15:00 | 0.7343 | 0.23773 | 560715
2016-06-21 16:00 | 0.78676 | 0.24515 | 586867
2016-06-21 17:00 | 0.80003 | 0.25826 | 609939
2016-06-21 18:00 | 0.80045 | 0.28049 | 627655
2016-06-21 19:00 | 0.79378 | 0.31004 | 640291
2016-06-21 20:00 | 0.78771 | 0.34247 | 649707
2016-06-21 21:00 | 0.77568 | 0.37151 | 653434
2016-06-21 22:00 | 0.74371 | 0.39778 | 648117
2016-06-21 23:00 | 0.66455 | 0.43303 | 634951
2016-06-22 | 0.52356 | 0.51851 | 617957
2016-06-22 01:00 | 0.27825 | 0.70788 | 599868
2016-06-22 02:00 | 0.048132 | 0.82969 | 571899
2016-06-22 03:00 | 3.82e-06 | 0.84836 | 532903
2016-06-22 04:00 | 0 | 0.83532 | 495486
2016-06-22 05:00 | 0 | 0.80966 | 464781
2016-06-22 06:00 | 0 | 0.7808 | 439728
2016-06-22 07:00 | 0 | 0.75598 | 422327
2016-06-22 08:00 | 0 | 0.72815 | 411323
2016-06-22 09:00 | 0 | 0.69449 | 412625
2016-06-22 10:00 | 0 | 0.6628 | 424663
2016-06-22 11:00 | 1.63e-05 | 0.59264 | 445447
2016-06-22 12:00 | 0.13922 | 0.45761 | 469789
2016-06-22 13:00 | 0.44249 | 0.54688 | 498029
2016-06-22 14:00 | 0.64527 | 0.5737 | 528101
2016-06-22 15:00 | 0.72496 | 0.53277 | 557079
2016-06-22 16:00 | 0.77651 | 0.48681 | 582091
2016-06-22 17:00 | 0.78886 | 0.45305 | 604925
2016-06-22 18:00 | 0.78458 | 0.42845 | 623197
2016-06-22 19:00 | 0.77181 | 0.40658 | 636797
2016-06-22 20:00 | 0.76156 | 0.38738 | 648742
2016-06-22 21:00 | 0.74634 | 0.36855 | 653933
2016-06-22 22:00 | 0.71119 | 0.35148 | 651094
2016-06-22 23:00 | 0.63839 | 0.34148 | 640266
2016-06-23 | 0.51504 | 0.36351 | 623630
2016-06-23 01:00 | 0.29098 | 0.4892 | 607473
2016-06-23 02:00 | 0.050151 | 0.59734 | 579275
2016-06-23 03:00 | 4.03e-06 | 0.62867 | 541127
2016-06-23 04:00 | 0 | 0.6027 | 505365
2016-06-23 05:00 | 0 | 0.55896 | 474918
2016-06-23 06:00 | 0 | 0.51945 | 449614
2016-06-23 07:00 | 0 | 0.47986 | 430975
2016-06-23 08:00 | 0 | 0.44459 | 420920
2016-06-23 09:00 | 0 | 0.40927 | 422636
2016-06-23 10:00 | 0 | 0.37099 | 435624
2016-06-23 11:00 | 1.85e-06 | 0.28293 | 453506
2016-06-23 12:00 | 0.11425 | 0.1774 | 476162
2016-06-23 13:00 | 0.43225 | 0.19809 | 503574
2016-06-23 14:00 | 0.61958 | 0.21713 | 533806
2016-06-23 15:00 | 0.70485 | 0.20004 | 562667
2016-06-23 16:00 | 0.74737 | 0.17614 | 586908
2016-06-23 17:00 | 0.76084 | 0.16038 | 609543
2016-06-23 18:00 | 0.75453 | 0.15063 | 626573
2016-06-23 19:00 | 0.744 | 0.14256 | 639206
2016-06-23 20:00 | 0.73409 | 0.14034 | 646663
2016-06-23 21:00 | 0.71504 | 0.14611 | 648522
2016-06-23 22:00 | 0.68149 | 0.16132 | 641842
2016-06-23 23:00 | 0.60987 | 0.19533 | 627035
2016-06-24 | 0.48903 | 0.26882 | 610069
2016-06-24 01:00 | 0.29726 | 0.44222 | 593801
2016-06-24 02:00 | 0.047409 | 0.59401 | 567900
2016-06-24 03:00 | 3.95e-06 | 0.62864 | 530470
2016-06-24 04:00 | 0 | 0.60303 | 495549
2016-06-24 05:00 | 0 | 0.56139 | 464939
2016-06-24 06:00 | 0 | 0.52236 | 439525
2016-06-24 07:00 | 0 | 0.50174 | 421376
2016-06-24 08:00 | 0 | 0.4877 | 412085
2016-06-24 09:00 | 0 | 0.46158 | 413435
2016-06-24 10:00 | 0 | 0.43714 | 424244
2016-06-24 11:00 | 2.55e-06 | 0.36689 | 440458
2016-06-24 12:00 | 0.10713 | 0.23088 | 463708
2016-06-24 13:00 | 0.42151 | 0.27078 | 493073
2016-06-24 14:00 | 0.61034 | 0.28959 | 525878
2016-06-24 15:00 | 0.71196 | 0.26166 | 555545
2016-06-24 16:00 | 0.76665 | 0.25228 | 580705
2016-06-24 17:00 | 0.79094 | 0.26845 | 602435
2016-06-24 18:00 | 0.78659 | 0.30011 | 619693
2016-06-24 19:00 | 0.775 | 0.33847 | 630709
2016-06-24 20:00 | 0.76212 | 0.37923 | 638495
2016-06-24 21:00 | 0.74043 | 0.42227 | 640690
2016-06-24 22:00 | 0.69938 | 0.46574 | 633972
2016-06-24 23:00 | 0.62277 | 0.51402 | 618931
2016-06-25 | 0.48921 | 0.57995 | 599867
2016-06-25 01:00 | 0.28986 | 0.70264 | 582333
2016-06-25 02:00 | 0.040875 | 0.78129 | 556986
2016-06-25 03:00 | 3.71e-06 | 0.77185 | 523448
2016-06-25 04:00 | 0 | 0.74945 | 488739
2016-06-25 05:00 | 0 | 0.72856 | 458760
2016-06-25 06:00 | 0 | 0.70213 | 434366
2016-06-25 07:00 | 0 | 0.67722 | 415428
2016-06-25 08:00 | 0 | 0.66433 | 403474
2016-06-25 09:00 | 0 | 0.64321 | 398206
2016-06-25 10:00 | 0 | 0.61466 | 396437
2016-06-25 11:00 | 9.57e-06 | 0.54909 | 406211
2016-06-25 12:00 | 0.10578 | 0.47036 | 429393
2016-06-25 13:00 | 0.42089 | 0.60459 | 460277
2016-06-25 14:00 | 0.6214 | 0.652 | 496302
2016-06-25 15:00 | 0.72398 | 0.63851 | 529538
2016-06-25 16:00 | 0.77384 | 0.62844 | 556540
2016-06-25 17:00 | 0.78935 | 0.62826 | 577439
2016-06-25 18:00 | 0.78534 | 0.63159 | 594128
2016-06-25 19:00 | 0.76934 | 0.63366 | 607626
2016-06-25 20:00 | 0.75284 | 0.63095 | 617969
2016-06-25 21:00 | 0.72642 | 0.62425 | 622318
2016-06-25 22:00 | 0.67781 | 0.62032 | 618800
2016-06-25 23:00 | 0.59671 | 0.61911 | 606976
2016-06-26 | 0.474 | 0.62445 | 589083
2016-06-26 01:00 | 0.28758 | 0.64888 | 574644
2016-06-26 02:00 | 0.052865 | 0.63898 | 551576
2016-06-26 03:00 | 3.23e-06 | 0.58502 | 519032
2016-06-26 04:00 | 0 | 0.53455 | 486390
2016-06-26 05:00 | 0 | 0.48692 | 459029
2016-06-26 06:00 | 0 | 0.44867 | 434515
2016-06-26 07:00 | 0 | 0.4227 | 415502
2016-06-26 08:00 | 0 | 0.41479 | 402118
2016-06-26 09:00 | 0 | 0.41315 | 393992
2016-06-26 10:00 | 0 | 0.40196 | 389269
2016-06-26 11:00 | 2.66e-06 | 0.34645 | 395323
2016-06-26 12:00 | 0.09336 | 0.23117 | 417009
2016-06-26 13:00 | 0.41427 | 0.26343 | 448690
2016-06-26 14:00 | 0.57732 | 0.28971 | 482510
2016-06-26 15:00 | 0.68365 | 0.29972 | 515606
2016-06-26 16:00 | 0.73274 | 0.30681 | 545152
2016-06-26 17:00 | 0.74548 | 0.31354 | 569377
2016-06-26 18:00 | 0.73895 | 0.31909 | 587630
2016-06-26 19:00 | 0.72363 | 0.3217 | 600551
2016-06-26 20:00 | 0.70841 | 0.32065 | 611011
2016-06-26 21:00 | 0.68422 | 0.31633 | 618377
2016-06-26 22:00 | 0.64674 | 0.31178 | 617665
2016-06-26 23:00 | 0.57888 | 0.3073 | 607496
2016-06-27 | 0.44827 | 0.31444 | 592599
2016-06-27 01:00 | 0.2749 | 0.36696 | 578817
2016-06-27 02:00 | 0.051251 | 0.44577 | 554582
2016-06-27 03:00 | 2.31e-06 | 0.47235 | 522357
2016-06-27 04:00 | 0 | 0.45846 | 487380
2016-06-27 05:00 | 0 | 0.42355 | 457889
2016-06-27 06:00 | 0 | 0.38021 | 434252
2016-06-27 07:00 | 0 | 0.33475 | 417528
2016-06-27 08:00 | 0 | 0.29721 | 409693
2016-06-27 09:00 | 0 | 0.25681 | 412485
2016-06-27 10:00 | 0 | 0.22229 | 425260
2016-06-27 11:00 | 1.36e-05 | 0.15796 | 445867
2016-06-27 12:00 | 0.13226 | 0.093115 | 473347
2016-06-27 13:00 | 0.43441 | 0.094565 | 505702
2016-06-27 14:00 | 0.60539 | 0.10925 | 541134
2016-06-27 15:00 | 0.70728 | 0.11496 | 575398
2016-06-27 16:00 | 0.74991 | 0.11723 | 605106
2016-06-27 17:00 | 0.76743 | 0.11683 | 630216
2016-06-27 18:00 | 0.76274 | 0.11536 | 649665
2016-06-27 19:00 | 0.75167 | 0.113 | 662709
2016-06-27 20:00 | 0.74176 | 0.1115 | 670215
2016-06-27 21:00 | 0.72263 | 0.10974 | 671047
2016-06-27 22:00 | 0.68568 | 0.10931 | 663408
2016-06-27 23:00 | 0.6029 | 0.11526 | 649398
2016-06-28 | 0.46759 | 0.14024 | 630972
2016-06-28 01:00 | 0.262 | 0.23919 | 611553
2016-06-28 02:00 | 0.039836 | 0.38103 | 582436
2016-06-28 03:00 | 2.45e-06 | 0.43686 | 542570
2016-06-28 04:00 | 0 | 0.42154 | 505108
2016-06-28 05:00 | 0 | 0.38564 | 472652
2016-06-28 06:00 | 0 | 0.34406 | 447155
2016-06-28 07:00 | 0 | 0.30037 | 428315
2016-06-28 08:00 | 0 | 0.2621 | 418966
2016-06-28 09:00 | 0 | 0.21946 | 421131
2016-06-28 10:00 | 0 | 0.19029 | 432714
2016-06-28 11:00 | 5.03e-06 | 0.15564 | 450973
2016-06-28 12:00 | 0.12651 | 0.069084 | 473234
2016-06-28 13:00 | 0.39905 | 0.046865 | 500024
2016-06-28 14:00 | 0.5773 | 0.045806 | 529073
2016-06-28 15:00 | 0.69149 | 0.03997 | 556879
2016-06-28 16:00 | 0.73874 | 0.037423 | 580836
2016-06-28 17:00 | 0.75504 | 0.037973 | 601203
2016-06-28 18:00 | 0.7516 | 0.040708 | 616276
2016-06-28 19:00 | 0.73985 | 0.044996 | 624529
2016-06-28 20:00 | 0.72542 | 0.050787 | 628520
2016-06-28 21:00 | 0.69259 | 0.05972 | 628828
2016-06-28 22:00 | 0.6435 | 0.072342 | 621537
2016-06-28 23:00 | 0.56051 | 0.090669 | 607995
2016-06-29 | 0.42302 | 0.12629 | 591546
2016-06-29 01:00 | 0.22366 | 0.22112 | 574649
2016-06-29 02:00 | 0.036303 | 0.34715 | 547945
2016-06-29 03:00 | 2.2e-06 | 0.37423 | 513219
2016-06-29 04:00 | 0 | 0.35625 | 478698
2016-06-29 05:00 | 0 | 0.33098 | 449349
2016-06-29 06:00 | 0 | 0.30401 | 424797
2016-06-29 07:00 | 0 | 0.28245 | 407843
2016-06-29 08:00 | 0 | 0.26457 | 399379
2016-06-29 09:00 | 0 | 0.23229 | 401264
2016-06-29 10:00 | 0 | 0.20104 | 413223
2016-06-29 11:00 | 3.84e-06 | 0.15703 | 432696
2016-06-29 12:00 | 0.10804 | 0.070059 | 456995
2016-06-29 13:00 | 0.36695 | 0.05476 | 482516
2016-06-29 14:00 | 0.53659 | 0.062831 | 511202
2016-06-29 15:00 | 0.63005 | 0.051916 | 540055
2016-06-29 16:00 | 0.68127 | 0.039492 | 565473
2016-06-29 17:00 | 0.70161 | 0.032319 | 588208
2016-06-29 18:00 | 0.70233 | 0.029421 | 607375
2016-06-29 19:00 | 0.69343 | 0.030806 | 621004
2016-06-29 20:00 | 0.68231 | 0.033987 | 630653
2016-06-29 21:00 | 0.66154 | 0.038369 | 634465
2016-06-29 22:00 | 0.61903 | 0.048229 | 629556
2016-06-29 23:00 | 0.53675 | 0.065849 | 616067
2016-06-30 | 0.3959 | 0.10485 | 597182
2016-06-30 01:00 | 0.19767 | 0.20803 | 580014
2016-06-30 02:00 | 0.041619 | 0.33214 | 553545
2016-06-30 03:00 | 2.07e-06 | 0.37657 | 516726
2016-06-30 04:00 | 0 | 0.36222 | 480169
2016-06-30 05:00 | 0 | 0.33453 | 449511
2016-06-30 06:00 | 0 | 0.30751 | 424274
2016-06-30 07:00 | 0 | 0.28604 | 406855
2016-06-30 08:00 | 0 | 0.27226 | 398026
2016-06-30 09:00 | 0 | 0.25006 | 399538
2016-06-30 10:00 | 0 | 0.22907 | 410455
2016-06-30 11:00 | 2.01e-06 | 0.19032 | 428603
2016-06-30 12:00 | 0.082016 | 0.11435 | 452042
2016-06-30 13:00 | 0.301 | 0.12254 | 479897
2016-06-30 14:00 | 0.47567 | 0.1573 | 509011
2016-06-30 15:00 | 0.57205 | 0.16388 | 536971
2016-06-30 16:00 | 0.62566 | 0.15947 | 561106
2016-06-30 17:00 | 0.64401 | 0.15657 | 582107
2016-06-30 18:00 | 0.6336 | 0.15868 | 600446
2016-06-30 19:00 | 0.61205 | 0.16607 | 614080
2016-06-30 20:00 | 0.58427 | 0.17829 | 623589
2016-06-30 21:00 | 0.54081 | 0.19329 | 626709
2016-06-30 22:00 | 0.48173 | 0.2078 | 620594
2016-06-30 23:00 | 0.40326 | 0.22323 | 607167
2016-07-01 | 0.29173 | 0.25809 | 590202
2016-07-01 01:00 | 0.15922 | 0.37034 | 574790
2016-07-01 02:00 | 0.047611 | 0.52093 | 549953
2016-07-01 03:00 | 2.34e-06 | 0.5434 | 515518
2016-07-01 04:00 | 0 | 0.50751 | 480417
2016-07-01 05:00 | 0 | 0.47052 | 450190
2016-07-01 06:00 | 0 | 0.43127 | 426366
2016-07-01 07:00 | 0 | 0.39622 | 409213
2016-07-01 08:00 | 0 | 0.37261 | 400250
2016-07-01 09:00 | 0 | 0.34342 | 401487
2016-07-01 10:00 | 0 | 0.31092 | 412287
2016-07-01 11:00 | 0 | 0.23838 | 428746
2016-07-01 12:00 | 0.068691 | 0.15314 | 450070
2016-07-01 13:00 | 0.28862 | 0.17822 | 478324
2016-07-01 14:00 | 0.48574 | 0.18983 | 508012
2016-07-01 15:00 | 0.5991 | 0.16868 | 535615
2016-07-01 16:00 | 0.64763 | 0.14994 | 559186
2016-07-01 17:00 | 0.66524 | 0.14355 | 579245
2016-07-01 18:00 | 0.65535 | 0.14609 | 595305
2016-07-01 19:00 | 0.63179 | 0.15307 | 605699
2016-07-01 20:00 | 0.59675 | 0.1601 | 611337
2016-07-01 21:00 | 0.53964 | 0.17321 | 611951
2016-07-01 22:00 | 0.47607 | 0.18933 | 605031
2016-07-01 23:00 | 0.3931 | 0.20193 | 590638
2016-07-02 | 0.29182 | 0.22569 | 571712
2016-07-02 01:00 | 0.16844 | 0.29122 | 554807
2016-07-02 02:00 | 0.036967 | 0.36899 | 531328
2016-07-02 03:00 | 1.96e-06 | 0.40506 | 499376
2016-07-02 04:00 | 0 | 0.39277 | 466635
2016-07-02 05:00 | 0 | 0.37068 | 439718
2016-07-02 06:00 | 0 | 0.35069 | 416966
2016-07-02 07:00 | 0 | 0.32547 | 399240
2016-07-02 08:00 | 0 | 0.30577 | 387170
2016-07-02 09:00 | 0 | 0.28367 | 380581
2016-07-02 10:00 | 0 | 0.26489 | 378094
2016-07-02 11:00 | 5.64e-06 | 0.23061 | 383661
2016-07-02 12:00 | 0.098114 | 0.14459 | 400616
2016-07-02 13:00 | 0.37952 | 0.18027 | 426470
2016-07-02 14:00 | 0.58733 | 0.21103 | 455527
2016-07-02 15:00 | 0.69626 | 0.19989 | 483095
2016-07-02 16:00 | 0.73563 | 0.18701 | 505288
2016-07-02 17:00 | 0.74112 | 0.18015 | 521550
2016-07-02 18:00 | 0.72939 | 0.17551 | 534147
2016-07-02 19:00 | 0.71283 | 0.17158 | 543318
2016-07-02 20:00 | 0.69206 | 0.1697 | 550529
2016-07-02 21:00 | 0.65749 | 0.17335 | 553668
2016-07-02 22:00 | 0.61386 | 0.1868 | 551163
2016-07-02 23:00 | 0.54035 | 0.21483 | 541555
2016-07-03 | 0.4304 | 0.26787 | 529567
2016-07-03 01:00 | 0.25903 | 0.35372 | 519482
2016-07-03 02:00 | 0.039335 | 0.44831 | 501337
2016-07-03 03:00 | 1.61e-06 | 0.47676 | 475042
2016-07-03 04:00 | 0 | 0.46694 | 447642
2016-07-03 05:00 | 0 | 0.45683 | 423652
2016-07-03 06:00 | 0 | 0.45981 | 404833
2016-07-03 07:00 | 0 | 0.46001 | 389215
2016-07-03 08:00 | 0 | 0.45335 | 378146
2016-07-03 09:00 | 0 | 0.41875 | 372341
2016-07-03 10:00 | 0 | 0.38052 | 368890
2016-07-03 11:00 | 3.86e-06 | 0.31692 | 371706
2016-07-03 12:00 | 0.13285 | 0.25241 | 386611
2016-07-03 13:00 | 0.4854 | 0.28719 | 411545
2016-07-03 14:00 | 0.67164 | 0.29755 | 439309
2016-07-03 15:00 | 0.7669 | 0.28465 | 464843
2016-07-03 16:00 | 0.80761 | 0.26215 | 488465
2016-07-03 17:00 | 0.81625 | 0.23988 | 506543
2016-07-03 18:00 | 0.80746 | 0.22121 | 520834
2016-07-03 19:00 | 0.79779 | 0.20873 | 531090
2016-07-03 20:00 | 0.79293 | 0.19906 | 538146
2016-07-03 21:00 | 0.78281 | 0.19496 | 542328
2016-07-03 22:00 | 0.75653 | 0.19511 | 540729
2016-07-03 23:00 | 0.69037 | 0.20225 | 532210
2016-07-04 | 0.55835 | 0.22935 | 521496
2016-07-04 01:00 | 0.32526 | 0.31971 | 511466
2016-07-04 02:00 | 0.044486 | 0.43386 | 495426
2016-07-04 03:00 | 2.44e-06 | 0.45556 | 471952
2016-07-04 04:00 | 0 | 0.4267 | 444686
2016-07-04 05:00 | 0 | 0.39542 | 420950
2016-07-04 06:00 | 0 | 0.37342 | 400759
2016-07-04 07:00 | 0 | 0.36664 | 385823
2016-07-04 08:00 | 0 | 0.3698 | 377948
2016-07-04 09:00 | 0 | 0.36547 | 375023
2016-07-04 10:00 | 0 | 0.36164 | 373626
2016-07-04 11:00 | 1.18e-05 | 0.32995 | 376666
2016-07-04 12:00 | 0.17191 | 0.19897 | 392312
2016-07-04 13:00 | 0.53198 | 0.15166 | 418892
2016-07-04 14:00 | 0.69308 | 0.1615 | 450265
2016-07-04 15:00 | 0.7753 | 0.14238 | 479712
2016-07-04 16:00 | 0.82893 | 0.1217 | 505125
2016-07-04 17:00 | 0.8341 | 0.11423 | 524716
2016-07-04 18:00 | 0.82817 | 0.11973 | 539792
2016-07-04 19:00 | 0.81869 | 0.13027 | 550802
2016-07-04 20:00 | 0.81515 | 0.13832 | 559591
2016-07-04 21:00 | 0.80412 | 0.13729 | 564260
2016-07-04 22:00 | 0.77304 | 0.13058 | 562347
2016-07-04 23:00 | 0.70466 | 0.13 | 553619
2016-07-05 | 0.56463 | 0.15007 | 541829
2016-07-05 01:00 | 0.32475 | 0.25459 | 528918
2016-07-05 02:00 | 0.040933 | 0.44479 | 512243
2016-07-05 03:00 | 1.44e-06 | 0.58419 | 489014
2016-07-05 04:00 | 0 | 0.62792 | 463425
2016-07-05 05:00 | 0 | 0.6215 | 439017
2016-07-05 06:00 | 0 | 0.59757 | 420628
2016-07-05 07:00 | 0 | 0.56285 | 407204
2016-07-05 08:00 | 0 | 0.52169 | 400873
2016-07-05 09:00 | 0 | 0.48941 | 404728
2016-07-05 10:00 | 0 | 0.47103 | 418595
2016-07-05 11:00 | 5.11e-06 | 0.4073 | 438717
2016-07-05 12:00 | 0.15258 | 0.24115 | 466482
2016-07-05 13:00 | 0.51223 | 0.20021 | 498721
2016-07-05 14:00 | 0.67802 | 0.23091 | 532131
2016-07-05 15:00 | 0.77083 | 0.24584 | 562591
2016-07-05 16:00 | 0.82301 | 0.24459 | 588617
2016-07-05 17:00 | 0.83084 | 0.24443 | 611568
2016-07-05 18:00 | 0.82542 | 0.24742 | 630490
2016-07-05 19:00 | 0.81916 | 0.25221 | 645161
2016-07-05 20:00 | 0.81779 | 0.25271 | 655847
2016-07-05 21:00 | 0.81101 | 0.24412 | 660906
2016-07-05 22:00 | 0.78394 | 0.23998 | 659394
2016-07-05 23:00 | 0.70749 | 0.2593 | 648330
2016-07-06 | 0.57202 | 0.31771 | 631841
2016-07-06 01:00 | 0.3331 | 0.413 | 615342
2016-07-06 02:00 | 0.038526 | 0.49 | 588636
2016-07-06 03:00 | 1.59e-06 | 0.51989 | 550875
2016-07-06 04:00 | 0 | 0.50413 | 513295
2016-07-06 05:00 | 0 | 0.47093 | 482780
2016-07-06 06:00 | 0 | 0.45007 | 456911
2016-07-06 07:00 | 0 | 0.44086 | 438013
2016-07-06 08:00 | 0 | 0.4369 | 428937
2016-07-06 09:00 | 0 | 0.41591 | 430708
2016-07-06 10:00 | 0 | 0.39488 | 445156
2016-07-06 11:00 | 9.35e-06 | 0.34248 | 463770
2016-07-06 12:00 | 0.15093 | 0.21405 | 489145
2016-07-06 13:00 | 0.518 | 0.23502 | 520664
2016-07-06 14:00 | 0.66941 | 0.25113 | 555412
2016-07-06 15:00 | 0.77396 | 0.22833 | 588346
2016-07-06 16:00 | 0.81761 | 0.19832 | 615929
2016-07-06 17:00 | 0.83079 | 0.18595 | 637138
2016-07-06 18:00 | 0.8252 | 0.19313 | 653810
2016-07-06 19:00 | 0.81699 | 0.20952 | 665008
2016-07-06 20:00 | 0.81321 | 0.2308 | 672372
2016-07-06 21:00 | 0.8044 | 0.25463 | 676348
2016-07-06 22:00 | 0.7777 | 0.2817 | 672541
2016-07-06 23:00 | 0.70168 | 0.32089 | 659367
2016-07-07 | 0.56028 | 0.38003 | 641094
2016-07-07 01:00 | 0.31165 | 0.5354 | 623195
2016-07-07 02:00 | 0.041634 | 0.64674 | 595023
2016-07-07 03:00 | 1.13e-06 | 0.65589 | 556249
2016-07-07 04:00 | 0 | 0.61769 | 519251
2016-07-07 05:00 | 0 | 0.58123 | 487018
2016-07-07 06:00 | 0 | 0.54786 | 460529
2016-07-07 07:00 | 0 | 0.52704 | 441619
2016-07-07 08:00 | 0 | 0.51734 | 432270
2016-07-07 09:00 | 0 | 0.49178 | 434678
2016-07-07 10:00 | 0 | 0.46565 | 447332
2016-07-07 11:00 | 1.14e-05 | 0.42957 | 467197
2016-07-07 12:00 | 0.13077 | 0.32581 | 491641
2016-07-07 13:00 | 0.49844 | 0.33661 | 521731
2016-07-07 14:00 | 0.66098 | 0.36092 | 555164
2016-07-07 15:00 | 0.76373 | 0.34289 | 587617
2016-07-07 16:00 | 0.81378 | 0.3227 | 614204
2016-07-07 17:00 | 0.82678 | 0.31255 | 635168
2016-07-07 18:00 | 0.81919 | 0.30981 | 654364
2016-07-07 19:00 | 0.80829 | 0.31618 | 664473
2016-07-07 20:00 | 0.80218 | 0.32182 | 671071
2016-07-07 21:00 | 0.78905 | 0.32011 | 673729
2016-07-07 22:00 | 0.75704 | 0.31243 | 668069
2016-07-07 23:00 | 0.67065 | 0.30809 | 654646
2016-07-08 | 0.54908 | 0.31746 | 638410
2016-07-08 01:00 | 0.31152 | 0.40512 | 621532
2016-07-08 02:00 | 0.039956 | 0.49963 | 593605
2016-07-08 03:00 | 8.11e-07 | 0.5189 | 555858
2016-07-08 04:00 | 0 | 0.49081 | 518604
2016-07-08 05:00 | 0 | 0.45065 | 488114
2016-07-08 06:00 | 0 | 0.41923 | 461874
2016-07-08 07:00 | 0 | 0.39987 | 442742
2016-07-08 08:00 | 0 | 0.38737 | 432778
2016-07-08 09:00 | 0 | 0.36433 | 434603
2016-07-08 10:00 | 0 | 0.34447 | 446741
2016-07-08 11:00 | 9.69e-09 | 0.29382 | 464941
2016-07-08 12:00 | 0.096627 | 0.18652 | 491037
2016-07-08 13:00 | 0.43696 | 0.17694 | 523699
2016-07-08 14:00 | 0.62036 | 0.20428 | 557938
2016-07-08 15:00 | 0.72685 | 0.20659 | 591140
2016-07-08 16:00 | 0.78604 | 0.20137 | 616688
2016-07-08 17:00 | 0.79948 | 0.19796 | 637306
2016-07-08 18:00 | 0.79605 | 0.19595 | 652156
2016-07-08 19:00 | 0.78672 | 0.19311 | 661112
2016-07-08 20:00 | 0.77955 | 0.18697 | 666277
2016-07-08 21:00 | 0.76197 | 0.17848 | 666264
2016-07-08 22:00 | 0.73252 | 0.16986 | 657650
2016-07-08 23:00 | 0.64847 | 0.17226 | 641615
2016-07-09 | 0.54079 | 0.2165 | 621080
2016-07-09 01:00 | 0.30984 | 0.36017 | 600655
2016-07-09 02:00 | 0.0401 | 0.49134 | 573074
2016-07-09 03:00 | 2.38e-07 | 0.51375 | 537026
2016-07-09 04:00 | 0 | 0.49029 | 503058
2016-07-09 05:00 | 0 | 0.45924 | 472233
2016-07-09 06:00 | 0 | 0.43767 | 446984
2016-07-09 07:00 | 0 | 0.41806 | 427811
2016-07-09 08:00 | 0 | 0.3983 | 415102
2016-07-09 09:00 | 0 | 0.36921 | 408303
2016-07-09 10:00 | 0 | 0.34848 | 405812
2016-07-09 11:00 | 7.37e-06 | 0.29793 | 412095
2016-07-09 12:00 | 0.12135 | 0.16801 | 431529
2016-07-09 13:00 | 0.49015 | 0.15517 | 461399
2016-07-09 14:00 | 0.6455 | 0.17437 | 494489
2016-07-09 15:00 | 0.74934 | 0.16509 | 525257
2016-07-09 16:00 | 0.80593 | 0.16381 | 550195
2016-07-09 17:00 | 0.81757 | 0.17406 | 569722
2016-07-09 18:00 | 0.81365 | 0.19107 | 583892
2016-07-09 19:00 | 0.80472 | 0.20769 | 595393
2016-07-09 20:00 | 0.79994 | 0.22283 | 603013
2016-07-09 21:00 | 0.78864 | 0.2416 | 605780
2016-07-09 22:00 | 0.76146 | 0.26462 | 600420
2016-07-09 23:00 | 0.68366 | 0.29779 | 588550
2016-07-10 | 0.55426 | 0.3714 | 572382
2016-07-10 01:00 | 0.29687 | 0.54659 | 557030
2016-07-10 02:00 | 0.035977 | 0.65514 | 534735
2016-07-10 03:00 | 3.02e-07 | 0.665 | 504637
2016-07-10 04:00 | 0 | 0.6464 | 472865
2016-07-10 05:00 | 0 | 0.61817 | 445168
2016-07-10 06:00 | 0 | 0.58191 | 423042
2016-07-10 07:00 | 0 | 0.55108 | 405389
2016-07-10 08:00 | 0 | 0.5162 | 392995
2016-07-10 09:00 | 0 | 0.46763 | 386041
2016-07-10 10:00 | 0 | 0.42014 | 382415
2016-07-10 11:00 | 6.35e-06 | 0.35472 | 387490
2016-07-10 12:00 | 0.10511 | 0.22777 | 407703
2016-07-10 13:00 | 0.47974 | 0.22842 | 435099
2016-07-10 14:00 | 0.68131 | 0.25541 | 466139
2016-07-10 15:00 | 0.78333 | 0.26425 | 496547
2016-07-10 16:00 | 0.83642 | 0.29315 | 524202
2016-07-10 17:00 | 0.84522 | 0.33927 | 547624
2016-07-10 18:00 | 0.83983 | 0.37574 | 566798
2016-07-10 19:00 | 0.83326 | 0.40361 | 581698
2016-07-10 20:00 | 0.83368 | 0.4279 | 592595
2016-07-10 21:00 | 0.82858 | 0.45326 | 599783
2016-07-10 22:00 | 0.80631 | 0.47936 | 600387
2016-07-10 23:00 | 0.72724 | 0.51506 | 591233
2016-07-11 | 0.59818 | 0.57877 | 576878
2016-07-11 01:00 | 0.32583 | 0.70289 | 564175
2016-07-11 02:00 | 0.049906 | 0.75932 | 541665
2016-07-11 03:00 | 1.82e-07 | 0.75979 | 509761
2016-07-11 04:00 | 0 | 0.75555 | 477528
2016-07-11 05:00 | 0 | 0.75991 | 450542
2016-07-11 06:00 | 0 | 0.75606 | 428646
2016-07-11 07:00 | 0 | 0.75431 | 412850
2016-07-11 08:00 | 0 | 0.74412 | 406101
2016-07-11 09:00 | 0 | 0.72413 | 410976
2016-07-11 10:00 | 0 | 0.70122 | 424742
2016-07-11 11:00 | 5.69e-06 | 0.65814 | 443139
2016-07-11 12:00 | 0.12414 | 0.60235 | 469783
2016-07-11 13:00 | 0.49097 | 0.66755 | 501025
2016-07-11 14:00 | 0.69504 | 0.70241 | 535818
2016-07-11 15:00 | 0.80201 | 0.69658 | 568424
2016-07-11 16:00 | 0.84935 | 0.68419 | 596823
2016-07-11 17:00 | 0.86169 | 0.68292 | 621048
2016-07-11 18:00 | 0.8564 | 0.68742 | 640543
2016-07-11 19:00 | 0.84887 | 0.69127 | 654436
2016-07-11 20:00 | 0.84716 | 0.69332 | 663615
2016-07-11 21:00 | 0.84126 | 0.69812 | 666782
2016-07-11 22:00 | 0.81723 | 0.70652 | 661340
2016-07-11 23:00 | 0.74397 | 0.71744 | 647838
2016-07-12 | 0.58749 | 0.74177 | 629895
2016-07-12 01:00 | 0.32748 | 0.80468 | 611767
2016-07-12 02:00 | 0.035868 | 0.83911 | 583447
2016-07-12 03:00 | 1.36e-08 | 0.85221 | 544892
2016-07-12 04:00 | 0 | 0.84468 | 509022
2016-07-12 05:00 | 0 | 0.82267 | 477314
2016-07-12 06:00 | 0 | 0.79016 | 450498
2016-07-12 07:00 | 0 | 0.75455 | 431704
2016-07-12 08:00 | 0 | 0.71814 | 421999
2016-07-12 09:00 | 0 | 0.67805 | 422987
2016-07-12 10:00 | 0 | 0.64907 | 436029
2016-07-12 11:00 | 4.67e-06 | 0.59417 | 456498
2016-07-12 12:00 | 0.12606 | 0.44322 | 482934
2016-07-12 13:00 | 0.49407 | 0.48719 | 512658
2016-07-12 14:00 | 0.68639 | 0.52715 | 546489
2016-07-12 15:00 | 0.79895 | 0.50132 | 578718
2016-07-12 16:00 | 0.84426 | 0.48391 | 607314
2016-07-12 17:00 | 0.85235 | 0.48402 | 630683
2016-07-12 18:00 | 0.84806 | 0.4965 | 648626
2016-07-12 19:00 | 0.84081 | 0.50911 | 661644
2016-07-12 20:00 | 0.84069 | 0.51722 | 670411
2016-07-12 21:00 | 0.83645 | 0.51859 | 673446
2016-07-12 22:00 | 0.81236 | 0.5157 | 669508
2016-07-12 23:00 | 0.74202 | 0.51281 | 656296
2016-07-13 | 0.56527 | 0.53186 | 638843
2016-07-13 01:00 | 0.2957 | 0.62083 | 620660
2016-07-13 02:00 | 0.034598 | 0.6927 | 592697
2016-07-13 03:00 | 0 | 0.74815 | 554697
2016-07-13 04:00 | 0 | 0.76409 | 517724
2016-07-13 05:00 | 0 | 0.75013 | 485379
2016-07-13 06:00 | 0 | 0.7191 | 459917
2016-07-13 07:00 | 0 | 0.68945 | 441934
2016-07-13 08:00 | 0 | 0.66211 | 432676
2016-07-13 09:00 | 0 | 0.63965 | 435833
2016-07-13 10:00 | 0 | 0.62262 | 448951
2016-07-13 11:00 | 4.41e-06 | 0.55845 | 469550
2016-07-13 12:00 | 0.12583 | 0.38947 | 496070
2016-07-13 13:00 | 0.48746 | 0.43794 | 525443
2016-07-13 14:00 | 0.6976 | 0.4996 | 559810
2016-07-13 15:00 | 0.79546 | 0.49022 | 594899
2016-07-13 16:00 | 0.84383 | 0.46161 | 625088
2016-07-13 17:00 | 0.85075 | 0.44079 | 649828
2016-07-13 18:00 | 0.84419 | 0.43408 | 668009
2016-07-13 19:00 | 0.83662 | 0.43514 | 679325
2016-07-13 20:00 | 0.83618 | 0.43756 | 684178
2016-07-13 21:00 | 0.8305 | 0.4371 | 685078
2016-07-13 22:00 | 0.80711 | 0.43415 | 679696
2016-07-13 23:00 | 0.74008 | 0.43515 | 666990
2016-07-14 | 0.56046 | 0.46346 | 650042
2016-07-14 01:00 | 0.29831 | 0.53769 | 631894
2016-07-14 02:00 | 0.037011 | 0.5926 | 602801
2016-07-14 03:00 | 0 | 0.58953 | 564675
2016-07-14 04:00 | 0 | 0.57142 | 526053
2016-07-14 05:00 | 0 | 0.54478 | 493962
2016-07-14 06:00 | 0 | 0.51878 | 467053
2016-07-14 07:00 | 0 | 0.49876 | 447367
2016-07-14 08:00 | 0 | 0.48774 | 437746
2016-07-14 09:00 | 0 | 0.46201 | 439448
2016-07-14 10:00 | 0 | 0.43826 | 453146
2016-07-14 11:00 | 0 | 0.3789 | 473437
2016-07-14 12:00 | 0.10722 | 0.24254 | 498162
2016-07-14 13:00 | 0.48664 | 0.2596 | 527954
2016-07-14 14:00 | 0.68413 | 0.29124 | 563662
2016-07-14 15:00 | 0.78483 | 0.29888 | 597192
2016-07-14 16:00 | 0.82831 | 0.29038 | 624767
2016-07-14 17:00 | 0.8353 | 0.28481 | 645953
2016-07-14 18:00 | 0.82905 | 0.28231 | 661070
2016-07-14 19:00 | 0.82207 | 0.28003 | 671398
2016-07-14 20:00 | 0.82225 | 0.27537 | 676307
2016-07-14 21:00 | 0.81601 | 0.26784 | 677747
2016-07-14 22:00 | 0.79542 | 0.26049 | 673278
2016-07-14 23:00 | 0.71602 | 0.25279 | 660714
2016-07-15 | 0.56013 | 0.26262 | 643060
2016-07-15 01:00 | 0.28635 | 0.3469 | 626168
2016-07-15 02:00 | 0.032675 | 0.43159 | 596932
2016-07-15 03:00 | 0 | 0.42696 | 557655
2016-07-15 04:00 | 0 | 0.38986 | 520968
2016-07-15 05:00 | 0 | 0.35303 | 488419
2016-07-15 06:00 | 0 | 0.31833 | 461753
2016-07-15 07:00 | 0 | 0.28668 | 442091
2016-07-15 08:00 | 0 | 0.25602 | 431829
2016-07-15 09:00 | 0 | 0.22398 | 432607
2016-07-15 10:00 | 0 | 0.20201 | 444406
2016-07-15 11:00 | 1.89e-06 | 0.16458 | 462733
2016-07-15 12:00 | 0.10531 | 0.089451 | 487020
2016-07-15 13:00 | 0.46128 | 0.090023 | 517382
2016-07-15 14:00 | 0.67264 | 0.10799 | 548705
2016-07-15 15:00 | 0.76874 | 0.10293 | 577335
2016-07-15 16:00 | 0.81323 | 0.086933 | 601301
2016-07-15 17:00 | 0.82246 | 0.072891 | 623336
2016-07-15 18:00 | 0.81827 | 0.063544 | 640286
2016-07-15 19:00 | 0.81041 | 0.054996 | 650704
2016-07-15 20:00 | 0.80712 | 0.04998 | 657165
2016-07-15 21:00 | 0.79747 | 0.055623 | 657587
2016-07-15 22:00 | 0.76622 | 0.070154 | 648192
2016-07-15 23:00 | 0.68155 | 0.09747 | 630495
2016-07-16 | 0.52794 | 0.14951 | 610563
2016-07-16 01:00 | 0.25734 | 0.27394 | 593282
2016-07-16 02:00 | 0.027069 | 0.42346 | 566934
2016-07-16 03:00 | 0 | 0.45258 | 531396
2016-07-16 04:00 | 0 | 0.43797 | 495930
2016-07-16 05:00 | 0 | 0.41111 | 465615
2016-07-16 06:00 | 0 | 0.38793 | 441570
2016-07-16 07:00 | 0 | 0.36999 | 422379
2016-07-16 08:00 | 0 | 0.35606 | 410187
2016-07-16 09:00 | 0 | 0.31976 | 404433
2016-07-16 10:00 | 0 | 0.27947 | 403956
2016-07-16 11:00 | 0 | 0.23719 | 411897
2016-07-16 12:00 | 0.091395 | 0.166 | 431408
2016-07-16 13:00 | 0.41184 | 0.20568 | 460733
2016-07-16 14:00 | 0.62882 | 0.25893 | 493000
2016-07-16 15:00 | 0.74324 | 0.27484 | 524171
2016-07-16 16:00 | 0.7994 | 0.28157 | 550527
2016-07-16 17:00 | 0.81709 | 0.29195 | 572417
2016-07-16 18:00 | 0.81503 | 0.31115 | 589029
2016-07-16 19:00 | 0.80746 | 0.33752 | 600006
2016-07-16 20:00 | 0.80345 | 0.36777 | 606513
2016-07-16 21:00 | 0.79455 | 0.3975 | 608656
2016-07-16 22:00 | 0.76805 | 0.43627 | 603469
2016-07-16 23:00 | 0.69038 | 0.48349 | 591077
2016-07-17 | 0.53853 | 0.54919 | 575707
2016-07-17 01:00 | 0.27378 | 0.66005 | 560346
2016-07-17 02:00 | 0.024951 | 0.70719 | 538670
2016-07-17 03:00 | 0 | 0.69133 | 508492
2016-07-17 04:00 | 0 | 0.65645 | 477482
2016-07-17 05:00 | 0 | 0.61903 | 451035
2016-07-17 06:00 | 0 | 0.58701 | 429643
2016-07-17 07:00 | 0 | 0.55377 | 411588
2016-07-17 08:00 | 0 | 0.53338 | 399818
2016-07-17 09:00 | 0 | 0.50684 | 392622
2016-07-17 10:00 | 0 | 0.48067 | 387527
2016-07-17 11:00 | 7.91e-07 | 0.43158 | 391641
2016-07-17 12:00 | 0.10636 | 0.31304 | 411311
2016-07-17 13:00 | 0.4338 | 0.36089 | 444110
2016-07-17 14:00 | 0.64684 | 0.40011 | 479639
2016-07-17 15:00 | 0.74108 | 0.38163 | 514092
2016-07-17 16:00 | 0.78917 | 0.35467 | 545689
2016-07-17 17:00 | 0.80439 | 0.33955 | 571375
2016-07-17 18:00 | 0.80052 | 0.33693 | 591889
2016-07-17 19:00 | 0.78919 | 0.33969 | 607872
2016-07-17 20:00 | 0.78143 | 0.34012 | 620128
2016-07-17 21:00 | 0.76603 | 0.33821 | 628734
2016-07-17 22:00 | 0.73136 | 0.33325 | 630088
2016-07-17 23:00 | 0.65331 | 0.33043 | 622054
2016-07-18 | 0.50747 | 0.3566 | 608973
2016-07-18 01:00 | 0.25564 | 0.4422 | 595724
2016-07-18 02:00 | 0.028984 | 0.52098 | 572179
2016-07-18 03:00 | 0 | 0.52496 | 540002
2016-07-18 04:00 | 0 | 0.48699 | 506806
2016-07-18 05:00 | 0 | 0.45565 | 477936
2016-07-18 06:00 | 0 | 0.43481 | 455072
2016-07-18 07:00 | 0 | 0.43038 | 438275
2016-07-18 08:00 | 0 | 0.41922 | 430035
2016-07-18 09:00 | 0 | 0.3839 | 432780
2016-07-18 10:00 | 0 | 0.34952 | 446146
2016-07-18 11:00 | 4.31e-07 | 0.31774 | 466590
2016-07-18 12:00 | 0.076565 | 0.18341 | 495607
2016-07-18 13:00 | 0.36175 | 0.17642 | 530189
2016-07-18 14:00 | 0.56222 | 0.22742 | 567488
2016-07-18 15:00 | 0.67073 | 0.20517 | 602663
2016-07-18 16:00 | 0.72923 | 0.17354 | 632805
2016-07-18 17:00 | 0.75318 | 0.16505 | 655699
2016-07-18 18:00 | 0.75075 | 0.17436 | 671854
2016-07-18 19:00 | 0.73706 | 0.19361 | 678778
2016-07-18 20:00 | 0.72211 | 0.22006 | 679882
2016-07-18 21:00 | 0.69633 | 0.24989 | 677977
2016-07-18 22:00 | 0.65752 | 0.28727 | 673385
2016-07-18 23:00 | 0.57804 | 0.3336 | 662839
2016-07-19 | 0.43704 | 0.40645 | 645707
2016-07-19 01:00 | 0.21685 | 0.53986 | 626926
2016-07-19 02:00 | 0.034844 | 0.63338 | 597364
2016-07-19 03:00 | 0 | 0.62526 | 558734
2016-07-19 04:00 | 0 | 0.59716 | 520670
2016-07-19 05:00 | 0 | 0.55789 | 488298
2016-07-19 06:00 | 0 | 0.51964 | 461564
2016-07-19 07:00 | 0 | 0.48955 | 442848
2016-07-19 08:00 | 0 | 0.47857 | 433311
2016-07-19 09:00 | 0 | 0.45634 | 435488
2016-07-19 10:00 | 0 | 0.4275 | 448967
2016-07-19 11:00 | 7.89e-08 | 0.36868 | 468631
2016-07-19 12:00 | 0.08166 | 0.20578 | 495509
2016-07-19 13:00 | 0.40397 | 0.17921 | 525717
2016-07-19 14:00 | 0.61781 | 0.23126 | 561169
2016-07-19 15:00 | 0.71487 | 0.22908 | 594934
2016-07-19 16:00 | 0.76661 | 0.21876 | 622824
2016-07-19 17:00 | 0.77272 | 0.22479 | 644321
2016-07-19 18:00 | 0.7599 | 0.23691 | 659831
2016-07-19 19:00 | 0.74404 | 0.24691 | 669705
2016-07-19 20:00 | 0.72984 | 0.25399 | 676736
2016-07-19 21:00 | 0.70368 | 0.2618 | 678202
2016-07-19 22:00 | 0.66092 | 0.27316 | 671340
2016-07-19 23:00 | 0.57513 | 0.29695 | 655422
2016-07-20 | 0.4323 | 0.36533 | 636565
2016-07-20 01:00 | 0.22584 | 0.52542 | 618519
2016-07-20 02:00 | 0.030576 | 0.62887 | 589729
2016-07-20 03:00 | 0 | 0.6198 | 552048
2016-07-20 04:00 | 0 | 0.58735 | 514405
2016-07-20 05:00 | 0 | 0.56405 | 482657
2016-07-20 06:00 | 0 | 0.54722 | 456339
2016-07-20 07:00 | 0 | 0.52081 | 437311
2016-07-20 08:00 | 0 | 0.4932 | 427406
2016-07-20 09:00 | 0 | 0.47113 | 429429
2016-07-20 10:00 | 0 | 0.44711 | 441816
2016-07-20 11:00 | 3.4e-08 | 0.39718 | 460581
2016-07-20 12:00 | 0.089385 | 0.24711 | 486874
2016-07-20 13:00 | 0.40212 | 0.25401 | 517655
2016-07-20 14:00 | 0.62142 | 0.25867 | 552701
2016-07-20 15:00 | 0.70821 | 0.2134 | 587835
2016-07-20 16:00 | 0.75537 | 0.18404 | 618472
2016-07-20 17:00 | 0.76203 | 0.19306 | 645401
2016-07-20 18:00 | 0.75064 | 0.22729 | 666420
2016-07-20 19:00 | 0.73343 | 0.26722 | 681326
2016-07-20 20:00 | 0.7157 | 0.30259 | 691916
2016-07-20 21:00 | 0.68554 | 0.33534 | 696978
2016-07-20 22:00 | 0.63483 | 0.36608 | 691384
2016-07-20 23:00 | 0.5491 | 0.39838 | 678219
2016-07-21 | 0.41514 | 0.45896 | 659397
2016-07-21 01:00 | 0.21827 | 0.5844 | 640391
2016-07-21 02:00 | 0.021531 | 0.67308 | 611187
2016-07-21 03:00 | 0 | 0.68304 | 572027
2016-07-21 04:00 | 0 | 0.66313 | 533254
2016-07-21 05:00 | 0 | 0.63744 | 498740
2016-07-21 06:00 | 0 | 0.61096 | 470257
2016-07-21 07:00 | 0 | 0.57767 | 449749
2016-07-21 08:00 | 0 | 0.54119 | 438554
2016-07-21 09:00 | 0 | 0.49089 | 440488
2016-07-21 10:00 | 0 | 0.437 | 453335
2016-07-21 11:00 | 0 | 0.36689 | 472775
2016-07-21 12:00 | 0.093763 | 0.20342 | 499350
2016-07-21 13:00 | 0.41047 | 0.2113 | 533096
2016-07-21 14:00 | 0.63917 | 0.2393 | 571530
2016-07-21 15:00 | 0.73427 | 0.19916 | 609171
2016-07-21 16:00 | 0.77114 | 0.17222 | 640721
2016-07-21 17:00 | 0.78386 | 0.17039 | 668011
2016-07-21 18:00 | 0.77284 | 0.18498 | 687574
2016-07-21 19:00 | 0.75624 | 0.20158 | 699093
2016-07-21 20:00 | 0.74126 | 0.21029 | 706996
2016-07-21 21:00 | 0.71677 | 0.2118 | 708155
2016-07-21 22:00 | 0.67241 | 0.20754 | 703672
2016-07-21 23:00 | 0.58838 | 0.20959 | 690274
2016-07-22 | 0.4515 | 0.25419 | 672875
2016-07-22 01:00 | 0.22054 | 0.39007 | 654666
2016-07-22 02:00 | 0.021923 | 0.48796 | 622878
2016-07-22 03:00 | 0 | 0.51807 | 585323
2016-07-22 04:00 | 0 | 0.51894 | 547793
2016-07-22 05:00 | 0 | 0.50415 | 512625
2016-07-22 06:00 | 0 | 0.48286 | 483330
2016-07-22 07:00 | 0 | 0.45983 | 462741
2016-07-22 08:00 | 0 | 0.44138 | 451233
2016-07-22 09:00 | 0 | 0.4125 | 451810
2016-07-22 10:00 | 0 | 0.3848 | 463057
2016-07-22 11:00 | 0 | 0.34686 | 480339
2016-07-22 12:00 | 0.084332 | 0.19124 | 506206
2016-07-22 13:00 | 0.39217 | 0.13375 | 540344
2016-07-22 14:00 | 0.59667 | 0.14862 | 574745
2016-07-22 15:00 | 0.70995 | 0.1492 | 611626
2016-07-22 16:00 | 0.76412 | 0.15309 | 643805
2016-07-22 17:00 | 0.78132 | 0.1681 | 669636
2016-07-22 18:00 | 0.77077 | 0.18481 | 689538
2016-07-22 19:00 | 0.75382 | 0.1965 | 702510
2016-07-22 20:00 | 0.74133 | 0.2053 | 709819
2016-07-22 21:00 | 0.71961 | 0.21533 | 711442
2016-07-22 22:00 | 0.68395 | 0.22981 | 706132
2016-07-22 23:00 | 0.60478 | 0.25364 | 692225
2016-07-23 | 0.46757 | 0.31277 | 671763
2016-07-23 01:00 | 0.21656 | 0.48972 | 651983
2016-07-23 02:00 | 0.017055 | 0.626 | 622735
2016-07-23 03:00 | 0 | 0.65758 | 585435
2016-07-23 04:00 | 0 | 0.64357 | 548300
2016-07-23 05:00 | 0 | 0.61395 | 513775
2016-07-23 06:00 | 0 | 0.59075 | 485017
2016-07-23 07:00 | 0 | 0.56257 | 462396
2016-07-23 08:00 | 0 | 0.54453 | 446904
2016-07-23 09:00 | 0 | 0.52632 | 438752
2016-07-23 10:00 | 0 | 0.50427 | 436738
2016-07-23 11:00 | 0 | 0.46118 | 444141
2016-07-23 12:00 | 0.077278 | 0.32018 | 469768
2016-07-23 13:00 | 0.4309 | 0.3081 | 507074
2016-07-23 14:00 | 0.64377 | 0.40002 | 548202
2016-07-23 15:00 | 0.76657 | 0.42124 | 587785
2016-07-23 16:00 | 0.80645 | 0.4239 | 621140
2016-07-23 17:00 | 0.81754 | 0.43291 | 644617
2016-07-23 18:00 | 0.81323 | 0.44101 | 662366
2016-07-23 19:00 | 0.80445 | 0.44254 | 673513
2016-07-23 20:00 | 0.80041 | 0.43656 | 680986
2016-07-23 21:00 | 0.7885 | 0.4244 | 683097
2016-07-23 22:00 | 0.75645 | 0.40743 | 677117
2016-07-23 23:00 | 0.67636 | 0.39872 | 661899
2016-07-24 | 0.52595 | 0.43207 | 643422
2016-07-24 01:00 | 0.2621 | 0.58171 | 626308
2016-07-24 02:00 | 0.019335 | 0.69229 | 599234
2016-07-24 03:00 | 0 | 0.68858 | 565417
2016-07-24 04:00 | 0 | 0.63578 | 531046
2016-07-24 05:00 | 0 | 0.57063 | 499365
2016-07-24 06:00 | 0 | 0.5217 | 472698
2016-07-24 07:00 | 0 | 0.4854 | 451439
2016-07-24 08:00 | 0 | 0.44808 | 436259
2016-07-24 09:00 | 0 | 0.40844 | 427100
2016-07-24 10:00 | 0 | 0.38941 | 422282
2016-07-24 11:00 | 0 | 0.3461 | 426061
2016-07-24 12:00 | 0.067864 | 0.18873 | 447059
2016-07-24 13:00 | 0.3792 | 0.20167 | 480914
2016-07-24 14:00 | 0.58594 | 0.25703 | 520133
2016-07-24 15:00 | 0.71577 | 0.24078 | 558015
2016-07-24 16:00 | 0.77039 | 0.21692 | 591243
2016-07-24 17:00 | 0.7784 | 0.20004 | 618086
2016-07-24 18:00 | 0.76733 | 0.19159 | 639300
2016-07-24 19:00 | 0.75031 | 0.18918 | 654798
2016-07-24 20:00 | 0.73536 | 0.19062 | 666727
2016-07-24 21:00 | 0.71976 | 0.19534 | 674628
2016-07-24 22:00 | 0.68468 | 0.20177 | 674912
2016-07-24 23:00 | 0.60793 | 0.20988 | 664359
2016-07-25 | 0.46154 | 0.24134 | 649454
2016-07-25 01:00 | 0.2312 | 0.35346 | 634444
2016-07-25 02:00 | 0.01699 | 0.43154 | 605194
2016-07-25 03:00 | 0 | 0.43117 | 570238
2016-07-25 04:00 | 0 | 0.4231 | 536805
2016-07-25 05:00 | 0 | 0.41649 | 505415
2016-07-25 06:00 | 0 | 0.40967 | 479358
2016-07-25 07:00 | 0 | 0.40024 | 460062
2016-07-25 08:00 | 0 | 0.38918 | 450411
2016-07-25 09:00 | 0 | 0.33985 | 451810
2016-07-25 10:00 | 0 | 0.28742 | 464579
2016-07-25 11:00 | 0 | 0.24355 | 484904
2016-07-25 12:00 | 0.064276 | 0.12375 | 513142
2016-07-25 13:00 | 0.33637 | 0.085143 | 546585
2016-07-25 14:00 | 0.56843 | 0.12425 | 584999
2016-07-25 15:00 | 0.68692 | 0.13305 | 623644
2016-07-25 16:00 | 0.73513 | 0.13376 | 655225
2016-07-25 17:00 | 0.7431 | 0.13292 | 680782
2016-07-25 18:00 | 0.73882 | 0.13158 | 699429
2016-07-25 19:00 | 0.72045 | 0.12995 | 711269
2016-07-25 20:00 | 0.70763 | 0.12969 | 716310
2016-07-25 21:00 | 0.67923 | 0.13539 | 716023
2016-07-25 22:00 | 0.63213 | 0.14577 | 709531
2016-07-25 23:00 | 0.54697 | 0.1672 | 694428
2016-07-26 | 0.41026 | 0.22004 | 676132
2016-07-26 01:00 | 0.20484 | 0.36494 | 655962
2016-07-26 02:00 | 0.017393 | 0.48309 | 623004
2016-07-26 03:00 | 0 | 0.49827 | 581261
2016-07-26 04:00 | 0 | 0.48415 | 543580
2016-07-26 05:00 | 0 | 0.45169 | 508876
2016-07-26 06:00 | 0 | 0.4125 | 480696
2016-07-26 07:00 | 0 | 0.37483 | 460391
2016-07-26 08:00 | 0 | 0.34861 | 449809
2016-07-26 09:00 | 0 | 0.31521 | 451638
2016-07-26 10:00 | 0 | 0.2863 | 465570
2016-07-26 11:00 | 0 | 0.24817 | 484569
2016-07-26 12:00 | 0.052464 | 0.12988 | 509911
2016-07-26 13:00 | 0.30762 | 0.085747 | 540417
2016-07-26 14:00 | 0.54846 | 0.12319 | 576926
2016-07-26 15:00 | 0.66758 | 0.13064 | 612758
2016-07-26 16:00 | 0.73049 | 0.1196 | 643650
2016-07-26 17:00 | 0.74499 | 0.11203 | 669322
2016-07-26 18:00 | 0.73683 | 0.10498 | 688128
2016-07-26 19:00 | 0.7183 | 0.099126 | 700540
2016-07-26 20:00 | 0.70008 | 0.097847 | 708679
2016-07-26 21:00 | 0.67 | 0.10712 | 711359
2016-07-26 22:00 | 0.62701 | 0.12897 | 706608
2016-07-26 23:00 | 0.55138 | 0.16408 | 691752
2016-07-27 | 0.42012 | 0.22413 | 673003
2016-07-27 01:00 | 0.22281 | 0.354 | 653739
2016-07-27 02:00 | 0.014462 | 0.4339 | 621186
2016-07-27 03:00 | 0 | 0.40531 | 580774
2016-07-27 04:00 | 0 | 0.3563 | 542329
2016-07-27 05:00 | 0 | 0.31137 | 507273
2016-07-27 06:00 | 0 | 0.26421 | 480502
2016-07-27 07:00 | 0 | 0.22281 | 460678
2016-07-27 08:00 | 0 | 0.18856 | 450024
2016-07-27 09:00 | 0 | 0.16123 | 451869
2016-07-27 10:00 | 0 | 0.14627 | 463705
2016-07-27 11:00 | 0 | 0.12848 | 482751
2016-07-27 12:00 | 0.056496 | 0.069071 | 506035
2016-07-27 13:00 | 0.39644 | 0.054696 | 535215
2016-07-27 14:00 | 0.62803 | 0.067528 | 571253
2016-07-27 15:00 | 0.72853 | 0.066403 | 606150
2016-07-27 16:00 | 0.78337 | 0.06292 | 636932
2016-07-27 17:00 | 0.79593 | 0.061736 | 663231
2016-07-27 18:00 | 0.78929 | 0.062671 | 683972
2016-07-27 19:00 | 0.77753 | 0.065121 | 697747
2016-07-27 20:00 | 0.77029 | 0.068838 | 707014
2016-07-27 21:00 | 0.75881 | 0.073431 | 710613
2016-07-27 22:00 | 0.72983 | 0.080809 | 705857
2016-07-27 23:00 | 0.64717 | 0.095354 | 690397
2016-07-28 | 0.50885 | 0.1278 | 671829
2016-07-28 01:00 | 0.22469 | 0.2286 | 653940
2016-07-28 02:00 | 0.01284 | 0.31972 | 622504
2016-07-28 03:00 | 0 | 0.31415 | 581709
2016-07-28 04:00 | 0 | 0.27754 | 544970
2016-07-28 05:00 | 0 | 0.24308 | 511693
2016-07-28 06:00 | 0 | 0.2139 | 484090
2016-07-28 07:00 | 0 | 0.193 | 463557
2016-07-28 08:00 | 0 | 0.18193 | 452595
2016-07-28 09:00 | 0 | 0.16682 | 454199
2016-07-28 10:00 | 0 | 0.15615 | 466476
2016-07-28 11:00 | 0 | 0.13815 | 484847
2016-07-28 12:00 | 0.074043 | 0.074727 | 508526
2016-07-28 13:00 | 0.40719 | 0.062904 | 538216
2016-07-28 14:00 | 0.63658 | 0.080003 | 571509
2016-07-28 15:00 | 0.74026 | 0.09407 | 604417
2016-07-28 16:00 | 0.78023 | 0.097448 | 631869
2016-07-28 17:00 | 0.79967 | 0.09444 | 655351
2016-07-28 18:00 | 0.7928 | 0.086422 | 672844
2016-07-28 19:00 | 0.78441 | 0.078301 | 682884
2016-07-28 20:00 | 0.78152 | 0.072832 | 687430
2016-07-28 21:00 | 0.77272 | 0.072381 | 685827
2016-07-28 22:00 | 0.74328 | 0.079814 | 677578
2016-07-28 23:00 | 0.66018 | 0.096228 | 662885
2016-07-29 | 0.51409 | 0.13549 | 647637
2016-07-29 01:00 | 0.2207 | 0.25095 | 630930
2016-07-29 02:00 | 0.011755 | 0.33614 | 601375
2016-07-29 03:00 | 0 | 0.32911 | 565258
2016-07-29 04:00 | 0 | 0.29331 | 530970
2016-07-29 05:00 | 0 | 0.25162 | 499706
2016-07-29 06:00 | 0 | 0.21201 | 473385
2016-07-29 07:00 | 0 | 0.18456 | 453827
2016-07-29 08:00 | 0 | 0.16431 | 443185
2016-07-29 09:00 | 0 | 0.14307 | 444954
2016-07-29 10:00 | 0 | 0.12683 | 456762
2016-07-29 11:00 | 0 | 0.10663 | 471010
2016-07-29 12:00 | 0.04364 | 0.055523 | 492462
2016-07-29 13:00 | 0.3444 | 0.038356 | 519661
2016-07-29 14:00 | 0.57758 | 0.037565 | 550570
2016-07-29 15:00 | 0.69352 | 0.035128 | 581314
2016-07-29 16:00 | 0.73804 | 0.035578 | 607866
2016-07-29 17:00 | 0.75667 | 0.040334 | 630198
2016-07-29 18:00 | 0.75505 | 0.047139 | 648328
2016-07-29 19:00 | 0.7473 | 0.054377 | 661198
2016-07-29 20:00 | 0.7378 | 0.062324 | 670462
2016-07-29 21:00 | 0.71738 | 0.067448 | 673061
2016-07-29 22:00 | 0.68231 | 0.070517 | 665364
2016-07-29 23:00 | 0.59441 | 0.077812 | 647298
2016-07-30 | 0.44818 | 0.10858 | 628330
2016-07-30 01:00 | 0.19812 | 0.22047 | 610732
2016-07-30 02:00 | 0.011256 | 0.33882 | 582387
2016-07-30 03:00 | 0 | 0.36781 | 546078
2016-07-30 04:00 | 0 | 0.36218 | 511269
2016-07-30 05:00 | 0 | 0.34675 | 481131
2016-07-30 06:00 | 0 | 0.3334 | 455364
2016-07-30 07:00 | 0 | 0.31793 | 436572
2016-07-30 08:00 | 0 | 0.29784 | 424111
2016-07-30 09:00 | 0 | 0.25685 | 418253
2016-07-30 10:00 | 0 | 0.21997 | 418195
2016-07-30 11:00 | 0 | 0.19112 | 424007
2016-07-30 12:00 | 0.059183 | 0.11405 | 444413
2016-07-30 13:00 | 0.34629 | 0.11329 | 473661
2016-07-30 14:00 | 0.57007 | 0.13503 | 507186
2016-07-30 15:00 | 0.69045 | 0.13156 | 539766
2016-07-30 16:00 | 0.74058 | 0.12676 | 567012
2016-07-30 17:00 | 0.75102 | 0.12357 | 587831
2016-07-30 18:00 | 0.74192 | 0.12145 | 602724
2016-07-30 19:00 | 0.7252 | 0.12089 | 612872
2016-07-30 20:00 | 0.70653 | 0.12279 | 620163
2016-07-30 21:00 | 0.67661 | 0.131 | 621612
2016-07-30 22:00 | 0.62859 | 0.15094 | 615579
2016-07-30 23:00 | 0.5404 | 0.19069 | 599767
2016-07-31 | 0.39852 | 0.27903 | 586029
2016-07-31 01:00 | 0.17438 | 0.49953 | 573461
2016-07-31 02:00 | 0.010821 | 0.64715 | 550364
2016-07-31 03:00 | 0 | 0.63819 | 522363
2016-07-31 04:00 | 0 | 0.59796 | 492477
2016-07-31 05:00 | 0 | 0.56017 | 465571
2016-07-31 06:00 | 0 | 0.52971 | 442492
2016-07-31 07:00 | 0 | 0.50965 | 424682
2016-07-31 08:00 | 0 | 0.4972 | 412231
2016-07-31 09:00 | 0 | 0.47103 | 405962
2016-07-31 10:00 | 0 | 0.44024 | 404106
2016-07-31 11:00 | 0 | 0.39257 | 406223
2016-07-31 12:00 | 0.060657 | 0.24848 | 424927
2016-07-31 13:00 | 0.3069 | 0.21703 | 454237
2016-07-31 14:00 | 0.53948 | 0.25043 | 488251
2016-07-31 15:00 | 0.67014 | 0.24027 | 521252
2016-07-31 16:00 | 0.71425 | 0.23091 | 552152
2016-07-31 17:00 | 0.72258 | 0.23936 | 577859
2016-07-31 18:00 | 0.70443 | 0.25966 | 598135
2016-07-31 19:00 | 0.68238 | 0.28345 | 611955
2016-07-31 20:00 | 0.65856 | 0.30274 | 621525
2016-07-31 21:00 | 0.62375 | 0.32034 | 625838
2016-07-31 22:00 | 0.57455 | 0.34373 | 622856
2016-07-31 23:00 | 0.4952 | 0.3943 | 612704
2016-08-01 | 0.363 | 0.49835 | 600594
2016-08-01 01:00 | 0.1693 | 0.67692 | 586283
2016-08-01 02:00 | 0.0091852 | 0.75132 | 562283
2016-08-01 03:00 | 0 | 0.7084 | 529962
2016-08-01 04:00 | 0 | 0.64537 | 496993
2016-08-01 05:00 | 0 | 0.59348 | 468458
2016-08-01 06:00 | 0 | 0.54835 | 446164
2016-08-01 07:00 | 0 | 0.50651 | 430203
2016-08-01 08:00 | 0 | 0.47762 | 423452
2016-08-01 09:00 | 0 | 0.44246 | 426831
2016-08-01 10:00 | 0 | 0.41885 | 441975
2016-08-01 11:00 | 0 | 0.38073 | 460070
2016-08-01 12:00 | 0.052305 | 0.27053 | 483963
2016-08-01 13:00 | 0.3042 | 0.27789 | 514411
2016-08-01 14:00 | 0.53944 | 0.32309 | 548025
2016-08-01 15:00 | 0.65642 | 0.31588 | 581008
2016-08-01 16:00 | 0.71076 | 0.299 | 609100
2016-08-01 17:00 | 0.72584 | 0.29745 | 633495
2016-08-01 18:00 | 0.71825 | 0.30394 | 652822
2016-08-01 19:00 | 0.69983 | 0.30915 | 666006
2016-08-01 20:00 | 0.67798 | 0.31021 | 674610
2016-08-01 21:00 | 0.64316 | 0.30067 | 677045
2016-08-01 22:00 | 0.59272 | 0.28807 | 670787
2016-08-01 23:00 | 0.50427 | 0.2895 | 657844
2016-08-02 | 0.36509 | 0.34786 | 641335
2016-08-02 01:00 | 0.1716 | 0.49155 | 622717
2016-08-02 02:00 | 0.0080411 | 0.55757 | 592757
2016-08-02 03:00 | 0 | 0.55212 | 554537
2016-08-02 04:00 | 0 | 0.5127 | 516692
2016-08-02 05:00 | 0 | 0.4696 | 485217
2016-08-02 06:00 | 0 | 0.43494 | 459636
2016-08-02 07:00 | 0 | 0.41775 | 441125
2016-08-02 08:00 | 0 | 0.40723 | 432409
2016-08-02 09:00 | 0 | 0.37175 | 435990
2016-08-02 10:00 | 0 | 0.32705 | 451272
2016-08-02 11:00 | 0 | 0.27915 | 468913
2016-08-02 12:00 | 0.048246 | 0.16093 | 489949
2016-08-02 13:00 | 0.32003 | 0.12054 | 517096
2016-08-02 14:00 | 0.55232 | 0.12968 | 549361
2016-08-02 15:00 | 0.67168 | 0.11591 | 581580
2016-08-02 16:00 | 0.71549 | 0.091279 | 609773
2016-08-02 17:00 | 0.71817 | 0.079614 | 634098
2016-08-02 18:00 | 0.70055 | 0.077201 | 653280
2016-08-02 19:00 | 0.67166 | 0.081205 | 663366
2016-08-02 20:00 | 0.63982 | 0.090119 | 670381
2016-08-02 21:00 | 0.60078 | 0.10029 | 672154
2016-08-02 22:00 | 0.54948 | 0.11452 | 666562
2016-08-02 23:00 | 0.47508 | 0.14176 | 652378
2016-08-03 | 0.35329 | 0.19993 | 635814
2016-08-03 01:00 | 0.17449 | 0.35508 | 617329
2016-08-03 02:00 | 0.0079898 | 0.45115 | 587534
2016-08-03 03:00 | 0 | 0.46716 | 548730
2016-08-03 04:00 | 0 | 0.45272 | 512360
2016-08-03 05:00 | 0 | 0.43424 | 481561
2016-08-03 06:00 | 0 | 0.42133 | 456311
2016-08-03 07:00 | 0 | 0.40223 | 438423
2016-08-03 08:00 | 0 | 0.38369 | 429382
2016-08-03 09:00 | 0 | 0.36123 | 432012
2016-08-03 10:00 | 0 | 0.34406 | 446890
2016-08-03 11:00 | 0 | 0.33245 | 465284
2016-08-03 12:00 | 0.039294 | 0.23303 | 486959
2016-08-03 13:00 | 0.27726 | 0.22091 | 514567
2016-08-03 14:00 | 0.4906 | 0.27535 | 547136
2016-08-03 15:00 | 0.62632 | 0.31093 | 580434
2016-08-03 16:00 | 0.68886 | 0.33027 | 610440
2016-08-03 17:00 | 0.6969 | 0.34831 | 636024
2016-08-03 18:00 | 0.68356 | 0.36885 | 656420
2016-08-03 19:00 | 0.66007 | 0.38959 | 671477
2016-08-03 20:00 | 0.63215 | 0.41221 | 681036
2016-08-03 21:00 | 0.5959 | 0.43746 | 683380
2016-08-03 22:00 | 0.54986 | 0.46561 | 677806
2016-08-03 23:00 | 0.46279 | 0.49659 | 663640
2016-08-04 | 0.33248 | 0.5591 | 647265
2016-08-04 01:00 | 0.1552 | 0.70639 | 629193
2016-08-04 02:00 | 0.0075409 | 0.76329 | 597187
2016-08-04 03:00 | 0 | 0.74326 | 558357
2016-08-04 04:00 | 0 | 0.70294 | 521327
2016-08-04 05:00 | 0 | 0.66733 | 490549
2016-08-04 06:00 | 0 | 0.64215 | 462055
2016-08-04 07:00 | 0 | 0.61386 | 443032
2016-08-04 08:00 | 0 | 0.58574 | 433845
2016-08-04 09:00 | 0 | 0.55141 | 436996
2016-08-04 10:00 | 0 | 0.52779 | 452952
2016-08-04 11:00 | 0 | 0.49543 | 471032
2016-08-04 12:00 | 0.0423 | 0.38467 | 492757
2016-08-04 13:00 | 0.2758 | 0.40985 | 520777
2016-08-04 14:00 | 0.49975 | 0.46025 | 554967
2016-08-04 15:00 | 0.63117 | 0.44021 | 588187
2016-08-04 16:00 | 0.69771 | 0.41033 | 616495
2016-08-04 17:00 | 0.71181 | 0.392 | 640288
2016-08-04 18:00 | 0.69942 | 0.38077 | 658458
2016-08-04 19:00 | 0.6772 | 0.37279 | 670155
2016-08-04 20:00 | 0.65478 | 0.36342 | 676999
2016-08-04 21:00 | 0.62096 | 0.35518 | 678514
2016-08-04 22:00 | 0.56864 | 0.34563 | 672659
2016-08-04 23:00 | 0.47462 | 0.33134 | 657579
2016-08-05 | 0.3326 | 0.33217 | 641092
2016-08-05 01:00 | 0.14075 | 0.43159 | 623479
2016-08-05 02:00 | 0.0068187 | 0.49068 | 592327
2016-08-05 03:00 | 0 | 0.49867 | 554932
2016-08-05 04:00 | 0 | 0.481 | 518997
2016-08-05 05:00 | 0 | 0.44732 | 487155
2016-08-05 06:00 | 0 | 0.41098 | 461710
2016-08-05 07:00 | 0 | 0.37683 | 444178
2016-08-05 08:00 | 0 | 0.35179 | 434777
2016-08-05 09:00 | 0 | 0.30421 | 437450
2016-08-05 10:00 | 0 | 0.2569 | 450978
2016-08-05 11:00 | 0 | 0.21462 | 467665
2016-08-05 12:00 | 0.044431 | 0.1345 | 489571
2016-08-05 13:00 | 0.28068 | 0.11576 | 517694
2016-08-05 14:00 | 0.52047 | 0.12329 | 548878
2016-08-05 15:00 | 0.6472 | 0.11236 | 579384
2016-08-05 16:00 | 0.69914 | 0.1063 | 605984
2016-08-05 17:00 | 0.70562 | 0.1077 | 629230
2016-08-05 18:00 | 0.68986 | 0.11288 | 646679
2016-08-05 19:00 | 0.66901 | 0.12052 | 657913
2016-08-05 20:00 | 0.64707 | 0.12799 | 662883
2016-08-05 21:00 | 0.61259 | 0.13602 | 661113
2016-08-05 22:00 | 0.56212 | 0.14452 | 651147
2016-08-05 23:00 | 0.47918 | 0.15636 | 634076
2016-08-06 | 0.34817 | 0.19541 | 616767
2016-08-06 01:00 | 0.15655 | 0.31952 | 600353
2016-08-06 02:00 | 0.0057006 | 0.41072 | 573118
2016-08-06 03:00 | 0 | 0.41525 | 539577
2016-08-06 04:00 | 0 | 0.40147 | 506865
2016-08-06 05:00 | 0 | 0.38139 | 477499
2016-08-06 06:00 | 0 | 0.36412 | 453173
2016-08-06 07:00 | 0 | 0.34578 | 435218
2016-08-06 08:00 | 0 | 0.33087 | 423260
2016-08-06 09:00 | 0 | 0.30011 | 418988
2016-08-06 10:00 | 0 | 0.26909 | 419093
2016-08-06 11:00 | 0 | 0.23907 | 424830
2016-08-06 12:00 | 0.030881 | 0.14229 | 443533
2016-08-06 13:00 | 0.30731 | 0.11999 | 472726
2016-08-06 14:00 | 0.55915 | 0.13927 | 507408
2016-08-06 15:00 | 0.67469 | 0.13312 | 541235
2016-08-06 16:00 | 0.72234 | 0.12522 | 569814
2016-08-06 17:00 | 0.72882 | 0.12089 | 592151
2016-08-06 18:00 | 0.71374 | 0.12128 | 608053
2016-08-06 19:00 | 0.69193 | 0.12594 | 619282
2016-08-06 20:00 | 0.6761 | 0.13426 | 626743
2016-08-06 21:00 | 0.65035 | 0.14706 | 629027
2016-08-06 22:00 | 0.61185 | 0.16425 | 623131
2016-08-06 23:00 | 0.53569 | 0.19197 | 609762
2016-08-07 | 0.39696 | 0.25262 | 594637
2016-08-07 01:00 | 0.18537 | 0.38624 | 579373
2016-08-07 02:00 | 0.0048807 | 0.46359 | 551628
2016-08-07 03:00 | 0 | 0.46296 | 518395
2016-08-07 04:00 | 0 | 0.43908 | 487018
2016-08-07 05:00 | 0 | 0.41453 | 460336
2016-08-07 06:00 | 0 | 0.38955 | 436438
2016-08-07 07:00 | 0 | 0.36697 | 418176
2016-08-07 08:00 | 0 | 0.34972 | 405109
2016-08-07 09:00 | 0 | 0.31171 | 398654
2016-08-07 10:00 | 0 | 0.27456 | 396437
2016-08-07 11:00 | 0 | 0.24518 | 400201
2016-08-07 12:00 | 0.026118 | 0.14606 | 417446
2016-08-07 13:00 | 0.33043 | 0.11469 | 445771
2016-08-07 14:00 | 0.61631 | 0.13864 | 476693
2016-08-07 15:00 | 0.72553 | 0.13048 | 508737
2016-08-07 16:00 | 0.77595 | 0.12278 | 537718
2016-08-07 17:00 | 0.77911 | 0.11556 | 561896
2016-08-07 18:00 | 0.7617 | 0.10723 | 580214
2016-08-07 19:00 | 0.74132 | 0.10183 | 594523
2016-08-07 20:00 | 0.72317 | 0.10213 | 604471
2016-08-07 21:00 | 0.70085 | 0.1124 | 610725
2016-08-07 22:00 | 0.66368 | 0.13395 | 609226
2016-08-07 23:00 | 0.57784 | 0.17137 | 598850
2016-08-08 | 0.42484 | 0.24702 | 586835
2016-08-08 01:00 | 0.19436 | 0.40451 | 573941
2016-08-08 02:00 | 0.0054181 | 0.48618 | 547508
2016-08-08 03:00 | 0 | 0.487 | 514602
2016-08-08 04:00 | 0 | 0.46723 | 484360
2016-08-08 05:00 | 0 | 0.44199 | 456614
2016-08-08 06:00 | 0 | 0.40577 | 434810
2016-08-08 07:00 | 0 | 0.37384 | 420049
2016-08-08 08:00 | 0 | 0.35001 | 413608
2016-08-08 09:00 | 0 | 0.3227 | 418611
2016-08-08 10:00 | 0 | 0.3085 | 433554
2016-08-08 11:00 | 0 | 0.30067 | 451396
2016-08-08 12:00 | 0.021898 | 0.2089 | 472744
2016-08-08 13:00 | 0.32077 | 0.20613 | 500555
2016-08-08 14:00 | 0.60304 | 0.28307 | 530957
2016-08-08 15:00 | 0.72266 | 0.2796 | 562651
2016-08-08 16:00 | 0.77921 | 0.26186 | 588832
2016-08-08 17:00 | 0.78282 | 0.24968 | 610947
2016-08-08 18:00 | 0.77012 | 0.24361 | 628214
2016-08-08 19:00 | 0.75604 | 0.24013 | 640296
2016-08-08 20:00 | 0.75031 | 0.23666 | 648566
2016-08-08 21:00 | 0.73576 | 0.23302 | 651755
2016-08-08 22:00 | 0.70293 | 0.23056 | 647720
2016-08-08 23:00 | 0.62164 | 0.23312 | 635421
2016-08-09 | 0.46999 | 0.27498 | 621949
2016-08-09 01:00 | 0.20156 | 0.43935 | 604820
2016-08-09 02:00 | 0.0042747 | 0.5178 | 573048
2016-08-09 03:00 | 0 | 0.49956 | 534744
2016-08-09 04:00 | 0 | 0.46207 | 500652
2016-08-09 05:00 | 0 | 0.43329 | 471436
2016-08-09 06:00 | 0 | 0.40736 | 448168
2016-08-09 07:00 | 0 | 0.38365 | 431015
2016-08-09 08:00 | 0 | 0.36285 | 423605
2016-08-09 09:00 | 0 | 0.33878 | 428396
2016-08-09 10:00 | 0 | 0.30776 | 445945
2016-08-09 11:00 | 0 | 0.27217 | 464137
2016-08-09 12:00 | 0.022785 | 0.15898 | 484561
2016-08-09 13:00 | 0.29108 | 0.10924 | 510825
2016-08-09 14:00 | 0.56184 | 0.10857 | 544130
2016-08-09 15:00 | 0.6824 | 0.10797 | 576327
2016-08-09 16:00 | 0.72681 | 0.10654 | 604939
2016-08-09 17:00 | 0.74396 | 0.11496 | 630306
2016-08-09 18:00 | 0.74255 | 0.13034 | 650268
2016-08-09 19:00 | 0.73141 | 0.15151 | 662438
2016-08-09 20:00 | 0.71932 | 0.17909 | 669236
2016-08-09 21:00 | 0.6956 | 0.21292 | 670932
2016-08-09 22:00 | 0.65384 | 0.257 | 664467
2016-08-09 23:00 | 0.55897 | 0.32428 | 651555
2016-08-10 | 0.41495 | 0.41082 | 638816
2016-08-10 01:00 | 0.19205 | 0.55031 | 622333
2016-08-10 02:00 | 0.0040341 | 0.60296 | 593236
2016-08-10 03:00 | 0 | 0.59299 | 555718
2016-08-10 04:00 | 0 | 0.57594 | 522030
2016-08-10 05:00 | 0 | 0.56092 | 491580
2016-08-10 06:00 | 0 | 0.53996 | 466906
2016-08-10 07:00 | 0 | 0.51022 | 449880
2016-08-10 08:00 | 0 | 0.47646 | 442094
2016-08-10 09:00 | 0 | 0.43962 | 446610
2016-08-10 10:00 | 0 | 0.4016 | 463323
2016-08-10 11:00 | 0 | 0.3741 | 482624
2016-08-10 12:00 | 0.024794 | 0.26147 | 504305
2016-08-10 13:00 | 0.27918 | 0.22074 | 532360
2016-08-10 14:00 | 0.55163 | 0.26815 | 566502
2016-08-10 15:00 | 0.688 | 0.28093 | 600882
2016-08-10 16:00 | 0.75309 | 0.28994 | 630175
2016-08-10 17:00 | 0.75894 | 0.31524 | 654319
2016-08-10 18:00 | 0.73997 | 0.34434 | 672363
2016-08-10 19:00 | 0.71283 | 0.3725 | 683463
2016-08-10 20:00 | 0.68428 | 0.39714 | 692115
2016-08-10 21:00 | 0.64705 | 0.41517 | 694043
2016-08-10 22:00 | 0.59519 | 0.42851 | 689634
2016-08-10 23:00 | 0.5041 | 0.44347 | 676888
2016-08-11 | 0.37368 | 0.50485 | 663518
2016-08-11 01:00 | 0.18008 | 0.61283 | 645779
2016-08-11 02:00 | 0.0058516 | 0.62546 | 613591
2016-08-11 03:00 | 0 | 0.58083 | 574880
2016-08-11 04:00 | 0 | 0.5373 | 539161
2016-08-11 05:00 | 0 | 0.49951 | 506885
2016-08-11 06:00 | 0 | 0.45356 | 480926
2016-08-11 07:00 | 0 | 0.4155 | 463267
2016-08-11 08:00 | 0 | 0.39012 | 454853
2016-08-11 09:00 | 0 | 0.36365 | 459811
2016-08-11 10:00 | 0 | 0.34228 | 477411
2016-08-11 11:00 | 0 | 0.33229 | 496658
2016-08-11 12:00 | 0.02335 | 0.24601 | 520056
2016-08-11 13:00 | 0.28151 | 0.23649 | 548905
2016-08-11 14:00 | 0.52539 | 0.31122 | 584554
2016-08-11 15:00 | 0.6612 | 0.31284 | 620926
2016-08-11 16:00 | 0.72903 | 0.28386 | 650476
2016-08-11 17:00 | 0.74392 | 0.26102 | 672839
2016-08-11 18:00 | 0.73958 | 0.24661 | 691270
2016-08-11 19:00 | 0.73014 | 0.23539 | 704348
2016-08-11 20:00 | 0.72422 | 0.22344 | 711228
2016-08-11 21:00 | 0.71145 | 0.21317 | 712067
2016-08-11 22:00 | 0.67675 | 0.20183 | 705532
2016-08-11 23:00 | 0.58503 | 0.1956 | 693311
2016-08-12 | 0.44402 | 0.23111 | 679786
2016-08-12 01:00 | 0.20224 | 0.32528 | 661145
2016-08-12 02:00 | 0.0027509 | 0.36693 | 627372
2016-08-12 03:00 | 0 | 0.35162 | 587829
2016-08-12 04:00 | 0 | 0.31811 | 552138
2016-08-12 05:00 | 0 | 0.29515 | 518806
2016-08-12 06:00 | 0 | 0.27977 | 491927
2016-08-12 07:00 | 0 | 0.27714 | 472808
2016-08-12 08:00 | 0 | 0.2828 | 463193
2016-08-12 09:00 | 0 | 0.28469 | 466210
2016-08-12 10:00 | 0 | 0.29585 | 482275
2016-08-12 11:00 | 0 | 0.30371 | 501898
2016-08-12 12:00 | 0.028933 | 0.22353 | 523776
2016-08-12 13:00 | 0.37921 | 0.19962 | 552524
2016-08-12 14:00 | 0.59224 | 0.25395 | 585241
2016-08-12 15:00 | 0.73469 | 0.27089 | 618102
2016-08-12 16:00 | 0.7923 | 0.2606 | 645060
2016-08-12 17:00 | 0.80032 | 0.2492 | 667185
2016-08-12 18:00 | 0.79017 | 0.24042 | 683130
2016-08-12 19:00 | 0.77736 | 0.23261 | 691605
2016-08-12 20:00 | 0.76952 | 0.2257 | 693676
2016-08-12 21:00 | 0.75359 | 0.21638 | 691677
2016-08-12 22:00 | 0.71723 | 0.20809 | 681134
2016-08-12 23:00 | 0.61886 | 0.19706 | 662811
2016-08-13 | 0.46548 | 0.20049 | 647312
2016-08-13 01:00 | 0.17651 | 0.27263 | 628394
2016-08-13 02:00 | 0.002373 | 0.2989 | 598858
2016-08-13 03:00 | 0 | 0.30331 | 564410
2016-08-13 04:00 | 0 | 0.30004 | 530967
2016-08-13 05:00 | 0 | 0.29046 | 500597
2016-08-13 06:00 | 0 | 0.28152 | 474944
2016-08-13 07:00 | 0 | 0.27698 | 456605
2016-08-13 08:00 | 0 | 0.28205 | 444618
2016-08-13 09:00 | 0 | 0.28896 | 439691
2016-08-13 10:00 | 0 | 0.30272 | 440900
2016-08-13 11:00 | 0 | 0.31125 | 448811
2016-08-13 12:00 | 0.022261 | 0.18212 | 469762
2016-08-13 13:00 | 0.30415 | 0.1216 | 498958
2016-08-13 14:00 | 0.55874 | 0.18752 | 531719
2016-08-13 15:00 | 0.68077 | 0.2099 | 563517
2016-08-13 16:00 | 0.74825 | 0.21066 | 590577
2016-08-13 17:00 | 0.75538 | 0.20785 | 610030
2016-08-13 18:00 | 0.74625 | 0.20711 | 625920
2016-08-13 19:00 | 0.73706 | 0.20459 | 637776
2016-08-13 20:00 | 0.73421 | 0.20122 | 645466
2016-08-13 21:00 | 0.72411 | 0.20259 | 647940
2016-08-13 22:00 | 0.69047 | 0.20325 | 643110
2016-08-13 23:00 | 0.60151 | 0.20121 | 628592
2016-08-14 | 0.45096 | 0.22888 | 615613
2016-08-14 01:00 | 0.17477 | 0.32009 | 598889
2016-08-14 02:00 | 0.0019266 | 0.34414 | 570370
2016-08-14 03:00 | 0 | 0.33093 | 539040
2016-08-14 04:00 | 0 | 0.30257 | 506573
2016-08-14 05:00 | 0 | 0.2715 | 479368
2016-08-14 06:00 | 0 | 0.2522 | 454836
2016-08-14 07:00 | 0 | 0.2461 | 436168
2016-08-14 08:00 | 0 | 0.25239 | 423088
2016-08-14 09:00 | 0 | 0.25556 | 416755
2016-08-14 10:00 | 0 | 0.25926 | 413239
2016-08-14 11:00 | 0 | 0.26696 | 417707
2016-08-14 12:00 | 0.013324 | 0.18342 | 437681
2016-08-14 13:00 | 0.28149 | 0.081057 | 467631
2016-08-14 14:00 | 0.55697 | 0.10216 | 499596
2016-08-14 15:00 | 0.71097 | 0.12194 | 530843
2016-08-14 16:00 | 0.7797 | 0.12414 | 558890
2016-08-14 17:00 | 0.78958 | 0.12283 | 580961
2016-08-14 18:00 | 0.78177 | 0.12021 | 597919
2016-08-14 19:00 | 0.77136 | 0.11683 | 610934
2016-08-14 20:00 | 0.76805 | 0.11476 | 620918
2016-08-14 21:00 | 0.75908 | 0.11951 | 627236
2016-08-14 22:00 | 0.73106 | 0.13593 | 625583
2016-08-14 23:00 | 0.63973 | 0.17503 | 616316
2016-08-15 | 0.49244 | 0.26448 | 607623
2016-08-15 01:00 | 0.16875 | 0.41268 | 594043
2016-08-15 02:00 | 0.001872 | 0.4791 | 565864
2016-08-15 03:00 | 0 | 0.48517 | 531803
2016-08-15 04:00 | 0 | 0.45914 | 498640
2016-08-15 05:00 | 0 | 0.41846 | 471763
2016-08-15 06:00 | 0 | 0.36793 | 448691
2016-08-15 07:00 | 0 | 0.32262 | 433241
2016-08-15 08:00 | 0 | 0.29669 | 426487
2016-08-15 09:00 | 0 | 0.27569 | 430827
2016-08-15 10:00 | 0 | 0.25622 | 448712
2016-08-15 11:00 | 0 | 0.24651 | 470395
2016-08-15 12:00 | 0.012353 | 0.16435 | 491924
2016-08-15 13:00 | 0.30937 | 0.069014 | 518273
2016-08-15 14:00 | 0.59267 | 0.088494 | 549237
2016-08-15 15:00 | 0.72274 | 0.10299 | 578771
2016-08-15 16:00 | 0.79137 | 0.099849 | 603983
2016-08-15 17:00 | 0.79541 | 0.096078 | 625189
2016-08-15 18:00 | 0.78899 | 0.094523 | 639774
2016-08-15 19:00 | 0.78027 | 0.090157 | 650054
2016-08-15 20:00 | 0.77944 | 0.085994 | 657927
2016-08-15 21:00 | 0.77271 | 0.083351 | 659978
2016-08-15 22:00 | 0.73597 | 0.08577 | 653805
2016-08-15 23:00 | 0.65013 | 0.10347 | 641039
2016-08-16 | 0.44945 | 0.18408 | 631686
2016-08-16 01:00 | 0.14935 | 0.37549 | 615028
2016-08-16 02:00 | 0.0013284 | 0.45391 | 582698
2016-08-16 03:00 | 0 | 0.44857 | 545197
2016-08-16 04:00 | 0 | 0.41433 | 509549
2016-08-16 05:00 | 0 | 0.37218 | 478492
2016-08-16 06:00 | 0 | 0.33314 | 454127
2016-08-16 07:00 | 0 | 0.30325 | 437248
2016-08-16 08:00 | 0 | 0.28845 | 429944
2016-08-16 09:00 | 0 | 0.26867 | 434927
2016-08-16 10:00 | 0 | 0.24874 | 453229
2016-08-16 11:00 | 0 | 0.22963 | 473966
2016-08-16 12:00 | 0.0092355 | 0.14056 | 495516
2016-08-16 13:00 | 0.28331 | 0.051648 | 521078
2016-08-16 14:00 | 0.57119 | 0.056231 | 551975
2016-08-16 15:00 | 0.70787 | 0.060625 | 581844
2016-08-16 16:00 | 0.78072 | 0.053736 | 607904
2016-08-16 17:00 | 0.78906 | 0.053604 | 629406
2016-08-16 18:00 | 0.78463 | 0.05687 | 645681
2016-08-16 19:00 | 0.77302 | 0.062372 | 655792
2016-08-16 20:00 | 0.76603 | 0.066764 | 662781
2016-08-16 21:00 | 0.74996 | 0.069338 | 666103
2016-08-16 22:00 | 0.71012 | 0.072832 | 660448
2016-08-16 23:00 | 0.60708 | 0.084518 | 649221
2016-08-17 | 0.44795 | 0.15009 | 639748
2016-08-17 01:00 | 0.15171 | 0.32549 | 622478
2016-08-17 02:00 | 0.0010527 | 0.45808 | 589902
2016-08-17 03:00 | 0 | 0.50813 | 551696
2016-08-17 04:00 | 0 | 0.5059 | 516398
2016-08-17 05:00 | 0 | 0.48228 | 486058
2016-08-17 06:00 | 0 | 0.44557 | 460748
2016-08-17 07:00 | 0 | 0.40621 | 442708
2016-08-17 08:00 | 0 | 0.37314 | 435260
2016-08-17 09:00 | 0 | 0.34232 | 439205
2016-08-17 10:00 | 0 | 0.31243 | 458406
2016-08-17 11:00 | 0 | 0.28656 | 480095
2016-08-17 12:00 | 0.012567 | 0.19383 | 498402
2016-08-17 13:00 | 0.26067 | 0.073587 | 521282
2016-08-17 14:00 | 0.55729 | 0.071133 | 549024
2016-08-17 15:00 | 0.68897 | 0.09353 | 576883
2016-08-17 16:00 | 0.7567 | 0.087068 | 602481
2016-08-17 17:00 | 0.76117 | 0.081991 | 624699
2016-08-17 18:00 | 0.74929 | 0.082665 | 642586
2016-08-17 19:00 | 0.73194 | 0.087826 | 655492
2016-08-17 20:00 | 0.71499 | 0.095316 | 665307
2016-08-17 21:00 | 0.6887 | 0.10494 | 668430
2016-08-17 22:00 | 0.64275 | 0.12331 | 661194
2016-08-17 23:00 | 0.55131 | 0.16434 | 646276
2016-08-18 | 0.39303 | 0.28131 | 634017
2016-08-18 01:00 | 0.13733 | 0.49705 | 614945
2016-08-18 02:00 | 0.00087392 | 0.59306 | 582294
2016-08-18 03:00 | 0 | 0.59951 | 543538
2016-08-18 04:00 | 0 | 0.5683 | 507707
2016-08-18 05:00 | 0 | 0.52202 | 476687
2016-08-18 06:00 | 0 | 0.47123 | 452939
2016-08-18 07:00 | 0 | 0.42708 | 435719
2016-08-18 08:00 | 0 | 0.39466 | 427768
2016-08-18 09:00 | 0 | 0.36329 | 433040
2016-08-18 10:00 | 0 | 0.33661 | 452116
2016-08-18 11:00 | 0 | 0.31639 | 472052
2016-08-18 12:00 | 0.011263 | 0.21381 | 491223
2016-08-18 13:00 | 0.21073 | 0.12739 | 514763
2016-08-18 14:00 | 0.5107 | 0.14382 | 543408
2016-08-18 15:00 | 0.6546 | 0.19398 | 573296
2016-08-18 16:00 | 0.71729 | 0.21998 | 600194
2016-08-18 17:00 | 0.7186 | 0.2405 | 623965
2016-08-18 18:00 | 0.705 | 0.25574 | 642152
2016-08-18 19:00 | 0.68509 | 0.26202 | 654155
2016-08-18 20:00 | 0.66528 | 0.26493 | 661159
2016-08-18 21:00 | 0.63851 | 0.2712 | 661487
2016-08-18 22:00 | 0.59625 | 0.28502 | 652540
2016-08-18 23:00 | 0.51321 | 0.31179 | 637120
2016-08-19 | 0.36767 | 0.37656 | 625313
2016-08-19 01:00 | 0.1255 | 0.48303 | 608471
2016-08-19 02:00 | 0.0008235 | 0.48442 | 577238
2016-08-19 03:00 | 0 | 0.45453 | 539195
2016-08-19 04:00 | 0 | 0.42122 | 504080
2016-08-19 05:00 | 0 | 0.384 | 473150
2016-08-19 06:00 | 0 | 0.34943 | 449103
2016-08-19 07:00 | 0 | 0.3191 | 431993
2016-08-19 08:00 | 0 | 0.2974 | 424279
2016-08-19 09:00 | 0 | 0.26884 | 428643
2016-08-19 10:00 | 0 | 0.25134 | 445811
2016-08-19 11:00 | 0 | 0.23997 | 465515
2016-08-19 12:00 | 0.005565 | 0.17183 | 485714
2016-08-19 13:00 | 0.21476 | 0.14747 | 509916
2016-08-19 14:00 | 0.51358 | 0.17063 | 539855
2016-08-19 15:00 | 0.6533 | 0.17149 | 568155
2016-08-19 16:00 | 0.71484 | 0.1638 | 593314
2016-08-19 17:00 | 0.72651 | 0.16043 | 615385
2016-08-19 18:00 | 0.71734 | 0.16482 | 632255
2016-08-19 19:00 | 0.69989 | 0.17465 | 642342
2016-08-19 20:00 | 0.68646 | 0.1921 | 647445
2016-08-19 21:00 | 0.65971 | 0.2164 | 645344
2016-08-19 22:00 | 0.61422 | 0.24302 | 633038
2016-08-19 23:00 | 0.52645 | 0.27205 | 613220
2016-08-20 | 0.38007 | 0.31468 | 598060
2016-08-20 01:00 | 0.12132 | 0.37498 | 580612
2016-08-20 02:00 | 0.00057373 | 0.39779 | 551582
2016-08-20 03:00 | 0 | 0.38812 | 517337
2016-08-20 04:00 | 0 | 0.37029 | 484281
2016-08-20 05:00 | 0 | 0.36571 | 457219
2016-08-20 06:00 | 0 | 0.37016 | 434967
2016-08-20 07:00 | 0 | 0.38258 | 418235
2016-08-20 08:00 | 0 | 0.40526 | 407918
2016-08-20 09:00 | 0 | 0.4167 | 404022
2016-08-20 10:00 | 0 | 0.42236 | 406349
2016-08-20 11:00 | 0 | 0.41697 | 414084
2016-08-20 12:00 | 0.0048235 | 0.36811 | 434124
2016-08-20 13:00 | 0.22043 | 0.37851 | 461548
2016-08-20 14:00 | 0.51253 | 0.40751 | 491914
2016-08-20 15:00 | 0.68287 | 0.38884 | 520936
2016-08-20 16:00 | 0.74524 | 0.34559 | 543602
2016-08-20 17:00 | 0.75301 | 0.30832 | 560233
2016-08-20 18:00 | 0.74165 | 0.28288 | 572044
2016-08-20 19:00 | 0.72399 | 0.26816 | 580000
2016-08-20 20:00 | 0.71042 | 0.25939 | 587024
2016-08-20 21:00 | 0.68525 | 0.25146 | 589548
2016-08-20 22:00 | 0.64615 | 0.23869 | 583463
2016-08-20 23:00 | 0.55224 | 0.2153 | 570525
2016-08-21 | 0.39487 | 0.21739 | 560708
2016-08-21 01:00 | 0.12058 | 0.28206 | 546320
2016-08-21 02:00 | 0.00045065 | 0.28246 | 522016
2016-08-21 03:00 | 0 | 0.27102 | 492804
2016-08-21 04:00 | 0 | 0.26523 | 463664
2016-08-21 05:00 | 0 | 0.27143 | 439723
2016-08-21 06:00 | 0 | 0.29207 | 419299
2016-08-21 07:00 | 0 | 0.32059 | 403933
2016-08-21 08:00 | 0 | 0.35417 | 393719
2016-08-21 09:00 | 0 | 0.35968 | 388523
2016-08-21 10:00 | 0 | 0.36264 | 389420
2016-08-21 11:00 | 0 | 0.37141 | 393384
2016-08-21 12:00 | 0.0057517 | 0.29295 | 409119
2016-08-21 13:00 | 0.21642 | 0.11582 | 434233
2016-08-21 14:00 | 0.50111 | 0.10087 | 460036
2016-08-21 15:00 | 0.65985 | 0.12374 | 486552
2016-08-21 16:00 | 0.7245 | 0.13003 | 510928
2016-08-21 17:00 | 0.73089 | 0.13142 | 530086
2016-08-21 18:00 | 0.71727 | 0.13587 | 544479
2016-08-21 19:00 | 0.69366 | 0.1385 | 554802
2016-08-21 20:00 | 0.67056 | 0.13882 | 562710
2016-08-21 21:00 | 0.63575 | 0.14005 | 569215
2016-08-21 22:00 | 0.58863 | 0.14589 | 568881
2016-08-21 23:00 | 0.4868 | 0.16635 | 561221
2016-08-22 | 0.3314 | 0.28692 | 553368
2016-08-22 01:00 | 0.10468 | 0.50836 | 540660
2016-08-22 02:00 | 0.00030083 | 0.60944 | 513972
2016-08-22 03:00 | 0 | 0.66037 | 480482
2016-08-22 04:00 | 0 | 0.67995 | 450332
2016-08-22 05:00 | 0 | 0.68185 | 424764
2016-08-22 06:00 | 0 | 0.66956 | 405107
2016-08-22 07:00 | 0 | 0.65537 | 391802
2016-08-22 08:00 | 0 | 0.63987 | 386560
2016-08-22 09:00 | 0 | 0.60992 | 392538
2016-08-22 10:00 | 0 | 0.5833 | 411037
2016-08-22 11:00 | 0 | 0.56115 | 432991
2016-08-22 12:00 | 0.0041716 | 0.42068 | 452576
2016-08-22 13:00 | 0.18375 | 0.30854 | 476225
2016-08-22 14:00 | 0.42998 | 0.36692 | 502924
2016-08-22 15:00 | 0.56726 | 0.4156 | 527223
2016-08-22 16:00 | 0.63076 | 0.44653 | 548113
2016-08-22 17:00 | 0.64144 | 0.47295 | 567815
2016-08-22 18:00 | 0.63187 | 0.49328 | 584628
2016-08-22 19:00 | 0.61481 | 0.51186 | 597886
2016-08-22 20:00 | 0.59968 | 0.53016 | 606740
2016-08-22 21:00 | 0.57146 | 0.54744 | 610780
2016-08-22 22:00 | 0.52362 | 0.56393 | 605164
2016-08-22 23:00 | 0.43472 | 0.58351 | 590472
2016-08-23 | 0.29031 | 0.66768 | 578424
2016-08-23 01:00 | 0.078792 | 0.77064 | 561596
2016-08-23 02:00 | 0.00027031 | 0.79172 | 528809
2016-08-23 03:00 | 0 | 0.78834 | 492151
2016-08-23 04:00 | 0 | 0.77278 | 459051
2016-08-23 05:00 | 0 | 0.74906 | 431811
2016-08-23 06:00 | 0 | 0.72738 | 410817
2016-08-23 07:00 | 0 | 0.7164 | 396993
2016-08-23 08:00 | 0 | 0.71213 | 390746
2016-08-23 09:00 | 0 | 0.70078 | 397163
2016-08-23 10:00 | 0 | 0.68274 | 416794
2016-08-23 11:00 | 0 | 0.66108 | 437417
2016-08-23 12:00 | 0.0058434 | 0.57613 | 454648
2016-08-23 13:00 | 0.19091 | 0.48957 | 477293
2016-08-23 14:00 | 0.46838 | 0.65188 | 505355
2016-08-23 15:00 | 0.62111 | 0.70389 | 533055
2016-08-23 16:00 | 0.69978 | 0.71381 | 557774
2016-08-23 17:00 | 0.70799 | 0.72873 | 579989
2016-08-23 18:00 | 0.69882 | 0.7395 | 599625
2016-08-23 19:00 | 0.67758 | 0.74171 | 613462
2016-08-23 20:00 | 0.65422 | 0.73541 | 623291
2016-08-23 21:00 | 0.62124 | 0.71634 | 628108
2016-08-23 22:00 | 0.57461 | 0.68637 | 622384
2016-08-23 23:00 | 0.49133 | 0.67594 | 608385
2016-08-24 | 0.35592 | 0.70401 | 598766
2016-08-24 01:00 | 0.12161 | 0.78605 | 581939
2016-08-24 02:00 | 0.00018064 | 0.79012 | 548730
2016-08-24 03:00 | 0 | 0.76602 | 510750
2016-08-24 04:00 | 0 | 0.72337 | 477056
2016-08-24 05:00 | 0 | 0.68322 | 447879
2016-08-24 06:00 | 0 | 0.64663 | 425903
2016-08-24 07:00 | 0 | 0.62037 | 410647
2016-08-24 08:00 | 0 | 0.59591 | 403762
2016-08-24 09:00 | 0 | 0.56374 | 409712
2016-08-24 10:00 | 0 | 0.54099 | 428782
2016-08-24 11:00 | 0 | 0.51445 | 447986
2016-08-24 12:00 | 0.002651 | 0.40182 | 465480
2016-08-24 13:00 | 0.17495 | 0.3445 | 488202
2016-08-24 14:00 | 0.49969 | 0.41249 | 516237
2016-08-24 15:00 | 0.64902 | 0.43558 | 544552
2016-08-24 16:00 | 0.73625 | 0.43189 | 569357
2016-08-24 17:00 | 0.7462 | 0.42352 | 593181
2016-08-24 18:00 | 0.73551 | 0.41766 | 614042
2016-08-24 19:00 | 0.71702 | 0.40948 | 628911
2016-08-24 20:00 | 0.70307 | 0.39649 | 639660
2016-08-24 21:00 | 0.67625 | 0.37921 | 644653
2016-08-24 22:00 | 0.63399 | 0.36024 | 639097
2016-08-24 23:00 | 0.54331 | 0.34854 | 626278
2016-08-25 | 0.38736 | 0.38215 | 615389
2016-08-25 01:00 | 0.11753 | 0.44931 | 596882
2016-08-25 02:00 | 0.00014435 | 0.44392 | 563679
2016-08-25 03:00 | 0 | 0.42542 | 524938
2016-08-25 04:00 | 0 | 0.40783 | 489614
2016-08-25 05:00 | 0 | 0.38474 | 461217
2016-08-25 06:00 | 0 | 0.36616 | 437953
2016-08-25 07:00 | 0 | 0.35456 | 421820
2016-08-25 08:00 | 0 | 0.35169 | 415450
2016-08-25 09:00 | 0 | 0.33664 | 420070
2016-08-25 10:00 | 0 | 0.32175 | 439258
2016-08-25 11:00 | 0 | 0.30558 | 460850
2016-08-25 12:00 | 0.0014828 | 0.22825 | 479942
2016-08-25 13:00 | 0.19025 | 0.21003 | 504835
2016-08-25 14:00 | 0.50505 | 0.2257 | 535488
2016-08-25 15:00 | 0.66323 | 0.20138 | 565825
2016-08-25 16:00 | 0.73232 | 0.16639 | 594468
2016-08-25 17:00 | 0.73188 | 0.14131 | 620489
2016-08-25 18:00 | 0.72238 | 0.1255 | 639768
2016-08-25 19:00 | 0.70157 | 0.11461 | 652454
2016-08-25 20:00 | 0.67938 | 0.10615 | 659693
2016-08-25 21:00 | 0.64155 | 0.098582 | 660450
2016-08-25 22:00 | 0.58744 | 0.092967 | 651636
2016-08-25 23:00 | 0.48602 | 0.094251 | 636994
2016-08-26 | 0.33693 | 0.13664 | 625254
2016-08-26 01:00 | 0.11164 | 0.20275 | 606013
2016-08-26 02:00 | 0.00012143 | 0.23386 | 572344
2016-08-26 03:00 | 0 | 0.24303 | 533346
2016-08-26 04:00 | 0 | 0.24733 | 497549
2016-08-26 05:00 | 0 | 0.25384 | 467937
2016-08-26 06:00 | 0 | 0.26083 | 444734
2016-08-26 07:00 | 0 | 0.26509 | 428458
2016-08-26 08:00 | 0 | 0.26099 | 420866
2016-08-26 09:00 | 0 | 0.24152 | 425519
2016-08-26 10:00 | 0 | 0.22178 | 444728
2016-08-26 11:00 | 0 | 0.20676 | 466043
2016-08-26 12:00 | 0.00091518 | 0.13815 | 487524
2016-08-26 13:00 | 0.15143 | 0.054934 | 514353
2016-08-26 14:00 | 0.45747 | 0.063852 | 545261
2016-08-26 15:00 | 0.6085 | 0.079083 | 576723
2016-08-26 16:00 | 0.68776 | 0.081088 | 603840
2016-08-26 17:00 | 0.69877 | 0.079802 | 625441
2016-08-26 18:00 | 0.69527 | 0.080306 | 641847
2016-08-26 19:00 | 0.68315 | 0.083409 | 651451
2016-08-26 20:00 | 0.67757 | 0.088855 | 655480
2016-08-26 21:00 | 0.65818 | 0.091578 | 653550
2016-08-26 22:00 | 0.62565 | 0.092799 | 639815
2016-08-26 23:00 | 0.53257 | 0.10342 | 617267
2016-08-27 | 0.36912 | 0.16296 | 600923
2016-08-27 01:00 | 0.10772 | 0.29295 | 580016
2016-08-27 02:00 | 8.82e-05 | 0.34269 | 549444
2016-08-27 03:00 | 0 | 0.34466 | 516865
2016-08-27 04:00 | 0 | 0.32549 | 484549
2016-08-27 05:00 | 0 | 0.30134 | 455263
2016-08-27 06:00 | 0 | 0.28369 | 431590
2016-08-27 07:00 | 0 | 0.27119 | 414085
2016-08-27 08:00 | 0 | 0.2596 | 404444
2016-08-27 09:00 | 0 | 0.24432 | 400736
2016-08-27 10:00 | 0 | 0.22976 | 403135
2016-08-27 11:00 | 0 | 0.21675 | 411095
2016-08-27 12:00 | 0.0013379 | 0.17531 | 431558
2016-08-27 13:00 | 0.19779 | 0.094248 | 461423
2016-08-27 14:00 | 0.52467 | 0.080179 | 494132
2016-08-27 15:00 | 0.66568 | 0.083477 | 525588
2016-08-27 16:00 | 0.73359 | 0.082004 | 554105
2016-08-27 17:00 | 0.73622 | 0.081013 | 576251
2016-08-27 18:00 | 0.72366 | 0.084226 | 591311
2016-08-27 19:00 | 0.7078 | 0.090188 | 600803
2016-08-27 20:00 | 0.6966 | 0.094977 | 606858
2016-08-27 21:00 | 0.67443 | 0.096909 | 604271
2016-08-27 22:00 | 0.63086 | 0.10044 | 598870
2016-08-27 23:00 | 0.52953 | 0.1185 | 582528
2016-08-28 | 0.37143 | 0.21214 | 569917
2016-08-28 01:00 | 0.10772 | 0.39989 | 553360
2016-08-28 02:00 | 6.99e-05 | 0.50411 | 527742
2016-08-28 03:00 | 0 | 0.56779 | 498208
2016-08-28 04:00 | 0 | 0.5835 | 468879
2016-08-28 05:00 | 0 | 0.57876 | 442377
2016-08-28 06:00 | 0 | 0.56108 | 421597
2016-08-28 07:00 | 0 | 0.53709 | 406476
2016-08-28 08:00 | 0 | 0.50794 | 395549
2016-08-28 09:00 | 0 | 0.46967 | 390437
2016-08-28 10:00 | 0 | 0.43086 | 390275
2016-08-28 11:00 | 0 | 0.39412 | 394254
2016-08-28 12:00 | 0.001114 | 0.29666 | 413566
2016-08-28 13:00 | 0.16993 | 0.14677 | 444935
2016-08-28 14:00 | 0.51481 | 0.11337 | 478450
2016-08-28 15:00 | 0.70123 | 0.12905 | 511645
2016-08-28 16:00 | 0.74097 | 0.13346 | 544093
2016-08-28 17:00 | 0.73852 | 0.1429 | 570618
2016-08-28 18:00 | 0.7271 | 0.15782 | 591249
2016-08-28 19:00 | 0.70835 | 0.17169 | 604776
2016-08-28 20:00 | 0.69415 | 0.18176 | 615064
2016-08-28 21:00 | 0.66962 | 0.19337 | 618991
2016-08-28 22:00 | 0.63207 | 0.21031 | 613165
2016-08-28 23:00 | 0.54545 | 0.24449 | 600665
2016-08-29 | 0.39528 | 0.34037 | 591304
2016-08-29 01:00 | 0.10675 | 0.45827 | 573739
2016-08-29 02:00 | 5.59e-05 | 0.48791 | 542108
2016-08-29 03:00 | 0 | 0.46879 | 506758
2016-08-29 04:00 | 0 | 0.44464 | 473517
2016-08-29 05:00 | 0 | 0.41794 | 446810
2016-08-29 06:00 | 0 | 0.38593 | 426452
2016-08-29 07:00 | 0 | 0.34588 | 412154
2016-08-29 08:00 | 0 | 0.30888 | 407216
2016-08-29 09:00 | 0 | 0.26784 | 414170
2016-08-29 10:00 | 0 | 0.23722 | 436856
2016-08-29 11:00 | 0 | 0.21294 | 457948
2016-08-29 12:00 | 0.00035055 | 0.15933 | 478038
2016-08-29 13:00 | 0.11591 | 0.093916 | 505765
2016-08-29 14:00 | 0.4552 | 0.09843 | 537954
2016-08-29 15:00 | 0.64028 | 0.10148 | 569735
2016-08-29 16:00 | 0.68052 | 0.10179 | 599965
2016-08-29 17:00 | 0.68775 | 0.10087 | 625021
2016-08-29 18:00 | 0.68073 | 0.099487 | 643308
2016-08-29 19:00 | 0.66668 | 0.097022 | 654056
2016-08-29 20:00 | 0.65452 | 0.093777 | 659447
2016-08-29 21:00 | 0.63131 | 0.089649 | 660975
2016-08-29 22:00 | 0.5926 | 0.08957 | 653722
2016-08-29 23:00 | 0.50494 | 0.097512 | 638313
2016-08-30 | 0.34953 | 0.13695 | 627299
2016-08-30 01:00 | 0.087471 | 0.24224 | 604806
2016-08-30 02:00 | 3.78e-05 | 0.29957 | 566777
2016-08-30 03:00 | 0 | 0.30269 | 525022
2016-08-30 04:00 | 0 | 0.28566 | 488171
2016-08-30 05:00 | 0 | 0.2605 | 457494
2016-08-30 06:00 | 0 | 0.23564 | 433597
2016-08-30 07:00 | 0 | 0.21216 | 417950
2016-08-30 08:00 | 0 | 0.19368 | 410177
2016-08-30 09:00 | 0 | 0.18147 | 416385
2016-08-30 10:00 | 0 | 0.17555 | 437575
2016-08-30 11:00 | 0 | 0.17022 | 456389
2016-08-30 12:00 | 0.00053928 | 0.14054 | 474287
2016-08-30 13:00 | 0.13172 | 0.069301 | 498228
2016-08-30 14:00 | 0.46218 | 0.063872 | 528147
2016-08-30 15:00 | 0.64212 | 0.078612 | 558262
2016-08-30 16:00 | 0.68701 | 0.079106 | 585627
2016-08-30 17:00 | 0.69402 | 0.077045 | 610613
2016-08-30 18:00 | 0.68564 | 0.077924 | 629443
2016-08-30 19:00 | 0.67238 | 0.0816 | 642942
2016-08-30 20:00 | 0.66437 | 0.085914 | 651700
2016-08-30 21:00 | 0.6468 | 0.090645 | 654714
2016-08-30 22:00 | 0.61424 | 0.10067 | 646260
2016-08-30 23:00 | 0.52036 | 0.12602 | 631370
2016-08-31 | 0.35379 | 0.19801 | 620327
2016-08-31 01:00 | 0.084828 | 0.32277 | 599178
2016-08-31 02:00 | 2.16e-05 | 0.3719 | 562468
2016-08-31 03:00 | 0 | 0.36627 | 522581
2016-08-31 04:00 | 0 | 0.34445 | 487285
2016-08-31 05:00 | 0 | 0.31393 | 460254
2016-08-31 06:00 | 0 | 0.28812 | 436830
2016-08-31 07:00 | 0 | 0.2679 | 423222
2016-08-31 08:00 | 0 | 0.24853 | 416224
2016-08-31 09:00 | 0 | 0.23066 | 422535
2016-08-31 10:00 | 0 | 0.21796 | 442793
2016-08-31 11:00 | 0 | 0.21192 | 462873
2016-08-31 12:00 | 0.00039584 | 0.17745 | 481439
2016-08-31 13:00 | 0.13336 | 0.09154 | 503448
2016-08-31 14:00 | 0.46067 | 0.077274 | 531164
2016-08-31 15:00 | 0.66748 | 0.11177 | 558056
2016-08-31 16:00 | 0.71397 | 0.13861 | 583431
2016-08-31 17:00 | 0.71473 | 0.15446 | 606050
2016-08-31 18:00 | 0.70306 | 0.16454 | 622657
2016-08-31 19:00 | 0.68818 | 0.17267 | 632821
2016-08-31 20:00 | 0.67664 | 0.18262 | 640752
2016-08-31 21:00 | 0.65788 | 0.19286 | 640375
2016-08-31 22:00 | 0.61744 | 0.20399 | 631718
2016-08-31 23:00 | 0.52175 | 0.22835 | 619018
2016-09-01 | 0.3516 | 0.31722 | 609097
2016-09-01 01:00 | 0.084384 | 0.41979 | 588286
2016-09-01 02:00 | 2.92e-05 | 0.42808 | 555048
2016-09-01 03:00 | 0 | 0.41544 | 516859
2016-09-01 04:00 | 0 | 0.40646 | 482326
2016-09-01 05:00 | 0 | 0.38752 | 453317
2016-09-01 06:00 | 0 | 0.36493 | 431277
2016-09-01 07:00 | 0 | 0.35083 | 415650
2016-09-01 08:00 | 0 | 0.33842 | 408914
2016-09-01 09:00 | 0 | 0.32012 | 414048
2016-09-01 10:00 | 0 | 0.3103 | 435041
2016-09-01 11:00 | 0 | 0.30604 | 454300
2016-09-01 12:00 | 0.0005094 | 0.25121 | 469139
2016-09-01 13:00 | 0.15226 | 0.14592 | 490089
2016-09-01 14:00 | 0.49696 | 0.17423 | 514772
2016-09-01 15:00 | 0.65849 | 0.22207 | 538909
2016-09-01 16:00 | 0.71559 | 0.23451 | 559226
2016-09-01 17:00 | 0.70821 | 0.23584 | 577014
2016-09-01 18:00 | 0.69031 | 0.23851 | 588812
2016-09-01 19:00 | 0.66929 | 0.24393 | 595831
2016-09-01 20:00 | 0.65549 | 0.25295 | 599406
2016-09-01 21:00 | 0.63119 | 0.26995 | 599573
2016-09-01 22:00 | 0.58734 | 0.30074 | 590983
2016-09-01 23:00 | 0.49045 | 0.3475 | 579268
2016-09-02 | 0.32412 | 0.47134 | 570677
2016-09-02 01:00 | 0.084028 | 0.61715 | 555203
2016-09-02 02:00 | 2.26e-05 | 0.63021 | 524072
2016-09-02 03:00 | 0 | 0.60275 | 489864
2016-09-02 04:00 | 0 | 0.56072 | 458419
2016-09-02 05:00 | 0 | 0.52325 | 432694
2016-09-02 06:00 | 0 | 0.49734 | 411570
2016-09-02 07:00 | 0 | 0.47989 | 397043
2016-09-02 08:00 | 0 | 0.46549 | 390801
2016-09-02 09:00 | 0 | 0.44282 | 395237
2016-09-02 10:00 | 0 | 0.4255 | 411279
2016-09-02 11:00 | 0 | 0.4151 | 429471
2016-09-02 12:00 | 0.00042728 | 0.3484 | 443622
2016-09-02 13:00 | 0.1337 | 0.30817 | 461899
2016-09-02 14:00 | 0.50201 | 0.37917 | 482422
2016-09-02 15:00 | 0.66406 | 0.39159 | 500856
2016-09-02 16:00 | 0.74447 | 0.38336 | 516563
2016-09-02 17:00 | 0.7379 | 0.37678 | 531791
2016-09-02 18:00 | 0.71512 | 0.37269 | 544019
2016-09-02 19:00 | 0.69416 | 0.37365 | 551969
2016-09-02 20:00 | 0.686 | 0.3788 | 557436
2016-09-02 21:00 | 0.669 | 0.38868 | 558648
2016-09-02 22:00 | 0.62719 | 0.40654 | 549446
2016-09-02 23:00 | 0.53124 | 0.44497 | 535830
2016-09-03 | 0.36338 | 0.55731 | 525082
2016-09-03 01:00 | 0.076612 | 0.69957 | 509780
2016-09-03 02:00 | 1.16e-05 | 0.73045 | 484607
2016-09-03 03:00 | 0 | 0.72024 | 455399
2016-09-03 04:00 | 0 | 0.69218 | 428410
2016-09-03 05:00 | 0 | 0.6557 | 405539
2016-09-03 06:00 | 0 | 0.62371 | 386607
2016-09-03 07:00 | 0 | 0.59174 | 372541
2016-09-03 08:00 | 0 | 0.56654 | 363495
2016-09-03 09:00 | 0 | 0.53006 | 359961
2016-09-03 10:00 | 0 | 0.48457 | 362478
2016-09-03 11:00 | 0 | 0.45141 | 365475
2016-09-03 12:00 | 0.00026946 | 0.37715 | 378162
2016-09-03 13:00 | 0.14297 | 0.30753 | 398947
2016-09-03 14:00 | 0.46494 | 0.36399 | 422857
2016-09-03 15:00 | 0.65628 | 0.3858 | 445178
2016-09-03 16:00 | 0.71378 | 0.37665 | 465906
2016-09-03 17:00 | 0.7163 | 0.37307 | 482753
2016-09-03 18:00 | 0.70862 | 0.37758 | 496541
2016-09-03 19:00 | 0.69919 | 0.38274 | 507892
2016-09-03 20:00 | 0.6969 | 0.38671 | 516890
2016-09-03 21:00 | 0.68603 | 0.39511 | 521120
2016-09-03 22:00 | 0.64744 | 0.41264 | 517258
2016-09-03 23:00 | 0.55155 | 0.44524 | 507028
2016-09-04 | 0.36376 | 0.5436 | 497324
2016-09-04 01:00 | 0.06943 | 0.6567 | 483109
2016-09-04 02:00 | 1.07e-05 | 0.66084 | 460774
2016-09-04 03:00 | 0 | 0.63165 | 435321
2016-09-04 04:00 | 0 | 0.59471 | 410858
2016-09-04 05:00 | 0 | 0.55744 | 389279
2016-09-04 06:00 | 0 | 0.51656 | 372139
2016-09-04 07:00 | 0 | 0.48101 | 359705
2016-09-04 08:00 | 0 | 0.45409 | 352011
2016-09-04 09:00 | 0 | 0.43479 | 348343
2016-09-04 10:00 | 0 | 0.42339 | 347660
2016-09-04 11:00 | 0 | 0.41171 | 350404
2016-09-04 12:00 | 0.00018684 | 0.38081 | 362722
2016-09-04 13:00 | 0.15832 | 0.34319 | 385606
2016-09-04 14:00 | 0.52897 | 0.41473 | 411518
2016-09-04 15:00 | 0.73945 | 0.43932 | 436974
2016-09-04 16:00 | 0.77549 | 0.44193 | 461851
2016-09-04 17:00 | 0.7805 | 0.45039 | 483097
2016-09-04 18:00 | 0.77441 | 0.47322 | 499644
2016-09-04 19:00 | 0.76705 | 0.50443 | 512563
2016-09-04 20:00 | 0.76947 | 0.53568 | 522026
2016-09-04 21:00 | 0.77008 | 0.56743 | 526330
2016-09-04 22:00 | 0.74048 | 0.60133 | 521745
2016-09-04 23:00 | 0.63792 | 0.63486 | 509010
2016-09-05 | 0.42382 | 0.68672 | 499706
2016-09-05 01:00 | 0.075843 | 0.73287 | 485495
2016-09-05 02:00 | 1.29e-05 | 0.71088 | 462737
2016-09-05 03:00 | 0 | 0.6759 | 437089
2016-09-05 04:00 | 0 | 0.64226 | 412375
2016-09-05 05:00 | 0 | 0.61815 | 389910
2016-09-05 06:00 | 0 | 0.59708 | 373373
2016-09-05 07:00 | 0 | 0.57453 | 361629
2016-09-05 08:00 | 0 | 0.55566 | 354901
2016-09-05 09:00 | 0 | 0.53056 | 353197
2016-09-05 10:00 | 0 | 0.49888 | 356613
2016-09-05 11:00 | 0 | 0.46073 | 359505
2016-09-05 12:00 | 0.00014488 | 0.39663 | 371656
2016-09-05 13:00 | 0.15765 | 0.35235 | 397428
2016-09-05 14:00 | 0.57277 | 0.43836 | 429589
2016-09-05 15:00 | 0.78851 | 0.4626 | 461590
2016-09-05 16:00 | 0.81151 | 0.44936 | 490153
2016-09-05 17:00 | 0.80625 | 0.44136 | 513829
2016-09-05 18:00 | 0.79084 | 0.45141 | 532803
2016-09-05 19:00 | 0.77794 | 0.47338 | 547506
2016-09-05 20:00 | 0.77776 | 0.49274 | 559333
2016-09-05 21:00 | 0.77395 | 0.50103 | 567243
2016-09-05 22:00 | 0.74489 | 0.50762 | 566801
2016-09-05 23:00 | 0.64096 | 0.52507 | 558791
2016-09-06 | 0.416 | 0.57101 | 553560
2016-09-06 01:00 | 0.070994 | 0.62158 | 536653
2016-09-06 02:00 | 6.73e-06 | 0.6235 | 505417
2016-09-06 03:00 | 0 | 0.59236 | 471840
2016-09-06 04:00 | 0 | 0.55981 | 441900
2016-09-06 05:00 | 0 | 0.53875 | 416467
2016-09-06 06:00 | 0 | 0.52459 | 397731
2016-09-06 07:00 | 0 | 0.51512 | 385563
2016-09-06 08:00 | 0 | 0.5044 | 381781
2016-09-06 09:00 | 0 | 0.49314 | 390414
2016-09-06 10:00 | 0 | 0.47218 | 414539
2016-09-06 11:00 | 0 | 0.45328 | 437133
2016-09-06 12:00 | 0.00010323 | 0.41179 | 457047
2016-09-06 13:00 | 0.1403 | 0.38361 | 482950
2016-09-06 14:00 | 0.53133 | 0.44537 | 513254
2016-09-06 15:00 | 0.71545 | 0.43082 | 543266
2016-09-06 16:00 | 0.73158 | 0.38439 | 570498
2016-09-06 17:00 | 0.72583 | 0.33436 | 596132
2016-09-06 18:00 | 0.70407 | 0.31185 | 616338
2016-09-06 19:00 | 0.67771 | 0.31541 | 630808
2016-09-06 20:00 | 0.65261 | 0.32618 | 640366
2016-09-06 21:00 | 0.61806 | 0.33867 | 643927
2016-09-06 22:00 | 0.56539 | 0.35074 | 637359
2016-09-06 23:00 | 0.46827 | 0.36837 | 624075
2016-09-07 | 0.31564 | 0.41957 | 613268
2016-09-07 01:00 | 0.065678 | 0.47573 | 590777
2016-09-07 02:00 | 5.32e-06 | 0.49863 | 555333
2016-09-07 03:00 | 0 | 0.50038 | 518248
2016-09-07 04:00 | 0 | 0.48857 | 483143
2016-09-07 05:00 | 0 | 0.48046 | 453597
2016-09-07 06:00 | 0 | 0.47474 | 430734
2016-09-07 07:00 | 0 | 0.45847 | 415236
2016-09-07 08:00 | 0 | 0.44125 | 409003
2016-09-07 09:00 | 0 | 0.42675 | 416585
2016-09-07 10:00 | 0 | 0.42283 | 440038
2016-09-07 11:00 | 0 | 0.41129 | 460425
2016-09-07 12:00 | 3.04e-05 | 0.37969 | 478984
2016-09-07 13:00 | 0.077208 | 0.32009 | 502651
2016-09-07 14:00 | 0.38159 | 0.40526 | 531556
2016-09-07 15:00 | 0.57 | 0.46492 | 561068
2016-09-07 16:00 | 0.61425 | 0.44697 | 589066
2016-09-07 17:00 | 0.63063 | 0.43094 | 612874
2016-09-07 18:00 | 0.63253 | 0.43122 | 631647
2016-09-07 19:00 | 0.62435 | 0.43771 | 644930
2016-09-07 20:00 | 0.61515 | 0.44628 | 653355
2016-09-07 21:00 | 0.59341 | 0.4578 | 656020
2016-09-07 22:00 | 0.55475 | 0.46498 | 648378
2016-09-07 23:00 | 0.46749 | 0.47345 | 635022
2016-09-08 | 0.31342 | 0.53831 | 623500
2016-09-08 01:00 | 0.054098 | 0.62503 | 600621
2016-09-08 02:00 | 2.33e-06 | 0.61651 | 564849
2016-09-08 03:00 | 0 | 0.59328 | 525607
2016-09-08 04:00 | 0 | 0.56996 | 490421
2016-09-08 05:00 | 0 | 0.54592 | 461164
2016-09-08 06:00 | 0 | 0.51959 | 438309
2016-09-08 07:00 | 0 | 0.49583 | 423023
2016-09-08 08:00 | 0 | 0.47013 | 416468
2016-09-08 09:00 | 0 | 0.43953 | 424161
2016-09-08 10:00 | 0 | 0.41904 | 448419
2016-09-08 11:00 | 0 | 0.41333 | 469557
2016-09-08 12:00 | 4.93e-05 | 0.37779 | 484677
2016-09-08 13:00 | 0.12067 | 0.24942 | 506377
2016-09-08 14:00 | 0.52818 | 0.23194 | 535641
2016-09-08 15:00 | 0.73713 | 0.26576 | 564311
2016-09-08 16:00 | 0.77819 | 0.26312 | 591052
2016-09-08 17:00 | 0.7786 | 0.26018 | 614819
2016-09-08 18:00 | 0.76609 | 0.27032 | 633513
2016-09-08 19:00 | 0.75627 | 0.28516 | 646581
2016-09-08 20:00 | 0.7584 | 0.30114 | 654955
2016-09-08 21:00 | 0.7528 | 0.31358 | 657602
2016-09-08 22:00 | 0.72214 | 0.32404 | 649221
2016-09-08 23:00 | 0.62115 | 0.34807 | 636235
2016-09-09 | 0.42545 | 0.45011 | 625267
2016-09-09 01:00 | 0.059403 | 0.55189 | 601889
2016-09-09 02:00 | 9.8e-07 | 0.58367 | 564918
2016-09-09 03:00 | 0 | 0.58499 | 526930
2016-09-09 04:00 | 0 | 0.56177 | 491451
2016-09-09 05:00 | 0 | 0.53225 | 461648
2016-09-09 06:00 | 0 | 0.50322 | 438210
2016-09-09 07:00 | 0 | 0.48058 | 422423
2016-09-09 08:00 | 0 | 0.45954 | 415921
2016-09-09 09:00 | 0 | 0.43938 | 423218
2016-09-09 10:00 | 0 | 0.42414 | 446054
2016-09-09 11:00 | 0 | 0.41289 | 467381
2016-09-09 12:00 | 5.01e-05 | 0.37101 | 482993
2016-09-09 13:00 | 0.13596 | 0.26012 | 506442
2016-09-09 14:00 | 0.56312 | 0.35042 | 534724
2016-09-09 15:00 | 0.76286 | 0.38755 | 563014
2016-09-09 16:00 | 0.79114 | 0.36953 | 588325
2016-09-09 17:00 | 0.78778 | 0.35736 | 611508
2016-09-09 18:00 | 0.77474 | 0.3688 | 629152
2016-09-09 19:00 | 0.76381 | 0.40082 | 640895
2016-09-09 20:00 | 0.76593 | 0.44186 | 647977
2016-09-09 21:00 | 0.76335 | 0.46812 | 647514
2016-09-09 22:00 | 0.73382 | 0.48941 | 635007
2016-09-09 23:00 | 0.63214 | 0.5108 | 616608
2016-09-10 | 0.41181 | 0.56897 | 602141
2016-09-10 01:00 | 0.059859 | 0.64842 | 579290
2016-09-10 02:00 | 5.4e-07 | 0.64127 | 548551
2016-09-10 03:00 | 0 | 0.63131 | 515363
2016-09-10 04:00 | 0 | 0.63739 | 482675
2016-09-10 05:00 | 0 | 0.6405 | 452595
2016-09-10 06:00 | 0 | 0.63363 | 429718
2016-09-10 07:00 | 0 | 0.6356 | 412703
2016-09-10 08:00 | 0 | 0.60954 | 402092
2016-09-10 09:00 | 0 | 0.56355 | 398700
2016-09-10 10:00 | 0 | 0.52876 | 401747
2016-09-10 11:00 | 0 | 0.52162 | 408440
2016-09-10 12:00 | 3.62e-05 | 0.47306 | 426216
2016-09-10 13:00 | 0.12263 | 0.31883 | 452245
2016-09-10 14:00 | 0.51814 | 0.32376 | 482481
2016-09-10 15:00 | 0.73543 | 0.3647 | 511554
2016-09-10 16:00 | 0.77706 | 0.36158 | 535911
2016-09-10 17:00 | 0.77439 | 0.33169 | 554524
2016-09-10 18:00 | 0.76233 | 0.30473 | 567796
2016-09-10 19:00 | 0.7548 | 0.28373 | 576545
2016-09-10 20:00 | 0.76031 | 0.26759 | 581338
2016-09-10 21:00 | 0.76214 | 0.25588 | 580827
2016-09-10 22:00 | 0.73553 | 0.23858 | 572569
2016-09-10 23:00 | 0.63355 | 0.22967 | 561112
2016-09-11 | 0.40183 | 0.2856 | 551027
2016-09-11 01:00 | 0.053466 | 0.35522 | 533658
2016-09-11 02:00 | 6.39e-08 | 0.41759 | 506921
2016-09-11 03:00 | 0 | 0.48788 | 477279
2016-09-11 04:00 | 0 | 0.55253 | 447993
2016-09-11 05:00 | 0 | 0.59571 | 422117
2016-09-11 06:00 | 0 | 0.62527 | 402358
2016-09-11 07:00 | 0 | 0.64004 | 386718
2016-09-11 08:00 | 0 | 0.64289 | 376287
2016-09-11 09:00 | 0 | 0.62314 | 371742
2016-09-11 10:00 | 0 | 0.59967 | 372620
2016-09-11 11:00 | 0 | 0.5854 | 375875
2016-09-11 12:00 | 5.79e-05 | 0.53601 | 389538
2016-09-11 13:00 | 0.13226 | 0.33557 | 412784
2016-09-11 14:00 | 0.55601 | 0.30007 | 437043
2016-09-11 15:00 | 0.73747 | 0.3757 | 459920
2016-09-11 16:00 | 0.77957 | 0.40624 | 482980
2016-09-11 17:00 | 0.77104 | 0.41338 | 503234
2016-09-11 18:00 | 0.75592 | 0.41529 | 519746
2016-09-11 19:00 | 0.74167 | 0.4182 | 532370
2016-09-11 20:00 | 0.73924 | 0.42054 | 542155
2016-09-11 21:00 | 0.73171 | 0.42141 | 547828
2016-09-11 22:00 | 0.69581 | 0.42601 | 543941
2016-09-11 23:00 | 0.57889 | 0.49346 | 534700
2016-09-12 | 0.3588 | 0.69236 | 527731
2016-09-12 01:00 | 0.050499 | 0.79047 | 509612
2016-09-12 02:00 | 0 | 0.8117 | 480759
2016-09-12 03:00 | 0 | 0.80437 | 449727
2016-09-12 04:00 | 0 | 0.77898 | 420593
2016-09-12 05:00 | 0 | 0.747 | 395761
2016-09-12 06:00 | 0 | 0.71075 | 377690
2016-09-12 07:00 | 0 | 0.68169 | 366274
2016-09-12 08:00 | 0 | 0.64732 | 363221
2016-09-12 09:00 | 0 | 0.61388 | 371835
2016-09-12 10:00 | 0 | 0.58567 | 395317
2016-09-12 11:00 | 0 | 0.56227 | 417166
2016-09-12 12:00 | 2.52e-05 | 0.51535 | 432034
2016-09-12 13:00 | 0.084892 | 0.41809 | 452760
2016-09-12 14:00 | 0.45872 | 0.51642 | 476402
2016-09-12 15:00 | 0.65191 | 0.56437 | 499707
2016-09-12 16:00 | 0.70802 | 0.53504 | 521331
2016-09-12 17:00 | 0.70983 | 0.50894 | 542091
2016-09-12 18:00 | 0.69497 | 0.49316 | 559929
2016-09-12 19:00 | 0.67312 | 0.47587 | 572163
2016-09-12 20:00 | 0.65761 | 0.45301 | 580272
2016-09-12 21:00 | 0.63515 | 0.42591 | 582208
2016-09-12 22:00 | 0.5888 | 0.41477 | 573717
2016-09-12 23:00 | 0.48558 | 0.44383 | 562447
2016-09-13 | 0.30755 | 0.51069 | 553340
2016-09-13 01:00 | 0.043115 | 0.54154 | 531862
2016-09-13 02:00 | 0 | 0.52039 | 499804
2016-09-13 03:00 | 0 | 0.50129 | 463720
2016-09-13 04:00 | 0 | 0.47326 | 431172
2016-09-13 05:00 | 0 | 0.44345 | 406107
2016-09-13 06:00 | 0 | 0.41869 | 388315
2016-09-13 07:00 | 0 | 0.3953 | 376303
2016-09-13 08:00 | 0 | 0.37237 | 373384
2016-09-13 09:00 | 0 | 0.33872 | 381489
2016-09-13 10:00 | 0 | 0.30812 | 405252
2016-09-13 11:00 | 0 | 0.28321 | 427960
2016-09-13 12:00 | 3.63e-06 | 0.24305 | 443105
2016-09-13 13:00 | 0.098759 | 0.19813 | 463253
2016-09-13 14:00 | 0.48765 | 0.18891 | 485936
2016-09-13 15:00 | 0.68484 | 0.17063 | 507323
2016-09-13 16:00 | 0.73496 | 0.13881 | 529282
2016-09-13 17:00 | 0.72987 | 0.11582 | 549796
2016-09-13 18:00 | 0.70814 | 0.10381 | 566080
2016-09-13 19:00 | 0.6886 | 0.09811 | 577699
2016-09-13 20:00 | 0.6766 | 0.098174 | 585213
2016-09-13 21:00 | 0.65312 | 0.10082 | 586393
2016-09-13 22:00 | 0.59897 | 0.10683 | 576414
2016-09-13 23:00 | 0.46862 | 0.12438 | 564411
2016-09-14 | 0.25519 | 0.17146 | 557510
2016-09-14 01:00 | 0.031 | 0.24224 | 538277
2016-09-14 02:00 | 0 | 0.24835 | 509253
2016-09-14 03:00 | 0 | 0.25674 | 473004
2016-09-14 04:00 | 0 | 0.27518 | 438738
2016-09-14 05:00 | 0 | 0.28682 | 411716
2016-09-14 06:00 | 0 | 0.29335 | 392440
2016-09-14 07:00 | 0 | 0.29836 | 381027
2016-09-14 08:00 | 0 | 0.29737 | 377224
2016-09-14 09:00 | 0 | 0.27877 | 385772
2016-09-14 10:00 | 0 | 0.2557 | 410618
2016-09-14 11:00 | 0 | 0.24014 | 433998
2016-09-14 12:00 | 1.25e-05 | 0.21306 | 451544
2016-09-14 13:00 | 0.062715 | 0.117 | 472214
2016-09-14 14:00 | 0.41679 | 0.13624 | 496004
2016-09-14 15:00 | 0.64405 | 0.16328 | 519969
2016-09-14 16:00 | 0.70053 | 0.16494 | 542546
2016-09-14 17:00 | 0.7088 | 0.168 | 563715
2016-09-14 18:00 | 0.70223 | 0.1725 | 579326
2016-09-14 19:00 | 0.69312 | 0.17653 | 590339
2016-09-14 20:00 | 0.69411 | 0.17693 | 597164
2016-09-14 21:00 | 0.68203 | 0.17868 | 596445
2016-09-14 22:00 | 0.64042 | 0.18403 | 585395
2016-09-14 23:00 | 0.5354 | 0.19458 | 572760
2016-09-15 | 0.33754 | 0.30234 | 562942
2016-09-15 01:00 | 0.036458 | 0.43446 | 541029
2016-09-15 02:00 | 0 | 0.44941 | 508860
2016-09-15 03:00 | 0 | 0.42996 | 471861
2016-09-15 04:00 | 0 | 0.4063 | 437274
2016-09-15 05:00 | 0 | 0.3868 | 409873
2016-09-15 06:00 | 0 | 0.37404 | 390396
2016-09-15 07:00 | 0 | 0.35734 | 377710
2016-09-15 08:00 | 0 | 0.34293 | 372857
2016-09-15 09:00 | 0 | 0.32485 | 380669
2016-09-15 10:00 | 0 | 0.312 | 405076
2016-09-15 11:00 | 0 | 0.31077 | 426605
2016-09-15 12:00 | 8.33e-06 | 0.28883 | 441383
2016-09-15 13:00 | 0.070045 | 0.19048 | 461221
2016-09-15 14:00 | 0.48207 | 0.15595 | 483767
2016-09-15 15:00 | 0.7095 | 0.18163 | 506225
2016-09-15 16:00 | 0.73563 | 0.20369 | 526880
2016-09-15 17:00 | 0.7313 | 0.22435 | 546504
2016-09-15 18:00 | 0.71782 | 0.24697 | 561739
2016-09-15 19:00 | 0.70417 | 0.26595 | 572572
2016-09-15 20:00 | 0.70455 | 0.27082 | 579275
2016-09-15 21:00 | 0.70372 | 0.2654 | 579583
2016-09-15 22:00 | 0.68179 | 0.27219 | 570244
2016-09-15 23:00 | 0.59385 | 0.30626 | 559133
2016-09-16 | 0.3736 | 0.39517 | 552439
2016-09-16 01:00 | 0.031103 | 0.46943 | 532841
2016-09-16 02:00 | 0 | 0.47931 | 502456
2016-09-16 03:00 | 0 | 0.46696 | 467791
2016-09-16 04:00 | 0 | 0.44576 | 435036
2016-09-16 05:00 | 0 | 0.42056 | 408298
2016-09-16 06:00 | 0 | 0.39844 | 389324
2016-09-16 07:00 | 0 | 0.38158 | 376567
2016-09-16 08:00 | 0 | 0.37065 | 372278
2016-09-16 09:00 | 0 | 0.34719 | 379772
2016-09-16 10:00 | 0 | 0.32729 | 403765
2016-09-16 11:00 | 0 | 0.31913 | 426434
2016-09-16 12:00 | 4.47e-06 | 0.30555 | 441129
2016-09-16 13:00 | 0.078259 | 0.20153 | 460947
2016-09-16 14:00 | 0.50524 | 0.17287 | 482425
2016-09-16 15:00 | 0.76579 | 0.21351 | 503225
2016-09-16 16:00 | 0.79237 | 0.21902 | 522004
2016-09-16 17:00 | 0.78681 | 0.21534 | 539250
2016-09-16 18:00 | 0.77001 | 0.21332 | 552449
2016-09-16 19:00 | 0.75879 | 0.21598 | 562395
2016-09-16 20:00 | 0.76288 | 0.21801 | 568008
2016-09-16 21:00 | 0.76235 | 0.21432 | 566868
2016-09-16 22:00 | 0.73049 | 0.20555 | 556300
2016-09-16 23:00 | 0.62448 | 0.19847 | 543980
2016-09-17 | 0.37913 | 0.22838 | 533857
2016-09-17 01:00 | 0.031625 | 0.26015 | 514936
2016-09-17 02:00 | 0 | 0.2746 | 491140
2016-09-17 03:00 | 0 | 0.28235 | 461461
2016-09-17 04:00 | 0 | 0.29124 | 432146
2016-09-17 05:00 | 0 | 0.30886 | 407483
2016-09-17 06:00 | 0 | 0.32707 | 388124
2016-09-17 07:00 | 0 | 0.34052 | 375365
2016-09-17 08:00 | 0 | 0.35263 | 367743
2016-09-17 09:00 | 0 | 0.36109 | 366707
2016-09-17 10:00 | 0 | 0.36775 | 372011
2016-09-17 11:00 | 0 | 0.37452 | 379978
2016-09-17 12:00 | 2.9e-06 | 0.36046 | 395702
2016-09-17 13:00 | 0.087556 | 0.22406 | 418046
2016-09-17 14:00 | 0.49513 | 0.12012 | 442054
2016-09-17 15:00 | 0.73987 | 0.12385 | 465066
2016-09-17 16:00 | 0.76538 | 0.15772 | 485343
2016-09-17 17:00 | 0.76077 | 0.17454 | 502464
2016-09-17 18:00 | 0.74596 | 0.18281 | 516397
2016-09-17 19:00 | 0.7373 | 0.19596 | 526818
2016-09-17 20:00 | 0.74254 | 0.20978 | 535561
2016-09-17 21:00 | 0.7415 | 0.22073 | 539564
2016-09-17 22:00 | 0.71569 | 0.22386 | 535724
2016-09-17 23:00 | 0.59783 | 0.25415 | 528480
2016-09-18 | 0.35252 | 0.35893 | 521396
2016-09-18 01:00 | 0.028435 | 0.47082 | 504388
2016-09-18 02:00 | 0 | 0.53622 | 480604
2016-09-18 03:00 | 0 | 0.58871 | 453704
2016-09-18 04:00 | 0 | 0.63165 | 426816
2016-09-18 05:00 | 0 | 0.66132 | 403371
2016-09-18 06:00 | 0 | 0.66927 | 384582
2016-09-18 07:00 | 0 | 0.66554 | 370698
2016-09-18 08:00 | 0 | 0.65065 | 362522
2016-09-18 09:00 | 0 | 0.63098 | 360159
2016-09-18 10:00 | 0 | 0.60523 | 363022
2016-09-18 11:00 | 0 | 0.58298 | 368632
2016-09-18 12:00 | 0 | 0.55217 | 383070
2016-09-18 13:00 | 0.088419 | 0.41328 | 407510
2016-09-18 14:00 | 0.50875 | 0.27598 | 433739
2016-09-18 15:00 | 0.7402 | 0.33065 | 460279
2016-09-18 16:00 | 0.76733 | 0.38025 | 486363
2016-09-18 17:00 | 0.76073 | 0.40579 | 510136
2016-09-18 18:00 | 0.74715 | 0.4336 | 529340
2016-09-18 19:00 | 0.73617 | 0.4563 | 544013
2016-09-18 20:00 | 0.73973 | 0.46703 | 556485
2016-09-18 21:00 | 0.74215 | 0.46772 | 565678
2016-09-18 22:00 | 0.72145 | 0.46459 | 566590
2016-09-18 23:00 | 0.61167 | 0.4968 | 564433
2016-09-19 | 0.35671 | 0.58356 | 558678
2016-09-19 01:00 | 0.030638 | 0.65862 | 538138
2016-09-19 02:00 | 0 | 0.69597 | 508786
2016-09-19 03:00 | 0 | 0.71056 | 475390
2016-09-19 04:00 | 0 | 0.71245 | 443166
2016-09-19 05:00 | 0 | 0.70939 | 416746
2016-09-19 06:00 | 0 | 0.70587 | 397704
2016-09-19 07:00 | 0 | 0.69921 | 386159
2016-09-19 08:00 | 0 | 0.68663 | 383320
2016-09-19 09:00 | 0 | 0.65821 | 393834
2016-09-19 10:00 | 0 | 0.6262 | 419651
2016-09-19 11:00 | 0 | 0.59281 | 443218
2016-09-19 12:00 | 2.13e-07 | 0.53971 | 460085
2016-09-19 13:00 | 0.10895 | 0.31314 | 481042
2016-09-19 14:00 | 0.51555 | 0.16285 | 505348
2016-09-19 15:00 | 0.71363 | 0.20859 | 529849
2016-09-19 16:00 | 0.74133 | 0.23538 | 553897
2016-09-19 17:00 | 0.73067 | 0.22643 | 575743
2016-09-19 18:00 | 0.71398 | 0.21765 | 594099
2016-09-19 19:00 | 0.7003 | 0.21722 | 607306
2016-09-19 20:00 | 0.69677 | 0.22065 | 616818
2016-09-19 21:00 | 0.68462 | 0.21826 | 618763
2016-09-19 22:00 | 0.63925 | 0.21089 | 612028
2016-09-19 23:00 | 0.50795 | 0.24291 | 600923
2016-09-20 | 0.23185 | 0.37948 | 588349
2016-09-20 01:00 | 0.020818 | 0.47088 | 564326
2016-09-20 02:00 | 0 | 0.51626 | 530781
2016-09-20 03:00 | 0 | 0.53461 | 491276
2016-09-20 04:00 | 0 | 0.53275 | 454545
2016-09-20 05:00 | 0 | 0.51447 | 425252
2016-09-20 06:00 | 0 | 0.48978 | 404308
2016-09-20 07:00 | 0 | 0.46854 | 390534
2016-09-20 08:00 | 0 | 0.46195 | 385650
2016-09-20 09:00 | 0 | 0.4661 | 393778
2016-09-20 10:00 | 0 | 0.45788 | 418576
2016-09-20 11:00 | 0 | 0.44223 | 441938
2016-09-20 12:00 | 0 | 0.40246 | 456999
2016-09-20 13:00 | 0.077967 | 0.22314 | 477501
2016-09-20 14:00 | 0.29535 | 0.12826 | 501755
2016-09-20 15:00 | 0.46826 | 0.15689 | 527500
2016-09-20 16:00 | 0.54162 | 0.19476 | 551934
2016-09-20 17:00 | 0.56379 | 0.21499 | 575250
2016-09-20 18:00 | 0.56994 | 0.22594 | 593606
2016-09-20 19:00 | 0.56203 | 0.23342 | 607109
2016-09-20 20:00 | 0.54607 | 0.23791 | 615912
2016-09-20 21:00 | 0.51475 | 0.23858 | 617397
2016-09-20 22:00 | 0.46323 | 0.25759 | 608226
2016-09-20 23:00 | 0.3592 | 0.35378 | 595605
2016-09-21 | 0.17905 | 0.54704 | 584391
2016-09-21 01:00 | 0.021272 | 0.65818 | 559930
2016-09-21 02:00 | 0 | 0.6762 | 526181
2016-09-21 03:00 | 0 | 0.66343 | 487926
2016-09-21 04:00 | 0 | 0.62858 | 452003
2016-09-21 05:00 | 0 | 0.59064 | 423398
2016-09-21 06:00 | 0 | 0.56357 | 402738
2016-09-21 07:00 | 0 | 0.55051 | 389346
2016-09-21 08:00 | 0 | 0.53507 | 383965
2016-09-21 09:00 | 0 | 0.50942 | 391881
2016-09-21 10:00 | 0 | 0.48027 | 416612
2016-09-21 11:00 | 0 | 0.4573 | 439838
2016-09-21 12:00 | 0 | 0.43898 | 454962
2016-09-21 13:00 | 0.047408 | 0.32896 | 475231
2016-09-21 14:00 | 0.30117 | 0.3015 | 497212
2016-09-21 15:00 | 0.49116 | 0.38242 | 521302
2016-09-21 16:00 | 0.58466 | 0.39833 | 544593
2016-09-21 17:00 | 0.61796 | 0.38789 | 566369
2016-09-21 18:00 | 0.61652 | 0.37681 | 584246
2016-09-21 19:00 | 0.60116 | 0.37153 | 596829
2016-09-21 20:00 | 0.59312 | 0.37781 | 604822
2016-09-21 21:00 | 0.56925 | 0.39157 | 605721
2016-09-21 22:00 | 0.52083 | 0.41826 | 596355
2016-09-21 23:00 | 0.41207 | 0.46769 | 584985
2016-09-22 | 0.2271 | 0.55919 | 573454
2016-09-22 01:00 | 0.018676 | 0.62458 | 548664
2016-09-22 02:00 | 0 | 0.62174 | 516374
2016-09-22 03:00 | 0 | 0.6036 | 479292
2016-09-22 04:00 | 0 | 0.58099 | 443302
2016-09-22 05:00 | 0 | 0.55492 | 415188
2016-09-22 06:00 | 0 | 0.53173 | 395166
2016-09-22 07:00 | 0 | 0.50557 | 382311
2016-09-22 08:00 | 0 | 0.48411 | 377551
2016-09-22 09:00 | 0 | 0.45328 | 385422
2016-09-22 10:00 | 0 | 0.41511 | 410280
2016-09-22 11:00 | 0 | 0.39035 | 433417
2016-09-22 12:00 | 0 | 0.36169 | 449577
2016-09-22 13:00 | 0.071732 | 0.26707 | 469504
2016-09-22 14:00 | 0.3871 | 0.29788 | 492763
2016-09-22 15:00 | 0.62594 | 0.39223 | 517230
2016-09-22 16:00 | 0.69107 | 0.39318 | 540813
2016-09-22 17:00 | 0.69846 | 0.37104 | 562153
2016-09-22 18:00 | 0.6915 | 0.36162 | 578833
2016-09-22 19:00 | 0.68218 | 0.36426 | 591220
2016-09-22 20:00 | 0.68116 | 0.37282 | 599241
2016-09-22 21:00 | 0.67158 | 0.38335 | 599315
2016-09-22 22:00 | 0.63922 | 0.39927 | 586693
2016-09-22 23:00 | 0.52581 | 0.44027 | 574124
2016-09-23 | 0.25972 | 0.56713 | 563475
2016-09-23 01:00 | 0.018963 | 0.65338 | 540989
2016-09-23 02:00 | 0 | 0.65237 | 510591
2016-09-23 03:00 | 0 | 0.6372 | 474484
2016-09-23 04:00 | 0 | 0.60869 | 440499
2016-09-23 05:00 | 0 | 0.58268 | 411698
2016-09-23 06:00 | 0 | 0.56275 | 392249
2016-09-23 07:00 | 0 | 0.54286 | 380374
2016-09-23 08:00 | 0 | 0.52198 | 376076
2016-09-23 09:00 | 0 | 0.5031 | 382748
2016-09-23 10:00 | 0 | 0.48964 | 406169
2016-09-23 11:00 | 0 | 0.47999 | 429086
2016-09-23 12:00 | 0 | 0.47154 | 445632
2016-09-23 13:00 | 0.069164 | 0.3586 | 468144
2016-09-23 14:00 | 0.4265 | 0.40576 | 491424
2016-09-23 15:00 | 0.65226 | 0.50752 | 515169
2016-09-23 16:00 | 0.7373 | 0.53932 | 536671
2016-09-23 17:00 | 0.73882 | 0.56024 | 556404
2016-09-23 18:00 | 0.72875 | 0.5901 | 571875
2016-09-23 19:00 | 0.72159 | 0.6177 | 582063
2016-09-23 20:00 | 0.72719 | 0.63886 | 588232
2016-09-23 21:00 | 0.72721 | 0.64936 | 586369
2016-09-23 22:00 | 0.68876 | 0.65258 | 572867
2016-09-23 23:00 | 0.55311 | 0.68284 | 556402
2016-09-24 | 0.27325 | 0.7592 | 541761
2016-09-24 01:00 | 0.014452 | 0.77925 | 520490
2016-09-24 02:00 | 0 | 0.76307 | 495866
2016-09-24 03:00 | 0 | 0.74143 | 465603
2016-09-24 04:00 | 0 | 0.7282 | 435837
2016-09-24 05:00 | 0 | 0.70937 | 410777
2016-09-24 06:00 | 0 | 0.68747 | 390880
2016-09-24 07:00 | 0 | 0.65116 | 376962
2016-09-24 08:00 | 0 | 0.6211 | 368954
2016-09-24 09:00 | 0 | 0.59464 | 367250
2016-09-24 10:00 | 0 | 0.57146 | 372473
2016-09-24 11:00 | 0 | 0.55055 | 380737
2016-09-24 12:00 | 0 | 0.51484 | 396108
2016-09-24 13:00 | 0.048043 | 0.40319 | 419312
2016-09-24 14:00 | 0.41221 | 0.38823 | 445085
2016-09-24 15:00 | 0.68603 | 0.4452 | 469931
2016-09-24 16:00 | 0.74233 | 0.47314 | 490873
2016-09-24 17:00 | 0.74141 | 0.4833 | 506967
2016-09-24 18:00 | 0.72704 | 0.49411 | 518027
2016-09-24 19:00 | 0.71707 | 0.50682 | 526151
2016-09-24 20:00 | 0.71936 | 0.50705 | 531570
2016-09-24 21:00 | 0.71448 | 0.48947 | 531513
2016-09-24 22:00 | 0.6892 | 0.47396 | 524247
2016-09-24 23:00 | 0.58696 | 0.49847 | 514988
2016-09-25 | 0.29583 | 0.57594 | 507029
2016-09-25 01:00 | 0.021975 | 0.60492 | 488250
2016-09-25 02:00 | 0 | 0.60908 | 465257
2016-09-25 03:00 | 0 | 0.60432 | 438400
2016-09-25 04:00 | 0 | 0.60011 | 412771
2016-09-25 05:00 | 0 | 0.59325 | 389711
2016-09-25 06:00 | 0 | 0.57896 | 371879
2016-09-25 07:00 | 0 | 0.57209 | 359076
2016-09-25 08:00 | 0 | 0.57198 | 351230
2016-09-25 09:00 | 0 | 0.58195 | 347942
2016-09-25 10:00 | 0 | 0.59738 | 349504
2016-09-25 11:00 | 0 | 0.6138 | 355102
2016-09-25 12:00 | 0 | 0.61841 | 367703
2016-09-25 13:00 | 0.040995 | 0.56354 | 389629
2016-09-25 14:00 | 0.41165 | 0.60787 | 411035
2016-09-25 15:00 | 0.70222 | 0.68491 | 433297
2016-09-25 16:00 | 0.73555 | 0.7214 | 455494
2016-09-25 17:00 | 0.7267 | 0.73269 | 474452
2016-09-25 18:00 | 0.71134 | 0.74085 | 489324
2016-09-25 19:00 | 0.6948 | 0.7416 | 499479
2016-09-25 20:00 | 0.69141 | 0.74218 | 506893
2016-09-25 21:00 | 0.68042 | 0.73379 | 512205
2016-09-25 22:00 | 0.64835 | 0.709 | 510048
2016-09-25 23:00 | 0.52275 | 0.68326 | 508980
2016-09-26 | 0.27227 | 0.71099 | 507252
2016-09-26 01:00 | 0.011276 | 0.7093 | 488879
2016-09-26 02:00 | 0 | 0.68538 | 463538
2016-09-26 03:00 | 0 | 0.67171 | 432734
2016-09-26 04:00 | 0 | 0.652 | 404904
2016-09-26 05:00 | 0 | 0.645 | 381928
2016-09-26 06:00 | 0 | 0.64275 | 365113
2016-09-26 07:00 | 0 | 0.63467 | 355928
2016-09-26 08:00 | 0 | 0.62573 | 354275
2016-09-26 09:00 | 0 | 0.61972 | 364282
2016-09-26 10:00 | 0 | 0.62376 | 388057
2016-09-26 11:00 | 0 | 0.63355 | 412470
2016-09-26 12:00 | 0 | 0.62422 | 427194
2016-09-26 13:00 | 0.041704 | 0.42192 | 441798
2016-09-26 14:00 | 0.36767 | 0.28896 | 457712
2016-09-26 15:00 | 0.64534 | 0.39673 | 473022
2016-09-26 16:00 | 0.69271 | 0.45612 | 486534
2016-09-26 17:00 | 0.69326 | 0.45934 | 498321
2016-09-26 18:00 | 0.68089 | 0.46467 | 506525
2016-09-26 19:00 | 0.66609 | 0.47412 | 511847
2016-09-26 20:00 | 0.66068 | 0.48016 | 516288
2016-09-26 21:00 | 0.64784 | 0.47484 | 516610
2016-09-26 22:00 | 0.61665 | 0.44788 | 513497
2016-09-26 23:00 | 0.49934 | 0.42124 | 512918
2016-09-27 | 0.23818 | 0.45148 | 510195
2016-09-27 01:00 | 0.012223 | 0.4461 | 488881
2016-09-27 02:00 | 0 | 0.43297 | 462918
2016-09-27 03:00 | 0 | 0.42557 | 433838
2016-09-27 04:00 | 0 | 0.43542 | 403286
2016-09-27 05:00 | 0 | 0.45588 | 380547
2016-09-27 06:00 | 0 | 0.47505 | 364245
2016-09-27 07:00 | 0 | 0.49199 | 354187
2016-09-27 08:00 | 0 | 0.50657 | 351614
2016-09-27 09:00 | 0 | 0.51589 | 360380
2016-09-27 10:00 | 0 | 0.52601 | 384379
2016-09-27 11:00 | 0 | 0.53579 | 408124
2016-09-27 12:00 | 0 | 0.53023 | 421531
2016-09-27 13:00 | 0.040494 | 0.35476 | 436094
2016-09-27 14:00 | 0.4061 | 0.18315 | 449971
2016-09-27 15:00 | 0.68732 | 0.18346 | 464478
2016-09-27 16:00 | 0.73682 | 0.22404 | 478113
2016-09-27 17:00 | 0.73197 | 0.25256 | 490862
2016-09-27 18:00 | 0.7164 | 0.26754 | 502725
2016-09-27 19:00 | 0.7035 | 0.27861 | 511919
2016-09-27 20:00 | 0.7022 | 0.2879 | 518483
2016-09-27 21:00 | 0.69556 | 0.28646 | 520523
2016-09-27 22:00 | 0.6577 | 0.26898 | 516150
2016-09-27 23:00 | 0.52644 | 0.28762 | 514287
2016-09-28 | 0.23156 | 0.36085 | 509353
2016-09-28 01:00 | 0.0096907 | 0.41001 | 490346
2016-09-28 02:00 | 0 | 0.44814 | 462860
2016-09-28 03:00 | 0 | 0.4646 | 429862
2016-09-28 04:00 | 0 | 0.45988 | 400207
2016-09-28 05:00 | 0 | 0.45271 | 377301
2016-09-28 06:00 | 0 | 0.45029 | 361628
2016-09-28 07:00 | 0 | 0.45474 | 351135
2016-09-28 08:00 | 0 | 0.45436 | 348448
2016-09-28 09:00 | 0 | 0.43808 | 357233
2016-09-28 10:00 | 0 | 0.41462 | 380412
2016-09-28 11:00 | 0 | 0.39221 | 404373
2016-09-28 12:00 | 0 | 0.36606 | 417225
2016-09-28 13:00 | 0.04663 | 0.21148 | 433252
2016-09-28 14:00 | 0.3943 | 0.13519 | 448706
2016-09-28 15:00 | 0.66177 | 0.15208 | 463538
2016-09-28 16:00 | 0.71901 | 0.16971 | 478083
2016-09-28 17:00 | 0.71674 | 0.16868 | 491792
2016-09-28 18:00 | 0.69837 | 0.16689 | 503207
2016-09-28 19:00 | 0.67926 | 0.16861 | 513287
2016-09-28 20:00 | 0.66899 | 0.17441 | 521245
2016-09-28 21:00 | 0.64282 | 0.18328 | 525594
2016-09-28 22:00 | 0.57875 | 0.19258 | 522849
2016-09-28 23:00 | 0.43273 | 0.24783 | 519181
2016-09-29 | 0.17082 | 0.50823 | 510516
2016-09-29 01:00 | 0.0083044 | 0.61986 | 490776
2016-09-29 02:00 | 0 | 0.62577 | 463586
2016-09-29 03:00 | 0 | 0.60151 | 431162
2016-09-29 04:00 | 0 | 0.56583 | 402391
2016-09-29 05:00 | 0 | 0.52963 | 379998
2016-09-29 06:00 | 0 | 0.49812 | 363000
2016-09-29 07:00 | 0 | 0.47678 | 352206
2016-09-29 08:00 | 0 | 0.45766 | 349223
2016-09-29 09:00 | 0 | 0.42153 | 357698
2016-09-29 10:00 | 0 | 0.39107 | 380829
2016-09-29 11:00 | 0 | 0.3745 | 405282
2016-09-29 12:00 | 0 | 0.35232 | 418930
2016-09-29 13:00 | 0.042634 | 0.22257 | 433174
2016-09-29 14:00 | 0.35971 | 0.14823 | 446476
2016-09-29 15:00 | 0.58862 | 0.16732 | 457915
2016-09-29 16:00 | 0.66303 | 0.20107 | 467097
2016-09-29 17:00 | 0.66252 | 0.21337 | 476837
2016-09-29 18:00 | 0.63516 | 0.22144 | 484414
2016-09-29 19:00 | 0.60951 | 0.22868 | 490997
2016-09-29 20:00 | 0.59498 | 0.23504 | 496619
2016-09-29 21:00 | 0.56657 | 0.24344 | 498650
2016-09-29 22:00 | 0.51684 | 0.25676 | 496050
2016-09-29 23:00 | 0.40341 | 0.33217 | 495047
2016-09-30 | 0.18245 | 0.51676 | 490559
2016-09-30 01:00 | 0.0069679 | 0.62602 | 474123
2016-09-30 02:00 | 0 | 0.63701 | 449269
2016-09-30 03:00 | 0 | 0.60454 | 418628
2016-09-30 04:00 | 0 | 0.54966 | 390352
2016-09-30 05:00 | 0 | 0.49842 | 369439
2016-09-30 06:00 | 0 | 0.45894 | 355595
2016-09-30 07:00 | 0 | 0.42976 | 346003
2016-09-30 08:00 | 0 | 0.4009 | 343264
2016-09-30 09:00 | 0 | 0.36934 | 351472
2016-09-30 10:00 | 0 | 0.34467 | 372870
2016-09-30 11:00 | 0 | 0.33222 | 396585
2016-09-30 12:00 | 0 | 0.31667 | 410605
2016-09-30 13:00 | 0.027815 | 0.23082 | 425358
2016-09-30 14:00 | 0.2866 | 0.16129 | 438424
2016-09-30 15:00 | 0.55898 | 0.20711 | 449478
2016-09-30 16:00 | 0.66316 | 0.23257 | 458534
2016-09-30 17:00 | 0.6715 | 0.239 | 466904
2016-09-30 18:00 | 0.65764 | 0.23911 | 473293
2016-09-30 19:00 | 0.64757 | 0.2315 | 477889
2016-09-30 20:00 | 0.65063 | 0.22049 | 481571
2016-09-30 21:00 | 0.64887 | 0.20619 | 481980
2016-09-30 22:00 | 0.6215 | 0.19731 | 477094
2016-09-30 23:00 | 0.50821 | 0.25342 | 471788
2016-10-01 | 0.24306 | 0.41798 | 464160
2016-10-01 01:00 | 0.014263 | 0.49983 | 449071
2016-10-01 02:00 | 0 | 0.4981 | 429616
2016-10-01 03:00 | 0 | 0.4666 | 403733
2016-10-01 04:00 | 0 | 0.41559 | 379347
2016-10-01 05:00 | 0 | 0.36307 | 360029
2016-10-01 06:00 | 0 | 0.32156 | 345957
2016-10-01 07:00 | 0 | 0.29273 | 335981
2016-10-01 08:00 | 0 | 0.26729 | 330386
2016-10-01 09:00 | 0 | 0.24889 | 329674
2016-10-01 10:00 | 0 | 0.23976 | 335756
2016-10-01 11:00 | 0 | 0.23578 | 344879
2016-10-01 12:00 | 0 | 0.22877 | 358481
2016-10-01 13:00 | 0.038544 | 0.15882 | 375301
2016-10-01 14:00 | 0.39965 | 0.078225 | 391050
2016-10-01 15:00 | 0.69564 | 0.091038 | 405328
2016-10-01 16:00 | 0.75124 | 0.11062 | 416744
2016-10-01 17:00 | 0.73339 | 0.12654 | 426036
2016-10-01 18:00 | 0.70978 | 0.13149 | 434374
2016-10-01 19:00 | 0.69638 | 0.12673 | 441308
2016-10-01 20:00 | 0.70368 | 0.11734 | 446442
2016-10-01 21:00 | 0.71294 | 0.11211 | 449559
2016-10-01 22:00 | 0.69614 | 0.11525 | 447957
2016-10-01 23:00 | 0.57704 | 0.16947 | 447614
2016-10-02 | 0.253 | 0.3709 | 444225
2016-10-02 01:00 | 0.0048617 | 0.48312 | 431609
2016-10-02 02:00 | 0 | 0.52098 | 414372
2016-10-02 03:00 | 0 | 0.52578 | 392285
2016-10-02 04:00 | 0 | 0.50539 | 369627
2016-10-02 05:00 | 0 | 0.48151 | 352065
2016-10-02 06:00 | 0 | 0.45505 | 338309
2016-10-02 07:00 | 0 | 0.42531 | 328815
2016-10-02 08:00 | 0 | 0.39592 | 322930
2016-10-02 09:00 | 0 | 0.35882 | 321307
2016-10-02 10:00 | 0 | 0.3268 | 324074
2016-10-02 11:00 | 0 | 0.302 | 330659
2016-10-02 12:00 | 0 | 0.27804 | 341997
2016-10-02 13:00 | 0.04114 | 0.18431 | 360340
2016-10-02 14:00 | 0.39181 | 0.088688 | 377856
2016-10-02 15:00 | 0.69627 | 0.11504 | 394308
2016-10-02 16:00 | 0.75135 | 0.13335 | 409258
2016-10-02 17:00 | 0.73402 | 0.14939 | 422382
2016-10-02 18:00 | 0.71075 | 0.16254 | 432750
2016-10-02 19:00 | 0.6962 | 0.16854 | 440823
2016-10-02 20:00 | 0.70103 | 0.17028 | 447418
2016-10-02 21:00 | 0.7084 | 0.17435 | 452442
2016-10-02 22:00 | 0.68294 | 0.19069 | 453706
2016-10-02 23:00 | 0.55377 | 0.28244 | 455845
2016-10-03 | 0.22151 | 0.52189 | 454506
2016-10-03 01:00 | 0.0043462 | 0.63557 | 440665
2016-10-03 02:00 | 0 | 0.67261 | 419948
2016-10-03 03:00 | 0 | 0.67816 | 393288
2016-10-03 04:00 | 0 | 0.65846 | 370228
2016-10-03 05:00 | 0 | 0.6304 | 352069
2016-10-03 06:00 | 0 | 0.60629 | 339911
2016-10-03 07:00 | 0 | 0.59218 | 332910
2016-10-03 08:00 | 0 | 0.57761 | 333017
2016-10-03 09:00 | 0 | 0.55632 | 343797
2016-10-03 10:00 | 0 | 0.54136 | 367448
2016-10-03 11:00 | 0 | 0.53092 | 392416
2016-10-03 12:00 | 0 | 0.53136 | 407507
2016-10-03 13:00 | 0.028871 | 0.45366 | 422920
2016-10-03 14:00 | 0.34633 | 0.42937 | 438778
2016-10-03 15:00 | 0.64317 | 0.57175 | 452970
2016-10-03 16:00 | 0.70779 | 0.65743 | 466381
2016-10-03 17:00 | 0.70748 | 0.69287 | 478612
2016-10-03 18:00 | 0.69639 | 0.7232 | 488215
2016-10-03 19:00 | 0.69176 | 0.75332 | 494304
2016-10-03 20:00 | 0.69997 | 0.78283 | 497335
2016-10-03 21:00 | 0.70059 | 0.8099 | 497321
2016-10-03 22:00 | 0.68436 | 0.83436 | 493897
2016-10-03 23:00 | 0.56166 | 0.87587 | 493550
2016-10-04 | 0.2296 | 0.92683 | 488761
2016-10-04 01:00 | 0.0028047 | 0.92409 | 471633
2016-10-04 02:00 | 0 | 0.89612 | 446352
2016-10-04 03:00 | 0 | 0.87606 | 416647
2016-10-04 04:00 | 0 | 0.85831 | 388923
2016-10-04 05:00 | 0 | 0.84701 | 366116
2016-10-04 06:00 | 0 | 0.83609 | 351179
2016-10-04 07:00 | 0 | 0.82432 | 342658
2016-10-04 08:00 | 0 | 0.81318 | 341000
2016-10-04 09:00 | 0 | 0.79795 | 350712
2016-10-04 10:00 | 0 | 0.78207 | 375478
2016-10-04 11:00 | 0 | 0.77285 | 400098
2016-10-04 12:00 | 0 | 0.76163 | 413981
2016-10-04 13:00 | 0.028333 | 0.6743 | 428455
2016-10-04 14:00 | 0.39342 | 0.63101 | 442417
2016-10-04 15:00 | 0.73227 | 0.69759 | 455453
2016-10-04 16:00 | 0.77387 | 0.68997 | 468286
2016-10-04 17:00 | 0.76659 | 0.67872 | 480699
2016-10-04 18:00 | 0.74779 | 0.66874 | 490527
2016-10-04 19:00 | 0.73534 | 0.66026 | 497249
2016-10-04 20:00 | 0.74218 | 0.65214 | 502525
2016-10-04 21:00 | 0.74821 | 0.63751 | 503411
2016-10-04 22:00 | 0.73262 | 0.62526 | 498983
2016-10-04 23:00 | 0.58774 | 0.64168 | 498935
2016-10-05 | 0.23474 | 0.67327 | 495150
2016-10-05 01:00 | 0.0027234 | 0.66717 | 478735
2016-10-05 02:00 | 0 | 0.65579 | 453603
2016-10-05 03:00 | 0 | 0.65041 | 425594
2016-10-05 04:00 | 0 | 0.63964 | 397551
2016-10-05 05:00 | 0 | 0.63132 | 377091
2016-10-05 06:00 | 0 | 0.6189 | 361549
2016-10-05 07:00 | 0 | 0.59907 | 352193
2016-10-05 08:00 | 0 | 0.58577 | 349490
2016-10-05 09:00 | 0 | 0.5636 | 357785
2016-10-05 10:00 | 0 | 0.54214 | 381831
2016-10-05 11:00 | 0 | 0.53204 | 406223
2016-10-05 12:00 | 0 | 0.51999 | 419017
2016-10-05 13:00 | 0.026937 | 0.4261 | 432725
2016-10-05 14:00 | 0.38634 | 0.36453 | 447305
2016-10-05 15:00 | 0.73522 | 0.41094 | 460409
2016-10-05 16:00 | 0.77442 | 0.42178 | 473195
2016-10-05 17:00 | 0.75644 | 0.42758 | 486313
2016-10-05 18:00 | 0.73305 | 0.43845 | 498180
2016-10-05 19:00 | 0.71886 | 0.45099 | 507295
2016-10-05 20:00 | 0.7239 | 0.45624 | 513946
2016-10-05 21:00 | 0.72961 | 0.45178 | 515936
2016-10-05 22:00 | 0.71028 | 0.44058 | 511466
2016-10-05 23:00 | 0.562 | 0.47028 | 509137
2016-10-06 | 0.2154 | 0.56064 | 502299
2016-10-06 01:00 | 0.0028614 | 0.63033 | 481284
2016-10-06 02:00 | 0 | 0.66521 | 458450
2016-10-06 03:00 | 0 | 0.66669 | 429111
2016-10-06 04:00 | 0 | 0.64369 | 403890
2016-10-06 05:00 | 0 | 0.61133 | 381752
2016-10-06 06:00 | 0 | 0.58087 | 366277
2016-10-06 07:00 | 0 | 0.55091 | 356084
2016-10-06 08:00 | 0 | 0.5241 | 353626
2016-10-06 09:00 | 0 | 0.49789 | 362758
2016-10-06 10:00 | 0 | 0.47428 | 385927
2016-10-06 11:00 | 0 | 0.45657 | 410874
2016-10-06 12:00 | 0 | 0.44604 | 424885
2016-10-06 13:00 | 0.022041 | 0.38317 | 438806
2016-10-06 14:00 | 0.3326 | 0.38766 | 452384
2016-10-06 15:00 | 0.71098 | 0.4533 | 464701
2016-10-06 16:00 | 0.75616 | 0.45436 | 475928
2016-10-06 17:00 | 0.73612 | 0.43231 | 487992
2016-10-06 18:00 | 0.71714 | 0.41225 | 498243
2016-10-06 19:00 | 0.70476 | 0.40246 | 504825
2016-10-06 20:00 | 0.70994 | 0.4106 | 509579
2016-10-06 21:00 | 0.71306 | 0.42769 | 510568
2016-10-06 22:00 | 0.68395 | 0.44094 | 506396
2016-10-06 23:00 | 0.55136 | 0.46609 | 505799
2016-10-07 | 0.20958 | 0.50132 | 500734
2016-10-07 01:00 | 0.0035225 | 0.51485 | 484447
2016-10-07 02:00 | 0 | 0.53299 | 459365
2016-10-07 03:00 | 0 | 0.54765 | 428443
2016-10-07 04:00 | 0 | 0.55475 | 401406
2016-10-07 05:00 | 0 | 0.55657 | 379573
2016-10-07 06:00 | 0 | 0.56091 | 362525
2016-10-07 07:00 | 0 | 0.56411 | 353282
2016-10-07 08:00 | 0 | 0.56013 | 350335
2016-10-07 09:00 | 0 | 0.52426 | 357442
2016-10-07 10:00 | 0 | 0.47797 | 377785
2016-10-07 11:00 | 0 | 0.46106 | 401400
2016-10-07 12:00 | 0 | 0.45521 | 416117
2016-10-07 13:00 | 0.016532 | 0.3877 | 429380
2016-10-07 14:00 | 0.37611 | 0.38406 | 442980
2016-10-07 15:00 | 0.6794 | 0.40238 | 453071
2016-10-07 16:00 | 0.73263 | 0.38629 | 461304
2016-10-07 17:00 | 0.72758 | 0.37046 | 469765
2016-10-07 18:00 | 0.70706 | 0.35873 | 476505
2016-10-07 19:00 | 0.6941 | 0.34992 | 479943
2016-10-07 20:00 | 0.69694 | 0.34138 | 482069
2016-10-07 21:00 | 0.69671 | 0.32724 | 481238
2016-10-07 22:00 | 0.67296 | 0.29092 | 476103
2016-10-07 23:00 | 0.51603 | 0.2783 | 472386
2016-10-08 | 0.17346 | 0.34457 | 465369
2016-10-08 01:00 | 0.0012964 | 0.3849 | 450868
2016-10-08 02:00 | 0 | 0.41562 | 428352
2016-10-08 03:00 | 0 | 0.44606 | 407395
2016-10-08 04:00 | 0 | 0.46075 | 385732
2016-10-08 05:00 | 0 | 0.45923 | 364959
2016-10-08 06:00 | 0 | 0.45132 | 350104
2016-10-08 07:00 | 0 | 0.4403 | 339014
2016-10-08 08:00 | 0 | 0.42518 | 332471
2016-10-08 09:00 | 0 | 0.40211 | 331938
2016-10-08 10:00 | 0 | 0.37833 | 338002
2016-10-08 11:00 | 0 | 0.35774 | 348329
2016-10-08 12:00 | 0 | 0.34008 | 361100
2016-10-08 13:00 | 0.011475 | 0.24348 | 379211
2016-10-08 14:00 | 0.2288 | 0.10919 | 394483
2016-10-08 15:00 | 0.50403 | 0.11635 | 406622
2016-10-08 16:00 | 0.60041 | 0.14536 | 415739
2016-10-08 17:00 | 0.60721 | 0.13961 | 421708
2016-10-08 18:00 | 0.58993 | 0.12758 | 426659
2016-10-08 19:00 | 0.57137 | 0.11682 | 431968
2016-10-08 20:00 | 0.55779 | 0.10915 | 436274
2016-10-08 21:00 | 0.53064 | 0.10486 | 439383
2016-10-08 22:00 | 0.49097 | 0.11477 | 439069
2016-10-08 23:00 | 0.38473 | 0.20657 | 435365
2016-10-09 | 0.16564 | 0.36874 | 432182
2016-10-09 01:00 | 0.0019661 | 0.46817 | 422059
2016-10-09 02:00 | 0 | 0.48252 | 402252
2016-10-09 03:00 | 0 | 0.48164 | 380070
2016-10-09 04:00 | 0 | 0.48055 | 362415
2016-10-09 05:00 | 0 | 0.47414 | 344211
2016-10-09 06:00 | 0 | 0.47834 | 329703
2016-10-09 07:00 | 0 | 0.477 | 320457
2016-10-09 08:00 | 0 | 0.46869 | 314804
2016-10-09 09:00 | 0 | 0.44924 | 313504
2016-10-09 10:00 | 0 | 0.43864 | 316333
2016-10-09 11:00 | 0 | 0.43705 | 323004
2016-10-09 12:00 | 0 | 0.43931 | 334487
2016-10-09 13:00 | 0.0095861 | 0.37159 | 350536
2016-10-09 14:00 | 0.24328 | 0.23843 | 363656
2016-10-09 15:00 | 0.56268 | 0.28561 | 374100
2016-10-09 16:00 | 0.65616 | 0.36313 | 383930
2016-10-09 17:00 | 0.65121 | 0.40079 | 392899
2016-10-09 18:00 | 0.62912 | 0.43313 | 400269
2016-10-09 19:00 | 0.60847 | 0.45797 | 408188
2016-10-09 20:00 | 0.59542 | 0.47236 | 416624
2016-10-09 21:00 | 0.58142 | 0.47569 | 423858
2016-10-09 22:00 | 0.55574 | 0.47024 | 427184
2016-10-09 23:00 | 0.45481 | 0.55654 | 433837
2016-10-10 | 0.18453 | 0.66285 | 435426
2016-10-10 01:00 | 0.00094442 | 0.70913 | 419781
2016-10-10 02:00 | 0 | 0.72461 | 401543
2016-10-10 03:00 | 0 | 0.72683 | 381256
2016-10-10 04:00 | 0 | 0.71765 | 358189
2016-10-10 05:00 | 0 | 0.69993 | 340263
2016-10-10 06:00 | 0 | 0.68353 | 327877
2016-10-10 07:00 | 0 | 0.65894 | 320921
2016-10-10 08:00 | 0 | 0.63466 | 320475
2016-10-10 09:00 | 0 | 0.59699 | 328559
2016-10-10 10:00 | 0 | 0.56363 | 350200
2016-10-10 11:00 | 0 | 0.53667 | 374730
2016-10-10 12:00 | 0 | 0.52089 | 390068
2016-10-10 13:00 | 0.023213 | 0.44198 | 403659
2016-10-10 14:00 | 0.35092 | 0.32457 | 414344
2016-10-10 15:00 | 0.61674 | 0.36526 | 422674
2016-10-10 16:00 | 0.68672 | 0.41232 | 429540
2016-10-10 17:00 | 0.67969 | 0.41449 | 436521
2016-10-10 18:00 | 0.66245 | 0.41191 | 443254
2016-10-10 19:00 | 0.64942 | 0.40896 | 449624
2016-10-10 20:00 | 0.65119 | 0.40141 | 456276
2016-10-10 21:00 | 0.65067 | 0.39478 | 461341
2016-10-10 22:00 | 0.61271 | 0.40232 | 463319
2016-10-10 23:00 | 0.45385 | 0.49056 | 469066
2016-10-11 | 0.12846 | 0.62632 | 465861
2016-10-11 01:00 | 0.0006282 | 0.70463 | 450737
2016-10-11 02:00 | 0 | 0.74238 | 428112
2016-10-11 03:00 | 0 | 0.74898 | 400669
2016-10-11 04:00 | 0 | 0.72859 | 375252
2016-10-11 05:00 | 0 | 0.69775 | 357030
2016-10-11 06:00 | 0 | 0.65884 | 343584
2016-10-11 07:00 | 0 | 0.6188 | 336113
2016-10-11 08:00 | 0 | 0.58215 | 334737
2016-10-11 09:00 | 0 | 0.55234 | 343866
2016-10-11 10:00 | 0 | 0.5279 | 369914
2016-10-11 11:00 | 0 | 0.5029 | 395969
2016-10-11 12:00 | 0 | 0.47665 | 407918
2016-10-11 13:00 | 0.015359 | 0.36317 | 417206
2016-10-11 14:00 | 0.30124 | 0.23366 | 425449
2016-10-11 15:00 | 0.58977 | 0.23341 | 432647
2016-10-11 16:00 | 0.67929 | 0.26421 | 439652
2016-10-11 17:00 | 0.67986 | 0.26901 | 446392
2016-10-11 18:00 | 0.6636 | 0.28303 | 453427
2016-10-11 19:00 | 0.65332 | 0.30572 | 458453
2016-10-11 20:00 | 0.65947 | 0.32551 | 464133
2016-10-11 21:00 | 0.66645 | 0.34319 | 468519
2016-10-11 22:00 | 0.64842 | 0.38285 | 469706
2016-10-11 23:00 | 0.5109 | 0.45568 | 474251
2016-10-12 | 0.17349 | 0.53594 | 471249
2016-10-12 01:00 | 0.00051295 | 0.55689 | 456932
2016-10-12 02:00 | 0 | 0.56873 | 433484
2016-10-12 03:00 | 0 | 0.56538 | 406043
2016-10-12 04:00 | 0 | 0.56421 | 380992
2016-10-12 05:00 | 0 | 0.55766 | 361760
2016-10-12 06:00 | 0 | 0.54877 | 348243
2016-10-12 07:00 | 0 | 0.54253 | 340838
2016-10-12 08:00 | 0 | 0.54342 | 340028
2016-10-12 09:00 | 0 | 0.54005 | 348468
2016-10-12 10:00 | 0 | 0.52714 | 373533
2016-10-12 11:00 | 0 | 0.52005 | 399567
2016-10-12 12:00 | 0 | 0.50979 | 411951
2016-10-12 13:00 | 0.013642 | 0.46102 | 423006
2016-10-12 14:00 | 0.30358 | 0.42656 | 433683
2016-10-12 15:00 | 0.61662 | 0.42925 | 442339
2016-10-12 16:00 | 0.69518 | 0.40761 | 449506
2016-10-12 17:00 | 0.69897 | 0.36937 | 456544
2016-10-12 18:00 | 0.67324 | 0.33344 | 462687
2016-10-12 19:00 | 0.65533 | 0.30622 | 467162
2016-10-12 20:00 | 0.65424 | 0.28527 | 471056
2016-10-12 21:00 | 0.65111 | 0.26724 | 474321
2016-10-12 22:00 | 0.59659 | 0.24799 | 474450
2016-10-12 23:00 | 0.43019 | 0.25213 | 477720
2016-10-13 | 0.1422 | 0.29729 | 473170
2016-10-13 01:00 | 0.00033761 | 0.31825 | 458461
2016-10-13 02:00 | 0 | 0.33588 | 435066
2016-10-13 03:00 | 0 | 0.34176 | 407110
2016-10-13 04:00 | 0 | 0.35017 | 381865
2016-10-13 05:00 | 0 | 0.36055 | 362529
2016-10-13 06:00 | 0 | 0.36544 | 348729
2016-10-13 07:00 | 0 | 0.36113 | 341147
2016-10-13 08:00 | 0 | 0.35114 | 340195
2016-10-13 09:00 | 0 | 0.34398 | 348595
2016-10-13 10:00 | 0 | 0.33778 | 373419
2016-10-13 11:00 | 0 | 0.33165 | 399415
2016-10-13 12:00 | 0 | 0.32246 | 412453
2016-10-13 13:00 | 0.0068971 | 0.25687 | 423354
2016-10-13 14:00 | 0.24106 | 0.16636 | 433595
2016-10-13 15:00 | 0.55264 | 0.1602 | 441745
2016-10-13 16:00 | 0.63093 | 0.16492 | 448142
2016-10-13 17:00 | 0.63405 | 0.16717 | 454591
2016-10-13 18:00 | 0.62393 | 0.17095 | 460716
2016-10-13 19:00 | 0.61718 | 0.1731 | 464994
2016-10-13 20:00 | 0.62488 | 0.16633 | 467977
2016-10-13 21:00 | 0.631 | 0.16291 | 469397
2016-10-13 22:00 | 0.60297 | 0.17842 | 468201
2016-10-13 23:00 | 0.45331 | 0.29318 | 472705
2016-10-14 | 0.1138 | 0.47024 | 470940
2016-10-14 01:00 | 0.00019909 | 0.56053 | 456951
2016-10-14 02:00 | 0 | 0.60141 | 433342
2016-10-14 03:00 | 0 | 0.62144 | 407036
2016-10-14 04:00 | 0 | 0.63032 | 382596
2016-10-14 05:00 | 0 | 0.6292 | 362278
2016-10-14 06:00 | 0 | 0.62267 | 348008
2016-10-14 07:00 | 0 | 0.61482 | 340313
2016-10-14 08:00 | 0 | 0.60154 | 339060
2016-10-14 09:00 | 0 | 0.57517 | 347726
2016-10-14 10:00 | 0 | 0.55219 | 371146
2016-10-14 11:00 | 0 | 0.53831 | 396426
2016-10-14 12:00 | 0 | 0.5302 | 409246
2016-10-14 13:00 | 0.0091081 | 0.49674 | 419731
2016-10-14 14:00 | 0.27824 | 0.40222 | 429523
2016-10-14 15:00 | 0.54355 | 0.3911 | 436532
2016-10-14 16:00 | 0.62779 | 0.42927 | 442480
2016-10-14 17:00 | 0.64069 | 0.46427 | 448288
2016-10-14 18:00 | 0.63372 | 0.5031 | 453012
2016-10-14 19:00 | 0.62863 | 0.54428 | 456009
2016-10-14 20:00 | 0.63496 | 0.58197 | 458200
2016-10-14 21:00 | 0.64108 | 0.62739 | 458185
2016-10-14 22:00 | 0.60225 | 0.67944 | 455239
2016-10-14 23:00 | 0.4391 | 0.79742 | 456333
2016-10-15 | 0.094799 | 0.90436 | 451920
2016-10-15 01:00 | 0.00014375 | 0.9307 | 440415
2016-10-15 02:00 | 0 | 0.92822 | 422463
2016-10-15 03:00 | 0 | 0.92437 | 399992
2016-10-15 04:00 | 0 | 0.9159 | 377730
2016-10-15 05:00 | 0 | 0.89859 | 360123
2016-10-15 06:00 | 0 | 0.87759 | 346109
2016-10-15 07:00 | 0 | 0.85874 | 337138
2016-10-15 08:00 | 0 | 0.84313 | 333073
2016-10-15 09:00 | 0 | 0.82265 | 334219
2016-10-15 10:00 | 0 | 0.79482 | 341744
2016-10-15 11:00 | 0 | 0.77354 | 353154
2016-10-15 12:00 | 0 | 0.74801 | 366424
2016-10-15 13:00 | 0.009392 | 0.68303 | 381324
2016-10-15 14:00 | 0.32178 | 0.54576 | 395160
2016-10-15 15:00 | 0.62946 | 0.47298 | 407344
2016-10-15 16:00 | 0.70065 | 0.4964 | 417435
2016-10-15 17:00 | 0.69472 | 0.50092 | 425068
2016-10-15 18:00 | 0.6759 | 0.47024 | 431579
2016-10-15 19:00 | 0.66763 | 0.43578 | 437621
2016-10-15 20:00 | 0.6785 | 0.39693 | 442960
2016-10-15 21:00 | 0.69543 | 0.36063 | 445535
2016-10-15 22:00 | 0.68042 | 0.34869 | 446436
2016-10-15 23:00 | 0.49636 | 0.41525 | 449627
2016-10-16 | 0.11725 | 0.47742 | 445552
2016-10-16 01:00 | 0.00011651 | 0.51837 | 434826
2016-10-16 02:00 | 0 | 0.54409 | 417311
2016-10-16 03:00 | 0 | 0.57581 | 396189
2016-10-16 04:00 | 0 | 0.60853 | 374750
2016-10-16 05:00 | 0 | 0.62411 | 357343
2016-10-16 06:00 | 0 | 0.6281 | 343637
2016-10-16 07:00 | 0 | 0.63994 | 333971
2016-10-16 08:00 | 0 | 0.65447 | 328806
2016-10-16 09:00 | 0 | 0.66635 | 327782
2016-10-16 10:00 | 0 | 0.68219 | 331842
2016-10-16 11:00 | 0 | 0.69173 | 340368
2016-10-16 12:00 | 0 | 0.70583 | 351891
2016-10-16 13:00 | 0.0081807 | 0.65264 | 367423
2016-10-16 14:00 | 0.31655 | 0.53615 | 383772
2016-10-16 15:00 | 0.57035 | 0.5099 | 400544
2016-10-16 16:00 | 0.6447 | 0.59078 | 416790
2016-10-16 17:00 | 0.64454 | 0.68706 | 430707
2016-10-16 18:00 | 0.62667 | 0.73268 | 442178
2016-10-16 19:00 | 0.6189 | 0.75319 | 451589
2016-10-16 20:00 | 0.62334 | 0.75853 | 458822
2016-10-16 21:00 | 0.63252 | 0.75228 | 464628
2016-10-16 22:00 | 0.61418 | 0.75669 | 467804
2016-10-16 23:00 | 0.45714 | 0.81713 | 471245
2016-10-17 | 0.10816 | 0.85498 | 468534
2016-10-17 01:00 | 8.49e-05 | 0.84947 | 453973
2016-10-17 02:00 | 0 | 0.8215 | 431304
2016-10-17 03:00 | 0 | 0.78858 | 404663
2016-10-17 04:00 | 0 | 0.76709 | 379946
2016-10-17 05:00 | 0 | 0.74994 | 360858
2016-10-17 06:00 | 0 | 0.72122 | 347528
2016-10-17 07:00 | 0 | 0.69575 | 340423
2016-10-17 08:00 | 0 | 0.67029 | 339804
2016-10-17 09:00 | 0 | 0.63714 | 349623
2016-10-17 10:00 | 0 | 0.60881 | 376218
2016-10-17 11:00 | 0 | 0.5899 | 404471
2016-10-17 12:00 | 0 | 0.58016 | 420646
2016-10-17 13:00 | 0.0079174 | 0.54041 | 436484
2016-10-17 14:00 | 0.30061 | 0.4363 | 453409
2016-10-17 15:00 | 0.60107 | 0.43545 | 468848
2016-10-17 16:00 | 0.68774 | 0.51896 | 483953
2016-10-17 17:00 | 0.69122 | 0.58003 | 498846
2016-10-17 18:00 | 0.66971 | 0.61724 | 511978
2016-10-17 19:00 | 0.66 | 0.63975 | 521613
2016-10-17 20:00 | 0.6718 | 0.65474 | 527488
2016-10-17 21:00 | 0.69386 | 0.6666 | 528429
2016-10-17 22:00 | 0.68577 | 0.69133 | 523606
2016-10-17 23:00 | 0.51176 | 0.76937 | 522334
2016-10-18 | 0.12135 | 0.81432 | 514513
2016-10-18 01:00 | 8.84e-05 | 0.81057 | 495858
2016-10-18 02:00 | 0 | 0.79928 | 468422
2016-10-18 03:00 | 0 | 0.79092 | 435906
2016-10-18 04:00 | 0 | 0.78313 | 406153
2016-10-18 05:00 | 0 | 0.76608 | 383174
2016-10-18 06:00 | 0 | 0.75023 | 367099
2016-10-18 07:00 | 0 | 0.73741 | 357029
2016-10-18 08:00 | 0 | 0.71698 | 354533
2016-10-18 09:00 | 0 | 0.67642 | 363232
2016-10-18 10:00 | 0 | 0.63577 | 388280
2016-10-18 11:00 | 0 | 0.59703 | 414599
2016-10-18 12:00 | 0 | 0.56205 | 428263
2016-10-18 13:00 | 0.0058595 | 0.44825 | 443362
2016-10-18 14:00 | 0.28001 | 0.26506 | 459677
2016-10-18 15:00 | 0.67268 | 0.25748 | 473422
2016-10-18 16:00 | 0.73686 | 0.24389 | 487336
2016-10-18 17:00 | 0.71155 | 0.21427 | 500972
2016-10-18 18:00 | 0.68389 | 0.19931 | 512847
2016-10-18 19:00 | 0.66782 | 0.19869 | 521572
2016-10-18 20:00 | 0.67458 | 0.19986 | 527230
2016-10-18 21:00 | 0.68845 | 0.1988 | 527453
2016-10-18 22:00 | 0.66896 | 0.20335 | 522155
2016-10-18 23:00 | 0.49627 | 0.25835 | 520044
2016-10-19 | 0.11895 | 0.35453 | 512531
2016-10-19 01:00 | 6.18e-05 | 0.42021 | 493705
2016-10-19 02:00 | 0 | 0.44105 | 465734
2016-10-19 03:00 | 0 | 0.43067 | 434382
2016-10-19 04:00 | 0 | 0.40441 | 404120
2016-10-19 05:00 | 0 | 0.37167 | 381461
2016-10-19 06:00 | 0 | 0.34386 | 365213
2016-10-19 07:00 | 0 | 0.32185 | 355191
2016-10-19 08:00 | 0 | 0.3038 | 353273
2016-10-19 09:00 | 0 | 0.28924 | 362507
2016-10-19 10:00 | 0 | 0.28264 | 387847
2016-10-19 11:00 | 0 | 0.28485 | 413174
2016-10-19 12:00 | 0 | 0.28751 | 427913
2016-10-19 13:00 | 0.0050292 | 0.24365 | 441862
2016-10-19 14:00 | 0.26848 | 0.12636 | 458750
2016-10-19 15:00 | 0.69145 | 0.13094 | 474396
2016-10-19 16:00 | 0.74362 | 0.15916 | 488621
2016-10-19 17:00 | 0.71762 | 0.14789 | 504233
2016-10-19 18:00 | 0.68988 | 0.13924 | 514868
2016-10-19 19:00 | 0.67638 | 0.14675 | 522783
2016-10-19 20:00 | 0.68546 | 0.16754 | 526819
2016-10-19 21:00 | 0.70109 | 0.20051 | 524964
2016-10-19 22:00 | 0.68883 | 0.24308 | 520100
2016-10-19 23:00 | 0.51667 | 0.35088 | 519054
2016-10-20 | 0.11501 | 0.48392 | 509934
2016-10-20 01:00 | 5.1e-05 | 0.48911 | 488304
2016-10-20 02:00 | 0 | 0.46043 | 461216
2016-10-20 03:00 | 0 | 0.42539 | 433142
2016-10-20 04:00 | 0 | 0.40721 | 402047
2016-10-20 05:00 | 0 | 0.41165 | 379104
2016-10-20 06:00 | 0 | 0.43422 | 362360
2016-10-20 07:00 | 0 | 0.45151 | 352629
2016-10-20 08:00 | 0 | 0.46327 | 350469
2016-10-20 09:00 | 0 | 0.45832 | 358516
2016-10-20 10:00 | 0 | 0.45044 | 382205
2016-10-20 11:00 | 0 | 0.44036 | 407642
2016-10-20 12:00 | 0 | 0.42952 | 421327
2016-10-20 13:00 | 0.0047758 | 0.38594 | 433915
2016-10-20 14:00 | 0.24858 | 0.32793 | 446863
2016-10-20 15:00 | 0.67916 | 0.30479 | 458334
2016-10-20 16:00 | 0.73505 | 0.28017 | 468446
2016-10-20 17:00 | 0.72176 | 0.25841 | 477166
2016-10-20 18:00 | 0.69621 | 0.24524 | 483333
2016-10-20 19:00 | 0.68256 | 0.23717 | 485984
2016-10-20 20:00 | 0.69208 | 0.23069 | 487956
2016-10-20 21:00 | 0.70991 | 0.22033 | 486898
2016-10-20 22:00 | 0.69967 | 0.20219 | 485387
2016-10-20 23:00 | 0.51975 | 0.23258 | 487256
2016-10-21 | 0.11839 | 0.32175 | 481349
2016-10-21 01:00 | 3.32e-05 | 0.40078 | 464833
2016-10-21 02:00 | 0 | 0.47779 | 440739
2016-10-21 03:00 | 0 | 0.53168 | 411354
2016-10-21 04:00 | 0 | 0.55199 | 384789
2016-10-21 05:00 | 0 | 0.55481 | 365676
2016-10-21 06:00 | 0 | 0.55176 | 350932
2016-10-21 07:00 | 0 | 0.54355 | 342072
2016-10-21 08:00 | 0 | 0.53667 | 340233
2016-10-21 09:00 | 0 | 0.52861 | 347723
2016-10-21 10:00 | 0 | 0.52643 | 369935
2016-10-21 11:00 | 0 | 0.53104 | 396221
2016-10-21 12:00 | 0 | 0.54018 | 410677
2016-10-21 13:00 | 0.0034688 | 0.51203 | 423400
2016-10-21 14:00 | 0.24934 | 0.32562 | 433205
2016-10-21 15:00 | 0.68087 | 0.25331 | 439526
2016-10-21 16:00 | 0.73708 | 0.34517 | 443972
2016-10-21 17:00 | 0.71133 | 0.36555 | 448132
2016-10-21 18:00 | 0.68414 | 0.34828 | 450191
2016-10-21 19:00 | 0.6702 | 0.33138 | 451429
2016-10-21 20:00 | 0.67884 | 0.31506 | 452203
2016-10-21 21:00 | 0.69828 | 0.29126 | 451126
2016-10-21 22:00 | 0.69485 | 0.27135 | 448961
2016-10-21 23:00 | 0.51178 | 0.37948 | 449429
2016-10-22 | 0.1125 | 0.46134 | 443542
2016-10-22 01:00 | 2.65e-05 | 0.50653 | 430130
2016-10-22 02:00 | 0 | 0.52395 | 411926
2016-10-22 03:00 | 0 | 0.53572 | 388331
2016-10-22 04:00 | 0 | 0.54814 | 367509
2016-10-22 05:00 | 0 | 0.54752 | 350055
2016-10-22 06:00 | 0 | 0.53947 | 336559
2016-10-22 07:00 | 0 | 0.52624 | 328180
2016-10-22 08:00 | 0 | 0.50576 | 324353
2016-10-22 09:00 | 0 | 0.47664 | 326281
2016-10-22 10:00 | 0 | 0.45652 | 333702
2016-10-22 11:00 | 0 | 0.45146 | 346674
2016-10-22 12:00 | 0 | 0.45859 | 360161
2016-10-22 13:00 | 0.0028987 | 0.42345 | 374661
2016-10-22 14:00 | 0.26086 | 0.26891 | 383664
2016-10-22 15:00 | 0.61088 | 0.15772 | 387972
2016-10-22 16:00 | 0.6835 | 0.22351 | 388617
2016-10-22 17:00 | 0.67245 | 0.32898 | 388083
2016-10-22 18:00 | 0.64955 | 0.372 | 387684
2016-10-22 19:00 | 0.63789 | 0.39942 | 389417
2016-10-22 20:00 | 0.64608 | 0.41432 | 393748
2016-10-22 21:00 | 0.66141 | 0.42424 | 398974
2016-10-22 22:00 | 0.62641 | 0.47435 | 403878
2016-10-22 23:00 | 0.43036 | 0.64969 | 410658
2016-10-23 | 0.086016 | 0.74998 | 410237
2016-10-23 01:00 | 1.29e-05 | 0.78496 | 403081
2016-10-23 02:00 | 0 | 0.79783 | 389395
2016-10-23 03:00 | 0 | 0.79901 | 371839
2016-10-23 04:00 | 0 | 0.78444 | 354383
2016-10-23 05:00 | 0 | 0.76489 | 339525
2016-10-23 06:00 | 0 | 0.73883 | 328360
2016-10-23 07:00 | 0 | 0.71365 | 321477
2016-10-23 08:00 | 0 | 0.68792 | 318501
2016-10-23 09:00 | 0 | 0.6519 | 318837
2016-10-23 10:00 | 0 | 0.61843 | 325778
2016-10-23 11:00 | 0 | 0.58619 | 335639
2016-10-23 12:00 | 0 | 0.5585 | 347934
2016-10-23 13:00 | 0.0014174 | 0.48118 | 358905
2016-10-23 14:00 | 0.2237 | 0.31613 | 364785
2016-10-23 15:00 | 0.4846 | 0.34712 | 368963
2016-10-23 16:00 | 0.59979 | 0.3481 | 373345
2016-10-23 17:00 | 0.61424 | 0.32748 | 377387
2016-10-23 18:00 | 0.5965 | 0.29964 | 380953
2016-10-23 19:00 | 0.58129 | 0.27933 | 384868
2016-10-23 20:00 | 0.58171 | 0.26381 | 391183
2016-10-23 21:00 | 0.58047 | 0.2527 | 398828
2016-10-23 22:00 | 0.53275 | 0.25498 | 408238
2016-10-23 23:00 | 0.35288 | 0.40228 | 420251
2016-10-24 | 0.056876 | 0.59725 | 422595
2016-10-24 01:00 | 1.15e-05 | 0.66155 | 411659
2016-10-24 02:00 | 0 | 0.64985 | 393670
2016-10-24 03:00 | 0 | 0.61525 | 371559
2016-10-24 04:00 | 0 | 0.57156 | 352342
2016-10-24 05:00 | 0 | 0.5249 | 336659
2016-10-24 06:00 | 0 | 0.48514 | 325873
2016-10-24 07:00 | 0 | 0.45036 | 321177
2016-10-24 08:00 | 0 | 0.41957 | 322115
2016-10-24 09:00 | 0 | 0.38298 | 334390
2016-10-24 10:00 | 0 | 0.35381 | 362713
2016-10-24 11:00 | 0 | 0.32605 | 392252
2016-10-24 12:00 | 0 | 0.29742 | 406365
2016-10-24 13:00 | 0.0021007 | 0.24852 | 414488
2016-10-24 14:00 | 0.22403 | 0.15819 | 422221
2016-10-24 15:00 | 0.42068 | 0.14701 | 427759
2016-10-24 16:00 | 0.51173 | 0.16532 | 432360
2016-10-24 17:00 | 0.52967 | 0.17165 | 437102
2016-10-24 18:00 | 0.51769 | 0.17914 | 441106
2016-10-24 19:00 | 0.50117 | 0.18643 | 444839
2016-10-24 20:00 | 0.48437 | 0.19168 | 448354
2016-10-24 21:00 | 0.45033 | 0.19734 | 451542
2016-10-24 22:00 | 0.37941 | 0.221 | 454806
2016-10-24 23:00 | 0.22674 | 0.40067 | 462102
2016-10-25 | 0.049075 | 0.63928 | 459418
2016-10-25 01:00 | 1.28e-05 | 0.72394 | 445715
2016-10-25 02:00 | 0 | 0.72337 | 421898
2016-10-25 03:00 | 0 | 0.69728 | 395290
2016-10-25 04:00 | 0 | 0.66315 | 370928
2016-10-25 05:00 | 0 | 0.6265 | 353108
2016-10-25 06:00 | 0 | 0.58689 | 340493
2016-10-25 07:00 | 0 | 0.54778 | 333872
2016-10-25 08:00 | 0 | 0.51397 | 333840
2016-10-25 09:00 | 0 | 0.48461 | 345250
2016-10-25 10:00 | 0 | 0.47087 | 374380
2016-10-25 11:00 | 0 | 0.46125 | 402791
2016-10-25 12:00 | 0 | 0.45851 | 414577
2016-10-25 13:00 | 0.00060858 | 0.43481 | 420864
2016-10-25 14:00 | 0.10337 | 0.35033 | 425780
2016-10-25 15:00 | 0.36828 | 0.33402 | 429361
2016-10-25 16:00 | 0.5278 | 0.4093 | 433164
2016-10-25 17:00 | 0.58626 | 0.46754 | 437173
2016-10-25 18:00 | 0.58052 | 0.51008 | 440755
2016-10-25 19:00 | 0.57192 | 0.54519 | 444026
2016-10-25 20:00 | 0.58453 | 0.56278 | 448066
2016-10-25 21:00 | 0.60449 | 0.56047 | 451997
2016-10-25 22:00 | 0.59043 | 0.56234 | 457558
2016-10-25 23:00 | 0.45082 | 0.60567 | 465965
2016-10-26 | 0.08443 | 0.65915 | 463206
2016-10-26 01:00 | 1.25e-05 | 0.63796 | 450822
2016-10-26 02:00 | 0 | 0.61677 | 427489
2016-10-26 03:00 | 0 | 0.60167 | 401143
2016-10-26 04:00 | 0 | 0.58579 | 377467
2016-10-26 05:00 | 0 | 0.57539 | 358988
2016-10-26 06:00 | 0 | 0.56459 | 346963
2016-10-26 07:00 | 0 | 0.54997 | 340536
2016-10-26 08:00 | 0 | 0.52819 | 341377
2016-10-26 09:00 | 0 | 0.49029 | 351909
2016-10-26 10:00 | 0 | 0.45255 | 379889
2016-10-26 11:00 | 0 | 0.42703 | 408520
2016-10-26 12:00 | 0 | 0.40995 | 419924
2016-10-26 13:00 | 0.0015322 | 0.37334 | 425356
2016-10-26 14:00 | 0.22155 | 0.2509 | 430914
2016-10-26 15:00 | 0.60229 | 0.22467 | 434118
2016-10-26 16:00 | 0.69086 | 0.23716 | 437865
2016-10-26 17:00 | 0.67295 | 0.22542 | 442826
2016-10-26 18:00 | 0.64094 | 0.21141 | 447686
2016-10-26 19:00 | 0.62692 | 0.2041 | 452795
2016-10-26 20:00 | 0.6373 | 0.19366 | 458288
2016-10-26 21:00 | 0.66055 | 0.17845 | 463634
2016-10-26 22:00 | 0.63826 | 0.16027 | 469313
2016-10-26 23:00 | 0.43153 | 0.19458 | 474513
2016-10-27 | 0.066606 | 0.25241 | 470084
2016-10-27 01:00 | 1.18e-05 | 0.30527 | 457175
2016-10-27 02:00 | 0 | 0.3397 | 433502
2016-10-27 03:00 | 0 | 0.36102 | 405656
2016-10-27 04:00 | 0 | 0.36809 | 380313
2016-10-27 05:00 | 0 | 0.36953 | 361970
2016-10-27 06:00 | 0 | 0.37219 | 348505
2016-10-27 07:00 | 0 | 0.37093 | 341247
2016-10-27 08:00 | 0 | 0.36309 | 340680
2016-10-27 09:00 | 0 | 0.35047 | 350607
2016-10-27 10:00 | 0 | 0.34035 | 376569
2016-10-27 11:00 | 0 | 0.33383 | 404673
2016-10-27 12:00 | 0 | 0.32529 | 417790
2016-10-27 13:00 | 0.00108 | 0.31053 | 426933
2016-10-27 14:00 | 0.21046 | 0.21473 | 435210
2016-10-27 15:00 | 0.47088 | 0.1249 | 441686
2016-10-27 16:00 | 0.55383 | 0.13883 | 447689
2016-10-27 17:00 | 0.55972 | 0.15899 | 454898
2016-10-27 18:00 | 0.54281 | 0.16001 | 460712
2016-10-27 19:00 | 0.52744 | 0.16277 | 464519
2016-10-27 20:00 | 0.51936 | 0.17285 | 469105
2016-10-27 21:00 | 0.49665 | 0.19797 | 471458
2016-10-27 22:00 | 0.41965 | 0.29307 | 473190
2016-10-27 23:00 | 0.22641 | 0.53549 | 475743
2016-10-28 | 0.016406 | 0.69452 | 471538
2016-10-28 01:00 | 3.05e-07 | 0.78253 | 458174
2016-10-28 02:00 | 0 | 0.81725 | 435168
2016-10-28 03:00 | 0 | 0.82706 | 407076
2016-10-28 04:00 | 0 | 0.82673 | 380575
2016-10-28 05:00 | 0 | 0.81748 | 360923
2016-10-28 06:00 | 0 | 0.80145 | 346937
2016-10-28 07:00 | 0 | 0.78337 | 340245
2016-10-28 08:00 | 0 | 0.76474 | 339281
2016-10-28 09:00 | 0 | 0.7493 | 347939
2016-10-28 10:00 | 0 | 0.74235 | 374656
2016-10-28 11:00 | 0 | 0.73259 | 401690
2016-10-28 12:00 | 0 | 0.71839 | 413635
2016-10-28 13:00 | 0.0010715 | 0.66963 | 422680
2016-10-28 14:00 | 0.12715 | 0.50738 | 431243
2016-10-28 15:00 | 0.30073 | 0.37897 | 437540
2016-10-28 16:00 | 0.40028 | 0.43798 | 443197
2016-10-28 17:00 | 0.43958 | 0.49528 | 449351
2016-10-28 18:00 | 0.45617 | 0.50447 | 454376
2016-10-28 19:00 | 0.46053 | 0.51205 | 456865
2016-10-28 20:00 | 0.45842 | 0.51886 | 459630
2016-10-28 21:00 | 0.43588 | 0.51998 | 460343
2016-10-28 22:00 | 0.383 | 0.53825 | 459351
2016-10-28 23:00 | 0.25355 | 0.59539 | 458141
2016-10-29 | 0.056879 | 0.65941 | 451526
2016-10-29 01:00 | 2.79e-06 | 0.6569 | 438382
2016-10-29 02:00 | 0 | 0.63744 | 419698
2016-10-29 03:00 | 0 | 0.60871 | 398575
2016-10-29 04:00 | 0 | 0.57895 | 376913
2016-10-29 05:00 | 0 | 0.56044 | 358730
2016-10-29 06:00 | 0 | 0.54359 | 345598
2016-10-29 07:00 | 0 | 0.52466 | 336136
2016-10-29 08:00 | 0 | 0.51013 | 331955
2016-10-29 09:00 | 0 | 0.49525 | 334188
2016-10-29 10:00 | 0 | 0.48529 | 341183
2016-10-29 11:00 | 0 | 0.4785 | 353400
2016-10-29 12:00 | 0 | 0.46809 | 366362
2016-10-29 13:00 | 0.00071991 | 0.42792 | 379350
2016-10-29 14:00 | 0.1736 | 0.29084 | 393060
2016-10-29 15:00 | 0.50484 | 0.30702 | 402815
2016-10-29 16:00 | 0.62039 | 0.36949 | 410672
2016-10-29 17:00 | 0.62886 | 0.35709 | 417739
2016-10-29 18:00 | 0.60249 | 0.33823 | 425048
2016-10-29 19:00 | 0.59032 | 0.3416 | 430421
2016-10-29 20:00 | 0.60182 | 0.3581 | 436729
2016-10-29 21:00 | 0.62088 | 0.37472 | 439461
2016-10-29 22:00 | 0.59377 | 0.39075 | 439395
2016-10-29 23:00 | 0.37758 | 0.44487 | 439845
2016-10-30 | 0.046086 | 0.50805 | 433880
2016-10-30 01:00 | 7.84e-07 | 0.51938 | 421469
2016-10-30 02:00 | 0 | 0.51727 | 405072
2016-10-30 03:00 | 0 | 0.51507 | 385088
2016-10-30 04:00 | 0 | 0.51261 | 364576
2016-10-30 05:00 | 0 | 0.50782 | 348139
2016-10-30 06:00 | 0 | 0.49634 | 334018
2016-10-30 07:00 | 0 | 0.47682 | 324431
2016-10-30 08:00 | 0 | 0.45328 | 318956
2016-10-30 09:00 | 0 | 0.41187 | 317742
2016-10-30 10:00 | 0 | 0.37247 | 321987
2016-10-30 11:00 | 0 | 0.34725 | 330156
2016-10-30 12:00 | 0 | 0.32841 | 342297
2016-10-30 13:00 | 0.00059478 | 0.29405 | 356809
2016-10-30 14:00 | 0.18889 | 0.23537 | 371612
2016-10-30 15:00 | 0.3703 | 0.1885 | 384979
2016-10-30 16:00 | 0.46062 | 0.17385 | 398469
2016-10-30 17:00 | 0.48806 | 0.17828 | 411094
2016-10-30 18:00 | 0.4952 | 0.17708 | 421927
2016-10-30 19:00 | 0.5012 | 0.17661 | 429488
2016-10-30 20:00 | 0.50413 | 0.17675 | 436896
2016-10-30 21:00 | 0.49205 | 0.17665 | 441267
2016-10-30 22:00 | 0.43942 | 0.18572 | 444525
2016-10-30 23:00 | 0.26733 | 0.29305 | 448448
2016-10-31 | 0.054225 | 0.43282 | 445376
2016-10-31 01:00 | 1.55e-07 | 0.51223 | 430012
2016-10-31 02:00 | 0 | 0.54834 | 410424
2016-10-31 03:00 | 0 | 0.56649 | 386114
2016-10-31 04:00 | 0 | 0.57182 | 363896
2016-10-31 05:00 | 0 | 0.57026 | 346071
2016-10-31 06:00 | 0 | 0.5732 | 334247
2016-10-31 07:00 | 0 | 0.58172 | 327083
2016-10-31 08:00 | 0 | 0.58684 | 326644
2016-10-31 09:00 | 0 | 0.58748 | 336996
2016-10-31 10:00 | 0 | 0.59156 | 364167
2016-10-31 11:00 | 0 | 0.60877 | 394234
2016-10-31 12:00 | 0 | 0.63876 | 409948
2016-10-31 13:00 | 0.00047581 | 0.64488 | 418819
2016-10-31 14:00 | 0.15252 | 0.58588 | 428158
2016-10-31 15:00 | 0.50213 | 0.63919 | 435884
2016-10-31 16:00 | 0.62814 | 0.73225 | 443570
2016-10-31 17:00 | 0.6393 | 0.77852 | 452155
2016-10-31 18:00 | 0.61377 | 0.79627 | 457632
2016-10-31 19:00 | 0.59979 | 0.79533 | 463453
2016-10-31 20:00 | 0.60827 | 0.78543 | 466731
2016-10-31 21:00 | 0.62142 | 0.76919 | 467068
2016-10-31 22:00 | 0.58233 | 0.7741 | 465870
2016-10-31 23:00 | 0.37658 | 0.82655 | 462651
2016-11-01 | 0.058282 | 0.86168 | 457791
2016-11-01 01:00 | 0 | 0.85389 | 446536
2016-11-01 02:00 | 0 | 0.84215 | 426933
2016-11-01 03:00 | 0 | 0.82492 | 401248
2016-11-01 04:00 | 0 | 0.80523 | 377067
2016-11-01 05:00 | 0 | 0.78966 | 358819
2016-11-01 06:00 | 0 | 0.76166 | 346642
2016-11-01 07:00 | 0 | 0.72028 | 340076
2016-11-01 08:00 | 0 | 0.66835 | 339261
2016-11-01 09:00 | 0 | 0.59616 | 348857
2016-11-01 10:00 | 0 | 0.52623 | 375785
2016-11-01 11:00 | 0 | 0.47006 | 404362
2016-11-01 12:00 | 0 | 0.42961 | 418100
2016-11-01 13:00 | 0.0003552 | 0.38116 | 424883
2016-11-01 14:00 | 0.09131 | 0.26449 | 432738
2016-11-01 15:00 | 0.3218 | 0.19823 | 441024
2016-11-01 16:00 | 0.46121 | 0.19421 | 448543
2016-11-01 17:00 | 0.51334 | 0.23987 | 454209
2016-11-01 18:00 | 0.51294 | 0.26402 | 460031
2016-11-01 19:00 | 0.5041 | 0.28035 | 464625
2016-11-01 20:00 | 0.49829 | 0.29036 | 469424
2016-11-01 21:00 | 0.48337 | 0.29391 | 473308
2016-11-01 22:00 | 0.43537 | 0.31523 | 477350
2016-11-01 23:00 | 0.3073 | 0.42383 | 481831
2016-11-02 | 0.058241 | 0.49996 | 478077
2016-11-02 01:00 | 0 | 0.52088 | 461935
2016-11-02 02:00 | 0 | 0.5239 | 438071
2016-11-02 03:00 | 0 | 0.53165 | 411034
2016-11-02 04:00 | 0 | 0.53283 | 384186
2016-11-02 05:00 | 0 | 0.51605 | 363898
2016-11-02 06:00 | 0 | 0.48946 | 350436
2016-11-02 07:00 | 0 | 0.46407 | 342291
2016-11-02 08:00 | 0 | 0.44964 | 340929
2016-11-02 09:00 | 0 | 0.41985 | 350511
2016-11-02 10:00 | 0 | 0.39053 | 375741
2016-11-02 11:00 | 0 | 0.36786 | 403615
2016-11-02 12:00 | 0 | 0.34788 | 418313
2016-11-02 13:00 | 0.0001469 | 0.3173 | 426393
2016-11-02 14:00 | 0.090839 | 0.23045 | 436379
2016-11-02 15:00 | 0.49401 | 0.16919 | 444579
2016-11-02 16:00 | 0.6102 | 0.15316 | 451675
2016-11-02 17:00 | 0.60246 | 0.15635 | 459394
2016-11-02 18:00 | 0.57566 | 0.16208 | 466383
2016-11-02 19:00 | 0.55841 | 0.16308 | 471568
2016-11-02 20:00 | 0.56125 | 0.16472 | 474377
2016-11-02 21:00 | 0.57053 | 0.1712 | 475810
2016-11-02 22:00 | 0.54677 | 0.19586 | 479192
2016-11-02 23:00 | 0.37102 | 0.26805 | 481998
2016-11-03 | 0.054502 | 0.32192 | 476820
2016-11-03 01:00 | 0 | 0.33738 | 460151
2016-11-03 02:00 | 0 | 0.33984 | 436685
2016-11-03 03:00 | 0 | 0.34388 | 410743
2016-11-03 04:00 | 0 | 0.35579 | 386212
2016-11-03 05:00 | 0 | 0.3774 | 367300
2016-11-03 06:00 | 0 | 0.40505 | 351478
2016-11-03 07:00 | 0 | 0.42573 | 342221
2016-11-03 08:00 | 0 | 0.43823 | 340441
2016-11-03 09:00 | 0 | 0.43661 | 349046
2016-11-03 10:00 | 0 | 0.42904 | 372309
2016-11-03 11:00 | 0 | 0.42241 | 400076
2016-11-03 12:00 | 0 | 0.41969 | 415884
2016-11-03 13:00 | 9.89e-05 | 0.41156 | 425592
2016-11-03 14:00 | 0.087324 | 0.28845 | 436543
2016-11-03 15:00 | 0.43963 | 0.15792 | 444376
2016-11-03 16:00 | 0.56917 | 0.11204 | 450775
2016-11-03 17:00 | 0.584 | 0.10215 | 457150
2016-11-03 18:00 | 0.56883 | 0.10558 | 461030
2016-11-03 19:00 | 0.55311 | 0.10428 | 462902
2016-11-03 20:00 | 0.55007 | 0.098255 | 463605
2016-11-03 21:00 | 0.5448 | 0.091792 | 464188
2016-11-03 22:00 | 0.50449 | 0.107 | 466431
2016-11-03 23:00 | 0.32006 | 0.12507 | 469489
2016-11-04 | 0.045918 | 0.14517 | 466276
2016-11-04 01:00 | 0 | 0.16145 | 452064
2016-11-04 02:00 | 0 | 0.17814 | 428563
2016-11-04 03:00 | 0 | 0.21157 | 402878
2016-11-04 04:00 | 0 | 0.24962 | 378204
2016-11-04 05:00 | 0 | 0.27849 | 358324
2016-11-04 06:00 | 0 | 0.30317 | 345610
2016-11-04 07:00 | 0 | 0.32233 | 337040
2016-11-04 08:00 | 0 | 0.33283 | 335876
2016-11-04 09:00 | 0 | 0.31946 | 344352
2016-11-04 10:00 | 0 | 0.29838 | 368826
2016-11-04 11:00 | 0 | 0.28295 | 396880
2016-11-04 12:00 | 0 | 0.27061 | 411547
2016-11-04 13:00 | 3.04e-05 | 0.25344 | 419830
2016-11-04 14:00 | 0.061083 | 0.18028 | 428091
2016-11-04 15:00 | 0.36023 | 0.090824 | 432715
2016-11-04 16:00 | 0.48477 | 0.05975 | 435014
2016-11-04 17:00 | 0.52163 | 0.062693 | 438947
2016-11-04 18:00 | 0.5125 | 0.074259 | 441631
2016-11-04 19:00 | 0.49878 | 0.082199 | 442149
2016-11-04 20:00 | 0.49503 | 0.079657 | 442635
2016-11-04 21:00 | 0.49086 | 0.078435 | 442022
2016-11-04 22:00 | 0.44536 | 0.10602 | 442778
2016-11-04 23:00 | 0.28666 | 0.1716 | 445082
2016-11-05 | 0.035852 | 0.27805 | 439915
2016-11-05 01:00 | 0 | 0.36304 | 429862
2016-11-05 02:00 | 0 | 0.42301 | 411940
2016-11-05 03:00 | 0 | 0.46368 | 391059
2016-11-05 04:00 | 0 | 0.48608 | 370153
2016-11-05 05:00 | 0 | 0.49168 | 353399
2016-11-05 06:00 | 0 | 0.48296 | 341473
2016-11-05 07:00 | 0 | 0.46608 | 334333
2016-11-05 08:00 | 0 | 0.44448 | 331103
2016-11-05 09:00 | 0 | 0.40724 | 334017
2016-11-05 10:00 | 0 | 0.36327 | 342246
2016-11-05 11:00 | 0 | 0.33049 | 356642
2016-11-05 12:00 | 0 | 0.31098 | 371131
2016-11-05 13:00 | 7.2e-05 | 0.29555 | 383228
2016-11-05 14:00 | 0.04753 | 0.19885 | 390961
2016-11-05 15:00 | 0.34259 | 0.11207 | 394262
2016-11-05 16:00 | 0.48692 | 0.087998 | 394556
2016-11-05 17:00 | 0.52217 | 0.11272 | 393623
2016-11-05 18:00 | 0.51006 | 0.14657 | 392979
2016-11-05 19:00 | 0.49681 | 0.16768 | 392981
2016-11-05 20:00 | 0.49407 | 0.18014 | 395241
2016-11-05 21:00 | 0.48966 | 0.19407 | 397859
2016-11-05 22:00 | 0.45127 | 0.27496 | 405579
2016-11-05 23:00 | 0.31306 | 0.41097 | 412819
2016-11-06 | 0.043386 | 0.5164 | 411564
2016-11-06 01:00 | 0 | 0.57223 | 404747
2016-11-06 02:00 | 0 | 0.60668 | 390608
2016-11-06 03:00 | 0 | 0.63554 | 373425
2016-11-06 04:00 | 0 | 0.65732 | 355387
2016-11-06 05:00 | 0 | 0.66896 | 339352
2016-11-06 06:00 | 0 | 0.66521 | 329384
2016-11-06 07:00 | 0 | 0.64511 | 322959
2016-11-06 08:00 | 0 | 0.61031 | 320466
2016-11-06 09:00 | 0 | 0.56717 | 321170
2016-11-06 10:00 | 0 | 0.5308 | 325728
2016-11-06 11:00 | 0 | 0.50992 | 332624
2016-11-06 12:00 | 0 | 0.50393 | 345359
2016-11-06 13:00 | 4.1e-05 | 0.49817 | 357221
2016-11-06 14:00 | 0.085637 | 0.38196 | 367391
2016-11-06 15:00 | 0.4202 | 0.29985 | 373236
2016-11-06 16:00 | 0.53898 | 0.35314 | 377869
2016-11-06 17:00 | 0.5446 | 0.44288 | 381108
2016-11-06 18:00 | 0.53021 | 0.48695 | 384402
2016-11-06 19:00 | 0.52801 | 0.50987 | 386938
2016-11-06 20:00 | 0.543 | 0.51202 | 390845
2016-11-06 21:00 | 0.56571 | 0.50425 | 400236
2016-11-06 22:00 | 0.53484 | 0.53599 | 410590
2016-11-06 23:00 | 0.34439 | 0.62182 | 420573
2016-11-07 | 0.035073 | 0.67602 | 422553
2016-11-07 01:00 | 0 | 0.67817 | 417048
2016-11-07 02:00 | 0 | 0.66981 | 401103
2016-11-07 03:00 | 0 | 0.6594 | 383244
2016-11-07 04:00 | 0 | 0.64614 | 364444
2016-11-07 05:00 | 0 | 0.61552 | 348335
2016-11-07 06:00 | 0 | 0.58606 | 336181
2016-11-07 07:00 | 0 | 0.55818 | 329397
2016-11-07 08:00 | 0 | 0.53731 | 327608
2016-11-07 09:00 | 0 | 0.51038 | 331047
2016-11-07 10:00 | 0 | 0.48595 | 345633
2016-11-07 11:00 | 0 | 0.46614 | 376476
2016-11-07 12:00 | 0 | 0.44852 | 402683
2016-11-07 13:00 | 9.87e-05 | 0.41935 | 414736
2016-11-07 14:00 | 0.18835 | 0.28371 | 421647
2016-11-07 15:00 | 0.46513 | 0.21078 | 426656
2016-11-07 16:00 | 0.58962 | 0.24726 | 428919
2016-11-07 17:00 | 0.60697 | 0.26919 | 430687
2016-11-07 18:00 | 0.59176 | 0.28026 | 432362
2016-11-07 19:00 | 0.58084 | 0.28969 | 433968
2016-11-07 20:00 | 0.5953 | 0.30289 | 434391
2016-11-07 21:00 | 0.61936 | 0.31786 | 437060
2016-11-07 22:00 | 0.58627 | 0.32507 | 448643
2016-11-07 23:00 | 0.37143 | 0.39245 | 460712
2016-11-08 | 0.035522 | 0.44354 | 460750
2016-11-08 01:00 | 0 | 0.44975 | 454242
2016-11-08 02:00 | 0 | 0.43494 | 437320
2016-11-08 03:00 | 0 | 0.42117 | 414551
2016-11-08 04:00 | 0 | 0.41333 | 390965
2016-11-08 05:00 | 0 | 0.41024 | 370090
2016-11-08 06:00 | 0 | 0.41434 | 355713
2016-11-08 07:00 | 0 | 0.42045 | 346507
2016-11-08 08:00 | 0 | 0.42422 | 342579
2016-11-08 09:00 | 0 | 0.42813 | 343730
2016-11-08 10:00 | 0 | 0.43449 | 356009
2016-11-08 11:00 | 0 | 0.43497 | 382960
2016-11-08 12:00 | 0 | 0.43461 | 407432
2016-11-08 13:00 | 6.13e-05 | 0.42436 | 417824
2016-11-08 14:00 | 0.19821 | 0.3287 | 423057
2016-11-08 15:00 | 0.54457 | 0.30715 | 425691
2016-11-08 16:00 | 0.65281 | 0.28975 | 426448
2016-11-08 17:00 | 0.63926 | 0.27064 | 426886
2016-11-08 18:00 | 0.60235 | 0.26123 | 428327
2016-11-08 19:00 | 0.58659 | 0.25672 | 429072
2016-11-08 20:00 | 0.59891 | 0.25436 | 429520
2016-11-08 21:00 | 0.63246 | 0.25673 | 432640
2016-11-08 22:00 | 0.61522 | 0.30503 | 445778
2016-11-08 23:00 | 0.37868 | 0.4085 | 457394
2016-11-09 | 0.036632 | 0.5054 | 457668
2016-11-09 01:00 | 0 | 0.54479 | 451035
2016-11-09 02:00 | 0 | 0.54998 | 434243
2016-11-09 03:00 | 0 | 0.53878 | 410461
2016-11-09 04:00 | 0 | 0.51941 | 388056
2016-11-09 05:00 | 0 | 0.5025 | 371470
2016-11-09 06:00 | 0 | 0.49322 | 356814
2016-11-09 07:00 | 0 | 0.48235 | 345056
2016-11-09 08:00 | 0 | 0.47009 | 338487
2016-11-09 09:00 | 0 | 0.46187 | 338307
2016-11-09 10:00 | 0 | 0.45597 | 348602
2016-11-09 11:00 | 0 | 0.45644 | 375832
2016-11-09 12:00 | 0 | 0.45922 | 400769
2016-11-09 13:00 | 1.97e-05 | 0.45267 | 413065
2016-11-09 14:00 | 0.20866 | 0.34299 | 421908
2016-11-09 15:00 | 0.54671 | 0.19448 | 426417
2016-11-09 16:00 | 0.63677 | 0.12604 | 426920
2016-11-09 17:00 | 0.6264 | 0.14684 | 428995
2016-11-09 18:00 | 0.59241 | 0.16573 | 430462
2016-11-09 19:00 | 0.57383 | 0.18108 | 430710
2016-11-09 20:00 | 0.58132 | 0.18578 | 430888
2016-11-09 21:00 | 0.60428 | 0.19269 | 435479
2016-11-09 22:00 | 0.57118 | 0.30981 | 446668
2016-11-09 23:00 | 0.35379 | 0.43098 | 458996
2016-11-10 | 0.032319 | 0.51648 | 459987
2016-11-10 01:00 | 0 | 0.58375 | 454010
2016-11-10 02:00 | 0 | 0.63266 | 437767
2016-11-10 03:00 | 0 | 0.66923 | 415539
2016-11-10 04:00 | 0 | 0.69835 | 392399
2016-11-10 05:00 | 0 | 0.71789 | 372662
2016-11-10 06:00 | 0 | 0.726 | 358277
2016-11-10 07:00 | 0 | 0.71939 | 349674
2016-11-10 08:00 | 0 | 0.69938 | 345853
2016-11-10 09:00 | 0 | 0.67222 | 348169
2016-11-10 10:00 | 0 | 0.6488 | 360076
2016-11-10 11:00 | 0 | 0.62688 | 389933
2016-11-10 12:00 | 0 | 0.60677 | 414297
2016-11-10 13:00 | 2.42e-05 | 0.57491 | 422778
2016-11-10 14:00 | 0.16159 | 0.39133 | 424861
2016-11-10 15:00 | 0.50842 | 0.23404 | 425356
2016-11-10 16:00 | 0.61482 | 0.3347 | 424871
2016-11-10 17:00 | 0.61119 | 0.4044 | 424766
2016-11-10 18:00 | 0.57708 | 0.43226 | 425604
2016-11-10 19:00 | 0.56003 | 0.43728 | 426796
2016-11-10 20:00 | 0.56977 | 0.43397 | 427295
2016-11-10 21:00 | 0.59285 | 0.42891 | 429964
2016-11-10 22:00 | 0.56237 | 0.47397 | 440203
2016-11-10 23:00 | 0.32904 | 0.58329 | 452413
2016-11-11 | 0.025362 | 0.65565 | 453740
2016-11-11 01:00 | 0 | 0.69485 | 448723
2016-11-11 02:00 | 0 | 0.71141 | 434945
2016-11-11 03:00 | 0 | 0.71042 | 413757
2016-11-11 04:00 | 0 | 0.69203 | 391708
2016-11-11 05:00 | 0 | 0.66461 | 371502
2016-11-11 06:00 | 0 | 0.63548 | 357326
2016-11-11 07:00 | 0 | 0.60083 | 347689
2016-11-11 08:00 | 0 | 0.56494 | 343422
2016-11-11 09:00 | 0 | 0.53003 | 344999
2016-11-11 10:00 | 0 | 0.5001 | 354705
2016-11-11 11:00 | 0 | 0.4745 | 378884
2016-11-11 12:00 | 0 | 0.45462 | 402229
2016-11-11 13:00 | 3.58e-05 | 0.41896 | 413318
2016-11-11 14:00 | 0.1455 | 0.2892 | 417219
2016-11-11 15:00 | 0.50679 | 0.23944 | 418797
2016-11-11 16:00 | 0.64362 | 0.22113 | 419146
2016-11-11 17:00 | 0.63532 | 0.21662 | 418334
2016-11-11 18:00 | 0.59609 | 0.21877 | 418496
2016-11-11 19:00 | 0.57887 | 0.22777 | 418696
2016-11-11 20:00 | 0.59332 | 0.24302 | 418481
2016-11-11 21:00 | 0.62102 | 0.26028 | 421340
2016-11-11 22:00 | 0.58323 | 0.31089 | 431879
2016-11-11 23:00 | 0.31726 | 0.45497 | 440688
2016-11-12 | 0.021613 | 0.5624 | 439461
2016-11-12 01:00 | 0 | 0.60334 | 433417
2016-11-12 02:00 | 0 | 0.61828 | 420648
2016-11-12 03:00 | 0 | 0.61888 | 403892
2016-11-12 04:00 | 0 | 0.61755 | 385337
2016-11-12 05:00 | 0 | 0.61783 | 367248
2016-11-12 06:00 | 0 | 0.61823 | 353155
2016-11-12 07:00 | 0 | 0.61394 | 344828
2016-11-12 08:00 | 0 | 0.60623 | 340511
2016-11-12 09:00 | 0 | 0.59571 | 340583
2016-11-12 10:00 | 0 | 0.58514 | 345289
2016-11-12 11:00 | 0 | 0.57087 | 355373
2016-11-12 12:00 | 0 | 0.55875 | 368396
2016-11-12 13:00 | 4.35e-05 | 0.53986 | 381390
2016-11-12 14:00 | 0.18715 | 0.42827 | 389712
2016-11-12 15:00 | 0.43785 | 0.27949 | 392801
2016-11-12 16:00 | 0.53778 | 0.32452 | 393111
2016-11-12 17:00 | 0.54546 | 0.35692 | 391081
2016-11-12 18:00 | 0.5334 | 0.35838 | 388594
2016-11-12 19:00 | 0.5275 | 0.36779 | 386795
2016-11-12 20:00 | 0.54027 | 0.37307 | 387364
2016-11-12 21:00 | 0.55471 | 0.37812 | 392396
2016-11-12 22:00 | 0.50971 | 0.44845 | 406035
2016-11-12 23:00 | 0.25867 | 0.56445 | 419527
2016-11-13 | 0.019455 | 0.66151 | 422595
2016-11-13 01:00 | 0 | 0.73017 | 421057
2016-11-13 02:00 | 0 | 0.77072 | 411988
2016-11-13 03:00 | 0 | 0.79402 | 398326
2016-11-13 04:00 | 0 | 0.80453 | 382834
2016-11-13 05:00 | 0 | 0.80911 | 367618
2016-11-13 06:00 | 0 | 0.80827 | 355910
2016-11-13 07:00 | 0 | 0.80221 | 348713
2016-11-13 08:00 | 0 | 0.79217 | 343481
2016-11-13 09:00 | 0 | 0.77372 | 342102
2016-11-13 10:00 | 0 | 0.75738 | 346332
2016-11-13 11:00 | 0 | 0.7402 | 354510
2016-11-13 12:00 | 0 | 0.72208 | 365072
2016-11-13 13:00 | 3.36e-05 | 0.69317 | 375353
2016-11-13 14:00 | 0.17079 | 0.52023 | 381539
2016-11-13 15:00 | 0.49924 | 0.34094 | 382161
2016-11-13 16:00 | 0.61755 | 0.3969 | 381553
2016-11-13 17:00 | 0.61042 | 0.51232 | 381489
2016-11-13 18:00 | 0.57803 | 0.51666 | 381742
2016-11-13 19:00 | 0.56551 | 0.51132 | 382484
2016-11-13 20:00 | 0.58333 | 0.50204 | 384574
2016-11-13 21:00 | 0.61267 | 0.49492 | 391806
2016-11-13 22:00 | 0.57851 | 0.5359 | 408986
2016-11-13 23:00 | 0.31695 | 0.63982 | 426882
2016-11-14 | 0.02192 | 0.67351 | 430953
2016-11-14 01:00 | 0 | 0.69272 | 430938
2016-11-14 02:00 | 0 | 0.6945 | 417746
2016-11-14 03:00 | 0 | 0.68277 | 399502
2016-11-14 04:00 | 0 | 0.66914 | 379881
2016-11-14 05:00 | 0 | 0.66114 | 362913
2016-11-14 06:00 | 0 | 0.6515 | 349904
2016-11-14 07:00 | 0 | 0.64016 | 342914
2016-11-14 08:00 | 0 | 0.62074 | 341012
2016-11-14 09:00 | 0 | 0.58465 | 345976
2016-11-14 10:00 | 0 | 0.54462 | 362341
2016-11-14 11:00 | 0 | 0.51206 | 393689
2016-11-14 12:00 | 0 | 0.4847 | 421004
2016-11-14 13:00 | 2.38e-05 | 0.45668 | 430839
2016-11-14 14:00 | 0.18611 | 0.33694 | 433072
2016-11-14 15:00 | 0.51314 | 0.20802 | 432017
2016-11-14 16:00 | 0.63871 | 0.1659 | 430617
2016-11-14 17:00 | 0.6322 | 0.18535 | 428936
2016-11-14 18:00 | 0.59416 | 0.20663 | 429070
2016-11-14 19:00 | 0.5803 | 0.22521 | 429960
2016-11-14 20:00 | 0.59862 | 0.24299 | 430707
2016-11-14 21:00 | 0.63527 | 0.25345 | 436153
2016-11-14 22:00 | 0.60133 | 0.28695 | 450135
2016-11-14 23:00 | 0.33691 | 0.32128 | 462512
2016-11-15 | 0.018082 | 0.34175 | 463726
2016-11-15 01:00 | 0 | 0.36325 | 458080
2016-11-15 02:00 | 0 | 0.3873 | 441923
2016-11-15 03:00 | 0 | 0.42248 | 419149
2016-11-15 04:00 | 0 | 0.46574 | 394010
2016-11-15 05:00 | 0 | 0.50418 | 374011
2016-11-15 06:00 | 0 | 0.53616 | 359783
2016-11-15 07:00 | 0 | 0.56506 | 350973
2016-11-15 08:00 | 0 | 0.58359 | 347090
2016-11-15 09:00 | 0 | 0.5918 | 349717
2016-11-15 10:00 | 0 | 0.59244 | 361722
2016-11-15 11:00 | 0 | 0.59192 | 391526
2016-11-15 12:00 | 0 | 0.5906 | 417710
2016-11-15 13:00 | 2.47e-05 | 0.58535 | 426726
2016-11-15 14:00 | 0.20047 | 0.45203 | 429103
2016-11-15 15:00 | 0.56314 | 0.18747 | 428933
2016-11-15 16:00 | 0.66132 | 0.165 | 427043
2016-11-15 17:00 | 0.63426 | 0.21636 | 426613
2016-11-15 18:00 | 0.59195 | 0.23055 | 428470
2016-11-15 19:00 | 0.57433 | 0.23554 | 429860
2016-11-15 20:00 | 0.587 | 0.23321 | 431192
2016-11-15 21:00 | 0.61214 | 0.21568 | 435035
2016-11-15 22:00 | 0.5726 | 0.26866 | 447443
2016-11-15 23:00 | 0.2887 | 0.34492 | 457660
2016-11-16 | 0.014792 | 0.40672 | 459462
2016-11-16 01:00 | 0 | 0.44886 | 454621
2016-11-16 02:00 | 0 | 0.47637 | 439452
2016-11-16 03:00 | 0 | 0.50032 | 416820
2016-11-16 04:00 | 0 | 0.52776 | 392584
2016-11-16 05:00 | 0 | 0.55123 | 371667
2016-11-16 06:00 | 0 | 0.56916 | 357214
2016-11-16 07:00 | 0 | 0.58612 | 349218
2016-11-16 08:00 | 0 | 0.59892 | 345715
2016-11-16 09:00 | 0 | 0.60664 | 347876
2016-11-16 10:00 | 0 | 0.62262 | 362110
2016-11-16 11:00 | 0 | 0.64059 | 392804
2016-11-16 12:00 | 0 | 0.64834 | 418031
2016-11-16 13:00 | 2.62e-05 | 0.6587 | 425972
2016-11-16 14:00 | 0.13532 | 0.54813 | 427597
2016-11-16 15:00 | 0.31881 | 0.31763 | 427627
2016-11-16 16:00 | 0.44679 | 0.27515 | 426578
2016-11-16 17:00 | 0.4859 | 0.45895 | 426245
2016-11-16 18:00 | 0.48515 | 0.58808 | 428712
2016-11-16 19:00 | 0.47905 | 0.63536 | 430296
2016-11-16 20:00 | 0.48331 | 0.65404 | 431956
2016-11-16 21:00 | 0.47039 | 0.66785 | 435639
2016-11-16 22:00 | 0.39232 | 0.70689 | 446127
2016-11-16 23:00 | 0.18696 | 0.77544 | 456617
2016-11-17 | 0.018365 | 0.81228 | 458388
2016-11-17 01:00 | 0 | 0.80471 | 453785
2016-11-17 02:00 | 0 | 0.77974 | 439943
2016-11-17 03:00 | 0 | 0.75421 | 417582
2016-11-17 04:00 | 0 | 0.73164 | 393907
2016-11-17 05:00 | 0 | 0.71578 | 373832
2016-11-17 06:00 | 0 | 0.70306 | 358914
2016-11-17 07:00 | 0 | 0.69288 | 349622
2016-11-17 08:00 | 0 | 0.68168 | 345824
2016-11-17 09:00 | 0 | 0.65845 | 349147
2016-11-17 10:00 | 0 | 0.63755 | 362368
2016-11-17 11:00 | 0 | 0.62668 | 391662
2016-11-17 12:00 | 0 | 0.6173 | 417282
2016-11-17 13:00 | 1.8e-05 | 0.60838 | 425836
2016-11-17 14:00 | 0.099928 | 0.55908 | 428519
2016-11-17 15:00 | 0.42475 | 0.551 | 429950
2016-11-17 16:00 | 0.56179 | 0.59199 | 428367
2016-11-17 17:00 | 0.56136 | 0.62074 | 428497
2016-11-17 18:00 | 0.53842 | 0.64433 | 429853
2016-11-17 19:00 | 0.52742 | 0.66047 | 431227
2016-11-17 20:00 | 0.53333 | 0.68247 | 432204
2016-11-17 21:00 | 0.54809 | 0.71306 | 434647
2016-11-17 22:00 | 0.537 | 0.73744 | 445468
2016-11-17 23:00 | 0.29832 | 0.75509 | 455817
2016-11-18 | 0.016674 | 0.75967 | 458725
2016-11-18 01:00 | 0 | 0.75591 | 455329
2016-11-18 02:00 | 0 | 0.75477 | 441714
2016-11-18 03:00 | 0 | 0.75522 | 420225
2016-11-18 04:00 | 0 | 0.75388 | 397919
2016-11-18 05:00 | 0 | 0.75334 | 377492
2016-11-18 06:00 | 0 | 0.74747 | 361446
2016-11-18 07:00 | 0 | 0.74383 | 351750
2016-11-18 08:00 | 0 | 0.74888 | 347859
2016-11-18 09:00 | 0 | 0.75631 | 350172
2016-11-18 10:00 | 0 | 0.76008 | 362246
2016-11-18 11:00 | 0 | 0.76537 | 390730
2016-11-18 12:00 | 0 | 0.76482 | 415430
2016-11-18 13:00 | 2.35e-05 | 0.76036 | 424480
2016-11-18 14:00 | 0.1318 | 0.74901 | 429303
2016-11-18 15:00 | 0.58081 | 0.78372 | 432262
2016-11-18 16:00 | 0.67854 | 0.79347 | 432288
2016-11-18 17:00 | 0.66039 | 0.78354 | 431234
2016-11-18 18:00 | 0.6255 | 0.77327 | 431637
2016-11-18 19:00 | 0.60785 | 0.76908 | 431202
2016-11-18 20:00 | 0.62143 | 0.76299 | 429761
2016-11-18 21:00 | 0.65265 | 0.74902 | 429356
2016-11-18 22:00 | 0.60903 | 0.71976 | 436510
2016-11-18 23:00 | 0.32916 | 0.69778 | 442370
2016-11-19 | 0.015713 | 0.70358 | 440526
2016-11-19 01:00 | 0 | 0.67843 | 434981
2016-11-19 02:00 | 0 | 0.64497 | 422453
2016-11-19 03:00 | 0 | 0.61165 | 406615
2016-11-19 04:00 | 0 | 0.58258 | 387722
2016-11-19 05:00 | 0 | 0.56013 | 369717
2016-11-19 06:00 | 0 | 0.54125 | 354879
2016-11-19 07:00 | 0 | 0.519 | 344814
2016-11-19 08:00 | 0 | 0.49244 | 339808
2016-11-19 09:00 | 0 | 0.45117 | 340430
2016-11-19 10:00 | 0 | 0.40794 | 345724
2016-11-19 11:00 | 0 | 0.38125 | 356890
2016-11-19 12:00 | 0 | 0.36273 | 371621
2016-11-19 13:00 | 2.04e-05 | 0.34648 | 386603
2016-11-19 14:00 | 0.12827 | 0.26343 | 398800
2016-11-19 15:00 | 0.53421 | 0.26304 | 405020
2016-11-19 16:00 | 0.65757 | 0.30987 | 406368
2016-11-19 17:00 | 0.63824 | 0.33489 | 404935
2016-11-19 18:00 | 0.59851 | 0.35106 | 402033
2016-11-19 19:00 | 0.58113 | 0.36259 | 399027
2016-11-19 20:00 | 0.59317 | 0.37013 | 397484
2016-11-19 21:00 | 0.62465 | 0.36828 | 400502
2016-11-19 22:00 | 0.58108 | 0.36779 | 413683
2016-11-19 23:00 | 0.26681 | 0.4896 | 427279
2016-11-20 | 0.011802 | 0.54532 | 431645
2016-11-20 01:00 | 0 | 0.55647 | 430975
2016-11-20 02:00 | 0 | 0.5548 | 423762
2016-11-20 03:00 | 0 | 0.57318 | 411879
2016-11-20 04:00 | 0 | 0.58705 | 396011
2016-11-20 05:00 | 0 | 0.58949 | 382816
2016-11-20 06:00 | 0 | 0.58018 | 371724
2016-11-20 07:00 | 0 | 0.56837 | 364615
2016-11-20 08:00 | 0 | 0.5557 | 361541
2016-11-20 09:00 | 0 | 0.52701 | 362066
2016-11-20 10:00 | 0 | 0.50121 | 367715
2016-11-20 11:00 | 0 | 0.48104 | 377998
2016-11-20 12:00 | 0 | 0.46581 | 390252
2016-11-20 13:00 | 2.28e-05 | 0.44773 | 404595
2016-11-20 14:00 | 0.095506 | 0.33938 | 413303
2016-11-20 15:00 | 0.42029 | 0.29386 | 413355
2016-11-20 16:00 | 0.52859 | 0.31263 | 411016
2016-11-20 17:00 | 0.53046 | 0.30861 | 408200
2016-11-20 18:00 | 0.50024 | 0.28805 | 405059
2016-11-20 19:00 | 0.48172 | 0.26147 | 402637
2016-11-20 20:00 | 0.47902 | 0.23499 | 402846
2016-11-20 21:00 | 0.46255 | 0.20869 | 409160
2016-11-20 22:00 | 0.37658 | 0.25825 | 426655
2016-11-20 23:00 | 0.13829 | 0.4101 | 444859
2016-11-21 | 0.0076254 | 0.51124 | 452735
2016-11-21 01:00 | 0 | 0.55683 | 453663
2016-11-21 02:00 | 0 | 0.56372 | 444215
2016-11-21 03:00 | 0 | 0.55238 | 429663
2016-11-21 04:00 | 0 | 0.53917 | 412088
2016-11-21 05:00 | 0 | 0.52499 | 396983
2016-11-21 06:00 | 0 | 0.50086 | 386667
2016-11-21 07:00 | 0 | 0.47638 | 381643
2016-11-21 08:00 | 0 | 0.45753 | 380988
2016-11-21 09:00 | 0 | 0.42783 | 385774
2016-11-21 10:00 | 0 | 0.39814 | 400883
2016-11-21 11:00 | 0 | 0.38833 | 433200
2016-11-21 12:00 | 0 | 0.39541 | 460210
2016-11-21 13:00 | 1.79e-05 | 0.40546 | 470429
2016-11-21 14:00 | 0.047487 | 0.35284 | 469601
2016-11-21 15:00 | 0.16175 | 0.27948 | 464608
2016-11-21 16:00 | 0.2712 | 0.27336 | 457689
2016-11-21 17:00 | 0.34147 | 0.32378 | 450508
2016-11-21 18:00 | 0.36637 | 0.38846 | 445167
2016-11-21 19:00 | 0.36407 | 0.42079 | 440899
2016-11-21 20:00 | 0.34632 | 0.44456 | 439651
2016-11-21 21:00 | 0.31713 | 0.46849 | 444452
2016-11-21 22:00 | 0.26344 | 0.57538 | 462555
2016-11-21 23:00 | 0.16766 | 0.71958 | 478994
2016-11-22 | 0.013395 | 0.74609 | 485243
2016-11-22 01:00 | 0 | 0.73725 | 484328
2016-11-22 02:00 | 0 | 0.72005 | 472096
2016-11-22 03:00 | 0 | 0.70695 | 451534
2016-11-22 04:00 | 0 | 0.69181 | 430349
2016-11-22 05:00 | 0 | 0.68076 | 411026
2016-11-22 06:00 | 0 | 0.66705 | 398180
2016-11-22 07:00 | 0 | 0.65902 | 390171
2016-11-22 08:00 | 0 | 0.6425 | 387592
2016-11-22 09:00 | 0 | 0.63075 | 391911
2016-11-22 10:00 | 0 | 0.62603 | 404976
2016-11-22 11:00 | 0 | 0.61974 | 433602
2016-11-22 12:00 | 0 | 0.61231 | 457480
2016-11-22 13:00 | 5.38e-08 | 0.60802 | 466043
2016-11-22 14:00 | 0.071122 | 0.53612 | 464785
2016-11-22 15:00 | 0.42971 | 0.49679 | 460742
2016-11-22 16:00 | 0.58341 | 0.54037 | 454831
2016-11-22 17:00 | 0.5959 | 0.57232 | 447871
2016-11-22 18:00 | 0.55742 | 0.57981 | 444399
2016-11-22 19:00 | 0.53775 | 0.57499 | 441711
2016-11-22 20:00 | 0.54466 | 0.56715 | 440798
2016-11-22 21:00 | 0.56203 | 0.55205 | 445928
2016-11-22 22:00 | 0.5217 | 0.55696 | 461392
2016-11-22 23:00 | 0.25109 | 0.597 | 474383
2016-11-23 | 0.0063784 | 0.58402 | 478166
2016-11-23 01:00 | 0 | 0.56081 | 475989
2016-11-23 02:00 | 0 | 0.53674 | 464330
2016-11-23 03:00 | 0 | 0.52083 | 445737
2016-11-23 04:00 | 0 | 0.51232 | 424766
2016-11-23 05:00 | 0 | 0.50481 | 405449
2016-11-23 06:00 | 0 | 0.49932 | 391023
2016-11-23 07:00 | 0 | 0.49426 | 381703
2016-11-23 08:00 | 0 | 0.48526 | 377086
2016-11-23 09:00 | 0 | 0.46916 | 378179
2016-11-23 10:00 | 0 | 0.45492 | 387805
2016-11-23 11:00 | 0 | 0.44024 | 410565
2016-11-23 12:00 | 0 | 0.42182 | 432308
2016-11-23 13:00 | 1.07e-05 | 0.40312 | 445040
2016-11-23 14:00 | 0.15702 | 0.29931 | 450014
2016-11-23 15:00 | 0.48034 | 0.27772 | 451262
2016-11-23 16:00 | 0.59334 | 0.25622 | 448505
2016-11-23 17:00 | 0.59953 | 0.22649 | 443676
2016-11-23 18:00 | 0.57029 | 0.20794 | 439557
2016-11-23 19:00 | 0.55756 | 0.20172 | 437064
2016-11-23 20:00 | 0.57509 | 0.19807 | 435214
2016-11-23 21:00 | 0.60588 | 0.18519 | 438616
2016-11-23 22:00 | 0.56652 | 0.19381 | 450517
2016-11-23 23:00 | 0.25987 | 0.25727 | 457499
2016-11-24 | 0.019017 | 0.29588 | 457519
2016-11-24 01:00 | 0 | 0.32361 | 452882
2016-11-24 02:00 | 0 | 0.34824 | 440455
2016-11-24 03:00 | 0 | 0.37973 | 422019
2016-11-24 04:00 | 0 | 0.39879 | 400437
2016-11-24 05:00 | 0 | 0.40114 | 378621
2016-11-24 06:00 | 0 | 0.39981 | 361370
2016-11-24 07:00 | 0 | 0.39257 | 349616
2016-11-24 08:00 | 0 | 0.38735 | 342238
2016-11-24 09:00 | 0 | 0.38313 | 339265
2016-11-24 10:00 | 0 | 0.37911 | 341378
2016-11-24 11:00 | 0 | 0.38104 | 349184
2016-11-24 12:00 | 0 | 0.38145 | 360350
2016-11-24 13:00 | 8.1e-06 | 0.37974 | 378419
2016-11-24 14:00 | 0.121 | 0.31725 | 397131
2016-11-24 15:00 | 0.45457 | 0.24927 | 410459
2016-11-24 16:00 | 0.5999 | 0.29506 | 417634
2016-11-24 17:00 | 0.60157 | 0.36437 | 414375
2016-11-24 18:00 | 0.57085 | 0.37716 | 404355
2016-11-24 19:00 | 0.55488 | 0.37331 | 395055
2016-11-24 20:00 | 0.56753 | 0.37195 | 386948
2016-11-24 21:00 | 0.58479 | 0.36533 | 381058
2016-11-24 22:00 | 0.54184 | 0.36161 | 380683
2016-11-24 23:00 | 0.24719 | 0.42876 | 383072
2016-11-25 | 0.0064978 | 0.45052 | 383138
2016-11-25 01:00 | 0 | 0.45735 | 382911
2016-11-25 02:00 | 0 | 0.46304 | 377658
2016-11-25 03:00 | 0 | 0.47665 | 369843
2016-11-25 04:00 | 0 | 0.49226 | 358662
2016-11-25 05:00 | 0 | 0.50467 | 346627
2016-11-25 06:00 | 0 | 0.51445 | 336310
2016-11-25 07:00 | 0 | 0.52252 | 328607
2016-11-25 08:00 | 0 | 0.51631 | 325091
2016-11-25 09:00 | 0 | 0.50504 | 326511
2016-11-25 10:00 | 0 | 0.49899 | 331977
2016-11-25 11:00 | 0 | 0.48956 | 343329
2016-11-25 12:00 | 0 | 0.47574 | 357486
2016-11-25 13:00 | 3.02e-07 | 0.46332 | 371226
2016-11-25 14:00 | 0.11004 | 0.38056 | 383890
2016-11-25 15:00 | 0.48557 | 0.23888 | 391571
2016-11-25 16:00 | 0.60668 | 0.16614 | 395380
2016-11-25 17:00 | 0.58435 | 0.15312 | 396317
2016-11-25 18:00 | 0.55642 | 0.16035 | 394411
2016-11-25 19:00 | 0.53961 | 0.17186 | 392762
2016-11-25 20:00 | 0.54595 | 0.17577 | 391901
2016-11-25 21:00 | 0.55706 | 0.21905 | 396044
2016-11-25 22:00 | 0.50413 | 0.32492 | 406896
2016-11-25 23:00 | 0.19677 | 0.45298 | 416199
2016-11-26 | 0.0051314 | 0.55427 | 418426
2016-11-26 01:00 | 0 | 0.62732 | 415820
2016-11-26 02:00 | 0 | 0.67196 | 407072
2016-11-26 03:00 | 0 | 0.68767 | 393596
2016-11-26 04:00 | 0 | 0.67958 | 378696
2016-11-26 05:00 | 0 | 0.6632 | 361931
2016-11-26 06:00 | 0 | 0.64051 | 349185
2016-11-26 07:00 | 0 | 0.61417 | 340395
2016-11-26 08:00 | 0 | 0.58891 | 335497
2016-11-26 09:00 | 0 | 0.57269 | 334757
2016-11-26 10:00 | 0 | 0.56145 | 339519
2016-11-26 11:00 | 0 | 0.54286 | 348815
2016-11-26 12:00 | 0 | 0.51642 | 361410
2016-11-26 13:00 | 0 | 0.4956 | 375765
2016-11-26 14:00 | 0.044908 | 0.40129 | 389723
2016-11-26 15:00 | 0.40162 | 0.23556 | 397906
2016-11-26 16:00 | 0.52884 | 0.19982 | 400428
2016-11-26 17:00 | 0.52598 | 0.24334 | 398878
2016-11-26 18:00 | 0.48968 | 0.27604 | 394611
2016-11-26 19:00 | 0.46614 | 0.28139 | 390173
2016-11-26 20:00 | 0.45634 | 0.2661 | 387851
2016-11-26 21:00 | 0.44754 | 0.2471 | 393039
2016-11-26 22:00 | 0.36802 | 0.27944 | 407750
2016-11-26 23:00 | 0.15401 | 0.36775 | 422463
2016-11-27 | 0.0021298 | 0.45758 | 428188
2016-11-27 01:00 | 0 | 0.51509 | 427833
2016-11-27 02:00 | 0 | 0.5554 | 420951
2016-11-27 03:00 | 0 | 0.56885 | 409666
2016-11-27 04:00 | 0 | 0.57004 | 395489
2016-11-27 05:00 | 0 | 0.5569 | 380970
2016-11-27 06:00 | 0 | 0.53262 | 368714
2016-11-27 07:00 | 0 | 0.51194 | 360779
2016-11-27 08:00 | 0 | 0.49535 | 357817
2016-11-27 09:00 | 0 | 0.481 | 357740
2016-11-27 10:00 | 0 | 0.49657 | 362297
2016-11-27 11:00 | 0 | 0.53261 | 371445
2016-11-27 12:00 | 0 | 0.56333 | 383264
2016-11-27 13:00 | 0 | 0.58346 | 394819
2016-11-27 14:00 | 0.035921 | 0.57758 | 400599
2016-11-27 15:00 | 0.24958 | 0.59099 | 400939
2016-11-27 16:00 | 0.39952 | 0.60306 | 399311
2016-11-27 17:00 | 0.45151 | 0.63772 | 397982
2016-11-27 18:00 | 0.4475 | 0.67485 | 397282
2016-11-27 19:00 | 0.44125 | 0.70498 | 396576
2016-11-27 20:00 | 0.44049 | 0.72842 | 398083
2016-11-27 21:00 | 0.43384 | 0.76141 | 406538
2016-11-27 22:00 | 0.37243 | 0.81079 | 427369
2016-11-27 23:00 | 0.16594 | 0.85209 | 444427
2016-11-28 | 0.005972 | 0.86063 | 451693
2016-11-28 01:00 | 0 | 0.86156 | 450201
2016-11-28 02:00 | 0 | 0.86247 | 436097
2016-11-28 03:00 | 0 | 0.86837 | 420486
2016-11-28 04:00 | 0 | 0.87844 | 399764
2016-11-28 05:00 | 0 | 0.88867 | 383424
2016-11-28 06:00 | 0 | 0.89231 | 369420
2016-11-28 07:00 | 0 | 0.89313 | 362223
2016-11-28 08:00 | 0 | 0.88596 | 359618
2016-11-28 09:00 | 0 | 0.87818 | 361754
2016-11-28 10:00 | 0 | 0.87255 | 375602
2016-11-28 11:00 | 0 | 0.86657 | 406268
2016-11-28 12:00 | 0 | 0.85771 | 433750
2016-11-28 13:00 | 1.64e-06 | 0.85082 | 445747
2016-11-28 14:00 | 0.12211 | 0.75841 | 450896
2016-11-28 15:00 | 0.32252 | 0.68212 | 453009
2016-11-28 16:00 | 0.43992 | 0.7399 | 452270
2016-11-28 17:00 | 0.46279 | 0.79712 | 449944
2016-11-28 18:00 | 0.45789 | 0.80492 | 447330
2016-11-28 19:00 | 0.45144 | 0.80753 | 445643
2016-11-28 20:00 | 0.4538 | 0.79765 | 445537
2016-11-28 21:00 | 0.44493 | 0.78527 | 451033
2016-11-28 22:00 | 0.36771 | 0.80125 | 466339
2016-11-28 23:00 | 0.17167 | 0.82248 | 477026
2016-11-29 | 0.0057514 | 0.82804 | 480299
2016-11-29 01:00 | 0 | 0.83238 | 476024
2016-11-29 02:00 | 0 | 0.83226 | 460372
2016-11-29 03:00 | 0 | 0.83047 | 437418
2016-11-29 04:00 | 0 | 0.82832 | 411152
2016-11-29 05:00 | 0 | 0.82341 | 388395
2016-11-29 06:00 | 0 | 0.81067 | 370865
2016-11-29 07:00 | 0 | 0.79561 | 359202
2016-11-29 08:00 | 0 | 0.78704 | 353473
2016-11-29 09:00 | 0 | 0.78 | 354019
2016-11-29 10:00 | 0 | 0.77162 | 364087
2016-11-29 11:00 | 0 | 0.76743 | 392679
2016-11-29 12:00 | 0 | 0.76713 | 421206
2016-11-29 13:00 | 1.17e-06 | 0.76016 | 434752
2016-11-29 14:00 | 0.064637 | 0.61128 | 442692
2016-11-29 15:00 | 0.44369 | 0.5614 | 447076
2016-11-29 16:00 | 0.59592 | 0.65794 | 447270
2016-11-29 17:00 | 0.58334 | 0.66232 | 446183
2016-11-29 18:00 | 0.53401 | 0.6689 | 445690
2016-11-29 19:00 | 0.51469 | 0.68341 | 443770
2016-11-29 20:00 | 0.52267 | 0.69429 | 441815
2016-11-29 21:00 | 0.53711 | 0.69798 | 444535
2016-11-29 22:00 | 0.50151 | 0.71978 | 457321
2016-11-29 23:00 | 0.26146 | 0.78818 | 470093
2016-11-30 | 0.0054853 | 0.80524 | 475132
2016-11-30 01:00 | 0 | 0.79608 | 472057
2016-11-30 02:00 | 0 | 0.77829 | 457313
2016-11-30 03:00 | 0 | 0.75044 | 435628
2016-11-30 04:00 | 0 | 0.72647 | 410476
2016-11-30 05:00 | 0 | 0.70765 | 387059
2016-11-30 06:00 | 0 | 0.69154 | 369075
2016-11-30 07:00 | 0 | 0.67188 | 357559
2016-11-30 08:00 | 0 | 0.65433 | 351988
2016-11-30 09:00 | 0 | 0.6433 | 353346
2016-11-30 10:00 | 0 | 0.63063 | 365143
2016-11-30 11:00 | 0 | 0.62208 | 393457
2016-11-30 12:00 | 0 | 0.61172 | 421615
2016-11-30 13:00 | 6.54e-07 | 0.60021 | 435659
2016-11-30 14:00 | 0.079457 | 0.4887 | 444282
2016-11-30 15:00 | 0.51423 | 0.45855 | 448406
2016-11-30 16:00 | 0.60731 | 0.54408 | 449393
2016-11-30 17:00 | 0.59735 | 0.57301 | 447517
2016-11-30 18:00 | 0.56552 | 0.58707 | 445504
2016-11-30 19:00 | 0.55117 | 0.59047 | 444301
2016-11-30 20:00 | 0.56274 | 0.57976 | 442947
2016-11-30 21:00 | 0.58199 | 0.54561 | 446786
2016-11-30 22:00 | 0.50834 | 0.52033 | 459609
2016-11-30 23:00 | 0.2085 | 0.54398 | 471628
2016-12-01 | 0.0036948 | 0.53425 | 477172
2016-12-01 01:00 | 0 | 0.51084 | 475680
2016-12-01 02:00 | 0 | 0.49517 | 462867
2016-12-01 03:00 | 0 | 0.49652 | 441928
2016-12-01 04:00 | 0 | 0.50189 | 418210
2016-12-01 05:00 | 0 | 0.49543 | 396190
2016-12-01 06:00 | 0 | 0.47781 | 379482
2016-12-01 07:00 | 0 | 0.45 | 369828
2016-12-01 08:00 | 0 | 0.41916 | 366207
2016-12-01 09:00 | 0 | 0.39518 | 369381
2016-12-01 10:00 | 0 | 0.37678 | 382798
2016-12-01 11:00 | 0 | 0.35841 | 412850
2016-12-01 12:00 | 0 | 0.34052 | 442143
2016-12-01 13:00 | 3.68e-07 | 0.32454 | 454793
2016-12-01 14:00 | 0.075276 | 0.21397 | 458619
2016-12-01 15:00 | 0.38044 | 0.13045 | 458254
2016-12-01 16:00 | 0.51899 | 0.13692 | 454588
2016-12-01 17:00 | 0.54224 | 0.15019 | 449213
2016-12-01 18:00 | 0.52142 | 0.14664 | 445828
2016-12-01 19:00 | 0.50748 | 0.13943 | 443702
2016-12-01 20:00 | 0.51613 | 0.13196 | 441771
2016-12-01 21:00 | 0.51749 | 0.12192 | 445029
2016-12-01 22:00 | 0.45191 | 0.14686 | 460354
2016-12-01 23:00 | 0.20552 | 0.17404 | 476034
2016-12-02 | 0.0044039 | 0.2005 | 483265
2016-12-02 01:00 | 0 | 0.22091 | 484225
2016-12-02 02:00 | 0 | 0.2302 | 474133
2016-12-02 03:00 | 0 | 0.22875 | 454348
2016-12-02 04:00 | 0 | 0.22165 | 431309
2016-12-02 05:00 | 0 | 0.2116 | 410862
2016-12-02 06:00 | 0 | 0.19915 | 395520
2016-12-02 07:00 | 0 | 0.18933 | 386345
2016-12-02 08:00 | 0 | 0.18139 | 382964
2016-12-02 09:00 | 0 | 0.17482 | 385768
2016-12-02 10:00 | 0 | 0.17731 | 398872
2016-12-02 11:00 | 0 | 0.1835 | 430263
2016-12-02 12:00 | 0 | 0.18285 | 458440
2016-12-02 13:00 | 0 | 0.17333 | 468105
2016-12-02 14:00 | 0.023716 | 0.12772 | 468340
2016-12-02 15:00 | 0.27647 | 0.083993 | 463520
2016-12-02 16:00 | 0.45127 | 0.078079 | 456429
2016-12-02 17:00 | 0.49044 | 0.078895 | 449418
2016-12-02 18:00 | 0.46246 | 0.082008 | 445013
2016-12-02 19:00 | 0.44692 | 0.088946 | 441327
2016-12-02 20:00 | 0.44766 | 0.1035 | 439813
2016-12-02 21:00 | 0.43701 | 0.12084 | 444457
2016-12-02 22:00 | 0.37965 | 0.16818 | 458344
2016-12-02 23:00 | 0.20342 | 0.24082 | 471340
2016-12-03 | 0.0043175 | 0.2766 | 474735
2016-12-03 01:00 | 0 | 0.27678 | 473002
2016-12-03 02:00 | 0 | 0.27878 | 463743
2016-12-03 03:00 | 0 | 0.28163 | 447592
2016-12-03 04:00 | 0 | 0.28827 | 428138
2016-12-03 05:00 | 0 | 0.31022 | 409157
2016-12-03 06:00 | 0 | 0.34627 | 394654
2016-12-03 07:00 | 0 | 0.36598 | 384381
2016-12-03 08:00 | 0 | 0.37209 | 378927
2016-12-03 09:00 | 0 | 0.36603 | 377562
2016-12-03 10:00 | 0 | 0.35989 | 382297
2016-12-03 11:00 | 0 | 0.35486 | 391458
2016-12-03 12:00 | 0 | 0.35101 | 405403
2016-12-03 13:00 | 0 | 0.34618 | 420327
2016-12-03 14:00 | 0.010415 | 0.31962 | 431496
2016-12-03 15:00 | 0.3417 | 0.26155 | 436825
2016-12-03 16:00 | 0.5067 | 0.2622 | 436892
2016-12-03 17:00 | 0.53023 | 0.27953 | 433208
2016-12-03 18:00 | 0.50603 | 0.29538 | 428346
2016-12-03 19:00 | 0.4895 | 0.30512 | 425207
2016-12-03 20:00 | 0.5011 | 0.31072 | 424515
2016-12-03 21:00 | 0.52368 | 0.31031 | 429335
2016-12-03 22:00 | 0.48387 | 0.34397 | 445857
2016-12-03 23:00 | 0.22706 | 0.39629 | 456957
2016-12-04 | 0.0034572 | 0.41572 | 459226
2016-12-04 01:00 | 0 | 0.41466 | 457461
2016-12-04 02:00 | 0 | 0.40948 | 448462
2016-12-04 03:00 | 0 | 0.40924 | 434284
2016-12-04 04:00 | 0 | 0.41404 | 416817
2016-12-04 05:00 | 0 | 0.42155 | 399836
2016-12-04 06:00 | 0 | 0.42689 | 384940
2016-12-04 07:00 | 0 | 0.42916 | 373882
2016-12-04 08:00 | 0 | 0.43392 | 367585
2016-12-04 09:00 | 0 | 0.4481 | 365589
2016-12-04 10:00 | 0 | 0.46704 | 367383
2016-12-04 11:00 | 0 | 0.484 | 374978
2016-12-04 12:00 | 0 | 0.49218 | 385505
2016-12-04 13:00 | 0 | 0.48617 | 400585
2016-12-04 14:00 | 0.084526 | 0.4279 | 413990
2016-12-04 15:00 | 0.44933 | 0.28953 | 420910
2016-12-04 16:00 | 0.58094 | 0.22532 | 423653
2016-12-04 17:00 | 0.58468 | 0.23684 | 425473
2016-12-04 18:00 | 0.55484 | 0.26556 | 426290
2016-12-04 19:00 | 0.53626 | 0.27978 | 425797
2016-12-04 20:00 | 0.55151 | 0.27263 | 426201
2016-12-04 21:00 | 0.5771 | 0.26416 | 435167
2016-12-04 22:00 | 0.52969 | 0.30235 | 453288
2016-12-04 23:00 | 0.2165 | 0.36076 | 468054
2016-12-05 | 0.0021879 | 0.44793 | 474630
2016-12-05 01:00 | 0 | 0.51961 | 474565
2016-12-05 02:00 | 0 | 0.55978 | 462403
2016-12-05 03:00 | 0 | 0.57518 | 442384
2016-12-05 04:00 | 0 | 0.58157 | 420138
2016-12-05 05:00 | 0 | 0.58428 | 400445
2016-12-05 06:00 | 0 | 0.58401 | 385515
2016-12-05 07:00 | 0 | 0.58855 | 376224
2016-12-05 08:00 | 0 | 0.58883 | 372708
2016-12-05 09:00 | 0 | 0.57856 | 376676
2016-12-05 10:00 | 0 | 0.57008 | 390407
2016-12-05 11:00 | 0 | 0.56614 | 421183
2016-12-05 12:00 | 0 | 0.55934 | 451832
2016-12-05 13:00 | 0 | 0.55978 | 466587
2016-12-05 14:00 | 0.086458 | 0.51421 | 473979
2016-12-05 15:00 | 0.38223 | 0.43041 | 476630
2016-12-05 16:00 | 0.52056 | 0.49824 | 473521
2016-12-05 17:00 | 0.54372 | 0.59164 | 469196
2016-12-05 18:00 | 0.5247 | 0.63863 | 464977
2016-12-05 19:00 | 0.5189 | 0.66625 | 462140
2016-12-05 20:00 | 0.53984 | 0.67445 | 460300
2016-12-05 21:00 | 0.56598 | 0.66812 | 466385
2016-12-05 22:00 | 0.5027 | 0.6874 | 485100
2016-12-05 23:00 | 0.17557 | 0.74605 | 500221
2016-12-06 | 0.0021579 | 0.77482 | 505617
2016-12-06 01:00 | 0 | 0.77708 | 503684
2016-12-06 02:00 | 0 | 0.76156 | 489900
2016-12-06 03:00 | 0 | 0.7342 | 466299
2016-12-06 04:00 | 0 | 0.70473 | 439753
2016-12-06 05:00 | 0 | 0.69718 | 416325
2016-12-06 06:00 | 0 | 0.70201 | 398910
2016-12-06 07:00 | 0 | 0.7155 | 388642
2016-12-06 08:00 | 0 | 0.73226 | 383548
2016-12-06 09:00 | 0 | 0.74305 | 385909
2016-12-06 10:00 | 0 | 0.74738 | 399364
2016-12-06 11:00 | 0 | 0.74899 | 428384
2016-12-06 12:00 | 0 | 0.73473 | 457657
2016-12-06 13:00 | 0 | 0.70809 | 470719
2016-12-06 14:00 | 0.035758 | 0.64717 | 477873
2016-12-06 15:00 | 0.27608 | 0.66903 | 480748
2016-12-06 16:00 | 0.44022 | 0.65898 | 479528
2016-12-06 17:00 | 0.48498 | 0.6071 | 475564
2016-12-06 18:00 | 0.47262 | 0.56551 | 472105
2016-12-06 19:00 | 0.45722 | 0.54106 | 469315
2016-12-06 20:00 | 0.457 | 0.52495 | 468827
2016-12-06 21:00 | 0.45102 | 0.50983 | 474872
2016-12-06 22:00 | 0.38697 | 0.50096 | 489968
2016-12-06 23:00 | 0.17504 | 0.50976 | 503644
2016-12-07 | 0.0018476 | 0.52129 | 509312
2016-12-07 01:00 | 0 | 0.52843 | 507253
2016-12-07 02:00 | 0 | 0.53199 | 494187
2016-12-07 03:00 | 0 | 0.531 | 471487
2016-12-07 04:00 | 0 | 0.53239 | 447099
2016-12-07 05:00 | 0 | 0.53418 | 425025
2016-12-07 06:00 | 0 | 0.53461 | 407421
2016-12-07 07:00 | 0 | 0.53789 | 397029
2016-12-07 08:00 | 0 | 0.53696 | 393111
2016-12-07 09:00 | 0 | 0.53575 | 395627
2016-12-07 10:00 | 0 | 0.54079 | 408777
2016-12-07 11:00 | 0 | 0.54205 | 438605
2016-12-07 12:00 | 0 | 0.53809 | 468836
2016-12-07 13:00 | 0 | 0.53541 | 480119
2016-12-07 14:00 | 0.031302 | 0.51584 | 483620
2016-12-07 15:00 | 0.30724 | 0.50513 | 482502
2016-12-07 16:00 | 0.46479 | 0.5121 | 477539
2016-12-07 17:00 | 0.48823 | 0.51384 | 472931
2016-12-07 18:00 | 0.46727 | 0.52133 | 468546
2016-12-07 19:00 | 0.45193 | 0.53857 | 465826
2016-12-07 20:00 | 0.45534 | 0.56744 | 464802
2016-12-07 21:00 | 0.45193 | 0.59754 | 470564
2016-12-07 22:00 | 0.38759 | 0.62722 | 490794
2016-12-07 23:00 | 0.13248 | 0.64055 | 508905
2016-12-08 | 0.0016504 | 0.6377 | 515767
2016-12-08 01:00 | 0 | 0.63352 | 515797
2016-12-08 02:00 | 0 | 0.62273 | 504234
2016-12-08 03:00 | 0 | 0.60625 | 483118
2016-12-08 04:00 | 0 | 0.5889 | 458668
2016-12-08 05:00 | 0 | 0.57979 | 436373
2016-12-08 06:00 | 0 | 0.57567 | 420643
2016-12-08 07:00 | 0 | 0.56996 | 410867
2016-12-08 08:00 | 0 | 0.56088 | 406984
2016-12-08 09:00 | 0 | 0.54868 | 410688
2016-12-08 10:00 | 0 | 0.53491 | 425576
2016-12-08 11:00 | 0 | 0.51904 | 455738
2016-12-08 12:00 | 0 | 0.50178 | 486601
2016-12-08 13:00 | 0 | 0.47384 | 499919
2016-12-08 14:00 | 0.036084 | 0.46173 | 505890
2016-12-08 15:00 | 0.30616 | 0.4667 | 507576
2016-12-08 16:00 | 0.44646 | 0.41765 | 504190
2016-12-08 17:00 | 0.47666 | 0.36463 | 499818
2016-12-08 18:00 | 0.46338 | 0.3338 | 496188
2016-12-08 19:00 | 0.45269 | 0.31167 | 493982
2016-12-08 20:00 | 0.46036 | 0.29035 | 492492
2016-12-08 21:00 | 0.46604 | 0.26458 | 500117
2016-12-08 22:00 | 0.39582 | 0.23091 | 522102
2016-12-08 23:00 | 0.14761 | 0.22619 | 540306
2016-12-09 | 0.00090965 | 0.22761 | 548078
2016-12-09 01:00 | 0 | 0.21949 | 548669
2016-12-09 02:00 | 0 | 0.20393 | 537696
2016-12-09 03:00 | 0 | 0.19003 | 516390
2016-12-09 04:00 | 0 | 0.18574 | 492244
2016-12-09 05:00 | 0 | 0.1884 | 472568
2016-12-09 06:00 | 0 | 0.19501 | 457516
2016-12-09 07:00 | 0 | 0.1973 | 449077
2016-12-09 08:00 | 0 | 0.2012 | 446304
2016-12-09 09:00 | 0 | 0.19975 | 449959
2016-12-09 10:00 | 0 | 0.19276 | 463778
2016-12-09 11:00 | 0 | 0.18667 | 495626
2016-12-09 12:00 | 0 | 0.1805 | 525030
2016-12-09 13:00 | 0 | 0.17716 | 533803
2016-12-09 14:00 | 0.073628 | 0.17035 | 533344
2016-12-09 15:00 | 0.33224 | 0.18212 | 528271
2016-12-09 16:00 | 0.44521 | 0.1807 | 518734
2016-12-09 17:00 | 0.46512 | 0.17127 | 508481
2016-12-09 18:00 | 0.45832 | 0.16523 | 499720
2016-12-09 19:00 | 0.4632 | 0.15836 | 493059
2016-12-09 20:00 | 0.48301 | 0.14915 | 489983
2016-12-09 21:00 | 0.48875 | 0.13358 | 497648
2016-12-09 22:00 | 0.41794 | 0.13665 | 518119
2016-12-09 23:00 | 0.13844 | 0.2133 | 534333
2016-12-10 | 0.0016572 | 0.27827 | 539440
2016-12-10 01:00 | 0 | 0.30034 | 539358
2016-12-10 02:00 | 0 | 0.29871 | 531113
2016-12-10 03:00 | 0 | 0.28979 | 515810
2016-12-10 04:00 | 0 | 0.27821 | 495884
2016-12-10 05:00 | 0 | 0.26299 | 477552
2016-12-10 06:00 | 0 | 0.24804 | 463945
2016-12-10 07:00 | 0 | 0.2357 | 454895
2016-12-10 08:00 | 0 | 0.22819 | 449580
2016-12-10 09:00 | 0 | 0.22808 | 450270
2016-12-10 10:00 | 0 | 0.23373 | 455532
2016-12-10 11:00 | 0 | 0.24478 | 468218
2016-12-10 12:00 | 0 | 0.2597 | 483684
2016-12-10 13:00 | 0 | 0.27714 | 496268
2016-12-10 14:00 | 0.068245 | 0.25973 | 499445
2016-12-10 15:00 | 0.3221 | 0.26231 | 493783
2016-12-10 16:00 | 0.43409 | 0.3221 | 485209
2016-12-10 17:00 | 0.45711 | 0.3693 | 475911
2016-12-10 18:00 | 0.44789 | 0.41473 | 465551
2016-12-10 19:00 | 0.44334 | 0.44939 | 457626
2016-12-10 20:00 | 0.44848 | 0.47325 | 454752
2016-12-10 21:00 | 0.4531 | 0.49736 | 462525
2016-12-10 22:00 | 0.38322 | 0.54916 | 482787
2016-12-10 23:00 | 0.12822 | 0.60337 | 498996
2016-12-11 | 0.0015759 | 0.61427 | 506135
2016-12-11 01:00 | 0 | 0.60542 | 506369
2016-12-11 02:00 | 0 | 0.58958 | 498720
2016-12-11 03:00 | 0 | 0.56752 | 485255
2016-12-11 04:00 | 0 | 0.55007 | 468080
2016-12-11 05:00 | 0 | 0.53822 | 451964
2016-12-11 06:00 | 0 | 0.53197 | 438417
2016-12-11 07:00 | 0 | 0.52462 | 428411
2016-12-11 08:00 | 0 | 0.5215 | 422924
2016-12-11 09:00 | 0 | 0.50582 | 420773
2016-12-11 10:00 | 0 | 0.48206 | 423363
2016-12-11 11:00 | 0 | 0.46154 | 429902
2016-12-11 12:00 | 0 | 0.4478 | 438684
2016-12-11 13:00 | 0 | 0.4376 | 449833
2016-12-11 14:00 | 0.049626 | 0.4148 | 455639
2016-12-11 15:00 | 0.26146 | 0.38197 | 455897
2016-12-11 16:00 | 0.41766 | 0.40624 | 452539
2016-12-11 17:00 | 0.48759 | 0.43942 | 450280
2016-12-11 18:00 | 0.48338 | 0.46778 | 447019
2016-12-11 19:00 | 0.47259 | 0.49091 | 444274
2016-12-11 20:00 | 0.49349 | 0.49773 | 443363
2016-12-11 21:00 | 0.52767 | 0.48093 | 449731
2016-12-11 22:00 | 0.46355 | 0.45661 | 468778
2016-12-11 23:00 | 0.17172 | 0.4649 | 483949
2016-12-12 | 0.001935 | 0.44827 | 490456
2016-12-12 01:00 | 0 | 0.43232 | 490156
2016-12-12 02:00 | 0 | 0.42136 | 477727
2016-12-12 03:00 | 0 | 0.41285 | 458047
2016-12-12 04:00 | 0 | 0.39789 | 435517
2016-12-12 05:00 | 0 | 0.38182 | 413850
2016-12-12 06:00 | 0 | 0.37219 | 397790
2016-12-12 07:00 | 0 | 0.36289 | 388280
2016-12-12 08:00 | 0 | 0.36081 | 383816
2016-12-12 09:00 | 0 | 0.35374 | 386705
2016-12-12 10:00 | 0 | 0.34712 | 399214
2016-12-12 11:00 | 0 | 0.34327 | 428769
2016-12-12 12:00 | 0 | 0.33818 | 459733
2016-12-12 13:00 | 0 | 0.33465 | 474570
2016-12-12 14:00 | 0.077631 | 0.30513 | 481857
2016-12-12 15:00 | 0.30685 | 0.23626 | 485452
2016-12-12 16:00 | 0.46542 | 0.22115 | 483680
2016-12-12 17:00 | 0.51106 | 0.2825 | 479136
2016-12-12 18:00 | 0.49055 | 0.34181 | 474502
2016-12-12 19:00 | 0.47486 | 0.3706 | 469330
2016-12-12 20:00 | 0.48472 | 0.3801 | 465665
2016-12-12 21:00 | 0.4916 | 0.37379 | 471122
2016-12-12 22:00 | 0.4152 | 0.39711 | 489289
2016-12-12 23:00 | 0.12978 | 0.44643 | 506586
2016-12-13 | 0.00099876 | 0.47251 | 513426
2016-12-13 01:00 | 0 | 0.49353 | 512445
2016-12-13 02:00 | 0 | 0.50773 | 498922
2016-12-13 03:00 | 0 | 0.51291 | 477079
2016-12-13 04:00 | 0 | 0.51902 | 450772
2016-12-13 05:00 | 0 | 0.5228 | 428061
2016-12-13 06:00 | 0 | 0.52392 | 411296
2016-12-13 07:00 | 0 | 0.51696 | 400863
2016-12-13 08:00 | 0 | 0.5064 | 396104
2016-12-13 09:00 | 0 | 0.48999 | 398352
2016-12-13 10:00 | 0 | 0.47742 | 412311
2016-12-13 11:00 | 0 | 0.47191 | 439986
2016-12-13 12:00 | 0 | 0.46213 | 468628
2016-12-13 13:00 | 0 | 0.44846 | 480429
2016-12-13 14:00 | 0.079673 | 0.4334 | 485323
2016-12-13 15:00 | 0.36042 | 0.38239 | 488028
2016-12-13 16:00 | 0.50833 | 0.33076 | 485695
2016-12-13 17:00 | 0.53494 | 0.34645 | 482159
2016-12-13 18:00 | 0.50567 | 0.37945 | 479438
2016-12-13 19:00 | 0.48803 | 0.40256 | 478435
2016-12-13 20:00 | 0.50054 | 0.41754 | 478561
2016-12-13 21:00 | 0.5013 | 0.41498 | 484659
2016-12-13 22:00 | 0.42526 | 0.41143 | 501507
2016-12-13 23:00 | 0.15114 | 0.48402 | 516581
2016-12-14 | 0.0016147 | 0.53873 | 522850
2016-12-14 01:00 | 0 | 0.53782 | 520842
2016-12-14 02:00 | 0 | 0.52724 | 507901
2016-12-14 03:00 | 0 | 0.52285 | 486219
2016-12-14 04:00 | 0 | 0.51513 | 461112
2016-12-14 05:00 | 0 | 0.50034 | 437754
2016-12-14 06:00 | 0 | 0.48417 | 420383
2016-12-14 07:00 | 0 | 0.46386 | 409972
2016-12-14 08:00 | 0 | 0.44649 | 405901
2016-12-14 09:00 | 0 | 0.44195 | 408921
2016-12-14 10:00 | 0 | 0.44337 | 423189
2016-12-14 11:00 | 0 | 0.44976 | 453577
2016-12-14 12:00 | 0 | 0.46149 | 483151
2016-12-14 13:00 | 0 | 0.471 | 494539
2016-12-14 14:00 | 0.050178 | 0.4405 | 497724
2016-12-14 15:00 | 0.30541 | 0.42968 | 495918
2016-12-14 16:00 | 0.43688 | 0.45643 | 492643
2016-12-14 17:00 | 0.48326 | 0.4904 | 488018
2016-12-14 18:00 | 0.47631 | 0.50852 | 486077
2016-12-14 19:00 | 0.47066 | 0.51451 | 484267
2016-12-14 20:00 | 0.48909 | 0.51145 | 485080
2016-12-14 21:00 | 0.49696 | 0.49694 | 493089
2016-12-14 22:00 | 0.41569 | 0.46642 | 512913
2016-12-14 23:00 | 0.15361 | 0.50044 | 530545
2016-12-15 | 0.0014445 | 0.50222 | 537736
2016-12-15 01:00 | 0 | 0.46331 | 537977
2016-12-15 02:00 | 0 | 0.41726 | 527870
2016-12-15 03:00 | 0 | 0.36914 | 508040
2016-12-15 04:00 | 0 | 0.32824 | 483044
2016-12-15 05:00 | 0 | 0.29653 | 460192
2016-12-15 06:00 | 0 | 0.27065 | 444580
2016-12-15 07:00 | 0 | 0.24796 | 435415
2016-12-15 08:00 | 0 | 0.23681 | 432190
2016-12-15 09:00 | 0 | 0.22649 | 436254
2016-12-15 10:00 | 0 | 0.22034 | 453968
2016-12-15 11:00 | 0 | 0.22199 | 485955
2016-12-15 12:00 | 0 | 0.23195 | 516985
2016-12-15 13:00 | 0 | 0.24743 | 529454
2016-12-15 14:00 | 0.034955 | 0.25903 | 532001
2016-12-15 15:00 | 0.25423 | 0.29202 | 530640
2016-12-15 16:00 | 0.34154 | 0.32303 | 526810
2016-12-15 17:00 | 0.36673 | 0.34743 | 521762
2016-12-15 18:00 | 0.3677 | 0.36521 | 517951
2016-12-15 19:00 | 0.36505 | 0.37752 | 515590
2016-12-15 20:00 | 0.36175 | 0.388 | 515718
2016-12-15 21:00 | 0.34756 | 0.40479 | 525072
2016-12-15 22:00 | 0.27463 | 0.42351 | 547634
2016-12-15 23:00 | 0.062033 | 0.48096 | 565975
2016-12-16 | 2.05e-05 | 0.51121 | 573691
2016-12-16 01:00 | 0 | 0.50703 | 574150
2016-12-16 02:00 | 0 | 0.48695 | 563855
2016-12-16 03:00 | 0 | 0.45571 | 542728
2016-12-16 04:00 | 0 | 0.42819 | 516634
2016-12-16 05:00 | 0 | 0.40392 | 494644
2016-12-16 06:00 | 0 | 0.38671 | 478167
2016-12-16 07:00 | 0 | 0.38523 | 468952
2016-12-16 08:00 | 0 | 0.38356 | 464287
2016-12-16 09:00 | 0 | 0.38358 | 466808
2016-12-16 10:00 | 0 | 0.38356 | 480215
2016-12-16 11:00 | 0 | 0.3882 | 509127
2016-12-16 12:00 | 0 | 0.39719 | 536307
2016-12-16 13:00 | 0 | 0.40193 | 546053
2016-12-16 14:00 | 0.029469 | 0.39279 | 547755
2016-12-16 15:00 | 0.18219 | 0.38701 | 545038
2016-12-16 16:00 | 0.32189 | 0.38602 | 537828
2016-12-16 17:00 | 0.39512 | 0.3828 | 527938
2016-12-16 18:00 | 0.41821 | 0.38238 | 521278
2016-12-16 19:00 | 0.42422 | 0.39026 | 516221
2016-12-16 20:00 | 0.4459 | 0.41284 | 512984
2016-12-16 21:00 | 0.47377 | 0.44728 | 516347
2016-12-16 22:00 | 0.42474 | 0.48641 | 528963
2016-12-16 23:00 | 0.16511 | 0.51566 | 538562
2016-12-17 | 0.0017548 | 0.52954 | 538262
2016-12-17 01:00 | 0 | 0.54068 | 534022
2016-12-17 02:00 | 0 | 0.54696 | 521280
2016-12-17 03:00 | 0 | 0.55486 | 502161
2016-12-17 04:00 | 0 | 0.57883 | 478629
2016-12-17 05:00 | 0 | 0.60484 | 456200
2016-12-17 06:00 | 0 | 0.62756 | 438385
2016-12-17 07:00 | 0 | 0.65204 | 425874
2016-12-17 08:00 | 0 | 0.67187 | 418189
2016-12-17 09:00 | 0 | 0.68499 | 415645
2016-12-17 10:00 | 0 | 0.6892 | 418795
2016-12-17 11:00 | 0 | 0.69087 | 427947
2016-12-17 12:00 | 0 | 0.68811 | 441519
2016-12-17 13:00 | 0 | 0.6713 | 458175
2016-12-17 14:00 | 0.040671 | 0.66158 | 474077
2016-12-17 15:00 | 0.34483 | 0.62199 | 484504
2016-12-17 16:00 | 0.54866 | 0.58072 | 487476
2016-12-17 17:00 | 0.55772 | 0.57371 | 484404
2016-12-17 18:00 | 0.5312 | 0.59781 | 478451
2016-12-17 19:00 | 0.51826 | 0.63463 | 472354
2016-12-17 20:00 | 0.53331 | 0.67074 | 468144
2016-12-17 21:00 | 0.55544 | 0.68852 | 470744
2016-12-17 22:00 | 0.54205 | 0.67999 | 484005
2016-12-17 23:00 | 0.22549 | 0.65553 | 495374
2016-12-18 | 0.0018111 | 0.63064 | 499639
2016-12-18 01:00 | 0 | 0.60451 | 500069
2016-12-18 02:00 | 0 | 0.58374 | 491239
2016-12-18 03:00 | 0 | 0.57207 | 479320
2016-12-18 04:00 | 0 | 0.56082 | 461403
2016-12-18 05:00 | 0 | 0.54524 | 443249
2016-12-18 06:00 | 0 | 0.52749 | 427707
2016-12-18 07:00 | 0 | 0.51122 | 417417
2016-12-18 08:00 | 0 | 0.49654 | 412050
2016-12-18 09:00 | 0 | 0.47064 | 411510
2016-12-18 10:00 | 0 | 0.44009 | 415036
2016-12-18 11:00 | 0 | 0.41713 | 424423
2016-12-18 12:00 | 0 | 0.39853 | 438142
2016-12-18 13:00 | 0 | 0.39174 | 457346
2016-12-18 14:00 | 0.08574 | 0.38993 | 474790
2016-12-18 15:00 | 0.49042 | 0.34076 | 485275
2016-12-18 16:00 | 0.65036 | 0.27617 | 488225
2016-12-18 17:00 | 0.62786 | 0.27764 | 487242
2016-12-18 18:00 | 0.58885 | 0.29185 | 484137
2016-12-18 19:00 | 0.57185 | 0.29843 | 480659
2016-12-18 20:00 | 0.58722 | 0.30567 | 479543
2016-12-18 21:00 | 0.61569 | 0.30905 | 486497
2016-12-18 22:00 | 0.56998 | 0.3594 | 505481
2016-12-18 23:00 | 0.21815 | 0.44216 | 525851
2016-12-19 | 0.002806 | 0.51372 | 537426
2016-12-19 01:00 | 0 | 0.54668 | 542277
2016-12-19 02:00 | 0 | 0.55543 | 534931
2016-12-19 03:00 | 0 | 0.5645 | 519640
2016-12-19 04:00 | 0 | 0.57968 | 499938
2016-12-19 05:00 | 0 | 0.59477 | 481449
2016-12-19 06:00 | 0 | 0.60459 | 468614
2016-12-19 07:00 | 0 | 0.60922 | 461616
2016-12-19 08:00 | 0 | 0.60989 | 459526
2016-12-19 09:00 | 0 | 0.60255 | 463945
2016-12-19 10:00 | 0 | 0.59446 | 480074
2016-12-19 11:00 | 0 | 0.59125 | 510834
2016-12-19 12:00 | 0 | 0.58977 | 542300
2016-12-19 13:00 | 0 | 0.58928 | 559266
2016-12-19 14:00 | 0.034472 | 0.56355 | 565631
2016-12-19 15:00 | 0.43438 | 0.47045 | 563343
2016-12-19 16:00 | 0.59115 | 0.39615 | 555471
2016-12-19 17:00 | 0.58021 | 0.3972 | 545422
2016-12-19 18:00 | 0.55009 | 0.44331 | 536491
2016-12-19 19:00 | 0.53303 | 0.48065 | 528857
2016-12-19 20:00 | 0.54548 | 0.50786 | 525223
2016-12-19 21:00 | 0.5696 | 0.55828 | 529043
2016-12-19 22:00 | 0.50964 | 0.70921 | 548076
2016-12-19 23:00 | 0.22809 | 0.81683 | 567860
2016-12-20 | 0.0029418 | 0.85892 | 576875
2016-12-20 01:00 | 0 | 0.87688 | 577523
2016-12-20 02:00 | 0 | 0.88115 | 566272
2016-12-20 03:00 | 0 | 0.88767 | 545611
2016-12-20 04:00 | 0 | 0.89717 | 520703
2016-12-20 05:00 | 0 | 0.89965 | 498602
2016-12-20 06:00 | 0 | 0.89398 | 480938
2016-12-20 07:00 | 0 | 0.884 | 470824
2016-12-20 08:00 | 0 | 0.869 | 467099
2016-12-20 09:00 | 0 | 0.85397 | 470497
2016-12-20 10:00 | 0 | 0.84754 | 483373
2016-12-20 11:00 | 0 | 0.84386 | 509656
2016-12-20 12:00 | 0 | 0.82415 | 537310
2016-12-20 13:00 | 0 | 0.79622 | 547315
2016-12-20 14:00 | 0.037892 | 0.71372 | 545994
2016-12-20 15:00 | 0.43035 | 0.55863 | 537898
2016-12-20 16:00 | 0.5851 | 0.40151 | 525586
2016-12-20 17:00 | 0.58562 | 0.36268 | 511467
2016-12-20 18:00 | 0.54551 | 0.37676 | 499927
2016-12-20 19:00 | 0.52171 | 0.37875 | 491141
2016-12-20 20:00 | 0.53037 | 0.38089 | 486462
2016-12-20 21:00 | 0.53592 | 0.42794 | 490003
2016-12-20 22:00 | 0.45063 | 0.50718 | 509653
2016-12-20 23:00 | 0.1518 | 0.54771 | 529350
2016-12-21 | 0.0029824 | 0.59463 | 539075
2016-12-21 01:00 | 0 | 0.6364 | 541622
2016-12-21 02:00 | 0 | 0.6761 | 532200
2016-12-21 03:00 | 0 | 0.71479 | 513573
2016-12-21 04:00 | 0 | 0.73252 | 490567
2016-12-21 05:00 | 0 | 0.73452 | 468962
2016-12-21 06:00 | 0 | 0.7343 | 453796
2016-12-21 07:00 | 0 | 0.73454 | 445178
2016-12-21 08:00 | 0 | 0.73425 | 441880
2016-12-21 09:00 | 0 | 0.73834 | 444408
2016-12-21 10:00 | 0 | 0.74579 | 456626
2016-12-21 11:00 | 0 | 0.76246 | 483811
2016-12-21 12:00 | 0 | 0.7826 | 510286
2016-12-21 13:00 | 0 | 0.80063 | 520079
2016-12-21 14:00 | 0.034087 | 0.73504 | 517715
2016-12-21 15:00 | 0.17097 | 0.57903 | 509230
2016-12-21 16:00 | 0.30738 | 0.49612 | 497804
2016-12-21 17:00 | 0.36807 | 0.53692 | 485887
2016-12-21 18:00 | 0.38004 | 0.61254 | 475256
2016-12-21 19:00 | 0.3791 | 0.66402 | 467024
2016-12-21 20:00 | 0.38052 | 0.69069 | 464161
2016-12-21 21:00 | 0.36492 | 0.71917 | 469351
2016-12-21 22:00 | 0.30241 | 0.78256 | 486513
2016-12-21 23:00 | 0.10896 | 0.82479 | 502430
2016-12-22 | 0.0012124 | 0.83637 | 509163
2016-12-22 01:00 | 0 | 0.82779 | 509868
2016-12-22 02:00 | 0 | 0.81489 | 500571
2016-12-22 03:00 | 0 | 0.80652 | 482877
2016-12-22 04:00 | 0 | 0.78658 | 460330
2016-12-22 05:00 | 0 | 0.76152 | 440070
2016-12-22 06:00 | 0 | 0.74035 | 423190
2016-12-22 07:00 | 0 | 0.71191 | 411998
2016-12-22 08:00 | 0 | 0.68555 | 406434
2016-12-22 09:00 | 0 | 0.65724 | 407653
2016-12-22 10:00 | 0 | 0.62109 | 417723
2016-12-22 11:00 | 0 | 0.57785 | 441338
2016-12-22 12:00 | 0 | 0.53364 | 468480
2016-12-22 13:00 | 0 | 0.49787 | 481338
2016-12-22 14:00 | 0.018919 | 0.4309 | 484535
2016-12-22 15:00 | 0.091037 | 0.35842 | 482772
2016-12-22 16:00 | 0.22247 | 0.27019 | 476519
2016-12-22 17:00 | 0.30009 | 0.22943 | 467884
2016-12-22 18:00 | 0.33538 | 0.23819 | 460572
2016-12-22 19:00 | 0.34461 | 0.25639 | 455456
2016-12-22 20:00 | 0.34835 | 0.27997 | 454145
2016-12-22 21:00 | 0.3398 | 0.38178 | 459862
2016-12-22 22:00 | 0.28688 | 0.52788 | 475102
2016-12-22 23:00 | 0.13043 | 0.59947 | 489576
2016-12-23 | 0.0016122 | 0.62738 | 495798
2016-12-23 01:00 | 0 | 0.63333 | 497223
2016-12-23 02:00 | 0 | 0.62986 | 487588
2016-12-23 03:00 | 0 | 0.62675 | 472798
2016-12-23 04:00 | 0 | 0.62705 | 451296
2016-12-23 05:00 | 0 | 0.62692 | 429186
2016-12-23 06:00 | 0 | 0.62615 | 412910
2016-12-23 07:00 | 0 | 0.62134 | 401630
2016-12-23 08:00 | 0 | 0.6171 | 396314
2016-12-23 09:00 | 0 | 0.62294 | 397588
2016-12-23 10:00 | 0 | 0.63818 | 405943
2016-12-23 11:00 | 0 | 0.65648 | 424029
2016-12-23 12:00 | 0 | 0.67075 | 444616
2016-12-23 13:00 | 0 | 0.6697 | 458812
2016-12-23 14:00 | 0.019464 | 0.63157 | 465951
2016-12-23 15:00 | 0.2363 | 0.53461 | 466609
2016-12-23 16:00 | 0.36445 | 0.48939 | 463057
2016-12-23 17:00 | 0.42029 | 0.48697 | 457024
2016-12-23 18:00 | 0.42136 | 0.48154 | 451089
2016-12-23 19:00 | 0.42519 | 0.45183 | 446074
2016-12-23 20:00 | 0.43887 | 0.39245 | 443898
2016-12-23 21:00 | 0.44904 | 0.35112 | 449172
2016-12-23 22:00 | 0.3657 | 0.41582 | 463676
2016-12-23 23:00 | 0.11724 | 0.45572 | 474071
2016-12-24 | 0.00086813 | 0.46013 | 476015
2016-12-24 01:00 | 0 | 0.44129 | 472752
2016-12-24 02:00 | 0 | 0.40968 | 462869
2016-12-24 03:00 | 0 | 0.39241 | 446590
2016-12-24 04:00 | 0 | 0.37783 | 425537
2016-12-24 05:00 | 0 | 0.35993 | 404551
2016-12-24 06:00 | 0 | 0.3388 | 388257
2016-12-24 07:00 | 0 | 0.31799 | 375554
2016-12-24 08:00 | 0 | 0.30513 | 366969
2016-12-24 09:00 | 0 | 0.28924 | 363078
2016-12-24 10:00 | 0 | 0.28067 | 363251
2016-12-24 11:00 | 0 | 0.27563 | 369381
2016-12-24 12:00 | 0 | 0.27428 | 381480
2016-12-24 13:00 | 0 | 0.2834 | 398053
2016-12-24 14:00 | 0.033179 | 0.28864 | 415360
2016-12-24 15:00 | 0.32833 | 0.22943 | 428043
2016-12-24 16:00 | 0.44894 | 0.18798 | 433806
2016-12-24 17:00 | 0.47369 | 0.22227 | 433274
2016-12-24 18:00 | 0.46236 | 0.27503 | 428294
2016-12-24 19:00 | 0.4569 | 0.30938 | 423092
2016-12-24 20:00 | 0.46708 | 0.33916 | 419950
2016-12-24 21:00 | 0.47422 | 0.37689 | 420867
2016-12-24 22:00 | 0.39101 | 0.51925 | 429184
2016-12-24 23:00 | 0.11863 | 0.68853 | 434716
2016-12-25 | 0.0013198 | 0.74563 | 434106
2016-12-25 01:00 | 0 | 0.73086 | 431811
2016-12-25 02:00 | 0 | 0.67189 | 424473
2016-12-25 03:00 | 0 | 0.62163 | 414284
2016-12-25 04:00 | 0 | 0.59541 | 400191
2016-12-25 05:00 | 0 | 0.58242 | 383442
2016-12-25 06:00 | 0 | 0.58787 | 370192
2016-12-25 07:00 | 0 | 0.60199 | 360271
2016-12-25 08:00 | 0 | 0.6126 | 353271
2016-12-25 09:00 | 0 | 0.62226 | 350538
2016-12-25 10:00 | 0 | 0.6482 | 352300
2016-12-25 11:00 | 0 | 0.67752 | 358203
2016-12-25 12:00 | 0 | 0.70663 | 367970
2016-12-25 13:00 | 0 | 0.73766 | 382950
2016-12-25 14:00 | 0.033636 | 0.77113 | 396269
2016-12-25 15:00 | 0.29757 | 0.78498 | 403256
2016-12-25 16:00 | 0.46553 | 0.79523 | 405805
2016-12-25 17:00 | 0.50548 | 0.81045 | 404927
2016-12-25 18:00 | 0.49459 | 0.82808 | 400037
2016-12-25 19:00 | 0.48588 | 0.84999 | 394876
2016-12-25 20:00 | 0.50152 | 0.86734 | 390187
2016-12-25 21:00 | 0.52549 | 0.88805 | 389975
2016-12-25 22:00 | 0.47188 | 0.9048 | 398888
2016-12-25 23:00 | 0.1837 | 0.92466 | 408809
2016-12-26 | 0.0013995 | 0.92253 | 414867
2016-12-26 01:00 | 0 | 0.91107 | 418361
2016-12-26 02:00 | 0 | 0.88883 | 414284
2016-12-26 03:00 | 0 | 0.8814 | 404879
2016-12-26 04:00 | 0 | 0.87328 | 390156
2016-12-26 05:00 | 0 | 0.86757 | 375132
2016-12-26 06:00 | 0 | 0.86395 | 362658
2016-12-26 07:00 | 0 | 0.86203 | 353699
2016-12-26 08:00 | 0 | 0.85667 | 348608
2016-12-26 09:00 | 0 | 0.84155 | 347460
2016-12-26 10:00 | 0 | 0.83064 | 351425
2016-12-26 11:00 | 0 | 0.81583 | 360472
2016-12-26 12:00 | 0 | 0.80204 | 372219
2016-12-26 13:00 | 0 | 0.78995 | 386382
2016-12-26 14:00 | 0.037568 | 0.71759 | 402763
2016-12-26 15:00 | 0.44785 | 0.64497 | 415695
2016-12-26 16:00 | 0.61754 | 0.68585 | 423628
2016-12-26 17:00 | 0.60783 | 0.69351 | 425977
2016-12-26 18:00 | 0.56815 | 0.67925 | 424365
2016-12-26 19:00 | 0.55057 | 0.67451 | 421404
2016-12-26 20:00 | 0.56958 | 0.66289 | 419521
2016-12-26 21:00 | 0.59799 | 0.63181 | 423752
2016-12-26 22:00 | 0.51989 | 0.63488 | 436949
2016-12-26 23:00 | 0.18574 | 0.64107 | 451101
2016-12-27 | 0.0016102 | 0.64278 | 457182
2016-12-27 01:00 | 0 | 0.64502 | 456649
2016-12-27 02:00 | 0 | 0.64303 | 445529
2016-12-27 03:00 | 0 | 0.63856 | 428812
2016-12-27 04:00 | 0 | 0.63855 | 407088
2016-12-27 05:00 | 0 | 0.63862 | 386994
2016-12-27 06:00 | 0 | 0.63699 | 370840
2016-12-27 07:00 | 0 | 0.62298 | 360758
2016-12-27 08:00 | 0 | 0.5995 | 355649
2016-12-27 09:00 | 0 | 0.564 | 355194
2016-12-27 10:00 | 0 | 0.52854 | 363773
2016-12-27 11:00 | 0 | 0.50498 | 381884
2016-12-27 12:00 | 0 | 0.49361 | 404862
2016-12-27 13:00 | 0 | 0.49298 | 423598
2016-12-27 14:00 | 0.076485 | 0.45973 | 438131
2016-12-27 15:00 | 0.4282 | 0.34003 | 446838
2016-12-27 16:00 | 0.57818 | 0.24958 | 449707
2016-12-27 17:00 | 0.58181 | 0.24193 | 447435
2016-12-27 18:00 | 0.5438 | 0.27182 | 443791
2016-12-27 19:00 | 0.52405 | 0.2917 | 440307
2016-12-27 20:00 | 0.53867 | 0.31269 | 438806
2016-12-27 21:00 | 0.56243 | 0.38214 | 441567
2016-12-27 22:00 | 0.48888 | 0.50886 | 455269
2016-12-27 23:00 | 0.18982 | 0.61866 | 470265
2016-12-28 | 0.0027315 | 0.69105 | 475038
2016-12-28 01:00 | 0 | 0.74942 | 473497
2016-12-28 02:00 | 0 | 0.79499 | 462033
2016-12-28 03:00 | 0 | 0.83252 | 443776
2016-12-28 04:00 | 0 | 0.8639 | 422447
2016-12-28 05:00 | 0 | 0.87228 | 402556
2016-12-28 06:00 | 0 | 0.86302 | 387175
2016-12-28 07:00 | 0 | 0.84526 | 377738
2016-12-28 08:00 | 0 | 0.82933 | 373272
2016-12-28 09:00 | 0 | 0.81164 | 374497
2016-12-28 10:00 | 0 | 0.79934 | 384252
2016-12-28 11:00 | 0 | 0.79481 | 403077
2016-12-28 12:00 | 0 | 0.79305 | 427341
2016-12-28 13:00 | 0 | 0.799 | 443446
2016-12-28 14:00 | 0.032394 | 0.74703 | 452691
2016-12-28 15:00 | 0.33795 | 0.57599 | 456814
2016-12-28 16:00 | 0.52394 | 0.47493 | 456842
2016-12-28 17:00 | 0.54613 | 0.54654 | 453459
2016-12-28 18:00 | 0.51369 | 0.62825 | 449712
2016-12-28 19:00 | 0.49848 | 0.65336 | 446431
2016-12-28 20:00 | 0.51459 | 0.6624 | 444718
2016-12-28 21:00 | 0.53599 | 0.69437 | 448630
2016-12-28 22:00 | 0.46663 | 0.79235 | 463782
2016-12-28 23:00 | 0.19042 | 0.87426 | 477506
2016-12-29 | 0.0016683 | 0.91706 | 481095
2016-12-29 01:00 | 0 | 0.92816 | 479408
2016-12-29 02:00 | 0 | 0.9319 | 468166
2016-12-29 03:00 | 0 | 0.93426 | 448978
2016-12-29 04:00 | 0 | 0.93347 | 426749
2016-12-29 05:00 | 0 | 0.9235 | 407362
2016-12-29 06:00 | 0 | 0.91033 | 391950
2016-12-29 07:00 | 0 | 0.89451 | 380919
2016-12-29 08:00 | 0 | 0.87919 | 374964
2016-12-29 09:00 | 0 | 0.86798 | 375678
2016-12-29 10:00 | 0 | 0.85489 | 383293
2016-12-29 11:00 | 0 | 0.84381 | 400267
2016-12-29 12:00 | 0 | 0.83544 | 422823
2016-12-29 13:00 | 0 | 0.82554 | 439712
2016-12-29 14:00 | 0.053651 | 0.74334 | 451937
2016-12-29 15:00 | 0.35059 | 0.65793 | 458406
2016-12-29 16:00 | 0.5094 | 0.66335 | 459642
2016-12-29 17:00 | 0.52178 | 0.67686 | 457177
2016-12-29 18:00 | 0.49245 | 0.65697 | 453413
2016-12-29 19:00 | 0.47417 | 0.61991 | 448588
2016-12-29 20:00 | 0.47443 | 0.58244 | 445166
2016-12-29 21:00 | 0.491 | 0.53842 | 448553
2016-12-29 22:00 | 0.41173 | 0.55844 | 463901
2016-12-29 23:00 | 0.17009 | 0.58742 | 480596
2016-12-30 | 0.0016277 | 0.60732 | 486871
2016-12-30 01:00 | 0 | 0.61598 | 487082
2016-12-30 02:00 | 0 | 0.61955 | 476994
2016-12-30 03:00 | 0 | 0.63139 | 460130
2016-12-30 04:00 | 0 | 0.64122 | 439914
2016-12-30 05:00 | 0 | 0.64251 | 421903
2016-12-30 06:00 | 0 | 0.63847 | 407091
2016-12-30 07:00 | 0 | 0.63143 | 398686
2016-12-30 08:00 | 0 | 0.62491 | 394429
2016-12-30 09:00 | 0 | 0.6231 | 396327
2016-12-30 10:00 | 0 | 0.62508 | 405523
2016-12-30 11:00 | 0 | 0.63262 | 425145
2016-12-30 12:00 | 0 | 0.64758 | 447660
2016-12-30 13:00 | 0 | 0.66833 | 463447
2016-12-30 14:00 | 0.066719 | 0.61355 | 470223
2016-12-30 15:00 | 0.33992 | 0.49243 | 471272
2016-12-30 16:00 | 0.48141 | 0.49189 | 467833
2016-12-30 17:00 | 0.5036 | 0.58274 | 461282
2016-12-30 18:00 | 0.4784 | 0.63601 | 453356
2016-12-30 19:00 | 0.46424 | 0.67126 | 446082
2016-12-30 20:00 | 0.47219 | 0.68752 | 441690
2016-12-30 21:00 | 0.48048 | 0.73834 | 446474
2016-12-30 22:00 | 0.39249 | 0.78405 | 463624
2016-12-30 23:00 | 0.13147 | 0.81133 | 481092
2016-12-31 | 0.0013272 | 0.82084 | 487680
2016-12-31 01:00 | 0 | 0.81546 | 489425
2016-12-31 02:00 | 0 | 0.8063 | 481878
2016-12-31 03:00 | 0 | 0.8072 | 468220
2016-12-31 04:00 | 0 | 0.79934 | 450956
2016-12-31 05:00 | 0 | 0.79354 | 433000
2016-12-31 06:00 | 0 | 0.79506 | 420297
2016-12-31 07:00 | 0 | 0.79259 | 411686
2016-12-31 08:00 | 0 | 0.77895 | 406155
2016-12-31 09:00 | 0 | 0.75431 | 404289
2016-12-31 10:00 | 0 | 0.72933 | 407850
2016-12-31 11:00 | 0 | 0.70563 | 415139
2016-12-31 12:00 | 0 | 0.68337 | 426446
2016-12-31 13:00 | 0 | 0.65616 | 437460
2016-12-31 14:00 | 0.036427 | 0.55801 | 444140
2016-12-31 15:00 | 0.29475 | 0.49612 | 446688
2016-12-31 16:00 | 0.45444 | 0.45406 | 445791
2016-12-31 17:00 | 0.50867 | 0.40843 | 442001
2016-12-31 18:00 | 0.49731 | 0.39735 | 437484
2016-12-31 19:00 | 0.48732 | 0.39133 | 433876
2016-12-31 20:00 | 0.4976 | 0.38105 | 432009
2016-12-31 21:00 | 0.5139 | 0.37142 | 435982
2016-12-31 22:00 | 0.43958 | 0.41346 | 450070
2016-12-31 23:00 | 0.1567 | 0.48672 | 459604
2017-01-01 | 0.0017613 | 0.54371 | 460100

## case results
| objective [€] | system cost [€/h]
0 | 215533168328.9687 | 24537018.2524

## component results
| carrier | Capacity Factor | Capital Expenditure [€] | Curtailment [MWh] | Dispatch [MW] | Installed Capacity [MW] | Market Value [€/MWh] | Operational Expenditure [€] | Optimal Capacity [MW] | Revenue [€] | Supply [MW] | Withdrawal [MW]
Generator | geothermal |  | 0 | 0 | 0 | 0 |  | 0 | 0 | 0 | 0 | 0
| load shedding | 0.00019803 | 0 | 0 | 52262.2845 | 0 | 8771.9298 | 458441091.7962 | 30040.7031 | 458441091.7961 | 52262.2845 | 0
| natgas |  | 0 | 0 | 0 | 0 |  | 0 | 0 | 0 | 0 | 0
| natgas_wCCS |  | 0 | 0 | 0 | 0 |  | 0 | 0 | 0 | 0 | 0
| nuclear |  | 0 | 0 | 0 | 0 |  | 0 | 0 | 0 | 0 | 0
| onwind | 0.17334 | 103404182312.318 | 2268738716.451 | 1467258128.9147 | 0 | 71.9744 | 2200887193.372 | 963523.1673 | 105605069505.6107 | 1467258128.9147 | 0
| solar-utility | 0.27499 | 52060133837.7534 | 20135611.2336 | 2536167114.8008 | 0 | 20.5271 | 0 | 1049837.9631 | 52060133837.7769 | 2536167114.8008 | 0
Link | direct air capture |  | 0 |  | 0 | 0 |  | 0 | 0 | 0 | 0 | 0
| geothermal |  | 0 |  | 0 | 0 |  | 0 | 0 | 0 | 0 | 0
| gravity_aboveground_store | 0.68889 | 2023443156.9421 |  | -1.0667e-08 | 0 | 2.781e+18 | 0 | 70858.9504 | 2023443156.9447 | 428833277.7026 | -428833277.7026
| gravity_brick_store |  | 0 |  | 0 | 0 |  | 0 | 0 | 0 | 0 | 0
| gravity_underground_store |  | 0 |  | 0 | 0 |  | 0 | 0 | 0 | 0 | 0
| highT_molten_salt_store |  | 0 |  | 0 | 0 |  | 0 | 0 | 0 | 0 | 0
| hydrogen_store |  | 0 |  | 0 | 0 |  | 0 | 0 | 0 | 0 | 0
| lead_acid_store |  | 0 |  | 0 | 0 |  | 0 | 0 | 0 | 0 | 0
| liquid_air_store |  | 0 |  | 0 | 0 |  | 0 | 0 | 0 | 0 | 0
| lithium_ion_lfp_store |  | 0 |  | 0 | 0 |  | 0 | 0 | 0 | 0 | 0
| lithium_ion_nmc_store |  | 0 |  | 0 | 0 |  | 0 | 0 | 0 | 0 | 0
| lowT_molten_salt_store | 0.53233 | 16592934691.832 |  | -2917960081.3021 | 0 | -5.6865 | 0 | 623957.2584 | 16592934691.8492 | 2917960081.3021 | -2917960081.3021
| natgas |  | 0 |  | 0 | 0 |  | 0 | 0 | 0 | 0 | 0
| natgas_wCCS |  | 0 |  | 0 | 0 |  | 0 | 0 | 0 | 0 | 0
| ni_zn_store |  | 0 |  | 0 | 0 |  | 0 | 0 | 0 | 0 | 0
| phs_store |  | 0 |  | 0 | 0 |  | 0 | 0 | 0 | 0 | 0
| redox_store |  | 0 |  | 0 | 0 |  | 0 | 0 | 0 | 0 | 0
| zn_br_flow_store |  | 0 |  | 0 | 0 |  | 0 | 0 | 0 | 0 | 0
| zn_br_nonflow_store |  | 0 |  | 0 | 0 |  | 0 | 0 | 0 | 0 | 0
Load | load |  |  |  | -4003477506 |  | -53.8365 |  |  | 215533168328.9634 | 0 | -4003477506
StorageUnit | battery storage |  | 0 | 0 | 0 | 0 |  | 0 | 0 | 0 | 0 | 0
Store | co2 atmosphere |  | 0 |  | 0 | 0 |  | 0 | 0 | 0 | 0 | 0
| gravity_aboveground_store | 0.59836 | 1856805955.2256 |  | -1.0667e-08 | 0 | 2.552e+18 | 0 | 198884.1747 | 1856805955.2252 | 214416638.8513 | -214416638.8513
| gravity_brick_store |  | 0 |  | 0 | 0 |  | 0 | 0 | 0 | 0 | 0
| gravity_underground_store |  | 0 |  | 0 | 0 |  | 0 | 0 | 0 | 0 | 0
| highT_molten_salt_store |  | 0 |  | 0 | 0 |  | 0 | 0 | 0 | 0 | 0
| hydrogen_store |  | 0 |  | 0 | 0 |  | 0 | 0 | 0 | 0 | 0
| lead_acid_store |  | 0 |  | 0 | 0 |  | 0 | 0 | 0 | 0 | 0
| liquid_air_store |  | 0 |  | 0 | 0 |  | 0 | 0 | 0 | 0 | 0
| lithium_ion_lfp_store |  | 0 |  | 0 | 0 |  | 0 | 0 | 0 | 0 | 0
| lithium_ion_nmc_store |  | 0 |  | 0 | 0 |  | 0 | 0 | 0 | 0 | 0
| load shifting backward |  | 0 |  | 0 | 0 |  | 0 | 0 | 0 | 0 | 0
| load shifting forward |  | 0 |  | 0 | 0 |  | 0 | 0 | 0 | 0 | 0
| lowT_molten_salt_store | 0.5383 | 36936340089.7646 |  | 4.2276e-07 | 0 | 68944099400023480 | 0 | 7294232.6445 | 36936340089.7602 | 783622242.7811 | -783622242.7811
| ni_zn_store |  | 0 |  | 0 | 0 |  | 0 | 0 | 0 | 0 | 0
| phs_store |  | 0 |  | 0 | 0 |  | 0 | 0 | 0 | 0 | 0
| redox_store |  | 0 |  | 0 | 0 |  | 0 | 0 | 0 | 0 | 0
| zn_br_flow_store |  | 0 |  | 0 | 0 |  | 0 | 0 | 0 | 0 | 0
| zn_br_nonflow_store |  | 0 |  | 0 | 0 |  | 0 | 0 | 0 | 0 | 0

## time results
snapshot | CCGT dispatch | CCGT % wCCS dispatch | geothermal dispatch | load shedding dispatch | nuclear dispatch | onwind dispatch | solar-utility dispatch | load load | battery storage charged | battery storage discharged | battery storage state of charge | Gravity-Brick-store state of charge | Gravity-Water-Aboveground-store state of charge | Gravity-Water-Underground-store state of charge | HighT-Molten-Salt-store state of charge | Lead-Acid-store state of charge | Liquid-Air-store state of charge | Lithium-Ion-LFP-store state of charge | Lithium-Ion-NMC-store state of charge | LowT-Molten-Salt-store state of charge | Ni-Zn-store state of charge | Pumped-Storage-Hydro-store state of charge | Vanadium-Redox-Flow-store state of charge | Zn-Br-Flow-store state of charge | Zn-Br-Nonflow-store state of charge | co2 atmosphere state of charge | hydrogen storage underground state of charge | load shifting backward state of charge | load shifting forward state of charge | CCGT % link dispatch | CCGT % link wCCS dispatch | Gravity-Brick-bicharger dispatch | Gravity-Water-Aboveground-bicharger dispatch | Gravity-Water-Underground-bicharger dispatch | HighT-Molten-Salt-charger dispatch | HighT-Molten-Salt-discharger dispatch | Lead-Acid-bicharger dispatch | Liquid-Air-charger dispatch | Liquid-Air-discharger dispatch | Lithium-Ion-LFP-bicharger dispatch | Lithium-Ion-NMC-bicharger dispatch | LowT-Molten-Salt-charger dispatch | LowT-Molten-Salt-discharger dispatch | Ni-Zn-bicharger dispatch | Pumped-Storage-Hydro-bicharger dispatch | Vanadium-Redox-Flow-bicharger dispatch | Zn-Br-Flow-bicharger dispatch | Zn-Br-Nonflow-bicharger dispatch | direct air capture dispatch | electrolysis dispatch | fuel cell dispatch | geothermal % link dispatch
2016-01-01 | 0 | 0 | 0 | 0 | 0 | 540569.3405 | 1807.8745 | 470809 | 0 | 0 | 0 | 0 | 198884.1747 | 0 | 0 | 0 | 0 | 0 | 0 | 3705307.936 | 0 | 0 | 0 | 0 | 0 | 0 | 0 | 0 | 0 | 0 | 0 | 0 | 70858.9504 | 0 | 0 | 0 | 0 | 0 | 0 | 0 | 0 | 292959.483 | 292250.2184 | 0 | 0 | 0 | 0 | 0 | 0 | 0 | 0 | 0
2016-01-01 01:00 | 0 | 0 | 0 | 0 | 0 | 431490.8712 | 0 | 462893 | 0 | 0 | 0 | 0 | 128025.2243 | 0 | 0 | 0 | 0 | 0 | 0 | 3744764.7576 | 0 | 0 | 0 | 0 | 0 | 0 | 0 | 0 | 0 | 0 | 0 | 0 | -70858.9504 | 0 | 0 | 0 | 0 | 0 | 0 | 0 | 0 | 331707.04 | 292250.2184 | 0 | 0 | 0 | 0 | 0 | 0 | 0 | 0 | 0
2016-01-01 02:00 | 0 | 0 | 0 | 0 | 0 | 230960.732 | 0 | 452352 | 0 | 0 | 0 | 0 | 198884.1747 | 0 | 0 | 0 | 0 | 0 | 0 | 3452514.5392 | 0 | 0 | 0 | 0 | 0 | 0 | 0 | 0 | 0 | 0 | 0 | 0 | 70858.9504 | 0 | 0 | 0 | 0 | 0 | 0 | 0 | 0 | 0 | 292250.2184 | 0 | 0 | 0 | 0 | 0 | 0 | 0 | 0 | 0
2016-01-01 03:00 | 0 | 0 | 0 | 0 | 0 | 407274.8712 | 0 | 438677 | 0 | 0 | 0 | 0 | 128025.2243 | 0 | 0 | 0 | 0 | 0 | 0 | 3491971.3608 | 0 | 0 | 0 | 0 | 0 | 0 | 0 | 0 | 0 | 0 | 0 | 0 | -70858.9504 | 0 | 0 | 0 | 0 | 0 | 0 | 0 | 0 | 331707.04 | 292250.2184 | 0 | 0 | 0 | 0 | 0 | 0 | 0 | 0 | 0
2016-01-01 04:00 | 0 | 0 | 0 | 0 | 0 | 533610.772 | 0 | 423295 | 0 | 0 | 0 | 0 | 198884.1747 | 0 | 0 | 0 | 0 | 0 | 0 | 3531428.1825 | 0 | 0 | 0 | 0 | 0 | 0 | 0 | 0 | 0 | 0 | 0 | 0 | 70858.9504 | 0 | 0 | 0 | 0 | 0 | 0 | 0 | 0 | 331707.04 | 292250.2184 | 0 | 0 | 0 | 0 | 0 | 0 | 0 | 0 | 0
2016-01-01 05:00 | 0 | 0 | 0 | 0 | 0 | 450435.8216 | 0 | 410979 | 0 | 0 | 0 | 0 | 198884.1747 | 0 | 0 | 0 | 0 | 0 | 0 | 3570885.0041 | 0 | 0 | 0 | 0 | 0 | 0 | 0 | 0 | 0 | 0 | 0 | 0 | 0 | 0 | 0 | 0 | 0 | 0 | 0 | 0 | 0 | 331707.04 | 292250.2184 | 0 | 0 | 0 | 0 | 0 | 0 | 0 | 0 | 0
2016-01-01 06:00 | 0 | 0 | 0 | 0 | 0 | 369041.8712 | 0 | 400444 | 0 | 0 | 0 | 0 | 128025.2243 | 0 | 0 | 0 | 0 | 0 | 0 | 3610341.8257 | 0 | 0 | 0 | 0 | 0 | 0 | 0 | 0 | 0 | 0 | 0 | 0 | -70858.9504 | 0 | 0 | 0 | 0 | 0 | 0 | 0 | 0 | 331707.04 | 292250.2184 | 0 | 0 | 0 | 0 | 0 | 0 | 0 | 0 | 0
2016-01-01 07:00 | 0 | 0 | 0 | 0 | 0 | 501160.772 | 0 | 390845 | 0 | 0 | 0 | 0 | 198884.1747 | 0 | 0 | 0 | 0 | 0 | 0 | 3649798.6473 | 0 | 0 | 0 | 0 | 0 | 0 | 0 | 0 | 0 | 0 | 0 | 0 | 70858.9504 | 0 | 0 | 0 | 0 | 0 | 0 | 0 | 0 | 331707.04 | 292250.2184 | 0 | 0 | 0 | 0 | 0 | 0 | 0 | 0 | 0
2016-01-01 08:00 | 0 | 0 | 0 | 0 | 0 | 352465.8712 | 0 | 383868 | 0 | 0 | 0 | 0 | 128025.2243 | 0 | 0 | 0 | 0 | 0 | 0 | 3689255.4689 | 0 | 0 | 0 | 0 | 0 | 0 | 0 | 0 | 0 | 0 | 0 | 0 | -70858.9504 | 0 | 0 | 0 | 0 | 0 | 0 | 0 | 0 | 331707.04 | 292250.2184 | 0 | 0 | 0 | 0 | 0 | 0 | 0 | 0 | 0
2016-01-01 09:00 | 0 | 0 | 0 | 0 | 0 | 160855.732 | 0 | 382247 | 0 | 0 | 0 | 0 | 198884.1747 | 0 | 0 | 0 | 0 | 0 | 0 | 3397005.2505 | 0 | 0 | 0 | 0 | 0 | 0 | 0 | 0 | 0 | 0 | 0 | 0 | 70858.9504 | 0 | 0 | 0 | 0 | 0 | 0 | 0 | 0 | 0 | 292250.2184 | 0 | 0 | 0 | 0 | 0 | 0 | 0 | 0 | 0
2016-01-01 10:00 | 0 | 0 | 0 | 0 | 0 | 425213.8216 | 0 | 385757 | 0 | 0 | 0 | 0 | 198884.1747 | 0 | 0 | 0 | 0 | 0 | 0 | 3436462.0721 | 0 | 0 | 0 | 0 | 0 | 0 | 0 | 0 | 0 | 0 | 0 | 0 | 0 | 0 | 0 | 0 | 0 | 0 | 0 | 0 | 0 | 331707.04 | 292250.2184 | 0 | 0 | 0 | 0 | 0 | 0 | 0 | 0 | 0
2016-01-01 11:00 | 0 | 0 | 0 | 0 | 0 | 41527.5077 | 0 | 390944 | 0 | 0 | 0 | 0 | 141717.9008 | 0 | 0 | 0 | 0 | 0 | 0 | 3144211.8538 | 0 | 0 | 0 | 0 | 0 | 0 | 0 | 0 | 0 | 0 | 0 | 0 | -57166.2739 | 0 | 0 | 0 | 0 | 0 | 0 | 0 | 0 | 0 | 292250.2184 | 0 | 0 | 0 | 0 | 0 | 0 | 0 | 0 | 0
2016-01-01 12:00 | 0 | 0 | 0 | 0 | 0 | 367136.8712 | 0 | 398539 | 0 | 0 | 0 | 0 | 70858.9504 | 0 | 0 | 0 | 0 | 0 | 0 | 3183668.6754 | 0 | 0 | 0 | 0 | 0 | 0 | 0 | 0 | 0 | 0 | 0 | 0 | -70858.9504 | 0 | 0 | 0 | 0 | 0 | 0 | 0 | 0 | 331707.04 | 292250.2184 | 0 | 0 | 0 | 0 | 0 | 0 | 0 | 0 | 0
2016-01-01 13:00 | 0 | 0 | 0 | 0 | 0 | 376145.8712 | 0 | 407548 | 0 | 0 | 0 | 0 | 0 | 0 | 0 | 0 | 0 | 0 | 0 | 3223125.497 | 0 | 0 | 0 | 0 | 0 | 0 | 0 | 0 | 0 | 0 | 0 | 0 | -70858.9504 | 0 | 0 | 0 | 0 | 0 | 0 | 0 | 0 | 331707.04 | 292250.2184 | 0 | 0 | 0 | 0 | 0 | 0 | 0 | 0 | 0
2016-01-01 14:00 | 0 | 0 | 0 | 0 | 0 | 574824.2415 | 47270.0304 | 420289 | 0 | 0 | 0 | 0 | 70858.9504 | 0 | 0 | 0 | 0 | 0 | 0 | 3354071.8185 | 0 | 0 | 0 | 0 | 0 | 0 | 0 | 0 | 0 | 0 | 0 | 0 | 70858.9504 | 0 | 0 | 0 | 0 | 0 | 0 | 0 | 0 | 130946.3215 | 0 | 0 | 0 | 0 | 0 | 0 | 0 | 0 | 0 | 0
2016-01-01 15:00 | 0 | 0 | 0 | 0 | 0 | 411665.1678 | 422670.8225 | 431770 | 0 | 0 | 0 | 0 | 141717.9008 | 0 | 0 | 0 | 0 | 0 | 0 | 3685778.8584 | 0 | 0 | 0 | 0 | 0 | 0 | 0 | 0 | 0 | 0 | 0 | 0 | 70858.9504 | 0 | 0 | 0 | 0 | 0 | 0 | 0 | 0 | 331707.04 | 0 | 0 | 0 | 0 | 0 | 0 | 0 | 0 | 0 | 0
2016-01-01 16:00 | 0 | 0 | 0 | 0 | 0 | 0 | 613410.3956 | 438480 | 0 | 0 | 0 | 0 | 198884.1747 | 0 | 0 | 0 | 0 | 0 | 0 | 3803542.9802 | 0 | 0 | 0 | 0 | 0 | 0 | 0 | 0 | 0 | 0 | 0 | 0 | 57166.2739 | 0 | 0 | 0 | 0 | 0 | 0 | 0 | 0 | 117764.1217 | 0 | 0 | 0 | 0 | 0 | 0 | 0 | 0 | 0 | 0
2016-01-01 17:00 | 0 | 0 | 0 | 0 | 0 | 0 | 613945.2849 | 440338 | 0 | 0 | 0 | 0 | 128025.2243 | 0 | 0 | 0 | 0 | 0 | 0 | 4048009.2155 | 0 | 0 | 0 | 0 | 0 | 0 | 0 | 0 | 0 | 0 | 0 | 0 | -70858.9504 | 0 | 0 | 0 | 0 | 0 | 0 | 0 | 0 | 244466.2353 | 0 | 0 | 0 | 0 | 0 | 0 | 0 | 0 | 0 | 0
2016-01-01 18:00 | 0 | 0 | 0 | 0 | 0 | 0 | 575414.7902 | 438036 | 0 | 0 | 0 | 0 | 128025.2243 | 0 | 0 | 0 | 0 | 0 | 0 | 4185388.0057 | 0 | 0 | 0 | 0 | 0 | 0 | 0 | 0 | 0 | 0 | 0 | 0 | 0 | 0 | 0 | 0 | 0 | 0 | 0 | 0 | 0 | 137378.7902 | 0 | 0 | 0 | 0 | 0 | 0 | 0 | 0 | 0 | 0
2016-01-01 19:00 | 0 | 0 | 0 | 0 | 0 | 0 | 560465.7779 | 432321 | 0 | 0 | 0 | 0 | 198884.1747 | 0 | 0 | 0 | 0 | 0 | 0 | 4242673.8332 | 0 | 0 | 0 | 0 | 0 | 0 | 0 | 0 | 0 | 0 | 0 | 0 | 70858.9504 | 0 | 0 | 0 | 0 | 0 | 0 | 0 | 0 | 57285.8275 | 0 | 0 | 0 | 0 | 0 | 0 | 0 | 0 | 0 | 0
2016-01-01 20:00 | 0 | 0 | 0 | 0 | 0 | 0 | 580721.7705 | 428860 | 0 | 0 | 0 | 0 | 198884.1747 | 0 | 0 | 0 | 0 | 0 | 0 | 4394535.6037 | 0 | 0 | 0 | 0 | 0 | 0 | 0 | 0 | 0 | 0 | 0 | 0 | 0 | 0 | 0 | 0 | 0 | 0 | 0 | 0 | 0 | 151861.7705 | 0 | 0 | 0 | 0 | 0 | 0 | 0 | 0 | 0 | 0
2016-01-01 21:00 | 0 | 0 | 0 | 0 | 0 | 0 | 613945.9757 | 430801 | 0 | 0 | 0 | 0 | 128025.2243 | 0 | 0 | 0 | 0 | 0 | 0 | 4648539.5298 | 0 | 0 | 0 | 0 | 0 | 0 | 0 | 0 | 0 | 0 | 0 | 0 | -70858.9504 | 0 | 0 | 0 | 0 | 0 | 0 | 0 | 0 | 254003.9261 | 0 | 0 | 0 | 0 | 0 | 0 | 0 | 0 | 0 | 0
2016-01-01 22:00 | 0 | 0 | 0 | 0 | 0 | 0 | 562289.674 | 445055 | 0 | 0 | 0 | 0 | 139832.6298 | 0 | 0 | 0 | 0 | 0 | 0 | 4753966.7983 | 0 | 0 | 0 | 0 | 0 | 0 | 0 | 0 | 0 | 0 | 0 | 0 | 11807.4055 | 0 | 0 | 0 | 0 | 0 | 0 | 0 | 0 | 105427.2685 | 0 | 0 | 0 | 0 | 0 | 0 | 0 | 0 | 0 | 0
2016-01-01 23:00 | 0 | 0 | 0 | 0 | 0 | 559366.4104 | 220703.2241 | 460170 | 0 | 0 | 0 | 0 | 128025.2243 | 0 | 0 | 0 | 0 | 0 | 0 | 5085673.8383 | 0 | 0 | 0 | 0 | 0 | 0 | 0 | 0 | 0 | 0 | 0 | 0 | -11807.4055 | 0 | 0 | 0 | 0 | 0 | 0 | 0 | 0 | 331707.04 | 0 | 0 | 0 | 0 | 0 | 0 | 0 | 0 | 0 | 0
2016-01-02 | 0 | 0 | 0 | 0 | 0 | 574187.9559 | 2062.8161 | 465935 | 0 | 0 | 0 | 0 | 198884.1747 | 0 | 0 | 0 | 0 | 0 | 0 | 5125130.6599 | 0 | 0 | 0 | 0 | 0 | 0 | 0 | 0 | 0 | 0 | 0 | 0 | 70858.9504 | 0 | 0 | 0 | 0 | 0 | 0 | 0 | 0 | 331707.04 | 292250.2184 | 0 | 0 | 0 | 0 | 0 | 0 | 0 | 0 | 0
2016-01-02 01:00 | 0 | 0 | 0 | 0 | 0 | 433959.8712 | 0 | 465362 | 0 | 0 | 0 | 0 | 128025.2243 | 0 | 0 | 0 | 0 | 0 | 0 | 5164587.4816 | 0 | 0 | 0 | 0 | 0 | 0 | 0 | 0 | 0 | 0 | 0 | 0 | -70858.9504 | 0 | 0 | 0 | 0 | 0 | 0 | 0 | 0 | 331707.04 | 292250.2184 | 0 | 0 | 0 | 0 | 0 | 0 | 0 | 0 | 0
2016-01-02 02:00 | 0 | 0 | 0 | 0 | 0 | 532952.9504 | 0 | 462094 | 0 | 0 | 0 | 0 | 198884.1747 | 0 | 0 | 0 | 0 | 0 | 0 | 5164587.4816 | 0 | 0 | 0 | 0 | 0 | 0 | 0 | 0 | 0 | 0 | 0 | 0 | 70858.9504 | 0 | 0 | 0 | 0 | 0 | 0 | 0 | 0 | 0 | 0 | 0 | 0 | 0 | 0 | 0 | 0 | 0 | 0 | 0
2016-01-02 03:00 | 0 | 0 | 0 | 0 | 0 | 450580 | 0 | 450580 | 0 | 0 | 0 | 0 | 198884.1747 | 0 | 0 | 0 | 0 | 0 | 0 | 5164587.4816 | 0 | 0 | 0 | 0 | 0 | 0 | 0 | 0 | 0 | 0 | 0 | 0 | 0 | 0 | 0 | 0 | 0 | 0 | 0 | 0 | 0 | 0 | 0 | 0 | 0 | 0 | 0 | 0 | 0 | 0 | 0 | 0
2016-01-02 04:00 | 0 | 0 | 0 | 0 | 0 | 364072.0496 | 0 | 434931 | 0 | 0 | 0 | 0 | 128025.2243 | 0 | 0 | 0 | 0 | 0 | 0 | 5164587.4816 | 0 | 0 | 0 | 0 | 0 | 0 | 0 | 0 | 0 | 0 | 0 | 0 | -70858.9504 | 0 | 0 | 0 | 0 | 0 | 0 | 0 | 0 | 0 | 0 | 0 | 0 | 0 | 0 | 0 | 0 | 0 | 0 | 0
2016-01-02 05:00 | 0 | 0 | 0 | 0 | 0 | 488773.9504 | 0 | 417915 | 0 | 0 | 0 | 0 | 198884.1747 | 0 | 0 | 0 | 0 | 0 | 0 | 5164587.4816 | 0 | 0 | 0 | 0 | 0 | 0 | 0 | 0 | 0 | 0 | 0 | 0 | 70858.9504 | 0 | 0 | 0 | 0 | 0 | 0 | 0 | 0 | 0 | 0 | 0 | 0 | 0 | 0 | 0 | 0 | 0 | 0 | 0
2016-01-02 06:00 | 0 | 0 | 0 | 0 | 0 | 406626 | 0 | 406626 | 0 | 0 | 0 | 0 | 198884.1747 | 0 | 0 | 0 | 0 | 0 | 0 | 5164587.4816 | 0 | 0 | 0 | 0 | 0 | 0 | 0 | 0 | 0 | 0 | 0 | 0 | 0 | 0 | 0 | 0 | 0 | 0 | 0 | 0 | 0 | 0 | 0 | 0 | 0 | 0 | 0 | 0 | 0 | 0 | 0 | 0
2016-01-02 07:00 | 0 | 0 | 0 | 0 | 0 | 326653.0496 | 0 | 397512 | 0 | 0 | 0 | 0 | 128025.2243 | 0 | 0 | 0 | 0 | 0 | 0 | 5164587.4816 | 0 | 0 | 0 | 0 | 0 | 0 | 0 | 0 | 0 | 0 | 0 | 0 | -70858.9504 | 0 | 0 | 0 | 0 | 0 | 0 | 0 | 0 | 0 | 0 | 0 | 0 | 0 | 0 | 0 | 0 | 0 | 0 | 0
2016-01-02 08:00 | 0 | 0 | 0 | 0 | 0 | 463814.9504 | 0 | 392956 | 0 | 0 | 0 | 0 | 198884.1747 | 0 | 0 | 0 | 0 | 0 | 0 | 5164587.4816 | 0 | 0 | 0 | 0 | 0 | 0 | 0 | 0 | 0 | 0 | 0 | 0 | 70858.9504 | 0 | 0 | 0 | 0 | 0 | 0 | 0 | 0 | 0 | 0 | 0 | 0 | 0 | 0 | 0 | 0 | 0 | 0 | 0
2016-01-02 09:00 | 0 | 0 | 0 | 0 | 0 | 321351.0496 | 0 | 392210 | 0 | 0 | 0 | 0 | 128025.2243 | 0 | 0 | 0 | 0 | 0 | 0 | 5164587.4816 | 0 | 0 | 0 | 0 | 0 | 0 | 0 | 0 | 0 | 0 | 0 | 0 | -70858.9504 | 0 | 0 | 0 | 0 | 0 | 0 | 0 | 0 | 0 | 0 | 0 | 0 | 0 | 0 | 0 | 0 | 0 | 0 | 0
2016-01-02 10:00 | 0 | 0 | 0 | 0 | 0 | 467450.9504 | 0 | 396592 | 0 | 0 | 0 | 0 | 198884.1747 | 0 | 0 | 0 | 0 | 0 | 0 | 5164587.4816 | 0 | 0 | 0 | 0 | 0 | 0 | 0 | 0 | 0 | 0 | 0 | 0 | 70858.9504 | 0 | 0 | 0 | 0 | 0 | 0 | 0 | 0 | 0 | 0 | 0 | 0 | 0 | 0 | 0 | 0 | 0 | 0 | 0
2016-01-02 11:00 | 0 | 0 | 0 | 0 | 0 | 349600.7261 | 0 | 406767 | 0 | 0 | 0 | 0 | 141717.9008 | 0 | 0 | 0 | 0 | 0 | 0 | 5164587.4816 | 0 | 0 | 0 | 0 | 0 | 0 | 0 | 0 | 0 | 0 | 0 | 0 | -57166.2739 | 0 | 0 | 0 | 0 | 0 | 0 | 0 | 0 | 0 | 0 | 0 | 0 | 0 | 0 | 0 | 0 | 0 | 0 | 0
2016-01-02 12:00 | 0 | 0 | 0 | 0 | 0 | 389265.8712 | 0 | 420668 | 0 | 0 | 0 | 0 | 70858.9504 | 0 | 0 | 0 | 0 | 0 | 0 | 5204044.3032 | 0 | 0 | 0 | 0 | 0 | 0 | 0 | 0 | 0 | 0 | 0 | 0 | -70858.9504 | 0 | 0 | 0 | 0 | 0 | 0 | 0 | 0 | 331707.04 | 292250.2184 | 0 | 0 | 0 | 0 | 0 | 0 | 0 | 0 | 0
2016-01-02 13:00 | 0 | 0 | 0 | 0 | 0 | 403354.8712 | 0 | 434757 | 0 | 0 | 0 | 0 | 0 | 0 | 0 | 0 | 0 | 0 | 0 | 5243501.1248 | 0 | 0 | 0 | 0 | 0 | 0 | 0 | 0 | 0 | 0 | 0 | 0 | -70858.9504 | 0 | 0 | 0 | 0 | 0 | 0 | 0 | 0 | 331707.04 | 292250.2184 | 0 | 0 | 0 | 0 | 0 | 0 | 0 | 0 | 0
2016-01-02 14:00 | 0 | 0 | 0 | 0 | 0 | 482942.9642 | 68422.6906 | 445046 | 0 | 0 | 0 | 0 | 70858.9504 | 0 | 0 | 0 | 0 | 0 | 0 | 5278961.8292 | 0 | 0 | 0 | 0 | 0 | 0 | 0 | 0 | 0 | 0 | 0 | 0 | 70858.9504 | 0 | 0 | 0 | 0 | 0 | 0 | 0 | 0 | 35460.7044 | 0 | 0 | 0 | 0 | 0 | 0 | 0 | 0 | 0 | 0
2016-01-02 15:00 | 0 | 0 | 0 | 0 | 0 | 333430.6838 | 332463.3874 | 450093 | 0 | 0 | 0 | 0 | 141717.9008 | 0 | 0 | 0 | 0 | 0 | 0 | 5423903.9501 | 0 | 0 | 0 | 0 | 0 | 0 | 0 | 0 | 0 | 0 | 0 | 0 | 70858.9504 | 0 | 0 | 0 | 0 | 0 | 0 | 0 | 0 | 144942.1209 | 0 | 0 | 0 | 0 | 0 | 0 | 0 | 0 | 0 | 0
2016-01-02 16:00 | 0 | 0 | 0 | 0 | 0 | 212137.9929 | 488588.6155 | 448776 | 0 | 0 | 0 | 0 | 70858.9504 | 0 | 0 | 0 | 0 | 0 | 0 | 5746713.5089 | 0 | 0 | 0 | 0 | 0 | 0 | 0 | 0 | 0 | 0 | 0 | 0 | -70858.9504 | 0 | 0 | 0 | 0 | 0 | 0 | 0 | 0 | 322809.5588 | 0 | 0 | 0 | 0 | 0 | 0 | 0 | 0 | 0 | 0
2016-01-02 17:00 | 0 | 0 | 0 | 0 | 0 | 0 | 529942.7869 | 443349 | 0 | 0 | 0 | 0 | 141717.9008 | 0 | 0 | 0 | 0 | 0 | 0 | 5762448.3453 | 0 | 0 | 0 | 0 | 0 | 0 | 0 | 0 | 0 | 0 | 0 | 0 | 70858.9504 | 0 | 0 | 0 | 0 | 0 | 0 | 0 | 0 | 15734.8365 | 0 | 0 | 0 | 0 | 0 | 0 | 0 | 0 | 0 | 0
2016-01-02 18:00 | 0 | 0 | 0 | 0 | 0 | 0 | 521140.5927 | 435148 | 0 | 0 | 0 | 0 | 70858.9504 | 0 | 0 | 0 | 0 | 0 | 0 | 5919299.8884 | 0 | 0 | 0 | 0 | 0 | 0 | 0 | 0 | 0 | 0 | 0 | 0 | -70858.9504 | 0 | 0 | 0 | 0 | 0 | 0 | 0 | 0 | 156851.5431 | 0 | 0 | 0 | 0 | 0 | 0 | 0 | 0 | 0 | 0
2016-01-02 19:00 | 0 | 0 | 0 | 0 | 0 | 0 | 508896.9645 | 427129 | 0 | 0 | 0 | 0 | 0 | 0 | 0 | 0 | 0 | 0 | 0 | 6071926.8033 | 0 | 0 | 0 | 0 | 0 | 0 | 0 | 0 | 0 | 0 | 0 | 0 | -70858.9504 | 0 | 0 | 0 | 0 | 0 | 0 | 0 | 0 | 152626.9149 | 0 | 0 | 0 | 0 | 0 | 0 | 0 | 0 | 0 | 0
2016-01-02 20:00 | 0 | 0 | 0 | 0 | 0 | 0 | 518467.7808 | 420682 | 0 | 0 | 0 | 0 | 70858.9504 | 0 | 0 | 0 | 0 | 0 | 0 | 6098853.6337 | 0 | 0 | 0 | 0 | 0 | 0 | 0 | 0 | 0 | 0 | 0 | 0 | 70858.9504 | 0 | 0 | 0 | 0 | 0 | 0 | 0 | 0 | 26926.8304 | 0 | 0 | 0 | 0 | 0 | 0 | 0 | 0 | 0 | 0
2016-01-02 21:00 | 0 | 0 | 0 | 0 | 0 | 0 | 523463.882 | 423696 | 0 | 0 | 0 | 0 | 57166.2739 | 0 | 0 | 0 | 0 | 0 | 0 | 6212314.1922 | 0 | 0 | 0 | 0 | 0 | 0 | 0 | 0 | 0 | 0 | 0 | 0 | -13692.6765 | 0 | 0 | 0 | 0 | 0 | 0 | 0 | 0 | 113460.5585 | 0 | 0 | 0 | 0 | 0 | 0 | 0 | 0 | 0 | 0
2016-01-02 22:00 | 0 | 0 | 0 | 0 | 0 | 391887.2201 | 433180.4911 | 441498 | 0 | 0 | 0 | 0 | 128025.2243 | 0 | 0 | 0 | 0 | 0 | 0 | 6525024.953 | 0 | 0 | 0 | 0 | 0 | 0 | 0 | 0 | 0 | 0 | 0 | 0 | 70858.9504 | 0 | 0 | 0 | 0 | 0 | 0 | 0 | 0 | 312710.7608 | 0 | 0 | 0 | 0 | 0 | 0 | 0 | 0 | 0 | 0
2016-01-02 23:00 | 0 | 0 | 0 | 0 | 0 | 460940.8963 | 156141.1499 | 461592 | 0 | 0 | 0 | 0 | 198884.1747 | 0 | 0 | 0 | 0 | 0 | 0 | 6609656.0488 | 0 | 0 | 0 | 0 | 0 | 0 | 0 | 0 | 0 | 0 | 0 | 0 | 70858.9504 | 0 | 0 | 0 | 0 | 0 | 0 | 0 | 0 | 84631.0958 | 0 | 0 | 0 | 0 | 0 | 0 | 0 | 0 | 0 | 0
2016-01-03 | 0 | 0 | 0 | 0 | 0 | 435896.209 | 2046.6623 | 469345 | 0 | 0 | 0 | 0 | 128025.2243 | 0 | 0 | 0 | 0 | 0 | 0 | 6649112.8704 | 0 | 0 | 0 | 0 | 0 | 0 | 0 | 0 | 0 | 0 | 0 | 0 | -70858.9504 | 0 | 0 | 0 | 0 | 0 | 0 | 0 | 0 | 331707.04 | 292250.2184 | 0 | 0 | 0 | 0 | 0 | 0 | 0 | 0 | 0
2016-01-03 01:00 | 0 | 0 | 0 | 0 | 0 | 523317.752 | 0 | 470347 | 0 | 0 | 0 | 0 | 198884.1747 | 0 | 0 | 0 | 0 | 0 | 0 | 6631224.672 | 0 | 0 | 0 | 0 | 0 | 0 | 0 | 0 | 0 | 0 | 0 | 0 | 70858.9504 | 0 | 0 | 0 | 0 | 0 | 0 | 0 | 0 | 274362.02 | 292250.2184 | 0 | 0 | 0 | 0 | 0 | 0 | 0 | 0 | 0
2016-01-03 02:00 | 0 | 0 | 0 | 0 | 0 | 467310 | 0 | 467310 | 0 | 0 | 0 | 0 | 198884.1747 | 0 | 0 | 0 | 0 | 0 | 0 | 6631224.672 | 0 | 0 | 0 | 0 | 0 | 0 | 0 | 0 | 0 | 0 | 0 | 0 | 0 | 0 | 0 | 0 | 0 | 0 | 0 | 0 | 0 | 0 | 0 | 0 | 0 | 0 | 0 | 0 | 0 | 0 | 0 | 0
2016-01-03 03:00 | 0 | 0 | 0 | 0 | 0 | 385171.0496 | 0 | 456030 | 0 | 0 | 0 | 0 | 128025.2243 | 0 | 0 | 0 | 0 | 0 | 0 | 6631224.672 | 0 | 0 | 0 | 0 | 0 | 0 | 0 | 0 | 0 | 0 | 0 | 0 | -70858.9504 | 0 | 0 | 0 | 0 | 0 | 0 | 0 | 0 | 0 | 0 | 0 | 0 | 0 | 0 | 0 | 0 | 0 | 0 | 0
2016-01-03 04:00 | 0 | 0 | 0 | 0 | 0 | 512417.9504 | 0 | 441559 | 0 | 0 | 0 | 0 | 198884.1747 | 0 | 0 | 0 | 0 | 0 | 0 | 6631224.672 | 0 | 0 | 0 | 0 | 0 | 0 | 0 | 0 | 0 | 0 | 0 | 0 | 70858.9504 | 0 | 0 | 0 | 0 | 0 | 0 | 0 | 0 | 0 | 0 | 0 | 0 | 0 | 0 | 0 | 0 | 0 | 0 | 0
2016-01-03 05:00 | 0 | 0 | 0 | 0 | 0 | 568473.5158 | 0 | 427167 | 0 | 0 | 0 | 0 | 128025.2243 | 0 | 0 | 0 | 0 | 0 | 0 | 6843390.1382 | 0 | 0 | 0 | 0 | 0 | 0 | 0 | 0 | 0 | 0 | 0 | 0 | -70858.9504 | 0 | 0 | 0 | 0 | 0 | 0 | 0 | 0 | 212165.4662 | 0 | 0 | 0 | 0 | 0 | 0 | 0 | 0 | 0 | 0
2016-01-03 06:00 | 0 | 0 | 0 | 0 | 0 | 342975.0496 | 0 | 413834 | 0 | 0 | 0 | 0 | 57166.2739 | 0 | 0 | 0 | 0 | 0 | 0 | 6843390.1382 | 0 | 0 | 0 | 0 | 0 | 0 | 0 | 0 | 0 | 0 | 0 | 0 | -70858.9504 | 0 | 0 | 0 | 0 | 0 | 0 | 0 | 0 | 0 | 0 | 0 | 0 | 0 | 0 | 0 | 0 | 0 | 0 | 0
2016-01-03 07:00 | 0 | 0 | 0 | 0 | 0 | 347698.7261 | 0 | 404865 | 0 | 0 | 0 | 0 | 0 | 0 | 0 | 0 | 0 | 0 | 0 | 6843390.1382 | 0 | 0 | 0 | 0 | 0 | 0 | 0 | 0 | 0 | 0 | 0 | 0 | -57166.2739 | 0 | 0 | 0 | 0 | 0 | 0 | 0 | 0 | 0 | 0 | 0 | 0 | 0 | 0 | 0 | 0 | 0 | 0 | 0
2016-01-03 08:00 | 0 | 0 | 0 | 0 | 0 | 470557.9504 | 0 | 399699 | 0 | 0 | 0 | 0 | 70858.9504 | 0 | 0 | 0 | 0 | 0 | 0 | 6843390.1382 | 0 | 0 | 0 | 0 | 0 | 0 | 0 | 0 | 0 | 0 | 0 | 0 | 70858.9504 | 0 | 0 | 0 | 0 | 0 | 0 | 0 | 0 | 0 | 0 | 0 | 0 | 0 | 0 | 0 | 0 | 0 | 0 | 0
2016-01-03 09:00 | 0 | 0 | 0 | 0 | 0 | 468968.9504 | 0 | 398110 | 0 | 0 | 0 | 0 | 141717.9008 | 0 | 0 | 0 | 0 | 0 | 0 | 6843390.1382 | 0 | 0 | 0 | 0 | 0 | 0 | 0 | 0 | 0 | 0 | 0 | 0 | 70858.9504 | 0 | 0 | 0 | 0 | 0 | 0 | 0 | 0 | 0 | 0 | 0 | 0 | 0 | 0 | 0 | 0 | 0 | 0 | 0
2016-01-03 10:00 | 0 | 0 | 0 | 0 | 0 | 369431.8712 | 0 | 400834 | 0 | 0 | 0 | 0 | 70858.9504 | 0 | 0 | 0 | 0 | 0 | 0 | 6882846.9598 | 0 | 0 | 0 | 0 | 0 | 0 | 0 | 0 | 0 | 0 | 0 | 0 | -70858.9504 | 0 | 0 | 0 | 0 | 0 | 0 | 0 | 0 | 331707.04 | 292250.2184 | 0 | 0 | 0 | 0 | 0 | 0 | 0 | 0 | 0
2016-01-03 11:00 | 0 | 0 | 0 | 0 | 0 | 377431.8712 | 0 | 408834 | 0 | 0 | 0 | 0 | 0 | 0 | 0 | 0 | 0 | 0 | 0 | 6922303.7814 | 0 | 0 | 0 | 0 | 0 | 0 | 0 | 0 | 0 | 0 | 0 | 0 | -70858.9504 | 0 | 0 | 0 | 0 | 0 | 0 | 0 | 0 | 331707.04 | 292250.2184 | 0 | 0 | 0 | 0 | 0 | 0 | 0 | 0 | 0
2016-01-03 12:00 | 0 | 0 | 0 | 0 | 0 | 410058.1831 | 0 | 420449 | 0 | 0 | 0 | 0 | 70858.9504 | 0 | 0 | 0 | 0 | 0 | 0 | 6841054.0141 | 0 | 0 | 0 | 0 | 0 | 0 | 0 | 0 | 0 | 0 | 0 | 0 | 70858.9504 | 0 | 0 | 0 | 0 | 0 | 0 | 0 | 0 | 211000.451 | 292250.2184 | 0 | 0 | 0 | 0 | 0 | 0 | 0 | 0 | 0
2016-01-03 13:00 | 0 | 0 | 0 | 0 | 0 | 385801.4941 | 0 | 433181 | 0 | 0 | 0 | 0 | 141717.9008 | 0 | 0 | 0 | 0 | 0 | 0 | 6722815.5578 | 0 | 0 | 0 | 0 | 0 | 0 | 0 | 0 | 0 | 0 | 0 | 0 | 70858.9504 | 0 | 0 | 0 | 0 | 0 | 0 | 0 | 0 | 174011.7621 | 292250.2184 | 0 | 0 | 0 | 0 | 0 | 0 | 0 | 0 | 0
2016-01-03 14:00 | 0 | 0 | 0 | 0 | 0 | 308169.3071 | 41638.0297 | 440085 | 0 | 0 | 0 | 0 | 198884.1747 | 0 | 0 | 0 | 0 | 0 | 0 | 6575371.6207 | 0 | 0 | 0 | 0 | 0 | 0 | 0 | 0 | 0 | 0 | 0 | 0 | 57166.2739 | 0 | 0 | 0 | 0 | 0 | 0 | 0 | 0 | 144806.2813 | 292250.2184 | 0 | 0 | 0 | 0 | 0 | 0 | 0 | 0 | 0
2016-01-03 15:00 | 0 | 0 | 0 | 0 | 0 | 173494.5753 | 392094.548 | 439806 | 0 | 0 | 0 | 0 | 198884.1747 | 0 | 0 | 0 | 0 | 0 | 0 | 6701154.7441 | 0 | 0 | 0 | 0 | 0 | 0 | 0 | 0 | 0 | 0 | 0 | 0 | 0 | 0 | 0 | 0 | 0 | 0 | 0 | 0 | 0 | 125783.1233 | 0 | 0 | 0 | 0 | 0 | 0 | 0 | 0 | 0 | 0
2016-01-03 16:00 | 0 | 0 | 0 | 0 | 0 | 0 | 521080.9409 | 434999 | 0 | 0 | 0 | 0 | 128025.2243 | 0 | 0 | 0 | 0 | 0 | 0 | 6858095.6353 | 0 | 0 | 0 | 0 | 0 | 0 | 0 | 0 | 0 | 0 | 0 | 0 | -70858.9504 | 0 | 0 | 0 | 0 | 0 | 0 | 0 | 0 | 156940.8913 | 0 | 0 | 0 | 0 | 0 | 0 | 0 | 0 | 0 | 0
2016-01-03 17:00 | 0 | 0 | 0 | 0 | 0 | 0 | 538214.4277 | 430919 | 0 | 0 | 0 | 0 | 198884.1747 | 0 | 0 | 0 | 0 | 0 | 0 | 6894532.1126 | 0 | 0 | 0 | 0 | 0 | 0 | 0 | 0 | 0 | 0 | 0 | 0 | 70858.9504 | 0 | 0 | 0 | 0 | 0 | 0 | 0 | 0 | 36436.4773 | 0 | 0 | 0 | 0 | 0 | 0 | 0 | 0 | 0 | 0
2016-01-03 18:00 | 0 | 0 | 0 | 0 | 0 | 0 | 516812.5926 | 427178 | 0 | 0 | 0 | 0 | 198884.1747 | 0 | 0 | 0 | 0 | 0 | 0 | 6984166.7052 | 0 | 0 | 0 | 0 | 0 | 0 | 0 | 0 | 0 | 0 | 0 | 0 | 0 | 0 | 0 | 0 | 0 | 0 | 0 | 0 | 0 | 89634.5926 | 0 | 0 | 0 | 0 | 0 | 0 | 0 | 0 | 0 | 0
2016-01-03 19:00 | 0 | 0 | 0 | 0 | 0 | 0 | 501085.2011 | 422449 | 0 | 0 | 0 | 0 | 198884.1747 | 0 | 0 | 0 | 0 | 0 | 0 | 7062802.9063 | 0 | 0 | 0 | 0 | 0 | 0 | 0 | 0 | 0 | 0 | 0 | 0 | 0 | 0 | 0 | 0 | 0 | 0 | 0 | 0 | 0 | 78636.2011 | 0 | 0 | 0 | 0 | 0 | 0 | 0 | 0 | 0 | 0
2016-01-03 20:00 | 0 | 0 | 0 | 0 | 0 | 0 | 502206.1508 | 418943 | 0 | 0 | 0 | 0 | 198884.1747 | 0 | 0 | 0 | 0 | 0 | 0 | 7146066.0571 | 0 | 0 | 0 | 0 | 0 | 0 | 0 | 0 | 0 | 0 | 0 | 0 | 0 | 0 | 0 | 0 | 0 | 0 | 0 | 0 | 0 | 83263.1508 | 0 | 0 | 0 | 0 | 0 | 0 | 0 | 0 | 0 | 0
2016-01-03 21:00 | 0 | 0 | 0 | 0 | 0 | 0 | 488286.6065 | 424541 | 0 | 0 | 0 | 0 | 198884.1747 | 0 | 0 | 0 | 0 | 0 | 0 | 7209811.6636 | 0 | 0 | 0 | 0 | 0 | 0 | 0 | 0 | 0 | 0 | 0 | 0 | 0 | 0 | 0 | 0 | 0 | 0 | 0 | 0 | 0 | 63745.6065 | 0 | 0 | 0 | 0 | 0 | 0 | 0 | 0 | 0 | 0
2016-01-03 22:00 | 0 | 0 | 0 | 0 | 0 | 141171.2761 | 387629.7048 | 444380 | 0 | 0 | 0 | 0 | 198884.1747 | 0 | 0 | 0 | 0 | 0 | 0 | 7294232.6445 | 0 | 0 | 0 | 0 | 0 | 0 | 0 | 0 | 0 | 0 | 0 | 0 | 0 | 0 | 0 | 0 | 0 | 0 | 0 | 0 | 0 | 84420.9809 | 0 | 0 | 0 | 0 | 0 | 0 | 0 | 0 | 0 | 0
2016-01-03 23:00 | 0 | 0 | 0 | 0 | 0 | 185849.4484 | 91189.1501 | 464325 | 0 | 0 | 0 | 0 | 198884.1747 | 0 | 0 | 0 | 0 | 0 | 0 | 7106946.2431 | 0 | 0 | 0 | 0 | 0 | 0 | 0 | 0 | 0 | 0 | 0 | 0 | 0 | 0 | 0 | 0 | 0 | 0 | 0 | 0 | 0 | 104963.817 | 292250.2184 | 0 | 0 | 0 | 0 | 0 | 0 | 0 | 0 | 0
2016-01-04 | 0 | 0 | 0 | 0 | 0 | 230480.913 | 2184.5942 | 474796 | 0 | 0 | 0 | 0 | 128025.2243 | 0 | 0 | 0 | 0 | 0 | 0 | 6935674.7006 | 0 | 0 | 0 | 0 | 0 | 0 | 0 | 0 | 0 | 0 | 0 | 0 | -70858.9504 | 0 | 0 | 0 | 0 | 0 | 0 | 0 | 0 | 120978.6759 | 292250.2184 | 0 | 0 | 0 | 0 | 0 | 0 | 0 | 0 | 0
2016-01-04 01:00 | 0 | 0 | 0 | 0 | 0 | 268032.4835 | 0 | 477021 | 0 | 0 | 0 | 0 | 198884.1747 | 0 | 0 | 0 | 0 | 0 | 0 | 6655827.2337 | 0 | 0 | 0 | 0 | 0 | 0 | 0 | 0 | 0 | 0 | 0 | 0 | 70858.9504 | 0 | 0 | 0 | 0 | 0 | 0 | 0 | 0 | 12402.7515 | 292250.2184 | 0 | 0 | 0 | 0 | 0 | 0 | 0 | 0 | 0
2016-01-04 02:00 | 0 | 0 | 0 | 0 | 0 | 296213.082 | 0 | 469735 | 0 | 0 | 0 | 0 | 128025.2243 | 0 | 0 | 0 | 0 | 0 | 0 | 6553164.2662 | 0 | 0 | 0 | 0 | 0 | 0 | 0 | 0 | 0 | 0 | 0 | 0 | -70858.9504 | 0 | 0 | 0 | 0 | 0 | 0 | 0 | 0 | 189587.2508 | 292250.2184 | 0 | 0 | 0 | 0 | 0 | 0 | 0 | 0 | 0
2016-01-04 03:00 | 0 | 0 | 0 | 0 | 0 | 315652.5281 | 0 | 452837 | 0 | 0 | 0 | 0 | 128025.2243 | 0 | 0 | 0 | 0 | 0 | 0 | 6415979.7942 | 0 | 0 | 0 | 0 | 0 | 0 | 0 | 0 | 0 | 0 | 0 | 0 | 0 | 0 | 0 | 0 | 0 | 0 | 0 | 0 | 0 | 155065.7465 | 292250.2184 | 0 | 0 | 0 | 0 | 0 | 0 | 0 | 0 | 0
2016-01-04 04:00 | 0 | 0 | 0 | 0 | 0 | 316409.258 | 0 | 435678 | 0 | 0 | 0 | 0 | 198884.1747 | 0 | 0 | 0 | 0 | 0 | 0 | 6225852.1018 | 0 | 0 | 0 | 0 | 0 | 0 | 0 | 0 | 0 | 0 | 0 | 0 | 70858.9504 | 0 | 0 | 0 | 0 | 0 | 0 | 0 | 0 | 102122.526 | 292250.2184 | 0 | 0 | 0 | 0 | 0 | 0 | 0 | 0 | 0
2016-01-04 05:00 | 0 | 0 | 0 | 0 | 0 | 303959.3208 | 0 | 421559 | 0 | 0 | 0 | 0 | 198884.1747 | 0 | 0 | 0 | 0 | 0 | 0 | 6108252.4226 | 0 | 0 | 0 | 0 | 0 | 0 | 0 | 0 | 0 | 0 | 0 | 0 | 0 | 0 | 0 | 0 | 0 | 0 | 0 | 0 | 0 | 174650.5391 | 292250.2184 | 0 | 0 | 0 | 0 | 0 | 0 | 0 | 0 | 0
2016-01-04 06:00 | 0 | 0 | 0 | 0 | 0 | 289256.1095 | 0 | 410607 | 0 | 0 | 0 | 0 | 198884.1747 | 0 | 0 | 0 | 0 | 0 | 0 | 5986901.532 | 0 | 0 | 0 | 0 | 0 | 0 | 0 | 0 | 0 | 0 | 0 | 0 | 0 | 0 | 0 | 0 | 0 | 0 | 0 | 0 | 0 | 170899.3278 | 292250.2184 | 0 | 0 | 0 | 0 | 0 | 0 | 0 | 0 | 0
2016-01-04 07:00 | 0 | 0 | 0 | 0 | 0 | 276543.5534 | 0 | 404707 | 0 | 0 | 0 | 0 | 198884.1747 | 0 | 0 | 0 | 0 | 0 | 0 | 5858738.0854 | 0 | 0 | 0 | 0 | 0 | 0 | 0 | 0 | 0 | 0 | 0 | 0 | 0 | 0 | 0 | 0 | 0 | 0 | 0 | 0 | 0 | 164086.7718 | 292250.2184 | 0 | 0 | 0 | 0 | 0 | 0 | 0 | 0 | 0
2016-01-04 08:00 | 0 | 0 | 0 | 0 | 0 | 264610.5965 | 0 | 403331 | 0 | 0 | 0 | 0 | 198884.1747 | 0 | 0 | 0 | 0 | 0 | 0 | 5720017.6819 | 0 | 0 | 0 | 0 | 0 | 0 | 0 | 0 | 0 | 0 | 0 | 0 | 0 | 0 | 0 | 0 | 0 | 0 | 0 | 0 | 0 | 153529.8149 | 292250.2184 | 0 | 0 | 0 | 0 | 0 | 0 | 0 | 0 | 0
2016-01-04 09:00 | 0 | 0 | 0 | 0 | 0 | 116017.7816 | 0 | 408268 | 0 | 0 | 0 | 0 | 198884.1747 | 0 | 0 | 0 | 0 | 0 | 0 | 5427767.4635 | 0 | 0 | 0 | 0 | 0 | 0 | 0 | 0 | 0 | 0 | 0 | 0 | 0 | 0 | 0 | 0 | 0 | 0 | 0 | 0 | 0 | 0 | 292250.2184 | 0 | 0 | 0 | 0 | 0 | 0 | 0 | 0 | 0
2016-01-04 10:00 | 0 | 0 | 0 | 0 | 0 | 244778.64 | 0 | 424056 | 0 | 0 | 0 | 0 | 198884.1747 | 0 | 0 | 0 | 0 | 0 | 0 | 5248490.1035 | 0 | 0 | 0 | 0 | 0 | 0 | 0 | 0 | 0 | 0 | 0 | 0 | 0 | 0 | 0 | 0 | 0 | 0 | 0 | 0 | 0 | 112972.8584 | 292250.2184 | 0 | 0 | 0 | 0 | 0 | 0 | 0 | 0 | 0
2016-01-04 11:00 | 0 | 0 | 0 | 0 | 0 | 94856.8312 | 0 | 457966 | 0 | 0 | 0 | 0 | 128025.2243 | 0 | 0 | 0 | 0 | 0 | 0 | 4956239.8851 | 0 | 0 | 0 | 0 | 0 | 0 | 0 | 0 | 0 | 0 | 0 | 0 | -70858.9504 | 0 | 0 | 0 | 0 | 0 | 0 | 0 | 0 | 0 | 292250.2184 | 0 | 0 | 0 | 0 | 0 | 0 | 0 | 0 | 0
2016-01-04 12:00 | 0 | 0 | 0 | 0 | 0 | 249014.4931 | 0 | 490049 | 0 | 0 | 0 | 0 | 70858.9504 | 0 | 0 | 0 | 0 | 0 | 0 | 4772371.6521 | 0 | 0 | 0 | 0 | 0 | 0 | 0 | 0 | 0 | 0 | 0 | 0 | -57166.2739 | 0 | 0 | 0 | 0 | 0 | 0 | 0 | 0 | 108381.9853 | 292250.2184 | 0 | 0 | 0 | 0 | 0 | 0 | 0 | 0 | 0
2016-01-04 13:00 | 0 | 0 | 0 | 0 | 0 | 263061.573 | 0 | 503347 | 0 | 0 | 0 | 0 | 0 | 0 | 0 | 0 | 0 | 0 | 0 | 4602945.1755 | 0 | 0 | 0 | 0 | 0 | 0 | 0 | 0 | 0 | 0 | 0 | 0 | -70858.9504 | 0 | 0 | 0 | 0 | 0 | 0 | 0 | 0 | 122823.7418 | 292250.2184 | 0 | 0 | 0 | 0 | 0 | 0 | 0 | 0 | 0
2016-01-04 14:00 | 0 | 0 | 0 | 0 | 0 | 270545.2768 | 89127.7104 | 505677 | 0 | 0 | 0 | 0 | 70858.9504 | 0 | 0 | 0 | 0 | 0 | 0 | 4386082.2122 | 0 | 0 | 0 | 0 | 0 | 0 | 0 | 0 | 0 | 0 | 0 | 0 | 70858.9504 | 0 | 0 | 0 | 0 | 0 | 0 | 0 | 0 | 75387.2551 | 292250.2184 | 0 | 0 | 0 | 0 | 0 | 0 | 0 | 0 | 0
2016-01-04 15:00 | 0 | 0 | 0 | 0 | 0 | 219817.2273 | 272214.6093 | 505098 | 0 | 0 | 0 | 0 | 128374.0788 | 0 | 0 | 0 | 0 | 0 | 0 | 4315500.9204 | 0 | 0 | 0 | 0 | 0 | 0 | 0 | 0 | 0 | 0 | 0 | 0 | 57515.1284 | 0 | 0 | 0 | 0 | 0 | 0 | 0 | 0 | 221668.9266 | 292250.2184 | 0 | 0 | 0 | 0 | 0 | 0 | 0 | 0 | 0
2016-01-04 16:00 | 0 | 0 | 0 | 0 | 0 | 184803.7444 | 385573.3514 | 499867 | 0 | 0 | 0 | 0 | 198884.1747 | 0 | 0 | 0 | 0 | 0 | 0 | 4315500.9204 | 0 | 0 | 0 | 0 | 0 | 0 | 0 | 0 | 0 | 0 | 0 | 0 | 70510.0959 | 0 | 0 | 0 | 0 | 0 | 0 | 0 | 0 | 0 | 0 | 0 | 0 | 0 | 0 | 0 | 0 | 0 | 0 | 0
2016-01-04 17:00 | 0 | 0 | 0 | 0 | 0 | 200788.0783 | 419971.8939 | 493446 | 0 | 0 | 0 | 0 | 128025.2243 | 0 | 0 | 0 | 0 | 0 | 0 | 4513673.843 | 0 | 0 | 0 | 0 | 0 | 0 | 0 | 0 | 0 | 0 | 0 | 0 | -70858.9504 | 0 | 0 | 0 | 0 | 0 | 0 | 0 | 0 | 198172.9226 | 0 | 0 | 0 | 0 | 0 | 0 | 0 | 0 | 0 | 0
2016-01-04 18:00 | 0 | 0 | 0 | 0 | 0 | 234561.29 | 423216.1336 | 487900 | 0 | 0 | 0 | 0 | 198884.1747 | 0 | 0 | 0 | 0 | 0 | 0 | 4612692.3162 | 0 | 0 | 0 | 0 | 0 | 0 | 0 | 0 | 0 | 0 | 0 | 0 | 70858.9504 | 0 | 0 | 0 | 0 | 0 | 0 | 0 | 0 | 99018.4732 | 0 | 0 | 0 | 0 | 0 | 0 | 0 | 0 | 0 | 0
2016-01-04 19:00 | 0 | 0 | 0 | 0 | 0 | 268007.1631 | 420345.3034 | 483354 | 0 | 0 | 0 | 0 | 128025.2243 | 0 | 0 | 0 | 0 | 0 | 0 | 4888549.733 | 0 | 0 | 0 | 0 | 0 | 0 | 0 | 0 | 0 | 0 | 0 | 0 | -70858.9504 | 0 | 0 | 0 | 0 | 0 | 0 | 0 | 0 | 275857.4168 | 0 | 0 | 0 | 0 | 0 | 0 | 0 | 0 | 0 | 0
2016-01-04 20:00 | 0 | 0 | 0 | 0 | 0 | 288742.382 | 415037.941 | 480122 | 0 | 0 | 0 | 0 | 198884.1747 | 0 | 0 | 0 | 0 | 0 | 0 | 5041349.1057 | 0 | 0 | 0 | 0 | 0 | 0 | 0 | 0 | 0 | 0 | 0 | 0 | 70858.9504 | 0 | 0 | 0 | 0 | 0 | 0 | 0 | 0 | 152799.3726 | 0 | 0 | 0 | 0 | 0 | 0 | 0 | 0 | 0 | 0
2016-01-04 21:00 | 0 | 0 | 0 | 0 | 0 | 300382.7835 | 379214.127 | 484754 | 0 | 0 | 0 | 0 | 198884.1747 | 0 | 0 | 0 | 0 | 0 | 0 | 5236192.0161 | 0 | 0 | 0 | 0 | 0 | 0 | 0 | 0 | 0 | 0 | 0 | 0 | 0 | 0 | 0 | 0 | 0 | 0 | 0 | 0 | 0 | 194842.9105 | 0 | 0 | 0 | 0 | 0 | 0 | 0 | 0 | 0 | 0
2016-01-04 22:00 | 0 | 0 | 0 | 0 | 0 | 384380.7637 | 275373.1213 | 504066 | 0 | 0 | 0 | 0 | 198884.1747 | 0 | 0 | 0 | 0 | 0 | 0 | 5391879.9012 | 0 | 0 | 0 | 0 | 0 | 0 | 0 | 0 | 0 | 0 | 0 | 0 | 0 | 0 | 0 | 0 | 0 | 0 | 0 | 0 | 0 | 155687.8851 | 0 | 0 | 0 | 0 | 0 | 0 | 0 | 0 | 0 | 0
2016-01-04 23:00 | 0 | 0 | 0 | 0 | 0 | 372826.2475 | 84192.8021 | 527878 | 0 | 0 | 0 | 0 | 128025.2243 | 0 | 0 | 0 | 0 | 0 | 0 | 5391879.9012 | 0 | 0 | 0 | 0 | 0 | 0 | 0 | 0 | 0 | 0 | 0 | 0 | -70858.9504 | 0 | 0 | 0 | 0 | 0 | 0 | 0 | 0 | 0 | 0 | 0 | 0 | 0 | 0 | 0 | 0 | 0 | 0 | 0
2016-01-05 | 0 | 0 | 0 | 0 | 0 | 575189.9785 | 1720.8954 | 538994 | 0 | 0 | 0 | 0 | 70858.9504 | 0 | 0 | 0 | 0 | 0 | 0 | 5486963.049 | 0 | 0 | 0 | 0 | 0 | 0 | 0 | 0 | 0 | 0 | 0 | 0 | -57166.2739 | 0 | 0 | 0 | 0 | 0 | 0 | 0 | 0 | 95083.1478 | 0 | 0 | 0 | 0 | 0 | 0 | 0 | 0 | 0 | 0
2016-01-05 01:00 | 0 | 0 | 0 | 0 | 0 | 580617.7685 | 0 | 539677 | 0 | 0 | 0 | 0 | 0 | 0 | 0 | 0 | 0 | 0 | 0 | 5598762.7679 | 0 | 0 | 0 | 0 | 0 | 0 | 0 | 0 | 0 | 0 | 0 | 0 | -70858.9504 | 0 | 0 | 0 | 0 | 0 | 0 | 0 | 0 | 111799.7189 | 0 | 0 | 0 | 0 | 0 | 0 | 0 | 0 | 0 | 0
2016-01-05 02:00 | 0 | 0 | 0 | 0 | 0 | 562655.338 | 0 | 531819 | 0 | 0 | 0 | 0 | 30836.338 | 0 | 0 | 0 | 0 | 0 | 0 | 5598762.7679 | 0 | 0 | 0 | 0 | 0 | 0 | 0 | 0 | 0 | 0 | 0 | 0 | 30836.338 | 0 | 0 | 0 | 0 | 0 | 0 | 0 | 0 | 0 | 0 | 0 | 0 | 0 | 0 | 0 | 0 | 0 | 0 | 0
2016-01-05 03:00 | 0 | 0 | 0 | 0 | 0 | 538863.8563 | 0 | 511858 | 0 | 0 | 0 | 0 | 25901.106 | 0 | 0 | 0 | 0 | 0 | 0 | 5630703.8562 | 0 | 0 | 0 | 0 | 0 | 0 | 0 | 0 | 0 | 0 | 0 | 0 | -4935.232 | 0 | 0 | 0 | 0 | 0 | 0 | 0 | 0 | 31941.0883 | 0 | 0 | 0 | 0 | 0 | 0 | 0 | 0 | 0 | 0
2016-01-05 04:00 | 0 | 0 | 0 | 0 | 0 | 518315.4047 | 0 | 488356 | 0 | 0 | 0 | 0 | 55860.5107 | 0 | 0 | 0 | 0 | 0 | 0 | 5630703.8562 | 0 | 0 | 0 | 0 | 0 | 0 | 0 | 0 | 0 | 0 | 0 | 0 | 29959.4047 | 0 | 0 | 0 | 0 | 0 | 0 | 0 | 0 | 0 | 0 | 0 | 0 | 0 | 0 | 0 | 0 | 0 | 0 | 0
2016-01-05 05:00 | 0 | 0 | 0 | 0 | 0 | 500048.9084 | 0 | 470100 | 0 | 0 | 0 | 0 | 85809.4191 | 0 | 0 | 0 | 0 | 0 | 0 | 5630703.8562 | 0 | 0 | 0 | 0 | 0 | 0 | 0 | 0 | 0 | 0 | 0 | 0 | 29948.9084 | 0 | 0 | 0 | 0 | 0 | 0 | 0 | 0 | 0 | 0 | 0 | 0 | 0 | 0 | 0 | 0 | 0 | 0 | 0
2016-01-05 06:00 | 0 | 0 | 0 | 0 | 0 | 483003.0428 | 0 | 459532 | 0 | 0 | 0 | 0 | 109280.4619 | 0 | 0 | 0 | 0 | 0 | 0 | 5630703.8562 | 0 | 0 | 0 | 0 | 0 | 0 | 0 | 0 | 0 | 0 | 0 | 0 | 23471.0428 | 0 | 0 | 0 | 0 | 0 | 0 | 0 | 0 | 0 | 0 | 0 | 0 | 0 | 0 | 0 | 0 | 0 | 0 | 0
2016-01-05 07:00 | 0 | 0 | 0 | 0 | 0 | 471479.7624 | 0 | 452735 | 0 | 0 | 0 | 0 | 128025.2243 | 0 | 0 | 0 | 0 | 0 | 0 | 5630703.8562 | 0 | 0 | 0 | 0 | 0 | 0 | 0 | 0 | 0 | 0 | 0 | 0 | 18744.7624 | 0 | 0 | 0 | 0 | 0 | 0 | 0 | 0 | 0 | 0 | 0 | 0 | 0 | 0 | 0 | 0 | 0 | 0 | 0
2016-01-05 08:00 | 0 | 0 | 0 | 0 | 0 | 379431.0496 | 0 | 450290 | 0 | 0 | 0 | 0 | 57166.2739 | 0 | 0 | 0 | 0 | 0 | 0 | 5630703.8562 | 0 | 0 | 0 | 0 | 0 | 0 | 0 | 0 | 0 | 0 | 0 | 0 | -70858.9504 | 0 | 0 | 0 | 0 | 0 | 0 | 0 | 0 | 0 | 0 | 0 | 0 | 0 | 0 | 0 | 0 | 0 | 0 | 0
2016-01-05 09:00 | 0 | 0 | 0 | 0 | 0 | 448787.6789 | 0 | 455066 | 0 | 0 | 0 | 0 | 128025.2243 | 0 | 0 | 0 | 0 | 0 | 0 | 5553566.5848 | 0 | 0 | 0 | 0 | 0 | 0 | 0 | 0 | 0 | 0 | 0 | 0 | 70858.9504 | 0 | 0 | 0 | 0 | 0 | 0 | 0 | 0 | 215112.9469 | 292250.2184 | 0 | 0 | 0 | 0 | 0 | 0 | 0 | 0 | 0
2016-01-05 10:00 | 0 | 0 | 0 | 0 | 0 | 432988.7318 | 0 | 471666 | 0 | 0 | 0 | 0 | 198884.1747 | 0 | 0 | 0 | 0 | 0 | 0 | 5444030.3661 | 0 | 0 | 0 | 0 | 0 | 0 | 0 | 0 | 0 | 0 | 0 | 0 | 70858.9504 | 0 | 0 | 0 | 0 | 0 | 0 | 0 | 0 | 182713.9997 | 292250.2184 | 0 | 0 | 0 | 0 | 0 | 0 | 0 | 0 | 0
2016-01-05 11:00 | 0 | 0 | 0 | 0 | 0 | 417617.3316 | 0 | 505340 | 0 | 0 | 0 | 0 | 128025.2243 | 0 | 0 | 0 | 0 | 0 | 0 | 5427166.6481 | 0 | 0 | 0 | 0 | 0 | 0 | 0 | 0 | 0 | 0 | 0 | 0 | -70858.9504 | 0 | 0 | 0 | 0 | 0 | 0 | 0 | 0 | 275386.5004 | 292250.2184 | 0 | 0 | 0 | 0 | 0 | 0 | 0 | 0 | 0
2016-01-05 12:00 | 0 | 0 | 0 | 0 | 0 | 407352.3855 | 0 | 536414 | 0 | 0 | 0 | 0 | 70858.9504 | 0 | 0 | 0 | 0 | 0 | 0 | 5355271.3075 | 0 | 0 | 0 | 0 | 0 | 0 | 0 | 0 | 0 | 0 | 0 | 0 | -57166.2739 | 0 | 0 | 0 | 0 | 0 | 0 | 0 | 0 | 220354.8778 | 292250.2184 | 0 | 0 | 0 | 0 | 0 | 0 | 0 | 0 | 0
2016-01-05 13:00 | 0 | 0 | 0 | 0 | 0 | 402721.8377 | 0 | 544393 | 0 | 0 | 0 | 0 | 0 | 0 | 0 | 0 | 0 | 0 | 0 | 5284459.0956 | 0 | 0 | 0 | 0 | 0 | 0 | 0 | 0 | 0 | 0 | 0 | 0 | -70858.9504 | 0 | 0 | 0 | 0 | 0 | 0 | 0 | 0 | 221438.0065 | 292250.2184 | 0 | 0 | 0 | 0 | 0 | 0 | 0 | 0 | 0
2016-01-05 14:00 | 0 | 0 | 0 | 0 | 0 | 382109.9584 | 22281.1772 | 538308 | 0 | 0 | 0 | 0 | 0 | 0 | 0 | 0 | 0 | 0 | 0 | 5150542.2312 | 0 | 0 | 0 | 0 | 0 | 0 | 0 | 0 | 0 | 0 | 0 | 0 | 0 | 0 | 0 | 0 | 0 | 0 | 0 | 0 | 0 | 158333.354 | 292250.2184 | 0 | 0 | 0 | 0 | 0 | 0 | 0 | 0 | 0
2016-01-05 15:00 | 0 | 0 | 0 | 0 | 0 | 385477.3668 | 197104.2126 | 530432 | 0 | 0 | 0 | 0 | 0 | 0 | 0 | 0 | 0 | 0 | 0 | 5202691.8105 | 0 | 0 | 0 | 0 | 0 | 0 | 0 | 0 | 0 | 0 | 0 | 0 | 0 | 0 | 0 | 0 | 0 | 0 | 0 | 0 | 0 | 52149.5794 | 0 | 0 | 0 | 0 | 0 | 0 | 0 | 0 | 0 | 0
2016-01-05 16:00 | 0 | 0 | 0 | 0 | 0 | 411358.6724 | 326936.1008 | 518961 | 0 | 0 | 0 | 0 | 0 | 0 | 0 | 0 | 0 | 0 | 0 | 5422025.5838 | 0 | 0 | 0 | 0 | 0 | 0 | 0 | 0 | 0 | 0 | 0 | 0 | 0 | 0 | 0 | 0 | 0 | 0 | 0 | 0 | 0 | 219333.7732 | 0 | 0 | 0 | 0 | 0 | 0 | 0 | 0 | 0 | 0
2016-01-05 17:00 | 0 | 0 | 0 | 0 | 0 | 441991.5271 | 392243.9914 | 507046 | 0 | 0 | 0 | 0 | 70858.9504 | 0 | 0 | 0 | 0 | 0 | 0 | 5678356.1519 | 0 | 0 | 0 | 0 | 0 | 0 | 0 | 0 | 0 | 0 | 0 | 0 | 70858.9504 | 0 | 0 | 0 | 0 | 0 | 0 | 0 | 0 | 256330.5681 | 0 | 0 | 0 | 0 | 0 | 0 | 0 | 0 | 0 | 0
2016-01-05 18:00 | 0 | 0 | 0 | 0 | 0 | 441408.4626 | 405523.0538 | 497896 | 0 | 0 | 0 | 0 | 88187.4267 | 0 | 0 | 0 | 0 | 0 | 0 | 6010063.1919 | 0 | 0 | 0 | 0 | 0 | 0 | 0 | 0 | 0 | 0 | 0 | 0 | 17328.4763 | 0 | 0 | 0 | 0 | 0 | 0 | 0 | 0 | 331707.04 | 0 | 0 | 0 | 0 | 0 | 0 | 0 | 0 | 0 | 0
2016-01-05 19:00 | 0 | 0 | 0 | 0 | 0 | 420357.975 | 403984.5068 | 489977 | 0 | 0 | 0 | 0 | 128025.2243 | 0 | 0 | 0 | 0 | 0 | 0 | 6304590.8761 | 0 | 0 | 0 | 0 | 0 | 0 | 0 | 0 | 0 | 0 | 0 | 0 | 39837.7975 | 0 | 0 | 0 | 0 | 0 | 0 | 0 | 0 | 294527.6842 | 0 | 0 | 0 | 0 | 0 | 0 | 0 | 0 | 0 | 0
2016-01-05 20:00 | 0 | 0 | 0 | 0 | 0 | 390165.4398 | 399552.2568 | 485292 | 0 | 0 | 0 | 0 | 198884.1747 | 0 | 0 | 0 | 0 | 0 | 0 | 6538157.6223 | 0 | 0 | 0 | 0 | 0 | 0 | 0 | 0 | 0 | 0 | 0 | 0 | 70858.9504 | 0 | 0 | 0 | 0 | 0 | 0 | 0 | 0 | 233566.7462 | 0 | 0 | 0 | 0 | 0 | 0 | 0 | 0 | 0 | 0
2016-01-05 21:00 | 0 | 0 | 0 | 0 | 0 | 371008.3687 | 367484.6244 | 489904 | 0 | 0 | 0 | 0 | 128025.2243 | 0 | 0 | 0 | 0 | 0 | 0 | 6857605.5659 | 0 | 0 | 0 | 0 | 0 | 0 | 0 | 0 | 0 | 0 | 0 | 0 | -70858.9504 | 0 | 0 | 0 | 0 | 0 | 0 | 0 | 0 | 319447.9436 | 0 | 0 | 0 | 0 | 0 | 0 | 0 | 0 | 0 | 0
2016-01-05 22:00 | 0 | 0 | 0 | 0 | 0 | 403740.6787 | 273910.3852 | 511089 | 0 | 0 | 0 | 0 | 70858.9504 | 0 | 0 | 0 | 0 | 0 | 0 | 7081333.9036 | 0 | 0 | 0 | 0 | 0 | 0 | 0 | 0 | 0 | 0 | 0 | 0 | -57166.2739 | 0 | 0 | 0 | 0 | 0 | 0 | 0 | 0 | 223728.3378 | 0 | 0 | 0 | 0 | 0 | 0 | 0 | 0 | 0 | 0
2016-01-05 23:00 | 0 | 0 | 0 | 0 | 0 | 484557.751 | 71552.31 | 534774 | 0 | 0 | 0 | 0 | 0 | 0 | 0 | 0 | 0 | 0 | 0 | 7173528.9151 | 0 | 0 | 0 | 0 | 0 | 0 | 0 | 0 | 0 | 0 | 0 | 0 | -70858.9504 | 0 | 0 | 0 | 0 | 0 | 0 | 0 | 0 | 92195.0114 | 0 | 0 | 0 | 0 | 0 | 0 | 0 | 0 | 0 | 0
2016-01-06 | 0 | 0 | 0 | 0 | 0 | 516911.1285 | 1922.437 | 544758 | 0 | 0 | 0 | 0 | 0 | 0 | 0 | 0 | 0 | 0 | 0 | 7147604.4806 | 0 | 0 | 0 | 0 | 0 | 0 | 0 | 0 | 0 | 0 | 0 | 0 | 0 | 0 | 0 | 0 | 0 | 0 | 0 | 0 | 0 | 266325.7839 | 292250.2184 | 0 | 0 | 0 | 0 | 0 | 0 | 0 | 0 | 0
2016-01-06 01:00 | 0 | 0 | 0 | 0 | 0 | 512031.2633 | 0 | 544168 | 0 | 0 | 0 | 0 | 70858.9504 | 0 | 0 | 0 | 0 | 0 | 0 | 7044608.7934 | 0 | 0 | 0 | 0 | 0 | 0 | 0 | 0 | 0 | 0 | 0 | 0 | 70858.9504 | 0 | 0 | 0 | 0 | 0 | 0 | 0 | 0 | 189254.5312 | 292250.2184 | 0 | 0 | 0 | 0 | 0 | 0 | 0 | 0 | 0
2016-01-06 02:00 | 0 | 0 | 0 | 0 | 0 | 495544.1534 | 0 | 534403 | 0 | 0 | 0 | 0 | 0 | 0 | 0 | 0 | 0 | 0 | 0 | 7076608.8972 | 0 | 0 | 0 | 0 | 0 | 0 | 0 | 0 | 0 | 0 | 0 | 0 | -70858.9504 | 0 | 0 | 0 | 0 | 0 | 0 | 0 | 0 | 324250.3222 | 292250.2184 | 0 | 0 | 0 | 0 | 0 | 0 | 0 | 0 | 0
2016-01-06 03:00 | 0 | 0 | 0 | 0 | 0 | 482402.3073 | 0 | 512646 | 0 | 0 | 0 | 0 | 70858.9504 | 0 | 0 | 0 | 0 | 0 | 0 | 6975506.2541 | 0 | 0 | 0 | 0 | 0 | 0 | 0 | 0 | 0 | 0 | 0 | 0 | 70858.9504 | 0 | 0 | 0 | 0 | 0 | 0 | 0 | 0 | 191147.5753 | 292250.2184 | 0 | 0 | 0 | 0 | 0 | 0 | 0 | 0 | 0
2016-01-06 04:00 | 0 | 0 | 0 | 0 | 0 | 457343.8712 | 0 | 488746 | 0 | 0 | 0 | 0 | 0 | 0 | 0 | 0 | 0 | 0 | 0 | 7014963.0757 | 0 | 0 | 0 | 0 | 0 | 0 | 0 | 0 | 0 | 0 | 0 | 0 | -70858.9504 | 0 | 0 | 0 | 0 | 0 | 0 | 0 | 0 | 331707.04 | 292250.2184 | 0 | 0 | 0 | 0 | 0 | 0 | 0 | 0 | 0
2016-01-06 05:00 | 0 | 0 | 0 | 0 | 0 | 455898.4963 | 0 | 469710 | 0 | 0 | 0 | 0 | 70858.9504 | 0 | 0 | 0 | 0 | 0 | 0 | 6930292.6216 | 0 | 0 | 0 | 0 | 0 | 0 | 0 | 0 | 0 | 0 | 0 | 0 | 70858.9504 | 0 | 0 | 0 | 0 | 0 | 0 | 0 | 0 | 207579.7643 | 292250.2184 | 0 | 0 | 0 | 0 | 0 | 0 | 0 | 0 | 0
2016-01-06 06:00 | 0 | 0 | 0 | 0 | 0 | 438082.2717 | 0 | 459026 | 0 | 0 | 0 | 0 | 70858.9504 | 0 | 0 | 0 | 0 | 0 | 0 | 6909348.8933 | 0 | 0 | 0 | 0 | 0 | 0 | 0 | 0 | 0 | 0 | 0 | 0 | 0 | 0 | 0 | 0 | 0 | 0 | 0 | 0 | 0 | 271306.4901 | 292250.2184 | 0 | 0 | 0 | 0 | 0 | 0 | 0 | 0 | 0
2016-01-06 07:00 | 0 | 0 | 0 | 0 | 0 | 416002.592 | 0 | 450847 | 0 | 0 | 0 | 0 | 0 | 0 | 0 | 0 | 0 | 0 | 0 | 6945363.4357 | 0 | 0 | 0 | 0 | 0 | 0 | 0 | 0 | 0 | 0 | 0 | 0 | -70858.9504 | 0 | 0 | 0 | 0 | 0 | 0 | 0 | 0 | 328264.7608 | 292250.2184 | 0 | 0 | 0 | 0 | 0 | 0 | 0 | 0 | 0
2016-01-06 08:00 | 0 | 0 | 0 | 0 | 0 | 391487.9322 | 0 | 447761 | 0 | 0 | 0 | 0 | 70858.9504 | 0 | 0 | 0 | 0 | 0 | 0 | 6818231.4176 | 0 | 0 | 0 | 0 | 0 | 0 | 0 | 0 | 0 | 0 | 0 | 0 | 70858.9504 | 0 | 0 | 0 | 0 | 0 | 0 | 0 | 0 | 165118.2002 | 292250.2184 | 0 | 0 | 0 | 0 | 0 | 0 | 0 | 0 | 0
2016-01-06 09:00 | 0 | 0 | 0 | 0 | 0 | 372039.1323 | 0 | 449636 | 0 | 0 | 0 | 0 | 128025.2243 | 0 | 0 | 0 | 0 | 0 | 0 | 6683468.276 | 0 | 0 | 0 | 0 | 0 | 0 | 0 | 0 | 0 | 0 | 0 | 0 | 57166.2739 | 0 | 0 | 0 | 0 | 0 | 0 | 0 | 0 | 157487.0768 | 292250.2184 | 0 | 0 | 0 | 0 | 0 | 0 | 0 | 0 | 0
2016-01-06 10:00 | 0 | 0 | 0 | 0 | 0 | 351499.0682 | 0 | 463512 | 0 | 0 | 0 | 0 | 198884.1747 | 0 | 0 | 0 | 0 | 0 | 0 | 6500596.3938 | 0 | 0 | 0 | 0 | 0 | 0 | 0 | 0 | 0 | 0 | 0 | 0 | 70858.9504 | 0 | 0 | 0 | 0 | 0 | 0 | 0 | 0 | 109378.3362 | 292250.2184 | 0 | 0 | 0 | 0 | 0 | 0 | 0 | 0 | 0
2016-01-06 11:00 | 0 | 0 | 0 | 0 | 0 | 334335.7992 | 0 | 495560 | 0 | 0 | 0 | 0 | 128025.2243 | 0 | 0 | 0 | 0 | 0 | 0 | 6410231.1434 | 0 | 0 | 0 | 0 | 0 | 0 | 0 | 0 | 0 | 0 | 0 | 0 | -70858.9504 | 0 | 0 | 0 | 0 | 0 | 0 | 0 | 0 | 201884.968 | 292250.2184 | 0 | 0 | 0 | 0 | 0 | 0 | 0 | 0 | 0
2016-01-06 12:00 | 0 | 0 | 0 | 0 | 0 | 315925.9548 | 0 | 524202 | 0 | 0 | 0 | 0 | 198884.1747 | 0 | 0 | 0 | 0 | 0 | 0 | 6131096.1478 | 0 | 0 | 0 | 0 | 0 | 0 | 0 | 0 | 0 | 0 | 0 | 0 | 70858.9504 | 0 | 0 | 0 | 0 | 0 | 0 | 0 | 0 | 13115.2227 | 292250.2184 | 0 | 0 | 0 | 0 | 0 | 0 | 0 | 0 | 0
2016-01-06 13:00 | 0 | 0 | 0 | 0 | 0 | 297768.7355 | 0 | 530125 | 0 | 0 | 0 | 0 | 128025.2243 | 0 | 0 | 0 | 0 | 0 | 0 | 5969598.8337 | 0 | 0 | 0 | 0 | 0 | 0 | 0 | 0 | 0 | 0 | 0 | 0 | -70858.9504 | 0 | 0 | 0 | 0 | 0 | 0 | 0 | 0 | 130752.9043 | 292250.2184 | 0 | 0 | 0 | 0 | 0 | 0 | 0 | 0 | 0
2016-01-06 14:00 | 0 | 0 | 0 | 0 | 0 | 254020.6213 | 18890.4536 | 523807 | 0 | 0 | 0 | 0 | 70858.9504 | 0 | 0 | 0 | 0 | 0 | 0 | 5775869.1824 | 0 | 0 | 0 | 0 | 0 | 0 | 0 | 0 | 0 | 0 | 0 | 0 | -57166.2739 | 0 | 0 | 0 | 0 | 0 | 0 | 0 | 0 | 98520.5671 | 292250.2184 | 0 | 0 | 0 | 0 | 0 | 0 | 0 | 0 | 0
2016-01-06 15:00 | 0 | 0 | 0 | 0 | 0 | 191256.8994 | 175461.698 | 515122 | 0 | 0 | 0 | 0 | 0 | 0 | 0 | 0 | 0 | 0 | 0 | 5698324.7302 | 0 | 0 | 0 | 0 | 0 | 0 | 0 | 0 | 0 | 0 | 0 | 0 | -70858.9504 | 0 | 0 | 0 | 0 | 0 | 0 | 0 | 0 | 214705.7662 | 292250.2184 | 0 | 0 | 0 | 0 | 0 | 0 | 0 | 0 | 0
2016-01-06 16:00 | 0 | 0 | 0 | 0 | 0 | 168327.5224 | 303343.0471 | 505229 | 0 | 0 | 0 | 0 | 0 | 0 | 0 | 0 | 0 | 0 | 0 | 5664766.2997 | 0 | 0 | 0 | 0 | 0 | 0 | 0 | 0 | 0 | 0 | 0 | 0 | 0 | 0 | 0 | 0 | 0 | 0 | 0 | 0 | 0 | 258691.7879 | 292250.2184 | 0 | 0 | 0 | 0 | 0 | 0 | 0 | 0 | 0
2016-01-06 17:00 | 0 | 0 | 0 | 0 | 0 | 178174.2194 | 387957.4621 | 493888 | 0 | 0 | 0 | 0 | 70858.9504 | 0 | 0 | 0 | 0 | 0 | 0 | 5666151.0308 | 0 | 0 | 0 | 0 | 0 | 0 | 0 | 0 | 0 | 0 | 0 | 0 | 70858.9504 | 0 | 0 | 0 | 0 | 0 | 0 | 0 | 0 | 1384.7311 | 0 | 0 | 0 | 0 | 0 | 0 | 0 | 0 | 0 | 0
2016-01-06 18:00 | 0 | 0 | 0 | 0 | 0 | 177122.7825 | 410717.7885 | 485222 | 0 | 0 | 0 | 0 | 0 | 0 | 0 | 0 | 0 | 0 | 0 | 5839628.5522 | 0 | 0 | 0 | 0 | 0 | 0 | 0 | 0 | 0 | 0 | 0 | 0 | -70858.9504 | 0 | 0 | 0 | 0 | 0 | 0 | 0 | 0 | 173477.5214 | 0 | 0 | 0 | 0 | 0 | 0 | 0 | 0 | 0 | 0
2016-01-06 19:00 | 0 | 0 | 0 | 0 | 0 | 169648.0877 | 410669.4319 | 478021 | 0 | 0 | 0 | 0 | 70858.9504 | 0 | 0 | 0 | 0 | 0 | 0 | 5871066.1214 | 0 | 0 | 0 | 0 | 0 | 0 | 0 | 0 | 0 | 0 | 0 | 0 | 70858.9504 | 0 | 0 | 0 | 0 | 0 | 0 | 0 | 0 | 31437.5692 | 0 | 0 | 0 | 0 | 0 | 0 | 0 | 0 | 0 | 0
2016-01-06 20:00 | 0 | 0 | 0 | 0 | 0 | 160365.6867 | 405674.8005 | 474674 | 0 | 0 | 0 | 0 | 0 | 0 | 0 | 0 | 0 | 0 | 0 | 6033291.559 | 0 | 0 | 0 | 0 | 0 | 0 | 0 | 0 | 0 | 0 | 0 | 0 | -70858.9504 | 0 | 0 | 0 | 0 | 0 | 0 | 0 | 0 | 162225.4376 | 0 | 0 | 0 | 0 | 0 | 0 | 0 | 0 | 0 | 0
2016-01-06 21:00 | 0 | 0 | 0 | 0 | 0 | 158358.1553 | 382384.5421 | 478064 | 0 | 0 | 0 | 0 | 62678.6974 | 0 | 0 | 0 | 0 | 0 | 0 | 6033291.559 | 0 | 0 | 0 | 0 | 0 | 0 | 0 | 0 | 0 | 0 | 0 | 0 | 62678.6974 | 0 | 0 | 0 | 0 | 0 | 0 | 0 | 0 | 0 | 0 | 0 | 0 | 0 | 0 | 0 | 0 | 0 | 0 | 0
2016-01-06 22:00 | 0 | 0 | 0 | 0 | 0 | 0 | 300565.1276 | 496279 | 0 | 0 | 0 | 0 | 70858.9504 | 0 | 0 | 0 | 0 | 0 | 0 | 5829397.4336 | 0 | 0 | 0 | 0 | 0 | 0 | 0 | 0 | 0 | 0 | 0 | 0 | 8180.253 | 0 | 0 | 0 | 0 | 0 | 0 | 0 | 0 | 88356.093 | 292250.2184 | 0 | 0 | 0 | 0 | 0 | 0 | 0 | 0 | 0
2016-01-06 23:00 | 0 | 0 | 0 | 0 | 0 | 258328.2568 | 109207.0981 | 515072 | 0 | 0 | 0 | 0 | 0 | 0 | 0 | 0 | 0 | 0 | 0 | 5752719.7389 | 0 | 0 | 0 | 0 | 0 | 0 | 0 | 0 | 0 | 0 | 0 | 0 | -70858.9504 | 0 | 0 | 0 | 0 | 0 | 0 | 0 | 0 | 215572.5237 | 292250.2184 | 0 | 0 | 0 | 0 | 0 | 0 | 0 | 0 | 0
2016-01-07 | 0 | 0 | 0 | 0 | 0 | 304292.905 | 950.391 | 521111 | 0 | 0 | 0 | 0 | 0 | 0 | 0 | 0 | 0 | 0 | 0 | 5536852.0349 | 0 | 0 | 0 | 0 | 0 | 0 | 0 | 0 | 0 | 0 | 0 | 0 | 0 | 0 | 0 | 0 | 0 | 0 | 0 | 0 | 0 | 76382.5144 | 292250.2184 | 0 | 0 | 0 | 0 | 0 | 0 | 0 | 0 | 0
2016-01-07 01:00 | 0 | 0 | 0 | 0 | 0 | 326844.052 | 0 | 518375 | 0 | 0 | 0 | 0 | 0 | 0 | 0 | 0 | 0 | 0 | 0 | 5345321.0869 | 0 | 0 | 0 | 0 | 0 | 0 | 0 | 0 | 0 | 0 | 0 | 0 | 0 | 0 | 0 | 0 | 0 | 0 | 0 | 0 | 0 | 100719.2704 | 292250.2184 | 0 | 0 | 0 | 0 | 0 | 0 | 0 | 0 | 0
2016-01-07 02:00 | 0 | 0 | 0 | 0 | 0 | 327793.6262 | 0 | 506895 | 0 | 0 | 0 | 0 | 70858.9504 | 0 | 0 | 0 | 0 | 0 | 0 | 5095360.7628 | 0 | 0 | 0 | 0 | 0 | 0 | 0 | 0 | 0 | 0 | 0 | 0 | 70858.9504 | 0 | 0 | 0 | 0 | 0 | 0 | 0 | 0 | 42289.8942 | 292250.2184 | 0 | 0 | 0 | 0 | 0 | 0 | 0 | 0 | 0
2016-01-07 03:00 | 0 | 0 | 0 | 0 | 0 | 311256.6589 | 0 | 486281 | 0 | 0 | 0 | 0 | 0 | 0 | 0 | 0 | 0 | 0 | 0 | 4991195.372 | 0 | 0 | 0 | 0 | 0 | 0 | 0 | 0 | 0 | 0 | 0 | 0 | -70858.9504 | 0 | 0 | 0 | 0 | 0 | 0 | 0 | 0 | 188084.8276 | 292250.2184 | 0 | 0 | 0 | 0 | 0 | 0 | 0 | 0 | 0
2016-01-07 04:00 | 0 | 0 | 0 | 0 | 0 | 279615.1824 | 0 | 461291 | 0 | 0 | 0 | 0 | 70858.9504 | 0 | 0 | 0 | 0 | 0 | 0 | 4738660.604 | 0 | 0 | 0 | 0 | 0 | 0 | 0 | 0 | 0 | 0 | 0 | 0 | 70858.9504 | 0 | 0 | 0 | 0 | 0 | 0 | 0 | 0 | 39715.4504 | 292250.2184 | 0 | 0 | 0 | 0 | 0 | 0 | 0 | 0 | 0
2016-01-07 05:00 | 0 | 0 | 0 | 0 | 0 | 253966.8114 | 0 | 439921 | 0 | 0 | 0 | 0 | 70858.9504 | 0 | 0 | 0 | 0 | 0 | 0 | 4552706.4154 | 0 | 0 | 0 | 0 | 0 | 0 | 0 | 0 | 0 | 0 | 0 | 0 | 0 | 0 | 0 | 0 | 0 | 0 | 0 | 0 | 0 | 106296.0298 | 292250.2184 | 0 | 0 | 0 | 0 | 0 | 0 | 0 | 0 | 0
2016-01-07 06:00 | 0 | 0 | 0 | 0 | 0 | 231225.752 | 0 | 425551 | 0 | 0 | 0 | 0 | 0 | 0 | 0 | 0 | 0 | 0 | 0 | 4429240.1178 | 0 | 0 | 0 | 0 | 0 | 0 | 0 | 0 | 0 | 0 | 0 | 0 | -70858.9504 | 0 | 0 | 0 | 0 | 0 | 0 | 0 | 0 | 168783.9208 | 292250.2184 | 0 | 0 | 0 | 0 | 0 | 0 | 0 | 0 | 0
2016-01-07 07:00 | 0 | 0 | 0 | 0 | 0 | 212759.3584 | 0 | 415893 | 0 | 0 | 0 | 0 | 70858.9504 | 0 | 0 | 0 | 0 | 0 | 0 | 4155247.5258 | 0 | 0 | 0 | 0 | 0 | 0 | 0 | 0 | 0 | 0 | 0 | 0 | 70858.9504 | 0 | 0 | 0 | 0 | 0 | 0 | 0 | 0 | 18257.6264 | 292250.2184 | 0 | 0 | 0 | 0 | 0 | 0 | 0 | 0 | 0
2016-01-07 08:00 | 0 | 0 | 0 | 0 | 0 | 203211.6281 | 0 | 410460 | 0 | 0 | 0 | 0 | 0 | 0 | 0 | 0 | 0 | 0 | 0 | 4018858.1044 | 0 | 0 | 0 | 0 | 0 | 0 | 0 | 0 | 0 | 0 | 0 | 0 | -70858.9504 | 0 | 0 | 0 | 0 | 0 | 0 | 0 | 0 | 155860.7969 | 292250.2184 | 0 | 0 | 0 | 0 | 0 | 0 | 0 | 0 | 0
2016-01-07 09:00 | 0 | 0 | 0 | 0 | 0 | 200719.8532 | 0 | 411058 | 0 | 0 | 0 | 0 | 70858.9504 | 0 | 0 | 0 | 0 | 0 | 0 | 3737661.0071 | 0 | 0 | 0 | 0 | 0 | 0 | 0 | 0 | 0 | 0 | 0 | 0 | 70858.9504 | 0 | 0 | 0 | 0 | 0 | 0 | 0 | 0 | 11053.1211 | 292250.2184 | 0 | 0 | 0 | 0 | 0 | 0 | 0 | 0 | 0
2016-01-07 10:00 | 0 | 0 | 0 | 0 | 0 | 208060.3744 | 0 | 423691 | 0 | 0 | 0 | 0 | 0 | 0 | 0 | 0 | 0 | 0 | 0 | 3592889.332 | 0 | 0 | 0 | 0 | 0 | 0 | 0 | 0 | 0 | 0 | 0 | 0 | -70858.9504 | 0 | 0 | 0 | 0 | 0 | 0 | 0 | 0 | 147478.5432 | 292250.2184 | 0 | 0 | 0 | 0 | 0 | 0 | 0 | 0 | 0
2016-01-07 11:00 | 0 | 0 | 0 | 0 | 0 | 220328.4457 | 0 | 454300 | 0 | 0 | 0 | 0 | 58278.6641 | 0 | 0 | 0 | 0 | 0 | 0 | 3300639.1136 | 0 | 0 | 0 | 0 | 0 | 0 | 0 | 0 | 0 | 0 | 0 | 0 | 58278.6641 | 0 | 0 | 0 | 0 | 0 | 0 | 0 | 0 | 0 | 292250.2184 | 0 | 0 | 0 | 0 | 0 | 0 | 0 | 0 | 0
2016-01-07 12:00 | 0 | 0 | 0 | 0 | 0 | 232285.299 | 0 | 483496 | 0 | 0 | 0 | 0 | 70858.9504 | 0 | 0 | 0 | 0 | 0 | 0 | 3036848.1262 | 0 | 0 | 0 | 0 | 0 | 0 | 0 | 0 | 0 | 0 | 0 | 0 | 12580.2863 | 0 | 0 | 0 | 0 | 0 | 0 | 0 | 0 | 28459.231 | 292250.2184 | 0 | 0 | 0 | 0 | 0 | 0 | 0 | 0 | 0
2016-01-07 13:00 | 0 | 0 | 0 | 0 | 0 | 237584.9452 | 0 | 491785 | 0 | 0 | 0 | 0 | 0 | 0 | 0 | 0 | 0 | 0 | 0 | 2853507.0218 | 0 | 0 | 0 | 0 | 0 | 0 | 0 | 0 | 0 | 0 | 0 | 0 | -70858.9504 | 0 | 0 | 0 | 0 | 0 | 0 | 0 | 0 | 108909.114 | 292250.2184 | 0 | 0 | 0 | 0 | 0 | 0 | 0 | 0 | 0
2016-01-07 14:00 | 0 | 0 | 0 | 0 | 0 | 205643.364 | 44498.4361 | 490686 | 0 | 0 | 0 | 0 | 0 | 0 | 0 | 0 | 0 | 0 | 0 | 2612962.822 | 0 | 0 | 0 | 0 | 0 | 0 | 0 | 0 | 0 | 0 | 0 | 0 | 0 | 0 | 0 | 0 | 0 | 0 | 0 | 0 | 0 | 51706.0185 | 292250.2184 | 0 | 0 | 0 | 0 | 0 | 0 | 0 | 0 | 0
2016-01-07 15:00 | 0 | 0 | 0 | 0 | 0 | 135369.0485 | 206500.6161 | 488256 | 0 | 0 | 0 | 0 | 0 | 0 | 0 | 0 | 0 | 0 | 0 | 2466576.4866 | 0 | 0 | 0 | 0 | 0 | 0 | 0 | 0 | 0 | 0 | 0 | 0 | 0 | 0 | 0 | 0 | 0 | 0 | 0 | 0 | 0 | 145863.883 | 292250.2184 | 0 | 0 | 0 | 0 | 0 | 0 | 0 | 0 | 0
2016-01-07 16:00 | 0 | 0 | 0 | 0 | 0 | 149784.6337 | 319580.9696 | 481130 | 0 | 0 | 0 | 0 | 0 | 0 | 0 | 0 | 0 | 0 | 0 | 2454812.0899 | 0 | 0 | 0 | 0 | 0 | 0 | 0 | 0 | 0 | 0 | 0 | 0 | 0 | 0 | 0 | 0 | 0 | 0 | 0 | 0 | 0 | 280485.8217 | 292250.2184 | 0 | 0 | 0 | 0 | 0 | 0 | 0 | 0 | 0
2016-01-07 17:00 | 0 | 0 | 0 | 0 | 0 | 183691.9967 | 380894.2835 | 472955 | 0 | 0 | 0 | 0 | 70858.9504 | 0 | 0 | 0 | 0 | 0 | 0 | 2475584.4197 | 0 | 0 | 0 | 0 | 0 | 0 | 0 | 0 | 0 | 0 | 0 | 0 | 70858.9504 | 0 | 0 | 0 | 0 | 0 | 0 | 0 | 0 | 20772.3298 | 0 | 0 | 0 | 0 | 0 | 0 | 0 | 0 | 0 | 0
2016-01-07 18:00 | 0 | 0 | 0 | 0 | 0 | 192392.9414 | 396348.5219 | 465227 | 0 | 0 | 0 | 0 | 0 | 0 | 0 | 0 | 0 | 0 | 0 | 2669957.8335 | 0 | 0 | 0 | 0 | 0 | 0 | 0 | 0 | 0 | 0 | 0 | 0 | -70858.9504 | 0 | 0 | 0 | 0 | 0 | 0 | 0 | 0 | 194373.4137 | 0 | 0 | 0 | 0 | 0 | 0 | 0 | 0 | 0 | 0
2016-01-07 19:00 | 0 | 0 | 0 | 0 | 0 | 201310.3098 | 389482.3171 | 459310 | 0 | 0 | 0 | 0 | 0 | 0 | 0 | 0 | 0 | 0 | 0 | 2801440.4603 | 0 | 0 | 0 | 0 | 0 | 0 | 0 | 0 | 0 | 0 | 0 | 0 | 0 | 0 | 0 | 0 | 0 | 0 | 0 | 0 | 0 | 131482.6269 | 0 | 0 | 0 | 0 | 0 | 0 | 0 | 0 | 0 | 0
2016-01-07 20:00 | 0 | 0 | 0 | 0 | 0 | 211711.3217 | 376532.1291 | 456439 | 0 | 0 | 0 | 0 | 70858.9504 | 0 | 0 | 0 | 0 | 0 | 0 | 2862385.9607 | 0 | 0 | 0 | 0 | 0 | 0 | 0 | 0 | 0 | 0 | 0 | 0 | 70858.9504 | 0 | 0 | 0 | 0 | 0 | 0 | 0 | 0 | 60945.5004 | 0 | 0 | 0 | 0 | 0 | 0 | 0 | 0 | 0 | 0
2016-01-07 21:00 | 0 | 0 | 0 | 0 | 0 | 222229.3584 | 345260.3684 | 457995 | 0 | 0 | 0 | 0 | 48788.2674 | 0 | 0 | 0 | 0 | 0 | 0 | 2993951.3705 | 0 | 0 | 0 | 0 | 0 | 0 | 0 | 0 | 0 | 0 | 0 | 0 | -22070.683 | 0 | 0 | 0 | 0 | 0 | 0 | 0 | 0 | 131565.4098 | 0 | 0 | 0 | 0 | 0 | 0 | 0 | 0 | 0 | 0
2016-01-07 22:00 | 0 | 0 | 0 | 0 | 0 | 151714.2785 | 272886.4541 | 473389 | 0 | 0 | 0 | 0 | 0 | 0 | 0 | 0 | 0 | 0 | 0 | 2993951.3705 | 0 | 0 | 0 | 0 | 0 | 0 | 0 | 0 | 0 | 0 | 0 | 0 | -48788.2674 | 0 | 0 | 0 | 0 | 0 | 0 | 0 | 0 | 0 | 0 | 0 | 0 | 0 | 0 | 0 | 0 | 0 | 0 | 0
2016-01-07 23:00 | 0 | 0 | 0 | 0 | 0 | 276466.4667 | 93927.0656 | 488977 | 0 | 0 | 0 | 0 | 0 | 0 | 0 | 0 | 0 | 0 | 0 | 2875367.9029 | 0 | 0 | 0 | 0 | 0 | 0 | 0 | 0 | 0 | 0 | 0 | 0 | 0 | 0 | 0 | 0 | 0 | 0 | 0 | 0 | 0 | 173666.7507 | 292250.2184 | 0 | 0 | 0 | 0 | 0 | 0 | 0 | 0 | 0
2016-01-08 | 0 | 0 | 0 | 0 | 0 | 286919.5581 | 2544.7337 | 494433 | 0 | 0 | 0 | 0 | 0 | 0 | 0 | 0 | 0 | 0 | 0 | 2670399.1947 | 0 | 0 | 0 | 0 | 0 | 0 | 0 | 0 | 0 | 0 | 0 | 0 | 0 | 0 | 0 | 0 | 0 | 0 | 0 | 0 | 0 | 87281.5102 | 292250.2184 | 0 | 0 | 0 | 0 | 0 | 0 | 0 | 0 | 0
2016-01-08 01:00 | 0 | 0 | 0 | 0 | 0 | 282541.4254 | 0 | 491621 | 0 | 0 | 0 | 0 | 70858.9504 | 0 | 0 | 0 | 0 | 0 | 0 | 2390460.6697 | 0 | 0 | 0 | 0 | 0 | 0 | 0 | 0 | 0 | 0 | 0 | 0 | 70858.9504 | 0 | 0 | 0 | 0 | 0 | 0 | 0 | 0 | 12311.6934 | 292250.2184 | 0 | 0 | 0 | 0 | 0 | 0 | 0 | 0 | 0
2016-01-08 02:00 | 0 | 0 | 0 | 0 | 0 | 269618.354 | 0 | 481932 | 0 | 0 | 0 | 0 | 70858.9504 | 0 | 0 | 0 | 0 | 0 | 0 | 2178147.0236 | 0 | 0 | 0 | 0 | 0 | 0 | 0 | 0 | 0 | 0 | 0 | 0 | 0 | 0 | 0 | 0 | 0 | 0 | 0 | 0 | 0 | 79936.5724 | 292250.2184 | 0 | 0 | 0 | 0 | 0 | 0 | 0 | 0 | 0
2016-01-08 03:00 | 0 | 0 | 0 | 0 | 0 | 254457.1406 | 0 | 461801 | 0 | 0 | 0 | 0 | 141717.9008 | 0 | 0 | 0 | 0 | 0 | 0 | 1899944.2138 | 0 | 0 | 0 | 0 | 0 | 0 | 0 | 0 | 0 | 0 | 0 | 0 | 70858.9504 | 0 | 0 | 0 | 0 | 0 | 0 | 0 | 0 | 14047.4086 | 292250.2184 | 0 | 0 | 0 | 0 | 0 | 0 | 0 | 0 | 0
2016-01-08 04:00 | 0 | 0 | 0 | 0 | 0 | 241567.6904 | 0 | 437008 | 0 | 0 | 0 | 0 | 70858.9504 | 0 | 0 | 0 | 0 | 0 | 0 | 1775362.8546 | 0 | 0 | 0 | 0 | 0 | 0 | 0 | 0 | 0 | 0 | 0 | 0 | -70858.9504 | 0 | 0 | 0 | 0 | 0 | 0 | 0 | 0 | 167668.8592 | 292250.2184 | 0 | 0 | 0 | 0 | 0 | 0 | 0 | 0 | 0
2016-01-08 05:00 | 0 | 0 | 0 | 0 | 0 | 238276.0457 | 0 | 415288 | 0 | 0 | 0 | 0 | 0 | 0 | 0 | 0 | 0 | 0 | 0 | 1669209.8507 | 0 | 0 | 0 | 0 | 0 | 0 | 0 | 0 | 0 | 0 | 0 | 0 | -70858.9504 | 0 | 0 | 0 | 0 | 0 | 0 | 0 | 0 | 186097.2145 | 292250.2184 | 0 | 0 | 0 | 0 | 0 | 0 | 0 | 0 | 0
2016-01-08 06:00 | 0 | 0 | 0 | 0 | 0 | 237842.5846 | 0 | 399917 | 0 | 0 | 0 | 0 | 57166.2739 | 0 | 0 | 0 | 0 | 0 | 0 | 1449969.1614 | 0 | 0 | 0 | 0 | 0 | 0 | 0 | 0 | 0 | 0 | 0 | 0 | 57166.2739 | 0 | 0 | 0 | 0 | 0 | 0 | 0 | 0 | 73009.5291 | 292250.2184 | 0 | 0 | 0 | 0 | 0 | 0 | 0 | 0 | 0
2016-01-08 07:00 | 0 | 0 | 0 | 0 | 0 | 240434.3077 | 0 | 389529 | 0 | 0 | 0 | 0 | 128025.2243 | 0 | 0 | 0 | 0 | 0 | 0 | 1230015.5187 | 0 | 0 | 0 | 0 | 0 | 0 | 0 | 0 | 0 | 0 | 0 | 0 | 70858.9504 | 0 | 0 | 0 | 0 | 0 | 0 | 0 | 0 | 72296.5757 | 292250.2184 | 0 | 0 | 0 | 0 | 0 | 0 | 0 | 0 | 0
2016-01-08 08:00 | 0 | 0 | 0 | 0 | 0 | 243661.7307 | 0 | 384659 | 0 | 0 | 0 | 0 | 198884.1747 | 0 | 0 | 0 | 0 | 0 | 0 | 1018159.299 | 0 | 0 | 0 | 0 | 0 | 0 | 0 | 0 | 0 | 0 | 0 | 0 | 70858.9504 | 0 | 0 | 0 | 0 | 0 | 0 | 0 | 0 | 80393.9987 | 292250.2184 | 0 | 0 | 0 | 0 | 0 | 0 | 0 | 0 | 0
2016-01-08 09:00 | 0 | 0 | 0 | 0 | 0 | 249996.3097 | 0 | 384914 | 0 | 0 | 0 | 0 | 198884.1747 | 0 | 0 | 0 | 0 | 0 | 0 | 883241.6087 | 0 | 0 | 0 | 0 | 0 | 0 | 0 | 0 | 0 | 0 | 0 | 0 | 0 | 0 | 0 | 0 | 0 | 0 | 0 | 0 | 0 | 157332.5281 | 292250.2184 | 0 | 0 | 0 | 0 | 0 | 0 | 0 | 0 | 0
2016-01-08 10:00 | 0 | 0 | 0 | 0 | 0 | 32551.8312 | 0 | 395661 | 0 | 0 | 0 | 0 | 128025.2243 | 0 | 0 | 0 | 0 | 0 | 0 | 590991.3903 | 0 | 0 | 0 | 0 | 0 | 0 | 0 | 0 | 0 | 0 | 0 | 0 | -70858.9504 | 0 | 0 | 0 | 0 | 0 | 0 | 0 | 0 | 0 | 292250.2184 | 0 | 0 | 0 | 0 | 0 | 0 | 0 | 0 | 0
2016-01-08 11:00 | 0 | 0 | 0 | 0 | 0 | 267607.1362 | 0 | 426104 | 0 | 0 | 0 | 0 | 57166.2739 | 0 | 0 | 0 | 0 | 0 | 0 | 503353.4769 | 0 | 0 | 0 | 0 | 0 | 0 | 0 | 0 | 0 | 0 | 0 | 0 | -70858.9504 | 0 | 0 | 0 | 0 | 0 | 0 | 0 | 0 | 204612.305 | 292250.2184 | 0 | 0 | 0 | 0 | 0 | 0 | 0 | 0 | 0
2016-01-08 12:00 | 0 | 0 | 0 | 0 | 0 | 272170.7394 | 0 | 455472 | 0 | 0 | 0 | 0 | 0 | 0 | 0 | 0 | 0 | 0 | 0 | 377218.4901 | 0 | 0 | 0 | 0 | 0 | 0 | 0 | 0 | 0 | 0 | 0 | 0 | -57166.2739 | 0 | 0 | 0 | 0 | 0 | 0 | 0 | 0 | 166115.2316 | 292250.2184 | 0 | 0 | 0 | 0 | 0 | 0 | 0 | 0 | 0
2016-01-08 13:00 | 0 | 0 | 0 | 0 | 0 | 271809.0106 | 0 | 467173 | 0 | 0 | 0 | 0 | 70858.9504 | 0 | 0 | 0 | 0 | 0 | 0 | 110995.5503 | 0 | 0 | 0 | 0 | 0 | 0 | 0 | 0 | 0 | 0 | 0 | 0 | 70858.9504 | 0 | 0 | 0 | 0 | 0 | 0 | 0 | 0 | 26027.2786 | 292250.2184 | 0 | 0 | 0 | 0 | 0 | 0 | 0 | 0 | 0
2016-01-08 14:00 | 0 | 0 | 0 | 0 | 0 | 253555.1538 | 37140.3454 | 472550 | 0 | 0 | 0 | 0 | 0 | 0 | 0 | 0 | 0 | 0 | 0 | 0 | 0 | 0 | 0 | 0 | 0 | 0 | 0 | 0 | 0 | 0 | 0 | 0 | -70858.9504 | 0 | 0 | 0 | 0 | 0 | 0 | 0 | 0 | 181254.668 | 292250.2184 | 0 | 0 | 0 | 0 | 0 | 0 | 0 | 0 | 0
2016-01-08 15:00 | 0 | 0 | 0 | 0 | 0 | 250782.6814 | 239539.0788 | 476734 | 0 | 0 | 0 | 0 | 0 | 0 | 0 | 0 | 0 | 0 | 0 | 13587.7602 | 0 | 0 | 0 | 0 | 0 | 0 | 0 | 0 | 0 | 0 | 0 | 0 | 0 | 0 | 0 | 0 | 0 | 0 | 0 | 0 | 0 | 13587.7602 | 0 | 0 | 0 | 0 | 0 | 0 | 0 | 0 | 0 | 0
2016-01-08 16:00 | 0 | 0 | 0 | 0 | 0 | 251831.5053 | 409328.9652 | 475016 | 0 | 0 | 0 | 0 | 0 | 0 | 0 | 0 | 0 | 0 | 0 | 199732.2307 | 0 | 0 | 0 | 0 | 0 | 0 | 0 | 0 | 0 | 0 | 0 | 0 | 0 | 0 | 0 | 0 | 0 | 0 | 0 | 0 | 0 | 186144.4705 | 0 | 0 | 0 | 0 | 0 | 0 | 0 | 0 | 0 | 0
2016-01-08 17:00 | 0 | 0 | 0 | 0 | 0 | 249517.9118 | 474882.3363 | 468663 | 0 | 0 | 0 | 0 | 0 | 0 | 0 | 0 | 0 | 0 | 0 | 455469.4787 | 0 | 0 | 0 | 0 | 0 | 0 | 0 | 0 | 0 | 0 | 0 | 0 | 0 | 0 | 0 | 0 | 0 | 0 | 0 | 0 | 0 | 255737.2481 | 0 | 0 | 0 | 0 | 0 | 0 | 0 | 0 | 0 | 0
2016-01-08 18:00 | 0 | 0 | 0 | 0 | 0 | 0 | 465349.3215 | 463564 | 0 | 0 | 0 | 0 | 0 | 0 | 0 | 0 | 0 | 0 | 0 | 457254.8002 | 0 | 0 | 0 | 0 | 0 | 0 | 0 | 0 | 0 | 0 | 0 | 0 | 0 | 0 | 0 | 0 | 0 | 0 | 0 | 0 | 0 | 1785.3215 | 0 | 0 | 0 | 0 | 0 | 0 | 0 | 0 | 0 | 0
2016-01-08 19:00 | 0 | 0 | 0 | 0 | 0 | 281564.5969 | 441479.2292 | 458952 | 0 | 0 | 0 | 0 | 0 | 0 | 0 | 0 | 0 | 0 | 0 | 721346.6264 | 0 | 0 | 0 | 0 | 0 | 0 | 0 | 0 | 0 | 0 | 0 | 0 | 0 | 0 | 0 | 0 | 0 | 0 | 0 | 0 | 0 | 264091.8261 | 0 | 0 | 0 | 0 | 0 | 0 | 0 | 0 | 0 | 0
2016-01-08 20:00 | 0 | 0 | 0 | 0 | 0 | 312589.6238 | 428014.8064 | 454537 | 0 | 0 | 0 | 0 | 0 | 0 | 0 | 0 | 0 | 0 | 0 | 1007414.0566 | 0 | 0 | 0 | 0 | 0 | 0 | 0 | 0 | 0 | 0 | 0 | 0 | 0 | 0 | 0 | 0 | 0 | 0 | 0 | 0 | 0 | 286067.4302 | 0 | 0 | 0 | 0 | 0 | 0 | 0 | 0 | 0 | 0
2016-01-08 21:00 | 0 | 0 | 0 | 0 | 0 | 334747.2641 | 419574.4315 | 454446 | 0 | 0 | 0 | 0 | 0 | 0 | 0 | 0 | 0 | 0 | 0 | 1307289.7522 | 0 | 0 | 0 | 0 | 0 | 0 | 0 | 0 | 0 | 0 | 0 | 0 | 0 | 0 | 0 | 0 | 0 | 0 | 0 | 0 | 0 | 299875.6956 | 0 | 0 | 0 | 0 | 0 | 0 | 0 | 0 | 0 | 0
2016-01-08 22:00 | 0 | 0 | 0 | 0 | 0 | 355103.7539 | 371934.4603 | 463432 | 0 | 0 | 0 | 0 | 0 | 0 | 0 | 0 | 0 | 0 | 0 | 1570895.9663 | 0 | 0 | 0 | 0 | 0 | 0 | 0 | 0 | 0 | 0 | 0 | 0 | 0 | 0 | 0 | 0 | 0 | 0 | 0 | 0 | 0 | 263606.2142 | 0 | 0 | 0 | 0 | 0 | 0 | 0 | 0 | 0 | 0
2016-01-08 23:00 | 0 | 0 | 0 | 0 | 0 | 384358.4919 | 197750.1327 | 472623 | 0 | 0 | 0 | 0 | 0 | 0 | 0 | 0 | 0 | 0 | 0 | 1680381.5909 | 0 | 0 | 0 | 0 | 0 | 0 | 0 | 0 | 0 | 0 | 0 | 0 | 0 | 0 | 0 | 0 | 0 | 0 | 0 | 0 | 0 | 109485.6246 | 0 | 0 | 0 | 0 | 0 | 0 | 0 | 0 | 0 | 0
2016-01-09 | 0 | 0 | 0 | 0 | 0 | 395761.8811 | 3799.1358 | 473493 | 0 | 0 | 0 | 0 | 70858.9504 | 0 | 0 | 0 | 0 | 0 | 0 | 1535590.6574 | 0 | 0 | 0 | 0 | 0 | 0 | 0 | 0 | 0 | 0 | 0 | 0 | 70858.9504 | 0 | 0 | 0 | 0 | 0 | 0 | 0 | 0 | 147459.2848 | 292250.2184 | 0 | 0 | 0 | 0 | 0 | 0 | 0 | 0 | 0
2016-01-09 01:00 | 0 | 0 | 0 | 0 | 0 | 396323.67 | 0 | 468337 | 0 | 0 | 0 | 0 | 141717.9008 | 0 | 0 | 0 | 0 | 0 | 0 | 1392718.377 | 0 | 0 | 0 | 0 | 0 | 0 | 0 | 0 | 0 | 0 | 0 | 0 | 70858.9504 | 0 | 0 | 0 | 0 | 0 | 0 | 0 | 0 | 149377.938 | 292250.2184 | 0 | 0 | 0 | 0 | 0 | 0 | 0 | 0 | 0
2016-01-09 02:00 | 0 | 0 | 0 | 0 | 0 | 396253.0948 | 0 | 459225 | 0 | 0 | 0 | 0 | 70858.9504 | 0 | 0 | 0 | 0 | 0 | 0 | 1400605.4223 | 0 | 0 | 0 | 0 | 0 | 0 | 0 | 0 | 0 | 0 | 0 | 0 | -70858.9504 | 0 | 0 | 0 | 0 | 0 | 0 | 0 | 0 | 300137.2636 | 292250.2184 | 0 | 0 | 0 | 0 | 0 | 0 | 0 | 0 | 0
2016-01-09 03:00 | 0 | 0 | 0 | 0 | 0 | 393502.0753 | 0 | 443600 | 0 | 0 | 0 | 0 | 128025.2243 | 0 | 0 | 0 | 0 | 0 | 0 | 1293341.2237 | 0 | 0 | 0 | 0 | 0 | 0 | 0 | 0 | 0 | 0 | 0 | 0 | 57166.2739 | 0 | 0 | 0 | 0 | 0 | 0 | 0 | 0 | 184986.0198 | 292250.2184 | 0 | 0 | 0 | 0 | 0 | 0 | 0 | 0 | 0
2016-01-09 04:00 | 0 | 0 | 0 | 0 | 0 | 394011.991 | 0 | 424303 | 0 | 0 | 0 | 0 | 198884.1747 | 0 | 0 | 0 | 0 | 0 | 0 | 1192191.2643 | 0 | 0 | 0 | 0 | 0 | 0 | 0 | 0 | 0 | 0 | 0 | 0 | 70858.9504 | 0 | 0 | 0 | 0 | 0 | 0 | 0 | 0 | 191100.259 | 292250.2184 | 0 | 0 | 0 | 0 | 0 | 0 | 0 | 0 | 0
2016-01-09 05:00 | 0 | 0 | 0 | 0 | 0 | 396137.6638 | 0 | 406106 | 0 | 0 | 0 | 0 | 198884.1747 | 0 | 0 | 0 | 0 | 0 | 0 | 1182222.9281 | 0 | 0 | 0 | 0 | 0 | 0 | 0 | 0 | 0 | 0 | 0 | 0 | 0 | 0 | 0 | 0 | 0 | 0 | 0 | 0 | 0 | 282281.8822 | 292250.2184 | 0 | 0 | 0 | 0 | 0 | 0 | 0 | 0 | 0
2016-01-09 06:00 | 0 | 0 | 0 | 0 | 0 | 406516.2854 | 0 | 390602 | 0 | 0 | 0 | 0 | 198884.1747 | 0 | 0 | 0 | 0 | 0 | 0 | 1198137.2135 | 0 | 0 | 0 | 0 | 0 | 0 | 0 | 0 | 0 | 0 | 0 | 0 | 0 | 0 | 0 | 0 | 0 | 0 | 0 | 0 | 0 | 308164.5038 | 292250.2184 | 0 | 0 | 0 | 0 | 0 | 0 | 0 | 0 | 0
2016-01-09 07:00 | 0 | 0 | 0 | 0 | 0 | 380209 | 0 | 380209 | 0 | 0 | 0 | 0 | 198884.1747 | 0 | 0 | 0 | 0 | 0 | 0 | 1198137.2135 | 0 | 0 | 0 | 0 | 0 | 0 | 0 | 0 | 0 | 0 | 0 | 0 | 0 | 0 | 0 | 0 | 0 | 0 | 0 | 0 | 0 | 0 | 0 | 0 | 0 | 0 | 0 | 0 | 0 | 0 | 0 | 0
2016-01-09 08:00 | 0 | 0 | 0 | 0 | 0 | 447196.7606 | 0 | 373855 | 0 | 0 | 0 | 0 | 128025.2243 | 0 | 0 | 0 | 0 | 0 | 0 | 1342337.9244 | 0 | 0 | 0 | 0 | 0 | 0 | 0 | 0 | 0 | 0 | 0 | 0 | -70858.9504 | 0 | 0 | 0 | 0 | 0 | 0 | 0 | 0 | 144200.711 | 0 | 0 | 0 | 0 | 0 | 0 | 0 | 0 | 0 | 0
2016-01-09 09:00 | 0 | 0 | 0 | 0 | 0 | 372820 | 0 | 372820 | 0 | 0 | 0 | 0 | 128025.2243 | 0 | 0 | 0 | 0 | 0 | 0 | 1342337.9244 | 0 | 0 | 0 | 0 | 0 | 0 | 0 | 0 | 0 | 0 | 0 | 0 | 0 | 0 | 0 | 0 | 0 | 0 | 0 | 0 | 0 | 0 | 0 | 0 | 0 | 0 | 0 | 0 | 0 | 0 | 0 | 0
2016-01-09 10:00 | 0 | 0 | 0 | 0 | 0 | 447316.9504 | 0 | 376458 | 0 | 0 | 0 | 0 | 198884.1747 | 0 | 0 | 0 | 0 | 0 | 0 | 1342337.9244 | 0 | 0 | 0 | 0 | 0 | 0 | 0 | 0 | 0 | 0 | 0 | 0 | 70858.9504 | 0 | 0 | 0 | 0 | 0 | 0 | 0 | 0 | 0 | 0 | 0 | 0 | 0 | 0 | 0 | 0 | 0 | 0 | 0
2016-01-09 11:00 | 0 | 0 | 0 | 0 | 0 | 385225 | 0 | 385225 | 0 | 0 | 0 | 0 | 198884.1747 | 0 | 0 | 0 | 0 | 0 | 0 | 1342337.9244 | 0 | 0 | 0 | 0 | 0 | 0 | 0 | 0 | 0 | 0 | 0 | 0 | 0 | 0 | 0 | 0 | 0 | 0 | 0 | 0 | 0 | 0 | 0 | 0 | 0 | 0 | 0 | 0 | 0 | 0 | 0 | 0
2016-01-09 12:00 | 0 | 0 | 0 | 0 | 0 | 329203.0496 | 0 | 400062 | 0 | 0 | 0 | 0 | 128025.2243 | 0 | 0 | 0 | 0 | 0 | 0 | 1342337.9244 | 0 | 0 | 0 | 0 | 0 | 0 | 0 | 0 | 0 | 0 | 0 | 0 | -70858.9504 | 0 | 0 | 0 | 0 | 0 | 0 | 0 | 0 | 0 | 0 | 0 | 0 | 0 | 0 | 0 | 0 | 0 | 0 | 0
2016-01-09 13:00 | 0 | 0 | 0 | 0 | 0 | 346562.0222 | 0.027401 | 417421 | 0 | 0 | 0 | 0 | 57166.2739 | 0 | 0 | 0 | 0 | 0 | 0 | 1342337.9244 | 0 | 0 | 0 | 0 | 0 | 0 | 0 | 0 | 0 | 0 | 0 | 0 | -70858.9504 | 0 | 0 | 0 | 0 | 0 | 0 | 0 | 0 | 0 | 0 | 0 | 0 | 0 | 0 | 0 | 0 | 0 | 0 | 0
2016-01-09 14:00 | 0 | 0 | 0 | 0 | 0 | 478198.0019 | 103574.3857 | 432775 | 0 | 0 | 0 | 0 | 128025.2243 | 0 | 0 | 0 | 0 | 0 | 0 | 1420476.3616 | 0 | 0 | 0 | 0 | 0 | 0 | 0 | 0 | 0 | 0 | 0 | 0 | 70858.9504 | 0 | 0 | 0 | 0 | 0 | 0 | 0 | 0 | 78138.4372 | 0 | 0 | 0 | 0 | 0 | 0 | 0 | 0 | 0 | 0
2016-01-09 15:00 | 0 | 0 | 0 | 0 | 0 | 403367.9971 | 442701.9933 | 443504 | 0 | 0 | 0 | 0 | 198884.1747 | 0 | 0 | 0 | 0 | 0 | 0 | 1752183.4016 | 0 | 0 | 0 | 0 | 0 | 0 | 0 | 0 | 0 | 0 | 0 | 0 | 70858.9504 | 0 | 0 | 0 | 0 | 0 | 0 | 0 | 0 | 331707.04 | 0 | 0 | 0 | 0 | 0 | 0 | 0 | 0 | 0 | 0
2016-01-09 16:00 | 0 | 0 | 0 | 0 | 0 | 176444.5176 | 602826.5224 | 447564 | 0 | 0 | 0 | 0 | 198884.1747 | 0 | 0 | 0 | 0 | 0 | 0 | 2083890.4416 | 0 | 0 | 0 | 0 | 0 | 0 | 0 | 0 | 0 | 0 | 0 | 0 | 0 | 0 | 0 | 0 | 0 | 0 | 0 | 0 | 0 | 331707.04 | 0 | 0 | 0 | 0 | 0 | 0 | 0 | 0 | 0 | 0
2016-01-09 17:00 | 0 | 0 | 0 | 0 | 0 | 162617.6744 | 615326.3656 | 446237 | 0 | 0 | 0 | 0 | 198884.1747 | 0 | 0 | 0 | 0 | 0 | 0 | 2415597.4816 | 0 | 0 | 0 | 0 | 0 | 0 | 0 | 0 | 0 | 0 | 0 | 0 | 0 | 0 | 0 | 0 | 0 | 0 | 0 | 0 | 0 | 331707.04 | 0 | 0 | 0 | 0 | 0 | 0 | 0 | 0 | 0 | 0
2016-01-09 18:00 | 0 | 0 | 0 | 0 | 0 | 0 | 577332.4442 | 441450 | 0 | 0 | 0 | 0 | 128025.2243 | 0 | 0 | 0 | 0 | 0 | 0 | 2622338.8762 | 0 | 0 | 0 | 0 | 0 | 0 | 0 | 0 | 0 | 0 | 0 | 0 | -70858.9504 | 0 | 0 | 0 | 0 | 0 | 0 | 0 | 0 | 206741.3946 | 0 | 0 | 0 | 0 | 0 | 0 | 0 | 0 | 0 | 0
2016-01-09 19:00 | 0 | 0 | 0 | 0 | 0 | 282959.4392 | 556741.5512 | 437135 | 0 | 0 | 0 | 0 | 198884.1747 | 0 | 0 | 0 | 0 | 0 | 0 | 2954045.9162 | 0 | 0 | 0 | 0 | 0 | 0 | 0 | 0 | 0 | 0 | 0 | 0 | 70858.9504 | 0 | 0 | 0 | 0 | 0 | 0 | 0 | 0 | 331707.04 | 0 | 0 | 0 | 0 | 0 | 0 | 0 | 0 | 0 | 0
2016-01-09 20:00 | 0 | 0 | 0 | 0 | 0 | 0 | 572316.4402 | 434799 | 0 | 0 | 0 | 0 | 128025.2243 | 0 | 0 | 0 | 0 | 0 | 0 | 3162422.3068 | 0 | 0 | 0 | 0 | 0 | 0 | 0 | 0 | 0 | 0 | 0 | 0 | -70858.9504 | 0 | 0 | 0 | 0 | 0 | 0 | 0 | 0 | 208376.3906 | 0 | 0 | 0 | 0 | 0 | 0 | 0 | 0 | 0 | 0
2016-01-09 21:00 | 0 | 0 | 0 | 0 | 0 | 0 | 585523.681 | 438748 | 0 | 0 | 0 | 0 | 128025.2243 | 0 | 0 | 0 | 0 | 0 | 0 | 3309197.9878 | 0 | 0 | 0 | 0 | 0 | 0 | 0 | 0 | 0 | 0 | 0 | 0 | 0 | 0 | 0 | 0 | 0 | 0 | 0 | 0 | 0 | 146775.681 | 0 | 0 | 0 | 0 | 0 | 0 | 0 | 0 | 0 | 0
2016-01-09 22:00 | 0 | 0 | 0 | 0 | 0 | 332291.3915 | 521373.5989 | 451099 | 0 | 0 | 0 | 0 | 198884.1747 | 0 | 0 | 0 | 0 | 0 | 0 | 3640905.0278 | 0 | 0 | 0 | 0 | 0 | 0 | 0 | 0 | 0 | 0 | 0 | 0 | 70858.9504 | 0 | 0 | 0 | 0 | 0 | 0 | 0 | 0 | 331707.04 | 0 | 0 | 0 | 0 | 0 | 0 | 0 | 0 | 0 | 0
2016-01-09 23:00 | 0 | 0 | 0 | 0 | 0 | 421486.7135 | 178957.3235 | 461966 | 0 | 0 | 0 | 0 | 198884.1747 | 0 | 0 | 0 | 0 | 0 | 0 | 3779383.0648 | 0 | 0 | 0 | 0 | 0 | 0 | 0 | 0 | 0 | 0 | 0 | 0 | 0 | 0 | 0 | 0 | 0 | 0 | 0 | 0 | 0 | 138478.0369 | 0 | 0 | 0 | 0 | 0 | 0 | 0 | 0 | 0 | 0
2016-01-10 | 0 | 0 | 0 | 0 | 0 | 400954.2689 | 752.6456 | 466908 | 0 | 0 | 0 | 0 | 198884.1747 | 0 | 0 | 0 | 0 | 0 | 0 | 3714181.9793 | 0 | 0 | 0 | 0 | 0 | 0 | 0 | 0 | 0 | 0 | 0 | 0 | 0 | 0 | 0 | 0 | 0 | 0 | 0 | 0 | 0 | 227049.1329 | 292250.2184 | 0 | 0 | 0 | 0 | 0 | 0 | 0 | 0 | 0
2016-01-10 01:00 | 0 | 0 | 0 | 0 | 0 | 384783.0221 | 0 | 465022 | 0 | 0 | 0 | 0 | 128025.2243 | 0 | 0 | 0 | 0 | 0 | 0 | 3704801.9518 | 0 | 0 | 0 | 0 | 0 | 0 | 0 | 0 | 0 | 0 | 0 | 0 | -70858.9504 | 0 | 0 | 0 | 0 | 0 | 0 | 0 | 0 | 282870.1909 | 292250.2184 | 0 | 0 | 0 | 0 | 0 | 0 | 0 | 0 | 0
2016-01-10 02:00 | 0 | 0 | 0 | 0 | 0 | 370619.0408 | 0 | 458039 | 0 | 0 | 0 | 0 | 198884.1747 | 0 | 0 | 0 | 0 | 0 | 0 | 3546523.0422 | 0 | 0 | 0 | 0 | 0 | 0 | 0 | 0 | 0 | 0 | 0 | 0 | 70858.9504 | 0 | 0 | 0 | 0 | 0 | 0 | 0 | 0 | 133971.3088 | 292250.2184 | 0 | 0 | 0 | 0 | 0 | 0 | 0 | 0 | 0
2016-01-10 03:00 | 0 | 0 | 0 | 0 | 0 | 152972.7816 | 0 | 445223 | 0 | 0 | 0 | 0 | 198884.1747 | 0 | 0 | 0 | 0 | 0 | 0 | 3254272.8238 | 0 | 0 | 0 | 0 | 0 | 0 | 0 | 0 | 0 | 0 | 0 | 0 | 0 | 0 | 0 | 0 | 0 | 0 | 0 | 0 | 0 | 0 | 292250.2184 | 0 | 0 | 0 | 0 | 0 | 0 | 0 | 0 | 0
2016-01-10 04:00 | 0 | 0 | 0 | 0 | 0 | 341105.5949 | 0 | 429865 | 0 | 0 | 0 | 0 | 198884.1747 | 0 | 0 | 0 | 0 | 0 | 0 | 3165513.4187 | 0 | 0 | 0 | 0 | 0 | 0 | 0 | 0 | 0 | 0 | 0 | 0 | 0 | 0 | 0 | 0 | 0 | 0 | 0 | 0 | 0 | 203490.8133 | 292250.2184 | 0 | 0 | 0 | 0 | 0 | 0 | 0 | 0 | 0
2016-01-10 05:00 | 0 | 0 | 0 | 0 | 0 | 331618.1975 | 0 | 414836 | 0 | 0 | 0 | 0 | 198884.1747 | 0 | 0 | 0 | 0 | 0 | 0 | 3082295.6162 | 0 | 0 | 0 | 0 | 0 | 0 | 0 | 0 | 0 | 0 | 0 | 0 | 0 | 0 | 0 | 0 | 0 | 0 | 0 | 0 | 0 | 209032.4159 | 292250.2184 | 0 | 0 | 0 | 0 | 0 | 0 | 0 | 0 | 0
2016-01-10 06:00 | 0 | 0 | 0 | 0 | 0 | 324292.9356 | 0 | 401159 | 0 | 0 | 0 | 0 | 128025.2243 | 0 | 0 | 0 | 0 | 0 | 0 | 3076288.5022 | 0 | 0 | 0 | 0 | 0 | 0 | 0 | 0 | 0 | 0 | 0 | 0 | -70858.9504 | 0 | 0 | 0 | 0 | 0 | 0 | 0 | 0 | 286243.1044 | 292250.2184 | 0 | 0 | 0 | 0 | 0 | 0 | 0 | 0 | 0
2016-01-10 07:00 | 0 | 0 | 0 | 0 | 0 | 317939.195 | 0 | 391763 | 0 | 0 | 0 | 0 | 198884.1747 | 0 | 0 | 0 | 0 | 0 | 0 | 2931605.7468 | 0 | 0 | 0 | 0 | 0 | 0 | 0 | 0 | 0 | 0 | 0 | 0 | 70858.9504 | 0 | 0 | 0 | 0 | 0 | 0 | 0 | 0 | 147567.463 | 292250.2184 | 0 | 0 | 0 | 0 | 0 | 0 | 0 | 0 | 0
2016-01-10 08:00 | 0 | 0 | 0 | 0 | 0 | 95118.7816 | 0 | 387369 | 0 | 0 | 0 | 0 | 198884.1747 | 0 | 0 | 0 | 0 | 0 | 0 | 2639355.5284 | 0 | 0 | 0 | 0 | 0 | 0 | 0 | 0 | 0 | 0 | 0 | 0 | 0 | 0 | 0 | 0 | 0 | 0 | 0 | 0 | 0 | 0 | 292250.2184 | 0 | 0 | 0 | 0 | 0 | 0 | 0 | 0 | 0
2016-01-10 09:00 | 0 | 0 | 0 | 0 | 0 | 313265.6355 | 0 | 386669 | 0 | 0 | 0 | 0 | 198884.1747 | 0 | 0 | 0 | 0 | 0 | 0 | 2565952.1639 | 0 | 0 | 0 | 0 | 0 | 0 | 0 | 0 | 0 | 0 | 0 | 0 | 0 | 0 | 0 | 0 | 0 | 0 | 0 | 0 | 0 | 218846.8539 | 292250.2184 | 0 | 0 | 0 | 0 | 0 | 0 | 0 | 0 | 0
2016-01-10 10:00 | 0 | 0 | 0 | 0 | 0 | 319091.085 | 0 | 390692 | 0 | 0 | 0 | 0 | 198884.1747 | 0 | 0 | 0 | 0 | 0 | 0 | 2494351.2489 | 0 | 0 | 0 | 0 | 0 | 0 | 0 | 0 | 0 | 0 | 0 | 0 | 0 | 0 | 0 | 0 | 0 | 0 | 0 | 0 | 0 | 220649.3034 | 292250.2184 | 0 | 0 | 0 | 0 | 0 | 0 | 0 | 0 | 0
2016-01-10 11:00 | 0 | 0 | 0 | 0 | 0 | 318666.3678 | 0 | 400516 | 0 | 0 | 0 | 0 | 198884.1747 | 0 | 0 | 0 | 0 | 0 | 0 | 2412501.6167 | 0 | 0 | 0 | 0 | 0 | 0 | 0 | 0 | 0 | 0 | 0 | 0 | 0 | 0 | 0 | 0 | 0 | 0 | 0 | 0 | 0 | 210400.5862 | 292250.2184 | 0 | 0 | 0 | 0 | 0 | 0 | 0 | 0 | 0
2016-01-10 12:00 | 0 | 0 | 0 | 0 | 0 | 308305.0453 | 0 | 415332 | 0 | 0 | 0 | 0 | 198884.1747 | 0 | 0 | 0 | 0 | 0 | 0 | 2305474.6621 | 0 | 0 | 0 | 0 | 0 | 0 | 0 | 0 | 0 | 0 | 0 | 0 | 0 | 0 | 0 | 0 | 0 | 0 | 0 | 0 | 0 | 185223.2637 | 292250.2184 | 0 | 0 | 0 | 0 | 0 | 0 | 0 | 0 | 0
2016-01-10 13:00 | 0 | 0 | 0 | 0 | 0 | 68421.6118 | 0.21942 | 431531 | 0 | 0 | 0 | 0 | 128025.2243 | 0 | 0 | 0 | 0 | 0 | 0 | 2013224.4437 | 0 | 0 | 0 | 0 | 0 | 0 | 0 | 0 | 0 | 0 | 0 | 0 | -70858.9504 | 0 | 0 | 0 | 0 | 0 | 0 | 0 | 0 | 0 | 292250.2184 | 0 | 0 | 0 | 0 | 0 | 0 | 0 | 0 | 0
2016-01-10 14:00 | 0 | 0 | 0 | 0 | 0 | 254805.0457 | 112479.6971 | 446224 | 0 | 0 | 0 | 0 | 198884.1747 | 0 | 0 | 0 | 0 | 0 | 0 | 1863426.2361 | 0 | 0 | 0 | 0 | 0 | 0 | 0 | 0 | 0 | 0 | 0 | 0 | 70858.9504 | 0 | 0 | 0 | 0 | 0 | 0 | 0 | 0 | 142452.0108 | 292250.2184 | 0 | 0 | 0 | 0 | 0 | 0 | 0 | 0 | 0
2016-01-10 15:00 | 0 | 0 | 0 | 0 | 0 | 184464.3935 | 385059.061 | 454445 | 0 | 0 | 0 | 0 | 128025.2243 | 0 | 0 | 0 | 0 | 0 | 0 | 2049363.641 | 0 | 0 | 0 | 0 | 0 | 0 | 0 | 0 | 0 | 0 | 0 | 0 | -70858.9504 | 0 | 0 | 0 | 0 | 0 | 0 | 0 | 0 | 185937.4049 | 0 | 0 | 0 | 0 | 0 | 0 | 0 | 0 | 0 | 0
2016-01-10 16:00 | 0 | 0 | 0 | 0 | 0 | 151192.9114 | 529952.8832 | 455969 | 0 | 0 | 0 | 0 | 198884.1747 | 0 | 0 | 0 | 0 | 0 | 0 | 2203681.4853 | 0 | 0 | 0 | 0 | 0 | 0 | 0 | 0 | 0 | 0 | 0 | 0 | 70858.9504 | 0 | 0 | 0 | 0 | 0 | 0 | 0 | 0 | 154317.8442 | 0 | 0 | 0 | 0 | 0 | 0 | 0 | 0 | 0 | 0
2016-01-10 17:00 | 0 | 0 | 0 | 0 | 0 | 160132.3956 | 563106.6789 | 455005 | 0 | 0 | 0 | 0 | 198884.1747 | 0 | 0 | 0 | 0 | 0 | 0 | 2471915.5597 | 0 | 0 | 0 | 0 | 0 | 0 | 0 | 0 | 0 | 0 | 0 | 0 | 0 | 0 | 0 | 0 | 0 | 0 | 0 | 0 | 0 | 268234.0745 | 0 | 0 | 0 | 0 | 0 | 0 | 0 | 0 | 0 | 0
2016-01-10 18:00 | 0 | 0 | 0 | 0 | 0 | 0 | 550031.367 | 450676 | 0 | 0 | 0 | 0 | 128025.2243 | 0 | 0 | 0 | 0 | 0 | 0 | 2642129.8771 | 0 | 0 | 0 | 0 | 0 | 0 | 0 | 0 | 0 | 0 | 0 | 0 | -70858.9504 | 0 | 0 | 0 | 0 | 0 | 0 | 0 | 0 | 170214.3174 | 0 | 0 | 0 | 0 | 0 | 0 | 0 | 0 | 0 | 0
2016-01-10 19:00 | 0 | 0 | 0 | 0 | 0 | 0 | 532886.6785 | 445348 | 0 | 0 | 0 | 0 | 74315.1313 | 0 | 0 | 0 | 0 | 0 | 0 | 2783378.6486 | 0 | 0 | 0 | 0 | 0 | 0 | 0 | 0 | 0 | 0 | 0 | 0 | -53710.093 | 0 | 0 | 0 | 0 | 0 | 0 | 0 | 0 | 141248.7714 | 0 | 0 | 0 | 0 | 0 | 0 | 0 | 0 | 0 | 0
2016-01-10 20:00 | 0 | 0 | 0 | 0 | 0 | 0 | 532288.7527 | 441043 | 0 | 0 | 0 | 0 | 145174.0817 | 0 | 0 | 0 | 0 | 0 | 0 | 2803765.4509 | 0 | 0 | 0 | 0 | 0 | 0 | 0 | 0 | 0 | 0 | 0 | 0 | 70858.9504 | 0 | 0 | 0 | 0 | 0 | 0 | 0 | 0 | 20386.8023 | 0 | 0 | 0 | 0 | 0 | 0 | 0 | 0 | 0 | 0
2016-01-10 21:00 | 0 | 0 | 0 | 0 | 0 | 0 | 529492.8085 | 445970 | 0 | 0 | 0 | 0 | 74315.1313 | 0 | 0 | 0 | 0 | 0 | 0 | 2958147.2098 | 0 | 0 | 0 | 0 | 0 | 0 | 0 | 0 | 0 | 0 | 0 | 0 | -70858.9504 | 0 | 0 | 0 | 0 | 0 | 0 | 0 | 0 | 154381.7589 | 0 | 0 | 0 | 0 | 0 | 0 | 0 | 0 | 0 | 0
2016-01-10 22:00 | 0 | 0 | 0 | 0 | 0 | 0 | 445613.1426 | 462762 | 0 | 0 | 0 | 0 | 57166.2739 | 0 | 0 | 0 | 0 | 0 | 0 | 2958147.2098 | 0 | 0 | 0 | 0 | 0 | 0 | 0 | 0 | 0 | 0 | 0 | 0 | -17148.8574 | 0 | 0 | 0 | 0 | 0 | 0 | 0 | 0 | 0 | 0 | 0 | 0 | 0 | 0 | 0 | 0 | 0 | 0 | 0
2016-01-10 23:00 | 0 | 0 | 0 | 0 | 0 | 302975.4008 | 182320.5256 | 486387 | 0 | 0 | 0 | 0 | 128025.2243 | 0 | 0 | 0 | 0 | 0 | 0 | 2886197.1857 | 0 | 0 | 0 | 0 | 0 | 0 | 0 | 0 | 0 | 0 | 0 | 0 | 70858.9504 | 0 | 0 | 0 | 0 | 0 | 0 | 0 | 0 | 220300.1943 | 292250.2184 | 0 | 0 | 0 | 0 | 0 | 0 | 0 | 0 | 0
2016-01-11 | 0 | 0 | 0 | 0 | 0 | 361642.1392 | 2990.1317 | 499575 | 0 | 0 | 0 | 0 | 198884.1747 | 0 | 0 | 0 | 0 | 0 | 0 | 2680395.5063 | 0 | 0 | 0 | 0 | 0 | 0 | 0 | 0 | 0 | 0 | 0 | 0 | 70858.9504 | 0 | 0 | 0 | 0 | 0 | 0 | 0 | 0 | 86448.5389 | 292250.2184 | 0 | 0 | 0 | 0 | 0 | 0 | 0 | 0 | 0
2016-01-11 01:00 | 0 | 0 | 0 | 0 | 0 | 408615.1848 | 0 | 503763 | 0 | 0 | 0 | 0 | 198884.1747 | 0 | 0 | 0 | 0 | 0 | 0 | 2585247.691 | 0 | 0 | 0 | 0 | 0 | 0 | 0 | 0 | 0 | 0 | 0 | 0 | 0 | 0 | 0 | 0 | 0 | 0 | 0 | 0 | 0 | 197102.4031 | 292250.2184 | 0 | 0 | 0 | 0 | 0 | 0 | 0 | 0 | 0
2016-01-11 02:00 | 0 | 0 | 0 | 0 | 0 | 430487.8958 | 0 | 499300 | 0 | 0 | 0 | 0 | 128025.2243 | 0 | 0 | 0 | 0 | 0 | 0 | 2587294.5372 | 0 | 0 | 0 | 0 | 0 | 0 | 0 | 0 | 0 | 0 | 0 | 0 | -70858.9504 | 0 | 0 | 0 | 0 | 0 | 0 | 0 | 0 | 294297.0646 | 292250.2184 | 0 | 0 | 0 | 0 | 0 | 0 | 0 | 0 | 0
2016-01-11 03:00 | 0 | 0 | 0 | 0 | 0 | 444565.6746 | 0 | 486290 | 0 | 0 | 0 | 0 | 198884.1747 | 0 | 0 | 0 | 0 | 0 | 0 | 2474711.2614 | 0 | 0 | 0 | 0 | 0 | 0 | 0 | 0 | 0 | 0 | 0 | 0 | 70858.9504 | 0 | 0 | 0 | 0 | 0 | 0 | 0 | 0 | 179666.9426 | 292250.2184 | 0 | 0 | 0 | 0 | 0 | 0 | 0 | 0 | 0
2016-01-11 04:00 | 0 | 0 | 0 | 0 | 0 | 453727.8405 | 0 | 469026 | 0 | 0 | 0 | 0 | 198884.1747 | 0 | 0 | 0 | 0 | 0 | 0 | 2459413.1019 | 0 | 0 | 0 | 0 | 0 | 0 | 0 | 0 | 0 | 0 | 0 | 0 | 0 | 0 | 0 | 0 | 0 | 0 | 0 | 0 | 0 | 276952.0589 | 292250.2184 | 0 | 0 | 0 | 0 | 0 | 0 | 0 | 0 | 0
2016-01-11 05:00 | 0 | 0 | 0 | 0 | 0 | 91806.8312 | 0 | 454916 | 0 | 0 | 0 | 0 | 128025.2243 | 0 | 0 | 0 | 0 | 0 | 0 | 2167162.8835 | 0 | 0 | 0 | 0 | 0 | 0 | 0 | 0 | 0 | 0 | 0 | 0 | -70858.9504 | 0 | 0 | 0 | 0 | 0 | 0 | 0 | 0 | 0 | 292250.2184 | 0 | 0 | 0 | 0 | 0 | 0 | 0 | 0 | 0
2016-01-11 06:00 | 0 | 0 | 0 | 0 | 0 | 468238.6246 | 0 | 445035 | 0 | 0 | 0 | 0 | 198884.1747 | 0 | 0 | 0 | 0 | 0 | 0 | 2119507.5577 | 0 | 0 | 0 | 0 | 0 | 0 | 0 | 0 | 0 | 0 | 0 | 0 | 70858.9504 | 0 | 0 | 0 | 0 | 0 | 0 | 0 | 0 | 244594.8926 | 292250.2184 | 0 | 0 | 0 | 0 | 0 | 0 | 0 | 0 | 0
2016-01-11 07:00 | 0 | 0 | 0 | 0 | 0 | 422689.5477 | 0 | 440399 | 0 | 0 | 0 | 0 | 141717.9008 | 0 | 0 | 0 | 0 | 0 | 0 | 2158964.3794 | 0 | 0 | 0 | 0 | 0 | 0 | 0 | 0 | 0 | 0 | 0 | 0 | -57166.2739 | 0 | 0 | 0 | 0 | 0 | 0 | 0 | 0 | 331707.04 | 292250.2184 | 0 | 0 | 0 | 0 | 0 | 0 | 0 | 0 | 0
2016-01-11 08:00 | 0 | 0 | 0 | 0 | 0 | 409224.8712 | 0 | 440627 | 0 | 0 | 0 | 0 | 70858.9504 | 0 | 0 | 0 | 0 | 0 | 0 | 2198421.201 | 0 | 0 | 0 | 0 | 0 | 0 | 0 | 0 | 0 | 0 | 0 | 0 | -70858.9504 | 0 | 0 | 0 | 0 | 0 | 0 | 0 | 0 | 331707.04 | 292250.2184 | 0 | 0 | 0 | 0 | 0 | 0 | 0 | 0 | 0
2016-01-11 09:00 | 0 | 0 | 0 | 0 | 0 | 448565.3537 | 0 | 447243 | 0 | 0 | 0 | 0 | 141717.9008 | 0 | 0 | 0 | 0 | 0 | 0 | 2128884.6043 | 0 | 0 | 0 | 0 | 0 | 0 | 0 | 0 | 0 | 0 | 0 | 0 | 70858.9504 | 0 | 0 | 0 | 0 | 0 | 0 | 0 | 0 | 222713.6217 | 292250.2184 | 0 | 0 | 0 | 0 | 0 | 0 | 0 | 0 | 0
2016-01-11 10:00 | 0 | 0 | 0 | 0 | 0 | 102281.8312 | 0 | 465391 | 0 | 0 | 0 | 0 | 70858.9504 | 0 | 0 | 0 | 0 | 0 | 0 | 1836634.3859 | 0 | 0 | 0 | 0 | 0 | 0 | 0 | 0 | 0 | 0 | 0 | 0 | -70858.9504 | 0 | 0 | 0 | 0 | 0 | 0 | 0 | 0 | 0 | 292250.2184 | 0 | 0 | 0 | 0 | 0 | 0 | 0 | 0 | 0
2016-01-11 11:00 | 0 | 0 | 0 | 0 | 0 | 420515.0302 | 0 | 503205 | 0 | 0 | 0 | 0 | 141717.9008 | 0 | 0 | 0 | 0 | 0 | 0 | 1683085.4657 | 0 | 0 | 0 | 0 | 0 | 0 | 0 | 0 | 0 | 0 | 0 | 0 | 70858.9504 | 0 | 0 | 0 | 0 | 0 | 0 | 0 | 0 | 138701.2982 | 292250.2184 | 0 | 0 | 0 | 0 | 0 | 0 | 0 | 0 | 0
2016-01-11 12:00 | 0 | 0 | 0 | 0 | 0 | 174383.8312 | 0 | 537493 | 0 | 0 | 0 | 0 | 70858.9504 | 0 | 0 | 0 | 0 | 0 | 0 | 1390835.2473 | 0 | 0 | 0 | 0 | 0 | 0 | 0 | 0 | 0 | 0 | 0 | 0 | -70858.9504 | 0 | 0 | 0 | 0 | 0 | 0 | 0 | 0 | 0 | 292250.2184 | 0 | 0 | 0 | 0 | 0 | 0 | 0 | 0 | 0
2016-01-11 13:00 | 0 | 0 | 0 | 0 | 0 | 410328.5428 | 0.060891 | 547765 | 0 | 0 | 0 | 0 | 0 | 0 | 0 | 0 | 0 | 0 | 0 | 1324257.8014 | 0 | 0 | 0 | 0 | 0 | 0 | 0 | 0 | 0 | 0 | 0 | 0 | -70858.9504 | 0 | 0 | 0 | 0 | 0 | 0 | 0 | 0 | 0 | 66577.4459 | 0 | 0 | 0 | 0 | 0 | 0 | 0 | 0 | 0
2016-01-11 14:00 | 0 | 0 | 0 | 0 | 0 | 381801.3178 | 100001.2989 | 543677 | 0 | 0 | 0 | 0 | 70858.9504 | 0 | 0 | 0 | 0 | 0 | 0 | 1191524.4678 | 0 | 0 | 0 | 0 | 0 | 0 | 0 | 0 | 0 | 0 | 0 | 0 | 70858.9504 | 0 | 0 | 0 | 0 | 0 | 0 | 0 | 0 | 159516.8847 | 292250.2184 | 0 | 0 | 0 | 0 | 0 | 0 | 0 | 0 | 0
2016-01-11 15:00 | 0 | 0 | 0 | 0 | 0 | 87259.908 | 505773.3659 | 535867 | 0 | 0 | 0 | 0 | 128025.2243 | 0 | 0 | 0 | 0 | 0 | 0 | 1191524.4678 | 0 | 0 | 0 | 0 | 0 | 0 | 0 | 0 | 0 | 0 | 0 | 0 | 57166.2739 | 0 | 0 | 0 | 0 | 0 | 0 | 0 | 0 | 0 | 0 | 0 | 0 | 0 | 0 | 0 | 0 | 0 | 0 | 0
2016-01-11 16:00 | 0 | 0 | 0 | 0 | 0 | 0 | 650802.0397 | 524193 | 0 | 0 | 0 | 0 | 198884.1747 | 0 | 0 | 0 | 0 | 0 | 0 | 1247274.5571 | 0 | 0 | 0 | 0 | 0 | 0 | 0 | 0 | 0 | 0 | 0 | 0 | 70858.9504 | 0 | 0 | 0 | 0 | 0 | 0 | 0 | 0 | 55750.0893 | 0 | 0 | 0 | 0 | 0 | 0 | 0 | 0 | 0 | 0
2016-01-11 17:00 | 0 | 0 | 0 | 0 | 0 | 0 | 644803.1606 | 511046 | 0 | 0 | 0 | 0 | 128025.2243 | 0 | 0 | 0 | 0 | 0 | 0 | 1451890.6681 | 0 | 0 | 0 | 0 | 0 | 0 | 0 | 0 | 0 | 0 | 0 | 0 | -70858.9504 | 0 | 0 | 0 | 0 | 0 | 0 | 0 | 0 | 204616.111 | 0 | 0 | 0 | 0 | 0 | 0 | 0 | 0 | 0 | 0
2016-01-11 18:00 | 0 | 0 | 0 | 0 | 0 | 289309.1456 | 614507.8448 | 501251 | 0 | 0 | 0 | 0 | 198884.1747 | 0 | 0 | 0 | 0 | 0 | 0 | 1783597.7081 | 0 | 0 | 0 | 0 | 0 | 0 | 0 | 0 | 0 | 0 | 0 | 0 | 70858.9504 | 0 | 0 | 0 | 0 | 0 | 0 | 0 | 0 | 331707.04 | 0 | 0 | 0 | 0 | 0 | 0 | 0 | 0 | 0 | 0
2016-01-11 19:00 | 0 | 0 | 0 | 0 | 0 | 0 | 603467.9314 | 492140 | 0 | 0 | 0 | 0 | 198884.1747 | 0 | 0 | 0 | 0 | 0 | 0 | 1894925.6395 | 0 | 0 | 0 | 0 | 0 | 0 | 0 | 0 | 0 | 0 | 0 | 0 | 0 | 0 | 0 | 0 | 0 | 0 | 0 | 0 | 0 | 111327.9314 | 0 | 0 | 0 | 0 | 0 | 0 | 0 | 0 | 0 | 0
2016-01-11 20:00 | 0 | 0 | 0 | 0 | 0 | 0 | 621874.9829 | 485928 | 0 | 0 | 0 | 0 | 128025.2243 | 0 | 0 | 0 | 0 | 0 | 0 | 2101731.5728 | 0 | 0 | 0 | 0 | 0 | 0 | 0 | 0 | 0 | 0 | 0 | 0 | -70858.9504 | 0 | 0 | 0 | 0 | 0 | 0 | 0 | 0 | 206805.9333 | 0 | 0 | 0 | 0 | 0 | 0 | 0 | 0 | 0 | 0
2016-01-11 21:00 | 0 | 0 | 0 | 0 | 0 | 239828.3755 | 651342.6149 | 488605 | 0 | 0 | 0 | 0 | 198884.1747 | 0 | 0 | 0 | 0 | 0 | 0 | 2433438.6128 | 0 | 0 | 0 | 0 | 0 | 0 | 0 | 0 | 0 | 0 | 0 | 0 | 70858.9504 | 0 | 0 | 0 | 0 | 0 | 0 | 0 | 0 | 331707.04 | 0 | 0 | 0 | 0 | 0 | 0 | 0 | 0 | 0 | 0
2016-01-11 22:00 | 0 | 0 | 0 | 0 | 0 | 0 | 588732.0961 | 506939 | 0 | 0 | 0 | 0 | 128025.2243 | 0 | 0 | 0 | 0 | 0 | 0 | 2586090.6593 | 0 | 0 | 0 | 0 | 0 | 0 | 0 | 0 | 0 | 0 | 0 | 0 | -70858.9504 | 0 | 0 | 0 | 0 | 0 | 0 | 0 | 0 | 152652.0465 | 0 | 0 | 0 | 0 | 0 | 0 | 0 | 0 | 0 | 0
2016-01-11 23:00 | 0 | 0 | 0 | 0 | 0 | 555829.0114 | 205100.5459 | 526379 | 0 | 0 | 0 | 0 | 57166.2739 | 0 | 0 | 0 | 0 | 0 | 0 | 2891500.1671 | 0 | 0 | 0 | 0 | 0 | 0 | 0 | 0 | 0 | 0 | 0 | 0 | -70858.9504 | 0 | 0 | 0 | 0 | 0 | 0 | 0 | 0 | 305409.5078 | 0 | 0 | 0 | 0 | 0 | 0 | 0 | 0 | 0 | 0
2016-01-12 | 0 | 0 | 0 | 0 | 0 | 557638.6881 | 2709.0764 | 542445 | 0 | 0 | 0 | 0 | 128025.2243 | 0 | 0 | 0 | 0 | 0 | 0 | 2838543.9812 | 0 | 0 | 0 | 0 | 0 | 0 | 0 | 0 | 0 | 0 | 0 | 0 | 70858.9504 | 0 | 0 | 0 | 0 | 0 | 0 | 0 | 0 | 239294.0325 | 292250.2184 | 0 | 0 | 0 | 0 | 0 | 0 | 0 | 0 | 0
2016-01-12 01:00 | 0 | 0 | 0 | 0 | 0 | 562083.2095 | 0 | 543639 | 0 | 0 | 0 | 0 | 198884.1747 | 0 | 0 | 0 | 0 | 0 | 0 | 2786129.2403 | 0 | 0 | 0 | 0 | 0 | 0 | 0 | 0 | 0 | 0 | 0 | 0 | 70858.9504 | 0 | 0 | 0 | 0 | 0 | 0 | 0 | 0 | 239835.4775 | 292250.2184 | 0 | 0 | 0 | 0 | 0 | 0 | 0 | 0 | 0
2016-01-12 02:00 | 0 | 0 | 0 | 0 | 0 | 503819.8712 | 0 | 535222 | 0 | 0 | 0 | 0 | 128025.2243 | 0 | 0 | 0 | 0 | 0 | 0 | 2825586.0619 | 0 | 0 | 0 | 0 | 0 | 0 | 0 | 0 | 0 | 0 | 0 | 0 | -70858.9504 | 0 | 0 | 0 | 0 | 0 | 0 | 0 | 0 | 331707.04 | 292250.2184 | 0 | 0 | 0 | 0 | 0 | 0 | 0 | 0 | 0
2016-01-12 03:00 | 0 | 0 | 0 | 0 | 0 | 628083.772 | 0 | 517768 | 0 | 0 | 0 | 0 | 198884.1747 | 0 | 0 | 0 | 0 | 0 | 0 | 2865042.8835 | 0 | 0 | 0 | 0 | 0 | 0 | 0 | 0 | 0 | 0 | 0 | 0 | 70858.9504 | 0 | 0 | 0 | 0 | 0 | 0 | 0 | 0 | 331707.04 | 292250.2184 | 0 | 0 | 0 | 0 | 0 | 0 | 0 | 0 | 0
2016-01-12 04:00 | 0 | 0 | 0 | 0 | 0 | 533402.8216 | 0 | 493946 | 0 | 0 | 0 | 0 | 198884.1747 | 0 | 0 | 0 | 0 | 0 | 0 | 2904499.7051 | 0 | 0 | 0 | 0 | 0 | 0 | 0 | 0 | 0 | 0 | 0 | 0 | 0 | 0 | 0 | 0 | 0 | 0 | 0 | 0 | 0 | 331707.04 | 292250.2184 | 0 | 0 | 0 | 0 | 0 | 0 | 0 | 0 | 0
2016-01-12 05:00 | 0 | 0 | 0 | 0 | 0 | 405249.0496 | 0 | 476108 | 0 | 0 | 0 | 0 | 128025.2243 | 0 | 0 | 0 | 0 | 0 | 0 | 2904499.7051 | 0 | 0 | 0 | 0 | 0 | 0 | 0 | 0 | 0 | 0 | 0 | 0 | -70858.9504 | 0 | 0 | 0 | 0 | 0 | 0 | 0 | 0 | 0 | 0 | 0 | 0 | 0 | 0 | 0 | 0 | 0 | 0 | 0
2016-01-12 06:00 | 0 | 0 | 0 | 0 | 0 | 533904.9504 | 0 | 463046 | 0 | 0 | 0 | 0 | 198884.1747 | 0 | 0 | 0 | 0 | 0 | 0 | 2904499.7051 | 0 | 0 | 0 | 0 | 0 | 0 | 0 | 0 | 0 | 0 | 0 | 0 | 70858.9504 | 0 | 0 | 0 | 0 | 0 | 0 | 0 | 0 | 0 | 0 | 0 | 0 | 0 | 0 | 0 | 0 | 0 | 0 | 0
2016-01-12 07:00 | 0 | 0 | 0 | 0 | 0 | 454908 | 0 | 454908 | 0 | 0 | 0 | 0 | 198884.1747 | 0 | 0 | 0 | 0 | 0 | 0 | 2904499.7051 | 0 | 0 | 0 | 0 | 0 | 0 | 0 | 0 | 0 | 0 | 0 | 0 | 0 | 0 | 0 | 0 | 0 | 0 | 0 | 0 | 0 | 0 | 0 | 0 | 0 | 0 | 0 | 0 | 0 | 0 | 0 | 0
2016-01-12 08:00 | 0 | 0 | 0 | 0 | 0 | 380772.0496 | 0 | 451631 | 0 | 0 | 0 | 0 | 128025.2243 | 0 | 0 | 0 | 0 | 0 | 0 | 2904499.7051 | 0 | 0 | 0 | 0 | 0 | 0 | 0 | 0 | 0 | 0 | 0 | 0 | -70858.9504 | 0 | 0 | 0 | 0 | 0 | 0 | 0 | 0 | 0 | 0 | 0 | 0 | 0 | 0 | 0 | 0 | 0 | 0 | 0
2016-01-12 09:00 | 0 | 0 | 0 | 0 | 0 | 564941.772 | 0 | 454626 | 0 | 0 | 0 | 0 | 198884.1747 | 0 | 0 | 0 | 0 | 0 | 0 | 2943956.5267 | 0 | 0 | 0 | 0 | 0 | 0 | 0 | 0 | 0 | 0 | 0 | 0 | 70858.9504 | 0 | 0 | 0 | 0 | 0 | 0 | 0 | 0 | 331707.04 | 292250.2184 | 0 | 0 | 0 | 0 | 0 | 0 | 0 | 0 | 0
2016-01-12 10:00 | 0 | 0 | 0 | 0 | 0 | 507779.8216 | 0 | 468323 | 0 | 0 | 0 | 0 | 198884.1747 | 0 | 0 | 0 | 0 | 0 | 0 | 2983413.3483 | 0 | 0 | 0 | 0 | 0 | 0 | 0 | 0 | 0 | 0 | 0 | 0 | 0 | 0 | 0 | 0 | 0 | 0 | 0 | 0 | 0 | 331707.04 | 292250.2184 | 0 | 0 | 0 | 0 | 0 | 0 | 0 | 0 | 0
2016-01-12 11:00 | 0 | 0 | 0 | 0 | 0 | 138101.8312 | 0 | 501211 | 0 | 0 | 0 | 0 | 128025.2243 | 0 | 0 | 0 | 0 | 0 | 0 | 2691163.13 | 0 | 0 | 0 | 0 | 0 | 0 | 0 | 0 | 0 | 0 | 0 | 0 | -70858.9504 | 0 | 0 | 0 | 0 | 0 | 0 | 0 | 0 | 0 | 292250.2184 | 0 | 0 | 0 | 0 | 0 | 0 | 0 | 0 | 0
2016-01-12 12:00 | 0 | 0 | 0 | 0 | 0 | 522709.793 | 0 | 532066 | 0 | 0 | 0 | 0 | 198884.1747 | 0 | 0 | 0 | 0 | 0 | 0 | 2610947.9726 | 0 | 0 | 0 | 0 | 0 | 0 | 0 | 0 | 0 | 0 | 0 | 0 | 70858.9504 | 0 | 0 | 0 | 0 | 0 | 0 | 0 | 0 | 212035.061 | 292250.2184 | 0 | 0 | 0 | 0 | 0 | 0 | 0 | 0 | 0
2016-01-12 13:00 | 0 | 0 | 0 | 0 | 0 | 176123.1467 | 0.68449 | 539233 | 0 | 0 | 0 | 0 | 128025.2243 | 0 | 0 | 0 | 0 | 0 | 0 | 2318697.7542 | 0 | 0 | 0 | 0 | 0 | 0 | 0 | 0 | 0 | 0 | 0 | 0 | -70858.9504 | 0 | 0 | 0 | 0 | 0 | 0 | 0 | 0 | 0 | 292250.2184 | 0 | 0 | 0 | 0 | 0 | 0 | 0 | 0 | 0
2016-01-12 14:00 | 0 | 0 | 0 | 0 | 0 | 372622.8346 | 135726.5006 | 532105 | 0 | 0 | 0 | 0 | 139002.0286 | 0 | 0 | 0 | 0 | 0 | 0 | 2283965.2851 | 0 | 0 | 0 | 0 | 0 | 0 | 0 | 0 | 0 | 0 | 0 | 0 | 10976.8043 | 0 | 0 | 0 | 0 | 0 | 0 | 0 | 0 | 257517.7493 | 292250.2184 | 0 | 0 | 0 | 0 | 0 | 0 | 0 | 0 | 0
2016-01-12 15:00 | 0 | 0 | 0 | 0 | 0 | 0 | 581552.1461 | 521670 | 0 | 0 | 0 | 0 | 198884.1747 | 0 | 0 | 0 | 0 | 0 | 0 | 2283965.2851 | 0 | 0 | 0 | 0 | 0 | 0 | 0 | 0 | 0 | 0 | 0 | 0 | 59882.1461 | 0 | 0 | 0 | 0 | 0 | 0 | 0 | 0 | 0 | 0 | 0 | 0 | 0 | 0 | 0 | 0 | 0 | 0 | 0
2016-01-12 16:00 | 0 | 0 | 0 | 0 | 0 | 0 | 690228.1018 | 510052 | 0 | 0 | 0 | 0 | 128025.2243 | 0 | 0 | 0 | 0 | 0 | 0 | 2535000.3373 | 0 | 0 | 0 | 0 | 0 | 0 | 0 | 0 | 0 | 0 | 0 | 0 | -70858.9504 | 0 | 0 | 0 | 0 | 0 | 0 | 0 | 0 | 251035.0522 | 0 | 0 | 0 | 0 | 0 | 0 | 0 | 0 | 0 | 0
2016-01-12 17:00 | 0 | 0 | 0 | 0 | 0 | 0 | 672485.6502 | 498062 | 0 | 0 | 0 | 0 | 198884.1747 | 0 | 0 | 0 | 0 | 0 | 0 | 2638565.0371 | 0 | 0 | 0 | 0 | 0 | 0 | 0 | 0 | 0 | 0 | 0 | 0 | 70858.9504 | 0 | 0 | 0 | 0 | 0 | 0 | 0 | 0 | 103564.6998 | 0 | 0 | 0 | 0 | 0 | 0 | 0 | 0 | 0 | 0
2016-01-12 18:00 | 0 | 0 | 0 | 0 | 0 | 0 | 632677.5993 | 488561 | 0 | 0 | 0 | 0 | 128025.2243 | 0 | 0 | 0 | 0 | 0 | 0 | 2853540.5868 | 0 | 0 | 0 | 0 | 0 | 0 | 0 | 0 | 0 | 0 | 0 | 0 | -70858.9504 | 0 | 0 | 0 | 0 | 0 | 0 | 0 | 0 | 214975.5497 | 0 | 0 | 0 | 0 | 0 | 0 | 0 | 0 | 0 | 0
2016-01-12 19:00 | 0 | 0 | 0 | 0 | 0 | 0 | 614769.0077 | 480756 | 0 | 0 | 0 | 0 | 198884.1747 | 0 | 0 | 0 | 0 | 0 | 0 | 2916694.6441 | 0 | 0 | 0 | 0 | 0 | 0 | 0 | 0 | 0 | 0 | 0 | 0 | 70858.9504 | 0 | 0 | 0 | 0 | 0 | 0 | 0 | 0 | 63154.0573 | 0 | 0 | 0 | 0 | 0 | 0 | 0 | 0 | 0 | 0
2016-01-12 20:00 | 0 | 0 | 0 | 0 | 0 | 0 | 630034.5126 | 474428 | 0 | 0 | 0 | 0 | 128025.2243 | 0 | 0 | 0 | 0 | 0 | 0 | 3143160.1071 | 0 | 0 | 0 | 0 | 0 | 0 | 0 | 0 | 0 | 0 | 0 | 0 | -70858.9504 | 0 | 0 | 0 | 0 | 0 | 0 | 0 | 0 | 226465.463 | 0 | 0 | 0 | 0 | 0 | 0 | 0 | 0 | 0 | 0
2016-01-12 21:00 | 0 | 0 | 0 | 0 | 0 | 219645.2356 | 658973.7548 | 476053 | 0 | 0 | 0 | 0 | 198884.1747 | 0 | 0 | 0 | 0 | 0 | 0 | 3474867.1471 | 0 | 0 | 0 | 0 | 0 | 0 | 0 | 0 | 0 | 0 | 0 | 0 | 70858.9504 | 0 | 0 | 0 | 0 | 0 | 0 | 0 | 0 | 331707.04 | 0 | 0 | 0 | 0 | 0 | 0 | 0 | 0 | 0 | 0
2016-01-12 22:00 | 0 | 0 | 0 | 0 | 0 | 0 | 603122.5536 | 492115 | 0 | 0 | 0 | 0 | 128025.2243 | 0 | 0 | 0 | 0 | 0 | 0 | 3656733.6511 | 0 | 0 | 0 | 0 | 0 | 0 | 0 | 0 | 0 | 0 | 0 | 0 | -70858.9504 | 0 | 0 | 0 | 0 | 0 | 0 | 0 | 0 | 181866.504 | 0 | 0 | 0 | 0 | 0 | 0 | 0 | 0 | 0 | 0
2016-01-12 23:00 | 0 | 0 | 0 | 0 | 0 | 299062.2942 | 215904.293 | 513200 | 0 | 0 | 0 | 0 | 198884.1747 | 0 | 0 | 0 | 0 | 0 | 0 | 3587641.2879 | 0 | 0 | 0 | 0 | 0 | 0 | 0 | 0 | 0 | 0 | 0 | 0 | 70858.9504 | 0 | 0 | 0 | 0 | 0 | 0 | 0 | 0 | 223157.8552 | 292250.2184 | 0 | 0 | 0 | 0 | 0 | 0 | 0 | 0 | 0
2016-01-13 | 0 | 0 | 0 | 0 | 0 | 365236.7879 | 3535.7031 | 524891 | 0 | 0 | 0 | 0 | 128025.2243 | 0 | 0 | 0 | 0 | 0 | 0 | 3502381.7293 | 0 | 0 | 0 | 0 | 0 | 0 | 0 | 0 | 0 | 0 | 0 | 0 | -70858.9504 | 0 | 0 | 0 | 0 | 0 | 0 | 0 | 0 | 206990.6597 | 292250.2184 | 0 | 0 | 0 | 0 | 0 | 0 | 0 | 0 | 0
2016-01-13 01:00 | 0 | 0 | 0 | 0 | 0 | 449710.158 | 0 | 526072 | 0 | 0 | 0 | 0 | 198884.1747 | 0 | 0 | 0 | 0 | 0 | 0 | 3355160.9368 | 0 | 0 | 0 | 0 | 0 | 0 | 0 | 0 | 0 | 0 | 0 | 0 | 70858.9504 | 0 | 0 | 0 | 0 | 0 | 0 | 0 | 0 | 145029.4259 | 292250.2184 | 0 | 0 | 0 | 0 | 0 | 0 | 0 | 0 | 0
2016-01-13 02:00 | 0 | 0 | 0 | 0 | 0 | 519448.1437 | 0 | 519458 | 0 | 0 | 0 | 0 | 198884.1747 | 0 | 0 | 0 | 0 | 0 | 0 | 3355151.0806 | 0 | 0 | 0 | 0 | 0 | 0 | 0 | 0 | 0 | 0 | 0 | 0 | 0 | 0 | 0 | 0 | 0 | 0 | 0 | 0 | 0 | 292240.3621 | 292250.2184 | 0 | 0 | 0 | 0 | 0 | 0 | 0 | 0 | 0
2016-01-13 03:00 | 0 | 0 | 0 | 0 | 0 | 472446.8712 | 0 | 503849 | 0 | 0 | 0 | 0 | 128025.2243 | 0 | 0 | 0 | 0 | 0 | 0 | 3394607.9022 | 0 | 0 | 0 | 0 | 0 | 0 | 0 | 0 | 0 | 0 | 0 | 0 | -70858.9504 | 0 | 0 | 0 | 0 | 0 | 0 | 0 | 0 | 331707.04 | 292250.2184 | 0 | 0 | 0 | 0 | 0 | 0 | 0 | 0 | 0
2016-01-13 04:00 | 0 | 0 | 0 | 0 | 0 | 593784.772 | 0 | 483469 | 0 | 0 | 0 | 0 | 198884.1747 | 0 | 0 | 0 | 0 | 0 | 0 | 3434064.7238 | 0 | 0 | 0 | 0 | 0 | 0 | 0 | 0 | 0 | 0 | 0 | 0 | 70858.9504 | 0 | 0 | 0 | 0 | 0 | 0 | 0 | 0 | 331707.04 | 292250.2184 | 0 | 0 | 0 | 0 | 0 | 0 | 0 | 0 | 0
2016-01-13 05:00 | 0 | 0 | 0 | 0 | 0 | 504937.8216 | 0 | 465481 | 0 | 0 | 0 | 0 | 198884.1747 | 0 | 0 | 0 | 0 | 0 | 0 | 3473521.5454 | 0 | 0 | 0 | 0 | 0 | 0 | 0 | 0 | 0 | 0 | 0 | 0 | 0 | 0 | 0 | 0 | 0 | 0 | 0 | 0 | 0 | 331707.04 | 292250.2184 | 0 | 0 | 0 | 0 | 0 | 0 | 0 | 0 | 0
2016-01-13 06:00 | 0 | 0 | 0 | 0 | 0 | 423520.8712 | 0 | 454923 | 0 | 0 | 0 | 0 | 128025.2243 | 0 | 0 | 0 | 0 | 0 | 0 | 3512978.367 | 0 | 0 | 0 | 0 | 0 | 0 | 0 | 0 | 0 | 0 | 0 | 0 | -70858.9504 | 0 | 0 | 0 | 0 | 0 | 0 | 0 | 0 | 331707.04 | 292250.2184 | 0 | 0 | 0 | 0 | 0 | 0 | 0 | 0 | 0
2016-01-13 07:00 | 0 | 0 | 0 | 0 | 0 | 227483.732 | 0 | 448875 | 0 | 0 | 0 | 0 | 198884.1747 | 0 | 0 | 0 | 0 | 0 | 0 | 3220728.1486 | 0 | 0 | 0 | 0 | 0 | 0 | 0 | 0 | 0 | 0 | 0 | 0 | 70858.9504 | 0 | 0 | 0 | 0 | 0 | 0 | 0 | 0 | 0 | 292250.2184 | 0 | 0 | 0 | 0 | 0 | 0 | 0 | 0 | 0
2016-01-13 08:00 | 0 | 0 | 0 | 0 | 0 | 486885.8216 | 0 | 447429 | 0 | 0 | 0 | 0 | 198884.1747 | 0 | 0 | 0 | 0 | 0 | 0 | 3260184.9703 | 0 | 0 | 0 | 0 | 0 | 0 | 0 | 0 | 0 | 0 | 0 | 0 | 0 | 0 | 0 | 0 | 0 | 0 | 0 | 0 | 0 | 331707.04 | 292250.2184 | 0 | 0 | 0 | 0 | 0 | 0 | 0 | 0 | 0
2016-01-13 09:00 | 0 | 0 | 0 | 0 | 0 | 420805.8712 | 0 | 452208 | 0 | 0 | 0 | 0 | 128025.2243 | 0 | 0 | 0 | 0 | 0 | 0 | 3299641.7919 | 0 | 0 | 0 | 0 | 0 | 0 | 0 | 0 | 0 | 0 | 0 | 0 | -70858.9504 | 0 | 0 | 0 | 0 | 0 | 0 | 0 | 0 | 331707.04 | 292250.2184 | 0 | 0 | 0 | 0 | 0 | 0 | 0 | 0 | 0
2016-01-13 10:00 | 0 | 0 | 0 | 0 | 0 | 580002.772 | 0 | 469687 | 0 | 0 | 0 | 0 | 198884.1747 | 0 | 0 | 0 | 0 | 0 | 0 | 3339098.6135 | 0 | 0 | 0 | 0 | 0 | 0 | 0 | 0 | 0 | 0 | 0 | 0 | 70858.9504 | 0 | 0 | 0 | 0 | 0 | 0 | 0 | 0 | 331707.04 | 292250.2184 | 0 | 0 | 0 | 0 | 0 | 0 | 0 | 0 | 0
2016-01-13 11:00 | 0 | 0 | 0 | 0 | 0 | 213140.7816 | 0 | 505391 | 0 | 0 | 0 | 0 | 198884.1747 | 0 | 0 | 0 | 0 | 0 | 0 | 3046848.3951 | 0 | 0 | 0 | 0 | 0 | 0 | 0 | 0 | 0 | 0 | 0 | 0 | 0 | 0 | 0 | 0 | 0 | 0 | 0 | 0 | 0 | 0 | 292250.2184 | 0 | 0 | 0 | 0 | 0 | 0 | 0 | 0 | 0
2016-01-13 12:00 | 0 | 0 | 0 | 0 | 0 | 505743.8712 | 0 | 537146 | 0 | 0 | 0 | 0 | 128025.2243 | 0 | 0 | 0 | 0 | 0 | 0 | 3086305.2167 | 0 | 0 | 0 | 0 | 0 | 0 | 0 | 0 | 0 | 0 | 0 | 0 | -70858.9504 | 0 | 0 | 0 | 0 | 0 | 0 | 0 | 0 | 331707.04 | 292250.2184 | 0 | 0 | 0 | 0 | 0 | 0 | 0 | 0 | 0
2016-01-13 13:00 | 0 | 0 | 0 | 0 | 0 | 323619.4932 | 1.2388 | 545012 | 0 | 0 | 0 | 0 | 198884.1747 | 0 | 0 | 0 | 0 | 0 | 0 | 2794054.9983 | 0 | 0 | 0 | 0 | 0 | 0 | 0 | 0 | 0 | 0 | 0 | 0 | 70858.9504 | 0 | 0 | 0 | 0 | 0 | 0 | 0 | 0 | 0 | 292250.2184 | 0 | 0 | 0 | 0 | 0 | 0 | 0 | 0 | 0
2016-01-13 14:00 | 0 | 0 | 0 | 0 | 0 | 447844.8137 | 58444.218 | 537234 | 0 | 0 | 0 | 0 | 198884.1747 | 0 | 0 | 0 | 0 | 0 | 0 | 2763110.03 | 0 | 0 | 0 | 0 | 0 | 0 | 0 | 0 | 0 | 0 | 0 | 0 | 0 | 0 | 0 | 0 | 0 | 0 | 0 | 0 | 0 | 261305.2501 | 292250.2184 | 0 | 0 | 0 | 0 | 0 | 0 | 0 | 0 | 0
2016-01-13 15:00 | 0 | 0 | 0 | 0 | 0 | 0 | 509805.9447 | 525619 | 0 | 0 | 0 | 0 | 128025.2243 | 0 | 0 | 0 | 0 | 0 | 0 | 2818155.9251 | 0 | 0 | 0 | 0 | 0 | 0 | 0 | 0 | 0 | 0 | 0 | 0 | -70858.9504 | 0 | 0 | 0 | 0 | 0 | 0 | 0 | 0 | 55045.8951 | 0 | 0 | 0 | 0 | 0 | 0 | 0 | 0 | 0 | 0
2016-01-13 16:00 | 0 | 0 | 0 | 0 | 0 | 199232.8199 | 609848.414 | 512003 | 0 | 0 | 0 | 0 | 141717.9008 | 0 | 0 | 0 | 0 | 0 | 0 | 3101541.4825 | 0 | 0 | 0 | 0 | 0 | 0 | 0 | 0 | 0 | 0 | 0 | 0 | 13692.6765 | 0 | 0 | 0 | 0 | 0 | 0 | 0 | 0 | 283385.5574 | 0 | 0 | 0 | 0 | 0 | 0 | 0 | 0 | 0 | 0
2016-01-13 17:00 | 0 | 0 | 0 | 0 | 0 | 0 | 610542.3496 | 498883 | 0 | 0 | 0 | 0 | 70858.9504 | 0 | 0 | 0 | 0 | 0 | 0 | 3284059.7825 | 0 | 0 | 0 | 0 | 0 | 0 | 0 | 0 | 0 | 0 | 0 | 0 | -70858.9504 | 0 | 0 | 0 | 0 | 0 | 0 | 0 | 0 | 182518.3 | 0 | 0 | 0 | 0 | 0 | 0 | 0 | 0 | 0 | 0
2016-01-13 18:00 | 0 | 0 | 0 | 0 | 0 | 161041.9141 | 587547.1755 | 487741 | 0 | 0 | 0 | 0 | 0 | 0 | 0 | 0 | 0 | 0 | 0 | 3615766.8225 | 0 | 0 | 0 | 0 | 0 | 0 | 0 | 0 | 0 | 0 | 0 | 0 | -70858.9504 | 0 | 0 | 0 | 0 | 0 | 0 | 0 | 0 | 331707.04 | 0 | 0 | 0 | 0 | 0 | 0 | 0 | 0 | 0 | 0
2016-01-13 19:00 | 0 | 0 | 0 | 0 | 0 | 0 | 574266.6916 | 480098 | 0 | 0 | 0 | 0 | 70858.9504 | 0 | 0 | 0 | 0 | 0 | 0 | 3639076.5637 | 0 | 0 | 0 | 0 | 0 | 0 | 0 | 0 | 0 | 0 | 0 | 0 | 70858.9504 | 0 | 0 | 0 | 0 | 0 | 0 | 0 | 0 | 23309.7412 | 0 | 0 | 0 | 0 | 0 | 0 | 0 | 0 | 0 | 0
2016-01-13 20:00 | 0 | 0 | 0 | 0 | 0 | 0 | 589031.7314 | 475714 | 0 | 0 | 0 | 0 | 0 | 0 | 0 | 0 | 0 | 0 | 0 | 3823253.2455 | 0 | 0 | 0 | 0 | 0 | 0 | 0 | 0 | 0 | 0 | 0 | 0 | -70858.9504 | 0 | 0 | 0 | 0 | 0 | 0 | 0 | 0 | 184176.6818 | 0 | 0 | 0 | 0 | 0 | 0 | 0 | 0 | 0 | 0
2016-01-13 21:00 | 0 | 0 | 0 | 0 | 0 | 0 | 602803.7829 | 479086 | 0 | 0 | 0 | 0 | 70858.9504 | 0 | 0 | 0 | 0 | 0 | 0 | 3876112.078 | 0 | 0 | 0 | 0 | 0 | 0 | 0 | 0 | 0 | 0 | 0 | 0 | 70858.9504 | 0 | 0 | 0 | 0 | 0 | 0 | 0 | 0 | 52858.8325 | 0 | 0 | 0 | 0 | 0 | 0 | 0 | 0 | 0 | 0
2016-01-13 22:00 | 0 | 0 | 0 | 0 | 0 | 0 | 518632.9308 | 495539 | 0 | 0 | 0 | 0 | 57166.2739 | 0 | 0 | 0 | 0 | 0 | 0 | 3912898.6854 | 0 | 0 | 0 | 0 | 0 | 0 | 0 | 0 | 0 | 0 | 0 | 0 | -13692.6765 | 0 | 0 | 0 | 0 | 0 | 0 | 0 | 0 | 36786.6073 | 0 | 0 | 0 | 0 | 0 | 0 | 0 | 0 | 0 | 0
2016-01-13 23:00 | 0 | 0 | 0 | 0 | 0 | 480088.9161 | 182995.1326 | 515312 | 0 | 0 | 0 | 0 | 128025.2243 | 0 | 0 | 0 | 0 | 0 | 0 | 3989811.7836 | 0 | 0 | 0 | 0 | 0 | 0 | 0 | 0 | 0 | 0 | 0 | 0 | 70858.9504 | 0 | 0 | 0 | 0 | 0 | 0 | 0 | 0 | 331707.04 | 254793.9417 | 0 | 0 | 0 | 0 | 0 | 0 | 0 | 0 | 0
2016-01-14 | 0 | 0 | 0 | 0 | 0 | 549803.1578 | 4075.4521 | 525731 | 0 | 0 | 0 | 0 | 198884.1747 | 0 | 0 | 0 | 0 | 0 | 0 | 3947100.4431 | 0 | 0 | 0 | 0 | 0 | 0 | 0 | 0 | 0 | 0 | 0 | 0 | 70858.9504 | 0 | 0 | 0 | 0 | 0 | 0 | 0 | 0 | 249538.8778 | 292250.2184 | 0 | 0 | 0 | 0 | 0 | 0 | 0 | 0 | 0
2016-01-14 01:00 | 0 | 0 | 0 | 0 | 0 | 494385.8712 | 0 | 525788 | 0 | 0 | 0 | 0 | 128025.2243 | 0 | 0 | 0 | 0 | 0 | 0 | 3986557.2647 | 0 | 0 | 0 | 0 | 0 | 0 | 0 | 0 | 0 | 0 | 0 | 0 | -70858.9504 | 0 | 0 | 0 | 0 | 0 | 0 | 0 | 0 | 331707.04 | 292250.2184 | 0 | 0 | 0 | 0 | 0 | 0 | 0 | 0 | 0
2016-01-14 02:00 | 0 | 0 | 0 | 0 | 0 | 621730.3597 | 0 | 518221 | 0 | 0 | 0 | 0 | 198884.1747 | 0 | 0 | 0 | 0 | 0 | 0 | 4019207.674 | 0 | 0 | 0 | 0 | 0 | 0 | 0 | 0 | 0 | 0 | 0 | 0 | 70858.9504 | 0 | 0 | 0 | 0 | 0 | 0 | 0 | 0 | 324900.6277 | 292250.2184 | 0 | 0 | 0 | 0 | 0 | 0 | 0 | 0 | 0
2016-01-14 03:00 | 0 | 0 | 0 | 0 | 0 | 206834.7816 | 0 | 499085 | 0 | 0 | 0 | 0 | 198884.1747 | 0 | 0 | 0 | 0 | 0 | 0 | 3726957.4557 | 0 | 0 | 0 | 0 | 0 | 0 | 0 | 0 | 0 | 0 | 0 | 0 | 0 | 0 | 0 | 0 | 0 | 0 | 0 | 0 | 0 | 0 | 292250.2184 | 0 | 0 | 0 | 0 | 0 | 0 | 0 | 0 | 0
2016-01-14 04:00 | 0 | 0 | 0 | 0 | 0 | 405200.0496 | 0 | 476059 | 0 | 0 | 0 | 0 | 128025.2243 | 0 | 0 | 0 | 0 | 0 | 0 | 3726957.4557 | 0 | 0 | 0 | 0 | 0 | 0 | 0 | 0 | 0 | 0 | 0 | 0 | -70858.9504 | 0 | 0 | 0 | 0 | 0 | 0 | 0 | 0 | 0 | 0 | 0 | 0 | 0 | 0 | 0 | 0 | 0 | 0 | 0
2016-01-14 05:00 | 0 | 0 | 0 | 0 | 0 | 526825.9504 | 0 | 455967 | 0 | 0 | 0 | 0 | 198884.1747 | 0 | 0 | 0 | 0 | 0 | 0 | 3726957.4557 | 0 | 0 | 0 | 0 | 0 | 0 | 0 | 0 | 0 | 0 | 0 | 0 | 70858.9504 | 0 | 0 | 0 | 0 | 0 | 0 | 0 | 0 | 0 | 0 | 0 | 0 | 0 | 0 | 0 | 0 | 0 | 0 | 0
2016-01-14 06:00 | 0 | 0 | 0 | 0 | 0 | 443426 | 0 | 443426 | 0 | 0 | 0 | 0 | 198884.1747 | 0 | 0 | 0 | 0 | 0 | 0 | 3726957.4557 | 0 | 0 | 0 | 0 | 0 | 0 | 0 | 0 | 0 | 0 | 0 | 0 | 0 | 0 | 0 | 0 | 0 | 0 | 0 | 0 | 0 | 0 | 0 | 0 | 0 | 0 | 0 | 0 | 0 | 0 | 0 | 0
2016-01-14 07:00 | 0 | 0 | 0 | 0 | 0 | 363766.0496 | 0 | 434625 | 0 | 0 | 0 | 0 | 128025.2243 | 0 | 0 | 0 | 0 | 0 | 0 | 3726957.4557 | 0 | 0 | 0 | 0 | 0 | 0 | 0 | 0 | 0 | 0 | 0 | 0 | -70858.9504 | 0 | 0 | 0 | 0 | 0 | 0 | 0 | 0 | 0 | 0 | 0 | 0 | 0 | 0 | 0 | 0 | 0 | 0 | 0
2016-01-14 08:00 | 0 | 0 | 0 | 0 | 0 | 501181.9504 | 0 | 430323 | 0 | 0 | 0 | 0 | 198884.1747 | 0 | 0 | 0 | 0 | 0 | 0 | 3726957.4557 | 0 | 0 | 0 | 0 | 0 | 0 | 0 | 0 | 0 | 0 | 0 | 0 | 70858.9504 | 0 | 0 | 0 | 0 | 0 | 0 | 0 | 0 | 0 | 0 | 0 | 0 | 0 | 0 | 0 | 0 | 0 | 0 | 0
2016-01-14 09:00 | 0 | 0 | 0 | 0 | 0 | 433882 | 0 | 433882 | 0 | 0 | 0 | 0 | 198884.1747 | 0 | 0 | 0 | 0 | 0 | 0 | 3726957.4557 | 0 | 0 | 0 | 0 | 0 | 0 | 0 | 0 | 0 | 0 | 0 | 0 | 0 | 0 | 0 | 0 | 0 | 0 | 0 | 0 | 0 | 0 | 0 | 0 | 0 | 0 | 0 | 0 | 0 | 0 | 0 | 0
2016-01-14 10:00 | 0 | 0 | 0 | 0 | 0 | 391881.7261 | 0 | 449048 | 0 | 0 | 0 | 0 | 141717.9008 | 0 | 0 | 0 | 0 | 0 | 0 | 3726957.4557 | 0 | 0 | 0 | 0 | 0 | 0 | 0 | 0 | 0 | 0 | 0 | 0 | -57166.2739 | 0 | 0 | 0 | 0 | 0 | 0 | 0 | 0 | 0 | 0 | 0 | 0 | 0 | 0 | 0 | 0 | 0 | 0 | 0
2016-01-14 11:00 | 0 | 0 | 0 | 0 | 0 | 451275.8712 | 0 | 482678 | 0 | 0 | 0 | 0 | 70858.9504 | 0 | 0 | 0 | 0 | 0 | 0 | 3766414.2773 | 0 | 0 | 0 | 0 | 0 | 0 | 0 | 0 | 0 | 0 | 0 | 0 | -70858.9504 | 0 | 0 | 0 | 0 | 0 | 0 | 0 | 0 | 331707.04 | 292250.2184 | 0 | 0 | 0 | 0 | 0 | 0 | 0 | 0 | 0
2016-01-14 12:00 | 0 | 0 | 0 | 0 | 0 | 480422.8712 | 0 | 511825 | 0 | 0 | 0 | 0 | 0 | 0 | 0 | 0 | 0 | 0 | 0 | 3805871.0989 | 0 | 0 | 0 | 0 | 0 | 0 | 0 | 0 | 0 | 0 | 0 | 0 | -70858.9504 | 0 | 0 | 0 | 0 | 0 | 0 | 0 | 0 | 331707.04 | 292250.2184 | 0 | 0 | 0 | 0 | 0 | 0 | 0 | 0 | 0
2016-01-14 13:00 | 0 | 0 | 0 | 0 | 0 | 629249.772 | 0 | 518934 | 0 | 0 | 0 | 0 | 70858.9504 | 0 | 0 | 0 | 0 | 0 | 0 | 3845327.9205 | 0 | 0 | 0 | 0 | 0 | 0 | 0 | 0 | 0 | 0 | 0 | 0 | 70858.9504 | 0 | 0 | 0 | 0 | 0 | 0 | 0 | 0 | 331707.04 | 292250.2184 | 0 | 0 | 0 | 0 | 0 | 0 | 0 | 0 | 0
2016-01-14 14:00 | 0 | 0 | 0 | 0 | 0 | 558929.1231 | 137034.9441 | 511165 | 0 | 0 | 0 | 0 | 141717.9008 | 0 | 0 | 0 | 0 | 0 | 0 | 3959268.0373 | 0 | 0 | 0 | 0 | 0 | 0 | 0 | 0 | 0 | 0 | 0 | 0 | 70858.9504 | 0 | 0 | 0 | 0 | 0 | 0 | 0 | 0 | 113940.1168 | 0 | 0 | 0 | 0 | 0 | 0 | 0 | 0 | 0 | 0
2016-01-14 15:00 | 0 | 0 | 0 | 0 | 0 | 0 | 505928.4805 | 499774 | 0 | 0 | 0 | 0 | 147872.3813 | 0 | 0 | 0 | 0 | 0 | 0 | 3959268.0373 | 0 | 0 | 0 | 0 | 0 | 0 | 0 | 0 | 0 | 0 | 0 | 0 | 6154.4805 | 0 | 0 | 0 | 0 | 0 | 0 | 0 | 0 | 0 | 0 | 0 | 0 | 0 | 0 | 0 | 0 | 0 | 0 | 0
2016-01-14 16:00 | 0 | 0 | 0 | 0 | 0 | 0 | 615665.899 | 485758 | 0 | 0 | 0 | 0 | 77013.4309 | 0 | 0 | 0 | 0 | 0 | 0 | 4160034.8867 | 0 | 0 | 0 | 0 | 0 | 0 | 0 | 0 | 0 | 0 | 0 | 0 | -70858.9504 | 0 | 0 | 0 | 0 | 0 | 0 | 0 | 0 | 200766.8494 | 0 | 0 | 0 | 0 | 0 | 0 | 0 | 0 | 0 | 0
2016-01-14 17:00 | 0 | 0 | 0 | 0 | 0 | 0 | 634503.2035 | 471708 | 0 | 0 | 0 | 0 | 147872.3813 | 0 | 0 | 0 | 0 | 0 | 0 | 4251971.1398 | 0 | 0 | 0 | 0 | 0 | 0 | 0 | 0 | 0 | 0 | 0 | 0 | 70858.9504 | 0 | 0 | 0 | 0 | 0 | 0 | 0 | 0 | 91936.2531 | 0 | 0 | 0 | 0 | 0 | 0 | 0 | 0 | 0 | 0
2016-01-14 18:00 | 0 | 0 | 0 | 0 | 0 | 198289.4443 | 610248.5451 | 461997 | 0 | 0 | 0 | 0 | 162706.3306 | 0 | 0 | 0 | 0 | 0 | 0 | 4583678.1798 | 0 | 0 | 0 | 0 | 0 | 0 | 0 | 0 | 0 | 0 | 0 | 0 | 14833.9494 | 0 | 0 | 0 | 0 | 0 | 0 | 0 | 0 | 331707.04 | 0 | 0 | 0 | 0 | 0 | 0 | 0 | 0 | 0 | 0
2016-01-14 19:00 | 0 | 0 | 0 | 0 | 0 | 0 | 589845.2603 | 454127 | 0 | 0 | 0 | 0 | 198884.1747 | 0 | 0 | 0 | 0 | 0 | 0 | 4683218.596 | 0 | 0 | 0 | 0 | 0 | 0 | 0 | 0 | 0 | 0 | 0 | 0 | 36177.844 | 0 | 0 | 0 | 0 | 0 | 0 | 0 | 0 | 99540.4162 | 0 | 0 | 0 | 0 | 0 | 0 | 0 | 0 | 0 | 0
2016-01-14 20:00 | 0 | 0 | 0 | 0 | 0 | 0 | 597971.1898 | 449692 | 0 | 0 | 0 | 0 | 128025.2243 | 0 | 0 | 0 | 0 | 0 | 0 | 4902356.7362 | 0 | 0 | 0 | 0 | 0 | 0 | 0 | 0 | 0 | 0 | 0 | 0 | -70858.9504 | 0 | 0 | 0 | 0 | 0 | 0 | 0 | 0 | 219138.1402 | 0 | 0 | 0 | 0 | 0 | 0 | 0 | 0 | 0 | 0
2016-01-14 21:00 | 0 | 0 | 0 | 0 | 0 | 0 | 609356.3602 | 451533 | 0 | 0 | 0 | 0 | 198884.1747 | 0 | 0 | 0 | 0 | 0 | 0 | 4989321.1461 | 0 | 0 | 0 | 0 | 0 | 0 | 0 | 0 | 0 | 0 | 0 | 0 | 70858.9504 | 0 | 0 | 0 | 0 | 0 | 0 | 0 | 0 | 86964.4098 | 0 | 0 | 0 | 0 | 0 | 0 | 0 | 0 | 0 | 0
2016-01-14 22:00 | 0 | 0 | 0 | 0 | 0 | 0 | 530989.3746 | 463636 | 0 | 0 | 0 | 0 | 128025.2243 | 0 | 0 | 0 | 0 | 0 | 0 | 5127533.471 | 0 | 0 | 0 | 0 | 0 | 0 | 0 | 0 | 0 | 0 | 0 | 0 | -70858.9504 | 0 | 0 | 0 | 0 | 0 | 0 | 0 | 0 | 138212.325 | 0 | 0 | 0 | 0 | 0 | 0 | 0 | 0 | 0 | 0
2016-01-14 23:00 | 0 | 0 | 0 | 0 | 0 | 643423.526 | 204871.2151 | 481986 | 0 | 0 | 0 | 0 | 198884.1747 | 0 | 0 | 0 | 0 | 0 | 0 | 5422983.2617 | 0 | 0 | 0 | 0 | 0 | 0 | 0 | 0 | 0 | 0 | 0 | 0 | 70858.9504 | 0 | 0 | 0 | 0 | 0 | 0 | 0 | 0 | 295449.7907 | 0 | 0 | 0 | 0 | 0 | 0 | 0 | 0 | 0 | 0
2016-01-15 | 0 | 0 | 0 | 0 | 0 | 659075.0984 | 2797.1452 | 491071 | 0 | 0 | 0 | 0 | 128025.2243 | 0 | 0 | 0 | 0 | 0 | 0 | 5664643.4558 | 0 | 0 | 0 | 0 | 0 | 0 | 0 | 0 | 0 | 0 | 0 | 0 | -70858.9504 | 0 | 0 | 0 | 0 | 0 | 0 | 0 | 0 | 241660.1941 | 0 | 0 | 0 | 0 | 0 | 0 | 0 | 0 | 0 | 0
2016-01-15 01:00 | 0 | 0 | 0 | 0 | 0 | 561822.9504 | 0 | 490964 | 0 | 0 | 0 | 0 | 198884.1747 | 0 | 0 | 0 | 0 | 0 | 0 | 5664643.4558 | 0 | 0 | 0 | 0 | 0 | 0 | 0 | 0 | 0 | 0 | 0 | 0 | 70858.9504 | 0 | 0 | 0 | 0 | 0 | 0 | 0 | 0 | 0 | 0 | 0 | 0 | 0 | 0 | 0 | 0 | 0 | 0 | 0
2016-01-15 02:00 | 0 | 0 | 0 | 0 | 0 | 482259 | 0 | 482259 | 0 | 0 | 0 | 0 | 198884.1747 | 0 | 0 | 0 | 0 | 0 | 0 | 5664643.4558 | 0 | 0 | 0 | 0 | 0 | 0 | 0 | 0 | 0 | 0 | 0 | 0 | 0 | 0 | 0 | 0 | 0 | 0 | 0 | 0 | 0 | 0 | 0 | 0 | 0 | 0 | 0 | 0 | 0 | 0 | 0 | 0
2016-01-15 03:00 | 0 | 0 | 0 | 0 | 0 | 391834.0496 | 0 | 462693 | 0 | 0 | 0 | 0 | 128025.2243 | 0 | 0 | 0 | 0 | 0 | 0 | 5664643.4558 | 0 | 0 | 0 | 0 | 0 | 0 | 0 | 0 | 0 | 0 | 0 | 0 | -70858.9504 | 0 | 0 | 0 | 0 | 0 | 0 | 0 | 0 | 0 | 0 | 0 | 0 | 0 | 0 | 0 | 0 | 0 | 0 | 0
2016-01-15 04:00 | 0 | 0 | 0 | 0 | 0 | 511593.9504 | 0 | 440735 | 0 | 0 | 0 | 0 | 198884.1747 | 0 | 0 | 0 | 0 | 0 | 0 | 5664643.4558 | 0 | 0 | 0 | 0 | 0 | 0 | 0 | 0 | 0 | 0 | 0 | 0 | 70858.9504 | 0 | 0 | 0 | 0 | 0 | 0 | 0 | 0 | 0 | 0 | 0 | 0 | 0 | 0 | 0 | 0 | 0 | 0 | 0
2016-01-15 05:00 | 0 | 0 | 0 | 0 | 0 | 420298 | 0 | 420298 | 0 | 0 | 0 | 0 | 198884.1747 | 0 | 0 | 0 | 0 | 0 | 0 | 5664643.4558 | 0 | 0 | 0 | 0 | 0 | 0 | 0 | 0 | 0 | 0 | 0 | 0 | 0 | 0 | 0 | 0 | 0 | 0 | 0 | 0 | 0 | 0 | 0 | 0 | 0 | 0 | 0 | 0 | 0 | 0 | 0 | 0
2016-01-15 06:00 | 0 | 0 | 0 | 0 | 0 | 635492.9094 | 0 | 406086 | 0 | 0 | 0 | 0 | 128025.2243 | 0 | 0 | 0 | 0 | 0 | 0 | 5964909.3156 | 0 | 0 | 0 | 0 | 0 | 0 | 0 | 0 | 0 | 0 | 0 | 0 | -70858.9504 | 0 | 0 | 0 | 0 | 0 | 0 | 0 | 0 | 300265.8598 | 0 | 0 | 0 | 0 | 0 | 0 | 0 | 0 | 0 | 0
2016-01-15 07:00 | 0 | 0 | 0 | 0 | 0 | 467900.9504 | 0 | 397042 | 0 | 0 | 0 | 0 | 198884.1747 | 0 | 0 | 0 | 0 | 0 | 0 | 5964909.3156 | 0 | 0 | 0 | 0 | 0 | 0 | 0 | 0 | 0 | 0 | 0 | 0 | 70858.9504 | 0 | 0 | 0 | 0 | 0 | 0 | 0 | 0 | 0 | 0 | 0 | 0 | 0 | 0 | 0 | 0 | 0 | 0 | 0
2016-01-15 08:00 | 0 | 0 | 0 | 0 | 0 | 609988.561 | 0 | 392675 | 0 | 0 | 0 | 0 | 198884.1747 | 0 | 0 | 0 | 0 | 0 | 0 | 6182222.8765 | 0 | 0 | 0 | 0 | 0 | 0 | 0 | 0 | 0 | 0 | 0 | 0 | 0 | 0 | 0 | 0 | 0 | 0 | 0 | 0 | 0 | 217313.561 | 0 | 0 | 0 | 0 | 0 | 0 | 0 | 0 | 0 | 0
2016-01-15 09:00 | 0 | 0 | 0 | 0 | 0 | 323902.0496 | 0 | 394761 | 0 | 0 | 0 | 0 | 128025.2243 | 0 | 0 | 0 | 0 | 0 | 0 | 6182222.8765 | 0 | 0 | 0 | 0 | 0 | 0 | 0 | 0 | 0 | 0 | 0 | 0 | -70858.9504 | 0 | 0 | 0 | 0 | 0 | 0 | 0 | 0 | 0 | 0 | 0 | 0 | 0 | 0 | 0 | 0 | 0 | 0 | 0
2016-01-15 10:00 | 0 | 0 | 0 | 0 | 0 | 478217.9504 | 0 | 407359 | 0 | 0 | 0 | 0 | 198884.1747 | 0 | 0 | 0 | 0 | 0 | 0 | 6182222.8765 | 0 | 0 | 0 | 0 | 0 | 0 | 0 | 0 | 0 | 0 | 0 | 0 | 70858.9504 | 0 | 0 | 0 | 0 | 0 | 0 | 0 | 0 | 0 | 0 | 0 | 0 | 0 | 0 | 0 | 0 | 0 | 0 | 0
2016-01-15 11:00 | 0 | 0 | 0 | 0 | 0 | 365807.0496 | 0 | 436666 | 0 | 0 | 0 | 0 | 128025.2243 | 0 | 0 | 0 | 0 | 0 | 0 | 6182222.8765 | 0 | 0 | 0 | 0 | 0 | 0 | 0 | 0 | 0 | 0 | 0 | 0 | -70858.9504 | 0 | 0 | 0 | 0 | 0 | 0 | 0 | 0 | 0 | 0 | 0 | 0 | 0 | 0 | 0 | 0 | 0 | 0 | 0
2016-01-15 12:00 | 0 | 0 | 0 | 0 | 0 | 541070.4043 | 0 | 466185 | 0 | 0 | 0 | 0 | 198884.1747 | 0 | 0 | 0 | 0 | 0 | 0 | 6186249.3305 | 0 | 0 | 0 | 0 | 0 | 0 | 0 | 0 | 0 | 0 | 0 | 0 | 70858.9504 | 0 | 0 | 0 | 0 | 0 | 0 | 0 | 0 | 296276.6723 | 292250.2184 | 0 | 0 | 0 | 0 | 0 | 0 | 0 | 0 | 0
2016-01-15 13:00 | 0 | 0 | 0 | 0 | 0 | 446147.2151 | 2.6561 | 477552 | 0 | 0 | 0 | 0 | 128025.2243 | 0 | 0 | 0 | 0 | 0 | 0 | 6225706.1521 | 0 | 0 | 0 | 0 | 0 | 0 | 0 | 0 | 0 | 0 | 0 | 0 | -70858.9504 | 0 | 0 | 0 | 0 | 0 | 0 | 0 | 0 | 331707.04 | 292250.2184 | 0 | 0 | 0 | 0 | 0 | 0 | 0 | 0 | 0
2016-01-15 14:00 | 0 | 0 | 0 | 0 | 0 | 379418.764 | 147182.45 | 480240 | 0 | 0 | 0 | 0 | 198884.1747 | 0 | 0 | 0 | 0 | 0 | 0 | 6201208.4156 | 0 | 0 | 0 | 0 | 0 | 0 | 0 | 0 | 0 | 0 | 0 | 0 | 70858.9504 | 0 | 0 | 0 | 0 | 0 | 0 | 0 | 0 | 267752.482 | 292250.2184 | 0 | 0 | 0 | 0 | 0 | 0 | 0 | 0 | 0
2016-01-15 15:00 | 0 | 0 | 0 | 0 | 0 | 286329.9705 | 352035.1344 | 481526 | 0 | 0 | 0 | 0 | 128025.2243 | 0 | 0 | 0 | 0 | 0 | 0 | 6428906.471 | 0 | 0 | 0 | 0 | 0 | 0 | 0 | 0 | 0 | 0 | 0 | 0 | -70858.9504 | 0 | 0 | 0 | 0 | 0 | 0 | 0 | 0 | 227698.0554 | 0 | 0 | 0 | 0 | 0 | 0 | 0 | 0 | 0 | 0
2016-01-15 16:00 | 0 | 0 | 0 | 0 | 0 | 258892.4661 | 473044.1708 | 477244 | 0 | 0 | 0 | 0 | 163113.8874 | 0 | 0 | 0 | 0 | 0 | 0 | 6648510.4448 | 0 | 0 | 0 | 0 | 0 | 0 | 0 | 0 | 0 | 0 | 0 | 0 | 35088.6631 | 0 | 0 | 0 | 0 | 0 | 0 | 0 | 0 | 219603.9738 | 0 | 0 | 0 | 0 | 0 | 0 | 0 | 0 | 0 | 0
2016-01-15 17:00 | 0 | 0 | 0 | 0 | 0 | 0 | 506305.2873 | 470535 | 0 | 0 | 0 | 0 | 198884.1747 | 0 | 0 | 0 | 0 | 0 | 0 | 6648510.4448 | 0 | 0 | 0 | 0 | 0 | 0 | 0 | 0 | 0 | 0 | 0 | 0 | 35770.2873 | 0 | 0 | 0 | 0 | 0 | 0 | 0 | 0 | 0 | 0 | 0 | 0 | 0 | 0 | 0 | 0 | 0 | 0 | 0
2016-01-15 18:00 | 0 | 0 | 0 | 0 | 0 | 0 | 499973.6179 | 464809 | 0 | 0 | 0 | 0 | 128025.2243 | 0 | 0 | 0 | 0 | 0 | 0 | 6754534.0131 | 0 | 0 | 0 | 0 | 0 | 0 | 0 | 0 | 0 | 0 | 0 | 0 | -70858.9504 | 0 | 0 | 0 | 0 | 0 | 0 | 0 | 0 | 106023.5683 | 0 | 0 | 0 | 0 | 0 | 0 | 0 | 0 | 0 | 0
2016-01-15 19:00 | 0 | 0 | 0 | 0 | 0 | 251929.9966 | 493973.0916 | 459306 | 0 | 0 | 0 | 0 | 198884.1747 | 0 | 0 | 0 | 0 | 0 | 0 | 6970272.151 | 0 | 0 | 0 | 0 | 0 | 0 | 0 | 0 | 0 | 0 | 0 | 0 | 70858.9504 | 0 | 0 | 0 | 0 | 0 | 0 | 0 | 0 | 215738.1379 | 0 | 0 | 0 | 0 | 0 | 0 | 0 | 0 | 0 | 0
2016-01-15 20:00 | 0 | 0 | 0 | 0 | 0 | 0 | 489334.3815 | 455638 | 0 | 0 | 0 | 0 | 198884.1747 | 0 | 0 | 0 | 0 | 0 | 0 | 7003968.5325 | 0 | 0 | 0 | 0 | 0 | 0 | 0 | 0 | 0 | 0 | 0 | 0 | 0 | 0 | 0 | 0 | 0 | 0 | 0 | 0 | 0 | 33696.3815 | 0 | 0 | 0 | 0 | 0 | 0 | 0 | 0 | 0 | 0
2016-01-15 21:00 | 0 | 0 | 0 | 0 | 0 | 270142.1252 | 476551.3939 | 456911 | 0 | 0 | 0 | 0 | 198884.1747 | 0 | 0 | 0 | 0 | 0 | 0 | 7293751.0515 | 0 | 0 | 0 | 0 | 0 | 0 | 0 | 0 | 0 | 0 | 0 | 0 | 0 | 0 | 0 | 0 | 0 | 0 | 0 | 0 | 0 | 289782.519 | 0 | 0 | 0 | 0 | 0 | 0 | 0 | 0 | 0 | 0
2016-01-15 22:00 | 0 | 0 | 0 | 0 | 0 | 0 | 419877.2688 | 464155 | 0 | 0 | 0 | 0 | 154124.8505 | 0 | 0 | 0 | 0 | 0 | 0 | 7294232.6445 | 0 | 0 | 0 | 0 | 0 | 0 | 0 | 0 | 0 | 0 | 0 | 0 | -44759.3242 | 0 | 0 | 0 | 0 | 0 | 0 | 0 | 0 | 481.593 | 0 | 0 | 0 | 0 | 0 | 0 | 0 | 0 | 0 | 0
2016-01-15 23:00 | 0 | 0 | 0 | 0 | 0 | 316561.4147 | 200061.9095 | 471864 | 0 | 0 | 0 | 0 | 198884.1747 | 0 | 0 | 0 | 0 | 0 | 0 | 7294232.6445 | 0 | 0 | 0 | 0 | 0 | 0 | 0 | 0 | 0 | 0 | 0 | 0 | 44759.3242 | 0 | 0 | 0 | 0 | 0 | 0 | 0 | 0 | 0 | 0 | 0 | 0 | 0 | 0 | 0 | 0 | 0 | 0 | 0
2016-01-16 | 0 | 0 | 0 | 0 | 0 | 333846.5231 | 6115.4269 | 473518 | 0 | 0 | 0 | 0 | 198884.1747 | 0 | 0 | 0 | 0 | 0 | 0 | 7160676.5945 | 0 | 0 | 0 | 0 | 0 | 0 | 0 | 0 | 0 | 0 | 0 | 0 | 0 | 0 | 0 | 0 | 0 | 0 | 0 | 0 | 0 | 158694.1684 | 292250.2184 | 0 | 0 | 0 | 0 | 0 | 0 | 0 | 0 | 0
2016-01-16 01:00 | 0 | 0 | 0 | 0 | 0 | 332809.7539 | 0 | 469990 | 0 | 0 | 0 | 0 | 128025.2243 | 0 | 0 | 0 | 0 | 0 | 0 | 7094355.2987 | 0 | 0 | 0 | 0 | 0 | 0 | 0 | 0 | 0 | 0 | 0 | 0 | -70858.9504 | 0 | 0 | 0 | 0 | 0 | 0 | 0 | 0 | 225928.9227 | 292250.2184 | 0 | 0 | 0 | 0 | 0 | 0 | 0 | 0 | 0
2016-01-16 02:00 | 0 | 0 | 0 | 0 | 0 | 324379.5659 | 0 | 462067 | 0 | 0 | 0 | 0 | 128025.2243 | 0 | 0 | 0 | 0 | 0 | 0 | 6956667.8647 | 0 | 0 | 0 | 0 | 0 | 0 | 0 | 0 | 0 | 0 | 0 | 0 | 0 | 0 | 0 | 0 | 0 | 0 | 0 | 0 | 0 | 154562.7843 | 292250.2184 | 0 | 0 | 0 | 0 | 0 | 0 | 0 | 0 | 0
2016-01-16 03:00 | 0 | 0 | 0 | 0 | 0 | 319350.4587 | 0 | 446898 | 0 | 0 | 0 | 0 | 198884.1747 | 0 | 0 | 0 | 0 | 0 | 0 | 6758261.373 | 0 | 0 | 0 | 0 | 0 | 0 | 0 | 0 | 0 | 0 | 0 | 0 | 70858.9504 | 0 | 0 | 0 | 0 | 0 | 0 | 0 | 0 | 93843.7267 | 292250.2184 | 0 | 0 | 0 | 0 | 0 | 0 | 0 | 0 | 0
2016-01-16 04:00 | 0 | 0 | 0 | 0 | 0 | 316584.2569 | 0 | 429098 | 0 | 0 | 0 | 0 | 198884.1747 | 0 | 0 | 0 | 0 | 0 | 0 | 6645747.6299 | 0 | 0 | 0 | 0 | 0 | 0 | 0 | 0 | 0 | 0 | 0 | 0 | 0 | 0 | 0 | 0 | 0 | 0 | 0 | 0 | 0 | 179736.4753 | 292250.2184 | 0 | 0 | 0 | 0 | 0 | 0 | 0 | 0 | 0
2016-01-16 05:00 | 0 | 0 | 0 | 0 | 0 | 313201.858 | 0 | 411200 | 0 | 0 | 0 | 0 | 198884.1747 | 0 | 0 | 0 | 0 | 0 | 0 | 6547749.4878 | 0 | 0 | 0 | 0 | 0 | 0 | 0 | 0 | 0 | 0 | 0 | 0 | 0 | 0 | 0 | 0 | 0 | 0 | 0 | 0 | 0 | 194252.0763 | 292250.2184 | 0 | 0 | 0 | 0 | 0 | 0 | 0 | 0 | 0
2016-01-16 06:00 | 0 | 0 | 0 | 0 | 0 | 105256.7816 | 0 | 397507 | 0 | 0 | 0 | 0 | 198884.1747 | 0 | 0 | 0 | 0 | 0 | 0 | 6255499.2694 | 0 | 0 | 0 | 0 | 0 | 0 | 0 | 0 | 0 | 0 | 0 | 0 | 0 | 0 | 0 | 0 | 0 | 0 | 0 | 0 | 0 | 0 | 292250.2184 | 0 | 0 | 0 | 0 | 0 | 0 | 0 | 0 | 0
2016-01-16 07:00 | 0 | 0 | 0 | 0 | 0 | 313768.424 | 0 | 388116 | 0 | 0 | 0 | 0 | 128025.2243 | 0 | 0 | 0 | 0 | 0 | 0 | 6252010.6439 | 0 | 0 | 0 | 0 | 0 | 0 | 0 | 0 | 0 | 0 | 0 | 0 | -70858.9504 | 0 | 0 | 0 | 0 | 0 | 0 | 0 | 0 | 288761.5928 | 292250.2184 | 0 | 0 | 0 | 0 | 0 | 0 | 0 | 0 | 0
2016-01-16 08:00 | 0 | 0 | 0 | 0 | 0 | 20225.8312 | 0 | 383335 | 0 | 0 | 0 | 0 | 57166.2739 | 0 | 0 | 0 | 0 | 0 | 0 | 5959760.4255 | 0 | 0 | 0 | 0 | 0 | 0 | 0 | 0 | 0 | 0 | 0 | 0 | -70858.9504 | 0 | 0 | 0 | 0 | 0 | 0 | 0 | 0 | 0 | 292250.2184 | 0 | 0 | 0 | 0 | 0 | 0 | 0 | 0 | 0
2016-01-16 09:00 | 0 | 0 | 0 | 0 | 0 | 316738.5102 | 0 | 382836 | 0 | 0 | 0 | 0 | 0 | 0 | 0 | 0 | 0 | 0 | 0 | 5950829.2096 | 0 | 0 | 0 | 0 | 0 | 0 | 0 | 0 | 0 | 0 | 0 | 0 | -57166.2739 | 0 | 0 | 0 | 0 | 0 | 0 | 0 | 0 | 283319.0025 | 292250.2184 | 0 | 0 | 0 | 0 | 0 | 0 | 0 | 0 | 0
2016-01-16 10:00 | 0 | 0 | 0 | 0 | 0 | 326797.4001 | 0 | 388193 | 0 | 0 | 0 | 0 | 70858.9504 | 0 | 0 | 0 | 0 | 0 | 0 | 5818574.6593 | 0 | 0 | 0 | 0 | 0 | 0 | 0 | 0 | 0 | 0 | 0 | 0 | 70858.9504 | 0 | 0 | 0 | 0 | 0 | 0 | 0 | 0 | 159995.6681 | 292250.2184 | 0 | 0 | 0 | 0 | 0 | 0 | 0 | 0 | 0
2016-01-16 11:00 | 0 | 0 | 0 | 0 | 0 | 342705.3652 | 0 | 398613 | 0 | 0 | 0 | 0 | 0 | 0 | 0 | 0 | 0 | 0 | 0 | 5833525.9749 | 0 | 0 | 0 | 0 | 0 | 0 | 0 | 0 | 0 | 0 | 0 | 0 | -70858.9504 | 0 | 0 | 0 | 0 | 0 | 0 | 0 | 0 | 307201.5339 | 292250.2184 | 0 | 0 | 0 | 0 | 0 | 0 | 0 | 0 | 0
2016-01-16 12:00 | 0 | 0 | 0 | 0 | 0 | 347463.5056 | 0 | 414957 | 0 | 0 | 0 | 0 | 70858.9504 | 0 | 0 | 0 | 0 | 0 | 0 | 5695173.5301 | 0 | 0 | 0 | 0 | 0 | 0 | 0 | 0 | 0 | 0 | 0 | 0 | 70858.9504 | 0 | 0 | 0 | 0 | 0 | 0 | 0 | 0 | 153897.7736 | 292250.2184 | 0 | 0 | 0 | 0 | 0 | 0 | 0 | 0 | 0
2016-01-16 13:00 | 0 | 0 | 0 | 0 | 0 | 346867.8729 | 0 | 431737 | 0 | 0 | 0 | 0 | 0 | 0 | 0 | 0 | 0 | 0 | 0 | 5681163.3534 | 0 | 0 | 0 | 0 | 0 | 0 | 0 | 0 | 0 | 0 | 0 | 0 | -70858.9504 | 0 | 0 | 0 | 0 | 0 | 0 | 0 | 0 | 278240.0417 | 292250.2184 | 0 | 0 | 0 | 0 | 0 | 0 | 0 | 0 | 0
2016-01-16 14:00 | 0 | 0 | 0 | 0 | 0 | 313109.2576 | 59243.2318 | 445036 | 0 | 0 | 0 | 0 | 47732.7439 | 0 | 0 | 0 | 0 | 0 | 0 | 5560747.0989 | 0 | 0 | 0 | 0 | 0 | 0 | 0 | 0 | 0 | 0 | 0 | 0 | 47732.7439 | 0 | 0 | 0 | 0 | 0 | 0 | 0 | 0 | 171833.9639 | 292250.2184 | 0 | 0 | 0 | 0 | 0 | 0 | 0 | 0 | 0
2016-01-16 15:00 | 0 | 0 | 0 | 0 | 0 | 263037.3732 | 393898.6295 | 450767 | 0 | 0 | 0 | 0 | 118591.6943 | 0 | 0 | 0 | 0 | 0 | 0 | 5696057.1512 | 0 | 0 | 0 | 0 | 0 | 0 | 0 | 0 | 0 | 0 | 0 | 0 | 70858.9504 | 0 | 0 | 0 | 0 | 0 | 0 | 0 | 0 | 135310.0523 | 0 | 0 | 0 | 0 | 0 | 0 | 0 | 0 | 0 | 0
2016-01-16 16:00 | 0 | 0 | 0 | 0 | 0 | 255189.0376 | 498194.7536 | 449596 | 0 | 0 | 0 | 0 | 189450.6447 | 0 | 0 | 0 | 0 | 0 | 0 | 5928985.992 | 0 | 0 | 0 | 0 | 0 | 0 | 0 | 0 | 0 | 0 | 0 | 0 | 70858.9504 | 0 | 0 | 0 | 0 | 0 | 0 | 0 | 0 | 232928.8408 | 0 | 0 | 0 | 0 | 0 | 0 | 0 | 0 | 0 | 0
2016-01-16 17:00 | 0 | 0 | 0 | 0 | 0 | 267349.5094 | 518967.0606 | 445176 | 0 | 0 | 0 | 0 | 198884.1747 | 0 | 0 | 0 | 0 | 0 | 0 | 6260693.032 | 0 | 0 | 0 | 0 | 0 | 0 | 0 | 0 | 0 | 0 | 0 | 0 | 9433.53 | 0 | 0 | 0 | 0 | 0 | 0 | 0 | 0 | 331707.04 | 0 | 0 | 0 | 0 | 0 | 0 | 0 | 0 | 0 | 0
2016-01-16 18:00 | 0 | 0 | 0 | 0 | 0 | 0 | 506415.304 | 438693 | 0 | 0 | 0 | 0 | 128025.2243 | 0 | 0 | 0 | 0 | 0 | 0 | 6399274.2864 | 0 | 0 | 0 | 0 | 0 | 0 | 0 | 0 | 0 | 0 | 0 | 0 | -70858.9504 | 0 | 0 | 0 | 0 | 0 | 0 | 0 | 0 | 138581.2544 | 0 | 0 | 0 | 0 | 0 | 0 | 0 | 0 | 0 | 0
2016-01-16 19:00 | 0 | 0 | 0 | 0 | 0 | 301764.4333 | 500415.9965 | 433491 | 0 | 0 | 0 | 0 | 198884.1747 | 0 | 0 | 0 | 0 | 0 | 0 | 6697104.7658 | 0 | 0 | 0 | 0 | 0 | 0 | 0 | 0 | 0 | 0 | 0 | 0 | 70858.9504 | 0 | 0 | 0 | 0 | 0 | 0 | 0 | 0 | 297830.4794 | 0 | 0 | 0 | 0 | 0 | 0 | 0 | 0 | 0 | 0
2016-01-16 20:00 | 0 | 0 | 0 | 0 | 0 | 0 | 502438.7624 | 430588 | 0 | 0 | 0 | 0 | 198884.1747 | 0 | 0 | 0 | 0 | 0 | 0 | 6768955.5282 | 0 | 0 | 0 | 0 | 0 | 0 | 0 | 0 | 0 | 0 | 0 | 0 | 0 | 0 | 0 | 0 | 0 | 0 | 0 | 0 | 0 | 71850.7624 | 0 | 0 | 0 | 0 | 0 | 0 | 0 | 0 | 0 | 0
2016-01-16 21:00 | 0 | 0 | 0 | 0 | 0 | 24263.2275 | 497523.1281 | 433541 | 0 | 0 | 0 | 0 | 198884.1747 | 0 | 0 | 0 | 0 | 0 | 0 | 6857200.8839 | 0 | 0 | 0 | 0 | 0 | 0 | 0 | 0 | 0 | 0 | 0 | 0 | 0 | 0 | 0 | 0 | 0 | 0 | 0 | 0 | 0 | 88245.3556 | 0 | 0 | 0 | 0 | 0 | 0 | 0 | 0 | 0 | 0
2016-01-16 22:00 | 0 | 0 | 0 | 0 | 0 | 302405.6512 | 413303.3221 | 444810 | 0 | 0 | 0 | 0 | 198884.1747 | 0 | 0 | 0 | 0 | 0 | 0 | 7128099.8572 | 0 | 0 | 0 | 0 | 0 | 0 | 0 | 0 | 0 | 0 | 0 | 0 | 0 | 0 | 0 | 0 | 0 | 0 | 0 | 0 | 0 | 270898.9733 | 0 | 0 | 0 | 0 | 0 | 0 | 0 | 0 | 0 | 0
2016-01-16 23:00 | 0 | 0 | 0 | 0 | 0 | 0 | 144271.2682 | 460141 | 0 | 0 | 0 | 0 | 128025.2243 | 0 | 0 | 0 | 0 | 0 | 0 | 6883089.0758 | 0 | 0 | 0 | 0 | 0 | 0 | 0 | 0 | 0 | 0 | 0 | 0 | -70858.9504 | 0 | 0 | 0 | 0 | 0 | 0 | 0 | 0 | 47239.437 | 292250.2184 | 0 | 0 | 0 | 0 | 0 | 0 | 0 | 0 | 0
2016-01-17 | 0 | 0 | 0 | 0 | 0 | 286766.2182 | 3869.5064 | 466002 | 0 | 0 | 0 | 0 | 128025.2243 | 0 | 0 | 0 | 0 | 0 | 0 | 6707722.8004 | 0 | 0 | 0 | 0 | 0 | 0 | 0 | 0 | 0 | 0 | 0 | 0 | 0 | 0 | 0 | 0 | 0 | 0 | 0 | 0 | 0 | 116883.943 | 292250.2184 | 0 | 0 | 0 | 0 | 0 | 0 | 0 | 0 | 0
2016-01-17 01:00 | 0 | 0 | 0 | 0 | 0 | 288216.3225 | 0 | 466202 | 0 | 0 | 0 | 0 | 57166.2739 | 0 | 0 | 0 | 0 | 0 | 0 | 6600596.0733 | 0 | 0 | 0 | 0 | 0 | 0 | 0 | 0 | 0 | 0 | 0 | 0 | -70858.9504 | 0 | 0 | 0 | 0 | 0 | 0 | 0 | 0 | 185123.4913 | 292250.2184 | 0 | 0 | 0 | 0 | 0 | 0 | 0 | 0 | 0
2016-01-17 02:00 | 0 | 0 | 0 | 0 | 0 | 301566.1778 | 0 | 461031 | 0 | 0 | 0 | 0 | 128025.2243 | 0 | 0 | 0 | 0 | 0 | 0 | 6370272.3007 | 0 | 0 | 0 | 0 | 0 | 0 | 0 | 0 | 0 | 0 | 0 | 0 | 70858.9504 | 0 | 0 | 0 | 0 | 0 | 0 | 0 | 0 | 61926.4458 | 292250.2184 | 0 | 0 | 0 | 0 | 0 | 0 | 0 | 0 | 0
2016-01-17 03:00 | 0 | 0 | 0 | 0 | 0 | 320928.4225 | 0 | 449651 | 0 | 0 | 0 | 0 | 57166.2739 | 0 | 0 | 0 | 0 | 0 | 0 | 6312408.6736 | 0 | 0 | 0 | 0 | 0 | 0 | 0 | 0 | 0 | 0 | 0 | 0 | -70858.9504 | 0 | 0 | 0 | 0 | 0 | 0 | 0 | 0 | 234386.5913 | 292250.2184 | 0 | 0 | 0 | 0 | 0 | 0 | 0 | 0 | 0
2016-01-17 04:00 | 0 | 0 | 0 | 0 | 0 | 347587.301 | 0 | 433925 | 0 | 0 | 0 | 0 | 128025.2243 | 0 | 0 | 0 | 0 | 0 | 0 | 6155212.0241 | 0 | 0 | 0 | 0 | 0 | 0 | 0 | 0 | 0 | 0 | 0 | 0 | 70858.9504 | 0 | 0 | 0 | 0 | 0 | 0 | 0 | 0 | 135053.569 | 292250.2184 | 0 | 0 | 0 | 0 | 0 | 0 | 0 | 0 | 0
2016-01-17 05:00 | 0 | 0 | 0 | 0 | 0 | 377539.1008 | 0 | 420780 | 0 | 0 | 0 | 0 | 198884.1747 | 0 | 0 | 0 | 0 | 0 | 0 | 6041112.1745 | 0 | 0 | 0 | 0 | 0 | 0 | 0 | 0 | 0 | 0 | 0 | 0 | 70858.9504 | 0 | 0 | 0 | 0 | 0 | 0 | 0 | 0 | 178150.3688 | 292250.2184 | 0 | 0 | 0 | 0 | 0 | 0 | 0 | 0 | 0
2016-01-17 06:00 | 0 | 0 | 0 | 0 | 0 | 405252.5525 | 0 | 409148 | 0 | 0 | 0 | 0 | 198884.1747 | 0 | 0 | 0 | 0 | 0 | 0 | 6037216.727 | 0 | 0 | 0 | 0 | 0 | 0 | 0 | 0 | 0 | 0 | 0 | 0 | 0 | 0 | 0 | 0 | 0 | 0 | 0 | 0 | 0 | 288354.7709 | 292250.2184 | 0 | 0 | 0 | 0 | 0 | 0 | 0 | 0 | 0
2016-01-17 07:00 | 0 | 0 | 0 | 0 | 0 | 422863.7952 | 0 | 400726 | 0 | 0 | 0 | 0 | 181565.1483 | 0 | 0 | 0 | 0 | 0 | 0 | 6076673.5487 | 0 | 0 | 0 | 0 | 0 | 0 | 0 | 0 | 0 | 0 | 0 | 0 | -17319.0264 | 0 | 0 | 0 | 0 | 0 | 0 | 0 | 0 | 331707.04 | 292250.2184 | 0 | 0 | 0 | 0 | 0 | 0 | 0 | 0 | 0
2016-01-17 08:00 | 0 | 0 | 0 | 0 | 0 | 326248.0496 | 0 | 397107 | 0 | 0 | 0 | 0 | 110706.1979 | 0 | 0 | 0 | 0 | 0 | 0 | 6076673.5487 | 0 | 0 | 0 | 0 | 0 | 0 | 0 | 0 | 0 | 0 | 0 | 0 | -70858.9504 | 0 | 0 | 0 | 0 | 0 | 0 | 0 | 0 | 0 | 0 | 0 | 0 | 0 | 0 | 0 | 0 | 0 | 0 | 0
2016-01-17 09:00 | 0 | 0 | 0 | 0 | 0 | 408749.8419 | 0 | 396995 | 0 | 0 | 0 | 0 | 181565.1483 | 0 | 0 | 0 | 0 | 0 | 0 | 6017569.4402 | 0 | 0 | 0 | 0 | 0 | 0 | 0 | 0 | 0 | 0 | 0 | 0 | 70858.9504 | 0 | 0 | 0 | 0 | 0 | 0 | 0 | 0 | 233146.1099 | 292250.2184 | 0 | 0 | 0 | 0 | 0 | 0 | 0 | 0 | 0
2016-01-17 10:00 | 0 | 0 | 0 | 0 | 0 | 379515.1288 | 0 | 401148 | 0 | 0 | 0 | 0 | 198884.1747 | 0 | 0 | 0 | 0 | 0 | 0 | 5978617.5426 | 0 | 0 | 0 | 0 | 0 | 0 | 0 | 0 | 0 | 0 | 0 | 0 | 17319.0264 | 0 | 0 | 0 | 0 | 0 | 0 | 0 | 0 | 253298.3208 | 292250.2184 | 0 | 0 | 0 | 0 | 0 | 0 | 0 | 0 | 0
2016-01-17 11:00 | 0 | 0 | 0 | 0 | 0 | 355498.7675 | 0 | 411144 | 0 | 0 | 0 | 0 | 198884.1747 | 0 | 0 | 0 | 0 | 0 | 0 | 5922972.3101 | 0 | 0 | 0 | 0 | 0 | 0 | 0 | 0 | 0 | 0 | 0 | 0 | 0 | 0 | 0 | 0 | 0 | 0 | 0 | 0 | 0 | 236604.9859 | 292250.2184 | 0 | 0 | 0 | 0 | 0 | 0 | 0 | 0 | 0
2016-01-17 12:00 | 0 | 0 | 0 | 0 | 0 | 63483.8312 | 0 | 426593 | 0 | 0 | 0 | 0 | 128025.2243 | 0 | 0 | 0 | 0 | 0 | 0 | 5630722.0918 | 0 | 0 | 0 | 0 | 0 | 0 | 0 | 0 | 0 | 0 | 0 | 0 | -70858.9504 | 0 | 0 | 0 | 0 | 0 | 0 | 0 | 0 | 0 | 292250.2184 | 0 | 0 | 0 | 0 | 0 | 0 | 0 | 0 | 0
2016-01-17 13:00 | 0 | 0 | 0 | 0 | 0 | 324972.784 | 3.8949 | 444517 | 0 | 0 | 0 | 0 | 198884.1747 | 0 | 0 | 0 | 0 | 0 | 0 | 5440322.8203 | 0 | 0 | 0 | 0 | 0 | 0 | 0 | 0 | 0 | 0 | 0 | 0 | 70858.9504 | 0 | 0 | 0 | 0 | 0 | 0 | 0 | 0 | 101850.9469 | 292250.2184 | 0 | 0 | 0 | 0 | 0 | 0 | 0 | 0 | 0
2016-01-17 14:00 | 0 | 0 | 0 | 0 | 0 | 283607.4828 | 51698.7844 | 458932 | 0 | 0 | 0 | 0 | 198884.1747 | 0 | 0 | 0 | 0 | 0 | 0 | 5316697.0875 | 0 | 0 | 0 | 0 | 0 | 0 | 0 | 0 | 0 | 0 | 0 | 0 | 0 | 0 | 0 | 0 | 0 | 0 | 0 | 0 | 0 | 168624.4856 | 292250.2184 | 0 | 0 | 0 | 0 | 0 | 0 | 0 | 0 | 0
2016-01-17 15:00 | 0 | 0 | 0 | 0 | 0 | 234294.9674 | 378475.5293 | 464245 | 0 | 0 | 0 | 0 | 198884.1747 | 0 | 0 | 0 | 0 | 0 | 0 | 5465222.5842 | 0 | 0 | 0 | 0 | 0 | 0 | 0 | 0 | 0 | 0 | 0 | 0 | 0 | 0 | 0 | 0 | 0 | 0 | 0 | 0 | 0 | 148525.4967 | 0 | 0 | 0 | 0 | 0 | 0 | 0 | 0 | 0 | 0
2016-01-17 16:00 | 0 | 0 | 0 | 0 | 0 | 0 | 534873.9619 | 462424 | 0 | 0 | 0 | 0 | 192738.5045 | 0 | 0 | 0 | 0 | 0 | 0 | 5543818.2163 | 0 | 0 | 0 | 0 | 0 | 0 | 0 | 0 | 0 | 0 | 0 | 0 | -6145.6702 | 0 | 0 | 0 | 0 | 0 | 0 | 0 | 0 | 78595.6321 | 0 | 0 | 0 | 0 | 0 | 0 | 0 | 0 | 0 | 0
2016-01-17 17:00 | 0 | 0 | 0 | 0 | 0 | 225295.5849 | 571634.1253 | 459077 | 0 | 0 | 0 | 0 | 198884.1747 | 0 | 0 | 0 | 0 | 0 | 0 | 5875525.2563 | 0 | 0 | 0 | 0 | 0 | 0 | 0 | 0 | 0 | 0 | 0 | 0 | 6145.6702 | 0 | 0 | 0 | 0 | 0 | 0 | 0 | 0 | 331707.04 | 0 | 0 | 0 | 0 | 0 | 0 | 0 | 0 | 0 | 0
2016-01-17 18:00 | 0 | 0 | 0 | 0 | 0 | 168593.349 | 546351.7406 | 454097 | 0 | 0 | 0 | 0 | 128025.2243 | 0 | 0 | 0 | 0 | 0 | 0 | 6207232.2963 | 0 | 0 | 0 | 0 | 0 | 0 | 0 | 0 | 0 | 0 | 0 | 0 | -70858.9504 | 0 | 0 | 0 | 0 | 0 | 0 | 0 | 0 | 331707.04 | 0 | 0 | 0 | 0 | 0 | 0 | 0 | 0 | 0 | 0
2016-01-17 19:00 | 0 | 0 | 0 | 0 | 0 | 219730.8465 | 538360.7919 | 448939 | 0 | 0 | 0 | 0 | 198884.1747 | 0 | 0 | 0 | 0 | 0 | 0 | 6445525.9842 | 0 | 0 | 0 | 0 | 0 | 0 | 0 | 0 | 0 | 0 | 0 | 0 | 70858.9504 | 0 | 0 | 0 | 0 | 0 | 0 | 0 | 0 | 238293.6879 | 0 | 0 | 0 | 0 | 0 | 0 | 0 | 0 | 0 | 0
2016-01-17 20:00 | 0 | 0 | 0 | 0 | 0 | 213344.0108 | 557902.9576 | 445370 | 0 | 0 | 0 | 0 | 198884.1747 | 0 | 0 | 0 | 0 | 0 | 0 | 6771402.9526 | 0 | 0 | 0 | 0 | 0 | 0 | 0 | 0 | 0 | 0 | 0 | 0 | 0 | 0 | 0 | 0 | 0 | 0 | 0 | 0 | 0 | 325876.9684 | 0 | 0 | 0 | 0 | 0 | 0 | 0 | 0 | 0 | 0
2016-01-17 21:00 | 0 | 0 | 0 | 0 | 0 | 132506.9149 | 577214.1747 | 448873 | 0 | 0 | 0 | 0 | 128025.2243 | 0 | 0 | 0 | 0 | 0 | 0 | 7103109.9926 | 0 | 0 | 0 | 0 | 0 | 0 | 0 | 0 | 0 | 0 | 0 | 0 | -70858.9504 | 0 | 0 | 0 | 0 | 0 | 0 | 0 | 0 | 331707.04 | 0 | 0 | 0 | 0 | 0 | 0 | 0 | 0 | 0 | 0
2016-01-17 22:00 | 0 | 0 | 0 | 0 | 0 | 203804.2122 | 522265.3901 | 464088 | 0 | 0 | 0 | 0 | 198884.1747 | 0 | 0 | 0 | 0 | 0 | 0 | 7294232.6445 | 0 | 0 | 0 | 0 | 0 | 0 | 0 | 0 | 0 | 0 | 0 | 0 | 70858.9504 | 0 | 0 | 0 | 0 | 0 | 0 | 0 | 0 | 191122.6519 | 0 | 0 | 0 | 0 | 0 | 0 | 0 | 0 | 0 | 0
2016-01-17 23:00 | 0 | 0 | 0 | 0 | 0 | 238873.9494 | 182276.9521 | 485734 | 0 | 0 | 0 | 0 | 198884.1747 | 0 | 0 | 0 | 0 | 0 | 0 | 7229649.546 | 0 | 0 | 0 | 0 | 0 | 0 | 0 | 0 | 0 | 0 | 0 | 0 | 0 | 0 | 0 | 0 | 0 | 0 | 0 | 0 | 0 | 227667.1198 | 292250.2184 | 0 | 0 | 0 | 0 | 0 | 0 | 0 | 0 | 0
2016-01-18 | 0 | 0 | 0 | 0 | 0 | 262418.3308 | 5287.0701 | 496055 | 0 | 0 | 0 | 0 | 198884.1747 | 0 | 0 | 0 | 0 | 0 | 0 | 7001299.9468 | 0 | 0 | 0 | 0 | 0 | 0 | 0 | 0 | 0 | 0 | 0 | 0 | 0 | 0 | 0 | 0 | 0 | 0 | 0 | 0 | 0 | 63900.6192 | 292250.2184 | 0 | 0 | 0 | 0 | 0 | 0 | 0 | 0 | 0
2016-01-18 01:00 | 0 | 0 | 0 | 0 | 0 | 263178.1198 | 0 | 499903 | 0 | 0 | 0 | 0 | 128025.2243 | 0 | 0 | 0 | 0 | 0 | 0 | 6835434.017 | 0 | 0 | 0 | 0 | 0 | 0 | 0 | 0 | 0 | 0 | 0 | 0 | -70858.9504 | 0 | 0 | 0 | 0 | 0 | 0 | 0 | 0 | 126384.2886 | 292250.2184 | 0 | 0 | 0 | 0 | 0 | 0 | 0 | 0 | 0
2016-01-18 02:00 | 0 | 0 | 0 | 0 | 0 | 258791.3655 | 0 | 495273 | 0 | 0 | 0 | 0 | 183793.8082 | 0 | 0 | 0 | 0 | 0 | 0 | 6543183.7986 | 0 | 0 | 0 | 0 | 0 | 0 | 0 | 0 | 0 | 0 | 0 | 0 | 55768.5839 | 0 | 0 | 0 | 0 | 0 | 0 | 0 | 0 | 0 | 292250.2184 | 0 | 0 | 0 | 0 | 0 | 0 | 0 | 0 | 0
2016-01-18 03:00 | 0 | 0 | 0 | 0 | 0 | 249625.7454 | 0 | 485022 | 0 | 0 | 0 | 0 | 112934.8578 | 0 | 0 | 0 | 0 | 0 | 0 | 6378646.4945 | 0 | 0 | 0 | 0 | 0 | 0 | 0 | 0 | 0 | 0 | 0 | 0 | -70858.9504 | 0 | 0 | 0 | 0 | 0 | 0 | 0 | 0 | 127712.9142 | 292250.2184 | 0 | 0 | 0 | 0 | 0 | 0 | 0 | 0 | 0
2016-01-18 04:00 | 0 | 0 | 0 | 0 | 0 | 239677.1991 | 0 | 469740 | 0 | 0 | 0 | 0 | 128229.3122 | 0 | 0 | 0 | 0 | 0 | 0 | 6133289.2392 | 0 | 0 | 0 | 0 | 0 | 0 | 0 | 0 | 0 | 0 | 0 | 0 | 15294.4544 | 0 | 0 | 0 | 0 | 0 | 0 | 0 | 0 | 0 | 245357.2553 | 0 | 0 | 0 | 0 | 0 | 0 | 0 | 0 | 0
2016-01-18 05:00 | 0 | 0 | 0 | 0 | 0 | 234325.6441 | 0 | 455921 | 0 | 0 | 0 | 0 | 198884.1747 | 0 | 0 | 0 | 0 | 0 | 0 | 5841039.0208 | 0 | 0 | 0 | 0 | 0 | 0 | 0 | 0 | 0 | 0 | 0 | 0 | 70654.8624 | 0 | 0 | 0 | 0 | 0 | 0 | 0 | 0 | 0 | 292250.2184 | 0 | 0 | 0 | 0 | 0 | 0 | 0 | 0 | 0
2016-01-18 06:00 | 0 | 0 | 0 | 0 | 0 | 230441.4076 | 0 | 448386 | 0 | 0 | 0 | 0 | 128025.2243 | 0 | 0 | 0 | 0 | 0 | 0 | 5693953.3788 | 0 | 0 | 0 | 0 | 0 | 0 | 0 | 0 | 0 | 0 | 0 | 0 | -70858.9504 | 0 | 0 | 0 | 0 | 0 | 0 | 0 | 0 | 145164.5764 | 292250.2184 | 0 | 0 | 0 | 0 | 0 | 0 | 0 | 0 | 0
2016-01-18 07:00 | 0 | 0 | 0 | 0 | 0 | 224526.626 | 0 | 444095 | 0 | 0 | 0 | 0 | 198884.1747 | 0 | 0 | 0 | 0 | 0 | 0 | 5403526.0544 | 0 | 0 | 0 | 0 | 0 | 0 | 0 | 0 | 0 | 0 | 0 | 0 | 70858.9504 | 0 | 0 | 0 | 0 | 0 | 0 | 0 | 0 | 0 | 290427.3244 | 0 | 0 | 0 | 0 | 0 | 0 | 0 | 0 | 0
2016-01-18 08:00 | 0 | 0 | 0 | 0 | 0 | 219306.7431 | 0 | 444476 | 0 | 0 | 0 | 0 | 198884.1747 | 0 | 0 | 0 | 0 | 0 | 0 | 5178356.7974 | 0 | 0 | 0 | 0 | 0 | 0 | 0 | 0 | 0 | 0 | 0 | 0 | 0 | 0 | 0 | 0 | 0 | 0 | 0 | 0 | 0 | 67080.9615 | 292250.2184 | 0 | 0 | 0 | 0 | 0 | 0 | 0 | 0 | 0
2016-01-18 09:00 | 0 | 0 | 0 | 0 | 0 | 211324.6435 | 0 | 451294 | 0 | 0 | 0 | 0 | 198884.1747 | 0 | 0 | 0 | 0 | 0 | 0 | 4938387.4409 | 0 | 0 | 0 | 0 | 0 | 0 | 0 | 0 | 0 | 0 | 0 | 0 | 0 | 0 | 0 | 0 | 0 | 0 | 0 | 0 | 0 | 52280.8619 | 292250.2184 | 0 | 0 | 0 | 0 | 0 | 0 | 0 | 0 | 0
2016-01-18 10:00 | 0 | 0 | 0 | 0 | 0 | 206177.9142 | 0 | 467139 | 0 | 0 | 0 | 0 | 128025.2243 | 0 | 0 | 0 | 0 | 0 | 0 | 4748285.3055 | 0 | 0 | 0 | 0 | 0 | 0 | 0 | 0 | 0 | 0 | 0 | 0 | -70858.9504 | 0 | 0 | 0 | 0 | 0 | 0 | 0 | 0 | 102148.083 | 292250.2184 | 0 | 0 | 0 | 0 | 0 | 0 | 0 | 0 | 0
2016-01-18 11:00 | 0 | 0 | 0 | 0 | 0 | 203671.1102 | 0 | 494557 | 0 | 0 | 0 | 0 | 99314.0397 | 0 | 0 | 0 | 0 | 0 | 0 | 4486110.6002 | 0 | 0 | 0 | 0 | 0 | 0 | 0 | 0 | 0 | 0 | 0 | 0 | -28711.1845 | 0 | 0 | 0 | 0 | 0 | 0 | 0 | 0 | 0 | 262174.7053 | 0 | 0 | 0 | 0 | 0 | 0 | 0 | 0 | 0
2016-01-18 12:00 | 0 | 0 | 0 | 0 | 0 | 202983.6923 | 0 | 523689 | 0 | 0 | 0 | 0 | 70858.9504 | 0 | 0 | 0 | 0 | 0 | 0 | 4193860.3818 | 0 | 0 | 0 | 0 | 0 | 0 | 0 | 0 | 0 | 0 | 0 | 0 | -28455.0893 | 0 | 0 | 0 | 0 | 0 | 0 | 0 | 0 | 0 | 292250.2184 | 0 | 0 | 0 | 0 | 0 | 0 | 0 | 0 | 0
2016-01-18 13:00 | 0 | 0 | 0 | 0 | 0 | 206220.0404 | 5.2807 | 540845 | 0 | 0 | 0 | 0 | 0 | 0 | 0 | 0 | 0 | 0 | 0 | 3930099.6533 | 0 | 0 | 0 | 0 | 0 | 0 | 0 | 0 | 0 | 0 | 0 | 0 | -70858.9504 | 0 | 0 | 0 | 0 | 0 | 0 | 0 | 0 | 0 | 263760.7285 | 0 | 0 | 0 | 0 | 0 | 0 | 0 | 0 | 0
2016-01-18 14:00 | 0 | 0 | 0 | 0 | 0 | 192494.2771 | 78496.7918 | 544986 | 0 | 0 | 0 | 0 | 0 | 0 | 0 | 0 | 0 | 0 | 0 | 3656104.7222 | 0 | 0 | 0 | 0 | 0 | 0 | 0 | 0 | 0 | 0 | 0 | 0 | 0 | 0 | 0 | 0 | 0 | 0 | 0 | 0 | 0 | 18255.2873 | 292250.2184 | 0 | 0 | 0 | 0 | 0 | 0 | 0 | 0 | 0
2016-01-18 15:00 | 0 | 0 | 0 | 0 | 0 | 151907.6606 | 348366.8715 | 543295 | 0 | 0 | 0 | 0 | 0 | 0 | 0 | 0 | 0 | 0 | 0 | 3613084.2543 | 0 | 0 | 0 | 0 | 0 | 0 | 0 | 0 | 0 | 0 | 0 | 0 | 0 | 0 | 0 | 0 | 0 | 0 | 0 | 0 | 0 | 249229.7505 | 292250.2184 | 0 | 0 | 0 | 0 | 0 | 0 | 0 | 0 | 0
2016-01-18 16:00 | 0 | 0 | 0 | 0 | 0 | 135606.397 | 463445.8435 | 536682 | 0 | 0 | 0 | 0 | 0 | 0 | 0 | 0 | 0 | 0 | 0 | 3675454.4948 | 0 | 0 | 0 | 0 | 0 | 0 | 0 | 0 | 0 | 0 | 0 | 0 | 0 | 0 | 0 | 0 | 0 | 0 | 0 | 0 | 0 | 62370.2405 | 0 | 0 | 0 | 0 | 0 | 0 | 0 | 0 | 0 | 0
2016-01-18 17:00 | 0 | 0 | 0 | 0 | 0 | 138847.6543 | 501183.2276 | 527471 | 0 | 0 | 0 | 0 | 0 | 0 | 0 | 0 | 0 | 0 | 0 | 3788014.3766 | 0 | 0 | 0 | 0 | 0 | 0 | 0 | 0 | 0 | 0 | 0 | 0 | 0 | 0 | 0 | 0 | 0 | 0 | 0 | 0 | 0 | 112559.8818 | 0 | 0 | 0 | 0 | 0 | 0 | 0 | 0 | 0 | 0
2016-01-18 18:00 | 0 | 0 | 0 | 0 | 0 | 154139.0984 | 503271.0445 | 517624 | 0 | 0 | 0 | 0 | 70858.9504 | 0 | 0 | 0 | 0 | 0 | 0 | 3856941.5692 | 0 | 0 | 0 | 0 | 0 | 0 | 0 | 0 | 0 | 0 | 0 | 0 | 70858.9504 | 0 | 0 | 0 | 0 | 0 | 0 | 0 | 0 | 68927.1925 | 0 | 0 | 0 | 0 | 0 | 0 | 0 | 0 | 0 | 0
2016-01-18 19:00 | 0 | 0 | 0 | 0 | 0 | 170033.4507 | 501416.2864 | 509646 | 0 | 0 | 0 | 0 | 0 | 0 | 0 | 0 | 0 | 0 | 0 | 4089604.2566 | 0 | 0 | 0 | 0 | 0 | 0 | 0 | 0 | 0 | 0 | 0 | 0 | -70858.9504 | 0 | 0 | 0 | 0 | 0 | 0 | 0 | 0 | 232662.6875 | 0 | 0 | 0 | 0 | 0 | 0 | 0 | 0 | 0 | 0
2016-01-18 20:00 | 0 | 0 | 0 | 0 | 0 | 178450.5367 | 506924.7987 | 504548 | 0 | 0 | 0 | 0 | 70858.9504 | 0 | 0 | 0 | 0 | 0 | 0 | 4199572.6417 | 0 | 0 | 0 | 0 | 0 | 0 | 0 | 0 | 0 | 0 | 0 | 0 | 70858.9504 | 0 | 0 | 0 | 0 | 0 | 0 | 0 | 0 | 109968.385 | 0 | 0 | 0 | 0 | 0 | 0 | 0 | 0 | 0 | 0
2016-01-18 21:00 | 0 | 0 | 0 | 0 | 0 | 187951.7693 | 498243.5836 | 507574 | 0 | 0 | 0 | 0 | 0 | 0 | 0 | 0 | 0 | 0 | 0 | 4449052.945 | 0 | 0 | 0 | 0 | 0 | 0 | 0 | 0 | 0 | 0 | 0 | 0 | -70858.9504 | 0 | 0 | 0 | 0 | 0 | 0 | 0 | 0 | 249480.3033 | 0 | 0 | 0 | 0 | 0 | 0 | 0 | 0 | 0 | 0
2016-01-18 22:00 | 0 | 0 | 0 | 0 | 0 | 223070.2954 | 413068.3925 | 526254 | 0 | 0 | 0 | 0 | 70858.9504 | 0 | 0 | 0 | 0 | 0 | 0 | 4488078.6825 | 0 | 0 | 0 | 0 | 0 | 0 | 0 | 0 | 0 | 0 | 0 | 0 | 70858.9504 | 0 | 0 | 0 | 0 | 0 | 0 | 0 | 0 | 39025.7375 | 0 | 0 | 0 | 0 | 0 | 0 | 0 | 0 | 0 | 0
2016-01-18 23:00 | 0 | 0 | 0 | 0 | 0 | 326323.4094 | 175174.2229 | 549477 | 0 | 0 | 0 | 0 | 70858.9504 | 0 | 0 | 0 | 0 | 0 | 0 | 4440099.3148 | 0 | 0 | 0 | 0 | 0 | 0 | 0 | 0 | 0 | 0 | 0 | 0 | 0 | 0 | 0 | 0 | 0 | 0 | 0 | 0 | 0 | 244270.8507 | 292250.2184 | 0 | 0 | 0 | 0 | 0 | 0 | 0 | 0 | 0
2016-01-19 | 0 | 0 | 0 | 0 | 0 | 380825.107 | 5343.7351 | 562369 | 0 | 0 | 0 | 0 | 0 | 0 | 0 | 0 | 0 | 0 | 0 | 4334758.1072 | 0 | 0 | 0 | 0 | 0 | 0 | 0 | 0 | 0 | 0 | 0 | 0 | -70858.9504 | 0 | 0 | 0 | 0 | 0 | 0 | 0 | 0 | 186909.0108 | 292250.2184 | 0 | 0 | 0 | 0 | 0 | 0 | 0 | 0 | 0
2016-01-19 01:00 | 0 | 0 | 0 | 0 | 0 | 399146.5 | 0 | 563958 | 0 | 0 | 0 | 0 | 70858.9504 | 0 | 0 | 0 | 0 | 0 | 0 | 4099087.6568 | 0 | 0 | 0 | 0 | 0 | 0 | 0 | 0 | 0 | 0 | 0 | 0 | 70858.9504 | 0 | 0 | 0 | 0 | 0 | 0 | 0 | 0 | 56579.768 | 292250.2184 | 0 | 0 | 0 | 0 | 0 | 0 | 0 | 0 | 0
2016-01-19 02:00 | 0 | 0 | 0 | 0 | 0 | 384077.5469 | 0 | 556327 | 0 | 0 | 0 | 0 | 0 | 0 | 0 | 0 | 0 | 0 | 0 | 3997697.1541 | 0 | 0 | 0 | 0 | 0 | 0 | 0 | 0 | 0 | 0 | 0 | 0 | -70858.9504 | 0 | 0 | 0 | 0 | 0 | 0 | 0 | 0 | 190859.7156 | 292250.2184 | 0 | 0 | 0 | 0 | 0 | 0 | 0 | 0 | 0
2016-01-19 03:00 | 0 | 0 | 0 | 0 | 0 | 365968.39 | 0 | 538055 | 0 | 0 | 0 | 0 | 70858.9504 | 0 | 0 | 0 | 0 | 0 | 0 | 3754751.5937 | 0 | 0 | 0 | 0 | 0 | 0 | 0 | 0 | 0 | 0 | 0 | 0 | 70858.9504 | 0 | 0 | 0 | 0 | 0 | 0 | 0 | 0 | 0 | 242945.5604 | 0 | 0 | 0 | 0 | 0 | 0 | 0 | 0 | 0
2016-01-19 04:00 | 0 | 0 | 0 | 0 | 0 | 354963.5815 | 0 | 516738 | 0 | 0 | 0 | 0 | 0 | 0 | 0 | 0 | 0 | 0 | 0 | 3663836.1256 | 0 | 0 | 0 | 0 | 0 | 0 | 0 | 0 | 0 | 0 | 0 | 0 | -70858.9504 | 0 | 0 | 0 | 0 | 0 | 0 | 0 | 0 | 201334.7503 | 292250.2184 | 0 | 0 | 0 | 0 | 0 | 0 | 0 | 0 | 0
2016-01-19 05:00 | 0 | 0 | 0 | 0 | 0 | 349052.5846 | 0 | 501292 | 0 | 0 | 0 | 0 | 70858.9504 | 0 | 0 | 0 | 0 | 0 | 0 | 3440737.7598 | 0 | 0 | 0 | 0 | 0 | 0 | 0 | 0 | 0 | 0 | 0 | 0 | 70858.9504 | 0 | 0 | 0 | 0 | 0 | 0 | 0 | 0 | 69151.8526 | 292250.2184 | 0 | 0 | 0 | 0 | 0 | 0 | 0 | 0 | 0
2016-01-19 06:00 | 0 | 0 | 0 | 0 | 0 | 345007.3424 | 0 | 488827 | 0 | 0 | 0 | 0 | 128025.2243 | 0 | 0 | 0 | 0 | 0 | 0 | 3239751.8284 | 0 | 0 | 0 | 0 | 0 | 0 | 0 | 0 | 0 | 0 | 0 | 0 | 57166.2739 | 0 | 0 | 0 | 0 | 0 | 0 | 0 | 0 | 91264.287 | 292250.2184 | 0 | 0 | 0 | 0 | 0 | 0 | 0 | 0 | 0
2016-01-19 07:00 | 0 | 0 | 0 | 0 | 0 | 342789.9914 | 0 | 482783 | 0 | 0 | 0 | 0 | 198884.1747 | 0 | 0 | 0 | 0 | 0 | 0 | 3028899.8694 | 0 | 0 | 0 | 0 | 0 | 0 | 0 | 0 | 0 | 0 | 0 | 0 | 70858.9504 | 0 | 0 | 0 | 0 | 0 | 0 | 0 | 0 | 81398.2594 | 292250.2184 | 0 | 0 | 0 | 0 | 0 | 0 | 0 | 0 | 0
2016-01-19 08:00 | 0 | 0 | 0 | 0 | 0 | 338514.5847 | 0 | 481076 | 0 | 0 | 0 | 0 | 198884.1747 | 0 | 0 | 0 | 0 | 0 | 0 | 2886338.4541 | 0 | 0 | 0 | 0 | 0 | 0 | 0 | 0 | 0 | 0 | 0 | 0 | 0 | 0 | 0 | 0 | 0 | 0 | 0 | 0 | 0 | 149688.8031 | 292250.2184 | 0 | 0 | 0 | 0 | 0 | 0 | 0 | 0 | 0
2016-01-19 09:00 | 0 | 0 | 0 | 0 | 0 | 332741.1125 | 0 | 486092 | 0 | 0 | 0 | 0 | 128025.2243 | 0 | 0 | 0 | 0 | 0 | 0 | 2803846.517 | 0 | 0 | 0 | 0 | 0 | 0 | 0 | 0 | 0 | 0 | 0 | 0 | -70858.9504 | 0 | 0 | 0 | 0 | 0 | 0 | 0 | 0 | 209758.2813 | 292250.2184 | 0 | 0 | 0 | 0 | 0 | 0 | 0 | 0 | 0
2016-01-19 10:00 | 0 | 0 | 0 | 0 | 0 | 328727.9816 | 0 | 502163 | 0 | 0 | 0 | 0 | 57166.2739 | 0 | 0 | 0 | 0 | 0 | 0 | 2701270.449 | 0 | 0 | 0 | 0 | 0 | 0 | 0 | 0 | 0 | 0 | 0 | 0 | -70858.9504 | 0 | 0 | 0 | 0 | 0 | 0 | 0 | 0 | 189674.1504 | 292250.2184 | 0 | 0 | 0 | 0 | 0 | 0 | 0 | 0 | 0
2016-01-19 11:00 | 0 | 0 | 0 | 0 | 0 | 325616.801 | 0 | 535457 | 0 | 0 | 0 | 0 | 89771.5527 | 0 | 0 | 0 | 0 | 0 | 0 | 2458824.9712 | 0 | 0 | 0 | 0 | 0 | 0 | 0 | 0 | 0 | 0 | 0 | 0 | 32605.2788 | 0 | 0 | 0 | 0 | 0 | 0 | 0 | 0 | 0 | 242445.4778 | 0 | 0 | 0 | 0 | 0 | 0 | 0 | 0 | 0
2016-01-19 12:00 | 0 | 0 | 0 | 0 | 0 | 326761.1187 | 0 | 566299 | 0 | 0 | 0 | 0 | 18912.6023 | 0 | 0 | 0 | 0 | 0 | 0 | 2290146.0403 | 0 | 0 | 0 | 0 | 0 | 0 | 0 | 0 | 0 | 0 | 0 | 0 | -70858.9504 | 0 | 0 | 0 | 0 | 0 | 0 | 0 | 0 | 123571.2875 | 292250.2184 | 0 | 0 | 0 | 0 | 0 | 0 | 0 | 0 | 0
2016-01-19 13:00 | 0 | 0 | 0 | 0 | 0 | 332860.1297 | 0 | 573164 | 0 | 0 | 0 | 0 | 70858.9504 | 0 | 0 | 0 | 0 | 0 | 0 | 1997895.8219 | 0 | 0 | 0 | 0 | 0 | 0 | 0 | 0 | 0 | 0 | 0 | 0 | 51946.3481 | 0 | 0 | 0 | 0 | 0 | 0 | 0 | 0 | 0 | 292250.2184 | 0 | 0 | 0 | 0 | 0 | 0 | 0 | 0 | 0
2016-01-19 14:00 | 0 | 0 | 0 | 0 | 0 | 316753.547 | 54857.4707 | 566429 | 0 | 0 | 0 | 0 | 0 | 0 | 0 | 0 | 0 | 0 | 0 | 1873936.79 | 0 | 0 | 0 | 0 | 0 | 0 | 0 | 0 | 0 | 0 | 0 | 0 | -70858.9504 | 0 | 0 | 0 | 0 | 0 | 0 | 0 | 0 | 168291.1865 | 292250.2184 | 0 | 0 | 0 | 0 | 0 | 0 | 0 | 0 | 0
2016-01-19 15:00 | 0 | 0 | 0 | 0 | 0 | 256881.7734 | 351698.463 | 557716 | 0 | 0 | 0 | 0 | 0 | 0 | 0 | 0 | 0 | 0 | 0 | 1924801.0264 | 0 | 0 | 0 | 0 | 0 | 0 | 0 | 0 | 0 | 0 | 0 | 0 | 0 | 0 | 0 | 0 | 0 | 0 | 0 | 0 | 0 | 50864.2364 | 0 | 0 | 0 | 0 | 0 | 0 | 0 | 0 | 0 | 0
2016-01-19 16:00 | 0 | 0 | 0 | 0 | 0 | 255696.111 | 464259.3094 | 545130 | 0 | 0 | 0 | 0 | 70858.9504 | 0 | 0 | 0 | 0 | 0 | 0 | 2028767.4963 | 0 | 0 | 0 | 0 | 0 | 0 | 0 | 0 | 0 | 0 | 0 | 0 | 70858.9504 | 0 | 0 | 0 | 0 | 0 | 0 | 0 | 0 | 103966.47 | 0 | 0 | 0 | 0 | 0 | 0 | 0 | 0 | 0 | 0
2016-01-19 17:00 | 0 | 0 | 0 | 0 | 0 | 261113.1095 | 480382.0615 | 531980 | 0 | 0 | 0 | 0 | 0 | 0 | 0 | 0 | 0 | 0 | 0 | 2309141.6177 | 0 | 0 | 0 | 0 | 0 | 0 | 0 | 0 | 0 | 0 | 0 | 0 | -70858.9504 | 0 | 0 | 0 | 0 | 0 | 0 | 0 | 0 | 280374.1214 | 0 | 0 | 0 | 0 | 0 | 0 | 0 | 0 | 0 | 0
2016-01-19 18:00 | 0 | 0 | 0 | 0 | 0 | 249793.2318 | 475269.1008 | 520957 | 0 | 0 | 0 | 0 | 70858.9504 | 0 | 0 | 0 | 0 | 0 | 0 | 2442387.9999 | 0 | 0 | 0 | 0 | 0 | 0 | 0 | 0 | 0 | 0 | 0 | 0 | 70858.9504 | 0 | 0 | 0 | 0 | 0 | 0 | 0 | 0 | 133246.3822 | 0 | 0 | 0 | 0 | 0 | 0 | 0 | 0 | 0 | 0
2016-01-19 19:00 | 0 | 0 | 0 | 0 | 0 | 242443.9174 | 476594.4719 | 512504 | 0 | 0 | 0 | 0 | 0 | 0 | 0 | 0 | 0 | 0 | 0 | 2719781.3396 | 0 | 0 | 0 | 0 | 0 | 0 | 0 | 0 | 0 | 0 | 0 | 0 | -70858.9504 | 0 | 0 | 0 | 0 | 0 | 0 | 0 | 0 | 277393.3397 | 0 | 0 | 0 | 0 | 0 | 0 | 0 | 0 | 0 | 0
2016-01-19 20:00 | 0 | 0 | 0 | 0 | 0 | 232585.5665 | 487494.9856 | 508038 | 0 | 0 | 0 | 0 | 70858.9504 | 0 | 0 | 0 | 0 | 0 | 0 | 2860964.9413 | 0 | 0 | 0 | 0 | 0 | 0 | 0 | 0 | 0 | 0 | 0 | 0 | 70858.9504 | 0 | 0 | 0 | 0 | 0 | 0 | 0 | 0 | 141183.6017 | 0 | 0 | 0 | 0 | 0 | 0 | 0 | 0 | 0 | 0
2016-01-19 21:00 | 0 | 0 | 0 | 0 | 0 | 213322.8663 | 485475.7819 | 511350 | 0 | 0 | 0 | 0 | 89672.8469 | 0 | 0 | 0 | 0 | 0 | 0 | 3029599.6929 | 0 | 0 | 0 | 0 | 0 | 0 | 0 | 0 | 0 | 0 | 0 | 0 | 18813.8965 | 0 | 0 | 0 | 0 | 0 | 0 | 0 | 0 | 168634.7516 | 0 | 0 | 0 | 0 | 0 | 0 | 0 | 0 | 0 | 0
2016-01-19 22:00 | 0 | 0 | 0 | 0 | 0 | 203384.9014 | 393038.5602 | 528590 | 0 | 0 | 0 | 0 | 18813.8965 | 0 | 0 | 0 | 0 | 0 | 0 | 3168292.105 | 0 | 0 | 0 | 0 | 0 | 0 | 0 | 0 | 0 | 0 | 0 | 0 | -70858.9504 | 0 | 0 | 0 | 0 | 0 | 0 | 0 | 0 | 138692.412 | 0 | 0 | 0 | 0 | 0 | 0 | 0 | 0 | 0 | 0
2016-01-19 23:00 | 0 | 0 | 0 | 0 | 0 | 252227.4305 | 130512.3764 | 550838 | 0 | 0 | 0 | 0 | 89672.8469 | 0 | 0 | 0 | 0 | 0 | 0 | 2929334.9614 | 0 | 0 | 0 | 0 | 0 | 0 | 0 | 0 | 0 | 0 | 0 | 0 | 70858.9504 | 0 | 0 | 0 | 0 | 0 | 0 | 0 | 0 | 53293.0748 | 292250.2184 | 0 | 0 | 0 | 0 | 0 | 0 | 0 | 0 | 0
2016-01-20 | 0 | 0 | 0 | 0 | 0 | 303609.2901 | 4380.8688 | 561888 | 0 | 0 | 0 | 0 | 128025.2243 | 0 | 0 | 0 | 0 | 0 | 0 | 2637084.743 | 0 | 0 | 0 | 0 | 0 | 0 | 0 | 0 | 0 | 0 | 0 | 0 | 38352.3774 | 0 | 0 | 0 | 0 | 0 | 0 | 0 | 0 | 0 | 292250.2184 | 0 | 0 | 0 | 0 | 0 | 0 | 0 | 0 | 0
2016-01-20 01:00 | 0 | 0 | 0 | 0 | 0 | 344224.9674 | 0 | 561943 | 0 | 0 | 0 | 0 | 198884.1747 | 0 | 0 | 0 | 0 | 0 | 0 | 2348507.76 | 0 | 0 | 0 | 0 | 0 | 0 | 0 | 0 | 0 | 0 | 0 | 0 | 70858.9504 | 0 | 0 | 0 | 0 | 0 | 0 | 0 | 0 | 3673.2354 | 292250.2184 | 0 | 0 | 0 | 0 | 0 | 0 | 0 | 0 | 0
2016-01-20 02:00 | 0 | 0 | 0 | 0 | 0 | 378644.5355 | 0 | 552117 | 0 | 0 | 0 | 0 | 128025.2243 | 0 | 0 | 0 | 0 | 0 | 0 | 2245894.246 | 0 | 0 | 0 | 0 | 0 | 0 | 0 | 0 | 0 | 0 | 0 | 0 | -70858.9504 | 0 | 0 | 0 | 0 | 0 | 0 | 0 | 0 | 189636.7043 | 292250.2184 | 0 | 0 | 0 | 0 | 0 | 0 | 0 | 0 | 0
2016-01-20 03:00 | 0 | 0 | 0 | 0 | 0 | 384181.9774 | 0 | 532519 | 0 | 0 | 0 | 0 | 198884.1747 | 0 | 0 | 0 | 0 | 0 | 0 | 2026698.2729 | 0 | 0 | 0 | 0 | 0 | 0 | 0 | 0 | 0 | 0 | 0 | 0 | 70858.9504 | 0 | 0 | 0 | 0 | 0 | 0 | 0 | 0 | 73054.2453 | 292250.2184 | 0 | 0 | 0 | 0 | 0 | 0 | 0 | 0 | 0
2016-01-20 04:00 | 0 | 0 | 0 | 0 | 0 | 372000.4237 | 0 | 508121 | 0 | 0 | 0 | 0 | 198884.1747 | 0 | 0 | 0 | 0 | 0 | 0 | 1890577.6966 | 0 | 0 | 0 | 0 | 0 | 0 | 0 | 0 | 0 | 0 | 0 | 0 | 0 | 0 | 0 | 0 | 0 | 0 | 0 | 0 | 0 | 156129.6421 | 292250.2184 | 0 | 0 | 0 | 0 | 0 | 0 | 0 | 0 | 0
2016-01-20 05:00 | 0 | 0 | 0 | 0 | 0 | 352169.0868 | 0 | 489033 | 0 | 0 | 0 | 0 | 128025.2243 | 0 | 0 | 0 | 0 | 0 | 0 | 1824572.7339 | 0 | 0 | 0 | 0 | 0 | 0 | 0 | 0 | 0 | 0 | 0 | 0 | -70858.9504 | 0 | 0 | 0 | 0 | 0 | 0 | 0 | 0 | 226245.2556 | 292250.2184 | 0 | 0 | 0 | 0 | 0 | 0 | 0 | 0 | 0
2016-01-20 06:00 | 0 | 0 | 0 | 0 | 0 | 335194.4034 | 0 | 477201 | 0 | 0 | 0 | 0 | 57166.2739 | 0 | 0 | 0 | 0 | 0 | 0 | 1753425.0876 | 0 | 0 | 0 | 0 | 0 | 0 | 0 | 0 | 0 | 0 | 0 | 0 | -70858.9504 | 0 | 0 | 0 | 0 | 0 | 0 | 0 | 0 | 221102.5722 | 292250.2184 | 0 | 0 | 0 | 0 | 0 | 0 | 0 | 0 | 0
2016-01-20 07:00 | 0 | 0 | 0 | 0 | 0 | 325257.4627 | 0 | 469244 | 0 | 0 | 0 | 0 | 128025.2243 | 0 | 0 | 0 | 0 | 0 | 0 | 1538579.6 | 0 | 0 | 0 | 0 | 0 | 0 | 0 | 0 | 0 | 0 | 0 | 0 | 70858.9504 | 0 | 0 | 0 | 0 | 0 | 0 | 0 | 0 | 77404.7307 | 292250.2184 | 0 | 0 | 0 | 0 | 0 | 0 | 0 | 0 | 0
2016-01-20 08:00 | 0 | 0 | 0 | 0 | 0 | 315869.8565 | 0 | 465073 | 0 | 0 | 0 | 0 | 198884.1747 | 0 | 0 | 0 | 0 | 0 | 0 | 1318517.5061 | 0 | 0 | 0 | 0 | 0 | 0 | 0 | 0 | 0 | 0 | 0 | 0 | 70858.9504 | 0 | 0 | 0 | 0 | 0 | 0 | 0 | 0 | 72188.1245 | 292250.2184 | 0 | 0 | 0 | 0 | 0 | 0 | 0 | 0 | 0
2016-01-20 09:00 | 0 | 0 | 0 | 0 | 0 | 301416.9107 | 0 | 467668 | 0 | 0 | 0 | 0 | 128025.2243 | 0 | 0 | 0 | 0 | 0 | 0 | 1223125.3672 | 0 | 0 | 0 | 0 | 0 | 0 | 0 | 0 | 0 | 0 | 0 | 0 | -70858.9504 | 0 | 0 | 0 | 0 | 0 | 0 | 0 | 0 | 196858.0795 | 292250.2184 | 0 | 0 | 0 | 0 | 0 | 0 | 0 | 0 | 0
2016-01-20 10:00 | 0 | 0 | 0 | 0 | 0 | 286385.6525 | 0 | 480665 | 0 | 0 | 0 | 0 | 146547.0954 | 0 | 0 | 0 | 0 | 0 | 0 | 1010324.1486 | 0 | 0 | 0 | 0 | 0 | 0 | 0 | 0 | 0 | 0 | 0 | 0 | 18521.8711 | 0 | 0 | 0 | 0 | 0 | 0 | 0 | 0 | 79448.9998 | 292250.2184 | 0 | 0 | 0 | 0 | 0 | 0 | 0 | 0 | 0
2016-01-20 11:00 | 0 | 0 | 0 | 0 | 0 | 271264.8609 | 0 | 511178 | 0 | 0 | 0 | 0 | 198884.1747 | 0 | 0 | 0 | 0 | 0 | 0 | 718073.9302 | 0 | 0 | 0 | 0 | 0 | 0 | 0 | 0 | 0 | 0 | 0 | 0 | 52337.0793 | 0 | 0 | 0 | 0 | 0 | 0 | 0 | 0 | 0 | 292250.2184 | 0 | 0 | 0 | 0 | 0 | 0 | 0 | 0 | 0
2016-01-20 12:00 | 0 | 0 | 0 | 0 | 0 | 258171.7594 | 0 | 538547 | 0 | 0 | 0 | 0 | 128025.2243 | 0 | 0 | 0 | 0 | 0 | 0 | 508557.6401 | 0 | 0 | 0 | 0 | 0 | 0 | 0 | 0 | 0 | 0 | 0 | 0 | -70858.9504 | 0 | 0 | 0 | 0 | 0 | 0 | 0 | 0 | 82733.9282 | 292250.2184 | 0 | 0 | 0 | 0 | 0 | 0 | 0 | 0 | 0
2016-01-20 13:00 | 0 | 0 | 0 | 0 | 0 | 254488.5235 | 11.4432 | 545720 | 0 | 0 | 0 | 0 | 129055.4094 | 0 | 0 | 0 | 0 | 0 | 0 | 216307.4217 | 0 | 0 | 0 | 0 | 0 | 0 | 0 | 0 | 0 | 0 | 0 | 0 | 1030.1851 | 0 | 0 | 0 | 0 | 0 | 0 | 0 | 0 | 0 | 292250.2184 | 0 | 0 | 0 | 0 | 0 | 0 | 0 | 0 | 0
2016-01-20 14:00 | 0 | 0 | 0 | 0 | 0 | 235205.333 | 35455.893 | 541525 | 0 | 0 | 0 | 0 | 58196.459 | 0 | 0 | 0 | 0 | 0 | 0 | 16302.5981 | 0 | 0 | 0 | 0 | 0 | 0 | 0 | 0 | 0 | 0 | 0 | 0 | -70858.9504 | 0 | 0 | 0 | 0 | 0 | 0 | 0 | 0 | 92245.3948 | 292250.2184 | 0 | 0 | 0 | 0 | 0 | 0 | 0 | 0 | 0
2016-01-20 15:00 | 0 | 0 | 0 | 0 | 0 | 193242.8151 | 333018.1617 | 535783 | 0 | 0 | 0 | 0 | 0 | 0 | 0 | 0 | 0 | 0 | 0 | 64977.0339 | 0 | 0 | 0 | 0 | 0 | 0 | 0 | 0 | 0 | 0 | 0 | 0 | -58196.459 | 0 | 0 | 0 | 0 | 0 | 0 | 0 | 0 | 331707.04 | 283032.6042 | 0 | 0 | 0 | 0 | 0 | 0 | 0 | 0 | 0
2016-01-20 16:00 | 0 | 0 | 0 | 0 | 0 | 194538.8559 | 495181.0761 | 524933 | 0 | 0 | 0 | 0 | 0 | 0 | 0 | 0 | 0 | 0 | 0 | 229763.966 | 0 | 0 | 0 | 0 | 0 | 0 | 0 | 0 | 0 | 0 | 0 | 0 | 0 | 0 | 0 | 0 | 0 | 0 | 0 | 0 | 0 | 164786.932 | 0 | 0 | 0 | 0 | 0 | 0 | 0 | 0 | 0 | 0
2016-01-20 17:00 | 0 | 0 | 0 | 0 | 0 | 230897.2138 | 555761.8267 | 513323 | 0 | 0 | 0 | 0 | 0 | 0 | 0 | 0 | 0 | 0 | 0 | 503100.0064 | 0 | 0 | 0 | 0 | 0 | 0 | 0 | 0 | 0 | 0 | 0 | 0 | 0 | 0 | 0 | 0 | 0 | 0 | 0 | 0 | 0 | 273336.0405 | 0 | 0 | 0 | 0 | 0 | 0 | 0 | 0 | 0 | 0
2016-01-20 18:00 | 0 | 0 | 0 | 0 | 0 | 267866.426 | 557260.862 | 504846 | 0 | 0 | 0 | 0 | 0 | 0 | 0 | 0 | 0 | 0 | 0 | 823381.2945 | 0 | 0 | 0 | 0 | 0 | 0 | 0 | 0 | 0 | 0 | 0 | 0 | 0 | 0 | 0 | 0 | 0 | 0 | 0 | 0 | 0 | 320281.288 | 0 | 0 | 0 | 0 | 0 | 0 | 0 | 0 | 0 | 0
2016-01-20 19:00 | 0 | 0 | 0 | 0 | 0 | 299231.9764 | 559576.055 | 499511 | 0 | 0 | 0 | 0 | 27589.9914 | 0 | 0 | 0 | 0 | 0 | 0 | 1155088.3345 | 0 | 0 | 0 | 0 | 0 | 0 | 0 | 0 | 0 | 0 | 0 | 0 | 27589.9914 | 0 | 0 | 0 | 0 | 0 | 0 | 0 | 0 | 331707.04 | 0 | 0 | 0 | 0 | 0 | 0 | 0 | 0 | 0 | 0
2016-01-20 20:00 | 0 | 0 | 0 | 0 | 0 | 314015.1469 | 584817.8435 | 496267 | 0 | 0 | 0 | 0 | 98448.9418 | 0 | 0 | 0 | 0 | 0 | 0 | 1486795.3745 | 0 | 0 | 0 | 0 | 0 | 0 | 0 | 0 | 0 | 0 | 0 | 0 | 70858.9504 | 0 | 0 | 0 | 0 | 0 | 0 | 0 | 0 | 331707.04 | 0 | 0 | 0 | 0 | 0 | 0 | 0 | 0 | 0 | 0
2016-01-20 21:00 | 0 | 0 | 0 | 0 | 0 | 284181.1221 | 616836.8683 | 498452 | 0 | 0 | 0 | 0 | 169307.8922 | 0 | 0 | 0 | 0 | 0 | 0 | 1818502.4145 | 0 | 0 | 0 | 0 | 0 | 0 | 0 | 0 | 0 | 0 | 0 | 0 | 70858.9504 | 0 | 0 | 0 | 0 | 0 | 0 | 0 | 0 | 331707.04 | 0 | 0 | 0 | 0 | 0 | 0 | 0 | 0 | 0 | 0
2016-01-20 22:00 | 0 | 0 | 0 | 0 | 0 | 301491.0095 | 572752.313 | 512960 | 0 | 0 | 0 | 0 | 198884.1747 | 0 | 0 | 0 | 0 | 0 | 0 | 2150209.4545 | 0 | 0 | 0 | 0 | 0 | 0 | 0 | 0 | 0 | 0 | 0 | 0 | 29576.2825 | 0 | 0 | 0 | 0 | 0 | 0 | 0 | 0 | 331707.04 | 0 | 0 | 0 | 0 | 0 | 0 | 0 | 0 | 0 | 0
2016-01-20 23:00 | 0 | 0 | 0 | 0 | 0 | 339187.1162 | 277189.7693 | 530355 | 0 | 0 | 0 | 0 | 198884.1747 | 0 | 0 | 0 | 0 | 0 | 0 | 2236231.34 | 0 | 0 | 0 | 0 | 0 | 0 | 0 | 0 | 0 | 0 | 0 | 0 | 0 | 0 | 0 | 0 | 0 | 0 | 0 | 0 | 0 | 86021.8855 | 0 | 0 | 0 | 0 | 0 | 0 | 0 | 0 | 0 | 0
2016-01-21 | 0 | 0 | 0 | 0 | 0 | 345232.5554 | 9704.0134 | 536685 | 0 | 0 | 0 | 0 | 141717.9008 | 0 | 0 | 0 | 0 | 0 | 0 | 2111649.1827 | 0 | 0 | 0 | 0 | 0 | 0 | 0 | 0 | 0 | 0 | 0 | 0 | -57166.2739 | 0 | 0 | 0 | 0 | 0 | 0 | 0 | 0 | 167668.0611 | 292250.2184 | 0 | 0 | 0 | 0 | 0 | 0 | 0 | 0 | 0
2016-01-21 01:00 | 0 | 0 | 0 | 0 | 0 | 339711.0994 | 0 | 533921 | 0 | 0 | 0 | 0 | 70858.9504 | 0 | 0 | 0 | 0 | 0 | 0 | 1988298.2324 | 0 | 0 | 0 | 0 | 0 | 0 | 0 | 0 | 0 | 0 | 0 | 0 | -70858.9504 | 0 | 0 | 0 | 0 | 0 | 0 | 0 | 0 | 168899.2681 | 292250.2184 | 0 | 0 | 0 | 0 | 0 | 0 | 0 | 0 | 0
2016-01-21 02:00 | 0 | 0 | 0 | 0 | 0 | 331838.1564 | 0 | 523733 | 0 | 0 | 0 | 0 | 0 | 0 | 0 | 0 | 0 | 0 | 0 | 1867262.3392 | 0 | 0 | 0 | 0 | 0 | 0 | 0 | 0 | 0 | 0 | 0 | 0 | -70858.9504 | 0 | 0 | 0 | 0 | 0 | 0 | 0 | 0 | 171214.3252 | 292250.2184 | 0 | 0 | 0 | 0 | 0 | 0 | 0 | 0 | 0
2016-01-21 03:00 | 0 | 0 | 0 | 0 | 0 | 326689.7794 | 0 | 502414 | 0 | 0 | 0 | 0 | 70858.9504 | 0 | 0 | 0 | 0 | 0 | 0 | 1620679.1682 | 0 | 0 | 0 | 0 | 0 | 0 | 0 | 0 | 0 | 0 | 0 | 0 | 70858.9504 | 0 | 0 | 0 | 0 | 0 | 0 | 0 | 0 | 45667.0474 | 292250.2184 | 0 | 0 | 0 | 0 | 0 | 0 | 0 | 0 | 0
2016-01-21 04:00 | 0 | 0 | 0 | 0 | 0 | 325265.2095 | 0 | 477551 | 0 | 0 | 0 | 0 | 141717.9008 | 0 | 0 | 0 | 0 | 0 | 0 | 1397534.4273 | 0 | 0 | 0 | 0 | 0 | 0 | 0 | 0 | 0 | 0 | 0 | 0 | 70858.9504 | 0 | 0 | 0 | 0 | 0 | 0 | 0 | 0 | 69105.4774 | 292250.2184 | 0 | 0 | 0 | 0 | 0 | 0 | 0 | 0 | 0
2016-01-21 05:00 | 0 | 0 | 0 | 0 | 0 | 319353.225 | 0 | 456315 | 0 | 0 | 0 | 0 | 198884.1747 | 0 | 0 | 0 | 0 | 0 | 0 | 1203406.3784 | 0 | 0 | 0 | 0 | 0 | 0 | 0 | 0 | 0 | 0 | 0 | 0 | 57166.2739 | 0 | 0 | 0 | 0 | 0 | 0 | 0 | 0 | 98122.1695 | 292250.2184 | 0 | 0 | 0 | 0 | 0 | 0 | 0 | 0 | 0
2016-01-21 06:00 | 0 | 0 | 0 | 0 | 0 | 307546.9251 | 0 | 443693 | 0 | 0 | 0 | 0 | 128025.2243 | 0 | 0 | 0 | 0 | 0 | 0 | 1138119.2538 | 0 | 0 | 0 | 0 | 0 | 0 | 0 | 0 | 0 | 0 | 0 | 0 | -70858.9504 | 0 | 0 | 0 | 0 | 0 | 0 | 0 | 0 | 226963.0939 | 292250.2184 | 0 | 0 | 0 | 0 | 0 | 0 | 0 | 0 | 0
2016-01-21 07:00 | 0 | 0 | 0 | 0 | 0 | 304410.3325 | 0 | 435960 | 0 | 0 | 0 | 0 | 198884.1747 | 0 | 0 | 0 | 0 | 0 | 0 | 935710.6359 | 0 | 0 | 0 | 0 | 0 | 0 | 0 | 0 | 0 | 0 | 0 | 0 | 70858.9504 | 0 | 0 | 0 | 0 | 0 | 0 | 0 | 0 | 89841.6004 | 292250.2184 | 0 | 0 | 0 | 0 | 0 | 0 | 0 | 0 | 0
2016-01-21 08:00 | 0 | 0 | 0 | 0 | 0 | 307249.9788 | 0 | 432949 | 0 | 0 | 0 | 0 | 128025.2243 | 0 | 0 | 0 | 0 | 0 | 0 | 880870.5651 | 0 | 0 | 0 | 0 | 0 | 0 | 0 | 0 | 0 | 0 | 0 | 0 | -70858.9504 | 0 | 0 | 0 | 0 | 0 | 0 | 0 | 0 | 237410.1476 | 292250.2184 | 0 | 0 | 0 | 0 | 0 | 0 | 0 | 0 | 0
2016-01-21 09:00 | 0 | 0 | 0 | 0 | 0 | 306100.3897 | 0 | 435901 | 0 | 0 | 0 | 0 | 128025.2243 | 0 | 0 | 0 | 0 | 0 | 0 | 751069.9548 | 0 | 0 | 0 | 0 | 0 | 0 | 0 | 0 | 0 | 0 | 0 | 0 | 0 | 0 | 0 | 0 | 0 | 0 | 0 | 0 | 0 | 162449.6081 | 292250.2184 | 0 | 0 | 0 | 0 | 0 | 0 | 0 | 0 | 0
2016-01-21 10:00 | 0 | 0 | 0 | 0 | 0 | 304945.2189 | 0 | 448923 | 0 | 0 | 0 | 0 | 198884.1747 | 0 | 0 | 0 | 0 | 0 | 0 | 536233.2232 | 0 | 0 | 0 | 0 | 0 | 0 | 0 | 0 | 0 | 0 | 0 | 0 | 70858.9504 | 0 | 0 | 0 | 0 | 0 | 0 | 0 | 0 | 77413.4868 | 292250.2184 | 0 | 0 | 0 | 0 | 0 | 0 | 0 | 0 | 0
2016-01-21 11:00 | 0 | 0 | 0 | 0 | 0 | 304150.3306 | 0 | 480425 | 0 | 0 | 0 | 0 | 141717.9008 | 0 | 0 | 0 | 0 | 0 | 0 | 417124.8276 | 0 | 0 | 0 | 0 | 0 | 0 | 0 | 0 | 0 | 0 | 0 | 0 | -57166.2739 | 0 | 0 | 0 | 0 | 0 | 0 | 0 | 0 | 173141.8228 | 292250.2184 | 0 | 0 | 0 | 0 | 0 | 0 | 0 | 0 | 0
2016-01-21 12:00 | 0 | 0 | 0 | 0 | 0 | 306286.2995 | 0 | 510035 | 0 | 0 | 0 | 0 | 70858.9504 | 0 | 0 | 0 | 0 | 0 | 0 | 284235.0776 | 0 | 0 | 0 | 0 | 0 | 0 | 0 | 0 | 0 | 0 | 0 | 0 | -70858.9504 | 0 | 0 | 0 | 0 | 0 | 0 | 0 | 0 | 159360.4683 | 292250.2184 | 0 | 0 | 0 | 0 | 0 | 0 | 0 | 0 | 0
2016-01-21 13:00 | 0 | 0 | 0 | 0 | 0 | 309526.7889 | 15.4326 | 518534 | 0 | 0 | 0 | 0 | 0 | 0 | 0 | 0 | 0 | 0 | 0 | 146102.2495 | 0 | 0 | 0 | 0 | 0 | 0 | 0 | 0 | 0 | 0 | 0 | 0 | -70858.9504 | 0 | 0 | 0 | 0 | 0 | 0 | 0 | 0 | 154117.3903 | 292250.2184 | 0 | 0 | 0 | 0 | 0 | 0 | 0 | 0 | 0
2016-01-21 14:00 | 0 | 0 | 0 | 0 | 0 | 286724.857 | 83010.8935 | 515838 | 0 | 0 | 0 | 0 | 0 | 0 | 0 | 0 | 0 | 0 | 0 | 0 | 0 | 0 | 0 | 0 | 0 | 0 | 0 | 0 | 0 | 0 | 0 | 0 | 0 | 0 | 0 | 0 | 0 | 0 | 0 | 0 | 0 | 146147.9689 | 292250.2184 | 0 | 0 | 0 | 0 | 0 | 0 | 0 | 0 | 0
2016-01-21 15:00 | 0 | 0 | 0 | 0 | 0 | 304489.4127 | 534310.5999 | 511625 | 0 | 0 | 0 | 0 | 0 | 0 | 0 | 0 | 0 | 0 | 0 | 327175.0126 | 0 | 0 | 0 | 0 | 0 | 0 | 0 | 0 | 0 | 0 | 0 | 0 | 0 | 0 | 0 | 0 | 0 | 0 | 0 | 0 | 0 | 327175.0126 | 0 | 0 | 0 | 0 | 0 | 0 | 0 | 0 | 0 | 0
2016-01-21 16:00 | 0 | 0 | 0 | 0 | 0 | 2336.5671 | 649987.4337 | 504869 | 0 | 0 | 0 | 0 | 0 | 0 | 0 | 0 | 0 | 0 | 0 | 474630.0134 | 0 | 0 | 0 | 0 | 0 | 0 | 0 | 0 | 0 | 0 | 0 | 0 | 0 | 0 | 0 | 0 | 0 | 0 | 0 | 0 | 0 | 147455.0008 | 0 | 0 | 0 | 0 | 0 | 0 | 0 | 0 | 0 | 0
2016-01-21 17:00 | 0 | 0 | 0 | 0 | 0 | 251327.4353 | 648552.5551 | 497314 | 0 | 0 | 0 | 0 | 70858.9504 | 0 | 0 | 0 | 0 | 0 | 0 | 806337.0534 | 0 | 0 | 0 | 0 | 0 | 0 | 0 | 0 | 0 | 0 | 0 | 0 | 70858.9504 | 0 | 0 | 0 | 0 | 0 | 0 | 0 | 0 | 331707.04 | 0 | 0 | 0 | 0 | 0 | 0 | 0 | 0 | 0 | 0
2016-01-21 18:00 | 0 | 0 | 0 | 0 | 0 | 0 | 617388.7419 | 490719 | 0 | 0 | 0 | 0 | 0 | 0 | 0 | 0 | 0 | 0 | 0 | 1003865.7457 | 0 | 0 | 0 | 0 | 0 | 0 | 0 | 0 | 0 | 0 | 0 | 0 | -70858.9504 | 0 | 0 | 0 | 0 | 0 | 0 | 0 | 0 | 197528.6923 | 0 | 0 | 0 | 0 | 0 | 0 | 0 | 0 | 0 | 0
2016-01-21 19:00 | 0 | 0 | 0 | 0 | 0 | 0 | 601824.1035 | 486338 | 0 | 0 | 0 | 0 | 70858.9504 | 0 | 0 | 0 | 0 | 0 | 0 | 1048492.8988 | 0 | 0 | 0 | 0 | 0 | 0 | 0 | 0 | 0 | 0 | 0 | 0 | 70858.9504 | 0 | 0 | 0 | 0 | 0 | 0 | 0 | 0 | 44627.1531 | 0 | 0 | 0 | 0 | 0 | 0 | 0 | 0 | 0 | 0
2016-01-21 20:00 | 0 | 0 | 0 | 0 | 0 | 0 | 611987.945 | 483984 | 0 | 0 | 0 | 0 | 128025.2243 | 0 | 0 | 0 | 0 | 0 | 0 | 1119330.5699 | 0 | 0 | 0 | 0 | 0 | 0 | 0 | 0 | 0 | 0 | 0 | 0 | 57166.2739 | 0 | 0 | 0 | 0 | 0 | 0 | 0 | 0 | 70837.6711 | 0 | 0 | 0 | 0 | 0 | 0 | 0 | 0 | 0 | 0
2016-01-21 21:00 | 0 | 0 | 0 | 0 | 0 | 262659.6659 | 626318.3245 | 486412 | 0 | 0 | 0 | 0 | 198884.1747 | 0 | 0 | 0 | 0 | 0 | 0 | 1451037.6099 | 0 | 0 | 0 | 0 | 0 | 0 | 0 | 0 | 0 | 0 | 0 | 0 | 70858.9504 | 0 | 0 | 0 | 0 | 0 | 0 | 0 | 0 | 331707.04 | 0 | 0 | 0 | 0 | 0 | 0 | 0 | 0 | 0 | 0
2016-01-21 22:00 | 0 | 0 | 0 | 0 | 0 | 203277.3525 | 559531.7371 | 501961 | 0 | 0 | 0 | 0 | 128025.2243 | 0 | 0 | 0 | 0 | 0 | 0 | 1782744.6499 | 0 | 0 | 0 | 0 | 0 | 0 | 0 | 0 | 0 | 0 | 0 | 0 | -70858.9504 | 0 | 0 | 0 | 0 | 0 | 0 | 0 | 0 | 331707.04 | 0 | 0 | 0 | 0 | 0 | 0 | 0 | 0 | 0 | 0
2016-01-21 23:00 | 0 | 0 | 0 | 0 | 0 | 399996.154 | 222322.3157 | 520445 | 0 | 0 | 0 | 0 | 141717.9008 | 0 | 0 | 0 | 0 | 0 | 0 | 1870925.4431 | 0 | 0 | 0 | 0 | 0 | 0 | 0 | 0 | 0 | 0 | 0 | 0 | 13692.6765 | 0 | 0 | 0 | 0 | 0 | 0 | 0 | 0 | 88180.7931 | 0 | 0 | 0 | 0 | 0 | 0 | 0 | 0 | 0 | 0
2016-01-22 | 0 | 0 | 0 | 0 | 0 | 406759.9623 | 6598.1518 | 527936 | 0 | 0 | 0 | 0 | 70858.9504 | 0 | 0 | 0 | 0 | 0 | 0 | 1827206.5076 | 0 | 0 | 0 | 0 | 0 | 0 | 0 | 0 | 0 | 0 | 0 | 0 | -70858.9504 | 0 | 0 | 0 | 0 | 0 | 0 | 0 | 0 | 248531.2829 | 292250.2184 | 0 | 0 | 0 | 0 | 0 | 0 | 0 | 0 | 0
2016-01-22 01:00 | 0 | 0 | 0 | 0 | 0 | 389286.0477 | 0 | 526468 | 0 | 0 | 0 | 0 | 0 | 0 | 0 | 0 | 0 | 0 | 0 | 1760883.5057 | 0 | 0 | 0 | 0 | 0 | 0 | 0 | 0 | 0 | 0 | 0 | 0 | -70858.9504 | 0 | 0 | 0 | 0 | 0 | 0 | 0 | 0 | 225927.2164 | 292250.2184 | 0 | 0 | 0 | 0 | 0 | 0 | 0 | 0 | 0
2016-01-22 02:00 | 0 | 0 | 0 | 0 | 0 | 367850.3984 | 0 | 516856 | 0 | 0 | 0 | 0 | 70858.9504 | 0 | 0 | 0 | 0 | 0 | 0 | 1541018.9537 | 0 | 0 | 0 | 0 | 0 | 0 | 0 | 0 | 0 | 0 | 0 | 0 | 70858.9504 | 0 | 0 | 0 | 0 | 0 | 0 | 0 | 0 | 72385.6664 | 292250.2184 | 0 | 0 | 0 | 0 | 0 | 0 | 0 | 0 | 0
2016-01-22 03:00 | 0 | 0 | 0 | 0 | 0 | 352188.4999 | 0 | 498821 | 0 | 0 | 0 | 0 | 70858.9504 | 0 | 0 | 0 | 0 | 0 | 0 | 1394386.4535 | 0 | 0 | 0 | 0 | 0 | 0 | 0 | 0 | 0 | 0 | 0 | 0 | 0 | 0 | 0 | 0 | 0 | 0 | 0 | 0 | 0 | 145617.7183 | 292250.2184 | 0 | 0 | 0 | 0 | 0 | 0 | 0 | 0 | 0
2016-01-22 04:00 | 0 | 0 | 0 | 0 | 0 | 113119.8312 | 0 | 476229 | 0 | 0 | 0 | 0 | 0 | 0 | 0 | 0 | 0 | 0 | 0 | 1102136.2352 | 0 | 0 | 0 | 0 | 0 | 0 | 0 | 0 | 0 | 0 | 0 | 0 | -70858.9504 | 0 | 0 | 0 | 0 | 0 | 0 | 0 | 0 | 0 | 292250.2184 | 0 | 0 | 0 | 0 | 0 | 0 | 0 | 0 | 0
2016-01-22 05:00 | 0 | 0 | 0 | 0 | 0 | 334906.8572 | 0 | 456375 | 0 | 0 | 0 | 0 | 0 | 0 | 0 | 0 | 0 | 0 | 0 | 980668.0924 | 0 | 0 | 0 | 0 | 0 | 0 | 0 | 0 | 0 | 0 | 0 | 0 | 0 | 0 | 0 | 0 | 0 | 0 | 0 | 0 | 0 | 170782.0756 | 292250.2184 | 0 | 0 | 0 | 0 | 0 | 0 | 0 | 0 | 0
2016-01-22 06:00 | 0 | 0 | 0 | 0 | 0 | 339700.2848 | 0 | 444230 | 0 | 0 | 0 | 0 | 0 | 0 | 0 | 0 | 0 | 0 | 0 | 876138.3772 | 0 | 0 | 0 | 0 | 0 | 0 | 0 | 0 | 0 | 0 | 0 | 0 | 0 | 0 | 0 | 0 | 0 | 0 | 0 | 0 | 0 | 187720.5032 | 292250.2184 | 0 | 0 | 0 | 0 | 0 | 0 | 0 | 0 | 0
2016-01-22 07:00 | 0 | 0 | 0 | 0 | 0 | 348696.7815 | 0 | 436401 | 0 | 0 | 0 | 0 | 70858.9504 | 0 | 0 | 0 | 0 | 0 | 0 | 717575.2083 | 0 | 0 | 0 | 0 | 0 | 0 | 0 | 0 | 0 | 0 | 0 | 0 | 70858.9504 | 0 | 0 | 0 | 0 | 0 | 0 | 0 | 0 | 133687.0495 | 292250.2184 | 0 | 0 | 0 | 0 | 0 | 0 | 0 | 0 | 0
2016-01-22 08:00 | 0 | 0 | 0 | 0 | 0 | 358173.6042 | 0 | 433510 | 0 | 0 | 0 | 0 | 141717.9008 | 0 | 0 | 0 | 0 | 0 | 0 | 571379.8621 | 0 | 0 | 0 | 0 | 0 | 0 | 0 | 0 | 0 | 0 | 0 | 0 | 70858.9504 | 0 | 0 | 0 | 0 | 0 | 0 | 0 | 0 | 146054.8722 | 292250.2184 | 0 | 0 | 0 | 0 | 0 | 0 | 0 | 0 | 0
2016-01-22 09:00 | 0 | 0 | 0 | 0 | 0 | 365997.3044 | 0 | 436978 | 0 | 0 | 0 | 0 | 70858.9504 | 0 | 0 | 0 | 0 | 0 | 0 | 571258.1169 | 0 | 0 | 0 | 0 | 0 | 0 | 0 | 0 | 0 | 0 | 0 | 0 | -70858.9504 | 0 | 0 | 0 | 0 | 0 | 0 | 0 | 0 | 292128.4732 | 292250.2184 | 0 | 0 | 0 | 0 | 0 | 0 | 0 | 0 | 0
2016-01-22 10:00 | 0 | 0 | 0 | 0 | 0 | 374772.3999 | 0 | 449180 | 0 | 0 | 0 | 0 | 0 | 0 | 0 | 0 | 0 | 0 | 0 | 567709.4672 | 0 | 0 | 0 | 0 | 0 | 0 | 0 | 0 | 0 | 0 | 0 | 0 | -70858.9504 | 0 | 0 | 0 | 0 | 0 | 0 | 0 | 0 | 288701.5687 | 292250.2184 | 0 | 0 | 0 | 0 | 0 | 0 | 0 | 0 | 0
2016-01-22 11:00 | 0 | 0 | 0 | 0 | 0 | 373020.5751 | 0 | 477761 | 0 | 0 | 0 | 0 | 70858.9504 | 0 | 0 | 0 | 0 | 0 | 0 | 392110.0919 | 0 | 0 | 0 | 0 | 0 | 0 | 0 | 0 | 0 | 0 | 0 | 0 | 70858.9504 | 0 | 0 | 0 | 0 | 0 | 0 | 0 | 0 | 116650.8431 | 292250.2184 | 0 | 0 | 0 | 0 | 0 | 0 | 0 | 0 | 0
2016-01-22 12:00 | 0 | 0 | 0 | 0 | 0 | 362072.3282 | 0 | 507663 | 0 | 0 | 0 | 0 | 141717.9008 | 0 | 0 | 0 | 0 | 0 | 0 | 175660.4697 | 0 | 0 | 0 | 0 | 0 | 0 | 0 | 0 | 0 | 0 | 0 | 0 | 70858.9504 | 0 | 0 | 0 | 0 | 0 | 0 | 0 | 0 | 75800.5962 | 292250.2184 | 0 | 0 | 0 | 0 | 0 | 0 | 0 | 0 | 0
2016-01-22 13:00 | 0 | 0 | 0 | 0 | 0 | 344625.5628 | 23.7263 | 521669 | 0 | 0 | 0 | 0 | 70858.9504 | 0 | 0 | 0 | 0 | 0 | 0 | 69499.7092 | 0 | 0 | 0 | 0 | 0 | 0 | 0 | 0 | 0 | 0 | 0 | 0 | -70858.9504 | 0 | 0 | 0 | 0 | 0 | 0 | 0 | 0 | 186089.4579 | 292250.2184 | 0 | 0 | 0 | 0 | 0 | 0 | 0 | 0 | 0
2016-01-22 14:00 | 0 | 0 | 0 | 0 | 0 | 295847.4924 | 91523.8479 | 527730 | 0 | 0 | 0 | 0 | 0 | 0 | 0 | 0 | 0 | 0 | 0 | 0 | 0 | 0 | 0 | 0 | 0 | 0 | 0 | 0 | 0 | 0 | 0 | 0 | -70858.9504 | 0 | 0 | 0 | 0 | 0 | 0 | 0 | 0 | 222750.5092 | 292250.2184 | 0 | 0 | 0 | 0 | 0 | 0 | 0 | 0 | 0
2016-01-22 15:00 | 0 | 0 | 0 | 0 | 0 | 33910.7024 | 496615.2976 | 530526 | 0 | 0 | 0 | 0 | 0 | 0 | 0 | 0 | 0 | 0 | 0 | 0 | 0 | 0 | 0 | 0 | 0 | 0 | 0 | 0 | 0 | 0 | 0 | 0 | 0 | 0 | 0 | 0 | 0 | 0 | 0 | 0 | 0 | 0 | 0 | 0 | 0 | 0 | 0 | 0 | 0 | 0 | 0 | 0
2016-01-22 16:00 | 0 | 0 | 0 | 0 | 0 | 0 | 592418.074 | 527349 | 0 | 0 | 0 | 0 | 7499.6666 | 0 | 0 | 0 | 0 | 0 | 0 | 57569.4074 | 0 | 0 | 0 | 0 | 0 | 0 | 0 | 0 | 0 | 0 | 0 | 0 | 7499.6666 | 0 | 0 | 0 | 0 | 0 | 0 | 0 | 0 | 57569.4074 | 0 | 0 | 0 | 0 | 0 | 0 | 0 | 0 | 0 | 0
2016-01-22 17:00 | 0 | 0 | 0 | 0 | 0 | 0 | 584766.2838 | 521407 | 0 | 0 | 0 | 0 | 70858.9504 | 0 | 0 | 0 | 0 | 0 | 0 | 57569.4074 | 0 | 0 | 0 | 0 | 0 | 0 | 0 | 0 | 0 | 0 | 0 | 0 | 63359.2838 | 0 | 0 | 0 | 0 | 0 | 0 | 0 | 0 | 0 | 0 | 0 | 0 | 0 | 0 | 0 | 0 | 0 | 0 | 0
2016-01-22 18:00 | 0 | 0 | 0 | 0 | 0 | 108262.0333 | 565658.5463 | 515885 | 0 | 0 | 0 | 0 | 0 | 0 | 0 | 0 | 0 | 0 | 0 | 286463.9375 | 0 | 0 | 0 | 0 | 0 | 0 | 0 | 0 | 0 | 0 | 0 | 0 | -70858.9504 | 0 | 0 | 0 | 0 | 0 | 0 | 0 | 0 | 228894.53 | 0 | 0 | 0 | 0 | 0 | 0 | 0 | 0 | 0 | 0
2016-01-22 19:00 | 0 | 0 | 0 | 0 | 0 | 212091.87 | 559815.7781 | 510547 | 0 | 0 | 0 | 0 | 18796.1732 | 0 | 0 | 0 | 0 | 0 | 0 | 529028.4124 | 0 | 0 | 0 | 0 | 0 | 0 | 0 | 0 | 0 | 0 | 0 | 0 | 18796.1732 | 0 | 0 | 0 | 0 | 0 | 0 | 0 | 0 | 242564.4749 | 0 | 0 | 0 | 0 | 0 | 0 | 0 | 0 | 0 | 0
2016-01-22 20:00 | 0 | 0 | 0 | 0 | 0 | 0 | 573148.2037 | 506514 | 0 | 0 | 0 | 0 | 85430.3769 | 0 | 0 | 0 | 0 | 0 | 0 | 529028.4124 | 0 | 0 | 0 | 0 | 0 | 0 | 0 | 0 | 0 | 0 | 0 | 0 | 66634.2037 | 0 | 0 | 0 | 0 | 0 | 0 | 0 | 0 | 0 | 0 | 0 | 0 | 0 | 0 | 0 | 0 | 0 | 0 | 0
2016-01-22 21:00 | 0 | 0 | 0 | 0 | 0 | 0 | 582314.5941 | 507046 | 0 | 0 | 0 | 0 | 156289.3273 | 0 | 0 | 0 | 0 | 0 | 0 | 533438.0561 | 0 | 0 | 0 | 0 | 0 | 0 | 0 | 0 | 0 | 0 | 0 | 0 | 70858.9504 | 0 | 0 | 0 | 0 | 0 | 0 | 0 | 0 | 4409.6437 | 0 | 0 | 0 | 0 | 0 | 0 | 0 | 0 | 0 | 0
2016-01-22 22:00 | 0 | 0 | 0 | 0 | 0 | 0 | 488889.8969 | 517154 | 0 | 0 | 0 | 0 | 128025.2243 | 0 | 0 | 0 | 0 | 0 | 0 | 533438.0561 | 0 | 0 | 0 | 0 | 0 | 0 | 0 | 0 | 0 | 0 | 0 | 0 | -28264.1031 | 0 | 0 | 0 | 0 | 0 | 0 | 0 | 0 | 0 | 0 | 0 | 0 | 0 | 0 | 0 | 0 | 0 | 0 | 0
2016-01-22 23:00 | 0 | 0 | 0 | 0 | 0 | 368165.669 | 190230.6725 | 529079 | 0 | 0 | 0 | 0 | 198884.1747 | 0 | 0 | 0 | 0 | 0 | 0 | 491896.4471 | 0 | 0 | 0 | 0 | 0 | 0 | 0 | 0 | 0 | 0 | 0 | 0 | 70858.9504 | 0 | 0 | 0 | 0 | 0 | 0 | 0 | 0 | 250708.6095 | 292250.2184 | 0 | 0 | 0 | 0 | 0 | 0 | 0 | 0 | 0
2016-01-23 | 0 | 0 | 0 | 0 | 0 | 445229.2366 | 5415.9345 | 532762 | 0 | 0 | 0 | 0 | 128025.2243 | 0 | 0 | 0 | 0 | 0 | 0 | 480638.5687 | 0 | 0 | 0 | 0 | 0 | 0 | 0 | 0 | 0 | 0 | 0 | 0 | -70858.9504 | 0 | 0 | 0 | 0 | 0 | 0 | 0 | 0 | 280992.3399 | 292250.2184 | 0 | 0 | 0 | 0 | 0 | 0 | 0 | 0 | 0
2016-01-23 01:00 | 0 | 0 | 0 | 0 | 0 | 469270.4337 | 0 | 529195 | 0 | 0 | 0 | 0 | 198884.1747 | 0 | 0 | 0 | 0 | 0 | 0 | 349855.0519 | 0 | 0 | 0 | 0 | 0 | 0 | 0 | 0 | 0 | 0 | 0 | 0 | 70858.9504 | 0 | 0 | 0 | 0 | 0 | 0 | 0 | 0 | 161466.7016 | 292250.2184 | 0 | 0 | 0 | 0 | 0 | 0 | 0 | 0 | 0
2016-01-23 02:00 | 0 | 0 | 0 | 0 | 0 | 471417.6103 | 0 | 520505 | 0 | 0 | 0 | 0 | 198884.1747 | 0 | 0 | 0 | 0 | 0 | 0 | 300767.6623 | 0 | 0 | 0 | 0 | 0 | 0 | 0 | 0 | 0 | 0 | 0 | 0 | 0 | 0 | 0 | 0 | 0 | 0 | 0 | 0 | 0 | 243162.8287 | 292250.2184 | 0 | 0 | 0 | 0 | 0 | 0 | 0 | 0 | 0
2016-01-23 03:00 | 0 | 0 | 0 | 0 | 0 | 468861.6686 | 0 | 505807 | 0 | 0 | 0 | 0 | 128025.2243 | 0 | 0 | 0 | 0 | 0 | 0 | 334681.2813 | 0 | 0 | 0 | 0 | 0 | 0 | 0 | 0 | 0 | 0 | 0 | 0 | -70858.9504 | 0 | 0 | 0 | 0 | 0 | 0 | 0 | 0 | 326163.8374 | 292250.2184 | 0 | 0 | 0 | 0 | 0 | 0 | 0 | 0 | 0
2016-01-23 04:00 | 0 | 0 | 0 | 0 | 0 | 463379.2516 | 0 | 487425 | 0 | 0 | 0 | 0 | 128025.2243 | 0 | 0 | 0 | 0 | 0 | 0 | 310635.5329 | 0 | 0 | 0 | 0 | 0 | 0 | 0 | 0 | 0 | 0 | 0 | 0 | 0 | 0 | 0 | 0 | 0 | 0 | 0 | 0 | 0 | 268204.47 | 292250.2184 | 0 | 0 | 0 | 0 | 0 | 0 | 0 | 0 | 0
2016-01-23 05:00 | 0 | 0 | 0 | 0 | 0 | 250539.732 | 0 | 471931 | 0 | 0 | 0 | 0 | 198884.1747 | 0 | 0 | 0 | 0 | 0 | 0 | 18385.3145 | 0 | 0 | 0 | 0 | 0 | 0 | 0 | 0 | 0 | 0 | 0 | 0 | 70858.9504 | 0 | 0 | 0 | 0 | 0 | 0 | 0 | 0 | 0 | 292250.2184 | 0 | 0 | 0 | 0 | 0 | 0 | 0 | 0 | 0
2016-01-23 06:00 | 0 | 0 | 0 | 0 | 0 | 428643.8712 | 0 | 460046 | 0 | 0 | 0 | 0 | 128025.2243 | 0 | 0 | 0 | 0 | 0 | 0 | 57842.1361 | 0 | 0 | 0 | 0 | 0 | 0 | 0 | 0 | 0 | 0 | 0 | 0 | -70858.9504 | 0 | 0 | 0 | 0 | 0 | 0 | 0 | 0 | 331707.04 | 292250.2184 | 0 | 0 | 0 | 0 | 0 | 0 | 0 | 0 | 0
2016-01-23 07:00 | 0 | 0 | 0 | 0 | 0 | 465776.8143 | 0 | 452760 | 0 | 0 | 0 | 0 | 198884.1747 | 0 | 0 | 0 | 0 | 0 | 0 | 0 | 0 | 0 | 0 | 0 | 0 | 0 | 0 | 0 | 0 | 0 | 0 | 0 | 70858.9504 | 0 | 0 | 0 | 0 | 0 | 0 | 0 | 0 | 234408.0823 | 292250.2184 | 0 | 0 | 0 | 0 | 0 | 0 | 0 | 0 | 0
2016-01-23 08:00 | 0 | 0 | 0 | 0 | 0 | 469303.9228 | 0 | 448842 | 0 | 0 | 0 | 0 | 198884.1747 | 0 | 0 | 0 | 0 | 0 | 0 | 20461.9228 | 0 | 0 | 0 | 0 | 0 | 0 | 0 | 0 | 0 | 0 | 0 | 0 | 0 | 0 | 0 | 0 | 0 | 0 | 0 | 0 | 0 | 312712.1412 | 292250.2184 | 0 | 0 | 0 | 0 | 0 | 0 | 0 | 0 | 0
2016-01-23 09:00 | 0 | 0 | 0 | 0 | 0 | 417696.8712 | 0 | 449099 | 0 | 0 | 0 | 0 | 128025.2243 | 0 | 0 | 0 | 0 | 0 | 0 | 59918.7444 | 0 | 0 | 0 | 0 | 0 | 0 | 0 | 0 | 0 | 0 | 0 | 0 | -70858.9504 | 0 | 0 | 0 | 0 | 0 | 0 | 0 | 0 | 331707.04 | 292250.2184 | 0 | 0 | 0 | 0 | 0 | 0 | 0 | 0 | 0
2016-01-23 10:00 | 0 | 0 | 0 | 0 | 0 | 422885.8712 | 0 | 454288 | 0 | 0 | 0 | 0 | 57166.2739 | 0 | 0 | 0 | 0 | 0 | 0 | 99375.5661 | 0 | 0 | 0 | 0 | 0 | 0 | 0 | 0 | 0 | 0 | 0 | 0 | -70858.9504 | 0 | 0 | 0 | 0 | 0 | 0 | 0 | 0 | 331707.04 | 292250.2184 | 0 | 0 | 0 | 0 | 0 | 0 | 0 | 0 | 0
2016-01-23 11:00 | 0 | 0 | 0 | 0 | 0 | 491241.346 | 0 | 463739 | 0 | 0 | 0 | 0 | 128025.2243 | 0 | 0 | 0 | 0 | 0 | 0 | 56018.9617 | 0 | 0 | 0 | 0 | 0 | 0 | 0 | 0 | 0 | 0 | 0 | 0 | 70858.9504 | 0 | 0 | 0 | 0 | 0 | 0 | 0 | 0 | 248893.614 | 292250.2184 | 0 | 0 | 0 | 0 | 0 | 0 | 0 | 0 | 0
2016-01-23 12:00 | 0 | 0 | 0 | 0 | 0 | 351978.0879 | 0 | 478856 | 0 | 0 | 0 | 0 | 57166.2739 | 0 | 0 | 0 | 0 | 0 | 0 | 0 | 0 | 0 | 0 | 0 | 0 | 0 | 0 | 0 | 0 | 0 | 0 | 0 | -70858.9504 | 0 | 0 | 0 | 0 | 0 | 0 | 0 | 0 | 236231.2567 | 292250.2184 | 0 | 0 | 0 | 0 | 0 | 0 | 0 | 0 | 0
2016-01-23 13:00 | 0 | 0 | 0 | 0 | 0 | 502479.5353 | 29.1855 | 495520 | 0 | 0 | 0 | 0 | 64154.9947 | 0 | 0 | 0 | 0 | 0 | 0 | 0 | 0 | 0 | 0 | 0 | 0 | 0 | 0 | 0 | 0 | 0 | 0 | 0 | 6988.7208 | 0 | 0 | 0 | 0 | 0 | 0 | 0 | 0 | 292250.2184 | 292250.2184 | 0 | 0 | 0 | 0 | 0 | 0 | 0 | 0 | 0
2016-01-23 14:00 | 0 | 0 | 0 | 0 | 0 | 472109.8979 | 104019.9747 | 509928 | 0 | 0 | 0 | 0 | 0 | 0 | 0 | 0 | 0 | 0 | 0 | 130356.8673 | 0 | 0 | 0 | 0 | 0 | 0 | 0 | 0 | 0 | 0 | 0 | 0 | -64154.9947 | 0 | 0 | 0 | 0 | 0 | 0 | 0 | 0 | 130356.8673 | 0 | 0 | 0 | 0 | 0 | 0 | 0 | 0 | 0 | 0
2016-01-23 15:00 | 0 | 0 | 0 | 0 | 0 | 409487.6974 | 365799.5936 | 516578 | 0 | 0 | 0 | 0 | 70858.9504 | 0 | 0 | 0 | 0 | 0 | 0 | 318207.2078 | 0 | 0 | 0 | 0 | 0 | 0 | 0 | 0 | 0 | 0 | 0 | 0 | 70858.9504 | 0 | 0 | 0 | 0 | 0 | 0 | 0 | 0 | 187850.3405 | 0 | 0 | 0 | 0 | 0 | 0 | 0 | 0 | 0 | 0
2016-01-23 16:00 | 0 | 0 | 0 | 0 | 0 | 110995.0661 | 473594.8843 | 513731 | 0 | 0 | 0 | 0 | 141717.9008 | 0 | 0 | 0 | 0 | 0 | 0 | 318207.2078 | 0 | 0 | 0 | 0 | 0 | 0 | 0 | 0 | 0 | 0 | 0 | 0 | 70858.9504 | 0 | 0 | 0 | 0 | 0 | 0 | 0 | 0 | 0 | 0 | 0 | 0 | 0 | 0 | 0 | 0 | 0 | 0 | 0
2016-01-23 17:00 | 0 | 0 | 0 | 0 | 0 | 341207.9577 | 503286.2777 | 505643 | 0 | 0 | 0 | 0 | 198884.1747 | 0 | 0 | 0 | 0 | 0 | 0 | 599892.1693 | 0 | 0 | 0 | 0 | 0 | 0 | 0 | 0 | 0 | 0 | 0 | 0 | 57166.2739 | 0 | 0 | 0 | 0 | 0 | 0 | 0 | 0 | 281684.9615 | 0 | 0 | 0 | 0 | 0 | 0 | 0 | 0 | 0 | 0
2016-01-23 18:00 | 0 | 0 | 0 | 0 | 0 | 0 | 497139.4134 | 494705 | 0 | 0 | 0 | 0 | 128025.2243 | 0 | 0 | 0 | 0 | 0 | 0 | 673185.5331 | 0 | 0 | 0 | 0 | 0 | 0 | 0 | 0 | 0 | 0 | 0 | 0 | -70858.9504 | 0 | 0 | 0 | 0 | 0 | 0 | 0 | 0 | 73293.3638 | 0 | 0 | 0 | 0 | 0 | 0 | 0 | 0 | 0 | 0
2016-01-23 19:00 | 0 | 0 | 0 | 0 | 0 | 0 | 486968.1119 | 483360 | 0 | 0 | 0 | 0 | 128025.2243 | 0 | 0 | 0 | 0 | 0 | 0 | 676793.645 | 0 | 0 | 0 | 0 | 0 | 0 | 0 | 0 | 0 | 0 | 0 | 0 | 0 | 0 | 0 | 0 | 0 | 0 | 0 | 0 | 0 | 3608.1119 | 0 | 0 | 0 | 0 | 0 | 0 | 0 | 0 | 0 | 0
2016-01-23 20:00 | 0 | 0 | 0 | 0 | 0 | 363161.8976 | 481935.3272 | 476779 | 0 | 0 | 0 | 0 | 198884.1747 | 0 | 0 | 0 | 0 | 0 | 0 | 974252.9194 | 0 | 0 | 0 | 0 | 0 | 0 | 0 | 0 | 0 | 0 | 0 | 0 | 70858.9504 | 0 | 0 | 0 | 0 | 0 | 0 | 0 | 0 | 297459.2744 | 0 | 0 | 0 | 0 | 0 | 0 | 0 | 0 | 0 | 0
2016-01-23 21:00 | 0 | 0 | 0 | 0 | 0 | 20203.7639 | 456523.2361 | 476727 | 0 | 0 | 0 | 0 | 198884.1747 | 0 | 0 | 0 | 0 | 0 | 0 | 974252.9194 | 0 | 0 | 0 | 0 | 0 | 0 | 0 | 0 | 0 | 0 | 0 | 0 | 0 | 0 | 0 | 0 | 0 | 0 | 0 | 0 | 0 | 0 | 0 | 0 | 0 | 0 | 0 | 0 | 0 | 0 | 0 | 0
2016-01-23 22:00 | 0 | 0 | 0 | 0 | 0 | 384320.5985 | 367002.1242 | 488300 | 0 | 0 | 0 | 0 | 198884.1747 | 0 | 0 | 0 | 0 | 0 | 0 | 1237275.642 | 0 | 0 | 0 | 0 | 0 | 0 | 0 | 0 | 0 | 0 | 0 | 0 | 0 | 0 | 0 | 0 | 0 | 0 | 0 | 0 | 0 | 263022.7226 | 0 | 0 | 0 | 0 | 0 | 0 | 0 | 0 | 0 | 0
2016-01-23 23:00 | 0 | 0 | 0 | 0 | 0 | 516458.1242 | 157776.8657 | 505374 | 0 | 0 | 0 | 0 | 141717.9008 | 0 | 0 | 0 | 0 | 0 | 0 | 1463302.9057 | 0 | 0 | 0 | 0 | 0 | 0 | 0 | 0 | 0 | 0 | 0 | 0 | -57166.2739 | 0 | 0 | 0 | 0 | 0 | 0 | 0 | 0 | 226027.2637 | 0 | 0 | 0 | 0 | 0 | 0 | 0 | 0 | 0 | 0
2016-01-24 | 0 | 0 | 0 | 0 | 0 | 201730.7781 | 10312.2959 | 514019 | 0 | 0 | 0 | 0 | 70858.9504 | 0 | 0 | 0 | 0 | 0 | 0 | 1232185.9301 | 0 | 0 | 0 | 0 | 0 | 0 | 0 | 0 | 0 | 0 | 0 | 0 | -70858.9504 | 0 | 0 | 0 | 0 | 0 | 0 | 0 | 0 | 61133.2427 | 292250.2184 | 0 | 0 | 0 | 0 | 0 | 0 | 0 | 0 | 0
2016-01-24 01:00 | 0 | 0 | 0 | 0 | 0 | 482621.8712 | 0 | 514024 | 0 | 0 | 0 | 0 | 0 | 0 | 0 | 0 | 0 | 0 | 0 | 1271642.7517 | 0 | 0 | 0 | 0 | 0 | 0 | 0 | 0 | 0 | 0 | 0 | 0 | -70858.9504 | 0 | 0 | 0 | 0 | 0 | 0 | 0 | 0 | 331707.04 | 292250.2184 | 0 | 0 | 0 | 0 | 0 | 0 | 0 | 0 | 0
2016-01-24 02:00 | 0 | 0 | 0 | 0 | 0 | 552364.3209 | 0 | 508962 | 0 | 0 | 0 | 0 | 57166.2739 | 0 | 0 | 0 | 0 | 0 | 0 | 1257878.7987 | 0 | 0 | 0 | 0 | 0 | 0 | 0 | 0 | 0 | 0 | 0 | 0 | 57166.2739 | 0 | 0 | 0 | 0 | 0 | 0 | 0 | 0 | 278486.2654 | 292250.2184 | 0 | 0 | 0 | 0 | 0 | 0 | 0 | 0 | 0
2016-01-24 03:00 | 0 | 0 | 0 | 0 | 0 | 517424.061 | 0 | 497824 | 0 | 0 | 0 | 0 | 128025.2243 | 0 | 0 | 0 | 0 | 0 | 0 | 1206619.9093 | 0 | 0 | 0 | 0 | 0 | 0 | 0 | 0 | 0 | 0 | 0 | 0 | 70858.9504 | 0 | 0 | 0 | 0 | 0 | 0 | 0 | 0 | 240991.329 | 292250.2184 | 0 | 0 | 0 | 0 | 0 | 0 | 0 | 0 | 0
2016-01-24 04:00 | 0 | 0 | 0 | 0 | 0 | 451351.8712 | 0 | 482754 | 0 | 0 | 0 | 0 | 57166.2739 | 0 | 0 | 0 | 0 | 0 | 0 | 1246076.7309 | 0 | 0 | 0 | 0 | 0 | 0 | 0 | 0 | 0 | 0 | 0 | 0 | -70858.9504 | 0 | 0 | 0 | 0 | 0 | 0 | 0 | 0 | 331707.04 | 292250.2184 | 0 | 0 | 0 | 0 | 0 | 0 | 0 | 0 | 0
2016-01-24 05:00 | 0 | 0 | 0 | 0 | 0 | 448308.7039 | 0 | 468555 | 0 | 0 | 0 | 0 | 128025.2243 | 0 | 0 | 0 | 0 | 0 | 0 | 1154971.4844 | 0 | 0 | 0 | 0 | 0 | 0 | 0 | 0 | 0 | 0 | 0 | 0 | 70858.9504 | 0 | 0 | 0 | 0 | 0 | 0 | 0 | 0 | 201144.9719 | 292250.2184 | 0 | 0 | 0 | 0 | 0 | 0 | 0 | 0 | 0
2016-01-24 06:00 | 0 | 0 | 0 | 0 | 0 | 417997.7026 | 0 | 459947 | 0 | 0 | 0 | 0 | 198884.1747 | 0 | 0 | 0 | 0 | 0 | 0 | 1042163.2366 | 0 | 0 | 0 | 0 | 0 | 0 | 0 | 0 | 0 | 0 | 0 | 0 | 70858.9504 | 0 | 0 | 0 | 0 | 0 | 0 | 0 | 0 | 179441.9706 | 292250.2184 | 0 | 0 | 0 | 0 | 0 | 0 | 0 | 0 | 0
2016-01-24 07:00 | 0 | 0 | 0 | 0 | 0 | 388683.811 | 0 | 454182 | 0 | 0 | 0 | 0 | 128025.2243 | 0 | 0 | 0 | 0 | 0 | 0 | 1047523.998 | 0 | 0 | 0 | 0 | 0 | 0 | 0 | 0 | 0 | 0 | 0 | 0 | -70858.9504 | 0 | 0 | 0 | 0 | 0 | 0 | 0 | 0 | 297610.9798 | 292250.2184 | 0 | 0 | 0 | 0 | 0 | 0 | 0 | 0 | 0
2016-01-24 08:00 | 0 | 0 | 0 | 0 | 0 | 362988.1724 | 0 | 452194 | 0 | 0 | 0 | 0 | 198884.1747 | 0 | 0 | 0 | 0 | 0 | 0 | 887459.22 | 0 | 0 | 0 | 0 | 0 | 0 | 0 | 0 | 0 | 0 | 0 | 0 | 70858.9504 | 0 | 0 | 0 | 0 | 0 | 0 | 0 | 0 | 132185.4404 | 292250.2184 | 0 | 0 | 0 | 0 | 0 | 0 | 0 | 0 | 0
2016-01-24 09:00 | 0 | 0 | 0 | 0 | 0 | 344843.7227 | 0 | 453163 | 0 | 0 | 0 | 0 | 198884.1747 | 0 | 0 | 0 | 0 | 0 | 0 | 779139.9427 | 0 | 0 | 0 | 0 | 0 | 0 | 0 | 0 | 0 | 0 | 0 | 0 | 0 | 0 | 0 | 0 | 0 | 0 | 0 | 0 | 0 | 183930.9411 | 292250.2184 | 0 | 0 | 0 | 0 | 0 | 0 | 0 | 0 | 0
2016-01-24 10:00 | 0 | 0 | 0 | 0 | 0 | 332763.1666 | 0 | 457622 | 0 | 0 | 0 | 0 | 128025.2243 | 0 | 0 | 0 | 0 | 0 | 0 | 725140.0597 | 0 | 0 | 0 | 0 | 0 | 0 | 0 | 0 | 0 | 0 | 0 | 0 | -70858.9504 | 0 | 0 | 0 | 0 | 0 | 0 | 0 | 0 | 238250.3353 | 292250.2184 | 0 | 0 | 0 | 0 | 0 | 0 | 0 | 0 | 0
2016-01-24 11:00 | 0 | 0 | 0 | 0 | 0 | 119201.5077 | 0 | 468618 | 0 | 0 | 0 | 0 | 70858.9504 | 0 | 0 | 0 | 0 | 0 | 0 | 432889.8413 | 0 | 0 | 0 | 0 | 0 | 0 | 0 | 0 | 0 | 0 | 0 | 0 | -57166.2739 | 0 | 0 | 0 | 0 | 0 | 0 | 0 | 0 | 0 | 292250.2184 | 0 | 0 | 0 | 0 | 0 | 0 | 0 | 0 | 0
2016-01-24 12:00 | 0 | 0 | 0 | 0 | 0 | 312320.2718 | 0 | 482809 | 0 | 0 | 0 | 0 | 141717.9008 | 0 | 0 | 0 | 0 | 0 | 0 | 191542.1627 | 0 | 0 | 0 | 0 | 0 | 0 | 0 | 0 | 0 | 0 | 0 | 0 | 70858.9504 | 0 | 0 | 0 | 0 | 0 | 0 | 0 | 0 | 50902.5398 | 292250.2184 | 0 | 0 | 0 | 0 | 0 | 0 | 0 | 0 | 0
2016-01-24 13:00 | 0 | 0 | 0 | 0 | 0 | 305789.4434 | 27.1908 | 494739 | 0 | 0 | 0 | 0 | 70858.9504 | 0 | 0 | 0 | 0 | 0 | 0 | 73478.7473 | 0 | 0 | 0 | 0 | 0 | 0 | 0 | 0 | 0 | 0 | 0 | 0 | -70858.9504 | 0 | 0 | 0 | 0 | 0 | 0 | 0 | 0 | 174186.803 | 292250.2184 | 0 | 0 | 0 | 0 | 0 | 0 | 0 | 0 | 0
2016-01-24 14:00 | 0 | 0 | 0 | 0 | 0 | 269743.3287 | 82250.9735 | 496332 | 0 | 0 | 0 | 0 | 0 | 0 | 0 | 0 | 0 | 0 | 0 | 0 | 0 | 0 | 0 | 0 | 0 | 0 | 0 | 0 | 0 | 0 | 0 | 0 | -70858.9504 | 0 | 0 | 0 | 0 | 0 | 0 | 0 | 0 | 218771.471 | 292250.2184 | 0 | 0 | 0 | 0 | 0 | 0 | 0 | 0 | 0
2016-01-24 15:00 | 0 | 0 | 0 | 0 | 0 | 139549.2565 | 418701.6939 | 487392 | 0 | 0 | 0 | 0 | 70858.9504 | 0 | 0 | 0 | 0 | 0 | 0 | 0 | 0 | 0 | 0 | 0 | 0 | 0 | 0 | 0 | 0 | 0 | 0 | 0 | 70858.9504 | 0 | 0 | 0 | 0 | 0 | 0 | 0 | 0 | 0 | 0 | 0 | 0 | 0 | 0 | 0 | 0 | 0 | 0 | 0
2016-01-24 16:00 | 0 | 0 | 0 | 0 | 0 | 0 | 561831.1111 | 473672 | 0 | 0 | 0 | 0 | 141717.9008 | 0 | 0 | 0 | 0 | 0 | 0 | 17300.1607 | 0 | 0 | 0 | 0 | 0 | 0 | 0 | 0 | 0 | 0 | 0 | 0 | 70858.9504 | 0 | 0 | 0 | 0 | 0 | 0 | 0 | 0 | 17300.1607 | 0 | 0 | 0 | 0 | 0 | 0 | 0 | 0 | 0 | 0
2016-01-24 17:00 | 0 | 0 | 0 | 0 | 0 | 0 | 596593.6397 | 460203 | 0 | 0 | 0 | 0 | 128025.2243 | 0 | 0 | 0 | 0 | 0 | 0 | 167383.4769 | 0 | 0 | 0 | 0 | 0 | 0 | 0 | 0 | 0 | 0 | 0 | 0 | -13692.6765 | 0 | 0 | 0 | 0 | 0 | 0 | 0 | 0 | 150083.3162 | 0 | 0 | 0 | 0 | 0 | 0 | 0 | 0 | 0 | 0
2016-01-24 18:00 | 0 | 0 | 0 | 0 | 0 | 0 | 574844.9004 | 447336 | 0 | 0 | 0 | 0 | 198884.1747 | 0 | 0 | 0 | 0 | 0 | 0 | 224033.4269 | 0 | 0 | 0 | 0 | 0 | 0 | 0 | 0 | 0 | 0 | 0 | 0 | 70858.9504 | 0 | 0 | 0 | 0 | 0 | 0 | 0 | 0 | 56649.95 | 0 | 0 | 0 | 0 | 0 | 0 | 0 | 0 | 0 | 0
2016-01-24 19:00 | 0 | 0 | 0 | 0 | 0 | 0 | 560931.8041 | 437481 | 0 | 0 | 0 | 0 | 128025.2243 | 0 | 0 | 0 | 0 | 0 | 0 | 418343.1814 | 0 | 0 | 0 | 0 | 0 | 0 | 0 | 0 | 0 | 0 | 0 | 0 | -70858.9504 | 0 | 0 | 0 | 0 | 0 | 0 | 0 | 0 | 194309.7545 | 0 | 0 | 0 | 0 | 0 | 0 | 0 | 0 | 0 | 0
2016-01-24 20:00 | 0 | 0 | 0 | 0 | 0 | 263364.3995 | 570705.5909 | 431504 | 0 | 0 | 0 | 0 | 198884.1747 | 0 | 0 | 0 | 0 | 0 | 0 | 750050.2214 | 0 | 0 | 0 | 0 | 0 | 0 | 0 | 0 | 0 | 0 | 0 | 0 | 70858.9504 | 0 | 0 | 0 | 0 | 0 | 0 | 0 | 0 | 331707.04 | 0 | 0 | 0 | 0 | 0 | 0 | 0 | 0 | 0 | 0
2016-01-24 21:00 | 0 | 0 | 0 | 0 | 0 | 0 | 585092.121 | 433670 | 0 | 0 | 0 | 0 | 128025.2243 | 0 | 0 | 0 | 0 | 0 | 0 | 972331.2928 | 0 | 0 | 0 | 0 | 0 | 0 | 0 | 0 | 0 | 0 | 0 | 0 | -70858.9504 | 0 | 0 | 0 | 0 | 0 | 0 | 0 | 0 | 222281.0714 | 0 | 0 | 0 | 0 | 0 | 0 | 0 | 0 | 0 | 0
2016-01-24 22:00 | 0 | 0 | 0 | 0 | 0 | 183663.3311 | 528065.7585 | 450881 | 0 | 0 | 0 | 0 | 57166.2739 | 0 | 0 | 0 | 0 | 0 | 0 | 1304038.3328 | 0 | 0 | 0 | 0 | 0 | 0 | 0 | 0 | 0 | 0 | 0 | 0 | -70858.9504 | 0 | 0 | 0 | 0 | 0 | 0 | 0 | 0 | 331707.04 | 0 | 0 | 0 | 0 | 0 | 0 | 0 | 0 | 0 | 0
2016-01-24 23:00 | 0 | 0 | 0 | 0 | 0 | 457006.7724 | 269697.6836 | 474596 | 0 | 0 | 0 | 0 | 70858.9504 | 0 | 0 | 0 | 0 | 0 | 0 | 1542454.1124 | 0 | 0 | 0 | 0 | 0 | 0 | 0 | 0 | 0 | 0 | 0 | 0 | 13692.6765 | 0 | 0 | 0 | 0 | 0 | 0 | 0 | 0 | 238415.7796 | 0 | 0 | 0 | 0 | 0 | 0 | 0 | 0 | 0 | 0
2016-01-25 | 0 | 0 | 0 | 0 | 0 | 478906.2319 | 10535.4662 | 491726 | 0 | 0 | 0 | 0 | 141717.9008 | 0 | 0 | 0 | 0 | 0 | 0 | 1469310.8601 | 0 | 0 | 0 | 0 | 0 | 0 | 0 | 0 | 0 | 0 | 0 | 0 | 70858.9504 | 0 | 0 | 0 | 0 | 0 | 0 | 0 | 0 | 219106.9661 | 292250.2184 | 0 | 0 | 0 | 0 | 0 | 0 | 0 | 0 | 0
2016-01-25 01:00 | 0 | 0 | 0 | 0 | 0 | 464559.8712 | 0 | 495962 | 0 | 0 | 0 | 0 | 70858.9504 | 0 | 0 | 0 | 0 | 0 | 0 | 1508767.6817 | 0 | 0 | 0 | 0 | 0 | 0 | 0 | 0 | 0 | 0 | 0 | 0 | -70858.9504 | 0 | 0 | 0 | 0 | 0 | 0 | 0 | 0 | 331707.04 | 292250.2184 | 0 | 0 | 0 | 0 | 0 | 0 | 0 | 0 | 0
2016-01-25 02:00 | 0 | 0 | 0 | 0 | 0 | 458669.6429 | 0 | 491171 | 0 | 0 | 0 | 0 | 0 | 0 | 0 | 0 | 0 | 0 | 0 | 1547125.275 | 0 | 0 | 0 | 0 | 0 | 0 | 0 | 0 | 0 | 0 | 0 | 0 | -70858.9504 | 0 | 0 | 0 | 0 | 0 | 0 | 0 | 0 | 330607.8117 | 292250.2184 | 0 | 0 | 0 | 0 | 0 | 0 | 0 | 0 | 0
2016-01-25 03:00 | 0 | 0 | 0 | 0 | 0 | 185849.7816 | 0 | 478100 | 0 | 0 | 0 | 0 | 0 | 0 | 0 | 0 | 0 | 0 | 0 | 1254875.0566 | 0 | 0 | 0 | 0 | 0 | 0 | 0 | 0 | 0 | 0 | 0 | 0 | 0 | 0 | 0 | 0 | 0 | 0 | 0 | 0 | 0 | 0 | 292250.2184 | 0 | 0 | 0 | 0 | 0 | 0 | 0 | 0 | 0
2016-01-25 04:00 | 0 | 0 | 0 | 0 | 0 | 465829.3311 | 0 | 460344 | 0 | 0 | 0 | 0 | 70858.9504 | 0 | 0 | 0 | 0 | 0 | 0 | 1189501.4373 | 0 | 0 | 0 | 0 | 0 | 0 | 0 | 0 | 0 | 0 | 0 | 0 | 70858.9504 | 0 | 0 | 0 | 0 | 0 | 0 | 0 | 0 | 226876.5991 | 292250.2184 | 0 | 0 | 0 | 0 | 0 | 0 | 0 | 0 | 0
2016-01-25 05:00 | 0 | 0 | 0 | 0 | 0 | 413636.8712 | 0 | 445039 | 0 | 0 | 0 | 0 | 0 | 0 | 0 | 0 | 0 | 0 | 0 | 1228958.2589 | 0 | 0 | 0 | 0 | 0 | 0 | 0 | 0 | 0 | 0 | 0 | 0 | -70858.9504 | 0 | 0 | 0 | 0 | 0 | 0 | 0 | 0 | 331707.04 | 292250.2184 | 0 | 0 | 0 | 0 | 0 | 0 | 0 | 0 | 0
2016-01-25 06:00 | 0 | 0 | 0 | 0 | 0 | 214057.732 | 0 | 435449 | 0 | 0 | 0 | 0 | 70858.9504 | 0 | 0 | 0 | 0 | 0 | 0 | 936708.0405 | 0 | 0 | 0 | 0 | 0 | 0 | 0 | 0 | 0 | 0 | 0 | 0 | 70858.9504 | 0 | 0 | 0 | 0 | 0 | 0 | 0 | 0 | 0 | 292250.2184 | 0 | 0 | 0 | 0 | 0 | 0 | 0 | 0 | 0
2016-01-25 07:00 | 0 | 0 | 0 | 0 | 0 | 455848.1451 | 0 | 430084 | 0 | 0 | 0 | 0 | 57166.2739 | 0 | 0 | 0 | 0 | 0 | 0 | 976164.8621 | 0 | 0 | 0 | 0 | 0 | 0 | 0 | 0 | 0 | 0 | 0 | 0 | -13692.6765 | 0 | 0 | 0 | 0 | 0 | 0 | 0 | 0 | 331707.04 | 292250.2184 | 0 | 0 | 0 | 0 | 0 | 0 | 0 | 0 | 0
2016-01-25 08:00 | 0 | 0 | 0 | 0 | 0 | 513335.7407 | 0 | 429371 | 0 | 0 | 0 | 0 | 128025.2243 | 0 | 0 | 0 | 0 | 0 | 0 | 989270.6524 | 0 | 0 | 0 | 0 | 0 | 0 | 0 | 0 | 0 | 0 | 0 | 0 | 70858.9504 | 0 | 0 | 0 | 0 | 0 | 0 | 0 | 0 | 305356.0086 | 292250.2184 | 0 | 0 | 0 | 0 | 0 | 0 | 0 | 0 | 0
2016-01-25 09:00 | 0 | 0 | 0 | 0 | 0 | 519149.1625 | 0 | 434477 | 0 | 0 | 0 | 0 | 198884.1747 | 0 | 0 | 0 | 0 | 0 | 0 | 1003083.8645 | 0 | 0 | 0 | 0 | 0 | 0 | 0 | 0 | 0 | 0 | 0 | 0 | 70858.9504 | 0 | 0 | 0 | 0 | 0 | 0 | 0 | 0 | 306063.4305 | 292250.2184 | 0 | 0 | 0 | 0 | 0 | 0 | 0 | 0 | 0
2016-01-25 10:00 | 0 | 0 | 0 | 0 | 0 | 419159.8712 | 0 | 450562 | 0 | 0 | 0 | 0 | 128025.2243 | 0 | 0 | 0 | 0 | 0 | 0 | 1042540.6861 | 0 | 0 | 0 | 0 | 0 | 0 | 0 | 0 | 0 | 0 | 0 | 0 | -70858.9504 | 0 | 0 | 0 | 0 | 0 | 0 | 0 | 0 | 331707.04 | 292250.2184 | 0 | 0 | 0 | 0 | 0 | 0 | 0 | 0 | 0
2016-01-25 11:00 | 0 | 0 | 0 | 0 | 0 | 204406.4581 | 0 | 482964 | 0 | 0 | 0 | 0 | 141717.9008 | 0 | 0 | 0 | 0 | 0 | 0 | 750290.4677 | 0 | 0 | 0 | 0 | 0 | 0 | 0 | 0 | 0 | 0 | 0 | 0 | 13692.6765 | 0 | 0 | 0 | 0 | 0 | 0 | 0 | 0 | 0 | 292250.2184 | 0 | 0 | 0 | 0 | 0 | 0 | 0 | 0 | 0
2016-01-25 12:00 | 0 | 0 | 0 | 0 | 0 | 481851.8712 | 0 | 513254 | 0 | 0 | 0 | 0 | 70858.9504 | 0 | 0 | 0 | 0 | 0 | 0 | 789747.2893 | 0 | 0 | 0 | 0 | 0 | 0 | 0 | 0 | 0 | 0 | 0 | 0 | -70858.9504 | 0 | 0 | 0 | 0 | 0 | 0 | 0 | 0 | 331707.04 | 292250.2184 | 0 | 0 | 0 | 0 | 0 | 0 | 0 | 0 | 0
2016-01-25 13:00 | 0 | 0 | 0 | 0 | 0 | 490401.4758 | 29.3955 | 521833 | 0 | 0 | 0 | 0 | 0 | 0 | 0 | 0 | 0 | 0 | 0 | 829204.1109 | 0 | 0 | 0 | 0 | 0 | 0 | 0 | 0 | 0 | 0 | 0 | 0 | -70858.9504 | 0 | 0 | 0 | 0 | 0 | 0 | 0 | 0 | 331707.04 | 292250.2184 | 0 | 0 | 0 | 0 | 0 | 0 | 0 | 0 | 0
2016-01-25 14:00 | 0 | 0 | 0 | 0 | 0 | 465673.8291 | 162225.7819 | 513400 | 0 | 0 | 0 | 0 | 0 | 0 | 0 | 0 | 0 | 0 | 0 | 943703.7219 | 0 | 0 | 0 | 0 | 0 | 0 | 0 | 0 | 0 | 0 | 0 | 0 | 0 | 0 | 0 | 0 | 0 | 0 | 0 | 0 | 0 | 114499.6109 | 0 | 0 | 0 | 0 | 0 | 0 | 0 | 0 | 0 | 0
2016-01-25 15:00 | 0 | 0 | 0 | 0 | 0 | 400587.9366 | 504781.0538 | 502803 | 0 | 0 | 0 | 0 | 70858.9504 | 0 | 0 | 0 | 0 | 0 | 0 | 1275410.7619 | 0 | 0 | 0 | 0 | 0 | 0 | 0 | 0 | 0 | 0 | 0 | 0 | 70858.9504 | 0 | 0 | 0 | 0 | 0 | 0 | 0 | 0 | 331707.04 | 0 | 0 | 0 | 0 | 0 | 0 | 0 | 0 | 0 | 0
2016-01-25 16:00 | 0 | 0 | 0 | 0 | 0 | 0 | 645955.5142 | 490218 | 0 | 0 | 0 | 0 | 141717.9008 | 0 | 0 | 0 | 0 | 0 | 0 | 1360289.3256 | 0 | 0 | 0 | 0 | 0 | 0 | 0 | 0 | 0 | 0 | 0 | 0 | 70858.9504 | 0 | 0 | 0 | 0 | 0 | 0 | 0 | 0 | 84878.5638 | 0 | 0 | 0 | 0 | 0 | 0 | 0 | 0 | 0 | 0
2016-01-25 17:00 | 0 | 0 | 0 | 0 | 0 | 0 | 664968.3884 | 478418 | 0 | 0 | 0 | 0 | 70858.9504 | 0 | 0 | 0 | 0 | 0 | 0 | 1617698.6644 | 0 | 0 | 0 | 0 | 0 | 0 | 0 | 0 | 0 | 0 | 0 | 0 | -70858.9504 | 0 | 0 | 0 | 0 | 0 | 0 | 0 | 0 | 257409.3388 | 0 | 0 | 0 | 0 | 0 | 0 | 0 | 0 | 0 | 0
2016-01-25 18:00 | 0 | 0 | 0 | 0 | 0 | 0 | 631351.6928 | 468443 | 0 | 0 | 0 | 0 | 0 | 0 | 0 | 0 | 0 | 0 | 0 | 1851466.3076 | 0 | 0 | 0 | 0 | 0 | 0 | 0 | 0 | 0 | 0 | 0 | 0 | -70858.9504 | 0 | 0 | 0 | 0 | 0 | 0 | 0 | 0 | 233767.6432 | 0 | 0 | 0 | 0 | 0 | 0 | 0 | 0 | 0 | 0
2016-01-25 19:00 | 0 | 0 | 0 | 0 | 0 | 0 | 611994.5999 | 460520 | 0 | 0 | 0 | 0 | 0 | 0 | 0 | 0 | 0 | 0 | 0 | 2002940.9075 | 0 | 0 | 0 | 0 | 0 | 0 | 0 | 0 | 0 | 0 | 0 | 0 | 0 | 0 | 0 | 0 | 0 | 0 | 0 | 0 | 0 | 151474.5999 | 0 | 0 | 0 | 0 | 0 | 0 | 0 | 0 | 0 | 0
2016-01-25 20:00 | 0 | 0 | 0 | 0 | 0 | 0 | 622999.604 | 455084 | 0 | 0 | 0 | 0 | 0 | 0 | 0 | 0 | 0 | 0 | 0 | 2170856.5115 | 0 | 0 | 0 | 0 | 0 | 0 | 0 | 0 | 0 | 0 | 0 | 0 | 0 | 0 | 0 | 0 | 0 | 0 | 0 | 0 | 0 | 167915.604 | 0 | 0 | 0 | 0 | 0 | 0 | 0 | 0 | 0 | 0
2016-01-25 21:00 | 0 | 0 | 0 | 0 | 0 | 222381.0367 | 636646.9537 | 456462 | 0 | 0 | 0 | 0 | 70858.9504 | 0 | 0 | 0 | 0 | 0 | 0 | 2502563.5515 | 0 | 0 | 0 | 0 | 0 | 0 | 0 | 0 | 0 | 0 | 0 | 0 | 70858.9504 | 0 | 0 | 0 | 0 | 0 | 0 | 0 | 0 | 331707.04 | 0 | 0 | 0 | 0 | 0 | 0 | 0 | 0 | 0 | 0
2016-01-25 22:00 | 0 | 0 | 0 | 0 | 0 | 0 | 573748.5588 | 470804 | 0 | 0 | 0 | 0 | 0 | 0 | 0 | 0 | 0 | 0 | 0 | 2676367.0607 | 0 | 0 | 0 | 0 | 0 | 0 | 0 | 0 | 0 | 0 | 0 | 0 | -70858.9504 | 0 | 0 | 0 | 0 | 0 | 0 | 0 | 0 | 173803.5092 | 0 | 0 | 0 | 0 | 0 | 0 | 0 | 0 | 0 | 0
2016-01-25 23:00 | 0 | 0 | 0 | 0 | 0 | 573752.6976 | 305091.6163 | 489971 | 0 | 0 | 0 | 0 | 57166.2739 | 0 | 0 | 0 | 0 | 0 | 0 | 3008074.1007 | 0 | 0 | 0 | 0 | 0 | 0 | 0 | 0 | 0 | 0 | 0 | 0 | 57166.2739 | 0 | 0 | 0 | 0 | 0 | 0 | 0 | 0 | 331707.04 | 0 | 0 | 0 | 0 | 0 | 0 | 0 | 0 | 0 | 0
2016-01-26 | 0 | 0 | 0 | 0 | 0 | 695191.2439 | 15067.8256 | 498882 | 0 | 0 | 0 | 0 | 128025.2243 | 0 | 0 | 0 | 0 | 0 | 0 | 3148592.2198 | 0 | 0 | 0 | 0 | 0 | 0 | 0 | 0 | 0 | 0 | 0 | 0 | 70858.9504 | 0 | 0 | 0 | 0 | 0 | 0 | 0 | 0 | 140518.1191 | 0 | 0 | 0 | 0 | 0 | 0 | 0 | 0 | 0 | 0
2016-01-26 01:00 | 0 | 0 | 0 | 0 | 0 | 427061.0496 | 0 | 497920 | 0 | 0 | 0 | 0 | 57166.2739 | 0 | 0 | 0 | 0 | 0 | 0 | 3148592.2198 | 0 | 0 | 0 | 0 | 0 | 0 | 0 | 0 | 0 | 0 | 0 | 0 | -70858.9504 | 0 | 0 | 0 | 0 | 0 | 0 | 0 | 0 | 0 | 0 | 0 | 0 | 0 | 0 | 0 | 0 | 0 | 0 | 0
2016-01-26 02:00 | 0 | 0 | 0 | 0 | 0 | 558436.9504 | 0 | 487578 | 0 | 0 | 0 | 0 | 128025.2243 | 0 | 0 | 0 | 0 | 0 | 0 | 3148592.2198 | 0 | 0 | 0 | 0 | 0 | 0 | 0 | 0 | 0 | 0 | 0 | 0 | 70858.9504 | 0 | 0 | 0 | 0 | 0 | 0 | 0 | 0 | 0 | 0 | 0 | 0 | 0 | 0 | 0 | 0 | 0 | 0 | 0
2016-01-26 03:00 | 0 | 0 | 0 | 0 | 0 | 539072.9504 | 0 | 468214 | 0 | 0 | 0 | 0 | 198884.1747 | 0 | 0 | 0 | 0 | 0 | 0 | 3148592.2198 | 0 | 0 | 0 | 0 | 0 | 0 | 0 | 0 | 0 | 0 | 0 | 0 | 70858.9504 | 0 | 0 | 0 | 0 | 0 | 0 | 0 | 0 | 0 | 0 | 0 | 0 | 0 | 0 | 0 | 0 | 0 | 0 | 0
2016-01-26 04:00 | 0 | 0 | 0 | 0 | 0 | 373447.0496 | 0 | 444306 | 0 | 0 | 0 | 0 | 128025.2243 | 0 | 0 | 0 | 0 | 0 | 0 | 3148592.2198 | 0 | 0 | 0 | 0 | 0 | 0 | 0 | 0 | 0 | 0 | 0 | 0 | -70858.9504 | 0 | 0 | 0 | 0 | 0 | 0 | 0 | 0 | 0 | 0 | 0 | 0 | 0 | 0 | 0 | 0 | 0 | 0 | 0
2016-01-26 05:00 | 0 | 0 | 0 | 0 | 0 | 495082.9504 | 0 | 424224 | 0 | 0 | 0 | 0 | 198884.1747 | 0 | 0 | 0 | 0 | 0 | 0 | 3148592.2198 | 0 | 0 | 0 | 0 | 0 | 0 | 0 | 0 | 0 | 0 | 0 | 0 | 70858.9504 | 0 | 0 | 0 | 0 | 0 | 0 | 0 | 0 | 0 | 0 | 0 | 0 | 0 | 0 | 0 | 0 | 0 | 0 | 0
2016-01-26 06:00 | 0 | 0 | 0 | 0 | 0 | 410463 | 0 | 410463 | 0 | 0 | 0 | 0 | 198884.1747 | 0 | 0 | 0 | 0 | 0 | 0 | 3148592.2198 | 0 | 0 | 0 | 0 | 0 | 0 | 0 | 0 | 0 | 0 | 0 | 0 | 0 | 0 | 0 | 0 | 0 | 0 | 0 | 0 | 0 | 0 | 0 | 0 | 0 | 0 | 0 | 0 | 0 | 0 | 0 | 0
2016-01-26 07:00 | 0 | 0 | 0 | 0 | 0 | 331474.0496 | 0 | 402333 | 0 | 0 | 0 | 0 | 128025.2243 | 0 | 0 | 0 | 0 | 0 | 0 | 3148592.2198 | 0 | 0 | 0 | 0 | 0 | 0 | 0 | 0 | 0 | 0 | 0 | 0 | -70858.9504 | 0 | 0 | 0 | 0 | 0 | 0 | 0 | 0 | 0 | 0 | 0 | 0 | 0 | 0 | 0 | 0 | 0 | 0 | 0
2016-01-26 08:00 | 0 | 0 | 0 | 0 | 0 | 328036.0496 | 0 | 398895 | 0 | 0 | 0 | 0 | 57166.2739 | 0 | 0 | 0 | 0 | 0 | 0 | 3148592.2198 | 0 | 0 | 0 | 0 | 0 | 0 | 0 | 0 | 0 | 0 | 0 | 0 | -70858.9504 | 0 | 0 | 0 | 0 | 0 | 0 | 0 | 0 | 0 | 0 | 0 | 0 | 0 | 0 | 0 | 0 | 0 | 0 | 0
2016-01-26 09:00 | 0 | 0 | 0 | 0 | 0 | 472987.9504 | 0 | 402129 | 0 | 0 | 0 | 0 | 128025.2243 | 0 | 0 | 0 | 0 | 0 | 0 | 3148592.2198 | 0 | 0 | 0 | 0 | 0 | 0 | 0 | 0 | 0 | 0 | 0 | 0 | 70858.9504 | 0 | 0 | 0 | 0 | 0 | 0 | 0 | 0 | 0 | 0 | 0 | 0 | 0 | 0 | 0 | 0 | 0 | 0 | 0
2016-01-26 10:00 | 0 | 0 | 0 | 0 | 0 | 486159.9504 | 0 | 415301 | 0 | 0 | 0 | 0 | 198884.1747 | 0 | 0 | 0 | 0 | 0 | 0 | 3148592.2198 | 0 | 0 | 0 | 0 | 0 | 0 | 0 | 0 | 0 | 0 | 0 | 0 | 70858.9504 | 0 | 0 | 0 | 0 | 0 | 0 | 0 | 0 | 0 | 0 | 0 | 0 | 0 | 0 | 0 | 0 | 0 | 0 | 0
2016-01-26 11:00 | 0 | 0 | 0 | 0 | 0 | 485051.8216 | 0 | 445595 | 0 | 0 | 0 | 0 | 198884.1747 | 0 | 0 | 0 | 0 | 0 | 0 | 3188049.0414 | 0 | 0 | 0 | 0 | 0 | 0 | 0 | 0 | 0 | 0 | 0 | 0 | 0 | 0 | 0 | 0 | 0 | 0 | 0 | 0 | 0 | 331707.04 | 292250.2184 | 0 | 0 | 0 | 0 | 0 | 0 | 0 | 0 | 0
2016-01-26 12:00 | 0 | 0 | 0 | 0 | 0 | 443919.8712 | 0 | 475322 | 0 | 0 | 0 | 0 | 128025.2243 | 0 | 0 | 0 | 0 | 0 | 0 | 3227505.8631 | 0 | 0 | 0 | 0 | 0 | 0 | 0 | 0 | 0 | 0 | 0 | 0 | -70858.9504 | 0 | 0 | 0 | 0 | 0 | 0 | 0 | 0 | 331707.04 | 292250.2184 | 0 | 0 | 0 | 0 | 0 | 0 | 0 | 0 | 0
2016-01-26 13:00 | 0 | 0 | 0 | 0 | 0 | 123781.9285 | 4.9027 | 486896 | 0 | 0 | 0 | 0 | 57166.2739 | 0 | 0 | 0 | 0 | 0 | 0 | 2935255.6447 | 0 | 0 | 0 | 0 | 0 | 0 | 0 | 0 | 0 | 0 | 0 | 0 | -70858.9504 | 0 | 0 | 0 | 0 | 0 | 0 | 0 | 0 | 0 | 292250.2184 | 0 | 0 | 0 | 0 | 0 | 0 | 0 | 0 | 0
2016-01-26 14:00 | 0 | 0 | 0 | 0 | 0 | 386603.7899 | 45004.6512 | 487445 | 0 | 0 | 0 | 0 | 128025.2243 | 0 | 0 | 0 | 0 | 0 | 0 | 2808560.1354 | 0 | 0 | 0 | 0 | 0 | 0 | 0 | 0 | 0 | 0 | 0 | 0 | 70858.9504 | 0 | 0 | 0 | 0 | 0 | 0 | 0 | 0 | 165554.7091 | 292250.2184 | 0 | 0 | 0 | 0 | 0 | 0 | 0 | 0 | 0
2016-01-26 15:00 | 0 | 0 | 0 | 0 | 0 | 0 | 522904.8863 | 486455 | 0 | 0 | 0 | 0 | 164475.1106 | 0 | 0 | 0 | 0 | 0 | 0 | 2808560.1354 | 0 | 0 | 0 | 0 | 0 | 0 | 0 | 0 | 0 | 0 | 0 | 0 | 36449.8863 | 0 | 0 | 0 | 0 | 0 | 0 | 0 | 0 | 0 | 0 | 0 | 0 | 0 | 0 | 0 | 0 | 0 | 0 | 0
2016-01-26 16:00 | 0 | 0 | 0 | 0 | 0 | 94090.9578 | 647914.1318 | 481157 | 0 | 0 | 0 | 0 | 93616.1602 | 0 | 0 | 0 | 0 | 0 | 0 | 3140267.1754 | 0 | 0 | 0 | 0 | 0 | 0 | 0 | 0 | 0 | 0 | 0 | 0 | -70858.9504 | 0 | 0 | 0 | 0 | 0 | 0 | 0 | 0 | 331707.04 | 0 | 0 | 0 | 0 | 0 | 0 | 0 | 0 | 0 | 0
2016-01-26 17:00 | 0 | 0 | 0 | 0 | 0 | 0 | 637996.6842 | 474019 | 0 | 0 | 0 | 0 | 164475.1106 | 0 | 0 | 0 | 0 | 0 | 0 | 3233385.9092 | 0 | 0 | 0 | 0 | 0 | 0 | 0 | 0 | 0 | 0 | 0 | 0 | 70858.9504 | 0 | 0 | 0 | 0 | 0 | 0 | 0 | 0 | 93118.7338 | 0 | 0 | 0 | 0 | 0 | 0 | 0 | 0 | 0 | 0
2016-01-26 18:00 | 0 | 0 | 0 | 0 | 0 | 0 | 616412.1815 | 468079 | 0 | 0 | 0 | 0 | 93616.1602 | 0 | 0 | 0 | 0 | 0 | 0 | 3452578.0411 | 0 | 0 | 0 | 0 | 0 | 0 | 0 | 0 | 0 | 0 | 0 | 0 | -70858.9504 | 0 | 0 | 0 | 0 | 0 | 0 | 0 | 0 | 219192.1319 | 0 | 0 | 0 | 0 | 0 | 0 | 0 | 0 | 0 | 0
2016-01-26 19:00 | 0 | 0 | 0 | 0 | 0 | 224523.6454 | 605464.4587 | 463872 | 0 | 0 | 0 | 0 | 128025.2243 | 0 | 0 | 0 | 0 | 0 | 0 | 3784285.0811 | 0 | 0 | 0 | 0 | 0 | 0 | 0 | 0 | 0 | 0 | 0 | 0 | 34409.0641 | 0 | 0 | 0 | 0 | 0 | 0 | 0 | 0 | 331707.04 | 0 | 0 | 0 | 0 | 0 | 0 | 0 | 0 | 0 | 0
2016-01-26 20:00 | 0 | 0 | 0 | 0 | 0 | 0 | 622270.2322 | 461239 | 0 | 0 | 0 | 0 | 57166.2739 | 0 | 0 | 0 | 0 | 0 | 0 | 4016175.2638 | 0 | 0 | 0 | 0 | 0 | 0 | 0 | 0 | 0 | 0 | 0 | 0 | -70858.9504 | 0 | 0 | 0 | 0 | 0 | 0 | 0 | 0 | 231890.1826 | 0 | 0 | 0 | 0 | 0 | 0 | 0 | 0 | 0 | 0
2016-01-26 21:00 | 0 | 0 | 0 | 0 | 0 | 218763.7633 | 647689.2271 | 463887 | 0 | 0 | 0 | 0 | 128025.2243 | 0 | 0 | 0 | 0 | 0 | 0 | 4347882.3038 | 0 | 0 | 0 | 0 | 0 | 0 | 0 | 0 | 0 | 0 | 0 | 0 | 70858.9504 | 0 | 0 | 0 | 0 | 0 | 0 | 0 | 0 | 331707.04 | 0 | 0 | 0 | 0 | 0 | 0 | 0 | 0 | 0 | 0
2016-01-26 22:00 | 0 | 0 | 0 | 0 | 0 | 0 | 622500.8932 | 477148 | 0 | 0 | 0 | 0 | 198884.1747 | 0 | 0 | 0 | 0 | 0 | 0 | 4422376.2465 | 0 | 0 | 0 | 0 | 0 | 0 | 0 | 0 | 0 | 0 | 0 | 0 | 70858.9504 | 0 | 0 | 0 | 0 | 0 | 0 | 0 | 0 | 74493.9428 | 0 | 0 | 0 | 0 | 0 | 0 | 0 | 0 | 0 | 0
2016-01-26 23:00 | 0 | 0 | 0 | 0 | 0 | 248560.1293 | 324588.9298 | 492997 | 0 | 0 | 0 | 0 | 198884.1747 | 0 | 0 | 0 | 0 | 0 | 0 | 4502528.3056 | 0 | 0 | 0 | 0 | 0 | 0 | 0 | 0 | 0 | 0 | 0 | 0 | 0 | 0 | 0 | 0 | 0 | 0 | 0 | 0 | 0 | 80152.059 | 0 | 0 | 0 | 0 | 0 | 0 | 0 | 0 | 0 | 0
2016-01-27 | 0 | 0 | 0 | 0 | 0 | 267223.7436 | 16672.3465 | 500249 | 0 | 0 | 0 | 0 | 198884.1747 | 0 | 0 | 0 | 0 | 0 | 0 | 4286175.3957 | 0 | 0 | 0 | 0 | 0 | 0 | 0 | 0 | 0 | 0 | 0 | 0 | 0 | 0 | 0 | 0 | 0 | 0 | 0 | 0 | 0 | 75897.3085 | 292250.2184 | 0 | 0 | 0 | 0 | 0 | 0 | 0 | 0 | 0
2016-01-27 01:00 | 0 | 0 | 0 | 0 | 0 | 302763.4266 | 0 | 499113 | 0 | 0 | 0 | 0 | 128025.2243 | 0 | 0 | 0 | 0 | 0 | 0 | 4160684.7727 | 0 | 0 | 0 | 0 | 0 | 0 | 0 | 0 | 0 | 0 | 0 | 0 | -70858.9504 | 0 | 0 | 0 | 0 | 0 | 0 | 0 | 0 | 166759.5954 | 292250.2184 | 0 | 0 | 0 | 0 | 0 | 0 | 0 | 0 | 0
2016-01-27 02:00 | 0 | 0 | 0 | 0 | 0 | 125800.8312 | 0 | 488910 | 0 | 0 | 0 | 0 | 57166.2739 | 0 | 0 | 0 | 0 | 0 | 0 | 3868434.5543 | 0 | 0 | 0 | 0 | 0 | 0 | 0 | 0 | 0 | 0 | 0 | 0 | -70858.9504 | 0 | 0 | 0 | 0 | 0 | 0 | 0 | 0 | 0 | 292250.2184 | 0 | 0 | 0 | 0 | 0 | 0 | 0 | 0 | 0
2016-01-27 03:00 | 0 | 0 | 0 | 0 | 0 | 377752.3776 | 0 | 469326 | 0 | 0 | 0 | 0 | 128025.2243 | 0 | 0 | 0 | 0 | 0 | 0 | 3706001.9815 | 0 | 0 | 0 | 0 | 0 | 0 | 0 | 0 | 0 | 0 | 0 | 0 | 70858.9504 | 0 | 0 | 0 | 0 | 0 | 0 | 0 | 0 | 129817.6456 | 292250.2184 | 0 | 0 | 0 | 0 | 0 | 0 | 0 | 0 | 0
2016-01-27 04:00 | 0 | 0 | 0 | 0 | 0 | 418930.1319 | 0 | 445534 | 0 | 0 | 0 | 0 | 198884.1747 | 0 | 0 | 0 | 0 | 0 | 0 | 3608539.1631 | 0 | 0 | 0 | 0 | 0 | 0 | 0 | 0 | 0 | 0 | 0 | 0 | 70858.9504 | 0 | 0 | 0 | 0 | 0 | 0 | 0 | 0 | 194787.3999 | 292250.2184 | 0 | 0 | 0 | 0 | 0 | 0 | 0 | 0 | 0
2016-01-27 05:00 | 0 | 0 | 0 | 0 | 0 | 354450.0496 | 0 | 425309 | 0 | 0 | 0 | 0 | 128025.2243 | 0 | 0 | 0 | 0 | 0 | 0 | 3608539.1631 | 0 | 0 | 0 | 0 | 0 | 0 | 0 | 0 | 0 | 0 | 0 | 0 | -70858.9504 | 0 | 0 | 0 | 0 | 0 | 0 | 0 | 0 | 0 | 0 | 0 | 0 | 0 | 0 | 0 | 0 | 0 | 0 | 0
2016-01-27 06:00 | 0 | 0 | 0 | 0 | 0 | 512520.7272 | 0 | 411719 | 0 | 0 | 0 | 0 | 128025.2243 | 0 | 0 | 0 | 0 | 0 | 0 | 3709340.8903 | 0 | 0 | 0 | 0 | 0 | 0 | 0 | 0 | 0 | 0 | 0 | 0 | 0 | 0 | 0 | 0 | 0 | 0 | 0 | 0 | 0 | 100801.7272 | 0 | 0 | 0 | 0 | 0 | 0 | 0 | 0 | 0 | 0
2016-01-27 07:00 | 0 | 0 | 0 | 0 | 0 | 474056.9504 | 0 | 403198 | 0 | 0 | 0 | 0 | 198884.1747 | 0 | 0 | 0 | 0 | 0 | 0 | 3709340.8903 | 0 | 0 | 0 | 0 | 0 | 0 | 0 | 0 | 0 | 0 | 0 | 0 | 70858.9504 | 0 | 0 | 0 | 0 | 0 | 0 | 0 | 0 | 0 | 0 | 0 | 0 | 0 | 0 | 0 | 0 | 0 | 0 | 0
2016-01-27 08:00 | 0 | 0 | 0 | 0 | 0 | 582777.5587 | 0 | 399404 | 0 | 0 | 0 | 0 | 128025.2243 | 0 | 0 | 0 | 0 | 0 | 0 | 3963573.3994 | 0 | 0 | 0 | 0 | 0 | 0 | 0 | 0 | 0 | 0 | 0 | 0 | -70858.9504 | 0 | 0 | 0 | 0 | 0 | 0 | 0 | 0 | 254232.5091 | 0 | 0 | 0 | 0 | 0 | 0 | 0 | 0 | 0 | 0
2016-01-27 09:00 | 0 | 0 | 0 | 0 | 0 | 474239.9504 | 0 | 403381 | 0 | 0 | 0 | 0 | 198884.1747 | 0 | 0 | 0 | 0 | 0 | 0 | 3963573.3994 | 0 | 0 | 0 | 0 | 0 | 0 | 0 | 0 | 0 | 0 | 0 | 0 | 70858.9504 | 0 | 0 | 0 | 0 | 0 | 0 | 0 | 0 | 0 | 0 | 0 | 0 | 0 | 0 | 0 | 0 | 0 | 0 | 0
2016-01-27 10:00 | 0 | 0 | 0 | 0 | 0 | 418666 | 0 | 418666 | 0 | 0 | 0 | 0 | 198884.1747 | 0 | 0 | 0 | 0 | 0 | 0 | 3963573.3994 | 0 | 0 | 0 | 0 | 0 | 0 | 0 | 0 | 0 | 0 | 0 | 0 | 0 | 0 | 0 | 0 | 0 | 0 | 0 | 0 | 0 | 0 | 0 | 0 | 0 | 0 | 0 | 0 | 0 | 0 | 0 | 0
2016-01-27 11:00 | 0 | 0 | 0 | 0 | 0 | 379099.0496 | 0 | 449958 | 0 | 0 | 0 | 0 | 128025.2243 | 0 | 0 | 0 | 0 | 0 | 0 | 3963573.3994 | 0 | 0 | 0 | 0 | 0 | 0 | 0 | 0 | 0 | 0 | 0 | 0 | -70858.9504 | 0 | 0 | 0 | 0 | 0 | 0 | 0 | 0 | 0 | 0 | 0 | 0 | 0 | 0 | 0 | 0 | 0 | 0 | 0
2016-01-27 12:00 | 0 | 0 | 0 | 0 | 0 | 553111.9504 | 0 | 482253 | 0 | 0 | 0 | 0 | 198884.1747 | 0 | 0 | 0 | 0 | 0 | 0 | 3963573.3994 | 0 | 0 | 0 | 0 | 0 | 0 | 0 | 0 | 0 | 0 | 0 | 0 | 70858.9504 | 0 | 0 | 0 | 0 | 0 | 0 | 0 | 0 | 0 | 0 | 0 | 0 | 0 | 0 | 0 | 0 | 0 | 0 | 0
2016-01-27 13:00 | 0 | 0 | 0 | 0 | 0 | 642112.6623 | 31.2852 | 494454 | 0 | 0 | 0 | 0 | 198884.1747 | 0 | 0 | 0 | 0 | 0 | 0 | 4111263.3469 | 0 | 0 | 0 | 0 | 0 | 0 | 0 | 0 | 0 | 0 | 0 | 0 | 0 | 0 | 0 | 0 | 0 | 0 | 0 | 0 | 0 | 147689.9475 | 0 | 0 | 0 | 0 | 0 | 0 | 0 | 0 | 0 | 0
2016-01-27 14:00 | 0 | 0 | 0 | 0 | 0 | 553785.6014 | 96688.9909 | 496472 | 0 | 0 | 0 | 0 | 198884.1747 | 0 | 0 | 0 | 0 | 0 | 0 | 4265265.9392 | 0 | 0 | 0 | 0 | 0 | 0 | 0 | 0 | 0 | 0 | 0 | 0 | 0 | 0 | 0 | 0 | 0 | 0 | 0 | 0 | 0 | 154002.5922 | 0 | 0 | 0 | 0 | 0 | 0 | 0 | 0 | 0 | 0
2016-01-27 15:00 | 0 | 0 | 0 | 0 | 0 | 160622.9436 | 567244.4441 | 495410 | 0 | 0 | 0 | 0 | 128025.2243 | 0 | 0 | 0 | 0 | 0 | 0 | 4568582.2772 | 0 | 0 | 0 | 0 | 0 | 0 | 0 | 0 | 0 | 0 | 0 | 0 | -70858.9504 | 0 | 0 | 0 | 0 | 0 | 0 | 0 | 0 | 303316.3381 | 0 | 0 | 0 | 0 | 0 | 0 | 0 | 0 | 0 | 0
2016-01-27 16:00 | 0 | 0 | 0 | 0 | 0 | 0 | 670858.4297 | 488754 | 0 | 0 | 0 | 0 | 128025.2243 | 0 | 0 | 0 | 0 | 0 | 0 | 4750686.7069 | 0 | 0 | 0 | 0 | 0 | 0 | 0 | 0 | 0 | 0 | 0 | 0 | 0 | 0 | 0 | 0 | 0 | 0 | 0 | 0 | 0 | 182104.4297 | 0 | 0 | 0 | 0 | 0 | 0 | 0 | 0 | 0 | 0
2016-01-27 17:00 | 0 | 0 | 0 | 0 | 0 | 0 | 651889.6655 | 479322 | 0 | 0 | 0 | 0 | 198884.1747 | 0 | 0 | 0 | 0 | 0 | 0 | 4852395.4221 | 0 | 0 | 0 | 0 | 0 | 0 | 0 | 0 | 0 | 0 | 0 | 0 | 70858.9504 | 0 | 0 | 0 | 0 | 0 | 0 | 0 | 0 | 101708.7151 | 0 | 0 | 0 | 0 | 0 | 0 | 0 | 0 | 0 | 0
2016-01-27 18:00 | 0 | 0 | 0 | 0 | 0 | 0 | 623605.3343 | 469952 | 0 | 0 | 0 | 0 | 128025.2243 | 0 | 0 | 0 | 0 | 0 | 0 | 5076907.7068 | 0 | 0 | 0 | 0 | 0 | 0 | 0 | 0 | 0 | 0 | 0 | 0 | -70858.9504 | 0 | 0 | 0 | 0 | 0 | 0 | 0 | 0 | 224512.2847 | 0 | 0 | 0 | 0 | 0 | 0 | 0 | 0 | 0 | 0
2016-01-27 19:00 | 0 | 0 | 0 | 0 | 0 | 0 | 610078.3527 | 462707 | 0 | 0 | 0 | 0 | 57166.2739 | 0 | 0 | 0 | 0 | 0 | 0 | 5295138.0098 | 0 | 0 | 0 | 0 | 0 | 0 | 0 | 0 | 0 | 0 | 0 | 0 | -70858.9504 | 0 | 0 | 0 | 0 | 0 | 0 | 0 | 0 | 218230.3031 | 0 | 0 | 0 | 0 | 0 | 0 | 0 | 0 | 0 | 0
2016-01-27 20:00 | 0 | 0 | 0 | 0 | 0 | 238450.4586 | 622133.5318 | 458018 | 0 | 0 | 0 | 0 | 128025.2243 | 0 | 0 | 0 | 0 | 0 | 0 | 5626845.0498 | 0 | 0 | 0 | 0 | 0 | 0 | 0 | 0 | 0 | 0 | 0 | 0 | 70858.9504 | 0 | 0 | 0 | 0 | 0 | 0 | 0 | 0 | 331707.04 | 0 | 0 | 0 | 0 | 0 | 0 | 0 | 0 | 0 | 0
2016-01-27 21:00 | 0 | 0 | 0 | 0 | 0 | 0 | 640561.8184 | 458984 | 0 | 0 | 0 | 0 | 198884.1747 | 0 | 0 | 0 | 0 | 0 | 0 | 5737563.9178 | 0 | 0 | 0 | 0 | 0 | 0 | 0 | 0 | 0 | 0 | 0 | 0 | 70858.9504 | 0 | 0 | 0 | 0 | 0 | 0 | 0 | 0 | 110718.868 | 0 | 0 | 0 | 0 | 0 | 0 | 0 | 0 | 0 | 0
2016-01-27 22:00 | 0 | 0 | 0 | 0 | 0 | 0 | 586403.3403 | 471783 | 0 | 0 | 0 | 0 | 198884.1747 | 0 | 0 | 0 | 0 | 0 | 0 | 5852184.2581 | 0 | 0 | 0 | 0 | 0 | 0 | 0 | 0 | 0 | 0 | 0 | 0 | 0 | 0 | 0 | 0 | 0 | 0 | 0 | 0 | 0 | 114620.3403 | 0 | 0 | 0 | 0 | 0 | 0 | 0 | 0 | 0 | 0
2016-01-27 23:00 | 0 | 0 | 0 | 0 | 0 | 0 | 244182.2087 | 491721 | 0 | 0 | 0 | 0 | 128025.2243 | 0 | 0 | 0 | 0 | 0 | 0 | 5675504.4171 | 0 | 0 | 0 | 0 | 0 | 0 | 0 | 0 | 0 | 0 | 0 | 0 | -70858.9504 | 0 | 0 | 0 | 0 | 0 | 0 | 0 | 0 | 115570.3775 | 292250.2184 | 0 | 0 | 0 | 0 | 0 | 0 | 0 | 0 | 0
2016-01-28 | 0 | 0 | 0 | 0 | 0 | 461288.0926 | 11104.7786 | 503795 | 0 | 0 | 0 | 0 | 57166.2739 | 0 | 0 | 0 | 0 | 0 | 0 | 5714961.2388 | 0 | 0 | 0 | 0 | 0 | 0 | 0 | 0 | 0 | 0 | 0 | 0 | -70858.9504 | 0 | 0 | 0 | 0 | 0 | 0 | 0 | 0 | 331707.04 | 292250.2184 | 0 | 0 | 0 | 0 | 0 | 0 | 0 | 0 | 0
2016-01-28 01:00 | 0 | 0 | 0 | 0 | 0 | 615933.772 | 0 | 505618 | 0 | 0 | 0 | 0 | 128025.2243 | 0 | 0 | 0 | 0 | 0 | 0 | 5754418.0604 | 0 | 0 | 0 | 0 | 0 | 0 | 0 | 0 | 0 | 0 | 0 | 0 | 70858.9504 | 0 | 0 | 0 | 0 | 0 | 0 | 0 | 0 | 331707.04 | 292250.2184 | 0 | 0 | 0 | 0 | 0 | 0 | 0 | 0 | 0
2016-01-28 02:00 | 0 | 0 | 0 | 0 | 0 | 608848.772 | 0 | 498533 | 0 | 0 | 0 | 0 | 198884.1747 | 0 | 0 | 0 | 0 | 0 | 0 | 5793874.882 | 0 | 0 | 0 | 0 | 0 | 0 | 0 | 0 | 0 | 0 | 0 | 0 | 70858.9504 | 0 | 0 | 0 | 0 | 0 | 0 | 0 | 0 | 331707.04 | 292250.2184 | 0 | 0 | 0 | 0 | 0 | 0 | 0 | 0 | 0
2016-01-28 03:00 | 0 | 0 | 0 | 0 | 0 | 449395.8712 | 0 | 480798 | 0 | 0 | 0 | 0 | 128025.2243 | 0 | 0 | 0 | 0 | 0 | 0 | 5833331.7036 | 0 | 0 | 0 | 0 | 0 | 0 | 0 | 0 | 0 | 0 | 0 | 0 | -70858.9504 | 0 | 0 | 0 | 0 | 0 | 0 | 0 | 0 | 331707.04 | 292250.2184 | 0 | 0 | 0 | 0 | 0 | 0 | 0 | 0 | 0
2016-01-28 04:00 | 0 | 0 | 0 | 0 | 0 | 236936.732 | 0 | 458328 | 0 | 0 | 0 | 0 | 198884.1747 | 0 | 0 | 0 | 0 | 0 | 0 | 5541081.4852 | 0 | 0 | 0 | 0 | 0 | 0 | 0 | 0 | 0 | 0 | 0 | 0 | 70858.9504 | 0 | 0 | 0 | 0 | 0 | 0 | 0 | 0 | 0 | 292250.2184 | 0 | 0 | 0 | 0 | 0 | 0 | 0 | 0 | 0
2016-01-28 05:00 | 0 | 0 | 0 | 0 | 0 | 478844.8216 | 0 | 439388 | 0 | 0 | 0 | 0 | 198884.1747 | 0 | 0 | 0 | 0 | 0 | 0 | 5580538.3068 | 0 | 0 | 0 | 0 | 0 | 0 | 0 | 0 | 0 | 0 | 0 | 0 | 0 | 0 | 0 | 0 | 0 | 0 | 0 | 0 | 0 | 331707.04 | 292250.2184 | 0 | 0 | 0 | 0 | 0 | 0 | 0 | 0 | 0
2016-01-28 06:00 | 0 | 0 | 0 | 0 | 0 | 64439.8312 | 0 | 427549 | 0 | 0 | 0 | 0 | 128025.2243 | 0 | 0 | 0 | 0 | 0 | 0 | 5288288.0884 | 0 | 0 | 0 | 0 | 0 | 0 | 0 | 0 | 0 | 0 | 0 | 0 | -70858.9504 | 0 | 0 | 0 | 0 | 0 | 0 | 0 | 0 | 0 | 292250.2184 | 0 | 0 | 0 | 0 | 0 | 0 | 0 | 0 | 0
2016-01-28 07:00 | 0 | 0 | 0 | 0 | 0 | 530463.772 | 0 | 420148 | 0 | 0 | 0 | 0 | 198884.1747 | 0 | 0 | 0 | 0 | 0 | 0 | 5327744.9101 | 0 | 0 | 0 | 0 | 0 | 0 | 0 | 0 | 0 | 0 | 0 | 0 | 70858.9504 | 0 | 0 | 0 | 0 | 0 | 0 | 0 | 0 | 331707.04 | 292250.2184 | 0 | 0 | 0 | 0 | 0 | 0 | 0 | 0 | 0
2016-01-28 08:00 | 0 | 0 | 0 | 0 | 0 | 124811.7816 | 0 | 417062 | 0 | 0 | 0 | 0 | 198884.1747 | 0 | 0 | 0 | 0 | 0 | 0 | 5035494.6917 | 0 | 0 | 0 | 0 | 0 | 0 | 0 | 0 | 0 | 0 | 0 | 0 | 0 | 0 | 0 | 0 | 0 | 0 | 0 | 0 | 0 | 0 | 292250.2184 | 0 | 0 | 0 | 0 | 0 | 0 | 0 | 0 | 0
2016-01-28 09:00 | 0 | 0 | 0 | 0 | 0 | 389324.8712 | 0 | 420727 | 0 | 0 | 0 | 0 | 128025.2243 | 0 | 0 | 0 | 0 | 0 | 0 | 5074951.5133 | 0 | 0 | 0 | 0 | 0 | 0 | 0 | 0 | 0 | 0 | 0 | 0 | -70858.9504 | 0 | 0 | 0 | 0 | 0 | 0 | 0 | 0 | 331707.04 | 292250.2184 | 0 | 0 | 0 | 0 | 0 | 0 | 0 | 0 | 0
2016-01-28 10:00 | 0 | 0 | 0 | 0 | 0 | 215734.732 | 0 | 437126 | 0 | 0 | 0 | 0 | 198884.1747 | 0 | 0 | 0 | 0 | 0 | 0 | 4782701.2949 | 0 | 0 | 0 | 0 | 0 | 0 | 0 | 0 | 0 | 0 | 0 | 0 | 70858.9504 | 0 | 0 | 0 | 0 | 0 | 0 | 0 | 0 | 0 | 292250.2184 | 0 | 0 | 0 | 0 | 0 | 0 | 0 | 0 | 0
2016-01-28 11:00 | 0 | 0 | 0 | 0 | 0 | 510883.8216 | 0 | 471427 | 0 | 0 | 0 | 0 | 198884.1747 | 0 | 0 | 0 | 0 | 0 | 0 | 4822158.1165 | 0 | 0 | 0 | 0 | 0 | 0 | 0 | 0 | 0 | 0 | 0 | 0 | 0 | 0 | 0 | 0 | 0 | 0 | 0 | 0 | 0 | 331707.04 | 292250.2184 | 0 | 0 | 0 | 0 | 0 | 0 | 0 | 0 | 0
2016-01-28 12:00 | 0 | 0 | 0 | 0 | 0 | 140294.8312 | 0 | 503404 | 0 | 0 | 0 | 0 | 128025.2243 | 0 | 0 | 0 | 0 | 0 | 0 | 4529907.8981 | 0 | 0 | 0 | 0 | 0 | 0 | 0 | 0 | 0 | 0 | 0 | 0 | -70858.9504 | 0 | 0 | 0 | 0 | 0 | 0 | 0 | 0 | 0 | 292250.2184 | 0 | 0 | 0 | 0 | 0 | 0 | 0 | 0 | 0
2016-01-28 13:00 | 0 | 0 | 0 | 0 | 0 | 290610.7279 | 38.0041 | 512040 | 0 | 0 | 0 | 0 | 198884.1747 | 0 | 0 | 0 | 0 | 0 | 0 | 4237657.6797 | 0 | 0 | 0 | 0 | 0 | 0 | 0 | 0 | 0 | 0 | 0 | 0 | 70858.9504 | 0 | 0 | 0 | 0 | 0 | 0 | 0 | 0 | 0 | 292250.2184 | 0 | 0 | 0 | 0 | 0 | 0 | 0 | 0 | 0
2016-01-28 14:00 | 0 | 0 | 0 | 0 | 0 | 450534.153 | 96544.6686 | 507622 | 0 | 0 | 0 | 0 | 198884.1747 | 0 | 0 | 0 | 0 | 0 | 0 | 4277114.5013 | 0 | 0 | 0 | 0 | 0 | 0 | 0 | 0 | 0 | 0 | 0 | 0 | 0 | 0 | 0 | 0 | 0 | 0 | 0 | 0 | 0 | 331707.04 | 292250.2184 | 0 | 0 | 0 | 0 | 0 | 0 | 0 | 0 | 0
2016-01-28 15:00 | 0 | 0 | 0 | 0 | 0 | 0 | 573874.2339 | 498829 | 0 | 0 | 0 | 0 | 128025.2243 | 0 | 0 | 0 | 0 | 0 | 0 | 4423018.6856 | 0 | 0 | 0 | 0 | 0 | 0 | 0 | 0 | 0 | 0 | 0 | 0 | -70858.9504 | 0 | 0 | 0 | 0 | 0 | 0 | 0 | 0 | 145904.1843 | 0 | 0 | 0 | 0 | 0 | 0 | 0 | 0 | 0 | 0
2016-01-28 16:00 | 0 | 0 | 0 | 0 | 0 | 0 | 708505.2789 | 486539 | 0 | 0 | 0 | 0 | 198884.1747 | 0 | 0 | 0 | 0 | 0 | 0 | 4574126.0141 | 0 | 0 | 0 | 0 | 0 | 0 | 0 | 0 | 0 | 0 | 0 | 0 | 70858.9504 | 0 | 0 | 0 | 0 | 0 | 0 | 0 | 0 | 151107.3285 | 0 | 0 | 0 | 0 | 0 | 0 | 0 | 0 | 0 | 0
2016-01-28 17:00 | 0 | 0 | 0 | 0 | 0 | 0 | 691834.2814 | 473213 | 0 | 0 | 0 | 0 | 128025.2243 | 0 | 0 | 0 | 0 | 0 | 0 | 4863606.246 | 0 | 0 | 0 | 0 | 0 | 0 | 0 | 0 | 0 | 0 | 0 | 0 | -70858.9504 | 0 | 0 | 0 | 0 | 0 | 0 | 0 | 0 | 289480.2318 | 0 | 0 | 0 | 0 | 0 | 0 | 0 | 0 | 0 | 0
2016-01-28 18:00 | 0 | 0 | 0 | 0 | 0 | 0 | 649964.6008 | 463101 | 0 | 0 | 0 | 0 | 57166.2739 | 0 | 0 | 0 | 0 | 0 | 0 | 5121328.7971 | 0 | 0 | 0 | 0 | 0 | 0 | 0 | 0 | 0 | 0 | 0 | 0 | -70858.9504 | 0 | 0 | 0 | 0 | 0 | 0 | 0 | 0 | 257722.5512 | 0 | 0 | 0 | 0 | 0 | 0 | 0 | 0 | 0 | 0
2016-01-28 19:00 | 0 | 0 | 0 | 0 | 0 | 0 | 632763.0645 | 455087 | 0 | 0 | 0 | 0 | 128025.2243 | 0 | 0 | 0 | 0 | 0 | 0 | 5228145.9112 | 0 | 0 | 0 | 0 | 0 | 0 | 0 | 0 | 0 | 0 | 0 | 0 | 70858.9504 | 0 | 0 | 0 | 0 | 0 | 0 | 0 | 0 | 106817.1141 | 0 | 0 | 0 | 0 | 0 | 0 | 0 | 0 | 0 | 0
2016-01-28 20:00 | 0 | 0 | 0 | 0 | 0 | 0 | 648758.7128 | 450296 | 0 | 0 | 0 | 0 | 198884.1747 | 0 | 0 | 0 | 0 | 0 | 0 | 5355749.6736 | 0 | 0 | 0 | 0 | 0 | 0 | 0 | 0 | 0 | 0 | 0 | 0 | 70858.9504 | 0 | 0 | 0 | 0 | 0 | 0 | 0 | 0 | 127603.7624 | 0 | 0 | 0 | 0 | 0 | 0 | 0 | 0 | 0 | 0
2016-01-28 21:00 | 0 | 0 | 0 | 0 | 0 | 0 | 684888.1167 | 452306 | 0 | 0 | 0 | 0 | 128025.2243 | 0 | 0 | 0 | 0 | 0 | 0 | 5659190.7408 | 0 | 0 | 0 | 0 | 0 | 0 | 0 | 0 | 0 | 0 | 0 | 0 | -70858.9504 | 0 | 0 | 0 | 0 | 0 | 0 | 0 | 0 | 303441.0671 | 0 | 0 | 0 | 0 | 0 | 0 | 0 | 0 | 0 | 0
2016-01-28 22:00 | 0 | 0 | 0 | 0 | 0 | 0 | 647815.7882 | 463893 | 0 | 0 | 0 | 0 | 128025.2243 | 0 | 0 | 0 | 0 | 0 | 0 | 5843113.529 | 0 | 0 | 0 | 0 | 0 | 0 | 0 | 0 | 0 | 0 | 0 | 0 | 0 | 0 | 0 | 0 | 0 | 0 | 0 | 0 | 0 | 183922.7882 | 0 | 0 | 0 | 0 | 0 | 0 | 0 | 0 | 0 | 0
2016-01-28 23:00 | 0 | 0 | 0 | 0 | 0 | 0 | 280599.7921 | 479734 | 0 | 0 | 0 | 0 | 57166.2739 | 0 | 0 | 0 | 0 | 0 | 0 | 5714838.2715 | 0 | 0 | 0 | 0 | 0 | 0 | 0 | 0 | 0 | 0 | 0 | 0 | -70858.9504 | 0 | 0 | 0 | 0 | 0 | 0 | 0 | 0 | 163974.9609 | 292250.2184 | 0 | 0 | 0 | 0 | 0 | 0 | 0 | 0 | 0
2016-01-29 | 0 | 0 | 0 | 0 | 0 | 395601.3466 | 14730.8686 | 489988 | 0 | 0 | 0 | 0 | 128025.2243 | 0 | 0 | 0 | 0 | 0 | 0 | 5564323.5362 | 0 | 0 | 0 | 0 | 0 | 0 | 0 | 0 | 0 | 0 | 0 | 0 | 70858.9504 | 0 | 0 | 0 | 0 | 0 | 0 | 0 | 0 | 141735.4831 | 292250.2184 | 0 | 0 | 0 | 0 | 0 | 0 | 0 | 0 | 0
2016-01-29 01:00 | 0 | 0 | 0 | 0 | 0 | 427913.4949 | 0 | 491465 | 0 | 0 | 0 | 0 | 57166.2739 | 0 | 0 | 0 | 0 | 0 | 0 | 5571630.9815 | 0 | 0 | 0 | 0 | 0 | 0 | 0 | 0 | 0 | 0 | 0 | 0 | -70858.9504 | 0 | 0 | 0 | 0 | 0 | 0 | 0 | 0 | 299557.6637 | 292250.2184 | 0 | 0 | 0 | 0 | 0 | 0 | 0 | 0 | 0
2016-01-29 02:00 | 0 | 0 | 0 | 0 | 0 | 262493.732 | 0 | 483885 | 0 | 0 | 0 | 0 | 128025.2243 | 0 | 0 | 0 | 0 | 0 | 0 | 5279380.7631 | 0 | 0 | 0 | 0 | 0 | 0 | 0 | 0 | 0 | 0 | 0 | 0 | 70858.9504 | 0 | 0 | 0 | 0 | 0 | 0 | 0 | 0 | 0 | 292250.2184 | 0 | 0 | 0 | 0 | 0 | 0 | 0 | 0 | 0
2016-01-29 03:00 | 0 | 0 | 0 | 0 | 0 | 535533.0463 | 0 | 466139 | 0 | 0 | 0 | 0 | 198884.1747 | 0 | 0 | 0 | 0 | 0 | 0 | 5277915.859 | 0 | 0 | 0 | 0 | 0 | 0 | 0 | 0 | 0 | 0 | 0 | 0 | 70858.9504 | 0 | 0 | 0 | 0 | 0 | 0 | 0 | 0 | 290785.3143 | 292250.2184 | 0 | 0 | 0 | 0 | 0 | 0 | 0 | 0 | 0
2016-01-29 04:00 | 0 | 0 | 0 | 0 | 0 | 411584.8712 | 0 | 442987 | 0 | 0 | 0 | 0 | 128025.2243 | 0 | 0 | 0 | 0 | 0 | 0 | 5317372.6806 | 0 | 0 | 0 | 0 | 0 | 0 | 0 | 0 | 0 | 0 | 0 | 0 | -70858.9504 | 0 | 0 | 0 | 0 | 0 | 0 | 0 | 0 | 331707.04 | 292250.2184 | 0 | 0 | 0 | 0 | 0 | 0 | 0 | 0 | 0
2016-01-29 05:00 | 0 | 0 | 0 | 0 | 0 | 203270.732 | 0 | 424662 | 0 | 0 | 0 | 0 | 198884.1747 | 0 | 0 | 0 | 0 | 0 | 0 | 5025122.4623 | 0 | 0 | 0 | 0 | 0 | 0 | 0 | 0 | 0 | 0 | 0 | 0 | 70858.9504 | 0 | 0 | 0 | 0 | 0 | 0 | 0 | 0 | 0 | 292250.2184 | 0 | 0 | 0 | 0 | 0 | 0 | 0 | 0 | 0
2016-01-29 06:00 | 0 | 0 | 0 | 0 | 0 | 121022.7816 | 0 | 413273 | 0 | 0 | 0 | 0 | 198884.1747 | 0 | 0 | 0 | 0 | 0 | 0 | 4732872.2439 | 0 | 0 | 0 | 0 | 0 | 0 | 0 | 0 | 0 | 0 | 0 | 0 | 0 | 0 | 0 | 0 | 0 | 0 | 0 | 0 | 0 | 0 | 292250.2184 | 0 | 0 | 0 | 0 | 0 | 0 | 0 | 0 | 0
2016-01-29 07:00 | 0 | 0 | 0 | 0 | 0 | 374673.8712 | 0 | 406076 | 0 | 0 | 0 | 0 | 128025.2243 | 0 | 0 | 0 | 0 | 0 | 0 | 4772329.0655 | 0 | 0 | 0 | 0 | 0 | 0 | 0 | 0 | 0 | 0 | 0 | 0 | -70858.9504 | 0 | 0 | 0 | 0 | 0 | 0 | 0 | 0 | 331707.04 | 292250.2184 | 0 | 0 | 0 | 0 | 0 | 0 | 0 | 0 | 0
2016-01-29 08:00 | 0 | 0 | 0 | 0 | 0 | 182438.732 | 0 | 403830 | 0 | 0 | 0 | 0 | 198884.1747 | 0 | 0 | 0 | 0 | 0 | 0 | 4480078.8471 | 0 | 0 | 0 | 0 | 0 | 0 | 0 | 0 | 0 | 0 | 0 | 0 | 70858.9504 | 0 | 0 | 0 | 0 | 0 | 0 | 0 | 0 | 0 | 292250.2184 | 0 | 0 | 0 | 0 | 0 | 0 | 0 | 0 | 0
2016-01-29 09:00 | 0 | 0 | 0 | 0 | 0 | 45607.8312 | 0 | 408717 | 0 | 0 | 0 | 0 | 128025.2243 | 0 | 0 | 0 | 0 | 0 | 0 | 4187828.6287 | 0 | 0 | 0 | 0 | 0 | 0 | 0 | 0 | 0 | 0 | 0 | 0 | -70858.9504 | 0 | 0 | 0 | 0 | 0 | 0 | 0 | 0 | 0 | 292250.2184 | 0 | 0 | 0 | 0 | 0 | 0 | 0 | 0 | 0
2016-01-29 10:00 | 0 | 0 | 0 | 0 | 0 | 534040.772 | 0 | 423725 | 0 | 0 | 0 | 0 | 198884.1747 | 0 | 0 | 0 | 0 | 0 | 0 | 4227285.4503 | 0 | 0 | 0 | 0 | 0 | 0 | 0 | 0 | 0 | 0 | 0 | 0 | 70858.9504 | 0 | 0 | 0 | 0 | 0 | 0 | 0 | 0 | 331707.04 | 292250.2184 | 0 | 0 | 0 | 0 | 0 | 0 | 0 | 0 | 0
2016-01-29 11:00 | 0 | 0 | 0 | 0 | 0 | 165853.7816 | 0 | 458104 | 0 | 0 | 0 | 0 | 198884.1747 | 0 | 0 | 0 | 0 | 0 | 0 | 3935035.2319 | 0 | 0 | 0 | 0 | 0 | 0 | 0 | 0 | 0 | 0 | 0 | 0 | 0 | 0 | 0 | 0 | 0 | 0 | 0 | 0 | 0 | 0 | 292250.2184 | 0 | 0 | 0 | 0 | 0 | 0 | 0 | 0 | 0
2016-01-29 12:00 | 0 | 0 | 0 | 0 | 0 | 126770.8312 | 0 | 489880 | 0 | 0 | 0 | 0 | 128025.2243 | 0 | 0 | 0 | 0 | 0 | 0 | 3642785.0136 | 0 | 0 | 0 | 0 | 0 | 0 | 0 | 0 | 0 | 0 | 0 | 0 | -70858.9504 | 0 | 0 | 0 | 0 | 0 | 0 | 0 | 0 | 0 | 292250.2184 | 0 | 0 | 0 | 0 | 0 | 0 | 0 | 0 | 0
2016-01-29 13:00 | 0 | 0 | 0 | 0 | 0 | 466895.5076 | 41.3636 | 498339 | 0 | 0 | 0 | 0 | 57166.2739 | 0 | 0 | 0 | 0 | 0 | 0 | 3682241.8352 | 0 | 0 | 0 | 0 | 0 | 0 | 0 | 0 | 0 | 0 | 0 | 0 | -70858.9504 | 0 | 0 | 0 | 0 | 0 | 0 | 0 | 0 | 331707.04 | 292250.2184 | 0 | 0 | 0 | 0 | 0 | 0 | 0 | 0 | 0
2016-01-29 14:00 | 0 | 0 | 0 | 0 | 0 | 486125.0772 | 116474.6948 | 492284 | 0 | 0 | 0 | 0 | 128025.2243 | 0 | 0 | 0 | 0 | 0 | 0 | 3721698.6568 | 0 | 0 | 0 | 0 | 0 | 0 | 0 | 0 | 0 | 0 | 0 | 0 | 70858.9504 | 0 | 0 | 0 | 0 | 0 | 0 | 0 | 0 | 331707.04 | 292250.2184 | 0 | 0 | 0 | 0 | 0 | 0 | 0 | 0 | 0
2016-01-29 15:00 | 0 | 0 | 0 | 0 | 0 | 0 | 505033.4632 | 483987 | 0 | 0 | 0 | 0 | 149071.6874 | 0 | 0 | 0 | 0 | 0 | 0 | 3721698.6568 | 0 | 0 | 0 | 0 | 0 | 0 | 0 | 0 | 0 | 0 | 0 | 0 | 21046.4632 | 0 | 0 | 0 | 0 | 0 | 0 | 0 | 0 | 0 | 0 | 0 | 0 | 0 | 0 | 0 | 0 | 0 | 0 | 0
2016-01-29 16:00 | 0 | 0 | 0 | 0 | 0 | 0 | 600337.9435 | 472607 | 0 | 0 | 0 | 0 | 78212.737 | 0 | 0 | 0 | 0 | 0 | 0 | 3920288.5507 | 0 | 0 | 0 | 0 | 0 | 0 | 0 | 0 | 0 | 0 | 0 | 0 | -70858.9504 | 0 | 0 | 0 | 0 | 0 | 0 | 0 | 0 | 198589.8939 | 0 | 0 | 0 | 0 | 0 | 0 | 0 | 0 | 0 | 0
2016-01-29 17:00 | 0 | 0 | 0 | 0 | 0 | 0 | 597105.4955 | 461493 | 0 | 0 | 0 | 0 | 7353.7866 | 0 | 0 | 0 | 0 | 0 | 0 | 4126759.9966 | 0 | 0 | 0 | 0 | 0 | 0 | 0 | 0 | 0 | 0 | 0 | 0 | -70858.9504 | 0 | 0 | 0 | 0 | 0 | 0 | 0 | 0 | 206471.4459 | 0 | 0 | 0 | 0 | 0 | 0 | 0 | 0 | 0 | 0
2016-01-29 18:00 | 0 | 0 | 0 | 0 | 0 | 0 | 578548.3382 | 453063 | 0 | 0 | 0 | 0 | 70858.9504 | 0 | 0 | 0 | 0 | 0 | 0 | 4188740.171 | 0 | 0 | 0 | 0 | 0 | 0 | 0 | 0 | 0 | 0 | 0 | 0 | 63505.1638 | 0 | 0 | 0 | 0 | 0 | 0 | 0 | 0 | 61980.1744 | 0 | 0 | 0 | 0 | 0 | 0 | 0 | 0 | 0 | 0
2016-01-29 19:00 | 0 | 0 | 0 | 0 | 0 | 0 | 571402.3946 | 446413 | 0 | 0 | 0 | 0 | 0 | 0 | 0 | 0 | 0 | 0 | 0 | 4384588.516 | 0 | 0 | 0 | 0 | 0 | 0 | 0 | 0 | 0 | 0 | 0 | 0 | -70858.9504 | 0 | 0 | 0 | 0 | 0 | 0 | 0 | 0 | 195848.345 | 0 | 0 | 0 | 0 | 0 | 0 | 0 | 0 | 0 | 0
2016-01-29 20:00 | 0 | 0 | 0 | 0 | 0 | 0 | 580380.5143 | 441068 | 0 | 0 | 0 | 0 | 70858.9504 | 0 | 0 | 0 | 0 | 0 | 0 | 4453042.0799 | 0 | 0 | 0 | 0 | 0 | 0 | 0 | 0 | 0 | 0 | 0 | 0 | 70858.9504 | 0 | 0 | 0 | 0 | 0 | 0 | 0 | 0 | 68453.5639 | 0 | 0 | 0 | 0 | 0 | 0 | 0 | 0 | 0 | 0
2016-01-29 21:00 | 0 | 0 | 0 | 0 | 0 | 0 | 591933.2147 | 441048 | 0 | 0 | 0 | 0 | 0 | 0 | 0 | 0 | 0 | 0 | 0 | 4674786.2451 | 0 | 0 | 0 | 0 | 0 | 0 | 0 | 0 | 0 | 0 | 0 | 0 | -70858.9504 | 0 | 0 | 0 | 0 | 0 | 0 | 0 | 0 | 221744.1651 | 0 | 0 | 0 | 0 | 0 | 0 | 0 | 0 | 0 | 0
2016-01-29 22:00 | 0 | 0 | 0 | 0 | 0 | 0 | 516313.2046 | 450733 | 0 | 0 | 0 | 0 | 0 | 0 | 0 | 0 | 0 | 0 | 0 | 4740366.4497 | 0 | 0 | 0 | 0 | 0 | 0 | 0 | 0 | 0 | 0 | 0 | 0 | 0 | 0 | 0 | 0 | 0 | 0 | 0 | 0 | 0 | 65580.2046 | 0 | 0 | 0 | 0 | 0 | 0 | 0 | 0 | 0 | 0
2016-01-29 23:00 | 0 | 0 | 0 | 0 | 0 | 0 | 241542.6966 | 465999 | 0 | 0 | 0 | 0 | 57166.2739 | 0 | 0 | 0 | 0 | 0 | 0 | 4458743.8724 | 0 | 0 | 0 | 0 | 0 | 0 | 0 | 0 | 0 | 0 | 0 | 0 | 57166.2739 | 0 | 0 | 0 | 0 | 0 | 0 | 0 | 0 | 10627.6411 | 292250.2184 | 0 | 0 | 0 | 0 | 0 | 0 | 0 | 0 | 0
2016-01-30 | 0 | 0 | 0 | 0 | 0 | 238087.0847 | 14239.6473 | 473718 | 0 | 0 | 0 | 0 | 128025.2243 | 0 | 0 | 0 | 0 | 0 | 0 | 4166493.6541 | 0 | 0 | 0 | 0 | 0 | 0 | 0 | 0 | 0 | 0 | 0 | 0 | 70858.9504 | 0 | 0 | 0 | 0 | 0 | 0 | 0 | 0 | 0 | 292250.2184 | 0 | 0 | 0 | 0 | 0 | 0 | 0 | 0 | 0
2016-01-30 01:00 | 0 | 0 | 0 | 0 | 0 | 583577.772 | 0 | 473262 | 0 | 0 | 0 | 0 | 198884.1747 | 0 | 0 | 0 | 0 | 0 | 0 | 4205950.4757 | 0 | 0 | 0 | 0 | 0 | 0 | 0 | 0 | 0 | 0 | 0 | 0 | 70858.9504 | 0 | 0 | 0 | 0 | 0 | 0 | 0 | 0 | 331707.04 | 292250.2184 | 0 | 0 | 0 | 0 | 0 | 0 | 0 | 0 | 0
2016-01-30 02:00 | 0 | 0 | 0 | 0 | 0 | 507533.8216 | 0 | 468077 | 0 | 0 | 0 | 0 | 198884.1747 | 0 | 0 | 0 | 0 | 0 | 0 | 4245407.2973 | 0 | 0 | 0 | 0 | 0 | 0 | 0 | 0 | 0 | 0 | 0 | 0 | 0 | 0 | 0 | 0 | 0 | 0 | 0 | 0 | 0 | 331707.04 | 292250.2184 | 0 | 0 | 0 | 0 | 0 | 0 | 0 | 0 | 0
2016-01-30 03:00 | 0 | 0 | 0 | 0 | 0 | 92470.8312 | 0 | 455580 | 0 | 0 | 0 | 0 | 128025.2243 | 0 | 0 | 0 | 0 | 0 | 0 | 3953157.0789 | 0 | 0 | 0 | 0 | 0 | 0 | 0 | 0 | 0 | 0 | 0 | 0 | -70858.9504 | 0 | 0 | 0 | 0 | 0 | 0 | 0 | 0 | 0 | 292250.2184 | 0 | 0 | 0 | 0 | 0 | 0 | 0 | 0 | 0
2016-01-30 04:00 | 0 | 0 | 0 | 0 | 0 | 547937.772 | 0 | 437622 | 0 | 0 | 0 | 0 | 198884.1747 | 0 | 0 | 0 | 0 | 0 | 0 | 3992613.9005 | 0 | 0 | 0 | 0 | 0 | 0 | 0 | 0 | 0 | 0 | 0 | 0 | 70858.9504 | 0 | 0 | 0 | 0 | 0 | 0 | 0 | 0 | 331707.04 | 292250.2184 | 0 | 0 | 0 | 0 | 0 | 0 | 0 | 0 | 0
2016-01-30 05:00 | 0 | 0 | 0 | 0 | 0 | 460910.8216 | 0 | 421454 | 0 | 0 | 0 | 0 | 198884.1747 | 0 | 0 | 0 | 0 | 0 | 0 | 4032070.7221 | 0 | 0 | 0 | 0 | 0 | 0 | 0 | 0 | 0 | 0 | 0 | 0 | 0 | 0 | 0 | 0 | 0 | 0 | 0 | 0 | 0 | 331707.04 | 292250.2184 | 0 | 0 | 0 | 0 | 0 | 0 | 0 | 0 | 0
2016-01-30 06:00 | 0 | 0 | 0 | 0 | 0 | 117410.7816 | 0 | 409661 | 0 | 0 | 0 | 0 | 198884.1747 | 0 | 0 | 0 | 0 | 0 | 0 | 3739820.5037 | 0 | 0 | 0 | 0 | 0 | 0 | 0 | 0 | 0 | 0 | 0 | 0 | 0 | 0 | 0 | 0 | 0 | 0 | 0 | 0 | 0 | 0 | 292250.2184 | 0 | 0 | 0 | 0 | 0 | 0 | 0 | 0 | 0
2016-01-30 07:00 | 0 | 0 | 0 | 0 | 0 | 370322.8712 | 0 | 401725 | 0 | 0 | 0 | 0 | 128025.2243 | 0 | 0 | 0 | 0 | 0 | 0 | 3779277.3254 | 0 | 0 | 0 | 0 | 0 | 0 | 0 | 0 | 0 | 0 | 0 | 0 | -70858.9504 | 0 | 0 | 0 | 0 | 0 | 0 | 0 | 0 | 331707.04 | 292250.2184 | 0 | 0 | 0 | 0 | 0 | 0 | 0 | 0 | 0
2016-01-30 08:00 | 0 | 0 | 0 | 0 | 0 | 176054.732 | 0 | 397446 | 0 | 0 | 0 | 0 | 198884.1747 | 0 | 0 | 0 | 0 | 0 | 0 | 3487027.107 | 0 | 0 | 0 | 0 | 0 | 0 | 0 | 0 | 0 | 0 | 0 | 0 | 70858.9504 | 0 | 0 | 0 | 0 | 0 | 0 | 0 | 0 | 0 | 292250.2184 | 0 | 0 | 0 | 0 | 0 | 0 | 0 | 0 | 0
2016-01-30 09:00 | 0 | 0 | 0 | 0 | 0 | 36101.8312 | 0 | 399211 | 0 | 0 | 0 | 0 | 128025.2243 | 0 | 0 | 0 | 0 | 0 | 0 | 3194776.8886 | 0 | 0 | 0 | 0 | 0 | 0 | 0 | 0 | 0 | 0 | 0 | 0 | -70858.9504 | 0 | 0 | 0 | 0 | 0 | 0 | 0 | 0 | 0 | 292250.2184 | 0 | 0 | 0 | 0 | 0 | 0 | 0 | 0 | 0
2016-01-30 10:00 | 0 | 0 | 0 | 0 | 0 | 516806.772 | 0 | 406491 | 0 | 0 | 0 | 0 | 198884.1747 | 0 | 0 | 0 | 0 | 0 | 0 | 3234233.7102 | 0 | 0 | 0 | 0 | 0 | 0 | 0 | 0 | 0 | 0 | 0 | 0 | 70858.9504 | 0 | 0 | 0 | 0 | 0 | 0 | 0 | 0 | 331707.04 | 292250.2184 | 0 | 0 | 0 | 0 | 0 | 0 | 0 | 0 | 0
2016-01-30 11:00 | 0 | 0 | 0 | 0 | 0 | 127824.7816 | 0 | 420075 | 0 | 0 | 0 | 0 | 198884.1747 | 0 | 0 | 0 | 0 | 0 | 0 | 2941983.4918 | 0 | 0 | 0 | 0 | 0 | 0 | 0 | 0 | 0 | 0 | 0 | 0 | 0 | 0 | 0 | 0 | 0 | 0 | 0 | 0 | 0 | 0 | 292250.2184 | 0 | 0 | 0 | 0 | 0 | 0 | 0 | 0 | 0
2016-01-30 12:00 | 0 | 0 | 0 | 0 | 0 | 73489.8312 | 0 | 436599 | 0 | 0 | 0 | 0 | 128025.2243 | 0 | 0 | 0 | 0 | 0 | 0 | 2649733.2734 | 0 | 0 | 0 | 0 | 0 | 0 | 0 | 0 | 0 | 0 | 0 | 0 | -70858.9504 | 0 | 0 | 0 | 0 | 0 | 0 | 0 | 0 | 0 | 292250.2184 | 0 | 0 | 0 | 0 | 0 | 0 | 0 | 0 | 0
2016-01-30 13:00 | 0 | 0 | 0 | 0 | 0 | 226644.9591 | 45.7729 | 448082 | 0 | 0 | 0 | 0 | 198884.1747 | 0 | 0 | 0 | 0 | 0 | 0 | 2357483.055 | 0 | 0 | 0 | 0 | 0 | 0 | 0 | 0 | 0 | 0 | 0 | 0 | 70858.9504 | 0 | 0 | 0 | 0 | 0 | 0 | 0 | 0 | 0 | 292250.2184 | 0 | 0 | 0 | 0 | 0 | 0 | 0 | 0 | 0
2016-01-30 14:00 | 0 | 0 | 0 | 0 | 0 | 372578.5475 | 114801.2741 | 447923 | 0 | 0 | 0 | 0 | 198884.1747 | 0 | 0 | 0 | 0 | 0 | 0 | 2396939.8767 | 0 | 0 | 0 | 0 | 0 | 0 | 0 | 0 | 0 | 0 | 0 | 0 | 0 | 0 | 0 | 0 | 0 | 0 | 0 | 0 | 0 | 331707.04 | 292250.2184 | 0 | 0 | 0 | 0 | 0 | 0 | 0 | 0 | 0
2016-01-30 15:00 | 0 | 0 | 0 | 0 | 0 | 0 | 443756.0685 | 440969 | 0 | 0 | 0 | 0 | 198884.1747 | 0 | 0 | 0 | 0 | 0 | 0 | 2399726.9451 | 0 | 0 | 0 | 0 | 0 | 0 | 0 | 0 | 0 | 0 | 0 | 0 | 0 | 0 | 0 | 0 | 0 | 0 | 0 | 0 | 0 | 2787.0685 | 0 | 0 | 0 | 0 | 0 | 0 | 0 | 0 | 0 | 0
2016-01-30 16:00 | 0 | 0 | 0 | 0 | 0 | 0 | 544474.0162 | 431135 | 0 | 0 | 0 | 0 | 141717.9008 | 0 | 0 | 0 | 0 | 0 | 0 | 2570232.2351 | 0 | 0 | 0 | 0 | 0 | 0 | 0 | 0 | 0 | 0 | 0 | 0 | -57166.2739 | 0 | 0 | 0 | 0 | 0 | 0 | 0 | 0 | 170505.29 | 0 | 0 | 0 | 0 | 0 | 0 | 0 | 0 | 0 | 0
2016-01-30 17:00 | 0 | 0 | 0 | 0 | 0 | 0 | 562395.9964 | 420375 | 0 | 0 | 0 | 0 | 70858.9504 | 0 | 0 | 0 | 0 | 0 | 0 | 2783112.1819 | 0 | 0 | 0 | 0 | 0 | 0 | 0 | 0 | 0 | 0 | 0 | 0 | -70858.9504 | 0 | 0 | 0 | 0 | 0 | 0 | 0 | 0 | 212879.9468 | 0 | 0 | 0 | 0 | 0 | 0 | 0 | 0 | 0 | 0
2016-01-30 18:00 | 0 | 0 | 0 | 0 | 0 | 0 | 551838.7796 | 410136 | 0 | 0 | 0 | 0 | 141717.9008 | 0 | 0 | 0 | 0 | 0 | 0 | 2853956.0111 | 0 | 0 | 0 | 0 | 0 | 0 | 0 | 0 | 0 | 0 | 0 | 0 | 70858.9504 | 0 | 0 | 0 | 0 | 0 | 0 | 0 | 0 | 70843.8292 | 0 | 0 | 0 | 0 | 0 | 0 | 0 | 0 | 0 | 0
2016-01-30 19:00 | 0 | 0 | 0 | 0 | 0 | 0 | 546182.2642 | 402345 | 0 | 0 | 0 | 0 | 70858.9504 | 0 | 0 | 0 | 0 | 0 | 0 | 3068652.2257 | 0 | 0 | 0 | 0 | 0 | 0 | 0 | 0 | 0 | 0 | 0 | 0 | -70858.9504 | 0 | 0 | 0 | 0 | 0 | 0 | 0 | 0 | 214696.2146 | 0 | 0 | 0 | 0 | 0 | 0 | 0 | 0 | 0 | 0
2016-01-30 20:00 | 0 | 0 | 0 | 0 | 0 | 0 | 554271.9198 | 398119 | 0 | 0 | 0 | 0 | 0 | 0 | 0 | 0 | 0 | 0 | 0 | 3295664.0959 | 0 | 0 | 0 | 0 | 0 | 0 | 0 | 0 | 0 | 0 | 0 | 0 | -70858.9504 | 0 | 0 | 0 | 0 | 0 | 0 | 0 | 0 | 227011.8702 | 0 | 0 | 0 | 0 | 0 | 0 | 0 | 0 | 0 | 0
2016-01-30 21:00 | 0 | 0 | 0 | 0 | 0 | 0 | 564744.8503 | 398211 | 0 | 0 | 0 | 0 | 70858.9504 | 0 | 0 | 0 | 0 | 0 | 0 | 3391338.9958 | 0 | 0 | 0 | 0 | 0 | 0 | 0 | 0 | 0 | 0 | 0 | 0 | 70858.9504 | 0 | 0 | 0 | 0 | 0 | 0 | 0 | 0 | 95674.8999 | 0 | 0 | 0 | 0 | 0 | 0 | 0 | 0 | 0 | 0
2016-01-30 22:00 | 0 | 0 | 0 | 0 | 0 | 0 | 500264.7149 | 407935 | 0 | 0 | 0 | 0 | 128025.2243 | 0 | 0 | 0 | 0 | 0 | 0 | 3426502.4368 | 0 | 0 | 0 | 0 | 0 | 0 | 0 | 0 | 0 | 0 | 0 | 0 | 57166.2739 | 0 | 0 | 0 | 0 | 0 | 0 | 0 | 0 | 35163.441 | 0 | 0 | 0 | 0 | 0 | 0 | 0 | 0 | 0 | 0
2016-01-30 23:00 | 0 | 0 | 0 | 0 | 0 | 0 | 262242.8042 | 424712 | 0 | 0 | 0 | 0 | 57166.2739 | 0 | 0 | 0 | 0 | 0 | 0 | 3334892.1914 | 0 | 0 | 0 | 0 | 0 | 0 | 0 | 0 | 0 | 0 | 0 | 0 | -70858.9504 | 0 | 0 | 0 | 0 | 0 | 0 | 0 | 0 | 200639.973 | 292250.2184 | 0 | 0 | 0 | 0 | 0 | 0 | 0 | 0 | 0
2016-01-31 | 0 | 0 | 0 | 0 | 0 | 194003.5392 | 17311.1929 | 432706 | 0 | 0 | 0 | 0 | 128025.2243 | 0 | 0 | 0 | 0 | 0 | 0 | 3042641.973 | 0 | 0 | 0 | 0 | 0 | 0 | 0 | 0 | 0 | 0 | 0 | 0 | 70858.9504 | 0 | 0 | 0 | 0 | 0 | 0 | 0 | 0 | 0 | 292250.2184 | 0 | 0 | 0 | 0 | 0 | 0 | 0 | 0 | 0
2016-01-31 01:00 | 0 | 0 | 0 | 0 | 0 | 543881.772 | 0 | 433566 | 0 | 0 | 0 | 0 | 198884.1747 | 0 | 0 | 0 | 0 | 0 | 0 | 3082098.7946 | 0 | 0 | 0 | 0 | 0 | 0 | 0 | 0 | 0 | 0 | 0 | 0 | 70858.9504 | 0 | 0 | 0 | 0 | 0 | 0 | 0 | 0 | 331707.04 | 292250.2184 | 0 | 0 | 0 | 0 | 0 | 0 | 0 | 0 | 0
2016-01-31 02:00 | 0 | 0 | 0 | 0 | 0 | 136143.7816 | 0 | 428394 | 0 | 0 | 0 | 0 | 198884.1747 | 0 | 0 | 0 | 0 | 0 | 0 | 2789848.5763 | 0 | 0 | 0 | 0 | 0 | 0 | 0 | 0 | 0 | 0 | 0 | 0 | 0 | 0 | 0 | 0 | 0 | 0 | 0 | 0 | 0 | 0 | 292250.2184 | 0 | 0 | 0 | 0 | 0 | 0 | 0 | 0 | 0
2016-01-31 03:00 | 0 | 0 | 0 | 0 | 0 | 386009.8712 | 0 | 417412 | 0 | 0 | 0 | 0 | 128025.2243 | 0 | 0 | 0 | 0 | 0 | 0 | 2829305.3979 | 0 | 0 | 0 | 0 | 0 | 0 | 0 | 0 | 0 | 0 | 0 | 0 | -70858.9504 | 0 | 0 | 0 | 0 | 0 | 0 | 0 | 0 | 331707.04 | 292250.2184 | 0 | 0 | 0 | 0 | 0 | 0 | 0 | 0 | 0
2016-01-31 04:00 | 0 | 0 | 0 | 0 | 0 | 511781.772 | 0 | 401466 | 0 | 0 | 0 | 0 | 198884.1747 | 0 | 0 | 0 | 0 | 0 | 0 | 2868762.2195 | 0 | 0 | 0 | 0 | 0 | 0 | 0 | 0 | 0 | 0 | 0 | 0 | 70858.9504 | 0 | 0 | 0 | 0 | 0 | 0 | 0 | 0 | 331707.04 | 292250.2184 | 0 | 0 | 0 | 0 | 0 | 0 | 0 | 0 | 0
2016-01-31 05:00 | 0 | 0 | 0 | 0 | 0 | 424487.8216 | 0 | 385031 | 0 | 0 | 0 | 0 | 198884.1747 | 0 | 0 | 0 | 0 | 0 | 0 | 2908219.0411 | 0 | 0 | 0 | 0 | 0 | 0 | 0 | 0 | 0 | 0 | 0 | 0 | 0 | 0 | 0 | 0 | 0 | 0 | 0 | 0 | 0 | 331707.04 | 292250.2184 | 0 | 0 | 0 | 0 | 0 | 0 | 0 | 0 | 0
2016-01-31 06:00 | 0 | 0 | 0 | 0 | 0 | 9774.8312 | 0 | 372884 | 0 | 0 | 0 | 0 | 128025.2243 | 0 | 0 | 0 | 0 | 0 | 0 | 2615968.8227 | 0 | 0 | 0 | 0 | 0 | 0 | 0 | 0 | 0 | 0 | 0 | 0 | -70858.9504 | 0 | 0 | 0 | 0 | 0 | 0 | 0 | 0 | 0 | 292250.2184 | 0 | 0 | 0 | 0 | 0 | 0 | 0 | 0 | 0
2016-01-31 07:00 | 0 | 0 | 0 | 0 | 0 | 474478.772 | 0 | 364163 | 0 | 0 | 0 | 0 | 198884.1747 | 0 | 0 | 0 | 0 | 0 | 0 | 2655425.6443 | 0 | 0 | 0 | 0 | 0 | 0 | 0 | 0 | 0 | 0 | 0 | 0 | 70858.9504 | 0 | 0 | 0 | 0 | 0 | 0 | 0 | 0 | 331707.04 | 292250.2184 | 0 | 0 | 0 | 0 | 0 | 0 | 0 | 0 | 0
2016-01-31 08:00 | 0 | 0 | 0 | 0 | 0 | 66949.7816 | 0 | 359200 | 0 | 0 | 0 | 0 | 198884.1747 | 0 | 0 | 0 | 0 | 0 | 0 | 2363175.4259 | 0 | 0 | 0 | 0 | 0 | 0 | 0 | 0 | 0 | 0 | 0 | 0 | 0 | 0 | 0 | 0 | 0 | 0 | 0 | 0 | 0 | 0 | 292250.2184 | 0 | 0 | 0 | 0 | 0 | 0 | 0 | 0 | 0
2016-01-31 09:00 | 0 | 0 | 0 | 0 | 0 | 326637.8712 | 0 | 358040 | 0 | 0 | 0 | 0 | 128025.2243 | 0 | 0 | 0 | 0 | 0 | 0 | 2402632.2475 | 0 | 0 | 0 | 0 | 0 | 0 | 0 | 0 | 0 | 0 | 0 | 0 | -70858.9504 | 0 | 0 | 0 | 0 | 0 | 0 | 0 | 0 | 331707.04 | 292250.2184 | 0 | 0 | 0 | 0 | 0 | 0 | 0 | 0 | 0
2016-01-31 10:00 | 0 | 0 | 0 | 0 | 0 | 139506.732 | 0 | 360898 | 0 | 0 | 0 | 0 | 198884.1747 | 0 | 0 | 0 | 0 | 0 | 0 | 2110382.0292 | 0 | 0 | 0 | 0 | 0 | 0 | 0 | 0 | 0 | 0 | 0 | 0 | 70858.9504 | 0 | 0 | 0 | 0 | 0 | 0 | 0 | 0 | 0 | 292250.2184 | 0 | 0 | 0 | 0 | 0 | 0 | 0 | 0 | 0
2016-01-31 11:00 | 0 | 0 | 0 | 0 | 0 | 407651.8216 | 0 | 368195 | 0 | 0 | 0 | 0 | 198884.1747 | 0 | 0 | 0 | 0 | 0 | 0 | 2149838.8508 | 0 | 0 | 0 | 0 | 0 | 0 | 0 | 0 | 0 | 0 | 0 | 0 | 0 | 0 | 0 | 0 | 0 | 0 | 0 | 0 | 0 | 331707.04 | 292250.2184 | 0 | 0 | 0 | 0 | 0 | 0 | 0 | 0 | 0
2016-01-31 12:00 | 0 | 0 | 0 | 0 | 0 | 17047.8312 | 0 | 380157 | 0 | 0 | 0 | 0 | 128025.2243 | 0 | 0 | 0 | 0 | 0 | 0 | 1857588.6324 | 0 | 0 | 0 | 0 | 0 | 0 | 0 | 0 | 0 | 0 | 0 | 0 | -70858.9504 | 0 | 0 | 0 | 0 | 0 | 0 | 0 | 0 | 0 | 292250.2184 | 0 | 0 | 0 | 0 | 0 | 0 | 0 | 0 | 0
2016-01-31 13:00 | 0 | 0 | 0 | 0 | 0 | 170302.8859 | 57.8461 | 391752 | 0 | 0 | 0 | 0 | 198884.1747 | 0 | 0 | 0 | 0 | 0 | 0 | 1565338.414 | 0 | 0 | 0 | 0 | 0 | 0 | 0 | 0 | 0 | 0 | 0 | 0 | 70858.9504 | 0 | 0 | 0 | 0 | 0 | 0 | 0 | 0 | 0 | 292250.2184 | 0 | 0 | 0 | 0 | 0 | 0 | 0 | 0 | 0
2016-01-31 14:00 | 0 | 0 | 0 | 0 | 0 | 315555.1825 | 123310.6392 | 399409 | 0 | 0 | 0 | 0 | 198884.1747 | 0 | 0 | 0 | 0 | 0 | 0 | 1604795.2356 | 0 | 0 | 0 | 0 | 0 | 0 | 0 | 0 | 0 | 0 | 0 | 0 | 0 | 0 | 0 | 0 | 0 | 0 | 0 | 0 | 0 | 331707.04 | 292250.2184 | 0 | 0 | 0 | 0 | 0 | 0 | 0 | 0 | 0
2016-01-31 15:00 | 0 | 0 | 0 | 0 | 0 | 0 | 387316.7911 | 400465 | 0 | 0 | 0 | 0 | 128025.2243 | 0 | 0 | 0 | 0 | 0 | 0 | 1662505.9771 | 0 | 0 | 0 | 0 | 0 | 0 | 0 | 0 | 0 | 0 | 0 | 0 | -70858.9504 | 0 | 0 | 0 | 0 | 0 | 0 | 0 | 0 | 57710.7415 | 0 | 0 | 0 | 0 | 0 | 0 | 0 | 0 | 0 | 0
2016-01-31 16:00 | 0 | 0 | 0 | 0 | 0 | 319078.3781 | 482220.6123 | 398733 | 0 | 0 | 0 | 0 | 198884.1747 | 0 | 0 | 0 | 0 | 0 | 0 | 1994213.0171 | 0 | 0 | 0 | 0 | 0 | 0 | 0 | 0 | 0 | 0 | 0 | 0 | 70858.9504 | 0 | 0 | 0 | 0 | 0 | 0 | 0 | 0 | 331707.04 | 0 | 0 | 0 | 0 | 0 | 0 | 0 | 0 | 0 | 0
2016-01-31 17:00 | 0 | 0 | 0 | 0 | 0 | 0 | 502164.067 | 397649 | 0 | 0 | 0 | 0 | 128025.2243 | 0 | 0 | 0 | 0 | 0 | 0 | 2169587.0346 | 0 | 0 | 0 | 0 | 0 | 0 | 0 | 0 | 0 | 0 | 0 | 0 | -70858.9504 | 0 | 0 | 0 | 0 | 0 | 0 | 0 | 0 | 175374.0174 | 0 | 0 | 0 | 0 | 0 | 0 | 0 | 0 | 0 | 0
2016-01-31 18:00 | 0 | 0 | 0 | 0 | 0 | 0 | 497096.621 | 395805 | 0 | 0 | 0 | 0 | 198884.1747 | 0 | 0 | 0 | 0 | 0 | 0 | 2200019.7051 | 0 | 0 | 0 | 0 | 0 | 0 | 0 | 0 | 0 | 0 | 0 | 0 | 70858.9504 | 0 | 0 | 0 | 0 | 0 | 0 | 0 | 0 | 30432.6706 | 0 | 0 | 0 | 0 | 0 | 0 | 0 | 0 | 0 | 0
2016-01-31 19:00 | 0 | 0 | 0 | 0 | 0 | 0 | 488076.2064 | 393066 | 0 | 0 | 0 | 0 | 141717.9008 | 0 | 0 | 0 | 0 | 0 | 0 | 2352196.1854 | 0 | 0 | 0 | 0 | 0 | 0 | 0 | 0 | 0 | 0 | 0 | 0 | -57166.2739 | 0 | 0 | 0 | 0 | 0 | 0 | 0 | 0 | 152176.4802 | 0 | 0 | 0 | 0 | 0 | 0 | 0 | 0 | 0 | 0
2016-01-31 20:00 | 0 | 0 | 0 | 0 | 0 | 0 | 467155.4018 | 391975 | 0 | 0 | 0 | 0 | 70858.9504 | 0 | 0 | 0 | 0 | 0 | 0 | 2498235.5376 | 0 | 0 | 0 | 0 | 0 | 0 | 0 | 0 | 0 | 0 | 0 | 0 | -70858.9504 | 0 | 0 | 0 | 0 | 0 | 0 | 0 | 0 | 146039.3522 | 0 | 0 | 0 | 0 | 0 | 0 | 0 | 0 | 0 | 0
2016-01-31 21:00 | 0 | 0 | 0 | 0 | 0 | 0 | 424017.2702 | 395107 | 0 | 0 | 0 | 0 | 0 | 0 | 0 | 0 | 0 | 0 | 0 | 2598004.7582 | 0 | 0 | 0 | 0 | 0 | 0 | 0 | 0 | 0 | 0 | 0 | 0 | -70858.9504 | 0 | 0 | 0 | 0 | 0 | 0 | 0 | 0 | 99769.2206 | 0 | 0 | 0 | 0 | 0 | 0 | 0 | 0 | 0 | 0
2016-01-31 22:00 | 0 | 0 | 0 | 0 | 0 | 319317.2653 | 340064.3382 | 407470 | 0 | 0 | 0 | 0 | 70858.9504 | 0 | 0 | 0 | 0 | 0 | 0 | 2779057.4113 | 0 | 0 | 0 | 0 | 0 | 0 | 0 | 0 | 0 | 0 | 0 | 0 | 70858.9504 | 0 | 0 | 0 | 0 | 0 | 0 | 0 | 0 | 181052.6531 | 0 | 0 | 0 | 0 | 0 | 0 | 0 | 0 | 0 | 0
2016-01-31 23:00 | 0 | 0 | 0 | 0 | 0 | 0 | 155415.0116 | 425236 | 0 | 0 | 0 | 0 | 70858.9504 | 0 | 0 | 0 | 0 | 0 | 0 | 2509236.4229 | 0 | 0 | 0 | 0 | 0 | 0 | 0 | 0 | 0 | 0 | 0 | 0 | 0 | 0 | 0 | 0 | 0 | 0 | 0 | 0 | 0 | 22429.23 | 292250.2184 | 0 | 0 | 0 | 0 | 0 | 0 | 0 | 0 | 0
2016-02-01 | 0 | 0 | 0 | 0 | 0 | 349738.5505 | 12800.6333 | 434806 | 0 | 0 | 0 | 0 | 0 | 0 | 0 | 0 | 0 | 0 | 0 | 2507828.5571 | 0 | 0 | 0 | 0 | 0 | 0 | 0 | 0 | 0 | 0 | 0 | 0 | -70858.9504 | 0 | 0 | 0 | 0 | 0 | 0 | 0 | 0 | 290842.3526 | 292250.2184 | 0 | 0 | 0 | 0 | 0 | 0 | 0 | 0 | 0
2016-02-01 01:00 | 0 | 0 | 0 | 0 | 0 | 339952.2875 | 0 | 435064 | 0 | 0 | 0 | 0 | 57166.2739 | 0 | 0 | 0 | 0 | 0 | 0 | 2355550.5708 | 0 | 0 | 0 | 0 | 0 | 0 | 0 | 0 | 0 | 0 | 0 | 0 | 57166.2739 | 0 | 0 | 0 | 0 | 0 | 0 | 0 | 0 | 139972.232 | 292250.2184 | 0 | 0 | 0 | 0 | 0 | 0 | 0 | 0 | 0
2016-02-01 02:00 | 0 | 0 | 0 | 0 | 0 | 322876.5999 | 0 | 426819 | 0 | 0 | 0 | 0 | 128025.2243 | 0 | 0 | 0 | 0 | 0 | 0 | 2180749.2202 | 0 | 0 | 0 | 0 | 0 | 0 | 0 | 0 | 0 | 0 | 0 | 0 | 70858.9504 | 0 | 0 | 0 | 0 | 0 | 0 | 0 | 0 | 117448.8679 | 292250.2184 | 0 | 0 | 0 | 0 | 0 | 0 | 0 | 0 | 0
2016-02-01 03:00 | 0 | 0 | 0 | 0 | 0 | 309098.4103 | 0 | 411759 | 0 | 0 | 0 | 0 | 198884.1747 | 0 | 0 | 0 | 0 | 0 | 0 | 2007229.6802 | 0 | 0 | 0 | 0 | 0 | 0 | 0 | 0 | 0 | 0 | 0 | 0 | 70858.9504 | 0 | 0 | 0 | 0 | 0 | 0 | 0 | 0 | 118730.6783 | 292250.2184 | 0 | 0 | 0 | 0 | 0 | 0 | 0 | 0 | 0
2016-02-01 04:00 | 0 | 0 | 0 | 0 | 0 | 296701.5594 | 0 | 391383 | 0 | 0 | 0 | 0 | 198884.1747 | 0 | 0 | 0 | 0 | 0 | 0 | 1912548.2395 | 0 | 0 | 0 | 0 | 0 | 0 | 0 | 0 | 0 | 0 | 0 | 0 | 0 | 0 | 0 | 0 | 0 | 0 | 0 | 0 | 0 | 197568.7778 | 292250.2184 | 0 | 0 | 0 | 0 | 0 | 0 | 0 | 0 | 0
2016-02-01 05:00 | 0 | 0 | 0 | 0 | 0 | 283954.012 | 0 | 372942 | 0 | 0 | 0 | 0 | 128025.2243 | 0 | 0 | 0 | 0 | 0 | 0 | 1894419.2019 | 0 | 0 | 0 | 0 | 0 | 0 | 0 | 0 | 0 | 0 | 0 | 0 | -70858.9504 | 0 | 0 | 0 | 0 | 0 | 0 | 0 | 0 | 274121.1808 | 292250.2184 | 0 | 0 | 0 | 0 | 0 | 0 | 0 | 0 | 0
2016-02-01 06:00 | 0 | 0 | 0 | 0 | 0 | 139609.732 | 0 | 361001 | 0 | 0 | 0 | 0 | 198884.1747 | 0 | 0 | 0 | 0 | 0 | 0 | 1602168.9836 | 0 | 0 | 0 | 0 | 0 | 0 | 0 | 0 | 0 | 0 | 0 | 0 | 70858.9504 | 0 | 0 | 0 | 0 | 0 | 0 | 0 | 0 | 0 | 292250.2184 | 0 | 0 | 0 | 0 | 0 | 0 | 0 | 0 | 0
2016-02-01 07:00 | 0 | 0 | 0 | 0 | 0 | 0 | 0 | 353033 | 0 | 0 | 0 | 0 | 138101.3931 | 0 | 0 | 0 | 0 | 0 | 0 | 1309918.7652 | 0 | 0 | 0 | 0 | 0 | 0 | 0 | 0 | 0 | 0 | 0 | 0 | -60782.7816 | 0 | 0 | 0 | 0 | 0 | 0 | 0 | 0 | 0 | 292250.2184 | 0 | 0 | 0 | 0 | 0 | 0 | 0 | 0 | 0
2016-02-01 08:00 | 0 | 0 | 0 | 0 | 0 | 0 | 0 | 350045 | 0 | 0 | 0 | 0 | 67242.4427 | 0 | 0 | 0 | 0 | 0 | 0 | 1030732.7156 | 0 | 0 | 0 | 0 | 0 | 0 | 0 | 0 | 0 | 0 | 0 | 0 | -70858.9504 | 0 | 0 | 0 | 0 | 0 | 0 | 0 | 0 | 13064.1688 | 292250.2184 | 0 | 0 | 0 | 0 | 0 | 0 | 0 | 0 | 0
2016-02-01 09:00 | 0 | 0 | 0 | 0 | 0 | 247659.5319 | 0 | 353256 | 0 | 0 | 0 | 0 | 138101.3931 | 0 | 0 | 0 | 0 | 0 | 0 | 854277.2971 | 0 | 0 | 0 | 0 | 0 | 0 | 0 | 0 | 0 | 0 | 0 | 0 | 70858.9504 | 0 | 0 | 0 | 0 | 0 | 0 | 0 | 0 | 115794.7999 | 292250.2184 | 0 | 0 | 0 | 0 | 0 | 0 | 0 | 0 | 0
2016-02-01 10:00 | 0 | 0 | 0 | 0 | 0 | 231948.4349 | 0 | 368542 | 0 | 0 | 0 | 0 | 198884.1747 | 0 | 0 | 0 | 0 | 0 | 0 | 656900.9503 | 0 | 0 | 0 | 0 | 0 | 0 | 0 | 0 | 0 | 0 | 0 | 0 | 60782.7816 | 0 | 0 | 0 | 0 | 0 | 0 | 0 | 0 | 94873.8717 | 292250.2184 | 0 | 0 | 0 | 0 | 0 | 0 | 0 | 0 | 0
2016-02-01 11:00 | 0 | 0 | 0 | 0 | 0 | 225661.6331 | 0 | 401550 | 0 | 0 | 0 | 0 | 198884.1747 | 0 | 0 | 0 | 0 | 0 | 0 | 481012.5835 | 0 | 0 | 0 | 0 | 0 | 0 | 0 | 0 | 0 | 0 | 0 | 0 | 0 | 0 | 0 | 0 | 0 | 0 | 0 | 0 | 0 | 116361.8515 | 292250.2184 | 0 | 0 | 0 | 0 | 0 | 0 | 0 | 0 | 0
2016-02-01 12:00 | 0 | 0 | 0 | 0 | 0 | 224026.4804 | 0 | 433191 | 0 | 0 | 0 | 0 | 198884.1747 | 0 | 0 | 0 | 0 | 0 | 0 | 271848.0638 | 0 | 0 | 0 | 0 | 0 | 0 | 0 | 0 | 0 | 0 | 0 | 0 | 0 | 0 | 0 | 0 | 0 | 0 | 0 | 0 | 0 | 83085.6988 | 292250.2184 | 0 | 0 | 0 | 0 | 0 | 0 | 0 | 0 | 0
2016-02-01 13:00 | 0 | 0 | 0 | 0 | 0 | 220049.1194 | 62.7803 | 444295 | 0 | 0 | 0 | 0 | 128025.2243 | 0 | 0 | 0 | 0 | 0 | 0 | 118523.9139 | 0 | 0 | 0 | 0 | 0 | 0 | 0 | 0 | 0 | 0 | 0 | 0 | -70858.9504 | 0 | 0 | 0 | 0 | 0 | 0 | 0 | 0 | 138926.0685 | 292250.2184 | 0 | 0 | 0 | 0 | 0 | 0 | 0 | 0 | 0
2016-02-01 14:00 | 0 | 0 | 0 | 0 | 0 | 161004.3368 | 97506.7989 | 447894 | 0 | 0 | 0 | 0 | 57166.2739 | 0 | 0 | 0 | 0 | 0 | 0 | 0 | 0 | 0 | 0 | 0 | 0 | 0 | 0 | 0 | 0 | 0 | 0 | 0 | -70858.9504 | 0 | 0 | 0 | 0 | 0 | 0 | 0 | 0 | 173726.3045 | 292250.2184 | 0 | 0 | 0 | 0 | 0 | 0 | 0 | 0 | 0
2016-02-01 15:00 | 0 | 0 | 0 | 0 | 0 | 172126.119 | 332992.5856 | 450694 | 0 | 0 | 0 | 0 | 111590.9784 | 0 | 0 | 0 | 0 | 0 | 0 | 0 | 0 | 0 | 0 | 0 | 0 | 0 | 0 | 0 | 0 | 0 | 0 | 0 | 54424.7046 | 0 | 0 | 0 | 0 | 0 | 0 | 0 | 0 | 292250.2184 | 292250.2184 | 0 | 0 | 0 | 0 | 0 | 0 | 0 | 0 | 0
2016-02-01 16:00 | 0 | 0 | 0 | 0 | 0 | 0 | 476121.0138 | 449644 | 0 | 0 | 0 | 0 | 128025.2243 | 0 | 0 | 0 | 0 | 0 | 0 | 10042.768 | 0 | 0 | 0 | 0 | 0 | 0 | 0 | 0 | 0 | 0 | 0 | 0 | 16434.2458 | 0 | 0 | 0 | 0 | 0 | 0 | 0 | 0 | 10042.768 | 0 | 0 | 0 | 0 | 0 | 0 | 0 | 0 | 0 | 0
2016-02-01 17:00 | 0 | 0 | 0 | 0 | 0 | 0 | 524125.8919 | 446263 | 0 | 0 | 0 | 0 | 198884.1747 | 0 | 0 | 0 | 0 | 0 | 0 | 17046.7096 | 0 | 0 | 0 | 0 | 0 | 0 | 0 | 0 | 0 | 0 | 0 | 0 | 70858.9504 | 0 | 0 | 0 | 0 | 0 | 0 | 0 | 0 | 7003.9415 | 0 | 0 | 0 | 0 | 0 | 0 | 0 | 0 | 0 | 0
2016-02-01 18:00 | 0 | 0 | 0 | 0 | 0 | 0 | 531877.5165 | 442699 | 0 | 0 | 0 | 0 | 198884.1747 | 0 | 0 | 0 | 0 | 0 | 0 | 106225.226 | 0 | 0 | 0 | 0 | 0 | 0 | 0 | 0 | 0 | 0 | 0 | 0 | 0 | 0 | 0 | 0 | 0 | 0 | 0 | 0 | 0 | 89178.5165 | 0 | 0 | 0 | 0 | 0 | 0 | 0 | 0 | 0 | 0
2016-02-01 19:00 | 0 | 0 | 0 | 0 | 0 | 0 | 524271.2924 | 439797 | 0 | 0 | 0 | 0 | 128025.2243 | 0 | 0 | 0 | 0 | 0 | 0 | 261558.4688 | 0 | 0 | 0 | 0 | 0 | 0 | 0 | 0 | 0 | 0 | 0 | 0 | -70858.9504 | 0 | 0 | 0 | 0 | 0 | 0 | 0 | 0 | 155333.2428 | 0 | 0 | 0 | 0 | 0 | 0 | 0 | 0 | 0 | 0
2016-02-01 20:00 | 0 | 0 | 0 | 0 | 0 | 0 | 516232.8227 | 437129 | 0 | 0 | 0 | 0 | 198884.1747 | 0 | 0 | 0 | 0 | 0 | 0 | 269803.3412 | 0 | 0 | 0 | 0 | 0 | 0 | 0 | 0 | 0 | 0 | 0 | 0 | 70858.9504 | 0 | 0 | 0 | 0 | 0 | 0 | 0 | 0 | 8244.8723 | 0 | 0 | 0 | 0 | 0 | 0 | 0 | 0 | 0 | 0
2016-02-01 21:00 | 0 | 0 | 0 | 0 | 0 | 0 | 504179.4861 | 438025 | 0 | 0 | 0 | 0 | 128025.2243 | 0 | 0 | 0 | 0 | 0 | 0 | 406816.7777 | 0 | 0 | 0 | 0 | 0 | 0 | 0 | 0 | 0 | 0 | 0 | 0 | -70858.9504 | 0 | 0 | 0 | 0 | 0 | 0 | 0 | 0 | 137013.4365 | 0 | 0 | 0 | 0 | 0 | 0 | 0 | 0 | 0 | 0
2016-02-01 22:00 | 0 | 0 | 0 | 0 | 0 | 133213.5738 | 456831.4139 | 446188 | 0 | 0 | 0 | 0 | 149994.6513 | 0 | 0 | 0 | 0 | 0 | 0 | 528704.3384 | 0 | 0 | 0 | 0 | 0 | 0 | 0 | 0 | 0 | 0 | 0 | 0 | 21969.427 | 0 | 0 | 0 | 0 | 0 | 0 | 0 | 0 | 121887.5607 | 0 | 0 | 0 | 0 | 0 | 0 | 0 | 0 | 0 | 0
2016-02-01 23:00 | 0 | 0 | 0 | 0 | 0 | 448746.7861 | 274031.3035 | 461930 | 0 | 0 | 0 | 0 | 79135.7009 | 0 | 0 | 0 | 0 | 0 | 0 | 860411.3784 | 0 | 0 | 0 | 0 | 0 | 0 | 0 | 0 | 0 | 0 | 0 | 0 | -70858.9504 | 0 | 0 | 0 | 0 | 0 | 0 | 0 | 0 | 331707.04 | 0 | 0 | 0 | 0 | 0 | 0 | 0 | 0 | 0 | 0
2016-02-02 | 0 | 0 | 0 | 0 | 0 | 550759.4574 | 25384.473 | 471806 | 0 | 0 | 0 | 0 | 144016.8097 | 0 | 0 | 0 | 0 | 0 | 0 | 899868.2 | 0 | 0 | 0 | 0 | 0 | 0 | 0 | 0 | 0 | 0 | 0 | 0 | 64881.1088 | 0 | 0 | 0 | 0 | 0 | 0 | 0 | 0 | 331707.04 | 292250.2184 | 0 | 0 | 0 | 0 | 0 | 0 | 0 | 0 | 0
2016-02-02 01:00 | 0 | 0 | 0 | 0 | 0 | 107599.8312 | 0 | 470709 | 0 | 0 | 0 | 0 | 73157.8593 | 0 | 0 | 0 | 0 | 0 | 0 | 607617.9816 | 0 | 0 | 0 | 0 | 0 | 0 | 0 | 0 | 0 | 0 | 0 | 0 | -70858.9504 | 0 | 0 | 0 | 0 | 0 | 0 | 0 | 0 | 0 | 292250.2184 | 0 | 0 | 0 | 0 | 0 | 0 | 0 | 0 | 0
2016-02-02 02:00 | 0 | 0 | 0 | 0 | 0 | 524872.8726 | 0 | 461079 | 0 | 0 | 0 | 0 | 144016.8097 | 0 | 0 | 0 | 0 | 0 | 0 | 600552.9039 | 0 | 0 | 0 | 0 | 0 | 0 | 0 | 0 | 0 | 0 | 0 | 0 | 70858.9504 | 0 | 0 | 0 | 0 | 0 | 0 | 0 | 0 | 285185.1406 | 292250.2184 | 0 | 0 | 0 | 0 | 0 | 0 | 0 | 0 | 0
2016-02-02 03:00 | 0 | 0 | 0 | 0 | 0 | 411267.8712 | 0 | 442670 | 0 | 0 | 0 | 0 | 73157.8593 | 0 | 0 | 0 | 0 | 0 | 0 | 640009.7255 | 0 | 0 | 0 | 0 | 0 | 0 | 0 | 0 | 0 | 0 | 0 | 0 | -70858.9504 | 0 | 0 | 0 | 0 | 0 | 0 | 0 | 0 | 331707.04 | 292250.2184 | 0 | 0 | 0 | 0 | 0 | 0 | 0 | 0 | 0
2016-02-02 04:00 | 0 | 0 | 0 | 0 | 0 | 196944.732 | 0 | 418336 | 0 | 0 | 0 | 0 | 144016.8097 | 0 | 0 | 0 | 0 | 0 | 0 | 347759.5071 | 0 | 0 | 0 | 0 | 0 | 0 | 0 | 0 | 0 | 0 | 0 | 0 | 70858.9504 | 0 | 0 | 0 | 0 | 0 | 0 | 0 | 0 | 0 | 292250.2184 | 0 | 0 | 0 | 0 | 0 | 0 | 0 | 0 | 0
2016-02-02 05:00 | 0 | 0 | 0 | 0 | 0 | 490949.1865 | 0 | 396625 | 0 | 0 | 0 | 0 | 198884.1747 | 0 | 0 | 0 | 0 | 0 | 0 | 387216.3287 | 0 | 0 | 0 | 0 | 0 | 0 | 0 | 0 | 0 | 0 | 0 | 0 | 54867.3649 | 0 | 0 | 0 | 0 | 0 | 0 | 0 | 0 | 331707.04 | 292250.2184 | 0 | 0 | 0 | 0 | 0 | 0 | 0 | 0 | 0
2016-02-02 06:00 | 0 | 0 | 0 | 0 | 0 | 18639.8312 | 0 | 381749 | 0 | 0 | 0 | 0 | 128025.2243 | 0 | 0 | 0 | 0 | 0 | 0 | 94966.1103 | 0 | 0 | 0 | 0 | 0 | 0 | 0 | 0 | 0 | 0 | 0 | 0 | -70858.9504 | 0 | 0 | 0 | 0 | 0 | 0 | 0 | 0 | 0 | 292250.2184 | 0 | 0 | 0 | 0 | 0 | 0 | 0 | 0 | 0
2016-02-02 07:00 | 0 | 0 | 0 | 0 | 0 | 482084.772 | 0 | 371769 | 0 | 0 | 0 | 0 | 198884.1747 | 0 | 0 | 0 | 0 | 0 | 0 | 134422.9319 | 0 | 0 | 0 | 0 | 0 | 0 | 0 | 0 | 0 | 0 | 0 | 0 | 70858.9504 | 0 | 0 | 0 | 0 | 0 | 0 | 0 | 0 | 331707.04 | 292250.2184 | 0 | 0 | 0 | 0 | 0 | 0 | 0 | 0 | 0
2016-02-02 08:00 | 0 | 0 | 0 | 0 | 0 | 406228.8216 | 0 | 366772 | 0 | 0 | 0 | 0 | 198884.1747 | 0 | 0 | 0 | 0 | 0 | 0 | 173879.7535 | 0 | 0 | 0 | 0 | 0 | 0 | 0 | 0 | 0 | 0 | 0 | 0 | 0 | 0 | 0 | 0 | 0 | 0 | 0 | 0 | 0 | 331707.04 | 292250.2184 | 0 | 0 | 0 | 0 | 0 | 0 | 0 | 0 | 0
2016-02-02 09:00 | 0 | 0 | 0 | 0 | 0 | 337188.8712 | 0 | 368591 | 0 | 0 | 0 | 0 | 128025.2243 | 0 | 0 | 0 | 0 | 0 | 0 | 213336.5752 | 0 | 0 | 0 | 0 | 0 | 0 | 0 | 0 | 0 | 0 | 0 | 0 | -70858.9504 | 0 | 0 | 0 | 0 | 0 | 0 | 0 | 0 | 331707.04 | 292250.2184 | 0 | 0 | 0 | 0 | 0 | 0 | 0 | 0 | 0
2016-02-02 10:00 | 0 | 0 | 0 | 0 | 0 | 492336.772 | 0 | 382021 | 0 | 0 | 0 | 0 | 198884.1747 | 0 | 0 | 0 | 0 | 0 | 0 | 252793.3968 | 0 | 0 | 0 | 0 | 0 | 0 | 0 | 0 | 0 | 0 | 0 | 0 | 70858.9504 | 0 | 0 | 0 | 0 | 0 | 0 | 0 | 0 | 331707.04 | 292250.2184 | 0 | 0 | 0 | 0 | 0 | 0 | 0 | 0 | 0
2016-02-02 11:00 | 0 | 0 | 0 | 0 | 0 | 454102.8216 | 0 | 414646 | 0 | 0 | 0 | 0 | 198884.1747 | 0 | 0 | 0 | 0 | 0 | 0 | 292250.2184 | 0 | 0 | 0 | 0 | 0 | 0 | 0 | 0 | 0 | 0 | 0 | 0 | 0 | 0 | 0 | 0 | 0 | 0 | 0 | 0 | 0 | 331707.04 | 292250.2184 | 0 | 0 | 0 | 0 | 0 | 0 | 0 | 0 | 0
2016-02-02 12:00 | 0 | 0 | 0 | 0 | 0 | 80715.8312 | 0 | 443825 | 0 | 0 | 0 | 0 | 128025.2243 | 0 | 0 | 0 | 0 | 0 | 0 | 0 | 0 | 0 | 0 | 0 | 0 | 0 | 0 | 0 | 0 | 0 | 0 | 0 | -70858.9504 | 0 | 0 | 0 | 0 | 0 | 0 | 0 | 0 | 0 | 292250.2184 | 0 | 0 | 0 | 0 | 0 | 0 | 0 | 0 | 0
2016-02-02 13:00 | 0 | 0 | 0 | 0 | 0 | 422468.039 | 82.8322 | 453953 | 0 | 0 | 0 | 0 | 57166.2739 | 0 | 0 | 0 | 0 | 0 | 0 | 39456.8216 | 0 | 0 | 0 | 0 | 0 | 0 | 0 | 0 | 0 | 0 | 0 | 0 | -70858.9504 | 0 | 0 | 0 | 0 | 0 | 0 | 0 | 0 | 331707.04 | 292250.2184 | 0 | 0 | 0 | 0 | 0 | 0 | 0 | 0 | 0
2016-02-02 14:00 | 0 | 0 | 0 | 0 | 0 | 370094.7169 | 124109.4252 | 457153 | 0 | 0 | 0 | 0 | 128025.2243 | 0 | 0 | 0 | 0 | 0 | 0 | 5649.0132 | 0 | 0 | 0 | 0 | 0 | 0 | 0 | 0 | 0 | 0 | 0 | 0 | 70858.9504 | 0 | 0 | 0 | 0 | 0 | 0 | 0 | 0 | 258442.41 | 292250.2184 | 0 | 0 | 0 | 0 | 0 | 0 | 0 | 0 | 0
2016-02-02 15:00 | 0 | 0 | 0 | 0 | 0 | 0 | 537670.4373 | 459078 | 0 | 0 | 0 | 0 | 57166.2739 | 0 | 0 | 0 | 0 | 0 | 0 | 155100.401 | 0 | 0 | 0 | 0 | 0 | 0 | 0 | 0 | 0 | 0 | 0 | 0 | -70858.9504 | 0 | 0 | 0 | 0 | 0 | 0 | 0 | 0 | 149451.3877 | 0 | 0 | 0 | 0 | 0 | 0 | 0 | 0 | 0 | 0
2016-02-02 16:00 | 0 | 0 | 0 | 0 | 0 | 0 | 639182.2599 | 457079 | 0 | 0 | 0 | 0 | 128025.2243 | 0 | 0 | 0 | 0 | 0 | 0 | 266344.7105 | 0 | 0 | 0 | 0 | 0 | 0 | 0 | 0 | 0 | 0 | 0 | 0 | 70858.9504 | 0 | 0 | 0 | 0 | 0 | 0 | 0 | 0 | 111244.3095 | 0 | 0 | 0 | 0 | 0 | 0 | 0 | 0 | 0 | 0
2016-02-02 17:00 | 0 | 0 | 0 | 0 | 0 | 0 | 644774.7457 | 450673 | 0 | 0 | 0 | 0 | 70858.9504 | 0 | 0 | 0 | 0 | 0 | 0 | 517612.73 | 0 | 0 | 0 | 0 | 0 | 0 | 0 | 0 | 0 | 0 | 0 | 0 | -57166.2739 | 0 | 0 | 0 | 0 | 0 | 0 | 0 | 0 | 251268.0196 | 0 | 0 | 0 | 0 | 0 | 0 | 0 | 0 | 0 | 0
2016-02-02 18:00 | 0 | 0 | 0 | 0 | 0 | 0 | 626803.5554 | 448768 | 0 | 0 | 0 | 0 | 0 | 0 | 0 | 0 | 0 | 0 | 0 | 766507.2358 | 0 | 0 | 0 | 0 | 0 | 0 | 0 | 0 | 0 | 0 | 0 | 0 | -70858.9504 | 0 | 0 | 0 | 0 | 0 | 0 | 0 | 0 | 248894.5058 | 0 | 0 | 0 | 0 | 0 | 0 | 0 | 0 | 0 | 0
2016-02-02 19:00 | 0 | 0 | 0 | 0 | 0 | 0 | 610587.4611 | 444618 | 0 | 0 | 0 | 0 | 70858.9504 | 0 | 0 | 0 | 0 | 0 | 0 | 861617.7465 | 0 | 0 | 0 | 0 | 0 | 0 | 0 | 0 | 0 | 0 | 0 | 0 | 70858.9504 | 0 | 0 | 0 | 0 | 0 | 0 | 0 | 0 | 95110.5107 | 0 | 0 | 0 | 0 | 0 | 0 | 0 | 0 | 0 | 0
2016-02-02 20:00 | 0 | 0 | 0 | 0 | 0 | 0 | 611369.3668 | 441273 | 0 | 0 | 0 | 0 | 141717.9008 | 0 | 0 | 0 | 0 | 0 | 0 | 960855.1629 | 0 | 0 | 0 | 0 | 0 | 0 | 0 | 0 | 0 | 0 | 0 | 0 | 70858.9504 | 0 | 0 | 0 | 0 | 0 | 0 | 0 | 0 | 99237.4164 | 0 | 0 | 0 | 0 | 0 | 0 | 0 | 0 | 0 | 0
2016-02-02 21:00 | 0 | 0 | 0 | 0 | 0 | 0 | 605636.904 | 442635 | 0 | 0 | 0 | 0 | 70858.9504 | 0 | 0 | 0 | 0 | 0 | 0 | 1194716.0173 | 0 | 0 | 0 | 0 | 0 | 0 | 0 | 0 | 0 | 0 | 0 | 0 | -70858.9504 | 0 | 0 | 0 | 0 | 0 | 0 | 0 | 0 | 233860.8544 | 0 | 0 | 0 | 0 | 0 | 0 | 0 | 0 | 0 | 0
2016-02-02 22:00 | 0 | 0 | 0 | 0 | 0 | 0 | 539410.4188 | 452450 | 0 | 0 | 0 | 0 | 128025.2243 | 0 | 0 | 0 | 0 | 0 | 0 | 1224510.1622 | 0 | 0 | 0 | 0 | 0 | 0 | 0 | 0 | 0 | 0 | 0 | 0 | 57166.2739 | 0 | 0 | 0 | 0 | 0 | 0 | 0 | 0 | 29794.1449 | 0 | 0 | 0 | 0 | 0 | 0 | 0 | 0 | 0 | 0
2016-02-02 23:00 | 0 | 0 | 0 | 0 | 0 | 71625.6045 | 324360.4451 | 466845 | 0 | 0 | 0 | 0 | 57166.2739 | 0 | 0 | 0 | 0 | 0 | 0 | 1224510.1622 | 0 | 0 | 0 | 0 | 0 | 0 | 0 | 0 | 0 | 0 | 0 | 0 | -70858.9504 | 0 | 0 | 0 | 0 | 0 | 0 | 0 | 0 | 0 | 0 | 0 | 0 | 0 | 0 | 0 | 0 | 0 | 0 | 0
2016-02-03 | 0 | 0 | 0 | 0 | 0 | 555527.9208 | 30083.8512 | 475296 | 0 | 0 | 0 | 0 | 128025.2243 | 0 | 0 | 0 | 0 | 0 | 0 | 1263966.9839 | 0 | 0 | 0 | 0 | 0 | 0 | 0 | 0 | 0 | 0 | 0 | 0 | 70858.9504 | 0 | 0 | 0 | 0 | 0 | 0 | 0 | 0 | 331707.04 | 292250.2184 | 0 | 0 | 0 | 0 | 0 | 0 | 0 | 0 | 0
2016-02-03 01:00 | 0 | 0 | 0 | 0 | 0 | 110958.8312 | 0 | 474068 | 0 | 0 | 0 | 0 | 57166.2739 | 0 | 0 | 0 | 0 | 0 | 0 | 971716.7655 | 0 | 0 | 0 | 0 | 0 | 0 | 0 | 0 | 0 | 0 | 0 | 0 | -70858.9504 | 0 | 0 | 0 | 0 | 0 | 0 | 0 | 0 | 0 | 292250.2184 | 0 | 0 | 0 | 0 | 0 | 0 | 0 | 0 | 0
2016-02-03 02:00 | 0 | 0 | 0 | 0 | 0 | 242178.732 | 0 | 463570 | 0 | 0 | 0 | 0 | 128025.2243 | 0 | 0 | 0 | 0 | 0 | 0 | 679466.5471 | 0 | 0 | 0 | 0 | 0 | 0 | 0 | 0 | 0 | 0 | 0 | 0 | 70858.9504 | 0 | 0 | 0 | 0 | 0 | 0 | 0 | 0 | 0 | 292250.2184 | 0 | 0 | 0 | 0 | 0 | 0 | 0 | 0 | 0
2016-02-03 03:00 | 0 | 0 | 0 | 0 | 0 | 554467.772 | 0 | 444152 | 0 | 0 | 0 | 0 | 198884.1747 | 0 | 0 | 0 | 0 | 0 | 0 | 718923.3687 | 0 | 0 | 0 | 0 | 0 | 0 | 0 | 0 | 0 | 0 | 0 | 0 | 70858.9504 | 0 | 0 | 0 | 0 | 0 | 0 | 0 | 0 | 331707.04 | 292250.2184 | 0 | 0 | 0 | 0 | 0 | 0 | 0 | 0 | 0
2016-02-03 04:00 | 0 | 0 | 0 | 0 | 0 | 388714.8712 | 0 | 420117 | 0 | 0 | 0 | 0 | 128025.2243 | 0 | 0 | 0 | 0 | 0 | 0 | 758380.1903 | 0 | 0 | 0 | 0 | 0 | 0 | 0 | 0 | 0 | 0 | 0 | 0 | -70858.9504 | 0 | 0 | 0 | 0 | 0 | 0 | 0 | 0 | 331707.04 | 292250.2184 | 0 | 0 | 0 | 0 | 0 | 0 | 0 | 0 | 0
2016-02-03 05:00 | 0 | 0 | 0 | 0 | 0 | 509855.772 | 0 | 399540 | 0 | 0 | 0 | 0 | 198884.1747 | 0 | 0 | 0 | 0 | 0 | 0 | 797837.0119 | 0 | 0 | 0 | 0 | 0 | 0 | 0 | 0 | 0 | 0 | 0 | 0 | 70858.9504 | 0 | 0 | 0 | 0 | 0 | 0 | 0 | 0 | 331707.04 | 292250.2184 | 0 | 0 | 0 | 0 | 0 | 0 | 0 | 0 | 0
2016-02-03 06:00 | 0 | 0 | 0 | 0 | 0 | 92096.7816 | 0 | 384347 | 0 | 0 | 0 | 0 | 198884.1747 | 0 | 0 | 0 | 0 | 0 | 0 | 505586.7935 | 0 | 0 | 0 | 0 | 0 | 0 | 0 | 0 | 0 | 0 | 0 | 0 | 0 | 0 | 0 | 0 | 0 | 0 | 0 | 0 | 0 | 0 | 292250.2184 | 0 | 0 | 0 | 0 | 0 | 0 | 0 | 0 | 0
2016-02-03 07:00 | 0 | 0 | 0 | 0 | 0 | 342728.8712 | 0 | 374131 | 0 | 0 | 0 | 0 | 128025.2243 | 0 | 0 | 0 | 0 | 0 | 0 | 545043.6152 | 0 | 0 | 0 | 0 | 0 | 0 | 0 | 0 | 0 | 0 | 0 | 0 | -70858.9504 | 0 | 0 | 0 | 0 | 0 | 0 | 0 | 0 | 331707.04 | 292250.2184 | 0 | 0 | 0 | 0 | 0 | 0 | 0 | 0 | 0
2016-02-03 08:00 | 0 | 0 | 0 | 0 | 0 | 147819.732 | 0 | 369211 | 0 | 0 | 0 | 0 | 198884.1747 | 0 | 0 | 0 | 0 | 0 | 0 | 252793.3968 | 0 | 0 | 0 | 0 | 0 | 0 | 0 | 0 | 0 | 0 | 0 | 0 | 70858.9504 | 0 | 0 | 0 | 0 | 0 | 0 | 0 | 0 | 0 | 292250.2184 | 0 | 0 | 0 | 0 | 0 | 0 | 0 | 0 | 0
2016-02-03 09:00 | 0 | 0 | 0 | 0 | 0 | 353505.5477 | 0 | 371215 | 0 | 0 | 0 | 0 | 141717.9008 | 0 | 0 | 0 | 0 | 0 | 0 | 292250.2184 | 0 | 0 | 0 | 0 | 0 | 0 | 0 | 0 | 0 | 0 | 0 | 0 | -57166.2739 | 0 | 0 | 0 | 0 | 0 | 0 | 0 | 0 | 331707.04 | 292250.2184 | 0 | 0 | 0 | 0 | 0 | 0 | 0 | 0 | 0
2016-02-03 10:00 | 0 | 0 | 0 | 0 | 0 | 20671.8312 | 0 | 383781 | 0 | 0 | 0 | 0 | 70858.9504 | 0 | 0 | 0 | 0 | 0 | 0 | 0 | 0 | 0 | 0 | 0 | 0 | 0 | 0 | 0 | 0 | 0 | 0 | 0 | -70858.9504 | 0 | 0 | 0 | 0 | 0 | 0 | 0 | 0 | 0 | 292250.2184 | 0 | 0 | 0 | 0 | 0 | 0 | 0 | 0 | 0
2016-02-03 11:00 | 0 | 0 | 0 | 0 | 0 | 383852.8712 | 0 | 415255 | 0 | 0 | 0 | 0 | 0 | 0 | 0 | 0 | 0 | 0 | 0 | 39456.8216 | 0 | 0 | 0 | 0 | 0 | 0 | 0 | 0 | 0 | 0 | 0 | 0 | -70858.9504 | 0 | 0 | 0 | 0 | 0 | 0 | 0 | 0 | 331707.04 | 292250.2184 | 0 | 0 | 0 | 0 | 0 | 0 | 0 | 0 | 0
2016-02-03 12:00 | 0 | 0 | 0 | 0 | 0 | 486150.8216 | 0 | 446694 | 0 | 0 | 0 | 0 | 0 | 0 | 0 | 0 | 0 | 0 | 0 | 78913.6432 | 0 | 0 | 0 | 0 | 0 | 0 | 0 | 0 | 0 | 0 | 0 | 0 | 0 | 0 | 0 | 0 | 0 | 0 | 0 | 0 | 0 | 331707.04 | 292250.2184 | 0 | 0 | 0 | 0 | 0 | 0 | 0 | 0 | 0
2016-02-03 13:00 | 0 | 0 | 0 | 0 | 0 | 380870.5776 | 102.7791 | 459887 | 0 | 0 | 0 | 0 | 0 | 0 | 0 | 0 | 0 | 0 | 0 | 0 | 0 | 0 | 0 | 0 | 0 | 0 | 0 | 0 | 0 | 0 | 0 | 0 | 0 | 0 | 0 | 0 | 0 | 0 | 0 | 0 | 0 | 213336.5752 | 292250.2184 | 0 | 0 | 0 | 0 | 0 | 0 | 0 | 0 | 0
2016-02-03 14:00 | 0 | 0 | 0 | 0 | 0 | 263769.037 | 241673.7846 | 465986 | 0 | 0 | 0 | 0 | 0 | 0 | 0 | 0 | 0 | 0 | 0 | 39456.8216 | 0 | 0 | 0 | 0 | 0 | 0 | 0 | 0 | 0 | 0 | 0 | 0 | 0 | 0 | 0 | 0 | 0 | 0 | 0 | 0 | 0 | 331707.04 | 292250.2184 | 0 | 0 | 0 | 0 | 0 | 0 | 0 | 0 | 0
2016-02-03 15:00 | 0 | 0 | 0 | 0 | 0 | 0 | 658829.2698 | 469666 | 0 | 0 | 0 | 0 | 70858.9504 | 0 | 0 | 0 | 0 | 0 | 0 | 157761.141 | 0 | 0 | 0 | 0 | 0 | 0 | 0 | 0 | 0 | 0 | 0 | 0 | 70858.9504 | 0 | 0 | 0 | 0 | 0 | 0 | 0 | 0 | 118304.3194 | 0 | 0 | 0 | 0 | 0 | 0 | 0 | 0 | 0 | 0
2016-02-03 16:00 | 0 | 0 | 0 | 0 | 0 | 0 | 747940.335 | 468347 | 0 | 0 | 0 | 0 | 115915.791 | 0 | 0 | 0 | 0 | 0 | 0 | 392297.6354 | 0 | 0 | 0 | 0 | 0 | 0 | 0 | 0 | 0 | 0 | 0 | 0 | 45056.8406 | 0 | 0 | 0 | 0 | 0 | 0 | 0 | 0 | 234536.4944 | 0 | 0 | 0 | 0 | 0 | 0 | 0 | 0 | 0 | 0
2016-02-03 17:00 | 0 | 0 | 0 | 0 | 0 | 0 | 736259.5228 | 463302 | 0 | 0 | 0 | 0 | 57166.2739 | 0 | 0 | 0 | 0 | 0 | 0 | 724004.6754 | 0 | 0 | 0 | 0 | 0 | 0 | 0 | 0 | 0 | 0 | 0 | 0 | -58749.5172 | 0 | 0 | 0 | 0 | 0 | 0 | 0 | 0 | 331707.04 | 0 | 0 | 0 | 0 | 0 | 0 | 0 | 0 | 0 | 0
2016-02-03 18:00 | 0 | 0 | 0 | 0 | 0 | 161447.5215 | 699650.4689 | 458532 | 0 | 0 | 0 | 0 | 128025.2243 | 0 | 0 | 0 | 0 | 0 | 0 | 1055711.7154 | 0 | 0 | 0 | 0 | 0 | 0 | 0 | 0 | 0 | 0 | 0 | 0 | 70858.9504 | 0 | 0 | 0 | 0 | 0 | 0 | 0 | 0 | 331707.04 | 0 | 0 | 0 | 0 | 0 | 0 | 0 | 0 | 0 | 0
2016-02-03 19:00 | 0 | 0 | 0 | 0 | 0 | 0 | 678203.5286 | 453700 | 0 | 0 | 0 | 0 | 198884.1747 | 0 | 0 | 0 | 0 | 0 | 0 | 1209356.2936 | 0 | 0 | 0 | 0 | 0 | 0 | 0 | 0 | 0 | 0 | 0 | 0 | 70858.9504 | 0 | 0 | 0 | 0 | 0 | 0 | 0 | 0 | 153644.5782 | 0 | 0 | 0 | 0 | 0 | 0 | 0 | 0 | 0 | 0
2016-02-03 20:00 | 0 | 0 | 0 | 0 | 0 | 0 | 684682.9144 | 449532 | 0 | 0 | 0 | 0 | 128025.2243 | 0 | 0 | 0 | 0 | 0 | 0 | 1515366.1584 | 0 | 0 | 0 | 0 | 0 | 0 | 0 | 0 | 0 | 0 | 0 | 0 | -70858.9504 | 0 | 0 | 0 | 0 | 0 | 0 | 0 | 0 | 306009.8648 | 0 | 0 | 0 | 0 | 0 | 0 | 0 | 0 | 0 | 0
2016-02-03 21:00 | 0 | 0 | 0 | 0 | 0 | 0 | 697537.9398 | 450158 | 0 | 0 | 0 | 0 | 128025.2243 | 0 | 0 | 0 | 0 | 0 | 0 | 1762746.0982 | 0 | 0 | 0 | 0 | 0 | 0 | 0 | 0 | 0 | 0 | 0 | 0 | 0 | 0 | 0 | 0 | 0 | 0 | 0 | 0 | 0 | 247379.9398 | 0 | 0 | 0 | 0 | 0 | 0 | 0 | 0 | 0 | 0
2016-02-03 22:00 | 0 | 0 | 0 | 0 | 0 | 0 | 651959.5249 | 458219 | 0 | 0 | 0 | 0 | 57166.2739 | 0 | 0 | 0 | 0 | 0 | 0 | 2027345.5735 | 0 | 0 | 0 | 0 | 0 | 0 | 0 | 0 | 0 | 0 | 0 | 0 | -70858.9504 | 0 | 0 | 0 | 0 | 0 | 0 | 0 | 0 | 264599.4753 | 0 | 0 | 0 | 0 | 0 | 0 | 0 | 0 | 0 | 0
2016-02-03 23:00 | 0 | 0 | 0 | 0 | 0 | 401390.9993 | 402667.1754 | 472065 | 0 | 0 | 0 | 0 | 128025.2243 | 0 | 0 | 0 | 0 | 0 | 0 | 2288479.7977 | 0 | 0 | 0 | 0 | 0 | 0 | 0 | 0 | 0 | 0 | 0 | 0 | 70858.9504 | 0 | 0 | 0 | 0 | 0 | 0 | 0 | 0 | 261134.2242 | 0 | 0 | 0 | 0 | 0 | 0 | 0 | 0 | 0 | 0
2016-02-04 | 0 | 0 | 0 | 0 | 0 | 404304.9997 | 30189.3305 | 482328 | 0 | 0 | 0 | 0 | 198884.1747 | 0 | 0 | 0 | 0 | 0 | 0 | 2169787.1775 | 0 | 0 | 0 | 0 | 0 | 0 | 0 | 0 | 0 | 0 | 0 | 0 | 70858.9504 | 0 | 0 | 0 | 0 | 0 | 0 | 0 | 0 | 173557.5982 | 292250.2184 | 0 | 0 | 0 | 0 | 0 | 0 | 0 | 0 | 0
2016-02-04 01:00 | 0 | 0 | 0 | 0 | 0 | 398306.9842 | 0 | 482856 | 0 | 0 | 0 | 0 | 128025.2243 | 0 | 0 | 0 | 0 | 0 | 0 | 2156097.1121 | 0 | 0 | 0 | 0 | 0 | 0 | 0 | 0 | 0 | 0 | 0 | 0 | -70858.9504 | 0 | 0 | 0 | 0 | 0 | 0 | 0 | 0 | 278560.153 | 292250.2184 | 0 | 0 | 0 | 0 | 0 | 0 | 0 | 0 | 0
2016-02-04 02:00 | 0 | 0 | 0 | 0 | 0 | 406256.295 | 0 | 474367 | 0 | 0 | 0 | 0 | 128025.2243 | 0 | 0 | 0 | 0 | 0 | 0 | 2087986.4071 | 0 | 0 | 0 | 0 | 0 | 0 | 0 | 0 | 0 | 0 | 0 | 0 | 0 | 0 | 0 | 0 | 0 | 0 | 0 | 0 | 0 | 224139.5134 | 292250.2184 | 0 | 0 | 0 | 0 | 0 | 0 | 0 | 0 | 0
2016-02-04 03:00 | 0 | 0 | 0 | 0 | 0 | 409244.2719 | 0 | 456290 | 0 | 0 | 0 | 0 | 198884.1747 | 0 | 0 | 0 | 0 | 0 | 0 | 1970081.7286 | 0 | 0 | 0 | 0 | 0 | 0 | 0 | 0 | 0 | 0 | 0 | 0 | 70858.9504 | 0 | 0 | 0 | 0 | 0 | 0 | 0 | 0 | 174345.5399 | 292250.2184 | 0 | 0 | 0 | 0 | 0 | 0 | 0 | 0 | 0
2016-02-04 04:00 | 0 | 0 | 0 | 0 | 0 | 406007.7167 | 0 | 432825 | 0 | 0 | 0 | 0 | 198884.1747 | 0 | 0 | 0 | 0 | 0 | 0 | 1943264.4453 | 0 | 0 | 0 | 0 | 0 | 0 | 0 | 0 | 0 | 0 | 0 | 0 | 0 | 0 | 0 | 0 | 0 | 0 | 0 | 0 | 0 | 265432.935 | 292250.2184 | 0 | 0 | 0 | 0 | 0 | 0 | 0 | 0 | 0
2016-02-04 05:00 | 0 | 0 | 0 | 0 | 0 | 49571.8312 | 0 | 412681 | 0 | 0 | 0 | 0 | 128025.2243 | 0 | 0 | 0 | 0 | 0 | 0 | 1651014.2269 | 0 | 0 | 0 | 0 | 0 | 0 | 0 | 0 | 0 | 0 | 0 | 0 | -70858.9504 | 0 | 0 | 0 | 0 | 0 | 0 | 0 | 0 | 0 | 292250.2184 | 0 | 0 | 0 | 0 | 0 | 0 | 0 | 0 | 0
2016-02-04 06:00 | 0 | 0 | 0 | 0 | 0 | 401851.546 | 0 | 398724 | 0 | 0 | 0 | 0 | 198884.1747 | 0 | 0 | 0 | 0 | 0 | 0 | 1583282.8225 | 0 | 0 | 0 | 0 | 0 | 0 | 0 | 0 | 0 | 0 | 0 | 0 | 70858.9504 | 0 | 0 | 0 | 0 | 0 | 0 | 0 | 0 | 224518.814 | 292250.2184 | 0 | 0 | 0 | 0 | 0 | 0 | 0 | 0 | 0
2016-02-04 07:00 | 0 | 0 | 0 | 0 | 0 | 27061.8312 | 0 | 390171 | 0 | 0 | 0 | 0 | 128025.2243 | 0 | 0 | 0 | 0 | 0 | 0 | 1291032.6041 | 0 | 0 | 0 | 0 | 0 | 0 | 0 | 0 | 0 | 0 | 0 | 0 | -70858.9504 | 0 | 0 | 0 | 0 | 0 | 0 | 0 | 0 | 0 | 292250.2184 | 0 | 0 | 0 | 0 | 0 | 0 | 0 | 0 | 0
2016-02-04 08:00 | 0 | 0 | 0 | 0 | 0 | 394484.656 | 0 | 386439 | 0 | 0 | 0 | 0 | 198884.1747 | 0 | 0 | 0 | 0 | 0 | 0 | 1228219.3097 | 0 | 0 | 0 | 0 | 0 | 0 | 0 | 0 | 0 | 0 | 0 | 0 | 70858.9504 | 0 | 0 | 0 | 0 | 0 | 0 | 0 | 0 | 229436.924 | 292250.2184 | 0 | 0 | 0 | 0 | 0 | 0 | 0 | 0 | 0
2016-02-04 09:00 | 0 | 0 | 0 | 0 | 0 | 384714.8461 | 0 | 389595 | 0 | 0 | 0 | 0 | 198884.1747 | 0 | 0 | 0 | 0 | 0 | 0 | 1223339.1558 | 0 | 0 | 0 | 0 | 0 | 0 | 0 | 0 | 0 | 0 | 0 | 0 | 0 | 0 | 0 | 0 | 0 | 0 | 0 | 0 | 0 | 287370.0645 | 292250.2184 | 0 | 0 | 0 | 0 | 0 | 0 | 0 | 0 | 0
2016-02-04 10:00 | 0 | 0 | 0 | 0 | 0 | 112722.7816 | 0 | 404973 | 0 | 0 | 0 | 0 | 198884.1747 | 0 | 0 | 0 | 0 | 0 | 0 | 931088.9375 | 0 | 0 | 0 | 0 | 0 | 0 | 0 | 0 | 0 | 0 | 0 | 0 | 0 | 0 | 0 | 0 | 0 | 0 | 0 | 0 | 0 | 0 | 292250.2184 | 0 | 0 | 0 | 0 | 0 | 0 | 0 | 0 | 0
2016-02-04 11:00 | 0 | 0 | 0 | 0 | 0 | 365340.8175 | 0 | 438227 | 0 | 0 | 0 | 0 | 128025.2243 | 0 | 0 | 0 | 0 | 0 | 0 | 929061.7054 | 0 | 0 | 0 | 0 | 0 | 0 | 0 | 0 | 0 | 0 | 0 | 0 | -70858.9504 | 0 | 0 | 0 | 0 | 0 | 0 | 0 | 0 | 290222.9863 | 292250.2184 | 0 | 0 | 0 | 0 | 0 | 0 | 0 | 0 | 0
2016-02-04 12:00 | 0 | 0 | 0 | 0 | 0 | 366349.1802 | 0 | 472199 | 0 | 0 | 0 | 0 | 198884.1747 | 0 | 0 | 0 | 0 | 0 | 0 | 752352.9352 | 0 | 0 | 0 | 0 | 0 | 0 | 0 | 0 | 0 | 0 | 0 | 0 | 70858.9504 | 0 | 0 | 0 | 0 | 0 | 0 | 0 | 0 | 115541.4482 | 292250.2184 | 0 | 0 | 0 | 0 | 0 | 0 | 0 | 0 | 0
2016-02-04 13:00 | 0 | 0 | 0 | 0 | 0 | 367779.1594 | 113.6891 | 484949 | 0 | 0 | 0 | 0 | 128025.2243 | 0 | 0 | 0 | 0 | 0 | 0 | 706155.734 | 0 | 0 | 0 | 0 | 0 | 0 | 0 | 0 | 0 | 0 | 0 | 0 | -70858.9504 | 0 | 0 | 0 | 0 | 0 | 0 | 0 | 0 | 246053.0172 | 292250.2184 | 0 | 0 | 0 | 0 | 0 | 0 | 0 | 0 | 0
2016-02-04 14:00 | 0 | 0 | 0 | 0 | 0 | 307222.662 | 151183.7132 | 487328 | 0 | 0 | 0 | 0 | 198884.1747 | 0 | 0 | 0 | 0 | 0 | 0 | 606375.1587 | 0 | 0 | 0 | 0 | 0 | 0 | 0 | 0 | 0 | 0 | 0 | 0 | 70858.9504 | 0 | 0 | 0 | 0 | 0 | 0 | 0 | 0 | 192469.6431 | 292250.2184 | 0 | 0 | 0 | 0 | 0 | 0 | 0 | 0 | 0
2016-02-04 15:00 | 0 | 0 | 0 | 0 | 0 | 0 | 565824.7829 | 485781 | 0 | 0 | 0 | 0 | 128025.2243 | 0 | 0 | 0 | 0 | 0 | 0 | 757277.892 | 0 | 0 | 0 | 0 | 0 | 0 | 0 | 0 | 0 | 0 | 0 | 0 | -70858.9504 | 0 | 0 | 0 | 0 | 0 | 0 | 0 | 0 | 150902.7333 | 0 | 0 | 0 | 0 | 0 | 0 | 0 | 0 | 0 | 0
2016-02-04 16:00 | 0 | 0 | 0 | 0 | 0 | 0 | 652240.3734 | 479593 | 0 | 0 | 0 | 0 | 57166.2739 | 0 | 0 | 0 | 0 | 0 | 0 | 1000784.2158 | 0 | 0 | 0 | 0 | 0 | 0 | 0 | 0 | 0 | 0 | 0 | 0 | -70858.9504 | 0 | 0 | 0 | 0 | 0 | 0 | 0 | 0 | 243506.3238 | 0 | 0 | 0 | 0 | 0 | 0 | 0 | 0 | 0 | 0
2016-02-04 17:00 | 0 | 0 | 0 | 0 | 0 | 0 | 663723.9745 | 470967 | 0 | 0 | 0 | 0 | 128025.2243 | 0 | 0 | 0 | 0 | 0 | 0 | 1122682.2399 | 0 | 0 | 0 | 0 | 0 | 0 | 0 | 0 | 0 | 0 | 0 | 0 | 70858.9504 | 0 | 0 | 0 | 0 | 0 | 0 | 0 | 0 | 121898.0241 | 0 | 0 | 0 | 0 | 0 | 0 | 0 | 0 | 0 | 0
2016-02-04 18:00 | 0 | 0 | 0 | 0 | 0 | 0 | 640884.1711 | 462918 | 0 | 0 | 0 | 0 | 57166.2739 | 0 | 0 | 0 | 0 | 0 | 0 | 1371507.3614 | 0 | 0 | 0 | 0 | 0 | 0 | 0 | 0 | 0 | 0 | 0 | 0 | -70858.9504 | 0 | 0 | 0 | 0 | 0 | 0 | 0 | 0 | 248825.1215 | 0 | 0 | 0 | 0 | 0 | 0 | 0 | 0 | 0 | 0
2016-02-04 19:00 | 0 | 0 | 0 | 0 | 0 | 235523.3397 | 623341.6507 | 456299 | 0 | 0 | 0 | 0 | 128025.2243 | 0 | 0 | 0 | 0 | 0 | 0 | 1703214.4014 | 0 | 0 | 0 | 0 | 0 | 0 | 0 | 0 | 0 | 0 | 0 | 0 | 70858.9504 | 0 | 0 | 0 | 0 | 0 | 0 | 0 | 0 | 331707.04 | 0 | 0 | 0 | 0 | 0 | 0 | 0 | 0 | 0 | 0
2016-02-04 20:00 | 0 | 0 | 0 | 0 | 0 | 0 | 621214.4144 | 451360 | 0 | 0 | 0 | 0 | 198884.1747 | 0 | 0 | 0 | 0 | 0 | 0 | 1802209.8654 | 0 | 0 | 0 | 0 | 0 | 0 | 0 | 0 | 0 | 0 | 0 | 0 | 70858.9504 | 0 | 0 | 0 | 0 | 0 | 0 | 0 | 0 | 98995.464 | 0 | 0 | 0 | 0 | 0 | 0 | 0 | 0 | 0 | 0
2016-02-04 21:00 | 0 | 0 | 0 | 0 | 0 | 0 | 620592.6678 | 451716 | 0 | 0 | 0 | 0 | 128025.2243 | 0 | 0 | 0 | 0 | 0 | 0 | 2041945.4836 | 0 | 0 | 0 | 0 | 0 | 0 | 0 | 0 | 0 | 0 | 0 | 0 | -70858.9504 | 0 | 0 | 0 | 0 | 0 | 0 | 0 | 0 | 239735.6182 | 0 | 0 | 0 | 0 | 0 | 0 | 0 | 0 | 0 | 0
2016-02-04 22:00 | 0 | 0 | 0 | 0 | 0 | 0 | 558087.7595 | 461495 | 0 | 0 | 0 | 0 | 198884.1747 | 0 | 0 | 0 | 0 | 0 | 0 | 2067679.2927 | 0 | 0 | 0 | 0 | 0 | 0 | 0 | 0 | 0 | 0 | 0 | 0 | 70858.9504 | 0 | 0 | 0 | 0 | 0 | 0 | 0 | 0 | 25733.8091 | 0 | 0 | 0 | 0 | 0 | 0 | 0 | 0 | 0 | 0
2016-02-04 23:00 | 0 | 0 | 0 | 0 | 0 | 0 | 349287.1972 | 477809 | 0 | 0 | 0 | 0 | 198884.1747 | 0 | 0 | 0 | 0 | 0 | 0 | 1939157.4899 | 0 | 0 | 0 | 0 | 0 | 0 | 0 | 0 | 0 | 0 | 0 | 0 | 0 | 0 | 0 | 0 | 0 | 0 | 0 | 0 | 0 | 163728.4156 | 292250.2184 | 0 | 0 | 0 | 0 | 0 | 0 | 0 | 0 | 0
2016-02-05 | 0 | 0 | 0 | 0 | 0 | 250874.881 | 30812.044 | 491436 | 0 | 0 | 0 | 0 | 128025.2243 | 0 | 0 | 0 | 0 | 0 | 0 | 1800267.3653 | 0 | 0 | 0 | 0 | 0 | 0 | 0 | 0 | 0 | 0 | 0 | 0 | -70858.9504 | 0 | 0 | 0 | 0 | 0 | 0 | 0 | 0 | 153360.0937 | 292250.2184 | 0 | 0 | 0 | 0 | 0 | 0 | 0 | 0 | 0
2016-02-05 01:00 | 0 | 0 | 0 | 0 | 0 | 293815.9221 | 0 | 495085 | 0 | 0 | 0 | 0 | 198884.1747 | 0 | 0 | 0 | 0 | 0 | 0 | 1528139.337 | 0 | 0 | 0 | 0 | 0 | 0 | 0 | 0 | 0 | 0 | 0 | 0 | 70858.9504 | 0 | 0 | 0 | 0 | 0 | 0 | 0 | 0 | 20122.1901 | 292250.2184 | 0 | 0 | 0 | 0 | 0 | 0 | 0 | 0 | 0
2016-02-05 02:00 | 0 | 0 | 0 | 0 | 0 | 354617.667 | 0 | 488990 | 0 | 0 | 0 | 0 | 128025.2243 | 0 | 0 | 0 | 0 | 0 | 0 | 1464625.9544 | 0 | 0 | 0 | 0 | 0 | 0 | 0 | 0 | 0 | 0 | 0 | 0 | -70858.9504 | 0 | 0 | 0 | 0 | 0 | 0 | 0 | 0 | 228736.8358 | 292250.2184 | 0 | 0 | 0 | 0 | 0 | 0 | 0 | 0 | 0
2016-02-05 03:00 | 0 | 0 | 0 | 0 | 0 | 251651.732 | 0 | 473043 | 0 | 0 | 0 | 0 | 198884.1747 | 0 | 0 | 0 | 0 | 0 | 0 | 1172375.7361 | 0 | 0 | 0 | 0 | 0 | 0 | 0 | 0 | 0 | 0 | 0 | 0 | 70858.9504 | 0 | 0 | 0 | 0 | 0 | 0 | 0 | 0 | 0 | 292250.2184 | 0 | 0 | 0 | 0 | 0 | 0 | 0 | 0 | 0
2016-02-05 04:00 | 0 | 0 | 0 | 0 | 0 | 420716.8712 | 0 | 452119 | 0 | 0 | 0 | 0 | 128025.2243 | 0 | 0 | 0 | 0 | 0 | 0 | 1211832.5577 | 0 | 0 | 0 | 0 | 0 | 0 | 0 | 0 | 0 | 0 | 0 | 0 | -70858.9504 | 0 | 0 | 0 | 0 | 0 | 0 | 0 | 0 | 331707.04 | 292250.2184 | 0 | 0 | 0 | 0 | 0 | 0 | 0 | 0 | 0
2016-02-05 05:00 | 0 | 0 | 0 | 0 | 0 | 211843.732 | 0 | 433235 | 0 | 0 | 0 | 0 | 198884.1747 | 0 | 0 | 0 | 0 | 0 | 0 | 919582.3393 | 0 | 0 | 0 | 0 | 0 | 0 | 0 | 0 | 0 | 0 | 0 | 0 | 70858.9504 | 0 | 0 | 0 | 0 | 0 | 0 | 0 | 0 | 0 | 292250.2184 | 0 | 0 | 0 | 0 | 0 | 0 | 0 | 0 | 0
2016-02-05 06:00 | 0 | 0 | 0 | 0 | 0 | 129563.7816 | 0 | 421814 | 0 | 0 | 0 | 0 | 198884.1747 | 0 | 0 | 0 | 0 | 0 | 0 | 627332.1209 | 0 | 0 | 0 | 0 | 0 | 0 | 0 | 0 | 0 | 0 | 0 | 0 | 0 | 0 | 0 | 0 | 0 | 0 | 0 | 0 | 0 | 0 | 292250.2184 | 0 | 0 | 0 | 0 | 0 | 0 | 0 | 0 | 0
2016-02-05 07:00 | 0 | 0 | 0 | 0 | 0 | 384736.8712 | 0 | 416139 | 0 | 0 | 0 | 0 | 128025.2243 | 0 | 0 | 0 | 0 | 0 | 0 | 666788.9425 | 0 | 0 | 0 | 0 | 0 | 0 | 0 | 0 | 0 | 0 | 0 | 0 | -70858.9504 | 0 | 0 | 0 | 0 | 0 | 0 | 0 | 0 | 331707.04 | 292250.2184 | 0 | 0 | 0 | 0 | 0 | 0 | 0 | 0 | 0
2016-02-05 08:00 | 0 | 0 | 0 | 0 | 0 | 445435.6541 | 0 | 414463 | 0 | 0 | 0 | 0 | 198884.1747 | 0 | 0 | 0 | 0 | 0 | 0 | 626902.6462 | 0 | 0 | 0 | 0 | 0 | 0 | 0 | 0 | 0 | 0 | 0 | 0 | 70858.9504 | 0 | 0 | 0 | 0 | 0 | 0 | 0 | 0 | 252363.9221 | 292250.2184 | 0 | 0 | 0 | 0 | 0 | 0 | 0 | 0 | 0
2016-02-05 09:00 | 0 | 0 | 0 | 0 | 0 | 130275.3909 | 0 | 418537 | 0 | 0 | 0 | 0 | 128025.2243 | 0 | 0 | 0 | 0 | 0 | 0 | 409499.9875 | 0 | 0 | 0 | 0 | 0 | 0 | 0 | 0 | 0 | 0 | 0 | 0 | -70858.9504 | 0 | 0 | 0 | 0 | 0 | 0 | 0 | 0 | 74847.5597 | 292250.2184 | 0 | 0 | 0 | 0 | 0 | 0 | 0 | 0 | 0
2016-02-05 10:00 | 0 | 0 | 0 | 0 | 0 | 423264.1169 | 0 | 435319 | 0 | 0 | 0 | 0 | 198884.1747 | 0 | 0 | 0 | 0 | 0 | 0 | 326586.1541 | 0 | 0 | 0 | 0 | 0 | 0 | 0 | 0 | 0 | 0 | 0 | 0 | 70858.9504 | 0 | 0 | 0 | 0 | 0 | 0 | 0 | 0 | 209336.3849 | 292250.2184 | 0 | 0 | 0 | 0 | 0 | 0 | 0 | 0 | 0
2016-02-05 11:00 | 0 | 0 | 0 | 0 | 0 | 419618.4671 | 0 | 470378 | 0 | 0 | 0 | 0 | 128025.2243 | 0 | 0 | 0 | 0 | 0 | 0 | 346685.5715 | 0 | 0 | 0 | 0 | 0 | 0 | 0 | 0 | 0 | 0 | 0 | 0 | -70858.9504 | 0 | 0 | 0 | 0 | 0 | 0 | 0 | 0 | 312349.6359 | 292250.2184 | 0 | 0 | 0 | 0 | 0 | 0 | 0 | 0 | 0
2016-02-05 12:00 | 0 | 0 | 0 | 0 | 0 | 154415.5077 | 0 | 503832 | 0 | 0 | 0 | 0 | 70858.9504 | 0 | 0 | 0 | 0 | 0 | 0 | 54435.3532 | 0 | 0 | 0 | 0 | 0 | 0 | 0 | 0 | 0 | 0 | 0 | 0 | -57166.2739 | 0 | 0 | 0 | 0 | 0 | 0 | 0 | 0 | 0 | 292250.2184 | 0 | 0 | 0 | 0 | 0 | 0 | 0 | 0 | 0
2016-02-05 13:00 | 0 | 0 | 0 | 0 | 0 | 420894.6343 | 131.8722 | 514139 | 0 | 0 | 0 | 0 | 0 | 0 | 0 | 0 | 0 | 0 | 0 | 32181.81 | 0 | 0 | 0 | 0 | 0 | 0 | 0 | 0 | 0 | 0 | 0 | 0 | -70858.9504 | 0 | 0 | 0 | 0 | 0 | 0 | 0 | 0 | 269996.6753 | 292250.2184 | 0 | 0 | 0 | 0 | 0 | 0 | 0 | 0 | 0
2016-02-05 14:00 | 0 | 0 | 0 | 0 | 0 | 343890.5083 | 135297.6817 | 511370 | 0 | 0 | 0 | 0 | 0 | 0 | 0 | 0 | 0 | 0 | 0 | 0 | 0 | 0 | 0 | 0 | 0 | 0 | 0 | 0 | 0 | 0 | 0 | 0 | 0 | 0 | 0 | 0 | 0 | 0 | 0 | 0 | 0 | 260068.4083 | 292250.2184 | 0 | 0 | 0 | 0 | 0 | 0 | 0 | 0 | 0
2016-02-05 15:00 | 0 | 0 | 0 | 0 | 0 | 0 | 630930.8569 | 503724 | 0 | 0 | 0 | 0 | 0 | 0 | 0 | 0 | 0 | 0 | 0 | 127206.8569 | 0 | 0 | 0 | 0 | 0 | 0 | 0 | 0 | 0 | 0 | 0 | 0 | 0 | 0 | 0 | 0 | 0 | 0 | 0 | 0 | 0 | 127206.8569 | 0 | 0 | 0 | 0 | 0 | 0 | 0 | 0 | 0 | 0
2016-02-05 16:00 | 0 | 0 | 0 | 0 | 0 | 0 | 740721.0591 | 490621 | 0 | 0 | 0 | 0 | 0 | 0 | 0 | 0 | 0 | 0 | 0 | 377306.916 | 0 | 0 | 0 | 0 | 0 | 0 | 0 | 0 | 0 | 0 | 0 | 0 | 0 | 0 | 0 | 0 | 0 | 0 | 0 | 0 | 0 | 250100.0591 | 0 | 0 | 0 | 0 | 0 | 0 | 0 | 0 | 0 | 0
2016-02-05 17:00 | 0 | 0 | 0 | 0 | 0 | 0 | 744064.0697 | 475355 | 0 | 0 | 0 | 0 | 70858.9504 | 0 | 0 | 0 | 0 | 0 | 0 | 575157.0353 | 0 | 0 | 0 | 0 | 0 | 0 | 0 | 0 | 0 | 0 | 0 | 0 | 70858.9504 | 0 | 0 | 0 | 0 | 0 | 0 | 0 | 0 | 197850.1193 | 0 | 0 | 0 | 0 | 0 | 0 | 0 | 0 | 0 | 0
2016-02-05 18:00 | 0 | 0 | 0 | 0 | 0 | 0 | 709209.8577 | 462022 | 0 | 0 | 0 | 0 | 141717.9008 | 0 | 0 | 0 | 0 | 0 | 0 | 751485.9426 | 0 | 0 | 0 | 0 | 0 | 0 | 0 | 0 | 0 | 0 | 0 | 0 | 70858.9504 | 0 | 0 | 0 | 0 | 0 | 0 | 0 | 0 | 176328.9073 | 0 | 0 | 0 | 0 | 0 | 0 | 0 | 0 | 0 | 0
2016-02-05 19:00 | 0 | 0 | 0 | 0 | 0 | 0 | 690732.7337 | 451872 | 0 | 0 | 0 | 0 | 70858.9504 | 0 | 0 | 0 | 0 | 0 | 0 | 1061205.6267 | 0 | 0 | 0 | 0 | 0 | 0 | 0 | 0 | 0 | 0 | 0 | 0 | -70858.9504 | 0 | 0 | 0 | 0 | 0 | 0 | 0 | 0 | 309719.6841 | 0 | 0 | 0 | 0 | 0 | 0 | 0 | 0 | 0 | 0
2016-02-05 20:00 | 0 | 0 | 0 | 0 | 0 | 0 | 701899.4118 | 443685 | 0 | 0 | 0 | 0 | 0 | 0 | 0 | 0 | 0 | 0 | 0 | 1390278.989 | 0 | 0 | 0 | 0 | 0 | 0 | 0 | 0 | 0 | 0 | 0 | 0 | -70858.9504 | 0 | 0 | 0 | 0 | 0 | 0 | 0 | 0 | 329073.3622 | 0 | 0 | 0 | 0 | 0 | 0 | 0 | 0 | 0 | 0
2016-02-05 21:00 | 0 | 0 | 0 | 0 | 0 | 0 | 723954.7143 | 442344 | 0 | 0 | 0 | 0 | 0 | 0 | 0 | 0 | 0 | 0 | 0 | 1671889.7033 | 0 | 0 | 0 | 0 | 0 | 0 | 0 | 0 | 0 | 0 | 0 | 0 | 0 | 0 | 0 | 0 | 0 | 0 | 0 | 0 | 0 | 281610.7143 | 0 | 0 | 0 | 0 | 0 | 0 | 0 | 0 | 0 | 0
2016-02-05 22:00 | 0 | 0 | 0 | 0 | 0 | 0 | 683340.1958 | 452742 | 0 | 0 | 0 | 0 | 0 | 0 | 0 | 0 | 0 | 0 | 0 | 1902487.8991 | 0 | 0 | 0 | 0 | 0 | 0 | 0 | 0 | 0 | 0 | 0 | 0 | 0 | 0 | 0 | 0 | 0 | 0 | 0 | 0 | 0 | 230598.1958 | 0 | 0 | 0 | 0 | 0 | 0 | 0 | 0 | 0 | 0
2016-02-05 23:00 | 0 | 0 | 0 | 0 | 0 | 441389.2499 | 375776.7203 | 471656 | 0 | 0 | 0 | 0 | 65177.1406 | 0 | 0 | 0 | 0 | 0 | 0 | 2182820.7286 | 0 | 0 | 0 | 0 | 0 | 0 | 0 | 0 | 0 | 0 | 0 | 0 | 65177.1406 | 0 | 0 | 0 | 0 | 0 | 0 | 0 | 0 | 280332.8296 | 0 | 0 | 0 | 0 | 0 | 0 | 0 | 0 | 0 | 0
2016-02-06 | 0 | 0 | 0 | 0 | 0 | 468881.5933 | 35633.1855 | 483417 | 0 | 0 | 0 | 0 | 46818.0977 | 0 | 0 | 0 | 0 | 0 | 0 | 2222277.5503 | 0 | 0 | 0 | 0 | 0 | 0 | 0 | 0 | 0 | 0 | 0 | 0 | -18359.0429 | 0 | 0 | 0 | 0 | 0 | 0 | 0 | 0 | 331707.04 | 292250.2184 | 0 | 0 | 0 | 0 | 0 | 0 | 0 | 0 | 0
2016-02-06 01:00 | 0 | 0 | 0 | 0 | 0 | 204597.9578 | 0 | 486500 | 0 | 0 | 0 | 0 | 57166.2739 | 0 | 0 | 0 | 0 | 0 | 0 | 1930027.3319 | 0 | 0 | 0 | 0 | 0 | 0 | 0 | 0 | 0 | 0 | 0 | 0 | 10348.1761 | 0 | 0 | 0 | 0 | 0 | 0 | 0 | 0 | 0 | 292250.2184 | 0 | 0 | 0 | 0 | 0 | 0 | 0 | 0 | 0
2016-02-06 02:00 | 0 | 0 | 0 | 0 | 0 | 261993.732 | 0 | 483385 | 0 | 0 | 0 | 0 | 128025.2243 | 0 | 0 | 0 | 0 | 0 | 0 | 1637777.1135 | 0 | 0 | 0 | 0 | 0 | 0 | 0 | 0 | 0 | 0 | 0 | 0 | 70858.9504 | 0 | 0 | 0 | 0 | 0 | 0 | 0 | 0 | 0 | 292250.2184 | 0 | 0 | 0 | 0 | 0 | 0 | 0 | 0 | 0
2016-02-06 03:00 | 0 | 0 | 0 | 0 | 0 | 251068.732 | 0 | 472460 | 0 | 0 | 0 | 0 | 198884.1747 | 0 | 0 | 0 | 0 | 0 | 0 | 1345526.8951 | 0 | 0 | 0 | 0 | 0 | 0 | 0 | 0 | 0 | 0 | 0 | 0 | 70858.9504 | 0 | 0 | 0 | 0 | 0 | 0 | 0 | 0 | 0 | 292250.2184 | 0 | 0 | 0 | 0 | 0 | 0 | 0 | 0 | 0
2016-02-06 04:00 | 0 | 0 | 0 | 0 | 0 | 493645.8216 | 0 | 454189 | 0 | 0 | 0 | 0 | 198884.1747 | 0 | 0 | 0 | 0 | 0 | 0 | 1384983.7167 | 0 | 0 | 0 | 0 | 0 | 0 | 0 | 0 | 0 | 0 | 0 | 0 | 0 | 0 | 0 | 0 | 0 | 0 | 0 | 0 | 0 | 331707.04 | 292250.2184 | 0 | 0 | 0 | 0 | 0 | 0 | 0 | 0 | 0
2016-02-06 05:00 | 0 | 0 | 0 | 0 | 0 | 75573.8312 | 0 | 438683 | 0 | 0 | 0 | 0 | 128025.2243 | 0 | 0 | 0 | 0 | 0 | 0 | 1092733.4983 | 0 | 0 | 0 | 0 | 0 | 0 | 0 | 0 | 0 | 0 | 0 | 0 | -70858.9504 | 0 | 0 | 0 | 0 | 0 | 0 | 0 | 0 | 0 | 292250.2184 | 0 | 0 | 0 | 0 | 0 | 0 | 0 | 0 | 0
2016-02-06 06:00 | 0 | 0 | 0 | 0 | 0 | 537679.772 | 0 | 427364 | 0 | 0 | 0 | 0 | 198884.1747 | 0 | 0 | 0 | 0 | 0 | 0 | 1132190.3199 | 0 | 0 | 0 | 0 | 0 | 0 | 0 | 0 | 0 | 0 | 0 | 0 | 70858.9504 | 0 | 0 | 0 | 0 | 0 | 0 | 0 | 0 | 331707.04 | 292250.2184 | 0 | 0 | 0 | 0 | 0 | 0 | 0 | 0 | 0
2016-02-06 07:00 | 0 | 0 | 0 | 0 | 0 | 127856.7816 | 0 | 420107 | 0 | 0 | 0 | 0 | 198884.1747 | 0 | 0 | 0 | 0 | 0 | 0 | 839940.1016 | 0 | 0 | 0 | 0 | 0 | 0 | 0 | 0 | 0 | 0 | 0 | 0 | 0 | 0 | 0 | 0 | 0 | 0 | 0 | 0 | 0 | 0 | 292250.2184 | 0 | 0 | 0 | 0 | 0 | 0 | 0 | 0 | 0
2016-02-06 08:00 | 0 | 0 | 0 | 0 | 0 | 385208.8712 | 0 | 416611 | 0 | 0 | 0 | 0 | 128025.2243 | 0 | 0 | 0 | 0 | 0 | 0 | 879396.9232 | 0 | 0 | 0 | 0 | 0 | 0 | 0 | 0 | 0 | 0 | 0 | 0 | -70858.9504 | 0 | 0 | 0 | 0 | 0 | 0 | 0 | 0 | 331707.04 | 292250.2184 | 0 | 0 | 0 | 0 | 0 | 0 | 0 | 0 | 0
2016-02-06 09:00 | 0 | 0 | 0 | 0 | 0 | 196188.732 | 0 | 417580 | 0 | 0 | 0 | 0 | 198884.1747 | 0 | 0 | 0 | 0 | 0 | 0 | 587146.7048 | 0 | 0 | 0 | 0 | 0 | 0 | 0 | 0 | 0 | 0 | 0 | 0 | 70858.9504 | 0 | 0 | 0 | 0 | 0 | 0 | 0 | 0 | 0 | 292250.2184 | 0 | 0 | 0 | 0 | 0 | 0 | 0 | 0 | 0
2016-02-06 10:00 | 0 | 0 | 0 | 0 | 0 | 406611.5477 | 0 | 424321 | 0 | 0 | 0 | 0 | 141717.9008 | 0 | 0 | 0 | 0 | 0 | 0 | 626603.5264 | 0 | 0 | 0 | 0 | 0 | 0 | 0 | 0 | 0 | 0 | 0 | 0 | -57166.2739 | 0 | 0 | 0 | 0 | 0 | 0 | 0 | 0 | 331707.04 | 292250.2184 | 0 | 0 | 0 | 0 | 0 | 0 | 0 | 0 | 0
2016-02-06 11:00 | 0 | 0 | 0 | 0 | 0 | 407108.8712 | 0 | 438511 | 0 | 0 | 0 | 0 | 70858.9504 | 0 | 0 | 0 | 0 | 0 | 0 | 666060.348 | 0 | 0 | 0 | 0 | 0 | 0 | 0 | 0 | 0 | 0 | 0 | 0 | -70858.9504 | 0 | 0 | 0 | 0 | 0 | 0 | 0 | 0 | 331707.04 | 292250.2184 | 0 | 0 | 0 | 0 | 0 | 0 | 0 | 0 | 0
2016-02-06 12:00 | 0 | 0 | 0 | 0 | 0 | 92401.8312 | 0 | 455511 | 0 | 0 | 0 | 0 | 0 | 0 | 0 | 0 | 0 | 0 | 0 | 373810.1296 | 0 | 0 | 0 | 0 | 0 | 0 | 0 | 0 | 0 | 0 | 0 | 0 | -70858.9504 | 0 | 0 | 0 | 0 | 0 | 0 | 0 | 0 | 0 | 292250.2184 | 0 | 0 | 0 | 0 | 0 | 0 | 0 | 0 | 0
2016-02-06 13:00 | 0 | 0 | 0 | 0 | 0 | 507518.7903 | 150.0313 | 468212 | 0 | 0 | 0 | 0 | 0 | 0 | 0 | 0 | 0 | 0 | 0 | 413266.9512 | 0 | 0 | 0 | 0 | 0 | 0 | 0 | 0 | 0 | 0 | 0 | 0 | 0 | 0 | 0 | 0 | 0 | 0 | 0 | 0 | 0 | 331707.04 | 292250.2184 | 0 | 0 | 0 | 0 | 0 | 0 | 0 | 0 | 0
2016-02-06 14:00 | 0 | 0 | 0 | 0 | 0 | 336404.71 | 173583.1116 | 470531 | 0 | 0 | 0 | 0 | 0 | 0 | 0 | 0 | 0 | 0 | 0 | 452723.7729 | 0 | 0 | 0 | 0 | 0 | 0 | 0 | 0 | 0 | 0 | 0 | 0 | 0 | 0 | 0 | 0 | 0 | 0 | 0 | 0 | 0 | 331707.04 | 292250.2184 | 0 | 0 | 0 | 0 | 0 | 0 | 0 | 0 | 0
2016-02-06 15:00 | 0 | 0 | 0 | 0 | 0 | 105450.6634 | 690774.3766 | 464518 | 0 | 0 | 0 | 0 | 0 | 0 | 0 | 0 | 0 | 0 | 0 | 784430.8129 | 0 | 0 | 0 | 0 | 0 | 0 | 0 | 0 | 0 | 0 | 0 | 0 | 0 | 0 | 0 | 0 | 0 | 0 | 0 | 0 | 0 | 331707.04 | 0 | 0 | 0 | 0 | 0 | 0 | 0 | 0 | 0 | 0
2016-02-06 16:00 | 0 | 0 | 0 | 0 | 0 | 41466.5291 | 767145.7788 | 453862 | 0 | 0 | 0 | 0 | 23043.2679 | 0 | 0 | 0 | 0 | 0 | 0 | 1116137.8529 | 0 | 0 | 0 | 0 | 0 | 0 | 0 | 0 | 0 | 0 | 0 | 0 | 23043.2679 | 0 | 0 | 0 | 0 | 0 | 0 | 0 | 0 | 331707.04 | 0 | 0 | 0 | 0 | 0 | 0 | 0 | 0 | 0 | 0
2016-02-06 17:00 | 0 | 0 | 0 | 0 | 0 | 0 | 750144.7721 | 441481 | 0 | 0 | 0 | 0 | 0 | 0 | 0 | 0 | 0 | 0 | 0 | 1447844.8929 | 0 | 0 | 0 | 0 | 0 | 0 | 0 | 0 | 0 | 0 | 0 | 0 | -23043.2679 | 0 | 0 | 0 | 0 | 0 | 0 | 0 | 0 | 331707.04 | 0 | 0 | 0 | 0 | 0 | 0 | 0 | 0 | 0 | 0
2016-02-06 18:00 | 0 | 0 | 0 | 0 | 0 | 94941.1552 | 716589.5425 | 429388 | 0 | 0 | 0 | 0 | 50435.6577 | 0 | 0 | 0 | 0 | 0 | 0 | 1779551.9328 | 0 | 0 | 0 | 0 | 0 | 0 | 0 | 0 | 0 | 0 | 0 | 0 | 50435.6577 | 0 | 0 | 0 | 0 | 0 | 0 | 0 | 0 | 331707.04 | 0 | 0 | 0 | 0 | 0 | 0 | 0 | 0 | 0 | 0
2016-02-06 19:00 | 0 | 0 | 0 | 0 | 0 | 0 | 700545.3823 | 419274 | 0 | 0 | 0 | 0 | 0 | 0 | 0 | 0 | 0 | 0 | 0 | 2111258.9728 | 0 | 0 | 0 | 0 | 0 | 0 | 0 | 0 | 0 | 0 | 0 | 0 | -50435.6577 | 0 | 0 | 0 | 0 | 0 | 0 | 0 | 0 | 331707.04 | 0 | 0 | 0 | 0 | 0 | 0 | 0 | 0 | 0 | 0
2016-02-06 20:00 | 0 | 0 | 0 | 0 | 0 | 40760.0562 | 713916.2225 | 413456 | 0 | 0 | 0 | 0 | 9513.2388 | 0 | 0 | 0 | 0 | 0 | 0 | 2442966.0128 | 0 | 0 | 0 | 0 | 0 | 0 | 0 | 0 | 0 | 0 | 0 | 0 | 9513.2388 | 0 | 0 | 0 | 0 | 0 | 0 | 0 | 0 | 331707.04 | 0 | 0 | 0 | 0 | 0 | 0 | 0 | 0 | 0 | 0
2016-02-06 21:00 | 0 | 0 | 0 | 0 | 0 | 0 | 735823.8012 | 413630 | 0 | 0 | 0 | 0 | 0 | 0 | 0 | 0 | 0 | 0 | 0 | 2774673.0528 | 0 | 0 | 0 | 0 | 0 | 0 | 0 | 0 | 0 | 0 | 0 | 0 | -9513.2388 | 0 | 0 | 0 | 0 | 0 | 0 | 0 | 0 | 331707.04 | 0 | 0 | 0 | 0 | 0 | 0 | 0 | 0 | 0 | 0
2016-02-06 22:00 | 0 | 0 | 0 | 0 | 0 | 0 | 675667.5684 | 423228 | 0 | 0 | 0 | 0 | 57166.2739 | 0 | 0 | 0 | 0 | 0 | 0 | 2969946.3474 | 0 | 0 | 0 | 0 | 0 | 0 | 0 | 0 | 0 | 0 | 0 | 0 | 57166.2739 | 0 | 0 | 0 | 0 | 0 | 0 | 0 | 0 | 195273.2945 | 0 | 0 | 0 | 0 | 0 | 0 | 0 | 0 | 0 | 0
2016-02-06 23:00 | 0 | 0 | 0 | 0 | 0 | 450125.6839 | 394280.3065 | 441840 | 0 | 0 | 0 | 0 | 128025.2243 | 0 | 0 | 0 | 0 | 0 | 0 | 3301653.3874 | 0 | 0 | 0 | 0 | 0 | 0 | 0 | 0 | 0 | 0 | 0 | 0 | 70858.9504 | 0 | 0 | 0 | 0 | 0 | 0 | 0 | 0 | 331707.04 | 0 | 0 | 0 | 0 | 0 | 0 | 0 | 0 | 0 | 0
2016-02-07 | 0 | 0 | 0 | 0 | 0 | 759072.8463 | 33722.6179 | 454496 | 0 | 0 | 0 | 0 | 198884.1747 | 0 | 0 | 0 | 0 | 0 | 0 | 3569093.9012 | 0 | 0 | 0 | 0 | 0 | 0 | 0 | 0 | 0 | 0 | 0 | 0 | 70858.9504 | 0 | 0 | 0 | 0 | 0 | 0 | 0 | 0 | 331707.04 | 64266.5262 | 0 | 0 | 0 | 0 | 0 | 0 | 0 | 0 | 0
2016-02-07 01:00 | 0 | 0 | 0 | 0 | 0 | 427481.8712 | 0 | 458884 | 0 | 0 | 0 | 0 | 128025.2243 | 0 | 0 | 0 | 0 | 0 | 0 | 3608550.7228 | 0 | 0 | 0 | 0 | 0 | 0 | 0 | 0 | 0 | 0 | 0 | 0 | -70858.9504 | 0 | 0 | 0 | 0 | 0 | 0 | 0 | 0 | 331707.04 | 292250.2184 | 0 | 0 | 0 | 0 | 0 | 0 | 0 | 0 | 0
2016-02-07 02:00 | 0 | 0 | 0 | 0 | 0 | 566764.772 | 0 | 456449 | 0 | 0 | 0 | 0 | 198884.1747 | 0 | 0 | 0 | 0 | 0 | 0 | 3648007.5444 | 0 | 0 | 0 | 0 | 0 | 0 | 0 | 0 | 0 | 0 | 0 | 0 | 70858.9504 | 0 | 0 | 0 | 0 | 0 | 0 | 0 | 0 | 331707.04 | 292250.2184 | 0 | 0 | 0 | 0 | 0 | 0 | 0 | 0 | 0
2016-02-07 03:00 | 0 | 0 | 0 | 0 | 0 | 416850.8712 | 0 | 448253 | 0 | 0 | 0 | 0 | 128025.2243 | 0 | 0 | 0 | 0 | 0 | 0 | 3687464.366 | 0 | 0 | 0 | 0 | 0 | 0 | 0 | 0 | 0 | 0 | 0 | 0 | -70858.9504 | 0 | 0 | 0 | 0 | 0 | 0 | 0 | 0 | 331707.04 | 292250.2184 | 0 | 0 | 0 | 0 | 0 | 0 | 0 | 0 | 0
2016-02-07 04:00 | 0 | 0 | 0 | 0 | 0 | 213505.732 | 0 | 434897 | 0 | 0 | 0 | 0 | 198884.1747 | 0 | 0 | 0 | 0 | 0 | 0 | 3395214.1476 | 0 | 0 | 0 | 0 | 0 | 0 | 0 | 0 | 0 | 0 | 0 | 0 | 70858.9504 | 0 | 0 | 0 | 0 | 0 | 0 | 0 | 0 | 0 | 292250.2184 | 0 | 0 | 0 | 0 | 0 | 0 | 0 | 0 | 0
2016-02-07 05:00 | 0 | 0 | 0 | 0 | 0 | 461235.8216 | 0 | 421779 | 0 | 0 | 0 | 0 | 198884.1747 | 0 | 0 | 0 | 0 | 0 | 0 | 3434670.9692 | 0 | 0 | 0 | 0 | 0 | 0 | 0 | 0 | 0 | 0 | 0 | 0 | 0 | 0 | 0 | 0 | 0 | 0 | 0 | 0 | 0 | 331707.04 | 292250.2184 | 0 | 0 | 0 | 0 | 0 | 0 | 0 | 0 | 0
2016-02-07 06:00 | 0 | 0 | 0 | 0 | 0 | 49013.8312 | 0 | 412123 | 0 | 0 | 0 | 0 | 128025.2243 | 0 | 0 | 0 | 0 | 0 | 0 | 3142420.7508 | 0 | 0 | 0 | 0 | 0 | 0 | 0 | 0 | 0 | 0 | 0 | 0 | -70858.9504 | 0 | 0 | 0 | 0 | 0 | 0 | 0 | 0 | 0 | 292250.2184 | 0 | 0 | 0 | 0 | 0 | 0 | 0 | 0 | 0
2016-02-07 07:00 | 0 | 0 | 0 | 0 | 0 | 388822.5477 | 0 | 406532 | 0 | 0 | 0 | 0 | 70858.9504 | 0 | 0 | 0 | 0 | 0 | 0 | 3181877.5725 | 0 | 0 | 0 | 0 | 0 | 0 | 0 | 0 | 0 | 0 | 0 | 0 | -57166.2739 | 0 | 0 | 0 | 0 | 0 | 0 | 0 | 0 | 331707.04 | 292250.2184 | 0 | 0 | 0 | 0 | 0 | 0 | 0 | 0 | 0
2016-02-07 08:00 | 0 | 0 | 0 | 0 | 0 | 41063.8312 | 0 | 404173 | 0 | 0 | 0 | 0 | 0 | 0 | 0 | 0 | 0 | 0 | 0 | 2889627.3541 | 0 | 0 | 0 | 0 | 0 | 0 | 0 | 0 | 0 | 0 | 0 | 0 | -70858.9504 | 0 | 0 | 0 | 0 | 0 | 0 | 0 | 0 | 0 | 292250.2184 | 0 | 0 | 0 | 0 | 0 | 0 | 0 | 0 | 0
2016-02-07 09:00 | 0 | 0 | 0 | 0 | 0 | 184237.732 | 0 | 405629 | 0 | 0 | 0 | 0 | 70858.9504 | 0 | 0 | 0 | 0 | 0 | 0 | 2597377.1357 | 0 | 0 | 0 | 0 | 0 | 0 | 0 | 0 | 0 | 0 | 0 | 0 | 70858.9504 | 0 | 0 | 0 | 0 | 0 | 0 | 0 | 0 | 0 | 292250.2184 | 0 | 0 | 0 | 0 | 0 | 0 | 0 | 0 | 0
2016-02-07 10:00 | 0 | 0 | 0 | 0 | 0 | 521203.772 | 0 | 410888 | 0 | 0 | 0 | 0 | 141717.9008 | 0 | 0 | 0 | 0 | 0 | 0 | 2636833.9573 | 0 | 0 | 0 | 0 | 0 | 0 | 0 | 0 | 0 | 0 | 0 | 0 | 70858.9504 | 0 | 0 | 0 | 0 | 0 | 0 | 0 | 0 | 331707.04 | 292250.2184 | 0 | 0 | 0 | 0 | 0 | 0 | 0 | 0 | 0
2016-02-07 11:00 | 0 | 0 | 0 | 0 | 0 | 58820.8312 | 0 | 421930 | 0 | 0 | 0 | 0 | 70858.9504 | 0 | 0 | 0 | 0 | 0 | 0 | 2344583.7389 | 0 | 0 | 0 | 0 | 0 | 0 | 0 | 0 | 0 | 0 | 0 | 0 | -70858.9504 | 0 | 0 | 0 | 0 | 0 | 0 | 0 | 0 | 0 | 292250.2184 | 0 | 0 | 0 | 0 | 0 | 0 | 0 | 0 | 0
2016-02-07 12:00 | 0 | 0 | 0 | 0 | 0 | 404677.8712 | 0 | 436080 | 0 | 0 | 0 | 0 | 0 | 0 | 0 | 0 | 0 | 0 | 0 | 2384040.5605 | 0 | 0 | 0 | 0 | 0 | 0 | 0 | 0 | 0 | 0 | 0 | 0 | -70858.9504 | 0 | 0 | 0 | 0 | 0 | 0 | 0 | 0 | 331707.04 | 292250.2184 | 0 | 0 | 0 | 0 | 0 | 0 | 0 | 0 | 0
2016-02-07 13:00 | 0 | 0 | 0 | 0 | 0 | 157561.1524 | 183.6293 | 449995 | 0 | 0 | 0 | 0 | 0 | 0 | 0 | 0 | 0 | 0 | 0 | 2091790.3421 | 0 | 0 | 0 | 0 | 0 | 0 | 0 | 0 | 0 | 0 | 0 | 0 | 0 | 0 | 0 | 0 | 0 | 0 | 0 | 0 | 0 | 0 | 292250.2184 | 0 | 0 | 0 | 0 | 0 | 0 | 0 | 0 | 0
2016-02-07 14:00 | 0 | 0 | 0 | 0 | 0 | 317148.0697 | 176610.7519 | 454302 | 0 | 0 | 0 | 0 | 0 | 0 | 0 | 0 | 0 | 0 | 0 | 2131247.1638 | 0 | 0 | 0 | 0 | 0 | 0 | 0 | 0 | 0 | 0 | 0 | 0 | 0 | 0 | 0 | 0 | 0 | 0 | 0 | 0 | 0 | 331707.04 | 292250.2184 | 0 | 0 | 0 | 0 | 0 | 0 | 0 | 0 | 0
2016-02-07 15:00 | 0 | 0 | 0 | 0 | 0 | 0 | 680448.5546 | 448053 | 0 | 0 | 0 | 0 | 0 | 0 | 0 | 0 | 0 | 0 | 0 | 2363642.7184 | 0 | 0 | 0 | 0 | 0 | 0 | 0 | 0 | 0 | 0 | 0 | 0 | 0 | 0 | 0 | 0 | 0 | 0 | 0 | 0 | 0 | 232395.5546 | 0 | 0 | 0 | 0 | 0 | 0 | 0 | 0 | 0 | 0
2016-02-07 16:00 | 0 | 0 | 0 | 0 | 0 | 0 | 768633.3047 | 438340 | 0 | 0 | 0 | 0 | 70858.9504 | 0 | 0 | 0 | 0 | 0 | 0 | 2623077.0727 | 0 | 0 | 0 | 0 | 0 | 0 | 0 | 0 | 0 | 0 | 0 | 0 | 70858.9504 | 0 | 0 | 0 | 0 | 0 | 0 | 0 | 0 | 259434.3543 | 0 | 0 | 0 | 0 | 0 | 0 | 0 | 0 | 0 | 0
2016-02-07 17:00 | 0 | 0 | 0 | 0 | 0 | 0 | 745560.4478 | 429703 | 0 | 0 | 0 | 0 | 55009.3582 | 0 | 0 | 0 | 0 | 0 | 0 | 2954784.1127 | 0 | 0 | 0 | 0 | 0 | 0 | 0 | 0 | 0 | 0 | 0 | 0 | -15849.5922 | 0 | 0 | 0 | 0 | 0 | 0 | 0 | 0 | 331707.04 | 0 | 0 | 0 | 0 | 0 | 0 | 0 | 0 | 0 | 0
2016-02-07 18:00 | 0 | 0 | 0 | 0 | 0 | 0 | 708535.9688 | 422701 | 0 | 0 | 0 | 0 | 9137.2871 | 0 | 0 | 0 | 0 | 0 | 0 | 3286491.1527 | 0 | 0 | 0 | 0 | 0 | 0 | 0 | 0 | 0 | 0 | 0 | 0 | -45872.0712 | 0 | 0 | 0 | 0 | 0 | 0 | 0 | 0 | 331707.04 | 0 | 0 | 0 | 0 | 0 | 0 | 0 | 0 | 0 | 0
2016-02-07 19:00 | 0 | 0 | 0 | 0 | 0 | 98595.2796 | 692644.3847 | 416621 | 0 | 0 | 0 | 0 | 52048.9114 | 0 | 0 | 0 | 0 | 0 | 0 | 3618198.1927 | 0 | 0 | 0 | 0 | 0 | 0 | 0 | 0 | 0 | 0 | 0 | 0 | 42911.6243 | 0 | 0 | 0 | 0 | 0 | 0 | 0 | 0 | 331707.04 | 0 | 0 | 0 | 0 | 0 | 0 | 0 | 0 | 0 | 0
2016-02-07 20:00 | 0 | 0 | 0 | 0 | 0 | 108683.5088 | 707088.4816 | 413206 | 0 | 0 | 0 | 0 | 122907.8618 | 0 | 0 | 0 | 0 | 0 | 0 | 3949905.2327 | 0 | 0 | 0 | 0 | 0 | 0 | 0 | 0 | 0 | 0 | 0 | 0 | 70858.9504 | 0 | 0 | 0 | 0 | 0 | 0 | 0 | 0 | 331707.04 | 0 | 0 | 0 | 0 | 0 | 0 | 0 | 0 | 0 | 0
2016-02-07 21:00 | 0 | 0 | 0 | 0 | 0 | 79177.2546 | 738214.7358 | 414826 | 0 | 0 | 0 | 0 | 193766.8122 | 0 | 0 | 0 | 0 | 0 | 0 | 4281612.2727 | 0 | 0 | 0 | 0 | 0 | 0 | 0 | 0 | 0 | 0 | 0 | 0 | 70858.9504 | 0 | 0 | 0 | 0 | 0 | 0 | 0 | 0 | 331707.04 | 0 | 0 | 0 | 0 | 0 | 0 | 0 | 0 | 0 | 0
2016-02-07 22:00 | 0 | 0 | 0 | 0 | 0 | 0 | 691117.4521 | 425152 | 0 | 0 | 0 | 0 | 128025.2243 | 0 | 0 | 0 | 0 | 0 | 0 | 4613319.3127 | 0 | 0 | 0 | 0 | 0 | 0 | 0 | 0 | 0 | 0 | 0 | 0 | -65741.5879 | 0 | 0 | 0 | 0 | 0 | 0 | 0 | 0 | 331707.04 | 0 | 0 | 0 | 0 | 0 | 0 | 0 | 0 | 0 | 0
2016-02-07 23:00 | 0 | 0 | 0 | 0 | 0 | 435589.4435 | 404264.5469 | 437288 | 0 | 0 | 0 | 0 | 198884.1747 | 0 | 0 | 0 | 0 | 0 | 0 | 4945026.3527 | 0 | 0 | 0 | 0 | 0 | 0 | 0 | 0 | 0 | 0 | 0 | 0 | 70858.9504 | 0 | 0 | 0 | 0 | 0 | 0 | 0 | 0 | 331707.04 | 0 | 0 | 0 | 0 | 0 | 0 | 0 | 0 | 0 | 0
2016-02-08 | 0 | 0 | 0 | 0 | 0 | 367497.3724 | 42398.4988 | 441298 | 0 | 0 | 0 | 0 | 128025.2243 | 0 | 0 | 0 | 0 | 0 | 0 | 4984483.1743 | 0 | 0 | 0 | 0 | 0 | 0 | 0 | 0 | 0 | 0 | 0 | 0 | -70858.9504 | 0 | 0 | 0 | 0 | 0 | 0 | 0 | 0 | 331707.04 | 292250.2184 | 0 | 0 | 0 | 0 | 0 | 0 | 0 | 0 | 0
2016-02-08 01:00 | 0 | 0 | 0 | 0 | 0 | 413377.8712 | 0 | 444780 | 0 | 0 | 0 | 0 | 57166.2739 | 0 | 0 | 0 | 0 | 0 | 0 | 5023939.9959 | 0 | 0 | 0 | 0 | 0 | 0 | 0 | 0 | 0 | 0 | 0 | 0 | -70858.9504 | 0 | 0 | 0 | 0 | 0 | 0 | 0 | 0 | 331707.04 | 292250.2184 | 0 | 0 | 0 | 0 | 0 | 0 | 0 | 0 | 0
2016-02-08 02:00 | 0 | 0 | 0 | 0 | 0 | 554619.772 | 0 | 444304 | 0 | 0 | 0 | 0 | 128025.2243 | 0 | 0 | 0 | 0 | 0 | 0 | 5063396.8175 | 0 | 0 | 0 | 0 | 0 | 0 | 0 | 0 | 0 | 0 | 0 | 0 | 70858.9504 | 0 | 0 | 0 | 0 | 0 | 0 | 0 | 0 | 331707.04 | 292250.2184 | 0 | 0 | 0 | 0 | 0 | 0 | 0 | 0 | 0
2016-02-08 03:00 | 0 | 0 | 0 | 0 | 0 | 216967.732 | 0 | 438359 | 0 | 0 | 0 | 0 | 198884.1747 | 0 | 0 | 0 | 0 | 0 | 0 | 4771146.5991 | 0 | 0 | 0 | 0 | 0 | 0 | 0 | 0 | 0 | 0 | 0 | 0 | 70858.9504 | 0 | 0 | 0 | 0 | 0 | 0 | 0 | 0 | 0 | 292250.2184 | 0 | 0 | 0 | 0 | 0 | 0 | 0 | 0 | 0
2016-02-08 04:00 | 0 | 0 | 0 | 0 | 0 | 137767.7816 | 0 | 430018 | 0 | 0 | 0 | 0 | 198884.1747 | 0 | 0 | 0 | 0 | 0 | 0 | 4478896.3808 | 0 | 0 | 0 | 0 | 0 | 0 | 0 | 0 | 0 | 0 | 0 | 0 | 0 | 0 | 0 | 0 | 0 | 0 | 0 | 0 | 0 | 0 | 292250.2184 | 0 | 0 | 0 | 0 | 0 | 0 | 0 | 0 | 0
2016-02-08 05:00 | 0 | 0 | 0 | 0 | 0 | 382083.8712 | 0 | 413486 | 0 | 0 | 0 | 0 | 128025.2243 | 0 | 0 | 0 | 0 | 0 | 0 | 4518353.2024 | 0 | 0 | 0 | 0 | 0 | 0 | 0 | 0 | 0 | 0 | 0 | 0 | -70858.9504 | 0 | 0 | 0 | 0 | 0 | 0 | 0 | 0 | 331707.04 | 292250.2184 | 0 | 0 | 0 | 0 | 0 | 0 | 0 | 0 | 0
2016-02-08 06:00 | 0 | 0 | 0 | 0 | 0 | 180843.732 | 0 | 402235 | 0 | 0 | 0 | 0 | 198884.1747 | 0 | 0 | 0 | 0 | 0 | 0 | 4226102.984 | 0 | 0 | 0 | 0 | 0 | 0 | 0 | 0 | 0 | 0 | 0 | 0 | 70858.9504 | 0 | 0 | 0 | 0 | 0 | 0 | 0 | 0 | 0 | 292250.2184 | 0 | 0 | 0 | 0 | 0 | 0 | 0 | 0 | 0
2016-02-08 07:00 | 0 | 0 | 0 | 0 | 0 | 436378.8216 | 0 | 396922 | 0 | 0 | 0 | 0 | 198884.1747 | 0 | 0 | 0 | 0 | 0 | 0 | 4265559.8056 | 0 | 0 | 0 | 0 | 0 | 0 | 0 | 0 | 0 | 0 | 0 | 0 | 0 | 0 | 0 | 0 | 0 | 0 | 0 | 0 | 0 | 331707.04 | 292250.2184 | 0 | 0 | 0 | 0 | 0 | 0 | 0 | 0 | 0
2016-02-08 08:00 | 0 | 0 | 0 | 0 | 0 | 33450.8312 | 0 | 396560 | 0 | 0 | 0 | 0 | 128025.2243 | 0 | 0 | 0 | 0 | 0 | 0 | 3973309.5872 | 0 | 0 | 0 | 0 | 0 | 0 | 0 | 0 | 0 | 0 | 0 | 0 | -70858.9504 | 0 | 0 | 0 | 0 | 0 | 0 | 0 | 0 | 0 | 292250.2184 | 0 | 0 | 0 | 0 | 0 | 0 | 0 | 0 | 0
2016-02-08 09:00 | 0 | 0 | 0 | 0 | 0 | 512845.772 | 0 | 402530 | 0 | 0 | 0 | 0 | 198884.1747 | 0 | 0 | 0 | 0 | 0 | 0 | 4012766.4088 | 0 | 0 | 0 | 0 | 0 | 0 | 0 | 0 | 0 | 0 | 0 | 0 | 70858.9504 | 0 | 0 | 0 | 0 | 0 | 0 | 0 | 0 | 331707.04 | 292250.2184 | 0 | 0 | 0 | 0 | 0 | 0 | 0 | 0 | 0
2016-02-08 10:00 | 0 | 0 | 0 | 0 | 0 | 71643.5077 | 0 | 421060 | 0 | 0 | 0 | 0 | 141717.9008 | 0 | 0 | 0 | 0 | 0 | 0 | 3720516.1904 | 0 | 0 | 0 | 0 | 0 | 0 | 0 | 0 | 0 | 0 | 0 | 0 | -57166.2739 | 0 | 0 | 0 | 0 | 0 | 0 | 0 | 0 | 0 | 292250.2184 | 0 | 0 | 0 | 0 | 0 | 0 | 0 | 0 | 0
2016-02-08 11:00 | 0 | 0 | 0 | 0 | 0 | 94441.8312 | 0 | 457551 | 0 | 0 | 0 | 0 | 70858.9504 | 0 | 0 | 0 | 0 | 0 | 0 | 3428265.9721 | 0 | 0 | 0 | 0 | 0 | 0 | 0 | 0 | 0 | 0 | 0 | 0 | -70858.9504 | 0 | 0 | 0 | 0 | 0 | 0 | 0 | 0 | 0 | 292250.2184 | 0 | 0 | 0 | 0 | 0 | 0 | 0 | 0 | 0
2016-02-08 12:00 | 0 | 0 | 0 | 0 | 0 | 458957.8712 | 0 | 490360 | 0 | 0 | 0 | 0 | 0 | 0 | 0 | 0 | 0 | 0 | 0 | 3467722.7937 | 0 | 0 | 0 | 0 | 0 | 0 | 0 | 0 | 0 | 0 | 0 | 0 | -70858.9504 | 0 | 0 | 0 | 0 | 0 | 0 | 0 | 0 | 331707.04 | 292250.2184 | 0 | 0 | 0 | 0 | 0 | 0 | 0 | 0 | 0
2016-02-08 13:00 | 0 | 0 | 0 | 0 | 0 | 608959.0017 | 224.7703 | 498868 | 0 | 0 | 0 | 0 | 70858.9504 | 0 | 0 | 0 | 0 | 0 | 0 | 3507179.6153 | 0 | 0 | 0 | 0 | 0 | 0 | 0 | 0 | 0 | 0 | 0 | 0 | 70858.9504 | 0 | 0 | 0 | 0 | 0 | 0 | 0 | 0 | 331707.04 | 292250.2184 | 0 | 0 | 0 | 0 | 0 | 0 | 0 | 0 | 0
2016-02-08 14:00 | 0 | 0 | 0 | 0 | 0 | 444007.0153 | 162204.7568 | 495896 | 0 | 0 | 0 | 0 | 141717.9008 | 0 | 0 | 0 | 0 | 0 | 0 | 3546636.4369 | 0 | 0 | 0 | 0 | 0 | 0 | 0 | 0 | 0 | 0 | 0 | 0 | 70858.9504 | 0 | 0 | 0 | 0 | 0 | 0 | 0 | 0 | 331707.04 | 292250.2184 | 0 | 0 | 0 | 0 | 0 | 0 | 0 | 0 | 0
2016-02-08 15:00 | 0 | 0 | 0 | 0 | 0 | 0 | 663298.977 | 491192 | 0 | 0 | 0 | 0 | 70858.9504 | 0 | 0 | 0 | 0 | 0 | 0 | 3789602.3643 | 0 | 0 | 0 | 0 | 0 | 0 | 0 | 0 | 0 | 0 | 0 | 0 | -70858.9504 | 0 | 0 | 0 | 0 | 0 | 0 | 0 | 0 | 242965.9274 | 0 | 0 | 0 | 0 | 0 | 0 | 0 | 0 | 0 | 0
2016-02-08 16:00 | 0 | 0 | 0 | 0 | 0 | 112240.6118 | 760457.7021 | 483825 | 0 | 0 | 0 | 0 | 128025.2243 | 0 | 0 | 0 | 0 | 0 | 0 | 4121309.4043 | 0 | 0 | 0 | 0 | 0 | 0 | 0 | 0 | 0 | 0 | 0 | 0 | 57166.2739 | 0 | 0 | 0 | 0 | 0 | 0 | 0 | 0 | 331707.04 | 0 | 0 | 0 | 0 | 0 | 0 | 0 | 0 | 0 | 0
2016-02-08 17:00 | 0 | 0 | 0 | 0 | 0 | 135020.3652 | 743452.6252 | 475907 | 0 | 0 | 0 | 0 | 198884.1747 | 0 | 0 | 0 | 0 | 0 | 0 | 4453016.4443 | 0 | 0 | 0 | 0 | 0 | 0 | 0 | 0 | 0 | 0 | 0 | 0 | 70858.9504 | 0 | 0 | 0 | 0 | 0 | 0 | 0 | 0 | 331707.04 | 0 | 0 | 0 | 0 | 0 | 0 | 0 | 0 | 0 | 0
2016-02-08 18:00 | 0 | 0 | 0 | 0 | 0 | 90609.288 | 711059.752 | 469962 | 0 | 0 | 0 | 0 | 198884.1747 | 0 | 0 | 0 | 0 | 0 | 0 | 4784723.4843 | 0 | 0 | 0 | 0 | 0 | 0 | 0 | 0 | 0 | 0 | 0 | 0 | 0 | 0 | 0 | 0 | 0 | 0 | 0 | 0 | 0 | 331707.04 | 0 | 0 | 0 | 0 | 0 | 0 | 0 | 0 | 0 | 0
2016-02-08 19:00 | 0 | 0 | 0 | 0 | 0 | 97238.3169 | 698680.7231 | 464212 | 0 | 0 | 0 | 0 | 198884.1747 | 0 | 0 | 0 | 0 | 0 | 0 | 5116430.5243 | 0 | 0 | 0 | 0 | 0 | 0 | 0 | 0 | 0 | 0 | 0 | 0 | 0 | 0 | 0 | 0 | 0 | 0 | 0 | 0 | 0 | 331707.04 | 0 | 0 | 0 | 0 | 0 | 0 | 0 | 0 | 0 | 0
2016-02-08 20:00 | 0 | 0 | 0 | 0 | 0 | 80403.3176 | 714234.7224 | 462931 | 0 | 0 | 0 | 0 | 198884.1747 | 0 | 0 | 0 | 0 | 0 | 0 | 5448137.5643 | 0 | 0 | 0 | 0 | 0 | 0 | 0 | 0 | 0 | 0 | 0 | 0 | 0 | 0 | 0 | 0 | 0 | 0 | 0 | 0 | 0 | 331707.04 | 0 | 0 | 0 | 0 | 0 | 0 | 0 | 0 | 0 | 0
2016-02-08 21:00 | 0 | 0 | 0 | 0 | 0 | 53000.6825 | 744651.3575 | 465945 | 0 | 0 | 0 | 0 | 198884.1747 | 0 | 0 | 0 | 0 | 0 | 0 | 5779844.6043 | 0 | 0 | 0 | 0 | 0 | 0 | 0 | 0 | 0 | 0 | 0 | 0 | 0 | 0 | 0 | 0 | 0 | 0 | 0 | 0 | 0 | 331707.04 | 0 | 0 | 0 | 0 | 0 | 0 | 0 | 0 | 0 | 0
2016-02-08 22:00 | 0 | 0 | 0 | 0 | 0 | 50172.1845 | 688487.9051 | 477812 | 0 | 0 | 0 | 0 | 128025.2243 | 0 | 0 | 0 | 0 | 0 | 0 | 6111551.6443 | 0 | 0 | 0 | 0 | 0 | 0 | 0 | 0 | 0 | 0 | 0 | 0 | -70858.9504 | 0 | 0 | 0 | 0 | 0 | 0 | 0 | 0 | 331707.04 | 0 | 0 | 0 | 0 | 0 | 0 | 0 | 0 | 0 | 0
2016-02-08 23:00 | 0 | 0 | 0 | 0 | 0 | 500874.3843 | 398310.6061 | 496619 | 0 | 0 | 0 | 0 | 198884.1747 | 0 | 0 | 0 | 0 | 0 | 0 | 6443258.6843 | 0 | 0 | 0 | 0 | 0 | 0 | 0 | 0 | 0 | 0 | 0 | 0 | 70858.9504 | 0 | 0 | 0 | 0 | 0 | 0 | 0 | 0 | 331707.04 | 0 | 0 | 0 | 0 | 0 | 0 | 0 | 0 | 0 | 0
2016-02-09 | 0 | 0 | 0 | 0 | 0 | 437477.8846 | 40745.9866 | 509626 | 0 | 0 | 0 | 0 | 128025.2243 | 0 | 0 | 0 | 0 | 0 | 0 | 6482715.5059 | 0 | 0 | 0 | 0 | 0 | 0 | 0 | 0 | 0 | 0 | 0 | 0 | -70858.9504 | 0 | 0 | 0 | 0 | 0 | 0 | 0 | 0 | 331707.04 | 292250.2184 | 0 | 0 | 0 | 0 | 0 | 0 | 0 | 0 | 0
2016-02-09 01:00 | 0 | 0 | 0 | 0 | 0 | 478836.8712 | 0 | 510239 | 0 | 0 | 0 | 0 | 57166.2739 | 0 | 0 | 0 | 0 | 0 | 0 | 6522172.3275 | 0 | 0 | 0 | 0 | 0 | 0 | 0 | 0 | 0 | 0 | 0 | 0 | -70858.9504 | 0 | 0 | 0 | 0 | 0 | 0 | 0 | 0 | 331707.04 | 292250.2184 | 0 | 0 | 0 | 0 | 0 | 0 | 0 | 0 | 0
2016-02-09 02:00 | 0 | 0 | 0 | 0 | 0 | 280110.732 | 0 | 501502 | 0 | 0 | 0 | 0 | 128025.2243 | 0 | 0 | 0 | 0 | 0 | 0 | 6229922.1091 | 0 | 0 | 0 | 0 | 0 | 0 | 0 | 0 | 0 | 0 | 0 | 0 | 70858.9504 | 0 | 0 | 0 | 0 | 0 | 0 | 0 | 0 | 0 | 292250.2184 | 0 | 0 | 0 | 0 | 0 | 0 | 0 | 0 | 0
2016-02-09 03:00 | 0 | 0 | 0 | 0 | 0 | 593049.772 | 0 | 482734 | 0 | 0 | 0 | 0 | 198884.1747 | 0 | 0 | 0 | 0 | 0 | 0 | 6269378.9307 | 0 | 0 | 0 | 0 | 0 | 0 | 0 | 0 | 0 | 0 | 0 | 0 | 70858.9504 | 0 | 0 | 0 | 0 | 0 | 0 | 0 | 0 | 331707.04 | 292250.2184 | 0 | 0 | 0 | 0 | 0 | 0 | 0 | 0 | 0
2016-02-09 04:00 | 0 | 0 | 0 | 0 | 0 | 499611.8216 | 0 | 460155 | 0 | 0 | 0 | 0 | 198884.1747 | 0 | 0 | 0 | 0 | 0 | 0 | 6308835.7523 | 0 | 0 | 0 | 0 | 0 | 0 | 0 | 0 | 0 | 0 | 0 | 0 | 0 | 0 | 0 | 0 | 0 | 0 | 0 | 0 | 0 | 331707.04 | 292250.2184 | 0 | 0 | 0 | 0 | 0 | 0 | 0 | 0 | 0
2016-02-09 05:00 | 0 | 0 | 0 | 0 | 0 | 78112.8312 | 0 | 441222 | 0 | 0 | 0 | 0 | 128025.2243 | 0 | 0 | 0 | 0 | 0 | 0 | 6016585.5339 | 0 | 0 | 0 | 0 | 0 | 0 | 0 | 0 | 0 | 0 | 0 | 0 | -70858.9504 | 0 | 0 | 0 | 0 | 0 | 0 | 0 | 0 | 0 | 292250.2184 | 0 | 0 | 0 | 0 | 0 | 0 | 0 | 0 | 0
2016-02-09 06:00 | 0 | 0 | 0 | 0 | 0 | 540409.772 | 0 | 430094 | 0 | 0 | 0 | 0 | 198884.1747 | 0 | 0 | 0 | 0 | 0 | 0 | 6056042.3555 | 0 | 0 | 0 | 0 | 0 | 0 | 0 | 0 | 0 | 0 | 0 | 0 | 70858.9504 | 0 | 0 | 0 | 0 | 0 | 0 | 0 | 0 | 331707.04 | 292250.2184 | 0 | 0 | 0 | 0 | 0 | 0 | 0 | 0 | 0
2016-02-09 07:00 | 0 | 0 | 0 | 0 | 0 | 130494.7816 | 0 | 422745 | 0 | 0 | 0 | 0 | 198884.1747 | 0 | 0 | 0 | 0 | 0 | 0 | 5763792.1372 | 0 | 0 | 0 | 0 | 0 | 0 | 0 | 0 | 0 | 0 | 0 | 0 | 0 | 0 | 0 | 0 | 0 | 0 | 0 | 0 | 0 | 0 | 292250.2184 | 0 | 0 | 0 | 0 | 0 | 0 | 0 | 0 | 0
2016-02-09 08:00 | 0 | 0 | 0 | 0 | 0 | 57812.8312 | 0 | 420922 | 0 | 0 | 0 | 0 | 128025.2243 | 0 | 0 | 0 | 0 | 0 | 0 | 5471541.9188 | 0 | 0 | 0 | 0 | 0 | 0 | 0 | 0 | 0 | 0 | 0 | 0 | -70858.9504 | 0 | 0 | 0 | 0 | 0 | 0 | 0 | 0 | 0 | 292250.2184 | 0 | 0 | 0 | 0 | 0 | 0 | 0 | 0 | 0
2016-02-09 09:00 | 0 | 0 | 0 | 0 | 0 | 203982.732 | 0 | 425374 | 0 | 0 | 0 | 0 | 198884.1747 | 0 | 0 | 0 | 0 | 0 | 0 | 5179291.7004 | 0 | 0 | 0 | 0 | 0 | 0 | 0 | 0 | 0 | 0 | 0 | 0 | 70858.9504 | 0 | 0 | 0 | 0 | 0 | 0 | 0 | 0 | 0 | 292250.2184 | 0 | 0 | 0 | 0 | 0 | 0 | 0 | 0 | 0
2016-02-09 10:00 | 0 | 0 | 0 | 0 | 0 | 481083.8216 | 0 | 441627 | 0 | 0 | 0 | 0 | 198884.1747 | 0 | 0 | 0 | 0 | 0 | 0 | 5218748.522 | 0 | 0 | 0 | 0 | 0 | 0 | 0 | 0 | 0 | 0 | 0 | 0 | 0 | 0 | 0 | 0 | 0 | 0 | 0 | 0 | 0 | 331707.04 | 292250.2184 | 0 | 0 | 0 | 0 | 0 | 0 | 0 | 0 | 0
2016-02-09 11:00 | 0 | 0 | 0 | 0 | 0 | 111855.8312 | 0 | 474965 | 0 | 0 | 0 | 0 | 128025.2243 | 0 | 0 | 0 | 0 | 0 | 0 | 4926498.3036 | 0 | 0 | 0 | 0 | 0 | 0 | 0 | 0 | 0 | 0 | 0 | 0 | -70858.9504 | 0 | 0 | 0 | 0 | 0 | 0 | 0 | 0 | 0 | 292250.2184 | 0 | 0 | 0 | 0 | 0 | 0 | 0 | 0 | 0
2016-02-09 12:00 | 0 | 0 | 0 | 0 | 0 | 143279.8312 | 0 | 506389 | 0 | 0 | 0 | 0 | 57166.2739 | 0 | 0 | 0 | 0 | 0 | 0 | 4634248.0852 | 0 | 0 | 0 | 0 | 0 | 0 | 0 | 0 | 0 | 0 | 0 | 0 | -70858.9504 | 0 | 0 | 0 | 0 | 0 | 0 | 0 | 0 | 0 | 292250.2184 | 0 | 0 | 0 | 0 | 0 | 0 | 0 | 0 | 0
2016-02-09 13:00 | 0 | 0 | 0 | 0 | 0 | 579985.6964 | 267.379 | 516917 | 0 | 0 | 0 | 0 | 128025.2243 | 0 | 0 | 0 | 0 | 0 | 0 | 4626725.2102 | 0 | 0 | 0 | 0 | 0 | 0 | 0 | 0 | 0 | 0 | 0 | 0 | 70858.9504 | 0 | 0 | 0 | 0 | 0 | 0 | 0 | 0 | 284727.3434 | 292250.2184 | 0 | 0 | 0 | 0 | 0 | 0 | 0 | 0 | 0
2016-02-09 14:00 | 0 | 0 | 0 | 0 | 0 | 471518.8419 | 188788.2098 | 517639 | 0 | 0 | 0 | 0 | 128025.2243 | 0 | 0 | 0 | 0 | 0 | 0 | 4769393.262 | 0 | 0 | 0 | 0 | 0 | 0 | 0 | 0 | 0 | 0 | 0 | 0 | 0 | 0 | 0 | 0 | 0 | 0 | 0 | 0 | 0 | 142668.0518 | 0 | 0 | 0 | 0 | 0 | 0 | 0 | 0 | 0 | 0
2016-02-09 15:00 | 0 | 0 | 0 | 0 | 0 | 206297.3312 | 711465.6592 | 515197 | 0 | 0 | 0 | 0 | 198884.1747 | 0 | 0 | 0 | 0 | 0 | 0 | 5101100.302 | 0 | 0 | 0 | 0 | 0 | 0 | 0 | 0 | 0 | 0 | 0 | 0 | 70858.9504 | 0 | 0 | 0 | 0 | 0 | 0 | 0 | 0 | 331707.04 | 0 | 0 | 0 | 0 | 0 | 0 | 0 | 0 | 0 | 0
2016-02-09 16:00 | 0 | 0 | 0 | 0 | 0 | 0 | 775352.3926 | 507624 | 0 | 0 | 0 | 0 | 198884.1747 | 0 | 0 | 0 | 0 | 0 | 0 | 5368828.6946 | 0 | 0 | 0 | 0 | 0 | 0 | 0 | 0 | 0 | 0 | 0 | 0 | 0 | 0 | 0 | 0 | 0 | 0 | 0 | 0 | 0 | 267728.3926 | 0 | 0 | 0 | 0 | 0 | 0 | 0 | 0 | 0 | 0
2016-02-09 17:00 | 0 | 0 | 0 | 0 | 0 | 13697.2939 | 746495.7957 | 499345 | 0 | 0 | 0 | 0 | 128025.2243 | 0 | 0 | 0 | 0 | 0 | 0 | 5700535.7346 | 0 | 0 | 0 | 0 | 0 | 0 | 0 | 0 | 0 | 0 | 0 | 0 | -70858.9504 | 0 | 0 | 0 | 0 | 0 | 0 | 0 | 0 | 331707.04 | 0 | 0 | 0 | 0 | 0 | 0 | 0 | 0 | 0 | 0
2016-02-09 18:00 | 0 | 0 | 0 | 0 | 0 | 0 | 715480.0611 | 492763 | 0 | 0 | 0 | 0 | 57166.2739 | 0 | 0 | 0 | 0 | 0 | 0 | 5994111.7462 | 0 | 0 | 0 | 0 | 0 | 0 | 0 | 0 | 0 | 0 | 0 | 0 | -70858.9504 | 0 | 0 | 0 | 0 | 0 | 0 | 0 | 0 | 293576.0115 | 0 | 0 | 0 | 0 | 0 | 0 | 0 | 0 | 0 | 0
2016-02-09 19:00 | 0 | 0 | 0 | 0 | 0 | 0 | 700355.9411 | 487287 | 0 | 0 | 0 | 0 | 0 | 0 | 0 | 0 | 0 | 0 | 0 | 6264346.9612 | 0 | 0 | 0 | 0 | 0 | 0 | 0 | 0 | 0 | 0 | 0 | 0 | -57166.2739 | 0 | 0 | 0 | 0 | 0 | 0 | 0 | 0 | 270235.215 | 0 | 0 | 0 | 0 | 0 | 0 | 0 | 0 | 0 | 0
2016-02-09 20:00 | 0 | 0 | 0 | 0 | 0 | 0 | 714091.5423 | 484330 | 0 | 0 | 0 | 0 | 70858.9504 | 0 | 0 | 0 | 0 | 0 | 0 | 6423249.5531 | 0 | 0 | 0 | 0 | 0 | 0 | 0 | 0 | 0 | 0 | 0 | 0 | 70858.9504 | 0 | 0 | 0 | 0 | 0 | 0 | 0 | 0 | 158902.5919 | 0 | 0 | 0 | 0 | 0 | 0 | 0 | 0 | 0 | 0
2016-02-09 21:00 | 0 | 0 | 0 | 0 | 0 | 0 | 737074.7441 | 487233 | 0 | 0 | 0 | 0 | 0 | 0 | 0 | 0 | 0 | 0 | 0 | 6743950.2475 | 0 | 0 | 0 | 0 | 0 | 0 | 0 | 0 | 0 | 0 | 0 | 0 | -70858.9504 | 0 | 0 | 0 | 0 | 0 | 0 | 0 | 0 | 320700.6945 | 0 | 0 | 0 | 0 | 0 | 0 | 0 | 0 | 0 | 0
2016-02-09 22:00 | 0 | 0 | 0 | 0 | 0 | 0 | 679312.5008 | 498901 | 0 | 0 | 0 | 0 | 70858.9504 | 0 | 0 | 0 | 0 | 0 | 0 | 6853502.7979 | 0 | 0 | 0 | 0 | 0 | 0 | 0 | 0 | 0 | 0 | 0 | 0 | 70858.9504 | 0 | 0 | 0 | 0 | 0 | 0 | 0 | 0 | 109552.5504 | 0 | 0 | 0 | 0 | 0 | 0 | 0 | 0 | 0 | 0
2016-02-09 23:00 | 0 | 0 | 0 | 0 | 0 | 432035.4402 | 390301.8867 | 517753 | 0 | 0 | 0 | 0 | 128025.2243 | 0 | 0 | 0 | 0 | 0 | 0 | 7100920.851 | 0 | 0 | 0 | 0 | 0 | 0 | 0 | 0 | 0 | 0 | 0 | 0 | 57166.2739 | 0 | 0 | 0 | 0 | 0 | 0 | 0 | 0 | 247418.0531 | 0 | 0 | 0 | 0 | 0 | 0 | 0 | 0 | 0 | 0
2016-02-10 | 0 | 0 | 0 | 0 | 0 | 408130.1645 | 46737.9557 | 529194 | 0 | 0 | 0 | 0 | 198884.1747 | 0 | 0 | 0 | 0 | 0 | 0 | 6955736.0209 | 0 | 0 | 0 | 0 | 0 | 0 | 0 | 0 | 0 | 0 | 0 | 0 | 70858.9504 | 0 | 0 | 0 | 0 | 0 | 0 | 0 | 0 | 147065.3882 | 292250.2184 | 0 | 0 | 0 | 0 | 0 | 0 | 0 | 0 | 0
2016-02-10 01:00 | 0 | 0 | 0 | 0 | 0 | 360661.7534 | 0 | 530973 | 0 | 0 | 0 | 0 | 141717.9008 | 0 | 0 | 0 | 0 | 0 | 0 | 6842591.0482 | 0 | 0 | 0 | 0 | 0 | 0 | 0 | 0 | 0 | 0 | 0 | 0 | -57166.2739 | 0 | 0 | 0 | 0 | 0 | 0 | 0 | 0 | 179105.2457 | 292250.2184 | 0 | 0 | 0 | 0 | 0 | 0 | 0 | 0 | 0
2016-02-10 02:00 | 0 | 0 | 0 | 0 | 0 | 323774.2489 | 0 | 522241 | 0 | 0 | 0 | 0 | 70858.9504 | 0 | 0 | 0 | 0 | 0 | 0 | 6714983.2475 | 0 | 0 | 0 | 0 | 0 | 0 | 0 | 0 | 0 | 0 | 0 | 0 | -70858.9504 | 0 | 0 | 0 | 0 | 0 | 0 | 0 | 0 | 164642.4177 | 292250.2184 | 0 | 0 | 0 | 0 | 0 | 0 | 0 | 0 | 0
2016-02-10 03:00 | 0 | 0 | 0 | 0 | 0 | 308510.4521 | 0 | 503741 | 0 | 0 | 0 | 0 | 141717.9008 | 0 | 0 | 0 | 0 | 0 | 0 | 6448893.7492 | 0 | 0 | 0 | 0 | 0 | 0 | 0 | 0 | 0 | 0 | 0 | 0 | 70858.9504 | 0 | 0 | 0 | 0 | 0 | 0 | 0 | 0 | 26160.7201 | 292250.2184 | 0 | 0 | 0 | 0 | 0 | 0 | 0 | 0 | 0
2016-02-10 04:00 | 0 | 0 | 0 | 0 | 0 | 119037.8312 | 0 | 482147 | 0 | 0 | 0 | 0 | 70858.9504 | 0 | 0 | 0 | 0 | 0 | 0 | 6156643.5308 | 0 | 0 | 0 | 0 | 0 | 0 | 0 | 0 | 0 | 0 | 0 | 0 | -70858.9504 | 0 | 0 | 0 | 0 | 0 | 0 | 0 | 0 | 0 | 292250.2184 | 0 | 0 | 0 | 0 | 0 | 0 | 0 | 0 | 0
2016-02-10 05:00 | 0 | 0 | 0 | 0 | 0 | 329942.9304 | 0 | 464778 | 0 | 0 | 0 | 0 | 0 | 0 | 0 | 0 | 0 | 0 | 0 | 6092667.4116 | 0 | 0 | 0 | 0 | 0 | 0 | 0 | 0 | 0 | 0 | 0 | 0 | -70858.9504 | 0 | 0 | 0 | 0 | 0 | 0 | 0 | 0 | 228274.0992 | 292250.2184 | 0 | 0 | 0 | 0 | 0 | 0 | 0 | 0 | 0
2016-02-10 06:00 | 0 | 0 | 0 | 0 | 0 | 231188.732 | 0 | 452580 | 0 | 0 | 0 | 0 | 70858.9504 | 0 | 0 | 0 | 0 | 0 | 0 | 5800417.1932 | 0 | 0 | 0 | 0 | 0 | 0 | 0 | 0 | 0 | 0 | 0 | 0 | 70858.9504 | 0 | 0 | 0 | 0 | 0 | 0 | 0 | 0 | 0 | 292250.2184 | 0 | 0 | 0 | 0 | 0 | 0 | 0 | 0 | 0
2016-02-10 07:00 | 0 | 0 | 0 | 0 | 0 | 429314.2109 | 0 | 445595 | 0 | 0 | 0 | 0 | 141717.9008 | 0 | 0 | 0 | 0 | 0 | 0 | 5713277.4537 | 0 | 0 | 0 | 0 | 0 | 0 | 0 | 0 | 0 | 0 | 0 | 0 | 70858.9504 | 0 | 0 | 0 | 0 | 0 | 0 | 0 | 0 | 205110.4789 | 292250.2184 | 0 | 0 | 0 | 0 | 0 | 0 | 0 | 0 | 0
2016-02-10 08:00 | 0 | 0 | 0 | 0 | 0 | 412797.8712 | 0 | 444200 | 0 | 0 | 0 | 0 | 70858.9504 | 0 | 0 | 0 | 0 | 0 | 0 | 5752734.2753 | 0 | 0 | 0 | 0 | 0 | 0 | 0 | 0 | 0 | 0 | 0 | 0 | -70858.9504 | 0 | 0 | 0 | 0 | 0 | 0 | 0 | 0 | 331707.04 | 292250.2184 | 0 | 0 | 0 | 0 | 0 | 0 | 0 | 0 | 0
2016-02-10 09:00 | 0 | 0 | 0 | 0 | 0 | 228152.732 | 0 | 449544 | 0 | 0 | 0 | 0 | 141717.9008 | 0 | 0 | 0 | 0 | 0 | 0 | 5460484.0569 | 0 | 0 | 0 | 0 | 0 | 0 | 0 | 0 | 0 | 0 | 0 | 0 | 70858.9504 | 0 | 0 | 0 | 0 | 0 | 0 | 0 | 0 | 0 | 292250.2184 | 0 | 0 | 0 | 0 | 0 | 0 | 0 | 0 | 0
2016-02-10 10:00 | 0 | 0 | 0 | 0 | 0 | 501645.5569 | 0 | 466577 | 0 | 0 | 0 | 0 | 198884.1747 | 0 | 0 | 0 | 0 | 0 | 0 | 5438386.3399 | 0 | 0 | 0 | 0 | 0 | 0 | 0 | 0 | 0 | 0 | 0 | 0 | 57166.2739 | 0 | 0 | 0 | 0 | 0 | 0 | 0 | 0 | 270152.5014 | 292250.2184 | 0 | 0 | 0 | 0 | 0 | 0 | 0 | 0 | 0
2016-02-10 11:00 | 0 | 0 | 0 | 0 | 0 | 469281.8712 | 0 | 500684 | 0 | 0 | 0 | 0 | 128025.2243 | 0 | 0 | 0 | 0 | 0 | 0 | 5477843.1615 | 0 | 0 | 0 | 0 | 0 | 0 | 0 | 0 | 0 | 0 | 0 | 0 | -70858.9504 | 0 | 0 | 0 | 0 | 0 | 0 | 0 | 0 | 331707.04 | 292250.2184 | 0 | 0 | 0 | 0 | 0 | 0 | 0 | 0 | 0
2016-02-10 12:00 | 0 | 0 | 0 | 0 | 0 | 168292.8312 | 0 | 531402 | 0 | 0 | 0 | 0 | 57166.2739 | 0 | 0 | 0 | 0 | 0 | 0 | 5185592.9432 | 0 | 0 | 0 | 0 | 0 | 0 | 0 | 0 | 0 | 0 | 0 | 0 | -70858.9504 | 0 | 0 | 0 | 0 | 0 | 0 | 0 | 0 | 0 | 292250.2184 | 0 | 0 | 0 | 0 | 0 | 0 | 0 | 0 | 0
2016-02-10 13:00 | 0 | 0 | 0 | 0 | 0 | 544171.8187 | 306.5747 | 537770 | 0 | 0 | 0 | 0 | 128025.2243 | 0 | 0 | 0 | 0 | 0 | 0 | 5121442.3862 | 0 | 0 | 0 | 0 | 0 | 0 | 0 | 0 | 0 | 0 | 0 | 0 | 70858.9504 | 0 | 0 | 0 | 0 | 0 | 0 | 0 | 0 | 228099.6614 | 292250.2184 | 0 | 0 | 0 | 0 | 0 | 0 | 0 | 0 | 0
2016-02-10 14:00 | 0 | 0 | 0 | 0 | 0 | 439122.4753 | 202375.2967 | 531182 | 0 | 0 | 0 | 0 | 198884.1747 | 0 | 0 | 0 | 0 | 0 | 0 | 5160899.2078 | 0 | 0 | 0 | 0 | 0 | 0 | 0 | 0 | 0 | 0 | 0 | 0 | 70858.9504 | 0 | 0 | 0 | 0 | 0 | 0 | 0 | 0 | 331707.04 | 292250.2184 | 0 | 0 | 0 | 0 | 0 | 0 | 0 | 0 | 0
2016-02-10 15:00 | 0 | 0 | 0 | 0 | 0 | 0 | 690519.6408 | 523892 | 0 | 0 | 0 | 0 | 198884.1747 | 0 | 0 | 0 | 0 | 0 | 0 | 5327526.8485 | 0 | 0 | 0 | 0 | 0 | 0 | 0 | 0 | 0 | 0 | 0 | 0 | 0 | 0 | 0 | 0 | 0 | 0 | 0 | 0 | 0 | 166627.6408 | 0 | 0 | 0 | 0 | 0 | 0 | 0 | 0 | 0 | 0
2016-02-10 16:00 | 0 | 0 | 0 | 0 | 0 | 0 | 751883.9033 | 511822 | 0 | 0 | 0 | 0 | 198884.1747 | 0 | 0 | 0 | 0 | 0 | 0 | 5567588.7518 | 0 | 0 | 0 | 0 | 0 | 0 | 0 | 0 | 0 | 0 | 0 | 0 | 0 | 0 | 0 | 0 | 0 | 0 | 0 | 0 | 0 | 240061.9033 | 0 | 0 | 0 | 0 | 0 | 0 | 0 | 0 | 0 | 0
2016-02-10 17:00 | 0 | 0 | 0 | 0 | 0 | 0 | 739350.9534 | 499374 | 0 | 0 | 0 | 0 | 128025.2243 | 0 | 0 | 0 | 0 | 0 | 0 | 5878424.6556 | 0 | 0 | 0 | 0 | 0 | 0 | 0 | 0 | 0 | 0 | 0 | 0 | -70858.9504 | 0 | 0 | 0 | 0 | 0 | 0 | 0 | 0 | 310835.9038 | 0 | 0 | 0 | 0 | 0 | 0 | 0 | 0 | 0 | 0
2016-02-10 18:00 | 0 | 0 | 0 | 0 | 0 | 0 | 704520.7239 | 492133 | 0 | 0 | 0 | 0 | 198884.1747 | 0 | 0 | 0 | 0 | 0 | 0 | 6019953.4291 | 0 | 0 | 0 | 0 | 0 | 0 | 0 | 0 | 0 | 0 | 0 | 0 | 70858.9504 | 0 | 0 | 0 | 0 | 0 | 0 | 0 | 0 | 141528.7735 | 0 | 0 | 0 | 0 | 0 | 0 | 0 | 0 | 0 | 0
2016-02-10 19:00 | 0 | 0 | 0 | 0 | 0 | 0 | 688447.2512 | 486135 | 0 | 0 | 0 | 0 | 128025.2243 | 0 | 0 | 0 | 0 | 0 | 0 | 6293124.6307 | 0 | 0 | 0 | 0 | 0 | 0 | 0 | 0 | 0 | 0 | 0 | 0 | -70858.9504 | 0 | 0 | 0 | 0 | 0 | 0 | 0 | 0 | 273171.2016 | 0 | 0 | 0 | 0 | 0 | 0 | 0 | 0 | 0 | 0
2016-02-10 20:00 | 0 | 0 | 0 | 0 | 0 | 0 | 700674.7328 | 483900 | 0 | 0 | 0 | 0 | 57166.2739 | 0 | 0 | 0 | 0 | 0 | 0 | 6580758.3139 | 0 | 0 | 0 | 0 | 0 | 0 | 0 | 0 | 0 | 0 | 0 | 0 | -70858.9504 | 0 | 0 | 0 | 0 | 0 | 0 | 0 | 0 | 287633.6832 | 0 | 0 | 0 | 0 | 0 | 0 | 0 | 0 | 0 | 0
2016-02-10 21:00 | 0 | 0 | 0 | 0 | 0 | 0 | 722379.5353 | 485523 | 0 | 0 | 0 | 0 | 46865.3237 | 0 | 0 | 0 | 0 | 0 | 0 | 6827915.7994 | 0 | 0 | 0 | 0 | 0 | 0 | 0 | 0 | 0 | 0 | 0 | 0 | -10300.9502 | 0 | 0 | 0 | 0 | 0 | 0 | 0 | 0 | 247157.4855 | 0 | 0 | 0 | 0 | 0 | 0 | 0 | 0 | 0 | 0
2016-02-10 22:00 | 0 | 0 | 0 | 0 | 0 | 0 | 677224.2261 | 497609 | 0 | 0 | 0 | 0 | 117724.2741 | 0 | 0 | 0 | 0 | 0 | 0 | 6936672.0752 | 0 | 0 | 0 | 0 | 0 | 0 | 0 | 0 | 0 | 0 | 0 | 0 | 70858.9504 | 0 | 0 | 0 | 0 | 0 | 0 | 0 | 0 | 108756.2757 | 0 | 0 | 0 | 0 | 0 | 0 | 0 | 0 | 0 | 0
2016-02-10 23:00 | 0 | 0 | 0 | 0 | 0 | 514632.7826 | 392448.9156 | 518119 | 0 | 0 | 0 | 0 | 188583.2245 | 0 | 0 | 0 | 0 | 0 | 0 | 7254775.8229 | 0 | 0 | 0 | 0 | 0 | 0 | 0 | 0 | 0 | 0 | 0 | 0 | 70858.9504 | 0 | 0 | 0 | 0 | 0 | 0 | 0 | 0 | 318103.7477 | 0 | 0 | 0 | 0 | 0 | 0 | 0 | 0 | 0 | 0
2016-02-11 | 0 | 0 | 0 | 0 | 0 | 527126.2411 | 52396.7041 | 530898 | 0 | 0 | 0 | 0 | 197751.3481 | 0 | 0 | 0 | 0 | 0 | 0 | 7294232.6445 | 0 | 0 | 0 | 0 | 0 | 0 | 0 | 0 | 0 | 0 | 0 | 0 | 9168.1236 | 0 | 0 | 0 | 0 | 0 | 0 | 0 | 0 | 331707.04 | 292250.2184 | 0 | 0 | 0 | 0 | 0 | 0 | 0 | 0 | 0
2016-02-11 01:00 | 0 | 0 | 0 | 0 | 0 | 534252.8266 | 0 | 533120 | 0 | 0 | 0 | 0 | 198884.1747 | 0 | 0 | 0 | 0 | 0 | 0 | 7294232.6445 | 0 | 0 | 0 | 0 | 0 | 0 | 0 | 0 | 0 | 0 | 0 | 0 | 1132.8266 | 0 | 0 | 0 | 0 | 0 | 0 | 0 | 0 | 292250.2184 | 292250.2184 | 0 | 0 | 0 | 0 | 0 | 0 | 0 | 0 | 0
2016-02-11 02:00 | 0 | 0 | 0 | 0 | 0 | 451506.3709 | 0 | 525973 | 0 | 0 | 0 | 0 | 128025.2243 | 0 | 0 | 0 | 0 | 0 | 0 | 7290624.9658 | 0 | 0 | 0 | 0 | 0 | 0 | 0 | 0 | 0 | 0 | 0 | 0 | -70858.9504 | 0 | 0 | 0 | 0 | 0 | 0 | 0 | 0 | 288642.5397 | 292250.2184 | 0 | 0 | 0 | 0 | 0 | 0 | 0 | 0 | 0
2016-02-11 03:00 | 0 | 0 | 0 | 0 | 0 | 512482.6787 | 0 | 508875 | 0 | 0 | 0 | 0 | 128025.2243 | 0 | 0 | 0 | 0 | 0 | 0 | 7294232.6445 | 0 | 0 | 0 | 0 | 0 | 0 | 0 | 0 | 0 | 0 | 0 | 0 | 0 | 0 | 0 | 0 | 0 | 0 | 0 | 0 | 0 | 295857.8971 | 292250.2184 | 0 | 0 | 0 | 0 | 0 | 0 | 0 | 0 | 0
2016-02-11 04:00 | 0 | 0 | 0 | 0 | 0 | 265201.732 | 0 | 486593 | 0 | 0 | 0 | 0 | 198884.1747 | 0 | 0 | 0 | 0 | 0 | 0 | 7001982.4261 | 0 | 0 | 0 | 0 | 0 | 0 | 0 | 0 | 0 | 0 | 0 | 0 | 70858.9504 | 0 | 0 | 0 | 0 | 0 | 0 | 0 | 0 | 0 | 292250.2184 | 0 | 0 | 0 | 0 | 0 | 0 | 0 | 0 | 0
2016-02-11 05:00 | 0 | 0 | 0 | 0 | 0 | 176349.7816 | 0 | 468600 | 0 | 0 | 0 | 0 | 198884.1747 | 0 | 0 | 0 | 0 | 0 | 0 | 6709732.2077 | 0 | 0 | 0 | 0 | 0 | 0 | 0 | 0 | 0 | 0 | 0 | 0 | 0 | 0 | 0 | 0 | 0 | 0 | 0 | 0 | 0 | 0 | 292250.2184 | 0 | 0 | 0 | 0 | 0 | 0 | 0 | 0 | 0
2016-02-11 06:00 | 0 | 0 | 0 | 0 | 0 | 425889.8712 | 0 | 457292 | 0 | 0 | 0 | 0 | 128025.2243 | 0 | 0 | 0 | 0 | 0 | 0 | 6749189.0294 | 0 | 0 | 0 | 0 | 0 | 0 | 0 | 0 | 0 | 0 | 0 | 0 | -70858.9504 | 0 | 0 | 0 | 0 | 0 | 0 | 0 | 0 | 331707.04 | 292250.2184 | 0 | 0 | 0 | 0 | 0 | 0 | 0 | 0 | 0
2016-02-11 07:00 | 0 | 0 | 0 | 0 | 0 | 418091.4418 | 0 | 449932 | 0 | 0 | 0 | 0 | 198884.1747 | 0 | 0 | 0 | 0 | 0 | 0 | 6646489.5208 | 0 | 0 | 0 | 0 | 0 | 0 | 0 | 0 | 0 | 0 | 0 | 0 | 70858.9504 | 0 | 0 | 0 | 0 | 0 | 0 | 0 | 0 | 189550.7098 | 292250.2184 | 0 | 0 | 0 | 0 | 0 | 0 | 0 | 0 | 0
2016-02-11 08:00 | 0 | 0 | 0 | 0 | 0 | 155295.7816 | 0 | 447546 | 0 | 0 | 0 | 0 | 198884.1747 | 0 | 0 | 0 | 0 | 0 | 0 | 6354239.3024 | 0 | 0 | 0 | 0 | 0 | 0 | 0 | 0 | 0 | 0 | 0 | 0 | 0 | 0 | 0 | 0 | 0 | 0 | 0 | 0 | 0 | 0 | 292250.2184 | 0 | 0 | 0 | 0 | 0 | 0 | 0 | 0 | 0
2016-02-11 09:00 | 0 | 0 | 0 | 0 | 0 | 88257.8312 | 0 | 451367 | 0 | 0 | 0 | 0 | 128025.2243 | 0 | 0 | 0 | 0 | 0 | 0 | 6061989.084 | 0 | 0 | 0 | 0 | 0 | 0 | 0 | 0 | 0 | 0 | 0 | 0 | -70858.9504 | 0 | 0 | 0 | 0 | 0 | 0 | 0 | 0 | 0 | 292250.2184 | 0 | 0 | 0 | 0 | 0 | 0 | 0 | 0 | 0
2016-02-11 10:00 | 0 | 0 | 0 | 0 | 0 | 370213.2733 | 0 | 468521 | 0 | 0 | 0 | 0 | 198884.1747 | 0 | 0 | 0 | 0 | 0 | 0 | 5892822.4069 | 0 | 0 | 0 | 0 | 0 | 0 | 0 | 0 | 0 | 0 | 0 | 0 | 70858.9504 | 0 | 0 | 0 | 0 | 0 | 0 | 0 | 0 | 123083.5412 | 292250.2184 | 0 | 0 | 0 | 0 | 0 | 0 | 0 | 0 | 0
2016-02-11 11:00 | 0 | 0 | 0 | 0 | 0 | 361643.097 | 0 | 502753 | 0 | 0 | 0 | 0 | 198884.1747 | 0 | 0 | 0 | 0 | 0 | 0 | 5751712.5039 | 0 | 0 | 0 | 0 | 0 | 0 | 0 | 0 | 0 | 0 | 0 | 0 | 0 | 0 | 0 | 0 | 0 | 0 | 0 | 0 | 0 | 151140.3154 | 292250.2184 | 0 | 0 | 0 | 0 | 0 | 0 | 0 | 0 | 0
2016-02-11 12:00 | 0 | 0 | 0 | 0 | 0 | 352537.9427 | 0 | 530737 | 0 | 0 | 0 | 0 | 198884.1747 | 0 | 0 | 0 | 0 | 0 | 0 | 5573513.4466 | 0 | 0 | 0 | 0 | 0 | 0 | 0 | 0 | 0 | 0 | 0 | 0 | 0 | 0 | 0 | 0 | 0 | 0 | 0 | 0 | 0 | 114051.1611 | 292250.2184 | 0 | 0 | 0 | 0 | 0 | 0 | 0 | 0 | 0
2016-02-11 13:00 | 0 | 0 | 0 | 0 | 0 | 334865.8429 | 366.0921 | 533208 | 0 | 0 | 0 | 0 | 198884.1747 | 0 | 0 | 0 | 0 | 0 | 0 | 5375537.3817 | 0 | 0 | 0 | 0 | 0 | 0 | 0 | 0 | 0 | 0 | 0 | 0 | 0 | 0 | 0 | 0 | 0 | 0 | 0 | 0 | 0 | 94274.1535 | 292250.2184 | 0 | 0 | 0 | 0 | 0 | 0 | 0 | 0 | 0
2016-02-11 14:00 | 0 | 0 | 0 | 0 | 0 | 0 | 212867.7826 | 523308 | 0 | 0 | 0 | 0 | 180694.1756 | 0 | 0 | 0 | 0 | 0 | 0 | 5083287.1633 | 0 | 0 | 0 | 0 | 0 | 0 | 0 | 0 | 0 | 0 | 0 | 0 | -18189.999 | 0 | 0 | 0 | 0 | 0 | 0 | 0 | 0 | 0 | 292250.2184 | 0 | 0 | 0 | 0 | 0 | 0 | 0 | 0 | 0
2016-02-11 15:00 | 0 | 0 | 0 | 0 | 0 | 0 | 662598.6301 | 512717 | 0 | 0 | 0 | 0 | 198884.1747 | 0 | 0 | 0 | 0 | 0 | 0 | 5214978.7943 | 0 | 0 | 0 | 0 | 0 | 0 | 0 | 0 | 0 | 0 | 0 | 0 | 18189.999 | 0 | 0 | 0 | 0 | 0 | 0 | 0 | 0 | 131691.631 | 0 | 0 | 0 | 0 | 0 | 0 | 0 | 0 | 0 | 0
2016-02-11 16:00 | 0 | 0 | 0 | 0 | 0 | 0 | 729459.5533 | 499570 | 0 | 0 | 0 | 0 | 198884.1747 | 0 | 0 | 0 | 0 | 0 | 0 | 5444868.3477 | 0 | 0 | 0 | 0 | 0 | 0 | 0 | 0 | 0 | 0 | 0 | 0 | 0 | 0 | 0 | 0 | 0 | 0 | 0 | 0 | 0 | 229889.5533 | 0 | 0 | 0 | 0 | 0 | 0 | 0 | 0 | 0 | 0
2016-02-11 17:00 | 0 | 0 | 0 | 0 | 0 | 0 | 729579.3178 | 487907 | 0 | 0 | 0 | 0 | 128025.2243 | 0 | 0 | 0 | 0 | 0 | 0 | 5757399.6159 | 0 | 0 | 0 | 0 | 0 | 0 | 0 | 0 | 0 | 0 | 0 | 0 | -70858.9504 | 0 | 0 | 0 | 0 | 0 | 0 | 0 | 0 | 312531.2682 | 0 | 0 | 0 | 0 | 0 | 0 | 0 | 0 | 0 | 0
2016-02-11 18:00 | 0 | 0 | 0 | 0 | 0 | 0 | 702056.1306 | 479400 | 0 | 0 | 0 | 0 | 198884.1747 | 0 | 0 | 0 | 0 | 0 | 0 | 5909196.7961 | 0 | 0 | 0 | 0 | 0 | 0 | 0 | 0 | 0 | 0 | 0 | 0 | 70858.9504 | 0 | 0 | 0 | 0 | 0 | 0 | 0 | 0 | 151797.1802 | 0 | 0 | 0 | 0 | 0 | 0 | 0 | 0 | 0 | 0
2016-02-11 19:00 | 0 | 0 | 0 | 0 | 0 | 0 | 686151.6419 | 473142 | 0 | 0 | 0 | 0 | 128025.2243 | 0 | 0 | 0 | 0 | 0 | 0 | 6193065.3883 | 0 | 0 | 0 | 0 | 0 | 0 | 0 | 0 | 0 | 0 | 0 | 0 | -70858.9504 | 0 | 0 | 0 | 0 | 0 | 0 | 0 | 0 | 283868.5923 | 0 | 0 | 0 | 0 | 0 | 0 | 0 | 0 | 0 | 0
2016-02-11 20:00 | 0 | 0 | 0 | 0 | 0 | 0 | 695923.0581 | 469165 | 0 | 0 | 0 | 0 | 57166.2739 | 0 | 0 | 0 | 0 | 0 | 0 | 6490682.3968 | 0 | 0 | 0 | 0 | 0 | 0 | 0 | 0 | 0 | 0 | 0 | 0 | -70858.9504 | 0 | 0 | 0 | 0 | 0 | 0 | 0 | 0 | 297617.0085 | 0 | 0 | 0 | 0 | 0 | 0 | 0 | 0 | 0 | 0
2016-02-11 21:00 | 0 | 0 | 0 | 0 | 0 | 0 | 715291.7906 | 471140 | 0 | 0 | 0 | 0 | 128025.2243 | 0 | 0 | 0 | 0 | 0 | 0 | 6663975.237 | 0 | 0 | 0 | 0 | 0 | 0 | 0 | 0 | 0 | 0 | 0 | 0 | 70858.9504 | 0 | 0 | 0 | 0 | 0 | 0 | 0 | 0 | 173292.8402 | 0 | 0 | 0 | 0 | 0 | 0 | 0 | 0 | 0 | 0
2016-02-11 22:00 | 0 | 0 | 0 | 0 | 0 | 0 | 656633.9568 | 481798 | 0 | 0 | 0 | 0 | 198884.1747 | 0 | 0 | 0 | 0 | 0 | 0 | 6767952.2433 | 0 | 0 | 0 | 0 | 0 | 0 | 0 | 0 | 0 | 0 | 0 | 0 | 70858.9504 | 0 | 0 | 0 | 0 | 0 | 0 | 0 | 0 | 103977.0064 | 0 | 0 | 0 | 0 | 0 | 0 | 0 | 0 | 0 | 0
2016-02-11 23:00 | 0 | 0 | 0 | 0 | 0 | 0 | 376800.9621 | 501780 | 0 | 0 | 0 | 0 | 198884.1747 | 0 | 0 | 0 | 0 | 0 | 0 | 6642973.2055 | 0 | 0 | 0 | 0 | 0 | 0 | 0 | 0 | 0 | 0 | 0 | 0 | 0 | 0 | 0 | 0 | 0 | 0 | 0 | 0 | 0 | 167271.1805 | 292250.2184 | 0 | 0 | 0 | 0 | 0 | 0 | 0 | 0 | 0
2016-02-12 | 0 | 0 | 0 | 0 | 0 | 280879.9463 | 38562.9588 | 515314 | 0 | 0 | 0 | 0 | 128025.2243 | 0 | 0 | 0 | 0 | 0 | 0 | 6517961.0609 | 0 | 0 | 0 | 0 | 0 | 0 | 0 | 0 | 0 | 0 | 0 | 0 | -70858.9504 | 0 | 0 | 0 | 0 | 0 | 0 | 0 | 0 | 167238.0739 | 292250.2184 | 0 | 0 | 0 | 0 | 0 | 0 | 0 | 0 | 0
2016-02-12 01:00 | 0 | 0 | 0 | 0 | 0 | 282044.6858 | 0 | 517658 | 0 | 0 | 0 | 0 | 91963.8478 | 0 | 0 | 0 | 0 | 0 | 0 | 6318409.1232 | 0 | 0 | 0 | 0 | 0 | 0 | 0 | 0 | 0 | 0 | 0 | 0 | -36061.3764 | 0 | 0 | 0 | 0 | 0 | 0 | 0 | 0 | 92698.2807 | 292250.2184 | 0 | 0 | 0 | 0 | 0 | 0 | 0 | 0 | 0
2016-02-12 02:00 | 0 | 0 | 0 | 0 | 0 | 271821.046 | 0 | 510551 | 0 | 0 | 0 | 0 | 145484.1122 | 0 | 0 | 0 | 0 | 0 | 0 | 6026158.9048 | 0 | 0 | 0 | 0 | 0 | 0 | 0 | 0 | 0 | 0 | 0 | 0 | 53520.2644 | 0 | 0 | 0 | 0 | 0 | 0 | 0 | 0 | 0 | 292250.2184 | 0 | 0 | 0 | 0 | 0 | 0 | 0 | 0 | 0
2016-02-12 03:00 | 0 | 0 | 0 | 0 | 0 | 254050.8441 | 0 | 492901 | 0 | 0 | 0 | 0 | 198884.1747 | 0 | 0 | 0 | 0 | 0 | 0 | 5733908.6865 | 0 | 0 | 0 | 0 | 0 | 0 | 0 | 0 | 0 | 0 | 0 | 0 | 53400.0625 | 0 | 0 | 0 | 0 | 0 | 0 | 0 | 0 | 0 | 292250.2184 | 0 | 0 | 0 | 0 | 0 | 0 | 0 | 0 | 0
2016-02-12 04:00 | 0 | 0 | 0 | 0 | 0 | 238021.1601 | 0 | 471644 | 0 | 0 | 0 | 0 | 128025.2243 | 0 | 0 | 0 | 0 | 0 | 0 | 5571144.7969 | 0 | 0 | 0 | 0 | 0 | 0 | 0 | 0 | 0 | 0 | 0 | 0 | -70858.9504 | 0 | 0 | 0 | 0 | 0 | 0 | 0 | 0 | 129486.3289 | 292250.2184 | 0 | 0 | 0 | 0 | 0 | 0 | 0 | 0 | 0
2016-02-12 05:00 | 0 | 0 | 0 | 0 | 0 | 88708.8312 | 0 | 451818 | 0 | 0 | 0 | 0 | 57166.2739 | 0 | 0 | 0 | 0 | 0 | 0 | 5278894.5786 | 0 | 0 | 0 | 0 | 0 | 0 | 0 | 0 | 0 | 0 | 0 | 0 | -70858.9504 | 0 | 0 | 0 | 0 | 0 | 0 | 0 | 0 | 0 | 292250.2184 | 0 | 0 | 0 | 0 | 0 | 0 | 0 | 0 | 0
2016-02-12 06:00 | 0 | 0 | 0 | 0 | 0 | 241938.6584 | 0 | 438740 | 0 | 0 | 0 | 0 | 70858.9504 | 0 | 0 | 0 | 0 | 0 | 0 | 5068400.5604 | 0 | 0 | 0 | 0 | 0 | 0 | 0 | 0 | 0 | 0 | 0 | 0 | 13692.6765 | 0 | 0 | 0 | 0 | 0 | 0 | 0 | 0 | 81756.2002 | 292250.2184 | 0 | 0 | 0 | 0 | 0 | 0 | 0 | 0 | 0
2016-02-12 07:00 | 0 | 0 | 0 | 0 | 0 | 259503.9324 | 0 | 430656 | 0 | 0 | 0 | 0 | 0 | 0 | 0 | 0 | 0 | 0 | 0 | 4968107.4431 | 0 | 0 | 0 | 0 | 0 | 0 | 0 | 0 | 0 | 0 | 0 | 0 | -70858.9504 | 0 | 0 | 0 | 0 | 0 | 0 | 0 | 0 | 191957.1011 | 292250.2184 | 0 | 0 | 0 | 0 | 0 | 0 | 0 | 0 | 0
2016-02-12 08:00 | 0 | 0 | 0 | 0 | 0 | 284658.8321 | 0 | 426606 | 0 | 0 | 0 | 0 | 0 | 0 | 0 | 0 | 0 | 0 | 0 | 4826160.2752 | 0 | 0 | 0 | 0 | 0 | 0 | 0 | 0 | 0 | 0 | 0 | 0 | 0 | 0 | 0 | 0 | 0 | 0 | 0 | 0 | 0 | 150303.0505 | 292250.2184 | 0 | 0 | 0 | 0 | 0 | 0 | 0 | 0 | 0
2016-02-12 09:00 | 0 | 0 | 0 | 0 | 0 | 314094.3849 | 0 | 429427 | 0 | 0 | 0 | 0 | 70858.9504 | 0 | 0 | 0 | 0 | 0 | 0 | 4639968.7097 | 0 | 0 | 0 | 0 | 0 | 0 | 0 | 0 | 0 | 0 | 0 | 0 | 70858.9504 | 0 | 0 | 0 | 0 | 0 | 0 | 0 | 0 | 106058.6529 | 292250.2184 | 0 | 0 | 0 | 0 | 0 | 0 | 0 | 0 | 0
2016-02-12 10:00 | 0 | 0 | 0 | 0 | 0 | 81077.8312 | 0 | 444187 | 0 | 0 | 0 | 0 | 0 | 0 | 0 | 0 | 0 | 0 | 0 | 4347718.4913 | 0 | 0 | 0 | 0 | 0 | 0 | 0 | 0 | 0 | 0 | 0 | 0 | -70858.9504 | 0 | 0 | 0 | 0 | 0 | 0 | 0 | 0 | 0 | 292250.2184 | 0 | 0 | 0 | 0 | 0 | 0 | 0 | 0 | 0
2016-02-12 11:00 | 0 | 0 | 0 | 0 | 0 | 367994.1734 | 0 | 475473 | 0 | 0 | 0 | 0 | 70858.9504 | 0 | 0 | 0 | 0 | 0 | 0 | 4169380.7144 | 0 | 0 | 0 | 0 | 0 | 0 | 0 | 0 | 0 | 0 | 0 | 0 | 70858.9504 | 0 | 0 | 0 | 0 | 0 | 0 | 0 | 0 | 113912.4414 | 292250.2184 | 0 | 0 | 0 | 0 | 0 | 0 | 0 | 0 | 0
2016-02-12 12:00 | 0 | 0 | 0 | 0 | 0 | 380303.258 | 0 | 502426 | 0 | 0 | 0 | 0 | 0 | 0 | 0 | 0 | 0 | 0 | 0 | 4118116.9228 | 0 | 0 | 0 | 0 | 0 | 0 | 0 | 0 | 0 | 0 | 0 | 0 | -70858.9504 | 0 | 0 | 0 | 0 | 0 | 0 | 0 | 0 | 240986.4268 | 292250.2184 | 0 | 0 | 0 | 0 | 0 | 0 | 0 | 0 | 0
2016-02-12 13:00 | 0 | 0 | 0 | 0 | 0 | 366097.638 | 459.6862 | 508523 | 0 | 0 | 0 | 0 | 70858.9504 | 0 | 0 | 0 | 0 | 0 | 0 | 3905292.2966 | 0 | 0 | 0 | 0 | 0 | 0 | 0 | 0 | 0 | 0 | 0 | 0 | 70858.9504 | 0 | 0 | 0 | 0 | 0 | 0 | 0 | 0 | 79425.5922 | 292250.2184 | 0 | 0 | 0 | 0 | 0 | 0 | 0 | 0 | 0
2016-02-12 14:00 | 0 | 0 | 0 | 0 | 0 | 0 | 194224.485 | 506503 | 0 | 0 | 0 | 0 | 0 | 0 | 0 | 0 | 0 | 0 | 0 | 3663872.732 | 0 | 0 | 0 | 0 | 0 | 0 | 0 | 0 | 0 | 0 | 0 | 0 | -70858.9504 | 0 | 0 | 0 | 0 | 0 | 0 | 0 | 0 | 50830.6538 | 292250.2184 | 0 | 0 | 0 | 0 | 0 | 0 | 0 | 0 | 0
2016-02-12 15:00 | 0 | 0 | 0 | 0 | 0 | 0 | 662548.1266 | 502566 | 0 | 0 | 0 | 0 | 70858.9504 | 0 | 0 | 0 | 0 | 0 | 0 | 3752995.9081 | 0 | 0 | 0 | 0 | 0 | 0 | 0 | 0 | 0 | 0 | 0 | 0 | 70858.9504 | 0 | 0 | 0 | 0 | 0 | 0 | 0 | 0 | 89123.1762 | 0 | 0 | 0 | 0 | 0 | 0 | 0 | 0 | 0 | 0
2016-02-12 16:00 | 0 | 0 | 0 | 0 | 0 | 0 | 726851.3884 | 495536 | 0 | 0 | 0 | 0 | 0 | 0 | 0 | 0 | 0 | 0 | 0 | 4055170.2469 | 0 | 0 | 0 | 0 | 0 | 0 | 0 | 0 | 0 | 0 | 0 | 0 | -70858.9504 | 0 | 0 | 0 | 0 | 0 | 0 | 0 | 0 | 302174.3388 | 0 | 0 | 0 | 0 | 0 | 0 | 0 | 0 | 0 | 0
2016-02-12 17:00 | 0 | 0 | 0 | 0 | 0 | 0 | 714620.7719 | 486750 | 0 | 0 | 0 | 0 | 0 | 0 | 0 | 0 | 0 | 0 | 0 | 4283041.0189 | 0 | 0 | 0 | 0 | 0 | 0 | 0 | 0 | 0 | 0 | 0 | 0 | 0 | 0 | 0 | 0 | 0 | 0 | 0 | 0 | 0 | 227870.7719 | 0 | 0 | 0 | 0 | 0 | 0 | 0 | 0 | 0 | 0
2016-02-12 18:00 | 0 | 0 | 0 | 0 | 0 | 0 | 689814.9538 | 481045 | 0 | 0 | 0 | 0 | 70858.9504 | 0 | 0 | 0 | 0 | 0 | 0 | 4420952.0223 | 0 | 0 | 0 | 0 | 0 | 0 | 0 | 0 | 0 | 0 | 0 | 0 | 70858.9504 | 0 | 0 | 0 | 0 | 0 | 0 | 0 | 0 | 137911.0034 | 0 | 0 | 0 | 0 | 0 | 0 | 0 | 0 | 0 | 0
2016-02-12 19:00 | 0 | 0 | 0 | 0 | 0 | 0 | 677825.1114 | 477507 | 0 | 0 | 0 | 0 | 128025.2243 | 0 | 0 | 0 | 0 | 0 | 0 | 4564103.8598 | 0 | 0 | 0 | 0 | 0 | 0 | 0 | 0 | 0 | 0 | 0 | 0 | 57166.2739 | 0 | 0 | 0 | 0 | 0 | 0 | 0 | 0 | 143151.8375 | 0 | 0 | 0 | 0 | 0 | 0 | 0 | 0 | 0 | 0
2016-02-12 20:00 | 0 | 0 | 0 | 0 | 0 | 0 | 689987.8548 | 475470 | 0 | 0 | 0 | 0 | 57166.2739 | 0 | 0 | 0 | 0 | 0 | 0 | 4849480.665 | 0 | 0 | 0 | 0 | 0 | 0 | 0 | 0 | 0 | 0 | 0 | 0 | -70858.9504 | 0 | 0 | 0 | 0 | 0 | 0 | 0 | 0 | 285376.8052 | 0 | 0 | 0 | 0 | 0 | 0 | 0 | 0 | 0 | 0
2016-02-12 21:00 | 0 | 0 | 0 | 0 | 0 | 0 | 709525.817 | 475511 | 0 | 0 | 0 | 0 | 128025.2243 | 0 | 0 | 0 | 0 | 0 | 0 | 5012636.5315 | 0 | 0 | 0 | 0 | 0 | 0 | 0 | 0 | 0 | 0 | 0 | 0 | 70858.9504 | 0 | 0 | 0 | 0 | 0 | 0 | 0 | 0 | 163155.8666 | 0 | 0 | 0 | 0 | 0 | 0 | 0 | 0 | 0 | 0
2016-02-12 22:00 | 0 | 0 | 0 | 0 | 0 | 0 | 662369.3801 | 480587 | 0 | 0 | 0 | 0 | 198884.1747 | 0 | 0 | 0 | 0 | 0 | 0 | 5123559.9612 | 0 | 0 | 0 | 0 | 0 | 0 | 0 | 0 | 0 | 0 | 0 | 0 | 70858.9504 | 0 | 0 | 0 | 0 | 0 | 0 | 0 | 0 | 110923.4297 | 0 | 0 | 0 | 0 | 0 | 0 | 0 | 0 | 0 | 0
2016-02-12 23:00 | 0 | 0 | 0 | 0 | 0 | 0 | 432661.109 | 492585 | 0 | 0 | 0 | 0 | 128025.2243 | 0 | 0 | 0 | 0 | 0 | 0 | 5134495.0206 | 0 | 0 | 0 | 0 | 0 | 0 | 0 | 0 | 0 | 0 | 0 | 0 | -70858.9504 | 0 | 0 | 0 | 0 | 0 | 0 | 0 | 0 | 10935.0594 | 0 | 0 | 0 | 0 | 0 | 0 | 0 | 0 | 0 | 0
2016-02-13 | 0 | 0 | 0 | 0 | 0 | 453550.6755 | 67385.2606 | 499809 | 0 | 0 | 0 | 0 | 128025.2243 | 0 | 0 | 0 | 0 | 0 | 0 | 5155621.9568 | 0 | 0 | 0 | 0 | 0 | 0 | 0 | 0 | 0 | 0 | 0 | 0 | 0 | 0 | 0 | 0 | 0 | 0 | 0 | 0 | 0 | 313377.1546 | 292250.2184 | 0 | 0 | 0 | 0 | 0 | 0 | 0 | 0 | 0
2016-02-13 01:00 | 0 | 0 | 0 | 0 | 0 | 277339.7083 | 0.023726 | 498731 | 0 | 0 | 0 | 0 | 198884.1747 | 0 | 0 | 0 | 0 | 0 | 0 | 4863371.7384 | 0 | 0 | 0 | 0 | 0 | 0 | 0 | 0 | 0 | 0 | 0 | 0 | 70858.9504 | 0 | 0 | 0 | 0 | 0 | 0 | 0 | 0 | 0 | 292250.2184 | 0 | 0 | 0 | 0 | 0 | 0 | 0 | 0 | 0
2016-02-13 02:00 | 0 | 0 | 0 | 0 | 0 | 421061.0496 | 0 | 491920 | 0 | 0 | 0 | 0 | 128025.2243 | 0 | 0 | 0 | 0 | 0 | 0 | 4863371.7384 | 0 | 0 | 0 | 0 | 0 | 0 | 0 | 0 | 0 | 0 | 0 | 0 | -70858.9504 | 0 | 0 | 0 | 0 | 0 | 0 | 0 | 0 | 0 | 0 | 0 | 0 | 0 | 0 | 0 | 0 | 0 | 0 | 0
2016-02-13 03:00 | 0 | 0 | 0 | 0 | 0 | 430280.0918 | 0 | 479170 | 0 | 0 | 0 | 0 | 198884.1747 | 0 | 0 | 0 | 0 | 0 | 0 | 4743622.8798 | 0 | 0 | 0 | 0 | 0 | 0 | 0 | 0 | 0 | 0 | 0 | 0 | 70858.9504 | 0 | 0 | 0 | 0 | 0 | 0 | 0 | 0 | 172501.3598 | 292250.2184 | 0 | 0 | 0 | 0 | 0 | 0 | 0 | 0 | 0
2016-02-13 04:00 | 0 | 0 | 0 | 0 | 0 | 410585.9114 | 0 | 462280 | 0 | 0 | 0 | 0 | 198884.1747 | 0 | 0 | 0 | 0 | 0 | 0 | 4691928.7912 | 0 | 0 | 0 | 0 | 0 | 0 | 0 | 0 | 0 | 0 | 0 | 0 | 0 | 0 | 0 | 0 | 0 | 0 | 0 | 0 | 0 | 240556.1298 | 292250.2184 | 0 | 0 | 0 | 0 | 0 | 0 | 0 | 0 | 0
2016-02-13 05:00 | 0 | 0 | 0 | 0 | 0 | 388815.99 | 0 | 446151 | 0 | 0 | 0 | 0 | 128025.2243 | 0 | 0 | 0 | 0 | 0 | 0 | 4705452.7316 | 0 | 0 | 0 | 0 | 0 | 0 | 0 | 0 | 0 | 0 | 0 | 0 | -70858.9504 | 0 | 0 | 0 | 0 | 0 | 0 | 0 | 0 | 305774.1588 | 292250.2184 | 0 | 0 | 0 | 0 | 0 | 0 | 0 | 0 | 0
2016-02-13 06:00 | 0 | 0 | 0 | 0 | 0 | 212625.732 | 0 | 434017 | 0 | 0 | 0 | 0 | 198884.1747 | 0 | 0 | 0 | 0 | 0 | 0 | 4413202.5132 | 0 | 0 | 0 | 0 | 0 | 0 | 0 | 0 | 0 | 0 | 0 | 0 | 70858.9504 | 0 | 0 | 0 | 0 | 0 | 0 | 0 | 0 | 0 | 292250.2184 | 0 | 0 | 0 | 0 | 0 | 0 | 0 | 0 | 0
2016-02-13 07:00 | 0 | 0 | 0 | 0 | 0 | 351875.5418 | 0 | 426569 | 0 | 0 | 0 | 0 | 198884.1747 | 0 | 0 | 0 | 0 | 0 | 0 | 4338509.055 | 0 | 0 | 0 | 0 | 0 | 0 | 0 | 0 | 0 | 0 | 0 | 0 | 0 | 0 | 0 | 0 | 0 | 0 | 0 | 0 | 0 | 217556.7602 | 292250.2184 | 0 | 0 | 0 | 0 | 0 | 0 | 0 | 0 | 0
2016-02-13 08:00 | 0 | 0 | 0 | 0 | 0 | 60202.8312 | 0 | 423312 | 0 | 0 | 0 | 0 | 128025.2243 | 0 | 0 | 0 | 0 | 0 | 0 | 4046258.8366 | 0 | 0 | 0 | 0 | 0 | 0 | 0 | 0 | 0 | 0 | 0 | 0 | -70858.9504 | 0 | 0 | 0 | 0 | 0 | 0 | 0 | 0 | 0 | 292250.2184 | 0 | 0 | 0 | 0 | 0 | 0 | 0 | 0 | 0
2016-02-13 09:00 | 0 | 0 | 0 | 0 | 0 | 338077.0585 | 0 | 425077 | 0 | 0 | 0 | 0 | 198884.1747 | 0 | 0 | 0 | 0 | 0 | 0 | 3888399.9447 | 0 | 0 | 0 | 0 | 0 | 0 | 0 | 0 | 0 | 0 | 0 | 0 | 70858.9504 | 0 | 0 | 0 | 0 | 0 | 0 | 0 | 0 | 134391.3265 | 292250.2184 | 0 | 0 | 0 | 0 | 0 | 0 | 0 | 0 | 0
2016-02-13 10:00 | 0 | 0 | 0 | 0 | 0 | 140120.7816 | 0 | 432371 | 0 | 0 | 0 | 0 | 198884.1747 | 0 | 0 | 0 | 0 | 0 | 0 | 3596149.7263 | 0 | 0 | 0 | 0 | 0 | 0 | 0 | 0 | 0 | 0 | 0 | 0 | 0 | 0 | 0 | 0 | 0 | 0 | 0 | 0 | 0 | 0 | 292250.2184 | 0 | 0 | 0 | 0 | 0 | 0 | 0 | 0 | 0
2016-02-13 11:00 | 0 | 0 | 0 | 0 | 0 | 347634.5204 | 0 | 445669 | 0 | 0 | 0 | 0 | 128025.2243 | 0 | 0 | 0 | 0 | 0 | 0 | 3568974.1971 | 0 | 0 | 0 | 0 | 0 | 0 | 0 | 0 | 0 | 0 | 0 | 0 | -70858.9504 | 0 | 0 | 0 | 0 | 0 | 0 | 0 | 0 | 265074.6891 | 292250.2184 | 0 | 0 | 0 | 0 | 0 | 0 | 0 | 0 | 0
2016-02-13 12:00 | 0 | 0 | 0 | 0 | 0 | 98987.8312 | 0 | 462097 | 0 | 0 | 0 | 0 | 57166.2739 | 0 | 0 | 0 | 0 | 0 | 0 | 3276723.9787 | 0 | 0 | 0 | 0 | 0 | 0 | 0 | 0 | 0 | 0 | 0 | 0 | -70858.9504 | 0 | 0 | 0 | 0 | 0 | 0 | 0 | 0 | 0 | 292250.2184 | 0 | 0 | 0 | 0 | 0 | 0 | 0 | 0 | 0
2016-02-13 13:00 | 0 | 0 | 0 | 0 | 0 | 372693.8415 | 558.9201 | 476177 | 0 | 0 | 0 | 0 | 128025.2243 | 0 | 0 | 0 | 0 | 0 | 0 | 3102940.7899 | 0 | 0 | 0 | 0 | 0 | 0 | 0 | 0 | 0 | 0 | 0 | 0 | 70858.9504 | 0 | 0 | 0 | 0 | 0 | 0 | 0 | 0 | 118467.0296 | 292250.2184 | 0 | 0 | 0 | 0 | 0 | 0 | 0 | 0 | 0
2016-02-13 14:00 | 0 | 0 | 0 | 0 | 0 | 386688.9702 | 154581.982 | 484883 | 0 | 0 | 0 | 0 | 144956.3549 | 0 | 0 | 0 | 0 | 0 | 0 | 3142397.6115 | 0 | 0 | 0 | 0 | 0 | 0 | 0 | 0 | 0 | 0 | 0 | 0 | 16931.1306 | 0 | 0 | 0 | 0 | 0 | 0 | 0 | 0 | 331707.04 | 292250.2184 | 0 | 0 | 0 | 0 | 0 | 0 | 0 | 0 | 0
2016-02-13 15:00 | 0 | 0 | 0 | 0 | 0 | 295546.2881 | 575670.5717 | 485582 | 0 | 0 | 0 | 0 | 198884.1747 | 0 | 0 | 0 | 0 | 0 | 0 | 3474104.6515 | 0 | 0 | 0 | 0 | 0 | 0 | 0 | 0 | 0 | 0 | 0 | 0 | 53927.8198 | 0 | 0 | 0 | 0 | 0 | 0 | 0 | 0 | 331707.04 | 0 | 0 | 0 | 0 | 0 | 0 | 0 | 0 | 0 | 0
2016-02-13 16:00 | 0 | 0 | 0 | 0 | 0 | 0 | 681017.2162 | 480430 | 0 | 0 | 0 | 0 | 128025.2243 | 0 | 0 | 0 | 0 | 0 | 0 | 3745550.818 | 0 | 0 | 0 | 0 | 0 | 0 | 0 | 0 | 0 | 0 | 0 | 0 | -70858.9504 | 0 | 0 | 0 | 0 | 0 | 0 | 0 | 0 | 271446.1666 | 0 | 0 | 0 | 0 | 0 | 0 | 0 | 0 | 0 | 0
2016-02-13 17:00 | 0 | 0 | 0 | 0 | 0 | 0 | 698842.9482 | 471854 | 0 | 0 | 0 | 0 | 198884.1747 | 0 | 0 | 0 | 0 | 0 | 0 | 3901680.8159 | 0 | 0 | 0 | 0 | 0 | 0 | 0 | 0 | 0 | 0 | 0 | 0 | 70858.9504 | 0 | 0 | 0 | 0 | 0 | 0 | 0 | 0 | 156129.9978 | 0 | 0 | 0 | 0 | 0 | 0 | 0 | 0 | 0 | 0
2016-02-13 18:00 | 0 | 0 | 0 | 0 | 0 | 41648.5976 | 681868.492 | 462669 | 0 | 0 | 0 | 0 | 128025.2243 | 0 | 0 | 0 | 0 | 0 | 0 | 4233387.8559 | 0 | 0 | 0 | 0 | 0 | 0 | 0 | 0 | 0 | 0 | 0 | 0 | -70858.9504 | 0 | 0 | 0 | 0 | 0 | 0 | 0 | 0 | 331707.04 | 0 | 0 | 0 | 0 | 0 | 0 | 0 | 0 | 0 | 0
2016-02-13 19:00 | 0 | 0 | 0 | 0 | 0 | 0 | 672625.4771 | 456167 | 0 | 0 | 0 | 0 | 171908.0351 | 0 | 0 | 0 | 0 | 0 | 0 | 4405963.5221 | 0 | 0 | 0 | 0 | 0 | 0 | 0 | 0 | 0 | 0 | 0 | 0 | 43882.8108 | 0 | 0 | 0 | 0 | 0 | 0 | 0 | 0 | 172575.6663 | 0 | 0 | 0 | 0 | 0 | 0 | 0 | 0 | 0 | 0
2016-02-13 20:00 | 0 | 0 | 0 | 0 | 0 | 0 | 686118.0954 | 452362 | 0 | 0 | 0 | 0 | 101049.0847 | 0 | 0 | 0 | 0 | 0 | 0 | 4710578.5679 | 0 | 0 | 0 | 0 | 0 | 0 | 0 | 0 | 0 | 0 | 0 | 0 | -70858.9504 | 0 | 0 | 0 | 0 | 0 | 0 | 0 | 0 | 304615.0458 | 0 | 0 | 0 | 0 | 0 | 0 | 0 | 0 | 0 | 0
2016-02-13 21:00 | 0 | 0 | 0 | 0 | 0 | 114783.3945 | 699036.7851 | 455137 | 0 | 0 | 0 | 0 | 128025.2243 | 0 | 0 | 0 | 0 | 0 | 0 | 5042285.6079 | 0 | 0 | 0 | 0 | 0 | 0 | 0 | 0 | 0 | 0 | 0 | 0 | 26976.1396 | 0 | 0 | 0 | 0 | 0 | 0 | 0 | 0 | 331707.04 | 0 | 0 | 0 | 0 | 0 | 0 | 0 | 0 | 0 | 0
2016-02-13 22:00 | 0 | 0 | 0 | 0 | 0 | 0 | 663796.0416 | 466557 | 0 | 0 | 0 | 0 | 198884.1747 | 0 | 0 | 0 | 0 | 0 | 0 | 5168665.6992 | 0 | 0 | 0 | 0 | 0 | 0 | 0 | 0 | 0 | 0 | 0 | 0 | 70858.9504 | 0 | 0 | 0 | 0 | 0 | 0 | 0 | 0 | 126380.0912 | 0 | 0 | 0 | 0 | 0 | 0 | 0 | 0 | 0 | 0
2016-02-13 23:00 | 0 | 0 | 0 | 0 | 0 | 0 | 439320.7981 | 487773 | 0 | 0 | 0 | 0 | 128025.2243 | 0 | 0 | 0 | 0 | 0 | 0 | 5191072.4476 | 0 | 0 | 0 | 0 | 0 | 0 | 0 | 0 | 0 | 0 | 0 | 0 | -70858.9504 | 0 | 0 | 0 | 0 | 0 | 0 | 0 | 0 | 22406.7485 | 0 | 0 | 0 | 0 | 0 | 0 | 0 | 0 | 0 | 0
2016-02-14 | 0 | 0 | 0 | 0 | 0 | 520342.7772 | 91169.9948 | 501197 | 0 | 0 | 0 | 0 | 198884.1747 | 0 | 0 | 0 | 0 | 0 | 0 | 5230529.2692 | 0 | 0 | 0 | 0 | 0 | 0 | 0 | 0 | 0 | 0 | 0 | 0 | 70858.9504 | 0 | 0 | 0 | 0 | 0 | 0 | 0 | 0 | 331707.04 | 292250.2184 | 0 | 0 | 0 | 0 | 0 | 0 | 0 | 0 | 0
2016-02-14 01:00 | 0 | 0 | 0 | 0 | 0 | 473269.7322 | 3.139 | 504675 | 0 | 0 | 0 | 0 | 128025.2243 | 0 | 0 | 0 | 0 | 0 | 0 | 5269986.0908 | 0 | 0 | 0 | 0 | 0 | 0 | 0 | 0 | 0 | 0 | 0 | 0 | -70858.9504 | 0 | 0 | 0 | 0 | 0 | 0 | 0 | 0 | 331707.04 | 292250.2184 | 0 | 0 | 0 | 0 | 0 | 0 | 0 | 0 | 0
2016-02-14 02:00 | 0 | 0 | 0 | 0 | 0 | 612256.772 | 0 | 501941 | 0 | 0 | 0 | 0 | 198884.1747 | 0 | 0 | 0 | 0 | 0 | 0 | 5309442.9125 | 0 | 0 | 0 | 0 | 0 | 0 | 0 | 0 | 0 | 0 | 0 | 0 | 70858.9504 | 0 | 0 | 0 | 0 | 0 | 0 | 0 | 0 | 331707.04 | 292250.2184 | 0 | 0 | 0 | 0 | 0 | 0 | 0 | 0 | 0
2016-02-14 03:00 | 0 | 0 | 0 | 0 | 0 | 200964.7816 | 0 | 493215 | 0 | 0 | 0 | 0 | 198884.1747 | 0 | 0 | 0 | 0 | 0 | 0 | 5017192.6941 | 0 | 0 | 0 | 0 | 0 | 0 | 0 | 0 | 0 | 0 | 0 | 0 | 0 | 0 | 0 | 0 | 0 | 0 | 0 | 0 | 0 | 0 | 292250.2184 | 0 | 0 | 0 | 0 | 0 | 0 | 0 | 0 | 0
2016-02-14 04:00 | 0 | 0 | 0 | 0 | 0 | 447566.8712 | 0 | 478969 | 0 | 0 | 0 | 0 | 128025.2243 | 0 | 0 | 0 | 0 | 0 | 0 | 5056649.5157 | 0 | 0 | 0 | 0 | 0 | 0 | 0 | 0 | 0 | 0 | 0 | 0 | -70858.9504 | 0 | 0 | 0 | 0 | 0 | 0 | 0 | 0 | 331707.04 | 292250.2184 | 0 | 0 | 0 | 0 | 0 | 0 | 0 | 0 | 0
2016-02-14 05:00 | 0 | 0 | 0 | 0 | 0 | 242756.732 | 0 | 464148 | 0 | 0 | 0 | 0 | 198884.1747 | 0 | 0 | 0 | 0 | 0 | 0 | 4764399.2973 | 0 | 0 | 0 | 0 | 0 | 0 | 0 | 0 | 0 | 0 | 0 | 0 | 70858.9504 | 0 | 0 | 0 | 0 | 0 | 0 | 0 | 0 | 0 | 292250.2184 | 0 | 0 | 0 | 0 | 0 | 0 | 0 | 0 | 0
2016-02-14 06:00 | 0 | 0 | 0 | 0 | 0 | 422488.8712 | 0 | 453891 | 0 | 0 | 0 | 0 | 128025.2243 | 0 | 0 | 0 | 0 | 0 | 0 | 4803856.1189 | 0 | 0 | 0 | 0 | 0 | 0 | 0 | 0 | 0 | 0 | 0 | 0 | -70858.9504 | 0 | 0 | 0 | 0 | 0 | 0 | 0 | 0 | 331707.04 | 292250.2184 | 0 | 0 | 0 | 0 | 0 | 0 | 0 | 0 | 0
2016-02-14 07:00 | 0 | 0 | 0 | 0 | 0 | 225850.732 | 0 | 447242 | 0 | 0 | 0 | 0 | 198884.1747 | 0 | 0 | 0 | 0 | 0 | 0 | 4511605.9005 | 0 | 0 | 0 | 0 | 0 | 0 | 0 | 0 | 0 | 0 | 0 | 0 | 70858.9504 | 0 | 0 | 0 | 0 | 0 | 0 | 0 | 0 | 0 | 292250.2184 | 0 | 0 | 0 | 0 | 0 | 0 | 0 | 0 | 0
2016-02-14 08:00 | 0 | 0 | 0 | 0 | 0 | 482892.8216 | 0 | 443436 | 0 | 0 | 0 | 0 | 198884.1747 | 0 | 0 | 0 | 0 | 0 | 0 | 4551062.7221 | 0 | 0 | 0 | 0 | 0 | 0 | 0 | 0 | 0 | 0 | 0 | 0 | 0 | 0 | 0 | 0 | 0 | 0 | 0 | 0 | 0 | 331707.04 | 292250.2184 | 0 | 0 | 0 | 0 | 0 | 0 | 0 | 0 | 0
2016-02-14 09:00 | 0 | 0 | 0 | 0 | 0 | 79296.8312 | 0 | 442406 | 0 | 0 | 0 | 0 | 128025.2243 | 0 | 0 | 0 | 0 | 0 | 0 | 4258812.5038 | 0 | 0 | 0 | 0 | 0 | 0 | 0 | 0 | 0 | 0 | 0 | 0 | -70858.9504 | 0 | 0 | 0 | 0 | 0 | 0 | 0 | 0 | 0 | 292250.2184 | 0 | 0 | 0 | 0 | 0 | 0 | 0 | 0 | 0
2016-02-14 10:00 | 0 | 0 | 0 | 0 | 0 | 556659.772 | 0 | 446344 | 0 | 0 | 0 | 0 | 198884.1747 | 0 | 0 | 0 | 0 | 0 | 0 | 4298269.3254 | 0 | 0 | 0 | 0 | 0 | 0 | 0 | 0 | 0 | 0 | 0 | 0 | 70858.9504 | 0 | 0 | 0 | 0 | 0 | 0 | 0 | 0 | 331707.04 | 292250.2184 | 0 | 0 | 0 | 0 | 0 | 0 | 0 | 0 | 0
2016-02-14 11:00 | 0 | 0 | 0 | 0 | 0 | 163699.7816 | 0 | 455950 | 0 | 0 | 0 | 0 | 198884.1747 | 0 | 0 | 0 | 0 | 0 | 0 | 4006019.107 | 0 | 0 | 0 | 0 | 0 | 0 | 0 | 0 | 0 | 0 | 0 | 0 | 0 | 0 | 0 | 0 | 0 | 0 | 0 | 0 | 0 | 0 | 292250.2184 | 0 | 0 | 0 | 0 | 0 | 0 | 0 | 0 | 0
2016-02-14 12:00 | 0 | 0 | 0 | 0 | 0 | 436279.8712 | 0 | 467682 | 0 | 0 | 0 | 0 | 128025.2243 | 0 | 0 | 0 | 0 | 0 | 0 | 4045475.9286 | 0 | 0 | 0 | 0 | 0 | 0 | 0 | 0 | 0 | 0 | 0 | 0 | -70858.9504 | 0 | 0 | 0 | 0 | 0 | 0 | 0 | 0 | 331707.04 | 292250.2184 | 0 | 0 | 0 | 0 | 0 | 0 | 0 | 0 | 0
2016-02-14 13:00 | 0 | 0 | 0 | 0 | 0 | 551774.5927 | 694.5549 | 477822 | 0 | 0 | 0 | 0 | 198884.1747 | 0 | 0 | 0 | 0 | 0 | 0 | 4049264.1258 | 0 | 0 | 0 | 0 | 0 | 0 | 0 | 0 | 0 | 0 | 0 | 0 | 70858.9504 | 0 | 0 | 0 | 0 | 0 | 0 | 0 | 0 | 296038.4156 | 292250.2184 | 0 | 0 | 0 | 0 | 0 | 0 | 0 | 0 | 0
2016-02-14 14:00 | 0 | 0 | 0 | 0 | 0 | 360873.2839 | 161315.5377 | 482732 | 0 | 0 | 0 | 0 | 198884.1747 | 0 | 0 | 0 | 0 | 0 | 0 | 4088720.9474 | 0 | 0 | 0 | 0 | 0 | 0 | 0 | 0 | 0 | 0 | 0 | 0 | 0 | 0 | 0 | 0 | 0 | 0 | 0 | 0 | 0 | 331707.04 | 292250.2184 | 0 | 0 | 0 | 0 | 0 | 0 | 0 | 0 | 0
2016-02-14 15:00 | 0 | 0 | 0 | 0 | 0 | 0 | 569577.5032 | 480794 | 0 | 0 | 0 | 0 | 128025.2243 | 0 | 0 | 0 | 0 | 0 | 0 | 4248363.4011 | 0 | 0 | 0 | 0 | 0 | 0 | 0 | 0 | 0 | 0 | 0 | 0 | -70858.9504 | 0 | 0 | 0 | 0 | 0 | 0 | 0 | 0 | 159642.4536 | 0 | 0 | 0 | 0 | 0 | 0 | 0 | 0 | 0 | 0
2016-02-14 16:00 | 0 | 0 | 0 | 0 | 0 | 0 | 670545.7817 | 474300 | 0 | 0 | 0 | 0 | 198884.1747 | 0 | 0 | 0 | 0 | 0 | 0 | 4373750.2323 | 0 | 0 | 0 | 0 | 0 | 0 | 0 | 0 | 0 | 0 | 0 | 0 | 70858.9504 | 0 | 0 | 0 | 0 | 0 | 0 | 0 | 0 | 125386.8313 | 0 | 0 | 0 | 0 | 0 | 0 | 0 | 0 | 0 | 0
2016-02-14 17:00 | 0 | 0 | 0 | 0 | 0 | 0 | 676717.2258 | 468035 | 0 | 0 | 0 | 0 | 141717.9008 | 0 | 0 | 0 | 0 | 0 | 0 | 4639598.732 | 0 | 0 | 0 | 0 | 0 | 0 | 0 | 0 | 0 | 0 | 0 | 0 | -57166.2739 | 0 | 0 | 0 | 0 | 0 | 0 | 0 | 0 | 265848.4996 | 0 | 0 | 0 | 0 | 0 | 0 | 0 | 0 | 0 | 0
2016-02-14 18:00 | 0 | 0 | 0 | 0 | 0 | 0 | 655922.3399 | 461079 | 0 | 0 | 0 | 0 | 70858.9504 | 0 | 0 | 0 | 0 | 0 | 0 | 4905301.0222 | 0 | 0 | 0 | 0 | 0 | 0 | 0 | 0 | 0 | 0 | 0 | 0 | -70858.9504 | 0 | 0 | 0 | 0 | 0 | 0 | 0 | 0 | 265702.2903 | 0 | 0 | 0 | 0 | 0 | 0 | 0 | 0 | 0 | 0
2016-02-14 19:00 | 0 | 0 | 0 | 0 | 0 | 0 | 646751.7008 | 454990 | 0 | 0 | 0 | 0 | 0 | 0 | 0 | 0 | 0 | 0 | 0 | 5167921.6734 | 0 | 0 | 0 | 0 | 0 | 0 | 0 | 0 | 0 | 0 | 0 | 0 | -70858.9504 | 0 | 0 | 0 | 0 | 0 | 0 | 0 | 0 | 262620.6512 | 0 | 0 | 0 | 0 | 0 | 0 | 0 | 0 | 0 | 0
2016-02-14 20:00 | 0 | 0 | 0 | 0 | 0 | 0 | 659431.187 | 453504 | 0 | 0 | 0 | 0 | 70858.9504 | 0 | 0 | 0 | 0 | 0 | 0 | 5302989.9101 | 0 | 0 | 0 | 0 | 0 | 0 | 0 | 0 | 0 | 0 | 0 | 0 | 70858.9504 | 0 | 0 | 0 | 0 | 0 | 0 | 0 | 0 | 135068.2366 | 0 | 0 | 0 | 0 | 0 | 0 | 0 | 0 | 0 | 0
2016-02-14 21:00 | 0 | 0 | 0 | 0 | 0 | 0 | 673591.8918 | 457219 | 0 | 0 | 0 | 0 | 0 | 0 | 0 | 0 | 0 | 0 | 0 | 5590221.7522 | 0 | 0 | 0 | 0 | 0 | 0 | 0 | 0 | 0 | 0 | 0 | 0 | -70858.9504 | 0 | 0 | 0 | 0 | 0 | 0 | 0 | 0 | 287231.8422 | 0 | 0 | 0 | 0 | 0 | 0 | 0 | 0 | 0 | 0
2016-02-14 22:00 | 0 | 0 | 0 | 0 | 0 | 0 | 610189.6114 | 468996 | 0 | 0 | 0 | 0 | 70858.9504 | 0 | 0 | 0 | 0 | 0 | 0 | 5660556.4132 | 0 | 0 | 0 | 0 | 0 | 0 | 0 | 0 | 0 | 0 | 0 | 0 | 70858.9504 | 0 | 0 | 0 | 0 | 0 | 0 | 0 | 0 | 70334.661 | 0 | 0 | 0 | 0 | 0 | 0 | 0 | 0 | 0 | 0
2016-02-14 23:00 | 0 | 0 | 0 | 0 | 0 | 166687.6653 | 391235.2851 | 487064 | 0 | 0 | 0 | 0 | 141717.9008 | 0 | 0 | 0 | 0 | 0 | 0 | 5660556.4132 | 0 | 0 | 0 | 0 | 0 | 0 | 0 | 0 | 0 | 0 | 0 | 0 | 70858.9504 | 0 | 0 | 0 | 0 | 0 | 0 | 0 | 0 | 0 | 0 | 0 | 0 | 0 | 0 | 0 | 0 | 0 | 0 | 0
2016-02-15 | 0 | 0 | 0 | 0 | 0 | 389500.7611 | 56865.5179 | 497245 | 0 | 0 | 0 | 0 | 128025.2243 | 0 | 0 | 0 | 0 | 0 | 0 | 5623370.3687 | 0 | 0 | 0 | 0 | 0 | 0 | 0 | 0 | 0 | 0 | 0 | 0 | -13692.6765 | 0 | 0 | 0 | 0 | 0 | 0 | 0 | 0 | 255064.1739 | 292250.2184 | 0 | 0 | 0 | 0 | 0 | 0 | 0 | 0 | 0
2016-02-15 01:00 | 0 | 0 | 0 | 0 | 0 | 419175.9594 | 5.1967 | 496464 | 0 | 0 | 0 | 0 | 57166.2739 | 0 | 0 | 0 | 0 | 0 | 0 | 5616946.4752 | 0 | 0 | 0 | 0 | 0 | 0 | 0 | 0 | 0 | 0 | 0 | 0 | -70858.9504 | 0 | 0 | 0 | 0 | 0 | 0 | 0 | 0 | 285826.3249 | 292250.2184 | 0 | 0 | 0 | 0 | 0 | 0 | 0 | 0 | 0
2016-02-15 02:00 | 0 | 0 | 0 | 0 | 0 | 438623.1599 | 0 | 487759 | 0 | 0 | 0 | 0 | 128025.2243 | 0 | 0 | 0 | 0 | 0 | 0 | 5496951.6847 | 0 | 0 | 0 | 0 | 0 | 0 | 0 | 0 | 0 | 0 | 0 | 0 | 70858.9504 | 0 | 0 | 0 | 0 | 0 | 0 | 0 | 0 | 172255.4279 | 292250.2184 | 0 | 0 | 0 | 0 | 0 | 0 | 0 | 0 | 0
2016-02-15 03:00 | 0 | 0 | 0 | 0 | 0 | 448295.7368 | 0 | 473863 | 0 | 0 | 0 | 0 | 198884.1747 | 0 | 0 | 0 | 0 | 0 | 0 | 5400525.4711 | 0 | 0 | 0 | 0 | 0 | 0 | 0 | 0 | 0 | 0 | 0 | 0 | 70858.9504 | 0 | 0 | 0 | 0 | 0 | 0 | 0 | 0 | 195824.0048 | 292250.2184 | 0 | 0 | 0 | 0 | 0 | 0 | 0 | 0 | 0
2016-02-15 04:00 | 0 | 0 | 0 | 0 | 0 | 456970.8465 | 0 | 456247 | 0 | 0 | 0 | 0 | 198884.1747 | 0 | 0 | 0 | 0 | 0 | 0 | 5401249.3176 | 0 | 0 | 0 | 0 | 0 | 0 | 0 | 0 | 0 | 0 | 0 | 0 | 0 | 0 | 0 | 0 | 0 | 0 | 0 | 0 | 0 | 292974.0649 | 292250.2184 | 0 | 0 | 0 | 0 | 0 | 0 | 0 | 0 | 0
2016-02-15 05:00 | 0 | 0 | 0 | 0 | 0 | 75461.8312 | 0 | 438571 | 0 | 0 | 0 | 0 | 128025.2243 | 0 | 0 | 0 | 0 | 0 | 0 | 5108999.0992 | 0 | 0 | 0 | 0 | 0 | 0 | 0 | 0 | 0 | 0 | 0 | 0 | -70858.9504 | 0 | 0 | 0 | 0 | 0 | 0 | 0 | 0 | 0 | 292250.2184 | 0 | 0 | 0 | 0 | 0 | 0 | 0 | 0 | 0
2016-02-15 06:00 | 0 | 0 | 0 | 0 | 0 | 204786.732 | 0 | 426178 | 0 | 0 | 0 | 0 | 198884.1747 | 0 | 0 | 0 | 0 | 0 | 0 | 4816748.8809 | 0 | 0 | 0 | 0 | 0 | 0 | 0 | 0 | 0 | 0 | 0 | 0 | 70858.9504 | 0 | 0 | 0 | 0 | 0 | 0 | 0 | 0 | 0 | 292250.2184 | 0 | 0 | 0 | 0 | 0 | 0 | 0 | 0 | 0
2016-02-15 07:00 | 0 | 0 | 0 | 0 | 0 | 457486.8216 | 0 | 418030 | 0 | 0 | 0 | 0 | 198884.1747 | 0 | 0 | 0 | 0 | 0 | 0 | 4856205.7025 | 0 | 0 | 0 | 0 | 0 | 0 | 0 | 0 | 0 | 0 | 0 | 0 | 0 | 0 | 0 | 0 | 0 | 0 | 0 | 0 | 0 | 331707.04 | 292250.2184 | 0 | 0 | 0 | 0 | 0 | 0 | 0 | 0 | 0
2016-02-15 08:00 | 0 | 0 | 0 | 0 | 0 | 382399.8712 | 0 | 413802 | 0 | 0 | 0 | 0 | 128025.2243 | 0 | 0 | 0 | 0 | 0 | 0 | 4895662.5241 | 0 | 0 | 0 | 0 | 0 | 0 | 0 | 0 | 0 | 0 | 0 | 0 | -70858.9504 | 0 | 0 | 0 | 0 | 0 | 0 | 0 | 0 | 331707.04 | 292250.2184 | 0 | 0 | 0 | 0 | 0 | 0 | 0 | 0 | 0
2016-02-15 09:00 | 0 | 0 | 0 | 0 | 0 | 194628.732 | 0 | 416020 | 0 | 0 | 0 | 0 | 198884.1747 | 0 | 0 | 0 | 0 | 0 | 0 | 4603412.3057 | 0 | 0 | 0 | 0 | 0 | 0 | 0 | 0 | 0 | 0 | 0 | 0 | 70858.9504 | 0 | 0 | 0 | 0 | 0 | 0 | 0 | 0 | 0 | 292250.2184 | 0 | 0 | 0 | 0 | 0 | 0 | 0 | 0 | 0
2016-02-15 10:00 | 0 | 0 | 0 | 0 | 0 | 408531.5477 | 0 | 426241 | 0 | 0 | 0 | 0 | 141717.9008 | 0 | 0 | 0 | 0 | 0 | 0 | 4642869.1273 | 0 | 0 | 0 | 0 | 0 | 0 | 0 | 0 | 0 | 0 | 0 | 0 | -57166.2739 | 0 | 0 | 0 | 0 | 0 | 0 | 0 | 0 | 331707.04 | 292250.2184 | 0 | 0 | 0 | 0 | 0 | 0 | 0 | 0 | 0
2016-02-15 11:00 | 0 | 0 | 0 | 0 | 0 | 85714.8312 | 0 | 448824 | 0 | 0 | 0 | 0 | 70858.9504 | 0 | 0 | 0 | 0 | 0 | 0 | 4350618.9089 | 0 | 0 | 0 | 0 | 0 | 0 | 0 | 0 | 0 | 0 | 0 | 0 | -70858.9504 | 0 | 0 | 0 | 0 | 0 | 0 | 0 | 0 | 0 | 292250.2184 | 0 | 0 | 0 | 0 | 0 | 0 | 0 | 0 | 0
2016-02-15 12:00 | 0 | 0 | 0 | 0 | 0 | 109140.8312 | 0 | 472250 | 0 | 0 | 0 | 0 | 0 | 0 | 0 | 0 | 0 | 0 | 0 | 4058368.6905 | 0 | 0 | 0 | 0 | 0 | 0 | 0 | 0 | 0 | 0 | 0 | 0 | -70858.9504 | 0 | 0 | 0 | 0 | 0 | 0 | 0 | 0 | 0 | 292250.2184 | 0 | 0 | 0 | 0 | 0 | 0 | 0 | 0 | 0
2016-02-15 13:00 | 0 | 0 | 0 | 0 | 0 | 449504.1683 | 873.1292 | 486638 | 0 | 0 | 0 | 0 | 70858.9504 | 0 | 0 | 0 | 0 | 0 | 0 | 3951249.0376 | 0 | 0 | 0 | 0 | 0 | 0 | 0 | 0 | 0 | 0 | 0 | 0 | 70858.9504 | 0 | 0 | 0 | 0 | 0 | 0 | 0 | 0 | 185130.5655 | 292250.2184 | 0 | 0 | 0 | 0 | 0 | 0 | 0 | 0 | 0
2016-02-15 14:00 | 0 | 0 | 0 | 0 | 0 | 280938.7559 | 214700.1656 | 495412 | 0 | 0 | 0 | 0 | 141717.9008 | 0 | 0 | 0 | 0 | 0 | 0 | 3880617.0087 | 0 | 0 | 0 | 0 | 0 | 0 | 0 | 0 | 0 | 0 | 0 | 0 | 70858.9504 | 0 | 0 | 0 | 0 | 0 | 0 | 0 | 0 | 221618.1894 | 292250.2184 | 0 | 0 | 0 | 0 | 0 | 0 | 0 | 0 | 0
2016-02-15 15:00 | 0 | 0 | 0 | 0 | 0 | 0 | 639686.58 | 501301 | 0 | 0 | 0 | 0 | 198884.1747 | 0 | 0 | 0 | 0 | 0 | 0 | 3961836.3148 | 0 | 0 | 0 | 0 | 0 | 0 | 0 | 0 | 0 | 0 | 0 | 0 | 57166.2739 | 0 | 0 | 0 | 0 | 0 | 0 | 0 | 0 | 81219.3062 | 0 | 0 | 0 | 0 | 0 | 0 | 0 | 0 | 0 | 0
2016-02-15 16:00 | 0 | 0 | 0 | 0 | 0 | 0 | 723159.1786 | 502221 | 0 | 0 | 0 | 0 | 128025.2243 | 0 | 0 | 0 | 0 | 0 | 0 | 4253633.4438 | 0 | 0 | 0 | 0 | 0 | 0 | 0 | 0 | 0 | 0 | 0 | 0 | -70858.9504 | 0 | 0 | 0 | 0 | 0 | 0 | 0 | 0 | 291797.129 | 0 | 0 | 0 | 0 | 0 | 0 | 0 | 0 | 0 | 0
2016-02-15 17:00 | 0 | 0 | 0 | 0 | 0 | 0 | 723144.083 | 499362 | 0 | 0 | 0 | 0 | 198884.1747 | 0 | 0 | 0 | 0 | 0 | 0 | 4406556.5764 | 0 | 0 | 0 | 0 | 0 | 0 | 0 | 0 | 0 | 0 | 0 | 0 | 70858.9504 | 0 | 0 | 0 | 0 | 0 | 0 | 0 | 0 | 152923.1326 | 0 | 0 | 0 | 0 | 0 | 0 | 0 | 0 | 0 | 0
2016-02-15 18:00 | 0 | 0 | 0 | 0 | 0 | 0 | 700636.1912 | 495186 | 0 | 0 | 0 | 0 | 128025.2243 | 0 | 0 | 0 | 0 | 0 | 0 | 4682865.718 | 0 | 0 | 0 | 0 | 0 | 0 | 0 | 0 | 0 | 0 | 0 | 0 | -70858.9504 | 0 | 0 | 0 | 0 | 0 | 0 | 0 | 0 | 276309.1416 | 0 | 0 | 0 | 0 | 0 | 0 | 0 | 0 | 0 | 0
2016-02-15 19:00 | 0 | 0 | 0 | 0 | 0 | 0 | 689650.3256 | 490387 | 0 | 0 | 0 | 0 | 128025.2243 | 0 | 0 | 0 | 0 | 0 | 0 | 4882129.0436 | 0 | 0 | 0 | 0 | 0 | 0 | 0 | 0 | 0 | 0 | 0 | 0 | 0 | 0 | 0 | 0 | 0 | 0 | 0 | 0 | 0 | 199263.3256 | 0 | 0 | 0 | 0 | 0 | 0 | 0 | 0 | 0 | 0
2016-02-15 20:00 | 0 | 0 | 0 | 0 | 0 | 0 | 703826.1921 | 486695 | 0 | 0 | 0 | 0 | 57166.2739 | 0 | 0 | 0 | 0 | 0 | 0 | 5170119.186 | 0 | 0 | 0 | 0 | 0 | 0 | 0 | 0 | 0 | 0 | 0 | 0 | -70858.9504 | 0 | 0 | 0 | 0 | 0 | 0 | 0 | 0 | 287990.1425 | 0 | 0 | 0 | 0 | 0 | 0 | 0 | 0 | 0 | 0
2016-02-15 21:00 | 0 | 0 | 0 | 0 | 0 | 0 | 733433.1029 | 487005 | 0 | 0 | 0 | 0 | 128025.2243 | 0 | 0 | 0 | 0 | 0 | 0 | 5345688.3385 | 0 | 0 | 0 | 0 | 0 | 0 | 0 | 0 | 0 | 0 | 0 | 0 | 70858.9504 | 0 | 0 | 0 | 0 | 0 | 0 | 0 | 0 | 175569.1525 | 0 | 0 | 0 | 0 | 0 | 0 | 0 | 0 | 0 | 0
2016-02-15 22:00 | 0 | 0 | 0 | 0 | 0 | 0 | 708432.7456 | 494230 | 0 | 0 | 0 | 0 | 198884.1747 | 0 | 0 | 0 | 0 | 0 | 0 | 5489032.1337 | 0 | 0 | 0 | 0 | 0 | 0 | 0 | 0 | 0 | 0 | 0 | 0 | 70858.9504 | 0 | 0 | 0 | 0 | 0 | 0 | 0 | 0 | 143343.7952 | 0 | 0 | 0 | 0 | 0 | 0 | 0 | 0 | 0 | 0
2016-02-15 23:00 | 0 | 0 | 0 | 0 | 0 | 0 | 486367.8901 | 505582 | 0 | 0 | 0 | 0 | 128025.2243 | 0 | 0 | 0 | 0 | 0 | 0 | 5540676.9742 | 0 | 0 | 0 | 0 | 0 | 0 | 0 | 0 | 0 | 0 | 0 | 0 | -70858.9504 | 0 | 0 | 0 | 0 | 0 | 0 | 0 | 0 | 51644.8405 | 0 | 0 | 0 | 0 | 0 | 0 | 0 | 0 | 0 | 0
2016-02-16 | 0 | 0 | 0 | 0 | 0 | 471608.2559 | 68651.0755 | 510575 | 0 | 0 | 0 | 0 | 141626.3836 | 0 | 0 | 0 | 0 | 0 | 0 | 5556760.1463 | 0 | 0 | 0 | 0 | 0 | 0 | 0 | 0 | 0 | 0 | 0 | 0 | 13601.1593 | 0 | 0 | 0 | 0 | 0 | 0 | 0 | 0 | 308333.3905 | 292250.2184 | 0 | 0 | 0 | 0 | 0 | 0 | 0 | 0 | 0
2016-02-16 01:00 | 0 | 0 | 0 | 0 | 0 | 532528.1692 | 12.4931 | 506685 | 0 | 0 | 0 | 0 | 128025.2243 | 0 | 0 | 0 | 0 | 0 | 0 | 5596216.9679 | 0 | 0 | 0 | 0 | 0 | 0 | 0 | 0 | 0 | 0 | 0 | 0 | -13601.1593 | 0 | 0 | 0 | 0 | 0 | 0 | 0 | 0 | 331707.04 | 292250.2184 | 0 | 0 | 0 | 0 | 0 | 0 | 0 | 0 | 0
2016-02-16 02:00 | 0 | 0 | 0 | 0 | 0 | 271228.732 | 0 | 492620 | 0 | 0 | 0 | 0 | 198884.1747 | 0 | 0 | 0 | 0 | 0 | 0 | 5303966.7495 | 0 | 0 | 0 | 0 | 0 | 0 | 0 | 0 | 0 | 0 | 0 | 0 | 70858.9504 | 0 | 0 | 0 | 0 | 0 | 0 | 0 | 0 | 0 | 292250.2184 | 0 | 0 | 0 | 0 | 0 | 0 | 0 | 0 | 0
2016-02-16 03:00 | 0 | 0 | 0 | 0 | 0 | 179532.7816 | 0 | 471783 | 0 | 0 | 0 | 0 | 198884.1747 | 0 | 0 | 0 | 0 | 0 | 0 | 5011716.5312 | 0 | 0 | 0 | 0 | 0 | 0 | 0 | 0 | 0 | 0 | 0 | 0 | 0 | 0 | 0 | 0 | 0 | 0 | 0 | 0 | 0 | 0 | 292250.2184 | 0 | 0 | 0 | 0 | 0 | 0 | 0 | 0 | 0
2016-02-16 04:00 | 0 | 0 | 0 | 0 | 0 | 415130.8712 | 0 | 446533 | 0 | 0 | 0 | 0 | 128025.2243 | 0 | 0 | 0 | 0 | 0 | 0 | 5051173.3528 | 0 | 0 | 0 | 0 | 0 | 0 | 0 | 0 | 0 | 0 | 0 | 0 | -70858.9504 | 0 | 0 | 0 | 0 | 0 | 0 | 0 | 0 | 331707.04 | 292250.2184 | 0 | 0 | 0 | 0 | 0 | 0 | 0 | 0 | 0
2016-02-16 05:00 | 0 | 0 | 0 | 0 | 0 | 61957.8312 | 0 | 425067 | 0 | 0 | 0 | 0 | 57166.2739 | 0 | 0 | 0 | 0 | 0 | 0 | 4758923.1344 | 0 | 0 | 0 | 0 | 0 | 0 | 0 | 0 | 0 | 0 | 0 | 0 | -70858.9504 | 0 | 0 | 0 | 0 | 0 | 0 | 0 | 0 | 0 | 292250.2184 | 0 | 0 | 0 | 0 | 0 | 0 | 0 | 0 | 0
2016-02-16 06:00 | 0 | 0 | 0 | 0 | 0 | 519284.772 | 0 | 408969 | 0 | 0 | 0 | 0 | 128025.2243 | 0 | 0 | 0 | 0 | 0 | 0 | 4798379.956 | 0 | 0 | 0 | 0 | 0 | 0 | 0 | 0 | 0 | 0 | 0 | 0 | 70858.9504 | 0 | 0 | 0 | 0 | 0 | 0 | 0 | 0 | 331707.04 | 292250.2184 | 0 | 0 | 0 | 0 | 0 | 0 | 0 | 0 | 0
2016-02-16 07:00 | 0 | 0 | 0 | 0 | 0 | 177137.732 | 0 | 398529 | 0 | 0 | 0 | 0 | 198884.1747 | 0 | 0 | 0 | 0 | 0 | 0 | 4506129.7376 | 0 | 0 | 0 | 0 | 0 | 0 | 0 | 0 | 0 | 0 | 0 | 0 | 70858.9504 | 0 | 0 | 0 | 0 | 0 | 0 | 0 | 0 | 0 | 292250.2184 | 0 | 0 | 0 | 0 | 0 | 0 | 0 | 0 | 0
2016-02-16 08:00 | 0 | 0 | 0 | 0 | 0 | 361089.8712 | 0 | 392492 | 0 | 0 | 0 | 0 | 128025.2243 | 0 | 0 | 0 | 0 | 0 | 0 | 4545586.5592 | 0 | 0 | 0 | 0 | 0 | 0 | 0 | 0 | 0 | 0 | 0 | 0 | -70858.9504 | 0 | 0 | 0 | 0 | 0 | 0 | 0 | 0 | 331707.04 | 292250.2184 | 0 | 0 | 0 | 0 | 0 | 0 | 0 | 0 | 0
2016-02-16 09:00 | 0 | 0 | 0 | 0 | 0 | 171882.732 | 0 | 393274 | 0 | 0 | 0 | 0 | 198884.1747 | 0 | 0 | 0 | 0 | 0 | 0 | 4253336.3408 | 0 | 0 | 0 | 0 | 0 | 0 | 0 | 0 | 0 | 0 | 0 | 0 | 70858.9504 | 0 | 0 | 0 | 0 | 0 | 0 | 0 | 0 | 0 | 292250.2184 | 0 | 0 | 0 | 0 | 0 | 0 | 0 | 0 | 0
2016-02-16 10:00 | 0 | 0 | 0 | 0 | 0 | 386362.5477 | 0 | 404072 | 0 | 0 | 0 | 0 | 141717.9008 | 0 | 0 | 0 | 0 | 0 | 0 | 4292793.1625 | 0 | 0 | 0 | 0 | 0 | 0 | 0 | 0 | 0 | 0 | 0 | 0 | -57166.2739 | 0 | 0 | 0 | 0 | 0 | 0 | 0 | 0 | 331707.04 | 292250.2184 | 0 | 0 | 0 | 0 | 0 | 0 | 0 | 0 | 0
2016-02-16 11:00 | 0 | 0 | 0 | 0 | 0 | 67229.8312 | 0 | 430339 | 0 | 0 | 0 | 0 | 70858.9504 | 0 | 0 | 0 | 0 | 0 | 0 | 4000542.9441 | 0 | 0 | 0 | 0 | 0 | 0 | 0 | 0 | 0 | 0 | 0 | 0 | -70858.9504 | 0 | 0 | 0 | 0 | 0 | 0 | 0 | 0 | 0 | 292250.2184 | 0 | 0 | 0 | 0 | 0 | 0 | 0 | 0 | 0
2016-02-16 12:00 | 0 | 0 | 0 | 0 | 0 | 426608.8712 | 0 | 458011 | 0 | 0 | 0 | 0 | 0 | 0 | 0 | 0 | 0 | 0 | 0 | 4039999.7657 | 0 | 0 | 0 | 0 | 0 | 0 | 0 | 0 | 0 | 0 | 0 | 0 | -70858.9504 | 0 | 0 | 0 | 0 | 0 | 0 | 0 | 0 | 331707.04 | 292250.2184 | 0 | 0 | 0 | 0 | 0 | 0 | 0 | 0 | 0
2016-02-16 13:00 | 0 | 0 | 0 | 0 | 0 | 578958.9347 | 1107.8373 | 469751 | 0 | 0 | 0 | 0 | 70858.9504 | 0 | 0 | 0 | 0 | 0 | 0 | 4079456.5873 | 0 | 0 | 0 | 0 | 0 | 0 | 0 | 0 | 0 | 0 | 0 | 0 | 70858.9504 | 0 | 0 | 0 | 0 | 0 | 0 | 0 | 0 | 331707.04 | 292250.2184 | 0 | 0 | 0 | 0 | 0 | 0 | 0 | 0 | 0
2016-02-16 14:00 | 0 | 0 | 0 | 0 | 0 | 357181.5409 | 225223.2311 | 472089 | 0 | 0 | 0 | 0 | 141717.9008 | 0 | 0 | 0 | 0 | 0 | 0 | 4118913.4089 | 0 | 0 | 0 | 0 | 0 | 0 | 0 | 0 | 0 | 0 | 0 | 0 | 70858.9504 | 0 | 0 | 0 | 0 | 0 | 0 | 0 | 0 | 331707.04 | 292250.2184 | 0 | 0 | 0 | 0 | 0 | 0 | 0 | 0 | 0
2016-02-16 15:00 | 0 | 0 | 0 | 0 | 0 | 185567.6136 | 674821.7003 | 471516 | 0 | 0 | 0 | 0 | 198884.1747 | 0 | 0 | 0 | 0 | 0 | 0 | 4450620.4489 | 0 | 0 | 0 | 0 | 0 | 0 | 0 | 0 | 0 | 0 | 0 | 0 | 57166.2739 | 0 | 0 | 0 | 0 | 0 | 0 | 0 | 0 | 331707.04 | 0 | 0 | 0 | 0 | 0 | 0 | 0 | 0 | 0 | 0
2016-02-16 16:00 | 0 | 0 | 0 | 0 | 0 | 0 | 767082.0788 | 467780 | 0 | 0 | 0 | 0 | 182845.4833 | 0 | 0 | 0 | 0 | 0 | 0 | 4765961.2192 | 0 | 0 | 0 | 0 | 0 | 0 | 0 | 0 | 0 | 0 | 0 | 0 | -16038.6914 | 0 | 0 | 0 | 0 | 0 | 0 | 0 | 0 | 315340.7702 | 0 | 0 | 0 | 0 | 0 | 0 | 0 | 0 | 0 | 0
2016-02-16 17:00 | 0 | 0 | 0 | 0 | 0 | 0 | 748824.3017 | 462095 | 0 | 0 | 0 | 0 | 137867.745 | 0 | 0 | 0 | 0 | 0 | 0 | 5097668.2592 | 0 | 0 | 0 | 0 | 0 | 0 | 0 | 0 | 0 | 0 | 0 | 0 | -44977.7383 | 0 | 0 | 0 | 0 | 0 | 0 | 0 | 0 | 331707.04 | 0 | 0 | 0 | 0 | 0 | 0 | 0 | 0 | 0 | 0
2016-02-16 18:00 | 0 | 0 | 0 | 0 | 0 | 0 | 722402.2454 | 457704 | 0 | 0 | 0 | 0 | 70858.9504 | 0 | 0 | 0 | 0 | 0 | 0 | 5429375.2992 | 0 | 0 | 0 | 0 | 0 | 0 | 0 | 0 | 0 | 0 | 0 | 0 | -67008.7946 | 0 | 0 | 0 | 0 | 0 | 0 | 0 | 0 | 331707.04 | 0 | 0 | 0 | 0 | 0 | 0 | 0 | 0 | 0 | 0
2016-02-16 19:00 | 0 | 0 | 0 | 0 | 0 | 0 | 709636.0363 | 454346 | 0 | 0 | 0 | 0 | 0 | 0 | 0 | 0 | 0 | 0 | 0 | 5755524.2858 | 0 | 0 | 0 | 0 | 0 | 0 | 0 | 0 | 0 | 0 | 0 | 0 | -70858.9504 | 0 | 0 | 0 | 0 | 0 | 0 | 0 | 0 | 326148.9867 | 0 | 0 | 0 | 0 | 0 | 0 | 0 | 0 | 0 | 0
2016-02-16 20:00 | 0 | 0 | 0 | 0 | 0 | 0 | 721371.2227 | 451843 | 0 | 0 | 0 | 0 | 70858.9504 | 0 | 0 | 0 | 0 | 0 | 0 | 5954193.5581 | 0 | 0 | 0 | 0 | 0 | 0 | 0 | 0 | 0 | 0 | 0 | 0 | 70858.9504 | 0 | 0 | 0 | 0 | 0 | 0 | 0 | 0 | 198669.2723 | 0 | 0 | 0 | 0 | 0 | 0 | 0 | 0 | 0 | 0
2016-02-16 21:00 | 0 | 0 | 0 | 0 | 0 | 98238.0798 | 744510.234 | 453875 | 0 | 0 | 0 | 0 | 128025.2243 | 0 | 0 | 0 | 0 | 0 | 0 | 6285900.5981 | 0 | 0 | 0 | 0 | 0 | 0 | 0 | 0 | 0 | 0 | 0 | 0 | 57166.2739 | 0 | 0 | 0 | 0 | 0 | 0 | 0 | 0 | 331707.04 | 0 | 0 | 0 | 0 | 0 | 0 | 0 | 0 | 0 | 0
2016-02-16 22:00 | 0 | 0 | 0 | 0 | 0 | 0 | 720336.7029 | 461734 | 0 | 0 | 0 | 0 | 198884.1747 | 0 | 0 | 0 | 0 | 0 | 0 | 6473644.3506 | 0 | 0 | 0 | 0 | 0 | 0 | 0 | 0 | 0 | 0 | 0 | 0 | 70858.9504 | 0 | 0 | 0 | 0 | 0 | 0 | 0 | 0 | 187743.7525 | 0 | 0 | 0 | 0 | 0 | 0 | 0 | 0 | 0 | 0
2016-02-16 23:00 | 0 | 0 | 0 | 0 | 0 | 0 | 460112.6898 | 475995 | 0 | 0 | 0 | 0 | 183001.8645 | 0 | 0 | 0 | 0 | 0 | 0 | 6473644.3506 | 0 | 0 | 0 | 0 | 0 | 0 | 0 | 0 | 0 | 0 | 0 | 0 | -15882.3102 | 0 | 0 | 0 | 0 | 0 | 0 | 0 | 0 | 0 | 0 | 0 | 0 | 0 | 0 | 0 | 0 | 0 | 0 | 0
2016-02-17 | 0 | 0 | 0 | 0 | 0 | 331921.0155 | 73436.0017 | 484937 | 0 | 0 | 0 | 0 | 112142.9141 | 0 | 0 | 0 | 0 | 0 | 0 | 6464923.3183 | 0 | 0 | 0 | 0 | 0 | 0 | 0 | 0 | 0 | 0 | 0 | 0 | -70858.9504 | 0 | 0 | 0 | 0 | 0 | 0 | 0 | 0 | 283529.186 | 292250.2184 | 0 | 0 | 0 | 0 | 0 | 0 | 0 | 0 | 0
2016-02-17 01:00 | 0 | 0 | 0 | 0 | 0 | 345438.7436 | 17.7423 | 484039 | 0 | 0 | 0 | 0 | 57166.2739 | 0 | 0 | 0 | 0 | 0 | 0 | 6381317.4443 | 0 | 0 | 0 | 0 | 0 | 0 | 0 | 0 | 0 | 0 | 0 | 0 | -54976.6402 | 0 | 0 | 0 | 0 | 0 | 0 | 0 | 0 | 208644.3444 | 292250.2184 | 0 | 0 | 0 | 0 | 0 | 0 | 0 | 0 | 0
2016-02-17 02:00 | 0 | 0 | 0 | 0 | 0 | 342633.0036 | 0 | 473447 | 0 | 0 | 0 | 0 | 128025.2243 | 0 | 0 | 0 | 0 | 0 | 0 | 6179644.4975 | 0 | 0 | 0 | 0 | 0 | 0 | 0 | 0 | 0 | 0 | 0 | 0 | 70858.9504 | 0 | 0 | 0 | 0 | 0 | 0 | 0 | 0 | 90577.2716 | 292250.2184 | 0 | 0 | 0 | 0 | 0 | 0 | 0 | 0 | 0
2016-02-17 03:00 | 0 | 0 | 0 | 0 | 0 | 90327.8312 | 0 | 453437 | 0 | 0 | 0 | 0 | 57166.2739 | 0 | 0 | 0 | 0 | 0 | 0 | 5887394.2791 | 0 | 0 | 0 | 0 | 0 | 0 | 0 | 0 | 0 | 0 | 0 | 0 | -70858.9504 | 0 | 0 | 0 | 0 | 0 | 0 | 0 | 0 | 0 | 292250.2184 | 0 | 0 | 0 | 0 | 0 | 0 | 0 | 0 | 0
2016-02-17 04:00 | 0 | 0 | 0 | 0 | 0 | 347673.2752 | 0 | 429448 | 0 | 0 | 0 | 0 | 128025.2243 | 0 | 0 | 0 | 0 | 0 | 0 | 5734760.6039 | 0 | 0 | 0 | 0 | 0 | 0 | 0 | 0 | 0 | 0 | 0 | 0 | 70858.9504 | 0 | 0 | 0 | 0 | 0 | 0 | 0 | 0 | 139616.5432 | 292250.2184 | 0 | 0 | 0 | 0 | 0 | 0 | 0 | 0 | 0
2016-02-17 05:00 | 0 | 0 | 0 | 0 | 0 | 361444.6276 | 0 | 409782 | 0 | 0 | 0 | 0 | 198884.1747 | 0 | 0 | 0 | 0 | 0 | 0 | 5615564.2811 | 0 | 0 | 0 | 0 | 0 | 0 | 0 | 0 | 0 | 0 | 0 | 0 | 70858.9504 | 0 | 0 | 0 | 0 | 0 | 0 | 0 | 0 | 173053.8956 | 292250.2184 | 0 | 0 | 0 | 0 | 0 | 0 | 0 | 0 | 0
2016-02-17 06:00 | 0 | 0 | 0 | 0 | 0 | 103818.7816 | 0 | 396069 | 0 | 0 | 0 | 0 | 198884.1747 | 0 | 0 | 0 | 0 | 0 | 0 | 5323314.0627 | 0 | 0 | 0 | 0 | 0 | 0 | 0 | 0 | 0 | 0 | 0 | 0 | 0 | 0 | 0 | 0 | 0 | 0 | 0 | 0 | 0 | 0 | 292250.2184 | 0 | 0 | 0 | 0 | 0 | 0 | 0 | 0 | 0
2016-02-17 07:00 | 0 | 0 | 0 | 0 | 0 | 24736.8312 | 0 | 387846 | 0 | 0 | 0 | 0 | 128025.2243 | 0 | 0 | 0 | 0 | 0 | 0 | 5031063.8443 | 0 | 0 | 0 | 0 | 0 | 0 | 0 | 0 | 0 | 0 | 0 | 0 | -70858.9504 | 0 | 0 | 0 | 0 | 0 | 0 | 0 | 0 | 0 | 292250.2184 | 0 | 0 | 0 | 0 | 0 | 0 | 0 | 0 | 0
2016-02-17 08:00 | 0 | 0 | 0 | 0 | 0 | 163354.732 | 0 | 384746 | 0 | 0 | 0 | 0 | 198884.1747 | 0 | 0 | 0 | 0 | 0 | 0 | 4738813.6259 | 0 | 0 | 0 | 0 | 0 | 0 | 0 | 0 | 0 | 0 | 0 | 0 | 70858.9504 | 0 | 0 | 0 | 0 | 0 | 0 | 0 | 0 | 0 | 292250.2184 | 0 | 0 | 0 | 0 | 0 | 0 | 0 | 0 | 0
2016-02-17 09:00 | 0 | 0 | 0 | 0 | 0 | 420170.9021 | 0 | 387908 | 0 | 0 | 0 | 0 | 198884.1747 | 0 | 0 | 0 | 0 | 0 | 0 | 4771076.5281 | 0 | 0 | 0 | 0 | 0 | 0 | 0 | 0 | 0 | 0 | 0 | 0 | 0 | 0 | 0 | 0 | 0 | 0 | 0 | 0 | 0 | 324513.1205 | 292250.2184 | 0 | 0 | 0 | 0 | 0 | 0 | 0 | 0 | 0
2016-02-17 10:00 | 0 | 0 | 0 | 0 | 0 | 371562.8712 | 0 | 402965 | 0 | 0 | 0 | 0 | 128025.2243 | 0 | 0 | 0 | 0 | 0 | 0 | 4810533.3497 | 0 | 0 | 0 | 0 | 0 | 0 | 0 | 0 | 0 | 0 | 0 | 0 | -70858.9504 | 0 | 0 | 0 | 0 | 0 | 0 | 0 | 0 | 331707.04 | 292250.2184 | 0 | 0 | 0 | 0 | 0 | 0 | 0 | 0 | 0
2016-02-17 11:00 | 0 | 0 | 0 | 0 | 0 | 406670.3749 | 0 | 435062 | 0 | 0 | 0 | 0 | 70858.9504 | 0 | 0 | 0 | 0 | 0 | 0 | 4839307.9985 | 0 | 0 | 0 | 0 | 0 | 0 | 0 | 0 | 0 | 0 | 0 | 0 | -57166.2739 | 0 | 0 | 0 | 0 | 0 | 0 | 0 | 0 | 321024.8672 | 292250.2184 | 0 | 0 | 0 | 0 | 0 | 0 | 0 | 0 | 0
2016-02-17 12:00 | 0 | 0 | 0 | 0 | 0 | 101370.8312 | 0 | 464480 | 0 | 0 | 0 | 0 | 0 | 0 | 0 | 0 | 0 | 0 | 0 | 4547057.7801 | 0 | 0 | 0 | 0 | 0 | 0 | 0 | 0 | 0 | 0 | 0 | 0 | -70858.9504 | 0 | 0 | 0 | 0 | 0 | 0 | 0 | 0 | 0 | 292250.2184 | 0 | 0 | 0 | 0 | 0 | 0 | 0 | 0 | 0
2016-02-17 13:00 | 0 | 0 | 0 | 0 | 0 | 344466.7173 | 1302.7649 | 472263 | 0 | 0 | 0 | 0 | 70858.9504 | 0 | 0 | 0 | 0 | 0 | 0 | 4349705.3119 | 0 | 0 | 0 | 0 | 0 | 0 | 0 | 0 | 0 | 0 | 0 | 0 | 70858.9504 | 0 | 0 | 0 | 0 | 0 | 0 | 0 | 0 | 94897.7502 | 292250.2184 | 0 | 0 | 0 | 0 | 0 | 0 | 0 | 0 | 0
2016-02-17 14:00 | 0 | 0 | 0 | 0 | 0 | 197805.6446 | 249072.5345 | 470126 | 0 | 0 | 0 | 0 | 128025.2243 | 0 | 0 | 0 | 0 | 0 | 0 | 4269291.2171 | 0 | 0 | 0 | 0 | 0 | 0 | 0 | 0 | 0 | 0 | 0 | 0 | 57166.2739 | 0 | 0 | 0 | 0 | 0 | 0 | 0 | 0 | 211836.1236 | 292250.2184 | 0 | 0 | 0 | 0 | 0 | 0 | 0 | 0 | 0
2016-02-17 15:00 | 0 | 0 | 0 | 0 | 0 | 135290.5878 | 581434.8015 | 465928 | 0 | 0 | 0 | 0 | 198884.1747 | 0 | 0 | 0 | 0 | 0 | 0 | 4449229.6561 | 0 | 0 | 0 | 0 | 0 | 0 | 0 | 0 | 0 | 0 | 0 | 0 | 70858.9504 | 0 | 0 | 0 | 0 | 0 | 0 | 0 | 0 | 179938.439 | 0 | 0 | 0 | 0 | 0 | 0 | 0 | 0 | 0 | 0
2016-02-17 16:00 | 0 | 0 | 0 | 0 | 0 | 0 | 656570.5203 | 460744 | 0 | 0 | 0 | 0 | 128025.2243 | 0 | 0 | 0 | 0 | 0 | 0 | 4715915.1268 | 0 | 0 | 0 | 0 | 0 | 0 | 0 | 0 | 0 | 0 | 0 | 0 | -70858.9504 | 0 | 0 | 0 | 0 | 0 | 0 | 0 | 0 | 266685.4707 | 0 | 0 | 0 | 0 | 0 | 0 | 0 | 0 | 0 | 0
2016-02-17 17:00 | 0 | 0 | 0 | 0 | 0 | 0 | 654421.4537 | 454129 | 0 | 0 | 0 | 0 | 198884.1747 | 0 | 0 | 0 | 0 | 0 | 0 | 4845348.6301 | 0 | 0 | 0 | 0 | 0 | 0 | 0 | 0 | 0 | 0 | 0 | 0 | 70858.9504 | 0 | 0 | 0 | 0 | 0 | 0 | 0 | 0 | 129433.5033 | 0 | 0 | 0 | 0 | 0 | 0 | 0 | 0 | 0 | 0
2016-02-17 18:00 | 0 | 0 | 0 | 0 | 0 | 0 | 638417.6608 | 450106 | 0 | 0 | 0 | 0 | 128025.2243 | 0 | 0 | 0 | 0 | 0 | 0 | 5104519.2413 | 0 | 0 | 0 | 0 | 0 | 0 | 0 | 0 | 0 | 0 | 0 | 0 | -70858.9504 | 0 | 0 | 0 | 0 | 0 | 0 | 0 | 0 | 259170.6112 | 0 | 0 | 0 | 0 | 0 | 0 | 0 | 0 | 0 | 0
2016-02-17 19:00 | 0 | 0 | 0 | 0 | 0 | 0 | 628792.6928 | 446675 | 0 | 0 | 0 | 0 | 57166.2739 | 0 | 0 | 0 | 0 | 0 | 0 | 5357495.8845 | 0 | 0 | 0 | 0 | 0 | 0 | 0 | 0 | 0 | 0 | 0 | 0 | -70858.9504 | 0 | 0 | 0 | 0 | 0 | 0 | 0 | 0 | 252976.6432 | 0 | 0 | 0 | 0 | 0 | 0 | 0 | 0 | 0 | 0
2016-02-17 20:00 | 0 | 0 | 0 | 0 | 0 | 0 | 630078.969 | 445132 | 0 | 0 | 0 | 0 | 128025.2243 | 0 | 0 | 0 | 0 | 0 | 0 | 5471583.9031 | 0 | 0 | 0 | 0 | 0 | 0 | 0 | 0 | 0 | 0 | 0 | 0 | 70858.9504 | 0 | 0 | 0 | 0 | 0 | 0 | 0 | 0 | 114088.0186 | 0 | 0 | 0 | 0 | 0 | 0 | 0 | 0 | 0 | 0
2016-02-17 21:00 | 0 | 0 | 0 | 0 | 0 | 0 | 625591.5143 | 447514 | 0 | 0 | 0 | 0 | 198884.1747 | 0 | 0 | 0 | 0 | 0 | 0 | 5578802.4671 | 0 | 0 | 0 | 0 | 0 | 0 | 0 | 0 | 0 | 0 | 0 | 0 | 70858.9504 | 0 | 0 | 0 | 0 | 0 | 0 | 0 | 0 | 107218.5639 | 0 | 0 | 0 | 0 | 0 | 0 | 0 | 0 | 0 | 0
2016-02-17 22:00 | 0 | 0 | 0 | 0 | 0 | 0 | 557773.3278 | 455731 | 0 | 0 | 0 | 0 | 198884.1747 | 0 | 0 | 0 | 0 | 0 | 0 | 5680844.7949 | 0 | 0 | 0 | 0 | 0 | 0 | 0 | 0 | 0 | 0 | 0 | 0 | 0 | 0 | 0 | 0 | 0 | 0 | 0 | 0 | 0 | 102042.3278 | 0 | 0 | 0 | 0 | 0 | 0 | 0 | 0 | 0 | 0
2016-02-17 23:00 | 0 | 0 | 0 | 0 | 0 | 142160.5962 | 329115.4038 | 471276 | 0 | 0 | 0 | 0 | 198884.1747 | 0 | 0 | 0 | 0 | 0 | 0 | 5680844.7949 | 0 | 0 | 0 | 0 | 0 | 0 | 0 | 0 | 0 | 0 | 0 | 0 | 0 | 0 | 0 | 0 | 0 | 0 | 0 | 0 | 0 | 0 | 0 | 0 | 0 | 0 | 0 | 0 | 0 | 0 | 0 | 0
2016-02-18 | 0 | 0 | 0 | 0 | 0 | 78254.2018 | 42363.6294 | 483727 | 0 | 0 | 0 | 0 | 128025.2243 | 0 | 0 | 0 | 0 | 0 | 0 | 5388594.5765 | 0 | 0 | 0 | 0 | 0 | 0 | 0 | 0 | 0 | 0 | 0 | 0 | -70858.9504 | 0 | 0 | 0 | 0 | 0 | 0 | 0 | 0 | 0 | 292250.2184 | 0 | 0 | 0 | 0 | 0 | 0 | 0 | 0 | 0
2016-02-18 01:00 | 0 | 0 | 0 | 0 | 0 | 595471.5464 | 2.2257 | 485158 | 0 | 0 | 0 | 0 | 198884.1747 | 0 | 0 | 0 | 0 | 0 | 0 | 5428051.3981 | 0 | 0 | 0 | 0 | 0 | 0 | 0 | 0 | 0 | 0 | 0 | 0 | 70858.9504 | 0 | 0 | 0 | 0 | 0 | 0 | 0 | 0 | 331707.04 | 292250.2184 | 0 | 0 | 0 | 0 | 0 | 0 | 0 | 0 | 0
2016-02-18 02:00 | 0 | 0 | 0 | 0 | 0 | 113863.8312 | 0 | 476973 | 0 | 0 | 0 | 0 | 128025.2243 | 0 | 0 | 0 | 0 | 0 | 0 | 5135801.1797 | 0 | 0 | 0 | 0 | 0 | 0 | 0 | 0 | 0 | 0 | 0 | 0 | -70858.9504 | 0 | 0 | 0 | 0 | 0 | 0 | 0 | 0 | 0 | 292250.2184 | 0 | 0 | 0 | 0 | 0 | 0 | 0 | 0 | 0
2016-02-18 03:00 | 0 | 0 | 0 | 0 | 0 | 569888.772 | 0 | 459573 | 0 | 0 | 0 | 0 | 198884.1747 | 0 | 0 | 0 | 0 | 0 | 0 | 5175258.0013 | 0 | 0 | 0 | 0 | 0 | 0 | 0 | 0 | 0 | 0 | 0 | 0 | 70858.9504 | 0 | 0 | 0 | 0 | 0 | 0 | 0 | 0 | 331707.04 | 292250.2184 | 0 | 0 | 0 | 0 | 0 | 0 | 0 | 0 | 0
2016-02-18 04:00 | 0 | 0 | 0 | 0 | 0 | 476657.8216 | 0 | 437201 | 0 | 0 | 0 | 0 | 198884.1747 | 0 | 0 | 0 | 0 | 0 | 0 | 5214714.8229 | 0 | 0 | 0 | 0 | 0 | 0 | 0 | 0 | 0 | 0 | 0 | 0 | 0 | 0 | 0 | 0 | 0 | 0 | 0 | 0 | 0 | 331707.04 | 292250.2184 | 0 | 0 | 0 | 0 | 0 | 0 | 0 | 0 | 0
2016-02-18 05:00 | 0 | 0 | 0 | 0 | 0 | 55175.8312 | 0 | 418285 | 0 | 0 | 0 | 0 | 128025.2243 | 0 | 0 | 0 | 0 | 0 | 0 | 4922464.6045 | 0 | 0 | 0 | 0 | 0 | 0 | 0 | 0 | 0 | 0 | 0 | 0 | -70858.9504 | 0 | 0 | 0 | 0 | 0 | 0 | 0 | 0 | 0 | 292250.2184 | 0 | 0 | 0 | 0 | 0 | 0 | 0 | 0 | 0
2016-02-18 06:00 | 0 | 0 | 0 | 0 | 0 | 516614.772 | 0 | 406299 | 0 | 0 | 0 | 0 | 198884.1747 | 0 | 0 | 0 | 0 | 0 | 0 | 4961921.4261 | 0 | 0 | 0 | 0 | 0 | 0 | 0 | 0 | 0 | 0 | 0 | 0 | 70858.9504 | 0 | 0 | 0 | 0 | 0 | 0 | 0 | 0 | 331707.04 | 292250.2184 | 0 | 0 | 0 | 0 | 0 | 0 | 0 | 0 | 0
2016-02-18 07:00 | 0 | 0 | 0 | 0 | 0 | 107064.7816 | 0 | 399315 | 0 | 0 | 0 | 0 | 198884.1747 | 0 | 0 | 0 | 0 | 0 | 0 | 4669671.2078 | 0 | 0 | 0 | 0 | 0 | 0 | 0 | 0 | 0 | 0 | 0 | 0 | 0 | 0 | 0 | 0 | 0 | 0 | 0 | 0 | 0 | 0 | 292250.2184 | 0 | 0 | 0 | 0 | 0 | 0 | 0 | 0 | 0
2016-02-18 08:00 | 0 | 0 | 0 | 0 | 0 | 34571.8312 | 0 | 397681 | 0 | 0 | 0 | 0 | 128025.2243 | 0 | 0 | 0 | 0 | 0 | 0 | 4377420.9894 | 0 | 0 | 0 | 0 | 0 | 0 | 0 | 0 | 0 | 0 | 0 | 0 | -70858.9504 | 0 | 0 | 0 | 0 | 0 | 0 | 0 | 0 | 0 | 292250.2184 | 0 | 0 | 0 | 0 | 0 | 0 | 0 | 0 | 0
2016-02-18 09:00 | 0 | 0 | 0 | 0 | 0 | 511522.772 | 0 | 401207 | 0 | 0 | 0 | 0 | 198884.1747 | 0 | 0 | 0 | 0 | 0 | 0 | 4416877.811 | 0 | 0 | 0 | 0 | 0 | 0 | 0 | 0 | 0 | 0 | 0 | 0 | 70858.9504 | 0 | 0 | 0 | 0 | 0 | 0 | 0 | 0 | 331707.04 | 292250.2184 | 0 | 0 | 0 | 0 | 0 | 0 | 0 | 0 | 0
2016-02-18 10:00 | 0 | 0 | 0 | 0 | 0 | 66910.5077 | 0 | 416327 | 0 | 0 | 0 | 0 | 141717.9008 | 0 | 0 | 0 | 0 | 0 | 0 | 4124627.5926 | 0 | 0 | 0 | 0 | 0 | 0 | 0 | 0 | 0 | 0 | 0 | 0 | -57166.2739 | 0 | 0 | 0 | 0 | 0 | 0 | 0 | 0 | 0 | 292250.2184 | 0 | 0 | 0 | 0 | 0 | 0 | 0 | 0 | 0
2016-02-18 11:00 | 0 | 0 | 0 | 0 | 0 | 87234.8312 | 0 | 450344 | 0 | 0 | 0 | 0 | 70858.9504 | 0 | 0 | 0 | 0 | 0 | 0 | 3832377.3742 | 0 | 0 | 0 | 0 | 0 | 0 | 0 | 0 | 0 | 0 | 0 | 0 | -70858.9504 | 0 | 0 | 0 | 0 | 0 | 0 | 0 | 0 | 0 | 292250.2184 | 0 | 0 | 0 | 0 | 0 | 0 | 0 | 0 | 0
2016-02-18 12:00 | 0 | 0 | 0 | 0 | 0 | 447246.8712 | 0 | 478649 | 0 | 0 | 0 | 0 | 0 | 0 | 0 | 0 | 0 | 0 | 0 | 3871834.1958 | 0 | 0 | 0 | 0 | 0 | 0 | 0 | 0 | 0 | 0 | 0 | 0 | -70858.9504 | 0 | 0 | 0 | 0 | 0 | 0 | 0 | 0 | 331707.04 | 292250.2184 | 0 | 0 | 0 | 0 | 0 | 0 | 0 | 0 | 0
2016-02-18 13:00 | 0 | 0 | 0 | 0 | 0 | 591077.4157 | 1704.3563 | 482466 | 0 | 0 | 0 | 0 | 70858.9504 | 0 | 0 | 0 | 0 | 0 | 0 | 3911291.0174 | 0 | 0 | 0 | 0 | 0 | 0 | 0 | 0 | 0 | 0 | 0 | 0 | 70858.9504 | 0 | 0 | 0 | 0 | 0 | 0 | 0 | 0 | 331707.04 | 292250.2184 | 0 | 0 | 0 | 0 | 0 | 0 | 0 | 0 | 0
2016-02-18 14:00 | 0 | 0 | 0 | 0 | 0 | 364294.3554 | 221905.4166 | 475884 | 0 | 0 | 0 | 0 | 141717.9008 | 0 | 0 | 0 | 0 | 0 | 0 | 3950747.8391 | 0 | 0 | 0 | 0 | 0 | 0 | 0 | 0 | 0 | 0 | 0 | 0 | 70858.9504 | 0 | 0 | 0 | 0 | 0 | 0 | 0 | 0 | 331707.04 | 292250.2184 | 0 | 0 | 0 | 0 | 0 | 0 | 0 | 0 | 0
2016-02-18 15:00 | 0 | 0 | 0 | 0 | 0 | 351387.7896 | 506099.5243 | 468614 | 0 | 0 | 0 | 0 | 198884.1747 | 0 | 0 | 0 | 0 | 0 | 0 | 4282454.8791 | 0 | 0 | 0 | 0 | 0 | 0 | 0 | 0 | 0 | 0 | 0 | 0 | 57166.2739 | 0 | 0 | 0 | 0 | 0 | 0 | 0 | 0 | 331707.04 | 0 | 0 | 0 | 0 | 0 | 0 | 0 | 0 | 0 | 0
2016-02-18 16:00 | 0 | 0 | 0 | 0 | 0 | 0 | 620088.7246 | 460316 | 0 | 0 | 0 | 0 | 128025.2243 | 0 | 0 | 0 | 0 | 0 | 0 | 4513086.5541 | 0 | 0 | 0 | 0 | 0 | 0 | 0 | 0 | 0 | 0 | 0 | 0 | -70858.9504 | 0 | 0 | 0 | 0 | 0 | 0 | 0 | 0 | 230631.675 | 0 | 0 | 0 | 0 | 0 | 0 | 0 | 0 | 0 | 0
2016-02-18 17:00 | 0 | 0 | 0 | 0 | 0 | 0 | 654940.2322 | 452277 | 0 | 0 | 0 | 0 | 198884.1747 | 0 | 0 | 0 | 0 | 0 | 0 | 4644890.8358 | 0 | 0 | 0 | 0 | 0 | 0 | 0 | 0 | 0 | 0 | 0 | 0 | 70858.9504 | 0 | 0 | 0 | 0 | 0 | 0 | 0 | 0 | 131804.2818 | 0 | 0 | 0 | 0 | 0 | 0 | 0 | 0 | 0 | 0
2016-02-18 18:00 | 0 | 0 | 0 | 0 | 0 | 135204.7271 | 643083.3129 | 446581 | 0 | 0 | 0 | 0 | 198884.1747 | 0 | 0 | 0 | 0 | 0 | 0 | 4976597.8758 | 0 | 0 | 0 | 0 | 0 | 0 | 0 | 0 | 0 | 0 | 0 | 0 | 0 | 0 | 0 | 0 | 0 | 0 | 0 | 0 | 0 | 331707.04 | 0 | 0 | 0 | 0 | 0 | 0 | 0 | 0 | 0 | 0
2016-02-18 19:00 | 0 | 0 | 0 | 0 | 0 | 62369.2995 | 641167.7901 | 442689 | 0 | 0 | 0 | 0 | 128025.2243 | 0 | 0 | 0 | 0 | 0 | 0 | 5308304.9158 | 0 | 0 | 0 | 0 | 0 | 0 | 0 | 0 | 0 | 0 | 0 | 0 | -70858.9504 | 0 | 0 | 0 | 0 | 0 | 0 | 0 | 0 | 331707.04 | 0 | 0 | 0 | 0 | 0 | 0 | 0 | 0 | 0 | 0
2016-02-18 20:00 | 0 | 0 | 0 | 0 | 0 | 46175.2133 | 654706.8763 | 440034 | 0 | 0 | 0 | 0 | 57166.2739 | 0 | 0 | 0 | 0 | 0 | 0 | 5640011.9558 | 0 | 0 | 0 | 0 | 0 | 0 | 0 | 0 | 0 | 0 | 0 | 0 | -70858.9504 | 0 | 0 | 0 | 0 | 0 | 0 | 0 | 0 | 331707.04 | 0 | 0 | 0 | 0 | 0 | 0 | 0 | 0 | 0 | 0
2016-02-18 21:00 | 0 | 0 | 0 | 0 | 0 | 0 | 672746.2914 | 441636 | 0 | 0 | 0 | 0 | 128025.2243 | 0 | 0 | 0 | 0 | 0 | 0 | 5800263.2968 | 0 | 0 | 0 | 0 | 0 | 0 | 0 | 0 | 0 | 0 | 0 | 0 | 70858.9504 | 0 | 0 | 0 | 0 | 0 | 0 | 0 | 0 | 160251.341 | 0 | 0 | 0 | 0 | 0 | 0 | 0 | 0 | 0 | 0
2016-02-18 22:00 | 0 | 0 | 0 | 0 | 0 | 0 | 647167.107 | 450288 | 0 | 0 | 0 | 0 | 57166.2739 | 0 | 0 | 0 | 0 | 0 | 0 | 6068001.3542 | 0 | 0 | 0 | 0 | 0 | 0 | 0 | 0 | 0 | 0 | 0 | 0 | -70858.9504 | 0 | 0 | 0 | 0 | 0 | 0 | 0 | 0 | 267738.0574 | 0 | 0 | 0 | 0 | 0 | 0 | 0 | 0 | 0 | 0
2016-02-18 23:00 | 0 | 0 | 0 | 0 | 0 | 410587.773 | 459415.2174 | 467437 | 0 | 0 | 0 | 0 | 128025.2243 | 0 | 0 | 0 | 0 | 0 | 0 | 6399708.3942 | 0 | 0 | 0 | 0 | 0 | 0 | 0 | 0 | 0 | 0 | 0 | 0 | 70858.9504 | 0 | 0 | 0 | 0 | 0 | 0 | 0 | 0 | 331707.04 | 0 | 0 | 0 | 0 | 0 | 0 | 0 | 0 | 0 | 0
2016-02-19 | 0 | 0 | 0 | 0 | 0 | 170947.2296 | 87771.5024 | 480110 | 0 | 0 | 0 | 0 | 198884.1747 | 0 | 0 | 0 | 0 | 0 | 0 | 6107458.1758 | 0 | 0 | 0 | 0 | 0 | 0 | 0 | 0 | 0 | 0 | 0 | 0 | 70858.9504 | 0 | 0 | 0 | 0 | 0 | 0 | 0 | 0 | 0 | 292250.2184 | 0 | 0 | 0 | 0 | 0 | 0 | 0 | 0 | 0
2016-02-19 01:00 | 0 | 0 | 0 | 0 | 0 | 450677.3103 | 26.5609 | 482106 | 0 | 0 | 0 | 0 | 128025.2243 | 0 | 0 | 0 | 0 | 0 | 0 | 6146914.9974 | 0 | 0 | 0 | 0 | 0 | 0 | 0 | 0 | 0 | 0 | 0 | 0 | -70858.9504 | 0 | 0 | 0 | 0 | 0 | 0 | 0 | 0 | 331707.04 | 292250.2184 | 0 | 0 | 0 | 0 | 0 | 0 | 0 | 0 | 0
2016-02-19 02:00 | 0 | 0 | 0 | 0 | 0 | 584710.772 | 0 | 474395 | 0 | 0 | 0 | 0 | 198884.1747 | 0 | 0 | 0 | 0 | 0 | 0 | 6186371.819 | 0 | 0 | 0 | 0 | 0 | 0 | 0 | 0 | 0 | 0 | 0 | 0 | 70858.9504 | 0 | 0 | 0 | 0 | 0 | 0 | 0 | 0 | 331707.04 | 292250.2184 | 0 | 0 | 0 | 0 | 0 | 0 | 0 | 0 | 0
2016-02-19 03:00 | 0 | 0 | 0 | 0 | 0 | 165031.7816 | 0 | 457282 | 0 | 0 | 0 | 0 | 198884.1747 | 0 | 0 | 0 | 0 | 0 | 0 | 5894121.6007 | 0 | 0 | 0 | 0 | 0 | 0 | 0 | 0 | 0 | 0 | 0 | 0 | 0 | 0 | 0 | 0 | 0 | 0 | 0 | 0 | 0 | 0 | 292250.2184 | 0 | 0 | 0 | 0 | 0 | 0 | 0 | 0 | 0
2016-02-19 04:00 | 0 | 0 | 0 | 0 | 0 | 402719.8712 | 0 | 434122 | 0 | 0 | 0 | 0 | 128025.2243 | 0 | 0 | 0 | 0 | 0 | 0 | 5933578.4223 | 0 | 0 | 0 | 0 | 0 | 0 | 0 | 0 | 0 | 0 | 0 | 0 | -70858.9504 | 0 | 0 | 0 | 0 | 0 | 0 | 0 | 0 | 331707.04 | 292250.2184 | 0 | 0 | 0 | 0 | 0 | 0 | 0 | 0 | 0
2016-02-19 05:00 | 0 | 0 | 0 | 0 | 0 | 193144.732 | 0 | 414536 | 0 | 0 | 0 | 0 | 198884.1747 | 0 | 0 | 0 | 0 | 0 | 0 | 5641328.2039 | 0 | 0 | 0 | 0 | 0 | 0 | 0 | 0 | 0 | 0 | 0 | 0 | 70858.9504 | 0 | 0 | 0 | 0 | 0 | 0 | 0 | 0 | 0 | 292250.2184 | 0 | 0 | 0 | 0 | 0 | 0 | 0 | 0 | 0
2016-02-19 06:00 | 0 | 0 | 0 | 0 | 0 | 441484.8216 | 0 | 402028 | 0 | 0 | 0 | 0 | 198884.1747 | 0 | 0 | 0 | 0 | 0 | 0 | 5680785.0255 | 0 | 0 | 0 | 0 | 0 | 0 | 0 | 0 | 0 | 0 | 0 | 0 | 0 | 0 | 0 | 0 | 0 | 0 | 0 | 0 | 0 | 331707.04 | 292250.2184 | 0 | 0 | 0 | 0 | 0 | 0 | 0 | 0 | 0
2016-02-19 07:00 | 0 | 0 | 0 | 0 | 0 | 30287.8312 | 0 | 393397 | 0 | 0 | 0 | 0 | 128025.2243 | 0 | 0 | 0 | 0 | 0 | 0 | 5388534.8071 | 0 | 0 | 0 | 0 | 0 | 0 | 0 | 0 | 0 | 0 | 0 | 0 | -70858.9504 | 0 | 0 | 0 | 0 | 0 | 0 | 0 | 0 | 0 | 292250.2184 | 0 | 0 | 0 | 0 | 0 | 0 | 0 | 0 | 0
2016-02-19 08:00 | 0 | 0 | 0 | 0 | 0 | 499369.772 | 0 | 389054 | 0 | 0 | 0 | 0 | 198884.1747 | 0 | 0 | 0 | 0 | 0 | 0 | 5427991.6287 | 0 | 0 | 0 | 0 | 0 | 0 | 0 | 0 | 0 | 0 | 0 | 0 | 70858.9504 | 0 | 0 | 0 | 0 | 0 | 0 | 0 | 0 | 331707.04 | 292250.2184 | 0 | 0 | 0 | 0 | 0 | 0 | 0 | 0 | 0
2016-02-19 09:00 | 0 | 0 | 0 | 0 | 0 | 99459.7816 | 0 | 391710 | 0 | 0 | 0 | 0 | 198884.1747 | 0 | 0 | 0 | 0 | 0 | 0 | 5135741.4103 | 0 | 0 | 0 | 0 | 0 | 0 | 0 | 0 | 0 | 0 | 0 | 0 | 0 | 0 | 0 | 0 | 0 | 0 | 0 | 0 | 0 | 0 | 292250.2184 | 0 | 0 | 0 | 0 | 0 | 0 | 0 | 0 | 0
2016-02-19 10:00 | 0 | 0 | 0 | 0 | 0 | 387710.5477 | 0 | 405420 | 0 | 0 | 0 | 0 | 141717.9008 | 0 | 0 | 0 | 0 | 0 | 0 | 5175198.232 | 0 | 0 | 0 | 0 | 0 | 0 | 0 | 0 | 0 | 0 | 0 | 0 | -57166.2739 | 0 | 0 | 0 | 0 | 0 | 0 | 0 | 0 | 331707.04 | 292250.2184 | 0 | 0 | 0 | 0 | 0 | 0 | 0 | 0 | 0
2016-02-19 11:00 | 0 | 0 | 0 | 0 | 0 | 72060.8312 | 0 | 435170 | 0 | 0 | 0 | 0 | 70858.9504 | 0 | 0 | 0 | 0 | 0 | 0 | 4882948.0136 | 0 | 0 | 0 | 0 | 0 | 0 | 0 | 0 | 0 | 0 | 0 | 0 | -70858.9504 | 0 | 0 | 0 | 0 | 0 | 0 | 0 | 0 | 0 | 292250.2184 | 0 | 0 | 0 | 0 | 0 | 0 | 0 | 0 | 0
2016-02-19 12:00 | 0 | 0 | 0 | 0 | 0 | 429128.8712 | 0 | 460531 | 0 | 0 | 0 | 0 | 0 | 0 | 0 | 0 | 0 | 0 | 0 | 4922404.8352 | 0 | 0 | 0 | 0 | 0 | 0 | 0 | 0 | 0 | 0 | 0 | 0 | -70858.9504 | 0 | 0 | 0 | 0 | 0 | 0 | 0 | 0 | 331707.04 | 292250.2184 | 0 | 0 | 0 | 0 | 0 | 0 | 0 | 0 | 0
2016-02-19 13:00 | 0 | 0 | 0 | 0 | 0 | 240548.8907 | 2026.8413 | 463967 | 0 | 0 | 0 | 0 | 70858.9504 | 0 | 0 | 0 | 0 | 0 | 0 | 4630154.6168 | 0 | 0 | 0 | 0 | 0 | 0 | 0 | 0 | 0 | 0 | 0 | 0 | 70858.9504 | 0 | 0 | 0 | 0 | 0 | 0 | 0 | 0 | 0 | 292250.2184 | 0 | 0 | 0 | 0 | 0 | 0 | 0 | 0 | 0
2016-02-19 14:00 | 0 | 0 | 0 | 0 | 0 | 373890.9125 | 197255.8596 | 460831 | 0 | 0 | 0 | 0 | 141717.9008 | 0 | 0 | 0 | 0 | 0 | 0 | 4669611.4384 | 0 | 0 | 0 | 0 | 0 | 0 | 0 | 0 | 0 | 0 | 0 | 0 | 70858.9504 | 0 | 0 | 0 | 0 | 0 | 0 | 0 | 0 | 331707.04 | 292250.2184 | 0 | 0 | 0 | 0 | 0 | 0 | 0 | 0 | 0
2016-02-19 15:00 | 0 | 0 | 0 | 0 | 0 | 0 | 564319.6145 | 457400 | 0 | 0 | 0 | 0 | 198884.1747 | 0 | 0 | 0 | 0 | 0 | 0 | 4719364.779 | 0 | 0 | 0 | 0 | 0 | 0 | 0 | 0 | 0 | 0 | 0 | 0 | 57166.2739 | 0 | 0 | 0 | 0 | 0 | 0 | 0 | 0 | 49753.3406 | 0 | 0 | 0 | 0 | 0 | 0 | 0 | 0 | 0 | 0
2016-02-19 16:00 | 0 | 0 | 0 | 0 | 0 | 0 | 665916.075 | 450971 | 0 | 0 | 0 | 0 | 128025.2243 | 0 | 0 | 0 | 0 | 0 | 0 | 5005168.8044 | 0 | 0 | 0 | 0 | 0 | 0 | 0 | 0 | 0 | 0 | 0 | 0 | -70858.9504 | 0 | 0 | 0 | 0 | 0 | 0 | 0 | 0 | 285804.0254 | 0 | 0 | 0 | 0 | 0 | 0 | 0 | 0 | 0 | 0
2016-02-19 17:00 | 0 | 0 | 0 | 0 | 0 | 0 | 671035.9479 | 444834 | 0 | 0 | 0 | 0 | 198884.1747 | 0 | 0 | 0 | 0 | 0 | 0 | 5160511.8018 | 0 | 0 | 0 | 0 | 0 | 0 | 0 | 0 | 0 | 0 | 0 | 0 | 70858.9504 | 0 | 0 | 0 | 0 | 0 | 0 | 0 | 0 | 155342.9975 | 0 | 0 | 0 | 0 | 0 | 0 | 0 | 0 | 0 | 0
2016-02-19 18:00 | 0 | 0 | 0 | 0 | 0 | 0 | 644715.9579 | 439677 | 0 | 0 | 0 | 0 | 128025.2243 | 0 | 0 | 0 | 0 | 0 | 0 | 5436409.7102 | 0 | 0 | 0 | 0 | 0 | 0 | 0 | 0 | 0 | 0 | 0 | 0 | -70858.9504 | 0 | 0 | 0 | 0 | 0 | 0 | 0 | 0 | 275897.9083 | 0 | 0 | 0 | 0 | 0 | 0 | 0 | 0 | 0 | 0
2016-02-19 19:00 | 0 | 0 | 0 | 0 | 0 | 0 | 624813.4847 | 436715 | 0 | 0 | 0 | 0 | 57166.2739 | 0 | 0 | 0 | 0 | 0 | 0 | 5695367.1452 | 0 | 0 | 0 | 0 | 0 | 0 | 0 | 0 | 0 | 0 | 0 | 0 | -70858.9504 | 0 | 0 | 0 | 0 | 0 | 0 | 0 | 0 | 258957.4351 | 0 | 0 | 0 | 0 | 0 | 0 | 0 | 0 | 0 | 0
2016-02-19 20:00 | 0 | 0 | 0 | 0 | 0 | 0 | 623153.1481 | 434312 | 0 | 0 | 0 | 0 | 0 | 0 | 0 | 0 | 0 | 0 | 0 | 5941374.5671 | 0 | 0 | 0 | 0 | 0 | 0 | 0 | 0 | 0 | 0 | 0 | 0 | -57166.2739 | 0 | 0 | 0 | 0 | 0 | 0 | 0 | 0 | 246007.4219 | 0 | 0 | 0 | 0 | 0 | 0 | 0 | 0 | 0 | 0
2016-02-19 21:00 | 0 | 0 | 0 | 0 | 0 | 0 | 614146.1409 | 433831 | 0 | 0 | 0 | 0 | 70858.9504 | 0 | 0 | 0 | 0 | 0 | 0 | 6050830.7577 | 0 | 0 | 0 | 0 | 0 | 0 | 0 | 0 | 0 | 0 | 0 | 0 | 70858.9504 | 0 | 0 | 0 | 0 | 0 | 0 | 0 | 0 | 109456.1905 | 0 | 0 | 0 | 0 | 0 | 0 | 0 | 0 | 0 | 0
2016-02-19 22:00 | 0 | 0 | 0 | 0 | 0 | 0 | 575485.8107 | 438853 | 0 | 0 | 0 | 0 | 141717.9008 | 0 | 0 | 0 | 0 | 0 | 0 | 6116604.618 | 0 | 0 | 0 | 0 | 0 | 0 | 0 | 0 | 0 | 0 | 0 | 0 | 70858.9504 | 0 | 0 | 0 | 0 | 0 | 0 | 0 | 0 | 65773.8603 | 0 | 0 | 0 | 0 | 0 | 0 | 0 | 0 | 0 | 0
2016-02-19 23:00 | 0 | 0 | 0 | 0 | 0 | 0 | 419688.404 | 448325 | 0 | 0 | 0 | 0 | 70858.9504 | 0 | 0 | 0 | 0 | 0 | 0 | 6158826.9724 | 0 | 0 | 0 | 0 | 0 | 0 | 0 | 0 | 0 | 0 | 0 | 0 | -70858.9504 | 0 | 0 | 0 | 0 | 0 | 0 | 0 | 0 | 42222.3544 | 0 | 0 | 0 | 0 | 0 | 0 | 0 | 0 | 0 | 0
2016-02-20 | 0 | 0 | 0 | 0 | 0 | 343572.4998 | 78728.3714 | 453703 | 0 | 0 | 0 | 0 | 0 | 0 | 0 | 0 | 0 | 0 | 0 | 6198283.794 | 0 | 0 | 0 | 0 | 0 | 0 | 0 | 0 | 0 | 0 | 0 | 0 | -70858.9504 | 0 | 0 | 0 | 0 | 0 | 0 | 0 | 0 | 331707.04 | 292250.2184 | 0 | 0 | 0 | 0 | 0 | 0 | 0 | 0 | 0
2016-02-20 01:00 | 0 | 0 | 0 | 0 | 0 | 547437.524 | 22.5715 | 450837 | 0 | 0 | 0 | 0 | 57166.2739 | 0 | 0 | 0 | 0 | 0 | 0 | 6237740.6156 | 0 | 0 | 0 | 0 | 0 | 0 | 0 | 0 | 0 | 0 | 0 | 0 | 57166.2739 | 0 | 0 | 0 | 0 | 0 | 0 | 0 | 0 | 331707.04 | 292250.2184 | 0 | 0 | 0 | 0 | 0 | 0 | 0 | 0 | 0
2016-02-20 02:00 | 0 | 0 | 0 | 0 | 0 | 552557.772 | 0 | 442242 | 0 | 0 | 0 | 0 | 128025.2243 | 0 | 0 | 0 | 0 | 0 | 0 | 6277197.4373 | 0 | 0 | 0 | 0 | 0 | 0 | 0 | 0 | 0 | 0 | 0 | 0 | 70858.9504 | 0 | 0 | 0 | 0 | 0 | 0 | 0 | 0 | 331707.04 | 292250.2184 | 0 | 0 | 0 | 0 | 0 | 0 | 0 | 0 | 0
2016-02-20 03:00 | 0 | 0 | 0 | 0 | 0 | 206454.732 | 0 | 427846 | 0 | 0 | 0 | 0 | 198884.1747 | 0 | 0 | 0 | 0 | 0 | 0 | 5984947.2189 | 0 | 0 | 0 | 0 | 0 | 0 | 0 | 0 | 0 | 0 | 0 | 0 | 70858.9504 | 0 | 0 | 0 | 0 | 0 | 0 | 0 | 0 | 0 | 292250.2184 | 0 | 0 | 0 | 0 | 0 | 0 | 0 | 0 | 0
2016-02-20 04:00 | 0 | 0 | 0 | 0 | 0 | 376667.8712 | 0 | 408070 | 0 | 0 | 0 | 0 | 128025.2243 | 0 | 0 | 0 | 0 | 0 | 0 | 6024404.0405 | 0 | 0 | 0 | 0 | 0 | 0 | 0 | 0 | 0 | 0 | 0 | 0 | -70858.9504 | 0 | 0 | 0 | 0 | 0 | 0 | 0 | 0 | 331707.04 | 292250.2184 | 0 | 0 | 0 | 0 | 0 | 0 | 0 | 0 | 0
2016-02-20 05:00 | 0 | 0 | 0 | 0 | 0 | 167185.732 | 0 | 388577 | 0 | 0 | 0 | 0 | 198884.1747 | 0 | 0 | 0 | 0 | 0 | 0 | 5732153.8221 | 0 | 0 | 0 | 0 | 0 | 0 | 0 | 0 | 0 | 0 | 0 | 0 | 70858.9504 | 0 | 0 | 0 | 0 | 0 | 0 | 0 | 0 | 0 | 292250.2184 | 0 | 0 | 0 | 0 | 0 | 0 | 0 | 0 | 0
2016-02-20 06:00 | 0 | 0 | 0 | 0 | 0 | 413028.8216 | 0 | 373572 | 0 | 0 | 0 | 0 | 198884.1747 | 0 | 0 | 0 | 0 | 0 | 0 | 5771610.6437 | 0 | 0 | 0 | 0 | 0 | 0 | 0 | 0 | 0 | 0 | 0 | 0 | 0 | 0 | 0 | 0 | 0 | 0 | 0 | 0 | 0 | 331707.04 | 292250.2184 | 0 | 0 | 0 | 0 | 0 | 0 | 0 | 0 | 0
2016-02-20 07:00 | 0 | 0 | 0 | 0 | 0 | 0 | 0 | 362627 | 0 | 0 | 0 | 0 | 128025.2243 | 0 | 0 | 0 | 0 | 0 | 0 | 5479842.5941 | 0 | 0 | 0 | 0 | 0 | 0 | 0 | 0 | 0 | 0 | 0 | 0 | -70858.9504 | 0 | 0 | 0 | 0 | 0 | 0 | 0 | 0 | 482.1688 | 292250.2184 | 0 | 0 | 0 | 0 | 0 | 0 | 0 | 0 | 0
2016-02-20 08:00 | 0 | 0 | 0 | 0 | 0 | 396008.8216 | 0 | 356552 | 0 | 0 | 0 | 0 | 128025.2243 | 0 | 0 | 0 | 0 | 0 | 0 | 5519299.4157 | 0 | 0 | 0 | 0 | 0 | 0 | 0 | 0 | 0 | 0 | 0 | 0 | 0 | 0 | 0 | 0 | 0 | 0 | 0 | 0 | 0 | 331707.04 | 292250.2184 | 0 | 0 | 0 | 0 | 0 | 0 | 0 | 0 | 0
2016-02-20 09:00 | 0 | 0 | 0 | 0 | 0 | 132626.732 | 0 | 354018 | 0 | 0 | 0 | 0 | 198884.1747 | 0 | 0 | 0 | 0 | 0 | 0 | 5227049.1973 | 0 | 0 | 0 | 0 | 0 | 0 | 0 | 0 | 0 | 0 | 0 | 0 | 70858.9504 | 0 | 0 | 0 | 0 | 0 | 0 | 0 | 0 | 0 | 292250.2184 | 0 | 0 | 0 | 0 | 0 | 0 | 0 | 0 | 0
2016-02-20 10:00 | 0 | 0 | 0 | 0 | 0 | 338641.5477 | 0 | 356351 | 0 | 0 | 0 | 0 | 141717.9008 | 0 | 0 | 0 | 0 | 0 | 0 | 5266506.019 | 0 | 0 | 0 | 0 | 0 | 0 | 0 | 0 | 0 | 0 | 0 | 0 | -57166.2739 | 0 | 0 | 0 | 0 | 0 | 0 | 0 | 0 | 331707.04 | 292250.2184 | 0 | 0 | 0 | 0 | 0 | 0 | 0 | 0 | 0
2016-02-20 11:00 | 0 | 0 | 0 | 0 | 0 | 2809.8312 | 0 | 365919 | 0 | 0 | 0 | 0 | 70858.9504 | 0 | 0 | 0 | 0 | 0 | 0 | 4974255.8006 | 0 | 0 | 0 | 0 | 0 | 0 | 0 | 0 | 0 | 0 | 0 | 0 | -70858.9504 | 0 | 0 | 0 | 0 | 0 | 0 | 0 | 0 | 0 | 292250.2184 | 0 | 0 | 0 | 0 | 0 | 0 | 0 | 0 | 0
2016-02-20 12:00 | 0 | 0 | 0 | 0 | 0 | 346322.8712 | 0 | 377725 | 0 | 0 | 0 | 0 | 0 | 0 | 0 | 0 | 0 | 0 | 0 | 5013712.6222 | 0 | 0 | 0 | 0 | 0 | 0 | 0 | 0 | 0 | 0 | 0 | 0 | -70858.9504 | 0 | 0 | 0 | 0 | 0 | 0 | 0 | 0 | 331707.04 | 292250.2184 | 0 | 0 | 0 | 0 | 0 | 0 | 0 | 0 | 0
2016-02-20 13:00 | 0 | 0 | 0 | 0 | 0 | 96025.5376 | 1685.244 | 389961 | 0 | 0 | 0 | 0 | 0 | 0 | 0 | 0 | 0 | 0 | 0 | 4721462.4038 | 0 | 0 | 0 | 0 | 0 | 0 | 0 | 0 | 0 | 0 | 0 | 0 | 0 | 0 | 0 | 0 | 0 | 0 | 0 | 0 | 0 | 0 | 292250.2184 | 0 | 0 | 0 | 0 | 0 | 0 | 0 | 0 | 0
2016-02-20 14:00 | 0 | 0 | 0 | 0 | 0 | 0 | 227156.7292 | 399954 | 0 | 0 | 0 | 0 | 0 | 0 | 0 | 0 | 0 | 0 | 0 | 4548665.133 | 0 | 0 | 0 | 0 | 0 | 0 | 0 | 0 | 0 | 0 | 0 | 0 | 0 | 0 | 0 | 0 | 0 | 0 | 0 | 0 | 0 | 119452.9476 | 292250.2184 | 0 | 0 | 0 | 0 | 0 | 0 | 0 | 0 | 0
2016-02-20 15:00 | 0 | 0 | 0 | 0 | 0 | 0 | 641744.4776 | 403739 | 0 | 0 | 0 | 0 | 0 | 0 | 0 | 0 | 0 | 0 | 0 | 4786670.6107 | 0 | 0 | 0 | 0 | 0 | 0 | 0 | 0 | 0 | 0 | 0 | 0 | 0 | 0 | 0 | 0 | 0 | 0 | 0 | 0 | 0 | 238005.4776 | 0 | 0 | 0 | 0 | 0 | 0 | 0 | 0 | 0 | 0
2016-02-20 16:00 | 0 | 0 | 0 | 0 | 0 | 0 | 736568.6875 | 402616 | 0 | 0 | 0 | 0 | 70858.9504 | 0 | 0 | 0 | 0 | 0 | 0 | 5049764.3478 | 0 | 0 | 0 | 0 | 0 | 0 | 0 | 0 | 0 | 0 | 0 | 0 | 70858.9504 | 0 | 0 | 0 | 0 | 0 | 0 | 0 | 0 | 263093.7371 | 0 | 0 | 0 | 0 | 0 | 0 | 0 | 0 | 0 | 0
2016-02-20 17:00 | 0 | 0 | 0 | 0 | 0 | 0 | 731530.0658 | 399046 | 0 | 0 | 0 | 0 | 71635.9762 | 0 | 0 | 0 | 0 | 0 | 0 | 5381471.3878 | 0 | 0 | 0 | 0 | 0 | 0 | 0 | 0 | 0 | 0 | 0 | 0 | 777.0258 | 0 | 0 | 0 | 0 | 0 | 0 | 0 | 0 | 331707.04 | 0 | 0 | 0 | 0 | 0 | 0 | 0 | 0 | 0 | 0
2016-02-20 18:00 | 0 | 0 | 0 | 0 | 0 | 0 | 706898.3633 | 394304 | 0 | 0 | 0 | 0 | 128025.2243 | 0 | 0 | 0 | 0 | 0 | 0 | 5637676.5031 | 0 | 0 | 0 | 0 | 0 | 0 | 0 | 0 | 0 | 0 | 0 | 0 | 56389.2481 | 0 | 0 | 0 | 0 | 0 | 0 | 0 | 0 | 256205.1153 | 0 | 0 | 0 | 0 | 0 | 0 | 0 | 0 | 0 | 0
2016-02-20 19:00 | 0 | 0 | 0 | 0 | 0 | 101523.2522 | 690222.7382 | 389180 | 0 | 0 | 0 | 0 | 198884.1747 | 0 | 0 | 0 | 0 | 0 | 0 | 5969383.5431 | 0 | 0 | 0 | 0 | 0 | 0 | 0 | 0 | 0 | 0 | 0 | 0 | 70858.9504 | 0 | 0 | 0 | 0 | 0 | 0 | 0 | 0 | 331707.04 | 0 | 0 | 0 | 0 | 0 | 0 | 0 | 0 | 0 | 0
2016-02-20 20:00 | 0 | 0 | 0 | 0 | 0 | 0 | 693351.1146 | 385273 | 0 | 0 | 0 | 0 | 175255.2493 | 0 | 0 | 0 | 0 | 0 | 0 | 6301090.5831 | 0 | 0 | 0 | 0 | 0 | 0 | 0 | 0 | 0 | 0 | 0 | 0 | -23628.9254 | 0 | 0 | 0 | 0 | 0 | 0 | 0 | 0 | 331707.04 | 0 | 0 | 0 | 0 | 0 | 0 | 0 | 0 | 0 | 0
2016-02-20 21:00 | 0 | 0 | 0 | 0 | 0 | 0 | 701323.7615 | 384806 | 0 | 0 | 0 | 0 | 160065.9708 | 0 | 0 | 0 | 0 | 0 | 0 | 6632797.6231 | 0 | 0 | 0 | 0 | 0 | 0 | 0 | 0 | 0 | 0 | 0 | 0 | -15189.2785 | 0 | 0 | 0 | 0 | 0 | 0 | 0 | 0 | 331707.04 | 0 | 0 | 0 | 0 | 0 | 0 | 0 | 0 | 0 | 0
2016-02-20 22:00 | 0 | 0 | 0 | 0 | 0 | 0 | 666543.5442 | 389641 | 0 | 0 | 0 | 0 | 128025.2243 | 0 | 0 | 0 | 0 | 0 | 0 | 6941740.9139 | 0 | 0 | 0 | 0 | 0 | 0 | 0 | 0 | 0 | 0 | 0 | 0 | -32040.7466 | 0 | 0 | 0 | 0 | 0 | 0 | 0 | 0 | 308943.2908 | 0 | 0 | 0 | 0 | 0 | 0 | 0 | 0 | 0 | 0
2016-02-20 23:00 | 0 | 0 | 0 | 0 | 0 | 0 | 458606.0054 | 402422 | 0 | 0 | 0 | 0 | 57166.2739 | 0 | 0 | 0 | 0 | 0 | 0 | 7068783.8697 | 0 | 0 | 0 | 0 | 0 | 0 | 0 | 0 | 0 | 0 | 0 | 0 | -70858.9504 | 0 | 0 | 0 | 0 | 0 | 0 | 0 | 0 | 127042.9558 | 0 | 0 | 0 | 0 | 0 | 0 | 0 | 0 | 0 | 0
2016-02-21 | 0 | 0 | 0 | 0 | 0 | 433982.863 | 87043.909 | 410711 | 0 | 0 | 0 | 0 | 128025.2243 | 0 | 0 | 0 | 0 | 0 | 0 | 7108240.6913 | 0 | 0 | 0 | 0 | 0 | 0 | 0 | 0 | 0 | 0 | 0 | 0 | 70858.9504 | 0 | 0 | 0 | 0 | 0 | 0 | 0 | 0 | 331707.04 | 292250.2184 | 0 | 0 | 0 | 0 | 0 | 0 | 0 | 0 | 0
2016-02-21 01:00 | 0 | 0 | 0 | 0 | 0 | 188726.1711 | 26.5609 | 410144 | 0 | 0 | 0 | 0 | 198884.1747 | 0 | 0 | 0 | 0 | 0 | 0 | 6815990.4729 | 0 | 0 | 0 | 0 | 0 | 0 | 0 | 0 | 0 | 0 | 0 | 0 | 70858.9504 | 0 | 0 | 0 | 0 | 0 | 0 | 0 | 0 | 0 | 292250.2184 | 0 | 0 | 0 | 0 | 0 | 0 | 0 | 0 | 0
2016-02-21 02:00 | 0 | 0 | 0 | 0 | 0 | 41728.8312 | 0 | 404838 | 0 | 0 | 0 | 0 | 128025.2243 | 0 | 0 | 0 | 0 | 0 | 0 | 6523740.2546 | 0 | 0 | 0 | 0 | 0 | 0 | 0 | 0 | 0 | 0 | 0 | 0 | -70858.9504 | 0 | 0 | 0 | 0 | 0 | 0 | 0 | 0 | 0 | 292250.2184 | 0 | 0 | 0 | 0 | 0 | 0 | 0 | 0 | 0
2016-02-21 03:00 | 0 | 0 | 0 | 0 | 0 | 504204.772 | 0 | 393889 | 0 | 0 | 0 | 0 | 198884.1747 | 0 | 0 | 0 | 0 | 0 | 0 | 6563197.0762 | 0 | 0 | 0 | 0 | 0 | 0 | 0 | 0 | 0 | 0 | 0 | 0 | 70858.9504 | 0 | 0 | 0 | 0 | 0 | 0 | 0 | 0 | 331707.04 | 292250.2184 | 0 | 0 | 0 | 0 | 0 | 0 | 0 | 0 | 0
2016-02-21 04:00 | 0 | 0 | 0 | 0 | 0 | 86129.7816 | 0 | 378380 | 0 | 0 | 0 | 0 | 198884.1747 | 0 | 0 | 0 | 0 | 0 | 0 | 6270946.8578 | 0 | 0 | 0 | 0 | 0 | 0 | 0 | 0 | 0 | 0 | 0 | 0 | 0 | 0 | 0 | 0 | 0 | 0 | 0 | 0 | 0 | 0 | 292250.2184 | 0 | 0 | 0 | 0 | 0 | 0 | 0 | 0 | 0
2016-02-21 05:00 | 0 | 0 | 0 | 0 | 0 | 330965.8712 | 0 | 362368 | 0 | 0 | 0 | 0 | 128025.2243 | 0 | 0 | 0 | 0 | 0 | 0 | 6310403.6794 | 0 | 0 | 0 | 0 | 0 | 0 | 0 | 0 | 0 | 0 | 0 | 0 | -70858.9504 | 0 | 0 | 0 | 0 | 0 | 0 | 0 | 0 | 331707.04 | 292250.2184 | 0 | 0 | 0 | 0 | 0 | 0 | 0 | 0 | 0
2016-02-21 06:00 | 0 | 0 | 0 | 0 | 0 | 430503.1118 | 0 | 349945 | 0 | 0 | 0 | 0 | 198884.1747 | 0 | 0 | 0 | 0 | 0 | 0 | 6320102.8408 | 0 | 0 | 0 | 0 | 0 | 0 | 0 | 0 | 0 | 0 | 0 | 0 | 70858.9504 | 0 | 0 | 0 | 0 | 0 | 0 | 0 | 0 | 301949.3798 | 292250.2184 | 0 | 0 | 0 | 0 | 0 | 0 | 0 | 0 | 0
2016-02-21 07:00 | 0 | 0 | 0 | 0 | 0 | 47831.7816 | 0 | 340082 | 0 | 0 | 0 | 0 | 198884.1747 | 0 | 0 | 0 | 0 | 0 | 0 | 6027852.6224 | 0 | 0 | 0 | 0 | 0 | 0 | 0 | 0 | 0 | 0 | 0 | 0 | 0 | 0 | 0 | 0 | 0 | 0 | 0 | 0 | 0 | 0 | 292250.2184 | 0 | 0 | 0 | 0 | 0 | 0 | 0 | 0 | 0
2016-02-21 08:00 | 0 | 0 | 0 | 0 | 0 | 0 | 0 | 334957 | 0 | 0 | 0 | 0 | 128025.2243 | 0 | 0 | 0 | 0 | 0 | 0 | 5763754.5728 | 0 | 0 | 0 | 0 | 0 | 0 | 0 | 0 | 0 | 0 | 0 | 0 | -70858.9504 | 0 | 0 | 0 | 0 | 0 | 0 | 0 | 0 | 28152.1688 | 292250.2184 | 0 | 0 | 0 | 0 | 0 | 0 | 0 | 0 | 0
2016-02-21 09:00 | 0 | 0 | 0 | 0 | 0 | 427175.9487 | 0 | 332892 | 0 | 0 | 0 | 0 | 198884.1747 | 0 | 0 | 0 | 0 | 0 | 0 | 5787179.5711 | 0 | 0 | 0 | 0 | 0 | 0 | 0 | 0 | 0 | 0 | 0 | 0 | 70858.9504 | 0 | 0 | 0 | 0 | 0 | 0 | 0 | 0 | 315675.2167 | 292250.2184 | 0 | 0 | 0 | 0 | 0 | 0 | 0 | 0 | 0
2016-02-21 10:00 | 0 | 0 | 0 | 0 | 0 | 317142.5477 | 0 | 334852 | 0 | 0 | 0 | 0 | 141717.9008 | 0 | 0 | 0 | 0 | 0 | 0 | 5826636.3927 | 0 | 0 | 0 | 0 | 0 | 0 | 0 | 0 | 0 | 0 | 0 | 0 | -57166.2739 | 0 | 0 | 0 | 0 | 0 | 0 | 0 | 0 | 331707.04 | 292250.2184 | 0 | 0 | 0 | 0 | 0 | 0 | 0 | 0 | 0
2016-02-21 11:00 | 0 | 0 | 0 | 0 | 0 | 0 | 0 | 341609 | 0 | 0 | 0 | 0 | 70858.9504 | 0 | 0 | 0 | 0 | 0 | 0 | 5555886.3431 | 0 | 0 | 0 | 0 | 0 | 0 | 0 | 0 | 0 | 0 | 0 | 0 | -70858.9504 | 0 | 0 | 0 | 0 | 0 | 0 | 0 | 0 | 21500.1688 | 292250.2184 | 0 | 0 | 0 | 0 | 0 | 0 | 0 | 0 | 0
2016-02-21 12:00 | 0 | 0 | 0 | 0 | 0 | 0 | 0 | 351690 | 0 | 0 | 0 | 0 | 0 | 0 | 0 | 0 | 0 | 0 | 0 | 5275055.2935 | 0 | 0 | 0 | 0 | 0 | 0 | 0 | 0 | 0 | 0 | 0 | 0 | -70858.9504 | 0 | 0 | 0 | 0 | 0 | 0 | 0 | 0 | 11419.1688 | 292250.2184 | 0 | 0 | 0 | 0 | 0 | 0 | 0 | 0 | 0
2016-02-21 13:00 | 0 | 0 | 0 | 0 | 0 | 343560.411 | 697.357 | 363583 | 0 | 0 | 0 | 0 | 0 | 0 | 0 | 0 | 0 | 0 | 0 | 5255730.0615 | 0 | 0 | 0 | 0 | 0 | 0 | 0 | 0 | 0 | 0 | 0 | 0 | 0 | 0 | 0 | 0 | 0 | 0 | 0 | 0 | 0 | 272924.9864 | 292250.2184 | 0 | 0 | 0 | 0 | 0 | 0 | 0 | 0 | 0
2016-02-21 14:00 | 0 | 0 | 0 | 0 | 0 | 0 | 180920.6129 | 376732 | 0 | 0 | 0 | 0 | 0 | 0 | 0 | 0 | 0 | 0 | 0 | 5059918.6744 | 0 | 0 | 0 | 0 | 0 | 0 | 0 | 0 | 0 | 0 | 0 | 0 | 0 | 0 | 0 | 0 | 0 | 0 | 0 | 0 | 0 | 96438.8312 | 292250.2184 | 0 | 0 | 0 | 0 | 0 | 0 | 0 | 0 | 0
2016-02-21 15:00 | 0 | 0 | 0 | 0 | 0 | 0 | 580606.2232 | 383921 | 0 | 0 | 0 | 0 | 0 | 0 | 0 | 0 | 0 | 0 | 0 | 5256603.8976 | 0 | 0 | 0 | 0 | 0 | 0 | 0 | 0 | 0 | 0 | 0 | 0 | 0 | 0 | 0 | 0 | 0 | 0 | 0 | 0 | 0 | 196685.2232 | 0 | 0 | 0 | 0 | 0 | 0 | 0 | 0 | 0 | 0
2016-02-21 16:00 | 0 | 0 | 0 | 0 | 0 | 0 | 683863.3342 | 387634 | 0 | 0 | 0 | 0 | 70858.9504 | 0 | 0 | 0 | 0 | 0 | 0 | 5481974.2814 | 0 | 0 | 0 | 0 | 0 | 0 | 0 | 0 | 0 | 0 | 0 | 0 | 70858.9504 | 0 | 0 | 0 | 0 | 0 | 0 | 0 | 0 | 225370.3838 | 0 | 0 | 0 | 0 | 0 | 0 | 0 | 0 | 0 | 0
2016-02-21 17:00 | 0 | 0 | 0 | 0 | 0 | 106788.2459 | 685212.7445 | 389435 | 0 | 0 | 0 | 0 | 141717.9008 | 0 | 0 | 0 | 0 | 0 | 0 | 5813681.3214 | 0 | 0 | 0 | 0 | 0 | 0 | 0 | 0 | 0 | 0 | 0 | 0 | 70858.9504 | 0 | 0 | 0 | 0 | 0 | 0 | 0 | 0 | 331707.04 | 0 | 0 | 0 | 0 | 0 | 0 | 0 | 0 | 0 | 0
2016-02-21 18:00 | 0 | 0 | 0 | 0 | 0 | 0 | 673908.9554 | 388620 | 0 | 0 | 0 | 0 | 95299.8162 | 0 | 0 | 0 | 0 | 0 | 0 | 6145388.3614 | 0 | 0 | 0 | 0 | 0 | 0 | 0 | 0 | 0 | 0 | 0 | 0 | -46418.0846 | 0 | 0 | 0 | 0 | 0 | 0 | 0 | 0 | 331707.04 | 0 | 0 | 0 | 0 | 0 | 0 | 0 | 0 | 0 | 0
2016-02-21 19:00 | 0 | 0 | 0 | 0 | 0 | 0 | 665689.3446 | 386747 | 0 | 0 | 0 | 0 | 57166.2739 | 0 | 0 | 0 | 0 | 0 | 0 | 6462464.2484 | 0 | 0 | 0 | 0 | 0 | 0 | 0 | 0 | 0 | 0 | 0 | 0 | -38133.5424 | 0 | 0 | 0 | 0 | 0 | 0 | 0 | 0 | 317075.887 | 0 | 0 | 0 | 0 | 0 | 0 | 0 | 0 | 0 | 0
2016-02-21 20:00 | 0 | 0 | 0 | 0 | 0 | 0 | 674151.363 | 386428 | 0 | 0 | 0 | 0 | 128025.2243 | 0 | 0 | 0 | 0 | 0 | 0 | 6679328.661 | 0 | 0 | 0 | 0 | 0 | 0 | 0 | 0 | 0 | 0 | 0 | 0 | 70858.9504 | 0 | 0 | 0 | 0 | 0 | 0 | 0 | 0 | 216864.4126 | 0 | 0 | 0 | 0 | 0 | 0 | 0 | 0 | 0 | 0
2016-02-21 21:00 | 0 | 0 | 0 | 0 | 0 | 0 | 686122.1362 | 389231 | 0 | 0 | 0 | 0 | 198884.1747 | 0 | 0 | 0 | 0 | 0 | 0 | 6905360.8468 | 0 | 0 | 0 | 0 | 0 | 0 | 0 | 0 | 0 | 0 | 0 | 0 | 70858.9504 | 0 | 0 | 0 | 0 | 0 | 0 | 0 | 0 | 226032.1858 | 0 | 0 | 0 | 0 | 0 | 0 | 0 | 0 | 0 | 0
2016-02-21 22:00 | 0 | 0 | 0 | 0 | 0 | 0 | 678546.7312 | 397837 | 0 | 0 | 0 | 0 | 198884.1747 | 0 | 0 | 0 | 0 | 0 | 0 | 7186070.5779 | 0 | 0 | 0 | 0 | 0 | 0 | 0 | 0 | 0 | 0 | 0 | 0 | 0 | 0 | 0 | 0 | 0 | 0 | 0 | 0 | 0 | 280709.7312 | 0 | 0 | 0 | 0 | 0 | 0 | 0 | 0 | 0 | 0
2016-02-21 23:00 | 0 | 0 | 0 | 0 | 0 | 0 | 501642.1044 | 412587 | 0 | 0 | 0 | 0 | 179777.2125 | 0 | 0 | 0 | 0 | 0 | 0 | 7294232.6445 | 0 | 0 | 0 | 0 | 0 | 0 | 0 | 0 | 0 | 0 | 0 | 0 | -19106.9622 | 0 | 0 | 0 | 0 | 0 | 0 | 0 | 0 | 108162.0666 | 0 | 0 | 0 | 0 | 0 | 0 | 0 | 0 | 0 | 0
2016-02-22 | 0 | 0 | 0 | 0 | 0 | 333497.0619 | 110243.9002 | 424634 | 0 | 0 | 0 | 0 | 198884.1747 | 0 | 0 | 0 | 0 | 0 | 0 | 7294232.6445 | 0 | 0 | 0 | 0 | 0 | 0 | 0 | 0 | 0 | 0 | 0 | 0 | 19106.9622 | 0 | 0 | 0 | 0 | 0 | 0 | 0 | 0 | 292250.2184 | 292250.2184 | 0 | 0 | 0 | 0 | 0 | 0 | 0 | 0 | 0
2016-02-22 01:00 | 0 | 0 | 0 | 0 | 0 | 354428.9976 | 47.7676 | 425052 | 0 | 0 | 0 | 0 | 128308.9399 | 0 | 0 | 0 | 0 | 0 | 0 | 7294232.6445 | 0 | 0 | 0 | 0 | 0 | 0 | 0 | 0 | 0 | 0 | 0 | 0 | -70575.2347 | 0 | 0 | 0 | 0 | 0 | 0 | 0 | 0 | 292250.2184 | 292250.2184 | 0 | 0 | 0 | 0 | 0 | 0 | 0 | 0 | 0
2016-02-22 02:00 | 0 | 0 | 0 | 0 | 0 | 353670.7791 | 0 | 417877 | 0 | 0 | 0 | 0 | 82410.5662 | 0 | 0 | 0 | 0 | 0 | 0 | 7275924.7974 | 0 | 0 | 0 | 0 | 0 | 0 | 0 | 0 | 0 | 0 | 0 | 0 | -45898.3738 | 0 | 0 | 0 | 0 | 0 | 0 | 0 | 0 | 273942.3712 | 292250.2184 | 0 | 0 | 0 | 0 | 0 | 0 | 0 | 0 | 0
2016-02-22 03:00 | 0 | 0 | 0 | 0 | 0 | 351196.8968 | 0 | 403748 | 0 | 0 | 0 | 0 | 11551.6158 | 0 | 0 | 0 | 0 | 0 | 0 | 7294232.6445 | 0 | 0 | 0 | 0 | 0 | 0 | 0 | 0 | 0 | 0 | 0 | 0 | -70858.9504 | 0 | 0 | 0 | 0 | 0 | 0 | 0 | 0 | 310558.0655 | 292250.2184 | 0 | 0 | 0 | 0 | 0 | 0 | 0 | 0 | 0
2016-02-22 04:00 | 0 | 0 | 0 | 0 | 0 | 162933.732 | 0 | 384325 | 0 | 0 | 0 | 0 | 82410.5662 | 0 | 0 | 0 | 0 | 0 | 0 | 7001982.4261 | 0 | 0 | 0 | 0 | 0 | 0 | 0 | 0 | 0 | 0 | 0 | 0 | 70858.9504 | 0 | 0 | 0 | 0 | 0 | 0 | 0 | 0 | 0 | 292250.2184 | 0 | 0 | 0 | 0 | 0 | 0 | 0 | 0 | 0
2016-02-22 05:00 | 0 | 0 | 0 | 0 | 0 | 341806.8181 | 0 | 366010 | 0 | 0 | 0 | 0 | 18750.5627 | 0 | 0 | 0 | 0 | 0 | 0 | 7041439.2477 | 0 | 0 | 0 | 0 | 0 | 0 | 0 | 0 | 0 | 0 | 0 | 0 | -63660.0035 | 0 | 0 | 0 | 0 | 0 | 0 | 0 | 0 | 331707.04 | 292250.2184 | 0 | 0 | 0 | 0 | 0 | 0 | 0 | 0 | 0
2016-02-22 06:00 | 0 | 0 | 0 | 0 | 0 | 334725.184 | 0 | 353139 | 0 | 0 | 0 | 0 | 89609.5131 | 0 | 0 | 0 | 0 | 0 | 0 | 6952166.4813 | 0 | 0 | 0 | 0 | 0 | 0 | 0 | 0 | 0 | 0 | 0 | 0 | 70858.9504 | 0 | 0 | 0 | 0 | 0 | 0 | 0 | 0 | 202977.452 | 292250.2184 | 0 | 0 | 0 | 0 | 0 | 0 | 0 | 0 | 0
2016-02-22 07:00 | 0 | 0 | 0 | 0 | 0 | 123490.732 | 0 | 344882 | 0 | 0 | 0 | 0 | 160468.4635 | 0 | 0 | 0 | 0 | 0 | 0 | 6659916.2629 | 0 | 0 | 0 | 0 | 0 | 0 | 0 | 0 | 0 | 0 | 0 | 0 | 70858.9504 | 0 | 0 | 0 | 0 | 0 | 0 | 0 | 0 | 0 | 292250.2184 | 0 | 0 | 0 | 0 | 0 | 0 | 0 | 0 | 0
2016-02-22 08:00 | 0 | 0 | 0 | 0 | 0 | 0 | 0 | 341726 | 0 | 0 | 0 | 0 | 89609.5131 | 0 | 0 | 0 | 0 | 0 | 0 | 6389049.2133 | 0 | 0 | 0 | 0 | 0 | 0 | 0 | 0 | 0 | 0 | 0 | 0 | -70858.9504 | 0 | 0 | 0 | 0 | 0 | 0 | 0 | 0 | 21383.1688 | 292250.2184 | 0 | 0 | 0 | 0 | 0 | 0 | 0 | 0 | 0
2016-02-22 09:00 | 0 | 0 | 0 | 0 | 0 | 124445.732 | 0 | 345837 | 0 | 0 | 0 | 0 | 160468.4635 | 0 | 0 | 0 | 0 | 0 | 0 | 6096798.9949 | 0 | 0 | 0 | 0 | 0 | 0 | 0 | 0 | 0 | 0 | 0 | 0 | 70858.9504 | 0 | 0 | 0 | 0 | 0 | 0 | 0 | 0 | 0 | 292250.2184 | 0 | 0 | 0 | 0 | 0 | 0 | 0 | 0 | 0
2016-02-22 10:00 | 0 | 0 | 0 | 0 | 0 | 0 | 0 | 360995 | 0 | 0 | 0 | 0 | 89609.5131 | 0 | 0 | 0 | 0 | 0 | 0 | 5806662.9453 | 0 | 0 | 0 | 0 | 0 | 0 | 0 | 0 | 0 | 0 | 0 | 0 | -70858.9504 | 0 | 0 | 0 | 0 | 0 | 0 | 0 | 0 | 2114.1688 | 292250.2184 | 0 | 0 | 0 | 0 | 0 | 0 | 0 | 0 | 0
2016-02-22 11:00 | 0 | 0 | 0 | 0 | 0 | 258028.7119 | 0 | 392795 | 0 | 0 | 0 | 0 | 70858.9504 | 0 | 0 | 0 | 0 | 0 | 0 | 5690647.2199 | 0 | 0 | 0 | 0 | 0 | 0 | 0 | 0 | 0 | 0 | 0 | 0 | -18750.5627 | 0 | 0 | 0 | 0 | 0 | 0 | 0 | 0 | 176234.493 | 292250.2184 | 0 | 0 | 0 | 0 | 0 | 0 | 0 | 0 | 0
2016-02-22 12:00 | 0 | 0 | 0 | 0 | 0 | 242346.6931 | 0 | 421725 | 0 | 0 | 0 | 0 | 0 | 0 | 0 | 0 | 0 | 0 | 0 | 5582127.8634 | 0 | 0 | 0 | 0 | 0 | 0 | 0 | 0 | 0 | 0 | 0 | 0 | -70858.9504 | 0 | 0 | 0 | 0 | 0 | 0 | 0 | 0 | 183730.8619 | 292250.2184 | 0 | 0 | 0 | 0 | 0 | 0 | 0 | 0 | 0
2016-02-22 13:00 | 0 | 0 | 0 | 0 | 0 | 206994.2428 | 3059.8787 | 434072 | 0 | 0 | 0 | 0 | 0 | 0 | 0 | 0 | 0 | 0 | 0 | 5358109.9849 | 0 | 0 | 0 | 0 | 0 | 0 | 0 | 0 | 0 | 0 | 0 | 0 | 0 | 0 | 0 | 0 | 0 | 0 | 0 | 0 | 0 | 68232.3399 | 292250.2184 | 0 | 0 | 0 | 0 | 0 | 0 | 0 | 0 | 0
2016-02-22 14:00 | 0 | 0 | 0 | 0 | 0 | 0 | 210212.1818 | 439407 | 0 | 0 | 0 | 0 | 0 | 0 | 0 | 0 | 0 | 0 | 0 | 5128915.1667 | 0 | 0 | 0 | 0 | 0 | 0 | 0 | 0 | 0 | 0 | 0 | 0 | 0 | 0 | 0 | 0 | 0 | 0 | 0 | 0 | 0 | 63055.4001 | 292250.2184 | 0 | 0 | 0 | 0 | 0 | 0 | 0 | 0 | 0
2016-02-22 15:00 | 0 | 0 | 0 | 0 | 0 | 0 | 567476.346 | 442540 | 0 | 0 | 0 | 0 | 70858.9504 | 0 | 0 | 0 | 0 | 0 | 0 | 5182992.5623 | 0 | 0 | 0 | 0 | 0 | 0 | 0 | 0 | 0 | 0 | 0 | 0 | 70858.9504 | 0 | 0 | 0 | 0 | 0 | 0 | 0 | 0 | 54077.3956 | 0 | 0 | 0 | 0 | 0 | 0 | 0 | 0 | 0 | 0
2016-02-22 16:00 | 0 | 0 | 0 | 0 | 0 | 0 | 671882.5088 | 441350 | 0 | 0 | 0 | 0 | 0 | 0 | 0 | 0 | 0 | 0 | 0 | 5484384.0215 | 0 | 0 | 0 | 0 | 0 | 0 | 0 | 0 | 0 | 0 | 0 | 0 | -70858.9504 | 0 | 0 | 0 | 0 | 0 | 0 | 0 | 0 | 301391.4592 | 0 | 0 | 0 | 0 | 0 | 0 | 0 | 0 | 0 | 0
2016-02-22 17:00 | 0 | 0 | 0 | 0 | 0 | 0 | 675665.6503 | 438115 | 0 | 0 | 0 | 0 | 70858.9504 | 0 | 0 | 0 | 0 | 0 | 0 | 5651075.7215 | 0 | 0 | 0 | 0 | 0 | 0 | 0 | 0 | 0 | 0 | 0 | 0 | 70858.9504 | 0 | 0 | 0 | 0 | 0 | 0 | 0 | 0 | 166691.6999 | 0 | 0 | 0 | 0 | 0 | 0 | 0 | 0 | 0 | 0
2016-02-22 18:00 | 0 | 0 | 0 | 0 | 0 | 0 | 657599.6156 | 435252 | 0 | 0 | 0 | 0 | 0 | 0 | 0 | 0 | 0 | 0 | 0 | 5944282.2875 | 0 | 0 | 0 | 0 | 0 | 0 | 0 | 0 | 0 | 0 | 0 | 0 | -70858.9504 | 0 | 0 | 0 | 0 | 0 | 0 | 0 | 0 | 293206.566 | 0 | 0 | 0 | 0 | 0 | 0 | 0 | 0 | 0 | 0
2016-02-22 19:00 | 0 | 0 | 0 | 0 | 0 | 0 | 638536.3649 | 432459 | 0 | 0 | 0 | 0 | 0 | 0 | 0 | 0 | 0 | 0 | 0 | 6150359.6524 | 0 | 0 | 0 | 0 | 0 | 0 | 0 | 0 | 0 | 0 | 0 | 0 | 0 | 0 | 0 | 0 | 0 | 0 | 0 | 0 | 0 | 206077.3649 | 0 | 0 | 0 | 0 | 0 | 0 | 0 | 0 | 0 | 0
2016-02-22 20:00 | 0 | 0 | 0 | 0 | 0 | 0 | 630727.7279 | 429886 | 0 | 0 | 0 | 0 | 31411.5603 | 0 | 0 | 0 | 0 | 0 | 0 | 6319789.82 | 0 | 0 | 0 | 0 | 0 | 0 | 0 | 0 | 0 | 0 | 0 | 0 | 31411.5603 | 0 | 0 | 0 | 0 | 0 | 0 | 0 | 0 | 169430.1676 | 0 | 0 | 0 | 0 | 0 | 0 | 0 | 0 | 0 | 0
2016-02-22 21:00 | 0 | 0 | 0 | 0 | 0 | 0 | 613096.7124 | 431668 | 0 | 0 | 0 | 0 | 102270.5107 | 0 | 0 | 0 | 0 | 0 | 0 | 6430359.5821 | 0 | 0 | 0 | 0 | 0 | 0 | 0 | 0 | 0 | 0 | 0 | 0 | 70858.9504 | 0 | 0 | 0 | 0 | 0 | 0 | 0 | 0 | 110569.762 | 0 | 0 | 0 | 0 | 0 | 0 | 0 | 0 | 0 | 0
2016-02-22 22:00 | 0 | 0 | 0 | 0 | 0 | 0 | 566774.1125 | 438908 | 0 | 0 | 0 | 0 | 31411.5603 | 0 | 0 | 0 | 0 | 0 | 0 | 6629084.645 | 0 | 0 | 0 | 0 | 0 | 0 | 0 | 0 | 0 | 0 | 0 | 0 | -70858.9504 | 0 | 0 | 0 | 0 | 0 | 0 | 0 | 0 | 198725.0629 | 0 | 0 | 0 | 0 | 0 | 0 | 0 | 0 | 0 | 0
2016-02-22 23:00 | 0 | 0 | 0 | 0 | 0 | 0 | 423713.4397 | 455125 | 0 | 0 | 0 | 0 | 0 | 0 | 0 | 0 | 0 | 0 | 0 | 6629084.645 | 0 | 0 | 0 | 0 | 0 | 0 | 0 | 0 | 0 | 0 | 0 | 0 | -31411.5603 | 0 | 0 | 0 | 0 | 0 | 0 | 0 | 0 | 0 | 0 | 0 | 0 | 0 | 0 | 0 | 0 | 0 | 0 | 0
2016-02-23 | 0 | 0 | 0 | 0 | 0 | 352423.9772 | 115327.9694 | 466325 | 0 | 0 | 0 | 0 | 0 | 0 | 0 | 0 | 0 | 0 | 0 | 6630511.5917 | 0 | 0 | 0 | 0 | 0 | 0 | 0 | 0 | 0 | 0 | 0 | 0 | 0 | 0 | 0 | 0 | 0 | 0 | 0 | 0 | 0 | 293677.1651 | 292250.2184 | 0 | 0 | 0 | 0 | 0 | 0 | 0 | 0 | 0
2016-02-23 01:00 | 0 | 0 | 0 | 0 | 0 | 425596.7632 | 60.4707 | 465317 | 0 | 0 | 0 | 0 | 0 | 0 | 0 | 0 | 0 | 0 | 0 | 6590851.8255 | 0 | 0 | 0 | 0 | 0 | 0 | 0 | 0 | 0 | 0 | 0 | 0 | 0 | 0 | 0 | 0 | 0 | 0 | 0 | 0 | 0 | 252590.4522 | 292250.2184 | 0 | 0 | 0 | 0 | 0 | 0 | 0 | 0 | 0
2016-02-23 02:00 | 0 | 0 | 0 | 0 | 0 | 450348.2117 | 0 | 455231 | 0 | 0 | 0 | 0 | 70858.9504 | 0 | 0 | 0 | 0 | 0 | 0 | 6515110.0868 | 0 | 0 | 0 | 0 | 0 | 0 | 0 | 0 | 0 | 0 | 0 | 0 | 70858.9504 | 0 | 0 | 0 | 0 | 0 | 0 | 0 | 0 | 216508.4797 | 292250.2184 | 0 | 0 | 0 | 0 | 0 | 0 | 0 | 0 | 0
2016-02-23 03:00 | 0 | 0 | 0 | 0 | 0 | 447193.6705 | 0 | 436595 | 0 | 0 | 0 | 0 | 141717.9008 | 0 | 0 | 0 | 0 | 0 | 0 | 6454849.8069 | 0 | 0 | 0 | 0 | 0 | 0 | 0 | 0 | 0 | 0 | 0 | 0 | 70858.9504 | 0 | 0 | 0 | 0 | 0 | 0 | 0 | 0 | 231989.9385 | 292250.2184 | 0 | 0 | 0 | 0 | 0 | 0 | 0 | 0 | 0
2016-02-23 04:00 | 0 | 0 | 0 | 0 | 0 | 49191.8312 | 0 | 412301 | 0 | 0 | 0 | 0 | 70858.9504 | 0 | 0 | 0 | 0 | 0 | 0 | 6162599.5885 | 0 | 0 | 0 | 0 | 0 | 0 | 0 | 0 | 0 | 0 | 0 | 0 | -70858.9504 | 0 | 0 | 0 | 0 | 0 | 0 | 0 | 0 | 0 | 292250.2184 | 0 | 0 | 0 | 0 | 0 | 0 | 0 | 0 | 0
2016-02-23 05:00 | 0 | 0 | 0 | 0 | 0 | 418306.5465 | 0 | 391289 | 0 | 0 | 0 | 0 | 141717.9008 | 0 | 0 | 0 | 0 | 0 | 0 | 6118758.1846 | 0 | 0 | 0 | 0 | 0 | 0 | 0 | 0 | 0 | 0 | 0 | 0 | 70858.9504 | 0 | 0 | 0 | 0 | 0 | 0 | 0 | 0 | 248408.8145 | 292250.2184 | 0 | 0 | 0 | 0 | 0 | 0 | 0 | 0 | 0
2016-02-23 06:00 | 0 | 0 | 0 | 0 | 0 | 141389.0555 | 0 | 376473 | 0 | 0 | 0 | 0 | 198884.1747 | 0 | 0 | 0 | 0 | 0 | 0 | 5826507.9662 | 0 | 0 | 0 | 0 | 0 | 0 | 0 | 0 | 0 | 0 | 0 | 0 | 57166.2739 | 0 | 0 | 0 | 0 | 0 | 0 | 0 | 0 | 0 | 292250.2184 | 0 | 0 | 0 | 0 | 0 | 0 | 0 | 0 | 0
2016-02-23 07:00 | 0 | 0 | 0 | 0 | 0 | 3811.8312 | 0 | 366921 | 0 | 0 | 0 | 0 | 128025.2243 | 0 | 0 | 0 | 0 | 0 | 0 | 5534257.7478 | 0 | 0 | 0 | 0 | 0 | 0 | 0 | 0 | 0 | 0 | 0 | 0 | -70858.9504 | 0 | 0 | 0 | 0 | 0 | 0 | 0 | 0 | 0 | 292250.2184 | 0 | 0 | 0 | 0 | 0 | 0 | 0 | 0 | 0
2016-02-23 08:00 | 0 | 0 | 0 | 0 | 0 | 412343.3854 | 0 | 362150 | 0 | 0 | 0 | 0 | 198884.1747 | 0 | 0 | 0 | 0 | 0 | 0 | 5513592.1828 | 0 | 0 | 0 | 0 | 0 | 0 | 0 | 0 | 0 | 0 | 0 | 0 | 70858.9504 | 0 | 0 | 0 | 0 | 0 | 0 | 0 | 0 | 271584.6534 | 292250.2184 | 0 | 0 | 0 | 0 | 0 | 0 | 0 | 0 | 0
2016-02-23 09:00 | 0 | 0 | 0 | 0 | 0 | 403692.8216 | 0 | 364236 | 0 | 0 | 0 | 0 | 198884.1747 | 0 | 0 | 0 | 0 | 0 | 0 | 5553049.0044 | 0 | 0 | 0 | 0 | 0 | 0 | 0 | 0 | 0 | 0 | 0 | 0 | 0 | 0 | 0 | 0 | 0 | 0 | 0 | 0 | 0 | 331707.04 | 292250.2184 | 0 | 0 | 0 | 0 | 0 | 0 | 0 | 0 | 0
2016-02-23 10:00 | 0 | 0 | 0 | 0 | 0 | 28025.5077 | 0 | 377442 | 0 | 0 | 0 | 0 | 141717.9008 | 0 | 0 | 0 | 0 | 0 | 0 | 5260798.786 | 0 | 0 | 0 | 0 | 0 | 0 | 0 | 0 | 0 | 0 | 0 | 0 | -57166.2739 | 0 | 0 | 0 | 0 | 0 | 0 | 0 | 0 | 0 | 292250.2184 | 0 | 0 | 0 | 0 | 0 | 0 | 0 | 0 | 0
2016-02-23 11:00 | 0 | 0 | 0 | 0 | 0 | 46412.8312 | 0 | 409522 | 0 | 0 | 0 | 0 | 70858.9504 | 0 | 0 | 0 | 0 | 0 | 0 | 4968548.5677 | 0 | 0 | 0 | 0 | 0 | 0 | 0 | 0 | 0 | 0 | 0 | 0 | -70858.9504 | 0 | 0 | 0 | 0 | 0 | 0 | 0 | 0 | 0 | 292250.2184 | 0 | 0 | 0 | 0 | 0 | 0 | 0 | 0 | 0
2016-02-23 12:00 | 0 | 0 | 0 | 0 | 0 | 405814.8712 | 0 | 437217 | 0 | 0 | 0 | 0 | 0 | 0 | 0 | 0 | 0 | 0 | 0 | 5008005.3893 | 0 | 0 | 0 | 0 | 0 | 0 | 0 | 0 | 0 | 0 | 0 | 0 | -70858.9504 | 0 | 0 | 0 | 0 | 0 | 0 | 0 | 0 | 331707.04 | 292250.2184 | 0 | 0 | 0 | 0 | 0 | 0 | 0 | 0 | 0
2016-02-23 13:00 | 0 | 0 | 0 | 0 | 0 | 409915.6828 | 2739.4934 | 448790 | 0 | 0 | 0 | 0 | 70858.9504 | 0 | 0 | 0 | 0 | 0 | 0 | 4901011.615 | 0 | 0 | 0 | 0 | 0 | 0 | 0 | 0 | 0 | 0 | 0 | 0 | 70858.9504 | 0 | 0 | 0 | 0 | 0 | 0 | 0 | 0 | 185256.4442 | 292250.2184 | 0 | 0 | 0 | 0 | 0 | 0 | 0 | 0 | 0
2016-02-23 14:00 | 0 | 0 | 0 | 0 | 0 | 378855.6317 | 186542.1403 | 455082 | 0 | 0 | 0 | 0 | 141717.9008 | 0 | 0 | 0 | 0 | 0 | 0 | 4940468.4367 | 0 | 0 | 0 | 0 | 0 | 0 | 0 | 0 | 0 | 0 | 0 | 0 | 70858.9504 | 0 | 0 | 0 | 0 | 0 | 0 | 0 | 0 | 331707.04 | 292250.2184 | 0 | 0 | 0 | 0 | 0 | 0 | 0 | 0 | 0
2016-02-23 15:00 | 0 | 0 | 0 | 0 | 0 | 0 | 573866.0346 | 459144 | 0 | 0 | 0 | 0 | 198884.1747 | 0 | 0 | 0 | 0 | 0 | 0 | 4998024.1974 | 0 | 0 | 0 | 0 | 0 | 0 | 0 | 0 | 0 | 0 | 0 | 0 | 57166.2739 | 0 | 0 | 0 | 0 | 0 | 0 | 0 | 0 | 57555.7608 | 0 | 0 | 0 | 0 | 0 | 0 | 0 | 0 | 0 | 0
2016-02-23 16:00 | 0 | 0 | 0 | 0 | 0 | 50957.9205 | 668004.1691 | 458114 | 0 | 0 | 0 | 0 | 128025.2243 | 0 | 0 | 0 | 0 | 0 | 0 | 5329731.2374 | 0 | 0 | 0 | 0 | 0 | 0 | 0 | 0 | 0 | 0 | 0 | 0 | -70858.9504 | 0 | 0 | 0 | 0 | 0 | 0 | 0 | 0 | 331707.04 | 0 | 0 | 0 | 0 | 0 | 0 | 0 | 0 | 0 | 0
2016-02-23 17:00 | 0 | 0 | 0 | 0 | 0 | 0 | 687978.4765 | 455547 | 0 | 0 | 0 | 0 | 198884.1747 | 0 | 0 | 0 | 0 | 0 | 0 | 5491303.7635 | 0 | 0 | 0 | 0 | 0 | 0 | 0 | 0 | 0 | 0 | 0 | 0 | 70858.9504 | 0 | 0 | 0 | 0 | 0 | 0 | 0 | 0 | 161572.5261 | 0 | 0 | 0 | 0 | 0 | 0 | 0 | 0 | 0 | 0
2016-02-23 18:00 | 0 | 0 | 0 | 0 | 0 | 31274.043 | 682931.0466 | 453357 | 0 | 0 | 0 | 0 | 128025.2243 | 0 | 0 | 0 | 0 | 0 | 0 | 5823010.8035 | 0 | 0 | 0 | 0 | 0 | 0 | 0 | 0 | 0 | 0 | 0 | 0 | -70858.9504 | 0 | 0 | 0 | 0 | 0 | 0 | 0 | 0 | 331707.04 | 0 | 0 | 0 | 0 | 0 | 0 | 0 | 0 | 0 | 0
2016-02-23 19:00 | 0 | 0 | 0 | 0 | 0 | 0 | 671426.6912 | 450352 | 0 | 0 | 0 | 0 | 198884.1747 | 0 | 0 | 0 | 0 | 0 | 0 | 5973226.5443 | 0 | 0 | 0 | 0 | 0 | 0 | 0 | 0 | 0 | 0 | 0 | 0 | 70858.9504 | 0 | 0 | 0 | 0 | 0 | 0 | 0 | 0 | 150215.7408 | 0 | 0 | 0 | 0 | 0 | 0 | 0 | 0 | 0 | 0
2016-02-23 20:00 | 0 | 0 | 0 | 0 | 0 | 0 | 674086.104 | 448235 | 0 | 0 | 0 | 0 | 128025.2243 | 0 | 0 | 0 | 0 | 0 | 0 | 6269936.5988 | 0 | 0 | 0 | 0 | 0 | 0 | 0 | 0 | 0 | 0 | 0 | 0 | -70858.9504 | 0 | 0 | 0 | 0 | 0 | 0 | 0 | 0 | 296710.0544 | 0 | 0 | 0 | 0 | 0 | 0 | 0 | 0 | 0 | 0
2016-02-23 21:00 | 0 | 0 | 0 | 0 | 0 | 0 | 673273.3699 | 450200 | 0 | 0 | 0 | 0 | 57166.2739 | 0 | 0 | 0 | 0 | 0 | 0 | 6563868.919 | 0 | 0 | 0 | 0 | 0 | 0 | 0 | 0 | 0 | 0 | 0 | 0 | -70858.9504 | 0 | 0 | 0 | 0 | 0 | 0 | 0 | 0 | 293932.3203 | 0 | 0 | 0 | 0 | 0 | 0 | 0 | 0 | 0 | 0
2016-02-23 22:00 | 0 | 0 | 0 | 0 | 0 | 0 | 634745.0001 | 457914 | 0 | 0 | 0 | 0 | 128025.2243 | 0 | 0 | 0 | 0 | 0 | 0 | 6669840.9687 | 0 | 0 | 0 | 0 | 0 | 0 | 0 | 0 | 0 | 0 | 0 | 0 | 70858.9504 | 0 | 0 | 0 | 0 | 0 | 0 | 0 | 0 | 105972.0497 | 0 | 0 | 0 | 0 | 0 | 0 | 0 | 0 | 0 | 0
2016-02-23 23:00 | 0 | 0 | 0 | 0 | 0 | 88342.0573 | 453506.8931 | 470990 | 0 | 0 | 0 | 0 | 198884.1747 | 0 | 0 | 0 | 0 | 0 | 0 | 6669840.9687 | 0 | 0 | 0 | 0 | 0 | 0 | 0 | 0 | 0 | 0 | 0 | 0 | 70858.9504 | 0 | 0 | 0 | 0 | 0 | 0 | 0 | 0 | 0 | 0 | 0 | 0 | 0 | 0 | 0 | 0 | 0 | 0 | 0
2016-02-24 | 0 | 0 | 0 | 0 | 0 | 346873.2797 | 101729.5915 | 480005 | 0 | 0 | 0 | 0 | 128025.2243 | 0 | 0 | 0 | 0 | 0 | 0 | 6709297.7903 | 0 | 0 | 0 | 0 | 0 | 0 | 0 | 0 | 0 | 0 | 0 | 0 | -70858.9504 | 0 | 0 | 0 | 0 | 0 | 0 | 0 | 0 | 331707.04 | 292250.2184 | 0 | 0 | 0 | 0 | 0 | 0 | 0 | 0 | 0
2016-02-24 01:00 | 0 | 0 | 0 | 0 | 0 | 256575.1012 | 59.6308 | 478026 | 0 | 0 | 0 | 0 | 198884.1747 | 0 | 0 | 0 | 0 | 0 | 0 | 6417047.5719 | 0 | 0 | 0 | 0 | 0 | 0 | 0 | 0 | 0 | 0 | 0 | 0 | 70858.9504 | 0 | 0 | 0 | 0 | 0 | 0 | 0 | 0 | 0 | 292250.2184 | 0 | 0 | 0 | 0 | 0 | 0 | 0 | 0 | 0
2016-02-24 02:00 | 0 | 0 | 0 | 0 | 0 | 435774.8712 | 0 | 467177 | 0 | 0 | 0 | 0 | 128025.2243 | 0 | 0 | 0 | 0 | 0 | 0 | 6456504.3936 | 0 | 0 | 0 | 0 | 0 | 0 | 0 | 0 | 0 | 0 | 0 | 0 | -70858.9504 | 0 | 0 | 0 | 0 | 0 | 0 | 0 | 0 | 331707.04 | 292250.2184 | 0 | 0 | 0 | 0 | 0 | 0 | 0 | 0 | 0
2016-02-24 03:00 | 0 | 0 | 0 | 0 | 0 | 556854.772 | 0 | 446539 | 0 | 0 | 0 | 0 | 198884.1747 | 0 | 0 | 0 | 0 | 0 | 0 | 6495961.2152 | 0 | 0 | 0 | 0 | 0 | 0 | 0 | 0 | 0 | 0 | 0 | 0 | 70858.9504 | 0 | 0 | 0 | 0 | 0 | 0 | 0 | 0 | 331707.04 | 292250.2184 | 0 | 0 | 0 | 0 | 0 | 0 | 0 | 0 | 0
2016-02-24 04:00 | 0 | 0 | 0 | 0 | 0 | 130119.7816 | 0 | 422370 | 0 | 0 | 0 | 0 | 198884.1747 | 0 | 0 | 0 | 0 | 0 | 0 | 6203710.9968 | 0 | 0 | 0 | 0 | 0 | 0 | 0 | 0 | 0 | 0 | 0 | 0 | 0 | 0 | 0 | 0 | 0 | 0 | 0 | 0 | 0 | 0 | 292250.2184 | 0 | 0 | 0 | 0 | 0 | 0 | 0 | 0 | 0
2016-02-24 05:00 | 0 | 0 | 0 | 0 | 0 | 37760.8312 | 0 | 400870 | 0 | 0 | 0 | 0 | 128025.2243 | 0 | 0 | 0 | 0 | 0 | 0 | 5911460.7784 | 0 | 0 | 0 | 0 | 0 | 0 | 0 | 0 | 0 | 0 | 0 | 0 | -70858.9504 | 0 | 0 | 0 | 0 | 0 | 0 | 0 | 0 | 0 | 292250.2184 | 0 | 0 | 0 | 0 | 0 | 0 | 0 | 0 | 0
2016-02-24 06:00 | 0 | 0 | 0 | 0 | 0 | 368162.5477 | 0 | 385872 | 0 | 0 | 0 | 0 | 70858.9504 | 0 | 0 | 0 | 0 | 0 | 0 | 5950917.6 | 0 | 0 | 0 | 0 | 0 | 0 | 0 | 0 | 0 | 0 | 0 | 0 | -57166.2739 | 0 | 0 | 0 | 0 | 0 | 0 | 0 | 0 | 331707.04 | 292250.2184 | 0 | 0 | 0 | 0 | 0 | 0 | 0 | 0 | 0
2016-02-24 07:00 | 0 | 0 | 0 | 0 | 0 | 13425.8312 | 0 | 376535 | 0 | 0 | 0 | 0 | 0 | 0 | 0 | 0 | 0 | 0 | 0 | 5658667.3816 | 0 | 0 | 0 | 0 | 0 | 0 | 0 | 0 | 0 | 0 | 0 | 0 | -70858.9504 | 0 | 0 | 0 | 0 | 0 | 0 | 0 | 0 | 0 | 292250.2184 | 0 | 0 | 0 | 0 | 0 | 0 | 0 | 0 | 0
2016-02-24 08:00 | 0 | 0 | 0 | 0 | 0 | 79386.7816 | 0 | 371637 | 0 | 0 | 0 | 0 | 0 | 0 | 0 | 0 | 0 | 0 | 0 | 5366417.1632 | 0 | 0 | 0 | 0 | 0 | 0 | 0 | 0 | 0 | 0 | 0 | 0 | 0 | 0 | 0 | 0 | 0 | 0 | 0 | 0 | 0 | 0 | 292250.2184 | 0 | 0 | 0 | 0 | 0 | 0 | 0 | 0 | 0
2016-02-24 09:00 | 0 | 0 | 0 | 0 | 0 | 483402.772 | 0 | 373087 | 0 | 0 | 0 | 0 | 70858.9504 | 0 | 0 | 0 | 0 | 0 | 0 | 5405873.9849 | 0 | 0 | 0 | 0 | 0 | 0 | 0 | 0 | 0 | 0 | 0 | 0 | 70858.9504 | 0 | 0 | 0 | 0 | 0 | 0 | 0 | 0 | 331707.04 | 292250.2184 | 0 | 0 | 0 | 0 | 0 | 0 | 0 | 0 | 0
2016-02-24 10:00 | 0 | 0 | 0 | 0 | 0 | 496166.772 | 0 | 385851 | 0 | 0 | 0 | 0 | 141717.9008 | 0 | 0 | 0 | 0 | 0 | 0 | 5445330.8065 | 0 | 0 | 0 | 0 | 0 | 0 | 0 | 0 | 0 | 0 | 0 | 0 | 70858.9504 | 0 | 0 | 0 | 0 | 0 | 0 | 0 | 0 | 331707.04 | 292250.2184 | 0 | 0 | 0 | 0 | 0 | 0 | 0 | 0 | 0
2016-02-24 11:00 | 0 | 0 | 0 | 0 | 0 | 54093.8312 | 0 | 417203 | 0 | 0 | 0 | 0 | 70858.9504 | 0 | 0 | 0 | 0 | 0 | 0 | 5153080.5881 | 0 | 0 | 0 | 0 | 0 | 0 | 0 | 0 | 0 | 0 | 0 | 0 | -70858.9504 | 0 | 0 | 0 | 0 | 0 | 0 | 0 | 0 | 0 | 292250.2184 | 0 | 0 | 0 | 0 | 0 | 0 | 0 | 0 | 0
2016-02-24 12:00 | 0 | 0 | 0 | 0 | 0 | 83887.8312 | 0 | 446997 | 0 | 0 | 0 | 0 | 0 | 0 | 0 | 0 | 0 | 0 | 0 | 4860830.3697 | 0 | 0 | 0 | 0 | 0 | 0 | 0 | 0 | 0 | 0 | 0 | 0 | -70858.9504 | 0 | 0 | 0 | 0 | 0 | 0 | 0 | 0 | 0 | 292250.2184 | 0 | 0 | 0 | 0 | 0 | 0 | 0 | 0 | 0
2016-02-24 13:00 | 0 | 0 | 0 | 0 | 0 | 493223.2644 | 4749.5572 | 458516 | 0 | 0 | 0 | 0 | 0 | 0 | 0 | 0 | 0 | 0 | 0 | 4900287.1913 | 0 | 0 | 0 | 0 | 0 | 0 | 0 | 0 | 0 | 0 | 0 | 0 | 0 | 0 | 0 | 0 | 0 | 0 | 0 | 0 | 0 | 331707.04 | 292250.2184 | 0 | 0 | 0 | 0 | 0 | 0 | 0 | 0 | 0
2016-02-24 14:00 | 0 | 0 | 0 | 0 | 0 | 0 | 319809.2747 | 463168 | 0 | 0 | 0 | 0 | 0 | 0 | 0 | 0 | 0 | 0 | 0 | 4756928.466 | 0 | 0 | 0 | 0 | 0 | 0 | 0 | 0 | 0 | 0 | 0 | 0 | 0 | 0 | 0 | 0 | 0 | 0 | 0 | 0 | 0 | 148891.4931 | 292250.2184 | 0 | 0 | 0 | 0 | 0 | 0 | 0 | 0 | 0
2016-02-24 15:00 | 0 | 0 | 0 | 0 | 0 | 0 | 734482.7907 | 466375 | 0 | 0 | 0 | 0 | 0 | 0 | 0 | 0 | 0 | 0 | 0 | 5025036.2568 | 0 | 0 | 0 | 0 | 0 | 0 | 0 | 0 | 0 | 0 | 0 | 0 | 0 | 0 | 0 | 0 | 0 | 0 | 0 | 0 | 0 | 268107.7907 | 0 | 0 | 0 | 0 | 0 | 0 | 0 | 0 | 0 | 0
2016-02-24 16:00 | 0 | 0 | 0 | 0 | 0 | 0 | 808963.693 | 465391 | 0 | 0 | 0 | 0 | 11865.653 | 0 | 0 | 0 | 0 | 0 | 0 | 5356743.2968 | 0 | 0 | 0 | 0 | 0 | 0 | 0 | 0 | 0 | 0 | 0 | 0 | 11865.653 | 0 | 0 | 0 | 0 | 0 | 0 | 0 | 0 | 331707.04 | 0 | 0 | 0 | 0 | 0 | 0 | 0 | 0 | 0 | 0
2016-02-24 17:00 | 0 | 0 | 0 | 0 | 0 | 0 | 804425.78 | 460966 | 0 | 0 | 0 | 0 | 23618.393 | 0 | 0 | 0 | 0 | 0 | 0 | 5688450.3368 | 0 | 0 | 0 | 0 | 0 | 0 | 0 | 0 | 0 | 0 | 0 | 0 | 11752.74 | 0 | 0 | 0 | 0 | 0 | 0 | 0 | 0 | 331707.04 | 0 | 0 | 0 | 0 | 0 | 0 | 0 | 0 | 0 | 0
2016-02-24 18:00 | 0 | 0 | 0 | 0 | 0 | 0 | 782384.5779 | 456504 | 0 | 0 | 0 | 0 | 17791.9309 | 0 | 0 | 0 | 0 | 0 | 0 | 6020157.3768 | 0 | 0 | 0 | 0 | 0 | 0 | 0 | 0 | 0 | 0 | 0 | 0 | -5826.4621 | 0 | 0 | 0 | 0 | 0 | 0 | 0 | 0 | 331707.04 | 0 | 0 | 0 | 0 | 0 | 0 | 0 | 0 | 0 | 0
2016-02-24 19:00 | 0 | 0 | 0 | 0 | 0 | 0 | 769353.3949 | 451870 | 0 | 0 | 0 | 0 | 3568.2858 | 0 | 0 | 0 | 0 | 0 | 0 | 6351864.4168 | 0 | 0 | 0 | 0 | 0 | 0 | 0 | 0 | 0 | 0 | 0 | 0 | -14223.6451 | 0 | 0 | 0 | 0 | 0 | 0 | 0 | 0 | 331707.04 | 0 | 0 | 0 | 0 | 0 | 0 | 0 | 0 | 0 | 0
2016-02-24 20:00 | 0 | 0 | 0 | 0 | 0 | 0 | 777713.3354 | 447422 | 0 | 0 | 0 | 0 | 2152.5812 | 0 | 0 | 0 | 0 | 0 | 0 | 6683571.4568 | 0 | 0 | 0 | 0 | 0 | 0 | 0 | 0 | 0 | 0 | 0 | 0 | -1415.7046 | 0 | 0 | 0 | 0 | 0 | 0 | 0 | 0 | 331707.04 | 0 | 0 | 0 | 0 | 0 | 0 | 0 | 0 | 0 | 0
2016-02-24 21:00 | 0 | 0 | 0 | 0 | 0 | 0 | 786383.8002 | 447402 | 0 | 0 | 0 | 0 | 73011.5316 | 0 | 0 | 0 | 0 | 0 | 0 | 6951694.3065 | 0 | 0 | 0 | 0 | 0 | 0 | 0 | 0 | 0 | 0 | 0 | 0 | 70858.9504 | 0 | 0 | 0 | 0 | 0 | 0 | 0 | 0 | 268122.8498 | 0 | 0 | 0 | 0 | 0 | 0 | 0 | 0 | 0 | 0
2016-02-24 22:00 | 0 | 0 | 0 | 0 | 0 | 0 | 752070.6642 | 453275 | 0 | 0 | 0 | 0 | 64238.876 | 0 | 0 | 0 | 0 | 0 | 0 | 7259262.6264 | 0 | 0 | 0 | 0 | 0 | 0 | 0 | 0 | 0 | 0 | 0 | 0 | -8772.6556 | 0 | 0 | 0 | 0 | 0 | 0 | 0 | 0 | 307568.3198 | 0 | 0 | 0 | 0 | 0 | 0 | 0 | 0 | 0 | 0
2016-02-24 23:00 | 0 | 0 | 0 | 0 | 0 | 0 | 528682.3483 | 464896 | 0 | 0 | 0 | 0 | 128025.2243 | 0 | 0 | 0 | 0 | 0 | 0 | 7259262.6264 | 0 | 0 | 0 | 0 | 0 | 0 | 0 | 0 | 0 | 0 | 0 | 0 | 63786.3483 | 0 | 0 | 0 | 0 | 0 | 0 | 0 | 0 | 0 | 0 | 0 | 0 | 0 | 0 | 0 | 0 | 0 | 0 | 0
2016-02-25 | 0 | 0 | 0 | 0 | 0 | 458085.4414 | 122048.5271 | 474305 | 0 | 0 | 0 | 0 | 198884.1747 | 0 | 0 | 0 | 0 | 0 | 0 | 7294232.6445 | 0 | 0 | 0 | 0 | 0 | 0 | 0 | 0 | 0 | 0 | 0 | 0 | 70858.9504 | 0 | 0 | 0 | 0 | 0 | 0 | 0 | 0 | 327220.2365 | 292250.2184 | 0 | 0 | 0 | 0 | 0 | 0 | 0 | 0 | 0
2016-02-25 01:00 | 0 | 0 | 0 | 0 | 0 | 181469.2803 | 88.5013 | 473808 | 0 | 0 | 0 | 0 | 198884.1747 | 0 | 0 | 0 | 0 | 0 | 0 | 7001982.4261 | 0 | 0 | 0 | 0 | 0 | 0 | 0 | 0 | 0 | 0 | 0 | 0 | 0 | 0 | 0 | 0 | 0 | 0 | 0 | 0 | 0 | 0 | 292250.2184 | 0 | 0 | 0 | 0 | 0 | 0 | 0 | 0 | 0
2016-02-25 02:00 | 0 | 0 | 0 | 0 | 0 | 101871.8312 | 0 | 464981 | 0 | 0 | 0 | 0 | 128025.2243 | 0 | 0 | 0 | 0 | 0 | 0 | 6709732.2077 | 0 | 0 | 0 | 0 | 0 | 0 | 0 | 0 | 0 | 0 | 0 | 0 | -70858.9504 | 0 | 0 | 0 | 0 | 0 | 0 | 0 | 0 | 0 | 292250.2184 | 0 | 0 | 0 | 0 | 0 | 0 | 0 | 0 | 0
2016-02-25 03:00 | 0 | 0 | 0 | 0 | 0 | 557320.772 | 0 | 447005 | 0 | 0 | 0 | 0 | 198884.1747 | 0 | 0 | 0 | 0 | 0 | 0 | 6749189.0294 | 0 | 0 | 0 | 0 | 0 | 0 | 0 | 0 | 0 | 0 | 0 | 0 | 70858.9504 | 0 | 0 | 0 | 0 | 0 | 0 | 0 | 0 | 331707.04 | 292250.2184 | 0 | 0 | 0 | 0 | 0 | 0 | 0 | 0 | 0
2016-02-25 04:00 | 0 | 0 | 0 | 0 | 0 | 131527.7816 | 0 | 423778 | 0 | 0 | 0 | 0 | 198884.1747 | 0 | 0 | 0 | 0 | 0 | 0 | 6456938.811 | 0 | 0 | 0 | 0 | 0 | 0 | 0 | 0 | 0 | 0 | 0 | 0 | 0 | 0 | 0 | 0 | 0 | 0 | 0 | 0 | 0 | 0 | 292250.2184 | 0 | 0 | 0 | 0 | 0 | 0 | 0 | 0 | 0
2016-02-25 05:00 | 0 | 0 | 0 | 0 | 0 | 40762.8312 | 0 | 403872 | 0 | 0 | 0 | 0 | 128025.2243 | 0 | 0 | 0 | 0 | 0 | 0 | 6164688.5926 | 0 | 0 | 0 | 0 | 0 | 0 | 0 | 0 | 0 | 0 | 0 | 0 | -70858.9504 | 0 | 0 | 0 | 0 | 0 | 0 | 0 | 0 | 0 | 292250.2184 | 0 | 0 | 0 | 0 | 0 | 0 | 0 | 0 | 0
2016-02-25 06:00 | 0 | 0 | 0 | 0 | 0 | 500991.772 | 0 | 390676 | 0 | 0 | 0 | 0 | 198884.1747 | 0 | 0 | 0 | 0 | 0 | 0 | 6204145.4142 | 0 | 0 | 0 | 0 | 0 | 0 | 0 | 0 | 0 | 0 | 0 | 0 | 70858.9504 | 0 | 0 | 0 | 0 | 0 | 0 | 0 | 0 | 331707.04 | 292250.2184 | 0 | 0 | 0 | 0 | 0 | 0 | 0 | 0 | 0
2016-02-25 07:00 | 0 | 0 | 0 | 0 | 0 | 89954.7816 | 0 | 382205 | 0 | 0 | 0 | 0 | 198884.1747 | 0 | 0 | 0 | 0 | 0 | 0 | 5911895.1958 | 0 | 0 | 0 | 0 | 0 | 0 | 0 | 0 | 0 | 0 | 0 | 0 | 0 | 0 | 0 | 0 | 0 | 0 | 0 | 0 | 0 | 0 | 292250.2184 | 0 | 0 | 0 | 0 | 0 | 0 | 0 | 0 | 0
2016-02-25 08:00 | 0 | 0 | 0 | 0 | 0 | 15864.8312 | 0 | 378974 | 0 | 0 | 0 | 0 | 128025.2243 | 0 | 0 | 0 | 0 | 0 | 0 | 5619644.9774 | 0 | 0 | 0 | 0 | 0 | 0 | 0 | 0 | 0 | 0 | 0 | 0 | -70858.9504 | 0 | 0 | 0 | 0 | 0 | 0 | 0 | 0 | 0 | 292250.2184 | 0 | 0 | 0 | 0 | 0 | 0 | 0 | 0 | 0
2016-02-25 09:00 | 0 | 0 | 0 | 0 | 0 | 493103.772 | 0 | 382788 | 0 | 0 | 0 | 0 | 198884.1747 | 0 | 0 | 0 | 0 | 0 | 0 | 5659101.799 | 0 | 0 | 0 | 0 | 0 | 0 | 0 | 0 | 0 | 0 | 0 | 0 | 70858.9504 | 0 | 0 | 0 | 0 | 0 | 0 | 0 | 0 | 331707.04 | 292250.2184 | 0 | 0 | 0 | 0 | 0 | 0 | 0 | 0 | 0
2016-02-25 10:00 | 0 | 0 | 0 | 0 | 0 | 48196.5077 | 0 | 397613 | 0 | 0 | 0 | 0 | 141717.9008 | 0 | 0 | 0 | 0 | 0 | 0 | 5366851.5807 | 0 | 0 | 0 | 0 | 0 | 0 | 0 | 0 | 0 | 0 | 0 | 0 | -57166.2739 | 0 | 0 | 0 | 0 | 0 | 0 | 0 | 0 | 0 | 292250.2184 | 0 | 0 | 0 | 0 | 0 | 0 | 0 | 0 | 0
2016-02-25 11:00 | 0 | 0 | 0 | 0 | 0 | 67624.8312 | 0 | 430734 | 0 | 0 | 0 | 0 | 70858.9504 | 0 | 0 | 0 | 0 | 0 | 0 | 5074601.3623 | 0 | 0 | 0 | 0 | 0 | 0 | 0 | 0 | 0 | 0 | 0 | 0 | -70858.9504 | 0 | 0 | 0 | 0 | 0 | 0 | 0 | 0 | 0 | 292250.2184 | 0 | 0 | 0 | 0 | 0 | 0 | 0 | 0 | 0
2016-02-25 12:00 | 0 | 0 | 0 | 0 | 0 | 96938.8312 | 0 | 460048 | 0 | 0 | 0 | 0 | 0 | 0 | 0 | 0 | 0 | 0 | 0 | 4782351.1439 | 0 | 0 | 0 | 0 | 0 | 0 | 0 | 0 | 0 | 0 | 0 | 0 | -70858.9504 | 0 | 0 | 0 | 0 | 0 | 0 | 0 | 0 | 0 | 292250.2184 | 0 | 0 | 0 | 0 | 0 | 0 | 0 | 0 | 0
2016-02-25 13:00 | 0 | 0 | 0 | 0 | 0 | 401605.5036 | 5078.5219 | 469454 | 0 | 0 | 0 | 0 | 0 | 0 | 0 | 0 | 0 | 0 | 0 | 4719581.1693 | 0 | 0 | 0 | 0 | 0 | 0 | 0 | 0 | 0 | 0 | 0 | 0 | 0 | 0 | 0 | 0 | 0 | 0 | 0 | 0 | 0 | 229480.2438 | 292250.2184 | 0 | 0 | 0 | 0 | 0 | 0 | 0 | 0 | 0
2016-02-25 14:00 | 0 | 0 | 0 | 0 | 0 | 0 | 316530.1164 | 469941 | 0 | 0 | 0 | 0 | 0 | 0 | 0 | 0 | 0 | 0 | 0 | 4566170.2857 | 0 | 0 | 0 | 0 | 0 | 0 | 0 | 0 | 0 | 0 | 0 | 0 | 0 | 0 | 0 | 0 | 0 | 0 | 0 | 0 | 0 | 138839.3347 | 292250.2184 | 0 | 0 | 0 | 0 | 0 | 0 | 0 | 0 | 0
2016-02-25 15:00 | 0 | 0 | 0 | 0 | 0 | 0 | 782157.2113 | 468999 | 0 | 0 | 0 | 0 | 70858.9504 | 0 | 0 | 0 | 0 | 0 | 0 | 4808469.5466 | 0 | 0 | 0 | 0 | 0 | 0 | 0 | 0 | 0 | 0 | 0 | 0 | 70858.9504 | 0 | 0 | 0 | 0 | 0 | 0 | 0 | 0 | 242299.2609 | 0 | 0 | 0 | 0 | 0 | 0 | 0 | 0 | 0 | 0
2016-02-25 16:00 | 0 | 0 | 0 | 0 | 0 | 0 | 832813.2137 | 464064 | 0 | 0 | 0 | 0 | 128025.2243 | 0 | 0 | 0 | 0 | 0 | 0 | 5120052.4865 | 0 | 0 | 0 | 0 | 0 | 0 | 0 | 0 | 0 | 0 | 0 | 0 | 57166.2739 | 0 | 0 | 0 | 0 | 0 | 0 | 0 | 0 | 311582.9399 | 0 | 0 | 0 | 0 | 0 | 0 | 0 | 0 | 0 | 0
2016-02-25 17:00 | 0 | 0 | 0 | 0 | 0 | 0 | 807037.0588 | 457790 | 0 | 0 | 0 | 0 | 198884.1747 | 0 | 0 | 0 | 0 | 0 | 0 | 5398440.5949 | 0 | 0 | 0 | 0 | 0 | 0 | 0 | 0 | 0 | 0 | 0 | 0 | 70858.9504 | 0 | 0 | 0 | 0 | 0 | 0 | 0 | 0 | 278388.1084 | 0 | 0 | 0 | 0 | 0 | 0 | 0 | 0 | 0 | 0
2016-02-25 18:00 | 0 | 0 | 0 | 0 | 0 | 0 | 780320.8915 | 452895 | 0 | 0 | 0 | 0 | 194603.0261 | 0 | 0 | 0 | 0 | 0 | 0 | 5730147.6349 | 0 | 0 | 0 | 0 | 0 | 0 | 0 | 0 | 0 | 0 | 0 | 0 | -4281.1485 | 0 | 0 | 0 | 0 | 0 | 0 | 0 | 0 | 331707.04 | 0 | 0 | 0 | 0 | 0 | 0 | 0 | 0 | 0 | 0
2016-02-25 19:00 | 0 | 0 | 0 | 0 | 0 | 0 | 766565.5082 | 449327 | 0 | 0 | 0 | 0 | 180134.4943 | 0 | 0 | 0 | 0 | 0 | 0 | 6061854.6749 | 0 | 0 | 0 | 0 | 0 | 0 | 0 | 0 | 0 | 0 | 0 | 0 | -14468.5318 | 0 | 0 | 0 | 0 | 0 | 0 | 0 | 0 | 331707.04 | 0 | 0 | 0 | 0 | 0 | 0 | 0 | 0 | 0 | 0
2016-02-25 20:00 | 0 | 0 | 0 | 0 | 0 | 0 | 775850.0736 | 447423 | 0 | 0 | 0 | 0 | 176854.5279 | 0 | 0 | 0 | 0 | 0 | 0 | 6393561.7149 | 0 | 0 | 0 | 0 | 0 | 0 | 0 | 0 | 0 | 0 | 0 | 0 | -3279.9664 | 0 | 0 | 0 | 0 | 0 | 0 | 0 | 0 | 331707.04 | 0 | 0 | 0 | 0 | 0 | 0 | 0 | 0 | 0 | 0
2016-02-25 21:00 | 0 | 0 | 0 | 0 | 0 | 0 | 791206.4723 | 449033 | 0 | 0 | 0 | 0 | 198884.1747 | 0 | 0 | 0 | 0 | 0 | 0 | 6713705.5404 | 0 | 0 | 0 | 0 | 0 | 0 | 0 | 0 | 0 | 0 | 0 | 0 | 22029.6468 | 0 | 0 | 0 | 0 | 0 | 0 | 0 | 0 | 320143.8255 | 0 | 0 | 0 | 0 | 0 | 0 | 0 | 0 | 0 | 0
2016-02-25 22:00 | 0 | 0 | 0 | 0 | 0 | 0 | 750058.5846 | 456517 | 0 | 0 | 0 | 0 | 198884.1747 | 0 | 0 | 0 | 0 | 0 | 0 | 7007247.125 | 0 | 0 | 0 | 0 | 0 | 0 | 0 | 0 | 0 | 0 | 0 | 0 | 0 | 0 | 0 | 0 | 0 | 0 | 0 | 0 | 0 | 293541.5846 | 0 | 0 | 0 | 0 | 0 | 0 | 0 | 0 | 0 | 0
2016-02-25 23:00 | 0 | 0 | 0 | 0 | 0 | 0 | 552908.7419 | 472070 | 0 | 0 | 0 | 0 | 128025.2243 | 0 | 0 | 0 | 0 | 0 | 0 | 7158944.8173 | 0 | 0 | 0 | 0 | 0 | 0 | 0 | 0 | 0 | 0 | 0 | 0 | -70858.9504 | 0 | 0 | 0 | 0 | 0 | 0 | 0 | 0 | 151697.6923 | 0 | 0 | 0 | 0 | 0 | 0 | 0 | 0 | 0 | 0
2016-02-26 | 0 | 0 | 0 | 0 | 0 | 0 | 136869.3311 | 484445 | 0 | 0 | 0 | 0 | 57166.2739 | 0 | 0 | 0 | 0 | 0 | 0 | 6882228.0988 | 0 | 0 | 0 | 0 | 0 | 0 | 0 | 0 | 0 | 0 | 0 | 0 | -70858.9504 | 0 | 0 | 0 | 0 | 0 | 0 | 0 | 0 | 15533.4999 | 292250.2184 | 0 | 0 | 0 | 0 | 0 | 0 | 0 | 0 | 0
2016-02-26 01:00 | 0 | 0 | 0 | 0 | 0 | 290267.4089 | 109.033 | 486525 | 0 | 0 | 0 | 0 | 128025.2243 | 0 | 0 | 0 | 0 | 0 | 0 | 6615220.5904 | 0 | 0 | 0 | 0 | 0 | 0 | 0 | 0 | 0 | 0 | 0 | 0 | 70858.9504 | 0 | 0 | 0 | 0 | 0 | 0 | 0 | 0 | 25242.7099 | 292250.2184 | 0 | 0 | 0 | 0 | 0 | 0 | 0 | 0 | 0
2016-02-26 02:00 | 0 | 0 | 0 | 0 | 0 | 306366.9541 | 0 | 478144 | 0 | 0 | 0 | 0 | 198884.1747 | 0 | 0 | 0 | 0 | 0 | 0 | 6372584.5941 | 0 | 0 | 0 | 0 | 0 | 0 | 0 | 0 | 0 | 0 | 0 | 0 | 70858.9504 | 0 | 0 | 0 | 0 | 0 | 0 | 0 | 0 | 49614.2221 | 292250.2184 | 0 | 0 | 0 | 0 | 0 | 0 | 0 | 0 | 0
2016-02-26 03:00 | 0 | 0 | 0 | 0 | 0 | 99123.8312 | 0 | 462233 | 0 | 0 | 0 | 0 | 128025.2243 | 0 | 0 | 0 | 0 | 0 | 0 | 6080334.3757 | 0 | 0 | 0 | 0 | 0 | 0 | 0 | 0 | 0 | 0 | 0 | 0 | -70858.9504 | 0 | 0 | 0 | 0 | 0 | 0 | 0 | 0 | 0 | 292250.2184 | 0 | 0 | 0 | 0 | 0 | 0 | 0 | 0 | 0
2016-02-26 04:00 | 0 | 0 | 0 | 0 | 0 | 218902.732 | 0 | 440294 | 0 | 0 | 0 | 0 | 198884.1747 | 0 | 0 | 0 | 0 | 0 | 0 | 5788084.1573 | 0 | 0 | 0 | 0 | 0 | 0 | 0 | 0 | 0 | 0 | 0 | 0 | 70858.9504 | 0 | 0 | 0 | 0 | 0 | 0 | 0 | 0 | 0 | 292250.2184 | 0 | 0 | 0 | 0 | 0 | 0 | 0 | 0 | 0
2016-02-26 05:00 | 0 | 0 | 0 | 0 | 0 | 370029.9398 | 0 | 420829 | 0 | 0 | 0 | 0 | 128025.2243 | 0 | 0 | 0 | 0 | 0 | 0 | 5808144.0476 | 0 | 0 | 0 | 0 | 0 | 0 | 0 | 0 | 0 | 0 | 0 | 0 | -70858.9504 | 0 | 0 | 0 | 0 | 0 | 0 | 0 | 0 | 312310.1086 | 292250.2184 | 0 | 0 | 0 | 0 | 0 | 0 | 0 | 0 | 0
2016-02-26 06:00 | 0 | 0 | 0 | 0 | 0 | 402638.6163 | 0 | 408908 | 0 | 0 | 0 | 0 | 198884.1747 | 0 | 0 | 0 | 0 | 0 | 0 | 5731015.7135 | 0 | 0 | 0 | 0 | 0 | 0 | 0 | 0 | 0 | 0 | 0 | 0 | 70858.9504 | 0 | 0 | 0 | 0 | 0 | 0 | 0 | 0 | 215121.8843 | 292250.2184 | 0 | 0 | 0 | 0 | 0 | 0 | 0 | 0 | 0
2016-02-26 07:00 | 0 | 0 | 0 | 0 | 0 | 109730.7816 | 0 | 401981 | 0 | 0 | 0 | 0 | 198884.1747 | 0 | 0 | 0 | 0 | 0 | 0 | 5438765.4951 | 0 | 0 | 0 | 0 | 0 | 0 | 0 | 0 | 0 | 0 | 0 | 0 | 0 | 0 | 0 | 0 | 0 | 0 | 0 | 0 | 0 | 0 | 292250.2184 | 0 | 0 | 0 | 0 | 0 | 0 | 0 | 0 | 0
2016-02-26 08:00 | 0 | 0 | 0 | 0 | 0 | 36934.8312 | 0 | 400044 | 0 | 0 | 0 | 0 | 128025.2243 | 0 | 0 | 0 | 0 | 0 | 0 | 5146515.2767 | 0 | 0 | 0 | 0 | 0 | 0 | 0 | 0 | 0 | 0 | 0 | 0 | -70858.9504 | 0 | 0 | 0 | 0 | 0 | 0 | 0 | 0 | 0 | 292250.2184 | 0 | 0 | 0 | 0 | 0 | 0 | 0 | 0 | 0
2016-02-26 09:00 | 0 | 0 | 0 | 0 | 0 | 497029.1382 | 0 | 404325 | 0 | 0 | 0 | 0 | 198884.1747 | 0 | 0 | 0 | 0 | 0 | 0 | 5168360.4645 | 0 | 0 | 0 | 0 | 0 | 0 | 0 | 0 | 0 | 0 | 0 | 0 | 70858.9504 | 0 | 0 | 0 | 0 | 0 | 0 | 0 | 0 | 314095.4062 | 292250.2184 | 0 | 0 | 0 | 0 | 0 | 0 | 0 | 0 | 0
2016-02-26 10:00 | 0 | 0 | 0 | 0 | 0 | 402079.5477 | 0 | 419789 | 0 | 0 | 0 | 0 | 141717.9008 | 0 | 0 | 0 | 0 | 0 | 0 | 5207817.2861 | 0 | 0 | 0 | 0 | 0 | 0 | 0 | 0 | 0 | 0 | 0 | 0 | -57166.2739 | 0 | 0 | 0 | 0 | 0 | 0 | 0 | 0 | 331707.04 | 292250.2184 | 0 | 0 | 0 | 0 | 0 | 0 | 0 | 0 | 0
2016-02-26 11:00 | 0 | 0 | 0 | 0 | 0 | 90037.8312 | 0 | 453147 | 0 | 0 | 0 | 0 | 70858.9504 | 0 | 0 | 0 | 0 | 0 | 0 | 4915567.0677 | 0 | 0 | 0 | 0 | 0 | 0 | 0 | 0 | 0 | 0 | 0 | 0 | -70858.9504 | 0 | 0 | 0 | 0 | 0 | 0 | 0 | 0 | 0 | 292250.2184 | 0 | 0 | 0 | 0 | 0 | 0 | 0 | 0 | 0
2016-02-26 12:00 | 0 | 0 | 0 | 0 | 0 | 117856.8312 | 0 | 480966 | 0 | 0 | 0 | 0 | 0 | 0 | 0 | 0 | 0 | 0 | 0 | 4623316.8493 | 0 | 0 | 0 | 0 | 0 | 0 | 0 | 0 | 0 | 0 | 0 | 0 | -70858.9504 | 0 | 0 | 0 | 0 | 0 | 0 | 0 | 0 | 0 | 292250.2184 | 0 | 0 | 0 | 0 | 0 | 0 | 0 | 0 | 0
2016-02-26 13:00 | 0 | 0 | 0 | 0 | 0 | 478617.5131 | 7331.872 | 487257 | 0 | 0 | 0 | 0 | 0 | 0 | 0 | 0 | 0 | 0 | 0 | 4622009.2344 | 0 | 0 | 0 | 0 | 0 | 0 | 0 | 0 | 0 | 0 | 0 | 0 | 0 | 0 | 0 | 0 | 0 | 0 | 0 | 0 | 0 | 290942.6035 | 292250.2184 | 0 | 0 | 0 | 0 | 0 | 0 | 0 | 0 | 0
2016-02-26 14:00 | 0 | 0 | 0 | 0 | 0 | 0 | 338029.6672 | 482161 | 0 | 0 | 0 | 0 | 0 | 0 | 0 | 0 | 0 | 0 | 0 | 4477877.9016 | 0 | 0 | 0 | 0 | 0 | 0 | 0 | 0 | 0 | 0 | 0 | 0 | 0 | 0 | 0 | 0 | 0 | 0 | 0 | 0 | 0 | 148118.8855 | 292250.2184 | 0 | 0 | 0 | 0 | 0 | 0 | 0 | 0 | 0
2016-02-26 15:00 | 0 | 0 | 0 | 0 | 0 | 0 | 748211.6572 | 474541 | 0 | 0 | 0 | 0 | 0 | 0 | 0 | 0 | 0 | 0 | 0 | 4751548.5588 | 0 | 0 | 0 | 0 | 0 | 0 | 0 | 0 | 0 | 0 | 0 | 0 | 0 | 0 | 0 | 0 | 0 | 0 | 0 | 0 | 0 | 273670.6572 | 0 | 0 | 0 | 0 | 0 | 0 | 0 | 0 | 0 | 0
2016-02-26 16:00 | 0 | 0 | 0 | 0 | 0 | 0 | 797244.7497 | 465184 | 0 | 0 | 0 | 0 | 70858.9504 | 0 | 0 | 0 | 0 | 0 | 0 | 5012750.3581 | 0 | 0 | 0 | 0 | 0 | 0 | 0 | 0 | 0 | 0 | 0 | 0 | 70858.9504 | 0 | 0 | 0 | 0 | 0 | 0 | 0 | 0 | 261201.7993 | 0 | 0 | 0 | 0 | 0 | 0 | 0 | 0 | 0 | 0
2016-02-26 17:00 | 0 | 0 | 0 | 0 | 0 | 0 | 782386.9358 | 454966 | 0 | 0 | 0 | 0 | 66572.8462 | 0 | 0 | 0 | 0 | 0 | 0 | 5344457.3981 | 0 | 0 | 0 | 0 | 0 | 0 | 0 | 0 | 0 | 0 | 0 | 0 | -4286.1042 | 0 | 0 | 0 | 0 | 0 | 0 | 0 | 0 | 331707.04 | 0 | 0 | 0 | 0 | 0 | 0 | 0 | 0 | 0 | 0
2016-02-26 18:00 | 0 | 0 | 0 | 0 | 0 | 0 | 757445.8209 | 445971 | 0 | 0 | 0 | 0 | 137431.7966 | 0 | 0 | 0 | 0 | 0 | 0 | 5585073.2686 | 0 | 0 | 0 | 0 | 0 | 0 | 0 | 0 | 0 | 0 | 0 | 0 | 70858.9504 | 0 | 0 | 0 | 0 | 0 | 0 | 0 | 0 | 240615.8705 | 0 | 0 | 0 | 0 | 0 | 0 | 0 | 0 | 0 | 0
2016-02-26 19:00 | 0 | 0 | 0 | 0 | 0 | 0 | 742276.2523 | 439126 | 0 | 0 | 0 | 0 | 198884.1747 | 0 | 0 | 0 | 0 | 0 | 0 | 5826771.1429 | 0 | 0 | 0 | 0 | 0 | 0 | 0 | 0 | 0 | 0 | 0 | 0 | 61452.378 | 0 | 0 | 0 | 0 | 0 | 0 | 0 | 0 | 241697.8743 | 0 | 0 | 0 | 0 | 0 | 0 | 0 | 0 | 0 | 0
2016-02-26 20:00 | 0 | 0 | 0 | 0 | 0 | 0 | 747995.483 | 434190 | 0 | 0 | 0 | 0 | 198884.1747 | 0 | 0 | 0 | 0 | 0 | 0 | 6140576.6259 | 0 | 0 | 0 | 0 | 0 | 0 | 0 | 0 | 0 | 0 | 0 | 0 | 0 | 0 | 0 | 0 | 0 | 0 | 0 | 0 | 0 | 313805.483 | 0 | 0 | 0 | 0 | 0 | 0 | 0 | 0 | 0 | 0
2016-02-26 21:00 | 0 | 0 | 0 | 0 | 0 | 0 | 755437.1754 | 433274 | 0 | 0 | 0 | 0 | 198884.1747 | 0 | 0 | 0 | 0 | 0 | 0 | 6462739.8013 | 0 | 0 | 0 | 0 | 0 | 0 | 0 | 0 | 0 | 0 | 0 | 0 | 0 | 0 | 0 | 0 | 0 | 0 | 0 | 0 | 0 | 322163.1754 | 0 | 0 | 0 | 0 | 0 | 0 | 0 | 0 | 0 | 0
2016-02-26 22:00 | 0 | 0 | 0 | 0 | 0 | 0 | 713360.4404 | 439688 | 0 | 0 | 0 | 0 | 156234.0738 | 0 | 0 | 0 | 0 | 0 | 0 | 6779062.3425 | 0 | 0 | 0 | 0 | 0 | 0 | 0 | 0 | 0 | 0 | 0 | 0 | -42650.1008 | 0 | 0 | 0 | 0 | 0 | 0 | 0 | 0 | 316322.5412 | 0 | 0 | 0 | 0 | 0 | 0 | 0 | 0 | 0 | 0
2016-02-26 23:00 | 0 | 0 | 0 | 0 | 0 | 0 | 496718.1008 | 454068 | 0 | 0 | 0 | 0 | 198884.1747 | 0 | 0 | 0 | 0 | 0 | 0 | 6779062.3425 | 0 | 0 | 0 | 0 | 0 | 0 | 0 | 0 | 0 | 0 | 0 | 0 | 42650.1008 | 0 | 0 | 0 | 0 | 0 | 0 | 0 | 0 | 0 | 0 | 0 | 0 | 0 | 0 | 0 | 0 | 0 | 0 | 0
2016-02-27 | 0 | 0 | 0 | 0 | 0 | 367958.7996 | 103448.9637 | 467219 | 0 | 0 | 0 | 0 | 198884.1747 | 0 | 0 | 0 | 0 | 0 | 0 | 6783251.1058 | 0 | 0 | 0 | 0 | 0 | 0 | 0 | 0 | 0 | 0 | 0 | 0 | 0 | 0 | 0 | 0 | 0 | 0 | 0 | 0 | 0 | 296438.9816 | 292250.2184 | 0 | 0 | 0 | 0 | 0 | 0 | 0 | 0 | 0
2016-02-27 01:00 | 0 | 0 | 0 | 0 | 0 | 177915.736 | 109.0456 | 470275 | 0 | 0 | 0 | 0 | 198884.1747 | 0 | 0 | 0 | 0 | 0 | 0 | 6491000.8874 | 0 | 0 | 0 | 0 | 0 | 0 | 0 | 0 | 0 | 0 | 0 | 0 | 0 | 0 | 0 | 0 | 0 | 0 | 0 | 0 | 0 | 0 | 292250.2184 | 0 | 0 | 0 | 0 | 0 | 0 | 0 | 0 | 0
2016-02-27 02:00 | 0 | 0 | 0 | 0 | 0 | 434681.8712 | 0 | 466084 | 0 | 0 | 0 | 0 | 128025.2243 | 0 | 0 | 0 | 0 | 0 | 0 | 6530457.709 | 0 | 0 | 0 | 0 | 0 | 0 | 0 | 0 | 0 | 0 | 0 | 0 | -70858.9504 | 0 | 0 | 0 | 0 | 0 | 0 | 0 | 0 | 331707.04 | 292250.2184 | 0 | 0 | 0 | 0 | 0 | 0 | 0 | 0 | 0
2016-02-27 03:00 | 0 | 0 | 0 | 0 | 0 | 565009.772 | 0 | 454694 | 0 | 0 | 0 | 0 | 198884.1747 | 0 | 0 | 0 | 0 | 0 | 0 | 6569914.5306 | 0 | 0 | 0 | 0 | 0 | 0 | 0 | 0 | 0 | 0 | 0 | 0 | 70858.9504 | 0 | 0 | 0 | 0 | 0 | 0 | 0 | 0 | 331707.04 | 292250.2184 | 0 | 0 | 0 | 0 | 0 | 0 | 0 | 0 | 0
2016-02-27 04:00 | 0 | 0 | 0 | 0 | 0 | 145342.7816 | 0 | 437593 | 0 | 0 | 0 | 0 | 198884.1747 | 0 | 0 | 0 | 0 | 0 | 0 | 6277664.3122 | 0 | 0 | 0 | 0 | 0 | 0 | 0 | 0 | 0 | 0 | 0 | 0 | 0 | 0 | 0 | 0 | 0 | 0 | 0 | 0 | 0 | 0 | 292250.2184 | 0 | 0 | 0 | 0 | 0 | 0 | 0 | 0 | 0
2016-02-27 05:00 | 0 | 0 | 0 | 0 | 0 | 57795.8312 | 0 | 420905 | 0 | 0 | 0 | 0 | 128025.2243 | 0 | 0 | 0 | 0 | 0 | 0 | 5985414.0938 | 0 | 0 | 0 | 0 | 0 | 0 | 0 | 0 | 0 | 0 | 0 | 0 | -70858.9504 | 0 | 0 | 0 | 0 | 0 | 0 | 0 | 0 | 0 | 292250.2184 | 0 | 0 | 0 | 0 | 0 | 0 | 0 | 0 | 0
2016-02-27 06:00 | 0 | 0 | 0 | 0 | 0 | 520196.772 | 0 | 409881 | 0 | 0 | 0 | 0 | 198884.1747 | 0 | 0 | 0 | 0 | 0 | 0 | 6024870.9154 | 0 | 0 | 0 | 0 | 0 | 0 | 0 | 0 | 0 | 0 | 0 | 0 | 70858.9504 | 0 | 0 | 0 | 0 | 0 | 0 | 0 | 0 | 331707.04 | 292250.2184 | 0 | 0 | 0 | 0 | 0 | 0 | 0 | 0 | 0
2016-02-27 07:00 | 0 | 0 | 0 | 0 | 0 | 111188.7816 | 0 | 403439 | 0 | 0 | 0 | 0 | 198884.1747 | 0 | 0 | 0 | 0 | 0 | 0 | 5732620.6971 | 0 | 0 | 0 | 0 | 0 | 0 | 0 | 0 | 0 | 0 | 0 | 0 | 0 | 0 | 0 | 0 | 0 | 0 | 0 | 0 | 0 | 0 | 292250.2184 | 0 | 0 | 0 | 0 | 0 | 0 | 0 | 0 | 0
2016-02-27 08:00 | 0 | 0 | 0 | 0 | 0 | 37000.8312 | 0 | 400110 | 0 | 0 | 0 | 0 | 128025.2243 | 0 | 0 | 0 | 0 | 0 | 0 | 5440370.4787 | 0 | 0 | 0 | 0 | 0 | 0 | 0 | 0 | 0 | 0 | 0 | 0 | -70858.9504 | 0 | 0 | 0 | 0 | 0 | 0 | 0 | 0 | 0 | 292250.2184 | 0 | 0 | 0 | 0 | 0 | 0 | 0 | 0 | 0
2016-02-27 09:00 | 0 | 0 | 0 | 0 | 0 | 511900.772 | 0 | 401585 | 0 | 0 | 0 | 0 | 198884.1747 | 0 | 0 | 0 | 0 | 0 | 0 | 5479827.3003 | 0 | 0 | 0 | 0 | 0 | 0 | 0 | 0 | 0 | 0 | 0 | 0 | 70858.9504 | 0 | 0 | 0 | 0 | 0 | 0 | 0 | 0 | 331707.04 | 292250.2184 | 0 | 0 | 0 | 0 | 0 | 0 | 0 | 0 | 0
2016-02-27 10:00 | 0 | 0 | 0 | 0 | 0 | 57868.5077 | 0 | 407285 | 0 | 0 | 0 | 0 | 141717.9008 | 0 | 0 | 0 | 0 | 0 | 0 | 5187577.0819 | 0 | 0 | 0 | 0 | 0 | 0 | 0 | 0 | 0 | 0 | 0 | 0 | -57166.2739 | 0 | 0 | 0 | 0 | 0 | 0 | 0 | 0 | 0 | 292250.2184 | 0 | 0 | 0 | 0 | 0 | 0 | 0 | 0 | 0
2016-02-27 11:00 | 0 | 0 | 0 | 0 | 0 | 58701.8312 | 0 | 421811 | 0 | 0 | 0 | 0 | 70858.9504 | 0 | 0 | 0 | 0 | 0 | 0 | 4895326.8635 | 0 | 0 | 0 | 0 | 0 | 0 | 0 | 0 | 0 | 0 | 0 | 0 | -70858.9504 | 0 | 0 | 0 | 0 | 0 | 0 | 0 | 0 | 0 | 292250.2184 | 0 | 0 | 0 | 0 | 0 | 0 | 0 | 0 | 0
2016-02-27 12:00 | 0 | 0 | 0 | 0 | 0 | 73804.8312 | 0 | 436914 | 0 | 0 | 0 | 0 | 0 | 0 | 0 | 0 | 0 | 0 | 0 | 4603076.6451 | 0 | 0 | 0 | 0 | 0 | 0 | 0 | 0 | 0 | 0 | 0 | 0 | -70858.9504 | 0 | 0 | 0 | 0 | 0 | 0 | 0 | 0 | 0 | 292250.2184 | 0 | 0 | 0 | 0 | 0 | 0 | 0 | 0 | 0
2016-02-27 13:00 | 0 | 0 | 0 | 0 | 0 | 475743.8969 | 7289.9247 | 443577 | 0 | 0 | 0 | 0 | 0 | 0 | 0 | 0 | 0 | 0 | 0 | 4642533.4667 | 0 | 0 | 0 | 0 | 0 | 0 | 0 | 0 | 0 | 0 | 0 | 0 | 0 | 0 | 0 | 0 | 0 | 0 | 0 | 0 | 0 | 331707.04 | 292250.2184 | 0 | 0 | 0 | 0 | 0 | 0 | 0 | 0 | 0
2016-02-27 14:00 | 0 | 0 | 0 | 0 | 0 | 0 | 306017.5408 | 440303 | 0 | 0 | 0 | 0 | 0 | 0 | 0 | 0 | 0 | 0 | 0 | 4508248.0076 | 0 | 0 | 0 | 0 | 0 | 0 | 0 | 0 | 0 | 0 | 0 | 0 | 0 | 0 | 0 | 0 | 0 | 0 | 0 | 0 | 0 | 157964.7592 | 292250.2184 | 0 | 0 | 0 | 0 | 0 | 0 | 0 | 0 | 0
2016-02-27 15:00 | 0 | 0 | 0 | 0 | 0 | 0 | 675439.7462 | 431766 | 0 | 0 | 0 | 0 | 0 | 0 | 0 | 0 | 0 | 0 | 0 | 4751921.7538 | 0 | 0 | 0 | 0 | 0 | 0 | 0 | 0 | 0 | 0 | 0 | 0 | 0 | 0 | 0 | 0 | 0 | 0 | 0 | 0 | 0 | 243673.7462 | 0 | 0 | 0 | 0 | 0 | 0 | 0 | 0 | 0 | 0
2016-02-27 16:00 | 0 | 0 | 0 | 0 | 0 | 0 | 752350.5541 | 421204 | 0 | 0 | 0 | 0 | 0 | 0 | 0 | 0 | 0 | 0 | 0 | 5083068.3079 | 0 | 0 | 0 | 0 | 0 | 0 | 0 | 0 | 0 | 0 | 0 | 0 | 0 | 0 | 0 | 0 | 0 | 0 | 0 | 0 | 0 | 331146.5541 | 0 | 0 | 0 | 0 | 0 | 0 | 0 | 0 | 0 | 0
2016-02-27 17:00 | 0 | 0 | 0 | 0 | 0 | 0 | 751331.3284 | 410971 | 0 | 0 | 0 | 0 | 70858.9504 | 0 | 0 | 0 | 0 | 0 | 0 | 5352569.6859 | 0 | 0 | 0 | 0 | 0 | 0 | 0 | 0 | 0 | 0 | 0 | 0 | 70858.9504 | 0 | 0 | 0 | 0 | 0 | 0 | 0 | 0 | 269501.378 | 0 | 0 | 0 | 0 | 0 | 0 | 0 | 0 | 0 | 0
2016-02-27 18:00 | 0 | 0 | 0 | 0 | 0 | 0 | 734618.9967 | 401316 | 0 | 0 | 0 | 0 | 72454.9071 | 0 | 0 | 0 | 0 | 0 | 0 | 5684276.7259 | 0 | 0 | 0 | 0 | 0 | 0 | 0 | 0 | 0 | 0 | 0 | 0 | 1595.9567 | 0 | 0 | 0 | 0 | 0 | 0 | 0 | 0 | 331707.04 | 0 | 0 | 0 | 0 | 0 | 0 | 0 | 0 | 0 | 0
2016-02-27 19:00 | 0 | 0 | 0 | 0 | 0 | 0 | 724175.427 | 394032 | 0 | 0 | 0 | 0 | 118326.3123 | 0 | 0 | 0 | 0 | 0 | 0 | 5968548.7477 | 0 | 0 | 0 | 0 | 0 | 0 | 0 | 0 | 0 | 0 | 0 | 0 | 45871.4052 | 0 | 0 | 0 | 0 | 0 | 0 | 0 | 0 | 284272.0218 | 0 | 0 | 0 | 0 | 0 | 0 | 0 | 0 | 0 | 0
2016-02-27 20:00 | 0 | 0 | 0 | 0 | 0 | 0 | 730399.952 | 388994 | 0 | 0 | 0 | 0 | 128025.2243 | 0 | 0 | 0 | 0 | 0 | 0 | 6300255.7877 | 0 | 0 | 0 | 0 | 0 | 0 | 0 | 0 | 0 | 0 | 0 | 0 | 9698.912 | 0 | 0 | 0 | 0 | 0 | 0 | 0 | 0 | 331707.04 | 0 | 0 | 0 | 0 | 0 | 0 | 0 | 0 | 0 | 0
2016-02-27 21:00 | 0 | 0 | 0 | 0 | 0 | 0 | 736857.1641 | 388726 | 0 | 0 | 0 | 0 | 198884.1747 | 0 | 0 | 0 | 0 | 0 | 0 | 6577528.0014 | 0 | 0 | 0 | 0 | 0 | 0 | 0 | 0 | 0 | 0 | 0 | 0 | 70858.9504 | 0 | 0 | 0 | 0 | 0 | 0 | 0 | 0 | 277272.2137 | 0 | 0 | 0 | 0 | 0 | 0 | 0 | 0 | 0 | 0
2016-02-27 22:00 | 0 | 0 | 0 | 0 | 0 | 0 | 698403.1869 | 393736 | 0 | 0 | 0 | 0 | 171844.3215 | 0 | 0 | 0 | 0 | 0 | 0 | 6909235.0414 | 0 | 0 | 0 | 0 | 0 | 0 | 0 | 0 | 0 | 0 | 0 | 0 | -27039.8531 | 0 | 0 | 0 | 0 | 0 | 0 | 0 | 0 | 331707.04 | 0 | 0 | 0 | 0 | 0 | 0 | 0 | 0 | 0 | 0
2016-02-27 23:00 | 0 | 0 | 0 | 0 | 0 | 0 | 513740.3405 | 408718 | 0 | 0 | 0 | 0 | 198884.1747 | 0 | 0 | 0 | 0 | 0 | 0 | 6987217.5288 | 0 | 0 | 0 | 0 | 0 | 0 | 0 | 0 | 0 | 0 | 0 | 0 | 27039.8531 | 0 | 0 | 0 | 0 | 0 | 0 | 0 | 0 | 77982.4874 | 0 | 0 | 0 | 0 | 0 | 0 | 0 | 0 | 0 | 0
2016-02-28 | 0 | 0 | 0 | 0 | 0 | 0 | 134671.5342 | 423181 | 0 | 0 | 0 | 0 | 198884.1747 | 0 | 0 | 0 | 0 | 0 | 0 | 6698708.063 | 0 | 0 | 0 | 0 | 0 | 0 | 0 | 0 | 0 | 0 | 0 | 0 | 0 | 0 | 0 | 0 | 0 | 0 | 0 | 0 | 0 | 3740.7525 | 292250.2184 | 0 | 0 | 0 | 0 | 0 | 0 | 0 | 0 | 0
2016-02-28 01:00 | 0 | 0 | 0 | 0 | 0 | 395462.9124 | 170.9588 | 427036 | 0 | 0 | 0 | 0 | 128025.2243 | 0 | 0 | 0 | 0 | 0 | 0 | 6738164.8846 | 0 | 0 | 0 | 0 | 0 | 0 | 0 | 0 | 0 | 0 | 0 | 0 | -70858.9504 | 0 | 0 | 0 | 0 | 0 | 0 | 0 | 0 | 331707.04 | 292250.2184 | 0 | 0 | 0 | 0 | 0 | 0 | 0 | 0 | 0
2016-02-28 02:00 | 0 | 0 | 0 | 0 | 0 | 203667.732 | 0 | 425059 | 0 | 0 | 0 | 0 | 198884.1747 | 0 | 0 | 0 | 0 | 0 | 0 | 6445914.6662 | 0 | 0 | 0 | 0 | 0 | 0 | 0 | 0 | 0 | 0 | 0 | 0 | 70858.9504 | 0 | 0 | 0 | 0 | 0 | 0 | 0 | 0 | 0 | 292250.2184 | 0 | 0 | 0 | 0 | 0 | 0 | 0 | 0 | 0
2016-02-28 03:00 | 0 | 0 | 0 | 0 | 0 | 456289.8216 | 0 | 416833 | 0 | 0 | 0 | 0 | 198884.1747 | 0 | 0 | 0 | 0 | 0 | 0 | 6485371.4878 | 0 | 0 | 0 | 0 | 0 | 0 | 0 | 0 | 0 | 0 | 0 | 0 | 0 | 0 | 0 | 0 | 0 | 0 | 0 | 0 | 0 | 331707.04 | 292250.2184 | 0 | 0 | 0 | 0 | 0 | 0 | 0 | 0 | 0
2016-02-28 04:00 | 0 | 0 | 0 | 0 | 0 | 371534.8712 | 0 | 402937 | 0 | 0 | 0 | 0 | 128025.2243 | 0 | 0 | 0 | 0 | 0 | 0 | 6524828.3094 | 0 | 0 | 0 | 0 | 0 | 0 | 0 | 0 | 0 | 0 | 0 | 0 | -70858.9504 | 0 | 0 | 0 | 0 | 0 | 0 | 0 | 0 | 331707.04 | 292250.2184 | 0 | 0 | 0 | 0 | 0 | 0 | 0 | 0 | 0
2016-02-28 05:00 | 0 | 0 | 0 | 0 | 0 | 168128.732 | 0 | 389520 | 0 | 0 | 0 | 0 | 198884.1747 | 0 | 0 | 0 | 0 | 0 | 0 | 6232578.091 | 0 | 0 | 0 | 0 | 0 | 0 | 0 | 0 | 0 | 0 | 0 | 0 | 70858.9504 | 0 | 0 | 0 | 0 | 0 | 0 | 0 | 0 | 0 | 292250.2184 | 0 | 0 | 0 | 0 | 0 | 0 | 0 | 0 | 0
2016-02-28 06:00 | 0 | 0 | 0 | 0 | 0 | 418471.8216 | 0 | 379015 | 0 | 0 | 0 | 0 | 198884.1747 | 0 | 0 | 0 | 0 | 0 | 0 | 6272034.9126 | 0 | 0 | 0 | 0 | 0 | 0 | 0 | 0 | 0 | 0 | 0 | 0 | 0 | 0 | 0 | 0 | 0 | 0 | 0 | 0 | 0 | 331707.04 | 292250.2184 | 0 | 0 | 0 | 0 | 0 | 0 | 0 | 0 | 0
2016-02-28 07:00 | 0 | 0 | 0 | 0 | 0 | 9091.8312 | 0 | 372201 | 0 | 0 | 0 | 0 | 128025.2243 | 0 | 0 | 0 | 0 | 0 | 0 | 5979784.6943 | 0 | 0 | 0 | 0 | 0 | 0 | 0 | 0 | 0 | 0 | 0 | 0 | -70858.9504 | 0 | 0 | 0 | 0 | 0 | 0 | 0 | 0 | 0 | 292250.2184 | 0 | 0 | 0 | 0 | 0 | 0 | 0 | 0 | 0
2016-02-28 08:00 | 0 | 0 | 0 | 0 | 0 | 76335.7816 | 0 | 368586 | 0 | 0 | 0 | 0 | 128025.2243 | 0 | 0 | 0 | 0 | 0 | 0 | 5687534.4759 | 0 | 0 | 0 | 0 | 0 | 0 | 0 | 0 | 0 | 0 | 0 | 0 | 0 | 0 | 0 | 0 | 0 | 0 | 0 | 0 | 0 | 0 | 292250.2184 | 0 | 0 | 0 | 0 | 0 | 0 | 0 | 0 | 0
2016-02-28 09:00 | 0 | 0 | 0 | 0 | 0 | 479246.772 | 0 | 368931 | 0 | 0 | 0 | 0 | 198884.1747 | 0 | 0 | 0 | 0 | 0 | 0 | 5726991.2975 | 0 | 0 | 0 | 0 | 0 | 0 | 0 | 0 | 0 | 0 | 0 | 0 | 70858.9504 | 0 | 0 | 0 | 0 | 0 | 0 | 0 | 0 | 331707.04 | 292250.2184 | 0 | 0 | 0 | 0 | 0 | 0 | 0 | 0 | 0
2016-02-28 10:00 | 0 | 0 | 0 | 0 | 0 | 23848.5077 | 0 | 373265 | 0 | 0 | 0 | 0 | 141717.9008 | 0 | 0 | 0 | 0 | 0 | 0 | 5434741.0791 | 0 | 0 | 0 | 0 | 0 | 0 | 0 | 0 | 0 | 0 | 0 | 0 | -57166.2739 | 0 | 0 | 0 | 0 | 0 | 0 | 0 | 0 | 0 | 292250.2184 | 0 | 0 | 0 | 0 | 0 | 0 | 0 | 0 | 0
2016-02-28 11:00 | 0 | 0 | 0 | 0 | 0 | 19011.8312 | 0 | 382121 | 0 | 0 | 0 | 0 | 70858.9504 | 0 | 0 | 0 | 0 | 0 | 0 | 5142490.8607 | 0 | 0 | 0 | 0 | 0 | 0 | 0 | 0 | 0 | 0 | 0 | 0 | -70858.9504 | 0 | 0 | 0 | 0 | 0 | 0 | 0 | 0 | 0 | 292250.2184 | 0 | 0 | 0 | 0 | 0 | 0 | 0 | 0 | 0
2016-02-28 12:00 | 0 | 0 | 0 | 0 | 0 | 29138.8312 | 0 | 392248 | 0 | 0 | 0 | 0 | 0 | 0 | 0 | 0 | 0 | 0 | 0 | 4850240.6423 | 0 | 0 | 0 | 0 | 0 | 0 | 0 | 0 | 0 | 0 | 0 | 0 | -70858.9504 | 0 | 0 | 0 | 0 | 0 | 0 | 0 | 0 | 0 | 292250.2184 | 0 | 0 | 0 | 0 | 0 | 0 | 0 | 0 | 0
2016-02-28 13:00 | 0 | 0 | 0 | 0 | 0 | 96190.727 | 8730.0546 | 397171 | 0 | 0 | 0 | 0 | 0 | 0 | 0 | 0 | 0 | 0 | 0 | 4557990.4239 | 0 | 0 | 0 | 0 | 0 | 0 | 0 | 0 | 0 | 0 | 0 | 0 | 0 | 0 | 0 | 0 | 0 | 0 | 0 | 0 | 0 | 0 | 292250.2184 | 0 | 0 | 0 | 0 | 0 | 0 | 0 | 0 | 0
2016-02-28 14:00 | 0 | 0 | 0 | 0 | 0 | 69110.1688 | 326891.8312 | 396002 | 0 | 0 | 0 | 0 | 0 | 0 | 0 | 0 | 0 | 0 | 0 | 4557990.4239 | 0 | 0 | 0 | 0 | 0 | 0 | 0 | 0 | 0 | 0 | 0 | 0 | 0 | 0 | 0 | 0 | 0 | 0 | 0 | 0 | 0 | 0 | 0 | 0 | 0 | 0 | 0 | 0 | 0 | 0 | 0 | 0
2016-02-28 15:00 | 0 | 0 | 0 | 0 | 0 | 0 | 710883.3834 | 390876 | 0 | 0 | 0 | 0 | 0 | 0 | 0 | 0 | 0 | 0 | 0 | 4877997.8074 | 0 | 0 | 0 | 0 | 0 | 0 | 0 | 0 | 0 | 0 | 0 | 0 | 0 | 0 | 0 | 0 | 0 | 0 | 0 | 0 | 0 | 320007.3834 | 0 | 0 | 0 | 0 | 0 | 0 | 0 | 0 | 0 | 0
2016-02-28 16:00 | 0 | 0 | 0 | 0 | 0 | 0 | 754906.8403 | 385642 | 0 | 0 | 0 | 0 | 37557.8003 | 0 | 0 | 0 | 0 | 0 | 0 | 5209704.8474 | 0 | 0 | 0 | 0 | 0 | 0 | 0 | 0 | 0 | 0 | 0 | 0 | 37557.8003 | 0 | 0 | 0 | 0 | 0 | 0 | 0 | 0 | 331707.04 | 0 | 0 | 0 | 0 | 0 | 0 | 0 | 0 | 0 | 0
2016-02-28 17:00 | 0 | 0 | 0 | 0 | 0 | 0 | 745052.2129 | 380965 | 0 | 0 | 0 | 0 | 69937.9732 | 0 | 0 | 0 | 0 | 0 | 0 | 5541411.8874 | 0 | 0 | 0 | 0 | 0 | 0 | 0 | 0 | 0 | 0 | 0 | 0 | 32380.1729 | 0 | 0 | 0 | 0 | 0 | 0 | 0 | 0 | 331707.04 | 0 | 0 | 0 | 0 | 0 | 0 | 0 | 0 | 0 | 0
2016-02-28 18:00 | 0 | 0 | 0 | 0 | 0 | 0 | 724660.9991 | 377464 | 0 | 0 | 0 | 0 | 85427.9323 | 0 | 0 | 0 | 0 | 0 | 0 | 5873118.9274 | 0 | 0 | 0 | 0 | 0 | 0 | 0 | 0 | 0 | 0 | 0 | 0 | 15489.9591 | 0 | 0 | 0 | 0 | 0 | 0 | 0 | 0 | 331707.04 | 0 | 0 | 0 | 0 | 0 | 0 | 0 | 0 | 0 | 0
2016-02-28 19:00 | 0 | 0 | 0 | 0 | 0 | 0 | 708698.0712 | 374184 | 0 | 0 | 0 | 0 | 88234.9635 | 0 | 0 | 0 | 0 | 0 | 0 | 6204825.9674 | 0 | 0 | 0 | 0 | 0 | 0 | 0 | 0 | 0 | 0 | 0 | 0 | 2807.0312 | 0 | 0 | 0 | 0 | 0 | 0 | 0 | 0 | 331707.04 | 0 | 0 | 0 | 0 | 0 | 0 | 0 | 0 | 0 | 0
2016-02-28 20:00 | 0 | 0 | 0 | 0 | 0 | 0 | 706531.3022 | 372997 | 0 | 0 | 0 | 0 | 90062.2256 | 0 | 0 | 0 | 0 | 0 | 0 | 6536533.0073 | 0 | 0 | 0 | 0 | 0 | 0 | 0 | 0 | 0 | 0 | 0 | 0 | 1827.2622 | 0 | 0 | 0 | 0 | 0 | 0 | 0 | 0 | 331707.04 | 0 | 0 | 0 | 0 | 0 | 0 | 0 | 0 | 0 | 0
2016-02-28 21:00 | 0 | 0 | 0 | 0 | 0 | 0 | 699044.5707 | 375600 | 0 | 0 | 0 | 0 | 81799.7563 | 0 | 0 | 0 | 0 | 0 | 0 | 6868240.0473 | 0 | 0 | 0 | 0 | 0 | 0 | 0 | 0 | 0 | 0 | 0 | 0 | -8262.4693 | 0 | 0 | 0 | 0 | 0 | 0 | 0 | 0 | 331707.04 | 0 | 0 | 0 | 0 | 0 | 0 | 0 | 0 | 0 | 0
2016-02-28 22:00 | 0 | 0 | 0 | 0 | 0 | 0 | 632613.5686 | 384629 | 0 | 0 | 0 | 0 | 10940.8059 | 0 | 0 | 0 | 0 | 0 | 0 | 7187083.5664 | 0 | 0 | 0 | 0 | 0 | 0 | 0 | 0 | 0 | 0 | 0 | 0 | -70858.9504 | 0 | 0 | 0 | 0 | 0 | 0 | 0 | 0 | 318843.519 | 0 | 0 | 0 | 0 | 0 | 0 | 0 | 0 | 0 | 0
2016-02-28 23:00 | 0 | 0 | 0 | 0 | 0 | 127942.9674 | 451486.0611 | 401421 | 0 | 0 | 0 | 0 | 81799.7563 | 0 | 0 | 0 | 0 | 0 | 0 | 7294232.6445 | 0 | 0 | 0 | 0 | 0 | 0 | 0 | 0 | 0 | 0 | 0 | 0 | 70858.9504 | 0 | 0 | 0 | 0 | 0 | 0 | 0 | 0 | 107149.0781 | 0 | 0 | 0 | 0 | 0 | 0 | 0 | 0 | 0 | 0
2016-02-29 | 0 | 0 | 0 | 0 | 0 | 0 | 93099.6337 | 416582 | 0 | 0 | 0 | 0 | 50567.6084 | 0 | 0 | 0 | 0 | 0 | 0 | 7001982.4261 | 0 | 0 | 0 | 0 | 0 | 0 | 0 | 0 | 0 | 0 | 0 | 0 | -31232.1479 | 0 | 0 | 0 | 0 | 0 | 0 | 0 | 0 | 0 | 292250.2184 | 0 | 0 | 0 | 0 | 0 | 0 | 0 | 0 | 0
2016-02-29 01:00 | 0 | 0 | 0 | 0 | 0 | 133817.3185 | 179.1286 | 419648 | 0 | 0 | 0 | 0 | 57166.2739 | 0 | 0 | 0 | 0 | 0 | 0 | 6709732.2077 | 0 | 0 | 0 | 0 | 0 | 0 | 0 | 0 | 0 | 0 | 0 | 0 | 6598.6654 | 0 | 0 | 0 | 0 | 0 | 0 | 0 | 0 | 0 | 292250.2184 | 0 | 0 | 0 | 0 | 0 | 0 | 0 | 0 | 0
2016-02-29 02:00 | 0 | 0 | 0 | 0 | 0 | 523104.772 | 0 | 412789 | 0 | 0 | 0 | 0 | 128025.2243 | 0 | 0 | 0 | 0 | 0 | 0 | 6749189.0294 | 0 | 0 | 0 | 0 | 0 | 0 | 0 | 0 | 0 | 0 | 0 | 0 | 70858.9504 | 0 | 0 | 0 | 0 | 0 | 0 | 0 | 0 | 331707.04 | 292250.2184 | 0 | 0 | 0 | 0 | 0 | 0 | 0 | 0 | 0
2016-02-29 03:00 | 0 | 0 | 0 | 0 | 0 | 509046.772 | 0 | 398731 | 0 | 0 | 0 | 0 | 198884.1747 | 0 | 0 | 0 | 0 | 0 | 0 | 6788645.851 | 0 | 0 | 0 | 0 | 0 | 0 | 0 | 0 | 0 | 0 | 0 | 0 | 70858.9504 | 0 | 0 | 0 | 0 | 0 | 0 | 0 | 0 | 331707.04 | 292250.2184 | 0 | 0 | 0 | 0 | 0 | 0 | 0 | 0 | 0
2016-02-29 04:00 | 0 | 0 | 0 | 0 | 0 | 87433.7816 | 0 | 379684 | 0 | 0 | 0 | 0 | 198884.1747 | 0 | 0 | 0 | 0 | 0 | 0 | 6496395.6326 | 0 | 0 | 0 | 0 | 0 | 0 | 0 | 0 | 0 | 0 | 0 | 0 | 0 | 0 | 0 | 0 | 0 | 0 | 0 | 0 | 0 | 0 | 292250.2184 | 0 | 0 | 0 | 0 | 0 | 0 | 0 | 0 | 0
2016-02-29 05:00 | 0 | 0 | 0 | 0 | 0 | 582.8312 | 0 | 363692 | 0 | 0 | 0 | 0 | 128025.2243 | 0 | 0 | 0 | 0 | 0 | 0 | 6204145.4142 | 0 | 0 | 0 | 0 | 0 | 0 | 0 | 0 | 0 | 0 | 0 | 0 | -70858.9504 | 0 | 0 | 0 | 0 | 0 | 0 | 0 | 0 | 0 | 292250.2184 | 0 | 0 | 0 | 0 | 0 | 0 | 0 | 0 | 0
2016-02-29 06:00 | 0 | 0 | 0 | 0 | 0 | 461211.772 | 0 | 350896 | 0 | 0 | 0 | 0 | 198884.1747 | 0 | 0 | 0 | 0 | 0 | 0 | 6243602.2358 | 0 | 0 | 0 | 0 | 0 | 0 | 0 | 0 | 0 | 0 | 0 | 0 | 70858.9504 | 0 | 0 | 0 | 0 | 0 | 0 | 0 | 0 | 331707.04 | 292250.2184 | 0 | 0 | 0 | 0 | 0 | 0 | 0 | 0 | 0
2016-02-29 07:00 | 0 | 0 | 0 | 0 | 0 | 50982.7816 | 0 | 343233 | 0 | 0 | 0 | 0 | 198884.1747 | 0 | 0 | 0 | 0 | 0 | 0 | 5951352.0174 | 0 | 0 | 0 | 0 | 0 | 0 | 0 | 0 | 0 | 0 | 0 | 0 | 0 | 0 | 0 | 0 | 0 | 0 | 0 | 0 | 0 | 0 | 292250.2184 | 0 | 0 | 0 | 0 | 0 | 0 | 0 | 0 | 0
2016-02-29 08:00 | 0 | 0 | 0 | 0 | 0 | 0 | 0 | 341224 | 0 | 0 | 0 | 0 | 128025.2243 | 0 | 0 | 0 | 0 | 0 | 0 | 5680986.9678 | 0 | 0 | 0 | 0 | 0 | 0 | 0 | 0 | 0 | 0 | 0 | 0 | -70858.9504 | 0 | 0 | 0 | 0 | 0 | 0 | 0 | 0 | 21885.1688 | 292250.2184 | 0 | 0 | 0 | 0 | 0 | 0 | 0 | 0 | 0
2016-02-29 09:00 | 0 | 0 | 0 | 0 | 0 | 455859.772 | 0 | 345544 | 0 | 0 | 0 | 0 | 198884.1747 | 0 | 0 | 0 | 0 | 0 | 0 | 5720443.7894 | 0 | 0 | 0 | 0 | 0 | 0 | 0 | 0 | 0 | 0 | 0 | 0 | 70858.9504 | 0 | 0 | 0 | 0 | 0 | 0 | 0 | 0 | 331707.04 | 292250.2184 | 0 | 0 | 0 | 0 | 0 | 0 | 0 | 0 | 0
2016-02-29 10:00 | 0 | 0 | 0 | 0 | 0 | 12707.5077 | 0 | 362124 | 0 | 0 | 0 | 0 | 141717.9008 | 0 | 0 | 0 | 0 | 0 | 0 | 5428193.5711 | 0 | 0 | 0 | 0 | 0 | 0 | 0 | 0 | 0 | 0 | 0 | 0 | -57166.2739 | 0 | 0 | 0 | 0 | 0 | 0 | 0 | 0 | 0 | 292250.2184 | 0 | 0 | 0 | 0 | 0 | 0 | 0 | 0 | 0
2016-02-29 11:00 | 0 | 0 | 0 | 0 | 0 | 32517.8312 | 0 | 395627 | 0 | 0 | 0 | 0 | 70858.9504 | 0 | 0 | 0 | 0 | 0 | 0 | 5135943.3527 | 0 | 0 | 0 | 0 | 0 | 0 | 0 | 0 | 0 | 0 | 0 | 0 | -70858.9504 | 0 | 0 | 0 | 0 | 0 | 0 | 0 | 0 | 0 | 292250.2184 | 0 | 0 | 0 | 0 | 0 | 0 | 0 | 0 | 0
2016-02-29 12:00 | 0 | 0 | 0 | 0 | 0 | 61457.8312 | 0 | 424567 | 0 | 0 | 0 | 0 | 0 | 0 | 0 | 0 | 0 | 0 | 0 | 4843693.1343 | 0 | 0 | 0 | 0 | 0 | 0 | 0 | 0 | 0 | 0 | 0 | 0 | -70858.9504 | 0 | 0 | 0 | 0 | 0 | 0 | 0 | 0 | 0 | 292250.2184 | 0 | 0 | 0 | 0 | 0 | 0 | 0 | 0 | 0
2016-02-29 13:00 | 0 | 0 | 0 | 0 | 0 | 460912.403 | 11619.4187 | 433075 | 0 | 0 | 0 | 0 | 0 | 0 | 0 | 0 | 0 | 0 | 0 | 4883149.9559 | 0 | 0 | 0 | 0 | 0 | 0 | 0 | 0 | 0 | 0 | 0 | 0 | 0 | 0 | 0 | 0 | 0 | 0 | 0 | 0 | 0 | 331707.04 | 292250.2184 | 0 | 0 | 0 | 0 | 0 | 0 | 0 | 0 | 0
2016-02-29 14:00 | 0 | 0 | 0 | 0 | 0 | 0 | 326102.477 | 435615 | 0 | 0 | 0 | 0 | 0 | 0 | 0 | 0 | 0 | 0 | 0 | 4773637.4329 | 0 | 0 | 0 | 0 | 0 | 0 | 0 | 0 | 0 | 0 | 0 | 0 | 0 | 0 | 0 | 0 | 0 | 0 | 0 | 0 | 0 | 182737.6953 | 292250.2184 | 0 | 0 | 0 | 0 | 0 | 0 | 0 | 0 | 0
2016-02-29 15:00 | 0 | 0 | 0 | 0 | 0 | 73885.1411 | 694173.8989 | 436352 | 0 | 0 | 0 | 0 | 0 | 0 | 0 | 0 | 0 | 0 | 0 | 5105344.4729 | 0 | 0 | 0 | 0 | 0 | 0 | 0 | 0 | 0 | 0 | 0 | 0 | 0 | 0 | 0 | 0 | 0 | 0 | 0 | 0 | 0 | 331707.04 | 0 | 0 | 0 | 0 | 0 | 0 | 0 | 0 | 0 | 0
2016-02-29 16:00 | 0 | 0 | 0 | 0 | 0 | 0 | 779514.9917 | 434270 | 0 | 0 | 0 | 0 | 18730.58 | 0 | 0 | 0 | 0 | 0 | 0 | 5431858.8846 | 0 | 0 | 0 | 0 | 0 | 0 | 0 | 0 | 0 | 0 | 0 | 0 | 18730.58 | 0 | 0 | 0 | 0 | 0 | 0 | 0 | 0 | 326514.4117 | 0 | 0 | 0 | 0 | 0 | 0 | 0 | 0 | 0 | 0
2016-02-29 17:00 | 0 | 0 | 0 | 0 | 0 | 41843.8828 | 761885.2822 | 430284 | 0 | 0 | 0 | 0 | 60468.7051 | 0 | 0 | 0 | 0 | 0 | 0 | 5763565.9245 | 0 | 0 | 0 | 0 | 0 | 0 | 0 | 0 | 0 | 0 | 0 | 0 | 41738.1251 | 0 | 0 | 0 | 0 | 0 | 0 | 0 | 0 | 331707.04 | 0 | 0 | 0 | 0 | 0 | 0 | 0 | 0 | 0 | 0
2016-02-29 18:00 | 0 | 0 | 0 | 0 | 0 | 0 | 736031.5264 | 426871 | 0 | 0 | 0 | 0 | 37922.1915 | 0 | 0 | 0 | 0 | 0 | 0 | 6095272.9645 | 0 | 0 | 0 | 0 | 0 | 0 | 0 | 0 | 0 | 0 | 0 | 0 | -22546.5136 | 0 | 0 | 0 | 0 | 0 | 0 | 0 | 0 | 331707.04 | 0 | 0 | 0 | 0 | 0 | 0 | 0 | 0 | 0 | 0
2016-02-29 19:00 | 0 | 0 | 0 | 0 | 0 | 0 | 717825.8485 | 424041 | 0 | 0 | 0 | 0 | 0 | 0 | 0 | 0 | 0 | 0 | 0 | 6426980.0045 | 0 | 0 | 0 | 0 | 0 | 0 | 0 | 0 | 0 | 0 | 0 | 0 | -37922.1915 | 0 | 0 | 0 | 0 | 0 | 0 | 0 | 0 | 331707.04 | 0 | 0 | 0 | 0 | 0 | 0 | 0 | 0 | 0 | 0
2016-02-29 20:00 | 0 | 0 | 0 | 0 | 0 | 31967.2997 | 721316.7403 | 421577 | 0 | 0 | 0 | 0 | 0 | 0 | 0 | 0 | 0 | 0 | 0 | 6758687.0445 | 0 | 0 | 0 | 0 | 0 | 0 | 0 | 0 | 0 | 0 | 0 | 0 | 0 | 0 | 0 | 0 | 0 | 0 | 0 | 0 | 0 | 331707.04 | 0 | 0 | 0 | 0 | 0 | 0 | 0 | 0 | 0 | 0
2016-02-29 21:00 | 0 | 0 | 0 | 0 | 0 | 40193.2297 | 724041.812 | 422147 | 0 | 0 | 0 | 0 | 10381.0018 | 0 | 0 | 0 | 0 | 0 | 0 | 7090394.0845 | 0 | 0 | 0 | 0 | 0 | 0 | 0 | 0 | 0 | 0 | 0 | 0 | 10381.0018 | 0 | 0 | 0 | 0 | 0 | 0 | 0 | 0 | 331707.04 | 0 | 0 | 0 | 0 | 0 | 0 | 0 | 0 | 0 | 0
2016-02-29 22:00 | 0 | 0 | 0 | 0 | 0 | 0 | 692077.0071 | 427406 | 0 | 0 | 0 | 0 | 81239.9522 | 0 | 0 | 0 | 0 | 0 | 0 | 7284206.1413 | 0 | 0 | 0 | 0 | 0 | 0 | 0 | 0 | 0 | 0 | 0 | 0 | 70858.9504 | 0 | 0 | 0 | 0 | 0 | 0 | 0 | 0 | 193812.0567 | 0 | 0 | 0 | 0 | 0 | 0 | 0 | 0 | 0 | 0
2016-02-29 23:00 | 0 | 0 | 0 | 0 | 0 | 0 | 521692.4536 | 440807 | 0 | 0 | 0 | 0 | 152098.9026 | 0 | 0 | 0 | 0 | 0 | 0 | 7294232.6445 | 0 | 0 | 0 | 0 | 0 | 0 | 0 | 0 | 0 | 0 | 0 | 0 | 70858.9504 | 0 | 0 | 0 | 0 | 0 | 0 | 0 | 0 | 10026.5032 | 0 | 0 | 0 | 0 | 0 | 0 | 0 | 0 | 0 | 0
2016-03-01 | 0 | 0 | 0 | 0 | 0 | 0 | 155734.5907 | 454975 | 0 | 0 | 0 | 0 | 81239.9522 | 0 | 0 | 0 | 0 | 0 | 0 | 7065851.1856 | 0 | 0 | 0 | 0 | 0 | 0 | 0 | 0 | 0 | 0 | 0 | 0 | -70858.9504 | 0 | 0 | 0 | 0 | 0 | 0 | 0 | 0 | 63868.7595 | 292250.2184 | 0 | 0 | 0 | 0 | 0 | 0 | 0 | 0 | 0
2016-03-01 01:00 | 0 | 0 | 0 | 0 | 0 | 554587.7855 | 286.9848 | 454940 | 0 | 0 | 0 | 0 | 141717.9008 | 0 | 0 | 0 | 0 | 0 | 0 | 7105308.0072 | 0 | 0 | 0 | 0 | 0 | 0 | 0 | 0 | 0 | 0 | 0 | 0 | 60477.9486 | 0 | 0 | 0 | 0 | 0 | 0 | 0 | 0 | 331707.04 | 292250.2184 | 0 | 0 | 0 | 0 | 0 | 0 | 0 | 0 | 0
2016-03-01 02:00 | 0 | 0 | 0 | 0 | 0 | 80536.8312 | 0 | 443646 | 0 | 0 | 0 | 0 | 70858.9504 | 0 | 0 | 0 | 0 | 0 | 0 | 6813057.7888 | 0 | 0 | 0 | 0 | 0 | 0 | 0 | 0 | 0 | 0 | 0 | 0 | -70858.9504 | 0 | 0 | 0 | 0 | 0 | 0 | 0 | 0 | 0 | 292250.2184 | 0 | 0 | 0 | 0 | 0 | 0 | 0 | 0 | 0
2016-03-01 03:00 | 0 | 0 | 0 | 0 | 0 | 61830.8312 | 0 | 424940 | 0 | 0 | 0 | 0 | 0 | 0 | 0 | 0 | 0 | 0 | 0 | 6520807.5704 | 0 | 0 | 0 | 0 | 0 | 0 | 0 | 0 | 0 | 0 | 0 | 0 | -70858.9504 | 0 | 0 | 0 | 0 | 0 | 0 | 0 | 0 | 0 | 292250.2184 | 0 | 0 | 0 | 0 | 0 | 0 | 0 | 0 | 0
2016-03-01 04:00 | 0 | 0 | 0 | 0 | 0 | 512679.9446 | 0 | 402448 | 0 | 0 | 0 | 0 | 70858.9504 | 0 | 0 | 0 | 0 | 0 | 0 | 6560180.5647 | 0 | 0 | 0 | 0 | 0 | 0 | 0 | 0 | 0 | 0 | 0 | 0 | 70858.9504 | 0 | 0 | 0 | 0 | 0 | 0 | 0 | 0 | 331623.2126 | 292250.2184 | 0 | 0 | 0 | 0 | 0 | 0 | 0 | 0 | 0
2016-03-01 05:00 | 0 | 0 | 0 | 0 | 0 | 421978.8216 | 0 | 382522 | 0 | 0 | 0 | 0 | 70858.9504 | 0 | 0 | 0 | 0 | 0 | 0 | 6599637.3863 | 0 | 0 | 0 | 0 | 0 | 0 | 0 | 0 | 0 | 0 | 0 | 0 | 0 | 0 | 0 | 0 | 0 | 0 | 0 | 0 | 0 | 331707.04 | 292250.2184 | 0 | 0 | 0 | 0 | 0 | 0 | 0 | 0 | 0
2016-03-01 06:00 | 0 | 0 | 0 | 0 | 0 | 6030.8312 | 0 | 369140 | 0 | 0 | 0 | 0 | 0 | 0 | 0 | 0 | 0 | 0 | 0 | 6307387.1679 | 0 | 0 | 0 | 0 | 0 | 0 | 0 | 0 | 0 | 0 | 0 | 0 | -70858.9504 | 0 | 0 | 0 | 0 | 0 | 0 | 0 | 0 | 0 | 292250.2184 | 0 | 0 | 0 | 0 | 0 | 0 | 0 | 0 | 0
2016-03-01 07:00 | 0 | 0 | 0 | 0 | 0 | 138711.732 | 0 | 360103 | 0 | 0 | 0 | 0 | 70858.9504 | 0 | 0 | 0 | 0 | 0 | 0 | 6015136.9495 | 0 | 0 | 0 | 0 | 0 | 0 | 0 | 0 | 0 | 0 | 0 | 0 | 70858.9504 | 0 | 0 | 0 | 0 | 0 | 0 | 0 | 0 | 0 | 292250.2184 | 0 | 0 | 0 | 0 | 0 | 0 | 0 | 0 | 0
2016-03-01 08:00 | 0 | 0 | 0 | 0 | 0 | 0 | 0 | 356976 | 0 | 0 | 0 | 0 | 0 | 0 | 0 | 0 | 0 | 0 | 0 | 5729019.8999 | 0 | 0 | 0 | 0 | 0 | 0 | 0 | 0 | 0 | 0 | 0 | 0 | -70858.9504 | 0 | 0 | 0 | 0 | 0 | 0 | 0 | 0 | 6133.1688 | 292250.2184 | 0 | 0 | 0 | 0 | 0 | 0 | 0 | 0 | 0
2016-03-01 09:00 | 0 | 0 | 0 | 0 | 0 | 469743.772 | 0 | 359428 | 0 | 0 | 0 | 0 | 70858.9504 | 0 | 0 | 0 | 0 | 0 | 0 | 5768476.7215 | 0 | 0 | 0 | 0 | 0 | 0 | 0 | 0 | 0 | 0 | 0 | 0 | 70858.9504 | 0 | 0 | 0 | 0 | 0 | 0 | 0 | 0 | 331707.04 | 292250.2184 | 0 | 0 | 0 | 0 | 0 | 0 | 0 | 0 | 0
2016-03-01 10:00 | 0 | 0 | 0 | 0 | 0 | 152297.732 | 0 | 373689 | 0 | 0 | 0 | 0 | 141717.9008 | 0 | 0 | 0 | 0 | 0 | 0 | 5476226.5031 | 0 | 0 | 0 | 0 | 0 | 0 | 0 | 0 | 0 | 0 | 0 | 0 | 70858.9504 | 0 | 0 | 0 | 0 | 0 | 0 | 0 | 0 | 0 | 292250.2184 | 0 | 0 | 0 | 0 | 0 | 0 | 0 | 0 | 0
2016-03-01 11:00 | 0 | 0 | 0 | 0 | 0 | 42285.8312 | 0 | 405395 | 0 | 0 | 0 | 0 | 70858.9504 | 0 | 0 | 0 | 0 | 0 | 0 | 5183976.2848 | 0 | 0 | 0 | 0 | 0 | 0 | 0 | 0 | 0 | 0 | 0 | 0 | -70858.9504 | 0 | 0 | 0 | 0 | 0 | 0 | 0 | 0 | 0 | 292250.2184 | 0 | 0 | 0 | 0 | 0 | 0 | 0 | 0 | 0
2016-03-01 12:00 | 0 | 0 | 0 | 0 | 0 | 67216.8312 | 0 | 430326 | 0 | 0 | 0 | 0 | 0 | 0 | 0 | 0 | 0 | 0 | 0 | 4891726.0664 | 0 | 0 | 0 | 0 | 0 | 0 | 0 | 0 | 0 | 0 | 0 | 0 | -70858.9504 | 0 | 0 | 0 | 0 | 0 | 0 | 0 | 0 | 0 | 292250.2184 | 0 | 0 | 0 | 0 | 0 | 0 | 0 | 0 | 0
2016-03-01 13:00 | 0 | 0 | 0 | 0 | 0 | 411516.7982 | 14259.3832 | 435727 | 0 | 0 | 0 | 0 | 0 | 0 | 0 | 0 | 0 | 0 | 0 | 4881775.2477 | 0 | 0 | 0 | 0 | 0 | 0 | 0 | 0 | 0 | 0 | 0 | 0 | 0 | 0 | 0 | 0 | 0 | 0 | 0 | 0 | 0 | 282299.3997 | 292250.2184 | 0 | 0 | 0 | 0 | 0 | 0 | 0 | 0 | 0
2016-03-01 14:00 | 0 | 0 | 0 | 0 | 0 | 0 | 334158.4285 | 436321 | 0 | 0 | 0 | 0 | 0 | 0 | 0 | 0 | 0 | 0 | 0 | 4779612.6762 | 0 | 0 | 0 | 0 | 0 | 0 | 0 | 0 | 0 | 0 | 0 | 0 | 0 | 0 | 0 | 0 | 0 | 0 | 0 | 0 | 0 | 190087.6469 | 292250.2184 | 0 | 0 | 0 | 0 | 0 | 0 | 0 | 0 | 0
2016-03-01 15:00 | 0 | 0 | 0 | 0 | 0 | 0 | 624966.3463 | 437031 | 0 | 0 | 0 | 0 | 0 | 0 | 0 | 0 | 0 | 0 | 0 | 4967548.0225 | 0 | 0 | 0 | 0 | 0 | 0 | 0 | 0 | 0 | 0 | 0 | 0 | 0 | 0 | 0 | 0 | 0 | 0 | 0 | 0 | 0 | 187935.3463 | 0 | 0 | 0 | 0 | 0 | 0 | 0 | 0 | 0 | 0
2016-03-01 16:00 | 0 | 0 | 0 | 0 | 0 | 0 | 716322.9173 | 436038 | 0 | 0 | 0 | 0 | 70858.9504 | 0 | 0 | 0 | 0 | 0 | 0 | 5176973.9894 | 0 | 0 | 0 | 0 | 0 | 0 | 0 | 0 | 0 | 0 | 0 | 0 | 70858.9504 | 0 | 0 | 0 | 0 | 0 | 0 | 0 | 0 | 209425.9669 | 0 | 0 | 0 | 0 | 0 | 0 | 0 | 0 | 0 | 0
2016-03-01 17:00 | 0 | 0 | 0 | 0 | 0 | 0 | 741733.8462 | 434122 | 0 | 0 | 0 | 0 | 74718.8123 | 0 | 0 | 0 | 0 | 0 | 0 | 5480725.9737 | 0 | 0 | 0 | 0 | 0 | 0 | 0 | 0 | 0 | 0 | 0 | 0 | 3859.8619 | 0 | 0 | 0 | 0 | 0 | 0 | 0 | 0 | 303751.9843 | 0 | 0 | 0 | 0 | 0 | 0 | 0 | 0 | 0 | 0
2016-03-01 18:00 | 0 | 0 | 0 | 0 | 0 | 0 | 731520.8062 | 434041 | 0 | 0 | 0 | 0 | 40491.5785 | 0 | 0 | 0 | 0 | 0 | 0 | 5812433.0137 | 0 | 0 | 0 | 0 | 0 | 0 | 0 | 0 | 0 | 0 | 0 | 0 | -34227.2338 | 0 | 0 | 0 | 0 | 0 | 0 | 0 | 0 | 331707.04 | 0 | 0 | 0 | 0 | 0 | 0 | 0 | 0 | 0 | 0
2016-03-01 19:00 | 0 | 0 | 0 | 0 | 0 | 0 | 724289.4615 | 433074 | 0 | 0 | 0 | 0 | 0 | 0 | 0 | 0 | 0 | 0 | 0 | 6144140.0537 | 0 | 0 | 0 | 0 | 0 | 0 | 0 | 0 | 0 | 0 | 0 | 0 | -40491.5785 | 0 | 0 | 0 | 0 | 0 | 0 | 0 | 0 | 331707.04 | 0 | 0 | 0 | 0 | 0 | 0 | 0 | 0 | 0 | 0
2016-03-01 20:00 | 0 | 0 | 0 | 0 | 0 | 41728.8539 | 733808.6457 | 432861 | 0 | 0 | 0 | 0 | 10969.4596 | 0 | 0 | 0 | 0 | 0 | 0 | 6475847.0937 | 0 | 0 | 0 | 0 | 0 | 0 | 0 | 0 | 0 | 0 | 0 | 0 | 10969.4596 | 0 | 0 | 0 | 0 | 0 | 0 | 0 | 0 | 331707.04 | 0 | 0 | 0 | 0 | 0 | 0 | 0 | 0 | 0 | 0
2016-03-01 21:00 | 0 | 0 | 0 | 0 | 0 | 0 | 738949.6003 | 434932 | 0 | 0 | 0 | 0 | 81828.41 | 0 | 0 | 0 | 0 | 0 | 0 | 6709005.7437 | 0 | 0 | 0 | 0 | 0 | 0 | 0 | 0 | 0 | 0 | 0 | 0 | 70858.9504 | 0 | 0 | 0 | 0 | 0 | 0 | 0 | 0 | 233158.6499 | 0 | 0 | 0 | 0 | 0 | 0 | 0 | 0 | 0 | 0
2016-03-01 22:00 | 0 | 0 | 0 | 0 | 0 | 0 | 696627.0269 | 441207 | 0 | 0 | 0 | 0 | 128025.2243 | 0 | 0 | 0 | 0 | 0 | 0 | 6918228.9563 | 0 | 0 | 0 | 0 | 0 | 0 | 0 | 0 | 0 | 0 | 0 | 0 | 46196.8143 | 0 | 0 | 0 | 0 | 0 | 0 | 0 | 0 | 209223.2127 | 0 | 0 | 0 | 0 | 0 | 0 | 0 | 0 | 0 | 0
2016-03-01 23:00 | 0 | 0 | 0 | 0 | 0 | 0 | 525397.2783 | 453833 | 0 | 0 | 0 | 0 | 198884.1747 | 0 | 0 | 0 | 0 | 0 | 0 | 6918934.2842 | 0 | 0 | 0 | 0 | 0 | 0 | 0 | 0 | 0 | 0 | 0 | 0 | 70858.9504 | 0 | 0 | 0 | 0 | 0 | 0 | 0 | 0 | 705.3279 | 0 | 0 | 0 | 0 | 0 | 0 | 0 | 0 | 0 | 0
2016-03-02 | 0 | 0 | 0 | 0 | 0 | 0 | 183237.8131 | 465032 | 0 | 0 | 0 | 0 | 198884.1747 | 0 | 0 | 0 | 0 | 0 | 0 | 6637140.0973 | 0 | 0 | 0 | 0 | 0 | 0 | 0 | 0 | 0 | 0 | 0 | 0 | 0 | 0 | 0 | 0 | 0 | 0 | 0 | 0 | 0 | 10456.0315 | 292250.2184 | 0 | 0 | 0 | 0 | 0 | 0 | 0 | 0 | 0
2016-03-02 01:00 | 0 | 0 | 0 | 0 | 0 | 239293.0299 | 382.8276 | 465282 | 0 | 0 | 0 | 0 | 198884.1747 | 0 | 0 | 0 | 0 | 0 | 0 | 6411533.9548 | 0 | 0 | 0 | 0 | 0 | 0 | 0 | 0 | 0 | 0 | 0 | 0 | 0 | 0 | 0 | 0 | 0 | 0 | 0 | 0 | 0 | 66644.0759 | 292250.2184 | 0 | 0 | 0 | 0 | 0 | 0 | 0 | 0 | 0
2016-03-02 02:00 | 0 | 0 | 0 | 0 | 0 | 261121.9046 | 0 | 454570 | 0 | 0 | 0 | 0 | 198884.1747 | 0 | 0 | 0 | 0 | 0 | 0 | 6218085.8594 | 0 | 0 | 0 | 0 | 0 | 0 | 0 | 0 | 0 | 0 | 0 | 0 | 0 | 0 | 0 | 0 | 0 | 0 | 0 | 0 | 0 | 98802.1229 | 292250.2184 | 0 | 0 | 0 | 0 | 0 | 0 | 0 | 0 | 0
2016-03-02 03:00 | 0 | 0 | 0 | 0 | 0 | 295445.8006 | 0 | 436355 | 0 | 0 | 0 | 0 | 128025.2243 | 0 | 0 | 0 | 0 | 0 | 0 | 6148035.6104 | 0 | 0 | 0 | 0 | 0 | 0 | 0 | 0 | 0 | 0 | 0 | 0 | -70858.9504 | 0 | 0 | 0 | 0 | 0 | 0 | 0 | 0 | 222199.9694 | 292250.2184 | 0 | 0 | 0 | 0 | 0 | 0 | 0 | 0 | 0
2016-03-02 04:00 | 0 | 0 | 0 | 0 | 0 | 191042.732 | 0 | 412434 | 0 | 0 | 0 | 0 | 198884.1747 | 0 | 0 | 0 | 0 | 0 | 0 | 5855785.392 | 0 | 0 | 0 | 0 | 0 | 0 | 0 | 0 | 0 | 0 | 0 | 0 | 70858.9504 | 0 | 0 | 0 | 0 | 0 | 0 | 0 | 0 | 0 | 292250.2184 | 0 | 0 | 0 | 0 | 0 | 0 | 0 | 0 | 0
2016-03-02 05:00 | 0 | 0 | 0 | 0 | 0 | 99988.7816 | 0 | 392239 | 0 | 0 | 0 | 0 | 198884.1747 | 0 | 0 | 0 | 0 | 0 | 0 | 5563535.1736 | 0 | 0 | 0 | 0 | 0 | 0 | 0 | 0 | 0 | 0 | 0 | 0 | 0 | 0 | 0 | 0 | 0 | 0 | 0 | 0 | 0 | 0 | 292250.2184 | 0 | 0 | 0 | 0 | 0 | 0 | 0 | 0 | 0
2016-03-02 06:00 | 0 | 0 | 0 | 0 | 0 | 346285.8712 | 0 | 377688 | 0 | 0 | 0 | 0 | 128025.2243 | 0 | 0 | 0 | 0 | 0 | 0 | 5602991.9952 | 0 | 0 | 0 | 0 | 0 | 0 | 0 | 0 | 0 | 0 | 0 | 0 | -70858.9504 | 0 | 0 | 0 | 0 | 0 | 0 | 0 | 0 | 331707.04 | 292250.2184 | 0 | 0 | 0 | 0 | 0 | 0 | 0 | 0 | 0
2016-03-02 07:00 | 0 | 0 | 0 | 0 | 0 | 146482.732 | 0 | 367874 | 0 | 0 | 0 | 0 | 198884.1747 | 0 | 0 | 0 | 0 | 0 | 0 | 5310741.7768 | 0 | 0 | 0 | 0 | 0 | 0 | 0 | 0 | 0 | 0 | 0 | 0 | 70858.9504 | 0 | 0 | 0 | 0 | 0 | 0 | 0 | 0 | 0 | 292250.2184 | 0 | 0 | 0 | 0 | 0 | 0 | 0 | 0 | 0
2016-03-02 08:00 | 0 | 0 | 0 | 0 | 0 | 70796.7816 | 0 | 363047 | 0 | 0 | 0 | 0 | 198884.1747 | 0 | 0 | 0 | 0 | 0 | 0 | 5018491.5585 | 0 | 0 | 0 | 0 | 0 | 0 | 0 | 0 | 0 | 0 | 0 | 0 | 0 | 0 | 0 | 0 | 0 | 0 | 0 | 0 | 0 | 0 | 292250.2184 | 0 | 0 | 0 | 0 | 0 | 0 | 0 | 0 | 0
2016-03-02 09:00 | 0 | 0 | 0 | 0 | 0 | 3501.8312 | 0 | 366611 | 0 | 0 | 0 | 0 | 128025.2243 | 0 | 0 | 0 | 0 | 0 | 0 | 4726241.3401 | 0 | 0 | 0 | 0 | 0 | 0 | 0 | 0 | 0 | 0 | 0 | 0 | -70858.9504 | 0 | 0 | 0 | 0 | 0 | 0 | 0 | 0 | 0 | 292250.2184 | 0 | 0 | 0 | 0 | 0 | 0 | 0 | 0 | 0
2016-03-02 10:00 | 0 | 0 | 0 | 0 | 0 | 433934.4981 | 0 | 380785 | 0 | 0 | 0 | 0 | 141717.9008 | 0 | 0 | 0 | 0 | 0 | 0 | 4765698.1617 | 0 | 0 | 0 | 0 | 0 | 0 | 0 | 0 | 0 | 0 | 0 | 0 | 13692.6765 | 0 | 0 | 0 | 0 | 0 | 0 | 0 | 0 | 331707.04 | 292250.2184 | 0 | 0 | 0 | 0 | 0 | 0 | 0 | 0 | 0
2016-03-02 11:00 | 0 | 0 | 0 | 0 | 0 | 50466.8312 | 0 | 413576 | 0 | 0 | 0 | 0 | 70858.9504 | 0 | 0 | 0 | 0 | 0 | 0 | 4473447.9433 | 0 | 0 | 0 | 0 | 0 | 0 | 0 | 0 | 0 | 0 | 0 | 0 | -70858.9504 | 0 | 0 | 0 | 0 | 0 | 0 | 0 | 0 | 0 | 292250.2184 | 0 | 0 | 0 | 0 | 0 | 0 | 0 | 0 | 0
2016-03-02 12:00 | 0 | 0 | 0 | 0 | 0 | 437344.1253 | 0 | 442641 | 0 | 0 | 0 | 0 | 0 | 0 | 0 | 0 | 0 | 0 | 0 | 4539010.019 | 0 | 0 | 0 | 0 | 0 | 0 | 0 | 0 | 0 | 0 | 0 | 0 | -70858.9504 | 0 | 0 | 0 | 0 | 0 | 0 | 0 | 0 | 331707.04 | 266144.9643 | 0 | 0 | 0 | 0 | 0 | 0 | 0 | 0 | 0
2016-03-02 13:00 | 0 | 0 | 0 | 0 | 0 | 389768.0675 | 15927.413 | 453351 | 0 | 0 | 0 | 0 | 0 | 0 | 0 | 0 | 0 | 0 | 0 | 4491354.4995 | 0 | 0 | 0 | 0 | 0 | 0 | 0 | 0 | 0 | 0 | 0 | 0 | 0 | 0 | 0 | 0 | 0 | 0 | 0 | 0 | 0 | 244594.6988 | 292250.2184 | 0 | 0 | 0 | 0 | 0 | 0 | 0 | 0 | 0
2016-03-02 14:00 | 0 | 0 | 0 | 0 | 0 | 0 | 336764.6282 | 455991 | 0 | 0 | 0 | 0 | 0 | 0 | 0 | 0 | 0 | 0 | 0 | 4372128.1276 | 0 | 0 | 0 | 0 | 0 | 0 | 0 | 0 | 0 | 0 | 0 | 0 | 0 | 0 | 0 | 0 | 0 | 0 | 0 | 0 | 0 | 173023.8465 | 292250.2184 | 0 | 0 | 0 | 0 | 0 | 0 | 0 | 0 | 0
2016-03-02 15:00 | 0 | 0 | 0 | 0 | 0 | 0 | 730530.4353 | 456455 | 0 | 0 | 0 | 0 | 0 | 0 | 0 | 0 | 0 | 0 | 0 | 4646203.5629 | 0 | 0 | 0 | 0 | 0 | 0 | 0 | 0 | 0 | 0 | 0 | 0 | 0 | 0 | 0 | 0 | 0 | 0 | 0 | 0 | 0 | 274075.4353 | 0 | 0 | 0 | 0 | 0 | 0 | 0 | 0 | 0 | 0
2016-03-02 16:00 | 0 | 0 | 0 | 0 | 0 | 0 | 793122.54 | 452835 | 0 | 0 | 0 | 0 | 8580.5 | 0 | 0 | 0 | 0 | 0 | 0 | 4977910.6029 | 0 | 0 | 0 | 0 | 0 | 0 | 0 | 0 | 0 | 0 | 0 | 0 | 8580.5 | 0 | 0 | 0 | 0 | 0 | 0 | 0 | 0 | 331707.04 | 0 | 0 | 0 | 0 | 0 | 0 | 0 | 0 | 0 | 0
2016-03-02 17:00 | 0 | 0 | 0 | 0 | 0 | 0 | 788207.564 | 447782 | 0 | 0 | 0 | 0 | 79439.4504 | 0 | 0 | 0 | 0 | 0 | 0 | 5247477.2165 | 0 | 0 | 0 | 0 | 0 | 0 | 0 | 0 | 0 | 0 | 0 | 0 | 70858.9504 | 0 | 0 | 0 | 0 | 0 | 0 | 0 | 0 | 269566.6136 | 0 | 0 | 0 | 0 | 0 | 0 | 0 | 0 | 0 | 0
2016-03-02 18:00 | 0 | 0 | 0 | 0 | 0 | 0 | 771095.8697 | 444000 | 0 | 0 | 0 | 0 | 150298.4008 | 0 | 0 | 0 | 0 | 0 | 0 | 5503714.1359 | 0 | 0 | 0 | 0 | 0 | 0 | 0 | 0 | 0 | 0 | 0 | 0 | 70858.9504 | 0 | 0 | 0 | 0 | 0 | 0 | 0 | 0 | 256236.9193 | 0 | 0 | 0 | 0 | 0 | 0 | 0 | 0 | 0 | 0
2016-03-02 19:00 | 0 | 0 | 0 | 0 | 0 | 0 | 760871.102 | 440889 | 0 | 0 | 0 | 0 | 138573.4628 | 0 | 0 | 0 | 0 | 0 | 0 | 5835421.1759 | 0 | 0 | 0 | 0 | 0 | 0 | 0 | 0 | 0 | 0 | 0 | 0 | -11724.938 | 0 | 0 | 0 | 0 | 0 | 0 | 0 | 0 | 331707.04 | 0 | 0 | 0 | 0 | 0 | 0 | 0 | 0 | 0 | 0
2016-03-02 20:00 | 0 | 0 | 0 | 0 | 0 | 0 | 771491.0676 | 440393 | 0 | 0 | 0 | 0 | 137964.4904 | 0 | 0 | 0 | 0 | 0 | 0 | 6167128.2158 | 0 | 0 | 0 | 0 | 0 | 0 | 0 | 0 | 0 | 0 | 0 | 0 | -608.9724 | 0 | 0 | 0 | 0 | 0 | 0 | 0 | 0 | 331707.04 | 0 | 0 | 0 | 0 | 0 | 0 | 0 | 0 | 0 | 0
2016-03-02 21:00 | 0 | 0 | 0 | 0 | 0 | 0 | 780473.7857 | 441612 | 0 | 0 | 0 | 0 | 145119.2361 | 0 | 0 | 0 | 0 | 0 | 0 | 6498835.2558 | 0 | 0 | 0 | 0 | 0 | 0 | 0 | 0 | 0 | 0 | 0 | 0 | 7154.7457 | 0 | 0 | 0 | 0 | 0 | 0 | 0 | 0 | 331707.04 | 0 | 0 | 0 | 0 | 0 | 0 | 0 | 0 | 0 | 0
2016-03-02 22:00 | 0 | 0 | 0 | 0 | 0 | 0 | 754386.1343 | 448869 | 0 | 0 | 0 | 0 | 118929.3304 | 0 | 0 | 0 | 0 | 0 | 0 | 6830542.2958 | 0 | 0 | 0 | 0 | 0 | 0 | 0 | 0 | 0 | 0 | 0 | 0 | -26189.9057 | 0 | 0 | 0 | 0 | 0 | 0 | 0 | 0 | 331707.04 | 0 | 0 | 0 | 0 | 0 | 0 | 0 | 0 | 0 | 0
2016-03-02 23:00 | 0 | 0 | 0 | 0 | 0 | 0 | 580977.0879 | 464980 | 0 | 0 | 0 | 0 | 189788.2808 | 0 | 0 | 0 | 0 | 0 | 0 | 6875680.4334 | 0 | 0 | 0 | 0 | 0 | 0 | 0 | 0 | 0 | 0 | 0 | 0 | 70858.9504 | 0 | 0 | 0 | 0 | 0 | 0 | 0 | 0 | 45138.1375 | 0 | 0 | 0 | 0 | 0 | 0 | 0 | 0 | 0 | 0
2016-03-03 | 0 | 0 | 0 | 0 | 0 | 0 | 159863.4302 | 480343 | 0 | 0 | 0 | 0 | 128025.2243 | 0 | 0 | 0 | 0 | 0 | 0 | 6616963.92 | 0 | 0 | 0 | 0 | 0 | 0 | 0 | 0 | 0 | 0 | 0 | 0 | -61763.0565 | 0 | 0 | 0 | 0 | 0 | 0 | 0 | 0 | 33533.7051 | 292250.2184 | 0 | 0 | 0 | 0 | 0 | 0 | 0 | 0 | 0
2016-03-03 01:00 | 0 | 0 | 0 | 0 | 0 | 586782.6191 | 429.6987 | 482244 | 0 | 0 | 0 | 0 | 198884.1747 | 0 | 0 | 0 | 0 | 0 | 0 | 6651073.2874 | 0 | 0 | 0 | 0 | 0 | 0 | 0 | 0 | 0 | 0 | 0 | 0 | 70858.9504 | 0 | 0 | 0 | 0 | 0 | 0 | 0 | 0 | 326359.5857 | 292250.2184 | 0 | 0 | 0 | 0 | 0 | 0 | 0 | 0 | 0
2016-03-03 02:00 | 0 | 0 | 0 | 0 | 0 | 513400.8216 | 0 | 473944 | 0 | 0 | 0 | 0 | 198884.1747 | 0 | 0 | 0 | 0 | 0 | 0 | 6690530.109 | 0 | 0 | 0 | 0 | 0 | 0 | 0 | 0 | 0 | 0 | 0 | 0 | 0 | 0 | 0 | 0 | 0 | 0 | 0 | 0 | 0 | 331707.04 | 292250.2184 | 0 | 0 | 0 | 0 | 0 | 0 | 0 | 0 | 0
2016-03-03 03:00 | 0 | 0 | 0 | 0 | 0 | 92586.8312 | 0 | 455696 | 0 | 0 | 0 | 0 | 128025.2243 | 0 | 0 | 0 | 0 | 0 | 0 | 6398279.8906 | 0 | 0 | 0 | 0 | 0 | 0 | 0 | 0 | 0 | 0 | 0 | 0 | -70858.9504 | 0 | 0 | 0 | 0 | 0 | 0 | 0 | 0 | 0 | 292250.2184 | 0 | 0 | 0 | 0 | 0 | 0 | 0 | 0 | 0
2016-03-03 04:00 | 0 | 0 | 0 | 0 | 0 | 211075.732 | 0 | 432467 | 0 | 0 | 0 | 0 | 198884.1747 | 0 | 0 | 0 | 0 | 0 | 0 | 6106029.6722 | 0 | 0 | 0 | 0 | 0 | 0 | 0 | 0 | 0 | 0 | 0 | 0 | 70858.9504 | 0 | 0 | 0 | 0 | 0 | 0 | 0 | 0 | 0 | 292250.2184 | 0 | 0 | 0 | 0 | 0 | 0 | 0 | 0 | 0
2016-03-03 05:00 | 0 | 0 | 0 | 0 | 0 | 451786.8216 | 0 | 412330 | 0 | 0 | 0 | 0 | 198884.1747 | 0 | 0 | 0 | 0 | 0 | 0 | 6145486.4938 | 0 | 0 | 0 | 0 | 0 | 0 | 0 | 0 | 0 | 0 | 0 | 0 | 0 | 0 | 0 | 0 | 0 | 0 | 0 | 0 | 0 | 331707.04 | 292250.2184 | 0 | 0 | 0 | 0 | 0 | 0 | 0 | 0 | 0
2016-03-03 06:00 | 0 | 0 | 0 | 0 | 0 | 34947.8312 | 0 | 398057 | 0 | 0 | 0 | 0 | 128025.2243 | 0 | 0 | 0 | 0 | 0 | 0 | 5853236.2755 | 0 | 0 | 0 | 0 | 0 | 0 | 0 | 0 | 0 | 0 | 0 | 0 | -70858.9504 | 0 | 0 | 0 | 0 | 0 | 0 | 0 | 0 | 0 | 292250.2184 | 0 | 0 | 0 | 0 | 0 | 0 | 0 | 0 | 0
2016-03-03 07:00 | 0 | 0 | 0 | 0 | 0 | 168081.732 | 0 | 389473 | 0 | 0 | 0 | 0 | 198884.1747 | 0 | 0 | 0 | 0 | 0 | 0 | 5560986.0571 | 0 | 0 | 0 | 0 | 0 | 0 | 0 | 0 | 0 | 0 | 0 | 0 | 70858.9504 | 0 | 0 | 0 | 0 | 0 | 0 | 0 | 0 | 0 | 292250.2184 | 0 | 0 | 0 | 0 | 0 | 0 | 0 | 0 | 0
2016-03-03 08:00 | 0 | 0 | 0 | 0 | 0 | 425360.8216 | 0 | 385904 | 0 | 0 | 0 | 0 | 198884.1747 | 0 | 0 | 0 | 0 | 0 | 0 | 5600442.8787 | 0 | 0 | 0 | 0 | 0 | 0 | 0 | 0 | 0 | 0 | 0 | 0 | 0 | 0 | 0 | 0 | 0 | 0 | 0 | 0 | 0 | 331707.04 | 292250.2184 | 0 | 0 | 0 | 0 | 0 | 0 | 0 | 0 | 0
2016-03-03 09:00 | 0 | 0 | 0 | 0 | 0 | 26078.8312 | 0 | 389188 | 0 | 0 | 0 | 0 | 128025.2243 | 0 | 0 | 0 | 0 | 0 | 0 | 5308192.6603 | 0 | 0 | 0 | 0 | 0 | 0 | 0 | 0 | 0 | 0 | 0 | 0 | -70858.9504 | 0 | 0 | 0 | 0 | 0 | 0 | 0 | 0 | 0 | 292250.2184 | 0 | 0 | 0 | 0 | 0 | 0 | 0 | 0 | 0
2016-03-03 10:00 | 0 | 0 | 0 | 0 | 0 | 40174.8312 | 0 | 403284 | 0 | 0 | 0 | 0 | 57166.2739 | 0 | 0 | 0 | 0 | 0 | 0 | 5015942.4419 | 0 | 0 | 0 | 0 | 0 | 0 | 0 | 0 | 0 | 0 | 0 | 0 | -70858.9504 | 0 | 0 | 0 | 0 | 0 | 0 | 0 | 0 | 0 | 292250.2184 | 0 | 0 | 0 | 0 | 0 | 0 | 0 | 0 | 0
2016-03-03 11:00 | 0 | 0 | 0 | 0 | 0 | 156306.4581 | 0 | 434864 | 0 | 0 | 0 | 0 | 70858.9504 | 0 | 0 | 0 | 0 | 0 | 0 | 4723692.2235 | 0 | 0 | 0 | 0 | 0 | 0 | 0 | 0 | 0 | 0 | 0 | 0 | 13692.6765 | 0 | 0 | 0 | 0 | 0 | 0 | 0 | 0 | 0 | 292250.2184 | 0 | 0 | 0 | 0 | 0 | 0 | 0 | 0 | 0
2016-03-03 12:00 | 0 | 0 | 0 | 0 | 0 | 427599.8712 | 0 | 459002 | 0 | 0 | 0 | 0 | 0 | 0 | 0 | 0 | 0 | 0 | 0 | 4763149.0451 | 0 | 0 | 0 | 0 | 0 | 0 | 0 | 0 | 0 | 0 | 0 | 0 | -70858.9504 | 0 | 0 | 0 | 0 | 0 | 0 | 0 | 0 | 331707.04 | 292250.2184 | 0 | 0 | 0 | 0 | 0 | 0 | 0 | 0 | 0
2016-03-03 13:00 | 0 | 0 | 0 | 0 | 0 | 428546.018 | 17169.8574 | 463654 | 0 | 0 | 0 | 0 | 70858.9504 | 0 | 0 | 0 | 0 | 0 | 0 | 4674351.9701 | 0 | 0 | 0 | 0 | 0 | 0 | 0 | 0 | 0 | 0 | 0 | 0 | 70858.9504 | 0 | 0 | 0 | 0 | 0 | 0 | 0 | 0 | 203453.1433 | 292250.2184 | 0 | 0 | 0 | 0 | 0 | 0 | 0 | 0 | 0
2016-03-03 14:00 | 0 | 0 | 0 | 0 | 0 | 232792.6508 | 341198.1212 | 463675 | 0 | 0 | 0 | 0 | 141717.9008 | 0 | 0 | 0 | 0 | 0 | 0 | 4713808.7917 | 0 | 0 | 0 | 0 | 0 | 0 | 0 | 0 | 0 | 0 | 0 | 0 | 70858.9504 | 0 | 0 | 0 | 0 | 0 | 0 | 0 | 0 | 331707.04 | 292250.2184 | 0 | 0 | 0 | 0 | 0 | 0 | 0 | 0 | 0
2016-03-03 15:00 | 0 | 0 | 0 | 0 | 0 | 228951.8778 | 622694.4361 | 462773 | 0 | 0 | 0 | 0 | 198884.1747 | 0 | 0 | 0 | 0 | 0 | 0 | 5045515.8317 | 0 | 0 | 0 | 0 | 0 | 0 | 0 | 0 | 0 | 0 | 0 | 0 | 57166.2739 | 0 | 0 | 0 | 0 | 0 | 0 | 0 | 0 | 331707.04 | 0 | 0 | 0 | 0 | 0 | 0 | 0 | 0 | 0 | 0
2016-03-03 16:00 | 0 | 0 | 0 | 0 | 0 | 0 | 709386.8016 | 459966 | 0 | 0 | 0 | 0 | 128025.2243 | 0 | 0 | 0 | 0 | 0 | 0 | 5365795.5837 | 0 | 0 | 0 | 0 | 0 | 0 | 0 | 0 | 0 | 0 | 0 | 0 | -70858.9504 | 0 | 0 | 0 | 0 | 0 | 0 | 0 | 0 | 320279.752 | 0 | 0 | 0 | 0 | 0 | 0 | 0 | 0 | 0 | 0
2016-03-03 17:00 | 0 | 0 | 0 | 0 | 0 | 0 | 723517.7088 | 456789 | 0 | 0 | 0 | 0 | 63046.893 | 0 | 0 | 0 | 0 | 0 | 0 | 5697502.6237 | 0 | 0 | 0 | 0 | 0 | 0 | 0 | 0 | 0 | 0 | 0 | 0 | -64978.3312 | 0 | 0 | 0 | 0 | 0 | 0 | 0 | 0 | 331707.04 | 0 | 0 | 0 | 0 | 0 | 0 | 0 | 0 | 0 | 0
2016-03-03 18:00 | 0 | 0 | 0 | 0 | 0 | 0 | 711545.9183 | 455812 | 0 | 0 | 0 | 0 | 133905.8434 | 0 | 0 | 0 | 0 | 0 | 0 | 5882377.5916 | 0 | 0 | 0 | 0 | 0 | 0 | 0 | 0 | 0 | 0 | 0 | 0 | 70858.9504 | 0 | 0 | 0 | 0 | 0 | 0 | 0 | 0 | 184874.9679 | 0 | 0 | 0 | 0 | 0 | 0 | 0 | 0 | 0 | 0
2016-03-03 19:00 | 0 | 0 | 0 | 0 | 0 | 0 | 699736.6879 | 455296 | 0 | 0 | 0 | 0 | 63046.893 | 0 | 0 | 0 | 0 | 0 | 0 | 6197677.2299 | 0 | 0 | 0 | 0 | 0 | 0 | 0 | 0 | 0 | 0 | 0 | 0 | -70858.9504 | 0 | 0 | 0 | 0 | 0 | 0 | 0 | 0 | 315299.6383 | 0 | 0 | 0 | 0 | 0 | 0 | 0 | 0 | 0 | 0
2016-03-03 20:00 | 0 | 0 | 0 | 0 | 0 | 0 | 695896.0972 | 455980 | 0 | 0 | 0 | 0 | 0 | 0 | 0 | 0 | 0 | 0 | 0 | 6500640.2201 | 0 | 0 | 0 | 0 | 0 | 0 | 0 | 0 | 0 | 0 | 0 | 0 | -63046.893 | 0 | 0 | 0 | 0 | 0 | 0 | 0 | 0 | 302962.9902 | 0 | 0 | 0 | 0 | 0 | 0 | 0 | 0 | 0 | 0
2016-03-03 21:00 | 0 | 0 | 0 | 0 | 0 | 0 | 670413.5304 | 459774 | 0 | 0 | 0 | 0 | 70858.9504 | 0 | 0 | 0 | 0 | 0 | 0 | 6640420.8002 | 0 | 0 | 0 | 0 | 0 | 0 | 0 | 0 | 0 | 0 | 0 | 0 | 70858.9504 | 0 | 0 | 0 | 0 | 0 | 0 | 0 | 0 | 139780.58 | 0 | 0 | 0 | 0 | 0 | 0 | 0 | 0 | 0 | 0
2016-03-03 22:00 | 0 | 0 | 0 | 0 | 0 | 0 | 595742.9665 | 466502 | 0 | 0 | 0 | 0 | 141717.9008 | 0 | 0 | 0 | 0 | 0 | 0 | 6698802.8162 | 0 | 0 | 0 | 0 | 0 | 0 | 0 | 0 | 0 | 0 | 0 | 0 | 70858.9504 | 0 | 0 | 0 | 0 | 0 | 0 | 0 | 0 | 58382.0161 | 0 | 0 | 0 | 0 | 0 | 0 | 0 | 0 | 0 | 0
2016-03-03 23:00 | 0 | 0 | 0 | 0 | 0 | 0 | 414098.6909 | 478087 | 0 | 0 | 0 | 0 | 70858.9504 | 0 | 0 | 0 | 0 | 0 | 0 | 6705673.4575 | 0 | 0 | 0 | 0 | 0 | 0 | 0 | 0 | 0 | 0 | 0 | 0 | -70858.9504 | 0 | 0 | 0 | 0 | 0 | 0 | 0 | 0 | 6870.6413 | 0 | 0 | 0 | 0 | 0 | 0 | 0 | 0 | 0 | 0
2016-03-04 | 0 | 0 | 0 | 0 | 0 | 299920.46 | 101915.5987 | 485246 | 0 | 0 | 0 | 0 | 57166.2739 | 0 | 0 | 0 | 0 | 0 | 0 | 6635956.1927 | 0 | 0 | 0 | 0 | 0 | 0 | 0 | 0 | 0 | 0 | 0 | 0 | -13692.6765 | 0 | 0 | 0 | 0 | 0 | 0 | 0 | 0 | 222532.9536 | 292250.2184 | 0 | 0 | 0 | 0 | 0 | 0 | 0 | 0 | 0
2016-03-04 01:00 | 0 | 0 | 0 | 0 | 0 | 370799.317 | 339.4242 | 483854 | 0 | 0 | 0 | 0 | 128025.2243 | 0 | 0 | 0 | 0 | 0 | 0 | 6452381.9834 | 0 | 0 | 0 | 0 | 0 | 0 | 0 | 0 | 0 | 0 | 0 | 0 | 70858.9504 | 0 | 0 | 0 | 0 | 0 | 0 | 0 | 0 | 108676.0091 | 292250.2184 | 0 | 0 | 0 | 0 | 0 | 0 | 0 | 0 | 0
2016-03-04 02:00 | 0 | 0 | 0 | 0 | 0 | 436465.6851 | 0 | 472650 | 0 | 0 | 0 | 0 | 198884.1747 | 0 | 0 | 0 | 0 | 0 | 0 | 6345338.7181 | 0 | 0 | 0 | 0 | 0 | 0 | 0 | 0 | 0 | 0 | 0 | 0 | 70858.9504 | 0 | 0 | 0 | 0 | 0 | 0 | 0 | 0 | 185206.9531 | 292250.2184 | 0 | 0 | 0 | 0 | 0 | 0 | 0 | 0 | 0
2016-03-04 03:00 | 0 | 0 | 0 | 0 | 0 | 477158.6186 | 0 | 453614 | 0 | 0 | 0 | 0 | 198884.1747 | 0 | 0 | 0 | 0 | 0 | 0 | 6368883.3367 | 0 | 0 | 0 | 0 | 0 | 0 | 0 | 0 | 0 | 0 | 0 | 0 | 0 | 0 | 0 | 0 | 0 | 0 | 0 | 0 | 0 | 315794.837 | 292250.2184 | 0 | 0 | 0 | 0 | 0 | 0 | 0 | 0 | 0
2016-03-04 04:00 | 0 | 0 | 0 | 0 | 0 | 66408.8312 | 0 | 429518 | 0 | 0 | 0 | 0 | 128025.2243 | 0 | 0 | 0 | 0 | 0 | 0 | 6076633.1183 | 0 | 0 | 0 | 0 | 0 | 0 | 0 | 0 | 0 | 0 | 0 | 0 | -70858.9504 | 0 | 0 | 0 | 0 | 0 | 0 | 0 | 0 | 0 | 292250.2184 | 0 | 0 | 0 | 0 | 0 | 0 | 0 | 0 | 0
2016-03-04 05:00 | 0 | 0 | 0 | 0 | 0 | 187705.732 | 0 | 409097 | 0 | 0 | 0 | 0 | 198884.1747 | 0 | 0 | 0 | 0 | 0 | 0 | 5784382.8999 | 0 | 0 | 0 | 0 | 0 | 0 | 0 | 0 | 0 | 0 | 0 | 0 | 70858.9504 | 0 | 0 | 0 | 0 | 0 | 0 | 0 | 0 | 0 | 292250.2184 | 0 | 0 | 0 | 0 | 0 | 0 | 0 | 0 | 0
2016-03-04 06:00 | 0 | 0 | 0 | 0 | 0 | 103526.7816 | 0 | 395777 | 0 | 0 | 0 | 0 | 198884.1747 | 0 | 0 | 0 | 0 | 0 | 0 | 5492132.6815 | 0 | 0 | 0 | 0 | 0 | 0 | 0 | 0 | 0 | 0 | 0 | 0 | 0 | 0 | 0 | 0 | 0 | 0 | 0 | 0 | 0 | 0 | 292250.2184 | 0 | 0 | 0 | 0 | 0 | 0 | 0 | 0 | 0
2016-03-04 07:00 | 0 | 0 | 0 | 0 | 0 | 23853.8312 | 0 | 386963 | 0 | 0 | 0 | 0 | 128025.2243 | 0 | 0 | 0 | 0 | 0 | 0 | 5199882.4632 | 0 | 0 | 0 | 0 | 0 | 0 | 0 | 0 | 0 | 0 | 0 | 0 | -70858.9504 | 0 | 0 | 0 | 0 | 0 | 0 | 0 | 0 | 0 | 292250.2184 | 0 | 0 | 0 | 0 | 0 | 0 | 0 | 0 | 0
2016-03-04 08:00 | 0 | 0 | 0 | 0 | 0 | 421902.8216 | 0 | 382446 | 0 | 0 | 0 | 0 | 128025.2243 | 0 | 0 | 0 | 0 | 0 | 0 | 5239339.2848 | 0 | 0 | 0 | 0 | 0 | 0 | 0 | 0 | 0 | 0 | 0 | 0 | 0 | 0 | 0 | 0 | 0 | 0 | 0 | 0 | 0 | 331707.04 | 292250.2184 | 0 | 0 | 0 | 0 | 0 | 0 | 0 | 0 | 0
2016-03-04 09:00 | 0 | 0 | 0 | 0 | 0 | 494245.772 | 0 | 383930 | 0 | 0 | 0 | 0 | 198884.1747 | 0 | 0 | 0 | 0 | 0 | 0 | 5278796.1064 | 0 | 0 | 0 | 0 | 0 | 0 | 0 | 0 | 0 | 0 | 0 | 0 | 70858.9504 | 0 | 0 | 0 | 0 | 0 | 0 | 0 | 0 | 331707.04 | 292250.2184 | 0 | 0 | 0 | 0 | 0 | 0 | 0 | 0 | 0
2016-03-04 10:00 | 0 | 0 | 0 | 0 | 0 | 378668.5477 | 0 | 396378 | 0 | 0 | 0 | 0 | 141717.9008 | 0 | 0 | 0 | 0 | 0 | 0 | 5318252.928 | 0 | 0 | 0 | 0 | 0 | 0 | 0 | 0 | 0 | 0 | 0 | 0 | -57166.2739 | 0 | 0 | 0 | 0 | 0 | 0 | 0 | 0 | 331707.04 | 292250.2184 | 0 | 0 | 0 | 0 | 0 | 0 | 0 | 0 | 0
2016-03-04 11:00 | 0 | 0 | 0 | 0 | 0 | 63085.8312 | 0 | 426195 | 0 | 0 | 0 | 0 | 70858.9504 | 0 | 0 | 0 | 0 | 0 | 0 | 5026002.7096 | 0 | 0 | 0 | 0 | 0 | 0 | 0 | 0 | 0 | 0 | 0 | 0 | -70858.9504 | 0 | 0 | 0 | 0 | 0 | 0 | 0 | 0 | 0 | 292250.2184 | 0 | 0 | 0 | 0 | 0 | 0 | 0 | 0 | 0
2016-03-04 12:00 | 0 | 0 | 0 | 0 | 0 | 89662.8312 | 0 | 452772 | 0 | 0 | 0 | 0 | 0 | 0 | 0 | 0 | 0 | 0 | 0 | 4733752.4912 | 0 | 0 | 0 | 0 | 0 | 0 | 0 | 0 | 0 | 0 | 0 | 0 | -70858.9504 | 0 | 0 | 0 | 0 | 0 | 0 | 0 | 0 | 0 | 292250.2184 | 0 | 0 | 0 | 0 | 0 | 0 | 0 | 0 | 0
2016-03-04 13:00 | 0 | 0 | 0 | 0 | 0 | 517591.8932 | 18784.1743 | 463137 | 0 | 0 | 0 | 0 | 70858.9504 | 0 | 0 | 0 | 0 | 0 | 0 | 4736132.6084 | 0 | 0 | 0 | 0 | 0 | 0 | 0 | 0 | 0 | 0 | 0 | 0 | 70858.9504 | 0 | 0 | 0 | 0 | 0 | 0 | 0 | 0 | 294630.3355 | 292250.2184 | 0 | 0 | 0 | 0 | 0 | 0 | 0 | 0 | 0
2016-03-04 14:00 | 0 | 0 | 0 | 0 | 0 | 303683.2768 | 273365.4952 | 466733 | 0 | 0 | 0 | 0 | 141717.9008 | 0 | 0 | 0 | 0 | 0 | 0 | 4775589.43 | 0 | 0 | 0 | 0 | 0 | 0 | 0 | 0 | 0 | 0 | 0 | 0 | 70858.9504 | 0 | 0 | 0 | 0 | 0 | 0 | 0 | 0 | 331707.04 | 292250.2184 | 0 | 0 | 0 | 0 | 0 | 0 | 0 | 0 | 0
2016-03-04 15:00 | 0 | 0 | 0 | 0 | 0 | 230567.8632 | 625382.4506 | 467077 | 0 | 0 | 0 | 0 | 198884.1747 | 0 | 0 | 0 | 0 | 0 | 0 | 5107296.47 | 0 | 0 | 0 | 0 | 0 | 0 | 0 | 0 | 0 | 0 | 0 | 0 | 57166.2739 | 0 | 0 | 0 | 0 | 0 | 0 | 0 | 0 | 331707.04 | 0 | 0 | 0 | 0 | 0 | 0 | 0 | 0 | 0 | 0
2016-03-04 16:00 | 0 | 0 | 0 | 0 | 0 | 75201.6832 | 720790.3568 | 464285 | 0 | 0 | 0 | 0 | 198884.1747 | 0 | 0 | 0 | 0 | 0 | 0 | 5439003.51 | 0 | 0 | 0 | 0 | 0 | 0 | 0 | 0 | 0 | 0 | 0 | 0 | 0 | 0 | 0 | 0 | 0 | 0 | 0 | 0 | 0 | 331707.04 | 0 | 0 | 0 | 0 | 0 | 0 | 0 | 0 | 0 | 0
2016-03-04 17:00 | 0 | 0 | 0 | 0 | 0 | 62349.708 | 725964.332 | 456607 | 0 | 0 | 0 | 0 | 198884.1747 | 0 | 0 | 0 | 0 | 0 | 0 | 5770710.55 | 0 | 0 | 0 | 0 | 0 | 0 | 0 | 0 | 0 | 0 | 0 | 0 | 0 | 0 | 0 | 0 | 0 | 0 | 0 | 0 | 0 | 331707.04 | 0 | 0 | 0 | 0 | 0 | 0 | 0 | 0 | 0 | 0
2016-03-04 18:00 | 0 | 0 | 0 | 0 | 0 | 240.6026 | 712772.487 | 452165 | 0 | 0 | 0 | 0 | 128025.2243 | 0 | 0 | 0 | 0 | 0 | 0 | 6102417.59 | 0 | 0 | 0 | 0 | 0 | 0 | 0 | 0 | 0 | 0 | 0 | 0 | -70858.9504 | 0 | 0 | 0 | 0 | 0 | 0 | 0 | 0 | 331707.04 | 0 | 0 | 0 | 0 | 0 | 0 | 0 | 0 | 0 | 0
2016-03-04 19:00 | 0 | 0 | 0 | 0 | 0 | 0 | 700810.2113 | 448207 | 0 | 0 | 0 | 0 | 198884.1747 | 0 | 0 | 0 | 0 | 0 | 0 | 6284161.8508 | 0 | 0 | 0 | 0 | 0 | 0 | 0 | 0 | 0 | 0 | 0 | 0 | 70858.9504 | 0 | 0 | 0 | 0 | 0 | 0 | 0 | 0 | 181744.2609 | 0 | 0 | 0 | 0 | 0 | 0 | 0 | 0 | 0 | 0
2016-03-04 20:00 | 0 | 0 | 0 | 0 | 0 | 0 | 700050.7753 | 444972 | 0 | 0 | 0 | 0 | 128025.2243 | 0 | 0 | 0 | 0 | 0 | 0 | 6610099.5765 | 0 | 0 | 0 | 0 | 0 | 0 | 0 | 0 | 0 | 0 | 0 | 0 | -70858.9504 | 0 | 0 | 0 | 0 | 0 | 0 | 0 | 0 | 325937.7257 | 0 | 0 | 0 | 0 | 0 | 0 | 0 | 0 | 0 | 0
2016-03-04 21:00 | 0 | 0 | 0 | 0 | 0 | 84129.731 | 692074.309 | 444497 | 0 | 0 | 0 | 0 | 128025.2243 | 0 | 0 | 0 | 0 | 0 | 0 | 6941806.6165 | 0 | 0 | 0 | 0 | 0 | 0 | 0 | 0 | 0 | 0 | 0 | 0 | 0 | 0 | 0 | 0 | 0 | 0 | 0 | 0 | 0 | 331707.04 | 0 | 0 | 0 | 0 | 0 | 0 | 0 | 0 | 0 | 0
2016-03-04 22:00 | 0 | 0 | 0 | 0 | 0 | 0 | 638090.7822 | 447234 | 0 | 0 | 0 | 0 | 198884.1747 | 0 | 0 | 0 | 0 | 0 | 0 | 7061804.4483 | 0 | 0 | 0 | 0 | 0 | 0 | 0 | 0 | 0 | 0 | 0 | 0 | 70858.9504 | 0 | 0 | 0 | 0 | 0 | 0 | 0 | 0 | 119997.8318 | 0 | 0 | 0 | 0 | 0 | 0 | 0 | 0 | 0 | 0
2016-03-04 23:00 | 0 | 0 | 0 | 0 | 0 | 0 | 459141.5215 | 454889 | 0 | 0 | 0 | 0 | 128025.2243 | 0 | 0 | 0 | 0 | 0 | 0 | 7136915.9202 | 0 | 0 | 0 | 0 | 0 | 0 | 0 | 0 | 0 | 0 | 0 | 0 | -70858.9504 | 0 | 0 | 0 | 0 | 0 | 0 | 0 | 0 | 75111.4719 | 0 | 0 | 0 | 0 | 0 | 0 | 0 | 0 | 0 | 0
2016-03-05 | 0 | 0 | 0 | 0 | 0 | 468317.1917 | 104543.5804 | 462545 | 0 | 0 | 0 | 0 | 198884.1747 | 0 | 0 | 0 | 0 | 0 | 0 | 7176372.7418 | 0 | 0 | 0 | 0 | 0 | 0 | 0 | 0 | 0 | 0 | 0 | 0 | 70858.9504 | 0 | 0 | 0 | 0 | 0 | 0 | 0 | 0 | 331707.04 | 292250.2184 | 0 | 0 | 0 | 0 | 0 | 0 | 0 | 0 | 0
2016-03-05 01:00 | 0 | 0 | 0 | 0 | 0 | 96292.8337 | 335.9975 | 459738 | 0 | 0 | 0 | 0 | 128025.2243 | 0 | 0 | 0 | 0 | 0 | 0 | 6884122.5235 | 0 | 0 | 0 | 0 | 0 | 0 | 0 | 0 | 0 | 0 | 0 | 0 | -70858.9504 | 0 | 0 | 0 | 0 | 0 | 0 | 0 | 0 | 0 | 292250.2184 | 0 | 0 | 0 | 0 | 0 | 0 | 0 | 0 | 0
2016-03-05 02:00 | 0 | 0 | 0 | 0 | 0 | 493504.8216 | 0 | 454048 | 0 | 0 | 0 | 0 | 128025.2243 | 0 | 0 | 0 | 0 | 0 | 0 | 6923579.3451 | 0 | 0 | 0 | 0 | 0 | 0 | 0 | 0 | 0 | 0 | 0 | 0 | 0 | 0 | 0 | 0 | 0 | 0 | 0 | 0 | 0 | 331707.04 | 292250.2184 | 0 | 0 | 0 | 0 | 0 | 0 | 0 | 0 | 0
2016-03-05 03:00 | 0 | 0 | 0 | 0 | 0 | 501423.4706 | 0 | 439985 | 0 | 0 | 0 | 0 | 198884.1747 | 0 | 0 | 0 | 0 | 0 | 0 | 6914158.8652 | 0 | 0 | 0 | 0 | 0 | 0 | 0 | 0 | 0 | 0 | 0 | 0 | 70858.9504 | 0 | 0 | 0 | 0 | 0 | 0 | 0 | 0 | 282829.7386 | 292250.2184 | 0 | 0 | 0 | 0 | 0 | 0 | 0 | 0 | 0
2016-03-05 04:00 | 0 | 0 | 0 | 0 | 0 | 459372.8216 | 0 | 419916 | 0 | 0 | 0 | 0 | 198884.1747 | 0 | 0 | 0 | 0 | 0 | 0 | 6953615.6868 | 0 | 0 | 0 | 0 | 0 | 0 | 0 | 0 | 0 | 0 | 0 | 0 | 0 | 0 | 0 | 0 | 0 | 0 | 0 | 0 | 0 | 331707.04 | 292250.2184 | 0 | 0 | 0 | 0 | 0 | 0 | 0 | 0 | 0
2016-03-05 05:00 | 0 | 0 | 0 | 0 | 0 | 39198.8312 | 0 | 402308 | 0 | 0 | 0 | 0 | 128025.2243 | 0 | 0 | 0 | 0 | 0 | 0 | 6661365.4685 | 0 | 0 | 0 | 0 | 0 | 0 | 0 | 0 | 0 | 0 | 0 | 0 | -70858.9504 | 0 | 0 | 0 | 0 | 0 | 0 | 0 | 0 | 0 | 292250.2184 | 0 | 0 | 0 | 0 | 0 | 0 | 0 | 0 | 0
2016-03-05 06:00 | 0 | 0 | 0 | 0 | 0 | 429245.8216 | 0 | 389789 | 0 | 0 | 0 | 0 | 128025.2243 | 0 | 0 | 0 | 0 | 0 | 0 | 6700822.2901 | 0 | 0 | 0 | 0 | 0 | 0 | 0 | 0 | 0 | 0 | 0 | 0 | 0 | 0 | 0 | 0 | 0 | 0 | 0 | 0 | 0 | 331707.04 | 292250.2184 | 0 | 0 | 0 | 0 | 0 | 0 | 0 | 0 | 0
2016-03-05 07:00 | 0 | 0 | 0 | 0 | 0 | 160491.732 | 0 | 381883 | 0 | 0 | 0 | 0 | 198884.1747 | 0 | 0 | 0 | 0 | 0 | 0 | 6408572.0717 | 0 | 0 | 0 | 0 | 0 | 0 | 0 | 0 | 0 | 0 | 0 | 0 | 70858.9504 | 0 | 0 | 0 | 0 | 0 | 0 | 0 | 0 | 0 | 292250.2184 | 0 | 0 | 0 | 0 | 0 | 0 | 0 | 0 | 0
2016-03-05 08:00 | 0 | 0 | 0 | 0 | 0 | 417817.8216 | 0 | 378361 | 0 | 0 | 0 | 0 | 198884.1747 | 0 | 0 | 0 | 0 | 0 | 0 | 6448028.8933 | 0 | 0 | 0 | 0 | 0 | 0 | 0 | 0 | 0 | 0 | 0 | 0 | 0 | 0 | 0 | 0 | 0 | 0 | 0 | 0 | 0 | 331707.04 | 292250.2184 | 0 | 0 | 0 | 0 | 0 | 0 | 0 | 0 | 0
2016-03-05 09:00 | 0 | 0 | 0 | 0 | 0 | 15694.8312 | 0 | 378804 | 0 | 0 | 0 | 0 | 128025.2243 | 0 | 0 | 0 | 0 | 0 | 0 | 6155778.6749 | 0 | 0 | 0 | 0 | 0 | 0 | 0 | 0 | 0 | 0 | 0 | 0 | -70858.9504 | 0 | 0 | 0 | 0 | 0 | 0 | 0 | 0 | 0 | 292250.2184 | 0 | 0 | 0 | 0 | 0 | 0 | 0 | 0 | 0
2016-03-05 10:00 | 0 | 0 | 0 | 0 | 0 | 91371.7816 | 0 | 383622 | 0 | 0 | 0 | 0 | 128025.2243 | 0 | 0 | 0 | 0 | 0 | 0 | 5863528.4565 | 0 | 0 | 0 | 0 | 0 | 0 | 0 | 0 | 0 | 0 | 0 | 0 | 0 | 0 | 0 | 0 | 0 | 0 | 0 | 0 | 0 | 0 | 292250.2184 | 0 | 0 | 0 | 0 | 0 | 0 | 0 | 0 | 0
2016-03-05 11:00 | 0 | 0 | 0 | 0 | 0 | 481503.3922 | 0 | 394733 | 0 | 0 | 0 | 0 | 198884.1747 | 0 | 0 | 0 | 0 | 0 | 0 | 5879439.8983 | 0 | 0 | 0 | 0 | 0 | 0 | 0 | 0 | 0 | 0 | 0 | 0 | 70858.9504 | 0 | 0 | 0 | 0 | 0 | 0 | 0 | 0 | 308161.6602 | 292250.2184 | 0 | 0 | 0 | 0 | 0 | 0 | 0 | 0 | 0
2016-03-05 12:00 | 0 | 0 | 0 | 0 | 0 | 382763.7279 | 0 | 407767 | 0 | 0 | 0 | 0 | 134424.0809 | 0 | 0 | 0 | 0 | 0 | 0 | 5918896.7199 | 0 | 0 | 0 | 0 | 0 | 0 | 0 | 0 | 0 | 0 | 0 | 0 | -64460.0938 | 0 | 0 | 0 | 0 | 0 | 0 | 0 | 0 | 331707.04 | 292250.2184 | 0 | 0 | 0 | 0 | 0 | 0 | 0 | 0 | 0
2016-03-05 13:00 | 0 | 0 | 0 | 0 | 0 | 31851.8271 | 22635.0041 | 417596 | 0 | 0 | 0 | 0 | 63565.1305 | 0 | 0 | 0 | 0 | 0 | 0 | 5626646.5016 | 0 | 0 | 0 | 0 | 0 | 0 | 0 | 0 | 0 | 0 | 0 | 0 | -70858.9504 | 0 | 0 | 0 | 0 | 0 | 0 | 0 | 0 | 0 | 292250.2184 | 0 | 0 | 0 | 0 | 0 | 0 | 0 | 0 | 0
2016-03-05 14:00 | 0 | 0 | 0 | 0 | 0 | 0 | 253899.1383 | 421215 | 0 | 0 | 0 | 0 | 134424.0809 | 0 | 0 | 0 | 0 | 0 | 0 | 5388471.6894 | 0 | 0 | 0 | 0 | 0 | 0 | 0 | 0 | 0 | 0 | 0 | 0 | 70858.9504 | 0 | 0 | 0 | 0 | 0 | 0 | 0 | 0 | 54075.4062 | 292250.2184 | 0 | 0 | 0 | 0 | 0 | 0 | 0 | 0 | 0
2016-03-05 15:00 | 0 | 0 | 0 | 0 | 0 | 0 | 485080.0938 | 420620 | 0 | 0 | 0 | 0 | 198884.1747 | 0 | 0 | 0 | 0 | 0 | 0 | 5388471.6894 | 0 | 0 | 0 | 0 | 0 | 0 | 0 | 0 | 0 | 0 | 0 | 0 | 64460.0938 | 0 | 0 | 0 | 0 | 0 | 0 | 0 | 0 | 0 | 0 | 0 | 0 | 0 | 0 | 0 | 0 | 0 | 0 | 0
2016-03-05 16:00 | 0 | 0 | 0 | 0 | 0 | 0 | 609528.2817 | 416121 | 0 | 0 | 0 | 0 | 198884.1747 | 0 | 0 | 0 | 0 | 0 | 0 | 5581878.9711 | 0 | 0 | 0 | 0 | 0 | 0 | 0 | 0 | 0 | 0 | 0 | 0 | 0 | 0 | 0 | 0 | 0 | 0 | 0 | 0 | 0 | 193407.2817 | 0 | 0 | 0 | 0 | 0 | 0 | 0 | 0 | 0 | 0
2016-03-05 17:00 | 0 | 0 | 0 | 0 | 0 | 0 | 654185.2465 | 411893 | 0 | 0 | 0 | 0 | 128025.2243 | 0 | 0 | 0 | 0 | 0 | 0 | 5895030.168 | 0 | 0 | 0 | 0 | 0 | 0 | 0 | 0 | 0 | 0 | 0 | 0 | -70858.9504 | 0 | 0 | 0 | 0 | 0 | 0 | 0 | 0 | 313151.1969 | 0 | 0 | 0 | 0 | 0 | 0 | 0 | 0 | 0 | 0
2016-03-05 18:00 | 0 | 0 | 0 | 0 | 0 | 0 | 649264.1195 | 407135 | 0 | 0 | 0 | 0 | 57166.2739 | 0 | 0 | 0 | 0 | 0 | 0 | 6208018.2379 | 0 | 0 | 0 | 0 | 0 | 0 | 0 | 0 | 0 | 0 | 0 | 0 | -70858.9504 | 0 | 0 | 0 | 0 | 0 | 0 | 0 | 0 | 312988.0699 | 0 | 0 | 0 | 0 | 0 | 0 | 0 | 0 | 0 | 0
2016-03-05 19:00 | 0 | 0 | 0 | 0 | 0 | 0 | 640162.4716 | 404596 | 0 | 0 | 0 | 0 | 128025.2243 | 0 | 0 | 0 | 0 | 0 | 0 | 6372725.759 | 0 | 0 | 0 | 0 | 0 | 0 | 0 | 0 | 0 | 0 | 0 | 0 | 70858.9504 | 0 | 0 | 0 | 0 | 0 | 0 | 0 | 0 | 164707.5212 | 0 | 0 | 0 | 0 | 0 | 0 | 0 | 0 | 0 | 0
2016-03-05 20:00 | 0 | 0 | 0 | 0 | 0 | 0 | 630867.6451 | 402744 | 0 | 0 | 0 | 0 | 57166.2739 | 0 | 0 | 0 | 0 | 0 | 0 | 6671708.3545 | 0 | 0 | 0 | 0 | 0 | 0 | 0 | 0 | 0 | 0 | 0 | 0 | -70858.9504 | 0 | 0 | 0 | 0 | 0 | 0 | 0 | 0 | 298982.5955 | 0 | 0 | 0 | 0 | 0 | 0 | 0 | 0 | 0 | 0
2016-03-05 21:00 | 0 | 0 | 0 | 0 | 0 | 0 | 597010.3844 | 403627 | 0 | 0 | 0 | 0 | 0 | 0 | 0 | 0 | 0 | 0 | 0 | 6922258.0128 | 0 | 0 | 0 | 0 | 0 | 0 | 0 | 0 | 0 | 0 | 0 | 0 | -57166.2739 | 0 | 0 | 0 | 0 | 0 | 0 | 0 | 0 | 250549.6583 | 0 | 0 | 0 | 0 | 0 | 0 | 0 | 0 | 0 | 0
2016-03-05 22:00 | 0 | 0 | 0 | 0 | 0 | 0 | 518282.5421 | 407156 | 0 | 0 | 0 | 0 | 70858.9504 | 0 | 0 | 0 | 0 | 0 | 0 | 6962525.6045 | 0 | 0 | 0 | 0 | 0 | 0 | 0 | 0 | 0 | 0 | 0 | 0 | 70858.9504 | 0 | 0 | 0 | 0 | 0 | 0 | 0 | 0 | 40267.5917 | 0 | 0 | 0 | 0 | 0 | 0 | 0 | 0 | 0 | 0
2016-03-05 23:00 | 0 | 0 | 0 | 0 | 0 | 456106.3536 | 363645.6368 | 417186 | 0 | 0 | 0 | 0 | 141717.9008 | 0 | 0 | 0 | 0 | 0 | 0 | 7294232.6445 | 0 | 0 | 0 | 0 | 0 | 0 | 0 | 0 | 0 | 0 | 0 | 0 | 70858.9504 | 0 | 0 | 0 | 0 | 0 | 0 | 0 | 0 | 331707.04 | 0 | 0 | 0 | 0 | 0 | 0 | 0 | 0 | 0 | 0
2016-03-06 | 0 | 0 | 0 | 0 | 0 | 0 | 113521.7873 | 426981 | 0 | 0 | 0 | 0 | 70858.9504 | 0 | 0 | 0 | 0 | 0 | 0 | 7051632.3822 | 0 | 0 | 0 | 0 | 0 | 0 | 0 | 0 | 0 | 0 | 0 | 0 | -70858.9504 | 0 | 0 | 0 | 0 | 0 | 0 | 0 | 0 | 49649.956 | 292250.2184 | 0 | 0 | 0 | 0 | 0 | 0 | 0 | 0 | 0
2016-03-06 01:00 | 0 | 0 | 0 | 0 | 0 | 453862.1785 | 459.9666 | 428558 | 0 | 0 | 0 | 0 | 57166.2739 | 0 | 0 | 0 | 0 | 0 | 0 | 7091089.2038 | 0 | 0 | 0 | 0 | 0 | 0 | 0 | 0 | 0 | 0 | 0 | 0 | -13692.6765 | 0 | 0 | 0 | 0 | 0 | 0 | 0 | 0 | 331707.04 | 292250.2184 | 0 | 0 | 0 | 0 | 0 | 0 | 0 | 0 | 0
2016-03-06 02:00 | 0 | 0 | 0 | 0 | 0 | 612812.4722 | 0 | 423457 | 0 | 0 | 0 | 0 | 128025.2243 | 0 | 0 | 0 | 0 | 0 | 0 | 7209585.7255 | 0 | 0 | 0 | 0 | 0 | 0 | 0 | 0 | 0 | 0 | 0 | 0 | 70858.9504 | 0 | 0 | 0 | 0 | 0 | 0 | 0 | 0 | 331707.04 | 213210.5182 | 0 | 0 | 0 | 0 | 0 | 0 | 0 | 0 | 0
2016-03-06 03:00 | 0 | 0 | 0 | 0 | 0 | 190155.732 | 0 | 411547 | 0 | 0 | 0 | 0 | 198884.1747 | 0 | 0 | 0 | 0 | 0 | 0 | 6917335.5072 | 0 | 0 | 0 | 0 | 0 | 0 | 0 | 0 | 0 | 0 | 0 | 0 | 70858.9504 | 0 | 0 | 0 | 0 | 0 | 0 | 0 | 0 | 0 | 292250.2184 | 0 | 0 | 0 | 0 | 0 | 0 | 0 | 0 | 0
2016-03-06 04:00 | 0 | 0 | 0 | 0 | 0 | 363444.8712 | 0 | 394847 | 0 | 0 | 0 | 0 | 128025.2243 | 0 | 0 | 0 | 0 | 0 | 0 | 6956792.3288 | 0 | 0 | 0 | 0 | 0 | 0 | 0 | 0 | 0 | 0 | 0 | 0 | -70858.9504 | 0 | 0 | 0 | 0 | 0 | 0 | 0 | 0 | 331707.04 | 292250.2184 | 0 | 0 | 0 | 0 | 0 | 0 | 0 | 0 | 0
2016-03-06 05:00 | 0 | 0 | 0 | 0 | 0 | 488652.772 | 0 | 378337 | 0 | 0 | 0 | 0 | 198884.1747 | 0 | 0 | 0 | 0 | 0 | 0 | 6996249.1504 | 0 | 0 | 0 | 0 | 0 | 0 | 0 | 0 | 0 | 0 | 0 | 0 | 70858.9504 | 0 | 0 | 0 | 0 | 0 | 0 | 0 | 0 | 331707.04 | 292250.2184 | 0 | 0 | 0 | 0 | 0 | 0 | 0 | 0 | 0
2016-03-06 06:00 | 0 | 0 | 0 | 0 | 0 | 74553.7816 | 0 | 366804 | 0 | 0 | 0 | 0 | 198884.1747 | 0 | 0 | 0 | 0 | 0 | 0 | 6703998.932 | 0 | 0 | 0 | 0 | 0 | 0 | 0 | 0 | 0 | 0 | 0 | 0 | 0 | 0 | 0 | 0 | 0 | 0 | 0 | 0 | 0 | 0 | 292250.2184 | 0 | 0 | 0 | 0 | 0 | 0 | 0 | 0 | 0
2016-03-06 07:00 | 0 | 0 | 0 | 0 | 0 | 0 | 0 | 360173 | 0 | 0 | 0 | 0 | 128025.2243 | 0 | 0 | 0 | 0 | 0 | 0 | 6414684.8824 | 0 | 0 | 0 | 0 | 0 | 0 | 0 | 0 | 0 | 0 | 0 | 0 | -70858.9504 | 0 | 0 | 0 | 0 | 0 | 0 | 0 | 0 | 2936.1688 | 292250.2184 | 0 | 0 | 0 | 0 | 0 | 0 | 0 | 0 | 0
2016-03-06 08:00 | 0 | 0 | 0 | 0 | 0 | 395867.8216 | 0 | 356411 | 0 | 0 | 0 | 0 | 128025.2243 | 0 | 0 | 0 | 0 | 0 | 0 | 6454141.704 | 0 | 0 | 0 | 0 | 0 | 0 | 0 | 0 | 0 | 0 | 0 | 0 | 0 | 0 | 0 | 0 | 0 | 0 | 0 | 0 | 0 | 331707.04 | 292250.2184 | 0 | 0 | 0 | 0 | 0 | 0 | 0 | 0 | 0
2016-03-06 09:00 | 0 | 0 | 0 | 0 | 0 | 466730.772 | 0 | 356415 | 0 | 0 | 0 | 0 | 198884.1747 | 0 | 0 | 0 | 0 | 0 | 0 | 6493598.5256 | 0 | 0 | 0 | 0 | 0 | 0 | 0 | 0 | 0 | 0 | 0 | 0 | 70858.9504 | 0 | 0 | 0 | 0 | 0 | 0 | 0 | 0 | 331707.04 | 292250.2184 | 0 | 0 | 0 | 0 | 0 | 0 | 0 | 0 | 0
2016-03-06 10:00 | 0 | 0 | 0 | 0 | 0 | 66797.7816 | 0 | 359048 | 0 | 0 | 0 | 0 | 198884.1747 | 0 | 0 | 0 | 0 | 0 | 0 | 6201348.3072 | 0 | 0 | 0 | 0 | 0 | 0 | 0 | 0 | 0 | 0 | 0 | 0 | 0 | 0 | 0 | 0 | 0 | 0 | 0 | 0 | 0 | 0 | 292250.2184 | 0 | 0 | 0 | 0 | 0 | 0 | 0 | 0 | 0
2016-03-06 11:00 | 0 | 0 | 0 | 0 | 0 | 3536.8312 | 0 | 366646 | 0 | 0 | 0 | 0 | 128025.2243 | 0 | 0 | 0 | 0 | 0 | 0 | 5909098.0889 | 0 | 0 | 0 | 0 | 0 | 0 | 0 | 0 | 0 | 0 | 0 | 0 | -70858.9504 | 0 | 0 | 0 | 0 | 0 | 0 | 0 | 0 | 0 | 292250.2184 | 0 | 0 | 0 | 0 | 0 | 0 | 0 | 0 | 0
2016-03-06 12:00 | 0 | 0 | 0 | 0 | 0 | 14490.8312 | 0 | 377600 | 0 | 0 | 0 | 0 | 57166.2739 | 0 | 0 | 0 | 0 | 0 | 0 | 5616847.8705 | 0 | 0 | 0 | 0 | 0 | 0 | 0 | 0 | 0 | 0 | 0 | 0 | -70858.9504 | 0 | 0 | 0 | 0 | 0 | 0 | 0 | 0 | 0 | 292250.2184 | 0 | 0 | 0 | 0 | 0 | 0 | 0 | 0 | 0
2016-03-06 13:00 | 0 | 0 | 0 | 0 | 0 | 484744.8745 | 13189.8975 | 387619 | 0 | 0 | 0 | 0 | 128025.2243 | 0 | 0 | 0 | 0 | 0 | 0 | 5656304.6921 | 0 | 0 | 0 | 0 | 0 | 0 | 0 | 0 | 0 | 0 | 0 | 0 | 70858.9504 | 0 | 0 | 0 | 0 | 0 | 0 | 0 | 0 | 331707.04 | 292250.2184 | 0 | 0 | 0 | 0 | 0 | 0 | 0 | 0 | 0
2016-03-06 14:00 | 0 | 0 | 0 | 0 | 0 | 270043.1407 | 234108.6313 | 393836 | 0 | 0 | 0 | 0 | 198884.1747 | 0 | 0 | 0 | 0 | 0 | 0 | 5695761.5137 | 0 | 0 | 0 | 0 | 0 | 0 | 0 | 0 | 0 | 0 | 0 | 0 | 70858.9504 | 0 | 0 | 0 | 0 | 0 | 0 | 0 | 0 | 331707.04 | 292250.2184 | 0 | 0 | 0 | 0 | 0 | 0 | 0 | 0 | 0
2016-03-06 15:00 | 0 | 0 | 0 | 0 | 0 | 0 | 469949.8815 | 394051 | 0 | 0 | 0 | 0 | 198884.1747 | 0 | 0 | 0 | 0 | 0 | 0 | 5771660.3952 | 0 | 0 | 0 | 0 | 0 | 0 | 0 | 0 | 0 | 0 | 0 | 0 | 0 | 0 | 0 | 0 | 0 | 0 | 0 | 0 | 0 | 75898.8815 | 0 | 0 | 0 | 0 | 0 | 0 | 0 | 0 | 0 | 0
2016-03-06 16:00 | 0 | 0 | 0 | 0 | 0 | 0 | 584627.5288 | 391527 | 0 | 0 | 0 | 0 | 128025.2243 | 0 | 0 | 0 | 0 | 0 | 0 | 6035619.8745 | 0 | 0 | 0 | 0 | 0 | 0 | 0 | 0 | 0 | 0 | 0 | 0 | -70858.9504 | 0 | 0 | 0 | 0 | 0 | 0 | 0 | 0 | 263959.4792 | 0 | 0 | 0 | 0 | 0 | 0 | 0 | 0 | 0 | 0
2016-03-06 17:00 | 0 | 0 | 0 | 0 | 0 | 0 | 628944.8794 | 389677 | 0 | 0 | 0 | 0 | 57166.2739 | 0 | 0 | 0 | 0 | 0 | 0 | 6345746.7043 | 0 | 0 | 0 | 0 | 0 | 0 | 0 | 0 | 0 | 0 | 0 | 0 | -70858.9504 | 0 | 0 | 0 | 0 | 0 | 0 | 0 | 0 | 310126.8298 | 0 | 0 | 0 | 0 | 0 | 0 | 0 | 0 | 0 | 0
2016-03-06 18:00 | 0 | 0 | 0 | 0 | 0 | 0 | 625528.2416 | 387230 | 0 | 0 | 0 | 0 | 128025.2243 | 0 | 0 | 0 | 0 | 0 | 0 | 6513185.9955 | 0 | 0 | 0 | 0 | 0 | 0 | 0 | 0 | 0 | 0 | 0 | 0 | 70858.9504 | 0 | 0 | 0 | 0 | 0 | 0 | 0 | 0 | 167439.2912 | 0 | 0 | 0 | 0 | 0 | 0 | 0 | 0 | 0 | 0
2016-03-06 19:00 | 0 | 0 | 0 | 0 | 0 | 0 | 615210.7459 | 385165 | 0 | 0 | 0 | 0 | 198884.1747 | 0 | 0 | 0 | 0 | 0 | 0 | 6672372.7911 | 0 | 0 | 0 | 0 | 0 | 0 | 0 | 0 | 0 | 0 | 0 | 0 | 70858.9504 | 0 | 0 | 0 | 0 | 0 | 0 | 0 | 0 | 159186.7955 | 0 | 0 | 0 | 0 | 0 | 0 | 0 | 0 | 0 | 0
2016-03-06 20:00 | 0 | 0 | 0 | 0 | 0 | 0 | 606907.3108 | 383511 | 0 | 0 | 0 | 0 | 198884.1747 | 0 | 0 | 0 | 0 | 0 | 0 | 6895769.1019 | 0 | 0 | 0 | 0 | 0 | 0 | 0 | 0 | 0 | 0 | 0 | 0 | 0 | 0 | 0 | 0 | 0 | 0 | 0 | 0 | 0 | 223396.3108 | 0 | 0 | 0 | 0 | 0 | 0 | 0 | 0 | 0 | 0
2016-03-06 21:00 | 0 | 0 | 0 | 0 | 0 | 0 | 583727.9258 | 386144 | 0 | 0 | 0 | 0 | 128025.2243 | 0 | 0 | 0 | 0 | 0 | 0 | 7164211.9781 | 0 | 0 | 0 | 0 | 0 | 0 | 0 | 0 | 0 | 0 | 0 | 0 | -70858.9504 | 0 | 0 | 0 | 0 | 0 | 0 | 0 | 0 | 268442.8762 | 0 | 0 | 0 | 0 | 0 | 0 | 0 | 0 | 0 | 0
2016-03-06 22:00 | 0 | 0 | 0 | 0 | 0 | 0 | 526734.3907 | 392608 | 0 | 0 | 0 | 0 | 198884.1747 | 0 | 0 | 0 | 0 | 0 | 0 | 7227479.4185 | 0 | 0 | 0 | 0 | 0 | 0 | 0 | 0 | 0 | 0 | 0 | 0 | 70858.9504 | 0 | 0 | 0 | 0 | 0 | 0 | 0 | 0 | 63267.4403 | 0 | 0 | 0 | 0 | 0 | 0 | 0 | 0 | 0 | 0
2016-03-06 23:00 | 0 | 0 | 0 | 0 | 0 | 0 | 404473.2756 | 408579 | 0 | 0 | 0 | 0 | 128025.2243 | 0 | 0 | 0 | 0 | 0 | 0 | 7294232.6445 | 0 | 0 | 0 | 0 | 0 | 0 | 0 | 0 | 0 | 0 | 0 | 0 | -70858.9504 | 0 | 0 | 0 | 0 | 0 | 0 | 0 | 0 | 66753.226 | 0 | 0 | 0 | 0 | 0 | 0 | 0 | 0 | 0 | 0
2016-03-07 | 0 | 0 | 0 | 0 | 0 | 0 | 172823.1875 | 426425 | 0 | 0 | 0 | 0 | 57166.2739 | 0 | 0 | 0 | 0 | 0 | 0 | 7111489.7824 | 0 | 0 | 0 | 0 | 0 | 0 | 0 | 0 | 0 | 0 | 0 | 0 | -70858.9504 | 0 | 0 | 0 | 0 | 0 | 0 | 0 | 0 | 109507.3562 | 292250.2184 | 0 | 0 | 0 | 0 | 0 | 0 | 0 | 0 | 0
2016-03-07 01:00 | 0 | 0 | 0 | 0 | 0 | 540871.2324 | 1093.5396 | 431649 | 0 | 0 | 0 | 0 | 128025.2243 | 0 | 0 | 0 | 0 | 0 | 0 | 7150946.604 | 0 | 0 | 0 | 0 | 0 | 0 | 0 | 0 | 0 | 0 | 0 | 0 | 70858.9504 | 0 | 0 | 0 | 0 | 0 | 0 | 0 | 0 | 331707.04 | 292250.2184 | 0 | 0 | 0 | 0 | 0 | 0 | 0 | 0 | 0
2016-03-07 02:00 | 0 | 0 | 0 | 0 | 0 | 534750.772 | 0 | 424435 | 0 | 0 | 0 | 0 | 198884.1747 | 0 | 0 | 0 | 0 | 0 | 0 | 7190403.4256 | 0 | 0 | 0 | 0 | 0 | 0 | 0 | 0 | 0 | 0 | 0 | 0 | 70858.9504 | 0 | 0 | 0 | 0 | 0 | 0 | 0 | 0 | 331707.04 | 292250.2184 | 0 | 0 | 0 | 0 | 0 | 0 | 0 | 0 | 0
2016-03-07 03:00 | 0 | 0 | 0 | 0 | 0 | 118437.7816 | 0 | 410688 | 0 | 0 | 0 | 0 | 198884.1747 | 0 | 0 | 0 | 0 | 0 | 0 | 6898153.2072 | 0 | 0 | 0 | 0 | 0 | 0 | 0 | 0 | 0 | 0 | 0 | 0 | 0 | 0 | 0 | 0 | 0 | 0 | 0 | 0 | 0 | 0 | 292250.2184 | 0 | 0 | 0 | 0 | 0 | 0 | 0 | 0 | 0
2016-03-07 04:00 | 0 | 0 | 0 | 0 | 0 | 360328.8712 | 0 | 391731 | 0 | 0 | 0 | 0 | 128025.2243 | 0 | 0 | 0 | 0 | 0 | 0 | 6937610.0288 | 0 | 0 | 0 | 0 | 0 | 0 | 0 | 0 | 0 | 0 | 0 | 0 | -70858.9504 | 0 | 0 | 0 | 0 | 0 | 0 | 0 | 0 | 331707.04 | 292250.2184 | 0 | 0 | 0 | 0 | 0 | 0 | 0 | 0 | 0
2016-03-07 05:00 | 0 | 0 | 0 | 0 | 0 | 486663.772 | 0 | 376348 | 0 | 0 | 0 | 0 | 198884.1747 | 0 | 0 | 0 | 0 | 0 | 0 | 6977066.8504 | 0 | 0 | 0 | 0 | 0 | 0 | 0 | 0 | 0 | 0 | 0 | 0 | 70858.9504 | 0 | 0 | 0 | 0 | 0 | 0 | 0 | 0 | 331707.04 | 292250.2184 | 0 | 0 | 0 | 0 | 0 | 0 | 0 | 0 | 0
2016-03-07 06:00 | 0 | 0 | 0 | 0 | 0 | 73909.7816 | 0 | 366160 | 0 | 0 | 0 | 0 | 198884.1747 | 0 | 0 | 0 | 0 | 0 | 0 | 6684816.632 | 0 | 0 | 0 | 0 | 0 | 0 | 0 | 0 | 0 | 0 | 0 | 0 | 0 | 0 | 0 | 0 | 0 | 0 | 0 | 0 | 0 | 0 | 292250.2184 | 0 | 0 | 0 | 0 | 0 | 0 | 0 | 0 | 0
2016-03-07 07:00 | 0 | 0 | 0 | 0 | 0 | 0 | 0 | 359939 | 0 | 0 | 0 | 0 | 128025.2243 | 0 | 0 | 0 | 0 | 0 | 0 | 6395736.5824 | 0 | 0 | 0 | 0 | 0 | 0 | 0 | 0 | 0 | 0 | 0 | 0 | -70858.9504 | 0 | 0 | 0 | 0 | 0 | 0 | 0 | 0 | 3170.1688 | 292250.2184 | 0 | 0 | 0 | 0 | 0 | 0 | 0 | 0 | 0
2016-03-07 08:00 | 0 | 0 | 0 | 0 | 0 | 65709.7816 | 0 | 357960 | 0 | 0 | 0 | 0 | 128025.2243 | 0 | 0 | 0 | 0 | 0 | 0 | 6103486.3641 | 0 | 0 | 0 | 0 | 0 | 0 | 0 | 0 | 0 | 0 | 0 | 0 | 0 | 0 | 0 | 0 | 0 | 0 | 0 | 0 | 0 | 0 | 292250.2184 | 0 | 0 | 0 | 0 | 0 | 0 | 0 | 0 | 0
2016-03-07 09:00 | 0 | 0 | 0 | 0 | 0 | 471851.772 | 0 | 361536 | 0 | 0 | 0 | 0 | 198884.1747 | 0 | 0 | 0 | 0 | 0 | 0 | 6142943.1857 | 0 | 0 | 0 | 0 | 0 | 0 | 0 | 0 | 0 | 0 | 0 | 0 | 70858.9504 | 0 | 0 | 0 | 0 | 0 | 0 | 0 | 0 | 331707.04 | 292250.2184 | 0 | 0 | 0 | 0 | 0 | 0 | 0 | 0 | 0
2016-03-07 10:00 | 0 | 0 | 0 | 0 | 0 | 359001.5477 | 0 | 376711 | 0 | 0 | 0 | 0 | 141717.9008 | 0 | 0 | 0 | 0 | 0 | 0 | 6182400.0073 | 0 | 0 | 0 | 0 | 0 | 0 | 0 | 0 | 0 | 0 | 0 | 0 | -57166.2739 | 0 | 0 | 0 | 0 | 0 | 0 | 0 | 0 | 331707.04 | 292250.2184 | 0 | 0 | 0 | 0 | 0 | 0 | 0 | 0 | 0
2016-03-07 11:00 | 0 | 0 | 0 | 0 | 0 | 45234.8312 | 0 | 408344 | 0 | 0 | 0 | 0 | 70858.9504 | 0 | 0 | 0 | 0 | 0 | 0 | 5890149.7889 | 0 | 0 | 0 | 0 | 0 | 0 | 0 | 0 | 0 | 0 | 0 | 0 | -70858.9504 | 0 | 0 | 0 | 0 | 0 | 0 | 0 | 0 | 0 | 292250.2184 | 0 | 0 | 0 | 0 | 0 | 0 | 0 | 0 | 0
2016-03-07 12:00 | 0 | 0 | 0 | 0 | 0 | 68341.8312 | 0 | 431451 | 0 | 0 | 0 | 0 | 0 | 0 | 0 | 0 | 0 | 0 | 0 | 5597899.5705 | 0 | 0 | 0 | 0 | 0 | 0 | 0 | 0 | 0 | 0 | 0 | 0 | -70858.9504 | 0 | 0 | 0 | 0 | 0 | 0 | 0 | 0 | 0 | 292250.2184 | 0 | 0 | 0 | 0 | 0 | 0 | 0 | 0 | 0
2016-03-07 13:00 | 0 | 0 | 0 | 0 | 0 | 525799.4704 | 20528.3016 | 436012 | 0 | 0 | 0 | 0 | 70858.9504 | 0 | 0 | 0 | 0 | 0 | 0 | 5637356.3921 | 0 | 0 | 0 | 0 | 0 | 0 | 0 | 0 | 0 | 0 | 0 | 0 | 70858.9504 | 0 | 0 | 0 | 0 | 0 | 0 | 0 | 0 | 331707.04 | 292250.2184 | 0 | 0 | 0 | 0 | 0 | 0 | 0 | 0 | 0
2016-03-07 14:00 | 0 | 0 | 0 | 0 | 0 | 0 | 324011.6501 | 435209 | 0 | 0 | 0 | 0 | 141717.9008 | 0 | 0 | 0 | 0 | 0 | 0 | 5455300.0919 | 0 | 0 | 0 | 0 | 0 | 0 | 0 | 0 | 0 | 0 | 0 | 0 | 70858.9504 | 0 | 0 | 0 | 0 | 0 | 0 | 0 | 0 | 110193.9181 | 292250.2184 | 0 | 0 | 0 | 0 | 0 | 0 | 0 | 0 | 0
2016-03-07 15:00 | 0 | 0 | 0 | 0 | 0 | 0 | 577022.3378 | 434992 | 0 | 0 | 0 | 0 | 198884.1747 | 0 | 0 | 0 | 0 | 0 | 0 | 5540164.1558 | 0 | 0 | 0 | 0 | 0 | 0 | 0 | 0 | 0 | 0 | 0 | 0 | 57166.2739 | 0 | 0 | 0 | 0 | 0 | 0 | 0 | 0 | 84864.0639 | 0 | 0 | 0 | 0 | 0 | 0 | 0 | 0 | 0 | 0
2016-03-07 16:00 | 0 | 0 | 0 | 0 | 0 | 0 | 638957.2796 | 433605 | 0 | 0 | 0 | 0 | 198884.1747 | 0 | 0 | 0 | 0 | 0 | 0 | 5745516.4354 | 0 | 0 | 0 | 0 | 0 | 0 | 0 | 0 | 0 | 0 | 0 | 0 | 0 | 0 | 0 | 0 | 0 | 0 | 0 | 0 | 0 | 205352.2796 | 0 | 0 | 0 | 0 | 0 | 0 | 0 | 0 | 0 | 0
2016-03-07 17:00 | 0 | 0 | 0 | 0 | 0 | 0 | 655237.3909 | 430155 | 0 | 0 | 0 | 0 | 128025.2243 | 0 | 0 | 0 | 0 | 0 | 0 | 6041457.7768 | 0 | 0 | 0 | 0 | 0 | 0 | 0 | 0 | 0 | 0 | 0 | 0 | -70858.9504 | 0 | 0 | 0 | 0 | 0 | 0 | 0 | 0 | 295941.3413 | 0 | 0 | 0 | 0 | 0 | 0 | 0 | 0 | 0 | 0
2016-03-07 18:00 | 0 | 0 | 0 | 0 | 0 | 0 | 654131.2796 | 428360 | 0 | 0 | 0 | 0 | 198884.1747 | 0 | 0 | 0 | 0 | 0 | 0 | 6196370.1059 | 0 | 0 | 0 | 0 | 0 | 0 | 0 | 0 | 0 | 0 | 0 | 0 | 70858.9504 | 0 | 0 | 0 | 0 | 0 | 0 | 0 | 0 | 154912.3292 | 0 | 0 | 0 | 0 | 0 | 0 | 0 | 0 | 0 | 0
2016-03-07 19:00 | 0 | 0 | 0 | 0 | 0 | 0 | 642771.8795 | 425749 | 0 | 0 | 0 | 0 | 198884.1747 | 0 | 0 | 0 | 0 | 0 | 0 | 6413392.9854 | 0 | 0 | 0 | 0 | 0 | 0 | 0 | 0 | 0 | 0 | 0 | 0 | 0 | 0 | 0 | 0 | 0 | 0 | 0 | 0 | 0 | 217022.8795 | 0 | 0 | 0 | 0 | 0 | 0 | 0 | 0 | 0 | 0
2016-03-07 20:00 | 0 | 0 | 0 | 0 | 0 | 0 | 627913.5354 | 423283 | 0 | 0 | 0 | 0 | 128025.2243 | 0 | 0 | 0 | 0 | 0 | 0 | 6688882.4713 | 0 | 0 | 0 | 0 | 0 | 0 | 0 | 0 | 0 | 0 | 0 | 0 | -70858.9504 | 0 | 0 | 0 | 0 | 0 | 0 | 0 | 0 | 275489.4858 | 0 | 0 | 0 | 0 | 0 | 0 | 0 | 0 | 0 | 0
2016-03-07 21:00 | 0 | 0 | 0 | 0 | 0 | 0 | 593297.0172 | 422736 | 0 | 0 | 0 | 0 | 198884.1747 | 0 | 0 | 0 | 0 | 0 | 0 | 6788584.5381 | 0 | 0 | 0 | 0 | 0 | 0 | 0 | 0 | 0 | 0 | 0 | 0 | 70858.9504 | 0 | 0 | 0 | 0 | 0 | 0 | 0 | 0 | 99702.0668 | 0 | 0 | 0 | 0 | 0 | 0 | 0 | 0 | 0 | 0
2016-03-07 22:00 | 0 | 0 | 0 | 0 | 0 | 0 | 518518.3053 | 425027 | 0 | 0 | 0 | 0 | 128025.2243 | 0 | 0 | 0 | 0 | 0 | 0 | 6952934.7938 | 0 | 0 | 0 | 0 | 0 | 0 | 0 | 0 | 0 | 0 | 0 | 0 | -70858.9504 | 0 | 0 | 0 | 0 | 0 | 0 | 0 | 0 | 164350.2557 | 0 | 0 | 0 | 0 | 0 | 0 | 0 | 0 | 0 | 0
2016-03-07 23:00 | 0 | 0 | 0 | 0 | 0 | 326130.8678 | 357703.092 | 436129 | 0 | 0 | 0 | 0 | 198884.1747 | 0 | 0 | 0 | 0 | 0 | 0 | 7129780.8032 | 0 | 0 | 0 | 0 | 0 | 0 | 0 | 0 | 0 | 0 | 0 | 0 | 70858.9504 | 0 | 0 | 0 | 0 | 0 | 0 | 0 | 0 | 176846.0094 | 0 | 0 | 0 | 0 | 0 | 0 | 0 | 0 | 0 | 0
2016-03-08 | 0 | 0 | 0 | 0 | 0 | 0 | 95023.5563 | 448796 | 0 | 0 | 0 | 0 | 128025.2243 | 0 | 0 | 0 | 0 | 0 | 0 | 6846867.3098 | 0 | 0 | 0 | 0 | 0 | 0 | 0 | 0 | 0 | 0 | 0 | 0 | -70858.9504 | 0 | 0 | 0 | 0 | 0 | 0 | 0 | 0 | 9336.7251 | 292250.2184 | 0 | 0 | 0 | 0 | 0 | 0 | 0 | 0 | 0
2016-03-08 01:00 | 0 | 0 | 0 | 0 | 0 | 414655.2146 | 1505.6566 | 447563 | 0 | 0 | 0 | 0 | 57166.2739 | 0 | 0 | 0 | 0 | 0 | 0 | 6886324.1315 | 0 | 0 | 0 | 0 | 0 | 0 | 0 | 0 | 0 | 0 | 0 | 0 | -70858.9504 | 0 | 0 | 0 | 0 | 0 | 0 | 0 | 0 | 331707.04 | 292250.2184 | 0 | 0 | 0 | 0 | 0 | 0 | 0 | 0 | 0
2016-03-08 02:00 | 0 | 0 | 0 | 0 | 0 | 546992.772 | 0 | 436677 | 0 | 0 | 0 | 0 | 128025.2243 | 0 | 0 | 0 | 0 | 0 | 0 | 6925780.9531 | 0 | 0 | 0 | 0 | 0 | 0 | 0 | 0 | 0 | 0 | 0 | 0 | 70858.9504 | 0 | 0 | 0 | 0 | 0 | 0 | 0 | 0 | 331707.04 | 292250.2184 | 0 | 0 | 0 | 0 | 0 | 0 | 0 | 0 | 0
2016-03-08 03:00 | 0 | 0 | 0 | 0 | 0 | 528846.772 | 0 | 418531 | 0 | 0 | 0 | 0 | 198884.1747 | 0 | 0 | 0 | 0 | 0 | 0 | 6965237.7747 | 0 | 0 | 0 | 0 | 0 | 0 | 0 | 0 | 0 | 0 | 0 | 0 | 70858.9504 | 0 | 0 | 0 | 0 | 0 | 0 | 0 | 0 | 331707.04 | 292250.2184 | 0 | 0 | 0 | 0 | 0 | 0 | 0 | 0 | 0
2016-03-08 04:00 | 0 | 0 | 0 | 0 | 0 | 103216.7816 | 0 | 395467 | 0 | 0 | 0 | 0 | 198884.1747 | 0 | 0 | 0 | 0 | 0 | 0 | 6672987.5563 | 0 | 0 | 0 | 0 | 0 | 0 | 0 | 0 | 0 | 0 | 0 | 0 | 0 | 0 | 0 | 0 | 0 | 0 | 0 | 0 | 0 | 0 | 292250.2184 | 0 | 0 | 0 | 0 | 0 | 0 | 0 | 0 | 0
2016-03-08 05:00 | 0 | 0 | 0 | 0 | 0 | 11171.8312 | 0 | 374281 | 0 | 0 | 0 | 0 | 128025.2243 | 0 | 0 | 0 | 0 | 0 | 0 | 6380737.3379 | 0 | 0 | 0 | 0 | 0 | 0 | 0 | 0 | 0 | 0 | 0 | 0 | -70858.9504 | 0 | 0 | 0 | 0 | 0 | 0 | 0 | 0 | 0 | 292250.2184 | 0 | 0 | 0 | 0 | 0 | 0 | 0 | 0 | 0
2016-03-08 06:00 | 0 | 0 | 0 | 0 | 0 | 469384.772 | 0 | 359069 | 0 | 0 | 0 | 0 | 198884.1747 | 0 | 0 | 0 | 0 | 0 | 0 | 6420194.1595 | 0 | 0 | 0 | 0 | 0 | 0 | 0 | 0 | 0 | 0 | 0 | 0 | 70858.9504 | 0 | 0 | 0 | 0 | 0 | 0 | 0 | 0 | 331707.04 | 292250.2184 | 0 | 0 | 0 | 0 | 0 | 0 | 0 | 0 | 0
2016-03-08 07:00 | 0 | 0 | 0 | 0 | 0 | 56894.7816 | 0 | 349145 | 0 | 0 | 0 | 0 | 198884.1747 | 0 | 0 | 0 | 0 | 0 | 0 | 6127943.9411 | 0 | 0 | 0 | 0 | 0 | 0 | 0 | 0 | 0 | 0 | 0 | 0 | 0 | 0 | 0 | 0 | 0 | 0 | 0 | 0 | 0 | 0 | 292250.2184 | 0 | 0 | 0 | 0 | 0 | 0 | 0 | 0 | 0
2016-03-08 08:00 | 0 | 0 | 0 | 0 | 0 | 0 | 0 | 344267 | 0 | 0 | 0 | 0 | 128025.2243 | 0 | 0 | 0 | 0 | 0 | 0 | 5854535.8915 | 0 | 0 | 0 | 0 | 0 | 0 | 0 | 0 | 0 | 0 | 0 | 0 | -70858.9504 | 0 | 0 | 0 | 0 | 0 | 0 | 0 | 0 | 18842.1688 | 292250.2184 | 0 | 0 | 0 | 0 | 0 | 0 | 0 | 0 | 0
2016-03-08 09:00 | 0 | 0 | 0 | 0 | 0 | 457239.772 | 0 | 346924 | 0 | 0 | 0 | 0 | 198884.1747 | 0 | 0 | 0 | 0 | 0 | 0 | 5893992.7132 | 0 | 0 | 0 | 0 | 0 | 0 | 0 | 0 | 0 | 0 | 0 | 0 | 70858.9504 | 0 | 0 | 0 | 0 | 0 | 0 | 0 | 0 | 331707.04 | 292250.2184 | 0 | 0 | 0 | 0 | 0 | 0 | 0 | 0 | 0
2016-03-08 10:00 | 0 | 0 | 0 | 0 | 0 | 341205.5477 | 0 | 358915 | 0 | 0 | 0 | 0 | 141717.9008 | 0 | 0 | 0 | 0 | 0 | 0 | 5933449.5348 | 0 | 0 | 0 | 0 | 0 | 0 | 0 | 0 | 0 | 0 | 0 | 0 | -57166.2739 | 0 | 0 | 0 | 0 | 0 | 0 | 0 | 0 | 331707.04 | 292250.2184 | 0 | 0 | 0 | 0 | 0 | 0 | 0 | 0 | 0
2016-03-08 11:00 | 0 | 0 | 0 | 0 | 0 | 24320.8312 | 0 | 387430 | 0 | 0 | 0 | 0 | 70858.9504 | 0 | 0 | 0 | 0 | 0 | 0 | 5641199.3164 | 0 | 0 | 0 | 0 | 0 | 0 | 0 | 0 | 0 | 0 | 0 | 0 | -70858.9504 | 0 | 0 | 0 | 0 | 0 | 0 | 0 | 0 | 0 | 292250.2184 | 0 | 0 | 0 | 0 | 0 | 0 | 0 | 0 | 0
2016-03-08 12:00 | 0 | 0 | 0 | 0 | 0 | 48144.8312 | 0 | 411254 | 0 | 0 | 0 | 0 | 0 | 0 | 0 | 0 | 0 | 0 | 0 | 5348949.098 | 0 | 0 | 0 | 0 | 0 | 0 | 0 | 0 | 0 | 0 | 0 | 0 | -70858.9504 | 0 | 0 | 0 | 0 | 0 | 0 | 0 | 0 | 0 | 292250.2184 | 0 | 0 | 0 | 0 | 0 | 0 | 0 | 0 | 0
2016-03-08 13:00 | 0 | 0 | 0 | 0 | 0 | 515972.6916 | 13504.0804 | 419161 | 0 | 0 | 0 | 0 | 70858.9504 | 0 | 0 | 0 | 0 | 0 | 0 | 5388405.9196 | 0 | 0 | 0 | 0 | 0 | 0 | 0 | 0 | 0 | 0 | 0 | 0 | 70858.9504 | 0 | 0 | 0 | 0 | 0 | 0 | 0 | 0 | 331707.04 | 292250.2184 | 0 | 0 | 0 | 0 | 0 | 0 | 0 | 0 | 0
2016-03-08 14:00 | 0 | 0 | 0 | 0 | 0 | 0 | 300901.1629 | 423336 | 0 | 0 | 0 | 0 | 0 | 0 | 0 | 0 | 0 | 0 | 0 | 5336830.0329 | 0 | 0 | 0 | 0 | 0 | 0 | 0 | 0 | 0 | 0 | 0 | 0 | -70858.9504 | 0 | 0 | 0 | 0 | 0 | 0 | 0 | 0 | 240674.3316 | 292250.2184 | 0 | 0 | 0 | 0 | 0 | 0 | 0 | 0 | 0
2016-03-08 15:00 | 0 | 0 | 0 | 0 | 0 | 0 | 685601.8743 | 425877 | 0 | 0 | 0 | 0 | 70858.9504 | 0 | 0 | 0 | 0 | 0 | 0 | 5525695.9567 | 0 | 0 | 0 | 0 | 0 | 0 | 0 | 0 | 0 | 0 | 0 | 0 | 70858.9504 | 0 | 0 | 0 | 0 | 0 | 0 | 0 | 0 | 188865.9239 | 0 | 0 | 0 | 0 | 0 | 0 | 0 | 0 | 0 | 0
2016-03-08 16:00 | 0 | 0 | 0 | 0 | 0 | 0 | 767107.8524 | 426409 | 0 | 0 | 0 | 0 | 79850.7628 | 0 | 0 | 0 | 0 | 0 | 0 | 5857402.9967 | 0 | 0 | 0 | 0 | 0 | 0 | 0 | 0 | 0 | 0 | 0 | 0 | 8991.8124 | 0 | 0 | 0 | 0 | 0 | 0 | 0 | 0 | 331707.04 | 0 | 0 | 0 | 0 | 0 | 0 | 0 | 0 | 0 | 0
2016-03-08 17:00 | 0 | 0 | 0 | 0 | 0 | 0 | 757917.1121 | 424840 | 0 | 0 | 0 | 0 | 81220.8348 | 0 | 0 | 0 | 0 | 0 | 0 | 6189110.0367 | 0 | 0 | 0 | 0 | 0 | 0 | 0 | 0 | 0 | 0 | 0 | 0 | 1370.0721 | 0 | 0 | 0 | 0 | 0 | 0 | 0 | 0 | 331707.04 | 0 | 0 | 0 | 0 | 0 | 0 | 0 | 0 | 0 | 0
2016-03-08 18:00 | 0 | 0 | 0 | 0 | 0 | 0 | 728700.9929 | 424108 | 0 | 0 | 0 | 0 | 54106.7877 | 0 | 0 | 0 | 0 | 0 | 0 | 6520817.0767 | 0 | 0 | 0 | 0 | 0 | 0 | 0 | 0 | 0 | 0 | 0 | 0 | -27114.0471 | 0 | 0 | 0 | 0 | 0 | 0 | 0 | 0 | 331707.04 | 0 | 0 | 0 | 0 | 0 | 0 | 0 | 0 | 0 | 0
2016-03-08 19:00 | 0 | 0 | 0 | 0 | 0 | 0 | 697546.6787 | 423858 | 0 | 0 | 0 | 0 | 124965.7381 | 0 | 0 | 0 | 0 | 0 | 0 | 6723646.805 | 0 | 0 | 0 | 0 | 0 | 0 | 0 | 0 | 0 | 0 | 0 | 0 | 70858.9504 | 0 | 0 | 0 | 0 | 0 | 0 | 0 | 0 | 202829.7283 | 0 | 0 | 0 | 0 | 0 | 0 | 0 | 0 | 0 | 0
2016-03-08 20:00 | 0 | 0 | 0 | 0 | 0 | 0 | 679543.7339 | 422736 | 0 | 0 | 0 | 0 | 57166.2739 | 0 | 0 | 0 | 0 | 0 | 0 | 7048254.0032 | 0 | 0 | 0 | 0 | 0 | 0 | 0 | 0 | 0 | 0 | 0 | 0 | -67799.4643 | 0 | 0 | 0 | 0 | 0 | 0 | 0 | 0 | 324607.1982 | 0 | 0 | 0 | 0 | 0 | 0 | 0 | 0 | 0 | 0
2016-03-08 21:00 | 0 | 0 | 0 | 0 | 0 | 0 | 649739.4861 | 422784 | 0 | 0 | 0 | 0 | 128025.2243 | 0 | 0 | 0 | 0 | 0 | 0 | 7204350.5389 | 0 | 0 | 0 | 0 | 0 | 0 | 0 | 0 | 0 | 0 | 0 | 0 | 70858.9504 | 0 | 0 | 0 | 0 | 0 | 0 | 0 | 0 | 156096.5357 | 0 | 0 | 0 | 0 | 0 | 0 | 0 | 0 | 0 | 0
2016-03-08 22:00 | 0 | 0 | 0 | 0 | 0 | 0 | 585554.056 | 424813 | 0 | 0 | 0 | 0 | 198884.1747 | 0 | 0 | 0 | 0 | 0 | 0 | 7294232.6445 | 0 | 0 | 0 | 0 | 0 | 0 | 0 | 0 | 0 | 0 | 0 | 0 | 70858.9504 | 0 | 0 | 0 | 0 | 0 | 0 | 0 | 0 | 89882.1056 | 0 | 0 | 0 | 0 | 0 | 0 | 0 | 0 | 0 | 0
2016-03-08 23:00 | 0 | 0 | 0 | 0 | 0 | 9390.1826 | 424492.8174 | 433883 | 0 | 0 | 0 | 0 | 198884.1747 | 0 | 0 | 0 | 0 | 0 | 0 | 7294232.6445 | 0 | 0 | 0 | 0 | 0 | 0 | 0 | 0 | 0 | 0 | 0 | 0 | 0 | 0 | 0 | 0 | 0 | 0 | 0 | 0 | 0 | 0 | 0 | 0 | 0 | 0 | 0 | 0 | 0 | 0 | 0 | 0
2016-03-09 | 0 | 0 | 0 | 0 | 0 | 283943.6802 | 147528.5889 | 446635 | 0 | 0 | 0 | 0 | 183721.4438 | 0 | 0 | 0 | 0 | 0 | 0 | 7294232.6445 | 0 | 0 | 0 | 0 | 0 | 0 | 0 | 0 | 0 | 0 | 0 | 0 | -15162.7309 | 0 | 0 | 0 | 0 | 0 | 0 | 0 | 0 | 292250.2184 | 292250.2184 | 0 | 0 | 0 | 0 | 0 | 0 | 0 | 0 | 0
2016-03-09 01:00 | 0 | 0 | 0 | 0 | 0 | 289532.2196 | 1549.1356 | 445107 | 0 | 0 | 0 | 0 | 141717.9008 | 0 | 0 | 0 | 0 | 0 | 0 | 7182210.5427 | 0 | 0 | 0 | 0 | 0 | 0 | 0 | 0 | 0 | 0 | 0 | 0 | -42003.543 | 0 | 0 | 0 | 0 | 0 | 0 | 0 | 0 | 180228.1165 | 292250.2184 | 0 | 0 | 0 | 0 | 0 | 0 | 0 | 0 | 0
2016-03-09 02:00 | 0 | 0 | 0 | 0 | 0 | 292666.1104 | 0 | 432794 | 0 | 0 | 0 | 0 | 70858.9504 | 0 | 0 | 0 | 0 | 0 | 0 | 7112941.6035 | 0 | 0 | 0 | 0 | 0 | 0 | 0 | 0 | 0 | 0 | 0 | 0 | -70858.9504 | 0 | 0 | 0 | 0 | 0 | 0 | 0 | 0 | 222981.2792 | 292250.2184 | 0 | 0 | 0 | 0 | 0 | 0 | 0 | 0 | 0
2016-03-09 03:00 | 0 | 0 | 0 | 0 | 0 | 273194.0935 | 0 | 413765 | 0 | 0 | 0 | 0 | 0 | 0 | 0 | 0 | 0 | 0 | 0 | 7043229.6474 | 0 | 0 | 0 | 0 | 0 | 0 | 0 | 0 | 0 | 0 | 0 | 0 | -70858.9504 | 0 | 0 | 0 | 0 | 0 | 0 | 0 | 0 | 222538.2623 | 292250.2184 | 0 | 0 | 0 | 0 | 0 | 0 | 0 | 0 | 0
2016-03-09 04:00 | 0 | 0 | 0 | 0 | 0 | 249137.9898 | 0 | 389747 | 0 | 0 | 0 | 0 | 70858.9504 | 0 | 0 | 0 | 0 | 0 | 0 | 6831761.6868 | 0 | 0 | 0 | 0 | 0 | 0 | 0 | 0 | 0 | 0 | 0 | 0 | 70858.9504 | 0 | 0 | 0 | 0 | 0 | 0 | 0 | 0 | 80782.2578 | 292250.2184 | 0 | 0 | 0 | 0 | 0 | 0 | 0 | 0 | 0
2016-03-09 05:00 | 0 | 0 | 0 | 0 | 0 | 234033.842 | 0 | 367798 | 0 | 0 | 0 | 0 | 0 | 0 | 0 | 0 | 0 | 0 | 0 | 6768856.4792 | 0 | 0 | 0 | 0 | 0 | 0 | 0 | 0 | 0 | 0 | 0 | 0 | -70858.9504 | 0 | 0 | 0 | 0 | 0 | 0 | 0 | 0 | 229345.0108 | 292250.2184 | 0 | 0 | 0 | 0 | 0 | 0 | 0 | 0 | 0
2016-03-09 06:00 | 0 | 0 | 0 | 0 | 0 | 129198.732 | 0 | 350590 | 0 | 0 | 0 | 0 | 70858.9504 | 0 | 0 | 0 | 0 | 0 | 0 | 6476606.2608 | 0 | 0 | 0 | 0 | 0 | 0 | 0 | 0 | 0 | 0 | 0 | 0 | 70858.9504 | 0 | 0 | 0 | 0 | 0 | 0 | 0 | 0 | 0 | 292250.2184 | 0 | 0 | 0 | 0 | 0 | 0 | 0 | 0 | 0
2016-03-09 07:00 | 0 | 0 | 0 | 0 | 0 | 238644.8621 | 0 | 339505 | 0 | 0 | 0 | 0 | 141717.9008 | 0 | 0 | 0 | 0 | 0 | 0 | 6304887.1725 | 0 | 0 | 0 | 0 | 0 | 0 | 0 | 0 | 0 | 0 | 0 | 0 | 70858.9504 | 0 | 0 | 0 | 0 | 0 | 0 | 0 | 0 | 120531.1301 | 292250.2184 | 0 | 0 | 0 | 0 | 0 | 0 | 0 | 0 | 0
2016-03-09 08:00 | 0 | 0 | 0 | 0 | 0 | 0 | 0 | 334541 | 0 | 0 | 0 | 0 | 70858.9504 | 0 | 0 | 0 | 0 | 0 | 0 | 6041205.1229 | 0 | 0 | 0 | 0 | 0 | 0 | 0 | 0 | 0 | 0 | 0 | 0 | -70858.9504 | 0 | 0 | 0 | 0 | 0 | 0 | 0 | 0 | 28568.1688 | 292250.2184 | 0 | 0 | 0 | 0 | 0 | 0 | 0 | 0 | 0
2016-03-09 09:00 | 0 | 0 | 0 | 0 | 0 | 114709.732 | 0 | 336101 | 0 | 0 | 0 | 0 | 141717.9008 | 0 | 0 | 0 | 0 | 0 | 0 | 5748954.9045 | 0 | 0 | 0 | 0 | 0 | 0 | 0 | 0 | 0 | 0 | 0 | 0 | 70858.9504 | 0 | 0 | 0 | 0 | 0 | 0 | 0 | 0 | 0 | 292250.2184 | 0 | 0 | 0 | 0 | 0 | 0 | 0 | 0 | 0
2016-03-09 10:00 | 0 | 0 | 0 | 0 | 0 | 0 | 0 | 349279 | 0 | 0 | 0 | 0 | 70858.9504 | 0 | 0 | 0 | 0 | 0 | 0 | 5470534.8549 | 0 | 0 | 0 | 0 | 0 | 0 | 0 | 0 | 0 | 0 | 0 | 0 | -70858.9504 | 0 | 0 | 0 | 0 | 0 | 0 | 0 | 0 | 13830.1688 | 292250.2184 | 0 | 0 | 0 | 0 | 0 | 0 | 0 | 0 | 0
2016-03-09 11:00 | 0 | 0 | 0 | 0 | 0 | 12252.8312 | 0 | 375362 | 0 | 0 | 0 | 0 | 0 | 0 | 0 | 0 | 0 | 0 | 0 | 5178284.6366 | 0 | 0 | 0 | 0 | 0 | 0 | 0 | 0 | 0 | 0 | 0 | 0 | -70858.9504 | 0 | 0 | 0 | 0 | 0 | 0 | 0 | 0 | 0 | 292250.2184 | 0 | 0 | 0 | 0 | 0 | 0 | 0 | 0 | 0
2016-03-09 12:00 | 0 | 0 | 0 | 0 | 0 | 224719.6727 | 0 | 399305 | 0 | 0 | 0 | 0 | 0 | 0 | 0 | 0 | 0 | 0 | 0 | 5003699.3092 | 0 | 0 | 0 | 0 | 0 | 0 | 0 | 0 | 0 | 0 | 0 | 0 | 0 | 0 | 0 | 0 | 0 | 0 | 0 | 0 | 0 | 117664.891 | 292250.2184 | 0 | 0 | 0 | 0 | 0 | 0 | 0 | 0 | 0
2016-03-09 13:00 | 0 | 0 | 0 | 0 | 0 | 194972.6658 | 12087.848 | 409712 | 0 | 0 | 0 | 0 | 0 | 0 | 0 | 0 | 0 | 0 | 0 | 4801047.823 | 0 | 0 | 0 | 0 | 0 | 0 | 0 | 0 | 0 | 0 | 0 | 0 | 0 | 0 | 0 | 0 | 0 | 0 | 0 | 0 | 0 | 89598.7322 | 292250.2184 | 0 | 0 | 0 | 0 | 0 | 0 | 0 | 0 | 0
2016-03-09 14:00 | 0 | 0 | 0 | 0 | 0 | 0 | 299749.6785 | 415738 | 0 | 0 | 0 | 0 | 0 | 0 | 0 | 0 | 0 | 0 | 0 | 4685059.5015 | 0 | 0 | 0 | 0 | 0 | 0 | 0 | 0 | 0 | 0 | 0 | 0 | 0 | 0 | 0 | 0 | 0 | 0 | 0 | 0 | 0 | 176261.8969 | 292250.2184 | 0 | 0 | 0 | 0 | 0 | 0 | 0 | 0 | 0
2016-03-09 15:00 | 0 | 0 | 0 | 0 | 0 | 0 | 620288.0804 | 420814 | 0 | 0 | 0 | 0 | 0 | 0 | 0 | 0 | 0 | 0 | 0 | 4884533.5819 | 0 | 0 | 0 | 0 | 0 | 0 | 0 | 0 | 0 | 0 | 0 | 0 | 0 | 0 | 0 | 0 | 0 | 0 | 0 | 0 | 0 | 199474.0804 | 0 | 0 | 0 | 0 | 0 | 0 | 0 | 0 | 0 | 0
2016-03-09 16:00 | 0 | 0 | 0 | 0 | 0 | 0 | 723951.5554 | 423758 | 0 | 0 | 0 | 0 | 70858.9504 | 0 | 0 | 0 | 0 | 0 | 0 | 5113868.1869 | 0 | 0 | 0 | 0 | 0 | 0 | 0 | 0 | 0 | 0 | 0 | 0 | 70858.9504 | 0 | 0 | 0 | 0 | 0 | 0 | 0 | 0 | 229334.605 | 0 | 0 | 0 | 0 | 0 | 0 | 0 | 0 | 0 | 0
2016-03-09 17:00 | 0 | 0 | 0 | 0 | 0 | 0 | 736187.9144 | 424288 | 0 | 0 | 0 | 0 | 141717.9008 | 0 | 0 | 0 | 0 | 0 | 0 | 5354909.151 | 0 | 0 | 0 | 0 | 0 | 0 | 0 | 0 | 0 | 0 | 0 | 0 | 70858.9504 | 0 | 0 | 0 | 0 | 0 | 0 | 0 | 0 | 241040.964 | 0 | 0 | 0 | 0 | 0 | 0 | 0 | 0 | 0 | 0
2016-03-09 18:00 | 0 | 0 | 0 | 0 | 0 | 0 | 727281.3317 | 424566 | 0 | 0 | 0 | 0 | 112726.1925 | 0 | 0 | 0 | 0 | 0 | 0 | 5686616.191 | 0 | 0 | 0 | 0 | 0 | 0 | 0 | 0 | 0 | 0 | 0 | 0 | -28991.7083 | 0 | 0 | 0 | 0 | 0 | 0 | 0 | 0 | 331707.04 | 0 | 0 | 0 | 0 | 0 | 0 | 0 | 0 | 0 | 0
2016-03-09 19:00 | 0 | 0 | 0 | 0 | 0 | 0 | 719605.1212 | 424719 | 0 | 0 | 0 | 0 | 75905.2737 | 0 | 0 | 0 | 0 | 0 | 0 | 6018323.231 | 0 | 0 | 0 | 0 | 0 | 0 | 0 | 0 | 0 | 0 | 0 | 0 | -36820.9188 | 0 | 0 | 0 | 0 | 0 | 0 | 0 | 0 | 331707.04 | 0 | 0 | 0 | 0 | 0 | 0 | 0 | 0 | 0 | 0
2016-03-09 20:00 | 0 | 0 | 0 | 0 | 0 | 0 | 727729.4729 | 423876 | 0 | 0 | 0 | 0 | 48051.7066 | 0 | 0 | 0 | 0 | 0 | 0 | 6350030.2709 | 0 | 0 | 0 | 0 | 0 | 0 | 0 | 0 | 0 | 0 | 0 | 0 | -27853.5671 | 0 | 0 | 0 | 0 | 0 | 0 | 0 | 0 | 331707.04 | 0 | 0 | 0 | 0 | 0 | 0 | 0 | 0 | 0 | 0
2016-03-09 21:00 | 0 | 0 | 0 | 0 | 0 | 0 | 728891.7002 | 424493 | 0 | 0 | 0 | 0 | 52325.5278 | 0 | 0 | 0 | 0 | 0 | 0 | 6650155.1498 | 0 | 0 | 0 | 0 | 0 | 0 | 0 | 0 | 0 | 0 | 0 | 0 | 4273.8213 | 0 | 0 | 0 | 0 | 0 | 0 | 0 | 0 | 300124.8789 | 0 | 0 | 0 | 0 | 0 | 0 | 0 | 0 | 0 | 0
2016-03-09 22:00 | 0 | 0 | 0 | 0 | 0 | 0 | 688513.3364 | 426869 | 0 | 0 | 0 | 0 | 123184.4782 | 0 | 0 | 0 | 0 | 0 | 0 | 6840940.5358 | 0 | 0 | 0 | 0 | 0 | 0 | 0 | 0 | 0 | 0 | 0 | 0 | 70858.9504 | 0 | 0 | 0 | 0 | 0 | 0 | 0 | 0 | 190785.386 | 0 | 0 | 0 | 0 | 0 | 0 | 0 | 0 | 0 | 0
2016-03-09 23:00 | 0 | 0 | 0 | 0 | 0 | 0 | 520894.034 | 436308 | 0 | 0 | 0 | 0 | 194043.4286 | 0 | 0 | 0 | 0 | 0 | 0 | 6854667.6194 | 0 | 0 | 0 | 0 | 0 | 0 | 0 | 0 | 0 | 0 | 0 | 0 | 70858.9504 | 0 | 0 | 0 | 0 | 0 | 0 | 0 | 0 | 13727.0836 | 0 | 0 | 0 | 0 | 0 | 0 | 0 | 0 | 0 | 0
2016-03-10 | 0 | 0 | 0 | 0 | 0 | 0 | 158867.5276 | 446277 | 0 | 0 | 0 | 0 | 198884.1747 | 0 | 0 | 0 | 0 | 0 | 0 | 6562417.401 | 0 | 0 | 0 | 0 | 0 | 0 | 0 | 0 | 0 | 0 | 0 | 0 | 4840.746 | 0 | 0 | 0 | 0 | 0 | 0 | 0 | 0 | 0 | 292250.2184 | 0 | 0 | 0 | 0 | 0 | 0 | 0 | 0 | 0
2016-03-10 01:00 | 0 | 0 | 0 | 0 | 0 | 228378.3888 | 2485.6247 | 443311 | 0 | 0 | 0 | 0 | 198884.1747 | 0 | 0 | 0 | 0 | 0 | 0 | 6349970.4146 | 0 | 0 | 0 | 0 | 0 | 0 | 0 | 0 | 0 | 0 | 0 | 0 | 0 | 0 | 0 | 0 | 0 | 0 | 0 | 0 | 0 | 79803.2319 | 292250.2184 | 0 | 0 | 0 | 0 | 0 | 0 | 0 | 0 | 0
2016-03-10 02:00 | 0 | 0 | 0 | 0 | 0 | 256145.7362 | 0 | 431802 | 0 | 0 | 0 | 0 | 198884.1747 | 0 | 0 | 0 | 0 | 0 | 0 | 6174314.1508 | 0 | 0 | 0 | 0 | 0 | 0 | 0 | 0 | 0 | 0 | 0 | 0 | 0 | 0 | 0 | 0 | 0 | 0 | 0 | 0 | 0 | 116593.9545 | 292250.2184 | 0 | 0 | 0 | 0 | 0 | 0 | 0 | 0 | 0
2016-03-10 03:00 | 0 | 0 | 0 | 0 | 0 | 257736.3472 | 0 | 412417 | 0 | 0 | 0 | 0 | 128025.2243 | 0 | 0 | 0 | 0 | 0 | 0 | 6090492.4483 | 0 | 0 | 0 | 0 | 0 | 0 | 0 | 0 | 0 | 0 | 0 | 0 | -70858.9504 | 0 | 0 | 0 | 0 | 0 | 0 | 0 | 0 | 208428.516 | 292250.2184 | 0 | 0 | 0 | 0 | 0 | 0 | 0 | 0 | 0
2016-03-10 04:00 | 0 | 0 | 0 | 0 | 0 | 243469.2852 | 0 | 387558 | 0 | 0 | 0 | 0 | 96391.0555 | 0 | 0 | 0 | 0 | 0 | 0 | 5978037.9024 | 0 | 0 | 0 | 0 | 0 | 0 | 0 | 0 | 0 | 0 | 0 | 0 | -31634.1688 | 0 | 0 | 0 | 0 | 0 | 0 | 0 | 0 | 179795.6724 | 292250.2184 | 0 | 0 | 0 | 0 | 0 | 0 | 0 | 0 | 0
2016-03-10 05:00 | 0 | 0 | 0 | 0 | 0 | 231411.7294 | 0 | 365298 | 0 | 0 | 0 | 0 | 167250.0059 | 0 | 0 | 0 | 0 | 0 | 0 | 5773292.6813 | 0 | 0 | 0 | 0 | 0 | 0 | 0 | 0 | 0 | 0 | 0 | 0 | 70858.9504 | 0 | 0 | 0 | 0 | 0 | 0 | 0 | 0 | 87504.9973 | 292250.2184 | 0 | 0 | 0 | 0 | 0 | 0 | 0 | 0 | 0
2016-03-10 06:00 | 0 | 0 | 0 | 0 | 0 | 0 | 0 | 348775 | 0 | 0 | 0 | 0 | 96391.0555 | 0 | 0 | 0 | 0 | 0 | 0 | 5495376.6317 | 0 | 0 | 0 | 0 | 0 | 0 | 0 | 0 | 0 | 0 | 0 | 0 | -70858.9504 | 0 | 0 | 0 | 0 | 0 | 0 | 0 | 0 | 14334.1688 | 292250.2184 | 0 | 0 | 0 | 0 | 0 | 0 | 0 | 0 | 0
2016-03-10 07:00 | 0 | 0 | 0 | 0 | 0 | 115942.732 | 0 | 337334 | 0 | 0 | 0 | 0 | 167250.0059 | 0 | 0 | 0 | 0 | 0 | 0 | 5203126.4133 | 0 | 0 | 0 | 0 | 0 | 0 | 0 | 0 | 0 | 0 | 0 | 0 | 70858.9504 | 0 | 0 | 0 | 0 | 0 | 0 | 0 | 0 | 0 | 292250.2184 | 0 | 0 | 0 | 0 | 0 | 0 | 0 | 0 | 0
2016-03-10 08:00 | 0 | 0 | 0 | 0 | 0 | 0 | 0 | 331475 | 0 | 0 | 0 | 0 | 128025.2243 | 0 | 0 | 0 | 0 | 0 | 0 | 4910876.195 | 0 | 0 | 0 | 0 | 0 | 0 | 0 | 0 | 0 | 0 | 0 | 0 | -39224.7816 | 0 | 0 | 0 | 0 | 0 | 0 | 0 | 0 | 0 | 292250.2184 | 0 | 0 | 0 | 0 | 0 | 0 | 0 | 0 | 0
2016-03-10 09:00 | 0 | 0 | 0 | 0 | 0 | 290843.2923 | 0 | 332082 | 0 | 0 | 0 | 0 | 198884.1747 | 0 | 0 | 0 | 0 | 0 | 0 | 4798778.5368 | 0 | 0 | 0 | 0 | 0 | 0 | 0 | 0 | 0 | 0 | 0 | 0 | 70858.9504 | 0 | 0 | 0 | 0 | 0 | 0 | 0 | 0 | 180152.5603 | 292250.2184 | 0 | 0 | 0 | 0 | 0 | 0 | 0 | 0 | 0
2016-03-10 10:00 | 0 | 0 | 0 | 0 | 0 | 0 | 0 | 344103 | 0 | 0 | 0 | 0 | 141717.9008 | 0 | 0 | 0 | 0 | 0 | 0 | 4511841.8107 | 0 | 0 | 0 | 0 | 0 | 0 | 0 | 0 | 0 | 0 | 0 | 0 | -57166.2739 | 0 | 0 | 0 | 0 | 0 | 0 | 0 | 0 | 5313.4923 | 292250.2184 | 0 | 0 | 0 | 0 | 0 | 0 | 0 | 0 | 0
2016-03-10 11:00 | 0 | 0 | 0 | 0 | 0 | 5085.8312 | 0 | 368195 | 0 | 0 | 0 | 0 | 70858.9504 | 0 | 0 | 0 | 0 | 0 | 0 | 4219591.5923 | 0 | 0 | 0 | 0 | 0 | 0 | 0 | 0 | 0 | 0 | 0 | 0 | -70858.9504 | 0 | 0 | 0 | 0 | 0 | 0 | 0 | 0 | 0 | 292250.2184 | 0 | 0 | 0 | 0 | 0 | 0 | 0 | 0 | 0
2016-03-10 12:00 | 0 | 0 | 0 | 0 | 0 | 346398.4945 | 0 | 393405 | 0 | 0 | 0 | 0 | 0 | 0 | 0 | 0 | 0 | 0 | 0 | 4243444.0372 | 0 | 0 | 0 | 0 | 0 | 0 | 0 | 0 | 0 | 0 | 0 | 0 | -70858.9504 | 0 | 0 | 0 | 0 | 0 | 0 | 0 | 0 | 316102.6633 | 292250.2184 | 0 | 0 | 0 | 0 | 0 | 0 | 0 | 0 | 0
2016-03-10 13:00 | 0 | 0 | 0 | 0 | 0 | 307383.156 | 21357.0164 | 406887 | 0 | 0 | 0 | 0 | 0 | 0 | 0 | 0 | 0 | 0 | 0 | 4165297.2097 | 0 | 0 | 0 | 0 | 0 | 0 | 0 | 0 | 0 | 0 | 0 | 0 | 0 | 0 | 0 | 0 | 0 | 0 | 0 | 0 | 0 | 214103.3908 | 292250.2184 | 0 | 0 | 0 | 0 | 0 | 0 | 0 | 0 | 0
2016-03-10 14:00 | 0 | 0 | 0 | 0 | 0 | 195724.2052 | 386348.5361 | 416430 | 0 | 0 | 0 | 0 | 0 | 0 | 0 | 0 | 0 | 0 | 0 | 4330939.9509 | 0 | 0 | 0 | 0 | 0 | 0 | 0 | 0 | 0 | 0 | 0 | 0 | 0 | 0 | 0 | 0 | 0 | 0 | 0 | 0 | 0 | 165642.7413 | 0 | 0 | 0 | 0 | 0 | 0 | 0 | 0 | 0 | 0
2016-03-10 15:00 | 0 | 0 | 0 | 0 | 0 | 0 | 778214.8126 | 424084 | 0 | 0 | 0 | 0 | 22423.7726 | 0 | 0 | 0 | 0 | 0 | 0 | 4662646.9909 | 0 | 0 | 0 | 0 | 0 | 0 | 0 | 0 | 0 | 0 | 0 | 0 | 22423.7726 | 0 | 0 | 0 | 0 | 0 | 0 | 0 | 0 | 331707.04 | 0 | 0 | 0 | 0 | 0 | 0 | 0 | 0 | 0 | 0
2016-03-10 16:00 | 0 | 0 | 0 | 0 | 0 | 0 | 829070.1677 | 427335 | 0 | 0 | 0 | 0 | 92451.9002 | 0 | 0 | 0 | 0 | 0 | 0 | 4994354.0309 | 0 | 0 | 0 | 0 | 0 | 0 | 0 | 0 | 0 | 0 | 0 | 0 | 70028.1277 | 0 | 0 | 0 | 0 | 0 | 0 | 0 | 0 | 331707.04 | 0 | 0 | 0 | 0 | 0 | 0 | 0 | 0 | 0 | 0
2016-03-10 17:00 | 0 | 0 | 0 | 0 | 0 | 0 | 818505.2105 | 428866 | 0 | 0 | 0 | 0 | 150384.0707 | 0 | 0 | 0 | 0 | 0 | 0 | 5326061.0709 | 0 | 0 | 0 | 0 | 0 | 0 | 0 | 0 | 0 | 0 | 0 | 0 | 57932.1705 | 0 | 0 | 0 | 0 | 0 | 0 | 0 | 0 | 331707.04 | 0 | 0 | 0 | 0 | 0 | 0 | 0 | 0 | 0 | 0
2016-03-10 18:00 | 0 | 0 | 0 | 0 | 0 | 0 | 798301.5523 | 430572 | 0 | 0 | 0 | 0 | 186406.583 | 0 | 0 | 0 | 0 | 0 | 0 | 5657768.1109 | 0 | 0 | 0 | 0 | 0 | 0 | 0 | 0 | 0 | 0 | 0 | 0 | 36022.5123 | 0 | 0 | 0 | 0 | 0 | 0 | 0 | 0 | 331707.04 | 0 | 0 | 0 | 0 | 0 | 0 | 0 | 0 | 0 | 0
2016-03-10 19:00 | 0 | 0 | 0 | 0 | 0 | 0 | 775885.6316 | 431701 | 0 | 0 | 0 | 0 | 198884.1747 | 0 | 0 | 0 | 0 | 0 | 0 | 5989475.1509 | 0 | 0 | 0 | 0 | 0 | 0 | 0 | 0 | 0 | 0 | 0 | 0 | 12477.5916 | 0 | 0 | 0 | 0 | 0 | 0 | 0 | 0 | 331707.04 | 0 | 0 | 0 | 0 | 0 | 0 | 0 | 0 | 0 | 0
2016-03-10 20:00 | 0 | 0 | 0 | 0 | 0 | 0 | 763858.04 | 432151 | 0 | 0 | 0 | 0 | 198884.1747 | 0 | 0 | 0 | 0 | 0 | 0 | 6321182.1909 | 0 | 0 | 0 | 0 | 0 | 0 | 0 | 0 | 0 | 0 | 0 | 0 | 0 | 0 | 0 | 0 | 0 | 0 | 0 | 0 | 0 | 331707.04 | 0 | 0 | 0 | 0 | 0 | 0 | 0 | 0 | 0 | 0
2016-03-10 21:00 | 0 | 0 | 0 | 0 | 0 | 0 | 764723.04 | 433016 | 0 | 0 | 0 | 0 | 198884.1747 | 0 | 0 | 0 | 0 | 0 | 0 | 6652889.2309 | 0 | 0 | 0 | 0 | 0 | 0 | 0 | 0 | 0 | 0 | 0 | 0 | 0 | 0 | 0 | 0 | 0 | 0 | 0 | 0 | 0 | 331707.04 | 0 | 0 | 0 | 0 | 0 | 0 | 0 | 0 | 0 | 0
2016-03-10 22:00 | 0 | 0 | 0 | 0 | 0 | 0 | 753993.0141 | 434635 | 0 | 0 | 0 | 0 | 198884.1747 | 0 | 0 | 0 | 0 | 0 | 0 | 6972247.245 | 0 | 0 | 0 | 0 | 0 | 0 | 0 | 0 | 0 | 0 | 0 | 0 | 0 | 0 | 0 | 0 | 0 | 0 | 0 | 0 | 0 | 319358.0141 | 0 | 0 | 0 | 0 | 0 | 0 | 0 | 0 | 0 | 0
2016-03-10 23:00 | 0 | 0 | 0 | 0 | 0 | 0 | 586572.5174 | 440543 | 0 | 0 | 0 | 0 | 198884.1747 | 0 | 0 | 0 | 0 | 0 | 0 | 7118276.7624 | 0 | 0 | 0 | 0 | 0 | 0 | 0 | 0 | 0 | 0 | 0 | 0 | 0 | 0 | 0 | 0 | 0 | 0 | 0 | 0 | 0 | 146029.5174 | 0 | 0 | 0 | 0 | 0 | 0 | 0 | 0 | 0 | 0
2016-03-11 | 0 | 0 | 0 | 0 | 0 | 0 | 186684.1025 | 448569 | 0 | 0 | 0 | 0 | 198884.1747 | 0 | 0 | 0 | 0 | 0 | 0 | 6856391.865 | 0 | 0 | 0 | 0 | 0 | 0 | 0 | 0 | 0 | 0 | 0 | 0 | 0 | 0 | 0 | 0 | 0 | 0 | 0 | 0 | 0 | 30365.3209 | 292250.2184 | 0 | 0 | 0 | 0 | 0 | 0 | 0 | 0 | 0
2016-03-11 01:00 | 0 | 0 | 0 | 0 | 0 | 412587.8958 | 3019.9754 | 447010 | 0 | 0 | 0 | 0 | 128025.2243 | 0 | 0 | 0 | 0 | 0 | 0 | 6895848.6866 | 0 | 0 | 0 | 0 | 0 | 0 | 0 | 0 | 0 | 0 | 0 | 0 | -70858.9504 | 0 | 0 | 0 | 0 | 0 | 0 | 0 | 0 | 331707.04 | 292250.2184 | 0 | 0 | 0 | 0 | 0 | 0 | 0 | 0 | 0
2016-03-11 02:00 | 0 | 0 | 0 | 0 | 0 | 214863.732 | 0 | 436255 | 0 | 0 | 0 | 0 | 198884.1747 | 0 | 0 | 0 | 0 | 0 | 0 | 6603598.4682 | 0 | 0 | 0 | 0 | 0 | 0 | 0 | 0 | 0 | 0 | 0 | 0 | 70858.9504 | 0 | 0 | 0 | 0 | 0 | 0 | 0 | 0 | 0 | 292250.2184 | 0 | 0 | 0 | 0 | 0 | 0 | 0 | 0 | 0
2016-03-11 03:00 | 0 | 0 | 0 | 0 | 0 | 456466.8216 | 0 | 417010 | 0 | 0 | 0 | 0 | 198884.1747 | 0 | 0 | 0 | 0 | 0 | 0 | 6643055.2898 | 0 | 0 | 0 | 0 | 0 | 0 | 0 | 0 | 0 | 0 | 0 | 0 | 0 | 0 | 0 | 0 | 0 | 0 | 0 | 0 | 0 | 331707.04 | 292250.2184 | 0 | 0 | 0 | 0 | 0 | 0 | 0 | 0 | 0
2016-03-11 04:00 | 0 | 0 | 0 | 0 | 0 | 361293.8712 | 0 | 392696 | 0 | 0 | 0 | 0 | 128025.2243 | 0 | 0 | 0 | 0 | 0 | 0 | 6682512.1114 | 0 | 0 | 0 | 0 | 0 | 0 | 0 | 0 | 0 | 0 | 0 | 0 | -70858.9504 | 0 | 0 | 0 | 0 | 0 | 0 | 0 | 0 | 331707.04 | 292250.2184 | 0 | 0 | 0 | 0 | 0 | 0 | 0 | 0 | 0
2016-03-11 05:00 | 0 | 0 | 0 | 0 | 0 | 150194.732 | 0 | 371586 | 0 | 0 | 0 | 0 | 198884.1747 | 0 | 0 | 0 | 0 | 0 | 0 | 6390261.893 | 0 | 0 | 0 | 0 | 0 | 0 | 0 | 0 | 0 | 0 | 0 | 0 | 70858.9504 | 0 | 0 | 0 | 0 | 0 | 0 | 0 | 0 | 0 | 292250.2184 | 0 | 0 | 0 | 0 | 0 | 0 | 0 | 0 | 0
2016-03-11 06:00 | 0 | 0 | 0 | 0 | 0 | 62412.7816 | 0 | 354663 | 0 | 0 | 0 | 0 | 198884.1747 | 0 | 0 | 0 | 0 | 0 | 0 | 6098011.6747 | 0 | 0 | 0 | 0 | 0 | 0 | 0 | 0 | 0 | 0 | 0 | 0 | 0 | 0 | 0 | 0 | 0 | 0 | 0 | 0 | 0 | 0 | 292250.2184 | 0 | 0 | 0 | 0 | 0 | 0 | 0 | 0 | 0
2016-03-11 07:00 | 0 | 0 | 0 | 0 | 0 | 0 | 0 | 342633 | 0 | 0 | 0 | 0 | 128025.2243 | 0 | 0 | 0 | 0 | 0 | 0 | 5826237.6251 | 0 | 0 | 0 | 0 | 0 | 0 | 0 | 0 | 0 | 0 | 0 | 0 | -70858.9504 | 0 | 0 | 0 | 0 | 0 | 0 | 0 | 0 | 20476.1688 | 292250.2184 | 0 | 0 | 0 | 0 | 0 | 0 | 0 | 0 | 0
2016-03-11 08:00 | 0 | 0 | 0 | 0 | 0 | 43881.7816 | 0 | 336132 | 0 | 0 | 0 | 0 | 128025.2243 | 0 | 0 | 0 | 0 | 0 | 0 | 5533987.4067 | 0 | 0 | 0 | 0 | 0 | 0 | 0 | 0 | 0 | 0 | 0 | 0 | 0 | 0 | 0 | 0 | 0 | 0 | 0 | 0 | 0 | 0 | 292250.2184 | 0 | 0 | 0 | 0 | 0 | 0 | 0 | 0 | 0
2016-03-11 09:00 | 0 | 0 | 0 | 0 | 0 | 446393.772 | 0 | 336078 | 0 | 0 | 0 | 0 | 198884.1747 | 0 | 0 | 0 | 0 | 0 | 0 | 5573444.2283 | 0 | 0 | 0 | 0 | 0 | 0 | 0 | 0 | 0 | 0 | 0 | 0 | 70858.9504 | 0 | 0 | 0 | 0 | 0 | 0 | 0 | 0 | 331707.04 | 292250.2184 | 0 | 0 | 0 | 0 | 0 | 0 | 0 | 0 | 0
2016-03-11 10:00 | 0 | 0 | 0 | 0 | 0 | 0 | 0 | 345496 | 0 | 0 | 0 | 0 | 141717.9008 | 0 | 0 | 0 | 0 | 0 | 0 | 5285114.5022 | 0 | 0 | 0 | 0 | 0 | 0 | 0 | 0 | 0 | 0 | 0 | 0 | -57166.2739 | 0 | 0 | 0 | 0 | 0 | 0 | 0 | 0 | 3920.4923 | 292250.2184 | 0 | 0 | 0 | 0 | 0 | 0 | 0 | 0 | 0
2016-03-11 11:00 | 0 | 0 | 0 | 0 | 0 | 7142.8312 | 0 | 370252 | 0 | 0 | 0 | 0 | 70858.9504 | 0 | 0 | 0 | 0 | 0 | 0 | 4992864.2838 | 0 | 0 | 0 | 0 | 0 | 0 | 0 | 0 | 0 | 0 | 0 | 0 | -70858.9504 | 0 | 0 | 0 | 0 | 0 | 0 | 0 | 0 | 0 | 292250.2184 | 0 | 0 | 0 | 0 | 0 | 0 | 0 | 0 | 0
2016-03-11 12:00 | 0 | 0 | 0 | 0 | 0 | 32219.8312 | 0 | 395329 | 0 | 0 | 0 | 0 | 0 | 0 | 0 | 0 | 0 | 0 | 0 | 4700614.0654 | 0 | 0 | 0 | 0 | 0 | 0 | 0 | 0 | 0 | 0 | 0 | 0 | -70858.9504 | 0 | 0 | 0 | 0 | 0 | 0 | 0 | 0 | 0 | 292250.2184 | 0 | 0 | 0 | 0 | 0 | 0 | 0 | 0 | 0
2016-03-11 13:00 | 0 | 0 | 0 | 0 | 0 | 87855.2855 | 28909.4961 | 409015 | 0 | 0 | 0 | 0 | 0 | 0 | 0 | 0 | 0 | 0 | 0 | 4408363.847 | 0 | 0 | 0 | 0 | 0 | 0 | 0 | 0 | 0 | 0 | 0 | 0 | 0 | 0 | 0 | 0 | 0 | 0 | 0 | 0 | 0 | 0 | 292250.2184 | 0 | 0 | 0 | 0 | 0 | 0 | 0 | 0 | 0
2016-03-11 14:00 | 0 | 0 | 0 | 0 | 0 | 157713.2173 | 370235.5548 | 417633 | 0 | 0 | 0 | 0 | 70858.9504 | 0 | 0 | 0 | 0 | 0 | 0 | 4447820.6686 | 0 | 0 | 0 | 0 | 0 | 0 | 0 | 0 | 0 | 0 | 0 | 0 | 70858.9504 | 0 | 0 | 0 | 0 | 0 | 0 | 0 | 0 | 331707.04 | 292250.2184 | 0 | 0 | 0 | 0 | 0 | 0 | 0 | 0 | 0
2016-03-11 15:00 | 0 | 0 | 0 | 0 | 0 | 182263.0338 | 574118.0062 | 424674 | 0 | 0 | 0 | 0 | 70858.9504 | 0 | 0 | 0 | 0 | 0 | 0 | 4779527.7086 | 0 | 0 | 0 | 0 | 0 | 0 | 0 | 0 | 0 | 0 | 0 | 0 | 0 | 0 | 0 | 0 | 0 | 0 | 0 | 0 | 0 | 331707.04 | 0 | 0 | 0 | 0 | 0 | 0 | 0 | 0 | 0 | 0
2016-03-11 16:00 | 0 | 0 | 0 | 0 | 0 | 0 | 620965.3907 | 429006 | 0 | 0 | 0 | 0 | 0 | 0 | 0 | 0 | 0 | 0 | 0 | 5042346.0497 | 0 | 0 | 0 | 0 | 0 | 0 | 0 | 0 | 0 | 0 | 0 | 0 | -70858.9504 | 0 | 0 | 0 | 0 | 0 | 0 | 0 | 0 | 262818.3411 | 0 | 0 | 0 | 0 | 0 | 0 | 0 | 0 | 0 | 0
2016-03-11 17:00 | 0 | 0 | 0 | 0 | 0 | 0 | 644636.0421 | 429653 | 0 | 0 | 0 | 0 | 70858.9504 | 0 | 0 | 0 | 0 | 0 | 0 | 5186470.1415 | 0 | 0 | 0 | 0 | 0 | 0 | 0 | 0 | 0 | 0 | 0 | 0 | 70858.9504 | 0 | 0 | 0 | 0 | 0 | 0 | 0 | 0 | 144124.0917 | 0 | 0 | 0 | 0 | 0 | 0 | 0 | 0 | 0 | 0
2016-03-11 18:00 | 0 | 0 | 0 | 0 | 0 | 36496.424 | 654122.6656 | 429771 | 0 | 0 | 0 | 0 | 0 | 0 | 0 | 0 | 0 | 0 | 0 | 5518177.1815 | 0 | 0 | 0 | 0 | 0 | 0 | 0 | 0 | 0 | 0 | 0 | 0 | -70858.9504 | 0 | 0 | 0 | 0 | 0 | 0 | 0 | 0 | 331707.04 | 0 | 0 | 0 | 0 | 0 | 0 | 0 | 0 | 0 | 0
2016-03-11 19:00 | 0 | 0 | 0 | 0 | 0 | 0 | 649688.9553 | 429113 | 0 | 0 | 0 | 0 | 70858.9504 | 0 | 0 | 0 | 0 | 0 | 0 | 5667894.1864 | 0 | 0 | 0 | 0 | 0 | 0 | 0 | 0 | 0 | 0 | 0 | 0 | 70858.9504 | 0 | 0 | 0 | 0 | 0 | 0 | 0 | 0 | 149717.0049 | 0 | 0 | 0 | 0 | 0 | 0 | 0 | 0 | 0 | 0
2016-03-11 20:00 | 0 | 0 | 0 | 0 | 0 | 0 | 640638.3925 | 426720 | 0 | 0 | 0 | 0 | 0 | 0 | 0 | 0 | 0 | 0 | 0 | 5952671.5293 | 0 | 0 | 0 | 0 | 0 | 0 | 0 | 0 | 0 | 0 | 0 | 0 | -70858.9504 | 0 | 0 | 0 | 0 | 0 | 0 | 0 | 0 | 284777.3429 | 0 | 0 | 0 | 0 | 0 | 0 | 0 | 0 | 0 | 0
2016-03-11 21:00 | 0 | 0 | 0 | 0 | 0 | 0 | 614341.0255 | 424934 | 0 | 0 | 0 | 0 | 70858.9504 | 0 | 0 | 0 | 0 | 0 | 0 | 6071219.6044 | 0 | 0 | 0 | 0 | 0 | 0 | 0 | 0 | 0 | 0 | 0 | 0 | 70858.9504 | 0 | 0 | 0 | 0 | 0 | 0 | 0 | 0 | 118548.0751 | 0 | 0 | 0 | 0 | 0 | 0 | 0 | 0 | 0 | 0
2016-03-11 22:00 | 0 | 0 | 0 | 0 | 0 | 0 | 547683.565 | 422823 | 0 | 0 | 0 | 0 | 141717.9008 | 0 | 0 | 0 | 0 | 0 | 0 | 6125221.2191 | 0 | 0 | 0 | 0 | 0 | 0 | 0 | 0 | 0 | 0 | 0 | 0 | 70858.9504 | 0 | 0 | 0 | 0 | 0 | 0 | 0 | 0 | 54001.6146 | 0 | 0 | 0 | 0 | 0 | 0 | 0 | 0 | 0 | 0
2016-03-11 23:00 | 0 | 0 | 0 | 0 | 0 | 0 | 393693.9016 | 424991 | 0 | 0 | 0 | 0 | 110420.8024 | 0 | 0 | 0 | 0 | 0 | 0 | 6125221.2191 | 0 | 0 | 0 | 0 | 0 | 0 | 0 | 0 | 0 | 0 | 0 | 0 | -31297.0984 | 0 | 0 | 0 | 0 | 0 | 0 | 0 | 0 | 0 | 0 | 0 | 0 | 0 | 0 | 0 | 0 | 0 | 0 | 0
2016-03-12 | 0 | 0 | 0 | 0 | 0 | 424341.156 | 116783.616 | 430809 | 0 | 0 | 0 | 0 | 181279.7528 | 0 | 0 | 0 | 0 | 0 | 0 | 6164678.0407 | 0 | 0 | 0 | 0 | 0 | 0 | 0 | 0 | 0 | 0 | 0 | 0 | 70858.9504 | 0 | 0 | 0 | 0 | 0 | 0 | 0 | 0 | 331707.04 | 292250.2184 | 0 | 0 | 0 | 0 | 0 | 0 | 0 | 0 | 0
2016-03-12 01:00 | 0 | 0 | 0 | 0 | 0 | 80500.4549 | 2638.7982 | 428644 | 0 | 0 | 0 | 0 | 128025.2243 | 0 | 0 | 0 | 0 | 0 | 0 | 5872427.8223 | 0 | 0 | 0 | 0 | 0 | 0 | 0 | 0 | 0 | 0 | 0 | 0 | -53254.5286 | 0 | 0 | 0 | 0 | 0 | 0 | 0 | 0 | 0 | 292250.2184 | 0 | 0 | 0 | 0 | 0 | 0 | 0 | 0 | 0
2016-03-12 02:00 | 0 | 0 | 0 | 0 | 0 | 527981.772 | 0 | 417666 | 0 | 0 | 0 | 0 | 198884.1747 | 0 | 0 | 0 | 0 | 0 | 0 | 5911884.6439 | 0 | 0 | 0 | 0 | 0 | 0 | 0 | 0 | 0 | 0 | 0 | 0 | 70858.9504 | 0 | 0 | 0 | 0 | 0 | 0 | 0 | 0 | 331707.04 | 292250.2184 | 0 | 0 | 0 | 0 | 0 | 0 | 0 | 0 | 0
2016-03-12 03:00 | 0 | 0 | 0 | 0 | 0 | 373554.8712 | 0 | 404957 | 0 | 0 | 0 | 0 | 128025.2243 | 0 | 0 | 0 | 0 | 0 | 0 | 5951341.4655 | 0 | 0 | 0 | 0 | 0 | 0 | 0 | 0 | 0 | 0 | 0 | 0 | -70858.9504 | 0 | 0 | 0 | 0 | 0 | 0 | 0 | 0 | 331707.04 | 292250.2184 | 0 | 0 | 0 | 0 | 0 | 0 | 0 | 0 | 0
2016-03-12 04:00 | 0 | 0 | 0 | 0 | 0 | 160772.732 | 0 | 382164 | 0 | 0 | 0 | 0 | 198884.1747 | 0 | 0 | 0 | 0 | 0 | 0 | 5659091.2471 | 0 | 0 | 0 | 0 | 0 | 0 | 0 | 0 | 0 | 0 | 0 | 0 | 70858.9504 | 0 | 0 | 0 | 0 | 0 | 0 | 0 | 0 | 0 | 292250.2184 | 0 | 0 | 0 | 0 | 0 | 0 | 0 | 0 | 0
2016-03-12 05:00 | 0 | 0 | 0 | 0 | 0 | 72707.7816 | 0 | 364958 | 0 | 0 | 0 | 0 | 198884.1747 | 0 | 0 | 0 | 0 | 0 | 0 | 5366841.0287 | 0 | 0 | 0 | 0 | 0 | 0 | 0 | 0 | 0 | 0 | 0 | 0 | 0 | 0 | 0 | 0 | 0 | 0 | 0 | 0 | 0 | 0 | 292250.2184 | 0 | 0 | 0 | 0 | 0 | 0 | 0 | 0 | 0
2016-03-12 06:00 | 0 | 0 | 0 | 0 | 0 | 318928.8712 | 0 | 350331 | 0 | 0 | 0 | 0 | 128025.2243 | 0 | 0 | 0 | 0 | 0 | 0 | 5406297.8504 | 0 | 0 | 0 | 0 | 0 | 0 | 0 | 0 | 0 | 0 | 0 | 0 | -70858.9504 | 0 | 0 | 0 | 0 | 0 | 0 | 0 | 0 | 331707.04 | 292250.2184 | 0 | 0 | 0 | 0 | 0 | 0 | 0 | 0 | 0
2016-03-12 07:00 | 0 | 0 | 0 | 0 | 0 | 116990.732 | 0 | 338382 | 0 | 0 | 0 | 0 | 198884.1747 | 0 | 0 | 0 | 0 | 0 | 0 | 5114047.632 | 0 | 0 | 0 | 0 | 0 | 0 | 0 | 0 | 0 | 0 | 0 | 0 | 70858.9504 | 0 | 0 | 0 | 0 | 0 | 0 | 0 | 0 | 0 | 292250.2184 | 0 | 0 | 0 | 0 | 0 | 0 | 0 | 0 | 0
2016-03-12 08:00 | 0 | 0 | 0 | 0 | 0 | 0 | 0 | 331415 | 0 | 0 | 0 | 0 | 159719.3931 | 0 | 0 | 0 | 0 | 0 | 0 | 4821797.4136 | 0 | 0 | 0 | 0 | 0 | 0 | 0 | 0 | 0 | 0 | 0 | 0 | -39164.7816 | 0 | 0 | 0 | 0 | 0 | 0 | 0 | 0 | 0 | 292250.2184 | 0 | 0 | 0 | 0 | 0 | 0 | 0 | 0 | 0
2016-03-12 09:00 | 0 | 0 | 0 | 0 | 0 | 0 | 0 | 328871 | 0 | 0 | 0 | 0 | 88860.4427 | 0 | 0 | 0 | 0 | 0 | 0 | 4563785.364 | 0 | 0 | 0 | 0 | 0 | 0 | 0 | 0 | 0 | 0 | 0 | 0 | -70858.9504 | 0 | 0 | 0 | 0 | 0 | 0 | 0 | 0 | 34238.1688 | 292250.2184 | 0 | 0 | 0 | 0 | 0 | 0 | 0 | 0 | 0
2016-03-12 10:00 | 0 | 0 | 0 | 0 | 0 | 423495.2798 | 0 | 331181 | 0 | 0 | 0 | 0 | 141717.9008 | 0 | 0 | 0 | 0 | 0 | 0 | 4603242.1856 | 0 | 0 | 0 | 0 | 0 | 0 | 0 | 0 | 0 | 0 | 0 | 0 | 52857.4581 | 0 | 0 | 0 | 0 | 0 | 0 | 0 | 0 | 331707.04 | 292250.2184 | 0 | 0 | 0 | 0 | 0 | 0 | 0 | 0 | 0
2016-03-12 11:00 | 0 | 0 | 0 | 0 | 0 | 0 | 0 | 337640 | 0 | 0 | 0 | 0 | 70858.9504 | 0 | 0 | 0 | 0 | 0 | 0 | 4336461.136 | 0 | 0 | 0 | 0 | 0 | 0 | 0 | 0 | 0 | 0 | 0 | 0 | -70858.9504 | 0 | 0 | 0 | 0 | 0 | 0 | 0 | 0 | 25469.1688 | 292250.2184 | 0 | 0 | 0 | 0 | 0 | 0 | 0 | 0 | 0
2016-03-12 12:00 | 0 | 0 | 0 | 0 | 0 | 0 | 0 | 348302 | 0 | 0 | 0 | 0 | 0 | 0 | 0 | 0 | 0 | 0 | 0 | 4059018.0864 | 0 | 0 | 0 | 0 | 0 | 0 | 0 | 0 | 0 | 0 | 0 | 0 | -70858.9504 | 0 | 0 | 0 | 0 | 0 | 0 | 0 | 0 | 14807.1688 | 292250.2184 | 0 | 0 | 0 | 0 | 0 | 0 | 0 | 0 | 0
2016-03-12 13:00 | 0 | 0 | 0 | 0 | 0 | 116960.4842 | 24400.2479 | 362752 | 0 | 0 | 0 | 0 | 70858.9504 | 0 | 0 | 0 | 0 | 0 | 0 | 3766767.868 | 0 | 0 | 0 | 0 | 0 | 0 | 0 | 0 | 0 | 0 | 0 | 0 | 70858.9504 | 0 | 0 | 0 | 0 | 0 | 0 | 0 | 0 | 0 | 292250.2184 | 0 | 0 | 0 | 0 | 0 | 0 | 0 | 0 | 0
2016-03-12 14:00 | 0 | 0 | 0 | 0 | 0 | 0 | 336042.9181 | 377676 | 0 | 0 | 0 | 0 | 29225.8685 | 0 | 0 | 0 | 0 | 0 | 0 | 3766767.868 | 0 | 0 | 0 | 0 | 0 | 0 | 0 | 0 | 0 | 0 | 0 | 0 | -41633.0819 | 0 | 0 | 0 | 0 | 0 | 0 | 0 | 0 | 0 | 0 | 0 | 0 | 0 | 0 | 0 | 0 | 0 | 0 | 0
2016-03-12 15:00 | 0 | 0 | 0 | 0 | 0 | 11521.2164 | 679214.9551 | 388255 | 0 | 0 | 0 | 0 | 0 | 0 | 0 | 0 | 0 | 0 | 0 | 4098474.908 | 0 | 0 | 0 | 0 | 0 | 0 | 0 | 0 | 0 | 0 | 0 | 0 | -29225.8685 | 0 | 0 | 0 | 0 | 0 | 0 | 0 | 0 | 331707.04 | 0 | 0 | 0 | 0 | 0 | 0 | 0 | 0 | 0 | 0
2016-03-12 16:00 | 0 | 0 | 0 | 0 | 0 | 0 | 771155.7105 | 393475 | 0 | 0 | 0 | 0 | 45973.6705 | 0 | 0 | 0 | 0 | 0 | 0 | 4430181.948 | 0 | 0 | 0 | 0 | 0 | 0 | 0 | 0 | 0 | 0 | 0 | 0 | 45973.6705 | 0 | 0 | 0 | 0 | 0 | 0 | 0 | 0 | 331707.04 | 0 | 0 | 0 | 0 | 0 | 0 | 0 | 0 | 0 | 0
2016-03-12 17:00 | 0 | 0 | 0 | 0 | 0 | 0 | 783083.3416 | 394458 | 0 | 0 | 0 | 0 | 102891.9721 | 0 | 0 | 0 | 0 | 0 | 0 | 4761888.988 | 0 | 0 | 0 | 0 | 0 | 0 | 0 | 0 | 0 | 0 | 0 | 0 | 56918.3016 | 0 | 0 | 0 | 0 | 0 | 0 | 0 | 0 | 331707.04 | 0 | 0 | 0 | 0 | 0 | 0 | 0 | 0 | 0 | 0
2016-03-12 18:00 | 0 | 0 | 0 | 0 | 0 | 0 | 770983.3103 | 393388 | 0 | 0 | 0 | 0 | 148780.2425 | 0 | 0 | 0 | 0 | 0 | 0 | 5093596.028 | 0 | 0 | 0 | 0 | 0 | 0 | 0 | 0 | 0 | 0 | 0 | 0 | 45888.2703 | 0 | 0 | 0 | 0 | 0 | 0 | 0 | 0 | 331707.04 | 0 | 0 | 0 | 0 | 0 | 0 | 0 | 0 | 0 | 0
2016-03-12 19:00 | 0 | 0 | 0 | 0 | 0 | 0 | 759497.0027 | 391365 | 0 | 0 | 0 | 0 | 185205.2052 | 0 | 0 | 0 | 0 | 0 | 0 | 5425303.068 | 0 | 0 | 0 | 0 | 0 | 0 | 0 | 0 | 0 | 0 | 0 | 0 | 36424.9627 | 0 | 0 | 0 | 0 | 0 | 0 | 0 | 0 | 331707.04 | 0 | 0 | 0 | 0 | 0 | 0 | 0 | 0 | 0 | 0
2016-03-12 20:00 | 0 | 0 | 0 | 0 | 0 | 0 | 735771.0095 | 390385 | 0 | 0 | 0 | 0 | 198884.1747 | 0 | 0 | 0 | 0 | 0 | 0 | 5757010.108 | 0 | 0 | 0 | 0 | 0 | 0 | 0 | 0 | 0 | 0 | 0 | 0 | 13678.9695 | 0 | 0 | 0 | 0 | 0 | 0 | 0 | 0 | 331707.04 | 0 | 0 | 0 | 0 | 0 | 0 | 0 | 0 | 0 | 0
2016-03-12 21:00 | 0 | 0 | 0 | 0 | 0 | 0 | 722482.04 | 390775 | 0 | 0 | 0 | 0 | 198884.1747 | 0 | 0 | 0 | 0 | 0 | 0 | 6088717.148 | 0 | 0 | 0 | 0 | 0 | 0 | 0 | 0 | 0 | 0 | 0 | 0 | 0 | 0 | 0 | 0 | 0 | 0 | 0 | 0 | 0 | 331707.04 | 0 | 0 | 0 | 0 | 0 | 0 | 0 | 0 | 0 | 0
2016-03-12 22:00 | 0 | 0 | 0 | 0 | 0 | 0 | 714382.6372 | 392732 | 0 | 0 | 0 | 0 | 188827.7718 | 0 | 0 | 0 | 0 | 0 | 0 | 6420424.188 | 0 | 0 | 0 | 0 | 0 | 0 | 0 | 0 | 0 | 0 | 0 | 0 | -10056.4028 | 0 | 0 | 0 | 0 | 0 | 0 | 0 | 0 | 331707.04 | 0 | 0 | 0 | 0 | 0 | 0 | 0 | 0 | 0 | 0
2016-03-12 23:00 | 0 | 0 | 0 | 0 | 0 | 0 | 568832.9581 | 399719 | 0 | 0 | 0 | 0 | 198884.1747 | 0 | 0 | 0 | 0 | 0 | 0 | 6579481.7433 | 0 | 0 | 0 | 0 | 0 | 0 | 0 | 0 | 0 | 0 | 0 | 0 | 10056.4028 | 0 | 0 | 0 | 0 | 0 | 0 | 0 | 0 | 159057.5553 | 0 | 0 | 0 | 0 | 0 | 0 | 0 | 0 | 0 | 0
2016-03-13 | 0 | 0 | 0 | 0 | 0 | 0 | 205242.8945 | 407436 | 0 | 0 | 0 | 0 | 198884.1747 | 0 | 0 | 0 | 0 | 0 | 0 | 6377288.6378 | 0 | 0 | 0 | 0 | 0 | 0 | 0 | 0 | 0 | 0 | 0 | 0 | 0 | 0 | 0 | 0 | 0 | 0 | 0 | 0 | 0 | 90057.1129 | 292250.2184 | 0 | 0 | 0 | 0 | 0 | 0 | 0 | 0 | 0
2016-03-13 01:00 | 0 | 0 | 0 | 0 | 0 | 442063.7216 | 3909.1 | 406516 | 0 | 0 | 0 | 0 | 198884.1747 | 0 | 0 | 0 | 0 | 0 | 0 | 6416745.4594 | 0 | 0 | 0 | 0 | 0 | 0 | 0 | 0 | 0 | 0 | 0 | 0 | 0 | 0 | 0 | 0 | 0 | 0 | 0 | 0 | 0 | 331707.04 | 292250.2184 | 0 | 0 | 0 | 0 | 0 | 0 | 0 | 0 | 0
2016-03-13 02:00 | 0 | 0 | 0 | 0 | 0 | 367473.8712 | 0 | 398876 | 0 | 0 | 0 | 0 | 128025.2243 | 0 | 0 | 0 | 0 | 0 | 0 | 6456202.2811 | 0 | 0 | 0 | 0 | 0 | 0 | 0 | 0 | 0 | 0 | 0 | 0 | -70858.9504 | 0 | 0 | 0 | 0 | 0 | 0 | 0 | 0 | 331707.04 | 292250.2184 | 0 | 0 | 0 | 0 | 0 | 0 | 0 | 0 | 0
2016-03-13 03:00 | 0 | 0 | 0 | 0 | 0 | 164899.732 | 0 | 386291 | 0 | 0 | 0 | 0 | 198884.1747 | 0 | 0 | 0 | 0 | 0 | 0 | 6163952.0627 | 0 | 0 | 0 | 0 | 0 | 0 | 0 | 0 | 0 | 0 | 0 | 0 | 70858.9504 | 0 | 0 | 0 | 0 | 0 | 0 | 0 | 0 | 0 | 292250.2184 | 0 | 0 | 0 | 0 | 0 | 0 | 0 | 0 | 0
2016-03-13 04:00 | 0 | 0 | 0 | 0 | 0 | 76138.7816 | 0 | 368389 | 0 | 0 | 0 | 0 | 198884.1747 | 0 | 0 | 0 | 0 | 0 | 0 | 5871701.8443 | 0 | 0 | 0 | 0 | 0 | 0 | 0 | 0 | 0 | 0 | 0 | 0 | 0 | 0 | 0 | 0 | 0 | 0 | 0 | 0 | 0 | 0 | 292250.2184 | 0 | 0 | 0 | 0 | 0 | 0 | 0 | 0 | 0
2016-03-13 05:00 | 0 | 0 | 0 | 0 | 0 | 0 | 0 | 351061 | 0 | 0 | 0 | 0 | 128025.2243 | 0 | 0 | 0 | 0 | 0 | 0 | 5591499.7947 | 0 | 0 | 0 | 0 | 0 | 0 | 0 | 0 | 0 | 0 | 0 | 0 | -70858.9504 | 0 | 0 | 0 | 0 | 0 | 0 | 0 | 0 | 12048.1688 | 292250.2184 | 0 | 0 | 0 | 0 | 0 | 0 | 0 | 0 | 0
2016-03-13 06:00 | 0 | 0 | 0 | 0 | 0 | 447629.772 | 0 | 337314 | 0 | 0 | 0 | 0 | 198884.1747 | 0 | 0 | 0 | 0 | 0 | 0 | 5630956.6163 | 0 | 0 | 0 | 0 | 0 | 0 | 0 | 0 | 0 | 0 | 0 | 0 | 70858.9504 | 0 | 0 | 0 | 0 | 0 | 0 | 0 | 0 | 331707.04 | 292250.2184 | 0 | 0 | 0 | 0 | 0 | 0 | 0 | 0 | 0
2016-03-13 07:00 | 0 | 0 | 0 | 0 | 0 | 7556.2894 | 0 | 327141 | 0 | 0 | 0 | 0 | 171549.6824 | 0 | 0 | 0 | 0 | 0 | 0 | 5338706.3979 | 0 | 0 | 0 | 0 | 0 | 0 | 0 | 0 | 0 | 0 | 0 | 0 | -27334.4923 | 0 | 0 | 0 | 0 | 0 | 0 | 0 | 0 | 0 | 292250.2184 | 0 | 0 | 0 | 0 | 0 | 0 | 0 | 0 | 0
2016-03-13 08:00 | 0 | 0 | 0 | 0 | 0 | 0 | 0 | 320515 | 0 | 0 | 0 | 0 | 100690.732 | 0 | 0 | 0 | 0 | 0 | 0 | 5089050.3483 | 0 | 0 | 0 | 0 | 0 | 0 | 0 | 0 | 0 | 0 | 0 | 0 | -70858.9504 | 0 | 0 | 0 | 0 | 0 | 0 | 0 | 0 | 42594.1688 | 292250.2184 | 0 | 0 | 0 | 0 | 0 | 0 | 0 | 0 | 0
2016-03-13 09:00 | 0 | 0 | 0 | 0 | 0 | 429216.772 | 0 | 318901 | 0 | 0 | 0 | 0 | 171549.6824 | 0 | 0 | 0 | 0 | 0 | 0 | 5128507.1699 | 0 | 0 | 0 | 0 | 0 | 0 | 0 | 0 | 0 | 0 | 0 | 0 | 70858.9504 | 0 | 0 | 0 | 0 | 0 | 0 | 0 | 0 | 331707.04 | 292250.2184 | 0 | 0 | 0 | 0 | 0 | 0 | 0 | 0 | 0
2016-03-13 10:00 | 0 | 0 | 0 | 0 | 0 | 0 | 0 | 322082 | 0 | 0 | 0 | 0 | 141717.9008 | 0 | 0 | 0 | 0 | 0 | 0 | 4836256.9515 | 0 | 0 | 0 | 0 | 0 | 0 | 0 | 0 | 0 | 0 | 0 | 0 | -29831.7816 | 0 | 0 | 0 | 0 | 0 | 0 | 0 | 0 | 0 | 292250.2184 | 0 | 0 | 0 | 0 | 0 | 0 | 0 | 0 | 0
2016-03-13 11:00 | 0 | 0 | 0 | 0 | 0 | 0 | 0 | 327898 | 0 | 0 | 0 | 0 | 70858.9504 | 0 | 0 | 0 | 0 | 0 | 0 | 4579217.9019 | 0 | 0 | 0 | 0 | 0 | 0 | 0 | 0 | 0 | 0 | 0 | 0 | -70858.9504 | 0 | 0 | 0 | 0 | 0 | 0 | 0 | 0 | 35211.1688 | 292250.2184 | 0 | 0 | 0 | 0 | 0 | 0 | 0 | 0 | 0
2016-03-13 12:00 | 0 | 0 | 0 | 0 | 0 | 0 | 0 | 336578 | 0 | 0 | 0 | 0 | 0 | 0 | 0 | 0 | 0 | 0 | 0 | 4313498.8523 | 0 | 0 | 0 | 0 | 0 | 0 | 0 | 0 | 0 | 0 | 0 | 0 | -70858.9504 | 0 | 0 | 0 | 0 | 0 | 0 | 0 | 0 | 26531.1688 | 292250.2184 | 0 | 0 | 0 | 0 | 0 | 0 | 0 | 0 | 0
2016-03-13 13:00 | 0 | 0 | 0 | 0 | 0 | 60432.699 | 40868.7379 | 349873 | 0 | 0 | 0 | 0 | 0 | 0 | 0 | 0 | 0 | 0 | 0 | 4064927.2892 | 0 | 0 | 0 | 0 | 0 | 0 | 0 | 0 | 0 | 0 | 0 | 0 | 0 | 0 | 0 | 0 | 0 | 0 | 0 | 0 | 0 | 43678.6553 | 292250.2184 | 0 | 0 | 0 | 0 | 0 | 0 | 0 | 0 | 0
2016-03-13 14:00 | 0 | 0 | 0 | 0 | 0 | 0 | 404487.9618 | 364303 | 0 | 0 | 0 | 0 | 0 | 0 | 0 | 0 | 0 | 0 | 0 | 4105112.2511 | 0 | 0 | 0 | 0 | 0 | 0 | 0 | 0 | 0 | 0 | 0 | 0 | 0 | 0 | 0 | 0 | 0 | 0 | 0 | 0 | 0 | 40184.9618 | 0 | 0 | 0 | 0 | 0 | 0 | 0 | 0 | 0 | 0
2016-03-13 15:00 | 0 | 0 | 0 | 0 | 0 | 0 | 675394.9297 | 374745 | 0 | 0 | 0 | 0 | 0 | 0 | 0 | 0 | 0 | 0 | 0 | 4405762.1807 | 0 | 0 | 0 | 0 | 0 | 0 | 0 | 0 | 0 | 0 | 0 | 0 | 0 | 0 | 0 | 0 | 0 | 0 | 0 | 0 | 0 | 300649.9297 | 0 | 0 | 0 | 0 | 0 | 0 | 0 | 0 | 0 | 0
2016-03-13 16:00 | 0 | 0 | 0 | 0 | 0 | 0 | 733493.2796 | 383345 | 0 | 0 | 0 | 0 | 70858.9504 | 0 | 0 | 0 | 0 | 0 | 0 | 4685051.5099 | 0 | 0 | 0 | 0 | 0 | 0 | 0 | 0 | 0 | 0 | 0 | 0 | 70858.9504 | 0 | 0 | 0 | 0 | 0 | 0 | 0 | 0 | 279289.3292 | 0 | 0 | 0 | 0 | 0 | 0 | 0 | 0 | 0 | 0
2016-03-13 17:00 | 0 | 0 | 0 | 0 | 0 | 0 | 740585.7749 | 389604 | 0 | 0 | 0 | 0 | 141717.9008 | 0 | 0 | 0 | 0 | 0 | 0 | 4965174.3344 | 0 | 0 | 0 | 0 | 0 | 0 | 0 | 0 | 0 | 0 | 0 | 0 | 70858.9504 | 0 | 0 | 0 | 0 | 0 | 0 | 0 | 0 | 280122.8245 | 0 | 0 | 0 | 0 | 0 | 0 | 0 | 0 | 0 | 0
2016-03-13 18:00 | 0 | 0 | 0 | 0 | 0 | 0 | 726316.3931 | 392033 | 0 | 0 | 0 | 0 | 198884.1747 | 0 | 0 | 0 | 0 | 0 | 0 | 5242291.4536 | 0 | 0 | 0 | 0 | 0 | 0 | 0 | 0 | 0 | 0 | 0 | 0 | 57166.2739 | 0 | 0 | 0 | 0 | 0 | 0 | 0 | 0 | 277117.1192 | 0 | 0 | 0 | 0 | 0 | 0 | 0 | 0 | 0 | 0
2016-03-13 19:00 | 0 | 0 | 0 | 0 | 0 | 0 | 712485.4729 | 392600 | 0 | 0 | 0 | 0 | 187062.6076 | 0 | 0 | 0 | 0 | 0 | 0 | 5573998.4936 | 0 | 0 | 0 | 0 | 0 | 0 | 0 | 0 | 0 | 0 | 0 | 0 | -11821.5671 | 0 | 0 | 0 | 0 | 0 | 0 | 0 | 0 | 331707.04 | 0 | 0 | 0 | 0 | 0 | 0 | 0 | 0 | 0 | 0
2016-03-13 20:00 | 0 | 0 | 0 | 0 | 0 | 0 | 706779.5049 | 394457 | 0 | 0 | 0 | 0 | 171001.7406 | 0 | 0 | 0 | 0 | 0 | 0 | 5902381.8655 | 0 | 0 | 0 | 0 | 0 | 0 | 0 | 0 | 0 | 0 | 0 | 0 | -16060.867 | 0 | 0 | 0 | 0 | 0 | 0 | 0 | 0 | 328383.3718 | 0 | 0 | 0 | 0 | 0 | 0 | 0 | 0 | 0 | 0
2016-03-13 21:00 | 0 | 0 | 0 | 0 | 0 | 0 | 687228.5237 | 398498 | 0 | 0 | 0 | 0 | 128025.2243 | 0 | 0 | 0 | 0 | 0 | 0 | 6234088.9055 | 0 | 0 | 0 | 0 | 0 | 0 | 0 | 0 | 0 | 0 | 0 | 0 | -42976.5163 | 0 | 0 | 0 | 0 | 0 | 0 | 0 | 0 | 331707.04 | 0 | 0 | 0 | 0 | 0 | 0 | 0 | 0 | 0 | 0
2016-03-13 22:00 | 0 | 0 | 0 | 0 | 0 | 0 | 630292.0756 | 402033 | 0 | 0 | 0 | 0 | 198884.1747 | 0 | 0 | 0 | 0 | 0 | 0 | 6391489.0307 | 0 | 0 | 0 | 0 | 0 | 0 | 0 | 0 | 0 | 0 | 0 | 0 | 70858.9504 | 0 | 0 | 0 | 0 | 0 | 0 | 0 | 0 | 157400.1252 | 0 | 0 | 0 | 0 | 0 | 0 | 0 | 0 | 0 | 0
2016-03-13 23:00 | 0 | 0 | 0 | 0 | 0 | 0 | 456161.1375 | 407399 | 0 | 0 | 0 | 0 | 198884.1747 | 0 | 0 | 0 | 0 | 0 | 0 | 6440251.1682 | 0 | 0 | 0 | 0 | 0 | 0 | 0 | 0 | 0 | 0 | 0 | 0 | 0 | 0 | 0 | 0 | 0 | 0 | 0 | 0 | 0 | 48762.1375 | 0 | 0 | 0 | 0 | 0 | 0 | 0 | 0 | 0 | 0
2016-03-14 | 0 | 0 | 0 | 0 | 0 | 0 | 155316.3174 | 415290 | 0 | 0 | 0 | 0 | 198884.1747 | 0 | 0 | 0 | 0 | 0 | 0 | 6180277.4856 | 0 | 0 | 0 | 0 | 0 | 0 | 0 | 0 | 0 | 0 | 0 | 0 | 0 | 0 | 0 | 0 | 0 | 0 | 0 | 0 | 0 | 32276.5358 | 292250.2184 | 0 | 0 | 0 | 0 | 0 | 0 | 0 | 0 | 0
2016-03-14 01:00 | 0 | 0 | 0 | 0 | 0 | 50433.927 | 2871.9042 | 416415 | 0 | 0 | 0 | 0 | 128025.2243 | 0 | 0 | 0 | 0 | 0 | 0 | 5888027.2673 | 0 | 0 | 0 | 0 | 0 | 0 | 0 | 0 | 0 | 0 | 0 | 0 | -70858.9504 | 0 | 0 | 0 | 0 | 0 | 0 | 0 | 0 | 0 | 292250.2184 | 0 | 0 | 0 | 0 | 0 | 0 | 0 | 0 | 0
2016-03-14 02:00 | 0 | 0 | 0 | 0 | 0 | 280310.3518 | 0 | 404724 | 0 | 0 | 0 | 0 | 198884.1747 | 0 | 0 | 0 | 0 | 0 | 0 | 5692754.6687 | 0 | 0 | 0 | 0 | 0 | 0 | 0 | 0 | 0 | 0 | 0 | 0 | 70858.9504 | 0 | 0 | 0 | 0 | 0 | 0 | 0 | 0 | 96977.6198 | 292250.2184 | 0 | 0 | 0 | 0 | 0 | 0 | 0 | 0 | 0
2016-03-14 03:00 | 0 | 0 | 0 | 0 | 0 | 283956.0479 | 0 | 385037 | 0 | 0 | 0 | 0 | 198884.1747 | 0 | 0 | 0 | 0 | 0 | 0 | 5591673.7166 | 0 | 0 | 0 | 0 | 0 | 0 | 0 | 0 | 0 | 0 | 0 | 0 | 0 | 0 | 0 | 0 | 0 | 0 | 0 | 0 | 0 | 191169.2663 | 292250.2184 | 0 | 0 | 0 | 0 | 0 | 0 | 0 | 0 | 0
2016-03-14 04:00 | 0 | 0 | 0 | 0 | 0 | 0 | 0 | 361989 | 0 | 0 | 0 | 0 | 128025.2243 | 0 | 0 | 0 | 0 | 0 | 0 | 5300543.667 | 0 | 0 | 0 | 0 | 0 | 0 | 0 | 0 | 0 | 0 | 0 | 0 | -70858.9504 | 0 | 0 | 0 | 0 | 0 | 0 | 0 | 0 | 1120.1688 | 292250.2184 | 0 | 0 | 0 | 0 | 0 | 0 | 0 | 0 | 0
2016-03-14 05:00 | 0 | 0 | 0 | 0 | 0 | 121630.732 | 0 | 343022 | 0 | 0 | 0 | 0 | 198884.1747 | 0 | 0 | 0 | 0 | 0 | 0 | 5008293.4487 | 0 | 0 | 0 | 0 | 0 | 0 | 0 | 0 | 0 | 0 | 0 | 0 | 70858.9504 | 0 | 0 | 0 | 0 | 0 | 0 | 0 | 0 | 0 | 292250.2184 | 0 | 0 | 0 | 0 | 0 | 0 | 0 | 0 | 0
2016-03-14 06:00 | 0 | 0 | 0 | 0 | 0 | 0 | 0 | 331889 | 0 | 0 | 0 | 0 | 128025.2243 | 0 | 0 | 0 | 0 | 0 | 0 | 4747263.3991 | 0 | 0 | 0 | 0 | 0 | 0 | 0 | 0 | 0 | 0 | 0 | 0 | -70858.9504 | 0 | 0 | 0 | 0 | 0 | 0 | 0 | 0 | 31220.1688 | 292250.2184 | 0 | 0 | 0 | 0 | 0 | 0 | 0 | 0 | 0
2016-03-14 07:00 | 0 | 0 | 0 | 0 | 0 | 435364.772 | 0 | 325049 | 0 | 0 | 0 | 0 | 198884.1747 | 0 | 0 | 0 | 0 | 0 | 0 | 4786720.2207 | 0 | 0 | 0 | 0 | 0 | 0 | 0 | 0 | 0 | 0 | 0 | 0 | 70858.9504 | 0 | 0 | 0 | 0 | 0 | 0 | 0 | 0 | 331707.04 | 292250.2184 | 0 | 0 | 0 | 0 | 0 | 0 | 0 | 0 | 0
2016-03-14 08:00 | 0 | 0 | 0 | 0 | 0 | 33932.7816 | 0 | 326183 | 0 | 0 | 0 | 0 | 198884.1747 | 0 | 0 | 0 | 0 | 0 | 0 | 4494470.0023 | 0 | 0 | 0 | 0 | 0 | 0 | 0 | 0 | 0 | 0 | 0 | 0 | 0 | 0 | 0 | 0 | 0 | 0 | 0 | 0 | 0 | 0 | 292250.2184 | 0 | 0 | 0 | 0 | 0 | 0 | 0 | 0 | 0
2016-03-14 09:00 | 0 | 0 | 0 | 0 | 0 | 0 | 0 | 338931 | 0 | 0 | 0 | 0 | 152203.3931 | 0 | 0 | 0 | 0 | 0 | 0 | 4202219.7839 | 0 | 0 | 0 | 0 | 0 | 0 | 0 | 0 | 0 | 0 | 0 | 0 | -46680.7816 | 0 | 0 | 0 | 0 | 0 | 0 | 0 | 0 | 0 | 292250.2184 | 0 | 0 | 0 | 0 | 0 | 0 | 0 | 0 | 0
2016-03-14 10:00 | 0 | 0 | 0 | 0 | 0 | 0 | 0 | 362356 | 0 | 0 | 0 | 0 | 81344.4427 | 0 | 0 | 0 | 0 | 0 | 0 | 3910722.7343 | 0 | 0 | 0 | 0 | 0 | 0 | 0 | 0 | 0 | 0 | 0 | 0 | -70858.9504 | 0 | 0 | 0 | 0 | 0 | 0 | 0 | 0 | 753.1688 | 292250.2184 | 0 | 0 | 0 | 0 | 0 | 0 | 0 | 0 | 0
2016-03-14 11:00 | 0 | 0 | 0 | 0 | 0 | 28766.8312 | 0 | 391876 | 0 | 0 | 0 | 0 | 10485.4923 | 0 | 0 | 0 | 0 | 0 | 0 | 3618472.5159 | 0 | 0 | 0 | 0 | 0 | 0 | 0 | 0 | 0 | 0 | 0 | 0 | -70858.9504 | 0 | 0 | 0 | 0 | 0 | 0 | 0 | 0 | 0 | 292250.2184 | 0 | 0 | 0 | 0 | 0 | 0 | 0 | 0 | 0
2016-03-14 12:00 | 0 | 0 | 0 | 0 | 0 | 438156.3294 | 0 | 409185 | 0 | 0 | 0 | 0 | 0 | 0 | 0 | 0 | 0 | 0 | 0 | 3657929.3375 | 0 | 0 | 0 | 0 | 0 | 0 | 0 | 0 | 0 | 0 | 0 | 0 | -10485.4923 | 0 | 0 | 0 | 0 | 0 | 0 | 0 | 0 | 331707.04 | 292250.2184 | 0 | 0 | 0 | 0 | 0 | 0 | 0 | 0 | 0
2016-03-14 13:00 | 0 | 0 | 0 | 0 | 0 | 411325.8809 | 56458.8715 | 420455 | 0 | 0 | 0 | 0 | 70858.9504 | 0 | 0 | 0 | 0 | 0 | 0 | 3634400.1395 | 0 | 0 | 0 | 0 | 0 | 0 | 0 | 0 | 0 | 0 | 0 | 0 | 70858.9504 | 0 | 0 | 0 | 0 | 0 | 0 | 0 | 0 | 268721.0204 | 292250.2184 | 0 | 0 | 0 | 0 | 0 | 0 | 0 | 0 | 0
2016-03-14 14:00 | 0 | 0 | 0 | 0 | 0 | 0 | 455177.4614 | 429944 | 0 | 0 | 0 | 0 | 0 | 0 | 0 | 0 | 0 | 0 | 0 | 3730492.5513 | 0 | 0 | 0 | 0 | 0 | 0 | 0 | 0 | 0 | 0 | 0 | 0 | -70858.9504 | 0 | 0 | 0 | 0 | 0 | 0 | 0 | 0 | 96092.4118 | 0 | 0 | 0 | 0 | 0 | 0 | 0 | 0 | 0 | 0
2016-03-14 15:00 | 0 | 0 | 0 | 0 | 0 | 0 | 728192.6803 | 437125 | 0 | 0 | 0 | 0 | 0 | 0 | 0 | 0 | 0 | 0 | 0 | 4021560.2316 | 0 | 0 | 0 | 0 | 0 | 0 | 0 | 0 | 0 | 0 | 0 | 0 | 0 | 0 | 0 | 0 | 0 | 0 | 0 | 0 | 0 | 291067.6803 | 0 | 0 | 0 | 0 | 0 | 0 | 0 | 0 | 0 | 0
2016-03-14 16:00 | 0 | 0 | 0 | 0 | 0 | 0 | 792919.8835 | 440561 | 0 | 0 | 0 | 0 | 70858.9504 | 0 | 0 | 0 | 0 | 0 | 0 | 4303060.1647 | 0 | 0 | 0 | 0 | 0 | 0 | 0 | 0 | 0 | 0 | 0 | 0 | 70858.9504 | 0 | 0 | 0 | 0 | 0 | 0 | 0 | 0 | 281499.9331 | 0 | 0 | 0 | 0 | 0 | 0 | 0 | 0 | 0 | 0
2016-03-14 17:00 | 0 | 0 | 0 | 0 | 0 | 0 | 791661.5697 | 443657 | 0 | 0 | 0 | 0 | 87156.4801 | 0 | 0 | 0 | 0 | 0 | 0 | 4634767.2047 | 0 | 0 | 0 | 0 | 0 | 0 | 0 | 0 | 0 | 0 | 0 | 0 | 16297.5297 | 0 | 0 | 0 | 0 | 0 | 0 | 0 | 0 | 331707.04 | 0 | 0 | 0 | 0 | 0 | 0 | 0 | 0 | 0 | 0
2016-03-14 18:00 | 0 | 0 | 0 | 0 | 0 | 0 | 778513.6248 | 446603 | 0 | 0 | 0 | 0 | 118000.9401 | 0 | 0 | 0 | 0 | 0 | 0 | 4935833.3695 | 0 | 0 | 0 | 0 | 0 | 0 | 0 | 0 | 0 | 0 | 0 | 0 | 30844.46 | 0 | 0 | 0 | 0 | 0 | 0 | 0 | 0 | 301066.1648 | 0 | 0 | 0 | 0 | 0 | 0 | 0 | 0 | 0 | 0
2016-03-14 19:00 | 0 | 0 | 0 | 0 | 0 | 0 | 769301.809 | 448872 | 0 | 0 | 0 | 0 | 106723.7091 | 0 | 0 | 0 | 0 | 0 | 0 | 5267540.4095 | 0 | 0 | 0 | 0 | 0 | 0 | 0 | 0 | 0 | 0 | 0 | 0 | -11277.231 | 0 | 0 | 0 | 0 | 0 | 0 | 0 | 0 | 331707.04 | 0 | 0 | 0 | 0 | 0 | 0 | 0 | 0 | 0 | 0
2016-03-14 20:00 | 0 | 0 | 0 | 0 | 0 | 0 | 774597.1465 | 450737 | 0 | 0 | 0 | 0 | 177582.6595 | 0 | 0 | 0 | 0 | 0 | 0 | 5520541.6056 | 0 | 0 | 0 | 0 | 0 | 0 | 0 | 0 | 0 | 0 | 0 | 0 | 70858.9504 | 0 | 0 | 0 | 0 | 0 | 0 | 0 | 0 | 253001.1961 | 0 | 0 | 0 | 0 | 0 | 0 | 0 | 0 | 0 | 0
2016-03-14 21:00 | 0 | 0 | 0 | 0 | 0 | 0 | 777889.4499 | 452592 | 0 | 0 | 0 | 0 | 171173.0694 | 0 | 0 | 0 | 0 | 0 | 0 | 5852248.6456 | 0 | 0 | 0 | 0 | 0 | 0 | 0 | 0 | 0 | 0 | 0 | 0 | -6409.5901 | 0 | 0 | 0 | 0 | 0 | 0 | 0 | 0 | 331707.04 | 0 | 0 | 0 | 0 | 0 | 0 | 0 | 0 | 0 | 0
2016-03-14 22:00 | 0 | 0 | 0 | 0 | 0 | 0 | 741088.1948 | 452529 | 0 | 0 | 0 | 0 | 128025.2243 | 0 | 0 | 0 | 0 | 0 | 0 | 6183955.6856 | 0 | 0 | 0 | 0 | 0 | 0 | 0 | 0 | 0 | 0 | 0 | 0 | -43147.8452 | 0 | 0 | 0 | 0 | 0 | 0 | 0 | 0 | 331707.04 | 0 | 0 | 0 | 0 | 0 | 0 | 0 | 0 | 0 | 0
2016-03-14 23:00 | 0 | 0 | 0 | 0 | 0 | 0 | 592237.9617 | 452786 | 0 | 0 | 0 | 0 | 198884.1747 | 0 | 0 | 0 | 0 | 0 | 0 | 6252548.6969 | 0 | 0 | 0 | 0 | 0 | 0 | 0 | 0 | 0 | 0 | 0 | 0 | 70858.9504 | 0 | 0 | 0 | 0 | 0 | 0 | 0 | 0 | 68593.0113 | 0 | 0 | 0 | 0 | 0 | 0 | 0 | 0 | 0 | 0
2016-03-15 | 0 | 0 | 0 | 0 | 0 | 0 | 260187.695 | 455067 | 0 | 0 | 0 | 0 | 128025.2243 | 0 | 0 | 0 | 0 | 0 | 0 | 6128528.3423 | 0 | 0 | 0 | 0 | 0 | 0 | 0 | 0 | 0 | 0 | 0 | 0 | -70858.9504 | 0 | 0 | 0 | 0 | 0 | 0 | 0 | 0 | 168229.8637 | 292250.2184 | 0 | 0 | 0 | 0 | 0 | 0 | 0 | 0 | 0
2016-03-15 01:00 | 0 | 0 | 0 | 0 | 0 | 78429.4639 | 6444.3673 | 447983 | 0 | 0 | 0 | 0 | 57166.2739 | 0 | 0 | 0 | 0 | 0 | 0 | 5836278.1239 | 0 | 0 | 0 | 0 | 0 | 0 | 0 | 0 | 0 | 0 | 0 | 0 | -70858.9504 | 0 | 0 | 0 | 0 | 0 | 0 | 0 | 0 | 0 | 292250.2184 | 0 | 0 | 0 | 0 | 0 | 0 | 0 | 0 | 0
2016-03-15 02:00 | 0 | 0 | 0 | 0 | 0 | 539281.772 | 0 | 428966 | 0 | 0 | 0 | 0 | 128025.2243 | 0 | 0 | 0 | 0 | 0 | 0 | 5875734.9455 | 0 | 0 | 0 | 0 | 0 | 0 | 0 | 0 | 0 | 0 | 0 | 0 | 70858.9504 | 0 | 0 | 0 | 0 | 0 | 0 | 0 | 0 | 331707.04 | 292250.2184 | 0 | 0 | 0 | 0 | 0 | 0 | 0 | 0 | 0
2016-03-15 03:00 | 0 | 0 | 0 | 0 | 0 | 185021.732 | 0 | 406413 | 0 | 0 | 0 | 0 | 198884.1747 | 0 | 0 | 0 | 0 | 0 | 0 | 5583484.7271 | 0 | 0 | 0 | 0 | 0 | 0 | 0 | 0 | 0 | 0 | 0 | 0 | 70858.9504 | 0 | 0 | 0 | 0 | 0 | 0 | 0 | 0 | 0 | 292250.2184 | 0 | 0 | 0 | 0 | 0 | 0 | 0 | 0 | 0
2016-03-15 04:00 | 0 | 0 | 0 | 0 | 0 | 90102.7816 | 0 | 382353 | 0 | 0 | 0 | 0 | 198884.1747 | 0 | 0 | 0 | 0 | 0 | 0 | 5291234.5087 | 0 | 0 | 0 | 0 | 0 | 0 | 0 | 0 | 0 | 0 | 0 | 0 | 0 | 0 | 0 | 0 | 0 | 0 | 0 | 0 | 0 | 0 | 292250.2184 | 0 | 0 | 0 | 0 | 0 | 0 | 0 | 0 | 0
2016-03-15 05:00 | 0 | 0 | 0 | 0 | 0 | 0 | 0 | 362173 | 0 | 0 | 0 | 0 | 128025.2243 | 0 | 0 | 0 | 0 | 0 | 0 | 4999920.4591 | 0 | 0 | 0 | 0 | 0 | 0 | 0 | 0 | 0 | 0 | 0 | 0 | -70858.9504 | 0 | 0 | 0 | 0 | 0 | 0 | 0 | 0 | 936.1688 | 292250.2184 | 0 | 0 | 0 | 0 | 0 | 0 | 0 | 0 | 0
2016-03-15 06:00 | 0 | 0 | 0 | 0 | 0 | 458900.772 | 0 | 348585 | 0 | 0 | 0 | 0 | 198884.1747 | 0 | 0 | 0 | 0 | 0 | 0 | 5039377.2808 | 0 | 0 | 0 | 0 | 0 | 0 | 0 | 0 | 0 | 0 | 0 | 0 | 70858.9504 | 0 | 0 | 0 | 0 | 0 | 0 | 0 | 0 | 331707.04 | 292250.2184 | 0 | 0 | 0 | 0 | 0 | 0 | 0 | 0 | 0
2016-03-15 07:00 | 0 | 0 | 0 | 0 | 0 | 0 | 0 | 339980 | 0 | 0 | 0 | 0 | 151154.3931 | 0 | 0 | 0 | 0 | 0 | 0 | 4747127.0624 | 0 | 0 | 0 | 0 | 0 | 0 | 0 | 0 | 0 | 0 | 0 | 0 | -47729.7816 | 0 | 0 | 0 | 0 | 0 | 0 | 0 | 0 | 0 | 292250.2184 | 0 | 0 | 0 | 0 | 0 | 0 | 0 | 0 | 0
2016-03-15 08:00 | 0 | 0 | 0 | 0 | 0 | 307683.8712 | 0 | 339086 | 0 | 0 | 0 | 0 | 80295.4427 | 0 | 0 | 0 | 0 | 0 | 0 | 4786583.884 | 0 | 0 | 0 | 0 | 0 | 0 | 0 | 0 | 0 | 0 | 0 | 0 | -70858.9504 | 0 | 0 | 0 | 0 | 0 | 0 | 0 | 0 | 331707.04 | 292250.2184 | 0 | 0 | 0 | 0 | 0 | 0 | 0 | 0 | 0
2016-03-15 09:00 | 0 | 0 | 0 | 0 | 0 | 125867.732 | 0 | 347259 | 0 | 0 | 0 | 0 | 151154.3931 | 0 | 0 | 0 | 0 | 0 | 0 | 4494333.6656 | 0 | 0 | 0 | 0 | 0 | 0 | 0 | 0 | 0 | 0 | 0 | 0 | 70858.9504 | 0 | 0 | 0 | 0 | 0 | 0 | 0 | 0 | 0 | 292250.2184 | 0 | 0 | 0 | 0 | 0 | 0 | 0 | 0 | 0
2016-03-15 10:00 | 0 | 0 | 0 | 0 | 0 | 71445.2894 | 0 | 373132 | 0 | 0 | 0 | 0 | 141717.9008 | 0 | 0 | 0 | 0 | 0 | 0 | 4202083.4472 | 0 | 0 | 0 | 0 | 0 | 0 | 0 | 0 | 0 | 0 | 0 | 0 | -9436.4923 | 0 | 0 | 0 | 0 | 0 | 0 | 0 | 0 | 0 | 292250.2184 | 0 | 0 | 0 | 0 | 0 | 0 | 0 | 0 | 0
2016-03-15 11:00 | 0 | 0 | 0 | 0 | 0 | 37143.8312 | 0 | 400253 | 0 | 0 | 0 | 0 | 70858.9504 | 0 | 0 | 0 | 0 | 0 | 0 | 3909833.2288 | 0 | 0 | 0 | 0 | 0 | 0 | 0 | 0 | 0 | 0 | 0 | 0 | -70858.9504 | 0 | 0 | 0 | 0 | 0 | 0 | 0 | 0 | 0 | 292250.2184 | 0 | 0 | 0 | 0 | 0 | 0 | 0 | 0 | 0
2016-03-15 12:00 | 0 | 0 | 0 | 0 | 0 | 381648.8712 | 0 | 413051 | 0 | 0 | 0 | 0 | 0 | 0 | 0 | 0 | 0 | 0 | 0 | 3949290.0504 | 0 | 0 | 0 | 0 | 0 | 0 | 0 | 0 | 0 | 0 | 0 | 0 | -70858.9504 | 0 | 0 | 0 | 0 | 0 | 0 | 0 | 0 | 331707.04 | 292250.2184 | 0 | 0 | 0 | 0 | 0 | 0 | 0 | 0 | 0
2016-03-15 13:00 | 0 | 0 | 0 | 0 | 0 | 404354.8197 | 56182.002 | 421080 | 0 | 0 | 0 | 0 | 0 | 0 | 0 | 0 | 0 | 0 | 0 | 3988746.872 | 0 | 0 | 0 | 0 | 0 | 0 | 0 | 0 | 0 | 0 | 0 | 0 | 0 | 0 | 0 | 0 | 0 | 0 | 0 | 0 | 0 | 331707.04 | 292250.2184 | 0 | 0 | 0 | 0 | 0 | 0 | 0 | 0 | 0
2016-03-15 14:00 | 0 | 0 | 0 | 0 | 0 | 0 | 498708.2955 | 429798 | 0 | 0 | 0 | 0 | 0 | 0 | 0 | 0 | 0 | 0 | 0 | 4057657.1675 | 0 | 0 | 0 | 0 | 0 | 0 | 0 | 0 | 0 | 0 | 0 | 0 | 0 | 0 | 0 | 0 | 0 | 0 | 0 | 0 | 0 | 68910.2955 | 0 | 0 | 0 | 0 | 0 | 0 | 0 | 0 | 0 | 0
2016-03-15 15:00 | 0 | 0 | 0 | 0 | 0 | 0 | 772148.8226 | 434747 | 0 | 0 | 0 | 0 | 5694.7826 | 0 | 0 | 0 | 0 | 0 | 0 | 4389364.2075 | 0 | 0 | 0 | 0 | 0 | 0 | 0 | 0 | 0 | 0 | 0 | 0 | 5694.7826 | 0 | 0 | 0 | 0 | 0 | 0 | 0 | 0 | 331707.04 | 0 | 0 | 0 | 0 | 0 | 0 | 0 | 0 | 0 | 0
2016-03-15 16:00 | 0 | 0 | 0 | 0 | 0 | 0 | 818975.9221 | 438744 | 0 | 0 | 0 | 0 | 76553.733 | 0 | 0 | 0 | 0 | 0 | 0 | 4698737.1792 | 0 | 0 | 0 | 0 | 0 | 0 | 0 | 0 | 0 | 0 | 0 | 0 | 70858.9504 | 0 | 0 | 0 | 0 | 0 | 0 | 0 | 0 | 309372.9717 | 0 | 0 | 0 | 0 | 0 | 0 | 0 | 0 | 0 | 0
2016-03-15 17:00 | 0 | 0 | 0 | 0 | 0 | 0 | 815521.2455 | 442489 | 0 | 0 | 0 | 0 | 117878.9385 | 0 | 0 | 0 | 0 | 0 | 0 | 5030444.2192 | 0 | 0 | 0 | 0 | 0 | 0 | 0 | 0 | 0 | 0 | 0 | 0 | 41325.2055 | 0 | 0 | 0 | 0 | 0 | 0 | 0 | 0 | 331707.04 | 0 | 0 | 0 | 0 | 0 | 0 | 0 | 0 | 0 | 0
2016-03-15 18:00 | 0 | 0 | 0 | 0 | 0 | 0 | 801696.2097 | 445272 | 0 | 0 | 0 | 0 | 142596.1082 | 0 | 0 | 0 | 0 | 0 | 0 | 5362151.2592 | 0 | 0 | 0 | 0 | 0 | 0 | 0 | 0 | 0 | 0 | 0 | 0 | 24717.1697 | 0 | 0 | 0 | 0 | 0 | 0 | 0 | 0 | 331707.04 | 0 | 0 | 0 | 0 | 0 | 0 | 0 | 0 | 0 | 0
2016-03-15 19:00 | 0 | 0 | 0 | 0 | 0 | 0 | 792480.8979 | 447216 | 0 | 0 | 0 | 0 | 156153.9661 | 0 | 0 | 0 | 0 | 0 | 0 | 5693858.2992 | 0 | 0 | 0 | 0 | 0 | 0 | 0 | 0 | 0 | 0 | 0 | 0 | 13557.8579 | 0 | 0 | 0 | 0 | 0 | 0 | 0 | 0 | 331707.04 | 0 | 0 | 0 | 0 | 0 | 0 | 0 | 0 | 0 | 0
2016-03-15 20:00 | 0 | 0 | 0 | 0 | 0 | 0 | 795780.0137 | 450355 | 0 | 0 | 0 | 0 | 169871.9398 | 0 | 0 | 0 | 0 | 0 | 0 | 6025565.3392 | 0 | 0 | 0 | 0 | 0 | 0 | 0 | 0 | 0 | 0 | 0 | 0 | 13717.9737 | 0 | 0 | 0 | 0 | 0 | 0 | 0 | 0 | 331707.04 | 0 | 0 | 0 | 0 | 0 | 0 | 0 | 0 | 0 | 0
2016-03-15 21:00 | 0 | 0 | 0 | 0 | 0 | 0 | 786497.526 | 453096 | 0 | 0 | 0 | 0 | 198884.1747 | 0 | 0 | 0 | 0 | 0 | 0 | 6329954.6304 | 0 | 0 | 0 | 0 | 0 | 0 | 0 | 0 | 0 | 0 | 0 | 0 | 29012.2348 | 0 | 0 | 0 | 0 | 0 | 0 | 0 | 0 | 304389.2911 | 0 | 0 | 0 | 0 | 0 | 0 | 0 | 0 | 0 | 0
2016-03-15 22:00 | 0 | 0 | 0 | 0 | 0 | 0 | 736397.0705 | 451827 | 0 | 0 | 0 | 0 | 198884.1747 | 0 | 0 | 0 | 0 | 0 | 0 | 6614524.7009 | 0 | 0 | 0 | 0 | 0 | 0 | 0 | 0 | 0 | 0 | 0 | 0 | 0 | 0 | 0 | 0 | 0 | 0 | 0 | 0 | 0 | 284570.0705 | 0 | 0 | 0 | 0 | 0 | 0 | 0 | 0 | 0 | 0
2016-03-15 23:00 | 0 | 0 | 0 | 0 | 0 | 0 | 587739.2475 | 453300 | 0 | 0 | 0 | 0 | 198884.1747 | 0 | 0 | 0 | 0 | 0 | 0 | 6748963.9484 | 0 | 0 | 0 | 0 | 0 | 0 | 0 | 0 | 0 | 0 | 0 | 0 | 0 | 0 | 0 | 0 | 0 | 0 | 0 | 0 | 0 | 134439.2475 | 0 | 0 | 0 | 0 | 0 | 0 | 0 | 0 | 0 | 0
2016-03-16 | 0 | 0 | 0 | 0 | 0 | 0 | 255984.3506 | 457078 | 0 | 0 | 0 | 0 | 198884.1747 | 0 | 0 | 0 | 0 | 0 | 0 | 6547870.299 | 0 | 0 | 0 | 0 | 0 | 0 | 0 | 0 | 0 | 0 | 0 | 0 | 0 | 0 | 0 | 0 | 0 | 0 | 0 | 0 | 0 | 91156.569 | 292250.2184 | 0 | 0 | 0 | 0 | 0 | 0 | 0 | 0 | 0
2016-03-16 01:00 | 0 | 0 | 0 | 0 | 0 | 148862.2365 | 9063.5451 | 450176 | 0 | 0 | 0 | 0 | 198884.1747 | 0 | 0 | 0 | 0 | 0 | 0 | 6255620.0806 | 0 | 0 | 0 | 0 | 0 | 0 | 0 | 0 | 0 | 0 | 0 | 0 | 0 | 0 | 0 | 0 | 0 | 0 | 0 | 0 | 0 | 0 | 292250.2184 | 0 | 0 | 0 | 0 | 0 | 0 | 0 | 0 | 0
2016-03-16 02:00 | 0 | 0 | 0 | 0 | 0 | 398492.8712 | 0 | 429895 | 0 | 0 | 0 | 0 | 128025.2243 | 0 | 0 | 0 | 0 | 0 | 0 | 6295076.9022 | 0 | 0 | 0 | 0 | 0 | 0 | 0 | 0 | 0 | 0 | 0 | 0 | -70858.9504 | 0 | 0 | 0 | 0 | 0 | 0 | 0 | 0 | 331707.04 | 292250.2184 | 0 | 0 | 0 | 0 | 0 | 0 | 0 | 0 | 0
2016-03-16 03:00 | 0 | 0 | 0 | 0 | 0 | 184598.732 | 0 | 405990 | 0 | 0 | 0 | 0 | 198884.1747 | 0 | 0 | 0 | 0 | 0 | 0 | 6002826.6838 | 0 | 0 | 0 | 0 | 0 | 0 | 0 | 0 | 0 | 0 | 0 | 0 | 70858.9504 | 0 | 0 | 0 | 0 | 0 | 0 | 0 | 0 | 0 | 292250.2184 | 0 | 0 | 0 | 0 | 0 | 0 | 0 | 0 | 0
2016-03-16 04:00 | 0 | 0 | 0 | 0 | 0 | 89285.7816 | 0 | 381536 | 0 | 0 | 0 | 0 | 198884.1747 | 0 | 0 | 0 | 0 | 0 | 0 | 5710576.4654 | 0 | 0 | 0 | 0 | 0 | 0 | 0 | 0 | 0 | 0 | 0 | 0 | 0 | 0 | 0 | 0 | 0 | 0 | 0 | 0 | 0 | 0 | 292250.2184 | 0 | 0 | 0 | 0 | 0 | 0 | 0 | 0 | 0
2016-03-16 05:00 | 0 | 0 | 0 | 0 | 0 | 0 | 0 | 362804 | 0 | 0 | 0 | 0 | 128025.2243 | 0 | 0 | 0 | 0 | 0 | 0 | 5418631.4158 | 0 | 0 | 0 | 0 | 0 | 0 | 0 | 0 | 0 | 0 | 0 | 0 | -70858.9504 | 0 | 0 | 0 | 0 | 0 | 0 | 0 | 0 | 305.1688 | 292250.2184 | 0 | 0 | 0 | 0 | 0 | 0 | 0 | 0 | 0
2016-03-16 06:00 | 0 | 0 | 0 | 0 | 0 | 458778.772 | 0 | 348463 | 0 | 0 | 0 | 0 | 198884.1747 | 0 | 0 | 0 | 0 | 0 | 0 | 5458088.2374 | 0 | 0 | 0 | 0 | 0 | 0 | 0 | 0 | 0 | 0 | 0 | 0 | 70858.9504 | 0 | 0 | 0 | 0 | 0 | 0 | 0 | 0 | 331707.04 | 292250.2184 | 0 | 0 | 0 | 0 | 0 | 0 | 0 | 0 | 0
2016-03-16 07:00 | 0 | 0 | 0 | 0 | 0 | 0 | 0 | 340052 | 0 | 0 | 0 | 0 | 151082.3931 | 0 | 0 | 0 | 0 | 0 | 0 | 5165838.019 | 0 | 0 | 0 | 0 | 0 | 0 | 0 | 0 | 0 | 0 | 0 | 0 | -47801.7816 | 0 | 0 | 0 | 0 | 0 | 0 | 0 | 0 | 0 | 292250.2184 | 0 | 0 | 0 | 0 | 0 | 0 | 0 | 0 | 0
2016-03-16 08:00 | 0 | 0 | 0 | 0 | 0 | 0 | 0 | 338483 | 0 | 0 | 0 | 0 | 80223.4427 | 0 | 0 | 0 | 0 | 0 | 0 | 4898213.9694 | 0 | 0 | 0 | 0 | 0 | 0 | 0 | 0 | 0 | 0 | 0 | 0 | -70858.9504 | 0 | 0 | 0 | 0 | 0 | 0 | 0 | 0 | 24626.1688 | 292250.2184 | 0 | 0 | 0 | 0 | 0 | 0 | 0 | 0 | 0
2016-03-16 09:00 | 0 | 0 | 0 | 0 | 0 | 457671.772 | 0 | 347356 | 0 | 0 | 0 | 0 | 151082.3931 | 0 | 0 | 0 | 0 | 0 | 0 | 4937670.7911 | 0 | 0 | 0 | 0 | 0 | 0 | 0 | 0 | 0 | 0 | 0 | 0 | 70858.9504 | 0 | 0 | 0 | 0 | 0 | 0 | 0 | 0 | 331707.04 | 292250.2184 | 0 | 0 | 0 | 0 | 0 | 0 | 0 | 0 | 0
2016-03-16 10:00 | 0 | 0 | 0 | 0 | 0 | 71515.2894 | 0 | 373130 | 0 | 0 | 0 | 0 | 141717.9008 | 0 | 0 | 0 | 0 | 0 | 0 | 4645420.5727 | 0 | 0 | 0 | 0 | 0 | 0 | 0 | 0 | 0 | 0 | 0 | 0 | -9364.4923 | 0 | 0 | 0 | 0 | 0 | 0 | 0 | 0 | 0 | 292250.2184 | 0 | 0 | 0 | 0 | 0 | 0 | 0 | 0 | 0
2016-03-16 11:00 | 0 | 0 | 0 | 0 | 0 | 36527.8312 | 0 | 399637 | 0 | 0 | 0 | 0 | 70858.9504 | 0 | 0 | 0 | 0 | 0 | 0 | 4353170.3543 | 0 | 0 | 0 | 0 | 0 | 0 | 0 | 0 | 0 | 0 | 0 | 0 | -70858.9504 | 0 | 0 | 0 | 0 | 0 | 0 | 0 | 0 | 0 | 292250.2184 | 0 | 0 | 0 | 0 | 0 | 0 | 0 | 0 | 0
2016-03-16 12:00 | 0 | 0 | 0 | 0 | 0 | 48231.8312 | 0 | 411341 | 0 | 0 | 0 | 0 | 0 | 0 | 0 | 0 | 0 | 0 | 0 | 4060920.1359 | 0 | 0 | 0 | 0 | 0 | 0 | 0 | 0 | 0 | 0 | 0 | 0 | -70858.9504 | 0 | 0 | 0 | 0 | 0 | 0 | 0 | 0 | 0 | 292250.2184 | 0 | 0 | 0 | 0 | 0 | 0 | 0 | 0 | 0
2016-03-16 13:00 | 0 | 0 | 0 | 0 | 0 | 397560.3023 | 60323.5193 | 418427 | 0 | 0 | 0 | 0 | 0 | 0 | 0 | 0 | 0 | 0 | 0 | 4100376.9575 | 0 | 0 | 0 | 0 | 0 | 0 | 0 | 0 | 0 | 0 | 0 | 0 | 0 | 0 | 0 | 0 | 0 | 0 | 0 | 0 | 0 | 331707.04 | 292250.2184 | 0 | 0 | 0 | 0 | 0 | 0 | 0 | 0 | 0
2016-03-16 14:00 | 0 | 0 | 0 | 0 | 0 | 0 | 496918.2808 | 426785 | 0 | 0 | 0 | 0 | 0 | 0 | 0 | 0 | 0 | 0 | 0 | 4170510.2383 | 0 | 0 | 0 | 0 | 0 | 0 | 0 | 0 | 0 | 0 | 0 | 0 | 0 | 0 | 0 | 0 | 0 | 0 | 0 | 0 | 0 | 70133.2808 | 0 | 0 | 0 | 0 | 0 | 0 | 0 | 0 | 0 | 0
2016-03-16 15:00 | 0 | 0 | 0 | 0 | 0 | 0 | 762657.04 | 430950 | 0 | 0 | 0 | 0 | 0 | 0 | 0 | 0 | 0 | 0 | 0 | 4502217.2783 | 0 | 0 | 0 | 0 | 0 | 0 | 0 | 0 | 0 | 0 | 0 | 0 | 0 | 0 | 0 | 0 | 0 | 0 | 0 | 0 | 0 | 331707.04 | 0 | 0 | 0 | 0 | 0 | 0 | 0 | 0 | 0 | 0
2016-03-16 16:00 | 0 | 0 | 0 | 0 | 0 | 0 | 835812.9904 | 433247 | 0 | 0 | 0 | 0 | 70858.9504 | 0 | 0 | 0 | 0 | 0 | 0 | 4833924.3183 | 0 | 0 | 0 | 0 | 0 | 0 | 0 | 0 | 0 | 0 | 0 | 0 | 70858.9504 | 0 | 0 | 0 | 0 | 0 | 0 | 0 | 0 | 331707.04 | 0 | 0 | 0 | 0 | 0 | 0 | 0 | 0 | 0 | 0
2016-03-16 17:00 | 0 | 0 | 0 | 0 | 0 | 0 | 838886.9904 | 436321 | 0 | 0 | 0 | 0 | 141717.9008 | 0 | 0 | 0 | 0 | 0 | 0 | 5165631.3583 | 0 | 0 | 0 | 0 | 0 | 0 | 0 | 0 | 0 | 0 | 0 | 0 | 70858.9504 | 0 | 0 | 0 | 0 | 0 | 0 | 0 | 0 | 331707.04 | 0 | 0 | 0 | 0 | 0 | 0 | 0 | 0 | 0 | 0
2016-03-16 18:00 | 0 | 0 | 0 | 0 | 0 | 0 | 828906.3139 | 440033 | 0 | 0 | 0 | 0 | 198884.1747 | 0 | 0 | 0 | 0 | 0 | 0 | 5497338.3983 | 0 | 0 | 0 | 0 | 0 | 0 | 0 | 0 | 0 | 0 | 0 | 0 | 57166.2739 | 0 | 0 | 0 | 0 | 0 | 0 | 0 | 0 | 331707.04 | 0 | 0 | 0 | 0 | 0 | 0 | 0 | 0 | 0 | 0
2016-03-16 19:00 | 0 | 0 | 0 | 0 | 0 | 0 | 773066.04 | 441359 | 0 | 0 | 0 | 0 | 198884.1747 | 0 | 0 | 0 | 0 | 0 | 0 | 5829045.4383 | 0 | 0 | 0 | 0 | 0 | 0 | 0 | 0 | 0 | 0 | 0 | 0 | 0 | 0 | 0 | 0 | 0 | 0 | 0 | 0 | 0 | 331707.04 | 0 | 0 | 0 | 0 | 0 | 0 | 0 | 0 | 0 | 0
2016-03-16 20:00 | 0 | 0 | 0 | 0 | 0 | 0 | 774608.04 | 442901 | 0 | 0 | 0 | 0 | 198884.1747 | 0 | 0 | 0 | 0 | 0 | 0 | 6160752.4783 | 0 | 0 | 0 | 0 | 0 | 0 | 0 | 0 | 0 | 0 | 0 | 0 | 0 | 0 | 0 | 0 | 0 | 0 | 0 | 0 | 0 | 331707.04 | 0 | 0 | 0 | 0 | 0 | 0 | 0 | 0 | 0 | 0
2016-03-16 21:00 | 0 | 0 | 0 | 0 | 0 | 0 | 776733.04 | 445026 | 0 | 0 | 0 | 0 | 198884.1747 | 0 | 0 | 0 | 0 | 0 | 0 | 6492459.5183 | 0 | 0 | 0 | 0 | 0 | 0 | 0 | 0 | 0 | 0 | 0 | 0 | 0 | 0 | 0 | 0 | 0 | 0 | 0 | 0 | 0 | 331707.04 | 0 | 0 | 0 | 0 | 0 | 0 | 0 | 0 | 0 | 0
2016-03-16 22:00 | 0 | 0 | 0 | 0 | 0 | 0 | 774736.04 | 443029 | 0 | 0 | 0 | 0 | 198884.1747 | 0 | 0 | 0 | 0 | 0 | 0 | 6824166.5583 | 0 | 0 | 0 | 0 | 0 | 0 | 0 | 0 | 0 | 0 | 0 | 0 | 0 | 0 | 0 | 0 | 0 | 0 | 0 | 0 | 0 | 331707.04 | 0 | 0 | 0 | 0 | 0 | 0 | 0 | 0 | 0 | 0
2016-03-16 23:00 | 0 | 0 | 0 | 0 | 0 | 0 | 634471.0963 | 444337 | 0 | 0 | 0 | 0 | 198884.1747 | 0 | 0 | 0 | 0 | 0 | 0 | 7014300.6546 | 0 | 0 | 0 | 0 | 0 | 0 | 0 | 0 | 0 | 0 | 0 | 0 | 0 | 0 | 0 | 0 | 0 | 0 | 0 | 0 | 0 | 190134.0963 | 0 | 0 | 0 | 0 | 0 | 0 | 0 | 0 | 0 | 0
2016-03-17 | 0 | 0 | 0 | 0 | 0 | 0 | 277580.4581 | 450102 | 0 | 0 | 0 | 0 | 198884.1747 | 0 | 0 | 0 | 0 | 0 | 0 | 6841779.1127 | 0 | 0 | 0 | 0 | 0 | 0 | 0 | 0 | 0 | 0 | 0 | 0 | 0 | 0 | 0 | 0 | 0 | 0 | 0 | 0 | 0 | 119728.6765 | 292250.2184 | 0 | 0 | 0 | 0 | 0 | 0 | 0 | 0 | 0
2016-03-17 01:00 | 0 | 0 | 0 | 0 | 0 | 142514.6017 | 8987.1799 | 443752 | 0 | 0 | 0 | 0 | 198884.1747 | 0 | 0 | 0 | 0 | 0 | 0 | 6549528.8943 | 0 | 0 | 0 | 0 | 0 | 0 | 0 | 0 | 0 | 0 | 0 | 0 | 0 | 0 | 0 | 0 | 0 | 0 | 0 | 0 | 0 | 0 | 292250.2184 | 0 | 0 | 0 | 0 | 0 | 0 | 0 | 0 | 0
2016-03-17 02:00 | 0 | 0 | 0 | 0 | 0 | 404640.379 | 0 | 425098 | 0 | 0 | 0 | 0 | 138969.732 | 0 | 0 | 0 | 0 | 0 | 0 | 6588985.716 | 0 | 0 | 0 | 0 | 0 | 0 | 0 | 0 | 0 | 0 | 0 | 0 | -59914.4427 | 0 | 0 | 0 | 0 | 0 | 0 | 0 | 0 | 331707.04 | 292250.2184 | 0 | 0 | 0 | 0 | 0 | 0 | 0 | 0 | 0
2016-03-17 03:00 | 0 | 0 | 0 | 0 | 0 | 38724.8312 | 0 | 401834 | 0 | 0 | 0 | 0 | 68110.7816 | 0 | 0 | 0 | 0 | 0 | 0 | 6296735.4976 | 0 | 0 | 0 | 0 | 0 | 0 | 0 | 0 | 0 | 0 | 0 | 0 | -70858.9504 | 0 | 0 | 0 | 0 | 0 | 0 | 0 | 0 | 0 | 292250.2184 | 0 | 0 | 0 | 0 | 0 | 0 | 0 | 0 | 0
2016-03-17 04:00 | 0 | 0 | 0 | 0 | 0 | 158375.732 | 0 | 379767 | 0 | 0 | 0 | 0 | 138969.732 | 0 | 0 | 0 | 0 | 0 | 0 | 6004485.2792 | 0 | 0 | 0 | 0 | 0 | 0 | 0 | 0 | 0 | 0 | 0 | 0 | 70858.9504 | 0 | 0 | 0 | 0 | 0 | 0 | 0 | 0 | 0 | 292250.2184 | 0 | 0 | 0 | 0 | 0 | 0 | 0 | 0 | 0
2016-03-17 05:00 | 0 | 0 | 0 | 0 | 0 | 0 | 0 | 360361 | 0 | 0 | 0 | 0 | 70858.9504 | 0 | 0 | 0 | 0 | 0 | 0 | 5712235.0608 | 0 | 0 | 0 | 0 | 0 | 0 | 0 | 0 | 0 | 0 | 0 | 0 | -68110.7816 | 0 | 0 | 0 | 0 | 0 | 0 | 0 | 0 | 0 | 292250.2184 | 0 | 0 | 0 | 0 | 0 | 0 | 0 | 0 | 0
2016-03-17 06:00 | 0 | 0 | 0 | 0 | 0 | 0 | 0 | 347411 | 0 | 0 | 0 | 0 | 0 | 0 | 0 | 0 | 0 | 0 | 0 | 5435683.0112 | 0 | 0 | 0 | 0 | 0 | 0 | 0 | 0 | 0 | 0 | 0 | 0 | -70858.9504 | 0 | 0 | 0 | 0 | 0 | 0 | 0 | 0 | 15698.1688 | 292250.2184 | 0 | 0 | 0 | 0 | 0 | 0 | 0 | 0 | 0
2016-03-17 07:00 | 0 | 0 | 0 | 0 | 0 | 450278.772 | 0 | 339963 | 0 | 0 | 0 | 0 | 70858.9504 | 0 | 0 | 0 | 0 | 0 | 0 | 5475139.8328 | 0 | 0 | 0 | 0 | 0 | 0 | 0 | 0 | 0 | 0 | 0 | 0 | 70858.9504 | 0 | 0 | 0 | 0 | 0 | 0 | 0 | 0 | 331707.04 | 292250.2184 | 0 | 0 | 0 | 0 | 0 | 0 | 0 | 0 | 0
2016-03-17 08:00 | 0 | 0 | 0 | 0 | 0 | 118332.732 | 0 | 339724 | 0 | 0 | 0 | 0 | 141717.9008 | 0 | 0 | 0 | 0 | 0 | 0 | 5182889.6144 | 0 | 0 | 0 | 0 | 0 | 0 | 0 | 0 | 0 | 0 | 0 | 0 | 70858.9504 | 0 | 0 | 0 | 0 | 0 | 0 | 0 | 0 | 0 | 292250.2184 | 0 | 0 | 0 | 0 | 0 | 0 | 0 | 0 | 0
2016-03-17 09:00 | 0 | 0 | 0 | 0 | 0 | 0 | 0 | 349694 | 0 | 0 | 0 | 0 | 70858.9504 | 0 | 0 | 0 | 0 | 0 | 0 | 4904054.5648 | 0 | 0 | 0 | 0 | 0 | 0 | 0 | 0 | 0 | 0 | 0 | 0 | -70858.9504 | 0 | 0 | 0 | 0 | 0 | 0 | 0 | 0 | 13415.1688 | 292250.2184 | 0 | 0 | 0 | 0 | 0 | 0 | 0 | 0 | 0
2016-03-17 10:00 | 0 | 0 | 0 | 0 | 0 | 486937.772 | 0 | 376622 | 0 | 0 | 0 | 0 | 141717.9008 | 0 | 0 | 0 | 0 | 0 | 0 | 4943511.3864 | 0 | 0 | 0 | 0 | 0 | 0 | 0 | 0 | 0 | 0 | 0 | 0 | 70858.9504 | 0 | 0 | 0 | 0 | 0 | 0 | 0 | 0 | 331707.04 | 292250.2184 | 0 | 0 | 0 | 0 | 0 | 0 | 0 | 0 | 0
2016-03-17 11:00 | 0 | 0 | 0 | 0 | 0 | 41752.8312 | 0 | 404862 | 0 | 0 | 0 | 0 | 70858.9504 | 0 | 0 | 0 | 0 | 0 | 0 | 4651261.1681 | 0 | 0 | 0 | 0 | 0 | 0 | 0 | 0 | 0 | 0 | 0 | 0 | -70858.9504 | 0 | 0 | 0 | 0 | 0 | 0 | 0 | 0 | 0 | 292250.2184 | 0 | 0 | 0 | 0 | 0 | 0 | 0 | 0 | 0
2016-03-17 12:00 | 0 | 0 | 0 | 0 | 0 | 53083.8312 | 0 | 416193 | 0 | 0 | 0 | 0 | 0 | 0 | 0 | 0 | 0 | 0 | 0 | 4359010.9497 | 0 | 0 | 0 | 0 | 0 | 0 | 0 | 0 | 0 | 0 | 0 | 0 | -70858.9504 | 0 | 0 | 0 | 0 | 0 | 0 | 0 | 0 | 0 | 292250.2184 | 0 | 0 | 0 | 0 | 0 | 0 | 0 | 0 | 0
2016-03-17 13:00 | 0 | 0 | 0 | 0 | 0 | 335500.1485 | 104701.0854 | 422526 | 0 | 0 | 0 | 0 | 0 | 0 | 0 | 0 | 0 | 0 | 0 | 4376686.1837 | 0 | 0 | 0 | 0 | 0 | 0 | 0 | 0 | 0 | 0 | 0 | 0 | 0 | 0 | 0 | 0 | 0 | 0 | 0 | 0 | 0 | 309925.4524 | 292250.2184 | 0 | 0 | 0 | 0 | 0 | 0 | 0 | 0 | 0
2016-03-17 14:00 | 0 | 0 | 0 | 0 | 0 | 0 | 502606.052 | 428195 | 0 | 0 | 0 | 0 | 0 | 0 | 0 | 0 | 0 | 0 | 0 | 4451097.2356 | 0 | 0 | 0 | 0 | 0 | 0 | 0 | 0 | 0 | 0 | 0 | 0 | 0 | 0 | 0 | 0 | 0 | 0 | 0 | 0 | 0 | 74411.052 | 0 | 0 | 0 | 0 | 0 | 0 | 0 | 0 | 0 | 0
2016-03-17 15:00 | 0 | 0 | 0 | 0 | 0 | 0 | 833636.9904 | 431071 | 0 | 0 | 0 | 0 | 70858.9504 | 0 | 0 | 0 | 0 | 0 | 0 | 4782804.2756 | 0 | 0 | 0 | 0 | 0 | 0 | 0 | 0 | 0 | 0 | 0 | 0 | 70858.9504 | 0 | 0 | 0 | 0 | 0 | 0 | 0 | 0 | 331707.04 | 0 | 0 | 0 | 0 | 0 | 0 | 0 | 0 | 0 | 0
2016-03-17 16:00 | 0 | 0 | 0 | 0 | 0 | 0 | 834493.9904 | 431928 | 0 | 0 | 0 | 0 | 141717.9008 | 0 | 0 | 0 | 0 | 0 | 0 | 5114511.3156 | 0 | 0 | 0 | 0 | 0 | 0 | 0 | 0 | 0 | 0 | 0 | 0 | 70858.9504 | 0 | 0 | 0 | 0 | 0 | 0 | 0 | 0 | 331707.04 | 0 | 0 | 0 | 0 | 0 | 0 | 0 | 0 | 0 | 0
2016-03-17 17:00 | 0 | 0 | 0 | 0 | 0 | 0 | 822346.3139 | 433473 | 0 | 0 | 0 | 0 | 198884.1747 | 0 | 0 | 0 | 0 | 0 | 0 | 5446218.3556 | 0 | 0 | 0 | 0 | 0 | 0 | 0 | 0 | 0 | 0 | 0 | 0 | 57166.2739 | 0 | 0 | 0 | 0 | 0 | 0 | 0 | 0 | 331707.04 | 0 | 0 | 0 | 0 | 0 | 0 | 0 | 0 | 0 | 0
2016-03-17 18:00 | 0 | 0 | 0 | 0 | 0 | 0 | 765598.04 | 433891 | 0 | 0 | 0 | 0 | 198884.1747 | 0 | 0 | 0 | 0 | 0 | 0 | 5777925.3956 | 0 | 0 | 0 | 0 | 0 | 0 | 0 | 0 | 0 | 0 | 0 | 0 | 0 | 0 | 0 | 0 | 0 | 0 | 0 | 0 | 0 | 331707.04 | 0 | 0 | 0 | 0 | 0 | 0 | 0 | 0 | 0 | 0
2016-03-17 19:00 | 0 | 0 | 0 | 0 | 0 | 0 | 764765.04 | 433058 | 0 | 0 | 0 | 0 | 198884.1747 | 0 | 0 | 0 | 0 | 0 | 0 | 6109632.4356 | 0 | 0 | 0 | 0 | 0 | 0 | 0 | 0 | 0 | 0 | 0 | 0 | 0 | 0 | 0 | 0 | 0 | 0 | 0 | 0 | 0 | 331707.04 | 0 | 0 | 0 | 0 | 0 | 0 | 0 | 0 | 0 | 0
2016-03-17 20:00 | 0 | 0 | 0 | 0 | 0 | 0 | 764676.04 | 432969 | 0 | 0 | 0 | 0 | 198884.1747 | 0 | 0 | 0 | 0 | 0 | 0 | 6441339.4756 | 0 | 0 | 0 | 0 | 0 | 0 | 0 | 0 | 0 | 0 | 0 | 0 | 0 | 0 | 0 | 0 | 0 | 0 | 0 | 0 | 0 | 331707.04 | 0 | 0 | 0 | 0 | 0 | 0 | 0 | 0 | 0 | 0
2016-03-17 21:00 | 0 | 0 | 0 | 0 | 0 | 0 | 764723.04 | 433016 | 0 | 0 | 0 | 0 | 198884.1747 | 0 | 0 | 0 | 0 | 0 | 0 | 6773046.5156 | 0 | 0 | 0 | 0 | 0 | 0 | 0 | 0 | 0 | 0 | 0 | 0 | 0 | 0 | 0 | 0 | 0 | 0 | 0 | 0 | 0 | 331707.04 | 0 | 0 | 0 | 0 | 0 | 0 | 0 | 0 | 0 | 0
2016-03-17 22:00 | 0 | 0 | 0 | 0 | 0 | 0 | 763235.04 | 431528 | 0 | 0 | 0 | 0 | 198884.1747 | 0 | 0 | 0 | 0 | 0 | 0 | 7104753.5556 | 0 | 0 | 0 | 0 | 0 | 0 | 0 | 0 | 0 | 0 | 0 | 0 | 0 | 0 | 0 | 0 | 0 | 0 | 0 | 0 | 0 | 331707.04 | 0 | 0 | 0 | 0 | 0 | 0 | 0 | 0 | 0 | 0
2016-03-17 23:00 | 0 | 0 | 0 | 0 | 0 | 0 | 624114.0889 | 434635 | 0 | 0 | 0 | 0 | 198884.1747 | 0 | 0 | 0 | 0 | 0 | 0 | 7294232.6445 | 0 | 0 | 0 | 0 | 0 | 0 | 0 | 0 | 0 | 0 | 0 | 0 | 0 | 0 | 0 | 0 | 0 | 0 | 0 | 0 | 0 | 189479.0889 | 0 | 0 | 0 | 0 | 0 | 0 | 0 | 0 | 0 | 0
2016-03-18 | 0 | 0 | 0 | 0 | 0 | 11060.424 | 287877.1166 | 442171 | 0 | 0 | 0 | 0 | 163509.7246 | 0 | 0 | 0 | 0 | 0 | 0 | 7186373.6352 | 0 | 0 | 0 | 0 | 0 | 0 | 0 | 0 | 0 | 0 | 0 | 0 | -35374.4501 | 0 | 0 | 0 | 0 | 0 | 0 | 0 | 0 | 184391.2091 | 292250.2184 | 0 | 0 | 0 | 0 | 0 | 0 | 0 | 0 | 0
2016-03-18 01:00 | 0 | 0 | 0 | 0 | 0 | 498961.4145 | 11879.8572 | 436010 | 0 | 0 | 0 | 0 | 198884.1747 | 0 | 0 | 0 | 0 | 0 | 0 | 7225830.4568 | 0 | 0 | 0 | 0 | 0 | 0 | 0 | 0 | 0 | 0 | 0 | 0 | 35374.4501 | 0 | 0 | 0 | 0 | 0 | 0 | 0 | 0 | 331707.04 | 292250.2184 | 0 | 0 | 0 | 0 | 0 | 0 | 0 | 0 | 0
2016-03-18 02:00 | 0 | 0 | 0 | 0 | 0 | 119643.2894 | 0 | 419733 | 0 | 0 | 0 | 0 | 191044.6824 | 0 | 0 | 0 | 0 | 0 | 0 | 6933580.2384 | 0 | 0 | 0 | 0 | 0 | 0 | 0 | 0 | 0 | 0 | 0 | 0 | -7839.4923 | 0 | 0 | 0 | 0 | 0 | 0 | 0 | 0 | 0 | 292250.2184 | 0 | 0 | 0 | 0 | 0 | 0 | 0 | 0 | 0
2016-03-18 03:00 | 0 | 0 | 0 | 0 | 0 | 36039.8312 | 0 | 399149 | 0 | 0 | 0 | 0 | 120185.732 | 0 | 0 | 0 | 0 | 0 | 0 | 6641330.0201 | 0 | 0 | 0 | 0 | 0 | 0 | 0 | 0 | 0 | 0 | 0 | 0 | -70858.9504 | 0 | 0 | 0 | 0 | 0 | 0 | 0 | 0 | 0 | 292250.2184 | 0 | 0 | 0 | 0 | 0 | 0 | 0 | 0 | 0
2016-03-18 04:00 | 0 | 0 | 0 | 0 | 0 | 347171.8712 | 0 | 378574 | 0 | 0 | 0 | 0 | 49326.7816 | 0 | 0 | 0 | 0 | 0 | 0 | 6680786.8417 | 0 | 0 | 0 | 0 | 0 | 0 | 0 | 0 | 0 | 0 | 0 | 0 | -70858.9504 | 0 | 0 | 0 | 0 | 0 | 0 | 0 | 0 | 331707.04 | 292250.2184 | 0 | 0 | 0 | 0 | 0 | 0 | 0 | 0 | 0
2016-03-18 05:00 | 0 | 0 | 0 | 0 | 0 | 139780.732 | 0 | 361172 | 0 | 0 | 0 | 0 | 120185.732 | 0 | 0 | 0 | 0 | 0 | 0 | 6388536.6233 | 0 | 0 | 0 | 0 | 0 | 0 | 0 | 0 | 0 | 0 | 0 | 0 | 70858.9504 | 0 | 0 | 0 | 0 | 0 | 0 | 0 | 0 | 0 | 292250.2184 | 0 | 0 | 0 | 0 | 0 | 0 | 0 | 0 | 0
2016-03-18 06:00 | 0 | 0 | 0 | 0 | 0 | 317352.8712 | 0 | 348755 | 0 | 0 | 0 | 0 | 49326.7816 | 0 | 0 | 0 | 0 | 0 | 0 | 6427993.4449 | 0 | 0 | 0 | 0 | 0 | 0 | 0 | 0 | 0 | 0 | 0 | 0 | -70858.9504 | 0 | 0 | 0 | 0 | 0 | 0 | 0 | 0 | 331707.04 | 292250.2184 | 0 | 0 | 0 | 0 | 0 | 0 | 0 | 0 | 0
2016-03-18 07:00 | 0 | 0 | 0 | 0 | 0 | 0 | 0 | 341577 | 0 | 0 | 0 | 0 | 0 | 0 | 0 | 0 | 0 | 0 | 0 | 6135743.2265 | 0 | 0 | 0 | 0 | 0 | 0 | 0 | 0 | 0 | 0 | 0 | 0 | -49326.7816 | 0 | 0 | 0 | 0 | 0 | 0 | 0 | 0 | 0 | 292250.2184 | 0 | 0 | 0 | 0 | 0 | 0 | 0 | 0 | 0
2016-03-18 08:00 | 0 | 0 | 0 | 0 | 0 | 120279.732 | 0 | 341671 | 0 | 0 | 0 | 0 | 70858.9504 | 0 | 0 | 0 | 0 | 0 | 0 | 5843493.0081 | 0 | 0 | 0 | 0 | 0 | 0 | 0 | 0 | 0 | 0 | 0 | 0 | 70858.9504 | 0 | 0 | 0 | 0 | 0 | 0 | 0 | 0 | 0 | 292250.2184 | 0 | 0 | 0 | 0 | 0 | 0 | 0 | 0 | 0
2016-03-18 09:00 | 0 | 0 | 0 | 0 | 0 | 130649.732 | 0 | 352041 | 0 | 0 | 0 | 0 | 141717.9008 | 0 | 0 | 0 | 0 | 0 | 0 | 5551242.7897 | 0 | 0 | 0 | 0 | 0 | 0 | 0 | 0 | 0 | 0 | 0 | 0 | 70858.9504 | 0 | 0 | 0 | 0 | 0 | 0 | 0 | 0 | 0 | 292250.2184 | 0 | 0 | 0 | 0 | 0 | 0 | 0 | 0 | 0
2016-03-18 10:00 | 0 | 0 | 0 | 0 | 0 | 15021.8312 | 0 | 378131 | 0 | 0 | 0 | 0 | 70858.9504 | 0 | 0 | 0 | 0 | 0 | 0 | 5258992.5714 | 0 | 0 | 0 | 0 | 0 | 0 | 0 | 0 | 0 | 0 | 0 | 0 | -70858.9504 | 0 | 0 | 0 | 0 | 0 | 0 | 0 | 0 | 0 | 292250.2184 | 0 | 0 | 0 | 0 | 0 | 0 | 0 | 0 | 0
2016-03-18 11:00 | 0 | 0 | 0 | 0 | 0 | 42283.8312 | 0 | 405393 | 0 | 0 | 0 | 0 | 0 | 0 | 0 | 0 | 0 | 0 | 0 | 4966742.353 | 0 | 0 | 0 | 0 | 0 | 0 | 0 | 0 | 0 | 0 | 0 | 0 | -70858.9504 | 0 | 0 | 0 | 0 | 0 | 0 | 0 | 0 | 0 | 292250.2184 | 0 | 0 | 0 | 0 | 0 | 0 | 0 | 0 | 0
2016-03-18 12:00 | 0 | 0 | 0 | 0 | 0 | 124513.7816 | 0 | 416764 | 0 | 0 | 0 | 0 | 0 | 0 | 0 | 0 | 0 | 0 | 0 | 4674492.1346 | 0 | 0 | 0 | 0 | 0 | 0 | 0 | 0 | 0 | 0 | 0 | 0 | 0 | 0 | 0 | 0 | 0 | 0 | 0 | 0 | 0 | 0 | 292250.2184 | 0 | 0 | 0 | 0 | 0 | 0 | 0 | 0 | 0
2016-03-18 13:00 | 0 | 0 | 0 | 0 | 0 | 54155.9362 | 76492.8454 | 422899 | 0 | 0 | 0 | 0 | 0 | 0 | 0 | 0 | 0 | 0 | 0 | 4382241.9162 | 0 | 0 | 0 | 0 | 0 | 0 | 0 | 0 | 0 | 0 | 0 | 0 | 0 | 0 | 0 | 0 | 0 | 0 | 0 | 0 | 0 | 0 | 292250.2184 | 0 | 0 | 0 | 0 | 0 | 0 | 0 | 0 | 0
2016-03-18 14:00 | 0 | 0 | 0 | 0 | 0 | 0 | 456871.4128 | 428495 | 0 | 0 | 0 | 0 | 0 | 0 | 0 | 0 | 0 | 0 | 0 | 4410618.329 | 0 | 0 | 0 | 0 | 0 | 0 | 0 | 0 | 0 | 0 | 0 | 0 | 0 | 0 | 0 | 0 | 0 | 0 | 0 | 0 | 0 | 28376.4128 | 0 | 0 | 0 | 0 | 0 | 0 | 0 | 0 | 0 | 0
2016-03-18 15:00 | 0 | 0 | 0 | 0 | 0 | 0 | 762442.04 | 430735 | 0 | 0 | 0 | 0 | 0 | 0 | 0 | 0 | 0 | 0 | 0 | 4742325.369 | 0 | 0 | 0 | 0 | 0 | 0 | 0 | 0 | 0 | 0 | 0 | 0 | 0 | 0 | 0 | 0 | 0 | 0 | 0 | 0 | 0 | 331707.04 | 0 | 0 | 0 | 0 | 0 | 0 | 0 | 0 | 0 | 0
2016-03-18 16:00 | 0 | 0 | 0 | 0 | 0 | 0 | 832920.9904 | 430355 | 0 | 0 | 0 | 0 | 70858.9504 | 0 | 0 | 0 | 0 | 0 | 0 | 5074032.409 | 0 | 0 | 0 | 0 | 0 | 0 | 0 | 0 | 0 | 0 | 0 | 0 | 70858.9504 | 0 | 0 | 0 | 0 | 0 | 0 | 0 | 0 | 331707.04 | 0 | 0 | 0 | 0 | 0 | 0 | 0 | 0 | 0 | 0
2016-03-18 17:00 | 0 | 0 | 0 | 0 | 0 | 0 | 833543.9904 | 430978 | 0 | 0 | 0 | 0 | 141717.9008 | 0 | 0 | 0 | 0 | 0 | 0 | 5405739.449 | 0 | 0 | 0 | 0 | 0 | 0 | 0 | 0 | 0 | 0 | 0 | 0 | 70858.9504 | 0 | 0 | 0 | 0 | 0 | 0 | 0 | 0 | 331707.04 | 0 | 0 | 0 | 0 | 0 | 0 | 0 | 0 | 0 | 0
2016-03-18 18:00 | 0 | 0 | 0 | 0 | 0 | 0 | 819649.3139 | 430776 | 0 | 0 | 0 | 0 | 198884.1747 | 0 | 0 | 0 | 0 | 0 | 0 | 5737446.489 | 0 | 0 | 0 | 0 | 0 | 0 | 0 | 0 | 0 | 0 | 0 | 0 | 57166.2739 | 0 | 0 | 0 | 0 | 0 | 0 | 0 | 0 | 331707.04 | 0 | 0 | 0 | 0 | 0 | 0 | 0 | 0 | 0 | 0
2016-03-18 19:00 | 0 | 0 | 0 | 0 | 0 | 0 | 690717.0896 | 429869 | 0 | 0 | 0 | 0 | 128025.2243 | 0 | 0 | 0 | 0 | 0 | 0 | 6069153.529 | 0 | 0 | 0 | 0 | 0 | 0 | 0 | 0 | 0 | 0 | 0 | 0 | -70858.9504 | 0 | 0 | 0 | 0 | 0 | 0 | 0 | 0 | 331707.04 | 0 | 0 | 0 | 0 | 0 | 0 | 0 | 0 | 0 | 0
2016-03-18 20:00 | 0 | 0 | 0 | 0 | 0 | 0 | 830444.9904 | 427879 | 0 | 0 | 0 | 0 | 198884.1747 | 0 | 0 | 0 | 0 | 0 | 0 | 6400860.569 | 0 | 0 | 0 | 0 | 0 | 0 | 0 | 0 | 0 | 0 | 0 | 0 | 70858.9504 | 0 | 0 | 0 | 0 | 0 | 0 | 0 | 0 | 331707.04 | 0 | 0 | 0 | 0 | 0 | 0 | 0 | 0 | 0 | 0
2016-03-18 21:00 | 0 | 0 | 0 | 0 | 0 | 0 | 757722.04 | 426015 | 0 | 0 | 0 | 0 | 198884.1747 | 0 | 0 | 0 | 0 | 0 | 0 | 6732567.609 | 0 | 0 | 0 | 0 | 0 | 0 | 0 | 0 | 0 | 0 | 0 | 0 | 0 | 0 | 0 | 0 | 0 | 0 | 0 | 0 | 0 | 331707.04 | 0 | 0 | 0 | 0 | 0 | 0 | 0 | 0 | 0 | 0
2016-03-18 22:00 | 0 | 0 | 0 | 0 | 0 | 0 | 755150.04 | 423443 | 0 | 0 | 0 | 0 | 198884.1747 | 0 | 0 | 0 | 0 | 0 | 0 | 7064274.649 | 0 | 0 | 0 | 0 | 0 | 0 | 0 | 0 | 0 | 0 | 0 | 0 | 0 | 0 | 0 | 0 | 0 | 0 | 0 | 0 | 0 | 331707.04 | 0 | 0 | 0 | 0 | 0 | 0 | 0 | 0 | 0 | 0
2016-03-18 23:00 | 0 | 0 | 0 | 0 | 0 | 0 | 656349.9956 | 426392 | 0 | 0 | 0 | 0 | 198884.1747 | 0 | 0 | 0 | 0 | 0 | 0 | 7294232.6445 | 0 | 0 | 0 | 0 | 0 | 0 | 0 | 0 | 0 | 0 | 0 | 0 | 0 | 0 | 0 | 0 | 0 | 0 | 0 | 0 | 0 | 229957.9956 | 0 | 0 | 0 | 0 | 0 | 0 | 0 | 0 | 0 | 0
2016-03-19 | 0 | 0 | 0 | 0 | 0 | 0 | 290341.2932 | 431619 | 0 | 0 | 0 | 0 | 128025.2243 | 0 | 0 | 0 | 0 | 0 | 0 | 7223813.8881 | 0 | 0 | 0 | 0 | 0 | 0 | 0 | 0 | 0 | 0 | 0 | 0 | -70858.9504 | 0 | 0 | 0 | 0 | 0 | 0 | 0 | 0 | 221831.4619 | 292250.2184 | 0 | 0 | 0 | 0 | 0 | 0 | 0 | 0 | 0
2016-03-19 01:00 | 0 | 0 | 0 | 0 | 0 | 330545.0931 | 13103.0371 | 426822 | 0 | 0 | 0 | 0 | 128025.2243 | 0 | 0 | 0 | 0 | 0 | 0 | 7140640.0183 | 0 | 0 | 0 | 0 | 0 | 0 | 0 | 0 | 0 | 0 | 0 | 0 | 0 | 0 | 0 | 0 | 0 | 0 | 0 | 0 | 0 | 209076.3486 | 292250.2184 | 0 | 0 | 0 | 0 | 0 | 0 | 0 | 0 | 0
2016-03-19 02:00 | 0 | 0 | 0 | 0 | 0 | 403476.9277 | 0 | 415031 | 0 | 0 | 0 | 0 | 198884.1747 | 0 | 0 | 0 | 0 | 0 | 0 | 7058226.9956 | 0 | 0 | 0 | 0 | 0 | 0 | 0 | 0 | 0 | 0 | 0 | 0 | 70858.9504 | 0 | 0 | 0 | 0 | 0 | 0 | 0 | 0 | 209837.1957 | 292250.2184 | 0 | 0 | 0 | 0 | 0 | 0 | 0 | 0 | 0
2016-03-19 03:00 | 0 | 0 | 0 | 0 | 0 | 105106.7816 | 0 | 397357 | 0 | 0 | 0 | 0 | 198884.1747 | 0 | 0 | 0 | 0 | 0 | 0 | 6765976.7772 | 0 | 0 | 0 | 0 | 0 | 0 | 0 | 0 | 0 | 0 | 0 | 0 | 0 | 0 | 0 | 0 | 0 | 0 | 0 | 0 | 0 | 0 | 292250.2184 | 0 | 0 | 0 | 0 | 0 | 0 | 0 | 0 | 0
2016-03-19 04:00 | 0 | 0 | 0 | 0 | 0 | 15043.8312 | 0 | 378153 | 0 | 0 | 0 | 0 | 128025.2243 | 0 | 0 | 0 | 0 | 0 | 0 | 6473726.5588 | 0 | 0 | 0 | 0 | 0 | 0 | 0 | 0 | 0 | 0 | 0 | 0 | -70858.9504 | 0 | 0 | 0 | 0 | 0 | 0 | 0 | 0 | 0 | 292250.2184 | 0 | 0 | 0 | 0 | 0 | 0 | 0 | 0 | 0
2016-03-19 05:00 | 0 | 0 | 0 | 0 | 0 | 13268.5077 | 0 | 362685 | 0 | 0 | 0 | 0 | 70858.9504 | 0 | 0 | 0 | 0 | 0 | 0 | 6181476.3404 | 0 | 0 | 0 | 0 | 0 | 0 | 0 | 0 | 0 | 0 | 0 | 0 | -57166.2739 | 0 | 0 | 0 | 0 | 0 | 0 | 0 | 0 | 0 | 292250.2184 | 0 | 0 | 0 | 0 | 0 | 0 | 0 | 0 | 0
2016-03-19 06:00 | 0 | 0 | 0 | 0 | 0 | 0 | 0 | 350609 | 0 | 0 | 0 | 0 | 0 | 0 | 0 | 0 | 0 | 0 | 0 | 5901726.2908 | 0 | 0 | 0 | 0 | 0 | 0 | 0 | 0 | 0 | 0 | 0 | 0 | -70858.9504 | 0 | 0 | 0 | 0 | 0 | 0 | 0 | 0 | 12500.1688 | 292250.2184 | 0 | 0 | 0 | 0 | 0 | 0 | 0 | 0 | 0
2016-03-19 07:00 | 0 | 0 | 0 | 0 | 0 | 314928.4423 | 0 | 342841 | 0 | 0 | 0 | 0 | 0 | 0 | 0 | 0 | 0 | 0 | 0 | 5873813.7331 | 0 | 0 | 0 | 0 | 0 | 0 | 0 | 0 | 0 | 0 | 0 | 0 | 0 | 0 | 0 | 0 | 0 | 0 | 0 | 0 | 0 | 264337.6607 | 292250.2184 | 0 | 0 | 0 | 0 | 0 | 0 | 0 | 0 | 0
2016-03-19 08:00 | 0 | 0 | 0 | 0 | 0 | 308324.5066 | 0 | 340170 | 0 | 0 | 0 | 0 | 70858.9504 | 0 | 0 | 0 | 0 | 0 | 0 | 5771109.2893 | 0 | 0 | 0 | 0 | 0 | 0 | 0 | 0 | 0 | 0 | 0 | 0 | 70858.9504 | 0 | 0 | 0 | 0 | 0 | 0 | 0 | 0 | 189545.7746 | 292250.2184 | 0 | 0 | 0 | 0 | 0 | 0 | 0 | 0 | 0
2016-03-19 09:00 | 0 | 0 | 0 | 0 | 0 | 109205.5632 | 0 | 342388 | 0 | 0 | 0 | 0 | 129926.732 | 0 | 0 | 0 | 0 | 0 | 0 | 5478859.0709 | 0 | 0 | 0 | 0 | 0 | 0 | 0 | 0 | 0 | 0 | 0 | 0 | 59067.7816 | 0 | 0 | 0 | 0 | 0 | 0 | 0 | 0 | 0 | 292250.2184 | 0 | 0 | 0 | 0 | 0 | 0 | 0 | 0 | 0
2016-03-19 10:00 | 0 | 0 | 0 | 0 | 0 | 0 | 0 | 351318 | 0 | 0 | 0 | 0 | 70858.9504 | 0 | 0 | 0 | 0 | 0 | 0 | 5186608.8525 | 0 | 0 | 0 | 0 | 0 | 0 | 0 | 0 | 0 | 0 | 0 | 0 | -59067.7816 | 0 | 0 | 0 | 0 | 0 | 0 | 0 | 0 | 0 | 292250.2184 | 0 | 0 | 0 | 0 | 0 | 0 | 0 | 0 | 0
2016-03-19 11:00 | 0 | 0 | 0 | 0 | 0 | 1132.8312 | 0 | 364242 | 0 | 0 | 0 | 0 | 0 | 0 | 0 | 0 | 0 | 0 | 0 | 4894358.6342 | 0 | 0 | 0 | 0 | 0 | 0 | 0 | 0 | 0 | 0 | 0 | 0 | -70858.9504 | 0 | 0 | 0 | 0 | 0 | 0 | 0 | 0 | 0 | 292250.2184 | 0 | 0 | 0 | 0 | 0 | 0 | 0 | 0 | 0
2016-03-19 12:00 | 0 | 0 | 0 | 0 | 0 | 86821.7816 | 0 | 379072 | 0 | 0 | 0 | 0 | 0 | 0 | 0 | 0 | 0 | 0 | 0 | 4602108.4158 | 0 | 0 | 0 | 0 | 0 | 0 | 0 | 0 | 0 | 0 | 0 | 0 | 0 | 0 | 0 | 0 | 0 | 0 | 0 | 0 | 0 | 0 | 292250.2184 | 0 | 0 | 0 | 0 | 0 | 0 | 0 | 0 | 0
2016-03-19 13:00 | 0 | 0 | 0 | 0 | 0 | 0 | 120820.9211 | 393999 | 0 | 0 | 0 | 0 | 0 | 0 | 0 | 0 | 0 | 0 | 0 | 4328930.3369 | 0 | 0 | 0 | 0 | 0 | 0 | 0 | 0 | 0 | 0 | 0 | 0 | 0 | 0 | 0 | 0 | 0 | 0 | 0 | 0 | 0 | 19072.1395 | 292250.2184 | 0 | 0 | 0 | 0 | 0 | 0 | 0 | 0 | 0
2016-03-19 14:00 | 0 | 0 | 0 | 0 | 0 | 0 | 511896.3841 | 404444 | 0 | 0 | 0 | 0 | 0 | 0 | 0 | 0 | 0 | 0 | 0 | 4436382.721 | 0 | 0 | 0 | 0 | 0 | 0 | 0 | 0 | 0 | 0 | 0 | 0 | 0 | 0 | 0 | 0 | 0 | 0 | 0 | 0 | 0 | 107452.3841 | 0 | 0 | 0 | 0 | 0 | 0 | 0 | 0 | 0 | 0
2016-03-19 15:00 | 0 | 0 | 0 | 0 | 0 | 0 | 739298.04 | 407591 | 0 | 0 | 0 | 0 | 0 | 0 | 0 | 0 | 0 | 0 | 0 | 4768089.761 | 0 | 0 | 0 | 0 | 0 | 0 | 0 | 0 | 0 | 0 | 0 | 0 | 0 | 0 | 0 | 0 | 0 | 0 | 0 | 0 | 0 | 331707.04 | 0 | 0 | 0 | 0 | 0 | 0 | 0 | 0 | 0 | 0
2016-03-19 16:00 | 0 | 0 | 0 | 0 | 0 | 0 | 808665.9904 | 406100 | 0 | 0 | 0 | 0 | 70858.9504 | 0 | 0 | 0 | 0 | 0 | 0 | 5099796.801 | 0 | 0 | 0 | 0 | 0 | 0 | 0 | 0 | 0 | 0 | 0 | 0 | 70858.9504 | 0 | 0 | 0 | 0 | 0 | 0 | 0 | 0 | 331707.04 | 0 | 0 | 0 | 0 | 0 | 0 | 0 | 0 | 0 | 0
2016-03-19 17:00 | 0 | 0 | 0 | 0 | 0 | 0 | 804518.9904 | 401953 | 0 | 0 | 0 | 0 | 141717.9008 | 0 | 0 | 0 | 0 | 0 | 0 | 5431503.841 | 0 | 0 | 0 | 0 | 0 | 0 | 0 | 0 | 0 | 0 | 0 | 0 | 70858.9504 | 0 | 0 | 0 | 0 | 0 | 0 | 0 | 0 | 331707.04 | 0 | 0 | 0 | 0 | 0 | 0 | 0 | 0 | 0 | 0
2016-03-19 18:00 | 0 | 0 | 0 | 0 | 0 | 0 | 785616.3139 | 396743 | 0 | 0 | 0 | 0 | 198884.1747 | 0 | 0 | 0 | 0 | 0 | 0 | 5763210.881 | 0 | 0 | 0 | 0 | 0 | 0 | 0 | 0 | 0 | 0 | 0 | 0 | 57166.2739 | 0 | 0 | 0 | 0 | 0 | 0 | 0 | 0 | 331707.04 | 0 | 0 | 0 | 0 | 0 | 0 | 0 | 0 | 0 | 0
2016-03-19 19:00 | 0 | 0 | 0 | 0 | 0 | 0 | 652948.0896 | 392100 | 0 | 0 | 0 | 0 | 128025.2243 | 0 | 0 | 0 | 0 | 0 | 0 | 6094917.921 | 0 | 0 | 0 | 0 | 0 | 0 | 0 | 0 | 0 | 0 | 0 | 0 | -70858.9504 | 0 | 0 | 0 | 0 | 0 | 0 | 0 | 0 | 331707.04 | 0 | 0 | 0 | 0 | 0 | 0 | 0 | 0 | 0 | 0
2016-03-19 20:00 | 0 | 0 | 0 | 0 | 0 | 0 | 793380.9904 | 390815 | 0 | 0 | 0 | 0 | 198884.1747 | 0 | 0 | 0 | 0 | 0 | 0 | 6426624.961 | 0 | 0 | 0 | 0 | 0 | 0 | 0 | 0 | 0 | 0 | 0 | 0 | 70858.9504 | 0 | 0 | 0 | 0 | 0 | 0 | 0 | 0 | 331707.04 | 0 | 0 | 0 | 0 | 0 | 0 | 0 | 0 | 0 | 0
2016-03-19 21:00 | 0 | 0 | 0 | 0 | 0 | 0 | 724108.04 | 392401 | 0 | 0 | 0 | 0 | 198884.1747 | 0 | 0 | 0 | 0 | 0 | 0 | 6758332.001 | 0 | 0 | 0 | 0 | 0 | 0 | 0 | 0 | 0 | 0 | 0 | 0 | 0 | 0 | 0 | 0 | 0 | 0 | 0 | 0 | 0 | 331707.04 | 0 | 0 | 0 | 0 | 0 | 0 | 0 | 0 | 0 | 0
2016-03-19 22:00 | 0 | 0 | 0 | 0 | 0 | 0 | 726181.04 | 394474 | 0 | 0 | 0 | 0 | 198884.1747 | 0 | 0 | 0 | 0 | 0 | 0 | 7090039.041 | 0 | 0 | 0 | 0 | 0 | 0 | 0 | 0 | 0 | 0 | 0 | 0 | 0 | 0 | 0 | 0 | 0 | 0 | 0 | 0 | 0 | 331707.04 | 0 | 0 | 0 | 0 | 0 | 0 | 0 | 0 | 0 | 0
2016-03-19 23:00 | 0 | 0 | 0 | 0 | 0 | 0 | 605197.6035 | 401004 | 0 | 0 | 0 | 0 | 198884.1747 | 0 | 0 | 0 | 0 | 0 | 0 | 7294232.6445 | 0 | 0 | 0 | 0 | 0 | 0 | 0 | 0 | 0 | 0 | 0 | 0 | 0 | 0 | 0 | 0 | 0 | 0 | 0 | 0 | 0 | 204193.6035 | 0 | 0 | 0 | 0 | 0 | 0 | 0 | 0 | 0 | 0
2016-03-20 | 0 | 0 | 0 | 0 | 0 | 0 | 265134.6249 | 411271 | 0 | 0 | 0 | 0 | 198884.1747 | 0 | 0 | 0 | 0 | 0 | 0 | 7148096.2694 | 0 | 0 | 0 | 0 | 0 | 0 | 0 | 0 | 0 | 0 | 0 | 0 | 0 | 0 | 0 | 0 | 0 | 0 | 0 | 0 | 0 | 146113.8433 | 292250.2184 | 0 | 0 | 0 | 0 | 0 | 0 | 0 | 0 | 0
2016-03-20 01:00 | 0 | 0 | 0 | 0 | 0 | 436706.1066 | 14346.715 | 411596 | 0 | 0 | 0 | 0 | 198884.1747 | 0 | 0 | 0 | 0 | 0 | 0 | 7187553.091 | 0 | 0 | 0 | 0 | 0 | 0 | 0 | 0 | 0 | 0 | 0 | 0 | 0 | 0 | 0 | 0 | 0 | 0 | 0 | 0 | 0 | 331707.04 | 292250.2184 | 0 | 0 | 0 | 0 | 0 | 0 | 0 | 0 | 0
2016-03-20 02:00 | 0 | 0 | 0 | 0 | 0 | 40174.8312 | 0 | 403284 | 0 | 0 | 0 | 0 | 128025.2243 | 0 | 0 | 0 | 0 | 0 | 0 | 6895302.8726 | 0 | 0 | 0 | 0 | 0 | 0 | 0 | 0 | 0 | 0 | 0 | 0 | -70858.9504 | 0 | 0 | 0 | 0 | 0 | 0 | 0 | 0 | 0 | 292250.2184 | 0 | 0 | 0 | 0 | 0 | 0 | 0 | 0 | 0
2016-03-20 03:00 | 0 | 0 | 0 | 0 | 0 | 370121.2011 | 0 | 390083 | 0 | 0 | 0 | 0 | 198884.1747 | 0 | 0 | 0 | 0 | 0 | 0 | 6804482.1233 | 0 | 0 | 0 | 0 | 0 | 0 | 0 | 0 | 0 | 0 | 0 | 0 | 70858.9504 | 0 | 0 | 0 | 0 | 0 | 0 | 0 | 0 | 201429.4691 | 292250.2184 | 0 | 0 | 0 | 0 | 0 | 0 | 0 | 0 | 0
2016-03-20 04:00 | 0 | 0 | 0 | 0 | 0 | 83058.7816 | 0 | 375309 | 0 | 0 | 0 | 0 | 198884.1747 | 0 | 0 | 0 | 0 | 0 | 0 | 6512231.9049 | 0 | 0 | 0 | 0 | 0 | 0 | 0 | 0 | 0 | 0 | 0 | 0 | 0 | 0 | 0 | 0 | 0 | 0 | 0 | 0 | 0 | 0 | 292250.2184 | 0 | 0 | 0 | 0 | 0 | 0 | 0 | 0 | 0
2016-03-20 05:00 | 0 | 0 | 0 | 0 | 0 | 0 | 0 | 362490 | 0 | 0 | 0 | 0 | 128025.2243 | 0 | 0 | 0 | 0 | 0 | 0 | 6220600.8553 | 0 | 0 | 0 | 0 | 0 | 0 | 0 | 0 | 0 | 0 | 0 | 0 | -70858.9504 | 0 | 0 | 0 | 0 | 0 | 0 | 0 | 0 | 619.1688 | 292250.2184 | 0 | 0 | 0 | 0 | 0 | 0 | 0 | 0 | 0
2016-03-20 06:00 | 0 | 0 | 0 | 0 | 0 | 3302.5077 | 0 | 352719 | 0 | 0 | 0 | 0 | 70858.9504 | 0 | 0 | 0 | 0 | 0 | 0 | 5928350.6369 | 0 | 0 | 0 | 0 | 0 | 0 | 0 | 0 | 0 | 0 | 0 | 0 | -57166.2739 | 0 | 0 | 0 | 0 | 0 | 0 | 0 | 0 | 0 | 292250.2184 | 0 | 0 | 0 | 0 | 0 | 0 | 0 | 0 | 0
2016-03-20 07:00 | 0 | 0 | 0 | 0 | 0 | 0 | 0 | 346932 | 0 | 0 | 0 | 0 | 0 | 0 | 0 | 0 | 0 | 0 | 0 | 5652277.5873 | 0 | 0 | 0 | 0 | 0 | 0 | 0 | 0 | 0 | 0 | 0 | 0 | -70858.9504 | 0 | 0 | 0 | 0 | 0 | 0 | 0 | 0 | 16177.1688 | 292250.2184 | 0 | 0 | 0 | 0 | 0 | 0 | 0 | 0 | 0
2016-03-20 08:00 | 0 | 0 | 0 | 0 | 0 | 327891.6194 | 0 | 344382 | 0 | 0 | 0 | 0 | 70858.9504 | 0 | 0 | 0 | 0 | 0 | 0 | 5564928.2564 | 0 | 0 | 0 | 0 | 0 | 0 | 0 | 0 | 0 | 0 | 0 | 0 | 70858.9504 | 0 | 0 | 0 | 0 | 0 | 0 | 0 | 0 | 204900.8874 | 292250.2184 | 0 | 0 | 0 | 0 | 0 | 0 | 0 | 0 | 0
2016-03-20 09:00 | 0 | 0 | 0 | 0 | 0 | 125849.732 | 0 | 347241 | 0 | 0 | 0 | 0 | 141717.9008 | 0 | 0 | 0 | 0 | 0 | 0 | 5272678.038 | 0 | 0 | 0 | 0 | 0 | 0 | 0 | 0 | 0 | 0 | 0 | 0 | 70858.9504 | 0 | 0 | 0 | 0 | 0 | 0 | 0 | 0 | 0 | 292250.2184 | 0 | 0 | 0 | 0 | 0 | 0 | 0 | 0 | 0
2016-03-20 10:00 | 0 | 0 | 0 | 0 | 0 | 0 | 0 | 354367 | 0 | 0 | 0 | 0 | 70858.9504 | 0 | 0 | 0 | 0 | 0 | 0 | 4989169.9884 | 0 | 0 | 0 | 0 | 0 | 0 | 0 | 0 | 0 | 0 | 0 | 0 | -70858.9504 | 0 | 0 | 0 | 0 | 0 | 0 | 0 | 0 | 8742.1688 | 292250.2184 | 0 | 0 | 0 | 0 | 0 | 0 | 0 | 0 | 0
2016-03-20 11:00 | 0 | 0 | 0 | 0 | 0 | 3459.8312 | 0 | 366569 | 0 | 0 | 0 | 0 | 0 | 0 | 0 | 0 | 0 | 0 | 0 | 4696919.77 | 0 | 0 | 0 | 0 | 0 | 0 | 0 | 0 | 0 | 0 | 0 | 0 | -70858.9504 | 0 | 0 | 0 | 0 | 0 | 0 | 0 | 0 | 0 | 292250.2184 | 0 | 0 | 0 | 0 | 0 | 0 | 0 | 0 | 0
2016-03-20 12:00 | 0 | 0 | 0 | 0 | 0 | 267690.401 | 0 | 380362 | 0 | 0 | 0 | 0 | 0 | 0 | 0 | 0 | 0 | 0 | 0 | 4584248.171 | 0 | 0 | 0 | 0 | 0 | 0 | 0 | 0 | 0 | 0 | 0 | 0 | 0 | 0 | 0 | 0 | 0 | 0 | 0 | 0 | 0 | 179578.6193 | 292250.2184 | 0 | 0 | 0 | 0 | 0 | 0 | 0 | 0 | 0
2016-03-20 13:00 | 0 | 0 | 0 | 0 | 0 | 0 | 110911.9111 | 392900 | 0 | 0 | 0 | 0 | 0 | 0 | 0 | 0 | 0 | 0 | 0 | 4302260.0821 | 0 | 0 | 0 | 0 | 0 | 0 | 0 | 0 | 0 | 0 | 0 | 0 | 0 | 0 | 0 | 0 | 0 | 0 | 0 | 0 | 0 | 10262.1295 | 292250.2184 | 0 | 0 | 0 | 0 | 0 | 0 | 0 | 0 | 0
2016-03-20 14:00 | 0 | 0 | 0 | 0 | 0 | 0 | 498481.1221 | 399596 | 0 | 0 | 0 | 0 | 0 | 0 | 0 | 0 | 0 | 0 | 0 | 4401145.2041 | 0 | 0 | 0 | 0 | 0 | 0 | 0 | 0 | 0 | 0 | 0 | 0 | 0 | 0 | 0 | 0 | 0 | 0 | 0 | 0 | 0 | 98885.1221 | 0 | 0 | 0 | 0 | 0 | 0 | 0 | 0 | 0 | 0
2016-03-20 15:00 | 0 | 0 | 0 | 0 | 0 | 0 | 732241.04 | 400534 | 0 | 0 | 0 | 0 | 0 | 0 | 0 | 0 | 0 | 0 | 0 | 4732852.2441 | 0 | 0 | 0 | 0 | 0 | 0 | 0 | 0 | 0 | 0 | 0 | 0 | 0 | 0 | 0 | 0 | 0 | 0 | 0 | 0 | 0 | 331707.04 | 0 | 0 | 0 | 0 | 0 | 0 | 0 | 0 | 0 | 0
2016-03-20 16:00 | 0 | 0 | 0 | 0 | 0 | 0 | 803375.9904 | 400810 | 0 | 0 | 0 | 0 | 70858.9504 | 0 | 0 | 0 | 0 | 0 | 0 | 5064559.2841 | 0 | 0 | 0 | 0 | 0 | 0 | 0 | 0 | 0 | 0 | 0 | 0 | 70858.9504 | 0 | 0 | 0 | 0 | 0 | 0 | 0 | 0 | 331707.04 | 0 | 0 | 0 | 0 | 0 | 0 | 0 | 0 | 0 | 0
2016-03-20 17:00 | 0 | 0 | 0 | 0 | 0 | 0 | 802667.9904 | 400102 | 0 | 0 | 0 | 0 | 141717.9008 | 0 | 0 | 0 | 0 | 0 | 0 | 5396266.3241 | 0 | 0 | 0 | 0 | 0 | 0 | 0 | 0 | 0 | 0 | 0 | 0 | 70858.9504 | 0 | 0 | 0 | 0 | 0 | 0 | 0 | 0 | 331707.04 | 0 | 0 | 0 | 0 | 0 | 0 | 0 | 0 | 0 | 0
2016-03-20 18:00 | 0 | 0 | 0 | 0 | 0 | 0 | 786317.3139 | 397444 | 0 | 0 | 0 | 0 | 198884.1747 | 0 | 0 | 0 | 0 | 0 | 0 | 5727973.3641 | 0 | 0 | 0 | 0 | 0 | 0 | 0 | 0 | 0 | 0 | 0 | 0 | 57166.2739 | 0 | 0 | 0 | 0 | 0 | 0 | 0 | 0 | 331707.04 | 0 | 0 | 0 | 0 | 0 | 0 | 0 | 0 | 0 | 0
2016-03-20 19:00 | 0 | 0 | 0 | 0 | 0 | 0 | 656326.0896 | 395478 | 0 | 0 | 0 | 0 | 128025.2243 | 0 | 0 | 0 | 0 | 0 | 0 | 6059680.4041 | 0 | 0 | 0 | 0 | 0 | 0 | 0 | 0 | 0 | 0 | 0 | 0 | -70858.9504 | 0 | 0 | 0 | 0 | 0 | 0 | 0 | 0 | 331707.04 | 0 | 0 | 0 | 0 | 0 | 0 | 0 | 0 | 0 | 0
2016-03-20 20:00 | 0 | 0 | 0 | 0 | 0 | 0 | 798442.9904 | 395877 | 0 | 0 | 0 | 0 | 198884.1747 | 0 | 0 | 0 | 0 | 0 | 0 | 6391387.4441 | 0 | 0 | 0 | 0 | 0 | 0 | 0 | 0 | 0 | 0 | 0 | 0 | 70858.9504 | 0 | 0 | 0 | 0 | 0 | 0 | 0 | 0 | 331707.04 | 0 | 0 | 0 | 0 | 0 | 0 | 0 | 0 | 0 | 0
2016-03-20 21:00 | 0 | 0 | 0 | 0 | 0 | 0 | 731369.04 | 399662 | 0 | 0 | 0 | 0 | 198884.1747 | 0 | 0 | 0 | 0 | 0 | 0 | 6723094.4841 | 0 | 0 | 0 | 0 | 0 | 0 | 0 | 0 | 0 | 0 | 0 | 0 | 0 | 0 | 0 | 0 | 0 | 0 | 0 | 0 | 0 | 331707.04 | 0 | 0 | 0 | 0 | 0 | 0 | 0 | 0 | 0 | 0
2016-03-20 22:00 | 0 | 0 | 0 | 0 | 0 | 0 | 737279.04 | 405572 | 0 | 0 | 0 | 0 | 198884.1747 | 0 | 0 | 0 | 0 | 0 | 0 | 7054801.5241 | 0 | 0 | 0 | 0 | 0 | 0 | 0 | 0 | 0 | 0 | 0 | 0 | 0 | 0 | 0 | 0 | 0 | 0 | 0 | 0 | 0 | 331707.04 | 0 | 0 | 0 | 0 | 0 | 0 | 0 | 0 | 0 | 0
2016-03-20 23:00 | 0 | 0 | 0 | 0 | 0 | 0 | 655513.1204 | 416082 | 0 | 0 | 0 | 0 | 198884.1747 | 0 | 0 | 0 | 0 | 0 | 0 | 7294232.6445 | 0 | 0 | 0 | 0 | 0 | 0 | 0 | 0 | 0 | 0 | 0 | 0 | 0 | 0 | 0 | 0 | 0 | 0 | 0 | 0 | 0 | 239431.1204 | 0 | 0 | 0 | 0 | 0 | 0 | 0 | 0 | 0 | 0
2016-03-21 | 0 | 0 | 0 | 0 | 0 | 0 | 302693.9942 | 427870 | 0 | 0 | 0 | 0 | 198884.1747 | 0 | 0 | 0 | 0 | 0 | 0 | 7169056.6387 | 0 | 0 | 0 | 0 | 0 | 0 | 0 | 0 | 0 | 0 | 0 | 0 | 0 | 0 | 0 | 0 | 0 | 0 | 0 | 0 | 0 | 167074.2126 | 292250.2184 | 0 | 0 | 0 | 0 | 0 | 0 | 0 | 0 | 0
2016-03-21 01:00 | 0 | 0 | 0 | 0 | 0 | 52792.1578 | 13866.6735 | 429768 | 0 | 0 | 0 | 0 | 128025.2243 | 0 | 0 | 0 | 0 | 0 | 0 | 6876806.4204 | 0 | 0 | 0 | 0 | 0 | 0 | 0 | 0 | 0 | 0 | 0 | 0 | -70858.9504 | 0 | 0 | 0 | 0 | 0 | 0 | 0 | 0 | 0 | 292250.2184 | 0 | 0 | 0 | 0 | 0 | 0 | 0 | 0 | 0
2016-03-21 02:00 | 0 | 0 | 0 | 0 | 0 | 500389.6112 | 0 | 419224 | 0 | 0 | 0 | 0 | 198884.1747 | 0 | 0 | 0 | 0 | 0 | 0 | 6887113.0811 | 0 | 0 | 0 | 0 | 0 | 0 | 0 | 0 | 0 | 0 | 0 | 0 | 70858.9504 | 0 | 0 | 0 | 0 | 0 | 0 | 0 | 0 | 302556.8792 | 292250.2184 | 0 | 0 | 0 | 0 | 0 | 0 | 0 | 0 | 0
2016-03-21 03:00 | 0 | 0 | 0 | 0 | 0 | 111849.7816 | 0 | 404100 | 0 | 0 | 0 | 0 | 198884.1747 | 0 | 0 | 0 | 0 | 0 | 0 | 6594862.8627 | 0 | 0 | 0 | 0 | 0 | 0 | 0 | 0 | 0 | 0 | 0 | 0 | 0 | 0 | 0 | 0 | 0 | 0 | 0 | 0 | 0 | 0 | 292250.2184 | 0 | 0 | 0 | 0 | 0 | 0 | 0 | 0 | 0
2016-03-21 04:00 | 0 | 0 | 0 | 0 | 0 | 23816.8312 | 0 | 386926 | 0 | 0 | 0 | 0 | 128025.2243 | 0 | 0 | 0 | 0 | 0 | 0 | 6302612.6444 | 0 | 0 | 0 | 0 | 0 | 0 | 0 | 0 | 0 | 0 | 0 | 0 | -70858.9504 | 0 | 0 | 0 | 0 | 0 | 0 | 0 | 0 | 0 | 292250.2184 | 0 | 0 | 0 | 0 | 0 | 0 | 0 | 0 | 0
2016-03-21 05:00 | 0 | 0 | 0 | 0 | 0 | 153047.732 | 0 | 374439 | 0 | 0 | 0 | 0 | 198884.1747 | 0 | 0 | 0 | 0 | 0 | 0 | 6010362.426 | 0 | 0 | 0 | 0 | 0 | 0 | 0 | 0 | 0 | 0 | 0 | 0 | 70858.9504 | 0 | 0 | 0 | 0 | 0 | 0 | 0 | 0 | 0 | 292250.2184 | 0 | 0 | 0 | 0 | 0 | 0 | 0 | 0 | 0
2016-03-21 06:00 | 0 | 0 | 0 | 0 | 0 | 406040.8216 | 0 | 366584 | 0 | 0 | 0 | 0 | 198884.1747 | 0 | 0 | 0 | 0 | 0 | 0 | 6049819.2476 | 0 | 0 | 0 | 0 | 0 | 0 | 0 | 0 | 0 | 0 | 0 | 0 | 0 | 0 | 0 | 0 | 0 | 0 | 0 | 0 | 0 | 331707.04 | 292250.2184 | 0 | 0 | 0 | 0 | 0 | 0 | 0 | 0 | 0
2016-03-21 07:00 | 0 | 0 | 0 | 0 | 0 | 455.8312 | 0 | 363565 | 0 | 0 | 0 | 0 | 128025.2243 | 0 | 0 | 0 | 0 | 0 | 0 | 5757569.0292 | 0 | 0 | 0 | 0 | 0 | 0 | 0 | 0 | 0 | 0 | 0 | 0 | -70858.9504 | 0 | 0 | 0 | 0 | 0 | 0 | 0 | 0 | 0 | 292250.2184 | 0 | 0 | 0 | 0 | 0 | 0 | 0 | 0 | 0
2016-03-21 08:00 | 0 | 0 | 0 | 0 | 0 | 75083.7816 | 0 | 367334 | 0 | 0 | 0 | 0 | 128025.2243 | 0 | 0 | 0 | 0 | 0 | 0 | 5465318.8108 | 0 | 0 | 0 | 0 | 0 | 0 | 0 | 0 | 0 | 0 | 0 | 0 | 0 | 0 | 0 | 0 | 0 | 0 | 0 | 0 | 0 | 0 | 292250.2184 | 0 | 0 | 0 | 0 | 0 | 0 | 0 | 0 | 0
2016-03-21 09:00 | 0 | 0 | 0 | 0 | 0 | 160669.732 | 0 | 382061 | 0 | 0 | 0 | 0 | 198884.1747 | 0 | 0 | 0 | 0 | 0 | 0 | 5173068.5924 | 0 | 0 | 0 | 0 | 0 | 0 | 0 | 0 | 0 | 0 | 0 | 0 | 70858.9504 | 0 | 0 | 0 | 0 | 0 | 0 | 0 | 0 | 0 | 292250.2184 | 0 | 0 | 0 | 0 | 0 | 0 | 0 | 0 | 0
2016-03-21 10:00 | 0 | 0 | 0 | 0 | 0 | 64700.5077 | 0 | 414117 | 0 | 0 | 0 | 0 | 141717.9008 | 0 | 0 | 0 | 0 | 0 | 0 | 4880818.374 | 0 | 0 | 0 | 0 | 0 | 0 | 0 | 0 | 0 | 0 | 0 | 0 | -57166.2739 | 0 | 0 | 0 | 0 | 0 | 0 | 0 | 0 | 0 | 292250.2184 | 0 | 0 | 0 | 0 | 0 | 0 | 0 | 0 | 0
2016-03-21 11:00 | 0 | 0 | 0 | 0 | 0 | 83132.8312 | 0 | 446242 | 0 | 0 | 0 | 0 | 70858.9504 | 0 | 0 | 0 | 0 | 0 | 0 | 4588568.1557 | 0 | 0 | 0 | 0 | 0 | 0 | 0 | 0 | 0 | 0 | 0 | 0 | -70858.9504 | 0 | 0 | 0 | 0 | 0 | 0 | 0 | 0 | 0 | 292250.2184 | 0 | 0 | 0 | 0 | 0 | 0 | 0 | 0 | 0
2016-03-21 12:00 | 0 | 0 | 0 | 0 | 0 | 96083.8312 | 0 | 459193 | 0 | 0 | 0 | 0 | 0 | 0 | 0 | 0 | 0 | 0 | 0 | 4296317.9373 | 0 | 0 | 0 | 0 | 0 | 0 | 0 | 0 | 0 | 0 | 0 | 0 | -70858.9504 | 0 | 0 | 0 | 0 | 0 | 0 | 0 | 0 | 0 | 292250.2184 | 0 | 0 | 0 | 0 | 0 | 0 | 0 | 0 | 0
2016-03-21 13:00 | 0 | 0 | 0 | 0 | 0 | 409435.8555 | 88819.9661 | 458799 | 0 | 0 | 0 | 0 | 0 | 0 | 0 | 0 | 0 | 0 | 0 | 4335774.7589 | 0 | 0 | 0 | 0 | 0 | 0 | 0 | 0 | 0 | 0 | 0 | 0 | 0 | 0 | 0 | 0 | 0 | 0 | 0 | 0 | 0 | 331707.04 | 292250.2184 | 0 | 0 | 0 | 0 | 0 | 0 | 0 | 0 | 0
2016-03-21 14:00 | 0 | 0 | 0 | 0 | 0 | 0 | 498751.7493 | 454396 | 0 | 0 | 0 | 0 | 0 | 0 | 0 | 0 | 0 | 0 | 0 | 4380130.5082 | 0 | 0 | 0 | 0 | 0 | 0 | 0 | 0 | 0 | 0 | 0 | 0 | 0 | 0 | 0 | 0 | 0 | 0 | 0 | 0 | 0 | 44355.7493 | 0 | 0 | 0 | 0 | 0 | 0 | 0 | 0 | 0 | 0
2016-03-21 15:00 | 0 | 0 | 0 | 0 | 0 | 0 | 712333.5214 | 448158 | 0 | 0 | 0 | 0 | 0 | 0 | 0 | 0 | 0 | 0 | 0 | 4644306.0296 | 0 | 0 | 0 | 0 | 0 | 0 | 0 | 0 | 0 | 0 | 0 | 0 | 0 | 0 | 0 | 0 | 0 | 0 | 0 | 0 | 0 | 264175.5214 | 0 | 0 | 0 | 0 | 0 | 0 | 0 | 0 | 0 | 0
2016-03-21 16:00 | 0 | 0 | 0 | 0 | 0 | 0 | 768829.6108 | 440472 | 0 | 0 | 0 | 0 | 34844.8646 | 0 | 0 | 0 | 0 | 0 | 0 | 4937818.7758 | 0 | 0 | 0 | 0 | 0 | 0 | 0 | 0 | 0 | 0 | 0 | 0 | 34844.8646 | 0 | 0 | 0 | 0 | 0 | 0 | 0 | 0 | 293512.7461 | 0 | 0 | 0 | 0 | 0 | 0 | 0 | 0 | 0 | 0
2016-03-21 17:00 | 0 | 0 | 0 | 0 | 0 | 0 | 773543.8389 | 433201 | 0 | 0 | 0 | 0 | 43480.6635 | 0 | 0 | 0 | 0 | 0 | 0 | 5269525.8158 | 0 | 0 | 0 | 0 | 0 | 0 | 0 | 0 | 0 | 0 | 0 | 0 | 8635.7989 | 0 | 0 | 0 | 0 | 0 | 0 | 0 | 0 | 331707.04 | 0 | 0 | 0 | 0 | 0 | 0 | 0 | 0 | 0 | 0
2016-03-21 18:00 | 0 | 0 | 0 | 0 | 0 | 0 | 760004.6907 | 426170 | 0 | 0 | 0 | 0 | 45608.3142 | 0 | 0 | 0 | 0 | 0 | 0 | 5601232.8558 | 0 | 0 | 0 | 0 | 0 | 0 | 0 | 0 | 0 | 0 | 0 | 0 | 2127.6507 | 0 | 0 | 0 | 0 | 0 | 0 | 0 | 0 | 331707.04 | 0 | 0 | 0 | 0 | 0 | 0 | 0 | 0 | 0 | 0
2016-03-21 19:00 | 0 | 0 | 0 | 0 | 0 | 0 | 747443.9821 | 420613 | 0 | 0 | 0 | 0 | 40732.2563 | 0 | 0 | 0 | 0 | 0 | 0 | 5932939.8958 | 0 | 0 | 0 | 0 | 0 | 0 | 0 | 0 | 0 | 0 | 0 | 0 | -4876.0579 | 0 | 0 | 0 | 0 | 0 | 0 | 0 | 0 | 331707.04 | 0 | 0 | 0 | 0 | 0 | 0 | 0 | 0 | 0 | 0
2016-03-21 20:00 | 0 | 0 | 0 | 0 | 0 | 0 | 740298.1886 | 417130 | 0 | 0 | 0 | 0 | 32193.4049 | 0 | 0 | 0 | 0 | 0 | 0 | 6264646.9358 | 0 | 0 | 0 | 0 | 0 | 0 | 0 | 0 | 0 | 0 | 0 | 0 | -8538.8514 | 0 | 0 | 0 | 0 | 0 | 0 | 0 | 0 | 331707.04 | 0 | 0 | 0 | 0 | 0 | 0 | 0 | 0 | 0 | 0
2016-03-21 21:00 | 0 | 0 | 0 | 0 | 0 | 0 | 716653.6351 | 417140 | 0 | 0 | 0 | 0 | 0 | 0 | 0 | 0 | 0 | 0 | 0 | 6596353.9758 | 0 | 0 | 0 | 0 | 0 | 0 | 0 | 0 | 0 | 0 | 0 | 0 | -32193.4049 | 0 | 0 | 0 | 0 | 0 | 0 | 0 | 0 | 331707.04 | 0 | 0 | 0 | 0 | 0 | 0 | 0 | 0 | 0 | 0
2016-03-21 22:00 | 0 | 0 | 0 | 0 | 0 | 0 | 649510.5112 | 419473 | 0 | 0 | 0 | 0 | 70858.9504 | 0 | 0 | 0 | 0 | 0 | 0 | 6755532.5366 | 0 | 0 | 0 | 0 | 0 | 0 | 0 | 0 | 0 | 0 | 0 | 0 | 70858.9504 | 0 | 0 | 0 | 0 | 0 | 0 | 0 | 0 | 159178.5608 | 0 | 0 | 0 | 0 | 0 | 0 | 0 | 0 | 0 | 0
2016-03-21 23:00 | 0 | 0 | 0 | 0 | 0 | 0 | 505430.9371 | 429597 | 0 | 0 | 0 | 0 | 141717.9008 | 0 | 0 | 0 | 0 | 0 | 0 | 6760507.5232 | 0 | 0 | 0 | 0 | 0 | 0 | 0 | 0 | 0 | 0 | 0 | 0 | 70858.9504 | 0 | 0 | 0 | 0 | 0 | 0 | 0 | 0 | 4974.9867 | 0 | 0 | 0 | 0 | 0 | 0 | 0 | 0 | 0 | 0
2016-03-22 | 0 | 0 | 0 | 0 | 0 | 0 | 215862.858 | 443841 | 0 | 0 | 0 | 0 | 70858.9504 | 0 | 0 | 0 | 0 | 0 | 0 | 6603388.3316 | 0 | 0 | 0 | 0 | 0 | 0 | 0 | 0 | 0 | 0 | 0 | 0 | -70858.9504 | 0 | 0 | 0 | 0 | 0 | 0 | 0 | 0 | 135131.0267 | 292250.2184 | 0 | 0 | 0 | 0 | 0 | 0 | 0 | 0 | 0
2016-03-22 01:00 | 0 | 0 | 0 | 0 | 0 | 525684.7301 | 14454.3654 | 443516 | 0 | 0 | 0 | 0 | 128025.2243 | 0 | 0 | 0 | 0 | 0 | 0 | 6642845.1532 | 0 | 0 | 0 | 0 | 0 | 0 | 0 | 0 | 0 | 0 | 0 | 0 | 57166.2739 | 0 | 0 | 0 | 0 | 0 | 0 | 0 | 0 | 331707.04 | 292250.2184 | 0 | 0 | 0 | 0 | 0 | 0 | 0 | 0 | 0
2016-03-22 02:00 | 0 | 0 | 0 | 0 | 0 | 207951.732 | 0 | 429343 | 0 | 0 | 0 | 0 | 198884.1747 | 0 | 0 | 0 | 0 | 0 | 0 | 6350594.9348 | 0 | 0 | 0 | 0 | 0 | 0 | 0 | 0 | 0 | 0 | 0 | 0 | 70858.9504 | 0 | 0 | 0 | 0 | 0 | 0 | 0 | 0 | 0 | 292250.2184 | 0 | 0 | 0 | 0 | 0 | 0 | 0 | 0 | 0
2016-03-22 03:00 | 0 | 0 | 0 | 0 | 0 | 117651.7816 | 0 | 409902 | 0 | 0 | 0 | 0 | 198884.1747 | 0 | 0 | 0 | 0 | 0 | 0 | 6058344.7164 | 0 | 0 | 0 | 0 | 0 | 0 | 0 | 0 | 0 | 0 | 0 | 0 | 0 | 0 | 0 | 0 | 0 | 0 | 0 | 0 | 0 | 0 | 292250.2184 | 0 | 0 | 0 | 0 | 0 | 0 | 0 | 0 | 0
2016-03-22 04:00 | 0 | 0 | 0 | 0 | 0 | 28037.8312 | 0 | 391147 | 0 | 0 | 0 | 0 | 128025.2243 | 0 | 0 | 0 | 0 | 0 | 0 | 5766094.4981 | 0 | 0 | 0 | 0 | 0 | 0 | 0 | 0 | 0 | 0 | 0 | 0 | -70858.9504 | 0 | 0 | 0 | 0 | 0 | 0 | 0 | 0 | 0 | 292250.2184 | 0 | 0 | 0 | 0 | 0 | 0 | 0 | 0 | 0
2016-03-22 05:00 | 0 | 0 | 0 | 0 | 0 | 156813.732 | 0 | 378205 | 0 | 0 | 0 | 0 | 198884.1747 | 0 | 0 | 0 | 0 | 0 | 0 | 5473844.2797 | 0 | 0 | 0 | 0 | 0 | 0 | 0 | 0 | 0 | 0 | 0 | 0 | 70858.9504 | 0 | 0 | 0 | 0 | 0 | 0 | 0 | 0 | 0 | 292250.2184 | 0 | 0 | 0 | 0 | 0 | 0 | 0 | 0 | 0
2016-03-22 06:00 | 0 | 0 | 0 | 0 | 0 | 409414.8216 | 0 | 369958 | 0 | 0 | 0 | 0 | 198884.1747 | 0 | 0 | 0 | 0 | 0 | 0 | 5513301.1013 | 0 | 0 | 0 | 0 | 0 | 0 | 0 | 0 | 0 | 0 | 0 | 0 | 0 | 0 | 0 | 0 | 0 | 0 | 0 | 0 | 0 | 331707.04 | 292250.2184 | 0 | 0 | 0 | 0 | 0 | 0 | 0 | 0 | 0
2016-03-22 07:00 | 0 | 0 | 0 | 0 | 0 | 4139.8312 | 0 | 367249 | 0 | 0 | 0 | 0 | 128025.2243 | 0 | 0 | 0 | 0 | 0 | 0 | 5221050.8829 | 0 | 0 | 0 | 0 | 0 | 0 | 0 | 0 | 0 | 0 | 0 | 0 | -70858.9504 | 0 | 0 | 0 | 0 | 0 | 0 | 0 | 0 | 0 | 292250.2184 | 0 | 0 | 0 | 0 | 0 | 0 | 0 | 0 | 0
2016-03-22 08:00 | 0 | 0 | 0 | 0 | 0 | 77897.7816 | 0 | 370148 | 0 | 0 | 0 | 0 | 128025.2243 | 0 | 0 | 0 | 0 | 0 | 0 | 4928800.6645 | 0 | 0 | 0 | 0 | 0 | 0 | 0 | 0 | 0 | 0 | 0 | 0 | 0 | 0 | 0 | 0 | 0 | 0 | 0 | 0 | 0 | 0 | 292250.2184 | 0 | 0 | 0 | 0 | 0 | 0 | 0 | 0 | 0
2016-03-22 09:00 | 0 | 0 | 0 | 0 | 0 | 162696.732 | 0 | 384088 | 0 | 0 | 0 | 0 | 198884.1747 | 0 | 0 | 0 | 0 | 0 | 0 | 4636550.4461 | 0 | 0 | 0 | 0 | 0 | 0 | 0 | 0 | 0 | 0 | 0 | 0 | 70858.9504 | 0 | 0 | 0 | 0 | 0 | 0 | 0 | 0 | 0 | 292250.2184 | 0 | 0 | 0 | 0 | 0 | 0 | 0 | 0 | 0
2016-03-22 10:00 | 0 | 0 | 0 | 0 | 0 | 66027.5077 | 0 | 415444 | 0 | 0 | 0 | 0 | 141717.9008 | 0 | 0 | 0 | 0 | 0 | 0 | 4344300.2277 | 0 | 0 | 0 | 0 | 0 | 0 | 0 | 0 | 0 | 0 | 0 | 0 | -57166.2739 | 0 | 0 | 0 | 0 | 0 | 0 | 0 | 0 | 0 | 292250.2184 | 0 | 0 | 0 | 0 | 0 | 0 | 0 | 0 | 0
2016-03-22 11:00 | 0 | 0 | 0 | 0 | 0 | 81856.8312 | 0 | 444966 | 0 | 0 | 0 | 0 | 70858.9504 | 0 | 0 | 0 | 0 | 0 | 0 | 4052050.0094 | 0 | 0 | 0 | 0 | 0 | 0 | 0 | 0 | 0 | 0 | 0 | 0 | -70858.9504 | 0 | 0 | 0 | 0 | 0 | 0 | 0 | 0 | 0 | 292250.2184 | 0 | 0 | 0 | 0 | 0 | 0 | 0 | 0 | 0
2016-03-22 12:00 | 0 | 0 | 0 | 0 | 0 | 89387.8312 | 0 | 452497 | 0 | 0 | 0 | 0 | 0 | 0 | 0 | 0 | 0 | 0 | 0 | 3759799.791 | 0 | 0 | 0 | 0 | 0 | 0 | 0 | 0 | 0 | 0 | 0 | 0 | -70858.9504 | 0 | 0 | 0 | 0 | 0 | 0 | 0 | 0 | 0 | 292250.2184 | 0 | 0 | 0 | 0 | 0 | 0 | 0 | 0 | 0
2016-03-22 13:00 | 0 | 0 | 0 | 0 | 0 | 437149.2168 | 72680.637 | 447072 | 0 | 0 | 0 | 0 | 23301.0322 | 0 | 0 | 0 | 0 | 0 | 0 | 3799256.6126 | 0 | 0 | 0 | 0 | 0 | 0 | 0 | 0 | 0 | 0 | 0 | 0 | 23301.0322 | 0 | 0 | 0 | 0 | 0 | 0 | 0 | 0 | 331707.04 | 292250.2184 | 0 | 0 | 0 | 0 | 0 | 0 | 0 | 0 | 0
2016-03-22 14:00 | 0 | 0 | 0 | 0 | 0 | 0 | 416862.9678 | 440164 | 0 | 0 | 0 | 0 | 0 | 0 | 0 | 0 | 0 | 0 | 0 | 3799256.6126 | 0 | 0 | 0 | 0 | 0 | 0 | 0 | 0 | 0 | 0 | 0 | 0 | -23301.0322 | 0 | 0 | 0 | 0 | 0 | 0 | 0 | 0 | 0 | 0 | 0 | 0 | 0 | 0 | 0 | 0 | 0 | 0 | 0
2016-03-22 15:00 | 0 | 0 | 0 | 0 | 0 | 0 | 653527.3613 | 433376 | 0 | 0 | 0 | 0 | 0 | 0 | 0 | 0 | 0 | 0 | 0 | 4019407.9739 | 0 | 0 | 0 | 0 | 0 | 0 | 0 | 0 | 0 | 0 | 0 | 0 | 0 | 0 | 0 | 0 | 0 | 0 | 0 | 0 | 0 | 220151.3613 | 0 | 0 | 0 | 0 | 0 | 0 | 0 | 0 | 0 | 0
2016-03-22 16:00 | 0 | 0 | 0 | 0 | 0 | 0 | 743727.604 | 426274 | 0 | 0 | 0 | 0 | 0 | 0 | 0 | 0 | 0 | 0 | 0 | 4336861.5779 | 0 | 0 | 0 | 0 | 0 | 0 | 0 | 0 | 0 | 0 | 0 | 0 | 0 | 0 | 0 | 0 | 0 | 0 | 0 | 0 | 0 | 317453.604 | 0 | 0 | 0 | 0 | 0 | 0 | 0 | 0 | 0 | 0
2016-03-22 17:00 | 0 | 0 | 0 | 0 | 0 | 0 | 760345.8156 | 419962 | 0 | 0 | 0 | 0 | 8676.7756 | 0 | 0 | 0 | 0 | 0 | 0 | 4668568.6179 | 0 | 0 | 0 | 0 | 0 | 0 | 0 | 0 | 0 | 0 | 0 | 0 | 8676.7756 | 0 | 0 | 0 | 0 | 0 | 0 | 0 | 0 | 331707.04 | 0 | 0 | 0 | 0 | 0 | 0 | 0 | 0 | 0 | 0
2016-03-22 18:00 | 0 | 0 | 0 | 0 | 0 | 0 | 759281.3922 | 415490 | 0 | 0 | 0 | 0 | 20761.1278 | 0 | 0 | 0 | 0 | 0 | 0 | 5000275.6579 | 0 | 0 | 0 | 0 | 0 | 0 | 0 | 0 | 0 | 0 | 0 | 0 | 12084.3522 | 0 | 0 | 0 | 0 | 0 | 0 | 0 | 0 | 331707.04 | 0 | 0 | 0 | 0 | 0 | 0 | 0 | 0 | 0 | 0
2016-03-22 19:00 | 0 | 0 | 0 | 0 | 0 | 0 | 755557.806 | 410986 | 0 | 0 | 0 | 0 | 33625.8938 | 0 | 0 | 0 | 0 | 0 | 0 | 5331982.6979 | 0 | 0 | 0 | 0 | 0 | 0 | 0 | 0 | 0 | 0 | 0 | 0 | 12864.766 | 0 | 0 | 0 | 0 | 0 | 0 | 0 | 0 | 331707.04 | 0 | 0 | 0 | 0 | 0 | 0 | 0 | 0 | 0 | 0
2016-03-22 20:00 | 0 | 0 | 0 | 0 | 0 | 0 | 758351.4111 | 408946 | 0 | 0 | 0 | 0 | 51324.2649 | 0 | 0 | 0 | 0 | 0 | 0 | 5663689.7379 | 0 | 0 | 0 | 0 | 0 | 0 | 0 | 0 | 0 | 0 | 0 | 0 | 17698.3711 | 0 | 0 | 0 | 0 | 0 | 0 | 0 | 0 | 331707.04 | 0 | 0 | 0 | 0 | 0 | 0 | 0 | 0 | 0 | 0
2016-03-22 21:00 | 0 | 0 | 0 | 0 | 0 | 0 | 748012.4966 | 409661 | 0 | 0 | 0 | 0 | 57968.7216 | 0 | 0 | 0 | 0 | 0 | 0 | 5995396.7779 | 0 | 0 | 0 | 0 | 0 | 0 | 0 | 0 | 0 | 0 | 0 | 0 | 6644.4566 | 0 | 0 | 0 | 0 | 0 | 0 | 0 | 0 | 331707.04 | 0 | 0 | 0 | 0 | 0 | 0 | 0 | 0 | 0 | 0
2016-03-22 22:00 | 0 | 0 | 0 | 0 | 0 | 0 | 689834.2918 | 411033 | 0 | 0 | 0 | 0 | 128827.672 | 0 | 0 | 0 | 0 | 0 | 0 | 6203339.1193 | 0 | 0 | 0 | 0 | 0 | 0 | 0 | 0 | 0 | 0 | 0 | 0 | 70858.9504 | 0 | 0 | 0 | 0 | 0 | 0 | 0 | 0 | 207942.3414 | 0 | 0 | 0 | 0 | 0 | 0 | 0 | 0 | 0 | 0
2016-03-22 23:00 | 0 | 0 | 0 | 0 | 0 | 0 | 569276.5525 | 417740 | 0 | 0 | 0 | 0 | 198884.1747 | 0 | 0 | 0 | 0 | 0 | 0 | 6284819.1691 | 0 | 0 | 0 | 0 | 0 | 0 | 0 | 0 | 0 | 0 | 0 | 0 | 70056.5027 | 0 | 0 | 0 | 0 | 0 | 0 | 0 | 0 | 81480.0498 | 0 | 0 | 0 | 0 | 0 | 0 | 0 | 0 | 0 | 0
2016-03-23 | 0 | 0 | 0 | 0 | 0 | 0 | 291522.6328 | 429407 | 0 | 0 | 0 | 0 | 128025.2243 | 0 | 0 | 0 | 0 | 0 | 0 | 6217793.7523 | 0 | 0 | 0 | 0 | 0 | 0 | 0 | 0 | 0 | 0 | 0 | 0 | -70858.9504 | 0 | 0 | 0 | 0 | 0 | 0 | 0 | 0 | 225224.8016 | 292250.2184 | 0 | 0 | 0 | 0 | 0 | 0 | 0 | 0 | 0
2016-03-23 01:00 | 0 | 0 | 0 | 0 | 0 | 512226.8414 | 25498.9306 | 427410 | 0 | 0 | 0 | 0 | 198884.1747 | 0 | 0 | 0 | 0 | 0 | 0 | 6257250.5739 | 0 | 0 | 0 | 0 | 0 | 0 | 0 | 0 | 0 | 0 | 0 | 0 | 70858.9504 | 0 | 0 | 0 | 0 | 0 | 0 | 0 | 0 | 331707.04 | 292250.2184 | 0 | 0 | 0 | 0 | 0 | 0 | 0 | 0 | 0
2016-03-23 02:00 | 0 | 0 | 0 | 0 | 0 | 49059.8312 | 0 | 412169 | 0 | 0 | 0 | 0 | 128025.2243 | 0 | 0 | 0 | 0 | 0 | 0 | 5965000.3555 | 0 | 0 | 0 | 0 | 0 | 0 | 0 | 0 | 0 | 0 | 0 | 0 | -70858.9504 | 0 | 0 | 0 | 0 | 0 | 0 | 0 | 0 | 0 | 292250.2184 | 0 | 0 | 0 | 0 | 0 | 0 | 0 | 0 | 0
2016-03-23 03:00 | 0 | 0 | 0 | 0 | 0 | 502392.772 | 0 | 392077 | 0 | 0 | 0 | 0 | 198884.1747 | 0 | 0 | 0 | 0 | 0 | 0 | 6004457.1771 | 0 | 0 | 0 | 0 | 0 | 0 | 0 | 0 | 0 | 0 | 0 | 0 | 70858.9504 | 0 | 0 | 0 | 0 | 0 | 0 | 0 | 0 | 331707.04 | 292250.2184 | 0 | 0 | 0 | 0 | 0 | 0 | 0 | 0 | 0
2016-03-23 04:00 | 0 | 0 | 0 | 0 | 0 | 22018.5077 | 0 | 371435 | 0 | 0 | 0 | 0 | 141717.9008 | 0 | 0 | 0 | 0 | 0 | 0 | 5712206.9587 | 0 | 0 | 0 | 0 | 0 | 0 | 0 | 0 | 0 | 0 | 0 | 0 | -57166.2739 | 0 | 0 | 0 | 0 | 0 | 0 | 0 | 0 | 0 | 292250.2184 | 0 | 0 | 0 | 0 | 0 | 0 | 0 | 0 | 0
2016-03-23 05:00 | 0 | 0 | 0 | 0 | 0 | 0 | 0 | 355275 | 0 | 0 | 0 | 0 | 70858.9504 | 0 | 0 | 0 | 0 | 0 | 0 | 5427790.9091 | 0 | 0 | 0 | 0 | 0 | 0 | 0 | 0 | 0 | 0 | 0 | 0 | -70858.9504 | 0 | 0 | 0 | 0 | 0 | 0 | 0 | 0 | 7834.1688 | 292250.2184 | 0 | 0 | 0 | 0 | 0 | 0 | 0 | 0 | 0
2016-03-23 06:00 | 0 | 0 | 0 | 0 | 0 | 0 | 0 | 344743 | 0 | 0 | 0 | 0 | 0 | 0 | 0 | 0 | 0 | 0 | 0 | 5153906.8595 | 0 | 0 | 0 | 0 | 0 | 0 | 0 | 0 | 0 | 0 | 0 | 0 | -70858.9504 | 0 | 0 | 0 | 0 | 0 | 0 | 0 | 0 | 18366.1688 | 292250.2184 | 0 | 0 | 0 | 0 | 0 | 0 | 0 | 0 | 0
2016-03-23 07:00 | 0 | 0 | 0 | 0 | 0 | 117115.732 | 0 | 338507 | 0 | 0 | 0 | 0 | 70858.9504 | 0 | 0 | 0 | 0 | 0 | 0 | 4861656.6411 | 0 | 0 | 0 | 0 | 0 | 0 | 0 | 0 | 0 | 0 | 0 | 0 | 70858.9504 | 0 | 0 | 0 | 0 | 0 | 0 | 0 | 0 | 0 | 292250.2184 | 0 | 0 | 0 | 0 | 0 | 0 | 0 | 0 | 0
2016-03-23 08:00 | 0 | 0 | 0 | 0 | 0 | 436907.0955 | 0 | 340284 | 0 | 0 | 0 | 0 | 128025.2243 | 0 | 0 | 0 | 0 | 0 | 0 | 4901113.4628 | 0 | 0 | 0 | 0 | 0 | 0 | 0 | 0 | 0 | 0 | 0 | 0 | 57166.2739 | 0 | 0 | 0 | 0 | 0 | 0 | 0 | 0 | 331707.04 | 292250.2184 | 0 | 0 | 0 | 0 | 0 | 0 | 0 | 0 | 0
2016-03-23 09:00 | 0 | 0 | 0 | 0 | 0 | 130343.732 | 0 | 351735 | 0 | 0 | 0 | 0 | 198884.1747 | 0 | 0 | 0 | 0 | 0 | 0 | 4608863.2444 | 0 | 0 | 0 | 0 | 0 | 0 | 0 | 0 | 0 | 0 | 0 | 0 | 70858.9504 | 0 | 0 | 0 | 0 | 0 | 0 | 0 | 0 | 0 | 292250.2184 | 0 | 0 | 0 | 0 | 0 | 0 | 0 | 0 | 0
2016-03-23 10:00 | 0 | 0 | 0 | 0 | 0 | 30140.5077 | 0 | 379557 | 0 | 0 | 0 | 0 | 141717.9008 | 0 | 0 | 0 | 0 | 0 | 0 | 4316613.026 | 0 | 0 | 0 | 0 | 0 | 0 | 0 | 0 | 0 | 0 | 0 | 0 | -57166.2739 | 0 | 0 | 0 | 0 | 0 | 0 | 0 | 0 | 0 | 292250.2184 | 0 | 0 | 0 | 0 | 0 | 0 | 0 | 0 | 0
2016-03-23 11:00 | 0 | 0 | 0 | 0 | 0 | 43463.8312 | 0 | 406573 | 0 | 0 | 0 | 0 | 70858.9504 | 0 | 0 | 0 | 0 | 0 | 0 | 4024362.8076 | 0 | 0 | 0 | 0 | 0 | 0 | 0 | 0 | 0 | 0 | 0 | 0 | -70858.9504 | 0 | 0 | 0 | 0 | 0 | 0 | 0 | 0 | 0 | 292250.2184 | 0 | 0 | 0 | 0 | 0 | 0 | 0 | 0 | 0
2016-03-23 12:00 | 0 | 0 | 0 | 0 | 0 | 54462.7297 | 0.10152 | 417572 | 0 | 0 | 0 | 0 | 0 | 0 | 0 | 0 | 0 | 0 | 0 | 3732112.5892 | 0 | 0 | 0 | 0 | 0 | 0 | 0 | 0 | 0 | 0 | 0 | 0 | -70858.9504 | 0 | 0 | 0 | 0 | 0 | 0 | 0 | 0 | 0 | 292250.2184 | 0 | 0 | 0 | 0 | 0 | 0 | 0 | 0 | 0
2016-03-23 13:00 | 0 | 0 | 0 | 0 | 0 | 25747.3972 | 102525.3845 | 420523 | 0 | 0 | 0 | 0 | 0 | 0 | 0 | 0 | 0 | 0 | 0 | 3439862.3708 | 0 | 0 | 0 | 0 | 0 | 0 | 0 | 0 | 0 | 0 | 0 | 0 | 0 | 0 | 0 | 0 | 0 | 0 | 0 | 0 | 0 | 0 | 292250.2184 | 0 | 0 | 0 | 0 | 0 | 0 | 0 | 0 | 0
2016-03-23 14:00 | 0 | 0 | 0 | 0 | 0 | 0 | 458911.7004 | 423590 | 0 | 0 | 0 | 0 | 0 | 0 | 0 | 0 | 0 | 0 | 0 | 3475184.0712 | 0 | 0 | 0 | 0 | 0 | 0 | 0 | 0 | 0 | 0 | 0 | 0 | 0 | 0 | 0 | 0 | 0 | 0 | 0 | 0 | 0 | 35321.7004 | 0 | 0 | 0 | 0 | 0 | 0 | 0 | 0 | 0 | 0
2016-03-23 15:00 | 0 | 0 | 0 | 0 | 0 | 0 | 727797.0299 | 423947 | 0 | 0 | 0 | 0 | 0 | 0 | 0 | 0 | 0 | 0 | 0 | 3779034.1012 | 0 | 0 | 0 | 0 | 0 | 0 | 0 | 0 | 0 | 0 | 0 | 0 | 0 | 0 | 0 | 0 | 0 | 0 | 0 | 0 | 0 | 303850.0299 | 0 | 0 | 0 | 0 | 0 | 0 | 0 | 0 | 0 | 0
2016-03-23 16:00 | 0 | 0 | 0 | 0 | 0 | 0 | 816924.4086 | 421960 | 0 | 0 | 0 | 0 | 63257.3686 | 0 | 0 | 0 | 0 | 0 | 0 | 4110741.1412 | 0 | 0 | 0 | 0 | 0 | 0 | 0 | 0 | 0 | 0 | 0 | 0 | 63257.3686 | 0 | 0 | 0 | 0 | 0 | 0 | 0 | 0 | 331707.04 | 0 | 0 | 0 | 0 | 0 | 0 | 0 | 0 | 0 | 0
2016-03-23 17:00 | 0 | 0 | 0 | 0 | 0 | 0 | 823650.9904 | 421085 | 0 | 0 | 0 | 0 | 134116.319 | 0 | 0 | 0 | 0 | 0 | 0 | 4442448.1812 | 0 | 0 | 0 | 0 | 0 | 0 | 0 | 0 | 0 | 0 | 0 | 0 | 70858.9504 | 0 | 0 | 0 | 0 | 0 | 0 | 0 | 0 | 331707.04 | 0 | 0 | 0 | 0 | 0 | 0 | 0 | 0 | 0 | 0
2016-03-23 18:00 | 0 | 0 | 0 | 0 | 0 | 0 | 817301.8956 | 420827 | 0 | 0 | 0 | 0 | 198884.1747 | 0 | 0 | 0 | 0 | 0 | 0 | 4774155.2212 | 0 | 0 | 0 | 0 | 0 | 0 | 0 | 0 | 0 | 0 | 0 | 0 | 64767.8556 | 0 | 0 | 0 | 0 | 0 | 0 | 0 | 0 | 331707.04 | 0 | 0 | 0 | 0 | 0 | 0 | 0 | 0 | 0 | 0
2016-03-23 19:00 | 0 | 0 | 0 | 0 | 0 | 0 | 752164.04 | 420457 | 0 | 0 | 0 | 0 | 198884.1747 | 0 | 0 | 0 | 0 | 0 | 0 | 5105862.2612 | 0 | 0 | 0 | 0 | 0 | 0 | 0 | 0 | 0 | 0 | 0 | 0 | 0 | 0 | 0 | 0 | 0 | 0 | 0 | 0 | 0 | 331707.04 | 0 | 0 | 0 | 0 | 0 | 0 | 0 | 0 | 0 | 0
2016-03-23 20:00 | 0 | 0 | 0 | 0 | 0 | 0 | 753266.04 | 421559 | 0 | 0 | 0 | 0 | 198884.1747 | 0 | 0 | 0 | 0 | 0 | 0 | 5437569.3012 | 0 | 0 | 0 | 0 | 0 | 0 | 0 | 0 | 0 | 0 | 0 | 0 | 0 | 0 | 0 | 0 | 0 | 0 | 0 | 0 | 0 | 331707.04 | 0 | 0 | 0 | 0 | 0 | 0 | 0 | 0 | 0 | 0
2016-03-23 21:00 | 0 | 0 | 0 | 0 | 0 | 0 | 755457.04 | 423750 | 0 | 0 | 0 | 0 | 198884.1747 | 0 | 0 | 0 | 0 | 0 | 0 | 5769276.3412 | 0 | 0 | 0 | 0 | 0 | 0 | 0 | 0 | 0 | 0 | 0 | 0 | 0 | 0 | 0 | 0 | 0 | 0 | 0 | 0 | 0 | 331707.04 | 0 | 0 | 0 | 0 | 0 | 0 | 0 | 0 | 0 | 0
2016-03-23 22:00 | 0 | 0 | 0 | 0 | 0 | 0 | 755851.04 | 424144 | 0 | 0 | 0 | 0 | 198884.1747 | 0 | 0 | 0 | 0 | 0 | 0 | 6100983.3812 | 0 | 0 | 0 | 0 | 0 | 0 | 0 | 0 | 0 | 0 | 0 | 0 | 0 | 0 | 0 | 0 | 0 | 0 | 0 | 0 | 0 | 331707.04 | 0 | 0 | 0 | 0 | 0 | 0 | 0 | 0 | 0 | 0
2016-03-23 23:00 | 0 | 0 | 0 | 0 | 0 | 0 | 650407.5295 | 428453 | 0 | 0 | 0 | 0 | 198884.1747 | 0 | 0 | 0 | 0 | 0 | 0 | 6322937.9107 | 0 | 0 | 0 | 0 | 0 | 0 | 0 | 0 | 0 | 0 | 0 | 0 | 0 | 0 | 0 | 0 | 0 | 0 | 0 | 0 | 0 | 221954.5295 | 0 | 0 | 0 | 0 | 0 | 0 | 0 | 0 | 0 | 0
2016-03-24 | 0 | 0 | 0 | 0 | 0 | 0 | 371739.6419 | 436285 | 0 | 0 | 0 | 0 | 128025.2243 | 0 | 0 | 0 | 0 | 0 | 0 | 6329251.5029 | 0 | 0 | 0 | 0 | 0 | 0 | 0 | 0 | 0 | 0 | 0 | 0 | -70858.9504 | 0 | 0 | 0 | 0 | 0 | 0 | 0 | 0 | 298563.8106 | 292250.2184 | 0 | 0 | 0 | 0 | 0 | 0 | 0 | 0 | 0
2016-03-24 01:00 | 0 | 0 | 0 | 0 | 0 | 103254.4967 | 29090.7926 | 431813 | 0 | 0 | 0 | 0 | 120807.732 | 0 | 0 | 0 | 0 | 0 | 0 | 6037001.2845 | 0 | 0 | 0 | 0 | 0 | 0 | 0 | 0 | 0 | 0 | 0 | 0 | -7217.4923 | 0 | 0 | 0 | 0 | 0 | 0 | 0 | 0 | 0 | 292250.2184 | 0 | 0 | 0 | 0 | 0 | 0 | 0 | 0 | 0
2016-03-24 02:00 | 0 | 0 | 0 | 0 | 0 | 52074.8312 | 0 | 415184 | 0 | 0 | 0 | 0 | 49948.7816 | 0 | 0 | 0 | 0 | 0 | 0 | 5744751.0662 | 0 | 0 | 0 | 0 | 0 | 0 | 0 | 0 | 0 | 0 | 0 | 0 | -70858.9504 | 0 | 0 | 0 | 0 | 0 | 0 | 0 | 0 | 0 | 292250.2184 | 0 | 0 | 0 | 0 | 0 | 0 | 0 | 0 | 0
2016-03-24 03:00 | 0 | 0 | 0 | 0 | 0 | 503563.772 | 0 | 393248 | 0 | 0 | 0 | 0 | 120807.732 | 0 | 0 | 0 | 0 | 0 | 0 | 5784207.8878 | 0 | 0 | 0 | 0 | 0 | 0 | 0 | 0 | 0 | 0 | 0 | 0 | 70858.9504 | 0 | 0 | 0 | 0 | 0 | 0 | 0 | 0 | 331707.04 | 292250.2184 | 0 | 0 | 0 | 0 | 0 | 0 | 0 | 0 | 0
2016-03-24 04:00 | 0 | 0 | 0 | 0 | 0 | 7670.8312 | 0 | 370780 | 0 | 0 | 0 | 0 | 49948.7816 | 0 | 0 | 0 | 0 | 0 | 0 | 5491957.6694 | 0 | 0 | 0 | 0 | 0 | 0 | 0 | 0 | 0 | 0 | 0 | 0 | -70858.9504 | 0 | 0 | 0 | 0 | 0 | 0 | 0 | 0 | 0 | 292250.2184 | 0 | 0 | 0 | 0 | 0 | 0 | 0 | 0 | 0
2016-03-24 05:00 | 0 | 0 | 0 | 0 | 0 | 132373.732 | 0 | 353765 | 0 | 0 | 0 | 0 | 120807.732 | 0 | 0 | 0 | 0 | 0 | 0 | 5199707.451 | 0 | 0 | 0 | 0 | 0 | 0 | 0 | 0 | 0 | 0 | 0 | 0 | 70858.9504 | 0 | 0 | 0 | 0 | 0 | 0 | 0 | 0 | 0 | 292250.2184 | 0 | 0 | 0 | 0 | 0 | 0 | 0 | 0 | 0
2016-03-24 06:00 | 0 | 0 | 0 | 0 | 0 | 0 | 0 | 342199 | 0 | 0 | 0 | 0 | 70858.9504 | 0 | 0 | 0 | 0 | 0 | 0 | 4907457.2326 | 0 | 0 | 0 | 0 | 0 | 0 | 0 | 0 | 0 | 0 | 0 | 0 | -49948.7816 | 0 | 0 | 0 | 0 | 0 | 0 | 0 | 0 | 0 | 292250.2184 | 0 | 0 | 0 | 0 | 0 | 0 | 0 | 0 | 0
2016-03-24 07:00 | 0 | 0 | 0 | 0 | 0 | 0 | 0 | 335265 | 0 | 0 | 0 | 0 | 0 | 0 | 0 | 0 | 0 | 0 | 0 | 4643051.183 | 0 | 0 | 0 | 0 | 0 | 0 | 0 | 0 | 0 | 0 | 0 | 0 | -70858.9504 | 0 | 0 | 0 | 0 | 0 | 0 | 0 | 0 | 27844.1688 | 292250.2184 | 0 | 0 | 0 | 0 | 0 | 0 | 0 | 0 | 0
2016-03-24 08:00 | 0 | 0 | 0 | 0 | 0 | 444729.772 | 0 | 334414 | 0 | 0 | 0 | 0 | 70858.9504 | 0 | 0 | 0 | 0 | 0 | 0 | 4682508.0046 | 0 | 0 | 0 | 0 | 0 | 0 | 0 | 0 | 0 | 0 | 0 | 0 | 70858.9504 | 0 | 0 | 0 | 0 | 0 | 0 | 0 | 0 | 331707.04 | 292250.2184 | 0 | 0 | 0 | 0 | 0 | 0 | 0 | 0 | 0
2016-03-24 09:00 | 0 | 0 | 0 | 0 | 0 | 123178.732 | 0 | 344570 | 0 | 0 | 0 | 0 | 141717.9008 | 0 | 0 | 0 | 0 | 0 | 0 | 4390257.7862 | 0 | 0 | 0 | 0 | 0 | 0 | 0 | 0 | 0 | 0 | 0 | 0 | 70858.9504 | 0 | 0 | 0 | 0 | 0 | 0 | 0 | 0 | 0 | 292250.2184 | 0 | 0 | 0 | 0 | 0 | 0 | 0 | 0 | 0
2016-03-24 10:00 | 0 | 0 | 0 | 0 | 0 | 6875.8312 | 0 | 369985 | 0 | 0 | 0 | 0 | 70858.9504 | 0 | 0 | 0 | 0 | 0 | 0 | 4098007.5679 | 0 | 0 | 0 | 0 | 0 | 0 | 0 | 0 | 0 | 0 | 0 | 0 | -70858.9504 | 0 | 0 | 0 | 0 | 0 | 0 | 0 | 0 | 0 | 292250.2184 | 0 | 0 | 0 | 0 | 0 | 0 | 0 | 0 | 0
2016-03-24 11:00 | 0 | 0 | 0 | 0 | 0 | 33942.8312 | 0 | 397052 | 0 | 0 | 0 | 0 | 0 | 0 | 0 | 0 | 0 | 0 | 0 | 3805757.3495 | 0 | 0 | 0 | 0 | 0 | 0 | 0 | 0 | 0 | 0 | 0 | 0 | -70858.9504 | 0 | 0 | 0 | 0 | 0 | 0 | 0 | 0 | 0 | 292250.2184 | 0 | 0 | 0 | 0 | 0 | 0 | 0 | 0 | 0
2016-03-24 12:00 | 0 | 0 | 0 | 0 | 0 | 118424.409 | 2.3726 | 410677 | 0 | 0 | 0 | 0 | 0 | 0 | 0 | 0 | 0 | 0 | 0 | 3513507.1311 | 0 | 0 | 0 | 0 | 0 | 0 | 0 | 0 | 0 | 0 | 0 | 0 | 0 | 0 | 0 | 0 | 0 | 0 | 0 | 0 | 0 | 0 | 292250.2184 | 0 | 0 | 0 | 0 | 0 | 0 | 0 | 0 | 0
2016-03-24 13:00 | 0 | 0 | 0 | 0 | 0 | 0 | 126131.8446 | 417690 | 0 | 0 | 0 | 0 | 0 | 0 | 0 | 0 | 0 | 0 | 0 | 3221948.9757 | 0 | 0 | 0 | 0 | 0 | 0 | 0 | 0 | 0 | 0 | 0 | 0 | 0 | 0 | 0 | 0 | 0 | 0 | 0 | 0 | 0 | 692.063 | 292250.2184 | 0 | 0 | 0 | 0 | 0 | 0 | 0 | 0 | 0
2016-03-24 14:00 | 0 | 0 | 0 | 0 | 0 | 0 | 541159.8257 | 424441 | 0 | 0 | 0 | 0 | 0 | 0 | 0 | 0 | 0 | 0 | 0 | 3338667.8014 | 0 | 0 | 0 | 0 | 0 | 0 | 0 | 0 | 0 | 0 | 0 | 0 | 0 | 0 | 0 | 0 | 0 | 0 | 0 | 0 | 0 | 116718.8257 | 0 | 0 | 0 | 0 | 0 | 0 | 0 | 0 | 0 | 0
2016-03-24 15:00 | 0 | 0 | 0 | 0 | 0 | 0 | 758485.04 | 426778 | 0 | 0 | 0 | 0 | 0 | 0 | 0 | 0 | 0 | 0 | 0 | 3670374.8414 | 0 | 0 | 0 | 0 | 0 | 0 | 0 | 0 | 0 | 0 | 0 | 0 | 0 | 0 | 0 | 0 | 0 | 0 | 0 | 0 | 0 | 331707.04 | 0 | 0 | 0 | 0 | 0 | 0 | 0 | 0 | 0 | 0
2016-03-24 16:00 | 0 | 0 | 0 | 0 | 0 | 0 | 828941.9904 | 426376 | 0 | 0 | 0 | 0 | 70858.9504 | 0 | 0 | 0 | 0 | 0 | 0 | 4002081.8814 | 0 | 0 | 0 | 0 | 0 | 0 | 0 | 0 | 0 | 0 | 0 | 0 | 70858.9504 | 0 | 0 | 0 | 0 | 0 | 0 | 0 | 0 | 331707.04 | 0 | 0 | 0 | 0 | 0 | 0 | 0 | 0 | 0 | 0
2016-03-24 17:00 | 0 | 0 | 0 | 0 | 0 | 0 | 828340.9904 | 425775 | 0 | 0 | 0 | 0 | 141717.9008 | 0 | 0 | 0 | 0 | 0 | 0 | 4333788.9214 | 0 | 0 | 0 | 0 | 0 | 0 | 0 | 0 | 0 | 0 | 0 | 0 | 70858.9504 | 0 | 0 | 0 | 0 | 0 | 0 | 0 | 0 | 331707.04 | 0 | 0 | 0 | 0 | 0 | 0 | 0 | 0 | 0 | 0
2016-03-24 18:00 | 0 | 0 | 0 | 0 | 0 | 0 | 813035.3139 | 424162 | 0 | 0 | 0 | 0 | 198884.1747 | 0 | 0 | 0 | 0 | 0 | 0 | 4665495.9614 | 0 | 0 | 0 | 0 | 0 | 0 | 0 | 0 | 0 | 0 | 0 | 0 | 57166.2739 | 0 | 0 | 0 | 0 | 0 | 0 | 0 | 0 | 331707.04 | 0 | 0 | 0 | 0 | 0 | 0 | 0 | 0 | 0 | 0
2016-03-24 19:00 | 0 | 0 | 0 | 0 | 0 | 0 | 753837.04 | 422130 | 0 | 0 | 0 | 0 | 198884.1747 | 0 | 0 | 0 | 0 | 0 | 0 | 4997203.0014 | 0 | 0 | 0 | 0 | 0 | 0 | 0 | 0 | 0 | 0 | 0 | 0 | 0 | 0 | 0 | 0 | 0 | 0 | 0 | 0 | 0 | 331707.04 | 0 | 0 | 0 | 0 | 0 | 0 | 0 | 0 | 0 | 0
2016-03-24 20:00 | 0 | 0 | 0 | 0 | 0 | 0 | 753342.04 | 421635 | 0 | 0 | 0 | 0 | 198884.1747 | 0 | 0 | 0 | 0 | 0 | 0 | 5328910.0414 | 0 | 0 | 0 | 0 | 0 | 0 | 0 | 0 | 0 | 0 | 0 | 0 | 0 | 0 | 0 | 0 | 0 | 0 | 0 | 0 | 0 | 331707.04 | 0 | 0 | 0 | 0 | 0 | 0 | 0 | 0 | 0 | 0
2016-03-24 21:00 | 0 | 0 | 0 | 0 | 0 | 0 | 753743.04 | 422036 | 0 | 0 | 0 | 0 | 198884.1747 | 0 | 0 | 0 | 0 | 0 | 0 | 5660617.0814 | 0 | 0 | 0 | 0 | 0 | 0 | 0 | 0 | 0 | 0 | 0 | 0 | 0 | 0 | 0 | 0 | 0 | 0 | 0 | 0 | 0 | 331707.04 | 0 | 0 | 0 | 0 | 0 | 0 | 0 | 0 | 0 | 0
2016-03-24 22:00 | 0 | 0 | 0 | 0 | 0 | 0 | 753269.04 | 421562 | 0 | 0 | 0 | 0 | 198884.1747 | 0 | 0 | 0 | 0 | 0 | 0 | 5992324.1214 | 0 | 0 | 0 | 0 | 0 | 0 | 0 | 0 | 0 | 0 | 0 | 0 | 0 | 0 | 0 | 0 | 0 | 0 | 0 | 0 | 0 | 331707.04 | 0 | 0 | 0 | 0 | 0 | 0 | 0 | 0 | 0 | 0
2016-03-24 23:00 | 0 | 0 | 0 | 0 | 0 | 0 | 673801.0856 | 424048 | 0 | 0 | 0 | 0 | 198884.1747 | 0 | 0 | 0 | 0 | 0 | 0 | 6242077.207 | 0 | 0 | 0 | 0 | 0 | 0 | 0 | 0 | 0 | 0 | 0 | 0 | 0 | 0 | 0 | 0 | 0 | 0 | 0 | 0 | 0 | 249753.0856 | 0 | 0 | 0 | 0 | 0 | 0 | 0 | 0 | 0 | 0
2016-03-25 | 0 | 0 | 0 | 0 | 0 | 0 | 355741.4131 | 429148 | 0 | 0 | 0 | 0 | 128025.2243 | 0 | 0 | 0 | 0 | 0 | 0 | 6239529.5705 | 0 | 0 | 0 | 0 | 0 | 0 | 0 | 0 | 0 | 0 | 0 | 0 | -70858.9504 | 0 | 0 | 0 | 0 | 0 | 0 | 0 | 0 | 289702.5819 | 292250.2184 | 0 | 0 | 0 | 0 | 0 | 0 | 0 | 0 | 0
2016-03-25 01:00 | 0 | 0 | 0 | 0 | 0 | 404991.1496 | 30447.2704 | 426822 | 0 | 0 | 0 | 0 | 128025.2243 | 0 | 0 | 0 | 0 | 0 | 0 | 6248145.9906 | 0 | 0 | 0 | 0 | 0 | 0 | 0 | 0 | 0 | 0 | 0 | 0 | 0 | 0 | 0 | 0 | 0 | 0 | 0 | 0 | 0 | 300866.6384 | 292250.2184 | 0 | 0 | 0 | 0 | 0 | 0 | 0 | 0 | 0
2016-03-25 02:00 | 0 | 0 | 0 | 0 | 0 | 48283.8312 | 0 | 411393 | 0 | 0 | 0 | 0 | 57166.2739 | 0 | 0 | 0 | 0 | 0 | 0 | 5955895.7722 | 0 | 0 | 0 | 0 | 0 | 0 | 0 | 0 | 0 | 0 | 0 | 0 | -70858.9504 | 0 | 0 | 0 | 0 | 0 | 0 | 0 | 0 | 0 | 292250.2184 | 0 | 0 | 0 | 0 | 0 | 0 | 0 | 0 | 0
2016-03-25 03:00 | 0 | 0 | 0 | 0 | 0 | 501663.772 | 0 | 391348 | 0 | 0 | 0 | 0 | 128025.2243 | 0 | 0 | 0 | 0 | 0 | 0 | 5995352.5938 | 0 | 0 | 0 | 0 | 0 | 0 | 0 | 0 | 0 | 0 | 0 | 0 | 70858.9504 | 0 | 0 | 0 | 0 | 0 | 0 | 0 | 0 | 331707.04 | 292250.2184 | 0 | 0 | 0 | 0 | 0 | 0 | 0 | 0 | 0
2016-03-25 04:00 | 0 | 0 | 0 | 0 | 0 | 149226.732 | 0 | 370618 | 0 | 0 | 0 | 0 | 198884.1747 | 0 | 0 | 0 | 0 | 0 | 0 | 5703102.3754 | 0 | 0 | 0 | 0 | 0 | 0 | 0 | 0 | 0 | 0 | 0 | 0 | 70858.9504 | 0 | 0 | 0 | 0 | 0 | 0 | 0 | 0 | 0 | 292250.2184 | 0 | 0 | 0 | 0 | 0 | 0 | 0 | 0 | 0
2016-03-25 05:00 | 0 | 0 | 0 | 0 | 0 | 0 | 0 | 353765 | 0 | 0 | 0 | 0 | 137369.3931 | 0 | 0 | 0 | 0 | 0 | 0 | 5410852.157 | 0 | 0 | 0 | 0 | 0 | 0 | 0 | 0 | 0 | 0 | 0 | 0 | -61514.7816 | 0 | 0 | 0 | 0 | 0 | 0 | 0 | 0 | 0 | 292250.2184 | 0 | 0 | 0 | 0 | 0 | 0 | 0 | 0 | 0
2016-03-25 06:00 | 0 | 0 | 0 | 0 | 0 | 0 | 0 | 342034 | 0 | 0 | 0 | 0 | 66510.4427 | 0 | 0 | 0 | 0 | 0 | 0 | 5139677.1074 | 0 | 0 | 0 | 0 | 0 | 0 | 0 | 0 | 0 | 0 | 0 | 0 | -70858.9504 | 0 | 0 | 0 | 0 | 0 | 0 | 0 | 0 | 21075.1688 | 292250.2184 | 0 | 0 | 0 | 0 | 0 | 0 | 0 | 0 | 0
2016-03-25 07:00 | 0 | 0 | 0 | 0 | 0 | 113859.732 | 0 | 335251 | 0 | 0 | 0 | 0 | 137369.3931 | 0 | 0 | 0 | 0 | 0 | 0 | 4847426.889 | 0 | 0 | 0 | 0 | 0 | 0 | 0 | 0 | 0 | 0 | 0 | 0 | 70858.9504 | 0 | 0 | 0 | 0 | 0 | 0 | 0 | 0 | 0 | 292250.2184 | 0 | 0 | 0 | 0 | 0 | 0 | 0 | 0 | 0
2016-03-25 08:00 | 0 | 0 | 0 | 0 | 0 | 435270.6032 | 0 | 334299 | 0 | 0 | 0 | 0 | 198884.1747 | 0 | 0 | 0 | 0 | 0 | 0 | 4886883.7106 | 0 | 0 | 0 | 0 | 0 | 0 | 0 | 0 | 0 | 0 | 0 | 0 | 61514.7816 | 0 | 0 | 0 | 0 | 0 | 0 | 0 | 0 | 331707.04 | 292250.2184 | 0 | 0 | 0 | 0 | 0 | 0 | 0 | 0 | 0
2016-03-25 09:00 | 0 | 0 | 0 | 0 | 0 | 0 | 0 | 340714 | 0 | 0 | 0 | 0 | 128025.2243 | 0 | 0 | 0 | 0 | 0 | 0 | 4617028.661 | 0 | 0 | 0 | 0 | 0 | 0 | 0 | 0 | 0 | 0 | 0 | 0 | -70858.9504 | 0 | 0 | 0 | 0 | 0 | 0 | 0 | 0 | 22395.1688 | 292250.2184 | 0 | 0 | 0 | 0 | 0 | 0 | 0 | 0 | 0
2016-03-25 10:00 | 0 | 0 | 0 | 0 | 0 | 8963.5077 | 0 | 358380 | 0 | 0 | 0 | 0 | 70858.9504 | 0 | 0 | 0 | 0 | 0 | 0 | 4324778.4427 | 0 | 0 | 0 | 0 | 0 | 0 | 0 | 0 | 0 | 0 | 0 | 0 | -57166.2739 | 0 | 0 | 0 | 0 | 0 | 0 | 0 | 0 | 0 | 292250.2184 | 0 | 0 | 0 | 0 | 0 | 0 | 0 | 0 | 0
2016-03-25 11:00 | 0 | 0 | 0 | 0 | 0 | 17686.8312 | 0 | 380796 | 0 | 0 | 0 | 0 | 0 | 0 | 0 | 0 | 0 | 0 | 0 | 4032528.2243 | 0 | 0 | 0 | 0 | 0 | 0 | 0 | 0 | 0 | 0 | 0 | 0 | -70858.9504 | 0 | 0 | 0 | 0 | 0 | 0 | 0 | 0 | 0 | 292250.2184 | 0 | 0 | 0 | 0 | 0 | 0 | 0 | 0 | 0
2016-03-25 12:00 | 0 | 0 | 0 | 0 | 0 | 104950.2673 | 4.5143 | 397205 | 0 | 0 | 0 | 0 | 0 | 0 | 0 | 0 | 0 | 0 | 0 | 3740278.0059 | 0 | 0 | 0 | 0 | 0 | 0 | 0 | 0 | 0 | 0 | 0 | 0 | 0 | 0 | 0 | 0 | 0 | 0 | 0 | 0 | 0 | 0 | 292250.2184 | 0 | 0 | 0 | 0 | 0 | 0 | 0 | 0 | 0
2016-03-25 13:00 | 0 | 0 | 0 | 0 | 0 | 5706.7065 | 112550.0751 | 410507 | 0 | 0 | 0 | 0 | 0 | 0 | 0 | 0 | 0 | 0 | 0 | 3448027.7875 | 0 | 0 | 0 | 0 | 0 | 0 | 0 | 0 | 0 | 0 | 0 | 0 | 0 | 0 | 0 | 0 | 0 | 0 | 0 | 0 | 0 | 0 | 292250.2184 | 0 | 0 | 0 | 0 | 0 | 0 | 0 | 0 | 0
2016-03-25 14:00 | 0 | 0 | 0 | 0 | 0 | 0 | 535279.8849 | 419029 | 0 | 0 | 0 | 0 | 0 | 0 | 0 | 0 | 0 | 0 | 0 | 3564278.6724 | 0 | 0 | 0 | 0 | 0 | 0 | 0 | 0 | 0 | 0 | 0 | 0 | 0 | 0 | 0 | 0 | 0 | 0 | 0 | 0 | 0 | 116250.8849 | 0 | 0 | 0 | 0 | 0 | 0 | 0 | 0 | 0 | 0
2016-03-25 15:00 | 0 | 0 | 0 | 0 | 0 | 0 | 752057.04 | 420350 | 0 | 0 | 0 | 0 | 0 | 0 | 0 | 0 | 0 | 0 | 0 | 3895985.7124 | 0 | 0 | 0 | 0 | 0 | 0 | 0 | 0 | 0 | 0 | 0 | 0 | 0 | 0 | 0 | 0 | 0 | 0 | 0 | 0 | 0 | 331707.04 | 0 | 0 | 0 | 0 | 0 | 0 | 0 | 0 | 0 | 0
2016-03-25 16:00 | 0 | 0 | 0 | 0 | 0 | 0 | 749131.04 | 417424 | 0 | 0 | 0 | 0 | 0 | 0 | 0 | 0 | 0 | 0 | 0 | 4227692.7524 | 0 | 0 | 0 | 0 | 0 | 0 | 0 | 0 | 0 | 0 | 0 | 0 | 0 | 0 | 0 | 0 | 0 | 0 | 0 | 0 | 0 | 331707.04 | 0 | 0 | 0 | 0 | 0 | 0 | 0 | 0 | 0 | 0
2016-03-25 17:00 | 0 | 0 | 0 | 0 | 0 | 0 | 815716.9904 | 413151 | 0 | 0 | 0 | 0 | 70858.9504 | 0 | 0 | 0 | 0 | 0 | 0 | 4559399.7924 | 0 | 0 | 0 | 0 | 0 | 0 | 0 | 0 | 0 | 0 | 0 | 0 | 70858.9504 | 0 | 0 | 0 | 0 | 0 | 0 | 0 | 0 | 331707.04 | 0 | 0 | 0 | 0 | 0 | 0 | 0 | 0 | 0 | 0
2016-03-25 18:00 | 0 | 0 | 0 | 0 | 0 | 0 | 811823.9904 | 409258 | 0 | 0 | 0 | 0 | 141717.9008 | 0 | 0 | 0 | 0 | 0 | 0 | 4891106.8324 | 0 | 0 | 0 | 0 | 0 | 0 | 0 | 0 | 0 | 0 | 0 | 0 | 70858.9504 | 0 | 0 | 0 | 0 | 0 | 0 | 0 | 0 | 331707.04 | 0 | 0 | 0 | 0 | 0 | 0 | 0 | 0 | 0 | 0
2016-03-25 19:00 | 0 | 0 | 0 | 0 | 0 | 0 | 794164.3139 | 405291 | 0 | 0 | 0 | 0 | 198884.1747 | 0 | 0 | 0 | 0 | 0 | 0 | 5222813.8724 | 0 | 0 | 0 | 0 | 0 | 0 | 0 | 0 | 0 | 0 | 0 | 0 | 57166.2739 | 0 | 0 | 0 | 0 | 0 | 0 | 0 | 0 | 331707.04 | 0 | 0 | 0 | 0 | 0 | 0 | 0 | 0 | 0 | 0
2016-03-25 20:00 | 0 | 0 | 0 | 0 | 0 | 0 | 734168.04 | 402461 | 0 | 0 | 0 | 0 | 198884.1747 | 0 | 0 | 0 | 0 | 0 | 0 | 5554520.9124 | 0 | 0 | 0 | 0 | 0 | 0 | 0 | 0 | 0 | 0 | 0 | 0 | 0 | 0 | 0 | 0 | 0 | 0 | 0 | 0 | 0 | 331707.04 | 0 | 0 | 0 | 0 | 0 | 0 | 0 | 0 | 0 | 0
2016-03-25 21:00 | 0 | 0 | 0 | 0 | 0 | 0 | 733347.04 | 401640 | 0 | 0 | 0 | 0 | 198884.1747 | 0 | 0 | 0 | 0 | 0 | 0 | 5886227.9524 | 0 | 0 | 0 | 0 | 0 | 0 | 0 | 0 | 0 | 0 | 0 | 0 | 0 | 0 | 0 | 0 | 0 | 0 | 0 | 0 | 0 | 331707.04 | 0 | 0 | 0 | 0 | 0 | 0 | 0 | 0 | 0 | 0
2016-03-25 22:00 | 0 | 0 | 0 | 0 | 0 | 0 | 731326.04 | 399619 | 0 | 0 | 0 | 0 | 198884.1747 | 0 | 0 | 0 | 0 | 0 | 0 | 6217934.9924 | 0 | 0 | 0 | 0 | 0 | 0 | 0 | 0 | 0 | 0 | 0 | 0 | 0 | 0 | 0 | 0 | 0 | 0 | 0 | 0 | 0 | 331707.04 | 0 | 0 | 0 | 0 | 0 | 0 | 0 | 0 | 0 | 0
2016-03-25 23:00 | 0 | 0 | 0 | 0 | 0 | 0 | 621126.6374 | 400658 | 0 | 0 | 0 | 0 | 198884.1747 | 0 | 0 | 0 | 0 | 0 | 0 | 6438403.6298 | 0 | 0 | 0 | 0 | 0 | 0 | 0 | 0 | 0 | 0 | 0 | 0 | 0 | 0 | 0 | 0 | 0 | 0 | 0 | 0 | 0 | 220468.6374 | 0 | 0 | 0 | 0 | 0 | 0 | 0 | 0 | 0 | 0
2016-03-26 | 0 | 0 | 0 | 0 | 0 | 0 | 337931.1283 | 407842 | 0 | 0 | 0 | 0 | 198884.1747 | 0 | 0 | 0 | 0 | 0 | 0 | 6368492.7581 | 0 | 0 | 0 | 0 | 0 | 0 | 0 | 0 | 0 | 0 | 0 | 0 | 0 | 0 | 0 | 0 | 0 | 0 | 0 | 0 | 0 | 222339.3467 | 292250.2184 | 0 | 0 | 0 | 0 | 0 | 0 | 0 | 0 | 0
2016-03-26 01:00 | 0 | 0 | 0 | 0 | 0 | 11045.2538 | 32274.5774 | 406429 | 0 | 0 | 0 | 0 | 128025.2243 | 0 | 0 | 0 | 0 | 0 | 0 | 6076242.5398 | 0 | 0 | 0 | 0 | 0 | 0 | 0 | 0 | 0 | 0 | 0 | 0 | -70858.9504 | 0 | 0 | 0 | 0 | 0 | 0 | 0 | 0 | 0 | 292250.2184 | 0 | 0 | 0 | 0 | 0 | 0 | 0 | 0 | 0
2016-03-26 02:00 | 0 | 0 | 0 | 0 | 0 | 33217.8312 | 0 | 396327 | 0 | 0 | 0 | 0 | 57166.2739 | 0 | 0 | 0 | 0 | 0 | 0 | 5783992.3214 | 0 | 0 | 0 | 0 | 0 | 0 | 0 | 0 | 0 | 0 | 0 | 0 | -70858.9504 | 0 | 0 | 0 | 0 | 0 | 0 | 0 | 0 | 0 | 292250.2184 | 0 | 0 | 0 | 0 | 0 | 0 | 0 | 0 | 0
2016-03-26 03:00 | 0 | 0 | 0 | 0 | 0 | 491904.772 | 0 | 381589 | 0 | 0 | 0 | 0 | 128025.2243 | 0 | 0 | 0 | 0 | 0 | 0 | 5823449.143 | 0 | 0 | 0 | 0 | 0 | 0 | 0 | 0 | 0 | 0 | 0 | 0 | 70858.9504 | 0 | 0 | 0 | 0 | 0 | 0 | 0 | 0 | 331707.04 | 292250.2184 | 0 | 0 | 0 | 0 | 0 | 0 | 0 | 0 | 0
2016-03-26 04:00 | 0 | 0 | 0 | 0 | 0 | 143826.732 | 0 | 365218 | 0 | 0 | 0 | 0 | 198884.1747 | 0 | 0 | 0 | 0 | 0 | 0 | 5531198.9246 | 0 | 0 | 0 | 0 | 0 | 0 | 0 | 0 | 0 | 0 | 0 | 0 | 70858.9504 | 0 | 0 | 0 | 0 | 0 | 0 | 0 | 0 | 0 | 292250.2184 | 0 | 0 | 0 | 0 | 0 | 0 | 0 | 0 | 0
2016-03-26 05:00 | 0 | 0 | 0 | 0 | 0 | 0 | 0 | 350691 | 0 | 0 | 0 | 0 | 140443.3931 | 0 | 0 | 0 | 0 | 0 | 0 | 5238948.7062 | 0 | 0 | 0 | 0 | 0 | 0 | 0 | 0 | 0 | 0 | 0 | 0 | -58440.7816 | 0 | 0 | 0 | 0 | 0 | 0 | 0 | 0 | 0 | 292250.2184 | 0 | 0 | 0 | 0 | 0 | 0 | 0 | 0 | 0
2016-03-26 06:00 | 0 | 0 | 0 | 0 | 0 | 0 | 0 | 340886 | 0 | 0 | 0 | 0 | 69584.4427 | 0 | 0 | 0 | 0 | 0 | 0 | 4968921.6566 | 0 | 0 | 0 | 0 | 0 | 0 | 0 | 0 | 0 | 0 | 0 | 0 | -70858.9504 | 0 | 0 | 0 | 0 | 0 | 0 | 0 | 0 | 22223.1688 | 292250.2184 | 0 | 0 | 0 | 0 | 0 | 0 | 0 | 0 | 0
2016-03-26 07:00 | 0 | 0 | 0 | 0 | 0 | 42930.2894 | 0 | 333906 | 0 | 0 | 0 | 0 | 70858.9504 | 0 | 0 | 0 | 0 | 0 | 0 | 4676671.4382 | 0 | 0 | 0 | 0 | 0 | 0 | 0 | 0 | 0 | 0 | 0 | 0 | 1274.5077 | 0 | 0 | 0 | 0 | 0 | 0 | 0 | 0 | 0 | 292250.2184 | 0 | 0 | 0 | 0 | 0 | 0 | 0 | 0 | 0
2016-03-26 08:00 | 0 | 0 | 0 | 0 | 0 | 300208.8712 | 0 | 331611 | 0 | 0 | 0 | 0 | 0 | 0 | 0 | 0 | 0 | 0 | 0 | 4716128.2598 | 0 | 0 | 0 | 0 | 0 | 0 | 0 | 0 | 0 | 0 | 0 | 0 | -70858.9504 | 0 | 0 | 0 | 0 | 0 | 0 | 0 | 0 | 331707.04 | 292250.2184 | 0 | 0 | 0 | 0 | 0 | 0 | 0 | 0 | 0
2016-03-26 09:00 | 0 | 0 | 0 | 0 | 0 | 41969.7816 | 0 | 334220 | 0 | 0 | 0 | 0 | 0 | 0 | 0 | 0 | 0 | 0 | 0 | 4423878.0415 | 0 | 0 | 0 | 0 | 0 | 0 | 0 | 0 | 0 | 0 | 0 | 0 | 0 | 0 | 0 | 0 | 0 | 0 | 0 | 0 | 0 | 0 | 292250.2184 | 0 | 0 | 0 | 0 | 0 | 0 | 0 | 0 | 0
2016-03-26 10:00 | 0 | 0 | 0 | 0 | 0 | 121032.732 | 0 | 342424 | 0 | 0 | 0 | 0 | 70858.9504 | 0 | 0 | 0 | 0 | 0 | 0 | 4131627.8231 | 0 | 0 | 0 | 0 | 0 | 0 | 0 | 0 | 0 | 0 | 0 | 0 | 70858.9504 | 0 | 0 | 0 | 0 | 0 | 0 | 0 | 0 | 0 | 292250.2184 | 0 | 0 | 0 | 0 | 0 | 0 | 0 | 0 | 0
2016-03-26 11:00 | 0 | 0 | 0 | 0 | 0 | 62413.7816 | 0 | 354664 | 0 | 0 | 0 | 0 | 70858.9504 | 0 | 0 | 0 | 0 | 0 | 0 | 3839377.6047 | 0 | 0 | 0 | 0 | 0 | 0 | 0 | 0 | 0 | 0 | 0 | 0 | 0 | 0 | 0 | 0 | 0 | 0 | 0 | 0 | 0 | 0 | 292250.2184 | 0 | 0 | 0 | 0 | 0 | 0 | 0 | 0 | 0
2016-03-26 12:00 | 0 | 0 | 0 | 0 | 0 | 6302.493 | 11.3383 | 369423 | 0 | 0 | 0 | 0 | 0 | 0 | 0 | 0 | 0 | 0 | 0 | 3547127.3863 | 0 | 0 | 0 | 0 | 0 | 0 | 0 | 0 | 0 | 0 | 0 | 0 | -70858.9504 | 0 | 0 | 0 | 0 | 0 | 0 | 0 | 0 | 0 | 292250.2184 | 0 | 0 | 0 | 0 | 0 | 0 | 0 | 0 | 0
2016-03-26 13:00 | 0 | 0 | 0 | 0 | 0 | 0 | 104011.9666 | 382245 | 0 | 0 | 0 | 0 | 0 | 0 | 0 | 0 | 0 | 0 | 0 | 3268894.3529 | 0 | 0 | 0 | 0 | 0 | 0 | 0 | 0 | 0 | 0 | 0 | 0 | 0 | 0 | 0 | 0 | 0 | 0 | 0 | 0 | 0 | 14017.1849 | 292250.2184 | 0 | 0 | 0 | 0 | 0 | 0 | 0 | 0 | 0
2016-03-26 14:00 | 0 | 0 | 0 | 0 | 0 | 0 | 505582.2114 | 389687 | 0 | 0 | 0 | 0 | 0 | 0 | 0 | 0 | 0 | 0 | 0 | 3384789.5642 | 0 | 0 | 0 | 0 | 0 | 0 | 0 | 0 | 0 | 0 | 0 | 0 | 0 | 0 | 0 | 0 | 0 | 0 | 0 | 0 | 0 | 115895.2114 | 0 | 0 | 0 | 0 | 0 | 0 | 0 | 0 | 0 | 0
2016-03-26 15:00 | 0 | 0 | 0 | 0 | 0 | 0 | 723086.04 | 391379 | 0 | 0 | 0 | 0 | 0 | 0 | 0 | 0 | 0 | 0 | 0 | 3716496.6042 | 0 | 0 | 0 | 0 | 0 | 0 | 0 | 0 | 0 | 0 | 0 | 0 | 0 | 0 | 0 | 0 | 0 | 0 | 0 | 0 | 0 | 331707.04 | 0 | 0 | 0 | 0 | 0 | 0 | 0 | 0 | 0 | 0
2016-03-26 16:00 | 0 | 0 | 0 | 0 | 0 | 0 | 792359.9904 | 389794 | 0 | 0 | 0 | 0 | 70858.9504 | 0 | 0 | 0 | 0 | 0 | 0 | 4048203.6442 | 0 | 0 | 0 | 0 | 0 | 0 | 0 | 0 | 0 | 0 | 0 | 0 | 70858.9504 | 0 | 0 | 0 | 0 | 0 | 0 | 0 | 0 | 331707.04 | 0 | 0 | 0 | 0 | 0 | 0 | 0 | 0 | 0 | 0
2016-03-26 17:00 | 0 | 0 | 0 | 0 | 0 | 0 | 788246.9904 | 385681 | 0 | 0 | 0 | 0 | 141717.9008 | 0 | 0 | 0 | 0 | 0 | 0 | 4379910.6842 | 0 | 0 | 0 | 0 | 0 | 0 | 0 | 0 | 0 | 0 | 0 | 0 | 70858.9504 | 0 | 0 | 0 | 0 | 0 | 0 | 0 | 0 | 331707.04 | 0 | 0 | 0 | 0 | 0 | 0 | 0 | 0 | 0 | 0
2016-03-26 18:00 | 0 | 0 | 0 | 0 | 0 | 0 | 769918.3139 | 381045 | 0 | 0 | 0 | 0 | 198884.1747 | 0 | 0 | 0 | 0 | 0 | 0 | 4711617.7242 | 0 | 0 | 0 | 0 | 0 | 0 | 0 | 0 | 0 | 0 | 0 | 0 | 57166.2739 | 0 | 0 | 0 | 0 | 0 | 0 | 0 | 0 | 331707.04 | 0 | 0 | 0 | 0 | 0 | 0 | 0 | 0 | 0 | 0
2016-03-26 19:00 | 0 | 0 | 0 | 0 | 0 | 0 | 710396.04 | 378689 | 0 | 0 | 0 | 0 | 198884.1747 | 0 | 0 | 0 | 0 | 0 | 0 | 5043324.7642 | 0 | 0 | 0 | 0 | 0 | 0 | 0 | 0 | 0 | 0 | 0 | 0 | 0 | 0 | 0 | 0 | 0 | 0 | 0 | 0 | 0 | 331707.04 | 0 | 0 | 0 | 0 | 0 | 0 | 0 | 0 | 0 | 0
2016-03-26 20:00 | 0 | 0 | 0 | 0 | 0 | 0 | 710320.04 | 378613 | 0 | 0 | 0 | 0 | 198884.1747 | 0 | 0 | 0 | 0 | 0 | 0 | 5375031.8042 | 0 | 0 | 0 | 0 | 0 | 0 | 0 | 0 | 0 | 0 | 0 | 0 | 0 | 0 | 0 | 0 | 0 | 0 | 0 | 0 | 0 | 331707.04 | 0 | 0 | 0 | 0 | 0 | 0 | 0 | 0 | 0 | 0
2016-03-26 21:00 | 0 | 0 | 0 | 0 | 0 | 0 | 711722.04 | 380015 | 0 | 0 | 0 | 0 | 198884.1747 | 0 | 0 | 0 | 0 | 0 | 0 | 5706738.8442 | 0 | 0 | 0 | 0 | 0 | 0 | 0 | 0 | 0 | 0 | 0 | 0 | 0 | 0 | 0 | 0 | 0 | 0 | 0 | 0 | 0 | 331707.04 | 0 | 0 | 0 | 0 | 0 | 0 | 0 | 0 | 0 | 0
2016-03-26 22:00 | 0 | 0 | 0 | 0 | 0 | 0 | 713882.04 | 382175 | 0 | 0 | 0 | 0 | 198884.1747 | 0 | 0 | 0 | 0 | 0 | 0 | 6038445.8842 | 0 | 0 | 0 | 0 | 0 | 0 | 0 | 0 | 0 | 0 | 0 | 0 | 0 | 0 | 0 | 0 | 0 | 0 | 0 | 0 | 0 | 331707.04 | 0 | 0 | 0 | 0 | 0 | 0 | 0 | 0 | 0 | 0
2016-03-26 23:00 | 0 | 0 | 0 | 0 | 0 | 0 | 627626.979 | 387402 | 0 | 0 | 0 | 0 | 128025.2243 | 0 | 0 | 0 | 0 | 0 | 0 | 6349529.8136 | 0 | 0 | 0 | 0 | 0 | 0 | 0 | 0 | 0 | 0 | 0 | 0 | -70858.9504 | 0 | 0 | 0 | 0 | 0 | 0 | 0 | 0 | 311083.9294 | 0 | 0 | 0 | 0 | 0 | 0 | 0 | 0 | 0 | 0
2016-03-27 | 0 | 0 | 0 | 0 | 0 | 0 | 366085.2776 | 397354 | 0 | 0 | 0 | 0 | 96756.5018 | 0 | 0 | 0 | 0 | 0 | 0 | 6349529.8136 | 0 | 0 | 0 | 0 | 0 | 0 | 0 | 0 | 0 | 0 | 0 | 0 | -31268.7224 | 0 | 0 | 0 | 0 | 0 | 0 | 0 | 0 | 0 | 0 | 0 | 0 | 0 | 0 | 0 | 0 | 0 | 0 | 0
2016-03-27 01:00 | 0 | 0 | 0 | 0 | 0 | 73341.8268 | 34020.185 | 397754 | 0 | 0 | 0 | 0 | 98614.732 | 0 | 0 | 0 | 0 | 0 | 0 | 6057279.5952 | 0 | 0 | 0 | 0 | 0 | 0 | 0 | 0 | 0 | 0 | 0 | 0 | 1858.2302 | 0 | 0 | 0 | 0 | 0 | 0 | 0 | 0 | 0 | 292250.2184 | 0 | 0 | 0 | 0 | 0 | 0 | 0 | 0 | 0
2016-03-27 02:00 | 0 | 0 | 0 | 0 | 0 | 26108.8312 | 0 | 389218 | 0 | 0 | 0 | 0 | 27755.7816 | 0 | 0 | 0 | 0 | 0 | 0 | 5765029.3768 | 0 | 0 | 0 | 0 | 0 | 0 | 0 | 0 | 0 | 0 | 0 | 0 | -70858.9504 | 0 | 0 | 0 | 0 | 0 | 0 | 0 | 0 | 0 | 292250.2184 | 0 | 0 | 0 | 0 | 0 | 0 | 0 | 0 | 0
2016-03-27 03:00 | 0 | 0 | 0 | 0 | 0 | 154291.732 | 0 | 375683 | 0 | 0 | 0 | 0 | 98614.732 | 0 | 0 | 0 | 0 | 0 | 0 | 5472779.1585 | 0 | 0 | 0 | 0 | 0 | 0 | 0 | 0 | 0 | 0 | 0 | 0 | 70858.9504 | 0 | 0 | 0 | 0 | 0 | 0 | 0 | 0 | 0 | 292250.2184 | 0 | 0 | 0 | 0 | 0 | 0 | 0 | 0 | 0
2016-03-27 04:00 | 0 | 0 | 0 | 0 | 0 | 137811.732 | 0 | 359203 | 0 | 0 | 0 | 0 | 169473.6824 | 0 | 0 | 0 | 0 | 0 | 0 | 5180528.9401 | 0 | 0 | 0 | 0 | 0 | 0 | 0 | 0 | 0 | 0 | 0 | 0 | 70858.9504 | 0 | 0 | 0 | 0 | 0 | 0 | 0 | 0 | 0 | 292250.2184 | 0 | 0 | 0 | 0 | 0 | 0 | 0 | 0 | 0
2016-03-27 05:00 | 0 | 0 | 0 | 0 | 0 | 0 | 0 | 343173 | 0 | 0 | 0 | 0 | 98614.732 | 0 | 0 | 0 | 0 | 0 | 0 | 4908214.8905 | 0 | 0 | 0 | 0 | 0 | 0 | 0 | 0 | 0 | 0 | 0 | 0 | -70858.9504 | 0 | 0 | 0 | 0 | 0 | 0 | 0 | 0 | 19936.1688 | 292250.2184 | 0 | 0 | 0 | 0 | 0 | 0 | 0 | 0 | 0
2016-03-27 06:00 | 0 | 0 | 0 | 0 | 0 | 109809.732 | 0 | 331201 | 0 | 0 | 0 | 0 | 169473.6824 | 0 | 0 | 0 | 0 | 0 | 0 | 4615964.6721 | 0 | 0 | 0 | 0 | 0 | 0 | 0 | 0 | 0 | 0 | 0 | 0 | 70858.9504 | 0 | 0 | 0 | 0 | 0 | 0 | 0 | 0 | 0 | 292250.2184 | 0 | 0 | 0 | 0 | 0 | 0 | 0 | 0 | 0
2016-03-27 07:00 | 0 | 0 | 0 | 0 | 0 | 0 | 0 | 323577 | 0 | 0 | 0 | 0 | 98614.732 | 0 | 0 | 0 | 0 | 0 | 0 | 4363246.6225 | 0 | 0 | 0 | 0 | 0 | 0 | 0 | 0 | 0 | 0 | 0 | 0 | -70858.9504 | 0 | 0 | 0 | 0 | 0 | 0 | 0 | 0 | 39532.1688 | 292250.2184 | 0 | 0 | 0 | 0 | 0 | 0 | 0 | 0 | 0
2016-03-27 08:00 | 0 | 0 | 0 | 0 | 0 | 0 | 0 | 320006 | 0 | 0 | 0 | 0 | 70858.9504 | 0 | 0 | 0 | 0 | 0 | 0 | 4070996.4041 | 0 | 0 | 0 | 0 | 0 | 0 | 0 | 0 | 0 | 0 | 0 | 0 | -27755.7816 | 0 | 0 | 0 | 0 | 0 | 0 | 0 | 0 | 0 | 292250.2184 | 0 | 0 | 0 | 0 | 0 | 0 | 0 | 0 | 0
2016-03-27 09:00 | 0 | 0 | 0 | 0 | 0 | 0 | 0 | 321002 | 0 | 0 | 0 | 0 | 0 | 0 | 0 | 0 | 0 | 0 | 0 | 3820853.3545 | 0 | 0 | 0 | 0 | 0 | 0 | 0 | 0 | 0 | 0 | 0 | 0 | -70858.9504 | 0 | 0 | 0 | 0 | 0 | 0 | 0 | 0 | 42107.1688 | 292250.2184 | 0 | 0 | 0 | 0 | 0 | 0 | 0 | 0 | 0
2016-03-27 10:00 | 0 | 0 | 0 | 0 | 0 | 105303.732 | 0 | 326695 | 0 | 0 | 0 | 0 | 70858.9504 | 0 | 0 | 0 | 0 | 0 | 0 | 3528603.1361 | 0 | 0 | 0 | 0 | 0 | 0 | 0 | 0 | 0 | 0 | 0 | 0 | 70858.9504 | 0 | 0 | 0 | 0 | 0 | 0 | 0 | 0 | 0 | 292250.2184 | 0 | 0 | 0 | 0 | 0 | 0 | 0 | 0 | 0
2016-03-27 11:00 | 0 | 0 | 0 | 0 | 0 | 0 | 0 | 335550 | 0 | 0 | 0 | 0 | 0 | 0 | 0 | 0 | 0 | 0 | 0 | 3263912.0865 | 0 | 0 | 0 | 0 | 0 | 0 | 0 | 0 | 0 | 0 | 0 | 0 | -70858.9504 | 0 | 0 | 0 | 0 | 0 | 0 | 0 | 0 | 27559.1688 | 292250.2184 | 0 | 0 | 0 | 0 | 0 | 0 | 0 | 0 | 0
2016-03-27 12:00 | 0 | 0 | 0 | 0 | 0 | 389474.2448 | 20.5768 | 350038 | 0 | 0 | 0 | 0 | 0 | 0 | 0 | 0 | 0 | 0 | 0 | 3303368.9081 | 0 | 0 | 0 | 0 | 0 | 0 | 0 | 0 | 0 | 0 | 0 | 0 | 0 | 0 | 0 | 0 | 0 | 0 | 0 | 0 | 0 | 331707.04 | 292250.2184 | 0 | 0 | 0 | 0 | 0 | 0 | 0 | 0 | 0
2016-03-27 13:00 | 0 | 0 | 0 | 0 | 0 | 0 | 182887.9137 | 364893 | 0 | 0 | 0 | 0 | 0 | 0 | 0 | 0 | 0 | 0 | 0 | 3121363.8218 | 0 | 0 | 0 | 0 | 0 | 0 | 0 | 0 | 0 | 0 | 0 | 0 | 0 | 0 | 0 | 0 | 0 | 0 | 0 | 0 | 0 | 110245.1321 | 292250.2184 | 0 | 0 | 0 | 0 | 0 | 0 | 0 | 0 | 0
2016-03-27 14:00 | 0 | 0 | 0 | 0 | 0 | 0 | 560358.1422 | 373526 | 0 | 0 | 0 | 0 | 0 | 0 | 0 | 0 | 0 | 0 | 0 | 3308195.964 | 0 | 0 | 0 | 0 | 0 | 0 | 0 | 0 | 0 | 0 | 0 | 0 | 0 | 0 | 0 | 0 | 0 | 0 | 0 | 0 | 0 | 186832.1422 | 0 | 0 | 0 | 0 | 0 | 0 | 0 | 0 | 0 | 0
2016-03-27 15:00 | 0 | 0 | 0 | 0 | 0 | 0 | 707825.04 | 376118 | 0 | 0 | 0 | 0 | 0 | 0 | 0 | 0 | 0 | 0 | 0 | 3639903.004 | 0 | 0 | 0 | 0 | 0 | 0 | 0 | 0 | 0 | 0 | 0 | 0 | 0 | 0 | 0 | 0 | 0 | 0 | 0 | 0 | 0 | 331707.04 | 0 | 0 | 0 | 0 | 0 | 0 | 0 | 0 | 0 | 0
2016-03-27 16:00 | 0 | 0 | 0 | 0 | 0 | 0 | 779261.9904 | 376696 | 0 | 0 | 0 | 0 | 70858.9504 | 0 | 0 | 0 | 0 | 0 | 0 | 3971610.044 | 0 | 0 | 0 | 0 | 0 | 0 | 0 | 0 | 0 | 0 | 0 | 0 | 70858.9504 | 0 | 0 | 0 | 0 | 0 | 0 | 0 | 0 | 331707.04 | 0 | 0 | 0 | 0 | 0 | 0 | 0 | 0 | 0 | 0
2016-03-27 17:00 | 0 | 0 | 0 | 0 | 0 | 0 | 776615.9904 | 374050 | 0 | 0 | 0 | 0 | 141717.9008 | 0 | 0 | 0 | 0 | 0 | 0 | 4303317.084 | 0 | 0 | 0 | 0 | 0 | 0 | 0 | 0 | 0 | 0 | 0 | 0 | 70858.9504 | 0 | 0 | 0 | 0 | 0 | 0 | 0 | 0 | 331707.04 | 0 | 0 | 0 | 0 | 0 | 0 | 0 | 0 | 0 | 0
2016-03-27 18:00 | 0 | 0 | 0 | 0 | 0 | 0 | 758297.3139 | 369424 | 0 | 0 | 0 | 0 | 198884.1747 | 0 | 0 | 0 | 0 | 0 | 0 | 4635024.124 | 0 | 0 | 0 | 0 | 0 | 0 | 0 | 0 | 0 | 0 | 0 | 0 | 57166.2739 | 0 | 0 | 0 | 0 | 0 | 0 | 0 | 0 | 331707.04 | 0 | 0 | 0 | 0 | 0 | 0 | 0 | 0 | 0 | 0
2016-03-27 19:00 | 0 | 0 | 0 | 0 | 0 | 0 | 627441.0896 | 366593 | 0 | 0 | 0 | 0 | 128025.2243 | 0 | 0 | 0 | 0 | 0 | 0 | 4966731.164 | 0 | 0 | 0 | 0 | 0 | 0 | 0 | 0 | 0 | 0 | 0 | 0 | -70858.9504 | 0 | 0 | 0 | 0 | 0 | 0 | 0 | 0 | 331707.04 | 0 | 0 | 0 | 0 | 0 | 0 | 0 | 0 | 0 | 0
2016-03-27 20:00 | 0 | 0 | 0 | 0 | 0 | 0 | 768482.9904 | 365917 | 0 | 0 | 0 | 0 | 198884.1747 | 0 | 0 | 0 | 0 | 0 | 0 | 5298438.204 | 0 | 0 | 0 | 0 | 0 | 0 | 0 | 0 | 0 | 0 | 0 | 0 | 70858.9504 | 0 | 0 | 0 | 0 | 0 | 0 | 0 | 0 | 331707.04 | 0 | 0 | 0 | 0 | 0 | 0 | 0 | 0 | 0 | 0
2016-03-27 21:00 | 0 | 0 | 0 | 0 | 0 | 0 | 697901.04 | 366194 | 0 | 0 | 0 | 0 | 198884.1747 | 0 | 0 | 0 | 0 | 0 | 0 | 5630145.244 | 0 | 0 | 0 | 0 | 0 | 0 | 0 | 0 | 0 | 0 | 0 | 0 | 0 | 0 | 0 | 0 | 0 | 0 | 0 | 0 | 0 | 331707.04 | 0 | 0 | 0 | 0 | 0 | 0 | 0 | 0 | 0 | 0
2016-03-27 22:00 | 0 | 0 | 0 | 0 | 0 | 0 | 701445.04 | 369738 | 0 | 0 | 0 | 0 | 198884.1747 | 0 | 0 | 0 | 0 | 0 | 0 | 5961852.284 | 0 | 0 | 0 | 0 | 0 | 0 | 0 | 0 | 0 | 0 | 0 | 0 | 0 | 0 | 0 | 0 | 0 | 0 | 0 | 0 | 0 | 331707.04 | 0 | 0 | 0 | 0 | 0 | 0 | 0 | 0 | 0 | 0
2016-03-27 23:00 | 0 | 0 | 0 | 0 | 0 | 0 | 660454.5239 | 378549 | 0 | 0 | 0 | 0 | 198884.1747 | 0 | 0 | 0 | 0 | 0 | 0 | 6243757.808 | 0 | 0 | 0 | 0 | 0 | 0 | 0 | 0 | 0 | 0 | 0 | 0 | 0 | 0 | 0 | 0 | 0 | 0 | 0 | 0 | 0 | 281905.5239 | 0 | 0 | 0 | 0 | 0 | 0 | 0 | 0 | 0 | 0
2016-03-28 | 0 | 0 | 0 | 0 | 0 | 0 | 349526.4165 | 389831 | 0 | 0 | 0 | 0 | 141717.9008 | 0 | 0 | 0 | 0 | 0 | 0 | 6260619.4983 | 0 | 0 | 0 | 0 | 0 | 0 | 0 | 0 | 0 | 0 | 0 | 0 | -57166.2739 | 0 | 0 | 0 | 0 | 0 | 0 | 0 | 0 | 16861.6903 | 0 | 0 | 0 | 0 | 0 | 0 | 0 | 0 | 0 | 0
2016-03-28 01:00 | 0 | 0 | 0 | 0 | 0 | 258833.8184 | 28652.7992 | 391812 | 0 | 0 | 0 | 0 | 70858.9504 | 0 | 0 | 0 | 0 | 0 | 0 | 6227153.0663 | 0 | 0 | 0 | 0 | 0 | 0 | 0 | 0 | 0 | 0 | 0 | 0 | -70858.9504 | 0 | 0 | 0 | 0 | 0 | 0 | 0 | 0 | 258783.7864 | 292250.2184 | 0 | 0 | 0 | 0 | 0 | 0 | 0 | 0 | 0
2016-03-28 02:00 | 0 | 0 | 0 | 0 | 0 | 351527.8712 | 0 | 382930 | 0 | 0 | 0 | 0 | 0 | 0 | 0 | 0 | 0 | 0 | 0 | 6266609.8879 | 0 | 0 | 0 | 0 | 0 | 0 | 0 | 0 | 0 | 0 | 0 | 0 | -70858.9504 | 0 | 0 | 0 | 0 | 0 | 0 | 0 | 0 | 331707.04 | 292250.2184 | 0 | 0 | 0 | 0 | 0 | 0 | 0 | 0 | 0
2016-03-28 03:00 | 0 | 0 | 0 | 0 | 0 | 146673.732 | 0 | 368065 | 0 | 0 | 0 | 0 | 70858.9504 | 0 | 0 | 0 | 0 | 0 | 0 | 5974359.6695 | 0 | 0 | 0 | 0 | 0 | 0 | 0 | 0 | 0 | 0 | 0 | 0 | 70858.9504 | 0 | 0 | 0 | 0 | 0 | 0 | 0 | 0 | 0 | 292250.2184 | 0 | 0 | 0 | 0 | 0 | 0 | 0 | 0 | 0
2016-03-28 04:00 | 0 | 0 | 0 | 0 | 0 | 129093.732 | 0 | 350485 | 0 | 0 | 0 | 0 | 141717.9008 | 0 | 0 | 0 | 0 | 0 | 0 | 5682109.4511 | 0 | 0 | 0 | 0 | 0 | 0 | 0 | 0 | 0 | 0 | 0 | 0 | 70858.9504 | 0 | 0 | 0 | 0 | 0 | 0 | 0 | 0 | 0 | 292250.2184 | 0 | 0 | 0 | 0 | 0 | 0 | 0 | 0 | 0
2016-03-28 05:00 | 0 | 0 | 0 | 0 | 0 | 0 | 0 | 337077 | 0 | 0 | 0 | 0 | 70858.9504 | 0 | 0 | 0 | 0 | 0 | 0 | 5415891.4015 | 0 | 0 | 0 | 0 | 0 | 0 | 0 | 0 | 0 | 0 | 0 | 0 | -70858.9504 | 0 | 0 | 0 | 0 | 0 | 0 | 0 | 0 | 26032.1688 | 292250.2184 | 0 | 0 | 0 | 0 | 0 | 0 | 0 | 0 | 0
2016-03-28 06:00 | 0 | 0 | 0 | 0 | 0 | 438488.772 | 0 | 328173 | 0 | 0 | 0 | 0 | 141717.9008 | 0 | 0 | 0 | 0 | 0 | 0 | 5455348.2231 | 0 | 0 | 0 | 0 | 0 | 0 | 0 | 0 | 0 | 0 | 0 | 0 | 70858.9504 | 0 | 0 | 0 | 0 | 0 | 0 | 0 | 0 | 331707.04 | 292250.2184 | 0 | 0 | 0 | 0 | 0 | 0 | 0 | 0 | 0
2016-03-28 07:00 | 0 | 0 | 0 | 0 | 0 | 0 | 0 | 323301 | 0 | 0 | 0 | 0 | 110667.1192 | 0 | 0 | 0 | 0 | 0 | 0 | 5163098.0047 | 0 | 0 | 0 | 0 | 0 | 0 | 0 | 0 | 0 | 0 | 0 | 0 | -31050.7816 | 0 | 0 | 0 | 0 | 0 | 0 | 0 | 0 | 0 | 292250.2184 | 0 | 0 | 0 | 0 | 0 | 0 | 0 | 0 | 0
2016-03-28 08:00 | 0 | 0 | 0 | 0 | 0 | 0 | 0 | 324491 | 0 | 0 | 0 | 0 | 39808.1688 | 0 | 0 | 0 | 0 | 0 | 0 | 4909465.9551 | 0 | 0 | 0 | 0 | 0 | 0 | 0 | 0 | 0 | 0 | 0 | 0 | -70858.9504 | 0 | 0 | 0 | 0 | 0 | 0 | 0 | 0 | 38618.1688 | 292250.2184 | 0 | 0 | 0 | 0 | 0 | 0 | 0 | 0 | 0
2016-03-28 09:00 | 0 | 0 | 0 | 0 | 0 | 75824.5632 | 0 | 337024 | 0 | 0 | 0 | 0 | 70858.9504 | 0 | 0 | 0 | 0 | 0 | 0 | 4617215.7367 | 0 | 0 | 0 | 0 | 0 | 0 | 0 | 0 | 0 | 0 | 0 | 0 | 31050.7816 | 0 | 0 | 0 | 0 | 0 | 0 | 0 | 0 | 0 | 292250.2184 | 0 | 0 | 0 | 0 | 0 | 0 | 0 | 0 | 0
2016-03-28 10:00 | 0 | 0 | 0 | 0 | 0 | 233.8312 | 0 | 363343 | 0 | 0 | 0 | 0 | 0 | 0 | 0 | 0 | 0 | 0 | 0 | 4324965.5184 | 0 | 0 | 0 | 0 | 0 | 0 | 0 | 0 | 0 | 0 | 0 | 0 | -70858.9504 | 0 | 0 | 0 | 0 | 0 | 0 | 0 | 0 | 0 | 292250.2184 | 0 | 0 | 0 | 0 | 0 | 0 | 0 | 0 | 0
2016-03-28 11:00 | 0 | 0 | 0 | 0 | 0 | 100519.7816 | 0 | 392770 | 0 | 0 | 0 | 0 | 0 | 0 | 0 | 0 | 0 | 0 | 0 | 4032715.3 | 0 | 0 | 0 | 0 | 0 | 0 | 0 | 0 | 0 | 0 | 0 | 0 | 0 | 0 | 0 | 0 | 0 | 0 | 0 | 0 | 0 | 0 | 292250.2184 | 0 | 0 | 0 | 0 | 0 | 0 | 0 | 0 | 0
2016-03-28 12:00 | 0 | 0 | 0 | 0 | 0 | 450311.1324 | 37.6892 | 410892 | 0 | 0 | 0 | 0 | 0 | 0 | 0 | 0 | 0 | 0 | 0 | 4072172.1216 | 0 | 0 | 0 | 0 | 0 | 0 | 0 | 0 | 0 | 0 | 0 | 0 | 0 | 0 | 0 | 0 | 0 | 0 | 0 | 0 | 0 | 331707.04 | 292250.2184 | 0 | 0 | 0 | 0 | 0 | 0 | 0 | 0 | 0
2016-03-28 13:00 | 0 | 0 | 0 | 0 | 0 | 0 | 167279.1569 | 421543 | 0 | 0 | 0 | 0 | 0 | 0 | 0 | 0 | 0 | 0 | 0 | 3817908.2785 | 0 | 0 | 0 | 0 | 0 | 0 | 0 | 0 | 0 | 0 | 0 | 0 | 0 | 0 | 0 | 0 | 0 | 0 | 0 | 0 | 0 | 37986.3753 | 292250.2184 | 0 | 0 | 0 | 0 | 0 | 0 | 0 | 0 | 0
2016-03-28 14:00 | 0 | 0 | 0 | 0 | 0 | 0 | 473637.24 | 429601 | 0 | 0 | 0 | 0 | 0 | 0 | 0 | 0 | 0 | 0 | 0 | 3861944.5185 | 0 | 0 | 0 | 0 | 0 | 0 | 0 | 0 | 0 | 0 | 0 | 0 | 0 | 0 | 0 | 0 | 0 | 0 | 0 | 0 | 0 | 44036.24 | 0 | 0 | 0 | 0 | 0 | 0 | 0 | 0 | 0 | 0
2016-03-28 15:00 | 0 | 0 | 0 | 0 | 0 | 0 | 660843.4364 | 432761 | 0 | 0 | 0 | 0 | 0 | 0 | 0 | 0 | 0 | 0 | 0 | 4090026.955 | 0 | 0 | 0 | 0 | 0 | 0 | 0 | 0 | 0 | 0 | 0 | 0 | 0 | 0 | 0 | 0 | 0 | 0 | 0 | 0 | 0 | 228082.4364 | 0 | 0 | 0 | 0 | 0 | 0 | 0 | 0 | 0 | 0
2016-03-28 16:00 | 0 | 0 | 0 | 0 | 0 | 0 | 712849.9262 | 432650 | 0 | 0 | 0 | 0 | 0 | 0 | 0 | 0 | 0 | 0 | 0 | 4370226.8812 | 0 | 0 | 0 | 0 | 0 | 0 | 0 | 0 | 0 | 0 | 0 | 0 | 0 | 0 | 0 | 0 | 0 | 0 | 0 | 0 | 0 | 280199.9262 | 0 | 0 | 0 | 0 | 0 | 0 | 0 | 0 | 0 | 0
2016-03-28 17:00 | 0 | 0 | 0 | 0 | 0 | 0 | 726584.4041 | 432249 | 0 | 0 | 0 | 0 | 0 | 0 | 0 | 0 | 0 | 0 | 0 | 4664562.2853 | 0 | 0 | 0 | 0 | 0 | 0 | 0 | 0 | 0 | 0 | 0 | 0 | 0 | 0 | 0 | 0 | 0 | 0 | 0 | 0 | 0 | 294335.4041 | 0 | 0 | 0 | 0 | 0 | 0 | 0 | 0 | 0 | 0
2016-03-28 18:00 | 0 | 0 | 0 | 0 | 0 | 0 | 722763.4842 | 431364 | 0 | 0 | 0 | 0 | 0 | 0 | 0 | 0 | 0 | 0 | 0 | 4955961.7695 | 0 | 0 | 0 | 0 | 0 | 0 | 0 | 0 | 0 | 0 | 0 | 0 | 0 | 0 | 0 | 0 | 0 | 0 | 0 | 0 | 0 | 291399.4842 | 0 | 0 | 0 | 0 | 0 | 0 | 0 | 0 | 0 | 0
2016-03-28 19:00 | 0 | 0 | 0 | 0 | 0 | 0 | 710204.8081 | 429831 | 0 | 0 | 0 | 0 | 70858.9504 | 0 | 0 | 0 | 0 | 0 | 0 | 5165476.6271 | 0 | 0 | 0 | 0 | 0 | 0 | 0 | 0 | 0 | 0 | 0 | 0 | 70858.9504 | 0 | 0 | 0 | 0 | 0 | 0 | 0 | 0 | 209514.8577 | 0 | 0 | 0 | 0 | 0 | 0 | 0 | 0 | 0 | 0
2016-03-28 20:00 | 0 | 0 | 0 | 0 | 0 | 0 | 695570.9781 | 428490 | 0 | 0 | 0 | 0 | 141717.9008 | 0 | 0 | 0 | 0 | 0 | 0 | 5361698.6548 | 0 | 0 | 0 | 0 | 0 | 0 | 0 | 0 | 0 | 0 | 0 | 0 | 70858.9504 | 0 | 0 | 0 | 0 | 0 | 0 | 0 | 0 | 196222.0277 | 0 | 0 | 0 | 0 | 0 | 0 | 0 | 0 | 0 | 0
2016-03-28 21:00 | 0 | 0 | 0 | 0 | 0 | 0 | 664558.0602 | 429216 | 0 | 0 | 0 | 0 | 128025.2243 | 0 | 0 | 0 | 0 | 0 | 0 | 5610733.3916 | 0 | 0 | 0 | 0 | 0 | 0 | 0 | 0 | 0 | 0 | 0 | 0 | -13692.6765 | 0 | 0 | 0 | 0 | 0 | 0 | 0 | 0 | 249034.7368 | 0 | 0 | 0 | 0 | 0 | 0 | 0 | 0 | 0 | 0
2016-03-28 22:00 | 0 | 0 | 0 | 0 | 0 | 0 | 604937.3172 | 428639 | 0 | 0 | 0 | 0 | 198884.1747 | 0 | 0 | 0 | 0 | 0 | 0 | 5716172.7584 | 0 | 0 | 0 | 0 | 0 | 0 | 0 | 0 | 0 | 0 | 0 | 0 | 70858.9504 | 0 | 0 | 0 | 0 | 0 | 0 | 0 | 0 | 105439.3668 | 0 | 0 | 0 | 0 | 0 | 0 | 0 | 0 | 0 | 0
2016-03-28 23:00 | 0 | 0 | 0 | 0 | 0 | 0 | 474995.9896 | 430926 | 0 | 0 | 0 | 0 | 198884.1747 | 0 | 0 | 0 | 0 | 0 | 0 | 5760242.748 | 0 | 0 | 0 | 0 | 0 | 0 | 0 | 0 | 0 | 0 | 0 | 0 | 0 | 0 | 0 | 0 | 0 | 0 | 0 | 0 | 0 | 44069.9896 | 0 | 0 | 0 | 0 | 0 | 0 | 0 | 0 | 0 | 0
2016-03-29 | 0 | 0 | 0 | 0 | 0 | 0 | 232665.6216 | 437328 | 0 | 0 | 0 | 0 | 198884.1747 | 0 | 0 | 0 | 0 | 0 | 0 | 5555580.3697 | 0 | 0 | 0 | 0 | 0 | 0 | 0 | 0 | 0 | 0 | 0 | 0 | 0 | 0 | 0 | 0 | 0 | 0 | 0 | 0 | 0 | 87587.84 | 292250.2184 | 0 | 0 | 0 | 0 | 0 | 0 | 0 | 0 | 0
2016-03-29 01:00 | 0 | 0 | 0 | 0 | 0 | 375630.1904 | 26873.6808 | 433906 | 0 | 0 | 0 | 0 | 128025.2243 | 0 | 0 | 0 | 0 | 0 | 0 | 5595037.1913 | 0 | 0 | 0 | 0 | 0 | 0 | 0 | 0 | 0 | 0 | 0 | 0 | -70858.9504 | 0 | 0 | 0 | 0 | 0 | 0 | 0 | 0 | 331707.04 | 292250.2184 | 0 | 0 | 0 | 0 | 0 | 0 | 0 | 0 | 0
2016-03-29 02:00 | 0 | 0 | 0 | 0 | 0 | 54710.8312 | 0 | 417820 | 0 | 0 | 0 | 0 | 57166.2739 | 0 | 0 | 0 | 0 | 0 | 0 | 5302786.9729 | 0 | 0 | 0 | 0 | 0 | 0 | 0 | 0 | 0 | 0 | 0 | 0 | -70858.9504 | 0 | 0 | 0 | 0 | 0 | 0 | 0 | 0 | 0 | 292250.2184 | 0 | 0 | 0 | 0 | 0 | 0 | 0 | 0 | 0
2016-03-29 03:00 | 0 | 0 | 0 | 0 | 0 | 175518.732 | 0 | 396910 | 0 | 0 | 0 | 0 | 128025.2243 | 0 | 0 | 0 | 0 | 0 | 0 | 5010536.7545 | 0 | 0 | 0 | 0 | 0 | 0 | 0 | 0 | 0 | 0 | 0 | 0 | 70858.9504 | 0 | 0 | 0 | 0 | 0 | 0 | 0 | 0 | 0 | 292250.2184 | 0 | 0 | 0 | 0 | 0 | 0 | 0 | 0 | 0
2016-03-29 04:00 | 0 | 0 | 0 | 0 | 0 | 153677.732 | 0 | 375069 | 0 | 0 | 0 | 0 | 198884.1747 | 0 | 0 | 0 | 0 | 0 | 0 | 4718286.5361 | 0 | 0 | 0 | 0 | 0 | 0 | 0 | 0 | 0 | 0 | 0 | 0 | 70858.9504 | 0 | 0 | 0 | 0 | 0 | 0 | 0 | 0 | 0 | 292250.2184 | 0 | 0 | 0 | 0 | 0 | 0 | 0 | 0 | 0
2016-03-29 05:00 | 0 | 0 | 0 | 0 | 0 | 0 | 0 | 359006 | 0 | 0 | 0 | 0 | 132128.3931 | 0 | 0 | 0 | 0 | 0 | 0 | 4426036.3177 | 0 | 0 | 0 | 0 | 0 | 0 | 0 | 0 | 0 | 0 | 0 | 0 | -66755.7816 | 0 | 0 | 0 | 0 | 0 | 0 | 0 | 0 | 0 | 292250.2184 | 0 | 0 | 0 | 0 | 0 | 0 | 0 | 0 | 0
2016-03-29 06:00 | 0 | 0 | 0 | 0 | 0 | 0 | 0 | 348076 | 0 | 0 | 0 | 0 | 61269.4427 | 0 | 0 | 0 | 0 | 0 | 0 | 4148819.2681 | 0 | 0 | 0 | 0 | 0 | 0 | 0 | 0 | 0 | 0 | 0 | 0 | -70858.9504 | 0 | 0 | 0 | 0 | 0 | 0 | 0 | 0 | 15033.1688 | 292250.2184 | 0 | 0 | 0 | 0 | 0 | 0 | 0 | 0 | 0
2016-03-29 07:00 | 0 | 0 | 0 | 0 | 0 | 452824.772 | 0 | 342509 | 0 | 0 | 0 | 0 | 132128.3931 | 0 | 0 | 0 | 0 | 0 | 0 | 4188276.0898 | 0 | 0 | 0 | 0 | 0 | 0 | 0 | 0 | 0 | 0 | 0 | 0 | 70858.9504 | 0 | 0 | 0 | 0 | 0 | 0 | 0 | 0 | 331707.04 | 292250.2184 | 0 | 0 | 0 | 0 | 0 | 0 | 0 | 0 | 0
2016-03-29 08:00 | 0 | 0 | 0 | 0 | 0 | 0 | 0 | 342496 | 0 | 0 | 0 | 0 | 61269.4427 | 0 | 0 | 0 | 0 | 0 | 0 | 3916639.0402 | 0 | 0 | 0 | 0 | 0 | 0 | 0 | 0 | 0 | 0 | 0 | 0 | -70858.9504 | 0 | 0 | 0 | 0 | 0 | 0 | 0 | 0 | 20613.1688 | 292250.2184 | 0 | 0 | 0 | 0 | 0 | 0 | 0 | 0 | 0
2016-03-29 09:00 | 0 | 0 | 0 | 0 | 0 | 132202.732 | 0 | 353594 | 0 | 0 | 0 | 0 | 132128.3931 | 0 | 0 | 0 | 0 | 0 | 0 | 3624388.8218 | 0 | 0 | 0 | 0 | 0 | 0 | 0 | 0 | 0 | 0 | 0 | 0 | 70858.9504 | 0 | 0 | 0 | 0 | 0 | 0 | 0 | 0 | 0 | 292250.2184 | 0 | 0 | 0 | 0 | 0 | 0 | 0 | 0 | 0
2016-03-29 10:00 | 0 | 0 | 0 | 0 | 0 | 390646.5077 | 0 | 381057 | 0 | 0 | 0 | 0 | 141717.9008 | 0 | 0 | 0 | 0 | 0 | 0 | 3624388.8218 | 0 | 0 | 0 | 0 | 0 | 0 | 0 | 0 | 0 | 0 | 0 | 0 | 9589.5077 | 0 | 0 | 0 | 0 | 0 | 0 | 0 | 0 | 0 | 0 | 0 | 0 | 0 | 0 | 0 | 0 | 0 | 0 | 0
2016-03-29 11:00 | 0 | 0 | 0 | 0 | 0 | 45906.8312 | 0 | 409016 | 0 | 0 | 0 | 0 | 70858.9504 | 0 | 0 | 0 | 0 | 0 | 0 | 3332138.6034 | 0 | 0 | 0 | 0 | 0 | 0 | 0 | 0 | 0 | 0 | 0 | 0 | -70858.9504 | 0 | 0 | 0 | 0 | 0 | 0 | 0 | 0 | 0 | 292250.2184 | 0 | 0 | 0 | 0 | 0 | 0 | 0 | 0 | 0
2016-03-29 12:00 | 0 | 0 | 0 | 0 | 0 | 58141.8451 | 24.9861 | 421276 | 0 | 0 | 0 | 0 | 0 | 0 | 0 | 0 | 0 | 0 | 0 | 3039888.385 | 0 | 0 | 0 | 0 | 0 | 0 | 0 | 0 | 0 | 0 | 0 | 0 | -70858.9504 | 0 | 0 | 0 | 0 | 0 | 0 | 0 | 0 | 0 | 292250.2184 | 0 | 0 | 0 | 0 | 0 | 0 | 0 | 0 | 0
2016-03-29 13:00 | 0 | 0 | 0 | 0 | 0 | 12697.1174 | 121168.6642 | 426116 | 0 | 0 | 0 | 0 | 0 | 0 | 0 | 0 | 0 | 0 | 0 | 2747638.1666 | 0 | 0 | 0 | 0 | 0 | 0 | 0 | 0 | 0 | 0 | 0 | 0 | 0 | 0 | 0 | 0 | 0 | 0 | 0 | 0 | 0 | 0 | 292250.2184 | 0 | 0 | 0 | 0 | 0 | 0 | 0 | 0 | 0
2016-03-29 14:00 | 0 | 0 | 0 | 0 | 0 | 0 | 442485.7425 | 430112 | 0 | 0 | 0 | 0 | 0 | 0 | 0 | 0 | 0 | 0 | 0 | 2760011.9091 | 0 | 0 | 0 | 0 | 0 | 0 | 0 | 0 | 0 | 0 | 0 | 0 | 0 | 0 | 0 | 0 | 0 | 0 | 0 | 0 | 0 | 12373.7425 | 0 | 0 | 0 | 0 | 0 | 0 | 0 | 0 | 0 | 0
2016-03-29 15:00 | 0 | 0 | 0 | 0 | 0 | 0 | 664803.7549 | 429882 | 0 | 0 | 0 | 0 | 70858.9504 | 0 | 0 | 0 | 0 | 0 | 0 | 2924074.7136 | 0 | 0 | 0 | 0 | 0 | 0 | 0 | 0 | 0 | 0 | 0 | 0 | 70858.9504 | 0 | 0 | 0 | 0 | 0 | 0 | 0 | 0 | 164062.8045 | 0 | 0 | 0 | 0 | 0 | 0 | 0 | 0 | 0 | 0
2016-03-29 16:00 | 0 | 0 | 0 | 0 | 0 | 0 | 726264.1773 | 426445 | 0 | 0 | 0 | 0 | 141717.9008 | 0 | 0 | 0 | 0 | 0 | 0 | 3153034.9404 | 0 | 0 | 0 | 0 | 0 | 0 | 0 | 0 | 0 | 0 | 0 | 0 | 70858.9504 | 0 | 0 | 0 | 0 | 0 | 0 | 0 | 0 | 228960.2269 | 0 | 0 | 0 | 0 | 0 | 0 | 0 | 0 | 0 | 0
2016-03-29 17:00 | 0 | 0 | 0 | 0 | 0 | 0 | 741295.6974 | 423530 | 0 | 0 | 0 | 0 | 127776.5582 | 0 | 0 | 0 | 0 | 0 | 0 | 3484741.9804 | 0 | 0 | 0 | 0 | 0 | 0 | 0 | 0 | 0 | 0 | 0 | 0 | -13941.3426 | 0 | 0 | 0 | 0 | 0 | 0 | 0 | 0 | 331707.04 | 0 | 0 | 0 | 0 | 0 | 0 | 0 | 0 | 0 | 0
2016-03-29 18:00 | 0 | 0 | 0 | 0 | 0 | 0 | 732996.0952 | 419707 | 0 | 0 | 0 | 0 | 196279.1117 | 0 | 0 | 0 | 0 | 0 | 0 | 3729528.5221 | 0 | 0 | 0 | 0 | 0 | 0 | 0 | 0 | 0 | 0 | 0 | 0 | 68502.5536 | 0 | 0 | 0 | 0 | 0 | 0 | 0 | 0 | 244786.5417 | 0 | 0 | 0 | 0 | 0 | 0 | 0 | 0 | 0 | 0
2016-03-29 19:00 | 0 | 0 | 0 | 0 | 0 | 0 | 719056.9116 | 414668 | 0 | 0 | 0 | 0 | 168960.9833 | 0 | 0 | 0 | 0 | 0 | 0 | 4061235.5621 | 0 | 0 | 0 | 0 | 0 | 0 | 0 | 0 | 0 | 0 | 0 | 0 | -27318.1284 | 0 | 0 | 0 | 0 | 0 | 0 | 0 | 0 | 331707.04 | 0 | 0 | 0 | 0 | 0 | 0 | 0 | 0 | 0 | 0
2016-03-29 20:00 | 0 | 0 | 0 | 0 | 0 | 0 | 702389.2809 | 411618 | 0 | 0 | 0 | 0 | 128025.2243 | 0 | 0 | 0 | 0 | 0 | 0 | 4392942.6021 | 0 | 0 | 0 | 0 | 0 | 0 | 0 | 0 | 0 | 0 | 0 | 0 | -40935.7591 | 0 | 0 | 0 | 0 | 0 | 0 | 0 | 0 | 331707.04 | 0 | 0 | 0 | 0 | 0 | 0 | 0 | 0 | 0 | 0
2016-03-29 21:00 | 0 | 0 | 0 | 0 | 0 | 0 | 666807.5323 | 410978 | 0 | 0 | 0 | 0 | 57166.2739 | 0 | 0 | 0 | 0 | 0 | 0 | 4719631.0848 | 0 | 0 | 0 | 0 | 0 | 0 | 0 | 0 | 0 | 0 | 0 | 0 | -70858.9504 | 0 | 0 | 0 | 0 | 0 | 0 | 0 | 0 | 326688.4827 | 0 | 0 | 0 | 0 | 0 | 0 | 0 | 0 | 0 | 0
2016-03-29 22:00 | 0 | 0 | 0 | 0 | 0 | 0 | 581877.7387 | 411659 | 0 | 0 | 0 | 0 | 128025.2243 | 0 | 0 | 0 | 0 | 0 | 0 | 4818990.873 | 0 | 0 | 0 | 0 | 0 | 0 | 0 | 0 | 0 | 0 | 0 | 0 | 70858.9504 | 0 | 0 | 0 | 0 | 0 | 0 | 0 | 0 | 99359.7883 | 0 | 0 | 0 | 0 | 0 | 0 | 0 | 0 | 0 | 0
2016-03-29 23:00 | 0 | 0 | 0 | 0 | 0 | 0 | 423816.6514 | 416763 | 0 | 0 | 0 | 0 | 57166.2739 | 0 | 0 | 0 | 0 | 0 | 0 | 4896903.4748 | 0 | 0 | 0 | 0 | 0 | 0 | 0 | 0 | 0 | 0 | 0 | 0 | -70858.9504 | 0 | 0 | 0 | 0 | 0 | 0 | 0 | 0 | 77912.6018 | 0 | 0 | 0 | 0 | 0 | 0 | 0 | 0 | 0 | 0
2016-03-30 | 0 | 0 | 0 | 0 | 0 | 0 | 226902.7682 | 428876 | 0 | 0 | 0 | 0 | 128025.2243 | 0 | 0 | 0 | 0 | 0 | 0 | 4624071.2926 | 0 | 0 | 0 | 0 | 0 | 0 | 0 | 0 | 0 | 0 | 0 | 0 | 70858.9504 | 0 | 0 | 0 | 0 | 0 | 0 | 0 | 0 | 19418.0361 | 292250.2184 | 0 | 0 | 0 | 0 | 0 | 0 | 0 | 0 | 0
2016-03-30 01:00 | 0 | 0 | 0 | 0 | 0 | 175877.4761 | 29600.2559 | 426869 | 0 | 0 | 0 | 0 | 198884.1747 | 0 | 0 | 0 | 0 | 0 | 0 | 4331821.0742 | 0 | 0 | 0 | 0 | 0 | 0 | 0 | 0 | 0 | 0 | 0 | 0 | 70858.9504 | 0 | 0 | 0 | 0 | 0 | 0 | 0 | 0 | 0 | 292250.2184 | 0 | 0 | 0 | 0 | 0 | 0 | 0 | 0 | 0
2016-03-30 02:00 | 0 | 0 | 0 | 0 | 0 | 48119.8312 | 0 | 411229 | 0 | 0 | 0 | 0 | 128025.2243 | 0 | 0 | 0 | 0 | 0 | 0 | 4039570.8558 | 0 | 0 | 0 | 0 | 0 | 0 | 0 | 0 | 0 | 0 | 0 | 0 | -70858.9504 | 0 | 0 | 0 | 0 | 0 | 0 | 0 | 0 | 0 | 292250.2184 | 0 | 0 | 0 | 0 | 0 | 0 | 0 | 0 | 0
2016-03-30 03:00 | 0 | 0 | 0 | 0 | 0 | 502258.772 | 0 | 391943 | 0 | 0 | 0 | 0 | 198884.1747 | 0 | 0 | 0 | 0 | 0 | 0 | 4079027.6774 | 0 | 0 | 0 | 0 | 0 | 0 | 0 | 0 | 0 | 0 | 0 | 0 | 70858.9504 | 0 | 0 | 0 | 0 | 0 | 0 | 0 | 0 | 331707.04 | 292250.2184 | 0 | 0 | 0 | 0 | 0 | 0 | 0 | 0 | 0
2016-03-30 04:00 | 0 | 0 | 0 | 0 | 0 | 10189.8312 | 0 | 373299 | 0 | 0 | 0 | 0 | 128025.2243 | 0 | 0 | 0 | 0 | 0 | 0 | 3786777.4591 | 0 | 0 | 0 | 0 | 0 | 0 | 0 | 0 | 0 | 0 | 0 | 0 | -70858.9504 | 0 | 0 | 0 | 0 | 0 | 0 | 0 | 0 | 0 | 292250.2184 | 0 | 0 | 0 | 0 | 0 | 0 | 0 | 0 | 0
2016-03-30 05:00 | 0 | 0 | 0 | 0 | 0 | 137511.732 | 0 | 358903 | 0 | 0 | 0 | 0 | 198884.1747 | 0 | 0 | 0 | 0 | 0 | 0 | 3494527.2407 | 0 | 0 | 0 | 0 | 0 | 0 | 0 | 0 | 0 | 0 | 0 | 0 | 70858.9504 | 0 | 0 | 0 | 0 | 0 | 0 | 0 | 0 | 0 | 292250.2184 | 0 | 0 | 0 | 0 | 0 | 0 | 0 | 0 | 0
2016-03-30 06:00 | 0 | 0 | 0 | 0 | 0 | 0 | 0 | 348692 | 0 | 0 | 0 | 0 | 142442.3931 | 0 | 0 | 0 | 0 | 0 | 0 | 3202277.0223 | 0 | 0 | 0 | 0 | 0 | 0 | 0 | 0 | 0 | 0 | 0 | 0 | -56441.7816 | 0 | 0 | 0 | 0 | 0 | 0 | 0 | 0 | 0 | 292250.2184 | 0 | 0 | 0 | 0 | 0 | 0 | 0 | 0 | 0
2016-03-30 07:00 | 0 | 0 | 0 | 0 | 0 | 0 | 0 | 343985 | 0 | 0 | 0 | 0 | 71583.4427 | 0 | 0 | 0 | 0 | 0 | 0 | 2929150.9727 | 0 | 0 | 0 | 0 | 0 | 0 | 0 | 0 | 0 | 0 | 0 | 0 | -70858.9504 | 0 | 0 | 0 | 0 | 0 | 0 | 0 | 0 | 19124.1688 | 292250.2184 | 0 | 0 | 0 | 0 | 0 | 0 | 0 | 0 | 0
2016-03-30 08:00 | 0 | 0 | 0 | 0 | 0 | 455639.772 | 0 | 345324 | 0 | 0 | 0 | 0 | 142442.3931 | 0 | 0 | 0 | 0 | 0 | 0 | 2968607.7943 | 0 | 0 | 0 | 0 | 0 | 0 | 0 | 0 | 0 | 0 | 0 | 0 | 70858.9504 | 0 | 0 | 0 | 0 | 0 | 0 | 0 | 0 | 331707.04 | 292250.2184 | 0 | 0 | 0 | 0 | 0 | 0 | 0 | 0 | 0
2016-03-30 09:00 | 0 | 0 | 0 | 0 | 0 | 61987.2894 | 0 | 354962 | 0 | 0 | 0 | 0 | 141717.9008 | 0 | 0 | 0 | 0 | 0 | 0 | 2676357.5759 | 0 | 0 | 0 | 0 | 0 | 0 | 0 | 0 | 0 | 0 | 0 | 0 | -724.4923 | 0 | 0 | 0 | 0 | 0 | 0 | 0 | 0 | 0 | 292250.2184 | 0 | 0 | 0 | 0 | 0 | 0 | 0 | 0 | 0
2016-03-30 10:00 | 0 | 0 | 0 | 0 | 0 | 19569.8312 | 0 | 382679 | 0 | 0 | 0 | 0 | 70858.9504 | 0 | 0 | 0 | 0 | 0 | 0 | 2384107.3575 | 0 | 0 | 0 | 0 | 0 | 0 | 0 | 0 | 0 | 0 | 0 | 0 | -70858.9504 | 0 | 0 | 0 | 0 | 0 | 0 | 0 | 0 | 0 | 292250.2184 | 0 | 0 | 0 | 0 | 0 | 0 | 0 | 0 | 0
2016-03-30 11:00 | 0 | 0 | 0 | 0 | 0 | 46263.8312 | 0 | 409373 | 0 | 0 | 0 | 0 | 0 | 0 | 0 | 0 | 0 | 0 | 0 | 2091857.1391 | 0 | 0 | 0 | 0 | 0 | 0 | 0 | 0 | 0 | 0 | 0 | 0 | -70858.9504 | 0 | 0 | 0 | 0 | 0 | 0 | 0 | 0 | 0 | 292250.2184 | 0 | 0 | 0 | 0 | 0 | 0 | 0 | 0 | 0
2016-03-30 12:00 | 0 | 0 | 0 | 0 | 0 | 127706.1603 | 23.6214 | 419980 | 0 | 0 | 0 | 0 | 0 | 0 | 0 | 0 | 0 | 0 | 0 | 1799606.9208 | 0 | 0 | 0 | 0 | 0 | 0 | 0 | 0 | 0 | 0 | 0 | 0 | 0 | 0 | 0 | 0 | 0 | 0 | 0 | 0 | 0 | 0 | 292250.2184 | 0 | 0 | 0 | 0 | 0 | 0 | 0 | 0 | 0
2016-03-30 13:00 | 0 | 0 | 0 | 0 | 0 | 340665.1395 | 122187.6821 | 423396 | 0 | 0 | 0 | 0 | 0 | 0 | 0 | 0 | 0 | 0 | 0 | 1839063.7424 | 0 | 0 | 0 | 0 | 0 | 0 | 0 | 0 | 0 | 0 | 0 | 0 | 0 | 0 | 0 | 0 | 0 | 0 | 0 | 0 | 0 | 331707.04 | 292250.2184 | 0 | 0 | 0 | 0 | 0 | 0 | 0 | 0 | 0
2016-03-30 14:00 | 0 | 0 | 0 | 0 | 0 | 0 | 482824.1809 | 425989 | 0 | 0 | 0 | 0 | 0 | 0 | 0 | 0 | 0 | 0 | 0 | 1895898.9233 | 0 | 0 | 0 | 0 | 0 | 0 | 0 | 0 | 0 | 0 | 0 | 0 | 0 | 0 | 0 | 0 | 0 | 0 | 0 | 0 | 0 | 56835.1809 | 0 | 0 | 0 | 0 | 0 | 0 | 0 | 0 | 0 | 0
2016-03-30 15:00 | 0 | 0 | 0 | 0 | 0 | 0 | 742411.8494 | 425878 | 0 | 0 | 0 | 0 | 0 | 0 | 0 | 0 | 0 | 0 | 0 | 2212432.7727 | 0 | 0 | 0 | 0 | 0 | 0 | 0 | 0 | 0 | 0 | 0 | 0 | 0 | 0 | 0 | 0 | 0 | 0 | 0 | 0 | 0 | 316533.8494 | 0 | 0 | 0 | 0 | 0 | 0 | 0 | 0 | 0 | 0
2016-03-30 16:00 | 0 | 0 | 0 | 0 | 0 | 0 | 793889.2304 | 423641 | 0 | 0 | 0 | 0 | 38541.1904 | 0 | 0 | 0 | 0 | 0 | 0 | 2544139.8127 | 0 | 0 | 0 | 0 | 0 | 0 | 0 | 0 | 0 | 0 | 0 | 0 | 38541.1904 | 0 | 0 | 0 | 0 | 0 | 0 | 0 | 0 | 331707.04 | 0 | 0 | 0 | 0 | 0 | 0 | 0 | 0 | 0 | 0
2016-03-30 17:00 | 0 | 0 | 0 | 0 | 0 | 0 | 792975.4703 | 422023 | 0 | 0 | 0 | 0 | 77786.6206 | 0 | 0 | 0 | 0 | 0 | 0 | 2875846.8527 | 0 | 0 | 0 | 0 | 0 | 0 | 0 | 0 | 0 | 0 | 0 | 0 | 39245.4303 | 0 | 0 | 0 | 0 | 0 | 0 | 0 | 0 | 331707.04 | 0 | 0 | 0 | 0 | 0 | 0 | 0 | 0 | 0 | 0
2016-03-30 18:00 | 0 | 0 | 0 | 0 | 0 | 0 | 782487.0379 | 419795 | 0 | 0 | 0 | 0 | 108771.6185 | 0 | 0 | 0 | 0 | 0 | 0 | 3207553.8927 | 0 | 0 | 0 | 0 | 0 | 0 | 0 | 0 | 0 | 0 | 0 | 0 | 30984.9979 | 0 | 0 | 0 | 0 | 0 | 0 | 0 | 0 | 331707.04 | 0 | 0 | 0 | 0 | 0 | 0 | 0 | 0 | 0 | 0
2016-03-30 19:00 | 0 | 0 | 0 | 0 | 0 | 0 | 771223.8786 | 420096 | 0 | 0 | 0 | 0 | 128192.4571 | 0 | 0 | 0 | 0 | 0 | 0 | 3539260.9327 | 0 | 0 | 0 | 0 | 0 | 0 | 0 | 0 | 0 | 0 | 0 | 0 | 19420.8386 | 0 | 0 | 0 | 0 | 0 | 0 | 0 | 0 | 331707.04 | 0 | 0 | 0 | 0 | 0 | 0 | 0 | 0 | 0 | 0
2016-03-30 20:00 | 0 | 0 | 0 | 0 | 0 | 0 | 767821.6466 | 419362 | 0 | 0 | 0 | 0 | 144945.0638 | 0 | 0 | 0 | 0 | 0 | 0 | 3870967.9727 | 0 | 0 | 0 | 0 | 0 | 0 | 0 | 0 | 0 | 0 | 0 | 0 | 16752.6066 | 0 | 0 | 0 | 0 | 0 | 0 | 0 | 0 | 331707.04 | 0 | 0 | 0 | 0 | 0 | 0 | 0 | 0 | 0 | 0
2016-03-30 21:00 | 0 | 0 | 0 | 0 | 0 | 0 | 755490.0221 | 420230 | 0 | 0 | 0 | 0 | 160372.5627 | 0 | 0 | 0 | 0 | 0 | 0 | 4190800.4959 | 0 | 0 | 0 | 0 | 0 | 0 | 0 | 0 | 0 | 0 | 0 | 0 | 15427.499 | 0 | 0 | 0 | 0 | 0 | 0 | 0 | 0 | 319832.5231 | 0 | 0 | 0 | 0 | 0 | 0 | 0 | 0 | 0 | 0
2016-03-30 22:00 | 0 | 0 | 0 | 0 | 0 | 0 | 720490.7015 | 421131 | 0 | 0 | 0 | 0 | 128025.2243 | 0 | 0 | 0 | 0 | 0 | 0 | 4522507.5359 | 0 | 0 | 0 | 0 | 0 | 0 | 0 | 0 | 0 | 0 | 0 | 0 | -32347.3385 | 0 | 0 | 0 | 0 | 0 | 0 | 0 | 0 | 331707.04 | 0 | 0 | 0 | 0 | 0 | 0 | 0 | 0 | 0 | 0
2016-03-30 23:00 | 0 | 0 | 0 | 0 | 0 | 0 | 603783.941 | 425611 | 0 | 0 | 0 | 0 | 198884.1747 | 0 | 0 | 0 | 0 | 0 | 0 | 4629821.5265 | 0 | 0 | 0 | 0 | 0 | 0 | 0 | 0 | 0 | 0 | 0 | 0 | 70858.9504 | 0 | 0 | 0 | 0 | 0 | 0 | 0 | 0 | 107313.9906 | 0 | 0 | 0 | 0 | 0 | 0 | 0 | 0 | 0 | 0
2016-03-31 | 0 | 0 | 0 | 0 | 0 | 0 | 354186.9569 | 434380 | 0 | 0 | 0 | 0 | 198884.1747 | 0 | 0 | 0 | 0 | 0 | 0 | 4549628.4834 | 0 | 0 | 0 | 0 | 0 | 0 | 0 | 0 | 0 | 0 | 0 | 0 | 0 | 0 | 0 | 0 | 0 | 0 | 0 | 0 | 0 | 212057.1753 | 292250.2184 | 0 | 0 | 0 | 0 | 0 | 0 | 0 | 0 | 0
2016-03-31 01:00 | 0 | 0 | 0 | 0 | 0 | 86369.1367 | 50836.6449 | 429456 | 0 | 0 | 0 | 0 | 198884.1747 | 0 | 0 | 0 | 0 | 0 | 0 | 4257378.265 | 0 | 0 | 0 | 0 | 0 | 0 | 0 | 0 | 0 | 0 | 0 | 0 | 0 | 0 | 0 | 0 | 0 | 0 | 0 | 0 | 0 | 0 | 292250.2184 | 0 | 0 | 0 | 0 | 0 | 0 | 0 | 0 | 0
2016-03-31 02:00 | 0 | 0 | 0 | 0 | 0 | 49202.8312 | 0 | 412312 | 0 | 0 | 0 | 0 | 128025.2243 | 0 | 0 | 0 | 0 | 0 | 0 | 3965128.0466 | 0 | 0 | 0 | 0 | 0 | 0 | 0 | 0 | 0 | 0 | 0 | 0 | -70858.9504 | 0 | 0 | 0 | 0 | 0 | 0 | 0 | 0 | 0 | 292250.2184 | 0 | 0 | 0 | 0 | 0 | 0 | 0 | 0 | 0
2016-03-31 03:00 | 0 | 0 | 0 | 0 | 0 | 502377.772 | 0 | 392062 | 0 | 0 | 0 | 0 | 198884.1747 | 0 | 0 | 0 | 0 | 0 | 0 | 4004584.8682 | 0 | 0 | 0 | 0 | 0 | 0 | 0 | 0 | 0 | 0 | 0 | 0 | 70858.9504 | 0 | 0 | 0 | 0 | 0 | 0 | 0 | 0 | 331707.04 | 292250.2184 | 0 | 0 | 0 | 0 | 0 | 0 | 0 | 0 | 0
2016-03-31 04:00 | 0 | 0 | 0 | 0 | 0 | 78357.7816 | 0 | 370608 | 0 | 0 | 0 | 0 | 198884.1747 | 0 | 0 | 0 | 0 | 0 | 0 | 3712334.6498 | 0 | 0 | 0 | 0 | 0 | 0 | 0 | 0 | 0 | 0 | 0 | 0 | 0 | 0 | 0 | 0 | 0 | 0 | 0 | 0 | 0 | 0 | 292250.2184 | 0 | 0 | 0 | 0 | 0 | 0 | 0 | 0 | 0
2016-03-31 05:00 | 0 | 0 | 0 | 0 | 0 | 0 | 0 | 354013 | 0 | 0 | 0 | 0 | 128025.2243 | 0 | 0 | 0 | 0 | 0 | 0 | 3429180.6002 | 0 | 0 | 0 | 0 | 0 | 0 | 0 | 0 | 0 | 0 | 0 | 0 | -70858.9504 | 0 | 0 | 0 | 0 | 0 | 0 | 0 | 0 | 9096.1688 | 292250.2184 | 0 | 0 | 0 | 0 | 0 | 0 | 0 | 0 | 0
2016-03-31 06:00 | 0 | 0 | 0 | 0 | 0 | 452300.772 | 0 | 341985 | 0 | 0 | 0 | 0 | 198884.1747 | 0 | 0 | 0 | 0 | 0 | 0 | 3468637.4219 | 0 | 0 | 0 | 0 | 0 | 0 | 0 | 0 | 0 | 0 | 0 | 0 | 70858.9504 | 0 | 0 | 0 | 0 | 0 | 0 | 0 | 0 | 331707.04 | 292250.2184 | 0 | 0 | 0 | 0 | 0 | 0 | 0 | 0 | 0
2016-03-31 07:00 | 0 | 0 | 0 | 0 | 0 | 0 | 0 | 334931 | 0 | 0 | 0 | 0 | 156203.3931 | 0 | 0 | 0 | 0 | 0 | 0 | 3176387.2035 | 0 | 0 | 0 | 0 | 0 | 0 | 0 | 0 | 0 | 0 | 0 | 0 | -42680.7816 | 0 | 0 | 0 | 0 | 0 | 0 | 0 | 0 | 0 | 292250.2184 | 0 | 0 | 0 | 0 | 0 | 0 | 0 | 0 | 0
2016-03-31 08:00 | 0 | 0 | 0 | 0 | 0 | 0 | 0 | 334585 | 0 | 0 | 0 | 0 | 85344.4427 | 0 | 0 | 0 | 0 | 0 | 0 | 2912661.1539 | 0 | 0 | 0 | 0 | 0 | 0 | 0 | 0 | 0 | 0 | 0 | 0 | -70858.9504 | 0 | 0 | 0 | 0 | 0 | 0 | 0 | 0 | 28524.1688 | 292250.2184 | 0 | 0 | 0 | 0 | 0 | 0 | 0 | 0 | 0
2016-03-31 09:00 | 0 | 0 | 0 | 0 | 0 | 453450.772 | 0 | 343135 | 0 | 0 | 0 | 0 | 156203.3931 | 0 | 0 | 0 | 0 | 0 | 0 | 2952117.9755 | 0 | 0 | 0 | 0 | 0 | 0 | 0 | 0 | 0 | 0 | 0 | 0 | 70858.9504 | 0 | 0 | 0 | 0 | 0 | 0 | 0 | 0 | 331707.04 | 292250.2184 | 0 | 0 | 0 | 0 | 0 | 0 | 0 | 0 | 0
2016-03-31 10:00 | 0 | 0 | 0 | 0 | 0 | 3147.8312 | 0 | 366257 | 0 | 0 | 0 | 0 | 85344.4427 | 0 | 0 | 0 | 0 | 0 | 0 | 2659867.7571 | 0 | 0 | 0 | 0 | 0 | 0 | 0 | 0 | 0 | 0 | 0 | 0 | -70858.9504 | 0 | 0 | 0 | 0 | 0 | 0 | 0 | 0 | 0 | 292250.2184 | 0 | 0 | 0 | 0 | 0 | 0 | 0 | 0 | 0
2016-03-31 11:00 | 0 | 0 | 0 | 0 | 0 | 29140.8312 | 0 | 392250 | 0 | 0 | 0 | 0 | 14485.4923 | 0 | 0 | 0 | 0 | 0 | 0 | 2367617.5387 | 0 | 0 | 0 | 0 | 0 | 0 | 0 | 0 | 0 | 0 | 0 | 0 | -70858.9504 | 0 | 0 | 0 | 0 | 0 | 0 | 0 | 0 | 0 | 292250.2184 | 0 | 0 | 0 | 0 | 0 | 0 | 0 | 0 | 0
2016-03-31 12:00 | 0 | 0 | 0 | 0 | 0 | 99109.3183 | 89.9711 | 405935 | 0 | 0 | 0 | 0 | 0 | 0 | 0 | 0 | 0 | 0 | 0 | 2075367.3203 | 0 | 0 | 0 | 0 | 0 | 0 | 0 | 0 | 0 | 0 | 0 | 0 | -14485.4923 | 0 | 0 | 0 | 0 | 0 | 0 | 0 | 0 | 0 | 292250.2184 | 0 | 0 | 0 | 0 | 0 | 0 | 0 | 0 | 0
2016-03-31 13:00 | 0 | 0 | 0 | 0 | 0 | 268932.0721 | 185621.7495 | 415097 | 0 | 0 | 0 | 0 | 0 | 0 | 0 | 0 | 0 | 0 | 0 | 2114824.1419 | 0 | 0 | 0 | 0 | 0 | 0 | 0 | 0 | 0 | 0 | 0 | 0 | 0 | 0 | 0 | 0 | 0 | 0 | 0 | 0 | 0 | 331707.04 | 292250.2184 | 0 | 0 | 0 | 0 | 0 | 0 | 0 | 0 | 0
2016-03-31 14:00 | 0 | 0 | 0 | 0 | 0 | 0 | 544064.8229 | 424306 | 0 | 0 | 0 | 0 | 0 | 0 | 0 | 0 | 0 | 0 | 0 | 2234582.9649 | 0 | 0 | 0 | 0 | 0 | 0 | 0 | 0 | 0 | 0 | 0 | 0 | 0 | 0 | 0 | 0 | 0 | 0 | 0 | 0 | 0 | 119758.8229 | 0 | 0 | 0 | 0 | 0 | 0 | 0 | 0 | 0 | 0
2016-03-31 15:00 | 0 | 0 | 0 | 0 | 0 | 0 | 760884.04 | 429177 | 0 | 0 | 0 | 0 | 0 | 0 | 0 | 0 | 0 | 0 | 0 | 2566290.0049 | 0 | 0 | 0 | 0 | 0 | 0 | 0 | 0 | 0 | 0 | 0 | 0 | 0 | 0 | 0 | 0 | 0 | 0 | 0 | 0 | 0 | 331707.04 | 0 | 0 | 0 | 0 | 0 | 0 | 0 | 0 | 0 | 0
2016-03-31 16:00 | 0 | 0 | 0 | 0 | 0 | 0 | 833243.9904 | 430678 | 0 | 0 | 0 | 0 | 70858.9504 | 0 | 0 | 0 | 0 | 0 | 0 | 2897997.0449 | 0 | 0 | 0 | 0 | 0 | 0 | 0 | 0 | 0 | 0 | 0 | 0 | 70858.9504 | 0 | 0 | 0 | 0 | 0 | 0 | 0 | 0 | 331707.04 | 0 | 0 | 0 | 0 | 0 | 0 | 0 | 0 | 0 | 0
2016-03-31 17:00 | 0 | 0 | 0 | 0 | 0 | 0 | 834826.9904 | 432261 | 0 | 0 | 0 | 0 | 141717.9008 | 0 | 0 | 0 | 0 | 0 | 0 | 3229704.0849 | 0 | 0 | 0 | 0 | 0 | 0 | 0 | 0 | 0 | 0 | 0 | 0 | 70858.9504 | 0 | 0 | 0 | 0 | 0 | 0 | 0 | 0 | 331707.04 | 0 | 0 | 0 | 0 | 0 | 0 | 0 | 0 | 0 | 0
2016-03-31 18:00 | 0 | 0 | 0 | 0 | 0 | 0 | 822386.3139 | 433513 | 0 | 0 | 0 | 0 | 198884.1747 | 0 | 0 | 0 | 0 | 0 | 0 | 3561411.1249 | 0 | 0 | 0 | 0 | 0 | 0 | 0 | 0 | 0 | 0 | 0 | 0 | 57166.2739 | 0 | 0 | 0 | 0 | 0 | 0 | 0 | 0 | 331707.04 | 0 | 0 | 0 | 0 | 0 | 0 | 0 | 0 | 0 | 0
2016-03-31 19:00 | 0 | 0 | 0 | 0 | 0 | 0 | 764726.04 | 433019 | 0 | 0 | 0 | 0 | 198884.1747 | 0 | 0 | 0 | 0 | 0 | 0 | 3893118.1649 | 0 | 0 | 0 | 0 | 0 | 0 | 0 | 0 | 0 | 0 | 0 | 0 | 0 | 0 | 0 | 0 | 0 | 0 | 0 | 0 | 0 | 331707.04 | 0 | 0 | 0 | 0 | 0 | 0 | 0 | 0 | 0 | 0
2016-03-31 20:00 | 0 | 0 | 0 | 0 | 0 | 0 | 765654.04 | 433947 | 0 | 0 | 0 | 0 | 198884.1747 | 0 | 0 | 0 | 0 | 0 | 0 | 4224825.2049 | 0 | 0 | 0 | 0 | 0 | 0 | 0 | 0 | 0 | 0 | 0 | 0 | 0 | 0 | 0 | 0 | 0 | 0 | 0 | 0 | 0 | 331707.04 | 0 | 0 | 0 | 0 | 0 | 0 | 0 | 0 | 0 | 0
2016-03-31 21:00 | 0 | 0 | 0 | 0 | 0 | 0 | 755253.5136 | 435573 | 0 | 0 | 0 | 0 | 186857.6482 | 0 | 0 | 0 | 0 | 0 | 0 | 4556532.2449 | 0 | 0 | 0 | 0 | 0 | 0 | 0 | 0 | 0 | 0 | 0 | 0 | -12026.5264 | 0 | 0 | 0 | 0 | 0 | 0 | 0 | 0 | 331707.04 | 0 | 0 | 0 | 0 | 0 | 0 | 0 | 0 | 0 | 0
2016-03-31 22:00 | 0 | 0 | 0 | 0 | 0 | 0 | 690907.2682 | 434337 | 0 | 0 | 0 | 0 | 128025.2243 | 0 | 0 | 0 | 0 | 0 | 0 | 4871934.9371 | 0 | 0 | 0 | 0 | 0 | 0 | 0 | 0 | 0 | 0 | 0 | 0 | -58832.424 | 0 | 0 | 0 | 0 | 0 | 0 | 0 | 0 | 315402.6922 | 0 | 0 | 0 | 0 | 0 | 0 | 0 | 0 | 0 | 0
2016-03-31 23:00 | 0 | 0 | 0 | 0 | 0 | 0 | 566112.6411 | 435426 | 0 | 0 | 0 | 0 | 198884.1747 | 0 | 0 | 0 | 0 | 0 | 0 | 4931762.6278 | 0 | 0 | 0 | 0 | 0 | 0 | 0 | 0 | 0 | 0 | 0 | 0 | 70858.9504 | 0 | 0 | 0 | 0 | 0 | 0 | 0 | 0 | 59827.6907 | 0 | 0 | 0 | 0 | 0 | 0 | 0 | 0 | 0 | 0
2016-04-01 | 0 | 0 | 0 | 0 | 0 | 0 | 332948.9658 | 439296 | 0 | 0 | 0 | 0 | 198884.1747 | 0 | 0 | 0 | 0 | 0 | 0 | 4825415.5936 | 0 | 0 | 0 | 0 | 0 | 0 | 0 | 0 | 0 | 0 | 0 | 0 | 0 | 0 | 0 | 0 | 0 | 0 | 0 | 0 | 0 | 185903.1842 | 292250.2184 | 0 | 0 | 0 | 0 | 0 | 0 | 0 | 0 | 0
2016-04-01 01:00 | 0 | 0 | 0 | 0 | 0 | 17938.1051 | 53542.7261 | 434590 | 0 | 0 | 0 | 0 | 128025.2243 | 0 | 0 | 0 | 0 | 0 | 0 | 4533165.3752 | 0 | 0 | 0 | 0 | 0 | 0 | 0 | 0 | 0 | 0 | 0 | 0 | -70858.9504 | 0 | 0 | 0 | 0 | 0 | 0 | 0 | 0 | 0 | 292250.2184 | 0 | 0 | 0 | 0 | 0 | 0 | 0 | 0 | 0
2016-04-01 02:00 | 0 | 0 | 0 | 0 | 0 | 488078.7698 | 0.18057 | 417220 | 0 | 0 | 0 | 0 | 198884.1747 | 0 | 0 | 0 | 0 | 0 | 0 | 4533165.3752 | 0 | 0 | 0 | 0 | 0 | 0 | 0 | 0 | 0 | 0 | 0 | 0 | 70858.9504 | 0 | 0 | 0 | 0 | 0 | 0 | 0 | 0 | 0 | 0 | 0 | 0 | 0 | 0 | 0 | 0 | 0 | 0 | 0
2016-04-01 03:00 | 0 | 0 | 0 | 0 | 0 | 104110.7816 | 0 | 396361 | 0 | 0 | 0 | 0 | 198884.1747 | 0 | 0 | 0 | 0 | 0 | 0 | 4240915.1568 | 0 | 0 | 0 | 0 | 0 | 0 | 0 | 0 | 0 | 0 | 0 | 0 | 0 | 0 | 0 | 0 | 0 | 0 | 0 | 0 | 0 | 0 | 292250.2184 | 0 | 0 | 0 | 0 | 0 | 0 | 0 | 0 | 0
2016-04-01 04:00 | 0 | 0 | 0 | 0 | 0 | 10655.8312 | 0 | 373765 | 0 | 0 | 0 | 0 | 128025.2243 | 0 | 0 | 0 | 0 | 0 | 0 | 3948664.9385 | 0 | 0 | 0 | 0 | 0 | 0 | 0 | 0 | 0 | 0 | 0 | 0 | -70858.9504 | 0 | 0 | 0 | 0 | 0 | 0 | 0 | 0 | 0 | 292250.2184 | 0 | 0 | 0 | 0 | 0 | 0 | 0 | 0 | 0
2016-04-01 05:00 | 0 | 0 | 0 | 0 | 0 | 134214.732 | 0 | 355606 | 0 | 0 | 0 | 0 | 198884.1747 | 0 | 0 | 0 | 0 | 0 | 0 | 3656414.7201 | 0 | 0 | 0 | 0 | 0 | 0 | 0 | 0 | 0 | 0 | 0 | 0 | 70858.9504 | 0 | 0 | 0 | 0 | 0 | 0 | 0 | 0 | 0 | 292250.2184 | 0 | 0 | 0 | 0 | 0 | 0 | 0 | 0 | 0
2016-04-01 06:00 | 0 | 0 | 0 | 0 | 0 | 0 | 0 | 342598 | 0 | 0 | 0 | 0 | 128025.2243 | 0 | 0 | 0 | 0 | 0 | 0 | 3384675.6705 | 0 | 0 | 0 | 0 | 0 | 0 | 0 | 0 | 0 | 0 | 0 | 0 | -70858.9504 | 0 | 0 | 0 | 0 | 0 | 0 | 0 | 0 | 20511.1688 | 292250.2184 | 0 | 0 | 0 | 0 | 0 | 0 | 0 | 0 | 0
2016-04-01 07:00 | 0 | 0 | 0 | 0 | 0 | 444416.772 | 0 | 334101 | 0 | 0 | 0 | 0 | 198884.1747 | 0 | 0 | 0 | 0 | 0 | 0 | 3424132.4921 | 0 | 0 | 0 | 0 | 0 | 0 | 0 | 0 | 0 | 0 | 0 | 0 | 70858.9504 | 0 | 0 | 0 | 0 | 0 | 0 | 0 | 0 | 331707.04 | 292250.2184 | 0 | 0 | 0 | 0 | 0 | 0 | 0 | 0 | 0
2016-04-01 08:00 | 0 | 0 | 0 | 0 | 0 | 40661.7816 | 0 | 332912 | 0 | 0 | 0 | 0 | 198884.1747 | 0 | 0 | 0 | 0 | 0 | 0 | 3131882.2737 | 0 | 0 | 0 | 0 | 0 | 0 | 0 | 0 | 0 | 0 | 0 | 0 | 0 | 0 | 0 | 0 | 0 | 0 | 0 | 0 | 0 | 0 | 292250.2184 | 0 | 0 | 0 | 0 | 0 | 0 | 0 | 0 | 0
2016-04-01 09:00 | 0 | 0 | 0 | 0 | 0 | 0 | 0 | 340789 | 0 | 0 | 0 | 0 | 128025.2243 | 0 | 0 | 0 | 0 | 0 | 0 | 2861952.2241 | 0 | 0 | 0 | 0 | 0 | 0 | 0 | 0 | 0 | 0 | 0 | 0 | -70858.9504 | 0 | 0 | 0 | 0 | 0 | 0 | 0 | 0 | 22320.1688 | 292250.2184 | 0 | 0 | 0 | 0 | 0 | 0 | 0 | 0 | 0
2016-04-01 10:00 | 0 | 0 | 0 | 0 | 0 | 84464.4581 | 0 | 363022 | 0 | 0 | 0 | 0 | 141717.9008 | 0 | 0 | 0 | 0 | 0 | 0 | 2569702.0057 | 0 | 0 | 0 | 0 | 0 | 0 | 0 | 0 | 0 | 0 | 0 | 0 | 13692.6765 | 0 | 0 | 0 | 0 | 0 | 0 | 0 | 0 | 0 | 292250.2184 | 0 | 0 | 0 | 0 | 0 | 0 | 0 | 0 | 0
2016-04-01 11:00 | 0 | 0 | 0 | 0 | 0 | 26409.8312 | 0 | 389519 | 0 | 0 | 0 | 0 | 70858.9504 | 0 | 0 | 0 | 0 | 0 | 0 | 2277451.7873 | 0 | 0 | 0 | 0 | 0 | 0 | 0 | 0 | 0 | 0 | 0 | 0 | -70858.9504 | 0 | 0 | 0 | 0 | 0 | 0 | 0 | 0 | 0 | 292250.2184 | 0 | 0 | 0 | 0 | 0 | 0 | 0 | 0 | 0
2016-04-01 12:00 | 0 | 0 | 0 | 0 | 0 | 373548.6359 | 30.2353 | 404981 | 0 | 0 | 0 | 0 | 0 | 0 | 0 | 0 | 0 | 0 | 0 | 2316908.6089 | 0 | 0 | 0 | 0 | 0 | 0 | 0 | 0 | 0 | 0 | 0 | 0 | -70858.9504 | 0 | 0 | 0 | 0 | 0 | 0 | 0 | 0 | 331707.04 | 292250.2184 | 0 | 0 | 0 | 0 | 0 | 0 | 0 | 0 | 0
2016-04-01 13:00 | 0 | 0 | 0 | 0 | 0 | 0 | 124391.0652 | 416209 | 0 | 0 | 0 | 0 | 0 | 0 | 0 | 0 | 0 | 0 | 0 | 2025090.6741 | 0 | 0 | 0 | 0 | 0 | 0 | 0 | 0 | 0 | 0 | 0 | 0 | 0 | 0 | 0 | 0 | 0 | 0 | 0 | 0 | 0 | 432.2836 | 292250.2184 | 0 | 0 | 0 | 0 | 0 | 0 | 0 | 0 | 0
2016-04-01 14:00 | 0 | 0 | 0 | 0 | 0 | 0 | 531667.1594 | 425683 | 0 | 0 | 0 | 0 | 0 | 0 | 0 | 0 | 0 | 0 | 0 | 2131074.8335 | 0 | 0 | 0 | 0 | 0 | 0 | 0 | 0 | 0 | 0 | 0 | 0 | 0 | 0 | 0 | 0 | 0 | 0 | 0 | 0 | 0 | 105984.1594 | 0 | 0 | 0 | 0 | 0 | 0 | 0 | 0 | 0 | 0
2016-04-01 15:00 | 0 | 0 | 0 | 0 | 0 | 0 | 747534.5988 | 430139 | 0 | 0 | 0 | 0 | 0 | 0 | 0 | 0 | 0 | 0 | 0 | 2448470.4324 | 0 | 0 | 0 | 0 | 0 | 0 | 0 | 0 | 0 | 0 | 0 | 0 | 0 | 0 | 0 | 0 | 0 | 0 | 0 | 0 | 0 | 317395.5988 | 0 | 0 | 0 | 0 | 0 | 0 | 0 | 0 | 0 | 0
2016-04-01 16:00 | 0 | 0 | 0 | 0 | 0 | 0 | 833018.9904 | 430453 | 0 | 0 | 0 | 0 | 70858.9504 | 0 | 0 | 0 | 0 | 0 | 0 | 2780177.4724 | 0 | 0 | 0 | 0 | 0 | 0 | 0 | 0 | 0 | 0 | 0 | 0 | 70858.9504 | 0 | 0 | 0 | 0 | 0 | 0 | 0 | 0 | 331707.04 | 0 | 0 | 0 | 0 | 0 | 0 | 0 | 0 | 0 | 0
2016-04-01 17:00 | 0 | 0 | 0 | 0 | 0 | 0 | 832331.9904 | 429766 | 0 | 0 | 0 | 0 | 141717.9008 | 0 | 0 | 0 | 0 | 0 | 0 | 3111884.5124 | 0 | 0 | 0 | 0 | 0 | 0 | 0 | 0 | 0 | 0 | 0 | 0 | 70858.9504 | 0 | 0 | 0 | 0 | 0 | 0 | 0 | 0 | 331707.04 | 0 | 0 | 0 | 0 | 0 | 0 | 0 | 0 | 0 | 0
2016-04-01 18:00 | 0 | 0 | 0 | 0 | 0 | 0 | 816423.3139 | 427550 | 0 | 0 | 0 | 0 | 198884.1747 | 0 | 0 | 0 | 0 | 0 | 0 | 3443591.5524 | 0 | 0 | 0 | 0 | 0 | 0 | 0 | 0 | 0 | 0 | 0 | 0 | 57166.2739 | 0 | 0 | 0 | 0 | 0 | 0 | 0 | 0 | 331707.04 | 0 | 0 | 0 | 0 | 0 | 0 | 0 | 0 | 0 | 0
2016-04-01 19:00 | 0 | 0 | 0 | 0 | 0 | 0 | 685421.0896 | 424573 | 0 | 0 | 0 | 0 | 128025.2243 | 0 | 0 | 0 | 0 | 0 | 0 | 3775298.5924 | 0 | 0 | 0 | 0 | 0 | 0 | 0 | 0 | 0 | 0 | 0 | 0 | -70858.9504 | 0 | 0 | 0 | 0 | 0 | 0 | 0 | 0 | 331707.04 | 0 | 0 | 0 | 0 | 0 | 0 | 0 | 0 | 0 | 0
2016-04-01 20:00 | 0 | 0 | 0 | 0 | 0 | 0 | 824372.9904 | 421807 | 0 | 0 | 0 | 0 | 198884.1747 | 0 | 0 | 0 | 0 | 0 | 0 | 4107005.6324 | 0 | 0 | 0 | 0 | 0 | 0 | 0 | 0 | 0 | 0 | 0 | 0 | 70858.9504 | 0 | 0 | 0 | 0 | 0 | 0 | 0 | 0 | 331707.04 | 0 | 0 | 0 | 0 | 0 | 0 | 0 | 0 | 0 | 0
2016-04-01 21:00 | 0 | 0 | 0 | 0 | 0 | 0 | 751047.04 | 419340 | 0 | 0 | 0 | 0 | 198884.1747 | 0 | 0 | 0 | 0 | 0 | 0 | 4438712.6724 | 0 | 0 | 0 | 0 | 0 | 0 | 0 | 0 | 0 | 0 | 0 | 0 | 0 | 0 | 0 | 0 | 0 | 0 | 0 | 0 | 0 | 331707.04 | 0 | 0 | 0 | 0 | 0 | 0 | 0 | 0 | 0 | 0
2016-04-01 22:00 | 0 | 0 | 0 | 0 | 0 | 0 | 747331.04 | 415624 | 0 | 0 | 0 | 0 | 198884.1747 | 0 | 0 | 0 | 0 | 0 | 0 | 4770419.7124 | 0 | 0 | 0 | 0 | 0 | 0 | 0 | 0 | 0 | 0 | 0 | 0 | 0 | 0 | 0 | 0 | 0 | 0 | 0 | 0 | 0 | 331707.04 | 0 | 0 | 0 | 0 | 0 | 0 | 0 | 0 | 0 | 0
2016-04-01 23:00 | 0 | 0 | 0 | 0 | 0 | 43394.2855 | 702923.7545 | 414611 | 0 | 0 | 0 | 0 | 198884.1747 | 0 | 0 | 0 | 0 | 0 | 0 | 5102126.7524 | 0 | 0 | 0 | 0 | 0 | 0 | 0 | 0 | 0 | 0 | 0 | 0 | 0 | 0 | 0 | 0 | 0 | 0 | 0 | 0 | 0 | 331707.04 | 0 | 0 | 0 | 0 | 0 | 0 | 0 | 0 | 0 | 0
2016-04-02 | 0 | 0 | 0 | 0 | 0 | 0 | 451446.9221 | 419217 | 0 | 0 | 0 | 0 | 128025.2243 | 0 | 0 | 0 | 0 | 0 | 0 | 5205215.6248 | 0 | 0 | 0 | 0 | 0 | 0 | 0 | 0 | 0 | 0 | 0 | 0 | -70858.9504 | 0 | 0 | 0 | 0 | 0 | 0 | 0 | 0 | 103088.8725 | 0 | 0 | 0 | 0 | 0 | 0 | 0 | 0 | 0 | 0
2016-04-02 01:00 | 0 | 0 | 0 | 0 | 0 | 134900.1599 | 60131.5722 | 416423 | 0 | 0 | 0 | 0 | 198884.1747 | 0 | 0 | 0 | 0 | 0 | 0 | 4912965.4064 | 0 | 0 | 0 | 0 | 0 | 0 | 0 | 0 | 0 | 0 | 0 | 0 | 70858.9504 | 0 | 0 | 0 | 0 | 0 | 0 | 0 | 0 | 0 | 292250.2184 | 0 | 0 | 0 | 0 | 0 | 0 | 0 | 0 | 0
2016-04-02 02:00 | 0 | 0 | 0 | 0 | 0 | 112677.3323 | 0.44933 | 404928 | 0 | 0 | 0 | 0 | 198884.1747 | 0 | 0 | 0 | 0 | 0 | 0 | 4620715.1881 | 0 | 0 | 0 | 0 | 0 | 0 | 0 | 0 | 0 | 0 | 0 | 0 | 0 | 0 | 0 | 0 | 0 | 0 | 0 | 0 | 0 | 0 | 292250.2184 | 0 | 0 | 0 | 0 | 0 | 0 | 0 | 0 | 0
2016-04-02 03:00 | 0 | 0 | 0 | 0 | 0 | 95759.7816 | 0 | 388010 | 0 | 0 | 0 | 0 | 198884.1747 | 0 | 0 | 0 | 0 | 0 | 0 | 4328464.9697 | 0 | 0 | 0 | 0 | 0 | 0 | 0 | 0 | 0 | 0 | 0 | 0 | 0 | 0 | 0 | 0 | 0 | 0 | 0 | 0 | 0 | 0 | 292250.2184 | 0 | 0 | 0 | 0 | 0 | 0 | 0 | 0 | 0
2016-04-02 04:00 | 0 | 0 | 0 | 0 | 0 | 5161.8312 | 0 | 368271 | 0 | 0 | 0 | 0 | 128025.2243 | 0 | 0 | 0 | 0 | 0 | 0 | 4036214.7513 | 0 | 0 | 0 | 0 | 0 | 0 | 0 | 0 | 0 | 0 | 0 | 0 | -70858.9504 | 0 | 0 | 0 | 0 | 0 | 0 | 0 | 0 | 0 | 292250.2184 | 0 | 0 | 0 | 0 | 0 | 0 | 0 | 0 | 0
2016-04-02 05:00 | 0 | 0 | 0 | 0 | 0 | 131629.732 | 0 | 353021 | 0 | 0 | 0 | 0 | 198884.1747 | 0 | 0 | 0 | 0 | 0 | 0 | 3743964.5329 | 0 | 0 | 0 | 0 | 0 | 0 | 0 | 0 | 0 | 0 | 0 | 0 | 70858.9504 | 0 | 0 | 0 | 0 | 0 | 0 | 0 | 0 | 0 | 292250.2184 | 0 | 0 | 0 | 0 | 0 | 0 | 0 | 0 | 0
2016-04-02 06:00 | 0 | 0 | 0 | 0 | 0 | 32626.2894 | 0 | 341050 | 0 | 0 | 0 | 0 | 182710.6824 | 0 | 0 | 0 | 0 | 0 | 0 | 3451714.3145 | 0 | 0 | 0 | 0 | 0 | 0 | 0 | 0 | 0 | 0 | 0 | 0 | -16173.4923 | 0 | 0 | 0 | 0 | 0 | 0 | 0 | 0 | 0 | 292250.2184 | 0 | 0 | 0 | 0 | 0 | 0 | 0 | 0 | 0
2016-04-02 07:00 | 0 | 0 | 0 | 0 | 0 | 0 | 0 | 332783 | 0 | 0 | 0 | 0 | 111851.732 | 0 | 0 | 0 | 0 | 0 | 0 | 3189790.2649 | 0 | 0 | 0 | 0 | 0 | 0 | 0 | 0 | 0 | 0 | 0 | 0 | -70858.9504 | 0 | 0 | 0 | 0 | 0 | 0 | 0 | 0 | 30326.1688 | 292250.2184 | 0 | 0 | 0 | 0 | 0 | 0 | 0 | 0 | 0
2016-04-02 08:00 | 0 | 0 | 0 | 0 | 0 | 440303.772 | 0 | 329988 | 0 | 0 | 0 | 0 | 182710.6824 | 0 | 0 | 0 | 0 | 0 | 0 | 3229247.0865 | 0 | 0 | 0 | 0 | 0 | 0 | 0 | 0 | 0 | 0 | 0 | 0 | 70858.9504 | 0 | 0 | 0 | 0 | 0 | 0 | 0 | 0 | 331707.04 | 292250.2184 | 0 | 0 | 0 | 0 | 0 | 0 | 0 | 0 | 0
2016-04-02 09:00 | 0 | 0 | 0 | 0 | 0 | 0 | 0 | 333243 | 0 | 0 | 0 | 0 | 141717.9008 | 0 | 0 | 0 | 0 | 0 | 0 | 2936996.8681 | 0 | 0 | 0 | 0 | 0 | 0 | 0 | 0 | 0 | 0 | 0 | 0 | -40992.7816 | 0 | 0 | 0 | 0 | 0 | 0 | 0 | 0 | 0 | 292250.2184 | 0 | 0 | 0 | 0 | 0 | 0 | 0 | 0 | 0
2016-04-02 10:00 | 0 | 0 | 0 | 0 | 0 | 0 | 0 | 342208 | 0 | 0 | 0 | 0 | 70858.9504 | 0 | 0 | 0 | 0 | 0 | 0 | 2665647.8185 | 0 | 0 | 0 | 0 | 0 | 0 | 0 | 0 | 0 | 0 | 0 | 0 | -70858.9504 | 0 | 0 | 0 | 0 | 0 | 0 | 0 | 0 | 20901.1688 | 292250.2184 | 0 | 0 | 0 | 0 | 0 | 0 | 0 | 0 | 0
2016-04-02 11:00 | 0 | 0 | 0 | 0 | 0 | 0 | 0 | 355236 | 0 | 0 | 0 | 0 | 0 | 0 | 0 | 0 | 0 | 0 | 0 | 2381270.7689 | 0 | 0 | 0 | 0 | 0 | 0 | 0 | 0 | 0 | 0 | 0 | 0 | -70858.9504 | 0 | 0 | 0 | 0 | 0 | 0 | 0 | 0 | 7873.1688 | 292250.2184 | 0 | 0 | 0 | 0 | 0 | 0 | 0 | 0 | 0
2016-04-02 12:00 | 0 | 0 | 0 | 0 | 0 | 409309.7512 | 106.0704 | 369959 | 0 | 0 | 0 | 0 | 0 | 0 | 0 | 0 | 0 | 0 | 0 | 2420727.5906 | 0 | 0 | 0 | 0 | 0 | 0 | 0 | 0 | 0 | 0 | 0 | 0 | 0 | 0 | 0 | 0 | 0 | 0 | 0 | 0 | 0 | 331707.04 | 292250.2184 | 0 | 0 | 0 | 0 | 0 | 0 | 0 | 0 | 0
2016-04-02 13:00 | 0 | 0 | 0 | 0 | 0 | 239560.301 | 184492.5207 | 384596 | 0 | 0 | 0 | 0 | 0 | 0 | 0 | 0 | 0 | 0 | 0 | 2460184.4122 | 0 | 0 | 0 | 0 | 0 | 0 | 0 | 0 | 0 | 0 | 0 | 0 | 0 | 0 | 0 | 0 | 0 | 0 | 0 | 0 | 0 | 331707.04 | 292250.2184 | 0 | 0 | 0 | 0 | 0 | 0 | 0 | 0 | 0
2016-04-02 14:00 | 0 | 0 | 0 | 0 | 0 | 0 | 623560.755 | 393724 | 0 | 0 | 0 | 0 | 0 | 0 | 0 | 0 | 0 | 0 | 0 | 2690021.1672 | 0 | 0 | 0 | 0 | 0 | 0 | 0 | 0 | 0 | 0 | 0 | 0 | 0 | 0 | 0 | 0 | 0 | 0 | 0 | 0 | 0 | 229836.755 | 0 | 0 | 0 | 0 | 0 | 0 | 0 | 0 | 0 | 0
2016-04-02 15:00 | 0 | 0 | 0 | 0 | 0 | 0 | 728461.04 | 396754 | 0 | 0 | 0 | 0 | 0 | 0 | 0 | 0 | 0 | 0 | 0 | 3021728.2072 | 0 | 0 | 0 | 0 | 0 | 0 | 0 | 0 | 0 | 0 | 0 | 0 | 0 | 0 | 0 | 0 | 0 | 0 | 0 | 0 | 0 | 331707.04 | 0 | 0 | 0 | 0 | 0 | 0 | 0 | 0 | 0 | 0
2016-04-02 16:00 | 0 | 0 | 0 | 0 | 0 | 0 | 796566.9904 | 394001 | 0 | 0 | 0 | 0 | 70858.9504 | 0 | 0 | 0 | 0 | 0 | 0 | 3353435.2472 | 0 | 0 | 0 | 0 | 0 | 0 | 0 | 0 | 0 | 0 | 0 | 0 | 70858.9504 | 0 | 0 | 0 | 0 | 0 | 0 | 0 | 0 | 331707.04 | 0 | 0 | 0 | 0 | 0 | 0 | 0 | 0 | 0 | 0
2016-04-02 17:00 | 0 | 0 | 0 | 0 | 0 | 0 | 792460.9904 | 389895 | 0 | 0 | 0 | 0 | 141717.9008 | 0 | 0 | 0 | 0 | 0 | 0 | 3685142.2872 | 0 | 0 | 0 | 0 | 0 | 0 | 0 | 0 | 0 | 0 | 0 | 0 | 70858.9504 | 0 | 0 | 0 | 0 | 0 | 0 | 0 | 0 | 331707.04 | 0 | 0 | 0 | 0 | 0 | 0 | 0 | 0 | 0 | 0
2016-04-02 18:00 | 0 | 0 | 0 | 0 | 0 | 0 | 774384.3139 | 385511 | 0 | 0 | 0 | 0 | 198884.1747 | 0 | 0 | 0 | 0 | 0 | 0 | 4016849.3272 | 0 | 0 | 0 | 0 | 0 | 0 | 0 | 0 | 0 | 0 | 0 | 0 | 57166.2739 | 0 | 0 | 0 | 0 | 0 | 0 | 0 | 0 | 331707.04 | 0 | 0 | 0 | 0 | 0 | 0 | 0 | 0 | 0 | 0
2016-04-02 19:00 | 0 | 0 | 0 | 0 | 0 | 0 | 642565.0896 | 381717 | 0 | 0 | 0 | 0 | 128025.2243 | 0 | 0 | 0 | 0 | 0 | 0 | 4348556.3672 | 0 | 0 | 0 | 0 | 0 | 0 | 0 | 0 | 0 | 0 | 0 | 0 | -70858.9504 | 0 | 0 | 0 | 0 | 0 | 0 | 0 | 0 | 331707.04 | 0 | 0 | 0 | 0 | 0 | 0 | 0 | 0 | 0 | 0
2016-04-02 20:00 | 0 | 0 | 0 | 0 | 0 | 0 | 783492.9904 | 380927 | 0 | 0 | 0 | 0 | 198884.1747 | 0 | 0 | 0 | 0 | 0 | 0 | 4680263.4072 | 0 | 0 | 0 | 0 | 0 | 0 | 0 | 0 | 0 | 0 | 0 | 0 | 70858.9504 | 0 | 0 | 0 | 0 | 0 | 0 | 0 | 0 | 331707.04 | 0 | 0 | 0 | 0 | 0 | 0 | 0 | 0 | 0 | 0
2016-04-02 21:00 | 0 | 0 | 0 | 0 | 0 | 0 | 713709.04 | 382002 | 0 | 0 | 0 | 0 | 198884.1747 | 0 | 0 | 0 | 0 | 0 | 0 | 5011970.4472 | 0 | 0 | 0 | 0 | 0 | 0 | 0 | 0 | 0 | 0 | 0 | 0 | 0 | 0 | 0 | 0 | 0 | 0 | 0 | 0 | 0 | 331707.04 | 0 | 0 | 0 | 0 | 0 | 0 | 0 | 0 | 0 | 0
2016-04-02 22:00 | 0 | 0 | 0 | 0 | 0 | 0 | 715298.04 | 383591 | 0 | 0 | 0 | 0 | 198884.1747 | 0 | 0 | 0 | 0 | 0 | 0 | 5343677.4872 | 0 | 0 | 0 | 0 | 0 | 0 | 0 | 0 | 0 | 0 | 0 | 0 | 0 | 0 | 0 | 0 | 0 | 0 | 0 | 0 | 0 | 331707.04 | 0 | 0 | 0 | 0 | 0 | 0 | 0 | 0 | 0 | 0
2016-04-02 23:00 | 0 | 0 | 0 | 0 | 0 | 0 | 719763.04 | 388056 | 0 | 0 | 0 | 0 | 198884.1747 | 0 | 0 | 0 | 0 | 0 | 0 | 5675384.5272 | 0 | 0 | 0 | 0 | 0 | 0 | 0 | 0 | 0 | 0 | 0 | 0 | 0 | 0 | 0 | 0 | 0 | 0 | 0 | 0 | 0 | 331707.04 | 0 | 0 | 0 | 0 | 0 | 0 | 0 | 0 | 0 | 0
2016-04-03 | 0 | 0 | 0 | 0 | 0 | 0 | 446559.9862 | 397214 | 0 | 0 | 0 | 0 | 198884.1747 | 0 | 0 | 0 | 0 | 0 | 0 | 5724730.5133 | 0 | 0 | 0 | 0 | 0 | 0 | 0 | 0 | 0 | 0 | 0 | 0 | 0 | 0 | 0 | 0 | 0 | 0 | 0 | 0 | 0 | 49345.9862 | 0 | 0 | 0 | 0 | 0 | 0 | 0 | 0 | 0 | 0
2016-04-03 01:00 | 0 | 0 | 0 | 0 | 0 | 0 | 58676.1188 | 399248 | 0 | 0 | 0 | 0 | 128025.2243 | 0 | 0 | 0 | 0 | 0 | 0 | 5455017.5825 | 0 | 0 | 0 | 0 | 0 | 0 | 0 | 0 | 0 | 0 | 0 | 0 | -70858.9504 | 0 | 0 | 0 | 0 | 0 | 0 | 0 | 0 | 22537.2876 | 292250.2184 | 0 | 0 | 0 | 0 | 0 | 0 | 0 | 0 | 0
2016-04-03 02:00 | 0 | 0 | 0 | 0 | 0 | 456070.4312 | 0.076848 | 390446 | 0 | 0 | 0 | 0 | 198884.1747 | 0 | 0 | 0 | 0 | 0 | 0 | 5449783.1402 | 0 | 0 | 0 | 0 | 0 | 0 | 0 | 0 | 0 | 0 | 0 | 0 | 70858.9504 | 0 | 0 | 0 | 0 | 0 | 0 | 0 | 0 | 0 | 5234.4423 | 0 | 0 | 0 | 0 | 0 | 0 | 0 | 0 | 0
2016-04-03 03:00 | 0 | 0 | 0 | 0 | 0 | 14040.8312 | 0 | 377150 | 0 | 0 | 0 | 0 | 128025.2243 | 0 | 0 | 0 | 0 | 0 | 0 | 5157532.9218 | 0 | 0 | 0 | 0 | 0 | 0 | 0 | 0 | 0 | 0 | 0 | 0 | -70858.9504 | 0 | 0 | 0 | 0 | 0 | 0 | 0 | 0 | 0 | 292250.2184 | 0 | 0 | 0 | 0 | 0 | 0 | 0 | 0 | 0
2016-04-03 04:00 | 0 | 0 | 0 | 0 | 0 | 400736.8216 | 0 | 361280 | 0 | 0 | 0 | 0 | 128025.2243 | 0 | 0 | 0 | 0 | 0 | 0 | 5196989.7435 | 0 | 0 | 0 | 0 | 0 | 0 | 0 | 0 | 0 | 0 | 0 | 0 | 0 | 0 | 0 | 0 | 0 | 0 | 0 | 0 | 0 | 331707.04 | 292250.2184 | 0 | 0 | 0 | 0 | 0 | 0 | 0 | 0 | 0
2016-04-03 05:00 | 0 | 0 | 0 | 0 | 0 | 126452.732 | 0 | 347844 | 0 | 0 | 0 | 0 | 198884.1747 | 0 | 0 | 0 | 0 | 0 | 0 | 4904739.5251 | 0 | 0 | 0 | 0 | 0 | 0 | 0 | 0 | 0 | 0 | 0 | 0 | 70858.9504 | 0 | 0 | 0 | 0 | 0 | 0 | 0 | 0 | 0 | 292250.2184 | 0 | 0 | 0 | 0 | 0 | 0 | 0 | 0 | 0
2016-04-03 06:00 | 0 | 0 | 0 | 0 | 0 | 0 | 0 | 338151 | 0 | 0 | 0 | 0 | 152983.3931 | 0 | 0 | 0 | 0 | 0 | 0 | 4612489.3067 | 0 | 0 | 0 | 0 | 0 | 0 | 0 | 0 | 0 | 0 | 0 | 0 | -45900.7816 | 0 | 0 | 0 | 0 | 0 | 0 | 0 | 0 | 0 | 292250.2184 | 0 | 0 | 0 | 0 | 0 | 0 | 0 | 0 | 0
2016-04-03 07:00 | 0 | 0 | 0 | 0 | 0 | 0 | 0 | 332824 | 0 | 0 | 0 | 0 | 82124.4427 | 0 | 0 | 0 | 0 | 0 | 0 | 4350524.2571 | 0 | 0 | 0 | 0 | 0 | 0 | 0 | 0 | 0 | 0 | 0 | 0 | -70858.9504 | 0 | 0 | 0 | 0 | 0 | 0 | 0 | 0 | 30285.1688 | 292250.2184 | 0 | 0 | 0 | 0 | 0 | 0 | 0 | 0 | 0
2016-04-03 08:00 | 0 | 0 | 0 | 0 | 0 | 6154.1206 | 0 | 331348 | 0 | 0 | 0 | 0 | 49180.7816 | 0 | 0 | 0 | 0 | 0 | 0 | 4058274.0387 | 0 | 0 | 0 | 0 | 0 | 0 | 0 | 0 | 0 | 0 | 0 | 0 | -32943.661 | 0 | 0 | 0 | 0 | 0 | 0 | 0 | 0 | 0 | 292250.2184 | 0 | 0 | 0 | 0 | 0 | 0 | 0 | 0 | 0
2016-04-03 09:00 | 0 | 0 | 0 | 0 | 0 | 112196.732 | 0 | 333588 | 0 | 0 | 0 | 0 | 120039.732 | 0 | 0 | 0 | 0 | 0 | 0 | 3766023.8203 | 0 | 0 | 0 | 0 | 0 | 0 | 0 | 0 | 0 | 0 | 0 | 0 | 70858.9504 | 0 | 0 | 0 | 0 | 0 | 0 | 0 | 0 | 0 | 292250.2184 | 0 | 0 | 0 | 0 | 0 | 0 | 0 | 0 | 0
2016-04-03 10:00 | 0 | 0 | 0 | 0 | 0 | 0 | 0 | 341431 | 0 | 0 | 0 | 0 | 70858.9504 | 0 | 0 | 0 | 0 | 0 | 0 | 3473773.6019 | 0 | 0 | 0 | 0 | 0 | 0 | 0 | 0 | 0 | 0 | 0 | 0 | -49180.7816 | 0 | 0 | 0 | 0 | 0 | 0 | 0 | 0 | 0 | 292250.2184 | 0 | 0 | 0 | 0 | 0 | 0 | 0 | 0 | 0
2016-04-03 11:00 | 0 | 0 | 0 | 0 | 0 | 0 | 0 | 351983 | 0 | 0 | 0 | 0 | 0 | 0 | 0 | 0 | 0 | 0 | 0 | 3192649.5523 | 0 | 0 | 0 | 0 | 0 | 0 | 0 | 0 | 0 | 0 | 0 | 0 | -70858.9504 | 0 | 0 | 0 | 0 | 0 | 0 | 0 | 0 | 11126.1688 | 292250.2184 | 0 | 0 | 0 | 0 | 0 | 0 | 0 | 0 | 0
2016-04-03 12:00 | 0 | 0 | 0 | 0 | 0 | 403985.0478 | 104.7738 | 364633 | 0 | 0 | 0 | 0 | 0 | 0 | 0 | 0 | 0 | 0 | 0 | 3232106.3739 | 0 | 0 | 0 | 0 | 0 | 0 | 0 | 0 | 0 | 0 | 0 | 0 | 0 | 0 | 0 | 0 | 0 | 0 | 0 | 0 | 0 | 331707.04 | 292250.2184 | 0 | 0 | 0 | 0 | 0 | 0 | 0 | 0 | 0
2016-04-03 13:00 | 0 | 0 | 0 | 0 | 0 | 0 | 187974.6096 | 374386 | 0 | 0 | 0 | 0 | 0 | 0 | 0 | 0 | 0 | 0 | 0 | 3045694.9835 | 0 | 0 | 0 | 0 | 0 | 0 | 0 | 0 | 0 | 0 | 0 | 0 | 0 | 0 | 0 | 0 | 0 | 0 | 0 | 0 | 0 | 105838.828 | 292250.2184 | 0 | 0 | 0 | 0 | 0 | 0 | 0 | 0 | 0
2016-04-03 14:00 | 0 | 0 | 0 | 0 | 0 | 0 | 596191.5139 | 378868 | 0 | 0 | 0 | 0 | 0 | 0 | 0 | 0 | 0 | 0 | 0 | 3263018.4975 | 0 | 0 | 0 | 0 | 0 | 0 | 0 | 0 | 0 | 0 | 0 | 0 | 0 | 0 | 0 | 0 | 0 | 0 | 0 | 0 | 0 | 217323.5139 | 0 | 0 | 0 | 0 | 0 | 0 | 0 | 0 | 0 | 0
2016-04-03 15:00 | 0 | 0 | 0 | 0 | 0 | 0 | 709903.04 | 378196 | 0 | 0 | 0 | 0 | 0 | 0 | 0 | 0 | 0 | 0 | 0 | 3594725.5375 | 0 | 0 | 0 | 0 | 0 | 0 | 0 | 0 | 0 | 0 | 0 | 0 | 0 | 0 | 0 | 0 | 0 | 0 | 0 | 0 | 0 | 331707.04 | 0 | 0 | 0 | 0 | 0 | 0 | 0 | 0 | 0 | 0
2016-04-03 16:00 | 0 | 0 | 0 | 0 | 0 | 0 | 779832.9904 | 377267 | 0 | 0 | 0 | 0 | 70858.9504 | 0 | 0 | 0 | 0 | 0 | 0 | 3926432.5775 | 0 | 0 | 0 | 0 | 0 | 0 | 0 | 0 | 0 | 0 | 0 | 0 | 70858.9504 | 0 | 0 | 0 | 0 | 0 | 0 | 0 | 0 | 331707.04 | 0 | 0 | 0 | 0 | 0 | 0 | 0 | 0 | 0 | 0
2016-04-03 17:00 | 0 | 0 | 0 | 0 | 0 | 0 | 778203.9904 | 375638 | 0 | 0 | 0 | 0 | 141717.9008 | 0 | 0 | 0 | 0 | 0 | 0 | 4258139.6175 | 0 | 0 | 0 | 0 | 0 | 0 | 0 | 0 | 0 | 0 | 0 | 0 | 70858.9504 | 0 | 0 | 0 | 0 | 0 | 0 | 0 | 0 | 331707.04 | 0 | 0 | 0 | 0 | 0 | 0 | 0 | 0 | 0 | 0
2016-04-03 18:00 | 0 | 0 | 0 | 0 | 0 | 0 | 762565.3139 | 373692 | 0 | 0 | 0 | 0 | 198884.1747 | 0 | 0 | 0 | 0 | 0 | 0 | 4589846.6574 | 0 | 0 | 0 | 0 | 0 | 0 | 0 | 0 | 0 | 0 | 0 | 0 | 57166.2739 | 0 | 0 | 0 | 0 | 0 | 0 | 0 | 0 | 331707.04 | 0 | 0 | 0 | 0 | 0 | 0 | 0 | 0 | 0 | 0
2016-04-03 19:00 | 0 | 0 | 0 | 0 | 0 | 0 | 632986.0896 | 372138 | 0 | 0 | 0 | 0 | 128025.2243 | 0 | 0 | 0 | 0 | 0 | 0 | 4921553.6974 | 0 | 0 | 0 | 0 | 0 | 0 | 0 | 0 | 0 | 0 | 0 | 0 | -70858.9504 | 0 | 0 | 0 | 0 | 0 | 0 | 0 | 0 | 331707.04 | 0 | 0 | 0 | 0 | 0 | 0 | 0 | 0 | 0 | 0
2016-04-03 20:00 | 0 | 0 | 0 | 0 | 0 | 0 | 777458.9904 | 374893 | 0 | 0 | 0 | 0 | 198884.1747 | 0 | 0 | 0 | 0 | 0 | 0 | 5253260.7374 | 0 | 0 | 0 | 0 | 0 | 0 | 0 | 0 | 0 | 0 | 0 | 0 | 70858.9504 | 0 | 0 | 0 | 0 | 0 | 0 | 0 | 0 | 331707.04 | 0 | 0 | 0 | 0 | 0 | 0 | 0 | 0 | 0 | 0
2016-04-03 21:00 | 0 | 0 | 0 | 0 | 0 | 0 | 711804.04 | 380097 | 0 | 0 | 0 | 0 | 198884.1747 | 0 | 0 | 0 | 0 | 0 | 0 | 5584967.7774 | 0 | 0 | 0 | 0 | 0 | 0 | 0 | 0 | 0 | 0 | 0 | 0 | 0 | 0 | 0 | 0 | 0 | 0 | 0 | 0 | 0 | 331707.04 | 0 | 0 | 0 | 0 | 0 | 0 | 0 | 0 | 0 | 0
2016-04-03 22:00 | 0 | 0 | 0 | 0 | 0 | 0 | 718007.04 | 386300 | 0 | 0 | 0 | 0 | 198884.1747 | 0 | 0 | 0 | 0 | 0 | 0 | 5916674.8174 | 0 | 0 | 0 | 0 | 0 | 0 | 0 | 0 | 0 | 0 | 0 | 0 | 0 | 0 | 0 | 0 | 0 | 0 | 0 | 0 | 0 | 331707.04 | 0 | 0 | 0 | 0 | 0 | 0 | 0 | 0 | 0 | 0
2016-04-03 23:00 | 0 | 0 | 0 | 0 | 0 | 0 | 685735.5628 | 393963 | 0 | 0 | 0 | 0 | 198884.1747 | 0 | 0 | 0 | 0 | 0 | 0 | 6208447.3802 | 0 | 0 | 0 | 0 | 0 | 0 | 0 | 0 | 0 | 0 | 0 | 0 | 0 | 0 | 0 | 0 | 0 | 0 | 0 | 0 | 0 | 291772.5628 | 0 | 0 | 0 | 0 | 0 | 0 | 0 | 0 | 0 | 0
2016-04-04 | 0 | 0 | 0 | 0 | 0 | 0 | 401006.5259 | 405691 | 0 | 0 | 0 | 0 | 128025.2243 | 0 | 0 | 0 | 0 | 0 | 0 | 6274621.8565 | 0 | 0 | 0 | 0 | 0 | 0 | 0 | 0 | 0 | 0 | 0 | 0 | -70858.9504 | 0 | 0 | 0 | 0 | 0 | 0 | 0 | 0 | 66174.4763 | 0 | 0 | 0 | 0 | 0 | 0 | 0 | 0 | 0 | 0
2016-04-04 01:00 | 0 | 0 | 0 | 0 | 0 | 162001.4182 | 50962.5362 | 406544 | 0 | 0 | 0 | 0 | 198884.1747 | 0 | 0 | 0 | 0 | 0 | 0 | 6010182.8605 | 0 | 0 | 0 | 0 | 0 | 0 | 0 | 0 | 0 | 0 | 0 | 0 | 70858.9504 | 0 | 0 | 0 | 0 | 0 | 0 | 0 | 0 | 27811.2224 | 292250.2184 | 0 | 0 | 0 | 0 | 0 | 0 | 0 | 0 | 0
2016-04-04 02:00 | 0 | 0 | 0 | 0 | 0 | 94444.7383 | 2.5511 | 393610 | 0 | 0 | 0 | 0 | 191971.6824 | 0 | 0 | 0 | 0 | 0 | 0 | 5717932.6422 | 0 | 0 | 0 | 0 | 0 | 0 | 0 | 0 | 0 | 0 | 0 | 0 | -6912.4923 | 0 | 0 | 0 | 0 | 0 | 0 | 0 | 0 | 0 | 292250.2184 | 0 | 0 | 0 | 0 | 0 | 0 | 0 | 0 | 0
2016-04-04 03:00 | 0 | 0 | 0 | 0 | 0 | 13336.8312 | 0 | 376446 | 0 | 0 | 0 | 0 | 121112.732 | 0 | 0 | 0 | 0 | 0 | 0 | 5425682.4238 | 0 | 0 | 0 | 0 | 0 | 0 | 0 | 0 | 0 | 0 | 0 | 0 | -70858.9504 | 0 | 0 | 0 | 0 | 0 | 0 | 0 | 0 | 0 | 292250.2184 | 0 | 0 | 0 | 0 | 0 | 0 | 0 | 0 | 0
2016-04-04 04:00 | 0 | 0 | 0 | 0 | 0 | 467505.772 | 0 | 357190 | 0 | 0 | 0 | 0 | 191971.6824 | 0 | 0 | 0 | 0 | 0 | 0 | 5465139.2454 | 0 | 0 | 0 | 0 | 0 | 0 | 0 | 0 | 0 | 0 | 0 | 0 | 70858.9504 | 0 | 0 | 0 | 0 | 0 | 0 | 0 | 0 | 331707.04 | 292250.2184 | 0 | 0 | 0 | 0 | 0 | 0 | 0 | 0 | 0
2016-04-04 05:00 | 0 | 0 | 0 | 0 | 0 | 0 | 0 | 342504 | 0 | 0 | 0 | 0 | 141717.9008 | 0 | 0 | 0 | 0 | 0 | 0 | 5172889.027 | 0 | 0 | 0 | 0 | 0 | 0 | 0 | 0 | 0 | 0 | 0 | 0 | -50253.7816 | 0 | 0 | 0 | 0 | 0 | 0 | 0 | 0 | 0 | 292250.2184 | 0 | 0 | 0 | 0 | 0 | 0 | 0 | 0 | 0
2016-04-04 06:00 | 0 | 0 | 0 | 0 | 0 | 0 | 0 | 332944 | 0 | 0 | 0 | 0 | 70858.9504 | 0 | 0 | 0 | 0 | 0 | 0 | 4910803.9774 | 0 | 0 | 0 | 0 | 0 | 0 | 0 | 0 | 0 | 0 | 0 | 0 | -70858.9504 | 0 | 0 | 0 | 0 | 0 | 0 | 0 | 0 | 30165.1688 | 292250.2184 | 0 | 0 | 0 | 0 | 0 | 0 | 0 | 0 | 0
2016-04-04 07:00 | 0 | 0 | 0 | 0 | 0 | 0 | 0 | 327624 | 0 | 0 | 0 | 0 | 0 | 0 | 0 | 0 | 0 | 0 | 0 | 4654038.9278 | 0 | 0 | 0 | 0 | 0 | 0 | 0 | 0 | 0 | 0 | 0 | 0 | -70858.9504 | 0 | 0 | 0 | 0 | 0 | 0 | 0 | 0 | 35485.1688 | 292250.2184 | 0 | 0 | 0 | 0 | 0 | 0 | 0 | 0 | 0
2016-04-04 08:00 | 0 | 0 | 0 | 0 | 0 | 36506.7816 | 0 | 328757 | 0 | 0 | 0 | 0 | 0 | 0 | 0 | 0 | 0 | 0 | 0 | 4361788.7094 | 0 | 0 | 0 | 0 | 0 | 0 | 0 | 0 | 0 | 0 | 0 | 0 | 0 | 0 | 0 | 0 | 0 | 0 | 0 | 0 | 0 | 0 | 292250.2184 | 0 | 0 | 0 | 0 | 0 | 0 | 0 | 0 | 0
2016-04-04 09:00 | 0 | 0 | 0 | 0 | 0 | 120763.732 | 0 | 342155 | 0 | 0 | 0 | 0 | 70858.9504 | 0 | 0 | 0 | 0 | 0 | 0 | 4069538.491 | 0 | 0 | 0 | 0 | 0 | 0 | 0 | 0 | 0 | 0 | 0 | 0 | 70858.9504 | 0 | 0 | 0 | 0 | 0 | 0 | 0 | 0 | 0 | 292250.2184 | 0 | 0 | 0 | 0 | 0 | 0 | 0 | 0 | 0
2016-04-04 10:00 | 0 | 0 | 0 | 0 | 0 | 79531.7816 | 0 | 371782 | 0 | 0 | 0 | 0 | 70858.9504 | 0 | 0 | 0 | 0 | 0 | 0 | 3777288.2727 | 0 | 0 | 0 | 0 | 0 | 0 | 0 | 0 | 0 | 0 | 0 | 0 | 0 | 0 | 0 | 0 | 0 | 0 | 0 | 0 | 0 | 0 | 292250.2184 | 0 | 0 | 0 | 0 | 0 | 0 | 0 | 0 | 0
2016-04-04 11:00 | 0 | 0 | 0 | 0 | 0 | 36885.8312 | 0 | 399995 | 0 | 0 | 0 | 0 | 0 | 0 | 0 | 0 | 0 | 0 | 0 | 3485038.0543 | 0 | 0 | 0 | 0 | 0 | 0 | 0 | 0 | 0 | 0 | 0 | 0 | -70858.9504 | 0 | 0 | 0 | 0 | 0 | 0 | 0 | 0 | 0 | 292250.2184 | 0 | 0 | 0 | 0 | 0 | 0 | 0 | 0 | 0
2016-04-04 12:00 | 0 | 0 | 0 | 0 | 0 | 335800.9451 | 111.9253 | 411957 | 0 | 0 | 0 | 0 | 0 | 0 | 0 | 0 | 0 | 0 | 0 | 3408993.9246 | 0 | 0 | 0 | 0 | 0 | 0 | 0 | 0 | 0 | 0 | 0 | 0 | 0 | 0 | 0 | 0 | 0 | 0 | 0 | 0 | 0 | 216206.0888 | 292250.2184 | 0 | 0 | 0 | 0 | 0 | 0 | 0 | 0 | 0
2016-04-04 13:00 | 0 | 0 | 0 | 0 | 0 | 0 | 231036.5776 | 417396 | 0 | 0 | 0 | 0 | 0 | 0 | 0 | 0 | 0 | 0 | 0 | 3222634.5022 | 0 | 0 | 0 | 0 | 0 | 0 | 0 | 0 | 0 | 0 | 0 | 0 | 0 | 0 | 0 | 0 | 0 | 0 | 0 | 0 | 0 | 105890.796 | 292250.2184 | 0 | 0 | 0 | 0 | 0 | 0 | 0 | 0 | 0
2016-04-04 14:00 | 0 | 0 | 0 | 0 | 0 | 0 | 537085.3133 | 422326 | 0 | 0 | 0 | 0 | 0 | 0 | 0 | 0 | 0 | 0 | 0 | 3337393.8155 | 0 | 0 | 0 | 0 | 0 | 0 | 0 | 0 | 0 | 0 | 0 | 0 | 0 | 0 | 0 | 0 | 0 | 0 | 0 | 0 | 0 | 114759.3133 | 0 | 0 | 0 | 0 | 0 | 0 | 0 | 0 | 0 | 0
2016-04-04 15:00 | 0 | 0 | 0 | 0 | 0 | 0 | 736547.5469 | 424961 | 0 | 0 | 0 | 0 | 0 | 0 | 0 | 0 | 0 | 0 | 0 | 3648980.3624 | 0 | 0 | 0 | 0 | 0 | 0 | 0 | 0 | 0 | 0 | 0 | 0 | 0 | 0 | 0 | 0 | 0 | 0 | 0 | 0 | 0 | 311586.5469 | 0 | 0 | 0 | 0 | 0 | 0 | 0 | 0 | 0 | 0
2016-04-04 16:00 | 0 | 0 | 0 | 0 | 0 | 0 | 828882.9904 | 426317 | 0 | 0 | 0 | 0 | 70858.9504 | 0 | 0 | 0 | 0 | 0 | 0 | 3980687.4024 | 0 | 0 | 0 | 0 | 0 | 0 | 0 | 0 | 0 | 0 | 0 | 0 | 70858.9504 | 0 | 0 | 0 | 0 | 0 | 0 | 0 | 0 | 331707.04 | 0 | 0 | 0 | 0 | 0 | 0 | 0 | 0 | 0 | 0
2016-04-04 17:00 | 0 | 0 | 0 | 0 | 0 | 0 | 831092.9904 | 428527 | 0 | 0 | 0 | 0 | 141717.9008 | 0 | 0 | 0 | 0 | 0 | 0 | 4312394.4424 | 0 | 0 | 0 | 0 | 0 | 0 | 0 | 0 | 0 | 0 | 0 | 0 | 70858.9504 | 0 | 0 | 0 | 0 | 0 | 0 | 0 | 0 | 331707.04 | 0 | 0 | 0 | 0 | 0 | 0 | 0 | 0 | 0 | 0
2016-04-04 18:00 | 0 | 0 | 0 | 0 | 0 | 0 | 819497.3139 | 430624 | 0 | 0 | 0 | 0 | 198884.1747 | 0 | 0 | 0 | 0 | 0 | 0 | 4644101.4824 | 0 | 0 | 0 | 0 | 0 | 0 | 0 | 0 | 0 | 0 | 0 | 0 | 57166.2739 | 0 | 0 | 0 | 0 | 0 | 0 | 0 | 0 | 331707.04 | 0 | 0 | 0 | 0 | 0 | 0 | 0 | 0 | 0 | 0
2016-04-04 19:00 | 0 | 0 | 0 | 0 | 0 | 0 | 764493.04 | 432786 | 0 | 0 | 0 | 0 | 198884.1747 | 0 | 0 | 0 | 0 | 0 | 0 | 4975808.5224 | 0 | 0 | 0 | 0 | 0 | 0 | 0 | 0 | 0 | 0 | 0 | 0 | 0 | 0 | 0 | 0 | 0 | 0 | 0 | 0 | 0 | 331707.04 | 0 | 0 | 0 | 0 | 0 | 0 | 0 | 0 | 0 | 0
2016-04-04 20:00 | 0 | 0 | 0 | 0 | 0 | 0 | 768625.04 | 436918 | 0 | 0 | 0 | 0 | 198884.1747 | 0 | 0 | 0 | 0 | 0 | 0 | 5307515.5624 | 0 | 0 | 0 | 0 | 0 | 0 | 0 | 0 | 0 | 0 | 0 | 0 | 0 | 0 | 0 | 0 | 0 | 0 | 0 | 0 | 0 | 331707.04 | 0 | 0 | 0 | 0 | 0 | 0 | 0 | 0 | 0 | 0
2016-04-04 21:00 | 0 | 0 | 0 | 0 | 0 | 0 | 773210.04 | 441503 | 0 | 0 | 0 | 0 | 198884.1747 | 0 | 0 | 0 | 0 | 0 | 0 | 5639222.6024 | 0 | 0 | 0 | 0 | 0 | 0 | 0 | 0 | 0 | 0 | 0 | 0 | 0 | 0 | 0 | 0 | 0 | 0 | 0 | 0 | 0 | 331707.04 | 0 | 0 | 0 | 0 | 0 | 0 | 0 | 0 | 0 | 0
2016-04-04 22:00 | 0 | 0 | 0 | 0 | 0 | 0 | 745140.456 | 444042 | 0 | 0 | 0 | 0 | 168275.5906 | 0 | 0 | 0 | 0 | 0 | 0 | 5970929.6424 | 0 | 0 | 0 | 0 | 0 | 0 | 0 | 0 | 0 | 0 | 0 | 0 | -30608.584 | 0 | 0 | 0 | 0 | 0 | 0 | 0 | 0 | 331707.04 | 0 | 0 | 0 | 0 | 0 | 0 | 0 | 0 | 0 | 0
2016-04-04 23:00 | 0 | 0 | 0 | 0 | 0 | 0 | 627507.8728 | 445816 | 0 | 0 | 0 | 0 | 198884.1747 | 0 | 0 | 0 | 0 | 0 | 0 | 6122012.9312 | 0 | 0 | 0 | 0 | 0 | 0 | 0 | 0 | 0 | 0 | 0 | 0 | 30608.584 | 0 | 0 | 0 | 0 | 0 | 0 | 0 | 0 | 151083.2888 | 0 | 0 | 0 | 0 | 0 | 0 | 0 | 0 | 0 | 0
2016-04-05 | 0 | 0 | 0 | 0 | 0 | 0 | 372021.3029 | 451312 | 0 | 0 | 0 | 0 | 198884.1747 | 0 | 0 | 0 | 0 | 0 | 0 | 6042722.2341 | 0 | 0 | 0 | 0 | 0 | 0 | 0 | 0 | 0 | 0 | 0 | 0 | 0 | 0 | 0 | 0 | 0 | 0 | 0 | 0 | 0 | 212959.5213 | 292250.2184 | 0 | 0 | 0 | 0 | 0 | 0 | 0 | 0 | 0
2016-04-05 01:00 | 0 | 0 | 0 | 0 | 0 | 367489.9427 | 61212.605 | 446412 | 0 | 0 | 0 | 0 | 141717.9008 | 0 | 0 | 0 | 0 | 0 | 0 | 6082179.0557 | 0 | 0 | 0 | 0 | 0 | 0 | 0 | 0 | 0 | 0 | 0 | 0 | -57166.2739 | 0 | 0 | 0 | 0 | 0 | 0 | 0 | 0 | 331707.04 | 292250.2184 | 0 | 0 | 0 | 0 | 0 | 0 | 0 | 0 | 0
2016-04-05 02:00 | 0 | 0 | 0 | 0 | 0 | 64460.876 | 4.9552 | 427575 | 0 | 0 | 0 | 0 | 70858.9504 | 0 | 0 | 0 | 0 | 0 | 0 | 5789928.8373 | 0 | 0 | 0 | 0 | 0 | 0 | 0 | 0 | 0 | 0 | 0 | 0 | -70858.9504 | 0 | 0 | 0 | 0 | 0 | 0 | 0 | 0 | 0 | 292250.2184 | 0 | 0 | 0 | 0 | 0 | 0 | 0 | 0 | 0
2016-04-05 03:00 | 0 | 0 | 0 | 0 | 0 | 41111.8312 | 0 | 404221 | 0 | 0 | 0 | 0 | 0 | 0 | 0 | 0 | 0 | 0 | 0 | 5497678.6189 | 0 | 0 | 0 | 0 | 0 | 0 | 0 | 0 | 0 | 0 | 0 | 0 | -70858.9504 | 0 | 0 | 0 | 0 | 0 | 0 | 0 | 0 | 0 | 292250.2184 | 0 | 0 | 0 | 0 | 0 | 0 | 0 | 0 | 0
2016-04-05 04:00 | 0 | 0 | 0 | 0 | 0 | 492366.772 | 0 | 382051 | 0 | 0 | 0 | 0 | 70858.9504 | 0 | 0 | 0 | 0 | 0 | 0 | 5537135.4405 | 0 | 0 | 0 | 0 | 0 | 0 | 0 | 0 | 0 | 0 | 0 | 0 | 70858.9504 | 0 | 0 | 0 | 0 | 0 | 0 | 0 | 0 | 331707.04 | 292250.2184 | 0 | 0 | 0 | 0 | 0 | 0 | 0 | 0 | 0
2016-04-05 05:00 | 0 | 0 | 0 | 0 | 0 | 142942.732 | 0 | 364334 | 0 | 0 | 0 | 0 | 141717.9008 | 0 | 0 | 0 | 0 | 0 | 0 | 5244885.2221 | 0 | 0 | 0 | 0 | 0 | 0 | 0 | 0 | 0 | 0 | 0 | 0 | 70858.9504 | 0 | 0 | 0 | 0 | 0 | 0 | 0 | 0 | 0 | 292250.2184 | 0 | 0 | 0 | 0 | 0 | 0 | 0 | 0 | 0
2016-04-05 06:00 | 0 | 0 | 0 | 0 | 0 | 0 | 0 | 352651 | 0 | 0 | 0 | 0 | 81317.1192 | 0 | 0 | 0 | 0 | 0 | 0 | 4952635.0038 | 0 | 0 | 0 | 0 | 0 | 0 | 0 | 0 | 0 | 0 | 0 | 0 | -60400.7816 | 0 | 0 | 0 | 0 | 0 | 0 | 0 | 0 | 0 | 292250.2184 | 0 | 0 | 0 | 0 | 0 | 0 | 0 | 0 | 0
2016-04-05 07:00 | 0 | 0 | 0 | 0 | 0 | 0 | 0 | 345982 | 0 | 0 | 0 | 0 | 10458.1688 | 0 | 0 | 0 | 0 | 0 | 0 | 4677511.9542 | 0 | 0 | 0 | 0 | 0 | 0 | 0 | 0 | 0 | 0 | 0 | 0 | -70858.9504 | 0 | 0 | 0 | 0 | 0 | 0 | 0 | 0 | 17127.1688 | 292250.2184 | 0 | 0 | 0 | 0 | 0 | 0 | 0 | 0 | 0
2016-04-05 08:00 | 0 | 0 | 0 | 0 | 0 | 456546.772 | 0 | 346231 | 0 | 0 | 0 | 0 | 81317.1192 | 0 | 0 | 0 | 0 | 0 | 0 | 4716968.7758 | 0 | 0 | 0 | 0 | 0 | 0 | 0 | 0 | 0 | 0 | 0 | 0 | 70858.9504 | 0 | 0 | 0 | 0 | 0 | 0 | 0 | 0 | 331707.04 | 292250.2184 | 0 | 0 | 0 | 0 | 0 | 0 | 0 | 0 | 0
2016-04-05 09:00 | 0 | 0 | 0 | 0 | 0 | 127215.5632 | 0 | 359065 | 0 | 0 | 0 | 0 | 141717.9008 | 0 | 0 | 0 | 0 | 0 | 0 | 4424718.5574 | 0 | 0 | 0 | 0 | 0 | 0 | 0 | 0 | 0 | 0 | 0 | 0 | 60400.7816 | 0 | 0 | 0 | 0 | 0 | 0 | 0 | 0 | 0 | 292250.2184 | 0 | 0 | 0 | 0 | 0 | 0 | 0 | 0 | 0
2016-04-05 10:00 | 0 | 0 | 0 | 0 | 0 | 24933.8312 | 0 | 388043 | 0 | 0 | 0 | 0 | 70858.9504 | 0 | 0 | 0 | 0 | 0 | 0 | 4132468.339 | 0 | 0 | 0 | 0 | 0 | 0 | 0 | 0 | 0 | 0 | 0 | 0 | -70858.9504 | 0 | 0 | 0 | 0 | 0 | 0 | 0 | 0 | 0 | 292250.2184 | 0 | 0 | 0 | 0 | 0 | 0 | 0 | 0 | 0
2016-04-05 11:00 | 0 | 0 | 0 | 0 | 0 | 52220.8312 | 0 | 415330 | 0 | 0 | 0 | 0 | 0 | 0 | 0 | 0 | 0 | 0 | 0 | 3840218.1206 | 0 | 0 | 0 | 0 | 0 | 0 | 0 | 0 | 0 | 0 | 0 | 0 | -70858.9504 | 0 | 0 | 0 | 0 | 0 | 0 | 0 | 0 | 0 | 292250.2184 | 0 | 0 | 0 | 0 | 0 | 0 | 0 | 0 | 0
2016-04-05 12:00 | 0 | 0 | 0 | 0 | 0 | 132957.7704 | 135.0113 | 425343 | 0 | 0 | 0 | 0 | 0 | 0 | 0 | 0 | 0 | 0 | 0 | 3547967.9022 | 0 | 0 | 0 | 0 | 0 | 0 | 0 | 0 | 0 | 0 | 0 | 0 | 0 | 0 | 0 | 0 | 0 | 0 | 0 | 0 | 0 | 0 | 292250.2184 | 0 | 0 | 0 | 0 | 0 | 0 | 0 | 0 | 0
2016-04-05 13:00 | 0 | 0 | 0 | 0 | 0 | 0 | 211725.3552 | 429582 | 0 | 0 | 0 | 0 | 0 | 0 | 0 | 0 | 0 | 0 | 0 | 3330111.2574 | 0 | 0 | 0 | 0 | 0 | 0 | 0 | 0 | 0 | 0 | 0 | 0 | 0 | 0 | 0 | 0 | 0 | 0 | 0 | 0 | 0 | 74393.5736 | 292250.2184 | 0 | 0 | 0 | 0 | 0 | 0 | 0 | 0 | 0
2016-04-05 14:00 | 0 | 0 | 0 | 0 | 0 | 0 | 579318.325 | 433786 | 0 | 0 | 0 | 0 | 0 | 0 | 0 | 0 | 0 | 0 | 0 | 3475643.5825 | 0 | 0 | 0 | 0 | 0 | 0 | 0 | 0 | 0 | 0 | 0 | 0 | 0 | 0 | 0 | 0 | 0 | 0 | 0 | 0 | 0 | 145532.325 | 0 | 0 | 0 | 0 | 0 | 0 | 0 | 0 | 0 | 0
2016-04-05 15:00 | 0 | 0 | 0 | 0 | 0 | 0 | 766359.04 | 434652 | 0 | 0 | 0 | 0 | 0 | 0 | 0 | 0 | 0 | 0 | 0 | 3807350.6225 | 0 | 0 | 0 | 0 | 0 | 0 | 0 | 0 | 0 | 0 | 0 | 0 | 0 | 0 | 0 | 0 | 0 | 0 | 0 | 0 | 0 | 331707.04 | 0 | 0 | 0 | 0 | 0 | 0 | 0 | 0 | 0 | 0
2016-04-05 16:00 | 0 | 0 | 0 | 0 | 0 | 0 | 836171.9904 | 433606 | 0 | 0 | 0 | 0 | 70858.9504 | 0 | 0 | 0 | 0 | 0 | 0 | 4139057.6625 | 0 | 0 | 0 | 0 | 0 | 0 | 0 | 0 | 0 | 0 | 0 | 0 | 70858.9504 | 0 | 0 | 0 | 0 | 0 | 0 | 0 | 0 | 331707.04 | 0 | 0 | 0 | 0 | 0 | 0 | 0 | 0 | 0 | 0
2016-04-05 17:00 | 0 | 0 | 0 | 0 | 0 | 0 | 836264.9904 | 433699 | 0 | 0 | 0 | 0 | 141717.9008 | 0 | 0 | 0 | 0 | 0 | 0 | 4470764.7025 | 0 | 0 | 0 | 0 | 0 | 0 | 0 | 0 | 0 | 0 | 0 | 0 | 70858.9504 | 0 | 0 | 0 | 0 | 0 | 0 | 0 | 0 | 331707.04 | 0 | 0 | 0 | 0 | 0 | 0 | 0 | 0 | 0 | 0
2016-04-05 18:00 | 0 | 0 | 0 | 0 | 0 | 0 | 822747.3139 | 433874 | 0 | 0 | 0 | 0 | 198884.1747 | 0 | 0 | 0 | 0 | 0 | 0 | 4802471.7425 | 0 | 0 | 0 | 0 | 0 | 0 | 0 | 0 | 0 | 0 | 0 | 0 | 57166.2739 | 0 | 0 | 0 | 0 | 0 | 0 | 0 | 0 | 331707.04 | 0 | 0 | 0 | 0 | 0 | 0 | 0 | 0 | 0 | 0
2016-04-05 19:00 | 0 | 0 | 0 | 0 | 0 | 0 | 766170.04 | 434463 | 0 | 0 | 0 | 0 | 198884.1747 | 0 | 0 | 0 | 0 | 0 | 0 | 5134178.7825 | 0 | 0 | 0 | 0 | 0 | 0 | 0 | 0 | 0 | 0 | 0 | 0 | 0 | 0 | 0 | 0 | 0 | 0 | 0 | 0 | 0 | 331707.04 | 0 | 0 | 0 | 0 | 0 | 0 | 0 | 0 | 0 | 0
2016-04-05 20:00 | 0 | 0 | 0 | 0 | 0 | 0 | 768203.04 | 436496 | 0 | 0 | 0 | 0 | 198884.1747 | 0 | 0 | 0 | 0 | 0 | 0 | 5465885.8225 | 0 | 0 | 0 | 0 | 0 | 0 | 0 | 0 | 0 | 0 | 0 | 0 | 0 | 0 | 0 | 0 | 0 | 0 | 0 | 0 | 0 | 331707.04 | 0 | 0 | 0 | 0 | 0 | 0 | 0 | 0 | 0 | 0
2016-04-05 21:00 | 0 | 0 | 0 | 0 | 0 | 0 | 771795.04 | 440088 | 0 | 0 | 0 | 0 | 198884.1747 | 0 | 0 | 0 | 0 | 0 | 0 | 5797592.8625 | 0 | 0 | 0 | 0 | 0 | 0 | 0 | 0 | 0 | 0 | 0 | 0 | 0 | 0 | 0 | 0 | 0 | 0 | 0 | 0 | 0 | 331707.04 | 0 | 0 | 0 | 0 | 0 | 0 | 0 | 0 | 0 | 0
2016-04-05 22:00 | 0 | 0 | 0 | 0 | 0 | 0 | 774445.04 | 442738 | 0 | 0 | 0 | 0 | 198884.1747 | 0 | 0 | 0 | 0 | 0 | 0 | 6129299.9025 | 0 | 0 | 0 | 0 | 0 | 0 | 0 | 0 | 0 | 0 | 0 | 0 | 0 | 0 | 0 | 0 | 0 | 0 | 0 | 0 | 0 | 331707.04 | 0 | 0 | 0 | 0 | 0 | 0 | 0 | 0 | 0 | 0
2016-04-05 23:00 | 0 | 0 | 0 | 0 | 0 | 0 | 671323.9867 | 446832 | 0 | 0 | 0 | 0 | 198884.1747 | 0 | 0 | 0 | 0 | 0 | 0 | 6353791.8891 | 0 | 0 | 0 | 0 | 0 | 0 | 0 | 0 | 0 | 0 | 0 | 0 | 0 | 0 | 0 | 0 | 0 | 0 | 0 | 0 | 0 | 224491.9867 | 0 | 0 | 0 | 0 | 0 | 0 | 0 | 0 | 0 | 0
2016-04-06 | 0 | 0 | 0 | 0 | 0 | 0 | 413739.8069 | 457670 | 0 | 0 | 0 | 0 | 154953.9816 | 0 | 0 | 0 | 0 | 0 | 0 | 6353791.8891 | 0 | 0 | 0 | 0 | 0 | 0 | 0 | 0 | 0 | 0 | 0 | 0 | -43930.1931 | 0 | 0 | 0 | 0 | 0 | 0 | 0 | 0 | 0 | 0 | 0 | 0 | 0 | 0 | 0 | 0 | 0 | 0 | 0
2016-04-06 01:00 | 0 | 0 | 0 | 0 | 0 | 402593.2342 | 65204.8301 | 455270 | 0 | 0 | 0 | 0 | 128025.2243 | 0 | 0 | 0 | 0 | 0 | 0 | 6393248.7107 | 0 | 0 | 0 | 0 | 0 | 0 | 0 | 0 | 0 | 0 | 0 | 0 | -26928.7573 | 0 | 0 | 0 | 0 | 0 | 0 | 0 | 0 | 331707.04 | 292250.2184 | 0 | 0 | 0 | 0 | 0 | 0 | 0 | 0 | 0
2016-04-06 02:00 | 0 | 0 | 0 | 0 | 0 | 74426.4667 | 9.3646 | 437545 | 0 | 0 | 0 | 0 | 57166.2739 | 0 | 0 | 0 | 0 | 0 | 0 | 6100998.4923 | 0 | 0 | 0 | 0 | 0 | 0 | 0 | 0 | 0 | 0 | 0 | 0 | -70858.9504 | 0 | 0 | 0 | 0 | 0 | 0 | 0 | 0 | 0 | 292250.2184 | 0 | 0 | 0 | 0 | 0 | 0 | 0 | 0 | 0
2016-04-06 03:00 | 0 | 0 | 0 | 0 | 0 | 525002.772 | 0 | 414687 | 0 | 0 | 0 | 0 | 128025.2243 | 0 | 0 | 0 | 0 | 0 | 0 | 6140455.314 | 0 | 0 | 0 | 0 | 0 | 0 | 0 | 0 | 0 | 0 | 0 | 0 | 70858.9504 | 0 | 0 | 0 | 0 | 0 | 0 | 0 | 0 | 331707.04 | 292250.2184 | 0 | 0 | 0 | 0 | 0 | 0 | 0 | 0 | 0
2016-04-06 04:00 | 0 | 0 | 0 | 0 | 0 | 172944.732 | 0 | 394336 | 0 | 0 | 0 | 0 | 198884.1747 | 0 | 0 | 0 | 0 | 0 | 0 | 5848205.0956 | 0 | 0 | 0 | 0 | 0 | 0 | 0 | 0 | 0 | 0 | 0 | 0 | 70858.9504 | 0 | 0 | 0 | 0 | 0 | 0 | 0 | 0 | 0 | 292250.2184 | 0 | 0 | 0 | 0 | 0 | 0 | 0 | 0 | 0
2016-04-06 05:00 | 0 | 0 | 0 | 0 | 0 | 14289.8312 | 0 | 377399 | 0 | 0 | 0 | 0 | 128025.2243 | 0 | 0 | 0 | 0 | 0 | 0 | 5555954.8772 | 0 | 0 | 0 | 0 | 0 | 0 | 0 | 0 | 0 | 0 | 0 | 0 | -70858.9504 | 0 | 0 | 0 | 0 | 0 | 0 | 0 | 0 | 0 | 292250.2184 | 0 | 0 | 0 | 0 | 0 | 0 | 0 | 0 | 0
2016-04-06 06:00 | 0 | 0 | 0 | 0 | 0 | 144335.732 | 0 | 365727 | 0 | 0 | 0 | 0 | 198884.1747 | 0 | 0 | 0 | 0 | 0 | 0 | 5263704.6588 | 0 | 0 | 0 | 0 | 0 | 0 | 0 | 0 | 0 | 0 | 0 | 0 | 70858.9504 | 0 | 0 | 0 | 0 | 0 | 0 | 0 | 0 | 0 | 292250.2184 | 0 | 0 | 0 | 0 | 0 | 0 | 0 | 0 | 0
2016-04-06 07:00 | 0 | 0 | 0 | 0 | 0 | 67414.7816 | 0 | 359665 | 0 | 0 | 0 | 0 | 198884.1747 | 0 | 0 | 0 | 0 | 0 | 0 | 4971454.4404 | 0 | 0 | 0 | 0 | 0 | 0 | 0 | 0 | 0 | 0 | 0 | 0 | 0 | 0 | 0 | 0 | 0 | 0 | 0 | 0 | 0 | 0 | 292250.2184 | 0 | 0 | 0 | 0 | 0 | 0 | 0 | 0 | 0
2016-04-06 08:00 | 0 | 0 | 0 | 0 | 0 | 0 | 0 | 359740 | 0 | 0 | 0 | 0 | 128025.2243 | 0 | 0 | 0 | 0 | 0 | 0 | 4682573.3908 | 0 | 0 | 0 | 0 | 0 | 0 | 0 | 0 | 0 | 0 | 0 | 0 | -70858.9504 | 0 | 0 | 0 | 0 | 0 | 0 | 0 | 0 | 3369.1688 | 292250.2184 | 0 | 0 | 0 | 0 | 0 | 0 | 0 | 0 | 0
2016-04-06 09:00 | 0 | 0 | 0 | 0 | 0 | 423695.4981 | 0 | 370546 | 0 | 0 | 0 | 0 | 141717.9008 | 0 | 0 | 0 | 0 | 0 | 0 | 4722030.2124 | 0 | 0 | 0 | 0 | 0 | 0 | 0 | 0 | 0 | 0 | 0 | 0 | 13692.6765 | 0 | 0 | 0 | 0 | 0 | 0 | 0 | 0 | 331707.04 | 292250.2184 | 0 | 0 | 0 | 0 | 0 | 0 | 0 | 0 | 0
2016-04-06 10:00 | 0 | 0 | 0 | 0 | 0 | 35568.8312 | 0 | 398678 | 0 | 0 | 0 | 0 | 70858.9504 | 0 | 0 | 0 | 0 | 0 | 0 | 4429779.9941 | 0 | 0 | 0 | 0 | 0 | 0 | 0 | 0 | 0 | 0 | 0 | 0 | -70858.9504 | 0 | 0 | 0 | 0 | 0 | 0 | 0 | 0 | 0 | 292250.2184 | 0 | 0 | 0 | 0 | 0 | 0 | 0 | 0 | 0
2016-04-06 11:00 | 0 | 0 | 0 | 0 | 0 | 60367.8312 | 0 | 423477 | 0 | 0 | 0 | 0 | 0 | 0 | 0 | 0 | 0 | 0 | 0 | 4137529.7757 | 0 | 0 | 0 | 0 | 0 | 0 | 0 | 0 | 0 | 0 | 0 | 0 | -70858.9504 | 0 | 0 | 0 | 0 | 0 | 0 | 0 | 0 | 0 | 292250.2184 | 0 | 0 | 0 | 0 | 0 | 0 | 0 | 0 | 0
2016-04-06 12:00 | 0 | 0 | 0 | 0 | 0 | 468941.1433 | 157.6783 | 429642 | 0 | 0 | 0 | 0 | 0 | 0 | 0 | 0 | 0 | 0 | 0 | 4176986.5973 | 0 | 0 | 0 | 0 | 0 | 0 | 0 | 0 | 0 | 0 | 0 | 0 | 0 | 0 | 0 | 0 | 0 | 0 | 0 | 0 | 0 | 331707.04 | 292250.2184 | 0 | 0 | 0 | 0 | 0 | 0 | 0 | 0 | 0
2016-04-06 13:00 | 0 | 0 | 0 | 0 | 0 | 0 | 222922.3863 | 430930 | 0 | 0 | 0 | 0 | 0 | 0 | 0 | 0 | 0 | 0 | 0 | 3968978.9835 | 0 | 0 | 0 | 0 | 0 | 0 | 0 | 0 | 0 | 0 | 0 | 0 | 0 | 0 | 0 | 0 | 0 | 0 | 0 | 0 | 0 | 84242.6046 | 292250.2184 | 0 | 0 | 0 | 0 | 0 | 0 | 0 | 0 | 0
2016-04-06 14:00 | 0 | 0 | 0 | 0 | 0 | 140786.538 | 623810.502 | 432890 | 0 | 0 | 0 | 0 | 0 | 0 | 0 | 0 | 0 | 0 | 0 | 4300686.0235 | 0 | 0 | 0 | 0 | 0 | 0 | 0 | 0 | 0 | 0 | 0 | 0 | 0 | 0 | 0 | 0 | 0 | 0 | 0 | 0 | 0 | 331707.04 | 0 | 0 | 0 | 0 | 0 | 0 | 0 | 0 | 0 | 0
2016-04-06 15:00 | 0 | 0 | 0 | 0 | 0 | 0 | 764045.04 | 432338 | 0 | 0 | 0 | 0 | 0 | 0 | 0 | 0 | 0 | 0 | 0 | 4632393.0635 | 0 | 0 | 0 | 0 | 0 | 0 | 0 | 0 | 0 | 0 | 0 | 0 | 0 | 0 | 0 | 0 | 0 | 0 | 0 | 0 | 0 | 331707.04 | 0 | 0 | 0 | 0 | 0 | 0 | 0 | 0 | 0 | 0
2016-04-06 16:00 | 0 | 0 | 0 | 0 | 0 | 0 | 832699.9904 | 430134 | 0 | 0 | 0 | 0 | 70858.9504 | 0 | 0 | 0 | 0 | 0 | 0 | 4964100.1035 | 0 | 0 | 0 | 0 | 0 | 0 | 0 | 0 | 0 | 0 | 0 | 0 | 70858.9504 | 0 | 0 | 0 | 0 | 0 | 0 | 0 | 0 | 331707.04 | 0 | 0 | 0 | 0 | 0 | 0 | 0 | 0 | 0 | 0
2016-04-06 17:00 | 0 | 0 | 0 | 0 | 0 | 0 | 831920.9904 | 429355 | 0 | 0 | 0 | 0 | 141717.9008 | 0 | 0 | 0 | 0 | 0 | 0 | 5295807.1435 | 0 | 0 | 0 | 0 | 0 | 0 | 0 | 0 | 0 | 0 | 0 | 0 | 70858.9504 | 0 | 0 | 0 | 0 | 0 | 0 | 0 | 0 | 331707.04 | 0 | 0 | 0 | 0 | 0 | 0 | 0 | 0 | 0 | 0
2016-04-06 18:00 | 0 | 0 | 0 | 0 | 0 | 0 | 818587.3139 | 429714 | 0 | 0 | 0 | 0 | 198884.1747 | 0 | 0 | 0 | 0 | 0 | 0 | 5627514.1835 | 0 | 0 | 0 | 0 | 0 | 0 | 0 | 0 | 0 | 0 | 0 | 0 | 57166.2739 | 0 | 0 | 0 | 0 | 0 | 0 | 0 | 0 | 331707.04 | 0 | 0 | 0 | 0 | 0 | 0 | 0 | 0 | 0 | 0
2016-04-06 19:00 | 0 | 0 | 0 | 0 | 0 | 0 | 690480.0896 | 429632 | 0 | 0 | 0 | 0 | 128025.2243 | 0 | 0 | 0 | 0 | 0 | 0 | 5959221.2235 | 0 | 0 | 0 | 0 | 0 | 0 | 0 | 0 | 0 | 0 | 0 | 0 | -70858.9504 | 0 | 0 | 0 | 0 | 0 | 0 | 0 | 0 | 331707.04 | 0 | 0 | 0 | 0 | 0 | 0 | 0 | 0 | 0 | 0
2016-04-06 20:00 | 0 | 0 | 0 | 0 | 0 | 0 | 834816.9904 | 432251 | 0 | 0 | 0 | 0 | 198884.1747 | 0 | 0 | 0 | 0 | 0 | 0 | 6290928.2635 | 0 | 0 | 0 | 0 | 0 | 0 | 0 | 0 | 0 | 0 | 0 | 0 | 70858.9504 | 0 | 0 | 0 | 0 | 0 | 0 | 0 | 0 | 331707.04 | 0 | 0 | 0 | 0 | 0 | 0 | 0 | 0 | 0 | 0
2016-04-06 21:00 | 0 | 0 | 0 | 0 | 0 | 0 | 767073.04 | 435366 | 0 | 0 | 0 | 0 | 198884.1747 | 0 | 0 | 0 | 0 | 0 | 0 | 6622635.3035 | 0 | 0 | 0 | 0 | 0 | 0 | 0 | 0 | 0 | 0 | 0 | 0 | 0 | 0 | 0 | 0 | 0 | 0 | 0 | 0 | 0 | 331707.04 | 0 | 0 | 0 | 0 | 0 | 0 | 0 | 0 | 0 | 0
2016-04-06 22:00 | 0 | 0 | 0 | 0 | 0 | 0 | 770051.04 | 438344 | 0 | 0 | 0 | 0 | 198884.1747 | 0 | 0 | 0 | 0 | 0 | 0 | 6954342.3435 | 0 | 0 | 0 | 0 | 0 | 0 | 0 | 0 | 0 | 0 | 0 | 0 | 0 | 0 | 0 | 0 | 0 | 0 | 0 | 0 | 0 | 331707.04 | 0 | 0 | 0 | 0 | 0 | 0 | 0 | 0 | 0 | 0
2016-04-06 23:00 | 0 | 0 | 0 | 0 | 0 | 0 | 722006.6214 | 443182 | 0 | 0 | 0 | 0 | 198884.1747 | 0 | 0 | 0 | 0 | 0 | 0 | 7233166.9649 | 0 | 0 | 0 | 0 | 0 | 0 | 0 | 0 | 0 | 0 | 0 | 0 | 0 | 0 | 0 | 0 | 0 | 0 | 0 | 0 | 0 | 278824.6214 | 0 | 0 | 0 | 0 | 0 | 0 | 0 | 0 | 0 | 0
2016-04-07 | 0 | 0 | 0 | 0 | 0 | 0 | 438732.7292 | 448526 | 0 | 0 | 0 | 0 | 128025.2243 | 0 | 0 | 0 | 0 | 0 | 0 | 7294232.6445 | 0 | 0 | 0 | 0 | 0 | 0 | 0 | 0 | 0 | 0 | 0 | 0 | -70858.9504 | 0 | 0 | 0 | 0 | 0 | 0 | 0 | 0 | 61065.6796 | 0 | 0 | 0 | 0 | 0 | 0 | 0 | 0 | 0 | 0
2016-04-07 01:00 | 0 | 0 | 0 | 0 | 0 | 381855.7212 | 61168.2788 | 443024 | 0 | 0 | 0 | 0 | 128025.2243 | 0 | 0 | 0 | 0 | 0 | 0 | 7294232.6445 | 0 | 0 | 0 | 0 | 0 | 0 | 0 | 0 | 0 | 0 | 0 | 0 | 0 | 0 | 0 | 0 | 0 | 0 | 0 | 0 | 0 | 292250.2184 | 292250.2184 | 0 | 0 | 0 | 0 | 0 | 0 | 0 | 0 | 0
2016-04-07 02:00 | 0 | 0 | 0 | 0 | 0 | 353881.3701 | 9.6795 | 424750 | 0 | 0 | 0 | 0 | 57166.2739 | 0 | 0 | 0 | 0 | 0 | 0 | 7294232.6445 | 0 | 0 | 0 | 0 | 0 | 0 | 0 | 0 | 0 | 0 | 0 | 0 | -70858.9504 | 0 | 0 | 0 | 0 | 0 | 0 | 0 | 0 | 292250.2184 | 292250.2184 | 0 | 0 | 0 | 0 | 0 | 0 | 0 | 0 | 0
2016-04-07 03:00 | 0 | 0 | 0 | 0 | 0 | 180227.732 | 0 | 401619 | 0 | 0 | 0 | 0 | 128025.2243 | 0 | 0 | 0 | 0 | 0 | 0 | 7001982.4261 | 0 | 0 | 0 | 0 | 0 | 0 | 0 | 0 | 0 | 0 | 0 | 0 | 70858.9504 | 0 | 0 | 0 | 0 | 0 | 0 | 0 | 0 | 0 | 292250.2184 | 0 | 0 | 0 | 0 | 0 | 0 | 0 | 0 | 0
2016-04-07 04:00 | 0 | 0 | 0 | 0 | 0 | 157266.732 | 0 | 378658 | 0 | 0 | 0 | 0 | 198884.1747 | 0 | 0 | 0 | 0 | 0 | 0 | 6709732.2077 | 0 | 0 | 0 | 0 | 0 | 0 | 0 | 0 | 0 | 0 | 0 | 0 | 70858.9504 | 0 | 0 | 0 | 0 | 0 | 0 | 0 | 0 | 0 | 292250.2184 | 0 | 0 | 0 | 0 | 0 | 0 | 0 | 0 | 0
2016-04-07 05:00 | 0 | 0 | 0 | 0 | 0 | 68843.7816 | 0 | 361094 | 0 | 0 | 0 | 0 | 198884.1747 | 0 | 0 | 0 | 0 | 0 | 0 | 6417481.9894 | 0 | 0 | 0 | 0 | 0 | 0 | 0 | 0 | 0 | 0 | 0 | 0 | 0 | 0 | 0 | 0 | 0 | 0 | 0 | 0 | 0 | 0 | 292250.2184 | 0 | 0 | 0 | 0 | 0 | 0 | 0 | 0 | 0
2016-04-07 06:00 | 0 | 0 | 0 | 0 | 0 | 0 | 0 | 348949 | 0 | 0 | 0 | 0 | 128025.2243 | 0 | 0 | 0 | 0 | 0 | 0 | 6139391.9398 | 0 | 0 | 0 | 0 | 0 | 0 | 0 | 0 | 0 | 0 | 0 | 0 | -70858.9504 | 0 | 0 | 0 | 0 | 0 | 0 | 0 | 0 | 14160.1688 | 292250.2184 | 0 | 0 | 0 | 0 | 0 | 0 | 0 | 0 | 0
2016-04-07 07:00 | 0 | 0 | 0 | 0 | 0 | 452437.772 | 0 | 342122 | 0 | 0 | 0 | 0 | 198884.1747 | 0 | 0 | 0 | 0 | 0 | 0 | 6178848.7614 | 0 | 0 | 0 | 0 | 0 | 0 | 0 | 0 | 0 | 0 | 0 | 0 | 70858.9504 | 0 | 0 | 0 | 0 | 0 | 0 | 0 | 0 | 331707.04 | 292250.2184 | 0 | 0 | 0 | 0 | 0 | 0 | 0 | 0 | 0
2016-04-07 08:00 | 0 | 0 | 0 | 0 | 0 | 0 | 0 | 341886 | 0 | 0 | 0 | 0 | 128025.2243 | 0 | 0 | 0 | 0 | 0 | 0 | 5907821.7118 | 0 | 0 | 0 | 0 | 0 | 0 | 0 | 0 | 0 | 0 | 0 | 0 | -70858.9504 | 0 | 0 | 0 | 0 | 0 | 0 | 0 | 0 | 21223.1688 | 292250.2184 | 0 | 0 | 0 | 0 | 0 | 0 | 0 | 0 | 0
2016-04-07 09:00 | 0 | 0 | 0 | 0 | 0 | 71559.4581 | 0 | 350117 | 0 | 0 | 0 | 0 | 141717.9008 | 0 | 0 | 0 | 0 | 0 | 0 | 5615571.4934 | 0 | 0 | 0 | 0 | 0 | 0 | 0 | 0 | 0 | 0 | 0 | 0 | 13692.6765 | 0 | 0 | 0 | 0 | 0 | 0 | 0 | 0 | 0 | 292250.2184 | 0 | 0 | 0 | 0 | 0 | 0 | 0 | 0 | 0
2016-04-07 10:00 | 0 | 0 | 0 | 0 | 0 | 13881.8312 | 0 | 376991 | 0 | 0 | 0 | 0 | 70858.9504 | 0 | 0 | 0 | 0 | 0 | 0 | 5323321.275 | 0 | 0 | 0 | 0 | 0 | 0 | 0 | 0 | 0 | 0 | 0 | 0 | -70858.9504 | 0 | 0 | 0 | 0 | 0 | 0 | 0 | 0 | 0 | 292250.2184 | 0 | 0 | 0 | 0 | 0 | 0 | 0 | 0 | 0
2016-04-07 11:00 | 0 | 0 | 0 | 0 | 0 | 40282.8312 | 0 | 403392 | 0 | 0 | 0 | 0 | 0 | 0 | 0 | 0 | 0 | 0 | 0 | 5031071.0566 | 0 | 0 | 0 | 0 | 0 | 0 | 0 | 0 | 0 | 0 | 0 | 0 | -70858.9504 | 0 | 0 | 0 | 0 | 0 | 0 | 0 | 0 | 0 | 292250.2184 | 0 | 0 | 0 | 0 | 0 | 0 | 0 | 0 | 0
2016-04-07 12:00 | 0 | 0 | 0 | 0 | 0 | 524966.9939 | 189.7782 | 414841 | 0 | 0 | 0 | 0 | 70858.9504 | 0 | 0 | 0 | 0 | 0 | 0 | 5070527.8782 | 0 | 0 | 0 | 0 | 0 | 0 | 0 | 0 | 0 | 0 | 0 | 0 | 70858.9504 | 0 | 0 | 0 | 0 | 0 | 0 | 0 | 0 | 331707.04 | 292250.2184 | 0 | 0 | 0 | 0 | 0 | 0 | 0 | 0 | 0
2016-04-07 13:00 | 0 | 0 | 0 | 0 | 0 | 0 | 193747.7956 | 421774 | 0 | 0 | 0 | 0 | 0 | 0 | 0 | 0 | 0 | 0 | 0 | 4913360.6242 | 0 | 0 | 0 | 0 | 0 | 0 | 0 | 0 | 0 | 0 | 0 | 0 | -70858.9504 | 0 | 0 | 0 | 0 | 0 | 0 | 0 | 0 | 135082.9643 | 292250.2184 | 0 | 0 | 0 | 0 | 0 | 0 | 0 | 0 | 0
2016-04-07 14:00 | 0 | 0 | 0 | 0 | 0 | 0 | 475240.5578 | 428430 | 0 | 0 | 0 | 0 | 0 | 0 | 0 | 0 | 0 | 0 | 0 | 4960171.182 | 0 | 0 | 0 | 0 | 0 | 0 | 0 | 0 | 0 | 0 | 0 | 0 | 0 | 0 | 0 | 0 | 0 | 0 | 0 | 0 | 0 | 46810.5578 | 0 | 0 | 0 | 0 | 0 | 0 | 0 | 0 | 0 | 0
2016-04-07 15:00 | 0 | 0 | 0 | 0 | 0 | 121419.595 | 642178.445 | 431891 | 0 | 0 | 0 | 0 | 0 | 0 | 0 | 0 | 0 | 0 | 0 | 5291878.222 | 0 | 0 | 0 | 0 | 0 | 0 | 0 | 0 | 0 | 0 | 0 | 0 | 0 | 0 | 0 | 0 | 0 | 0 | 0 | 0 | 0 | 331707.04 | 0 | 0 | 0 | 0 | 0 | 0 | 0 | 0 | 0 | 0
2016-04-07 16:00 | 0 | 0 | 0 | 0 | 0 | 54105.9057 | 728490.7177 | 433514 | 0 | 0 | 0 | 0 | 17375.5835 | 0 | 0 | 0 | 0 | 0 | 0 | 5623585.262 | 0 | 0 | 0 | 0 | 0 | 0 | 0 | 0 | 0 | 0 | 0 | 0 | 17375.5835 | 0 | 0 | 0 | 0 | 0 | 0 | 0 | 0 | 331707.04 | 0 | 0 | 0 | 0 | 0 | 0 | 0 | 0 | 0 | 0
2016-04-07 17:00 | 0 | 0 | 0 | 0 | 0 | 0 | 753630.8546 | 435105 | 0 | 0 | 0 | 0 | 4194.3981 | 0 | 0 | 0 | 0 | 0 | 0 | 5955292.302 | 0 | 0 | 0 | 0 | 0 | 0 | 0 | 0 | 0 | 0 | 0 | 0 | -13181.1854 | 0 | 0 | 0 | 0 | 0 | 0 | 0 | 0 | 331707.04 | 0 | 0 | 0 | 0 | 0 | 0 | 0 | 0 | 0 | 0
2016-04-07 18:00 | 0 | 0 | 0 | 0 | 0 | 86905.3224 | 752243.668 | 436583 | 0 | 0 | 0 | 0 | 75053.3485 | 0 | 0 | 0 | 0 | 0 | 0 | 6286999.342 | 0 | 0 | 0 | 0 | 0 | 0 | 0 | 0 | 0 | 0 | 0 | 0 | 70858.9504 | 0 | 0 | 0 | 0 | 0 | 0 | 0 | 0 | 331707.04 | 0 | 0 | 0 | 0 | 0 | 0 | 0 | 0 | 0 | 0
2016-04-07 19:00 | 0 | 0 | 0 | 0 | 0 | 0 | 738547.5817 | 438358 | 0 | 0 | 0 | 0 | 47269.6378 | 0 | 0 | 0 | 0 | 0 | 0 | 6614972.6344 | 0 | 0 | 0 | 0 | 0 | 0 | 0 | 0 | 0 | 0 | 0 | 0 | -27783.7107 | 0 | 0 | 0 | 0 | 0 | 0 | 0 | 0 | 327973.2924 | 0 | 0 | 0 | 0 | 0 | 0 | 0 | 0 | 0 | 0
2016-04-07 20:00 | 0 | 0 | 0 | 0 | 0 | 0 | 726021.4022 | 441584 | 0 | 0 | 0 | 0 | 0 | 0 | 0 | 0 | 0 | 0 | 0 | 6946679.6744 | 0 | 0 | 0 | 0 | 0 | 0 | 0 | 0 | 0 | 0 | 0 | 0 | -47269.6378 | 0 | 0 | 0 | 0 | 0 | 0 | 0 | 0 | 331707.04 | 0 | 0 | 0 | 0 | 0 | 0 | 0 | 0 | 0 | 0
2016-04-07 21:00 | 0 | 0 | 0 | 0 | 0 | 0 | 694759.3337 | 444346 | 0 | 0 | 0 | 0 | 70858.9504 | 0 | 0 | 0 | 0 | 0 | 0 | 7126234.0577 | 0 | 0 | 0 | 0 | 0 | 0 | 0 | 0 | 0 | 0 | 0 | 0 | 70858.9504 | 0 | 0 | 0 | 0 | 0 | 0 | 0 | 0 | 179554.3833 | 0 | 0 | 0 | 0 | 0 | 0 | 0 | 0 | 0 | 0
2016-04-07 22:00 | 0 | 0 | 0 | 0 | 0 | 0 | 624486.5693 | 443858 | 0 | 0 | 0 | 0 | 141717.9008 | 0 | 0 | 0 | 0 | 0 | 0 | 7236003.6766 | 0 | 0 | 0 | 0 | 0 | 0 | 0 | 0 | 0 | 0 | 0 | 0 | 70858.9504 | 0 | 0 | 0 | 0 | 0 | 0 | 0 | 0 | 109769.6189 | 0 | 0 | 0 | 0 | 0 | 0 | 0 | 0 | 0 | 0
2016-04-07 23:00 | 0 | 0 | 0 | 0 | 0 | 0 | 487951.2914 | 443415 | 0 | 0 | 0 | 0 | 128025.2243 | 0 | 0 | 0 | 0 | 0 | 0 | 7294232.6445 | 0 | 0 | 0 | 0 | 0 | 0 | 0 | 0 | 0 | 0 | 0 | 0 | -13692.6765 | 0 | 0 | 0 | 0 | 0 | 0 | 0 | 0 | 58228.9679 | 0 | 0 | 0 | 0 | 0 | 0 | 0 | 0 | 0 | 0
2016-04-08 | 0 | 0 | 0 | 0 | 0 | 241968.451 | 276049.4994 | 447159 | 0 | 0 | 0 | 0 | 198884.1747 | 0 | 0 | 0 | 0 | 0 | 0 | 7294232.6445 | 0 | 0 | 0 | 0 | 0 | 0 | 0 | 0 | 0 | 0 | 0 | 0 | 70858.9504 | 0 | 0 | 0 | 0 | 0 | 0 | 0 | 0 | 292250.2184 | 292250.2184 | 0 | 0 | 0 | 0 | 0 | 0 | 0 | 0 | 0
2016-04-08 01:00 | 0 | 0 | 0 | 0 | 0 | 406390.7847 | 36013.2153 | 442404 | 0 | 0 | 0 | 0 | 198884.1747 | 0 | 0 | 0 | 0 | 0 | 0 | 7294232.6445 | 0 | 0 | 0 | 0 | 0 | 0 | 0 | 0 | 0 | 0 | 0 | 0 | 0 | 0 | 0 | 0 | 0 | 0 | 0 | 0 | 0 | 292250.2184 | 292250.2184 | 0 | 0 | 0 | 0 | 0 | 0 | 0 | 0 | 0
2016-04-08 02:00 | 0 | 0 | 0 | 0 | 0 | 354002.5721 | 6.4775 | 424868 | 0 | 0 | 0 | 0 | 128025.2243 | 0 | 0 | 0 | 0 | 0 | 0 | 7294232.6445 | 0 | 0 | 0 | 0 | 0 | 0 | 0 | 0 | 0 | 0 | 0 | 0 | -70858.9504 | 0 | 0 | 0 | 0 | 0 | 0 | 0 | 0 | 292250.2184 | 292250.2184 | 0 | 0 | 0 | 0 | 0 | 0 | 0 | 0 | 0
2016-04-08 03:00 | 0 | 0 | 0 | 0 | 0 | 473607.9504 | 0 | 402749 | 0 | 0 | 0 | 0 | 198884.1747 | 0 | 0 | 0 | 0 | 0 | 0 | 7294232.6445 | 0 | 0 | 0 | 0 | 0 | 0 | 0 | 0 | 0 | 0 | 0 | 0 | 70858.9504 | 0 | 0 | 0 | 0 | 0 | 0 | 0 | 0 | 292250.2184 | 292250.2184 | 0 | 0 | 0 | 0 | 0 | 0 | 0 | 0 | 0
2016-04-08 04:00 | 0 | 0 | 0 | 0 | 0 | 380965 | 0 | 380965 | 0 | 0 | 0 | 0 | 198884.1747 | 0 | 0 | 0 | 0 | 0 | 0 | 7294232.6445 | 0 | 0 | 0 | 0 | 0 | 0 | 0 | 0 | 0 | 0 | 0 | 0 | 0 | 0 | 0 | 0 | 0 | 0 | 0 | 0 | 0 | 292250.2184 | 292250.2184 | 0 | 0 | 0 | 0 | 0 | 0 | 0 | 0 | 0
2016-04-08 05:00 | 0 | 0 | 0 | 0 | 0 | 515.8312 | 0 | 363625 | 0 | 0 | 0 | 0 | 128025.2243 | 0 | 0 | 0 | 0 | 0 | 0 | 7001982.4261 | 0 | 0 | 0 | 0 | 0 | 0 | 0 | 0 | 0 | 0 | 0 | 0 | -70858.9504 | 0 | 0 | 0 | 0 | 0 | 0 | 0 | 0 | 0 | 292250.2184 | 0 | 0 | 0 | 0 | 0 | 0 | 0 | 0 | 0
2016-04-08 06:00 | 0 | 0 | 0 | 0 | 0 | 130483.732 | 0 | 351875 | 0 | 0 | 0 | 0 | 198884.1747 | 0 | 0 | 0 | 0 | 0 | 0 | 6709732.2077 | 0 | 0 | 0 | 0 | 0 | 0 | 0 | 0 | 0 | 0 | 0 | 0 | 70858.9504 | 0 | 0 | 0 | 0 | 0 | 0 | 0 | 0 | 0 | 292250.2184 | 0 | 0 | 0 | 0 | 0 | 0 | 0 | 0 | 0
2016-04-08 07:00 | 0 | 0 | 0 | 0 | 0 | 52999.7816 | 0 | 345250 | 0 | 0 | 0 | 0 | 198884.1747 | 0 | 0 | 0 | 0 | 0 | 0 | 6417481.9894 | 0 | 0 | 0 | 0 | 0 | 0 | 0 | 0 | 0 | 0 | 0 | 0 | 0 | 0 | 0 | 0 | 0 | 0 | 0 | 0 | 0 | 0 | 292250.2184 | 0 | 0 | 0 | 0 | 0 | 0 | 0 | 0 | 0
2016-04-08 08:00 | 0 | 0 | 0 | 0 | 0 | 0 | 0 | 345398 | 0 | 0 | 0 | 0 | 128025.2243 | 0 | 0 | 0 | 0 | 0 | 0 | 6142942.9398 | 0 | 0 | 0 | 0 | 0 | 0 | 0 | 0 | 0 | 0 | 0 | 0 | -70858.9504 | 0 | 0 | 0 | 0 | 0 | 0 | 0 | 0 | 17711.1688 | 292250.2184 | 0 | 0 | 0 | 0 | 0 | 0 | 0 | 0 | 0
2016-04-08 09:00 | 0 | 0 | 0 | 0 | 0 | 133929.732 | 0 | 355321 | 0 | 0 | 0 | 0 | 198884.1747 | 0 | 0 | 0 | 0 | 0 | 0 | 5850692.7214 | 0 | 0 | 0 | 0 | 0 | 0 | 0 | 0 | 0 | 0 | 0 | 0 | 70858.9504 | 0 | 0 | 0 | 0 | 0 | 0 | 0 | 0 | 0 | 292250.2184 | 0 | 0 | 0 | 0 | 0 | 0 | 0 | 0 | 0
2016-04-08 10:00 | 0 | 0 | 0 | 0 | 0 | 31016.5077 | 0 | 380433 | 0 | 0 | 0 | 0 | 141717.9008 | 0 | 0 | 0 | 0 | 0 | 0 | 5558442.503 | 0 | 0 | 0 | 0 | 0 | 0 | 0 | 0 | 0 | 0 | 0 | 0 | -57166.2739 | 0 | 0 | 0 | 0 | 0 | 0 | 0 | 0 | 0 | 292250.2184 | 0 | 0 | 0 | 0 | 0 | 0 | 0 | 0 | 0
2016-04-08 11:00 | 0 | 0 | 0 | 0 | 0 | 266023.5177 | 0 | 404672 | 0 | 0 | 0 | 0 | 70858.9504 | 0 | 0 | 0 | 0 | 0 | 0 | 5490652.971 | 0 | 0 | 0 | 0 | 0 | 0 | 0 | 0 | 0 | 0 | 0 | 0 | -70858.9504 | 0 | 0 | 0 | 0 | 0 | 0 | 0 | 0 | 224460.6865 | 292250.2184 | 0 | 0 | 0 | 0 | 0 | 0 | 0 | 0 | 0
2016-04-08 12:00 | 0 | 0 | 0 | 0 | 0 | 359841.7422 | 205.9866 | 414752 | 0 | 0 | 0 | 0 | 141717.9008 | 0 | 0 | 0 | 0 | 0 | 0 | 5365089.7495 | 0 | 0 | 0 | 0 | 0 | 0 | 0 | 0 | 0 | 0 | 0 | 0 | 70858.9504 | 0 | 0 | 0 | 0 | 0 | 0 | 0 | 0 | 166686.9968 | 292250.2184 | 0 | 0 | 0 | 0 | 0 | 0 | 0 | 0 | 0
2016-04-08 13:00 | 0 | 0 | 0 | 0 | 0 | 0 | 136930.1923 | 420576 | 0 | 0 | 0 | 0 | 70858.9504 | 0 | 0 | 0 | 0 | 0 | 0 | 5152302.8922 | 0 | 0 | 0 | 0 | 0 | 0 | 0 | 0 | 0 | 0 | 0 | 0 | -70858.9504 | 0 | 0 | 0 | 0 | 0 | 0 | 0 | 0 | 79463.3611 | 292250.2184 | 0 | 0 | 0 | 0 | 0 | 0 | 0 | 0 | 0
2016-04-08 14:00 | 0 | 0 | 0 | 0 | 0 | 0 | 345325.9717 | 426123 | 0 | 0 | 0 | 0 | 0 | 0 | 0 | 0 | 0 | 0 | 0 | 5142364.8143 | 0 | 0 | 0 | 0 | 0 | 0 | 0 | 0 | 0 | 0 | 0 | 0 | -70858.9504 | 0 | 0 | 0 | 0 | 0 | 0 | 0 | 0 | 282312.1405 | 292250.2184 | 0 | 0 | 0 | 0 | 0 | 0 | 0 | 0 | 0
2016-04-08 15:00 | 0 | 0 | 0 | 0 | 0 | 257623.8182 | 503116.2218 | 429033 | 0 | 0 | 0 | 0 | 0 | 0 | 0 | 0 | 0 | 0 | 0 | 5474071.8543 | 0 | 0 | 0 | 0 | 0 | 0 | 0 | 0 | 0 | 0 | 0 | 0 | 0 | 0 | 0 | 0 | 0 | 0 | 0 | 0 | 0 | 331707.04 | 0 | 0 | 0 | 0 | 0 | 0 | 0 | 0 | 0 | 0
2016-04-08 16:00 | 0 | 0 | 0 | 0 | 0 | 238105.173 | 593202.8174 | 428742 | 0 | 0 | 0 | 0 | 70858.9504 | 0 | 0 | 0 | 0 | 0 | 0 | 5805778.8943 | 0 | 0 | 0 | 0 | 0 | 0 | 0 | 0 | 0 | 0 | 0 | 0 | 70858.9504 | 0 | 0 | 0 | 0 | 0 | 0 | 0 | 0 | 331707.04 | 0 | 0 | 0 | 0 | 0 | 0 | 0 | 0 | 0 | 0
2016-04-08 17:00 | 0 | 0 | 0 | 0 | 0 | 0 | 633627.3762 | 428449 | 0 | 0 | 0 | 0 | 57166.2739 | 0 | 0 | 0 | 0 | 0 | 0 | 6024649.947 | 0 | 0 | 0 | 0 | 0 | 0 | 0 | 0 | 0 | 0 | 0 | 0 | -13692.6765 | 0 | 0 | 0 | 0 | 0 | 0 | 0 | 0 | 218871.0527 | 0 | 0 | 0 | 0 | 0 | 0 | 0 | 0 | 0 | 0
2016-04-08 18:00 | 0 | 0 | 0 | 0 | 0 | 191040.1904 | 639827.8 | 428302 | 0 | 0 | 0 | 0 | 128025.2243 | 0 | 0 | 0 | 0 | 0 | 0 | 6356356.987 | 0 | 0 | 0 | 0 | 0 | 0 | 0 | 0 | 0 | 0 | 0 | 0 | 70858.9504 | 0 | 0 | 0 | 0 | 0 | 0 | 0 | 0 | 331707.04 | 0 | 0 | 0 | 0 | 0 | 0 | 0 | 0 | 0 | 0
2016-04-08 19:00 | 0 | 0 | 0 | 0 | 0 | 0 | 631563.9963 | 426825 | 0 | 0 | 0 | 0 | 198884.1747 | 0 | 0 | 0 | 0 | 0 | 0 | 6490237.0329 | 0 | 0 | 0 | 0 | 0 | 0 | 0 | 0 | 0 | 0 | 0 | 0 | 70858.9504 | 0 | 0 | 0 | 0 | 0 | 0 | 0 | 0 | 133880.0459 | 0 | 0 | 0 | 0 | 0 | 0 | 0 | 0 | 0 | 0
2016-04-08 20:00 | 0 | 0 | 0 | 0 | 0 | 0 | 615068.031 | 426716 | 0 | 0 | 0 | 0 | 128025.2243 | 0 | 0 | 0 | 0 | 0 | 0 | 6749448.0143 | 0 | 0 | 0 | 0 | 0 | 0 | 0 | 0 | 0 | 0 | 0 | 0 | -70858.9504 | 0 | 0 | 0 | 0 | 0 | 0 | 0 | 0 | 259210.9814 | 0 | 0 | 0 | 0 | 0 | 0 | 0 | 0 | 0 | 0
2016-04-08 21:00 | 0 | 0 | 0 | 0 | 0 | 0 | 569414.1358 | 426130 | 0 | 0 | 0 | 0 | 70858.9504 | 0 | 0 | 0 | 0 | 0 | 0 | 6949898.424 | 0 | 0 | 0 | 0 | 0 | 0 | 0 | 0 | 0 | 0 | 0 | 0 | -57166.2739 | 0 | 0 | 0 | 0 | 0 | 0 | 0 | 0 | 200450.4097 | 0 | 0 | 0 | 0 | 0 | 0 | 0 | 0 | 0 | 0
2016-04-08 22:00 | 0 | 0 | 0 | 0 | 0 | 331916.2655 | 494501.7249 | 423852 | 0 | 0 | 0 | 0 | 141717.9008 | 0 | 0 | 0 | 0 | 0 | 0 | 7281605.464 | 0 | 0 | 0 | 0 | 0 | 0 | 0 | 0 | 0 | 0 | 0 | 0 | 70858.9504 | 0 | 0 | 0 | 0 | 0 | 0 | 0 | 0 | 331707.04 | 0 | 0 | 0 | 0 | 0 | 0 | 0 | 0 | 0 | 0
2016-04-08 23:00 | 0 | 0 | 0 | 0 | 0 | 0 | 363909.2301 | 422141 | 0 | 0 | 0 | 0 | 70858.9504 | 0 | 0 | 0 | 0 | 0 | 0 | 7294232.6445 | 0 | 0 | 0 | 0 | 0 | 0 | 0 | 0 | 0 | 0 | 0 | 0 | -70858.9504 | 0 | 0 | 0 | 0 | 0 | 0 | 0 | 0 | 304877.3989 | 292250.2184 | 0 | 0 | 0 | 0 | 0 | 0 | 0 | 0 | 0
2016-04-09 | 0 | 0 | 0 | 0 | 0 | 128444.4753 | 189106.7527 | 427867 | 0 | 0 | 0 | 0 | 0 | 0 | 0 | 0 | 0 | 0 | 0 | 7254775.8229 | 0 | 0 | 0 | 0 | 0 | 0 | 0 | 0 | 0 | 0 | 0 | 0 | -70858.9504 | 0 | 0 | 0 | 0 | 0 | 0 | 0 | 0 | 252793.3968 | 292250.2184 | 0 | 0 | 0 | 0 | 0 | 0 | 0 | 0 | 0
2016-04-09 01:00 | 0 | 0 | 0 | 0 | 0 | 447969.5409 | 18111.2807 | 426624 | 0 | 0 | 0 | 0 | 0 | 0 | 0 | 0 | 0 | 0 | 0 | 7294232.6445 | 0 | 0 | 0 | 0 | 0 | 0 | 0 | 0 | 0 | 0 | 0 | 0 | 0 | 0 | 0 | 0 | 0 | 0 | 0 | 0 | 0 | 331707.04 | 292250.2184 | 0 | 0 | 0 | 0 | 0 | 0 | 0 | 0 | 0
2016-04-09 02:00 | 0 | 0 | 0 | 0 | 0 | 193882.6356 | 0.096375 | 415274 | 0 | 0 | 0 | 0 | 70858.9504 | 0 | 0 | 0 | 0 | 0 | 0 | 7001982.4261 | 0 | 0 | 0 | 0 | 0 | 0 | 0 | 0 | 0 | 0 | 0 | 0 | 70858.9504 | 0 | 0 | 0 | 0 | 0 | 0 | 0 | 0 | 0 | 292250.2184 | 0 | 0 | 0 | 0 | 0 | 0 | 0 | 0 | 0
2016-04-09 03:00 | 0 | 0 | 0 | 0 | 0 | 470001.9504 | 0 | 399143 | 0 | 0 | 0 | 0 | 141717.9008 | 0 | 0 | 0 | 0 | 0 | 0 | 7001982.4261 | 0 | 0 | 0 | 0 | 0 | 0 | 0 | 0 | 0 | 0 | 0 | 0 | 70858.9504 | 0 | 0 | 0 | 0 | 0 | 0 | 0 | 0 | 0 | 0 | 0 | 0 | 0 | 0 | 0 | 0 | 0 | 0 | 0
2016-04-09 04:00 | 0 | 0 | 0 | 0 | 0 | 17951.8312 | 0 | 381061 | 0 | 0 | 0 | 0 | 70858.9504 | 0 | 0 | 0 | 0 | 0 | 0 | 6709732.2077 | 0 | 0 | 0 | 0 | 0 | 0 | 0 | 0 | 0 | 0 | 0 | 0 | -70858.9504 | 0 | 0 | 0 | 0 | 0 | 0 | 0 | 0 | 0 | 292250.2184 | 0 | 0 | 0 | 0 | 0 | 0 | 0 | 0 | 0
2016-04-09 05:00 | 0 | 0 | 0 | 0 | 0 | 477363.772 | 0 | 367048 | 0 | 0 | 0 | 0 | 141717.9008 | 0 | 0 | 0 | 0 | 0 | 0 | 6749189.0294 | 0 | 0 | 0 | 0 | 0 | 0 | 0 | 0 | 0 | 0 | 0 | 0 | 70858.9504 | 0 | 0 | 0 | 0 | 0 | 0 | 0 | 0 | 331707.04 | 292250.2184 | 0 | 0 | 0 | 0 | 0 | 0 | 0 | 0 | 0
2016-04-09 06:00 | 0 | 0 | 0 | 0 | 0 | 0 | 0 | 356187 | 0 | 0 | 0 | 0 | 77781.1192 | 0 | 0 | 0 | 0 | 0 | 0 | 6456938.811 | 0 | 0 | 0 | 0 | 0 | 0 | 0 | 0 | 0 | 0 | 0 | 0 | -63936.7816 | 0 | 0 | 0 | 0 | 0 | 0 | 0 | 0 | 0 | 292250.2184 | 0 | 0 | 0 | 0 | 0 | 0 | 0 | 0 | 0
2016-04-09 07:00 | 0 | 0 | 0 | 0 | 0 | 318441.8712 | 0 | 349844 | 0 | 0 | 0 | 0 | 6922.1688 | 0 | 0 | 0 | 0 | 0 | 0 | 6496395.6326 | 0 | 0 | 0 | 0 | 0 | 0 | 0 | 0 | 0 | 0 | 0 | 0 | -70858.9504 | 0 | 0 | 0 | 0 | 0 | 0 | 0 | 0 | 331707.04 | 292250.2184 | 0 | 0 | 0 | 0 | 0 | 0 | 0 | 0 | 0
2016-04-09 08:00 | 0 | 0 | 0 | 0 | 0 | 125971.732 | 0 | 347363 | 0 | 0 | 0 | 0 | 77781.1192 | 0 | 0 | 0 | 0 | 0 | 0 | 6204145.4142 | 0 | 0 | 0 | 0 | 0 | 0 | 0 | 0 | 0 | 0 | 0 | 0 | 70858.9504 | 0 | 0 | 0 | 0 | 0 | 0 | 0 | 0 | 0 | 292250.2184 | 0 | 0 | 0 | 0 | 0 | 0 | 0 | 0 | 0
2016-04-09 09:00 | 0 | 0 | 0 | 0 | 0 | 122856.5632 | 0 | 351170 | 0 | 0 | 0 | 0 | 141717.9008 | 0 | 0 | 0 | 0 | 0 | 0 | 5911895.1958 | 0 | 0 | 0 | 0 | 0 | 0 | 0 | 0 | 0 | 0 | 0 | 0 | 63936.7816 | 0 | 0 | 0 | 0 | 0 | 0 | 0 | 0 | 0 | 292250.2184 | 0 | 0 | 0 | 0 | 0 | 0 | 0 | 0 | 0
2016-04-09 10:00 | 0 | 0 | 0 | 0 | 0 | 0 | 0 | 359217 | 0 | 0 | 0 | 0 | 70858.9504 | 0 | 0 | 0 | 0 | 0 | 0 | 5623537.1462 | 0 | 0 | 0 | 0 | 0 | 0 | 0 | 0 | 0 | 0 | 0 | 0 | -70858.9504 | 0 | 0 | 0 | 0 | 0 | 0 | 0 | 0 | 3892.1688 | 292250.2184 | 0 | 0 | 0 | 0 | 0 | 0 | 0 | 0 | 0
2016-04-09 11:00 | 0 | 0 | 0 | 0 | 0 | 6850.8312 | 0 | 369960 | 0 | 0 | 0 | 0 | 0 | 0 | 0 | 0 | 0 | 0 | 0 | 5331286.9278 | 0 | 0 | 0 | 0 | 0 | 0 | 0 | 0 | 0 | 0 | 0 | 0 | -70858.9504 | 0 | 0 | 0 | 0 | 0 | 0 | 0 | 0 | 0 | 292250.2184 | 0 | 0 | 0 | 0 | 0 | 0 | 0 | 0 | 0
2016-04-09 12:00 | 0 | 0 | 0 | 0 | 0 | 90757.5065 | 231.2751 | 383239 | 0 | 0 | 0 | 0 | 0 | 0 | 0 | 0 | 0 | 0 | 0 | 5039036.7094 | 0 | 0 | 0 | 0 | 0 | 0 | 0 | 0 | 0 | 0 | 0 | 0 | 0 | 0 | 0 | 0 | 0 | 0 | 0 | 0 | 0 | 0 | 292250.2184 | 0 | 0 | 0 | 0 | 0 | 0 | 0 | 0 | 0
2016-04-09 13:00 | 0 | 0 | 0 | 0 | 0 | 0 | 174983.8527 | 394503 | 0 | 0 | 0 | 0 | 0 | 0 | 0 | 0 | 0 | 0 | 0 | 4819517.5621 | 0 | 0 | 0 | 0 | 0 | 0 | 0 | 0 | 0 | 0 | 0 | 0 | 0 | 0 | 0 | 0 | 0 | 0 | 0 | 0 | 0 | 72731.0711 | 292250.2184 | 0 | 0 | 0 | 0 | 0 | 0 | 0 | 0 | 0
2016-04-09 14:00 | 0 | 0 | 0 | 0 | 0 | 0 | 457221.94 | 402159 | 0 | 0 | 0 | 0 | 0 | 0 | 0 | 0 | 0 | 0 | 0 | 4874580.5021 | 0 | 0 | 0 | 0 | 0 | 0 | 0 | 0 | 0 | 0 | 0 | 0 | 0 | 0 | 0 | 0 | 0 | 0 | 0 | 0 | 0 | 55062.94 | 0 | 0 | 0 | 0 | 0 | 0 | 0 | 0 | 0 | 0
2016-04-09 15:00 | 0 | 0 | 0 | 0 | 0 | 0 | 643811.3199 | 404535 | 0 | 0 | 0 | 0 | 0 | 0 | 0 | 0 | 0 | 0 | 0 | 5113856.822 | 0 | 0 | 0 | 0 | 0 | 0 | 0 | 0 | 0 | 0 | 0 | 0 | 0 | 0 | 0 | 0 | 0 | 0 | 0 | 0 | 0 | 239276.3199 | 0 | 0 | 0 | 0 | 0 | 0 | 0 | 0 | 0 | 0
2016-04-09 16:00 | 0 | 0 | 0 | 0 | 0 | 94622.775 | 711368.2154 | 403425 | 0 | 0 | 0 | 0 | 70858.9504 | 0 | 0 | 0 | 0 | 0 | 0 | 5445563.862 | 0 | 0 | 0 | 0 | 0 | 0 | 0 | 0 | 0 | 0 | 0 | 0 | 70858.9504 | 0 | 0 | 0 | 0 | 0 | 0 | 0 | 0 | 331707.04 | 0 | 0 | 0 | 0 | 0 | 0 | 0 | 0 | 0 | 0
2016-04-09 17:00 | 0 | 0 | 0 | 0 | 0 | 82648.886 | 721681.1044 | 401764 | 0 | 0 | 0 | 0 | 141717.9008 | 0 | 0 | 0 | 0 | 0 | 0 | 5777270.902 | 0 | 0 | 0 | 0 | 0 | 0 | 0 | 0 | 0 | 0 | 0 | 0 | 70858.9504 | 0 | 0 | 0 | 0 | 0 | 0 | 0 | 0 | 331707.04 | 0 | 0 | 0 | 0 | 0 | 0 | 0 | 0 | 0 | 0
2016-04-09 18:00 | 0 | 0 | 0 | 0 | 0 | 0 | 716233.9414 | 399211 | 0 | 0 | 0 | 0 | 128025.2243 | 0 | 0 | 0 | 0 | 0 | 0 | 6107986.5199 | 0 | 0 | 0 | 0 | 0 | 0 | 0 | 0 | 0 | 0 | 0 | 0 | -13692.6765 | 0 | 0 | 0 | 0 | 0 | 0 | 0 | 0 | 330715.6179 | 0 | 0 | 0 | 0 | 0 | 0 | 0 | 0 | 0 | 0
2016-04-09 19:00 | 0 | 0 | 0 | 0 | 0 | 0 | 708896.7939 | 396576 | 0 | 0 | 0 | 0 | 198884.1747 | 0 | 0 | 0 | 0 | 0 | 0 | 6349448.3635 | 0 | 0 | 0 | 0 | 0 | 0 | 0 | 0 | 0 | 0 | 0 | 0 | 70858.9504 | 0 | 0 | 0 | 0 | 0 | 0 | 0 | 0 | 241461.8435 | 0 | 0 | 0 | 0 | 0 | 0 | 0 | 0 | 0 | 0
2016-04-09 20:00 | 0 | 0 | 0 | 0 | 0 | 185.4106 | 700615.1188 | 396480 | 0 | 0 | 0 | 0 | 171497.6641 | 0 | 0 | 0 | 0 | 0 | 0 | 6681155.4035 | 0 | 0 | 0 | 0 | 0 | 0 | 0 | 0 | 0 | 0 | 0 | 0 | -27386.5105 | 0 | 0 | 0 | 0 | 0 | 0 | 0 | 0 | 331707.04 | 0 | 0 | 0 | 0 | 0 | 0 | 0 | 0 | 0 | 0
2016-04-09 21:00 | 0 | 0 | 0 | 0 | 0 | 0 | 671580.8379 | 396600 | 0 | 0 | 0 | 0 | 128025.2243 | 0 | 0 | 0 | 0 | 0 | 0 | 6999608.6812 | 0 | 0 | 0 | 0 | 0 | 0 | 0 | 0 | 0 | 0 | 0 | 0 | -43472.4399 | 0 | 0 | 0 | 0 | 0 | 0 | 0 | 0 | 318453.2778 | 0 | 0 | 0 | 0 | 0 | 0 | 0 | 0 | 0 | 0
2016-04-09 22:00 | 0 | 0 | 0 | 0 | 0 | 0 | 606949.0398 | 397334 | 0 | 0 | 0 | 0 | 198884.1747 | 0 | 0 | 0 | 0 | 0 | 0 | 7138364.7706 | 0 | 0 | 0 | 0 | 0 | 0 | 0 | 0 | 0 | 0 | 0 | 0 | 70858.9504 | 0 | 0 | 0 | 0 | 0 | 0 | 0 | 0 | 138756.0894 | 0 | 0 | 0 | 0 | 0 | 0 | 0 | 0 | 0 | 0
2016-04-09 23:00 | 0 | 0 | 0 | 0 | 0 | 0 | 485193.9235 | 400185 | 0 | 0 | 0 | 0 | 128025.2243 | 0 | 0 | 0 | 0 | 0 | 0 | 7294232.6445 | 0 | 0 | 0 | 0 | 0 | 0 | 0 | 0 | 0 | 0 | 0 | 0 | -70858.9504 | 0 | 0 | 0 | 0 | 0 | 0 | 0 | 0 | 155867.8739 | 0 | 0 | 0 | 0 | 0 | 0 | 0 | 0 | 0 | 0
2016-04-10 | 0 | 0 | 0 | 0 | 0 | 21968.0217 | 278006.2063 | 410290 | 0 | 0 | 0 | 0 | 57166.2739 | 0 | 0 | 0 | 0 | 0 | 0 | 7254775.8229 | 0 | 0 | 0 | 0 | 0 | 0 | 0 | 0 | 0 | 0 | 0 | 0 | -70858.9504 | 0 | 0 | 0 | 0 | 0 | 0 | 0 | 0 | 252793.3968 | 292250.2184 | 0 | 0 | 0 | 0 | 0 | 0 | 0 | 0 | 0
2016-04-10 01:00 | 0 | 0 | 0 | 0 | 0 | 496207.6096 | 26971.1624 | 412863 | 0 | 0 | 0 | 0 | 128025.2243 | 0 | 0 | 0 | 0 | 0 | 0 | 7294232.6445 | 0 | 0 | 0 | 0 | 0 | 0 | 0 | 0 | 0 | 0 | 0 | 0 | 70858.9504 | 0 | 0 | 0 | 0 | 0 | 0 | 0 | 0 | 331707.04 | 292250.2184 | 0 | 0 | 0 | 0 | 0 | 0 | 0 | 0 | 0
2016-04-10 02:00 | 0 | 0 | 0 | 0 | 0 | 182913.6018 | 0.13018 | 404305 | 0 | 0 | 0 | 0 | 198884.1747 | 0 | 0 | 0 | 0 | 0 | 0 | 7001982.4261 | 0 | 0 | 0 | 0 | 0 | 0 | 0 | 0 | 0 | 0 | 0 | 0 | 70858.9504 | 0 | 0 | 0 | 0 | 0 | 0 | 0 | 0 | 0 | 292250.2184 | 0 | 0 | 0 | 0 | 0 | 0 | 0 | 0 | 0
2016-04-10 03:00 | 0 | 0 | 0 | 0 | 0 | 98817.7816 | 0 | 391068 | 0 | 0 | 0 | 0 | 198884.1747 | 0 | 0 | 0 | 0 | 0 | 0 | 6709732.2077 | 0 | 0 | 0 | 0 | 0 | 0 | 0 | 0 | 0 | 0 | 0 | 0 | 0 | 0 | 0 | 0 | 0 | 0 | 0 | 0 | 0 | 0 | 292250.2184 | 0 | 0 | 0 | 0 | 0 | 0 | 0 | 0 | 0
2016-04-10 04:00 | 0 | 0 | 0 | 0 | 0 | 12941.8312 | 0 | 376051 | 0 | 0 | 0 | 0 | 128025.2243 | 0 | 0 | 0 | 0 | 0 | 0 | 6417481.9894 | 0 | 0 | 0 | 0 | 0 | 0 | 0 | 0 | 0 | 0 | 0 | 0 | -70858.9504 | 0 | 0 | 0 | 0 | 0 | 0 | 0 | 0 | 0 | 292250.2184 | 0 | 0 | 0 | 0 | 0 | 0 | 0 | 0 | 0
2016-04-10 05:00 | 0 | 0 | 0 | 0 | 0 | 474241.772 | 0 | 363926 | 0 | 0 | 0 | 0 | 198884.1747 | 0 | 0 | 0 | 0 | 0 | 0 | 6456938.811 | 0 | 0 | 0 | 0 | 0 | 0 | 0 | 0 | 0 | 0 | 0 | 0 | 70858.9504 | 0 | 0 | 0 | 0 | 0 | 0 | 0 | 0 | 331707.04 | 292250.2184 | 0 | 0 | 0 | 0 | 0 | 0 | 0 | 0 | 0
2016-04-10 06:00 | 0 | 0 | 0 | 0 | 0 | 61908.2894 | 0 | 354621 | 0 | 0 | 0 | 0 | 198421.6824 | 0 | 0 | 0 | 0 | 0 | 0 | 6164688.5926 | 0 | 0 | 0 | 0 | 0 | 0 | 0 | 0 | 0 | 0 | 0 | 0 | -462.4923 | 0 | 0 | 0 | 0 | 0 | 0 | 0 | 0 | 0 | 292250.2184 | 0 | 0 | 0 | 0 | 0 | 0 | 0 | 0 | 0
2016-04-10 07:00 | 0 | 0 | 0 | 0 | 0 | 317512.8712 | 0 | 348915 | 0 | 0 | 0 | 0 | 127562.732 | 0 | 0 | 0 | 0 | 0 | 0 | 6204145.4142 | 0 | 0 | 0 | 0 | 0 | 0 | 0 | 0 | 0 | 0 | 0 | 0 | -70858.9504 | 0 | 0 | 0 | 0 | 0 | 0 | 0 | 0 | 331707.04 | 292250.2184 | 0 | 0 | 0 | 0 | 0 | 0 | 0 | 0 | 0
2016-04-10 08:00 | 0 | 0 | 0 | 0 | 0 | 125923.732 | 0 | 347315 | 0 | 0 | 0 | 0 | 198421.6824 | 0 | 0 | 0 | 0 | 0 | 0 | 5911895.1958 | 0 | 0 | 0 | 0 | 0 | 0 | 0 | 0 | 0 | 0 | 0 | 0 | 70858.9504 | 0 | 0 | 0 | 0 | 0 | 0 | 0 | 0 | 0 | 292250.2184 | 0 | 0 | 0 | 0 | 0 | 0 | 0 | 0 | 0
2016-04-10 09:00 | 0 | 0 | 0 | 0 | 0 | 0 | 0 | 348954 | 0 | 0 | 0 | 0 | 141717.9008 | 0 | 0 | 0 | 0 | 0 | 0 | 5619644.9774 | 0 | 0 | 0 | 0 | 0 | 0 | 0 | 0 | 0 | 0 | 0 | 0 | -56703.7816 | 0 | 0 | 0 | 0 | 0 | 0 | 0 | 0 | 0 | 292250.2184 | 0 | 0 | 0 | 0 | 0 | 0 | 0 | 0 | 0
2016-04-10 10:00 | 0 | 0 | 0 | 0 | 0 | 0 | 0 | 354885 | 0 | 0 | 0 | 0 | 70858.9504 | 0 | 0 | 0 | 0 | 0 | 0 | 5335618.9278 | 0 | 0 | 0 | 0 | 0 | 0 | 0 | 0 | 0 | 0 | 0 | 0 | -70858.9504 | 0 | 0 | 0 | 0 | 0 | 0 | 0 | 0 | 8224.1688 | 292250.2184 | 0 | 0 | 0 | 0 | 0 | 0 | 0 | 0 | 0
2016-04-10 11:00 | 0 | 0 | 0 | 0 | 0 | 0 | 0 | 362477 | 0 | 0 | 0 | 0 | 0 | 0 | 0 | 0 | 0 | 0 | 0 | 5044000.8782 | 0 | 0 | 0 | 0 | 0 | 0 | 0 | 0 | 0 | 0 | 0 | 0 | -70858.9504 | 0 | 0 | 0 | 0 | 0 | 0 | 0 | 0 | 632.1688 | 292250.2184 | 0 | 0 | 0 | 0 | 0 | 0 | 0 | 0 | 0
2016-04-10 12:00 | 0 | 0 | 0 | 0 | 0 | 410085.3139 | 480.5077 | 371109 | 0 | 0 | 0 | 0 | 0 | 0 | 0 | 0 | 0 | 0 | 0 | 5083457.6998 | 0 | 0 | 0 | 0 | 0 | 0 | 0 | 0 | 0 | 0 | 0 | 0 | 0 | 0 | 0 | 0 | 0 | 0 | 0 | 0 | 0 | 331707.04 | 292250.2184 | 0 | 0 | 0 | 0 | 0 | 0 | 0 | 0 | 0
2016-04-10 13:00 | 0 | 0 | 0 | 0 | 0 | 0 | 226942.1486 | 379666 | 0 | 0 | 0 | 0 | 0 | 0 | 0 | 0 | 0 | 0 | 0 | 4930733.8485 | 0 | 0 | 0 | 0 | 0 | 0 | 0 | 0 | 0 | 0 | 0 | 0 | 0 | 0 | 0 | 0 | 0 | 0 | 0 | 0 | 0 | 139526.367 | 292250.2184 | 0 | 0 | 0 | 0 | 0 | 0 | 0 | 0 | 0
2016-04-10 14:00 | 0 | 0 | 0 | 0 | 0 | 0 | 494037.4803 | 385109 | 0 | 0 | 0 | 0 | 0 | 0 | 0 | 0 | 0 | 0 | 0 | 5039662.3288 | 0 | 0 | 0 | 0 | 0 | 0 | 0 | 0 | 0 | 0 | 0 | 0 | 0 | 0 | 0 | 0 | 0 | 0 | 0 | 0 | 0 | 108928.4803 | 0 | 0 | 0 | 0 | 0 | 0 | 0 | 0 | 0 | 0
2016-04-10 15:00 | 0 | 0 | 0 | 0 | 0 | 0 | 677759.7611 | 386806 | 0 | 0 | 0 | 0 | 70858.9504 | 0 | 0 | 0 | 0 | 0 | 0 | 5259757.1394 | 0 | 0 | 0 | 0 | 0 | 0 | 0 | 0 | 0 | 0 | 0 | 0 | 70858.9504 | 0 | 0 | 0 | 0 | 0 | 0 | 0 | 0 | 220094.8107 | 0 | 0 | 0 | 0 | 0 | 0 | 0 | 0 | 0 | 0
2016-04-10 16:00 | 0 | 0 | 0 | 0 | 0 | 0 | 738418.8107 | 388802 | 0 | 0 | 0 | 0 | 88768.7211 | 0 | 0 | 0 | 0 | 0 | 0 | 5591464.1794 | 0 | 0 | 0 | 0 | 0 | 0 | 0 | 0 | 0 | 0 | 0 | 0 | 17909.7707 | 0 | 0 | 0 | 0 | 0 | 0 | 0 | 0 | 331707.04 | 0 | 0 | 0 | 0 | 0 | 0 | 0 | 0 | 0 | 0
2016-04-10 17:00 | 0 | 0 | 0 | 0 | 0 | 0 | 737461.8855 | 388882 | 0 | 0 | 0 | 0 | 141793.8466 | 0 | 0 | 0 | 0 | 0 | 0 | 5887018.9394 | 0 | 0 | 0 | 0 | 0 | 0 | 0 | 0 | 0 | 0 | 0 | 0 | 53025.1255 | 0 | 0 | 0 | 0 | 0 | 0 | 0 | 0 | 295554.7599 | 0 | 0 | 0 | 0 | 0 | 0 | 0 | 0 | 0 | 0
2016-04-10 18:00 | 0 | 0 | 0 | 0 | 0 | 0 | 720525.9971 | 388785 | 0 | 0 | 0 | 0 | 141827.8037 | 0 | 0 | 0 | 0 | 0 | 0 | 6218725.9794 | 0 | 0 | 0 | 0 | 0 | 0 | 0 | 0 | 0 | 0 | 0 | 0 | 33.9571 | 0 | 0 | 0 | 0 | 0 | 0 | 0 | 0 | 331707.04 | 0 | 0 | 0 | 0 | 0 | 0 | 0 | 0 | 0 | 0
2016-04-10 19:00 | 0 | 0 | 0 | 0 | 0 | 0 | 693936.2786 | 388616 | 0 | 0 | 0 | 0 | 115441.0423 | 0 | 0 | 0 | 0 | 0 | 0 | 6550433.0194 | 0 | 0 | 0 | 0 | 0 | 0 | 0 | 0 | 0 | 0 | 0 | 0 | -26386.7614 | 0 | 0 | 0 | 0 | 0 | 0 | 0 | 0 | 331707.04 | 0 | 0 | 0 | 0 | 0 | 0 | 0 | 0 | 0 | 0
2016-04-10 20:00 | 0 | 0 | 0 | 0 | 0 | 0 | 664510.2716 | 391078 | 0 | 0 | 0 | 0 | 57166.2739 | 0 | 0 | 0 | 0 | 0 | 0 | 6882140.0594 | 0 | 0 | 0 | 0 | 0 | 0 | 0 | 0 | 0 | 0 | 0 | 0 | -58274.7684 | 0 | 0 | 0 | 0 | 0 | 0 | 0 | 0 | 331707.04 | 0 | 0 | 0 | 0 | 0 | 0 | 0 | 0 | 0 | 0
2016-04-10 21:00 | 0 | 0 | 0 | 0 | 0 | 0 | 612791.1823 | 395313 | 0 | 0 | 0 | 0 | 128025.2243 | 0 | 0 | 0 | 0 | 0 | 0 | 7028759.2912 | 0 | 0 | 0 | 0 | 0 | 0 | 0 | 0 | 0 | 0 | 0 | 0 | 70858.9504 | 0 | 0 | 0 | 0 | 0 | 0 | 0 | 0 | 146619.2319 | 0 | 0 | 0 | 0 | 0 | 0 | 0 | 0 | 0 | 0
2016-04-10 22:00 | 0 | 0 | 0 | 0 | 0 | 0 | 522886.68 | 399719 | 0 | 0 | 0 | 0 | 198884.1747 | 0 | 0 | 0 | 0 | 0 | 0 | 7081068.0208 | 0 | 0 | 0 | 0 | 0 | 0 | 0 | 0 | 0 | 0 | 0 | 0 | 70858.9504 | 0 | 0 | 0 | 0 | 0 | 0 | 0 | 0 | 52308.7296 | 0 | 0 | 0 | 0 | 0 | 0 | 0 | 0 | 0 | 0
2016-04-10 23:00 | 0 | 0 | 0 | 0 | 0 | 0 | 396691.3307 | 405711 | 0 | 0 | 0 | 0 | 189864.5054 | 0 | 0 | 0 | 0 | 0 | 0 | 7081068.0208 | 0 | 0 | 0 | 0 | 0 | 0 | 0 | 0 | 0 | 0 | 0 | 0 | -9019.6693 | 0 | 0 | 0 | 0 | 0 | 0 | 0 | 0 | 0 | 0 | 0 | 0 | 0 | 0 | 0 | 0 | 0 | 0 | 0
2016-04-11 | 0 | 0 | 0 | 0 | 0 | 0 | 214257.641 | 416358 | 0 | 0 | 0 | 0 | 141717.9008 | 0 | 0 | 0 | 0 | 0 | 0 | 6927114.2665 | 0 | 0 | 0 | 0 | 0 | 0 | 0 | 0 | 0 | 0 | 0 | 0 | -48146.6046 | 0 | 0 | 0 | 0 | 0 | 0 | 0 | 0 | 138296.464 | 292250.2184 | 0 | 0 | 0 | 0 | 0 | 0 | 0 | 0 | 0
2016-04-11 01:00 | 0 | 0 | 0 | 0 | 0 | 9088.2598 | 43178.5714 | 415376 | 0 | 0 | 0 | 0 | 70858.9504 | 0 | 0 | 0 | 0 | 0 | 0 | 6634864.0481 | 0 | 0 | 0 | 0 | 0 | 0 | 0 | 0 | 0 | 0 | 0 | 0 | -70858.9504 | 0 | 0 | 0 | 0 | 0 | 0 | 0 | 0 | 0 | 292250.2184 | 0 | 0 | 0 | 0 | 0 | 0 | 0 | 0 | 0
2016-04-11 02:00 | 0 | 0 | 0 | 0 | 0 | 370105.992 | 1.8792 | 401510 | 0 | 0 | 0 | 0 | 0 | 0 | 0 | 0 | 0 | 0 | 0 | 6674320.8697 | 0 | 0 | 0 | 0 | 0 | 0 | 0 | 0 | 0 | 0 | 0 | 0 | -70858.9504 | 0 | 0 | 0 | 0 | 0 | 0 | 0 | 0 | 331707.04 | 292250.2184 | 0 | 0 | 0 | 0 | 0 | 0 | 0 | 0 | 0
2016-04-11 03:00 | 0 | 0 | 0 | 0 | 0 | 162402.732 | 0 | 383794 | 0 | 0 | 0 | 0 | 70858.9504 | 0 | 0 | 0 | 0 | 0 | 0 | 6382070.6513 | 0 | 0 | 0 | 0 | 0 | 0 | 0 | 0 | 0 | 0 | 0 | 0 | 70858.9504 | 0 | 0 | 0 | 0 | 0 | 0 | 0 | 0 | 0 | 292250.2184 | 0 | 0 | 0 | 0 | 0 | 0 | 0 | 0 | 0
2016-04-11 04:00 | 0 | 0 | 0 | 0 | 0 | 143842.732 | 0 | 365234 | 0 | 0 | 0 | 0 | 141717.9008 | 0 | 0 | 0 | 0 | 0 | 0 | 6089820.4329 | 0 | 0 | 0 | 0 | 0 | 0 | 0 | 0 | 0 | 0 | 0 | 0 | 70858.9504 | 0 | 0 | 0 | 0 | 0 | 0 | 0 | 0 | 0 | 292250.2184 | 0 | 0 | 0 | 0 | 0 | 0 | 0 | 0 | 0
2016-04-11 05:00 | 0 | 0 | 0 | 0 | 0 | 0 | 0 | 350424 | 0 | 0 | 0 | 0 | 70858.9504 | 0 | 0 | 0 | 0 | 0 | 0 | 5810255.3833 | 0 | 0 | 0 | 0 | 0 | 0 | 0 | 0 | 0 | 0 | 0 | 0 | -70858.9504 | 0 | 0 | 0 | 0 | 0 | 0 | 0 | 0 | 12685.1688 | 292250.2184 | 0 | 0 | 0 | 0 | 0 | 0 | 0 | 0 | 0
2016-04-11 06:00 | 0 | 0 | 0 | 0 | 0 | 0 | 0 | 340447 | 0 | 0 | 0 | 0 | 0 | 0 | 0 | 0 | 0 | 0 | 0 | 5540667.3337 | 0 | 0 | 0 | 0 | 0 | 0 | 0 | 0 | 0 | 0 | 0 | 0 | -70858.9504 | 0 | 0 | 0 | 0 | 0 | 0 | 0 | 0 | 22662.1688 | 292250.2184 | 0 | 0 | 0 | 0 | 0 | 0 | 0 | 0 | 0
2016-04-11 07:00 | 0 | 0 | 0 | 0 | 0 | 374639.8216 | 0 | 335183 | 0 | 0 | 0 | 0 | 0 | 0 | 0 | 0 | 0 | 0 | 0 | 5580124.1553 | 0 | 0 | 0 | 0 | 0 | 0 | 0 | 0 | 0 | 0 | 0 | 0 | 0 | 0 | 0 | 0 | 0 | 0 | 0 | 0 | 0 | 331707.04 | 292250.2184 | 0 | 0 | 0 | 0 | 0 | 0 | 0 | 0 | 0
2016-04-11 08:00 | 0 | 0 | 0 | 0 | 0 | 115827.732 | 0 | 337219 | 0 | 0 | 0 | 0 | 70858.9504 | 0 | 0 | 0 | 0 | 0 | 0 | 5287873.937 | 0 | 0 | 0 | 0 | 0 | 0 | 0 | 0 | 0 | 0 | 0 | 0 | 70858.9504 | 0 | 0 | 0 | 0 | 0 | 0 | 0 | 0 | 0 | 292250.2184 | 0 | 0 | 0 | 0 | 0 | 0 | 0 | 0 | 0
2016-04-11 09:00 | 0 | 0 | 0 | 0 | 0 | 127336.732 | 0 | 348728 | 0 | 0 | 0 | 0 | 141717.9008 | 0 | 0 | 0 | 0 | 0 | 0 | 4995623.7186 | 0 | 0 | 0 | 0 | 0 | 0 | 0 | 0 | 0 | 0 | 0 | 0 | 70858.9504 | 0 | 0 | 0 | 0 | 0 | 0 | 0 | 0 | 0 | 292250.2184 | 0 | 0 | 0 | 0 | 0 | 0 | 0 | 0 | 0
2016-04-11 10:00 | 0 | 0 | 0 | 0 | 0 | 13222.8312 | 0 | 376332 | 0 | 0 | 0 | 0 | 70858.9504 | 0 | 0 | 0 | 0 | 0 | 0 | 4703373.5002 | 0 | 0 | 0 | 0 | 0 | 0 | 0 | 0 | 0 | 0 | 0 | 0 | -70858.9504 | 0 | 0 | 0 | 0 | 0 | 0 | 0 | 0 | 0 | 292250.2184 | 0 | 0 | 0 | 0 | 0 | 0 | 0 | 0 | 0
2016-04-11 11:00 | 0 | 0 | 0 | 0 | 0 | 39150.8312 | 0 | 402260 | 0 | 0 | 0 | 0 | 0 | 0 | 0 | 0 | 0 | 0 | 0 | 4411123.2818 | 0 | 0 | 0 | 0 | 0 | 0 | 0 | 0 | 0 | 0 | 0 | 0 | -70858.9504 | 0 | 0 | 0 | 0 | 0 | 0 | 0 | 0 | 0 | 292250.2184 | 0 | 0 | 0 | 0 | 0 | 0 | 0 | 0 | 0
2016-04-11 12:00 | 0 | 0 | 0 | 0 | 0 | 411355.4514 | 392.5386 | 414026 | 0 | 0 | 0 | 0 | 0 | 0 | 0 | 0 | 0 | 0 | 0 | 4408845.2718 | 0 | 0 | 0 | 0 | 0 | 0 | 0 | 0 | 0 | 0 | 0 | 0 | 0 | 0 | 0 | 0 | 0 | 0 | 0 | 0 | 0 | 289972.2084 | 292250.2184 | 0 | 0 | 0 | 0 | 0 | 0 | 0 | 0 | 0
2016-04-11 13:00 | 0 | 0 | 0 | 0 | 0 | 0 | 213391.5373 | 421216 | 0 | 0 | 0 | 0 | 0 | 0 | 0 | 0 | 0 | 0 | 0 | 4201020.8091 | 0 | 0 | 0 | 0 | 0 | 0 | 0 | 0 | 0 | 0 | 0 | 0 | 0 | 0 | 0 | 0 | 0 | 0 | 0 | 0 | 0 | 84425.7557 | 292250.2184 | 0 | 0 | 0 | 0 | 0 | 0 | 0 | 0 | 0
2016-04-11 14:00 | 0 | 0 | 0 | 0 | 0 | 0 | 505271.8761 | 427489 | 0 | 0 | 0 | 0 | 0 | 0 | 0 | 0 | 0 | 0 | 0 | 4278803.6852 | 0 | 0 | 0 | 0 | 0 | 0 | 0 | 0 | 0 | 0 | 0 | 0 | 0 | 0 | 0 | 0 | 0 | 0 | 0 | 0 | 0 | 77782.8761 | 0 | 0 | 0 | 0 | 0 | 0 | 0 | 0 | 0 | 0
2016-04-11 15:00 | 0 | 0 | 0 | 0 | 0 | 0 | 706575.3208 | 430492 | 0 | 0 | 0 | 0 | 0 | 0 | 0 | 0 | 0 | 0 | 0 | 4554887.0061 | 0 | 0 | 0 | 0 | 0 | 0 | 0 | 0 | 0 | 0 | 0 | 0 | 0 | 0 | 0 | 0 | 0 | 0 | 0 | 0 | 0 | 276083.3208 | 0 | 0 | 0 | 0 | 0 | 0 | 0 | 0 | 0 | 0
2016-04-11 16:00 | 0 | 0 | 0 | 0 | 0 | 0 | 786916.6433 | 430721 | 0 | 0 | 0 | 0 | 24488.6033 | 0 | 0 | 0 | 0 | 0 | 0 | 4886594.0461 | 0 | 0 | 0 | 0 | 0 | 0 | 0 | 0 | 0 | 0 | 0 | 0 | 24488.6033 | 0 | 0 | 0 | 0 | 0 | 0 | 0 | 0 | 331707.04 | 0 | 0 | 0 | 0 | 0 | 0 | 0 | 0 | 0 | 0
2016-04-11 17:00 | 0 | 0 | 0 | 0 | 0 | 0 | 788521.4403 | 431134 | 0 | 0 | 0 | 0 | 50169.0037 | 0 | 0 | 0 | 0 | 0 | 0 | 5218301.0861 | 0 | 0 | 0 | 0 | 0 | 0 | 0 | 0 | 0 | 0 | 0 | 0 | 25680.4003 | 0 | 0 | 0 | 0 | 0 | 0 | 0 | 0 | 331707.04 | 0 | 0 | 0 | 0 | 0 | 0 | 0 | 0 | 0 | 0
2016-04-11 18:00 | 0 | 0 | 0 | 0 | 0 | 0 | 771964.7272 | 431481 | 0 | 0 | 0 | 0 | 121027.9541 | 0 | 0 | 0 | 0 | 0 | 0 | 5487925.8628 | 0 | 0 | 0 | 0 | 0 | 0 | 0 | 0 | 0 | 0 | 0 | 0 | 70858.9504 | 0 | 0 | 0 | 0 | 0 | 0 | 0 | 0 | 269624.7768 | 0 | 0 | 0 | 0 | 0 | 0 | 0 | 0 | 0 | 0
2016-04-11 19:00 | 0 | 0 | 0 | 0 | 0 | 0 | 758173.8615 | 431842 | 0 | 0 | 0 | 0 | 115652.7756 | 0 | 0 | 0 | 0 | 0 | 0 | 5819632.9028 | 0 | 0 | 0 | 0 | 0 | 0 | 0 | 0 | 0 | 0 | 0 | 0 | -5375.1785 | 0 | 0 | 0 | 0 | 0 | 0 | 0 | 0 | 331707.04 | 0 | 0 | 0 | 0 | 0 | 0 | 0 | 0 | 0 | 0
2016-04-11 20:00 | 0 | 0 | 0 | 0 | 0 | 0 | 752995.1126 | 432855 | 0 | 0 | 0 | 0 | 128025.2243 | 0 | 0 | 0 | 0 | 0 | 0 | 6127400.5668 | 0 | 0 | 0 | 0 | 0 | 0 | 0 | 0 | 0 | 0 | 0 | 0 | 12372.4487 | 0 | 0 | 0 | 0 | 0 | 0 | 0 | 0 | 307767.6639 | 0 | 0 | 0 | 0 | 0 | 0 | 0 | 0 | 0 | 0
2016-04-11 21:00 | 0 | 0 | 0 | 0 | 0 | 0 | 735563.5002 | 434795 | 0 | 0 | 0 | 0 | 198884.1747 | 0 | 0 | 0 | 0 | 0 | 0 | 6357310.1166 | 0 | 0 | 0 | 0 | 0 | 0 | 0 | 0 | 0 | 0 | 0 | 0 | 70858.9504 | 0 | 0 | 0 | 0 | 0 | 0 | 0 | 0 | 229909.5498 | 0 | 0 | 0 | 0 | 0 | 0 | 0 | 0 | 0 | 0
2016-04-11 22:00 | 0 | 0 | 0 | 0 | 0 | 0 | 688822.3026 | 434879 | 0 | 0 | 0 | 0 | 198884.1747 | 0 | 0 | 0 | 0 | 0 | 0 | 6611253.4192 | 0 | 0 | 0 | 0 | 0 | 0 | 0 | 0 | 0 | 0 | 0 | 0 | 0 | 0 | 0 | 0 | 0 | 0 | 0 | 0 | 0 | 253943.3026 | 0 | 0 | 0 | 0 | 0 | 0 | 0 | 0 | 0 | 0
2016-04-11 23:00 | 0 | 0 | 0 | 0 | 0 | 0 | 574420.6756 | 435622 | 0 | 0 | 0 | 0 | 128025.2243 | 0 | 0 | 0 | 0 | 0 | 0 | 6820911.0452 | 0 | 0 | 0 | 0 | 0 | 0 | 0 | 0 | 0 | 0 | 0 | 0 | -70858.9504 | 0 | 0 | 0 | 0 | 0 | 0 | 0 | 0 | 209657.626 | 0 | 0 | 0 | 0 | 0 | 0 | 0 | 0 | 0 | 0
2016-04-12 | 0 | 0 | 0 | 0 | 0 | 0 | 360375.2624 | 440493 | 0 | 0 | 0 | 0 | 128025.2243 | 0 | 0 | 0 | 0 | 0 | 0 | 6740793.3076 | 0 | 0 | 0 | 0 | 0 | 0 | 0 | 0 | 0 | 0 | 0 | 0 | 0 | 0 | 0 | 0 | 0 | 0 | 0 | 0 | 0 | 212132.4808 | 292250.2184 | 0 | 0 | 0 | 0 | 0 | 0 | 0 | 0 | 0
2016-04-12 01:00 | 0 | 0 | 0 | 0 | 0 | 427961.6142 | 73773.342 | 436390 | 0 | 0 | 0 | 0 | 198884.1747 | 0 | 0 | 0 | 0 | 0 | 0 | 6735279.3134 | 0 | 0 | 0 | 0 | 0 | 0 | 0 | 0 | 0 | 0 | 0 | 0 | 70858.9504 | 0 | 0 | 0 | 0 | 0 | 0 | 0 | 0 | 286736.2242 | 292250.2184 | 0 | 0 | 0 | 0 | 0 | 0 | 0 | 0 | 0
2016-04-12 02:00 | 0 | 0 | 0 | 0 | 0 | 56037.9394 | 20.8918 | 419168 | 0 | 0 | 0 | 0 | 128025.2243 | 0 | 0 | 0 | 0 | 0 | 0 | 6443029.095 | 0 | 0 | 0 | 0 | 0 | 0 | 0 | 0 | 0 | 0 | 0 | 0 | -70858.9504 | 0 | 0 | 0 | 0 | 0 | 0 | 0 | 0 | 0 | 292250.2184 | 0 | 0 | 0 | 0 | 0 | 0 | 0 | 0 | 0
2016-04-12 03:00 | 0 | 0 | 0 | 0 | 0 | 506712.772 | 0 | 396397 | 0 | 0 | 0 | 0 | 198884.1747 | 0 | 0 | 0 | 0 | 0 | 0 | 6482485.9166 | 0 | 0 | 0 | 0 | 0 | 0 | 0 | 0 | 0 | 0 | 0 | 0 | 70858.9504 | 0 | 0 | 0 | 0 | 0 | 0 | 0 | 0 | 331707.04 | 292250.2184 | 0 | 0 | 0 | 0 | 0 | 0 | 0 | 0 | 0
2016-04-12 04:00 | 0 | 0 | 0 | 0 | 0 | 12254.8312 | 0 | 375364 | 0 | 0 | 0 | 0 | 128025.2243 | 0 | 0 | 0 | 0 | 0 | 0 | 6190235.6982 | 0 | 0 | 0 | 0 | 0 | 0 | 0 | 0 | 0 | 0 | 0 | 0 | -70858.9504 | 0 | 0 | 0 | 0 | 0 | 0 | 0 | 0 | 0 | 292250.2184 | 0 | 0 | 0 | 0 | 0 | 0 | 0 | 0 | 0
2016-04-12 05:00 | 0 | 0 | 0 | 0 | 0 | 136281.732 | 0 | 357673 | 0 | 0 | 0 | 0 | 198884.1747 | 0 | 0 | 0 | 0 | 0 | 0 | 5897985.4799 | 0 | 0 | 0 | 0 | 0 | 0 | 0 | 0 | 0 | 0 | 0 | 0 | 70858.9504 | 0 | 0 | 0 | 0 | 0 | 0 | 0 | 0 | 0 | 292250.2184 | 0 | 0 | 0 | 0 | 0 | 0 | 0 | 0 | 0
2016-04-12 06:00 | 0 | 0 | 0 | 0 | 0 | 0 | 0 | 345682 | 0 | 0 | 0 | 0 | 145452.3931 | 0 | 0 | 0 | 0 | 0 | 0 | 5605735.2615 | 0 | 0 | 0 | 0 | 0 | 0 | 0 | 0 | 0 | 0 | 0 | 0 | -53431.7816 | 0 | 0 | 0 | 0 | 0 | 0 | 0 | 0 | 0 | 292250.2184 | 0 | 0 | 0 | 0 | 0 | 0 | 0 | 0 | 0
2016-04-12 07:00 | 0 | 0 | 0 | 0 | 0 | 0 | 0 | 339401 | 0 | 0 | 0 | 0 | 74593.4427 | 0 | 0 | 0 | 0 | 0 | 0 | 5337193.2119 | 0 | 0 | 0 | 0 | 0 | 0 | 0 | 0 | 0 | 0 | 0 | 0 | -70858.9504 | 0 | 0 | 0 | 0 | 0 | 0 | 0 | 0 | 23708.1688 | 292250.2184 | 0 | 0 | 0 | 0 | 0 | 0 | 0 | 0 | 0
2016-04-12 08:00 | 0 | 0 | 0 | 0 | 0 | 402925.0756 | 0 | 339616 | 0 | 0 | 0 | 0 | 145452.3931 | 0 | 0 | 0 | 0 | 0 | 0 | 5329643.337 | 0 | 0 | 0 | 0 | 0 | 0 | 0 | 0 | 0 | 0 | 0 | 0 | 70858.9504 | 0 | 0 | 0 | 0 | 0 | 0 | 0 | 0 | 284700.3435 | 292250.2184 | 0 | 0 | 0 | 0 | 0 | 0 | 0 | 0 | 0
2016-04-12 09:00 | 0 | 0 | 0 | 0 | 0 | 53829.2894 | 0 | 349814 | 0 | 0 | 0 | 0 | 141717.9008 | 0 | 0 | 0 | 0 | 0 | 0 | 5037393.1187 | 0 | 0 | 0 | 0 | 0 | 0 | 0 | 0 | 0 | 0 | 0 | 0 | -3734.4923 | 0 | 0 | 0 | 0 | 0 | 0 | 0 | 0 | 0 | 292250.2184 | 0 | 0 | 0 | 0 | 0 | 0 | 0 | 0 | 0
2016-04-12 10:00 | 0 | 0 | 0 | 0 | 0 | 13759.8312 | 0 | 376869 | 0 | 0 | 0 | 0 | 70858.9504 | 0 | 0 | 0 | 0 | 0 | 0 | 4745142.9003 | 0 | 0 | 0 | 0 | 0 | 0 | 0 | 0 | 0 | 0 | 0 | 0 | -70858.9504 | 0 | 0 | 0 | 0 | 0 | 0 | 0 | 0 | 0 | 292250.2184 | 0 | 0 | 0 | 0 | 0 | 0 | 0 | 0 | 0
2016-04-12 11:00 | 0 | 0 | 0 | 0 | 0 | 39673.8312 | 0 | 402783 | 0 | 0 | 0 | 0 | 0 | 0 | 0 | 0 | 0 | 0 | 0 | 4452892.6819 | 0 | 0 | 0 | 0 | 0 | 0 | 0 | 0 | 0 | 0 | 0 | 0 | -70858.9504 | 0 | 0 | 0 | 0 | 0 | 0 | 0 | 0 | 0 | 292250.2184 | 0 | 0 | 0 | 0 | 0 | 0 | 0 | 0 | 0
2016-04-12 12:00 | 0 | 0 | 0 | 0 | 0 | 356981.7723 | 938.2223 | 414108 | 0 | 0 | 0 | 0 | 0 | 0 | 0 | 0 | 0 | 0 | 0 | 4396704.6765 | 0 | 0 | 0 | 0 | 0 | 0 | 0 | 0 | 0 | 0 | 0 | 0 | 0 | 0 | 0 | 0 | 0 | 0 | 0 | 0 | 0 | 236062.213 | 292250.2184 | 0 | 0 | 0 | 0 | 0 | 0 | 0 | 0 | 0
2016-04-12 13:00 | 0 | 0 | 0 | 0 | 0 | 0 | 187546.5948 | 420206 | 0 | 0 | 0 | 0 | 0 | 0 | 0 | 0 | 0 | 0 | 0 | 4164045.2714 | 0 | 0 | 0 | 0 | 0 | 0 | 0 | 0 | 0 | 0 | 0 | 0 | 0 | 0 | 0 | 0 | 0 | 0 | 0 | 0 | 0 | 59590.8132 | 292250.2184 | 0 | 0 | 0 | 0 | 0 | 0 | 0 | 0 | 0
2016-04-12 14:00 | 0 | 0 | 0 | 0 | 0 | 0 | 522044.8748 | 426478 | 0 | 0 | 0 | 0 | 0 | 0 | 0 | 0 | 0 | 0 | 0 | 4259612.1461 | 0 | 0 | 0 | 0 | 0 | 0 | 0 | 0 | 0 | 0 | 0 | 0 | 0 | 0 | 0 | 0 | 0 | 0 | 0 | 0 | 0 | 95566.8748 | 0 | 0 | 0 | 0 | 0 | 0 | 0 | 0 | 0 | 0
2016-04-12 15:00 | 0 | 0 | 0 | 0 | 0 | 0 | 702619.3015 | 428627 | 0 | 0 | 0 | 0 | 70858.9504 | 0 | 0 | 0 | 0 | 0 | 0 | 4462745.4972 | 0 | 0 | 0 | 0 | 0 | 0 | 0 | 0 | 0 | 0 | 0 | 0 | 70858.9504 | 0 | 0 | 0 | 0 | 0 | 0 | 0 | 0 | 203133.3511 | 0 | 0 | 0 | 0 | 0 | 0 | 0 | 0 | 0 | 0
2016-04-12 16:00 | 0 | 0 | 0 | 0 | 0 | 0 | 762577.9149 | 428801 | 0 | 0 | 0 | 0 | 132407.9314 | 0 | 0 | 0 | 0 | 0 | 0 | 4734973.4312 | 0 | 0 | 0 | 0 | 0 | 0 | 0 | 0 | 0 | 0 | 0 | 0 | 61548.981 | 0 | 0 | 0 | 0 | 0 | 0 | 0 | 0 | 272227.9339 | 0 | 0 | 0 | 0 | 0 | 0 | 0 | 0 | 0 | 0
2016-04-12 17:00 | 0 | 0 | 0 | 0 | 0 | 0 | 756403.3329 | 429079 | 0 | 0 | 0 | 0 | 128025.2243 | 0 | 0 | 0 | 0 | 0 | 0 | 5066680.4712 | 0 | 0 | 0 | 0 | 0 | 0 | 0 | 0 | 0 | 0 | 0 | 0 | -4382.7071 | 0 | 0 | 0 | 0 | 0 | 0 | 0 | 0 | 331707.04 | 0 | 0 | 0 | 0 | 0 | 0 | 0 | 0 | 0 | 0
2016-04-12 18:00 | 0 | 0 | 0 | 0 | 0 | 0 | 738618.4258 | 428016 | 0 | 0 | 0 | 0 | 198884.1747 | 0 | 0 | 0 | 0 | 0 | 0 | 5306423.9466 | 0 | 0 | 0 | 0 | 0 | 0 | 0 | 0 | 0 | 0 | 0 | 0 | 70858.9504 | 0 | 0 | 0 | 0 | 0 | 0 | 0 | 0 | 239743.4754 | 0 | 0 | 0 | 0 | 0 | 0 | 0 | 0 | 0 | 0
2016-04-12 19:00 | 0 | 0 | 0 | 0 | 0 | 0 | 720484.8592 | 426659 | 0 | 0 | 0 | 0 | 198884.1747 | 0 | 0 | 0 | 0 | 0 | 0 | 5600249.8057 | 0 | 0 | 0 | 0 | 0 | 0 | 0 | 0 | 0 | 0 | 0 | 0 | 0 | 0 | 0 | 0 | 0 | 0 | 0 | 0 | 0 | 293825.8592 | 0 | 0 | 0 | 0 | 0 | 0 | 0 | 0 | 0 | 0
2016-04-12 20:00 | 0 | 0 | 0 | 0 | 0 | 0 | 706178.9514 | 426407 | 0 | 0 | 0 | 0 | 146949.086 | 0 | 0 | 0 | 0 | 0 | 0 | 5931956.8457 | 0 | 0 | 0 | 0 | 0 | 0 | 0 | 0 | 0 | 0 | 0 | 0 | -51935.0886 | 0 | 0 | 0 | 0 | 0 | 0 | 0 | 0 | 331707.04 | 0 | 0 | 0 | 0 | 0 | 0 | 0 | 0 | 0 | 0
2016-04-12 21:00 | 0 | 0 | 0 | 0 | 0 | 0 | 678663.2075 | 426789 | 0 | 0 | 0 | 0 | 128025.2243 | 0 | 0 | 0 | 0 | 0 | 0 | 6202754.915 | 0 | 0 | 0 | 0 | 0 | 0 | 0 | 0 | 0 | 0 | 0 | 0 | -18923.8618 | 0 | 0 | 0 | 0 | 0 | 0 | 0 | 0 | 270798.0693 | 0 | 0 | 0 | 0 | 0 | 0 | 0 | 0 | 0 | 0
2016-04-12 22:00 | 0 | 0 | 0 | 0 | 0 | 0 | 629957.1332 | 425314 | 0 | 0 | 0 | 0 | 198884.1747 | 0 | 0 | 0 | 0 | 0 | 0 | 6336539.0979 | 0 | 0 | 0 | 0 | 0 | 0 | 0 | 0 | 0 | 0 | 0 | 0 | 70858.9504 | 0 | 0 | 0 | 0 | 0 | 0 | 0 | 0 | 133784.1828 | 0 | 0 | 0 | 0 | 0 | 0 | 0 | 0 | 0 | 0
2016-04-12 23:00 | 0 | 0 | 0 | 0 | 0 | 0 | 523754.4635 | 426837 | 0 | 0 | 0 | 0 | 198884.1747 | 0 | 0 | 0 | 0 | 0 | 0 | 6433456.5613 | 0 | 0 | 0 | 0 | 0 | 0 | 0 | 0 | 0 | 0 | 0 | 0 | 0 | 0 | 0 | 0 | 0 | 0 | 0 | 0 | 0 | 96917.4635 | 0 | 0 | 0 | 0 | 0 | 0 | 0 | 0 | 0 | 0
2016-04-13 | 0 | 0 | 0 | 0 | 0 | 0 | 355103.7048 | 437655 | 0 | 0 | 0 | 0 | 198884.1747 | 0 | 0 | 0 | 0 | 0 | 0 | 6350905.2661 | 0 | 0 | 0 | 0 | 0 | 0 | 0 | 0 | 0 | 0 | 0 | 0 | 0 | 0 | 0 | 0 | 0 | 0 | 0 | 0 | 0 | 209698.9232 | 292250.2184 | 0 | 0 | 0 | 0 | 0 | 0 | 0 | 0 | 0
2016-04-13 01:00 | 0 | 0 | 0 | 0 | 0 | 296840.4846 | 89947.2937 | 436961 | 0 | 0 | 0 | 0 | 198884.1747 | 0 | 0 | 0 | 0 | 0 | 0 | 6300732.0444 | 0 | 0 | 0 | 0 | 0 | 0 | 0 | 0 | 0 | 0 | 0 | 0 | 0 | 0 | 0 | 0 | 0 | 0 | 0 | 0 | 0 | 242076.9966 | 292250.2184 | 0 | 0 | 0 | 0 | 0 | 0 | 0 | 0 | 0
2016-04-13 02:00 | 0 | 0 | 0 | 0 | 0 | 127723.3649 | 21.4167 | 419995 | 0 | 0 | 0 | 0 | 198884.1747 | 0 | 0 | 0 | 0 | 0 | 0 | 6008481.826 | 0 | 0 | 0 | 0 | 0 | 0 | 0 | 0 | 0 | 0 | 0 | 0 | 0 | 0 | 0 | 0 | 0 | 0 | 0 | 0 | 0 | 0 | 292250.2184 | 0 | 0 | 0 | 0 | 0 | 0 | 0 | 0 | 0
2016-04-13 03:00 | 0 | 0 | 0 | 0 | 0 | 34128.8312 | 0 | 397238 | 0 | 0 | 0 | 0 | 128025.2243 | 0 | 0 | 0 | 0 | 0 | 0 | 5716231.6076 | 0 | 0 | 0 | 0 | 0 | 0 | 0 | 0 | 0 | 0 | 0 | 0 | -70858.9504 | 0 | 0 | 0 | 0 | 0 | 0 | 0 | 0 | 0 | 292250.2184 | 0 | 0 | 0 | 0 | 0 | 0 | 0 | 0 | 0
2016-04-13 04:00 | 0 | 0 | 0 | 0 | 0 | 13085.8312 | 0 | 376195 | 0 | 0 | 0 | 0 | 57166.2739 | 0 | 0 | 0 | 0 | 0 | 0 | 5423981.3892 | 0 | 0 | 0 | 0 | 0 | 0 | 0 | 0 | 0 | 0 | 0 | 0 | -70858.9504 | 0 | 0 | 0 | 0 | 0 | 0 | 0 | 0 | 0 | 292250.2184 | 0 | 0 | 0 | 0 | 0 | 0 | 0 | 0 | 0
2016-04-13 05:00 | 0 | 0 | 0 | 0 | 0 | 139227.732 | 0 | 360619 | 0 | 0 | 0 | 0 | 128025.2243 | 0 | 0 | 0 | 0 | 0 | 0 | 5131731.1708 | 0 | 0 | 0 | 0 | 0 | 0 | 0 | 0 | 0 | 0 | 0 | 0 | 70858.9504 | 0 | 0 | 0 | 0 | 0 | 0 | 0 | 0 | 0 | 292250.2184 | 0 | 0 | 0 | 0 | 0 | 0 | 0 | 0 | 0
2016-04-13 06:00 | 0 | 0 | 0 | 0 | 0 | 0 | 0 | 349758 | 0 | 0 | 0 | 0 | 57166.2739 | 0 | 0 | 0 | 0 | 0 | 0 | 4852832.1212 | 0 | 0 | 0 | 0 | 0 | 0 | 0 | 0 | 0 | 0 | 0 | 0 | -70858.9504 | 0 | 0 | 0 | 0 | 0 | 0 | 0 | 0 | 13351.1688 | 292250.2184 | 0 | 0 | 0 | 0 | 0 | 0 | 0 | 0 | 0
2016-04-13 07:00 | 0 | 0 | 0 | 0 | 0 | 454319.772 | 0 | 344004 | 0 | 0 | 0 | 0 | 128025.2243 | 0 | 0 | 0 | 0 | 0 | 0 | 4892288.9428 | 0 | 0 | 0 | 0 | 0 | 0 | 0 | 0 | 0 | 0 | 0 | 0 | 70858.9504 | 0 | 0 | 0 | 0 | 0 | 0 | 0 | 0 | 331707.04 | 292250.2184 | 0 | 0 | 0 | 0 | 0 | 0 | 0 | 0 | 0
2016-04-13 08:00 | 0 | 0 | 0 | 0 | 0 | 0 | 0 | 343734 | 0 | 0 | 0 | 0 | 76541.4427 | 0 | 0 | 0 | 0 | 0 | 0 | 4600038.7245 | 0 | 0 | 0 | 0 | 0 | 0 | 0 | 0 | 0 | 0 | 0 | 0 | -51483.7816 | 0 | 0 | 0 | 0 | 0 | 0 | 0 | 0 | 0 | 292250.2184 | 0 | 0 | 0 | 0 | 0 | 0 | 0 | 0 | 0
2016-04-13 09:00 | 0 | 0 | 0 | 0 | 0 | 0 | 0 | 355247 | 0 | 0 | 0 | 0 | 5682.4923 | 0 | 0 | 0 | 0 | 0 | 0 | 4315650.6749 | 0 | 0 | 0 | 0 | 0 | 0 | 0 | 0 | 0 | 0 | 0 | 0 | -70858.9504 | 0 | 0 | 0 | 0 | 0 | 0 | 0 | 0 | 7862.1688 | 292250.2184 | 0 | 0 | 0 | 0 | 0 | 0 | 0 | 0 | 0
2016-04-13 10:00 | 0 | 0 | 0 | 0 | 0 | 404661.7316 | 0 | 383845 | 0 | 0 | 0 | 0 | 70858.9504 | 0 | 0 | 0 | 0 | 0 | 0 | 4271290.9484 | 0 | 0 | 0 | 0 | 0 | 0 | 0 | 0 | 0 | 0 | 0 | 0 | 65176.4581 | 0 | 0 | 0 | 0 | 0 | 0 | 0 | 0 | 247890.4919 | 292250.2184 | 0 | 0 | 0 | 0 | 0 | 0 | 0 | 0 | 0
2016-04-13 11:00 | 0 | 0 | 0 | 0 | 0 | 45199.8312 | 0 | 408309 | 0 | 0 | 0 | 0 | 0 | 0 | 0 | 0 | 0 | 0 | 0 | 3979040.73 | 0 | 0 | 0 | 0 | 0 | 0 | 0 | 0 | 0 | 0 | 0 | 0 | -70858.9504 | 0 | 0 | 0 | 0 | 0 | 0 | 0 | 0 | 0 | 292250.2184 | 0 | 0 | 0 | 0 | 0 | 0 | 0 | 0 | 0
2016-04-13 12:00 | 0 | 0 | 0 | 0 | 0 | 303508.7735 | 2119.8801 | 416018 | 0 | 0 | 0 | 0 | 0 | 0 | 0 | 0 | 0 | 0 | 0 | 3868651.3835 | 0 | 0 | 0 | 0 | 0 | 0 | 0 | 0 | 0 | 0 | 0 | 0 | 0 | 0 | 0 | 0 | 0 | 0 | 0 | 0 | 0 | 181860.8719 | 292250.2184 | 0 | 0 | 0 | 0 | 0 | 0 | 0 | 0 | 0
2016-04-13 13:00 | 0 | 0 | 0 | 0 | 0 | 0 | 232715.1352 | 419496 | 0 | 0 | 0 | 0 | 0 | 0 | 0 | 0 | 0 | 0 | 0 | 3681870.5186 | 0 | 0 | 0 | 0 | 0 | 0 | 0 | 0 | 0 | 0 | 0 | 0 | 0 | 0 | 0 | 0 | 0 | 0 | 0 | 0 | 0 | 105469.3535 | 292250.2184 | 0 | 0 | 0 | 0 | 0 | 0 | 0 | 0 | 0
2016-04-13 14:00 | 0 | 0 | 0 | 0 | 0 | 0 | 588530.0201 | 422022 | 0 | 0 | 0 | 0 | 0 | 0 | 0 | 0 | 0 | 0 | 0 | 3848378.5388 | 0 | 0 | 0 | 0 | 0 | 0 | 0 | 0 | 0 | 0 | 0 | 0 | 0 | 0 | 0 | 0 | 0 | 0 | 0 | 0 | 0 | 166508.0201 | 0 | 0 | 0 | 0 | 0 | 0 | 0 | 0 | 0 | 0
2016-04-13 15:00 | 0 | 0 | 0 | 0 | 0 | 0 | 754384.04 | 422677 | 0 | 0 | 0 | 0 | 0 | 0 | 0 | 0 | 0 | 0 | 0 | 4180085.5788 | 0 | 0 | 0 | 0 | 0 | 0 | 0 | 0 | 0 | 0 | 0 | 0 | 0 | 0 | 0 | 0 | 0 | 0 | 0 | 0 | 0 | 331707.04 | 0 | 0 | 0 | 0 | 0 | 0 | 0 | 0 | 0 | 0
2016-04-13 16:00 | 0 | 0 | 0 | 0 | 0 | 0 | 824200.9904 | 421635 | 0 | 0 | 0 | 0 | 70858.9504 | 0 | 0 | 0 | 0 | 0 | 0 | 4511792.6188 | 0 | 0 | 0 | 0 | 0 | 0 | 0 | 0 | 0 | 0 | 0 | 0 | 70858.9504 | 0 | 0 | 0 | 0 | 0 | 0 | 0 | 0 | 331707.04 | 0 | 0 | 0 | 0 | 0 | 0 | 0 | 0 | 0 | 0
2016-04-13 17:00 | 0 | 0 | 0 | 0 | 0 | 0 | 823986.9904 | 421421 | 0 | 0 | 0 | 0 | 141717.9008 | 0 | 0 | 0 | 0 | 0 | 0 | 4843499.6588 | 0 | 0 | 0 | 0 | 0 | 0 | 0 | 0 | 0 | 0 | 0 | 0 | 70858.9504 | 0 | 0 | 0 | 0 | 0 | 0 | 0 | 0 | 331707.04 | 0 | 0 | 0 | 0 | 0 | 0 | 0 | 0 | 0 | 0
2016-04-13 18:00 | 0 | 0 | 0 | 0 | 0 | 0 | 809191.3139 | 420318 | 0 | 0 | 0 | 0 | 198884.1747 | 0 | 0 | 0 | 0 | 0 | 0 | 5175206.6988 | 0 | 0 | 0 | 0 | 0 | 0 | 0 | 0 | 0 | 0 | 0 | 0 | 57166.2739 | 0 | 0 | 0 | 0 | 0 | 0 | 0 | 0 | 331707.04 | 0 | 0 | 0 | 0 | 0 | 0 | 0 | 0 | 0 | 0
2016-04-13 19:00 | 0 | 0 | 0 | 0 | 0 | 0 | 750854.04 | 419147 | 0 | 0 | 0 | 0 | 198884.1747 | 0 | 0 | 0 | 0 | 0 | 0 | 5506913.7387 | 0 | 0 | 0 | 0 | 0 | 0 | 0 | 0 | 0 | 0 | 0 | 0 | 0 | 0 | 0 | 0 | 0 | 0 | 0 | 0 | 0 | 331707.04 | 0 | 0 | 0 | 0 | 0 | 0 | 0 | 0 | 0 | 0
2016-04-13 20:00 | 0 | 0 | 0 | 0 | 0 | 0 | 751287.04 | 419580 | 0 | 0 | 0 | 0 | 198884.1747 | 0 | 0 | 0 | 0 | 0 | 0 | 5838620.7787 | 0 | 0 | 0 | 0 | 0 | 0 | 0 | 0 | 0 | 0 | 0 | 0 | 0 | 0 | 0 | 0 | 0 | 0 | 0 | 0 | 0 | 331707.04 | 0 | 0 | 0 | 0 | 0 | 0 | 0 | 0 | 0 | 0
2016-04-13 21:00 | 0 | 0 | 0 | 0 | 0 | 0 | 752157.04 | 420450 | 0 | 0 | 0 | 0 | 198884.1747 | 0 | 0 | 0 | 0 | 0 | 0 | 6170327.8187 | 0 | 0 | 0 | 0 | 0 | 0 | 0 | 0 | 0 | 0 | 0 | 0 | 0 | 0 | 0 | 0 | 0 | 0 | 0 | 0 | 0 | 331707.04 | 0 | 0 | 0 | 0 | 0 | 0 | 0 | 0 | 0 | 0
2016-04-13 22:00 | 0 | 0 | 0 | 0 | 0 | 0 | 752421.04 | 420714 | 0 | 0 | 0 | 0 | 198884.1747 | 0 | 0 | 0 | 0 | 0 | 0 | 6502034.8587 | 0 | 0 | 0 | 0 | 0 | 0 | 0 | 0 | 0 | 0 | 0 | 0 | 0 | 0 | 0 | 0 | 0 | 0 | 0 | 0 | 0 | 331707.04 | 0 | 0 | 0 | 0 | 0 | 0 | 0 | 0 | 0 | 0
2016-04-13 23:00 | 0 | 0 | 0 | 0 | 0 | 0 | 652163.9105 | 423466 | 0 | 0 | 0 | 0 | 198884.1747 | 0 | 0 | 0 | 0 | 0 | 0 | 6730732.7693 | 0 | 0 | 0 | 0 | 0 | 0 | 0 | 0 | 0 | 0 | 0 | 0 | 0 | 0 | 0 | 0 | 0 | 0 | 0 | 0 | 0 | 228697.9105 | 0 | 0 | 0 | 0 | 0 | 0 | 0 | 0 | 0 | 0
2016-04-14 | 0 | 0 | 0 | 0 | 0 | 0 | 448569.3676 | 433333 | 0 | 0 | 0 | 0 | 198884.1747 | 0 | 0 | 0 | 0 | 0 | 0 | 6745969.1369 | 0 | 0 | 0 | 0 | 0 | 0 | 0 | 0 | 0 | 0 | 0 | 0 | 0 | 0 | 0 | 0 | 0 | 0 | 0 | 0 | 0 | 15236.3676 | 0 | 0 | 0 | 0 | 0 | 0 | 0 | 0 | 0 | 0
2016-04-14 01:00 | 0 | 0 | 0 | 0 | 0 | 34021.784 | 105584.9976 | 431857 | 0 | 0 | 0 | 0 | 198884.1747 | 0 | 0 | 0 | 0 | 0 | 0 | 6453718.9185 | 0 | 0 | 0 | 0 | 0 | 0 | 0 | 0 | 0 | 0 | 0 | 0 | 0 | 0 | 0 | 0 | 0 | 0 | 0 | 0 | 0 | 0 | 292250.2184 | 0 | 0 | 0 | 0 | 0 | 0 | 0 | 0 | 0
2016-04-14 02:00 | 0 | 0 | 0 | 0 | 0 | 52064.7911 | 64.0401 | 415238 | 0 | 0 | 0 | 0 | 128025.2243 | 0 | 0 | 0 | 0 | 0 | 0 | 6161468.7001 | 0 | 0 | 0 | 0 | 0 | 0 | 0 | 0 | 0 | 0 | 0 | 0 | -70858.9504 | 0 | 0 | 0 | 0 | 0 | 0 | 0 | 0 | 0 | 292250.2184 | 0 | 0 | 0 | 0 | 0 | 0 | 0 | 0 | 0
2016-04-14 03:00 | 0 | 0 | 0 | 0 | 0 | 503417.772 | 0 | 393102 | 0 | 0 | 0 | 0 | 198884.1747 | 0 | 0 | 0 | 0 | 0 | 0 | 6200925.5217 | 0 | 0 | 0 | 0 | 0 | 0 | 0 | 0 | 0 | 0 | 0 | 0 | 70858.9504 | 0 | 0 | 0 | 0 | 0 | 0 | 0 | 0 | 331707.04 | 292250.2184 | 0 | 0 | 0 | 0 | 0 | 0 | 0 | 0 | 0
2016-04-14 04:00 | 0 | 0 | 0 | 0 | 0 | 80755.7816 | 0 | 373006 | 0 | 0 | 0 | 0 | 198884.1747 | 0 | 0 | 0 | 0 | 0 | 0 | 5908675.3034 | 0 | 0 | 0 | 0 | 0 | 0 | 0 | 0 | 0 | 0 | 0 | 0 | 0 | 0 | 0 | 0 | 0 | 0 | 0 | 0 | 0 | 0 | 292250.2184 | 0 | 0 | 0 | 0 | 0 | 0 | 0 | 0 | 0
2016-04-14 05:00 | 0 | 0 | 0 | 0 | 0 | 0 | 0 | 358223 | 0 | 0 | 0 | 0 | 128025.2243 | 0 | 0 | 0 | 0 | 0 | 0 | 5621311.2538 | 0 | 0 | 0 | 0 | 0 | 0 | 0 | 0 | 0 | 0 | 0 | 0 | -70858.9504 | 0 | 0 | 0 | 0 | 0 | 0 | 0 | 0 | 4886.1688 | 292250.2184 | 0 | 0 | 0 | 0 | 0 | 0 | 0 | 0 | 0
2016-04-14 06:00 | 0 | 0 | 0 | 0 | 0 | 125951.732 | 0 | 347343 | 0 | 0 | 0 | 0 | 198884.1747 | 0 | 0 | 0 | 0 | 0 | 0 | 5329061.0354 | 0 | 0 | 0 | 0 | 0 | 0 | 0 | 0 | 0 | 0 | 0 | 0 | 70858.9504 | 0 | 0 | 0 | 0 | 0 | 0 | 0 | 0 | 0 | 292250.2184 | 0 | 0 | 0 | 0 | 0 | 0 | 0 | 0 | 0
2016-04-14 07:00 | 0 | 0 | 0 | 0 | 0 | 0 | 0 | 341993 | 0 | 0 | 0 | 0 | 149141.3931 | 0 | 0 | 0 | 0 | 0 | 0 | 5036810.817 | 0 | 0 | 0 | 0 | 0 | 0 | 0 | 0 | 0 | 0 | 0 | 0 | -49742.7816 | 0 | 0 | 0 | 0 | 0 | 0 | 0 | 0 | 0 | 292250.2184 | 0 | 0 | 0 | 0 | 0 | 0 | 0 | 0 | 0
2016-04-14 08:00 | 0 | 0 | 0 | 0 | 0 | 0 | 0 | 341746 | 0 | 0 | 0 | 0 | 78282.4427 | 0 | 0 | 0 | 0 | 0 | 0 | 4765923.7674 | 0 | 0 | 0 | 0 | 0 | 0 | 0 | 0 | 0 | 0 | 0 | 0 | -70858.9504 | 0 | 0 | 0 | 0 | 0 | 0 | 0 | 0 | 21363.1688 | 292250.2184 | 0 | 0 | 0 | 0 | 0 | 0 | 0 | 0 | 0
2016-04-14 09:00 | 0 | 0 | 0 | 0 | 0 | 123927.2398 | 0 | 352742 | 0 | 0 | 0 | 0 | 141717.9008 | 0 | 0 | 0 | 0 | 0 | 0 | 4473673.549 | 0 | 0 | 0 | 0 | 0 | 0 | 0 | 0 | 0 | 0 | 0 | 0 | 63435.4581 | 0 | 0 | 0 | 0 | 0 | 0 | 0 | 0 | 0 | 292250.2184 | 0 | 0 | 0 | 0 | 0 | 0 | 0 | 0 | 0
2016-04-14 10:00 | 0 | 0 | 0 | 0 | 0 | 17637.8312 | 0 | 380747 | 0 | 0 | 0 | 0 | 70858.9504 | 0 | 0 | 0 | 0 | 0 | 0 | 4181423.3306 | 0 | 0 | 0 | 0 | 0 | 0 | 0 | 0 | 0 | 0 | 0 | 0 | -70858.9504 | 0 | 0 | 0 | 0 | 0 | 0 | 0 | 0 | 0 | 292250.2184 | 0 | 0 | 0 | 0 | 0 | 0 | 0 | 0 | 0
2016-04-14 11:00 | 0 | 0 | 0 | 0 | 0 | 41480.8312 | 0 | 404590 | 0 | 0 | 0 | 0 | 0 | 0 | 0 | 0 | 0 | 0 | 0 | 3889173.1122 | 0 | 0 | 0 | 0 | 0 | 0 | 0 | 0 | 0 | 0 | 0 | 0 | -70858.9504 | 0 | 0 | 0 | 0 | 0 | 0 | 0 | 0 | 0 | 292250.2184 | 0 | 0 | 0 | 0 | 0 | 0 | 0 | 0 | 0
2016-04-14 12:00 | 0 | 0 | 0 | 0 | 0 | 317813.4253 | 1169.6308 | 413020 | 0 | 0 | 0 | 0 | 0 | 0 | 0 | 0 | 0 | 0 | 0 | 3795136.1683 | 0 | 0 | 0 | 0 | 0 | 0 | 0 | 0 | 0 | 0 | 0 | 0 | 0 | 0 | 0 | 0 | 0 | 0 | 0 | 0 | 0 | 198213.2745 | 292250.2184 | 0 | 0 | 0 | 0 | 0 | 0 | 0 | 0 | 0
2016-04-14 13:00 | 0 | 0 | 0 | 0 | 0 | 0 | 284484.2136 | 416572 | 0 | 0 | 0 | 0 | 0 | 0 | 0 | 0 | 0 | 0 | 0 | 3663048.3819 | 0 | 0 | 0 | 0 | 0 | 0 | 0 | 0 | 0 | 0 | 0 | 0 | 0 | 0 | 0 | 0 | 0 | 0 | 0 | 0 | 0 | 160162.432 | 292250.2184 | 0 | 0 | 0 | 0 | 0 | 0 | 0 | 0 | 0
2016-04-14 14:00 | 0 | 0 | 0 | 0 | 0 | 0 | 633432.4381 | 420562 | 0 | 0 | 0 | 0 | 0 | 0 | 0 | 0 | 0 | 0 | 0 | 3875918.82 | 0 | 0 | 0 | 0 | 0 | 0 | 0 | 0 | 0 | 0 | 0 | 0 | 0 | 0 | 0 | 0 | 0 | 0 | 0 | 0 | 0 | 212870.4381 | 0 | 0 | 0 | 0 | 0 | 0 | 0 | 0 | 0 | 0
2016-04-14 15:00 | 0 | 0 | 0 | 0 | 0 | 0 | 754209.04 | 422502 | 0 | 0 | 0 | 0 | 0 | 0 | 0 | 0 | 0 | 0 | 0 | 4207625.86 | 0 | 0 | 0 | 0 | 0 | 0 | 0 | 0 | 0 | 0 | 0 | 0 | 0 | 0 | 0 | 0 | 0 | 0 | 0 | 0 | 0 | 331707.04 | 0 | 0 | 0 | 0 | 0 | 0 | 0 | 0 | 0 | 0
2016-04-14 16:00 | 0 | 0 | 0 | 0 | 0 | 0 | 825571.9904 | 423006 | 0 | 0 | 0 | 0 | 70858.9504 | 0 | 0 | 0 | 0 | 0 | 0 | 4539332.9 | 0 | 0 | 0 | 0 | 0 | 0 | 0 | 0 | 0 | 0 | 0 | 0 | 70858.9504 | 0 | 0 | 0 | 0 | 0 | 0 | 0 | 0 | 331707.04 | 0 | 0 | 0 | 0 | 0 | 0 | 0 | 0 | 0 | 0
2016-04-14 17:00 | 0 | 0 | 0 | 0 | 0 | 0 | 827121.9904 | 424556 | 0 | 0 | 0 | 0 | 141717.9008 | 0 | 0 | 0 | 0 | 0 | 0 | 4871039.94 | 0 | 0 | 0 | 0 | 0 | 0 | 0 | 0 | 0 | 0 | 0 | 0 | 70858.9504 | 0 | 0 | 0 | 0 | 0 | 0 | 0 | 0 | 331707.04 | 0 | 0 | 0 | 0 | 0 | 0 | 0 | 0 | 0 | 0
2016-04-14 18:00 | 0 | 0 | 0 | 0 | 0 | 0 | 814200.3139 | 425327 | 0 | 0 | 0 | 0 | 198884.1747 | 0 | 0 | 0 | 0 | 0 | 0 | 5202746.98 | 0 | 0 | 0 | 0 | 0 | 0 | 0 | 0 | 0 | 0 | 0 | 0 | 57166.2739 | 0 | 0 | 0 | 0 | 0 | 0 | 0 | 0 | 331707.04 | 0 | 0 | 0 | 0 | 0 | 0 | 0 | 0 | 0 | 0
2016-04-14 19:00 | 0 | 0 | 0 | 0 | 0 | 0 | 756809.04 | 425102 | 0 | 0 | 0 | 0 | 198884.1747 | 0 | 0 | 0 | 0 | 0 | 0 | 5534454.02 | 0 | 0 | 0 | 0 | 0 | 0 | 0 | 0 | 0 | 0 | 0 | 0 | 0 | 0 | 0 | 0 | 0 | 0 | 0 | 0 | 0 | 331707.04 | 0 | 0 | 0 | 0 | 0 | 0 | 0 | 0 | 0 | 0
2016-04-14 20:00 | 0 | 0 | 0 | 0 | 0 | 0 | 757526.04 | 425819 | 0 | 0 | 0 | 0 | 198884.1747 | 0 | 0 | 0 | 0 | 0 | 0 | 5866161.06 | 0 | 0 | 0 | 0 | 0 | 0 | 0 | 0 | 0 | 0 | 0 | 0 | 0 | 0 | 0 | 0 | 0 | 0 | 0 | 0 | 0 | 331707.04 | 0 | 0 | 0 | 0 | 0 | 0 | 0 | 0 | 0 | 0
2016-04-14 21:00 | 0 | 0 | 0 | 0 | 0 | 0 | 758086.04 | 426379 | 0 | 0 | 0 | 0 | 198884.1747 | 0 | 0 | 0 | 0 | 0 | 0 | 6197868.1 | 0 | 0 | 0 | 0 | 0 | 0 | 0 | 0 | 0 | 0 | 0 | 0 | 0 | 0 | 0 | 0 | 0 | 0 | 0 | 0 | 0 | 331707.04 | 0 | 0 | 0 | 0 | 0 | 0 | 0 | 0 | 0 | 0
2016-04-14 22:00 | 0 | 0 | 0 | 0 | 0 | 0 | 756822.04 | 425115 | 0 | 0 | 0 | 0 | 198884.1747 | 0 | 0 | 0 | 0 | 0 | 0 | 6529575.14 | 0 | 0 | 0 | 0 | 0 | 0 | 0 | 0 | 0 | 0 | 0 | 0 | 0 | 0 | 0 | 0 | 0 | 0 | 0 | 0 | 0 | 331707.04 | 0 | 0 | 0 | 0 | 0 | 0 | 0 | 0 | 0 | 0
2016-04-14 23:00 | 0 | 0 | 0 | 0 | 0 | 0 | 683600.2154 | 426133 | 0 | 0 | 0 | 0 | 198884.1747 | 0 | 0 | 0 | 0 | 0 | 0 | 6787042.3554 | 0 | 0 | 0 | 0 | 0 | 0 | 0 | 0 | 0 | 0 | 0 | 0 | 0 | 0 | 0 | 0 | 0 | 0 | 0 | 0 | 0 | 257467.2154 | 0 | 0 | 0 | 0 | 0 | 0 | 0 | 0 | 0 | 0
2016-04-15 | 0 | 0 | 0 | 0 | 0 | 0 | 458846.2766 | 434114 | 0 | 0 | 0 | 0 | 198884.1747 | 0 | 0 | 0 | 0 | 0 | 0 | 6811774.632 | 0 | 0 | 0 | 0 | 0 | 0 | 0 | 0 | 0 | 0 | 0 | 0 | 0 | 0 | 0 | 0 | 0 | 0 | 0 | 0 | 0 | 24732.2766 | 0 | 0 | 0 | 0 | 0 | 0 | 0 | 0 | 0 | 0
2016-04-15 01:00 | 0 | 0 | 0 | 0 | 0 | 355424.1148 | 116530.7069 | 432498 | 0 | 0 | 0 | 0 | 198884.1747 | 0 | 0 | 0 | 0 | 0 | 0 | 6851231.4536 | 0 | 0 | 0 | 0 | 0 | 0 | 0 | 0 | 0 | 0 | 0 | 0 | 0 | 0 | 0 | 0 | 0 | 0 | 0 | 0 | 0 | 331707.04 | 292250.2184 | 0 | 0 | 0 | 0 | 0 | 0 | 0 | 0 | 0
2016-04-15 02:00 | 0 | 0 | 0 | 0 | 0 | 52461.3585 | 79.4727 | 415650 | 0 | 0 | 0 | 0 | 128025.2243 | 0 | 0 | 0 | 0 | 0 | 0 | 6558981.2352 | 0 | 0 | 0 | 0 | 0 | 0 | 0 | 0 | 0 | 0 | 0 | 0 | -70858.9504 | 0 | 0 | 0 | 0 | 0 | 0 | 0 | 0 | 0 | 292250.2184 | 0 | 0 | 0 | 0 | 0 | 0 | 0 | 0 | 0
2016-04-15 03:00 | 0 | 0 | 0 | 0 | 0 | 505039.772 | 0 | 394724 | 0 | 0 | 0 | 0 | 198884.1747 | 0 | 0 | 0 | 0 | 0 | 0 | 6598438.0568 | 0 | 0 | 0 | 0 | 0 | 0 | 0 | 0 | 0 | 0 | 0 | 0 | 70858.9504 | 0 | 0 | 0 | 0 | 0 | 0 | 0 | 0 | 331707.04 | 292250.2184 | 0 | 0 | 0 | 0 | 0 | 0 | 0 | 0 | 0
2016-04-15 04:00 | 0 | 0 | 0 | 0 | 0 | 9845.8312 | 0 | 372955 | 0 | 0 | 0 | 0 | 128025.2243 | 0 | 0 | 0 | 0 | 0 | 0 | 6306187.8384 | 0 | 0 | 0 | 0 | 0 | 0 | 0 | 0 | 0 | 0 | 0 | 0 | -70858.9504 | 0 | 0 | 0 | 0 | 0 | 0 | 0 | 0 | 0 | 292250.2184 | 0 | 0 | 0 | 0 | 0 | 0 | 0 | 0 | 0
2016-04-15 05:00 | 0 | 0 | 0 | 0 | 0 | 133450.732 | 0 | 354842 | 0 | 0 | 0 | 0 | 198884.1747 | 0 | 0 | 0 | 0 | 0 | 0 | 6013937.6201 | 0 | 0 | 0 | 0 | 0 | 0 | 0 | 0 | 0 | 0 | 0 | 0 | 70858.9504 | 0 | 0 | 0 | 0 | 0 | 0 | 0 | 0 | 0 | 292250.2184 | 0 | 0 | 0 | 0 | 0 | 0 | 0 | 0 | 0
2016-04-15 06:00 | 0 | 0 | 0 | 0 | 0 | 48792.2894 | 0 | 343301 | 0 | 0 | 0 | 0 | 196625.6824 | 0 | 0 | 0 | 0 | 0 | 0 | 5721687.4017 | 0 | 0 | 0 | 0 | 0 | 0 | 0 | 0 | 0 | 0 | 0 | 0 | -2258.4923 | 0 | 0 | 0 | 0 | 0 | 0 | 0 | 0 | 0 | 292250.2184 | 0 | 0 | 0 | 0 | 0 | 0 | 0 | 0 | 0
2016-04-15 07:00 | 0 | 0 | 0 | 0 | 0 | 0 | 0 | 337169 | 0 | 0 | 0 | 0 | 125766.732 | 0 | 0 | 0 | 0 | 0 | 0 | 5455377.3521 | 0 | 0 | 0 | 0 | 0 | 0 | 0 | 0 | 0 | 0 | 0 | 0 | -70858.9504 | 0 | 0 | 0 | 0 | 0 | 0 | 0 | 0 | 25940.1688 | 292250.2184 | 0 | 0 | 0 | 0 | 0 | 0 | 0 | 0 | 0
2016-04-15 08:00 | 0 | 0 | 0 | 0 | 0 | 114988.732 | 0 | 336380 | 0 | 0 | 0 | 0 | 196625.6824 | 0 | 0 | 0 | 0 | 0 | 0 | 5163127.1337 | 0 | 0 | 0 | 0 | 0 | 0 | 0 | 0 | 0 | 0 | 0 | 0 | 70858.9504 | 0 | 0 | 0 | 0 | 0 | 0 | 0 | 0 | 0 | 292250.2184 | 0 | 0 | 0 | 0 | 0 | 0 | 0 | 0 | 0
2016-04-15 09:00 | 0 | 0 | 0 | 0 | 0 | 0 | 0 | 347158 | 0 | 0 | 0 | 0 | 141717.9008 | 0 | 0 | 0 | 0 | 0 | 0 | 4870876.9153 | 0 | 0 | 0 | 0 | 0 | 0 | 0 | 0 | 0 | 0 | 0 | 0 | -54907.7816 | 0 | 0 | 0 | 0 | 0 | 0 | 0 | 0 | 0 | 292250.2184 | 0 | 0 | 0 | 0 | 0 | 0 | 0 | 0 | 0
2016-04-15 10:00 | 0 | 0 | 0 | 0 | 0 | 10429.8312 | 0 | 373539 | 0 | 0 | 0 | 0 | 70858.9504 | 0 | 0 | 0 | 0 | 0 | 0 | 4578626.6969 | 0 | 0 | 0 | 0 | 0 | 0 | 0 | 0 | 0 | 0 | 0 | 0 | -70858.9504 | 0 | 0 | 0 | 0 | 0 | 0 | 0 | 0 | 0 | 292250.2184 | 0 | 0 | 0 | 0 | 0 | 0 | 0 | 0 | 0
2016-04-15 11:00 | 0 | 0 | 0 | 0 | 0 | 33392.8312 | 0 | 396502 | 0 | 0 | 0 | 0 | 0 | 0 | 0 | 0 | 0 | 0 | 0 | 4286376.4785 | 0 | 0 | 0 | 0 | 0 | 0 | 0 | 0 | 0 | 0 | 0 | 0 | -70858.9504 | 0 | 0 | 0 | 0 | 0 | 0 | 0 | 0 | 0 | 292250.2184 | 0 | 0 | 0 | 0 | 0 | 0 | 0 | 0 | 0
2016-04-15 12:00 | 0 | 0 | 0 | 0 | 0 | 109864.487 | 3573.2946 | 405688 | 0 | 0 | 0 | 0 | 0 | 0 | 0 | 0 | 0 | 0 | 0 | 3994126.2602 | 0 | 0 | 0 | 0 | 0 | 0 | 0 | 0 | 0 | 0 | 0 | 0 | 0 | 0 | 0 | 0 | 0 | 0 | 0 | 0 | 0 | 0 | 292250.2184 | 0 | 0 | 0 | 0 | 0 | 0 | 0 | 0 | 0
2016-04-15 13:00 | 0 | 0 | 0 | 0 | 0 | 0 | 168538.7767 | 412042 | 0 | 0 | 0 | 0 | 0 | 0 | 0 | 0 | 0 | 0 | 0 | 3750623.0368 | 0 | 0 | 0 | 0 | 0 | 0 | 0 | 0 | 0 | 0 | 0 | 0 | 0 | 0 | 0 | 0 | 0 | 0 | 0 | 0 | 0 | 48746.9951 | 292250.2184 | 0 | 0 | 0 | 0 | 0 | 0 | 0 | 0 | 0
2016-04-15 14:00 | 0 | 0 | 0 | 0 | 0 | 0 | 518800.4272 | 416745 | 0 | 0 | 0 | 0 | 0 | 0 | 0 | 0 | 0 | 0 | 0 | 3852678.464 | 0 | 0 | 0 | 0 | 0 | 0 | 0 | 0 | 0 | 0 | 0 | 0 | 0 | 0 | 0 | 0 | 0 | 0 | 0 | 0 | 0 | 102055.4272 | 0 | 0 | 0 | 0 | 0 | 0 | 0 | 0 | 0 | 0
2016-04-15 15:00 | 0 | 0 | 0 | 0 | 0 | 0 | 693795.426 | 418833 | 0 | 0 | 0 | 0 | 0 | 0 | 0 | 0 | 0 | 0 | 0 | 4127640.89 | 0 | 0 | 0 | 0 | 0 | 0 | 0 | 0 | 0 | 0 | 0 | 0 | 0 | 0 | 0 | 0 | 0 | 0 | 0 | 0 | 0 | 274962.426 | 0 | 0 | 0 | 0 | 0 | 0 | 0 | 0 | 0 | 0
2016-04-15 16:00 | 0 | 0 | 0 | 0 | 0 | 0 | 754360.6012 | 418523 | 0 | 0 | 0 | 0 | 40460.405 | 0 | 0 | 0 | 0 | 0 | 0 | 4423018.0862 | 0 | 0 | 0 | 0 | 0 | 0 | 0 | 0 | 0 | 0 | 0 | 0 | 40460.405 | 0 | 0 | 0 | 0 | 0 | 0 | 0 | 0 | 295377.1962 | 0 | 0 | 0 | 0 | 0 | 0 | 0 | 0 | 0 | 0
2016-04-15 17:00 | 0 | 0 | 0 | 0 | 0 | 0 | 772356.2464 | 418123 | 0 | 0 | 0 | 0 | 62986.6114 | 0 | 0 | 0 | 0 | 0 | 0 | 4754725.1262 | 0 | 0 | 0 | 0 | 0 | 0 | 0 | 0 | 0 | 0 | 0 | 0 | 22526.2064 | 0 | 0 | 0 | 0 | 0 | 0 | 0 | 0 | 331707.04 | 0 | 0 | 0 | 0 | 0 | 0 | 0 | 0 | 0 | 0
2016-04-15 18:00 | 0 | 0 | 0 | 0 | 0 | 0 | 770106.6473 | 418358 | 0 | 0 | 0 | 0 | 133845.5618 | 0 | 0 | 0 | 0 | 0 | 0 | 5035614.8231 | 0 | 0 | 0 | 0 | 0 | 0 | 0 | 0 | 0 | 0 | 0 | 0 | 70858.9504 | 0 | 0 | 0 | 0 | 0 | 0 | 0 | 0 | 280889.6969 | 0 | 0 | 0 | 0 | 0 | 0 | 0 | 0 | 0 | 0
2016-04-15 19:00 | 0 | 0 | 0 | 0 | 0 | 0 | 754095.4163 | 418101 | 0 | 0 | 0 | 0 | 138132.9382 | 0 | 0 | 0 | 0 | 0 | 0 | 5367321.8631 | 0 | 0 | 0 | 0 | 0 | 0 | 0 | 0 | 0 | 0 | 0 | 0 | 4287.3763 | 0 | 0 | 0 | 0 | 0 | 0 | 0 | 0 | 331707.04 | 0 | 0 | 0 | 0 | 0 | 0 | 0 | 0 | 0 | 0
2016-04-15 20:00 | 0 | 0 | 0 | 0 | 0 | 0 | 738957.3261 | 417358 | 0 | 0 | 0 | 0 | 128025.2243 | 0 | 0 | 0 | 0 | 0 | 0 | 5699028.9031 | 0 | 0 | 0 | 0 | 0 | 0 | 0 | 0 | 0 | 0 | 0 | 0 | -10107.7139 | 0 | 0 | 0 | 0 | 0 | 0 | 0 | 0 | 331707.04 | 0 | 0 | 0 | 0 | 0 | 0 | 0 | 0 | 0 | 0
2016-04-15 21:00 | 0 | 0 | 0 | 0 | 0 | 0 | 710395.1237 | 416596 | 0 | 0 | 0 | 0 | 198884.1747 | 0 | 0 | 0 | 0 | 0 | 0 | 5921969.0764 | 0 | 0 | 0 | 0 | 0 | 0 | 0 | 0 | 0 | 0 | 0 | 0 | 70858.9504 | 0 | 0 | 0 | 0 | 0 | 0 | 0 | 0 | 222940.1733 | 0 | 0 | 0 | 0 | 0 | 0 | 0 | 0 | 0 | 0
2016-04-15 22:00 | 0 | 0 | 0 | 0 | 0 | 0 | 657332.7846 | 413276 | 0 | 0 | 0 | 0 | 128025.2243 | 0 | 0 | 0 | 0 | 0 | 0 | 6236884.8114 | 0 | 0 | 0 | 0 | 0 | 0 | 0 | 0 | 0 | 0 | 0 | 0 | -70858.9504 | 0 | 0 | 0 | 0 | 0 | 0 | 0 | 0 | 314915.735 | 0 | 0 | 0 | 0 | 0 | 0 | 0 | 0 | 0 | 0
2016-04-15 23:00 | 0 | 0 | 0 | 0 | 0 | 0 | 560579.2402 | 410671 | 0 | 0 | 0 | 0 | 198884.1747 | 0 | 0 | 0 | 0 | 0 | 0 | 6315934.1012 | 0 | 0 | 0 | 0 | 0 | 0 | 0 | 0 | 0 | 0 | 0 | 0 | 70858.9504 | 0 | 0 | 0 | 0 | 0 | 0 | 0 | 0 | 79049.2898 | 0 | 0 | 0 | 0 | 0 | 0 | 0 | 0 | 0 | 0
2016-04-16 | 0 | 0 | 0 | 0 | 0 | 0 | 396308.4517 | 414985 | 0 | 0 | 0 | 0 | 128025.2243 | 0 | 0 | 0 | 0 | 0 | 0 | 6368116.5033 | 0 | 0 | 0 | 0 | 0 | 0 | 0 | 0 | 0 | 0 | 0 | 0 | -70858.9504 | 0 | 0 | 0 | 0 | 0 | 0 | 0 | 0 | 52182.4021 | 0 | 0 | 0 | 0 | 0 | 0 | 0 | 0 | 0 | 0
2016-04-16 01:00 | 0 | 0 | 0 | 0 | 0 | 0 | 128401.0536 | 414242 | 0 | 0 | 0 | 0 | 128025.2243 | 0 | 0 | 0 | 0 | 0 | 0 | 6082275.5569 | 0 | 0 | 0 | 0 | 0 | 0 | 0 | 0 | 0 | 0 | 0 | 0 | 0 | 0 | 0 | 0 | 0 | 0 | 0 | 0 | 0 | 6409.272 | 292250.2184 | 0 | 0 | 0 | 0 | 0 | 0 | 0 | 0 | 0
2016-04-16 02:00 | 0 | 0 | 0 | 0 | 0 | 369140.7777 | 106.0935 | 400649 | 0 | 0 | 0 | 0 | 57166.2739 | 0 | 0 | 0 | 0 | 0 | 0 | 6121732.3785 | 0 | 0 | 0 | 0 | 0 | 0 | 0 | 0 | 0 | 0 | 0 | 0 | -70858.9504 | 0 | 0 | 0 | 0 | 0 | 0 | 0 | 0 | 331707.04 | 292250.2184 | 0 | 0 | 0 | 0 | 0 | 0 | 0 | 0 | 0
2016-04-16 03:00 | 0 | 0 | 0 | 0 | 0 | 161503.732 | 0 | 382895 | 0 | 0 | 0 | 0 | 128025.2243 | 0 | 0 | 0 | 0 | 0 | 0 | 5829482.1601 | 0 | 0 | 0 | 0 | 0 | 0 | 0 | 0 | 0 | 0 | 0 | 0 | 70858.9504 | 0 | 0 | 0 | 0 | 0 | 0 | 0 | 0 | 0 | 292250.2184 | 0 | 0 | 0 | 0 | 0 | 0 | 0 | 0 | 0
2016-04-16 04:00 | 0 | 0 | 0 | 0 | 0 | 142463.732 | 0 | 363855 | 0 | 0 | 0 | 0 | 198884.1747 | 0 | 0 | 0 | 0 | 0 | 0 | 5537231.9417 | 0 | 0 | 0 | 0 | 0 | 0 | 0 | 0 | 0 | 0 | 0 | 0 | 70858.9504 | 0 | 0 | 0 | 0 | 0 | 0 | 0 | 0 | 0 | 292250.2184 | 0 | 0 | 0 | 0 | 0 | 0 | 0 | 0 | 0
2016-04-16 05:00 | 0 | 0 | 0 | 0 | 0 | 0 | 0 | 347496 | 0 | 0 | 0 | 0 | 143638.3931 | 0 | 0 | 0 | 0 | 0 | 0 | 5244981.7234 | 0 | 0 | 0 | 0 | 0 | 0 | 0 | 0 | 0 | 0 | 0 | 0 | -55245.7816 | 0 | 0 | 0 | 0 | 0 | 0 | 0 | 0 | 0 | 292250.2184 | 0 | 0 | 0 | 0 | 0 | 0 | 0 | 0 | 0
2016-04-16 06:00 | 0 | 0 | 0 | 0 | 0 | 0 | 0 | 335417 | 0 | 0 | 0 | 0 | 72779.4427 | 0 | 0 | 0 | 0 | 0 | 0 | 4980423.6738 | 0 | 0 | 0 | 0 | 0 | 0 | 0 | 0 | 0 | 0 | 0 | 0 | -70858.9504 | 0 | 0 | 0 | 0 | 0 | 0 | 0 | 0 | 27692.1688 | 292250.2184 | 0 | 0 | 0 | 0 | 0 | 0 | 0 | 0 | 0
2016-04-16 07:00 | 0 | 0 | 0 | 0 | 0 | 69337.071 | 0 | 327825 | 0 | 0 | 0 | 0 | 106541.732 | 0 | 0 | 0 | 0 | 0 | 0 | 4688173.4554 | 0 | 0 | 0 | 0 | 0 | 0 | 0 | 0 | 0 | 0 | 0 | 0 | 33762.2894 | 0 | 0 | 0 | 0 | 0 | 0 | 0 | 0 | 0 | 292250.2184 | 0 | 0 | 0 | 0 | 0 | 0 | 0 | 0 | 0
2016-04-16 08:00 | 0 | 0 | 0 | 0 | 0 | 103945.732 | 0 | 325337 | 0 | 0 | 0 | 0 | 177400.6824 | 0 | 0 | 0 | 0 | 0 | 0 | 4395923.237 | 0 | 0 | 0 | 0 | 0 | 0 | 0 | 0 | 0 | 0 | 0 | 0 | 70858.9504 | 0 | 0 | 0 | 0 | 0 | 0 | 0 | 0 | 0 | 292250.2184 | 0 | 0 | 0 | 0 | 0 | 0 | 0 | 0 | 0
2016-04-16 09:00 | 0 | 0 | 0 | 0 | 0 | 0 | 0 | 327933 | 0 | 0 | 0 | 0 | 141717.9008 | 0 | 0 | 0 | 0 | 0 | 0 | 4103673.0186 | 0 | 0 | 0 | 0 | 0 | 0 | 0 | 0 | 0 | 0 | 0 | 0 | -35682.7816 | 0 | 0 | 0 | 0 | 0 | 0 | 0 | 0 | 0 | 292250.2184 | 0 | 0 | 0 | 0 | 0 | 0 | 0 | 0 | 0
2016-04-16 10:00 | 0 | 0 | 0 | 0 | 0 | 0 | 0 | 334746 | 0 | 0 | 0 | 0 | 70858.9504 | 0 | 0 | 0 | 0 | 0 | 0 | 3839785.969 | 0 | 0 | 0 | 0 | 0 | 0 | 0 | 0 | 0 | 0 | 0 | 0 | -70858.9504 | 0 | 0 | 0 | 0 | 0 | 0 | 0 | 0 | 28363.1688 | 292250.2184 | 0 | 0 | 0 | 0 | 0 | 0 | 0 | 0 | 0
2016-04-16 11:00 | 0 | 0 | 0 | 0 | 0 | 0 | 0 | 344307 | 0 | 0 | 0 | 0 | 0 | 0 | 0 | 0 | 0 | 0 | 0 | 3566337.9194 | 0 | 0 | 0 | 0 | 0 | 0 | 0 | 0 | 0 | 0 | 0 | 0 | -70858.9504 | 0 | 0 | 0 | 0 | 0 | 0 | 0 | 0 | 18802.1688 | 292250.2184 | 0 | 0 | 0 | 0 | 0 | 0 | 0 | 0 | 0
2016-04-16 12:00 | 0 | 0 | 0 | 0 | 0 | 394602.4696 | 1956.352 | 357102 | 0 | 0 | 0 | 0 | 0 | 0 | 0 | 0 | 0 | 0 | 0 | 3605794.741 | 0 | 0 | 0 | 0 | 0 | 0 | 0 | 0 | 0 | 0 | 0 | 0 | 0 | 0 | 0 | 0 | 0 | 0 | 0 | 0 | 0 | 331707.04 | 292250.2184 | 0 | 0 | 0 | 0 | 0 | 0 | 0 | 0 | 0
2016-04-16 13:00 | 0 | 0 | 0 | 0 | 0 | 0 | 175969.0311 | 369331 | 0 | 0 | 0 | 0 | 0 | 0 | 0 | 0 | 0 | 0 | 0 | 3412432.7721 | 0 | 0 | 0 | 0 | 0 | 0 | 0 | 0 | 0 | 0 | 0 | 0 | 0 | 0 | 0 | 0 | 0 | 0 | 0 | 0 | 0 | 98888.2495 | 292250.2184 | 0 | 0 | 0 | 0 | 0 | 0 | 0 | 0 | 0
2016-04-16 14:00 | 0 | 0 | 0 | 0 | 0 | 0 | 524598.7799 | 378117 | 0 | 0 | 0 | 0 | 0 | 0 | 0 | 0 | 0 | 0 | 0 | 3558914.552 | 0 | 0 | 0 | 0 | 0 | 0 | 0 | 0 | 0 | 0 | 0 | 0 | 0 | 0 | 0 | 0 | 0 | 0 | 0 | 0 | 0 | 146481.7799 | 0 | 0 | 0 | 0 | 0 | 0 | 0 | 0 | 0 | 0
2016-04-16 15:00 | 0 | 0 | 0 | 0 | 0 | 0 | 714568.04 | 382861 | 0 | 0 | 0 | 0 | 0 | 0 | 0 | 0 | 0 | 0 | 0 | 3890621.592 | 0 | 0 | 0 | 0 | 0 | 0 | 0 | 0 | 0 | 0 | 0 | 0 | 0 | 0 | 0 | 0 | 0 | 0 | 0 | 0 | 0 | 331707.04 | 0 | 0 | 0 | 0 | 0 | 0 | 0 | 0 | 0 | 0
2016-04-16 16:00 | 0 | 0 | 0 | 0 | 0 | 0 | 787706.9904 | 385141 | 0 | 0 | 0 | 0 | 70858.9504 | 0 | 0 | 0 | 0 | 0 | 0 | 4222328.632 | 0 | 0 | 0 | 0 | 0 | 0 | 0 | 0 | 0 | 0 | 0 | 0 | 70858.9504 | 0 | 0 | 0 | 0 | 0 | 0 | 0 | 0 | 331707.04 | 0 | 0 | 0 | 0 | 0 | 0 | 0 | 0 | 0 | 0
2016-04-16 17:00 | 0 | 0 | 0 | 0 | 0 | 0 | 786906.9904 | 384341 | 0 | 0 | 0 | 0 | 141717.9008 | 0 | 0 | 0 | 0 | 0 | 0 | 4554035.672 | 0 | 0 | 0 | 0 | 0 | 0 | 0 | 0 | 0 | 0 | 0 | 0 | 70858.9504 | 0 | 0 | 0 | 0 | 0 | 0 | 0 | 0 | 331707.04 | 0 | 0 | 0 | 0 | 0 | 0 | 0 | 0 | 0 | 0
2016-04-16 18:00 | 0 | 0 | 0 | 0 | 0 | 0 | 772643.3139 | 383770 | 0 | 0 | 0 | 0 | 198884.1747 | 0 | 0 | 0 | 0 | 0 | 0 | 4885742.712 | 0 | 0 | 0 | 0 | 0 | 0 | 0 | 0 | 0 | 0 | 0 | 0 | 57166.2739 | 0 | 0 | 0 | 0 | 0 | 0 | 0 | 0 | 331707.04 | 0 | 0 | 0 | 0 | 0 | 0 | 0 | 0 | 0 | 0
2016-04-16 19:00 | 0 | 0 | 0 | 0 | 0 | 0 | 715808.04 | 384101 | 0 | 0 | 0 | 0 | 198884.1747 | 0 | 0 | 0 | 0 | 0 | 0 | 5217449.752 | 0 | 0 | 0 | 0 | 0 | 0 | 0 | 0 | 0 | 0 | 0 | 0 | 0 | 0 | 0 | 0 | 0 | 0 | 0 | 0 | 0 | 331707.04 | 0 | 0 | 0 | 0 | 0 | 0 | 0 | 0 | 0 | 0
2016-04-16 20:00 | 0 | 0 | 0 | 0 | 0 | 0 | 717169.04 | 385462 | 0 | 0 | 0 | 0 | 198884.1747 | 0 | 0 | 0 | 0 | 0 | 0 | 5549156.792 | 0 | 0 | 0 | 0 | 0 | 0 | 0 | 0 | 0 | 0 | 0 | 0 | 0 | 0 | 0 | 0 | 0 | 0 | 0 | 0 | 0 | 331707.04 | 0 | 0 | 0 | 0 | 0 | 0 | 0 | 0 | 0 | 0
2016-04-16 21:00 | 0 | 0 | 0 | 0 | 0 | 0 | 718792.04 | 387085 | 0 | 0 | 0 | 0 | 198884.1747 | 0 | 0 | 0 | 0 | 0 | 0 | 5880863.832 | 0 | 0 | 0 | 0 | 0 | 0 | 0 | 0 | 0 | 0 | 0 | 0 | 0 | 0 | 0 | 0 | 0 | 0 | 0 | 0 | 0 | 331707.04 | 0 | 0 | 0 | 0 | 0 | 0 | 0 | 0 | 0 | 0
2016-04-16 22:00 | 0 | 0 | 0 | 0 | 0 | 0 | 719809.04 | 388102 | 0 | 0 | 0 | 0 | 198884.1747 | 0 | 0 | 0 | 0 | 0 | 0 | 6212570.872 | 0 | 0 | 0 | 0 | 0 | 0 | 0 | 0 | 0 | 0 | 0 | 0 | 0 | 0 | 0 | 0 | 0 | 0 | 0 | 0 | 0 | 331707.04 | 0 | 0 | 0 | 0 | 0 | 0 | 0 | 0 | 0 | 0
2016-04-16 23:00 | 0 | 0 | 0 | 0 | 0 | 0 | 620245.4297 | 388037 | 0 | 0 | 0 | 0 | 198884.1747 | 0 | 0 | 0 | 0 | 0 | 0 | 6444779.3017 | 0 | 0 | 0 | 0 | 0 | 0 | 0 | 0 | 0 | 0 | 0 | 0 | 0 | 0 | 0 | 0 | 0 | 0 | 0 | 0 | 0 | 232208.4297 | 0 | 0 | 0 | 0 | 0 | 0 | 0 | 0 | 0 | 0
2016-04-17 | 0 | 0 | 0 | 0 | 0 | 0 | 431618.666 | 394464 | 0 | 0 | 0 | 0 | 198884.1747 | 0 | 0 | 0 | 0 | 0 | 0 | 6481933.9678 | 0 | 0 | 0 | 0 | 0 | 0 | 0 | 0 | 0 | 0 | 0 | 0 | 0 | 0 | 0 | 0 | 0 | 0 | 0 | 0 | 0 | 37154.666 | 0 | 0 | 0 | 0 | 0 | 0 | 0 | 0 | 0 | 0
2016-04-17 01:00 | 0 | 0 | 0 | 0 | 0 | 0 | 136145.0122 | 395190 | 0 | 0 | 0 | 0 | 128025.2243 | 0 | 0 | 0 | 0 | 0 | 0 | 6293747.9304 | 0 | 0 | 0 | 0 | 0 | 0 | 0 | 0 | 0 | 0 | 0 | 0 | -70858.9504 | 0 | 0 | 0 | 0 | 0 | 0 | 0 | 0 | 104064.181 | 292250.2184 | 0 | 0 | 0 | 0 | 0 | 0 | 0 | 0 | 0
2016-04-17 02:00 | 0 | 0 | 0 | 0 | 0 | 494984.0341 | 131.7379 | 384800 | 0 | 0 | 0 | 0 | 198884.1747 | 0 | 0 | 0 | 0 | 0 | 0 | 6333204.752 | 0 | 0 | 0 | 0 | 0 | 0 | 0 | 0 | 0 | 0 | 0 | 0 | 70858.9504 | 0 | 0 | 0 | 0 | 0 | 0 | 0 | 0 | 331707.04 | 292250.2184 | 0 | 0 | 0 | 0 | 0 | 0 | 0 | 0 | 0
2016-04-17 03:00 | 0 | 0 | 0 | 0 | 0 | 6237.8312 | 0 | 369347 | 0 | 0 | 0 | 0 | 128025.2243 | 0 | 0 | 0 | 0 | 0 | 0 | 6040954.5336 | 0 | 0 | 0 | 0 | 0 | 0 | 0 | 0 | 0 | 0 | 0 | 0 | -70858.9504 | 0 | 0 | 0 | 0 | 0 | 0 | 0 | 0 | 0 | 292250.2184 | 0 | 0 | 0 | 0 | 0 | 0 | 0 | 0 | 0
2016-04-17 04:00 | 0 | 0 | 0 | 0 | 0 | 130361.732 | 0 | 351753 | 0 | 0 | 0 | 0 | 198884.1747 | 0 | 0 | 0 | 0 | 0 | 0 | 5748704.3152 | 0 | 0 | 0 | 0 | 0 | 0 | 0 | 0 | 0 | 0 | 0 | 0 | 70858.9504 | 0 | 0 | 0 | 0 | 0 | 0 | 0 | 0 | 0 | 292250.2184 | 0 | 0 | 0 | 0 | 0 | 0 | 0 | 0 | 0
2016-04-17 05:00 | 0 | 0 | 0 | 0 | 0 | 33939.071 | 0 | 335850 | 0 | 0 | 0 | 0 | 189223.464 | 0 | 0 | 0 | 0 | 0 | 0 | 5456454.0968 | 0 | 0 | 0 | 0 | 0 | 0 | 0 | 0 | 0 | 0 | 0 | 0 | -9660.7106 | 0 | 0 | 0 | 0 | 0 | 0 | 0 | 0 | 0 | 292250.2184 | 0 | 0 | 0 | 0 | 0 | 0 | 0 | 0 | 0
2016-04-17 06:00 | 0 | 0 | 0 | 0 | 0 | 0 | 0 | 324047 | 0 | 0 | 0 | 0 | 118364.5136 | 0 | 0 | 0 | 0 | 0 | 0 | 5203266.0472 | 0 | 0 | 0 | 0 | 0 | 0 | 0 | 0 | 0 | 0 | 0 | 0 | -70858.9504 | 0 | 0 | 0 | 0 | 0 | 0 | 0 | 0 | 39062.1688 | 292250.2184 | 0 | 0 | 0 | 0 | 0 | 0 | 0 | 0 | 0
2016-04-17 07:00 | 0 | 0 | 0 | 0 | 0 | 95239.732 | 0 | 316631 | 0 | 0 | 0 | 0 | 189223.464 | 0 | 0 | 0 | 0 | 0 | 0 | 4911015.8288 | 0 | 0 | 0 | 0 | 0 | 0 | 0 | 0 | 0 | 0 | 0 | 0 | 70858.9504 | 0 | 0 | 0 | 0 | 0 | 0 | 0 | 0 | 0 | 292250.2184 | 0 | 0 | 0 | 0 | 0 | 0 | 0 | 0 | 0
2016-04-17 08:00 | 0 | 0 | 0 | 0 | 0 | 0 | 0 | 313590 | 0 | 0 | 0 | 0 | 167883.6824 | 0 | 0 | 0 | 0 | 0 | 0 | 4618765.6105 | 0 | 0 | 0 | 0 | 0 | 0 | 0 | 0 | 0 | 0 | 0 | 0 | -21339.7816 | 0 | 0 | 0 | 0 | 0 | 0 | 0 | 0 | 0 | 292250.2184 | 0 | 0 | 0 | 0 | 0 | 0 | 0 | 0 | 0
2016-04-17 09:00 | 0 | 0 | 0 | 0 | 0 | 0 | 0 | 314738 | 0 | 0 | 0 | 0 | 97024.732 | 0 | 0 | 0 | 0 | 0 | 0 | 4374886.5609 | 0 | 0 | 0 | 0 | 0 | 0 | 0 | 0 | 0 | 0 | 0 | 0 | -70858.9504 | 0 | 0 | 0 | 0 | 0 | 0 | 0 | 0 | 48371.1688 | 292250.2184 | 0 | 0 | 0 | 0 | 0 | 0 | 0 | 0 | 0
2016-04-17 10:00 | 0 | 0 | 0 | 0 | 0 | 0 | 0 | 318416 | 0 | 0 | 0 | 0 | 70858.9504 | 0 | 0 | 0 | 0 | 0 | 0 | 4082636.3425 | 0 | 0 | 0 | 0 | 0 | 0 | 0 | 0 | 0 | 0 | 0 | 0 | -26165.7816 | 0 | 0 | 0 | 0 | 0 | 0 | 0 | 0 | 0 | 292250.2184 | 0 | 0 | 0 | 0 | 0 | 0 | 0 | 0 | 0
2016-04-17 11:00 | 0 | 0 | 0 | 0 | 0 | 0 | 0 | 324666 | 0 | 0 | 0 | 0 | 0 | 0 | 0 | 0 | 0 | 0 | 0 | 3828829.2929 | 0 | 0 | 0 | 0 | 0 | 0 | 0 | 0 | 0 | 0 | 0 | 0 | -70858.9504 | 0 | 0 | 0 | 0 | 0 | 0 | 0 | 0 | 38443.1688 | 292250.2184 | 0 | 0 | 0 | 0 | 0 | 0 | 0 | 0 | 0
2016-04-17 12:00 | 0 | 0 | 0 | 0 | 0 | 360126.8959 | 2486.3879 | 336399 | 0 | 0 | 0 | 0 | 0 | 0 | 0 | 0 | 0 | 0 | 0 | 3855043.5768 | 0 | 0 | 0 | 0 | 0 | 0 | 0 | 0 | 0 | 0 | 0 | 0 | 0 | 0 | 0 | 0 | 0 | 0 | 0 | 0 | 0 | 318464.5023 | 292250.2184 | 0 | 0 | 0 | 0 | 0 | 0 | 0 | 0 | 0
2016-04-17 13:00 | 0 | 0 | 0 | 0 | 0 | 0 | 208931.265 | 348917 | 0 | 0 | 0 | 0 | 0 | 0 | 0 | 0 | 0 | 0 | 0 | 3715057.8418 | 0 | 0 | 0 | 0 | 0 | 0 | 0 | 0 | 0 | 0 | 0 | 0 | 0 | 0 | 0 | 0 | 0 | 0 | 0 | 0 | 0 | 152264.4834 | 292250.2184 | 0 | 0 | 0 | 0 | 0 | 0 | 0 | 0 | 0
2016-04-17 14:00 | 0 | 0 | 0 | 0 | 0 | 0 | 573076.9775 | 357864 | 0 | 0 | 0 | 0 | 0 | 0 | 0 | 0 | 0 | 0 | 0 | 3930270.8192 | 0 | 0 | 0 | 0 | 0 | 0 | 0 | 0 | 0 | 0 | 0 | 0 | 0 | 0 | 0 | 0 | 0 | 0 | 0 | 0 | 0 | 215212.9775 | 0 | 0 | 0 | 0 | 0 | 0 | 0 | 0 | 0 | 0
2016-04-17 15:00 | 0 | 0 | 0 | 0 | 0 | 0 | 695692.04 | 363985 | 0 | 0 | 0 | 0 | 0 | 0 | 0 | 0 | 0 | 0 | 0 | 4261977.8592 | 0 | 0 | 0 | 0 | 0 | 0 | 0 | 0 | 0 | 0 | 0 | 0 | 0 | 0 | 0 | 0 | 0 | 0 | 0 | 0 | 0 | 331707.04 | 0 | 0 | 0 | 0 | 0 | 0 | 0 | 0 | 0 | 0
2016-04-17 16:00 | 0 | 0 | 0 | 0 | 0 | 0 | 772224.9904 | 369659 | 0 | 0 | 0 | 0 | 70858.9504 | 0 | 0 | 0 | 0 | 0 | 0 | 4593684.8992 | 0 | 0 | 0 | 0 | 0 | 0 | 0 | 0 | 0 | 0 | 0 | 0 | 70858.9504 | 0 | 0 | 0 | 0 | 0 | 0 | 0 | 0 | 331707.04 | 0 | 0 | 0 | 0 | 0 | 0 | 0 | 0 | 0 | 0
2016-04-17 17:00 | 0 | 0 | 0 | 0 | 0 | 0 | 776426.9904 | 373861 | 0 | 0 | 0 | 0 | 141717.9008 | 0 | 0 | 0 | 0 | 0 | 0 | 4925391.9392 | 0 | 0 | 0 | 0 | 0 | 0 | 0 | 0 | 0 | 0 | 0 | 0 | 70858.9504 | 0 | 0 | 0 | 0 | 0 | 0 | 0 | 0 | 331707.04 | 0 | 0 | 0 | 0 | 0 | 0 | 0 | 0 | 0 | 0
2016-04-17 18:00 | 0 | 0 | 0 | 0 | 0 | 0 | 766085.3139 | 377212 | 0 | 0 | 0 | 0 | 198884.1747 | 0 | 0 | 0 | 0 | 0 | 0 | 5257098.9792 | 0 | 0 | 0 | 0 | 0 | 0 | 0 | 0 | 0 | 0 | 0 | 0 | 57166.2739 | 0 | 0 | 0 | 0 | 0 | 0 | 0 | 0 | 331707.04 | 0 | 0 | 0 | 0 | 0 | 0 | 0 | 0 | 0 | 0
2016-04-17 19:00 | 0 | 0 | 0 | 0 | 0 | 0 | 641066.0896 | 380218 | 0 | 0 | 0 | 0 | 128025.2243 | 0 | 0 | 0 | 0 | 0 | 0 | 5588806.0192 | 0 | 0 | 0 | 0 | 0 | 0 | 0 | 0 | 0 | 0 | 0 | 0 | -70858.9504 | 0 | 0 | 0 | 0 | 0 | 0 | 0 | 0 | 331707.04 | 0 | 0 | 0 | 0 | 0 | 0 | 0 | 0 | 0 | 0
2016-04-17 20:00 | 0 | 0 | 0 | 0 | 0 | 0 | 787610.9904 | 385045 | 0 | 0 | 0 | 0 | 198884.1747 | 0 | 0 | 0 | 0 | 0 | 0 | 5920513.0592 | 0 | 0 | 0 | 0 | 0 | 0 | 0 | 0 | 0 | 0 | 0 | 0 | 70858.9504 | 0 | 0 | 0 | 0 | 0 | 0 | 0 | 0 | 331707.04 | 0 | 0 | 0 | 0 | 0 | 0 | 0 | 0 | 0 | 0
2016-04-17 21:00 | 0 | 0 | 0 | 0 | 0 | 0 | 722888.04 | 391181 | 0 | 0 | 0 | 0 | 198884.1747 | 0 | 0 | 0 | 0 | 0 | 0 | 6252220.0992 | 0 | 0 | 0 | 0 | 0 | 0 | 0 | 0 | 0 | 0 | 0 | 0 | 0 | 0 | 0 | 0 | 0 | 0 | 0 | 0 | 0 | 331707.04 | 0 | 0 | 0 | 0 | 0 | 0 | 0 | 0 | 0 | 0
2016-04-17 22:00 | 0 | 0 | 0 | 0 | 0 | 0 | 727822.04 | 396115 | 0 | 0 | 0 | 0 | 198884.1747 | 0 | 0 | 0 | 0 | 0 | 0 | 6583927.1392 | 0 | 0 | 0 | 0 | 0 | 0 | 0 | 0 | 0 | 0 | 0 | 0 | 0 | 0 | 0 | 0 | 0 | 0 | 0 | 0 | 0 | 331707.04 | 0 | 0 | 0 | 0 | 0 | 0 | 0 | 0 | 0 | 0
2016-04-17 23:00 | 0 | 0 | 0 | 0 | 0 | 0 | 670995.0714 | 399850 | 0 | 0 | 0 | 0 | 198884.1747 | 0 | 0 | 0 | 0 | 0 | 0 | 6855072.2106 | 0 | 0 | 0 | 0 | 0 | 0 | 0 | 0 | 0 | 0 | 0 | 0 | 0 | 0 | 0 | 0 | 0 | 0 | 0 | 0 | 0 | 271145.0714 | 0 | 0 | 0 | 0 | 0 | 0 | 0 | 0 | 0 | 0
2016-04-18 | 0 | 0 | 0 | 0 | 0 | 0 | 460196.8438 | 409894 | 0 | 0 | 0 | 0 | 128025.2243 | 0 | 0 | 0 | 0 | 0 | 0 | 6976234.0048 | 0 | 0 | 0 | 0 | 0 | 0 | 0 | 0 | 0 | 0 | 0 | 0 | -70858.9504 | 0 | 0 | 0 | 0 | 0 | 0 | 0 | 0 | 121161.7942 | 0 | 0 | 0 | 0 | 0 | 0 | 0 | 0 | 0 | 0
2016-04-18 01:00 | 0 | 0 | 0 | 0 | 0 | 0 | 137263.2156 | 410275 | 0 | 0 | 0 | 0 | 57166.2739 | 0 | 0 | 0 | 0 | 0 | 0 | 6774081.1708 | 0 | 0 | 0 | 0 | 0 | 0 | 0 | 0 | 0 | 0 | 0 | 0 | -70858.9504 | 0 | 0 | 0 | 0 | 0 | 0 | 0 | 0 | 90097.3844 | 292250.2184 | 0 | 0 | 0 | 0 | 0 | 0 | 0 | 0 | 0
2016-04-18 02:00 | 0 | 0 | 0 | 0 | 0 | 172869.8945 | 169.8375 | 394431 | 0 | 0 | 0 | 0 | 128025.2243 | 0 | 0 | 0 | 0 | 0 | 0 | 6481830.9524 | 0 | 0 | 0 | 0 | 0 | 0 | 0 | 0 | 0 | 0 | 0 | 0 | 70858.9504 | 0 | 0 | 0 | 0 | 0 | 0 | 0 | 0 | 0 | 292250.2184 | 0 | 0 | 0 | 0 | 0 | 0 | 0 | 0 | 0
2016-04-18 03:00 | 0 | 0 | 0 | 0 | 0 | 152501.732 | 0 | 373893 | 0 | 0 | 0 | 0 | 198884.1747 | 0 | 0 | 0 | 0 | 0 | 0 | 6189580.734 | 0 | 0 | 0 | 0 | 0 | 0 | 0 | 0 | 0 | 0 | 0 | 0 | 70858.9504 | 0 | 0 | 0 | 0 | 0 | 0 | 0 | 0 | 0 | 292250.2184 | 0 | 0 | 0 | 0 | 0 | 0 | 0 | 0 | 0
2016-04-18 04:00 | 0 | 0 | 0 | 0 | 0 | 0 | 0 | 352812 | 0 | 0 | 0 | 0 | 128025.2243 | 0 | 0 | 0 | 0 | 0 | 0 | 5907627.6844 | 0 | 0 | 0 | 0 | 0 | 0 | 0 | 0 | 0 | 0 | 0 | 0 | -70858.9504 | 0 | 0 | 0 | 0 | 0 | 0 | 0 | 0 | 10297.1688 | 292250.2184 | 0 | 0 | 0 | 0 | 0 | 0 | 0 | 0 | 0
2016-04-18 05:00 | 0 | 0 | 0 | 0 | 0 | 0 | 0 | 335936 | 0 | 0 | 0 | 0 | 70858.9504 | 0 | 0 | 0 | 0 | 0 | 0 | 5628857.9583 | 0 | 0 | 0 | 0 | 0 | 0 | 0 | 0 | 0 | 0 | 0 | 0 | -57166.2739 | 0 | 0 | 0 | 0 | 0 | 0 | 0 | 0 | 13480.4923 | 292250.2184 | 0 | 0 | 0 | 0 | 0 | 0 | 0 | 0 | 0
2016-04-18 06:00 | 0 | 0 | 0 | 0 | 0 | 0 | 0 | 324461 | 0 | 0 | 0 | 0 | 0 | 0 | 0 | 0 | 0 | 0 | 0 | 5375255.9087 | 0 | 0 | 0 | 0 | 0 | 0 | 0 | 0 | 0 | 0 | 0 | 0 | -70858.9504 | 0 | 0 | 0 | 0 | 0 | 0 | 0 | 0 | 38648.1688 | 292250.2184 | 0 | 0 | 0 | 0 | 0 | 0 | 0 | 0 | 0
2016-04-18 07:00 | 0 | 0 | 0 | 0 | 0 | 284969.9287 | 0 | 317564 | 0 | 0 | 0 | 0 | 0 | 0 | 0 | 0 | 0 | 0 | 0 | 5342661.8374 | 0 | 0 | 0 | 0 | 0 | 0 | 0 | 0 | 0 | 0 | 0 | 0 | 0 | 0 | 0 | 0 | 0 | 0 | 0 | 0 | 0 | 259656.1471 | 292250.2184 | 0 | 0 | 0 | 0 | 0 | 0 | 0 | 0 | 0
2016-04-18 08:00 | 0 | 0 | 0 | 0 | 0 | 97393.732 | 0 | 318785 | 0 | 0 | 0 | 0 | 70858.9504 | 0 | 0 | 0 | 0 | 0 | 0 | 5050411.619 | 0 | 0 | 0 | 0 | 0 | 0 | 0 | 0 | 0 | 0 | 0 | 0 | 70858.9504 | 0 | 0 | 0 | 0 | 0 | 0 | 0 | 0 | 0 | 292250.2184 | 0 | 0 | 0 | 0 | 0 | 0 | 0 | 0 | 0
2016-04-18 09:00 | 0 | 0 | 0 | 0 | 0 | 109429.732 | 0 | 330821 | 0 | 0 | 0 | 0 | 141717.9008 | 0 | 0 | 0 | 0 | 0 | 0 | 4758161.4006 | 0 | 0 | 0 | 0 | 0 | 0 | 0 | 0 | 0 | 0 | 0 | 0 | 70858.9504 | 0 | 0 | 0 | 0 | 0 | 0 | 0 | 0 | 0 | 292250.2184 | 0 | 0 | 0 | 0 | 0 | 0 | 0 | 0 | 0
2016-04-18 10:00 | 0 | 0 | 0 | 0 | 0 | 0 | 0 | 355668 | 0 | 0 | 0 | 0 | 70858.9504 | 0 | 0 | 0 | 0 | 0 | 0 | 4473352.351 | 0 | 0 | 0 | 0 | 0 | 0 | 0 | 0 | 0 | 0 | 0 | 0 | -70858.9504 | 0 | 0 | 0 | 0 | 0 | 0 | 0 | 0 | 7441.1688 | 292250.2184 | 0 | 0 | 0 | 0 | 0 | 0 | 0 | 0 | 0
2016-04-18 11:00 | 0 | 0 | 0 | 0 | 0 | 16492.8312 | 0 | 379602 | 0 | 0 | 0 | 0 | 0 | 0 | 0 | 0 | 0 | 0 | 0 | 4181102.1326 | 0 | 0 | 0 | 0 | 0 | 0 | 0 | 0 | 0 | 0 | 0 | 0 | -70858.9504 | 0 | 0 | 0 | 0 | 0 | 0 | 0 | 0 | 0 | 292250.2184 | 0 | 0 | 0 | 0 | 0 | 0 | 0 | 0 | 0
2016-04-18 12:00 | 0 | 0 | 0 | 0 | 0 | 249373.0634 | 4192.7032 | 393054 | 0 | 0 | 0 | 0 | 0 | 0 | 0 | 0 | 0 | 0 | 0 | 4041613.8992 | 0 | 0 | 0 | 0 | 0 | 0 | 0 | 0 | 0 | 0 | 0 | 0 | 0 | 0 | 0 | 0 | 0 | 0 | 0 | 0 | 0 | 152761.985 | 292250.2184 | 0 | 0 | 0 | 0 | 0 | 0 | 0 | 0 | 0
2016-04-18 13:00 | 0 | 0 | 0 | 0 | 0 | 0 | 215900.3918 | 402340 | 0 | 0 | 0 | 0 | 0 | 0 | 0 | 0 | 0 | 0 | 0 | 3855174.291 | 0 | 0 | 0 | 0 | 0 | 0 | 0 | 0 | 0 | 0 | 0 | 0 | 0 | 0 | 0 | 0 | 0 | 0 | 0 | 0 | 0 | 105810.6102 | 292250.2184 | 0 | 0 | 0 | 0 | 0 | 0 | 0 | 0 | 0
2016-04-18 14:00 | 0 | 0 | 0 | 0 | 0 | 0 | 607235.6245 | 411514 | 0 | 0 | 0 | 0 | 0 | 0 | 0 | 0 | 0 | 0 | 0 | 4050895.9156 | 0 | 0 | 0 | 0 | 0 | 0 | 0 | 0 | 0 | 0 | 0 | 0 | 0 | 0 | 0 | 0 | 0 | 0 | 0 | 0 | 0 | 195721.6245 | 0 | 0 | 0 | 0 | 0 | 0 | 0 | 0 | 0 | 0
2016-04-18 15:00 | 0 | 0 | 0 | 0 | 0 | 0 | 750282.04 | 418575 | 0 | 0 | 0 | 0 | 0 | 0 | 0 | 0 | 0 | 0 | 0 | 4382602.9556 | 0 | 0 | 0 | 0 | 0 | 0 | 0 | 0 | 0 | 0 | 0 | 0 | 0 | 0 | 0 | 0 | 0 | 0 | 0 | 0 | 0 | 331707.04 | 0 | 0 | 0 | 0 | 0 | 0 | 0 | 0 | 0 | 0
2016-04-18 16:00 | 0 | 0 | 0 | 0 | 0 | 0 | 826491.9904 | 423926 | 0 | 0 | 0 | 0 | 70858.9504 | 0 | 0 | 0 | 0 | 0 | 0 | 4714309.9956 | 0 | 0 | 0 | 0 | 0 | 0 | 0 | 0 | 0 | 0 | 0 | 0 | 70858.9504 | 0 | 0 | 0 | 0 | 0 | 0 | 0 | 0 | 331707.04 | 0 | 0 | 0 | 0 | 0 | 0 | 0 | 0 | 0 | 0
2016-04-18 17:00 | 0 | 0 | 0 | 0 | 0 | 0 | 832673.9904 | 430108 | 0 | 0 | 0 | 0 | 141717.9008 | 0 | 0 | 0 | 0 | 0 | 0 | 5046017.0356 | 0 | 0 | 0 | 0 | 0 | 0 | 0 | 0 | 0 | 0 | 0 | 0 | 70858.9504 | 0 | 0 | 0 | 0 | 0 | 0 | 0 | 0 | 331707.04 | 0 | 0 | 0 | 0 | 0 | 0 | 0 | 0 | 0 | 0
2016-04-18 18:00 | 0 | 0 | 0 | 0 | 0 | 0 | 824523.3139 | 435650 | 0 | 0 | 0 | 0 | 198884.1747 | 0 | 0 | 0 | 0 | 0 | 0 | 5377724.0756 | 0 | 0 | 0 | 0 | 0 | 0 | 0 | 0 | 0 | 0 | 0 | 0 | 57166.2739 | 0 | 0 | 0 | 0 | 0 | 0 | 0 | 0 | 331707.04 | 0 | 0 | 0 | 0 | 0 | 0 | 0 | 0 | 0 | 0
2016-04-18 19:00 | 0 | 0 | 0 | 0 | 0 | 0 | 772601.04 | 440894 | 0 | 0 | 0 | 0 | 198884.1747 | 0 | 0 | 0 | 0 | 0 | 0 | 5709431.1156 | 0 | 0 | 0 | 0 | 0 | 0 | 0 | 0 | 0 | 0 | 0 | 0 | 0 | 0 | 0 | 0 | 0 | 0 | 0 | 0 | 0 | 331707.04 | 0 | 0 | 0 | 0 | 0 | 0 | 0 | 0 | 0 | 0
2016-04-18 20:00 | 0 | 0 | 0 | 0 | 0 | 0 | 777830.04 | 446123 | 0 | 0 | 0 | 0 | 198884.1747 | 0 | 0 | 0 | 0 | 0 | 0 | 6041138.1556 | 0 | 0 | 0 | 0 | 0 | 0 | 0 | 0 | 0 | 0 | 0 | 0 | 0 | 0 | 0 | 0 | 0 | 0 | 0 | 0 | 0 | 331707.04 | 0 | 0 | 0 | 0 | 0 | 0 | 0 | 0 | 0 | 0
2016-04-18 21:00 | 0 | 0 | 0 | 0 | 0 | 0 | 781415.04 | 449708 | 0 | 0 | 0 | 0 | 198884.1747 | 0 | 0 | 0 | 0 | 0 | 0 | 6372845.1956 | 0 | 0 | 0 | 0 | 0 | 0 | 0 | 0 | 0 | 0 | 0 | 0 | 0 | 0 | 0 | 0 | 0 | 0 | 0 | 0 | 0 | 331707.04 | 0 | 0 | 0 | 0 | 0 | 0 | 0 | 0 | 0 | 0
2016-04-18 22:00 | 0 | 0 | 0 | 0 | 0 | 0 | 771657.5079 | 449607 | 0 | 0 | 0 | 0 | 189227.6425 | 0 | 0 | 0 | 0 | 0 | 0 | 6704552.2355 | 0 | 0 | 0 | 0 | 0 | 0 | 0 | 0 | 0 | 0 | 0 | 0 | -9656.5321 | 0 | 0 | 0 | 0 | 0 | 0 | 0 | 0 | 331707.04 | 0 | 0 | 0 | 0 | 0 | 0 | 0 | 0 | 0 | 0
2016-04-18 23:00 | 0 | 0 | 0 | 0 | 0 | 0 | 658589.6338 | 447482 | 0 | 0 | 0 | 0 | 198884.1747 | 0 | 0 | 0 | 0 | 0 | 0 | 6906003.3372 | 0 | 0 | 0 | 0 | 0 | 0 | 0 | 0 | 0 | 0 | 0 | 0 | 9656.5321 | 0 | 0 | 0 | 0 | 0 | 0 | 0 | 0 | 201451.1016 | 0 | 0 | 0 | 0 | 0 | 0 | 0 | 0 | 0 | 0
2016-04-19 | 0 | 0 | 0 | 0 | 0 | 0 | 480161.7215 | 451741 | 0 | 0 | 0 | 0 | 128025.2243 | 0 | 0 | 0 | 0 | 0 | 0 | 7005283.0091 | 0 | 0 | 0 | 0 | 0 | 0 | 0 | 0 | 0 | 0 | 0 | 0 | -70858.9504 | 0 | 0 | 0 | 0 | 0 | 0 | 0 | 0 | 99279.6719 | 0 | 0 | 0 | 0 | 0 | 0 | 0 | 0 | 0 | 0
2016-04-19 01:00 | 0 | 0 | 0 | 0 | 0 | 0 | 142730.3266 | 445831 | 0 | 0 | 0 | 0 | 57166.2739 | 0 | 0 | 0 | 0 | 0 | 0 | 6773041.2861 | 0 | 0 | 0 | 0 | 0 | 0 | 0 | 0 | 0 | 0 | 0 | 0 | -70858.9504 | 0 | 0 | 0 | 0 | 0 | 0 | 0 | 0 | 60008.4954 | 292250.2184 | 0 | 0 | 0 | 0 | 0 | 0 | 0 | 0 | 0
2016-04-19 02:00 | 0 | 0 | 0 | 0 | 0 | 316620.0422 | 206.7761 | 423020 | 0 | 0 | 0 | 0 | 128025.2243 | 0 | 0 | 0 | 0 | 0 | 0 | 6595989.1539 | 0 | 0 | 0 | 0 | 0 | 0 | 0 | 0 | 0 | 0 | 0 | 0 | 70858.9504 | 0 | 0 | 0 | 0 | 0 | 0 | 0 | 0 | 115198.0862 | 292250.2184 | 0 | 0 | 0 | 0 | 0 | 0 | 0 | 0 | 0
2016-04-19 03:00 | 0 | 0 | 0 | 0 | 0 | 317877.6586 | 0 | 395905 | 0 | 0 | 0 | 0 | 198884.1747 | 0 | 0 | 0 | 0 | 0 | 0 | 6447102.8621 | 0 | 0 | 0 | 0 | 0 | 0 | 0 | 0 | 0 | 0 | 0 | 0 | 70858.9504 | 0 | 0 | 0 | 0 | 0 | 0 | 0 | 0 | 143363.9266 | 292250.2184 | 0 | 0 | 0 | 0 | 0 | 0 | 0 | 0 | 0
2016-04-19 04:00 | 0 | 0 | 0 | 0 | 0 | 78366.7816 | 0 | 370617 | 0 | 0 | 0 | 0 | 198884.1747 | 0 | 0 | 0 | 0 | 0 | 0 | 6154852.6438 | 0 | 0 | 0 | 0 | 0 | 0 | 0 | 0 | 0 | 0 | 0 | 0 | 0 | 0 | 0 | 0 | 0 | 0 | 0 | 0 | 0 | 0 | 292250.2184 | 0 | 0 | 0 | 0 | 0 | 0 | 0 | 0 | 0
2016-04-19 05:00 | 0 | 0 | 0 | 0 | 0 | 0 | 0 | 351081 | 0 | 0 | 0 | 0 | 128025.2243 | 0 | 0 | 0 | 0 | 0 | 0 | 5874630.5942 | 0 | 0 | 0 | 0 | 0 | 0 | 0 | 0 | 0 | 0 | 0 | 0 | -70858.9504 | 0 | 0 | 0 | 0 | 0 | 0 | 0 | 0 | 12028.1688 | 292250.2184 | 0 | 0 | 0 | 0 | 0 | 0 | 0 | 0 | 0
2016-04-19 06:00 | 0 | 0 | 0 | 0 | 0 | 114331.732 | 0 | 335723 | 0 | 0 | 0 | 0 | 198884.1747 | 0 | 0 | 0 | 0 | 0 | 0 | 5582380.3758 | 0 | 0 | 0 | 0 | 0 | 0 | 0 | 0 | 0 | 0 | 0 | 0 | 70858.9504 | 0 | 0 | 0 | 0 | 0 | 0 | 0 | 0 | 0 | 292250.2184 | 0 | 0 | 0 | 0 | 0 | 0 | 0 | 0 | 0
2016-04-19 07:00 | 0 | 0 | 0 | 0 | 0 | 34041.7816 | 0 | 326292 | 0 | 0 | 0 | 0 | 198884.1747 | 0 | 0 | 0 | 0 | 0 | 0 | 5290130.1574 | 0 | 0 | 0 | 0 | 0 | 0 | 0 | 0 | 0 | 0 | 0 | 0 | 0 | 0 | 0 | 0 | 0 | 0 | 0 | 0 | 0 | 0 | 292250.2184 | 0 | 0 | 0 | 0 | 0 | 0 | 0 | 0 | 0
2016-04-19 08:00 | 0 | 0 | 0 | 0 | 0 | 0 | 0 | 324772 | 0 | 0 | 0 | 0 | 128025.2243 | 0 | 0 | 0 | 0 | 0 | 0 | 5036217.1078 | 0 | 0 | 0 | 0 | 0 | 0 | 0 | 0 | 0 | 0 | 0 | 0 | -70858.9504 | 0 | 0 | 0 | 0 | 0 | 0 | 0 | 0 | 38337.1688 | 292250.2184 | 0 | 0 | 0 | 0 | 0 | 0 | 0 | 0 | 0
2016-04-19 09:00 | 0 | 0 | 0 | 0 | 0 | 0 | 0 | 334201 | 0 | 0 | 0 | 0 | 57166.2739 | 0 | 0 | 0 | 0 | 0 | 0 | 4772875.0582 | 0 | 0 | 0 | 0 | 0 | 0 | 0 | 0 | 0 | 0 | 0 | 0 | -70858.9504 | 0 | 0 | 0 | 0 | 0 | 0 | 0 | 0 | 28908.1688 | 292250.2184 | 0 | 0 | 0 | 0 | 0 | 0 | 0 | 0 | 0
2016-04-19 10:00 | 0 | 0 | 0 | 0 | 0 | 164684.9683 | 0 | 357981 | 0 | 0 | 0 | 0 | 70858.9504 | 0 | 0 | 0 | 0 | 0 | 0 | 4565886.35 | 0 | 0 | 0 | 0 | 0 | 0 | 0 | 0 | 0 | 0 | 0 | 0 | 13692.6765 | 0 | 0 | 0 | 0 | 0 | 0 | 0 | 0 | 85261.5102 | 292250.2184 | 0 | 0 | 0 | 0 | 0 | 0 | 0 | 0 | 0
2016-04-19 11:00 | 0 | 0 | 0 | 0 | 0 | 18188.8312 | 0 | 381298 | 0 | 0 | 0 | 0 | 0 | 0 | 0 | 0 | 0 | 0 | 0 | 4273636.1316 | 0 | 0 | 0 | 0 | 0 | 0 | 0 | 0 | 0 | 0 | 0 | 0 | -70858.9504 | 0 | 0 | 0 | 0 | 0 | 0 | 0 | 0 | 0 | 292250.2184 | 0 | 0 | 0 | 0 | 0 | 0 | 0 | 0 | 0
2016-04-19 12:00 | 0 | 0 | 0 | 0 | 0 | 126613.2418 | 2677.3797 | 394412 | 0 | 0 | 0 | 0 | 0 | 0 | 0 | 0 | 0 | 0 | 0 | 4008514.7531 | 0 | 0 | 0 | 0 | 0 | 0 | 0 | 0 | 0 | 0 | 0 | 0 | 0 | 0 | 0 | 0 | 0 | 0 | 0 | 0 | 0 | 27128.8399 | 292250.2184 | 0 | 0 | 0 | 0 | 0 | 0 | 0 | 0 | 0
2016-04-19 13:00 | 0 | 0 | 0 | 0 | 0 | 0 | 209625.0336 | 403745 | 0 | 0 | 0 | 0 | 0 | 0 | 0 | 0 | 0 | 0 | 0 | 3814394.7867 | 0 | 0 | 0 | 0 | 0 | 0 | 0 | 0 | 0 | 0 | 0 | 0 | 0 | 0 | 0 | 0 | 0 | 0 | 0 | 0 | 0 | 98130.252 | 292250.2184 | 0 | 0 | 0 | 0 | 0 | 0 | 0 | 0 | 0
2016-04-19 14:00 | 0 | 0 | 0 | 0 | 0 | 0 | 542673.2606 | 412923 | 0 | 0 | 0 | 0 | 0 | 0 | 0 | 0 | 0 | 0 | 0 | 3944145.0473 | 0 | 0 | 0 | 0 | 0 | 0 | 0 | 0 | 0 | 0 | 0 | 0 | 0 | 0 | 0 | 0 | 0 | 0 | 0 | 0 | 0 | 129750.2606 | 0 | 0 | 0 | 0 | 0 | 0 | 0 | 0 | 0 | 0
2016-04-19 15:00 | 0 | 0 | 0 | 0 | 0 | 0 | 739107.5159 | 420240 | 0 | 0 | 0 | 0 | 0 | 0 | 0 | 0 | 0 | 0 | 0 | 4263012.5632 | 0 | 0 | 0 | 0 | 0 | 0 | 0 | 0 | 0 | 0 | 0 | 0 | 0 | 0 | 0 | 0 | 0 | 0 | 0 | 0 | 0 | 318867.5159 | 0 | 0 | 0 | 0 | 0 | 0 | 0 | 0 | 0 | 0
2016-04-19 16:00 | 0 | 0 | 0 | 0 | 0 | 0 | 829052.9904 | 426487 | 0 | 0 | 0 | 0 | 70858.9504 | 0 | 0 | 0 | 0 | 0 | 0 | 4594719.6032 | 0 | 0 | 0 | 0 | 0 | 0 | 0 | 0 | 0 | 0 | 0 | 0 | 70858.9504 | 0 | 0 | 0 | 0 | 0 | 0 | 0 | 0 | 331707.04 | 0 | 0 | 0 | 0 | 0 | 0 | 0 | 0 | 0 | 0
2016-04-19 17:00 | 0 | 0 | 0 | 0 | 0 | 0 | 835657.9904 | 433092 | 0 | 0 | 0 | 0 | 141717.9008 | 0 | 0 | 0 | 0 | 0 | 0 | 4926426.6432 | 0 | 0 | 0 | 0 | 0 | 0 | 0 | 0 | 0 | 0 | 0 | 0 | 70858.9504 | 0 | 0 | 0 | 0 | 0 | 0 | 0 | 0 | 331707.04 | 0 | 0 | 0 | 0 | 0 | 0 | 0 | 0 | 0 | 0
2016-04-19 18:00 | 0 | 0 | 0 | 0 | 0 | 0 | 828684.3139 | 439811 | 0 | 0 | 0 | 0 | 198884.1747 | 0 | 0 | 0 | 0 | 0 | 0 | 5258133.6832 | 0 | 0 | 0 | 0 | 0 | 0 | 0 | 0 | 0 | 0 | 0 | 0 | 57166.2739 | 0 | 0 | 0 | 0 | 0 | 0 | 0 | 0 | 331707.04 | 0 | 0 | 0 | 0 | 0 | 0 | 0 | 0 | 0 | 0
2016-04-19 19:00 | 0 | 0 | 0 | 0 | 0 | 0 | 776155.04 | 444448 | 0 | 0 | 0 | 0 | 198884.1747 | 0 | 0 | 0 | 0 | 0 | 0 | 5589840.7232 | 0 | 0 | 0 | 0 | 0 | 0 | 0 | 0 | 0 | 0 | 0 | 0 | 0 | 0 | 0 | 0 | 0 | 0 | 0 | 0 | 0 | 331707.04 | 0 | 0 | 0 | 0 | 0 | 0 | 0 | 0 | 0 | 0
2016-04-19 20:00 | 0 | 0 | 0 | 0 | 0 | 0 | 780717.04 | 449010 | 0 | 0 | 0 | 0 | 198884.1747 | 0 | 0 | 0 | 0 | 0 | 0 | 5921547.7632 | 0 | 0 | 0 | 0 | 0 | 0 | 0 | 0 | 0 | 0 | 0 | 0 | 0 | 0 | 0 | 0 | 0 | 0 | 0 | 0 | 0 | 331707.04 | 0 | 0 | 0 | 0 | 0 | 0 | 0 | 0 | 0 | 0
2016-04-19 21:00 | 0 | 0 | 0 | 0 | 0 | 0 | 783400.04 | 451693 | 0 | 0 | 0 | 0 | 198884.1747 | 0 | 0 | 0 | 0 | 0 | 0 | 6253254.8032 | 0 | 0 | 0 | 0 | 0 | 0 | 0 | 0 | 0 | 0 | 0 | 0 | 0 | 0 | 0 | 0 | 0 | 0 | 0 | 0 | 0 | 331707.04 | 0 | 0 | 0 | 0 | 0 | 0 | 0 | 0 | 0 | 0
2016-04-19 22:00 | 0 | 0 | 0 | 0 | 0 | 0 | 782644.04 | 450937 | 0 | 0 | 0 | 0 | 198884.1747 | 0 | 0 | 0 | 0 | 0 | 0 | 6584961.8432 | 0 | 0 | 0 | 0 | 0 | 0 | 0 | 0 | 0 | 0 | 0 | 0 | 0 | 0 | 0 | 0 | 0 | 0 | 0 | 0 | 0 | 331707.04 | 0 | 0 | 0 | 0 | 0 | 0 | 0 | 0 | 0 | 0
2016-04-19 23:00 | 0 | 0 | 0 | 0 | 0 | 0 | 684099.1257 | 448986 | 0 | 0 | 0 | 0 | 198884.1747 | 0 | 0 | 0 | 0 | 0 | 0 | 6820074.969 | 0 | 0 | 0 | 0 | 0 | 0 | 0 | 0 | 0 | 0 | 0 | 0 | 0 | 0 | 0 | 0 | 0 | 0 | 0 | 0 | 0 | 235113.1257 | 0 | 0 | 0 | 0 | 0 | 0 | 0 | 0 | 0 | 0
2016-04-20 | 0 | 0 | 0 | 0 | 0 | 0 | 485809.6136 | 453335 | 0 | 0 | 0 | 0 | 198884.1747 | 0 | 0 | 0 | 0 | 0 | 0 | 6852549.5825 | 0 | 0 | 0 | 0 | 0 | 0 | 0 | 0 | 0 | 0 | 0 | 0 | 0 | 0 | 0 | 0 | 0 | 0 | 0 | 0 | 0 | 32474.6136 | 0 | 0 | 0 | 0 | 0 | 0 | 0 | 0 | 0 | 0
2016-04-20 01:00 | 0 | 0 | 0 | 0 | 0 | 27716.5056 | 127833.276 | 447800 | 0 | 0 | 0 | 0 | 198884.1747 | 0 | 0 | 0 | 0 | 0 | 0 | 6560299.3641 | 0 | 0 | 0 | 0 | 0 | 0 | 0 | 0 | 0 | 0 | 0 | 0 | 0 | 0 | 0 | 0 | 0 | 0 | 0 | 0 | 0 | 0 | 292250.2184 | 0 | 0 | 0 | 0 | 0 | 0 | 0 | 0 | 0
2016-04-20 02:00 | 0 | 0 | 0 | 0 | 0 | 225486.4521 | 216.9784 | 425207 | 0 | 0 | 0 | 0 | 198884.1747 | 0 | 0 | 0 | 0 | 0 | 0 | 6360795.7946 | 0 | 0 | 0 | 0 | 0 | 0 | 0 | 0 | 0 | 0 | 0 | 0 | 0 | 0 | 0 | 0 | 0 | 0 | 0 | 0 | 0 | 92746.6489 | 292250.2184 | 0 | 0 | 0 | 0 | 0 | 0 | 0 | 0 | 0
2016-04-20 03:00 | 0 | 0 | 0 | 0 | 0 | 35231.8312 | 0 | 398341 | 0 | 0 | 0 | 0 | 128025.2243 | 0 | 0 | 0 | 0 | 0 | 0 | 6068545.5763 | 0 | 0 | 0 | 0 | 0 | 0 | 0 | 0 | 0 | 0 | 0 | 0 | -70858.9504 | 0 | 0 | 0 | 0 | 0 | 0 | 0 | 0 | 0 | 292250.2184 | 0 | 0 | 0 | 0 | 0 | 0 | 0 | 0 | 0
2016-04-20 04:00 | 0 | 0 | 0 | 0 | 0 | 242678.4466 | 0 | 373790 | 0 | 0 | 0 | 0 | 198884.1747 | 0 | 0 | 0 | 0 | 0 | 0 | 5866575.0725 | 0 | 0 | 0 | 0 | 0 | 0 | 0 | 0 | 0 | 0 | 0 | 0 | 70858.9504 | 0 | 0 | 0 | 0 | 0 | 0 | 0 | 0 | 90279.7146 | 292250.2184 | 0 | 0 | 0 | 0 | 0 | 0 | 0 | 0 | 0
2016-04-20 05:00 | 0 | 0 | 0 | 0 | 0 | 0 | 0 | 354341 | 0 | 0 | 0 | 0 | 128025.2243 | 0 | 0 | 0 | 0 | 0 | 0 | 5583093.0229 | 0 | 0 | 0 | 0 | 0 | 0 | 0 | 0 | 0 | 0 | 0 | 0 | -70858.9504 | 0 | 0 | 0 | 0 | 0 | 0 | 0 | 0 | 8768.1688 | 292250.2184 | 0 | 0 | 0 | 0 | 0 | 0 | 0 | 0 | 0
2016-04-20 06:00 | 0 | 0 | 0 | 0 | 0 | 0 | 0 | 338967 | 0 | 0 | 0 | 0 | 57166.2739 | 0 | 0 | 0 | 0 | 0 | 0 | 5314984.9733 | 0 | 0 | 0 | 0 | 0 | 0 | 0 | 0 | 0 | 0 | 0 | 0 | -70858.9504 | 0 | 0 | 0 | 0 | 0 | 0 | 0 | 0 | 24142.1688 | 292250.2184 | 0 | 0 | 0 | 0 | 0 | 0 | 0 | 0 | 0
2016-04-20 07:00 | 0 | 0 | 0 | 0 | 0 | 187950.1554 | 0 | 329453 | 0 | 0 | 0 | 0 | 128025.2243 | 0 | 0 | 0 | 0 | 0 | 0 | 5102623.1783 | 0 | 0 | 0 | 0 | 0 | 0 | 0 | 0 | 0 | 0 | 0 | 0 | 70858.9504 | 0 | 0 | 0 | 0 | 0 | 0 | 0 | 0 | 79888.4234 | 292250.2184 | 0 | 0 | 0 | 0 | 0 | 0 | 0 | 0 | 0
2016-04-20 08:00 | 0 | 0 | 0 | 0 | 0 | 0 | 0 | 327697 | 0 | 0 | 0 | 0 | 92578.4427 | 0 | 0 | 0 | 0 | 0 | 0 | 4810372.9599 | 0 | 0 | 0 | 0 | 0 | 0 | 0 | 0 | 0 | 0 | 0 | 0 | -35446.7816 | 0 | 0 | 0 | 0 | 0 | 0 | 0 | 0 | 0 | 292250.2184 | 0 | 0 | 0 | 0 | 0 | 0 | 0 | 0 | 0
2016-04-20 09:00 | 0 | 0 | 0 | 0 | 0 | 153148.4838 | 0 | 335851 | 0 | 0 | 0 | 0 | 137885.732 | 0 | 0 | 0 | 0 | 0 | 0 | 4582363.1543 | 0 | 0 | 0 | 0 | 0 | 0 | 0 | 0 | 0 | 0 | 0 | 0 | 45307.2894 | 0 | 0 | 0 | 0 | 0 | 0 | 0 | 0 | 64240.4129 | 292250.2184 | 0 | 0 | 0 | 0 | 0 | 0 | 0 | 0 | 0
2016-04-20 10:00 | 0 | 0 | 0 | 0 | 0 | 0 | 0 | 359277 | 0 | 0 | 0 | 0 | 70858.9504 | 0 | 0 | 0 | 0 | 0 | 0 | 4290112.936 | 0 | 0 | 0 | 0 | 0 | 0 | 0 | 0 | 0 | 0 | 0 | 0 | -67026.7816 | 0 | 0 | 0 | 0 | 0 | 0 | 0 | 0 | 0 | 292250.2184 | 0 | 0 | 0 | 0 | 0 | 0 | 0 | 0 | 0
2016-04-20 11:00 | 0 | 0 | 0 | 0 | 0 | 141544.3648 | 0 | 381420 | 0 | 0 | 0 | 0 | 0 | 0 | 0 | 0 | 0 | 0 | 0 | 4121096.2512 | 0 | 0 | 0 | 0 | 0 | 0 | 0 | 0 | 0 | 0 | 0 | 0 | -70858.9504 | 0 | 0 | 0 | 0 | 0 | 0 | 0 | 0 | 123233.5336 | 292250.2184 | 0 | 0 | 0 | 0 | 0 | 0 | 0 | 0 | 0
2016-04-20 12:00 | 0 | 0 | 0 | 0 | 0 | 124002.7395 | 8031.1911 | 393612 | 0 | 0 | 0 | 0 | 0 | 0 | 0 | 0 | 0 | 0 | 0 | 3859518.1819 | 0 | 0 | 0 | 0 | 0 | 0 | 0 | 0 | 0 | 0 | 0 | 0 | 0 | 0 | 0 | 0 | 0 | 0 | 0 | 0 | 0 | 30672.1491 | 292250.2184 | 0 | 0 | 0 | 0 | 0 | 0 | 0 | 0 | 0
2016-04-20 13:00 | 0 | 0 | 0 | 0 | 0 | 0 | 266049.9744 | 402045 | 0 | 0 | 0 | 0 | 0 | 0 | 0 | 0 | 0 | 0 | 0 | 3723523.1563 | 0 | 0 | 0 | 0 | 0 | 0 | 0 | 0 | 0 | 0 | 0 | 0 | 0 | 0 | 0 | 0 | 0 | 0 | 0 | 0 | 0 | 156255.1928 | 292250.2184 | 0 | 0 | 0 | 0 | 0 | 0 | 0 | 0 | 0
2016-04-20 14:00 | 0 | 0 | 0 | 0 | 0 | 0 | 623437.6982 | 411489 | 0 | 0 | 0 | 0 | 0 | 0 | 0 | 0 | 0 | 0 | 0 | 3935471.8545 | 0 | 0 | 0 | 0 | 0 | 0 | 0 | 0 | 0 | 0 | 0 | 0 | 0 | 0 | 0 | 0 | 0 | 0 | 0 | 0 | 0 | 211948.6982 | 0 | 0 | 0 | 0 | 0 | 0 | 0 | 0 | 0 | 0
2016-04-20 15:00 | 0 | 0 | 0 | 0 | 0 | 0 | 749968.04 | 418261 | 0 | 0 | 0 | 0 | 0 | 0 | 0 | 0 | 0 | 0 | 0 | 4267178.8945 | 0 | 0 | 0 | 0 | 0 | 0 | 0 | 0 | 0 | 0 | 0 | 0 | 0 | 0 | 0 | 0 | 0 | 0 | 0 | 0 | 0 | 331707.04 | 0 | 0 | 0 | 0 | 0 | 0 | 0 | 0 | 0 | 0
2016-04-20 16:00 | 0 | 0 | 0 | 0 | 0 | 0 | 826160.9904 | 423595 | 0 | 0 | 0 | 0 | 70858.9504 | 0 | 0 | 0 | 0 | 0 | 0 | 4598885.9345 | 0 | 0 | 0 | 0 | 0 | 0 | 0 | 0 | 0 | 0 | 0 | 0 | 70858.9504 | 0 | 0 | 0 | 0 | 0 | 0 | 0 | 0 | 331707.04 | 0 | 0 | 0 | 0 | 0 | 0 | 0 | 0 | 0 | 0
2016-04-20 17:00 | 0 | 0 | 0 | 0 | 0 | 0 | 832430.9904 | 429865 | 0 | 0 | 0 | 0 | 141717.9008 | 0 | 0 | 0 | 0 | 0 | 0 | 4930592.9745 | 0 | 0 | 0 | 0 | 0 | 0 | 0 | 0 | 0 | 0 | 0 | 0 | 70858.9504 | 0 | 0 | 0 | 0 | 0 | 0 | 0 | 0 | 331707.04 | 0 | 0 | 0 | 0 | 0 | 0 | 0 | 0 | 0 | 0
2016-04-20 18:00 | 0 | 0 | 0 | 0 | 0 | 0 | 824933.3139 | 436060 | 0 | 0 | 0 | 0 | 198884.1747 | 0 | 0 | 0 | 0 | 0 | 0 | 5262300.0145 | 0 | 0 | 0 | 0 | 0 | 0 | 0 | 0 | 0 | 0 | 0 | 0 | 57166.2739 | 0 | 0 | 0 | 0 | 0 | 0 | 0 | 0 | 331707.04 | 0 | 0 | 0 | 0 | 0 | 0 | 0 | 0 | 0 | 0
2016-04-20 19:00 | 0 | 0 | 0 | 0 | 0 | 0 | 773513.04 | 441806 | 0 | 0 | 0 | 0 | 198884.1747 | 0 | 0 | 0 | 0 | 0 | 0 | 5594007.0545 | 0 | 0 | 0 | 0 | 0 | 0 | 0 | 0 | 0 | 0 | 0 | 0 | 0 | 0 | 0 | 0 | 0 | 0 | 0 | 0 | 0 | 331707.04 | 0 | 0 | 0 | 0 | 0 | 0 | 0 | 0 | 0 | 0
2016-04-20 20:00 | 0 | 0 | 0 | 0 | 0 | 0 | 778543.04 | 446836 | 0 | 0 | 0 | 0 | 198884.1747 | 0 | 0 | 0 | 0 | 0 | 0 | 5925714.0945 | 0 | 0 | 0 | 0 | 0 | 0 | 0 | 0 | 0 | 0 | 0 | 0 | 0 | 0 | 0 | 0 | 0 | 0 | 0 | 0 | 0 | 331707.04 | 0 | 0 | 0 | 0 | 0 | 0 | 0 | 0 | 0 | 0
2016-04-20 21:00 | 0 | 0 | 0 | 0 | 0 | 0 | 781749.04 | 450042 | 0 | 0 | 0 | 0 | 198884.1747 | 0 | 0 | 0 | 0 | 0 | 0 | 6257421.1345 | 0 | 0 | 0 | 0 | 0 | 0 | 0 | 0 | 0 | 0 | 0 | 0 | 0 | 0 | 0 | 0 | 0 | 0 | 0 | 0 | 0 | 331707.04 | 0 | 0 | 0 | 0 | 0 | 0 | 0 | 0 | 0 | 0
2016-04-20 22:00 | 0 | 0 | 0 | 0 | 0 | 0 | 781281.04 | 449574 | 0 | 0 | 0 | 0 | 198884.1747 | 0 | 0 | 0 | 0 | 0 | 0 | 6589128.1745 | 0 | 0 | 0 | 0 | 0 | 0 | 0 | 0 | 0 | 0 | 0 | 0 | 0 | 0 | 0 | 0 | 0 | 0 | 0 | 0 | 0 | 331707.04 | 0 | 0 | 0 | 0 | 0 | 0 | 0 | 0 | 0 | 0
2016-04-20 23:00 | 0 | 0 | 0 | 0 | 0 | 0 | 736132.7791 | 447815 | 0 | 0 | 0 | 0 | 155494.9137 | 0 | 0 | 0 | 0 | 0 | 0 | 6920835.2145 | 0 | 0 | 0 | 0 | 0 | 0 | 0 | 0 | 0 | 0 | 0 | 0 | -43389.2609 | 0 | 0 | 0 | 0 | 0 | 0 | 0 | 0 | 331707.04 | 0 | 0 | 0 | 0 | 0 | 0 | 0 | 0 | 0 | 0
2016-04-21 | 0 | 0 | 0 | 0 | 0 | 0 | 544637.5043 | 452475 | 0 | 0 | 0 | 0 | 198884.1747 | 0 | 0 | 0 | 0 | 0 | 0 | 6969608.4578 | 0 | 0 | 0 | 0 | 0 | 0 | 0 | 0 | 0 | 0 | 0 | 0 | 43389.2609 | 0 | 0 | 0 | 0 | 0 | 0 | 0 | 0 | 48773.2433 | 0 | 0 | 0 | 0 | 0 | 0 | 0 | 0 | 0 | 0
2016-04-21 01:00 | 0 | 0 | 0 | 0 | 0 | 0 | 157128.9445 | 446707 | 0 | 0 | 0 | 0 | 198884.1747 | 0 | 0 | 0 | 0 | 0 | 0 | 6680030.4024 | 0 | 0 | 0 | 0 | 0 | 0 | 0 | 0 | 0 | 0 | 0 | 0 | 0 | 0 | 0 | 0 | 0 | 0 | 0 | 0 | 0 | 2672.1629 | 292250.2184 | 0 | 0 | 0 | 0 | 0 | 0 | 0 | 0 | 0
2016-04-21 02:00 | 0 | 0 | 0 | 0 | 0 | 334148.1974 | 377.8052 | 424801 | 0 | 0 | 0 | 0 | 141717.9008 | 0 | 0 | 0 | 0 | 0 | 0 | 6646921.6788 | 0 | 0 | 0 | 0 | 0 | 0 | 0 | 0 | 0 | 0 | 0 | 0 | -57166.2739 | 0 | 0 | 0 | 0 | 0 | 0 | 0 | 0 | 259141.4948 | 292250.2184 | 0 | 0 | 0 | 0 | 0 | 0 | 0 | 0 | 0
2016-04-21 03:00 | 0 | 0 | 0 | 0 | 0 | 34339.8312 | 0 | 397449 | 0 | 0 | 0 | 0 | 70858.9504 | 0 | 0 | 0 | 0 | 0 | 0 | 6354671.4604 | 0 | 0 | 0 | 0 | 0 | 0 | 0 | 0 | 0 | 0 | 0 | 0 | -70858.9504 | 0 | 0 | 0 | 0 | 0 | 0 | 0 | 0 | 0 | 292250.2184 | 0 | 0 | 0 | 0 | 0 | 0 | 0 | 0 | 0
2016-04-21 04:00 | 0 | 0 | 0 | 0 | 0 | 9842.8312 | 0 | 372952 | 0 | 0 | 0 | 0 | 0 | 0 | 0 | 0 | 0 | 0 | 0 | 6062421.242 | 0 | 0 | 0 | 0 | 0 | 0 | 0 | 0 | 0 | 0 | 0 | 0 | -70858.9504 | 0 | 0 | 0 | 0 | 0 | 0 | 0 | 0 | 0 | 292250.2184 | 0 | 0 | 0 | 0 | 0 | 0 | 0 | 0 | 0
2016-04-21 05:00 | 0 | 0 | 0 | 0 | 0 | 132058.732 | 0 | 353450 | 0 | 0 | 0 | 0 | 70858.9504 | 0 | 0 | 0 | 0 | 0 | 0 | 5770171.0237 | 0 | 0 | 0 | 0 | 0 | 0 | 0 | 0 | 0 | 0 | 0 | 0 | 70858.9504 | 0 | 0 | 0 | 0 | 0 | 0 | 0 | 0 | 0 | 292250.2184 | 0 | 0 | 0 | 0 | 0 | 0 | 0 | 0 | 0
2016-04-21 06:00 | 0 | 0 | 0 | 0 | 0 | 117648.732 | 0 | 339040 | 0 | 0 | 0 | 0 | 141717.9008 | 0 | 0 | 0 | 0 | 0 | 0 | 5477920.8053 | 0 | 0 | 0 | 0 | 0 | 0 | 0 | 0 | 0 | 0 | 0 | 0 | 70858.9504 | 0 | 0 | 0 | 0 | 0 | 0 | 0 | 0 | 0 | 292250.2184 | 0 | 0 | 0 | 0 | 0 | 0 | 0 | 0 | 0
2016-04-21 07:00 | 0 | 0 | 0 | 0 | 0 | 36853.7816 | 0 | 329104 | 0 | 0 | 0 | 0 | 141717.9008 | 0 | 0 | 0 | 0 | 0 | 0 | 5185670.5869 | 0 | 0 | 0 | 0 | 0 | 0 | 0 | 0 | 0 | 0 | 0 | 0 | 0 | 0 | 0 | 0 | 0 | 0 | 0 | 0 | 0 | 0 | 292250.2184 | 0 | 0 | 0 | 0 | 0 | 0 | 0 | 0 | 0
2016-04-21 08:00 | 0 | 0 | 0 | 0 | 0 | 0 | 0 | 328157 | 0 | 0 | 0 | 0 | 70858.9504 | 0 | 0 | 0 | 0 | 0 | 0 | 4928372.5373 | 0 | 0 | 0 | 0 | 0 | 0 | 0 | 0 | 0 | 0 | 0 | 0 | -70858.9504 | 0 | 0 | 0 | 0 | 0 | 0 | 0 | 0 | 34952.1688 | 292250.2184 | 0 | 0 | 0 | 0 | 0 | 0 | 0 | 0 | 0
2016-04-21 09:00 | 0 | 0 | 0 | 0 | 0 | 0 | 0 | 338269 | 0 | 0 | 0 | 0 | 0 | 0 | 0 | 0 | 0 | 0 | 0 | 4660962.4877 | 0 | 0 | 0 | 0 | 0 | 0 | 0 | 0 | 0 | 0 | 0 | 0 | -70858.9504 | 0 | 0 | 0 | 0 | 0 | 0 | 0 | 0 | 24840.1688 | 292250.2184 | 0 | 0 | 0 | 0 | 0 | 0 | 0 | 0 | 0
2016-04-21 10:00 | 0 | 0 | 0 | 0 | 0 | 139817.732 | 0 | 361209 | 0 | 0 | 0 | 0 | 70858.9504 | 0 | 0 | 0 | 0 | 0 | 0 | 4368712.2693 | 0 | 0 | 0 | 0 | 0 | 0 | 0 | 0 | 0 | 0 | 0 | 0 | 70858.9504 | 0 | 0 | 0 | 0 | 0 | 0 | 0 | 0 | 0 | 292250.2184 | 0 | 0 | 0 | 0 | 0 | 0 | 0 | 0 | 0
2016-04-21 11:00 | 0 | 0 | 0 | 0 | 0 | 20660.8312 | 0 | 383770 | 0 | 0 | 0 | 0 | 0 | 0 | 0 | 0 | 0 | 0 | 0 | 4076462.0509 | 0 | 0 | 0 | 0 | 0 | 0 | 0 | 0 | 0 | 0 | 0 | 0 | -70858.9504 | 0 | 0 | 0 | 0 | 0 | 0 | 0 | 0 | 0 | 292250.2184 | 0 | 0 | 0 | 0 | 0 | 0 | 0 | 0 | 0
2016-04-21 12:00 | 0 | 0 | 0 | 0 | 0 | 394946.4842 | 6050.7484 | 396389 | 0 | 0 | 0 | 0 | 0 | 0 | 0 | 0 | 0 | 0 | 0 | 4081070.2836 | 0 | 0 | 0 | 0 | 0 | 0 | 0 | 0 | 0 | 0 | 0 | 0 | 0 | 0 | 0 | 0 | 0 | 0 | 0 | 0 | 0 | 296858.451 | 292250.2184 | 0 | 0 | 0 | 0 | 0 | 0 | 0 | 0 | 0
2016-04-21 13:00 | 0 | 0 | 0 | 0 | 0 | 0 | 305444.935 | 406990 | 0 | 0 | 0 | 0 | 0 | 0 | 0 | 0 | 0 | 0 | 0 | 3979525.2186 | 0 | 0 | 0 | 0 | 0 | 0 | 0 | 0 | 0 | 0 | 0 | 0 | 0 | 0 | 0 | 0 | 0 | 0 | 0 | 0 | 0 | 190705.1534 | 292250.2184 | 0 | 0 | 0 | 0 | 0 | 0 | 0 | 0 | 0
2016-04-21 14:00 | 0 | 0 | 0 | 0 | 0 | 0 | 654913.1317 | 416456 | 0 | 0 | 0 | 0 | 0 | 0 | 0 | 0 | 0 | 0 | 0 | 4217982.3503 | 0 | 0 | 0 | 0 | 0 | 0 | 0 | 0 | 0 | 0 | 0 | 0 | 0 | 0 | 0 | 0 | 0 | 0 | 0 | 0 | 0 | 238457.1317 | 0 | 0 | 0 | 0 | 0 | 0 | 0 | 0 | 0 | 0
2016-04-21 15:00 | 0 | 0 | 0 | 0 | 0 | 0 | 754417.04 | 422710 | 0 | 0 | 0 | 0 | 0 | 0 | 0 | 0 | 0 | 0 | 0 | 4549689.3903 | 0 | 0 | 0 | 0 | 0 | 0 | 0 | 0 | 0 | 0 | 0 | 0 | 0 | 0 | 0 | 0 | 0 | 0 | 0 | 0 | 0 | 331707.04 | 0 | 0 | 0 | 0 | 0 | 0 | 0 | 0 | 0 | 0
2016-04-21 16:00 | 0 | 0 | 0 | 0 | 0 | 0 | 829782.9904 | 427217 | 0 | 0 | 0 | 0 | 70858.9504 | 0 | 0 | 0 | 0 | 0 | 0 | 4881396.4303 | 0 | 0 | 0 | 0 | 0 | 0 | 0 | 0 | 0 | 0 | 0 | 0 | 70858.9504 | 0 | 0 | 0 | 0 | 0 | 0 | 0 | 0 | 331707.04 | 0 | 0 | 0 | 0 | 0 | 0 | 0 | 0 | 0 | 0
2016-04-21 17:00 | 0 | 0 | 0 | 0 | 0 | 0 | 835281.9904 | 432716 | 0 | 0 | 0 | 0 | 141717.9008 | 0 | 0 | 0 | 0 | 0 | 0 | 5213103.4703 | 0 | 0 | 0 | 0 | 0 | 0 | 0 | 0 | 0 | 0 | 0 | 0 | 70858.9504 | 0 | 0 | 0 | 0 | 0 | 0 | 0 | 0 | 331707.04 | 0 | 0 | 0 | 0 | 0 | 0 | 0 | 0 | 0 | 0
2016-04-21 18:00 | 0 | 0 | 0 | 0 | 0 | 0 | 826964.3139 | 438091 | 0 | 0 | 0 | 0 | 198884.1747 | 0 | 0 | 0 | 0 | 0 | 0 | 5544810.5103 | 0 | 0 | 0 | 0 | 0 | 0 | 0 | 0 | 0 | 0 | 0 | 0 | 57166.2739 | 0 | 0 | 0 | 0 | 0 | 0 | 0 | 0 | 331707.04 | 0 | 0 | 0 | 0 | 0 | 0 | 0 | 0 | 0 | 0
2016-04-21 19:00 | 0 | 0 | 0 | 0 | 0 | 0 | 773201.04 | 441494 | 0 | 0 | 0 | 0 | 198884.1747 | 0 | 0 | 0 | 0 | 0 | 0 | 5876517.5503 | 0 | 0 | 0 | 0 | 0 | 0 | 0 | 0 | 0 | 0 | 0 | 0 | 0 | 0 | 0 | 0 | 0 | 0 | 0 | 0 | 0 | 331707.04 | 0 | 0 | 0 | 0 | 0 | 0 | 0 | 0 | 0 | 0
2016-04-21 20:00 | 0 | 0 | 0 | 0 | 0 | 0 | 776906.04 | 445199 | 0 | 0 | 0 | 0 | 198884.1747 | 0 | 0 | 0 | 0 | 0 | 0 | 6208224.5903 | 0 | 0 | 0 | 0 | 0 | 0 | 0 | 0 | 0 | 0 | 0 | 0 | 0 | 0 | 0 | 0 | 0 | 0 | 0 | 0 | 0 | 331707.04 | 0 | 0 | 0 | 0 | 0 | 0 | 0 | 0 | 0 | 0
2016-04-21 21:00 | 0 | 0 | 0 | 0 | 0 | 0 | 778650.04 | 446943 | 0 | 0 | 0 | 0 | 198884.1747 | 0 | 0 | 0 | 0 | 0 | 0 | 6539931.6303 | 0 | 0 | 0 | 0 | 0 | 0 | 0 | 0 | 0 | 0 | 0 | 0 | 0 | 0 | 0 | 0 | 0 | 0 | 0 | 0 | 0 | 331707.04 | 0 | 0 | 0 | 0 | 0 | 0 | 0 | 0 | 0 | 0
2016-04-21 22:00 | 0 | 0 | 0 | 0 | 0 | 0 | 776234.04 | 444527 | 0 | 0 | 0 | 0 | 198884.1747 | 0 | 0 | 0 | 0 | 0 | 0 | 6871638.6703 | 0 | 0 | 0 | 0 | 0 | 0 | 0 | 0 | 0 | 0 | 0 | 0 | 0 | 0 | 0 | 0 | 0 | 0 | 0 | 0 | 0 | 331707.04 | 0 | 0 | 0 | 0 | 0 | 0 | 0 | 0 | 0 | 0
2016-04-21 23:00 | 0 | 0 | 0 | 0 | 0 | 0 | 753085.9047 | 442859 | 0 | 0 | 0 | 0 | 177404.0394 | 0 | 0 | 0 | 0 | 0 | 0 | 7203345.7103 | 0 | 0 | 0 | 0 | 0 | 0 | 0 | 0 | 0 | 0 | 0 | 0 | -21480.1353 | 0 | 0 | 0 | 0 | 0 | 0 | 0 | 0 | 331707.04 | 0 | 0 | 0 | 0 | 0 | 0 | 0 | 0 | 0 | 0
2016-04-22 | 0 | 0 | 0 | 0 | 0 | 0 | 559563.0695 | 447196 | 0 | 0 | 0 | 0 | 198884.1747 | 0 | 0 | 0 | 0 | 0 | 0 | 7294232.6445 | 0 | 0 | 0 | 0 | 0 | 0 | 0 | 0 | 0 | 0 | 0 | 0 | 21480.1353 | 0 | 0 | 0 | 0 | 0 | 0 | 0 | 0 | 90886.9342 | 0 | 0 | 0 | 0 | 0 | 0 | 0 | 0 | 0 | 0
2016-04-22 01:00 | 0 | 0 | 0 | 0 | 0 | 9879.0785 | 154366.5531 | 441770 | 0 | 0 | 0 | 0 | 198884.1747 | 0 | 0 | 0 | 0 | 0 | 0 | 7016708.2762 | 0 | 0 | 0 | 0 | 0 | 0 | 0 | 0 | 0 | 0 | 0 | 0 | 0 | 0 | 0 | 0 | 0 | 0 | 0 | 0 | 0 | 14725.85 | 292250.2184 | 0 | 0 | 0 | 0 | 0 | 0 | 0 | 0 | 0
2016-04-22 02:00 | 0 | 0 | 0 | 0 | 0 | 390724.9352 | 444.936 | 422572 | 0 | 0 | 0 | 0 | 128025.2243 | 0 | 0 | 0 | 0 | 0 | 0 | 7056165.0978 | 0 | 0 | 0 | 0 | 0 | 0 | 0 | 0 | 0 | 0 | 0 | 0 | -70858.9504 | 0 | 0 | 0 | 0 | 0 | 0 | 0 | 0 | 331707.04 | 292250.2184 | 0 | 0 | 0 | 0 | 0 | 0 | 0 | 0 | 0
2016-04-22 03:00 | 0 | 0 | 0 | 0 | 0 | 34557.8312 | 0 | 397667 | 0 | 0 | 0 | 0 | 57166.2739 | 0 | 0 | 0 | 0 | 0 | 0 | 6763914.8794 | 0 | 0 | 0 | 0 | 0 | 0 | 0 | 0 | 0 | 0 | 0 | 0 | -70858.9504 | 0 | 0 | 0 | 0 | 0 | 0 | 0 | 0 | 0 | 292250.2184 | 0 | 0 | 0 | 0 | 0 | 0 | 0 | 0 | 0
2016-04-22 04:00 | 0 | 0 | 0 | 0 | 0 | 150932.732 | 0 | 372324 | 0 | 0 | 0 | 0 | 128025.2243 | 0 | 0 | 0 | 0 | 0 | 0 | 6471664.661 | 0 | 0 | 0 | 0 | 0 | 0 | 0 | 0 | 0 | 0 | 0 | 0 | 70858.9504 | 0 | 0 | 0 | 0 | 0 | 0 | 0 | 0 | 0 | 292250.2184 | 0 | 0 | 0 | 0 | 0 | 0 | 0 | 0 | 0
2016-04-22 05:00 | 0 | 0 | 0 | 0 | 0 | 130580.732 | 0 | 351972 | 0 | 0 | 0 | 0 | 198884.1747 | 0 | 0 | 0 | 0 | 0 | 0 | 6179414.4426 | 0 | 0 | 0 | 0 | 0 | 0 | 0 | 0 | 0 | 0 | 0 | 0 | 70858.9504 | 0 | 0 | 0 | 0 | 0 | 0 | 0 | 0 | 0 | 292250.2184 | 0 | 0 | 0 | 0 | 0 | 0 | 0 | 0 | 0
2016-04-22 06:00 | 0 | 0 | 0 | 0 | 0 | 30490.2894 | 0 | 337193 | 0 | 0 | 0 | 0 | 184431.6824 | 0 | 0 | 0 | 0 | 0 | 0 | 5887164.2242 | 0 | 0 | 0 | 0 | 0 | 0 | 0 | 0 | 0 | 0 | 0 | 0 | -14452.4923 | 0 | 0 | 0 | 0 | 0 | 0 | 0 | 0 | 0 | 292250.2184 | 0 | 0 | 0 | 0 | 0 | 0 | 0 | 0 | 0
2016-04-22 07:00 | 0 | 0 | 0 | 0 | 0 | 0 | 0 | 328530 | 0 | 0 | 0 | 0 | 113572.732 | 0 | 0 | 0 | 0 | 0 | 0 | 5629493.1746 | 0 | 0 | 0 | 0 | 0 | 0 | 0 | 0 | 0 | 0 | 0 | 0 | -70858.9504 | 0 | 0 | 0 | 0 | 0 | 0 | 0 | 0 | 34579.1688 | 292250.2184 | 0 | 0 | 0 | 0 | 0 | 0 | 0 | 0 | 0
2016-04-22 08:00 | 0 | 0 | 0 | 0 | 0 | 105138.732 | 0 | 326530 | 0 | 0 | 0 | 0 | 184431.6824 | 0 | 0 | 0 | 0 | 0 | 0 | 5337242.9563 | 0 | 0 | 0 | 0 | 0 | 0 | 0 | 0 | 0 | 0 | 0 | 0 | 70858.9504 | 0 | 0 | 0 | 0 | 0 | 0 | 0 | 0 | 0 | 292250.2184 | 0 | 0 | 0 | 0 | 0 | 0 | 0 | 0 | 0
2016-04-22 09:00 | 0 | 0 | 0 | 0 | 0 | 0 | 0 | 334964 | 0 | 0 | 0 | 0 | 141717.9008 | 0 | 0 | 0 | 0 | 0 | 0 | 5044992.7379 | 0 | 0 | 0 | 0 | 0 | 0 | 0 | 0 | 0 | 0 | 0 | 0 | -42713.7816 | 0 | 0 | 0 | 0 | 0 | 0 | 0 | 0 | 0 | 292250.2184 | 0 | 0 | 0 | 0 | 0 | 0 | 0 | 0 | 0
2016-04-22 10:00 | 0 | 0 | 0 | 0 | 0 | 0 | 0 | 357619 | 0 | 0 | 0 | 0 | 70858.9504 | 0 | 0 | 0 | 0 | 0 | 0 | 4758232.6883 | 0 | 0 | 0 | 0 | 0 | 0 | 0 | 0 | 0 | 0 | 0 | 0 | -70858.9504 | 0 | 0 | 0 | 0 | 0 | 0 | 0 | 0 | 5490.1688 | 292250.2184 | 0 | 0 | 0 | 0 | 0 | 0 | 0 | 0 | 0
2016-04-22 11:00 | 0 | 0 | 0 | 0 | 0 | 16790.8312 | 0 | 379900 | 0 | 0 | 0 | 0 | 0 | 0 | 0 | 0 | 0 | 0 | 0 | 4465982.4699 | 0 | 0 | 0 | 0 | 0 | 0 | 0 | 0 | 0 | 0 | 0 | 0 | -70858.9504 | 0 | 0 | 0 | 0 | 0 | 0 | 0 | 0 | 0 | 292250.2184 | 0 | 0 | 0 | 0 | 0 | 0 | 0 | 0 | 0
2016-04-22 12:00 | 0 | 0 | 0 | 0 | 0 | 303041.1063 | 7557.289 | 394673 | 0 | 0 | 0 | 0 | 0 | 0 | 0 | 0 | 0 | 0 | 0 | 4381907.8652 | 0 | 0 | 0 | 0 | 0 | 0 | 0 | 0 | 0 | 0 | 0 | 0 | 0 | 0 | 0 | 0 | 0 | 0 | 0 | 0 | 0 | 208175.6137 | 292250.2184 | 0 | 0 | 0 | 0 | 0 | 0 | 0 | 0 | 0
2016-04-22 13:00 | 0 | 0 | 0 | 0 | 0 | 0 | 334479.0963 | 406988 | 0 | 0 | 0 | 0 | 0 | 0 | 0 | 0 | 0 | 0 | 0 | 4309398.9615 | 0 | 0 | 0 | 0 | 0 | 0 | 0 | 0 | 0 | 0 | 0 | 0 | 0 | 0 | 0 | 0 | 0 | 0 | 0 | 0 | 0 | 219741.3147 | 292250.2184 | 0 | 0 | 0 | 0 | 0 | 0 | 0 | 0 | 0
2016-04-22 14:00 | 0 | 0 | 0 | 0 | 0 | 0 | 634033.2194 | 418460 | 0 | 0 | 0 | 0 | 0 | 0 | 0 | 0 | 0 | 0 | 0 | 4524972.1809 | 0 | 0 | 0 | 0 | 0 | 0 | 0 | 0 | 0 | 0 | 0 | 0 | 0 | 0 | 0 | 0 | 0 | 0 | 0 | 0 | 0 | 215573.2194 | 0 | 0 | 0 | 0 | 0 | 0 | 0 | 0 | 0 | 0
2016-04-22 15:00 | 0 | 0 | 0 | 0 | 0 | 0 | 759364.04 | 427657 | 0 | 0 | 0 | 0 | 0 | 0 | 0 | 0 | 0 | 0 | 0 | 4856679.2209 | 0 | 0 | 0 | 0 | 0 | 0 | 0 | 0 | 0 | 0 | 0 | 0 | 0 | 0 | 0 | 0 | 0 | 0 | 0 | 0 | 0 | 331707.04 | 0 | 0 | 0 | 0 | 0 | 0 | 0 | 0 | 0 | 0
2016-04-22 16:00 | 0 | 0 | 0 | 0 | 0 | 0 | 836223.9904 | 433658 | 0 | 0 | 0 | 0 | 70858.9504 | 0 | 0 | 0 | 0 | 0 | 0 | 5188386.2609 | 0 | 0 | 0 | 0 | 0 | 0 | 0 | 0 | 0 | 0 | 0 | 0 | 70858.9504 | 0 | 0 | 0 | 0 | 0 | 0 | 0 | 0 | 331707.04 | 0 | 0 | 0 | 0 | 0 | 0 | 0 | 0 | 0 | 0
2016-04-22 17:00 | 0 | 0 | 0 | 0 | 0 | 0 | 841597.9904 | 439032 | 0 | 0 | 0 | 0 | 141717.9008 | 0 | 0 | 0 | 0 | 0 | 0 | 5520093.3009 | 0 | 0 | 0 | 0 | 0 | 0 | 0 | 0 | 0 | 0 | 0 | 0 | 70858.9504 | 0 | 0 | 0 | 0 | 0 | 0 | 0 | 0 | 331707.04 | 0 | 0 | 0 | 0 | 0 | 0 | 0 | 0 | 0 | 0
2016-04-22 18:00 | 0 | 0 | 0 | 0 | 0 | 0 | 826697.4299 | 442216 | 0 | 0 | 0 | 0 | 194492.2907 | 0 | 0 | 0 | 0 | 0 | 0 | 5851800.3409 | 0 | 0 | 0 | 0 | 0 | 0 | 0 | 0 | 0 | 0 | 0 | 0 | 52774.3899 | 0 | 0 | 0 | 0 | 0 | 0 | 0 | 0 | 331707.04 | 0 | 0 | 0 | 0 | 0 | 0 | 0 | 0 | 0 | 0
2016-04-22 19:00 | 0 | 0 | 0 | 0 | 0 | 0 | 780982.9239 | 444884 | 0 | 0 | 0 | 0 | 198884.1747 | 0 | 0 | 0 | 0 | 0 | 0 | 6183507.3809 | 0 | 0 | 0 | 0 | 0 | 0 | 0 | 0 | 0 | 0 | 0 | 0 | 4391.8839 | 0 | 0 | 0 | 0 | 0 | 0 | 0 | 0 | 331707.04 | 0 | 0 | 0 | 0 | 0 | 0 | 0 | 0 | 0 | 0
2016-04-22 20:00 | 0 | 0 | 0 | 0 | 0 | 0 | 778018.04 | 446311 | 0 | 0 | 0 | 0 | 198884.1747 | 0 | 0 | 0 | 0 | 0 | 0 | 6515214.4209 | 0 | 0 | 0 | 0 | 0 | 0 | 0 | 0 | 0 | 0 | 0 | 0 | 0 | 0 | 0 | 0 | 0 | 0 | 0 | 0 | 0 | 331707.04 | 0 | 0 | 0 | 0 | 0 | 0 | 0 | 0 | 0 | 0
2016-04-22 21:00 | 0 | 0 | 0 | 0 | 0 | 0 | 771780.0376 | 444810 | 0 | 0 | 0 | 0 | 198884.1747 | 0 | 0 | 0 | 0 | 0 | 0 | 6842184.4585 | 0 | 0 | 0 | 0 | 0 | 0 | 0 | 0 | 0 | 0 | 0 | 0 | 0 | 0 | 0 | 0 | 0 | 0 | 0 | 0 | 0 | 326970.0376 | 0 | 0 | 0 | 0 | 0 | 0 | 0 | 0 | 0 | 0
2016-04-22 22:00 | 0 | 0 | 0 | 0 | 0 | 0 | 713017.4478 | 438929 | 0 | 0 | 0 | 0 | 198884.1747 | 0 | 0 | 0 | 0 | 0 | 0 | 7116272.9063 | 0 | 0 | 0 | 0 | 0 | 0 | 0 | 0 | 0 | 0 | 0 | 0 | 0 | 0 | 0 | 0 | 0 | 0 | 0 | 0 | 0 | 274088.4478 | 0 | 0 | 0 | 0 | 0 | 0 | 0 | 0 | 0 | 0
2016-04-22 23:00 | 0 | 0 | 0 | 0 | 0 | 0 | 610517.7382 | 432558 | 0 | 0 | 0 | 0 | 198884.1747 | 0 | 0 | 0 | 0 | 0 | 0 | 7294232.6445 | 0 | 0 | 0 | 0 | 0 | 0 | 0 | 0 | 0 | 0 | 0 | 0 | 0 | 0 | 0 | 0 | 0 | 0 | 0 | 0 | 0 | 177959.7382 | 0 | 0 | 0 | 0 | 0 | 0 | 0 | 0 | 0 | 0
2016-04-23 | 0 | 0 | 0 | 0 | 0 | 0 | 418490.6449 | 430109 | 0 | 0 | 0 | 0 | 187265.8196 | 0 | 0 | 0 | 0 | 0 | 0 | 7294232.6445 | 0 | 0 | 0 | 0 | 0 | 0 | 0 | 0 | 0 | 0 | 0 | 0 | -11618.3551 | 0 | 0 | 0 | 0 | 0 | 0 | 0 | 0 | 0 | 0 | 0 | 0 | 0 | 0 | 0 | 0 | 0 | 0 | 0
2016-04-23 01:00 | 0 | 0 | 0 | 0 | 0 | 0 | 109767.2339 | 425116 | 0 | 0 | 0 | 0 | 116406.8692 | 0 | 0 | 0 | 0 | 0 | 0 | 7049742.8288 | 0 | 0 | 0 | 0 | 0 | 0 | 0 | 0 | 0 | 0 | 0 | 0 | -70858.9504 | 0 | 0 | 0 | 0 | 0 | 0 | 0 | 0 | 47760.4027 | 292250.2184 | 0 | 0 | 0 | 0 | 0 | 0 | 0 | 0 | 0
2016-04-23 02:00 | 0 | 0 | 0 | 0 | 0 | 46292.0852 | 516.746 | 409918 | 0 | 0 | 0 | 0 | 45547.9188 | 0 | 0 | 0 | 0 | 0 | 0 | 6757492.6104 | 0 | 0 | 0 | 0 | 0 | 0 | 0 | 0 | 0 | 0 | 0 | 0 | -70858.9504 | 0 | 0 | 0 | 0 | 0 | 0 | 0 | 0 | 0 | 292250.2184 | 0 | 0 | 0 | 0 | 0 | 0 | 0 | 0 | 0
2016-04-23 03:00 | 0 | 0 | 0 | 0 | 0 | 164443.5948 | 0 | 389115 | 0 | 0 | 0 | 0 | 113126.732 | 0 | 0 | 0 | 0 | 0 | 0 | 6465242.392 | 0 | 0 | 0 | 0 | 0 | 0 | 0 | 0 | 0 | 0 | 0 | 0 | 67578.8132 | 0 | 0 | 0 | 0 | 0 | 0 | 0 | 0 | 0 | 292250.2184 | 0 | 0 | 0 | 0 | 0 | 0 | 0 | 0 | 0
2016-04-23 04:00 | 0 | 0 | 0 | 0 | 0 | 4011.8312 | 0 | 367121 | 0 | 0 | 0 | 0 | 42267.7816 | 0 | 0 | 0 | 0 | 0 | 0 | 6172992.1737 | 0 | 0 | 0 | 0 | 0 | 0 | 0 | 0 | 0 | 0 | 0 | 0 | -70858.9504 | 0 | 0 | 0 | 0 | 0 | 0 | 0 | 0 | 0 | 292250.2184 | 0 | 0 | 0 | 0 | 0 | 0 | 0 | 0 | 0
2016-04-23 05:00 | 0 | 0 | 0 | 0 | 0 | 127703.732 | 0 | 349095 | 0 | 0 | 0 | 0 | 113126.732 | 0 | 0 | 0 | 0 | 0 | 0 | 5880741.9553 | 0 | 0 | 0 | 0 | 0 | 0 | 0 | 0 | 0 | 0 | 0 | 0 | 70858.9504 | 0 | 0 | 0 | 0 | 0 | 0 | 0 | 0 | 0 | 292250.2184 | 0 | 0 | 0 | 0 | 0 | 0 | 0 | 0 | 0
2016-04-23 06:00 | 0 | 0 | 0 | 0 | 0 | 0 | 0 | 334518 | 0 | 0 | 0 | 0 | 70858.9504 | 0 | 0 | 0 | 0 | 0 | 0 | 5588491.7369 | 0 | 0 | 0 | 0 | 0 | 0 | 0 | 0 | 0 | 0 | 0 | 0 | -42267.7816 | 0 | 0 | 0 | 0 | 0 | 0 | 0 | 0 | 0 | 292250.2184 | 0 | 0 | 0 | 0 | 0 | 0 | 0 | 0 | 0
2016-04-23 07:00 | 0 | 0 | 0 | 0 | 0 | 0 | 0 | 324061 | 0 | 0 | 0 | 0 | 0 | 0 | 0 | 0 | 0 | 0 | 0 | 5335289.6873 | 0 | 0 | 0 | 0 | 0 | 0 | 0 | 0 | 0 | 0 | 0 | 0 | -70858.9504 | 0 | 0 | 0 | 0 | 0 | 0 | 0 | 0 | 39048.1688 | 292250.2184 | 0 | 0 | 0 | 0 | 0 | 0 | 0 | 0 | 0
2016-04-23 08:00 | 0 | 0 | 0 | 0 | 0 | 98263.732 | 0 | 319655 | 0 | 0 | 0 | 0 | 70858.9504 | 0 | 0 | 0 | 0 | 0 | 0 | 5043039.4689 | 0 | 0 | 0 | 0 | 0 | 0 | 0 | 0 | 0 | 0 | 0 | 0 | 70858.9504 | 0 | 0 | 0 | 0 | 0 | 0 | 0 | 0 | 0 | 292250.2184 | 0 | 0 | 0 | 0 | 0 | 0 | 0 | 0 | 0
2016-04-23 09:00 | 0 | 0 | 0 | 0 | 0 | 98581.732 | 0 | 319973 | 0 | 0 | 0 | 0 | 141717.9008 | 0 | 0 | 0 | 0 | 0 | 0 | 4750789.2505 | 0 | 0 | 0 | 0 | 0 | 0 | 0 | 0 | 0 | 0 | 0 | 0 | 70858.9504 | 0 | 0 | 0 | 0 | 0 | 0 | 0 | 0 | 0 | 292250.2184 | 0 | 0 | 0 | 0 | 0 | 0 | 0 | 0 | 0
2016-04-23 10:00 | 0 | 0 | 0 | 0 | 0 | 0 | 0 | 324738 | 0 | 0 | 0 | 0 | 70858.9504 | 0 | 0 | 0 | 0 | 0 | 0 | 4496910.2009 | 0 | 0 | 0 | 0 | 0 | 0 | 0 | 0 | 0 | 0 | 0 | 0 | -70858.9504 | 0 | 0 | 0 | 0 | 0 | 0 | 0 | 0 | 38371.1688 | 292250.2184 | 0 | 0 | 0 | 0 | 0 | 0 | 0 | 0 | 0
2016-04-23 11:00 | 0 | 0 | 0 | 0 | 0 | 0 | 0 | 331488 | 0 | 0 | 0 | 0 | 0 | 0 | 0 | 0 | 0 | 0 | 0 | 4236281.1513 | 0 | 0 | 0 | 0 | 0 | 0 | 0 | 0 | 0 | 0 | 0 | 0 | -70858.9504 | 0 | 0 | 0 | 0 | 0 | 0 | 0 | 0 | 31621.1688 | 292250.2184 | 0 | 0 | 0 | 0 | 0 | 0 | 0 | 0 | 0
2016-04-23 12:00 | 0 | 0 | 0 | 0 | 0 | 270080.2334 | 10130.3421 | 347734 | 0 | 0 | 0 | 0 | 0 | 0 | 0 | 0 | 0 | 0 | 0 | 4168757.7269 | 0 | 0 | 0 | 0 | 0 | 0 | 0 | 0 | 0 | 0 | 0 | 0 | 0 | 0 | 0 | 0 | 0 | 0 | 0 | 0 | 0 | 224726.794 | 292250.2184 | 0 | 0 | 0 | 0 | 0 | 0 | 0 | 0 | 0
2016-04-23 13:00 | 0 | 0 | 0 | 0 | 0 | 0 | 263122.0687 | 364929 | 0 | 0 | 0 | 0 | 0 | 0 | 0 | 0 | 0 | 0 | 0 | 4066950.7956 | 0 | 0 | 0 | 0 | 0 | 0 | 0 | 0 | 0 | 0 | 0 | 0 | 0 | 0 | 0 | 0 | 0 | 0 | 0 | 0 | 0 | 190443.2871 | 292250.2184 | 0 | 0 | 0 | 0 | 0 | 0 | 0 | 0 | 0
2016-04-23 14:00 | 0 | 0 | 0 | 0 | 0 | 0 | 603501.5819 | 378609 | 0 | 0 | 0 | 0 | 0 | 0 | 0 | 0 | 0 | 0 | 0 | 4291843.3775 | 0 | 0 | 0 | 0 | 0 | 0 | 0 | 0 | 0 | 0 | 0 | 0 | 0 | 0 | 0 | 0 | 0 | 0 | 0 | 0 | 0 | 224892.5819 | 0 | 0 | 0 | 0 | 0 | 0 | 0 | 0 | 0 | 0
2016-04-23 15:00 | 0 | 0 | 0 | 0 | 0 | 0 | 719545.04 | 387838 | 0 | 0 | 0 | 0 | 0 | 0 | 0 | 0 | 0 | 0 | 0 | 4623550.4175 | 0 | 0 | 0 | 0 | 0 | 0 | 0 | 0 | 0 | 0 | 0 | 0 | 0 | 0 | 0 | 0 | 0 | 0 | 0 | 0 | 0 | 331707.04 | 0 | 0 | 0 | 0 | 0 | 0 | 0 | 0 | 0 | 0
2016-04-23 16:00 | 0 | 0 | 0 | 0 | 0 | 0 | 796023.9904 | 393458 | 0 | 0 | 0 | 0 | 70858.9504 | 0 | 0 | 0 | 0 | 0 | 0 | 4955257.4575 | 0 | 0 | 0 | 0 | 0 | 0 | 0 | 0 | 0 | 0 | 0 | 0 | 70858.9504 | 0 | 0 | 0 | 0 | 0 | 0 | 0 | 0 | 331707.04 | 0 | 0 | 0 | 0 | 0 | 0 | 0 | 0 | 0 | 0
2016-04-23 17:00 | 0 | 0 | 0 | 0 | 0 | 0 | 799017.9904 | 396452 | 0 | 0 | 0 | 0 | 141717.9008 | 0 | 0 | 0 | 0 | 0 | 0 | 5286964.4975 | 0 | 0 | 0 | 0 | 0 | 0 | 0 | 0 | 0 | 0 | 0 | 0 | 70858.9504 | 0 | 0 | 0 | 0 | 0 | 0 | 0 | 0 | 331707.04 | 0 | 0 | 0 | 0 | 0 | 0 | 0 | 0 | 0 | 0
2016-04-23 18:00 | 0 | 0 | 0 | 0 | 0 | 0 | 788106.3139 | 399233 | 0 | 0 | 0 | 0 | 198884.1747 | 0 | 0 | 0 | 0 | 0 | 0 | 5618671.5375 | 0 | 0 | 0 | 0 | 0 | 0 | 0 | 0 | 0 | 0 | 0 | 0 | 57166.2739 | 0 | 0 | 0 | 0 | 0 | 0 | 0 | 0 | 331707.04 | 0 | 0 | 0 | 0 | 0 | 0 | 0 | 0 | 0 | 0
2016-04-23 19:00 | 0 | 0 | 0 | 0 | 0 | 0 | 734543.04 | 402836 | 0 | 0 | 0 | 0 | 198884.1747 | 0 | 0 | 0 | 0 | 0 | 0 | 5950378.5775 | 0 | 0 | 0 | 0 | 0 | 0 | 0 | 0 | 0 | 0 | 0 | 0 | 0 | 0 | 0 | 0 | 0 | 0 | 0 | 0 | 0 | 331707.04 | 0 | 0 | 0 | 0 | 0 | 0 | 0 | 0 | 0 | 0
2016-04-23 20:00 | 0 | 0 | 0 | 0 | 0 | 0 | 738905.04 | 407198 | 0 | 0 | 0 | 0 | 198884.1747 | 0 | 0 | 0 | 0 | 0 | 0 | 6282085.6175 | 0 | 0 | 0 | 0 | 0 | 0 | 0 | 0 | 0 | 0 | 0 | 0 | 0 | 0 | 0 | 0 | 0 | 0 | 0 | 0 | 0 | 331707.04 | 0 | 0 | 0 | 0 | 0 | 0 | 0 | 0 | 0 | 0
2016-04-23 21:00 | 0 | 0 | 0 | 0 | 0 | 0 | 742237.04 | 410530 | 0 | 0 | 0 | 0 | 198884.1747 | 0 | 0 | 0 | 0 | 0 | 0 | 6613792.6575 | 0 | 0 | 0 | 0 | 0 | 0 | 0 | 0 | 0 | 0 | 0 | 0 | 0 | 0 | 0 | 0 | 0 | 0 | 0 | 0 | 0 | 331707.04 | 0 | 0 | 0 | 0 | 0 | 0 | 0 | 0 | 0 | 0
2016-04-23 22:00 | 0 | 0 | 0 | 0 | 0 | 0 | 742286.04 | 410579 | 0 | 0 | 0 | 0 | 198884.1747 | 0 | 0 | 0 | 0 | 0 | 0 | 6945499.6975 | 0 | 0 | 0 | 0 | 0 | 0 | 0 | 0 | 0 | 0 | 0 | 0 | 0 | 0 | 0 | 0 | 0 | 0 | 0 | 0 | 0 | 331707.04 | 0 | 0 | 0 | 0 | 0 | 0 | 0 | 0 | 0 | 0
2016-04-23 23:00 | 0 | 0 | 0 | 0 | 0 | 0 | 660678.3924 | 406408 | 0 | 0 | 0 | 0 | 128025.2243 | 0 | 0 | 0 | 0 | 0 | 0 | 7270629.0403 | 0 | 0 | 0 | 0 | 0 | 0 | 0 | 0 | 0 | 0 | 0 | 0 | -70858.9504 | 0 | 0 | 0 | 0 | 0 | 0 | 0 | 0 | 325129.3428 | 0 | 0 | 0 | 0 | 0 | 0 | 0 | 0 | 0 | 0
2016-04-24 | 0 | 0 | 0 | 0 | 0 | 0 | 501201.5546 | 406739 | 0 | 0 | 0 | 0 | 198884.1747 | 0 | 0 | 0 | 0 | 0 | 0 | 7294232.6445 | 0 | 0 | 0 | 0 | 0 | 0 | 0 | 0 | 0 | 0 | 0 | 0 | 70858.9504 | 0 | 0 | 0 | 0 | 0 | 0 | 0 | 0 | 23603.6042 | 0 | 0 | 0 | 0 | 0 | 0 | 0 | 0 | 0 | 0
2016-04-24 01:00 | 0 | 0 | 0 | 0 | 0 | 98795.0859 | 184688.7102 | 404663 | 0 | 0 | 0 | 0 | 128025.2243 | 0 | 0 | 0 | 0 | 0 | 0 | 7243912.3909 | 0 | 0 | 0 | 0 | 0 | 0 | 0 | 0 | 0 | 0 | 0 | 0 | -70858.9504 | 0 | 0 | 0 | 0 | 0 | 0 | 0 | 0 | 241929.9648 | 292250.2184 | 0 | 0 | 0 | 0 | 0 | 0 | 0 | 0 | 0
2016-04-24 02:00 | 0 | 0 | 0 | 0 | 0 | 169300.6642 | 783.0678 | 391475 | 0 | 0 | 0 | 0 | 198884.1747 | 0 | 0 | 0 | 0 | 0 | 0 | 6951662.1726 | 0 | 0 | 0 | 0 | 0 | 0 | 0 | 0 | 0 | 0 | 0 | 0 | 70858.9504 | 0 | 0 | 0 | 0 | 0 | 0 | 0 | 0 | 0 | 292250.2184 | 0 | 0 | 0 | 0 | 0 | 0 | 0 | 0 | 0
2016-04-24 03:00 | 0 | 0 | 0 | 0 | 0 | 81522.7816 | 0 | 373773 | 0 | 0 | 0 | 0 | 198884.1747 | 0 | 0 | 0 | 0 | 0 | 0 | 6659411.9542 | 0 | 0 | 0 | 0 | 0 | 0 | 0 | 0 | 0 | 0 | 0 | 0 | 0 | 0 | 0 | 0 | 0 | 0 | 0 | 0 | 0 | 0 | 292250.2184 | 0 | 0 | 0 | 0 | 0 | 0 | 0 | 0 | 0
2016-04-24 04:00 | 0 | 0 | 0 | 0 | 0 | 0 | 0 | 354686 | 0 | 0 | 0 | 0 | 128025.2243 | 0 | 0 | 0 | 0 | 0 | 0 | 6375584.9046 | 0 | 0 | 0 | 0 | 0 | 0 | 0 | 0 | 0 | 0 | 0 | 0 | -70858.9504 | 0 | 0 | 0 | 0 | 0 | 0 | 0 | 0 | 8423.1688 | 292250.2184 | 0 | 0 | 0 | 0 | 0 | 0 | 0 | 0 | 0
2016-04-24 05:00 | 0 | 0 | 0 | 0 | 0 | 116248.732 | 0 | 337640 | 0 | 0 | 0 | 0 | 198884.1747 | 0 | 0 | 0 | 0 | 0 | 0 | 6083334.6862 | 0 | 0 | 0 | 0 | 0 | 0 | 0 | 0 | 0 | 0 | 0 | 0 | 70858.9504 | 0 | 0 | 0 | 0 | 0 | 0 | 0 | 0 | 0 | 292250.2184 | 0 | 0 | 0 | 0 | 0 | 0 | 0 | 0 | 0
2016-04-24 06:00 | 0 | 0 | 0 | 0 | 0 | 0 | 0 | 324491 | 0 | 0 | 0 | 0 | 166643.3931 | 0 | 0 | 0 | 0 | 0 | 0 | 5791084.4678 | 0 | 0 | 0 | 0 | 0 | 0 | 0 | 0 | 0 | 0 | 0 | 0 | -32240.7816 | 0 | 0 | 0 | 0 | 0 | 0 | 0 | 0 | 0 | 292250.2184 | 0 | 0 | 0 | 0 | 0 | 0 | 0 | 0 | 0
2016-04-24 07:00 | 0 | 0 | 0 | 0 | 0 | 0 | 0 | 315498 | 0 | 0 | 0 | 0 | 95784.4427 | 0 | 0 | 0 | 0 | 0 | 0 | 5546445.4182 | 0 | 0 | 0 | 0 | 0 | 0 | 0 | 0 | 0 | 0 | 0 | 0 | -70858.9504 | 0 | 0 | 0 | 0 | 0 | 0 | 0 | 0 | 47611.1688 | 292250.2184 | 0 | 0 | 0 | 0 | 0 | 0 | 0 | 0 | 0
2016-04-24 08:00 | 0 | 0 | 0 | 0 | 0 | 82924.0214 | 0 | 310594 | 0 | 0 | 0 | 0 | 160364.6824 | 0 | 0 | 0 | 0 | 0 | 0 | 5254195.1998 | 0 | 0 | 0 | 0 | 0 | 0 | 0 | 0 | 0 | 0 | 0 | 0 | 64580.2398 | 0 | 0 | 0 | 0 | 0 | 0 | 0 | 0 | 0 | 292250.2184 | 0 | 0 | 0 | 0 | 0 | 0 | 0 | 0 | 0
2016-04-24 09:00 | 0 | 0 | 0 | 0 | 0 | 0 | 0 | 310897 | 0 | 0 | 0 | 0 | 141717.9008 | 0 | 0 | 0 | 0 | 0 | 0 | 4961944.9814 | 0 | 0 | 0 | 0 | 0 | 0 | 0 | 0 | 0 | 0 | 0 | 0 | -18646.7816 | 0 | 0 | 0 | 0 | 0 | 0 | 0 | 0 | 0 | 292250.2184 | 0 | 0 | 0 | 0 | 0 | 0 | 0 | 0 | 0
2016-04-24 10:00 | 0 | 0 | 0 | 0 | 0 | 0 | 0 | 313017 | 0 | 0 | 0 | 0 | 70858.9504 | 0 | 0 | 0 | 0 | 0 | 0 | 4719786.9318 | 0 | 0 | 0 | 0 | 0 | 0 | 0 | 0 | 0 | 0 | 0 | 0 | -70858.9504 | 0 | 0 | 0 | 0 | 0 | 0 | 0 | 0 | 50092.1688 | 292250.2184 | 0 | 0 | 0 | 0 | 0 | 0 | 0 | 0 | 0
2016-04-24 11:00 | 0 | 0 | 0 | 0 | 0 | 0 | 0 | 318226 | 0 | 0 | 0 | 0 | 0 | 0 | 0 | 0 | 0 | 0 | 0 | 4472419.8822 | 0 | 0 | 0 | 0 | 0 | 0 | 0 | 0 | 0 | 0 | 0 | 0 | -70858.9504 | 0 | 0 | 0 | 0 | 0 | 0 | 0 | 0 | 44883.1688 | 292250.2184 | 0 | 0 | 0 | 0 | 0 | 0 | 0 | 0 | 0
2016-04-24 12:00 | 0 | 0 | 0 | 0 | 0 | 25460.7663 | 11555.0153 | 329266 | 0 | 0 | 0 | 0 | 0 | 0 | 0 | 0 | 0 | 0 | 0 | 4180169.6638 | 0 | 0 | 0 | 0 | 0 | 0 | 0 | 0 | 0 | 0 | 0 | 0 | 0 | 0 | 0 | 0 | 0 | 0 | 0 | 0 | 0 | 0 | 292250.2184 | 0 | 0 | 0 | 0 | 0 | 0 | 0 | 0 | 0
2016-04-24 13:00 | 0 | 0 | 0 | 0 | 0 | 0 | 313453.8791 | 344458 | 0 | 0 | 0 | 0 | 0 | 0 | 0 | 0 | 0 | 0 | 0 | 4149165.5429 | 0 | 0 | 0 | 0 | 0 | 0 | 0 | 0 | 0 | 0 | 0 | 0 | 0 | 0 | 0 | 0 | 0 | 0 | 0 | 0 | 0 | 261246.0974 | 292250.2184 | 0 | 0 | 0 | 0 | 0 | 0 | 0 | 0 | 0
2016-04-24 14:00 | 0 | 0 | 0 | 0 | 0 | 0 | 592832.5616 | 356787 | 0 | 0 | 0 | 0 | 0 | 0 | 0 | 0 | 0 | 0 | 0 | 4385211.1045 | 0 | 0 | 0 | 0 | 0 | 0 | 0 | 0 | 0 | 0 | 0 | 0 | 0 | 0 | 0 | 0 | 0 | 0 | 0 | 0 | 0 | 236045.5616 | 0 | 0 | 0 | 0 | 0 | 0 | 0 | 0 | 0 | 0
2016-04-24 15:00 | 0 | 0 | 0 | 0 | 0 | 0 | 698051.04 | 366344 | 0 | 0 | 0 | 0 | 0 | 0 | 0 | 0 | 0 | 0 | 0 | 4716918.1445 | 0 | 0 | 0 | 0 | 0 | 0 | 0 | 0 | 0 | 0 | 0 | 0 | 0 | 0 | 0 | 0 | 0 | 0 | 0 | 0 | 0 | 331707.04 | 0 | 0 | 0 | 0 | 0 | 0 | 0 | 0 | 0 | 0
2016-04-24 16:00 | 0 | 0 | 0 | 0 | 0 | 0 | 777773.9904 | 375208 | 0 | 0 | 0 | 0 | 70858.9504 | 0 | 0 | 0 | 0 | 0 | 0 | 5048625.1845 | 0 | 0 | 0 | 0 | 0 | 0 | 0 | 0 | 0 | 0 | 0 | 0 | 70858.9504 | 0 | 0 | 0 | 0 | 0 | 0 | 0 | 0 | 331707.04 | 0 | 0 | 0 | 0 | 0 | 0 | 0 | 0 | 0 | 0
2016-04-24 17:00 | 0 | 0 | 0 | 0 | 0 | 0 | 785266.9904 | 382701 | 0 | 0 | 0 | 0 | 141717.9008 | 0 | 0 | 0 | 0 | 0 | 0 | 5380332.2245 | 0 | 0 | 0 | 0 | 0 | 0 | 0 | 0 | 0 | 0 | 0 | 0 | 70858.9504 | 0 | 0 | 0 | 0 | 0 | 0 | 0 | 0 | 331707.04 | 0 | 0 | 0 | 0 | 0 | 0 | 0 | 0 | 0 | 0
2016-04-24 18:00 | 0 | 0 | 0 | 0 | 0 | 0 | 778200.3139 | 389327 | 0 | 0 | 0 | 0 | 198884.1747 | 0 | 0 | 0 | 0 | 0 | 0 | 5712039.2645 | 0 | 0 | 0 | 0 | 0 | 0 | 0 | 0 | 0 | 0 | 0 | 0 | 57166.2739 | 0 | 0 | 0 | 0 | 0 | 0 | 0 | 0 | 331707.04 | 0 | 0 | 0 | 0 | 0 | 0 | 0 | 0 | 0 | 0
2016-04-24 19:00 | 0 | 0 | 0 | 0 | 0 | 0 | 726927.04 | 395220 | 0 | 0 | 0 | 0 | 198884.1747 | 0 | 0 | 0 | 0 | 0 | 0 | 6043746.3045 | 0 | 0 | 0 | 0 | 0 | 0 | 0 | 0 | 0 | 0 | 0 | 0 | 0 | 0 | 0 | 0 | 0 | 0 | 0 | 0 | 0 | 331707.04 | 0 | 0 | 0 | 0 | 0 | 0 | 0 | 0 | 0 | 0
2016-04-24 20:00 | 0 | 0 | 0 | 0 | 0 | 0 | 734430.04 | 402723 | 0 | 0 | 0 | 0 | 198884.1747 | 0 | 0 | 0 | 0 | 0 | 0 | 6375453.3445 | 0 | 0 | 0 | 0 | 0 | 0 | 0 | 0 | 0 | 0 | 0 | 0 | 0 | 0 | 0 | 0 | 0 | 0 | 0 | 0 | 0 | 331707.04 | 0 | 0 | 0 | 0 | 0 | 0 | 0 | 0 | 0 | 0
2016-04-24 21:00 | 0 | 0 | 0 | 0 | 0 | 0 | 741956.04 | 410249 | 0 | 0 | 0 | 0 | 198884.1747 | 0 | 0 | 0 | 0 | 0 | 0 | 6707160.3845 | 0 | 0 | 0 | 0 | 0 | 0 | 0 | 0 | 0 | 0 | 0 | 0 | 0 | 0 | 0 | 0 | 0 | 0 | 0 | 0 | 0 | 331707.04 | 0 | 0 | 0 | 0 | 0 | 0 | 0 | 0 | 0 | 0
2016-04-24 22:00 | 0 | 0 | 0 | 0 | 0 | 0 | 737596.0537 | 413936 | 0 | 0 | 0 | 0 | 198884.1747 | 0 | 0 | 0 | 0 | 0 | 0 | 7030820.4382 | 0 | 0 | 0 | 0 | 0 | 0 | 0 | 0 | 0 | 0 | 0 | 0 | 0 | 0 | 0 | 0 | 0 | 0 | 0 | 0 | 0 | 323660.0537 | 0 | 0 | 0 | 0 | 0 | 0 | 0 | 0 | 0 | 0
2016-04-24 23:00 | 0 | 0 | 0 | 0 | 0 | 0 | 641205.0226 | 414161 | 0 | 0 | 0 | 0 | 162515.9909 | 0 | 0 | 0 | 0 | 0 | 0 | 7294232.6445 | 0 | 0 | 0 | 0 | 0 | 0 | 0 | 0 | 0 | 0 | 0 | 0 | -36368.1837 | 0 | 0 | 0 | 0 | 0 | 0 | 0 | 0 | 263412.2063 | 0 | 0 | 0 | 0 | 0 | 0 | 0 | 0 | 0 | 0
2016-04-25 | 0 | 0 | 0 | 0 | 0 | 0 | 455589.1837 | 419221 | 0 | 0 | 0 | 0 | 198884.1747 | 0 | 0 | 0 | 0 | 0 | 0 | 7294232.6445 | 0 | 0 | 0 | 0 | 0 | 0 | 0 | 0 | 0 | 0 | 0 | 0 | 36368.1837 | 0 | 0 | 0 | 0 | 0 | 0 | 0 | 0 | 0 | 0 | 0 | 0 | 0 | 0 | 0 | 0 | 0 | 0 | 0
2016-04-25 01:00 | 0 | 0 | 0 | 0 | 0 | 0 | 102086.359 | 417903 | 0 | 0 | 0 | 0 | 136899.732 | 0 | 0 | 0 | 0 | 0 | 0 | 7040400.4462 | 0 | 0 | 0 | 0 | 0 | 0 | 0 | 0 | 0 | 0 | 0 | 0 | -61984.4427 | 0 | 0 | 0 | 0 | 0 | 0 | 0 | 0 | 38418.02 | 292250.2184 | 0 | 0 | 0 | 0 | 0 | 0 | 0 | 0 | 0
2016-04-25 02:00 | 0 | 0 | 0 | 0 | 0 | 369958.8227 | 725.0485 | 402086 | 0 | 0 | 0 | 0 | 66040.7816 | 0 | 0 | 0 | 0 | 0 | 0 | 7079857.2678 | 0 | 0 | 0 | 0 | 0 | 0 | 0 | 0 | 0 | 0 | 0 | 0 | -70858.9504 | 0 | 0 | 0 | 0 | 0 | 0 | 0 | 0 | 331707.04 | 292250.2184 | 0 | 0 | 0 | 0 | 0 | 0 | 0 | 0 | 0
2016-04-25 03:00 | 0 | 0 | 0 | 0 | 0 | 158459.732 | 0 | 379851 | 0 | 0 | 0 | 0 | 136899.732 | 0 | 0 | 0 | 0 | 0 | 0 | 6787607.0494 | 0 | 0 | 0 | 0 | 0 | 0 | 0 | 0 | 0 | 0 | 0 | 0 | 70858.9504 | 0 | 0 | 0 | 0 | 0 | 0 | 0 | 0 | 0 | 292250.2184 | 0 | 0 | 0 | 0 | 0 | 0 | 0 | 0 | 0
2016-04-25 04:00 | 0 | 0 | 0 | 0 | 0 | 0 | 0 | 358291 | 0 | 0 | 0 | 0 | 70858.9504 | 0 | 0 | 0 | 0 | 0 | 0 | 6495356.831 | 0 | 0 | 0 | 0 | 0 | 0 | 0 | 0 | 0 | 0 | 0 | 0 | -66040.7816 | 0 | 0 | 0 | 0 | 0 | 0 | 0 | 0 | 0 | 292250.2184 | 0 | 0 | 0 | 0 | 0 | 0 | 0 | 0 | 0
2016-04-25 05:00 | 0 | 0 | 0 | 0 | 0 | 0 | 0 | 340422 | 0 | 0 | 0 | 0 | 0 | 0 | 0 | 0 | 0 | 0 | 0 | 6225793.7814 | 0 | 0 | 0 | 0 | 0 | 0 | 0 | 0 | 0 | 0 | 0 | 0 | -70858.9504 | 0 | 0 | 0 | 0 | 0 | 0 | 0 | 0 | 22687.1688 | 292250.2184 | 0 | 0 | 0 | 0 | 0 | 0 | 0 | 0 | 0
2016-04-25 06:00 | 0 | 0 | 0 | 0 | 0 | 106522.732 | 0 | 327914 | 0 | 0 | 0 | 0 | 70858.9504 | 0 | 0 | 0 | 0 | 0 | 0 | 5933543.563 | 0 | 0 | 0 | 0 | 0 | 0 | 0 | 0 | 0 | 0 | 0 | 0 | 70858.9504 | 0 | 0 | 0 | 0 | 0 | 0 | 0 | 0 | 0 | 292250.2184 | 0 | 0 | 0 | 0 | 0 | 0 | 0 | 0 | 0
2016-04-25 07:00 | 0 | 0 | 0 | 0 | 0 | 0 | 0 | 321046 | 0 | 0 | 0 | 0 | 0 | 0 | 0 | 0 | 0 | 0 | 0 | 5683356.5134 | 0 | 0 | 0 | 0 | 0 | 0 | 0 | 0 | 0 | 0 | 0 | 0 | -70858.9504 | 0 | 0 | 0 | 0 | 0 | 0 | 0 | 0 | 42063.1688 | 292250.2184 | 0 | 0 | 0 | 0 | 0 | 0 | 0 | 0 | 0
2016-04-25 08:00 | 0 | 0 | 0 | 0 | 0 | 98873.732 | 0 | 320265 | 0 | 0 | 0 | 0 | 70858.9504 | 0 | 0 | 0 | 0 | 0 | 0 | 5391106.295 | 0 | 0 | 0 | 0 | 0 | 0 | 0 | 0 | 0 | 0 | 0 | 0 | 70858.9504 | 0 | 0 | 0 | 0 | 0 | 0 | 0 | 0 | 0 | 292250.2184 | 0 | 0 | 0 | 0 | 0 | 0 | 0 | 0 | 0
2016-04-25 09:00 | 0 | 0 | 0 | 0 | 0 | 109810.732 | 0 | 331202 | 0 | 0 | 0 | 0 | 141717.9008 | 0 | 0 | 0 | 0 | 0 | 0 | 5098856.0767 | 0 | 0 | 0 | 0 | 0 | 0 | 0 | 0 | 0 | 0 | 0 | 0 | 70858.9504 | 0 | 0 | 0 | 0 | 0 | 0 | 0 | 0 | 0 | 292250.2184 | 0 | 0 | 0 | 0 | 0 | 0 | 0 | 0 | 0
2016-04-25 10:00 | 0 | 0 | 0 | 0 | 0 | 0 | 0 | 355674 | 0 | 0 | 0 | 0 | 70858.9504 | 0 | 0 | 0 | 0 | 0 | 0 | 4814041.0271 | 0 | 0 | 0 | 0 | 0 | 0 | 0 | 0 | 0 | 0 | 0 | 0 | -70858.9504 | 0 | 0 | 0 | 0 | 0 | 0 | 0 | 0 | 7435.1688 | 292250.2184 | 0 | 0 | 0 | 0 | 0 | 0 | 0 | 0 | 0
2016-04-25 11:00 | 0 | 0 | 0 | 0 | 0 | 17306.8312 | 0 | 380416 | 0 | 0 | 0 | 0 | 0 | 0 | 0 | 0 | 0 | 0 | 0 | 4521790.8087 | 0 | 0 | 0 | 0 | 0 | 0 | 0 | 0 | 0 | 0 | 0 | 0 | -70858.9504 | 0 | 0 | 0 | 0 | 0 | 0 | 0 | 0 | 0 | 292250.2184 | 0 | 0 | 0 | 0 | 0 | 0 | 0 | 0 | 0
2016-04-25 12:00 | 0 | 0 | 0 | 0 | 0 | 350042.5334 | 18519.3905 | 396610 | 0 | 0 | 0 | 0 | 0 | 0 | 0 | 0 | 0 | 0 | 0 | 4493742.7325 | 0 | 0 | 0 | 0 | 0 | 0 | 0 | 0 | 0 | 0 | 0 | 0 | 0 | 0 | 0 | 0 | 0 | 0 | 0 | 0 | 0 | 264202.1422 | 292250.2184 | 0 | 0 | 0 | 0 | 0 | 0 | 0 | 0 | 0
2016-04-25 13:00 | 0 | 0 | 0 | 0 | 0 | 0 | 311075.9383 | 410489 | 0 | 0 | 0 | 0 | 0 | 0 | 0 | 0 | 0 | 0 | 0 | 4394329.6708 | 0 | 0 | 0 | 0 | 0 | 0 | 0 | 0 | 0 | 0 | 0 | 0 | 0 | 0 | 0 | 0 | 0 | 0 | 0 | 0 | 0 | 192837.1567 | 292250.2184 | 0 | 0 | 0 | 0 | 0 | 0 | 0 | 0 | 0
2016-04-25 14:00 | 0 | 0 | 0 | 0 | 0 | 0 | 594376.5551 | 423717 | 0 | 0 | 0 | 0 | 0 | 0 | 0 | 0 | 0 | 0 | 0 | 4564989.226 | 0 | 0 | 0 | 0 | 0 | 0 | 0 | 0 | 0 | 0 | 0 | 0 | 0 | 0 | 0 | 0 | 0 | 0 | 0 | 0 | 0 | 170659.5551 | 0 | 0 | 0 | 0 | 0 | 0 | 0 | 0 | 0 | 0
2016-04-25 15:00 | 0 | 0 | 0 | 0 | 0 | 0 | 748645.3075 | 434555 | 0 | 0 | 0 | 0 | 0 | 0 | 0 | 0 | 0 | 0 | 0 | 4879079.5334 | 0 | 0 | 0 | 0 | 0 | 0 | 0 | 0 | 0 | 0 | 0 | 0 | 0 | 0 | 0 | 0 | 0 | 0 | 0 | 0 | 0 | 314090.3075 | 0 | 0 | 0 | 0 | 0 | 0 | 0 | 0 | 0 | 0
2016-04-25 16:00 | 0 | 0 | 0 | 0 | 0 | 0 | 817968.0672 | 443887 | 0 | 0 | 0 | 0 | 42374.0272 | 0 | 0 | 0 | 0 | 0 | 0 | 5210786.5734 | 0 | 0 | 0 | 0 | 0 | 0 | 0 | 0 | 0 | 0 | 0 | 0 | 42374.0272 | 0 | 0 | 0 | 0 | 0 | 0 | 0 | 0 | 331707.04 | 0 | 0 | 0 | 0 | 0 | 0 | 0 | 0 | 0 | 0
2016-04-25 17:00 | 0 | 0 | 0 | 0 | 0 | 0 | 831087.635 | 453038 | 0 | 0 | 0 | 0 | 88716.6221 | 0 | 0 | 0 | 0 | 0 | 0 | 5542493.6134 | 0 | 0 | 0 | 0 | 0 | 0 | 0 | 0 | 0 | 0 | 0 | 0 | 46342.595 | 0 | 0 | 0 | 0 | 0 | 0 | 0 | 0 | 331707.04 | 0 | 0 | 0 | 0 | 0 | 0 | 0 | 0 | 0 | 0
2016-04-25 18:00 | 0 | 0 | 0 | 0 | 0 | 0 | 822559.2269 | 460667 | 0 | 0 | 0 | 0 | 118901.8091 | 0 | 0 | 0 | 0 | 0 | 0 | 5874200.6534 | 0 | 0 | 0 | 0 | 0 | 0 | 0 | 0 | 0 | 0 | 0 | 0 | 30185.1869 | 0 | 0 | 0 | 0 | 0 | 0 | 0 | 0 | 331707.04 | 0 | 0 | 0 | 0 | 0 | 0 | 0 | 0 | 0 | 0
2016-04-25 19:00 | 0 | 0 | 0 | 0 | 0 | 0 | 809882.885 | 466214 | 0 | 0 | 0 | 0 | 130863.6541 | 0 | 0 | 0 | 0 | 0 | 0 | 6205907.6934 | 0 | 0 | 0 | 0 | 0 | 0 | 0 | 0 | 0 | 0 | 0 | 0 | 11961.845 | 0 | 0 | 0 | 0 | 0 | 0 | 0 | 0 | 331707.04 | 0 | 0 | 0 | 0 | 0 | 0 | 0 | 0 | 0 | 0
2016-04-25 20:00 | 0 | 0 | 0 | 0 | 0 | 0 | 799535.9088 | 470456 | 0 | 0 | 0 | 0 | 128236.5228 | 0 | 0 | 0 | 0 | 0 | 0 | 6537614.7334 | 0 | 0 | 0 | 0 | 0 | 0 | 0 | 0 | 0 | 0 | 0 | 0 | -2627.1312 | 0 | 0 | 0 | 0 | 0 | 0 | 0 | 0 | 331707.04 | 0 | 0 | 0 | 0 | 0 | 0 | 0 | 0 | 0 | 0
2016-04-25 21:00 | 0 | 0 | 0 | 0 | 0 | 0 | 776040.659 | 472741 | 0 | 0 | 0 | 0 | 128025.2243 | 0 | 0 | 0 | 0 | 0 | 0 | 6841125.691 | 0 | 0 | 0 | 0 | 0 | 0 | 0 | 0 | 0 | 0 | 0 | 0 | -211.2986 | 0 | 0 | 0 | 0 | 0 | 0 | 0 | 0 | 303510.9576 | 0 | 0 | 0 | 0 | 0 | 0 | 0 | 0 | 0 | 0
2016-04-25 22:00 | 0 | 0 | 0 | 0 | 0 | 0 | 711631.3331 | 470154 | 0 | 0 | 0 | 0 | 198884.1747 | 0 | 0 | 0 | 0 | 0 | 0 | 7011744.0738 | 0 | 0 | 0 | 0 | 0 | 0 | 0 | 0 | 0 | 0 | 0 | 0 | 70858.9504 | 0 | 0 | 0 | 0 | 0 | 0 | 0 | 0 | 170618.3827 | 0 | 0 | 0 | 0 | 0 | 0 | 0 | 0 | 0 | 0
2016-04-25 23:00 | 0 | 0 | 0 | 0 | 0 | 0 | 606704.4538 | 464938 | 0 | 0 | 0 | 0 | 198884.1747 | 0 | 0 | 0 | 0 | 0 | 0 | 7153510.5275 | 0 | 0 | 0 | 0 | 0 | 0 | 0 | 0 | 0 | 0 | 0 | 0 | 0 | 0 | 0 | 0 | 0 | 0 | 0 | 0 | 0 | 141766.4538 | 0 | 0 | 0 | 0 | 0 | 0 | 0 | 0 | 0 | 0
2016-04-26 | 0 | 0 | 0 | 0 | 0 | 0 | 434406.853 | 465175 | 0 | 0 | 0 | 0 | 198884.1747 | 0 | 0 | 0 | 0 | 0 | 0 | 7122742.3806 | 0 | 0 | 0 | 0 | 0 | 0 | 0 | 0 | 0 | 0 | 0 | 0 | 0 | 0 | 0 | 0 | 0 | 0 | 0 | 0 | 0 | 261482.0714 | 292250.2184 | 0 | 0 | 0 | 0 | 0 | 0 | 0 | 0 | 0
2016-04-26 01:00 | 0 | 0 | 0 | 0 | 0 | 0 | 131158.8005 | 459454 | 0 | 0 | 0 | 0 | 128025.2243 | 0 | 0 | 0 | 0 | 0 | 0 | 6865306.1314 | 0 | 0 | 0 | 0 | 0 | 0 | 0 | 0 | 0 | 0 | 0 | 0 | -70858.9504 | 0 | 0 | 0 | 0 | 0 | 0 | 0 | 0 | 34813.9693 | 292250.2184 | 0 | 0 | 0 | 0 | 0 | 0 | 0 | 0 | 0
2016-04-26 02:00 | 0 | 0 | 0 | 0 | 0 | 72836.602 | 1331.2292 | 437277 | 0 | 0 | 0 | 0 | 57166.2739 | 0 | 0 | 0 | 0 | 0 | 0 | 6573055.9131 | 0 | 0 | 0 | 0 | 0 | 0 | 0 | 0 | 0 | 0 | 0 | 0 | -70858.9504 | 0 | 0 | 0 | 0 | 0 | 0 | 0 | 0 | 0 | 292250.2184 | 0 | 0 | 0 | 0 | 0 | 0 | 0 | 0 | 0
2016-04-26 03:00 | 0 | 0 | 0 | 0 | 0 | 520309.772 | 0 | 409994 | 0 | 0 | 0 | 0 | 128025.2243 | 0 | 0 | 0 | 0 | 0 | 0 | 6612512.7347 | 0 | 0 | 0 | 0 | 0 | 0 | 0 | 0 | 0 | 0 | 0 | 0 | 70858.9504 | 0 | 0 | 0 | 0 | 0 | 0 | 0 | 0 | 331707.04 | 292250.2184 | 0 | 0 | 0 | 0 | 0 | 0 | 0 | 0 | 0
2016-04-26 04:00 | 0 | 0 | 0 | 0 | 0 | 162657.732 | 0 | 384049 | 0 | 0 | 0 | 0 | 198884.1747 | 0 | 0 | 0 | 0 | 0 | 0 | 6320262.5163 | 0 | 0 | 0 | 0 | 0 | 0 | 0 | 0 | 0 | 0 | 0 | 0 | 70858.9504 | 0 | 0 | 0 | 0 | 0 | 0 | 0 | 0 | 0 | 292250.2184 | 0 | 0 | 0 | 0 | 0 | 0 | 0 | 0 | 0
2016-04-26 05:00 | 0 | 0 | 0 | 0 | 0 | 71582.7816 | 0 | 363833 | 0 | 0 | 0 | 0 | 198884.1747 | 0 | 0 | 0 | 0 | 0 | 0 | 6028012.2979 | 0 | 0 | 0 | 0 | 0 | 0 | 0 | 0 | 0 | 0 | 0 | 0 | 0 | 0 | 0 | 0 | 0 | 0 | 0 | 0 | 0 | 0 | 292250.2184 | 0 | 0 | 0 | 0 | 0 | 0 | 0 | 0 | 0
2016-04-26 06:00 | 0 | 0 | 0 | 0 | 0 | 0 | 0 | 347623 | 0 | 0 | 0 | 0 | 128025.2243 | 0 | 0 | 0 | 0 | 0 | 0 | 5751248.2483 | 0 | 0 | 0 | 0 | 0 | 0 | 0 | 0 | 0 | 0 | 0 | 0 | -70858.9504 | 0 | 0 | 0 | 0 | 0 | 0 | 0 | 0 | 15486.1688 | 292250.2184 | 0 | 0 | 0 | 0 | 0 | 0 | 0 | 0 | 0
2016-04-26 07:00 | 0 | 0 | 0 | 0 | 0 | 59415.4581 | 0 | 337973 | 0 | 0 | 0 | 0 | 141717.9008 | 0 | 0 | 0 | 0 | 0 | 0 | 5458998.0299 | 0 | 0 | 0 | 0 | 0 | 0 | 0 | 0 | 0 | 0 | 0 | 0 | 13692.6765 | 0 | 0 | 0 | 0 | 0 | 0 | 0 | 0 | 0 | 292250.2184 | 0 | 0 | 0 | 0 | 0 | 0 | 0 | 0 | 0
2016-04-26 08:00 | 0 | 0 | 0 | 0 | 0 | 0 | 0 | 335367 | 0 | 0 | 0 | 0 | 70858.9504 | 0 | 0 | 0 | 0 | 0 | 0 | 5194489.9803 | 0 | 0 | 0 | 0 | 0 | 0 | 0 | 0 | 0 | 0 | 0 | 0 | -70858.9504 | 0 | 0 | 0 | 0 | 0 | 0 | 0 | 0 | 27742.1688 | 292250.2184 | 0 | 0 | 0 | 0 | 0 | 0 | 0 | 0 | 0
2016-04-26 09:00 | 0 | 0 | 0 | 0 | 0 | 0 | 0 | 344432 | 0 | 0 | 0 | 0 | 0 | 0 | 0 | 0 | 0 | 0 | 0 | 4920916.9307 | 0 | 0 | 0 | 0 | 0 | 0 | 0 | 0 | 0 | 0 | 0 | 0 | -70858.9504 | 0 | 0 | 0 | 0 | 0 | 0 | 0 | 0 | 18677.1688 | 292250.2184 | 0 | 0 | 0 | 0 | 0 | 0 | 0 | 0 | 0
2016-04-26 10:00 | 0 | 0 | 0 | 0 | 0 | 146495.732 | 0 | 367887 | 0 | 0 | 0 | 0 | 70858.9504 | 0 | 0 | 0 | 0 | 0 | 0 | 4628666.7123 | 0 | 0 | 0 | 0 | 0 | 0 | 0 | 0 | 0 | 0 | 0 | 0 | 70858.9504 | 0 | 0 | 0 | 0 | 0 | 0 | 0 | 0 | 0 | 292250.2184 | 0 | 0 | 0 | 0 | 0 | 0 | 0 | 0 | 0
2016-04-26 11:00 | 0 | 0 | 0 | 0 | 0 | 28070.8312 | 0 | 391180 | 0 | 0 | 0 | 0 | 0 | 0 | 0 | 0 | 0 | 0 | 0 | 4336416.4939 | 0 | 0 | 0 | 0 | 0 | 0 | 0 | 0 | 0 | 0 | 0 | 0 | -70858.9504 | 0 | 0 | 0 | 0 | 0 | 0 | 0 | 0 | 0 | 292250.2184 | 0 | 0 | 0 | 0 | 0 | 0 | 0 | 0 | 0
2016-04-26 12:00 | 0 | 0 | 0 | 0 | 0 | 335827.5845 | 14985.1582 | 407178 | 0 | 0 | 0 | 0 | 0 | 0 | 0 | 0 | 0 | 0 | 0 | 4280051.2367 | 0 | 0 | 0 | 0 | 0 | 0 | 0 | 0 | 0 | 0 | 0 | 0 | 0 | 0 | 0 | 0 | 0 | 0 | 0 | 0 | 0 | 235884.9612 | 292250.2184 | 0 | 0 | 0 | 0 | 0 | 0 | 0 | 0 | 0
2016-04-26 13:00 | 0 | 0 | 0 | 0 | 0 | 0 | 280531.5831 | 422235 | 0 | 0 | 0 | 0 | 0 | 0 | 0 | 0 | 0 | 0 | 0 | 4138347.8198 | 0 | 0 | 0 | 0 | 0 | 0 | 0 | 0 | 0 | 0 | 0 | 0 | 0 | 0 | 0 | 0 | 0 | 0 | 0 | 0 | 0 | 150546.8015 | 292250.2184 | 0 | 0 | 0 | 0 | 0 | 0 | 0 | 0 | 0
2016-04-26 14:00 | 0 | 0 | 0 | 0 | 0 | 0 | 593709.212 | 436334 | 0 | 0 | 0 | 0 | 0 | 0 | 0 | 0 | 0 | 0 | 0 | 4295723.0318 | 0 | 0 | 0 | 0 | 0 | 0 | 0 | 0 | 0 | 0 | 0 | 0 | 0 | 0 | 0 | 0 | 0 | 0 | 0 | 0 | 0 | 157375.212 | 0 | 0 | 0 | 0 | 0 | 0 | 0 | 0 | 0 | 0
2016-04-26 15:00 | 0 | 0 | 0 | 0 | 0 | 0 | 774584.8403 | 446619 | 0 | 0 | 0 | 0 | 0 | 0 | 0 | 0 | 0 | 0 | 0 | 4623688.8721 | 0 | 0 | 0 | 0 | 0 | 0 | 0 | 0 | 0 | 0 | 0 | 0 | 0 | 0 | 0 | 0 | 0 | 0 | 0 | 0 | 0 | 327965.8403 | 0 | 0 | 0 | 0 | 0 | 0 | 0 | 0 | 0 | 0
2016-04-26 16:00 | 0 | 0 | 0 | 0 | 0 | 0 | 841265.6272 | 455231 | 0 | 0 | 0 | 0 | 54327.5872 | 0 | 0 | 0 | 0 | 0 | 0 | 4955395.9121 | 0 | 0 | 0 | 0 | 0 | 0 | 0 | 0 | 0 | 0 | 0 | 0 | 54327.5872 | 0 | 0 | 0 | 0 | 0 | 0 | 0 | 0 | 331707.04 | 0 | 0 | 0 | 0 | 0 | 0 | 0 | 0 | 0 | 0
2016-04-26 17:00 | 0 | 0 | 0 | 0 | 0 | 0 | 850592.6322 | 463553 | 0 | 0 | 0 | 0 | 125186.5376 | 0 | 0 | 0 | 0 | 0 | 0 | 5271576.5939 | 0 | 0 | 0 | 0 | 0 | 0 | 0 | 0 | 0 | 0 | 0 | 0 | 70858.9504 | 0 | 0 | 0 | 0 | 0 | 0 | 0 | 0 | 316180.6818 | 0 | 0 | 0 | 0 | 0 | 0 | 0 | 0 | 0 | 0
2016-04-26 18:00 | 0 | 0 | 0 | 0 | 0 | 0 | 838768.5445 | 469707 | 0 | 0 | 0 | 0 | 162541.0421 | 0 | 0 | 0 | 0 | 0 | 0 | 5603283.6339 | 0 | 0 | 0 | 0 | 0 | 0 | 0 | 0 | 0 | 0 | 0 | 0 | 37354.5045 | 0 | 0 | 0 | 0 | 0 | 0 | 0 | 0 | 331707.04 | 0 | 0 | 0 | 0 | 0 | 0 | 0 | 0 | 0 | 0
2016-04-26 19:00 | 0 | 0 | 0 | 0 | 0 | 0 | 821423.0052 | 475374 | 0 | 0 | 0 | 0 | 198884.1747 | 0 | 0 | 0 | 0 | 0 | 0 | 5912989.5065 | 0 | 0 | 0 | 0 | 0 | 0 | 0 | 0 | 0 | 0 | 0 | 0 | 36343.1326 | 0 | 0 | 0 | 0 | 0 | 0 | 0 | 0 | 309705.8726 | 0 | 0 | 0 | 0 | 0 | 0 | 0 | 0 | 0 | 0
2016-04-26 20:00 | 0 | 0 | 0 | 0 | 0 | 0 | 808935.4702 | 480460 | 0 | 0 | 0 | 0 | 198884.1747 | 0 | 0 | 0 | 0 | 0 | 0 | 6241464.9768 | 0 | 0 | 0 | 0 | 0 | 0 | 0 | 0 | 0 | 0 | 0 | 0 | 0 | 0 | 0 | 0 | 0 | 0 | 0 | 0 | 0 | 328475.4702 | 0 | 0 | 0 | 0 | 0 | 0 | 0 | 0 | 0 | 0
2016-04-26 21:00 | 0 | 0 | 0 | 0 | 0 | 0 | 782637.2865 | 481605 | 0 | 0 | 0 | 0 | 198884.1747 | 0 | 0 | 0 | 0 | 0 | 0 | 6542497.2632 | 0 | 0 | 0 | 0 | 0 | 0 | 0 | 0 | 0 | 0 | 0 | 0 | 0 | 0 | 0 | 0 | 0 | 0 | 0 | 0 | 0 | 301032.2865 | 0 | 0 | 0 | 0 | 0 | 0 | 0 | 0 | 0 | 0
2016-04-26 22:00 | 0 | 0 | 0 | 0 | 0 | 0 | 727285.4533 | 476490 | 0 | 0 | 0 | 0 | 128025.2243 | 0 | 0 | 0 | 0 | 0 | 0 | 6864151.667 | 0 | 0 | 0 | 0 | 0 | 0 | 0 | 0 | 0 | 0 | 0 | 0 | -70858.9504 | 0 | 0 | 0 | 0 | 0 | 0 | 0 | 0 | 321654.4037 | 0 | 0 | 0 | 0 | 0 | 0 | 0 | 0 | 0 | 0
2016-04-26 23:00 | 0 | 0 | 0 | 0 | 0 | 0 | 618943.8763 | 470285 | 0 | 0 | 0 | 0 | 198884.1747 | 0 | 0 | 0 | 0 | 0 | 0 | 6941951.5929 | 0 | 0 | 0 | 0 | 0 | 0 | 0 | 0 | 0 | 0 | 0 | 0 | 70858.9504 | 0 | 0 | 0 | 0 | 0 | 0 | 0 | 0 | 77799.9259 | 0 | 0 | 0 | 0 | 0 | 0 | 0 | 0 | 0 | 0
2016-04-27 | 0 | 0 | 0 | 0 | 0 | 0 | 449802.6259 | 469467 | 0 | 0 | 0 | 0 | 179219.8006 | 0 | 0 | 0 | 0 | 0 | 0 | 6941951.5929 | 0 | 0 | 0 | 0 | 0 | 0 | 0 | 0 | 0 | 0 | 0 | 0 | -19664.3741 | 0 | 0 | 0 | 0 | 0 | 0 | 0 | 0 | 0 | 0 | 0 | 0 | 0 | 0 | 0 | 0 | 0 | 0 | 0
2016-04-27 01:00 | 0 | 0 | 0 | 0 | 0 | 0 | 148880.4768 | 461997 | 0 | 0 | 0 | 0 | 158353.4958 | 0 | 0 | 0 | 0 | 0 | 0 | 6649701.3745 | 0 | 0 | 0 | 0 | 0 | 0 | 0 | 0 | 0 | 0 | 0 | 0 | -20866.3048 | 0 | 0 | 0 | 0 | 0 | 0 | 0 | 0 | 0 | 292250.2184 | 0 | 0 | 0 | 0 | 0 | 0 | 0 | 0 | 0
2016-04-27 02:00 | 0 | 0 | 0 | 0 | 0 | 185990.7611 | 1356.6993 | 439067 | 0 | 0 | 0 | 0 | 198884.1747 | 0 | 0 | 0 | 0 | 0 | 0 | 6357451.1561 | 0 | 0 | 0 | 0 | 0 | 0 | 0 | 0 | 0 | 0 | 0 | 0 | 40530.6788 | 0 | 0 | 0 | 0 | 0 | 0 | 0 | 0 | 0 | 292250.2184 | 0 | 0 | 0 | 0 | 0 | 0 | 0 | 0 | 0
2016-04-27 03:00 | 0 | 0 | 0 | 0 | 0 | 47732.8312 | 0 | 410842 | 0 | 0 | 0 | 0 | 128025.2243 | 0 | 0 | 0 | 0 | 0 | 0 | 6065200.9377 | 0 | 0 | 0 | 0 | 0 | 0 | 0 | 0 | 0 | 0 | 0 | 0 | -70858.9504 | 0 | 0 | 0 | 0 | 0 | 0 | 0 | 0 | 0 | 292250.2184 | 0 | 0 | 0 | 0 | 0 | 0 | 0 | 0 | 0
2016-04-27 04:00 | 0 | 0 | 0 | 0 | 0 | 164584.732 | 0 | 385976 | 0 | 0 | 0 | 0 | 198884.1747 | 0 | 0 | 0 | 0 | 0 | 0 | 5772950.7193 | 0 | 0 | 0 | 0 | 0 | 0 | 0 | 0 | 0 | 0 | 0 | 0 | 70858.9504 | 0 | 0 | 0 | 0 | 0 | 0 | 0 | 0 | 0 | 292250.2184 | 0 | 0 | 0 | 0 | 0 | 0 | 0 | 0 | 0
2016-04-27 05:00 | 0 | 0 | 0 | 0 | 0 | 73562.7816 | 0 | 365813 | 0 | 0 | 0 | 0 | 198884.1747 | 0 | 0 | 0 | 0 | 0 | 0 | 5480700.501 | 0 | 0 | 0 | 0 | 0 | 0 | 0 | 0 | 0 | 0 | 0 | 0 | 0 | 0 | 0 | 0 | 0 | 0 | 0 | 0 | 0 | 0 | 292250.2184 | 0 | 0 | 0 | 0 | 0 | 0 | 0 | 0 | 0
2016-04-27 06:00 | 0 | 0 | 0 | 0 | 0 | 0 | 0 | 350619 | 0 | 0 | 0 | 0 | 128025.2243 | 0 | 0 | 0 | 0 | 0 | 0 | 5200940.4514 | 0 | 0 | 0 | 0 | 0 | 0 | 0 | 0 | 0 | 0 | 0 | 0 | -70858.9504 | 0 | 0 | 0 | 0 | 0 | 0 | 0 | 0 | 12490.1688 | 292250.2184 | 0 | 0 | 0 | 0 | 0 | 0 | 0 | 0 | 0
2016-04-27 07:00 | 0 | 0 | 0 | 0 | 0 | 377159.3294 | 0 | 340552 | 0 | 0 | 0 | 0 | 125175.732 | 0 | 0 | 0 | 0 | 0 | 0 | 5240397.273 | 0 | 0 | 0 | 0 | 0 | 0 | 0 | 0 | 0 | 0 | 0 | 0 | -2849.4923 | 0 | 0 | 0 | 0 | 0 | 0 | 0 | 0 | 331707.04 | 292250.2184 | 0 | 0 | 0 | 0 | 0 | 0 | 0 | 0 | 0
2016-04-27 08:00 | 0 | 0 | 0 | 0 | 0 | 117028.732 | 0 | 338420 | 0 | 0 | 0 | 0 | 196034.6824 | 0 | 0 | 0 | 0 | 0 | 0 | 4948147.0546 | 0 | 0 | 0 | 0 | 0 | 0 | 0 | 0 | 0 | 0 | 0 | 0 | 70858.9504 | 0 | 0 | 0 | 0 | 0 | 0 | 0 | 0 | 0 | 292250.2184 | 0 | 0 | 0 | 0 | 0 | 0 | 0 | 0 | 0
2016-04-27 09:00 | 0 | 0 | 0 | 0 | 0 | 0 | 0 | 346567 | 0 | 0 | 0 | 0 | 141717.9008 | 0 | 0 | 0 | 0 | 0 | 0 | 4655896.8362 | 0 | 0 | 0 | 0 | 0 | 0 | 0 | 0 | 0 | 0 | 0 | 0 | -54316.7816 | 0 | 0 | 0 | 0 | 0 | 0 | 0 | 0 | 0 | 292250.2184 | 0 | 0 | 0 | 0 | 0 | 0 | 0 | 0 | 0
2016-04-27 10:00 | 0 | 0 | 0 | 0 | 0 | 3804.8312 | 0 | 366914 | 0 | 0 | 0 | 0 | 70858.9504 | 0 | 0 | 0 | 0 | 0 | 0 | 4363646.6178 | 0 | 0 | 0 | 0 | 0 | 0 | 0 | 0 | 0 | 0 | 0 | 0 | -70858.9504 | 0 | 0 | 0 | 0 | 0 | 0 | 0 | 0 | 0 | 292250.2184 | 0 | 0 | 0 | 0 | 0 | 0 | 0 | 0 | 0
2016-04-27 11:00 | 0 | 0 | 0 | 0 | 0 | 26150.8312 | 0 | 389260 | 0 | 0 | 0 | 0 | 0 | 0 | 0 | 0 | 0 | 0 | 0 | 4071396.3994 | 0 | 0 | 0 | 0 | 0 | 0 | 0 | 0 | 0 | 0 | 0 | 0 | -70858.9504 | 0 | 0 | 0 | 0 | 0 | 0 | 0 | 0 | 0 | 292250.2184 | 0 | 0 | 0 | 0 | 0 | 0 | 0 | 0 | 0
2016-04-27 12:00 | 0 | 0 | 0 | 0 | 0 | 419055.473 | 24453.3487 | 404052 | 0 | 0 | 0 | 0 | 0 | 0 | 0 | 0 | 0 | 0 | 0 | 4110853.221 | 0 | 0 | 0 | 0 | 0 | 0 | 0 | 0 | 0 | 0 | 0 | 0 | 0 | 0 | 0 | 0 | 0 | 0 | 0 | 0 | 0 | 331707.04 | 292250.2184 | 0 | 0 | 0 | 0 | 0 | 0 | 0 | 0 | 0
2016-04-27 13:00 | 0 | 0 | 0 | 0 | 0 | 0 | 332203.8885 | 416117 | 0 | 0 | 0 | 0 | 0 | 0 | 0 | 0 | 0 | 0 | 0 | 4026940.1095 | 0 | 0 | 0 | 0 | 0 | 0 | 0 | 0 | 0 | 0 | 0 | 0 | 0 | 0 | 0 | 0 | 0 | 0 | 0 | 0 | 0 | 208337.1069 | 292250.2184 | 0 | 0 | 0 | 0 | 0 | 0 | 0 | 0 | 0
2016-04-27 14:00 | 0 | 0 | 0 | 0 | 0 | 0 | 566305.6853 | 427951 | 0 | 0 | 0 | 0 | 0 | 0 | 0 | 0 | 0 | 0 | 0 | 4165294.7949 | 0 | 0 | 0 | 0 | 0 | 0 | 0 | 0 | 0 | 0 | 0 | 0 | 0 | 0 | 0 | 0 | 0 | 0 | 0 | 0 | 0 | 138354.6853 | 0 | 0 | 0 | 0 | 0 | 0 | 0 | 0 | 0 | 0
2016-04-27 15:00 | 0 | 0 | 0 | 0 | 0 | 0 | 706783.8166 | 437301 | 0 | 0 | 0 | 0 | 0 | 0 | 0 | 0 | 0 | 0 | 0 | 4434777.6114 | 0 | 0 | 0 | 0 | 0 | 0 | 0 | 0 | 0 | 0 | 0 | 0 | 0 | 0 | 0 | 0 | 0 | 0 | 0 | 0 | 0 | 269482.8166 | 0 | 0 | 0 | 0 | 0 | 0 | 0 | 0 | 0 | 0
2016-04-27 16:00 | 0 | 0 | 0 | 0 | 0 | 0 | 777249.5559 | 445005 | 0 | 0 | 0 | 0 | 70858.9504 | 0 | 0 | 0 | 0 | 0 | 0 | 4696163.2169 | 0 | 0 | 0 | 0 | 0 | 0 | 0 | 0 | 0 | 0 | 0 | 0 | 70858.9504 | 0 | 0 | 0 | 0 | 0 | 0 | 0 | 0 | 261385.6055 | 0 | 0 | 0 | 0 | 0 | 0 | 0 | 0 | 0 | 0
2016-04-27 17:00 | 0 | 0 | 0 | 0 | 0 | 0 | 794409.1868 | 451967 | 0 | 0 | 0 | 0 | 81594.0972 | 0 | 0 | 0 | 0 | 0 | 0 | 5027870.2569 | 0 | 0 | 0 | 0 | 0 | 0 | 0 | 0 | 0 | 0 | 0 | 0 | 10735.1468 | 0 | 0 | 0 | 0 | 0 | 0 | 0 | 0 | 331707.04 | 0 | 0 | 0 | 0 | 0 | 0 | 0 | 0 | 0 | 0
2016-04-27 18:00 | 0 | 0 | 0 | 0 | 0 | 0 | 792713.1147 | 457457 | 0 | 0 | 0 | 0 | 152453.0476 | 0 | 0 | 0 | 0 | 0 | 0 | 5292267.4212 | 0 | 0 | 0 | 0 | 0 | 0 | 0 | 0 | 0 | 0 | 0 | 0 | 70858.9504 | 0 | 0 | 0 | 0 | 0 | 0 | 0 | 0 | 264397.1643 | 0 | 0 | 0 | 0 | 0 | 0 | 0 | 0 | 0 | 0
2016-04-27 19:00 | 0 | 0 | 0 | 0 | 0 | 0 | 782601.9122 | 461254 | 0 | 0 | 0 | 0 | 142093.9197 | 0 | 0 | 0 | 0 | 0 | 0 | 5623974.4612 | 0 | 0 | 0 | 0 | 0 | 0 | 0 | 0 | 0 | 0 | 0 | 0 | -10359.1278 | 0 | 0 | 0 | 0 | 0 | 0 | 0 | 0 | 331707.04 | 0 | 0 | 0 | 0 | 0 | 0 | 0 | 0 | 0 | 0
2016-04-27 20:00 | 0 | 0 | 0 | 0 | 0 | 0 | 765715.9352 | 464324 | 0 | 0 | 0 | 0 | 111778.815 | 0 | 0 | 0 | 0 | 0 | 0 | 5955681.5012 | 0 | 0 | 0 | 0 | 0 | 0 | 0 | 0 | 0 | 0 | 0 | 0 | -30315.1048 | 0 | 0 | 0 | 0 | 0 | 0 | 0 | 0 | 331707.04 | 0 | 0 | 0 | 0 | 0 | 0 | 0 | 0 | 0 | 0
2016-04-27 21:00 | 0 | 0 | 0 | 0 | 0 | 0 | 729369.5885 | 465915 | 0 | 0 | 0 | 0 | 182637.7654 | 0 | 0 | 0 | 0 | 0 | 0 | 6148277.1393 | 0 | 0 | 0 | 0 | 0 | 0 | 0 | 0 | 0 | 0 | 0 | 0 | 70858.9504 | 0 | 0 | 0 | 0 | 0 | 0 | 0 | 0 | 192595.6381 | 0 | 0 | 0 | 0 | 0 | 0 | 0 | 0 | 0 | 0
2016-04-27 22:00 | 0 | 0 | 0 | 0 | 0 | 0 | 657879.3701 | 464293 | 0 | 0 | 0 | 0 | 128025.2243 | 0 | 0 | 0 | 0 | 0 | 0 | 6396476.0505 | 0 | 0 | 0 | 0 | 0 | 0 | 0 | 0 | 0 | 0 | 0 | 0 | -54612.5411 | 0 | 0 | 0 | 0 | 0 | 0 | 0 | 0 | 248198.9112 | 0 | 0 | 0 | 0 | 0 | 0 | 0 | 0 | 0 | 0
2016-04-27 23:00 | 0 | 0 | 0 | 0 | 0 | 0 | 546803.3641 | 459867 | 0 | 0 | 0 | 0 | 198884.1747 | 0 | 0 | 0 | 0 | 0 | 0 | 6412553.4642 | 0 | 0 | 0 | 0 | 0 | 0 | 0 | 0 | 0 | 0 | 0 | 0 | 70858.9504 | 0 | 0 | 0 | 0 | 0 | 0 | 0 | 0 | 16077.4137 | 0 | 0 | 0 | 0 | 0 | 0 | 0 | 0 | 0 | 0
2016-04-28 | 0 | 0 | 0 | 0 | 0 | 0 | 369470.0035 | 460658 | 0 | 0 | 0 | 0 | 198884.1747 | 0 | 0 | 0 | 0 | 0 | 0 | 6321365.4677 | 0 | 0 | 0 | 0 | 0 | 0 | 0 | 0 | 0 | 0 | 0 | 0 | 0 | 0 | 0 | 0 | 0 | 0 | 0 | 0 | 0 | 201062.2218 | 292250.2184 | 0 | 0 | 0 | 0 | 0 | 0 | 0 | 0 | 0
2016-04-28 01:00 | 0 | 0 | 0 | 0 | 0 | 60502.0468 | 100389.7348 | 453142 | 0 | 0 | 0 | 0 | 198884.1747 | 0 | 0 | 0 | 0 | 0 | 0 | 6029115.2493 | 0 | 0 | 0 | 0 | 0 | 0 | 0 | 0 | 0 | 0 | 0 | 0 | 0 | 0 | 0 | 0 | 0 | 0 | 0 | 0 | 0 | 0 | 292250.2184 | 0 | 0 | 0 | 0 | 0 | 0 | 0 | 0 | 0
2016-04-28 02:00 | 0 | 0 | 0 | 0 | 0 | 67972.8561 | 1457.9751 | 432540 | 0 | 0 | 0 | 0 | 128025.2243 | 0 | 0 | 0 | 0 | 0 | 0 | 5736865.0309 | 0 | 0 | 0 | 0 | 0 | 0 | 0 | 0 | 0 | 0 | 0 | 0 | -70858.9504 | 0 | 0 | 0 | 0 | 0 | 0 | 0 | 0 | 0 | 292250.2184 | 0 | 0 | 0 | 0 | 0 | 0 | 0 | 0 | 0
2016-04-28 03:00 | 0 | 0 | 0 | 0 | 0 | 185050.732 | 0 | 406442 | 0 | 0 | 0 | 0 | 198884.1747 | 0 | 0 | 0 | 0 | 0 | 0 | 5444614.8125 | 0 | 0 | 0 | 0 | 0 | 0 | 0 | 0 | 0 | 0 | 0 | 0 | 70858.9504 | 0 | 0 | 0 | 0 | 0 | 0 | 0 | 0 | 0 | 292250.2184 | 0 | 0 | 0 | 0 | 0 | 0 | 0 | 0 | 0
2016-04-28 04:00 | 0 | 0 | 0 | 0 | 0 | 19111.8312 | 0 | 382221 | 0 | 0 | 0 | 0 | 128025.2243 | 0 | 0 | 0 | 0 | 0 | 0 | 5152364.5941 | 0 | 0 | 0 | 0 | 0 | 0 | 0 | 0 | 0 | 0 | 0 | 0 | -70858.9504 | 0 | 0 | 0 | 0 | 0 | 0 | 0 | 0 | 0 | 292250.2184 | 0 | 0 | 0 | 0 | 0 | 0 | 0 | 0 | 0
2016-04-28 05:00 | 0 | 0 | 0 | 0 | 0 | 140646.732 | 0 | 362038 | 0 | 0 | 0 | 0 | 198884.1747 | 0 | 0 | 0 | 0 | 0 | 0 | 4860114.3757 | 0 | 0 | 0 | 0 | 0 | 0 | 0 | 0 | 0 | 0 | 0 | 0 | 70858.9504 | 0 | 0 | 0 | 0 | 0 | 0 | 0 | 0 | 0 | 292250.2184 | 0 | 0 | 0 | 0 | 0 | 0 | 0 | 0 | 0
2016-04-28 06:00 | 0 | 0 | 0 | 0 | 0 | 0 | 0 | 346774 | 0 | 0 | 0 | 0 | 128025.2243 | 0 | 0 | 0 | 0 | 0 | 0 | 4584199.3261 | 0 | 0 | 0 | 0 | 0 | 0 | 0 | 0 | 0 | 0 | 0 | 0 | -70858.9504 | 0 | 0 | 0 | 0 | 0 | 0 | 0 | 0 | 16335.1688 | 292250.2184 | 0 | 0 | 0 | 0 | 0 | 0 | 0 | 0 | 0
2016-04-28 07:00 | 0 | 0 | 0 | 0 | 0 | 373110.3294 | 0 | 337582 | 0 | 0 | 0 | 0 | 124096.732 | 0 | 0 | 0 | 0 | 0 | 0 | 4623656.1478 | 0 | 0 | 0 | 0 | 0 | 0 | 0 | 0 | 0 | 0 | 0 | 0 | -3928.4923 | 0 | 0 | 0 | 0 | 0 | 0 | 0 | 0 | 331707.04 | 292250.2184 | 0 | 0 | 0 | 0 | 0 | 0 | 0 | 0 | 0
2016-04-28 08:00 | 0 | 0 | 0 | 0 | 0 | 114858.732 | 0 | 336250 | 0 | 0 | 0 | 0 | 194955.6824 | 0 | 0 | 0 | 0 | 0 | 0 | 4331405.9294 | 0 | 0 | 0 | 0 | 0 | 0 | 0 | 0 | 0 | 0 | 0 | 0 | 70858.9504 | 0 | 0 | 0 | 0 | 0 | 0 | 0 | 0 | 0 | 292250.2184 | 0 | 0 | 0 | 0 | 0 | 0 | 0 | 0 | 0
2016-04-28 09:00 | 0 | 0 | 0 | 0 | 0 | 0 | 0 | 345488 | 0 | 0 | 0 | 0 | 141717.9008 | 0 | 0 | 0 | 0 | 0 | 0 | 4039155.711 | 0 | 0 | 0 | 0 | 0 | 0 | 0 | 0 | 0 | 0 | 0 | 0 | -53237.7816 | 0 | 0 | 0 | 0 | 0 | 0 | 0 | 0 | 0 | 292250.2184 | 0 | 0 | 0 | 0 | 0 | 0 | 0 | 0 | 0
2016-04-28 10:00 | 0 | 0 | 0 | 0 | 0 | 4925.8312 | 0 | 368035 | 0 | 0 | 0 | 0 | 70858.9504 | 0 | 0 | 0 | 0 | 0 | 0 | 3746905.4926 | 0 | 0 | 0 | 0 | 0 | 0 | 0 | 0 | 0 | 0 | 0 | 0 | -70858.9504 | 0 | 0 | 0 | 0 | 0 | 0 | 0 | 0 | 0 | 292250.2184 | 0 | 0 | 0 | 0 | 0 | 0 | 0 | 0 | 0
2016-04-28 11:00 | 0 | 0 | 0 | 0 | 0 | 28736.8312 | 0 | 391846 | 0 | 0 | 0 | 0 | 0 | 0 | 0 | 0 | 0 | 0 | 0 | 3454655.2742 | 0 | 0 | 0 | 0 | 0 | 0 | 0 | 0 | 0 | 0 | 0 | 0 | -70858.9504 | 0 | 0 | 0 | 0 | 0 | 0 | 0 | 0 | 0 | 292250.2184 | 0 | 0 | 0 | 0 | 0 | 0 | 0 | 0 | 0
2016-04-28 12:00 | 0 | 0 | 0 | 0 | 0 | 279412.2567 | 14878.8348 | 406902 | 0 | 0 | 0 | 0 | 70858.9504 | 0 | 0 | 0 | 0 | 0 | 0 | 3271185.4154 | 0 | 0 | 0 | 0 | 0 | 0 | 0 | 0 | 0 | 0 | 0 | 0 | 70858.9504 | 0 | 0 | 0 | 0 | 0 | 0 | 0 | 0 | 108780.3595 | 292250.2184 | 0 | 0 | 0 | 0 | 0 | 0 | 0 | 0 | 0
2016-04-28 13:00 | 0 | 0 | 0 | 0 | 0 | 0 | 254071.3778 | 419282 | 0 | 0 | 0 | 0 | 0 | 0 | 0 | 0 | 0 | 0 | 0 | 3176833.7436 | 0 | 0 | 0 | 0 | 0 | 0 | 0 | 0 | 0 | 0 | 0 | 0 | -70858.9504 | 0 | 0 | 0 | 0 | 0 | 0 | 0 | 0 | 197898.5466 | 292250.2184 | 0 | 0 | 0 | 0 | 0 | 0 | 0 | 0 | 0
2016-04-28 14:00 | 0 | 0 | 0 | 0 | 0 | 0 | 529563.7912 | 433056 | 0 | 0 | 0 | 0 | 0 | 0 | 0 | 0 | 0 | 0 | 0 | 3273341.5348 | 0 | 0 | 0 | 0 | 0 | 0 | 0 | 0 | 0 | 0 | 0 | 0 | 0 | 0 | 0 | 0 | 0 | 0 | 0 | 0 | 0 | 96507.7912 | 0 | 0 | 0 | 0 | 0 | 0 | 0 | 0 | 0 | 0
2016-04-28 15:00 | 0 | 0 | 0 | 0 | 0 | 0 | 702704.3247 | 441684 | 0 | 0 | 0 | 0 | 0 | 0 | 0 | 0 | 0 | 0 | 0 | 3534361.8595 | 0 | 0 | 0 | 0 | 0 | 0 | 0 | 0 | 0 | 0 | 0 | 0 | 0 | 0 | 0 | 0 | 0 | 0 | 0 | 0 | 0 | 261020.3247 | 0 | 0 | 0 | 0 | 0 | 0 | 0 | 0 | 0 | 0
2016-04-28 16:00 | 0 | 0 | 0 | 0 | 0 | 0 | 781957.9972 | 450834 | 0 | 0 | 0 | 0 | 70858.9504 | 0 | 0 | 0 | 0 | 0 | 0 | 3794626.9063 | 0 | 0 | 0 | 0 | 0 | 0 | 0 | 0 | 0 | 0 | 0 | 0 | 70858.9504 | 0 | 0 | 0 | 0 | 0 | 0 | 0 | 0 | 260265.0468 | 0 | 0 | 0 | 0 | 0 | 0 | 0 | 0 | 0 | 0
2016-04-28 17:00 | 0 | 0 | 0 | 0 | 0 | 0 | 798070.968 | 458772 | 0 | 0 | 0 | 0 | 128025.2243 | 0 | 0 | 0 | 0 | 0 | 0 | 4076759.6005 | 0 | 0 | 0 | 0 | 0 | 0 | 0 | 0 | 0 | 0 | 0 | 0 | 57166.2739 | 0 | 0 | 0 | 0 | 0 | 0 | 0 | 0 | 282132.6942 | 0 | 0 | 0 | 0 | 0 | 0 | 0 | 0 | 0 | 0
2016-04-28 18:00 | 0 | 0 | 0 | 0 | 0 | 0 | 791153.9479 | 465420 | 0 | 0 | 0 | 0 | 198884.1747 | 0 | 0 | 0 | 0 | 0 | 0 | 4331634.598 | 0 | 0 | 0 | 0 | 0 | 0 | 0 | 0 | 0 | 0 | 0 | 0 | 70858.9504 | 0 | 0 | 0 | 0 | 0 | 0 | 0 | 0 | 254874.9975 | 0 | 0 | 0 | 0 | 0 | 0 | 0 | 0 | 0 | 0
2016-04-28 19:00 | 0 | 0 | 0 | 0 | 0 | 0 | 777164.3793 | 469346 | 0 | 0 | 0 | 0 | 198884.1747 | 0 | 0 | 0 | 0 | 0 | 0 | 4639452.9773 | 0 | 0 | 0 | 0 | 0 | 0 | 0 | 0 | 0 | 0 | 0 | 0 | 0 | 0 | 0 | 0 | 0 | 0 | 0 | 0 | 0 | 307818.3793 | 0 | 0 | 0 | 0 | 0 | 0 | 0 | 0 | 0 | 0
2016-04-28 20:00 | 0 | 0 | 0 | 0 | 0 | 0 | 761399.4025 | 472165 | 0 | 0 | 0 | 0 | 198884.1747 | 0 | 0 | 0 | 0 | 0 | 0 | 4928687.3798 | 0 | 0 | 0 | 0 | 0 | 0 | 0 | 0 | 0 | 0 | 0 | 0 | 0 | 0 | 0 | 0 | 0 | 0 | 0 | 0 | 0 | 289234.4025 | 0 | 0 | 0 | 0 | 0 | 0 | 0 | 0 | 0 | 0
2016-04-28 21:00 | 0 | 0 | 0 | 0 | 0 | 0 | 728253.8879 | 474195 | 0 | 0 | 0 | 0 | 128025.2243 | 0 | 0 | 0 | 0 | 0 | 0 | 5253605.2182 | 0 | 0 | 0 | 0 | 0 | 0 | 0 | 0 | 0 | 0 | 0 | 0 | -70858.9504 | 0 | 0 | 0 | 0 | 0 | 0 | 0 | 0 | 324917.8383 | 0 | 0 | 0 | 0 | 0 | 0 | 0 | 0 | 0 | 0
2016-04-28 22:00 | 0 | 0 | 0 | 0 | 0 | 0 | 667597.7663 | 471519 | 0 | 0 | 0 | 0 | 198884.1747 | 0 | 0 | 0 | 0 | 0 | 0 | 5378825.0341 | 0 | 0 | 0 | 0 | 0 | 0 | 0 | 0 | 0 | 0 | 0 | 0 | 70858.9504 | 0 | 0 | 0 | 0 | 0 | 0 | 0 | 0 | 125219.8159 | 0 | 0 | 0 | 0 | 0 | 0 | 0 | 0 | 0 | 0
2016-04-28 23:00 | 0 | 0 | 0 | 0 | 0 | 0 | 548818.4819 | 466295 | 0 | 0 | 0 | 0 | 198884.1747 | 0 | 0 | 0 | 0 | 0 | 0 | 5461348.516 | 0 | 0 | 0 | 0 | 0 | 0 | 0 | 0 | 0 | 0 | 0 | 0 | 0 | 0 | 0 | 0 | 0 | 0 | 0 | 0 | 0 | 82523.4819 | 0 | 0 | 0 | 0 | 0 | 0 | 0 | 0 | 0 | 0
2016-04-29 | 0 | 0 | 0 | 0 | 0 | 0 | 379075.2618 | 464614 | 0 | 0 | 0 | 0 | 198884.1747 | 0 | 0 | 0 | 0 | 0 | 0 | 5375809.7778 | 0 | 0 | 0 | 0 | 0 | 0 | 0 | 0 | 0 | 0 | 0 | 0 | 0 | 0 | 0 | 0 | 0 | 0 | 0 | 0 | 0 | 206711.4802 | 292250.2184 | 0 | 0 | 0 | 0 | 0 | 0 | 0 | 0 | 0
2016-04-29 01:00 | 0 | 0 | 0 | 0 | 0 | 112666.9437 | 128031.6933 | 457563 | 0 | 0 | 0 | 0 | 198884.1747 | 0 | 0 | 0 | 0 | 0 | 0 | 5158945.4147 | 0 | 0 | 0 | 0 | 0 | 0 | 0 | 0 | 0 | 0 | 0 | 0 | 0 | 0 | 0 | 0 | 0 | 0 | 0 | 0 | 0 | 75385.8553 | 292250.2184 | 0 | 0 | 0 | 0 | 0 | 0 | 0 | 0 | 0
2016-04-29 02:00 | 0 | 0 | 0 | 0 | 0 | 71373.0798 | 2620.7515 | 437103 | 0 | 0 | 0 | 0 | 128025.2243 | 0 | 0 | 0 | 0 | 0 | 0 | 4866695.1963 | 0 | 0 | 0 | 0 | 0 | 0 | 0 | 0 | 0 | 0 | 0 | 0 | -70858.9504 | 0 | 0 | 0 | 0 | 0 | 0 | 0 | 0 | 0 | 292250.2184 | 0 | 0 | 0 | 0 | 0 | 0 | 0 | 0 | 0
2016-04-29 03:00 | 0 | 0 | 0 | 0 | 0 | 190599.732 | 0 | 411991 | 0 | 0 | 0 | 0 | 198884.1747 | 0 | 0 | 0 | 0 | 0 | 0 | 4574444.9779 | 0 | 0 | 0 | 0 | 0 | 0 | 0 | 0 | 0 | 0 | 0 | 0 | 70858.9504 | 0 | 0 | 0 | 0 | 0 | 0 | 0 | 0 | 0 | 292250.2184 | 0 | 0 | 0 | 0 | 0 | 0 | 0 | 0 | 0
2016-04-29 04:00 | 0 | 0 | 0 | 0 | 0 | 95691.7816 | 0 | 387942 | 0 | 0 | 0 | 0 | 198884.1747 | 0 | 0 | 0 | 0 | 0 | 0 | 4282194.7596 | 0 | 0 | 0 | 0 | 0 | 0 | 0 | 0 | 0 | 0 | 0 | 0 | 0 | 0 | 0 | 0 | 0 | 0 | 0 | 0 | 0 | 0 | 292250.2184 | 0 | 0 | 0 | 0 | 0 | 0 | 0 | 0 | 0
2016-04-29 05:00 | 0 | 0 | 0 | 0 | 0 | 4413.8312 | 0 | 367523 | 0 | 0 | 0 | 0 | 128025.2243 | 0 | 0 | 0 | 0 | 0 | 0 | 3989944.5412 | 0 | 0 | 0 | 0 | 0 | 0 | 0 | 0 | 0 | 0 | 0 | 0 | -70858.9504 | 0 | 0 | 0 | 0 | 0 | 0 | 0 | 0 | 0 | 292250.2184 | 0 | 0 | 0 | 0 | 0 | 0 | 0 | 0 | 0
2016-04-29 06:00 | 0 | 0 | 0 | 0 | 0 | 2981.5077 | 0 | 352398 | 0 | 0 | 0 | 0 | 70858.9504 | 0 | 0 | 0 | 0 | 0 | 0 | 3697694.3228 | 0 | 0 | 0 | 0 | 0 | 0 | 0 | 0 | 0 | 0 | 0 | 0 | -57166.2739 | 0 | 0 | 0 | 0 | 0 | 0 | 0 | 0 | 0 | 292250.2184 | 0 | 0 | 0 | 0 | 0 | 0 | 0 | 0 | 0
2016-04-29 07:00 | 0 | 0 | 0 | 0 | 0 | 0 | 0 | 343479 | 0 | 0 | 0 | 0 | 0 | 0 | 0 | 0 | 0 | 0 | 0 | 3425074.2732 | 0 | 0 | 0 | 0 | 0 | 0 | 0 | 0 | 0 | 0 | 0 | 0 | -70858.9504 | 0 | 0 | 0 | 0 | 0 | 0 | 0 | 0 | 19630.1688 | 292250.2184 | 0 | 0 | 0 | 0 | 0 | 0 | 0 | 0 | 0
2016-04-29 08:00 | 0 | 0 | 0 | 0 | 0 | 120199.732 | 0 | 341591 | 0 | 0 | 0 | 0 | 70858.9504 | 0 | 0 | 0 | 0 | 0 | 0 | 3132824.0548 | 0 | 0 | 0 | 0 | 0 | 0 | 0 | 0 | 0 | 0 | 0 | 0 | 70858.9504 | 0 | 0 | 0 | 0 | 0 | 0 | 0 | 0 | 0 | 292250.2184 | 0 | 0 | 0 | 0 | 0 | 0 | 0 | 0 | 0
2016-04-29 09:00 | 0 | 0 | 0 | 0 | 0 | 0 | 0 | 348117 | 0 | 0 | 0 | 0 | 0 | 0 | 0 | 0 | 0 | 0 | 0 | 2855566.0052 | 0 | 0 | 0 | 0 | 0 | 0 | 0 | 0 | 0 | 0 | 0 | 0 | -70858.9504 | 0 | 0 | 0 | 0 | 0 | 0 | 0 | 0 | 14992.1688 | 292250.2184 | 0 | 0 | 0 | 0 | 0 | 0 | 0 | 0 | 0
2016-04-29 10:00 | 0 | 0 | 0 | 0 | 0 | 262207.8231 | 0 | 371354 | 0 | 0 | 0 | 0 | 70858.9504 | 0 | 0 | 0 | 0 | 0 | 0 | 2675560.8779 | 0 | 0 | 0 | 0 | 0 | 0 | 0 | 0 | 0 | 0 | 0 | 0 | 70858.9504 | 0 | 0 | 0 | 0 | 0 | 0 | 0 | 0 | 112245.0911 | 292250.2184 | 0 | 0 | 0 | 0 | 0 | 0 | 0 | 0 | 0
2016-04-29 11:00 | 0 | 0 | 0 | 0 | 0 | 30703.8312 | 0 | 393813 | 0 | 0 | 0 | 0 | 0 | 0 | 0 | 0 | 0 | 0 | 0 | 2383310.6595 | 0 | 0 | 0 | 0 | 0 | 0 | 0 | 0 | 0 | 0 | 0 | 0 | -70858.9504 | 0 | 0 | 0 | 0 | 0 | 0 | 0 | 0 | 0 | 292250.2184 | 0 | 0 | 0 | 0 | 0 | 0 | 0 | 0 | 0
2016-04-29 12:00 | 0 | 0 | 0 | 0 | 0 | 247050.6344 | 10017.9381 | 409204 | 0 | 0 | 0 | 0 | 0 | 0 | 0 | 0 | 0 | 0 | 0 | 2231175.232 | 0 | 0 | 0 | 0 | 0 | 0 | 0 | 0 | 0 | 0 | 0 | 0 | 0 | 0 | 0 | 0 | 0 | 0 | 0 | 0 | 0 | 140114.7908 | 292250.2184 | 0 | 0 | 0 | 0 | 0 | 0 | 0 | 0 | 0
2016-04-29 13:00 | 0 | 0 | 0 | 0 | 0 | 0 | 263306.6208 | 422065 | 0 | 0 | 0 | 0 | 0 | 0 | 0 | 0 | 0 | 0 | 0 | 2072416.8528 | 0 | 0 | 0 | 0 | 0 | 0 | 0 | 0 | 0 | 0 | 0 | 0 | 0 | 0 | 0 | 0 | 0 | 0 | 0 | 0 | 0 | 133491.8392 | 292250.2184 | 0 | 0 | 0 | 0 | 0 | 0 | 0 | 0 | 0
2016-04-29 14:00 | 0 | 0 | 0 | 0 | 0 | 0 | 556694.8775 | 435392 | 0 | 0 | 0 | 0 | 0 | 0 | 0 | 0 | 0 | 0 | 0 | 2193719.7303 | 0 | 0 | 0 | 0 | 0 | 0 | 0 | 0 | 0 | 0 | 0 | 0 | 0 | 0 | 0 | 0 | 0 | 0 | 0 | 0 | 0 | 121302.8775 | 0 | 0 | 0 | 0 | 0 | 0 | 0 | 0 | 0 | 0
2016-04-29 15:00 | 0 | 0 | 0 | 0 | 0 | 0 | 698029.7511 | 444825 | 0 | 0 | 0 | 0 | 70858.9504 | 0 | 0 | 0 | 0 | 0 | 0 | 2376065.531 | 0 | 0 | 0 | 0 | 0 | 0 | 0 | 0 | 0 | 0 | 0 | 0 | 70858.9504 | 0 | 0 | 0 | 0 | 0 | 0 | 0 | 0 | 182345.8007 | 0 | 0 | 0 | 0 | 0 | 0 | 0 | 0 | 0 | 0
2016-04-29 16:00 | 0 | 0 | 0 | 0 | 0 | 0 | 770977.4827 | 451813 | 0 | 0 | 0 | 0 | 128025.2243 | 0 | 0 | 0 | 0 | 0 | 0 | 2638063.7398 | 0 | 0 | 0 | 0 | 0 | 0 | 0 | 0 | 0 | 0 | 0 | 0 | 57166.2739 | 0 | 0 | 0 | 0 | 0 | 0 | 0 | 0 | 261998.2088 | 0 | 0 | 0 | 0 | 0 | 0 | 0 | 0 | 0 | 0
2016-04-29 17:00 | 0 | 0 | 0 | 0 | 0 | 0 | 776374.8918 | 458114 | 0 | 0 | 0 | 0 | 198884.1747 | 0 | 0 | 0 | 0 | 0 | 0 | 2885465.6812 | 0 | 0 | 0 | 0 | 0 | 0 | 0 | 0 | 0 | 0 | 0 | 0 | 70858.9504 | 0 | 0 | 0 | 0 | 0 | 0 | 0 | 0 | 247401.9414 | 0 | 0 | 0 | 0 | 0 | 0 | 0 | 0 | 0 | 0
2016-04-29 18:00 | 0 | 0 | 0 | 0 | 0 | 0 | 764554.0963 | 462240 | 0 | 0 | 0 | 0 | 169491.231 | 0 | 0 | 0 | 0 | 0 | 0 | 3217172.7212 | 0 | 0 | 0 | 0 | 0 | 0 | 0 | 0 | 0 | 0 | 0 | 0 | -29392.9437 | 0 | 0 | 0 | 0 | 0 | 0 | 0 | 0 | 331707.04 | 0 | 0 | 0 | 0 | 0 | 0 | 0 | 0 | 0 | 0
2016-04-29 19:00 | 0 | 0 | 0 | 0 | 0 | 0 | 750281.5156 | 463801 | 0 | 0 | 0 | 0 | 124264.7066 | 0 | 0 | 0 | 0 | 0 | 0 | 3548879.7611 | 0 | 0 | 0 | 0 | 0 | 0 | 0 | 0 | 0 | 0 | 0 | 0 | -45226.5244 | 0 | 0 | 0 | 0 | 0 | 0 | 0 | 0 | 331707.04 | 0 | 0 | 0 | 0 | 0 | 0 | 0 | 0 | 0 | 0
2016-04-29 20:00 | 0 | 0 | 0 | 0 | 0 | 0 | 739602.693 | 463626 | 0 | 0 | 0 | 0 | 68534.3596 | 0 | 0 | 0 | 0 | 0 | 0 | 3880586.8011 | 0 | 0 | 0 | 0 | 0 | 0 | 0 | 0 | 0 | 0 | 0 | 0 | -55730.347 | 0 | 0 | 0 | 0 | 0 | 0 | 0 | 0 | 331707.04 | 0 | 0 | 0 | 0 | 0 | 0 | 0 | 0 | 0 | 0
2016-04-29 21:00 | 0 | 0 | 0 | 0 | 0 | 0 | 712415.9075 | 460788 | 0 | 0 | 0 | 0 | 139393.31 | 0 | 0 | 0 | 0 | 0 | 0 | 4061355.7582 | 0 | 0 | 0 | 0 | 0 | 0 | 0 | 0 | 0 | 0 | 0 | 0 | 70858.9504 | 0 | 0 | 0 | 0 | 0 | 0 | 0 | 0 | 180768.9571 | 0 | 0 | 0 | 0 | 0 | 0 | 0 | 0 | 0 | 0
2016-04-29 22:00 | 0 | 0 | 0 | 0 | 0 | 0 | 657399.2183 | 453866 | 0 | 0 | 0 | 0 | 128025.2243 | 0 | 0 | 0 | 0 | 0 | 0 | 4276257.0623 | 0 | 0 | 0 | 0 | 0 | 0 | 0 | 0 | 0 | 0 | 0 | 0 | -11368.0858 | 0 | 0 | 0 | 0 | 0 | 0 | 0 | 0 | 214901.3041 | 0 | 0 | 0 | 0 | 0 | 0 | 0 | 0 | 0 | 0
2016-04-29 23:00 | 0 | 0 | 0 | 0 | 0 | 0 | 554392.0023 | 445437 | 0 | 0 | 0 | 0 | 198884.1747 | 0 | 0 | 0 | 0 | 0 | 0 | 4314353.1142 | 0 | 0 | 0 | 0 | 0 | 0 | 0 | 0 | 0 | 0 | 0 | 0 | 70858.9504 | 0 | 0 | 0 | 0 | 0 | 0 | 0 | 0 | 38096.0519 | 0 | 0 | 0 | 0 | 0 | 0 | 0 | 0 | 0 | 0
2016-04-30 | 0 | 0 | 0 | 0 | 0 | 0 | 380710.7067 | 444156 | 0 | 0 | 0 | 0 | 142415.3851 | 0 | 0 | 0 | 0 | 0 | 0 | 4307376.6106 | 0 | 0 | 0 | 0 | 0 | 0 | 0 | 0 | 0 | 0 | 0 | 0 | -56468.7896 | 0 | 0 | 0 | 0 | 0 | 0 | 0 | 0 | 285273.7147 | 292250.2184 | 0 | 0 | 0 | 0 | 0 | 0 | 0 | 0 | 0
2016-04-30 01:00 | 0 | 0 | 0 | 0 | 0 | 0 | 131262.452 | 438874 | 0 | 0 | 0 | 0 | 127054.0555 | 0 | 0 | 0 | 0 | 0 | 0 | 4015126.3922 | 0 | 0 | 0 | 0 | 0 | 0 | 0 | 0 | 0 | 0 | 0 | 0 | -15361.3296 | 0 | 0 | 0 | 0 | 0 | 0 | 0 | 0 | 0 | 292250.2184 | 0 | 0 | 0 | 0 | 0 | 0 | 0 | 0 | 0
2016-04-30 02:00 | 0 | 0 | 0 | 0 | 0 | 56597.8555 | 2956.9757 | 422664 | 0 | 0 | 0 | 0 | 56195.1051 | 0 | 0 | 0 | 0 | 0 | 0 | 3722876.1738 | 0 | 0 | 0 | 0 | 0 | 0 | 0 | 0 | 0 | 0 | 0 | 0 | -70858.9504 | 0 | 0 | 0 | 0 | 0 | 0 | 0 | 0 | 0 | 292250.2184 | 0 | 0 | 0 | 0 | 0 | 0 | 0 | 0 | 0
2016-04-30 03:00 | 0 | 0 | 0 | 0 | 0 | 181178.732 | 0 | 402570 | 0 | 0 | 0 | 0 | 127054.0555 | 0 | 0 | 0 | 0 | 0 | 0 | 3430625.9554 | 0 | 0 | 0 | 0 | 0 | 0 | 0 | 0 | 0 | 0 | 0 | 0 | 70858.9504 | 0 | 0 | 0 | 0 | 0 | 0 | 0 | 0 | 0 | 292250.2184 | 0 | 0 | 0 | 0 | 0 | 0 | 0 | 0 | 0
2016-04-30 04:00 | 0 | 0 | 0 | 0 | 0 | 159799.732 | 0 | 381191 | 0 | 0 | 0 | 0 | 197913.0059 | 0 | 0 | 0 | 0 | 0 | 0 | 3138375.737 | 0 | 0 | 0 | 0 | 0 | 0 | 0 | 0 | 0 | 0 | 0 | 0 | 70858.9504 | 0 | 0 | 0 | 0 | 0 | 0 | 0 | 0 | 0 | 292250.2184 | 0 | 0 | 0 | 0 | 0 | 0 | 0 | 0 | 0
2016-04-30 05:00 | 0 | 0 | 0 | 0 | 0 | 0 | 0 | 362138 | 0 | 0 | 0 | 0 | 128025.2243 | 0 | 0 | 0 | 0 | 0 | 0 | 2846125.5186 | 0 | 0 | 0 | 0 | 0 | 0 | 0 | 0 | 0 | 0 | 0 | 0 | -69887.7816 | 0 | 0 | 0 | 0 | 0 | 0 | 0 | 0 | 0 | 292250.2184 | 0 | 0 | 0 | 0 | 0 | 0 | 0 | 0 | 0
2016-04-30 06:00 | 0 | 0 | 0 | 0 | 0 | 0 | 0 | 347527 | 0 | 0 | 0 | 0 | 57166.2739 | 0 | 0 | 0 | 0 | 0 | 0 | 2569457.469 | 0 | 0 | 0 | 0 | 0 | 0 | 0 | 0 | 0 | 0 | 0 | 0 | -70858.9504 | 0 | 0 | 0 | 0 | 0 | 0 | 0 | 0 | 15582.1688 | 292250.2184 | 0 | 0 | 0 | 0 | 0 | 0 | 0 | 0 | 0
2016-04-30 07:00 | 0 | 0 | 0 | 0 | 0 | 424596.6271 | 0 | 338012 | 0 | 0 | 0 | 0 | 128025.2243 | 0 | 0 | 0 | 0 | 0 | 0 | 2585183.1457 | 0 | 0 | 0 | 0 | 0 | 0 | 0 | 0 | 0 | 0 | 0 | 0 | 70858.9504 | 0 | 0 | 0 | 0 | 0 | 0 | 0 | 0 | 307975.8951 | 292250.2184 | 0 | 0 | 0 | 0 | 0 | 0 | 0 | 0 | 0
2016-04-30 08:00 | 0 | 0 | 0 | 0 | 0 | 111184.732 | 0 | 332576 | 0 | 0 | 0 | 0 | 198884.1747 | 0 | 0 | 0 | 0 | 0 | 0 | 2292932.9273 | 0 | 0 | 0 | 0 | 0 | 0 | 0 | 0 | 0 | 0 | 0 | 0 | 70858.9504 | 0 | 0 | 0 | 0 | 0 | 0 | 0 | 0 | 0 | 292250.2184 | 0 | 0 | 0 | 0 | 0 | 0 | 0 | 0 | 0
2016-04-30 09:00 | 0 | 0 | 0 | 0 | 0 | 0 | 0 | 332710 | 0 | 0 | 0 | 0 | 141717.9008 | 0 | 0 | 0 | 0 | 0 | 0 | 2017389.2012 | 0 | 0 | 0 | 0 | 0 | 0 | 0 | 0 | 0 | 0 | 0 | 0 | -57166.2739 | 0 | 0 | 0 | 0 | 0 | 0 | 0 | 0 | 16706.4923 | 292250.2184 | 0 | 0 | 0 | 0 | 0 | 0 | 0 | 0 | 0
2016-04-30 10:00 | 0 | 0 | 0 | 0 | 0 | 0 | 0 | 336162 | 0 | 0 | 0 | 0 | 70858.9504 | 0 | 0 | 0 | 0 | 0 | 0 | 1752086.1516 | 0 | 0 | 0 | 0 | 0 | 0 | 0 | 0 | 0 | 0 | 0 | 0 | -70858.9504 | 0 | 0 | 0 | 0 | 0 | 0 | 0 | 0 | 26947.1688 | 292250.2184 | 0 | 0 | 0 | 0 | 0 | 0 | 0 | 0 | 0
2016-04-30 11:00 | 0 | 0 | 0 | 0 | 0 | 0 | 0 | 344325 | 0 | 0 | 0 | 0 | 0 | 0 | 0 | 0 | 0 | 0 | 0 | 1478620.102 | 0 | 0 | 0 | 0 | 0 | 0 | 0 | 0 | 0 | 0 | 0 | 0 | -70858.9504 | 0 | 0 | 0 | 0 | 0 | 0 | 0 | 0 | 18784.1688 | 292250.2184 | 0 | 0 | 0 | 0 | 0 | 0 | 0 | 0 | 0
2016-04-30 12:00 | 0 | 0 | 0 | 0 | 0 | 317468.5004 | 18633.9635 | 359766 | 0 | 0 | 0 | 0 | 0 | 0 | 0 | 0 | 0 | 0 | 0 | 1454956.5659 | 0 | 0 | 0 | 0 | 0 | 0 | 0 | 0 | 0 | 0 | 0 | 0 | 0 | 0 | 0 | 0 | 0 | 0 | 0 | 0 | 0 | 268586.6823 | 292250.2184 | 0 | 0 | 0 | 0 | 0 | 0 | 0 | 0 | 0
2016-04-30 13:00 | 0 | 0 | 0 | 0 | 0 | 0 | 320402.0846 | 376422 | 0 | 0 | 0 | 0 | 0 | 0 | 0 | 0 | 0 | 0 | 0 | 1398936.6505 | 0 | 0 | 0 | 0 | 0 | 0 | 0 | 0 | 0 | 0 | 0 | 0 | 0 | 0 | 0 | 0 | 0 | 0 | 0 | 0 | 0 | 236230.303 | 292250.2184 | 0 | 0 | 0 | 0 | 0 | 0 | 0 | 0 | 0
2016-04-30 14:00 | 0 | 0 | 0 | 0 | 0 | 0 | 612355.4418 | 389822 | 0 | 0 | 0 | 0 | 0 | 0 | 0 | 0 | 0 | 0 | 0 | 1621470.0923 | 0 | 0 | 0 | 0 | 0 | 0 | 0 | 0 | 0 | 0 | 0 | 0 | 0 | 0 | 0 | 0 | 0 | 0 | 0 | 0 | 0 | 222533.4418 | 0 | 0 | 0 | 0 | 0 | 0 | 0 | 0 | 0 | 0
2016-04-30 15:00 | 0 | 0 | 0 | 0 | 0 | 0 | 731806.04 | 400099 | 0 | 0 | 0 | 0 | 0 | 0 | 0 | 0 | 0 | 0 | 0 | 1953177.1323 | 0 | 0 | 0 | 0 | 0 | 0 | 0 | 0 | 0 | 0 | 0 | 0 | 0 | 0 | 0 | 0 | 0 | 0 | 0 | 0 | 0 | 331707.04 | 0 | 0 | 0 | 0 | 0 | 0 | 0 | 0 | 0 | 0
2016-04-30 16:00 | 0 | 0 | 0 | 0 | 0 | 0 | 808684.9904 | 406119 | 0 | 0 | 0 | 0 | 70858.9504 | 0 | 0 | 0 | 0 | 0 | 0 | 2284884.1723 | 0 | 0 | 0 | 0 | 0 | 0 | 0 | 0 | 0 | 0 | 0 | 0 | 70858.9504 | 0 | 0 | 0 | 0 | 0 | 0 | 0 | 0 | 331707.04 | 0 | 0 | 0 | 0 | 0 | 0 | 0 | 0 | 0 | 0
2016-04-30 17:00 | 0 | 0 | 0 | 0 | 0 | 0 | 809869.4313 | 409523 | 0 | 0 | 0 | 0 | 139498.3417 | 0 | 0 | 0 | 0 | 0 | 0 | 2616591.2123 | 0 | 0 | 0 | 0 | 0 | 0 | 0 | 0 | 0 | 0 | 0 | 0 | 68639.3913 | 0 | 0 | 0 | 0 | 0 | 0 | 0 | 0 | 331707.04 | 0 | 0 | 0 | 0 | 0 | 0 | 0 | 0 | 0 | 0
2016-04-30 18:00 | 0 | 0 | 0 | 0 | 0 | 0 | 795179.3216 | 411456 | 0 | 0 | 0 | 0 | 191514.6233 | 0 | 0 | 0 | 0 | 0 | 0 | 2948298.2523 | 0 | 0 | 0 | 0 | 0 | 0 | 0 | 0 | 0 | 0 | 0 | 0 | 52016.2816 | 0 | 0 | 0 | 0 | 0 | 0 | 0 | 0 | 331707.04 | 0 | 0 | 0 | 0 | 0 | 0 | 0 | 0 | 0 | 0
2016-04-30 19:00 | 0 | 0 | 0 | 0 | 0 | 0 | 752545.5913 | 413469 | 0 | 0 | 0 | 0 | 198884.1747 | 0 | 0 | 0 | 0 | 0 | 0 | 3280005.2923 | 0 | 0 | 0 | 0 | 0 | 0 | 0 | 0 | 0 | 0 | 0 | 0 | 7369.5513 | 0 | 0 | 0 | 0 | 0 | 0 | 0 | 0 | 331707.04 | 0 | 0 | 0 | 0 | 0 | 0 | 0 | 0 | 0 | 0
2016-04-30 20:00 | 0 | 0 | 0 | 0 | 0 | 0 | 748464.04 | 416757 | 0 | 0 | 0 | 0 | 198884.1747 | 0 | 0 | 0 | 0 | 0 | 0 | 3611712.3323 | 0 | 0 | 0 | 0 | 0 | 0 | 0 | 0 | 0 | 0 | 0 | 0 | 0 | 0 | 0 | 0 | 0 | 0 | 0 | 0 | 0 | 331707.04 | 0 | 0 | 0 | 0 | 0 | 0 | 0 | 0 | 0 | 0
2016-04-30 21:00 | 0 | 0 | 0 | 0 | 0 | 0 | 715584.5673 | 418294 | 0 | 0 | 0 | 0 | 164467.7019 | 0 | 0 | 0 | 0 | 0 | 0 | 3943419.3723 | 0 | 0 | 0 | 0 | 0 | 0 | 0 | 0 | 0 | 0 | 0 | 0 | -34416.4727 | 0 | 0 | 0 | 0 | 0 | 0 | 0 | 0 | 331707.04 | 0 | 0 | 0 | 0 | 0 | 0 | 0 | 0 | 0 | 0
2016-04-30 22:00 | 0 | 0 | 0 | 0 | 0 | 0 | 645022.1306 | 417016 | 0 | 0 | 0 | 0 | 128025.2243 | 0 | 0 | 0 | 0 | 0 | 0 | 4207867.9805 | 0 | 0 | 0 | 0 | 0 | 0 | 0 | 0 | 0 | 0 | 0 | 0 | -36442.4777 | 0 | 0 | 0 | 0 | 0 | 0 | 0 | 0 | 264448.6082 | 0 | 0 | 0 | 0 | 0 | 0 | 0 | 0 | 0 | 0
2016-04-30 23:00 | 0 | 0 | 0 | 0 | 0 | 0 | 529117.4778 | 415549 | 0 | 0 | 0 | 0 | 198884.1747 | 0 | 0 | 0 | 0 | 0 | 0 | 4250577.5079 | 0 | 0 | 0 | 0 | 0 | 0 | 0 | 0 | 0 | 0 | 0 | 0 | 70858.9504 | 0 | 0 | 0 | 0 | 0 | 0 | 0 | 0 | 42709.5274 | 0 | 0 | 0 | 0 | 0 | 0 | 0 | 0 | 0 | 0
2016-05-01 | 0 | 0 | 0 | 0 | 0 | 0 | 366005.7387 | 416916 | 0 | 0 | 0 | 0 | 198884.1747 | 0 | 0 | 0 | 0 | 0 | 0 | 4199667.2466 | 0 | 0 | 0 | 0 | 0 | 0 | 0 | 0 | 0 | 0 | 0 | 0 | 0 | 0 | 0 | 0 | 0 | 0 | 0 | 0 | 0 | 241339.9571 | 292250.2184 | 0 | 0 | 0 | 0 | 0 | 0 | 0 | 0 | 0
2016-05-01 01:00 | 0 | 0 | 0 | 0 | 0 | 0 | 139936.5429 | 412798 | 0 | 0 | 0 | 0 | 128025.2243 | 0 | 0 | 0 | 0 | 0 | 0 | 3997664.7399 | 0 | 0 | 0 | 0 | 0 | 0 | 0 | 0 | 0 | 0 | 0 | 0 | -70858.9504 | 0 | 0 | 0 | 0 | 0 | 0 | 0 | 0 | 90247.7117 | 292250.2184 | 0 | 0 | 0 | 0 | 0 | 0 | 0 | 0 | 0
2016-05-01 02:00 | 0 | 0 | 0 | 0 | 0 | 366531.2489 | 3569.6223 | 401503 | 0 | 0 | 0 | 0 | 57166.2739 | 0 | 0 | 0 | 0 | 0 | 0 | 4037121.5616 | 0 | 0 | 0 | 0 | 0 | 0 | 0 | 0 | 0 | 0 | 0 | 0 | -70858.9504 | 0 | 0 | 0 | 0 | 0 | 0 | 0 | 0 | 331707.04 | 292250.2184 | 0 | 0 | 0 | 0 | 0 | 0 | 0 | 0 | 0
2016-05-01 03:00 | 0 | 0 | 0 | 0 | 0 | 163968.732 | 0 | 385360 | 0 | 0 | 0 | 0 | 128025.2243 | 0 | 0 | 0 | 0 | 0 | 0 | 3744871.3432 | 0 | 0 | 0 | 0 | 0 | 0 | 0 | 0 | 0 | 0 | 0 | 0 | 70858.9504 | 0 | 0 | 0 | 0 | 0 | 0 | 0 | 0 | 0 | 292250.2184 | 0 | 0 | 0 | 0 | 0 | 0 | 0 | 0 | 0
2016-05-01 04:00 | 0 | 0 | 0 | 0 | 0 | 144373.732 | 0 | 365765 | 0 | 0 | 0 | 0 | 198884.1747 | 0 | 0 | 0 | 0 | 0 | 0 | 3452621.1248 | 0 | 0 | 0 | 0 | 0 | 0 | 0 | 0 | 0 | 0 | 0 | 0 | 70858.9504 | 0 | 0 | 0 | 0 | 0 | 0 | 0 | 0 | 0 | 292250.2184 | 0 | 0 | 0 | 0 | 0 | 0 | 0 | 0 | 0
2016-05-01 05:00 | 0 | 0 | 0 | 0 | 0 | 0 | 0 | 348049 | 0 | 0 | 0 | 0 | 143085.3931 | 0 | 0 | 0 | 0 | 0 | 0 | 3160370.9064 | 0 | 0 | 0 | 0 | 0 | 0 | 0 | 0 | 0 | 0 | 0 | 0 | -55798.7816 | 0 | 0 | 0 | 0 | 0 | 0 | 0 | 0 | 0 | 292250.2184 | 0 | 0 | 0 | 0 | 0 | 0 | 0 | 0 | 0
2016-05-01 06:00 | 0 | 0 | 0 | 0 | 0 | 0 | 0 | 335251 | 0 | 0 | 0 | 0 | 72226.4427 | 0 | 0 | 0 | 0 | 0 | 0 | 2895978.8568 | 0 | 0 | 0 | 0 | 0 | 0 | 0 | 0 | 0 | 0 | 0 | 0 | -70858.9504 | 0 | 0 | 0 | 0 | 0 | 0 | 0 | 0 | 27858.1688 | 292250.2184 | 0 | 0 | 0 | 0 | 0 | 0 | 0 | 0 | 0
2016-05-01 07:00 | 0 | 0 | 0 | 0 | 0 | 69390.071 | 0 | 326397 | 0 | 0 | 0 | 0 | 107469.732 | 0 | 0 | 0 | 0 | 0 | 0 | 2603728.6384 | 0 | 0 | 0 | 0 | 0 | 0 | 0 | 0 | 0 | 0 | 0 | 0 | 35243.2894 | 0 | 0 | 0 | 0 | 0 | 0 | 0 | 0 | 0 | 292250.2184 | 0 | 0 | 0 | 0 | 0 | 0 | 0 | 0 | 0
2016-05-01 08:00 | 0 | 0 | 0 | 0 | 0 | 100143.732 | 0 | 321535 | 0 | 0 | 0 | 0 | 178328.6824 | 0 | 0 | 0 | 0 | 0 | 0 | 2311478.42 | 0 | 0 | 0 | 0 | 0 | 0 | 0 | 0 | 0 | 0 | 0 | 0 | 70858.9504 | 0 | 0 | 0 | 0 | 0 | 0 | 0 | 0 | 0 | 292250.2184 | 0 | 0 | 0 | 0 | 0 | 0 | 0 | 0 | 0
2016-05-01 09:00 | 0 | 0 | 0 | 0 | 0 | 0 | 0 | 319199 | 0 | 0 | 0 | 0 | 107469.732 | 0 | 0 | 0 | 0 | 0 | 0 | 2063138.3704 | 0 | 0 | 0 | 0 | 0 | 0 | 0 | 0 | 0 | 0 | 0 | 0 | -70858.9504 | 0 | 0 | 0 | 0 | 0 | 0 | 0 | 0 | 43910.1688 | 292250.2184 | 0 | 0 | 0 | 0 | 0 | 0 | 0 | 0 | 0
2016-05-01 10:00 | 0 | 0 | 0 | 0 | 0 | 0 | 0 | 323091 | 0 | 0 | 0 | 0 | 36610.7816 | 0 | 0 | 0 | 0 | 0 | 0 | 1810906.3208 | 0 | 0 | 0 | 0 | 0 | 0 | 0 | 0 | 0 | 0 | 0 | 0 | -70858.9504 | 0 | 0 | 0 | 0 | 0 | 0 | 0 | 0 | 40018.1688 | 292250.2184 | 0 | 0 | 0 | 0 | 0 | 0 | 0 | 0 | 0
2016-05-01 11:00 | 0 | 0 | 0 | 0 | 0 | 0 | 0 | 328861 | 0 | 0 | 0 | 0 | 0 | 0 | 0 | 0 | 0 | 0 | 0 | 1518656.1024 | 0 | 0 | 0 | 0 | 0 | 0 | 0 | 0 | 0 | 0 | 0 | 0 | -36610.7816 | 0 | 0 | 0 | 0 | 0 | 0 | 0 | 0 | 0 | 292250.2184 | 0 | 0 | 0 | 0 | 0 | 0 | 0 | 0 | 0
2016-05-01 12:00 | 0 | 0 | 0 | 0 | 0 | 357056.1987 | 28754.476 | 343758 | 0 | 0 | 0 | 0 | 70858.9504 | 0 | 0 | 0 | 0 | 0 | 0 | 1489849.8267 | 0 | 0 | 0 | 0 | 0 | 0 | 0 | 0 | 0 | 0 | 0 | 0 | 70858.9504 | 0 | 0 | 0 | 0 | 0 | 0 | 0 | 0 | 263443.9427 | 292250.2184 | 0 | 0 | 0 | 0 | 0 | 0 | 0 | 0 | 0
2016-05-01 13:00 | 0 | 0 | 0 | 0 | 0 | 0 | 298540.2904 | 362462 | 0 | 0 | 0 | 0 | 0 | 0 | 0 | 0 | 0 | 0 | 0 | 1496787.0675 | 0 | 0 | 0 | 0 | 0 | 0 | 0 | 0 | 0 | 0 | 0 | 0 | -70858.9504 | 0 | 0 | 0 | 0 | 0 | 0 | 0 | 0 | 299187.4592 | 292250.2184 | 0 | 0 | 0 | 0 | 0 | 0 | 0 | 0 | 0
2016-05-01 14:00 | 0 | 0 | 0 | 0 | 0 | 0 | 619993.1683 | 378251 | 0 | 0 | 0 | 0 | 0 | 0 | 0 | 0 | 0 | 0 | 0 | 1738529.2359 | 0 | 0 | 0 | 0 | 0 | 0 | 0 | 0 | 0 | 0 | 0 | 0 | 0 | 0 | 0 | 0 | 0 | 0 | 0 | 0 | 0 | 241742.1683 | 0 | 0 | 0 | 0 | 0 | 0 | 0 | 0 | 0 | 0
2016-05-01 15:00 | 0 | 0 | 0 | 0 | 0 | 0 | 721830.04 | 390123 | 0 | 0 | 0 | 0 | 0 | 0 | 0 | 0 | 0 | 0 | 0 | 2070236.2759 | 0 | 0 | 0 | 0 | 0 | 0 | 0 | 0 | 0 | 0 | 0 | 0 | 0 | 0 | 0 | 0 | 0 | 0 | 0 | 0 | 0 | 331707.04 | 0 | 0 | 0 | 0 | 0 | 0 | 0 | 0 | 0 | 0
2016-05-01 16:00 | 0 | 0 | 0 | 0 | 0 | 0 | 803058.9904 | 400493 | 0 | 0 | 0 | 0 | 70858.9504 | 0 | 0 | 0 | 0 | 0 | 0 | 2401943.3159 | 0 | 0 | 0 | 0 | 0 | 0 | 0 | 0 | 0 | 0 | 0 | 0 | 70858.9504 | 0 | 0 | 0 | 0 | 0 | 0 | 0 | 0 | 331707.04 | 0 | 0 | 0 | 0 | 0 | 0 | 0 | 0 | 0 | 0
2016-05-01 17:00 | 0 | 0 | 0 | 0 | 0 | 0 | 809919.9904 | 407354 | 0 | 0 | 0 | 0 | 141717.9008 | 0 | 0 | 0 | 0 | 0 | 0 | 2733650.3559 | 0 | 0 | 0 | 0 | 0 | 0 | 0 | 0 | 0 | 0 | 0 | 0 | 70858.9504 | 0 | 0 | 0 | 0 | 0 | 0 | 0 | 0 | 331707.04 | 0 | 0 | 0 | 0 | 0 | 0 | 0 | 0 | 0 | 0
2016-05-01 18:00 | 0 | 0 | 0 | 0 | 0 | 0 | 800800.3139 | 411927 | 0 | 0 | 0 | 0 | 198884.1747 | 0 | 0 | 0 | 0 | 0 | 0 | 3065357.3958 | 0 | 0 | 0 | 0 | 0 | 0 | 0 | 0 | 0 | 0 | 0 | 0 | 57166.2739 | 0 | 0 | 0 | 0 | 0 | 0 | 0 | 0 | 331707.04 | 0 | 0 | 0 | 0 | 0 | 0 | 0 | 0 | 0 | 0
2016-05-01 19:00 | 0 | 0 | 0 | 0 | 0 | 0 | 745916.04 | 414209 | 0 | 0 | 0 | 0 | 198884.1747 | 0 | 0 | 0 | 0 | 0 | 0 | 3397064.4358 | 0 | 0 | 0 | 0 | 0 | 0 | 0 | 0 | 0 | 0 | 0 | 0 | 0 | 0 | 0 | 0 | 0 | 0 | 0 | 0 | 0 | 331707.04 | 0 | 0 | 0 | 0 | 0 | 0 | 0 | 0 | 0 | 0
2016-05-01 20:00 | 0 | 0 | 0 | 0 | 0 | 0 | 752906.04 | 421199 | 0 | 0 | 0 | 0 | 198884.1747 | 0 | 0 | 0 | 0 | 0 | 0 | 3728771.4758 | 0 | 0 | 0 | 0 | 0 | 0 | 0 | 0 | 0 | 0 | 0 | 0 | 0 | 0 | 0 | 0 | 0 | 0 | 0 | 0 | 0 | 331707.04 | 0 | 0 | 0 | 0 | 0 | 0 | 0 | 0 | 0 | 0
2016-05-01 21:00 | 0 | 0 | 0 | 0 | 0 | 0 | 756181.04 | 424474 | 0 | 0 | 0 | 0 | 198884.1747 | 0 | 0 | 0 | 0 | 0 | 0 | 4060478.5158 | 0 | 0 | 0 | 0 | 0 | 0 | 0 | 0 | 0 | 0 | 0 | 0 | 0 | 0 | 0 | 0 | 0 | 0 | 0 | 0 | 0 | 331707.04 | 0 | 0 | 0 | 0 | 0 | 0 | 0 | 0 | 0 | 0
2016-05-01 22:00 | 0 | 0 | 0 | 0 | 0 | 0 | 711600.0018 | 425817 | 0 | 0 | 0 | 0 | 152960.1364 | 0 | 0 | 0 | 0 | 0 | 0 | 4392185.5558 | 0 | 0 | 0 | 0 | 0 | 0 | 0 | 0 | 0 | 0 | 0 | 0 | -45924.0382 | 0 | 0 | 0 | 0 | 0 | 0 | 0 | 0 | 331707.04 | 0 | 0 | 0 | 0 | 0 | 0 | 0 | 0 | 0 | 0
2016-05-01 23:00 | 0 | 0 | 0 | 0 | 0 | 0 | 604660.5652 | 426115 | 0 | 0 | 0 | 0 | 198884.1747 | 0 | 0 | 0 | 0 | 0 | 0 | 4524807.0828 | 0 | 0 | 0 | 0 | 0 | 0 | 0 | 0 | 0 | 0 | 0 | 0 | 45924.0382 | 0 | 0 | 0 | 0 | 0 | 0 | 0 | 0 | 132621.527 | 0 | 0 | 0 | 0 | 0 | 0 | 0 | 0 | 0 | 0
2016-05-02 | 0 | 0 | 0 | 0 | 0 | 0 | 434437.5776 | 429974 | 0 | 0 | 0 | 0 | 198884.1747 | 0 | 0 | 0 | 0 | 0 | 0 | 4529270.6604 | 0 | 0 | 0 | 0 | 0 | 0 | 0 | 0 | 0 | 0 | 0 | 0 | 0 | 0 | 0 | 0 | 0 | 0 | 0 | 0 | 0 | 4463.5776 | 0 | 0 | 0 | 0 | 0 | 0 | 0 | 0 | 0 | 0
2016-05-02 01:00 | 0 | 0 | 0 | 0 | 0 | 0 | 178100.2872 | 426880 | 0 | 0 | 0 | 0 | 129913.7014 | 0 | 0 | 0 | 0 | 0 | 0 | 4349461.4209 | 0 | 0 | 0 | 0 | 0 | 0 | 0 | 0 | 0 | 0 | 0 | 0 | -68970.4733 | 0 | 0 | 0 | 0 | 0 | 0 | 0 | 0 | 112440.9789 | 292250.2184 | 0 | 0 | 0 | 0 | 0 | 0 | 0 | 0 | 0
2016-05-02 02:00 | 0 | 0 | 0 | 0 | 0 | 184204.1854 | 4161.0695 | 411645 | 0 | 0 | 0 | 0 | 198884.1747 | 0 | 0 | 0 | 0 | 0 | 0 | 4057211.2025 | 0 | 0 | 0 | 0 | 0 | 0 | 0 | 0 | 0 | 0 | 0 | 0 | 68970.4733 | 0 | 0 | 0 | 0 | 0 | 0 | 0 | 0 | 0 | 292250.2184 | 0 | 0 | 0 | 0 | 0 | 0 | 0 | 0 | 0
2016-05-02 03:00 | 0 | 0 | 0 | 0 | 0 | 25866.8312 | 0 | 388976 | 0 | 0 | 0 | 0 | 128025.2243 | 0 | 0 | 0 | 0 | 0 | 0 | 3764960.9841 | 0 | 0 | 0 | 0 | 0 | 0 | 0 | 0 | 0 | 0 | 0 | 0 | -70858.9504 | 0 | 0 | 0 | 0 | 0 | 0 | 0 | 0 | 0 | 292250.2184 | 0 | 0 | 0 | 0 | 0 | 0 | 0 | 0 | 0
2016-05-02 04:00 | 0 | 0 | 0 | 0 | 0 | 176347.0384 | 0 | 368129 | 0 | 0 | 0 | 0 | 198884.1747 | 0 | 0 | 0 | 0 | 0 | 0 | 3502320.0721 | 0 | 0 | 0 | 0 | 0 | 0 | 0 | 0 | 0 | 0 | 0 | 0 | 70858.9504 | 0 | 0 | 0 | 0 | 0 | 0 | 0 | 0 | 29609.3064 | 292250.2184 | 0 | 0 | 0 | 0 | 0 | 0 | 0 | 0 | 0
2016-05-02 05:00 | 0 | 0 | 0 | 0 | 0 | 195079.7913 | 0 | 349560 | 0 | 0 | 0 | 0 | 198884.1747 | 0 | 0 | 0 | 0 | 0 | 0 | 3347839.8634 | 0 | 0 | 0 | 0 | 0 | 0 | 0 | 0 | 0 | 0 | 0 | 0 | 0 | 0 | 0 | 0 | 0 | 0 | 0 | 0 | 0 | 137770.0097 | 292250.2184 | 0 | 0 | 0 | 0 | 0 | 0 | 0 | 0 | 0
2016-05-02 06:00 | 0 | 0 | 0 | 0 | 0 | 0 | 0 | 337193 | 0 | 0 | 0 | 0 | 128025.2243 | 0 | 0 | 0 | 0 | 0 | 0 | 3081505.8138 | 0 | 0 | 0 | 0 | 0 | 0 | 0 | 0 | 0 | 0 | 0 | 0 | -70858.9504 | 0 | 0 | 0 | 0 | 0 | 0 | 0 | 0 | 25916.1688 | 292250.2184 | 0 | 0 | 0 | 0 | 0 | 0 | 0 | 0 | 0
2016-05-02 07:00 | 0 | 0 | 0 | 0 | 0 | 108415.732 | 0 | 329807 | 0 | 0 | 0 | 0 | 198884.1747 | 0 | 0 | 0 | 0 | 0 | 0 | 2789255.5955 | 0 | 0 | 0 | 0 | 0 | 0 | 0 | 0 | 0 | 0 | 0 | 0 | 70858.9504 | 0 | 0 | 0 | 0 | 0 | 0 | 0 | 0 | 0 | 292250.2184 | 0 | 0 | 0 | 0 | 0 | 0 | 0 | 0 | 0
2016-05-02 08:00 | 0 | 0 | 0 | 0 | 0 | 37058.7816 | 0 | 329309 | 0 | 0 | 0 | 0 | 198884.1747 | 0 | 0 | 0 | 0 | 0 | 0 | 2497005.3771 | 0 | 0 | 0 | 0 | 0 | 0 | 0 | 0 | 0 | 0 | 0 | 0 | 0 | 0 | 0 | 0 | 0 | 0 | 0 | 0 | 0 | 0 | 292250.2184 | 0 | 0 | 0 | 0 | 0 | 0 | 0 | 0 | 0
2016-05-02 09:00 | 0 | 0 | 0 | 0 | 0 | 0 | 0 | 339137 | 0 | 0 | 0 | 0 | 141717.9008 | 0 | 0 | 0 | 0 | 0 | 0 | 2215034.6509 | 0 | 0 | 0 | 0 | 0 | 0 | 0 | 0 | 0 | 0 | 0 | 0 | -57166.2739 | 0 | 0 | 0 | 0 | 0 | 0 | 0 | 0 | 10279.4923 | 292250.2184 | 0 | 0 | 0 | 0 | 0 | 0 | 0 | 0 | 0
2016-05-02 10:00 | 0 | 0 | 0 | 0 | 0 | 1483.8312 | 0 | 364593 | 0 | 0 | 0 | 0 | 70858.9504 | 0 | 0 | 0 | 0 | 0 | 0 | 1922784.4326 | 0 | 0 | 0 | 0 | 0 | 0 | 0 | 0 | 0 | 0 | 0 | 0 | -70858.9504 | 0 | 0 | 0 | 0 | 0 | 0 | 0 | 0 | 0 | 292250.2184 | 0 | 0 | 0 | 0 | 0 | 0 | 0 | 0 | 0
2016-05-02 11:00 | 0 | 0 | 0 | 0 | 0 | 25365.8312 | 0 | 388475 | 0 | 0 | 0 | 0 | 0 | 0 | 0 | 0 | 0 | 0 | 0 | 1630534.2142 | 0 | 0 | 0 | 0 | 0 | 0 | 0 | 0 | 0 | 0 | 0 | 0 | -70858.9504 | 0 | 0 | 0 | 0 | 0 | 0 | 0 | 0 | 0 | 292250.2184 | 0 | 0 | 0 | 0 | 0 | 0 | 0 | 0 | 0
2016-05-02 12:00 | 0 | 0 | 0 | 0 | 0 | 304579.2072 | 46306.2749 | 405413 | 0 | 0 | 0 | 0 | 0 | 0 | 0 | 0 | 0 | 0 | 0 | 1576006.6963 | 0 | 0 | 0 | 0 | 0 | 0 | 0 | 0 | 0 | 0 | 0 | 0 | 0 | 0 | 0 | 0 | 0 | 0 | 0 | 0 | 0 | 237722.7005 | 292250.2184 | 0 | 0 | 0 | 0 | 0 | 0 | 0 | 0 | 0
2016-05-02 13:00 | 0 | 0 | 0 | 0 | 0 | 0 | 403548.4177 | 418102 | 0 | 0 | 0 | 0 | 0 | 0 | 0 | 0 | 0 | 0 | 0 | 1561453.1141 | 0 | 0 | 0 | 0 | 0 | 0 | 0 | 0 | 0 | 0 | 0 | 0 | 0 | 0 | 0 | 0 | 0 | 0 | 0 | 0 | 0 | 277696.6361 | 292250.2184 | 0 | 0 | 0 | 0 | 0 | 0 | 0 | 0 | 0
2016-05-02 14:00 | 0 | 0 | 0 | 0 | 0 | 0 | 713948.8861 | 431131 | 0 | 0 | 0 | 0 | 0 | 0 | 0 | 0 | 0 | 0 | 0 | 1844271.0002 | 0 | 0 | 0 | 0 | 0 | 0 | 0 | 0 | 0 | 0 | 0 | 0 | 0 | 0 | 0 | 0 | 0 | 0 | 0 | 0 | 0 | 282817.8861 | 0 | 0 | 0 | 0 | 0 | 0 | 0 | 0 | 0 | 0
2016-05-02 15:00 | 0 | 0 | 0 | 0 | 0 | 0 | 772512.04 | 440805 | 0 | 0 | 0 | 0 | 0 | 0 | 0 | 0 | 0 | 0 | 0 | 2175978.0402 | 0 | 0 | 0 | 0 | 0 | 0 | 0 | 0 | 0 | 0 | 0 | 0 | 0 | 0 | 0 | 0 | 0 | 0 | 0 | 0 | 0 | 331707.04 | 0 | 0 | 0 | 0 | 0 | 0 | 0 | 0 | 0 | 0
2016-05-02 16:00 | 0 | 0 | 0 | 0 | 0 | 0 | 848710.9904 | 446145 | 0 | 0 | 0 | 0 | 70858.9504 | 0 | 0 | 0 | 0 | 0 | 0 | 2507685.0802 | 0 | 0 | 0 | 0 | 0 | 0 | 0 | 0 | 0 | 0 | 0 | 0 | 70858.9504 | 0 | 0 | 0 | 0 | 0 | 0 | 0 | 0 | 331707.04 | 0 | 0 | 0 | 0 | 0 | 0 | 0 | 0 | 0 | 0
2016-05-02 17:00 | 0 | 0 | 0 | 0 | 0 | 0 | 853571.9904 | 451006 | 0 | 0 | 0 | 0 | 141717.9008 | 0 | 0 | 0 | 0 | 0 | 0 | 2839392.1202 | 0 | 0 | 0 | 0 | 0 | 0 | 0 | 0 | 0 | 0 | 0 | 0 | 70858.9504 | 0 | 0 | 0 | 0 | 0 | 0 | 0 | 0 | 331707.04 | 0 | 0 | 0 | 0 | 0 | 0 | 0 | 0 | 0 | 0
2016-05-02 18:00 | 0 | 0 | 0 | 0 | 0 | 0 | 843494.3139 | 454621 | 0 | 0 | 0 | 0 | 198884.1747 | 0 | 0 | 0 | 0 | 0 | 0 | 3171099.1602 | 0 | 0 | 0 | 0 | 0 | 0 | 0 | 0 | 0 | 0 | 0 | 0 | 57166.2739 | 0 | 0 | 0 | 0 | 0 | 0 | 0 | 0 | 331707.04 | 0 | 0 | 0 | 0 | 0 | 0 | 0 | 0 | 0 | 0
2016-05-02 19:00 | 0 | 0 | 0 | 0 | 0 | 0 | 786462.04 | 454755 | 0 | 0 | 0 | 0 | 198884.1747 | 0 | 0 | 0 | 0 | 0 | 0 | 3502806.2002 | 0 | 0 | 0 | 0 | 0 | 0 | 0 | 0 | 0 | 0 | 0 | 0 | 0 | 0 | 0 | 0 | 0 | 0 | 0 | 0 | 0 | 331707.04 | 0 | 0 | 0 | 0 | 0 | 0 | 0 | 0 | 0 | 0
2016-05-02 20:00 | 0 | 0 | 0 | 0 | 0 | 0 | 786512.04 | 454805 | 0 | 0 | 0 | 0 | 198884.1747 | 0 | 0 | 0 | 0 | 0 | 0 | 3834513.2402 | 0 | 0 | 0 | 0 | 0 | 0 | 0 | 0 | 0 | 0 | 0 | 0 | 0 | 0 | 0 | 0 | 0 | 0 | 0 | 0 | 0 | 331707.04 | 0 | 0 | 0 | 0 | 0 | 0 | 0 | 0 | 0 | 0
2016-05-02 21:00 | 0 | 0 | 0 | 0 | 0 | 0 | 785962.04 | 454255 | 0 | 0 | 0 | 0 | 198884.1747 | 0 | 0 | 0 | 0 | 0 | 0 | 4166220.2802 | 0 | 0 | 0 | 0 | 0 | 0 | 0 | 0 | 0 | 0 | 0 | 0 | 0 | 0 | 0 | 0 | 0 | 0 | 0 | 0 | 0 | 331707.04 | 0 | 0 | 0 | 0 | 0 | 0 | 0 | 0 | 0 | 0
2016-05-02 22:00 | 0 | 0 | 0 | 0 | 0 | 0 | 783966.04 | 452259 | 0 | 0 | 0 | 0 | 198884.1747 | 0 | 0 | 0 | 0 | 0 | 0 | 4497927.3202 | 0 | 0 | 0 | 0 | 0 | 0 | 0 | 0 | 0 | 0 | 0 | 0 | 0 | 0 | 0 | 0 | 0 | 0 | 0 | 0 | 0 | 331707.04 | 0 | 0 | 0 | 0 | 0 | 0 | 0 | 0 | 0 | 0
2016-05-02 23:00 | 0 | 0 | 0 | 0 | 0 | 0 | 757188.7618 | 450556 | 0 | 0 | 0 | 0 | 173809.8964 | 0 | 0 | 0 | 0 | 0 | 0 | 4829634.3602 | 0 | 0 | 0 | 0 | 0 | 0 | 0 | 0 | 0 | 0 | 0 | 0 | -25074.2782 | 0 | 0 | 0 | 0 | 0 | 0 | 0 | 0 | 331707.04 | 0 | 0 | 0 | 0 | 0 | 0 | 0 | 0 | 0 | 0
2016-05-03 | 0 | 0 | 0 | 0 | 0 | 0 | 560334.3256 | 452680 | 0 | 0 | 0 | 0 | 198884.1747 | 0 | 0 | 0 | 0 | 0 | 0 | 4912214.4076 | 0 | 0 | 0 | 0 | 0 | 0 | 0 | 0 | 0 | 0 | 0 | 0 | 25074.2782 | 0 | 0 | 0 | 0 | 0 | 0 | 0 | 0 | 82580.0474 | 0 | 0 | 0 | 0 | 0 | 0 | 0 | 0 | 0 | 0
2016-05-03 01:00 | 0 | 0 | 0 | 0 | 0 | 0 | 211113.285 | 448063 | 0 | 0 | 0 | 0 | 159167.6658 | 0 | 0 | 0 | 0 | 0 | 0 | 4714981.2014 | 0 | 0 | 0 | 0 | 0 | 0 | 0 | 0 | 0 | 0 | 0 | 0 | -39716.5089 | 0 | 0 | 0 | 0 | 0 | 0 | 0 | 0 | 95017.0122 | 292250.2184 | 0 | 0 | 0 | 0 | 0 | 0 | 0 | 0 | 0
2016-05-03 02:00 | 0 | 0 | 0 | 0 | 0 | 131152.7723 | 4184.4473 | 427991 | 0 | 0 | 0 | 0 | 88308.7154 | 0 | 0 | 0 | 0 | 0 | 0 | 4493186.3714 | 0 | 0 | 0 | 0 | 0 | 0 | 0 | 0 | 0 | 0 | 0 | 0 | -70858.9504 | 0 | 0 | 0 | 0 | 0 | 0 | 0 | 0 | 70455.3884 | 292250.2184 | 0 | 0 | 0 | 0 | 0 | 0 | 0 | 0 | 0
2016-05-03 03:00 | 0 | 0 | 0 | 0 | 0 | 149846.2905 | 0 | 402380 | 0 | 0 | 0 | 0 | 128025.2243 | 0 | 0 | 0 | 0 | 0 | 0 | 4200936.153 | 0 | 0 | 0 | 0 | 0 | 0 | 0 | 0 | 0 | 0 | 0 | 0 | 39716.5089 | 0 | 0 | 0 | 0 | 0 | 0 | 0 | 0 | 0 | 292250.2184 | 0 | 0 | 0 | 0 | 0 | 0 | 0 | 0 | 0
2016-05-03 04:00 | 0 | 0 | 0 | 0 | 0 | 183820.9431 | 0 | 378036 | 0 | 0 | 0 | 0 | 198884.1747 | 0 | 0 | 0 | 0 | 0 | 0 | 3935862.1458 | 0 | 0 | 0 | 0 | 0 | 0 | 0 | 0 | 0 | 0 | 0 | 0 | 70858.9504 | 0 | 0 | 0 | 0 | 0 | 0 | 0 | 0 | 27176.2111 | 292250.2184 | 0 | 0 | 0 | 0 | 0 | 0 | 0 | 0 | 0
2016-05-03 05:00 | 0 | 0 | 0 | 0 | 0 | 0 | 0 | 359393 | 0 | 0 | 0 | 0 | 131741.3931 | 0 | 0 | 0 | 0 | 0 | 0 | 3643611.9274 | 0 | 0 | 0 | 0 | 0 | 0 | 0 | 0 | 0 | 0 | 0 | 0 | -67142.7816 | 0 | 0 | 0 | 0 | 0 | 0 | 0 | 0 | 0 | 292250.2184 | 0 | 0 | 0 | 0 | 0 | 0 | 0 | 0 | 0
2016-05-03 06:00 | 0 | 0 | 0 | 0 | 0 | 0 | 0 | 344496 | 0 | 0 | 0 | 0 | 60882.4427 | 0 | 0 | 0 | 0 | 0 | 0 | 3369974.8778 | 0 | 0 | 0 | 0 | 0 | 0 | 0 | 0 | 0 | 0 | 0 | 0 | -70858.9504 | 0 | 0 | 0 | 0 | 0 | 0 | 0 | 0 | 18613.1688 | 292250.2184 | 0 | 0 | 0 | 0 | 0 | 0 | 0 | 0 | 0
2016-05-03 07:00 | 0 | 0 | 0 | 0 | 0 | 114778.732 | 0 | 336170 | 0 | 0 | 0 | 0 | 131741.3931 | 0 | 0 | 0 | 0 | 0 | 0 | 3077724.6594 | 0 | 0 | 0 | 0 | 0 | 0 | 0 | 0 | 0 | 0 | 0 | 0 | 70858.9504 | 0 | 0 | 0 | 0 | 0 | 0 | 0 | 0 | 0 | 292250.2184 | 0 | 0 | 0 | 0 | 0 | 0 | 0 | 0 | 0
2016-05-03 08:00 | 0 | 0 | 0 | 0 | 0 | 52349.2894 | 0 | 334623 | 0 | 0 | 0 | 0 | 141717.9008 | 0 | 0 | 0 | 0 | 0 | 0 | 2785474.441 | 0 | 0 | 0 | 0 | 0 | 0 | 0 | 0 | 0 | 0 | 0 | 0 | 9976.5077 | 0 | 0 | 0 | 0 | 0 | 0 | 0 | 0 | 0 | 292250.2184 | 0 | 0 | 0 | 0 | 0 | 0 | 0 | 0 | 0
2016-05-03 09:00 | 0 | 0 | 0 | 0 | 0 | 0 | 0 | 343487 | 0 | 0 | 0 | 0 | 70858.9504 | 0 | 0 | 0 | 0 | 0 | 0 | 2512846.3914 | 0 | 0 | 0 | 0 | 0 | 0 | 0 | 0 | 0 | 0 | 0 | 0 | -70858.9504 | 0 | 0 | 0 | 0 | 0 | 0 | 0 | 0 | 19622.1688 | 292250.2184 | 0 | 0 | 0 | 0 | 0 | 0 | 0 | 0 | 0
2016-05-03 10:00 | 0 | 0 | 0 | 0 | 0 | 3647.8312 | 0 | 366757 | 0 | 0 | 0 | 0 | 0 | 0 | 0 | 0 | 0 | 0 | 0 | 2220596.173 | 0 | 0 | 0 | 0 | 0 | 0 | 0 | 0 | 0 | 0 | 0 | 0 | -70858.9504 | 0 | 0 | 0 | 0 | 0 | 0 | 0 | 0 | 0 | 292250.2184 | 0 | 0 | 0 | 0 | 0 | 0 | 0 | 0 | 0
2016-05-03 11:00 | 0 | 0 | 0 | 0 | 0 | 351158.0571 | 0 | 390360 | 0 | 0 | 0 | 0 | 70858.9504 | 0 | 0 | 0 | 0 | 0 | 0 | 2110535.2797 | 0 | 0 | 0 | 0 | 0 | 0 | 0 | 0 | 0 | 0 | 0 | 0 | 70858.9504 | 0 | 0 | 0 | 0 | 0 | 0 | 0 | 0 | 182189.3251 | 292250.2184 | 0 | 0 | 0 | 0 | 0 | 0 | 0 | 0 | 0
2016-05-03 12:00 | 0 | 0 | 0 | 0 | 0 | 257794.3445 | 46941.1896 | 405042 | 0 | 0 | 0 | 0 | 70858.9504 | 0 | 0 | 0 | 0 | 0 | 0 | 2010228.8139 | 0 | 0 | 0 | 0 | 0 | 0 | 0 | 0 | 0 | 0 | 0 | 0 | 0 | 0 | 0 | 0 | 0 | 0 | 0 | 0 | 0 | 191943.7525 | 292250.2184 | 0 | 0 | 0 | 0 | 0 | 0 | 0 | 0 | 0
2016-05-03 13:00 | 0 | 0 | 0 | 0 | 0 | 0 | 403874.4208 | 415297 | 0 | 0 | 0 | 0 | 0 | 0 | 0 | 0 | 0 | 0 | 0 | 2069665.1851 | 0 | 0 | 0 | 0 | 0 | 0 | 0 | 0 | 0 | 0 | 0 | 0 | -70858.9504 | 0 | 0 | 0 | 0 | 0 | 0 | 0 | 0 | 59436.3712 | 0 | 0 | 0 | 0 | 0 | 0 | 0 | 0 | 0 | 0
2016-05-03 14:00 | 0 | 0 | 0 | 0 | 0 | 0 | 715016.3456 | 425481 | 0 | 0 | 0 | 0 | 0 | 0 | 0 | 0 | 0 | 0 | 0 | 2359200.5307 | 0 | 0 | 0 | 0 | 0 | 0 | 0 | 0 | 0 | 0 | 0 | 0 | 0 | 0 | 0 | 0 | 0 | 0 | 0 | 0 | 0 | 289535.3456 | 0 | 0 | 0 | 0 | 0 | 0 | 0 | 0 | 0 | 0
2016-05-03 15:00 | 0 | 0 | 0 | 0 | 0 | 0 | 764807.04 | 433100 | 0 | 0 | 0 | 0 | 0 | 0 | 0 | 0 | 0 | 0 | 0 | 2690907.5707 | 0 | 0 | 0 | 0 | 0 | 0 | 0 | 0 | 0 | 0 | 0 | 0 | 0 | 0 | 0 | 0 | 0 | 0 | 0 | 0 | 0 | 331707.04 | 0 | 0 | 0 | 0 | 0 | 0 | 0 | 0 | 0 | 0
2016-05-03 16:00 | 0 | 0 | 0 | 0 | 0 | 0 | 841366.9904 | 438801 | 0 | 0 | 0 | 0 | 70858.9504 | 0 | 0 | 0 | 0 | 0 | 0 | 3022614.6107 | 0 | 0 | 0 | 0 | 0 | 0 | 0 | 0 | 0 | 0 | 0 | 0 | 70858.9504 | 0 | 0 | 0 | 0 | 0 | 0 | 0 | 0 | 331707.04 | 0 | 0 | 0 | 0 | 0 | 0 | 0 | 0 | 0 | 0
2016-05-03 17:00 | 0 | 0 | 0 | 0 | 0 | 0 | 846786.9904 | 444221 | 0 | 0 | 0 | 0 | 141717.9008 | 0 | 0 | 0 | 0 | 0 | 0 | 3354321.6507 | 0 | 0 | 0 | 0 | 0 | 0 | 0 | 0 | 0 | 0 | 0 | 0 | 70858.9504 | 0 | 0 | 0 | 0 | 0 | 0 | 0 | 0 | 331707.04 | 0 | 0 | 0 | 0 | 0 | 0 | 0 | 0 | 0 | 0
2016-05-03 18:00 | 0 | 0 | 0 | 0 | 0 | 0 | 837818.3139 | 448945 | 0 | 0 | 0 | 0 | 198884.1747 | 0 | 0 | 0 | 0 | 0 | 0 | 3686028.6907 | 0 | 0 | 0 | 0 | 0 | 0 | 0 | 0 | 0 | 0 | 0 | 0 | 57166.2739 | 0 | 0 | 0 | 0 | 0 | 0 | 0 | 0 | 331707.04 | 0 | 0 | 0 | 0 | 0 | 0 | 0 | 0 | 0 | 0
2016-05-03 19:00 | 0 | 0 | 0 | 0 | 0 | 0 | 783904.04 | 452197 | 0 | 0 | 0 | 0 | 198884.1747 | 0 | 0 | 0 | 0 | 0 | 0 | 4017735.7307 | 0 | 0 | 0 | 0 | 0 | 0 | 0 | 0 | 0 | 0 | 0 | 0 | 0 | 0 | 0 | 0 | 0 | 0 | 0 | 0 | 0 | 331707.04 | 0 | 0 | 0 | 0 | 0 | 0 | 0 | 0 | 0 | 0
2016-05-03 20:00 | 0 | 0 | 0 | 0 | 0 | 0 | 785318.04 | 453611 | 0 | 0 | 0 | 0 | 198884.1747 | 0 | 0 | 0 | 0 | 0 | 0 | 4349442.7707 | 0 | 0 | 0 | 0 | 0 | 0 | 0 | 0 | 0 | 0 | 0 | 0 | 0 | 0 | 0 | 0 | 0 | 0 | 0 | 0 | 0 | 331707.04 | 0 | 0 | 0 | 0 | 0 | 0 | 0 | 0 | 0 | 0
2016-05-03 21:00 | 0 | 0 | 0 | 0 | 0 | 0 | 787692.04 | 455985 | 0 | 0 | 0 | 0 | 198884.1747 | 0 | 0 | 0 | 0 | 0 | 0 | 4681149.8107 | 0 | 0 | 0 | 0 | 0 | 0 | 0 | 0 | 0 | 0 | 0 | 0 | 0 | 0 | 0 | 0 | 0 | 0 | 0 | 0 | 0 | 331707.04 | 0 | 0 | 0 | 0 | 0 | 0 | 0 | 0 | 0 | 0
2016-05-03 22:00 | 0 | 0 | 0 | 0 | 0 | 0 | 785360.04 | 453653 | 0 | 0 | 0 | 0 | 198884.1747 | 0 | 0 | 0 | 0 | 0 | 0 | 5012856.8507 | 0 | 0 | 0 | 0 | 0 | 0 | 0 | 0 | 0 | 0 | 0 | 0 | 0 | 0 | 0 | 0 | 0 | 0 | 0 | 0 | 0 | 331707.04 | 0 | 0 | 0 | 0 | 0 | 0 | 0 | 0 | 0 | 0
2016-05-03 23:00 | 0 | 0 | 0 | 0 | 0 | 0 | 745432.9251 | 450134 | 0 | 0 | 0 | 0 | 198884.1747 | 0 | 0 | 0 | 0 | 0 | 0 | 5308155.7758 | 0 | 0 | 0 | 0 | 0 | 0 | 0 | 0 | 0 | 0 | 0 | 0 | 0 | 0 | 0 | 0 | 0 | 0 | 0 | 0 | 0 | 295298.9251 | 0 | 0 | 0 | 0 | 0 | 0 | 0 | 0 | 0 | 0
2016-05-04 | 0 | 0 | 0 | 0 | 0 | 0 | 544970.4447 | 450877 | 0 | 0 | 0 | 0 | 198884.1747 | 0 | 0 | 0 | 0 | 0 | 0 | 5402249.2204 | 0 | 0 | 0 | 0 | 0 | 0 | 0 | 0 | 0 | 0 | 0 | 0 | 0 | 0 | 0 | 0 | 0 | 0 | 0 | 0 | 0 | 94093.4447 | 0 | 0 | 0 | 0 | 0 | 0 | 0 | 0 | 0 | 0
2016-05-04 01:00 | 0 | 0 | 0 | 0 | 0 | 0 | 157304.0837 | 447810 | 0 | 0 | 0 | 0 | 198884.1747 | 0 | 0 | 0 | 0 | 0 | 0 | 5111743.3042 | 0 | 0 | 0 | 0 | 0 | 0 | 0 | 0 | 0 | 0 | 0 | 0 | 0 | 0 | 0 | 0 | 0 | 0 | 0 | 0 | 0 | 1744.3021 | 292250.2184 | 0 | 0 | 0 | 0 | 0 | 0 | 0 | 0 | 0
2016-05-04 02:00 | 0 | 0 | 0 | 0 | 0 | 133254.1581 | 2775.6235 | 428280 | 0 | 0 | 0 | 0 | 198884.1747 | 0 | 0 | 0 | 0 | 0 | 0 | 4819493.0858 | 0 | 0 | 0 | 0 | 0 | 0 | 0 | 0 | 0 | 0 | 0 | 0 | 0 | 0 | 0 | 0 | 0 | 0 | 0 | 0 | 0 | 0 | 292250.2184 | 0 | 0 | 0 | 0 | 0 | 0 | 0 | 0 | 0
2016-05-04 03:00 | 0 | 0 | 0 | 0 | 0 | 109764.7816 | 0 | 402015 | 0 | 0 | 0 | 0 | 198884.1747 | 0 | 0 | 0 | 0 | 0 | 0 | 4527242.8674 | 0 | 0 | 0 | 0 | 0 | 0 | 0 | 0 | 0 | 0 | 0 | 0 | 0 | 0 | 0 | 0 | 0 | 0 | 0 | 0 | 0 | 0 | 292250.2184 | 0 | 0 | 0 | 0 | 0 | 0 | 0 | 0 | 0
2016-05-04 04:00 | 0 | 0 | 0 | 0 | 0 | 28186.5077 | 0 | 377603 | 0 | 0 | 0 | 0 | 141717.9008 | 0 | 0 | 0 | 0 | 0 | 0 | 4234992.649 | 0 | 0 | 0 | 0 | 0 | 0 | 0 | 0 | 0 | 0 | 0 | 0 | -57166.2739 | 0 | 0 | 0 | 0 | 0 | 0 | 0 | 0 | 0 | 292250.2184 | 0 | 0 | 0 | 0 | 0 | 0 | 0 | 0 | 0
2016-05-04 05:00 | 0 | 0 | 0 | 0 | 0 | 0 | 0 | 356872 | 0 | 0 | 0 | 0 | 70858.9504 | 0 | 0 | 0 | 0 | 0 | 0 | 3948979.5994 | 0 | 0 | 0 | 0 | 0 | 0 | 0 | 0 | 0 | 0 | 0 | 0 | -70858.9504 | 0 | 0 | 0 | 0 | 0 | 0 | 0 | 0 | 6237.1688 | 292250.2184 | 0 | 0 | 0 | 0 | 0 | 0 | 0 | 0 | 0
2016-05-04 06:00 | 0 | 0 | 0 | 0 | 0 | 120832.732 | 0 | 342224 | 0 | 0 | 0 | 0 | 141717.9008 | 0 | 0 | 0 | 0 | 0 | 0 | 3656729.381 | 0 | 0 | 0 | 0 | 0 | 0 | 0 | 0 | 0 | 0 | 0 | 0 | 70858.9504 | 0 | 0 | 0 | 0 | 0 | 0 | 0 | 0 | 0 | 292250.2184 | 0 | 0 | 0 | 0 | 0 | 0 | 0 | 0 | 0
2016-05-04 07:00 | 0 | 0 | 0 | 0 | 0 | 0 | 0 | 333126 | 0 | 0 | 0 | 0 | 70858.9504 | 0 | 0 | 0 | 0 | 0 | 0 | 3394462.3314 | 0 | 0 | 0 | 0 | 0 | 0 | 0 | 0 | 0 | 0 | 0 | 0 | -70858.9504 | 0 | 0 | 0 | 0 | 0 | 0 | 0 | 0 | 29983.1688 | 292250.2184 | 0 | 0 | 0 | 0 | 0 | 0 | 0 | 0 | 0
2016-05-04 08:00 | 0 | 0 | 0 | 0 | 0 | 0 | 0 | 330907 | 0 | 0 | 0 | 0 | 0 | 0 | 0 | 0 | 0 | 0 | 0 | 3134414.2818 | 0 | 0 | 0 | 0 | 0 | 0 | 0 | 0 | 0 | 0 | 0 | 0 | -70858.9504 | 0 | 0 | 0 | 0 | 0 | 0 | 0 | 0 | 32202.1688 | 292250.2184 | 0 | 0 | 0 | 0 | 0 | 0 | 0 | 0 | 0
2016-05-04 09:00 | 0 | 0 | 0 | 0 | 0 | 118231.732 | 0 | 339623 | 0 | 0 | 0 | 0 | 70858.9504 | 0 | 0 | 0 | 0 | 0 | 0 | 2842164.0634 | 0 | 0 | 0 | 0 | 0 | 0 | 0 | 0 | 0 | 0 | 0 | 0 | 70858.9504 | 0 | 0 | 0 | 0 | 0 | 0 | 0 | 0 | 0 | 292250.2184 | 0 | 0 | 0 | 0 | 0 | 0 | 0 | 0 | 0
2016-05-04 10:00 | 0 | 0 | 0 | 0 | 0 | 141.8312 | 0 | 363251 | 0 | 0 | 0 | 0 | 0 | 0 | 0 | 0 | 0 | 0 | 0 | 2549913.8451 | 0 | 0 | 0 | 0 | 0 | 0 | 0 | 0 | 0 | 0 | 0 | 0 | -70858.9504 | 0 | 0 | 0 | 0 | 0 | 0 | 0 | 0 | 0 | 292250.2184 | 0 | 0 | 0 | 0 | 0 | 0 | 0 | 0 | 0
2016-05-04 11:00 | 0 | 0 | 0 | 0 | 0 | 92521.7816 | 0 | 384772 | 0 | 0 | 0 | 0 | 0 | 0 | 0 | 0 | 0 | 0 | 0 | 2257663.6267 | 0 | 0 | 0 | 0 | 0 | 0 | 0 | 0 | 0 | 0 | 0 | 0 | 0 | 0 | 0 | 0 | 0 | 0 | 0 | 0 | 0 | 0 | 292250.2184 | 0 | 0 | 0 | 0 | 0 | 0 | 0 | 0 | 0
2016-05-04 12:00 | 0 | 0 | 0 | 0 | 0 | 376540.4495 | 46049.0363 | 397724 | 0 | 0 | 0 | 0 | 0 | 0 | 0 | 0 | 0 | 0 | 0 | 2282529.1125 | 0 | 0 | 0 | 0 | 0 | 0 | 0 | 0 | 0 | 0 | 0 | 0 | 0 | 0 | 0 | 0 | 0 | 0 | 0 | 0 | 0 | 317115.7042 | 292250.2184 | 0 | 0 | 0 | 0 | 0 | 0 | 0 | 0 | 0
2016-05-04 13:00 | 0 | 0 | 0 | 0 | 0 | 0 | 412151.3832 | 408059 | 0 | 0 | 0 | 0 | 0 | 0 | 0 | 0 | 0 | 0 | 0 | 2286621.4956 | 0 | 0 | 0 | 0 | 0 | 0 | 0 | 0 | 0 | 0 | 0 | 0 | 0 | 0 | 0 | 0 | 0 | 0 | 0 | 0 | 0 | 4092.3832 | 0 | 0 | 0 | 0 | 0 | 0 | 0 | 0 | 0 | 0
2016-05-04 14:00 | 0 | 0 | 0 | 0 | 0 | 0 | 645523.1626 | 417378 | 0 | 0 | 0 | 0 | 0 | 0 | 0 | 0 | 0 | 0 | 0 | 2514766.6582 | 0 | 0 | 0 | 0 | 0 | 0 | 0 | 0 | 0 | 0 | 0 | 0 | 0 | 0 | 0 | 0 | 0 | 0 | 0 | 0 | 0 | 228145.1626 | 0 | 0 | 0 | 0 | 0 | 0 | 0 | 0 | 0 | 0
2016-05-04 15:00 | 0 | 0 | 0 | 0 | 0 | 0 | 755997.04 | 424290 | 0 | 0 | 0 | 0 | 0 | 0 | 0 | 0 | 0 | 0 | 0 | 2846473.6982 | 0 | 0 | 0 | 0 | 0 | 0 | 0 | 0 | 0 | 0 | 0 | 0 | 0 | 0 | 0 | 0 | 0 | 0 | 0 | 0 | 0 | 331707.04 | 0 | 0 | 0 | 0 | 0 | 0 | 0 | 0 | 0 | 0
2016-05-04 16:00 | 0 | 0 | 0 | 0 | 0 | 0 | 759778.04 | 428071 | 0 | 0 | 0 | 0 | 0 | 0 | 0 | 0 | 0 | 0 | 0 | 3178180.7382 | 0 | 0 | 0 | 0 | 0 | 0 | 0 | 0 | 0 | 0 | 0 | 0 | 0 | 0 | 0 | 0 | 0 | 0 | 0 | 0 | 0 | 331707.04 | 0 | 0 | 0 | 0 | 0 | 0 | 0 | 0 | 0 | 0
2016-05-04 17:00 | 0 | 0 | 0 | 0 | 0 | 0 | 834064.9904 | 431499 | 0 | 0 | 0 | 0 | 70858.9504 | 0 | 0 | 0 | 0 | 0 | 0 | 3509887.7782 | 0 | 0 | 0 | 0 | 0 | 0 | 0 | 0 | 0 | 0 | 0 | 0 | 70858.9504 | 0 | 0 | 0 | 0 | 0 | 0 | 0 | 0 | 331707.04 | 0 | 0 | 0 | 0 | 0 | 0 | 0 | 0 | 0 | 0
2016-05-04 18:00 | 0 | 0 | 0 | 0 | 0 | 0 | 836979.9904 | 434414 | 0 | 0 | 0 | 0 | 141717.9008 | 0 | 0 | 0 | 0 | 0 | 0 | 3841594.8182 | 0 | 0 | 0 | 0 | 0 | 0 | 0 | 0 | 0 | 0 | 0 | 0 | 70858.9504 | 0 | 0 | 0 | 0 | 0 | 0 | 0 | 0 | 331707.04 | 0 | 0 | 0 | 0 | 0 | 0 | 0 | 0 | 0 | 0
2016-05-04 19:00 | 0 | 0 | 0 | 0 | 0 | 0 | 825773.3139 | 436900 | 0 | 0 | 0 | 0 | 198884.1747 | 0 | 0 | 0 | 0 | 0 | 0 | 4173301.8582 | 0 | 0 | 0 | 0 | 0 | 0 | 0 | 0 | 0 | 0 | 0 | 0 | 57166.2739 | 0 | 0 | 0 | 0 | 0 | 0 | 0 | 0 | 331707.04 | 0 | 0 | 0 | 0 | 0 | 0 | 0 | 0 | 0 | 0
2016-05-04 20:00 | 0 | 0 | 0 | 0 | 0 | 0 | 772087.04 | 440380 | 0 | 0 | 0 | 0 | 198884.1747 | 0 | 0 | 0 | 0 | 0 | 0 | 4505008.8982 | 0 | 0 | 0 | 0 | 0 | 0 | 0 | 0 | 0 | 0 | 0 | 0 | 0 | 0 | 0 | 0 | 0 | 0 | 0 | 0 | 0 | 331707.04 | 0 | 0 | 0 | 0 | 0 | 0 | 0 | 0 | 0 | 0
2016-05-04 21:00 | 0 | 0 | 0 | 0 | 0 | 0 | 776209.04 | 444502 | 0 | 0 | 0 | 0 | 198884.1747 | 0 | 0 | 0 | 0 | 0 | 0 | 4836715.9382 | 0 | 0 | 0 | 0 | 0 | 0 | 0 | 0 | 0 | 0 | 0 | 0 | 0 | 0 | 0 | 0 | 0 | 0 | 0 | 0 | 0 | 331707.04 | 0 | 0 | 0 | 0 | 0 | 0 | 0 | 0 | 0 | 0
2016-05-04 22:00 | 0 | 0 | 0 | 0 | 0 | 0 | 777522.04 | 445815 | 0 | 0 | 0 | 0 | 198884.1747 | 0 | 0 | 0 | 0 | 0 | 0 | 5168422.9782 | 0 | 0 | 0 | 0 | 0 | 0 | 0 | 0 | 0 | 0 | 0 | 0 | 0 | 0 | 0 | 0 | 0 | 0 | 0 | 0 | 0 | 331707.04 | 0 | 0 | 0 | 0 | 0 | 0 | 0 | 0 | 0 | 0
2016-05-04 23:00 | 0 | 0 | 0 | 0 | 0 | 0 | 730723.7178 | 445200 | 0 | 0 | 0 | 0 | 152700.8525 | 0 | 0 | 0 | 0 | 0 | 0 | 5500130.0182 | 0 | 0 | 0 | 0 | 0 | 0 | 0 | 0 | 0 | 0 | 0 | 0 | -46183.3222 | 0 | 0 | 0 | 0 | 0 | 0 | 0 | 0 | 331707.04 | 0 | 0 | 0 | 0 | 0 | 0 | 0 | 0 | 0 | 0
2016-05-05 | 0 | 0 | 0 | 0 | 0 | 0 | 549136.9828 | 446544 | 0 | 0 | 0 | 0 | 198884.1747 | 0 | 0 | 0 | 0 | 0 | 0 | 5556539.6788 | 0 | 0 | 0 | 0 | 0 | 0 | 0 | 0 | 0 | 0 | 0 | 0 | 46183.3222 | 0 | 0 | 0 | 0 | 0 | 0 | 0 | 0 | 56409.6606 | 0 | 0 | 0 | 0 | 0 | 0 | 0 | 0 | 0 | 0
2016-05-05 01:00 | 0 | 0 | 0 | 0 | 0 | 0 | 174000.144 | 441798 | 0 | 0 | 0 | 0 | 128025.2243 | 0 | 0 | 0 | 0 | 0 | 0 | 5359600.7732 | 0 | 0 | 0 | 0 | 0 | 0 | 0 | 0 | 0 | 0 | 0 | 0 | -70858.9504 | 0 | 0 | 0 | 0 | 0 | 0 | 0 | 0 | 95311.3128 | 292250.2184 | 0 | 0 | 0 | 0 | 0 | 0 | 0 | 0 | 0
2016-05-05 02:00 | 0 | 0 | 0 | 0 | 0 | 386465.6544 | 2529.0681 | 423253 | 0 | 0 | 0 | 0 | 198884.1747 | 0 | 0 | 0 | 0 | 0 | 0 | 5254483.5453 | 0 | 0 | 0 | 0 | 0 | 0 | 0 | 0 | 0 | 0 | 0 | 0 | 70858.9504 | 0 | 0 | 0 | 0 | 0 | 0 | 0 | 0 | 187132.9905 | 292250.2184 | 0 | 0 | 0 | 0 | 0 | 0 | 0 | 0 | 0
2016-05-05 03:00 | 0 | 0 | 0 | 0 | 0 | 33484.8312 | 0 | 396594 | 0 | 0 | 0 | 0 | 128025.2243 | 0 | 0 | 0 | 0 | 0 | 0 | 4962233.3269 | 0 | 0 | 0 | 0 | 0 | 0 | 0 | 0 | 0 | 0 | 0 | 0 | -70858.9504 | 0 | 0 | 0 | 0 | 0 | 0 | 0 | 0 | 0 | 292250.2184 | 0 | 0 | 0 | 0 | 0 | 0 | 0 | 0 | 0
2016-05-05 04:00 | 0 | 0 | 0 | 0 | 0 | 151673.732 | 0 | 373065 | 0 | 0 | 0 | 0 | 198884.1747 | 0 | 0 | 0 | 0 | 0 | 0 | 4669983.1085 | 0 | 0 | 0 | 0 | 0 | 0 | 0 | 0 | 0 | 0 | 0 | 0 | 70858.9504 | 0 | 0 | 0 | 0 | 0 | 0 | 0 | 0 | 0 | 292250.2184 | 0 | 0 | 0 | 0 | 0 | 0 | 0 | 0 | 0
2016-05-05 05:00 | 0 | 0 | 0 | 0 | 0 | 0 | 0 | 353190 | 0 | 0 | 0 | 0 | 128025.2243 | 0 | 0 | 0 | 0 | 0 | 0 | 4387652.0589 | 0 | 0 | 0 | 0 | 0 | 0 | 0 | 0 | 0 | 0 | 0 | 0 | -70858.9504 | 0 | 0 | 0 | 0 | 0 | 0 | 0 | 0 | 9919.1688 | 292250.2184 | 0 | 0 | 0 | 0 | 0 | 0 | 0 | 0 | 0
2016-05-05 06:00 | 0 | 0 | 0 | 0 | 0 | 27017.2894 | 0 | 338476 | 0 | 0 | 0 | 0 | 108816.732 | 0 | 0 | 0 | 0 | 0 | 0 | 4095401.8405 | 0 | 0 | 0 | 0 | 0 | 0 | 0 | 0 | 0 | 0 | 0 | 0 | -19208.4923 | 0 | 0 | 0 | 0 | 0 | 0 | 0 | 0 | 0 | 292250.2184 | 0 | 0 | 0 | 0 | 0 | 0 | 0 | 0 | 0
2016-05-05 07:00 | 0 | 0 | 0 | 0 | 0 | 0 | 0 | 330208 | 0 | 0 | 0 | 0 | 70858.9504 | 0 | 0 | 0 | 0 | 0 | 0 | 3803151.6221 | 0 | 0 | 0 | 0 | 0 | 0 | 0 | 0 | 0 | 0 | 0 | 0 | -37957.7816 | 0 | 0 | 0 | 0 | 0 | 0 | 0 | 0 | 0 | 292250.2184 | 0 | 0 | 0 | 0 | 0 | 0 | 0 | 0 | 0
2016-05-05 08:00 | 0 | 0 | 0 | 0 | 0 | 0 | 0 | 328324 | 0 | 0 | 0 | 0 | 0 | 0 | 0 | 0 | 0 | 0 | 0 | 3545686.5725 | 0 | 0 | 0 | 0 | 0 | 0 | 0 | 0 | 0 | 0 | 0 | 0 | -70858.9504 | 0 | 0 | 0 | 0 | 0 | 0 | 0 | 0 | 34785.1688 | 292250.2184 | 0 | 0 | 0 | 0 | 0 | 0 | 0 | 0 | 0
2016-05-05 09:00 | 0 | 0 | 0 | 0 | 0 | 116608.732 | 0 | 338000 | 0 | 0 | 0 | 0 | 70858.9504 | 0 | 0 | 0 | 0 | 0 | 0 | 3253436.3541 | 0 | 0 | 0 | 0 | 0 | 0 | 0 | 0 | 0 | 0 | 0 | 0 | 70858.9504 | 0 | 0 | 0 | 0 | 0 | 0 | 0 | 0 | 0 | 292250.2184 | 0 | 0 | 0 | 0 | 0 | 0 | 0 | 0 | 0
2016-05-05 10:00 | 0 | 0 | 0 | 0 | 0 | 0 | 0 | 360668 | 0 | 0 | 0 | 0 | 0 | 0 | 0 | 0 | 0 | 0 | 0 | 2963627.3045 | 0 | 0 | 0 | 0 | 0 | 0 | 0 | 0 | 0 | 0 | 0 | 0 | -70858.9504 | 0 | 0 | 0 | 0 | 0 | 0 | 0 | 0 | 2441.1688 | 292250.2184 | 0 | 0 | 0 | 0 | 0 | 0 | 0 | 0 | 0
2016-05-05 11:00 | 0 | 0 | 0 | 0 | 0 | 92061.7816 | 0 | 384312 | 0 | 0 | 0 | 0 | 0 | 0 | 0 | 0 | 0 | 0 | 0 | 2671377.0861 | 0 | 0 | 0 | 0 | 0 | 0 | 0 | 0 | 0 | 0 | 0 | 0 | 0 | 0 | 0 | 0 | 0 | 0 | 0 | 0 | 0 | 0 | 292250.2184 | 0 | 0 | 0 | 0 | 0 | 0 | 0 | 0 | 0
2016-05-05 12:00 | 0 | 0 | 0 | 0 | 0 | 298102.5057 | 46417.1609 | 397866 | 0 | 0 | 0 | 0 | 2315.2408 | 0 | 0 | 0 | 0 | 0 | 0 | 2615715.5119 | 0 | 0 | 0 | 0 | 0 | 0 | 0 | 0 | 0 | 0 | 0 | 0 | 2315.2408 | 0 | 0 | 0 | 0 | 0 | 0 | 0 | 0 | 236588.6442 | 292250.2184 | 0 | 0 | 0 | 0 | 0 | 0 | 0 | 0 | 0
2016-05-05 13:00 | 0 | 0 | 0 | 0 | 0 | 0 | 405525.7592 | 407841 | 0 | 0 | 0 | 0 | 0 | 0 | 0 | 0 | 0 | 0 | 0 | 2615715.5119 | 0 | 0 | 0 | 0 | 0 | 0 | 0 | 0 | 0 | 0 | 0 | 0 | -2315.2408 | 0 | 0 | 0 | 0 | 0 | 0 | 0 | 0 | 0 | 0 | 0 | 0 | 0 | 0 | 0 | 0 | 0 | 0 | 0
2016-05-05 14:00 | 0 | 0 | 0 | 0 | 0 | 0 | 636456.2989 | 417112 | 0 | 0 | 0 | 0 | 0 | 0 | 0 | 0 | 0 | 0 | 0 | 2835059.8109 | 0 | 0 | 0 | 0 | 0 | 0 | 0 | 0 | 0 | 0 | 0 | 0 | 0 | 0 | 0 | 0 | 0 | 0 | 0 | 0 | 0 | 219344.2989 | 0 | 0 | 0 | 0 | 0 | 0 | 0 | 0 | 0 | 0
2016-05-05 15:00 | 0 | 0 | 0 | 0 | 0 | 0 | 755391.04 | 423684 | 0 | 0 | 0 | 0 | 0 | 0 | 0 | 0 | 0 | 0 | 0 | 3166766.8509 | 0 | 0 | 0 | 0 | 0 | 0 | 0 | 0 | 0 | 0 | 0 | 0 | 0 | 0 | 0 | 0 | 0 | 0 | 0 | 0 | 0 | 331707.04 | 0 | 0 | 0 | 0 | 0 | 0 | 0 | 0 | 0 | 0
2016-05-05 16:00 | 0 | 0 | 0 | 0 | 0 | 0 | 830611.9904 | 428046 | 0 | 0 | 0 | 0 | 70858.9504 | 0 | 0 | 0 | 0 | 0 | 0 | 3498473.8909 | 0 | 0 | 0 | 0 | 0 | 0 | 0 | 0 | 0 | 0 | 0 | 0 | 70858.9504 | 0 | 0 | 0 | 0 | 0 | 0 | 0 | 0 | 331707.04 | 0 | 0 | 0 | 0 | 0 | 0 | 0 | 0 | 0 | 0
2016-05-05 17:00 | 0 | 0 | 0 | 0 | 0 | 0 | 834612.9904 | 432047 | 0 | 0 | 0 | 0 | 141717.9008 | 0 | 0 | 0 | 0 | 0 | 0 | 3830180.9309 | 0 | 0 | 0 | 0 | 0 | 0 | 0 | 0 | 0 | 0 | 0 | 0 | 70858.9504 | 0 | 0 | 0 | 0 | 0 | 0 | 0 | 0 | 331707.04 | 0 | 0 | 0 | 0 | 0 | 0 | 0 | 0 | 0 | 0
2016-05-05 18:00 | 0 | 0 | 0 | 0 | 0 | 0 | 824034.3139 | 435161 | 0 | 0 | 0 | 0 | 198884.1747 | 0 | 0 | 0 | 0 | 0 | 0 | 4161887.9709 | 0 | 0 | 0 | 0 | 0 | 0 | 0 | 0 | 0 | 0 | 0 | 0 | 57166.2739 | 0 | 0 | 0 | 0 | 0 | 0 | 0 | 0 | 331707.04 | 0 | 0 | 0 | 0 | 0 | 0 | 0 | 0 | 0 | 0
2016-05-05 19:00 | 0 | 0 | 0 | 0 | 0 | 0 | 770532.04 | 438825 | 0 | 0 | 0 | 0 | 198884.1747 | 0 | 0 | 0 | 0 | 0 | 0 | 4493595.0109 | 0 | 0 | 0 | 0 | 0 | 0 | 0 | 0 | 0 | 0 | 0 | 0 | 0 | 0 | 0 | 0 | 0 | 0 | 0 | 0 | 0 | 331707.04 | 0 | 0 | 0 | 0 | 0 | 0 | 0 | 0 | 0 | 0
2016-05-05 20:00 | 0 | 0 | 0 | 0 | 0 | 0 | 774426.04 | 442719 | 0 | 0 | 0 | 0 | 198884.1747 | 0 | 0 | 0 | 0 | 0 | 0 | 4825302.0509 | 0 | 0 | 0 | 0 | 0 | 0 | 0 | 0 | 0 | 0 | 0 | 0 | 0 | 0 | 0 | 0 | 0 | 0 | 0 | 0 | 0 | 331707.04 | 0 | 0 | 0 | 0 | 0 | 0 | 0 | 0 | 0 | 0
2016-05-05 21:00 | 0 | 0 | 0 | 0 | 0 | 0 | 776719.04 | 445012 | 0 | 0 | 0 | 0 | 198884.1747 | 0 | 0 | 0 | 0 | 0 | 0 | 5157009.0909 | 0 | 0 | 0 | 0 | 0 | 0 | 0 | 0 | 0 | 0 | 0 | 0 | 0 | 0 | 0 | 0 | 0 | 0 | 0 | 0 | 0 | 331707.04 | 0 | 0 | 0 | 0 | 0 | 0 | 0 | 0 | 0 | 0
2016-05-05 22:00 | 0 | 0 | 0 | 0 | 0 | 0 | 775234.04 | 443527 | 0 | 0 | 0 | 0 | 198884.1747 | 0 | 0 | 0 | 0 | 0 | 0 | 5488716.1309 | 0 | 0 | 0 | 0 | 0 | 0 | 0 | 0 | 0 | 0 | 0 | 0 | 0 | 0 | 0 | 0 | 0 | 0 | 0 | 0 | 0 | 331707.04 | 0 | 0 | 0 | 0 | 0 | 0 | 0 | 0 | 0 | 0
2016-05-05 23:00 | 0 | 0 | 0 | 0 | 0 | 0 | 663724.5435 | 439817 | 0 | 0 | 0 | 0 | 198884.1747 | 0 | 0 | 0 | 0 | 0 | 0 | 5712623.6743 | 0 | 0 | 0 | 0 | 0 | 0 | 0 | 0 | 0 | 0 | 0 | 0 | 0 | 0 | 0 | 0 | 0 | 0 | 0 | 0 | 0 | 223907.5435 | 0 | 0 | 0 | 0 | 0 | 0 | 0 | 0 | 0 | 0
2016-05-06 | 0 | 0 | 0 | 0 | 0 | 0 | 460314.4393 | 440439 | 0 | 0 | 0 | 0 | 133395.732 | 0 | 0 | 0 | 0 | 0 | 0 | 5797987.5563 | 0 | 0 | 0 | 0 | 0 | 0 | 0 | 0 | 0 | 0 | 0 | 0 | -65488.4427 | 0 | 0 | 0 | 0 | 0 | 0 | 0 | 0 | 85363.882 | 0 | 0 | 0 | 0 | 0 | 0 | 0 | 0 | 0 | 0
2016-05-06 01:00 | 0 | 0 | 0 | 0 | 0 | 0 | 139519.7615 | 437238 | 0 | 0 | 0 | 0 | 62536.7816 | 0 | 0 | 0 | 0 | 0 | 0 | 5571128.2682 | 0 | 0 | 0 | 0 | 0 | 0 | 0 | 0 | 0 | 0 | 0 | 0 | -70858.9504 | 0 | 0 | 0 | 0 | 0 | 0 | 0 | 0 | 65390.9302 | 292250.2184 | 0 | 0 | 0 | 0 | 0 | 0 | 0 | 0 | 0
2016-05-06 02:00 | 0 | 0 | 0 | 0 | 0 | 525921.7122 | 3883.0598 | 419489 | 0 | 0 | 0 | 0 | 133395.732 | 0 | 0 | 0 | 0 | 0 | 0 | 5610585.0898 | 0 | 0 | 0 | 0 | 0 | 0 | 0 | 0 | 0 | 0 | 0 | 0 | 70858.9504 | 0 | 0 | 0 | 0 | 0 | 0 | 0 | 0 | 331707.04 | 292250.2184 | 0 | 0 | 0 | 0 | 0 | 0 | 0 | 0 | 0
2016-05-06 03:00 | 0 | 0 | 0 | 0 | 0 | 32833.8312 | 0 | 395943 | 0 | 0 | 0 | 0 | 62536.7816 | 0 | 0 | 0 | 0 | 0 | 0 | 5318334.8714 | 0 | 0 | 0 | 0 | 0 | 0 | 0 | 0 | 0 | 0 | 0 | 0 | -70858.9504 | 0 | 0 | 0 | 0 | 0 | 0 | 0 | 0 | 0 | 292250.2184 | 0 | 0 | 0 | 0 | 0 | 0 | 0 | 0 | 0
2016-05-06 04:00 | 0 | 0 | 0 | 0 | 0 | 151666.732 | 0 | 373058 | 0 | 0 | 0 | 0 | 133395.732 | 0 | 0 | 0 | 0 | 0 | 0 | 5026084.653 | 0 | 0 | 0 | 0 | 0 | 0 | 0 | 0 | 0 | 0 | 0 | 0 | 70858.9504 | 0 | 0 | 0 | 0 | 0 | 0 | 0 | 0 | 0 | 292250.2184 | 0 | 0 | 0 | 0 | 0 | 0 | 0 | 0 | 0
2016-05-06 05:00 | 0 | 0 | 0 | 0 | 0 | 0 | 0 | 354787 | 0 | 0 | 0 | 0 | 70858.9504 | 0 | 0 | 0 | 0 | 0 | 0 | 4733834.4346 | 0 | 0 | 0 | 0 | 0 | 0 | 0 | 0 | 0 | 0 | 0 | 0 | -62536.7816 | 0 | 0 | 0 | 0 | 0 | 0 | 0 | 0 | 0 | 292250.2184 | 0 | 0 | 0 | 0 | 0 | 0 | 0 | 0 | 0
2016-05-06 06:00 | 0 | 0 | 0 | 0 | 0 | 0 | 0 | 340135 | 0 | 0 | 0 | 0 | 0 | 0 | 0 | 0 | 0 | 0 | 0 | 4464558.385 | 0 | 0 | 0 | 0 | 0 | 0 | 0 | 0 | 0 | 0 | 0 | 0 | -70858.9504 | 0 | 0 | 0 | 0 | 0 | 0 | 0 | 0 | 22974.1688 | 292250.2184 | 0 | 0 | 0 | 0 | 0 | 0 | 0 | 0 | 0
2016-05-06 07:00 | 0 | 0 | 0 | 0 | 0 | 77603.5632 | 0 | 331931 | 0 | 0 | 0 | 0 | 37922.7816 | 0 | 0 | 0 | 0 | 0 | 0 | 4172308.1666 | 0 | 0 | 0 | 0 | 0 | 0 | 0 | 0 | 0 | 0 | 0 | 0 | 37922.7816 | 0 | 0 | 0 | 0 | 0 | 0 | 0 | 0 | 0 | 292250.2184 | 0 | 0 | 0 | 0 | 0 | 0 | 0 | 0 | 0
2016-05-06 08:00 | 0 | 0 | 0 | 0 | 0 | 0 | 0 | 330173 | 0 | 0 | 0 | 0 | 0 | 0 | 0 | 0 | 0 | 0 | 0 | 3880057.9483 | 0 | 0 | 0 | 0 | 0 | 0 | 0 | 0 | 0 | 0 | 0 | 0 | -37922.7816 | 0 | 0 | 0 | 0 | 0 | 0 | 0 | 0 | 0 | 292250.2184 | 0 | 0 | 0 | 0 | 0 | 0 | 0 | 0 | 0
2016-05-06 09:00 | 0 | 0 | 0 | 0 | 0 | 116705.732 | 0 | 338097 | 0 | 0 | 0 | 0 | 70858.9504 | 0 | 0 | 0 | 0 | 0 | 0 | 3587807.7299 | 0 | 0 | 0 | 0 | 0 | 0 | 0 | 0 | 0 | 0 | 0 | 0 | 70858.9504 | 0 | 0 | 0 | 0 | 0 | 0 | 0 | 0 | 0 | 292250.2184 | 0 | 0 | 0 | 0 | 0 | 0 | 0 | 0 | 0
2016-05-06 10:00 | 0 | 0 | 0 | 0 | 0 | 0 | 0 | 360487 | 0 | 0 | 0 | 0 | 0 | 0 | 0 | 0 | 0 | 0 | 0 | 3298179.6803 | 0 | 0 | 0 | 0 | 0 | 0 | 0 | 0 | 0 | 0 | 0 | 0 | -70858.9504 | 0 | 0 | 0 | 0 | 0 | 0 | 0 | 0 | 2622.1688 | 292250.2184 | 0 | 0 | 0 | 0 | 0 | 0 | 0 | 0 | 0
2016-05-06 11:00 | 0 | 0 | 0 | 0 | 0 | 88426.7816 | 0 | 380677 | 0 | 0 | 0 | 0 | 0 | 0 | 0 | 0 | 0 | 0 | 0 | 3005929.4619 | 0 | 0 | 0 | 0 | 0 | 0 | 0 | 0 | 0 | 0 | 0 | 0 | 0 | 0 | 0 | 0 | 0 | 0 | 0 | 0 | 0 | 0 | 292250.2184 | 0 | 0 | 0 | 0 | 0 | 0 | 0 | 0 | 0
2016-05-06 12:00 | 0 | 0 | 0 | 0 | 0 | 382211.1983 | 50570.6233 | 393325 | 0 | 0 | 0 | 0 | 0 | 0 | 0 | 0 | 0 | 0 | 0 | 3045386.2835 | 0 | 0 | 0 | 0 | 0 | 0 | 0 | 0 | 0 | 0 | 0 | 0 | 0 | 0 | 0 | 0 | 0 | 0 | 0 | 0 | 0 | 331707.04 | 292250.2184 | 0 | 0 | 0 | 0 | 0 | 0 | 0 | 0 | 0
2016-05-06 13:00 | 0 | 0 | 0 | 0 | 0 | 0 | 360942.8909 | 404237 | 0 | 0 | 0 | 0 | 0 | 0 | 0 | 0 | 0 | 0 | 0 | 3002092.1744 | 0 | 0 | 0 | 0 | 0 | 0 | 0 | 0 | 0 | 0 | 0 | 0 | 0 | 0 | 0 | 0 | 0 | 0 | 0 | 0 | 0 | 248956.1093 | 292250.2184 | 0 | 0 | 0 | 0 | 0 | 0 | 0 | 0 | 0
2016-05-06 14:00 | 0 | 0 | 0 | 0 | 0 | 0 | 593222.7717 | 414417 | 0 | 0 | 0 | 0 | 0 | 0 | 0 | 0 | 0 | 0 | 0 | 3180897.9461 | 0 | 0 | 0 | 0 | 0 | 0 | 0 | 0 | 0 | 0 | 0 | 0 | 0 | 0 | 0 | 0 | 0 | 0 | 0 | 0 | 0 | 178805.7717 | 0 | 0 | 0 | 0 | 0 | 0 | 0 | 0 | 0 | 0
2016-05-06 15:00 | 0 | 0 | 0 | 0 | 0 | 0 | 718057.9257 | 420427 | 0 | 0 | 0 | 0 | 0 | 0 | 0 | 0 | 0 | 0 | 0 | 3478528.8718 | 0 | 0 | 0 | 0 | 0 | 0 | 0 | 0 | 0 | 0 | 0 | 0 | 0 | 0 | 0 | 0 | 0 | 0 | 0 | 0 | 0 | 297630.9257 | 0 | 0 | 0 | 0 | 0 | 0 | 0 | 0 | 0 | 0
2016-05-06 16:00 | 0 | 0 | 0 | 0 | 0 | 0 | 787537.4913 | 423953 | 0 | 0 | 0 | 0 | 70858.9504 | 0 | 0 | 0 | 0 | 0 | 0 | 3771254.4126 | 0 | 0 | 0 | 0 | 0 | 0 | 0 | 0 | 0 | 0 | 0 | 0 | 70858.9504 | 0 | 0 | 0 | 0 | 0 | 0 | 0 | 0 | 292725.5409 | 0 | 0 | 0 | 0 | 0 | 0 | 0 | 0 | 0 | 0
2016-05-06 17:00 | 0 | 0 | 0 | 0 | 0 | 0 | 796613.9998 | 429165 | 0 | 0 | 0 | 0 | 119631.2594 | 0 | 0 | 0 | 0 | 0 | 0 | 4089931.1034 | 0 | 0 | 0 | 0 | 0 | 0 | 0 | 0 | 0 | 0 | 0 | 0 | 48772.309 | 0 | 0 | 0 | 0 | 0 | 0 | 0 | 0 | 318676.6908 | 0 | 0 | 0 | 0 | 0 | 0 | 0 | 0 | 0 | 0
2016-05-06 18:00 | 0 | 0 | 0 | 0 | 0 | 0 | 789368.6806 | 432520 | 0 | 0 | 0 | 0 | 190490.2098 | 0 | 0 | 0 | 0 | 0 | 0 | 4375920.8335 | 0 | 0 | 0 | 0 | 0 | 0 | 0 | 0 | 0 | 0 | 0 | 0 | 70858.9504 | 0 | 0 | 0 | 0 | 0 | 0 | 0 | 0 | 285989.7302 | 0 | 0 | 0 | 0 | 0 | 0 | 0 | 0 | 0 | 0
2016-05-06 19:00 | 0 | 0 | 0 | 0 | 0 | 0 | 775561.0049 | 435460 | 0 | 0 | 0 | 0 | 198884.1747 | 0 | 0 | 0 | 0 | 0 | 0 | 4707627.8735 | 0 | 0 | 0 | 0 | 0 | 0 | 0 | 0 | 0 | 0 | 0 | 0 | 8393.9649 | 0 | 0 | 0 | 0 | 0 | 0 | 0 | 0 | 331707.04 | 0 | 0 | 0 | 0 | 0 | 0 | 0 | 0 | 0 | 0
2016-05-06 20:00 | 0 | 0 | 0 | 0 | 0 | 0 | 762431.9045 | 438257 | 0 | 0 | 0 | 0 | 191352.0392 | 0 | 0 | 0 | 0 | 0 | 0 | 5039334.9135 | 0 | 0 | 0 | 0 | 0 | 0 | 0 | 0 | 0 | 0 | 0 | 0 | -7532.1355 | 0 | 0 | 0 | 0 | 0 | 0 | 0 | 0 | 331707.04 | 0 | 0 | 0 | 0 | 0 | 0 | 0 | 0 | 0 | 0
2016-05-06 21:00 | 0 | 0 | 0 | 0 | 0 | 0 | 731846.803 | 439977 | 0 | 0 | 0 | 0 | 151514.8022 | 0 | 0 | 0 | 0 | 0 | 0 | 5371041.9535 | 0 | 0 | 0 | 0 | 0 | 0 | 0 | 0 | 0 | 0 | 0 | 0 | -39837.237 | 0 | 0 | 0 | 0 | 0 | 0 | 0 | 0 | 331707.04 | 0 | 0 | 0 | 0 | 0 | 0 | 0 | 0 | 0 | 0
2016-05-06 22:00 | 0 | 0 | 0 | 0 | 0 | 0 | 667381.443 | 436609 | 0 | 0 | 0 | 0 | 198884.1747 | 0 | 0 | 0 | 0 | 0 | 0 | 5554445.0241 | 0 | 0 | 0 | 0 | 0 | 0 | 0 | 0 | 0 | 0 | 0 | 0 | 47369.3725 | 0 | 0 | 0 | 0 | 0 | 0 | 0 | 0 | 183403.0705 | 0 | 0 | 0 | 0 | 0 | 0 | 0 | 0 | 0 | 0
2016-05-06 23:00 | 0 | 0 | 0 | 0 | 0 | 0 | 560330.5315 | 430635 | 0 | 0 | 0 | 0 | 198884.1747 | 0 | 0 | 0 | 0 | 0 | 0 | 5684140.5556 | 0 | 0 | 0 | 0 | 0 | 0 | 0 | 0 | 0 | 0 | 0 | 0 | 0 | 0 | 0 | 0 | 0 | 0 | 0 | 0 | 0 | 129695.5315 | 0 | 0 | 0 | 0 | 0 | 0 | 0 | 0 | 0 | 0
2016-05-07 | 0 | 0 | 0 | 0 | 0 | 0 | 382479.0559 | 427574 | 0 | 0 | 0 | 0 | 198884.1747 | 0 | 0 | 0 | 0 | 0 | 0 | 5639045.6114 | 0 | 0 | 0 | 0 | 0 | 0 | 0 | 0 | 0 | 0 | 0 | 0 | 0 | 0 | 0 | 0 | 0 | 0 | 0 | 0 | 0 | 247155.2743 | 292250.2184 | 0 | 0 | 0 | 0 | 0 | 0 | 0 | 0 | 0
2016-05-07 01:00 | 0 | 0 | 0 | 0 | 0 | 0 | 97155.774 | 423353 | 0 | 0 | 0 | 0 | 128025.2243 | 0 | 0 | 0 | 0 | 0 | 0 | 5383707.3359 | 0 | 0 | 0 | 0 | 0 | 0 | 0 | 0 | 0 | 0 | 0 | 0 | -70858.9504 | 0 | 0 | 0 | 0 | 0 | 0 | 0 | 0 | 36911.9428 | 292250.2184 | 0 | 0 | 0 | 0 | 0 | 0 | 0 | 0 | 0
2016-05-07 02:00 | 0 | 0 | 0 | 0 | 0 | 55847.5648 | 3250.9429 | 408515 | 0 | 0 | 0 | 0 | 70858.9504 | 0 | 0 | 0 | 0 | 0 | 0 | 5091457.1175 | 0 | 0 | 0 | 0 | 0 | 0 | 0 | 0 | 0 | 0 | 0 | 0 | -57166.2739 | 0 | 0 | 0 | 0 | 0 | 0 | 0 | 0 | 0 | 292250.2184 | 0 | 0 | 0 | 0 | 0 | 0 | 0 | 0 | 0
2016-05-07 03:00 | 0 | 0 | 0 | 0 | 0 | 24188.8312 | 0 | 387298 | 0 | 0 | 0 | 0 | 0 | 0 | 0 | 0 | 0 | 0 | 0 | 4799206.8991 | 0 | 0 | 0 | 0 | 0 | 0 | 0 | 0 | 0 | 0 | 0 | 0 | -70858.9504 | 0 | 0 | 0 | 0 | 0 | 0 | 0 | 0 | 0 | 292250.2184 | 0 | 0 | 0 | 0 | 0 | 0 | 0 | 0 | 0
2016-05-07 04:00 | 0 | 0 | 0 | 0 | 0 | 144120.732 | 0 | 365512 | 0 | 0 | 0 | 0 | 70858.9504 | 0 | 0 | 0 | 0 | 0 | 0 | 4506956.6807 | 0 | 0 | 0 | 0 | 0 | 0 | 0 | 0 | 0 | 0 | 0 | 0 | 70858.9504 | 0 | 0 | 0 | 0 | 0 | 0 | 0 | 0 | 0 | 292250.2184 | 0 | 0 | 0 | 0 | 0 | 0 | 0 | 0 | 0
2016-05-07 05:00 | 0 | 0 | 0 | 0 | 0 | 125223.732 | 0 | 346615 | 0 | 0 | 0 | 0 | 141717.9008 | 0 | 0 | 0 | 0 | 0 | 0 | 4214706.4623 | 0 | 0 | 0 | 0 | 0 | 0 | 0 | 0 | 0 | 0 | 0 | 0 | 70858.9504 | 0 | 0 | 0 | 0 | 0 | 0 | 0 | 0 | 0 | 292250.2184 | 0 | 0 | 0 | 0 | 0 | 0 | 0 | 0 | 0
2016-05-07 06:00 | 0 | 0 | 0 | 0 | 0 | 0 | 0 | 332451 | 0 | 0 | 0 | 0 | 70858.9504 | 0 | 0 | 0 | 0 | 0 | 0 | 3953114.4127 | 0 | 0 | 0 | 0 | 0 | 0 | 0 | 0 | 0 | 0 | 0 | 0 | -70858.9504 | 0 | 0 | 0 | 0 | 0 | 0 | 0 | 0 | 30658.1688 | 292250.2184 | 0 | 0 | 0 | 0 | 0 | 0 | 0 | 0 | 0
2016-05-07 07:00 | 0 | 0 | 0 | 0 | 0 | 101336.732 | 0 | 322728 | 0 | 0 | 0 | 0 | 141717.9008 | 0 | 0 | 0 | 0 | 0 | 0 | 3660864.1943 | 0 | 0 | 0 | 0 | 0 | 0 | 0 | 0 | 0 | 0 | 0 | 0 | 70858.9504 | 0 | 0 | 0 | 0 | 0 | 0 | 0 | 0 | 0 | 292250.2184 | 0 | 0 | 0 | 0 | 0 | 0 | 0 | 0 | 0
2016-05-07 08:00 | 0 | 0 | 0 | 0 | 0 | 0 | 0 | 318790 | 0 | 0 | 0 | 0 | 115178.1192 | 0 | 0 | 0 | 0 | 0 | 0 | 3368613.976 | 0 | 0 | 0 | 0 | 0 | 0 | 0 | 0 | 0 | 0 | 0 | 0 | -26539.7816 | 0 | 0 | 0 | 0 | 0 | 0 | 0 | 0 | 0 | 292250.2184 | 0 | 0 | 0 | 0 | 0 | 0 | 0 | 0 | 0
2016-05-07 09:00 | 0 | 0 | 0 | 0 | 0 | 0 | 0 | 320006 | 0 | 0 | 0 | 0 | 44319.1688 | 0 | 0 | 0 | 0 | 0 | 0 | 3119466.9264 | 0 | 0 | 0 | 0 | 0 | 0 | 0 | 0 | 0 | 0 | 0 | 0 | -70858.9504 | 0 | 0 | 0 | 0 | 0 | 0 | 0 | 0 | 43103.1688 | 292250.2184 | 0 | 0 | 0 | 0 | 0 | 0 | 0 | 0 | 0
2016-05-07 10:00 | 0 | 0 | 0 | 0 | 0 | 0 | 0 | 324047 | 0 | 0 | 0 | 0 | 12522.3872 | 0 | 0 | 0 | 0 | 0 | 0 | 2827216.708 | 0 | 0 | 0 | 0 | 0 | 0 | 0 | 0 | 0 | 0 | 0 | 0 | -31796.7816 | 0 | 0 | 0 | 0 | 0 | 0 | 0 | 0 | 0 | 292250.2184 | 0 | 0 | 0 | 0 | 0 | 0 | 0 | 0 | 0
2016-05-07 11:00 | 0 | 0 | 0 | 0 | 0 | 358917.9898 | 0 | 331978 | 0 | 0 | 0 | 0 | 5.5554 | 0 | 0 | 0 | 0 | 0 | 0 | 2866673.5296 | 0 | 0 | 0 | 0 | 0 | 0 | 0 | 0 | 0 | 0 | 0 | 0 | -12516.8318 | 0 | 0 | 0 | 0 | 0 | 0 | 0 | 0 | 331707.04 | 292250.2184 | 0 | 0 | 0 | 0 | 0 | 0 | 0 | 0 | 0
2016-05-07 12:00 | 0 | 0 | 0 | 0 | 0 | 0 | 53548.2262 | 345804 | 0 | 0 | 0 | 0 | 0 | 0 | 0 | 0 | 0 | 0 | 0 | 2574423.3112 | 0 | 0 | 0 | 0 | 0 | 0 | 0 | 0 | 0 | 0 | 0 | 0 | -5.5554 | 0 | 0 | 0 | 0 | 0 | 0 | 0 | 0 | 0 | 292250.2184 | 0 | 0 | 0 | 0 | 0 | 0 | 0 | 0 | 0
2016-05-07 13:00 | 0 | 0 | 0 | 0 | 0 | 0 | 356418.5155 | 360939 | 0 | 0 | 0 | 0 | 0 | 0 | 0 | 0 | 0 | 0 | 0 | 2569902.8267 | 0 | 0 | 0 | 0 | 0 | 0 | 0 | 0 | 0 | 0 | 0 | 0 | 0 | 0 | 0 | 0 | 0 | 0 | 0 | 0 | 0 | 287729.7339 | 292250.2184 | 0 | 0 | 0 | 0 | 0 | 0 | 0 | 0 | 0
2016-05-07 14:00 | 0 | 0 | 0 | 0 | 0 | 0 | 561649.5616 | 372679 | 0 | 0 | 0 | 0 | 0 | 0 | 0 | 0 | 0 | 0 | 0 | 2758873.3883 | 0 | 0 | 0 | 0 | 0 | 0 | 0 | 0 | 0 | 0 | 0 | 0 | 0 | 0 | 0 | 0 | 0 | 0 | 0 | 0 | 0 | 188970.5616 | 0 | 0 | 0 | 0 | 0 | 0 | 0 | 0 | 0 | 0
2016-05-07 15:00 | 0 | 0 | 0 | 0 | 0 | 0 | 699034.9132 | 381821 | 0 | 0 | 0 | 0 | 0 | 0 | 0 | 0 | 0 | 0 | 0 | 3076087.3015 | 0 | 0 | 0 | 0 | 0 | 0 | 0 | 0 | 0 | 0 | 0 | 0 | 0 | 0 | 0 | 0 | 0 | 0 | 0 | 0 | 0 | 317213.9132 | 0 | 0 | 0 | 0 | 0 | 0 | 0 | 0 | 0 | 0
2016-05-07 16:00 | 0 | 0 | 0 | 0 | 0 | 0 | 743578.8377 | 387645 | 0 | 0 | 0 | 0 | 24226.7977 | 0 | 0 | 0 | 0 | 0 | 0 | 3407794.3415 | 0 | 0 | 0 | 0 | 0 | 0 | 0 | 0 | 0 | 0 | 0 | 0 | 24226.7977 | 0 | 0 | 0 | 0 | 0 | 0 | 0 | 0 | 331707.04 | 0 | 0 | 0 | 0 | 0 | 0 | 0 | 0 | 0 | 0
2016-05-07 17:00 | 0 | 0 | 0 | 0 | 0 | 0 | 755976.2136 | 392381 | 0 | 0 | 0 | 0 | 56114.9714 | 0 | 0 | 0 | 0 | 0 | 0 | 3739501.3815 | 0 | 0 | 0 | 0 | 0 | 0 | 0 | 0 | 0 | 0 | 0 | 0 | 31888.1736 | 0 | 0 | 0 | 0 | 0 | 0 | 0 | 0 | 331707.04 | 0 | 0 | 0 | 0 | 0 | 0 | 0 | 0 | 0 | 0
2016-05-07 18:00 | 0 | 0 | 0 | 0 | 0 | 0 | 756020.9315 | 397613 | 0 | 0 | 0 | 0 | 82815.8629 | 0 | 0 | 0 | 0 | 0 | 0 | 4071208.4215 | 0 | 0 | 0 | 0 | 0 | 0 | 0 | 0 | 0 | 0 | 0 | 0 | 26700.8915 | 0 | 0 | 0 | 0 | 0 | 0 | 0 | 0 | 331707.04 | 0 | 0 | 0 | 0 | 0 | 0 | 0 | 0 | 0 | 0
2016-05-07 19:00 | 0 | 0 | 0 | 0 | 0 | 0 | 749027.1871 | 403027 | 0 | 0 | 0 | 0 | 97109.0099 | 0 | 0 | 0 | 0 | 0 | 0 | 4402915.4615 | 0 | 0 | 0 | 0 | 0 | 0 | 0 | 0 | 0 | 0 | 0 | 0 | 14293.1471 | 0 | 0 | 0 | 0 | 0 | 0 | 0 | 0 | 331707.04 | 0 | 0 | 0 | 0 | 0 | 0 | 0 | 0 | 0 | 0
2016-05-07 20:00 | 0 | 0 | 0 | 0 | 0 | 0 | 740131.8218 | 408250 | 0 | 0 | 0 | 0 | 149156.7475 | 0 | 0 | 0 | 0 | 0 | 0 | 4682749.5457 | 0 | 0 | 0 | 0 | 0 | 0 | 0 | 0 | 0 | 0 | 0 | 0 | 52047.7376 | 0 | 0 | 0 | 0 | 0 | 0 | 0 | 0 | 279834.0842 | 0 | 0 | 0 | 0 | 0 | 0 | 0 | 0 | 0 | 0
2016-05-07 21:00 | 0 | 0 | 0 | 0 | 0 | 0 | 723443.5167 | 412868 | 0 | 0 | 0 | 0 | 128025.2243 | 0 | 0 | 0 | 0 | 0 | 0 | 5014456.5857 | 0 | 0 | 0 | 0 | 0 | 0 | 0 | 0 | 0 | 0 | 0 | 0 | -21131.5233 | 0 | 0 | 0 | 0 | 0 | 0 | 0 | 0 | 331707.04 | 0 | 0 | 0 | 0 | 0 | 0 | 0 | 0 | 0 | 0
2016-05-07 22:00 | 0 | 0 | 0 | 0 | 0 | 0 | 681963.959 | 411596 | 0 | 0 | 0 | 0 | 198884.1747 | 0 | 0 | 0 | 0 | 0 | 0 | 5213965.5943 | 0 | 0 | 0 | 0 | 0 | 0 | 0 | 0 | 0 | 0 | 0 | 0 | 70858.9504 | 0 | 0 | 0 | 0 | 0 | 0 | 0 | 0 | 199509.0086 | 0 | 0 | 0 | 0 | 0 | 0 | 0 | 0 | 0 | 0
2016-05-07 23:00 | 0 | 0 | 0 | 0 | 0 | 0 | 580318.0059 | 408324 | 0 | 0 | 0 | 0 | 198884.1747 | 0 | 0 | 0 | 0 | 0 | 0 | 5385959.6003 | 0 | 0 | 0 | 0 | 0 | 0 | 0 | 0 | 0 | 0 | 0 | 0 | 0 | 0 | 0 | 0 | 0 | 0 | 0 | 0 | 0 | 171994.0059 | 0 | 0 | 0 | 0 | 0 | 0 | 0 | 0 | 0 | 0
2016-05-08 | 0 | 0 | 0 | 0 | 0 | 0 | 407478.9092 | 407114 | 0 | 0 | 0 | 0 | 198884.1747 | 0 | 0 | 0 | 0 | 0 | 0 | 5386324.5095 | 0 | 0 | 0 | 0 | 0 | 0 | 0 | 0 | 0 | 0 | 0 | 0 | 0 | 0 | 0 | 0 | 0 | 0 | 0 | 0 | 0 | 364.9092 | 0 | 0 | 0 | 0 | 0 | 0 | 0 | 0 | 0 | 0
2016-05-08 01:00 | 0 | 0 | 0 | 0 | 0 | 0 | 123818.2946 | 405342 | 0 | 0 | 0 | 0 | 128025.2243 | 0 | 0 | 0 | 0 | 0 | 0 | 5175659.7545 | 0 | 0 | 0 | 0 | 0 | 0 | 0 | 0 | 0 | 0 | 0 | 0 | -70858.9504 | 0 | 0 | 0 | 0 | 0 | 0 | 0 | 0 | 81585.4634 | 292250.2184 | 0 | 0 | 0 | 0 | 0 | 0 | 0 | 0 | 0
2016-05-08 02:00 | 0 | 0 | 0 | 0 | 0 | 166246.9352 | 5421.7968 | 393060 | 0 | 0 | 0 | 0 | 198884.1747 | 0 | 0 | 0 | 0 | 0 | 0 | 4883409.5361 | 0 | 0 | 0 | 0 | 0 | 0 | 0 | 0 | 0 | 0 | 0 | 0 | 70858.9504 | 0 | 0 | 0 | 0 | 0 | 0 | 0 | 0 | 0 | 292250.2184 | 0 | 0 | 0 | 0 | 0 | 0 | 0 | 0 | 0
2016-05-08 03:00 | 0 | 0 | 0 | 0 | 0 | 11019.8312 | 0 | 374129 | 0 | 0 | 0 | 0 | 128025.2243 | 0 | 0 | 0 | 0 | 0 | 0 | 4591159.3177 | 0 | 0 | 0 | 0 | 0 | 0 | 0 | 0 | 0 | 0 | 0 | 0 | -70858.9504 | 0 | 0 | 0 | 0 | 0 | 0 | 0 | 0 | 0 | 292250.2184 | 0 | 0 | 0 | 0 | 0 | 0 | 0 | 0 | 0
2016-05-08 04:00 | 0 | 0 | 0 | 0 | 0 | 0 | 0 | 355169 | 0 | 0 | 0 | 0 | 57166.2739 | 0 | 0 | 0 | 0 | 0 | 0 | 4306849.2681 | 0 | 0 | 0 | 0 | 0 | 0 | 0 | 0 | 0 | 0 | 0 | 0 | -70858.9504 | 0 | 0 | 0 | 0 | 0 | 0 | 0 | 0 | 7940.1688 | 292250.2184 | 0 | 0 | 0 | 0 | 0 | 0 | 0 | 0 | 0
2016-05-08 05:00 | 0 | 0 | 0 | 0 | 0 | 117033.732 | 0 | 338425 | 0 | 0 | 0 | 0 | 128025.2243 | 0 | 0 | 0 | 0 | 0 | 0 | 4014599.0497 | 0 | 0 | 0 | 0 | 0 | 0 | 0 | 0 | 0 | 0 | 0 | 0 | 70858.9504 | 0 | 0 | 0 | 0 | 0 | 0 | 0 | 0 | 0 | 292250.2184 | 0 | 0 | 0 | 0 | 0 | 0 | 0 | 0 | 0
2016-05-08 06:00 | 0 | 0 | 0 | 0 | 0 | 0 | 0 | 323847 | 0 | 0 | 0 | 0 | 57166.2739 | 0 | 0 | 0 | 0 | 0 | 0 | 3761611.0001 | 0 | 0 | 0 | 0 | 0 | 0 | 0 | 0 | 0 | 0 | 0 | 0 | -70858.9504 | 0 | 0 | 0 | 0 | 0 | 0 | 0 | 0 | 39262.1688 | 292250.2184 | 0 | 0 | 0 | 0 | 0 | 0 | 0 | 0 | 0
2016-05-08 07:00 | 0 | 0 | 0 | 0 | 0 | 0 | 0 | 314294 | 0 | 0 | 0 | 0 | 35122.4923 | 0 | 0 | 0 | 0 | 0 | 0 | 3469360.7818 | 0 | 0 | 0 | 0 | 0 | 0 | 0 | 0 | 0 | 0 | 0 | 0 | -22043.7816 | 0 | 0 | 0 | 0 | 0 | 0 | 0 | 0 | 0 | 292250.2184 | 0 | 0 | 0 | 0 | 0 | 0 | 0 | 0 | 0
2016-05-08 08:00 | 0 | 0 | 0 | 0 | 0 | 88075.732 | 0 | 309467 | 0 | 0 | 0 | 0 | 105981.4427 | 0 | 0 | 0 | 0 | 0 | 0 | 3177110.5634 | 0 | 0 | 0 | 0 | 0 | 0 | 0 | 0 | 0 | 0 | 0 | 0 | 70858.9504 | 0 | 0 | 0 | 0 | 0 | 0 | 0 | 0 | 0 | 292250.2184 | 0 | 0 | 0 | 0 | 0 | 0 | 0 | 0 | 0
2016-05-08 09:00 | 0 | 0 | 0 | 0 | 0 | 87712.732 | 0 | 309104 | 0 | 0 | 0 | 0 | 176840.3931 | 0 | 0 | 0 | 0 | 0 | 0 | 2884860.345 | 0 | 0 | 0 | 0 | 0 | 0 | 0 | 0 | 0 | 0 | 0 | 0 | 70858.9504 | 0 | 0 | 0 | 0 | 0 | 0 | 0 | 0 | 0 | 292250.2184 | 0 | 0 | 0 | 0 | 0 | 0 | 0 | 0 | 0
2016-05-08 10:00 | 0 | 0 | 0 | 0 | 0 | 0 | 0 | 310431 | 0 | 0 | 0 | 0 | 105981.4427 | 0 | 0 | 0 | 0 | 0 | 0 | 2645288.2954 | 0 | 0 | 0 | 0 | 0 | 0 | 0 | 0 | 0 | 0 | 0 | 0 | -70858.9504 | 0 | 0 | 0 | 0 | 0 | 0 | 0 | 0 | 52678.1688 | 292250.2184 | 0 | 0 | 0 | 0 | 0 | 0 | 0 | 0 | 0
2016-05-08 11:00 | 0 | 0 | 0 | 0 | 0 | 0 | 0 | 316560 | 0 | 0 | 0 | 0 | 35122.4923 | 0 | 0 | 0 | 0 | 0 | 0 | 2399587.2458 | 0 | 0 | 0 | 0 | 0 | 0 | 0 | 0 | 0 | 0 | 0 | 0 | -70858.9504 | 0 | 0 | 0 | 0 | 0 | 0 | 0 | 0 | 46549.1688 | 292250.2184 | 0 | 0 | 0 | 0 | 0 | 0 | 0 | 0 | 0
2016-05-08 12:00 | 0 | 0 | 0 | 0 | 0 | 0 | 48613.1038 | 330585 | 0 | 0 | 0 | 0 | 0 | 0 | 0 | 0 | 0 | 0 | 0 | 2152737.8419 | 0 | 0 | 0 | 0 | 0 | 0 | 0 | 0 | 0 | 0 | 0 | 0 | -35122.4923 | 0 | 0 | 0 | 0 | 0 | 0 | 0 | 0 | 45400.8145 | 292250.2184 | 0 | 0 | 0 | 0 | 0 | 0 | 0 | 0 | 0
2016-05-08 13:00 | 0 | 0 | 0 | 0 | 0 | 0 | 351843.2041 | 347778 | 0 | 0 | 0 | 0 | 0 | 0 | 0 | 0 | 0 | 0 | 0 | 2156803.046 | 0 | 0 | 0 | 0 | 0 | 0 | 0 | 0 | 0 | 0 | 0 | 0 | 0 | 0 | 0 | 0 | 0 | 0 | 0 | 0 | 0 | 4065.2041 | 0 | 0 | 0 | 0 | 0 | 0 | 0 | 0 | 0 | 0
2016-05-08 14:00 | 0 | 0 | 0 | 0 | 0 | 0 | 566570.5006 | 361514 | 0 | 0 | 0 | 0 | 0 | 0 | 0 | 0 | 0 | 0 | 0 | 2361859.5466 | 0 | 0 | 0 | 0 | 0 | 0 | 0 | 0 | 0 | 0 | 0 | 0 | 0 | 0 | 0 | 0 | 0 | 0 | 0 | 0 | 0 | 205056.5006 | 0 | 0 | 0 | 0 | 0 | 0 | 0 | 0 | 0 | 0
2016-05-08 15:00 | 0 | 0 | 0 | 0 | 0 | 0 | 705846.538 | 371092 | 0 | 0 | 0 | 0 | 3047.498 | 0 | 0 | 0 | 0 | 0 | 0 | 2693566.5866 | 0 | 0 | 0 | 0 | 0 | 0 | 0 | 0 | 0 | 0 | 0 | 0 | 3047.498 | 0 | 0 | 0 | 0 | 0 | 0 | 0 | 0 | 331707.04 | 0 | 0 | 0 | 0 | 0 | 0 | 0 | 0 | 0 | 0
2016-05-08 16:00 | 0 | 0 | 0 | 0 | 0 | 0 | 758398.6885 | 378210 | 0 | 0 | 0 | 0 | 51529.1465 | 0 | 0 | 0 | 0 | 0 | 0 | 3025273.6266 | 0 | 0 | 0 | 0 | 0 | 0 | 0 | 0 | 0 | 0 | 0 | 0 | 48481.6485 | 0 | 0 | 0 | 0 | 0 | 0 | 0 | 0 | 331707.04 | 0 | 0 | 0 | 0 | 0 | 0 | 0 | 0 | 0 | 0
2016-05-08 17:00 | 0 | 0 | 0 | 0 | 0 | 0 | 770944.7403 | 385384 | 0 | 0 | 0 | 0 | 105382.8468 | 0 | 0 | 0 | 0 | 0 | 0 | 3356980.6666 | 0 | 0 | 0 | 0 | 0 | 0 | 0 | 0 | 0 | 0 | 0 | 0 | 53853.7003 | 0 | 0 | 0 | 0 | 0 | 0 | 0 | 0 | 331707.04 | 0 | 0 | 0 | 0 | 0 | 0 | 0 | 0 | 0 | 0
2016-05-08 18:00 | 0 | 0 | 0 | 0 | 0 | 0 | 769513.1393 | 390460 | 0 | 0 | 0 | 0 | 152728.9461 | 0 | 0 | 0 | 0 | 0 | 0 | 3688687.7066 | 0 | 0 | 0 | 0 | 0 | 0 | 0 | 0 | 0 | 0 | 0 | 0 | 47346.0993 | 0 | 0 | 0 | 0 | 0 | 0 | 0 | 0 | 331707.04 | 0 | 0 | 0 | 0 | 0 | 0 | 0 | 0 | 0 | 0
2016-05-08 19:00 | 0 | 0 | 0 | 0 | 0 | 0 | 760937.5851 | 394844 | 0 | 0 | 0 | 0 | 187115.4912 | 0 | 0 | 0 | 0 | 0 | 0 | 4020394.7466 | 0 | 0 | 0 | 0 | 0 | 0 | 0 | 0 | 0 | 0 | 0 | 0 | 34386.5451 | 0 | 0 | 0 | 0 | 0 | 0 | 0 | 0 | 331707.04 | 0 | 0 | 0 | 0 | 0 | 0 | 0 | 0 | 0 | 0
2016-05-08 20:00 | 0 | 0 | 0 | 0 | 0 | 0 | 743207.7234 | 399732 | 0 | 0 | 0 | 0 | 198884.1747 | 0 | 0 | 0 | 0 | 0 | 0 | 4352101.7866 | 0 | 0 | 0 | 0 | 0 | 0 | 0 | 0 | 0 | 0 | 0 | 0 | 11768.6834 | 0 | 0 | 0 | 0 | 0 | 0 | 0 | 0 | 331707.04 | 0 | 0 | 0 | 0 | 0 | 0 | 0 | 0 | 0 | 0
2016-05-08 21:00 | 0 | 0 | 0 | 0 | 0 | 0 | 723982.5539 | 403856 | 0 | 0 | 0 | 0 | 198884.1747 | 0 | 0 | 0 | 0 | 0 | 0 | 4672228.3405 | 0 | 0 | 0 | 0 | 0 | 0 | 0 | 0 | 0 | 0 | 0 | 0 | 0 | 0 | 0 | 0 | 0 | 0 | 0 | 0 | 0 | 320126.5539 | 0 | 0 | 0 | 0 | 0 | 0 | 0 | 0 | 0 | 0
2016-05-08 22:00 | 0 | 0 | 0 | 0 | 0 | 0 | 669354.7531 | 405261 | 0 | 0 | 0 | 0 | 198884.1747 | 0 | 0 | 0 | 0 | 0 | 0 | 4936322.0936 | 0 | 0 | 0 | 0 | 0 | 0 | 0 | 0 | 0 | 0 | 0 | 0 | 0 | 0 | 0 | 0 | 0 | 0 | 0 | 0 | 0 | 264093.7531 | 0 | 0 | 0 | 0 | 0 | 0 | 0 | 0 | 0 | 0
2016-05-08 23:00 | 0 | 0 | 0 | 0 | 0 | 0 | 567607.3689 | 404452 | 0 | 0 | 0 | 0 | 165961.7375 | 0 | 0 | 0 | 0 | 0 | 0 | 5132399.8997 | 0 | 0 | 0 | 0 | 0 | 0 | 0 | 0 | 0 | 0 | 0 | 0 | -32922.4372 | 0 | 0 | 0 | 0 | 0 | 0 | 0 | 0 | 196077.8061 | 0 | 0 | 0 | 0 | 0 | 0 | 0 | 0 | 0 | 0
2016-05-09 | 0 | 0 | 0 | 0 | 0 | 0 | 407947.3921 | 408354 | 0 | 0 | 0 | 0 | 165555.1296 | 0 | 0 | 0 | 0 | 0 | 0 | 5132399.8997 | 0 | 0 | 0 | 0 | 0 | 0 | 0 | 0 | 0 | 0 | 0 | 0 | -406.6079 | 0 | 0 | 0 | 0 | 0 | 0 | 0 | 0 | 0 | 0 | 0 | 0 | 0 | 0 | 0 | 0 | 0 | 0 | 0
2016-05-09 01:00 | 0 | 0 | 0 | 0 | 0 | 0 | 152020.8267 | 410942 | 0 | 0 | 0 | 0 | 198884.1747 | 0 | 0 | 0 | 0 | 0 | 0 | 4840149.6813 | 0 | 0 | 0 | 0 | 0 | 0 | 0 | 0 | 0 | 0 | 0 | 0 | 33329.0451 | 0 | 0 | 0 | 0 | 0 | 0 | 0 | 0 | 0 | 292250.2184 | 0 | 0 | 0 | 0 | 0 | 0 | 0 | 0 | 0
2016-05-09 02:00 | 0 | 0 | 0 | 0 | 0 | 97534.3572 | 8487.4245 | 398272 | 0 | 0 | 0 | 0 | 198884.1747 | 0 | 0 | 0 | 0 | 0 | 0 | 4547899.4629 | 0 | 0 | 0 | 0 | 0 | 0 | 0 | 0 | 0 | 0 | 0 | 0 | 0 | 0 | 0 | 0 | 0 | 0 | 0 | 0 | 0 | 0 | 292250.2184 | 0 | 0 | 0 | 0 | 0 | 0 | 0 | 0 | 0
2016-05-09 03:00 | 0 | 0 | 0 | 0 | 0 | 61933.2894 | 0 | 376734 | 0 | 0 | 0 | 0 | 176333.6824 | 0 | 0 | 0 | 0 | 0 | 0 | 4255649.2446 | 0 | 0 | 0 | 0 | 0 | 0 | 0 | 0 | 0 | 0 | 0 | 0 | -22550.4923 | 0 | 0 | 0 | 0 | 0 | 0 | 0 | 0 | 0 | 292250.2184 | 0 | 0 | 0 | 0 | 0 | 0 | 0 | 0 | 0
2016-05-09 04:00 | 0 | 0 | 0 | 0 | 0 | 0 | 0 | 356149 | 0 | 0 | 0 | 0 | 105474.732 | 0 | 0 | 0 | 0 | 0 | 0 | 3970359.195 | 0 | 0 | 0 | 0 | 0 | 0 | 0 | 0 | 0 | 0 | 0 | 0 | -70858.9504 | 0 | 0 | 0 | 0 | 0 | 0 | 0 | 0 | 6960.1688 | 292250.2184 | 0 | 0 | 0 | 0 | 0 | 0 | 0 | 0 | 0
2016-05-09 05:00 | 0 | 0 | 0 | 0 | 0 | 117821.732 | 0 | 339213 | 0 | 0 | 0 | 0 | 176333.6824 | 0 | 0 | 0 | 0 | 0 | 0 | 3678108.9766 | 0 | 0 | 0 | 0 | 0 | 0 | 0 | 0 | 0 | 0 | 0 | 0 | 70858.9504 | 0 | 0 | 0 | 0 | 0 | 0 | 0 | 0 | 0 | 292250.2184 | 0 | 0 | 0 | 0 | 0 | 0 | 0 | 0 | 0
2016-05-09 06:00 | 0 | 0 | 0 | 0 | 0 | 0 | 0 | 326866 | 0 | 0 | 0 | 0 | 141717.9008 | 0 | 0 | 0 | 0 | 0 | 0 | 3385858.7582 | 0 | 0 | 0 | 0 | 0 | 0 | 0 | 0 | 0 | 0 | 0 | 0 | -34615.7816 | 0 | 0 | 0 | 0 | 0 | 0 | 0 | 0 | 0 | 292250.2184 | 0 | 0 | 0 | 0 | 0 | 0 | 0 | 0 | 0
2016-05-09 07:00 | 0 | 0 | 0 | 0 | 0 | 0 | 0 | 319749 | 0 | 0 | 0 | 0 | 70858.9504 | 0 | 0 | 0 | 0 | 0 | 0 | 3136968.7086 | 0 | 0 | 0 | 0 | 0 | 0 | 0 | 0 | 0 | 0 | 0 | 0 | -70858.9504 | 0 | 0 | 0 | 0 | 0 | 0 | 0 | 0 | 43360.1688 | 292250.2184 | 0 | 0 | 0 | 0 | 0 | 0 | 0 | 0 | 0
2016-05-09 08:00 | 0 | 0 | 0 | 0 | 0 | 0 | 0 | 319811 | 0 | 0 | 0 | 0 | 0 | 0 | 0 | 0 | 0 | 0 | 0 | 2888016.659 | 0 | 0 | 0 | 0 | 0 | 0 | 0 | 0 | 0 | 0 | 0 | 0 | -70858.9504 | 0 | 0 | 0 | 0 | 0 | 0 | 0 | 0 | 43298.1688 | 292250.2184 | 0 | 0 | 0 | 0 | 0 | 0 | 0 | 0 | 0
2016-05-09 09:00 | 0 | 0 | 0 | 0 | 0 | 108944.732 | 0 | 330336 | 0 | 0 | 0 | 0 | 70858.9504 | 0 | 0 | 0 | 0 | 0 | 0 | 2595766.4406 | 0 | 0 | 0 | 0 | 0 | 0 | 0 | 0 | 0 | 0 | 0 | 0 | 70858.9504 | 0 | 0 | 0 | 0 | 0 | 0 | 0 | 0 | 0 | 292250.2184 | 0 | 0 | 0 | 0 | 0 | 0 | 0 | 0 | 0
2016-05-09 10:00 | 0 | 0 | 0 | 0 | 0 | 0 | 0 | 354415 | 0 | 0 | 0 | 0 | 0 | 0 | 0 | 0 | 0 | 0 | 0 | 2312210.391 | 0 | 0 | 0 | 0 | 0 | 0 | 0 | 0 | 0 | 0 | 0 | 0 | -70858.9504 | 0 | 0 | 0 | 0 | 0 | 0 | 0 | 0 | 8694.1688 | 292250.2184 | 0 | 0 | 0 | 0 | 0 | 0 | 0 | 0 | 0
2016-05-09 11:00 | 0 | 0 | 0 | 0 | 0 | 86659.7816 | 0 | 378910 | 0 | 0 | 0 | 0 | 0 | 0 | 0 | 0 | 0 | 0 | 0 | 2019960.1726 | 0 | 0 | 0 | 0 | 0 | 0 | 0 | 0 | 0 | 0 | 0 | 0 | 0 | 0 | 0 | 0 | 0 | 0 | 0 | 0 | 0 | 0 | 292250.2184 | 0 | 0 | 0 | 0 | 0 | 0 | 0 | 0 | 0
2016-05-09 12:00 | 0 | 0 | 0 | 0 | 0 | 387820.1897 | 57360.5836 | 395303 | 0 | 0 | 0 | 0 | 10420.9517 | 0 | 0 | 0 | 0 | 0 | 0 | 2059416.9942 | 0 | 0 | 0 | 0 | 0 | 0 | 0 | 0 | 0 | 0 | 0 | 0 | 10420.9517 | 0 | 0 | 0 | 0 | 0 | 0 | 0 | 0 | 331707.04 | 292250.2184 | 0 | 0 | 0 | 0 | 0 | 0 | 0 | 0 | 0
2016-05-09 13:00 | 0 | 0 | 0 | 0 | 0 | 0 | 398178.0483 | 408599 | 0 | 0 | 0 | 0 | 0 | 0 | 0 | 0 | 0 | 0 | 0 | 2059416.9942 | 0 | 0 | 0 | 0 | 0 | 0 | 0 | 0 | 0 | 0 | 0 | 0 | -10420.9517 | 0 | 0 | 0 | 0 | 0 | 0 | 0 | 0 | 0 | 0 | 0 | 0 | 0 | 0 | 0 | 0 | 0 | 0 | 0
2016-05-09 14:00 | 0 | 0 | 0 | 0 | 0 | 0 | 665231.2982 | 421708 | 0 | 0 | 0 | 0 | 0 | 0 | 0 | 0 | 0 | 0 | 0 | 2302940.2924 | 0 | 0 | 0 | 0 | 0 | 0 | 0 | 0 | 0 | 0 | 0 | 0 | 0 | 0 | 0 | 0 | 0 | 0 | 0 | 0 | 0 | 243523.2982 | 0 | 0 | 0 | 0 | 0 | 0 | 0 | 0 | 0 | 0
2016-05-09 15:00 | 0 | 0 | 0 | 0 | 0 | 0 | 764454.04 | 432747 | 0 | 0 | 0 | 0 | 0 | 0 | 0 | 0 | 0 | 0 | 0 | 2634647.3324 | 0 | 0 | 0 | 0 | 0 | 0 | 0 | 0 | 0 | 0 | 0 | 0 | 0 | 0 | 0 | 0 | 0 | 0 | 0 | 0 | 0 | 331707.04 | 0 | 0 | 0 | 0 | 0 | 0 | 0 | 0 | 0 | 0
2016-05-09 16:00 | 0 | 0 | 0 | 0 | 0 | 0 | 843704.9904 | 441139 | 0 | 0 | 0 | 0 | 70858.9504 | 0 | 0 | 0 | 0 | 0 | 0 | 2966354.3724 | 0 | 0 | 0 | 0 | 0 | 0 | 0 | 0 | 0 | 0 | 0 | 0 | 70858.9504 | 0 | 0 | 0 | 0 | 0 | 0 | 0 | 0 | 331707.04 | 0 | 0 | 0 | 0 | 0 | 0 | 0 | 0 | 0 | 0
2016-05-09 17:00 | 0 | 0 | 0 | 0 | 0 | 0 | 851971.9904 | 449406 | 0 | 0 | 0 | 0 | 141717.9008 | 0 | 0 | 0 | 0 | 0 | 0 | 3298061.4124 | 0 | 0 | 0 | 0 | 0 | 0 | 0 | 0 | 0 | 0 | 0 | 0 | 70858.9504 | 0 | 0 | 0 | 0 | 0 | 0 | 0 | 0 | 331707.04 | 0 | 0 | 0 | 0 | 0 | 0 | 0 | 0 | 0 | 0
2016-05-09 18:00 | 0 | 0 | 0 | 0 | 0 | 0 | 843487.3139 | 454614 | 0 | 0 | 0 | 0 | 198884.1747 | 0 | 0 | 0 | 0 | 0 | 0 | 3629768.4524 | 0 | 0 | 0 | 0 | 0 | 0 | 0 | 0 | 0 | 0 | 0 | 0 | 57166.2739 | 0 | 0 | 0 | 0 | 0 | 0 | 0 | 0 | 331707.04 | 0 | 0 | 0 | 0 | 0 | 0 | 0 | 0 | 0 | 0
2016-05-09 19:00 | 0 | 0 | 0 | 0 | 0 | 0 | 718908.0896 | 458060 | 0 | 0 | 0 | 0 | 128025.2243 | 0 | 0 | 0 | 0 | 0 | 0 | 3961475.4924 | 0 | 0 | 0 | 0 | 0 | 0 | 0 | 0 | 0 | 0 | 0 | 0 | -70858.9504 | 0 | 0 | 0 | 0 | 0 | 0 | 0 | 0 | 331707.04 | 0 | 0 | 0 | 0 | 0 | 0 | 0 | 0 | 0 | 0
2016-05-09 20:00 | 0 | 0 | 0 | 0 | 0 | 0 | 863046.9904 | 460481 | 0 | 0 | 0 | 0 | 198884.1747 | 0 | 0 | 0 | 0 | 0 | 0 | 4293182.5324 | 0 | 0 | 0 | 0 | 0 | 0 | 0 | 0 | 0 | 0 | 0 | 0 | 70858.9504 | 0 | 0 | 0 | 0 | 0 | 0 | 0 | 0 | 331707.04 | 0 | 0 | 0 | 0 | 0 | 0 | 0 | 0 | 0 | 0
2016-05-09 21:00 | 0 | 0 | 0 | 0 | 0 | 0 | 794035.04 | 462328 | 0 | 0 | 0 | 0 | 198884.1747 | 0 | 0 | 0 | 0 | 0 | 0 | 4624889.5724 | 0 | 0 | 0 | 0 | 0 | 0 | 0 | 0 | 0 | 0 | 0 | 0 | 0 | 0 | 0 | 0 | 0 | 0 | 0 | 0 | 0 | 331707.04 | 0 | 0 | 0 | 0 | 0 | 0 | 0 | 0 | 0 | 0
2016-05-09 22:00 | 0 | 0 | 0 | 0 | 0 | 0 | 793130.04 | 461423 | 0 | 0 | 0 | 0 | 198884.1747 | 0 | 0 | 0 | 0 | 0 | 0 | 4956596.6124 | 0 | 0 | 0 | 0 | 0 | 0 | 0 | 0 | 0 | 0 | 0 | 0 | 0 | 0 | 0 | 0 | 0 | 0 | 0 | 0 | 0 | 331707.04 | 0 | 0 | 0 | 0 | 0 | 0 | 0 | 0 | 0 | 0
2016-05-09 23:00 | 0 | 0 | 0 | 0 | 0 | 0 | 790681.04 | 458974 | 0 | 0 | 0 | 0 | 198884.1747 | 0 | 0 | 0 | 0 | 0 | 0 | 5288303.6524 | 0 | 0 | 0 | 0 | 0 | 0 | 0 | 0 | 0 | 0 | 0 | 0 | 0 | 0 | 0 | 0 | 0 | 0 | 0 | 0 | 0 | 331707.04 | 0 | 0 | 0 | 0 | 0 | 0 | 0 | 0 | 0 | 0
2016-05-10 | 0 | 0 | 0 | 0 | 0 | 0 | 615561.6931 | 460125 | 0 | 0 | 0 | 0 | 198884.1747 | 0 | 0 | 0 | 0 | 0 | 0 | 5443740.3456 | 0 | 0 | 0 | 0 | 0 | 0 | 0 | 0 | 0 | 0 | 0 | 0 | 0 | 0 | 0 | 0 | 0 | 0 | 0 | 0 | 0 | 155436.6931 | 0 | 0 | 0 | 0 | 0 | 0 | 0 | 0 | 0 | 0
2016-05-10 01:00 | 0 | 0 | 0 | 0 | 0 | 0 | 277402.6282 | 454568 | 0 | 0 | 0 | 0 | 128025.2243 | 0 | 0 | 0 | 0 | 0 | 0 | 5337433.9241 | 0 | 0 | 0 | 0 | 0 | 0 | 0 | 0 | 0 | 0 | 0 | 0 | -70858.9504 | 0 | 0 | 0 | 0 | 0 | 0 | 0 | 0 | 185943.797 | 292250.2184 | 0 | 0 | 0 | 0 | 0 | 0 | 0 | 0 | 0
2016-05-10 02:00 | 0 | 0 | 0 | 0 | 0 | 201691.8864 | 10735.8456 | 433819 | 0 | 0 | 0 | 0 | 198884.1747 | 0 | 0 | 0 | 0 | 0 | 0 | 5045183.7057 | 0 | 0 | 0 | 0 | 0 | 0 | 0 | 0 | 0 | 0 | 0 | 0 | 70858.9504 | 0 | 0 | 0 | 0 | 0 | 0 | 0 | 0 | 0 | 292250.2184 | 0 | 0 | 0 | 0 | 0 | 0 | 0 | 0 | 0
2016-05-10 03:00 | 0 | 0 | 0 | 0 | 0 | 43424.8312 | 0 | 406534 | 0 | 0 | 0 | 0 | 128025.2243 | 0 | 0 | 0 | 0 | 0 | 0 | 4752933.4874 | 0 | 0 | 0 | 0 | 0 | 0 | 0 | 0 | 0 | 0 | 0 | 0 | -70858.9504 | 0 | 0 | 0 | 0 | 0 | 0 | 0 | 0 | 0 | 292250.2184 | 0 | 0 | 0 | 0 | 0 | 0 | 0 | 0 | 0
2016-05-10 04:00 | 0 | 0 | 0 | 0 | 0 | 161692.732 | 0 | 383084 | 0 | 0 | 0 | 0 | 198884.1747 | 0 | 0 | 0 | 0 | 0 | 0 | 4460683.269 | 0 | 0 | 0 | 0 | 0 | 0 | 0 | 0 | 0 | 0 | 0 | 0 | 70858.9504 | 0 | 0 | 0 | 0 | 0 | 0 | 0 | 0 | 0 | 292250.2184 | 0 | 0 | 0 | 0 | 0 | 0 | 0 | 0 | 0
2016-05-10 05:00 | 0 | 0 | 0 | 0 | 0 | 0 | 0 | 362448 | 0 | 0 | 0 | 0 | 128686.3931 | 0 | 0 | 0 | 0 | 0 | 0 | 4168433.0506 | 0 | 0 | 0 | 0 | 0 | 0 | 0 | 0 | 0 | 0 | 0 | 0 | -70197.7816 | 0 | 0 | 0 | 0 | 0 | 0 | 0 | 0 | 0 | 292250.2184 | 0 | 0 | 0 | 0 | 0 | 0 | 0 | 0 | 0
2016-05-10 06:00 | 0 | 0 | 0 | 0 | 0 | 0 | 0 | 348334 | 0 | 0 | 0 | 0 | 57827.4427 | 0 | 0 | 0 | 0 | 0 | 0 | 3890958.001 | 0 | 0 | 0 | 0 | 0 | 0 | 0 | 0 | 0 | 0 | 0 | 0 | -70858.9504 | 0 | 0 | 0 | 0 | 0 | 0 | 0 | 0 | 14775.1688 | 292250.2184 | 0 | 0 | 0 | 0 | 0 | 0 | 0 | 0 | 0
2016-05-10 07:00 | 0 | 0 | 0 | 0 | 0 | 34110.1206 | 0 | 339313 | 0 | 0 | 0 | 0 | 44874.7816 | 0 | 0 | 0 | 0 | 0 | 0 | 3598707.7826 | 0 | 0 | 0 | 0 | 0 | 0 | 0 | 0 | 0 | 0 | 0 | 0 | -12952.661 | 0 | 0 | 0 | 0 | 0 | 0 | 0 | 0 | 0 | 292250.2184 | 0 | 0 | 0 | 0 | 0 | 0 | 0 | 0 | 0
2016-05-10 08:00 | 0 | 0 | 0 | 0 | 0 | 0 | 0 | 337125 | 0 | 0 | 0 | 0 | 0 | 0 | 0 | 0 | 0 | 0 | 0 | 3306457.5642 | 0 | 0 | 0 | 0 | 0 | 0 | 0 | 0 | 0 | 0 | 0 | 0 | -44874.7816 | 0 | 0 | 0 | 0 | 0 | 0 | 0 | 0 | 0 | 292250.2184 | 0 | 0 | 0 | 0 | 0 | 0 | 0 | 0 | 0
2016-05-10 09:00 | 0 | 0 | 0 | 0 | 0 | 123524.732 | 0 | 344916 | 0 | 0 | 0 | 0 | 70858.9504 | 0 | 0 | 0 | 0 | 0 | 0 | 3014207.3458 | 0 | 0 | 0 | 0 | 0 | 0 | 0 | 0 | 0 | 0 | 0 | 0 | 70858.9504 | 0 | 0 | 0 | 0 | 0 | 0 | 0 | 0 | 0 | 292250.2184 | 0 | 0 | 0 | 0 | 0 | 0 | 0 | 0 | 0
2016-05-10 10:00 | 0 | 0 | 0 | 0 | 0 | 3873.8312 | 0 | 366983 | 0 | 0 | 0 | 0 | 0 | 0 | 0 | 0 | 0 | 0 | 0 | 2721957.1274 | 0 | 0 | 0 | 0 | 0 | 0 | 0 | 0 | 0 | 0 | 0 | 0 | -70858.9504 | 0 | 0 | 0 | 0 | 0 | 0 | 0 | 0 | 0 | 292250.2184 | 0 | 0 | 0 | 0 | 0 | 0 | 0 | 0 | 0
2016-05-10 11:00 | 0 | 0 | 0 | 0 | 0 | 97408.7816 | 0 | 389659 | 0 | 0 | 0 | 0 | 0 | 0 | 0 | 0 | 0 | 0 | 0 | 2429706.9091 | 0 | 0 | 0 | 0 | 0 | 0 | 0 | 0 | 0 | 0 | 0 | 0 | 0 | 0 | 0 | 0 | 0 | 0 | 0 | 0 | 0 | 0 | 292250.2184 | 0 | 0 | 0 | 0 | 0 | 0 | 0 | 0 | 0
2016-05-10 12:00 | 0 | 0 | 0 | 0 | 0 | 339291.6218 | 50083.2969 | 404419 | 0 | 0 | 0 | 0 | 0 | 0 | 0 | 0 | 0 | 0 | 0 | 2414662.8278 | 0 | 0 | 0 | 0 | 0 | 0 | 0 | 0 | 0 | 0 | 0 | 0 | 0 | 0 | 0 | 0 | 0 | 0 | 0 | 0 | 0 | 277206.1371 | 292250.2184 | 0 | 0 | 0 | 0 | 0 | 0 | 0 | 0 | 0
2016-05-10 13:00 | 0 | 0 | 0 | 0 | 0 | 0 | 450419.8068 | 419261 | 0 | 0 | 0 | 0 | 0 | 0 | 0 | 0 | 0 | 0 | 0 | 2445821.6346 | 0 | 0 | 0 | 0 | 0 | 0 | 0 | 0 | 0 | 0 | 0 | 0 | 0 | 0 | 0 | 0 | 0 | 0 | 0 | 0 | 0 | 31158.8068 | 0 | 0 | 0 | 0 | 0 | 0 | 0 | 0 | 0 | 0
2016-05-10 14:00 | 0 | 0 | 0 | 0 | 0 | 0 | 712778.0575 | 434066 | 0 | 0 | 0 | 0 | 0 | 0 | 0 | 0 | 0 | 0 | 0 | 2724533.6921 | 0 | 0 | 0 | 0 | 0 | 0 | 0 | 0 | 0 | 0 | 0 | 0 | 0 | 0 | 0 | 0 | 0 | 0 | 0 | 0 | 0 | 278712.0575 | 0 | 0 | 0 | 0 | 0 | 0 | 0 | 0 | 0 | 0
2016-05-10 15:00 | 0 | 0 | 0 | 0 | 0 | 0 | 778248.04 | 446541 | 0 | 0 | 0 | 0 | 0 | 0 | 0 | 0 | 0 | 0 | 0 | 3056240.7321 | 0 | 0 | 0 | 0 | 0 | 0 | 0 | 0 | 0 | 0 | 0 | 0 | 0 | 0 | 0 | 0 | 0 | 0 | 0 | 0 | 0 | 331707.04 | 0 | 0 | 0 | 0 | 0 | 0 | 0 | 0 | 0 | 0
2016-05-10 16:00 | 0 | 0 | 0 | 0 | 0 | 0 | 858873.9904 | 456308 | 0 | 0 | 0 | 0 | 70858.9504 | 0 | 0 | 0 | 0 | 0 | 0 | 3387947.7721 | 0 | 0 | 0 | 0 | 0 | 0 | 0 | 0 | 0 | 0 | 0 | 0 | 70858.9504 | 0 | 0 | 0 | 0 | 0 | 0 | 0 | 0 | 331707.04 | 0 | 0 | 0 | 0 | 0 | 0 | 0 | 0 | 0 | 0
2016-05-10 17:00 | 0 | 0 | 0 | 0 | 0 | 0 | 854793.3139 | 465920 | 0 | 0 | 0 | 0 | 128025.2243 | 0 | 0 | 0 | 0 | 0 | 0 | 3719654.8121 | 0 | 0 | 0 | 0 | 0 | 0 | 0 | 0 | 0 | 0 | 0 | 0 | 57166.2739 | 0 | 0 | 0 | 0 | 0 | 0 | 0 | 0 | 331707.04 | 0 | 0 | 0 | 0 | 0 | 0 | 0 | 0 | 0 | 0
2016-05-10 18:00 | 0 | 0 | 0 | 0 | 0 | 0 | 875068.9904 | 472503 | 0 | 0 | 0 | 0 | 198884.1747 | 0 | 0 | 0 | 0 | 0 | 0 | 4051361.8521 | 0 | 0 | 0 | 0 | 0 | 0 | 0 | 0 | 0 | 0 | 0 | 0 | 70858.9504 | 0 | 0 | 0 | 0 | 0 | 0 | 0 | 0 | 331707.04 | 0 | 0 | 0 | 0 | 0 | 0 | 0 | 0 | 0 | 0
2016-05-10 19:00 | 0 | 0 | 0 | 0 | 0 | 0 | 814180.04 | 482473 | 0 | 0 | 0 | 0 | 198884.1747 | 0 | 0 | 0 | 0 | 0 | 0 | 4383068.8921 | 0 | 0 | 0 | 0 | 0 | 0 | 0 | 0 | 0 | 0 | 0 | 0 | 0 | 0 | 0 | 0 | 0 | 0 | 0 | 0 | 0 | 331707.04 | 0 | 0 | 0 | 0 | 0 | 0 | 0 | 0 | 0 | 0
2016-05-10 20:00 | 0 | 0 | 0 | 0 | 0 | 0 | 818790.04 | 487083 | 0 | 0 | 0 | 0 | 198884.1747 | 0 | 0 | 0 | 0 | 0 | 0 | 4714775.9321 | 0 | 0 | 0 | 0 | 0 | 0 | 0 | 0 | 0 | 0 | 0 | 0 | 0 | 0 | 0 | 0 | 0 | 0 | 0 | 0 | 0 | 331707.04 | 0 | 0 | 0 | 0 | 0 | 0 | 0 | 0 | 0 | 0
2016-05-10 21:00 | 0 | 0 | 0 | 0 | 0 | 0 | 822869.04 | 491162 | 0 | 0 | 0 | 0 | 198884.1747 | 0 | 0 | 0 | 0 | 0 | 0 | 5046482.9721 | 0 | 0 | 0 | 0 | 0 | 0 | 0 | 0 | 0 | 0 | 0 | 0 | 0 | 0 | 0 | 0 | 0 | 0 | 0 | 0 | 0 | 331707.04 | 0 | 0 | 0 | 0 | 0 | 0 | 0 | 0 | 0 | 0
2016-05-10 22:00 | 0 | 0 | 0 | 0 | 0 | 0 | 820996.04 | 489289 | 0 | 0 | 0 | 0 | 198884.1747 | 0 | 0 | 0 | 0 | 0 | 0 | 5378190.0121 | 0 | 0 | 0 | 0 | 0 | 0 | 0 | 0 | 0 | 0 | 0 | 0 | 0 | 0 | 0 | 0 | 0 | 0 | 0 | 0 | 0 | 331707.04 | 0 | 0 | 0 | 0 | 0 | 0 | 0 | 0 | 0 | 0
2016-05-10 23:00 | 0 | 0 | 0 | 0 | 0 | 0 | 744406.2749 | 484040 | 0 | 0 | 0 | 0 | 128025.2243 | 0 | 0 | 0 | 0 | 0 | 0 | 5709415.2374 | 0 | 0 | 0 | 0 | 0 | 0 | 0 | 0 | 0 | 0 | 0 | 0 | -70858.9504 | 0 | 0 | 0 | 0 | 0 | 0 | 0 | 0 | 331225.2253 | 0 | 0 | 0 | 0 | 0 | 0 | 0 | 0 | 0 | 0
2016-05-11 | 0 | 0 | 0 | 0 | 0 | 0 | 581461.7813 | 482045 | 0 | 0 | 0 | 0 | 198884.1747 | 0 | 0 | 0 | 0 | 0 | 0 | 5737973.0683 | 0 | 0 | 0 | 0 | 0 | 0 | 0 | 0 | 0 | 0 | 0 | 0 | 70858.9504 | 0 | 0 | 0 | 0 | 0 | 0 | 0 | 0 | 28557.8309 | 0 | 0 | 0 | 0 | 0 | 0 | 0 | 0 | 0 | 0
2016-05-11 01:00 | 0 | 0 | 0 | 0 | 0 | 0 | 267392.8232 | 474763 | 0 | 0 | 0 | 0 | 198884.1747 | 0 | 0 | 0 | 0 | 0 | 0 | 5530602.8914 | 0 | 0 | 0 | 0 | 0 | 0 | 0 | 0 | 0 | 0 | 0 | 0 | 0 | 0 | 0 | 0 | 0 | 0 | 0 | 0 | 0 | 84880.0416 | 292250.2184 | 0 | 0 | 0 | 0 | 0 | 0 | 0 | 0 | 0
2016-05-11 02:00 | 0 | 0 | 0 | 0 | 0 | 479286.6247 | 11966.1969 | 451796 | 0 | 0 | 0 | 0 | 198884.1747 | 0 | 0 | 0 | 0 | 0 | 0 | 5570059.7131 | 0 | 0 | 0 | 0 | 0 | 0 | 0 | 0 | 0 | 0 | 0 | 0 | 0 | 0 | 0 | 0 | 0 | 0 | 0 | 0 | 0 | 331707.04 | 292250.2184 | 0 | 0 | 0 | 0 | 0 | 0 | 0 | 0 | 0
2016-05-11 03:00 | 0 | 0 | 0 | 0 | 0 | 59358.8312 | 0 | 422468 | 0 | 0 | 0 | 0 | 128025.2243 | 0 | 0 | 0 | 0 | 0 | 0 | 5277809.4947 | 0 | 0 | 0 | 0 | 0 | 0 | 0 | 0 | 0 | 0 | 0 | 0 | -70858.9504 | 0 | 0 | 0 | 0 | 0 | 0 | 0 | 0 | 0 | 292250.2184 | 0 | 0 | 0 | 0 | 0 | 0 | 0 | 0 | 0
2016-05-11 04:00 | 0 | 0 | 0 | 0 | 0 | 174089.732 | 0 | 395481 | 0 | 0 | 0 | 0 | 198884.1747 | 0 | 0 | 0 | 0 | 0 | 0 | 4985559.2763 | 0 | 0 | 0 | 0 | 0 | 0 | 0 | 0 | 0 | 0 | 0 | 0 | 70858.9504 | 0 | 0 | 0 | 0 | 0 | 0 | 0 | 0 | 0 | 292250.2184 | 0 | 0 | 0 | 0 | 0 | 0 | 0 | 0 | 0
2016-05-11 05:00 | 0 | 0 | 0 | 0 | 0 | 81957.7816 | 0 | 374208 | 0 | 0 | 0 | 0 | 198884.1747 | 0 | 0 | 0 | 0 | 0 | 0 | 4693309.0579 | 0 | 0 | 0 | 0 | 0 | 0 | 0 | 0 | 0 | 0 | 0 | 0 | 0 | 0 | 0 | 0 | 0 | 0 | 0 | 0 | 0 | 0 | 292250.2184 | 0 | 0 | 0 | 0 | 0 | 0 | 0 | 0 | 0
2016-05-11 06:00 | 0 | 0 | 0 | 0 | 0 | 0 | 0 | 356964 | 0 | 0 | 0 | 0 | 134170.3931 | 0 | 0 | 0 | 0 | 0 | 0 | 4401058.8395 | 0 | 0 | 0 | 0 | 0 | 0 | 0 | 0 | 0 | 0 | 0 | 0 | -64713.7816 | 0 | 0 | 0 | 0 | 0 | 0 | 0 | 0 | 0 | 292250.2184 | 0 | 0 | 0 | 0 | 0 | 0 | 0 | 0 | 0
2016-05-11 07:00 | 0 | 0 | 0 | 0 | 0 | 0 | 0 | 346965 | 0 | 0 | 0 | 0 | 63311.4427 | 0 | 0 | 0 | 0 | 0 | 0 | 4124952.7899 | 0 | 0 | 0 | 0 | 0 | 0 | 0 | 0 | 0 | 0 | 0 | 0 | -70858.9504 | 0 | 0 | 0 | 0 | 0 | 0 | 0 | 0 | 16144.1688 | 292250.2184 | 0 | 0 | 0 | 0 | 0 | 0 | 0 | 0 | 0
2016-05-11 08:00 | 0 | 0 | 0 | 0 | 0 | 453676.772 | 0 | 343361 | 0 | 0 | 0 | 0 | 134170.3931 | 0 | 0 | 0 | 0 | 0 | 0 | 4164409.6115 | 0 | 0 | 0 | 0 | 0 | 0 | 0 | 0 | 0 | 0 | 0 | 0 | 70858.9504 | 0 | 0 | 0 | 0 | 0 | 0 | 0 | 0 | 331707.04 | 292250.2184 | 0 | 0 | 0 | 0 | 0 | 0 | 0 | 0 | 0
2016-05-11 09:00 | 0 | 0 | 0 | 0 | 0 | 65783.2894 | 0 | 350486 | 0 | 0 | 0 | 0 | 141717.9008 | 0 | 0 | 0 | 0 | 0 | 0 | 3872159.3931 | 0 | 0 | 0 | 0 | 0 | 0 | 0 | 0 | 0 | 0 | 0 | 0 | 7547.5077 | 0 | 0 | 0 | 0 | 0 | 0 | 0 | 0 | 0 | 292250.2184 | 0 | 0 | 0 | 0 | 0 | 0 | 0 | 0 | 0
2016-05-11 10:00 | 0 | 0 | 0 | 0 | 0 | 8168.8312 | 0 | 371278 | 0 | 0 | 0 | 0 | 70858.9504 | 0 | 0 | 0 | 0 | 0 | 0 | 3579909.1748 | 0 | 0 | 0 | 0 | 0 | 0 | 0 | 0 | 0 | 0 | 0 | 0 | -70858.9504 | 0 | 0 | 0 | 0 | 0 | 0 | 0 | 0 | 0 | 292250.2184 | 0 | 0 | 0 | 0 | 0 | 0 | 0 | 0 | 0
2016-05-11 11:00 | 0 | 0 | 0 | 0 | 0 | 30097.8312 | 0 | 393207 | 0 | 0 | 0 | 0 | 0 | 0 | 0 | 0 | 0 | 0 | 0 | 3287658.9564 | 0 | 0 | 0 | 0 | 0 | 0 | 0 | 0 | 0 | 0 | 0 | 0 | -70858.9504 | 0 | 0 | 0 | 0 | 0 | 0 | 0 | 0 | 0 | 292250.2184 | 0 | 0 | 0 | 0 | 0 | 0 | 0 | 0 | 0
2016-05-11 12:00 | 0 | 0 | 0 | 0 | 0 | 43572.4761 | 72852.3055 | 408675 | 0 | 0 | 0 | 0 | 0 | 0 | 0 | 0 | 0 | 0 | 0 | 2995408.738 | 0 | 0 | 0 | 0 | 0 | 0 | 0 | 0 | 0 | 0 | 0 | 0 | 0 | 0 | 0 | 0 | 0 | 0 | 0 | 0 | 0 | 0 | 292250.2184 | 0 | 0 | 0 | 0 | 0 | 0 | 0 | 0 | 0
2016-05-11 13:00 | 0 | 0 | 0 | 0 | 0 | 0 | 510092.1693 | 423244 | 0 | 0 | 0 | 0 | 0 | 0 | 0 | 0 | 0 | 0 | 0 | 3082256.9073 | 0 | 0 | 0 | 0 | 0 | 0 | 0 | 0 | 0 | 0 | 0 | 0 | 0 | 0 | 0 | 0 | 0 | 0 | 0 | 0 | 0 | 86848.1693 | 0 | 0 | 0 | 0 | 0 | 0 | 0 | 0 | 0 | 0
2016-05-11 14:00 | 0 | 0 | 0 | 0 | 0 | 0 | 741493.6086 | 439106 | 0 | 0 | 0 | 0 | 0 | 0 | 0 | 0 | 0 | 0 | 0 | 3384644.516 | 0 | 0 | 0 | 0 | 0 | 0 | 0 | 0 | 0 | 0 | 0 | 0 | 0 | 0 | 0 | 0 | 0 | 0 | 0 | 0 | 0 | 302387.6086 | 0 | 0 | 0 | 0 | 0 | 0 | 0 | 0 | 0 | 0
2016-05-11 15:00 | 0 | 0 | 0 | 0 | 0 | 0 | 785584.04 | 453877 | 0 | 0 | 0 | 0 | 0 | 0 | 0 | 0 | 0 | 0 | 0 | 3716351.556 | 0 | 0 | 0 | 0 | 0 | 0 | 0 | 0 | 0 | 0 | 0 | 0 | 0 | 0 | 0 | 0 | 0 | 0 | 0 | 0 | 0 | 331707.04 | 0 | 0 | 0 | 0 | 0 | 0 | 0 | 0 | 0 | 0
2016-05-11 16:00 | 0 | 0 | 0 | 0 | 0 | 0 | 868841.9904 | 466276 | 0 | 0 | 0 | 0 | 70858.9504 | 0 | 0 | 0 | 0 | 0 | 0 | 4048058.596 | 0 | 0 | 0 | 0 | 0 | 0 | 0 | 0 | 0 | 0 | 0 | 0 | 70858.9504 | 0 | 0 | 0 | 0 | 0 | 0 | 0 | 0 | 331707.04 | 0 | 0 | 0 | 0 | 0 | 0 | 0 | 0 | 0 | 0
2016-05-11 17:00 | 0 | 0 | 0 | 0 | 0 | 0 | 881118.9904 | 478553 | 0 | 0 | 0 | 0 | 141717.9008 | 0 | 0 | 0 | 0 | 0 | 0 | 4379765.636 | 0 | 0 | 0 | 0 | 0 | 0 | 0 | 0 | 0 | 0 | 0 | 0 | 70858.9504 | 0 | 0 | 0 | 0 | 0 | 0 | 0 | 0 | 331707.04 | 0 | 0 | 0 | 0 | 0 | 0 | 0 | 0 | 0 | 0
2016-05-11 18:00 | 0 | 0 | 0 | 0 | 0 | 0 | 877334.3139 | 488461 | 0 | 0 | 0 | 0 | 198884.1747 | 0 | 0 | 0 | 0 | 0 | 0 | 4711472.676 | 0 | 0 | 0 | 0 | 0 | 0 | 0 | 0 | 0 | 0 | 0 | 0 | 57166.2739 | 0 | 0 | 0 | 0 | 0 | 0 | 0 | 0 | 331707.04 | 0 | 0 | 0 | 0 | 0 | 0 | 0 | 0 | 0 | 0
2016-05-11 19:00 | 0 | 0 | 0 | 0 | 0 | 0 | 828391.04 | 496684 | 0 | 0 | 0 | 0 | 198884.1747 | 0 | 0 | 0 | 0 | 0 | 0 | 5043179.716 | 0 | 0 | 0 | 0 | 0 | 0 | 0 | 0 | 0 | 0 | 0 | 0 | 0 | 0 | 0 | 0 | 0 | 0 | 0 | 0 | 0 | 331707.04 | 0 | 0 | 0 | 0 | 0 | 0 | 0 | 0 | 0 | 0
2016-05-11 20:00 | 0 | 0 | 0 | 0 | 0 | 0 | 835153.04 | 503446 | 0 | 0 | 0 | 0 | 198884.1747 | 0 | 0 | 0 | 0 | 0 | 0 | 5374886.756 | 0 | 0 | 0 | 0 | 0 | 0 | 0 | 0 | 0 | 0 | 0 | 0 | 0 | 0 | 0 | 0 | 0 | 0 | 0 | 0 | 0 | 331707.04 | 0 | 0 | 0 | 0 | 0 | 0 | 0 | 0 | 0 | 0
2016-05-11 21:00 | 0 | 0 | 0 | 0 | 0 | 0 | 838963.04 | 507256 | 0 | 0 | 0 | 0 | 198884.1747 | 0 | 0 | 0 | 0 | 0 | 0 | 5706593.7959 | 0 | 0 | 0 | 0 | 0 | 0 | 0 | 0 | 0 | 0 | 0 | 0 | 0 | 0 | 0 | 0 | 0 | 0 | 0 | 0 | 0 | 331707.04 | 0 | 0 | 0 | 0 | 0 | 0 | 0 | 0 | 0 | 0
2016-05-11 22:00 | 0 | 0 | 0 | 0 | 0 | 0 | 837365.04 | 505658 | 0 | 0 | 0 | 0 | 198884.1747 | 0 | 0 | 0 | 0 | 0 | 0 | 6038300.8359 | 0 | 0 | 0 | 0 | 0 | 0 | 0 | 0 | 0 | 0 | 0 | 0 | 0 | 0 | 0 | 0 | 0 | 0 | 0 | 0 | 0 | 331707.04 | 0 | 0 | 0 | 0 | 0 | 0 | 0 | 0 | 0 | 0
2016-05-11 23:00 | 0 | 0 | 0 | 0 | 0 | 0 | 763466.2133 | 499182 | 0 | 0 | 0 | 0 | 131461.348 | 0 | 0 | 0 | 0 | 0 | 0 | 6370007.8759 | 0 | 0 | 0 | 0 | 0 | 0 | 0 | 0 | 0 | 0 | 0 | 0 | -67422.8267 | 0 | 0 | 0 | 0 | 0 | 0 | 0 | 0 | 331707.04 | 0 | 0 | 0 | 0 | 0 | 0 | 0 | 0 | 0 | 0
2016-05-12 | 0 | 0 | 0 | 0 | 0 | 0 | 603195.9625 | 494879 | 0 | 0 | 0 | 0 | 198884.1747 | 0 | 0 | 0 | 0 | 0 | 0 | 6410902.0117 | 0 | 0 | 0 | 0 | 0 | 0 | 0 | 0 | 0 | 0 | 0 | 0 | 67422.8267 | 0 | 0 | 0 | 0 | 0 | 0 | 0 | 0 | 40894.1358 | 0 | 0 | 0 | 0 | 0 | 0 | 0 | 0 | 0 | 0
2016-05-12 01:00 | 0 | 0 | 0 | 0 | 0 | 0 | 285164.6912 | 486960 | 0 | 0 | 0 | 0 | 197845.6824 | 0 | 0 | 0 | 0 | 0 | 0 | 6210145.1952 | 0 | 0 | 0 | 0 | 0 | 0 | 0 | 0 | 0 | 0 | 0 | 0 | -1038.4923 | 0 | 0 | 0 | 0 | 0 | 0 | 0 | 0 | 91493.4019 | 292250.2184 | 0 | 0 | 0 | 0 | 0 | 0 | 0 | 0 | 0
2016-05-12 02:00 | 0 | 0 | 0 | 0 | 0 | 77943.8419 | 22102.9893 | 463156 | 0 | 0 | 0 | 0 | 126986.732 | 0 | 0 | 0 | 0 | 0 | 0 | 5917894.9768 | 0 | 0 | 0 | 0 | 0 | 0 | 0 | 0 | 0 | 0 | 0 | 0 | -70858.9504 | 0 | 0 | 0 | 0 | 0 | 0 | 0 | 0 | 0 | 292250.2184 | 0 | 0 | 0 | 0 | 0 | 0 | 0 | 0 | 0
2016-05-12 03:00 | 0 | 0 | 0 | 0 | 0 | 68676.8312 | 0 | 431786 | 0 | 0 | 0 | 0 | 56127.7816 | 0 | 0 | 0 | 0 | 0 | 0 | 5625644.7585 | 0 | 0 | 0 | 0 | 0 | 0 | 0 | 0 | 0 | 0 | 0 | 0 | -70858.9504 | 0 | 0 | 0 | 0 | 0 | 0 | 0 | 0 | 0 | 292250.2184 | 0 | 0 | 0 | 0 | 0 | 0 | 0 | 0 | 0
2016-05-12 04:00 | 0 | 0 | 0 | 0 | 0 | 181553.732 | 0 | 402945 | 0 | 0 | 0 | 0 | 126986.732 | 0 | 0 | 0 | 0 | 0 | 0 | 5333394.5401 | 0 | 0 | 0 | 0 | 0 | 0 | 0 | 0 | 0 | 0 | 0 | 0 | 70858.9504 | 0 | 0 | 0 | 0 | 0 | 0 | 0 | 0 | 0 | 292250.2184 | 0 | 0 | 0 | 0 | 0 | 0 | 0 | 0 | 0
2016-05-12 05:00 | 0 | 0 | 0 | 0 | 0 | 15684.8312 | 0 | 378794 | 0 | 0 | 0 | 0 | 56127.7816 | 0 | 0 | 0 | 0 | 0 | 0 | 5041144.3217 | 0 | 0 | 0 | 0 | 0 | 0 | 0 | 0 | 0 | 0 | 0 | 0 | -70858.9504 | 0 | 0 | 0 | 0 | 0 | 0 | 0 | 0 | 0 | 292250.2184 | 0 | 0 | 0 | 0 | 0 | 0 | 0 | 0 | 0
2016-05-12 06:00 | 0 | 0 | 0 | 0 | 0 | 139035.732 | 0 | 360427 | 0 | 0 | 0 | 0 | 126986.732 | 0 | 0 | 0 | 0 | 0 | 0 | 4748894.1033 | 0 | 0 | 0 | 0 | 0 | 0 | 0 | 0 | 0 | 0 | 0 | 0 | 70858.9504 | 0 | 0 | 0 | 0 | 0 | 0 | 0 | 0 | 0 | 292250.2184 | 0 | 0 | 0 | 0 | 0 | 0 | 0 | 0 | 0
2016-05-12 07:00 | 0 | 0 | 0 | 0 | 0 | 0 | 0 | 348378 | 0 | 0 | 0 | 0 | 70858.9504 | 0 | 0 | 0 | 0 | 0 | 0 | 4456643.8849 | 0 | 0 | 0 | 0 | 0 | 0 | 0 | 0 | 0 | 0 | 0 | 0 | -56127.7816 | 0 | 0 | 0 | 0 | 0 | 0 | 0 | 0 | 0 | 292250.2184 | 0 | 0 | 0 | 0 | 0 | 0 | 0 | 0 | 0
2016-05-12 08:00 | 0 | 0 | 0 | 0 | 0 | 0 | 0 | 344455 | 0 | 0 | 0 | 0 | 0 | 0 | 0 | 0 | 0 | 0 | 0 | 4183047.8353 | 0 | 0 | 0 | 0 | 0 | 0 | 0 | 0 | 0 | 0 | 0 | 0 | -70858.9504 | 0 | 0 | 0 | 0 | 0 | 0 | 0 | 0 | 18654.1688 | 292250.2184 | 0 | 0 | 0 | 0 | 0 | 0 | 0 | 0 | 0
2016-05-12 09:00 | 0 | 0 | 0 | 0 | 0 | 130353.732 | 0 | 351745 | 0 | 0 | 0 | 0 | 70858.9504 | 0 | 0 | 0 | 0 | 0 | 0 | 3890797.6169 | 0 | 0 | 0 | 0 | 0 | 0 | 0 | 0 | 0 | 0 | 0 | 0 | 70858.9504 | 0 | 0 | 0 | 0 | 0 | 0 | 0 | 0 | 0 | 292250.2184 | 0 | 0 | 0 | 0 | 0 | 0 | 0 | 0 | 0
2016-05-12 10:00 | 0 | 0 | 0 | 0 | 0 | 8379.8312 | 0 | 371489 | 0 | 0 | 0 | 0 | 0 | 0 | 0 | 0 | 0 | 0 | 0 | 3598547.3985 | 0 | 0 | 0 | 0 | 0 | 0 | 0 | 0 | 0 | 0 | 0 | 0 | -70858.9504 | 0 | 0 | 0 | 0 | 0 | 0 | 0 | 0 | 0 | 292250.2184 | 0 | 0 | 0 | 0 | 0 | 0 | 0 | 0 | 0
2016-05-12 11:00 | 0 | 0 | 0 | 0 | 0 | 101836.7816 | 0 | 394087 | 0 | 0 | 0 | 0 | 0 | 0 | 0 | 0 | 0 | 0 | 0 | 3306297.1802 | 0 | 0 | 0 | 0 | 0 | 0 | 0 | 0 | 0 | 0 | 0 | 0 | 0 | 0 | 0 | 0 | 0 | 0 | 0 | 0 | 0 | 0 | 292250.2184 | 0 | 0 | 0 | 0 | 0 | 0 | 0 | 0 | 0
2016-05-12 12:00 | 0 | 0 | 0 | 0 | 0 | 335677.7528 | 71257.3979 | 411018 | 0 | 0 | 0 | 0 | 0 | 0 | 0 | 0 | 0 | 0 | 0 | 3302214.3309 | 0 | 0 | 0 | 0 | 0 | 0 | 0 | 0 | 0 | 0 | 0 | 0 | 0 | 0 | 0 | 0 | 0 | 0 | 0 | 0 | 0 | 288167.3692 | 292250.2184 | 0 | 0 | 0 | 0 | 0 | 0 | 0 | 0 | 0
2016-05-12 13:00 | 0 | 0 | 0 | 0 | 0 | 0 | 484185.9888 | 425972 | 0 | 0 | 0 | 0 | 58213.9888 | 0 | 0 | 0 | 0 | 0 | 0 | 3302214.3309 | 0 | 0 | 0 | 0 | 0 | 0 | 0 | 0 | 0 | 0 | 0 | 0 | 58213.9888 | 0 | 0 | 0 | 0 | 0 | 0 | 0 | 0 | 0 | 0 | 0 | 0 | 0 | 0 | 0 | 0 | 0 | 0 | 0
2016-05-12 14:00 | 0 | 0 | 0 | 0 | 0 | 0 | 709060.5246 | 441729 | 0 | 0 | 0 | 0 | 0 | 0 | 0 | 0 | 0 | 0 | 0 | 3627759.8443 | 0 | 0 | 0 | 0 | 0 | 0 | 0 | 0 | 0 | 0 | 0 | 0 | -58213.9888 | 0 | 0 | 0 | 0 | 0 | 0 | 0 | 0 | 325545.5133 | 0 | 0 | 0 | 0 | 0 | 0 | 0 | 0 | 0 | 0
2016-05-12 15:00 | 0 | 0 | 0 | 0 | 0 | 0 | 787941.04 | 456234 | 0 | 0 | 0 | 0 | 0 | 0 | 0 | 0 | 0 | 0 | 0 | 3959466.8843 | 0 | 0 | 0 | 0 | 0 | 0 | 0 | 0 | 0 | 0 | 0 | 0 | 0 | 0 | 0 | 0 | 0 | 0 | 0 | 0 | 0 | 331707.04 | 0 | 0 | 0 | 0 | 0 | 0 | 0 | 0 | 0 | 0
2016-05-12 16:00 | 0 | 0 | 0 | 0 | 0 | 0 | 869914.9904 | 467349 | 0 | 0 | 0 | 0 | 70858.9504 | 0 | 0 | 0 | 0 | 0 | 0 | 4291173.9243 | 0 | 0 | 0 | 0 | 0 | 0 | 0 | 0 | 0 | 0 | 0 | 0 | 70858.9504 | 0 | 0 | 0 | 0 | 0 | 0 | 0 | 0 | 331707.04 | 0 | 0 | 0 | 0 | 0 | 0 | 0 | 0 | 0 | 0
2016-05-12 17:00 | 0 | 0 | 0 | 0 | 0 | 0 | 880745.9904 | 478180 | 0 | 0 | 0 | 0 | 141717.9008 | 0 | 0 | 0 | 0 | 0 | 0 | 4622880.9643 | 0 | 0 | 0 | 0 | 0 | 0 | 0 | 0 | 0 | 0 | 0 | 0 | 70858.9504 | 0 | 0 | 0 | 0 | 0 | 0 | 0 | 0 | 331707.04 | 0 | 0 | 0 | 0 | 0 | 0 | 0 | 0 | 0 | 0
2016-05-12 18:00 | 0 | 0 | 0 | 0 | 0 | 0 | 875351.3139 | 486478 | 0 | 0 | 0 | 0 | 198884.1747 | 0 | 0 | 0 | 0 | 0 | 0 | 4954588.0043 | 0 | 0 | 0 | 0 | 0 | 0 | 0 | 0 | 0 | 0 | 0 | 0 | 57166.2739 | 0 | 0 | 0 | 0 | 0 | 0 | 0 | 0 | 331707.04 | 0 | 0 | 0 | 0 | 0 | 0 | 0 | 0 | 0 | 0
2016-05-12 19:00 | 0 | 0 | 0 | 0 | 0 | 0 | 823748.04 | 492041 | 0 | 0 | 0 | 0 | 198884.1747 | 0 | 0 | 0 | 0 | 0 | 0 | 5286295.0443 | 0 | 0 | 0 | 0 | 0 | 0 | 0 | 0 | 0 | 0 | 0 | 0 | 0 | 0 | 0 | 0 | 0 | 0 | 0 | 0 | 0 | 331707.04 | 0 | 0 | 0 | 0 | 0 | 0 | 0 | 0 | 0 | 0
2016-05-12 20:00 | 0 | 0 | 0 | 0 | 0 | 0 | 828151.04 | 496444 | 0 | 0 | 0 | 0 | 198884.1747 | 0 | 0 | 0 | 0 | 0 | 0 | 5618002.0843 | 0 | 0 | 0 | 0 | 0 | 0 | 0 | 0 | 0 | 0 | 0 | 0 | 0 | 0 | 0 | 0 | 0 | 0 | 0 | 0 | 0 | 331707.04 | 0 | 0 | 0 | 0 | 0 | 0 | 0 | 0 | 0 | 0
2016-05-12 21:00 | 0 | 0 | 0 | 0 | 0 | 0 | 830269.04 | 498562 | 0 | 0 | 0 | 0 | 198884.1747 | 0 | 0 | 0 | 0 | 0 | 0 | 5949709.1243 | 0 | 0 | 0 | 0 | 0 | 0 | 0 | 0 | 0 | 0 | 0 | 0 | 0 | 0 | 0 | 0 | 0 | 0 | 0 | 0 | 0 | 331707.04 | 0 | 0 | 0 | 0 | 0 | 0 | 0 | 0 | 0 | 0
2016-05-12 22:00 | 0 | 0 | 0 | 0 | 0 | 0 | 827255.04 | 495548 | 0 | 0 | 0 | 0 | 198884.1747 | 0 | 0 | 0 | 0 | 0 | 0 | 6281416.1643 | 0 | 0 | 0 | 0 | 0 | 0 | 0 | 0 | 0 | 0 | 0 | 0 | 0 | 0 | 0 | 0 | 0 | 0 | 0 | 0 | 0 | 331707.04 | 0 | 0 | 0 | 0 | 0 | 0 | 0 | 0 | 0 | 0
2016-05-12 23:00 | 0 | 0 | 0 | 0 | 0 | 0 | 743211.8721 | 488381 | 0 | 0 | 0 | 0 | 128025.2243 | 0 | 0 | 0 | 0 | 0 | 0 | 6607105.9868 | 0 | 0 | 0 | 0 | 0 | 0 | 0 | 0 | 0 | 0 | 0 | 0 | -70858.9504 | 0 | 0 | 0 | 0 | 0 | 0 | 0 | 0 | 325689.8225 | 0 | 0 | 0 | 0 | 0 | 0 | 0 | 0 | 0 | 0
2016-05-13 | 0 | 0 | 0 | 0 | 0 | 0 | 588444.3754 | 485226 | 0 | 0 | 0 | 0 | 198884.1747 | 0 | 0 | 0 | 0 | 0 | 0 | 6639465.4118 | 0 | 0 | 0 | 0 | 0 | 0 | 0 | 0 | 0 | 0 | 0 | 0 | 70858.9504 | 0 | 0 | 0 | 0 | 0 | 0 | 0 | 0 | 32359.425 | 0 | 0 | 0 | 0 | 0 | 0 | 0 | 0 | 0 | 0
2016-05-13 01:00 | 0 | 0 | 0 | 0 | 0 | 0 | 283289.8759 | 476994 | 0 | 0 | 0 | 0 | 198884.1747 | 0 | 0 | 0 | 0 | 0 | 0 | 6445761.2877 | 0 | 0 | 0 | 0 | 0 | 0 | 0 | 0 | 0 | 0 | 0 | 0 | 0 | 0 | 0 | 0 | 0 | 0 | 0 | 0 | 0 | 98546.0943 | 292250.2184 | 0 | 0 | 0 | 0 | 0 | 0 | 0 | 0 | 0
2016-05-13 02:00 | 0 | 0 | 0 | 0 | 0 | 138377.8516 | 23709.93 | 454338 | 0 | 0 | 0 | 0 | 198884.1747 | 0 | 0 | 0 | 0 | 0 | 0 | 6153511.0693 | 0 | 0 | 0 | 0 | 0 | 0 | 0 | 0 | 0 | 0 | 0 | 0 | 0 | 0 | 0 | 0 | 0 | 0 | 0 | 0 | 0 | 0 | 292250.2184 | 0 | 0 | 0 | 0 | 0 | 0 | 0 | 0 | 0
2016-05-13 03:00 | 0 | 0 | 0 | 0 | 0 | 62131.8312 | 0 | 425241 | 0 | 0 | 0 | 0 | 128025.2243 | 0 | 0 | 0 | 0 | 0 | 0 | 5861260.8509 | 0 | 0 | 0 | 0 | 0 | 0 | 0 | 0 | 0 | 0 | 0 | 0 | -70858.9504 | 0 | 0 | 0 | 0 | 0 | 0 | 0 | 0 | 0 | 292250.2184 | 0 | 0 | 0 | 0 | 0 | 0 | 0 | 0 | 0
2016-05-13 04:00 | 0 | 0 | 0 | 0 | 0 | 47658.5077 | 0 | 397075 | 0 | 0 | 0 | 0 | 70858.9504 | 0 | 0 | 0 | 0 | 0 | 0 | 5569010.6325 | 0 | 0 | 0 | 0 | 0 | 0 | 0 | 0 | 0 | 0 | 0 | 0 | -57166.2739 | 0 | 0 | 0 | 0 | 0 | 0 | 0 | 0 | 0 | 292250.2184 | 0 | 0 | 0 | 0 | 0 | 0 | 0 | 0 | 0
2016-05-13 05:00 | 0 | 0 | 0 | 0 | 0 | 10630.8312 | 0 | 373740 | 0 | 0 | 0 | 0 | 0 | 0 | 0 | 0 | 0 | 0 | 0 | 5276760.4141 | 0 | 0 | 0 | 0 | 0 | 0 | 0 | 0 | 0 | 0 | 0 | 0 | -70858.9504 | 0 | 0 | 0 | 0 | 0 | 0 | 0 | 0 | 0 | 292250.2184 | 0 | 0 | 0 | 0 | 0 | 0 | 0 | 0 | 0
2016-05-13 06:00 | 0 | 0 | 0 | 0 | 0 | 63287.7816 | 0 | 355538 | 0 | 0 | 0 | 0 | 0 | 0 | 0 | 0 | 0 | 0 | 0 | 4984510.1958 | 0 | 0 | 0 | 0 | 0 | 0 | 0 | 0 | 0 | 0 | 0 | 0 | 0 | 0 | 0 | 0 | 0 | 0 | 0 | 0 | 0 | 0 | 292250.2184 | 0 | 0 | 0 | 0 | 0 | 0 | 0 | 0 | 0
2016-05-13 07:00 | 0 | 0 | 0 | 0 | 0 | 384340.8216 | 0 | 344884 | 0 | 0 | 0 | 0 | 0 | 0 | 0 | 0 | 0 | 0 | 0 | 5023967.0174 | 0 | 0 | 0 | 0 | 0 | 0 | 0 | 0 | 0 | 0 | 0 | 0 | 0 | 0 | 0 | 0 | 0 | 0 | 0 | 0 | 0 | 331707.04 | 292250.2184 | 0 | 0 | 0 | 0 | 0 | 0 | 0 | 0 | 0
2016-05-13 08:00 | 0 | 0 | 0 | 0 | 0 | 48455.7816 | 0 | 340706 | 0 | 0 | 0 | 0 | 0 | 0 | 0 | 0 | 0 | 0 | 0 | 4731716.799 | 0 | 0 | 0 | 0 | 0 | 0 | 0 | 0 | 0 | 0 | 0 | 0 | 0 | 0 | 0 | 0 | 0 | 0 | 0 | 0 | 0 | 0 | 292250.2184 | 0 | 0 | 0 | 0 | 0 | 0 | 0 | 0 | 0
2016-05-13 09:00 | 0 | 0 | 0 | 0 | 0 | 54886.7816 | 0 | 347137 | 0 | 0 | 0 | 0 | 0 | 0 | 0 | 0 | 0 | 0 | 0 | 4439466.5806 | 0 | 0 | 0 | 0 | 0 | 0 | 0 | 0 | 0 | 0 | 0 | 0 | 0 | 0 | 0 | 0 | 0 | 0 | 0 | 0 | 0 | 0 | 292250.2184 | 0 | 0 | 0 | 0 | 0 | 0 | 0 | 0 | 0
2016-05-13 10:00 | 0 | 0 | 0 | 0 | 0 | 73548.7816 | 0 | 365799 | 0 | 0 | 0 | 0 | 0 | 0 | 0 | 0 | 0 | 0 | 0 | 4147216.3622 | 0 | 0 | 0 | 0 | 0 | 0 | 0 | 0 | 0 | 0 | 0 | 0 | 0 | 0 | 0 | 0 | 0 | 0 | 0 | 0 | 0 | 0 | 292250.2184 | 0 | 0 | 0 | 0 | 0 | 0 | 0 | 0 | 0
2016-05-13 11:00 | 0 | 0 | 0 | 0 | 0 | 94589.7816 | 0 | 386840 | 0 | 0 | 0 | 0 | 0 | 0 | 0 | 0 | 0 | 0 | 0 | 3854966.1438 | 0 | 0 | 0 | 0 | 0 | 0 | 0 | 0 | 0 | 0 | 0 | 0 | 0 | 0 | 0 | 0 | 0 | 0 | 0 | 0 | 0 | 0 | 292250.2184 | 0 | 0 | 0 | 0 | 0 | 0 | 0 | 0 | 0
2016-05-13 12:00 | 0 | 0 | 0 | 0 | 0 | 356394.6692 | 87302.1524 | 404240 | 0 | 0 | 0 | 0 | 0 | 0 | 0 | 0 | 0 | 0 | 0 | 3894422.9654 | 0 | 0 | 0 | 0 | 0 | 0 | 0 | 0 | 0 | 0 | 0 | 0 | 0 | 0 | 0 | 0 | 0 | 0 | 0 | 0 | 0 | 331707.04 | 292250.2184 | 0 | 0 | 0 | 0 | 0 | 0 | 0 | 0 | 0
2016-05-13 13:00 | 0 | 0 | 0 | 0 | 0 | 0 | 515538.1061 | 420934 | 0 | 0 | 0 | 0 | 0 | 0 | 0 | 0 | 0 | 0 | 0 | 3989027.0716 | 0 | 0 | 0 | 0 | 0 | 0 | 0 | 0 | 0 | 0 | 0 | 0 | 0 | 0 | 0 | 0 | 0 | 0 | 0 | 0 | 0 | 94604.1061 | 0 | 0 | 0 | 0 | 0 | 0 | 0 | 0 | 0 | 0
2016-05-13 14:00 | 0 | 0 | 0 | 0 | 0 | 0 | 710851.4998 | 437331 | 0 | 0 | 0 | 0 | 0 | 0 | 0 | 0 | 0 | 0 | 0 | 4262547.5714 | 0 | 0 | 0 | 0 | 0 | 0 | 0 | 0 | 0 | 0 | 0 | 0 | 0 | 0 | 0 | 0 | 0 | 0 | 0 | 0 | 0 | 273520.4998 | 0 | 0 | 0 | 0 | 0 | 0 | 0 | 0 | 0 | 0
2016-05-13 15:00 | 0 | 0 | 0 | 0 | 0 | 0 | 782457.04 | 450750 | 0 | 0 | 0 | 0 | 0 | 0 | 0 | 0 | 0 | 0 | 0 | 4594254.6114 | 0 | 0 | 0 | 0 | 0 | 0 | 0 | 0 | 0 | 0 | 0 | 0 | 0 | 0 | 0 | 0 | 0 | 0 | 0 | 0 | 0 | 331707.04 | 0 | 0 | 0 | 0 | 0 | 0 | 0 | 0 | 0 | 0
2016-05-13 16:00 | 0 | 0 | 0 | 0 | 0 | 0 | 863446.9904 | 460881 | 0 | 0 | 0 | 0 | 70858.9504 | 0 | 0 | 0 | 0 | 0 | 0 | 4925961.6514 | 0 | 0 | 0 | 0 | 0 | 0 | 0 | 0 | 0 | 0 | 0 | 0 | 70858.9504 | 0 | 0 | 0 | 0 | 0 | 0 | 0 | 0 | 331707.04 | 0 | 0 | 0 | 0 | 0 | 0 | 0 | 0 | 0 | 0
2016-05-13 17:00 | 0 | 0 | 0 | 0 | 0 | 0 | 872628.9904 | 470063 | 0 | 0 | 0 | 0 | 141717.9008 | 0 | 0 | 0 | 0 | 0 | 0 | 5257668.6914 | 0 | 0 | 0 | 0 | 0 | 0 | 0 | 0 | 0 | 0 | 0 | 0 | 70858.9504 | 0 | 0 | 0 | 0 | 0 | 0 | 0 | 0 | 331707.04 | 0 | 0 | 0 | 0 | 0 | 0 | 0 | 0 | 0 | 0
2016-05-13 18:00 | 0 | 0 | 0 | 0 | 0 | 0 | 866268.3139 | 477395 | 0 | 0 | 0 | 0 | 198884.1747 | 0 | 0 | 0 | 0 | 0 | 0 | 5589375.7314 | 0 | 0 | 0 | 0 | 0 | 0 | 0 | 0 | 0 | 0 | 0 | 0 | 57166.2739 | 0 | 0 | 0 | 0 | 0 | 0 | 0 | 0 | 331707.04 | 0 | 0 | 0 | 0 | 0 | 0 | 0 | 0 | 0 | 0
2016-05-13 19:00 | 0 | 0 | 0 | 0 | 0 | 0 | 813957.04 | 482250 | 0 | 0 | 0 | 0 | 198884.1747 | 0 | 0 | 0 | 0 | 0 | 0 | 5921082.7714 | 0 | 0 | 0 | 0 | 0 | 0 | 0 | 0 | 0 | 0 | 0 | 0 | 0 | 0 | 0 | 0 | 0 | 0 | 0 | 0 | 0 | 331707.04 | 0 | 0 | 0 | 0 | 0 | 0 | 0 | 0 | 0 | 0
2016-05-13 20:00 | 0 | 0 | 0 | 0 | 0 | 0 | 818837.04 | 487130 | 0 | 0 | 0 | 0 | 198884.1747 | 0 | 0 | 0 | 0 | 0 | 0 | 6252789.8114 | 0 | 0 | 0 | 0 | 0 | 0 | 0 | 0 | 0 | 0 | 0 | 0 | 0 | 0 | 0 | 0 | 0 | 0 | 0 | 0 | 0 | 331707.04 | 0 | 0 | 0 | 0 | 0 | 0 | 0 | 0 | 0 | 0
2016-05-13 21:00 | 0 | 0 | 0 | 0 | 0 | 0 | 820578.04 | 488871 | 0 | 0 | 0 | 0 | 198884.1747 | 0 | 0 | 0 | 0 | 0 | 0 | 6584496.8514 | 0 | 0 | 0 | 0 | 0 | 0 | 0 | 0 | 0 | 0 | 0 | 0 | 0 | 0 | 0 | 0 | 0 | 0 | 0 | 0 | 0 | 331707.04 | 0 | 0 | 0 | 0 | 0 | 0 | 0 | 0 | 0 | 0
2016-05-13 22:00 | 0 | 0 | 0 | 0 | 0 | 0 | 814346.04 | 482639 | 0 | 0 | 0 | 0 | 198884.1747 | 0 | 0 | 0 | 0 | 0 | 0 | 6916203.8914 | 0 | 0 | 0 | 0 | 0 | 0 | 0 | 0 | 0 | 0 | 0 | 0 | 0 | 0 | 0 | 0 | 0 | 0 | 0 | 0 | 0 | 331707.04 | 0 | 0 | 0 | 0 | 0 | 0 | 0 | 0 | 0 | 0
2016-05-13 23:00 | 0 | 0 | 0 | 0 | 0 | 0 | 733758.5548 | 472125 | 0 | 0 | 0 | 0 | 128810.6894 | 0 | 0 | 0 | 0 | 0 | 0 | 7247910.9314 | 0 | 0 | 0 | 0 | 0 | 0 | 0 | 0 | 0 | 0 | 0 | 0 | -70073.4852 | 0 | 0 | 0 | 0 | 0 | 0 | 0 | 0 | 331707.04 | 0 | 0 | 0 | 0 | 0 | 0 | 0 | 0 | 0 | 0
2016-05-14 | 0 | 0 | 0 | 0 | 0 | 0 | 580791.1984 | 464396 | 0 | 0 | 0 | 0 | 198884.1747 | 0 | 0 | 0 | 0 | 0 | 0 | 7294232.6445 | 0 | 0 | 0 | 0 | 0 | 0 | 0 | 0 | 0 | 0 | 0 | 0 | 70073.4852 | 0 | 0 | 0 | 0 | 0 | 0 | 0 | 0 | 46321.7131 | 0 | 0 | 0 | 0 | 0 | 0 | 0 | 0 | 0 | 0
2016-05-14 01:00 | 0 | 0 | 0 | 0 | 0 | 113088.1156 | 272702.934 | 456650 | 0 | 0 | 0 | 0 | 128025.2243 | 0 | 0 | 0 | 0 | 0 | 0 | 7294232.6445 | 0 | 0 | 0 | 0 | 0 | 0 | 0 | 0 | 0 | 0 | 0 | 0 | -70858.9504 | 0 | 0 | 0 | 0 | 0 | 0 | 0 | 0 | 292250.2184 | 292250.2184 | 0 | 0 | 0 | 0 | 0 | 0 | 0 | 0 | 0
2016-05-14 02:00 | 0 | 0 | 0 | 0 | 0 | 493063.573 | 14368.3774 | 436573 | 0 | 0 | 0 | 0 | 198884.1747 | 0 | 0 | 0 | 0 | 0 | 0 | 7294232.6445 | 0 | 0 | 0 | 0 | 0 | 0 | 0 | 0 | 0 | 0 | 0 | 0 | 70858.9504 | 0 | 0 | 0 | 0 | 0 | 0 | 0 | 0 | 292250.2184 | 292250.2184 | 0 | 0 | 0 | 0 | 0 | 0 | 0 | 0 | 0
2016-05-14 03:00 | 0 | 0 | 0 | 0 | 0 | 118718.7816 | 0 | 410969 | 0 | 0 | 0 | 0 | 198884.1747 | 0 | 0 | 0 | 0 | 0 | 0 | 7001982.4261 | 0 | 0 | 0 | 0 | 0 | 0 | 0 | 0 | 0 | 0 | 0 | 0 | 0 | 0 | 0 | 0 | 0 | 0 | 0 | 0 | 0 | 0 | 292250.2184 | 0 | 0 | 0 | 0 | 0 | 0 | 0 | 0 | 0
2016-05-14 04:00 | 0 | 0 | 0 | 0 | 0 | 23438.8312 | 0 | 386548 | 0 | 0 | 0 | 0 | 128025.2243 | 0 | 0 | 0 | 0 | 0 | 0 | 6709732.2077 | 0 | 0 | 0 | 0 | 0 | 0 | 0 | 0 | 0 | 0 | 0 | 0 | -70858.9504 | 0 | 0 | 0 | 0 | 0 | 0 | 0 | 0 | 0 | 292250.2184 | 0 | 0 | 0 | 0 | 0 | 0 | 0 | 0 | 0
2016-05-14 05:00 | 0 | 0 | 0 | 0 | 0 | 143343.732 | 0 | 364735 | 0 | 0 | 0 | 0 | 198884.1747 | 0 | 0 | 0 | 0 | 0 | 0 | 6417481.9894 | 0 | 0 | 0 | 0 | 0 | 0 | 0 | 0 | 0 | 0 | 0 | 0 | 70858.9504 | 0 | 0 | 0 | 0 | 0 | 0 | 0 | 0 | 0 | 292250.2184 | 0 | 0 | 0 | 0 | 0 | 0 | 0 | 0 | 0
2016-05-14 06:00 | 0 | 0 | 0 | 0 | 0 | 0 | 0 | 347950 | 0 | 0 | 0 | 0 | 143184.3931 | 0 | 0 | 0 | 0 | 0 | 0 | 6125231.771 | 0 | 0 | 0 | 0 | 0 | 0 | 0 | 0 | 0 | 0 | 0 | 0 | -55699.7816 | 0 | 0 | 0 | 0 | 0 | 0 | 0 | 0 | 0 | 292250.2184 | 0 | 0 | 0 | 0 | 0 | 0 | 0 | 0 | 0
2016-05-14 07:00 | 0 | 0 | 0 | 0 | 0 | 0 | 0 | 336595 | 0 | 0 | 0 | 0 | 72325.4427 | 0 | 0 | 0 | 0 | 0 | 0 | 5859495.7214 | 0 | 0 | 0 | 0 | 0 | 0 | 0 | 0 | 0 | 0 | 0 | 0 | -70858.9504 | 0 | 0 | 0 | 0 | 0 | 0 | 0 | 0 | 26514.1688 | 292250.2184 | 0 | 0 | 0 | 0 | 0 | 0 | 0 | 0 | 0
2016-05-14 08:00 | 0 | 0 | 0 | 0 | 0 | 73368.071 | 0 | 329954 | 0 | 0 | 0 | 0 | 107989.732 | 0 | 0 | 0 | 0 | 0 | 0 | 5567245.503 | 0 | 0 | 0 | 0 | 0 | 0 | 0 | 0 | 0 | 0 | 0 | 0 | 35664.2894 | 0 | 0 | 0 | 0 | 0 | 0 | 0 | 0 | 0 | 292250.2184 | 0 | 0 | 0 | 0 | 0 | 0 | 0 | 0 | 0
2016-05-14 09:00 | 0 | 0 | 0 | 0 | 0 | 0 | 0 | 329381 | 0 | 0 | 0 | 0 | 70858.9504 | 0 | 0 | 0 | 0 | 0 | 0 | 5274995.2846 | 0 | 0 | 0 | 0 | 0 | 0 | 0 | 0 | 0 | 0 | 0 | 0 | -37130.7816 | 0 | 0 | 0 | 0 | 0 | 0 | 0 | 0 | 0 | 292250.2184 | 0 | 0 | 0 | 0 | 0 | 0 | 0 | 0 | 0
2016-05-14 10:00 | 0 | 0 | 0 | 0 | 0 | 0 | 0 | 331966 | 0 | 0 | 0 | 0 | 0 | 0 | 0 | 0 | 0 | 0 | 0 | 5013888.235 | 0 | 0 | 0 | 0 | 0 | 0 | 0 | 0 | 0 | 0 | 0 | 0 | -70858.9504 | 0 | 0 | 0 | 0 | 0 | 0 | 0 | 0 | 31143.1688 | 292250.2184 | 0 | 0 | 0 | 0 | 0 | 0 | 0 | 0 | 0
2016-05-14 11:00 | 0 | 0 | 0 | 0 | 0 | 47570.7816 | 0 | 339821 | 0 | 0 | 0 | 0 | 0 | 0 | 0 | 0 | 0 | 0 | 0 | 4721638.0166 | 0 | 0 | 0 | 0 | 0 | 0 | 0 | 0 | 0 | 0 | 0 | 0 | 0 | 0 | 0 | 0 | 0 | 0 | 0 | 0 | 0 | 0 | 292250.2184 | 0 | 0 | 0 | 0 | 0 | 0 | 0 | 0 | 0
2016-05-14 12:00 | 0 | 0 | 0 | 0 | 0 | 57898.5354 | 53537.7047 | 354790 | 0 | 0 | 0 | 0 | 0 | 0 | 0 | 0 | 0 | 0 | 0 | 4478284.2567 | 0 | 0 | 0 | 0 | 0 | 0 | 0 | 0 | 0 | 0 | 0 | 0 | 0 | 0 | 0 | 0 | 0 | 0 | 0 | 0 | 0 | 48896.4585 | 292250.2184 | 0 | 0 | 0 | 0 | 0 | 0 | 0 | 0 | 0
2016-05-14 13:00 | 0 | 0 | 0 | 0 | 0 | 0 | 338750.9562 | 373261 | 0 | 0 | 0 | 0 | 0 | 0 | 0 | 0 | 0 | 0 | 0 | 4443774.213 | 0 | 0 | 0 | 0 | 0 | 0 | 0 | 0 | 0 | 0 | 0 | 0 | 0 | 0 | 0 | 0 | 0 | 0 | 0 | 0 | 0 | 257740.1746 | 292250.2184 | 0 | 0 | 0 | 0 | 0 | 0 | 0 | 0 | 0
2016-05-14 14:00 | 0 | 0 | 0 | 0 | 0 | 0 | 570221.0193 | 389689 | 0 | 0 | 0 | 0 | 0 | 0 | 0 | 0 | 0 | 0 | 0 | 4624306.2322 | 0 | 0 | 0 | 0 | 0 | 0 | 0 | 0 | 0 | 0 | 0 | 0 | 0 | 0 | 0 | 0 | 0 | 0 | 0 | 0 | 0 | 180532.0193 | 0 | 0 | 0 | 0 | 0 | 0 | 0 | 0 | 0 | 0
2016-05-14 15:00 | 0 | 0 | 0 | 0 | 0 | 0 | 714461.9367 | 402974 | 0 | 0 | 0 | 0 | 0 | 0 | 0 | 0 | 0 | 0 | 0 | 4935794.1689 | 0 | 0 | 0 | 0 | 0 | 0 | 0 | 0 | 0 | 0 | 0 | 0 | 0 | 0 | 0 | 0 | 0 | 0 | 0 | 0 | 0 | 311487.9367 | 0 | 0 | 0 | 0 | 0 | 0 | 0 | 0 | 0 | 0
2016-05-14 16:00 | 0 | 0 | 0 | 0 | 0 | 0 | 793757.0127 | 412566 | 0 | 0 | 0 | 0 | 49483.9727 | 0 | 0 | 0 | 0 | 0 | 0 | 5267501.2089 | 0 | 0 | 0 | 0 | 0 | 0 | 0 | 0 | 0 | 0 | 0 | 0 | 49483.9727 | 0 | 0 | 0 | 0 | 0 | 0 | 0 | 0 | 331707.04 | 0 | 0 | 0 | 0 | 0 | 0 | 0 | 0 | 0 | 0
2016-05-14 17:00 | 0 | 0 | 0 | 0 | 0 | 0 | 813117.4168 | 419073 | 0 | 0 | 0 | 0 | 111821.3496 | 0 | 0 | 0 | 0 | 0 | 0 | 5599208.2489 | 0 | 0 | 0 | 0 | 0 | 0 | 0 | 0 | 0 | 0 | 0 | 0 | 62337.3768 | 0 | 0 | 0 | 0 | 0 | 0 | 0 | 0 | 331707.04 | 0 | 0 | 0 | 0 | 0 | 0 | 0 | 0 | 0 | 0
2016-05-14 18:00 | 0 | 0 | 0 | 0 | 0 | 0 | 806127.5421 | 423400 | 0 | 0 | 0 | 0 | 162841.8517 | 0 | 0 | 0 | 0 | 0 | 0 | 5930915.2889 | 0 | 0 | 0 | 0 | 0 | 0 | 0 | 0 | 0 | 0 | 0 | 0 | 51020.5021 | 0 | 0 | 0 | 0 | 0 | 0 | 0 | 0 | 331707.04 | 0 | 0 | 0 | 0 | 0 | 0 | 0 | 0 | 0 | 0
2016-05-14 19:00 | 0 | 0 | 0 | 0 | 0 | 0 | 790089.0279 | 426488 | 0 | 0 | 0 | 0 | 194735.8396 | 0 | 0 | 0 | 0 | 0 | 0 | 6262622.3289 | 0 | 0 | 0 | 0 | 0 | 0 | 0 | 0 | 0 | 0 | 0 | 0 | 31893.9879 | 0 | 0 | 0 | 0 | 0 | 0 | 0 | 0 | 331707.04 | 0 | 0 | 0 | 0 | 0 | 0 | 0 | 0 | 0 | 0
2016-05-14 20:00 | 0 | 0 | 0 | 0 | 0 | 0 | 764252.375 | 428397 | 0 | 0 | 0 | 0 | 198884.1747 | 0 | 0 | 0 | 0 | 0 | 0 | 6594329.3689 | 0 | 0 | 0 | 0 | 0 | 0 | 0 | 0 | 0 | 0 | 0 | 0 | 4148.335 | 0 | 0 | 0 | 0 | 0 | 0 | 0 | 0 | 331707.04 | 0 | 0 | 0 | 0 | 0 | 0 | 0 | 0 | 0 | 0
2016-05-14 21:00 | 0 | 0 | 0 | 0 | 0 | 0 | 735832.3543 | 429643 | 0 | 0 | 0 | 0 | 173366.4889 | 0 | 0 | 0 | 0 | 0 | 0 | 6926036.4089 | 0 | 0 | 0 | 0 | 0 | 0 | 0 | 0 | 0 | 0 | 0 | 0 | -25517.6857 | 0 | 0 | 0 | 0 | 0 | 0 | 0 | 0 | 331707.04 | 0 | 0 | 0 | 0 | 0 | 0 | 0 | 0 | 0 | 0
2016-05-14 22:00 | 0 | 0 | 0 | 0 | 0 | 0 | 676924.6412 | 426999 | 0 | 0 | 0 | 0 | 198884.1747 | 0 | 0 | 0 | 0 | 0 | 0 | 7150444.3644 | 0 | 0 | 0 | 0 | 0 | 0 | 0 | 0 | 0 | 0 | 0 | 0 | 25517.6857 | 0 | 0 | 0 | 0 | 0 | 0 | 0 | 0 | 224407.9555 | 0 | 0 | 0 | 0 | 0 | 0 | 0 | 0 | 0 | 0
2016-05-14 23:00 | 0 | 0 | 0 | 0 | 0 | 0 | 564909.2801 | 421121 | 0 | 0 | 0 | 0 | 198884.1747 | 0 | 0 | 0 | 0 | 0 | 0 | 7294232.6445 | 0 | 0 | 0 | 0 | 0 | 0 | 0 | 0 | 0 | 0 | 0 | 0 | 0 | 0 | 0 | 0 | 0 | 0 | 0 | 0 | 0 | 143788.2801 | 0 | 0 | 0 | 0 | 0 | 0 | 0 | 0 | 0 | 0
2016-05-15 | 0 | 0 | 0 | 0 | 0 | 0 | 406034.0666 | 418122 | 0 | 0 | 0 | 0 | 186796.2413 | 0 | 0 | 0 | 0 | 0 | 0 | 7294232.6445 | 0 | 0 | 0 | 0 | 0 | 0 | 0 | 0 | 0 | 0 | 0 | 0 | -12087.9334 | 0 | 0 | 0 | 0 | 0 | 0 | 0 | 0 | 0 | 0 | 0 | 0 | 0 | 0 | 0 | 0 | 0 | 0 | 0
2016-05-15 01:00 | 0 | 0 | 0 | 0 | 0 | 230757.8297 | 197111.1037 | 415781 | 0 | 0 | 0 | 0 | 198884.1747 | 0 | 0 | 0 | 0 | 0 | 0 | 7294232.6445 | 0 | 0 | 0 | 0 | 0 | 0 | 0 | 0 | 0 | 0 | 0 | 0 | 12087.9334 | 0 | 0 | 0 | 0 | 0 | 0 | 0 | 0 | 292250.2184 | 292250.2184 | 0 | 0 | 0 | 0 | 0 | 0 | 0 | 0 | 0
2016-05-15 02:00 | 0 | 0 | 0 | 0 | 0 | 275414.812 | 16620.0436 | 402866 | 0 | 0 | 0 | 0 | 173663.6824 | 0 | 0 | 0 | 0 | 0 | 0 | 7208621.9924 | 0 | 0 | 0 | 0 | 0 | 0 | 0 | 0 | 0 | 0 | 0 | 0 | -25220.4923 | 0 | 0 | 0 | 0 | 0 | 0 | 0 | 0 | 206639.5663 | 292250.2184 | 0 | 0 | 0 | 0 | 0 | 0 | 0 | 0 | 0
2016-05-15 03:00 | 0 | 0 | 0 | 0 | 0 | 258099.7024 | 0 | 383232 | 0 | 0 | 0 | 0 | 102804.732 | 0 | 0 | 0 | 0 | 0 | 0 | 7154348.6451 | 0 | 0 | 0 | 0 | 0 | 0 | 0 | 0 | 0 | 0 | 0 | 0 | -70858.9504 | 0 | 0 | 0 | 0 | 0 | 0 | 0 | 0 | 237976.8712 | 292250.2184 | 0 | 0 | 0 | 0 | 0 | 0 | 0 | 0 | 0
2016-05-15 04:00 | 0 | 0 | 0 | 0 | 0 | 241071.3594 | 0 | 362945 | 0 | 0 | 0 | 0 | 173663.6824 | 0 | 0 | 0 | 0 | 0 | 0 | 6961616.0541 | 0 | 0 | 0 | 0 | 0 | 0 | 0 | 0 | 0 | 0 | 0 | 0 | 70858.9504 | 0 | 0 | 0 | 0 | 0 | 0 | 0 | 0 | 99517.6273 | 292250.2184 | 0 | 0 | 0 | 0 | 0 | 0 | 0 | 0 | 0
2016-05-15 05:00 | 0 | 0 | 0 | 0 | 0 | 0 | 0 | 346723 | 0 | 0 | 0 | 0 | 102804.732 | 0 | 0 | 0 | 0 | 0 | 0 | 6685752.0045 | 0 | 0 | 0 | 0 | 0 | 0 | 0 | 0 | 0 | 0 | 0 | 0 | -70858.9504 | 0 | 0 | 0 | 0 | 0 | 0 | 0 | 0 | 16386.1688 | 292250.2184 | 0 | 0 | 0 | 0 | 0 | 0 | 0 | 0 | 0
2016-05-15 06:00 | 0 | 0 | 0 | 0 | 0 | 0 | 0 | 333578 | 0 | 0 | 0 | 0 | 31945.7816 | 0 | 0 | 0 | 0 | 0 | 0 | 6423032.9549 | 0 | 0 | 0 | 0 | 0 | 0 | 0 | 0 | 0 | 0 | 0 | 0 | -70858.9504 | 0 | 0 | 0 | 0 | 0 | 0 | 0 | 0 | 29531.1688 | 292250.2184 | 0 | 0 | 0 | 0 | 0 | 0 | 0 | 0 | 0
2016-05-15 07:00 | 0 | 0 | 0 | 0 | 0 | 0 | 0 | 324196 | 0 | 0 | 0 | 0 | 0 | 0 | 0 | 0 | 0 | 0 | 0 | 6130782.7365 | 0 | 0 | 0 | 0 | 0 | 0 | 0 | 0 | 0 | 0 | 0 | 0 | -31945.7816 | 0 | 0 | 0 | 0 | 0 | 0 | 0 | 0 | 0 | 292250.2184 | 0 | 0 | 0 | 0 | 0 | 0 | 0 | 0 | 0
2016-05-15 08:00 | 0 | 0 | 0 | 0 | 0 | 98309.732 | 0 | 319701 | 0 | 0 | 0 | 0 | 70858.9504 | 0 | 0 | 0 | 0 | 0 | 0 | 5838532.5181 | 0 | 0 | 0 | 0 | 0 | 0 | 0 | 0 | 0 | 0 | 0 | 0 | 70858.9504 | 0 | 0 | 0 | 0 | 0 | 0 | 0 | 0 | 0 | 292250.2184 | 0 | 0 | 0 | 0 | 0 | 0 | 0 | 0 | 0
2016-05-15 09:00 | 0 | 0 | 0 | 0 | 0 | 53365.5632 | 0 | 318872 | 0 | 0 | 0 | 0 | 97602.732 | 0 | 0 | 0 | 0 | 0 | 0 | 5546282.2998 | 0 | 0 | 0 | 0 | 0 | 0 | 0 | 0 | 0 | 0 | 0 | 0 | 26743.7816 | 0 | 0 | 0 | 0 | 0 | 0 | 0 | 0 | 0 | 292250.2184 | 0 | 0 | 0 | 0 | 0 | 0 | 0 | 0 | 0
2016-05-15 10:00 | 0 | 0 | 0 | 0 | 0 | 0 | 0 | 318994 | 0 | 0 | 0 | 0 | 70858.9504 | 0 | 0 | 0 | 0 | 0 | 0 | 5254032.0814 | 0 | 0 | 0 | 0 | 0 | 0 | 0 | 0 | 0 | 0 | 0 | 0 | -26743.7816 | 0 | 0 | 0 | 0 | 0 | 0 | 0 | 0 | 0 | 292250.2184 | 0 | 0 | 0 | 0 | 0 | 0 | 0 | 0 | 0
2016-05-15 11:00 | 0 | 0 | 0 | 0 | 0 | 0 | 0 | 323783 | 0 | 0 | 0 | 0 | 0 | 0 | 0 | 0 | 0 | 0 | 0 | 5001108.0318 | 0 | 0 | 0 | 0 | 0 | 0 | 0 | 0 | 0 | 0 | 0 | 0 | -70858.9504 | 0 | 0 | 0 | 0 | 0 | 0 | 0 | 0 | 39326.1688 | 292250.2184 | 0 | 0 | 0 | 0 | 0 | 0 | 0 | 0 | 0
2016-05-15 12:00 | 0 | 0 | 0 | 0 | 0 | 165888.8414 | 15722.0657 | 337445 | 0 | 0 | 0 | 0 | 0 | 0 | 0 | 0 | 0 | 0 | 0 | 4845273.9389 | 0 | 0 | 0 | 0 | 0 | 0 | 0 | 0 | 0 | 0 | 0 | 0 | 0 | 0 | 0 | 0 | 0 | 0 | 0 | 0 | 0 | 136416.1255 | 292250.2184 | 0 | 0 | 0 | 0 | 0 | 0 | 0 | 0 | 0
2016-05-15 13:00 | 0 | 0 | 0 | 0 | 0 | 0 | 224420.3518 | 352435 | 0 | 0 | 0 | 0 | 0 | 0 | 0 | 0 | 0 | 0 | 0 | 4717259.2906 | 0 | 0 | 0 | 0 | 0 | 0 | 0 | 0 | 0 | 0 | 0 | 0 | 0 | 0 | 0 | 0 | 0 | 0 | 0 | 0 | 0 | 164235.5701 | 292250.2184 | 0 | 0 | 0 | 0 | 0 | 0 | 0 | 0 | 0
2016-05-15 14:00 | 0 | 0 | 0 | 0 | 0 | 0 | 429762.1326 | 363915 | 0 | 0 | 0 | 0 | 0 | 0 | 0 | 0 | 0 | 0 | 0 | 4783106.4232 | 0 | 0 | 0 | 0 | 0 | 0 | 0 | 0 | 0 | 0 | 0 | 0 | 0 | 0 | 0 | 0 | 0 | 0 | 0 | 0 | 0 | 65847.1326 | 0 | 0 | 0 | 0 | 0 | 0 | 0 | 0 | 0 | 0
2016-05-15 15:00 | 0 | 0 | 0 | 0 | 0 | 0 | 558721.6338 | 373504 | 0 | 0 | 0 | 0 | 0 | 0 | 0 | 0 | 0 | 0 | 0 | 4968324.0571 | 0 | 0 | 0 | 0 | 0 | 0 | 0 | 0 | 0 | 0 | 0 | 0 | 0 | 0 | 0 | 0 | 0 | 0 | 0 | 0 | 0 | 185217.6338 | 0 | 0 | 0 | 0 | 0 | 0 | 0 | 0 | 0 | 0
2016-05-15 16:00 | 0 | 0 | 0 | 0 | 0 | 0 | 640226.5663 | 381919 | 0 | 0 | 0 | 0 | 70858.9504 | 0 | 0 | 0 | 0 | 0 | 0 | 5155772.6729 | 0 | 0 | 0 | 0 | 0 | 0 | 0 | 0 | 0 | 0 | 0 | 0 | 70858.9504 | 0 | 0 | 0 | 0 | 0 | 0 | 0 | 0 | 187448.6159 | 0 | 0 | 0 | 0 | 0 | 0 | 0 | 0 | 0 | 0
2016-05-15 17:00 | 0 | 0 | 0 | 0 | 0 | 0 | 679116.2 | 388083 | 0 | 0 | 0 | 0 | 30185.1104 | 0 | 0 | 0 | 0 | 0 | 0 | 5487479.7129 | 0 | 0 | 0 | 0 | 0 | 0 | 0 | 0 | 0 | 0 | 0 | 0 | -40673.84 | 0 | 0 | 0 | 0 | 0 | 0 | 0 | 0 | 331707.04 | 0 | 0 | 0 | 0 | 0 | 0 | 0 | 0 | 0 | 0
2016-05-15 18:00 | 0 | 0 | 0 | 0 | 0 | 0 | 689995.2456 | 392908 | 0 | 0 | 0 | 0 | 101044.0608 | 0 | 0 | 0 | 0 | 0 | 0 | 5713708.0082 | 0 | 0 | 0 | 0 | 0 | 0 | 0 | 0 | 0 | 0 | 0 | 0 | 70858.9504 | 0 | 0 | 0 | 0 | 0 | 0 | 0 | 0 | 226228.2952 | 0 | 0 | 0 | 0 | 0 | 0 | 0 | 0 | 0 | 0
2016-05-15 19:00 | 0 | 0 | 0 | 0 | 0 | 0 | 682875.1207 | 396532 | 0 | 0 | 0 | 0 | 171903.0112 | 0 | 0 | 0 | 0 | 0 | 0 | 5929192.1785 | 0 | 0 | 0 | 0 | 0 | 0 | 0 | 0 | 0 | 0 | 0 | 0 | 70858.9504 | 0 | 0 | 0 | 0 | 0 | 0 | 0 | 0 | 215484.1703 | 0 | 0 | 0 | 0 | 0 | 0 | 0 | 0 | 0 | 0
2016-05-15 20:00 | 0 | 0 | 0 | 0 | 0 | 0 | 667217.2053 | 400970 | 0 | 0 | 0 | 0 | 128025.2243 | 0 | 0 | 0 | 0 | 0 | 0 | 6239317.1707 | 0 | 0 | 0 | 0 | 0 | 0 | 0 | 0 | 0 | 0 | 0 | 0 | -43877.787 | 0 | 0 | 0 | 0 | 0 | 0 | 0 | 0 | 310124.9923 | 0 | 0 | 0 | 0 | 0 | 0 | 0 | 0 | 0 | 0
2016-05-15 21:00 | 0 | 0 | 0 | 0 | 0 | 32488.9591 | 634953.1304 | 406594 | 0 | 0 | 0 | 0 | 57166.2739 | 0 | 0 | 0 | 0 | 0 | 0 | 6571024.2107 | 0 | 0 | 0 | 0 | 0 | 0 | 0 | 0 | 0 | 0 | 0 | 0 | -70858.9504 | 0 | 0 | 0 | 0 | 0 | 0 | 0 | 0 | 331707.04 | 0 | 0 | 0 | 0 | 0 | 0 | 0 | 0 | 0 | 0
2016-05-15 22:00 | 0 | 0 | 0 | 0 | 0 | 0 | 589955.6066 | 409840 | 0 | 0 | 0 | 0 | 128025.2243 | 0 | 0 | 0 | 0 | 0 | 0 | 6680280.867 | 0 | 0 | 0 | 0 | 0 | 0 | 0 | 0 | 0 | 0 | 0 | 0 | 70858.9504 | 0 | 0 | 0 | 0 | 0 | 0 | 0 | 0 | 109256.6562 | 0 | 0 | 0 | 0 | 0 | 0 | 0 | 0 | 0 | 0
2016-05-15 23:00 | 0 | 0 | 0 | 0 | 0 | 0 | 522699.5569 | 410874 | 0 | 0 | 0 | 0 | 198884.1747 | 0 | 0 | 0 | 0 | 0 | 0 | 6721247.4734 | 0 | 0 | 0 | 0 | 0 | 0 | 0 | 0 | 0 | 0 | 0 | 0 | 70858.9504 | 0 | 0 | 0 | 0 | 0 | 0 | 0 | 0 | 40966.6065 | 0 | 0 | 0 | 0 | 0 | 0 | 0 | 0 | 0 | 0
2016-05-16 | 0 | 0 | 0 | 0 | 0 | 0 | 409055.2556 | 415868 | 0 | 0 | 0 | 0 | 198884.1747 | 0 | 0 | 0 | 0 | 0 | 0 | 6714434.7291 | 0 | 0 | 0 | 0 | 0 | 0 | 0 | 0 | 0 | 0 | 0 | 0 | 0 | 0 | 0 | 0 | 0 | 0 | 0 | 0 | 0 | 285437.474 | 292250.2184 | 0 | 0 | 0 | 0 | 0 | 0 | 0 | 0 | 0
2016-05-16 01:00 | 0 | 0 | 0 | 0 | 0 | 0 | 228714.4557 | 417754 | 0 | 0 | 0 | 0 | 128025.2243 | 0 | 0 | 0 | 0 | 0 | 0 | 6596254.1352 | 0 | 0 | 0 | 0 | 0 | 0 | 0 | 0 | 0 | 0 | 0 | 0 | -70858.9504 | 0 | 0 | 0 | 0 | 0 | 0 | 0 | 0 | 174069.6245 | 292250.2184 | 0 | 0 | 0 | 0 | 0 | 0 | 0 | 0 | 0
2016-05-16 02:00 | 0 | 0 | 0 | 0 | 0 | 336236.7427 | 19770.1926 | 404136 | 0 | 0 | 0 | 0 | 198884.1747 | 0 | 0 | 0 | 0 | 0 | 0 | 6477266.1201 | 0 | 0 | 0 | 0 | 0 | 0 | 0 | 0 | 0 | 0 | 0 | 0 | 70858.9504 | 0 | 0 | 0 | 0 | 0 | 0 | 0 | 0 | 173262.2033 | 292250.2184 | 0 | 0 | 0 | 0 | 0 | 0 | 0 | 0 | 0
2016-05-16 03:00 | 0 | 0 | 0 | 0 | 0 | 20215.8312 | 0 | 383325 | 0 | 0 | 0 | 0 | 128025.2243 | 0 | 0 | 0 | 0 | 0 | 0 | 6185015.9017 | 0 | 0 | 0 | 0 | 0 | 0 | 0 | 0 | 0 | 0 | 0 | 0 | -70858.9504 | 0 | 0 | 0 | 0 | 0 | 0 | 0 | 0 | 0 | 292250.2184 | 0 | 0 | 0 | 0 | 0 | 0 | 0 | 0 | 0
2016-05-16 04:00 | 0 | 0 | 0 | 0 | 0 | 57275.2894 | 0 | 363727 | 0 | 0 | 0 | 0 | 113823.732 | 0 | 0 | 0 | 0 | 0 | 0 | 5892765.6834 | 0 | 0 | 0 | 0 | 0 | 0 | 0 | 0 | 0 | 0 | 0 | 0 | -14201.4923 | 0 | 0 | 0 | 0 | 0 | 0 | 0 | 0 | 0 | 292250.2184 | 0 | 0 | 0 | 0 | 0 | 0 | 0 | 0 | 0
2016-05-16 05:00 | 0 | 0 | 0 | 0 | 0 | 125414.732 | 0 | 346806 | 0 | 0 | 0 | 0 | 184682.6824 | 0 | 0 | 0 | 0 | 0 | 0 | 5600515.465 | 0 | 0 | 0 | 0 | 0 | 0 | 0 | 0 | 0 | 0 | 0 | 0 | 70858.9504 | 0 | 0 | 0 | 0 | 0 | 0 | 0 | 0 | 0 | 292250.2184 | 0 | 0 | 0 | 0 | 0 | 0 | 0 | 0 | 0
2016-05-16 06:00 | 0 | 0 | 0 | 0 | 0 | 0 | 0 | 335215 | 0 | 0 | 0 | 0 | 141717.9008 | 0 | 0 | 0 | 0 | 0 | 0 | 5308265.2466 | 0 | 0 | 0 | 0 | 0 | 0 | 0 | 0 | 0 | 0 | 0 | 0 | -42964.7816 | 0 | 0 | 0 | 0 | 0 | 0 | 0 | 0 | 0 | 292250.2184 | 0 | 0 | 0 | 0 | 0 | 0 | 0 | 0 | 0
2016-05-16 07:00 | 0 | 0 | 0 | 0 | 0 | 0 | 0 | 329279 | 0 | 0 | 0 | 0 | 70858.9504 | 0 | 0 | 0 | 0 | 0 | 0 | 5049845.197 | 0 | 0 | 0 | 0 | 0 | 0 | 0 | 0 | 0 | 0 | 0 | 0 | -70858.9504 | 0 | 0 | 0 | 0 | 0 | 0 | 0 | 0 | 33830.1688 | 292250.2184 | 0 | 0 | 0 | 0 | 0 | 0 | 0 | 0 | 0
2016-05-16 08:00 | 0 | 0 | 0 | 0 | 0 | 0 | 0 | 330265 | 0 | 0 | 0 | 0 | 0 | 0 | 0 | 0 | 0 | 0 | 0 | 4790439.1474 | 0 | 0 | 0 | 0 | 0 | 0 | 0 | 0 | 0 | 0 | 0 | 0 | -70858.9504 | 0 | 0 | 0 | 0 | 0 | 0 | 0 | 0 | 32844.1688 | 292250.2184 | 0 | 0 | 0 | 0 | 0 | 0 | 0 | 0 | 0
2016-05-16 09:00 | 0 | 0 | 0 | 0 | 0 | 119537.732 | 0 | 340929 | 0 | 0 | 0 | 0 | 70858.9504 | 0 | 0 | 0 | 0 | 0 | 0 | 4498188.929 | 0 | 0 | 0 | 0 | 0 | 0 | 0 | 0 | 0 | 0 | 0 | 0 | 70858.9504 | 0 | 0 | 0 | 0 | 0 | 0 | 0 | 0 | 0 | 292250.2184 | 0 | 0 | 0 | 0 | 0 | 0 | 0 | 0 | 0
2016-05-16 10:00 | 0 | 0 | 0 | 0 | 0 | 1273.8312 | 0 | 364383 | 0 | 0 | 0 | 0 | 0 | 0 | 0 | 0 | 0 | 0 | 0 | 4205938.7106 | 0 | 0 | 0 | 0 | 0 | 0 | 0 | 0 | 0 | 0 | 0 | 0 | -70858.9504 | 0 | 0 | 0 | 0 | 0 | 0 | 0 | 0 | 0 | 292250.2184 | 0 | 0 | 0 | 0 | 0 | 0 | 0 | 0 | 0
2016-05-16 11:00 | 0 | 0 | 0 | 0 | 0 | 228076.4303 | 0 | 388026 | 0 | 0 | 0 | 0 | 0 | 0 | 0 | 0 | 0 | 0 | 0 | 4045989.1409 | 0 | 0 | 0 | 0 | 0 | 0 | 0 | 0 | 0 | 0 | 0 | 0 | 0 | 0 | 0 | 0 | 0 | 0 | 0 | 0 | 0 | 132300.6487 | 292250.2184 | 0 | 0 | 0 | 0 | 0 | 0 | 0 | 0 | 0
2016-05-16 12:00 | 0 | 0 | 0 | 0 | 0 | 150445.0768 | 45681.6864 | 402296 | 0 | 0 | 0 | 0 | 0 | 0 | 0 | 0 | 0 | 0 | 0 | 3839819.9041 | 0 | 0 | 0 | 0 | 0 | 0 | 0 | 0 | 0 | 0 | 0 | 0 | 0 | 0 | 0 | 0 | 0 | 0 | 0 | 0 | 0 | 86080.9816 | 292250.2184 | 0 | 0 | 0 | 0 | 0 | 0 | 0 | 0 | 0
2016-05-16 13:00 | 0 | 0 | 0 | 0 | 0 | 0 | 391214.9413 | 413477 | 0 | 0 | 0 | 0 | 0 | 0 | 0 | 0 | 0 | 0 | 0 | 3817557.8454 | 0 | 0 | 0 | 0 | 0 | 0 | 0 | 0 | 0 | 0 | 0 | 0 | 0 | 0 | 0 | 0 | 0 | 0 | 0 | 0 | 0 | 269988.1597 | 292250.2184 | 0 | 0 | 0 | 0 | 0 | 0 | 0 | 0 | 0
2016-05-16 14:00 | 0 | 0 | 0 | 0 | 0 | 0 | 633161.6565 | 424269 | 0 | 0 | 0 | 0 | 0 | 0 | 0 | 0 | 0 | 0 | 0 | 4026450.5019 | 0 | 0 | 0 | 0 | 0 | 0 | 0 | 0 | 0 | 0 | 0 | 0 | 0 | 0 | 0 | 0 | 0 | 0 | 0 | 0 | 0 | 208892.6565 | 0 | 0 | 0 | 0 | 0 | 0 | 0 | 0 | 0 | 0
2016-05-16 15:00 | 0 | 0 | 0 | 0 | 0 | 0 | 763443.9903 | 431985 | 0 | 0 | 0 | 0 | 48210.12 | 0 | 0 | 0 | 0 | 0 | 0 | 4309699.3722 | 0 | 0 | 0 | 0 | 0 | 0 | 0 | 0 | 0 | 0 | 0 | 0 | 48210.12 | 0 | 0 | 0 | 0 | 0 | 0 | 0 | 0 | 283248.8703 | 0 | 0 | 0 | 0 | 0 | 0 | 0 | 0 | 0 | 0
2016-05-16 16:00 | 0 | 0 | 0 | 0 | 0 | 0 | 814804.7437 | 437327 | 0 | 0 | 0 | 0 | 119069.0704 | 0 | 0 | 0 | 0 | 0 | 0 | 4616318.1655 | 0 | 0 | 0 | 0 | 0 | 0 | 0 | 0 | 0 | 0 | 0 | 0 | 70858.9504 | 0 | 0 | 0 | 0 | 0 | 0 | 0 | 0 | 306618.7933 | 0 | 0 | 0 | 0 | 0 | 0 | 0 | 0 | 0 | 0
2016-05-16 17:00 | 0 | 0 | 0 | 0 | 0 | 0 | 817324.5385 | 442315 | 0 | 0 | 0 | 0 | 162371.569 | 0 | 0 | 0 | 0 | 0 | 0 | 4948025.2055 | 0 | 0 | 0 | 0 | 0 | 0 | 0 | 0 | 0 | 0 | 0 | 0 | 43302.4985 | 0 | 0 | 0 | 0 | 0 | 0 | 0 | 0 | 331707.04 | 0 | 0 | 0 | 0 | 0 | 0 | 0 | 0 | 0 | 0
2016-05-16 18:00 | 0 | 0 | 0 | 0 | 0 | 0 | 805071.0681 | 446051 | 0 | 0 | 0 | 0 | 189684.5971 | 0 | 0 | 0 | 0 | 0 | 0 | 5279732.2455 | 0 | 0 | 0 | 0 | 0 | 0 | 0 | 0 | 0 | 0 | 0 | 0 | 27313.0281 | 0 | 0 | 0 | 0 | 0 | 0 | 0 | 0 | 331707.04 | 0 | 0 | 0 | 0 | 0 | 0 | 0 | 0 | 0 | 0
2016-05-16 19:00 | 0 | 0 | 0 | 0 | 0 | 0 | 788743.6176 | 447837 | 0 | 0 | 0 | 0 | 198884.1747 | 0 | 0 | 0 | 0 | 0 | 0 | 5611439.2855 | 0 | 0 | 0 | 0 | 0 | 0 | 0 | 0 | 0 | 0 | 0 | 0 | 9199.5776 | 0 | 0 | 0 | 0 | 0 | 0 | 0 | 0 | 331707.04 | 0 | 0 | 0 | 0 | 0 | 0 | 0 | 0 | 0 | 0
2016-05-16 20:00 | 0 | 0 | 0 | 0 | 0 | 0 | 772687.4892 | 450109 | 0 | 0 | 0 | 0 | 189755.6238 | 0 | 0 | 0 | 0 | 0 | 0 | 5943146.3255 | 0 | 0 | 0 | 0 | 0 | 0 | 0 | 0 | 0 | 0 | 0 | 0 | -9128.5508 | 0 | 0 | 0 | 0 | 0 | 0 | 0 | 0 | 331707.04 | 0 | 0 | 0 | 0 | 0 | 0 | 0 | 0 | 0 | 0
2016-05-16 21:00 | 0 | 0 | 0 | 0 | 0 | 0 | 743961.6706 | 451899 | 0 | 0 | 0 | 0 | 198884.1747 | 0 | 0 | 0 | 0 | 0 | 0 | 6226080.4453 | 0 | 0 | 0 | 0 | 0 | 0 | 0 | 0 | 0 | 0 | 0 | 0 | 9128.5508 | 0 | 0 | 0 | 0 | 0 | 0 | 0 | 0 | 282934.1198 | 0 | 0 | 0 | 0 | 0 | 0 | 0 | 0 | 0 | 0
2016-05-16 22:00 | 0 | 0 | 0 | 0 | 0 | 0 | 690807.8003 | 451067 | 0 | 0 | 0 | 0 | 128025.2243 | 0 | 0 | 0 | 0 | 0 | 0 | 6536680.196 | 0 | 0 | 0 | 0 | 0 | 0 | 0 | 0 | 0 | 0 | 0 | 0 | -70858.9504 | 0 | 0 | 0 | 0 | 0 | 0 | 0 | 0 | 310599.7507 | 0 | 0 | 0 | 0 | 0 | 0 | 0 | 0 | 0 | 0
2016-05-16 23:00 | 0 | 0 | 0 | 0 | 0 | 0 | 594209.9626 | 449437 | 0 | 0 | 0 | 0 | 198884.1747 | 0 | 0 | 0 | 0 | 0 | 0 | 6610594.2083 | 0 | 0 | 0 | 0 | 0 | 0 | 0 | 0 | 0 | 0 | 0 | 0 | 70858.9504 | 0 | 0 | 0 | 0 | 0 | 0 | 0 | 0 | 73914.0122 | 0 | 0 | 0 | 0 | 0 | 0 | 0 | 0 | 0 | 0
2016-05-17 | 0 | 0 | 0 | 0 | 0 | 0 | 435557.6402 | 452267 | 0 | 0 | 0 | 0 | 198884.1747 | 0 | 0 | 0 | 0 | 0 | 0 | 6593884.8485 | 0 | 0 | 0 | 0 | 0 | 0 | 0 | 0 | 0 | 0 | 0 | 0 | 0 | 0 | 0 | 0 | 0 | 0 | 0 | 0 | 0 | 275540.8586 | 292250.2184 | 0 | 0 | 0 | 0 | 0 | 0 | 0 | 0 | 0
2016-05-17 01:00 | 0 | 0 | 0 | 0 | 0 | 0 | 200420.2255 | 449303 | 0 | 0 | 0 | 0 | 128025.2243 | 0 | 0 | 0 | 0 | 0 | 0 | 6415861.0244 | 0 | 0 | 0 | 0 | 0 | 0 | 0 | 0 | 0 | 0 | 0 | 0 | -70858.9504 | 0 | 0 | 0 | 0 | 0 | 0 | 0 | 0 | 114226.3943 | 292250.2184 | 0 | 0 | 0 | 0 | 0 | 0 | 0 | 0 | 0
2016-05-17 02:00 | 0 | 0 | 0 | 0 | 0 | 428842.6723 | 19549.4044 | 430077 | 0 | 0 | 0 | 0 | 198884.1747 | 0 | 0 | 0 | 0 | 0 | 0 | 6363317.1506 | 0 | 0 | 0 | 0 | 0 | 0 | 0 | 0 | 0 | 0 | 0 | 0 | 70858.9504 | 0 | 0 | 0 | 0 | 0 | 0 | 0 | 0 | 239706.3446 | 292250.2184 | 0 | 0 | 0 | 0 | 0 | 0 | 0 | 0 | 0
2016-05-17 03:00 | 0 | 0 | 0 | 0 | 0 | 111308.7816 | 0 | 403559 | 0 | 0 | 0 | 0 | 198884.1747 | 0 | 0 | 0 | 0 | 0 | 0 | 6071066.9323 | 0 | 0 | 0 | 0 | 0 | 0 | 0 | 0 | 0 | 0 | 0 | 0 | 0 | 0 | 0 | 0 | 0 | 0 | 0 | 0 | 0 | 0 | 292250.2184 | 0 | 0 | 0 | 0 | 0 | 0 | 0 | 0 | 0
2016-05-17 04:00 | 0 | 0 | 0 | 0 | 0 | 17819.8312 | 0 | 380929 | 0 | 0 | 0 | 0 | 128025.2243 | 0 | 0 | 0 | 0 | 0 | 0 | 5778816.7139 | 0 | 0 | 0 | 0 | 0 | 0 | 0 | 0 | 0 | 0 | 0 | 0 | -70858.9504 | 0 | 0 | 0 | 0 | 0 | 0 | 0 | 0 | 0 | 292250.2184 | 0 | 0 | 0 | 0 | 0 | 0 | 0 | 0 | 0
2016-05-17 05:00 | 0 | 0 | 0 | 0 | 0 | 60293.2894 | 0 | 362454 | 0 | 0 | 0 | 0 | 118114.732 | 0 | 0 | 0 | 0 | 0 | 0 | 5486566.4955 | 0 | 0 | 0 | 0 | 0 | 0 | 0 | 0 | 0 | 0 | 0 | 0 | -9910.4923 | 0 | 0 | 0 | 0 | 0 | 0 | 0 | 0 | 0 | 292250.2184 | 0 | 0 | 0 | 0 | 0 | 0 | 0 | 0 | 0
2016-05-17 06:00 | 0 | 0 | 0 | 0 | 0 | 126128.732 | 0 | 347520 | 0 | 0 | 0 | 0 | 188973.6824 | 0 | 0 | 0 | 0 | 0 | 0 | 5194316.2771 | 0 | 0 | 0 | 0 | 0 | 0 | 0 | 0 | 0 | 0 | 0 | 0 | 70858.9504 | 0 | 0 | 0 | 0 | 0 | 0 | 0 | 0 | 0 | 292250.2184 | 0 | 0 | 0 | 0 | 0 | 0 | 0 | 0 | 0
2016-05-17 07:00 | 0 | 0 | 0 | 0 | 0 | 0 | 0 | 339506 | 0 | 0 | 0 | 0 | 141717.9008 | 0 | 0 | 0 | 0 | 0 | 0 | 4902066.0587 | 0 | 0 | 0 | 0 | 0 | 0 | 0 | 0 | 0 | 0 | 0 | 0 | -47255.7816 | 0 | 0 | 0 | 0 | 0 | 0 | 0 | 0 | 0 | 292250.2184 | 0 | 0 | 0 | 0 | 0 | 0 | 0 | 0 | 0
2016-05-17 08:00 | 0 | 0 | 0 | 0 | 0 | 0 | 0 | 338388 | 0 | 0 | 0 | 0 | 70858.9504 | 0 | 0 | 0 | 0 | 0 | 0 | 4634537.0091 | 0 | 0 | 0 | 0 | 0 | 0 | 0 | 0 | 0 | 0 | 0 | 0 | -70858.9504 | 0 | 0 | 0 | 0 | 0 | 0 | 0 | 0 | 24721.1688 | 292250.2184 | 0 | 0 | 0 | 0 | 0 | 0 | 0 | 0 | 0
2016-05-17 09:00 | 0 | 0 | 0 | 0 | 0 | 0 | 0 | 347189 | 0 | 0 | 0 | 0 | 0 | 0 | 0 | 0 | 0 | 0 | 0 | 4358206.9595 | 0 | 0 | 0 | 0 | 0 | 0 | 0 | 0 | 0 | 0 | 0 | 0 | -70858.9504 | 0 | 0 | 0 | 0 | 0 | 0 | 0 | 0 | 15920.1688 | 292250.2184 | 0 | 0 | 0 | 0 | 0 | 0 | 0 | 0 | 0
2016-05-17 10:00 | 0 | 0 | 0 | 0 | 0 | 297920.184 | 0 | 370062 | 0 | 0 | 0 | 0 | 70858.9504 | 0 | 0 | 0 | 0 | 0 | 0 | 4215206.1931 | 0 | 0 | 0 | 0 | 0 | 0 | 0 | 0 | 0 | 0 | 0 | 0 | 70858.9504 | 0 | 0 | 0 | 0 | 0 | 0 | 0 | 0 | 149249.452 | 292250.2184 | 0 | 0 | 0 | 0 | 0 | 0 | 0 | 0 | 0
2016-05-17 11:00 | 0 | 0 | 0 | 0 | 0 | 29944.8312 | 0 | 393054 | 0 | 0 | 0 | 0 | 0 | 0 | 0 | 0 | 0 | 0 | 0 | 3922955.9747 | 0 | 0 | 0 | 0 | 0 | 0 | 0 | 0 | 0 | 0 | 0 | 0 | -70858.9504 | 0 | 0 | 0 | 0 | 0 | 0 | 0 | 0 | 0 | 292250.2184 | 0 | 0 | 0 | 0 | 0 | 0 | 0 | 0 | 0
2016-05-17 12:00 | 0 | 0 | 0 | 0 | 0 | 216439.7491 | 38439.2218 | 408527 | 0 | 0 | 0 | 0 | 0 | 0 | 0 | 0 | 0 | 0 | 0 | 3769307.9455 | 0 | 0 | 0 | 0 | 0 | 0 | 0 | 0 | 0 | 0 | 0 | 0 | 0 | 0 | 0 | 0 | 0 | 0 | 0 | 0 | 0 | 138602.1892 | 292250.2184 | 0 | 0 | 0 | 0 | 0 | 0 | 0 | 0 | 0
2016-05-17 13:00 | 0 | 0 | 0 | 0 | 0 | 0 | 324715.3324 | 420490 | 0 | 0 | 0 | 0 | 0 | 0 | 0 | 0 | 0 | 0 | 0 | 3673533.2779 | 0 | 0 | 0 | 0 | 0 | 0 | 0 | 0 | 0 | 0 | 0 | 0 | 0 | 0 | 0 | 0 | 0 | 0 | 0 | 0 | 0 | 196475.5507 | 292250.2184 | 0 | 0 | 0 | 0 | 0 | 0 | 0 | 0 | 0
2016-05-17 14:00 | 0 | 0 | 0 | 0 | 0 | 0 | 580111.2152 | 432111 | 0 | 0 | 0 | 0 | 0 | 0 | 0 | 0 | 0 | 0 | 0 | 3821533.493 | 0 | 0 | 0 | 0 | 0 | 0 | 0 | 0 | 0 | 0 | 0 | 0 | 0 | 0 | 0 | 0 | 0 | 0 | 0 | 0 | 0 | 148000.2152 | 0 | 0 | 0 | 0 | 0 | 0 | 0 | 0 | 0 | 0
2016-05-17 15:00 | 0 | 0 | 0 | 0 | 0 | 66546.3004 | 704738.7396 | 439578 | 0 | 0 | 0 | 0 | 0 | 0 | 0 | 0 | 0 | 0 | 0 | 4153240.533 | 0 | 0 | 0 | 0 | 0 | 0 | 0 | 0 | 0 | 0 | 0 | 0 | 0 | 0 | 0 | 0 | 0 | 0 | 0 | 0 | 0 | 331707.04 | 0 | 0 | 0 | 0 | 0 | 0 | 0 | 0 | 0 | 0
2016-05-17 16:00 | 0 | 0 | 0 | 0 | 0 | 0 | 748213.949 | 447591 | 0 | 0 | 0 | 0 | 70858.9504 | 0 | 0 | 0 | 0 | 0 | 0 | 4383004.5316 | 0 | 0 | 0 | 0 | 0 | 0 | 0 | 0 | 0 | 0 | 0 | 0 | 70858.9504 | 0 | 0 | 0 | 0 | 0 | 0 | 0 | 0 | 229763.9986 | 0 | 0 | 0 | 0 | 0 | 0 | 0 | 0 | 0 | 0
2016-05-17 17:00 | 0 | 0 | 0 | 0 | 0 | 0 | 758690.7933 | 452503 | 0 | 0 | 0 | 0 | 57166.2739 | 0 | 0 | 0 | 0 | 0 | 0 | 4702885.0015 | 0 | 0 | 0 | 0 | 0 | 0 | 0 | 0 | 0 | 0 | 0 | 0 | -13692.6765 | 0 | 0 | 0 | 0 | 0 | 0 | 0 | 0 | 319880.4698 | 0 | 0 | 0 | 0 | 0 | 0 | 0 | 0 | 0 | 0
2016-05-17 18:00 | 0 | 0 | 0 | 0 | 0 | 0 | 745660.004 | 455461 | 0 | 0 | 0 | 0 | 128025.2243 | 0 | 0 | 0 | 0 | 0 | 0 | 4922225.055 | 0 | 0 | 0 | 0 | 0 | 0 | 0 | 0 | 0 | 0 | 0 | 0 | 70858.9504 | 0 | 0 | 0 | 0 | 0 | 0 | 0 | 0 | 219340.0536 | 0 | 0 | 0 | 0 | 0 | 0 | 0 | 0 | 0 | 0
2016-05-17 19:00 | 0 | 0 | 0 | 0 | 0 | 0 | 723370.7483 | 458010 | 0 | 0 | 0 | 0 | 198884.1747 | 0 | 0 | 0 | 0 | 0 | 0 | 5116726.8529 | 0 | 0 | 0 | 0 | 0 | 0 | 0 | 0 | 0 | 0 | 0 | 0 | 70858.9504 | 0 | 0 | 0 | 0 | 0 | 0 | 0 | 0 | 194501.7979 | 0 | 0 | 0 | 0 | 0 | 0 | 0 | 0 | 0 | 0
2016-05-17 20:00 | 0 | 0 | 0 | 0 | 0 | 19790.3503 | 699399.7393 | 458342 | 0 | 0 | 0 | 0 | 128025.2243 | 0 | 0 | 0 | 0 | 0 | 0 | 5448433.8929 | 0 | 0 | 0 | 0 | 0 | 0 | 0 | 0 | 0 | 0 | 0 | 0 | -70858.9504 | 0 | 0 | 0 | 0 | 0 | 0 | 0 | 0 | 331707.04 | 0 | 0 | 0 | 0 | 0 | 0 | 0 | 0 | 0 | 0
2016-05-17 21:00 | 0 | 0 | 0 | 0 | 0 | 0 | 656375.9056 | 459922 | 0 | 0 | 0 | 0 | 198884.1747 | 0 | 0 | 0 | 0 | 0 | 0 | 5574028.8481 | 0 | 0 | 0 | 0 | 0 | 0 | 0 | 0 | 0 | 0 | 0 | 0 | 70858.9504 | 0 | 0 | 0 | 0 | 0 | 0 | 0 | 0 | 125594.9552 | 0 | 0 | 0 | 0 | 0 | 0 | 0 | 0 | 0 | 0
2016-05-17 22:00 | 0 | 0 | 0 | 0 | 0 | 0 | 594218.7298 | 459064 | 0 | 0 | 0 | 0 | 198884.1747 | 0 | 0 | 0 | 0 | 0 | 0 | 5709183.5779 | 0 | 0 | 0 | 0 | 0 | 0 | 0 | 0 | 0 | 0 | 0 | 0 | 0 | 0 | 0 | 0 | 0 | 0 | 0 | 0 | 0 | 135154.7298 | 0 | 0 | 0 | 0 | 0 | 0 | 0 | 0 | 0 | 0
2016-05-17 23:00 | 0 | 0 | 0 | 0 | 0 | 0 | 504799.1918 | 455928 | 0 | 0 | 0 | 0 | 198884.1747 | 0 | 0 | 0 | 0 | 0 | 0 | 5758054.7697 | 0 | 0 | 0 | 0 | 0 | 0 | 0 | 0 | 0 | 0 | 0 | 0 | 0 | 0 | 0 | 0 | 0 | 0 | 0 | 0 | 0 | 48871.1918 | 0 | 0 | 0 | 0 | 0 | 0 | 0 | 0 | 0 | 0
2016-05-18 | 0 | 0 | 0 | 0 | 0 | 0 | 378375.7306 | 456165 | 0 | 0 | 0 | 0 | 198884.1747 | 0 | 0 | 0 | 0 | 0 | 0 | 5680265.5003 | 0 | 0 | 0 | 0 | 0 | 0 | 0 | 0 | 0 | 0 | 0 | 0 | 0 | 0 | 0 | 0 | 0 | 0 | 0 | 0 | 0 | 214460.949 | 292250.2184 | 0 | 0 | 0 | 0 | 0 | 0 | 0 | 0 | 0
2016-05-18 01:00 | 0 | 0 | 0 | 0 | 0 | 0 | 204122.0087 | 453024 | 0 | 0 | 0 | 0 | 141717.9008 | 0 | 0 | 0 | 0 | 0 | 0 | 5488529.7829 | 0 | 0 | 0 | 0 | 0 | 0 | 0 | 0 | 0 | 0 | 0 | 0 | -57166.2739 | 0 | 0 | 0 | 0 | 0 | 0 | 0 | 0 | 100514.501 | 292250.2184 | 0 | 0 | 0 | 0 | 0 | 0 | 0 | 0 | 0
2016-05-18 02:00 | 0 | 0 | 0 | 0 | 0 | 343709.5731 | 39635.8208 | 434923 | 0 | 0 | 0 | 0 | 70858.9504 | 0 | 0 | 0 | 0 | 0 | 0 | 5507811.1272 | 0 | 0 | 0 | 0 | 0 | 0 | 0 | 0 | 0 | 0 | 0 | 0 | -70858.9504 | 0 | 0 | 0 | 0 | 0 | 0 | 0 | 0 | 311531.5626 | 292250.2184 | 0 | 0 | 0 | 0 | 0 | 0 | 0 | 0 | 0
2016-05-18 03:00 | 0 | 0 | 0 | 0 | 0 | 45681.8312 | 0 | 408791 | 0 | 0 | 0 | 0 | 0 | 0 | 0 | 0 | 0 | 0 | 0 | 5215560.9088 | 0 | 0 | 0 | 0 | 0 | 0 | 0 | 0 | 0 | 0 | 0 | 0 | -70858.9504 | 0 | 0 | 0 | 0 | 0 | 0 | 0 | 0 | 0 | 292250.2184 | 0 | 0 | 0 | 0 | 0 | 0 | 0 | 0 | 0
2016-05-18 04:00 | 0 | 0 | 0 | 0 | 0 | 163704.732 | 0 | 385096 | 0 | 0 | 0 | 0 | 70858.9504 | 0 | 0 | 0 | 0 | 0 | 0 | 4923310.6904 | 0 | 0 | 0 | 0 | 0 | 0 | 0 | 0 | 0 | 0 | 0 | 0 | 70858.9504 | 0 | 0 | 0 | 0 | 0 | 0 | 0 | 0 | 0 | 292250.2184 | 0 | 0 | 0 | 0 | 0 | 0 | 0 | 0 | 0
2016-05-18 05:00 | 0 | 0 | 0 | 0 | 0 | 143755.732 | 0 | 365147 | 0 | 0 | 0 | 0 | 141717.9008 | 0 | 0 | 0 | 0 | 0 | 0 | 4631060.472 | 0 | 0 | 0 | 0 | 0 | 0 | 0 | 0 | 0 | 0 | 0 | 0 | 70858.9504 | 0 | 0 | 0 | 0 | 0 | 0 | 0 | 0 | 0 | 292250.2184 | 0 | 0 | 0 | 0 | 0 | 0 | 0 | 0 | 0
2016-05-18 06:00 | 0 | 0 | 0 | 0 | 0 | 0 | 0 | 349847 | 0 | 0 | 0 | 0 | 70858.9504 | 0 | 0 | 0 | 0 | 0 | 0 | 4352072.4224 | 0 | 0 | 0 | 0 | 0 | 0 | 0 | 0 | 0 | 0 | 0 | 0 | -70858.9504 | 0 | 0 | 0 | 0 | 0 | 0 | 0 | 0 | 13262.1688 | 292250.2184 | 0 | 0 | 0 | 0 | 0 | 0 | 0 | 0 | 0
2016-05-18 07:00 | 0 | 0 | 0 | 0 | 0 | 119500.732 | 0 | 340892 | 0 | 0 | 0 | 0 | 141717.9008 | 0 | 0 | 0 | 0 | 0 | 0 | 4059822.2041 | 0 | 0 | 0 | 0 | 0 | 0 | 0 | 0 | 0 | 0 | 0 | 0 | 70858.9504 | 0 | 0 | 0 | 0 | 0 | 0 | 0 | 0 | 0 | 292250.2184 | 0 | 0 | 0 | 0 | 0 | 0 | 0 | 0 | 0
2016-05-18 08:00 | 0 | 0 | 0 | 0 | 0 | 46904.7816 | 0 | 339155 | 0 | 0 | 0 | 0 | 141717.9008 | 0 | 0 | 0 | 0 | 0 | 0 | 3767571.9857 | 0 | 0 | 0 | 0 | 0 | 0 | 0 | 0 | 0 | 0 | 0 | 0 | 0 | 0 | 0 | 0 | 0 | 0 | 0 | 0 | 0 | 0 | 292250.2184 | 0 | 0 | 0 | 0 | 0 | 0 | 0 | 0 | 0
2016-05-18 09:00 | 0 | 0 | 0 | 0 | 0 | 0 | 0 | 347311 | 0 | 0 | 0 | 0 | 70858.9504 | 0 | 0 | 0 | 0 | 0 | 0 | 3491119.9361 | 0 | 0 | 0 | 0 | 0 | 0 | 0 | 0 | 0 | 0 | 0 | 0 | -70858.9504 | 0 | 0 | 0 | 0 | 0 | 0 | 0 | 0 | 15798.1688 | 292250.2184 | 0 | 0 | 0 | 0 | 0 | 0 | 0 | 0 | 0
2016-05-18 10:00 | 0 | 0 | 0 | 0 | 0 | 6031.8312 | 0 | 369141 | 0 | 0 | 0 | 0 | 0 | 0 | 0 | 0 | 0 | 0 | 0 | 3198869.7177 | 0 | 0 | 0 | 0 | 0 | 0 | 0 | 0 | 0 | 0 | 0 | 0 | -70858.9504 | 0 | 0 | 0 | 0 | 0 | 0 | 0 | 0 | 0 | 292250.2184 | 0 | 0 | 0 | 0 | 0 | 0 | 0 | 0 | 0
2016-05-18 11:00 | 0 | 0 | 0 | 0 | 0 | 288144.0216 | 0 | 391333 | 0 | 0 | 0 | 0 | 0 | 0 | 0 | 0 | 0 | 0 | 0 | 3095680.7393 | 0 | 0 | 0 | 0 | 0 | 0 | 0 | 0 | 0 | 0 | 0 | 0 | 0 | 0 | 0 | 0 | 0 | 0 | 0 | 0 | 0 | 189061.24 | 292250.2184 | 0 | 0 | 0 | 0 | 0 | 0 | 0 | 0 | 0
2016-05-18 12:00 | 0 | 0 | 0 | 0 | 0 | 164476.3376 | 45412.0523 | 404643 | 0 | 0 | 0 | 0 | 0 | 0 | 0 | 0 | 0 | 0 | 0 | 2900926.1293 | 0 | 0 | 0 | 0 | 0 | 0 | 0 | 0 | 0 | 0 | 0 | 0 | 0 | 0 | 0 | 0 | 0 | 0 | 0 | 0 | 0 | 97495.6083 | 292250.2184 | 0 | 0 | 0 | 0 | 0 | 0 | 0 | 0 | 0
2016-05-18 13:00 | 0 | 0 | 0 | 0 | 0 | 0 | 345485.1607 | 414696 | 0 | 0 | 0 | 0 | 0 | 0 | 0 | 0 | 0 | 0 | 0 | 2831715.29 | 0 | 0 | 0 | 0 | 0 | 0 | 0 | 0 | 0 | 0 | 0 | 0 | 0 | 0 | 0 | 0 | 0 | 0 | 0 | 0 | 0 | 223039.3791 | 292250.2184 | 0 | 0 | 0 | 0 | 0 | 0 | 0 | 0 | 0
2016-05-18 14:00 | 0 | 0 | 0 | 0 | 0 | 0 | 585592.1483 | 425309 | 0 | 0 | 0 | 0 | 0 | 0 | 0 | 0 | 0 | 0 | 0 | 2991998.4383 | 0 | 0 | 0 | 0 | 0 | 0 | 0 | 0 | 0 | 0 | 0 | 0 | 0 | 0 | 0 | 0 | 0 | 0 | 0 | 0 | 0 | 160283.1483 | 0 | 0 | 0 | 0 | 0 | 0 | 0 | 0 | 0 | 0
2016-05-18 15:00 | 0 | 0 | 0 | 0 | 0 | 0 | 711145.6791 | 433956 | 0 | 0 | 0 | 0 | 0 | 0 | 0 | 0 | 0 | 0 | 0 | 3269188.1174 | 0 | 0 | 0 | 0 | 0 | 0 | 0 | 0 | 0 | 0 | 0 | 0 | 0 | 0 | 0 | 0 | 0 | 0 | 0 | 0 | 0 | 277189.6791 | 0 | 0 | 0 | 0 | 0 | 0 | 0 | 0 | 0 | 0
2016-05-18 16:00 | 0 | 0 | 0 | 0 | 0 | 81913.3407 | 761832.6497 | 441180 | 0 | 0 | 0 | 0 | 70858.9504 | 0 | 0 | 0 | 0 | 0 | 0 | 3600895.1574 | 0 | 0 | 0 | 0 | 0 | 0 | 0 | 0 | 0 | 0 | 0 | 0 | 70858.9504 | 0 | 0 | 0 | 0 | 0 | 0 | 0 | 0 | 331707.04 | 0 | 0 | 0 | 0 | 0 | 0 | 0 | 0 | 0 | 0
2016-05-18 17:00 | 0 | 0 | 0 | 0 | 0 | 0 | 771237.2714 | 447088 | 0 | 0 | 0 | 0 | 63301.1818 | 0 | 0 | 0 | 0 | 0 | 0 | 3932602.1974 | 0 | 0 | 0 | 0 | 0 | 0 | 0 | 0 | 0 | 0 | 0 | 0 | -7557.7686 | 0 | 0 | 0 | 0 | 0 | 0 | 0 | 0 | 331707.04 | 0 | 0 | 0 | 0 | 0 | 0 | 0 | 0 | 0 | 0
2016-05-18 18:00 | 0 | 0 | 0 | 0 | 0 | 0 | 756925.8026 | 452422 | 0 | 0 | 0 | 0 | 36097.9443 | 0 | 0 | 0 | 0 | 0 | 0 | 4264309.2374 | 0 | 0 | 0 | 0 | 0 | 0 | 0 | 0 | 0 | 0 | 0 | 0 | -27203.2374 | 0 | 0 | 0 | 0 | 0 | 0 | 0 | 0 | 331707.04 | 0 | 0 | 0 | 0 | 0 | 0 | 0 | 0 | 0 | 0
2016-05-18 19:00 | 0 | 0 | 0 | 0 | 0 | 0 | 738348.6899 | 455695 | 0 | 0 | 0 | 0 | 106956.8947 | 0 | 0 | 0 | 0 | 0 | 0 | 4476103.9769 | 0 | 0 | 0 | 0 | 0 | 0 | 0 | 0 | 0 | 0 | 0 | 0 | 70858.9504 | 0 | 0 | 0 | 0 | 0 | 0 | 0 | 0 | 211794.7395 | 0 | 0 | 0 | 0 | 0 | 0 | 0 | 0 | 0 | 0
2016-05-18 20:00 | 0 | 0 | 0 | 0 | 0 | 19127.6672 | 721552.6788 | 458559 | 0 | 0 | 0 | 0 | 128025.2243 | 0 | 0 | 0 | 0 | 0 | 0 | 4737156.9934 | 0 | 0 | 0 | 0 | 0 | 0 | 0 | 0 | 0 | 0 | 0 | 0 | 21068.3295 | 0 | 0 | 0 | 0 | 0 | 0 | 0 | 0 | 261053.0164 | 0 | 0 | 0 | 0 | 0 | 0 | 0 | 0 | 0 | 0
2016-05-18 21:00 | 0 | 0 | 0 | 0 | 0 | 0 | 691056.3799 | 460812 | 0 | 0 | 0 | 0 | 57166.2739 | 0 | 0 | 0 | 0 | 0 | 0 | 5038260.3236 | 0 | 0 | 0 | 0 | 0 | 0 | 0 | 0 | 0 | 0 | 0 | 0 | -70858.9504 | 0 | 0 | 0 | 0 | 0 | 0 | 0 | 0 | 301103.3303 | 0 | 0 | 0 | 0 | 0 | 0 | 0 | 0 | 0 | 0
2016-05-18 22:00 | 0 | 0 | 0 | 0 | 0 | 0 | 640887.1369 | 458743 | 0 | 0 | 0 | 0 | 128025.2243 | 0 | 0 | 0 | 0 | 0 | 0 | 5149545.5101 | 0 | 0 | 0 | 0 | 0 | 0 | 0 | 0 | 0 | 0 | 0 | 0 | 70858.9504 | 0 | 0 | 0 | 0 | 0 | 0 | 0 | 0 | 111285.1865 | 0 | 0 | 0 | 0 | 0 | 0 | 0 | 0 | 0 | 0
2016-05-18 23:00 | 0 | 0 | 0 | 0 | 0 | 0 | 551598.2859 | 455111 | 0 | 0 | 0 | 0 | 198884.1747 | 0 | 0 | 0 | 0 | 0 | 0 | 5175173.8456 | 0 | 0 | 0 | 0 | 0 | 0 | 0 | 0 | 0 | 0 | 0 | 0 | 70858.9504 | 0 | 0 | 0 | 0 | 0 | 0 | 0 | 0 | 25628.3355 | 0 | 0 | 0 | 0 | 0 | 0 | 0 | 0 | 0 | 0
2016-05-19 | 0 | 0 | 0 | 0 | 0 | 0 | 430569.3131 | 455162 | 0 | 0 | 0 | 0 | 198884.1747 | 0 | 0 | 0 | 0 | 0 | 0 | 5150581.1587 | 0 | 0 | 0 | 0 | 0 | 0 | 0 | 0 | 0 | 0 | 0 | 0 | 0 | 0 | 0 | 0 | 0 | 0 | 0 | 0 | 0 | 267657.5315 | 292250.2184 | 0 | 0 | 0 | 0 | 0 | 0 | 0 | 0 | 0
2016-05-19 01:00 | 0 | 0 | 0 | 0 | 0 | 0 | 248758.4188 | 452069 | 0 | 0 | 0 | 0 | 128025.2243 | 0 | 0 | 0 | 0 | 0 | 0 | 5018129.5279 | 0 | 0 | 0 | 0 | 0 | 0 | 0 | 0 | 0 | 0 | 0 | 0 | -70858.9504 | 0 | 0 | 0 | 0 | 0 | 0 | 0 | 0 | 159798.5875 | 292250.2184 | 0 | 0 | 0 | 0 | 0 | 0 | 0 | 0 | 0
2016-05-19 02:00 | 0 | 0 | 0 | 0 | 0 | 451555.3067 | 22929.8396 | 434434 | 0 | 0 | 0 | 0 | 198884.1747 | 0 | 0 | 0 | 0 | 0 | 0 | 4987321.7238 | 0 | 0 | 0 | 0 | 0 | 0 | 0 | 0 | 0 | 0 | 0 | 0 | 70858.9504 | 0 | 0 | 0 | 0 | 0 | 0 | 0 | 0 | 261442.4143 | 292250.2184 | 0 | 0 | 0 | 0 | 0 | 0 | 0 | 0 | 0
2016-05-19 03:00 | 0 | 0 | 0 | 0 | 0 | 45009.8312 | 0 | 408119 | 0 | 0 | 0 | 0 | 128025.2243 | 0 | 0 | 0 | 0 | 0 | 0 | 4695071.5054 | 0 | 0 | 0 | 0 | 0 | 0 | 0 | 0 | 0 | 0 | 0 | 0 | -70858.9504 | 0 | 0 | 0 | 0 | 0 | 0 | 0 | 0 | 0 | 292250.2184 | 0 | 0 | 0 | 0 | 0 | 0 | 0 | 0 | 0
2016-05-19 04:00 | 0 | 0 | 0 | 0 | 0 | 161750.732 | 0 | 383142 | 0 | 0 | 0 | 0 | 198884.1747 | 0 | 0 | 0 | 0 | 0 | 0 | 4402821.287 | 0 | 0 | 0 | 0 | 0 | 0 | 0 | 0 | 0 | 0 | 0 | 0 | 70858.9504 | 0 | 0 | 0 | 0 | 0 | 0 | 0 | 0 | 0 | 292250.2184 | 0 | 0 | 0 | 0 | 0 | 0 | 0 | 0 | 0
2016-05-19 05:00 | 0 | 0 | 0 | 0 | 0 | 0 | 0 | 362941 | 0 | 0 | 0 | 0 | 128193.3931 | 0 | 0 | 0 | 0 | 0 | 0 | 4110571.0686 | 0 | 0 | 0 | 0 | 0 | 0 | 0 | 0 | 0 | 0 | 0 | 0 | -70690.7816 | 0 | 0 | 0 | 0 | 0 | 0 | 0 | 0 | 0 | 292250.2184 | 0 | 0 | 0 | 0 | 0 | 0 | 0 | 0 | 0
2016-05-19 06:00 | 0 | 0 | 0 | 0 | 0 | 0 | 0 | 347770 | 0 | 0 | 0 | 0 | 57334.4427 | 0 | 0 | 0 | 0 | 0 | 0 | 3833660.019 | 0 | 0 | 0 | 0 | 0 | 0 | 0 | 0 | 0 | 0 | 0 | 0 | -70858.9504 | 0 | 0 | 0 | 0 | 0 | 0 | 0 | 0 | 15339.1688 | 292250.2184 | 0 | 0 | 0 | 0 | 0 | 0 | 0 | 0 | 0
2016-05-19 07:00 | 0 | 0 | 0 | 0 | 0 | 116575.732 | 0 | 337967 | 0 | 0 | 0 | 0 | 128193.3931 | 0 | 0 | 0 | 0 | 0 | 0 | 3541409.8006 | 0 | 0 | 0 | 0 | 0 | 0 | 0 | 0 | 0 | 0 | 0 | 0 | 70858.9504 | 0 | 0 | 0 | 0 | 0 | 0 | 0 | 0 | 0 | 292250.2184 | 0 | 0 | 0 | 0 | 0 | 0 | 0 | 0 | 0
2016-05-19 08:00 | 0 | 0 | 0 | 0 | 0 | 57420.2894 | 0 | 336146 | 0 | 0 | 0 | 0 | 141717.9008 | 0 | 0 | 0 | 0 | 0 | 0 | 3249159.5822 | 0 | 0 | 0 | 0 | 0 | 0 | 0 | 0 | 0 | 0 | 0 | 0 | 13524.5077 | 0 | 0 | 0 | 0 | 0 | 0 | 0 | 0 | 0 | 292250.2184 | 0 | 0 | 0 | 0 | 0 | 0 | 0 | 0 | 0
2016-05-19 09:00 | 0 | 0 | 0 | 0 | 0 | 0 | 0 | 345081 | 0 | 0 | 0 | 0 | 70858.9504 | 0 | 0 | 0 | 0 | 0 | 0 | 2974937.5326 | 0 | 0 | 0 | 0 | 0 | 0 | 0 | 0 | 0 | 0 | 0 | 0 | -70858.9504 | 0 | 0 | 0 | 0 | 0 | 0 | 0 | 0 | 18028.1688 | 292250.2184 | 0 | 0 | 0 | 0 | 0 | 0 | 0 | 0 | 0
2016-05-19 10:00 | 0 | 0 | 0 | 0 | 0 | 4008.8312 | 0 | 367118 | 0 | 0 | 0 | 0 | 0 | 0 | 0 | 0 | 0 | 0 | 0 | 2682687.3143 | 0 | 0 | 0 | 0 | 0 | 0 | 0 | 0 | 0 | 0 | 0 | 0 | -70858.9504 | 0 | 0 | 0 | 0 | 0 | 0 | 0 | 0 | 0 | 292250.2184 | 0 | 0 | 0 | 0 | 0 | 0 | 0 | 0 | 0
2016-05-19 11:00 | 0 | 0 | 0 | 0 | 0 | 351064.4798 | 0 | 389239 | 0 | 0 | 0 | 0 | 70858.9504 | 0 | 0 | 0 | 0 | 0 | 0 | 2573653.8436 | 0 | 0 | 0 | 0 | 0 | 0 | 0 | 0 | 0 | 0 | 0 | 0 | 70858.9504 | 0 | 0 | 0 | 0 | 0 | 0 | 0 | 0 | 183216.7477 | 292250.2184 | 0 | 0 | 0 | 0 | 0 | 0 | 0 | 0 | 0
2016-05-19 12:00 | 0 | 0 | 0 | 0 | 0 | 0 | 64518.0839 | 403543 | 0 | 0 | 0 | 0 | 0 | 0 | 0 | 0 | 0 | 0 | 0 | 2305487.8779 | 0 | 0 | 0 | 0 | 0 | 0 | 0 | 0 | 0 | 0 | 0 | 0 | -70858.9504 | 0 | 0 | 0 | 0 | 0 | 0 | 0 | 0 | 24084.2527 | 292250.2184 | 0 | 0 | 0 | 0 | 0 | 0 | 0 | 0 | 0
2016-05-19 13:00 | 0 | 0 | 0 | 0 | 0 | 0 | 426975.7125 | 415692 | 0 | 0 | 0 | 0 | 11283.7125 | 0 | 0 | 0 | 0 | 0 | 0 | 2305487.8779 | 0 | 0 | 0 | 0 | 0 | 0 | 0 | 0 | 0 | 0 | 0 | 0 | 11283.7125 | 0 | 0 | 0 | 0 | 0 | 0 | 0 | 0 | 0 | 0 | 0 | 0 | 0 | 0 | 0 | 0 | 0 | 0 | 0
2016-05-19 14:00 | 0 | 0 | 0 | 0 | 0 | 0 | 648528.7468 | 427306 | 0 | 0 | 0 | 0 | 0 | 0 | 0 | 0 | 0 | 0 | 0 | 2537994.3372 | 0 | 0 | 0 | 0 | 0 | 0 | 0 | 0 | 0 | 0 | 0 | 0 | -11283.7125 | 0 | 0 | 0 | 0 | 0 | 0 | 0 | 0 | 232506.4593 | 0 | 0 | 0 | 0 | 0 | 0 | 0 | 0 | 0 | 0
2016-05-19 15:00 | 0 | 0 | 0 | 0 | 0 | 0 | 768309.04 | 436602 | 0 | 0 | 0 | 0 | 0 | 0 | 0 | 0 | 0 | 0 | 0 | 2869701.3772 | 0 | 0 | 0 | 0 | 0 | 0 | 0 | 0 | 0 | 0 | 0 | 0 | 0 | 0 | 0 | 0 | 0 | 0 | 0 | 0 | 0 | 331707.04 | 0 | 0 | 0 | 0 | 0 | 0 | 0 | 0 | 0 | 0
2016-05-19 16:00 | 0 | 0 | 0 | 0 | 0 | 0 | 829986.63 | 443665 | 0 | 0 | 0 | 0 | 54614.59 | 0 | 0 | 0 | 0 | 0 | 0 | 3201408.4172 | 0 | 0 | 0 | 0 | 0 | 0 | 0 | 0 | 0 | 0 | 0 | 0 | 54614.59 | 0 | 0 | 0 | 0 | 0 | 0 | 0 | 0 | 331707.04 | 0 | 0 | 0 | 0 | 0 | 0 | 0 | 0 | 0 | 0
2016-05-19 17:00 | 0 | 0 | 0 | 0 | 0 | 0 | 841327.9907 | 449379 | 0 | 0 | 0 | 0 | 114856.5407 | 0 | 0 | 0 | 0 | 0 | 0 | 3533115.4572 | 0 | 0 | 0 | 0 | 0 | 0 | 0 | 0 | 0 | 0 | 0 | 0 | 60241.9507 | 0 | 0 | 0 | 0 | 0 | 0 | 0 | 0 | 331707.04 | 0 | 0 | 0 | 0 | 0 | 0 | 0 | 0 | 0 | 0
2016-05-19 18:00 | 0 | 0 | 0 | 0 | 0 | 0 | 834376.7353 | 453245 | 0 | 0 | 0 | 0 | 164281.236 | 0 | 0 | 0 | 0 | 0 | 0 | 3864822.4972 | 0 | 0 | 0 | 0 | 0 | 0 | 0 | 0 | 0 | 0 | 0 | 0 | 49424.6953 | 0 | 0 | 0 | 0 | 0 | 0 | 0 | 0 | 331707.04 | 0 | 0 | 0 | 0 | 0 | 0 | 0 | 0 | 0 | 0
2016-05-19 19:00 | 0 | 0 | 0 | 0 | 0 | 0 | 821656.9786 | 455347 | 0 | 0 | 0 | 0 | 198884.1747 | 0 | 0 | 0 | 0 | 0 | 0 | 4196529.5372 | 0 | 0 | 0 | 0 | 0 | 0 | 0 | 0 | 0 | 0 | 0 | 0 | 34602.9386 | 0 | 0 | 0 | 0 | 0 | 0 | 0 | 0 | 331707.04 | 0 | 0 | 0 | 0 | 0 | 0 | 0 | 0 | 0 | 0
2016-05-19 20:00 | 0 | 0 | 0 | 0 | 0 | 0 | 788412.04 | 456705 | 0 | 0 | 0 | 0 | 198884.1747 | 0 | 0 | 0 | 0 | 0 | 0 | 4528236.5772 | 0 | 0 | 0 | 0 | 0 | 0 | 0 | 0 | 0 | 0 | 0 | 0 | 0 | 0 | 0 | 0 | 0 | 0 | 0 | 0 | 0 | 331707.04 | 0 | 0 | 0 | 0 | 0 | 0 | 0 | 0 | 0 | 0
2016-05-19 21:00 | 0 | 0 | 0 | 0 | 0 | 0 | 789476.04 | 457769 | 0 | 0 | 0 | 0 | 198884.1747 | 0 | 0 | 0 | 0 | 0 | 0 | 4859943.6172 | 0 | 0 | 0 | 0 | 0 | 0 | 0 | 0 | 0 | 0 | 0 | 0 | 0 | 0 | 0 | 0 | 0 | 0 | 0 | 0 | 0 | 331707.04 | 0 | 0 | 0 | 0 | 0 | 0 | 0 | 0 | 0 | 0
2016-05-19 22:00 | 0 | 0 | 0 | 0 | 0 | 0 | 780681.1297 | 454744 | 0 | 0 | 0 | 0 | 193114.2644 | 0 | 0 | 0 | 0 | 0 | 0 | 5191650.6572 | 0 | 0 | 0 | 0 | 0 | 0 | 0 | 0 | 0 | 0 | 0 | 0 | -5769.9103 | 0 | 0 | 0 | 0 | 0 | 0 | 0 | 0 | 331707.04 | 0 | 0 | 0 | 0 | 0 | 0 | 0 | 0 | 0 | 0
2016-05-19 23:00 | 0 | 0 | 0 | 0 | 0 | 0 | 699498.6025 | 450085 | 0 | 0 | 0 | 0 | 198884.1747 | 0 | 0 | 0 | 0 | 0 | 0 | 5435294.3494 | 0 | 0 | 0 | 0 | 0 | 0 | 0 | 0 | 0 | 0 | 0 | 0 | 5769.9103 | 0 | 0 | 0 | 0 | 0 | 0 | 0 | 0 | 243643.6922 | 0 | 0 | 0 | 0 | 0 | 0 | 0 | 0 | 0 | 0
2016-05-20 | 0 | 0 | 0 | 0 | 0 | 0 | 549823.3616 | 449796 | 0 | 0 | 0 | 0 | 198884.1747 | 0 | 0 | 0 | 0 | 0 | 0 | 5535321.711 | 0 | 0 | 0 | 0 | 0 | 0 | 0 | 0 | 0 | 0 | 0 | 0 | 0 | 0 | 0 | 0 | 0 | 0 | 0 | 0 | 0 | 100027.3616 | 0 | 0 | 0 | 0 | 0 | 0 | 0 | 0 | 0 | 0
2016-05-20 01:00 | 0 | 0 | 0 | 0 | 0 | 0 | 258410.5114 | 447542 | 0 | 0 | 0 | 0 | 128025.2243 | 0 | 0 | 0 | 0 | 0 | 0 | 5417049.1728 | 0 | 0 | 0 | 0 | 0 | 0 | 0 | 0 | 0 | 0 | 0 | 0 | -70858.9504 | 0 | 0 | 0 | 0 | 0 | 0 | 0 | 0 | 173977.6802 | 292250.2184 | 0 | 0 | 0 | 0 | 0 | 0 | 0 | 0 | 0
2016-05-20 02:00 | 0 | 0 | 0 | 0 | 0 | 196288.7705 | 12403.9615 | 430084 | 0 | 0 | 0 | 0 | 198884.1747 | 0 | 0 | 0 | 0 | 0 | 0 | 5124798.9544 | 0 | 0 | 0 | 0 | 0 | 0 | 0 | 0 | 0 | 0 | 0 | 0 | 70858.9504 | 0 | 0 | 0 | 0 | 0 | 0 | 0 | 0 | 0 | 292250.2184 | 0 | 0 | 0 | 0 | 0 | 0 | 0 | 0 | 0
2016-05-20 03:00 | 0 | 0 | 0 | 0 | 0 | 111112.7816 | 0 | 403363 | 0 | 0 | 0 | 0 | 198884.1747 | 0 | 0 | 0 | 0 | 0 | 0 | 4832548.736 | 0 | 0 | 0 | 0 | 0 | 0 | 0 | 0 | 0 | 0 | 0 | 0 | 0 | 0 | 0 | 0 | 0 | 0 | 0 | 0 | 0 | 0 | 292250.2184 | 0 | 0 | 0 | 0 | 0 | 0 | 0 | 0 | 0
2016-05-20 04:00 | 0 | 0 | 0 | 0 | 0 | 14998.8312 | 0 | 378108 | 0 | 0 | 0 | 0 | 128025.2243 | 0 | 0 | 0 | 0 | 0 | 0 | 4540298.5177 | 0 | 0 | 0 | 0 | 0 | 0 | 0 | 0 | 0 | 0 | 0 | 0 | -70858.9504 | 0 | 0 | 0 | 0 | 0 | 0 | 0 | 0 | 0 | 292250.2184 | 0 | 0 | 0 | 0 | 0 | 0 | 0 | 0 | 0
2016-05-20 05:00 | 0 | 0 | 0 | 0 | 0 | 138244.732 | 0 | 359636 | 0 | 0 | 0 | 0 | 198884.1747 | 0 | 0 | 0 | 0 | 0 | 0 | 4248048.2993 | 0 | 0 | 0 | 0 | 0 | 0 | 0 | 0 | 0 | 0 | 0 | 0 | 70858.9504 | 0 | 0 | 0 | 0 | 0 | 0 | 0 | 0 | 0 | 292250.2184 | 0 | 0 | 0 | 0 | 0 | 0 | 0 | 0 | 0
2016-05-20 06:00 | 0 | 0 | 0 | 0 | 0 | 0 | 0 | 344888 | 0 | 0 | 0 | 0 | 146246.3931 | 0 | 0 | 0 | 0 | 0 | 0 | 3955798.0809 | 0 | 0 | 0 | 0 | 0 | 0 | 0 | 0 | 0 | 0 | 0 | 0 | -52637.7816 | 0 | 0 | 0 | 0 | 0 | 0 | 0 | 0 | 0 | 292250.2184 | 0 | 0 | 0 | 0 | 0 | 0 | 0 | 0 | 0
2016-05-20 07:00 | 0 | 0 | 0 | 0 | 0 | 0 | 0 | 335003 | 0 | 0 | 0 | 0 | 75387.4427 | 0 | 0 | 0 | 0 | 0 | 0 | 3691654.0313 | 0 | 0 | 0 | 0 | 0 | 0 | 0 | 0 | 0 | 0 | 0 | 0 | -70858.9504 | 0 | 0 | 0 | 0 | 0 | 0 | 0 | 0 | 28106.1688 | 292250.2184 | 0 | 0 | 0 | 0 | 0 | 0 | 0 | 0 | 0
2016-05-20 08:00 | 0 | 0 | 0 | 0 | 0 | 0 | 0 | 332872 | 0 | 0 | 0 | 0 | 4528.4923 | 0 | 0 | 0 | 0 | 0 | 0 | 3429640.9817 | 0 | 0 | 0 | 0 | 0 | 0 | 0 | 0 | 0 | 0 | 0 | 0 | -70858.9504 | 0 | 0 | 0 | 0 | 0 | 0 | 0 | 0 | 30237.1688 | 292250.2184 | 0 | 0 | 0 | 0 | 0 | 0 | 0 | 0 | 0
2016-05-20 09:00 | 0 | 0 | 0 | 0 | 0 | 119961.732 | 0 | 341353 | 0 | 0 | 0 | 0 | 75387.4427 | 0 | 0 | 0 | 0 | 0 | 0 | 3137390.7633 | 0 | 0 | 0 | 0 | 0 | 0 | 0 | 0 | 0 | 0 | 0 | 0 | 70858.9504 | 0 | 0 | 0 | 0 | 0 | 0 | 0 | 0 | 0 | 292250.2184 | 0 | 0 | 0 | 0 | 0 | 0 | 0 | 0 | 0
2016-05-20 10:00 | 0 | 0 | 0 | 0 | 0 | 0 | 0 | 361869 | 0 | 0 | 0 | 0 | 4528.4923 | 0 | 0 | 0 | 0 | 0 | 0 | 2846380.7137 | 0 | 0 | 0 | 0 | 0 | 0 | 0 | 0 | 0 | 0 | 0 | 0 | -70858.9504 | 0 | 0 | 0 | 0 | 0 | 0 | 0 | 0 | 1240.1688 | 292250.2184 | 0 | 0 | 0 | 0 | 0 | 0 | 0 | 0 | 0
2016-05-20 11:00 | 0 | 0 | 0 | 0 | 0 | 162251.732 | 0 | 383643 | 0 | 0 | 0 | 0 | 75387.4427 | 0 | 0 | 0 | 0 | 0 | 0 | 2554130.4953 | 0 | 0 | 0 | 0 | 0 | 0 | 0 | 0 | 0 | 0 | 0 | 0 | 70858.9504 | 0 | 0 | 0 | 0 | 0 | 0 | 0 | 0 | 0 | 292250.2184 | 0 | 0 | 0 | 0 | 0 | 0 | 0 | 0 | 0
2016-05-20 12:00 | 0 | 0 | 0 | 0 | 0 | 0 | 91148.6358 | 399492 | 0 | 0 | 0 | 0 | 4528.4923 | 0 | 0 | 0 | 0 | 0 | 0 | 2316646.0816 | 0 | 0 | 0 | 0 | 0 | 0 | 0 | 0 | 0 | 0 | 0 | 0 | -70858.9504 | 0 | 0 | 0 | 0 | 0 | 0 | 0 | 0 | 54765.8046 | 292250.2184 | 0 | 0 | 0 | 0 | 0 | 0 | 0 | 0 | 0
2016-05-20 13:00 | 0 | 0 | 0 | 0 | 0 | 0 | 439024.4267 | 413654 | 0 | 0 | 0 | 0 | 0 | 0 | 0 | 0 | 0 | 0 | 0 | 2346545.0005 | 0 | 0 | 0 | 0 | 0 | 0 | 0 | 0 | 0 | 0 | 0 | 0 | -4528.4923 | 0 | 0 | 0 | 0 | 0 | 0 | 0 | 0 | 29898.919 | 0 | 0 | 0 | 0 | 0 | 0 | 0 | 0 | 0 | 0
2016-05-20 14:00 | 0 | 0 | 0 | 0 | 0 | 0 | 665391.7366 | 426738 | 0 | 0 | 0 | 0 | 0 | 0 | 0 | 0 | 0 | 0 | 0 | 2585198.7371 | 0 | 0 | 0 | 0 | 0 | 0 | 0 | 0 | 0 | 0 | 0 | 0 | 0 | 0 | 0 | 0 | 0 | 0 | 0 | 0 | 0 | 238653.7366 | 0 | 0 | 0 | 0 | 0 | 0 | 0 | 0 | 0 | 0
2016-05-20 15:00 | 0 | 0 | 0 | 0 | 0 | 0 | 767536.04 | 435829 | 0 | 0 | 0 | 0 | 0 | 0 | 0 | 0 | 0 | 0 | 0 | 2916905.7771 | 0 | 0 | 0 | 0 | 0 | 0 | 0 | 0 | 0 | 0 | 0 | 0 | 0 | 0 | 0 | 0 | 0 | 0 | 0 | 0 | 0 | 331707.04 | 0 | 0 | 0 | 0 | 0 | 0 | 0 | 0 | 0 | 0
2016-05-20 16:00 | 0 | 0 | 0 | 0 | 0 | 0 | 844370.9904 | 441805 | 0 | 0 | 0 | 0 | 70858.9504 | 0 | 0 | 0 | 0 | 0 | 0 | 3248612.8171 | 0 | 0 | 0 | 0 | 0 | 0 | 0 | 0 | 0 | 0 | 0 | 0 | 70858.9504 | 0 | 0 | 0 | 0 | 0 | 0 | 0 | 0 | 331707.04 | 0 | 0 | 0 | 0 | 0 | 0 | 0 | 0 | 0 | 0
2016-05-20 17:00 | 0 | 0 | 0 | 0 | 0 | 0 | 848638.9904 | 446073 | 0 | 0 | 0 | 0 | 141717.9008 | 0 | 0 | 0 | 0 | 0 | 0 | 3580319.8571 | 0 | 0 | 0 | 0 | 0 | 0 | 0 | 0 | 0 | 0 | 0 | 0 | 70858.9504 | 0 | 0 | 0 | 0 | 0 | 0 | 0 | 0 | 331707.04 | 0 | 0 | 0 | 0 | 0 | 0 | 0 | 0 | 0 | 0
2016-05-20 18:00 | 0 | 0 | 0 | 0 | 0 | 0 | 838231.3139 | 449358 | 0 | 0 | 0 | 0 | 198884.1747 | 0 | 0 | 0 | 0 | 0 | 0 | 3912026.8971 | 0 | 0 | 0 | 0 | 0 | 0 | 0 | 0 | 0 | 0 | 0 | 0 | 57166.2739 | 0 | 0 | 0 | 0 | 0 | 0 | 0 | 0 | 331707.04 | 0 | 0 | 0 | 0 | 0 | 0 | 0 | 0 | 0 | 0
2016-05-20 19:00 | 0 | 0 | 0 | 0 | 0 | 0 | 783433.04 | 451726 | 0 | 0 | 0 | 0 | 198884.1747 | 0 | 0 | 0 | 0 | 0 | 0 | 4243733.9371 | 0 | 0 | 0 | 0 | 0 | 0 | 0 | 0 | 0 | 0 | 0 | 0 | 0 | 0 | 0 | 0 | 0 | 0 | 0 | 0 | 0 | 331707.04 | 0 | 0 | 0 | 0 | 0 | 0 | 0 | 0 | 0 | 0
2016-05-20 20:00 | 0 | 0 | 0 | 0 | 0 | 0 | 785740.04 | 454033 | 0 | 0 | 0 | 0 | 198884.1747 | 0 | 0 | 0 | 0 | 0 | 0 | 4575440.9771 | 0 | 0 | 0 | 0 | 0 | 0 | 0 | 0 | 0 | 0 | 0 | 0 | 0 | 0 | 0 | 0 | 0 | 0 | 0 | 0 | 0 | 331707.04 | 0 | 0 | 0 | 0 | 0 | 0 | 0 | 0 | 0 | 0
2016-05-20 21:00 | 0 | 0 | 0 | 0 | 0 | 0 | 786106.04 | 454399 | 0 | 0 | 0 | 0 | 198884.1747 | 0 | 0 | 0 | 0 | 0 | 0 | 4907148.0171 | 0 | 0 | 0 | 0 | 0 | 0 | 0 | 0 | 0 | 0 | 0 | 0 | 0 | 0 | 0 | 0 | 0 | 0 | 0 | 0 | 0 | 331707.04 | 0 | 0 | 0 | 0 | 0 | 0 | 0 | 0 | 0 | 0
2016-05-20 22:00 | 0 | 0 | 0 | 0 | 0 | 0 | 781353.04 | 449646 | 0 | 0 | 0 | 0 | 198884.1747 | 0 | 0 | 0 | 0 | 0 | 0 | 5238855.0571 | 0 | 0 | 0 | 0 | 0 | 0 | 0 | 0 | 0 | 0 | 0 | 0 | 0 | 0 | 0 | 0 | 0 | 0 | 0 | 0 | 0 | 331707.04 | 0 | 0 | 0 | 0 | 0 | 0 | 0 | 0 | 0 | 0
2016-05-20 23:00 | 0 | 0 | 0 | 0 | 0 | 0 | 697488.5575 | 441625 | 0 | 0 | 0 | 0 | 128025.2243 | 0 | 0 | 0 | 0 | 0 | 0 | 5565577.565 | 0 | 0 | 0 | 0 | 0 | 0 | 0 | 0 | 0 | 0 | 0 | 0 | -70858.9504 | 0 | 0 | 0 | 0 | 0 | 0 | 0 | 0 | 326722.5079 | 0 | 0 | 0 | 0 | 0 | 0 | 0 | 0 | 0 | 0
2016-05-21 | 0 | 0 | 0 | 0 | 0 | 0 | 562539.5187 | 438654 | 0 | 0 | 0 | 0 | 198884.1747 | 0 | 0 | 0 | 0 | 0 | 0 | 5618604.1333 | 0 | 0 | 0 | 0 | 0 | 0 | 0 | 0 | 0 | 0 | 0 | 0 | 70858.9504 | 0 | 0 | 0 | 0 | 0 | 0 | 0 | 0 | 53026.5683 | 0 | 0 | 0 | 0 | 0 | 0 | 0 | 0 | 0 | 0
2016-05-21 01:00 | 0 | 0 | 0 | 0 | 0 | 0 | 246852.6395 | 433474 | 0 | 0 | 0 | 0 | 189151.2952 | 0 | 0 | 0 | 0 | 0 | 0 | 5441715.6522 | 0 | 0 | 0 | 0 | 0 | 0 | 0 | 0 | 0 | 0 | 0 | 0 | -9732.8794 | 0 | 0 | 0 | 0 | 0 | 0 | 0 | 0 | 115361.7373 | 292250.2184 | 0 | 0 | 0 | 0 | 0 | 0 | 0 | 0 | 0
2016-05-21 02:00 | 0 | 0 | 0 | 0 | 0 | 357733.8126 | 25876.0586 | 415012 | 0 | 0 | 0 | 0 | 118292.3448 | 0 | 0 | 0 | 0 | 0 | 0 | 5481172.4738 | 0 | 0 | 0 | 0 | 0 | 0 | 0 | 0 | 0 | 0 | 0 | 0 | -70858.9504 | 0 | 0 | 0 | 0 | 0 | 0 | 0 | 0 | 331707.04 | 292250.2184 | 0 | 0 | 0 | 0 | 0 | 0 | 0 | 0 | 0
2016-05-21 03:00 | 0 | 0 | 0 | 0 | 0 | 33420.8312 | 0 | 396530 | 0 | 0 | 0 | 0 | 47433.3944 | 0 | 0 | 0 | 0 | 0 | 0 | 5188922.2554 | 0 | 0 | 0 | 0 | 0 | 0 | 0 | 0 | 0 | 0 | 0 | 0 | -70858.9504 | 0 | 0 | 0 | 0 | 0 | 0 | 0 | 0 | 0 | 292250.2184 | 0 | 0 | 0 | 0 | 0 | 0 | 0 | 0 | 0
2016-05-21 04:00 | 0 | 0 | 0 | 0 | 0 | 153138.732 | 0 | 374530 | 0 | 0 | 0 | 0 | 118292.3448 | 0 | 0 | 0 | 0 | 0 | 0 | 4896672.037 | 0 | 0 | 0 | 0 | 0 | 0 | 0 | 0 | 0 | 0 | 0 | 0 | 70858.9504 | 0 | 0 | 0 | 0 | 0 | 0 | 0 | 0 | 0 | 292250.2184 | 0 | 0 | 0 | 0 | 0 | 0 | 0 | 0 | 0
2016-05-21 05:00 | 0 | 0 | 0 | 0 | 0 | 0 | 0 | 355822 | 0 | 0 | 0 | 0 | 47433.3944 | 0 | 0 | 0 | 0 | 0 | 0 | 4611708.9874 | 0 | 0 | 0 | 0 | 0 | 0 | 0 | 0 | 0 | 0 | 0 | 0 | -70858.9504 | 0 | 0 | 0 | 0 | 0 | 0 | 0 | 0 | 7287.1688 | 292250.2184 | 0 | 0 | 0 | 0 | 0 | 0 | 0 | 0 | 0
2016-05-21 06:00 | 0 | 0 | 0 | 0 | 0 | 118897.732 | 0 | 340289 | 0 | 0 | 0 | 0 | 118292.3448 | 0 | 0 | 0 | 0 | 0 | 0 | 4319458.769 | 0 | 0 | 0 | 0 | 0 | 0 | 0 | 0 | 0 | 0 | 0 | 0 | 70858.9504 | 0 | 0 | 0 | 0 | 0 | 0 | 0 | 0 | 0 | 292250.2184 | 0 | 0 | 0 | 0 | 0 | 0 | 0 | 0 | 0
2016-05-21 07:00 | 0 | 0 | 0 | 0 | 0 | 0 | 0 | 330939 | 0 | 0 | 0 | 0 | 79603.5632 | 0 | 0 | 0 | 0 | 0 | 0 | 4027208.5507 | 0 | 0 | 0 | 0 | 0 | 0 | 0 | 0 | 0 | 0 | 0 | 0 | -38688.7816 | 0 | 0 | 0 | 0 | 0 | 0 | 0 | 0 | 0 | 292250.2184 | 0 | 0 | 0 | 0 | 0 | 0 | 0 | 0 | 0
2016-05-21 08:00 | 0 | 0 | 0 | 0 | 0 | 0 | 0 | 326053 | 0 | 0 | 0 | 0 | 45800.7816 | 0 | 0 | 0 | 0 | 0 | 0 | 3734958.3323 | 0 | 0 | 0 | 0 | 0 | 0 | 0 | 0 | 0 | 0 | 0 | 0 | -33802.7816 | 0 | 0 | 0 | 0 | 0 | 0 | 0 | 0 | 0 | 292250.2184 | 0 | 0 | 0 | 0 | 0 | 0 | 0 | 0 | 0
2016-05-21 09:00 | 0 | 0 | 0 | 0 | 0 | 104520.732 | 0 | 325912 | 0 | 0 | 0 | 0 | 116659.732 | 0 | 0 | 0 | 0 | 0 | 0 | 3442708.1139 | 0 | 0 | 0 | 0 | 0 | 0 | 0 | 0 | 0 | 0 | 0 | 0 | 70858.9504 | 0 | 0 | 0 | 0 | 0 | 0 | 0 | 0 | 0 | 292250.2184 | 0 | 0 | 0 | 0 | 0 | 0 | 0 | 0 | 0
2016-05-21 10:00 | 0 | 0 | 0 | 0 | 0 | 0 | 0 | 330394 | 0 | 0 | 0 | 0 | 45800.7816 | 0 | 0 | 0 | 0 | 0 | 0 | 3183173.0643 | 0 | 0 | 0 | 0 | 0 | 0 | 0 | 0 | 0 | 0 | 0 | 0 | -70858.9504 | 0 | 0 | 0 | 0 | 0 | 0 | 0 | 0 | 32715.1688 | 292250.2184 | 0 | 0 | 0 | 0 | 0 | 0 | 0 | 0 | 0
2016-05-21 11:00 | 0 | 0 | 0 | 0 | 0 | 0 | 0 | 338051 | 0 | 0 | 0 | 0 | 0 | 0 | 0 | 0 | 0 | 0 | 0 | 2890922.8459 | 0 | 0 | 0 | 0 | 0 | 0 | 0 | 0 | 0 | 0 | 0 | 0 | -45800.7816 | 0 | 0 | 0 | 0 | 0 | 0 | 0 | 0 | 0 | 292250.2184 | 0 | 0 | 0 | 0 | 0 | 0 | 0 | 0 | 0
2016-05-21 12:00 | 0 | 0 | 0 | 0 | 0 | 0 | 87754.5034 | 355555 | 0 | 0 | 0 | 0 | 0 | 0 | 0 | 0 | 0 | 0 | 0 | 2623122.3493 | 0 | 0 | 0 | 0 | 0 | 0 | 0 | 0 | 0 | 0 | 0 | 0 | 0 | 0 | 0 | 0 | 0 | 0 | 0 | 0 | 0 | 24449.7218 | 292250.2184 | 0 | 0 | 0 | 0 | 0 | 0 | 0 | 0 | 0
2016-05-21 13:00 | 0 | 0 | 0 | 0 | 0 | 0 | 451257.3875 | 375291 | 0 | 0 | 0 | 0 | 0 | 0 | 0 | 0 | 0 | 0 | 0 | 2699088.7368 | 0 | 0 | 0 | 0 | 0 | 0 | 0 | 0 | 0 | 0 | 0 | 0 | 0 | 0 | 0 | 0 | 0 | 0 | 0 | 0 | 0 | 75966.3875 | 0 | 0 | 0 | 0 | 0 | 0 | 0 | 0 | 0 | 0
2016-05-21 14:00 | 0 | 0 | 0 | 0 | 0 | 0 | 702349.3073 | 393987 | 0 | 0 | 0 | 0 | 0 | 0 | 0 | 0 | 0 | 0 | 0 | 3007451.0441 | 0 | 0 | 0 | 0 | 0 | 0 | 0 | 0 | 0 | 0 | 0 | 0 | 0 | 0 | 0 | 0 | 0 | 0 | 0 | 0 | 0 | 308362.3073 | 0 | 0 | 0 | 0 | 0 | 0 | 0 | 0 | 0 | 0
2016-05-21 15:00 | 0 | 0 | 0 | 0 | 0 | 0 | 740216.04 | 408509 | 0 | 0 | 0 | 0 | 0 | 0 | 0 | 0 | 0 | 0 | 0 | 3339158.0841 | 0 | 0 | 0 | 0 | 0 | 0 | 0 | 0 | 0 | 0 | 0 | 0 | 0 | 0 | 0 | 0 | 0 | 0 | 0 | 0 | 0 | 331707.04 | 0 | 0 | 0 | 0 | 0 | 0 | 0 | 0 | 0 | 0
2016-05-21 16:00 | 0 | 0 | 0 | 0 | 0 | 0 | 820687.9904 | 418122 | 0 | 0 | 0 | 0 | 70858.9504 | 0 | 0 | 0 | 0 | 0 | 0 | 3670865.1241 | 0 | 0 | 0 | 0 | 0 | 0 | 0 | 0 | 0 | 0 | 0 | 0 | 70858.9504 | 0 | 0 | 0 | 0 | 0 | 0 | 0 | 0 | 331707.04 | 0 | 0 | 0 | 0 | 0 | 0 | 0 | 0 | 0 | 0
2016-05-21 17:00 | 0 | 0 | 0 | 0 | 0 | 0 | 827084.9904 | 424519 | 0 | 0 | 0 | 0 | 141717.9008 | 0 | 0 | 0 | 0 | 0 | 0 | 4002572.1641 | 0 | 0 | 0 | 0 | 0 | 0 | 0 | 0 | 0 | 0 | 0 | 0 | 70858.9504 | 0 | 0 | 0 | 0 | 0 | 0 | 0 | 0 | 331707.04 | 0 | 0 | 0 | 0 | 0 | 0 | 0 | 0 | 0 | 0
2016-05-21 18:00 | 0 | 0 | 0 | 0 | 0 | 0 | 818445.3139 | 429572 | 0 | 0 | 0 | 0 | 198884.1747 | 0 | 0 | 0 | 0 | 0 | 0 | 4334279.2041 | 0 | 0 | 0 | 0 | 0 | 0 | 0 | 0 | 0 | 0 | 0 | 0 | 57166.2739 | 0 | 0 | 0 | 0 | 0 | 0 | 0 | 0 | 331707.04 | 0 | 0 | 0 | 0 | 0 | 0 | 0 | 0 | 0 | 0
2016-05-21 19:00 | 0 | 0 | 0 | 0 | 0 | 0 | 765125.04 | 433418 | 0 | 0 | 0 | 0 | 198884.1747 | 0 | 0 | 0 | 0 | 0 | 0 | 4665986.2441 | 0 | 0 | 0 | 0 | 0 | 0 | 0 | 0 | 0 | 0 | 0 | 0 | 0 | 0 | 0 | 0 | 0 | 0 | 0 | 0 | 0 | 331707.04 | 0 | 0 | 0 | 0 | 0 | 0 | 0 | 0 | 0 | 0
2016-05-21 20:00 | 0 | 0 | 0 | 0 | 0 | 0 | 768684.04 | 436977 | 0 | 0 | 0 | 0 | 198884.1747 | 0 | 0 | 0 | 0 | 0 | 0 | 4997693.2841 | 0 | 0 | 0 | 0 | 0 | 0 | 0 | 0 | 0 | 0 | 0 | 0 | 0 | 0 | 0 | 0 | 0 | 0 | 0 | 0 | 0 | 331707.04 | 0 | 0 | 0 | 0 | 0 | 0 | 0 | 0 | 0 | 0
2016-05-21 21:00 | 0 | 0 | 0 | 0 | 0 | 0 | 771256.04 | 439549 | 0 | 0 | 0 | 0 | 198884.1747 | 0 | 0 | 0 | 0 | 0 | 0 | 5329400.3241 | 0 | 0 | 0 | 0 | 0 | 0 | 0 | 0 | 0 | 0 | 0 | 0 | 0 | 0 | 0 | 0 | 0 | 0 | 0 | 0 | 0 | 331707.04 | 0 | 0 | 0 | 0 | 0 | 0 | 0 | 0 | 0 | 0
2016-05-21 22:00 | 0 | 0 | 0 | 0 | 0 | 0 | 768569.04 | 436862 | 0 | 0 | 0 | 0 | 198884.1747 | 0 | 0 | 0 | 0 | 0 | 0 | 5661107.3641 | 0 | 0 | 0 | 0 | 0 | 0 | 0 | 0 | 0 | 0 | 0 | 0 | 0 | 0 | 0 | 0 | 0 | 0 | 0 | 0 | 0 | 331707.04 | 0 | 0 | 0 | 0 | 0 | 0 | 0 | 0 | 0 | 0
2016-05-21 23:00 | 0 | 0 | 0 | 0 | 0 | 0 | 717579.4032 | 431572 | 0 | 0 | 0 | 0 | 198884.1747 | 0 | 0 | 0 | 0 | 0 | 0 | 5947114.7673 | 0 | 0 | 0 | 0 | 0 | 0 | 0 | 0 | 0 | 0 | 0 | 0 | 0 | 0 | 0 | 0 | 0 | 0 | 0 | 0 | 0 | 286007.4032 | 0 | 0 | 0 | 0 | 0 | 0 | 0 | 0 | 0 | 0
2016-05-22 | 0 | 0 | 0 | 0 | 0 | 0 | 535012.9394 | 426922 | 0 | 0 | 0 | 0 | 198884.1747 | 0 | 0 | 0 | 0 | 0 | 0 | 6055205.7067 | 0 | 0 | 0 | 0 | 0 | 0 | 0 | 0 | 0 | 0 | 0 | 0 | 0 | 0 | 0 | 0 | 0 | 0 | 0 | 0 | 0 | 108090.9394 | 0 | 0 | 0 | 0 | 0 | 0 | 0 | 0 | 0 | 0
2016-05-22 01:00 | 0 | 0 | 0 | 0 | 0 | 0 | 246181.3206 | 422713 | 0 | 0 | 0 | 0 | 128025.2243 | 0 | 0 | 0 | 0 | 0 | 0 | 5949532.9777 | 0 | 0 | 0 | 0 | 0 | 0 | 0 | 0 | 0 | 0 | 0 | 0 | -70858.9504 | 0 | 0 | 0 | 0 | 0 | 0 | 0 | 0 | 186577.4894 | 292250.2184 | 0 | 0 | 0 | 0 | 0 | 0 | 0 | 0 | 0
2016-05-22 02:00 | 0 | 0 | 0 | 0 | 0 | 170780.8385 | 18513.8935 | 410686 | 0 | 0 | 0 | 0 | 198884.1747 | 0 | 0 | 0 | 0 | 0 | 0 | 5657282.7594 | 0 | 0 | 0 | 0 | 0 | 0 | 0 | 0 | 0 | 0 | 0 | 0 | 70858.9504 | 0 | 0 | 0 | 0 | 0 | 0 | 0 | 0 | 0 | 292250.2184 | 0 | 0 | 0 | 0 | 0 | 0 | 0 | 0 | 0
2016-05-22 03:00 | 0 | 0 | 0 | 0 | 0 | 99601.7816 | 0 | 391852 | 0 | 0 | 0 | 0 | 198884.1747 | 0 | 0 | 0 | 0 | 0 | 0 | 5365032.541 | 0 | 0 | 0 | 0 | 0 | 0 | 0 | 0 | 0 | 0 | 0 | 0 | 0 | 0 | 0 | 0 | 0 | 0 | 0 | 0 | 0 | 0 | 292250.2184 | 0 | 0 | 0 | 0 | 0 | 0 | 0 | 0 | 0
2016-05-22 04:00 | 0 | 0 | 0 | 0 | 0 | 44595.9022 | 0 | 371675 | 0 | 0 | 0 | 0 | 164055.2952 | 0 | 0 | 0 | 0 | 0 | 0 | 5072782.3226 | 0 | 0 | 0 | 0 | 0 | 0 | 0 | 0 | 0 | 0 | 0 | 0 | -34828.8794 | 0 | 0 | 0 | 0 | 0 | 0 | 0 | 0 | 0 | 292250.2184 | 0 | 0 | 0 | 0 | 0 | 0 | 0 | 0 | 0
2016-05-22 05:00 | 0 | 0 | 0 | 0 | 0 | 0 | 0 | 352334 | 0 | 0 | 0 | 0 | 93196.3448 | 0 | 0 | 0 | 0 | 0 | 0 | 4791307.273 | 0 | 0 | 0 | 0 | 0 | 0 | 0 | 0 | 0 | 0 | 0 | 0 | -70858.9504 | 0 | 0 | 0 | 0 | 0 | 0 | 0 | 0 | 10775.1688 | 292250.2184 | 0 | 0 | 0 | 0 | 0 | 0 | 0 | 0 | 0
2016-05-22 06:00 | 0 | 0 | 0 | 0 | 0 | 115749.732 | 0 | 337141 | 0 | 0 | 0 | 0 | 164055.2952 | 0 | 0 | 0 | 0 | 0 | 0 | 4499057.0546 | 0 | 0 | 0 | 0 | 0 | 0 | 0 | 0 | 0 | 0 | 0 | 0 | 70858.9504 | 0 | 0 | 0 | 0 | 0 | 0 | 0 | 0 | 0 | 292250.2184 | 0 | 0 | 0 | 0 | 0 | 0 | 0 | 0 | 0
2016-05-22 07:00 | 0 | 0 | 0 | 0 | 0 | 0 | 0 | 326650 | 0 | 0 | 0 | 0 | 129655.5136 | 0 | 0 | 0 | 0 | 0 | 0 | 4206806.8362 | 0 | 0 | 0 | 0 | 0 | 0 | 0 | 0 | 0 | 0 | 0 | 0 | -34399.7816 | 0 | 0 | 0 | 0 | 0 | 0 | 0 | 0 | 0 | 292250.2184 | 0 | 0 | 0 | 0 | 0 | 0 | 0 | 0 | 0
2016-05-22 08:00 | 0 | 0 | 0 | 0 | 0 | 0 | 0 | 321017 | 0 | 0 | 0 | 0 | 58796.5632 | 0 | 0 | 0 | 0 | 0 | 0 | 3956648.7866 | 0 | 0 | 0 | 0 | 0 | 0 | 0 | 0 | 0 | 0 | 0 | 0 | -70858.9504 | 0 | 0 | 0 | 0 | 0 | 0 | 0 | 0 | 42092.1688 | 292250.2184 | 0 | 0 | 0 | 0 | 0 | 0 | 0 | 0 | 0
2016-05-22 09:00 | 0 | 0 | 0 | 0 | 0 | 97968.732 | 0 | 319360 | 0 | 0 | 0 | 0 | 129655.5136 | 0 | 0 | 0 | 0 | 0 | 0 | 3664398.5682 | 0 | 0 | 0 | 0 | 0 | 0 | 0 | 0 | 0 | 0 | 0 | 0 | 70858.9504 | 0 | 0 | 0 | 0 | 0 | 0 | 0 | 0 | 0 | 292250.2184 | 0 | 0 | 0 | 0 | 0 | 0 | 0 | 0 | 0
2016-05-22 10:00 | 0 | 0 | 0 | 0 | 0 | 0 | 0 | 319221 | 0 | 0 | 0 | 0 | 102684.732 | 0 | 0 | 0 | 0 | 0 | 0 | 3372148.3499 | 0 | 0 | 0 | 0 | 0 | 0 | 0 | 0 | 0 | 0 | 0 | 0 | -26970.7816 | 0 | 0 | 0 | 0 | 0 | 0 | 0 | 0 | 0 | 292250.2184 | 0 | 0 | 0 | 0 | 0 | 0 | 0 | 0 | 0
2016-05-22 11:00 | 0 | 0 | 0 | 0 | 0 | 0 | 0 | 324076 | 0 | 0 | 0 | 0 | 70858.9504 | 0 | 0 | 0 | 0 | 0 | 0 | 3079898.1315 | 0 | 0 | 0 | 0 | 0 | 0 | 0 | 0 | 0 | 0 | 0 | 0 | -31825.7816 | 0 | 0 | 0 | 0 | 0 | 0 | 0 | 0 | 0 | 292250.2184 | 0 | 0 | 0 | 0 | 0 | 0 | 0 | 0 | 0
2016-05-22 12:00 | 0 | 0 | 0 | 0 | 0 | 0 | 85987.5946 | 340092 | 0 | 0 | 0 | 0 | 0 | 0 | 0 | 0 | 0 | 0 | 0 | 2896652.6765 | 0 | 0 | 0 | 0 | 0 | 0 | 0 | 0 | 0 | 0 | 0 | 0 | -70858.9504 | 0 | 0 | 0 | 0 | 0 | 0 | 0 | 0 | 109004.7634 | 292250.2184 | 0 | 0 | 0 | 0 | 0 | 0 | 0 | 0 | 0
2016-05-22 13:00 | 0 | 0 | 0 | 0 | 0 | 0 | 470934.2285 | 358790 | 0 | 0 | 0 | 0 | 0 | 0 | 0 | 0 | 0 | 0 | 0 | 3008796.905 | 0 | 0 | 0 | 0 | 0 | 0 | 0 | 0 | 0 | 0 | 0 | 0 | 0 | 0 | 0 | 0 | 0 | 0 | 0 | 0 | 0 | 112144.2285 | 0 | 0 | 0 | 0 | 0 | 0 | 0 | 0 | 0 | 0
2016-05-22 14:00 | 0 | 0 | 0 | 0 | 0 | 0 | 707237.04 | 375530 | 0 | 0 | 0 | 0 | 0 | 0 | 0 | 0 | 0 | 0 | 0 | 3340503.945 | 0 | 0 | 0 | 0 | 0 | 0 | 0 | 0 | 0 | 0 | 0 | 0 | 0 | 0 | 0 | 0 | 0 | 0 | 0 | 0 | 0 | 331707.04 | 0 | 0 | 0 | 0 | 0 | 0 | 0 | 0 | 0 | 0
2016-05-22 15:00 | 0 | 0 | 0 | 0 | 0 | 0 | 720747.04 | 389040 | 0 | 0 | 0 | 0 | 0 | 0 | 0 | 0 | 0 | 0 | 0 | 3672210.985 | 0 | 0 | 0 | 0 | 0 | 0 | 0 | 0 | 0 | 0 | 0 | 0 | 0 | 0 | 0 | 0 | 0 | 0 | 0 | 0 | 0 | 331707.04 | 0 | 0 | 0 | 0 | 0 | 0 | 0 | 0 | 0 | 0
2016-05-22 16:00 | 0 | 0 | 0 | 0 | 0 | 0 | 803671.9904 | 401106 | 0 | 0 | 0 | 0 | 70858.9504 | 0 | 0 | 0 | 0 | 0 | 0 | 4003918.025 | 0 | 0 | 0 | 0 | 0 | 0 | 0 | 0 | 0 | 0 | 0 | 0 | 70858.9504 | 0 | 0 | 0 | 0 | 0 | 0 | 0 | 0 | 331707.04 | 0 | 0 | 0 | 0 | 0 | 0 | 0 | 0 | 0 | 0
2016-05-22 17:00 | 0 | 0 | 0 | 0 | 0 | 0 | 813215.9904 | 410650 | 0 | 0 | 0 | 0 | 141717.9008 | 0 | 0 | 0 | 0 | 0 | 0 | 4335625.065 | 0 | 0 | 0 | 0 | 0 | 0 | 0 | 0 | 0 | 0 | 0 | 0 | 70858.9504 | 0 | 0 | 0 | 0 | 0 | 0 | 0 | 0 | 331707.04 | 0 | 0 | 0 | 0 | 0 | 0 | 0 | 0 | 0 | 0
2016-05-22 18:00 | 0 | 0 | 0 | 0 | 0 | 0 | 807883.3139 | 419010 | 0 | 0 | 0 | 0 | 198884.1747 | 0 | 0 | 0 | 0 | 0 | 0 | 4667332.105 | 0 | 0 | 0 | 0 | 0 | 0 | 0 | 0 | 0 | 0 | 0 | 0 | 57166.2739 | 0 | 0 | 0 | 0 | 0 | 0 | 0 | 0 | 331707.04 | 0 | 0 | 0 | 0 | 0 | 0 | 0 | 0 | 0 | 0
2016-05-22 19:00 | 0 | 0 | 0 | 0 | 0 | 0 | 687045.0896 | 426197 | 0 | 0 | 0 | 0 | 128025.2243 | 0 | 0 | 0 | 0 | 0 | 0 | 4999039.145 | 0 | 0 | 0 | 0 | 0 | 0 | 0 | 0 | 0 | 0 | 0 | 0 | -70858.9504 | 0 | 0 | 0 | 0 | 0 | 0 | 0 | 0 | 331707.04 | 0 | 0 | 0 | 0 | 0 | 0 | 0 | 0 | 0 | 0
2016-05-22 20:00 | 0 | 0 | 0 | 0 | 0 | 0 | 836914.9904 | 434349 | 0 | 0 | 0 | 0 | 198884.1747 | 0 | 0 | 0 | 0 | 0 | 0 | 5330746.185 | 0 | 0 | 0 | 0 | 0 | 0 | 0 | 0 | 0 | 0 | 0 | 0 | 70858.9504 | 0 | 0 | 0 | 0 | 0 | 0 | 0 | 0 | 331707.04 | 0 | 0 | 0 | 0 | 0 | 0 | 0 | 0 | 0 | 0
2016-05-22 21:00 | 0 | 0 | 0 | 0 | 0 | 0 | 772666.04 | 440959 | 0 | 0 | 0 | 0 | 198884.1747 | 0 | 0 | 0 | 0 | 0 | 0 | 5662453.225 | 0 | 0 | 0 | 0 | 0 | 0 | 0 | 0 | 0 | 0 | 0 | 0 | 0 | 0 | 0 | 0 | 0 | 0 | 0 | 0 | 0 | 331707.04 | 0 | 0 | 0 | 0 | 0 | 0 | 0 | 0 | 0 | 0
2016-05-22 22:00 | 0 | 0 | 0 | 0 | 0 | 0 | 775606.04 | 443899 | 0 | 0 | 0 | 0 | 198884.1747 | 0 | 0 | 0 | 0 | 0 | 0 | 5994160.265 | 0 | 0 | 0 | 0 | 0 | 0 | 0 | 0 | 0 | 0 | 0 | 0 | 0 | 0 | 0 | 0 | 0 | 0 | 0 | 0 | 0 | 331707.04 | 0 | 0 | 0 | 0 | 0 | 0 | 0 | 0 | 0 | 0
2016-05-22 23:00 | 0 | 0 | 0 | 0 | 0 | 0 | 754427.2418 | 442256 | 0 | 0 | 0 | 0 | 198884.1747 | 0 | 0 | 0 | 0 | 0 | 0 | 6306331.5067 | 0 | 0 | 0 | 0 | 0 | 0 | 0 | 0 | 0 | 0 | 0 | 0 | 0 | 0 | 0 | 0 | 0 | 0 | 0 | 0 | 0 | 312171.2418 | 0 | 0 | 0 | 0 | 0 | 0 | 0 | 0 | 0 | 0
2016-05-23 | 0 | 0 | 0 | 0 | 0 | 0 | 598406.5366 | 440455 | 0 | 0 | 0 | 0 | 198884.1747 | 0 | 0 | 0 | 0 | 0 | 0 | 6464283.0433 | 0 | 0 | 0 | 0 | 0 | 0 | 0 | 0 | 0 | 0 | 0 | 0 | 0 | 0 | 0 | 0 | 0 | 0 | 0 | 0 | 0 | 157951.5366 | 0 | 0 | 0 | 0 | 0 | 0 | 0 | 0 | 0 | 0
2016-05-23 01:00 | 0 | 0 | 0 | 0 | 0 | 0 | 289062.812 | 437320 | 0 | 0 | 0 | 0 | 128025.2243 | 0 | 0 | 0 | 0 | 0 | 0 | 6386884.8058 | 0 | 0 | 0 | 0 | 0 | 0 | 0 | 0 | 0 | 0 | 0 | 0 | -70858.9504 | 0 | 0 | 0 | 0 | 0 | 0 | 0 | 0 | 214851.9808 | 292250.2184 | 0 | 0 | 0 | 0 | 0 | 0 | 0 | 0 | 0
2016-05-23 02:00 | 0 | 0 | 0 | 0 | 0 | 504394.1567 | 27529.6153 | 421608 | 0 | 0 | 0 | 0 | 198884.1747 | 0 | 0 | 0 | 0 | 0 | 0 | 6426341.6274 | 0 | 0 | 0 | 0 | 0 | 0 | 0 | 0 | 0 | 0 | 0 | 0 | 70858.9504 | 0 | 0 | 0 | 0 | 0 | 0 | 0 | 0 | 331707.04 | 292250.2184 | 0 | 0 | 0 | 0 | 0 | 0 | 0 | 0 | 0
2016-05-23 03:00 | 0 | 0 | 0 | 0 | 0 | 34089.8312 | 0 | 397199 | 0 | 0 | 0 | 0 | 128025.2243 | 0 | 0 | 0 | 0 | 0 | 0 | 6134091.409 | 0 | 0 | 0 | 0 | 0 | 0 | 0 | 0 | 0 | 0 | 0 | 0 | -70858.9504 | 0 | 0 | 0 | 0 | 0 | 0 | 0 | 0 | 0 | 292250.2184 | 0 | 0 | 0 | 0 | 0 | 0 | 0 | 0 | 0
2016-05-23 04:00 | 0 | 0 | 0 | 0 | 0 | 151446.732 | 0 | 372838 | 0 | 0 | 0 | 0 | 198884.1747 | 0 | 0 | 0 | 0 | 0 | 0 | 5841841.1906 | 0 | 0 | 0 | 0 | 0 | 0 | 0 | 0 | 0 | 0 | 0 | 0 | 70858.9504 | 0 | 0 | 0 | 0 | 0 | 0 | 0 | 0 | 0 | 292250.2184 | 0 | 0 | 0 | 0 | 0 | 0 | 0 | 0 | 0
2016-05-23 05:00 | 0 | 0 | 0 | 0 | 0 | 0 | 0 | 352582 | 0 | 0 | 0 | 0 | 138552.3931 | 0 | 0 | 0 | 0 | 0 | 0 | 5549590.9722 | 0 | 0 | 0 | 0 | 0 | 0 | 0 | 0 | 0 | 0 | 0 | 0 | -60331.7816 | 0 | 0 | 0 | 0 | 0 | 0 | 0 | 0 | 0 | 292250.2184 | 0 | 0 | 0 | 0 | 0 | 0 | 0 | 0 | 0
2016-05-23 06:00 | 0 | 0 | 0 | 0 | 0 | 0 | 0 | 337779 | 0 | 0 | 0 | 0 | 67693.4427 | 0 | 0 | 0 | 0 | 0 | 0 | 5282670.9226 | 0 | 0 | 0 | 0 | 0 | 0 | 0 | 0 | 0 | 0 | 0 | 0 | -70858.9504 | 0 | 0 | 0 | 0 | 0 | 0 | 0 | 0 | 25330.1688 | 292250.2184 | 0 | 0 | 0 | 0 | 0 | 0 | 0 | 0 | 0
2016-05-23 07:00 | 0 | 0 | 0 | 0 | 0 | 0 | 0 | 329066 | 0 | 0 | 0 | 0 | 0 | 0 | 0 | 0 | 0 | 0 | 0 | 5021298.3653 | 0 | 0 | 0 | 0 | 0 | 0 | 0 | 0 | 0 | 0 | 0 | 0 | -67693.4427 | 0 | 0 | 0 | 0 | 0 | 0 | 0 | 0 | 30877.661 | 292250.2184 | 0 | 0 | 0 | 0 | 0 | 0 | 0 | 0 | 0
2016-05-23 08:00 | 0 | 0 | 0 | 0 | 0 | 105293.732 | 0 | 326685 | 0 | 0 | 0 | 0 | 70858.9504 | 0 | 0 | 0 | 0 | 0 | 0 | 4729048.1469 | 0 | 0 | 0 | 0 | 0 | 0 | 0 | 0 | 0 | 0 | 0 | 0 | 70858.9504 | 0 | 0 | 0 | 0 | 0 | 0 | 0 | 0 | 0 | 292250.2184 | 0 | 0 | 0 | 0 | 0 | 0 | 0 | 0 | 0
2016-05-23 09:00 | 0 | 0 | 0 | 0 | 0 | 44142.7816 | 0 | 336393 | 0 | 0 | 0 | 0 | 70858.9504 | 0 | 0 | 0 | 0 | 0 | 0 | 4436797.9285 | 0 | 0 | 0 | 0 | 0 | 0 | 0 | 0 | 0 | 0 | 0 | 0 | 0 | 0 | 0 | 0 | 0 | 0 | 0 | 0 | 0 | 0 | 292250.2184 | 0 | 0 | 0 | 0 | 0 | 0 | 0 | 0 | 0
2016-05-23 10:00 | 0 | 0 | 0 | 0 | 0 | 0 | 0 | 358134 | 0 | 0 | 0 | 0 | 0 | 0 | 0 | 0 | 0 | 0 | 0 | 4149522.8789 | 0 | 0 | 0 | 0 | 0 | 0 | 0 | 0 | 0 | 0 | 0 | 0 | -70858.9504 | 0 | 0 | 0 | 0 | 0 | 0 | 0 | 0 | 4975.1688 | 292250.2184 | 0 | 0 | 0 | 0 | 0 | 0 | 0 | 0 | 0
2016-05-23 11:00 | 0 | 0 | 0 | 0 | 0 | 89209.7816 | 0 | 381460 | 0 | 0 | 0 | 0 | 0 | 0 | 0 | 0 | 0 | 0 | 0 | 3857272.6605 | 0 | 0 | 0 | 0 | 0 | 0 | 0 | 0 | 0 | 0 | 0 | 0 | 0 | 0 | 0 | 0 | 0 | 0 | 0 | 0 | 0 | 0 | 292250.2184 | 0 | 0 | 0 | 0 | 0 | 0 | 0 | 0 | 0
2016-05-23 12:00 | 0 | 0 | 0 | 0 | 0 | 341595.5741 | 97620.2475 | 399759 | 0 | 0 | 0 | 0 | 0 | 0 | 0 | 0 | 0 | 0 | 0 | 3896729.4822 | 0 | 0 | 0 | 0 | 0 | 0 | 0 | 0 | 0 | 0 | 0 | 0 | 0 | 0 | 0 | 0 | 0 | 0 | 0 | 0 | 0 | 331707.04 | 292250.2184 | 0 | 0 | 0 | 0 | 0 | 0 | 0 | 0 | 0
2016-05-23 13:00 | 0 | 0 | 0 | 0 | 0 | 0 | 485573.1229 | 416209 | 0 | 0 | 0 | 0 | 0 | 0 | 0 | 0 | 0 | 0 | 0 | 3966093.605 | 0 | 0 | 0 | 0 | 0 | 0 | 0 | 0 | 0 | 0 | 0 | 0 | 0 | 0 | 0 | 0 | 0 | 0 | 0 | 0 | 0 | 69364.1229 | 0 | 0 | 0 | 0 | 0 | 0 | 0 | 0 | 0 | 0
2016-05-23 14:00 | 0 | 0 | 0 | 0 | 0 | 0 | 716764.0917 | 432114 | 0 | 0 | 0 | 0 | 0 | 0 | 0 | 0 | 0 | 0 | 0 | 4250743.6967 | 0 | 0 | 0 | 0 | 0 | 0 | 0 | 0 | 0 | 0 | 0 | 0 | 0 | 0 | 0 | 0 | 0 | 0 | 0 | 0 | 0 | 284650.0917 | 0 | 0 | 0 | 0 | 0 | 0 | 0 | 0 | 0 | 0
2016-05-23 15:00 | 0 | 0 | 0 | 0 | 0 | 0 | 777713.04 | 446006 | 0 | 0 | 0 | 0 | 0 | 0 | 0 | 0 | 0 | 0 | 0 | 4582450.7367 | 0 | 0 | 0 | 0 | 0 | 0 | 0 | 0 | 0 | 0 | 0 | 0 | 0 | 0 | 0 | 0 | 0 | 0 | 0 | 0 | 0 | 331707.04 | 0 | 0 | 0 | 0 | 0 | 0 | 0 | 0 | 0 | 0
2016-05-23 16:00 | 0 | 0 | 0 | 0 | 0 | 0 | 860243.9904 | 457678 | 0 | 0 | 0 | 0 | 70858.9504 | 0 | 0 | 0 | 0 | 0 | 0 | 4914157.7767 | 0 | 0 | 0 | 0 | 0 | 0 | 0 | 0 | 0 | 0 | 0 | 0 | 70858.9504 | 0 | 0 | 0 | 0 | 0 | 0 | 0 | 0 | 331707.04 | 0 | 0 | 0 | 0 | 0 | 0 | 0 | 0 | 0 | 0
2016-05-23 17:00 | 0 | 0 | 0 | 0 | 0 | 0 | 871571.9904 | 469006 | 0 | 0 | 0 | 0 | 141717.9008 | 0 | 0 | 0 | 0 | 0 | 0 | 5245864.8167 | 0 | 0 | 0 | 0 | 0 | 0 | 0 | 0 | 0 | 0 | 0 | 0 | 70858.9504 | 0 | 0 | 0 | 0 | 0 | 0 | 0 | 0 | 331707.04 | 0 | 0 | 0 | 0 | 0 | 0 | 0 | 0 | 0 | 0
2016-05-23 18:00 | 0 | 0 | 0 | 0 | 0 | 0 | 867221.3139 | 478348 | 0 | 0 | 0 | 0 | 198884.1747 | 0 | 0 | 0 | 0 | 0 | 0 | 5577571.8567 | 0 | 0 | 0 | 0 | 0 | 0 | 0 | 0 | 0 | 0 | 0 | 0 | 57166.2739 | 0 | 0 | 0 | 0 | 0 | 0 | 0 | 0 | 331707.04 | 0 | 0 | 0 | 0 | 0 | 0 | 0 | 0 | 0 | 0
2016-05-23 19:00 | 0 | 0 | 0 | 0 | 0 | 0 | 817796.04 | 486089 | 0 | 0 | 0 | 0 | 198884.1747 | 0 | 0 | 0 | 0 | 0 | 0 | 5909278.8967 | 0 | 0 | 0 | 0 | 0 | 0 | 0 | 0 | 0 | 0 | 0 | 0 | 0 | 0 | 0 | 0 | 0 | 0 | 0 | 0 | 0 | 331707.04 | 0 | 0 | 0 | 0 | 0 | 0 | 0 | 0 | 0 | 0
2016-05-23 20:00 | 0 | 0 | 0 | 0 | 0 | 0 | 822579.04 | 490872 | 0 | 0 | 0 | 0 | 198884.1747 | 0 | 0 | 0 | 0 | 0 | 0 | 6240985.9367 | 0 | 0 | 0 | 0 | 0 | 0 | 0 | 0 | 0 | 0 | 0 | 0 | 0 | 0 | 0 | 0 | 0 | 0 | 0 | 0 | 0 | 331707.04 | 0 | 0 | 0 | 0 | 0 | 0 | 0 | 0 | 0 | 0
2016-05-23 21:00 | 0 | 0 | 0 | 0 | 0 | 0 | 824817.04 | 493110 | 0 | 0 | 0 | 0 | 198884.1747 | 0 | 0 | 0 | 0 | 0 | 0 | 6572692.9767 | 0 | 0 | 0 | 0 | 0 | 0 | 0 | 0 | 0 | 0 | 0 | 0 | 0 | 0 | 0 | 0 | 0 | 0 | 0 | 0 | 0 | 331707.04 | 0 | 0 | 0 | 0 | 0 | 0 | 0 | 0 | 0 | 0
2016-05-23 22:00 | 0 | 0 | 0 | 0 | 0 | 0 | 822448.04 | 490741 | 0 | 0 | 0 | 0 | 198884.1747 | 0 | 0 | 0 | 0 | 0 | 0 | 6904400.0167 | 0 | 0 | 0 | 0 | 0 | 0 | 0 | 0 | 0 | 0 | 0 | 0 | 0 | 0 | 0 | 0 | 0 | 0 | 0 | 0 | 0 | 331707.04 | 0 | 0 | 0 | 0 | 0 | 0 | 0 | 0 | 0 | 0
2016-05-23 23:00 | 0 | 0 | 0 | 0 | 0 | 0 | 744218.7108 | 484074 | 0 | 0 | 0 | 0 | 128025.2243 | 0 | 0 | 0 | 0 | 0 | 0 | 7235403.6779 | 0 | 0 | 0 | 0 | 0 | 0 | 0 | 0 | 0 | 0 | 0 | 0 | -70858.9504 | 0 | 0 | 0 | 0 | 0 | 0 | 0 | 0 | 331003.6612 | 0 | 0 | 0 | 0 | 0 | 0 | 0 | 0 | 0 | 0
2016-05-24 | 0 | 0 | 0 | 0 | 0 | 0 | 572621.9105 | 477807 | 0 | 0 | 0 | 0 | 198884.1747 | 0 | 0 | 0 | 0 | 0 | 0 | 7259359.638 | 0 | 0 | 0 | 0 | 0 | 0 | 0 | 0 | 0 | 0 | 0 | 0 | 70858.9504 | 0 | 0 | 0 | 0 | 0 | 0 | 0 | 0 | 23955.9601 | 0 | 0 | 0 | 0 | 0 | 0 | 0 | 0 | 0 | 0
2016-05-24 01:00 | 0 | 0 | 0 | 0 | 0 | 0 | 251354.0339 | 471053 | 0 | 0 | 0 | 0 | 128025.2243 | 0 | 0 | 0 | 0 | 0 | 0 | 7110519.6224 | 0 | 0 | 0 | 0 | 0 | 0 | 0 | 0 | 0 | 0 | 0 | 0 | -70858.9504 | 0 | 0 | 0 | 0 | 0 | 0 | 0 | 0 | 143410.2027 | 292250.2184 | 0 | 0 | 0 | 0 | 0 | 0 | 0 | 0 | 0
2016-05-24 02:00 | 0 | 0 | 0 | 0 | 0 | 494825.4248 | 17510.5119 | 448908 | 0 | 0 | 0 | 0 | 198884.1747 | 0 | 0 | 0 | 0 | 0 | 0 | 7103088.6087 | 0 | 0 | 0 | 0 | 0 | 0 | 0 | 0 | 0 | 0 | 0 | 0 | 70858.9504 | 0 | 0 | 0 | 0 | 0 | 0 | 0 | 0 | 284819.2048 | 292250.2184 | 0 | 0 | 0 | 0 | 0 | 0 | 0 | 0 | 0
2016-05-24 03:00 | 0 | 0 | 0 | 0 | 0 | 127860.7816 | 0 | 420111 | 0 | 0 | 0 | 0 | 198884.1747 | 0 | 0 | 0 | 0 | 0 | 0 | 6810838.3904 | 0 | 0 | 0 | 0 | 0 | 0 | 0 | 0 | 0 | 0 | 0 | 0 | 0 | 0 | 0 | 0 | 0 | 0 | 0 | 0 | 0 | 0 | 292250.2184 | 0 | 0 | 0 | 0 | 0 | 0 | 0 | 0 | 0
2016-05-24 04:00 | 0 | 0 | 0 | 0 | 0 | 29124.8312 | 0 | 392234 | 0 | 0 | 0 | 0 | 128025.2243 | 0 | 0 | 0 | 0 | 0 | 0 | 6518588.172 | 0 | 0 | 0 | 0 | 0 | 0 | 0 | 0 | 0 | 0 | 0 | 0 | -70858.9504 | 0 | 0 | 0 | 0 | 0 | 0 | 0 | 0 | 0 | 292250.2184 | 0 | 0 | 0 | 0 | 0 | 0 | 0 | 0 | 0
2016-05-24 05:00 | 0 | 0 | 0 | 0 | 0 | 7232.8312 | 0 | 370342 | 0 | 0 | 0 | 0 | 57166.2739 | 0 | 0 | 0 | 0 | 0 | 0 | 6226337.9536 | 0 | 0 | 0 | 0 | 0 | 0 | 0 | 0 | 0 | 0 | 0 | 0 | -70858.9504 | 0 | 0 | 0 | 0 | 0 | 0 | 0 | 0 | 0 | 292250.2184 | 0 | 0 | 0 | 0 | 0 | 0 | 0 | 0 | 0
2016-05-24 06:00 | 0 | 0 | 0 | 0 | 0 | 132705.732 | 0 | 354097 | 0 | 0 | 0 | 0 | 128025.2243 | 0 | 0 | 0 | 0 | 0 | 0 | 5934087.7352 | 0 | 0 | 0 | 0 | 0 | 0 | 0 | 0 | 0 | 0 | 0 | 0 | 70858.9504 | 0 | 0 | 0 | 0 | 0 | 0 | 0 | 0 | 0 | 292250.2184 | 0 | 0 | 0 | 0 | 0 | 0 | 0 | 0 | 0
2016-05-24 07:00 | 0 | 0 | 0 | 0 | 0 | 122619.732 | 0 | 344011 | 0 | 0 | 0 | 0 | 198884.1747 | 0 | 0 | 0 | 0 | 0 | 0 | 5641837.5168 | 0 | 0 | 0 | 0 | 0 | 0 | 0 | 0 | 0 | 0 | 0 | 0 | 70858.9504 | 0 | 0 | 0 | 0 | 0 | 0 | 0 | 0 | 0 | 292250.2184 | 0 | 0 | 0 | 0 | 0 | 0 | 0 | 0 | 0
2016-05-24 08:00 | 0 | 0 | 0 | 0 | 0 | 0 | 0 | 341307 | 0 | 0 | 0 | 0 | 141717.9008 | 0 | 0 | 0 | 0 | 0 | 0 | 5357696.7907 | 0 | 0 | 0 | 0 | 0 | 0 | 0 | 0 | 0 | 0 | 0 | 0 | -57166.2739 | 0 | 0 | 0 | 0 | 0 | 0 | 0 | 0 | 8109.4923 | 292250.2184 | 0 | 0 | 0 | 0 | 0 | 0 | 0 | 0 | 0
2016-05-24 09:00 | 0 | 0 | 0 | 0 | 0 | 0 | 0 | 348338 | 0 | 0 | 0 | 0 | 70858.9504 | 0 | 0 | 0 | 0 | 0 | 0 | 5080217.7411 | 0 | 0 | 0 | 0 | 0 | 0 | 0 | 0 | 0 | 0 | 0 | 0 | -70858.9504 | 0 | 0 | 0 | 0 | 0 | 0 | 0 | 0 | 14771.1688 | 292250.2184 | 0 | 0 | 0 | 0 | 0 | 0 | 0 | 0 | 0
2016-05-24 10:00 | 0 | 0 | 0 | 0 | 0 | 3562.8312 | 0 | 366672 | 0 | 0 | 0 | 0 | 0 | 0 | 0 | 0 | 0 | 0 | 0 | 4787967.5227 | 0 | 0 | 0 | 0 | 0 | 0 | 0 | 0 | 0 | 0 | 0 | 0 | -70858.9504 | 0 | 0 | 0 | 0 | 0 | 0 | 0 | 0 | 0 | 292250.2184 | 0 | 0 | 0 | 0 | 0 | 0 | 0 | 0 | 0
2016-05-24 11:00 | 0 | 0 | 0 | 0 | 0 | 97575.7816 | 0 | 389826 | 0 | 0 | 0 | 0 | 0 | 0 | 0 | 0 | 0 | 0 | 0 | 4495717.3043 | 0 | 0 | 0 | 0 | 0 | 0 | 0 | 0 | 0 | 0 | 0 | 0 | 0 | 0 | 0 | 0 | 0 | 0 | 0 | 0 | 0 | 0 | 292250.2184 | 0 | 0 | 0 | 0 | 0 | 0 | 0 | 0 | 0
2016-05-24 12:00 | 0 | 0 | 0 | 0 | 0 | 194536.6687 | 107464.4007 | 408663 | 0 | 0 | 0 | 0 | 0 | 0 | 0 | 0 | 0 | 0 | 0 | 4389055.3737 | 0 | 0 | 0 | 0 | 0 | 0 | 0 | 0 | 0 | 0 | 0 | 0 | 0 | 0 | 0 | 0 | 0 | 0 | 0 | 0 | 0 | 185588.2878 | 292250.2184 | 0 | 0 | 0 | 0 | 0 | 0 | 0 | 0 | 0
2016-05-24 13:00 | 0 | 0 | 0 | 0 | 0 | 0 | 462892.3553 | 426934 | 0 | 0 | 0 | 0 | 0 | 0 | 0 | 0 | 0 | 0 | 0 | 4425013.729 | 0 | 0 | 0 | 0 | 0 | 0 | 0 | 0 | 0 | 0 | 0 | 0 | 0 | 0 | 0 | 0 | 0 | 0 | 0 | 0 | 0 | 35958.3553 | 0 | 0 | 0 | 0 | 0 | 0 | 0 | 0 | 0 | 0
2016-05-24 14:00 | 0 | 0 | 0 | 0 | 0 | 0 | 669246.456 | 445433 | 0 | 0 | 0 | 0 | 0 | 0 | 0 | 0 | 0 | 0 | 0 | 4648827.185 | 0 | 0 | 0 | 0 | 0 | 0 | 0 | 0 | 0 | 0 | 0 | 0 | 0 | 0 | 0 | 0 | 0 | 0 | 0 | 0 | 0 | 223813.456 | 0 | 0 | 0 | 0 | 0 | 0 | 0 | 0 | 0 | 0
2016-05-24 15:00 | 0 | 0 | 0 | 0 | 0 | 0 | 804995.1145 | 462381 | 0 | 0 | 0 | 0 | 10907.0745 | 0 | 0 | 0 | 0 | 0 | 0 | 4980534.225 | 0 | 0 | 0 | 0 | 0 | 0 | 0 | 0 | 0 | 0 | 0 | 0 | 10907.0745 | 0 | 0 | 0 | 0 | 0 | 0 | 0 | 0 | 331707.04 | 0 | 0 | 0 | 0 | 0 | 0 | 0 | 0 | 0 | 0
2016-05-24 16:00 | 0 | 0 | 0 | 0 | 0 | 21135.4823 | 857830.5081 | 476400 | 0 | 0 | 0 | 0 | 81766.0249 | 0 | 0 | 0 | 0 | 0 | 0 | 5312241.265 | 0 | 0 | 0 | 0 | 0 | 0 | 0 | 0 | 0 | 0 | 0 | 0 | 70858.9504 | 0 | 0 | 0 | 0 | 0 | 0 | 0 | 0 | 331707.04 | 0 | 0 | 0 | 0 | 0 | 0 | 0 | 0 | 0 | 0
2016-05-24 17:00 | 0 | 0 | 0 | 0 | 0 | 0 | 866614.8802 | 489270 | 0 | 0 | 0 | 0 | 149766.0931 | 0 | 0 | 0 | 0 | 0 | 0 | 5621586.077 | 0 | 0 | 0 | 0 | 0 | 0 | 0 | 0 | 0 | 0 | 0 | 0 | 68000.0682 | 0 | 0 | 0 | 0 | 0 | 0 | 0 | 0 | 309344.812 | 0 | 0 | 0 | 0 | 0 | 0 | 0 | 0 | 0 | 0
2016-05-24 18:00 | 0 | 0 | 0 | 0 | 0 | 0 | 857578.0252 | 500907 | 0 | 0 | 0 | 0 | 174730.0783 | 0 | 0 | 0 | 0 | 0 | 0 | 5953293.117 | 0 | 0 | 0 | 0 | 0 | 0 | 0 | 0 | 0 | 0 | 0 | 0 | 24963.9852 | 0 | 0 | 0 | 0 | 0 | 0 | 0 | 0 | 331707.04 | 0 | 0 | 0 | 0 | 0 | 0 | 0 | 0 | 0 | 0
2016-05-24 19:00 | 0 | 0 | 0 | 0 | 0 | 0 | 844836.5649 | 509782 | 0 | 0 | 0 | 0 | 178077.6032 | 0 | 0 | 0 | 0 | 0 | 0 | 6285000.157 | 0 | 0 | 0 | 0 | 0 | 0 | 0 | 0 | 0 | 0 | 0 | 0 | 3347.5249 | 0 | 0 | 0 | 0 | 0 | 0 | 0 | 0 | 331707.04 | 0 | 0 | 0 | 0 | 0 | 0 | 0 | 0 | 0 | 0
2016-05-24 20:00 | 0 | 0 | 0 | 0 | 0 | 0 | 835304.179 | 516707 | 0 | 0 | 0 | 0 | 164967.7422 | 0 | 0 | 0 | 0 | 0 | 0 | 6616707.197 | 0 | 0 | 0 | 0 | 0 | 0 | 0 | 0 | 0 | 0 | 0 | 0 | -13109.861 | 0 | 0 | 0 | 0 | 0 | 0 | 0 | 0 | 331707.04 | 0 | 0 | 0 | 0 | 0 | 0 | 0 | 0 | 0 | 0
2016-05-24 21:00 | 0 | 0 | 0 | 0 | 0 | 0 | 814897.5221 | 520133 | 0 | 0 | 0 | 0 | 128025.2243 | 0 | 0 | 0 | 0 | 0 | 0 | 6948414.237 | 0 | 0 | 0 | 0 | 0 | 0 | 0 | 0 | 0 | 0 | 0 | 0 | -36942.5179 | 0 | 0 | 0 | 0 | 0 | 0 | 0 | 0 | 331707.04 | 0 | 0 | 0 | 0 | 0 | 0 | 0 | 0 | 0 | 0
2016-05-24 22:00 | 0 | 0 | 0 | 0 | 0 | 0 | 767807.2607 | 518155 | 0 | 0 | 0 | 0 | 198884.1747 | 0 | 0 | 0 | 0 | 0 | 0 | 7127207.5473 | 0 | 0 | 0 | 0 | 0 | 0 | 0 | 0 | 0 | 0 | 0 | 0 | 70858.9504 | 0 | 0 | 0 | 0 | 0 | 0 | 0 | 0 | 178793.3103 | 0 | 0 | 0 | 0 | 0 | 0 | 0 | 0 | 0 | 0
2016-05-24 23:00 | 0 | 0 | 0 | 0 | 0 | 0 | 664726.9162 | 509918 | 0 | 0 | 0 | 0 | 186667.9936 | 0 | 0 | 0 | 0 | 0 | 0 | 7294232.6445 | 0 | 0 | 0 | 0 | 0 | 0 | 0 | 0 | 0 | 0 | 0 | 0 | -12216.1811 | 0 | 0 | 0 | 0 | 0 | 0 | 0 | 0 | 167025.0972 | 0 | 0 | 0 | 0 | 0 | 0 | 0 | 0 | 0 | 0
2016-05-25 | 0 | 0 | 0 | 0 | 0 | 0 | 514022.1811 | 501806 | 0 | 0 | 0 | 0 | 198884.1747 | 0 | 0 | 0 | 0 | 0 | 0 | 7294232.6445 | 0 | 0 | 0 | 0 | 0 | 0 | 0 | 0 | 0 | 0 | 0 | 0 | 12216.1811 | 0 | 0 | 0 | 0 | 0 | 0 | 0 | 0 | 0 | 0 | 0 | 0 | 0 | 0 | 0 | 0 | 0 | 0 | 0
2016-05-25 01:00 | 0 | 0 | 0 | 0 | 0 | 0 | 236961.8399 | 493666 | 0 | 0 | 0 | 0 | 128025.2243 | 0 | 0 | 0 | 0 | 0 | 0 | 7108387.4349 | 0 | 0 | 0 | 0 | 0 | 0 | 0 | 0 | 0 | 0 | 0 | 0 | -70858.9504 | 0 | 0 | 0 | 0 | 0 | 0 | 0 | 0 | 106405.0087 | 292250.2184 | 0 | 0 | 0 | 0 | 0 | 0 | 0 | 0 | 0
2016-05-25 02:00 | 0 | 0 | 0 | 0 | 0 | 556206.2982 | 16277.1319 | 469882 | 0 | 0 | 0 | 0 | 198884.1747 | 0 | 0 | 0 | 0 | 0 | 0 | 7140129.9145 | 0 | 0 | 0 | 0 | 0 | 0 | 0 | 0 | 0 | 0 | 0 | 0 | 70858.9504 | 0 | 0 | 0 | 0 | 0 | 0 | 0 | 0 | 323992.6981 | 292250.2184 | 0 | 0 | 0 | 0 | 0 | 0 | 0 | 0 | 0
2016-05-25 03:00 | 0 | 0 | 0 | 0 | 0 | 147579.7816 | 0 | 439830 | 0 | 0 | 0 | 0 | 198884.1747 | 0 | 0 | 0 | 0 | 0 | 0 | 6847879.6961 | 0 | 0 | 0 | 0 | 0 | 0 | 0 | 0 | 0 | 0 | 0 | 0 | 0 | 0 | 0 | 0 | 0 | 0 | 0 | 0 | 0 | 0 | 292250.2184 | 0 | 0 | 0 | 0 | 0 | 0 | 0 | 0 | 0
2016-05-25 04:00 | 0 | 0 | 0 | 0 | 0 | 119853.7816 | 0 | 412104 | 0 | 0 | 0 | 0 | 198884.1747 | 0 | 0 | 0 | 0 | 0 | 0 | 6555629.4778 | 0 | 0 | 0 | 0 | 0 | 0 | 0 | 0 | 0 | 0 | 0 | 0 | 0 | 0 | 0 | 0 | 0 | 0 | 0 | 0 | 0 | 0 | 292250.2184 | 0 | 0 | 0 | 0 | 0 | 0 | 0 | 0 | 0
2016-05-25 05:00 | 0 | 0 | 0 | 0 | 0 | 25000.8312 | 0 | 388110 | 0 | 0 | 0 | 0 | 128025.2243 | 0 | 0 | 0 | 0 | 0 | 0 | 6263379.2594 | 0 | 0 | 0 | 0 | 0 | 0 | 0 | 0 | 0 | 0 | 0 | 0 | -70858.9504 | 0 | 0 | 0 | 0 | 0 | 0 | 0 | 0 | 0 | 292250.2184 | 0 | 0 | 0 | 0 | 0 | 0 | 0 | 0 | 0
2016-05-25 06:00 | 0 | 0 | 0 | 0 | 0 | 147957.732 | 0 | 369349 | 0 | 0 | 0 | 0 | 198884.1747 | 0 | 0 | 0 | 0 | 0 | 0 | 5971129.041 | 0 | 0 | 0 | 0 | 0 | 0 | 0 | 0 | 0 | 0 | 0 | 0 | 70858.9504 | 0 | 0 | 0 | 0 | 0 | 0 | 0 | 0 | 0 | 292250.2184 | 0 | 0 | 0 | 0 | 0 | 0 | 0 | 0 | 0
2016-05-25 07:00 | 0 | 0 | 0 | 0 | 0 | 0 | 0 | 357330 | 0 | 0 | 0 | 0 | 133804.3931 | 0 | 0 | 0 | 0 | 0 | 0 | 5678878.8226 | 0 | 0 | 0 | 0 | 0 | 0 | 0 | 0 | 0 | 0 | 0 | 0 | -65079.7816 | 0 | 0 | 0 | 0 | 0 | 0 | 0 | 0 | 0 | 292250.2184 | 0 | 0 | 0 | 0 | 0 | 0 | 0 | 0 | 0
2016-05-25 08:00 | 0 | 0 | 0 | 0 | 0 | 0 | 0 | 353196 | 0 | 0 | 0 | 0 | 62945.4427 | 0 | 0 | 0 | 0 | 0 | 0 | 5396541.773 | 0 | 0 | 0 | 0 | 0 | 0 | 0 | 0 | 0 | 0 | 0 | 0 | -70858.9504 | 0 | 0 | 0 | 0 | 0 | 0 | 0 | 0 | 9913.1688 | 292250.2184 | 0 | 0 | 0 | 0 | 0 | 0 | 0 | 0 | 0
2016-05-25 09:00 | 0 | 0 | 0 | 0 | 0 | 139046.732 | 0 | 360438 | 0 | 0 | 0 | 0 | 133804.3931 | 0 | 0 | 0 | 0 | 0 | 0 | 5104291.5546 | 0 | 0 | 0 | 0 | 0 | 0 | 0 | 0 | 0 | 0 | 0 | 0 | 70858.9504 | 0 | 0 | 0 | 0 | 0 | 0 | 0 | 0 | 0 | 292250.2184 | 0 | 0 | 0 | 0 | 0 | 0 | 0 | 0 | 0
2016-05-25 10:00 | 0 | 0 | 0 | 0 | 0 | 150710.5632 | 0 | 377881 | 0 | 0 | 0 | 0 | 198884.1747 | 0 | 0 | 0 | 0 | 0 | 0 | 4812041.3362 | 0 | 0 | 0 | 0 | 0 | 0 | 0 | 0 | 0 | 0 | 0 | 0 | 65079.7816 | 0 | 0 | 0 | 0 | 0 | 0 | 0 | 0 | 0 | 292250.2184 | 0 | 0 | 0 | 0 | 0 | 0 | 0 | 0 | 0
2016-05-25 11:00 | 0 | 0 | 0 | 0 | 0 | 36996.0575 | 0.77373 | 400106 | 0 | 0 | 0 | 0 | 128025.2243 | 0 | 0 | 0 | 0 | 0 | 0 | 4519791.1178 | 0 | 0 | 0 | 0 | 0 | 0 | 0 | 0 | 0 | 0 | 0 | 0 | -70858.9504 | 0 | 0 | 0 | 0 | 0 | 0 | 0 | 0 | 0 | 292250.2184 | 0 | 0 | 0 | 0 | 0 | 0 | 0 | 0 | 0
2016-05-25 12:00 | 0 | 0 | 0 | 0 | 0 | 0 | 114028.4674 | 420344 | 0 | 0 | 0 | 0 | 57166.2739 | 0 | 0 | 0 | 0 | 0 | 0 | 4284334.5356 | 0 | 0 | 0 | 0 | 0 | 0 | 0 | 0 | 0 | 0 | 0 | 0 | -70858.9504 | 0 | 0 | 0 | 0 | 0 | 0 | 0 | 0 | 56793.6362 | 292250.2184 | 0 | 0 | 0 | 0 | 0 | 0 | 0 | 0 | 0
2016-05-25 13:00 | 0 | 0 | 0 | 0 | 0 | 0 | 476994.1651 | 440803 | 0 | 0 | 0 | 0 | 0 | 0 | 0 | 0 | 0 | 0 | 0 | 4377691.9746 | 0 | 0 | 0 | 0 | 0 | 0 | 0 | 0 | 0 | 0 | 0 | 0 | -57166.2739 | 0 | 0 | 0 | 0 | 0 | 0 | 0 | 0 | 93357.439 | 0 | 0 | 0 | 0 | 0 | 0 | 0 | 0 | 0 | 0
2016-05-25 14:00 | 0 | 0 | 0 | 0 | 0 | 0 | 679882.2762 | 461933 | 0 | 0 | 0 | 0 | 0 | 0 | 0 | 0 | 0 | 0 | 0 | 4595641.2509 | 0 | 0 | 0 | 0 | 0 | 0 | 0 | 0 | 0 | 0 | 0 | 0 | 0 | 0 | 0 | 0 | 0 | 0 | 0 | 0 | 0 | 217949.2762 | 0 | 0 | 0 | 0 | 0 | 0 | 0 | 0 | 0 | 0
2016-05-25 15:00 | 0 | 0 | 0 | 0 | 0 | 0 | 817746.9009 | 481414 | 0 | 0 | 0 | 0 | 4625.861 | 0 | 0 | 0 | 0 | 0 | 0 | 4927348.2909 | 0 | 0 | 0 | 0 | 0 | 0 | 0 | 0 | 0 | 0 | 0 | 0 | 4625.861 | 0 | 0 | 0 | 0 | 0 | 0 | 0 | 0 | 331707.04 | 0 | 0 | 0 | 0 | 0 | 0 | 0 | 0 | 0 | 0
2016-05-25 16:00 | 0 | 0 | 0 | 0 | 0 | 0 | 857512.341 | 497705 | 0 | 0 | 0 | 0 | 75484.8114 | 0 | 0 | 0 | 0 | 0 | 0 | 5216296.6815 | 0 | 0 | 0 | 0 | 0 | 0 | 0 | 0 | 0 | 0 | 0 | 0 | 70858.9504 | 0 | 0 | 0 | 0 | 0 | 0 | 0 | 0 | 288948.3906 | 0 | 0 | 0 | 0 | 0 | 0 | 0 | 0 | 0 | 0
2016-05-25 17:00 | 0 | 0 | 0 | 0 | 0 | 0 | 864444.4715 | 513227 | 0 | 0 | 0 | 0 | 94995.2428 | 0 | 0 | 0 | 0 | 0 | 0 | 5548003.7215 | 0 | 0 | 0 | 0 | 0 | 0 | 0 | 0 | 0 | 0 | 0 | 0 | 19510.4315 | 0 | 0 | 0 | 0 | 0 | 0 | 0 | 0 | 331707.04 | 0 | 0 | 0 | 0 | 0 | 0 | 0 | 0 | 0 | 0
2016-05-25 18:00 | 0 | 0 | 0 | 0 | 0 | 0 | 856993.6707 | 526761 | 0 | 0 | 0 | 0 | 162943.0335 | 0 | 0 | 0 | 0 | 0 | 0 | 5810288.6015 | 0 | 0 | 0 | 0 | 0 | 0 | 0 | 0 | 0 | 0 | 0 | 0 | 67947.7906 | 0 | 0 | 0 | 0 | 0 | 0 | 0 | 0 | 262284.88 | 0 | 0 | 0 | 0 | 0 | 0 | 0 | 0 | 0 | 0
2016-05-25 19:00 | 0 | 0 | 0 | 0 | 0 | 0 | 846554.6111 | 537291 | 0 | 0 | 0 | 0 | 140499.6045 | 0 | 0 | 0 | 0 | 0 | 0 | 6141995.6415 | 0 | 0 | 0 | 0 | 0 | 0 | 0 | 0 | 0 | 0 | 0 | 0 | -22443.4289 | 0 | 0 | 0 | 0 | 0 | 0 | 0 | 0 | 331707.04 | 0 | 0 | 0 | 0 | 0 | 0 | 0 | 0 | 0 | 0
2016-05-25 20:00 | 0 | 0 | 0 | 0 | 0 | 0 | 837560.7511 | 544450 | 0 | 0 | 0 | 0 | 101903.3156 | 0 | 0 | 0 | 0 | 0 | 0 | 6473702.6815 | 0 | 0 | 0 | 0 | 0 | 0 | 0 | 0 | 0 | 0 | 0 | 0 | -38596.2889 | 0 | 0 | 0 | 0 | 0 | 0 | 0 | 0 | 331707.04 | 0 | 0 | 0 | 0 | 0 | 0 | 0 | 0 | 0 | 0
2016-05-25 21:00 | 0 | 0 | 0 | 0 | 0 | 0 | 820928.8695 | 547431 | 0 | 0 | 0 | 0 | 43694.1452 | 0 | 0 | 0 | 0 | 0 | 0 | 6805409.7215 | 0 | 0 | 0 | 0 | 0 | 0 | 0 | 0 | 0 | 0 | 0 | 0 | -58209.1705 | 0 | 0 | 0 | 0 | 0 | 0 | 0 | 0 | 331707.04 | 0 | 0 | 0 | 0 | 0 | 0 | 0 | 0 | 0 | 0
2016-05-25 22:00 | 0 | 0 | 0 | 0 | 0 | 0 | 776091.7211 | 542287 | 0 | 0 | 0 | 0 | 114553.0956 | 0 | 0 | 0 | 0 | 0 | 0 | 6968355.4922 | 0 | 0 | 0 | 0 | 0 | 0 | 0 | 0 | 0 | 0 | 0 | 0 | 70858.9504 | 0 | 0 | 0 | 0 | 0 | 0 | 0 | 0 | 162945.7707 | 0 | 0 | 0 | 0 | 0 | 0 | 0 | 0 | 0 | 0
2016-05-25 23:00 | 0 | 0 | 0 | 0 | 0 | 0 | 681228.8834 | 531381 | 0 | 0 | 0 | 0 | 185412.046 | 0 | 0 | 0 | 0 | 0 | 0 | 7047344.4252 | 0 | 0 | 0 | 0 | 0 | 0 | 0 | 0 | 0 | 0 | 0 | 0 | 70858.9504 | 0 | 0 | 0 | 0 | 0 | 0 | 0 | 0 | 78988.933 | 0 | 0 | 0 | 0 | 0 | 0 | 0 | 0 | 0 | 0
2016-05-26 | 0 | 0 | 0 | 0 | 0 | 0 | 535289.1287 | 521817 | 0 | 0 | 0 | 0 | 198884.1747 | 0 | 0 | 0 | 0 | 0 | 0 | 7047344.4252 | 0 | 0 | 0 | 0 | 0 | 0 | 0 | 0 | 0 | 0 | 0 | 0 | 13472.1287 | 0 | 0 | 0 | 0 | 0 | 0 | 0 | 0 | 0 | 0 | 0 | 0 | 0 | 0 | 0 | 0 | 0 | 0 | 0
2016-05-26 01:00 | 0 | 0 | 0 | 0 | 0 | 0 | 248324.484 | 512256 | 0 | 0 | 0 | 0 | 128025.2243 | 0 | 0 | 0 | 0 | 0 | 0 | 6854271.8596 | 0 | 0 | 0 | 0 | 0 | 0 | 0 | 0 | 0 | 0 | 0 | 0 | -70858.9504 | 0 | 0 | 0 | 0 | 0 | 0 | 0 | 0 | 99177.6528 | 292250.2184 | 0 | 0 | 0 | 0 | 0 | 0 | 0 | 0 | 0
2016-05-26 02:00 | 0 | 0 | 0 | 0 | 0 | 425509.8254 | 20853.2674 | 488412 | 0 | 0 | 0 | 0 | 198884.1747 | 0 | 0 | 0 | 0 | 0 | 0 | 6741364.002 | 0 | 0 | 0 | 0 | 0 | 0 | 0 | 0 | 0 | 0 | 0 | 0 | 70858.9504 | 0 | 0 | 0 | 0 | 0 | 0 | 0 | 0 | 179342.3608 | 292250.2184 | 0 | 0 | 0 | 0 | 0 | 0 | 0 | 0 | 0
2016-05-26 03:00 | 0 | 0 | 0 | 0 | 0 | 163693.7816 | 0 | 455944 | 0 | 0 | 0 | 0 | 198884.1747 | 0 | 0 | 0 | 0 | 0 | 0 | 6449113.7836 | 0 | 0 | 0 | 0 | 0 | 0 | 0 | 0 | 0 | 0 | 0 | 0 | 0 | 0 | 0 | 0 | 0 | 0 | 0 | 0 | 0 | 0 | 292250.2184 | 0 | 0 | 0 | 0 | 0 | 0 | 0 | 0 | 0
2016-05-26 04:00 | 0 | 0 | 0 | 0 | 0 | 62525.8312 | 0 | 425635 | 0 | 0 | 0 | 0 | 128025.2243 | 0 | 0 | 0 | 0 | 0 | 0 | 6156863.5653 | 0 | 0 | 0 | 0 | 0 | 0 | 0 | 0 | 0 | 0 | 0 | 0 | -70858.9504 | 0 | 0 | 0 | 0 | 0 | 0 | 0 | 0 | 0 | 292250.2184 | 0 | 0 | 0 | 0 | 0 | 0 | 0 | 0 | 0
2016-05-26 05:00 | 0 | 0 | 0 | 0 | 0 | 51140.5077 | 0 | 400557 | 0 | 0 | 0 | 0 | 70858.9504 | 0 | 0 | 0 | 0 | 0 | 0 | 5864613.3469 | 0 | 0 | 0 | 0 | 0 | 0 | 0 | 0 | 0 | 0 | 0 | 0 | -57166.2739 | 0 | 0 | 0 | 0 | 0 | 0 | 0 | 0 | 0 | 292250.2184 | 0 | 0 | 0 | 0 | 0 | 0 | 0 | 0 | 0
2016-05-26 06:00 | 0 | 0 | 0 | 0 | 0 | 17857.8312 | 0 | 380967 | 0 | 0 | 0 | 0 | 0 | 0 | 0 | 0 | 0 | 0 | 0 | 5572363.1285 | 0 | 0 | 0 | 0 | 0 | 0 | 0 | 0 | 0 | 0 | 0 | 0 | -70858.9504 | 0 | 0 | 0 | 0 | 0 | 0 | 0 | 0 | 0 | 292250.2184 | 0 | 0 | 0 | 0 | 0 | 0 | 0 | 0 | 0
2016-05-26 07:00 | 0 | 0 | 0 | 0 | 0 | 145757.732 | 0 | 367149 | 0 | 0 | 0 | 0 | 70858.9504 | 0 | 0 | 0 | 0 | 0 | 0 | 5280112.9101 | 0 | 0 | 0 | 0 | 0 | 0 | 0 | 0 | 0 | 0 | 0 | 0 | 70858.9504 | 0 | 0 | 0 | 0 | 0 | 0 | 0 | 0 | 0 | 292250.2184 | 0 | 0 | 0 | 0 | 0 | 0 | 0 | 0 | 0
2016-05-26 08:00 | 0 | 0 | 0 | 0 | 0 | 140587.732 | 0 | 361979 | 0 | 0 | 0 | 0 | 141717.9008 | 0 | 0 | 0 | 0 | 0 | 0 | 4987862.6917 | 0 | 0 | 0 | 0 | 0 | 0 | 0 | 0 | 0 | 0 | 0 | 0 | 70858.9504 | 0 | 0 | 0 | 0 | 0 | 0 | 0 | 0 | 0 | 292250.2184 | 0 | 0 | 0 | 0 | 0 | 0 | 0 | 0 | 0
2016-05-26 09:00 | 0 | 0 | 0 | 0 | 0 | 4775.8312 | 0 | 367885 | 0 | 0 | 0 | 0 | 70858.9504 | 0 | 0 | 0 | 0 | 0 | 0 | 4695612.4733 | 0 | 0 | 0 | 0 | 0 | 0 | 0 | 0 | 0 | 0 | 0 | 0 | -70858.9504 | 0 | 0 | 0 | 0 | 0 | 0 | 0 | 0 | 0 | 292250.2184 | 0 | 0 | 0 | 0 | 0 | 0 | 0 | 0 | 0
2016-05-26 10:00 | 0 | 0 | 0 | 0 | 0 | 24136.8312 | 0 | 387246 | 0 | 0 | 0 | 0 | 0 | 0 | 0 | 0 | 0 | 0 | 0 | 4403362.255 | 0 | 0 | 0 | 0 | 0 | 0 | 0 | 0 | 0 | 0 | 0 | 0 | -70858.9504 | 0 | 0 | 0 | 0 | 0 | 0 | 0 | 0 | 0 | 292250.2184 | 0 | 0 | 0 | 0 | 0 | 0 | 0 | 0 | 0
2016-05-26 11:00 | 0 | 0 | 0 | 0 | 0 | 397612.0142 | 2.1102 | 410827 | 0 | 0 | 0 | 0 | 0 | 0 | 0 | 0 | 0 | 0 | 0 | 4390149.3793 | 0 | 0 | 0 | 0 | 0 | 0 | 0 | 0 | 0 | 0 | 0 | 0 | 0 | 0 | 0 | 0 | 0 | 0 | 0 | 0 | 0 | 279037.3427 | 292250.2184 | 0 | 0 | 0 | 0 | 0 | 0 | 0 | 0 | 0
2016-05-26 12:00 | 0 | 0 | 0 | 0 | 0 | 246807.6647 | 133022.1925 | 432688 | 0 | 0 | 0 | 0 | 0 | 0 | 0 | 0 | 0 | 0 | 0 | 4337291.2365 | 0 | 0 | 0 | 0 | 0 | 0 | 0 | 0 | 0 | 0 | 0 | 0 | 0 | 0 | 0 | 0 | 0 | 0 | 0 | 0 | 0 | 239392.0756 | 292250.2184 | 0 | 0 | 0 | 0 | 0 | 0 | 0 | 0 | 0
2016-05-26 13:00 | 0 | 0 | 0 | 0 | 0 | 0 | 507032.6098 | 453714 | 0 | 0 | 0 | 0 | 0 | 0 | 0 | 0 | 0 | 0 | 0 | 4390609.8463 | 0 | 0 | 0 | 0 | 0 | 0 | 0 | 0 | 0 | 0 | 0 | 0 | 0 | 0 | 0 | 0 | 0 | 0 | 0 | 0 | 0 | 53318.6098 | 0 | 0 | 0 | 0 | 0 | 0 | 0 | 0 | 0 | 0
2016-05-26 14:00 | 0 | 0 | 0 | 0 | 0 | 0 | 713340.4483 | 476278 | 0 | 0 | 0 | 0 | 0 | 0 | 0 | 0 | 0 | 0 | 0 | 4627672.2946 | 0 | 0 | 0 | 0 | 0 | 0 | 0 | 0 | 0 | 0 | 0 | 0 | 0 | 0 | 0 | 0 | 0 | 0 | 0 | 0 | 0 | 237062.4483 | 0 | 0 | 0 | 0 | 0 | 0 | 0 | 0 | 0 | 0
2016-05-26 15:00 | 0 | 0 | 0 | 0 | 0 | 0 | 838630.2788 | 497102 | 0 | 0 | 0 | 0 | 70858.9504 | 0 | 0 | 0 | 0 | 0 | 0 | 4898341.623 | 0 | 0 | 0 | 0 | 0 | 0 | 0 | 0 | 0 | 0 | 0 | 0 | 70858.9504 | 0 | 0 | 0 | 0 | 0 | 0 | 0 | 0 | 270669.3284 | 0 | 0 | 0 | 0 | 0 | 0 | 0 | 0 | 0 | 0
2016-05-26 16:00 | 0 | 0 | 0 | 0 | 0 | 0 | 878769.5483 | 514615 | 0 | 0 | 0 | 0 | 141717.9008 | 0 | 0 | 0 | 0 | 0 | 0 | 5191637.2208 | 0 | 0 | 0 | 0 | 0 | 0 | 0 | 0 | 0 | 0 | 0 | 0 | 70858.9504 | 0 | 0 | 0 | 0 | 0 | 0 | 0 | 0 | 293295.5979 | 0 | 0 | 0 | 0 | 0 | 0 | 0 | 0 | 0 | 0
2016-05-26 17:00 | 0 | 0 | 0 | 0 | 0 | 0 | 876488.368 | 530002 | 0 | 0 | 0 | 0 | 156497.2288 | 0 | 0 | 0 | 0 | 0 | 0 | 5523344.2608 | 0 | 0 | 0 | 0 | 0 | 0 | 0 | 0 | 0 | 0 | 0 | 0 | 14779.328 | 0 | 0 | 0 | 0 | 0 | 0 | 0 | 0 | 331707.04 | 0 | 0 | 0 | 0 | 0 | 0 | 0 | 0 | 0 | 0
2016-05-26 18:00 | 0 | 0 | 0 | 0 | 0 | 0 | 860972.0684 | 540760 | 0 | 0 | 0 | 0 | 198884.1747 | 0 | 0 | 0 | 0 | 0 | 0 | 5801169.3833 | 0 | 0 | 0 | 0 | 0 | 0 | 0 | 0 | 0 | 0 | 0 | 0 | 42386.9459 | 0 | 0 | 0 | 0 | 0 | 0 | 0 | 0 | 277825.1225 | 0 | 0 | 0 | 0 | 0 | 0 | 0 | 0 | 0 | 0
2016-05-26 19:00 | 0 | 0 | 0 | 0 | 0 | 0 | 841862.249 | 550035 | 0 | 0 | 0 | 0 | 187975.9816 | 0 | 0 | 0 | 0 | 0 | 0 | 6103904.8254 | 0 | 0 | 0 | 0 | 0 | 0 | 0 | 0 | 0 | 0 | 0 | 0 | -10908.193 | 0 | 0 | 0 | 0 | 0 | 0 | 0 | 0 | 302735.442 | 0 | 0 | 0 | 0 | 0 | 0 | 0 | 0 | 0 | 0
2016-05-26 20:00 | 0 | 0 | 0 | 0 | 0 | 0 | 826440.2826 | 554684 | 0 | 0 | 0 | 0 | 128025.2243 | 0 | 0 | 0 | 0 | 0 | 0 | 6435611.8654 | 0 | 0 | 0 | 0 | 0 | 0 | 0 | 0 | 0 | 0 | 0 | 0 | -59950.7574 | 0 | 0 | 0 | 0 | 0 | 0 | 0 | 0 | 331707.04 | 0 | 0 | 0 | 0 | 0 | 0 | 0 | 0 | 0 | 0
2016-05-26 21:00 | 0 | 0 | 0 | 0 | 0 | 0 | 804047.0447 | 553672 | 0 | 0 | 0 | 0 | 57166.2739 | 0 | 0 | 0 | 0 | 0 | 0 | 6756845.8604 | 0 | 0 | 0 | 0 | 0 | 0 | 0 | 0 | 0 | 0 | 0 | 0 | -70858.9504 | 0 | 0 | 0 | 0 | 0 | 0 | 0 | 0 | 321233.9951 | 0 | 0 | 0 | 0 | 0 | 0 | 0 | 0 | 0 | 0
2016-05-26 22:00 | 0 | 0 | 0 | 0 | 0 | 0 | 757408.4929 | 546361 | 0 | 0 | 0 | 0 | 128025.2243 | 0 | 0 | 0 | 0 | 0 | 0 | 6897034.4029 | 0 | 0 | 0 | 0 | 0 | 0 | 0 | 0 | 0 | 0 | 0 | 0 | 70858.9504 | 0 | 0 | 0 | 0 | 0 | 0 | 0 | 0 | 140188.5425 | 0 | 0 | 0 | 0 | 0 | 0 | 0 | 0 | 0 | 0
2016-05-26 23:00 | 0 | 0 | 0 | 0 | 0 | 0 | 669867.8393 | 533794 | 0 | 0 | 0 | 0 | 198884.1747 | 0 | 0 | 0 | 0 | 0 | 0 | 6962249.2918 | 0 | 0 | 0 | 0 | 0 | 0 | 0 | 0 | 0 | 0 | 0 | 0 | 70858.9504 | 0 | 0 | 0 | 0 | 0 | 0 | 0 | 0 | 65214.8889 | 0 | 0 | 0 | 0 | 0 | 0 | 0 | 0 | 0 | 0
2016-05-27 | 0 | 0 | 0 | 0 | 0 | 0 | 534671.1384 | 523360 | 0 | 0 | 0 | 0 | 198884.1747 | 0 | 0 | 0 | 0 | 0 | 0 | 6973560.4303 | 0 | 0 | 0 | 0 | 0 | 0 | 0 | 0 | 0 | 0 | 0 | 0 | 0 | 0 | 0 | 0 | 0 | 0 | 0 | 0 | 0 | 11311.1384 | 0 | 0 | 0 | 0 | 0 | 0 | 0 | 0 | 0 | 0
2016-05-27 01:00 | 0 | 0 | 0 | 0 | 0 | 0 | 276501.9365 | 514618 | 0 | 0 | 0 | 0 | 141717.9008 | 0 | 0 | 0 | 0 | 0 | 0 | 6792610.6406 | 0 | 0 | 0 | 0 | 0 | 0 | 0 | 0 | 0 | 0 | 0 | 0 | -57166.2739 | 0 | 0 | 0 | 0 | 0 | 0 | 0 | 0 | 111300.4287 | 292250.2184 | 0 | 0 | 0 | 0 | 0 | 0 | 0 | 0 | 0
2016-05-27 02:00 | 0 | 0 | 0 | 0 | 0 | 94733.1718 | 31967.6594 | 489810 | 0 | 0 | 0 | 0 | 70858.9504 | 0 | 0 | 0 | 0 | 0 | 0 | 6500360.4222 | 0 | 0 | 0 | 0 | 0 | 0 | 0 | 0 | 0 | 0 | 0 | 0 | -70858.9504 | 0 | 0 | 0 | 0 | 0 | 0 | 0 | 0 | 0 | 292250.2184 | 0 | 0 | 0 | 0 | 0 | 0 | 0 | 0 | 0
2016-05-27 03:00 | 0 | 0 | 0 | 0 | 0 | 96367.8312 | 0 | 459477 | 0 | 0 | 0 | 0 | 0 | 0 | 0 | 0 | 0 | 0 | 0 | 6208110.2038 | 0 | 0 | 0 | 0 | 0 | 0 | 0 | 0 | 0 | 0 | 0 | 0 | -70858.9504 | 0 | 0 | 0 | 0 | 0 | 0 | 0 | 0 | 0 | 292250.2184 | 0 | 0 | 0 | 0 | 0 | 0 | 0 | 0 | 0
2016-05-27 04:00 | 0 | 0 | 0 | 0 | 0 | 207383.732 | 0 | 428775 | 0 | 0 | 0 | 0 | 70858.9504 | 0 | 0 | 0 | 0 | 0 | 0 | 5915859.9855 | 0 | 0 | 0 | 0 | 0 | 0 | 0 | 0 | 0 | 0 | 0 | 0 | 70858.9504 | 0 | 0 | 0 | 0 | 0 | 0 | 0 | 0 | 0 | 292250.2184 | 0 | 0 | 0 | 0 | 0 | 0 | 0 | 0 | 0
2016-05-27 05:00 | 0 | 0 | 0 | 0 | 0 | 181057.732 | 0 | 402449 | 0 | 0 | 0 | 0 | 141717.9008 | 0 | 0 | 0 | 0 | 0 | 0 | 5623609.7671 | 0 | 0 | 0 | 0 | 0 | 0 | 0 | 0 | 0 | 0 | 0 | 0 | 70858.9504 | 0 | 0 | 0 | 0 | 0 | 0 | 0 | 0 | 0 | 292250.2184 | 0 | 0 | 0 | 0 | 0 | 0 | 0 | 0 | 0
2016-05-27 06:00 | 0 | 0 | 0 | 0 | 0 | 18882.8312 | 0 | 381992 | 0 | 0 | 0 | 0 | 70858.9504 | 0 | 0 | 0 | 0 | 0 | 0 | 5331359.5487 | 0 | 0 | 0 | 0 | 0 | 0 | 0 | 0 | 0 | 0 | 0 | 0 | -70858.9504 | 0 | 0 | 0 | 0 | 0 | 0 | 0 | 0 | 0 | 292250.2184 | 0 | 0 | 0 | 0 | 0 | 0 | 0 | 0 | 0
2016-05-27 07:00 | 0 | 0 | 0 | 0 | 0 | 147361.732 | 0 | 368753 | 0 | 0 | 0 | 0 | 141717.9008 | 0 | 0 | 0 | 0 | 0 | 0 | 5039109.3303 | 0 | 0 | 0 | 0 | 0 | 0 | 0 | 0 | 0 | 0 | 0 | 0 | 70858.9504 | 0 | 0 | 0 | 0 | 0 | 0 | 0 | 0 | 0 | 292250.2184 | 0 | 0 | 0 | 0 | 0 | 0 | 0 | 0 | 0
2016-05-27 08:00 | 0 | 0 | 0 | 0 | 0 | 71729.7816 | 0 | 363980 | 0 | 0 | 0 | 0 | 141717.9008 | 0 | 0 | 0 | 0 | 0 | 0 | 4746859.1119 | 0 | 0 | 0 | 0 | 0 | 0 | 0 | 0 | 0 | 0 | 0 | 0 | 0 | 0 | 0 | 0 | 0 | 0 | 0 | 0 | 0 | 0 | 292250.2184 | 0 | 0 | 0 | 0 | 0 | 0 | 0 | 0 | 0
2016-05-27 09:00 | 0 | 0 | 0 | 0 | 0 | 5824.8312 | 0 | 368934 | 0 | 0 | 0 | 0 | 70858.9504 | 0 | 0 | 0 | 0 | 0 | 0 | 4454608.8935 | 0 | 0 | 0 | 0 | 0 | 0 | 0 | 0 | 0 | 0 | 0 | 0 | -70858.9504 | 0 | 0 | 0 | 0 | 0 | 0 | 0 | 0 | 0 | 292250.2184 | 0 | 0 | 0 | 0 | 0 | 0 | 0 | 0 | 0
2016-05-27 10:00 | 0 | 0 | 0 | 0 | 0 | 21075.8312 | 0 | 384185 | 0 | 0 | 0 | 0 | 0 | 0 | 0 | 0 | 0 | 0 | 0 | 4162358.6752 | 0 | 0 | 0 | 0 | 0 | 0 | 0 | 0 | 0 | 0 | 0 | 0 | -70858.9504 | 0 | 0 | 0 | 0 | 0 | 0 | 0 | 0 | 0 | 292250.2184 | 0 | 0 | 0 | 0 | 0 | 0 | 0 | 0 | 0
2016-05-27 11:00 | 0 | 0 | 0 | 0 | 0 | 112851.8526 | 2.929 | 405105 | 0 | 0 | 0 | 0 | 0 | 0 | 0 | 0 | 0 | 0 | 0 | 3870108.4568 | 0 | 0 | 0 | 0 | 0 | 0 | 0 | 0 | 0 | 0 | 0 | 0 | 0 | 0 | 0 | 0 | 0 | 0 | 0 | 0 | 0 | 0 | 292250.2184 | 0 | 0 | 0 | 0 | 0 | 0 | 0 | 0 | 0
2016-05-27 12:00 | 0 | 0 | 0 | 0 | 0 | 182134.2187 | 117772.0111 | 429110 | 0 | 0 | 0 | 0 | 0 | 0 | 0 | 0 | 0 | 0 | 0 | 3740904.6866 | 0 | 0 | 0 | 0 | 0 | 0 | 0 | 0 | 0 | 0 | 0 | 0 | 0 | 0 | 0 | 0 | 0 | 0 | 0 | 0 | 0 | 163046.4482 | 292250.2184 | 0 | 0 | 0 | 0 | 0 | 0 | 0 | 0 | 0
2016-05-27 13:00 | 0 | 0 | 0 | 0 | 0 | 0 | 491894.5374 | 452260 | 0 | 0 | 0 | 0 | 0 | 0 | 0 | 0 | 0 | 0 | 0 | 3780539.224 | 0 | 0 | 0 | 0 | 0 | 0 | 0 | 0 | 0 | 0 | 0 | 0 | 0 | 0 | 0 | 0 | 0 | 0 | 0 | 0 | 0 | 39634.5374 | 0 | 0 | 0 | 0 | 0 | 0 | 0 | 0 | 0 | 0
2016-05-27 14:00 | 0 | 0 | 0 | 0 | 0 | 0 | 721258.8176 | 475781 | 0 | 0 | 0 | 0 | 0 | 0 | 0 | 0 | 0 | 0 | 0 | 4026017.0416 | 0 | 0 | 0 | 0 | 0 | 0 | 0 | 0 | 0 | 0 | 0 | 0 | 0 | 0 | 0 | 0 | 0 | 0 | 0 | 0 | 0 | 245477.8176 | 0 | 0 | 0 | 0 | 0 | 0 | 0 | 0 | 0 | 0
2016-05-27 15:00 | 0 | 0 | 0 | 0 | 0 | 0 | 832354.5227 | 496673 | 0 | 0 | 0 | 0 | 70858.9504 | 0 | 0 | 0 | 0 | 0 | 0 | 4290839.6139 | 0 | 0 | 0 | 0 | 0 | 0 | 0 | 0 | 0 | 0 | 0 | 0 | 70858.9504 | 0 | 0 | 0 | 0 | 0 | 0 | 0 | 0 | 264822.5723 | 0 | 0 | 0 | 0 | 0 | 0 | 0 | 0 | 0 | 0
2016-05-27 16:00 | 0 | 0 | 0 | 0 | 0 | 0 | 869830.6588 | 513944 | 0 | 0 | 0 | 0 | 95038.5692 | 0 | 0 | 0 | 0 | 0 | 0 | 4622546.6539 | 0 | 0 | 0 | 0 | 0 | 0 | 0 | 0 | 0 | 0 | 0 | 0 | 24179.6188 | 0 | 0 | 0 | 0 | 0 | 0 | 0 | 0 | 331707.04 | 0 | 0 | 0 | 0 | 0 | 0 | 0 | 0 | 0 | 0
2016-05-27 17:00 | 0 | 0 | 0 | 0 | 0 | 0 | 873622.3082 | 527326 | 0 | 0 | 0 | 0 | 165897.5196 | 0 | 0 | 0 | 0 | 0 | 0 | 4897984.0117 | 0 | 0 | 0 | 0 | 0 | 0 | 0 | 0 | 0 | 0 | 0 | 0 | 70858.9504 | 0 | 0 | 0 | 0 | 0 | 0 | 0 | 0 | 275437.3578 | 0 | 0 | 0 | 0 | 0 | 0 | 0 | 0 | 0 | 0
2016-05-27 18:00 | 0 | 0 | 0 | 0 | 0 | 0 | 865084.0223 | 537440 | 0 | 0 | 0 | 0 | 161834.5019 | 0 | 0 | 0 | 0 | 0 | 0 | 5229691.0517 | 0 | 0 | 0 | 0 | 0 | 0 | 0 | 0 | 0 | 0 | 0 | 0 | -4063.0177 | 0 | 0 | 0 | 0 | 0 | 0 | 0 | 0 | 331707.04 | 0 | 0 | 0 | 0 | 0 | 0 | 0 | 0 | 0 | 0
2016-05-27 19:00 | 0 | 0 | 0 | 0 | 0 | 0 | 854449.2918 | 543658 | 0 | 0 | 0 | 0 | 140918.7537 | 0 | 0 | 0 | 0 | 0 | 0 | 5561398.0917 | 0 | 0 | 0 | 0 | 0 | 0 | 0 | 0 | 0 | 0 | 0 | 0 | -20915.7482 | 0 | 0 | 0 | 0 | 0 | 0 | 0 | 0 | 331707.04 | 0 | 0 | 0 | 0 | 0 | 0 | 0 | 0 | 0 | 0
2016-05-27 20:00 | 0 | 0 | 0 | 0 | 0 | 0 | 845608.0719 | 546585 | 0 | 0 | 0 | 0 | 120642.8567 | 0 | 0 | 0 | 0 | 0 | 0 | 5880697.0607 | 0 | 0 | 0 | 0 | 0 | 0 | 0 | 0 | 0 | 0 | 0 | 0 | -20275.897 | 0 | 0 | 0 | 0 | 0 | 0 | 0 | 0 | 319298.9689 | 0 | 0 | 0 | 0 | 0 | 0 | 0 | 0 | 0 | 0
2016-05-27 21:00 | 0 | 0 | 0 | 0 | 0 | 0 | 826917.1337 | 544994 | 0 | 0 | 0 | 0 | 70858.9504 | 0 | 0 | 0 | 0 | 0 | 0 | 6212404.1007 | 0 | 0 | 0 | 0 | 0 | 0 | 0 | 0 | 0 | 0 | 0 | 0 | -49783.9063 | 0 | 0 | 0 | 0 | 0 | 0 | 0 | 0 | 331707.04 | 0 | 0 | 0 | 0 | 0 | 0 | 0 | 0 | 0 | 0
2016-05-27 22:00 | 0 | 0 | 0 | 0 | 0 | 0 | 789606.9371 | 535312 | 0 | 0 | 0 | 0 | 0 | 0 | 0 | 0 | 0 | 0 | 0 | 6537557.9882 | 0 | 0 | 0 | 0 | 0 | 0 | 0 | 0 | 0 | 0 | 0 | 0 | -70858.9504 | 0 | 0 | 0 | 0 | 0 | 0 | 0 | 0 | 325153.8875 | 0 | 0 | 0 | 0 | 0 | 0 | 0 | 0 | 0 | 0
2016-05-27 23:00 | 0 | 0 | 0 | 0 | 0 | 0 | 706929.0501 | 520452 | 0 | 0 | 0 | 0 | 70858.9504 | 0 | 0 | 0 | 0 | 0 | 0 | 6653176.0879 | 0 | 0 | 0 | 0 | 0 | 0 | 0 | 0 | 0 | 0 | 0 | 0 | 70858.9504 | 0 | 0 | 0 | 0 | 0 | 0 | 0 | 0 | 115618.0997 | 0 | 0 | 0 | 0 | 0 | 0 | 0 | 0 | 0 | 0
2016-05-28 | 0 | 0 | 0 | 0 | 0 | 0 | 570657.8978 | 507956 | 0 | 0 | 0 | 0 | 133560.8482 | 0 | 0 | 0 | 0 | 0 | 0 | 6653176.0879 | 0 | 0 | 0 | 0 | 0 | 0 | 0 | 0 | 0 | 0 | 0 | 0 | 62701.8978 | 0 | 0 | 0 | 0 | 0 | 0 | 0 | 0 | 0 | 0 | 0 | 0 | 0 | 0 | 0 | 0 | 0 | 0 | 0
2016-05-28 01:00 | 0 | 0 | 0 | 0 | 0 | 0 | 296760.8161 | 498303 | 0 | 0 | 0 | 0 | 198884.1747 | 0 | 0 | 0 | 0 | 0 | 0 | 6386310.5775 | 0 | 0 | 0 | 0 | 0 | 0 | 0 | 0 | 0 | 0 | 0 | 0 | 65323.3265 | 0 | 0 | 0 | 0 | 0 | 0 | 0 | 0 | 25384.708 | 292250.2184 | 0 | 0 | 0 | 0 | 0 | 0 | 0 | 0 | 0
2016-05-28 02:00 | 0 | 0 | 0 | 0 | 0 | 82533.4422 | 45106.0655 | 477056 | 0 | 0 | 0 | 0 | 141717.9008 | 0 | 0 | 0 | 0 | 0 | 0 | 6094060.3591 | 0 | 0 | 0 | 0 | 0 | 0 | 0 | 0 | 0 | 0 | 0 | 0 | -57166.2739 | 0 | 0 | 0 | 0 | 0 | 0 | 0 | 0 | 0 | 292250.2184 | 0 | 0 | 0 | 0 | 0 | 0 | 0 | 0 | 0
2016-05-28 03:00 | 0 | 0 | 0 | 0 | 0 | 84696.8312 | 0 | 447806 | 0 | 0 | 0 | 0 | 70858.9504 | 0 | 0 | 0 | 0 | 0 | 0 | 5801810.1407 | 0 | 0 | 0 | 0 | 0 | 0 | 0 | 0 | 0 | 0 | 0 | 0 | -70858.9504 | 0 | 0 | 0 | 0 | 0 | 0 | 0 | 0 | 0 | 292250.2184 | 0 | 0 | 0 | 0 | 0 | 0 | 0 | 0 | 0
2016-05-28 04:00 | 0 | 0 | 0 | 0 | 0 | 317203.7821 | 0 | 418066 | 0 | 0 | 0 | 0 | 141717.9008 | 0 | 0 | 0 | 0 | 0 | 0 | 5630088.9724 | 0 | 0 | 0 | 0 | 0 | 0 | 0 | 0 | 0 | 0 | 0 | 0 | 70858.9504 | 0 | 0 | 0 | 0 | 0 | 0 | 0 | 0 | 120529.0501 | 292250.2184 | 0 | 0 | 0 | 0 | 0 | 0 | 0 | 0 | 0
2016-05-28 05:00 | 0 | 0 | 0 | 0 | 0 | 31071.8312 | 0 | 394181 | 0 | 0 | 0 | 0 | 70858.9504 | 0 | 0 | 0 | 0 | 0 | 0 | 5337838.754 | 0 | 0 | 0 | 0 | 0 | 0 | 0 | 0 | 0 | 0 | 0 | 0 | -70858.9504 | 0 | 0 | 0 | 0 | 0 | 0 | 0 | 0 | 0 | 292250.2184 | 0 | 0 | 0 | 0 | 0 | 0 | 0 | 0 | 0
2016-05-28 06:00 | 0 | 0 | 0 | 0 | 0 | 12325.8312 | 0 | 375435 | 0 | 0 | 0 | 0 | 0 | 0 | 0 | 0 | 0 | 0 | 0 | 5045588.5356 | 0 | 0 | 0 | 0 | 0 | 0 | 0 | 0 | 0 | 0 | 0 | 0 | -70858.9504 | 0 | 0 | 0 | 0 | 0 | 0 | 0 | 0 | 0 | 292250.2184 | 0 | 0 | 0 | 0 | 0 | 0 | 0 | 0 | 0
2016-05-28 07:00 | 0 | 0 | 0 | 0 | 0 | 289338.5822 | 0 | 360860 | 0 | 0 | 0 | 0 | 70858.9504 | 0 | 0 | 0 | 0 | 0 | 0 | 4903208.1674 | 0 | 0 | 0 | 0 | 0 | 0 | 0 | 0 | 0 | 0 | 0 | 0 | 70858.9504 | 0 | 0 | 0 | 0 | 0 | 0 | 0 | 0 | 149869.8502 | 292250.2184 | 0 | 0 | 0 | 0 | 0 | 0 | 0 | 0 | 0
2016-05-28 08:00 | 0 | 0 | 0 | 0 | 0 | 130743.732 | 0 | 352135 | 0 | 0 | 0 | 0 | 141717.9008 | 0 | 0 | 0 | 0 | 0 | 0 | 4610957.949 | 0 | 0 | 0 | 0 | 0 | 0 | 0 | 0 | 0 | 0 | 0 | 0 | 70858.9504 | 0 | 0 | 0 | 0 | 0 | 0 | 0 | 0 | 0 | 292250.2184 | 0 | 0 | 0 | 0 | 0 | 0 | 0 | 0 | 0
2016-05-28 09:00 | 0 | 0 | 0 | 0 | 0 | 0 | 0 | 348132 | 0 | 0 | 0 | 0 | 85836.1192 | 0 | 0 | 0 | 0 | 0 | 0 | 4318707.7307 | 0 | 0 | 0 | 0 | 0 | 0 | 0 | 0 | 0 | 0 | 0 | 0 | -55881.7816 | 0 | 0 | 0 | 0 | 0 | 0 | 0 | 0 | 0 | 292250.2184 | 0 | 0 | 0 | 0 | 0 | 0 | 0 | 0 | 0
2016-05-28 10:00 | 0 | 0 | 0 | 0 | 0 | 0 | 0 | 349321 | 0 | 0 | 0 | 0 | 14977.1688 | 0 | 0 | 0 | 0 | 0 | 0 | 4040245.6811 | 0 | 0 | 0 | 0 | 0 | 0 | 0 | 0 | 0 | 0 | 0 | 0 | -70858.9504 | 0 | 0 | 0 | 0 | 0 | 0 | 0 | 0 | 13788.1688 | 292250.2184 | 0 | 0 | 0 | 0 | 0 | 0 | 0 | 0 | 0
2016-05-28 11:00 | 0 | 0 | 0 | 0 | 0 | 50478.9725 | 4.6403 | 357711 | 0 | 0 | 0 | 0 | 0 | 0 | 0 | 0 | 0 | 0 | 0 | 3747995.4627 | 0 | 0 | 0 | 0 | 0 | 0 | 0 | 0 | 0 | 0 | 0 | 0 | -14977.1688 | 0 | 0 | 0 | 0 | 0 | 0 | 0 | 0 | 0 | 292250.2184 | 0 | 0 | 0 | 0 | 0 | 0 | 0 | 0 | 0
2016-05-28 12:00 | 0 | 0 | 0 | 0 | 0 | 0 | 153372.8311 | 377804 | 0 | 0 | 0 | 0 | 0 | 0 | 0 | 0 | 0 | 0 | 0 | 3523564.2938 | 0 | 0 | 0 | 0 | 0 | 0 | 0 | 0 | 0 | 0 | 0 | 0 | 0 | 0 | 0 | 0 | 0 | 0 | 0 | 0 | 0 | 67819.0495 | 292250.2184 | 0 | 0 | 0 | 0 | 0 | 0 | 0 | 0 | 0
2016-05-28 13:00 | 0 | 0 | 0 | 0 | 0 | 0 | 566845.0459 | 404774 | 0 | 0 | 0 | 0 | 0 | 0 | 0 | 0 | 0 | 0 | 0 | 3685635.3397 | 0 | 0 | 0 | 0 | 0 | 0 | 0 | 0 | 0 | 0 | 0 | 0 | 0 | 0 | 0 | 0 | 0 | 0 | 0 | 0 | 0 | 162071.0459 | 0 | 0 | 0 | 0 | 0 | 0 | 0 | 0 | 0 | 0
2016-05-28 14:00 | 0 | 0 | 0 | 0 | 0 | 0 | 745963.9279 | 431917 | 0 | 0 | 0 | 0 | 0 | 0 | 0 | 0 | 0 | 0 | 0 | 3999682.2675 | 0 | 0 | 0 | 0 | 0 | 0 | 0 | 0 | 0 | 0 | 0 | 0 | 0 | 0 | 0 | 0 | 0 | 0 | 0 | 0 | 0 | 314046.9279 | 0 | 0 | 0 | 0 | 0 | 0 | 0 | 0 | 0 | 0
2016-05-28 15:00 | 0 | 0 | 0 | 0 | 0 | 0 | 845769.3139 | 456896 | 0 | 0 | 0 | 0 | 57166.2739 | 0 | 0 | 0 | 0 | 0 | 0 | 4331389.3075 | 0 | 0 | 0 | 0 | 0 | 0 | 0 | 0 | 0 | 0 | 0 | 0 | 57166.2739 | 0 | 0 | 0 | 0 | 0 | 0 | 0 | 0 | 331707.04 | 0 | 0 | 0 | 0 | 0 | 0 | 0 | 0 | 0 | 0
2016-05-28 16:00 | 0 | 0 | 0 | 0 | 0 | 0 | 879990.9904 | 477425 | 0 | 0 | 0 | 0 | 128025.2243 | 0 | 0 | 0 | 0 | 0 | 0 | 4663096.3475 | 0 | 0 | 0 | 0 | 0 | 0 | 0 | 0 | 0 | 0 | 0 | 0 | 70858.9504 | 0 | 0 | 0 | 0 | 0 | 0 | 0 | 0 | 331707.04 | 0 | 0 | 0 | 0 | 0 | 0 | 0 | 0 | 0 | 0
2016-05-28 17:00 | 0 | 0 | 0 | 0 | 0 | 0 | 895047.9904 | 492482 | 0 | 0 | 0 | 0 | 198884.1747 | 0 | 0 | 0 | 0 | 0 | 0 | 4994803.3875 | 0 | 0 | 0 | 0 | 0 | 0 | 0 | 0 | 0 | 0 | 0 | 0 | 70858.9504 | 0 | 0 | 0 | 0 | 0 | 0 | 0 | 0 | 331707.04 | 0 | 0 | 0 | 0 | 0 | 0 | 0 | 0 | 0 | 0
2016-05-28 18:00 | 0 | 0 | 0 | 0 | 0 | 0 | 836073.04 | 504366 | 0 | 0 | 0 | 0 | 198884.1747 | 0 | 0 | 0 | 0 | 0 | 0 | 5326510.4275 | 0 | 0 | 0 | 0 | 0 | 0 | 0 | 0 | 0 | 0 | 0 | 0 | 0 | 0 | 0 | 0 | 0 | 0 | 0 | 0 | 0 | 331707.04 | 0 | 0 | 0 | 0 | 0 | 0 | 0 | 0 | 0 | 0
2016-05-28 19:00 | 0 | 0 | 0 | 0 | 0 | 0 | 846026.04 | 514319 | 0 | 0 | 0 | 0 | 198884.1747 | 0 | 0 | 0 | 0 | 0 | 0 | 5658217.4675 | 0 | 0 | 0 | 0 | 0 | 0 | 0 | 0 | 0 | 0 | 0 | 0 | 0 | 0 | 0 | 0 | 0 | 0 | 0 | 0 | 0 | 331707.04 | 0 | 0 | 0 | 0 | 0 | 0 | 0 | 0 | 0 | 0
2016-05-28 20:00 | 0 | 0 | 0 | 0 | 0 | 0 | 854585.04 | 522878 | 0 | 0 | 0 | 0 | 198884.1747 | 0 | 0 | 0 | 0 | 0 | 0 | 5989924.5075 | 0 | 0 | 0 | 0 | 0 | 0 | 0 | 0 | 0 | 0 | 0 | 0 | 0 | 0 | 0 | 0 | 0 | 0 | 0 | 0 | 0 | 331707.04 | 0 | 0 | 0 | 0 | 0 | 0 | 0 | 0 | 0 | 0
2016-05-28 21:00 | 0 | 0 | 0 | 0 | 0 | 0 | 841084.929 | 526804 | 0 | 0 | 0 | 0 | 198884.1747 | 0 | 0 | 0 | 0 | 0 | 0 | 6304205.4366 | 0 | 0 | 0 | 0 | 0 | 0 | 0 | 0 | 0 | 0 | 0 | 0 | 0 | 0 | 0 | 0 | 0 | 0 | 0 | 0 | 0 | 314280.929 | 0 | 0 | 0 | 0 | 0 | 0 | 0 | 0 | 0 | 0
2016-05-28 22:00 | 0 | 0 | 0 | 0 | 0 | 0 | 793793.0904 | 524119 | 0 | 0 | 0 | 0 | 136851.2251 | 0 | 0 | 0 | 0 | 0 | 0 | 6635912.4766 | 0 | 0 | 0 | 0 | 0 | 0 | 0 | 0 | 0 | 0 | 0 | 0 | -62032.9496 | 0 | 0 | 0 | 0 | 0 | 0 | 0 | 0 | 331707.04 | 0 | 0 | 0 | 0 | 0 | 0 | 0 | 0 | 0 | 0
2016-05-28 23:00 | 0 | 0 | 0 | 0 | 0 | 0 | 699959.9874 | 513281 | 0 | 0 | 0 | 0 | 157222.4493 | 0 | 0 | 0 | 0 | 0 | 0 | 6802220.2398 | 0 | 0 | 0 | 0 | 0 | 0 | 0 | 0 | 0 | 0 | 0 | 0 | 20371.2242 | 0 | 0 | 0 | 0 | 0 | 0 | 0 | 0 | 166307.7632 | 0 | 0 | 0 | 0 | 0 | 0 | 0 | 0 | 0 | 0
2016-05-29 | 0 | 0 | 0 | 0 | 0 | 0 | 542933.7254 | 501272 | 0 | 0 | 0 | 0 | 198884.1747 | 0 | 0 | 0 | 0 | 0 | 0 | 6802220.2398 | 0 | 0 | 0 | 0 | 0 | 0 | 0 | 0 | 0 | 0 | 0 | 0 | 41661.7254 | 0 | 0 | 0 | 0 | 0 | 0 | 0 | 0 | 0 | 0 | 0 | 0 | 0 | 0 | 0 | 0 | 0 | 0 | 0
2016-05-29 01:00 | 0 | 0 | 0 | 0 | 0 | 0 | 264004.2108 | 491484 | 0 | 0 | 0 | 0 | 198884.1747 | 0 | 0 | 0 | 0 | 0 | 0 | 6574740.4506 | 0 | 0 | 0 | 0 | 0 | 0 | 0 | 0 | 0 | 0 | 0 | 0 | 0 | 0 | 0 | 0 | 0 | 0 | 0 | 0 | 0 | 64770.4292 | 292250.2184 | 0 | 0 | 0 | 0 | 0 | 0 | 0 | 0 | 0
2016-05-29 02:00 | 0 | 0 | 0 | 0 | 0 | 302125.1523 | 28307.1999 | 472491 | 0 | 0 | 0 | 0 | 198884.1747 | 0 | 0 | 0 | 0 | 0 | 0 | 6432681.8027 | 0 | 0 | 0 | 0 | 0 | 0 | 0 | 0 | 0 | 0 | 0 | 0 | 0 | 0 | 0 | 0 | 0 | 0 | 0 | 0 | 0 | 150191.5705 | 292250.2184 | 0 | 0 | 0 | 0 | 0 | 0 | 0 | 0 | 0
2016-05-29 03:00 | 0 | 0 | 0 | 0 | 0 | 81482.8312 | 0 | 444592 | 0 | 0 | 0 | 0 | 128025.2243 | 0 | 0 | 0 | 0 | 0 | 0 | 6140431.5843 | 0 | 0 | 0 | 0 | 0 | 0 | 0 | 0 | 0 | 0 | 0 | 0 | -70858.9504 | 0 | 0 | 0 | 0 | 0 | 0 | 0 | 0 | 0 | 292250.2184 | 0 | 0 | 0 | 0 | 0 | 0 | 0 | 0 | 0
2016-05-29 04:00 | 0 | 0 | 0 | 0 | 0 | 196813.732 | 0 | 418205 | 0 | 0 | 0 | 0 | 198884.1747 | 0 | 0 | 0 | 0 | 0 | 0 | 5848181.3659 | 0 | 0 | 0 | 0 | 0 | 0 | 0 | 0 | 0 | 0 | 0 | 0 | 70858.9504 | 0 | 0 | 0 | 0 | 0 | 0 | 0 | 0 | 0 | 292250.2184 | 0 | 0 | 0 | 0 | 0 | 0 | 0 | 0 | 0
2016-05-29 05:00 | 0 | 0 | 0 | 0 | 0 | 30964.8312 | 0 | 394074 | 0 | 0 | 0 | 0 | 128025.2243 | 0 | 0 | 0 | 0 | 0 | 0 | 5555931.1476 | 0 | 0 | 0 | 0 | 0 | 0 | 0 | 0 | 0 | 0 | 0 | 0 | -70858.9504 | 0 | 0 | 0 | 0 | 0 | 0 | 0 | 0 | 0 | 292250.2184 | 0 | 0 | 0 | 0 | 0 | 0 | 0 | 0 | 0
2016-05-29 06:00 | 0 | 0 | 0 | 0 | 0 | 81704.7816 | 0 | 373955 | 0 | 0 | 0 | 0 | 128025.2243 | 0 | 0 | 0 | 0 | 0 | 0 | 5263680.9292 | 0 | 0 | 0 | 0 | 0 | 0 | 0 | 0 | 0 | 0 | 0 | 0 | 0 | 0 | 0 | 0 | 0 | 0 | 0 | 0 | 0 | 0 | 292250.2184 | 0 | 0 | 0 | 0 | 0 | 0 | 0 | 0 | 0
2016-05-29 07:00 | 0 | 0 | 0 | 0 | 0 | 137615.732 | 0 | 359007 | 0 | 0 | 0 | 0 | 198884.1747 | 0 | 0 | 0 | 0 | 0 | 0 | 4971430.7108 | 0 | 0 | 0 | 0 | 0 | 0 | 0 | 0 | 0 | 0 | 0 | 0 | 70858.9504 | 0 | 0 | 0 | 0 | 0 | 0 | 0 | 0 | 0 | 292250.2184 | 0 | 0 | 0 | 0 | 0 | 0 | 0 | 0 | 0
2016-05-29 08:00 | 0 | 0 | 0 | 0 | 0 | 388825.8216 | 0 | 349369 | 0 | 0 | 0 | 0 | 198884.1747 | 0 | 0 | 0 | 0 | 0 | 0 | 5010887.5324 | 0 | 0 | 0 | 0 | 0 | 0 | 0 | 0 | 0 | 0 | 0 | 0 | 0 | 0 | 0 | 0 | 0 | 0 | 0 | 0 | 0 | 331707.04 | 292250.2184 | 0 | 0 | 0 | 0 | 0 | 0 | 0 | 0 | 0
2016-05-29 09:00 | 0 | 0 | 0 | 0 | 0 | 0 | 0 | 344568 | 0 | 0 | 0 | 0 | 128025.2243 | 0 | 0 | 0 | 0 | 0 | 0 | 4737178.4828 | 0 | 0 | 0 | 0 | 0 | 0 | 0 | 0 | 0 | 0 | 0 | 0 | -70858.9504 | 0 | 0 | 0 | 0 | 0 | 0 | 0 | 0 | 18541.1688 | 292250.2184 | 0 | 0 | 0 | 0 | 0 | 0 | 0 | 0 | 0
2016-05-29 10:00 | 0 | 0 | 0 | 0 | 0 | 0 | 0 | 342370 | 0 | 0 | 0 | 0 | 70858.9504 | 0 | 0 | 0 | 0 | 0 | 0 | 4451974.7567 | 0 | 0 | 0 | 0 | 0 | 0 | 0 | 0 | 0 | 0 | 0 | 0 | -57166.2739 | 0 | 0 | 0 | 0 | 0 | 0 | 0 | 0 | 7046.4923 | 292250.2184 | 0 | 0 | 0 | 0 | 0 | 0 | 0 | 0 | 0
2016-05-29 11:00 | 0 | 0 | 0 | 0 | 0 | 0 | 0.79893 | 347608 | 0 | 0 | 0 | 0 | 0 | 0 | 0 | 0 | 0 | 0 | 0 | 4175226.506 | 0 | 0 | 0 | 0 | 0 | 0 | 0 | 0 | 0 | 0 | 0 | 0 | -70858.9504 | 0 | 0 | 0 | 0 | 0 | 0 | 0 | 0 | 15501.9677 | 292250.2184 | 0 | 0 | 0 | 0 | 0 | 0 | 0 | 0 | 0
2016-05-29 12:00 | 0 | 0 | 0 | 0 | 0 | 0 | 117315.7778 | 364457 | 0 | 0 | 0 | 0 | 0 | 0 | 0 | 0 | 0 | 0 | 0 | 3928085.2838 | 0 | 0 | 0 | 0 | 0 | 0 | 0 | 0 | 0 | 0 | 0 | 0 | 0 | 0 | 0 | 0 | 0 | 0 | 0 | 0 | 0 | 45108.9962 | 292250.2184 | 0 | 0 | 0 | 0 | 0 | 0 | 0 | 0 | 0
2016-05-29 13:00 | 0 | 0 | 0 | 0 | 0 | 0 | 448988.5113 | 390643 | 0 | 0 | 0 | 0 | 0 | 0 | 0 | 0 | 0 | 0 | 0 | 3986430.795 | 0 | 0 | 0 | 0 | 0 | 0 | 0 | 0 | 0 | 0 | 0 | 0 | 0 | 0 | 0 | 0 | 0 | 0 | 0 | 0 | 0 | 58345.5113 | 0 | 0 | 0 | 0 | 0 | 0 | 0 | 0 | 0 | 0
2016-05-29 14:00 | 0 | 0 | 0 | 0 | 0 | 0 | 655279.9892 | 417784 | 0 | 0 | 0 | 0 | 0 | 0 | 0 | 0 | 0 | 0 | 0 | 4223926.7842 | 0 | 0 | 0 | 0 | 0 | 0 | 0 | 0 | 0 | 0 | 0 | 0 | 0 | 0 | 0 | 0 | 0 | 0 | 0 | 0 | 0 | 237495.9892 | 0 | 0 | 0 | 0 | 0 | 0 | 0 | 0 | 0 | 0
2016-05-29 15:00 | 0 | 0 | 0 | 0 | 0 | 0 | 766136.0121 | 442750 | 0 | 0 | 0 | 0 | 70858.9504 | 0 | 0 | 0 | 0 | 0 | 0 | 4476453.8459 | 0 | 0 | 0 | 0 | 0 | 0 | 0 | 0 | 0 | 0 | 0 | 0 | 70858.9504 | 0 | 0 | 0 | 0 | 0 | 0 | 0 | 0 | 252527.0617 | 0 | 0 | 0 | 0 | 0 | 0 | 0 | 0 | 0 | 0
2016-05-29 16:00 | 0 | 0 | 0 | 0 | 0 | 22171.6755 | 818795.6114 | 464005 | 0 | 0 | 0 | 0 | 116114.1973 | 0 | 0 | 0 | 0 | 0 | 0 | 4808160.8859 | 0 | 0 | 0 | 0 | 0 | 0 | 0 | 0 | 0 | 0 | 0 | 0 | 45255.2469 | 0 | 0 | 0 | 0 | 0 | 0 | 0 | 0 | 331707.04 | 0 | 0 | 0 | 0 | 0 | 0 | 0 | 0 | 0 | 0
2016-05-29 17:00 | 0 | 0 | 0 | 0 | 0 | 0 | 829710.3599 | 480240 | 0 | 0 | 0 | 0 | 133877.5172 | 0 | 0 | 0 | 0 | 0 | 0 | 5139867.9259 | 0 | 0 | 0 | 0 | 0 | 0 | 0 | 0 | 0 | 0 | 0 | 0 | 17763.3199 | 0 | 0 | 0 | 0 | 0 | 0 | 0 | 0 | 331707.04 | 0 | 0 | 0 | 0 | 0 | 0 | 0 | 0 | 0 | 0
2016-05-29 18:00 | 0 | 0 | 0 | 0 | 0 | 0 | 826790.1621 | 492006 | 0 | 0 | 0 | 0 | 141104.8911 | 0 | 0 | 0 | 0 | 0 | 0 | 5467424.7141 | 0 | 0 | 0 | 0 | 0 | 0 | 0 | 0 | 0 | 0 | 0 | 0 | 7227.3739 | 0 | 0 | 0 | 0 | 0 | 0 | 0 | 0 | 327556.7882 | 0 | 0 | 0 | 0 | 0 | 0 | 0 | 0 | 0 | 0
2016-05-29 19:00 | 0 | 0 | 0 | 0 | 0 | 0 | 815906.1854 | 500465 | 0 | 0 | 0 | 0 | 124839.0365 | 0 | 0 | 0 | 0 | 0 | 0 | 5799131.7541 | 0 | 0 | 0 | 0 | 0 | 0 | 0 | 0 | 0 | 0 | 0 | 0 | -16265.8546 | 0 | 0 | 0 | 0 | 0 | 0 | 0 | 0 | 331707.04 | 0 | 0 | 0 | 0 | 0 | 0 | 0 | 0 | 0 | 0
2016-05-29 20:00 | 0 | 0 | 0 | 0 | 0 | 0 | 808191.9414 | 506111 | 0 | 0 | 0 | 0 | 95212.9379 | 0 | 0 | 0 | 0 | 0 | 0 | 6130838.7941 | 0 | 0 | 0 | 0 | 0 | 0 | 0 | 0 | 0 | 0 | 0 | 0 | -29626.0986 | 0 | 0 | 0 | 0 | 0 | 0 | 0 | 0 | 331707.04 | 0 | 0 | 0 | 0 | 0 | 0 | 0 | 0 | 0 | 0
2016-05-29 21:00 | 0 | 0 | 0 | 0 | 0 | 0 | 787700.1878 | 508248 | 0 | 0 | 0 | 0 | 166071.8883 | 0 | 0 | 0 | 0 | 0 | 0 | 6339432.0315 | 0 | 0 | 0 | 0 | 0 | 0 | 0 | 0 | 0 | 0 | 0 | 0 | 70858.9504 | 0 | 0 | 0 | 0 | 0 | 0 | 0 | 0 | 208593.2374 | 0 | 0 | 0 | 0 | 0 | 0 | 0 | 0 | 0 | 0
2016-05-29 22:00 | 0 | 0 | 0 | 0 | 0 | 0 | 749241.9598 | 504790 | 0 | 0 | 0 | 0 | 95212.9379 | 0 | 0 | 0 | 0 | 0 | 0 | 6654742.9417 | 0 | 0 | 0 | 0 | 0 | 0 | 0 | 0 | 0 | 0 | 0 | 0 | -70858.9504 | 0 | 0 | 0 | 0 | 0 | 0 | 0 | 0 | 315310.9102 | 0 | 0 | 0 | 0 | 0 | 0 | 0 | 0 | 0 | 0
2016-05-29 23:00 | 0 | 0 | 0 | 0 | 0 | 0 | 657088.8012 | 494498 | 0 | 0 | 0 | 0 | 166071.8883 | 0 | 0 | 0 | 0 | 0 | 0 | 6746474.7925 | 0 | 0 | 0 | 0 | 0 | 0 | 0 | 0 | 0 | 0 | 0 | 0 | 70858.9504 | 0 | 0 | 0 | 0 | 0 | 0 | 0 | 0 | 91731.8508 | 0 | 0 | 0 | 0 | 0 | 0 | 0 | 0 | 0 | 0
2016-05-30 | 0 | 0 | 0 | 0 | 0 | 0 | 515944.2863 | 483132 | 0 | 0 | 0 | 0 | 198884.1747 | 0 | 0 | 0 | 0 | 0 | 0 | 6746474.7925 | 0 | 0 | 0 | 0 | 0 | 0 | 0 | 0 | 0 | 0 | 0 | 0 | 32812.2863 | 0 | 0 | 0 | 0 | 0 | 0 | 0 | 0 | 0 | 0 | 0 | 0 | 0 | 0 | 0 | 0 | 0 | 0 | 0
2016-05-30 01:00 | 0 | 0 | 0 | 0 | 0 | 0 | 278471.3433 | 472908 | 0 | 0 | 0 | 0 | 128025.2243 | 0 | 0 | 0 | 0 | 0 | 0 | 6622897.0861 | 0 | 0 | 0 | 0 | 0 | 0 | 0 | 0 | 0 | 0 | 0 | 0 | -70858.9504 | 0 | 0 | 0 | 0 | 0 | 0 | 0 | 0 | 168672.5121 | 292250.2184 | 0 | 0 | 0 | 0 | 0 | 0 | 0 | 0 | 0
2016-05-30 02:00 | 0 | 0 | 0 | 0 | 0 | 423495.5648 | 37589.8598 | 456189 | 0 | 0 | 0 | 0 | 198884.1747 | 0 | 0 | 0 | 0 | 0 | 0 | 6556934.5604 | 0 | 0 | 0 | 0 | 0 | 0 | 0 | 0 | 0 | 0 | 0 | 0 | 70858.9504 | 0 | 0 | 0 | 0 | 0 | 0 | 0 | 0 | 226287.6926 | 292250.2184 | 0 | 0 | 0 | 0 | 0 | 0 | 0 | 0 | 0
2016-05-30 03:00 | 0 | 0 | 0 | 0 | 0 | 67918.8312 | 0 | 431028 | 0 | 0 | 0 | 0 | 128025.2243 | 0 | 0 | 0 | 0 | 0 | 0 | 6264684.342 | 0 | 0 | 0 | 0 | 0 | 0 | 0 | 0 | 0 | 0 | 0 | 0 | -70858.9504 | 0 | 0 | 0 | 0 | 0 | 0 | 0 | 0 | 0 | 292250.2184 | 0 | 0 | 0 | 0 | 0 | 0 | 0 | 0 | 0
2016-05-30 04:00 | 0 | 0 | 0 | 0 | 0 | 183106.732 | 0 | 404498 | 0 | 0 | 0 | 0 | 198884.1747 | 0 | 0 | 0 | 0 | 0 | 0 | 5972434.1236 | 0 | 0 | 0 | 0 | 0 | 0 | 0 | 0 | 0 | 0 | 0 | 0 | 70858.9504 | 0 | 0 | 0 | 0 | 0 | 0 | 0 | 0 | 0 | 292250.2184 | 0 | 0 | 0 | 0 | 0 | 0 | 0 | 0 | 0
2016-05-30 05:00 | 0 | 0 | 0 | 0 | 0 | 88171.7816 | 0 | 380422 | 0 | 0 | 0 | 0 | 198884.1747 | 0 | 0 | 0 | 0 | 0 | 0 | 5680183.9052 | 0 | 0 | 0 | 0 | 0 | 0 | 0 | 0 | 0 | 0 | 0 | 0 | 0 | 0 | 0 | 0 | 0 | 0 | 0 | 0 | 0 | 0 | 292250.2184 | 0 | 0 | 0 | 0 | 0 | 0 | 0 | 0 | 0
2016-05-30 06:00 | 0 | 0 | 0 | 0 | 0 | 0 | 0 | 362999 | 0 | 0 | 0 | 0 | 128025.2243 | 0 | 0 | 0 | 0 | 0 | 0 | 5388043.8556 | 0 | 0 | 0 | 0 | 0 | 0 | 0 | 0 | 0 | 0 | 0 | 0 | -70858.9504 | 0 | 0 | 0 | 0 | 0 | 0 | 0 | 0 | 110.1688 | 292250.2184 | 0 | 0 | 0 | 0 | 0 | 0 | 0 | 0 | 0
2016-05-30 07:00 | 0 | 0 | 0 | 0 | 0 | 375077.5535 | 0 | 349662 | 0 | 0 | 0 | 0 | 198884.1747 | 0 | 0 | 0 | 0 | 0 | 0 | 5342600.4587 | 0 | 0 | 0 | 0 | 0 | 0 | 0 | 0 | 0 | 0 | 0 | 0 | 70858.9504 | 0 | 0 | 0 | 0 | 0 | 0 | 0 | 0 | 246806.8215 | 292250.2184 | 0 | 0 | 0 | 0 | 0 | 0 | 0 | 0 | 0
2016-05-30 08:00 | 0 | 0 | 0 | 0 | 0 | 0 | 0 | 342344 | 0 | 0 | 0 | 0 | 128025.2243 | 0 | 0 | 0 | 0 | 0 | 0 | 5071115.4091 | 0 | 0 | 0 | 0 | 0 | 0 | 0 | 0 | 0 | 0 | 0 | 0 | -70858.9504 | 0 | 0 | 0 | 0 | 0 | 0 | 0 | 0 | 20765.1688 | 292250.2184 | 0 | 0 | 0 | 0 | 0 | 0 | 0 | 0 | 0
2016-05-30 09:00 | 0 | 0 | 0 | 0 | 0 | 118706.732 | 0 | 340098 | 0 | 0 | 0 | 0 | 198884.1747 | 0 | 0 | 0 | 0 | 0 | 0 | 4778865.1907 | 0 | 0 | 0 | 0 | 0 | 0 | 0 | 0 | 0 | 0 | 0 | 0 | 70858.9504 | 0 | 0 | 0 | 0 | 0 | 0 | 0 | 0 | 0 | 292250.2184 | 0 | 0 | 0 | 0 | 0 | 0 | 0 | 0 | 0
2016-05-30 10:00 | 0 | 0 | 0 | 0 | 0 | 0 | 0 | 340563 | 0 | 0 | 0 | 0 | 150571.3931 | 0 | 0 | 0 | 0 | 0 | 0 | 4486614.9723 | 0 | 0 | 0 | 0 | 0 | 0 | 0 | 0 | 0 | 0 | 0 | 0 | -48312.7816 | 0 | 0 | 0 | 0 | 0 | 0 | 0 | 0 | 0 | 292250.2184 | 0 | 0 | 0 | 0 | 0 | 0 | 0 | 0 | 0
2016-05-30 11:00 | 0 | 0 | 0 | 0 | 0 | 0 | 0.33805 | 346582 | 0 | 0 | 0 | 0 | 79712.4427 | 0 | 0 | 0 | 0 | 0 | 0 | 4210892.2608 | 0 | 0 | 0 | 0 | 0 | 0 | 0 | 0 | 0 | 0 | 0 | 0 | -70858.9504 | 0 | 0 | 0 | 0 | 0 | 0 | 0 | 0 | 16527.5068 | 292250.2184 | 0 | 0 | 0 | 0 | 0 | 0 | 0 | 0 | 0
2016-05-30 12:00 | 0 | 0 | 0 | 0 | 0 | 0 | 102968.5116 | 362900 | 0 | 0 | 0 | 0 | 8853.4923 | 0 | 0 | 0 | 0 | 0 | 0 | 4021819.7228 | 0 | 0 | 0 | 0 | 0 | 0 | 0 | 0 | 0 | 0 | 0 | 0 | -70858.9504 | 0 | 0 | 0 | 0 | 0 | 0 | 0 | 0 | 103177.6804 | 292250.2184 | 0 | 0 | 0 | 0 | 0 | 0 | 0 | 0 | 0
2016-05-30 13:00 | 0 | 0 | 0 | 0 | 0 | 0 | 465192.7812 | 390192 | 0 | 0 | 0 | 0 | 0 | 0 | 0 | 0 | 0 | 0 | 0 | 4105673.9962 | 0 | 0 | 0 | 0 | 0 | 0 | 0 | 0 | 0 | 0 | 0 | 0 | -8853.4923 | 0 | 0 | 0 | 0 | 0 | 0 | 0 | 0 | 83854.2735 | 0 | 0 | 0 | 0 | 0 | 0 | 0 | 0 | 0 | 0
2016-05-30 14:00 | 0 | 0 | 0 | 0 | 0 | 0 | 699166.5482 | 420252 | 0 | 0 | 0 | 0 | 0 | 0 | 0 | 0 | 0 | 0 | 0 | 4384588.5444 | 0 | 0 | 0 | 0 | 0 | 0 | 0 | 0 | 0 | 0 | 0 | 0 | 0 | 0 | 0 | 0 | 0 | 0 | 0 | 0 | 0 | 278914.5482 | 0 | 0 | 0 | 0 | 0 | 0 | 0 | 0 | 0 | 0
2016-05-30 15:00 | 0 | 0 | 0 | 0 | 0 | 0 | 818814.6523 | 448922 | 0 | 0 | 0 | 0 | 38185.6123 | 0 | 0 | 0 | 0 | 0 | 0 | 4716295.5844 | 0 | 0 | 0 | 0 | 0 | 0 | 0 | 0 | 0 | 0 | 0 | 0 | 38185.6123 | 0 | 0 | 0 | 0 | 0 | 0 | 0 | 0 | 331707.04 | 0 | 0 | 0 | 0 | 0 | 0 | 0 | 0 | 0 | 0
2016-05-30 16:00 | 0 | 0 | 0 | 0 | 0 | 0 | 870880.0517 | 472712 | 0 | 0 | 0 | 0 | 104646.624 | 0 | 0 | 0 | 0 | 0 | 0 | 5048002.6244 | 0 | 0 | 0 | 0 | 0 | 0 | 0 | 0 | 0 | 0 | 0 | 0 | 66461.0117 | 0 | 0 | 0 | 0 | 0 | 0 | 0 | 0 | 331707.04 | 0 | 0 | 0 | 0 | 0 | 0 | 0 | 0 | 0 | 0
2016-05-30 17:00 | 0 | 0 | 0 | 0 | 0 | 0 | 882527.2942 | 490171 | 0 | 0 | 0 | 0 | 165295.8782 | 0 | 0 | 0 | 0 | 0 | 0 | 5379709.6644 | 0 | 0 | 0 | 0 | 0 | 0 | 0 | 0 | 0 | 0 | 0 | 0 | 60649.2542 | 0 | 0 | 0 | 0 | 0 | 0 | 0 | 0 | 331707.04 | 0 | 0 | 0 | 0 | 0 | 0 | 0 | 0 | 0 | 0
2016-05-30 18:00 | 0 | 0 | 0 | 0 | 0 | 0 | 868905.3365 | 503610 | 0 | 0 | 0 | 0 | 198884.1747 | 0 | 0 | 0 | 0 | 0 | 0 | 5711416.7044 | 0 | 0 | 0 | 0 | 0 | 0 | 0 | 0 | 0 | 0 | 0 | 0 | 33588.2965 | 0 | 0 | 0 | 0 | 0 | 0 | 0 | 0 | 331707.04 | 0 | 0 | 0 | 0 | 0 | 0 | 0 | 0 | 0 | 0
2016-05-30 19:00 | 0 | 0 | 0 | 0 | 0 | 0 | 845299.04 | 513592 | 0 | 0 | 0 | 0 | 198884.1747 | 0 | 0 | 0 | 0 | 0 | 0 | 6043123.7444 | 0 | 0 | 0 | 0 | 0 | 0 | 0 | 0 | 0 | 0 | 0 | 0 | 0 | 0 | 0 | 0 | 0 | 0 | 0 | 0 | 0 | 331707.04 | 0 | 0 | 0 | 0 | 0 | 0 | 0 | 0 | 0 | 0
2016-05-30 20:00 | 0 | 0 | 0 | 0 | 0 | 0 | 853206.04 | 521499 | 0 | 0 | 0 | 0 | 198884.1747 | 0 | 0 | 0 | 0 | 0 | 0 | 6374830.7844 | 0 | 0 | 0 | 0 | 0 | 0 | 0 | 0 | 0 | 0 | 0 | 0 | 0 | 0 | 0 | 0 | 0 | 0 | 0 | 0 | 0 | 331707.04 | 0 | 0 | 0 | 0 | 0 | 0 | 0 | 0 | 0 | 0
2016-05-30 21:00 | 0 | 0 | 0 | 0 | 0 | 0 | 858405.04 | 526698 | 0 | 0 | 0 | 0 | 198884.1747 | 0 | 0 | 0 | 0 | 0 | 0 | 6706537.8244 | 0 | 0 | 0 | 0 | 0 | 0 | 0 | 0 | 0 | 0 | 0 | 0 | 0 | 0 | 0 | 0 | 0 | 0 | 0 | 0 | 0 | 331707.04 | 0 | 0 | 0 | 0 | 0 | 0 | 0 | 0 | 0 | 0
2016-05-30 22:00 | 0 | 0 | 0 | 0 | 0 | 0 | 826183.3904 | 526040 | 0 | 0 | 0 | 0 | 167320.5251 | 0 | 0 | 0 | 0 | 0 | 0 | 7038244.8644 | 0 | 0 | 0 | 0 | 0 | 0 | 0 | 0 | 0 | 0 | 0 | 0 | -31563.6496 | 0 | 0 | 0 | 0 | 0 | 0 | 0 | 0 | 331707.04 | 0 | 0 | 0 | 0 | 0 | 0 | 0 | 0 | 0 | 0
2016-05-30 23:00 | 0 | 0 | 0 | 0 | 0 | 0 | 736977.107 | 519884 | 0 | 0 | 0 | 0 | 198884.1747 | 0 | 0 | 0 | 0 | 0 | 0 | 7223774.3219 | 0 | 0 | 0 | 0 | 0 | 0 | 0 | 0 | 0 | 0 | 0 | 0 | 31563.6496 | 0 | 0 | 0 | 0 | 0 | 0 | 0 | 0 | 185529.4575 | 0 | 0 | 0 | 0 | 0 | 0 | 0 | 0 | 0 | 0
2016-05-31 | 0 | 0 | 0 | 0 | 0 | 0 | 581279.3226 | 510821 | 0 | 0 | 0 | 0 | 198884.1747 | 0 | 0 | 0 | 0 | 0 | 0 | 7294232.6445 | 0 | 0 | 0 | 0 | 0 | 0 | 0 | 0 | 0 | 0 | 0 | 0 | 0 | 0 | 0 | 0 | 0 | 0 | 0 | 0 | 0 | 70458.3226 | 0 | 0 | 0 | 0 | 0 | 0 | 0 | 0 | 0 | 0
2016-05-31 01:00 | 0 | 0 | 0 | 0 | 0 | 0 | 315867.509 | 501289 | 0 | 0 | 0 | 0 | 128025.2243 | 0 | 0 | 0 | 0 | 0 | 0 | 7179670.1039 | 0 | 0 | 0 | 0 | 0 | 0 | 0 | 0 | 0 | 0 | 0 | 0 | -70858.9504 | 0 | 0 | 0 | 0 | 0 | 0 | 0 | 0 | 177687.6778 | 292250.2184 | 0 | 0 | 0 | 0 | 0 | 0 | 0 | 0 | 0
2016-05-31 02:00 | 0 | 0 | 0 | 0 | 0 | 212138.803 | 44944.929 | 478475 | 0 | 0 | 0 | 0 | 198884.1747 | 0 | 0 | 0 | 0 | 0 | 0 | 6887419.8855 | 0 | 0 | 0 | 0 | 0 | 0 | 0 | 0 | 0 | 0 | 0 | 0 | 70858.9504 | 0 | 0 | 0 | 0 | 0 | 0 | 0 | 0 | 0 | 292250.2184 | 0 | 0 | 0 | 0 | 0 | 0 | 0 | 0 | 0
2016-05-31 03:00 | 0 | 0 | 0 | 0 | 0 | 83465.8312 | 0 | 446575 | 0 | 0 | 0 | 0 | 128025.2243 | 0 | 0 | 0 | 0 | 0 | 0 | 6595169.6672 | 0 | 0 | 0 | 0 | 0 | 0 | 0 | 0 | 0 | 0 | 0 | 0 | -70858.9504 | 0 | 0 | 0 | 0 | 0 | 0 | 0 | 0 | 0 | 292250.2184 | 0 | 0 | 0 | 0 | 0 | 0 | 0 | 0 | 0
2016-05-31 04:00 | 0 | 0 | 0 | 0 | 0 | 196034.732 | 0 | 417426 | 0 | 0 | 0 | 0 | 198884.1747 | 0 | 0 | 0 | 0 | 0 | 0 | 6302919.4488 | 0 | 0 | 0 | 0 | 0 | 0 | 0 | 0 | 0 | 0 | 0 | 0 | 70858.9504 | 0 | 0 | 0 | 0 | 0 | 0 | 0 | 0 | 0 | 292250.2184 | 0 | 0 | 0 | 0 | 0 | 0 | 0 | 0 | 0
2016-05-31 05:00 | 0 | 0 | 0 | 0 | 0 | 99815.7816 | 0 | 392066 | 0 | 0 | 0 | 0 | 198884.1747 | 0 | 0 | 0 | 0 | 0 | 0 | 6010669.2304 | 0 | 0 | 0 | 0 | 0 | 0 | 0 | 0 | 0 | 0 | 0 | 0 | 0 | 0 | 0 | 0 | 0 | 0 | 0 | 0 | 0 | 0 | 292250.2184 | 0 | 0 | 0 | 0 | 0 | 0 | 0 | 0 | 0
2016-05-31 06:00 | 0 | 0 | 0 | 0 | 0 | 9164.8312 | 0 | 372274 | 0 | 0 | 0 | 0 | 128025.2243 | 0 | 0 | 0 | 0 | 0 | 0 | 5718419.012 | 0 | 0 | 0 | 0 | 0 | 0 | 0 | 0 | 0 | 0 | 0 | 0 | -70858.9504 | 0 | 0 | 0 | 0 | 0 | 0 | 0 | 0 | 0 | 292250.2184 | 0 | 0 | 0 | 0 | 0 | 0 | 0 | 0 | 0
2016-05-31 07:00 | 0 | 0 | 0 | 0 | 0 | 341437.5477 | 0 | 359147 | 0 | 0 | 0 | 0 | 70858.9504 | 0 | 0 | 0 | 0 | 0 | 0 | 5757875.8336 | 0 | 0 | 0 | 0 | 0 | 0 | 0 | 0 | 0 | 0 | 0 | 0 | -57166.2739 | 0 | 0 | 0 | 0 | 0 | 0 | 0 | 0 | 331707.04 | 292250.2184 | 0 | 0 | 0 | 0 | 0 | 0 | 0 | 0 | 0
2016-05-31 08:00 | 0 | 0 | 0 | 0 | 0 | 0 | 0 | 355102 | 0 | 0 | 0 | 0 | 0 | 0 | 0 | 0 | 0 | 0 | 0 | 5473632.784 | 0 | 0 | 0 | 0 | 0 | 0 | 0 | 0 | 0 | 0 | 0 | 0 | -70858.9504 | 0 | 0 | 0 | 0 | 0 | 0 | 0 | 0 | 8007.1688 | 292250.2184 | 0 | 0 | 0 | 0 | 0 | 0 | 0 | 0 | 0
2016-05-31 09:00 | 0 | 0 | 0 | 0 | 0 | 141045.732 | 0 | 362437 | 0 | 0 | 0 | 0 | 70858.9504 | 0 | 0 | 0 | 0 | 0 | 0 | 5181382.5656 | 0 | 0 | 0 | 0 | 0 | 0 | 0 | 0 | 0 | 0 | 0 | 0 | 70858.9504 | 0 | 0 | 0 | 0 | 0 | 0 | 0 | 0 | 0 | 292250.2184 | 0 | 0 | 0 | 0 | 0 | 0 | 0 | 0 | 0
2016-05-31 10:00 | 0 | 0 | 0 | 0 | 0 | 88618.7816 | 0 | 380869 | 0 | 0 | 0 | 0 | 70858.9504 | 0 | 0 | 0 | 0 | 0 | 0 | 4889132.3473 | 0 | 0 | 0 | 0 | 0 | 0 | 0 | 0 | 0 | 0 | 0 | 0 | 0 | 0 | 0 | 0 | 0 | 0 | 0 | 0 | 0 | 0 | 292250.2184 | 0 | 0 | 0 | 0 | 0 | 0 | 0 | 0 | 0
2016-05-31 11:00 | 0 | 0 | 0 | 0 | 0 | 41324.3976 | 0.43358 | 404434 | 0 | 0 | 0 | 0 | 0 | 0 | 0 | 0 | 0 | 0 | 0 | 4596882.1289 | 0 | 0 | 0 | 0 | 0 | 0 | 0 | 0 | 0 | 0 | 0 | 0 | -70858.9504 | 0 | 0 | 0 | 0 | 0 | 0 | 0 | 0 | 0 | 292250.2184 | 0 | 0 | 0 | 0 | 0 | 0 | 0 | 0 | 0
2016-05-31 12:00 | 0 | 0 | 0 | 0 | 0 | 274002.8806 | 125494.9709 | 430258 | 0 | 0 | 0 | 0 | 0 | 0 | 0 | 0 | 0 | 0 | 0 | 4566121.9803 | 0 | 0 | 0 | 0 | 0 | 0 | 0 | 0 | 0 | 0 | 0 | 0 | 0 | 0 | 0 | 0 | 0 | 0 | 0 | 0 | 0 | 261490.0699 | 292250.2184 | 0 | 0 | 0 | 0 | 0 | 0 | 0 | 0 | 0
2016-05-31 13:00 | 0 | 0 | 0 | 0 | 0 | 0 | 528915.1425 | 457434 | 0 | 0 | 0 | 0 | 0 | 0 | 0 | 0 | 0 | 0 | 0 | 4637603.1228 | 0 | 0 | 0 | 0 | 0 | 0 | 0 | 0 | 0 | 0 | 0 | 0 | 0 | 0 | 0 | 0 | 0 | 0 | 0 | 0 | 0 | 71481.1425 | 0 | 0 | 0 | 0 | 0 | 0 | 0 | 0 | 0 | 0
2016-05-31 14:00 | 0 | 0 | 0 | 0 | 0 | 0 | 727757.0374 | 485399 | 0 | 0 | 0 | 0 | 0 | 0 | 0 | 0 | 0 | 0 | 0 | 4879961.1602 | 0 | 0 | 0 | 0 | 0 | 0 | 0 | 0 | 0 | 0 | 0 | 0 | 0 | 0 | 0 | 0 | 0 | 0 | 0 | 0 | 0 | 242358.0374 | 0 | 0 | 0 | 0 | 0 | 0 | 0 | 0 | 0 | 0
2016-05-31 15:00 | 0 | 0 | 0 | 0 | 0 | 0 | 822620.5175 | 511566 | 0 | 0 | 0 | 0 | 70858.9504 | 0 | 0 | 0 | 0 | 0 | 0 | 5120156.7274 | 0 | 0 | 0 | 0 | 0 | 0 | 0 | 0 | 0 | 0 | 0 | 0 | 70858.9504 | 0 | 0 | 0 | 0 | 0 | 0 | 0 | 0 | 240195.5671 | 0 | 0 | 0 | 0 | 0 | 0 | 0 | 0 | 0 | 0
2016-05-31 16:00 | 0 | 0 | 0 | 0 | 0 | 0 | 864362.6282 | 533684 | 0 | 0 | 0 | 0 | 106559.9445 | 0 | 0 | 0 | 0 | 0 | 0 | 5415134.3614 | 0 | 0 | 0 | 0 | 0 | 0 | 0 | 0 | 0 | 0 | 0 | 0 | 35700.9941 | 0 | 0 | 0 | 0 | 0 | 0 | 0 | 0 | 294977.6341 | 0 | 0 | 0 | 0 | 0 | 0 | 0 | 0 | 0 | 0
2016-05-31 17:00 | 0 | 0 | 0 | 0 | 0 | 0 | 864409.9801 | 552896 | 0 | 0 | 0 | 0 | 177418.8949 | 0 | 0 | 0 | 0 | 0 | 0 | 5655789.3911 | 0 | 0 | 0 | 0 | 0 | 0 | 0 | 0 | 0 | 0 | 0 | 0 | 70858.9504 | 0 | 0 | 0 | 0 | 0 | 0 | 0 | 0 | 240655.0297 | 0 | 0 | 0 | 0 | 0 | 0 | 0 | 0 | 0 | 0
2016-05-31 18:00 | 0 | 0 | 0 | 0 | 0 | 0 | 849015.3693 | 566702 | 0 | 0 | 0 | 0 | 128025.2243 | 0 | 0 | 0 | 0 | 0 | 0 | 5987496.4311 | 0 | 0 | 0 | 0 | 0 | 0 | 0 | 0 | 0 | 0 | 0 | 0 | -49393.6707 | 0 | 0 | 0 | 0 | 0 | 0 | 0 | 0 | 331707.04 | 0 | 0 | 0 | 0 | 0 | 0 | 0 | 0 | 0 | 0
2016-05-31 19:00 | 0 | 0 | 0 | 0 | 0 | 0 | 826299.1298 | 575476 | 0 | 0 | 0 | 0 | 57166.2739 | 0 | 0 | 0 | 0 | 0 | 0 | 6309178.5114 | 0 | 0 | 0 | 0 | 0 | 0 | 0 | 0 | 0 | 0 | 0 | 0 | -70858.9504 | 0 | 0 | 0 | 0 | 0 | 0 | 0 | 0 | 321682.0802 | 0 | 0 | 0 | 0 | 0 | 0 | 0 | 0 | 0 | 0
2016-05-31 20:00 | 0 | 0 | 0 | 0 | 0 | 0 | 808024.7285 | 578930 | 0 | 0 | 0 | 0 | 128025.2243 | 0 | 0 | 0 | 0 | 0 | 0 | 6467414.2894 | 0 | 0 | 0 | 0 | 0 | 0 | 0 | 0 | 0 | 0 | 0 | 0 | 70858.9504 | 0 | 0 | 0 | 0 | 0 | 0 | 0 | 0 | 158235.7781 | 0 | 0 | 0 | 0 | 0 | 0 | 0 | 0 | 0 | 0
2016-05-31 21:00 | 0 | 0 | 0 | 0 | 0 | 0 | 785665.9861 | 578388 | 0 | 0 | 0 | 0 | 198884.1747 | 0 | 0 | 0 | 0 | 0 | 0 | 6603833.3251 | 0 | 0 | 0 | 0 | 0 | 0 | 0 | 0 | 0 | 0 | 0 | 0 | 70858.9504 | 0 | 0 | 0 | 0 | 0 | 0 | 0 | 0 | 136419.0357 | 0 | 0 | 0 | 0 | 0 | 0 | 0 | 0 | 0 | 0
2016-05-31 22:00 | 0 | 0 | 0 | 0 | 0 | 0 | 750816.0658 | 571152 | 0 | 0 | 0 | 0 | 128025.2243 | 0 | 0 | 0 | 0 | 0 | 0 | 6854356.3413 | 0 | 0 | 0 | 0 | 0 | 0 | 0 | 0 | 0 | 0 | 0 | 0 | -70858.9504 | 0 | 0 | 0 | 0 | 0 | 0 | 0 | 0 | 250523.0162 | 0 | 0 | 0 | 0 | 0 | 0 | 0 | 0 | 0 | 0
2016-05-31 23:00 | 0 | 0 | 0 | 0 | 0 | 0 | 674674.4689 | 558447 | 0 | 0 | 0 | 0 | 198884.1747 | 0 | 0 | 0 | 0 | 0 | 0 | 6899724.8598 | 0 | 0 | 0 | 0 | 0 | 0 | 0 | 0 | 0 | 0 | 0 | 0 | 70858.9504 | 0 | 0 | 0 | 0 | 0 | 0 | 0 | 0 | 45368.5185 | 0 | 0 | 0 | 0 | 0 | 0 | 0 | 0 | 0 | 0
2016-06-01 | 0 | 0 | 0 | 0 | 0 | 0 | 539814.2222 | 545151 | 0 | 0 | 0 | 0 | 193547.3969 | 0 | 0 | 0 | 0 | 0 | 0 | 6899724.8598 | 0 | 0 | 0 | 0 | 0 | 0 | 0 | 0 | 0 | 0 | 0 | 0 | -5336.7778 | 0 | 0 | 0 | 0 | 0 | 0 | 0 | 0 | 0 | 0 | 0 | 0 | 0 | 0 | 0 | 0 | 0 | 0 | 0
2016-06-01 01:00 | 0 | 0 | 0 | 0 | 0 | 0 | 324307.0714 | 533134 | 0 | 0 | 0 | 0 | 128025.2243 | 0 | 0 | 0 | 0 | 0 | 0 | 6756420.1038 | 0 | 0 | 0 | 0 | 0 | 0 | 0 | 0 | 0 | 0 | 0 | 0 | -65522.1726 | 0 | 0 | 0 | 0 | 0 | 0 | 0 | 0 | 148945.4623 | 292250.2184 | 0 | 0 | 0 | 0 | 0 | 0 | 0 | 0 | 0
2016-06-01 02:00 | 0 | 0 | 0 | 0 | 0 | 418726.0702 | 60382.0037 | 505636 | 0 | 0 | 0 | 0 | 198884.1747 | 0 | 0 | 0 | 0 | 0 | 0 | 6659033.2273 | 0 | 0 | 0 | 0 | 0 | 0 | 0 | 0 | 0 | 0 | 0 | 0 | 70858.9504 | 0 | 0 | 0 | 0 | 0 | 0 | 0 | 0 | 194863.3419 | 292250.2184 | 0 | 0 | 0 | 0 | 0 | 0 | 0 | 0 | 0
2016-06-01 03:00 | 0 | 0 | 0 | 0 | 0 | 106845.8112 | 0.020052 | 469955 | 0 | 0 | 0 | 0 | 128025.2243 | 0 | 0 | 0 | 0 | 0 | 0 | 6366783.0089 | 0 | 0 | 0 | 0 | 0 | 0 | 0 | 0 | 0 | 0 | 0 | 0 | -70858.9504 | 0 | 0 | 0 | 0 | 0 | 0 | 0 | 0 | 0 | 292250.2184 | 0 | 0 | 0 | 0 | 0 | 0 | 0 | 0 | 0
2016-06-01 04:00 | 0 | 0 | 0 | 0 | 0 | 215555.732 | 0 | 436947 | 0 | 0 | 0 | 0 | 198884.1747 | 0 | 0 | 0 | 0 | 0 | 0 | 6074532.7905 | 0 | 0 | 0 | 0 | 0 | 0 | 0 | 0 | 0 | 0 | 0 | 0 | 70858.9504 | 0 | 0 | 0 | 0 | 0 | 0 | 0 | 0 | 0 | 292250.2184 | 0 | 0 | 0 | 0 | 0 | 0 | 0 | 0 | 0
2016-06-01 05:00 | 0 | 0 | 0 | 0 | 0 | 117277.7816 | 0 | 409528 | 0 | 0 | 0 | 0 | 198884.1747 | 0 | 0 | 0 | 0 | 0 | 0 | 5782282.5721 | 0 | 0 | 0 | 0 | 0 | 0 | 0 | 0 | 0 | 0 | 0 | 0 | 0 | 0 | 0 | 0 | 0 | 0 | 0 | 0 | 0 | 0 | 292250.2184 | 0 | 0 | 0 | 0 | 0 | 0 | 0 | 0 | 0
2016-06-01 06:00 | 0 | 0 | 0 | 0 | 0 | 25352.8312 | 0 | 388462 | 0 | 0 | 0 | 0 | 128025.2243 | 0 | 0 | 0 | 0 | 0 | 0 | 5490032.3537 | 0 | 0 | 0 | 0 | 0 | 0 | 0 | 0 | 0 | 0 | 0 | 0 | -70858.9504 | 0 | 0 | 0 | 0 | 0 | 0 | 0 | 0 | 0 | 292250.2184 | 0 | 0 | 0 | 0 | 0 | 0 | 0 | 0 | 0
2016-06-01 07:00 | 0 | 0 | 0 | 0 | 0 | 152468.732 | 0 | 373860 | 0 | 0 | 0 | 0 | 198884.1747 | 0 | 0 | 0 | 0 | 0 | 0 | 5197782.1354 | 0 | 0 | 0 | 0 | 0 | 0 | 0 | 0 | 0 | 0 | 0 | 0 | 70858.9504 | 0 | 0 | 0 | 0 | 0 | 0 | 0 | 0 | 0 | 292250.2184 | 0 | 0 | 0 | 0 | 0 | 0 | 0 | 0 | 0
2016-06-01 08:00 | 0 | 0 | 0 | 0 | 0 | 18210.5077 | 0 | 367627 | 0 | 0 | 0 | 0 | 141717.9008 | 0 | 0 | 0 | 0 | 0 | 0 | 4905531.917 | 0 | 0 | 0 | 0 | 0 | 0 | 0 | 0 | 0 | 0 | 0 | 0 | -57166.2739 | 0 | 0 | 0 | 0 | 0 | 0 | 0 | 0 | 0 | 292250.2184 | 0 | 0 | 0 | 0 | 0 | 0 | 0 | 0 | 0
2016-06-01 09:00 | 0 | 0 | 0 | 0 | 0 | 9733.8312 | 0 | 372843 | 0 | 0 | 0 | 0 | 70858.9504 | 0 | 0 | 0 | 0 | 0 | 0 | 4613281.6986 | 0 | 0 | 0 | 0 | 0 | 0 | 0 | 0 | 0 | 0 | 0 | 0 | -70858.9504 | 0 | 0 | 0 | 0 | 0 | 0 | 0 | 0 | 0 | 292250.2184 | 0 | 0 | 0 | 0 | 0 | 0 | 0 | 0 | 0
2016-06-01 10:00 | 0 | 0 | 0 | 0 | 0 | 25347.8312 | 0 | 388457 | 0 | 0 | 0 | 0 | 0 | 0 | 0 | 0 | 0 | 0 | 0 | 4321031.4802 | 0 | 0 | 0 | 0 | 0 | 0 | 0 | 0 | 0 | 0 | 0 | 0 | -70858.9504 | 0 | 0 | 0 | 0 | 0 | 0 | 0 | 0 | 0 | 292250.2184 | 0 | 0 | 0 | 0 | 0 | 0 | 0 | 0 | 0
2016-06-01 11:00 | 0 | 0 | 0 | 0 | 0 | 378830.8279 | 7.9683 | 411140 | 0 | 0 | 0 | 0 | 0 | 0 | 0 | 0 | 0 | 0 | 0 | 4288730.2764 | 0 | 0 | 0 | 0 | 0 | 0 | 0 | 0 | 0 | 0 | 0 | 0 | 0 | 0 | 0 | 0 | 0 | 0 | 0 | 0 | 0 | 259949.0146 | 292250.2184 | 0 | 0 | 0 | 0 | 0 | 0 | 0 | 0 | 0
2016-06-01 12:00 | 0 | 0 | 0 | 0 | 0 | 250485.6687 | 77899.4865 | 435165 | 0 | 0 | 0 | 0 | 0 | 0 | 0 | 0 | 0 | 0 | 0 | 4181950.4316 | 0 | 0 | 0 | 0 | 0 | 0 | 0 | 0 | 0 | 0 | 0 | 0 | 0 | 0 | 0 | 0 | 0 | 0 | 0 | 0 | 0 | 185470.3736 | 292250.2184 | 0 | 0 | 0 | 0 | 0 | 0 | 0 | 0 | 0
2016-06-01 13:00 | 0 | 0 | 0 | 0 | 0 | 0 | 435192.5087 | 458866 | 0 | 0 | 0 | 0 | 0 | 0 | 0 | 0 | 0 | 0 | 0 | 4158276.9403 | 0 | 0 | 0 | 0 | 0 | 0 | 0 | 0 | 0 | 0 | 0 | 0 | 0 | 0 | 0 | 0 | 0 | 0 | 0 | 0 | 0 | 268576.7271 | 292250.2184 | 0 | 0 | 0 | 0 | 0 | 0 | 0 | 0 | 0
2016-06-01 14:00 | 0 | 0 | 0 | 0 | 0 | 251350.3433 | 636595.6471 | 485380 | 0 | 0 | 0 | 0 | 70858.9504 | 0 | 0 | 0 | 0 | 0 | 0 | 4489983.9803 | 0 | 0 | 0 | 0 | 0 | 0 | 0 | 0 | 0 | 0 | 0 | 0 | 70858.9504 | 0 | 0 | 0 | 0 | 0 | 0 | 0 | 0 | 331707.04 | 0 | 0 | 0 | 0 | 0 | 0 | 0 | 0 | 0 | 0
2016-06-01 15:00 | 0 | 0 | 0 | 0 | 0 | 0 | 750018.8084 | 510547 | 0 | 0 | 0 | 0 | 0 | 0 | 0 | 0 | 0 | 0 | 0 | 4800314.739 | 0 | 0 | 0 | 0 | 0 | 0 | 0 | 0 | 0 | 0 | 0 | 0 | -70858.9504 | 0 | 0 | 0 | 0 | 0 | 0 | 0 | 0 | 310330.7588 | 0 | 0 | 0 | 0 | 0 | 0 | 0 | 0 | 0 | 0
2016-06-01 16:00 | 0 | 0 | 0 | 0 | 0 | 0 | 793217.9409 | 531408 | 0 | 0 | 0 | 0 | 70858.9504 | 0 | 0 | 0 | 0 | 0 | 0 | 4991265.7295 | 0 | 0 | 0 | 0 | 0 | 0 | 0 | 0 | 0 | 0 | 0 | 0 | 70858.9504 | 0 | 0 | 0 | 0 | 0 | 0 | 0 | 0 | 190950.9905 | 0 | 0 | 0 | 0 | 0 | 0 | 0 | 0 | 0 | 0
2016-06-01 17:00 | 0 | 0 | 0 | 0 | 0 | 0 | 799662.578 | 550110 | 0 | 0 | 0 | 0 | 58110.5426 | 0 | 0 | 0 | 0 | 0 | 0 | 5253566.7153 | 0 | 0 | 0 | 0 | 0 | 0 | 0 | 0 | 0 | 0 | 0 | 0 | -12748.4078 | 0 | 0 | 0 | 0 | 0 | 0 | 0 | 0 | 262300.9858 | 0 | 0 | 0 | 0 | 0 | 0 | 0 | 0 | 0 | 0
2016-06-01 18:00 | 0 | 0 | 0 | 0 | 0 | 0 | 786419.6605 | 564854 | 0 | 0 | 0 | 0 | 128969.493 | 0 | 0 | 0 | 0 | 0 | 0 | 5404273.4255 | 0 | 0 | 0 | 0 | 0 | 0 | 0 | 0 | 0 | 0 | 0 | 0 | 70858.9504 | 0 | 0 | 0 | 0 | 0 | 0 | 0 | 0 | 150706.7101 | 0 | 0 | 0 | 0 | 0 | 0 | 0 | 0 | 0 | 0
2016-06-01 19:00 | 0 | 0 | 0 | 0 | 0 | 0 | 770487.0929 | 574628 | 0 | 0 | 0 | 0 | 58110.5426 | 0 | 0 | 0 | 0 | 0 | 0 | 5670991.4687 | 0 | 0 | 0 | 0 | 0 | 0 | 0 | 0 | 0 | 0 | 0 | 0 | -70858.9504 | 0 | 0 | 0 | 0 | 0 | 0 | 0 | 0 | 266718.0433 | 0 | 0 | 0 | 0 | 0 | 0 | 0 | 0 | 0 | 0
2016-06-01 20:00 | 0 | 0 | 0 | 0 | 0 | 0 | 752582.5442 | 580324 | 0 | 0 | 0 | 0 | 128969.493 | 0 | 0 | 0 | 0 | 0 | 0 | 5772391.0625 | 0 | 0 | 0 | 0 | 0 | 0 | 0 | 0 | 0 | 0 | 0 | 0 | 70858.9504 | 0 | 0 | 0 | 0 | 0 | 0 | 0 | 0 | 101399.5938 | 0 | 0 | 0 | 0 | 0 | 0 | 0 | 0 | 0 | 0
2016-06-01 21:00 | 0 | 0 | 0 | 0 | 0 | 0 | 728163.1294 | 579092 | 0 | 0 | 0 | 0 | 58110.5426 | 0 | 0 | 0 | 0 | 0 | 0 | 5992321.1423 | 0 | 0 | 0 | 0 | 0 | 0 | 0 | 0 | 0 | 0 | 0 | 0 | -70858.9504 | 0 | 0 | 0 | 0 | 0 | 0 | 0 | 0 | 219930.0798 | 0 | 0 | 0 | 0 | 0 | 0 | 0 | 0 | 0 | 0
2016-06-01 22:00 | 0 | 0 | 0 | 0 | 0 | 0 | 695003.5984 | 570068 | 0 | 0 | 0 | 0 | 128969.493 | 0 | 0 | 0 | 0 | 0 | 0 | 6046397.7903 | 0 | 0 | 0 | 0 | 0 | 0 | 0 | 0 | 0 | 0 | 0 | 0 | 70858.9504 | 0 | 0 | 0 | 0 | 0 | 0 | 0 | 0 | 54076.648 | 0 | 0 | 0 | 0 | 0 | 0 | 0 | 0 | 0 | 0
2016-06-01 23:00 | 0 | 0 | 0 | 0 | 0 | 0 | 626471.6817 | 556557 | 0 | 0 | 0 | 0 | 198884.1747 | 0 | 0 | 0 | 0 | 0 | 0 | 6046397.7903 | 0 | 0 | 0 | 0 | 0 | 0 | 0 | 0 | 0 | 0 | 0 | 0 | 69914.6817 | 0 | 0 | 0 | 0 | 0 | 0 | 0 | 0 | 0 | 0 | 0 | 0 | 0 | 0 | 0 | 0 | 0 | 0 | 0
2016-06-02 | 0 | 0 | 0 | 0 | 0 | 0 | 498316.2083 | 544273 | 0 | 0 | 0 | 0 | 128025.2243 | 0 | 0 | 0 | 0 | 0 | 0 | 6071299.949 | 0 | 0 | 0 | 0 | 0 | 0 | 0 | 0 | 0 | 0 | 0 | 0 | -70858.9504 | 0 | 0 | 0 | 0 | 0 | 0 | 0 | 0 | 317152.3771 | 292250.2184 | 0 | 0 | 0 | 0 | 0 | 0 | 0 | 0 | 0
2016-06-02 01:00 | 0 | 0 | 0 | 0 | 0 | 0 | 314984.5344 | 532348 | 0 | 0 | 0 | 0 | 198884.1747 | 0 | 0 | 0 | 0 | 0 | 0 | 5783077.533 | 0 | 0 | 0 | 0 | 0 | 0 | 0 | 0 | 0 | 0 | 0 | 0 | 70858.9504 | 0 | 0 | 0 | 0 | 0 | 0 | 0 | 0 | 4027.8024 | 292250.2184 | 0 | 0 | 0 | 0 | 0 | 0 | 0 | 0 | 0
2016-06-02 02:00 | 0 | 0 | 0 | 0 | 0 | 83648.3643 | 60732.4669 | 507490 | 0 | 0 | 0 | 0 | 128025.2243 | 0 | 0 | 0 | 0 | 0 | 0 | 5490827.3146 | 0 | 0 | 0 | 0 | 0 | 0 | 0 | 0 | 0 | 0 | 0 | 0 | -70858.9504 | 0 | 0 | 0 | 0 | 0 | 0 | 0 | 0 | 0 | 292250.2184 | 0 | 0 | 0 | 0 | 0 | 0 | 0 | 0 | 0
2016-06-02 03:00 | 0 | 0 | 0 | 0 | 0 | 180338.5716 | 0.20997 | 472589 | 0 | 0 | 0 | 0 | 128025.2243 | 0 | 0 | 0 | 0 | 0 | 0 | 5198577.0963 | 0 | 0 | 0 | 0 | 0 | 0 | 0 | 0 | 0 | 0 | 0 | 0 | 0 | 0 | 0 | 0 | 0 | 0 | 0 | 0 | 0 | 0 | 292250.2184 | 0 | 0 | 0 | 0 | 0 | 0 | 0 | 0 | 0
2016-06-02 04:00 | 0 | 0 | 0 | 0 | 0 | 218298.732 | 0 | 439690 | 0 | 0 | 0 | 0 | 198884.1747 | 0 | 0 | 0 | 0 | 0 | 0 | 4906326.8779 | 0 | 0 | 0 | 0 | 0 | 0 | 0 | 0 | 0 | 0 | 0 | 0 | 70858.9504 | 0 | 0 | 0 | 0 | 0 | 0 | 0 | 0 | 0 | 292250.2184 | 0 | 0 | 0 | 0 | 0 | 0 | 0 | 0 | 0
2016-06-02 05:00 | 0 | 0 | 0 | 0 | 0 | 49198.8312 | 0 | 412308 | 0 | 0 | 0 | 0 | 128025.2243 | 0 | 0 | 0 | 0 | 0 | 0 | 4614076.6595 | 0 | 0 | 0 | 0 | 0 | 0 | 0 | 0 | 0 | 0 | 0 | 0 | -70858.9504 | 0 | 0 | 0 | 0 | 0 | 0 | 0 | 0 | 0 | 292250.2184 | 0 | 0 | 0 | 0 | 0 | 0 | 0 | 0 | 0
2016-06-02 06:00 | 0 | 0 | 0 | 0 | 0 | 168966.732 | 0 | 390358 | 0 | 0 | 0 | 0 | 198884.1747 | 0 | 0 | 0 | 0 | 0 | 0 | 4321826.4411 | 0 | 0 | 0 | 0 | 0 | 0 | 0 | 0 | 0 | 0 | 0 | 0 | 70858.9504 | 0 | 0 | 0 | 0 | 0 | 0 | 0 | 0 | 0 | 292250.2184 | 0 | 0 | 0 | 0 | 0 | 0 | 0 | 0 | 0
2016-06-02 07:00 | 0 | 0 | 0 | 0 | 0 | 12769.8312 | 0 | 375879 | 0 | 0 | 0 | 0 | 128025.2243 | 0 | 0 | 0 | 0 | 0 | 0 | 4029576.2227 | 0 | 0 | 0 | 0 | 0 | 0 | 0 | 0 | 0 | 0 | 0 | 0 | -70858.9504 | 0 | 0 | 0 | 0 | 0 | 0 | 0 | 0 | 0 | 292250.2184 | 0 | 0 | 0 | 0 | 0 | 0 | 0 | 0 | 0
2016-06-02 08:00 | 0 | 0 | 0 | 0 | 0 | 330051.9964 | 0 | 370219 | 0 | 0 | 0 | 0 | 198884.1747 | 0 | 0 | 0 | 0 | 0 | 0 | 3918550.2687 | 0 | 0 | 0 | 0 | 0 | 0 | 0 | 0 | 0 | 0 | 0 | 0 | 70858.9504 | 0 | 0 | 0 | 0 | 0 | 0 | 0 | 0 | 181224.2644 | 292250.2184 | 0 | 0 | 0 | 0 | 0 | 0 | 0 | 0 | 0
2016-06-02 09:00 | 0 | 0 | 0 | 0 | 0 | 26381.5077 | 0 | 375798 | 0 | 0 | 0 | 0 | 141717.9008 | 0 | 0 | 0 | 0 | 0 | 0 | 3626300.0503 | 0 | 0 | 0 | 0 | 0 | 0 | 0 | 0 | 0 | 0 | 0 | 0 | -57166.2739 | 0 | 0 | 0 | 0 | 0 | 0 | 0 | 0 | 0 | 292250.2184 | 0 | 0 | 0 | 0 | 0 | 0 | 0 | 0 | 0
2016-06-02 10:00 | 0 | 0 | 0 | 0 | 0 | 30235.8312 | 0 | 393345 | 0 | 0 | 0 | 0 | 70858.9504 | 0 | 0 | 0 | 0 | 0 | 0 | 3334049.8319 | 0 | 0 | 0 | 0 | 0 | 0 | 0 | 0 | 0 | 0 | 0 | 0 | -70858.9504 | 0 | 0 | 0 | 0 | 0 | 0 | 0 | 0 | 0 | 292250.2184 | 0 | 0 | 0 | 0 | 0 | 0 | 0 | 0 | 0
2016-06-02 11:00 | 0 | 0 | 0 | 0 | 0 | 301887.7132 | 5.5641 | 414211 | 0 | 0 | 0 | 0 | 0 | 0 | 0 | 0 | 0 | 0 | 0 | 3292591.0597 | 0 | 0 | 0 | 0 | 0 | 0 | 0 | 0 | 0 | 0 | 0 | 0 | -70858.9504 | 0 | 0 | 0 | 0 | 0 | 0 | 0 | 0 | 250791.4461 | 292250.2184 | 0 | 0 | 0 | 0 | 0 | 0 | 0 | 0 | 0
2016-06-02 12:00 | 0 | 0 | 0 | 0 | 0 | 159530.9075 | 109988.4369 | 435951 | 0 | 0 | 0 | 0 | 0 | 0 | 0 | 0 | 0 | 0 | 0 | 3126159.4041 | 0 | 0 | 0 | 0 | 0 | 0 | 0 | 0 | 0 | 0 | 0 | 0 | 0 | 0 | 0 | 0 | 0 | 0 | 0 | 0 | 0 | 125818.5628 | 292250.2184 | 0 | 0 | 0 | 0 | 0 | 0 | 0 | 0 | 0
2016-06-02 13:00 | 0 | 0 | 0 | 0 | 0 | 0 | 492323.3815 | 457230 | 0 | 0 | 0 | 0 | 0 | 0 | 0 | 0 | 0 | 0 | 0 | 3161252.7856 | 0 | 0 | 0 | 0 | 0 | 0 | 0 | 0 | 0 | 0 | 0 | 0 | 0 | 0 | 0 | 0 | 0 | 0 | 0 | 0 | 0 | 35093.3815 | 0 | 0 | 0 | 0 | 0 | 0 | 0 | 0 | 0 | 0
2016-06-02 14:00 | 0 | 0 | 0 | 0 | 0 | 0 | 704814.372 | 479125 | 0 | 0 | 0 | 0 | 0 | 0 | 0 | 0 | 0 | 0 | 0 | 3386942.1576 | 0 | 0 | 0 | 0 | 0 | 0 | 0 | 0 | 0 | 0 | 0 | 0 | 0 | 0 | 0 | 0 | 0 | 0 | 0 | 0 | 0 | 225689.372 | 0 | 0 | 0 | 0 | 0 | 0 | 0 | 0 | 0 | 0
2016-06-02 15:00 | 0 | 0 | 0 | 0 | 0 | 0 | 825427.6425 | 500458 | 0 | 0 | 0 | 0 | 70858.9504 | 0 | 0 | 0 | 0 | 0 | 0 | 3641052.8497 | 0 | 0 | 0 | 0 | 0 | 0 | 0 | 0 | 0 | 0 | 0 | 0 | 70858.9504 | 0 | 0 | 0 | 0 | 0 | 0 | 0 | 0 | 254110.6921 | 0 | 0 | 0 | 0 | 0 | 0 | 0 | 0 | 0 | 0
2016-06-02 16:00 | 0 | 0 | 0 | 0 | 0 | 0 | 871766.9138 | 519600 | 0 | 0 | 0 | 0 | 91318.8242 | 0 | 0 | 0 | 0 | 0 | 0 | 3972759.8897 | 0 | 0 | 0 | 0 | 0 | 0 | 0 | 0 | 0 | 0 | 0 | 0 | 20459.8738 | 0 | 0 | 0 | 0 | 0 | 0 | 0 | 0 | 331707.04 | 0 | 0 | 0 | 0 | 0 | 0 | 0 | 0 | 0 | 0
2016-06-02 17:00 | 0 | 0 | 0 | 0 | 0 | 0 | 877869.2072 | 537657 | 0 | 0 | 0 | 0 | 162177.7746 | 0 | 0 | 0 | 0 | 0 | 0 | 4242113.1465 | 0 | 0 | 0 | 0 | 0 | 0 | 0 | 0 | 0 | 0 | 0 | 0 | 70858.9504 | 0 | 0 | 0 | 0 | 0 | 0 | 0 | 0 | 269353.2568 | 0 | 0 | 0 | 0 | 0 | 0 | 0 | 0 | 0 | 0
2016-06-02 18:00 | 0 | 0 | 0 | 0 | 0 | 0 | 871428.928 | 551753 | 0 | 0 | 0 | 0 | 161091.764 | 0 | 0 | 0 | 0 | 0 | 0 | 4562875.0851 | 0 | 0 | 0 | 0 | 0 | 0 | 0 | 0 | 0 | 0 | 0 | 0 | -1086.0106 | 0 | 0 | 0 | 0 | 0 | 0 | 0 | 0 | 320761.9386 | 0 | 0 | 0 | 0 | 0 | 0 | 0 | 0 | 0 | 0
2016-06-02 19:00 | 0 | 0 | 0 | 0 | 0 | 0 | 860225.5003 | 561585 | 0 | 0 | 0 | 0 | 128025.2243 | 0 | 0 | 0 | 0 | 0 | 0 | 4894582.1251 | 0 | 0 | 0 | 0 | 0 | 0 | 0 | 0 | 0 | 0 | 0 | 0 | -33066.5397 | 0 | 0 | 0 | 0 | 0 | 0 | 0 | 0 | 331707.04 | 0 | 0 | 0 | 0 | 0 | 0 | 0 | 0 | 0 | 0
2016-06-02 20:00 | 0 | 0 | 0 | 0 | 0 | 0 | 852443.105 | 567278 | 0 | 0 | 0 | 0 | 198884.1747 | 0 | 0 | 0 | 0 | 0 | 0 | 5108888.2797 | 0 | 0 | 0 | 0 | 0 | 0 | 0 | 0 | 0 | 0 | 0 | 0 | 70858.9504 | 0 | 0 | 0 | 0 | 0 | 0 | 0 | 0 | 214306.1546 | 0 | 0 | 0 | 0 | 0 | 0 | 0 | 0 | 0 | 0
2016-06-02 21:00 | 0 | 0 | 0 | 0 | 0 | 0 | 833486.3656 | 568552 | 0 | 0 | 0 | 0 | 152944.2691 | 0 | 0 | 0 | 0 | 0 | 0 | 5419762.5509 | 0 | 0 | 0 | 0 | 0 | 0 | 0 | 0 | 0 | 0 | 0 | 0 | -45939.9055 | 0 | 0 | 0 | 0 | 0 | 0 | 0 | 0 | 310874.2712 | 0 | 0 | 0 | 0 | 0 | 0 | 0 | 0 | 0 | 0
2016-06-02 22:00 | 0 | 0 | 0 | 0 | 0 | 0 | 801870.4723 | 562007 | 0 | 0 | 0 | 0 | 82085.3187 | 0 | 0 | 0 | 0 | 0 | 0 | 5730484.9736 | 0 | 0 | 0 | 0 | 0 | 0 | 0 | 0 | 0 | 0 | 0 | 0 | -70858.9504 | 0 | 0 | 0 | 0 | 0 | 0 | 0 | 0 | 310722.4227 | 0 | 0 | 0 | 0 | 0 | 0 | 0 | 0 | 0 | 0
2016-06-02 23:00 | 0 | 0 | 0 | 0 | 0 | 0 | 730086.2415 | 550541 | 0 | 0 | 0 | 0 | 152944.2691 | 0 | 0 | 0 | 0 | 0 | 0 | 5839171.2647 | 0 | 0 | 0 | 0 | 0 | 0 | 0 | 0 | 0 | 0 | 0 | 0 | 70858.9504 | 0 | 0 | 0 | 0 | 0 | 0 | 0 | 0 | 108686.2911 | 0 | 0 | 0 | 0 | 0 | 0 | 0 | 0 | 0 | 0
2016-06-03 | 0 | 0 | 0 | 0 | 0 | 0 | 586798.9055 | 540859 | 0 | 0 | 0 | 0 | 198884.1747 | 0 | 0 | 0 | 0 | 0 | 0 | 5839171.2647 | 0 | 0 | 0 | 0 | 0 | 0 | 0 | 0 | 0 | 0 | 0 | 0 | 45939.9055 | 0 | 0 | 0 | 0 | 0 | 0 | 0 | 0 | 0 | 0 | 0 | 0 | 0 | 0 | 0 | 0 | 0 | 0 | 0
2016-06-03 01:00 | 0 | 0 | 0 | 0 | 0 | 0 | 357219.5157 | 528804 | 0 | 0 | 0 | 0 | 128025.2243 | 0 | 0 | 0 | 0 | 0 | 0 | 5738445.7308 | 0 | 0 | 0 | 0 | 0 | 0 | 0 | 0 | 0 | 0 | 0 | 0 | -70858.9504 | 0 | 0 | 0 | 0 | 0 | 0 | 0 | 0 | 191524.6844 | 292250.2184 | 0 | 0 | 0 | 0 | 0 | 0 | 0 | 0 | 0
2016-06-03 02:00 | 0 | 0 | 0 | 0 | 0 | 536300.7189 | 48731.2295 | 504648 | 0 | 0 | 0 | 0 | 198884.1747 | 0 | 0 | 0 | 0 | 0 | 0 | 5747970.7288 | 0 | 0 | 0 | 0 | 0 | 0 | 0 | 0 | 0 | 0 | 0 | 0 | 70858.9504 | 0 | 0 | 0 | 0 | 0 | 0 | 0 | 0 | 301775.2164 | 292250.2184 | 0 | 0 | 0 | 0 | 0 | 0 | 0 | 0 | 0
2016-06-03 03:00 | 0 | 0 | 0 | 0 | 0 | 179575.4278 | 0.3538 | 471826 | 0 | 0 | 0 | 0 | 198884.1747 | 0 | 0 | 0 | 0 | 0 | 0 | 5455720.5104 | 0 | 0 | 0 | 0 | 0 | 0 | 0 | 0 | 0 | 0 | 0 | 0 | 0 | 0 | 0 | 0 | 0 | 0 | 0 | 0 | 0 | 0 | 292250.2184 | 0 | 0 | 0 | 0 | 0 | 0 | 0 | 0 | 0
2016-06-03 04:00 | 0 | 0 | 0 | 0 | 0 | 77502.8312 | 0 | 440612 | 0 | 0 | 0 | 0 | 128025.2243 | 0 | 0 | 0 | 0 | 0 | 0 | 5163470.292 | 0 | 0 | 0 | 0 | 0 | 0 | 0 | 0 | 0 | 0 | 0 | 0 | -70858.9504 | 0 | 0 | 0 | 0 | 0 | 0 | 0 | 0 | 0 | 292250.2184 | 0 | 0 | 0 | 0 | 0 | 0 | 0 | 0 | 0
2016-06-03 05:00 | 0 | 0 | 0 | 0 | 0 | 191383.732 | 0 | 412775 | 0 | 0 | 0 | 0 | 198884.1747 | 0 | 0 | 0 | 0 | 0 | 0 | 4871220.0736 | 0 | 0 | 0 | 0 | 0 | 0 | 0 | 0 | 0 | 0 | 0 | 0 | 70858.9504 | 0 | 0 | 0 | 0 | 0 | 0 | 0 | 0 | 0 | 292250.2184 | 0 | 0 | 0 | 0 | 0 | 0 | 0 | 0 | 0
2016-06-03 06:00 | 0 | 0 | 0 | 0 | 0 | 98768.7816 | 0 | 391019 | 0 | 0 | 0 | 0 | 198884.1747 | 0 | 0 | 0 | 0 | 0 | 0 | 4578969.8552 | 0 | 0 | 0 | 0 | 0 | 0 | 0 | 0 | 0 | 0 | 0 | 0 | 0 | 0 | 0 | 0 | 0 | 0 | 0 | 0 | 0 | 0 | 292250.2184 | 0 | 0 | 0 | 0 | 0 | 0 | 0 | 0 | 0
2016-06-03 07:00 | 0 | 0 | 0 | 0 | 0 | 13697.8312 | 0 | 376807 | 0 | 0 | 0 | 0 | 128025.2243 | 0 | 0 | 0 | 0 | 0 | 0 | 4286719.6369 | 0 | 0 | 0 | 0 | 0 | 0 | 0 | 0 | 0 | 0 | 0 | 0 | -70858.9504 | 0 | 0 | 0 | 0 | 0 | 0 | 0 | 0 | 0 | 292250.2184 | 0 | 0 | 0 | 0 | 0 | 0 | 0 | 0 | 0
2016-06-03 08:00 | 0 | 0 | 0 | 0 | 0 | 481063.772 | 0 | 370748 | 0 | 0 | 0 | 0 | 198884.1747 | 0 | 0 | 0 | 0 | 0 | 0 | 4326176.4585 | 0 | 0 | 0 | 0 | 0 | 0 | 0 | 0 | 0 | 0 | 0 | 0 | 70858.9504 | 0 | 0 | 0 | 0 | 0 | 0 | 0 | 0 | 331707.04 | 292250.2184 | 0 | 0 | 0 | 0 | 0 | 0 | 0 | 0 | 0
2016-06-03 09:00 | 0 | 0 | 0 | 0 | 0 | 26612.5077 | 0 | 376029 | 0 | 0 | 0 | 0 | 141717.9008 | 0 | 0 | 0 | 0 | 0 | 0 | 4033926.2401 | 0 | 0 | 0 | 0 | 0 | 0 | 0 | 0 | 0 | 0 | 0 | 0 | -57166.2739 | 0 | 0 | 0 | 0 | 0 | 0 | 0 | 0 | 0 | 292250.2184 | 0 | 0 | 0 | 0 | 0 | 0 | 0 | 0 | 0
2016-06-03 10:00 | 0 | 0 | 0 | 0 | 0 | 27458.8312 | 0 | 390568 | 0 | 0 | 0 | 0 | 70858.9504 | 0 | 0 | 0 | 0 | 0 | 0 | 3741676.0217 | 0 | 0 | 0 | 0 | 0 | 0 | 0 | 0 | 0 | 0 | 0 | 0 | -70858.9504 | 0 | 0 | 0 | 0 | 0 | 0 | 0 | 0 | 0 | 292250.2184 | 0 | 0 | 0 | 0 | 0 | 0 | 0 | 0 | 0
2016-06-03 11:00 | 0 | 0 | 0 | 0 | 0 | 47610.0336 | 8.7976 | 410728 | 0 | 0 | 0 | 0 | 0 | 0 | 0 | 0 | 0 | 0 | 0 | 3449425.8033 | 0 | 0 | 0 | 0 | 0 | 0 | 0 | 0 | 0 | 0 | 0 | 0 | -70858.9504 | 0 | 0 | 0 | 0 | 0 | 0 | 0 | 0 | 0 | 292250.2184 | 0 | 0 | 0 | 0 | 0 | 0 | 0 | 0 | 0
2016-06-03 12:00 | 0 | 0 | 0 | 0 | 0 | 278442.1257 | 128439.9312 | 433401 | 0 | 0 | 0 | 0 | 0 | 0 | 0 | 0 | 0 | 0 | 0 | 3422906.8602 | 0 | 0 | 0 | 0 | 0 | 0 | 0 | 0 | 0 | 0 | 0 | 0 | 0 | 0 | 0 | 0 | 0 | 0 | 0 | 0 | 0 | 265731.2753 | 292250.2184 | 0 | 0 | 0 | 0 | 0 | 0 | 0 | 0 | 0
2016-06-03 13:00 | 0 | 0 | 0 | 0 | 0 | 0 | 519225.5066 | 456710 | 0 | 0 | 0 | 0 | 0 | 0 | 0 | 0 | 0 | 0 | 0 | 3485422.3668 | 0 | 0 | 0 | 0 | 0 | 0 | 0 | 0 | 0 | 0 | 0 | 0 | 0 | 0 | 0 | 0 | 0 | 0 | 0 | 0 | 0 | 62515.5066 | 0 | 0 | 0 | 0 | 0 | 0 | 0 | 0 | 0 | 0
2016-06-03 14:00 | 0 | 0 | 0 | 0 | 0 | 0 | 736674.2183 | 482352 | 0 | 0 | 0 | 0 | 0 | 0 | 0 | 0 | 0 | 0 | 0 | 3739744.5851 | 0 | 0 | 0 | 0 | 0 | 0 | 0 | 0 | 0 | 0 | 0 | 0 | 0 | 0 | 0 | 0 | 0 | 0 | 0 | 0 | 0 | 254322.2183 | 0 | 0 | 0 | 0 | 0 | 0 | 0 | 0 | 0 | 0
2016-06-03 15:00 | 0 | 0 | 0 | 0 | 0 | 0 | 835644.7359 | 506438 | 0 | 0 | 0 | 0 | 43461.2684 | 0 | 0 | 0 | 0 | 0 | 0 | 4025490.0526 | 0 | 0 | 0 | 0 | 0 | 0 | 0 | 0 | 0 | 0 | 0 | 0 | 43461.2684 | 0 | 0 | 0 | 0 | 0 | 0 | 0 | 0 | 285745.4675 | 0 | 0 | 0 | 0 | 0 | 0 | 0 | 0 | 0 | 0
2016-06-03 16:00 | 0 | 0 | 0 | 0 | 0 | 0 | 879277.0169 | 526219 | 0 | 0 | 0 | 0 | 114320.2188 | 0 | 0 | 0 | 0 | 0 | 0 | 4307689.119 | 0 | 0 | 0 | 0 | 0 | 0 | 0 | 0 | 0 | 0 | 0 | 0 | 70858.9504 | 0 | 0 | 0 | 0 | 0 | 0 | 0 | 0 | 282199.0665 | 0 | 0 | 0 | 0 | 0 | 0 | 0 | 0 | 0 | 0
2016-06-03 17:00 | 0 | 0 | 0 | 0 | 0 | 0 | 890860.7715 | 544271 | 0 | 0 | 0 | 0 | 129202.9503 | 0 | 0 | 0 | 0 | 0 | 0 | 4639396.159 | 0 | 0 | 0 | 0 | 0 | 0 | 0 | 0 | 0 | 0 | 0 | 0 | 14882.7315 | 0 | 0 | 0 | 0 | 0 | 0 | 0 | 0 | 331707.04 | 0 | 0 | 0 | 0 | 0 | 0 | 0 | 0 | 0 | 0
2016-06-03 18:00 | 0 | 0 | 0 | 0 | 0 | 0 | 885492.9374 | 559157 | 0 | 0 | 0 | 0 | 123831.8476 | 0 | 0 | 0 | 0 | 0 | 0 | 4971103.199 | 0 | 0 | 0 | 0 | 0 | 0 | 0 | 0 | 0 | 0 | 0 | 0 | -5371.1026 | 0 | 0 | 0 | 0 | 0 | 0 | 0 | 0 | 331707.04 | 0 | 0 | 0 | 0 | 0 | 0 | 0 | 0 | 0 | 0
2016-06-03 19:00 | 0 | 0 | 0 | 0 | 0 | 0 | 877014.5121 | 568887 | 0 | 0 | 0 | 0 | 100252.3197 | 0 | 0 | 0 | 0 | 0 | 0 | 5302810.239 | 0 | 0 | 0 | 0 | 0 | 0 | 0 | 0 | 0 | 0 | 0 | 0 | -23579.5279 | 0 | 0 | 0 | 0 | 0 | 0 | 0 | 0 | 331707.04 | 0 | 0 | 0 | 0 | 0 | 0 | 0 | 0 | 0 | 0
2016-06-03 20:00 | 0 | 0 | 0 | 0 | 0 | 0 | 873686.3326 | 574581 | 0 | 0 | 0 | 0 | 67650.6123 | 0 | 0 | 0 | 0 | 0 | 0 | 5634517.279 | 0 | 0 | 0 | 0 | 0 | 0 | 0 | 0 | 0 | 0 | 0 | 0 | -32601.7074 | 0 | 0 | 0 | 0 | 0 | 0 | 0 | 0 | 331707.04 | 0 | 0 | 0 | 0 | 0 | 0 | 0 | 0 | 0 | 0
2016-06-03 21:00 | 0 | 0 | 0 | 0 | 0 | 39779.1989 | 864325.4513 | 574869 | 0 | 0 | 0 | 0 | 65179.2226 | 0 | 0 | 0 | 0 | 0 | 0 | 5966224.319 | 0 | 0 | 0 | 0 | 0 | 0 | 0 | 0 | 0 | 0 | 0 | 0 | -2471.3897 | 0 | 0 | 0 | 0 | 0 | 0 | 0 | 0 | 331707.04 | 0 | 0 | 0 | 0 | 0 | 0 | 0 | 0 | 0 | 0
2016-06-03 22:00 | 0 | 0 | 0 | 0 | 0 | 0 | 834048.8174 | 567521 | 0 | 0 | 0 | 0 | 0 | 0 | 0 | 0 | 0 | 0 | 0 | 6297931.359 | 0 | 0 | 0 | 0 | 0 | 0 | 0 | 0 | 0 | 0 | 0 | 0 | -65179.2226 | 0 | 0 | 0 | 0 | 0 | 0 | 0 | 0 | 331707.04 | 0 | 0 | 0 | 0 | 0 | 0 | 0 | 0 | 0 | 0
2016-06-03 23:00 | 0 | 0 | 0 | 0 | 0 | 0 | 758157.6646 | 553923 | 0 | 0 | 0 | 0 | 70858.9504 | 0 | 0 | 0 | 0 | 0 | 0 | 6431307.0732 | 0 | 0 | 0 | 0 | 0 | 0 | 0 | 0 | 0 | 0 | 0 | 0 | 70858.9504 | 0 | 0 | 0 | 0 | 0 | 0 | 0 | 0 | 133375.7142 | 0 | 0 | 0 | 0 | 0 | 0 | 0 | 0 | 0 | 0
2016-06-04 | 0 | 0 | 0 | 0 | 0 | 0 | 620039.2321 | 541270 | 0 | 0 | 0 | 0 | 141717.9008 | 0 | 0 | 0 | 0 | 0 | 0 | 6439217.3549 | 0 | 0 | 0 | 0 | 0 | 0 | 0 | 0 | 0 | 0 | 0 | 0 | 70858.9504 | 0 | 0 | 0 | 0 | 0 | 0 | 0 | 0 | 7910.2817 | 0 | 0 | 0 | 0 | 0 | 0 | 0 | 0 | 0 | 0
2016-06-04 01:00 | 0 | 0 | 0 | 0 | 0 | 0 | 371108.7806 | 530077 | 0 | 0 | 0 | 0 | 128025.2243 | 0 | 0 | 0 | 0 | 0 | 0 | 6293941.812 | 0 | 0 | 0 | 0 | 0 | 0 | 0 | 0 | 0 | 0 | 0 | 0 | -13692.6765 | 0 | 0 | 0 | 0 | 0 | 0 | 0 | 0 | 146974.6755 | 292250.2184 | 0 | 0 | 0 | 0 | 0 | 0 | 0 | 0 | 0
2016-06-04 02:00 | 0 | 0 | 0 | 0 | 0 | 236446.2487 | 49919.4833 | 507757 | 0 | 0 | 0 | 0 | 198884.1747 | 0 | 0 | 0 | 0 | 0 | 0 | 6001691.5936 | 0 | 0 | 0 | 0 | 0 | 0 | 0 | 0 | 0 | 0 | 0 | 0 | 70858.9504 | 0 | 0 | 0 | 0 | 0 | 0 | 0 | 0 | 0 | 292250.2184 | 0 | 0 | 0 | 0 | 0 | 0 | 0 | 0 | 0
2016-06-04 03:00 | 0 | 0 | 0 | 0 | 0 | 184500.3291 | 0.45248 | 476751 | 0 | 0 | 0 | 0 | 198884.1747 | 0 | 0 | 0 | 0 | 0 | 0 | 5709441.3752 | 0 | 0 | 0 | 0 | 0 | 0 | 0 | 0 | 0 | 0 | 0 | 0 | 0 | 0 | 0 | 0 | 0 | 0 | 0 | 0 | 0 | 0 | 292250.2184 | 0 | 0 | 0 | 0 | 0 | 0 | 0 | 0 | 0
2016-06-04 04:00 | 0 | 0 | 0 | 0 | 0 | 82456.8312 | 0 | 445566 | 0 | 0 | 0 | 0 | 128025.2243 | 0 | 0 | 0 | 0 | 0 | 0 | 5417191.1569 | 0 | 0 | 0 | 0 | 0 | 0 | 0 | 0 | 0 | 0 | 0 | 0 | -70858.9504 | 0 | 0 | 0 | 0 | 0 | 0 | 0 | 0 | 0 | 292250.2184 | 0 | 0 | 0 | 0 | 0 | 0 | 0 | 0 | 0
2016-06-04 05:00 | 0 | 0 | 0 | 0 | 0 | 196489.732 | 0 | 417881 | 0 | 0 | 0 | 0 | 198884.1747 | 0 | 0 | 0 | 0 | 0 | 0 | 5124940.9385 | 0 | 0 | 0 | 0 | 0 | 0 | 0 | 0 | 0 | 0 | 0 | 0 | 70858.9504 | 0 | 0 | 0 | 0 | 0 | 0 | 0 | 0 | 0 | 292250.2184 | 0 | 0 | 0 | 0 | 0 | 0 | 0 | 0 | 0
2016-06-04 06:00 | 0 | 0 | 0 | 0 | 0 | 46201.5077 | 0 | 395618 | 0 | 0 | 0 | 0 | 141717.9008 | 0 | 0 | 0 | 0 | 0 | 0 | 4832690.7201 | 0 | 0 | 0 | 0 | 0 | 0 | 0 | 0 | 0 | 0 | 0 | 0 | -57166.2739 | 0 | 0 | 0 | 0 | 0 | 0 | 0 | 0 | 0 | 292250.2184 | 0 | 0 | 0 | 0 | 0 | 0 | 0 | 0 | 0
2016-06-04 07:00 | 0 | 0 | 0 | 0 | 0 | 15340.8312 | 0 | 378450 | 0 | 0 | 0 | 0 | 70858.9504 | 0 | 0 | 0 | 0 | 0 | 0 | 4540440.5017 | 0 | 0 | 0 | 0 | 0 | 0 | 0 | 0 | 0 | 0 | 0 | 0 | -70858.9504 | 0 | 0 | 0 | 0 | 0 | 0 | 0 | 0 | 0 | 292250.2184 | 0 | 0 | 0 | 0 | 0 | 0 | 0 | 0 | 0
2016-06-04 08:00 | 0 | 0 | 0 | 0 | 0 | 4593.8312 | 0 | 367703 | 0 | 0 | 0 | 0 | 0 | 0 | 0 | 0 | 0 | 0 | 0 | 4248190.2833 | 0 | 0 | 0 | 0 | 0 | 0 | 0 | 0 | 0 | 0 | 0 | 0 | -70858.9504 | 0 | 0 | 0 | 0 | 0 | 0 | 0 | 0 | 0 | 292250.2184 | 0 | 0 | 0 | 0 | 0 | 0 | 0 | 0 | 0
2016-06-04 09:00 | 0 | 0 | 0 | 0 | 0 | 142722.732 | 0 | 364114 | 0 | 0 | 0 | 0 | 70858.9504 | 0 | 0 | 0 | 0 | 0 | 0 | 3955940.0649 | 0 | 0 | 0 | 0 | 0 | 0 | 0 | 0 | 0 | 0 | 0 | 0 | 70858.9504 | 0 | 0 | 0 | 0 | 0 | 0 | 0 | 0 | 0 | 292250.2184 | 0 | 0 | 0 | 0 | 0 | 0 | 0 | 0 | 0
2016-06-04 10:00 | 0 | 0 | 0 | 0 | 0 | 1160.8312 | 0 | 364270 | 0 | 0 | 0 | 0 | 0 | 0 | 0 | 0 | 0 | 0 | 0 | 3663689.8465 | 0 | 0 | 0 | 0 | 0 | 0 | 0 | 0 | 0 | 0 | 0 | 0 | -70858.9504 | 0 | 0 | 0 | 0 | 0 | 0 | 0 | 0 | 0 | 292250.2184 | 0 | 0 | 0 | 0 | 0 | 0 | 0 | 0 | 0
2016-06-04 11:00 | 0 | 0 | 0 | 0 | 0 | 385381.3267 | 10.4144 | 372504 | 0 | 0 | 0 | 0 | 0 | 0 | 0 | 0 | 0 | 0 | 0 | 3676577.5876 | 0 | 0 | 0 | 0 | 0 | 0 | 0 | 0 | 0 | 0 | 0 | 0 | 0 | 0 | 0 | 0 | 0 | 0 | 0 | 0 | 0 | 305137.9594 | 292250.2184 | 0 | 0 | 0 | 0 | 0 | 0 | 0 | 0 | 0
2016-06-04 12:00 | 0 | 0 | 0 | 0 | 0 | 0 | 157591.4632 | 391583 | 0 | 0 | 0 | 0 | 0 | 0 | 0 | 0 | 0 | 0 | 0 | 3442586.0509 | 0 | 0 | 0 | 0 | 0 | 0 | 0 | 0 | 0 | 0 | 0 | 0 | 0 | 0 | 0 | 0 | 0 | 0 | 0 | 0 | 0 | 58258.6816 | 292250.2184 | 0 | 0 | 0 | 0 | 0 | 0 | 0 | 0 | 0
2016-06-04 13:00 | 0 | 0 | 0 | 0 | 0 | 0 | 557879.0633 | 416910 | 0 | 0 | 0 | 0 | 0 | 0 | 0 | 0 | 0 | 0 | 0 | 3583555.1141 | 0 | 0 | 0 | 0 | 0 | 0 | 0 | 0 | 0 | 0 | 0 | 0 | 0 | 0 | 0 | 0 | 0 | 0 | 0 | 0 | 0 | 140969.0633 | 0 | 0 | 0 | 0 | 0 | 0 | 0 | 0 | 0 | 0
2016-06-04 14:00 | 0 | 0 | 0 | 0 | 0 | 0 | 714258.2807 | 444249 | 0 | 0 | 0 | 0 | 0 | 0 | 0 | 0 | 0 | 0 | 0 | 3853564.3948 | 0 | 0 | 0 | 0 | 0 | 0 | 0 | 0 | 0 | 0 | 0 | 0 | 0 | 0 | 0 | 0 | 0 | 0 | 0 | 0 | 0 | 270009.2807 | 0 | 0 | 0 | 0 | 0 | 0 | 0 | 0 | 0 | 0
2016-06-04 15:00 | 0 | 0 | 0 | 0 | 0 | 0 | 822240.1402 | 469972 | 0 | 0 | 0 | 0 | 20561.1002 | 0 | 0 | 0 | 0 | 0 | 0 | 4185271.4348 | 0 | 0 | 0 | 0 | 0 | 0 | 0 | 0 | 0 | 0 | 0 | 0 | 20561.1002 | 0 | 0 | 0 | 0 | 0 | 0 | 0 | 0 | 331707.04 | 0 | 0 | 0 | 0 | 0 | 0 | 0 | 0 | 0 | 0
2016-06-04 16:00 | 0 | 0 | 0 | 0 | 0 | 0 | 859973.81 | 491295 | 0 | 0 | 0 | 0 | 57532.8702 | 0 | 0 | 0 | 0 | 0 | 0 | 4516978.4748 | 0 | 0 | 0 | 0 | 0 | 0 | 0 | 0 | 0 | 0 | 0 | 0 | 36971.77 | 0 | 0 | 0 | 0 | 0 | 0 | 0 | 0 | 331707.04 | 0 | 0 | 0 | 0 | 0 | 0 | 0 | 0 | 0 | 0
2016-06-04 17:00 | 0 | 0 | 0 | 0 | 0 | 0 | 868470.4226 | 507879 | 0 | 0 | 0 | 0 | 86417.2529 | 0 | 0 | 0 | 0 | 0 | 0 | 4848685.5148 | 0 | 0 | 0 | 0 | 0 | 0 | 0 | 0 | 0 | 0 | 0 | 0 | 28884.3826 | 0 | 0 | 0 | 0 | 0 | 0 | 0 | 0 | 331707.04 | 0 | 0 | 0 | 0 | 0 | 0 | 0 | 0 | 0 | 0
2016-06-04 18:00 | 0 | 0 | 0 | 0 | 0 | 0 | 863573.7548 | 520690 | 0 | 0 | 0 | 0 | 97593.9677 | 0 | 0 | 0 | 0 | 0 | 0 | 5180392.5548 | 0 | 0 | 0 | 0 | 0 | 0 | 0 | 0 | 0 | 0 | 0 | 0 | 11176.7148 | 0 | 0 | 0 | 0 | 0 | 0 | 0 | 0 | 331707.04 | 0 | 0 | 0 | 0 | 0 | 0 | 0 | 0 | 0 | 0
2016-06-04 19:00 | 0 | 0 | 0 | 0 | 0 | 0 | 854966.7506 | 530123 | 0 | 0 | 0 | 0 | 90730.6783 | 0 | 0 | 0 | 0 | 0 | 0 | 5512099.5948 | 0 | 0 | 0 | 0 | 0 | 0 | 0 | 0 | 0 | 0 | 0 | 0 | -6863.2894 | 0 | 0 | 0 | 0 | 0 | 0 | 0 | 0 | 331707.04 | 0 | 0 | 0 | 0 | 0 | 0 | 0 | 0 | 0 | 0
2016-06-04 20:00 | 0 | 0 | 0 | 0 | 0 | 0 | 850358.4396 | 536156 | 0 | 0 | 0 | 0 | 73226.0779 | 0 | 0 | 0 | 0 | 0 | 0 | 5843806.6348 | 0 | 0 | 0 | 0 | 0 | 0 | 0 | 0 | 0 | 0 | 0 | 0 | -17504.6004 | 0 | 0 | 0 | 0 | 0 | 0 | 0 | 0 | 331707.04 | 0 | 0 | 0 | 0 | 0 | 0 | 0 | 0 | 0 | 0
2016-06-04 21:00 | 0 | 0 | 0 | 0 | 0 | 0 | 837788.6478 | 539077 | 0 | 0 | 0 | 0 | 128025.2243 | 0 | 0 | 0 | 0 | 0 | 0 | 6087719.1363 | 0 | 0 | 0 | 0 | 0 | 0 | 0 | 0 | 0 | 0 | 0 | 0 | 54799.1464 | 0 | 0 | 0 | 0 | 0 | 0 | 0 | 0 | 243912.5015 | 0 | 0 | 0 | 0 | 0 | 0 | 0 | 0 | 0 | 0
2016-06-04 22:00 | 0 | 0 | 0 | 0 | 0 | 0 | 808174.9225 | 535584 | 0 | 0 | 0 | 0 | 198884.1747 | 0 | 0 | 0 | 0 | 0 | 0 | 6289451.1084 | 0 | 0 | 0 | 0 | 0 | 0 | 0 | 0 | 0 | 0 | 0 | 0 | 70858.9504 | 0 | 0 | 0 | 0 | 0 | 0 | 0 | 0 | 201731.9721 | 0 | 0 | 0 | 0 | 0 | 0 | 0 | 0 | 0 | 0
2016-06-04 23:00 | 0 | 0 | 0 | 0 | 0 | 0 | 730506.5084 | 526357 | 0 | 0 | 0 | 0 | 128025.2243 | 0 | 0 | 0 | 0 | 0 | 0 | 6564459.5672 | 0 | 0 | 0 | 0 | 0 | 0 | 0 | 0 | 0 | 0 | 0 | 0 | -70858.9504 | 0 | 0 | 0 | 0 | 0 | 0 | 0 | 0 | 275008.4588 | 0 | 0 | 0 | 0 | 0 | 0 | 0 | 0 | 0 | 0
2016-06-05 | 0 | 0 | 0 | 0 | 0 | 0 | 595759.8542 | 517223 | 0 | 0 | 0 | 0 | 198884.1747 | 0 | 0 | 0 | 0 | 0 | 0 | 6572137.471 | 0 | 0 | 0 | 0 | 0 | 0 | 0 | 0 | 0 | 0 | 0 | 0 | 70858.9504 | 0 | 0 | 0 | 0 | 0 | 0 | 0 | 0 | 7677.9038 | 0 | 0 | 0 | 0 | 0 | 0 | 0 | 0 | 0 | 0
2016-06-05 01:00 | 0 | 0 | 0 | 0 | 0 | 0 | 323767.6478 | 507566 | 0 | 0 | 0 | 0 | 198884.1747 | 0 | 0 | 0 | 0 | 0 | 0 | 6388339.1188 | 0 | 0 | 0 | 0 | 0 | 0 | 0 | 0 | 0 | 0 | 0 | 0 | 0 | 0 | 0 | 0 | 0 | 0 | 0 | 0 | 0 | 108451.8662 | 292250.2184 | 0 | 0 | 0 | 0 | 0 | 0 | 0 | 0 | 0
2016-06-05 02:00 | 0 | 0 | 0 | 0 | 0 | 424620.5501 | 32672.3212 | 488695 | 0 | 0 | 0 | 0 | 128025.2243 | 0 | 0 | 0 | 0 | 0 | 0 | 6427795.9404 | 0 | 0 | 0 | 0 | 0 | 0 | 0 | 0 | 0 | 0 | 0 | 0 | -70858.9504 | 0 | 0 | 0 | 0 | 0 | 0 | 0 | 0 | 331707.04 | 292250.2184 | 0 | 0 | 0 | 0 | 0 | 0 | 0 | 0 | 0
2016-06-05 03:00 | 0 | 0 | 0 | 0 | 0 | 98099.8312 | 0 | 461209 | 0 | 0 | 0 | 0 | 57166.2739 | 0 | 0 | 0 | 0 | 0 | 0 | 6135545.722 | 0 | 0 | 0 | 0 | 0 | 0 | 0 | 0 | 0 | 0 | 0 | 0 | -70858.9504 | 0 | 0 | 0 | 0 | 0 | 0 | 0 | 0 | 0 | 292250.2184 | 0 | 0 | 0 | 0 | 0 | 0 | 0 | 0 | 0
2016-06-05 04:00 | 0 | 0 | 0 | 0 | 0 | 210181.732 | 0 | 431573 | 0 | 0 | 0 | 0 | 128025.2243 | 0 | 0 | 0 | 0 | 0 | 0 | 5843295.5037 | 0 | 0 | 0 | 0 | 0 | 0 | 0 | 0 | 0 | 0 | 0 | 0 | 70858.9504 | 0 | 0 | 0 | 0 | 0 | 0 | 0 | 0 | 0 | 292250.2184 | 0 | 0 | 0 | 0 | 0 | 0 | 0 | 0 | 0
2016-06-05 05:00 | 0 | 0 | 0 | 0 | 0 | 185389.732 | 0 | 406781 | 0 | 0 | 0 | 0 | 198884.1747 | 0 | 0 | 0 | 0 | 0 | 0 | 5551045.2853 | 0 | 0 | 0 | 0 | 0 | 0 | 0 | 0 | 0 | 0 | 0 | 0 | 70858.9504 | 0 | 0 | 0 | 0 | 0 | 0 | 0 | 0 | 0 | 292250.2184 | 0 | 0 | 0 | 0 | 0 | 0 | 0 | 0 | 0
2016-06-05 06:00 | 0 | 0 | 0 | 0 | 0 | 37002.5077 | 0 | 386419 | 0 | 0 | 0 | 0 | 141717.9008 | 0 | 0 | 0 | 0 | 0 | 0 | 5258795.0669 | 0 | 0 | 0 | 0 | 0 | 0 | 0 | 0 | 0 | 0 | 0 | 0 | -57166.2739 | 0 | 0 | 0 | 0 | 0 | 0 | 0 | 0 | 0 | 292250.2184 | 0 | 0 | 0 | 0 | 0 | 0 | 0 | 0 | 0
2016-06-05 07:00 | 0 | 0 | 0 | 0 | 0 | 7319.8312 | 0 | 370429 | 0 | 0 | 0 | 0 | 70858.9504 | 0 | 0 | 0 | 0 | 0 | 0 | 4966544.8485 | 0 | 0 | 0 | 0 | 0 | 0 | 0 | 0 | 0 | 0 | 0 | 0 | -70858.9504 | 0 | 0 | 0 | 0 | 0 | 0 | 0 | 0 | 0 | 292250.2184 | 0 | 0 | 0 | 0 | 0 | 0 | 0 | 0 | 0
2016-06-05 08:00 | 0 | 0 | 0 | 0 | 0 | 138860.732 | 0 | 360252 | 0 | 0 | 0 | 0 | 141717.9008 | 0 | 0 | 0 | 0 | 0 | 0 | 4674294.6301 | 0 | 0 | 0 | 0 | 0 | 0 | 0 | 0 | 0 | 0 | 0 | 0 | 70858.9504 | 0 | 0 | 0 | 0 | 0 | 0 | 0 | 0 | 0 | 292250.2184 | 0 | 0 | 0 | 0 | 0 | 0 | 0 | 0 | 0
2016-06-05 09:00 | 0 | 0 | 0 | 0 | 0 | 0 | 0 | 355281 | 0 | 0 | 0 | 0 | 70858.9504 | 0 | 0 | 0 | 0 | 0 | 0 | 4389872.5805 | 0 | 0 | 0 | 0 | 0 | 0 | 0 | 0 | 0 | 0 | 0 | 0 | -70858.9504 | 0 | 0 | 0 | 0 | 0 | 0 | 0 | 0 | 7828.1688 | 292250.2184 | 0 | 0 | 0 | 0 | 0 | 0 | 0 | 0 | 0
2016-06-05 10:00 | 0 | 0 | 0 | 0 | 0 | 0 | 0 | 352955 | 0 | 0 | 0 | 0 | 0 | 0 | 0 | 0 | 0 | 0 | 0 | 4107776.5309 | 0 | 0 | 0 | 0 | 0 | 0 | 0 | 0 | 0 | 0 | 0 | 0 | -70858.9504 | 0 | 0 | 0 | 0 | 0 | 0 | 0 | 0 | 10154.1688 | 292250.2184 | 0 | 0 | 0 | 0 | 0 | 0 | 0 | 0 | 0
2016-06-05 11:00 | 0 | 0 | 0 | 0 | 0 | 338855.6257 | 14.0678 | 357290 | 0 | 0 | 0 | 0 | 0 | 0 | 0 | 0 | 0 | 0 | 0 | 4089356.2244 | 0 | 0 | 0 | 0 | 0 | 0 | 0 | 0 | 0 | 0 | 0 | 0 | 0 | 0 | 0 | 0 | 0 | 0 | 0 | 0 | 0 | 273829.9119 | 292250.2184 | 0 | 0 | 0 | 0 | 0 | 0 | 0 | 0 | 0
2016-06-05 12:00 | 0 | 0 | 0 | 0 | 0 | 0 | 157323.7105 | 374022 | 0 | 0 | 0 | 0 | 0 | 0 | 0 | 0 | 0 | 0 | 0 | 3872657.9349 | 0 | 0 | 0 | 0 | 0 | 0 | 0 | 0 | 0 | 0 | 0 | 0 | 0 | 0 | 0 | 0 | 0 | 0 | 0 | 0 | 0 | 75551.9289 | 292250.2184 | 0 | 0 | 0 | 0 | 0 | 0 | 0 | 0 | 0
2016-06-05 13:00 | 0 | 0 | 0 | 0 | 0 | 0 | 557496.4929 | 397413 | 0 | 0 | 0 | 0 | 0 | 0 | 0 | 0 | 0 | 0 | 0 | 4032741.4278 | 0 | 0 | 0 | 0 | 0 | 0 | 0 | 0 | 0 | 0 | 0 | 0 | 0 | 0 | 0 | 0 | 0 | 0 | 0 | 0 | 0 | 160083.4929 | 0 | 0 | 0 | 0 | 0 | 0 | 0 | 0 | 0 | 0
2016-06-05 14:00 | 0 | 0 | 0 | 0 | 0 | 0 | 744134.5222 | 422285 | 0 | 0 | 0 | 0 | 0 | 0 | 0 | 0 | 0 | 0 | 0 | 4354590.95 | 0 | 0 | 0 | 0 | 0 | 0 | 0 | 0 | 0 | 0 | 0 | 0 | 0 | 0 | 0 | 0 | 0 | 0 | 0 | 0 | 0 | 321849.5222 | 0 | 0 | 0 | 0 | 0 | 0 | 0 | 0 | 0 | 0
2016-06-05 15:00 | 0 | 0 | 0 | 0 | 0 | 0 | 834396.3139 | 445523 | 0 | 0 | 0 | 0 | 57166.2739 | 0 | 0 | 0 | 0 | 0 | 0 | 4686297.99 | 0 | 0 | 0 | 0 | 0 | 0 | 0 | 0 | 0 | 0 | 0 | 0 | 57166.2739 | 0 | 0 | 0 | 0 | 0 | 0 | 0 | 0 | 331707.04 | 0 | 0 | 0 | 0 | 0 | 0 | 0 | 0 | 0 | 0
2016-06-05 16:00 | 0 | 0 | 0 | 0 | 0 | 0 | 868609.9904 | 466044 | 0 | 0 | 0 | 0 | 128025.2243 | 0 | 0 | 0 | 0 | 0 | 0 | 5018005.03 | 0 | 0 | 0 | 0 | 0 | 0 | 0 | 0 | 0 | 0 | 0 | 0 | 70858.9504 | 0 | 0 | 0 | 0 | 0 | 0 | 0 | 0 | 331707.04 | 0 | 0 | 0 | 0 | 0 | 0 | 0 | 0 | 0 | 0
2016-06-05 17:00 | 0 | 0 | 0 | 0 | 0 | 0 | 885869.9904 | 483304 | 0 | 0 | 0 | 0 | 198884.1747 | 0 | 0 | 0 | 0 | 0 | 0 | 5349712.07 | 0 | 0 | 0 | 0 | 0 | 0 | 0 | 0 | 0 | 0 | 0 | 0 | 70858.9504 | 0 | 0 | 0 | 0 | 0 | 0 | 0 | 0 | 331707.04 | 0 | 0 | 0 | 0 | 0 | 0 | 0 | 0 | 0 | 0
2016-06-05 18:00 | 0 | 0 | 0 | 0 | 0 | 0 | 828908.04 | 497201 | 0 | 0 | 0 | 0 | 198884.1747 | 0 | 0 | 0 | 0 | 0 | 0 | 5681419.11 | 0 | 0 | 0 | 0 | 0 | 0 | 0 | 0 | 0 | 0 | 0 | 0 | 0 | 0 | 0 | 0 | 0 | 0 | 0 | 0 | 0 | 331707.04 | 0 | 0 | 0 | 0 | 0 | 0 | 0 | 0 | 0 | 0
2016-06-05 19:00 | 0 | 0 | 0 | 0 | 0 | 0 | 840697.04 | 508990 | 0 | 0 | 0 | 0 | 198884.1747 | 0 | 0 | 0 | 0 | 0 | 0 | 6013126.15 | 0 | 0 | 0 | 0 | 0 | 0 | 0 | 0 | 0 | 0 | 0 | 0 | 0 | 0 | 0 | 0 | 0 | 0 | 0 | 0 | 0 | 331707.04 | 0 | 0 | 0 | 0 | 0 | 0 | 0 | 0 | 0 | 0
2016-06-05 20:00 | 0 | 0 | 0 | 0 | 0 | 0 | 850717.04 | 519010 | 0 | 0 | 0 | 0 | 198884.1747 | 0 | 0 | 0 | 0 | 0 | 0 | 6344833.19 | 0 | 0 | 0 | 0 | 0 | 0 | 0 | 0 | 0 | 0 | 0 | 0 | 0 | 0 | 0 | 0 | 0 | 0 | 0 | 0 | 0 | 331707.04 | 0 | 0 | 0 | 0 | 0 | 0 | 0 | 0 | 0 | 0
2016-06-05 21:00 | 0 | 0 | 0 | 0 | 0 | 0 | 857475.04 | 525768 | 0 | 0 | 0 | 0 | 198884.1747 | 0 | 0 | 0 | 0 | 0 | 0 | 6676540.23 | 0 | 0 | 0 | 0 | 0 | 0 | 0 | 0 | 0 | 0 | 0 | 0 | 0 | 0 | 0 | 0 | 0 | 0 | 0 | 0 | 0 | 331707.04 | 0 | 0 | 0 | 0 | 0 | 0 | 0 | 0 | 0 | 0
2016-06-05 22:00 | 0 | 0 | 0 | 0 | 0 | 0 | 830576.1907 | 526990 | 0 | 0 | 0 | 0 | 170763.3253 | 0 | 0 | 0 | 0 | 0 | 0 | 7008247.27 | 0 | 0 | 0 | 0 | 0 | 0 | 0 | 0 | 0 | 0 | 0 | 0 | -28120.8493 | 0 | 0 | 0 | 0 | 0 | 0 | 0 | 0 | 331707.04 | 0 | 0 | 0 | 0 | 0 | 0 | 0 | 0 | 0 | 0
2016-06-05 23:00 | 0 | 0 | 0 | 0 | 0 | 0 | 743131.9889 | 521930 | 0 | 0 | 0 | 0 | 198884.1747 | 0 | 0 | 0 | 0 | 0 | 0 | 7201328.4096 | 0 | 0 | 0 | 0 | 0 | 0 | 0 | 0 | 0 | 0 | 0 | 0 | 28120.8493 | 0 | 0 | 0 | 0 | 0 | 0 | 0 | 0 | 193081.1396 | 0 | 0 | 0 | 0 | 0 | 0 | 0 | 0 | 0 | 0
2016-06-06 | 0 | 0 | 0 | 0 | 0 | 0 | 606792.2349 | 513888 | 0 | 0 | 0 | 0 | 198884.1747 | 0 | 0 | 0 | 0 | 0 | 0 | 7294232.6445 | 0 | 0 | 0 | 0 | 0 | 0 | 0 | 0 | 0 | 0 | 0 | 0 | 0 | 0 | 0 | 0 | 0 | 0 | 0 | 0 | 0 | 92904.2349 | 0 | 0 | 0 | 0 | 0 | 0 | 0 | 0 | 0 | 0
2016-06-06 01:00 | 0 | 0 | 0 | 0 | 0 | 60332.2658 | 333449.9622 | 504098 | 0 | 0 | 0 | 0 | 128025.2243 | 0 | 0 | 0 | 0 | 0 | 0 | 7254775.8229 | 0 | 0 | 0 | 0 | 0 | 0 | 0 | 0 | 0 | 0 | 0 | 0 | -70858.9504 | 0 | 0 | 0 | 0 | 0 | 0 | 0 | 0 | 252793.3968 | 292250.2184 | 0 | 0 | 0 | 0 | 0 | 0 | 0 | 0 | 0
2016-06-06 02:00 | 0 | 0 | 0 | 0 | 0 | 549945.3988 | 45981.3732 | 485611 | 0 | 0 | 0 | 0 | 198884.1747 | 0 | 0 | 0 | 0 | 0 | 0 | 7294232.6445 | 0 | 0 | 0 | 0 | 0 | 0 | 0 | 0 | 0 | 0 | 0 | 0 | 70858.9504 | 0 | 0 | 0 | 0 | 0 | 0 | 0 | 0 | 331707.04 | 292250.2184 | 0 | 0 | 0 | 0 | 0 | 0 | 0 | 0 | 0
2016-06-06 03:00 | 0 | 0 | 0 | 0 | 0 | 93405.9546 | 0.87661 | 456516 | 0 | 0 | 0 | 0 | 128025.2243 | 0 | 0 | 0 | 0 | 0 | 0 | 7001982.4261 | 0 | 0 | 0 | 0 | 0 | 0 | 0 | 0 | 0 | 0 | 0 | 0 | -70858.9504 | 0 | 0 | 0 | 0 | 0 | 0 | 0 | 0 | 0 | 292250.2184 | 0 | 0 | 0 | 0 | 0 | 0 | 0 | 0 | 0
2016-06-06 04:00 | 0 | 0 | 0 | 0 | 0 | 204848.732 | 0 | 426240 | 0 | 0 | 0 | 0 | 198884.1747 | 0 | 0 | 0 | 0 | 0 | 0 | 6709732.2077 | 0 | 0 | 0 | 0 | 0 | 0 | 0 | 0 | 0 | 0 | 0 | 0 | 70858.9504 | 0 | 0 | 0 | 0 | 0 | 0 | 0 | 0 | 0 | 292250.2184 | 0 | 0 | 0 | 0 | 0 | 0 | 0 | 0 | 0
2016-06-06 05:00 | 0 | 0 | 0 | 0 | 0 | 110937.7816 | 0 | 403188 | 0 | 0 | 0 | 0 | 198884.1747 | 0 | 0 | 0 | 0 | 0 | 0 | 6417481.9894 | 0 | 0 | 0 | 0 | 0 | 0 | 0 | 0 | 0 | 0 | 0 | 0 | 0 | 0 | 0 | 0 | 0 | 0 | 0 | 0 | 0 | 0 | 292250.2184 | 0 | 0 | 0 | 0 | 0 | 0 | 0 | 0 | 0
2016-06-06 06:00 | 0 | 0 | 0 | 0 | 0 | 21274.8312 | 0 | 384384 | 0 | 0 | 0 | 0 | 128025.2243 | 0 | 0 | 0 | 0 | 0 | 0 | 6125231.771 | 0 | 0 | 0 | 0 | 0 | 0 | 0 | 0 | 0 | 0 | 0 | 0 | -70858.9504 | 0 | 0 | 0 | 0 | 0 | 0 | 0 | 0 | 0 | 292250.2184 | 0 | 0 | 0 | 0 | 0 | 0 | 0 | 0 | 0
2016-06-06 07:00 | 0 | 0 | 0 | 0 | 0 | 149203.732 | 0 | 370595 | 0 | 0 | 0 | 0 | 198884.1747 | 0 | 0 | 0 | 0 | 0 | 0 | 5832981.5526 | 0 | 0 | 0 | 0 | 0 | 0 | 0 | 0 | 0 | 0 | 0 | 0 | 70858.9504 | 0 | 0 | 0 | 0 | 0 | 0 | 0 | 0 | 0 | 292250.2184 | 0 | 0 | 0 | 0 | 0 | 0 | 0 | 0 | 0
2016-06-06 08:00 | 0 | 0 | 0 | 0 | 0 | 16598.5077 | 0 | 366015 | 0 | 0 | 0 | 0 | 141717.9008 | 0 | 0 | 0 | 0 | 0 | 0 | 5540731.3342 | 0 | 0 | 0 | 0 | 0 | 0 | 0 | 0 | 0 | 0 | 0 | 0 | -57166.2739 | 0 | 0 | 0 | 0 | 0 | 0 | 0 | 0 | 0 | 292250.2184 | 0 | 0 | 0 | 0 | 0 | 0 | 0 | 0 | 0
2016-06-06 09:00 | 0 | 0 | 0 | 0 | 0 | 8315.8312 | 0 | 371425 | 0 | 0 | 0 | 0 | 70858.9504 | 0 | 0 | 0 | 0 | 0 | 0 | 5248481.1158 | 0 | 0 | 0 | 0 | 0 | 0 | 0 | 0 | 0 | 0 | 0 | 0 | -70858.9504 | 0 | 0 | 0 | 0 | 0 | 0 | 0 | 0 | 0 | 292250.2184 | 0 | 0 | 0 | 0 | 0 | 0 | 0 | 0 | 0
2016-06-06 10:00 | 0 | 0 | 0 | 0 | 0 | 24825.8312 | 0 | 387935 | 0 | 0 | 0 | 0 | 0 | 0 | 0 | 0 | 0 | 0 | 0 | 4956230.8974 | 0 | 0 | 0 | 0 | 0 | 0 | 0 | 0 | 0 | 0 | 0 | 0 | -70858.9504 | 0 | 0 | 0 | 0 | 0 | 0 | 0 | 0 | 0 | 292250.2184 | 0 | 0 | 0 | 0 | 0 | 0 | 0 | 0 | 0
2016-06-06 11:00 | 0 | 0 | 0 | 0 | 0 | 409958.1289 | 12.808 | 411661 | 0 | 0 | 0 | 0 | 0 | 0 | 0 | 0 | 0 | 0 | 0 | 4954540.8343 | 0 | 0 | 0 | 0 | 0 | 0 | 0 | 0 | 0 | 0 | 0 | 0 | 0 | 0 | 0 | 0 | 0 | 0 | 0 | 0 | 0 | 290560.1553 | 292250.2184 | 0 | 0 | 0 | 0 | 0 | 0 | 0 | 0 | 0
2016-06-06 12:00 | 0 | 0 | 0 | 0 | 0 | 246368.038 | 137007.5108 | 435162 | 0 | 0 | 0 | 0 | 0 | 0 | 0 | 0 | 0 | 0 | 0 | 4902754.3831 | 0 | 0 | 0 | 0 | 0 | 0 | 0 | 0 | 0 | 0 | 0 | 0 | 0 | 0 | 0 | 0 | 0 | 0 | 0 | 0 | 0 | 240463.7671 | 292250.2184 | 0 | 0 | 0 | 0 | 0 | 0 | 0 | 0 | 0
2016-06-06 13:00 | 0 | 0 | 0 | 0 | 0 | 0 | 501423.9103 | 461328 | 0 | 0 | 0 | 0 | 0 | 0 | 0 | 0 | 0 | 0 | 0 | 4942850.2933 | 0 | 0 | 0 | 0 | 0 | 0 | 0 | 0 | 0 | 0 | 0 | 0 | 0 | 0 | 0 | 0 | 0 | 0 | 0 | 0 | 0 | 40095.9103 | 0 | 0 | 0 | 0 | 0 | 0 | 0 | 0 | 0 | 0
2016-06-06 14:00 | 0 | 0 | 0 | 0 | 0 | 0 | 716623.6307 | 485280 | 0 | 0 | 0 | 0 | 0 | 0 | 0 | 0 | 0 | 0 | 0 | 5174193.9241 | 0 | 0 | 0 | 0 | 0 | 0 | 0 | 0 | 0 | 0 | 0 | 0 | 0 | 0 | 0 | 0 | 0 | 0 | 0 | 0 | 0 | 231343.6307 | 0 | 0 | 0 | 0 | 0 | 0 | 0 | 0 | 0 | 0
2016-06-06 15:00 | 0 | 0 | 0 | 0 | 0 | 0 | 818048.7525 | 509087 | 0 | 0 | 0 | 0 | 0 | 0 | 0 | 0 | 0 | 0 | 0 | 5483155.6765 | 0 | 0 | 0 | 0 | 0 | 0 | 0 | 0 | 0 | 0 | 0 | 0 | 0 | 0 | 0 | 0 | 0 | 0 | 0 | 0 | 0 | 308961.7525 | 0 | 0 | 0 | 0 | 0 | 0 | 0 | 0 | 0 | 0
2016-06-06 16:00 | 0 | 0 | 0 | 0 | 0 | 0 | 861227.1202 | 527204 | 0 | 0 | 0 | 0 | 70858.9504 | 0 | 0 | 0 | 0 | 0 | 0 | 5746319.8463 | 0 | 0 | 0 | 0 | 0 | 0 | 0 | 0 | 0 | 0 | 0 | 0 | 70858.9504 | 0 | 0 | 0 | 0 | 0 | 0 | 0 | 0 | 263164.1698 | 0 | 0 | 0 | 0 | 0 | 0 | 0 | 0 | 0 | 0
2016-06-06 17:00 | 0 | 0 | 0 | 0 | 0 | 0 | 868553.1793 | 545385 | 0 | 0 | 0 | 0 | 62320.0897 | 0 | 0 | 0 | 0 | 0 | 0 | 6078026.8863 | 0 | 0 | 0 | 0 | 0 | 0 | 0 | 0 | 0 | 0 | 0 | 0 | -8538.8607 | 0 | 0 | 0 | 0 | 0 | 0 | 0 | 0 | 331707.04 | 0 | 0 | 0 | 0 | 0 | 0 | 0 | 0 | 0 | 0
2016-06-06 18:00 | 0 | 0 | 0 | 0 | 0 | 0 | 857996.689 | 560299 | 0 | 0 | 0 | 0 | 28310.7387 | 0 | 0 | 0 | 0 | 0 | 0 | 6409733.9263 | 0 | 0 | 0 | 0 | 0 | 0 | 0 | 0 | 0 | 0 | 0 | 0 | -34009.351 | 0 | 0 | 0 | 0 | 0 | 0 | 0 | 0 | 331707.04 | 0 | 0 | 0 | 0 | 0 | 0 | 0 | 0 | 0 | 0
2016-06-06 19:00 | 0 | 0 | 0 | 0 | 0 | 0 | 838269.4841 | 570244 | 0 | 0 | 0 | 0 | 70858.9504 | 0 | 0 | 0 | 0 | 0 | 0 | 6635211.1987 | 0 | 0 | 0 | 0 | 0 | 0 | 0 | 0 | 0 | 0 | 0 | 0 | 42548.2117 | 0 | 0 | 0 | 0 | 0 | 0 | 0 | 0 | 225477.2724 | 0 | 0 | 0 | 0 | 0 | 0 | 0 | 0 | 0 | 0
2016-06-06 20:00 | 0 | 0 | 0 | 0 | 0 | 0 | 818455.5836 | 578371 | 0 | 0 | 0 | 0 | 0 | 0 | 0 | 0 | 0 | 0 | 0 | 6946154.7327 | 0 | 0 | 0 | 0 | 0 | 0 | 0 | 0 | 0 | 0 | 0 | 0 | -70858.9504 | 0 | 0 | 0 | 0 | 0 | 0 | 0 | 0 | 310943.534 | 0 | 0 | 0 | 0 | 0 | 0 | 0 | 0 | 0 | 0
2016-06-06 21:00 | 0 | 0 | 0 | 0 | 0 | 0 | 788803.2494 | 581232 | 0 | 0 | 0 | 0 | 54786.2459 | 0 | 0 | 0 | 0 | 0 | 0 | 7098939.7362 | 0 | 0 | 0 | 0 | 0 | 0 | 0 | 0 | 0 | 0 | 0 | 0 | 54786.2459 | 0 | 0 | 0 | 0 | 0 | 0 | 0 | 0 | 152785.0035 | 0 | 0 | 0 | 0 | 0 | 0 | 0 | 0 | 0 | 0
2016-06-06 22:00 | 0 | 0 | 0 | 0 | 0 | 0 | 751716.6966 | 579340 | 0 | 0 | 0 | 0 | 125645.1963 | 0 | 0 | 0 | 0 | 0 | 0 | 7200457.4824 | 0 | 0 | 0 | 0 | 0 | 0 | 0 | 0 | 0 | 0 | 0 | 0 | 70858.9504 | 0 | 0 | 0 | 0 | 0 | 0 | 0 | 0 | 101517.7462 | 0 | 0 | 0 | 0 | 0 | 0 | 0 | 0 | 0 | 0
2016-06-06 23:00 | 0 | 0 | 0 | 0 | 0 | 0 | 672612.4832 | 568858 | 0 | 0 | 0 | 0 | 196504.1467 | 0 | 0 | 0 | 0 | 0 | 0 | 7233353.0152 | 0 | 0 | 0 | 0 | 0 | 0 | 0 | 0 | 0 | 0 | 0 | 0 | 70858.9504 | 0 | 0 | 0 | 0 | 0 | 0 | 0 | 0 | 32895.5328 | 0 | 0 | 0 | 0 | 0 | 0 | 0 | 0 | 0 | 0
2016-06-07 | 0 | 0 | 0 | 0 | 0 | 0 | 548061.6789 | 558041 | 0 | 0 | 0 | 0 | 125645.1963 | 0 | 0 | 0 | 0 | 0 | 0 | 7294232.6445 | 0 | 0 | 0 | 0 | 0 | 0 | 0 | 0 | 0 | 0 | 0 | 0 | -70858.9504 | 0 | 0 | 0 | 0 | 0 | 0 | 0 | 0 | 60879.6293 | 0 | 0 | 0 | 0 | 0 | 0 | 0 | 0 | 0 | 0
2016-06-07 01:00 | 0 | 0 | 0 | 0 | 0 | 89712.6048 | 320703.575 | 544630 | 0 | 0 | 0 | 0 | 57166.2739 | 0 | 0 | 0 | 0 | 0 | 0 | 7228497.7468 | 0 | 0 | 0 | 0 | 0 | 0 | 0 | 0 | 0 | 0 | 0 | 0 | -68478.9224 | 0 | 0 | 0 | 0 | 0 | 0 | 0 | 0 | 226515.3206 | 292250.2184 | 0 | 0 | 0 | 0 | 0 | 0 | 0 | 0 | 0
2016-06-07 02:00 | 0 | 0 | 0 | 0 | 0 | 612890.0646 | 41242.7836 | 517539 | 0 | 0 | 0 | 0 | 128025.2243 | 0 | 0 | 0 | 0 | 0 | 0 | 7294232.6445 | 0 | 0 | 0 | 0 | 0 | 0 | 0 | 0 | 0 | 0 | 0 | 0 | 70858.9504 | 0 | 0 | 0 | 0 | 0 | 0 | 0 | 0 | 331707.04 | 265972.1423 | 0 | 0 | 0 | 0 | 0 | 0 | 0 | 0 | 0
2016-06-07 03:00 | 0 | 0 | 0 | 0 | 0 | 261823.0412 | 0.69079 | 483215 | 0 | 0 | 0 | 0 | 198884.1747 | 0 | 0 | 0 | 0 | 0 | 0 | 7001982.4261 | 0 | 0 | 0 | 0 | 0 | 0 | 0 | 0 | 0 | 0 | 0 | 0 | 70858.9504 | 0 | 0 | 0 | 0 | 0 | 0 | 0 | 0 | 0 | 292250.2184 | 0 | 0 | 0 | 0 | 0 | 0 | 0 | 0 | 0
2016-06-07 04:00 | 0 | 0 | 0 | 0 | 0 | 155792.7816 | 0 | 448043 | 0 | 0 | 0 | 0 | 198884.1747 | 0 | 0 | 0 | 0 | 0 | 0 | 6709732.2077 | 0 | 0 | 0 | 0 | 0 | 0 | 0 | 0 | 0 | 0 | 0 | 0 | 0 | 0 | 0 | 0 | 0 | 0 | 0 | 0 | 0 | 0 | 292250.2184 | 0 | 0 | 0 | 0 | 0 | 0 | 0 | 0 | 0
2016-06-07 05:00 | 0 | 0 | 0 | 0 | 0 | 56255.8312 | 0 | 419365 | 0 | 0 | 0 | 0 | 128025.2243 | 0 | 0 | 0 | 0 | 0 | 0 | 6417481.9894 | 0 | 0 | 0 | 0 | 0 | 0 | 0 | 0 | 0 | 0 | 0 | 0 | -70858.9504 | 0 | 0 | 0 | 0 | 0 | 0 | 0 | 0 | 0 | 292250.2184 | 0 | 0 | 0 | 0 | 0 | 0 | 0 | 0 | 0
2016-06-07 06:00 | 0 | 0 | 0 | 0 | 0 | 175916.732 | 0 | 397308 | 0 | 0 | 0 | 0 | 198884.1747 | 0 | 0 | 0 | 0 | 0 | 0 | 6125231.771 | 0 | 0 | 0 | 0 | 0 | 0 | 0 | 0 | 0 | 0 | 0 | 0 | 70858.9504 | 0 | 0 | 0 | 0 | 0 | 0 | 0 | 0 | 0 | 292250.2184 | 0 | 0 | 0 | 0 | 0 | 0 | 0 | 0 | 0
2016-06-07 07:00 | 0 | 0 | 0 | 0 | 0 | 18708.8312 | 0 | 381818 | 0 | 0 | 0 | 0 | 128025.2243 | 0 | 0 | 0 | 0 | 0 | 0 | 5832981.5526 | 0 | 0 | 0 | 0 | 0 | 0 | 0 | 0 | 0 | 0 | 0 | 0 | -70858.9504 | 0 | 0 | 0 | 0 | 0 | 0 | 0 | 0 | 0 | 292250.2184 | 0 | 0 | 0 | 0 | 0 | 0 | 0 | 0 | 0
2016-06-07 08:00 | 0 | 0 | 0 | 0 | 0 | 341150.7706 | 0 | 375224 | 0 | 0 | 0 | 0 | 198884.1747 | 0 | 0 | 0 | 0 | 0 | 0 | 5728049.3728 | 0 | 0 | 0 | 0 | 0 | 0 | 0 | 0 | 0 | 0 | 0 | 0 | 70858.9504 | 0 | 0 | 0 | 0 | 0 | 0 | 0 | 0 | 187318.0386 | 292250.2184 | 0 | 0 | 0 | 0 | 0 | 0 | 0 | 0 | 0
2016-06-07 09:00 | 0 | 0 | 0 | 0 | 0 | 320092.358 | 0 | 379918 | 0 | 0 | 0 | 0 | 141717.9008 | 0 | 0 | 0 | 0 | 0 | 0 | 5725390.0047 | 0 | 0 | 0 | 0 | 0 | 0 | 0 | 0 | 0 | 0 | 0 | 0 | -57166.2739 | 0 | 0 | 0 | 0 | 0 | 0 | 0 | 0 | 289590.8503 | 292250.2184 | 0 | 0 | 0 | 0 | 0 | 0 | 0 | 0 | 0
2016-06-07 10:00 | 0 | 0 | 0 | 0 | 0 | 31305.8312 | 0 | 394415 | 0 | 0 | 0 | 0 | 70858.9504 | 0 | 0 | 0 | 0 | 0 | 0 | 5433139.7863 | 0 | 0 | 0 | 0 | 0 | 0 | 0 | 0 | 0 | 0 | 0 | 0 | -70858.9504 | 0 | 0 | 0 | 0 | 0 | 0 | 0 | 0 | 0 | 292250.2184 | 0 | 0 | 0 | 0 | 0 | 0 | 0 | 0 | 0
2016-06-07 11:00 | 0 | 0 | 0 | 0 | 0 | 50918.8156 | 6.0156 | 414034 | 0 | 0 | 0 | 0 | 0 | 0 | 0 | 0 | 0 | 0 | 0 | 5140889.5679 | 0 | 0 | 0 | 0 | 0 | 0 | 0 | 0 | 0 | 0 | 0 | 0 | -70858.9504 | 0 | 0 | 0 | 0 | 0 | 0 | 0 | 0 | 0 | 292250.2184 | 0 | 0 | 0 | 0 | 0 | 0 | 0 | 0 | 0
2016-06-07 12:00 | 0 | 0 | 0 | 0 | 0 | 117100.4546 | 118075.1476 | 436079 | 0 | 0 | 0 | 0 | 0 | 0 | 0 | 0 | 0 | 0 | 0 | 4939986.1702 | 0 | 0 | 0 | 0 | 0 | 0 | 0 | 0 | 0 | 0 | 0 | 0 | 0 | 0 | 0 | 0 | 0 | 0 | 0 | 0 | 0 | 91346.8206 | 292250.2184 | 0 | 0 | 0 | 0 | 0 | 0 | 0 | 0 | 0
2016-06-07 13:00 | 0 | 0 | 0 | 0 | 0 | 0 | 484601.1892 | 460021 | 0 | 0 | 0 | 0 | 0 | 0 | 0 | 0 | 0 | 0 | 0 | 4964566.3594 | 0 | 0 | 0 | 0 | 0 | 0 | 0 | 0 | 0 | 0 | 0 | 0 | 0 | 0 | 0 | 0 | 0 | 0 | 0 | 0 | 0 | 24580.1892 | 0 | 0 | 0 | 0 | 0 | 0 | 0 | 0 | 0 | 0
2016-06-07 14:00 | 0 | 0 | 0 | 0 | 0 | 0 | 692425.4903 | 485342 | 0 | 0 | 0 | 0 | 0 | 0 | 0 | 0 | 0 | 0 | 0 | 5171649.8497 | 0 | 0 | 0 | 0 | 0 | 0 | 0 | 0 | 0 | 0 | 0 | 0 | 0 | 0 | 0 | 0 | 0 | 0 | 0 | 0 | 0 | 207083.4903 | 0 | 0 | 0 | 0 | 0 | 0 | 0 | 0 | 0 | 0
2016-06-07 15:00 | 0 | 0 | 0 | 0 | 0 | 0 | 799602.6102 | 508842 | 0 | 0 | 0 | 0 | 70858.9504 | 0 | 0 | 0 | 0 | 0 | 0 | 5391551.5095 | 0 | 0 | 0 | 0 | 0 | 0 | 0 | 0 | 0 | 0 | 0 | 0 | 70858.9504 | 0 | 0 | 0 | 0 | 0 | 0 | 0 | 0 | 219901.6598 | 0 | 0 | 0 | 0 | 0 | 0 | 0 | 0 | 0 | 0
2016-06-07 16:00 | 0 | 0 | 0 | 0 | 0 | 0 | 846609.9029 | 528600 | 0 | 0 | 0 | 0 | 57161.8133 | 0 | 0 | 0 | 0 | 0 | 0 | 5723258.5495 | 0 | 0 | 0 | 0 | 0 | 0 | 0 | 0 | 0 | 0 | 0 | 0 | -13697.1371 | 0 | 0 | 0 | 0 | 0 | 0 | 0 | 0 | 331707.04 | 0 | 0 | 0 | 0 | 0 | 0 | 0 | 0 | 0 | 0
2016-06-07 17:00 | 0 | 0 | 0 | 0 | 0 | 0 | 857772.094 | 546244 | 0 | 0 | 0 | 0 | 43253.7572 | 0 | 0 | 0 | 0 | 0 | 0 | 6048694.6997 | 0 | 0 | 0 | 0 | 0 | 0 | 0 | 0 | 0 | 0 | 0 | 0 | -13908.0561 | 0 | 0 | 0 | 0 | 0 | 0 | 0 | 0 | 325436.1501 | 0 | 0 | 0 | 0 | 0 | 0 | 0 | 0 | 0 | 0
2016-06-07 18:00 | 0 | 0 | 0 | 0 | 0 | 0 | 847974.2828 | 559521 | 0 | 0 | 0 | 0 | 0 | 0 | 0 | 0 | 0 | 0 | 0 | 6380401.7397 | 0 | 0 | 0 | 0 | 0 | 0 | 0 | 0 | 0 | 0 | 0 | 0 | -43253.7572 | 0 | 0 | 0 | 0 | 0 | 0 | 0 | 0 | 331707.04 | 0 | 0 | 0 | 0 | 0 | 0 | 0 | 0 | 0 | 0
2016-06-07 19:00 | 0 | 0 | 0 | 0 | 0 | 0 | 830928.2507 | 569433 | 0 | 0 | 0 | 0 | 70858.9504 | 0 | 0 | 0 | 0 | 0 | 0 | 6571038.0399 | 0 | 0 | 0 | 0 | 0 | 0 | 0 | 0 | 0 | 0 | 0 | 0 | 70858.9504 | 0 | 0 | 0 | 0 | 0 | 0 | 0 | 0 | 190636.3003 | 0 | 0 | 0 | 0 | 0 | 0 | 0 | 0 | 0 | 0
2016-06-07 20:00 | 0 | 0 | 0 | 0 | 0 | 0 | 814003.5462 | 575757 | 0 | 0 | 0 | 0 | 128025.2243 | 0 | 0 | 0 | 0 | 0 | 0 | 6752118.3123 | 0 | 0 | 0 | 0 | 0 | 0 | 0 | 0 | 0 | 0 | 0 | 0 | 57166.2739 | 0 | 0 | 0 | 0 | 0 | 0 | 0 | 0 | 181080.2724 | 0 | 0 | 0 | 0 | 0 | 0 | 0 | 0 | 0 | 0
2016-06-07 21:00 | 0 | 0 | 0 | 0 | 0 | 48127.2778 | 791910.8118 | 579190 | 0 | 0 | 0 | 0 | 57166.2739 | 0 | 0 | 0 | 0 | 0 | 0 | 7083825.3523 | 0 | 0 | 0 | 0 | 0 | 0 | 0 | 0 | 0 | 0 | 0 | 0 | -70858.9504 | 0 | 0 | 0 | 0 | 0 | 0 | 0 | 0 | 331707.04 | 0 | 0 | 0 | 0 | 0 | 0 | 0 | 0 | 0 | 0
2016-06-07 22:00 | 0 | 0 | 0 | 0 | 0 | 67261.0135 | 756260.0499 | 575363 | 0 | 0 | 0 | 0 | 128025.2243 | 0 | 0 | 0 | 0 | 0 | 0 | 7261124.4653 | 0 | 0 | 0 | 0 | 0 | 0 | 0 | 0 | 0 | 0 | 0 | 0 | 70858.9504 | 0 | 0 | 0 | 0 | 0 | 0 | 0 | 0 | 177299.113 | 0 | 0 | 0 | 0 | 0 | 0 | 0 | 0 | 0 | 0
2016-06-07 23:00 | 0 | 0 | 0 | 0 | 0 | 0 | 668168.1296 | 564201 | 0 | 0 | 0 | 0 | 198884.1747 | 0 | 0 | 0 | 0 | 0 | 0 | 7294232.6445 | 0 | 0 | 0 | 0 | 0 | 0 | 0 | 0 | 0 | 0 | 0 | 0 | 70858.9504 | 0 | 0 | 0 | 0 | 0 | 0 | 0 | 0 | 33108.1792 | 0 | 0 | 0 | 0 | 0 | 0 | 0 | 0 | 0 | 0
2016-06-08 | 0 | 0 | 0 | 0 | 0 | 18251.5055 | 530263.4945 | 548515 | 0 | 0 | 0 | 0 | 198884.1747 | 0 | 0 | 0 | 0 | 0 | 0 | 7294232.6445 | 0 | 0 | 0 | 0 | 0 | 0 | 0 | 0 | 0 | 0 | 0 | 0 | 0 | 0 | 0 | 0 | 0 | 0 | 0 | 0 | 0 | 0 | 0 | 0 | 0 | 0 | 0 | 0 | 0 | 0 | 0 | 0
2016-06-08 01:00 | 0 | 0 | 0 | 0 | 0 | 167858.0449 | 294126.7432 | 533334 | 0 | 0 | 0 | 0 | 128025.2243 | 0 | 0 | 0 | 0 | 0 | 0 | 7293742.383 | 0 | 0 | 0 | 0 | 0 | 0 | 0 | 0 | 0 | 0 | 0 | 0 | -70858.9504 | 0 | 0 | 0 | 0 | 0 | 0 | 0 | 0 | 291759.9569 | 292250.2184 | 0 | 0 | 0 | 0 | 0 | 0 | 0 | 0 | 0
2016-06-08 02:00 | 0 | 0 | 0 | 0 | 0 | 498207.6715 | 40554.7187 | 506870 | 0 | 0 | 0 | 0 | 198884.1747 | 0 | 0 | 0 | 0 | 0 | 0 | 7254775.8229 | 0 | 0 | 0 | 0 | 0 | 0 | 0 | 0 | 0 | 0 | 0 | 0 | 70858.9504 | 0 | 0 | 0 | 0 | 0 | 0 | 0 | 0 | 253283.6583 | 292250.2184 | 0 | 0 | 0 | 0 | 0 | 0 | 0 | 0 | 0
2016-06-08 03:00 | 0 | 0 | 0 | 0 | 0 | 510432.7954 | 2.0262 | 470978 | 0 | 0 | 0 | 0 | 198884.1747 | 0 | 0 | 0 | 0 | 0 | 0 | 7294232.6445 | 0 | 0 | 0 | 0 | 0 | 0 | 0 | 0 | 0 | 0 | 0 | 0 | 0 | 0 | 0 | 0 | 0 | 0 | 0 | 0 | 0 | 331707.04 | 292250.2184 | 0 | 0 | 0 | 0 | 0 | 0 | 0 | 0 | 0
2016-06-08 04:00 | 0 | 0 | 0 | 0 | 0 | 74455.8312 | 0 | 437565 | 0 | 0 | 0 | 0 | 128025.2243 | 0 | 0 | 0 | 0 | 0 | 0 | 7001982.4261 | 0 | 0 | 0 | 0 | 0 | 0 | 0 | 0 | 0 | 0 | 0 | 0 | -70858.9504 | 0 | 0 | 0 | 0 | 0 | 0 | 0 | 0 | 0 | 292250.2184 | 0 | 0 | 0 | 0 | 0 | 0 | 0 | 0 | 0
2016-06-08 05:00 | 0 | 0 | 0 | 0 | 0 | 187458.732 | 0 | 408850 | 0 | 0 | 0 | 0 | 198884.1747 | 0 | 0 | 0 | 0 | 0 | 0 | 6709732.2077 | 0 | 0 | 0 | 0 | 0 | 0 | 0 | 0 | 0 | 0 | 0 | 0 | 70858.9504 | 0 | 0 | 0 | 0 | 0 | 0 | 0 | 0 | 0 | 292250.2184 | 0 | 0 | 0 | 0 | 0 | 0 | 0 | 0 | 0
2016-06-08 06:00 | 0 | 0 | 0 | 0 | 0 | 93977.7816 | 0 | 386228 | 0 | 0 | 0 | 0 | 198884.1747 | 0 | 0 | 0 | 0 | 0 | 0 | 6417481.9894 | 0 | 0 | 0 | 0 | 0 | 0 | 0 | 0 | 0 | 0 | 0 | 0 | 0 | 0 | 0 | 0 | 0 | 0 | 0 | 0 | 0 | 0 | 292250.2184 | 0 | 0 | 0 | 0 | 0 | 0 | 0 | 0 | 0
2016-06-08 07:00 | 0 | 0 | 0 | 0 | 0 | 8376.8312 | 0 | 371486 | 0 | 0 | 0 | 0 | 128025.2243 | 0 | 0 | 0 | 0 | 0 | 0 | 6125231.771 | 0 | 0 | 0 | 0 | 0 | 0 | 0 | 0 | 0 | 0 | 0 | 0 | -70858.9504 | 0 | 0 | 0 | 0 | 0 | 0 | 0 | 0 | 0 | 292250.2184 | 0 | 0 | 0 | 0 | 0 | 0 | 0 | 0 | 0
2016-06-08 08:00 | 0 | 0 | 0 | 0 | 0 | 428348.0005 | 0 | 364715 | 0 | 0 | 0 | 0 | 198884.1747 | 0 | 0 | 0 | 0 | 0 | 0 | 6118005.821 | 0 | 0 | 0 | 0 | 0 | 0 | 0 | 0 | 0 | 0 | 0 | 0 | 70858.9504 | 0 | 0 | 0 | 0 | 0 | 0 | 0 | 0 | 285024.2685 | 292250.2184 | 0 | 0 | 0 | 0 | 0 | 0 | 0 | 0 | 0
2016-06-08 09:00 | 0 | 0 | 0 | 0 | 0 | 21055.5077 | 0 | 370472 | 0 | 0 | 0 | 0 | 141717.9008 | 0 | 0 | 0 | 0 | 0 | 0 | 5825755.6027 | 0 | 0 | 0 | 0 | 0 | 0 | 0 | 0 | 0 | 0 | 0 | 0 | -57166.2739 | 0 | 0 | 0 | 0 | 0 | 0 | 0 | 0 | 0 | 292250.2184 | 0 | 0 | 0 | 0 | 0 | 0 | 0 | 0 | 0
2016-06-08 10:00 | 0 | 0 | 0 | 0 | 0 | 19295.8312 | 0 | 382405 | 0 | 0 | 0 | 0 | 70858.9504 | 0 | 0 | 0 | 0 | 0 | 0 | 5533505.3843 | 0 | 0 | 0 | 0 | 0 | 0 | 0 | 0 | 0 | 0 | 0 | 0 | -70858.9504 | 0 | 0 | 0 | 0 | 0 | 0 | 0 | 0 | 0 | 292250.2184 | 0 | 0 | 0 | 0 | 0 | 0 | 0 | 0 | 0
2016-06-08 11:00 | 0 | 0 | 0 | 0 | 0 | 37318.3064 | 4.5248 | 400432 | 0 | 0 | 0 | 0 | 0 | 0 | 0 | 0 | 0 | 0 | 0 | 5241255.1659 | 0 | 0 | 0 | 0 | 0 | 0 | 0 | 0 | 0 | 0 | 0 | 0 | -70858.9504 | 0 | 0 | 0 | 0 | 0 | 0 | 0 | 0 | 0 | 292250.2184 | 0 | 0 | 0 | 0 | 0 | 0 | 0 | 0 | 0
2016-06-08 12:00 | 0 | 0 | 0 | 0 | 0 | 168271.1901 | 123119.3975 | 420465 | 0 | 0 | 0 | 0 | 0 | 0 | 0 | 0 | 0 | 0 | 0 | 5112180.7536 | 0 | 0 | 0 | 0 | 0 | 0 | 0 | 0 | 0 | 0 | 0 | 0 | 0 | 0 | 0 | 0 | 0 | 0 | 0 | 0 | 0 | 163175.8061 | 292250.2184 | 0 | 0 | 0 | 0 | 0 | 0 | 0 | 0 | 0
2016-06-08 13:00 | 0 | 0 | 0 | 0 | 0 | 0 | 463536.4214 | 442199 | 0 | 0 | 0 | 0 | 0 | 0 | 0 | 0 | 0 | 0 | 0 | 5133518.175 | 0 | 0 | 0 | 0 | 0 | 0 | 0 | 0 | 0 | 0 | 0 | 0 | 0 | 0 | 0 | 0 | 0 | 0 | 0 | 0 | 0 | 21337.4214 | 0 | 0 | 0 | 0 | 0 | 0 | 0 | 0 | 0 | 0
2016-06-08 14:00 | 0 | 0 | 0 | 0 | 0 | 0 | 661629.9162 | 465246 | 0 | 0 | 0 | 0 | 0 | 0 | 0 | 0 | 0 | 0 | 0 | 5329902.0912 | 0 | 0 | 0 | 0 | 0 | 0 | 0 | 0 | 0 | 0 | 0 | 0 | 0 | 0 | 0 | 0 | 0 | 0 | 0 | 0 | 0 | 196383.9162 | 0 | 0 | 0 | 0 | 0 | 0 | 0 | 0 | 0 | 0
2016-06-08 15:00 | 0 | 0 | 0 | 0 | 0 | 0 | 755015.9373 | 486017 | 0 | 0 | 0 | 0 | 70858.9504 | 0 | 0 | 0 | 0 | 0 | 0 | 5528042.0781 | 0 | 0 | 0 | 0 | 0 | 0 | 0 | 0 | 0 | 0 | 0 | 0 | 70858.9504 | 0 | 0 | 0 | 0 | 0 | 0 | 0 | 0 | 198139.9869 | 0 | 0 | 0 | 0 | 0 | 0 | 0 | 0 | 0 | 0
2016-06-08 16:00 | 0 | 0 | 0 | 0 | 0 | 0 | 805148.5168 | 502863 | 0 | 0 | 0 | 0 | 104836.7983 | 0 | 0 | 0 | 0 | 0 | 0 | 5796349.747 | 0 | 0 | 0 | 0 | 0 | 0 | 0 | 0 | 0 | 0 | 0 | 0 | 33977.8479 | 0 | 0 | 0 | 0 | 0 | 0 | 0 | 0 | 268307.6688 | 0 | 0 | 0 | 0 | 0 | 0 | 0 | 0 | 0 | 0
2016-06-08 17:00 | 0 | 0 | 0 | 0 | 0 | 0 | 818543.5799 | 519109 | 0 | 0 | 0 | 0 | 175695.7487 | 0 | 0 | 0 | 0 | 0 | 0 | 6024925.3765 | 0 | 0 | 0 | 0 | 0 | 0 | 0 | 0 | 0 | 0 | 0 | 0 | 70858.9504 | 0 | 0 | 0 | 0 | 0 | 0 | 0 | 0 | 228575.6295 | 0 | 0 | 0 | 0 | 0 | 0 | 0 | 0 | 0 | 0
2016-06-08 18:00 | 0 | 0 | 0 | 0 | 0 | 0 | 816087.5155 | 532051 | 0 | 0 | 0 | 0 | 128025.2243 | 0 | 0 | 0 | 0 | 0 | 0 | 6356632.4165 | 0 | 0 | 0 | 0 | 0 | 0 | 0 | 0 | 0 | 0 | 0 | 0 | -47670.5245 | 0 | 0 | 0 | 0 | 0 | 0 | 0 | 0 | 331707.04 | 0 | 0 | 0 | 0 | 0 | 0 | 0 | 0 | 0 | 0
2016-06-08 19:00 | 0 | 0 | 0 | 0 | 0 | 0 | 804393.6046 | 543040 | 0 | 0 | 0 | 0 | 198884.1747 | 0 | 0 | 0 | 0 | 0 | 0 | 6547127.0707 | 0 | 0 | 0 | 0 | 0 | 0 | 0 | 0 | 0 | 0 | 0 | 0 | 70858.9504 | 0 | 0 | 0 | 0 | 0 | 0 | 0 | 0 | 190494.6542 | 0 | 0 | 0 | 0 | 0 | 0 | 0 | 0 | 0 | 0
2016-06-08 20:00 | 0 | 0 | 0 | 0 | 0 | 0 | 793714.8922 | 551323 | 0 | 0 | 0 | 0 | 198884.1747 | 0 | 0 | 0 | 0 | 0 | 0 | 6789518.9628 | 0 | 0 | 0 | 0 | 0 | 0 | 0 | 0 | 0 | 0 | 0 | 0 | 0 | 0 | 0 | 0 | 0 | 0 | 0 | 0 | 0 | 242391.8922 | 0 | 0 | 0 | 0 | 0 | 0 | 0 | 0 | 0 | 0
2016-06-08 21:00 | 0 | 0 | 0 | 0 | 0 | 0 | 773026.0084 | 555836 | 0 | 0 | 0 | 0 | 198884.1747 | 0 | 0 | 0 | 0 | 0 | 0 | 7006708.9712 | 0 | 0 | 0 | 0 | 0 | 0 | 0 | 0 | 0 | 0 | 0 | 0 | 0 | 0 | 0 | 0 | 0 | 0 | 0 | 0 | 0 | 217190.0084 | 0 | 0 | 0 | 0 | 0 | 0 | 0 | 0 | 0 | 0
2016-06-08 22:00 | 0 | 0 | 0 | 0 | 0 | 0 | 734728.1736 | 553751 | 0 | 0 | 0 | 0 | 128025.2243 | 0 | 0 | 0 | 0 | 0 | 0 | 7258545.0952 | 0 | 0 | 0 | 0 | 0 | 0 | 0 | 0 | 0 | 0 | 0 | 0 | -70858.9504 | 0 | 0 | 0 | 0 | 0 | 0 | 0 | 0 | 251836.124 | 0 | 0 | 0 | 0 | 0 | 0 | 0 | 0 | 0 | 0
2016-06-08 23:00 | 0 | 0 | 0 | 0 | 0 | 0 | 650330.4997 | 543784 | 0 | 0 | 0 | 0 | 198884.1747 | 0 | 0 | 0 | 0 | 0 | 0 | 7294232.6445 | 0 | 0 | 0 | 0 | 0 | 0 | 0 | 0 | 0 | 0 | 0 | 0 | 70858.9504 | 0 | 0 | 0 | 0 | 0 | 0 | 0 | 0 | 35687.5493 | 0 | 0 | 0 | 0 | 0 | 0 | 0 | 0 | 0 | 0
2016-06-09 | 0 | 0 | 0 | 0 | 0 | 0 | 511436.1908 | 530422 | 0 | 0 | 0 | 0 | 179898.3655 | 0 | 0 | 0 | 0 | 0 | 0 | 7294232.6445 | 0 | 0 | 0 | 0 | 0 | 0 | 0 | 0 | 0 | 0 | 0 | 0 | -18985.8092 | 0 | 0 | 0 | 0 | 0 | 0 | 0 | 0 | 0 | 0 | 0 | 0 | 0 | 0 | 0 | 0 | 0 | 0 | 0
2016-06-09 01:00 | 0 | 0 | 0 | 0 | 0 | 123899.9749 | 278752.9949 | 517442 | 0 | 0 | 0 | 0 | 109039.415 | 0 | 0 | 0 | 0 | 0 | 0 | 7250302.5646 | 0 | 0 | 0 | 0 | 0 | 0 | 0 | 0 | 0 | 0 | 0 | 0 | -70858.9504 | 0 | 0 | 0 | 0 | 0 | 0 | 0 | 0 | 248320.1385 | 292250.2184 | 0 | 0 | 0 | 0 | 0 | 0 | 0 | 0 | 0
2016-06-09 02:00 | 0 | 0 | 0 | 0 | 0 | 516248.9345 | 36596.6963 | 494403 | 0 | 0 | 0 | 0 | 128025.2243 | 0 | 0 | 0 | 0 | 0 | 0 | 7289759.3863 | 0 | 0 | 0 | 0 | 0 | 0 | 0 | 0 | 0 | 0 | 0 | 0 | 18985.8092 | 0 | 0 | 0 | 0 | 0 | 0 | 0 | 0 | 331707.04 | 292250.2184 | 0 | 0 | 0 | 0 | 0 | 0 | 0 | 0 | 0
2016-06-09 03:00 | 0 | 0 | 0 | 0 | 0 | 240112.1678 | 1.5643 | 461505 | 0 | 0 | 0 | 0 | 198884.1747 | 0 | 0 | 0 | 0 | 0 | 0 | 6997509.1679 | 0 | 0 | 0 | 0 | 0 | 0 | 0 | 0 | 0 | 0 | 0 | 0 | 70858.9504 | 0 | 0 | 0 | 0 | 0 | 0 | 0 | 0 | 0 | 292250.2184 | 0 | 0 | 0 | 0 | 0 | 0 | 0 | 0 | 0
2016-06-09 04:00 | 0 | 0 | 0 | 0 | 0 | 398082.8712 | 0 | 429485 | 0 | 0 | 0 | 0 | 128025.2243 | 0 | 0 | 0 | 0 | 0 | 0 | 7036965.9895 | 0 | 0 | 0 | 0 | 0 | 0 | 0 | 0 | 0 | 0 | 0 | 0 | -70858.9504 | 0 | 0 | 0 | 0 | 0 | 0 | 0 | 0 | 331707.04 | 292250.2184 | 0 | 0 | 0 | 0 | 0 | 0 | 0 | 0 | 0
2016-06-09 05:00 | 0 | 0 | 0 | 0 | 0 | 181457.732 | 0 | 402849 | 0 | 0 | 0 | 0 | 198884.1747 | 0 | 0 | 0 | 0 | 0 | 0 | 6744715.7711 | 0 | 0 | 0 | 0 | 0 | 0 | 0 | 0 | 0 | 0 | 0 | 0 | 70858.9504 | 0 | 0 | 0 | 0 | 0 | 0 | 0 | 0 | 0 | 292250.2184 | 0 | 0 | 0 | 0 | 0 | 0 | 0 | 0 | 0
2016-06-09 06:00 | 0 | 0 | 0 | 0 | 0 | 90227.7816 | 0 | 382478 | 0 | 0 | 0 | 0 | 198884.1747 | 0 | 0 | 0 | 0 | 0 | 0 | 6452465.5527 | 0 | 0 | 0 | 0 | 0 | 0 | 0 | 0 | 0 | 0 | 0 | 0 | 0 | 0 | 0 | 0 | 0 | 0 | 0 | 0 | 0 | 0 | 292250.2184 | 0 | 0 | 0 | 0 | 0 | 0 | 0 | 0 | 0
2016-06-09 07:00 | 0 | 0 | 0 | 0 | 0 | 5711.8312 | 0 | 368821 | 0 | 0 | 0 | 0 | 128025.2243 | 0 | 0 | 0 | 0 | 0 | 0 | 6160215.3343 | 0 | 0 | 0 | 0 | 0 | 0 | 0 | 0 | 0 | 0 | 0 | 0 | -70858.9504 | 0 | 0 | 0 | 0 | 0 | 0 | 0 | 0 | 0 | 292250.2184 | 0 | 0 | 0 | 0 | 0 | 0 | 0 | 0 | 0
2016-06-09 08:00 | 0 | 0 | 0 | 0 | 0 | 141317.732 | 0 | 362709 | 0 | 0 | 0 | 0 | 198884.1747 | 0 | 0 | 0 | 0 | 0 | 0 | 5867965.1159 | 0 | 0 | 0 | 0 | 0 | 0 | 0 | 0 | 0 | 0 | 0 | 0 | 70858.9504 | 0 | 0 | 0 | 0 | 0 | 0 | 0 | 0 | 0 | 292250.2184 | 0 | 0 | 0 | 0 | 0 | 0 | 0 | 0 | 0
2016-06-09 09:00 | 0 | 0 | 0 | 0 | 0 | 17199.5077 | 0 | 366616 | 0 | 0 | 0 | 0 | 141717.9008 | 0 | 0 | 0 | 0 | 0 | 0 | 5575714.8976 | 0 | 0 | 0 | 0 | 0 | 0 | 0 | 0 | 0 | 0 | 0 | 0 | -57166.2739 | 0 | 0 | 0 | 0 | 0 | 0 | 0 | 0 | 0 | 292250.2184 | 0 | 0 | 0 | 0 | 0 | 0 | 0 | 0 | 0
2016-06-09 10:00 | 0 | 0 | 0 | 0 | 0 | 17205.8312 | 0 | 380315 | 0 | 0 | 0 | 0 | 70858.9504 | 0 | 0 | 0 | 0 | 0 | 0 | 5283464.6792 | 0 | 0 | 0 | 0 | 0 | 0 | 0 | 0 | 0 | 0 | 0 | 0 | -70858.9504 | 0 | 0 | 0 | 0 | 0 | 0 | 0 | 0 | 0 | 292250.2184 | 0 | 0 | 0 | 0 | 0 | 0 | 0 | 0 | 0
2016-06-09 11:00 | 0 | 0 | 0 | 0 | 0 | 35187.1989 | 7.6323 | 398304 | 0 | 0 | 0 | 0 | 0 | 0 | 0 | 0 | 0 | 0 | 0 | 4991214.4608 | 0 | 0 | 0 | 0 | 0 | 0 | 0 | 0 | 0 | 0 | 0 | 0 | -70858.9504 | 0 | 0 | 0 | 0 | 0 | 0 | 0 | 0 | 0 | 292250.2184 | 0 | 0 | 0 | 0 | 0 | 0 | 0 | 0 | 0
2016-06-09 12:00 | 0 | 0 | 0 | 0 | 0 | 5966.115 | 121103.6666 | 419320 | 0 | 0 | 0 | 0 | 0 | 0 | 0 | 0 | 0 | 0 | 0 | 4698964.2424 | 0 | 0 | 0 | 0 | 0 | 0 | 0 | 0 | 0 | 0 | 0 | 0 | 0 | 0 | 0 | 0 | 0 | 0 | 0 | 0 | 0 | 0 | 292250.2184 | 0 | 0 | 0 | 0 | 0 | 0 | 0 | 0 | 0
2016-06-09 13:00 | 0 | 0 | 0 | 0 | 0 | 0 | 456650.2529 | 441583 | 0 | 0 | 0 | 0 | 0 | 0 | 0 | 0 | 0 | 0 | 0 | 4714031.4953 | 0 | 0 | 0 | 0 | 0 | 0 | 0 | 0 | 0 | 0 | 0 | 0 | 0 | 0 | 0 | 0 | 0 | 0 | 0 | 0 | 0 | 15067.2529 | 0 | 0 | 0 | 0 | 0 | 0 | 0 | 0 | 0 | 0
2016-06-09 14:00 | 0 | 0 | 0 | 0 | 0 | 0 | 672911.601 | 464597 | 0 | 0 | 0 | 0 | 0 | 0 | 0 | 0 | 0 | 0 | 0 | 4922346.0962 | 0 | 0 | 0 | 0 | 0 | 0 | 0 | 0 | 0 | 0 | 0 | 0 | 0 | 0 | 0 | 0 | 0 | 0 | 0 | 0 | 0 | 208314.601 | 0 | 0 | 0 | 0 | 0 | 0 | 0 | 0 | 0 | 0
2016-06-09 15:00 | 0 | 0 | 0 | 0 | 0 | 0 | 789167.4686 | 485879 | 0 | 0 | 0 | 0 | 70858.9504 | 0 | 0 | 0 | 0 | 0 | 0 | 5154775.6145 | 0 | 0 | 0 | 0 | 0 | 0 | 0 | 0 | 0 | 0 | 0 | 0 | 70858.9504 | 0 | 0 | 0 | 0 | 0 | 0 | 0 | 0 | 232429.5182 | 0 | 0 | 0 | 0 | 0 | 0 | 0 | 0 | 0 | 0
2016-06-09 16:00 | 0 | 0 | 0 | 0 | 0 | 0 | 849304.4832 | 505989 | 0 | 0 | 0 | 0 | 82467.3936 | 0 | 0 | 0 | 0 | 0 | 0 | 5486482.6545 | 0 | 0 | 0 | 0 | 0 | 0 | 0 | 0 | 0 | 0 | 0 | 0 | 11608.4432 | 0 | 0 | 0 | 0 | 0 | 0 | 0 | 0 | 331707.04 | 0 | 0 | 0 | 0 | 0 | 0 | 0 | 0 | 0 | 0
2016-06-09 17:00 | 0 | 0 | 0 | 0 | 0 | 0 | 863617.2852 | 524767 | 0 | 0 | 0 | 0 | 89610.6388 | 0 | 0 | 0 | 0 | 0 | 0 | 5818189.6945 | 0 | 0 | 0 | 0 | 0 | 0 | 0 | 0 | 0 | 0 | 0 | 0 | 7143.2453 | 0 | 0 | 0 | 0 | 0 | 0 | 0 | 0 | 331707.04 | 0 | 0 | 0 | 0 | 0 | 0 | 0 | 0 | 0 | 0
2016-06-09 18:00 | 0 | 0 | 0 | 0 | 0 | 0 | 861173.2604 | 539999 | 0 | 0 | 0 | 0 | 79077.8592 | 0 | 0 | 0 | 0 | 0 | 0 | 6149896.7345 | 0 | 0 | 0 | 0 | 0 | 0 | 0 | 0 | 0 | 0 | 0 | 0 | -10532.7796 | 0 | 0 | 0 | 0 | 0 | 0 | 0 | 0 | 331707.04 | 0 | 0 | 0 | 0 | 0 | 0 | 0 | 0 | 0 | 0
2016-06-09 19:00 | 0 | 0 | 0 | 0 | 0 | 0 | 852794.1078 | 552774 | 0 | 0 | 0 | 0 | 103120.03 | 0 | 0 | 0 | 0 | 0 | 0 | 6425874.6714 | 0 | 0 | 0 | 0 | 0 | 0 | 0 | 0 | 0 | 0 | 0 | 0 | 24042.1709 | 0 | 0 | 0 | 0 | 0 | 0 | 0 | 0 | 275977.9369 | 0 | 0 | 0 | 0 | 0 | 0 | 0 | 0 | 0 | 0
2016-06-09 20:00 | 0 | 0 | 0 | 0 | 0 | 0 | 846347.2838 | 560594 | 0 | 0 | 0 | 0 | 57166.2739 | 0 | 0 | 0 | 0 | 0 | 0 | 6757581.7114 | 0 | 0 | 0 | 0 | 0 | 0 | 0 | 0 | 0 | 0 | 0 | 0 | -45953.7562 | 0 | 0 | 0 | 0 | 0 | 0 | 0 | 0 | 331707.04 | 0 | 0 | 0 | 0 | 0 | 0 | 0 | 0 | 0 | 0
2016-06-09 21:00 | 0 | 0 | 0 | 0 | 0 | 0 | 830630.7812 | 566846 | 0 | 0 | 0 | 0 | 128025.2243 | 0 | 0 | 0 | 0 | 0 | 0 | 6950507.5422 | 0 | 0 | 0 | 0 | 0 | 0 | 0 | 0 | 0 | 0 | 0 | 0 | 70858.9504 | 0 | 0 | 0 | 0 | 0 | 0 | 0 | 0 | 192925.8308 | 0 | 0 | 0 | 0 | 0 | 0 | 0 | 0 | 0 | 0
2016-06-09 22:00 | 0 | 0 | 0 | 0 | 0 | 0 | 795033.5432 | 564371 | 0 | 0 | 0 | 0 | 198884.1747 | 0 | 0 | 0 | 0 | 0 | 0 | 7110311.135 | 0 | 0 | 0 | 0 | 0 | 0 | 0 | 0 | 0 | 0 | 0 | 0 | 70858.9504 | 0 | 0 | 0 | 0 | 0 | 0 | 0 | 0 | 159803.5928 | 0 | 0 | 0 | 0 | 0 | 0 | 0 | 0 | 0 | 0
2016-06-09 23:00 | 0 | 0 | 0 | 0 | 0 | 0 | 712151.6055 | 554318 | 0 | 0 | 0 | 0 | 172796.2707 | 0 | 0 | 0 | 0 | 0 | 0 | 7294232.6445 | 0 | 0 | 0 | 0 | 0 | 0 | 0 | 0 | 0 | 0 | 0 | 0 | -26087.904 | 0 | 0 | 0 | 0 | 0 | 0 | 0 | 0 | 183921.5095 | 0 | 0 | 0 | 0 | 0 | 0 | 0 | 0 | 0 | 0
2016-06-10 | 0 | 0 | 0 | 0 | 0 | 0 | 566403.904 | 540316 | 0 | 0 | 0 | 0 | 198884.1747 | 0 | 0 | 0 | 0 | 0 | 0 | 7294232.6445 | 0 | 0 | 0 | 0 | 0 | 0 | 0 | 0 | 0 | 0 | 0 | 0 | 26087.904 | 0 | 0 | 0 | 0 | 0 | 0 | 0 | 0 | 0 | 0 | 0 | 0 | 0 | 0 | 0 | 0 | 0 | 0 | 0
2016-06-10 01:00 | 0 | 0 | 0 | 0 | 0 | 91285.7135 | 328796.5145 | 530398 | 0 | 0 | 0 | 0 | 128025.2243 | 0 | 0 | 0 | 0 | 0 | 0 | 7254775.8229 | 0 | 0 | 0 | 0 | 0 | 0 | 0 | 0 | 0 | 0 | 0 | 0 | -70858.9504 | 0 | 0 | 0 | 0 | 0 | 0 | 0 | 0 | 252793.3968 | 292250.2184 | 0 | 0 | 0 | 0 | 0 | 0 | 0 | 0 | 0
2016-06-10 02:00 | 0 | 0 | 0 | 0 | 0 | 489788.3609 | 55091.4607 | 505423 | 0 | 0 | 0 | 0 | 128025.2243 | 0 | 0 | 0 | 0 | 0 | 0 | 7294232.6445 | 0 | 0 | 0 | 0 | 0 | 0 | 0 | 0 | 0 | 0 | 0 | 0 | 0 | 0 | 0 | 0 | 0 | 0 | 0 | 0 | 0 | 331707.04 | 292250.2184 | 0 | 0 | 0 | 0 | 0 | 0 | 0 | 0 | 0
2016-06-10 03:00 | 0 | 0 | 0 | 0 | 0 | 251704.5798 | 2.1522 | 473098 | 0 | 0 | 0 | 0 | 198884.1747 | 0 | 0 | 0 | 0 | 0 | 0 | 7001982.4261 | 0 | 0 | 0 | 0 | 0 | 0 | 0 | 0 | 0 | 0 | 0 | 0 | 70858.9504 | 0 | 0 | 0 | 0 | 0 | 0 | 0 | 0 | 0 | 292250.2184 | 0 | 0 | 0 | 0 | 0 | 0 | 0 | 0 | 0
2016-06-10 04:00 | 0 | 0 | 0 | 0 | 0 | 75283.8312 | 0 | 438393 | 0 | 0 | 0 | 0 | 128025.2243 | 0 | 0 | 0 | 0 | 0 | 0 | 6709732.2077 | 0 | 0 | 0 | 0 | 0 | 0 | 0 | 0 | 0 | 0 | 0 | 0 | -70858.9504 | 0 | 0 | 0 | 0 | 0 | 0 | 0 | 0 | 0 | 292250.2184 | 0 | 0 | 0 | 0 | 0 | 0 | 0 | 0 | 0
2016-06-10 05:00 | 0 | 0 | 0 | 0 | 0 | 521827.772 | 0 | 411512 | 0 | 0 | 0 | 0 | 198884.1747 | 0 | 0 | 0 | 0 | 0 | 0 | 6749189.0294 | 0 | 0 | 0 | 0 | 0 | 0 | 0 | 0 | 0 | 0 | 0 | 0 | 70858.9504 | 0 | 0 | 0 | 0 | 0 | 0 | 0 | 0 | 331707.04 | 292250.2184 | 0 | 0 | 0 | 0 | 0 | 0 | 0 | 0 | 0
2016-06-10 06:00 | 0 | 0 | 0 | 0 | 0 | 430682.8216 | 0 | 391226 | 0 | 0 | 0 | 0 | 198884.1747 | 0 | 0 | 0 | 0 | 0 | 0 | 6788645.851 | 0 | 0 | 0 | 0 | 0 | 0 | 0 | 0 | 0 | 0 | 0 | 0 | 0 | 0 | 0 | 0 | 0 | 0 | 0 | 0 | 0 | 331707.04 | 292250.2184 | 0 | 0 | 0 | 0 | 0 | 0 | 0 | 0 | 0
2016-06-10 07:00 | 0 | 0 | 0 | 0 | 0 | 13775.8312 | 0 | 376885 | 0 | 0 | 0 | 0 | 128025.2243 | 0 | 0 | 0 | 0 | 0 | 0 | 6496395.6326 | 0 | 0 | 0 | 0 | 0 | 0 | 0 | 0 | 0 | 0 | 0 | 0 | -70858.9504 | 0 | 0 | 0 | 0 | 0 | 0 | 0 | 0 | 0 | 292250.2184 | 0 | 0 | 0 | 0 | 0 | 0 | 0 | 0 | 0
2016-06-10 08:00 | 0 | 0 | 0 | 0 | 0 | 148154.732 | 0 | 369546 | 0 | 0 | 0 | 0 | 198884.1747 | 0 | 0 | 0 | 0 | 0 | 0 | 6204145.4142 | 0 | 0 | 0 | 0 | 0 | 0 | 0 | 0 | 0 | 0 | 0 | 0 | 70858.9504 | 0 | 0 | 0 | 0 | 0 | 0 | 0 | 0 | 0 | 292250.2184 | 0 | 0 | 0 | 0 | 0 | 0 | 0 | 0 | 0
2016-06-10 09:00 | 0 | 0 | 0 | 0 | 0 | 9288.8312 | 0 | 372398 | 0 | 0 | 0 | 0 | 128025.2243 | 0 | 0 | 0 | 0 | 0 | 0 | 5911895.1958 | 0 | 0 | 0 | 0 | 0 | 0 | 0 | 0 | 0 | 0 | 0 | 0 | -70858.9504 | 0 | 0 | 0 | 0 | 0 | 0 | 0 | 0 | 0 | 292250.2184 | 0 | 0 | 0 | 0 | 0 | 0 | 0 | 0 | 0
2016-06-10 10:00 | 0 | 0 | 0 | 0 | 0 | 20747.8312 | 0 | 383857 | 0 | 0 | 0 | 0 | 57166.2739 | 0 | 0 | 0 | 0 | 0 | 0 | 5619644.9774 | 0 | 0 | 0 | 0 | 0 | 0 | 0 | 0 | 0 | 0 | 0 | 0 | -70858.9504 | 0 | 0 | 0 | 0 | 0 | 0 | 0 | 0 | 0 | 292250.2184 | 0 | 0 | 0 | 0 | 0 | 0 | 0 | 0 | 0
2016-06-10 11:00 | 0 | 0 | 0 | 0 | 0 | 327067.3861 | 9.5955 | 402748 | 0 | 0 | 0 | 0 | 128025.2243 | 0 | 0 | 0 | 0 | 0 | 0 | 5473115.0086 | 0 | 0 | 0 | 0 | 0 | 0 | 0 | 0 | 0 | 0 | 0 | 0 | 70858.9504 | 0 | 0 | 0 | 0 | 0 | 0 | 0 | 0 | 145720.2496 | 292250.2184 | 0 | 0 | 0 | 0 | 0 | 0 | 0 | 0 | 0
2016-06-10 12:00 | 0 | 0 | 0 | 0 | 0 | 175230.9635 | 132881.2045 | 426829 | 0 | 0 | 0 | 0 | 198884.1747 | 0 | 0 | 0 | 0 | 0 | 0 | 5283539.2263 | 0 | 0 | 0 | 0 | 0 | 0 | 0 | 0 | 0 | 0 | 0 | 0 | 70858.9504 | 0 | 0 | 0 | 0 | 0 | 0 | 0 | 0 | 102674.4361 | 292250.2184 | 0 | 0 | 0 | 0 | 0 | 0 | 0 | 0 | 0
2016-06-10 13:00 | 0 | 0 | 0 | 0 | 0 | 0 | 449504.5329 | 454646 | 0 | 0 | 0 | 0 | 157059.3382 | 0 | 0 | 0 | 0 | 0 | 0 | 5320222.5956 | 0 | 0 | 0 | 0 | 0 | 0 | 0 | 0 | 0 | 0 | 0 | 0 | -41824.8365 | 0 | 0 | 0 | 0 | 0 | 0 | 0 | 0 | 36683.3694 | 0 | 0 | 0 | 0 | 0 | 0 | 0 | 0 | 0 | 0
2016-06-10 14:00 | 0 | 0 | 0 | 0 | 0 | 237627.4867 | 618205.3898 | 482301 | 0 | 0 | 0 | 0 | 198884.1747 | 0 | 0 | 0 | 0 | 0 | 0 | 5651929.6356 | 0 | 0 | 0 | 0 | 0 | 0 | 0 | 0 | 0 | 0 | 0 | 0 | 41824.8365 | 0 | 0 | 0 | 0 | 0 | 0 | 0 | 0 | 331707.04 | 0 | 0 | 0 | 0 | 0 | 0 | 0 | 0 | 0 | 0
2016-06-10 15:00 | 0 | 0 | 0 | 0 | 0 | 0 | 715328.9769 | 508873 | 0 | 0 | 0 | 0 | 128025.2243 | 0 | 0 | 0 | 0 | 0 | 0 | 5929244.5629 | 0 | 0 | 0 | 0 | 0 | 0 | 0 | 0 | 0 | 0 | 0 | 0 | -70858.9504 | 0 | 0 | 0 | 0 | 0 | 0 | 0 | 0 | 277314.9273 | 0 | 0 | 0 | 0 | 0 | 0 | 0 | 0 | 0 | 0
2016-06-10 16:00 | 0 | 0 | 0 | 0 | 0 | 0 | 766361.764 | 531905 | 0 | 0 | 0 | 0 | 198884.1747 | 0 | 0 | 0 | 0 | 0 | 0 | 6092842.3765 | 0 | 0 | 0 | 0 | 0 | 0 | 0 | 0 | 0 | 0 | 0 | 0 | 70858.9504 | 0 | 0 | 0 | 0 | 0 | 0 | 0 | 0 | 163597.8136 | 0 | 0 | 0 | 0 | 0 | 0 | 0 | 0 | 0 | 0
2016-06-10 17:00 | 0 | 0 | 0 | 0 | 0 | 101166.6459 | 781562.3941 | 551022 | 0 | 0 | 0 | 0 | 198884.1747 | 0 | 0 | 0 | 0 | 0 | 0 | 6424549.4165 | 0 | 0 | 0 | 0 | 0 | 0 | 0 | 0 | 0 | 0 | 0 | 0 | 0 | 0 | 0 | 0 | 0 | 0 | 0 | 0 | 0 | 331707.04 | 0 | 0 | 0 | 0 | 0 | 0 | 0 | 0 | 0 | 0
2016-06-10 18:00 | 0 | 0 | 0 | 0 | 0 | 0 | 779438.9005 | 567314 | 0 | 0 | 0 | 0 | 137504.8706 | 0 | 0 | 0 | 0 | 0 | 0 | 6698053.6212 | 0 | 0 | 0 | 0 | 0 | 0 | 0 | 0 | 0 | 0 | 0 | 0 | -61379.3041 | 0 | 0 | 0 | 0 | 0 | 0 | 0 | 0 | 273504.2046 | 0 | 0 | 0 | 0 | 0 | 0 | 0 | 0 | 0 | 0
2016-06-10 19:00 | 0 | 0 | 0 | 0 | 0 | 0 | 770022.4451 | 579868 | 0 | 0 | 0 | 0 | 66645.9202 | 0 | 0 | 0 | 0 | 0 | 0 | 6959067.0166 | 0 | 0 | 0 | 0 | 0 | 0 | 0 | 0 | 0 | 0 | 0 | 0 | -70858.9504 | 0 | 0 | 0 | 0 | 0 | 0 | 0 | 0 | 261013.3955 | 0 | 0 | 0 | 0 | 0 | 0 | 0 | 0 | 0 | 0
2016-06-10 20:00 | 0 | 0 | 0 | 0 | 0 | 0 | 752621.659 | 589997 | 0 | 0 | 0 | 0 | 137504.8706 | 0 | 0 | 0 | 0 | 0 | 0 | 7050832.7253 | 0 | 0 | 0 | 0 | 0 | 0 | 0 | 0 | 0 | 0 | 0 | 0 | 70858.9504 | 0 | 0 | 0 | 0 | 0 | 0 | 0 | 0 | 91765.7086 | 0 | 0 | 0 | 0 | 0 | 0 | 0 | 0 | 0 | 0
2016-06-10 21:00 | 0 | 0 | 0 | 0 | 0 | 0 | 717839.826 | 593420 | 0 | 0 | 0 | 0 | 66645.9202 | 0 | 0 | 0 | 0 | 0 | 0 | 7246111.5017 | 0 | 0 | 0 | 0 | 0 | 0 | 0 | 0 | 0 | 0 | 0 | 0 | -70858.9504 | 0 | 0 | 0 | 0 | 0 | 0 | 0 | 0 | 195278.7764 | 0 | 0 | 0 | 0 | 0 | 0 | 0 | 0 | 0 | 0
2016-06-10 22:00 | 0 | 0 | 0 | 0 | 0 | 0 | 660874.5064 | 587600 | 0 | 0 | 0 | 0 | 137504.8706 | 0 | 0 | 0 | 0 | 0 | 0 | 7248527.0577 | 0 | 0 | 0 | 0 | 0 | 0 | 0 | 0 | 0 | 0 | 0 | 0 | 70858.9504 | 0 | 0 | 0 | 0 | 0 | 0 | 0 | 0 | 2415.556 | 0 | 0 | 0 | 0 | 0 | 0 | 0 | 0 | 0 | 0
2016-06-10 23:00 | 0 | 0 | 0 | 0 | 0 | 0 | 564208.3537 | 573688 | 0 | 0 | 0 | 0 | 128025.2243 | 0 | 0 | 0 | 0 | 0 | 0 | 7248527.0577 | 0 | 0 | 0 | 0 | 0 | 0 | 0 | 0 | 0 | 0 | 0 | 0 | -9479.6463 | 0 | 0 | 0 | 0 | 0 | 0 | 0 | 0 | 0 | 0 | 0 | 0 | 0 | 0 | 0 | 0 | 0 | 0 | 0
2016-06-11 | 0 | 0 | 0 | 0 | 0 | 241515.4386 | 425280.3334 | 556480 | 0 | 0 | 0 | 0 | 198884.1747 | 0 | 0 | 0 | 0 | 0 | 0 | 7287983.8793 | 0 | 0 | 0 | 0 | 0 | 0 | 0 | 0 | 0 | 0 | 0 | 0 | 70858.9504 | 0 | 0 | 0 | 0 | 0 | 0 | 0 | 0 | 331707.04 | 292250.2184 | 0 | 0 | 0 | 0 | 0 | 0 | 0 | 0 | 0
2016-06-11 01:00 | 0 | 0 | 0 | 0 | 0 | 172616.3258 | 224595.8458 | 540736 | 0 | 0 | 0 | 0 | 128025.2243 | 0 | 0 | 0 | 0 | 0 | 0 | 7215319.0013 | 0 | 0 | 0 | 0 | 0 | 0 | 0 | 0 | 0 | 0 | 0 | 0 | -70858.9504 | 0 | 0 | 0 | 0 | 0 | 0 | 0 | 0 | 219585.3404 | 292250.2184 | 0 | 0 | 0 | 0 | 0 | 0 | 0 | 0 | 0
2016-06-11 02:00 | 0 | 0 | 0 | 0 | 0 | 593780.7353 | 34174.0367 | 517639 | 0 | 0 | 0 | 0 | 198884.1747 | 0 | 0 | 0 | 0 | 0 | 0 | 7254775.8229 | 0 | 0 | 0 | 0 | 0 | 0 | 0 | 0 | 0 | 0 | 0 | 0 | 70858.9504 | 0 | 0 | 0 | 0 | 0 | 0 | 0 | 0 | 331707.04 | 292250.2184 | 0 | 0 | 0 | 0 | 0 | 0 | 0 | 0 | 0
2016-06-11 03:00 | 0 | 0 | 0 | 0 | 0 | 455235.1206 | 2.7506 | 486640 | 0 | 0 | 0 | 0 | 128025.2243 | 0 | 0 | 0 | 0 | 0 | 0 | 7294232.6445 | 0 | 0 | 0 | 0 | 0 | 0 | 0 | 0 | 0 | 0 | 0 | 0 | -70858.9504 | 0 | 0 | 0 | 0 | 0 | 0 | 0 | 0 | 331707.04 | 292250.2184 | 0 | 0 | 0 | 0 | 0 | 0 | 0 | 0 | 0
2016-06-11 04:00 | 0 | 0 | 0 | 0 | 0 | 233839.732 | 0 | 455231 | 0 | 0 | 0 | 0 | 198884.1747 | 0 | 0 | 0 | 0 | 0 | 0 | 7001982.4261 | 0 | 0 | 0 | 0 | 0 | 0 | 0 | 0 | 0 | 0 | 0 | 0 | 70858.9504 | 0 | 0 | 0 | 0 | 0 | 0 | 0 | 0 | 0 | 292250.2184 | 0 | 0 | 0 | 0 | 0 | 0 | 0 | 0 | 0
2016-06-11 05:00 | 0 | 0 | 0 | 0 | 0 | 134202.7816 | 0 | 426453 | 0 | 0 | 0 | 0 | 198884.1747 | 0 | 0 | 0 | 0 | 0 | 0 | 6709732.2077 | 0 | 0 | 0 | 0 | 0 | 0 | 0 | 0 | 0 | 0 | 0 | 0 | 0 | 0 | 0 | 0 | 0 | 0 | 0 | 0 | 0 | 0 | 292250.2184 | 0 | 0 | 0 | 0 | 0 | 0 | 0 | 0 | 0
2016-06-11 06:00 | 0 | 0 | 0 | 0 | 0 | 374286.8712 | 0 | 405689 | 0 | 0 | 0 | 0 | 128025.2243 | 0 | 0 | 0 | 0 | 0 | 0 | 6749189.0294 | 0 | 0 | 0 | 0 | 0 | 0 | 0 | 0 | 0 | 0 | 0 | 0 | -70858.9504 | 0 | 0 | 0 | 0 | 0 | 0 | 0 | 0 | 331707.04 | 292250.2184 | 0 | 0 | 0 | 0 | 0 | 0 | 0 | 0 | 0
2016-06-11 07:00 | 0 | 0 | 0 | 0 | 0 | 166853.732 | 0 | 388245 | 0 | 0 | 0 | 0 | 198884.1747 | 0 | 0 | 0 | 0 | 0 | 0 | 6456938.811 | 0 | 0 | 0 | 0 | 0 | 0 | 0 | 0 | 0 | 0 | 0 | 0 | 70858.9504 | 0 | 0 | 0 | 0 | 0 | 0 | 0 | 0 | 0 | 292250.2184 | 0 | 0 | 0 | 0 | 0 | 0 | 0 | 0 | 0
2016-06-11 08:00 | 0 | 0 | 0 | 0 | 0 | 83721.7816 | 0 | 375972 | 0 | 0 | 0 | 0 | 198884.1747 | 0 | 0 | 0 | 0 | 0 | 0 | 6164688.5926 | 0 | 0 | 0 | 0 | 0 | 0 | 0 | 0 | 0 | 0 | 0 | 0 | 0 | 0 | 0 | 0 | 0 | 0 | 0 | 0 | 0 | 0 | 292250.2184 | 0 | 0 | 0 | 0 | 0 | 0 | 0 | 0 | 0
2016-06-11 09:00 | 0 | 0 | 0 | 0 | 0 | 8946.8312 | 0 | 372056 | 0 | 0 | 0 | 0 | 128025.2243 | 0 | 0 | 0 | 0 | 0 | 0 | 5872438.3742 | 0 | 0 | 0 | 0 | 0 | 0 | 0 | 0 | 0 | 0 | 0 | 0 | -70858.9504 | 0 | 0 | 0 | 0 | 0 | 0 | 0 | 0 | 0 | 292250.2184 | 0 | 0 | 0 | 0 | 0 | 0 | 0 | 0 | 0
2016-06-11 10:00 | 0 | 0 | 0 | 0 | 0 | 9363.8312 | 0 | 372473 | 0 | 0 | 0 | 0 | 57166.2739 | 0 | 0 | 0 | 0 | 0 | 0 | 5580188.1558 | 0 | 0 | 0 | 0 | 0 | 0 | 0 | 0 | 0 | 0 | 0 | 0 | -70858.9504 | 0 | 0 | 0 | 0 | 0 | 0 | 0 | 0 | 0 | 292250.2184 | 0 | 0 | 0 | 0 | 0 | 0 | 0 | 0 | 0
2016-06-11 11:00 | 0 | 0 | 0 | 0 | 0 | 365411.2646 | 8.4302 | 382390 | 0 | 0 | 0 | 0 | 128025.2243 | 0 | 0 | 0 | 0 | 0 | 0 | 5492358.9002 | 0 | 0 | 0 | 0 | 0 | 0 | 0 | 0 | 0 | 0 | 0 | 0 | 70858.9504 | 0 | 0 | 0 | 0 | 0 | 0 | 0 | 0 | 204420.9628 | 292250.2184 | 0 | 0 | 0 | 0 | 0 | 0 | 0 | 0 | 0
2016-06-11 12:00 | 0 | 0 | 0 | 0 | 0 | 241977.391 | 96713.0563 | 405494 | 0 | 0 | 0 | 0 | 198884.1747 | 0 | 0 | 0 | 0 | 0 | 0 | 5354696.3971 | 0 | 0 | 0 | 0 | 0 | 0 | 0 | 0 | 0 | 0 | 0 | 0 | 70858.9504 | 0 | 0 | 0 | 0 | 0 | 0 | 0 | 0 | 154587.7153 | 292250.2184 | 0 | 0 | 0 | 0 | 0 | 0 | 0 | 0 | 0
2016-06-11 13:00 | 0 | 0 | 0 | 0 | 0 | 0 | 323976.5362 | 438077 | 0 | 0 | 0 | 0 | 198884.1747 | 0 | 0 | 0 | 0 | 0 | 0 | 5240595.9333 | 0 | 0 | 0 | 0 | 0 | 0 | 0 | 0 | 0 | 0 | 0 | 0 | 0 | 0 | 0 | 0 | 0 | 0 | 0 | 0 | 0 | 178149.7546 | 292250.2184 | 0 | 0 | 0 | 0 | 0 | 0 | 0 | 0 | 0
2016-06-11 14:00 | 0 | 0 | 0 | 0 | 0 | 0 | 510739.0417 | 473340 | 0 | 0 | 0 | 0 | 198884.1747 | 0 | 0 | 0 | 0 | 0 | 0 | 5277994.975 | 0 | 0 | 0 | 0 | 0 | 0 | 0 | 0 | 0 | 0 | 0 | 0 | 0 | 0 | 0 | 0 | 0 | 0 | 0 | 0 | 0 | 37399.0417 | 0 | 0 | 0 | 0 | 0 | 0 | 0 | 0 | 0 | 0
2016-06-11 15:00 | 0 | 0 | 0 | 0 | 0 | 0 | 629794.4671 | 506666 | 0 | 0 | 0 | 0 | 141717.9008 | 0 | 0 | 0 | 0 | 0 | 0 | 5458289.716 | 0 | 0 | 0 | 0 | 0 | 0 | 0 | 0 | 0 | 0 | 0 | 0 | -57166.2739 | 0 | 0 | 0 | 0 | 0 | 0 | 0 | 0 | 180294.741 | 0 | 0 | 0 | 0 | 0 | 0 | 0 | 0 | 0 | 0
2016-06-11 16:00 | 0 | 0 | 0 | 0 | 0 | 0 | 695316.2013 | 534752 | 0 | 0 | 0 | 0 | 70858.9504 | 0 | 0 | 0 | 0 | 0 | 0 | 5689712.8677 | 0 | 0 | 0 | 0 | 0 | 0 | 0 | 0 | 0 | 0 | 0 | 0 | -70858.9504 | 0 | 0 | 0 | 0 | 0 | 0 | 0 | 0 | 231423.1517 | 0 | 0 | 0 | 0 | 0 | 0 | 0 | 0 | 0 | 0
2016-06-11 17:00 | 0 | 0 | 0 | 0 | 0 | 0 | 717042.3187 | 555285 | 0 | 0 | 0 | 0 | 0 | 0 | 0 | 0 | 0 | 0 | 0 | 5922329.1368 | 0 | 0 | 0 | 0 | 0 | 0 | 0 | 0 | 0 | 0 | 0 | 0 | -70858.9504 | 0 | 0 | 0 | 0 | 0 | 0 | 0 | 0 | 232616.2691 | 0 | 0 | 0 | 0 | 0 | 0 | 0 | 0 | 0 | 0
2016-06-11 18:00 | 0 | 0 | 0 | 0 | 0 | 0 | 711013.6851 | 571006 | 0 | 0 | 0 | 0 | 57166.2739 | 0 | 0 | 0 | 0 | 0 | 0 | 6005170.548 | 0 | 0 | 0 | 0 | 0 | 0 | 0 | 0 | 0 | 0 | 0 | 0 | 57166.2739 | 0 | 0 | 0 | 0 | 0 | 0 | 0 | 0 | 82841.4112 | 0 | 0 | 0 | 0 | 0 | 0 | 0 | 0 | 0 | 0
2016-06-11 19:00 | 0 | 0 | 0 | 0 | 0 | 0 | 696966.7587 | 582511 | 0 | 0 | 0 | 0 | 128025.2243 | 0 | 0 | 0 | 0 | 0 | 0 | 6048767.3563 | 0 | 0 | 0 | 0 | 0 | 0 | 0 | 0 | 0 | 0 | 0 | 0 | 70858.9504 | 0 | 0 | 0 | 0 | 0 | 0 | 0 | 0 | 43596.8083 | 0 | 0 | 0 | 0 | 0 | 0 | 0 | 0 | 0 | 0
2016-06-11 20:00 | 0 | 0 | 0 | 0 | 0 | 0 | 672914.7935 | 590597 | 0 | 0 | 0 | 0 | 198884.1747 | 0 | 0 | 0 | 0 | 0 | 0 | 6060226.1994 | 0 | 0 | 0 | 0 | 0 | 0 | 0 | 0 | 0 | 0 | 0 | 0 | 70858.9504 | 0 | 0 | 0 | 0 | 0 | 0 | 0 | 0 | 11458.8431 | 0 | 0 | 0 | 0 | 0 | 0 | 0 | 0 | 0 | 0
2016-06-11 21:00 | 0 | 0 | 0 | 0 | 0 | 0 | 635110.9935 | 595049 | 0 | 0 | 0 | 0 | 198884.1747 | 0 | 0 | 0 | 0 | 0 | 0 | 6100288.193 | 0 | 0 | 0 | 0 | 0 | 0 | 0 | 0 | 0 | 0 | 0 | 0 | 0 | 0 | 0 | 0 | 0 | 0 | 0 | 0 | 0 | 40061.9935 | 0 | 0 | 0 | 0 | 0 | 0 | 0 | 0 | 0 | 0
2016-06-11 22:00 | 0 | 0 | 0 | 0 | 0 | 0 | 577382.9425 | 591829 | 0 | 0 | 0 | 0 | 184438.1171 | 0 | 0 | 0 | 0 | 0 | 0 | 6100288.193 | 0 | 0 | 0 | 0 | 0 | 0 | 0 | 0 | 0 | 0 | 0 | 0 | -14446.0575 | 0 | 0 | 0 | 0 | 0 | 0 | 0 | 0 | 0 | 0 | 0 | 0 | 0 | 0 | 0 | 0 | 0 | 0 | 0
2016-06-11 23:00 | 0 | 0 | 0 | 0 | 0 | 139568.9265 | 495236.9527 | 580903 | 0 | 0 | 0 | 0 | 198884.1747 | 0 | 0 | 0 | 0 | 0 | 0 | 6139745.0146 | 0 | 0 | 0 | 0 | 0 | 0 | 0 | 0 | 0 | 0 | 0 | 0 | 14446.0575 | 0 | 0 | 0 | 0 | 0 | 0 | 0 | 0 | 331707.04 | 292250.2184 | 0 | 0 | 0 | 0 | 0 | 0 | 0 | 0 | 0
2016-06-12 | 0 | 0 | 0 | 0 | 0 | 0 | 376627.6496 | 566512 | 0 | 0 | 0 | 0 | 198884.1747 | 0 | 0 | 0 | 0 | 0 | 0 | 5949860.6642 | 0 | 0 | 0 | 0 | 0 | 0 | 0 | 0 | 0 | 0 | 0 | 0 | 0 | 0 | 0 | 0 | 0 | 0 | 0 | 0 | 0 | 102365.868 | 292250.2184 | 0 | 0 | 0 | 0 | 0 | 0 | 0 | 0 | 0
2016-06-12 01:00 | 0 | 0 | 0 | 0 | 0 | 0 | 213417.7497 | 552841 | 0 | 0 | 0 | 0 | 128025.2243 | 0 | 0 | 0 | 0 | 0 | 0 | 5681296.3643 | 0 | 0 | 0 | 0 | 0 | 0 | 0 | 0 | 0 | 0 | 0 | 0 | -70858.9504 | 0 | 0 | 0 | 0 | 0 | 0 | 0 | 0 | 23685.9184 | 292250.2184 | 0 | 0 | 0 | 0 | 0 | 0 | 0 | 0 | 0
2016-06-12 02:00 | 0 | 0 | 0 | 0 | 0 | 142183.1576 | 26007.6737 | 531300 | 0 | 0 | 0 | 0 | 57166.2739 | 0 | 0 | 0 | 0 | 0 | 0 | 5389046.1459 | 0 | 0 | 0 | 0 | 0 | 0 | 0 | 0 | 0 | 0 | 0 | 0 | -70858.9504 | 0 | 0 | 0 | 0 | 0 | 0 | 0 | 0 | 0 | 292250.2184 | 0 | 0 | 0 | 0 | 0 | 0 | 0 | 0 | 0
2016-06-12 03:00 | 0 | 0 | 0 | 0 | 0 | 611557.0923 | 1.6797 | 501243 | 0 | 0 | 0 | 0 | 128025.2243 | 0 | 0 | 0 | 0 | 0 | 0 | 5428502.9675 | 0 | 0 | 0 | 0 | 0 | 0 | 0 | 0 | 0 | 0 | 0 | 0 | 70858.9504 | 0 | 0 | 0 | 0 | 0 | 0 | 0 | 0 | 331707.04 | 292250.2184 | 0 | 0 | 0 | 0 | 0 | 0 | 0 | 0 | 0
2016-06-12 04:00 | 0 | 0 | 0 | 0 | 0 | 581002.772 | 0 | 470687 | 0 | 0 | 0 | 0 | 198884.1747 | 0 | 0 | 0 | 0 | 0 | 0 | 5467959.7891 | 0 | 0 | 0 | 0 | 0 | 0 | 0 | 0 | 0 | 0 | 0 | 0 | 70858.9504 | 0 | 0 | 0 | 0 | 0 | 0 | 0 | 0 | 331707.04 | 292250.2184 | 0 | 0 | 0 | 0 | 0 | 0 | 0 | 0 | 0
2016-06-12 05:00 | 0 | 0 | 0 | 0 | 0 | 149803.7816 | 0 | 442054 | 0 | 0 | 0 | 0 | 198884.1747 | 0 | 0 | 0 | 0 | 0 | 0 | 5175709.5707 | 0 | 0 | 0 | 0 | 0 | 0 | 0 | 0 | 0 | 0 | 0 | 0 | 0 | 0 | 0 | 0 | 0 | 0 | 0 | 0 | 0 | 0 | 292250.2184 | 0 | 0 | 0 | 0 | 0 | 0 | 0 | 0 | 0
2016-06-12 06:00 | 0 | 0 | 0 | 0 | 0 | 55101.8312 | 0 | 418211 | 0 | 0 | 0 | 0 | 128025.2243 | 0 | 0 | 0 | 0 | 0 | 0 | 4883459.3523 | 0 | 0 | 0 | 0 | 0 | 0 | 0 | 0 | 0 | 0 | 0 | 0 | -70858.9504 | 0 | 0 | 0 | 0 | 0 | 0 | 0 | 0 | 0 | 292250.2184 | 0 | 0 | 0 | 0 | 0 | 0 | 0 | 0 | 0
2016-06-12 07:00 | 0 | 0 | 0 | 0 | 0 | 179036.732 | 0 | 400428 | 0 | 0 | 0 | 0 | 198884.1747 | 0 | 0 | 0 | 0 | 0 | 0 | 4591209.1339 | 0 | 0 | 0 | 0 | 0 | 0 | 0 | 0 | 0 | 0 | 0 | 0 | 70858.9504 | 0 | 0 | 0 | 0 | 0 | 0 | 0 | 0 | 0 | 292250.2184 | 0 | 0 | 0 | 0 | 0 | 0 | 0 | 0 | 0
2016-06-12 08:00 | 0 | 0 | 0 | 0 | 0 | 38150.5077 | 0 | 387567 | 0 | 0 | 0 | 0 | 141717.9008 | 0 | 0 | 0 | 0 | 0 | 0 | 4298958.9156 | 0 | 0 | 0 | 0 | 0 | 0 | 0 | 0 | 0 | 0 | 0 | 0 | -57166.2739 | 0 | 0 | 0 | 0 | 0 | 0 | 0 | 0 | 0 | 292250.2184 | 0 | 0 | 0 | 0 | 0 | 0 | 0 | 0 | 0
2016-06-12 09:00 | 0 | 0 | 0 | 0 | 0 | 16910.8312 | 0 | 380020 | 0 | 0 | 0 | 0 | 70858.9504 | 0 | 0 | 0 | 0 | 0 | 0 | 4006708.6972 | 0 | 0 | 0 | 0 | 0 | 0 | 0 | 0 | 0 | 0 | 0 | 0 | -70858.9504 | 0 | 0 | 0 | 0 | 0 | 0 | 0 | 0 | 0 | 292250.2184 | 0 | 0 | 0 | 0 | 0 | 0 | 0 | 0 | 0
2016-06-12 10:00 | 0 | 0 | 0 | 0 | 0 | 13100.8312 | 0 | 376210 | 0 | 0 | 0 | 0 | 0 | 0 | 0 | 0 | 0 | 0 | 0 | 3714458.4788 | 0 | 0 | 0 | 0 | 0 | 0 | 0 | 0 | 0 | 0 | 0 | 0 | -70858.9504 | 0 | 0 | 0 | 0 | 0 | 0 | 0 | 0 | 0 | 292250.2184 | 0 | 0 | 0 | 0 | 0 | 0 | 0 | 0 | 0
2016-06-12 11:00 | 0 | 0 | 0 | 0 | 0 | 379181.7845 | 3.9579 | 384024 | 0 | 0 | 0 | 0 | 0 | 0 | 0 | 0 | 0 | 0 | 0 | 3709620.2212 | 0 | 0 | 0 | 0 | 0 | 0 | 0 | 0 | 0 | 0 | 0 | 0 | 0 | 0 | 0 | 0 | 0 | 0 | 0 | 0 | 0 | 287411.9607 | 292250.2184 | 0 | 0 | 0 | 0 | 0 | 0 | 0 | 0 | 0
2016-06-12 12:00 | 0 | 0 | 0 | 0 | 0 | 295250.1996 | 109154.2829 | 407958 | 0 | 0 | 0 | 0 | 70858.9504 | 0 | 0 | 0 | 0 | 0 | 0 | 3635207.7532 | 0 | 0 | 0 | 0 | 0 | 0 | 0 | 0 | 0 | 0 | 0 | 0 | 70858.9504 | 0 | 0 | 0 | 0 | 0 | 0 | 0 | 0 | 217837.7505 | 292250.2184 | 0 | 0 | 0 | 0 | 0 | 0 | 0 | 0 | 0
2016-06-12 13:00 | 0 | 0 | 0 | 0 | 0 | 0 | 434390.8356 | 437678 | 0 | 0 | 0 | 0 | 0 | 0 | 0 | 0 | 0 | 0 | 0 | 3702779.5393 | 0 | 0 | 0 | 0 | 0 | 0 | 0 | 0 | 0 | 0 | 0 | 0 | -70858.9504 | 0 | 0 | 0 | 0 | 0 | 0 | 0 | 0 | 67571.786 | 0 | 0 | 0 | 0 | 0 | 0 | 0 | 0 | 0 | 0
2016-06-12 14:00 | 0 | 0 | 0 | 0 | 0 | 0 | 642801.6498 | 468012 | 0 | 0 | 0 | 0 | 0 | 0 | 0 | 0 | 0 | 0 | 0 | 3877569.189 | 0 | 0 | 0 | 0 | 0 | 0 | 0 | 0 | 0 | 0 | 0 | 0 | 0 | 0 | 0 | 0 | 0 | 0 | 0 | 0 | 0 | 174789.6498 | 0 | 0 | 0 | 0 | 0 | 0 | 0 | 0 | 0 | 0
2016-06-12 15:00 | 0 | 0 | 0 | 0 | 0 | 0 | 755046.4099 | 494687 | 0 | 0 | 0 | 0 | 70858.9504 | 0 | 0 | 0 | 0 | 0 | 0 | 4067069.6486 | 0 | 0 | 0 | 0 | 0 | 0 | 0 | 0 | 0 | 0 | 0 | 0 | 70858.9504 | 0 | 0 | 0 | 0 | 0 | 0 | 0 | 0 | 189500.4595 | 0 | 0 | 0 | 0 | 0 | 0 | 0 | 0 | 0 | 0
2016-06-12 16:00 | 0 | 0 | 0 | 0 | 0 | 0 | 813217.7226 | 517422 | 0 | 0 | 0 | 0 | 115024.4084 | 0 | 0 | 0 | 0 | 0 | 0 | 4318699.9132 | 0 | 0 | 0 | 0 | 0 | 0 | 0 | 0 | 0 | 0 | 0 | 0 | 44165.458 | 0 | 0 | 0 | 0 | 0 | 0 | 0 | 0 | 251630.2646 | 0 | 0 | 0 | 0 | 0 | 0 | 0 | 0 | 0 | 0
2016-06-12 17:00 | 0 | 0 | 0 | 0 | 0 | 0 | 825254.6072 | 534487 | 0 | 0 | 0 | 0 | 185883.3588 | 0 | 0 | 0 | 0 | 0 | 0 | 4538608.5699 | 0 | 0 | 0 | 0 | 0 | 0 | 0 | 0 | 0 | 0 | 0 | 0 | 70858.9504 | 0 | 0 | 0 | 0 | 0 | 0 | 0 | 0 | 219908.6568 | 0 | 0 | 0 | 0 | 0 | 0 | 0 | 0 | 0 | 0
2016-06-12 18:00 | 0 | 0 | 0 | 0 | 0 | 0 | 819469.9055 | 545621 | 0 | 0 | 0 | 0 | 128025.2243 | 0 | 0 | 0 | 0 | 0 | 0 | 4870315.6099 | 0 | 0 | 0 | 0 | 0 | 0 | 0 | 0 | 0 | 0 | 0 | 0 | -57858.1345 | 0 | 0 | 0 | 0 | 0 | 0 | 0 | 0 | 331707.04 | 0 | 0 | 0 | 0 | 0 | 0 | 0 | 0 | 0 | 0
2016-06-12 19:00 | 0 | 0 | 0 | 0 | 0 | 0 | 809461.8601 | 552724 | 0 | 0 | 0 | 0 | 198884.1747 | 0 | 0 | 0 | 0 | 0 | 0 | 5056194.5196 | 0 | 0 | 0 | 0 | 0 | 0 | 0 | 0 | 0 | 0 | 0 | 0 | 70858.9504 | 0 | 0 | 0 | 0 | 0 | 0 | 0 | 0 | 185878.9097 | 0 | 0 | 0 | 0 | 0 | 0 | 0 | 0 | 0 | 0
2016-06-12 20:00 | 0 | 0 | 0 | 0 | 0 | 0 | 799859.9833 | 556947 | 0 | 0 | 0 | 0 | 128025.2243 | 0 | 0 | 0 | 0 | 0 | 0 | 5369966.4532 | 0 | 0 | 0 | 0 | 0 | 0 | 0 | 0 | 0 | 0 | 0 | 0 | -70858.9504 | 0 | 0 | 0 | 0 | 0 | 0 | 0 | 0 | 313771.9337 | 0 | 0 | 0 | 0 | 0 | 0 | 0 | 0 | 0 | 0
2016-06-12 21:00 | 0 | 0 | 0 | 0 | 0 | 0 | 781517.2123 | 558748 | 0 | 0 | 0 | 0 | 57166.2739 | 0 | 0 | 0 | 0 | 0 | 0 | 5663594.6159 | 0 | 0 | 0 | 0 | 0 | 0 | 0 | 0 | 0 | 0 | 0 | 0 | -70858.9504 | 0 | 0 | 0 | 0 | 0 | 0 | 0 | 0 | 293628.1627 | 0 | 0 | 0 | 0 | 0 | 0 | 0 | 0 | 0 | 0
2016-06-12 22:00 | 0 | 0 | 0 | 0 | 0 | 0 | 744381.9701 | 554207 | 0 | 0 | 0 | 0 | 128025.2243 | 0 | 0 | 0 | 0 | 0 | 0 | 5782910.6356 | 0 | 0 | 0 | 0 | 0 | 0 | 0 | 0 | 0 | 0 | 0 | 0 | 70858.9504 | 0 | 0 | 0 | 0 | 0 | 0 | 0 | 0 | 119316.0197 | 0 | 0 | 0 | 0 | 0 | 0 | 0 | 0 | 0 | 0
2016-06-12 23:00 | 0 | 0 | 0 | 0 | 0 | 0 | 666075.4792 | 543277 | 0 | 0 | 0 | 0 | 198884.1747 | 0 | 0 | 0 | 0 | 0 | 0 | 5834850.1644 | 0 | 0 | 0 | 0 | 0 | 0 | 0 | 0 | 0 | 0 | 0 | 0 | 70858.9504 | 0 | 0 | 0 | 0 | 0 | 0 | 0 | 0 | 51939.5288 | 0 | 0 | 0 | 0 | 0 | 0 | 0 | 0 | 0 | 0
2016-06-13 | 0 | 0 | 0 | 0 | 0 | 0 | 553116.318 | 530139 | 0 | 0 | 0 | 0 | 198884.1747 | 0 | 0 | 0 | 0 | 0 | 0 | 5857827.4824 | 0 | 0 | 0 | 0 | 0 | 0 | 0 | 0 | 0 | 0 | 0 | 0 | 0 | 0 | 0 | 0 | 0 | 0 | 0 | 0 | 0 | 22977.318 | 0 | 0 | 0 | 0 | 0 | 0 | 0 | 0 | 0 | 0
2016-06-13 01:00 | 0 | 0 | 0 | 0 | 0 | 0 | 318674.2193 | 519068 | 0 | 0 | 0 | 0 | 128025.2243 | 0 | 0 | 0 | 0 | 0 | 0 | 5728292.6521 | 0 | 0 | 0 | 0 | 0 | 0 | 0 | 0 | 0 | 0 | 0 | 0 | -70858.9504 | 0 | 0 | 0 | 0 | 0 | 0 | 0 | 0 | 162715.3881 | 292250.2184 | 0 | 0 | 0 | 0 | 0 | 0 | 0 | 0 | 0
2016-06-13 02:00 | 0 | 0 | 0 | 0 | 0 | 457096.8195 | 37652.3955 | 498816 | 0 | 0 | 0 | 0 | 198884.1747 | 0 | 0 | 0 | 0 | 0 | 0 | 5653366.9167 | 0 | 0 | 0 | 0 | 0 | 0 | 0 | 0 | 0 | 0 | 0 | 0 | 70858.9504 | 0 | 0 | 0 | 0 | 0 | 0 | 0 | 0 | 217324.483 | 292250.2184 | 0 | 0 | 0 | 0 | 0 | 0 | 0 | 0 | 0
2016-06-13 03:00 | 0 | 0 | 0 | 0 | 0 | 106025.9547 | 2.8766 | 469138 | 0 | 0 | 0 | 0 | 128025.2243 | 0 | 0 | 0 | 0 | 0 | 0 | 5361116.6983 | 0 | 0 | 0 | 0 | 0 | 0 | 0 | 0 | 0 | 0 | 0 | 0 | -70858.9504 | 0 | 0 | 0 | 0 | 0 | 0 | 0 | 0 | 0 | 292250.2184 | 0 | 0 | 0 | 0 | 0 | 0 | 0 | 0 | 0
2016-06-13 04:00 | 0 | 0 | 0 | 0 | 0 | 390673.8409 | 0 | 439711 | 0 | 0 | 0 | 0 | 198884.1747 | 0 | 0 | 0 | 0 | 0 | 0 | 5241220.5888 | 0 | 0 | 0 | 0 | 0 | 0 | 0 | 0 | 0 | 0 | 0 | 0 | 70858.9504 | 0 | 0 | 0 | 0 | 0 | 0 | 0 | 0 | 172354.1089 | 292250.2184 | 0 | 0 | 0 | 0 | 0 | 0 | 0 | 0 | 0
2016-06-13 05:00 | 0 | 0 | 0 | 0 | 0 | 122956.7816 | 0 | 415207 | 0 | 0 | 0 | 0 | 198884.1747 | 0 | 0 | 0 | 0 | 0 | 0 | 4948970.3704 | 0 | 0 | 0 | 0 | 0 | 0 | 0 | 0 | 0 | 0 | 0 | 0 | 0 | 0 | 0 | 0 | 0 | 0 | 0 | 0 | 0 | 0 | 292250.2184 | 0 | 0 | 0 | 0 | 0 | 0 | 0 | 0 | 0
2016-06-13 06:00 | 0 | 0 | 0 | 0 | 0 | 31407.8312 | 0 | 394517 | 0 | 0 | 0 | 0 | 128025.2243 | 0 | 0 | 0 | 0 | 0 | 0 | 4656720.1521 | 0 | 0 | 0 | 0 | 0 | 0 | 0 | 0 | 0 | 0 | 0 | 0 | -70858.9504 | 0 | 0 | 0 | 0 | 0 | 0 | 0 | 0 | 0 | 292250.2184 | 0 | 0 | 0 | 0 | 0 | 0 | 0 | 0 | 0
2016-06-13 07:00 | 0 | 0 | 0 | 0 | 0 | 159247.732 | 0 | 380639 | 0 | 0 | 0 | 0 | 198884.1747 | 0 | 0 | 0 | 0 | 0 | 0 | 4364469.9337 | 0 | 0 | 0 | 0 | 0 | 0 | 0 | 0 | 0 | 0 | 0 | 0 | 70858.9504 | 0 | 0 | 0 | 0 | 0 | 0 | 0 | 0 | 0 | 292250.2184 | 0 | 0 | 0 | 0 | 0 | 0 | 0 | 0 | 0
2016-06-13 08:00 | 0 | 0 | 0 | 0 | 0 | 261444.7571 | 0 | 374559 | 0 | 0 | 0 | 0 | 198884.1747 | 0 | 0 | 0 | 0 | 0 | 0 | 4251355.6907 | 0 | 0 | 0 | 0 | 0 | 0 | 0 | 0 | 0 | 0 | 0 | 0 | 0 | 0 | 0 | 0 | 0 | 0 | 0 | 0 | 0 | 179135.9755 | 292250.2184 | 0 | 0 | 0 | 0 | 0 | 0 | 0 | 0 | 0
2016-06-13 09:00 | 0 | 0 | 0 | 0 | 0 | 16454.8312 | 0 | 379564 | 0 | 0 | 0 | 0 | 128025.2243 | 0 | 0 | 0 | 0 | 0 | 0 | 3959105.4724 | 0 | 0 | 0 | 0 | 0 | 0 | 0 | 0 | 0 | 0 | 0 | 0 | -70858.9504 | 0 | 0 | 0 | 0 | 0 | 0 | 0 | 0 | 0 | 292250.2184 | 0 | 0 | 0 | 0 | 0 | 0 | 0 | 0 | 0
2016-06-13 10:00 | 0 | 0 | 0 | 0 | 0 | 212500.1283 | 0 | 394195 | 0 | 0 | 0 | 0 | 70858.9504 | 0 | 0 | 0 | 0 | 0 | 0 | 3834576.8745 | 0 | 0 | 0 | 0 | 0 | 0 | 0 | 0 | 0 | 0 | 0 | 0 | -57166.2739 | 0 | 0 | 0 | 0 | 0 | 0 | 0 | 0 | 167721.6205 | 292250.2184 | 0 | 0 | 0 | 0 | 0 | 0 | 0 | 0 | 0
2016-06-13 11:00 | 0 | 0 | 0 | 0 | 0 | 177774.9354 | 4.1994 | 416210 | 0 | 0 | 0 | 0 | 0 | 0 | 0 | 0 | 0 | 0 | 0 | 3667004.9597 | 0 | 0 | 0 | 0 | 0 | 0 | 0 | 0 | 0 | 0 | 0 | 0 | -70858.9504 | 0 | 0 | 0 | 0 | 0 | 0 | 0 | 0 | 124678.3036 | 292250.2184 | 0 | 0 | 0 | 0 | 0 | 0 | 0 | 0 | 0
2016-06-13 12:00 | 0 | 0 | 0 | 0 | 0 | 0 | 148485.4753 | 440541 | 0 | 0 | 0 | 0 | 0 | 0 | 0 | 0 | 0 | 0 | 0 | 3374949.435 | 0 | 0 | 0 | 0 | 0 | 0 | 0 | 0 | 0 | 0 | 0 | 0 | 0 | 0 | 0 | 0 | 0 | 0 | 0 | 0 | 0 | 194.6937 | 292250.2184 | 0 | 0 | 0 | 0 | 0 | 0 | 0 | 0 | 0
2016-06-13 13:00 | 0 | 0 | 0 | 0 | 0 | 0 | 490210.0199 | 467299 | 0 | 0 | 0 | 0 | 0 | 0 | 0 | 0 | 0 | 0 | 0 | 3397860.4549 | 0 | 0 | 0 | 0 | 0 | 0 | 0 | 0 | 0 | 0 | 0 | 0 | 0 | 0 | 0 | 0 | 0 | 0 | 0 | 0 | 0 | 22911.0199 | 0 | 0 | 0 | 0 | 0 | 0 | 0 | 0 | 0 | 0
2016-06-13 14:00 | 0 | 0 | 0 | 0 | 0 | 0 | 700553.4597 | 495712 | 0 | 0 | 0 | 0 | 0 | 0 | 0 | 0 | 0 | 0 | 0 | 3602701.9146 | 0 | 0 | 0 | 0 | 0 | 0 | 0 | 0 | 0 | 0 | 0 | 0 | 0 | 0 | 0 | 0 | 0 | 0 | 0 | 0 | 0 | 204841.4597 | 0 | 0 | 0 | 0 | 0 | 0 | 0 | 0 | 0 | 0
2016-06-13 15:00 | 0 | 0 | 0 | 0 | 0 | 0 | 801952.5665 | 522570 | 0 | 0 | 0 | 0 | 70858.9504 | 0 | 0 | 0 | 0 | 0 | 0 | 3811225.5307 | 0 | 0 | 0 | 0 | 0 | 0 | 0 | 0 | 0 | 0 | 0 | 0 | 70858.9504 | 0 | 0 | 0 | 0 | 0 | 0 | 0 | 0 | 208523.6161 | 0 | 0 | 0 | 0 | 0 | 0 | 0 | 0 | 0 | 0
2016-06-13 16:00 | 0 | 0 | 0 | 0 | 0 | 0 | 843024.5887 | 545584 | 0 | 0 | 0 | 0 | 128025.2243 | 0 | 0 | 0 | 0 | 0 | 0 | 4051499.8455 | 0 | 0 | 0 | 0 | 0 | 0 | 0 | 0 | 0 | 0 | 0 | 0 | 57166.2739 | 0 | 0 | 0 | 0 | 0 | 0 | 0 | 0 | 240274.3148 | 0 | 0 | 0 | 0 | 0 | 0 | 0 | 0 | 0 | 0
2016-06-13 17:00 | 0 | 0 | 0 | 0 | 0 | 0 | 845769.0257 | 565469 | 0 | 0 | 0 | 0 | 198884.1747 | 0 | 0 | 0 | 0 | 0 | 0 | 4260940.9208 | 0 | 0 | 0 | 0 | 0 | 0 | 0 | 0 | 0 | 0 | 0 | 0 | 70858.9504 | 0 | 0 | 0 | 0 | 0 | 0 | 0 | 0 | 209441.0753 | 0 | 0 | 0 | 0 | 0 | 0 | 0 | 0 | 0 | 0
2016-06-13 18:00 | 0 | 0 | 0 | 0 | 0 | 0 | 834542.8554 | 580343 | 0 | 0 | 0 | 0 | 128025.2243 | 0 | 0 | 0 | 0 | 0 | 0 | 4585999.7266 | 0 | 0 | 0 | 0 | 0 | 0 | 0 | 0 | 0 | 0 | 0 | 0 | -70858.9504 | 0 | 0 | 0 | 0 | 0 | 0 | 0 | 0 | 325058.8058 | 0 | 0 | 0 | 0 | 0 | 0 | 0 | 0 | 0 | 0
2016-06-13 19:00 | 0 | 0 | 0 | 0 | 0 | 0 | 822925.5081 | 589658 | 0 | 0 | 0 | 0 | 128025.2243 | 0 | 0 | 0 | 0 | 0 | 0 | 4819267.2347 | 0 | 0 | 0 | 0 | 0 | 0 | 0 | 0 | 0 | 0 | 0 | 0 | 0 | 0 | 0 | 0 | 0 | 0 | 0 | 0 | 0 | 233267.5081 | 0 | 0 | 0 | 0 | 0 | 0 | 0 | 0 | 0 | 0
2016-06-13 20:00 | 0 | 0 | 0 | 0 | 0 | 0 | 815912.98 | 595279 | 0 | 0 | 0 | 0 | 198884.1747 | 0 | 0 | 0 | 0 | 0 | 0 | 4969042.2642 | 0 | 0 | 0 | 0 | 0 | 0 | 0 | 0 | 0 | 0 | 0 | 0 | 70858.9504 | 0 | 0 | 0 | 0 | 0 | 0 | 0 | 0 | 149775.0296 | 0 | 0 | 0 | 0 | 0 | 0 | 0 | 0 | 0 | 0
2016-06-13 21:00 | 0 | 0 | 0 | 0 | 0 | 0 | 804889.1879 | 596967 | 0 | 0 | 0 | 0 | 198884.1747 | 0 | 0 | 0 | 0 | 0 | 0 | 5176964.4522 | 0 | 0 | 0 | 0 | 0 | 0 | 0 | 0 | 0 | 0 | 0 | 0 | 0 | 0 | 0 | 0 | 0 | 0 | 0 | 0 | 0 | 207922.1879 | 0 | 0 | 0 | 0 | 0 | 0 | 0 | 0 | 0 | 0
2016-06-13 22:00 | 0 | 0 | 0 | 0 | 0 | 0 | 770329.4849 | 591091 | 0 | 0 | 0 | 0 | 128025.2243 | 0 | 0 | 0 | 0 | 0 | 0 | 5427061.8874 | 0 | 0 | 0 | 0 | 0 | 0 | 0 | 0 | 0 | 0 | 0 | 0 | -70858.9504 | 0 | 0 | 0 | 0 | 0 | 0 | 0 | 0 | 250097.4353 | 0 | 0 | 0 | 0 | 0 | 0 | 0 | 0 | 0 | 0
2016-06-13 23:00 | 0 | 0 | 0 | 0 | 0 | 0 | 682987.5037 | 579889 | 0 | 0 | 0 | 0 | 198884.1747 | 0 | 0 | 0 | 0 | 0 | 0 | 5459301.4408 | 0 | 0 | 0 | 0 | 0 | 0 | 0 | 0 | 0 | 0 | 0 | 0 | 70858.9504 | 0 | 0 | 0 | 0 | 0 | 0 | 0 | 0 | 32239.5533 | 0 | 0 | 0 | 0 | 0 | 0 | 0 | 0 | 0 | 0
2016-06-14 | 0 | 0 | 0 | 0 | 0 | 0 | 565061.8992 | 565632 | 0 | 0 | 0 | 0 | 198314.0739 | 0 | 0 | 0 | 0 | 0 | 0 | 5459301.4408 | 0 | 0 | 0 | 0 | 0 | 0 | 0 | 0 | 0 | 0 | 0 | 0 | -570.1008 | 0 | 0 | 0 | 0 | 0 | 0 | 0 | 0 | 0 | 0 | 0 | 0 | 0 | 0 | 0 | 0 | 0 | 0 | 0
2016-06-14 01:00 | 0 | 0 | 0 | 0 | 0 | 0 | 309487.944 | 551948 | 0 | 0 | 0 | 0 | 128025.2243 | 0 | 0 | 0 | 0 | 0 | 0 | 5287130.2344 | 0 | 0 | 0 | 0 | 0 | 0 | 0 | 0 | 0 | 0 | 0 | 0 | -70288.8496 | 0 | 0 | 0 | 0 | 0 | 0 | 0 | 0 | 120079.012 | 292250.2184 | 0 | 0 | 0 | 0 | 0 | 0 | 0 | 0 | 0
2016-06-14 02:00 | 0 | 0 | 0 | 0 | 0 | 449726.956 | 43033.3032 | 527027 | 0 | 0 | 0 | 0 | 198884.1747 | 0 | 0 | 0 | 0 | 0 | 0 | 5182004.5432 | 0 | 0 | 0 | 0 | 0 | 0 | 0 | 0 | 0 | 0 | 0 | 0 | 70858.9504 | 0 | 0 | 0 | 0 | 0 | 0 | 0 | 0 | 187124.5272 | 292250.2184 | 0 | 0 | 0 | 0 | 0 | 0 | 0 | 0 | 0
2016-06-14 03:00 | 0 | 0 | 0 | 0 | 0 | 128745.8312 | 0 | 491855 | 0 | 0 | 0 | 0 | 128025.2243 | 0 | 0 | 0 | 0 | 0 | 0 | 4889754.3249 | 0 | 0 | 0 | 0 | 0 | 0 | 0 | 0 | 0 | 0 | 0 | 0 | -70858.9504 | 0 | 0 | 0 | 0 | 0 | 0 | 0 | 0 | 0 | 292250.2184 | 0 | 0 | 0 | 0 | 0 | 0 | 0 | 0 | 0
2016-06-14 04:00 | 0 | 0 | 0 | 0 | 0 | 429832.7482 | 0 | 458318 | 0 | 0 | 0 | 0 | 198884.1747 | 0 | 0 | 0 | 0 | 0 | 0 | 4790410.1227 | 0 | 0 | 0 | 0 | 0 | 0 | 0 | 0 | 0 | 0 | 0 | 0 | 70858.9504 | 0 | 0 | 0 | 0 | 0 | 0 | 0 | 0 | 192906.0162 | 292250.2184 | 0 | 0 | 0 | 0 | 0 | 0 | 0 | 0 | 0
2016-06-14 05:00 | 0 | 0 | 0 | 0 | 0 | 137443.7816 | 0 | 429694 | 0 | 0 | 0 | 0 | 198884.1747 | 0 | 0 | 0 | 0 | 0 | 0 | 4498159.9043 | 0 | 0 | 0 | 0 | 0 | 0 | 0 | 0 | 0 | 0 | 0 | 0 | 0 | 0 | 0 | 0 | 0 | 0 | 0 | 0 | 0 | 0 | 292250.2184 | 0 | 0 | 0 | 0 | 0 | 0 | 0 | 0 | 0
2016-06-14 06:00 | 0 | 0 | 0 | 0 | 0 | 45500.8312 | 0 | 408610 | 0 | 0 | 0 | 0 | 128025.2243 | 0 | 0 | 0 | 0 | 0 | 0 | 4205909.6859 | 0 | 0 | 0 | 0 | 0 | 0 | 0 | 0 | 0 | 0 | 0 | 0 | -70858.9504 | 0 | 0 | 0 | 0 | 0 | 0 | 0 | 0 | 0 | 292250.2184 | 0 | 0 | 0 | 0 | 0 | 0 | 0 | 0 | 0
2016-06-14 07:00 | 0 | 0 | 0 | 0 | 0 | 43589.5077 | 0 | 393006 | 0 | 0 | 0 | 0 | 70858.9504 | 0 | 0 | 0 | 0 | 0 | 0 | 3913659.4675 | 0 | 0 | 0 | 0 | 0 | 0 | 0 | 0 | 0 | 0 | 0 | 0 | -57166.2739 | 0 | 0 | 0 | 0 | 0 | 0 | 0 | 0 | 0 | 292250.2184 | 0 | 0 | 0 | 0 | 0 | 0 | 0 | 0 | 0
2016-06-14 08:00 | 0 | 0 | 0 | 0 | 0 | 23152.8312 | 0 | 386262 | 0 | 0 | 0 | 0 | 0 | 0 | 0 | 0 | 0 | 0 | 0 | 3621409.2492 | 0 | 0 | 0 | 0 | 0 | 0 | 0 | 0 | 0 | 0 | 0 | 0 | -70858.9504 | 0 | 0 | 0 | 0 | 0 | 0 | 0 | 0 | 0 | 292250.2184 | 0 | 0 | 0 | 0 | 0 | 0 | 0 | 0 | 0
2016-06-14 09:00 | 0 | 0 | 0 | 0 | 0 | 306136.938 | 0 | 390262 | 0 | 0 | 0 | 0 | 70858.9504 | 0 | 0 | 0 | 0 | 0 | 0 | 3466425.2368 | 0 | 0 | 0 | 0 | 0 | 0 | 0 | 0 | 0 | 0 | 0 | 0 | 70858.9504 | 0 | 0 | 0 | 0 | 0 | 0 | 0 | 0 | 137266.206 | 292250.2184 | 0 | 0 | 0 | 0 | 0 | 0 | 0 | 0 | 0
2016-06-14 10:00 | 0 | 0 | 0 | 0 | 0 | 41900.8312 | 0 | 405010 | 0 | 0 | 0 | 0 | 0 | 0 | 0 | 0 | 0 | 0 | 0 | 3174175.0184 | 0 | 0 | 0 | 0 | 0 | 0 | 0 | 0 | 0 | 0 | 0 | 0 | -70858.9504 | 0 | 0 | 0 | 0 | 0 | 0 | 0 | 0 | 0 | 292250.2184 | 0 | 0 | 0 | 0 | 0 | 0 | 0 | 0 | 0
2016-06-14 11:00 | 0 | 0 | 0 | 0 | 0 | 278394.4843 | 13.8579 | 425599 | 0 | 0 | 0 | 0 | 0 | 0 | 0 | 0 | 0 | 0 | 0 | 3026984.3606 | 0 | 0 | 0 | 0 | 0 | 0 | 0 | 0 | 0 | 0 | 0 | 0 | 0 | 0 | 0 | 0 | 0 | 0 | 0 | 0 | 0 | 145059.5605 | 292250.2184 | 0 | 0 | 0 | 0 | 0 | 0 | 0 | 0 | 0
2016-06-14 12:00 | 0 | 0 | 0 | 0 | 0 | 194195.8195 | 174807.2825 | 449688 | 0 | 0 | 0 | 0 | 0 | 0 | 0 | 0 | 0 | 0 | 0 | 2946299.4626 | 0 | 0 | 0 | 0 | 0 | 0 | 0 | 0 | 0 | 0 | 0 | 0 | 0 | 0 | 0 | 0 | 0 | 0 | 0 | 0 | 0 | 211565.3204 | 292250.2184 | 0 | 0 | 0 | 0 | 0 | 0 | 0 | 0 | 0
2016-06-14 13:00 | 0 | 0 | 0 | 0 | 0 | 0 | 578511.7933 | 476353 | 0 | 0 | 0 | 0 | 0 | 0 | 0 | 0 | 0 | 0 | 0 | 3048458.2559 | 0 | 0 | 0 | 0 | 0 | 0 | 0 | 0 | 0 | 0 | 0 | 0 | 0 | 0 | 0 | 0 | 0 | 0 | 0 | 0 | 0 | 102158.7933 | 0 | 0 | 0 | 0 | 0 | 0 | 0 | 0 | 0 | 0
2016-06-14 14:00 | 0 | 0 | 0 | 0 | 0 | 0 | 737209.1716 | 503944 | 0 | 0 | 0 | 0 | 0 | 0 | 0 | 0 | 0 | 0 | 0 | 3281723.4275 | 0 | 0 | 0 | 0 | 0 | 0 | 0 | 0 | 0 | 0 | 0 | 0 | 0 | 0 | 0 | 0 | 0 | 0 | 0 | 0 | 0 | 233265.1716 | 0 | 0 | 0 | 0 | 0 | 0 | 0 | 0 | 0 | 0
2016-06-14 15:00 | 0 | 0 | 0 | 0 | 0 | 0 | 844445.031 | 530927 | 0 | 0 | 0 | 0 | 57166.2739 | 0 | 0 | 0 | 0 | 0 | 0 | 3538075.1847 | 0 | 0 | 0 | 0 | 0 | 0 | 0 | 0 | 0 | 0 | 0 | 0 | 57166.2739 | 0 | 0 | 0 | 0 | 0 | 0 | 0 | 0 | 256351.7571 | 0 | 0 | 0 | 0 | 0 | 0 | 0 | 0 | 0 | 0
2016-06-14 16:00 | 0 | 0 | 0 | 0 | 0 | 0 | 902122.5838 | 553952 | 0 | 0 | 0 | 0 | 128025.2243 | 0 | 0 | 0 | 0 | 0 | 0 | 3815386.8181 | 0 | 0 | 0 | 0 | 0 | 0 | 0 | 0 | 0 | 0 | 0 | 0 | 70858.9504 | 0 | 0 | 0 | 0 | 0 | 0 | 0 | 0 | 277311.6334 | 0 | 0 | 0 | 0 | 0 | 0 | 0 | 0 | 0 | 0
2016-06-14 17:00 | 0 | 0 | 0 | 0 | 0 | 0 | 908445.3148 | 573249 | 0 | 0 | 0 | 0 | 198884.1747 | 0 | 0 | 0 | 0 | 0 | 0 | 4079724.1825 | 0 | 0 | 0 | 0 | 0 | 0 | 0 | 0 | 0 | 0 | 0 | 0 | 70858.9504 | 0 | 0 | 0 | 0 | 0 | 0 | 0 | 0 | 264337.3644 | 0 | 0 | 0 | 0 | 0 | 0 | 0 | 0 | 0 | 0
2016-06-14 18:00 | 0 | 0 | 0 | 0 | 0 | 0 | 896210.2386 | 587081 | 0 | 0 | 0 | 0 | 176306.3733 | 0 | 0 | 0 | 0 | 0 | 0 | 4411431.2225 | 0 | 0 | 0 | 0 | 0 | 0 | 0 | 0 | 0 | 0 | 0 | 0 | -22577.8013 | 0 | 0 | 0 | 0 | 0 | 0 | 0 | 0 | 331707.04 | 0 | 0 | 0 | 0 | 0 | 0 | 0 | 0 | 0 | 0
2016-06-14 19:00 | 0 | 0 | 0 | 0 | 0 | 0 | 881926.5192 | 595687 | 0 | 0 | 0 | 0 | 130838.8525 | 0 | 0 | 0 | 0 | 0 | 0 | 4743138.2625 | 0 | 0 | 0 | 0 | 0 | 0 | 0 | 0 | 0 | 0 | 0 | 0 | -45467.5208 | 0 | 0 | 0 | 0 | 0 | 0 | 0 | 0 | 331707.04 | 0 | 0 | 0 | 0 | 0 | 0 | 0 | 0 | 0 | 0
2016-06-14 20:00 | 0 | 0 | 0 | 0 | 0 | 0 | 873374.978 | 601822 | 0 | 0 | 0 | 0 | 70684.7904 | 0 | 0 | 0 | 0 | 0 | 0 | 5074845.3025 | 0 | 0 | 0 | 0 | 0 | 0 | 0 | 0 | 0 | 0 | 0 | 0 | -60154.062 | 0 | 0 | 0 | 0 | 0 | 0 | 0 | 0 | 331707.04 | 0 | 0 | 0 | 0 | 0 | 0 | 0 | 0 | 0 | 0
2016-06-14 21:00 | 0 | 0 | 0 | 0 | 0 | 0 | 857804.9204 | 603737 | 0 | 0 | 0 | 0 | 46516.5259 | 0 | 0 | 0 | 0 | 0 | 0 | 5353081.4874 | 0 | 0 | 0 | 0 | 0 | 0 | 0 | 0 | 0 | 0 | 0 | 0 | -24168.2645 | 0 | 0 | 0 | 0 | 0 | 0 | 0 | 0 | 278236.1849 | 0 | 0 | 0 | 0 | 0 | 0 | 0 | 0 | 0 | 0
2016-06-14 22:00 | 0 | 0 | 0 | 0 | 0 | 0 | 825188.2459 | 597600 | 0 | 0 | 0 | 0 | 117375.4763 | 0 | 0 | 0 | 0 | 0 | 0 | 5509810.7828 | 0 | 0 | 0 | 0 | 0 | 0 | 0 | 0 | 0 | 0 | 0 | 0 | 70858.9504 | 0 | 0 | 0 | 0 | 0 | 0 | 0 | 0 | 156729.2955 | 0 | 0 | 0 | 0 | 0 | 0 | 0 | 0 | 0 | 0
2016-06-14 23:00 | 0 | 0 | 0 | 0 | 0 | 0 | 737571.2828 | 585548 | 0 | 0 | 0 | 0 | 188234.4267 | 0 | 0 | 0 | 0 | 0 | 0 | 5590975.1152 | 0 | 0 | 0 | 0 | 0 | 0 | 0 | 0 | 0 | 0 | 0 | 0 | 70858.9504 | 0 | 0 | 0 | 0 | 0 | 0 | 0 | 0 | 81164.3324 | 0 | 0 | 0 | 0 | 0 | 0 | 0 | 0 | 0 | 0
2016-06-15 | 0 | 0 | 0 | 0 | 0 | 0 | 581614.7479 | 570965 | 0 | 0 | 0 | 0 | 198884.1747 | 0 | 0 | 0 | 0 | 0 | 0 | 5590975.1152 | 0 | 0 | 0 | 0 | 0 | 0 | 0 | 0 | 0 | 0 | 0 | 0 | 10649.7479 | 0 | 0 | 0 | 0 | 0 | 0 | 0 | 0 | 0 | 0 | 0 | 0 | 0 | 0 | 0 | 0 | 0 | 0 | 0
2016-06-15 01:00 | 0 | 0 | 0 | 0 | 0 | 0 | 316366.8466 | 557325 | 0 | 0 | 0 | 0 | 198884.1747 | 0 | 0 | 0 | 0 | 0 | 0 | 5350016.9618 | 0 | 0 | 0 | 0 | 0 | 0 | 0 | 0 | 0 | 0 | 0 | 0 | 0 | 0 | 0 | 0 | 0 | 0 | 0 | 0 | 0 | 51292.065 | 292250.2184 | 0 | 0 | 0 | 0 | 0 | 0 | 0 | 0 | 0
2016-06-15 02:00 | 0 | 0 | 0 | 0 | 0 | 443232.1287 | 38932.5627 | 532471 | 0 | 0 | 0 | 0 | 198884.1747 | 0 | 0 | 0 | 0 | 0 | 0 | 5299710.6531 | 0 | 0 | 0 | 0 | 0 | 0 | 0 | 0 | 0 | 0 | 0 | 0 | 0 | 0 | 0 | 0 | 0 | 0 | 0 | 0 | 0 | 241943.9097 | 292250.2184 | 0 | 0 | 0 | 0 | 0 | 0 | 0 | 0 | 0
2016-06-15 03:00 | 0 | 0 | 0 | 0 | 0 | 135578.0911 | 2.7401 | 498690 | 0 | 0 | 0 | 0 | 128025.2243 | 0 | 0 | 0 | 0 | 0 | 0 | 5007460.4348 | 0 | 0 | 0 | 0 | 0 | 0 | 0 | 0 | 0 | 0 | 0 | 0 | -70858.9504 | 0 | 0 | 0 | 0 | 0 | 0 | 0 | 0 | 0 | 292250.2184 | 0 | 0 | 0 | 0 | 0 | 0 | 0 | 0 | 0
2016-06-15 04:00 | 0 | 0 | 0 | 0 | 0 | 244819.732 | 0 | 466211 | 0 | 0 | 0 | 0 | 198884.1747 | 0 | 0 | 0 | 0 | 0 | 0 | 4715210.2164 | 0 | 0 | 0 | 0 | 0 | 0 | 0 | 0 | 0 | 0 | 0 | 0 | 70858.9504 | 0 | 0 | 0 | 0 | 0 | 0 | 0 | 0 | 0 | 292250.2184 | 0 | 0 | 0 | 0 | 0 | 0 | 0 | 0 | 0
2016-06-15 05:00 | 0 | 0 | 0 | 0 | 0 | 406739.8712 | 0 | 438142 | 0 | 0 | 0 | 0 | 128025.2243 | 0 | 0 | 0 | 0 | 0 | 0 | 4754667.038 | 0 | 0 | 0 | 0 | 0 | 0 | 0 | 0 | 0 | 0 | 0 | 0 | -70858.9504 | 0 | 0 | 0 | 0 | 0 | 0 | 0 | 0 | 331707.04 | 292250.2184 | 0 | 0 | 0 | 0 | 0 | 0 | 0 | 0 | 0
2016-06-15 06:00 | 0 | 0 | 0 | 0 | 0 | 53990.8312 | 0 | 417100 | 0 | 0 | 0 | 0 | 57166.2739 | 0 | 0 | 0 | 0 | 0 | 0 | 4462416.8196 | 0 | 0 | 0 | 0 | 0 | 0 | 0 | 0 | 0 | 0 | 0 | 0 | -70858.9504 | 0 | 0 | 0 | 0 | 0 | 0 | 0 | 0 | 0 | 292250.2184 | 0 | 0 | 0 | 0 | 0 | 0 | 0 | 0 | 0
2016-06-15 07:00 | 0 | 0 | 0 | 0 | 0 | 180720.732 | 0 | 402112 | 0 | 0 | 0 | 0 | 128025.2243 | 0 | 0 | 0 | 0 | 0 | 0 | 4170166.6012 | 0 | 0 | 0 | 0 | 0 | 0 | 0 | 0 | 0 | 0 | 0 | 0 | 70858.9504 | 0 | 0 | 0 | 0 | 0 | 0 | 0 | 0 | 0 | 292250.2184 | 0 | 0 | 0 | 0 | 0 | 0 | 0 | 0 | 0
2016-06-15 08:00 | 0 | 0 | 0 | 0 | 0 | 116201.4581 | 0 | 394759 | 0 | 0 | 0 | 0 | 141717.9008 | 0 | 0 | 0 | 0 | 0 | 0 | 3877916.3828 | 0 | 0 | 0 | 0 | 0 | 0 | 0 | 0 | 0 | 0 | 0 | 0 | 13692.6765 | 0 | 0 | 0 | 0 | 0 | 0 | 0 | 0 | 0 | 292250.2184 | 0 | 0 | 0 | 0 | 0 | 0 | 0 | 0 | 0
2016-06-15 09:00 | 0 | 0 | 0 | 0 | 0 | 35404.8312 | 0 | 398514 | 0 | 0 | 0 | 0 | 70858.9504 | 0 | 0 | 0 | 0 | 0 | 0 | 3585666.1644 | 0 | 0 | 0 | 0 | 0 | 0 | 0 | 0 | 0 | 0 | 0 | 0 | -70858.9504 | 0 | 0 | 0 | 0 | 0 | 0 | 0 | 0 | 0 | 292250.2184 | 0 | 0 | 0 | 0 | 0 | 0 | 0 | 0 | 0
2016-06-15 10:00 | 0 | 0 | 0 | 0 | 0 | 50574.8312 | 0 | 413684 | 0 | 0 | 0 | 0 | 0 | 0 | 0 | 0 | 0 | 0 | 0 | 3293415.9461 | 0 | 0 | 0 | 0 | 0 | 0 | 0 | 0 | 0 | 0 | 0 | 0 | -70858.9504 | 0 | 0 | 0 | 0 | 0 | 0 | 0 | 0 | 0 | 292250.2184 | 0 | 0 | 0 | 0 | 0 | 0 | 0 | 0 | 0
2016-06-15 11:00 | 0 | 0 | 0 | 0 | 0 | 394495.7644 | 18.3722 | 433725 | 0 | 0 | 0 | 0 | 0 | 0 | 0 | 0 | 0 | 0 | 0 | 3254205.0827 | 0 | 0 | 0 | 0 | 0 | 0 | 0 | 0 | 0 | 0 | 0 | 0 | 0 | 0 | 0 | 0 | 0 | 0 | 0 | 0 | 0 | 253039.355 | 292250.2184 | 0 | 0 | 0 | 0 | 0 | 0 | 0 | 0 | 0
2016-06-15 12:00 | 0 | 0 | 0 | 0 | 0 | 178229.7665 | 158224.1628 | 458210 | 0 | 0 | 0 | 0 | 0 | 0 | 0 | 0 | 0 | 0 | 0 | 3132449.012 | 0 | 0 | 0 | 0 | 0 | 0 | 0 | 0 | 0 | 0 | 0 | 0 | 0 | 0 | 0 | 0 | 0 | 0 | 0 | 0 | 0 | 170494.1477 | 292250.2184 | 0 | 0 | 0 | 0 | 0 | 0 | 0 | 0 | 0
2016-06-15 13:00 | 0 | 0 | 0 | 0 | 0 | 0 | 550862.7631 | 486171 | 0 | 0 | 0 | 0 | 0 | 0 | 0 | 0 | 0 | 0 | 0 | 3197140.7751 | 0 | 0 | 0 | 0 | 0 | 0 | 0 | 0 | 0 | 0 | 0 | 0 | 0 | 0 | 0 | 0 | 0 | 0 | 0 | 0 | 0 | 64691.7631 | 0 | 0 | 0 | 0 | 0 | 0 | 0 | 0 | 0 | 0
2016-06-15 14:00 | 0 | 0 | 0 | 0 | 0 | 0 | 718825.0129 | 515729 | 0 | 0 | 0 | 0 | 0 | 0 | 0 | 0 | 0 | 0 | 0 | 3400236.7879 | 0 | 0 | 0 | 0 | 0 | 0 | 0 | 0 | 0 | 0 | 0 | 0 | 0 | 0 | 0 | 0 | 0 | 0 | 0 | 0 | 0 | 203096.0129 | 0 | 0 | 0 | 0 | 0 | 0 | 0 | 0 | 0 | 0
2016-06-15 15:00 | 0 | 0 | 0 | 0 | 0 | 0 | 836191.0684 | 544200 | 0 | 0 | 0 | 0 | 70858.9504 | 0 | 0 | 0 | 0 | 0 | 0 | 3621368.906 | 0 | 0 | 0 | 0 | 0 | 0 | 0 | 0 | 0 | 0 | 0 | 0 | 70858.9504 | 0 | 0 | 0 | 0 | 0 | 0 | 0 | 0 | 221132.118 | 0 | 0 | 0 | 0 | 0 | 0 | 0 | 0 | 0 | 0
2016-06-15 16:00 | 0 | 0 | 0 | 0 | 0 | 0 | 884275.9305 | 569028 | 0 | 0 | 0 | 0 | 54399.8409 | 0 | 0 | 0 | 0 | 0 | 0 | 3953075.946 | 0 | 0 | 0 | 0 | 0 | 0 | 0 | 0 | 0 | 0 | 0 | 0 | -16459.1095 | 0 | 0 | 0 | 0 | 0 | 0 | 0 | 0 | 331707.04 | 0 | 0 | 0 | 0 | 0 | 0 | 0 | 0 | 0 | 0
2016-06-15 17:00 | 0 | 0 | 0 | 0 | 0 | 0 | 896231.8128 | 590949 | 0 | 0 | 0 | 0 | 48171.3383 | 0 | 0 | 0 | 0 | 0 | 0 | 4264587.2615 | 0 | 0 | 0 | 0 | 0 | 0 | 0 | 0 | 0 | 0 | 0 | 0 | -6228.5027 | 0 | 0 | 0 | 0 | 0 | 0 | 0 | 0 | 311511.3155 | 0 | 0 | 0 | 0 | 0 | 0 | 0 | 0 | 0 | 0
2016-06-15 18:00 | 0 | 0 | 0 | 0 | 0 | 0 | 892217.7017 | 608682 | 0 | 0 | 0 | 0 | 0 | 0 | 0 | 0 | 0 | 0 | 0 | 4596294.3015 | 0 | 0 | 0 | 0 | 0 | 0 | 0 | 0 | 0 | 0 | 0 | 0 | -48171.3383 | 0 | 0 | 0 | 0 | 0 | 0 | 0 | 0 | 331707.04 | 0 | 0 | 0 | 0 | 0 | 0 | 0 | 0 | 0 | 0
2016-06-15 19:00 | 0 | 0 | 0 | 0 | 0 | 0 | 885321.6426 | 621100 | 0 | 0 | 0 | 0 | 0 | 0 | 0 | 0 | 0 | 0 | 0 | 4860515.9441 | 0 | 0 | 0 | 0 | 0 | 0 | 0 | 0 | 0 | 0 | 0 | 0 | 0 | 0 | 0 | 0 | 0 | 0 | 0 | 0 | 0 | 264221.6426 | 0 | 0 | 0 | 0 | 0 | 0 | 0 | 0 | 0 | 0
2016-06-15 20:00 | 0 | 0 | 0 | 0 | 0 | 0 | 884221.2319 | 629859 | 0 | 0 | 0 | 0 | 0 | 0 | 0 | 0 | 0 | 0 | 0 | 5114878.176 | 0 | 0 | 0 | 0 | 0 | 0 | 0 | 0 | 0 | 0 | 0 | 0 | 0 | 0 | 0 | 0 | 0 | 0 | 0 | 0 | 0 | 254362.2319 | 0 | 0 | 0 | 0 | 0 | 0 | 0 | 0 | 0 | 0
2016-06-15 21:00 | 0 | 0 | 0 | 0 | 0 | 0 | 878582.7244 | 632024 | 0 | 0 | 0 | 0 | 70858.9504 | 0 | 0 | 0 | 0 | 0 | 0 | 5290577.95 | 0 | 0 | 0 | 0 | 0 | 0 | 0 | 0 | 0 | 0 | 0 | 0 | 70858.9504 | 0 | 0 | 0 | 0 | 0 | 0 | 0 | 0 | 175699.774 | 0 | 0 | 0 | 0 | 0 | 0 | 0 | 0 | 0 | 0
2016-06-15 22:00 | 0 | 0 | 0 | 0 | 0 | 0 | 848726.7699 | 626813 | 0 | 0 | 0 | 0 | 29664.3421 | 0 | 0 | 0 | 0 | 0 | 0 | 5553686.3282 | 0 | 0 | 0 | 0 | 0 | 0 | 0 | 0 | 0 | 0 | 0 | 0 | -41194.6083 | 0 | 0 | 0 | 0 | 0 | 0 | 0 | 0 | 263108.3782 | 0 | 0 | 0 | 0 | 0 | 0 | 0 | 0 | 0 | 0
2016-06-15 23:00 | 0 | 0 | 0 | 0 | 0 | 0 | 779343.3516 | 613147 | 0 | 0 | 0 | 0 | 100523.2925 | 0 | 0 | 0 | 0 | 0 | 0 | 5649023.7294 | 0 | 0 | 0 | 0 | 0 | 0 | 0 | 0 | 0 | 0 | 0 | 0 | 70858.9504 | 0 | 0 | 0 | 0 | 0 | 0 | 0 | 0 | 95337.4012 | 0 | 0 | 0 | 0 | 0 | 0 | 0 | 0 | 0 | 0
2016-06-16 | 0 | 0 | 0 | 0 | 0 | 0 | 624084.9317 | 596583 | 0 | 0 | 0 | 0 | 128025.2243 | 0 | 0 | 0 | 0 | 0 | 0 | 5649023.7294 | 0 | 0 | 0 | 0 | 0 | 0 | 0 | 0 | 0 | 0 | 0 | 0 | 27501.9317 | 0 | 0 | 0 | 0 | 0 | 0 | 0 | 0 | 0 | 0 | 0 | 0 | 0 | 0 | 0 | 0 | 0 | 0 | 0
2016-06-16 01:00 | 0 | 0 | 0 | 0 | 0 | 0 | 357329.9261 | 579747 | 0 | 0 | 0 | 0 | 57166.2739 | 0 | 0 | 0 | 0 | 0 | 0 | 5497465.6059 | 0 | 0 | 0 | 0 | 0 | 0 | 0 | 0 | 0 | 0 | 0 | 0 | -70858.9504 | 0 | 0 | 0 | 0 | 0 | 0 | 0 | 0 | 140692.0949 | 292250.2184 | 0 | 0 | 0 | 0 | 0 | 0 | 0 | 0 | 0
2016-06-16 02:00 | 0 | 0 | 0 | 0 | 0 | 613218.3984 | 49973.3736 | 552876 | 0 | 0 | 0 | 0 | 128025.2243 | 0 | 0 | 0 | 0 | 0 | 0 | 5536922.4275 | 0 | 0 | 0 | 0 | 0 | 0 | 0 | 0 | 0 | 0 | 0 | 0 | 70858.9504 | 0 | 0 | 0 | 0 | 0 | 0 | 0 | 0 | 331707.04 | 292250.2184 | 0 | 0 | 0 | 0 | 0 | 0 | 0 | 0 | 0
2016-06-16 03:00 | 0 | 0 | 0 | 0 | 0 | 295415.5589 | 2.1732 | 516809 | 0 | 0 | 0 | 0 | 198884.1747 | 0 | 0 | 0 | 0 | 0 | 0 | 5244672.2091 | 0 | 0 | 0 | 0 | 0 | 0 | 0 | 0 | 0 | 0 | 0 | 0 | 70858.9504 | 0 | 0 | 0 | 0 | 0 | 0 | 0 | 0 | 0 | 292250.2184 | 0 | 0 | 0 | 0 | 0 | 0 | 0 | 0 | 0
2016-06-16 04:00 | 0 | 0 | 0 | 0 | 0 | 132877.5077 | 0 | 482294 | 0 | 0 | 0 | 0 | 141717.9008 | 0 | 0 | 0 | 0 | 0 | 0 | 4952421.9907 | 0 | 0 | 0 | 0 | 0 | 0 | 0 | 0 | 0 | 0 | 0 | 0 | -57166.2739 | 0 | 0 | 0 | 0 | 0 | 0 | 0 | 0 | 0 | 292250.2184 | 0 | 0 | 0 | 0 | 0 | 0 | 0 | 0 | 0
2016-06-16 05:00 | 0 | 0 | 0 | 0 | 0 | 89584.8312 | 0 | 452694 | 0 | 0 | 0 | 0 | 70858.9504 | 0 | 0 | 0 | 0 | 0 | 0 | 4660171.7723 | 0 | 0 | 0 | 0 | 0 | 0 | 0 | 0 | 0 | 0 | 0 | 0 | -70858.9504 | 0 | 0 | 0 | 0 | 0 | 0 | 0 | 0 | 0 | 292250.2184 | 0 | 0 | 0 | 0 | 0 | 0 | 0 | 0 | 0
2016-06-16 06:00 | 0 | 0 | 0 | 0 | 0 | 398176.8712 | 0 | 429579 | 0 | 0 | 0 | 0 | 0 | 0 | 0 | 0 | 0 | 0 | 0 | 4699628.5939 | 0 | 0 | 0 | 0 | 0 | 0 | 0 | 0 | 0 | 0 | 0 | 0 | -70858.9504 | 0 | 0 | 0 | 0 | 0 | 0 | 0 | 0 | 331707.04 | 292250.2184 | 0 | 0 | 0 | 0 | 0 | 0 | 0 | 0 | 0
2016-06-16 07:00 | 0 | 0 | 0 | 0 | 0 | 191518.732 | 0 | 412910 | 0 | 0 | 0 | 0 | 70858.9504 | 0 | 0 | 0 | 0 | 0 | 0 | 4407378.3756 | 0 | 0 | 0 | 0 | 0 | 0 | 0 | 0 | 0 | 0 | 0 | 0 | 70858.9504 | 0 | 0 | 0 | 0 | 0 | 0 | 0 | 0 | 0 | 292250.2184 | 0 | 0 | 0 | 0 | 0 | 0 | 0 | 0 | 0
2016-06-16 08:00 | 0 | 0 | 0 | 0 | 0 | 183581.732 | 0 | 404973 | 0 | 0 | 0 | 0 | 141717.9008 | 0 | 0 | 0 | 0 | 0 | 0 | 4115128.1572 | 0 | 0 | 0 | 0 | 0 | 0 | 0 | 0 | 0 | 0 | 0 | 0 | 70858.9504 | 0 | 0 | 0 | 0 | 0 | 0 | 0 | 0 | 0 | 292250.2184 | 0 | 0 | 0 | 0 | 0 | 0 | 0 | 0 | 0
2016-06-16 09:00 | 0 | 0 | 0 | 0 | 0 | 45395.8312 | 0 | 408505 | 0 | 0 | 0 | 0 | 70858.9504 | 0 | 0 | 0 | 0 | 0 | 0 | 3822877.9388 | 0 | 0 | 0 | 0 | 0 | 0 | 0 | 0 | 0 | 0 | 0 | 0 | -70858.9504 | 0 | 0 | 0 | 0 | 0 | 0 | 0 | 0 | 0 | 292250.2184 | 0 | 0 | 0 | 0 | 0 | 0 | 0 | 0 | 0
2016-06-16 10:00 | 0 | 0 | 0 | 0 | 0 | 59129.8312 | 0 | 422239 | 0 | 0 | 0 | 0 | 0 | 0 | 0 | 0 | 0 | 0 | 0 | 3530627.7204 | 0 | 0 | 0 | 0 | 0 | 0 | 0 | 0 | 0 | 0 | 0 | 0 | -70858.9504 | 0 | 0 | 0 | 0 | 0 | 0 | 0 | 0 | 0 | 292250.2184 | 0 | 0 | 0 | 0 | 0 | 0 | 0 | 0 | 0
2016-06-16 11:00 | 0 | 0 | 0 | 0 | 0 | 442506.4984 | 17.5323 | 442317 | 0 | 0 | 0 | 0 | 0 | 0 | 0 | 0 | 0 | 0 | 0 | 3530834.7511 | 0 | 0 | 0 | 0 | 0 | 0 | 0 | 0 | 0 | 0 | 0 | 0 | 0 | 0 | 0 | 0 | 0 | 0 | 0 | 0 | 0 | 292457.2491 | 292250.2184 | 0 | 0 | 0 | 0 | 0 | 0 | 0 | 0 | 0
2016-06-16 12:00 | 0 | 0 | 0 | 0 | 0 | 324276.6742 | 169432.2308 | 467491 | 0 | 0 | 0 | 0 | 0 | 0 | 0 | 0 | 0 | 0 | 0 | 3557052.6561 | 0 | 0 | 0 | 0 | 0 | 0 | 0 | 0 | 0 | 0 | 0 | 0 | 0 | 0 | 0 | 0 | 0 | 0 | 0 | 0 | 0 | 318468.1234 | 292250.2184 | 0 | 0 | 0 | 0 | 0 | 0 | 0 | 0 | 0
2016-06-16 13:00 | 0 | 0 | 0 | 0 | 0 | 0 | 586787.7479 | 494771 | 0 | 0 | 0 | 0 | 0 | 0 | 0 | 0 | 0 | 0 | 0 | 3649069.4039 | 0 | 0 | 0 | 0 | 0 | 0 | 0 | 0 | 0 | 0 | 0 | 0 | 0 | 0 | 0 | 0 | 0 | 0 | 0 | 0 | 0 | 92016.7479 | 0 | 0 | 0 | 0 | 0 | 0 | 0 | 0 | 0 | 0
2016-06-16 14:00 | 0 | 0 | 0 | 0 | 0 | 0 | 745344.5497 | 523244 | 0 | 0 | 0 | 0 | 0 | 0 | 0 | 0 | 0 | 0 | 0 | 3871169.9536 | 0 | 0 | 0 | 0 | 0 | 0 | 0 | 0 | 0 | 0 | 0 | 0 | 0 | 0 | 0 | 0 | 0 | 0 | 0 | 0 | 0 | 222100.5497 | 0 | 0 | 0 | 0 | 0 | 0 | 0 | 0 | 0 | 0
2016-06-16 15:00 | 0 | 0 | 0 | 0 | 0 | 0 | 858888.5736 | 550557 | 0 | 0 | 0 | 0 | 0 | 0 | 0 | 0 | 0 | 0 | 0 | 4179501.5273 | 0 | 0 | 0 | 0 | 0 | 0 | 0 | 0 | 0 | 0 | 0 | 0 | 0 | 0 | 0 | 0 | 0 | 0 | 0 | 0 | 0 | 308331.5736 | 0 | 0 | 0 | 0 | 0 | 0 | 0 | 0 | 0 | 0
2016-06-16 16:00 | 0 | 0 | 0 | 0 | 0 | 0 | 899784.3249 | 573493 | 0 | 0 | 0 | 0 | 70858.9504 | 0 | 0 | 0 | 0 | 0 | 0 | 4434933.9017 | 0 | 0 | 0 | 0 | 0 | 0 | 0 | 0 | 0 | 0 | 0 | 0 | 70858.9504 | 0 | 0 | 0 | 0 | 0 | 0 | 0 | 0 | 255432.3745 | 0 | 0 | 0 | 0 | 0 | 0 | 0 | 0 | 0 | 0
2016-06-16 17:00 | 0 | 0 | 0 | 0 | 0 | 0 | 918599.398 | 593314 | 0 | 0 | 0 | 0 | 127279.9308 | 0 | 0 | 0 | 0 | 0 | 0 | 4703798.3193 | 0 | 0 | 0 | 0 | 0 | 0 | 0 | 0 | 0 | 0 | 0 | 0 | 56420.9804 | 0 | 0 | 0 | 0 | 0 | 0 | 0 | 0 | 268864.4176 | 0 | 0 | 0 | 0 | 0 | 0 | 0 | 0 | 0 | 0
2016-06-16 18:00 | 0 | 0 | 0 | 0 | 0 | 0 | 911644.1554 | 608327 | 0 | 0 | 0 | 0 | 98890.0461 | 0 | 0 | 0 | 0 | 0 | 0 | 5035505.3593 | 0 | 0 | 0 | 0 | 0 | 0 | 0 | 0 | 0 | 0 | 0 | 0 | -28389.8846 | 0 | 0 | 0 | 0 | 0 | 0 | 0 | 0 | 331707.04 | 0 | 0 | 0 | 0 | 0 | 0 | 0 | 0 | 0 | 0
2016-06-16 19:00 | 0 | 0 | 0 | 0 | 0 | 0 | 902905.0973 | 617141 | 0 | 0 | 0 | 0 | 52947.1035 | 0 | 0 | 0 | 0 | 0 | 0 | 5367212.3993 | 0 | 0 | 0 | 0 | 0 | 0 | 0 | 0 | 0 | 0 | 0 | 0 | -45942.9427 | 0 | 0 | 0 | 0 | 0 | 0 | 0 | 0 | 331707.04 | 0 | 0 | 0 | 0 | 0 | 0 | 0 | 0 | 0 | 0
2016-06-16 20:00 | 0 | 0 | 0 | 0 | 0 | 0 | 901103.9365 | 622344 | 0 | 0 | 0 | 0 | 0 | 0 | 0 | 0 | 0 | 0 | 0 | 5698919.4393 | 0 | 0 | 0 | 0 | 0 | 0 | 0 | 0 | 0 | 0 | 0 | 0 | -52947.1035 | 0 | 0 | 0 | 0 | 0 | 0 | 0 | 0 | 331707.04 | 0 | 0 | 0 | 0 | 0 | 0 | 0 | 0 | 0 | 0
2016-06-16 21:00 | 0 | 0 | 0 | 0 | 0 | 0 | 894250.2584 | 623112 | 0 | 0 | 0 | 0 | 0 | 0 | 0 | 0 | 0 | 0 | 0 | 5970057.6977 | 0 | 0 | 0 | 0 | 0 | 0 | 0 | 0 | 0 | 0 | 0 | 0 | 0 | 0 | 0 | 0 | 0 | 0 | 0 | 0 | 0 | 271138.2584 | 0 | 0 | 0 | 0 | 0 | 0 | 0 | 0 | 0 | 0
2016-06-16 22:00 | 0 | 0 | 0 | 0 | 0 | 0 | 864603.1261 | 617203 | 0 | 0 | 0 | 0 | 70858.9504 | 0 | 0 | 0 | 0 | 0 | 0 | 6146598.8734 | 0 | 0 | 0 | 0 | 0 | 0 | 0 | 0 | 0 | 0 | 0 | 0 | 70858.9504 | 0 | 0 | 0 | 0 | 0 | 0 | 0 | 0 | 176541.1757 | 0 | 0 | 0 | 0 | 0 | 0 | 0 | 0 | 0 | 0
2016-06-16 23:00 | 0 | 0 | 0 | 0 | 0 | 0 | 795462.3684 | 605611 | 0 | 0 | 0 | 0 | 141717.9008 | 0 | 0 | 0 | 0 | 0 | 0 | 6265591.2915 | 0 | 0 | 0 | 0 | 0 | 0 | 0 | 0 | 0 | 0 | 0 | 0 | 70858.9504 | 0 | 0 | 0 | 0 | 0 | 0 | 0 | 0 | 118992.418 | 0 | 0 | 0 | 0 | 0 | 0 | 0 | 0 | 0 | 0
2016-06-17 | 0 | 0 | 0 | 0 | 0 | 347674.8668 | 632751.447 | 591553 | 0 | 0 | 0 | 0 | 198884.1747 | 0 | 0 | 0 | 0 | 0 | 0 | 6597298.3315 | 0 | 0 | 0 | 0 | 0 | 0 | 0 | 0 | 0 | 0 | 0 | 0 | 57166.2739 | 0 | 0 | 0 | 0 | 0 | 0 | 0 | 0 | 331707.04 | 0 | 0 | 0 | 0 | 0 | 0 | 0 | 0 | 0 | 0
2016-06-17 01:00 | 0 | 0 | 0 | 0 | 0 | 0 | 374347.8971 | 575723 | 0 | 0 | 0 | 0 | 198884.1747 | 0 | 0 | 0 | 0 | 0 | 0 | 6395923.2286 | 0 | 0 | 0 | 0 | 0 | 0 | 0 | 0 | 0 | 0 | 0 | 0 | 0 | 0 | 0 | 0 | 0 | 0 | 0 | 0 | 0 | 90875.1155 | 292250.2184 | 0 | 0 | 0 | 0 | 0 | 0 | 0 | 0 | 0
2016-06-17 02:00 | 0 | 0 | 0 | 0 | 0 | 147746.2665 | 52428.2412 | 549591 | 0 | 0 | 0 | 0 | 141717.9008 | 0 | 0 | 0 | 0 | 0 | 0 | 6103673.0102 | 0 | 0 | 0 | 0 | 0 | 0 | 0 | 0 | 0 | 0 | 0 | 0 | -57166.2739 | 0 | 0 | 0 | 0 | 0 | 0 | 0 | 0 | 0 | 292250.2184 | 0 | 0 | 0 | 0 | 0 | 0 | 0 | 0 | 0
2016-06-17 03:00 | 0 | 0 | 0 | 0 | 0 | 152605.9625 | 1.8687 | 515717 | 0 | 0 | 0 | 0 | 70858.9504 | 0 | 0 | 0 | 0 | 0 | 0 | 5811422.7918 | 0 | 0 | 0 | 0 | 0 | 0 | 0 | 0 | 0 | 0 | 0 | 0 | -70858.9504 | 0 | 0 | 0 | 0 | 0 | 0 | 0 | 0 | 0 | 292250.2184 | 0 | 0 | 0 | 0 | 0 | 0 | 0 | 0 | 0
2016-06-17 04:00 | 0 | 0 | 0 | 0 | 0 | 262325.732 | 0 | 483717 | 0 | 0 | 0 | 0 | 141717.9008 | 0 | 0 | 0 | 0 | 0 | 0 | 5519172.5734 | 0 | 0 | 0 | 0 | 0 | 0 | 0 | 0 | 0 | 0 | 0 | 0 | 70858.9504 | 0 | 0 | 0 | 0 | 0 | 0 | 0 | 0 | 0 | 292250.2184 | 0 | 0 | 0 | 0 | 0 | 0 | 0 | 0 | 0
2016-06-17 05:00 | 0 | 0 | 0 | 0 | 0 | 91169.8312 | 0 | 454279 | 0 | 0 | 0 | 0 | 70858.9504 | 0 | 0 | 0 | 0 | 0 | 0 | 5226922.355 | 0 | 0 | 0 | 0 | 0 | 0 | 0 | 0 | 0 | 0 | 0 | 0 | -70858.9504 | 0 | 0 | 0 | 0 | 0 | 0 | 0 | 0 | 0 | 292250.2184 | 0 | 0 | 0 | 0 | 0 | 0 | 0 | 0 | 0
2016-06-17 06:00 | 0 | 0 | 0 | 0 | 0 | 65138.8312 | 0 | 428248 | 0 | 0 | 0 | 0 | 0 | 0 | 0 | 0 | 0 | 0 | 0 | 4934672.1366 | 0 | 0 | 0 | 0 | 0 | 0 | 0 | 0 | 0 | 0 | 0 | 0 | -70858.9504 | 0 | 0 | 0 | 0 | 0 | 0 | 0 | 0 | 0 | 292250.2184 | 0 | 0 | 0 | 0 | 0 | 0 | 0 | 0 | 0
2016-06-17 07:00 | 0 | 0 | 0 | 0 | 0 | 522067.772 | 0 | 411752 | 0 | 0 | 0 | 0 | 70858.9504 | 0 | 0 | 0 | 0 | 0 | 0 | 4974128.9583 | 0 | 0 | 0 | 0 | 0 | 0 | 0 | 0 | 0 | 0 | 0 | 0 | 70858.9504 | 0 | 0 | 0 | 0 | 0 | 0 | 0 | 0 | 331707.04 | 292250.2184 | 0 | 0 | 0 | 0 | 0 | 0 | 0 | 0 | 0
2016-06-17 08:00 | 0 | 0 | 0 | 0 | 0 | 182108.732 | 0 | 403500 | 0 | 0 | 0 | 0 | 141717.9008 | 0 | 0 | 0 | 0 | 0 | 0 | 4681878.7399 | 0 | 0 | 0 | 0 | 0 | 0 | 0 | 0 | 0 | 0 | 0 | 0 | 70858.9504 | 0 | 0 | 0 | 0 | 0 | 0 | 0 | 0 | 0 | 292250.2184 | 0 | 0 | 0 | 0 | 0 | 0 | 0 | 0 | 0
2016-06-17 09:00 | 0 | 0 | 0 | 0 | 0 | 42403.8312 | 0 | 405513 | 0 | 0 | 0 | 0 | 70858.9504 | 0 | 0 | 0 | 0 | 0 | 0 | 4389628.5215 | 0 | 0 | 0 | 0 | 0 | 0 | 0 | 0 | 0 | 0 | 0 | 0 | -70858.9504 | 0 | 0 | 0 | 0 | 0 | 0 | 0 | 0 | 0 | 292250.2184 | 0 | 0 | 0 | 0 | 0 | 0 | 0 | 0 | 0
2016-06-17 10:00 | 0 | 0 | 0 | 0 | 0 | 53534.8312 | 0 | 416644 | 0 | 0 | 0 | 0 | 0 | 0 | 0 | 0 | 0 | 0 | 0 | 4097378.3031 | 0 | 0 | 0 | 0 | 0 | 0 | 0 | 0 | 0 | 0 | 0 | 0 | -70858.9504 | 0 | 0 | 0 | 0 | 0 | 0 | 0 | 0 | 0 | 292250.2184 | 0 | 0 | 0 | 0 | 0 | 0 | 0 | 0 | 0
2016-06-17 11:00 | 0 | 0 | 0 | 0 | 0 | 445536.5022 | 17.4273 | 434301 | 0 | 0 | 0 | 0 | 0 | 0 | 0 | 0 | 0 | 0 | 0 | 4108631.2326 | 0 | 0 | 0 | 0 | 0 | 0 | 0 | 0 | 0 | 0 | 0 | 0 | 0 | 0 | 0 | 0 | 0 | 0 | 0 | 0 | 0 | 303503.1479 | 292250.2184 | 0 | 0 | 0 | 0 | 0 | 0 | 0 | 0 | 0
2016-06-17 12:00 | 0 | 0 | 0 | 0 | 0 | 297328.0691 | 164894.7933 | 459290 | 0 | 0 | 0 | 0 | 0 | 0 | 0 | 0 | 0 | 0 | 0 | 4111564.0951 | 0 | 0 | 0 | 0 | 0 | 0 | 0 | 0 | 0 | 0 | 0 | 0 | 0 | 0 | 0 | 0 | 0 | 0 | 0 | 0 | 0 | 295183.0808 | 292250.2184 | 0 | 0 | 0 | 0 | 0 | 0 | 0 | 0 | 0
2016-06-17 13:00 | 0 | 0 | 0 | 0 | 0 | 0 | 580618.3961 | 488911 | 0 | 0 | 0 | 0 | 0 | 0 | 0 | 0 | 0 | 0 | 0 | 4203271.4911 | 0 | 0 | 0 | 0 | 0 | 0 | 0 | 0 | 0 | 0 | 0 | 0 | 0 | 0 | 0 | 0 | 0 | 0 | 0 | 0 | 0 | 91707.3961 | 0 | 0 | 0 | 0 | 0 | 0 | 0 | 0 | 0 | 0
2016-06-17 14:00 | 0 | 0 | 0 | 0 | 0 | 0 | 742899.7207 | 518595 | 0 | 0 | 0 | 0 | 0 | 0 | 0 | 0 | 0 | 0 | 0 | 4427576.2118 | 0 | 0 | 0 | 0 | 0 | 0 | 0 | 0 | 0 | 0 | 0 | 0 | 0 | 0 | 0 | 0 | 0 | 0 | 0 | 0 | 0 | 224304.7207 | 0 | 0 | 0 | 0 | 0 | 0 | 0 | 0 | 0 | 0
2016-06-17 15:00 | 0 | 0 | 0 | 0 | 0 | 0 | 851346.2101 | 545741 | 0 | 0 | 0 | 0 | 70858.9504 | 0 | 0 | 0 | 0 | 0 | 0 | 4662322.4715 | 0 | 0 | 0 | 0 | 0 | 0 | 0 | 0 | 0 | 0 | 0 | 0 | 70858.9504 | 0 | 0 | 0 | 0 | 0 | 0 | 0 | 0 | 234746.2597 | 0 | 0 | 0 | 0 | 0 | 0 | 0 | 0 | 0 | 0
2016-06-17 16:00 | 0 | 0 | 0 | 0 | 0 | 0 | 894488.622 | 567490 | 0 | 0 | 0 | 0 | 141717.9008 | 0 | 0 | 0 | 0 | 0 | 0 | 4918462.1431 | 0 | 0 | 0 | 0 | 0 | 0 | 0 | 0 | 0 | 0 | 0 | 0 | 70858.9504 | 0 | 0 | 0 | 0 | 0 | 0 | 0 | 0 | 256139.6716 | 0 | 0 | 0 | 0 | 0 | 0 | 0 | 0 | 0 | 0
2016-06-17 17:00 | 0 | 0 | 0 | 0 | 0 | 0 | 908381.8721 | 584549 | 0 | 0 | 0 | 0 | 133843.7329 | 0 | 0 | 0 | 0 | 0 | 0 | 5250169.1831 | 0 | 0 | 0 | 0 | 0 | 0 | 0 | 0 | 0 | 0 | 0 | 0 | -7874.1679 | 0 | 0 | 0 | 0 | 0 | 0 | 0 | 0 | 331707.04 | 0 | 0 | 0 | 0 | 0 | 0 | 0 | 0 | 0 | 0
2016-06-17 18:00 | 0 | 0 | 0 | 0 | 0 | 0 | 903919.8592 | 597291 | 0 | 0 | 0 | 0 | 108765.552 | 0 | 0 | 0 | 0 | 0 | 0 | 5581876.2231 | 0 | 0 | 0 | 0 | 0 | 0 | 0 | 0 | 0 | 0 | 0 | 0 | -25078.1808 | 0 | 0 | 0 | 0 | 0 | 0 | 0 | 0 | 331707.04 | 0 | 0 | 0 | 0 | 0 | 0 | 0 | 0 | 0 | 0
2016-06-17 19:00 | 0 | 0 | 0 | 0 | 0 | 0 | 895826.8977 | 606608 | 0 | 0 | 0 | 0 | 66277.4097 | 0 | 0 | 0 | 0 | 0 | 0 | 5913583.2631 | 0 | 0 | 0 | 0 | 0 | 0 | 0 | 0 | 0 | 0 | 0 | 0 | -42488.1423 | 0 | 0 | 0 | 0 | 0 | 0 | 0 | 0 | 331707.04 | 0 | 0 | 0 | 0 | 0 | 0 | 0 | 0 | 0 | 0
2016-06-17 20:00 | 0 | 0 | 0 | 0 | 0 | 0 | 893561.9982 | 612181 | 0 | 0 | 0 | 0 | 15951.3679 | 0 | 0 | 0 | 0 | 0 | 0 | 6245290.3031 | 0 | 0 | 0 | 0 | 0 | 0 | 0 | 0 | 0 | 0 | 0 | 0 | -50326.0418 | 0 | 0 | 0 | 0 | 0 | 0 | 0 | 0 | 331707.04 | 0 | 0 | 0 | 0 | 0 | 0 | 0 | 0 | 0 | 0
2016-06-17 21:00 | 0 | 0 | 0 | 0 | 0 | 0 | 886013.1961 | 612561 | 0 | 0 | 0 | 0 | 0 | 0 | 0 | 0 | 0 | 0 | 0 | 6534693.8672 | 0 | 0 | 0 | 0 | 0 | 0 | 0 | 0 | 0 | 0 | 0 | 0 | -15951.3679 | 0 | 0 | 0 | 0 | 0 | 0 | 0 | 0 | 289403.5641 | 0 | 0 | 0 | 0 | 0 | 0 | 0 | 0 | 0 | 0
2016-06-17 22:00 | 0 | 0 | 0 | 0 | 0 | 0 | 854573.2997 | 604742 | 0 | 0 | 0 | 0 | 25259.7992 | 0 | 0 | 0 | 0 | 0 | 0 | 6759265.3676 | 0 | 0 | 0 | 0 | 0 | 0 | 0 | 0 | 0 | 0 | 0 | 0 | 25259.7992 | 0 | 0 | 0 | 0 | 0 | 0 | 0 | 0 | 224571.5005 | 0 | 0 | 0 | 0 | 0 | 0 | 0 | 0 | 0 | 0
2016-06-17 23:00 | 0 | 0 | 0 | 0 | 0 | 0 | 779251.0467 | 590018 | 0 | 0 | 0 | 0 | 96118.7496 | 0 | 0 | 0 | 0 | 0 | 0 | 6877639.464 | 0 | 0 | 0 | 0 | 0 | 0 | 0 | 0 | 0 | 0 | 0 | 0 | 70858.9504 | 0 | 0 | 0 | 0 | 0 | 0 | 0 | 0 | 118374.0963 | 0 | 0 | 0 | 0 | 0 | 0 | 0 | 0 | 0 | 0
2016-06-18 | 0 | 0 | 0 | 0 | 0 | 0 | 616982.1512 | 571383 | 0 | 0 | 0 | 0 | 141717.9008 | 0 | 0 | 0 | 0 | 0 | 0 | 6877639.464 | 0 | 0 | 0 | 0 | 0 | 0 | 0 | 0 | 0 | 0 | 0 | 0 | 45599.1512 | 0 | 0 | 0 | 0 | 0 | 0 | 0 | 0 | 0 | 0 | 0 | 0 | 0 | 0 | 0 | 0 | 0 | 0 | 0
2016-06-18 01:00 | 0 | 0 | 0 | 0 | 0 | 0 | 343527.4366 | 554508 | 0 | 0 | 0 | 0 | 70858.9504 | 0 | 0 | 0 | 0 | 0 | 0 | 6737517.8509 | 0 | 0 | 0 | 0 | 0 | 0 | 0 | 0 | 0 | 0 | 0 | 0 | -70858.9504 | 0 | 0 | 0 | 0 | 0 | 0 | 0 | 0 | 152128.6053 | 292250.2184 | 0 | 0 | 0 | 0 | 0 | 0 | 0 | 0 | 0
2016-06-18 02:00 | 0 | 0 | 0 | 0 | 0 | 531547.9087 | 50608.871 | 530096 | 0 | 0 | 0 | 0 | 141717.9008 | 0 | 0 | 0 | 0 | 0 | 0 | 6718719.6802 | 0 | 0 | 0 | 0 | 0 | 0 | 0 | 0 | 0 | 0 | 0 | 0 | 70858.9504 | 0 | 0 | 0 | 0 | 0 | 0 | 0 | 0 | 273452.0477 | 292250.2184 | 0 | 0 | 0 | 0 | 0 | 0 | 0 | 0 | 0
2016-06-18 03:00 | 0 | 0 | 0 | 0 | 0 | 466081.0061 | 0.86507 | 497484 | 0 | 0 | 0 | 0 | 70858.9504 | 0 | 0 | 0 | 0 | 0 | 0 | 6758176.5018 | 0 | 0 | 0 | 0 | 0 | 0 | 0 | 0 | 0 | 0 | 0 | 0 | -70858.9504 | 0 | 0 | 0 | 0 | 0 | 0 | 0 | 0 | 331707.04 | 292250.2184 | 0 | 0 | 0 | 0 | 0 | 0 | 0 | 0 | 0
2016-06-18 04:00 | 0 | 0 | 0 | 0 | 0 | 244367.732 | 0 | 465759 | 0 | 0 | 0 | 0 | 141717.9008 | 0 | 0 | 0 | 0 | 0 | 0 | 6465926.2834 | 0 | 0 | 0 | 0 | 0 | 0 | 0 | 0 | 0 | 0 | 0 | 0 | 70858.9504 | 0 | 0 | 0 | 0 | 0 | 0 | 0 | 0 | 0 | 292250.2184 | 0 | 0 | 0 | 0 | 0 | 0 | 0 | 0 | 0
2016-06-18 05:00 | 0 | 0 | 0 | 0 | 0 | 73015.8312 | 0 | 436125 | 0 | 0 | 0 | 0 | 70858.9504 | 0 | 0 | 0 | 0 | 0 | 0 | 6173676.065 | 0 | 0 | 0 | 0 | 0 | 0 | 0 | 0 | 0 | 0 | 0 | 0 | -70858.9504 | 0 | 0 | 0 | 0 | 0 | 0 | 0 | 0 | 0 | 292250.2184 | 0 | 0 | 0 | 0 | 0 | 0 | 0 | 0 | 0
2016-06-18 06:00 | 0 | 0 | 0 | 0 | 0 | 47797.8312 | 0 | 410907 | 0 | 0 | 0 | 0 | 0 | 0 | 0 | 0 | 0 | 0 | 0 | 5881425.8467 | 0 | 0 | 0 | 0 | 0 | 0 | 0 | 0 | 0 | 0 | 0 | 0 | -70858.9504 | 0 | 0 | 0 | 0 | 0 | 0 | 0 | 0 | 0 | 292250.2184 | 0 | 0 | 0 | 0 | 0 | 0 | 0 | 0 | 0
2016-06-18 07:00 | 0 | 0 | 0 | 0 | 0 | 171776.732 | 0 | 393168 | 0 | 0 | 0 | 0 | 70858.9504 | 0 | 0 | 0 | 0 | 0 | 0 | 5589175.6283 | 0 | 0 | 0 | 0 | 0 | 0 | 0 | 0 | 0 | 0 | 0 | 0 | 70858.9504 | 0 | 0 | 0 | 0 | 0 | 0 | 0 | 0 | 0 | 292250.2184 | 0 | 0 | 0 | 0 | 0 | 0 | 0 | 0 | 0
2016-06-18 08:00 | 0 | 0 | 0 | 0 | 0 | 383975.4519 | 0 | 381758 | 0 | 0 | 0 | 0 | 70858.9504 | 0 | 0 | 0 | 0 | 0 | 0 | 5591393.0802 | 0 | 0 | 0 | 0 | 0 | 0 | 0 | 0 | 0 | 0 | 0 | 0 | 0 | 0 | 0 | 0 | 0 | 0 | 0 | 0 | 0 | 294467.6703 | 292250.2184 | 0 | 0 | 0 | 0 | 0 | 0 | 0 | 0 | 0
2016-06-18 09:00 | 0 | 0 | 0 | 0 | 0 | 13117.8312 | 0 | 376227 | 0 | 0 | 0 | 0 | 0 | 0 | 0 | 0 | 0 | 0 | 0 | 5299142.8618 | 0 | 0 | 0 | 0 | 0 | 0 | 0 | 0 | 0 | 0 | 0 | 0 | -70858.9504 | 0 | 0 | 0 | 0 | 0 | 0 | 0 | 0 | 0 | 292250.2184 | 0 | 0 | 0 | 0 | 0 | 0 | 0 | 0 | 0
2016-06-18 10:00 | 0 | 0 | 0 | 0 | 0 | 154438.732 | 0 | 375830 | 0 | 0 | 0 | 0 | 70858.9504 | 0 | 0 | 0 | 0 | 0 | 0 | 5006892.6434 | 0 | 0 | 0 | 0 | 0 | 0 | 0 | 0 | 0 | 0 | 0 | 0 | 70858.9504 | 0 | 0 | 0 | 0 | 0 | 0 | 0 | 0 | 0 | 292250.2184 | 0 | 0 | 0 | 0 | 0 | 0 | 0 | 0 | 0
2016-06-18 11:00 | 0 | 0 | 0 | 0 | 0 | 21619.6346 | 9.1966 | 384738 | 0 | 0 | 0 | 0 | 0 | 0 | 0 | 0 | 0 | 0 | 0 | 4714642.4251 | 0 | 0 | 0 | 0 | 0 | 0 | 0 | 0 | 0 | 0 | 0 | 0 | -70858.9504 | 0 | 0 | 0 | 0 | 0 | 0 | 0 | 0 | 0 | 292250.2184 | 0 | 0 | 0 | 0 | 0 | 0 | 0 | 0 | 0
2016-06-18 12:00 | 0 | 0 | 0 | 0 | 0 | 137411.152 | 170738.8444 | 405325 | 0 | 0 | 0 | 0 | 0 | 0 | 0 | 0 | 0 | 0 | 0 | 4617467.4215 | 0 | 0 | 0 | 0 | 0 | 0 | 0 | 0 | 0 | 0 | 0 | 0 | 0 | 0 | 0 | 0 | 0 | 0 | 0 | 0 | 0 | 195075.2148 | 292250.2184 | 0 | 0 | 0 | 0 | 0 | 0 | 0 | 0 | 0
2016-06-18 13:00 | 0 | 0 | 0 | 0 | 0 | 0 | 564818.1888 | 432021 | 0 | 0 | 0 | 0 | 0 | 0 | 0 | 0 | 0 | 0 | 0 | 4750264.6103 | 0 | 0 | 0 | 0 | 0 | 0 | 0 | 0 | 0 | 0 | 0 | 0 | 0 | 0 | 0 | 0 | 0 | 0 | 0 | 0 | 0 | 132797.1888 | 0 | 0 | 0 | 0 | 0 | 0 | 0 | 0 | 0 | 0
2016-06-18 14:00 | 0 | 0 | 0 | 0 | 0 | 0 | 722009.4192 | 460821 | 0 | 0 | 0 | 0 | 0 | 0 | 0 | 0 | 0 | 0 | 0 | 5011453.0295 | 0 | 0 | 0 | 0 | 0 | 0 | 0 | 0 | 0 | 0 | 0 | 0 | 0 | 0 | 0 | 0 | 0 | 0 | 0 | 0 | 0 | 261188.4192 | 0 | 0 | 0 | 0 | 0 | 0 | 0 | 0 | 0 | 0
2016-06-18 15:00 | 0 | 0 | 0 | 0 | 0 | 0 | 824944.3234 | 489654 | 0 | 0 | 0 | 0 | 3583.2834 | 0 | 0 | 0 | 0 | 0 | 0 | 5343160.0695 | 0 | 0 | 0 | 0 | 0 | 0 | 0 | 0 | 0 | 0 | 0 | 0 | 3583.2834 | 0 | 0 | 0 | 0 | 0 | 0 | 0 | 0 | 331707.04 | 0 | 0 | 0 | 0 | 0 | 0 | 0 | 0 | 0 | 0
2016-06-18 16:00 | 0 | 0 | 0 | 0 | 0 | 0 | 864879.475 | 514631 | 0 | 0 | 0 | 0 | 22124.7184 | 0 | 0 | 0 | 0 | 0 | 0 | 5674867.1095 | 0 | 0 | 0 | 0 | 0 | 0 | 0 | 0 | 0 | 0 | 0 | 0 | 18541.435 | 0 | 0 | 0 | 0 | 0 | 0 | 0 | 0 | 331707.04 | 0 | 0 | 0 | 0 | 0 | 0 | 0 | 0 | 0 | 0
2016-06-18 17:00 | 0 | 0 | 0 | 0 | 0 | 0 | 870128.416 | 534606 | 0 | 0 | 0 | 0 | 51020.6458 | 0 | 0 | 0 | 0 | 0 | 0 | 5981493.5981 | 0 | 0 | 0 | 0 | 0 | 0 | 0 | 0 | 0 | 0 | 0 | 0 | 28895.9274 | 0 | 0 | 0 | 0 | 0 | 0 | 0 | 0 | 306626.4886 | 0 | 0 | 0 | 0 | 0 | 0 | 0 | 0 | 0 | 0
2016-06-18 18:00 | 0 | 0 | 0 | 0 | 0 | 0 | 861502.7919 | 551191 | 0 | 0 | 0 | 0 | 121879.5962 | 0 | 0 | 0 | 0 | 0 | 0 | 6220946.4396 | 0 | 0 | 0 | 0 | 0 | 0 | 0 | 0 | 0 | 0 | 0 | 0 | 70858.9504 | 0 | 0 | 0 | 0 | 0 | 0 | 0 | 0 | 239452.8415 | 0 | 0 | 0 | 0 | 0 | 0 | 0 | 0 | 0 | 0
2016-06-18 19:00 | 0 | 0 | 0 | 0 | 0 | 0 | 850321.5126 | 564545 | 0 | 0 | 0 | 0 | 192738.5466 | 0 | 0 | 0 | 0 | 0 | 0 | 6435864.0018 | 0 | 0 | 0 | 0 | 0 | 0 | 0 | 0 | 0 | 0 | 0 | 0 | 70858.9504 | 0 | 0 | 0 | 0 | 0 | 0 | 0 | 0 | 214917.5622 | 0 | 0 | 0 | 0 | 0 | 0 | 0 | 0 | 0 | 0
2016-06-18 20:00 | 0 | 0 | 0 | 0 | 0 | 0 | 841471.7177 | 574478 | 0 | 0 | 0 | 0 | 128025.2243 | 0 | 0 | 0 | 0 | 0 | 0 | 6767571.0418 | 0 | 0 | 0 | 0 | 0 | 0 | 0 | 0 | 0 | 0 | 0 | 0 | -64713.3223 | 0 | 0 | 0 | 0 | 0 | 0 | 0 | 0 | 331707.04 | 0 | 0 | 0 | 0 | 0 | 0 | 0 | 0 | 0 | 0
2016-06-18 21:00 | 0 | 0 | 0 | 0 | 0 | 0 | 823329.4878 | 579685 | 0 | 0 | 0 | 0 | 57166.2739 | 0 | 0 | 0 | 0 | 0 | 0 | 7082074.48 | 0 | 0 | 0 | 0 | 0 | 0 | 0 | 0 | 0 | 0 | 0 | 0 | -70858.9504 | 0 | 0 | 0 | 0 | 0 | 0 | 0 | 0 | 314503.4382 | 0 | 0 | 0 | 0 | 0 | 0 | 0 | 0 | 0 | 0
2016-06-18 22:00 | 0 | 0 | 0 | 0 | 0 | 0 | 788632.8638 | 575841 | 0 | 0 | 0 | 0 | 128025.2243 | 0 | 0 | 0 | 0 | 0 | 0 | 7224007.3935 | 0 | 0 | 0 | 0 | 0 | 0 | 0 | 0 | 0 | 0 | 0 | 0 | 70858.9504 | 0 | 0 | 0 | 0 | 0 | 0 | 0 | 0 | 141932.9134 | 0 | 0 | 0 | 0 | 0 | 0 | 0 | 0 | 0 | 0
2016-06-18 23:00 | 0 | 0 | 0 | 0 | 0 | 0 | 703792.2015 | 562708 | 0 | 0 | 0 | 0 | 198884.1747 | 0 | 0 | 0 | 0 | 0 | 0 | 7294232.6445 | 0 | 0 | 0 | 0 | 0 | 0 | 0 | 0 | 0 | 0 | 0 | 0 | 70858.9504 | 0 | 0 | 0 | 0 | 0 | 0 | 0 | 0 | 70225.2511 | 0 | 0 | 0 | 0 | 0 | 0 | 0 | 0 | 0 | 0
2016-06-19 | 0 | 0 | 0 | 0 | 0 | 0 | 542595.2933 | 545617 | 0 | 0 | 0 | 0 | 195862.468 | 0 | 0 | 0 | 0 | 0 | 0 | 7294232.6445 | 0 | 0 | 0 | 0 | 0 | 0 | 0 | 0 | 0 | 0 | 0 | 0 | -3021.7067 | 0 | 0 | 0 | 0 | 0 | 0 | 0 | 0 | 0 | 0 | 0 | 0 | 0 | 0 | 0 | 0 | 0 | 0 | 0
2016-06-19 01:00 | 0 | 0 | 0 | 0 | 0 | 127213.2604 | 297031.6743 | 531539 | 0 | 0 | 0 | 0 | 128025.2243 | 0 | 0 | 0 | 0 | 0 | 0 | 7254775.8229 | 0 | 0 | 0 | 0 | 0 | 0 | 0 | 0 | 0 | 0 | 0 | 0 | -67837.2437 | 0 | 0 | 0 | 0 | 0 | 0 | 0 | 0 | 252793.3968 | 292250.2184 | 0 | 0 | 0 | 0 | 0 | 0 | 0 | 0 | 0
2016-06-19 02:00 | 0 | 0 | 0 | 0 | 0 | 571737.3995 | 49886.3725 | 511308 | 0 | 0 | 0 | 0 | 198884.1747 | 0 | 0 | 0 | 0 | 0 | 0 | 7294232.6445 | 0 | 0 | 0 | 0 | 0 | 0 | 0 | 0 | 0 | 0 | 0 | 0 | 70858.9504 | 0 | 0 | 0 | 0 | 0 | 0 | 0 | 0 | 331707.04 | 292250.2184 | 0 | 0 | 0 | 0 | 0 | 0 | 0 | 0 | 0
2016-06-19 03:00 | 0 | 0 | 0 | 0 | 0 | 189472.4563 | 4.3253 | 481727 | 0 | 0 | 0 | 0 | 198884.1747 | 0 | 0 | 0 | 0 | 0 | 0 | 7001982.4261 | 0 | 0 | 0 | 0 | 0 | 0 | 0 | 0 | 0 | 0 | 0 | 0 | 0 | 0 | 0 | 0 | 0 | 0 | 0 | 0 | 0 | 0 | 292250.2184 | 0 | 0 | 0 | 0 | 0 | 0 | 0 | 0 | 0
2016-06-19 04:00 | 0 | 0 | 0 | 0 | 0 | 87853.8312 | 0 | 450963 | 0 | 0 | 0 | 0 | 128025.2243 | 0 | 0 | 0 | 0 | 0 | 0 | 6709732.2077 | 0 | 0 | 0 | 0 | 0 | 0 | 0 | 0 | 0 | 0 | 0 | 0 | -70858.9504 | 0 | 0 | 0 | 0 | 0 | 0 | 0 | 0 | 0 | 292250.2184 | 0 | 0 | 0 | 0 | 0 | 0 | 0 | 0 | 0
2016-06-19 05:00 | 0 | 0 | 0 | 0 | 0 | 534095.772 | 0 | 423780 | 0 | 0 | 0 | 0 | 198884.1747 | 0 | 0 | 0 | 0 | 0 | 0 | 6749189.0294 | 0 | 0 | 0 | 0 | 0 | 0 | 0 | 0 | 0 | 0 | 0 | 0 | 70858.9504 | 0 | 0 | 0 | 0 | 0 | 0 | 0 | 0 | 331707.04 | 292250.2184 | 0 | 0 | 0 | 0 | 0 | 0 | 0 | 0 | 0
2016-06-19 06:00 | 0 | 0 | 0 | 0 | 0 | 51215.5077 | 0 | 400632 | 0 | 0 | 0 | 0 | 141717.9008 | 0 | 0 | 0 | 0 | 0 | 0 | 6456938.811 | 0 | 0 | 0 | 0 | 0 | 0 | 0 | 0 | 0 | 0 | 0 | 0 | -57166.2739 | 0 | 0 | 0 | 0 | 0 | 0 | 0 | 0 | 0 | 292250.2184 | 0 | 0 | 0 | 0 | 0 | 0 | 0 | 0 | 0
2016-06-19 07:00 | 0 | 0 | 0 | 0 | 0 | 20634.8312 | 0 | 383744 | 0 | 0 | 0 | 0 | 70858.9504 | 0 | 0 | 0 | 0 | 0 | 0 | 6164688.5926 | 0 | 0 | 0 | 0 | 0 | 0 | 0 | 0 | 0 | 0 | 0 | 0 | -70858.9504 | 0 | 0 | 0 | 0 | 0 | 0 | 0 | 0 | 0 | 292250.2184 | 0 | 0 | 0 | 0 | 0 | 0 | 0 | 0 | 0
2016-06-19 08:00 | 0 | 0 | 0 | 0 | 0 | 8893.8312 | 0 | 372003 | 0 | 0 | 0 | 0 | 0 | 0 | 0 | 0 | 0 | 0 | 0 | 5872438.3742 | 0 | 0 | 0 | 0 | 0 | 0 | 0 | 0 | 0 | 0 | 0 | 0 | -70858.9504 | 0 | 0 | 0 | 0 | 0 | 0 | 0 | 0 | 0 | 292250.2184 | 0 | 0 | 0 | 0 | 0 | 0 | 0 | 0 | 0
2016-06-19 09:00 | 0 | 0 | 0 | 0 | 0 | 254172.5169 | 0 | 364628 | 0 | 0 | 0 | 0 | 70858.9504 | 0 | 0 | 0 | 0 | 0 | 0 | 5691123.9407 | 0 | 0 | 0 | 0 | 0 | 0 | 0 | 0 | 0 | 0 | 0 | 0 | 70858.9504 | 0 | 0 | 0 | 0 | 0 | 0 | 0 | 0 | 110935.7849 | 292250.2184 | 0 | 0 | 0 | 0 | 0 | 0 | 0 | 0 | 0
2016-06-19 10:00 | 0 | 0 | 0 | 0 | 0 | 0 | 0 | 361484 | 0 | 0 | 0 | 0 | 0 | 0 | 0 | 0 | 0 | 0 | 0 | 5400498.8911 | 0 | 0 | 0 | 0 | 0 | 0 | 0 | 0 | 0 | 0 | 0 | 0 | -70858.9504 | 0 | 0 | 0 | 0 | 0 | 0 | 0 | 0 | 1625.1688 | 292250.2184 | 0 | 0 | 0 | 0 | 0 | 0 | 0 | 0 | 0
2016-06-19 11:00 | 0 | 0 | 0 | 0 | 0 | 75042.139 | 15.6426 | 367308 | 0 | 0 | 0 | 0 | 0 | 0 | 0 | 0 | 0 | 0 | 0 | 5108248.6727 | 0 | 0 | 0 | 0 | 0 | 0 | 0 | 0 | 0 | 0 | 0 | 0 | 0 | 0 | 0 | 0 | 0 | 0 | 0 | 0 | 0 | 0 | 292250.2184 | 0 | 0 | 0 | 0 | 0 | 0 | 0 | 0 | 0
2016-06-19 12:00 | 0 | 0 | 0 | 0 | 0 | 0 | 144918.5322 | 387174 | 0 | 0 | 0 | 0 | 0 | 0 | 0 | 0 | 0 | 0 | 0 | 4865993.2049 | 0 | 0 | 0 | 0 | 0 | 0 | 0 | 0 | 0 | 0 | 0 | 0 | 0 | 0 | 0 | 0 | 0 | 0 | 0 | 0 | 0 | 49994.7506 | 292250.2184 | 0 | 0 | 0 | 0 | 0 | 0 | 0 | 0 | 0
2016-06-19 13:00 | 0 | 0 | 0 | 0 | 0 | 0 | 485315.5798 | 415881 | 0 | 0 | 0 | 0 | 0 | 0 | 0 | 0 | 0 | 0 | 0 | 4935427.7847 | 0 | 0 | 0 | 0 | 0 | 0 | 0 | 0 | 0 | 0 | 0 | 0 | 0 | 0 | 0 | 0 | 0 | 0 | 0 | 0 | 0 | 69434.5798 | 0 | 0 | 0 | 0 | 0 | 0 | 0 | 0 | 0 | 0
2016-06-19 14:00 | 0 | 0 | 0 | 0 | 0 | 0 | 669501.9908 | 447988 | 0 | 0 | 0 | 0 | 0 | 0 | 0 | 0 | 0 | 0 | 0 | 5156941.7755 | 0 | 0 | 0 | 0 | 0 | 0 | 0 | 0 | 0 | 0 | 0 | 0 | 0 | 0 | 0 | 0 | 0 | 0 | 0 | 0 | 0 | 221513.9908 | 0 | 0 | 0 | 0 | 0 | 0 | 0 | 0 | 0 | 0
2016-06-19 15:00 | 0 | 0 | 0 | 0 | 0 | 0 | 782894.0412 | 479035 | 0 | 0 | 0 | 0 | 70858.9504 | 0 | 0 | 0 | 0 | 0 | 0 | 5389941.8662 | 0 | 0 | 0 | 0 | 0 | 0 | 0 | 0 | 0 | 0 | 0 | 0 | 70858.9504 | 0 | 0 | 0 | 0 | 0 | 0 | 0 | 0 | 233000.0908 | 0 | 0 | 0 | 0 | 0 | 0 | 0 | 0 | 0 | 0
2016-06-19 16:00 | 0 | 0 | 0 | 0 | 0 | 0 | 836070.672 | 506647 | 0 | 0 | 0 | 0 | 141717.9008 | 0 | 0 | 0 | 0 | 0 | 0 | 5648506.5878 | 0 | 0 | 0 | 0 | 0 | 0 | 0 | 0 | 0 | 0 | 0 | 0 | 70858.9504 | 0 | 0 | 0 | 0 | 0 | 0 | 0 | 0 | 258564.7216 | 0 | 0 | 0 | 0 | 0 | 0 | 0 | 0 | 0 | 0
2016-06-19 17:00 | 0 | 0 | 0 | 0 | 0 | 0 | 848591.3881 | 530674 | 0 | 0 | 0 | 0 | 127928.2489 | 0 | 0 | 0 | 0 | 0 | 0 | 5980213.6278 | 0 | 0 | 0 | 0 | 0 | 0 | 0 | 0 | 0 | 0 | 0 | 0 | -13789.6519 | 0 | 0 | 0 | 0 | 0 | 0 | 0 | 0 | 331707.04 | 0 | 0 | 0 | 0 | 0 | 0 | 0 | 0 | 0 | 0
2016-06-19 18:00 | 0 | 0 | 0 | 0 | 0 | 0 | 846239.5337 | 550246 | 0 | 0 | 0 | 0 | 129390.7425 | 0 | 0 | 0 | 0 | 0 | 0 | 6274744.6678 | 0 | 0 | 0 | 0 | 0 | 0 | 0 | 0 | 0 | 0 | 0 | 0 | 1462.4937 | 0 | 0 | 0 | 0 | 0 | 0 | 0 | 0 | 294531.04 | 0 | 0 | 0 | 0 | 0 | 0 | 0 | 0 | 0 | 0
2016-06-19 19:00 | 0 | 0 | 0 | 0 | 0 | 0 | 840184.2479 | 567009 | 0 | 0 | 0 | 0 | 70858.9504 | 0 | 0 | 0 | 0 | 0 | 0 | 6606451.7078 | 0 | 0 | 0 | 0 | 0 | 0 | 0 | 0 | 0 | 0 | 0 | 0 | -58531.7921 | 0 | 0 | 0 | 0 | 0 | 0 | 0 | 0 | 331707.04 | 0 | 0 | 0 | 0 | 0 | 0 | 0 | 0 | 0 | 0
2016-06-19 20:00 | 0 | 0 | 0 | 0 | 0 | 0 | 835519.3359 | 580864 | 0 | 0 | 0 | 0 | 0 | 0 | 0 | 0 | 0 | 0 | 0 | 6931965.9942 | 0 | 0 | 0 | 0 | 0 | 0 | 0 | 0 | 0 | 0 | 0 | 0 | -70858.9504 | 0 | 0 | 0 | 0 | 0 | 0 | 0 | 0 | 325514.2863 | 0 | 0 | 0 | 0 | 0 | 0 | 0 | 0 | 0 | 0
2016-06-19 21:00 | 0 | 0 | 0 | 0 | 0 | 0 | 821053.0622 | 590387 | 0 | 0 | 0 | 0 | 70858.9504 | 0 | 0 | 0 | 0 | 0 | 0 | 7091773.106 | 0 | 0 | 0 | 0 | 0 | 0 | 0 | 0 | 0 | 0 | 0 | 0 | 70858.9504 | 0 | 0 | 0 | 0 | 0 | 0 | 0 | 0 | 159807.1118 | 0 | 0 | 0 | 0 | 0 | 0 | 0 | 0 | 0 | 0
2016-06-19 22:00 | 0 | 0 | 0 | 0 | 0 | 0 | 789084.1608 | 591563 | 0 | 0 | 0 | 0 | 128025.2243 | 0 | 0 | 0 | 0 | 0 | 0 | 7232127.9929 | 0 | 0 | 0 | 0 | 0 | 0 | 0 | 0 | 0 | 0 | 0 | 0 | 57166.2739 | 0 | 0 | 0 | 0 | 0 | 0 | 0 | 0 | 140354.887 | 0 | 0 | 0 | 0 | 0 | 0 | 0 | 0 | 0 | 0
2016-06-19 23:00 | 0 | 0 | 0 | 0 | 0 | 0 | 717586.602 | 584623 | 0 | 0 | 0 | 0 | 198884.1747 | 0 | 0 | 0 | 0 | 0 | 0 | 7294232.6445 | 0 | 0 | 0 | 0 | 0 | 0 | 0 | 0 | 0 | 0 | 0 | 0 | 70858.9504 | 0 | 0 | 0 | 0 | 0 | 0 | 0 | 0 | 62104.6516 | 0 | 0 | 0 | 0 | 0 | 0 | 0 | 0 | 0 | 0
2016-06-20 | 0 | 0 | 0 | 0 | 0 | 0 | 567463.8687 | 571899 | 0 | 0 | 0 | 0 | 194449.0433 | 0 | 0 | 0 | 0 | 0 | 0 | 7294232.6445 | 0 | 0 | 0 | 0 | 0 | 0 | 0 | 0 | 0 | 0 | 0 | 0 | -4435.1313 | 0 | 0 | 0 | 0 | 0 | 0 | 0 | 0 | 0 | 0 | 0 | 0 | 0 | 0 | 0 | 0 | 0 | 0 | 0
2016-06-20 01:00 | 0 | 0 | 0 | 0 | 0 | 65295.7419 | 349978.7958 | 560612 | 0 | 0 | 0 | 0 | 128025.2243 | 0 | 0 | 0 | 0 | 0 | 0 | 7215319.0013 | 0 | 0 | 0 | 0 | 0 | 0 | 0 | 0 | 0 | 0 | 0 | 0 | -66423.8191 | 0 | 0 | 0 | 0 | 0 | 0 | 0 | 0 | 213336.5752 | 292250.2184 | 0 | 0 | 0 | 0 | 0 | 0 | 0 | 0 | 0
2016-06-20 02:00 | 0 | 0 | 0 | 0 | 0 | 601115.5318 | 47829.2402 | 538629 | 0 | 0 | 0 | 0 | 198884.1747 | 0 | 0 | 0 | 0 | 0 | 0 | 7254775.8229 | 0 | 0 | 0 | 0 | 0 | 0 | 0 | 0 | 0 | 0 | 0 | 0 | 70858.9504 | 0 | 0 | 0 | 0 | 0 | 0 | 0 | 0 | 331707.04 | 292250.2184 | 0 | 0 | 0 | 0 | 0 | 0 | 0 | 0 | 0
2016-06-20 03:00 | 0 | 0 | 0 | 0 | 0 | 475000.3489 | 1.5223 | 506404 | 0 | 0 | 0 | 0 | 128025.2243 | 0 | 0 | 0 | 0 | 0 | 0 | 7294232.6445 | 0 | 0 | 0 | 0 | 0 | 0 | 0 | 0 | 0 | 0 | 0 | 0 | -70858.9504 | 0 | 0 | 0 | 0 | 0 | 0 | 0 | 0 | 331707.04 | 292250.2184 | 0 | 0 | 0 | 0 | 0 | 0 | 0 | 0 | 0
2016-06-20 04:00 | 0 | 0 | 0 | 0 | 0 | 251396.732 | 0 | 472788 | 0 | 0 | 0 | 0 | 198884.1747 | 0 | 0 | 0 | 0 | 0 | 0 | 7001982.4261 | 0 | 0 | 0 | 0 | 0 | 0 | 0 | 0 | 0 | 0 | 0 | 0 | 70858.9504 | 0 | 0 | 0 | 0 | 0 | 0 | 0 | 0 | 0 | 292250.2184 | 0 | 0 | 0 | 0 | 0 | 0 | 0 | 0 | 0
2016-06-20 05:00 | 0 | 0 | 0 | 0 | 0 | 152129.7816 | 0 | 444380 | 0 | 0 | 0 | 0 | 198884.1747 | 0 | 0 | 0 | 0 | 0 | 0 | 6709732.2077 | 0 | 0 | 0 | 0 | 0 | 0 | 0 | 0 | 0 | 0 | 0 | 0 | 0 | 0 | 0 | 0 | 0 | 0 | 0 | 0 | 0 | 0 | 292250.2184 | 0 | 0 | 0 | 0 | 0 | 0 | 0 | 0 | 0
2016-06-20 06:00 | 0 | 0 | 0 | 0 | 0 | 388671.8712 | 0 | 420074 | 0 | 0 | 0 | 0 | 128025.2243 | 0 | 0 | 0 | 0 | 0 | 0 | 6749189.0294 | 0 | 0 | 0 | 0 | 0 | 0 | 0 | 0 | 0 | 0 | 0 | 0 | -70858.9504 | 0 | 0 | 0 | 0 | 0 | 0 | 0 | 0 | 331707.04 | 292250.2184 | 0 | 0 | 0 | 0 | 0 | 0 | 0 | 0 | 0
2016-06-20 07:00 | 0 | 0 | 0 | 0 | 0 | 181876.732 | 0 | 403268 | 0 | 0 | 0 | 0 | 198884.1747 | 0 | 0 | 0 | 0 | 0 | 0 | 6456938.811 | 0 | 0 | 0 | 0 | 0 | 0 | 0 | 0 | 0 | 0 | 0 | 0 | 70858.9504 | 0 | 0 | 0 | 0 | 0 | 0 | 0 | 0 | 0 | 292250.2184 | 0 | 0 | 0 | 0 | 0 | 0 | 0 | 0 | 0
2016-06-20 08:00 | 0 | 0 | 0 | 0 | 0 | 45259.5077 | 0 | 394676 | 0 | 0 | 0 | 0 | 141717.9008 | 0 | 0 | 0 | 0 | 0 | 0 | 6164688.5926 | 0 | 0 | 0 | 0 | 0 | 0 | 0 | 0 | 0 | 0 | 0 | 0 | -57166.2739 | 0 | 0 | 0 | 0 | 0 | 0 | 0 | 0 | 0 | 292250.2184 | 0 | 0 | 0 | 0 | 0 | 0 | 0 | 0 | 0
2016-06-20 09:00 | 0 | 0 | 0 | 0 | 0 | 34221.8312 | 0 | 397331 | 0 | 0 | 0 | 0 | 70858.9504 | 0 | 0 | 0 | 0 | 0 | 0 | 5872438.3742 | 0 | 0 | 0 | 0 | 0 | 0 | 0 | 0 | 0 | 0 | 0 | 0 | -70858.9504 | 0 | 0 | 0 | 0 | 0 | 0 | 0 | 0 | 0 | 292250.2184 | 0 | 0 | 0 | 0 | 0 | 0 | 0 | 0 | 0
2016-06-20 10:00 | 0 | 0 | 0 | 0 | 0 | 47569.8312 | 0 | 410679 | 0 | 0 | 0 | 0 | 0 | 0 | 0 | 0 | 0 | 0 | 0 | 5580188.1558 | 0 | 0 | 0 | 0 | 0 | 0 | 0 | 0 | 0 | 0 | 0 | 0 | -70858.9504 | 0 | 0 | 0 | 0 | 0 | 0 | 0 | 0 | 0 | 292250.2184 | 0 | 0 | 0 | 0 | 0 | 0 | 0 | 0 | 0
2016-06-20 11:00 | 0 | 0 | 0 | 0 | 0 | 378995.3678 | 17.4273 | 433379 | 0 | 0 | 0 | 0 | 0 | 0 | 0 | 0 | 0 | 0 | 0 | 5525821.9509 | 0 | 0 | 0 | 0 | 0 | 0 | 0 | 0 | 0 | 0 | 0 | 0 | 0 | 0 | 0 | 0 | 0 | 0 | 0 | 0 | 0 | 237884.0135 | 292250.2184 | 0 | 0 | 0 | 0 | 0 | 0 | 0 | 0 | 0
2016-06-20 12:00 | 0 | 0 | 0 | 0 | 0 | 181489.9952 | 170710.3172 | 461784 | 0 | 0 | 0 | 0 | 0 | 0 | 0 | 0 | 0 | 0 | 0 | 5416238.2633 | 0 | 0 | 0 | 0 | 0 | 0 | 0 | 0 | 0 | 0 | 0 | 0 | 0 | 0 | 0 | 0 | 0 | 0 | 0 | 0 | 0 | 182666.5308 | 292250.2184 | 0 | 0 | 0 | 0 | 0 | 0 | 0 | 0 | 0
2016-06-20 13:00 | 0 | 0 | 0 | 0 | 0 | 0 | 540199.6125 | 494530 | 0 | 0 | 0 | 0 | 0 | 0 | 0 | 0 | 0 | 0 | 0 | 5461907.8757 | 0 | 0 | 0 | 0 | 0 | 0 | 0 | 0 | 0 | 0 | 0 | 0 | 0 | 0 | 0 | 0 | 0 | 0 | 0 | 0 | 0 | 45669.6125 | 0 | 0 | 0 | 0 | 0 | 0 | 0 | 0 | 0 | 0
2016-06-20 14:00 | 0 | 0 | 0 | 0 | 0 | 0 | 729297.7187 | 529278 | 0 | 0 | 0 | 0 | 70858.9504 | 0 | 0 | 0 | 0 | 0 | 0 | 5591068.6441 | 0 | 0 | 0 | 0 | 0 | 0 | 0 | 0 | 0 | 0 | 0 | 0 | 70858.9504 | 0 | 0 | 0 | 0 | 0 | 0 | 0 | 0 | 129160.7683 | 0 | 0 | 0 | 0 | 0 | 0 | 0 | 0 | 0 | 0
2016-06-20 15:00 | 0 | 0 | 0 | 0 | 0 | 0 | 820387.6434 | 563124 | 0 | 0 | 0 | 0 | 0 | 0 | 0 | 0 | 0 | 0 | 0 | 5919191.2379 | 0 | 0 | 0 | 0 | 0 | 0 | 0 | 0 | 0 | 0 | 0 | 0 | -70858.9504 | 0 | 0 | 0 | 0 | 0 | 0 | 0 | 0 | 328122.5938 | 0 | 0 | 0 | 0 | 0 | 0 | 0 | 0 | 0 | 0
2016-06-20 16:00 | 0 | 0 | 0 | 0 | 0 | 0 | 864967.2876 | 592728 | 0 | 0 | 0 | 0 | 70858.9504 | 0 | 0 | 0 | 0 | 0 | 0 | 6120571.5751 | 0 | 0 | 0 | 0 | 0 | 0 | 0 | 0 | 0 | 0 | 0 | 0 | 70858.9504 | 0 | 0 | 0 | 0 | 0 | 0 | 0 | 0 | 201380.3372 | 0 | 0 | 0 | 0 | 0 | 0 | 0 | 0 | 0 | 0
2016-06-20 17:00 | 0 | 0 | 0 | 0 | 0 | 0 | 871035.4781 | 618309 | 0 | 0 | 0 | 0 | 0 | 0 | 0 | 0 | 0 | 0 | 0 | 6444157.0036 | 0 | 0 | 0 | 0 | 0 | 0 | 0 | 0 | 0 | 0 | 0 | 0 | -70858.9504 | 0 | 0 | 0 | 0 | 0 | 0 | 0 | 0 | 323585.4285 | 0 | 0 | 0 | 0 | 0 | 0 | 0 | 0 | 0 | 0
2016-06-20 18:00 | 0 | 0 | 0 | 0 | 0 | 0 | 864065.5125 | 637952 | 0 | 0 | 0 | 0 | 70858.9504 | 0 | 0 | 0 | 0 | 0 | 0 | 6599411.5657 | 0 | 0 | 0 | 0 | 0 | 0 | 0 | 0 | 0 | 0 | 0 | 0 | 70858.9504 | 0 | 0 | 0 | 0 | 0 | 0 | 0 | 0 | 155254.5621 | 0 | 0 | 0 | 0 | 0 | 0 | 0 | 0 | 0 | 0
2016-06-20 19:00 | 0 | 0 | 0 | 0 | 0 | 0 | 856059.6918 | 653245 | 0 | 0 | 0 | 0 | 141717.9008 | 0 | 0 | 0 | 0 | 0 | 0 | 6731367.3071 | 0 | 0 | 0 | 0 | 0 | 0 | 0 | 0 | 0 | 0 | 0 | 0 | 70858.9504 | 0 | 0 | 0 | 0 | 0 | 0 | 0 | 0 | 131955.7414 | 0 | 0 | 0 | 0 | 0 | 0 | 0 | 0 | 0 | 0
2016-06-20 20:00 | 0 | 0 | 0 | 0 | 0 | 0 | 854257.2428 | 664302 | 0 | 0 | 0 | 0 | 128025.2243 | 0 | 0 | 0 | 0 | 0 | 0 | 6935015.2264 | 0 | 0 | 0 | 0 | 0 | 0 | 0 | 0 | 0 | 0 | 0 | 0 | -13692.6765 | 0 | 0 | 0 | 0 | 0 | 0 | 0 | 0 | 203647.9194 | 0 | 0 | 0 | 0 | 0 | 0 | 0 | 0 | 0 | 0
2016-06-20 21:00 | 0 | 0 | 0 | 0 | 0 | 0 | 847250.7586 | 668915 | 0 | 0 | 0 | 0 | 57166.2739 | 0 | 0 | 0 | 0 | 0 | 0 | 7184209.9355 | 0 | 0 | 0 | 0 | 0 | 0 | 0 | 0 | 0 | 0 | 0 | 0 | -70858.9504 | 0 | 0 | 0 | 0 | 0 | 0 | 0 | 0 | 249194.709 | 0 | 0 | 0 | 0 | 0 | 0 | 0 | 0 | 0 | 0
2016-06-20 22:00 | 0 | 0 | 0 | 0 | 0 | 0 | 822610.3887 | 664906 | 0 | 0 | 0 | 0 | 128025.2243 | 0 | 0 | 0 | 0 | 0 | 0 | 7271055.3738 | 0 | 0 | 0 | 0 | 0 | 0 | 0 | 0 | 0 | 0 | 0 | 0 | 70858.9504 | 0 | 0 | 0 | 0 | 0 | 0 | 0 | 0 | 86845.4383 | 0 | 0 | 0 | 0 | 0 | 0 | 0 | 0 | 0 | 0
2016-06-20 23:00 | 0 | 0 | 0 | 0 | 0 | 0 | 745433.2211 | 651397 | 0 | 0 | 0 | 0 | 198884.1747 | 0 | 0 | 0 | 0 | 0 | 0 | 7294232.6445 | 0 | 0 | 0 | 0 | 0 | 0 | 0 | 0 | 0 | 0 | 0 | 0 | 70858.9504 | 0 | 0 | 0 | 0 | 0 | 0 | 0 | 0 | 23177.2707 | 0 | 0 | 0 | 0 | 0 | 0 | 0 | 0 | 0 | 0
2016-06-21 | 0 | 0 | 0 | 0 | 0 | 0 | 608650.9563 | 631507 | 0 | 0 | 0 | 0 | 176028.1309 | 0 | 0 | 0 | 0 | 0 | 0 | 7294232.6445 | 0 | 0 | 0 | 0 | 0 | 0 | 0 | 0 | 0 | 0 | 0 | 0 | -22856.0437 | 0 | 0 | 0 | 0 | 0 | 0 | 0 | 0 | 0 | 0 | 0 | 0 | 0 | 0 | 0 | 0 | 0 | 0 | 0
2016-06-21 01:00 | 0 | 0 | 0 | 0 | 0 | 66363.9853 | 342408.2264 | 612804 | 0 | 0 | 0 | 0 | 105169.1805 | 0 | 0 | 0 | 0 | 0 | 0 | 7161059.8065 | 0 | 0 | 0 | 0 | 0 | 0 | 0 | 0 | 0 | 0 | 0 | 0 | -70858.9504 | 0 | 0 | 0 | 0 | 0 | 0 | 0 | 0 | 159077.3804 | 292250.2184 | 0 | 0 | 0 | 0 | 0 | 0 | 0 | 0 | 0
2016-06-21 02:00 | 0 | 0 | 0 | 0 | 0 | 480688.6765 | 51055.9329 | 581995 | 0 | 0 | 0 | 0 | 128025.2243 | 0 | 0 | 0 | 0 | 0 | 0 | 7087953.3722 | 0 | 0 | 0 | 0 | 0 | 0 | 0 | 0 | 0 | 0 | 0 | 0 | 22856.0437 | 0 | 0 | 0 | 0 | 0 | 0 | 0 | 0 | 219143.7841 | 292250.2184 | 0 | 0 | 0 | 0 | 0 | 0 | 0 | 0 | 0
2016-06-21 03:00 | 0 | 0 | 0 | 0 | 0 | 318556.4092 | 1.3228 | 539949 | 0 | 0 | 0 | 0 | 198884.1747 | 0 | 0 | 0 | 0 | 0 | 0 | 6795703.1538 | 0 | 0 | 0 | 0 | 0 | 0 | 0 | 0 | 0 | 0 | 0 | 0 | 70858.9504 | 0 | 0 | 0 | 0 | 0 | 0 | 0 | 0 | 0 | 292250.2184 | 0 | 0 | 0 | 0 | 0 | 0 | 0 | 0 | 0
2016-06-21 04:00 | 0 | 0 | 0 | 0 | 0 | 483652.5477 | 0 | 501362 | 0 | 0 | 0 | 0 | 141717.9008 | 0 | 0 | 0 | 0 | 0 | 0 | 6835159.9755 | 0 | 0 | 0 | 0 | 0 | 0 | 0 | 0 | 0 | 0 | 0 | 0 | -57166.2739 | 0 | 0 | 0 | 0 | 0 | 0 | 0 | 0 | 331707.04 | 292250.2184 | 0 | 0 | 0 | 0 | 0 | 0 | 0 | 0 | 0
2016-06-21 05:00 | 0 | 0 | 0 | 0 | 0 | 106128.8312 | 0 | 469238 | 0 | 0 | 0 | 0 | 70858.9504 | 0 | 0 | 0 | 0 | 0 | 0 | 6542909.7571 | 0 | 0 | 0 | 0 | 0 | 0 | 0 | 0 | 0 | 0 | 0 | 0 | -70858.9504 | 0 | 0 | 0 | 0 | 0 | 0 | 0 | 0 | 0 | 292250.2184 | 0 | 0 | 0 | 0 | 0 | 0 | 0 | 0 | 0
2016-06-21 06:00 | 0 | 0 | 0 | 0 | 0 | 78848.8312 | 0 | 441958 | 0 | 0 | 0 | 0 | 0 | 0 | 0 | 0 | 0 | 0 | 0 | 6250659.5387 | 0 | 0 | 0 | 0 | 0 | 0 | 0 | 0 | 0 | 0 | 0 | 0 | -70858.9504 | 0 | 0 | 0 | 0 | 0 | 0 | 0 | 0 | 0 | 292250.2184 | 0 | 0 | 0 | 0 | 0 | 0 | 0 | 0 | 0
2016-06-21 07:00 | 0 | 0 | 0 | 0 | 0 | 459848.0394 | 0 | 422625 | 0 | 0 | 0 | 0 | 70858.9504 | 0 | 0 | 0 | 0 | 0 | 0 | 6217023.6277 | 0 | 0 | 0 | 0 | 0 | 0 | 0 | 0 | 0 | 0 | 0 | 0 | 70858.9504 | 0 | 0 | 0 | 0 | 0 | 0 | 0 | 0 | 258614.3074 | 292250.2184 | 0 | 0 | 0 | 0 | 0 | 0 | 0 | 0 | 0
2016-06-21 08:00 | 0 | 0 | 0 | 0 | 0 | 448231.2848 | 0 | 412705 | 0 | 0 | 0 | 0 | 141717.9008 | 0 | 0 | 0 | 0 | 0 | 0 | 6181690.9621 | 0 | 0 | 0 | 0 | 0 | 0 | 0 | 0 | 0 | 0 | 0 | 0 | 70858.9504 | 0 | 0 | 0 | 0 | 0 | 0 | 0 | 0 | 256917.5528 | 292250.2184 | 0 | 0 | 0 | 0 | 0 | 0 | 0 | 0 | 0
2016-06-21 09:00 | 0 | 0 | 0 | 0 | 0 | 179170.0555 | 0 | 414254 | 0 | 0 | 0 | 0 | 198884.1747 | 0 | 0 | 0 | 0 | 0 | 0 | 5889440.7437 | 0 | 0 | 0 | 0 | 0 | 0 | 0 | 0 | 0 | 0 | 0 | 0 | 57166.2739 | 0 | 0 | 0 | 0 | 0 | 0 | 0 | 0 | 0 | 292250.2184 | 0 | 0 | 0 | 0 | 0 | 0 | 0 | 0 | 0
2016-06-21 10:00 | 0 | 0 | 0 | 0 | 0 | 64377.8312 | 0 | 427487 | 0 | 0 | 0 | 0 | 128025.2243 | 0 | 0 | 0 | 0 | 0 | 0 | 5597190.5253 | 0 | 0 | 0 | 0 | 0 | 0 | 0 | 0 | 0 | 0 | 0 | 0 | -70858.9504 | 0 | 0 | 0 | 0 | 0 | 0 | 0 | 0 | 0 | 292250.2184 | 0 | 0 | 0 | 0 | 0 | 0 | 0 | 0 | 0
2016-06-21 11:00 | 0 | 0 | 0 | 0 | 0 | 332140.799 | 14.8027 | 447267 | 0 | 0 | 0 | 0 | 198884.1747 | 0 | 0 | 0 | 0 | 0 | 0 | 5411220.1766 | 0 | 0 | 0 | 0 | 0 | 0 | 0 | 0 | 0 | 0 | 0 | 0 | 70858.9504 | 0 | 0 | 0 | 0 | 0 | 0 | 0 | 0 | 106279.8697 | 292250.2184 | 0 | 0 | 0 | 0 | 0 | 0 | 0 | 0 | 0
2016-06-21 12:00 | 0 | 0 | 0 | 0 | 0 | 0 | 147510.1989 | 470193 | 0 | 0 | 0 | 0 | 128025.2243 | 0 | 0 | 0 | 0 | 0 | 0 | 5159396.326 | 0 | 0 | 0 | 0 | 0 | 0 | 0 | 0 | 0 | 0 | 0 | 0 | -70858.9504 | 0 | 0 | 0 | 0 | 0 | 0 | 0 | 0 | 40426.3677 | 292250.2184 | 0 | 0 | 0 | 0 | 0 | 0 | 0 | 0 | 0
2016-06-21 13:00 | 0 | 0 | 0 | 0 | 0 | 0 | 467476.6691 | 498042 | 0 | 0 | 0 | 0 | 198884.1747 | 0 | 0 | 0 | 0 | 0 | 0 | 5057972.0446 | 0 | 0 | 0 | 0 | 0 | 0 | 0 | 0 | 0 | 0 | 0 | 0 | 70858.9504 | 0 | 0 | 0 | 0 | 0 | 0 | 0 | 0 | 190825.937 | 292250.2184 | 0 | 0 | 0 | 0 | 0 | 0 | 0 | 0 | 0
2016-06-21 14:00 | 0 | 0 | 0 | 0 | 0 | 0 | 679426.6423 | 529549 | 0 | 0 | 0 | 0 | 198884.1747 | 0 | 0 | 0 | 0 | 0 | 0 | 5207849.687 | 0 | 0 | 0 | 0 | 0 | 0 | 0 | 0 | 0 | 0 | 0 | 0 | 0 | 0 | 0 | 0 | 0 | 0 | 0 | 0 | 0 | 149877.6423 | 0 | 0 | 0 | 0 | 0 | 0 | 0 | 0 | 0 | 0
2016-06-21 15:00 | 0 | 0 | 0 | 0 | 0 | 0 | 770894.4226 | 560715 | 0 | 0 | 0 | 0 | 128025.2243 | 0 | 0 | 0 | 0 | 0 | 0 | 5488888.06 | 0 | 0 | 0 | 0 | 0 | 0 | 0 | 0 | 0 | 0 | 0 | 0 | -70858.9504 | 0 | 0 | 0 | 0 | 0 | 0 | 0 | 0 | 281038.373 | 0 | 0 | 0 | 0 | 0 | 0 | 0 | 0 | 0 | 0
2016-06-21 16:00 | 0 | 0 | 0 | 0 | 0 | 0 | 825967.2529 | 586867 | 0 | 0 | 0 | 0 | 198884.1747 | 0 | 0 | 0 | 0 | 0 | 0 | 5657129.3625 | 0 | 0 | 0 | 0 | 0 | 0 | 0 | 0 | 0 | 0 | 0 | 0 | 70858.9504 | 0 | 0 | 0 | 0 | 0 | 0 | 0 | 0 | 168241.3025 | 0 | 0 | 0 | 0 | 0 | 0 | 0 | 0 | 0 | 0
2016-06-21 17:00 | 0 | 0 | 0 | 0 | 0 | 0 | 839902.7569 | 609939 | 0 | 0 | 0 | 0 | 198884.1747 | 0 | 0 | 0 | 0 | 0 | 0 | 5887093.1195 | 0 | 0 | 0 | 0 | 0 | 0 | 0 | 0 | 0 | 0 | 0 | 0 | 0 | 0 | 0 | 0 | 0 | 0 | 0 | 0 | 0 | 229963.7569 | 0 | 0 | 0 | 0 | 0 | 0 | 0 | 0 | 0 | 0
2016-06-21 18:00 | 0 | 0 | 0 | 0 | 0 | 0 | 840338.2328 | 627655 | 0 | 0 | 0 | 0 | 198884.1747 | 0 | 0 | 0 | 0 | 0 | 0 | 6099776.3523 | 0 | 0 | 0 | 0 | 0 | 0 | 0 | 0 | 0 | 0 | 0 | 0 | 0 | 0 | 0 | 0 | 0 | 0 | 0 | 0 | 0 | 212683.2328 | 0 | 0 | 0 | 0 | 0 | 0 | 0 | 0 | 0 | 0
2016-06-21 19:00 | 0 | 0 | 0 | 0 | 0 | 0 | 833345.217 | 640291 | 0 | 0 | 0 | 0 | 128025.2243 | 0 | 0 | 0 | 0 | 0 | 0 | 6363689.5197 | 0 | 0 | 0 | 0 | 0 | 0 | 0 | 0 | 0 | 0 | 0 | 0 | -70858.9504 | 0 | 0 | 0 | 0 | 0 | 0 | 0 | 0 | 263913.1674 | 0 | 0 | 0 | 0 | 0 | 0 | 0 | 0 | 0 | 0
2016-06-21 20:00 | 0 | 0 | 0 | 0 | 0 | 0 | 826963.0977 | 649707 | 0 | 0 | 0 | 0 | 70858.9504 | 0 | 0 | 0 | 0 | 0 | 0 | 6598111.8913 | 0 | 0 | 0 | 0 | 0 | 0 | 0 | 0 | 0 | 0 | 0 | 0 | -57166.2739 | 0 | 0 | 0 | 0 | 0 | 0 | 0 | 0 | 234422.3716 | 0 | 0 | 0 | 0 | 0 | 0 | 0 | 0 | 0 | 0
2016-06-21 21:00 | 0 | 0 | 0 | 0 | 0 | 0 | 814335.0588 | 653434 | 0 | 0 | 0 | 0 | 0 | 0 | 0 | 0 | 0 | 0 | 0 | 6829871.9005 | 0 | 0 | 0 | 0 | 0 | 0 | 0 | 0 | 0 | 0 | 0 | 0 | -70858.9504 | 0 | 0 | 0 | 0 | 0 | 0 | 0 | 0 | 231760.0092 | 0 | 0 | 0 | 0 | 0 | 0 | 0 | 0 | 0 | 0
2016-06-21 22:00 | 0 | 0 | 0 | 0 | 0 | 0 | 780770.704 | 648117 | 0 | 0 | 0 | 0 | 0 | 0 | 0 | 0 | 0 | 0 | 0 | 6962525.6045 | 0 | 0 | 0 | 0 | 0 | 0 | 0 | 0 | 0 | 0 | 0 | 0 | 0 | 0 | 0 | 0 | 0 | 0 | 0 | 0 | 0 | 132653.704 | 0 | 0 | 0 | 0 | 0 | 0 | 0 | 0 | 0 | 0
2016-06-21 23:00 | 0 | 0 | 0 | 0 | 0 | 339845.4797 | 697671.5107 | 634951 | 0 | 0 | 0 | 0 | 70858.9504 | 0 | 0 | 0 | 0 | 0 | 0 | 7294232.6445 | 0 | 0 | 0 | 0 | 0 | 0 | 0 | 0 | 0 | 0 | 0 | 0 | 70858.9504 | 0 | 0 | 0 | 0 | 0 | 0 | 0 | 0 | 331707.04 | 0 | 0 | 0 | 0 | 0 | 0 | 0 | 0 | 0 | 0
2016-06-22 | 0 | 0 | 0 | 0 | 0 | 86010.4201 | 549656.0321 | 617957 | 0 | 0 | 0 | 0 | 128025.2243 | 0 | 0 | 0 | 0 | 0 | 0 | 7254775.8229 | 0 | 0 | 0 | 0 | 0 | 0 | 0 | 0 | 0 | 0 | 0 | 0 | 57166.2739 | 0 | 0 | 0 | 0 | 0 | 0 | 0 | 0 | 252793.3968 | 292250.2184 | 0 | 0 | 0 | 0 | 0 | 0 | 0 | 0 | 0
2016-06-22 01:00 | 0 | 0 | 0 | 0 | 0 | 418068.5918 | 292115.1802 | 599868 | 0 | 0 | 0 | 0 | 198884.1747 | 0 | 0 | 0 | 0 | 0 | 0 | 7294232.6445 | 0 | 0 | 0 | 0 | 0 | 0 | 0 | 0 | 0 | 0 | 0 | 0 | 70858.9504 | 0 | 0 | 0 | 0 | 0 | 0 | 0 | 0 | 331707.04 | 292250.2184 | 0 | 0 | 0 | 0 | 0 | 0 | 0 | 0 | 0
2016-06-22 02:00 | 0 | 0 | 0 | 0 | 0 | 229118.0091 | 50530.7725 | 571899 | 0 | 0 | 0 | 0 | 198884.1747 | 0 | 0 | 0 | 0 | 0 | 0 | 7001982.4261 | 0 | 0 | 0 | 0 | 0 | 0 | 0 | 0 | 0 | 0 | 0 | 0 | 0 | 0 | 0 | 0 | 0 | 0 | 0 | 0 | 0 | 0 | 292250.2184 | 0 | 0 | 0 | 0 | 0 | 0 | 0 | 0 | 0
2016-06-22 03:00 | 0 | 0 | 0 | 0 | 0 | 169789.8208 | 4.0104 | 532903 | 0 | 0 | 0 | 0 | 128025.2243 | 0 | 0 | 0 | 0 | 0 | 0 | 6709732.2077 | 0 | 0 | 0 | 0 | 0 | 0 | 0 | 0 | 0 | 0 | 0 | 0 | -70858.9504 | 0 | 0 | 0 | 0 | 0 | 0 | 0 | 0 | 0 | 292250.2184 | 0 | 0 | 0 | 0 | 0 | 0 | 0 | 0 | 0
2016-06-22 04:00 | 0 | 0 | 0 | 0 | 0 | 274094.732 | 0 | 495486 | 0 | 0 | 0 | 0 | 198884.1747 | 0 | 0 | 0 | 0 | 0 | 0 | 6417481.9894 | 0 | 0 | 0 | 0 | 0 | 0 | 0 | 0 | 0 | 0 | 0 | 0 | 70858.9504 | 0 | 0 | 0 | 0 | 0 | 0 | 0 | 0 | 0 | 292250.2184 | 0 | 0 | 0 | 0 | 0 | 0 | 0 | 0 | 0
2016-06-22 05:00 | 0 | 0 | 0 | 0 | 0 | 504237.8216 | 0 | 464781 | 0 | 0 | 0 | 0 | 198884.1747 | 0 | 0 | 0 | 0 | 0 | 0 | 6456938.811 | 0 | 0 | 0 | 0 | 0 | 0 | 0 | 0 | 0 | 0 | 0 | 0 | 0 | 0 | 0 | 0 | 0 | 0 | 0 | 0 | 0 | 331707.04 | 292250.2184 | 0 | 0 | 0 | 0 | 0 | 0 | 0 | 0 | 0
2016-06-22 06:00 | 0 | 0 | 0 | 0 | 0 | 76618.8312 | 0 | 439728 | 0 | 0 | 0 | 0 | 128025.2243 | 0 | 0 | 0 | 0 | 0 | 0 | 6164688.5926 | 0 | 0 | 0 | 0 | 0 | 0 | 0 | 0 | 0 | 0 | 0 | 0 | -70858.9504 | 0 | 0 | 0 | 0 | 0 | 0 | 0 | 0 | 0 | 292250.2184 | 0 | 0 | 0 | 0 | 0 | 0 | 0 | 0 | 0
2016-06-22 07:00 | 0 | 0 | 0 | 0 | 0 | 532642.772 | 0 | 422327 | 0 | 0 | 0 | 0 | 198884.1747 | 0 | 0 | 0 | 0 | 0 | 0 | 6204145.4142 | 0 | 0 | 0 | 0 | 0 | 0 | 0 | 0 | 0 | 0 | 0 | 0 | 70858.9504 | 0 | 0 | 0 | 0 | 0 | 0 | 0 | 0 | 331707.04 | 292250.2184 | 0 | 0 | 0 | 0 | 0 | 0 | 0 | 0 | 0
2016-06-22 08:00 | 0 | 0 | 0 | 0 | 0 | 119072.7816 | 0 | 411323 | 0 | 0 | 0 | 0 | 198884.1747 | 0 | 0 | 0 | 0 | 0 | 0 | 5911895.1958 | 0 | 0 | 0 | 0 | 0 | 0 | 0 | 0 | 0 | 0 | 0 | 0 | 0 | 0 | 0 | 0 | 0 | 0 | 0 | 0 | 0 | 0 | 292250.2184 | 0 | 0 | 0 | 0 | 0 | 0 | 0 | 0 | 0
2016-06-22 09:00 | 0 | 0 | 0 | 0 | 0 | 49515.8312 | 0 | 412625 | 0 | 0 | 0 | 0 | 128025.2243 | 0 | 0 | 0 | 0 | 0 | 0 | 5619644.9774 | 0 | 0 | 0 | 0 | 0 | 0 | 0 | 0 | 0 | 0 | 0 | 0 | -70858.9504 | 0 | 0 | 0 | 0 | 0 | 0 | 0 | 0 | 0 | 292250.2184 | 0 | 0 | 0 | 0 | 0 | 0 | 0 | 0 | 0
2016-06-22 10:00 | 0 | 0 | 0 | 0 | 0 | 203271.732 | 0 | 424663 | 0 | 0 | 0 | 0 | 198884.1747 | 0 | 0 | 0 | 0 | 0 | 0 | 5327394.759 | 0 | 0 | 0 | 0 | 0 | 0 | 0 | 0 | 0 | 0 | 0 | 0 | 70858.9504 | 0 | 0 | 0 | 0 | 0 | 0 | 0 | 0 | 0 | 292250.2184 | 0 | 0 | 0 | 0 | 0 | 0 | 0 | 0 | 0
2016-06-22 11:00 | 0 | 0 | 0 | 0 | 0 | 484886.7093 | 17.1124 | 445447 | 0 | 0 | 0 | 0 | 198884.1747 | 0 | 0 | 0 | 0 | 0 | 0 | 5366851.5807 | 0 | 0 | 0 | 0 | 0 | 0 | 0 | 0 | 0 | 0 | 0 | 0 | 0 | 0 | 0 | 0 | 0 | 0 | 0 | 0 | 0 | 331707.04 | 292250.2184 | 0 | 0 | 0 | 0 | 0 | 0 | 0 | 0 | 0
2016-06-22 12:00 | 0 | 0 | 0 | 0 | 0 | 0 | 146161.701 | 469789 | 0 | 0 | 0 | 0 | 128025.2243 | 0 | 0 | 0 | 0 | 0 | 0 | 5114083.232 | 0 | 0 | 0 | 0 | 0 | 0 | 0 | 0 | 0 | 0 | 0 | 0 | -70858.9504 | 0 | 0 | 0 | 0 | 0 | 0 | 0 | 0 | 39481.8698 | 292250.2184 | 0 | 0 | 0 | 0 | 0 | 0 | 0 | 0 | 0
2016-06-22 13:00 | 0 | 0 | 0 | 0 | 0 | 436051.3912 | 464543.5992 | 498029 | 0 | 0 | 0 | 0 | 198884.1747 | 0 | 0 | 0 | 0 | 0 | 0 | 5445790.272 | 0 | 0 | 0 | 0 | 0 | 0 | 0 | 0 | 0 | 0 | 0 | 0 | 70858.9504 | 0 | 0 | 0 | 0 | 0 | 0 | 0 | 0 | 331707.04 | 0 | 0 | 0 | 0 | 0 | 0 | 0 | 0 | 0 | 0
2016-06-22 14:00 | 0 | 0 | 0 | 0 | 0 | 0 | 677431.7854 | 528101 | 0 | 0 | 0 | 0 | 198884.1747 | 0 | 0 | 0 | 0 | 0 | 0 | 5595121.0574 | 0 | 0 | 0 | 0 | 0 | 0 | 0 | 0 | 0 | 0 | 0 | 0 | 0 | 0 | 0 | 0 | 0 | 0 | 0 | 0 | 0 | 149330.7854 | 0 | 0 | 0 | 0 | 0 | 0 | 0 | 0 | 0 | 0
2016-06-22 15:00 | 0 | 0 | 0 | 0 | 0 | 0 | 761086.1004 | 557079 | 0 | 0 | 0 | 0 | 128025.2243 | 0 | 0 | 0 | 0 | 0 | 0 | 5869987.1083 | 0 | 0 | 0 | 0 | 0 | 0 | 0 | 0 | 0 | 0 | 0 | 0 | -70858.9504 | 0 | 0 | 0 | 0 | 0 | 0 | 0 | 0 | 274866.0508 | 0 | 0 | 0 | 0 | 0 | 0 | 0 | 0 | 0 | 0
2016-06-22 16:00 | 0 | 0 | 0 | 0 | 0 | 0 | 815210.1785 | 582091 | 0 | 0 | 0 | 0 | 198884.1747 | 0 | 0 | 0 | 0 | 0 | 0 | 6032247.3364 | 0 | 0 | 0 | 0 | 0 | 0 | 0 | 0 | 0 | 0 | 0 | 0 | 70858.9504 | 0 | 0 | 0 | 0 | 0 | 0 | 0 | 0 | 162260.2281 | 0 | 0 | 0 | 0 | 0 | 0 | 0 | 0 | 0 | 0
2016-06-22 17:00 | 0 | 0 | 0 | 0 | 0 | 0 | 828171.4003 | 604925 | 0 | 0 | 0 | 0 | 198884.1747 | 0 | 0 | 0 | 0 | 0 | 0 | 6255493.7367 | 0 | 0 | 0 | 0 | 0 | 0 | 0 | 0 | 0 | 0 | 0 | 0 | 0 | 0 | 0 | 0 | 0 | 0 | 0 | 0 | 0 | 223246.4003 | 0 | 0 | 0 | 0 | 0 | 0 | 0 | 0 | 0 | 0
2016-06-22 18:00 | 0 | 0 | 0 | 0 | 0 | 131223.8559 | 823680.1841 | 623197 | 0 | 0 | 0 | 0 | 198884.1747 | 0 | 0 | 0 | 0 | 0 | 0 | 6587200.7767 | 0 | 0 | 0 | 0 | 0 | 0 | 0 | 0 | 0 | 0 | 0 | 0 | 0 | 0 | 0 | 0 | 0 | 0 | 0 | 0 | 0 | 331707.04 | 0 | 0 | 0 | 0 | 0 | 0 | 0 | 0 | 0 | 0
2016-06-22 19:00 | 0 | 0 | 0 | 0 | 0 | 0 | 810278.3862 | 636797 | 0 | 0 | 0 | 0 | 128025.2243 | 0 | 0 | 0 | 0 | 0 | 0 | 6831541.1133 | 0 | 0 | 0 | 0 | 0 | 0 | 0 | 0 | 0 | 0 | 0 | 0 | -70858.9504 | 0 | 0 | 0 | 0 | 0 | 0 | 0 | 0 | 244340.3366 | 0 | 0 | 0 | 0 | 0 | 0 | 0 | 0 | 0 | 0
2016-06-22 20:00 | 0 | 0 | 0 | 0 | 0 | 0 | 799515.733 | 648742 | 0 | 0 | 0 | 0 | 198884.1747 | 0 | 0 | 0 | 0 | 0 | 0 | 6911455.8959 | 0 | 0 | 0 | 0 | 0 | 0 | 0 | 0 | 0 | 0 | 0 | 0 | 70858.9504 | 0 | 0 | 0 | 0 | 0 | 0 | 0 | 0 | 79914.7826 | 0 | 0 | 0 | 0 | 0 | 0 | 0 | 0 | 0 | 0
2016-06-22 21:00 | 0 | 0 | 0 | 0 | 0 | 122235.7285 | 783534.6313 | 653933 | 0 | 0 | 0 | 0 | 128025.2243 | 0 | 0 | 0 | 0 | 0 | 0 | 7234152.2061 | 0 | 0 | 0 | 0 | 0 | 0 | 0 | 0 | 0 | 0 | 0 | 0 | -70858.9504 | 0 | 0 | 0 | 0 | 0 | 0 | 0 | 0 | 322696.3102 | 0 | 0 | 0 | 0 | 0 | 0 | 0 | 0 | 0 | 0
2016-06-22 22:00 | 0 | 0 | 0 | 0 | 0 | 0 | 746631.6364 | 651094 | 0 | 0 | 0 | 0 | 198884.1747 | 0 | 0 | 0 | 0 | 0 | 0 | 7258830.892 | 0 | 0 | 0 | 0 | 0 | 0 | 0 | 0 | 0 | 0 | 0 | 0 | 70858.9504 | 0 | 0 | 0 | 0 | 0 | 0 | 0 | 0 | 24678.686 | 0 | 0 | 0 | 0 | 0 | 0 | 0 | 0 | 0 | 0
2016-06-22 23:00 | 0 | 0 | 0 | 0 | 0 | 0 | 670200.8175 | 640266 | 0 | 0 | 0 | 0 | 193417.2397 | 0 | 0 | 0 | 0 | 0 | 0 | 7294232.6445 | 0 | 0 | 0 | 0 | 0 | 0 | 0 | 0 | 0 | 0 | 0 | 0 | -5466.935 | 0 | 0 | 0 | 0 | 0 | 0 | 0 | 0 | 35401.7525 | 0 | 0 | 0 | 0 | 0 | 0 | 0 | 0 | 0 | 0
2016-06-23 | 0 | 0 | 0 | 0 | 0 | 0 | 540712.1685 | 623630 | 0 | 0 | 0 | 0 | 149956.2299 | 0 | 0 | 0 | 0 | 0 | 0 | 7254775.8229 | 0 | 0 | 0 | 0 | 0 | 0 | 0 | 0 | 0 | 0 | 0 | 0 | -43461.0098 | 0 | 0 | 0 | 0 | 0 | 0 | 0 | 0 | 252793.3968 | 292250.2184 | 0 | 0 | 0 | 0 | 0 | 0 | 0 | 0 | 0
2016-06-23 01:00 | 0 | 0 | 0 | 0 | 0 | 270587.5257 | 305483.3455 | 607473 | 0 | 0 | 0 | 0 | 79097.2795 | 0 | 0 | 0 | 0 | 0 | 0 | 7294232.6445 | 0 | 0 | 0 | 0 | 0 | 0 | 0 | 0 | 0 | 0 | 0 | 0 | -70858.9504 | 0 | 0 | 0 | 0 | 0 | 0 | 0 | 0 | 331707.04 | 292250.2184 | 0 | 0 | 0 | 0 | 0 | 0 | 0 | 0 | 0
2016-06-23 02:00 | 0 | 0 | 0 | 0 | 0 | 575553.0408 | 52649.904 | 579275 | 0 | 0 | 0 | 0 | 128025.2243 | 0 | 0 | 0 | 0 | 0 | 0 | 7294232.6445 | 0 | 0 | 0 | 0 | 0 | 0 | 0 | 0 | 0 | 0 | 0 | 0 | 48927.9448 | 0 | 0 | 0 | 0 | 0 | 0 | 0 | 0 | 292250.2184 | 292250.2184 | 0 | 0 | 0 | 0 | 0 | 0 | 0 | 0 | 0
2016-06-23 03:00 | 0 | 0 | 0 | 0 | 0 | 319731.5012 | 4.2308 | 541127 | 0 | 0 | 0 | 0 | 198884.1747 | 0 | 0 | 0 | 0 | 0 | 0 | 7001982.4261 | 0 | 0 | 0 | 0 | 0 | 0 | 0 | 0 | 0 | 0 | 0 | 0 | 70858.9504 | 0 | 0 | 0 | 0 | 0 | 0 | 0 | 0 | 0 | 292250.2184 | 0 | 0 | 0 | 0 | 0 | 0 | 0 | 0 | 0
2016-06-23 04:00 | 0 | 0 | 0 | 0 | 0 | 473962.8712 | 0 | 505365 | 0 | 0 | 0 | 0 | 128025.2243 | 0 | 0 | 0 | 0 | 0 | 0 | 7041439.2477 | 0 | 0 | 0 | 0 | 0 | 0 | 0 | 0 | 0 | 0 | 0 | 0 | -70858.9504 | 0 | 0 | 0 | 0 | 0 | 0 | 0 | 0 | 331707.04 | 292250.2184 | 0 | 0 | 0 | 0 | 0 | 0 | 0 | 0 | 0
2016-06-23 05:00 | 0 | 0 | 0 | 0 | 0 | 253526.732 | 0 | 474918 | 0 | 0 | 0 | 0 | 198884.1747 | 0 | 0 | 0 | 0 | 0 | 0 | 6749189.0294 | 0 | 0 | 0 | 0 | 0 | 0 | 0 | 0 | 0 | 0 | 0 | 0 | 70858.9504 | 0 | 0 | 0 | 0 | 0 | 0 | 0 | 0 | 0 | 292250.2184 | 0 | 0 | 0 | 0 | 0 | 0 | 0 | 0 | 0
2016-06-23 06:00 | 0 | 0 | 0 | 0 | 0 | 157363.7816 | 0 | 449614 | 0 | 0 | 0 | 0 | 198884.1747 | 0 | 0 | 0 | 0 | 0 | 0 | 6456938.811 | 0 | 0 | 0 | 0 | 0 | 0 | 0 | 0 | 0 | 0 | 0 | 0 | 0 | 0 | 0 | 0 | 0 | 0 | 0 | 0 | 0 | 0 | 292250.2184 | 0 | 0 | 0 | 0 | 0 | 0 | 0 | 0 | 0
2016-06-23 07:00 | 0 | 0 | 0 | 0 | 0 | 67865.8312 | 0 | 430975 | 0 | 0 | 0 | 0 | 128025.2243 | 0 | 0 | 0 | 0 | 0 | 0 | 6164688.5926 | 0 | 0 | 0 | 0 | 0 | 0 | 0 | 0 | 0 | 0 | 0 | 0 | -70858.9504 | 0 | 0 | 0 | 0 | 0 | 0 | 0 | 0 | 0 | 292250.2184 | 0 | 0 | 0 | 0 | 0 | 0 | 0 | 0 | 0
2016-06-23 08:00 | 0 | 0 | 0 | 0 | 0 | 428374.6515 | 0 | 420920 | 0 | 0 | 0 | 0 | 198884.1747 | 0 | 0 | 0 | 0 | 0 | 0 | 6101284.2937 | 0 | 0 | 0 | 0 | 0 | 0 | 0 | 0 | 0 | 0 | 0 | 0 | 70858.9504 | 0 | 0 | 0 | 0 | 0 | 0 | 0 | 0 | 228845.9195 | 292250.2184 | 0 | 0 | 0 | 0 | 0 | 0 | 0 | 0 | 0
2016-06-23 09:00 | 0 | 0 | 0 | 0 | 0 | 130385.7816 | 0 | 422636 | 0 | 0 | 0 | 0 | 198884.1747 | 0 | 0 | 0 | 0 | 0 | 0 | 5809034.0753 | 0 | 0 | 0 | 0 | 0 | 0 | 0 | 0 | 0 | 0 | 0 | 0 | 0 | 0 | 0 | 0 | 0 | 0 | 0 | 0 | 0 | 0 | 292250.2184 | 0 | 0 | 0 | 0 | 0 | 0 | 0 | 0 | 0
2016-06-23 10:00 | 0 | 0 | 0 | 0 | 0 | 72514.8312 | 0 | 435624 | 0 | 0 | 0 | 0 | 128025.2243 | 0 | 0 | 0 | 0 | 0 | 0 | 5516783.8569 | 0 | 0 | 0 | 0 | 0 | 0 | 0 | 0 | 0 | 0 | 0 | 0 | -70858.9504 | 0 | 0 | 0 | 0 | 0 | 0 | 0 | 0 | 0 | 292250.2184 | 0 | 0 | 0 | 0 | 0 | 0 | 0 | 0 | 0
2016-06-23 11:00 | 0 | 0 | 0 | 0 | 0 | 272611.8557 | 1.9422 | 453506 | 0 | 0 | 0 | 0 | 198884.1747 | 0 | 0 | 0 | 0 | 0 | 0 | 5265032.7044 | 0 | 0 | 0 | 0 | 0 | 0 | 0 | 0 | 0 | 0 | 0 | 0 | 70858.9504 | 0 | 0 | 0 | 0 | 0 | 0 | 0 | 0 | 40499.0659 | 292250.2184 | 0 | 0 | 0 | 0 | 0 | 0 | 0 | 0 | 0
2016-06-23 12:00 | 0 | 0 | 0 | 0 | 0 | 170925.8013 | 119939.8436 | 476162 | 0 | 0 | 0 | 0 | 128025.2243 | 0 | 0 | 0 | 0 | 0 | 0 | 5150595.2997 | 0 | 0 | 0 | 0 | 0 | 0 | 0 | 0 | 0 | 0 | 0 | 0 | -70858.9504 | 0 | 0 | 0 | 0 | 0 | 0 | 0 | 0 | 177812.8137 | 292250.2184 | 0 | 0 | 0 | 0 | 0 | 0 | 0 | 0 | 0
2016-06-23 13:00 | 0 | 0 | 0 | 0 | 0 | 190868.9754 | 453788.2623 | 503574 | 0 | 0 | 0 | 0 | 198884.1747 | 0 | 0 | 0 | 0 | 0 | 0 | 5220819.587 | 0 | 0 | 0 | 0 | 0 | 0 | 0 | 0 | 0 | 0 | 0 | 0 | 70858.9504 | 0 | 0 | 0 | 0 | 0 | 0 | 0 | 0 | 331707.04 | 261482.7527 | 0 | 0 | 0 | 0 | 0 | 0 | 0 | 0 | 0
2016-06-23 14:00 | 0 | 0 | 0 | 0 | 0 | 0 | 650461.4229 | 533806 | 0 | 0 | 0 | 0 | 186847.2547 | 0 | 0 | 0 | 0 | 0 | 0 | 5349511.9299 | 0 | 0 | 0 | 0 | 0 | 0 | 0 | 0 | 0 | 0 | 0 | 0 | -12036.92 | 0 | 0 | 0 | 0 | 0 | 0 | 0 | 0 | 128692.3429 | 0 | 0 | 0 | 0 | 0 | 0 | 0 | 0 | 0 | 0
2016-06-23 15:00 | 0 | 0 | 0 | 0 | 0 | 83539.7157 | 739975.3739 | 562667 | 0 | 0 | 0 | 0 | 115988.3043 | 0 | 0 | 0 | 0 | 0 | 0 | 5681218.9699 | 0 | 0 | 0 | 0 | 0 | 0 | 0 | 0 | 0 | 0 | 0 | 0 | -70858.9504 | 0 | 0 | 0 | 0 | 0 | 0 | 0 | 0 | 331707.04 | 0 | 0 | 0 | 0 | 0 | 0 | 0 | 0 | 0 | 0
2016-06-23 16:00 | 0 | 0 | 0 | 0 | 0 | 0 | 784612.7414 | 586908 | 0 | 0 | 0 | 0 | 186847.2547 | 0 | 0 | 0 | 0 | 0 | 0 | 5808064.7609 | 0 | 0 | 0 | 0 | 0 | 0 | 0 | 0 | 0 | 0 | 0 | 0 | 70858.9504 | 0 | 0 | 0 | 0 | 0 | 0 | 0 | 0 | 126845.791 | 0 | 0 | 0 | 0 | 0 | 0 | 0 | 0 | 0 | 0
2016-06-23 17:00 | 0 | 0 | 0 | 0 | 0 | 154532.9789 | 798753.9811 | 609543 | 0 | 0 | 0 | 0 | 198884.1747 | 0 | 0 | 0 | 0 | 0 | 0 | 6139771.8009 | 0 | 0 | 0 | 0 | 0 | 0 | 0 | 0 | 0 | 0 | 0 | 0 | 12036.92 | 0 | 0 | 0 | 0 | 0 | 0 | 0 | 0 | 331707.04 | 0 | 0 | 0 | 0 | 0 | 0 | 0 | 0 | 0 | 0
2016-06-23 18:00 | 0 | 0 | 0 | 0 | 0 | 145137.2724 | 792135.4151 | 626573 | 0 | 0 | 0 | 0 | 177876.8222 | 0 | 0 | 0 | 0 | 0 | 0 | 6471478.8409 | 0 | 0 | 0 | 0 | 0 | 0 | 0 | 0 | 0 | 0 | 0 | 0 | -21007.3525 | 0 | 0 | 0 | 0 | 0 | 0 | 0 | 0 | 331707.04 | 0 | 0 | 0 | 0 | 0 | 0 | 0 | 0 | 0 | 0
2016-06-23 19:00 | 0 | 0 | 0 | 0 | 0 | 0 | 781076.4126 | 639206 | 0 | 0 | 0 | 0 | 198884.1747 | 0 | 0 | 0 | 0 | 0 | 0 | 6592341.901 | 0 | 0 | 0 | 0 | 0 | 0 | 0 | 0 | 0 | 0 | 0 | 0 | 21007.3525 | 0 | 0 | 0 | 0 | 0 | 0 | 0 | 0 | 120863.0601 | 0 | 0 | 0 | 0 | 0 | 0 | 0 | 0 | 0 | 0
2016-06-23 20:00 | 0 | 0 | 0 | 0 | 0 | 135216.332 | 770674.996 | 646663 | 0 | 0 | 0 | 0 | 128025.2243 | 0 | 0 | 0 | 0 | 0 | 0 | 6922429.1794 | 0 | 0 | 0 | 0 | 0 | 0 | 0 | 0 | 0 | 0 | 0 | 0 | -70858.9504 | 0 | 0 | 0 | 0 | 0 | 0 | 0 | 0 | 330087.2784 | 0 | 0 | 0 | 0 | 0 | 0 | 0 | 0 | 0 | 0
2016-06-23 21:00 | 0 | 0 | 0 | 0 | 0 | 0 | 750680.2556 | 648522 | 0 | 0 | 0 | 0 | 198884.1747 | 0 | 0 | 0 | 0 | 0 | 0 | 6953728.4847 | 0 | 0 | 0 | 0 | 0 | 0 | 0 | 0 | 0 | 0 | 0 | 0 | 70858.9504 | 0 | 0 | 0 | 0 | 0 | 0 | 0 | 0 | 31299.3052 | 0 | 0 | 0 | 0 | 0 | 0 | 0 | 0 | 0 | 0
2016-06-23 22:00 | 0 | 0 | 0 | 0 | 0 | 0 | 715458.2718 | 641842 | 0 | 0 | 0 | 0 | 198884.1747 | 0 | 0 | 0 | 0 | 0 | 0 | 7027344.7564 | 0 | 0 | 0 | 0 | 0 | 0 | 0 | 0 | 0 | 0 | 0 | 0 | 0 | 0 | 0 | 0 | 0 | 0 | 0 | 0 | 0 | 73616.2718 | 0 | 0 | 0 | 0 | 0 | 0 | 0 | 0 | 0 | 0
2016-06-23 23:00 | 0 | 0 | 0 | 0 | 0 | 182795.0692 | 640268.8684 | 627035 | 0 | 0 | 0 | 0 | 128025.2243 | 0 | 0 | 0 | 0 | 0 | 0 | 7294232.6445 | 0 | 0 | 0 | 0 | 0 | 0 | 0 | 0 | 0 | 0 | 0 | 0 | -70858.9504 | 0 | 0 | 0 | 0 | 0 | 0 | 0 | 0 | 266887.8881 | 0 | 0 | 0 | 0 | 0 | 0 | 0 | 0 | 0 | 0
2016-06-24 | 0 | 0 | 0 | 0 | 0 | 0 | 513397.8015 | 610069 | 0 | 0 | 0 | 0 | 184122.552 | 0 | 0 | 0 | 0 | 0 | 0 | 7141464.1182 | 0 | 0 | 0 | 0 | 0 | 0 | 0 | 0 | 0 | 0 | 0 | 0 | 56097.3277 | 0 | 0 | 0 | 0 | 0 | 0 | 0 | 0 | 139481.6921 | 292250.2184 | 0 | 0 | 0 | 0 | 0 | 0 | 0 | 0 | 0
2016-06-24 01:00 | 0 | 0 | 0 | 0 | 0 | 250325.9364 | 312072.9348 | 593801 | 0 | 0 | 0 | 0 | 113263.6016 | 0 | 0 | 0 | 0 | 0 | 0 | 7180920.9399 | 0 | 0 | 0 | 0 | 0 | 0 | 0 | 0 | 0 | 0 | 0 | 0 | -70858.9504 | 0 | 0 | 0 | 0 | 0 | 0 | 0 | 0 | 331707.04 | 292250.2184 | 0 | 0 | 0 | 0 | 0 | 0 | 0 | 0 | 0
2016-06-24 02:00 | 0 | 0 | 0 | 0 | 0 | 572346.1524 | 49772.2919 | 567900 | 0 | 0 | 0 | 0 | 128025.2243 | 0 | 0 | 0 | 0 | 0 | 0 | 7220377.7615 | 0 | 0 | 0 | 0 | 0 | 0 | 0 | 0 | 0 | 0 | 0 | 0 | 14761.6227 | 0 | 0 | 0 | 0 | 0 | 0 | 0 | 0 | 331707.04 | 292250.2184 | 0 | 0 | 0 | 0 | 0 | 0 | 0 | 0 | 0
2016-06-24 03:00 | 0 | 0 | 0 | 0 | 0 | 167356.6844 | 4.1469 | 530470 | 0 | 0 | 0 | 0 | 57166.2739 | 0 | 0 | 0 | 0 | 0 | 0 | 6928127.5431 | 0 | 0 | 0 | 0 | 0 | 0 | 0 | 0 | 0 | 0 | 0 | 0 | -70858.9504 | 0 | 0 | 0 | 0 | 0 | 0 | 0 | 0 | 0 | 292250.2184 | 0 | 0 | 0 | 0 | 0 | 0 | 0 | 0 | 0
2016-06-24 04:00 | 0 | 0 | 0 | 0 | 0 | 274157.732 | 0 | 495549 | 0 | 0 | 0 | 0 | 128025.2243 | 0 | 0 | 0 | 0 | 0 | 0 | 6635877.3247 | 0 | 0 | 0 | 0 | 0 | 0 | 0 | 0 | 0 | 0 | 0 | 0 | 70858.9504 | 0 | 0 | 0 | 0 | 0 | 0 | 0 | 0 | 0 | 292250.2184 | 0 | 0 | 0 | 0 | 0 | 0 | 0 | 0 | 0
2016-06-24 05:00 | 0 | 0 | 0 | 0 | 0 | 540914.8849 | 0 | 464939 | 0 | 0 | 0 | 0 | 198884.1747 | 0 | 0 | 0 | 0 | 0 | 0 | 6640994.2592 | 0 | 0 | 0 | 0 | 0 | 0 | 0 | 0 | 0 | 0 | 0 | 0 | 70858.9504 | 0 | 0 | 0 | 0 | 0 | 0 | 0 | 0 | 297367.1529 | 292250.2184 | 0 | 0 | 0 | 0 | 0 | 0 | 0 | 0 | 0
2016-06-24 06:00 | 0 | 0 | 0 | 0 | 0 | 76415.8312 | 0 | 439525 | 0 | 0 | 0 | 0 | 128025.2243 | 0 | 0 | 0 | 0 | 0 | 0 | 6348744.0408 | 0 | 0 | 0 | 0 | 0 | 0 | 0 | 0 | 0 | 0 | 0 | 0 | -70858.9504 | 0 | 0 | 0 | 0 | 0 | 0 | 0 | 0 | 0 | 292250.2184 | 0 | 0 | 0 | 0 | 0 | 0 | 0 | 0 | 0
2016-06-24 07:00 | 0 | 0 | 0 | 0 | 0 | 199984.732 | 0 | 421376 | 0 | 0 | 0 | 0 | 198884.1747 | 0 | 0 | 0 | 0 | 0 | 0 | 6056493.8224 | 0 | 0 | 0 | 0 | 0 | 0 | 0 | 0 | 0 | 0 | 0 | 0 | 70858.9504 | 0 | 0 | 0 | 0 | 0 | 0 | 0 | 0 | 0 | 292250.2184 | 0 | 0 | 0 | 0 | 0 | 0 | 0 | 0 | 0
2016-06-24 08:00 | 0 | 0 | 0 | 0 | 0 | 451541.8216 | 0 | 412085 | 0 | 0 | 0 | 0 | 198884.1747 | 0 | 0 | 0 | 0 | 0 | 0 | 6095950.6441 | 0 | 0 | 0 | 0 | 0 | 0 | 0 | 0 | 0 | 0 | 0 | 0 | 0 | 0 | 0 | 0 | 0 | 0 | 0 | 0 | 0 | 331707.04 | 292250.2184 | 0 | 0 | 0 | 0 | 0 | 0 | 0 | 0 | 0
2016-06-24 09:00 | 0 | 0 | 0 | 0 | 0 | 50325.8312 | 0 | 413435 | 0 | 0 | 0 | 0 | 128025.2243 | 0 | 0 | 0 | 0 | 0 | 0 | 5803700.4257 | 0 | 0 | 0 | 0 | 0 | 0 | 0 | 0 | 0 | 0 | 0 | 0 | -70858.9504 | 0 | 0 | 0 | 0 | 0 | 0 | 0 | 0 | 0 | 292250.2184 | 0 | 0 | 0 | 0 | 0 | 0 | 0 | 0 | 0
2016-06-24 10:00 | 0 | 0 | 0 | 0 | 0 | 61134.8312 | 0 | 424244 | 0 | 0 | 0 | 0 | 57166.2739 | 0 | 0 | 0 | 0 | 0 | 0 | 5511450.2073 | 0 | 0 | 0 | 0 | 0 | 0 | 0 | 0 | 0 | 0 | 0 | 0 | -70858.9504 | 0 | 0 | 0 | 0 | 0 | 0 | 0 | 0 | 0 | 292250.2184 | 0 | 0 | 0 | 0 | 0 | 0 | 0 | 0 | 0
2016-06-24 11:00 | 0 | 0 | 0 | 0 | 0 | 353510.1848 | 2.6771 | 440458 | 0 | 0 | 0 | 0 | 128025.2243 | 0 | 0 | 0 | 0 | 0 | 0 | 5353646.1188 | 0 | 0 | 0 | 0 | 0 | 0 | 0 | 0 | 0 | 0 | 0 | 0 | 70858.9504 | 0 | 0 | 0 | 0 | 0 | 0 | 0 | 0 | 134446.1299 | 292250.2184 | 0 | 0 | 0 | 0 | 0 | 0 | 0 | 0 | 0
2016-06-24 12:00 | 0 | 0 | 0 | 0 | 0 | 222455.8721 | 112464.592 | 463708 | 0 | 0 | 0 | 0 | 198884.1747 | 0 | 0 | 0 | 0 | 0 | 0 | 5153999.6325 | 0 | 0 | 0 | 0 | 0 | 0 | 0 | 0 | 0 | 0 | 0 | 0 | 70858.9504 | 0 | 0 | 0 | 0 | 0 | 0 | 0 | 0 | 92603.7321 | 292250.2184 | 0 | 0 | 0 | 0 | 0 | 0 | 0 | 0 | 0
2016-06-24 13:00 | 0 | 0 | 0 | 0 | 0 | 0 | 442515.9694 | 493073 | 0 | 0 | 0 | 0 | 198884.1747 | 0 | 0 | 0 | 0 | 0 | 0 | 5103442.6019 | 0 | 0 | 0 | 0 | 0 | 0 | 0 | 0 | 0 | 0 | 0 | 0 | 0 | 0 | 0 | 0 | 0 | 0 | 0 | 0 | 0 | 241693.1878 | 292250.2184 | 0 | 0 | 0 | 0 | 0 | 0 | 0 | 0 | 0
2016-06-24 14:00 | 0 | 0 | 0 | 0 | 0 | 0 | 640753.417 | 525878 | 0 | 0 | 0 | 0 | 198884.1747 | 0 | 0 | 0 | 0 | 0 | 0 | 5218318.0189 | 0 | 0 | 0 | 0 | 0 | 0 | 0 | 0 | 0 | 0 | 0 | 0 | 0 | 0 | 0 | 0 | 0 | 0 | 0 | 0 | 0 | 114875.417 | 0 | 0 | 0 | 0 | 0 | 0 | 0 | 0 | 0 | 0
2016-06-24 15:00 | 0 | 0 | 0 | 0 | 0 | 0 | 747447.1001 | 555545 | 0 | 0 | 0 | 0 | 128025.2243 | 0 | 0 | 0 | 0 | 0 | 0 | 5481079.0694 | 0 | 0 | 0 | 0 | 0 | 0 | 0 | 0 | 0 | 0 | 0 | 0 | -70858.9504 | 0 | 0 | 0 | 0 | 0 | 0 | 0 | 0 | 262761.0505 | 0 | 0 | 0 | 0 | 0 | 0 | 0 | 0 | 0 | 0
2016-06-24 16:00 | 0 | 0 | 0 | 0 | 0 | 0 | 804854.642 | 580705 | 0 | 0 | 0 | 0 | 198884.1747 | 0 | 0 | 0 | 0 | 0 | 0 | 5634369.7609 | 0 | 0 | 0 | 0 | 0 | 0 | 0 | 0 | 0 | 0 | 0 | 0 | 70858.9504 | 0 | 0 | 0 | 0 | 0 | 0 | 0 | 0 | 153290.6916 | 0 | 0 | 0 | 0 | 0 | 0 | 0 | 0 | 0 | 0
2016-06-24 17:00 | 0 | 0 | 0 | 0 | 0 | 0 | 830356.3829 | 602435 | 0 | 0 | 0 | 0 | 198884.1747 | 0 | 0 | 0 | 0 | 0 | 0 | 5862291.1439 | 0 | 0 | 0 | 0 | 0 | 0 | 0 | 0 | 0 | 0 | 0 | 0 | 0 | 0 | 0 | 0 | 0 | 0 | 0 | 0 | 0 | 227921.3829 | 0 | 0 | 0 | 0 | 0 | 0 | 0 | 0 | 0 | 0
2016-06-24 18:00 | 0 | 0 | 0 | 0 | 0 | 0 | 825789.7978 | 619693 | 0 | 0 | 0 | 0 | 198884.1747 | 0 | 0 | 0 | 0 | 0 | 0 | 6068387.9417 | 0 | 0 | 0 | 0 | 0 | 0 | 0 | 0 | 0 | 0 | 0 | 0 | 0 | 0 | 0 | 0 | 0 | 0 | 0 | 0 | 0 | 206096.7978 | 0 | 0 | 0 | 0 | 0 | 0 | 0 | 0 | 0 | 0
2016-06-24 19:00 | 0 | 0 | 0 | 0 | 0 | 0 | 813626.7951 | 630709 | 0 | 0 | 0 | 0 | 128025.2243 | 0 | 0 | 0 | 0 | 0 | 0 | 6322164.6871 | 0 | 0 | 0 | 0 | 0 | 0 | 0 | 0 | 0 | 0 | 0 | 0 | -70858.9504 | 0 | 0 | 0 | 0 | 0 | 0 | 0 | 0 | 253776.7455 | 0 | 0 | 0 | 0 | 0 | 0 | 0 | 0 | 0 | 0
2016-06-24 20:00 | 0 | 0 | 0 | 0 | 0 | 0 | 800102.5567 | 638495 | 0 | 0 | 0 | 0 | 128025.2243 | 0 | 0 | 0 | 0 | 0 | 0 | 6483772.2438 | 0 | 0 | 0 | 0 | 0 | 0 | 0 | 0 | 0 | 0 | 0 | 0 | 0 | 0 | 0 | 0 | 0 | 0 | 0 | 0 | 0 | 161607.5567 | 0 | 0 | 0 | 0 | 0 | 0 | 0 | 0 | 0 | 0
2016-06-24 21:00 | 0 | 0 | 0 | 0 | 0 | 0 | 777330.2097 | 640690 | 0 | 0 | 0 | 0 | 57166.2739 | 0 | 0 | 0 | 0 | 0 | 0 | 6691271.4039 | 0 | 0 | 0 | 0 | 0 | 0 | 0 | 0 | 0 | 0 | 0 | 0 | -70858.9504 | 0 | 0 | 0 | 0 | 0 | 0 | 0 | 0 | 207499.1601 | 0 | 0 | 0 | 0 | 0 | 0 | 0 | 0 | 0 | 0
2016-06-24 22:00 | 0 | 0 | 0 | 0 | 0 | 0 | 734238.8189 | 633972 | 0 | 0 | 0 | 0 | 128025.2243 | 0 | 0 | 0 | 0 | 0 | 0 | 6720679.2724 | 0 | 0 | 0 | 0 | 0 | 0 | 0 | 0 | 0 | 0 | 0 | 0 | 70858.9504 | 0 | 0 | 0 | 0 | 0 | 0 | 0 | 0 | 29407.8685 | 0 | 0 | 0 | 0 | 0 | 0 | 0 | 0 | 0 | 0
2016-06-24 23:00 | 0 | 0 | 0 | 0 | 0 | 0 | 653812.1236 | 618931 | 0 | 0 | 0 | 0 | 57166.2739 | 0 | 0 | 0 | 0 | 0 | 0 | 6826419.3463 | 0 | 0 | 0 | 0 | 0 | 0 | 0 | 0 | 0 | 0 | 0 | 0 | -70858.9504 | 0 | 0 | 0 | 0 | 0 | 0 | 0 | 0 | 105740.074 | 0 | 0 | 0 | 0 | 0 | 0 | 0 | 0 | 0 | 0
2016-06-25 | 0 | 0 | 0 | 0 | 0 | 0 | 513593.6582 | 599867 | 0 | 0 | 0 | 0 | 128025.2243 | 0 | 0 | 0 | 0 | 0 | 0 | 6669287.0541 | 0 | 0 | 0 | 0 | 0 | 0 | 0 | 0 | 0 | 0 | 0 | 0 | 70858.9504 | 0 | 0 | 0 | 0 | 0 | 0 | 0 | 0 | 135117.9262 | 292250.2184 | 0 | 0 | 0 | 0 | 0 | 0 | 0 | 0 | 0
2016-06-25 01:00 | 0 | 0 | 0 | 0 | 0 | 0 | 304304.2798 | 582333 | 0 | 0 | 0 | 0 | 57166.2739 | 0 | 0 | 0 | 0 | 0 | 0 | 6462117.2843 | 0 | 0 | 0 | 0 | 0 | 0 | 0 | 0 | 0 | 0 | 0 | 0 | -70858.9504 | 0 | 0 | 0 | 0 | 0 | 0 | 0 | 0 | 85080.4486 | 292250.2184 | 0 | 0 | 0 | 0 | 0 | 0 | 0 | 0 | 0
2016-06-25 02:00 | 0 | 0 | 0 | 0 | 0 | 292683.127 | 42911.605 | 556986 | 0 | 0 | 0 | 0 | 128025.2243 | 0 | 0 | 0 | 0 | 0 | 0 | 6169867.0659 | 0 | 0 | 0 | 0 | 0 | 0 | 0 | 0 | 0 | 0 | 0 | 0 | 70858.9504 | 0 | 0 | 0 | 0 | 0 | 0 | 0 | 0 | 0 | 292250.2184 | 0 | 0 | 0 | 0 | 0 | 0 | 0 | 0 | 0
2016-06-25 03:00 | 0 | 0 | 0 | 0 | 0 | 160334.9363 | 3.8949 | 523448 | 0 | 0 | 0 | 0 | 57166.2739 | 0 | 0 | 0 | 0 | 0 | 0 | 5877616.8476 | 0 | 0 | 0 | 0 | 0 | 0 | 0 | 0 | 0 | 0 | 0 | 0 | -70858.9504 | 0 | 0 | 0 | 0 | 0 | 0 | 0 | 0 | 0 | 292250.2184 | 0 | 0 | 0 | 0 | 0 | 0 | 0 | 0 | 0
2016-06-25 04:00 | 0 | 0 | 0 | 0 | 0 | 267347.732 | 0 | 488739 | 0 | 0 | 0 | 0 | 128025.2243 | 0 | 0 | 0 | 0 | 0 | 0 | 5585366.6292 | 0 | 0 | 0 | 0 | 0 | 0 | 0 | 0 | 0 | 0 | 0 | 0 | 70858.9504 | 0 | 0 | 0 | 0 | 0 | 0 | 0 | 0 | 0 | 292250.2184 | 0 | 0 | 0 | 0 | 0 | 0 | 0 | 0 | 0
2016-06-25 05:00 | 0 | 0 | 0 | 0 | 0 | 569075.772 | 0 | 458760 | 0 | 0 | 0 | 0 | 198884.1747 | 0 | 0 | 0 | 0 | 0 | 0 | 5624823.4508 | 0 | 0 | 0 | 0 | 0 | 0 | 0 | 0 | 0 | 0 | 0 | 0 | 70858.9504 | 0 | 0 | 0 | 0 | 0 | 0 | 0 | 0 | 331707.04 | 292250.2184 | 0 | 0 | 0 | 0 | 0 | 0 | 0 | 0 | 0
2016-06-25 06:00 | 0 | 0 | 0 | 0 | 0 | 71256.8312 | 0 | 434366 | 0 | 0 | 0 | 0 | 128025.2243 | 0 | 0 | 0 | 0 | 0 | 0 | 5332573.2324 | 0 | 0 | 0 | 0 | 0 | 0 | 0 | 0 | 0 | 0 | 0 | 0 | -70858.9504 | 0 | 0 | 0 | 0 | 0 | 0 | 0 | 0 | 0 | 292250.2184 | 0 | 0 | 0 | 0 | 0 | 0 | 0 | 0 | 0
2016-06-25 07:00 | 0 | 0 | 0 | 0 | 0 | 525743.772 | 0 | 415428 | 0 | 0 | 0 | 0 | 198884.1747 | 0 | 0 | 0 | 0 | 0 | 0 | 5372030.054 | 0 | 0 | 0 | 0 | 0 | 0 | 0 | 0 | 0 | 0 | 0 | 0 | 70858.9504 | 0 | 0 | 0 | 0 | 0 | 0 | 0 | 0 | 331707.04 | 292250.2184 | 0 | 0 | 0 | 0 | 0 | 0 | 0 | 0 | 0
2016-06-25 08:00 | 0 | 0 | 0 | 0 | 0 | 111223.7816 | 0 | 403474 | 0 | 0 | 0 | 0 | 198884.1747 | 0 | 0 | 0 | 0 | 0 | 0 | 5079779.8356 | 0 | 0 | 0 | 0 | 0 | 0 | 0 | 0 | 0 | 0 | 0 | 0 | 0 | 0 | 0 | 0 | 0 | 0 | 0 | 0 | 0 | 0 | 292250.2184 | 0 | 0 | 0 | 0 | 0 | 0 | 0 | 0 | 0
2016-06-25 09:00 | 0 | 0 | 0 | 0 | 0 | 35096.8312 | 0 | 398206 | 0 | 0 | 0 | 0 | 128025.2243 | 0 | 0 | 0 | 0 | 0 | 0 | 4787529.6172 | 0 | 0 | 0 | 0 | 0 | 0 | 0 | 0 | 0 | 0 | 0 | 0 | -70858.9504 | 0 | 0 | 0 | 0 | 0 | 0 | 0 | 0 | 0 | 292250.2184 | 0 | 0 | 0 | 0 | 0 | 0 | 0 | 0 | 0
2016-06-25 10:00 | 0 | 0 | 0 | 0 | 0 | 33327.8312 | 0 | 396437 | 0 | 0 | 0 | 0 | 57166.2739 | 0 | 0 | 0 | 0 | 0 | 0 | 4495279.3989 | 0 | 0 | 0 | 0 | 0 | 0 | 0 | 0 | 0 | 0 | 0 | 0 | -70858.9504 | 0 | 0 | 0 | 0 | 0 | 0 | 0 | 0 | 0 | 292250.2184 | 0 | 0 | 0 | 0 | 0 | 0 | 0 | 0 | 0
2016-06-25 11:00 | 0 | 0 | 0 | 0 | 0 | 516516.7251 | 10.0469 | 406211 | 0 | 0 | 0 | 0 | 128025.2243 | 0 | 0 | 0 | 0 | 0 | 0 | 4534736.2205 | 0 | 0 | 0 | 0 | 0 | 0 | 0 | 0 | 0 | 0 | 0 | 0 | 70858.9504 | 0 | 0 | 0 | 0 | 0 | 0 | 0 | 0 | 331707.04 | 292250.2184 | 0 | 0 | 0 | 0 | 0 | 0 | 0 | 0 | 0
2016-06-25 12:00 | 0 | 0 | 0 | 0 | 0 | 233217.3684 | 111053.846 | 429393 | 0 | 0 | 0 | 0 | 198884.1747 | 0 | 0 | 0 | 0 | 0 | 0 | 4378755.4845 | 0 | 0 | 0 | 0 | 0 | 0 | 0 | 0 | 0 | 0 | 0 | 0 | 70858.9504 | 0 | 0 | 0 | 0 | 0 | 0 | 0 | 0 | 136269.4824 | 292250.2184 | 0 | 0 | 0 | 0 | 0 | 0 | 0 | 0 | 0
2016-06-25 13:00 | 0 | 0 | 0 | 0 | 0 | 0 | 441866.1176 | 460277 | 0 | 0 | 0 | 0 | 180473.2923 | 0 | 0 | 0 | 0 | 0 | 0 | 4378755.4845 | 0 | 0 | 0 | 0 | 0 | 0 | 0 | 0 | 0 | 0 | 0 | 0 | -18410.8824 | 0 | 0 | 0 | 0 | 0 | 0 | 0 | 0 | 0 | 0 | 0 | 0 | 0 | 0 | 0 | 0 | 0 | 0 | 0
2016-06-25 14:00 | 0 | 0 | 0 | 0 | 0 | 0 | 652372.3296 | 496302 | 0 | 0 | 0 | 0 | 198884.1747 | 0 | 0 | 0 | 0 | 0 | 0 | 4516414.9317 | 0 | 0 | 0 | 0 | 0 | 0 | 0 | 0 | 0 | 0 | 0 | 0 | 18410.8824 | 0 | 0 | 0 | 0 | 0 | 0 | 0 | 0 | 137659.4472 | 0 | 0 | 0 | 0 | 0 | 0 | 0 | 0 | 0 | 0
2016-06-25 15:00 | 0 | 0 | 0 | 0 | 0 | 0 | 760056.8498 | 529538 | 0 | 0 | 0 | 0 | 198884.1747 | 0 | 0 | 0 | 0 | 0 | 0 | 4746933.7815 | 0 | 0 | 0 | 0 | 0 | 0 | 0 | 0 | 0 | 0 | 0 | 0 | 0 | 0 | 0 | 0 | 0 | 0 | 0 | 0 | 0 | 230518.8498 | 0 | 0 | 0 | 0 | 0 | 0 | 0 | 0 | 0 | 0
2016-06-25 16:00 | 0 | 0 | 0 | 0 | 0 | 0 | 812411.1215 | 556540 | 0 | 0 | 0 | 0 | 128025.2243 | 0 | 0 | 0 | 0 | 0 | 0 | 5073663.8535 | 0 | 0 | 0 | 0 | 0 | 0 | 0 | 0 | 0 | 0 | 0 | 0 | -70858.9504 | 0 | 0 | 0 | 0 | 0 | 0 | 0 | 0 | 326730.0719 | 0 | 0 | 0 | 0 | 0 | 0 | 0 | 0 | 0 | 0
2016-06-25 17:00 | 0 | 0 | 0 | 0 | 0 | 0 | 828692.141 | 577439 | 0 | 0 | 0 | 0 | 198884.1747 | 0 | 0 | 0 | 0 | 0 | 0 | 5254058.044 | 0 | 0 | 0 | 0 | 0 | 0 | 0 | 0 | 0 | 0 | 0 | 0 | 70858.9504 | 0 | 0 | 0 | 0 | 0 | 0 | 0 | 0 | 180394.1906 | 0 | 0 | 0 | 0 | 0 | 0 | 0 | 0 | 0 | 0
2016-06-25 18:00 | 0 | 0 | 0 | 0 | 0 | 0 | 824481.9233 | 594128 | 0 | 0 | 0 | 0 | 198884.1747 | 0 | 0 | 0 | 0 | 0 | 0 | 5484411.9673 | 0 | 0 | 0 | 0 | 0 | 0 | 0 | 0 | 0 | 0 | 0 | 0 | 0 | 0 | 0 | 0 | 0 | 0 | 0 | 0 | 0 | 230353.9233 | 0 | 0 | 0 | 0 | 0 | 0 | 0 | 0 | 0 | 0
2016-06-25 19:00 | 0 | 0 | 0 | 0 | 0 | 0 | 807681.5816 | 607626 | 0 | 0 | 0 | 0 | 128025.2243 | 0 | 0 | 0 | 0 | 0 | 0 | 5755326.4993 | 0 | 0 | 0 | 0 | 0 | 0 | 0 | 0 | 0 | 0 | 0 | 0 | -70858.9504 | 0 | 0 | 0 | 0 | 0 | 0 | 0 | 0 | 270914.532 | 0 | 0 | 0 | 0 | 0 | 0 | 0 | 0 | 0 | 0
2016-06-25 20:00 | 0 | 0 | 0 | 0 | 0 | 0 | 790363.0052 | 617969 | 0 | 0 | 0 | 0 | 128025.2243 | 0 | 0 | 0 | 0 | 0 | 0 | 5927720.5045 | 0 | 0 | 0 | 0 | 0 | 0 | 0 | 0 | 0 | 0 | 0 | 0 | 0 | 0 | 0 | 0 | 0 | 0 | 0 | 0 | 0 | 172394.0052 | 0 | 0 | 0 | 0 | 0 | 0 | 0 | 0 | 0 | 0
2016-06-25 21:00 | 0 | 0 | 0 | 0 | 0 | 0 | 762623.3929 | 622318 | 0 | 0 | 0 | 0 | 198884.1747 | 0 | 0 | 0 | 0 | 0 | 0 | 5997166.947 | 0 | 0 | 0 | 0 | 0 | 0 | 0 | 0 | 0 | 0 | 0 | 0 | 70858.9504 | 0 | 0 | 0 | 0 | 0 | 0 | 0 | 0 | 69446.4425 | 0 | 0 | 0 | 0 | 0 | 0 | 0 | 0 | 0 | 0
2016-06-25 22:00 | 0 | 0 | 0 | 0 | 0 | 0 | 711595.4035 | 618800 | 0 | 0 | 0 | 0 | 179408.5218 | 0 | 0 | 0 | 0 | 0 | 0 | 6109438.0033 | 0 | 0 | 0 | 0 | 0 | 0 | 0 | 0 | 0 | 0 | 0 | 0 | -19475.6529 | 0 | 0 | 0 | 0 | 0 | 0 | 0 | 0 | 112271.0563 | 0 | 0 | 0 | 0 | 0 | 0 | 0 | 0 | 0 | 0
2016-06-25 23:00 | 0 | 0 | 0 | 0 | 0 | 0 | 626451.6529 | 606976 | 0 | 0 | 0 | 0 | 198884.1747 | 0 | 0 | 0 | 0 | 0 | 0 | 6109438.0033 | 0 | 0 | 0 | 0 | 0 | 0 | 0 | 0 | 0 | 0 | 0 | 0 | 19475.6529 | 0 | 0 | 0 | 0 | 0 | 0 | 0 | 0 | 0 | 0 | 0 | 0 | 0 | 0 | 0 | 0 | 0 | 0 | 0
2016-06-26 | 0 | 0 | 0 | 0 | 0 | 20602.0666 | 497621.983 | 589083 | 0 | 0 | 0 | 0 | 128025.2243 | 0 | 0 | 0 | 0 | 0 | 0 | 6109438.0033 | 0 | 0 | 0 | 0 | 0 | 0 | 0 | 0 | 0 | 0 | 0 | 0 | -70858.9504 | 0 | 0 | 0 | 0 | 0 | 0 | 0 | 0 | 0 | 0 | 0 | 0 | 0 | 0 | 0 | 0 | 0 | 0 | 0
2016-06-26 01:00 | 0 | 0 | 0 | 0 | 0 | 272730.5351 | 301913.4649 | 574644 | 0 | 0 | 0 | 0 | 128025.2243 | 0 | 0 | 0 | 0 | 0 | 0 | 6109438.0033 | 0 | 0 | 0 | 0 | 0 | 0 | 0 | 0 | 0 | 0 | 0 | 0 | 0 | 0 | 0 | 0 | 0 | 0 | 0 | 0 | 0 | 0 | 0 | 0 | 0 | 0 | 0 | 0 | 0 | 0 | 0 | 0
2016-06-26 02:00 | 0 | 0 | 0 | 0 | 0 | 274685.0365 | 55499.6955 | 551576 | 0 | 0 | 0 | 0 | 198884.1747 | 0 | 0 | 0 | 0 | 0 | 0 | 5817187.7849 | 0 | 0 | 0 | 0 | 0 | 0 | 0 | 0 | 0 | 0 | 0 | 0 | 70858.9504 | 0 | 0 | 0 | 0 | 0 | 0 | 0 | 0 | 0 | 292250.2184 | 0 | 0 | 0 | 0 | 0 | 0 | 0 | 0 | 0
2016-06-26 03:00 | 0 | 0 | 0 | 0 | 0 | 487626.4802 | 3.391 | 519032 | 0 | 0 | 0 | 0 | 128025.2243 | 0 | 0 | 0 | 0 | 0 | 0 | 5856644.6065 | 0 | 0 | 0 | 0 | 0 | 0 | 0 | 0 | 0 | 0 | 0 | 0 | -70858.9504 | 0 | 0 | 0 | 0 | 0 | 0 | 0 | 0 | 331707.04 | 292250.2184 | 0 | 0 | 0 | 0 | 0 | 0 | 0 | 0 | 0
2016-06-26 04:00 | 0 | 0 | 0 | 0 | 0 | 515055.3385 | 0 | 486390 | 0 | 0 | 0 | 0 | 198884.1747 | 0 | 0 | 0 | 0 | 0 | 0 | 5814450.9946 | 0 | 0 | 0 | 0 | 0 | 0 | 0 | 0 | 0 | 0 | 0 | 0 | 70858.9504 | 0 | 0 | 0 | 0 | 0 | 0 | 0 | 0 | 250056.6065 | 292250.2184 | 0 | 0 | 0 | 0 | 0 | 0 | 0 | 0 | 0
2016-06-26 05:00 | 0 | 0 | 0 | 0 | 0 | 427626.8712 | 0 | 459029 | 0 | 0 | 0 | 0 | 128025.2243 | 0 | 0 | 0 | 0 | 0 | 0 | 5853907.8163 | 0 | 0 | 0 | 0 | 0 | 0 | 0 | 0 | 0 | 0 | 0 | 0 | -70858.9504 | 0 | 0 | 0 | 0 | 0 | 0 | 0 | 0 | 331707.04 | 292250.2184 | 0 | 0 | 0 | 0 | 0 | 0 | 0 | 0 | 0
2016-06-26 06:00 | 0 | 0 | 0 | 0 | 0 | 432303.819 | 0 | 434515 | 0 | 0 | 0 | 0 | 198884.1747 | 0 | 0 | 0 | 0 | 0 | 0 | 5780837.6849 | 0 | 0 | 0 | 0 | 0 | 0 | 0 | 0 | 0 | 0 | 0 | 0 | 70858.9504 | 0 | 0 | 0 | 0 | 0 | 0 | 0 | 0 | 219180.087 | 292250.2184 | 0 | 0 | 0 | 0 | 0 | 0 | 0 | 0 | 0
2016-06-26 07:00 | 0 | 0 | 0 | 0 | 0 | 407282.4116 | 0 | 415502 | 0 | 0 | 0 | 0 | 198884.1747 | 0 | 0 | 0 | 0 | 0 | 0 | 5772618.0964 | 0 | 0 | 0 | 0 | 0 | 0 | 0 | 0 | 0 | 0 | 0 | 0 | 0 | 0 | 0 | 0 | 0 | 0 | 0 | 0 | 0 | 284030.63 | 292250.2184 | 0 | 0 | 0 | 0 | 0 | 0 | 0 | 0 | 0
2016-06-26 08:00 | 0 | 0 | 0 | 0 | 0 | 399657.4187 | 0 | 402118 | 0 | 0 | 0 | 0 | 198884.1747 | 0 | 0 | 0 | 0 | 0 | 0 | 5770157.5152 | 0 | 0 | 0 | 0 | 0 | 0 | 0 | 0 | 0 | 0 | 0 | 0 | 0 | 0 | 0 | 0 | 0 | 0 | 0 | 0 | 0 | 289789.6371 | 292250.2184 | 0 | 0 | 0 | 0 | 0 | 0 | 0 | 0 | 0
2016-06-26 09:00 | 0 | 0 | 0 | 0 | 0 | 362589.8712 | 0 | 393992 | 0 | 0 | 0 | 0 | 128025.2243 | 0 | 0 | 0 | 0 | 0 | 0 | 5809614.3368 | 0 | 0 | 0 | 0 | 0 | 0 | 0 | 0 | 0 | 0 | 0 | 0 | -70858.9504 | 0 | 0 | 0 | 0 | 0 | 0 | 0 | 0 | 331707.04 | 292250.2184 | 0 | 0 | 0 | 0 | 0 | 0 | 0 | 0 | 0
2016-06-26 10:00 | 0 | 0 | 0 | 0 | 0 | 387297.491 | 0 | 389269 | 0 | 0 | 0 | 0 | 198884.1747 | 0 | 0 | 0 | 0 | 0 | 0 | 5736783.8774 | 0 | 0 | 0 | 0 | 0 | 0 | 0 | 0 | 0 | 0 | 0 | 0 | 70858.9504 | 0 | 0 | 0 | 0 | 0 | 0 | 0 | 0 | 219419.759 | 292250.2184 | 0 | 0 | 0 | 0 | 0 | 0 | 0 | 0 | 0
2016-06-26 11:00 | 0 | 0 | 0 | 0 | 0 | 333811.4383 | 2.7926 | 395323 | 0 | 0 | 0 | 0 | 128025.2243 | 0 | 0 | 0 | 0 | 0 | 0 | 5746134.0587 | 0 | 0 | 0 | 0 | 0 | 0 | 0 | 0 | 0 | 0 | 0 | 0 | -70858.9504 | 0 | 0 | 0 | 0 | 0 | 0 | 0 | 0 | 301600.3997 | 292250.2184 | 0 | 0 | 0 | 0 | 0 | 0 | 0 | 0 | 0
2016-06-26 12:00 | 0 | 0 | 0 | 0 | 0 | 222740.3725 | 98012.8953 | 417009 | 0 | 0 | 0 | 0 | 128025.2243 | 0 | 0 | 0 | 0 | 0 | 0 | 5649878.3265 | 0 | 0 | 0 | 0 | 0 | 0 | 0 | 0 | 0 | 0 | 0 | 0 | 0 | 0 | 0 | 0 | 0 | 0 | 0 | 0 | 0 | 195994.4862 | 292250.2184 | 0 | 0 | 0 | 0 | 0 | 0 | 0 | 0 | 0
2016-06-26 13:00 | 0 | 0 | 0 | 0 | 0 | 253821.3367 | 434914.5588 | 448690 | 0 | 0 | 0 | 0 | 198884.1747 | 0 | 0 | 0 | 0 | 0 | 0 | 5819065.2717 | 0 | 0 | 0 | 0 | 0 | 0 | 0 | 0 | 0 | 0 | 0 | 0 | 70858.9504 | 0 | 0 | 0 | 0 | 0 | 0 | 0 | 0 | 169186.9452 | 0 | 0 | 0 | 0 | 0 | 0 | 0 | 0 | 0 | 0
2016-06-26 14:00 | 0 | 0 | 0 | 0 | 0 | 0 | 606091.7411 | 482510 | 0 | 0 | 0 | 0 | 198884.1747 | 0 | 0 | 0 | 0 | 0 | 0 | 5942647.0128 | 0 | 0 | 0 | 0 | 0 | 0 | 0 | 0 | 0 | 0 | 0 | 0 | 0 | 0 | 0 | 0 | 0 | 0 | 0 | 0 | 0 | 123581.7411 | 0 | 0 | 0 | 0 | 0 | 0 | 0 | 0 | 0 | 0
2016-06-26 15:00 | 0 | 0 | 0 | 0 | 0 | 0 | 717724.0488 | 515606 | 0 | 0 | 0 | 0 | 198884.1747 | 0 | 0 | 0 | 0 | 0 | 0 | 6144765.0616 | 0 | 0 | 0 | 0 | 0 | 0 | 0 | 0 | 0 | 0 | 0 | 0 | 0 | 0 | 0 | 0 | 0 | 0 | 0 | 0 | 0 | 202118.0488 | 0 | 0 | 0 | 0 | 0 | 0 | 0 | 0 | 0 | 0
2016-06-26 16:00 | 0 | 0 | 0 | 0 | 0 | 0 | 769256.8507 | 545152 | 0 | 0 | 0 | 0 | 128025.2243 | 0 | 0 | 0 | 0 | 0 | 0 | 6439728.8627 | 0 | 0 | 0 | 0 | 0 | 0 | 0 | 0 | 0 | 0 | 0 | 0 | -70858.9504 | 0 | 0 | 0 | 0 | 0 | 0 | 0 | 0 | 294963.8011 | 0 | 0 | 0 | 0 | 0 | 0 | 0 | 0 | 0 | 0
2016-06-26 17:00 | 0 | 0 | 0 | 0 | 0 | 0 | 782634.4771 | 569377 | 0 | 0 | 0 | 0 | 198884.1747 | 0 | 0 | 0 | 0 | 0 | 0 | 6582127.3895 | 0 | 0 | 0 | 0 | 0 | 0 | 0 | 0 | 0 | 0 | 0 | 0 | 70858.9504 | 0 | 0 | 0 | 0 | 0 | 0 | 0 | 0 | 142398.5267 | 0 | 0 | 0 | 0 | 0 | 0 | 0 | 0 | 0 | 0
2016-06-26 18:00 | 0 | 0 | 0 | 0 | 0 | 0 | 775774.6836 | 587630 | 0 | 0 | 0 | 0 | 137578.9399 | 0 | 0 | 0 | 0 | 0 | 0 | 6831577.3078 | 0 | 0 | 0 | 0 | 0 | 0 | 0 | 0 | 0 | 0 | 0 | 0 | -61305.2347 | 0 | 0 | 0 | 0 | 0 | 0 | 0 | 0 | 249449.9184 | 0 | 0 | 0 | 0 | 0 | 0 | 0 | 0 | 0 | 0
2016-06-26 19:00 | 0 | 0 | 0 | 0 | 0 | 0 | 759693.462 | 600551 | 0 | 0 | 0 | 0 | 66719.9895 | 0 | 0 | 0 | 0 | 0 | 0 | 7061578.7203 | 0 | 0 | 0 | 0 | 0 | 0 | 0 | 0 | 0 | 0 | 0 | 0 | -70858.9504 | 0 | 0 | 0 | 0 | 0 | 0 | 0 | 0 | 230001.4124 | 0 | 0 | 0 | 0 | 0 | 0 | 0 | 0 | 0 | 0
2016-06-26 20:00 | 0 | 0 | 0 | 0 | 0 | 0 | 743717.6767 | 611011 | 0 | 0 | 0 | 0 | 137578.9399 | 0 | 0 | 0 | 0 | 0 | 0 | 7123426.4466 | 0 | 0 | 0 | 0 | 0 | 0 | 0 | 0 | 0 | 0 | 0 | 0 | 70858.9504 | 0 | 0 | 0 | 0 | 0 | 0 | 0 | 0 | 61847.7263 | 0 | 0 | 0 | 0 | 0 | 0 | 0 | 0 | 0 | 0
2016-06-26 21:00 | 0 | 0 | 0 | 0 | 0 | 0 | 718324.2475 | 618377 | 0 | 0 | 0 | 0 | 66719.9895 | 0 | 0 | 0 | 0 | 0 | 0 | 7294232.6445 | 0 | 0 | 0 | 0 | 0 | 0 | 0 | 0 | 0 | 0 | 0 | 0 | -70858.9504 | 0 | 0 | 0 | 0 | 0 | 0 | 0 | 0 | 170806.1979 | 0 | 0 | 0 | 0 | 0 | 0 | 0 | 0 | 0 | 0
2016-06-26 22:00 | 0 | 0 | 0 | 0 | 0 | 0 | 678970.2347 | 617665 | 0 | 0 | 0 | 0 | 128025.2243 | 0 | 0 | 0 | 0 | 0 | 0 | 7294232.6445 | 0 | 0 | 0 | 0 | 0 | 0 | 0 | 0 | 0 | 0 | 0 | 0 | 61305.2347 | 0 | 0 | 0 | 0 | 0 | 0 | 0 | 0 | 0 | 0 | 0 | 0 | 0 | 0 | 0 | 0 | 0 | 0 | 0
2016-06-26 23:00 | 0 | 0 | 0 | 0 | 0 | 70627.5492 | 607727.4012 | 607496 | 0 | 0 | 0 | 0 | 198884.1747 | 0 | 0 | 0 | 0 | 0 | 0 | 7294232.6445 | 0 | 0 | 0 | 0 | 0 | 0 | 0 | 0 | 0 | 0 | 0 | 0 | 70858.9504 | 0 | 0 | 0 | 0 | 0 | 0 | 0 | 0 | 0 | 0 | 0 | 0 | 0 | 0 | 0 | 0 | 0 | 0 | 0
2016-06-27 | 0 | 0 | 0 | 0 | 0 | 121987.3132 | 470611.6868 | 592599 | 0 | 0 | 0 | 0 | 198884.1747 | 0 | 0 | 0 | 0 | 0 | 0 | 7294232.6445 | 0 | 0 | 0 | 0 | 0 | 0 | 0 | 0 | 0 | 0 | 0 | 0 | 0 | 0 | 0 | 0 | 0 | 0 | 0 | 0 | 0 | 0 | 0 | 0 | 0 | 0 | 0 | 0 | 0 | 0 | 0 | 0
2016-06-27 01:00 | 0 | 0 | 0 | 0 | 0 | 219354.8955 | 288603.1541 | 578817 | 0 | 0 | 0 | 0 | 128025.2243 | 0 | 0 | 0 | 0 | 0 | 0 | 7294232.6445 | 0 | 0 | 0 | 0 | 0 | 0 | 0 | 0 | 0 | 0 | 0 | 0 | -70858.9504 | 0 | 0 | 0 | 0 | 0 | 0 | 0 | 0 | 292250.2184 | 292250.2184 | 0 | 0 | 0 | 0 | 0 | 0 | 0 | 0 | 0
2016-06-27 02:00 | 0 | 0 | 0 | 0 | 0 | 429507.0427 | 53805.5982 | 554582 | 0 | 0 | 0 | 0 | 57166.2739 | 0 | 0 | 0 | 0 | 0 | 0 | 7293822.2358 | 0 | 0 | 0 | 0 | 0 | 0 | 0 | 0 | 0 | 0 | 0 | 0 | -70858.9504 | 0 | 0 | 0 | 0 | 0 | 0 | 0 | 0 | 291839.8097 | 292250.2184 | 0 | 0 | 0 | 0 | 0 | 0 | 0 | 0 | 0
2016-06-27 03:00 | 0 | 0 | 0 | 0 | 0 | 455123.867 | 2.4251 | 522357 | 0 | 0 | 0 | 0 | 0 | 0 | 0 | 0 | 0 | 0 | 0 | 7283757.8018 | 0 | 0 | 0 | 0 | 0 | 0 | 0 | 0 | 0 | 0 | 0 | 0 | -57166.2739 | 0 | 0 | 0 | 0 | 0 | 0 | 0 | 0 | 282185.7844 | 292250.2184 | 0 | 0 | 0 | 0 | 0 | 0 | 0 | 0 | 0
2016-06-27 04:00 | 0 | 0 | 0 | 0 | 0 | 441732.6843 | 0 | 487380 | 0 | 0 | 0 | 0 | 70858.9504 | 0 | 0 | 0 | 0 | 0 | 0 | 7167251.5357 | 0 | 0 | 0 | 0 | 0 | 0 | 0 | 0 | 0 | 0 | 0 | 0 | 70858.9504 | 0 | 0 | 0 | 0 | 0 | 0 | 0 | 0 | 175743.9523 | 292250.2184 | 0 | 0 | 0 | 0 | 0 | 0 | 0 | 0 | 0
2016-06-27 05:00 | 0 | 0 | 0 | 0 | 0 | 94779.8312 | 0 | 457889 | 0 | 0 | 0 | 0 | 0 | 0 | 0 | 0 | 0 | 0 | 0 | 6875001.3173 | 0 | 0 | 0 | 0 | 0 | 0 | 0 | 0 | 0 | 0 | 0 | 0 | -70858.9504 | 0 | 0 | 0 | 0 | 0 | 0 | 0 | 0 | 0 | 292250.2184 | 0 | 0 | 0 | 0 | 0 | 0 | 0 | 0 | 0
2016-06-27 06:00 | 0 | 0 | 0 | 0 | 0 | 366339.0873 | 0 | 434252 | 0 | 0 | 0 | 0 | 70858.9504 | 0 | 0 | 0 | 0 | 0 | 0 | 6736229.4542 | 0 | 0 | 0 | 0 | 0 | 0 | 0 | 0 | 0 | 0 | 0 | 0 | 70858.9504 | 0 | 0 | 0 | 0 | 0 | 0 | 0 | 0 | 153478.3553 | 292250.2184 | 0 | 0 | 0 | 0 | 0 | 0 | 0 | 0 | 0
2016-06-27 07:00 | 0 | 0 | 0 | 0 | 0 | 54418.8312 | 0 | 417528 | 0 | 0 | 0 | 0 | 0 | 0 | 0 | 0 | 0 | 0 | 0 | 6443979.2358 | 0 | 0 | 0 | 0 | 0 | 0 | 0 | 0 | 0 | 0 | 0 | 0 | -70858.9504 | 0 | 0 | 0 | 0 | 0 | 0 | 0 | 0 | 0 | 292250.2184 | 0 | 0 | 0 | 0 | 0 | 0 | 0 | 0 | 0
2016-06-27 08:00 | 0 | 0 | 0 | 0 | 0 | 286369.29 | 0 | 409693 | 0 | 0 | 0 | 0 | 70858.9504 | 0 | 0 | 0 | 0 | 0 | 0 | 6249796.5754 | 0 | 0 | 0 | 0 | 0 | 0 | 0 | 0 | 0 | 0 | 0 | 0 | 70858.9504 | 0 | 0 | 0 | 0 | 0 | 0 | 0 | 0 | 98067.558 | 292250.2184 | 0 | 0 | 0 | 0 | 0 | 0 | 0 | 0 | 0
2016-06-27 09:00 | 0 | 0 | 0 | 0 | 0 | 247445.2135 | 0 | 412485 | 0 | 0 | 0 | 0 | 0 | 0 | 0 | 0 | 0 | 0 | 0 | 6155615.7393 | 0 | 0 | 0 | 0 | 0 | 0 | 0 | 0 | 0 | 0 | 0 | 0 | -70858.9504 | 0 | 0 | 0 | 0 | 0 | 0 | 0 | 0 | 198069.3823 | 292250.2184 | 0 | 0 | 0 | 0 | 0 | 0 | 0 | 0 | 0
2016-06-27 10:00 | 0 | 0 | 0 | 0 | 0 | 214182.0216 | 0 | 425260 | 0 | 0 | 0 | 0 | 70858.9504 | 0 | 0 | 0 | 0 | 0 | 0 | 5873678.8105 | 0 | 0 | 0 | 0 | 0 | 0 | 0 | 0 | 0 | 0 | 0 | 0 | 70858.9504 | 0 | 0 | 0 | 0 | 0 | 0 | 0 | 0 | 10313.2896 | 292250.2184 | 0 | 0 | 0 | 0 | 0 | 0 | 0 | 0 | 0
2016-06-27 11:00 | 0 | 0 | 0 | 0 | 0 | 152200.4869 | 14.2778 | 445867 | 0 | 0 | 0 | 0 | 0 | 0 | 0 | 0 | 0 | 0 | 0 | 5650885.5255 | 0 | 0 | 0 | 0 | 0 | 0 | 0 | 0 | 0 | 0 | 0 | 0 | -70858.9504 | 0 | 0 | 0 | 0 | 0 | 0 | 0 | 0 | 69456.9335 | 292250.2184 | 0 | 0 | 0 | 0 | 0 | 0 | 0 | 0 | 0
2016-06-27 12:00 | 0 | 0 | 0 | 0 | 0 | 89718.002 | 138851.0724 | 473347 | 0 | 0 | 0 | 0 | 0 | 0 | 0 | 0 | 0 | 0 | 0 | 5406107.6 | 0 | 0 | 0 | 0 | 0 | 0 | 0 | 0 | 0 | 0 | 0 | 0 | 0 | 0 | 0 | 0 | 0 | 0 | 0 | 0 | 0 | 47472.2929 | 292250.2184 | 0 | 0 | 0 | 0 | 0 | 0 | 0 | 0 | 0
2016-06-27 13:00 | 0 | 0 | 0 | 0 | 0 | 91115.7051 | 456057.7359 | 505702 | 0 | 0 | 0 | 0 | 70858.9504 | 0 | 0 | 0 | 0 | 0 | 0 | 5376720.0906 | 0 | 0 | 0 | 0 | 0 | 0 | 0 | 0 | 0 | 0 | 0 | 0 | 70858.9504 | 0 | 0 | 0 | 0 | 0 | 0 | 0 | 0 | 262862.709 | 292250.2184 | 0 | 0 | 0 | 0 | 0 | 0 | 0 | 0 | 0
2016-06-27 14:00 | 0 | 0 | 0 | 0 | 0 | 0 | 635557.2587 | 541134 | 0 | 0 | 0 | 0 | 141717.9008 | 0 | 0 | 0 | 0 | 0 | 0 | 5400284.3989 | 0 | 0 | 0 | 0 | 0 | 0 | 0 | 0 | 0 | 0 | 0 | 0 | 70858.9504 | 0 | 0 | 0 | 0 | 0 | 0 | 0 | 0 | 23564.3083 | 0 | 0 | 0 | 0 | 0 | 0 | 0 | 0 | 0 | 0
2016-06-27 15:00 | 0 | 0 | 0 | 0 | 0 | 110769.0639 | 742531.7451 | 575398 | 0 | 0 | 0 | 0 | 128025.2243 | 0 | 0 | 0 | 0 | 0 | 0 | 5691879.8844 | 0 | 0 | 0 | 0 | 0 | 0 | 0 | 0 | 0 | 0 | 0 | 0 | -13692.6765 | 0 | 0 | 0 | 0 | 0 | 0 | 0 | 0 | 291595.4856 | 0 | 0 | 0 | 0 | 0 | 0 | 0 | 0 | 0 | 0
2016-06-27 16:00 | 0 | 0 | 0 | 0 | 0 | 0 | 787279.7266 | 605106 | 0 | 0 | 0 | 0 | 198884.1747 | 0 | 0 | 0 | 0 | 0 | 0 | 5803194.6607 | 0 | 0 | 0 | 0 | 0 | 0 | 0 | 0 | 0 | 0 | 0 | 0 | 70858.9504 | 0 | 0 | 0 | 0 | 0 | 0 | 0 | 0 | 111314.7762 | 0 | 0 | 0 | 0 | 0 | 0 | 0 | 0 | 0 | 0
2016-06-27 17:00 | 0 | 0 | 0 | 0 | 0 | 0 | 805675.694 | 630216 | 0 | 0 | 0 | 0 | 128025.2243 | 0 | 0 | 0 | 0 | 0 | 0 | 6049513.3051 | 0 | 0 | 0 | 0 | 0 | 0 | 0 | 0 | 0 | 0 | 0 | 0 | -70858.9504 | 0 | 0 | 0 | 0 | 0 | 0 | 0 | 0 | 246318.6444 | 0 | 0 | 0 | 0 | 0 | 0 | 0 | 0 | 0 | 0
2016-06-27 18:00 | 0 | 0 | 0 | 0 | 0 | 0 | 800753.1486 | 649665 | 0 | 0 | 0 | 0 | 57166.2739 | 0 | 0 | 0 | 0 | 0 | 0 | 6271460.4041 | 0 | 0 | 0 | 0 | 0 | 0 | 0 | 0 | 0 | 0 | 0 | 0 | -70858.9504 | 0 | 0 | 0 | 0 | 0 | 0 | 0 | 0 | 221947.099 | 0 | 0 | 0 | 0 | 0 | 0 | 0 | 0 | 0 | 0
2016-06-27 19:00 | 0 | 0 | 0 | 0 | 0 | 0 | 789127.0467 | 662709 | 0 | 0 | 0 | 0 | 128025.2243 | 0 | 0 | 0 | 0 | 0 | 0 | 6327019.5004 | 0 | 0 | 0 | 0 | 0 | 0 | 0 | 0 | 0 | 0 | 0 | 0 | 70858.9504 | 0 | 0 | 0 | 0 | 0 | 0 | 0 | 0 | 55559.0963 | 0 | 0 | 0 | 0 | 0 | 0 | 0 | 0 | 0 | 0
2016-06-27 20:00 | 0 | 0 | 0 | 0 | 0 | 0 | 778725.4034 | 670215 | 0 | 0 | 0 | 0 | 128025.2243 | 0 | 0 | 0 | 0 | 0 | 0 | 6435529.9038 | 0 | 0 | 0 | 0 | 0 | 0 | 0 | 0 | 0 | 0 | 0 | 0 | 0 | 0 | 0 | 0 | 0 | 0 | 0 | 0 | 0 | 108510.4034 | 0 | 0 | 0 | 0 | 0 | 0 | 0 | 0 | 0 | 0
2016-06-27 21:00 | 0 | 0 | 0 | 0 | 0 | 0 | 758643.6262 | 671047 | 0 | 0 | 0 | 0 | 198884.1747 | 0 | 0 | 0 | 0 | 0 | 0 | 6452267.5796 | 0 | 0 | 0 | 0 | 0 | 0 | 0 | 0 | 0 | 0 | 0 | 0 | 70858.9504 | 0 | 0 | 0 | 0 | 0 | 0 | 0 | 0 | 16737.6758 | 0 | 0 | 0 | 0 | 0 | 0 | 0 | 0 | 0 | 0
2016-06-27 22:00 | 0 | 0 | 0 | 0 | 0 | 0 | 719853.6231 | 663408 | 0 | 0 | 0 | 0 | 198884.1747 | 0 | 0 | 0 | 0 | 0 | 0 | 6508713.2027 | 0 | 0 | 0 | 0 | 0 | 0 | 0 | 0 | 0 | 0 | 0 | 0 | 0 | 0 | 0 | 0 | 0 | 0 | 0 | 0 | 0 | 56445.6231 | 0 | 0 | 0 | 0 | 0 | 0 | 0 | 0 | 0 | 0
2016-06-27 23:00 | 0 | 0 | 0 | 0 | 0 | 0 | 632947.2901 | 649398 | 0 | 0 | 0 | 0 | 182433.4648 | 0 | 0 | 0 | 0 | 0 | 0 | 6508713.2027 | 0 | 0 | 0 | 0 | 0 | 0 | 0 | 0 | 0 | 0 | 0 | 0 | -16450.7099 | 0 | 0 | 0 | 0 | 0 | 0 | 0 | 0 | 0 | 0 | 0 | 0 | 0 | 0 | 0 | 0 | 0 | 0 | 0
2016-06-28 | 0 | 0 | 0 | 0 | 0 | 0 | 490895.5546 | 630972 | 0 | 0 | 0 | 0 | 198884.1747 | 0 | 0 | 0 | 0 | 0 | 0 | 6352186.0474 | 0 | 0 | 0 | 0 | 0 | 0 | 0 | 0 | 0 | 0 | 0 | 0 | 16450.7099 | 0 | 0 | 0 | 0 | 0 | 0 | 0 | 0 | 135723.0631 | 292250.2184 | 0 | 0 | 0 | 0 | 0 | 0 | 0 | 0 | 0
2016-06-28 01:00 | 0 | 0 | 0 | 0 | 0 | 230469.8912 | 275053.8414 | 611553 | 0 | 0 | 0 | 0 | 198884.1747 | 0 | 0 | 0 | 0 | 0 | 0 | 6246156.7801 | 0 | 0 | 0 | 0 | 0 | 0 | 0 | 0 | 0 | 0 | 0 | 0 | 0 | 0 | 0 | 0 | 0 | 0 | 0 | 0 | 0 | 186220.9511 | 292250.2184 | 0 | 0 | 0 | 0 | 0 | 0 | 0 | 0 | 0
2016-06-28 02:00 | 0 | 0 | 0 | 0 | 0 | 367128.7311 | 41821.5267 | 582436 | 0 | 0 | 0 | 0 | 128025.2243 | 0 | 0 | 0 | 0 | 0 | 0 | 6143529.9883 | 0 | 0 | 0 | 0 | 0 | 0 | 0 | 0 | 0 | 0 | 0 | 0 | -70858.9504 | 0 | 0 | 0 | 0 | 0 | 0 | 0 | 0 | 189623.4266 | 292250.2184 | 0 | 0 | 0 | 0 | 0 | 0 | 0 | 0 | 0
2016-06-28 03:00 | 0 | 0 | 0 | 0 | 0 | 420919.9711 | 2.5721 | 542570 | 0 | 0 | 0 | 0 | 57166.2739 | 0 | 0 | 0 | 0 | 0 | 0 | 6092741.4819 | 0 | 0 | 0 | 0 | 0 | 0 | 0 | 0 | 0 | 0 | 0 | 0 | -70858.9504 | 0 | 0 | 0 | 0 | 0 | 0 | 0 | 0 | 241461.7119 | 292250.2184 | 0 | 0 | 0 | 0 | 0 | 0 | 0 | 0 | 0
2016-06-28 04:00 | 0 | 0 | 0 | 0 | 0 | 406164.9463 | 0 | 505108 | 0 | 0 | 0 | 0 | 128025.2243 | 0 | 0 | 0 | 0 | 0 | 0 | 5922939.4778 | 0 | 0 | 0 | 0 | 0 | 0 | 0 | 0 | 0 | 0 | 0 | 0 | 70858.9504 | 0 | 0 | 0 | 0 | 0 | 0 | 0 | 0 | 122448.2143 | 292250.2184 | 0 | 0 | 0 | 0 | 0 | 0 | 0 | 0 | 0
2016-06-28 05:00 | 0 | 0 | 0 | 0 | 0 | 371575.089 | 0 | 472652 | 0 | 0 | 0 | 0 | 198884.1747 | 0 | 0 | 0 | 0 | 0 | 0 | 5751003.6163 | 0 | 0 | 0 | 0 | 0 | 0 | 0 | 0 | 0 | 0 | 0 | 0 | 70858.9504 | 0 | 0 | 0 | 0 | 0 | 0 | 0 | 0 | 120314.3569 | 292250.2184 | 0 | 0 | 0 | 0 | 0 | 0 | 0 | 0 | 0
2016-06-28 06:00 | 0 | 0 | 0 | 0 | 0 | 331510.2193 | 0 | 447155 | 0 | 0 | 0 | 0 | 128025.2243 | 0 | 0 | 0 | 0 | 0 | 0 | 5706217.7861 | 0 | 0 | 0 | 0 | 0 | 0 | 0 | 0 | 0 | 0 | 0 | 0 | -70858.9504 | 0 | 0 | 0 | 0 | 0 | 0 | 0 | 0 | 247464.3881 | 292250.2184 | 0 | 0 | 0 | 0 | 0 | 0 | 0 | 0 | 0
2016-06-28 07:00 | 0 | 0 | 0 | 0 | 0 | 289414.7632 | 0 | 428315 | 0 | 0 | 0 | 0 | 57166.2739 | 0 | 0 | 0 | 0 | 0 | 0 | 5638176.4997 | 0 | 0 | 0 | 0 | 0 | 0 | 0 | 0 | 0 | 0 | 0 | 0 | -70858.9504 | 0 | 0 | 0 | 0 | 0 | 0 | 0 | 0 | 224208.932 | 292250.2184 | 0 | 0 | 0 | 0 | 0 | 0 | 0 | 0 | 0
2016-06-28 08:00 | 0 | 0 | 0 | 0 | 0 | 252544.1694 | 0 | 418966 | 0 | 0 | 0 | 0 | 0 | 0 | 0 | 0 | 0 | 0 | 0 | 5528920.9429 | 0 | 0 | 0 | 0 | 0 | 0 | 0 | 0 | 0 | 0 | 0 | 0 | -57166.2739 | 0 | 0 | 0 | 0 | 0 | 0 | 0 | 0 | 182994.6617 | 292250.2184 | 0 | 0 | 0 | 0 | 0 | 0 | 0 | 0 | 0
2016-06-28 09:00 | 0 | 0 | 0 | 0 | 0 | 211453.2719 | 0 | 421131 | 0 | 0 | 0 | 0 | 0 | 0 | 0 | 0 | 0 | 0 | 0 | 5319243.2149 | 0 | 0 | 0 | 0 | 0 | 0 | 0 | 0 | 0 | 0 | 0 | 0 | 0 | 0 | 0 | 0 | 0 | 0 | 0 | 0 | 0 | 82572.4903 | 292250.2184 | 0 | 0 | 0 | 0 | 0 | 0 | 0 | 0 | 0
2016-06-28 10:00 | 0 | 0 | 0 | 0 | 0 | 183345.1477 | 0 | 432714 | 0 | 0 | 0 | 0 | 42881.366 | 0 | 0 | 0 | 0 | 0 | 0 | 5026992.9965 | 0 | 0 | 0 | 0 | 0 | 0 | 0 | 0 | 0 | 0 | 0 | 0 | 42881.366 | 0 | 0 | 0 | 0 | 0 | 0 | 0 | 0 | 0 | 292250.2184 | 0 | 0 | 0 | 0 | 0 | 0 | 0 | 0 | 0
2016-06-28 11:00 | 0 | 0 | 0 | 0 | 0 | 149960.3379 | 5.2807 | 450973 | 0 | 0 | 0 | 0 | 0 | 0 | 0 | 0 | 0 | 0 | 0 | 4768866.9811 | 0 | 0 | 0 | 0 | 0 | 0 | 0 | 0 | 0 | 0 | 0 | 0 | -42881.366 | 0 | 0 | 0 | 0 | 0 | 0 | 0 | 0 | 34124.203 | 292250.2184 | 0 | 0 | 0 | 0 | 0 | 0 | 0 | 0 | 0
2016-06-28 12:00 | 0 | 0 | 0 | 0 | 0 | 66564.3823 | 132811.953 | 473234 | 0 | 0 | 0 | 0 | 0 | 0 | 0 | 0 | 0 | 0 | 0 | 4495009.3165 | 0 | 0 | 0 | 0 | 0 | 0 | 0 | 0 | 0 | 0 | 0 | 0 | 0 | 0 | 0 | 0 | 0 | 0 | 0 | 0 | 0 | 18392.5537 | 292250.2184 | 0 | 0 | 0 | 0 | 0 | 0 | 0 | 0 | 0
2016-06-28 13:00 | 0 | 0 | 0 | 0 | 0 | 0 | 418941.796 | 500024 | 0 | 0 | 0 | 0 | 0 | 0 | 0 | 0 | 0 | 0 | 0 | 4413927.1125 | 0 | 0 | 0 | 0 | 0 | 0 | 0 | 0 | 0 | 0 | 0 | 0 | 0 | 0 | 0 | 0 | 0 | 0 | 0 | 0 | 0 | 211168.0144 | 292250.2184 | 0 | 0 | 0 | 0 | 0 | 0 | 0 | 0 | 0
2016-06-28 14:00 | 0 | 0 | 0 | 0 | 0 | 0 | 606075.4539 | 529073 | 0 | 0 | 0 | 0 | 70858.9504 | 0 | 0 | 0 | 0 | 0 | 0 | 4420070.6159 | 0 | 0 | 0 | 0 | 0 | 0 | 0 | 0 | 0 | 0 | 0 | 0 | 70858.9504 | 0 | 0 | 0 | 0 | 0 | 0 | 0 | 0 | 6143.5035 | 0 | 0 | 0 | 0 | 0 | 0 | 0 | 0 | 0 | 0
2016-06-28 15:00 | 0 | 0 | 0 | 0 | 0 | 0 | 725954.1055 | 556879 | 0 | 0 | 0 | 0 | 141717.9008 | 0 | 0 | 0 | 0 | 0 | 0 | 4518286.7711 | 0 | 0 | 0 | 0 | 0 | 0 | 0 | 0 | 0 | 0 | 0 | 0 | 70858.9504 | 0 | 0 | 0 | 0 | 0 | 0 | 0 | 0 | 98216.1551 | 0 | 0 | 0 | 0 | 0 | 0 | 0 | 0 | 0 | 0
2016-06-28 16:00 | 0 | 0 | 0 | 0 | 0 | 36057.8639 | 775557.9551 | 580836 | 0 | 0 | 0 | 0 | 128025.2243 | 0 | 0 | 0 | 0 | 0 | 0 | 4762759.2666 | 0 | 0 | 0 | 0 | 0 | 0 | 0 | 0 | 0 | 0 | 0 | 0 | -13692.6765 | 0 | 0 | 0 | 0 | 0 | 0 | 0 | 0 | 244472.4955 | 0 | 0 | 0 | 0 | 0 | 0 | 0 | 0 | 0 | 0
2016-06-28 17:00 | 0 | 0 | 0 | 0 | 0 | 36587.4904 | 792674.0692 | 601203 | 0 | 0 | 0 | 0 | 57166.2739 | 0 | 0 | 0 | 0 | 0 | 0 | 5061676.7766 | 0 | 0 | 0 | 0 | 0 | 0 | 0 | 0 | 0 | 0 | 0 | 0 | -70858.9504 | 0 | 0 | 0 | 0 | 0 | 0 | 0 | 0 | 298917.51 | 0 | 0 | 0 | 0 | 0 | 0 | 0 | 0 | 0 | 0
2016-06-28 18:00 | 0 | 0 | 0 | 0 | 0 | 0 | 789059.6471 | 616276 | 0 | 0 | 0 | 0 | 128025.2243 | 0 | 0 | 0 | 0 | 0 | 0 | 5163601.4733 | 0 | 0 | 0 | 0 | 0 | 0 | 0 | 0 | 0 | 0 | 0 | 0 | 70858.9504 | 0 | 0 | 0 | 0 | 0 | 0 | 0 | 0 | 101924.6967 | 0 | 0 | 0 | 0 | 0 | 0 | 0 | 0 | 0 | 0
2016-06-28 19:00 | 0 | 0 | 0 | 0 | 0 | 43354.4447 | 776727.5092 | 624529 | 0 | 0 | 0 | 0 | 57166.2739 | 0 | 0 | 0 | 0 | 0 | 0 | 5430013.3776 | 0 | 0 | 0 | 0 | 0 | 0 | 0 | 0 | 0 | 0 | 0 | 0 | -70858.9504 | 0 | 0 | 0 | 0 | 0 | 0 | 0 | 0 | 266411.9043 | 0 | 0 | 0 | 0 | 0 | 0 | 0 | 0 | 0 | 0
2016-06-28 20:00 | 0 | 0 | 0 | 0 | 0 | 0 | 761568.5556 | 628520 | 0 | 0 | 0 | 0 | 128025.2243 | 0 | 0 | 0 | 0 | 0 | 0 | 5492202.9828 | 0 | 0 | 0 | 0 | 0 | 0 | 0 | 0 | 0 | 0 | 0 | 0 | 70858.9504 | 0 | 0 | 0 | 0 | 0 | 0 | 0 | 0 | 62189.6052 | 0 | 0 | 0 | 0 | 0 | 0 | 0 | 0 | 0 | 0
2016-06-28 21:00 | 0 | 0 | 0 | 0 | 0 | 0 | 727111.4658 | 628828 | 0 | 0 | 0 | 0 | 198884.1747 | 0 | 0 | 0 | 0 | 0 | 0 | 5519627.4982 | 0 | 0 | 0 | 0 | 0 | 0 | 0 | 0 | 0 | 0 | 0 | 0 | 70858.9504 | 0 | 0 | 0 | 0 | 0 | 0 | 0 | 0 | 27424.5154 | 0 | 0 | 0 | 0 | 0 | 0 | 0 | 0 | 0 | 0
2016-06-28 22:00 | 0 | 0 | 0 | 0 | 0 | 69702.7941 | 675572.1329 | 621537 | 0 | 0 | 0 | 0 | 198884.1747 | 0 | 0 | 0 | 0 | 0 | 0 | 5643365.4251 | 0 | 0 | 0 | 0 | 0 | 0 | 0 | 0 | 0 | 0 | 0 | 0 | 0 | 0 | 0 | 0 | 0 | 0 | 0 | 0 | 0 | 123737.9269 | 0 | 0 | 0 | 0 | 0 | 0 | 0 | 0 | 0 | 0
2016-06-28 23:00 | 0 | 0 | 0 | 0 | 0 | 0 | 588445.1029 | 607995 | 0 | 0 | 0 | 0 | 179334.2776 | 0 | 0 | 0 | 0 | 0 | 0 | 5643365.4251 | 0 | 0 | 0 | 0 | 0 | 0 | 0 | 0 | 0 | 0 | 0 | 0 | -19549.8971 | 0 | 0 | 0 | 0 | 0 | 0 | 0 | 0 | 0 | 0 | 0 | 0 | 0 | 0 | 0 | 0 | 0 | 0 | 0
2016-06-29 | 0 | 0 | 0 | 0 | 0 | 0 | 444104.58 | 591546 | 0 | 0 | 0 | 0 | 108475.3272 | 0 | 0 | 0 | 0 | 0 | 0 | 5566782.9555 | 0 | 0 | 0 | 0 | 0 | 0 | 0 | 0 | 0 | 0 | 0 | 0 | -70858.9504 | 0 | 0 | 0 | 0 | 0 | 0 | 0 | 0 | 215667.7488 | 292250.2184 | 0 | 0 | 0 | 0 | 0 | 0 | 0 | 0 | 0
2016-06-29 01:00 | 0 | 0 | 0 | 0 | 0 | 213057.3809 | 234811.8841 | 574649 | 0 | 0 | 0 | 0 | 57166.2739 | 0 | 0 | 0 | 0 | 0 | 0 | 5491312.2739 | 0 | 0 | 0 | 0 | 0 | 0 | 0 | 0 | 0 | 0 | 0 | 0 | -51309.0533 | 0 | 0 | 0 | 0 | 0 | 0 | 0 | 0 | 216779.5368 | 292250.2184 | 0 | 0 | 0 | 0 | 0 | 0 | 0 | 0 | 0
2016-06-29 02:00 | 0 | 0 | 0 | 0 | 0 | 334490.8966 | 38112.3873 | 547945 | 0 | 0 | 0 | 0 | 128025.2243 | 0 | 0 | 0 | 0 | 0 | 0 | 5245111.6073 | 0 | 0 | 0 | 0 | 0 | 0 | 0 | 0 | 0 | 0 | 0 | 0 | 70858.9504 | 0 | 0 | 0 | 0 | 0 | 0 | 0 | 0 | 46049.5518 | 292250.2184 | 0 | 0 | 0 | 0 | 0 | 0 | 0 | 0 | 0
2016-06-29 03:00 | 0 | 0 | 0 | 0 | 0 | 360575.7821 | 2.3096 | 513219 | 0 | 0 | 0 | 0 | 57166.2739 | 0 | 0 | 0 | 0 | 0 | 0 | 5163329.6495 | 0 | 0 | 0 | 0 | 0 | 0 | 0 | 0 | 0 | 0 | 0 | 0 | -70858.9504 | 0 | 0 | 0 | 0 | 0 | 0 | 0 | 0 | 210468.2606 | 292250.2184 | 0 | 0 | 0 | 0 | 0 | 0 | 0 | 0 | 0
2016-06-29 04:00 | 0 | 0 | 0 | 0 | 0 | 343258.0199 | 0 | 478698 | 0 | 0 | 0 | 0 | 128025.2243 | 0 | 0 | 0 | 0 | 0 | 0 | 4957030.719 | 0 | 0 | 0 | 0 | 0 | 0 | 0 | 0 | 0 | 0 | 0 | 0 | 70858.9504 | 0 | 0 | 0 | 0 | 0 | 0 | 0 | 0 | 85951.2879 | 292250.2184 | 0 | 0 | 0 | 0 | 0 | 0 | 0 | 0 | 0
2016-06-29 05:00 | 0 | 0 | 0 | 0 | 0 | 318908.5176 | 0 | 449349 | 0 | 0 | 0 | 0 | 198884.1747 | 0 | 0 | 0 | 0 | 0 | 0 | 4755731.2862 | 0 | 0 | 0 | 0 | 0 | 0 | 0 | 0 | 0 | 0 | 0 | 0 | 70858.9504 | 0 | 0 | 0 | 0 | 0 | 0 | 0 | 0 | 90950.7856 | 292250.2184 | 0 | 0 | 0 | 0 | 0 | 0 | 0 | 0 | 0
2016-06-29 06:00 | 0 | 0 | 0 | 0 | 0 | 61687.8312 | 0 | 424797 | 0 | 0 | 0 | 0 | 128025.2243 | 0 | 0 | 0 | 0 | 0 | 0 | 4463481.0678 | 0 | 0 | 0 | 0 | 0 | 0 | 0 | 0 | 0 | 0 | 0 | 0 | -70858.9504 | 0 | 0 | 0 | 0 | 0 | 0 | 0 | 0 | 0 | 292250.2184 | 0 | 0 | 0 | 0 | 0 | 0 | 0 | 0 | 0
2016-06-29 07:00 | 0 | 0 | 0 | 0 | 0 | 272148.3731 | 0 | 407843 | 0 | 0 | 0 | 0 | 57166.2739 | 0 | 0 | 0 | 0 | 0 | 0 | 4398645.3913 | 0 | 0 | 0 | 0 | 0 | 0 | 0 | 0 | 0 | 0 | 0 | 0 | -70858.9504 | 0 | 0 | 0 | 0 | 0 | 0 | 0 | 0 | 227414.5419 | 292250.2184 | 0 | 0 | 0 | 0 | 0 | 0 | 0 | 0 | 0
2016-06-29 08:00 | 0 | 0 | 0 | 0 | 0 | 49962.5077 | 0 | 399379 | 0 | 0 | 0 | 0 | 0 | 0 | 0 | 0 | 0 | 0 | 0 | 4106395.1729 | 0 | 0 | 0 | 0 | 0 | 0 | 0 | 0 | 0 | 0 | 0 | 0 | -57166.2739 | 0 | 0 | 0 | 0 | 0 | 0 | 0 | 0 | 0 | 292250.2184 | 0 | 0 | 0 | 0 | 0 | 0 | 0 | 0 | 0
2016-06-29 09:00 | 0 | 0 | 0 | 0 | 0 | 223816.6751 | 0 | 401264 | 0 | 0 | 0 | 0 | 70858.9504 | 0 | 0 | 0 | 0 | 0 | 0 | 3858088.8976 | 0 | 0 | 0 | 0 | 0 | 0 | 0 | 0 | 0 | 0 | 0 | 0 | 70858.9504 | 0 | 0 | 0 | 0 | 0 | 0 | 0 | 0 | 43943.9431 | 292250.2184 | 0 | 0 | 0 | 0 | 0 | 0 | 0 | 0 | 0
2016-06-29 10:00 | 0 | 0 | 0 | 0 | 0 | 193705.3968 | 0 | 413223 | 0 | 0 | 0 | 0 | 0 | 0 | 0 | 0 | 0 | 0 | 0 | 3709430.2448 | 0 | 0 | 0 | 0 | 0 | 0 | 0 | 0 | 0 | 0 | 0 | 0 | -70858.9504 | 0 | 0 | 0 | 0 | 0 | 0 | 0 | 0 | 143591.5656 | 292250.2184 | 0 | 0 | 0 | 0 | 0 | 0 | 0 | 0 | 0
2016-06-29 11:00 | 0 | 0 | 0 | 0 | 0 | 151300.8636 | 4.0314 | 432696 | 0 | 0 | 0 | 0 | 0 | 0 | 0 | 0 | 0 | 0 | 0 | 3428039.1398 | 0 | 0 | 0 | 0 | 0 | 0 | 0 | 0 | 0 | 0 | 0 | 0 | 0 | 0 | 0 | 0 | 0 | 0 | 0 | 0 | 0 | 10859.1134 | 292250.2184 | 0 | 0 | 0 | 0 | 0 | 0 | 0 | 0 | 0
2016-06-29 12:00 | 0 | 0 | 0 | 0 | 0 | 67503.3 | 113427.0362 | 456995 | 0 | 0 | 0 | 0 | 0 | 0 | 0 | 0 | 0 | 0 | 0 | 3151974.476 | 0 | 0 | 0 | 0 | 0 | 0 | 0 | 0 | 0 | 0 | 0 | 0 | 0 | 0 | 0 | 0 | 0 | 0 | 0 | 0 | 0 | 16185.5546 | 292250.2184 | 0 | 0 | 0 | 0 | 0 | 0 | 0 | 0 | 0
2016-06-29 13:00 | 0 | 0 | 0 | 0 | 0 | 0 | 385238.7891 | 482516 | 0 | 0 | 0 | 0 | 0 | 0 | 0 | 0 | 0 | 0 | 0 | 3054697.2651 | 0 | 0 | 0 | 0 | 0 | 0 | 0 | 0 | 0 | 0 | 0 | 0 | 0 | 0 | 0 | 0 | 0 | 0 | 0 | 0 | 0 | 194973.0075 | 292250.2184 | 0 | 0 | 0 | 0 | 0 | 0 | 0 | 0 | 0
2016-06-29 14:00 | 0 | 0 | 0 | 0 | 0 | 0 | 563331.9154 | 511202 | 0 | 0 | 0 | 0 | 0 | 0 | 0 | 0 | 0 | 0 | 0 | 3106827.1805 | 0 | 0 | 0 | 0 | 0 | 0 | 0 | 0 | 0 | 0 | 0 | 0 | 0 | 0 | 0 | 0 | 0 | 0 | 0 | 0 | 0 | 52129.9154 | 0 | 0 | 0 | 0 | 0 | 0 | 0 | 0 | 0 | 0
2016-06-29 15:00 | 0 | 0 | 0 | 0 | 0 | 0 | 661454.9754 | 540055 | 0 | 0 | 0 | 0 | 70858.9504 | 0 | 0 | 0 | 0 | 0 | 0 | 3157368.2055 | 0 | 0 | 0 | 0 | 0 | 0 | 0 | 0 | 0 | 0 | 0 | 0 | 70858.9504 | 0 | 0 | 0 | 0 | 0 | 0 | 0 | 0 | 50541.025 | 0 | 0 | 0 | 0 | 0 | 0 | 0 | 0 | 0 | 0
2016-06-29 16:00 | 0 | 0 | 0 | 0 | 0 | 38051.8211 | 715221.2645 | 565473 | 0 | 0 | 0 | 0 | 0 | 0 | 0 | 0 | 0 | 0 | 0 | 3416027.2416 | 0 | 0 | 0 | 0 | 0 | 0 | 0 | 0 | 0 | 0 | 0 | 0 | -70858.9504 | 0 | 0 | 0 | 0 | 0 | 0 | 0 | 0 | 258659.0361 | 0 | 0 | 0 | 0 | 0 | 0 | 0 | 0 | 0 | 0
2016-06-29 17:00 | 0 | 0 | 0 | 0 | 0 | 31139.8383 | 736577.923 | 588208 | 0 | 0 | 0 | 0 | 70858.9504 | 0 | 0 | 0 | 0 | 0 | 0 | 3524678.0525 | 0 | 0 | 0 | 0 | 0 | 0 | 0 | 0 | 0 | 0 | 0 | 0 | 70858.9504 | 0 | 0 | 0 | 0 | 0 | 0 | 0 | 0 | 108650.8109 | 0 | 0 | 0 | 0 | 0 | 0 | 0 | 0 | 0 | 0
2016-06-29 18:00 | 0 | 0 | 0 | 0 | 0 | 28347.9616 | 737337.8387 | 607375 | 0 | 0 | 0 | 0 | 0 | 0 | 0 | 0 | 0 | 0 | 0 | 3753847.8032 | 0 | 0 | 0 | 0 | 0 | 0 | 0 | 0 | 0 | 0 | 0 | 0 | -70858.9504 | 0 | 0 | 0 | 0 | 0 | 0 | 0 | 0 | 229169.7507 | 0 | 0 | 0 | 0 | 0 | 0 | 0 | 0 | 0 | 0
2016-06-29 19:00 | 0 | 0 | 0 | 0 | 0 | 0 | 727990.7072 | 621004 | 0 | 0 | 0 | 0 | 0 | 0 | 0 | 0 | 0 | 0 | 0 | 3860834.5104 | 0 | 0 | 0 | 0 | 0 | 0 | 0 | 0 | 0 | 0 | 0 | 0 | 0 | 0 | 0 | 0 | 0 | 0 | 0 | 0 | 0 | 106986.7072 | 0 | 0 | 0 | 0 | 0 | 0 | 0 | 0 | 0 | 0
2016-06-29 20:00 | 0 | 0 | 0 | 0 | 0 | 0 | 716309.9434 | 630653 | 0 | 0 | 0 | 0 | 70858.9504 | 0 | 0 | 0 | 0 | 0 | 0 | 3875632.5033 | 0 | 0 | 0 | 0 | 0 | 0 | 0 | 0 | 0 | 0 | 0 | 0 | 70858.9504 | 0 | 0 | 0 | 0 | 0 | 0 | 0 | 0 | 14797.993 | 0 | 0 | 0 | 0 | 0 | 0 | 0 | 0 | 0 | 0
2016-06-29 21:00 | 0 | 0 | 0 | 0 | 0 | 0 | 694512.3929 | 634465 | 0 | 0 | 0 | 0 | 130906.3433 | 0 | 0 | 0 | 0 | 0 | 0 | 3875632.5033 | 0 | 0 | 0 | 0 | 0 | 0 | 0 | 0 | 0 | 0 | 0 | 0 | 60047.3929 | 0 | 0 | 0 | 0 | 0 | 0 | 0 | 0 | 0 | 0 | 0 | 0 | 0 | 0 | 0 | 0 | 0 | 0 | 0
2016-06-29 22:00 | 0 | 0 | 0 | 0 | 0 | 0 | 649881.6562 | 629556 | 0 | 0 | 0 | 0 | 151231.9995 | 0 | 0 | 0 | 0 | 0 | 0 | 3875632.5033 | 0 | 0 | 0 | 0 | 0 | 0 | 0 | 0 | 0 | 0 | 0 | 0 | 20325.6562 | 0 | 0 | 0 | 0 | 0 | 0 | 0 | 0 | 0 | 0 | 0 | 0 | 0 | 0 | 0 | 0 | 0 | 0 | 0
2016-06-29 23:00 | 0 | 0 | 0 | 0 | 0 | 0 | 563499.8212 | 616067 | 0 | 0 | 0 | 0 | 80373.0491 | 0 | 0 | 0 | 0 | 0 | 0 | 3893924.2749 | 0 | 0 | 0 | 0 | 0 | 0 | 0 | 0 | 0 | 0 | 0 | 0 | -70858.9504 | 0 | 0 | 0 | 0 | 0 | 0 | 0 | 0 | 310541.99 | 292250.2184 | 0 | 0 | 0 | 0 | 0 | 0 | 0 | 0 | 0
2016-06-30 | 0 | 0 | 0 | 0 | 0 | 0 | 415634.2836 | 597182 | 0 | 0 | 0 | 0 | 9514.0987 | 0 | 0 | 0 | 0 | 0 | 0 | 3783235.5089 | 0 | 0 | 0 | 0 | 0 | 0 | 0 | 0 | 0 | 0 | 0 | 0 | -70858.9504 | 0 | 0 | 0 | 0 | 0 | 0 | 0 | 0 | 181561.4524 | 292250.2184 | 0 | 0 | 0 | 0 | 0 | 0 | 0 | 0 | 0
2016-06-30 01:00 | 0 | 0 | 0 | 0 | 0 | 200438.2067 | 207523.4932 | 580014 | 0 | 0 | 0 | 0 | 0 | 0 | 0 | 0 | 0 | 0 | 0 | 3620697.3075 | 0 | 0 | 0 | 0 | 0 | 0 | 0 | 0 | 0 | 0 | 0 | 0 | -9514.0987 | 0 | 0 | 0 | 0 | 0 | 0 | 0 | 0 | 129712.017 | 292250.2184 | 0 | 0 | 0 | 0 | 0 | 0 | 0 | 0 | 0
2016-06-30 02:00 | 0 | 0 | 0 | 0 | 0 | 320019.8211 | 43692.9773 | 553545 | 0 | 0 | 0 | 0 | 57166.2739 | 0 | 0 | 0 | 0 | 0 | 0 | 3373698.832 | 0 | 0 | 0 | 0 | 0 | 0 | 0 | 0 | 0 | 0 | 0 | 0 | 57166.2739 | 0 | 0 | 0 | 0 | 0 | 0 | 0 | 0 | 45251.743 | 292250.2184 | 0 | 0 | 0 | 0 | 0 | 0 | 0 | 0 | 0
2016-06-30 03:00 | 0 | 0 | 0 | 0 | 0 | 362833.7322 | 2.1732 | 516726 | 0 | 0 | 0 | 0 | 128025.2243 | 0 | 0 | 0 | 0 | 0 | 0 | 3148949.787 | 0 | 0 | 0 | 0 | 0 | 0 | 0 | 0 | 0 | 0 | 0 | 0 | 70858.9504 | 0 | 0 | 0 | 0 | 0 | 0 | 0 | 0 | 67501.1733 | 292250.2184 | 0 | 0 | 0 | 0 | 0 | 0 | 0 | 0 | 0
2016-06-30 04:00 | 0 | 0 | 0 | 0 | 0 | 349004.8025 | 0 | 480169 | 0 | 0 | 0 | 0 | 198884.1747 | 0 | 0 | 0 | 0 | 0 | 0 | 2946926.6391 | 0 | 0 | 0 | 0 | 0 | 0 | 0 | 0 | 0 | 0 | 0 | 0 | 70858.9504 | 0 | 0 | 0 | 0 | 0 | 0 | 0 | 0 | 90227.0705 | 292250.2184 | 0 | 0 | 0 | 0 | 0 | 0 | 0 | 0 | 0
2016-06-30 05:00 | 0 | 0 | 0 | 0 | 0 | 322325.8038 | 0 | 449511 | 0 | 0 | 0 | 0 | 198884.1747 | 0 | 0 | 0 | 0 | 0 | 0 | 2819741.4429 | 0 | 0 | 0 | 0 | 0 | 0 | 0 | 0 | 0 | 0 | 0 | 0 | 0 | 0 | 0 | 0 | 0 | 0 | 0 | 0 | 0 | 165065.0222 | 292250.2184 | 0 | 0 | 0 | 0 | 0 | 0 | 0 | 0 | 0
2016-06-30 06:00 | 0 | 0 | 0 | 0 | 0 | 296296.3487 | 0 | 424274 | 0 | 0 | 0 | 0 | 198884.1747 | 0 | 0 | 0 | 0 | 0 | 0 | 2691763.7916 | 0 | 0 | 0 | 0 | 0 | 0 | 0 | 0 | 0 | 0 | 0 | 0 | 0 | 0 | 0 | 0 | 0 | 0 | 0 | 0 | 0 | 164272.5671 | 292250.2184 | 0 | 0 | 0 | 0 | 0 | 0 | 0 | 0 | 0
2016-06-30 07:00 | 0 | 0 | 0 | 0 | 0 | 275602.5256 | 0 | 406855 | 0 | 0 | 0 | 0 | 128025.2243 | 0 | 0 | 0 | 0 | 0 | 0 | 2631370.2677 | 0 | 0 | 0 | 0 | 0 | 0 | 0 | 0 | 0 | 0 | 0 | 0 | -70858.9504 | 0 | 0 | 0 | 0 | 0 | 0 | 0 | 0 | 231856.6944 | 292250.2184 | 0 | 0 | 0 | 0 | 0 | 0 | 0 | 0 | 0
2016-06-30 08:00 | 0 | 0 | 0 | 0 | 0 | 262329.651 | 0 | 398026 | 0 | 0 | 0 | 0 | 57166.2739 | 0 | 0 | 0 | 0 | 0 | 0 | 2566532.869 | 0 | 0 | 0 | 0 | 0 | 0 | 0 | 0 | 0 | 0 | 0 | 0 | -70858.9504 | 0 | 0 | 0 | 0 | 0 | 0 | 0 | 0 | 227412.8198 | 292250.2184 | 0 | 0 | 0 | 0 | 0 | 0 | 0 | 0 | 0
2016-06-30 09:00 | 0 | 0 | 0 | 0 | 0 | 178146.732 | 0 | 399538 | 0 | 0 | 0 | 0 | 128025.2243 | 0 | 0 | 0 | 0 | 0 | 0 | 2274282.6507 | 0 | 0 | 0 | 0 | 0 | 0 | 0 | 0 | 0 | 0 | 0 | 0 | 70858.9504 | 0 | 0 | 0 | 0 | 0 | 0 | 0 | 0 | 0 | 292250.2184 | 0 | 0 | 0 | 0 | 0 | 0 | 0 | 0 | 0
2016-06-30 10:00 | 0 | 0 | 0 | 0 | 0 | 220710.5809 | 0 | 410455 | 0 | 0 | 0 | 0 | 57166.2739 | 0 | 0 | 0 | 0 | 0 | 0 | 2155397.182 | 0 | 0 | 0 | 0 | 0 | 0 | 0 | 0 | 0 | 0 | 0 | 0 | -70858.9504 | 0 | 0 | 0 | 0 | 0 | 0 | 0 | 0 | 173364.7497 | 292250.2184 | 0 | 0 | 0 | 0 | 0 | 0 | 0 | 0 | 0
2016-06-30 11:00 | 0 | 0 | 0 | 0 | 0 | 183381.1353 | 2.1102 | 428603 | 0 | 0 | 0 | 0 | 104196.7377 | 0 | 0 | 0 | 0 | 0 | 0 | 1863146.9636 | 0 | 0 | 0 | 0 | 0 | 0 | 0 | 0 | 0 | 0 | 0 | 0 | 47030.4638 | 0 | 0 | 0 | 0 | 0 | 0 | 0 | 0 | 0 | 292250.2184 | 0 | 0 | 0 | 0 | 0 | 0 | 0 | 0 | 0
2016-06-30 12:00 | 0 | 0 | 0 | 0 | 0 | 110183.2466 | 86103.0568 | 452042 | 0 | 0 | 0 | 0 | 140691.2596 | 0 | 0 | 0 | 0 | 0 | 0 | 1570896.7452 | 0 | 0 | 0 | 0 | 0 | 0 | 0 | 0 | 0 | 0 | 0 | 0 | 36494.5219 | 0 | 0 | 0 | 0 | 0 | 0 | 0 | 0 | 0 | 292250.2184 | 0 | 0 | 0 | 0 | 0 | 0 | 0 | 0 | 0
2016-06-30 13:00 | 0 | 0 | 0 | 0 | 0 | 118070.0827 | 315998.722 | 479897 | 0 | 0 | 0 | 0 | 198884.1747 | 0 | 0 | 0 | 0 | 0 | 0 | 1466875.6347 | 0 | 0 | 0 | 0 | 0 | 0 | 0 | 0 | 0 | 0 | 0 | 0 | 58192.9151 | 0 | 0 | 0 | 0 | 0 | 0 | 0 | 0 | 188229.1079 | 292250.2184 | 0 | 0 | 0 | 0 | 0 | 0 | 0 | 0 | 0
2016-06-30 14:00 | 0 | 0 | 0 | 0 | 0 | 151566.77 | 499376.3924 | 509011 | 0 | 0 | 0 | 0 | 198884.1747 | 0 | 0 | 0 | 0 | 0 | 0 | 1608807.7971 | 0 | 0 | 0 | 0 | 0 | 0 | 0 | 0 | 0 | 0 | 0 | 0 | 0 | 0 | 0 | 0 | 0 | 0 | 0 | 0 | 0 | 141932.1624 | 0 | 0 | 0 | 0 | 0 | 0 | 0 | 0 | 0 | 0
2016-06-30 15:00 | 0 | 0 | 0 | 0 | 0 | 0 | 600557.3796 | 536971 | 0 | 0 | 0 | 0 | 198884.1747 | 0 | 0 | 0 | 0 | 0 | 0 | 1672394.1767 | 0 | 0 | 0 | 0 | 0 | 0 | 0 | 0 | 0 | 0 | 0 | 0 | 0 | 0 | 0 | 0 | 0 | 0 | 0 | 0 | 0 | 63586.3796 | 0 | 0 | 0 | 0 | 0 | 0 | 0 | 0 | 0 | 0
2016-06-30 16:00 | 0 | 0 | 0 | 0 | 0 | 0 | 656845.8802 | 561106 | 0 | 0 | 0 | 0 | 128025.2243 | 0 | 0 | 0 | 0 | 0 | 0 | 1838993.0073 | 0 | 0 | 0 | 0 | 0 | 0 | 0 | 0 | 0 | 0 | 0 | 0 | -70858.9504 | 0 | 0 | 0 | 0 | 0 | 0 | 0 | 0 | 166598.8306 | 0 | 0 | 0 | 0 | 0 | 0 | 0 | 0 | 0 | 0
2016-06-30 17:00 | 0 | 0 | 0 | 0 | 0 | 0 | 676107.4138 | 582107 | 0 | 0 | 0 | 0 | 63298.2697 | 0 | 0 | 0 | 0 | 0 | 0 | 1997720.3756 | 0 | 0 | 0 | 0 | 0 | 0 | 0 | 0 | 0 | 0 | 0 | 0 | -64726.9545 | 0 | 0 | 0 | 0 | 0 | 0 | 0 | 0 | 158727.3683 | 0 | 0 | 0 | 0 | 0 | 0 | 0 | 0 | 0 | 0
2016-06-30 18:00 | 0 | 0 | 0 | 0 | 0 | 0 | 665172.9545 | 600446 | 0 | 0 | 0 | 0 | 128025.2243 | 0 | 0 | 0 | 0 | 0 | 0 | 1997720.3756 | 0 | 0 | 0 | 0 | 0 | 0 | 0 | 0 | 0 | 0 | 0 | 0 | 64726.9545 | 0 | 0 | 0 | 0 | 0 | 0 | 0 | 0 | 0 | 0 | 0 | 0 | 0 | 0 | 0 | 0 | 0 | 0 | 0
2016-06-30 19:00 | 0 | 0 | 0 | 0 | 0 | 160015.1907 | 642550.2734 | 614080 | 0 | 0 | 0 | 0 | 198884.1747 | 0 | 0 | 0 | 0 | 0 | 0 | 2115346.8893 | 0 | 0 | 0 | 0 | 0 | 0 | 0 | 0 | 0 | 0 | 0 | 0 | 70858.9504 | 0 | 0 | 0 | 0 | 0 | 0 | 0 | 0 | 117626.5137 | 0 | 0 | 0 | 0 | 0 | 0 | 0 | 0 | 0 | 0
2016-06-30 20:00 | 0 | 0 | 0 | 0 | 0 | 0 | 613393.2234 | 623589 | 0 | 0 | 0 | 0 | 188688.3981 | 0 | 0 | 0 | 0 | 0 | 0 | 2115346.8893 | 0 | 0 | 0 | 0 | 0 | 0 | 0 | 0 | 0 | 0 | 0 | 0 | -10195.7766 | 0 | 0 | 0 | 0 | 0 | 0 | 0 | 0 | 0 | 0 | 0 | 0 | 0 | 0 | 0 | 0 | 0 | 0 | 0
2016-06-30 21:00 | 0 | 0 | 0 | 0 | 0 | 40464.4845 | 567767.2582 | 626709 | 0 | 0 | 0 | 0 | 128025.2243 | 0 | 0 | 0 | 0 | 0 | 0 | 2157532.8057 | 0 | 0 | 0 | 0 | 0 | 0 | 0 | 0 | 0 | 0 | 0 | 0 | -60663.1738 | 0 | 0 | 0 | 0 | 0 | 0 | 0 | 0 | 42185.9165 | 0 | 0 | 0 | 0 | 0 | 0 | 0 | 0 | 0 | 0
2016-06-30 22:00 | 0 | 0 | 0 | 0 | 0 | 200222.1896 | 505737.6252 | 620594 | 0 | 0 | 0 | 0 | 198884.1747 | 0 | 0 | 0 | 0 | 0 | 0 | 2172039.6701 | 0 | 0 | 0 | 0 | 0 | 0 | 0 | 0 | 0 | 0 | 0 | 0 | 70858.9504 | 0 | 0 | 0 | 0 | 0 | 0 | 0 | 0 | 14506.8644 | 0 | 0 | 0 | 0 | 0 | 0 | 0 | 0 | 0 | 0
2016-06-30 23:00 | 0 | 0 | 0 | 0 | 0 | 215084.4554 | 423356.0108 | 607167 | 0 | 0 | 0 | 0 | 198884.1747 | 0 | 0 | 0 | 0 | 0 | 0 | 2203313.1364 | 0 | 0 | 0 | 0 | 0 | 0 | 0 | 0 | 0 | 0 | 0 | 0 | 0 | 0 | 0 | 0 | 0 | 0 | 0 | 0 | 0 | 323523.6847 | 292250.2184 | 0 | 0 | 0 | 0 | 0 | 0 | 0 | 0 | 0
2016-07-01 | 0 | 0 | 0 | 0 | 0 | 0 | 306267.2689 | 590202 | 0 | 0 | 0 | 0 | 198884.1747 | 0 | 0 | 0 | 0 | 0 | 0 | 1919378.4053 | 0 | 0 | 0 | 0 | 0 | 0 | 0 | 0 | 0 | 0 | 0 | 0 | 0 | 0 | 0 | 0 | 0 | 0 | 0 | 0 | 0 | 8315.4873 | 292250.2184 | 0 | 0 | 0 | 0 | 0 | 0 | 0 | 0 | 0
2016-07-01 01:00 | 0 | 0 | 0 | 0 | 0 | 356832.3501 | 167156.3039 | 574790 | 0 | 0 | 0 | 0 | 198884.1747 | 0 | 0 | 0 | 0 | 0 | 0 | 1868577.0593 | 0 | 0 | 0 | 0 | 0 | 0 | 0 | 0 | 0 | 0 | 0 | 0 | 0 | 0 | 0 | 0 | 0 | 0 | 0 | 0 | 0 | 241448.8723 | 292250.2184 | 0 | 0 | 0 | 0 | 0 | 0 | 0 | 0 | 0
2016-07-01 02:00 | 0 | 0 | 0 | 0 | 0 | 501927.4404 | 49984.3549 | 549953 | 0 | 0 | 0 | 0 | 198884.1747 | 0 | 0 | 0 | 0 | 0 | 0 | 1870535.8546 | 0 | 0 | 0 | 0 | 0 | 0 | 0 | 0 | 0 | 0 | 0 | 0 | 0 | 0 | 0 | 0 | 0 | 0 | 0 | 0 | 0 | 294209.0137 | 292250.2184 | 0 | 0 | 0 | 0 | 0 | 0 | 0 | 0 | 0
2016-07-01 03:00 | 0 | 0 | 0 | 0 | 0 | 523580.6965 | 2.4566 | 515518 | 0 | 0 | 0 | 0 | 198884.1747 | 0 | 0 | 0 | 0 | 0 | 0 | 1878601.0077 | 0 | 0 | 0 | 0 | 0 | 0 | 0 | 0 | 0 | 0 | 0 | 0 | 0 | 0 | 0 | 0 | 0 | 0 | 0 | 0 | 0 | 300315.3715 | 292250.2184 | 0 | 0 | 0 | 0 | 0 | 0 | 0 | 0 | 0
2016-07-01 04:00 | 0 | 0 | 0 | 0 | 0 | 188166.7816 | 0 | 480417 | 0 | 0 | 0 | 0 | 198884.1747 | 0 | 0 | 0 | 0 | 0 | 0 | 1586350.7894 | 0 | 0 | 0 | 0 | 0 | 0 | 0 | 0 | 0 | 0 | 0 | 0 | 0 | 0 | 0 | 0 | 0 | 0 | 0 | 0 | 0 | 0 | 292250.2184 | 0 | 0 | 0 | 0 | 0 | 0 | 0 | 0 | 0
2016-07-01 05:00 | 0 | 0 | 0 | 0 | 0 | 418787.8712 | 0 | 450190 | 0 | 0 | 0 | 0 | 128025.2243 | 0 | 0 | 0 | 0 | 0 | 0 | 1625807.611 | 0 | 0 | 0 | 0 | 0 | 0 | 0 | 0 | 0 | 0 | 0 | 0 | -70858.9504 | 0 | 0 | 0 | 0 | 0 | 0 | 0 | 0 | 331707.04 | 292250.2184 | 0 | 0 | 0 | 0 | 0 | 0 | 0 | 0 | 0
2016-07-01 06:00 | 0 | 0 | 0 | 0 | 0 | 394963.8712 | 0 | 426366 | 0 | 0 | 0 | 0 | 57166.2739 | 0 | 0 | 0 | 0 | 0 | 0 | 1665264.4326 | 0 | 0 | 0 | 0 | 0 | 0 | 0 | 0 | 0 | 0 | 0 | 0 | -70858.9504 | 0 | 0 | 0 | 0 | 0 | 0 | 0 | 0 | 331707.04 | 292250.2184 | 0 | 0 | 0 | 0 | 0 | 0 | 0 | 0 | 0
2016-07-01 07:00 | 0 | 0 | 0 | 0 | 0 | 381762.3693 | 0 | 409213 | 0 | 0 | 0 | 0 | 70858.9504 | 0 | 0 | 0 | 0 | 0 | 0 | 1624121.1254 | 0 | 0 | 0 | 0 | 0 | 0 | 0 | 0 | 0 | 0 | 0 | 0 | 13692.6765 | 0 | 0 | 0 | 0 | 0 | 0 | 0 | 0 | 251106.9112 | 292250.2184 | 0 | 0 | 0 | 0 | 0 | 0 | 0 | 0 | 0
2016-07-01 08:00 | 0 | 0 | 0 | 0 | 0 | 359022.5192 | 0 | 400250 | 0 | 0 | 0 | 0 | 0 | 0 | 0 | 0 | 0 | 0 | 0 | 1653752.5949 | 0 | 0 | 0 | 0 | 0 | 0 | 0 | 0 | 0 | 0 | 0 | 0 | -70858.9504 | 0 | 0 | 0 | 0 | 0 | 0 | 0 | 0 | 321881.688 | 292250.2184 | 0 | 0 | 0 | 0 | 0 | 0 | 0 | 0 | 0
2016-07-01 09:00 | 0 | 0 | 0 | 0 | 0 | 330897.2134 | 0 | 401487 | 0 | 0 | 0 | 0 | 0 | 0 | 0 | 0 | 0 | 0 | 0 | 1583162.8083 | 0 | 0 | 0 | 0 | 0 | 0 | 0 | 0 | 0 | 0 | 0 | 0 | 0 | 0 | 0 | 0 | 0 | 0 | 0 | 0 | 0 | 221660.4318 | 292250.2184 | 0 | 0 | 0 | 0 | 0 | 0 | 0 | 0 | 0
2016-07-01 10:00 | 0 | 0 | 0 | 0 | 0 | 299576.2548 | 0 | 412287 | 0 | 0 | 0 | 0 | 70858.9504 | 0 | 0 | 0 | 0 | 0 | 0 | 1399593.1127 | 0 | 0 | 0 | 0 | 0 | 0 | 0 | 0 | 0 | 0 | 0 | 0 | 70858.9504 | 0 | 0 | 0 | 0 | 0 | 0 | 0 | 0 | 108680.5228 | 292250.2184 | 0 | 0 | 0 | 0 | 0 | 0 | 0 | 0 | 0
2016-07-01 11:00 | 0 | 0 | 0 | 0 | 0 | 229683.3971 | 0 | 428746 | 0 | 0 | 0 | 0 | 0 | 0 | 0 | 0 | 0 | 0 | 0 | 1271389.4603 | 0 | 0 | 0 | 0 | 0 | 0 | 0 | 0 | 0 | 0 | 0 | 0 | -70858.9504 | 0 | 0 | 0 | 0 | 0 | 0 | 0 | 0 | 164046.5659 | 292250.2184 | 0 | 0 | 0 | 0 | 0 | 0 | 0 | 0 | 0
2016-07-01 12:00 | 0 | 0 | 0 | 0 | 0 | 147550.3786 | 72114.1067 | 450070 | 0 | 0 | 0 | 0 | 61844.7036 | 0 | 0 | 0 | 0 | 0 | 0 | 979139.2419 | 0 | 0 | 0 | 0 | 0 | 0 | 0 | 0 | 0 | 0 | 0 | 0 | 61844.7036 | 0 | 0 | 0 | 0 | 0 | 0 | 0 | 0 | 0 | 292250.2184 | 0 | 0 | 0 | 0 | 0 | 0 | 0 | 0 | 0
2016-07-01 13:00 | 0 | 0 | 0 | 0 | 0 | 171719.6674 | 303007.4601 | 478324 | 0 | 0 | 0 | 0 | 132703.654 | 0 | 0 | 0 | 0 | 0 | 0 | 904683.419 | 0 | 0 | 0 | 0 | 0 | 0 | 0 | 0 | 0 | 0 | 0 | 0 | 70858.9504 | 0 | 0 | 0 | 0 | 0 | 0 | 0 | 0 | 217794.3954 | 292250.2184 | 0 | 0 | 0 | 0 | 0 | 0 | 0 | 0 | 0
2016-07-01 14:00 | 0 | 0 | 0 | 0 | 0 | 0 | 509952.5535 | 508012 | 0 | 0 | 0 | 0 | 61844.7036 | 0 | 0 | 0 | 0 | 0 | 0 | 977482.9228 | 0 | 0 | 0 | 0 | 0 | 0 | 0 | 0 | 0 | 0 | 0 | 0 | -70858.9504 | 0 | 0 | 0 | 0 | 0 | 0 | 0 | 0 | 72799.5039 | 0 | 0 | 0 | 0 | 0 | 0 | 0 | 0 | 0 | 0
2016-07-01 15:00 | 0 | 0 | 0 | 0 | 0 | 0 | 628957.7484 | 535615 | 0 | 0 | 0 | 0 | 128025.2243 | 0 | 0 | 0 | 0 | 0 | 0 | 1004645.1506 | 0 | 0 | 0 | 0 | 0 | 0 | 0 | 0 | 0 | 0 | 0 | 0 | 66180.5206 | 0 | 0 | 0 | 0 | 0 | 0 | 0 | 0 | 27162.2277 | 0 | 0 | 0 | 0 | 0 | 0 | 0 | 0 | 0 | 0
2016-07-01 16:00 | 0 | 0 | 0 | 0 | 0 | 0 | 679904.5937 | 559186 | 0 | 0 | 0 | 0 | 198884.1747 | 0 | 0 | 0 | 0 | 0 | 0 | 1054504.7938 | 0 | 0 | 0 | 0 | 0 | 0 | 0 | 0 | 0 | 0 | 0 | 0 | 70858.9504 | 0 | 0 | 0 | 0 | 0 | 0 | 0 | 0 | 49859.6433 | 0 | 0 | 0 | 0 | 0 | 0 | 0 | 0 | 0 | 0
2016-07-01 17:00 | 0 | 0 | 0 | 0 | 0 | 138311.8467 | 698395.9734 | 579245 | 0 | 0 | 0 | 0 | 128025.2243 | 0 | 0 | 0 | 0 | 0 | 0 | 1382826.5644 | 0 | 0 | 0 | 0 | 0 | 0 | 0 | 0 | 0 | 0 | 0 | 0 | -70858.9504 | 0 | 0 | 0 | 0 | 0 | 0 | 0 | 0 | 328321.7706 | 0 | 0 | 0 | 0 | 0 | 0 | 0 | 0 | 0 | 0
2016-07-01 18:00 | 0 | 0 | 0 | 0 | 0 | 140760.0628 | 688011.3658 | 595305 | 0 | 0 | 0 | 0 | 57166.2739 | 0 | 0 | 0 | 0 | 0 | 0 | 1687151.9434 | 0 | 0 | 0 | 0 | 0 | 0 | 0 | 0 | 0 | 0 | 0 | 0 | -70858.9504 | 0 | 0 | 0 | 0 | 0 | 0 | 0 | 0 | 304325.379 | 0 | 0 | 0 | 0 | 0 | 0 | 0 | 0 | 0 | 0
2016-07-01 19:00 | 0 | 0 | 0 | 0 | 0 | 13278.7051 | 663279.2453 | 605699 | 0 | 0 | 0 | 0 | 128025.2243 | 0 | 0 | 0 | 0 | 0 | 0 | 1687151.9434 | 0 | 0 | 0 | 0 | 0 | 0 | 0 | 0 | 0 | 0 | 0 | 0 | 70858.9504 | 0 | 0 | 0 | 0 | 0 | 0 | 0 | 0 | 0 | 0 | 0 | 0 | 0 | 0 | 0 | 0 | 0 | 0 | 0
2016-07-01 20:00 | 0 | 0 | 0 | 0 | 0 | 154257.3786 | 626489.6087 | 611337 | 0 | 0 | 0 | 0 | 128025.2243 | 0 | 0 | 0 | 0 | 0 | 0 | 1856561.9306 | 0 | 0 | 0 | 0 | 0 | 0 | 0 | 0 | 0 | 0 | 0 | 0 | 0 | 0 | 0 | 0 | 0 | 0 | 0 | 0 | 0 | 169409.9873 | 0 | 0 | 0 | 0 | 0 | 0 | 0 | 0 | 0 | 0
2016-07-01 21:00 | 0 | 0 | 0 | 0 | 0 | 166887.2123 | 566530.5218 | 611951 | 0 | 0 | 0 | 0 | 198884.1747 | 0 | 0 | 0 | 0 | 0 | 0 | 1907169.7143 | 0 | 0 | 0 | 0 | 0 | 0 | 0 | 0 | 0 | 0 | 0 | 0 | 70858.9504 | 0 | 0 | 0 | 0 | 0 | 0 | 0 | 0 | 50607.7837 | 0 | 0 | 0 | 0 | 0 | 0 | 0 | 0 | 0 | 0
2016-07-01 22:00 | 0 | 0 | 0 | 0 | 0 | 34372.0539 | 499799.9957 | 605031 | 0 | 0 | 0 | 0 | 128025.2243 | 0 | 0 | 0 | 0 | 0 | 0 | 1907169.7143 | 0 | 0 | 0 | 0 | 0 | 0 | 0 | 0 | 0 | 0 | 0 | 0 | -70858.9504 | 0 | 0 | 0 | 0 | 0 | 0 | 0 | 0 | 0 | 0 | 0 | 0 | 0 | 0 | 0 | 0 | 0 | 0 | 0
2016-07-01 23:00 | 0 | 0 | 0 | 0 | 0 | 0 | 412693.6035 | 590638 | 0 | 0 | 0 | 0 | 198884.1747 | 0 | 0 | 0 | 0 | 0 | 0 | 1658366.3674 | 0 | 0 | 0 | 0 | 0 | 0 | 0 | 0 | 0 | 0 | 0 | 0 | 70858.9504 | 0 | 0 | 0 | 0 | 0 | 0 | 0 | 0 | 43446.8715 | 292250.2184 | 0 | 0 | 0 | 0 | 0 | 0 | 0 | 0 | 0
2016-07-02 | 0 | 0 | 0 | 0 | 0 | 0 | 306363.9789 | 571712 | 0 | 0 | 0 | 0 | 141717.9008 | 0 | 0 | 0 | 0 | 0 | 0 | 1450184.6202 | 0 | 0 | 0 | 0 | 0 | 0 | 0 | 0 | 0 | 0 | 0 | 0 | -57166.2739 | 0 | 0 | 0 | 0 | 0 | 0 | 0 | 0 | 84068.4712 | 292250.2184 | 0 | 0 | 0 | 0 | 0 | 0 | 0 | 0 | 0
2016-07-02 01:00 | 0 | 0 | 0 | 0 | 0 | 280598.8673 | 176835.223 | 554807 | 0 | 0 | 0 | 0 | 70858.9504 | 0 | 0 | 0 | 0 | 0 | 0 | 1423670.6609 | 0 | 0 | 0 | 0 | 0 | 0 | 0 | 0 | 0 | 0 | 0 | 0 | -70858.9504 | 0 | 0 | 0 | 0 | 0 | 0 | 0 | 0 | 265736.2591 | 292250.2184 | 0 | 0 | 0 | 0 | 0 | 0 | 0 | 0 | 0
2016-07-02 02:00 | 0 | 0 | 0 | 0 | 0 | 355531.8761 | 38809.4125 | 531328 | 0 | 0 | 0 | 0 | 0 | 0 | 0 | 0 | 0 | 0 | 0 | 1357542.8999 | 0 | 0 | 0 | 0 | 0 | 0 | 0 | 0 | 0 | 0 | 0 | 0 | -70858.9504 | 0 | 0 | 0 | 0 | 0 | 0 | 0 | 0 | 226122.4574 | 292250.2184 | 0 | 0 | 0 | 0 | 0 | 0 | 0 | 0 | 0
2016-07-02 03:00 | 0 | 0 | 0 | 0 | 0 | 390283.0186 | 2.0577 | 499376 | 0 | 0 | 0 | 0 | 57166.2739 | 0 | 0 | 0 | 0 | 0 | 0 | 1191285.7023 | 0 | 0 | 0 | 0 | 0 | 0 | 0 | 0 | 0 | 0 | 0 | 0 | 57166.2739 | 0 | 0 | 0 | 0 | 0 | 0 | 0 | 0 | 125993.0208 | 292250.2184 | 0 | 0 | 0 | 0 | 0 | 0 | 0 | 0 | 0
2016-07-02 04:00 | 0 | 0 | 0 | 0 | 0 | 378441.1233 | 0 | 466635 | 0 | 0 | 0 | 0 | 128025.2243 | 0 | 0 | 0 | 0 | 0 | 0 | 1032232.8751 | 0 | 0 | 0 | 0 | 0 | 0 | 0 | 0 | 0 | 0 | 0 | 0 | 70858.9504 | 0 | 0 | 0 | 0 | 0 | 0 | 0 | 0 | 133197.3912 | 292250.2184 | 0 | 0 | 0 | 0 | 0 | 0 | 0 | 0 | 0
2016-07-02 05:00 | 0 | 0 | 0 | 0 | 0 | 357157.8061 | 0 | 439718 | 0 | 0 | 0 | 0 | 198884.1747 | 0 | 0 | 0 | 0 | 0 | 0 | 878813.7308 | 0 | 0 | 0 | 0 | 0 | 0 | 0 | 0 | 0 | 0 | 0 | 0 | 70858.9504 | 0 | 0 | 0 | 0 | 0 | 0 | 0 | 0 | 138831.074 | 292250.2184 | 0 | 0 | 0 | 0 | 0 | 0 | 0 | 0 | 0
2016-07-02 06:00 | 0 | 0 | 0 | 0 | 0 | 337895.6309 | 0 | 416966 | 0 | 0 | 0 | 0 | 128025.2243 | 0 | 0 | 0 | 0 | 0 | 0 | 870602.3121 | 0 | 0 | 0 | 0 | 0 | 0 | 0 | 0 | 0 | 0 | 0 | 0 | -70858.9504 | 0 | 0 | 0 | 0 | 0 | 0 | 0 | 0 | 284038.7997 | 292250.2184 | 0 | 0 | 0 | 0 | 0 | 0 | 0 | 0 | 0
2016-07-02 07:00 | 0 | 0 | 0 | 0 | 0 | 313596.0391 | 0 | 399240 | 0 | 0 | 0 | 0 | 198884.1747 | 0 | 0 | 0 | 0 | 0 | 0 | 714099.4009 | 0 | 0 | 0 | 0 | 0 | 0 | 0 | 0 | 0 | 0 | 0 | 0 | 70858.9504 | 0 | 0 | 0 | 0 | 0 | 0 | 0 | 0 | 135747.3071 | 292250.2184 | 0 | 0 | 0 | 0 | 0 | 0 | 0 | 0 | 0
2016-07-02 08:00 | 0 | 0 | 0 | 0 | 0 | 24060.8312 | 0 | 387170 | 0 | 0 | 0 | 0 | 128025.2243 | 0 | 0 | 0 | 0 | 0 | 0 | 421849.1825 | 0 | 0 | 0 | 0 | 0 | 0 | 0 | 0 | 0 | 0 | 0 | 0 | -70858.9504 | 0 | 0 | 0 | 0 | 0 | 0 | 0 | 0 | 0 | 292250.2184 | 0 | 0 | 0 | 0 | 0 | 0 | 0 | 0 | 0
2016-07-02 09:00 | 0 | 0 | 0 | 0 | 0 | 273318.915 | 0 | 380581 | 0 | 0 | 0 | 0 | 141717.9008 | 0 | 0 | 0 | 0 | 0 | 0 | 300894.421 | 0 | 0 | 0 | 0 | 0 | 0 | 0 | 0 | 0 | 0 | 0 | 0 | 13692.6765 | 0 | 0 | 0 | 0 | 0 | 0 | 0 | 0 | 171295.4569 | 292250.2184 | 0 | 0 | 0 | 0 | 0 | 0 | 0 | 0 | 0
2016-07-02 10:00 | 0 | 0 | 0 | 0 | 0 | 255229.7041 | 0 | 378094 | 0 | 0 | 0 | 0 | 70858.9504 | 0 | 0 | 0 | 0 | 0 | 0 | 248889.0754 | 0 | 0 | 0 | 0 | 0 | 0 | 0 | 0 | 0 | 0 | 0 | 0 | -70858.9504 | 0 | 0 | 0 | 0 | 0 | 0 | 0 | 0 | 240244.8729 | 292250.2184 | 0 | 0 | 0 | 0 | 0 | 0 | 0 | 0 | 0
2016-07-02 11:00 | 0 | 0 | 0 | 0 | 0 | 222200.3188 | 5.9211 | 383661 | 0 | 0 | 0 | 0 | 0 | 0 | 0 | 0 | 0 | 0 | 0 | 158293.2657 | 0 | 0 | 0 | 0 | 0 | 0 | 0 | 0 | 0 | 0 | 0 | 0 | -70858.9504 | 0 | 0 | 0 | 0 | 0 | 0 | 0 | 0 | 201654.4086 | 292250.2184 | 0 | 0 | 0 | 0 | 0 | 0 | 0 | 0 | 0
2016-07-02 12:00 | 0 | 0 | 0 | 0 | 0 | 139319.1004 | 103003.6339 | 400616 | 0 | 0 | 0 | 0 | 0 | 0 | 0 | 0 | 0 | 0 | 0 | 0 | 0 | 0 | 0 | 0 | 0 | 0 | 0 | 0 | 0 | 0 | 0 | 0 | 0 | 0 | 0 | 0 | 0 | 0 | 0 | 0 | 0 | 133956.9527 | 292250.2184 | 0 | 0 | 0 | 0 | 0 | 0 | 0 | 0 | 0
2016-07-02 13:00 | 0 | 0 | 0 | 0 | 0 | 28030.3993 | 398439.6007 | 426470 | 0 | 0 | 0 | 0 | 0 | 0 | 0 | 0 | 0 | 0 | 0 | 0 | 0 | 0 | 0 | 0 | 0 | 0 | 0 | 0 | 0 | 0 | 0 | 0 | 0 | 0 | 0 | 0 | 0 | 0 | 0 | 0 | 0 | 0 | 0 | 0 | 0 | 0 | 0 | 0 | 0 | 0 | 0 | 0
2016-07-02 14:00 | 0 | 0 | 0 | 0 | 0 | 0 | 616600.6915 | 455527 | 0 | 0 | 0 | 0 | 70858.9504 | 0 | 0 | 0 | 0 | 0 | 0 | 90214.7411 | 0 | 0 | 0 | 0 | 0 | 0 | 0 | 0 | 0 | 0 | 0 | 0 | 70858.9504 | 0 | 0 | 0 | 0 | 0 | 0 | 0 | 0 | 90214.7411 | 0 | 0 | 0 | 0 | 0 | 0 | 0 | 0 | 0 | 0
2016-07-02 15:00 | 0 | 0 | 0 | 0 | 0 | 0 | 730961.7339 | 483095 | 0 | 0 | 0 | 0 | 0 | 0 | 0 | 0 | 0 | 0 | 0 | 408940.4254 | 0 | 0 | 0 | 0 | 0 | 0 | 0 | 0 | 0 | 0 | 0 | 0 | -70858.9504 | 0 | 0 | 0 | 0 | 0 | 0 | 0 | 0 | 318725.6843 | 0 | 0 | 0 | 0 | 0 | 0 | 0 | 0 | 0 | 0
2016-07-02 16:00 | 0 | 0 | 0 | 0 | 0 | 0 | 772291.1785 | 505288 | 0 | 0 | 0 | 0 | 0 | 0 | 0 | 0 | 0 | 0 | 0 | 675943.6039 | 0 | 0 | 0 | 0 | 0 | 0 | 0 | 0 | 0 | 0 | 0 | 0 | 0 | 0 | 0 | 0 | 0 | 0 | 0 | 0 | 0 | 267003.1785 | 0 | 0 | 0 | 0 | 0 | 0 | 0 | 0 | 0 | 0
2016-07-02 17:00 | 0 | 0 | 0 | 0 | 0 | 0 | 778055.9973 | 521550 | 0 | 0 | 0 | 0 | 70858.9504 | 0 | 0 | 0 | 0 | 0 | 0 | 861590.6508 | 0 | 0 | 0 | 0 | 0 | 0 | 0 | 0 | 0 | 0 | 0 | 0 | 70858.9504 | 0 | 0 | 0 | 0 | 0 | 0 | 0 | 0 | 185647.0469 | 0 | 0 | 0 | 0 | 0 | 0 | 0 | 0 | 0 | 0
2016-07-02 18:00 | 0 | 0 | 0 | 0 | 0 | 0 | 765739.7382 | 534147 | 0 | 0 | 0 | 0 | 128025.2243 | 0 | 0 | 0 | 0 | 0 | 0 | 1036017.1151 | 0 | 0 | 0 | 0 | 0 | 0 | 0 | 0 | 0 | 0 | 0 | 0 | 57166.2739 | 0 | 0 | 0 | 0 | 0 | 0 | 0 | 0 | 174426.4643 | 0 | 0 | 0 | 0 | 0 | 0 | 0 | 0 | 0 | 0
2016-07-02 19:00 | 0 | 0 | 0 | 0 | 0 | 0 | 748351.6289 | 543318 | 0 | 0 | 0 | 0 | 198884.1747 | 0 | 0 | 0 | 0 | 0 | 0 | 1170191.7937 | 0 | 0 | 0 | 0 | 0 | 0 | 0 | 0 | 0 | 0 | 0 | 0 | 70858.9504 | 0 | 0 | 0 | 0 | 0 | 0 | 0 | 0 | 134174.6785 | 0 | 0 | 0 | 0 | 0 | 0 | 0 | 0 | 0 | 0
2016-07-02 20:00 | 0 | 0 | 0 | 0 | 0 | 0 | 726550.5342 | 550529 | 0 | 0 | 0 | 0 | 128025.2243 | 0 | 0 | 0 | 0 | 0 | 0 | 1417072.2783 | 0 | 0 | 0 | 0 | 0 | 0 | 0 | 0 | 0 | 0 | 0 | 0 | -70858.9504 | 0 | 0 | 0 | 0 | 0 | 0 | 0 | 0 | 246880.4846 | 0 | 0 | 0 | 0 | 0 | 0 | 0 | 0 | 0 | 0
2016-07-02 21:00 | 0 | 0 | 0 | 0 | 0 | 0 | 690257.6568 | 553668 | 0 | 0 | 0 | 0 | 198884.1747 | 0 | 0 | 0 | 0 | 0 | 0 | 1482802.9847 | 0 | 0 | 0 | 0 | 0 | 0 | 0 | 0 | 0 | 0 | 0 | 0 | 70858.9504 | 0 | 0 | 0 | 0 | 0 | 0 | 0 | 0 | 65730.7064 | 0 | 0 | 0 | 0 | 0 | 0 | 0 | 0 | 0 | 0
2016-07-02 22:00 | 0 | 0 | 0 | 0 | 0 | 0 | 644451.8848 | 551163 | 0 | 0 | 0 | 0 | 198884.1747 | 0 | 0 | 0 | 0 | 0 | 0 | 1576091.8696 | 0 | 0 | 0 | 0 | 0 | 0 | 0 | 0 | 0 | 0 | 0 | 0 | 0 | 0 | 0 | 0 | 0 | 0 | 0 | 0 | 0 | 93288.8848 | 0 | 0 | 0 | 0 | 0 | 0 | 0 | 0 | 0 | 0
2016-07-02 23:00 | 0 | 0 | 0 | 0 | 0 | 0 | 567280.3517 | 541555 | 0 | 0 | 0 | 0 | 198884.1747 | 0 | 0 | 0 | 0 | 0 | 0 | 1601817.2213 | 0 | 0 | 0 | 0 | 0 | 0 | 0 | 0 | 0 | 0 | 0 | 0 | 0 | 0 | 0 | 0 | 0 | 0 | 0 | 0 | 0 | 25725.3517 | 0 | 0 | 0 | 0 | 0 | 0 | 0 | 0 | 0 | 0
2016-07-03 | 0 | 0 | 0 | 0 | 0 | 0 | 451850.8 | 529567 | 0 | 0 | 0 | 0 | 128025.2243 | 0 | 0 | 0 | 0 | 0 | 0 | 1594959.9717 | 0 | 0 | 0 | 0 | 0 | 0 | 0 | 0 | 0 | 0 | 0 | 0 | -70858.9504 | 0 | 0 | 0 | 0 | 0 | 0 | 0 | 0 | 285392.9688 | 292250.2184 | 0 | 0 | 0 | 0 | 0 | 0 | 0 | 0 | 0
2016-07-03 01:00 | 0 | 0 | 0 | 0 | 0 | 0 | 271943.0151 | 519482 | 0 | 0 | 0 | 0 | 57166.2739 | 0 | 0 | 0 | 0 | 0 | 0 | 1418279.9372 | 0 | 0 | 0 | 0 | 0 | 0 | 0 | 0 | 0 | 0 | 0 | 0 | -70858.9504 | 0 | 0 | 0 | 0 | 0 | 0 | 0 | 0 | 115570.1839 | 292250.2184 | 0 | 0 | 0 | 0 | 0 | 0 | 0 | 0 | 0
2016-07-03 02:00 | 0 | 0 | 0 | 0 | 0 | 278818.9804 | 41295.8875 | 501337 | 0 | 0 | 0 | 0 | 128025.2243 | 0 | 0 | 0 | 0 | 0 | 0 | 1166198.8548 | 0 | 0 | 0 | 0 | 0 | 0 | 0 | 0 | 0 | 0 | 0 | 0 | 70858.9504 | 0 | 0 | 0 | 0 | 0 | 0 | 0 | 0 | 40169.1359 | 292250.2184 | 0 | 0 | 0 | 0 | 0 | 0 | 0 | 0 | 0
2016-07-03 03:00 | 0 | 0 | 0 | 0 | 0 | 253649.0418 | 1.6902 | 475042 | 0 | 0 | 0 | 0 | 198884.1747 | 0 | 0 | 0 | 0 | 0 | 0 | 873948.6364 | 0 | 0 | 0 | 0 | 0 | 0 | 0 | 0 | 0 | 0 | 0 | 0 | 70858.9504 | 0 | 0 | 0 | 0 | 0 | 0 | 0 | 0 | 0 | 292250.2184 | 0 | 0 | 0 | 0 | 0 | 0 | 0 | 0 | 0
2016-07-03 04:00 | 0 | 0 | 0 | 0 | 0 | 84532.8312 | 0 | 447642 | 0 | 0 | 0 | 0 | 128025.2243 | 0 | 0 | 0 | 0 | 0 | 0 | 581698.418 | 0 | 0 | 0 | 0 | 0 | 0 | 0 | 0 | 0 | 0 | 0 | 0 | -70858.9504 | 0 | 0 | 0 | 0 | 0 | 0 | 0 | 0 | 0 | 292250.2184 | 0 | 0 | 0 | 0 | 0 | 0 | 0 | 0 | 0
2016-07-03 05:00 | 0 | 0 | 0 | 0 | 0 | 440168.5422 | 0 | 423652 | 0 | 0 | 0 | 0 | 198884.1747 | 0 | 0 | 0 | 0 | 0 | 0 | 527356.0098 | 0 | 0 | 0 | 0 | 0 | 0 | 0 | 0 | 0 | 0 | 0 | 0 | 70858.9504 | 0 | 0 | 0 | 0 | 0 | 0 | 0 | 0 | 237907.8102 | 292250.2184 | 0 | 0 | 0 | 0 | 0 | 0 | 0 | 0 | 0
2016-07-03 06:00 | 0 | 0 | 0 | 0 | 0 | 443039.9723 | 0 | 404833 | 0 | 0 | 0 | 0 | 198884.1747 | 0 | 0 | 0 | 0 | 0 | 0 | 565562.982 | 0 | 0 | 0 | 0 | 0 | 0 | 0 | 0 | 0 | 0 | 0 | 0 | 0 | 0 | 0 | 0 | 0 | 0 | 0 | 0 | 0 | 330457.1907 | 292250.2184 | 0 | 0 | 0 | 0 | 0 | 0 | 0 | 0 | 0
2016-07-03 07:00 | 0 | 0 | 0 | 0 | 0 | 26105.8312 | 0 | 389215 | 0 | 0 | 0 | 0 | 128025.2243 | 0 | 0 | 0 | 0 | 0 | 0 | 273312.7637 | 0 | 0 | 0 | 0 | 0 | 0 | 0 | 0 | 0 | 0 | 0 | 0 | -70858.9504 | 0 | 0 | 0 | 0 | 0 | 0 | 0 | 0 | 0 | 292250.2184 | 0 | 0 | 0 | 0 | 0 | 0 | 0 | 0 | 0
2016-07-03 08:00 | 0 | 0 | 0 | 0 | 0 | 436810.8971 | 0 | 378146 | 0 | 0 | 0 | 0 | 198884.1747 | 0 | 0 | 0 | 0 | 0 | 0 | 261118.7104 | 0 | 0 | 0 | 0 | 0 | 0 | 0 | 0 | 0 | 0 | 0 | 0 | 70858.9504 | 0 | 0 | 0 | 0 | 0 | 0 | 0 | 0 | 280056.1651 | 292250.2184 | 0 | 0 | 0 | 0 | 0 | 0 | 0 | 0 | 0
2016-07-03 09:00 | 0 | 0 | 0 | 0 | 0 | 403472.508 | 0 | 372341 | 0 | 0 | 0 | 0 | 198884.1747 | 0 | 0 | 0 | 0 | 0 | 0 | 292250.2184 | 0 | 0 | 0 | 0 | 0 | 0 | 0 | 0 | 0 | 0 | 0 | 0 | 0 | 0 | 0 | 0 | 0 | 0 | 0 | 0 | 0 | 323381.7264 | 292250.2184 | 0 | 0 | 0 | 0 | 0 | 0 | 0 | 0 | 0
2016-07-03 10:00 | 0 | 0 | 0 | 0 | 0 | 19473.5077 | 0 | 368890 | 0 | 0 | 0 | 0 | 141717.9008 | 0 | 0 | 0 | 0 | 0 | 0 | 0 | 0 | 0 | 0 | 0 | 0 | 0 | 0 | 0 | 0 | 0 | 0 | 0 | -57166.2739 | 0 | 0 | 0 | 0 | 0 | 0 | 0 | 0 | 0 | 292250.2184 | 0 | 0 | 0 | 0 | 0 | 0 | 0 | 0 | 0
2016-07-03 11:00 | 0 | 0 | 0 | 0 | 0 | 300842.9972 | 4.0524 | 371706 | 0 | 0 | 0 | 0 | 70858.9504 | 0 | 0 | 0 | 0 | 0 | 0 | 0 | 0 | 0 | 0 | 0 | 0 | 0 | 0 | 0 | 0 | 0 | 0 | 0 | -70858.9504 | 0 | 0 | 0 | 0 | 0 | 0 | 0 | 0 | 292250.2184 | 292250.2184 | 0 | 0 | 0 | 0 | 0 | 0 | 0 | 0 | 0
2016-07-03 12:00 | 0 | 0 | 0 | 0 | 0 | 176281.2673 | 139470.7823 | 386611 | 0 | 0 | 0 | 0 | 0 | 0 | 0 | 0 | 0 | 0 | 0 | 0 | 0 | 0 | 0 | 0 | 0 | 0 | 0 | 0 | 0 | 0 | 0 | 0 | -70858.9504 | 0 | 0 | 0 | 0 | 0 | 0 | 0 | 0 | 292250.2184 | 292250.2184 | 0 | 0 | 0 | 0 | 0 | 0 | 0 | 0 | 0
2016-07-03 13:00 | 0 | 0 | 0 | 0 | 0 | 133245.8212 | 509593.4165 | 411545 | 0 | 0 | 0 | 0 | 0 | 0 | 0 | 0 | 0 | 0 | 0 | 231294.2377 | 0 | 0 | 0 | 0 | 0 | 0 | 0 | 0 | 0 | 0 | 0 | 0 | 0 | 0 | 0 | 0 | 0 | 0 | 0 | 0 | 0 | 231294.2377 | 0 | 0 | 0 | 0 | 0 | 0 | 0 | 0 | 0 | 0
2016-07-03 14:00 | 0 | 0 | 0 | 0 | 0 | 0 | 705116.4209 | 439309 | 0 | 0 | 0 | 0 | 0 | 0 | 0 | 0 | 0 | 0 | 0 | 497101.6585 | 0 | 0 | 0 | 0 | 0 | 0 | 0 | 0 | 0 | 0 | 0 | 0 | 0 | 0 | 0 | 0 | 0 | 0 | 0 | 0 | 0 | 265807.4209 | 0 | 0 | 0 | 0 | 0 | 0 | 0 | 0 | 0 | 0
2016-07-03 15:00 | 0 | 0 | 0 | 0 | 0 | 0 | 805116.0264 | 464843 | 0 | 0 | 0 | 0 | 23585.8147 | 0 | 0 | 0 | 0 | 0 | 0 | 813788.8703 | 0 | 0 | 0 | 0 | 0 | 0 | 0 | 0 | 0 | 0 | 0 | 0 | 23585.8147 | 0 | 0 | 0 | 0 | 0 | 0 | 0 | 0 | 316687.2118 | 0 | 0 | 0 | 0 | 0 | 0 | 0 | 0 | 0 | 0
2016-07-03 16:00 | 0 | 0 | 0 | 0 | 0 | 0 | 847856.3514 | 488465 | 0 | 0 | 0 | 0 | 51270.126 | 0 | 0 | 0 | 0 | 0 | 0 | 1145495.9103 | 0 | 0 | 0 | 0 | 0 | 0 | 0 | 0 | 0 | 0 | 0 | 0 | 27684.3114 | 0 | 0 | 0 | 0 | 0 | 0 | 0 | 0 | 331707.04 | 0 | 0 | 0 | 0 | 0 | 0 | 0 | 0 | 0 | 0
2016-07-03 17:00 | 0 | 0 | 0 | 0 | 0 | 0 | 856927.5792 | 506543 | 0 | 0 | 0 | 0 | 69947.6652 | 0 | 0 | 0 | 0 | 0 | 0 | 1477202.9503 | 0 | 0 | 0 | 0 | 0 | 0 | 0 | 0 | 0 | 0 | 0 | 0 | 18677.5392 | 0 | 0 | 0 | 0 | 0 | 0 | 0 | 0 | 331707.04 | 0 | 0 | 0 | 0 | 0 | 0 | 0 | 0 | 0 | 0
2016-07-03 18:00 | 0 | 0 | 0 | 0 | 0 | 0 | 847701.5958 | 520834 | 0 | 0 | 0 | 0 | 140806.6156 | 0 | 0 | 0 | 0 | 0 | 0 | 1733211.5957 | 0 | 0 | 0 | 0 | 0 | 0 | 0 | 0 | 0 | 0 | 0 | 0 | 70858.9504 | 0 | 0 | 0 | 0 | 0 | 0 | 0 | 0 | 256008.6454 | 0 | 0 | 0 | 0 | 0 | 0 | 0 | 0 | 0 | 0
2016-07-03 19:00 | 0 | 0 | 0 | 0 | 0 | 0 | 837552.5676 | 531090 | 0 | 0 | 0 | 0 | 115562.1432 | 0 | 0 | 0 | 0 | 0 | 0 | 2064918.6357 | 0 | 0 | 0 | 0 | 0 | 0 | 0 | 0 | 0 | 0 | 0 | 0 | -25244.4724 | 0 | 0 | 0 | 0 | 0 | 0 | 0 | 0 | 331707.04 | 0 | 0 | 0 | 0 | 0 | 0 | 0 | 0 | 0 | 0
2016-07-03 20:00 | 0 | 0 | 0 | 0 | 0 | 0 | 832444.1737 | 538146 | 0 | 0 | 0 | 0 | 186421.0936 | 0 | 0 | 0 | 0 | 0 | 0 | 2288357.8589 | 0 | 0 | 0 | 0 | 0 | 0 | 0 | 0 | 0 | 0 | 0 | 0 | 70858.9504 | 0 | 0 | 0 | 0 | 0 | 0 | 0 | 0 | 223439.2233 | 0 | 0 | 0 | 0 | 0 | 0 | 0 | 0 | 0 | 0
2016-07-03 21:00 | 0 | 0 | 0 | 0 | 0 | 0 | 821819.7788 | 542328 | 0 | 0 | 0 | 0 | 134205.8324 | 0 | 0 | 0 | 0 | 0 | 0 | 2620064.8989 | 0 | 0 | 0 | 0 | 0 | 0 | 0 | 0 | 0 | 0 | 0 | 0 | -52215.2612 | 0 | 0 | 0 | 0 | 0 | 0 | 0 | 0 | 331707.04 | 0 | 0 | 0 | 0 | 0 | 0 | 0 | 0 | 0 | 0
2016-07-03 22:00 | 0 | 0 | 0 | 0 | 0 | 0 | 794238.2458 | 540729 | 0 | 0 | 0 | 0 | 63346.882 | 0 | 0 | 0 | 0 | 0 | 0 | 2944433.0952 | 0 | 0 | 0 | 0 | 0 | 0 | 0 | 0 | 0 | 0 | 0 | 0 | -70858.9504 | 0 | 0 | 0 | 0 | 0 | 0 | 0 | 0 | 324368.1962 | 0 | 0 | 0 | 0 | 0 | 0 | 0 | 0 | 0 | 0
2016-07-03 23:00 | 0 | 0 | 0 | 0 | 0 | 0 | 724775.4105 | 532210 | 0 | 0 | 0 | 0 | 134205.8324 | 0 | 0 | 0 | 0 | 0 | 0 | 3066139.5552 | 0 | 0 | 0 | 0 | 0 | 0 | 0 | 0 | 0 | 0 | 0 | 0 | 70858.9504 | 0 | 0 | 0 | 0 | 0 | 0 | 0 | 0 | 121706.4601 | 0 | 0 | 0 | 0 | 0 | 0 | 0 | 0 | 0 | 0
2016-07-04 | 0 | 0 | 0 | 0 | 0 | 0 | 586174.3422 | 521496 | 0 | 0 | 0 | 0 | 198884.1747 | 0 | 0 | 0 | 0 | 0 | 0 | 3066139.5552 | 0 | 0 | 0 | 0 | 0 | 0 | 0 | 0 | 0 | 0 | 0 | 0 | 64678.3422 | 0 | 0 | 0 | 0 | 0 | 0 | 0 | 0 | 0 | 0 | 0 | 0 | 0 | 0 | 0 | 0 | 0 | 0 | 0
2016-07-04 01:00 | 0 | 0 | 0 | 0 | 0 | 0 | 341465.8141 | 511466 | 0 | 0 | 0 | 0 | 128025.2243 | 0 | 0 | 0 | 0 | 0 | 0 | 2966998.3197 | 0 | 0 | 0 | 0 | 0 | 0 | 0 | 0 | 0 | 0 | 0 | 0 | -70858.9504 | 0 | 0 | 0 | 0 | 0 | 0 | 0 | 0 | 193108.9829 | 292250.2184 | 0 | 0 | 0 | 0 | 0 | 0 | 0 | 0 | 0
2016-07-04 02:00 | 0 | 0 | 0 | 0 | 0 | 418029.9546 | 46703.5 | 495426 | 0 | 0 | 0 | 0 | 198884.1747 | 0 | 0 | 0 | 0 | 0 | 0 | 2865446.824 | 0 | 0 | 0 | 0 | 0 | 0 | 0 | 0 | 0 | 0 | 0 | 0 | 70858.9504 | 0 | 0 | 0 | 0 | 0 | 0 | 0 | 0 | 190698.7226 | 292250.2184 | 0 | 0 | 0 | 0 | 0 | 0 | 0 | 0 | 0
2016-07-04 03:00 | 0 | 0 | 0 | 0 | 0 | 179699.22 | 2.5616 | 471952 | 0 | 0 | 0 | 0 | 198884.1747 | 0 | 0 | 0 | 0 | 0 | 0 | 2573196.6056 | 0 | 0 | 0 | 0 | 0 | 0 | 0 | 0 | 0 | 0 | 0 | 0 | 0 | 0 | 0 | 0 | 0 | 0 | 0 | 0 | 0 | 0 | 292250.2184 | 0 | 0 | 0 | 0 | 0 | 0 | 0 | 0 | 0
2016-07-04 04:00 | 0 | 0 | 0 | 0 | 0 | 81576.8312 | 0 | 444686 | 0 | 0 | 0 | 0 | 128025.2243 | 0 | 0 | 0 | 0 | 0 | 0 | 2280946.3872 | 0 | 0 | 0 | 0 | 0 | 0 | 0 | 0 | 0 | 0 | 0 | 0 | -70858.9504 | 0 | 0 | 0 | 0 | 0 | 0 | 0 | 0 | 0 | 292250.2184 | 0 | 0 | 0 | 0 | 0 | 0 | 0 | 0 | 0
2016-07-04 05:00 | 0 | 0 | 0 | 0 | 0 | 199558.732 | 0 | 420950 | 0 | 0 | 0 | 0 | 198884.1747 | 0 | 0 | 0 | 0 | 0 | 0 | 1988696.1688 | 0 | 0 | 0 | 0 | 0 | 0 | 0 | 0 | 0 | 0 | 0 | 0 | 70858.9504 | 0 | 0 | 0 | 0 | 0 | 0 | 0 | 0 | 0 | 292250.2184 | 0 | 0 | 0 | 0 | 0 | 0 | 0 | 0 | 0
2016-07-04 06:00 | 0 | 0 | 0 | 0 | 0 | 359798.8009 | 0 | 400759 | 0 | 0 | 0 | 0 | 141717.9008 | 0 | 0 | 0 | 0 | 0 | 0 | 2004902.2436 | 0 | 0 | 0 | 0 | 0 | 0 | 0 | 0 | 0 | 0 | 0 | 0 | -57166.2739 | 0 | 0 | 0 | 0 | 0 | 0 | 0 | 0 | 308456.2931 | 292250.2184 | 0 | 0 | 0 | 0 | 0 | 0 | 0 | 0 | 0
2016-07-04 07:00 | 0 | 0 | 0 | 0 | 0 | 22713.8312 | 0 | 385823 | 0 | 0 | 0 | 0 | 70858.9504 | 0 | 0 | 0 | 0 | 0 | 0 | 1712652.0252 | 0 | 0 | 0 | 0 | 0 | 0 | 0 | 0 | 0 | 0 | 0 | 0 | -70858.9504 | 0 | 0 | 0 | 0 | 0 | 0 | 0 | 0 | 0 | 292250.2184 | 0 | 0 | 0 | 0 | 0 | 0 | 0 | 0 | 0
2016-07-04 08:00 | 0 | 0 | 0 | 0 | 0 | 14838.8312 | 0 | 377948 | 0 | 0 | 0 | 0 | 0 | 0 | 0 | 0 | 0 | 0 | 0 | 1420401.8068 | 0 | 0 | 0 | 0 | 0 | 0 | 0 | 0 | 0 | 0 | 0 | 0 | -70858.9504 | 0 | 0 | 0 | 0 | 0 | 0 | 0 | 0 | 0 | 292250.2184 | 0 | 0 | 0 | 0 | 0 | 0 | 0 | 0 | 0
2016-07-04 09:00 | 0 | 0 | 0 | 0 | 0 | 352138.3331 | 0 | 375023 | 0 | 0 | 0 | 0 | 70858.9504 | 0 | 0 | 0 | 0 | 0 | 0 | 1326658.1895 | 0 | 0 | 0 | 0 | 0 | 0 | 0 | 0 | 0 | 0 | 0 | 0 | 70858.9504 | 0 | 0 | 0 | 0 | 0 | 0 | 0 | 0 | 198506.6011 | 292250.2184 | 0 | 0 | 0 | 0 | 0 | 0 | 0 | 0 | 0
2016-07-04 10:00 | 0 | 0 | 0 | 0 | 0 | 10516.8312 | 0 | 373626 | 0 | 0 | 0 | 0 | 0 | 0 | 0 | 0 | 0 | 0 | 0 | 1034407.9711 | 0 | 0 | 0 | 0 | 0 | 0 | 0 | 0 | 0 | 0 | 0 | 0 | -70858.9504 | 0 | 0 | 0 | 0 | 0 | 0 | 0 | 0 | 0 | 292250.2184 | 0 | 0 | 0 | 0 | 0 | 0 | 0 | 0 | 0
2016-07-04 11:00 | 0 | 0 | 0 | 0 | 0 | 317912.8532 | 12.3881 | 376666 | 0 | 0 | 0 | 0 | 0 | 0 | 0 | 0 | 0 | 0 | 0 | 975667.2124 | 0 | 0 | 0 | 0 | 0 | 0 | 0 | 0 | 0 | 0 | 0 | 0 | 0 | 0 | 0 | 0 | 0 | 0 | 0 | 0 | 0 | 233509.4597 | 292250.2184 | 0 | 0 | 0 | 0 | 0 | 0 | 0 | 0 | 0
2016-07-04 12:00 | 0 | 0 | 0 | 0 | 0 | 0 | 180478.0936 | 392312 | 0 | 0 | 0 | 0 | 0 | 0 | 0 | 0 | 0 | 0 | 0 | 763833.306 | 0 | 0 | 0 | 0 | 0 | 0 | 0 | 0 | 0 | 0 | 0 | 0 | 0 | 0 | 0 | 0 | 0 | 0 | 0 | 0 | 0 | 80416.3119 | 292250.2184 | 0 | 0 | 0 | 0 | 0 | 0 | 0 | 0 | 0
2016-07-04 13:00 | 0 | 0 | 0 | 0 | 0 | 0 | 558493.4767 | 418892 | 0 | 0 | 0 | 0 | 0 | 0 | 0 | 0 | 0 | 0 | 0 | 903434.7827 | 0 | 0 | 0 | 0 | 0 | 0 | 0 | 0 | 0 | 0 | 0 | 0 | 0 | 0 | 0 | 0 | 0 | 0 | 0 | 0 | 0 | 139601.4767 | 0 | 0 | 0 | 0 | 0 | 0 | 0 | 0 | 0 | 0
2016-07-04 14:00 | 0 | 0 | 0 | 0 | 0 | 0 | 727619.9569 | 450265 | 0 | 0 | 0 | 0 | 0 | 0 | 0 | 0 | 0 | 0 | 0 | 1180789.7396 | 0 | 0 | 0 | 0 | 0 | 0 | 0 | 0 | 0 | 0 | 0 | 0 | 0 | 0 | 0 | 0 | 0 | 0 | 0 | 0 | 0 | 277354.9569 | 0 | 0 | 0 | 0 | 0 | 0 | 0 | 0 | 0 | 0
2016-07-04 15:00 | 0 | 0 | 0 | 0 | 0 | 0 | 813935.0212 | 479712 | 0 | 0 | 0 | 0 | 70858.9504 | 0 | 0 | 0 | 0 | 0 | 0 | 1444153.8104 | 0 | 0 | 0 | 0 | 0 | 0 | 0 | 0 | 0 | 0 | 0 | 0 | 70858.9504 | 0 | 0 | 0 | 0 | 0 | 0 | 0 | 0 | 263364.0708 | 0 | 0 | 0 | 0 | 0 | 0 | 0 | 0 | 0 | 0
2016-07-04 16:00 | 0 | 0 | 0 | 0 | 0 | 0 | 870240.5607 | 505125 | 0 | 0 | 0 | 0 | 104267.4711 | 0 | 0 | 0 | 0 | 0 | 0 | 1775860.8504 | 0 | 0 | 0 | 0 | 0 | 0 | 0 | 0 | 0 | 0 | 0 | 0 | 33408.5207 | 0 | 0 | 0 | 0 | 0 | 0 | 0 | 0 | 331707.04 | 0 | 0 | 0 | 0 | 0 | 0 | 0 | 0 | 0 | 0
2016-07-04 17:00 | 0 | 0 | 0 | 0 | 0 | 0 | 875667.6561 | 524716 | 0 | 0 | 0 | 0 | 123512.0872 | 0 | 0 | 0 | 0 | 0 | 0 | 2107567.8904 | 0 | 0 | 0 | 0 | 0 | 0 | 0 | 0 | 0 | 0 | 0 | 0 | 19244.6161 | 0 | 0 | 0 | 0 | 0 | 0 | 0 | 0 | 331707.04 | 0 | 0 | 0 | 0 | 0 | 0 | 0 | 0 | 0 | 0
2016-07-04 18:00 | 0 | 0 | 0 | 0 | 0 | 0 | 869442.5306 | 539792 | 0 | 0 | 0 | 0 | 121455.5778 | 0 | 0 | 0 | 0 | 0 | 0 | 2439274.9304 | 0 | 0 | 0 | 0 | 0 | 0 | 0 | 0 | 0 | 0 | 0 | 0 | -2056.5094 | 0 | 0 | 0 | 0 | 0 | 0 | 0 | 0 | 331707.04 | 0 | 0 | 0 | 0 | 0 | 0 | 0 | 0 | 0 | 0
2016-07-04 19:00 | 0 | 0 | 0 | 0 | 0 | 0 | 859487.5209 | 550802 | 0 | 0 | 0 | 0 | 98434.0587 | 0 | 0 | 0 | 0 | 0 | 0 | 2770981.9704 | 0 | 0 | 0 | 0 | 0 | 0 | 0 | 0 | 0 | 0 | 0 | 0 | -23021.5191 | 0 | 0 | 0 | 0 | 0 | 0 | 0 | 0 | 331707.04 | 0 | 0 | 0 | 0 | 0 | 0 | 0 | 0 | 0 | 0
2016-07-04 20:00 | 0 | 0 | 0 | 0 | 0 | 0 | 855773.2078 | 559591 | 0 | 0 | 0 | 0 | 77081.2998 | 0 | 0 | 0 | 0 | 0 | 0 | 3088516.9371 | 0 | 0 | 0 | 0 | 0 | 0 | 0 | 0 | 0 | 0 | 0 | 0 | -21352.7589 | 0 | 0 | 0 | 0 | 0 | 0 | 0 | 0 | 317534.9667 | 0 | 0 | 0 | 0 | 0 | 0 | 0 | 0 | 0 | 0
2016-07-04 21:00 | 0 | 0 | 0 | 0 | 0 | 0 | 844195.916 | 564260 | 0 | 0 | 0 | 0 | 147940.2502 | 0 | 0 | 0 | 0 | 0 | 0 | 3297593.9027 | 0 | 0 | 0 | 0 | 0 | 0 | 0 | 0 | 0 | 0 | 0 | 0 | 70858.9504 | 0 | 0 | 0 | 0 | 0 | 0 | 0 | 0 | 209076.9656 | 0 | 0 | 0 | 0 | 0 | 0 | 0 | 0 | 0 | 0
2016-07-04 22:00 | 0 | 0 | 0 | 0 | 0 | 0 | 811570.2507 | 562347 | 0 | 0 | 0 | 0 | 77081.2998 | 0 | 0 | 0 | 0 | 0 | 0 | 3617676.1038 | 0 | 0 | 0 | 0 | 0 | 0 | 0 | 0 | 0 | 0 | 0 | 0 | -70858.9504 | 0 | 0 | 0 | 0 | 0 | 0 | 0 | 0 | 320082.2011 | 0 | 0 | 0 | 0 | 0 | 0 | 0 | 0 | 0 | 0
2016-07-04 23:00 | 0 | 0 | 0 | 0 | 0 | 0 | 739773.8764 | 553619 | 0 | 0 | 0 | 0 | 147940.2502 | 0 | 0 | 0 | 0 | 0 | 0 | 3732972.0298 | 0 | 0 | 0 | 0 | 0 | 0 | 0 | 0 | 0 | 0 | 0 | 0 | 70858.9504 | 0 | 0 | 0 | 0 | 0 | 0 | 0 | 0 | 115295.926 | 0 | 0 | 0 | 0 | 0 | 0 | 0 | 0 | 0 | 0
2016-07-05 | 0 | 0 | 0 | 0 | 0 | 0 | 592772.9245 | 541829 | 0 | 0 | 0 | 0 | 198884.1747 | 0 | 0 | 0 | 0 | 0 | 0 | 3732972.0298 | 0 | 0 | 0 | 0 | 0 | 0 | 0 | 0 | 0 | 0 | 0 | 0 | 50943.9245 | 0 | 0 | 0 | 0 | 0 | 0 | 0 | 0 | 0 | 0 | 0 | 0 | 0 | 0 | 0 | 0 | 0 | 0 | 0
2016-07-05 01:00 | 0 | 0 | 0 | 0 | 0 | 0 | 340936.3903 | 528918 | 0 | 0 | 0 | 0 | 128025.2243 | 0 | 0 | 0 | 0 | 0 | 0 | 3615849.3705 | 0 | 0 | 0 | 0 | 0 | 0 | 0 | 0 | 0 | 0 | 0 | 0 | -70858.9504 | 0 | 0 | 0 | 0 | 0 | 0 | 0 | 0 | 175127.5591 | 292250.2184 | 0 | 0 | 0 | 0 | 0 | 0 | 0 | 0 | 0
2016-07-05 02:00 | 0 | 0 | 0 | 0 | 0 | 428566.9072 | 42973.0793 | 512243 | 0 | 0 | 0 | 0 | 198884.1747 | 0 | 0 | 0 | 0 | 0 | 0 | 3504287.4065 | 0 | 0 | 0 | 0 | 0 | 0 | 0 | 0 | 0 | 0 | 0 | 0 | 70858.9504 | 0 | 0 | 0 | 0 | 0 | 0 | 0 | 0 | 180688.2544 | 292250.2184 | 0 | 0 | 0 | 0 | 0 | 0 | 0 | 0 | 0
2016-07-05 03:00 | 0 | 0 | 0 | 0 | 0 | 457610.3594 | 1.5118 | 489014 | 0 | 0 | 0 | 0 | 128025.2243 | 0 | 0 | 0 | 0 | 0 | 0 | 3543744.2281 | 0 | 0 | 0 | 0 | 0 | 0 | 0 | 0 | 0 | 0 | 0 | 0 | -70858.9504 | 0 | 0 | 0 | 0 | 0 | 0 | 0 | 0 | 331707.04 | 292250.2184 | 0 | 0 | 0 | 0 | 0 | 0 | 0 | 0 | 0
2016-07-05 04:00 | 0 | 0 | 0 | 0 | 0 | 242033.732 | 0 | 463425 | 0 | 0 | 0 | 0 | 198884.1747 | 0 | 0 | 0 | 0 | 0 | 0 | 3251494.0097 | 0 | 0 | 0 | 0 | 0 | 0 | 0 | 0 | 0 | 0 | 0 | 0 | 70858.9504 | 0 | 0 | 0 | 0 | 0 | 0 | 0 | 0 | 0 | 292250.2184 | 0 | 0 | 0 | 0 | 0 | 0 | 0 | 0 | 0
2016-07-05 05:00 | 0 | 0 | 0 | 0 | 0 | 146766.7816 | 0 | 439017 | 0 | 0 | 0 | 0 | 198884.1747 | 0 | 0 | 0 | 0 | 0 | 0 | 2959243.7914 | 0 | 0 | 0 | 0 | 0 | 0 | 0 | 0 | 0 | 0 | 0 | 0 | 0 | 0 | 0 | 0 | 0 | 0 | 0 | 0 | 0 | 0 | 292250.2184 | 0 | 0 | 0 | 0 | 0 | 0 | 0 | 0 | 0
2016-07-05 06:00 | 0 | 0 | 0 | 0 | 0 | 389225.8712 | 0 | 420628 | 0 | 0 | 0 | 0 | 128025.2243 | 0 | 0 | 0 | 0 | 0 | 0 | 2998700.613 | 0 | 0 | 0 | 0 | 0 | 0 | 0 | 0 | 0 | 0 | 0 | 0 | -70858.9504 | 0 | 0 | 0 | 0 | 0 | 0 | 0 | 0 | 331707.04 | 292250.2184 | 0 | 0 | 0 | 0 | 0 | 0 | 0 | 0 | 0
2016-07-05 07:00 | 0 | 0 | 0 | 0 | 0 | 185812.732 | 0 | 407204 | 0 | 0 | 0 | 0 | 198884.1747 | 0 | 0 | 0 | 0 | 0 | 0 | 2706450.3946 | 0 | 0 | 0 | 0 | 0 | 0 | 0 | 0 | 0 | 0 | 0 | 0 | 70858.9504 | 0 | 0 | 0 | 0 | 0 | 0 | 0 | 0 | 0 | 292250.2184 | 0 | 0 | 0 | 0 | 0 | 0 | 0 | 0 | 0
2016-07-05 08:00 | 0 | 0 | 0 | 0 | 0 | 108622.7816 | 0 | 400873 | 0 | 0 | 0 | 0 | 198884.1747 | 0 | 0 | 0 | 0 | 0 | 0 | 2414200.1762 | 0 | 0 | 0 | 0 | 0 | 0 | 0 | 0 | 0 | 0 | 0 | 0 | 0 | 0 | 0 | 0 | 0 | 0 | 0 | 0 | 0 | 0 | 292250.2184 | 0 | 0 | 0 | 0 | 0 | 0 | 0 | 0 | 0
2016-07-05 09:00 | 0 | 0 | 0 | 0 | 0 | 41618.8312 | 0 | 404728 | 0 | 0 | 0 | 0 | 128025.2243 | 0 | 0 | 0 | 0 | 0 | 0 | 2121949.9578 | 0 | 0 | 0 | 0 | 0 | 0 | 0 | 0 | 0 | 0 | 0 | 0 | -70858.9504 | 0 | 0 | 0 | 0 | 0 | 0 | 0 | 0 | 0 | 292250.2184 | 0 | 0 | 0 | 0 | 0 | 0 | 0 | 0 | 0
2016-07-05 10:00 | 0 | 0 | 0 | 0 | 0 | 55485.8312 | 0 | 418595 | 0 | 0 | 0 | 0 | 57166.2739 | 0 | 0 | 0 | 0 | 0 | 0 | 1829699.7394 | 0 | 0 | 0 | 0 | 0 | 0 | 0 | 0 | 0 | 0 | 0 | 0 | -70858.9504 | 0 | 0 | 0 | 0 | 0 | 0 | 0 | 0 | 0 | 292250.2184 | 0 | 0 | 0 | 0 | 0 | 0 | 0 | 0 | 0
2016-07-05 11:00 | 0 | 0 | 0 | 0 | 0 | 392441.0368 | 5.3647 | 438717 | 0 | 0 | 0 | 0 | 128025.2243 | 0 | 0 | 0 | 0 | 0 | 0 | 1712570.1905 | 0 | 0 | 0 | 0 | 0 | 0 | 0 | 0 | 0 | 0 | 0 | 0 | 70858.9504 | 0 | 0 | 0 | 0 | 0 | 0 | 0 | 0 | 175120.6695 | 292250.2184 | 0 | 0 | 0 | 0 | 0 | 0 | 0 | 0 | 0
2016-07-05 12:00 | 0 | 0 | 0 | 0 | 0 | 232353.5357 | 160183.9247 | 466482 | 0 | 0 | 0 | 0 | 198884.1747 | 0 | 0 | 0 | 0 | 0 | 0 | 1567766.7005 | 0 | 0 | 0 | 0 | 0 | 0 | 0 | 0 | 0 | 0 | 0 | 0 | 70858.9504 | 0 | 0 | 0 | 0 | 0 | 0 | 0 | 0 | 147446.7284 | 292250.2184 | 0 | 0 | 0 | 0 | 0 | 0 | 0 | 0 | 0
2016-07-05 13:00 | 0 | 0 | 0 | 0 | 0 | 0 | 537762.3055 | 498721 | 0 | 0 | 0 | 0 | 128025.2243 | 0 | 0 | 0 | 0 | 0 | 0 | 1677666.9564 | 0 | 0 | 0 | 0 | 0 | 0 | 0 | 0 | 0 | 0 | 0 | 0 | -70858.9504 | 0 | 0 | 0 | 0 | 0 | 0 | 0 | 0 | 109900.2559 | 0 | 0 | 0 | 0 | 0 | 0 | 0 | 0 | 0 | 0
2016-07-05 14:00 | 0 | 0 | 0 | 0 | 0 | 222483.0357 | 711816.2768 | 532131 | 0 | 0 | 0 | 0 | 198884.1747 | 0 | 0 | 0 | 0 | 0 | 0 | 2008976.3185 | 0 | 0 | 0 | 0 | 0 | 0 | 0 | 0 | 0 | 0 | 0 | 0 | 70858.9504 | 0 | 0 | 0 | 0 | 0 | 0 | 0 | 0 | 331309.3621 | 0 | 0 | 0 | 0 | 0 | 0 | 0 | 0 | 0 | 0
2016-07-05 15:00 | 0 | 0 | 0 | 0 | 0 | 0 | 809246.2296 | 562591 | 0 | 0 | 0 | 0 | 198884.1747 | 0 | 0 | 0 | 0 | 0 | 0 | 2255631.5481 | 0 | 0 | 0 | 0 | 0 | 0 | 0 | 0 | 0 | 0 | 0 | 0 | 0 | 0 | 0 | 0 | 0 | 0 | 0 | 0 | 0 | 246655.2296 | 0 | 0 | 0 | 0 | 0 | 0 | 0 | 0 | 0 | 0
2016-07-05 16:00 | 0 | 0 | 0 | 0 | 0 | 56291.9806 | 864032.0594 | 588617 | 0 | 0 | 0 | 0 | 198884.1747 | 0 | 0 | 0 | 0 | 0 | 0 | 2587338.5881 | 0 | 0 | 0 | 0 | 0 | 0 | 0 | 0 | 0 | 0 | 0 | 0 | 0 | 0 | 0 | 0 | 0 | 0 | 0 | 0 | 0 | 331707.04 | 0 | 0 | 0 | 0 | 0 | 0 | 0 | 0 | 0 | 0
2016-07-05 17:00 | 0 | 0 | 0 | 0 | 0 | 0 | 872242.5429 | 611568 | 0 | 0 | 0 | 0 | 128025.2243 | 0 | 0 | 0 | 0 | 0 | 0 | 2918872.0815 | 0 | 0 | 0 | 0 | 0 | 0 | 0 | 0 | 0 | 0 | 0 | 0 | -70858.9504 | 0 | 0 | 0 | 0 | 0 | 0 | 0 | 0 | 331533.4933 | 0 | 0 | 0 | 0 | 0 | 0 | 0 | 0 | 0 | 0
2016-07-05 18:00 | 0 | 0 | 0 | 0 | 0 | 0 | 866554.8988 | 630490 | 0 | 0 | 0 | 0 | 88478.8793 | 0 | 0 | 0 | 0 | 0 | 0 | 3194483.3252 | 0 | 0 | 0 | 0 | 0 | 0 | 0 | 0 | 0 | 0 | 0 | 0 | -39546.345 | 0 | 0 | 0 | 0 | 0 | 0 | 0 | 0 | 275611.2438 | 0 | 0 | 0 | 0 | 0 | 0 | 0 | 0 | 0 | 0
2016-07-05 19:00 | 0 | 0 | 0 | 0 | 0 | 0 | 859980.5468 | 645161 | 0 | 0 | 0 | 0 | 159337.8297 | 0 | 0 | 0 | 0 | 0 | 0 | 3338443.9217 | 0 | 0 | 0 | 0 | 0 | 0 | 0 | 0 | 0 | 0 | 0 | 0 | 70858.9504 | 0 | 0 | 0 | 0 | 0 | 0 | 0 | 0 | 143960.5964 | 0 | 0 | 0 | 0 | 0 | 0 | 0 | 0 | 0 | 0
2016-07-05 20:00 | 0 | 0 | 0 | 0 | 0 | 0 | 858550.045 | 655847 | 0 | 0 | 0 | 0 | 88478.8793 | 0 | 0 | 0 | 0 | 0 | 0 | 3612005.917 | 0 | 0 | 0 | 0 | 0 | 0 | 0 | 0 | 0 | 0 | 0 | 0 | -70858.9504 | 0 | 0 | 0 | 0 | 0 | 0 | 0 | 0 | 273561.9954 | 0 | 0 | 0 | 0 | 0 | 0 | 0 | 0 | 0 | 0
2016-07-05 21:00 | 0 | 0 | 0 | 0 | 0 | 0 | 851434.259 | 660906 | 0 | 0 | 0 | 0 | 17619.9289 | 0 | 0 | 0 | 0 | 0 | 0 | 3873393.1264 | 0 | 0 | 0 | 0 | 0 | 0 | 0 | 0 | 0 | 0 | 0 | 0 | -70858.9504 | 0 | 0 | 0 | 0 | 0 | 0 | 0 | 0 | 261387.2094 | 0 | 0 | 0 | 0 | 0 | 0 | 0 | 0 | 0 | 0
2016-07-05 22:00 | 0 | 0 | 0 | 0 | 0 | 0 | 823008.7109 | 659394 | 0 | 0 | 0 | 0 | 88478.8793 | 0 | 0 | 0 | 0 | 0 | 0 | 3966148.8869 | 0 | 0 | 0 | 0 | 0 | 0 | 0 | 0 | 0 | 0 | 0 | 0 | 70858.9504 | 0 | 0 | 0 | 0 | 0 | 0 | 0 | 0 | 92755.7605 | 0 | 0 | 0 | 0 | 0 | 0 | 0 | 0 | 0 | 0
2016-07-05 23:00 | 0 | 0 | 0 | 0 | 0 | 0 | 742751.8573 | 648330 | 0 | 0 | 0 | 0 | 159337.8297 | 0 | 0 | 0 | 0 | 0 | 0 | 3989711.7937 | 0 | 0 | 0 | 0 | 0 | 0 | 0 | 0 | 0 | 0 | 0 | 0 | 70858.9504 | 0 | 0 | 0 | 0 | 0 | 0 | 0 | 0 | 23562.9069 | 0 | 0 | 0 | 0 | 0 | 0 | 0 | 0 | 0 | 0
2016-07-06 | 0 | 0 | 0 | 0 | 0 | 0 | 600528.3946 | 631841 | 0 | 0 | 0 | 0 | 128025.2243 | 0 | 0 | 0 | 0 | 0 | 0 | 3989711.7937 | 0 | 0 | 0 | 0 | 0 | 0 | 0 | 0 | 0 | 0 | 0 | 0 | -31312.6054 | 0 | 0 | 0 | 0 | 0 | 0 | 0 | 0 | 0 | 0 | 0 | 0 | 0 | 0 | 0 | 0 | 0 | 0 | 0
2016-07-06 01:00 | 0 | 0 | 0 | 0 | 0 | 0 | 349704.9456 | 615342 | 0 | 0 | 0 | 0 | 57166.2739 | 0 | 0 | 0 | 0 | 0 | 0 | 3794933.6897 | 0 | 0 | 0 | 0 | 0 | 0 | 0 | 0 | 0 | 0 | 0 | 0 | -70858.9504 | 0 | 0 | 0 | 0 | 0 | 0 | 0 | 0 | 97472.1144 | 292250.2184 | 0 | 0 | 0 | 0 | 0 | 0 | 0 | 0 | 0
2016-07-06 02:00 | 0 | 0 | 0 | 0 | 0 | 472127.012 | 40445.776 | 588636 | 0 | 0 | 0 | 0 | 128025.2243 | 0 | 0 | 0 | 0 | 0 | 0 | 3648011.5273 | 0 | 0 | 0 | 0 | 0 | 0 | 0 | 0 | 0 | 0 | 0 | 0 | 70858.9504 | 0 | 0 | 0 | 0 | 0 | 0 | 0 | 0 | 145328.056 | 292250.2184 | 0 | 0 | 0 | 0 | 0 | 0 | 0 | 0 | 0
2016-07-06 03:00 | 0 | 0 | 0 | 0 | 0 | 329482.0628 | 1.6692 | 550875 | 0 | 0 | 0 | 0 | 198884.1747 | 0 | 0 | 0 | 0 | 0 | 0 | 3355761.3089 | 0 | 0 | 0 | 0 | 0 | 0 | 0 | 0 | 0 | 0 | 0 | 0 | 70858.9504 | 0 | 0 | 0 | 0 | 0 | 0 | 0 | 0 | 0 | 292250.2184 | 0 | 0 | 0 | 0 | 0 | 0 | 0 | 0 | 0
2016-07-06 04:00 | 0 | 0 | 0 | 0 | 0 | 481892.8712 | 0 | 513295 | 0 | 0 | 0 | 0 | 128025.2243 | 0 | 0 | 0 | 0 | 0 | 0 | 3395218.1306 | 0 | 0 | 0 | 0 | 0 | 0 | 0 | 0 | 0 | 0 | 0 | 0 | -70858.9504 | 0 | 0 | 0 | 0 | 0 | 0 | 0 | 0 | 331707.04 | 292250.2184 | 0 | 0 | 0 | 0 | 0 | 0 | 0 | 0 | 0
2016-07-06 05:00 | 0 | 0 | 0 | 0 | 0 | 119670.8312 | 0 | 482780 | 0 | 0 | 0 | 0 | 57166.2739 | 0 | 0 | 0 | 0 | 0 | 0 | 3102967.9122 | 0 | 0 | 0 | 0 | 0 | 0 | 0 | 0 | 0 | 0 | 0 | 0 | -70858.9504 | 0 | 0 | 0 | 0 | 0 | 0 | 0 | 0 | 0 | 292250.2184 | 0 | 0 | 0 | 0 | 0 | 0 | 0 | 0 | 0
2016-07-06 06:00 | 0 | 0 | 0 | 0 | 0 | 433655.3549 | 0 | 456911 | 0 | 0 | 0 | 0 | 128025.2243 | 0 | 0 | 0 | 0 | 0 | 0 | 3008853.3167 | 0 | 0 | 0 | 0 | 0 | 0 | 0 | 0 | 0 | 0 | 0 | 0 | 70858.9504 | 0 | 0 | 0 | 0 | 0 | 0 | 0 | 0 | 198135.6229 | 292250.2184 | 0 | 0 | 0 | 0 | 0 | 0 | 0 | 0 | 0
2016-07-06 07:00 | 0 | 0 | 0 | 0 | 0 | 424778.388 | 0 | 438013 | 0 | 0 | 0 | 0 | 198884.1747 | 0 | 0 | 0 | 0 | 0 | 0 | 2924759.7543 | 0 | 0 | 0 | 0 | 0 | 0 | 0 | 0 | 0 | 0 | 0 | 0 | 70858.9504 | 0 | 0 | 0 | 0 | 0 | 0 | 0 | 0 | 208156.656 | 292250.2184 | 0 | 0 | 0 | 0 | 0 | 0 | 0 | 0 | 0
2016-07-06 08:00 | 0 | 0 | 0 | 0 | 0 | 65827.8312 | 0 | 428937 | 0 | 0 | 0 | 0 | 128025.2243 | 0 | 0 | 0 | 0 | 0 | 0 | 2632509.5359 | 0 | 0 | 0 | 0 | 0 | 0 | 0 | 0 | 0 | 0 | 0 | 0 | -70858.9504 | 0 | 0 | 0 | 0 | 0 | 0 | 0 | 0 | 0 | 292250.2184 | 0 | 0 | 0 | 0 | 0 | 0 | 0 | 0 | 0
2016-07-06 09:00 | 0 | 0 | 0 | 0 | 0 | 209316.732 | 0 | 430708 | 0 | 0 | 0 | 0 | 198884.1747 | 0 | 0 | 0 | 0 | 0 | 0 | 2340259.3175 | 0 | 0 | 0 | 0 | 0 | 0 | 0 | 0 | 0 | 0 | 0 | 0 | 70858.9504 | 0 | 0 | 0 | 0 | 0 | 0 | 0 | 0 | 0 | 292250.2184 | 0 | 0 | 0 | 0 | 0 | 0 | 0 | 0 | 0
2016-07-06 10:00 | 0 | 0 | 0 | 0 | 0 | 82046.8312 | 0 | 445156 | 0 | 0 | 0 | 0 | 128025.2243 | 0 | 0 | 0 | 0 | 0 | 0 | 2048009.0991 | 0 | 0 | 0 | 0 | 0 | 0 | 0 | 0 | 0 | 0 | 0 | 0 | -70858.9504 | 0 | 0 | 0 | 0 | 0 | 0 | 0 | 0 | 0 | 292250.2184 | 0 | 0 | 0 | 0 | 0 | 0 | 0 | 0 | 0
2016-07-06 11:00 | 0 | 0 | 0 | 0 | 0 | 329983.5872 | 9.816 | 463770 | 0 | 0 | 0 | 0 | 109301.8604 | 0 | 0 | 0 | 0 | 0 | 0 | 1932955.8662 | 0 | 0 | 0 | 0 | 0 | 0 | 0 | 0 | 0 | 0 | 0 | 0 | -18723.3638 | 0 | 0 | 0 | 0 | 0 | 0 | 0 | 0 | 177196.9854 | 292250.2184 | 0 | 0 | 0 | 0 | 0 | 0 | 0 | 0 | 0
2016-07-06 12:00 | 0 | 0 | 0 | 0 | 0 | 0 | 158451.8716 | 489145 | 0 | 0 | 0 | 0 | 70858.9504 | 0 | 0 | 0 | 0 | 0 | 0 | 1640705.6478 | 0 | 0 | 0 | 0 | 0 | 0 | 0 | 0 | 0 | 0 | 0 | 0 | -38442.91 | 0 | 0 | 0 | 0 | 0 | 0 | 0 | 0 | 0 | 292250.2184 | 0 | 0 | 0 | 0 | 0 | 0 | 0 | 0 | 0
2016-07-06 13:00 | 0 | 0 | 0 | 0 | 0 | 0 | 543815.5148 | 520664 | 0 | 0 | 0 | 0 | 0 | 0 | 0 | 0 | 0 | 0 | 0 | 1734716.113 | 0 | 0 | 0 | 0 | 0 | 0 | 0 | 0 | 0 | 0 | 0 | 0 | -70858.9504 | 0 | 0 | 0 | 0 | 0 | 0 | 0 | 0 | 94010.4652 | 0 | 0 | 0 | 0 | 0 | 0 | 0 | 0 | 0 | 0
2016-07-06 14:00 | 0 | 0 | 0 | 0 | 0 | 0 | 702769.3947 | 555412 | 0 | 0 | 0 | 0 | 70858.9504 | 0 | 0 | 0 | 0 | 0 | 0 | 1811214.5573 | 0 | 0 | 0 | 0 | 0 | 0 | 0 | 0 | 0 | 0 | 0 | 0 | 70858.9504 | 0 | 0 | 0 | 0 | 0 | 0 | 0 | 0 | 76498.4443 | 0 | 0 | 0 | 0 | 0 | 0 | 0 | 0 | 0 | 0
2016-07-06 15:00 | 0 | 0 | 0 | 0 | 0 | 0 | 812528.5176 | 588346 | 0 | 0 | 0 | 0 | 141717.9008 | 0 | 0 | 0 | 0 | 0 | 0 | 1964538.1245 | 0 | 0 | 0 | 0 | 0 | 0 | 0 | 0 | 0 | 0 | 0 | 0 | 70858.9504 | 0 | 0 | 0 | 0 | 0 | 0 | 0 | 0 | 153323.5672 | 0 | 0 | 0 | 0 | 0 | 0 | 0 | 0 | 0 | 0
2016-07-06 16:00 | 0 | 0 | 0 | 0 | 0 | 0 | 858361.0479 | 615929 | 0 | 0 | 0 | 0 | 198884.1747 | 0 | 0 | 0 | 0 | 0 | 0 | 2149803.8985 | 0 | 0 | 0 | 0 | 0 | 0 | 0 | 0 | 0 | 0 | 0 | 0 | 57166.2739 | 0 | 0 | 0 | 0 | 0 | 0 | 0 | 0 | 185265.774 | 0 | 0 | 0 | 0 | 0 | 0 | 0 | 0 | 0 | 0
2016-07-06 17:00 | 0 | 0 | 0 | 0 | 0 | 0 | 872191.0631 | 637138 | 0 | 0 | 0 | 0 | 128025.2243 | 0 | 0 | 0 | 0 | 0 | 0 | 2455715.9119 | 0 | 0 | 0 | 0 | 0 | 0 | 0 | 0 | 0 | 0 | 0 | 0 | -70858.9504 | 0 | 0 | 0 | 0 | 0 | 0 | 0 | 0 | 305912.0135 | 0 | 0 | 0 | 0 | 0 | 0 | 0 | 0 | 0 | 0
2016-07-06 18:00 | 0 | 0 | 0 | 0 | 0 | 0 | 866324.22 | 653810 | 0 | 0 | 0 | 0 | 198884.1747 | 0 | 0 | 0 | 0 | 0 | 0 | 2597371.1815 | 0 | 0 | 0 | 0 | 0 | 0 | 0 | 0 | 0 | 0 | 0 | 0 | 70858.9504 | 0 | 0 | 0 | 0 | 0 | 0 | 0 | 0 | 141655.2696 | 0 | 0 | 0 | 0 | 0 | 0 | 0 | 0 | 0 | 0
2016-07-06 19:00 | 0 | 0 | 0 | 0 | 0 | 0 | 857709.8712 | 665008 | 0 | 0 | 0 | 0 | 128025.2243 | 0 | 0 | 0 | 0 | 0 | 0 | 2860932.0031 | 0 | 0 | 0 | 0 | 0 | 0 | 0 | 0 | 0 | 0 | 0 | 0 | -70858.9504 | 0 | 0 | 0 | 0 | 0 | 0 | 0 | 0 | 263560.8216 | 0 | 0 | 0 | 0 | 0 | 0 | 0 | 0 | 0 | 0
2016-07-06 20:00 | 0 | 0 | 0 | 0 | 0 | 0 | 853739.2517 | 672372 | 0 | 0 | 0 | 0 | 128025.2243 | 0 | 0 | 0 | 0 | 0 | 0 | 3042299.2548 | 0 | 0 | 0 | 0 | 0 | 0 | 0 | 0 | 0 | 0 | 0 | 0 | 0 | 0 | 0 | 0 | 0 | 0 | 0 | 0 | 0 | 181367.2517 | 0 | 0 | 0 | 0 | 0 | 0 | 0 | 0 | 0 | 0
2016-07-06 21:00 | 0 | 0 | 0 | 0 | 0 | 0 | 844494.5917 | 676348 | 0 | 0 | 0 | 0 | 198884.1747 | 0 | 0 | 0 | 0 | 0 | 0 | 3139586.8962 | 0 | 0 | 0 | 0 | 0 | 0 | 0 | 0 | 0 | 0 | 0 | 0 | 70858.9504 | 0 | 0 | 0 | 0 | 0 | 0 | 0 | 0 | 97287.6413 | 0 | 0 | 0 | 0 | 0 | 0 | 0 | 0 | 0 | 0
2016-07-06 22:00 | 0 | 0 | 0 | 0 | 0 | 0 | 816458.7088 | 672541 | 0 | 0 | 0 | 0 | 128025.2243 | 0 | 0 | 0 | 0 | 0 | 0 | 3354363.5554 | 0 | 0 | 0 | 0 | 0 | 0 | 0 | 0 | 0 | 0 | 0 | 0 | -70858.9504 | 0 | 0 | 0 | 0 | 0 | 0 | 0 | 0 | 214776.6592 | 0 | 0 | 0 | 0 | 0 | 0 | 0 | 0 | 0 | 0
2016-07-06 23:00 | 0 | 0 | 0 | 0 | 0 | 0 | 736651.6972 | 659367 | 0 | 0 | 0 | 0 | 184932.1561 | 0 | 0 | 0 | 0 | 0 | 0 | 3374741.3207 | 0 | 0 | 0 | 0 | 0 | 0 | 0 | 0 | 0 | 0 | 0 | 0 | 56906.9319 | 0 | 0 | 0 | 0 | 0 | 0 | 0 | 0 | 20377.7653 | 0 | 0 | 0 | 0 | 0 | 0 | 0 | 0 | 0 | 0
2016-07-07 | 0 | 0 | 0 | 0 | 0 | 366165.0056 | 588205.2044 | 641094 | 0 | 0 | 0 | 0 | 166501.3262 | 0 | 0 | 0 | 0 | 0 | 0 | 3706448.3607 | 0 | 0 | 0 | 0 | 0 | 0 | 0 | 0 | 0 | 0 | 0 | 0 | -18430.8299 | 0 | 0 | 0 | 0 | 0 | 0 | 0 | 0 | 331707.04 | 0 | 0 | 0 | 0 | 0 | 0 | 0 | 0 | 0 | 0
2016-07-07 01:00 | 0 | 0 | 0 | 0 | 0 | 0 | 327187.0541 | 623195 | 0 | 0 | 0 | 0 | 95642.3758 | 0 | 0 | 0 | 0 | 0 | 0 | 3481299.3652 | 0 | 0 | 0 | 0 | 0 | 0 | 0 | 0 | 0 | 0 | 0 | 0 | -70858.9504 | 0 | 0 | 0 | 0 | 0 | 0 | 0 | 0 | 67101.2228 | 292250.2184 | 0 | 0 | 0 | 0 | 0 | 0 | 0 | 0 | 0
2016-07-07 02:00 | 0 | 0 | 0 | 0 | 0 | 623153.2513 | 43709.4188 | 595023 | 0 | 0 | 0 | 0 | 128025.2243 | 0 | 0 | 0 | 0 | 0 | 0 | 3520756.1868 | 0 | 0 | 0 | 0 | 0 | 0 | 0 | 0 | 0 | 0 | 0 | 0 | 32382.8485 | 0 | 0 | 0 | 0 | 0 | 0 | 0 | 0 | 331707.04 | 292250.2184 | 0 | 0 | 0 | 0 | 0 | 0 | 0 | 0 | 0
2016-07-07 03:00 | 0 | 0 | 0 | 0 | 0 | 334856.5457 | 1.1863 | 556249 | 0 | 0 | 0 | 0 | 198884.1747 | 0 | 0 | 0 | 0 | 0 | 0 | 3228505.9684 | 0 | 0 | 0 | 0 | 0 | 0 | 0 | 0 | 0 | 0 | 0 | 0 | 70858.9504 | 0 | 0 | 0 | 0 | 0 | 0 | 0 | 0 | 0 | 292250.2184 | 0 | 0 | 0 | 0 | 0 | 0 | 0 | 0 | 0
2016-07-07 04:00 | 0 | 0 | 0 | 0 | 0 | 558707.8216 | 0 | 519251 | 0 | 0 | 0 | 0 | 198884.1747 | 0 | 0 | 0 | 0 | 0 | 0 | 3267962.79 | 0 | 0 | 0 | 0 | 0 | 0 | 0 | 0 | 0 | 0 | 0 | 0 | 0 | 0 | 0 | 0 | 0 | 0 | 0 | 0 | 0 | 331707.04 | 292250.2184 | 0 | 0 | 0 | 0 | 0 | 0 | 0 | 0 | 0
2016-07-07 05:00 | 0 | 0 | 0 | 0 | 0 | 123908.8312 | 0 | 487018 | 0 | 0 | 0 | 0 | 128025.2243 | 0 | 0 | 0 | 0 | 0 | 0 | 2975712.5716 | 0 | 0 | 0 | 0 | 0 | 0 | 0 | 0 | 0 | 0 | 0 | 0 | -70858.9504 | 0 | 0 | 0 | 0 | 0 | 0 | 0 | 0 | 0 | 292250.2184 | 0 | 0 | 0 | 0 | 0 | 0 | 0 | 0 | 0
2016-07-07 06:00 | 0 | 0 | 0 | 0 | 0 | 239137.732 | 0 | 460529 | 0 | 0 | 0 | 0 | 198884.1747 | 0 | 0 | 0 | 0 | 0 | 0 | 2683462.3532 | 0 | 0 | 0 | 0 | 0 | 0 | 0 | 0 | 0 | 0 | 0 | 0 | 70858.9504 | 0 | 0 | 0 | 0 | 0 | 0 | 0 | 0 | 0 | 292250.2184 | 0 | 0 | 0 | 0 | 0 | 0 | 0 | 0 | 0
2016-07-07 07:00 | 0 | 0 | 0 | 0 | 0 | 78509.8312 | 0 | 441619 | 0 | 0 | 0 | 0 | 128025.2243 | 0 | 0 | 0 | 0 | 0 | 0 | 2391212.1348 | 0 | 0 | 0 | 0 | 0 | 0 | 0 | 0 | 0 | 0 | 0 | 0 | -70858.9504 | 0 | 0 | 0 | 0 | 0 | 0 | 0 | 0 | 0 | 292250.2184 | 0 | 0 | 0 | 0 | 0 | 0 | 0 | 0 | 0
2016-07-07 08:00 | 0 | 0 | 0 | 0 | 0 | 210878.732 | 0 | 432270 | 0 | 0 | 0 | 0 | 198884.1747 | 0 | 0 | 0 | 0 | 0 | 0 | 2098961.9165 | 0 | 0 | 0 | 0 | 0 | 0 | 0 | 0 | 0 | 0 | 0 | 0 | 70858.9504 | 0 | 0 | 0 | 0 | 0 | 0 | 0 | 0 | 0 | 292250.2184 | 0 | 0 | 0 | 0 | 0 | 0 | 0 | 0 | 0
2016-07-07 09:00 | 0 | 0 | 0 | 0 | 0 | 416968.5477 | 0 | 434678 | 0 | 0 | 0 | 0 | 141717.9008 | 0 | 0 | 0 | 0 | 0 | 0 | 2138418.7381 | 0 | 0 | 0 | 0 | 0 | 0 | 0 | 0 | 0 | 0 | 0 | 0 | -57166.2739 | 0 | 0 | 0 | 0 | 0 | 0 | 0 | 0 | 331707.04 | 292250.2184 | 0 | 0 | 0 | 0 | 0 | 0 | 0 | 0 | 0
2016-07-07 10:00 | 0 | 0 | 0 | 0 | 0 | 84222.8312 | 0 | 447332 | 0 | 0 | 0 | 0 | 70858.9504 | 0 | 0 | 0 | 0 | 0 | 0 | 1846168.5197 | 0 | 0 | 0 | 0 | 0 | 0 | 0 | 0 | 0 | 0 | 0 | 0 | -70858.9504 | 0 | 0 | 0 | 0 | 0 | 0 | 0 | 0 | 0 | 292250.2184 | 0 | 0 | 0 | 0 | 0 | 0 | 0 | 0 | 0
2016-07-07 11:00 | 0 | 0 | 0 | 0 | 0 | 413900.7848 | 11.9682 | 467197 | 0 | 0 | 0 | 0 | 0 | 0 | 0 | 0 | 0 | 0 | 0 | 1863743.223 | 0 | 0 | 0 | 0 | 0 | 0 | 0 | 0 | 0 | 0 | 0 | 0 | -70858.9504 | 0 | 0 | 0 | 0 | 0 | 0 | 0 | 0 | 309824.9217 | 292250.2184 | 0 | 0 | 0 | 0 | 0 | 0 | 0 | 0 | 0
2016-07-07 12:00 | 0 | 0 | 0 | 0 | 0 | 313921.5173 | 137285.1236 | 491641 | 0 | 0 | 0 | 0 | 70858.9504 | 0 | 0 | 0 | 0 | 0 | 0 | 1752449.9135 | 0 | 0 | 0 | 0 | 0 | 0 | 0 | 0 | 0 | 0 | 0 | 0 | 70858.9504 | 0 | 0 | 0 | 0 | 0 | 0 | 0 | 0 | 180956.9089 | 292250.2184 | 0 | 0 | 0 | 0 | 0 | 0 | 0 | 0 | 0
2016-07-07 13:00 | 0 | 0 | 0 | 0 | 0 | 0 | 523279.8086 | 521731 | 0 | 0 | 0 | 0 | 72407.759 | 0 | 0 | 0 | 0 | 0 | 0 | 1752449.9135 | 0 | 0 | 0 | 0 | 0 | 0 | 0 | 0 | 0 | 0 | 0 | 0 | 1548.8086 | 0 | 0 | 0 | 0 | 0 | 0 | 0 | 0 | 0 | 0 | 0 | 0 | 0 | 0 | 0 | 0 | 0 | 0 | 0
2016-07-07 14:00 | 0 | 0 | 0 | 0 | 0 | 0 | 693922.638 | 555164 | 0 | 0 | 0 | 0 | 143266.7094 | 0 | 0 | 0 | 0 | 0 | 0 | 1820349.6011 | 0 | 0 | 0 | 0 | 0 | 0 | 0 | 0 | 0 | 0 | 0 | 0 | 70858.9504 | 0 | 0 | 0 | 0 | 0 | 0 | 0 | 0 | 67899.6876 | 0 | 0 | 0 | 0 | 0 | 0 | 0 | 0 | 0 | 0
2016-07-07 15:00 | 0 | 0 | 0 | 0 | 0 | 0 | 801793.9633 | 587617 | 0 | 0 | 0 | 0 | 198884.1747 | 0 | 0 | 0 | 0 | 0 | 0 | 1978909.0991 | 0 | 0 | 0 | 0 | 0 | 0 | 0 | 0 | 0 | 0 | 0 | 0 | 55617.4652 | 0 | 0 | 0 | 0 | 0 | 0 | 0 | 0 | 158559.498 | 0 | 0 | 0 | 0 | 0 | 0 | 0 | 0 | 0 | 0
2016-07-07 16:00 | 0 | 0 | 0 | 0 | 0 | 0 | 854333.3361 | 614204 | 0 | 0 | 0 | 0 | 198884.1747 | 0 | 0 | 0 | 0 | 0 | 0 | 2219038.4353 | 0 | 0 | 0 | 0 | 0 | 0 | 0 | 0 | 0 | 0 | 0 | 0 | 0 | 0 | 0 | 0 | 0 | 0 | 0 | 0 | 0 | 240129.3361 | 0 | 0 | 0 | 0 | 0 | 0 | 0 | 0 | 0 | 0
2016-07-07 17:00 | 0 | 0 | 0 | 0 | 0 | 0 | 867981.6842 | 635168 | 0 | 0 | 0 | 0 | 128025.2243 | 0 | 0 | 0 | 0 | 0 | 0 | 2522711.0699 | 0 | 0 | 0 | 0 | 0 | 0 | 0 | 0 | 0 | 0 | 0 | 0 | -70858.9504 | 0 | 0 | 0 | 0 | 0 | 0 | 0 | 0 | 303672.6346 | 0 | 0 | 0 | 0 | 0 | 0 | 0 | 0 | 0 | 0
2016-07-07 18:00 | 0 | 0 | 0 | 0 | 0 | 0 | 860011.8582 | 654364 | 0 | 0 | 0 | 0 | 198884.1747 | 0 | 0 | 0 | 0 | 0 | 0 | 2657499.9777 | 0 | 0 | 0 | 0 | 0 | 0 | 0 | 0 | 0 | 0 | 0 | 0 | 70858.9504 | 0 | 0 | 0 | 0 | 0 | 0 | 0 | 0 | 134788.9078 | 0 | 0 | 0 | 0 | 0 | 0 | 0 | 0 | 0 | 0
2016-07-07 19:00 | 0 | 0 | 0 | 0 | 0 | 0 | 848577.842 | 664473 | 0 | 0 | 0 | 0 | 128025.2243 | 0 | 0 | 0 | 0 | 0 | 0 | 2912463.7701 | 0 | 0 | 0 | 0 | 0 | 0 | 0 | 0 | 0 | 0 | 0 | 0 | -70858.9504 | 0 | 0 | 0 | 0 | 0 | 0 | 0 | 0 | 254963.7924 | 0 | 0 | 0 | 0 | 0 | 0 | 0 | 0 | 0 | 0
2016-07-07 20:00 | 0 | 0 | 0 | 0 | 0 | 0 | 842156.2813 | 671071 | 0 | 0 | 0 | 0 | 57166.2739 | 0 | 0 | 0 | 0 | 0 | 0 | 3154408.0019 | 0 | 0 | 0 | 0 | 0 | 0 | 0 | 0 | 0 | 0 | 0 | 0 | -70858.9504 | 0 | 0 | 0 | 0 | 0 | 0 | 0 | 0 | 241944.2317 | 0 | 0 | 0 | 0 | 0 | 0 | 0 | 0 | 0 | 0
2016-07-07 21:00 | 0 | 0 | 0 | 0 | 0 | 0 | 828370.1431 | 673729 | 0 | 0 | 0 | 0 | 0 | 0 | 0 | 0 | 0 | 0 | 0 | 3366215.4188 | 0 | 0 | 0 | 0 | 0 | 0 | 0 | 0 | 0 | 0 | 0 | 0 | -57166.2739 | 0 | 0 | 0 | 0 | 0 | 0 | 0 | 0 | 211807.4169 | 0 | 0 | 0 | 0 | 0 | 0 | 0 | 0 | 0 | 0
2016-07-07 22:00 | 0 | 0 | 0 | 0 | 0 | 0 | 794768.3395 | 668069 | 0 | 0 | 0 | 0 | 0 | 0 | 0 | 0 | 0 | 0 | 0 | 3492914.7583 | 0 | 0 | 0 | 0 | 0 | 0 | 0 | 0 | 0 | 0 | 0 | 0 | 0 | 0 | 0 | 0 | 0 | 0 | 0 | 0 | 0 | 126699.3395 | 0 | 0 | 0 | 0 | 0 | 0 | 0 | 0 | 0 | 0
2016-07-07 23:00 | 0 | 0 | 0 | 0 | 0 | 0 | 704068.7078 | 654646 | 0 | 0 | 0 | 0 | 49422.7078 | 0 | 0 | 0 | 0 | 0 | 0 | 3492914.7583 | 0 | 0 | 0 | 0 | 0 | 0 | 0 | 0 | 0 | 0 | 0 | 0 | 49422.7078 | 0 | 0 | 0 | 0 | 0 | 0 | 0 | 0 | 0 | 0 | 0 | 0 | 0 | 0 | 0 | 0 | 0 | 0 | 0
2016-07-08 | 0 | 0 | 0 | 0 | 0 | 0 | 576449.1147 | 638410 | 0 | 0 | 0 | 0 | 70858.9504 | 0 | 0 | 0 | 0 | 0 | 0 | 3409517.6304 | 0 | 0 | 0 | 0 | 0 | 0 | 0 | 0 | 0 | 0 | 0 | 0 | 21436.2426 | 0 | 0 | 0 | 0 | 0 | 0 | 0 | 0 | 208853.0905 | 292250.2184 | 0 | 0 | 0 | 0 | 0 | 0 | 0 | 0 | 0
2016-07-08 01:00 | 0 | 0 | 0 | 0 | 0 | 0 | 327040.3329 | 621532 | 0 | 0 | 0 | 0 | 0 | 0 | 0 | 0 | 0 | 0 | 0 | 3185884.9137 | 0 | 0 | 0 | 0 | 0 | 0 | 0 | 0 | 0 | 0 | 0 | 0 | -70858.9504 | 0 | 0 | 0 | 0 | 0 | 0 | 0 | 0 | 68617.5017 | 292250.2184 | 0 | 0 | 0 | 0 | 0 | 0 | 0 | 0 | 0
2016-07-08 02:00 | 0 | 0 | 0 | 0 | 0 | 259407.5483 | 41947.2333 | 593605 | 0 | 0 | 0 | 0 | 0 | 0 | 0 | 0 | 0 | 0 | 0 | 2893634.6953 | 0 | 0 | 0 | 0 | 0 | 0 | 0 | 0 | 0 | 0 | 0 | 0 | 0 | 0 | 0 | 0 | 0 | 0 | 0 | 0 | 0 | 0 | 292250.2184 | 0 | 0 | 0 | 0 | 0 | 0 | 0 | 0 | 0
2016-07-08 03:00 | 0 | 0 | 0 | 0 | 0 | 334465.8806 | 0.85142 | 555858 | 0 | 0 | 0 | 0 | 70858.9504 | 0 | 0 | 0 | 0 | 0 | 0 | 2601384.4769 | 0 | 0 | 0 | 0 | 0 | 0 | 0 | 0 | 0 | 0 | 0 | 0 | 70858.9504 | 0 | 0 | 0 | 0 | 0 | 0 | 0 | 0 | 0 | 292250.2184 | 0 | 0 | 0 | 0 | 0 | 0 | 0 | 0 | 0
2016-07-08 04:00 | 0 | 0 | 0 | 0 | 0 | 212661.1051 | 0 | 518604 | 0 | 0 | 0 | 0 | 57166.2739 | 0 | 0 | 0 | 0 | 0 | 0 | 2309134.2585 | 0 | 0 | 0 | 0 | 0 | 0 | 0 | 0 | 0 | 0 | 0 | 0 | -13692.6765 | 0 | 0 | 0 | 0 | 0 | 0 | 0 | 0 | 0 | 292250.2184 | 0 | 0 | 0 | 0 | 0 | 0 | 0 | 0 | 0
2016-07-08 05:00 | 0 | 0 | 0 | 0 | 0 | 434209.2959 | 0 | 488114 | 0 | 0 | 0 | 0 | 128025.2243 | 0 | 0 | 0 | 0 | 0 | 0 | 2184370.604 | 0 | 0 | 0 | 0 | 0 | 0 | 0 | 0 | 0 | 0 | 0 | 0 | 70858.9504 | 0 | 0 | 0 | 0 | 0 | 0 | 0 | 0 | 167486.5639 | 292250.2184 | 0 | 0 | 0 | 0 | 0 | 0 | 0 | 0 | 0
2016-07-08 06:00 | 0 | 0 | 0 | 0 | 0 | 403942.5165 | 0 | 461874 | 0 | 0 | 0 | 0 | 198884.1747 | 0 | 0 | 0 | 0 | 0 | 0 | 2055580.1702 | 0 | 0 | 0 | 0 | 0 | 0 | 0 | 0 | 0 | 0 | 0 | 0 | 70858.9504 | 0 | 0 | 0 | 0 | 0 | 0 | 0 | 0 | 163459.7845 | 292250.2184 | 0 | 0 | 0 | 0 | 0 | 0 | 0 | 0 | 0
2016-07-08 07:00 | 0 | 0 | 0 | 0 | 0 | 79632.8312 | 0 | 442742 | 0 | 0 | 0 | 0 | 128025.2243 | 0 | 0 | 0 | 0 | 0 | 0 | 1763329.9518 | 0 | 0 | 0 | 0 | 0 | 0 | 0 | 0 | 0 | 0 | 0 | 0 | -70858.9504 | 0 | 0 | 0 | 0 | 0 | 0 | 0 | 0 | 0 | 292250.2184 | 0 | 0 | 0 | 0 | 0 | 0 | 0 | 0 | 0
2016-07-08 08:00 | 0 | 0 | 0 | 0 | 0 | 211386.732 | 0 | 432778 | 0 | 0 | 0 | 0 | 198884.1747 | 0 | 0 | 0 | 0 | 0 | 0 | 1471079.7334 | 0 | 0 | 0 | 0 | 0 | 0 | 0 | 0 | 0 | 0 | 0 | 0 | 70858.9504 | 0 | 0 | 0 | 0 | 0 | 0 | 0 | 0 | 0 | 292250.2184 | 0 | 0 | 0 | 0 | 0 | 0 | 0 | 0 | 0
2016-07-08 09:00 | 0 | 0 | 0 | 0 | 0 | 351043.4335 | 0 | 434603 | 0 | 0 | 0 | 0 | 141717.9008 | 0 | 0 | 0 | 0 | 0 | 0 | 1444686.4408 | 0 | 0 | 0 | 0 | 0 | 0 | 0 | 0 | 0 | 0 | 0 | 0 | -57166.2739 | 0 | 0 | 0 | 0 | 0 | 0 | 0 | 0 | 265856.9258 | 292250.2184 | 0 | 0 | 0 | 0 | 0 | 0 | 0 | 0 | 0
2016-07-08 10:00 | 0 | 0 | 0 | 0 | 0 | 83631.8312 | 0 | 446741 | 0 | 0 | 0 | 0 | 70858.9504 | 0 | 0 | 0 | 0 | 0 | 0 | 1152436.2224 | 0 | 0 | 0 | 0 | 0 | 0 | 0 | 0 | 0 | 0 | 0 | 0 | -70858.9504 | 0 | 0 | 0 | 0 | 0 | 0 | 0 | 0 | 0 | 292250.2184 | 0 | 0 | 0 | 0 | 0 | 0 | 0 | 0 | 0
2016-07-08 11:00 | 0 | 0 | 0 | 0 | 0 | 101831.821 | 0.010173 | 464941 | 0 | 0 | 0 | 0 | 0 | 0 | 0 | 0 | 0 | 0 | 0 | 860186.004 | 0 | 0 | 0 | 0 | 0 | 0 | 0 | 0 | 0 | 0 | 0 | 0 | -70858.9504 | 0 | 0 | 0 | 0 | 0 | 0 | 0 | 0 | 0 | 292250.2184 | 0 | 0 | 0 | 0 | 0 | 0 | 0 | 0 | 0
2016-07-08 12:00 | 0 | 0 | 0 | 0 | 0 | 179713.0122 | 101442.801 | 491037 | 0 | 0 | 0 | 0 | 0 | 0 | 0 | 0 | 0 | 0 | 0 | 650304.8172 | 0 | 0 | 0 | 0 | 0 | 0 | 0 | 0 | 0 | 0 | 0 | 0 | 0 | 0 | 0 | 0 | 0 | 0 | 0 | 0 | 0 | 82369.0316 | 292250.2184 | 0 | 0 | 0 | 0 | 0 | 0 | 0 | 0 | 0
2016-07-08 13:00 | 0 | 0 | 0 | 0 | 0 | 170487.1536 | 458732.5361 | 523699 | 0 | 0 | 0 | 0 | 70858.9504 | 0 | 0 | 0 | 0 | 0 | 0 | 684966.5565 | 0 | 0 | 0 | 0 | 0 | 0 | 0 | 0 | 0 | 0 | 0 | 0 | 70858.9504 | 0 | 0 | 0 | 0 | 0 | 0 | 0 | 0 | 326911.9577 | 292250.2184 | 0 | 0 | 0 | 0 | 0 | 0 | 0 | 0 | 0
2016-07-08 14:00 | 0 | 0 | 0 | 0 | 0 | 0 | 651274.3146 | 557938 | 0 | 0 | 0 | 0 | 128025.2243 | 0 | 0 | 0 | 0 | 0 | 0 | 721136.5972 | 0 | 0 | 0 | 0 | 0 | 0 | 0 | 0 | 0 | 0 | 0 | 0 | 57166.2739 | 0 | 0 | 0 | 0 | 0 | 0 | 0 | 0 | 36170.0407 | 0 | 0 | 0 | 0 | 0 | 0 | 0 | 0 | 0 | 0
2016-07-08 15:00 | 0 | 0 | 0 | 0 | 0 | 0 | 763077.0268 | 591140 | 0 | 0 | 0 | 0 | 198884.1747 | 0 | 0 | 0 | 0 | 0 | 0 | 822214.6736 | 0 | 0 | 0 | 0 | 0 | 0 | 0 | 0 | 0 | 0 | 0 | 0 | 70858.9504 | 0 | 0 | 0 | 0 | 0 | 0 | 0 | 0 | 101078.0764 | 0 | 0 | 0 | 0 | 0 | 0 | 0 | 0 | 0 | 0
2016-07-08 16:00 | 0 | 0 | 0 | 0 | 0 | 0 | 825217.6224 | 616688 | 0 | 0 | 0 | 0 | 159706.3729 | 0 | 0 | 0 | 0 | 0 | 0 | 1069922.0978 | 0 | 0 | 0 | 0 | 0 | 0 | 0 | 0 | 0 | 0 | 0 | 0 | -39177.8017 | 0 | 0 | 0 | 0 | 0 | 0 | 0 | 0 | 247707.4242 | 0 | 0 | 0 | 0 | 0 | 0 | 0 | 0 | 0 | 0
2016-07-08 17:00 | 0 | 0 | 0 | 0 | 0 | 0 | 839323.9613 | 637306 | 0 | 0 | 0 | 0 | 88847.4225 | 0 | 0 | 0 | 0 | 0 | 0 | 1342799.0095 | 0 | 0 | 0 | 0 | 0 | 0 | 0 | 0 | 0 | 0 | 0 | 0 | -70858.9504 | 0 | 0 | 0 | 0 | 0 | 0 | 0 | 0 | 272876.9117 | 0 | 0 | 0 | 0 | 0 | 0 | 0 | 0 | 0 | 0
2016-07-08 18:00 | 0 | 0 | 0 | 0 | 0 | 0 | 835723.5284 | 652156 | 0 | 0 | 0 | 0 | 159706.3729 | 0 | 0 | 0 | 0 | 0 | 0 | 1455507.5874 | 0 | 0 | 0 | 0 | 0 | 0 | 0 | 0 | 0 | 0 | 0 | 0 | 70858.9504 | 0 | 0 | 0 | 0 | 0 | 0 | 0 | 0 | 112708.578 | 0 | 0 | 0 | 0 | 0 | 0 | 0 | 0 | 0 | 0
2016-07-08 19:00 | 0 | 0 | 0 | 0 | 0 | 0 | 825933.4975 | 661112 | 0 | 0 | 0 | 0 | 88847.4225 | 0 | 0 | 0 | 0 | 0 | 0 | 1691188.0353 | 0 | 0 | 0 | 0 | 0 | 0 | 0 | 0 | 0 | 0 | 0 | 0 | -70858.9504 | 0 | 0 | 0 | 0 | 0 | 0 | 0 | 0 | 235680.4479 | 0 | 0 | 0 | 0 | 0 | 0 | 0 | 0 | 0 | 0
2016-07-08 20:00 | 0 | 0 | 0 | 0 | 0 | 0 | 818402.803 | 666277 | 0 | 0 | 0 | 0 | 17988.4721 | 0 | 0 | 0 | 0 | 0 | 0 | 1914172.7887 | 0 | 0 | 0 | 0 | 0 | 0 | 0 | 0 | 0 | 0 | 0 | 0 | -70858.9504 | 0 | 0 | 0 | 0 | 0 | 0 | 0 | 0 | 222984.7534 | 0 | 0 | 0 | 0 | 0 | 0 | 0 | 0 | 0 | 0
2016-07-08 21:00 | 0 | 0 | 0 | 0 | 0 | 0 | 799940.1856 | 666264 | 0 | 0 | 0 | 0 | 88847.4225 | 0 | 0 | 0 | 0 | 0 | 0 | 1976990.0239 | 0 | 0 | 0 | 0 | 0 | 0 | 0 | 0 | 0 | 0 | 0 | 0 | 70858.9504 | 0 | 0 | 0 | 0 | 0 | 0 | 0 | 0 | 62817.2352 | 0 | 0 | 0 | 0 | 0 | 0 | 0 | 0 | 0 | 0
2016-07-08 22:00 | 0 | 0 | 0 | 0 | 0 | 0 | 769029.2543 | 657650 | 0 | 0 | 0 | 0 | 159706.3729 | 0 | 0 | 0 | 0 | 0 | 0 | 2017510.3277 | 0 | 0 | 0 | 0 | 0 | 0 | 0 | 0 | 0 | 0 | 0 | 0 | 70858.9504 | 0 | 0 | 0 | 0 | 0 | 0 | 0 | 0 | 40520.3039 | 0 | 0 | 0 | 0 | 0 | 0 | 0 | 0 | 0 | 0
2016-07-08 23:00 | 0 | 0 | 0 | 0 | 0 | 0 | 680792.8017 | 641615 | 0 | 0 | 0 | 0 | 198884.1747 | 0 | 0 | 0 | 0 | 0 | 0 | 2017510.3277 | 0 | 0 | 0 | 0 | 0 | 0 | 0 | 0 | 0 | 0 | 0 | 0 | 39177.8017 | 0 | 0 | 0 | 0 | 0 | 0 | 0 | 0 | 0 | 0 | 0 | 0 | 0 | 0 | 0 | 0 | 0 | 0 | 0
2016-07-09 | 0 | 0 | 0 | 0 | 0 | 0 | 567736.8612 | 621080 | 0 | 0 | 0 | 0 | 128025.2243 | 0 | 0 | 0 | 0 | 0 | 0 | 2035026.1393 | 0 | 0 | 0 | 0 | 0 | 0 | 0 | 0 | 0 | 0 | 0 | 0 | -70858.9504 | 0 | 0 | 0 | 0 | 0 | 0 | 0 | 0 | 309766.03 | 292250.2184 | 0 | 0 | 0 | 0 | 0 | 0 | 0 | 0 | 0
2016-07-09 01:00 | 0 | 0 | 0 | 0 | 0 | 0 | 325286.334 | 600655 | 0 | 0 | 0 | 0 | 57166.2739 | 0 | 0 | 0 | 0 | 0 | 0 | 1830516.4237 | 0 | 0 | 0 | 0 | 0 | 0 | 0 | 0 | 0 | 0 | 0 | 0 | -70858.9504 | 0 | 0 | 0 | 0 | 0 | 0 | 0 | 0 | 87740.5028 | 292250.2184 | 0 | 0 | 0 | 0 | 0 | 0 | 0 | 0 | 0
2016-07-09 02:00 | 0 | 0 | 0 | 0 | 0 | 473413.5746 | 42098.2199 | 573074 | 0 | 0 | 0 | 0 | 128025.2243 | 0 | 0 | 0 | 0 | 0 | 0 | 1702095.2678 | 0 | 0 | 0 | 0 | 0 | 0 | 0 | 0 | 0 | 0 | 0 | 0 | 70858.9504 | 0 | 0 | 0 | 0 | 0 | 0 | 0 | 0 | 163829.0625 | 292250.2184 | 0 | 0 | 0 | 0 | 0 | 0 | 0 | 0 | 0
2016-07-09 03:00 | 0 | 0 | 0 | 0 | 0 | 173916.5814 | 0.24986 | 537026 | 0 | 0 | 0 | 0 | 57166.2739 | 0 | 0 | 0 | 0 | 0 | 0 | 1409845.0494 | 0 | 0 | 0 | 0 | 0 | 0 | 0 | 0 | 0 | 0 | 0 | 0 | -70858.9504 | 0 | 0 | 0 | 0 | 0 | 0 | 0 | 0 | 0 | 292250.2184 | 0 | 0 | 0 | 0 | 0 | 0 | 0 | 0 | 0
2016-07-09 04:00 | 0 | 0 | 0 | 0 | 0 | 281666.732 | 0 | 503058 | 0 | 0 | 0 | 0 | 128025.2243 | 0 | 0 | 0 | 0 | 0 | 0 | 1117594.831 | 0 | 0 | 0 | 0 | 0 | 0 | 0 | 0 | 0 | 0 | 0 | 0 | 70858.9504 | 0 | 0 | 0 | 0 | 0 | 0 | 0 | 0 | 0 | 292250.2184 | 0 | 0 | 0 | 0 | 0 | 0 | 0 | 0 | 0
2016-07-09 05:00 | 0 | 0 | 0 | 0 | 0 | 250841.732 | 0 | 472233 | 0 | 0 | 0 | 0 | 198884.1747 | 0 | 0 | 0 | 0 | 0 | 0 | 825344.6127 | 0 | 0 | 0 | 0 | 0 | 0 | 0 | 0 | 0 | 0 | 0 | 0 | 70858.9504 | 0 | 0 | 0 | 0 | 0 | 0 | 0 | 0 | 0 | 292250.2184 | 0 | 0 | 0 | 0 | 0 | 0 | 0 | 0 | 0
2016-07-09 06:00 | 0 | 0 | 0 | 0 | 0 | 415581.8712 | 0 | 446984 | 0 | 0 | 0 | 0 | 128025.2243 | 0 | 0 | 0 | 0 | 0 | 0 | 864801.4343 | 0 | 0 | 0 | 0 | 0 | 0 | 0 | 0 | 0 | 0 | 0 | 0 | -70858.9504 | 0 | 0 | 0 | 0 | 0 | 0 | 0 | 0 | 331707.04 | 292250.2184 | 0 | 0 | 0 | 0 | 0 | 0 | 0 | 0 | 0
2016-07-09 07:00 | 0 | 0 | 0 | 0 | 0 | 135560.7816 | 0 | 427811 | 0 | 0 | 0 | 0 | 128025.2243 | 0 | 0 | 0 | 0 | 0 | 0 | 572551.2159 | 0 | 0 | 0 | 0 | 0 | 0 | 0 | 0 | 0 | 0 | 0 | 0 | 0 | 0 | 0 | 0 | 0 | 0 | 0 | 0 | 0 | 0 | 292250.2184 | 0 | 0 | 0 | 0 | 0 | 0 | 0 | 0 | 0
2016-07-09 08:00 | 0 | 0 | 0 | 0 | 0 | 383772.2006 | 0 | 415102 | 0 | 0 | 0 | 0 | 198884.1747 | 0 | 0 | 0 | 0 | 0 | 0 | 470362.4661 | 0 | 0 | 0 | 0 | 0 | 0 | 0 | 0 | 0 | 0 | 0 | 0 | 70858.9504 | 0 | 0 | 0 | 0 | 0 | 0 | 0 | 0 | 190061.4686 | 292250.2184 | 0 | 0 | 0 | 0 | 0 | 0 | 0 | 0 | 0
2016-07-09 09:00 | 0 | 0 | 0 | 0 | 0 | 355746.5645 | 0 | 408303 | 0 | 0 | 0 | 0 | 198884.1747 | 0 | 0 | 0 | 0 | 0 | 0 | 417806.0306 | 0 | 0 | 0 | 0 | 0 | 0 | 0 | 0 | 0 | 0 | 0 | 0 | 0 | 0 | 0 | 0 | 0 | 0 | 0 | 0 | 0 | 239693.7829 | 292250.2184 | 0 | 0 | 0 | 0 | 0 | 0 | 0 | 0 | 0
2016-07-09 10:00 | 0 | 0 | 0 | 0 | 0 | 56395.5077 | 0 | 405812 | 0 | 0 | 0 | 0 | 141717.9008 | 0 | 0 | 0 | 0 | 0 | 0 | 125555.8122 | 0 | 0 | 0 | 0 | 0 | 0 | 0 | 0 | 0 | 0 | 0 | 0 | -57166.2739 | 0 | 0 | 0 | 0 | 0 | 0 | 0 | 0 | 0 | 292250.2184 | 0 | 0 | 0 | 0 | 0 | 0 | 0 | 0 | 0
2016-07-09 11:00 | 0 | 0 | 0 | 0 | 0 | 287062.8648 | 7.7373 | 412095 | 0 | 0 | 0 | 0 | 70858.9504 | 0 | 0 | 0 | 0 | 0 | 0 | 71390.3647 | 0 | 0 | 0 | 0 | 0 | 0 | 0 | 0 | 0 | 0 | 0 | 0 | -70858.9504 | 0 | 0 | 0 | 0 | 0 | 0 | 0 | 0 | 238084.7709 | 292250.2184 | 0 | 0 | 0 | 0 | 0 | 0 | 0 | 0 | 0
2016-07-09 12:00 | 0 | 0 | 0 | 0 | 0 | 161882.2712 | 127397.4137 | 431529 | 0 | 0 | 0 | 0 | 0 | 0 | 0 | 0 | 0 | 0 | 0 | 0 | 0 | 0 | 0 | 0 | 0 | 0 | 0 | 0 | 0 | 0 | 0 | 0 | -70858.9504 | 0 | 0 | 0 | 0 | 0 | 0 | 0 | 0 | 220859.8537 | 292250.2184 | 0 | 0 | 0 | 0 | 0 | 0 | 0 | 0 | 0
2016-07-09 13:00 | 0 | 0 | 0 | 0 | 0 | 0 | 514576.3548 | 461399 | 0 | 0 | 0 | 0 | 0 | 0 | 0 | 0 | 0 | 0 | 0 | 53177.3548 | 0 | 0 | 0 | 0 | 0 | 0 | 0 | 0 | 0 | 0 | 0 | 0 | 0 | 0 | 0 | 0 | 0 | 0 | 0 | 0 | 0 | 53177.3548 | 0 | 0 | 0 | 0 | 0 | 0 | 0 | 0 | 0 | 0
2016-07-09 14:00 | 0 | 0 | 0 | 0 | 0 | 0 | 677670.192 | 494489 | 0 | 0 | 0 | 0 | 0 | 0 | 0 | 0 | 0 | 0 | 0 | 236358.5469 | 0 | 0 | 0 | 0 | 0 | 0 | 0 | 0 | 0 | 0 | 0 | 0 | 0 | 0 | 0 | 0 | 0 | 0 | 0 | 0 | 0 | 183181.192 | 0 | 0 | 0 | 0 | 0 | 0 | 0 | 0 | 0 | 0
2016-07-09 15:00 | 0 | 0 | 0 | 0 | 0 | 0 | 786689.0983 | 525257 | 0 | 0 | 0 | 0 | 70858.9504 | 0 | 0 | 0 | 0 | 0 | 0 | 426931.6948 | 0 | 0 | 0 | 0 | 0 | 0 | 0 | 0 | 0 | 0 | 0 | 0 | 70858.9504 | 0 | 0 | 0 | 0 | 0 | 0 | 0 | 0 | 190573.1479 | 0 | 0 | 0 | 0 | 0 | 0 | 0 | 0 | 0 | 0
2016-07-09 16:00 | 0 | 0 | 0 | 0 | 0 | 0 | 846099.4045 | 550195 | 0 | 0 | 0 | 0 | 141717.9008 | 0 | 0 | 0 | 0 | 0 | 0 | 651977.1489 | 0 | 0 | 0 | 0 | 0 | 0 | 0 | 0 | 0 | 0 | 0 | 0 | 70858.9504 | 0 | 0 | 0 | 0 | 0 | 0 | 0 | 0 | 225045.4541 | 0 | 0 | 0 | 0 | 0 | 0 | 0 | 0 | 0 | 0
2016-07-09 17:00 | 0 | 0 | 0 | 0 | 0 | 0 | 858316.3248 | 569722 | 0 | 0 | 0 | 0 | 132252.9791 | 0 | 0 | 0 | 0 | 0 | 0 | 950036.3953 | 0 | 0 | 0 | 0 | 0 | 0 | 0 | 0 | 0 | 0 | 0 | 0 | -9464.9217 | 0 | 0 | 0 | 0 | 0 | 0 | 0 | 0 | 298059.2465 | 0 | 0 | 0 | 0 | 0 | 0 | 0 | 0 | 0 | 0
2016-07-09 18:00 | 0 | 0 | 0 | 0 | 0 | 0 | 854205.0113 | 583892 | 0 | 0 | 0 | 0 | 70858.9504 | 0 | 0 | 0 | 0 | 0 | 0 | 1281743.4353 | 0 | 0 | 0 | 0 | 0 | 0 | 0 | 0 | 0 | 0 | 0 | 0 | -61394.0287 | 0 | 0 | 0 | 0 | 0 | 0 | 0 | 0 | 331707.04 | 0 | 0 | 0 | 0 | 0 | 0 | 0 | 0 | 0 | 0
2016-07-09 19:00 | 0 | 0 | 0 | 0 | 0 | 0 | 844829.9173 | 595393 | 0 | 0 | 0 | 0 | 0 | 0 | 0 | 0 | 0 | 0 | 0 | 1602039.3031 | 0 | 0 | 0 | 0 | 0 | 0 | 0 | 0 | 0 | 0 | 0 | 0 | -70858.9504 | 0 | 0 | 0 | 0 | 0 | 0 | 0 | 0 | 320295.8677 | 0 | 0 | 0 | 0 | 0 | 0 | 0 | 0 | 0 | 0
2016-07-09 20:00 | 0 | 0 | 0 | 0 | 0 | 0 | 839804.0291 | 603013 | 0 | 0 | 0 | 0 | 70858.9504 | 0 | 0 | 0 | 0 | 0 | 0 | 1767971.3817 | 0 | 0 | 0 | 0 | 0 | 0 | 0 | 0 | 0 | 0 | 0 | 0 | 70858.9504 | 0 | 0 | 0 | 0 | 0 | 0 | 0 | 0 | 165932.0787 | 0 | 0 | 0 | 0 | 0 | 0 | 0 | 0 | 0 | 0
2016-07-09 21:00 | 0 | 0 | 0 | 0 | 0 | 0 | 827944.4758 | 605780 | 0 | 0 | 0 | 0 | 47667.4266 | 0 | 0 | 0 | 0 | 0 | 0 | 2013327.3813 | 0 | 0 | 0 | 0 | 0 | 0 | 0 | 0 | 0 | 0 | 0 | 0 | -23191.5238 | 0 | 0 | 0 | 0 | 0 | 0 | 0 | 0 | 245355.9995 | 0 | 0 | 0 | 0 | 0 | 0 | 0 | 0 | 0 | 0
2016-07-09 22:00 | 0 | 0 | 0 | 0 | 0 | 0 | 799407.6648 | 600420 | 0 | 0 | 0 | 0 | 118526.377 | 0 | 0 | 0 | 0 | 0 | 0 | 2141456.0956 | 0 | 0 | 0 | 0 | 0 | 0 | 0 | 0 | 0 | 0 | 0 | 0 | 70858.9504 | 0 | 0 | 0 | 0 | 0 | 0 | 0 | 0 | 128128.7144 | 0 | 0 | 0 | 0 | 0 | 0 | 0 | 0 | 0 | 0
2016-07-09 23:00 | 0 | 0 | 0 | 0 | 0 | 0 | 717731.552 | 588550 | 0 | 0 | 0 | 0 | 189385.3274 | 0 | 0 | 0 | 0 | 0 | 0 | 2199778.6973 | 0 | 0 | 0 | 0 | 0 | 0 | 0 | 0 | 0 | 0 | 0 | 0 | 70858.9504 | 0 | 0 | 0 | 0 | 0 | 0 | 0 | 0 | 58322.6016 | 0 | 0 | 0 | 0 | 0 | 0 | 0 | 0 | 0 | 0
2016-07-10 | 0 | 0 | 0 | 0 | 0 | 0 | 581880.8472 | 572382 | 0 | 0 | 0 | 0 | 198884.1747 | 0 | 0 | 0 | 0 | 0 | 0 | 2199778.6973 | 0 | 0 | 0 | 0 | 0 | 0 | 0 | 0 | 0 | 0 | 0 | 0 | 9498.8472 | 0 | 0 | 0 | 0 | 0 | 0 | 0 | 0 | 0 | 0 | 0 | 0 | 0 | 0 | 0 | 0 | 0 | 0 | 0
2016-07-10 01:00 | 0 | 0 | 0 | 0 | 0 | 0 | 311661.0823 | 557030 | 0 | 0 | 0 | 0 | 198884.1747 | 0 | 0 | 0 | 0 | 0 | 0 | 1954409.7796 | 0 | 0 | 0 | 0 | 0 | 0 | 0 | 0 | 0 | 0 | 0 | 0 | 0 | 0 | 0 | 0 | 0 | 0 | 0 | 0 | 0 | 46881.3007 | 292250.2184 | 0 | 0 | 0 | 0 | 0 | 0 | 0 | 0 | 0
2016-07-10 02:00 | 0 | 0 | 0 | 0 | 0 | 269875.4701 | 37770.1348 | 534735 | 0 | 0 | 0 | 0 | 128025.2243 | 0 | 0 | 0 | 0 | 0 | 0 | 1798179.335 | 0 | 0 | 0 | 0 | 0 | 0 | 0 | 0 | 0 | 0 | 0 | 0 | -70858.9504 | 0 | 0 | 0 | 0 | 0 | 0 | 0 | 0 | 136019.7738 | 292250.2184 | 0 | 0 | 0 | 0 | 0 | 0 | 0 | 0 | 0
2016-07-10 03:00 | 0 | 0 | 0 | 0 | 0 | 141527.5142 | 0.31705 | 504637 | 0 | 0 | 0 | 0 | 57166.2739 | 0 | 0 | 0 | 0 | 0 | 0 | 1505929.1166 | 0 | 0 | 0 | 0 | 0 | 0 | 0 | 0 | 0 | 0 | 0 | 0 | -70858.9504 | 0 | 0 | 0 | 0 | 0 | 0 | 0 | 0 | 0 | 292250.2184 | 0 | 0 | 0 | 0 | 0 | 0 | 0 | 0 | 0
2016-07-10 04:00 | 0 | 0 | 0 | 0 | 0 | 251473.732 | 0 | 472865 | 0 | 0 | 0 | 0 | 128025.2243 | 0 | 0 | 0 | 0 | 0 | 0 | 1213678.8982 | 0 | 0 | 0 | 0 | 0 | 0 | 0 | 0 | 0 | 0 | 0 | 0 | 70858.9504 | 0 | 0 | 0 | 0 | 0 | 0 | 0 | 0 | 0 | 292250.2184 | 0 | 0 | 0 | 0 | 0 | 0 | 0 | 0 | 0
2016-07-10 05:00 | 0 | 0 | 0 | 0 | 0 | 223776.732 | 0 | 445168 | 0 | 0 | 0 | 0 | 198884.1747 | 0 | 0 | 0 | 0 | 0 | 0 | 921428.6798 | 0 | 0 | 0 | 0 | 0 | 0 | 0 | 0 | 0 | 0 | 0 | 0 | 70858.9504 | 0 | 0 | 0 | 0 | 0 | 0 | 0 | 0 | 0 | 292250.2184 | 0 | 0 | 0 | 0 | 0 | 0 | 0 | 0 | 0
2016-07-10 06:00 | 0 | 0 | 0 | 0 | 0 | 391639.8712 | 0 | 423042 | 0 | 0 | 0 | 0 | 128025.2243 | 0 | 0 | 0 | 0 | 0 | 0 | 960885.5014 | 0 | 0 | 0 | 0 | 0 | 0 | 0 | 0 | 0 | 0 | 0 | 0 | -70858.9504 | 0 | 0 | 0 | 0 | 0 | 0 | 0 | 0 | 331707.04 | 292250.2184 | 0 | 0 | 0 | 0 | 0 | 0 | 0 | 0 | 0
2016-07-10 07:00 | 0 | 0 | 0 | 0 | 0 | 515704.772 | 0 | 405389 | 0 | 0 | 0 | 0 | 198884.1747 | 0 | 0 | 0 | 0 | 0 | 0 | 1000342.323 | 0 | 0 | 0 | 0 | 0 | 0 | 0 | 0 | 0 | 0 | 0 | 0 | 70858.9504 | 0 | 0 | 0 | 0 | 0 | 0 | 0 | 0 | 331707.04 | 292250.2184 | 0 | 0 | 0 | 0 | 0 | 0 | 0 | 0 | 0
2016-07-10 08:00 | 0 | 0 | 0 | 0 | 0 | 43578.5077 | 0 | 392995 | 0 | 0 | 0 | 0 | 141717.9008 | 0 | 0 | 0 | 0 | 0 | 0 | 708092.1046 | 0 | 0 | 0 | 0 | 0 | 0 | 0 | 0 | 0 | 0 | 0 | 0 | -57166.2739 | 0 | 0 | 0 | 0 | 0 | 0 | 0 | 0 | 0 | 292250.2184 | 0 | 0 | 0 | 0 | 0 | 0 | 0 | 0 | 0
2016-07-10 09:00 | 0 | 0 | 0 | 0 | 0 | 22931.8312 | 0 | 386041 | 0 | 0 | 0 | 0 | 70858.9504 | 0 | 0 | 0 | 0 | 0 | 0 | 415841.8863 | 0 | 0 | 0 | 0 | 0 | 0 | 0 | 0 | 0 | 0 | 0 | 0 | -70858.9504 | 0 | 0 | 0 | 0 | 0 | 0 | 0 | 0 | 0 | 292250.2184 | 0 | 0 | 0 | 0 | 0 | 0 | 0 | 0 | 0
2016-07-10 10:00 | 0 | 0 | 0 | 0 | 0 | 19305.8312 | 0 | 382415 | 0 | 0 | 0 | 0 | 0 | 0 | 0 | 0 | 0 | 0 | 0 | 123591.6679 | 0 | 0 | 0 | 0 | 0 | 0 | 0 | 0 | 0 | 0 | 0 | 0 | -70858.9504 | 0 | 0 | 0 | 0 | 0 | 0 | 0 | 0 | 0 | 292250.2184 | 0 | 0 | 0 | 0 | 0 | 0 | 0 | 0 | 0
2016-07-10 11:00 | 0 | 0 | 0 | 0 | 0 | 341780.9138 | 6.6665 | 387490 | 0 | 0 | 0 | 0 | 70858.9504 | 0 | 0 | 0 | 0 | 0 | 0 | 7030.2978 | 0 | 0 | 0 | 0 | 0 | 0 | 0 | 0 | 0 | 0 | 0 | 0 | 70858.9504 | 0 | 0 | 0 | 0 | 0 | 0 | 0 | 0 | 175688.8483 | 292250.2184 | 0 | 0 | 0 | 0 | 0 | 0 | 0 | 0 | 0
2016-07-10 12:00 | 0 | 0 | 0 | 0 | 0 | 219462.6999 | 110351.0519 | 407703 | 0 | 0 | 0 | 0 | 0 | 0 | 0 | 0 | 0 | 0 | 0 | 0 | 0 | 0 | 0 | 0 | 0 | 0 | 0 | 0 | 0 | 0 | 0 | 0 | -70858.9504 | 0 | 0 | 0 | 0 | 0 | 0 | 0 | 0 | 285219.9206 | 292250.2184 | 0 | 0 | 0 | 0 | 0 | 0 | 0 | 0 | 0
2016-07-10 13:00 | 0 | 0 | 0 | 0 | 0 | 0 | 503649.1447 | 435099 | 0 | 0 | 0 | 0 | 0 | 0 | 0 | 0 | 0 | 0 | 0 | 68550.1447 | 0 | 0 | 0 | 0 | 0 | 0 | 0 | 0 | 0 | 0 | 0 | 0 | 0 | 0 | 0 | 0 | 0 | 0 | 0 | 0 | 0 | 68550.1447 | 0 | 0 | 0 | 0 | 0 | 0 | 0 | 0 | 0 | 0
2016-07-10 14:00 | 0 | 0 | 0 | 0 | 0 | 0 | 715264.2628 | 466139 | 0 | 0 | 0 | 0 | 0 | 0 | 0 | 0 | 0 | 0 | 0 | 317675.4075 | 0 | 0 | 0 | 0 | 0 | 0 | 0 | 0 | 0 | 0 | 0 | 0 | 0 | 0 | 0 | 0 | 0 | 0 | 0 | 0 | 0 | 249125.2628 | 0 | 0 | 0 | 0 | 0 | 0 | 0 | 0 | 0 | 0
2016-07-10 15:00 | 0 | 0 | 0 | 0 | 0 | 0 | 822371.2923 | 496547 | 0 | 0 | 0 | 0 | 0 | 0 | 0 | 0 | 0 | 0 | 0 | 643499.6998 | 0 | 0 | 0 | 0 | 0 | 0 | 0 | 0 | 0 | 0 | 0 | 0 | 0 | 0 | 0 | 0 | 0 | 0 | 0 | 0 | 0 | 325824.2923 | 0 | 0 | 0 | 0 | 0 | 0 | 0 | 0 | 0 | 0
2016-07-10 16:00 | 0 | 0 | 0 | 0 | 0 | 0 | 878100.8382 | 524202 | 0 | 0 | 0 | 0 | 70858.9504 | 0 | 0 | 0 | 0 | 0 | 0 | 926539.5876 | 0 | 0 | 0 | 0 | 0 | 0 | 0 | 0 | 0 | 0 | 0 | 0 | 70858.9504 | 0 | 0 | 0 | 0 | 0 | 0 | 0 | 0 | 283039.8878 | 0 | 0 | 0 | 0 | 0 | 0 | 0 | 0 | 0 | 0
2016-07-10 17:00 | 0 | 0 | 0 | 0 | 0 | 0 | 887344.9124 | 547624 | 0 | 0 | 0 | 0 | 141717.9008 | 0 | 0 | 0 | 0 | 0 | 0 | 1195401.5496 | 0 | 0 | 0 | 0 | 0 | 0 | 0 | 0 | 0 | 0 | 0 | 0 | 70858.9504 | 0 | 0 | 0 | 0 | 0 | 0 | 0 | 0 | 268861.962 | 0 | 0 | 0 | 0 | 0 | 0 | 0 | 0 | 0 | 0
2016-07-10 18:00 | 0 | 0 | 0 | 0 | 0 | 0 | 881688.2868 | 566798 | 0 | 0 | 0 | 0 | 198884.1747 | 0 | 0 | 0 | 0 | 0 | 0 | 1453125.5626 | 0 | 0 | 0 | 0 | 0 | 0 | 0 | 0 | 0 | 0 | 0 | 0 | 57166.2739 | 0 | 0 | 0 | 0 | 0 | 0 | 0 | 0 | 257724.0129 | 0 | 0 | 0 | 0 | 0 | 0 | 0 | 0 | 0 | 0
2016-07-10 19:00 | 0 | 0 | 0 | 0 | 0 | 38616.6159 | 874788.4241 | 581698 | 0 | 0 | 0 | 0 | 198884.1747 | 0 | 0 | 0 | 0 | 0 | 0 | 1784832.6025 | 0 | 0 | 0 | 0 | 0 | 0 | 0 | 0 | 0 | 0 | 0 | 0 | 0 | 0 | 0 | 0 | 0 | 0 | 0 | 0 | 0 | 331707.04 | 0 | 0 | 0 | 0 | 0 | 0 | 0 | 0 | 0 | 0
2016-07-10 20:00 | 0 | 0 | 0 | 0 | 0 | 0 | 875226.1541 | 592595 | 0 | 0 | 0 | 0 | 149808.2887 | 0 | 0 | 0 | 0 | 0 | 0 | 2116539.6425 | 0 | 0 | 0 | 0 | 0 | 0 | 0 | 0 | 0 | 0 | 0 | 0 | -49075.8859 | 0 | 0 | 0 | 0 | 0 | 0 | 0 | 0 | 331707.04 | 0 | 0 | 0 | 0 | 0 | 0 | 0 | 0 | 0 | 0
2016-07-10 21:00 | 0 | 0 | 0 | 0 | 0 | 0 | 869878.3803 | 599783 | 0 | 0 | 0 | 0 | 88196.629 | 0 | 0 | 0 | 0 | 0 | 0 | 2448246.6825 | 0 | 0 | 0 | 0 | 0 | 0 | 0 | 0 | 0 | 0 | 0 | 0 | -61611.6597 | 0 | 0 | 0 | 0 | 0 | 0 | 0 | 0 | 331707.04 | 0 | 0 | 0 | 0 | 0 | 0 | 0 | 0 | 0 | 0
2016-07-10 22:00 | 0 | 0 | 0 | 0 | 0 | 14741.787 | 846493.3026 | 600387 | 0 | 0 | 0 | 0 | 17337.6786 | 0 | 0 | 0 | 0 | 0 | 0 | 2779953.7225 | 0 | 0 | 0 | 0 | 0 | 0 | 0 | 0 | 0 | 0 | 0 | 0 | -70858.9504 | 0 | 0 | 0 | 0 | 0 | 0 | 0 | 0 | 331707.04 | 0 | 0 | 0 | 0 | 0 | 0 | 0 | 0 | 0 | 0
2016-07-10 23:00 | 0 | 0 | 0 | 0 | 0 | 0 | 763487.8672 | 591233 | 0 | 0 | 0 | 0 | 0 | 0 | 0 | 0 | 0 | 0 | 0 | 2969546.2684 | 0 | 0 | 0 | 0 | 0 | 0 | 0 | 0 | 0 | 0 | 0 | 0 | -17337.6786 | 0 | 0 | 0 | 0 | 0 | 0 | 0 | 0 | 189592.5459 | 0 | 0 | 0 | 0 | 0 | 0 | 0 | 0 | 0 | 0
2016-07-11 | 0 | 0 | 0 | 0 | 0 | 0 | 627990.3521 | 576878 | 0 | 0 | 0 | 0 | 51112.3521 | 0 | 0 | 0 | 0 | 0 | 0 | 2969546.2684 | 0 | 0 | 0 | 0 | 0 | 0 | 0 | 0 | 0 | 0 | 0 | 0 | 51112.3521 | 0 | 0 | 0 | 0 | 0 | 0 | 0 | 0 | 0 | 0 | 0 | 0 | 0 | 0 | 0 | 0 | 0 | 0 | 0
2016-07-11 01:00 | 0 | 0 | 0 | 0 | 0 | 0 | 342067.9256 | 564175 | 0 | 0 | 0 | 0 | 57166.2739 | 0 | 0 | 0 | 0 | 0 | 0 | 2741385.2722 | 0 | 0 | 0 | 0 | 0 | 0 | 0 | 0 | 0 | 0 | 0 | 0 | 6053.9218 | 0 | 0 | 0 | 0 | 0 | 0 | 0 | 0 | 64089.2222 | 292250.2184 | 0 | 0 | 0 | 0 | 0 | 0 | 0 | 0 | 0
2016-07-11 02:00 | 0 | 0 | 0 | 0 | 0 | 267881.0331 | 52392.699 | 541665 | 0 | 0 | 0 | 0 | 128025.2243 | 0 | 0 | 0 | 0 | 0 | 0 | 2449135.0538 | 0 | 0 | 0 | 0 | 0 | 0 | 0 | 0 | 0 | 0 | 0 | 0 | 70858.9504 | 0 | 0 | 0 | 0 | 0 | 0 | 0 | 0 | 0 | 292250.2184 | 0 | 0 | 0 | 0 | 0 | 0 | 0 | 0 | 0
2016-07-11 03:00 | 0 | 0 | 0 | 0 | 0 | 146651.6401 | 0.19107 | 509761 | 0 | 0 | 0 | 0 | 57166.2739 | 0 | 0 | 0 | 0 | 0 | 0 | 2156884.8354 | 0 | 0 | 0 | 0 | 0 | 0 | 0 | 0 | 0 | 0 | 0 | 0 | -70858.9504 | 0 | 0 | 0 | 0 | 0 | 0 | 0 | 0 | 0 | 292250.2184 | 0 | 0 | 0 | 0 | 0 | 0 | 0 | 0 | 0
2016-07-11 04:00 | 0 | 0 | 0 | 0 | 0 | 256136.732 | 0 | 477528 | 0 | 0 | 0 | 0 | 128025.2243 | 0 | 0 | 0 | 0 | 0 | 0 | 1864634.617 | 0 | 0 | 0 | 0 | 0 | 0 | 0 | 0 | 0 | 0 | 0 | 0 | 70858.9504 | 0 | 0 | 0 | 0 | 0 | 0 | 0 | 0 | 0 | 292250.2184 | 0 | 0 | 0 | 0 | 0 | 0 | 0 | 0 | 0
2016-07-11 05:00 | 0 | 0 | 0 | 0 | 0 | 560857.772 | 0 | 450542 | 0 | 0 | 0 | 0 | 198884.1747 | 0 | 0 | 0 | 0 | 0 | 0 | 1904091.4387 | 0 | 0 | 0 | 0 | 0 | 0 | 0 | 0 | 0 | 0 | 0 | 0 | 70858.9504 | 0 | 0 | 0 | 0 | 0 | 0 | 0 | 0 | 331707.04 | 292250.2184 | 0 | 0 | 0 | 0 | 0 | 0 | 0 | 0 | 0
2016-07-11 06:00 | 0 | 0 | 0 | 0 | 0 | 65536.8312 | 0 | 428646 | 0 | 0 | 0 | 0 | 128025.2243 | 0 | 0 | 0 | 0 | 0 | 0 | 1611841.2203 | 0 | 0 | 0 | 0 | 0 | 0 | 0 | 0 | 0 | 0 | 0 | 0 | -70858.9504 | 0 | 0 | 0 | 0 | 0 | 0 | 0 | 0 | 0 | 292250.2184 | 0 | 0 | 0 | 0 | 0 | 0 | 0 | 0 | 0
2016-07-11 07:00 | 0 | 0 | 0 | 0 | 0 | 191458.732 | 0 | 412850 | 0 | 0 | 0 | 0 | 198884.1747 | 0 | 0 | 0 | 0 | 0 | 0 | 1319591.0019 | 0 | 0 | 0 | 0 | 0 | 0 | 0 | 0 | 0 | 0 | 0 | 0 | 70858.9504 | 0 | 0 | 0 | 0 | 0 | 0 | 0 | 0 | 0 | 292250.2184 | 0 | 0 | 0 | 0 | 0 | 0 | 0 | 0 | 0
2016-07-11 08:00 | 0 | 0 | 0 | 0 | 0 | 388391.5477 | 0 | 406101 | 0 | 0 | 0 | 0 | 141717.9008 | 0 | 0 | 0 | 0 | 0 | 0 | 1359047.8235 | 0 | 0 | 0 | 0 | 0 | 0 | 0 | 0 | 0 | 0 | 0 | 0 | -57166.2739 | 0 | 0 | 0 | 0 | 0 | 0 | 0 | 0 | 331707.04 | 292250.2184 | 0 | 0 | 0 | 0 | 0 | 0 | 0 | 0 | 0
2016-07-11 09:00 | 0 | 0 | 0 | 0 | 0 | 47866.8312 | 0 | 410976 | 0 | 0 | 0 | 0 | 70858.9504 | 0 | 0 | 0 | 0 | 0 | 0 | 1066797.6051 | 0 | 0 | 0 | 0 | 0 | 0 | 0 | 0 | 0 | 0 | 0 | 0 | -70858.9504 | 0 | 0 | 0 | 0 | 0 | 0 | 0 | 0 | 0 | 292250.2184 | 0 | 0 | 0 | 0 | 0 | 0 | 0 | 0 | 0
2016-07-11 10:00 | 0 | 0 | 0 | 0 | 0 | 61632.8312 | 0 | 424742 | 0 | 0 | 0 | 0 | 0 | 0 | 0 | 0 | 0 | 0 | 0 | 774547.3867 | 0 | 0 | 0 | 0 | 0 | 0 | 0 | 0 | 0 | 0 | 0 | 0 | -70858.9504 | 0 | 0 | 0 | 0 | 0 | 0 | 0 | 0 | 0 | 292250.2184 | 0 | 0 | 0 | 0 | 0 | 0 | 0 | 0 | 0
2016-07-11 11:00 | 0 | 0 | 0 | 0 | 0 | 482589.848 | 5.9736 | 443139 | 0 | 0 | 0 | 0 | 0 | 0 | 0 | 0 | 0 | 0 | 0 | 814004.2083 | 0 | 0 | 0 | 0 | 0 | 0 | 0 | 0 | 0 | 0 | 0 | 0 | 0 | 0 | 0 | 0 | 0 | 0 | 0 | 0 | 0 | 331707.04 | 292250.2184 | 0 | 0 | 0 | 0 | 0 | 0 | 0 | 0 | 0
2016-07-11 12:00 | 0 | 0 | 0 | 0 | 0 | 378911.7474 | 130328.0742 | 469783 | 0 | 0 | 0 | 0 | 0 | 0 | 0 | 0 | 0 | 0 | 0 | 853461.03 | 0 | 0 | 0 | 0 | 0 | 0 | 0 | 0 | 0 | 0 | 0 | 0 | 0 | 0 | 0 | 0 | 0 | 0 | 0 | 0 | 0 | 331707.04 | 292250.2184 | 0 | 0 | 0 | 0 | 0 | 0 | 0 | 0 | 0
2016-07-11 13:00 | 0 | 0 | 0 | 0 | 0 | 317295.8018 | 515436.2382 | 501025 | 0 | 0 | 0 | 0 | 0 | 0 | 0 | 0 | 0 | 0 | 0 | 1185168.07 | 0 | 0 | 0 | 0 | 0 | 0 | 0 | 0 | 0 | 0 | 0 | 0 | 0 | 0 | 0 | 0 | 0 | 0 | 0 | 0 | 0 | 331707.04 | 0 | 0 | 0 | 0 | 0 | 0 | 0 | 0 | 0 | 0
2016-07-11 14:00 | 0 | 0 | 0 | 0 | 0 | 0 | 729682.456 | 535818 | 0 | 0 | 0 | 0 | 70858.9504 | 0 | 0 | 0 | 0 | 0 | 0 | 1308173.5755 | 0 | 0 | 0 | 0 | 0 | 0 | 0 | 0 | 0 | 0 | 0 | 0 | 70858.9504 | 0 | 0 | 0 | 0 | 0 | 0 | 0 | 0 | 123005.5056 | 0 | 0 | 0 | 0 | 0 | 0 | 0 | 0 | 0 | 0
2016-07-11 15:00 | 0 | 0 | 0 | 0 | 0 | 129004.9198 | 841985.0706 | 568424 | 0 | 0 | 0 | 0 | 141717.9008 | 0 | 0 | 0 | 0 | 0 | 0 | 1639880.6155 | 0 | 0 | 0 | 0 | 0 | 0 | 0 | 0 | 0 | 0 | 0 | 0 | 70858.9504 | 0 | 0 | 0 | 0 | 0 | 0 | 0 | 0 | 331707.04 | 0 | 0 | 0 | 0 | 0 | 0 | 0 | 0 | 0 | 0
2016-07-11 16:00 | 0 | 0 | 0 | 0 | 0 | 0 | 891683.4696 | 596823 | 0 | 0 | 0 | 0 | 198884.1747 | 0 | 0 | 0 | 0 | 0 | 0 | 1877574.8113 | 0 | 0 | 0 | 0 | 0 | 0 | 0 | 0 | 0 | 0 | 0 | 0 | 57166.2739 | 0 | 0 | 0 | 0 | 0 | 0 | 0 | 0 | 237694.1958 | 0 | 0 | 0 | 0 | 0 | 0 | 0 | 0 | 0 | 0
2016-07-11 17:00 | 0 | 0 | 0 | 0 | 0 | 0 | 904636.3778 | 621048 | 0 | 0 | 0 | 0 | 198884.1747 | 0 | 0 | 0 | 0 | 0 | 0 | 2161163.1891 | 0 | 0 | 0 | 0 | 0 | 0 | 0 | 0 | 0 | 0 | 0 | 0 | 0 | 0 | 0 | 0 | 0 | 0 | 0 | 0 | 0 | 283588.3778 | 0 | 0 | 0 | 0 | 0 | 0 | 0 | 0 | 0 | 0
2016-07-11 18:00 | 0 | 0 | 0 | 0 | 0 | 0 | 899086.0913 | 640543 | 0 | 0 | 0 | 0 | 128025.2243 | 0 | 0 | 0 | 0 | 0 | 0 | 2490565.2307 | 0 | 0 | 0 | 0 | 0 | 0 | 0 | 0 | 0 | 0 | 0 | 0 | -70858.9504 | 0 | 0 | 0 | 0 | 0 | 0 | 0 | 0 | 329402.0417 | 0 | 0 | 0 | 0 | 0 | 0 | 0 | 0 | 0 | 0
2016-07-11 19:00 | 0 | 0 | 0 | 0 | 0 | 165828.8564 | 891173.1339 | 654436 | 0 | 0 | 0 | 0 | 198884.1747 | 0 | 0 | 0 | 0 | 0 | 0 | 2822272.2707 | 0 | 0 | 0 | 0 | 0 | 0 | 0 | 0 | 0 | 0 | 0 | 0 | 70858.9504 | 0 | 0 | 0 | 0 | 0 | 0 | 0 | 0 | 331707.04 | 0 | 0 | 0 | 0 | 0 | 0 | 0 | 0 | 0 | 0
2016-07-11 20:00 | 0 | 0 | 0 | 0 | 0 | 0 | 889380.6259 | 663615 | 0 | 0 | 0 | 0 | 198884.1747 | 0 | 0 | 0 | 0 | 0 | 0 | 3048037.8967 | 0 | 0 | 0 | 0 | 0 | 0 | 0 | 0 | 0 | 0 | 0 | 0 | 0 | 0 | 0 | 0 | 0 | 0 | 0 | 0 | 0 | 225765.6259 | 0 | 0 | 0 | 0 | 0 | 0 | 0 | 0 | 0 | 0
2016-07-11 21:00 | 0 | 0 | 0 | 0 | 0 | 0 | 883190.4527 | 666782 | 0 | 0 | 0 | 0 | 198884.1747 | 0 | 0 | 0 | 0 | 0 | 0 | 3264446.3493 | 0 | 0 | 0 | 0 | 0 | 0 | 0 | 0 | 0 | 0 | 0 | 0 | 0 | 0 | 0 | 0 | 0 | 0 | 0 | 0 | 0 | 216408.4527 | 0 | 0 | 0 | 0 | 0 | 0 | 0 | 0 | 0 | 0
2016-07-11 22:00 | 0 | 0 | 0 | 0 | 0 | 0 | 857954.5128 | 661340 | 0 | 0 | 0 | 0 | 198884.1747 | 0 | 0 | 0 | 0 | 0 | 0 | 3461060.8622 | 0 | 0 | 0 | 0 | 0 | 0 | 0 | 0 | 0 | 0 | 0 | 0 | 0 | 0 | 0 | 0 | 0 | 0 | 0 | 0 | 0 | 196614.5128 | 0 | 0 | 0 | 0 | 0 | 0 | 0 | 0 | 0 | 0
2016-07-11 23:00 | 0 | 0 | 0 | 0 | 0 | 0 | 781050.3094 | 647838 | 0 | 0 | 0 | 0 | 128025.2243 | 0 | 0 | 0 | 0 | 0 | 0 | 3665132.122 | 0 | 0 | 0 | 0 | 0 | 0 | 0 | 0 | 0 | 0 | 0 | 0 | -70858.9504 | 0 | 0 | 0 | 0 | 0 | 0 | 0 | 0 | 204071.2598 | 0 | 0 | 0 | 0 | 0 | 0 | 0 | 0 | 0 | 0
2016-07-12 | 0 | 0 | 0 | 0 | 0 | 0 | 616767.3921 | 629895 | 0 | 0 | 0 | 0 | 114897.6164 | 0 | 0 | 0 | 0 | 0 | 0 | 3665132.122 | 0 | 0 | 0 | 0 | 0 | 0 | 0 | 0 | 0 | 0 | 0 | 0 | -13127.6079 | 0 | 0 | 0 | 0 | 0 | 0 | 0 | 0 | 0 | 0 | 0 | 0 | 0 | 0 | 0 | 0 | 0 | 0 | 0
2016-07-12 01:00 | 0 | 0 | 0 | 0 | 0 | 0 | 343798.2286 | 611767 | 0 | 0 | 0 | 0 | 128025.2243 | 0 | 0 | 0 | 0 | 0 | 0 | 3384035.7427 | 0 | 0 | 0 | 0 | 0 | 0 | 0 | 0 | 0 | 0 | 0 | 0 | 13127.6079 | 0 | 0 | 0 | 0 | 0 | 0 | 0 | 0 | 11153.8391 | 292250.2184 | 0 | 0 | 0 | 0 | 0 | 0 | 0 | 0 | 0
2016-07-12 02:00 | 0 | 0 | 0 | 0 | 0 | 656107.1168 | 37655.6552 | 583447 | 0 | 0 | 0 | 0 | 198884.1747 | 0 | 0 | 0 | 0 | 0 | 0 | 3423492.5643 | 0 | 0 | 0 | 0 | 0 | 0 | 0 | 0 | 0 | 0 | 0 | 0 | 70858.9504 | 0 | 0 | 0 | 0 | 0 | 0 | 0 | 0 | 331707.04 | 292250.2184 | 0 | 0 | 0 | 0 | 0 | 0 | 0 | 0 | 0
2016-07-12 03:00 | 0 | 0 | 0 | 0 | 0 | 181782.8169 | 0.014278 | 544892 | 0 | 0 | 0 | 0 | 128025.2243 | 0 | 0 | 0 | 0 | 0 | 0 | 3131242.346 | 0 | 0 | 0 | 0 | 0 | 0 | 0 | 0 | 0 | 0 | 0 | 0 | -70858.9504 | 0 | 0 | 0 | 0 | 0 | 0 | 0 | 0 | 0 | 292250.2184 | 0 | 0 | 0 | 0 | 0 | 0 | 0 | 0 | 0
2016-07-12 04:00 | 0 | 0 | 0 | 0 | 0 | 619337.772 | 0 | 509022 | 0 | 0 | 0 | 0 | 198884.1747 | 0 | 0 | 0 | 0 | 0 | 0 | 3170699.1676 | 0 | 0 | 0 | 0 | 0 | 0 | 0 | 0 | 0 | 0 | 0 | 0 | 70858.9504 | 0 | 0 | 0 | 0 | 0 | 0 | 0 | 0 | 331707.04 | 292250.2184 | 0 | 0 | 0 | 0 | 0 | 0 | 0 | 0 | 0
2016-07-12 05:00 | 0 | 0 | 0 | 0 | 0 | 185063.7816 | 0 | 477314 | 0 | 0 | 0 | 0 | 198884.1747 | 0 | 0 | 0 | 0 | 0 | 0 | 2878448.9492 | 0 | 0 | 0 | 0 | 0 | 0 | 0 | 0 | 0 | 0 | 0 | 0 | 0 | 0 | 0 | 0 | 0 | 0 | 0 | 0 | 0 | 0 | 292250.2184 | 0 | 0 | 0 | 0 | 0 | 0 | 0 | 0 | 0
2016-07-12 06:00 | 0 | 0 | 0 | 0 | 0 | 158247.7816 | 0 | 450498 | 0 | 0 | 0 | 0 | 198884.1747 | 0 | 0 | 0 | 0 | 0 | 0 | 2586198.7308 | 0 | 0 | 0 | 0 | 0 | 0 | 0 | 0 | 0 | 0 | 0 | 0 | 0 | 0 | 0 | 0 | 0 | 0 | 0 | 0 | 0 | 0 | 292250.2184 | 0 | 0 | 0 | 0 | 0 | 0 | 0 | 0 | 0
2016-07-12 07:00 | 0 | 0 | 0 | 0 | 0 | 68594.8312 | 0 | 431704 | 0 | 0 | 0 | 0 | 128025.2243 | 0 | 0 | 0 | 0 | 0 | 0 | 2293948.5124 | 0 | 0 | 0 | 0 | 0 | 0 | 0 | 0 | 0 | 0 | 0 | 0 | -70858.9504 | 0 | 0 | 0 | 0 | 0 | 0 | 0 | 0 | 0 | 292250.2184 | 0 | 0 | 0 | 0 | 0 | 0 | 0 | 0 | 0
2016-07-12 08:00 | 0 | 0 | 0 | 0 | 0 | 532314.772 | 0 | 421999 | 0 | 0 | 0 | 0 | 198884.1747 | 0 | 0 | 0 | 0 | 0 | 0 | 2333405.334 | 0 | 0 | 0 | 0 | 0 | 0 | 0 | 0 | 0 | 0 | 0 | 0 | 70858.9504 | 0 | 0 | 0 | 0 | 0 | 0 | 0 | 0 | 331707.04 | 292250.2184 | 0 | 0 | 0 | 0 | 0 | 0 | 0 | 0 | 0
2016-07-12 09:00 | 0 | 0 | 0 | 0 | 0 | 73570.5077 | 0 | 422987 | 0 | 0 | 0 | 0 | 141717.9008 | 0 | 0 | 0 | 0 | 0 | 0 | 2041155.1156 | 0 | 0 | 0 | 0 | 0 | 0 | 0 | 0 | 0 | 0 | 0 | 0 | -57166.2739 | 0 | 0 | 0 | 0 | 0 | 0 | 0 | 0 | 0 | 292250.2184 | 0 | 0 | 0 | 0 | 0 | 0 | 0 | 0 | 0
2016-07-12 10:00 | 0 | 0 | 0 | 0 | 0 | 72919.8312 | 0 | 436029 | 0 | 0 | 0 | 0 | 70858.9504 | 0 | 0 | 0 | 0 | 0 | 0 | 1748904.8973 | 0 | 0 | 0 | 0 | 0 | 0 | 0 | 0 | 0 | 0 | 0 | 0 | -70858.9504 | 0 | 0 | 0 | 0 | 0 | 0 | 0 | 0 | 0 | 292250.2184 | 0 | 0 | 0 | 0 | 0 | 0 | 0 | 0 | 0
2016-07-12 11:00 | 0 | 0 | 0 | 0 | 0 | 93383.9285 | 4.9027 | 456498 | 0 | 0 | 0 | 0 | 0 | 0 | 0 | 0 | 0 | 0 | 0 | 1456654.6789 | 0 | 0 | 0 | 0 | 0 | 0 | 0 | 0 | 0 | 0 | 0 | 0 | -70858.9504 | 0 | 0 | 0 | 0 | 0 | 0 | 0 | 0 | 0 | 292250.2184 | 0 | 0 | 0 | 0 | 0 | 0 | 0 | 0 | 0
2016-07-12 12:00 | 0 | 0 | 0 | 0 | 0 | 390051.4762 | 132339.3454 | 482934 | 0 | 0 | 0 | 0 | 0 | 0 | 0 | 0 | 0 | 0 | 0 | 1496111.5005 | 0 | 0 | 0 | 0 | 0 | 0 | 0 | 0 | 0 | 0 | 0 | 0 | 0 | 0 | 0 | 0 | 0 | 0 | 0 | 0 | 0 | 331707.04 | 292250.2184 | 0 | 0 | 0 | 0 | 0 | 0 | 0 | 0 | 0
2016-07-12 13:00 | 0 | 0 | 0 | 0 | 0 | 0 | 518696.761 | 512658 | 0 | 0 | 0 | 0 | 0 | 0 | 0 | 0 | 0 | 0 | 0 | 1502150.2614 | 0 | 0 | 0 | 0 | 0 | 0 | 0 | 0 | 0 | 0 | 0 | 0 | 0 | 0 | 0 | 0 | 0 | 0 | 0 | 0 | 0 | 6038.761 | 0 | 0 | 0 | 0 | 0 | 0 | 0 | 0 | 0 | 0
2016-07-12 14:00 | 0 | 0 | 0 | 0 | 0 | 0 | 720597.6433 | 546489 | 0 | 0 | 0 | 0 | 70858.9504 | 0 | 0 | 0 | 0 | 0 | 0 | 1605399.9543 | 0 | 0 | 0 | 0 | 0 | 0 | 0 | 0 | 0 | 0 | 0 | 0 | 70858.9504 | 0 | 0 | 0 | 0 | 0 | 0 | 0 | 0 | 103249.6929 | 0 | 0 | 0 | 0 | 0 | 0 | 0 | 0 | 0 | 0
2016-07-12 15:00 | 0 | 0 | 0 | 0 | 0 | 0 | 838766.2706 | 578718 | 0 | 0 | 0 | 0 | 141717.9008 | 0 | 0 | 0 | 0 | 0 | 0 | 1794589.2745 | 0 | 0 | 0 | 0 | 0 | 0 | 0 | 0 | 0 | 0 | 0 | 0 | 70858.9504 | 0 | 0 | 0 | 0 | 0 | 0 | 0 | 0 | 189189.3202 | 0 | 0 | 0 | 0 | 0 | 0 | 0 | 0 | 0 | 0
2016-07-12 16:00 | 0 | 0 | 0 | 0 | 0 | 0 | 886331.6687 | 607314 | 0 | 0 | 0 | 0 | 124730.5049 | 0 | 0 | 0 | 0 | 0 | 0 | 2090594.339 | 0 | 0 | 0 | 0 | 0 | 0 | 0 | 0 | 0 | 0 | 0 | 0 | -16987.3959 | 0 | 0 | 0 | 0 | 0 | 0 | 0 | 0 | 296005.0645 | 0 | 0 | 0 | 0 | 0 | 0 | 0 | 0 | 0 | 0
2016-07-12 17:00 | 0 | 0 | 0 | 0 | 0 | 0 | 894825.8089 | 630683 | 0 | 0 | 0 | 0 | 57166.2739 | 0 | 0 | 0 | 0 | 0 | 0 | 2422301.379 | 0 | 0 | 0 | 0 | 0 | 0 | 0 | 0 | 0 | 0 | 0 | 0 | -67564.2311 | 0 | 0 | 0 | 0 | 0 | 0 | 0 | 0 | 331707.04 | 0 | 0 | 0 | 0 | 0 | 0 | 0 | 0 | 0 | 0
2016-07-12 18:00 | 0 | 0 | 0 | 0 | 0 | 0 | 890327.3498 | 648626 | 0 | 0 | 0 | 0 | 128025.2243 | 0 | 0 | 0 | 0 | 0 | 0 | 2593143.7784 | 0 | 0 | 0 | 0 | 0 | 0 | 0 | 0 | 0 | 0 | 0 | 0 | 70858.9504 | 0 | 0 | 0 | 0 | 0 | 0 | 0 | 0 | 170842.3994 | 0 | 0 | 0 | 0 | 0 | 0 | 0 | 0 | 0 | 0
2016-07-12 19:00 | 0 | 0 | 0 | 0 | 0 | 0 | 882714.1412 | 661644 | 0 | 0 | 0 | 0 | 198884.1747 | 0 | 0 | 0 | 0 | 0 | 0 | 2743354.9692 | 0 | 0 | 0 | 0 | 0 | 0 | 0 | 0 | 0 | 0 | 0 | 0 | 70858.9504 | 0 | 0 | 0 | 0 | 0 | 0 | 0 | 0 | 150211.1908 | 0 | 0 | 0 | 0 | 0 | 0 | 0 | 0 | 0 | 0
2016-07-12 20:00 | 0 | 0 | 0 | 0 | 0 | 0 | 882590.6341 | 670411 | 0 | 0 | 0 | 0 | 128025.2243 | 0 | 0 | 0 | 0 | 0 | 0 | 3026393.5537 | 0 | 0 | 0 | 0 | 0 | 0 | 0 | 0 | 0 | 0 | 0 | 0 | -70858.9504 | 0 | 0 | 0 | 0 | 0 | 0 | 0 | 0 | 283038.5845 | 0 | 0 | 0 | 0 | 0 | 0 | 0 | 0 | 0 | 0
2016-07-12 21:00 | 0 | 0 | 0 | 0 | 0 | 0 | 878141.6444 | 673446 | 0 | 0 | 0 | 0 | 57166.2739 | 0 | 0 | 0 | 0 | 0 | 0 | 3301948.1485 | 0 | 0 | 0 | 0 | 0 | 0 | 0 | 0 | 0 | 0 | 0 | 0 | -70858.9504 | 0 | 0 | 0 | 0 | 0 | 0 | 0 | 0 | 275554.5948 | 0 | 0 | 0 | 0 | 0 | 0 | 0 | 0 | 0 | 0
2016-07-12 22:00 | 0 | 0 | 0 | 0 | 0 | 0 | 852842.1326 | 669508 | 0 | 0 | 0 | 0 | 0 | 0 | 0 | 0 | 0 | 0 | 0 | 3542448.555 | 0 | 0 | 0 | 0 | 0 | 0 | 0 | 0 | 0 | 0 | 0 | 0 | -57166.2739 | 0 | 0 | 0 | 0 | 0 | 0 | 0 | 0 | 240500.4065 | 0 | 0 | 0 | 0 | 0 | 0 | 0 | 0 | 0 | 0
2016-07-12 23:00 | 0 | 0 | 0 | 0 | 0 | 0 | 778999.8824 | 656296 | 0 | 0 | 0 | 0 | 57166.2739 | 0 | 0 | 0 | 0 | 0 | 0 | 3607986.1636 | 0 | 0 | 0 | 0 | 0 | 0 | 0 | 0 | 0 | 0 | 0 | 0 | 57166.2739 | 0 | 0 | 0 | 0 | 0 | 0 | 0 | 0 | 65537.6086 | 0 | 0 | 0 | 0 | 0 | 0 | 0 | 0 | 0 | 0
2016-07-13 | 0 | 0 | 0 | 0 | 0 | 447971.5479 | 593437.4425 | 638843 | 0 | 0 | 0 | 0 | 128025.2243 | 0 | 0 | 0 | 0 | 0 | 0 | 3939693.2036 | 0 | 0 | 0 | 0 | 0 | 0 | 0 | 0 | 0 | 0 | 0 | 0 | 70858.9504 | 0 | 0 | 0 | 0 | 0 | 0 | 0 | 0 | 331707.04 | 0 | 0 | 0 | 0 | 0 | 0 | 0 | 0 | 0 | 0
2016-07-13 01:00 | 0 | 0 | 0 | 0 | 0 | 420537.2418 | 310438.5303 | 620660 | 0 | 0 | 0 | 0 | 198884.1747 | 0 | 0 | 0 | 0 | 0 | 0 | 3979150.0252 | 0 | 0 | 0 | 0 | 0 | 0 | 0 | 0 | 0 | 0 | 0 | 0 | 70858.9504 | 0 | 0 | 0 | 0 | 0 | 0 | 0 | 0 | 331707.04 | 292250.2184 | 0 | 0 | 0 | 0 | 0 | 0 | 0 | 0 | 0
2016-07-13 02:00 | 0 | 0 | 0 | 0 | 0 | 193265.909 | 36321.9222 | 592697 | 0 | 0 | 0 | 0 | 128025.2243 | 0 | 0 | 0 | 0 | 0 | 0 | 3686899.8068 | 0 | 0 | 0 | 0 | 0 | 0 | 0 | 0 | 0 | 0 | 0 | 0 | -70858.9504 | 0 | 0 | 0 | 0 | 0 | 0 | 0 | 0 | 0 | 292250.2184 | 0 | 0 | 0 | 0 | 0 | 0 | 0 | 0 | 0
2016-07-13 03:00 | 0 | 0 | 0 | 0 | 0 | 191587.8312 | 0 | 554697 | 0 | 0 | 0 | 0 | 57166.2739 | 0 | 0 | 0 | 0 | 0 | 0 | 3394649.5884 | 0 | 0 | 0 | 0 | 0 | 0 | 0 | 0 | 0 | 0 | 0 | 0 | -70858.9504 | 0 | 0 | 0 | 0 | 0 | 0 | 0 | 0 | 0 | 292250.2184 | 0 | 0 | 0 | 0 | 0 | 0 | 0 | 0 | 0
2016-07-13 04:00 | 0 | 0 | 0 | 0 | 0 | 628039.772 | 0 | 517724 | 0 | 0 | 0 | 0 | 128025.2243 | 0 | 0 | 0 | 0 | 0 | 0 | 3434106.41 | 0 | 0 | 0 | 0 | 0 | 0 | 0 | 0 | 0 | 0 | 0 | 0 | 70858.9504 | 0 | 0 | 0 | 0 | 0 | 0 | 0 | 0 | 331707.04 | 292250.2184 | 0 | 0 | 0 | 0 | 0 | 0 | 0 | 0 | 0
2016-07-13 05:00 | 0 | 0 | 0 | 0 | 0 | 595694.772 | 0 | 485379 | 0 | 0 | 0 | 0 | 198884.1747 | 0 | 0 | 0 | 0 | 0 | 0 | 3473563.2316 | 0 | 0 | 0 | 0 | 0 | 0 | 0 | 0 | 0 | 0 | 0 | 0 | 70858.9504 | 0 | 0 | 0 | 0 | 0 | 0 | 0 | 0 | 331707.04 | 292250.2184 | 0 | 0 | 0 | 0 | 0 | 0 | 0 | 0 | 0
2016-07-13 06:00 | 0 | 0 | 0 | 0 | 0 | 167666.7816 | 0 | 459917 | 0 | 0 | 0 | 0 | 198884.1747 | 0 | 0 | 0 | 0 | 0 | 0 | 3181313.0133 | 0 | 0 | 0 | 0 | 0 | 0 | 0 | 0 | 0 | 0 | 0 | 0 | 0 | 0 | 0 | 0 | 0 | 0 | 0 | 0 | 0 | 0 | 292250.2184 | 0 | 0 | 0 | 0 | 0 | 0 | 0 | 0 | 0
2016-07-13 07:00 | 0 | 0 | 0 | 0 | 0 | 78824.8312 | 0 | 441934 | 0 | 0 | 0 | 0 | 128025.2243 | 0 | 0 | 0 | 0 | 0 | 0 | 2889062.7949 | 0 | 0 | 0 | 0 | 0 | 0 | 0 | 0 | 0 | 0 | 0 | 0 | -70858.9504 | 0 | 0 | 0 | 0 | 0 | 0 | 0 | 0 | 0 | 292250.2184 | 0 | 0 | 0 | 0 | 0 | 0 | 0 | 0 | 0
2016-07-13 08:00 | 0 | 0 | 0 | 0 | 0 | 542991.772 | 0 | 432676 | 0 | 0 | 0 | 0 | 198884.1747 | 0 | 0 | 0 | 0 | 0 | 0 | 2928519.6165 | 0 | 0 | 0 | 0 | 0 | 0 | 0 | 0 | 0 | 0 | 0 | 0 | 70858.9504 | 0 | 0 | 0 | 0 | 0 | 0 | 0 | 0 | 331707.04 | 292250.2184 | 0 | 0 | 0 | 0 | 0 | 0 | 0 | 0 | 0
2016-07-13 09:00 | 0 | 0 | 0 | 0 | 0 | 86416.5077 | 0 | 435833 | 0 | 0 | 0 | 0 | 141717.9008 | 0 | 0 | 0 | 0 | 0 | 0 | 2636269.3981 | 0 | 0 | 0 | 0 | 0 | 0 | 0 | 0 | 0 | 0 | 0 | 0 | -57166.2739 | 0 | 0 | 0 | 0 | 0 | 0 | 0 | 0 | 0 | 292250.2184 | 0 | 0 | 0 | 0 | 0 | 0 | 0 | 0 | 0
2016-07-13 10:00 | 0 | 0 | 0 | 0 | 0 | 85841.8312 | 0 | 448951 | 0 | 0 | 0 | 0 | 70858.9504 | 0 | 0 | 0 | 0 | 0 | 0 | 2344019.1797 | 0 | 0 | 0 | 0 | 0 | 0 | 0 | 0 | 0 | 0 | 0 | 0 | -70858.9504 | 0 | 0 | 0 | 0 | 0 | 0 | 0 | 0 | 0 | 292250.2184 | 0 | 0 | 0 | 0 | 0 | 0 | 0 | 0 | 0
2016-07-13 11:00 | 0 | 0 | 0 | 0 | 0 | 106436.2014 | 4.6298 | 469550 | 0 | 0 | 0 | 0 | 0 | 0 | 0 | 0 | 0 | 0 | 0 | 2051768.9613 | 0 | 0 | 0 | 0 | 0 | 0 | 0 | 0 | 0 | 0 | 0 | 0 | -70858.9504 | 0 | 0 | 0 | 0 | 0 | 0 | 0 | 0 | 0 | 292250.2184 | 0 | 0 | 0 | 0 | 0 | 0 | 0 | 0 | 0
2016-07-13 12:00 | 0 | 0 | 0 | 0 | 0 | 375259.0938 | 132103.3366 | 496070 | 0 | 0 | 0 | 0 | 13689.7078 | 0 | 0 | 0 | 0 | 0 | 0 | 2049371.6839 | 0 | 0 | 0 | 0 | 0 | 0 | 0 | 0 | 0 | 0 | 0 | 0 | 13689.7078 | 0 | 0 | 0 | 0 | 0 | 0 | 0 | 0 | 289852.941 | 292250.2184 | 0 | 0 | 0 | 0 | 0 | 0 | 0 | 0 | 0
2016-07-13 13:00 | 0 | 0 | 0 | 0 | 0 | 0 | 511753.2922 | 525443 | 0 | 0 | 0 | 0 | 0 | 0 | 0 | 0 | 0 | 0 | 0 | 2049371.6839 | 0 | 0 | 0 | 0 | 0 | 0 | 0 | 0 | 0 | 0 | 0 | 0 | -13689.7078 | 0 | 0 | 0 | 0 | 0 | 0 | 0 | 0 | 0 | 0 | 0 | 0 | 0 | 0 | 0 | 0 | 0 | 0 | 0
2016-07-13 14:00 | 0 | 0 | 0 | 0 | 0 | 0 | 732366.7037 | 559810 | 0 | 0 | 0 | 0 | 70858.9504 | 0 | 0 | 0 | 0 | 0 | 0 | 2151069.4372 | 0 | 0 | 0 | 0 | 0 | 0 | 0 | 0 | 0 | 0 | 0 | 0 | 70858.9504 | 0 | 0 | 0 | 0 | 0 | 0 | 0 | 0 | 101697.7533 | 0 | 0 | 0 | 0 | 0 | 0 | 0 | 0 | 0 | 0
2016-07-13 15:00 | 0 | 0 | 0 | 0 | 0 | 162365.3388 | 835099.6516 | 594899 | 0 | 0 | 0 | 0 | 141717.9008 | 0 | 0 | 0 | 0 | 0 | 0 | 2482776.4772 | 0 | 0 | 0 | 0 | 0 | 0 | 0 | 0 | 0 | 0 | 0 | 0 | 70858.9504 | 0 | 0 | 0 | 0 | 0 | 0 | 0 | 0 | 331707.04 | 0 | 0 | 0 | 0 | 0 | 0 | 0 | 0 | 0 | 0
2016-07-13 16:00 | 0 | 0 | 0 | 0 | 0 | 0 | 885883.6146 | 625088 | 0 | 0 | 0 | 0 | 70858.9504 | 0 | 0 | 0 | 0 | 0 | 0 | 2814431.0422 | 0 | 0 | 0 | 0 | 0 | 0 | 0 | 0 | 0 | 0 | 0 | 0 | -70858.9504 | 0 | 0 | 0 | 0 | 0 | 0 | 0 | 0 | 331654.565 | 0 | 0 | 0 | 0 | 0 | 0 | 0 | 0 | 0 | 0
2016-07-13 17:00 | 0 | 0 | 0 | 0 | 0 | 0 | 893147.8708 | 649828 | 0 | 0 | 0 | 0 | 0 | 0 | 0 | 0 | 0 | 0 | 0 | 3128609.8634 | 0 | 0 | 0 | 0 | 0 | 0 | 0 | 0 | 0 | 0 | 0 | 0 | -70858.9504 | 0 | 0 | 0 | 0 | 0 | 0 | 0 | 0 | 314178.8212 | 0 | 0 | 0 | 0 | 0 | 0 | 0 | 0 | 0 | 0
2016-07-13 18:00 | 0 | 0 | 0 | 0 | 0 | 0 | 886262.71 | 668009 | 0 | 0 | 0 | 0 | 70858.9504 | 0 | 0 | 0 | 0 | 0 | 0 | 3276004.623 | 0 | 0 | 0 | 0 | 0 | 0 | 0 | 0 | 0 | 0 | 0 | 0 | 70858.9504 | 0 | 0 | 0 | 0 | 0 | 0 | 0 | 0 | 147394.7596 | 0 | 0 | 0 | 0 | 0 | 0 | 0 | 0 | 0 | 0
2016-07-13 19:00 | 0 | 0 | 0 | 0 | 0 | 0 | 878318.3027 | 679325 | 0 | 0 | 0 | 0 | 141717.9008 | 0 | 0 | 0 | 0 | 0 | 0 | 3404138.9754 | 0 | 0 | 0 | 0 | 0 | 0 | 0 | 0 | 0 | 0 | 0 | 0 | 70858.9504 | 0 | 0 | 0 | 0 | 0 | 0 | 0 | 0 | 128134.3523 | 0 | 0 | 0 | 0 | 0 | 0 | 0 | 0 | 0 | 0
2016-07-13 20:00 | 0 | 0 | 0 | 0 | 0 | 0 | 877858.3047 | 684178 | 0 | 0 | 0 | 0 | 88517.4864 | 0 | 0 | 0 | 0 | 0 | 0 | 3651019.6944 | 0 | 0 | 0 | 0 | 0 | 0 | 0 | 0 | 0 | 0 | 0 | 0 | -53200.4144 | 0 | 0 | 0 | 0 | 0 | 0 | 0 | 0 | 246880.719 | 0 | 0 | 0 | 0 | 0 | 0 | 0 | 0 | 0 | 0
2016-07-13 21:00 | 0 | 0 | 0 | 0 | 0 | 74030.7396 | 871895.35 | 685078 | 0 | 0 | 0 | 0 | 17658.536 | 0 | 0 | 0 | 0 | 0 | 0 | 3982726.7344 | 0 | 0 | 0 | 0 | 0 | 0 | 0 | 0 | 0 | 0 | 0 | 0 | -70858.9504 | 0 | 0 | 0 | 0 | 0 | 0 | 0 | 0 | 331707.04 | 0 | 0 | 0 | 0 | 0 | 0 | 0 | 0 | 0 | 0
2016-07-13 22:00 | 0 | 0 | 0 | 0 | 0 | 0 | 847331.0628 | 679696 | 0 | 0 | 0 | 0 | 88517.4864 | 0 | 0 | 0 | 0 | 0 | 0 | 4079502.8469 | 0 | 0 | 0 | 0 | 0 | 0 | 0 | 0 | 0 | 0 | 0 | 0 | 70858.9504 | 0 | 0 | 0 | 0 | 0 | 0 | 0 | 0 | 96776.1124 | 0 | 0 | 0 | 0 | 0 | 0 | 0 | 0 | 0 | 0
2016-07-13 23:00 | 0 | 0 | 0 | 0 | 0 | 0 | 776964.3065 | 666990 | 0 | 0 | 0 | 0 | 17658.536 | 0 | 0 | 0 | 0 | 0 | 0 | 4260336.1037 | 0 | 0 | 0 | 0 | 0 | 0 | 0 | 0 | 0 | 0 | 0 | 0 | -70858.9504 | 0 | 0 | 0 | 0 | 0 | 0 | 0 | 0 | 180833.2569 | 0 | 0 | 0 | 0 | 0 | 0 | 0 | 0 | 0 | 0
2016-07-14 | 0 | 0 | 0 | 0 | 0 | 446554.582 | 588394.8724 | 650042 | 0 | 0 | 0 | 0 | 70858.9504 | 0 | 0 | 0 | 0 | 0 | 0 | 4592043.1437 | 0 | 0 | 0 | 0 | 0 | 0 | 0 | 0 | 0 | 0 | 0 | 0 | 53200.4144 | 0 | 0 | 0 | 0 | 0 | 0 | 0 | 0 | 331707.04 | 0 | 0 | 0 | 0 | 0 | 0 | 0 | 0 | 0 | 0
2016-07-14 01:00 | 0 | 0 | 0 | 0 | 0 | 0 | 313178.4373 | 631894 | 0 | 0 | 0 | 0 | 0 | 0 | 0 | 0 | 0 | 0 | 0 | 4344186.5314 | 0 | 0 | 0 | 0 | 0 | 0 | 0 | 0 | 0 | 0 | 0 | 0 | -70858.9504 | 0 | 0 | 0 | 0 | 0 | 0 | 0 | 0 | 44393.6061 | 292250.2184 | 0 | 0 | 0 | 0 | 0 | 0 | 0 | 0 | 0
2016-07-14 02:00 | 0 | 0 | 0 | 0 | 0 | 570983.4416 | 38855.6673 | 602801 | 0 | 0 | 0 | 0 | 70858.9504 | 0 | 0 | 0 | 0 | 0 | 0 | 4280365.6899 | 0 | 0 | 0 | 0 | 0 | 0 | 0 | 0 | 0 | 0 | 0 | 0 | 70858.9504 | 0 | 0 | 0 | 0 | 0 | 0 | 0 | 0 | 228429.3769 | 292250.2184 | 0 | 0 | 0 | 0 | 0 | 0 | 0 | 0 | 0
2016-07-14 03:00 | 0 | 0 | 0 | 0 | 0 | 201565.8312 | 0 | 564675 | 0 | 0 | 0 | 0 | 0 | 0 | 0 | 0 | 0 | 0 | 0 | 3988115.4715 | 0 | 0 | 0 | 0 | 0 | 0 | 0 | 0 | 0 | 0 | 0 | 0 | -70858.9504 | 0 | 0 | 0 | 0 | 0 | 0 | 0 | 0 | 0 | 292250.2184 | 0 | 0 | 0 | 0 | 0 | 0 | 0 | 0 | 0
2016-07-14 04:00 | 0 | 0 | 0 | 0 | 0 | 550580.8058 | 0 | 526053 | 0 | 0 | 0 | 0 | 70858.9504 | 0 | 0 | 0 | 0 | 0 | 0 | 3941784.3269 | 0 | 0 | 0 | 0 | 0 | 0 | 0 | 0 | 0 | 0 | 0 | 0 | 70858.9504 | 0 | 0 | 0 | 0 | 0 | 0 | 0 | 0 | 245919.0738 | 292250.2184 | 0 | 0 | 0 | 0 | 0 | 0 | 0 | 0 | 0
2016-07-14 05:00 | 0 | 0 | 0 | 0 | 0 | 524910.4886 | 0 | 493962 | 0 | 0 | 0 | 0 | 141717.9008 | 0 | 0 | 0 | 0 | 0 | 0 | 3901873.8651 | 0 | 0 | 0 | 0 | 0 | 0 | 0 | 0 | 0 | 0 | 0 | 0 | 70858.9504 | 0 | 0 | 0 | 0 | 0 | 0 | 0 | 0 | 252339.7566 | 292250.2184 | 0 | 0 | 0 | 0 | 0 | 0 | 0 | 0 | 0
2016-07-14 06:00 | 0 | 0 | 0 | 0 | 0 | 103943.8312 | 0 | 467053 | 0 | 0 | 0 | 0 | 70858.9504 | 0 | 0 | 0 | 0 | 0 | 0 | 3609623.6467 | 0 | 0 | 0 | 0 | 0 | 0 | 0 | 0 | 0 | 0 | 0 | 0 | -70858.9504 | 0 | 0 | 0 | 0 | 0 | 0 | 0 | 0 | 0 | 292250.2184 | 0 | 0 | 0 | 0 | 0 | 0 | 0 | 0 | 0
2016-07-14 07:00 | 0 | 0 | 0 | 0 | 0 | 225975.732 | 0 | 447367 | 0 | 0 | 0 | 0 | 141717.9008 | 0 | 0 | 0 | 0 | 0 | 0 | 3317373.4283 | 0 | 0 | 0 | 0 | 0 | 0 | 0 | 0 | 0 | 0 | 0 | 0 | 70858.9504 | 0 | 0 | 0 | 0 | 0 | 0 | 0 | 0 | 0 | 292250.2184 | 0 | 0 | 0 | 0 | 0 | 0 | 0 | 0 | 0
2016-07-14 08:00 | 0 | 0 | 0 | 0 | 0 | 74636.8312 | 0 | 437746 | 0 | 0 | 0 | 0 | 70858.9504 | 0 | 0 | 0 | 0 | 0 | 0 | 3025123.2099 | 0 | 0 | 0 | 0 | 0 | 0 | 0 | 0 | 0 | 0 | 0 | 0 | -70858.9504 | 0 | 0 | 0 | 0 | 0 | 0 | 0 | 0 | 0 | 292250.2184 | 0 | 0 | 0 | 0 | 0 | 0 | 0 | 0 | 0
2016-07-14 09:00 | 0 | 0 | 0 | 0 | 0 | 445160.866 | 0 | 439448 | 0 | 0 | 0 | 0 | 70858.9504 | 0 | 0 | 0 | 0 | 0 | 0 | 3030836.0759 | 0 | 0 | 0 | 0 | 0 | 0 | 0 | 0 | 0 | 0 | 0 | 0 | 0 | 0 | 0 | 0 | 0 | 0 | 0 | 0 | 0 | 297963.0844 | 292250.2184 | 0 | 0 | 0 | 0 | 0 | 0 | 0 | 0 | 0
2016-07-14 10:00 | 0 | 0 | 0 | 0 | 0 | 90036.8312 | 0 | 453146 | 0 | 0 | 0 | 0 | 0 | 0 | 0 | 0 | 0 | 0 | 0 | 2738585.8575 | 0 | 0 | 0 | 0 | 0 | 0 | 0 | 0 | 0 | 0 | 0 | 0 | -70858.9504 | 0 | 0 | 0 | 0 | 0 | 0 | 0 | 0 | 0 | 292250.2184 | 0 | 0 | 0 | 0 | 0 | 0 | 0 | 0 | 0
2016-07-14 11:00 | 0 | 0 | 0 | 0 | 0 | 365081.1519 | 0 | 473437 | 0 | 0 | 0 | 0 | 0 | 0 | 0 | 0 | 0 | 0 | 0 | 2630230.0094 | 0 | 0 | 0 | 0 | 0 | 0 | 0 | 0 | 0 | 0 | 0 | 0 | 0 | 0 | 0 | 0 | 0 | 0 | 0 | 0 | 0 | 183894.3703 | 292250.2184 | 0 | 0 | 0 | 0 | 0 | 0 | 0 | 0 | 0
2016-07-14 12:00 | 0 | 0 | 0 | 0 | 0 | 233691.4762 | 112563.9288 | 498162 | 0 | 0 | 0 | 0 | 17057.7314 | 0 | 0 | 0 | 0 | 0 | 0 | 2461265.6829 | 0 | 0 | 0 | 0 | 0 | 0 | 0 | 0 | 0 | 0 | 0 | 0 | 17057.7314 | 0 | 0 | 0 | 0 | 0 | 0 | 0 | 0 | 123285.8919 | 292250.2184 | 0 | 0 | 0 | 0 | 0 | 0 | 0 | 0 | 0
2016-07-14 13:00 | 0 | 0 | 0 | 0 | 0 | 0 | 510896.2686 | 527954 | 0 | 0 | 0 | 0 | 0 | 0 | 0 | 0 | 0 | 0 | 0 | 2461265.6829 | 0 | 0 | 0 | 0 | 0 | 0 | 0 | 0 | 0 | 0 | 0 | 0 | -17057.7314 | 0 | 0 | 0 | 0 | 0 | 0 | 0 | 0 | 0 | 0 | 0 | 0 | 0 | 0 | 0 | 0 | 0 | 0 | 0
2016-07-14 14:00 | 0 | 0 | 0 | 0 | 0 | 0 | 718224.4888 | 563662 | 0 | 0 | 0 | 0 | 70858.9504 | 0 | 0 | 0 | 0 | 0 | 0 | 2544969.2213 | 0 | 0 | 0 | 0 | 0 | 0 | 0 | 0 | 0 | 0 | 0 | 0 | 70858.9504 | 0 | 0 | 0 | 0 | 0 | 0 | 0 | 0 | 83703.5384 | 0 | 0 | 0 | 0 | 0 | 0 | 0 | 0 | 0 | 0
2016-07-14 15:00 | 0 | 0 | 0 | 0 | 0 | 0 | 823940.5187 | 597192 | 0 | 0 | 0 | 0 | 70858.9504 | 0 | 0 | 0 | 0 | 0 | 0 | 2771717.74 | 0 | 0 | 0 | 0 | 0 | 0 | 0 | 0 | 0 | 0 | 0 | 0 | 0 | 0 | 0 | 0 | 0 | 0 | 0 | 0 | 0 | 226748.5187 | 0 | 0 | 0 | 0 | 0 | 0 | 0 | 0 | 0 | 0
2016-07-14 16:00 | 0 | 0 | 0 | 0 | 0 | 0 | 869592.9251 | 624767 | 0 | 0 | 0 | 0 | 0 | 0 | 0 | 0 | 0 | 0 | 0 | 3087402.6155 | 0 | 0 | 0 | 0 | 0 | 0 | 0 | 0 | 0 | 0 | 0 | 0 | -70858.9504 | 0 | 0 | 0 | 0 | 0 | 0 | 0 | 0 | 315684.8755 | 0 | 0 | 0 | 0 | 0 | 0 | 0 | 0 | 0 | 0
2016-07-14 17:00 | 0 | 0 | 0 | 0 | 0 | 0 | 876925.7452 | 645953 | 0 | 0 | 0 | 0 | 0 | 0 | 0 | 0 | 0 | 0 | 0 | 3318375.3607 | 0 | 0 | 0 | 0 | 0 | 0 | 0 | 0 | 0 | 0 | 0 | 0 | 0 | 0 | 0 | 0 | 0 | 0 | 0 | 0 | 0 | 230972.7452 | 0 | 0 | 0 | 0 | 0 | 0 | 0 | 0 | 0 | 0
2016-07-14 18:00 | 0 | 0 | 0 | 0 | 0 | 0 | 870367.4683 | 661070 | 0 | 0 | 0 | 0 | 70858.9504 | 0 | 0 | 0 | 0 | 0 | 0 | 3456813.8786 | 0 | 0 | 0 | 0 | 0 | 0 | 0 | 0 | 0 | 0 | 0 | 0 | 70858.9504 | 0 | 0 | 0 | 0 | 0 | 0 | 0 | 0 | 138438.5179 | 0 | 0 | 0 | 0 | 0 | 0 | 0 | 0 | 0 | 0
2016-07-14 19:00 | 0 | 0 | 0 | 0 | 0 | 0 | 863039.7841 | 671398 | 0 | 0 | 0 | 0 | 141717.9008 | 0 | 0 | 0 | 0 | 0 | 0 | 3577596.7123 | 0 | 0 | 0 | 0 | 0 | 0 | 0 | 0 | 0 | 0 | 0 | 0 | 70858.9504 | 0 | 0 | 0 | 0 | 0 | 0 | 0 | 0 | 120782.8337 | 0 | 0 | 0 | 0 | 0 | 0 | 0 | 0 | 0 | 0
2016-07-14 20:00 | 0 | 0 | 0 | 0 | 0 | 0 | 863230.9134 | 676307 | 0 | 0 | 0 | 0 | 128025.2243 | 0 | 0 | 0 | 0 | 0 | 0 | 3778213.3022 | 0 | 0 | 0 | 0 | 0 | 0 | 0 | 0 | 0 | 0 | 0 | 0 | -13692.6765 | 0 | 0 | 0 | 0 | 0 | 0 | 0 | 0 | 200616.5899 | 0 | 0 | 0 | 0 | 0 | 0 | 0 | 0 | 0 | 0
2016-07-14 21:00 | 0 | 0 | 0 | 0 | 0 | 0 | 856680.4872 | 677747 | 0 | 0 | 0 | 0 | 198884.1747 | 0 | 0 | 0 | 0 | 0 | 0 | 3886287.839 | 0 | 0 | 0 | 0 | 0 | 0 | 0 | 0 | 0 | 0 | 0 | 0 | 70858.9504 | 0 | 0 | 0 | 0 | 0 | 0 | 0 | 0 | 108074.5368 | 0 | 0 | 0 | 0 | 0 | 0 | 0 | 0 | 0 | 0
2016-07-14 22:00 | 0 | 0 | 0 | 0 | 0 | 0 | 835064.1356 | 673278 | 0 | 0 | 0 | 0 | 128025.2243 | 0 | 0 | 0 | 0 | 0 | 0 | 4118932.925 | 0 | 0 | 0 | 0 | 0 | 0 | 0 | 0 | 0 | 0 | 0 | 0 | -70858.9504 | 0 | 0 | 0 | 0 | 0 | 0 | 0 | 0 | 232645.086 | 0 | 0 | 0 | 0 | 0 | 0 | 0 | 0 | 0 | 0
2016-07-14 23:00 | 0 | 0 | 0 | 0 | 0 | 0 | 751706.9982 | 660714 | 0 | 0 | 0 | 0 | 198884.1747 | 0 | 0 | 0 | 0 | 0 | 0 | 4139066.9728 | 0 | 0 | 0 | 0 | 0 | 0 | 0 | 0 | 0 | 0 | 0 | 0 | 70858.9504 | 0 | 0 | 0 | 0 | 0 | 0 | 0 | 0 | 20134.0478 | 0 | 0 | 0 | 0 | 0 | 0 | 0 | 0 | 0 | 0
2016-07-15 | 0 | 0 | 0 | 0 | 0 | 0 | 588049.82 | 643060 | 0 | 0 | 0 | 0 | 198884.1747 | 0 | 0 | 0 | 0 | 0 | 0 | 4084056.7929 | 0 | 0 | 0 | 0 | 0 | 0 | 0 | 0 | 0 | 0 | 0 | 0 | 0 | 0 | 0 | 0 | 0 | 0 | 0 | 0 | 0 | 237240.0384 | 292250.2184 | 0 | 0 | 0 | 0 | 0 | 0 | 0 | 0 | 0
2016-07-15 01:00 | 0 | 0 | 0 | 0 | 0 | 0 | 300617.9334 | 626168 | 0 | 0 | 0 | 0 | 165584.3264 | 0 | 0 | 0 | 0 | 0 | 0 | 3791806.5745 | 0 | 0 | 0 | 0 | 0 | 0 | 0 | 0 | 0 | 0 | 0 | 0 | -33299.8482 | 0 | 0 | 0 | 0 | 0 | 0 | 0 | 0 | 0 | 292250.2184 | 0 | 0 | 0 | 0 | 0 | 0 | 0 | 0 | 0
2016-07-15 02:00 | 0 | 0 | 0 | 0 | 0 | 415850.3515 | 34303.9625 | 596932 | 0 | 0 | 0 | 0 | 198884.1747 | 0 | 0 | 0 | 0 | 0 | 0 | 3611729.0403 | 0 | 0 | 0 | 0 | 0 | 0 | 0 | 0 | 0 | 0 | 0 | 0 | 33299.8482 | 0 | 0 | 0 | 0 | 0 | 0 | 0 | 0 | 112172.6842 | 292250.2184 | 0 | 0 | 0 | 0 | 0 | 0 | 0 | 0 | 0
2016-07-15 03:00 | 0 | 0 | 0 | 0 | 0 | 411387.4037 | 0 | 557655 | 0 | 0 | 0 | 0 | 198884.1747 | 0 | 0 | 0 | 0 | 0 | 0 | 3465461.444 | 0 | 0 | 0 | 0 | 0 | 0 | 0 | 0 | 0 | 0 | 0 | 0 | 0 | 0 | 0 | 0 | 0 | 0 | 0 | 0 | 0 | 145982.6221 | 292250.2184 | 0 | 0 | 0 | 0 | 0 | 0 | 0 | 0 | 0
2016-07-15 04:00 | 0 | 0 | 0 | 0 | 0 | 157858.8312 | 0 | 520968 | 0 | 0 | 0 | 0 | 128025.2243 | 0 | 0 | 0 | 0 | 0 | 0 | 3173211.2256 | 0 | 0 | 0 | 0 | 0 | 0 | 0 | 0 | 0 | 0 | 0 | 0 | -70858.9504 | 0 | 0 | 0 | 0 | 0 | 0 | 0 | 0 | 0 | 292250.2184 | 0 | 0 | 0 | 0 | 0 | 0 | 0 | 0 | 0
2016-07-15 05:00 | 0 | 0 | 0 | 0 | 0 | 340154.9926 | 0 | 488419 | 0 | 0 | 0 | 0 | 198884.1747 | 0 | 0 | 0 | 0 | 0 | 0 | 2954088.2678 | 0 | 0 | 0 | 0 | 0 | 0 | 0 | 0 | 0 | 0 | 0 | 0 | 70858.9504 | 0 | 0 | 0 | 0 | 0 | 0 | 0 | 0 | 73127.2605 | 292250.2184 | 0 | 0 | 0 | 0 | 0 | 0 | 0 | 0 | 0
2016-07-15 06:00 | 0 | 0 | 0 | 0 | 0 | 306715.657 | 0 | 461753 | 0 | 0 | 0 | 0 | 198884.1747 | 0 | 0 | 0 | 0 | 0 | 0 | 2799050.9248 | 0 | 0 | 0 | 0 | 0 | 0 | 0 | 0 | 0 | 0 | 0 | 0 | 0 | 0 | 0 | 0 | 0 | 0 | 0 | 0 | 0 | 137212.8754 | 292250.2184 | 0 | 0 | 0 | 0 | 0 | 0 | 0 | 0 | 0
2016-07-15 07:00 | 0 | 0 | 0 | 0 | 0 | 78981.8312 | 0 | 442091 | 0 | 0 | 0 | 0 | 128025.2243 | 0 | 0 | 0 | 0 | 0 | 0 | 2506800.7064 | 0 | 0 | 0 | 0 | 0 | 0 | 0 | 0 | 0 | 0 | 0 | 0 | -70858.9504 | 0 | 0 | 0 | 0 | 0 | 0 | 0 | 0 | 0 | 292250.2184 | 0 | 0 | 0 | 0 | 0 | 0 | 0 | 0 | 0
2016-07-15 08:00 | 0 | 0 | 0 | 0 | 0 | 210437.732 | 0 | 431829 | 0 | 0 | 0 | 0 | 198884.1747 | 0 | 0 | 0 | 0 | 0 | 0 | 2214550.488 | 0 | 0 | 0 | 0 | 0 | 0 | 0 | 0 | 0 | 0 | 0 | 0 | 70858.9504 | 0 | 0 | 0 | 0 | 0 | 0 | 0 | 0 | 0 | 292250.2184 | 0 | 0 | 0 | 0 | 0 | 0 | 0 | 0 | 0
2016-07-15 09:00 | 0 | 0 | 0 | 0 | 0 | 215809.4305 | 0 | 432607 | 0 | 0 | 0 | 0 | 128025.2243 | 0 | 0 | 0 | 0 | 0 | 0 | 2068611.8689 | 0 | 0 | 0 | 0 | 0 | 0 | 0 | 0 | 0 | 0 | 0 | 0 | -70858.9504 | 0 | 0 | 0 | 0 | 0 | 0 | 0 | 0 | 146311.5993 | 292250.2184 | 0 | 0 | 0 | 0 | 0 | 0 | 0 | 0 | 0
2016-07-15 10:00 | 0 | 0 | 0 | 0 | 0 | 194639.2194 | 0 | 444406 | 0 | 0 | 0 | 0 | 170508.662 | 0 | 0 | 0 | 0 | 0 | 0 | 1776361.6505 | 0 | 0 | 0 | 0 | 0 | 0 | 0 | 0 | 0 | 0 | 0 | 0 | 42483.4377 | 0 | 0 | 0 | 0 | 0 | 0 | 0 | 0 | 0 | 292250.2184 | 0 | 0 | 0 | 0 | 0 | 0 | 0 | 0 | 0
2016-07-15 11:00 | 0 | 0 | 0 | 0 | 0 | 158579.8842 | 1.9842 | 462733 | 0 | 0 | 0 | 0 | 158607.7488 | 0 | 0 | 0 | 0 | 0 | 0 | 1484111.4322 | 0 | 0 | 0 | 0 | 0 | 0 | 0 | 0 | 0 | 0 | 0 | 0 | -11900.9133 | 0 | 0 | 0 | 0 | 0 | 0 | 0 | 0 | 0 | 292250.2184 | 0 | 0 | 0 | 0 | 0 | 0 | 0 | 0 | 0
2016-07-15 12:00 | 0 | 0 | 0 | 0 | 0 | 86188.291 | 110558.439 | 487020 | 0 | 0 | 0 | 0 | 160584.6972 | 0 | 0 | 0 | 0 | 0 | 0 | 1191861.2138 | 0 | 0 | 0 | 0 | 0 | 0 | 0 | 0 | 0 | 0 | 0 | 0 | 1976.9484 | 0 | 0 | 0 | 0 | 0 | 0 | 0 | 0 | 0 | 292250.2184 | 0 | 0 | 0 | 0 | 0 | 0 | 0 | 0 | 0
2016-07-15 13:00 | 0 | 0 | 0 | 0 | 0 | 86739.6469 | 484269.6493 | 517382 | 0 | 0 | 0 | 0 | 198884.1747 | 0 | 0 | 0 | 0 | 0 | 0 | 1207189.0325 | 0 | 0 | 0 | 0 | 0 | 0 | 0 | 0 | 0 | 0 | 0 | 0 | 38299.4775 | 0 | 0 | 0 | 0 | 0 | 0 | 0 | 0 | 307578.0371 | 292250.2184 | 0 | 0 | 0 | 0 | 0 | 0 | 0 | 0 | 0
2016-07-15 14:00 | 0 | 0 | 0 | 0 | 0 | 0 | 706162.8511 | 548705 | 0 | 0 | 0 | 0 | 198884.1747 | 0 | 0 | 0 | 0 | 0 | 0 | 1364646.8836 | 0 | 0 | 0 | 0 | 0 | 0 | 0 | 0 | 0 | 0 | 0 | 0 | 0 | 0 | 0 | 0 | 0 | 0 | 0 | 0 | 0 | 157457.8511 | 0 | 0 | 0 | 0 | 0 | 0 | 0 | 0 | 0 | 0
2016-07-15 15:00 | 0 | 0 | 0 | 0 | 0 | 31133.7446 | 807049.345 | 577335 | 0 | 0 | 0 | 0 | 128025.2243 | 0 | 0 | 0 | 0 | 0 | 0 | 1696353.9236 | 0 | 0 | 0 | 0 | 0 | 0 | 0 | 0 | 0 | 0 | 0 | 0 | -70858.9504 | 0 | 0 | 0 | 0 | 0 | 0 | 0 | 0 | 331707.04 | 0 | 0 | 0 | 0 | 0 | 0 | 0 | 0 | 0 | 0
2016-07-15 16:00 | 0 | 0 | 0 | 0 | 0 | 0 | 853764.4174 | 601301 | 0 | 0 | 0 | 0 | 198884.1747 | 0 | 0 | 0 | 0 | 0 | 0 | 1877958.3906 | 0 | 0 | 0 | 0 | 0 | 0 | 0 | 0 | 0 | 0 | 0 | 0 | 70858.9504 | 0 | 0 | 0 | 0 | 0 | 0 | 0 | 0 | 181604.467 | 0 | 0 | 0 | 0 | 0 | 0 | 0 | 0 | 0 | 0
2016-07-15 17:00 | 0 | 0 | 0 | 0 | 0 | 0 | 863451.7615 | 623336 | 0 | 0 | 0 | 0 | 198884.1747 | 0 | 0 | 0 | 0 | 0 | 0 | 2118074.152 | 0 | 0 | 0 | 0 | 0 | 0 | 0 | 0 | 0 | 0 | 0 | 0 | 0 | 0 | 0 | 0 | 0 | 0 | 0 | 0 | 0 | 240115.7615 | 0 | 0 | 0 | 0 | 0 | 0 | 0 | 0 | 0 | 0
2016-07-15 18:00 | 0 | 0 | 0 | 0 | 0 | 0 | 859051.5106 | 640286 | 0 | 0 | 0 | 0 | 198884.1747 | 0 | 0 | 0 | 0 | 0 | 0 | 2336839.6626 | 0 | 0 | 0 | 0 | 0 | 0 | 0 | 0 | 0 | 0 | 0 | 0 | 0 | 0 | 0 | 0 | 0 | 0 | 0 | 0 | 0 | 218765.5106 | 0 | 0 | 0 | 0 | 0 | 0 | 0 | 0 | 0 | 0
2016-07-15 19:00 | 0 | 0 | 0 | 0 | 0 | 0 | 850798.2084 | 650704 | 0 | 0 | 0 | 0 | 128025.2243 | 0 | 0 | 0 | 0 | 0 | 0 | 2607792.8214 | 0 | 0 | 0 | 0 | 0 | 0 | 0 | 0 | 0 | 0 | 0 | 0 | -70858.9504 | 0 | 0 | 0 | 0 | 0 | 0 | 0 | 0 | 270953.1588 | 0 | 0 | 0 | 0 | 0 | 0 | 0 | 0 | 0 | 0
2016-07-15 20:00 | 0 | 0 | 0 | 0 | 0 | 0 | 847346.6267 | 657165 | 0 | 0 | 0 | 0 | 198884.1747 | 0 | 0 | 0 | 0 | 0 | 0 | 2727115.4976 | 0 | 0 | 0 | 0 | 0 | 0 | 0 | 0 | 0 | 0 | 0 | 0 | 70858.9504 | 0 | 0 | 0 | 0 | 0 | 0 | 0 | 0 | 119322.6763 | 0 | 0 | 0 | 0 | 0 | 0 | 0 | 0 | 0 | 0
2016-07-15 21:00 | 0 | 0 | 0 | 0 | 0 | 0 | 837218.1123 | 657587 | 0 | 0 | 0 | 0 | 198884.1747 | 0 | 0 | 0 | 0 | 0 | 0 | 2906746.61 | 0 | 0 | 0 | 0 | 0 | 0 | 0 | 0 | 0 | 0 | 0 | 0 | 0 | 0 | 0 | 0 | 0 | 0 | 0 | 0 | 0 | 179631.1123 | 0 | 0 | 0 | 0 | 0 | 0 | 0 | 0 | 0 | 0
2016-07-15 22:00 | 0 | 0 | 0 | 0 | 0 | 0 | 804409.5705 | 648192 | 0 | 0 | 0 | 0 | 128025.2243 | 0 | 0 | 0 | 0 | 0 | 0 | 3133823.1309 | 0 | 0 | 0 | 0 | 0 | 0 | 0 | 0 | 0 | 0 | 0 | 0 | -70858.9504 | 0 | 0 | 0 | 0 | 0 | 0 | 0 | 0 | 227076.5209 | 0 | 0 | 0 | 0 | 0 | 0 | 0 | 0 | 0 | 0
2016-07-15 23:00 | 0 | 0 | 0 | 0 | 0 | 0 | 715516.0275 | 630495 | 0 | 0 | 0 | 0 | 128025.2243 | 0 | 0 | 0 | 0 | 0 | 0 | 3218844.1584 | 0 | 0 | 0 | 0 | 0 | 0 | 0 | 0 | 0 | 0 | 0 | 0 | 0 | 0 | 0 | 0 | 0 | 0 | 0 | 0 | 0 | 85021.0275 | 0 | 0 | 0 | 0 | 0 | 0 | 0 | 0 | 0 | 0
2016-07-16 | 0 | 0 | 0 | 0 | 0 | 0 | 554247.8165 | 610563 | 0 | 0 | 0 | 0 | 198884.1747 | 0 | 0 | 0 | 0 | 0 | 0 | 3091670.0245 | 0 | 0 | 0 | 0 | 0 | 0 | 0 | 0 | 0 | 0 | 0 | 0 | 70858.9504 | 0 | 0 | 0 | 0 | 0 | 0 | 0 | 0 | 165076.0845 | 292250.2184 | 0 | 0 | 0 | 0 | 0 | 0 | 0 | 0 | 0
2016-07-16 01:00 | 0 | 0 | 0 | 0 | 0 | 263951.0716 | 270170.5317 | 593282 | 0 | 0 | 0 | 0 | 141717.9008 | 0 | 0 | 0 | 0 | 0 | 0 | 3089675.9017 | 0 | 0 | 0 | 0 | 0 | 0 | 0 | 0 | 0 | 0 | 0 | 0 | -57166.2739 | 0 | 0 | 0 | 0 | 0 | 0 | 0 | 0 | 290256.0956 | 292250.2184 | 0 | 0 | 0 | 0 | 0 | 0 | 0 | 0 | 0
2016-07-16 02:00 | 0 | 0 | 0 | 0 | 0 | 408017.1789 | 28418.3861 | 566934 | 0 | 0 | 0 | 0 | 70858.9504 | 0 | 0 | 0 | 0 | 0 | 0 | 3030036.4172 | 0 | 0 | 0 | 0 | 0 | 0 | 0 | 0 | 0 | 0 | 0 | 0 | -70858.9504 | 0 | 0 | 0 | 0 | 0 | 0 | 0 | 0 | 232610.7338 | 292250.2184 | 0 | 0 | 0 | 0 | 0 | 0 | 0 | 0 | 0
2016-07-16 03:00 | 0 | 0 | 0 | 0 | 0 | 436066.5437 | 0 | 531396 | 0 | 0 | 0 | 0 | 0 | 0 | 0 | 0 | 0 | 0 | 0 | 3005565.9113 | 0 | 0 | 0 | 0 | 0 | 0 | 0 | 0 | 0 | 0 | 0 | 0 | -70858.9504 | 0 | 0 | 0 | 0 | 0 | 0 | 0 | 0 | 267779.7125 | 292250.2184 | 0 | 0 | 0 | 0 | 0 | 0 | 0 | 0 | 0
2016-07-16 04:00 | 0 | 0 | 0 | 0 | 0 | 274538.732 | 0 | 495930 | 0 | 0 | 0 | 0 | 70858.9504 | 0 | 0 | 0 | 0 | 0 | 0 | 2713315.6929 | 0 | 0 | 0 | 0 | 0 | 0 | 0 | 0 | 0 | 0 | 0 | 0 | 70858.9504 | 0 | 0 | 0 | 0 | 0 | 0 | 0 | 0 | 0 | 292250.2184 | 0 | 0 | 0 | 0 | 0 | 0 | 0 | 0 | 0
2016-07-16 05:00 | 0 | 0 | 0 | 0 | 0 | 244223.732 | 0 | 465615 | 0 | 0 | 0 | 0 | 141717.9008 | 0 | 0 | 0 | 0 | 0 | 0 | 2421065.4745 | 0 | 0 | 0 | 0 | 0 | 0 | 0 | 0 | 0 | 0 | 0 | 0 | 70858.9504 | 0 | 0 | 0 | 0 | 0 | 0 | 0 | 0 | 0 | 292250.2184 | 0 | 0 | 0 | 0 | 0 | 0 | 0 | 0 | 0
2016-07-16 06:00 | 0 | 0 | 0 | 0 | 0 | 373775.3577 | 0 | 441570 | 0 | 0 | 0 | 0 | 198884.1747 | 0 | 0 | 0 | 0 | 0 | 0 | 2296104.5583 | 0 | 0 | 0 | 0 | 0 | 0 | 0 | 0 | 0 | 0 | 0 | 0 | 57166.2739 | 0 | 0 | 0 | 0 | 0 | 0 | 0 | 0 | 167289.3022 | 292250.2184 | 0 | 0 | 0 | 0 | 0 | 0 | 0 | 0 | 0
2016-07-16 07:00 | 0 | 0 | 0 | 0 | 0 | 59269.8312 | 0 | 422379 | 0 | 0 | 0 | 0 | 128025.2243 | 0 | 0 | 0 | 0 | 0 | 0 | 2003854.3399 | 0 | 0 | 0 | 0 | 0 | 0 | 0 | 0 | 0 | 0 | 0 | 0 | -70858.9504 | 0 | 0 | 0 | 0 | 0 | 0 | 0 | 0 | 0 | 292250.2184 | 0 | 0 | 0 | 0 | 0 | 0 | 0 | 0 | 0
2016-07-16 08:00 | 0 | 0 | 0 | 0 | 0 | 343075.598 | 0 | 410187 | 0 | 0 | 0 | 0 | 70858.9504 | 0 | 0 | 0 | 0 | 0 | 0 | 1993909.2118 | 0 | 0 | 0 | 0 | 0 | 0 | 0 | 0 | 0 | 0 | 0 | 0 | -57166.2739 | 0 | 0 | 0 | 0 | 0 | 0 | 0 | 0 | 282305.0902 | 292250.2184 | 0 | 0 | 0 | 0 | 0 | 0 | 0 | 0 | 0
2016-07-16 09:00 | 0 | 0 | 0 | 0 | 0 | 41323.8312 | 0 | 404433 | 0 | 0 | 0 | 0 | 0 | 0 | 0 | 0 | 0 | 0 | 0 | 1701658.9934 | 0 | 0 | 0 | 0 | 0 | 0 | 0 | 0 | 0 | 0 | 0 | 0 | -70858.9504 | 0 | 0 | 0 | 0 | 0 | 0 | 0 | 0 | 0 | 292250.2184 | 0 | 0 | 0 | 0 | 0 | 0 | 0 | 0 | 0
2016-07-16 10:00 | 0 | 0 | 0 | 0 | 0 | 269274.618 | 0 | 403956 | 0 | 0 | 0 | 0 | 70858.9504 | 0 | 0 | 0 | 0 | 0 | 0 | 1496118.661 | 0 | 0 | 0 | 0 | 0 | 0 | 0 | 0 | 0 | 0 | 0 | 0 | 70858.9504 | 0 | 0 | 0 | 0 | 0 | 0 | 0 | 0 | 86709.886 | 292250.2184 | 0 | 0 | 0 | 0 | 0 | 0 | 0 | 0 | 0
2016-07-16 11:00 | 0 | 0 | 0 | 0 | 0 | 228538.6189 | 0 | 411897 | 0 | 0 | 0 | 0 | 0 | 0 | 0 | 0 | 0 | 0 | 0 | 1383619.2303 | 0 | 0 | 0 | 0 | 0 | 0 | 0 | 0 | 0 | 0 | 0 | 0 | -70858.9504 | 0 | 0 | 0 | 0 | 0 | 0 | 0 | 0 | 179750.7877 | 292250.2184 | 0 | 0 | 0 | 0 | 0 | 0 | 0 | 0 | 0
2016-07-16 12:00 | 0 | 0 | 0 | 0 | 0 | 159948.1998 | 95950.0047 | 431408 | 0 | 0 | 0 | 0 | 28368.0031 | 0 | 0 | 0 | 0 | 0 | 0 | 1179741.4317 | 0 | 0 | 0 | 0 | 0 | 0 | 0 | 0 | 0 | 0 | 0 | 0 | 28368.0031 | 0 | 0 | 0 | 0 | 0 | 0 | 0 | 0 | 88372.4198 | 292250.2184 | 0 | 0 | 0 | 0 | 0 | 0 | 0 | 0 | 0
2016-07-16 13:00 | 0 | 0 | 0 | 0 | 0 | 0 | 432364.9969 | 460733 | 0 | 0 | 0 | 0 | 0 | 0 | 0 | 0 | 0 | 0 | 0 | 1179741.4317 | 0 | 0 | 0 | 0 | 0 | 0 | 0 | 0 | 0 | 0 | 0 | 0 | -28368.0031 | 0 | 0 | 0 | 0 | 0 | 0 | 0 | 0 | 0 | 0 | 0 | 0 | 0 | 0 | 0 | 0 | 0 | 0 | 0
2016-07-16 14:00 | 0 | 0 | 0 | 0 | 0 | 0 | 660155.3243 | 493000 | 0 | 0 | 0 | 0 | 0 | 0 | 0 | 0 | 0 | 0 | 0 | 1346896.756 | 0 | 0 | 0 | 0 | 0 | 0 | 0 | 0 | 0 | 0 | 0 | 0 | 0 | 0 | 0 | 0 | 0 | 0 | 0 | 0 | 0 | 167155.3243 | 0 | 0 | 0 | 0 | 0 | 0 | 0 | 0 | 0 | 0
2016-07-16 15:00 | 0 | 0 | 0 | 0 | 0 | 0 | 780277.7043 | 524171 | 0 | 0 | 0 | 0 | 70858.9504 | 0 | 0 | 0 | 0 | 0 | 0 | 1532144.5099 | 0 | 0 | 0 | 0 | 0 | 0 | 0 | 0 | 0 | 0 | 0 | 0 | 70858.9504 | 0 | 0 | 0 | 0 | 0 | 0 | 0 | 0 | 185247.7539 | 0 | 0 | 0 | 0 | 0 | 0 | 0 | 0 | 0 | 0
2016-07-16 16:00 | 0 | 0 | 0 | 0 | 0 | 0 | 839237.3801 | 550527 | 0 | 0 | 0 | 0 | 27862.2905 | 0 | 0 | 0 | 0 | 0 | 0 | 1863851.5499 | 0 | 0 | 0 | 0 | 0 | 0 | 0 | 0 | 0 | 0 | 0 | 0 | -42996.6599 | 0 | 0 | 0 | 0 | 0 | 0 | 0 | 0 | 331707.04 | 0 | 0 | 0 | 0 | 0 | 0 | 0 | 0 | 0 | 0
2016-07-16 17:00 | 0 | 0 | 0 | 0 | 0 | 0 | 857808.388 | 572417 | 0 | 0 | 0 | 0 | 0 | 0 | 0 | 0 | 0 | 0 | 0 | 2177105.2284 | 0 | 0 | 0 | 0 | 0 | 0 | 0 | 0 | 0 | 0 | 0 | 0 | -27862.2905 | 0 | 0 | 0 | 0 | 0 | 0 | 0 | 0 | 313253.6785 | 0 | 0 | 0 | 0 | 0 | 0 | 0 | 0 | 0 | 0
2016-07-16 18:00 | 0 | 0 | 0 | 0 | 0 | 0 | 855651.0161 | 589029 | 0 | 0 | 0 | 0 | 70858.9504 | 0 | 0 | 0 | 0 | 0 | 0 | 2372868.2941 | 0 | 0 | 0 | 0 | 0 | 0 | 0 | 0 | 0 | 0 | 0 | 0 | 70858.9504 | 0 | 0 | 0 | 0 | 0 | 0 | 0 | 0 | 195763.0657 | 0 | 0 | 0 | 0 | 0 | 0 | 0 | 0 | 0 | 0
2016-07-16 19:00 | 0 | 0 | 0 | 0 | 0 | 154870.8786 | 847701.1118 | 600006 | 0 | 0 | 0 | 0 | 141717.9008 | 0 | 0 | 0 | 0 | 0 | 0 | 2704575.3341 | 0 | 0 | 0 | 0 | 0 | 0 | 0 | 0 | 0 | 0 | 0 | 0 | 70858.9504 | 0 | 0 | 0 | 0 | 0 | 0 | 0 | 0 | 331707.04 | 0 | 0 | 0 | 0 | 0 | 0 | 0 | 0 | 0 | 0
2016-07-16 20:00 | 0 | 0 | 0 | 0 | 0 | 89311.0432 | 843497.0116 | 606513 | 0 | 0 | 0 | 0 | 136305.9155 | 0 | 0 | 0 | 0 | 0 | 0 | 3036282.3741 | 0 | 0 | 0 | 0 | 0 | 0 | 0 | 0 | 0 | 0 | 0 | 0 | -5411.9853 | 0 | 0 | 0 | 0 | 0 | 0 | 0 | 0 | 331707.04 | 0 | 0 | 0 | 0 | 0 | 0 | 0 | 0 | 0 | 0
2016-07-16 21:00 | 0 | 0 | 0 | 0 | 0 | 35357.5145 | 834146.5751 | 608656 | 0 | 0 | 0 | 0 | 65446.9651 | 0 | 0 | 0 | 0 | 0 | 0 | 3367989.4141 | 0 | 0 | 0 | 0 | 0 | 0 | 0 | 0 | 0 | 0 | 0 | 0 | -70858.9504 | 0 | 0 | 0 | 0 | 0 | 0 | 0 | 0 | 331707.04 | 0 | 0 | 0 | 0 | 0 | 0 | 0 | 0 | 0 | 0
2016-07-16 22:00 | 0 | 0 | 0 | 0 | 0 | 0 | 806331.659 | 603469 | 0 | 0 | 0 | 0 | 61869.3543 | 0 | 0 | 0 | 0 | 0 | 0 | 3574429.6838 | 0 | 0 | 0 | 0 | 0 | 0 | 0 | 0 | 0 | 0 | 0 | 0 | -3577.6108 | 0 | 0 | 0 | 0 | 0 | 0 | 0 | 0 | 206440.2698 | 0 | 0 | 0 | 0 | 0 | 0 | 0 | 0 | 0 | 0
2016-07-16 23:00 | 0 | 0 | 0 | 0 | 0 | 0 | 724789.7281 | 591077 | 0 | 0 | 0 | 0 | 132728.3047 | 0 | 0 | 0 | 0 | 0 | 0 | 3637283.4616 | 0 | 0 | 0 | 0 | 0 | 0 | 0 | 0 | 0 | 0 | 0 | 0 | 70858.9504 | 0 | 0 | 0 | 0 | 0 | 0 | 0 | 0 | 62853.7777 | 0 | 0 | 0 | 0 | 0 | 0 | 0 | 0 | 0 | 0
2016-07-17 | 0 | 0 | 0 | 0 | 0 | 0 | 565372.8308 | 575707 | 0 | 0 | 0 | 0 | 122394.1355 | 0 | 0 | 0 | 0 | 0 | 0 | 3637283.4616 | 0 | 0 | 0 | 0 | 0 | 0 | 0 | 0 | 0 | 0 | 0 | 0 | -10334.1692 | 0 | 0 | 0 | 0 | 0 | 0 | 0 | 0 | 0 | 0 | 0 | 0 | 0 | 0 | 0 | 0 | 0 | 0 | 0
2016-07-17 01:00 | 0 | 0 | 0 | 0 | 0 | 0 | 287419.5469 | 560346 | 0 | 0 | 0 | 0 | 141717.9008 | 0 | 0 | 0 | 0 | 0 | 0 | 3345033.2432 | 0 | 0 | 0 | 0 | 0 | 0 | 0 | 0 | 0 | 0 | 0 | 0 | 19323.7653 | 0 | 0 | 0 | 0 | 0 | 0 | 0 | 0 | 0 | 292250.2184 | 0 | 0 | 0 | 0 | 0 | 0 | 0 | 0 | 0
2016-07-17 02:00 | 0 | 0 | 0 | 0 | 0 | 149366.2833 | 26194.548 | 538670 | 0 | 0 | 0 | 0 | 70858.9504 | 0 | 0 | 0 | 0 | 0 | 0 | 3052783.0248 | 0 | 0 | 0 | 0 | 0 | 0 | 0 | 0 | 0 | 0 | 0 | 0 | -70858.9504 | 0 | 0 | 0 | 0 | 0 | 0 | 0 | 0 | 0 | 292250.2184 | 0 | 0 | 0 | 0 | 0 | 0 | 0 | 0 | 0
2016-07-17 03:00 | 0 | 0 | 0 | 0 | 0 | 145382.8312 | 0 | 508492 | 0 | 0 | 0 | 0 | 0 | 0 | 0 | 0 | 0 | 0 | 0 | 2760532.8064 | 0 | 0 | 0 | 0 | 0 | 0 | 0 | 0 | 0 | 0 | 0 | 0 | -70858.9504 | 0 | 0 | 0 | 0 | 0 | 0 | 0 | 0 | 0 | 292250.2184 | 0 | 0 | 0 | 0 | 0 | 0 | 0 | 0 | 0
2016-07-17 04:00 | 0 | 0 | 0 | 0 | 0 | 587797.772 | 0 | 477482 | 0 | 0 | 0 | 0 | 70858.9504 | 0 | 0 | 0 | 0 | 0 | 0 | 2799989.628 | 0 | 0 | 0 | 0 | 0 | 0 | 0 | 0 | 0 | 0 | 0 | 0 | 70858.9504 | 0 | 0 | 0 | 0 | 0 | 0 | 0 | 0 | 331707.04 | 292250.2184 | 0 | 0 | 0 | 0 | 0 | 0 | 0 | 0 | 0
2016-07-17 05:00 | 0 | 0 | 0 | 0 | 0 | 561350.772 | 0 | 451035 | 0 | 0 | 0 | 0 | 141717.9008 | 0 | 0 | 0 | 0 | 0 | 0 | 2839446.4497 | 0 | 0 | 0 | 0 | 0 | 0 | 0 | 0 | 0 | 0 | 0 | 0 | 70858.9504 | 0 | 0 | 0 | 0 | 0 | 0 | 0 | 0 | 331707.04 | 292250.2184 | 0 | 0 | 0 | 0 | 0 | 0 | 0 | 0 | 0
2016-07-17 06:00 | 0 | 0 | 0 | 0 | 0 | 66533.8312 | 0 | 429643 | 0 | 0 | 0 | 0 | 70858.9504 | 0 | 0 | 0 | 0 | 0 | 0 | 2547196.2313 | 0 | 0 | 0 | 0 | 0 | 0 | 0 | 0 | 0 | 0 | 0 | 0 | -70858.9504 | 0 | 0 | 0 | 0 | 0 | 0 | 0 | 0 | 0 | 292250.2184 | 0 | 0 | 0 | 0 | 0 | 0 | 0 | 0 | 0
2016-07-17 07:00 | 0 | 0 | 0 | 0 | 0 | 521903.772 | 0 | 411588 | 0 | 0 | 0 | 0 | 141717.9008 | 0 | 0 | 0 | 0 | 0 | 0 | 2586653.0529 | 0 | 0 | 0 | 0 | 0 | 0 | 0 | 0 | 0 | 0 | 0 | 0 | 70858.9504 | 0 | 0 | 0 | 0 | 0 | 0 | 0 | 0 | 331707.04 | 292250.2184 | 0 | 0 | 0 | 0 | 0 | 0 | 0 | 0 | 0
2016-07-17 08:00 | 0 | 0 | 0 | 0 | 0 | 164734.0555 | 0 | 399818 | 0 | 0 | 0 | 0 | 198884.1747 | 0 | 0 | 0 | 0 | 0 | 0 | 2294402.8345 | 0 | 0 | 0 | 0 | 0 | 0 | 0 | 0 | 0 | 0 | 0 | 0 | 57166.2739 | 0 | 0 | 0 | 0 | 0 | 0 | 0 | 0 | 0 | 292250.2184 | 0 | 0 | 0 | 0 | 0 | 0 | 0 | 0 | 0
2016-07-17 09:00 | 0 | 0 | 0 | 0 | 0 | 29512.8312 | 0 | 392622 | 0 | 0 | 0 | 0 | 128025.2243 | 0 | 0 | 0 | 0 | 0 | 0 | 2002152.6161 | 0 | 0 | 0 | 0 | 0 | 0 | 0 | 0 | 0 | 0 | 0 | 0 | -70858.9504 | 0 | 0 | 0 | 0 | 0 | 0 | 0 | 0 | 0 | 292250.2184 | 0 | 0 | 0 | 0 | 0 | 0 | 0 | 0 | 0
2016-07-17 10:00 | 0 | 0 | 0 | 0 | 0 | 369817.5477 | 0 | 387527 | 0 | 0 | 0 | 0 | 70858.9504 | 0 | 0 | 0 | 0 | 0 | 0 | 2041609.4377 | 0 | 0 | 0 | 0 | 0 | 0 | 0 | 0 | 0 | 0 | 0 | 0 | -57166.2739 | 0 | 0 | 0 | 0 | 0 | 0 | 0 | 0 | 331707.04 | 292250.2184 | 0 | 0 | 0 | 0 | 0 | 0 | 0 | 0 | 0
2016-07-17 11:00 | 0 | 0 | 0 | 0 | 0 | 28531.0008 | 0.83042 | 391641 | 0 | 0 | 0 | 0 | 0 | 0 | 0 | 0 | 0 | 0 | 0 | 1749359.2193 | 0 | 0 | 0 | 0 | 0 | 0 | 0 | 0 | 0 | 0 | 0 | 0 | -70858.9504 | 0 | 0 | 0 | 0 | 0 | 0 | 0 | 0 | 0 | 292250.2184 | 0 | 0 | 0 | 0 | 0 | 0 | 0 | 0 | 0
2016-07-17 12:00 | 0 | 0 | 0 | 0 | 0 | 301624.9729 | 111664.2071 | 411311 | 0 | 0 | 0 | 0 | 0 | 0 | 0 | 0 | 0 | 0 | 0 | 1751337.3994 | 0 | 0 | 0 | 0 | 0 | 0 | 0 | 0 | 0 | 0 | 0 | 0 | 0 | 0 | 0 | 0 | 0 | 0 | 0 | 0 | 0 | 294228.3985 | 292250.2184 | 0 | 0 | 0 | 0 | 0 | 0 | 0 | 0 | 0
2016-07-17 13:00 | 0 | 0 | 0 | 0 | 0 | 0 | 455422.438 | 444110 | 0 | 0 | 0 | 0 | 0 | 0 | 0 | 0 | 0 | 0 | 0 | 1762649.8374 | 0 | 0 | 0 | 0 | 0 | 0 | 0 | 0 | 0 | 0 | 0 | 0 | 0 | 0 | 0 | 0 | 0 | 0 | 0 | 0 | 0 | 11312.438 | 0 | 0 | 0 | 0 | 0 | 0 | 0 | 0 | 0 | 0
2016-07-17 14:00 | 0 | 0 | 0 | 0 | 0 | 0 | 679076.1287 | 479639 | 0 | 0 | 0 | 0 | 70858.9504 | 0 | 0 | 0 | 0 | 0 | 0 | 1891228.0157 | 0 | 0 | 0 | 0 | 0 | 0 | 0 | 0 | 0 | 0 | 0 | 0 | 70858.9504 | 0 | 0 | 0 | 0 | 0 | 0 | 0 | 0 | 128578.1783 | 0 | 0 | 0 | 0 | 0 | 0 | 0 | 0 | 0 | 0
2016-07-17 15:00 | 0 | 0 | 0 | 0 | 0 | 0 | 778017.5533 | 514092 | 0 | 0 | 0 | 0 | 48897.3296 | 0 | 0 | 0 | 0 | 0 | 0 | 2177115.1898 | 0 | 0 | 0 | 0 | 0 | 0 | 0 | 0 | 0 | 0 | 0 | 0 | -21961.6208 | 0 | 0 | 0 | 0 | 0 | 0 | 0 | 0 | 285887.1741 | 0 | 0 | 0 | 0 | 0 | 0 | 0 | 0 | 0 | 0
2016-07-17 16:00 | 0 | 0 | 0 | 0 | 0 | 0 | 828498.7104 | 545689 | 0 | 0 | 0 | 0 | 0 | 0 | 0 | 0 | 0 | 0 | 0 | 2508822.2298 | 0 | 0 | 0 | 0 | 0 | 0 | 0 | 0 | 0 | 0 | 0 | 0 | -48897.3296 | 0 | 0 | 0 | 0 | 0 | 0 | 0 | 0 | 331707.04 | 0 | 0 | 0 | 0 | 0 | 0 | 0 | 0 | 0 | 0
2016-07-17 17:00 | 0 | 0 | 0 | 0 | 0 | 0 | 844481.5695 | 571375 | 0 | 0 | 0 | 0 | 70858.9504 | 0 | 0 | 0 | 0 | 0 | 0 | 2711069.8489 | 0 | 0 | 0 | 0 | 0 | 0 | 0 | 0 | 0 | 0 | 0 | 0 | 70858.9504 | 0 | 0 | 0 | 0 | 0 | 0 | 0 | 0 | 202247.6191 | 0 | 0 | 0 | 0 | 0 | 0 | 0 | 0 | 0 | 0
2016-07-17 18:00 | 0 | 0 | 0 | 0 | 0 | 0 | 840418.8426 | 591889 | 0 | 0 | 0 | 0 | 141717.9008 | 0 | 0 | 0 | 0 | 0 | 0 | 2888740.7411 | 0 | 0 | 0 | 0 | 0 | 0 | 0 | 0 | 0 | 0 | 0 | 0 | 70858.9504 | 0 | 0 | 0 | 0 | 0 | 0 | 0 | 0 | 177670.8922 | 0 | 0 | 0 | 0 | 0 | 0 | 0 | 0 | 0 | 0
2016-07-17 19:00 | 0 | 0 | 0 | 0 | 0 | 0 | 828525.7301 | 607872 | 0 | 0 | 0 | 0 | 70858.9504 | 0 | 0 | 0 | 0 | 0 | 0 | 3180253.4216 | 0 | 0 | 0 | 0 | 0 | 0 | 0 | 0 | 0 | 0 | 0 | 0 | -70858.9504 | 0 | 0 | 0 | 0 | 0 | 0 | 0 | 0 | 291512.6805 | 0 | 0 | 0 | 0 | 0 | 0 | 0 | 0 | 0 | 0
2016-07-17 20:00 | 0 | 0 | 0 | 0 | 0 | 0 | 820372.9772 | 620128 | 0 | 0 | 0 | 0 | 0 | 0 | 0 | 0 | 0 | 0 | 0 | 3451357.3492 | 0 | 0 | 0 | 0 | 0 | 0 | 0 | 0 | 0 | 0 | 0 | 0 | -70858.9504 | 0 | 0 | 0 | 0 | 0 | 0 | 0 | 0 | 271103.9276 | 0 | 0 | 0 | 0 | 0 | 0 | 0 | 0 | 0 | 0
2016-07-17 21:00 | 0 | 0 | 0 | 0 | 0 | 0 | 804210.1758 | 628734 | 0 | 0 | 0 | 0 | 70858.9504 | 0 | 0 | 0 | 0 | 0 | 0 | 3555974.5746 | 0 | 0 | 0 | 0 | 0 | 0 | 0 | 0 | 0 | 0 | 0 | 0 | 70858.9504 | 0 | 0 | 0 | 0 | 0 | 0 | 0 | 0 | 104617.2254 | 0 | 0 | 0 | 0 | 0 | 0 | 0 | 0 | 0 | 0
2016-07-17 22:00 | 0 | 0 | 0 | 0 | 0 | 0 | 767812.2695 | 630088 | 0 | 0 | 0 | 0 | 141717.9008 | 0 | 0 | 0 | 0 | 0 | 0 | 3622839.8937 | 0 | 0 | 0 | 0 | 0 | 0 | 0 | 0 | 0 | 0 | 0 | 0 | 70858.9504 | 0 | 0 | 0 | 0 | 0 | 0 | 0 | 0 | 66865.3191 | 0 | 0 | 0 | 0 | 0 | 0 | 0 | 0 | 0 | 0
2016-07-17 23:00 | 0 | 0 | 0 | 0 | 0 | 0 | 685867.3426 | 622054 | 0 | 0 | 0 | 0 | 70858.9504 | 0 | 0 | 0 | 0 | 0 | 0 | 3757512.1867 | 0 | 0 | 0 | 0 | 0 | 0 | 0 | 0 | 0 | 0 | 0 | 0 | -70858.9504 | 0 | 0 | 0 | 0 | 0 | 0 | 0 | 0 | 134672.293 | 0 | 0 | 0 | 0 | 0 | 0 | 0 | 0 | 0 | 0
2016-07-18 | 0 | 0 | 0 | 0 | 0 | 0 | 532759.499 | 608973 | 0 | 0 | 0 | 0 | 68747.4162 | 0 | 0 | 0 | 0 | 0 | 0 | 3683410.2199 | 0 | 0 | 0 | 0 | 0 | 0 | 0 | 0 | 0 | 0 | 0 | 0 | -2111.5342 | 0 | 0 | 0 | 0 | 0 | 0 | 0 | 0 | 218148.2516 | 292250.2184 | 0 | 0 | 0 | 0 | 0 | 0 | 0 | 0 | 0
2016-07-18 01:00 | 0 | 0 | 0 | 0 | 0 | 426073.1049 | 268385.5248 | 595724 | 0 | 0 | 0 | 0 | 128025.2243 | 0 | 0 | 0 | 0 | 0 | 0 | 3722867.0415 | 0 | 0 | 0 | 0 | 0 | 0 | 0 | 0 | 0 | 0 | 0 | 0 | 59277.8081 | 0 | 0 | 0 | 0 | 0 | 0 | 0 | 0 | 331707.04 | 292250.2184 | 0 | 0 | 0 | 0 | 0 | 0 | 0 | 0 | 0
2016-07-18 02:00 | 0 | 0 | 0 | 0 | 0 | 501972.1604 | 30428.7261 | 572179 | 0 | 0 | 0 | 0 | 198884.1747 | 0 | 0 | 0 | 0 | 0 | 0 | 3612229.9776 | 0 | 0 | 0 | 0 | 0 | 0 | 0 | 0 | 0 | 0 | 0 | 0 | 70858.9504 | 0 | 0 | 0 | 0 | 0 | 0 | 0 | 0 | 181613.1545 | 292250.2184 | 0 | 0 | 0 | 0 | 0 | 0 | 0 | 0 | 0
2016-07-18 03:00 | 0 | 0 | 0 | 0 | 0 | 176892.8312 | 0 | 540002 | 0 | 0 | 0 | 0 | 128025.2243 | 0 | 0 | 0 | 0 | 0 | 0 | 3319979.7592 | 0 | 0 | 0 | 0 | 0 | 0 | 0 | 0 | 0 | 0 | 0 | 0 | -70858.9504 | 0 | 0 | 0 | 0 | 0 | 0 | 0 | 0 | 0 | 292250.2184 | 0 | 0 | 0 | 0 | 0 | 0 | 0 | 0 | 0
2016-07-18 04:00 | 0 | 0 | 0 | 0 | 0 | 285414.732 | 0 | 506806 | 0 | 0 | 0 | 0 | 198884.1747 | 0 | 0 | 0 | 0 | 0 | 0 | 3027729.5408 | 0 | 0 | 0 | 0 | 0 | 0 | 0 | 0 | 0 | 0 | 0 | 0 | 70858.9504 | 0 | 0 | 0 | 0 | 0 | 0 | 0 | 0 | 0 | 292250.2184 | 0 | 0 | 0 | 0 | 0 | 0 | 0 | 0 | 0
2016-07-18 05:00 | 0 | 0 | 0 | 0 | 0 | 439026.7326 | 0 | 477936 | 0 | 0 | 0 | 0 | 128025.2243 | 0 | 0 | 0 | 0 | 0 | 0 | 3059679.2238 | 0 | 0 | 0 | 0 | 0 | 0 | 0 | 0 | 0 | 0 | 0 | 0 | -70858.9504 | 0 | 0 | 0 | 0 | 0 | 0 | 0 | 0 | 324199.9013 | 292250.2184 | 0 | 0 | 0 | 0 | 0 | 0 | 0 | 0 | 0
2016-07-18 06:00 | 0 | 0 | 0 | 0 | 0 | 233680.732 | 0 | 455072 | 0 | 0 | 0 | 0 | 198884.1747 | 0 | 0 | 0 | 0 | 0 | 0 | 2767429.0054 | 0 | 0 | 0 | 0 | 0 | 0 | 0 | 0 | 0 | 0 | 0 | 0 | 70858.9504 | 0 | 0 | 0 | 0 | 0 | 0 | 0 | 0 | 0 | 292250.2184 | 0 | 0 | 0 | 0 | 0 | 0 | 0 | 0 | 0
2016-07-18 07:00 | 0 | 0 | 0 | 0 | 0 | 414681.041 | 0 | 438275 | 0 | 0 | 0 | 0 | 198884.1747 | 0 | 0 | 0 | 0 | 0 | 0 | 2743835.0464 | 0 | 0 | 0 | 0 | 0 | 0 | 0 | 0 | 0 | 0 | 0 | 0 | 0 | 0 | 0 | 0 | 0 | 0 | 0 | 0 | 0 | 268656.2594 | 292250.2184 | 0 | 0 | 0 | 0 | 0 | 0 | 0 | 0 | 0
2016-07-18 08:00 | 0 | 0 | 0 | 0 | 0 | 398632.8712 | 0 | 430035 | 0 | 0 | 0 | 0 | 128025.2243 | 0 | 0 | 0 | 0 | 0 | 0 | 2783291.868 | 0 | 0 | 0 | 0 | 0 | 0 | 0 | 0 | 0 | 0 | 0 | 0 | -70858.9504 | 0 | 0 | 0 | 0 | 0 | 0 | 0 | 0 | 331707.04 | 292250.2184 | 0 | 0 | 0 | 0 | 0 | 0 | 0 | 0 | 0
2016-07-18 09:00 | 0 | 0 | 0 | 0 | 0 | 211388.732 | 0 | 432780 | 0 | 0 | 0 | 0 | 198884.1747 | 0 | 0 | 0 | 0 | 0 | 0 | 2491041.6496 | 0 | 0 | 0 | 0 | 0 | 0 | 0 | 0 | 0 | 0 | 0 | 0 | 70858.9504 | 0 | 0 | 0 | 0 | 0 | 0 | 0 | 0 | 0 | 292250.2184 | 0 | 0 | 0 | 0 | 0 | 0 | 0 | 0 | 0
2016-07-18 10:00 | 0 | 0 | 0 | 0 | 0 | 336767.7914 | 0 | 446146 | 0 | 0 | 0 | 0 | 198884.1747 | 0 | 0 | 0 | 0 | 0 | 0 | 2381663.4411 | 0 | 0 | 0 | 0 | 0 | 0 | 0 | 0 | 0 | 0 | 0 | 0 | 0 | 0 | 0 | 0 | 0 | 0 | 0 | 0 | 0 | 182872.0098 | 292250.2184 | 0 | 0 | 0 | 0 | 0 | 0 | 0 | 0 | 0
2016-07-18 11:00 | 0 | 0 | 0 | 0 | 0 | 103480.3787 | 0.45248 | 466590 | 0 | 0 | 0 | 0 | 128025.2243 | 0 | 0 | 0 | 0 | 0 | 0 | 2089413.2227 | 0 | 0 | 0 | 0 | 0 | 0 | 0 | 0 | 0 | 0 | 0 | 0 | -70858.9504 | 0 | 0 | 0 | 0 | 0 | 0 | 0 | 0 | 0 | 292250.2184 | 0 | 0 | 0 | 0 | 0 | 0 | 0 | 0 | 0
2016-07-18 12:00 | 0 | 0 | 0 | 0 | 0 | 176715.2912 | 80380.5476 | 495607 | 0 | 0 | 0 | 0 | 57166.2739 | 0 | 0 | 0 | 0 | 0 | 0 | 1921761.0119 | 0 | 0 | 0 | 0 | 0 | 0 | 0 | 0 | 0 | 0 | 0 | 0 | -70858.9504 | 0 | 0 | 0 | 0 | 0 | 0 | 0 | 0 | 124598.0076 | 292250.2184 | 0 | 0 | 0 | 0 | 0 | 0 | 0 | 0 | 0
2016-07-18 13:00 | 0 | 0 | 0 | 0 | 0 | 169980.0022 | 379778.7813 | 530189 | 0 | 0 | 0 | 0 | 128025.2243 | 0 | 0 | 0 | 0 | 0 | 0 | 1870471.845 | 0 | 0 | 0 | 0 | 0 | 0 | 0 | 0 | 0 | 0 | 0 | 0 | 70858.9504 | 0 | 0 | 0 | 0 | 0 | 0 | 0 | 0 | 240961.0515 | 292250.2184 | 0 | 0 | 0 | 0 | 0 | 0 | 0 | 0 | 0
2016-07-18 14:00 | 0 | 0 | 0 | 0 | 0 | 0 | 590237.2719 | 567488 | 0 | 0 | 0 | 0 | 128025.2243 | 0 | 0 | 0 | 0 | 0 | 0 | 1893221.1168 | 0 | 0 | 0 | 0 | 0 | 0 | 0 | 0 | 0 | 0 | 0 | 0 | 0 | 0 | 0 | 0 | 0 | 0 | 0 | 0 | 0 | 22749.2719 | 0 | 0 | 0 | 0 | 0 | 0 | 0 | 0 | 0 | 0
2016-07-18 15:00 | 0 | 0 | 0 | 0 | 0 | 0 | 704153.4937 | 602663 | 0 | 0 | 0 | 0 | 198884.1747 | 0 | 0 | 0 | 0 | 0 | 0 | 1923852.6601 | 0 | 0 | 0 | 0 | 0 | 0 | 0 | 0 | 0 | 0 | 0 | 0 | 70858.9504 | 0 | 0 | 0 | 0 | 0 | 0 | 0 | 0 | 30631.5433 | 0 | 0 | 0 | 0 | 0 | 0 | 0 | 0 | 0 | 0
2016-07-18 16:00 | 0 | 0 | 0 | 0 | 0 | 0 | 765568.6576 | 632805 | 0 | 0 | 0 | 0 | 128025.2243 | 0 | 0 | 0 | 0 | 0 | 0 | 2127475.2682 | 0 | 0 | 0 | 0 | 0 | 0 | 0 | 0 | 0 | 0 | 0 | 0 | -70858.9504 | 0 | 0 | 0 | 0 | 0 | 0 | 0 | 0 | 203622.608 | 0 | 0 | 0 | 0 | 0 | 0 | 0 | 0 | 0 | 0
2016-07-18 17:00 | 0 | 0 | 0 | 0 | 0 | 0 | 790711.9997 | 655699 | 0 | 0 | 0 | 0 | 57166.2739 | 0 | 0 | 0 | 0 | 0 | 0 | 2333347.2183 | 0 | 0 | 0 | 0 | 0 | 0 | 0 | 0 | 0 | 0 | 0 | 0 | -70858.9504 | 0 | 0 | 0 | 0 | 0 | 0 | 0 | 0 | 205871.9501 | 0 | 0 | 0 | 0 | 0 | 0 | 0 | 0 | 0 | 0
2016-07-18 18:00 | 0 | 0 | 0 | 0 | 0 | 0 | 788166.4135 | 671854 | 0 | 0 | 0 | 0 | 128025.2243 | 0 | 0 | 0 | 0 | 0 | 0 | 2378800.6814 | 0 | 0 | 0 | 0 | 0 | 0 | 0 | 0 | 0 | 0 | 0 | 0 | 70858.9504 | 0 | 0 | 0 | 0 | 0 | 0 | 0 | 0 | 45453.4631 | 0 | 0 | 0 | 0 | 0 | 0 | 0 | 0 | 0 | 0
2016-07-18 19:00 | 0 | 0 | 0 | 0 | 0 | 0 | 773797.1616 | 678778 | 0 | 0 | 0 | 0 | 198884.1747 | 0 | 0 | 0 | 0 | 0 | 0 | 2402960.8926 | 0 | 0 | 0 | 0 | 0 | 0 | 0 | 0 | 0 | 0 | 0 | 0 | 70858.9504 | 0 | 0 | 0 | 0 | 0 | 0 | 0 | 0 | 24160.2112 | 0 | 0 | 0 | 0 | 0 | 0 | 0 | 0 | 0 | 0
2016-07-18 20:00 | 0 | 0 | 0 | 0 | 0 | 0 | 758100.2521 | 679882 | 0 | 0 | 0 | 0 | 198884.1747 | 0 | 0 | 0 | 0 | 0 | 0 | 2481179.1447 | 0 | 0 | 0 | 0 | 0 | 0 | 0 | 0 | 0 | 0 | 0 | 0 | 0 | 0 | 0 | 0 | 0 | 0 | 0 | 0 | 0 | 78218.2521 | 0 | 0 | 0 | 0 | 0 | 0 | 0 | 0 | 0 | 0
2016-07-18 21:00 | 0 | 0 | 0 | 0 | 0 | 0 | 731032.367 | 677977 | 0 | 0 | 0 | 0 | 198884.1747 | 0 | 0 | 0 | 0 | 0 | 0 | 2534234.5117 | 0 | 0 | 0 | 0 | 0 | 0 | 0 | 0 | 0 | 0 | 0 | 0 | 0 | 0 | 0 | 0 | 0 | 0 | 0 | 0 | 0 | 53055.367 | 0 | 0 | 0 | 0 | 0 | 0 | 0 | 0 | 0 | 0
2016-07-18 22:00 | 0 | 0 | 0 | 0 | 0 | 0 | 690292.4107 | 673385 | 0 | 0 | 0 | 0 | 128025.2243 | 0 | 0 | 0 | 0 | 0 | 0 | 2622000.8728 | 0 | 0 | 0 | 0 | 0 | 0 | 0 | 0 | 0 | 0 | 0 | 0 | -70858.9504 | 0 | 0 | 0 | 0 | 0 | 0 | 0 | 0 | 87766.3611 | 0 | 0 | 0 | 0 | 0 | 0 | 0 | 0 | 0 | 0
2016-07-18 23:00 | 0 | 0 | 0 | 0 | 0 | 0 | 606845.3798 | 662839 | 0 | 0 | 0 | 0 | 72031.6041 | 0 | 0 | 0 | 0 | 0 | 0 | 2622000.8728 | 0 | 0 | 0 | 0 | 0 | 0 | 0 | 0 | 0 | 0 | 0 | 0 | -55993.6202 | 0 | 0 | 0 | 0 | 0 | 0 | 0 | 0 | 0 | 0 | 0 | 0 | 0 | 0 | 0 | 0 | 0 | 0 | 0
2016-07-19 | 0 | 0 | 0 | 0 | 0 | 0 | 458825.9098 | 645707 | 0 | 0 | 0 | 0 | 47134.9094 | 0 | 0 | 0 | 0 | 0 | 0 | 2460016.4772 | 0 | 0 | 0 | 0 | 0 | 0 | 0 | 0 | 0 | 0 | 0 | 0 | -24896.6947 | 0 | 0 | 0 | 0 | 0 | 0 | 0 | 0 | 130265.8228 | 292250.2184 | 0 | 0 | 0 | 0 | 0 | 0 | 0 | 0 | 0
2016-07-19 01:00 | 0 | 0 | 0 | 0 | 0 | 177875.058 | 227659.674 | 626926 | 0 | 0 | 0 | 0 | 117993.8598 | 0 | 0 | 0 | 0 | 0 | 0 | 2167766.2588 | 0 | 0 | 0 | 0 | 0 | 0 | 0 | 0 | 0 | 0 | 0 | 0 | 70858.9504 | 0 | 0 | 0 | 0 | 0 | 0 | 0 | 0 | 0 | 292250.2184 | 0 | 0 | 0 | 0 | 0 | 0 | 0 | 0 | 0
2016-07-19 02:00 | 0 | 0 | 0 | 0 | 0 | 610271.5323 | 36580.6537 | 597364 | 0 | 0 | 0 | 0 | 128025.2243 | 0 | 0 | 0 | 0 | 0 | 0 | 2207223.0804 | 0 | 0 | 0 | 0 | 0 | 0 | 0 | 0 | 0 | 0 | 0 | 0 | 10031.3644 | 0 | 0 | 0 | 0 | 0 | 0 | 0 | 0 | 331707.04 | 292250.2184 | 0 | 0 | 0 | 0 | 0 | 0 | 0 | 0 | 0
2016-07-19 03:00 | 0 | 0 | 0 | 0 | 0 | 195624.8312 | 0 | 558734 | 0 | 0 | 0 | 0 | 57166.2739 | 0 | 0 | 0 | 0 | 0 | 0 | 1914972.862 | 0 | 0 | 0 | 0 | 0 | 0 | 0 | 0 | 0 | 0 | 0 | 0 | -70858.9504 | 0 | 0 | 0 | 0 | 0 | 0 | 0 | 0 | 0 | 292250.2184 | 0 | 0 | 0 | 0 | 0 | 0 | 0 | 0 | 0
2016-07-19 04:00 | 0 | 0 | 0 | 0 | 0 | 299278.732 | 0 | 520670 | 0 | 0 | 0 | 0 | 128025.2243 | 0 | 0 | 0 | 0 | 0 | 0 | 1622722.6437 | 0 | 0 | 0 | 0 | 0 | 0 | 0 | 0 | 0 | 0 | 0 | 0 | 70858.9504 | 0 | 0 | 0 | 0 | 0 | 0 | 0 | 0 | 0 | 292250.2184 | 0 | 0 | 0 | 0 | 0 | 0 | 0 | 0 | 0
2016-07-19 05:00 | 0 | 0 | 0 | 0 | 0 | 266906.732 | 0 | 488298 | 0 | 0 | 0 | 0 | 198884.1747 | 0 | 0 | 0 | 0 | 0 | 0 | 1330472.4253 | 0 | 0 | 0 | 0 | 0 | 0 | 0 | 0 | 0 | 0 | 0 | 0 | 70858.9504 | 0 | 0 | 0 | 0 | 0 | 0 | 0 | 0 | 0 | 292250.2184 | 0 | 0 | 0 | 0 | 0 | 0 | 0 | 0 | 0
2016-07-19 06:00 | 0 | 0 | 0 | 0 | 0 | 169313.7816 | 0 | 461564 | 0 | 0 | 0 | 0 | 198884.1747 | 0 | 0 | 0 | 0 | 0 | 0 | 1038222.2069 | 0 | 0 | 0 | 0 | 0 | 0 | 0 | 0 | 0 | 0 | 0 | 0 | 0 | 0 | 0 | 0 | 0 | 0 | 0 | 0 | 0 | 0 | 292250.2184 | 0 | 0 | 0 | 0 | 0 | 0 | 0 | 0 | 0
2016-07-19 07:00 | 0 | 0 | 0 | 0 | 0 | 411445.8712 | 0 | 442848 | 0 | 0 | 0 | 0 | 128025.2243 | 0 | 0 | 0 | 0 | 0 | 0 | 1077679.0285 | 0 | 0 | 0 | 0 | 0 | 0 | 0 | 0 | 0 | 0 | 0 | 0 | -70858.9504 | 0 | 0 | 0 | 0 | 0 | 0 | 0 | 0 | 331707.04 | 292250.2184 | 0 | 0 | 0 | 0 | 0 | 0 | 0 | 0 | 0
2016-07-19 08:00 | 0 | 0 | 0 | 0 | 0 | 211919.732 | 0 | 433311 | 0 | 0 | 0 | 0 | 198884.1747 | 0 | 0 | 0 | 0 | 0 | 0 | 785428.8101 | 0 | 0 | 0 | 0 | 0 | 0 | 0 | 0 | 0 | 0 | 0 | 0 | 70858.9504 | 0 | 0 | 0 | 0 | 0 | 0 | 0 | 0 | 0 | 292250.2184 | 0 | 0 | 0 | 0 | 0 | 0 | 0 | 0 | 0
2016-07-19 09:00 | 0 | 0 | 0 | 0 | 0 | 439689.4708 | 0 | 435488 | 0 | 0 | 0 | 0 | 198884.1747 | 0 | 0 | 0 | 0 | 0 | 0 | 789630.2809 | 0 | 0 | 0 | 0 | 0 | 0 | 0 | 0 | 0 | 0 | 0 | 0 | 0 | 0 | 0 | 0 | 0 | 0 | 0 | 0 | 0 | 296451.6891 | 292250.2184 | 0 | 0 | 0 | 0 | 0 | 0 | 0 | 0 | 0
2016-07-19 10:00 | 0 | 0 | 0 | 0 | 0 | 85857.8312 | 0 | 448967 | 0 | 0 | 0 | 0 | 128025.2243 | 0 | 0 | 0 | 0 | 0 | 0 | 497380.0625 | 0 | 0 | 0 | 0 | 0 | 0 | 0 | 0 | 0 | 0 | 0 | 0 | -70858.9504 | 0 | 0 | 0 | 0 | 0 | 0 | 0 | 0 | 0 | 292250.2184 | 0 | 0 | 0 | 0 | 0 | 0 | 0 | 0 | 0
2016-07-19 11:00 | 0 | 0 | 0 | 0 | 0 | 355231.5883 | 0.082832 | 468631 | 0 | 0 | 0 | 0 | 57166.2739 | 0 | 0 | 0 | 0 | 0 | 0 | 454839.6841 | 0 | 0 | 0 | 0 | 0 | 0 | 0 | 0 | 0 | 0 | 0 | 0 | -70858.9504 | 0 | 0 | 0 | 0 | 0 | 0 | 0 | 0 | 0 | 42540.3784 | 0 | 0 | 0 | 0 | 0 | 0 | 0 | 0 | 0
2016-07-19 12:00 | 0 | 0 | 0 | 0 | 0 | 198273.3069 | 85730.2846 | 495509 | 0 | 0 | 0 | 0 | 128025.2243 | 0 | 0 | 0 | 0 | 0 | 0 | 172475.3252 | 0 | 0 | 0 | 0 | 0 | 0 | 0 | 0 | 0 | 0 | 0 | 0 | 70858.9504 | 0 | 0 | 0 | 0 | 0 | 0 | 0 | 0 | 9885.8595 | 292250.2184 | 0 | 0 | 0 | 0 | 0 | 0 | 0 | 0 | 0
2016-07-19 13:00 | 0 | 0 | 0 | 0 | 0 | 0 | 424100.6252 | 525717 | 0 | 0 | 0 | 0 | 198884.1747 | 0 | 0 | 0 | 0 | 0 | 0 | 0 | 0 | 0 | 0 | 0 | 0 | 0 | 0 | 0 | 0 | 0 | 0 | 0 | 70858.9504 | 0 | 0 | 0 | 0 | 0 | 0 | 0 | 0 | 119774.8932 | 292250.2184 | 0 | 0 | 0 | 0 | 0 | 0 | 0 | 0 | 0
2016-07-19 14:00 | 0 | 0 | 0 | 0 | 0 | 0 | 648599.2739 | 561169 | 0 | 0 | 0 | 0 | 128025.2243 | 0 | 0 | 0 | 0 | 0 | 0 | 158289.2243 | 0 | 0 | 0 | 0 | 0 | 0 | 0 | 0 | 0 | 0 | 0 | 0 | -70858.9504 | 0 | 0 | 0 | 0 | 0 | 0 | 0 | 0 | 158289.2243 | 0 | 0 | 0 | 0 | 0 | 0 | 0 | 0 | 0 | 0
2016-07-19 15:00 | 0 | 0 | 0 | 0 | 0 | 0 | 750501.0252 | 594934 | 0 | 0 | 0 | 0 | 198884.1747 | 0 | 0 | 0 | 0 | 0 | 0 | 242997.2991 | 0 | 0 | 0 | 0 | 0 | 0 | 0 | 0 | 0 | 0 | 0 | 0 | 70858.9504 | 0 | 0 | 0 | 0 | 0 | 0 | 0 | 0 | 84708.0748 | 0 | 0 | 0 | 0 | 0 | 0 | 0 | 0 | 0 | 0
2016-07-19 16:00 | 0 | 0 | 0 | 0 | 0 | 0 | 804818.4131 | 622824 | 0 | 0 | 0 | 0 | 128025.2243 | 0 | 0 | 0 | 0 | 0 | 0 | 495850.6626 | 0 | 0 | 0 | 0 | 0 | 0 | 0 | 0 | 0 | 0 | 0 | 0 | -70858.9504 | 0 | 0 | 0 | 0 | 0 | 0 | 0 | 0 | 252853.3635 | 0 | 0 | 0 | 0 | 0 | 0 | 0 | 0 | 0 | 0
2016-07-19 17:00 | 0 | 0 | 0 | 0 | 0 | 164796.1815 | 811231.8585 | 644321 | 0 | 0 | 0 | 0 | 128025.2243 | 0 | 0 | 0 | 0 | 0 | 0 | 827557.7026 | 0 | 0 | 0 | 0 | 0 | 0 | 0 | 0 | 0 | 0 | 0 | 0 | 0 | 0 | 0 | 0 | 0 | 0 | 0 | 0 | 0 | 331707.04 | 0 | 0 | 0 | 0 | 0 | 0 | 0 | 0 | 0 | 0
2016-07-19 18:00 | 0 | 0 | 0 | 0 | 0 | 0 | 797767.926 | 659831 | 0 | 0 | 0 | 0 | 198884.1747 | 0 | 0 | 0 | 0 | 0 | 0 | 894635.6782 | 0 | 0 | 0 | 0 | 0 | 0 | 0 | 0 | 0 | 0 | 0 | 0 | 70858.9504 | 0 | 0 | 0 | 0 | 0 | 0 | 0 | 0 | 67077.9756 | 0 | 0 | 0 | 0 | 0 | 0 | 0 | 0 | 0 | 0
2016-07-19 19:00 | 0 | 0 | 0 | 0 | 0 | 0 | 781118.8491 | 669705 | 0 | 0 | 0 | 0 | 128025.2243 | 0 | 0 | 0 | 0 | 0 | 0 | 1076908.4777 | 0 | 0 | 0 | 0 | 0 | 0 | 0 | 0 | 0 | 0 | 0 | 0 | -70858.9504 | 0 | 0 | 0 | 0 | 0 | 0 | 0 | 0 | 182272.7995 | 0 | 0 | 0 | 0 | 0 | 0 | 0 | 0 | 0 | 0
2016-07-19 20:00 | 0 | 0 | 0 | 0 | 0 | 0 | 766210.833 | 676736 | 0 | 0 | 0 | 0 | 198884.1747 | 0 | 0 | 0 | 0 | 0 | 0 | 1095524.3603 | 0 | 0 | 0 | 0 | 0 | 0 | 0 | 0 | 0 | 0 | 0 | 0 | 70858.9504 | 0 | 0 | 0 | 0 | 0 | 0 | 0 | 0 | 18615.8826 | 0 | 0 | 0 | 0 | 0 | 0 | 0 | 0 | 0 | 0
2016-07-19 21:00 | 0 | 0 | 0 | 0 | 0 | 0 | 738746.2341 | 678202 | 0 | 0 | 0 | 0 | 128025.2243 | 0 | 0 | 0 | 0 | 0 | 0 | 1226927.5449 | 0 | 0 | 0 | 0 | 0 | 0 | 0 | 0 | 0 | 0 | 0 | 0 | -70858.9504 | 0 | 0 | 0 | 0 | 0 | 0 | 0 | 0 | 131403.1845 | 0 | 0 | 0 | 0 | 0 | 0 | 0 | 0 | 0 | 0
2016-07-19 22:00 | 0 | 0 | 0 | 0 | 0 | 0 | 693857.1082 | 671340 | 0 | 0 | 0 | 0 | 141717.9008 | 0 | 0 | 0 | 0 | 0 | 0 | 1235751.9765 | 0 | 0 | 0 | 0 | 0 | 0 | 0 | 0 | 0 | 0 | 0 | 0 | 13692.6765 | 0 | 0 | 0 | 0 | 0 | 0 | 0 | 0 | 8824.4316 | 0 | 0 | 0 | 0 | 0 | 0 | 0 | 0 | 0 | 0
2016-07-19 23:00 | 0 | 0 | 0 | 0 | 0 | 70528.4447 | 603793.6216 | 655422 | 0 | 0 | 0 | 0 | 70858.9504 | 0 | 0 | 0 | 0 | 0 | 0 | 1325510.9932 | 0 | 0 | 0 | 0 | 0 | 0 | 0 | 0 | 0 | 0 | 0 | 0 | -70858.9504 | 0 | 0 | 0 | 0 | 0 | 0 | 0 | 0 | 89759.0167 | 0 | 0 | 0 | 0 | 0 | 0 | 0 | 0 | 0 | 0
2016-07-20 | 0 | 0 | 0 | 0 | 0 | 0 | 453845.0092 | 636565 | 0 | 0 | 0 | 0 | 0 | 0 | 0 | 0 | 0 | 0 | 0 | 1213649.9528 | 0 | 0 | 0 | 0 | 0 | 0 | 0 | 0 | 0 | 0 | 0 | 0 | -70858.9504 | 0 | 0 | 0 | 0 | 0 | 0 | 0 | 0 | 180389.178 | 292250.2184 | 0 | 0 | 0 | 0 | 0 | 0 | 0 | 0 | 0
2016-07-20 01:00 | 0 | 0 | 0 | 0 | 0 | 491740.7543 | 237094.0177 | 618519 | 0 | 0 | 0 | 0 | 70858.9504 | 0 | 0 | 0 | 0 | 0 | 0 | 1253106.7744 | 0 | 0 | 0 | 0 | 0 | 0 | 0 | 0 | 0 | 0 | 0 | 0 | 70858.9504 | 0 | 0 | 0 | 0 | 0 | 0 | 0 | 0 | 331707.04 | 292250.2184 | 0 | 0 | 0 | 0 | 0 | 0 | 0 | 0 | 0
2016-07-20 02:00 | 0 | 0 | 0 | 0 | 0 | 605931.2256 | 32099.8172 | 589729 | 0 | 0 | 0 | 0 | 141717.9008 | 0 | 0 | 0 | 0 | 0 | 0 | 1230549.8669 | 0 | 0 | 0 | 0 | 0 | 0 | 0 | 0 | 0 | 0 | 0 | 0 | 70858.9504 | 0 | 0 | 0 | 0 | 0 | 0 | 0 | 0 | 269693.3108 | 292250.2184 | 0 | 0 | 0 | 0 | 0 | 0 | 0 | 0 | 0
2016-07-20 03:00 | 0 | 0 | 0 | 0 | 0 | 520645.8712 | 0 | 552048 | 0 | 0 | 0 | 0 | 70858.9504 | 0 | 0 | 0 | 0 | 0 | 0 | 1270006.6885 | 0 | 0 | 0 | 0 | 0 | 0 | 0 | 0 | 0 | 0 | 0 | 0 | -70858.9504 | 0 | 0 | 0 | 0 | 0 | 0 | 0 | 0 | 331707.04 | 292250.2184 | 0 | 0 | 0 | 0 | 0 | 0 | 0 | 0 | 0
2016-07-20 04:00 | 0 | 0 | 0 | 0 | 0 | 279321.0555 | 0 | 514405 | 0 | 0 | 0 | 0 | 128025.2243 | 0 | 0 | 0 | 0 | 0 | 0 | 977756.4701 | 0 | 0 | 0 | 0 | 0 | 0 | 0 | 0 | 0 | 0 | 0 | 0 | 57166.2739 | 0 | 0 | 0 | 0 | 0 | 0 | 0 | 0 | 0 | 292250.2184 | 0 | 0 | 0 | 0 | 0 | 0 | 0 | 0 | 0
2016-07-20 05:00 | 0 | 0 | 0 | 0 | 0 | 543473.9726 | 0 | 482657 | 0 | 0 | 0 | 0 | 198884.1747 | 0 | 0 | 0 | 0 | 0 | 0 | 967714.4923 | 0 | 0 | 0 | 0 | 0 | 0 | 0 | 0 | 0 | 0 | 0 | 0 | 70858.9504 | 0 | 0 | 0 | 0 | 0 | 0 | 0 | 0 | 282208.2406 | 292250.2184 | 0 | 0 | 0 | 0 | 0 | 0 | 0 | 0 | 0
2016-07-20 06:00 | 0 | 0 | 0 | 0 | 0 | 424936.8712 | 0 | 456339 | 0 | 0 | 0 | 0 | 128025.2243 | 0 | 0 | 0 | 0 | 0 | 0 | 1007171.3139 | 0 | 0 | 0 | 0 | 0 | 0 | 0 | 0 | 0 | 0 | 0 | 0 | -70858.9504 | 0 | 0 | 0 | 0 | 0 | 0 | 0 | 0 | 331707.04 | 292250.2184 | 0 | 0 | 0 | 0 | 0 | 0 | 0 | 0 | 0
2016-07-20 07:00 | 0 | 0 | 0 | 0 | 0 | 74201.8312 | 0 | 437311 | 0 | 0 | 0 | 0 | 57166.2739 | 0 | 0 | 0 | 0 | 0 | 0 | 714921.0955 | 0 | 0 | 0 | 0 | 0 | 0 | 0 | 0 | 0 | 0 | 0 | 0 | -70858.9504 | 0 | 0 | 0 | 0 | 0 | 0 | 0 | 0 | 0 | 292250.2184 | 0 | 0 | 0 | 0 | 0 | 0 | 0 | 0 | 0
2016-07-20 08:00 | 0 | 0 | 0 | 0 | 0 | 206014.732 | 0 | 427406 | 0 | 0 | 0 | 0 | 128025.2243 | 0 | 0 | 0 | 0 | 0 | 0 | 422670.8771 | 0 | 0 | 0 | 0 | 0 | 0 | 0 | 0 | 0 | 0 | 0 | 0 | 70858.9504 | 0 | 0 | 0 | 0 | 0 | 0 | 0 | 0 | 0 | 292250.2184 | 0 | 0 | 0 | 0 | 0 | 0 | 0 | 0 | 0
2016-07-20 09:00 | 0 | 0 | 0 | 0 | 0 | 453945.3308 | 0 | 429429 | 0 | 0 | 0 | 0 | 198884.1747 | 0 | 0 | 0 | 0 | 0 | 0 | 376328.2575 | 0 | 0 | 0 | 0 | 0 | 0 | 0 | 0 | 0 | 0 | 0 | 0 | 70858.9504 | 0 | 0 | 0 | 0 | 0 | 0 | 0 | 0 | 245907.5988 | 292250.2184 | 0 | 0 | 0 | 0 | 0 | 0 | 0 | 0 | 0
2016-07-20 10:00 | 0 | 0 | 0 | 0 | 0 | 384649.7261 | 0 | 441816 | 0 | 0 | 0 | 0 | 141717.9008 | 0 | 0 | 0 | 0 | 0 | 0 | 376328.2575 | 0 | 0 | 0 | 0 | 0 | 0 | 0 | 0 | 0 | 0 | 0 | 0 | -57166.2739 | 0 | 0 | 0 | 0 | 0 | 0 | 0 | 0 | 0 | 0 | 0 | 0 | 0 | 0 | 0 | 0 | 0 | 0 | 0
2016-07-20 11:00 | 0 | 0 | 0 | 0 | 0 | 97471.7955 | 0.035694 | 460581 | 0 | 0 | 0 | 0 | 70858.9504 | 0 | 0 | 0 | 0 | 0 | 0 | 84078.0391 | 0 | 0 | 0 | 0 | 0 | 0 | 0 | 0 | 0 | 0 | 0 | 0 | -70858.9504 | 0 | 0 | 0 | 0 | 0 | 0 | 0 | 0 | 0 | 292250.2184 | 0 | 0 | 0 | 0 | 0 | 0 | 0 | 0 | 0
2016-07-20 12:00 | 0 | 0 | 0 | 0 | 0 | 238097.2273 | 93839.7831 | 486874 | 0 | 0 | 0 | 0 | 0 | 0 | 0 | 0 | 0 | 0 | 0 | 0 | 0 | 0 | 0 | 0 | 0 | 0 | 0 | 0 | 0 | 0 | 0 | 0 | -70858.9504 | 0 | 0 | 0 | 0 | 0 | 0 | 0 | 0 | 208172.1793 | 292250.2184 | 0 | 0 | 0 | 0 | 0 | 0 | 0 | 0 | 0
2016-07-20 13:00 | 0 | 0 | 0 | 0 | 0 | 244748.2495 | 422162.2957 | 517655 | 0 | 0 | 0 | 0 | 70858.9504 | 0 | 0 | 0 | 0 | 0 | 0 | 78396.5949 | 0 | 0 | 0 | 0 | 0 | 0 | 0 | 0 | 0 | 0 | 0 | 0 | 70858.9504 | 0 | 0 | 0 | 0 | 0 | 0 | 0 | 0 | 78396.5949 | 0 | 0 | 0 | 0 | 0 | 0 | 0 | 0 | 0 | 0
2016-07-20 14:00 | 0 | 0 | 0 | 0 | 0 | 86934.5338 | 652394.6943 | 552701 | 0 | 0 | 0 | 0 | 141717.9008 | 0 | 0 | 0 | 0 | 0 | 0 | 194165.8725 | 0 | 0 | 0 | 0 | 0 | 0 | 0 | 0 | 0 | 0 | 0 | 0 | 70858.9504 | 0 | 0 | 0 | 0 | 0 | 0 | 0 | 0 | 115769.2777 | 0 | 0 | 0 | 0 | 0 | 0 | 0 | 0 | 0 | 0
2016-07-20 15:00 | 0 | 0 | 0 | 0 | 0 | 0 | 743506.4682 | 587835 | 0 | 0 | 0 | 0 | 70858.9504 | 0 | 0 | 0 | 0 | 0 | 0 | 420696.2911 | 0 | 0 | 0 | 0 | 0 | 0 | 0 | 0 | 0 | 0 | 0 | 0 | -70858.9504 | 0 | 0 | 0 | 0 | 0 | 0 | 0 | 0 | 226530.4186 | 0 | 0 | 0 | 0 | 0 | 0 | 0 | 0 | 0 | 0
2016-07-20 16:00 | 0 | 0 | 0 | 0 | 0 | 0 | 793019.8238 | 618472 | 0 | 0 | 0 | 0 | 0 | 0 | 0 | 0 | 0 | 0 | 0 | 666103.0654 | 0 | 0 | 0 | 0 | 0 | 0 | 0 | 0 | 0 | 0 | 0 | 0 | -70858.9504 | 0 | 0 | 0 | 0 | 0 | 0 | 0 | 0 | 245406.7742 | 0 | 0 | 0 | 0 | 0 | 0 | 0 | 0 | 0 | 0
2016-07-20 17:00 | 0 | 0 | 0 | 0 | 0 | 186017.4676 | 800012.4922 | 645401 | 0 | 0 | 0 | 0 | 47502.3715 | 0 | 0 | 0 | 0 | 0 | 0 | 959229.6536 | 0 | 0 | 0 | 0 | 0 | 0 | 0 | 0 | 0 | 0 | 0 | 0 | 47502.3715 | 0 | 0 | 0 | 0 | 0 | 0 | 0 | 0 | 293126.5882 | 0 | 0 | 0 | 0 | 0 | 0 | 0 | 0 | 0 | 0
2016-07-20 18:00 | 0 | 0 | 0 | 0 | 0 | 219000.3427 | 788052.7895 | 666420 | 0 | 0 | 0 | 0 | 56428.4638 | 0 | 0 | 0 | 0 | 0 | 0 | 1290936.6936 | 0 | 0 | 0 | 0 | 0 | 0 | 0 | 0 | 0 | 0 | 0 | 0 | 8926.0922 | 0 | 0 | 0 | 0 | 0 | 0 | 0 | 0 | 331707.04 | 0 | 0 | 0 | 0 | 0 | 0 | 0 | 0 | 0 | 0
2016-07-20 19:00 | 0 | 0 | 0 | 0 | 0 | 257476.1188 | 769987.4078 | 681326 | 0 | 0 | 0 | 0 | 70858.9504 | 0 | 0 | 0 | 0 | 0 | 0 | 1622643.7336 | 0 | 0 | 0 | 0 | 0 | 0 | 0 | 0 | 0 | 0 | 0 | 0 | 14430.4866 | 0 | 0 | 0 | 0 | 0 | 0 | 0 | 0 | 331707.04 | 0 | 0 | 0 | 0 | 0 | 0 | 0 | 0 | 0 | 0
2016-07-20 20:00 | 0 | 0 | 0 | 0 | 0 | 0 | 751367.4775 | 691916 | 0 | 0 | 0 | 0 | 0 | 0 | 0 | 0 | 0 | 0 | 0 | 1752954.1615 | 0 | 0 | 0 | 0 | 0 | 0 | 0 | 0 | 0 | 0 | 0 | 0 | -70858.9504 | 0 | 0 | 0 | 0 | 0 | 0 | 0 | 0 | 130310.4279 | 0 | 0 | 0 | 0 | 0 | 0 | 0 | 0 | 0 | 0
2016-07-20 21:00 | 0 | 0 | 0 | 0 | 0 | 0 | 719708.4515 | 696978 | 0 | 0 | 0 | 0 | 22730.4515 | 0 | 0 | 0 | 0 | 0 | 0 | 1752954.1615 | 0 | 0 | 0 | 0 | 0 | 0 | 0 | 0 | 0 | 0 | 0 | 0 | 22730.4515 | 0 | 0 | 0 | 0 | 0 | 0 | 0 | 0 | 0 | 0 | 0 | 0 | 0 | 0 | 0 | 0 | 0 | 0 | 0
2016-07-20 22:00 | 0 | 0 | 0 | 0 | 0 | 2182.863 | 666470.6855 | 691384 | 0 | 0 | 0 | 0 | 0 | 0 | 0 | 0 | 0 | 0 | 0 | 1752954.1615 | 0 | 0 | 0 | 0 | 0 | 0 | 0 | 0 | 0 | 0 | 0 | 0 | -22730.4515 | 0 | 0 | 0 | 0 | 0 | 0 | 0 | 0 | 0 | 0 | 0 | 0 | 0 | 0 | 0 | 0 | 0 | 0 | 0
2016-07-20 23:00 | 0 | 0 | 0 | 0 | 0 | 383847.1704 | 576464.898 | 678219 | 0 | 0 | 0 | 0 | 0 | 0 | 0 | 0 | 0 | 0 | 0 | 2035047.2299 | 0 | 0 | 0 | 0 | 0 | 0 | 0 | 0 | 0 | 0 | 0 | 0 | 0 | 0 | 0 | 0 | 0 | 0 | 0 | 0 | 0 | 282093.0684 | 0 | 0 | 0 | 0 | 0 | 0 | 0 | 0 | 0 | 0
2016-07-21 | 0 | 0 | 0 | 0 | 0 | 333882.2453 | 435830.5267 | 659397 | 0 | 0 | 0 | 0 | 70858.9504 | 0 | 0 | 0 | 0 | 0 | 0 | 2074504.0515 | 0 | 0 | 0 | 0 | 0 | 0 | 0 | 0 | 0 | 0 | 0 | 0 | 70858.9504 | 0 | 0 | 0 | 0 | 0 | 0 | 0 | 0 | 331707.04 | 292250.2184 | 0 | 0 | 0 | 0 | 0 | 0 | 0 | 0 | 0
2016-07-21 01:00 | 0 | 0 | 0 | 0 | 0 | 521558.4351 | 229148.3369 | 640391 | 0 | 0 | 0 | 0 | 141717.9008 | 0 | 0 | 0 | 0 | 0 | 0 | 2113960.8731 | 0 | 0 | 0 | 0 | 0 | 0 | 0 | 0 | 0 | 0 | 0 | 0 | 70858.9504 | 0 | 0 | 0 | 0 | 0 | 0 | 0 | 0 | 331707.04 | 292250.2184 | 0 | 0 | 0 | 0 | 0 | 0 | 0 | 0 | 0
2016-07-21 02:00 | 0 | 0 | 0 | 0 | 0 | 648531.9919 | 22604.4045 | 611187 | 0 | 0 | 0 | 0 | 162210.4755 | 0 | 0 | 0 | 0 | 0 | 0 | 2153417.6947 | 0 | 0 | 0 | 0 | 0 | 0 | 0 | 0 | 0 | 0 | 0 | 0 | 20492.5747 | 0 | 0 | 0 | 0 | 0 | 0 | 0 | 0 | 331707.04 | 292250.2184 | 0 | 0 | 0 | 0 | 0 | 0 | 0 | 0 | 0
2016-07-21 03:00 | 0 | 0 | 0 | 0 | 0 | 540624.8712 | 0 | 572027 | 0 | 0 | 0 | 0 | 91351.5251 | 0 | 0 | 0 | 0 | 0 | 0 | 2192874.5163 | 0 | 0 | 0 | 0 | 0 | 0 | 0 | 0 | 0 | 0 | 0 | 0 | -70858.9504 | 0 | 0 | 0 | 0 | 0 | 0 | 0 | 0 | 331707.04 | 292250.2184 | 0 | 0 | 0 | 0 | 0 | 0 | 0 | 0 | 0
2016-07-21 04:00 | 0 | 0 | 0 | 0 | 0 | 609384.5207 | 0 | 533254 | 0 | 0 | 0 | 0 | 128025.2243 | 0 | 0 | 0 | 0 | 0 | 0 | 2232331.3379 | 0 | 0 | 0 | 0 | 0 | 0 | 0 | 0 | 0 | 0 | 0 | 0 | 36673.6991 | 0 | 0 | 0 | 0 | 0 | 0 | 0 | 0 | 331707.04 | 292250.2184 | 0 | 0 | 0 | 0 | 0 | 0 | 0 | 0 | 0
2016-07-21 05:00 | 0 | 0 | 0 | 0 | 0 | 609055.772 | 0 | 498740 | 0 | 0 | 0 | 0 | 198884.1747 | 0 | 0 | 0 | 0 | 0 | 0 | 2271788.1595 | 0 | 0 | 0 | 0 | 0 | 0 | 0 | 0 | 0 | 0 | 0 | 0 | 70858.9504 | 0 | 0 | 0 | 0 | 0 | 0 | 0 | 0 | 331707.04 | 292250.2184 | 0 | 0 | 0 | 0 | 0 | 0 | 0 | 0 | 0
2016-07-21 06:00 | 0 | 0 | 0 | 0 | 0 | 509713.8216 | 0 | 470257 | 0 | 0 | 0 | 0 | 198884.1747 | 0 | 0 | 0 | 0 | 0 | 0 | 2311244.9812 | 0 | 0 | 0 | 0 | 0 | 0 | 0 | 0 | 0 | 0 | 0 | 0 | 0 | 0 | 0 | 0 | 0 | 0 | 0 | 0 | 0 | 331707.04 | 292250.2184 | 0 | 0 | 0 | 0 | 0 | 0 | 0 | 0 | 0
2016-07-21 07:00 | 0 | 0 | 0 | 0 | 0 | 418346.8712 | 0 | 449749 | 0 | 0 | 0 | 0 | 128025.2243 | 0 | 0 | 0 | 0 | 0 | 0 | 2350701.8028 | 0 | 0 | 0 | 0 | 0 | 0 | 0 | 0 | 0 | 0 | 0 | 0 | -70858.9504 | 0 | 0 | 0 | 0 | 0 | 0 | 0 | 0 | 331707.04 | 292250.2184 | 0 | 0 | 0 | 0 | 0 | 0 | 0 | 0 | 0
2016-07-21 08:00 | 0 | 0 | 0 | 0 | 0 | 521451.4847 | 0 | 438554 | 0 | 0 | 0 | 0 | 198884.1747 | 0 | 0 | 0 | 0 | 0 | 0 | 2362740.3371 | 0 | 0 | 0 | 0 | 0 | 0 | 0 | 0 | 0 | 0 | 0 | 0 | 70858.9504 | 0 | 0 | 0 | 0 | 0 | 0 | 0 | 0 | 304288.7527 | 292250.2184 | 0 | 0 | 0 | 0 | 0 | 0 | 0 | 0 | 0
2016-07-21 09:00 | 0 | 0 | 0 | 0 | 0 | 472984.0524 | 0 | 440488 | 0 | 0 | 0 | 0 | 198884.1747 | 0 | 0 | 0 | 0 | 0 | 0 | 2395236.3895 | 0 | 0 | 0 | 0 | 0 | 0 | 0 | 0 | 0 | 0 | 0 | 0 | 0 | 0 | 0 | 0 | 0 | 0 | 0 | 0 | 0 | 324746.2707 | 292250.2184 | 0 | 0 | 0 | 0 | 0 | 0 | 0 | 0 | 0
2016-07-21 10:00 | 0 | 0 | 0 | 0 | 0 | 161084.7816 | 0 | 453335 | 0 | 0 | 0 | 0 | 198884.1747 | 0 | 0 | 0 | 0 | 0 | 0 | 2102986.1711 | 0 | 0 | 0 | 0 | 0 | 0 | 0 | 0 | 0 | 0 | 0 | 0 | 0 | 0 | 0 | 0 | 0 | 0 | 0 | 0 | 0 | 0 | 292250.2184 | 0 | 0 | 0 | 0 | 0 | 0 | 0 | 0 | 0
2016-07-21 11:00 | 0 | 0 | 0 | 0 | 0 | 353502.9584 | 0 | 472775 | 0 | 0 | 0 | 0 | 198884.1747 | 0 | 0 | 0 | 0 | 0 | 0 | 1983714.1295 | 0 | 0 | 0 | 0 | 0 | 0 | 0 | 0 | 0 | 0 | 0 | 0 | 0 | 0 | 0 | 0 | 0 | 0 | 0 | 0 | 0 | 172978.1768 | 292250.2184 | 0 | 0 | 0 | 0 | 0 | 0 | 0 | 0 | 0
2016-07-21 12:00 | 0 | 0 | 0 | 0 | 0 | 195999.1938 | 98435.9265 | 499350 | 0 | 0 | 0 | 0 | 192344.012 | 0 | 0 | 0 | 0 | 0 | 0 | 1785339.4124 | 0 | 0 | 0 | 0 | 0 | 0 | 0 | 0 | 0 | 0 | 0 | 0 | -6540.1627 | 0 | 0 | 0 | 0 | 0 | 0 | 0 | 0 | 93875.5013 | 292250.2184 | 0 | 0 | 0 | 0 | 0 | 0 | 0 | 0 | 0
2016-07-21 13:00 | 0 | 0 | 0 | 0 | 0 | 203590.7042 | 430924.5268 | 533096 | 0 | 0 | 0 | 0 | 121485.0616 | 0 | 0 | 0 | 0 | 0 | 0 | 1957617.5938 | 0 | 0 | 0 | 0 | 0 | 0 | 0 | 0 | 0 | 0 | 0 | 0 | -70858.9504 | 0 | 0 | 0 | 0 | 0 | 0 | 0 | 0 | 172278.1814 | 0 | 0 | 0 | 0 | 0 | 0 | 0 | 0 | 0 | 0
2016-07-21 14:00 | 0 | 0 | 0 | 0 | 0 | 230568.3055 | 671020.4732 | 571530 | 0 | 0 | 0 | 0 | 119836.8003 | 0 | 0 | 0 | 0 | 0 | 0 | 2289324.6338 | 0 | 0 | 0 | 0 | 0 | 0 | 0 | 0 | 0 | 0 | 0 | 0 | -1648.2613 | 0 | 0 | 0 | 0 | 0 | 0 | 0 | 0 | 331707.04 | 0 | 0 | 0 | 0 | 0 | 0 | 0 | 0 | 0 | 0
2016-07-21 15:00 | 0 | 0 | 0 | 0 | 0 | 191898.2108 | 770860.9297 | 609171 | 0 | 0 | 0 | 0 | 141717.9008 | 0 | 0 | 0 | 0 | 0 | 0 | 2621031.6738 | 0 | 0 | 0 | 0 | 0 | 0 | 0 | 0 | 0 | 0 | 0 | 0 | 21881.1005 | 0 | 0 | 0 | 0 | 0 | 0 | 0 | 0 | 331707.04 | 0 | 0 | 0 | 0 | 0 | 0 | 0 | 0 | 0 | 0
2016-07-21 16:00 | 0 | 0 | 0 | 0 | 0 | 0 | 809576.2346 | 640721 | 0 | 0 | 0 | 0 | 70858.9504 | 0 | 0 | 0 | 0 | 0 | 0 | 2860745.8589 | 0 | 0 | 0 | 0 | 0 | 0 | 0 | 0 | 0 | 0 | 0 | 0 | -70858.9504 | 0 | 0 | 0 | 0 | 0 | 0 | 0 | 0 | 239714.185 | 0 | 0 | 0 | 0 | 0 | 0 | 0 | 0 | 0 | 0
2016-07-21 17:00 | 0 | 0 | 0 | 0 | 0 | 0 | 822928.9788 | 668011 | 0 | 0 | 0 | 0 | 0 | 0 | 0 | 0 | 0 | 0 | 0 | 3086522.7881 | 0 | 0 | 0 | 0 | 0 | 0 | 0 | 0 | 0 | 0 | 0 | 0 | -70858.9504 | 0 | 0 | 0 | 0 | 0 | 0 | 0 | 0 | 225776.9292 | 0 | 0 | 0 | 0 | 0 | 0 | 0 | 0 | 0 | 0
2016-07-21 18:00 | 0 | 0 | 0 | 0 | 0 | 0 | 811353.0781 | 687574 | 0 | 0 | 0 | 0 | 70858.9504 | 0 | 0 | 0 | 0 | 0 | 0 | 3139442.9157 | 0 | 0 | 0 | 0 | 0 | 0 | 0 | 0 | 0 | 0 | 0 | 0 | 70858.9504 | 0 | 0 | 0 | 0 | 0 | 0 | 0 | 0 | 52920.1277 | 0 | 0 | 0 | 0 | 0 | 0 | 0 | 0 | 0 | 0
2016-07-21 19:00 | 0 | 0 | 0 | 0 | 0 | 0 | 793930.2475 | 699093 | 0 | 0 | 0 | 0 | 141717.9008 | 0 | 0 | 0 | 0 | 0 | 0 | 3163421.2129 | 0 | 0 | 0 | 0 | 0 | 0 | 0 | 0 | 0 | 0 | 0 | 0 | 70858.9504 | 0 | 0 | 0 | 0 | 0 | 0 | 0 | 0 | 23978.2971 | 0 | 0 | 0 | 0 | 0 | 0 | 0 | 0 | 0 | 0
2016-07-21 20:00 | 0 | 0 | 0 | 0 | 0 | 0 | 778200.3469 | 706996 | 0 | 0 | 0 | 0 | 154548.1869 | 0 | 0 | 0 | 0 | 0 | 0 | 3221795.2736 | 0 | 0 | 0 | 0 | 0 | 0 | 0 | 0 | 0 | 0 | 0 | 0 | 12830.2861 | 0 | 0 | 0 | 0 | 0 | 0 | 0 | 0 | 58374.0608 | 0 | 0 | 0 | 0 | 0 | 0 | 0 | 0 | 0 | 0
2016-07-21 21:00 | 0 | 0 | 0 | 0 | 0 | 0 | 752490.9878 | 708155 | 0 | 0 | 0 | 0 | 198884.1747 | 0 | 0 | 0 | 0 | 0 | 0 | 3221795.2736 | 0 | 0 | 0 | 0 | 0 | 0 | 0 | 0 | 0 | 0 | 0 | 0 | 44335.9878 | 0 | 0 | 0 | 0 | 0 | 0 | 0 | 0 | 0 | 0 | 0 | 0 | 0 | 0 | 0 | 0 | 0 | 0 | 0
2016-07-21 22:00 | 0 | 0 | 0 | 0 | 0 | 0 | 705924.3184 | 703672 | 0 | 0 | 0 | 0 | 128025.2243 | 0 | 0 | 0 | 0 | 0 | 0 | 3294906.5425 | 0 | 0 | 0 | 0 | 0 | 0 | 0 | 0 | 0 | 0 | 0 | 0 | -70858.9504 | 0 | 0 | 0 | 0 | 0 | 0 | 0 | 0 | 73111.2688 | 0 | 0 | 0 | 0 | 0 | 0 | 0 | 0 | 0 | 0
2016-07-21 23:00 | 0 | 0 | 0 | 0 | 0 | 201940.5561 | 617704.5961 | 690274 | 0 | 0 | 0 | 0 | 192295.5238 | 0 | 0 | 0 | 0 | 0 | 0 | 3360007.3952 | 0 | 0 | 0 | 0 | 0 | 0 | 0 | 0 | 0 | 0 | 0 | 0 | 64270.2995 | 0 | 0 | 0 | 0 | 0 | 0 | 0 | 0 | 65100.8527 | 0 | 0 | 0 | 0 | 0 | 0 | 0 | 0 | 0 | 0
2016-07-22 | 0 | 0 | 0 | 0 | 0 | 244918.8904 | 474001.5821 | 672875 | 0 | 0 | 0 | 0 | 198884.1747 | 0 | 0 | 0 | 0 | 0 | 0 | 3399464.2168 | 0 | 0 | 0 | 0 | 0 | 0 | 0 | 0 | 0 | 0 | 0 | 0 | 6588.6509 | 0 | 0 | 0 | 0 | 0 | 0 | 0 | 0 | 331707.04 | 292250.2184 | 0 | 0 | 0 | 0 | 0 | 0 | 0 | 0 | 0
2016-07-22 01:00 | 0 | 0 | 0 | 0 | 0 | 375838.837 | 231535.553 | 654666 | 0 | 0 | 0 | 0 | 198884.1747 | 0 | 0 | 0 | 0 | 0 | 0 | 3352172.6067 | 0 | 0 | 0 | 0 | 0 | 0 | 0 | 0 | 0 | 0 | 0 | 0 | 0 | 0 | 0 | 0 | 0 | 0 | 0 | 0 | 0 | 244958.6083 | 292250.2184 | 0 | 0 | 0 | 0 | 0 | 0 | 0 | 0 | 0
2016-07-22 02:00 | 0 | 0 | 0 | 0 | 0 | 470159.1922 | 23015.8591 | 622878 | 0 | 0 | 0 | 0 | 128025.2243 | 0 | 0 | 0 | 0 | 0 | 0 | 3293328.6084 | 0 | 0 | 0 | 0 | 0 | 0 | 0 | 0 | 0 | 0 | 0 | 0 | -70858.9504 | 0 | 0 | 0 | 0 | 0 | 0 | 0 | 0 | 233406.2201 | 292250.2184 | 0 | 0 | 0 | 0 | 0 | 0 | 0 | 0 | 0
2016-07-22 03:00 | 0 | 0 | 0 | 0 | 0 | 499170.8266 | 0 | 585323 | 0 | 0 | 0 | 0 | 198884.1747 | 0 | 0 | 0 | 0 | 0 | 0 | 3136317.4847 | 0 | 0 | 0 | 0 | 0 | 0 | 0 | 0 | 0 | 0 | 0 | 0 | 70858.9504 | 0 | 0 | 0 | 0 | 0 | 0 | 0 | 0 | 135239.0946 | 292250.2184 | 0 | 0 | 0 | 0 | 0 | 0 | 0 | 0 | 0
2016-07-22 04:00 | 0 | 0 | 0 | 0 | 0 | 500014.1329 | 0 | 547793 | 0 | 0 | 0 | 0 | 128025.2243 | 0 | 0 | 0 | 0 | 0 | 0 | 3159397.568 | 0 | 0 | 0 | 0 | 0 | 0 | 0 | 0 | 0 | 0 | 0 | 0 | -70858.9504 | 0 | 0 | 0 | 0 | 0 | 0 | 0 | 0 | 315330.3017 | 292250.2184 | 0 | 0 | 0 | 0 | 0 | 0 | 0 | 0 | 0
2016-07-22 05:00 | 0 | 0 | 0 | 0 | 0 | 291233.732 | 0 | 512625 | 0 | 0 | 0 | 0 | 198884.1747 | 0 | 0 | 0 | 0 | 0 | 0 | 2867147.3496 | 0 | 0 | 0 | 0 | 0 | 0 | 0 | 0 | 0 | 0 | 0 | 0 | 70858.9504 | 0 | 0 | 0 | 0 | 0 | 0 | 0 | 0 | 0 | 292250.2184 | 0 | 0 | 0 | 0 | 0 | 0 | 0 | 0 | 0
2016-07-22 06:00 | 0 | 0 | 0 | 0 | 0 | 451927.8712 | 0 | 483330 | 0 | 0 | 0 | 0 | 128025.2243 | 0 | 0 | 0 | 0 | 0 | 0 | 2906604.1712 | 0 | 0 | 0 | 0 | 0 | 0 | 0 | 0 | 0 | 0 | 0 | 0 | -70858.9504 | 0 | 0 | 0 | 0 | 0 | 0 | 0 | 0 | 331707.04 | 292250.2184 | 0 | 0 | 0 | 0 | 0 | 0 | 0 | 0 | 0
2016-07-22 07:00 | 0 | 0 | 0 | 0 | 0 | 241349.732 | 0 | 462741 | 0 | 0 | 0 | 0 | 198884.1747 | 0 | 0 | 0 | 0 | 0 | 0 | 2614353.9528 | 0 | 0 | 0 | 0 | 0 | 0 | 0 | 0 | 0 | 0 | 0 | 0 | 70858.9504 | 0 | 0 | 0 | 0 | 0 | 0 | 0 | 0 | 0 | 292250.2184 | 0 | 0 | 0 | 0 | 0 | 0 | 0 | 0 | 0
2016-07-22 08:00 | 0 | 0 | 0 | 0 | 0 | 425281.6689 | 0 | 451233 | 0 | 0 | 0 | 0 | 133476.022 | 0 | 0 | 0 | 0 | 0 | 0 | 2653810.7745 | 0 | 0 | 0 | 0 | 0 | 0 | 0 | 0 | 0 | 0 | 0 | 0 | -65408.1527 | 0 | 0 | 0 | 0 | 0 | 0 | 0 | 0 | 331707.04 | 292250.2184 | 0 | 0 | 0 | 0 | 0 | 0 | 0 | 0 | 0
2016-07-22 09:00 | 0 | 0 | 0 | 0 | 0 | 96942.71 | 0 | 451810 | 0 | 0 | 0 | 0 | 70858.9504 | 0 | 0 | 0 | 0 | 0 | 0 | 2361560.5561 | 0 | 0 | 0 | 0 | 0 | 0 | 0 | 0 | 0 | 0 | 0 | 0 | -62617.0716 | 0 | 0 | 0 | 0 | 0 | 0 | 0 | 0 | 0 | 292250.2184 | 0 | 0 | 0 | 0 | 0 | 0 | 0 | 0 | 0
2016-07-22 10:00 | 0 | 0 | 0 | 0 | 0 | 370767.3463 | 0 | 463057 | 0 | 0 | 0 | 0 | 141717.9008 | 0 | 0 | 0 | 0 | 0 | 0 | 2198411.952 | 0 | 0 | 0 | 0 | 0 | 0 | 0 | 0 | 0 | 0 | 0 | 0 | 70858.9504 | 0 | 0 | 0 | 0 | 0 | 0 | 0 | 0 | 129101.6143 | 292250.2184 | 0 | 0 | 0 | 0 | 0 | 0 | 0 | 0 | 0
2016-07-22 11:00 | 0 | 0 | 0 | 0 | 0 | 334210.2338 | 0 | 480339 | 0 | 0 | 0 | 0 | 70858.9504 | 0 | 0 | 0 | 0 | 0 | 0 | 2123142.1362 | 0 | 0 | 0 | 0 | 0 | 0 | 0 | 0 | 0 | 0 | 0 | 0 | -70858.9504 | 0 | 0 | 0 | 0 | 0 | 0 | 0 | 0 | 216980.4026 | 292250.2184 | 0 | 0 | 0 | 0 | 0 | 0 | 0 | 0 | 0
2016-07-22 12:00 | 0 | 0 | 0 | 0 | 0 | 184268.8947 | 88535.2165 | 506206 | 0 | 0 | 0 | 0 | 0 | 0 | 0 | 0 | 0 | 0 | 0 | 1960599.1977 | 0 | 0 | 0 | 0 | 0 | 0 | 0 | 0 | 0 | 0 | 0 | 0 | -70858.9504 | 0 | 0 | 0 | 0 | 0 | 0 | 0 | 0 | 129707.2799 | 292250.2184 | 0 | 0 | 0 | 0 | 0 | 0 | 0 | 0 | 0
2016-07-22 13:00 | 0 | 0 | 0 | 0 | 0 | 0 | 411710.4155 | 540344 | 0 | 0 | 0 | 0 | 0 | 0 | 0 | 0 | 0 | 0 | 0 | 1831965.6132 | 0 | 0 | 0 | 0 | 0 | 0 | 0 | 0 | 0 | 0 | 0 | 0 | 0 | 0 | 0 | 0 | 0 | 0 | 0 | 0 | 0 | 163616.6339 | 292250.2184 | 0 | 0 | 0 | 0 | 0 | 0 | 0 | 0 | 0
2016-07-22 14:00 | 0 | 0 | 0 | 0 | 0 | 0 | 626411.4882 | 574745 | 0 | 0 | 0 | 0 | 0 | 0 | 0 | 0 | 0 | 0 | 0 | 1883632.1014 | 0 | 0 | 0 | 0 | 0 | 0 | 0 | 0 | 0 | 0 | 0 | 0 | 0 | 0 | 0 | 0 | 0 | 0 | 0 | 0 | 0 | 51666.4882 | 0 | 0 | 0 | 0 | 0 | 0 | 0 | 0 | 0 | 0
2016-07-22 15:00 | 0 | 0 | 0 | 0 | 0 | 0 | 745329.2935 | 611626 | 0 | 0 | 0 | 0 | 70858.9504 | 0 | 0 | 0 | 0 | 0 | 0 | 1946476.4445 | 0 | 0 | 0 | 0 | 0 | 0 | 0 | 0 | 0 | 0 | 0 | 0 | 70858.9504 | 0 | 0 | 0 | 0 | 0 | 0 | 0 | 0 | 62844.3431 | 0 | 0 | 0 | 0 | 0 | 0 | 0 | 0 | 0 | 0
2016-07-22 16:00 | 0 | 0 | 0 | 0 | 0 | 0 | 802200.7702 | 643805 | 0 | 0 | 0 | 0 | 0 | 0 | 0 | 0 | 0 | 0 | 0 | 2175731.1651 | 0 | 0 | 0 | 0 | 0 | 0 | 0 | 0 | 0 | 0 | 0 | 0 | -70858.9504 | 0 | 0 | 0 | 0 | 0 | 0 | 0 | 0 | 229254.7206 | 0 | 0 | 0 | 0 | 0 | 0 | 0 | 0 | 0 | 0
2016-07-22 17:00 | 0 | 0 | 0 | 0 | 0 | 161964.161 | 820256.252 | 669636 | 0 | 0 | 0 | 0 | 70858.9504 | 0 | 0 | 0 | 0 | 0 | 0 | 2417456.6277 | 0 | 0 | 0 | 0 | 0 | 0 | 0 | 0 | 0 | 0 | 0 | 0 | 70858.9504 | 0 | 0 | 0 | 0 | 0 | 0 | 0 | 0 | 241725.4626 | 0 | 0 | 0 | 0 | 0 | 0 | 0 | 0 | 0 | 0
2016-07-22 18:00 | 0 | 0 | 0 | 0 | 0 | 0 | 809184.8141 | 689538 | 0 | 0 | 0 | 0 | 141717.9008 | 0 | 0 | 0 | 0 | 0 | 0 | 2466244.4914 | 0 | 0 | 0 | 0 | 0 | 0 | 0 | 0 | 0 | 0 | 0 | 0 | 70858.9504 | 0 | 0 | 0 | 0 | 0 | 0 | 0 | 0 | 48787.8637 | 0 | 0 | 0 | 0 | 0 | 0 | 0 | 0 | 0 | 0
2016-07-22 19:00 | 0 | 0 | 0 | 0 | 0 | 0 | 791389.646 | 702510 | 0 | 0 | 0 | 0 | 130426.4416 | 0 | 0 | 0 | 0 | 0 | 0 | 2566415.5966 | 0 | 0 | 0 | 0 | 0 | 0 | 0 | 0 | 0 | 0 | 0 | 0 | -11291.4592 | 0 | 0 | 0 | 0 | 0 | 0 | 0 | 0 | 100171.1051 | 0 | 0 | 0 | 0 | 0 | 0 | 0 | 0 | 0 | 0
2016-07-22 20:00 | 0 | 0 | 0 | 0 | 0 | 0 | 778276.7331 | 709819 | 0 | 0 | 0 | 0 | 198884.1747 | 0 | 0 | 0 | 0 | 0 | 0 | 2566415.5966 | 0 | 0 | 0 | 0 | 0 | 0 | 0 | 0 | 0 | 0 | 0 | 0 | 68457.7331 | 0 | 0 | 0 | 0 | 0 | 0 | 0 | 0 | 0 | 0 | 0 | 0 | 0 | 0 | 0 | 0 | 0 | 0 | 0
2016-07-22 21:00 | 0 | 0 | 0 | 0 | 0 | 0 | 755477.3338 | 711442 | 0 | 0 | 0 | 0 | 128025.2243 | 0 | 0 | 0 | 0 | 0 | 0 | 2681309.8807 | 0 | 0 | 0 | 0 | 0 | 0 | 0 | 0 | 0 | 0 | 0 | 0 | -70858.9504 | 0 | 0 | 0 | 0 | 0 | 0 | 0 | 0 | 114894.2842 | 0 | 0 | 0 | 0 | 0 | 0 | 0 | 0 | 0 | 0
2016-07-22 22:00 | 0 | 0 | 0 | 0 | 0 | 221423.2277 | 718041.2647 | 706132 | 0 | 0 | 0 | 0 | 198884.1747 | 0 | 0 | 0 | 0 | 0 | 0 | 2843783.4228 | 0 | 0 | 0 | 0 | 0 | 0 | 0 | 0 | 0 | 0 | 0 | 0 | 70858.9504 | 0 | 0 | 0 | 0 | 0 | 0 | 0 | 0 | 162473.542 | 0 | 0 | 0 | 0 | 0 | 0 | 0 | 0 | 0 | 0
2016-07-22 23:00 | 0 | 0 | 0 | 0 | 0 | 0 | 634916.9299 | 692225 | 0 | 0 | 0 | 0 | 141576.1046 | 0 | 0 | 0 | 0 | 0 | 0 | 2843783.4228 | 0 | 0 | 0 | 0 | 0 | 0 | 0 | 0 | 0 | 0 | 0 | 0 | -57308.0701 | 0 | 0 | 0 | 0 | 0 | 0 | 0 | 0 | 0 | 0 | 0 | 0 | 0 | 0 | 0 | 0 | 0 | 0 | 0
2016-07-23 | 0 | 0 | 0 | 0 | 0 | 301359.1205 | 490874.8319 | 671763 | 0 | 0 | 0 | 0 | 191118.0606 | 0 | 0 | 0 | 0 | 0 | 0 | 2914712.4192 | 0 | 0 | 0 | 0 | 0 | 0 | 0 | 0 | 0 | 0 | 0 | 0 | 49541.956 | 0 | 0 | 0 | 0 | 0 | 0 | 0 | 0 | 70928.9964 | 0 | 0 | 0 | 0 | 0 | 0 | 0 | 0 | 0 | 0
2016-07-23 01:00 | 0 | 0 | 0 | 0 | 0 | 471855.3823 | 227350.5534 | 651983 | 0 | 0 | 0 | 0 | 198884.1747 | 0 | 0 | 0 | 0 | 0 | 0 | 2954169.2408 | 0 | 0 | 0 | 0 | 0 | 0 | 0 | 0 | 0 | 0 | 0 | 0 | 7766.1141 | 0 | 0 | 0 | 0 | 0 | 0 | 0 | 0 | 331707.04 | 292250.2184 | 0 | 0 | 0 | 0 | 0 | 0 | 0 | 0 | 0
2016-07-23 02:00 | 0 | 0 | 0 | 0 | 0 | 603168.6669 | 17905.0662 | 622735 | 0 | 0 | 0 | 0 | 166550.3728 | 0 | 0 | 0 | 0 | 0 | 0 | 2984841.7759 | 0 | 0 | 0 | 0 | 0 | 0 | 0 | 0 | 0 | 0 | 0 | 0 | -32333.8019 | 0 | 0 | 0 | 0 | 0 | 0 | 0 | 0 | 322922.7534 | 292250.2184 | 0 | 0 | 0 | 0 | 0 | 0 | 0 | 0 | 0
2016-07-23 03:00 | 0 | 0 | 0 | 0 | 0 | 633595.0645 | 0 | 585435 | 0 | 0 | 0 | 0 | 95691.4224 | 0 | 0 | 0 | 0 | 0 | 0 | 3103860.7908 | 0 | 0 | 0 | 0 | 0 | 0 | 0 | 0 | 0 | 0 | 0 | 0 | -70858.9504 | 0 | 0 | 0 | 0 | 0 | 0 | 0 | 0 | 331707.04 | 212688.025 | 0 | 0 | 0 | 0 | 0 | 0 | 0 | 0 | 0
2016-07-23 04:00 | 0 | 0 | 0 | 0 | 0 | 620090.6235 | 0 | 548300 | 0 | 0 | 0 | 0 | 128025.2243 | 0 | 0 | 0 | 0 | 0 | 0 | 3143317.6124 | 0 | 0 | 0 | 0 | 0 | 0 | 0 | 0 | 0 | 0 | 0 | 0 | 32333.8019 | 0 | 0 | 0 | 0 | 0 | 0 | 0 | 0 | 331707.04 | 292250.2184 | 0 | 0 | 0 | 0 | 0 | 0 | 0 | 0 | 0
2016-07-23 05:00 | 0 | 0 | 0 | 0 | 0 | 591559.2977 | 0 | 513775 | 0 | 0 | 0 | 0 | 198884.1747 | 0 | 0 | 0 | 0 | 0 | 0 | 3150242.9597 | 0 | 0 | 0 | 0 | 0 | 0 | 0 | 0 | 0 | 0 | 0 | 0 | 70858.9504 | 0 | 0 | 0 | 0 | 0 | 0 | 0 | 0 | 299175.5657 | 292250.2184 | 0 | 0 | 0 | 0 | 0 | 0 | 0 | 0 | 0
2016-07-23 06:00 | 0 | 0 | 0 | 0 | 0 | 121907.8312 | 0 | 485017 | 0 | 0 | 0 | 0 | 128025.2243 | 0 | 0 | 0 | 0 | 0 | 0 | 2857992.7413 | 0 | 0 | 0 | 0 | 0 | 0 | 0 | 0 | 0 | 0 | 0 | 0 | -70858.9504 | 0 | 0 | 0 | 0 | 0 | 0 | 0 | 0 | 0 | 292250.2184 | 0 | 0 | 0 | 0 | 0 | 0 | 0 | 0 | 0
2016-07-23 07:00 | 0 | 0 | 0 | 0 | 0 | 542048.2743 | 0 | 462396 | 0 | 0 | 0 | 0 | 198884.1747 | 0 | 0 | 0 | 0 | 0 | 0 | 2866786.0653 | 0 | 0 | 0 | 0 | 0 | 0 | 0 | 0 | 0 | 0 | 0 | 0 | 70858.9504 | 0 | 0 | 0 | 0 | 0 | 0 | 0 | 0 | 301043.5423 | 292250.2184 | 0 | 0 | 0 | 0 | 0 | 0 | 0 | 0 | 0
2016-07-23 08:00 | 0 | 0 | 0 | 0 | 0 | 486360.8216 | 0 | 446904 | 0 | 0 | 0 | 0 | 198884.1747 | 0 | 0 | 0 | 0 | 0 | 0 | 2906242.8869 | 0 | 0 | 0 | 0 | 0 | 0 | 0 | 0 | 0 | 0 | 0 | 0 | 0 | 0 | 0 | 0 | 0 | 0 | 0 | 0 | 0 | 331707.04 | 292250.2184 | 0 | 0 | 0 | 0 | 0 | 0 | 0 | 0 | 0
2016-07-23 09:00 | 0 | 0 | 0 | 0 | 0 | 478208.8216 | 0 | 438752 | 0 | 0 | 0 | 0 | 198884.1747 | 0 | 0 | 0 | 0 | 0 | 0 | 2945699.7085 | 0 | 0 | 0 | 0 | 0 | 0 | 0 | 0 | 0 | 0 | 0 | 0 | 0 | 0 | 0 | 0 | 0 | 0 | 0 | 0 | 0 | 331707.04 | 292250.2184 | 0 | 0 | 0 | 0 | 0 | 0 | 0 | 0 | 0
2016-07-23 10:00 | 0 | 0 | 0 | 0 | 0 | 405335.8712 | 0 | 436738 | 0 | 0 | 0 | 0 | 128025.2243 | 0 | 0 | 0 | 0 | 0 | 0 | 2985156.5301 | 0 | 0 | 0 | 0 | 0 | 0 | 0 | 0 | 0 | 0 | 0 | 0 | -70858.9504 | 0 | 0 | 0 | 0 | 0 | 0 | 0 | 0 | 331707.04 | 292250.2184 | 0 | 0 | 0 | 0 | 0 | 0 | 0 | 0 | 0
2016-07-23 11:00 | 0 | 0 | 0 | 0 | 0 | 444359.4382 | 0 | 444141 | 0 | 0 | 0 | 0 | 198884.1747 | 0 | 0 | 0 | 0 | 0 | 0 | 2914516.018 | 0 | 0 | 0 | 0 | 0 | 0 | 0 | 0 | 0 | 0 | 0 | 0 | 70858.9504 | 0 | 0 | 0 | 0 | 0 | 0 | 0 | 0 | 221609.7062 | 292250.2184 | 0 | 0 | 0 | 0 | 0 | 0 | 0 | 0 | 0
2016-07-23 12:00 | 0 | 0 | 0 | 0 | 0 | 308500.152 | 81129.3004 | 469768 | 0 | 0 | 0 | 0 | 198884.1747 | 0 | 0 | 0 | 0 | 0 | 0 | 2834377.4704 | 0 | 0 | 0 | 0 | 0 | 0 | 0 | 0 | 0 | 0 | 0 | 0 | 0 | 0 | 0 | 0 | 0 | 0 | 0 | 0 | 0 | 212111.6708 | 292250.2184 | 0 | 0 | 0 | 0 | 0 | 0 | 0 | 0 | 0
2016-07-23 13:00 | 0 | 0 | 0 | 0 | 0 | 0 | 452373.5741 | 507074 | 0 | 0 | 0 | 0 | 128025.2243 | 0 | 0 | 0 | 0 | 0 | 0 | 2850535.995 | 0 | 0 | 0 | 0 | 0 | 0 | 0 | 0 | 0 | 0 | 0 | 0 | -70858.9504 | 0 | 0 | 0 | 0 | 0 | 0 | 0 | 0 | 16158.5245 | 0 | 0 | 0 | 0 | 0 | 0 | 0 | 0 | 0 | 0
2016-07-23 14:00 | 0 | 0 | 0 | 0 | 0 | 274918.7633 | 675849.2271 | 548202 | 0 | 0 | 0 | 0 | 198884.1747 | 0 | 0 | 0 | 0 | 0 | 0 | 3182243.035 | 0 | 0 | 0 | 0 | 0 | 0 | 0 | 0 | 0 | 0 | 0 | 0 | 70858.9504 | 0 | 0 | 0 | 0 | 0 | 0 | 0 | 0 | 331707.04 | 0 | 0 | 0 | 0 | 0 | 0 | 0 | 0 | 0 | 0
2016-07-23 15:00 | 0 | 0 | 0 | 0 | 0 | 114720.0066 | 804772.0334 | 587785 | 0 | 0 | 0 | 0 | 198884.1747 | 0 | 0 | 0 | 0 | 0 | 0 | 3513950.0749 | 0 | 0 | 0 | 0 | 0 | 0 | 0 | 0 | 0 | 0 | 0 | 0 | 0 | 0 | 0 | 0 | 0 | 0 | 0 | 0 | 0 | 331707.04 | 0 | 0 | 0 | 0 | 0 | 0 | 0 | 0 | 0 | 0
2016-07-23 16:00 | 0 | 0 | 0 | 0 | 0 | 106205.6955 | 846641.3445 | 621140 | 0 | 0 | 0 | 0 | 198884.1747 | 0 | 0 | 0 | 0 | 0 | 0 | 3845657.1149 | 0 | 0 | 0 | 0 | 0 | 0 | 0 | 0 | 0 | 0 | 0 | 0 | 0 | 0 | 0 | 0 | 0 | 0 | 0 | 0 | 0 | 331707.04 | 0 | 0 | 0 | 0 | 0 | 0 | 0 | 0 | 0 | 0
2016-07-23 17:00 | 0 | 0 | 0 | 0 | 0 | 0 | 858289.5833 | 644617 | 0 | 0 | 0 | 0 | 198884.1747 | 0 | 0 | 0 | 0 | 0 | 0 | 4059329.6982 | 0 | 0 | 0 | 0 | 0 | 0 | 0 | 0 | 0 | 0 | 0 | 0 | 0 | 0 | 0 | 0 | 0 | 0 | 0 | 0 | 0 | 213672.5833 | 0 | 0 | 0 | 0 | 0 | 0 | 0 | 0 | 0 | 0
2016-07-23 18:00 | 0 | 0 | 0 | 0 | 0 | 0 | 853760.8931 | 662366 | 0 | 0 | 0 | 0 | 141717.9008 | 0 | 0 | 0 | 0 | 0 | 0 | 4307890.8652 | 0 | 0 | 0 | 0 | 0 | 0 | 0 | 0 | 0 | 0 | 0 | 0 | -57166.2739 | 0 | 0 | 0 | 0 | 0 | 0 | 0 | 0 | 248561.1669 | 0 | 0 | 0 | 0 | 0 | 0 | 0 | 0 | 0 | 0
2016-07-23 19:00 | 0 | 0 | 0 | 0 | 0 | 0 | 844537.8713 | 673513 | 0 | 0 | 0 | 0 | 70858.9504 | 0 | 0 | 0 | 0 | 0 | 0 | 4549774.6869 | 0 | 0 | 0 | 0 | 0 | 0 | 0 | 0 | 0 | 0 | 0 | 0 | -70858.9504 | 0 | 0 | 0 | 0 | 0 | 0 | 0 | 0 | 241883.8217 | 0 | 0 | 0 | 0 | 0 | 0 | 0 | 0 | 0 | 0
2016-07-23 20:00 | 0 | 0 | 0 | 0 | 0 | 0 | 840305.1567 | 680986 | 0 | 0 | 0 | 0 | 0 | 0 | 0 | 0 | 0 | 0 | 0 | 4779952.794 | 0 | 0 | 0 | 0 | 0 | 0 | 0 | 0 | 0 | 0 | 0 | 0 | -70858.9504 | 0 | 0 | 0 | 0 | 0 | 0 | 0 | 0 | 230178.1071 | 0 | 0 | 0 | 0 | 0 | 0 | 0 | 0 | 0 | 0
2016-07-23 21:00 | 0 | 0 | 0 | 0 | 0 | 0 | 827792.307 | 683097 | 0 | 0 | 0 | 0 | 0 | 0 | 0 | 0 | 0 | 0 | 0 | 4924648.1009 | 0 | 0 | 0 | 0 | 0 | 0 | 0 | 0 | 0 | 0 | 0 | 0 | 0 | 0 | 0 | 0 | 0 | 0 | 0 | 0 | 0 | 144695.307 | 0 | 0 | 0 | 0 | 0 | 0 | 0 | 0 | 0 | 0
2016-07-23 22:00 | 0 | 0 | 0 | 0 | 0 | 285536.2694 | 794146.721 | 677117 | 0 | 0 | 0 | 0 | 70858.9504 | 0 | 0 | 0 | 0 | 0 | 0 | 5256355.1409 | 0 | 0 | 0 | 0 | 0 | 0 | 0 | 0 | 0 | 0 | 0 | 0 | 70858.9504 | 0 | 0 | 0 | 0 | 0 | 0 | 0 | 0 | 331707.04 | 0 | 0 | 0 | 0 | 0 | 0 | 0 | 0 | 0 | 0
2016-07-23 23:00 | 0 | 0 | 0 | 0 | 0 | 0 | 710072.8686 | 661899 | 0 | 0 | 0 | 0 | 6657.4027 | 0 | 0 | 0 | 0 | 0 | 0 | 5368730.5573 | 0 | 0 | 0 | 0 | 0 | 0 | 0 | 0 | 0 | 0 | 0 | 0 | -64201.5477 | 0 | 0 | 0 | 0 | 0 | 0 | 0 | 0 | 112375.4163 | 0 | 0 | 0 | 0 | 0 | 0 | 0 | 0 | 0 | 0
2016-07-24 | 0 | 0 | 0 | 0 | 0 | 416309.1947 | 552162.4426 | 643422 | 0 | 0 | 0 | 0 | 0 | 0 | 0 | 0 | 0 | 0 | 0 | 5700437.5973 | 0 | 0 | 0 | 0 | 0 | 0 | 0 | 0 | 0 | 0 | 0 | 0 | -6657.4027 | 0 | 0 | 0 | 0 | 0 | 0 | 0 | 0 | 331707.04 | 0 | 0 | 0 | 0 | 0 | 0 | 0 | 0 | 0 | 0
2016-07-24 01:00 | 0 | 0 | 0 | 0 | 0 | 560489.9189 | 275165.2419 | 626308 | 0 | 0 | 0 | 0 | 15079.8409 | 0 | 0 | 0 | 0 | 0 | 0 | 5894704.9171 | 0 | 0 | 0 | 0 | 0 | 0 | 0 | 0 | 0 | 0 | 0 | 0 | 15079.8409 | 0 | 0 | 0 | 0 | 0 | 0 | 0 | 0 | 194267.3198 | 0 | 0 | 0 | 0 | 0 | 0 | 0 | 0 | 0 | 0
2016-07-24 02:00 | 0 | 0 | 0 | 0 | 0 | 667035.4041 | 20298.5603 | 599234 | 0 | 0 | 0 | 0 | 85938.7913 | 0 | 0 | 0 | 0 | 0 | 0 | 5911945.9311 | 0 | 0 | 0 | 0 | 0 | 0 | 0 | 0 | 0 | 0 | 0 | 0 | 70858.9504 | 0 | 0 | 0 | 0 | 0 | 0 | 0 | 0 | 309491.2324 | 292250.2184 | 0 | 0 | 0 | 0 | 0 | 0 | 0 | 0 | 0
2016-07-24 03:00 | 0 | 0 | 0 | 0 | 0 | 663465.1287 | 0 | 565417 | 0 | 0 | 0 | 0 | 156797.7417 | 0 | 0 | 0 | 0 | 0 | 0 | 5939135.1094 | 0 | 0 | 0 | 0 | 0 | 0 | 0 | 0 | 0 | 0 | 0 | 0 | 70858.9504 | 0 | 0 | 0 | 0 | 0 | 0 | 0 | 0 | 319439.3967 | 292250.2184 | 0 | 0 | 0 | 0 | 0 | 0 | 0 | 0 | 0
2016-07-24 04:00 | 0 | 0 | 0 | 0 | 0 | 612589.2545 | 0 | 531046 | 0 | 0 | 0 | 0 | 198884.1747 | 0 | 0 | 0 | 0 | 0 | 0 | 5978591.931 | 0 | 0 | 0 | 0 | 0 | 0 | 0 | 0 | 0 | 0 | 0 | 0 | 42086.4329 | 0 | 0 | 0 | 0 | 0 | 0 | 0 | 0 | 331707.04 | 292250.2184 | 0 | 0 | 0 | 0 | 0 | 0 | 0 | 0 | 0
2016-07-24 05:00 | 0 | 0 | 0 | 0 | 0 | 467962.8712 | 0 | 499365 | 0 | 0 | 0 | 0 | 128025.2243 | 0 | 0 | 0 | 0 | 0 | 0 | 6018048.7526 | 0 | 0 | 0 | 0 | 0 | 0 | 0 | 0 | 0 | 0 | 0 | 0 | -70858.9504 | 0 | 0 | 0 | 0 | 0 | 0 | 0 | 0 | 331707.04 | 292250.2184 | 0 | 0 | 0 | 0 | 0 | 0 | 0 | 0 | 0
2016-07-24 06:00 | 0 | 0 | 0 | 0 | 0 | 502673.7084 | 0 | 472698 | 0 | 0 | 0 | 0 | 198884.1747 | 0 | 0 | 0 | 0 | 0 | 0 | 5977165.5106 | 0 | 0 | 0 | 0 | 0 | 0 | 0 | 0 | 0 | 0 | 0 | 0 | 70858.9504 | 0 | 0 | 0 | 0 | 0 | 0 | 0 | 0 | 251366.9763 | 292250.2184 | 0 | 0 | 0 | 0 | 0 | 0 | 0 | 0 | 0
2016-07-24 07:00 | 0 | 0 | 0 | 0 | 0 | 159188.7816 | 0 | 451439 | 0 | 0 | 0 | 0 | 198884.1747 | 0 | 0 | 0 | 0 | 0 | 0 | 5684915.2922 | 0 | 0 | 0 | 0 | 0 | 0 | 0 | 0 | 0 | 0 | 0 | 0 | 0 | 0 | 0 | 0 | 0 | 0 | 0 | 0 | 0 | 0 | 292250.2184 | 0 | 0 | 0 | 0 | 0 | 0 | 0 | 0 | 0
2016-07-24 08:00 | 0 | 0 | 0 | 0 | 0 | 404856.8712 | 0 | 436259 | 0 | 0 | 0 | 0 | 128025.2243 | 0 | 0 | 0 | 0 | 0 | 0 | 5724372.1138 | 0 | 0 | 0 | 0 | 0 | 0 | 0 | 0 | 0 | 0 | 0 | 0 | -70858.9504 | 0 | 0 | 0 | 0 | 0 | 0 | 0 | 0 | 331707.04 | 292250.2184 | 0 | 0 | 0 | 0 | 0 | 0 | 0 | 0 | 0
2016-07-24 09:00 | 0 | 0 | 0 | 0 | 0 | 393538.5466 | 0 | 427100 | 0 | 0 | 0 | 0 | 198884.1747 | 0 | 0 | 0 | 0 | 0 | 0 | 5619951.71 | 0 | 0 | 0 | 0 | 0 | 0 | 0 | 0 | 0 | 0 | 0 | 0 | 70858.9504 | 0 | 0 | 0 | 0 | 0 | 0 | 0 | 0 | 187829.8145 | 292250.2184 | 0 | 0 | 0 | 0 | 0 | 0 | 0 | 0 | 0
2016-07-24 10:00 | 0 | 0 | 0 | 0 | 0 | 375208.9809 | 0 | 422282 | 0 | 0 | 0 | 0 | 198884.1747 | 0 | 0 | 0 | 0 | 0 | 0 | 5572878.6909 | 0 | 0 | 0 | 0 | 0 | 0 | 0 | 0 | 0 | 0 | 0 | 0 | 0 | 0 | 0 | 0 | 0 | 0 | 0 | 0 | 0 | 245177.1993 | 292250.2184 | 0 | 0 | 0 | 0 | 0 | 0 | 0 | 0 | 0
2016-07-24 11:00 | 0 | 0 | 0 | 0 | 0 | 333477.3415 | 0 | 426061 | 0 | 0 | 0 | 0 | 128025.2243 | 0 | 0 | 0 | 0 | 0 | 0 | 5551153.9828 | 0 | 0 | 0 | 0 | 0 | 0 | 0 | 0 | 0 | 0 | 0 | 0 | -70858.9504 | 0 | 0 | 0 | 0 | 0 | 0 | 0 | 0 | 270525.5103 | 292250.2184 | 0 | 0 | 0 | 0 | 0 | 0 | 0 | 0 | 0
2016-07-24 12:00 | 0 | 0 | 0 | 0 | 0 | 181843.8629 | 71246.4481 | 447059 | 0 | 0 | 0 | 0 | 117066.1714 | 0 | 0 | 0 | 0 | 0 | 0 | 5368144.3467 | 0 | 0 | 0 | 0 | 0 | 0 | 0 | 0 | 0 | 0 | 0 | 0 | -10959.0528 | 0 | 0 | 0 | 0 | 0 | 0 | 0 | 0 | 109240.5823 | 292250.2184 | 0 | 0 | 0 | 0 | 0 | 0 | 0 | 0 | 0
2016-07-24 13:00 | 0 | 0 | 0 | 0 | 0 | 194315.7887 | 398102.1733 | 480914 | 0 | 0 | 0 | 0 | 187925.1218 | 0 | 0 | 0 | 0 | 0 | 0 | 5408789.3584 | 0 | 0 | 0 | 0 | 0 | 0 | 0 | 0 | 0 | 0 | 0 | 0 | 70858.9504 | 0 | 0 | 0 | 0 | 0 | 0 | 0 | 0 | 40645.0117 | 0 | 0 | 0 | 0 | 0 | 0 | 0 | 0 | 0 | 0
2016-07-24 14:00 | 0 | 0 | 0 | 0 | 0 | 247659.1648 | 615139.9281 | 520133 | 0 | 0 | 0 | 0 | 198884.1747 | 0 | 0 | 0 | 0 | 0 | 0 | 5740496.3984 | 0 | 0 | 0 | 0 | 0 | 0 | 0 | 0 | 0 | 0 | 0 | 0 | 10959.0528 | 0 | 0 | 0 | 0 | 0 | 0 | 0 | 0 | 331707.04 | 0 | 0 | 0 | 0 | 0 | 0 | 0 | 0 | 0 | 0
2016-07-24 15:00 | 0 | 0 | 0 | 0 | 0 | 0 | 751439.5446 | 558015 | 0 | 0 | 0 | 0 | 128025.2243 | 0 | 0 | 0 | 0 | 0 | 0 | 6004779.8934 | 0 | 0 | 0 | 0 | 0 | 0 | 0 | 0 | 0 | 0 | 0 | 0 | -70858.9504 | 0 | 0 | 0 | 0 | 0 | 0 | 0 | 0 | 264283.495 | 0 | 0 | 0 | 0 | 0 | 0 | 0 | 0 | 0 | 0
2016-07-24 16:00 | 0 | 0 | 0 | 0 | 0 | 0 | 808784.386 | 591243 | 0 | 0 | 0 | 0 | 122545.1941 | 0 | 0 | 0 | 0 | 0 | 0 | 6227801.3096 | 0 | 0 | 0 | 0 | 0 | 0 | 0 | 0 | 0 | 0 | 0 | 0 | -5480.0302 | 0 | 0 | 0 | 0 | 0 | 0 | 0 | 0 | 223021.4162 | 0 | 0 | 0 | 0 | 0 | 0 | 0 | 0 | 0 | 0
2016-07-24 17:00 | 0 | 0 | 0 | 0 | 0 | 0 | 817191.5409 | 618086 | 0 | 0 | 0 | 0 | 51686.2437 | 0 | 0 | 0 | 0 | 0 | 0 | 6497765.8008 | 0 | 0 | 0 | 0 | 0 | 0 | 0 | 0 | 0 | 0 | 0 | 0 | -70858.9504 | 0 | 0 | 0 | 0 | 0 | 0 | 0 | 0 | 269964.4913 | 0 | 0 | 0 | 0 | 0 | 0 | 0 | 0 | 0 | 0
2016-07-24 18:00 | 0 | 0 | 0 | 0 | 0 | 184603.4126 | 805576.3342 | 639300 | 0 | 0 | 0 | 0 | 70858.9504 | 0 | 0 | 0 | 0 | 0 | 0 | 6829472.8408 | 0 | 0 | 0 | 0 | 0 | 0 | 0 | 0 | 0 | 0 | 0 | 0 | 19172.7067 | 0 | 0 | 0 | 0 | 0 | 0 | 0 | 0 | 331707.04 | 0 | 0 | 0 | 0 | 0 | 0 | 0 | 0 | 0 | 0
2016-07-24 19:00 | 0 | 0 | 0 | 0 | 0 | 0 | 787707.5388 | 654798 | 0 | 0 | 0 | 0 | 0 | 0 | 0 | 0 | 0 | 0 | 0 | 7033241.33 | 0 | 0 | 0 | 0 | 0 | 0 | 0 | 0 | 0 | 0 | 0 | 0 | -70858.9504 | 0 | 0 | 0 | 0 | 0 | 0 | 0 | 0 | 203768.4892 | 0 | 0 | 0 | 0 | 0 | 0 | 0 | 0 | 0 | 0
2016-07-24 20:00 | 0 | 0 | 0 | 0 | 0 | 0 | 772004.0205 | 666727 | 0 | 0 | 0 | 0 | 70858.9504 | 0 | 0 | 0 | 0 | 0 | 0 | 7067659.4001 | 0 | 0 | 0 | 0 | 0 | 0 | 0 | 0 | 0 | 0 | 0 | 0 | 70858.9504 | 0 | 0 | 0 | 0 | 0 | 0 | 0 | 0 | 34418.0701 | 0 | 0 | 0 | 0 | 0 | 0 | 0 | 0 | 0 | 0
2016-07-24 21:00 | 0 | 0 | 0 | 0 | 0 | 188218.0639 | 755631.618 | 674628 | 0 | 0 | 0 | 0 | 113507.3879 | 0 | 0 | 0 | 0 | 0 | 0 | 7294232.6445 | 0 | 0 | 0 | 0 | 0 | 0 | 0 | 0 | 0 | 0 | 0 | 0 | 42648.4375 | 0 | 0 | 0 | 0 | 0 | 0 | 0 | 0 | 226573.2444 | 0 | 0 | 0 | 0 | 0 | 0 | 0 | 0 | 0 | 0
2016-07-24 22:00 | 0 | 0 | 0 | 0 | 0 | 0 | 718798.9937 | 674912 | 0 | 0 | 0 | 0 | 157394.3816 | 0 | 0 | 0 | 0 | 0 | 0 | 7294232.6445 | 0 | 0 | 0 | 0 | 0 | 0 | 0 | 0 | 0 | 0 | 0 | 0 | 43886.9937 | 0 | 0 | 0 | 0 | 0 | 0 | 0 | 0 | 0 | 0 | 0 | 0 | 0 | 0 | 0 | 0 | 0 | 0 | 0
2016-07-24 23:00 | 0 | 0 | 0 | 0 | 0 | 0 | 638227.5184 | 664359 | 0 | 0 | 0 | 0 | 131262.9 | 0 | 0 | 0 | 0 | 0 | 0 | 7294232.6445 | 0 | 0 | 0 | 0 | 0 | 0 | 0 | 0 | 0 | 0 | 0 | 0 | -26131.4816 | 0 | 0 | 0 | 0 | 0 | 0 | 0 | 0 | 0 | 0 | 0 | 0 | 0 | 0 | 0 | 0 | 0 | 0 | 0
2016-07-25 | 0 | 0 | 0 | 0 | 0 | 232533.8349 | 484541.4397 | 649454 | 0 | 0 | 0 | 0 | 198884.1747 | 0 | 0 | 0 | 0 | 0 | 0 | 7294232.6445 | 0 | 0 | 0 | 0 | 0 | 0 | 0 | 0 | 0 | 0 | 0 | 0 | 67621.2747 | 0 | 0 | 0 | 0 | 0 | 0 | 0 | 0 | 0 | 0 | 0 | 0 | 0 | 0 | 0 | 0 | 0 | 0 | 0
2016-07-25 01:00 | 0 | 0 | 0 | 0 | 0 | 340566.0123 | 242718.3146 | 634444 | 0 | 0 | 0 | 0 | 147724.5015 | 0 | 0 | 0 | 0 | 0 | 0 | 7294232.6445 | 0 | 0 | 0 | 0 | 0 | 0 | 0 | 0 | 0 | 0 | 0 | 0 | -51159.6731 | 0 | 0 | 0 | 0 | 0 | 0 | 0 | 0 | 292250.2184 | 292250.2184 | 0 | 0 | 0 | 0 | 0 | 0 | 0 | 0 | 0
2016-07-25 02:00 | 0 | 0 | 0 | 0 | 0 | 415796.6284 | 17836.3145 | 605194 | 0 | 0 | 0 | 0 | 198884.1747 | 0 | 0 | 0 | 0 | 0 | 0 | 7071511.9142 | 0 | 0 | 0 | 0 | 0 | 0 | 0 | 0 | 0 | 0 | 0 | 0 | 51159.6731 | 0 | 0 | 0 | 0 | 0 | 0 | 0 | 0 | 69529.4881 | 292250.2184 | 0 | 0 | 0 | 0 | 0 | 0 | 0 | 0 | 0
2016-07-25 03:00 | 0 | 0 | 0 | 0 | 0 | 415441.5999 | 0 | 570238 | 0 | 0 | 0 | 0 | 198884.1747 | 0 | 0 | 0 | 0 | 0 | 0 | 6916715.5141 | 0 | 0 | 0 | 0 | 0 | 0 | 0 | 0 | 0 | 0 | 0 | 0 | 0 | 0 | 0 | 0 | 0 | 0 | 0 | 0 | 0 | 137453.8183 | 292250.2184 | 0 | 0 | 0 | 0 | 0 | 0 | 0 | 0 | 0
2016-07-25 04:00 | 0 | 0 | 0 | 0 | 0 | 407666.7253 | 0 | 536805 | 0 | 0 | 0 | 0 | 128025.2243 | 0 | 0 | 0 | 0 | 0 | 0 | 6858436.1898 | 0 | 0 | 0 | 0 | 0 | 0 | 0 | 0 | 0 | 0 | 0 | 0 | -70858.9504 | 0 | 0 | 0 | 0 | 0 | 0 | 0 | 0 | 233970.8941 | 292250.2184 | 0 | 0 | 0 | 0 | 0 | 0 | 0 | 0 | 0
2016-07-25 05:00 | 0 | 0 | 0 | 0 | 0 | 401295.7743 | 0 | 505415 | 0 | 0 | 0 | 0 | 198884.1747 | 0 | 0 | 0 | 0 | 0 | 0 | 6683458.0137 | 0 | 0 | 0 | 0 | 0 | 0 | 0 | 0 | 0 | 0 | 0 | 0 | 70858.9504 | 0 | 0 | 0 | 0 | 0 | 0 | 0 | 0 | 117272.0423 | 292250.2184 | 0 | 0 | 0 | 0 | 0 | 0 | 0 | 0 | 0
2016-07-25 06:00 | 0 | 0 | 0 | 0 | 0 | 394728.9515 | 0 | 479358 | 0 | 0 | 0 | 0 | 128025.2243 | 0 | 0 | 0 | 0 | 0 | 0 | 6669687.9156 | 0 | 0 | 0 | 0 | 0 | 0 | 0 | 0 | 0 | 0 | 0 | 0 | -70858.9504 | 0 | 0 | 0 | 0 | 0 | 0 | 0 | 0 | 278480.1203 | 292250.2184 | 0 | 0 | 0 | 0 | 0 | 0 | 0 | 0 | 0
2016-07-25 07:00 | 0 | 0 | 0 | 0 | 0 | 385642.4154 | 0 | 460062 | 0 | 0 | 0 | 0 | 128025.2243 | 0 | 0 | 0 | 0 | 0 | 0 | 6595268.331 | 0 | 0 | 0 | 0 | 0 | 0 | 0 | 0 | 0 | 0 | 0 | 0 | 0 | 0 | 0 | 0 | 0 | 0 | 0 | 0 | 0 | 217830.6338 | 292250.2184 | 0 | 0 | 0 | 0 | 0 | 0 | 0 | 0 | 0
2016-07-25 08:00 | 0 | 0 | 0 | 0 | 0 | 374987.5469 | 0 | 450411 | 0 | 0 | 0 | 0 | 198884.1747 | 0 | 0 | 0 | 0 | 0 | 0 | 6448985.9276 | 0 | 0 | 0 | 0 | 0 | 0 | 0 | 0 | 0 | 0 | 0 | 0 | 70858.9504 | 0 | 0 | 0 | 0 | 0 | 0 | 0 | 0 | 145967.8149 | 292250.2184 | 0 | 0 | 0 | 0 | 0 | 0 | 0 | 0 | 0
2016-07-25 09:00 | 0 | 0 | 0 | 0 | 0 | 327456.5194 | 0 | 451810 | 0 | 0 | 0 | 0 | 128025.2243 | 0 | 0 | 0 | 0 | 0 | 0 | 6395491.3973 | 0 | 0 | 0 | 0 | 0 | 0 | 0 | 0 | 0 | 0 | 0 | 0 | -70858.9504 | 0 | 0 | 0 | 0 | 0 | 0 | 0 | 0 | 238755.6881 | 292250.2184 | 0 | 0 | 0 | 0 | 0 | 0 | 0 | 0 | 0
2016-07-25 10:00 | 0 | 0 | 0 | 0 | 0 | 276934.1985 | 0 | 464579 | 0 | 0 | 0 | 0 | 198884.1747 | 0 | 0 | 0 | 0 | 0 | 0 | 6136987.6454 | 0 | 0 | 0 | 0 | 0 | 0 | 0 | 0 | 0 | 0 | 0 | 0 | 70858.9504 | 0 | 0 | 0 | 0 | 0 | 0 | 0 | 0 | 0 | 258503.7519 | 0 | 0 | 0 | 0 | 0 | 0 | 0 | 0 | 0
2016-07-25 11:00 | 0 | 0 | 0 | 0 | 0 | 234661.9175 | 0 | 484904 | 0 | 0 | 0 | 0 | 128025.2243 | 0 | 0 | 0 | 0 | 0 | 0 | 5957604.5133 | 0 | 0 | 0 | 0 | 0 | 0 | 0 | 0 | 0 | 0 | 0 | 0 | -70858.9504 | 0 | 0 | 0 | 0 | 0 | 0 | 0 | 0 | 112867.0863 | 292250.2184 | 0 | 0 | 0 | 0 | 0 | 0 | 0 | 0 | 0
2016-07-25 12:00 | 0 | 0 | 0 | 0 | 0 | 119232.0444 | 67478.9209 | 513142 | 0 | 0 | 0 | 0 | 57166.2739 | 0 | 0 | 0 | 0 | 0 | 0 | 5702032.429 | 0 | 0 | 0 | 0 | 0 | 0 | 0 | 0 | 0 | 0 | 0 | 0 | -70858.9504 | 0 | 0 | 0 | 0 | 0 | 0 | 0 | 0 | 36678.1341 | 292250.2184 | 0 | 0 | 0 | 0 | 0 | 0 | 0 | 0 | 0
2016-07-25 13:00 | 0 | 0 | 0 | 0 | 0 | 82037.1345 | 353138.5624 | 546585 | 0 | 0 | 0 | 0 | 128025.2243 | 0 | 0 | 0 | 0 | 0 | 0 | 5519764.1755 | 0 | 0 | 0 | 0 | 0 | 0 | 0 | 0 | 0 | 0 | 0 | 0 | 70858.9504 | 0 | 0 | 0 | 0 | 0 | 0 | 0 | 0 | 109981.9649 | 292250.2184 | 0 | 0 | 0 | 0 | 0 | 0 | 0 | 0 | 0
2016-07-25 14:00 | 0 | 0 | 0 | 0 | 0 | 119713.9553 | 596758.9503 | 584999 | 0 | 0 | 0 | 0 | 198884.1747 | 0 | 0 | 0 | 0 | 0 | 0 | 5580379.1308 | 0 | 0 | 0 | 0 | 0 | 0 | 0 | 0 | 0 | 0 | 0 | 0 | 70858.9504 | 0 | 0 | 0 | 0 | 0 | 0 | 0 | 0 | 60614.9552 | 0 | 0 | 0 | 0 | 0 | 0 | 0 | 0 | 0 | 0
2016-07-25 15:00 | 0 | 0 | 0 | 0 | 0 | 128200.5787 | 721149.6806 | 623644 | 0 | 0 | 0 | 0 | 128025.2243 | 0 | 0 | 0 | 0 | 0 | 0 | 5876944.3405 | 0 | 0 | 0 | 0 | 0 | 0 | 0 | 0 | 0 | 0 | 0 | 0 | -70858.9504 | 0 | 0 | 0 | 0 | 0 | 0 | 0 | 0 | 296565.2098 | 0 | 0 | 0 | 0 | 0 | 0 | 0 | 0 | 0 | 0
2016-07-25 16:00 | 0 | 0 | 0 | 0 | 0 | 128884.9808 | 771766.9734 | 655225 | 0 | 0 | 0 | 0 | 198884.1747 | 0 | 0 | 0 | 0 | 0 | 0 | 6051512.3443 | 0 | 0 | 0 | 0 | 0 | 0 | 0 | 0 | 0 | 0 | 0 | 0 | 70858.9504 | 0 | 0 | 0 | 0 | 0 | 0 | 0 | 0 | 174568.0038 | 0 | 0 | 0 | 0 | 0 | 0 | 0 | 0 | 0 | 0
2016-07-25 17:00 | 0 | 0 | 0 | 0 | 0 | 128071.6805 | 780139.3062 | 680782 | 0 | 0 | 0 | 0 | 198884.1747 | 0 | 0 | 0 | 0 | 0 | 0 | 6278941.3311 | 0 | 0 | 0 | 0 | 0 | 0 | 0 | 0 | 0 | 0 | 0 | 0 | 0 | 0 | 0 | 0 | 0 | 0 | 0 | 0 | 0 | 227428.9868 | 0 | 0 | 0 | 0 | 0 | 0 | 0 | 0 | 0 | 0
2016-07-25 18:00 | 0 | 0 | 0 | 0 | 0 | 126777.2161 | 775641.1726 | 699429 | 0 | 0 | 0 | 0 | 128025.2243 | 0 | 0 | 0 | 0 | 0 | 0 | 6552789.6702 | 0 | 0 | 0 | 0 | 0 | 0 | 0 | 0 | 0 | 0 | 0 | 0 | -70858.9504 | 0 | 0 | 0 | 0 | 0 | 0 | 0 | 0 | 273848.3391 | 0 | 0 | 0 | 0 | 0 | 0 | 0 | 0 | 0 | 0
2016-07-25 19:00 | 0 | 0 | 0 | 0 | 0 | 125214.552 | 756359.7541 | 711269 | 0 | 0 | 0 | 0 | 198884.1747 | 0 | 0 | 0 | 0 | 0 | 0 | 6652236.0259 | 0 | 0 | 0 | 0 | 0 | 0 | 0 | 0 | 0 | 0 | 0 | 0 | 70858.9504 | 0 | 0 | 0 | 0 | 0 | 0 | 0 | 0 | 99446.3557 | 0 | 0 | 0 | 0 | 0 | 0 | 0 | 0 | 0 | 0
2016-07-25 20:00 | 0 | 0 | 0 | 0 | 0 | 124957.5679 | 742898.6887 | 716310 | 0 | 0 | 0 | 0 | 128025.2243 | 0 | 0 | 0 | 0 | 0 | 0 | 6874641.2329 | 0 | 0 | 0 | 0 | 0 | 0 | 0 | 0 | 0 | 0 | 0 | 0 | -70858.9504 | 0 | 0 | 0 | 0 | 0 | 0 | 0 | 0 | 222405.207 | 0 | 0 | 0 | 0 | 0 | 0 | 0 | 0 | 0 | 0
2016-07-25 21:00 | 0 | 0 | 0 | 0 | 0 | 130451.2677 | 713083.8921 | 716023 | 0 | 0 | 0 | 0 | 198884.1747 | 0 | 0 | 0 | 0 | 0 | 0 | 6931294.4422 | 0 | 0 | 0 | 0 | 0 | 0 | 0 | 0 | 0 | 0 | 0 | 0 | 70858.9504 | 0 | 0 | 0 | 0 | 0 | 0 | 0 | 0 | 56653.2094 | 0 | 0 | 0 | 0 | 0 | 0 | 0 | 0 | 0 | 0
2016-07-25 22:00 | 0 | 0 | 0 | 0 | 0 | 140449.6994 | 663638.188 | 709531 | 0 | 0 | 0 | 0 | 198884.1747 | 0 | 0 | 0 | 0 | 0 | 0 | 7025851.3297 | 0 | 0 | 0 | 0 | 0 | 0 | 0 | 0 | 0 | 0 | 0 | 0 | 0 | 0 | 0 | 0 | 0 | 0 | 0 | 0 | 0 | 94556.8874 | 0 | 0 | 0 | 0 | 0 | 0 | 0 | 0 | 0 | 0
2016-07-25 23:00 | 0 | 0 | 0 | 0 | 0 | 161100.9377 | 574226.7516 | 694428 | 0 | 0 | 0 | 0 | 198884.1747 | 0 | 0 | 0 | 0 | 0 | 0 | 7066751.019 | 0 | 0 | 0 | 0 | 0 | 0 | 0 | 0 | 0 | 0 | 0 | 0 | 0 | 0 | 0 | 0 | 0 | 0 | 0 | 0 | 0 | 40899.6893 | 0 | 0 | 0 | 0 | 0 | 0 | 0 | 0 | 0 | 0
2016-07-26 | 0 | 0 | 0 | 0 | 0 | 212012.9768 | 430709.5862 | 676132 | 0 | 0 | 0 | 0 | 128025.2243 | 0 | 0 | 0 | 0 | 0 | 0 | 7104200.5323 | 0 | 0 | 0 | 0 | 0 | 0 | 0 | 0 | 0 | 0 | 0 | 0 | -70858.9504 | 0 | 0 | 0 | 0 | 0 | 0 | 0 | 0 | 329699.7317 | 292250.2184 | 0 | 0 | 0 | 0 | 0 | 0 | 0 | 0 | 0
2016-07-26 01:00 | 0 | 0 | 0 | 0 | 0 | 351628.7922 | 215044.4169 | 655962 | 0 | 0 | 0 | 0 | 198884.1747 | 0 | 0 | 0 | 0 | 0 | 0 | 6944052.7909 | 0 | 0 | 0 | 0 | 0 | 0 | 0 | 0 | 0 | 0 | 0 | 0 | 70858.9504 | 0 | 0 | 0 | 0 | 0 | 0 | 0 | 0 | 132102.477 | 292250.2184 | 0 | 0 | 0 | 0 | 0 | 0 | 0 | 0 | 0
2016-07-26 02:00 | 0 | 0 | 0 | 0 | 0 | 465466.3141 | 18260.1939 | 623004 | 0 | 0 | 0 | 0 | 128025.2243 | 0 | 0 | 0 | 0 | 0 | 0 | 6875634.2493 | 0 | 0 | 0 | 0 | 0 | 0 | 0 | 0 | 0 | 0 | 0 | 0 | -70858.9504 | 0 | 0 | 0 | 0 | 0 | 0 | 0 | 0 | 223831.6768 | 292250.2184 | 0 | 0 | 0 | 0 | 0 | 0 | 0 | 0 | 0
2016-07-26 03:00 | 0 | 0 | 0 | 0 | 0 | 480090.9674 | 0 | 581261 | 0 | 0 | 0 | 0 | 198884.1747 | 0 | 0 | 0 | 0 | 0 | 0 | 6703605.2663 | 0 | 0 | 0 | 0 | 0 | 0 | 0 | 0 | 0 | 0 | 0 | 0 | 70858.9504 | 0 | 0 | 0 | 0 | 0 | 0 | 0 | 0 | 120221.2354 | 292250.2184 | 0 | 0 | 0 | 0 | 0 | 0 | 0 | 0 | 0
2016-07-26 04:00 | 0 | 0 | 0 | 0 | 0 | 466491.9306 | 0 | 543580 | 0 | 0 | 0 | 0 | 128025.2243 | 0 | 0 | 0 | 0 | 0 | 0 | 6697376.1473 | 0 | 0 | 0 | 0 | 0 | 0 | 0 | 0 | 0 | 0 | 0 | 0 | -70858.9504 | 0 | 0 | 0 | 0 | 0 | 0 | 0 | 0 | 286021.0994 | 292250.2184 | 0 | 0 | 0 | 0 | 0 | 0 | 0 | 0 | 0
2016-07-26 05:00 | 0 | 0 | 0 | 0 | 0 | 435214.6071 | 0 | 508876 | 0 | 0 | 0 | 0 | 198884.1747 | 0 | 0 | 0 | 0 | 0 | 0 | 6552855.804 | 0 | 0 | 0 | 0 | 0 | 0 | 0 | 0 | 0 | 0 | 0 | 0 | 70858.9504 | 0 | 0 | 0 | 0 | 0 | 0 | 0 | 0 | 147729.8751 | 292250.2184 | 0 | 0 | 0 | 0 | 0 | 0 | 0 | 0 | 0
2016-07-26 06:00 | 0 | 0 | 0 | 0 | 0 | 397450.8293 | 0 | 480696 | 0 | 0 | 0 | 0 | 128025.2243 | 0 | 0 | 0 | 0 | 0 | 0 | 6540469.5837 | 0 | 0 | 0 | 0 | 0 | 0 | 0 | 0 | 0 | 0 | 0 | 0 | -70858.9504 | 0 | 0 | 0 | 0 | 0 | 0 | 0 | 0 | 279863.9981 | 292250.2184 | 0 | 0 | 0 | 0 | 0 | 0 | 0 | 0 | 0
2016-07-26 07:00 | 0 | 0 | 0 | 0 | 0 | 361160.2832 | 0 | 460391 | 0 | 0 | 0 | 0 | 198884.1747 | 0 | 0 | 0 | 0 | 0 | 0 | 6370379.9165 | 0 | 0 | 0 | 0 | 0 | 0 | 0 | 0 | 0 | 0 | 0 | 0 | 70858.9504 | 0 | 0 | 0 | 0 | 0 | 0 | 0 | 0 | 122160.5512 | 292250.2184 | 0 | 0 | 0 | 0 | 0 | 0 | 0 | 0 | 0
2016-07-26 08:00 | 0 | 0 | 0 | 0 | 0 | 335897.1962 | 0 | 449809 | 0 | 0 | 0 | 0 | 198884.1747 | 0 | 0 | 0 | 0 | 0 | 0 | 6256468.1127 | 0 | 0 | 0 | 0 | 0 | 0 | 0 | 0 | 0 | 0 | 0 | 0 | 0 | 0 | 0 | 0 | 0 | 0 | 0 | 0 | 0 | 178338.4146 | 292250.2184 | 0 | 0 | 0 | 0 | 0 | 0 | 0 | 0 | 0
2016-07-26 09:00 | 0 | 0 | 0 | 0 | 0 | 303710.6663 | 0 | 451638 | 0 | 0 | 0 | 0 | 128025.2243 | 0 | 0 | 0 | 0 | 0 | 0 | 6179399.7294 | 0 | 0 | 0 | 0 | 0 | 0 | 0 | 0 | 0 | 0 | 0 | 0 | -70858.9504 | 0 | 0 | 0 | 0 | 0 | 0 | 0 | 0 | 215181.835 | 292250.2184 | 0 | 0 | 0 | 0 | 0 | 0 | 0 | 0 | 0
2016-07-26 10:00 | 0 | 0 | 0 | 0 | 0 | 275855.9997 | 0 | 465570 | 0 | 0 | 0 | 0 | 198884.1747 | 0 | 0 | 0 | 0 | 0 | 0 | 5918826.7786 | 0 | 0 | 0 | 0 | 0 | 0 | 0 | 0 | 0 | 0 | 0 | 0 | 70858.9504 | 0 | 0 | 0 | 0 | 0 | 0 | 0 | 0 | 0 | 260572.9507 | 0 | 0 | 0 | 0 | 0 | 0 | 0 | 0 | 0
2016-07-26 11:00 | 0 | 0 | 0 | 0 | 0 | 239117.504 | 0 | 484569 | 0 | 0 | 0 | 0 | 128025.2243 | 0 | 0 | 0 | 0 | 0 | 0 | 5744234.233 | 0 | 0 | 0 | 0 | 0 | 0 | 0 | 0 | 0 | 0 | 0 | 0 | -70858.9504 | 0 | 0 | 0 | 0 | 0 | 0 | 0 | 0 | 117657.6727 | 292250.2184 | 0 | 0 | 0 | 0 | 0 | 0 | 0 | 0 | 0
2016-07-26 12:00 | 0 | 0 | 0 | 0 | 0 | 125143.8863 | 55079.0201 | 509911 | 0 | 0 | 0 | 0 | 57166.2739 | 0 | 0 | 0 | 0 | 0 | 0 | 5485405.0898 | 0 | 0 | 0 | 0 | 0 | 0 | 0 | 0 | 0 | 0 | 0 | 0 | -70858.9504 | 0 | 0 | 0 | 0 | 0 | 0 | 0 | 0 | 33421.0752 | 292250.2184 | 0 | 0 | 0 | 0 | 0 | 0 | 0 | 0 | 0
2016-07-26 13:00 | 0 | 0 | 0 | 0 | 0 | 82619.3887 | 322954.1809 | 540417 | 0 | 0 | 0 | 0 | 57166.2739 | 0 | 0 | 0 | 0 | 0 | 0 | 5350561.6594 | 0 | 0 | 0 | 0 | 0 | 0 | 0 | 0 | 0 | 0 | 0 | 0 | 0 | 0 | 0 | 0 | 0 | 0 | 0 | 0 | 0 | 157406.7879 | 292250.2184 | 0 | 0 | 0 | 0 | 0 | 0 | 0 | 0 | 0
2016-07-26 14:00 | 0 | 0 | 0 | 0 | 0 | 118693.7597 | 575795.9895 | 576926 | 0 | 0 | 0 | 0 | 128025.2243 | 0 | 0 | 0 | 0 | 0 | 0 | 5397266.4582 | 0 | 0 | 0 | 0 | 0 | 0 | 0 | 0 | 0 | 0 | 0 | 0 | 70858.9504 | 0 | 0 | 0 | 0 | 0 | 0 | 0 | 0 | 46704.7988 | 0 | 0 | 0 | 0 | 0 | 0 | 0 | 0 | 0 | 0
2016-07-26 15:00 | 0 | 0 | 0 | 0 | 0 | 125876.8403 | 700850.9418 | 612758 | 0 | 0 | 0 | 0 | 198884.1747 | 0 | 0 | 0 | 0 | 0 | 0 | 5540377.2899 | 0 | 0 | 0 | 0 | 0 | 0 | 0 | 0 | 0 | 0 | 0 | 0 | 70858.9504 | 0 | 0 | 0 | 0 | 0 | 0 | 0 | 0 | 143110.8317 | 0 | 0 | 0 | 0 | 0 | 0 | 0 | 0 | 0 | 0
2016-07-26 16:00 | 0 | 0 | 0 | 0 | 0 | 115239.9858 | 766893.6844 | 643650 | 0 | 0 | 0 | 0 | 128025.2243 | 0 | 0 | 0 | 0 | 0 | 0 | 5849719.9105 | 0 | 0 | 0 | 0 | 0 | 0 | 0 | 0 | 0 | 0 | 0 | 0 | -70858.9504 | 0 | 0 | 0 | 0 | 0 | 0 | 0 | 0 | 309342.6206 | 0 | 0 | 0 | 0 | 0 | 0 | 0 | 0 | 0 | 0
2016-07-26 17:00 | 0 | 0 | 0 | 0 | 0 | 107942.9994 | 782121.8538 | 669322 | 0 | 0 | 0 | 0 | 57166.2739 | 0 | 0 | 0 | 0 | 0 | 0 | 6141321.7141 | 0 | 0 | 0 | 0 | 0 | 0 | 0 | 0 | 0 | 0 | 0 | 0 | -70858.9504 | 0 | 0 | 0 | 0 | 0 | 0 | 0 | 0 | 291601.8036 | 0 | 0 | 0 | 0 | 0 | 0 | 0 | 0 | 0 | 0
2016-07-26 18:00 | 0 | 0 | 0 | 0 | 0 | 101150.4549 | 773555.6369 | 688128 | 0 | 0 | 0 | 0 | 128025.2243 | 0 | 0 | 0 | 0 | 0 | 0 | 6257040.8556 | 0 | 0 | 0 | 0 | 0 | 0 | 0 | 0 | 0 | 0 | 0 | 0 | 70858.9504 | 0 | 0 | 0 | 0 | 0 | 0 | 0 | 0 | 115719.1415 | 0 | 0 | 0 | 0 | 0 | 0 | 0 | 0 | 0 | 0
2016-07-26 19:00 | 0 | 0 | 0 | 0 | 0 | 95509.7687 | 754103.0518 | 700540 | 0 | 0 | 0 | 0 | 57166.2739 | 0 | 0 | 0 | 0 | 0 | 0 | 6476972.6265 | 0 | 0 | 0 | 0 | 0 | 0 | 0 | 0 | 0 | 0 | 0 | 0 | -70858.9504 | 0 | 0 | 0 | 0 | 0 | 0 | 0 | 0 | 219931.7709 | 0 | 0 | 0 | 0 | 0 | 0 | 0 | 0 | 0 | 0
2016-07-26 20:00 | 0 | 0 | 0 | 0 | 0 | 94277.7434 | 734975.6382 | 708679 | 0 | 0 | 0 | 0 | 128025.2243 | 0 | 0 | 0 | 0 | 0 | 0 | 6526688.0577 | 0 | 0 | 0 | 0 | 0 | 0 | 0 | 0 | 0 | 0 | 0 | 0 | 70858.9504 | 0 | 0 | 0 | 0 | 0 | 0 | 0 | 0 | 49715.4312 | 0 | 0 | 0 | 0 | 0 | 0 | 0 | 0 | 0 | 0
2016-07-26 21:00 | 0 | 0 | 0 | 0 | 0 | 103214.6492 | 703393.2851 | 711359 | 0 | 0 | 0 | 0 | 198884.1747 | 0 | 0 | 0 | 0 | 0 | 0 | 6551078.0416 | 0 | 0 | 0 | 0 | 0 | 0 | 0 | 0 | 0 | 0 | 0 | 0 | 70858.9504 | 0 | 0 | 0 | 0 | 0 | 0 | 0 | 0 | 24389.9838 | 0 | 0 | 0 | 0 | 0 | 0 | 0 | 0 | 0 | 0
2016-07-26 22:00 | 0 | 0 | 0 | 0 | 0 | 124264.0403 | 658255.126 | 706608 | 0 | 0 | 0 | 0 | 128025.2243 | 0 | 0 | 0 | 0 | 0 | 0 | 6697848.1583 | 0 | 0 | 0 | 0 | 0 | 0 | 0 | 0 | 0 | 0 | 0 | 0 | -70858.9504 | 0 | 0 | 0 | 0 | 0 | 0 | 0 | 0 | 146770.1167 | 0 | 0 | 0 | 0 | 0 | 0 | 0 | 0 | 0 | 0
2016-07-26 23:00 | 0 | 0 | 0 | 0 | 0 | 158098.3394 | 578856.6777 | 691752 | 0 | 0 | 0 | 0 | 128025.2243 | 0 | 0 | 0 | 0 | 0 | 0 | 6743051.1753 | 0 | 0 | 0 | 0 | 0 | 0 | 0 | 0 | 0 | 0 | 0 | 0 | 0 | 0 | 0 | 0 | 0 | 0 | 0 | 0 | 0 | 45203.0171 | 0 | 0 | 0 | 0 | 0 | 0 | 0 | 0 | 0 | 0
2016-07-27 | 0 | 0 | 0 | 0 | 0 | 215950.0798 | 441057.3319 | 673003 | 0 | 0 | 0 | 0 | 198884.1747 | 0 | 0 | 0 | 0 | 0 | 0 | 6656196.6366 | 0 | 0 | 0 | 0 | 0 | 0 | 0 | 0 | 0 | 0 | 0 | 0 | 70858.9504 | 0 | 0 | 0 | 0 | 0 | 0 | 0 | 0 | 205395.6797 | 292250.2184 | 0 | 0 | 0 | 0 | 0 | 0 | 0 | 0 | 0
2016-07-27 01:00 | 0 | 0 | 0 | 0 | 0 | 341088.9731 | 233912.7976 | 653739 | 0 | 0 | 0 | 0 | 128025.2243 | 0 | 0 | 0 | 0 | 0 | 0 | 6648318.3578 | 0 | 0 | 0 | 0 | 0 | 0 | 0 | 0 | 0 | 0 | 0 | 0 | -70858.9504 | 0 | 0 | 0 | 0 | 0 | 0 | 0 | 0 | 284371.9396 | 292250.2184 | 0 | 0 | 0 | 0 | 0 | 0 | 0 | 0 | 0
2016-07-27 02:00 | 0 | 0 | 0 | 0 | 0 | 418070.0333 | 15182.7881 | 621186 | 0 | 0 | 0 | 0 | 198884.1747 | 0 | 0 | 0 | 0 | 0 | 0 | 6389526.2289 | 0 | 0 | 0 | 0 | 0 | 0 | 0 | 0 | 0 | 0 | 0 | 0 | 70858.9504 | 0 | 0 | 0 | 0 | 0 | 0 | 0 | 0 | 33458.0894 | 292250.2184 | 0 | 0 | 0 | 0 | 0 | 0 | 0 | 0 | 0
2016-07-27 03:00 | 0 | 0 | 0 | 0 | 0 | 390525.8206 | 0 | 580774 | 0 | 0 | 0 | 0 | 198884.1747 | 0 | 0 | 0 | 0 | 0 | 0 | 6199278.0495 | 0 | 0 | 0 | 0 | 0 | 0 | 0 | 0 | 0 | 0 | 0 | 0 | 0 | 0 | 0 | 0 | 0 | 0 | 0 | 0 | 0 | 0 | 190248.1794 | 0 | 0 | 0 | 0 | 0 | 0 | 0 | 0 | 0
2016-07-27 04:00 | 0 | 0 | 0 | 0 | 0 | 343299.9534 | 0 | 542329 | 0 | 0 | 0 | 0 | 198884.1747 | 0 | 0 | 0 | 0 | 0 | 0 | 6000249.0029 | 0 | 0 | 0 | 0 | 0 | 0 | 0 | 0 | 0 | 0 | 0 | 0 | 0 | 0 | 0 | 0 | 0 | 0 | 0 | 0 | 0 | 93221.1718 | 292250.2184 | 0 | 0 | 0 | 0 | 0 | 0 | 0 | 0 | 0
2016-07-27 05:00 | 0 | 0 | 0 | 0 | 0 | 300011.4782 | 0 | 507273 | 0 | 0 | 0 | 0 | 198884.1747 | 0 | 0 | 0 | 0 | 0 | 0 | 5792987.4811 | 0 | 0 | 0 | 0 | 0 | 0 | 0 | 0 | 0 | 0 | 0 | 0 | 0 | 0 | 0 | 0 | 0 | 0 | 0 | 0 | 0 | 84988.6966 | 292250.2184 | 0 | 0 | 0 | 0 | 0 | 0 | 0 | 0 | 0
2016-07-27 06:00 | 0 | 0 | 0 | 0 | 0 | 254568.5798 | 0 | 480502 | 0 | 0 | 0 | 0 | 198884.1747 | 0 | 0 | 0 | 0 | 0 | 0 | 5567054.0609 | 0 | 0 | 0 | 0 | 0 | 0 | 0 | 0 | 0 | 0 | 0 | 0 | 0 | 0 | 0 | 0 | 0 | 0 | 0 | 0 | 0 | 66316.7982 | 292250.2184 | 0 | 0 | 0 | 0 | 0 | 0 | 0 | 0 | 0
2016-07-27 07:00 | 0 | 0 | 0 | 0 | 0 | 214686.8075 | 0 | 460678 | 0 | 0 | 0 | 0 | 174973.8773 | 0 | 0 | 0 | 0 | 0 | 0 | 5344973.1658 | 0 | 0 | 0 | 0 | 0 | 0 | 0 | 0 | 0 | 0 | 0 | 0 | -23910.2974 | 0 | 0 | 0 | 0 | 0 | 0 | 0 | 0 | 70169.3233 | 292250.2184 | 0 | 0 | 0 | 0 | 0 | 0 | 0 | 0 | 0
2016-07-27 08:00 | 0 | 0 | 0 | 0 | 0 | 181684.079 | 0 | 450024 | 0 | 0 | 0 | 0 | 198884.1747 | 0 | 0 | 0 | 0 | 0 | 0 | 5052722.9474 | 0 | 0 | 0 | 0 | 0 | 0 | 0 | 0 | 0 | 0 | 0 | 0 | 23910.2974 | 0 | 0 | 0 | 0 | 0 | 0 | 0 | 0 | 0 | 292250.2184 | 0 | 0 | 0 | 0 | 0 | 0 | 0 | 0 | 0
2016-07-27 09:00 | 0 | 0 | 0 | 0 | 0 | 155346.3361 | 0 | 451869 | 0 | 0 | 0 | 0 | 194611.7291 | 0 | 0 | 0 | 0 | 0 | 0 | 4760472.729 | 0 | 0 | 0 | 0 | 0 | 0 | 0 | 0 | 0 | 0 | 0 | 0 | -4272.4456 | 0 | 0 | 0 | 0 | 0 | 0 | 0 | 0 | 0 | 292250.2184 | 0 | 0 | 0 | 0 | 0 | 0 | 0 | 0 | 0
2016-07-27 10:00 | 0 | 0 | 0 | 0 | 0 | 140935.0106 | 0 | 463705 | 0 | 0 | 0 | 0 | 137563.8407 | 0 | 0 | 0 | 0 | 0 | 0 | 4494750.6281 | 0 | 0 | 0 | 0 | 0 | 0 | 0 | 0 | 0 | 0 | 0 | 0 | -57047.8885 | 0 | 0 | 0 | 0 | 0 | 0 | 0 | 0 | 26528.1175 | 292250.2184 | 0 | 0 | 0 | 0 | 0 | 0 | 0 | 0 | 0
2016-07-27 11:00 | 0 | 0 | 0 | 0 | 0 | 123795.8914 | 0 | 482751 | 0 | 0 | 0 | 0 | 70858.9504 | 0 | 0 | 0 | 0 | 0 | 0 | 4202500.4097 | 0 | 0 | 0 | 0 | 0 | 0 | 0 | 0 | 0 | 0 | 0 | 0 | -66704.8903 | 0 | 0 | 0 | 0 | 0 | 0 | 0 | 0 | 0 | 292250.2184 | 0 | 0 | 0 | 0 | 0 | 0 | 0 | 0 | 0
2016-07-27 12:00 | 0 | 0 | 0 | 17062.4944 | 0 | 66551.1936 | 59312.1432 | 506035 | 0 | 0 | 0 | 0 | 0 | 0 | 0 | 0 | 0 | 0 | 0 | 3910250.1913 | 0 | 0 | 0 | 0 | 0 | 0 | 0 | 0 | 0 | 0 | 0 | 0 | -70858.9504 | 0 | 0 | 0 | 0 | 0 | 0 | 0 | 0 | 0 | 292250.2184 | 0 | 0 | 0 | 0 | 0 | 0 | 0 | 0 | 0
2016-07-27 13:00 | 0 | 0 | 0 | 0 | 0 | 52700.5914 | 416195.4083 | 535215 | 0 | 0 | 0 | 0 | 0 | 0 | 0 | 0 | 0 | 0 | 0 | 3843931.1911 | 0 | 0 | 0 | 0 | 0 | 0 | 0 | 0 | 0 | 0 | 0 | 0 | 0 | 0 | 0 | 0 | 0 | 0 | 0 | 0 | 0 | 225931.2182 | 292250.2184 | 0 | 0 | 0 | 0 | 0 | 0 | 0 | 0 | 0
2016-07-27 14:00 | 0 | 0 | 0 | 0 | 0 | 65065.0121 | 659329.2604 | 571253 | 0 | 0 | 0 | 0 | 0 | 0 | 0 | 0 | 0 | 0 | 0 | 3997072.4636 | 0 | 0 | 0 | 0 | 0 | 0 | 0 | 0 | 0 | 0 | 0 | 0 | 0 | 0 | 0 | 0 | 0 | 0 | 0 | 0 | 0 | 153141.2725 | 0 | 0 | 0 | 0 | 0 | 0 | 0 | 0 | 0 | 0
2016-07-27 15:00 | 0 | 0 | 0 | 0 | 0 | 63980.798 | 764833.8792 | 606150 | 0 | 0 | 0 | 0 | 70858.9504 | 0 | 0 | 0 | 0 | 0 | 0 | 4148878.1905 | 0 | 0 | 0 | 0 | 0 | 0 | 0 | 0 | 0 | 0 | 0 | 0 | 70858.9504 | 0 | 0 | 0 | 0 | 0 | 0 | 0 | 0 | 151805.7268 | 0 | 0 | 0 | 0 | 0 | 0 | 0 | 0 | 0 | 0
2016-07-27 16:00 | 0 | 0 | 0 | 0 | 0 | 60624.42 | 822409.5568 | 636932 | 0 | 0 | 0 | 0 | 141717.9008 | 0 | 0 | 0 | 0 | 0 | 0 | 4324121.2169 | 0 | 0 | 0 | 0 | 0 | 0 | 0 | 0 | 0 | 0 | 0 | 0 | 70858.9504 | 0 | 0 | 0 | 0 | 0 | 0 | 0 | 0 | 175243.0264 | 0 | 0 | 0 | 0 | 0 | 0 | 0 | 0 | 0 | 0
2016-07-27 17:00 | 0 | 0 | 0 | 0 | 0 | 59483.6307 | 835601.7314 | 663231 | 0 | 0 | 0 | 0 | 70858.9504 | 0 | 0 | 0 | 0 | 0 | 0 | 4626834.5294 | 0 | 0 | 0 | 0 | 0 | 0 | 0 | 0 | 0 | 0 | 0 | 0 | -70858.9504 | 0 | 0 | 0 | 0 | 0 | 0 | 0 | 0 | 302713.3125 | 0 | 0 | 0 | 0 | 0 | 0 | 0 | 0 | 0 | 0
2016-07-27 18:00 | 0 | 0 | 0 | 0 | 0 | 60385.2745 | 828628.0998 | 683972 | 0 | 0 | 0 | 0 | 0 | 0 | 0 | 0 | 0 | 0 | 0 | 4902734.8541 | 0 | 0 | 0 | 0 | 0 | 0 | 0 | 0 | 0 | 0 | 0 | 0 | -70858.9504 | 0 | 0 | 0 | 0 | 0 | 0 | 0 | 0 | 275900.3247 | 0 | 0 | 0 | 0 | 0 | 0 | 0 | 0 | 0 | 0
2016-07-27 19:00 | 0 | 0 | 0 | 0 | 0 | 62746.0017 | 816279.5571 | 697747 | 0 | 0 | 0 | 0 | 70858.9504 | 0 | 0 | 0 | 0 | 0 | 0 | 5013154.4625 | 0 | 0 | 0 | 0 | 0 | 0 | 0 | 0 | 0 | 0 | 0 | 0 | 70858.9504 | 0 | 0 | 0 | 0 | 0 | 0 | 0 | 0 | 110419.6084 | 0 | 0 | 0 | 0 | 0 | 0 | 0 | 0 | 0 | 0
2016-07-27 20:00 | 0 | 0 | 0 | 0 | 0 | 66326.5549 | 808684.4519 | 707014 | 0 | 0 | 0 | 0 | 0 | 0 | 0 | 0 | 0 | 0 | 0 | 5252010.4197 | 0 | 0 | 0 | 0 | 0 | 0 | 0 | 0 | 0 | 0 | 0 | 0 | -70858.9504 | 0 | 0 | 0 | 0 | 0 | 0 | 0 | 0 | 238855.9572 | 0 | 0 | 0 | 0 | 0 | 0 | 0 | 0 | 0 | 0
2016-07-27 21:00 | 0 | 0 | 0 | 0 | 0 | 70752.7713 | 796622.5696 | 710613 | 0 | 0 | 0 | 0 | 57166.2739 | 0 | 0 | 0 | 0 | 0 | 0 | 5351606.4867 | 0 | 0 | 0 | 0 | 0 | 0 | 0 | 0 | 0 | 0 | 0 | 0 | 57166.2739 | 0 | 0 | 0 | 0 | 0 | 0 | 0 | 0 | 99596.067 | 0 | 0 | 0 | 0 | 0 | 0 | 0 | 0 | 0 | 0
2016-07-27 22:00 | 0 | 0 | 0 | 0 | 0 | 77861.5103 | 766201.3897 | 705857 | 0 | 0 | 0 | 0 | 128025.2243 | 0 | 0 | 0 | 0 | 0 | 0 | 5418953.4364 | 0 | 0 | 0 | 0 | 0 | 0 | 0 | 0 | 0 | 0 | 0 | 0 | 70858.9504 | 0 | 0 | 0 | 0 | 0 | 0 | 0 | 0 | 67346.9496 | 0 | 0 | 0 | 0 | 0 | 0 | 0 | 0 | 0 | 0
2016-07-27 23:00 | 0 | 0 | 0 | 0 | 0 | 91876.0868 | 679423.8067 | 690397 | 0 | 0 | 0 | 0 | 198884.1747 | 0 | 0 | 0 | 0 | 0 | 0 | 5428997.3795 | 0 | 0 | 0 | 0 | 0 | 0 | 0 | 0 | 0 | 0 | 0 | 0 | 70858.9504 | 0 | 0 | 0 | 0 | 0 | 0 | 0 | 0 | 10043.9431 | 0 | 0 | 0 | 0 | 0 | 0 | 0 | 0 | 0 | 0
2016-07-28 | 0 | 0 | 0 | 0 | 0 | 123142.7045 | 534209.9184 | 671829 | 0 | 0 | 0 | 0 | 198884.1747 | 0 | 0 | 0 | 0 | 0 | 0 | 5414521.0024 | 0 | 0 | 0 | 0 | 0 | 0 | 0 | 0 | 0 | 0 | 0 | 0 | 0 | 0 | 0 | 0 | 0 | 0 | 0 | 0 | 0 | 277773.8413 | 292250.2184 | 0 | 0 | 0 | 0 | 0 | 0 | 0 | 0 | 0
2016-07-28 01:00 | 0 | 0 | 0 | 0 | 0 | 220261.8104 | 235887.02 | 653940 | 0 | 0 | 0 | 0 | 183174.7181 | 0 | 0 | 0 | 0 | 0 | 0 | 5232439.2894 | 0 | 0 | 0 | 0 | 0 | 0 | 0 | 0 | 0 | 0 | 0 | 0 | -15709.4566 | 0 | 0 | 0 | 0 | 0 | 0 | 0 | 0 | 110168.5054 | 292250.2184 | 0 | 0 | 0 | 0 | 0 | 0 | 0 | 0 | 0
2016-07-28 02:00 | 0 | 0 | 0 | 0 | 0 | 308060.5465 | 13480.3131 | 622504 | 0 | 0 | 0 | 0 | 112315.7677 | 0 | 0 | 0 | 0 | 0 | 0 | 5002335.0995 | 0 | 0 | 0 | 0 | 0 | 0 | 0 | 0 | 0 | 0 | 0 | 0 | -70858.9504 | 0 | 0 | 0 | 0 | 0 | 0 | 0 | 0 | 62146.0284 | 292250.2184 | 0 | 0 | 0 | 0 | 0 | 0 | 0 | 0 | 0
2016-07-28 03:00 | 0 | 0 | 0 | 0 | 0 | 302693.8921 | 0 | 581709 | 0 | 0 | 0 | 0 | 125550.8781 | 0 | 0 | 0 | 0 | 0 | 0 | 4710084.8811 | 0 | 0 | 0 | 0 | 0 | 0 | 0 | 0 | 0 | 0 | 0 | 0 | 13235.1104 | 0 | 0 | 0 | 0 | 0 | 0 | 0 | 0 | 0 | 292250.2184 | 0 | 0 | 0 | 0 | 0 | 0 | 0 | 0 | 0
2016-07-28 04:00 | 0 | 0 | 0 | 0 | 0 | 267418.9148 | 0 | 544970 | 0 | 0 | 0 | 0 | 140250.0113 | 0 | 0 | 0 | 0 | 0 | 0 | 4417834.6627 | 0 | 0 | 0 | 0 | 0 | 0 | 0 | 0 | 0 | 0 | 0 | 0 | 14699.1332 | 0 | 0 | 0 | 0 | 0 | 0 | 0 | 0 | 0 | 292250.2184 | 0 | 0 | 0 | 0 | 0 | 0 | 0 | 0 | 0
2016-07-28 05:00 | 0 | 0 | 0 | 0 | 0 | 234209.2148 | 0 | 511693 | 0 | 0 | 0 | 0 | 155016.4445 | 0 | 0 | 0 | 0 | 0 | 0 | 4125584.4443 | 0 | 0 | 0 | 0 | 0 | 0 | 0 | 0 | 0 | 0 | 0 | 0 | 14766.4332 | 0 | 0 | 0 | 0 | 0 | 0 | 0 | 0 | 0 | 292250.2184 | 0 | 0 | 0 | 0 | 0 | 0 | 0 | 0 | 0
2016-07-28 06:00 | 0 | 0 | 0 | 0 | 0 | 206098.4649 | 0 | 484090 | 0 | 0 | 0 | 0 | 169275.1278 | 0 | 0 | 0 | 0 | 0 | 0 | 3833334.226 | 0 | 0 | 0 | 0 | 0 | 0 | 0 | 0 | 0 | 0 | 0 | 0 | 14258.6833 | 0 | 0 | 0 | 0 | 0 | 0 | 0 | 0 | 0 | 292250.2184 | 0 | 0 | 0 | 0 | 0 | 0 | 0 | 0 | 0
2016-07-28 07:00 | 0 | 0 | 0 | 0 | 0 | 185963.4438 | 0 | 463557 | 0 | 0 | 0 | 0 | 183931.79 | 0 | 0 | 0 | 0 | 0 | 0 | 3541084.0076 | 0 | 0 | 0 | 0 | 0 | 0 | 0 | 0 | 0 | 0 | 0 | 0 | 14656.6622 | 0 | 0 | 0 | 0 | 0 | 0 | 0 | 0 | 0 | 292250.2184 | 0 | 0 | 0 | 0 | 0 | 0 | 0 | 0 | 0
2016-07-28 08:00 | 0 | 0 | 0 | 0 | 0 | 175297.1662 | 0 | 452595 | 0 | 0 | 0 | 0 | 198884.1747 | 0 | 0 | 0 | 0 | 0 | 0 | 3248833.7892 | 0 | 0 | 0 | 0 | 0 | 0 | 0 | 0 | 0 | 0 | 0 | 0 | 14952.3846 | 0 | 0 | 0 | 0 | 0 | 0 | 0 | 0 | 0 | 292250.2184 | 0 | 0 | 0 | 0 | 0 | 0 | 0 | 0 | 0
2016-07-28 09:00 | 0 | 0 | 0 | 0 | 0 | 160738.4613 | 0 | 454199 | 0 | 0 | 0 | 0 | 165486.7331 | 0 | 0 | 0 | 0 | 0 | 0 | 2988770.692 | 0 | 0 | 0 | 0 | 0 | 0 | 0 | 0 | 0 | 0 | 0 | 0 | -33397.4416 | 0 | 0 | 0 | 0 | 0 | 0 | 0 | 0 | 32187.1212 | 292250.2184 | 0 | 0 | 0 | 0 | 0 | 0 | 0 | 0 | 0
2016-07-28 10:00 | 0 | 0 | 0 | 0 | 0 | 150456.9493 | 0 | 466476 | 0 | 0 | 0 | 0 | 141717.9008 | 0 | 0 | 0 | 0 | 0 | 0 | 2696520.4736 | 0 | 0 | 0 | 0 | 0 | 0 | 0 | 0 | 0 | 0 | 0 | 0 | -23768.8323 | 0 | 0 | 0 | 0 | 0 | 0 | 0 | 0 | 0 | 292250.2184 | 0 | 0 | 0 | 0 | 0 | 0 | 0 | 0 | 0
2016-07-28 11:00 | 0 | 0 | 0 | 0 | 0 | 133111.8722 | 0 | 484847 | 0 | 0 | 0 | 0 | 70858.9504 | 0 | 0 | 0 | 0 | 0 | 0 | 2415644.2962 | 0 | 0 | 0 | 0 | 0 | 0 | 0 | 0 | 0 | 0 | 0 | 0 | -70858.9504 | 0 | 0 | 0 | 0 | 0 | 0 | 0 | 0 | 11374.0409 | 292250.2184 | 0 | 0 | 0 | 0 | 0 | 0 | 0 | 0 | 0
2016-07-28 12:00 | 0 | 0 | 0 | 0 | 0 | 72000.7207 | 77732.703 | 508526 | 0 | 0 | 0 | 0 | 0 | 0 | 0 | 0 | 0 | 0 | 0 | 2127710.6703 | 0 | 0 | 0 | 0 | 0 | 0 | 0 | 0 | 0 | 0 | 0 | 0 | -70858.9504 | 0 | 0 | 0 | 0 | 0 | 0 | 0 | 0 | 4316.5925 | 292250.2184 | 0 | 0 | 0 | 0 | 0 | 0 | 0 | 0 | 0
2016-07-28 13:00 | 0 | 0 | 0 | 0 | 0 | 60609.4122 | 427482.6247 | 538216 | 0 | 0 | 0 | 0 | 0 | 0 | 0 | 0 | 0 | 0 | 0 | 2077586.7071 | 0 | 0 | 0 | 0 | 0 | 0 | 0 | 0 | 0 | 0 | 0 | 0 | 0 | 0 | 0 | 0 | 0 | 0 | 0 | 0 | 0 | 242126.2552 | 292250.2184 | 0 | 0 | 0 | 0 | 0 | 0 | 0 | 0 | 0
2016-07-28 14:00 | 0 | 0 | 0 | 0 | 0 | 77084.663 | 668305.5587 | 571509 | 0 | 0 | 0 | 0 | 70858.9504 | 0 | 0 | 0 | 0 | 0 | 0 | 2180608.9784 | 0 | 0 | 0 | 0 | 0 | 0 | 0 | 0 | 0 | 0 | 0 | 0 | 70858.9504 | 0 | 0 | 0 | 0 | 0 | 0 | 0 | 0 | 103022.2713 | 0 | 0 | 0 | 0 | 0 | 0 | 0 | 0 | 0 | 0
2016-07-28 15:00 | 0 | 0 | 0 | 0 | 0 | 90639.0676 | 777149.8895 | 604417 | 0 | 0 | 0 | 0 | 57166.2739 | 0 | 0 | 0 | 0 | 0 | 0 | 2457673.612 | 0 | 0 | 0 | 0 | 0 | 0 | 0 | 0 | 0 | 0 | 0 | 0 | -13692.6765 | 0 | 0 | 0 | 0 | 0 | 0 | 0 | 0 | 277064.6336 | 0 | 0 | 0 | 0 | 0 | 0 | 0 | 0 | 0 | 0
2016-07-28 16:00 | 0 | 0 | 0 | 0 | 0 | 93893.7814 | 819115.476 | 631869 | 0 | 0 | 0 | 0 | 128025.2243 | 0 | 0 | 0 | 0 | 0 | 0 | 2667954.919 | 0 | 0 | 0 | 0 | 0 | 0 | 0 | 0 | 0 | 0 | 0 | 0 | 70858.9504 | 0 | 0 | 0 | 0 | 0 | 0 | 0 | 0 | 210281.307 | 0 | 0 | 0 | 0 | 0 | 0 | 0 | 0 | 0 | 0
2016-07-28 17:00 | 0 | 0 | 0 | 0 | 0 | 90994.7358 | 839520.0458 | 655351 | 0 | 0 | 0 | 0 | 198884.1747 | 0 | 0 | 0 | 0 | 0 | 0 | 2872259.7502 | 0 | 0 | 0 | 0 | 0 | 0 | 0 | 0 | 0 | 0 | 0 | 0 | 70858.9504 | 0 | 0 | 0 | 0 | 0 | 0 | 0 | 0 | 204304.8312 | 0 | 0 | 0 | 0 | 0 | 0 | 0 | 0 | 0 | 0
2016-07-28 18:00 | 0 | 0 | 0 | 0 | 0 | 83269.3101 | 832315.7228 | 672844 | 0 | 0 | 0 | 0 | 198884.1747 | 0 | 0 | 0 | 0 | 0 | 0 | 3115000.7831 | 0 | 0 | 0 | 0 | 0 | 0 | 0 | 0 | 0 | 0 | 0 | 0 | 0 | 0 | 0 | 0 | 0 | 0 | 0 | 0 | 0 | 242741.0329 | 0 | 0 | 0 | 0 | 0 | 0 | 0 | 0 | 0 | 0
2016-07-28 19:00 | 0 | 0 | 0 | 0 | 0 | 75444.8892 | 823500.4319 | 682884 | 0 | 0 | 0 | 0 | 128025.2243 | 0 | 0 | 0 | 0 | 0 | 0 | 3401921.0546 | 0 | 0 | 0 | 0 | 0 | 0 | 0 | 0 | 0 | 0 | 0 | 0 | -70858.9504 | 0 | 0 | 0 | 0 | 0 | 0 | 0 | 0 | 286920.2715 | 0 | 0 | 0 | 0 | 0 | 0 | 0 | 0 | 0 | 0
2016-07-28 20:00 | 0 | 0 | 0 | 0 | 0 | 70174.9445 | 820469.9633 | 687430 | 0 | 0 | 0 | 0 | 198884.1747 | 0 | 0 | 0 | 0 | 0 | 0 | 3534277.012 | 0 | 0 | 0 | 0 | 0 | 0 | 0 | 0 | 0 | 0 | 0 | 0 | 70858.9504 | 0 | 0 | 0 | 0 | 0 | 0 | 0 | 0 | 132355.9574 | 0 | 0 | 0 | 0 | 0 | 0 | 0 | 0 | 0 | 0
2016-07-28 21:00 | 0 | 0 | 0 | 0 | 0 | 69740.8706 | 811233.2999 | 685827 | 0 | 0 | 0 | 0 | 198884.1747 | 0 | 0 | 0 | 0 | 0 | 0 | 3729424.1825 | 0 | 0 | 0 | 0 | 0 | 0 | 0 | 0 | 0 | 0 | 0 | 0 | 0 | 0 | 0 | 0 | 0 | 0 | 0 | 0 | 0 | 195147.1705 | 0 | 0 | 0 | 0 | 0 | 0 | 0 | 0 | 0 | 0
2016-07-28 22:00 | 0 | 0 | 0 | 0 | 0 | 76902.3808 | 780319.9036 | 677578 | 0 | 0 | 0 | 0 | 128025.2243 | 0 | 0 | 0 | 0 | 0 | 0 | 3979927.4173 | 0 | 0 | 0 | 0 | 0 | 0 | 0 | 0 | 0 | 0 | 0 | 0 | -70858.9504 | 0 | 0 | 0 | 0 | 0 | 0 | 0 | 0 | 250503.2348 | 0 | 0 | 0 | 0 | 0 | 0 | 0 | 0 | 0 | 0
2016-07-28 23:00 | 0 | 0 | 0 | 0 | 0 | 92717.7541 | 693081.0344 | 662885 | 0 | 0 | 0 | 0 | 198884.1747 | 0 | 0 | 0 | 0 | 0 | 0 | 4031982.2554 | 0 | 0 | 0 | 0 | 0 | 0 | 0 | 0 | 0 | 0 | 0 | 0 | 70858.9504 | 0 | 0 | 0 | 0 | 0 | 0 | 0 | 0 | 52054.8381 | 0 | 0 | 0 | 0 | 0 | 0 | 0 | 0 | 0 | 0
2016-07-29 | 0 | 0 | 0 | 0 | 0 | 130550.5279 | 539709.7749 | 647637 | 0 | 0 | 0 | 0 | 198884.1747 | 0 | 0 | 0 | 0 | 0 | 0 | 4054605.5582 | 0 | 0 | 0 | 0 | 0 | 0 | 0 | 0 | 0 | 0 | 0 | 0 | 0 | 0 | 0 | 0 | 0 | 0 | 0 | 0 | 0 | 314873.5212 | 292250.2184 | 0 | 0 | 0 | 0 | 0 | 0 | 0 | 0 | 0
2016-07-29 01:00 | 0 | 0 | 0 | 0 | 0 | 241794.9383 | 231700.3166 | 630930 | 0 | 0 | 0 | 0 | 181746.3797 | 0 | 0 | 0 | 0 | 0 | 0 | 3914308.6081 | 0 | 0 | 0 | 0 | 0 | 0 | 0 | 0 | 0 | 0 | 0 | 0 | -17137.795 | 0 | 0 | 0 | 0 | 0 | 0 | 0 | 0 | 151953.2683 | 292250.2184 | 0 | 0 | 0 | 0 | 0 | 0 | 0 | 0 | 0
2016-07-29 02:00 | 0 | 0 | 0 | 0 | 0 | 323878.6823 | 12340.3655 | 601375 | 0 | 0 | 0 | 0 | 110887.4293 | 0 | 0 | 0 | 0 | 0 | 0 | 3720011.6062 | 0 | 0 | 0 | 0 | 0 | 0 | 0 | 0 | 0 | 0 | 0 | 0 | -70858.9504 | 0 | 0 | 0 | 0 | 0 | 0 | 0 | 0 | 97953.2165 | 292250.2184 | 0 | 0 | 0 | 0 | 0 | 0 | 0 | 0 | 0
2016-07-29 03:00 | 0 | 0 | 0 | 0 | 0 | 317108.5956 | 0 | 565258 | 0 | 0 | 0 | 0 | 154988.2433 | 0 | 0 | 0 | 0 | 0 | 0 | 3427761.3878 | 0 | 0 | 0 | 0 | 0 | 0 | 0 | 0 | 0 | 0 | 0 | 0 | 44100.814 | 0 | 0 | 0 | 0 | 0 | 0 | 0 | 0 | 0 | 292250.2184 | 0 | 0 | 0 | 0 | 0 | 0 | 0 | 0 | 0
2016-07-29 04:00 | 0 | 0 | 0 | 0 | 0 | 282615.713 | 0 | 530970 | 0 | 0 | 0 | 0 | 198884.1747 | 0 | 0 | 0 | 0 | 0 | 0 | 3135511.1695 | 0 | 0 | 0 | 0 | 0 | 0 | 0 | 0 | 0 | 0 | 0 | 0 | 43895.9314 | 0 | 0 | 0 | 0 | 0 | 0 | 0 | 0 | 0 | 292250.2184 | 0 | 0 | 0 | 0 | 0 | 0 | 0 | 0 | 0
2016-07-29 05:00 | 0 | 0 | 0 | 0 | 0 | 242438.8512 | 0 | 499706 | 0 | 0 | 0 | 0 | 198884.1747 | 0 | 0 | 0 | 0 | 0 | 0 | 2878244.0206 | 0 | 0 | 0 | 0 | 0 | 0 | 0 | 0 | 0 | 0 | 0 | 0 | 0 | 0 | 0 | 0 | 0 | 0 | 0 | 0 | 0 | 34983.0696 | 292250.2184 | 0 | 0 | 0 | 0 | 0 | 0 | 0 | 0 | 0
2016-07-29 06:00 | 0 | 0 | 0 | 0 | 0 | 204274.2689 | 0 | 473385 | 0 | 0 | 0 | 0 | 198884.1747 | 0 | 0 | 0 | 0 | 0 | 0 | 2609133.2896 | 0 | 0 | 0 | 0 | 0 | 0 | 0 | 0 | 0 | 0 | 0 | 0 | 0 | 0 | 0 | 0 | 0 | 0 | 0 | 0 | 0 | 23139.4873 | 292250.2184 | 0 | 0 | 0 | 0 | 0 | 0 | 0 | 0 | 0
2016-07-29 07:00 | 0 | 0 | 0 | 0 | 0 | 177826.1207 | 0 | 453827 | 0 | 0 | 0 | 0 | 198884.1747 | 0 | 0 | 0 | 0 | 0 | 0 | 2333132.4102 | 0 | 0 | 0 | 0 | 0 | 0 | 0 | 0 | 0 | 0 | 0 | 0 | 0 | 0 | 0 | 0 | 0 | 0 | 0 | 0 | 0 | 16249.3391 | 292250.2184 | 0 | 0 | 0 | 0 | 0 | 0 | 0 | 0 | 0
2016-07-29 08:00 | 0 | 0 | 0 | 0 | 0 | 158317.0851 | 0 | 443185 | 0 | 0 | 0 | 0 | 198884.1747 | 0 | 0 | 0 | 0 | 0 | 0 | 2048264.4954 | 0 | 0 | 0 | 0 | 0 | 0 | 0 | 0 | 0 | 0 | 0 | 0 | 0 | 0 | 0 | 0 | 0 | 0 | 0 | 0 | 0 | 7382.3035 | 292250.2184 | 0 | 0 | 0 | 0 | 0 | 0 | 0 | 0 | 0
2016-07-29 09:00 | 0 | 0 | 0 | 0 | 0 | 137848.0664 | 0 | 444954 | 0 | 0 | 0 | 0 | 184028.4595 | 0 | 0 | 0 | 0 | 0 | 0 | 1756014.277 | 0 | 0 | 0 | 0 | 0 | 0 | 0 | 0 | 0 | 0 | 0 | 0 | -14855.7152 | 0 | 0 | 0 | 0 | 0 | 0 | 0 | 0 | 0 | 292250.2184 | 0 | 0 | 0 | 0 | 0 | 0 | 0 | 0 | 0
2016-07-29 10:00 | 0 | 0 | 0 | 0 | 0 | 122201.2229 | 0 | 456762 | 0 | 0 | 0 | 0 | 141717.9008 | 0 | 0 | 0 | 0 | 0 | 0 | 1463764.0586 | 0 | 0 | 0 | 0 | 0 | 0 | 0 | 0 | 0 | 0 | 0 | 0 | -42310.5587 | 0 | 0 | 0 | 0 | 0 | 0 | 0 | 0 | 0 | 292250.2184 | 0 | 0 | 0 | 0 | 0 | 0 | 0 | 0 | 0
2016-07-29 11:00 | 0 | 0 | 0 | 5159.0869 | 0 | 102741.7443 | 0 | 471010 | 0 | 0 | 0 | 0 | 70858.9504 | 0 | 0 | 0 | 0 | 0 | 0 | 1171513.8402 | 0 | 0 | 0 | 0 | 0 | 0 | 0 | 0 | 0 | 0 | 0 | 0 | -70858.9504 | 0 | 0 | 0 | 0 | 0 | 0 | 0 | 0 | 0 | 292250.2184 | 0 | 0 | 0 | 0 | 0 | 0 | 0 | 0 | 0
2016-07-29 12:00 | 0 | 0 | 0 | 30040.7031 | 0 | 53497.6361 | 45814.492 | 492462 | 0 | 0 | 0 | 0 | 0 | 0 | 0 | 0 | 0 | 0 | 0 | 879263.6218 | 0 | 0 | 0 | 0 | 0 | 0 | 0 | 0 | 0 | 0 | 0 | 0 | -70858.9504 | 0 | 0 | 0 | 0 | 0 | 0 | 0 | 0 | 0 | 292250.2184 | 0 | 0 | 0 | 0 | 0 | 0 | 0 | 0 | 0
2016-07-29 13:00 | 0 | 0 | 0 | 0 | 0 | 36956.8676 | 361560.4644 | 519661 | 0 | 0 | 0 | 0 | 0 | 0 | 0 | 0 | 0 | 0 | 0 | 758119.9539 | 0 | 0 | 0 | 0 | 0 | 0 | 0 | 0 | 0 | 0 | 0 | 0 | 0 | 0 | 0 | 0 | 0 | 0 | 0 | 0 | 0 | 171106.5504 | 292250.2184 | 0 | 0 | 0 | 0 | 0 | 0 | 0 | 0 | 0
2016-07-29 14:00 | 0 | 0 | 0 | 0 | 0 | 36194.345 | 606361.8885 | 550570 | 0 | 0 | 0 | 0 | 0 | 0 | 0 | 0 | 0 | 0 | 0 | 850106.1874 | 0 | 0 | 0 | 0 | 0 | 0 | 0 | 0 | 0 | 0 | 0 | 0 | 0 | 0 | 0 | 0 | 0 | 0 | 0 | 0 | 0 | 91986.2335 | 0 | 0 | 0 | 0 | 0 | 0 | 0 | 0 | 0 | 0
2016-07-29 15:00 | 0 | 0 | 0 | 0 | 0 | 33846.4491 | 728080.9093 | 581314 | 0 | 0 | 0 | 0 | 70858.9504 | 0 | 0 | 0 | 0 | 0 | 0 | 959860.5954 | 0 | 0 | 0 | 0 | 0 | 0 | 0 | 0 | 0 | 0 | 0 | 0 | 70858.9504 | 0 | 0 | 0 | 0 | 0 | 0 | 0 | 0 | 109754.408 | 0 | 0 | 0 | 0 | 0 | 0 | 0 | 0 | 0 | 0
2016-07-29 16:00 | 0 | 0 | 0 | 0 | 0 | 34280.5577 | 774819.7668 | 607866 | 0 | 0 | 0 | 0 | 0 | 0 | 0 | 0 | 0 | 0 | 0 | 1231953.8703 | 0 | 0 | 0 | 0 | 0 | 0 | 0 | 0 | 0 | 0 | 0 | 0 | -70858.9504 | 0 | 0 | 0 | 0 | 0 | 0 | 0 | 0 | 272093.2749 | 0 | 0 | 0 | 0 | 0 | 0 | 0 | 0 | 0 | 0
2016-07-29 17:00 | 0 | 0 | 0 | 0 | 0 | 38862.5421 | 794385.9192 | 630198 | 0 | 0 | 0 | 0 | 57166.2739 | 0 | 0 | 0 | 0 | 0 | 0 | 1377838.0577 | 0 | 0 | 0 | 0 | 0 | 0 | 0 | 0 | 0 | 0 | 0 | 0 | 57166.2739 | 0 | 0 | 0 | 0 | 0 | 0 | 0 | 0 | 145884.1874 | 0 | 0 | 0 | 0 | 0 | 0 | 0 | 0 | 0 | 0
2016-07-29 18:00 | 0 | 0 | 0 | 0 | 0 | 45419.2478 | 792684.9108 | 648328 | 0 | 0 | 0 | 0 | 128025.2243 | 0 | 0 | 0 | 0 | 0 | 0 | 1496755.266 | 0 | 0 | 0 | 0 | 0 | 0 | 0 | 0 | 0 | 0 | 0 | 0 | 70858.9504 | 0 | 0 | 0 | 0 | 0 | 0 | 0 | 0 | 118917.2083 | 0 | 0 | 0 | 0 | 0 | 0 | 0 | 0 | 0 | 0
2016-07-29 19:00 | 0 | 0 | 0 | 0 | 0 | 52393.5725 | 784544.0862 | 661198 | 0 | 0 | 0 | 0 | 57166.2739 | 0 | 0 | 0 | 0 | 0 | 0 | 1743353.875 | 0 | 0 | 0 | 0 | 0 | 0 | 0 | 0 | 0 | 0 | 0 | 0 | -70858.9504 | 0 | 0 | 0 | 0 | 0 | 0 | 0 | 0 | 246598.6091 | 0 | 0 | 0 | 0 | 0 | 0 | 0 | 0 | 0 | 0
2016-07-29 20:00 | 0 | 0 | 0 | 0 | 0 | 60050.3789 | 774574.9509 | 670462 | 0 | 0 | 0 | 0 | 128025.2243 | 0 | 0 | 0 | 0 | 0 | 0 | 1836658.2544 | 0 | 0 | 0 | 0 | 0 | 0 | 0 | 0 | 0 | 0 | 0 | 0 | 70858.9504 | 0 | 0 | 0 | 0 | 0 | 0 | 0 | 0 | 93304.3794 | 0 | 0 | 0 | 0 | 0 | 0 | 0 | 0 | 0 | 0
2016-07-29 21:00 | 0 | 0 | 0 | 0 | 0 | 64988.044 | 753134.6466 | 673061 | 0 | 0 | 0 | 0 | 198884.1747 | 0 | 0 | 0 | 0 | 0 | 0 | 1910860.9946 | 0 | 0 | 0 | 0 | 0 | 0 | 0 | 0 | 0 | 0 | 0 | 0 | 70858.9504 | 0 | 0 | 0 | 0 | 0 | 0 | 0 | 0 | 74202.7402 | 0 | 0 | 0 | 0 | 0 | 0 | 0 | 0 | 0 | 0
2016-07-29 22:00 | 0 | 0 | 0 | 0 | 0 | 67944.4992 | 716311.3837 | 665364 | 0 | 0 | 0 | 0 | 198884.1747 | 0 | 0 | 0 | 0 | 0 | 0 | 2029752.8775 | 0 | 0 | 0 | 0 | 0 | 0 | 0 | 0 | 0 | 0 | 0 | 0 | 0 | 0 | 0 | 0 | 0 | 0 | 0 | 0 | 0 | 118891.8829 | 0 | 0 | 0 | 0 | 0 | 0 | 0 | 0 | 0 | 0
2016-07-29 23:00 | 0 | 0 | 0 | 0 | 0 | 74973.9326 | 624036.1069 | 647298 | 0 | 0 | 0 | 0 | 198884.1747 | 0 | 0 | 0 | 0 | 0 | 0 | 2081464.917 | 0 | 0 | 0 | 0 | 0 | 0 | 0 | 0 | 0 | 0 | 0 | 0 | 0 | 0 | 0 | 0 | 0 | 0 | 0 | 0 | 0 | 51712.0395 | 0 | 0 | 0 | 0 | 0 | 0 | 0 | 0 | 0 | 0
2016-07-30 | 0 | 0 | 0 | 0 | 0 | 104621.7293 | 470511.3895 | 628330 | 0 | 0 | 0 | 0 | 128025.2243 | 0 | 0 | 0 | 0 | 0 | 0 | 2099126.9861 | 0 | 0 | 0 | 0 | 0 | 0 | 0 | 0 | 0 | 0 | 0 | 0 | -70858.9504 | 0 | 0 | 0 | 0 | 0 | 0 | 0 | 0 | 309912.2875 | 292250.2184 | 0 | 0 | 0 | 0 | 0 | 0 | 0 | 0 | 0
2016-07-30 01:00 | 0 | 0 | 0 | 0 | 0 | 212427.5837 | 207998.1197 | 610732 | 0 | 0 | 0 | 0 | 93577.4863 | 0 | 0 | 0 | 0 | 0 | 0 | 1943268.4275 | 0 | 0 | 0 | 0 | 0 | 0 | 0 | 0 | 0 | 0 | 0 | 0 | -34447.738 | 0 | 0 | 0 | 0 | 0 | 0 | 0 | 0 | 136391.6597 | 292250.2184 | 0 | 0 | 0 | 0 | 0 | 0 | 0 | 0 | 0
2016-07-30 02:00 | 0 | 0 | 0 | 0 | 0 | 326460.6536 | 11816.5425 | 582387 | 0 | 0 | 0 | 0 | 141717.9008 | 0 | 0 | 0 | 0 | 0 | 0 | 1651018.2091 | 0 | 0 | 0 | 0 | 0 | 0 | 0 | 0 | 0 | 0 | 0 | 0 | 48140.4145 | 0 | 0 | 0 | 0 | 0 | 0 | 0 | 0 | 0 | 292250.2184 | 0 | 0 | 0 | 0 | 0 | 0 | 0 | 0 | 0
2016-07-30 03:00 | 0 | 0 | 0 | 0 | 0 | 354396.1454 | 0 | 546078 | 0 | 0 | 0 | 0 | 70858.9504 | 0 | 0 | 0 | 0 | 0 | 0 | 1530195.3048 | 0 | 0 | 0 | 0 | 0 | 0 | 0 | 0 | 0 | 0 | 0 | 0 | -70858.9504 | 0 | 0 | 0 | 0 | 0 | 0 | 0 | 0 | 171427.3141 | 292250.2184 | 0 | 0 | 0 | 0 | 0 | 0 | 0 | 0 | 0
2016-07-30 04:00 | 0 | 0 | 0 | 0 | 0 | 348970.1745 | 0 | 511269 | 0 | 0 | 0 | 0 | 0 | 0 | 0 | 0 | 0 | 0 | 0 | 1438755.4297 | 0 | 0 | 0 | 0 | 0 | 0 | 0 | 0 | 0 | 0 | 0 | 0 | -70858.9504 | 0 | 0 | 0 | 0 | 0 | 0 | 0 | 0 | 200810.3433 | 292250.2184 | 0 | 0 | 0 | 0 | 0 | 0 | 0 | 0 | 0
2016-07-30 05:00 | 0 | 0 | 0 | 0 | 0 | 334106.2793 | 0 | 481131 | 0 | 0 | 0 | 0 | 70858.9504 | 0 | 0 | 0 | 0 | 0 | 0 | 1220871.7586 | 0 | 0 | 0 | 0 | 0 | 0 | 0 | 0 | 0 | 0 | 0 | 0 | 70858.9504 | 0 | 0 | 0 | 0 | 0 | 0 | 0 | 0 | 74366.5473 | 292250.2184 | 0 | 0 | 0 | 0 | 0 | 0 | 0 | 0 | 0
2016-07-30 06:00 | 0 | 0 | 0 | 0 | 0 | 321240.2649 | 0 | 455364 | 0 | 0 | 0 | 0 | 70858.9504 | 0 | 0 | 0 | 0 | 0 | 0 | 1086748.0235 | 0 | 0 | 0 | 0 | 0 | 0 | 0 | 0 | 0 | 0 | 0 | 0 | 0 | 0 | 0 | 0 | 0 | 0 | 0 | 0 | 0 | 158126.4832 | 292250.2184 | 0 | 0 | 0 | 0 | 0 | 0 | 0 | 0 | 0
2016-07-30 07:00 | 0 | 0 | 0 | 0 | 0 | 306331.2816 | 0 | 436572 | 0 | 0 | 0 | 0 | 0 | 0 | 0 | 0 | 0 | 0 | 0 | 1027366.2555 | 0 | 0 | 0 | 0 | 0 | 0 | 0 | 0 | 0 | 0 | 0 | 0 | -70858.9504 | 0 | 0 | 0 | 0 | 0 | 0 | 0 | 0 | 232868.4504 | 292250.2184 | 0 | 0 | 0 | 0 | 0 | 0 | 0 | 0 | 0
2016-07-30 08:00 | 0 | 0 | 0 | 0 | 0 | 286972.2194 | 0 | 424111 | 0 | 0 | 0 | 0 | 70858.9504 | 0 | 0 | 0 | 0 | 0 | 0 | 819368.5245 | 0 | 0 | 0 | 0 | 0 | 0 | 0 | 0 | 0 | 0 | 0 | 0 | 70858.9504 | 0 | 0 | 0 | 0 | 0 | 0 | 0 | 0 | 84252.4874 | 292250.2184 | 0 | 0 | 0 | 0 | 0 | 0 | 0 | 0 | 0
2016-07-30 09:00 | 0 | 0 | 0 | 0 | 0 | 247479.0139 | 0 | 418253 | 0 | 0 | 0 | 0 | 0 | 0 | 0 | 0 | 0 | 0 | 0 | 719453.4888 | 0 | 0 | 0 | 0 | 0 | 0 | 0 | 0 | 0 | 0 | 0 | 0 | -70858.9504 | 0 | 0 | 0 | 0 | 0 | 0 | 0 | 0 | 192335.1827 | 292250.2184 | 0 | 0 | 0 | 0 | 0 | 0 | 0 | 0 | 0
2016-07-30 10:00 | 0 | 0 | 0 | 0 | 0 | 211945.2584 | 0 | 418195 | 0 | 0 | 0 | 0 | 70858.9504 | 0 | 0 | 0 | 0 | 0 | 0 | 442344.7968 | 0 | 0 | 0 | 0 | 0 | 0 | 0 | 0 | 0 | 0 | 0 | 0 | 70858.9504 | 0 | 0 | 0 | 0 | 0 | 0 | 0 | 0 | 0 | 277108.692 | 0 | 0 | 0 | 0 | 0 | 0 | 0 | 0 | 0
2016-07-30 11:00 | 0 | 0 | 0 | 0 | 0 | 184152.3893 | 0 | 424007 | 0 | 0 | 0 | 0 | 70858.9504 | 0 | 0 | 0 | 0 | 0 | 0 | 202490.1861 | 0 | 0 | 0 | 0 | 0 | 0 | 0 | 0 | 0 | 0 | 0 | 0 | 0 | 0 | 0 | 0 | 0 | 0 | 0 | 0 | 0 | 52395.6077 | 292250.2184 | 0 | 0 | 0 | 0 | 0 | 0 | 0 | 0 | 0
2016-07-30 12:00 | 0 | 0 | 0 | 0 | 0 | 109888.5868 | 62132.7302 | 444413 | 0 | 0 | 0 | 0 | 0 | 0 | 0 | 0 | 0 | 0 | 0 | 957.4536 | 0 | 0 | 0 | 0 | 0 | 0 | 0 | 0 | 0 | 0 | 0 | 0 | -70858.9504 | 0 | 0 | 0 | 0 | 0 | 0 | 0 | 0 | 90717.4858 | 292250.2184 | 0 | 0 | 0 | 0 | 0 | 0 | 0 | 0 | 0
2016-07-30 13:00 | 0 | 0 | 0 | 0 | 0 | 109158.0715 | 363545.4749 | 473661 | 0 | 0 | 0 | 0 | 0 | 0 | 0 | 0 | 0 | 0 | 0 | 0 | 0 | 0 | 0 | 0 | 0 | 0 | 0 | 0 | 0 | 0 | 0 | 0 | 0 | 0 | 0 | 0 | 0 | 0 | 0 | 0 | 0 | 291292.7648 | 292250.2184 | 0 | 0 | 0 | 0 | 0 | 0 | 0 | 0 | 0
2016-07-30 14:00 | 0 | 0 | 0 | 0 | 0 | 130103.4801 | 598476.7246 | 507186 | 0 | 0 | 0 | 0 | 0 | 0 | 0 | 0 | 0 | 0 | 0 | 221394.2047 | 0 | 0 | 0 | 0 | 0 | 0 | 0 | 0 | 0 | 0 | 0 | 0 | 0 | 0 | 0 | 0 | 0 | 0 | 0 | 0 | 0 | 221394.2047 | 0 | 0 | 0 | 0 | 0 | 0 | 0 | 0 | 0 | 0
2016-07-30 15:00 | 0 | 0 | 0 | 0 | 0 | 126756.8674 | 724858.3172 | 539766 | 0 | 0 | 0 | 0 | 0 | 0 | 0 | 0 | 0 | 0 | 0 | 533243.3894 | 0 | 0 | 0 | 0 | 0 | 0 | 0 | 0 | 0 | 0 | 0 | 0 | 0 | 0 | 0 | 0 | 0 | 0 | 0 | 0 | 0 | 311849.1846 | 0 | 0 | 0 | 0 | 0 | 0 | 0 | 0 | 0 | 0
2016-07-30 16:00 | 0 | 0 | 0 | 0 | 0 | 122139.9833 | 777489.406 | 567012 | 0 | 0 | 0 | 0 | 910.3494 | 0 | 0 | 0 | 0 | 0 | 0 | 864950.4294 | 0 | 0 | 0 | 0 | 0 | 0 | 0 | 0 | 0 | 0 | 0 | 0 | 910.3494 | 0 | 0 | 0 | 0 | 0 | 0 | 0 | 0 | 331707.04 | 0 | 0 | 0 | 0 | 0 | 0 | 0 | 0 | 0 | 0
2016-07-30 17:00 | 0 | 0 | 0 | 0 | 0 | 119062.1685 | 788449.8634 | 587831 | 0 | 0 | 0 | 0 | 71769.2998 | 0 | 0 | 0 | 0 | 0 | 0 | 1113772.5109 | 0 | 0 | 0 | 0 | 0 | 0 | 0 | 0 | 0 | 0 | 0 | 0 | 70858.9504 | 0 | 0 | 0 | 0 | 0 | 0 | 0 | 0 | 248822.0816 | 0 | 0 | 0 | 0 | 0 | 0 | 0 | 0 | 0 | 0
2016-07-30 18:00 | 0 | 0 | 0 | 0 | 0 | 117016.473 | 778892.063 | 602724 | 0 | 0 | 0 | 0 | 33246.7958 | 0 | 0 | 0 | 0 | 0 | 0 | 1445479.5509 | 0 | 0 | 0 | 0 | 0 | 0 | 0 | 0 | 0 | 0 | 0 | 0 | -38522.504 | 0 | 0 | 0 | 0 | 0 | 0 | 0 | 0 | 331707.04 | 0 | 0 | 0 | 0 | 0 | 0 | 0 | 0 | 0 | 0
2016-07-30 19:00 | 0 | 0 | 0 | 0 | 0 | 116480.3456 | 761341.231 | 612872 | 0 | 0 | 0 | 0 | 0 | 0 | 0 | 0 | 0 | 0 | 0 | 1743675.9233 | 0 | 0 | 0 | 0 | 0 | 0 | 0 | 0 | 0 | 0 | 0 | 0 | -33246.7958 | 0 | 0 | 0 | 0 | 0 | 0 | 0 | 0 | 298196.3724 | 0 | 0 | 0 | 0 | 0 | 0 | 0 | 0 | 0 | 0
2016-07-30 20:00 | 0 | 0 | 0 | 0 | 0 | 118309.4266 | 741740.4476 | 620163 | 0 | 0 | 0 | 0 | 70858.9504 | 0 | 0 | 0 | 0 | 0 | 0 | 1912703.8471 | 0 | 0 | 0 | 0 | 0 | 0 | 0 | 0 | 0 | 0 | 0 | 0 | 70858.9504 | 0 | 0 | 0 | 0 | 0 | 0 | 0 | 0 | 169027.9238 | 0 | 0 | 0 | 0 | 0 | 0 | 0 | 0 | 0 | 0
2016-07-30 21:00 | 0 | 0 | 0 | 0 | 0 | 126225.02 | 710329.4123 | 621612 | 0 | 0 | 0 | 0 | 0 | 0 | 0 | 0 | 0 | 0 | 0 | 2198505.2298 | 0 | 0 | 0 | 0 | 0 | 0 | 0 | 0 | 0 | 0 | 0 | 0 | -70858.9504 | 0 | 0 | 0 | 0 | 0 | 0 | 0 | 0 | 285801.3826 | 0 | 0 | 0 | 0 | 0 | 0 | 0 | 0 | 0 | 0
2016-07-30 22:00 | 0 | 0 | 0 | 0 | 0 | 145434.9664 | 659919.9076 | 615579 | 0 | 0 | 0 | 0 | 70858.9504 | 0 | 0 | 0 | 0 | 0 | 0 | 2317422.1533 | 0 | 0 | 0 | 0 | 0 | 0 | 0 | 0 | 0 | 0 | 0 | 0 | 70858.9504 | 0 | 0 | 0 | 0 | 0 | 0 | 0 | 0 | 118916.9236 | 0 | 0 | 0 | 0 | 0 | 0 | 0 | 0 | 0 | 0
2016-07-30 23:00 | 0 | 0 | 0 | 0 | 0 | 183730.212 | 567333.1554 | 599767 | 0 | 0 | 0 | 0 | 0 | 0 | 0 | 0 | 0 | 0 | 0 | 2539577.4712 | 0 | 0 | 0 | 0 | 0 | 0 | 0 | 0 | 0 | 0 | 0 | 0 | -70858.9504 | 0 | 0 | 0 | 0 | 0 | 0 | 0 | 0 | 222155.3178 | 0 | 0 | 0 | 0 | 0 | 0 | 0 | 0 | 0 | 0
2016-07-31 | 0 | 0 | 0 | 0 | 0 | 268856.2418 | 418381.9699 | 586029 | 0 | 0 | 0 | 0 | 0 | 0 | 0 | 0 | 0 | 0 | 0 | 2640786.6829 | 0 | 0 | 0 | 0 | 0 | 0 | 0 | 0 | 0 | 0 | 0 | 0 | 0 | 0 | 0 | 0 | 0 | 0 | 0 | 0 | 0 | 101209.2117 | 0 | 0 | 0 | 0 | 0 | 0 | 0 | 0 | 0 | 0
2016-07-31 01:00 | 0 | 0 | 0 | 0 | 0 | 481305.4489 | 183066.3662 | 573461 | 0 | 0 | 0 | 0 | 0 | 0 | 0 | 0 | 0 | 0 | 0 | 2731697.498 | 0 | 0 | 0 | 0 | 0 | 0 | 0 | 0 | 0 | 0 | 0 | 0 | 0 | 0 | 0 | 0 | 0 | 0 | 0 | 0 | 0 | 90910.8151 | 0 | 0 | 0 | 0 | 0 | 0 | 0 | 0 | 0 | 0
2016-07-31 02:00 | 0 | 0 | 0 | 0 | 0 | 623547.8265 | 11360.3417 | 550364 | 0 | 0 | 0 | 0 | 0 | 0 | 0 | 0 | 0 | 0 | 0 | 2816241.6662 | 0 | 0 | 0 | 0 | 0 | 0 | 0 | 0 | 0 | 0 | 0 | 0 | 0 | 0 | 0 | 0 | 0 | 0 | 0 | 0 | 0 | 84544.1683 | 0 | 0 | 0 | 0 | 0 | 0 | 0 | 0 | 0 | 0
2016-07-31 03:00 | 0 | 0 | 0 | 0 | 0 | 593221.9504 | 0 | 522363 | 0 | 0 | 0 | 0 | 70858.9504 | 0 | 0 | 0 | 0 | 0 | 0 | 2816241.6662 | 0 | 0 | 0 | 0 | 0 | 0 | 0 | 0 | 0 | 0 | 0 | 0 | 70858.9504 | 0 | 0 | 0 | 0 | 0 | 0 | 0 | 0 | 0 | 0 | 0 | 0 | 0 | 0 | 0 | 0 | 0 | 0 | 0
2016-07-31 04:00 | 0 | 0 | 0 | 0 | 0 | 576148.317 | 0 | 492477 | 0 | 0 | 0 | 0 | 0 | 0 | 0 | 0 | 0 | 0 | 0 | 2970771.9336 | 0 | 0 | 0 | 0 | 0 | 0 | 0 | 0 | 0 | 0 | 0 | 0 | -70858.9504 | 0 | 0 | 0 | 0 | 0 | 0 | 0 | 0 | 154530.2674 | 0 | 0 | 0 | 0 | 0 | 0 | 0 | 0 | 0 | 0
2016-07-31 05:00 | 0 | 0 | 0 | 0 | 0 | 539738.0204 | 0 | 465571 | 0 | 0 | 0 | 0 | 70858.9504 | 0 | 0 | 0 | 0 | 0 | 0 | 2974080.0036 | 0 | 0 | 0 | 0 | 0 | 0 | 0 | 0 | 0 | 0 | 0 | 0 | 70858.9504 | 0 | 0 | 0 | 0 | 0 | 0 | 0 | 0 | 3308.07 | 0 | 0 | 0 | 0 | 0 | 0 | 0 | 0 | 0 | 0
2016-07-31 06:00 | 0 | 0 | 0 | 0 | 0 | 437301.1412 | 0 | 442492 | 0 | 0 | 0 | 0 | 65668.0916 | 0 | 0 | 0 | 0 | 0 | 0 | 2974080.0036 | 0 | 0 | 0 | 0 | 0 | 0 | 0 | 0 | 0 | 0 | 0 | 0 | -5190.8588 | 0 | 0 | 0 | 0 | 0 | 0 | 0 | 0 | 0 | 0 | 0 | 0 | 0 | 0 | 0 | 0 | 0 | 0 | 0
2016-07-31 07:00 | 0 | 0 | 0 | 0 | 0 | 491063.6097 | 0 | 424682 | 0 | 0 | 0 | 0 | 132049.7013 | 0 | 0 | 0 | 0 | 0 | 0 | 2974080.0036 | 0 | 0 | 0 | 0 | 0 | 0 | 0 | 0 | 0 | 0 | 0 | 0 | 66381.6097 | 0 | 0 | 0 | 0 | 0 | 0 | 0 | 0 | 0 | 0 | 0 | 0 | 0 | 0 | 0 | 0 | 0 | 0 | 0
2016-07-31 08:00 | 0 | 0 | 0 | 0 | 0 | 479065.4734 | 0 | 412231 | 0 | 0 | 0 | 0 | 198884.1747 | 0 | 0 | 0 | 0 | 0 | 0 | 2974080.0036 | 0 | 0 | 0 | 0 | 0 | 0 | 0 | 0 | 0 | 0 | 0 | 0 | 66834.4734 | 0 | 0 | 0 | 0 | 0 | 0 | 0 | 0 | 0 | 0 | 0 | 0 | 0 | 0 | 0 | 0 | 0 | 0 | 0
2016-07-31 09:00 | 0 | 0 | 0 | 0 | 0 | 374559.8712 | 0 | 405962 | 0 | 0 | 0 | 0 | 128025.2243 | 0 | 0 | 0 | 0 | 0 | 0 | 3013536.8252 | 0 | 0 | 0 | 0 | 0 | 0 | 0 | 0 | 0 | 0 | 0 | 0 | -70858.9504 | 0 | 0 | 0 | 0 | 0 | 0 | 0 | 0 | 331707.04 | 292250.2184 | 0 | 0 | 0 | 0 | 0 | 0 | 0 | 0 | 0
2016-07-31 10:00 | 0 | 0 | 0 | 0 | 0 | 424179.1999 | 0 | 404106 | 0 | 0 | 0 | 0 | 198884.1747 | 0 | 0 | 0 | 0 | 0 | 0 | 2962751.0747 | 0 | 0 | 0 | 0 | 0 | 0 | 0 | 0 | 0 | 0 | 0 | 0 | 70858.9504 | 0 | 0 | 0 | 0 | 0 | 0 | 0 | 0 | 241464.4679 | 292250.2184 | 0 | 0 | 0 | 0 | 0 | 0 | 0 | 0 | 0
2016-07-31 11:00 | 0 | 0 | 0 | 0 | 0 | 378247.7528 | 0 | 406223 | 0 | 0 | 0 | 0 | 131452.1059 | 0 | 0 | 0 | 0 | 0 | 0 | 3002207.8963 | 0 | 0 | 0 | 0 | 0 | 0 | 0 | 0 | 0 | 0 | 0 | 0 | -67432.0688 | 0 | 0 | 0 | 0 | 0 | 0 | 0 | 0 | 331707.04 | 292250.2184 | 0 | 0 | 0 | 0 | 0 | 0 | 0 | 0 | 0
2016-07-31 12:00 | 0 | 0 | 0 | 0 | 0 | 239420.5811 | 63679.8492 | 424927 | 0 | 0 | 0 | 0 | 60593.1555 | 0 | 0 | 0 | 0 | 0 | 0 | 2951240.277 | 0 | 0 | 0 | 0 | 0 | 0 | 0 | 0 | 0 | 0 | 0 | 0 | -70858.9504 | 0 | 0 | 0 | 0 | 0 | 0 | 0 | 0 | 241282.5991 | 292250.2184 | 0 | 0 | 0 | 0 | 0 | 0 | 0 | 0 | 0
2016-07-31 13:00 | 0 | 0 | 0 | 0 | 0 | 209110.448 | 322198.2251 | 454237 | 0 | 0 | 0 | 0 | 12294.7735 | 0 | 0 | 0 | 0 | 0 | 0 | 3076610.3321 | 0 | 0 | 0 | 0 | 0 | 0 | 0 | 0 | 0 | 0 | 0 | 0 | -48298.382 | 0 | 0 | 0 | 0 | 0 | 0 | 0 | 0 | 125370.0551 | 0 | 0 | 0 | 0 | 0 | 0 | 0 | 0 | 0 | 0
2016-07-31 14:00 | 0 | 0 | 0 | 0 | 0 | 241299.143 | 566364.1235 | 488251 | 0 | 0 | 0 | 0 | 0 | 0 | 0 | 0 | 0 | 0 | 0 | 3408317.3721 | 0 | 0 | 0 | 0 | 0 | 0 | 0 | 0 | 0 | 0 | 0 | 0 | -12294.7735 | 0 | 0 | 0 | 0 | 0 | 0 | 0 | 0 | 331707.04 | 0 | 0 | 0 | 0 | 0 | 0 | 0 | 0 | 0 | 0
2016-07-31 15:00 | 0 | 0 | 0 | 0 | 0 | 206588.0236 | 703537.2903 | 521252 | 0 | 0 | 0 | 0 | 57166.2739 | 0 | 0 | 0 | 0 | 0 | 0 | 3740024.4121 | 0 | 0 | 0 | 0 | 0 | 0 | 0 | 0 | 0 | 0 | 0 | 0 | 57166.2739 | 0 | 0 | 0 | 0 | 0 | 0 | 0 | 0 | 331707.04 | 0 | 0 | 0 | 0 | 0 | 0 | 0 | 0 | 0 | 0
2016-07-31 16:00 | 0 | 0 | 0 | 0 | 0 | 204871.1591 | 749846.8313 | 552152 | 0 | 0 | 0 | 0 | 128025.2243 | 0 | 0 | 0 | 0 | 0 | 0 | 4071731.4521 | 0 | 0 | 0 | 0 | 0 | 0 | 0 | 0 | 0 | 0 | 0 | 0 | 70858.9504 | 0 | 0 | 0 | 0 | 0 | 0 | 0 | 0 | 331707.04 | 0 | 0 | 0 | 0 | 0 | 0 | 0 | 0 | 0 | 0
2016-07-31 17:00 | 0 | 0 | 0 | 0 | 0 | 221832.3244 | 758592.666 | 577859 | 0 | 0 | 0 | 0 | 198884.1747 | 0 | 0 | 0 | 0 | 0 | 0 | 4403438.4921 | 0 | 0 | 0 | 0 | 0 | 0 | 0 | 0 | 0 | 0 | 0 | 0 | 70858.9504 | 0 | 0 | 0 | 0 | 0 | 0 | 0 | 0 | 331707.04 | 0 | 0 | 0 | 0 | 0 | 0 | 0 | 0 | 0 | 0
2016-07-31 18:00 | 0 | 0 | 0 | 0 | 0 | 106753.1461 | 739540.9615 | 598135 | 0 | 0 | 0 | 0 | 128025.2243 | 0 | 0 | 0 | 0 | 0 | 0 | 4722456.55 | 0 | 0 | 0 | 0 | 0 | 0 | 0 | 0 | 0 | 0 | 0 | 0 | -70858.9504 | 0 | 0 | 0 | 0 | 0 | 0 | 0 | 0 | 319018.058 | 0 | 0 | 0 | 0 | 0 | 0 | 0 | 0 | 0 | 0
2016-07-31 19:00 | 0 | 0 | 0 | 0 | 0 | 0 | 716391.4685 | 611955 | 0 | 0 | 0 | 0 | 198884.1747 | 0 | 0 | 0 | 0 | 0 | 0 | 4756034.0682 | 0 | 0 | 0 | 0 | 0 | 0 | 0 | 0 | 0 | 0 | 0 | 0 | 70858.9504 | 0 | 0 | 0 | 0 | 0 | 0 | 0 | 0 | 33577.5181 | 0 | 0 | 0 | 0 | 0 | 0 | 0 | 0 | 0 | 0
2016-07-31 20:00 | 0 | 0 | 0 | 0 | 0 | 204681.8893 | 691383.8768 | 621525 | 0 | 0 | 0 | 0 | 141717.9008 | 0 | 0 | 0 | 0 | 0 | 0 | 5087741.1082 | 0 | 0 | 0 | 0 | 0 | 0 | 0 | 0 | 0 | 0 | 0 | 0 | -57166.2739 | 0 | 0 | 0 | 0 | 0 | 0 | 0 | 0 | 331707.04 | 0 | 0 | 0 | 0 | 0 | 0 | 0 | 0 | 0 | 0
2016-07-31 21:00 | 0 | 0 | 0 | 0 | 0 | 0 | 654835.5927 | 625838 | 0 | 0 | 0 | 0 | 70858.9504 | 0 | 0 | 0 | 0 | 0 | 0 | 5187597.6513 | 0 | 0 | 0 | 0 | 0 | 0 | 0 | 0 | 0 | 0 | 0 | 0 | -70858.9504 | 0 | 0 | 0 | 0 | 0 | 0 | 0 | 0 | 99856.5431 | 0 | 0 | 0 | 0 | 0 | 0 | 0 | 0 | 0 | 0
2016-07-31 22:00 | 0 | 0 | 0 | 0 | 0 | 0 | 603179.4024 | 622856 | 0 | 0 | 0 | 0 | 0 | 0 | 0 | 0 | 0 | 0 | 0 | 5238780.0041 | 0 | 0 | 0 | 0 | 0 | 0 | 0 | 0 | 0 | 0 | 0 | 0 | -70858.9504 | 0 | 0 | 0 | 0 | 0 | 0 | 0 | 0 | 51182.3528 | 0 | 0 | 0 | 0 | 0 | 0 | 0 | 0 | 0 | 0
2016-07-31 23:00 | 0 | 0 | 0 | 0 | 0 | 379913.2884 | 519880.5162 | 612704 | 0 | 0 | 0 | 0 | 0 | 0 | 0 | 0 | 0 | 0 | 0 | 5525869.8087 | 0 | 0 | 0 | 0 | 0 | 0 | 0 | 0 | 0 | 0 | 0 | 0 | 0 | 0 | 0 | 0 | 0 | 0 | 0 | 0 | 0 | 287089.8046 | 0 | 0 | 0 | 0 | 0 | 0 | 0 | 0 | 0 | 0
2016-08-01 | 0 | 0 | 0 | 0 | 0 | 480173.3255 | 381095.0283 | 600594 | 0 | 0 | 0 | 0 | 0 | 0 | 0 | 0 | 0 | 0 | 0 | 5786544.1625 | 0 | 0 | 0 | 0 | 0 | 0 | 0 | 0 | 0 | 0 | 0 | 0 | 0 | 0 | 0 | 0 | 0 | 0 | 0 | 0 | 0 | 260674.3538 | 0 | 0 | 0 | 0 | 0 | 0 | 0 | 0 | 0 | 0
2016-08-01 01:00 | 0 | 0 | 0 | 0 | 0 | 652226.9837 | 177733.6145 | 586283 | 0 | 0 | 0 | 0 | 0 | 0 | 0 | 0 | 0 | 0 | 0 | 6030221.7607 | 0 | 0 | 0 | 0 | 0 | 0 | 0 | 0 | 0 | 0 | 0 | 0 | 0 | 0 | 0 | 0 | 0 | 0 | 0 | 0 | 0 | 243677.5983 | 0 | 0 | 0 | 0 | 0 | 0 | 0 | 0 | 0 | 0
2016-08-01 02:00 | 0 | 0 | 0 | 0 | 0 | 723913.2172 | 9642.9538 | 562283 | 0 | 0 | 0 | 0 | 0 | 0 | 0 | 0 | 0 | 0 | 0 | 6201494.9318 | 0 | 0 | 0 | 0 | 0 | 0 | 0 | 0 | 0 | 0 | 0 | 0 | 0 | 0 | 0 | 0 | 0 | 0 | 0 | 0 | 0 | 171273.171 | 0 | 0 | 0 | 0 | 0 | 0 | 0 | 0 | 0 | 0
2016-08-01 03:00 | 0 | 0 | 0 | 0 | 0 | 682561.8033 | 0 | 529962 | 0 | 0 | 0 | 0 | 70858.9504 | 0 | 0 | 0 | 0 | 0 | 0 | 6283235.7847 | 0 | 0 | 0 | 0 | 0 | 0 | 0 | 0 | 0 | 0 | 0 | 0 | 70858.9504 | 0 | 0 | 0 | 0 | 0 | 0 | 0 | 0 | 81740.8529 | 0 | 0 | 0 | 0 | 0 | 0 | 0 | 0 | 0 | 0
2016-08-01 04:00 | 0 | 0 | 0 | 0 | 0 | 621828.273 | 0 | 496993 | 0 | 0 | 0 | 0 | 128025.2243 | 0 | 0 | 0 | 0 | 0 | 0 | 6350904.7838 | 0 | 0 | 0 | 0 | 0 | 0 | 0 | 0 | 0 | 0 | 0 | 0 | 57166.2739 | 0 | 0 | 0 | 0 | 0 | 0 | 0 | 0 | 67668.9991 | 0 | 0 | 0 | 0 | 0 | 0 | 0 | 0 | 0 | 0
2016-08-01 05:00 | 0 | 0 | 0 | 0 | 0 | 571836.1924 | 0 | 468458 | 0 | 0 | 0 | 0 | 198884.1747 | 0 | 0 | 0 | 0 | 0 | 0 | 6383424.0258 | 0 | 0 | 0 | 0 | 0 | 0 | 0 | 0 | 0 | 0 | 0 | 0 | 70858.9504 | 0 | 0 | 0 | 0 | 0 | 0 | 0 | 0 | 32519.242 | 0 | 0 | 0 | 0 | 0 | 0 | 0 | 0 | 0 | 0
2016-08-01 06:00 | 0 | 0 | 0 | 0 | 0 | 375305.0496 | 0 | 446164 | 0 | 0 | 0 | 0 | 128025.2243 | 0 | 0 | 0 | 0 | 0 | 0 | 6383424.0258 | 0 | 0 | 0 | 0 | 0 | 0 | 0 | 0 | 0 | 0 | 0 | 0 | -70858.9504 | 0 | 0 | 0 | 0 | 0 | 0 | 0 | 0 | 0 | 0 | 0 | 0 | 0 | 0 | 0 | 0 | 0 | 0 | 0
2016-08-01 07:00 | 0 | 0 | 0 | 0 | 0 | 488031.0468 | 0 | 430203 | 0 | 0 | 0 | 0 | 70858.9504 | 0 | 0 | 0 | 0 | 0 | 0 | 6498418.3464 | 0 | 0 | 0 | 0 | 0 | 0 | 0 | 0 | 0 | 0 | 0 | 0 | -57166.2739 | 0 | 0 | 0 | 0 | 0 | 0 | 0 | 0 | 114994.3207 | 0 | 0 | 0 | 0 | 0 | 0 | 0 | 0 | 0 | 0
2016-08-01 08:00 | 0 | 0 | 0 | 0 | 0 | 352593.0496 | 0 | 423452 | 0 | 0 | 0 | 0 | 0 | 0 | 0 | 0 | 0 | 0 | 0 | 6498418.3464 | 0 | 0 | 0 | 0 | 0 | 0 | 0 | 0 | 0 | 0 | 0 | 0 | -70858.9504 | 0 | 0 | 0 | 0 | 0 | 0 | 0 | 0 | 0 | 0 | 0 | 0 | 0 | 0 | 0 | 0 | 0 | 0 | 0
2016-08-01 09:00 | 0 | 0 | 0 | 0 | 0 | 426322.0215 | 0 | 426831 | 0 | 0 | 0 | 0 | 0 | 0 | 0 | 0 | 0 | 0 | 0 | 6497909.3679 | 0 | 0 | 0 | 0 | 0 | 0 | 0 | 0 | 0 | 0 | 0 | 0 | 0 | 0 | 0 | 0 | 0 | 0 | 0 | 0 | 0 | 291741.2399 | 292250.2184 | 0 | 0 | 0 | 0 | 0 | 0 | 0 | 0 | 0
2016-08-01 10:00 | 0 | 0 | 0 | 0 | 0 | 403574.2079 | 0 | 441975 | 0 | 0 | 0 | 0 | 70858.9504 | 0 | 0 | 0 | 0 | 0 | 0 | 6388649.6254 | 0 | 0 | 0 | 0 | 0 | 0 | 0 | 0 | 0 | 0 | 0 | 0 | 70858.9504 | 0 | 0 | 0 | 0 | 0 | 0 | 0 | 0 | 182990.4759 | 292250.2184 | 0 | 0 | 0 | 0 | 0 | 0 | 0 | 0 | 0
2016-08-01 11:00 | 0 | 0 | 0 | 0 | 0 | 366839.7146 | 0 | 460070 | 0 | 0 | 0 | 0 | 0 | 0 | 0 | 0 | 0 | 0 | 0 | 6366278.2904 | 0 | 0 | 0 | 0 | 0 | 0 | 0 | 0 | 0 | 0 | 0 | 0 | -70858.9504 | 0 | 0 | 0 | 0 | 0 | 0 | 0 | 0 | 269878.8834 | 292250.2184 | 0 | 0 | 0 | 0 | 0 | 0 | 0 | 0 | 0
2016-08-01 12:00 | 0 | 0 | 0 | 0 | 0 | 260665.6571 | 54912.1285 | 483963 | 0 | 0 | 0 | 0 | 0 | 0 | 0 | 0 | 0 | 0 | 0 | 6197893.0759 | 0 | 0 | 0 | 0 | 0 | 0 | 0 | 0 | 0 | 0 | 0 | 0 | 0 | 0 | 0 | 0 | 0 | 0 | 0 | 0 | 0 | 123865.0039 | 292250.2184 | 0 | 0 | 0 | 0 | 0 | 0 | 0 | 0 | 0
2016-08-01 13:00 | 0 | 0 | 0 | 0 | 0 | 267755.962 | 319357.2208 | 514411 | 0 | 0 | 0 | 0 | 0 | 0 | 0 | 0 | 0 | 0 | 0 | 6270595.2587 | 0 | 0 | 0 | 0 | 0 | 0 | 0 | 0 | 0 | 0 | 0 | 0 | 0 | 0 | 0 | 0 | 0 | 0 | 0 | 0 | 0 | 72702.1828 | 0 | 0 | 0 | 0 | 0 | 0 | 0 | 0 | 0 | 0
2016-08-01 14:00 | 0 | 0 | 0 | 0 | 0 | 0 | 566320.5164 | 548025 | 0 | 0 | 0 | 0 | 0 | 0 | 0 | 0 | 0 | 0 | 0 | 6288890.7751 | 0 | 0 | 0 | 0 | 0 | 0 | 0 | 0 | 0 | 0 | 0 | 0 | 0 | 0 | 0 | 0 | 0 | 0 | 0 | 0 | 0 | 18295.5164 | 0 | 0 | 0 | 0 | 0 | 0 | 0 | 0 | 0 | 0
2016-08-01 15:00 | 0 | 0 | 0 | 0 | 0 | 0 | 689138.9411 | 581008 | 0 | 0 | 0 | 0 | 70858.9504 | 0 | 0 | 0 | 0 | 0 | 0 | 6326162.7658 | 0 | 0 | 0 | 0 | 0 | 0 | 0 | 0 | 0 | 0 | 0 | 0 | 70858.9504 | 0 | 0 | 0 | 0 | 0 | 0 | 0 | 0 | 37271.9907 | 0 | 0 | 0 | 0 | 0 | 0 | 0 | 0 | 0 | 0
2016-08-01 16:00 | 0 | 0 | 0 | 0 | 0 | 0 | 746183.5309 | 609100 | 0 | 0 | 0 | 0 | 0 | 0 | 0 | 0 | 0 | 0 | 0 | 6534105.2471 | 0 | 0 | 0 | 0 | 0 | 0 | 0 | 0 | 0 | 0 | 0 | 0 | -70858.9504 | 0 | 0 | 0 | 0 | 0 | 0 | 0 | 0 | 207942.4813 | 0 | 0 | 0 | 0 | 0 | 0 | 0 | 0 | 0 | 0
2016-08-01 17:00 | 0 | 0 | 0 | 0 | 0 | 0 | 762014.4722 | 633495 | 0 | 0 | 0 | 0 | 0 | 0 | 0 | 0 | 0 | 0 | 0 | 6662624.7192 | 0 | 0 | 0 | 0 | 0 | 0 | 0 | 0 | 0 | 0 | 0 | 0 | 0 | 0 | 0 | 0 | 0 | 0 | 0 | 0 | 0 | 128519.4722 | 0 | 0 | 0 | 0 | 0 | 0 | 0 | 0 | 0 | 0
2016-08-01 18:00 | 0 | 0 | 0 | 0 | 0 | 287644.5167 | 754050.7972 | 652822 | 0 | 0 | 0 | 0 | 57166.2739 | 0 | 0 | 0 | 0 | 0 | 0 | 6994331.7592 | 0 | 0 | 0 | 0 | 0 | 0 | 0 | 0 | 0 | 0 | 0 | 0 | 57166.2739 | 0 | 0 | 0 | 0 | 0 | 0 | 0 | 0 | 331707.04 | 0 | 0 | 0 | 0 | 0 | 0 | 0 | 0 | 0 | 0
2016-08-01 19:00 | 0 | 0 | 0 | 0 | 0 | 2160.9599 | 734703.9905 | 666006 | 0 | 0 | 0 | 0 | 128025.2243 | 0 | 0 | 0 | 0 | 0 | 0 | 6994331.7592 | 0 | 0 | 0 | 0 | 0 | 0 | 0 | 0 | 0 | 0 | 0 | 0 | 70858.9504 | 0 | 0 | 0 | 0 | 0 | 0 | 0 | 0 | 0 | 0 | 0 | 0 | 0 | 0 | 0 | 0 | 0 | 0 | 0
2016-08-01 20:00 | 0 | 0 | 0 | 0 | 0 | 33702.3687 | 711766.5817 | 674610 | 0 | 0 | 0 | 0 | 198884.1747 | 0 | 0 | 0 | 0 | 0 | 0 | 6994331.7592 | 0 | 0 | 0 | 0 | 0 | 0 | 0 | 0 | 0 | 0 | 0 | 0 | 70858.9504 | 0 | 0 | 0 | 0 | 0 | 0 | 0 | 0 | 0 | 0 | 0 | 0 | 0 | 0 | 0 | 0 | 0 | 0 | 0
2016-08-01 21:00 | 0 | 0 | 0 | 0 | 0 | 1826.0914 | 675218.9086 | 677045 | 0 | 0 | 0 | 0 | 198884.1747 | 0 | 0 | 0 | 0 | 0 | 0 | 6994331.7592 | 0 | 0 | 0 | 0 | 0 | 0 | 0 | 0 | 0 | 0 | 0 | 0 | 0 | 0 | 0 | 0 | 0 | 0 | 0 | 0 | 0 | 0 | 0 | 0 | 0 | 0 | 0 | 0 | 0 | 0 | 0 | 0
2016-08-01 22:00 | 0 | 0 | 0 | 0 | 0 | 277564.7203 | 622264.2146 | 670787 | 0 | 0 | 0 | 0 | 128025.2243 | 0 | 0 | 0 | 0 | 0 | 0 | 7294232.6445 | 0 | 0 | 0 | 0 | 0 | 0 | 0 | 0 | 0 | 0 | 0 | 0 | -70858.9504 | 0 | 0 | 0 | 0 | 0 | 0 | 0 | 0 | 299900.8853 | 0 | 0 | 0 | 0 | 0 | 0 | 0 | 0 | 0 | 0
2016-08-01 23:00 | 0 | 0 | 0 | 0 | 0 | 167022.2102 | 529404.7187 | 657844 | 0 | 0 | 0 | 0 | 166608.1532 | 0 | 0 | 0 | 0 | 0 | 0 | 7294232.6445 | 0 | 0 | 0 | 0 | 0 | 0 | 0 | 0 | 0 | 0 | 0 | 0 | 38582.9289 | 0 | 0 | 0 | 0 | 0 | 0 | 0 | 0 | 0 | 0 | 0 | 0 | 0 | 0 | 0 | 0 | 0 | 0 | 0
2016-08-02 | 0 | 0 | 0 | 0 | 0 | 187188.1839 | 383287.8657 | 641335 | 0 | 0 | 0 | 0 | 95749.2028 | 0 | 0 | 0 | 0 | 0 | 0 | 7294232.6445 | 0 | 0 | 0 | 0 | 0 | 0 | 0 | 0 | 0 | 0 | 0 | 0 | -70858.9504 | 0 | 0 | 0 | 0 | 0 | 0 | 0 | 0 | 292250.2184 | 292250.2184 | 0 | 0 | 0 | 0 | 0 | 0 | 0 | 0 | 0
2016-08-02 01:00 | 0 | 0 | 0 | 0 | 0 | 473624.0707 | 180149.9646 | 622717 | 0 | 0 | 0 | 0 | 126806.2381 | 0 | 0 | 0 | 0 | 0 | 0 | 7294232.6445 | 0 | 0 | 0 | 0 | 0 | 0 | 0 | 0 | 0 | 0 | 0 | 0 | 31057.0353 | 0 | 0 | 0 | 0 | 0 | 0 | 0 | 0 | 292250.2184 | 292250.2184 | 0 | 0 | 0 | 0 | 0 | 0 | 0 | 0 | 0
2016-08-02 02:00 | 0 | 0 | 0 | 0 | 0 | 537235.1052 | 8441.8793 | 592757 | 0 | 0 | 0 | 0 | 128025.2243 | 0 | 0 | 0 | 0 | 0 | 0 | 7245933.6428 | 0 | 0 | 0 | 0 | 0 | 0 | 0 | 0 | 0 | 0 | 0 | 0 | 1218.9862 | 0 | 0 | 0 | 0 | 0 | 0 | 0 | 0 | 243951.2167 | 292250.2184 | 0 | 0 | 0 | 0 | 0 | 0 | 0 | 0 | 0
2016-08-02 03:00 | 0 | 0 | 0 | 0 | 0 | 531977.0513 | 0 | 554537 | 0 | 0 | 0 | 0 | 57166.2739 | 0 | 0 | 0 | 0 | 0 | 0 | 7294232.6445 | 0 | 0 | 0 | 0 | 0 | 0 | 0 | 0 | 0 | 0 | 0 | 0 | -70858.9504 | 0 | 0 | 0 | 0 | 0 | 0 | 0 | 0 | 331707.04 | 283408.0383 | 0 | 0 | 0 | 0 | 0 | 0 | 0 | 0 | 0
2016-08-02 04:00 | 0 | 0 | 0 | 0 | 0 | 295300.732 | 0 | 516692 | 0 | 0 | 0 | 0 | 128025.2243 | 0 | 0 | 0 | 0 | 0 | 0 | 7001982.4261 | 0 | 0 | 0 | 0 | 0 | 0 | 0 | 0 | 0 | 0 | 0 | 0 | 70858.9504 | 0 | 0 | 0 | 0 | 0 | 0 | 0 | 0 | 0 | 292250.2184 | 0 | 0 | 0 | 0 | 0 | 0 | 0 | 0 | 0
2016-08-02 05:00 | 0 | 0 | 0 | 0 | 0 | 452466.0163 | 0 | 485217 | 0 | 0 | 0 | 0 | 198884.1747 | 0 | 0 | 0 | 0 | 0 | 0 | 6898372.492 | 0 | 0 | 0 | 0 | 0 | 0 | 0 | 0 | 0 | 0 | 0 | 0 | 70858.9504 | 0 | 0 | 0 | 0 | 0 | 0 | 0 | 0 | 188640.2843 | 292250.2184 | 0 | 0 | 0 | 0 | 0 | 0 | 0 | 0 | 0
2016-08-02 06:00 | 0 | 0 | 0 | 0 | 0 | 96526.8312 | 0 | 459636 | 0 | 0 | 0 | 0 | 128025.2243 | 0 | 0 | 0 | 0 | 0 | 0 | 6606122.2737 | 0 | 0 | 0 | 0 | 0 | 0 | 0 | 0 | 0 | 0 | 0 | 0 | -70858.9504 | 0 | 0 | 0 | 0 | 0 | 0 | 0 | 0 | 0 | 292250.2184 | 0 | 0 | 0 | 0 | 0 | 0 | 0 | 0 | 0
2016-08-02 07:00 | 0 | 0 | 0 | 0 | 0 | 402509.5099 | 0 | 441125 | 0 | 0 | 0 | 0 | 57166.2739 | 0 | 0 | 0 | 0 | 0 | 0 | 6638365.734 | 0 | 0 | 0 | 0 | 0 | 0 | 0 | 0 | 0 | 0 | 0 | 0 | -70858.9504 | 0 | 0 | 0 | 0 | 0 | 0 | 0 | 0 | 324493.6787 | 292250.2184 | 0 | 0 | 0 | 0 | 0 | 0 | 0 | 0 | 0
2016-08-02 08:00 | 0 | 0 | 0 | 0 | 0 | 392375.9836 | 0 | 432409 | 0 | 0 | 0 | 0 | 128025.2243 | 0 | 0 | 0 | 0 | 0 | 0 | 6527473.7672 | 0 | 0 | 0 | 0 | 0 | 0 | 0 | 0 | 0 | 0 | 0 | 0 | 70858.9504 | 0 | 0 | 0 | 0 | 0 | 0 | 0 | 0 | 181358.2516 | 292250.2184 | 0 | 0 | 0 | 0 | 0 | 0 | 0 | 0 | 0
2016-08-02 09:00 | 0 | 0 | 0 | 0 | 0 | 358191.6645 | 0 | 435990 | 0 | 0 | 0 | 0 | 198884.1747 | 0 | 0 | 0 | 0 | 0 | 0 | 6378816.4813 | 0 | 0 | 0 | 0 | 0 | 0 | 0 | 0 | 0 | 0 | 0 | 0 | 70858.9504 | 0 | 0 | 0 | 0 | 0 | 0 | 0 | 0 | 143592.9325 | 292250.2184 | 0 | 0 | 0 | 0 | 0 | 0 | 0 | 0 | 0
2016-08-02 10:00 | 0 | 0 | 0 | 0 | 0 | 88162.8312 | 0 | 451272 | 0 | 0 | 0 | 0 | 128025.2243 | 0 | 0 | 0 | 0 | 0 | 0 | 6086566.2629 | 0 | 0 | 0 | 0 | 0 | 0 | 0 | 0 | 0 | 0 | 0 | 0 | -70858.9504 | 0 | 0 | 0 | 0 | 0 | 0 | 0 | 0 | 0 | 292250.2184 | 0 | 0 | 0 | 0 | 0 | 0 | 0 | 0 | 0
2016-08-02 11:00 | 0 | 0 | 0 | 0 | 0 | 268963.4058 | 0 | 468913 | 0 | 0 | 0 | 0 | 57166.2739 | 0 | 0 | 0 | 0 | 0 | 0 | 5957475.6191 | 0 | 0 | 0 | 0 | 0 | 0 | 0 | 0 | 0 | 0 | 0 | 0 | -70858.9504 | 0 | 0 | 0 | 0 | 0 | 0 | 0 | 0 | 163159.5746 | 292250.2184 | 0 | 0 | 0 | 0 | 0 | 0 | 0 | 0 | 0
2016-08-02 12:00 | 0 | 0 | 0 | 0 | 0 | 155060.7796 | 50650.2514 | 489949 | 0 | 0 | 0 | 0 | 65178.5232 | 0 | 0 | 0 | 0 | 0 | 0 | 5665225.4008 | 0 | 0 | 0 | 0 | 0 | 0 | 0 | 0 | 0 | 0 | 0 | 0 | 8012.2494 | 0 | 0 | 0 | 0 | 0 | 0 | 0 | 0 | 0 | 292250.2184 | 0 | 0 | 0 | 0 | 0 | 0 | 0 | 0 | 0
2016-08-02 13:00 | 0 | 0 | 0 | 0 | 0 | 116141.435 | 335979.6958 | 517096 | 0 | 0 | 0 | 0 | 136037.4736 | 0 | 0 | 0 | 0 | 0 | 0 | 5529391.5811 | 0 | 0 | 0 | 0 | 0 | 0 | 0 | 0 | 0 | 0 | 0 | 0 | 70858.9504 | 0 | 0 | 0 | 0 | 0 | 0 | 0 | 0 | 156416.3988 | 292250.2184 | 0 | 0 | 0 | 0 | 0 | 0 | 0 | 0 | 0
2016-08-02 14:00 | 0 | 0 | 0 | 0 | 0 | 124953.5086 | 579842.7201 | 549361 | 0 | 0 | 0 | 0 | 198884.1747 | 0 | 0 | 0 | 0 | 0 | 0 | 5621980.1088 | 0 | 0 | 0 | 0 | 0 | 0 | 0 | 0 | 0 | 0 | 0 | 0 | 62846.701 | 0 | 0 | 0 | 0 | 0 | 0 | 0 | 0 | 92588.5277 | 0 | 0 | 0 | 0 | 0 | 0 | 0 | 0 | 0 | 0
2016-08-02 15:00 | 0 | 0 | 0 | 0 | 0 | 111677.3454 | 705151.413 | 581580 | 0 | 0 | 0 | 0 | 198884.1747 | 0 | 0 | 0 | 0 | 0 | 0 | 5857228.8673 | 0 | 0 | 0 | 0 | 0 | 0 | 0 | 0 | 0 | 0 | 0 | 0 | 0 | 0 | 0 | 0 | 0 | 0 | 0 | 0 | 0 | 235248.7584 | 0 | 0 | 0 | 0 | 0 | 0 | 0 | 0 | 0 | 0
2016-08-02 16:00 | 0 | 0 | 0 | 0 | 0 | 87949.4206 | 751146.7154 | 609773 | 0 | 0 | 0 | 0 | 128025.2243 | 0 | 0 | 0 | 0 | 0 | 0 | 6157410.9537 | 0 | 0 | 0 | 0 | 0 | 0 | 0 | 0 | 0 | 0 | 0 | 0 | -70858.9504 | 0 | 0 | 0 | 0 | 0 | 0 | 0 | 0 | 300182.0864 | 0 | 0 | 0 | 0 | 0 | 0 | 0 | 0 | 0 | 0
2016-08-02 17:00 | 0 | 0 | 0 | 0 | 0 | 0 | 753961.5651 | 634098 | 0 | 0 | 0 | 0 | 198884.1747 | 0 | 0 | 0 | 0 | 0 | 0 | 6206415.5684 | 0 | 0 | 0 | 0 | 0 | 0 | 0 | 0 | 0 | 0 | 0 | 0 | 70858.9504 | 0 | 0 | 0 | 0 | 0 | 0 | 0 | 0 | 49004.6147 | 0 | 0 | 0 | 0 | 0 | 0 | 0 | 0 | 0 | 0
2016-08-02 18:00 | 0 | 0 | 0 | 0 | 0 | 0 | 735464.7168 | 653280 | 0 | 0 | 0 | 0 | 128025.2243 | 0 | 0 | 0 | 0 | 0 | 0 | 6359459.2356 | 0 | 0 | 0 | 0 | 0 | 0 | 0 | 0 | 0 | 0 | 0 | 0 | -70858.9504 | 0 | 0 | 0 | 0 | 0 | 0 | 0 | 0 | 153043.6672 | 0 | 0 | 0 | 0 | 0 | 0 | 0 | 0 | 0 | 0
2016-08-02 19:00 | 0 | 0 | 0 | 0 | 0 | 0 | 705130.7459 | 663366 | 0 | 0 | 0 | 0 | 169789.9702 | 0 | 0 | 0 | 0 | 0 | 0 | 6359459.2356 | 0 | 0 | 0 | 0 | 0 | 0 | 0 | 0 | 0 | 0 | 0 | 0 | 41764.7459 | 0 | 0 | 0 | 0 | 0 | 0 | 0 | 0 | 0 | 0 | 0 | 0 | 0 | 0 | 0 | 0 | 0 | 0 | 0
2016-08-02 20:00 | 0 | 0 | 0 | 0 | 0 | 0 | 671703.207 | 670381 | 0 | 0 | 0 | 0 | 171112.1772 | 0 | 0 | 0 | 0 | 0 | 0 | 6359459.2356 | 0 | 0 | 0 | 0 | 0 | 0 | 0 | 0 | 0 | 0 | 0 | 0 | 1322.207 | 0 | 0 | 0 | 0 | 0 | 0 | 0 | 0 | 0 | 0 | 0 | 0 | 0 | 0 | 0 | 0 | 0 | 0 | 0
2016-08-02 21:00 | 0 | 0 | 0 | 0 | 0 | 0 | 630718.3581 | 672154 | 0 | 0 | 0 | 0 | 129676.5353 | 0 | 0 | 0 | 0 | 0 | 0 | 6359459.2356 | 0 | 0 | 0 | 0 | 0 | 0 | 0 | 0 | 0 | 0 | 0 | 0 | -41435.6419 | 0 | 0 | 0 | 0 | 0 | 0 | 0 | 0 | 0 | 0 | 0 | 0 | 0 | 0 | 0 | 0 | 0 | 0 | 0
2016-08-02 22:00 | 0 | 0 | 0 | 0 | 0 | 0 | 576859.7578 | 666562 | 0 | 0 | 0 | 0 | 58817.5849 | 0 | 0 | 0 | 0 | 0 | 0 | 6340615.9438 | 0 | 0 | 0 | 0 | 0 | 0 | 0 | 0 | 0 | 0 | 0 | 0 | -70858.9504 | 0 | 0 | 0 | 0 | 0 | 0 | 0 | 0 | 273406.9266 | 292250.2184 | 0 | 0 | 0 | 0 | 0 | 0 | 0 | 0 | 0
2016-08-02 23:00 | 0 | 0 | 0 | 0 | 0 | 0 | 498753.0238 | 652378 | 0 | 0 | 0 | 0 | 70858.9504 | 0 | 0 | 0 | 0 | 0 | 0 | 6174949.6021 | 0 | 0 | 0 | 0 | 0 | 0 | 0 | 0 | 0 | 0 | 0 | 0 | 12041.3655 | 0 | 0 | 0 | 0 | 0 | 0 | 0 | 0 | 126583.8767 | 292250.2184 | 0 | 0 | 0 | 0 | 0 | 0 | 0 | 0 | 0
2016-08-03 | 0 | 0 | 0 | 0 | 0 | 192641.6749 | 370900.3583 | 635814 | 0 | 0 | 0 | 0 | 0 | 0 | 0 | 0 | 0 | 0 | 0 | 6173536.5858 | 0 | 0 | 0 | 0 | 0 | 0 | 0 | 0 | 0 | 0 | 0 | 0 | -70858.9504 | 0 | 0 | 0 | 0 | 0 | 0 | 0 | 0 | 290837.2021 | 292250.2184 | 0 | 0 | 0 | 0 | 0 | 0 | 0 | 0 | 0
2016-08-03 01:00 | 0 | 0 | 0 | 0 | 0 | 342127.5933 | 183186.9894 | 617329 | 0 | 0 | 0 | 0 | 70858.9504 | 0 | 0 | 0 | 0 | 0 | 0 | 6010663.2181 | 0 | 0 | 0 | 0 | 0 | 0 | 0 | 0 | 0 | 0 | 0 | 0 | 70858.9504 | 0 | 0 | 0 | 0 | 0 | 0 | 0 | 0 | 129376.8507 | 292250.2184 | 0 | 0 | 0 | 0 | 0 | 0 | 0 | 0 | 0
2016-08-03 02:00 | 0 | 0 | 0 | 0 | 0 | 434692.4912 | 8388.0101 | 587534 | 0 | 0 | 0 | 0 | 0 | 0 | 0 | 0 | 0 | 0 | 0 | 5937068.6698 | 0 | 0 | 0 | 0 | 0 | 0 | 0 | 0 | 0 | 0 | 0 | 0 | -70858.9504 | 0 | 0 | 0 | 0 | 0 | 0 | 0 | 0 | 218655.6701 | 292250.2184 | 0 | 0 | 0 | 0 | 0 | 0 | 0 | 0 | 0
2016-08-03 03:00 | 0 | 0 | 0 | 0 | 0 | 450118.8951 | 0 | 548730 | 0 | 0 | 0 | 0 | 57166.2739 | 0 | 0 | 0 | 0 | 0 | 0 | 5781291.291 | 0 | 0 | 0 | 0 | 0 | 0 | 0 | 0 | 0 | 0 | 0 | 0 | 57166.2739 | 0 | 0 | 0 | 0 | 0 | 0 | 0 | 0 | 136472.8396 | 292250.2184 | 0 | 0 | 0 | 0 | 0 | 0 | 0 | 0 | 0
2016-08-03 04:00 | 0 | 0 | 0 | 0 | 0 | 436209.1933 | 0 | 512360 | 0 | 0 | 0 | 0 | 128025.2243 | 0 | 0 | 0 | 0 | 0 | 0 | 5634281.5339 | 0 | 0 | 0 | 0 | 0 | 0 | 0 | 0 | 0 | 0 | 0 | 0 | 70858.9504 | 0 | 0 | 0 | 0 | 0 | 0 | 0 | 0 | 145240.4613 | 292250.2184 | 0 | 0 | 0 | 0 | 0 | 0 | 0 | 0 | 0
2016-08-03 05:00 | 0 | 0 | 0 | 0 | 0 | 418397.7574 | 0 | 481561 | 0 | 0 | 0 | 0 | 198884.1747 | 0 | 0 | 0 | 0 | 0 | 0 | 5500259.3409 | 0 | 0 | 0 | 0 | 0 | 0 | 0 | 0 | 0 | 0 | 0 | 0 | 70858.9504 | 0 | 0 | 0 | 0 | 0 | 0 | 0 | 0 | 158228.0254 | 292250.2184 | 0 | 0 | 0 | 0 | 0 | 0 | 0 | 0 | 0
2016-08-03 06:00 | 0 | 0 | 0 | 0 | 0 | 405956.7473 | 0 | 456311 | 0 | 0 | 0 | 0 | 198884.1747 | 0 | 0 | 0 | 0 | 0 | 0 | 5449905.0881 | 0 | 0 | 0 | 0 | 0 | 0 | 0 | 0 | 0 | 0 | 0 | 0 | 0 | 0 | 0 | 0 | 0 | 0 | 0 | 0 | 0 | 241895.9656 | 292250.2184 | 0 | 0 | 0 | 0 | 0 | 0 | 0 | 0 | 0
2016-08-03 07:00 | 0 | 0 | 0 | 0 | 0 | 387558.2733 | 0 | 438423 | 0 | 0 | 0 | 0 | 128025.2243 | 0 | 0 | 0 | 0 | 0 | 0 | 5469899.3119 | 0 | 0 | 0 | 0 | 0 | 0 | 0 | 0 | 0 | 0 | 0 | 0 | -70858.9504 | 0 | 0 | 0 | 0 | 0 | 0 | 0 | 0 | 312244.4421 | 292250.2184 | 0 | 0 | 0 | 0 | 0 | 0 | 0 | 0 | 0
2016-08-03 08:00 | 0 | 0 | 0 | 0 | 0 | 66272.8312 | 0 | 429382 | 0 | 0 | 0 | 0 | 57166.2739 | 0 | 0 | 0 | 0 | 0 | 0 | 5177649.0935 | 0 | 0 | 0 | 0 | 0 | 0 | 0 | 0 | 0 | 0 | 0 | 0 | -70858.9504 | 0 | 0 | 0 | 0 | 0 | 0 | 0 | 0 | 0 | 292250.2184 | 0 | 0 | 0 | 0 | 0 | 0 | 0 | 0 | 0
2016-08-03 09:00 | 0 | 0 | 0 | 0 | 0 | 348054.3091 | 0 | 432012 | 0 | 0 | 0 | 0 | 0 | 0 | 0 | 0 | 0 | 0 | 0 | 5150857.6765 | 0 | 0 | 0 | 0 | 0 | 0 | 0 | 0 | 0 | 0 | 0 | 0 | -57166.2739 | 0 | 0 | 0 | 0 | 0 | 0 | 0 | 0 | 265458.8013 | 292250.2184 | 0 | 0 | 0 | 0 | 0 | 0 | 0 | 0 | 0
2016-08-03 10:00 | 0 | 0 | 0 | 0 | 0 | 225498.732 | 0 | 446890 | 0 | 0 | 0 | 0 | 70858.9504 | 0 | 0 | 0 | 0 | 0 | 0 | 4858607.4581 | 0 | 0 | 0 | 0 | 0 | 0 | 0 | 0 | 0 | 0 | 0 | 0 | 70858.9504 | 0 | 0 | 0 | 0 | 0 | 0 | 0 | 0 | 0 | 292250.2184 | 0 | 0 | 0 | 0 | 0 | 0 | 0 | 0 | 0
2016-08-03 11:00 | 0 | 0 | 0 | 0 | 0 | 320327.898 | 0 | 465284 | 0 | 0 | 0 | 0 | 141717.9008 | 0 | 0 | 0 | 0 | 0 | 0 | 4642792.4057 | 0 | 0 | 0 | 0 | 0 | 0 | 0 | 0 | 0 | 0 | 0 | 0 | 70858.9504 | 0 | 0 | 0 | 0 | 0 | 0 | 0 | 0 | 76435.166 | 292250.2184 | 0 | 0 | 0 | 0 | 0 | 0 | 0 | 0 | 0
2016-08-03 12:00 | 0 | 0 | 0 | 0 | 0 | 224530.0368 | 41252.7151 | 486959 | 0 | 0 | 0 | 0 | 198884.1747 | 0 | 0 | 0 | 0 | 0 | 0 | 4364449.8837 | 0 | 0 | 0 | 0 | 0 | 0 | 0 | 0 | 0 | 0 | 0 | 0 | 57166.2739 | 0 | 0 | 0 | 0 | 0 | 0 | 0 | 0 | 13907.6964 | 292250.2184 | 0 | 0 | 0 | 0 | 0 | 0 | 0 | 0 | 0
2016-08-03 13:00 | 0 | 0 | 0 | 0 | 0 | 212848.122 | 291073.0271 | 514567 | 0 | 0 | 0 | 0 | 198884.1747 | 0 | 0 | 0 | 0 | 0 | 0 | 4353804.0328 | 0 | 0 | 0 | 0 | 0 | 0 | 0 | 0 | 0 | 0 | 0 | 0 | 0 | 0 | 0 | 0 | 0 | 0 | 0 | 0 | 0 | 281604.3675 | 292250.2184 | 0 | 0 | 0 | 0 | 0 | 0 | 0 | 0 | 0
2016-08-03 14:00 | 0 | 0 | 0 | 0 | 0 | 0 | 515055.6688 | 547136 | 0 | 0 | 0 | 0 | 166803.8435 | 0 | 0 | 0 | 0 | 0 | 0 | 4353804.0328 | 0 | 0 | 0 | 0 | 0 | 0 | 0 | 0 | 0 | 0 | 0 | 0 | -32080.3312 | 0 | 0 | 0 | 0 | 0 | 0 | 0 | 0 | 0 | 0 | 0 | 0 | 0 | 0 | 0 | 0 | 0 | 0 | 0
2016-08-03 15:00 | 0 | 0 | 0 | 0 | 0 | 0 | 657537.3276 | 580434 | 0 | 0 | 0 | 0 | 198884.1747 | 0 | 0 | 0 | 0 | 0 | 0 | 4398827.0293 | 0 | 0 | 0 | 0 | 0 | 0 | 0 | 0 | 0 | 0 | 0 | 0 | 32080.3312 | 0 | 0 | 0 | 0 | 0 | 0 | 0 | 0 | 45022.9965 | 0 | 0 | 0 | 0 | 0 | 0 | 0 | 0 | 0 | 0
2016-08-03 16:00 | 0 | 0 | 0 | 0 | 0 | 0 | 723186.3358 | 610440 | 0 | 0 | 0 | 0 | 128025.2243 | 0 | 0 | 0 | 0 | 0 | 0 | 4582432.3155 | 0 | 0 | 0 | 0 | 0 | 0 | 0 | 0 | 0 | 0 | 0 | 0 | -70858.9504 | 0 | 0 | 0 | 0 | 0 | 0 | 0 | 0 | 183605.2862 | 0 | 0 | 0 | 0 | 0 | 0 | 0 | 0 | 0 | 0
2016-08-03 17:00 | 0 | 0 | 0 | 0 | 0 | 306954.1125 | 731635.8779 | 636024 | 0 | 0 | 0 | 0 | 198884.1747 | 0 | 0 | 0 | 0 | 0 | 0 | 4914139.3555 | 0 | 0 | 0 | 0 | 0 | 0 | 0 | 0 | 0 | 0 | 0 | 0 | 70858.9504 | 0 | 0 | 0 | 0 | 0 | 0 | 0 | 0 | 331707.04 | 0 | 0 | 0 | 0 | 0 | 0 | 0 | 0 | 0 | 0
2016-08-03 18:00 | 0 | 0 | 0 | 0 | 0 | 0 | 717625.5898 | 656420 | 0 | 0 | 0 | 0 | 128025.2243 | 0 | 0 | 0 | 0 | 0 | 0 | 5046203.8957 | 0 | 0 | 0 | 0 | 0 | 0 | 0 | 0 | 0 | 0 | 0 | 0 | -70858.9504 | 0 | 0 | 0 | 0 | 0 | 0 | 0 | 0 | 132064.5402 | 0 | 0 | 0 | 0 | 0 | 0 | 0 | 0 | 0 | 0
2016-08-03 19:00 | 0 | 0 | 0 | 0 | 0 | 49367.2634 | 692968.687 | 671477 | 0 | 0 | 0 | 0 | 198884.1747 | 0 | 0 | 0 | 0 | 0 | 0 | 5046203.8957 | 0 | 0 | 0 | 0 | 0 | 0 | 0 | 0 | 0 | 0 | 0 | 0 | 70858.9504 | 0 | 0 | 0 | 0 | 0 | 0 | 0 | 0 | 0 | 0 | 0 | 0 | 0 | 0 | 0 | 0 | 0 | 0 | 0
2016-08-03 20:00 | 0 | 0 | 0 | 0 | 0 | 0 | 663654.1267 | 681036 | 0 | 0 | 0 | 0 | 181502.3013 | 0 | 0 | 0 | 0 | 0 | 0 | 5046203.8957 | 0 | 0 | 0 | 0 | 0 | 0 | 0 | 0 | 0 | 0 | 0 | 0 | -17381.8733 | 0 | 0 | 0 | 0 | 0 | 0 | 0 | 0 | 0 | 0 | 0 | 0 | 0 | 0 | 0 | 0 | 0 | 0 | 0
2016-08-03 21:00 | 0 | 0 | 0 | 0 | 0 | 0 | 625600.9618 | 683380 | 0 | 0 | 0 | 0 | 123723.2631 | 0 | 0 | 0 | 0 | 0 | 0 | 5046203.8957 | 0 | 0 | 0 | 0 | 0 | 0 | 0 | 0 | 0 | 0 | 0 | 0 | -57779.0382 | 0 | 0 | 0 | 0 | 0 | 0 | 0 | 0 | 0 | 0 | 0 | 0 | 0 | 0 | 0 | 0 | 0 | 0 | 0
2016-08-03 22:00 | 0 | 0 | 0 | 0 | 0 | 29683.2249 | 577263.8247 | 677806 | 0 | 0 | 0 | 0 | 52864.3127 | 0 | 0 | 0 | 0 | 0 | 0 | 5046203.8957 | 0 | 0 | 0 | 0 | 0 | 0 | 0 | 0 | 0 | 0 | 0 | 0 | -70858.9504 | 0 | 0 | 0 | 0 | 0 | 0 | 0 | 0 | 0 | 0 | 0 | 0 | 0 | 0 | 0 | 0 | 0 | 0 | 0
2016-08-03 23:00 | 0 | 0 | 0 | 0 | 0 | 478474.1389 | 485849.4497 | 663640 | 0 | 0 | 0 | 0 | 123723.2631 | 0 | 0 | 0 | 0 | 0 | 0 | 5276028.5339 | 0 | 0 | 0 | 0 | 0 | 0 | 0 | 0 | 0 | 0 | 0 | 0 | 70858.9504 | 0 | 0 | 0 | 0 | 0 | 0 | 0 | 0 | 229824.6382 | 0 | 0 | 0 | 0 | 0 | 0 | 0 | 0 | 0 | 0
2016-08-04 | 0 | 0 | 0 | 0 | 0 | 538703.3314 | 349048.9795 | 647265 | 0 | 0 | 0 | 0 | 70858.9504 | 0 | 0 | 0 | 0 | 0 | 0 | 5569380.1576 | 0 | 0 | 0 | 0 | 0 | 0 | 0 | 0 | 0 | 0 | 0 | 0 | -52864.3127 | 0 | 0 | 0 | 0 | 0 | 0 | 0 | 0 | 293351.6237 | 0 | 0 | 0 | 0 | 0 | 0 | 0 | 0 | 0 | 0
2016-08-04 01:00 | 0 | 0 | 0 | 0 | 0 | 680625.3241 | 162933.2194 | 629193 | 0 | 0 | 0 | 0 | 0 | 0 | 0 | 0 | 0 | 0 | 0 | 5854604.6514 | 0 | 0 | 0 | 0 | 0 | 0 | 0 | 0 | 0 | 0 | 0 | 0 | -70858.9504 | 0 | 0 | 0 | 0 | 0 | 0 | 0 | 0 | 285224.4939 | 0 | 0 | 0 | 0 | 0 | 0 | 0 | 0 | 0 | 0
2016-08-04 02:00 | 0 | 0 | 0 | 0 | 0 | 628727.1164 | 7916.7052 | 597187 | 0 | 0 | 0 | 0 | 0 | 0 | 0 | 0 | 0 | 0 | 0 | 5894061.4731 | 0 | 0 | 0 | 0 | 0 | 0 | 0 | 0 | 0 | 0 | 0 | 0 | 0 | 0 | 0 | 0 | 0 | 0 | 0 | 0 | 0 | 331707.04 | 292250.2184 | 0 | 0 | 0 | 0 | 0 | 0 | 0 | 0 | 0
2016-08-04 03:00 | 0 | 0 | 0 | 0 | 0 | 668672.772 | 0 | 558357 | 0 | 0 | 0 | 0 | 70858.9504 | 0 | 0 | 0 | 0 | 0 | 0 | 5933518.2947 | 0 | 0 | 0 | 0 | 0 | 0 | 0 | 0 | 0 | 0 | 0 | 0 | 70858.9504 | 0 | 0 | 0 | 0 | 0 | 0 | 0 | 0 | 331707.04 | 292250.2184 | 0 | 0 | 0 | 0 | 0 | 0 | 0 | 0 | 0
2016-08-04 04:00 | 0 | 0 | 0 | 0 | 0 | 592185.9504 | 0 | 521327 | 0 | 0 | 0 | 0 | 141717.9008 | 0 | 0 | 0 | 0 | 0 | 0 | 5933518.2947 | 0 | 0 | 0 | 0 | 0 | 0 | 0 | 0 | 0 | 0 | 0 | 0 | 70858.9504 | 0 | 0 | 0 | 0 | 0 | 0 | 0 | 0 | 0 | 0 | 0 | 0 | 0 | 0 | 0 | 0 | 0 | 0 | 0
2016-08-04 05:00 | 0 | 0 | 0 | 0 | 0 | 547715.2739 | 0 | 490549 | 0 | 0 | 0 | 0 | 198884.1747 | 0 | 0 | 0 | 0 | 0 | 0 | 5933518.2947 | 0 | 0 | 0 | 0 | 0 | 0 | 0 | 0 | 0 | 0 | 0 | 0 | 57166.2739 | 0 | 0 | 0 | 0 | 0 | 0 | 0 | 0 | 0 | 0 | 0 | 0 | 0 | 0 | 0 | 0 | 0 | 0 | 0
2016-08-04 06:00 | 0 | 0 | 0 | 0 | 0 | 391196.0496 | 0 | 462055 | 0 | 0 | 0 | 0 | 128025.2243 | 0 | 0 | 0 | 0 | 0 | 0 | 5933518.2947 | 0 | 0 | 0 | 0 | 0 | 0 | 0 | 0 | 0 | 0 | 0 | 0 | -70858.9504 | 0 | 0 | 0 | 0 | 0 | 0 | 0 | 0 | 0 | 0 | 0 | 0 | 0 | 0 | 0 | 0 | 0 | 0 | 0
2016-08-04 07:00 | 0 | 0 | 0 | 0 | 0 | 513890.9504 | 0 | 443032 | 0 | 0 | 0 | 0 | 198884.1747 | 0 | 0 | 0 | 0 | 0 | 0 | 5933518.2947 | 0 | 0 | 0 | 0 | 0 | 0 | 0 | 0 | 0 | 0 | 0 | 0 | 70858.9504 | 0 | 0 | 0 | 0 | 0 | 0 | 0 | 0 | 0 | 0 | 0 | 0 | 0 | 0 | 0 | 0 | 0 | 0 | 0
2016-08-04 08:00 | 0 | 0 | 0 | 0 | 0 | 416135.5477 | 0 | 433845 | 0 | 0 | 0 | 0 | 141717.9008 | 0 | 0 | 0 | 0 | 0 | 0 | 5972975.1163 | 0 | 0 | 0 | 0 | 0 | 0 | 0 | 0 | 0 | 0 | 0 | 0 | -57166.2739 | 0 | 0 | 0 | 0 | 0 | 0 | 0 | 0 | 331707.04 | 292250.2184 | 0 | 0 | 0 | 0 | 0 | 0 | 0 | 0 | 0
2016-08-04 09:00 | 0 | 0 | 0 | 0 | 0 | 73886.8312 | 0 | 436996 | 0 | 0 | 0 | 0 | 70858.9504 | 0 | 0 | 0 | 0 | 0 | 0 | 5680724.8979 | 0 | 0 | 0 | 0 | 0 | 0 | 0 | 0 | 0 | 0 | 0 | 0 | -70858.9504 | 0 | 0 | 0 | 0 | 0 | 0 | 0 | 0 | 0 | 292250.2184 | 0 | 0 | 0 | 0 | 0 | 0 | 0 | 0 | 0
2016-08-04 10:00 | 0 | 0 | 0 | 0 | 0 | 421549.8712 | 0 | 452952 | 0 | 0 | 0 | 0 | 0 | 0 | 0 | 0 | 0 | 0 | 0 | 5720181.7195 | 0 | 0 | 0 | 0 | 0 | 0 | 0 | 0 | 0 | 0 | 0 | 0 | -70858.9504 | 0 | 0 | 0 | 0 | 0 | 0 | 0 | 0 | 331707.04 | 292250.2184 | 0 | 0 | 0 | 0 | 0 | 0 | 0 | 0 | 0
2016-08-04 11:00 | 0 | 0 | 0 | 0 | 0 | 477359.0083 | 0 | 471032 | 0 | 0 | 0 | 0 | 70858.9504 | 0 | 0 | 0 | 0 | 0 | 0 | 5655649.7774 | 0 | 0 | 0 | 0 | 0 | 0 | 0 | 0 | 0 | 0 | 0 | 0 | 70858.9504 | 0 | 0 | 0 | 0 | 0 | 0 | 0 | 0 | 227718.2763 | 292250.2184 | 0 | 0 | 0 | 0 | 0 | 0 | 0 | 0 | 0
2016-08-04 12:00 | 0 | 0 | 0 | 0 | 0 | 370636.6193 | 44408.6298 | 492757 | 0 | 0 | 0 | 0 | 128025.2243 | 0 | 0 | 0 | 0 | 0 | 0 | 5520771.7527 | 0 | 0 | 0 | 0 | 0 | 0 | 0 | 0 | 0 | 0 | 0 | 0 | 57166.2739 | 0 | 0 | 0 | 0 | 0 | 0 | 0 | 0 | 157372.1937 | 292250.2184 | 0 | 0 | 0 | 0 | 0 | 0 | 0 | 0 | 0
2016-08-04 13:00 | 0 | 0 | 0 | 0 | 0 | 394903.1786 | 289541.4048 | 520777 | 0 | 0 | 0 | 0 | 198884.1747 | 0 | 0 | 0 | 0 | 0 | 0 | 5613580.3857 | 0 | 0 | 0 | 0 | 0 | 0 | 0 | 0 | 0 | 0 | 0 | 0 | 70858.9504 | 0 | 0 | 0 | 0 | 0 | 0 | 0 | 0 | 92808.6331 | 0 | 0 | 0 | 0 | 0 | 0 | 0 | 0 | 0 | 0
2016-08-04 14:00 | 0 | 0 | 0 | 0 | 0 | 0 | 524652.2734 | 554967 | 0 | 0 | 0 | 0 | 168569.448 | 0 | 0 | 0 | 0 | 0 | 0 | 5613580.3857 | 0 | 0 | 0 | 0 | 0 | 0 | 0 | 0 | 0 | 0 | 0 | 0 | -30314.7266 | 0 | 0 | 0 | 0 | 0 | 0 | 0 | 0 | 0 | 0 | 0 | 0 | 0 | 0 | 0 | 0 | 0 | 0 | 0
2016-08-04 15:00 | 0 | 0 | 0 | 0 | 0 | 0 | 662626.6282 | 588187 | 0 | 0 | 0 | 0 | 198884.1747 | 0 | 0 | 0 | 0 | 0 | 0 | 5657705.2873 | 0 | 0 | 0 | 0 | 0 | 0 | 0 | 0 | 0 | 0 | 0 | 0 | 30314.7266 | 0 | 0 | 0 | 0 | 0 | 0 | 0 | 0 | 44124.9015 | 0 | 0 | 0 | 0 | 0 | 0 | 0 | 0 | 0 | 0
2016-08-04 16:00 | 0 | 0 | 0 | 0 | 0 | 0 | 732485.4656 | 616495 | 0 | 0 | 0 | 0 | 128025.2243 | 0 | 0 | 0 | 0 | 0 | 0 | 5844554.7033 | 0 | 0 | 0 | 0 | 0 | 0 | 0 | 0 | 0 | 0 | 0 | 0 | -70858.9504 | 0 | 0 | 0 | 0 | 0 | 0 | 0 | 0 | 186849.416 | 0 | 0 | 0 | 0 | 0 | 0 | 0 | 0 | 0 | 0
2016-08-04 17:00 | 0 | 0 | 0 | 0 | 0 | 143338.8803 | 747286.5158 | 640288 | 0 | 0 | 0 | 0 | 57166.2739 | 0 | 0 | 0 | 0 | 0 | 0 | 6165751.0498 | 0 | 0 | 0 | 0 | 0 | 0 | 0 | 0 | 0 | 0 | 0 | 0 | -70858.9504 | 0 | 0 | 0 | 0 | 0 | 0 | 0 | 0 | 321196.3465 | 0 | 0 | 0 | 0 | 0 | 0 | 0 | 0 | 0 | 0
2016-08-04 18:00 | 0 | 0 | 0 | 0 | 0 | 0 | 734273.0174 | 658458 | 0 | 0 | 0 | 0 | 128025.2243 | 0 | 0 | 0 | 0 | 0 | 0 | 6170707.1168 | 0 | 0 | 0 | 0 | 0 | 0 | 0 | 0 | 0 | 0 | 0 | 0 | 70858.9504 | 0 | 0 | 0 | 0 | 0 | 0 | 0 | 0 | 4956.067 | 0 | 0 | 0 | 0 | 0 | 0 | 0 | 0 | 0 | 0
2016-08-04 19:00 | 0 | 0 | 0 | 0 | 0 | 220052.2016 | 710950.888 | 670155 | 0 | 0 | 0 | 0 | 57166.2739 | 0 | 0 | 0 | 0 | 0 | 0 | 6502414.1567 | 0 | 0 | 0 | 0 | 0 | 0 | 0 | 0 | 0 | 0 | 0 | 0 | -70858.9504 | 0 | 0 | 0 | 0 | 0 | 0 | 0 | 0 | 331707.04 | 0 | 0 | 0 | 0 | 0 | 0 | 0 | 0 | 0 | 0
2016-08-04 20:00 | 0 | 0 | 0 | 0 | 0 | 350159.2488 | 687417.3045 | 676999 | 0 | 0 | 0 | 0 | 128025.2243 | 0 | 0 | 0 | 0 | 0 | 0 | 6792132.7596 | 0 | 0 | 0 | 0 | 0 | 0 | 0 | 0 | 0 | 0 | 0 | 0 | 70858.9504 | 0 | 0 | 0 | 0 | 0 | 0 | 0 | 0 | 289718.6029 | 0 | 0 | 0 | 0 | 0 | 0 | 0 | 0 | 0 | 0
2016-08-04 21:00 | 0 | 0 | 0 | 0 | 0 | 342228.453 | 651908.2298 | 678514 | 0 | 0 | 0 | 0 | 128025.2243 | 0 | 0 | 0 | 0 | 0 | 0 | 7107755.4424 | 0 | 0 | 0 | 0 | 0 | 0 | 0 | 0 | 0 | 0 | 0 | 0 | 0 | 0 | 0 | 0 | 0 | 0 | 0 | 0 | 0 | 315622.6828 | 0 | 0 | 0 | 0 | 0 | 0 | 0 | 0 | 0 | 0
2016-08-04 22:00 | 0 | 0 | 0 | 0 | 0 | 333018.5445 | 596976.608 | 672659 | 0 | 0 | 0 | 0 | 198884.1747 | 0 | 0 | 0 | 0 | 0 | 0 | 7294232.6445 | 0 | 0 | 0 | 0 | 0 | 0 | 0 | 0 | 0 | 0 | 0 | 0 | 70858.9504 | 0 | 0 | 0 | 0 | 0 | 0 | 0 | 0 | 186477.2021 | 0 | 0 | 0 | 0 | 0 | 0 | 0 | 0 | 0 | 0
2016-08-04 23:00 | 0 | 0 | 0 | 0 | 0 | 131172.9707 | 498268.9771 | 657579 | 0 | 0 | 0 | 0 | 170747.1225 | 0 | 0 | 0 | 0 | 0 | 0 | 7294232.6445 | 0 | 0 | 0 | 0 | 0 | 0 | 0 | 0 | 0 | 0 | 0 | 0 | -28137.0521 | 0 | 0 | 0 | 0 | 0 | 0 | 0 | 0 | 0 | 0 | 0 | 0 | 0 | 0 | 0 | 0 | 0 | 0 | 0
2016-08-05 | 0 | 0 | 0 | 0 | 0 | 320057.4631 | 349171.5891 | 641092 | 0 | 0 | 0 | 0 | 198884.1747 | 0 | 0 | 0 | 0 | 0 | 0 | 7294232.6445 | 0 | 0 | 0 | 0 | 0 | 0 | 0 | 0 | 0 | 0 | 0 | 0 | 28137.0521 | 0 | 0 | 0 | 0 | 0 | 0 | 0 | 0 | 292250.2184 | 292250.2184 | 0 | 0 | 0 | 0 | 0 | 0 | 0 | 0 | 0
2016-08-05 01:00 | 0 | 0 | 0 | 0 | 0 | 415847.2702 | 147768.8297 | 623479 | 0 | 0 | 0 | 0 | 139021.2745 | 0 | 0 | 0 | 0 | 0 | 0 | 7294232.6445 | 0 | 0 | 0 | 0 | 0 | 0 | 0 | 0 | 0 | 0 | 0 | 0 | -59862.9002 | 0 | 0 | 0 | 0 | 0 | 0 | 0 | 0 | 292250.2184 | 292250.2184 | 0 | 0 | 0 | 0 | 0 | 0 | 0 | 0 | 0
2016-08-05 02:00 | 0 | 0 | 0 | 0 | 0 | 472777.7746 | 7158.4955 | 592327 | 0 | 0 | 0 | 0 | 68162.3241 | 0 | 0 | 0 | 0 | 0 | 0 | 7252700.8649 | 0 | 0 | 0 | 0 | 0 | 0 | 0 | 0 | 0 | 0 | 0 | 0 | -70858.9504 | 0 | 0 | 0 | 0 | 0 | 0 | 0 | 0 | 250718.4388 | 292250.2184 | 0 | 0 | 0 | 0 | 0 | 0 | 0 | 0 | 0
2016-08-05 03:00 | 0 | 0 | 0 | 0 | 0 | 480478.8327 | 0 | 554932 | 0 | 0 | 0 | 0 | 0 | 0 | 0 | 0 | 0 | 0 | 0 | 7246410.0218 | 0 | 0 | 0 | 0 | 0 | 0 | 0 | 0 | 0 | 0 | 0 | 0 | -68162.3241 | 0 | 0 | 0 | 0 | 0 | 0 | 0 | 0 | 285959.3752 | 292250.2184 | 0 | 0 | 0 | 0 | 0 | 0 | 0 | 0 | 0
2016-08-05 04:00 | 0 | 0 | 0 | 0 | 0 | 463452.4813 | 0 | 518997 | 0 | 0 | 0 | 0 | 57166.2739 | 0 | 0 | 0 | 0 | 0 | 0 | 7133699.2292 | 0 | 0 | 0 | 0 | 0 | 0 | 0 | 0 | 0 | 0 | 0 | 0 | 57166.2739 | 0 | 0 | 0 | 0 | 0 | 0 | 0 | 0 | 179539.4258 | 292250.2184 | 0 | 0 | 0 | 0 | 0 | 0 | 0 | 0 | 0
2016-08-05 05:00 | 0 | 0 | 0 | 0 | 0 | 431007.5489 | 0 | 487155 | 0 | 0 | 0 | 0 | 128025.2243 | 0 | 0 | 0 | 0 | 0 | 0 | 7006692.8277 | 0 | 0 | 0 | 0 | 0 | 0 | 0 | 0 | 0 | 0 | 0 | 0 | 70858.9504 | 0 | 0 | 0 | 0 | 0 | 0 | 0 | 0 | 165243.8169 | 292250.2184 | 0 | 0 | 0 | 0 | 0 | 0 | 0 | 0 | 0
2016-08-05 06:00 | 0 | 0 | 0 | 0 | 0 | 98600.8312 | 0 | 461710 | 0 | 0 | 0 | 0 | 57166.2739 | 0 | 0 | 0 | 0 | 0 | 0 | 6714442.6094 | 0 | 0 | 0 | 0 | 0 | 0 | 0 | 0 | 0 | 0 | 0 | 0 | -70858.9504 | 0 | 0 | 0 | 0 | 0 | 0 | 0 | 0 | 0 | 292250.2184 | 0 | 0 | 0 | 0 | 0 | 0 | 0 | 0 | 0
2016-08-05 07:00 | 0 | 0 | 0 | 0 | 0 | 363086.6368 | 0 | 444178 | 0 | 0 | 0 | 0 | 128025.2243 | 0 | 0 | 0 | 0 | 0 | 0 | 6562492.2957 | 0 | 0 | 0 | 0 | 0 | 0 | 0 | 0 | 0 | 0 | 0 | 0 | 70858.9504 | 0 | 0 | 0 | 0 | 0 | 0 | 0 | 0 | 140299.9048 | 292250.2184 | 0 | 0 | 0 | 0 | 0 | 0 | 0 | 0 | 0
2016-08-05 08:00 | 0 | 0 | 0 | 0 | 0 | 338958.7429 | 0 | 434777 | 0 | 0 | 0 | 0 | 198884.1747 | 0 | 0 | 0 | 0 | 0 | 0 | 6395815.0882 | 0 | 0 | 0 | 0 | 0 | 0 | 0 | 0 | 0 | 0 | 0 | 0 | 70858.9504 | 0 | 0 | 0 | 0 | 0 | 0 | 0 | 0 | 125573.0109 | 292250.2184 | 0 | 0 | 0 | 0 | 0 | 0 | 0 | 0 | 0
2016-08-05 09:00 | 0 | 0 | 0 | 0 | 0 | 293111.8276 | 0 | 437450 | 0 | 0 | 0 | 0 | 128025.2243 | 0 | 0 | 0 | 0 | 0 | 0 | 6322335.8662 | 0 | 0 | 0 | 0 | 0 | 0 | 0 | 0 | 0 | 0 | 0 | 0 | -70858.9504 | 0 | 0 | 0 | 0 | 0 | 0 | 0 | 0 | 218770.9964 | 292250.2184 | 0 | 0 | 0 | 0 | 0 | 0 | 0 | 0 | 0
2016-08-05 10:00 | 0 | 0 | 0 | 0 | 0 | 247532.2004 | 0 | 450978 | 0 | 0 | 0 | 0 | 141717.9008 | 0 | 0 | 0 | 0 | 0 | 0 | 6105197.3901 | 0 | 0 | 0 | 0 | 0 | 0 | 0 | 0 | 0 | 0 | 0 | 0 | 13692.6765 | 0 | 0 | 0 | 0 | 0 | 0 | 0 | 0 | 75111.7422 | 292250.2184 | 0 | 0 | 0 | 0 | 0 | 0 | 0 | 0 | 0
2016-08-05 11:00 | 0 | 0 | 0 | 0 | 0 | 206795.1394 | 0 | 467665 | 0 | 0 | 0 | 0 | 70858.9504 | 0 | 0 | 0 | 0 | 0 | 0 | 5915186.4799 | 0 | 0 | 0 | 0 | 0 | 0 | 0 | 0 | 0 | 0 | 0 | 0 | -70858.9504 | 0 | 0 | 0 | 0 | 0 | 0 | 0 | 0 | 102239.3082 | 292250.2184 | 0 | 0 | 0 | 0 | 0 | 0 | 0 | 0 | 0
2016-08-05 12:00 | 0 | 0 | 0 | 0 | 0 | 129597.9899 | 46645.2183 | 489571 | 0 | 0 | 0 | 0 | 0 | 0 | 0 | 0 | 0 | 0 | 0 | 5672717.6384 | 0 | 0 | 0 | 0 | 0 | 0 | 0 | 0 | 0 | 0 | 0 | 0 | -70858.9504 | 0 | 0 | 0 | 0 | 0 | 0 | 0 | 0 | 49781.3769 | 292250.2184 | 0 | 0 | 0 | 0 | 0 | 0 | 0 | 0 | 0
2016-08-05 13:00 | 0 | 0 | 0 | 0 | 0 | 0 | 294669.6092 | 517694 | 0 | 0 | 0 | 0 | 0 | 0 | 0 | 0 | 0 | 0 | 0 | 5449693.2476 | 0 | 0 | 0 | 0 | 0 | 0 | 0 | 0 | 0 | 0 | 0 | 0 | 0 | 0 | 0 | 0 | 0 | 0 | 0 | 0 | 0 | 69225.8276 | 292250.2184 | 0 | 0 | 0 | 0 | 0 | 0 | 0 | 0 | 0
2016-08-05 14:00 | 0 | 0 | 0 | 0 | 0 | 2463.7195 | 546414.2805 | 548878 | 0 | 0 | 0 | 0 | 0 | 0 | 0 | 0 | 0 | 0 | 0 | 5449693.2476 | 0 | 0 | 0 | 0 | 0 | 0 | 0 | 0 | 0 | 0 | 0 | 0 | 0 | 0 | 0 | 0 | 0 | 0 | 0 | 0 | 0 | 0 | 0 | 0 | 0 | 0 | 0 | 0 | 0 | 0 | 0 | 0
2016-08-05 15:00 | 0 | 0 | 0 | 0 | 0 | 108258.4877 | 679457.9464 | 579384 | 0 | 0 | 0 | 0 | 70858.9504 | 0 | 0 | 0 | 0 | 0 | 0 | 5587166.7313 | 0 | 0 | 0 | 0 | 0 | 0 | 0 | 0 | 0 | 0 | 0 | 0 | 70858.9504 | 0 | 0 | 0 | 0 | 0 | 0 | 0 | 0 | 137473.4837 | 0 | 0 | 0 | 0 | 0 | 0 | 0 | 0 | 0 | 0
2016-08-05 16:00 | 0 | 0 | 0 | 0 | 0 | 102426.8871 | 733984.2531 | 605984 | 0 | 0 | 0 | 0 | 57166.2739 | 0 | 0 | 0 | 0 | 0 | 0 | 5831286.5481 | 0 | 0 | 0 | 0 | 0 | 0 | 0 | 0 | 0 | 0 | 0 | 0 | -13692.6765 | 0 | 0 | 0 | 0 | 0 | 0 | 0 | 0 | 244119.8167 | 0 | 0 | 0 | 0 | 0 | 0 | 0 | 0 | 0 | 0
2016-08-05 17:00 | 0 | 0 | 0 | 0 | 0 | 103768.3541 | 740786.21 | 629230 | 0 | 0 | 0 | 0 | 128025.2243 | 0 | 0 | 0 | 0 | 0 | 0 | 5975752.1618 | 0 | 0 | 0 | 0 | 0 | 0 | 0 | 0 | 0 | 0 | 0 | 0 | 70858.9504 | 0 | 0 | 0 | 0 | 0 | 0 | 0 | 0 | 144465.6137 | 0 | 0 | 0 | 0 | 0 | 0 | 0 | 0 | 0 | 0
2016-08-05 18:00 | 0 | 0 | 0 | 0 | 0 | 108766.9244 | 724236.5958 | 646679 | 0 | 0 | 0 | 0 | 57166.2739 | 0 | 0 | 0 | 0 | 0 | 0 | 6232935.6324 | 0 | 0 | 0 | 0 | 0 | 0 | 0 | 0 | 0 | 0 | 0 | 0 | -70858.9504 | 0 | 0 | 0 | 0 | 0 | 0 | 0 | 0 | 257183.4707 | 0 | 0 | 0 | 0 | 0 | 0 | 0 | 0 | 0 | 0
2016-08-05 19:00 | 0 | 0 | 0 | 0 | 0 | 116124.4047 | 702355.2788 | 657913 | 0 | 0 | 0 | 0 | 128025.2243 | 0 | 0 | 0 | 0 | 0 | 0 | 6322643.3655 | 0 | 0 | 0 | 0 | 0 | 0 | 0 | 0 | 0 | 0 | 0 | 0 | 70858.9504 | 0 | 0 | 0 | 0 | 0 | 0 | 0 | 0 | 89707.7331 | 0 | 0 | 0 | 0 | 0 | 0 | 0 | 0 | 0 | 0
2016-08-05 20:00 | 0 | 0 | 0 | 0 | 0 | 123324.6659 | 679317.6555 | 662883 | 0 | 0 | 0 | 0 | 198884.1747 | 0 | 0 | 0 | 0 | 0 | 0 | 6391543.7365 | 0 | 0 | 0 | 0 | 0 | 0 | 0 | 0 | 0 | 0 | 0 | 0 | 70858.9504 | 0 | 0 | 0 | 0 | 0 | 0 | 0 | 0 | 68900.371 | 0 | 0 | 0 | 0 | 0 | 0 | 0 | 0 | 0 | 0
2016-08-05 21:00 | 0 | 0 | 0 | 0 | 0 | 0 | 643123.6697 | 661113 | 0 | 0 | 0 | 0 | 180894.8444 | 0 | 0 | 0 | 0 | 0 | 0 | 6391543.7365 | 0 | 0 | 0 | 0 | 0 | 0 | 0 | 0 | 0 | 0 | 0 | 0 | -17989.3303 | 0 | 0 | 0 | 0 | 0 | 0 | 0 | 0 | 0 | 0 | 0 | 0 | 0 | 0 | 0 | 0 | 0 | 0 | 0
2016-08-05 22:00 | 0 | 0 | 0 | 0 | 0 | 0 | 590137.0176 | 651147 | 0 | 0 | 0 | 0 | 141717.9008 | 0 | 0 | 0 | 0 | 0 | 0 | 6369710.6977 | 0 | 0 | 0 | 0 | 0 | 0 | 0 | 0 | 0 | 0 | 0 | 0 | -39176.9436 | 0 | 0 | 0 | 0 | 0 | 0 | 0 | 0 | 270417.1795 | 292250.2184 | 0 | 0 | 0 | 0 | 0 | 0 | 0 | 0 | 0
2016-08-05 23:00 | 0 | 0 | 0 | 0 | 0 | 0 | 503062.5698 | 634076 | 0 | 0 | 0 | 0 | 70858.9504 | 0 | 0 | 0 | 0 | 0 | 0 | 6309556.2179 | 0 | 0 | 0 | 0 | 0 | 0 | 0 | 0 | 0 | 0 | 0 | 0 | -70858.9504 | 0 | 0 | 0 | 0 | 0 | 0 | 0 | 0 | 232095.7386 | 292250.2184 | 0 | 0 | 0 | 0 | 0 | 0 | 0 | 0 | 0
2016-08-06 | 0 | 0 | 0 | 0 | 0 | 188285.4952 | 365519.1787 | 616767 | 0 | 0 | 0 | 0 | 0 | 0 | 0 | 0 | 0 | 0 | 0 | 6317452.8422 | 0 | 0 | 0 | 0 | 0 | 0 | 0 | 0 | 0 | 0 | 0 | 0 | -70858.9504 | 0 | 0 | 0 | 0 | 0 | 0 | 0 | 0 | 300146.8426 | 292250.2184 | 0 | 0 | 0 | 0 | 0 | 0 | 0 | 0 | 0
2016-08-06 01:00 | 0 | 0 | 0 | 0 | 0 | 307864.2017 | 164351.2135 | 600353 | 0 | 0 | 0 | 0 | 57166.2739 | 0 | 0 | 0 | 0 | 0 | 0 | 6132148.9834 | 0 | 0 | 0 | 0 | 0 | 0 | 0 | 0 | 0 | 0 | 0 | 0 | 57166.2739 | 0 | 0 | 0 | 0 | 0 | 0 | 0 | 0 | 106946.3597 | 292250.2184 | 0 | 0 | 0 | 0 | 0 | 0 | 0 | 0 | 0
2016-08-06 02:00 | 0 | 0 | 0 | 0 | 0 | 395737.7198 | 5984.659 | 573118 | 0 | 0 | 0 | 0 | 128025.2243 | 0 | 0 | 0 | 0 | 0 | 0 | 5889894.4119 | 0 | 0 | 0 | 0 | 0 | 0 | 0 | 0 | 0 | 0 | 0 | 0 | 70858.9504 | 0 | 0 | 0 | 0 | 0 | 0 | 0 | 0 | 49995.6468 | 292250.2184 | 0 | 0 | 0 | 0 | 0 | 0 | 0 | 0 | 0
2016-08-06 03:00 | 0 | 0 | 0 | 0 | 0 | 400100.8302 | 0 | 539577 | 0 | 0 | 0 | 0 | 198884.1747 | 0 | 0 | 0 | 0 | 0 | 0 | 5679559.2917 | 0 | 0 | 0 | 0 | 0 | 0 | 0 | 0 | 0 | 0 | 0 | 0 | 70858.9504 | 0 | 0 | 0 | 0 | 0 | 0 | 0 | 0 | 81915.0982 | 292250.2184 | 0 | 0 | 0 | 0 | 0 | 0 | 0 | 0 | 0
2016-08-06 04:00 | 0 | 0 | 0 | 0 | 0 | 386828.4691 | 0 | 506865 | 0 | 0 | 0 | 0 | 198884.1747 | 0 | 0 | 0 | 0 | 0 | 0 | 5559522.7608 | 0 | 0 | 0 | 0 | 0 | 0 | 0 | 0 | 0 | 0 | 0 | 0 | 0 | 0 | 0 | 0 | 0 | 0 | 0 | 0 | 0 | 172213.6875 | 292250.2184 | 0 | 0 | 0 | 0 | 0 | 0 | 0 | 0 | 0
2016-08-06 05:00 | 0 | 0 | 0 | 0 | 0 | 367481.2987 | 0 | 477499 | 0 | 0 | 0 | 0 | 128025.2243 | 0 | 0 | 0 | 0 | 0 | 0 | 5520364.0099 | 0 | 0 | 0 | 0 | 0 | 0 | 0 | 0 | 0 | 0 | 0 | 0 | -70858.9504 | 0 | 0 | 0 | 0 | 0 | 0 | 0 | 0 | 253091.4675 | 292250.2184 | 0 | 0 | 0 | 0 | 0 | 0 | 0 | 0 | 0
2016-08-06 06:00 | 0 | 0 | 0 | 0 | 0 | 160922.7816 | 0 | 453173 | 0 | 0 | 0 | 0 | 128025.2243 | 0 | 0 | 0 | 0 | 0 | 0 | 5228113.7915 | 0 | 0 | 0 | 0 | 0 | 0 | 0 | 0 | 0 | 0 | 0 | 0 | 0 | 0 | 0 | 0 | 0 | 0 | 0 | 0 | 0 | 0 | 292250.2184 | 0 | 0 | 0 | 0 | 0 | 0 | 0 | 0 | 0
2016-08-06 07:00 | 0 | 0 | 0 | 0 | 0 | 333166.0647 | 0 | 435218 | 0 | 0 | 0 | 0 | 198884.1747 | 0 | 0 | 0 | 0 | 0 | 0 | 5055202.9058 | 0 | 0 | 0 | 0 | 0 | 0 | 0 | 0 | 0 | 0 | 0 | 0 | 70858.9504 | 0 | 0 | 0 | 0 | 0 | 0 | 0 | 0 | 119339.3327 | 292250.2184 | 0 | 0 | 0 | 0 | 0 | 0 | 0 | 0 | 0
2016-08-06 08:00 | 0 | 0 | 0 | 0 | 0 | 318802.0666 | 0 | 423260 | 0 | 0 | 0 | 0 | 198884.1747 | 0 | 0 | 0 | 0 | 0 | 0 | 4950744.9724 | 0 | 0 | 0 | 0 | 0 | 0 | 0 | 0 | 0 | 0 | 0 | 0 | 0 | 0 | 0 | 0 | 0 | 0 | 0 | 0 | 0 | 187792.285 | 292250.2184 | 0 | 0 | 0 | 0 | 0 | 0 | 0 | 0 | 0
2016-08-06 09:00 | 0 | 0 | 0 | 0 | 0 | 55878.8312 | 0 | 418988 | 0 | 0 | 0 | 0 | 128025.2243 | 0 | 0 | 0 | 0 | 0 | 0 | 4658494.754 | 0 | 0 | 0 | 0 | 0 | 0 | 0 | 0 | 0 | 0 | 0 | 0 | -70858.9504 | 0 | 0 | 0 | 0 | 0 | 0 | 0 | 0 | 0 | 292250.2184 | 0 | 0 | 0 | 0 | 0 | 0 | 0 | 0 | 0
2016-08-06 10:00 | 0 | 0 | 0 | 0 | 0 | 259272.4864 | 0 | 419093 | 0 | 0 | 0 | 0 | 70858.9504 | 0 | 0 | 0 | 0 | 0 | 0 | 4555840.5143 | 0 | 0 | 0 | 0 | 0 | 0 | 0 | 0 | 0 | 0 | 0 | 0 | -57166.2739 | 0 | 0 | 0 | 0 | 0 | 0 | 0 | 0 | 189595.9786 | 292250.2184 | 0 | 0 | 0 | 0 | 0 | 0 | 0 | 0 | 0
2016-08-06 11:00 | 0 | 0 | 0 | 0 | 0 | 230351.1418 | 0 | 424830 | 0 | 0 | 0 | 0 | 0 | 0 | 0 | 0 | 0 | 0 | 0 | 4432220.6065 | 0 | 0 | 0 | 0 | 0 | 0 | 0 | 0 | 0 | 0 | 0 | 0 | -70858.9504 | 0 | 0 | 0 | 0 | 0 | 0 | 0 | 0 | 168630.3106 | 292250.2184 | 0 | 0 | 0 | 0 | 0 | 0 | 0 | 0 | 0
2016-08-06 12:00 | 0 | 0 | 0 | 0 | 0 | 137096.2341 | 32419.7123 | 443533 | 0 | 0 | 0 | 0 | 18233.1648 | 0 | 0 | 0 | 0 | 0 | 0 | 4139970.3881 | 0 | 0 | 0 | 0 | 0 | 0 | 0 | 0 | 0 | 0 | 0 | 0 | 18233.1648 | 0 | 0 | 0 | 0 | 0 | 0 | 0 | 0 | 0 | 292250.2184 | 0 | 0 | 0 | 0 | 0 | 0 | 0 | 0 | 0
2016-08-06 13:00 | 0 | 0 | 0 | 0 | 0 | 0 | 322630.4864 | 472726 | 0 | 0 | 0 | 0 | 89092.1152 | 0 | 0 | 0 | 0 | 0 | 0 | 3919015.9241 | 0 | 0 | 0 | 0 | 0 | 0 | 0 | 0 | 0 | 0 | 0 | 0 | 70858.9504 | 0 | 0 | 0 | 0 | 0 | 0 | 0 | 0 | 71295.7544 | 292250.2184 | 0 | 0 | 0 | 0 | 0 | 0 | 0 | 0 | 0
2016-08-06 14:00 | 0 | 0 | 0 | 0 | 0 | 134188.2142 | 587019.3474 | 507408 | 0 | 0 | 0 | 0 | 128025.2243 | 0 | 0 | 0 | 0 | 0 | 0 | 4093882.3767 | 0 | 0 | 0 | 0 | 0 | 0 | 0 | 0 | 0 | 0 | 0 | 0 | 38933.1091 | 0 | 0 | 0 | 0 | 0 | 0 | 0 | 0 | 174866.4525 | 0 | 0 | 0 | 0 | 0 | 0 | 0 | 0 | 0 | 0
2016-08-06 15:00 | 0 | 0 | 0 | 0 | 0 | 128266.1706 | 708320.3374 | 541235 | 0 | 0 | 0 | 0 | 198884.1747 | 0 | 0 | 0 | 0 | 0 | 0 | 4318374.9342 | 0 | 0 | 0 | 0 | 0 | 0 | 0 | 0 | 0 | 0 | 0 | 0 | 70858.9504 | 0 | 0 | 0 | 0 | 0 | 0 | 0 | 0 | 224492.5575 | 0 | 0 | 0 | 0 | 0 | 0 | 0 | 0 | 0 | 0
2016-08-06 16:00 | 0 | 0 | 0 | 0 | 0 | 0 | 758343.5835 | 569814 | 0 | 0 | 0 | 0 | 128025.2243 | 0 | 0 | 0 | 0 | 0 | 0 | 4577763.4682 | 0 | 0 | 0 | 0 | 0 | 0 | 0 | 0 | 0 | 0 | 0 | 0 | -70858.9504 | 0 | 0 | 0 | 0 | 0 | 0 | 0 | 0 | 259388.5339 | 0 | 0 | 0 | 0 | 0 | 0 | 0 | 0 | 0 | 0
2016-08-06 17:00 | 0 | 0 | 0 | 0 | 0 | 116484.8452 | 765141.0471 | 592151 | 0 | 0 | 0 | 0 | 85793.0766 | 0 | 0 | 0 | 0 | 0 | 0 | 4909470.5082 | 0 | 0 | 0 | 0 | 0 | 0 | 0 | 0 | 0 | 0 | 0 | 0 | -42232.1477 | 0 | 0 | 0 | 0 | 0 | 0 | 0 | 0 | 331707.04 | 0 | 0 | 0 | 0 | 0 | 0 | 0 | 0 | 0 | 0
2016-08-06 18:00 | 0 | 0 | 0 | 0 | 0 | 0 | 749307.1201 | 608053 | 0 | 0 | 0 | 0 | 156652.027 | 0 | 0 | 0 | 0 | 0 | 0 | 4979865.6778 | 0 | 0 | 0 | 0 | 0 | 0 | 0 | 0 | 0 | 0 | 0 | 0 | 70858.9504 | 0 | 0 | 0 | 0 | 0 | 0 | 0 | 0 | 70395.1697 | 0 | 0 | 0 | 0 | 0 | 0 | 0 | 0 | 0 | 0
2016-08-06 19:00 | 0 | 0 | 0 | 0 | 0 | 121346.6357 | 726410.9278 | 619282 | 0 | 0 | 0 | 0 | 128025.2243 | 0 | 0 | 0 | 0 | 0 | 0 | 5236968.0441 | 0 | 0 | 0 | 0 | 0 | 0 | 0 | 0 | 0 | 0 | 0 | 0 | -28626.8027 | 0 | 0 | 0 | 0 | 0 | 0 | 0 | 0 | 257102.3662 | 0 | 0 | 0 | 0 | 0 | 0 | 0 | 0 | 0 | 0
2016-08-06 20:00 | 0 | 0 | 0 | 0 | 0 | 0 | 709798.483 | 626743 | 0 | 0 | 0 | 0 | 198884.1747 | 0 | 0 | 0 | 0 | 0 | 0 | 5249164.5766 | 0 | 0 | 0 | 0 | 0 | 0 | 0 | 0 | 0 | 0 | 0 | 0 | 70858.9504 | 0 | 0 | 0 | 0 | 0 | 0 | 0 | 0 | 12196.5326 | 0 | 0 | 0 | 0 | 0 | 0 | 0 | 0 | 0 | 0
2016-08-06 21:00 | 0 | 0 | 0 | 0 | 0 | 141691.7646 | 682759.4034 | 629027 | 0 | 0 | 0 | 0 | 128025.2243 | 0 | 0 | 0 | 0 | 0 | 0 | 5515447.695 | 0 | 0 | 0 | 0 | 0 | 0 | 0 | 0 | 0 | 0 | 0 | 0 | -70858.9504 | 0 | 0 | 0 | 0 | 0 | 0 | 0 | 0 | 266283.1184 | 0 | 0 | 0 | 0 | 0 | 0 | 0 | 0 | 0 | 0
2016-08-06 22:00 | 0 | 0 | 0 | 0 | 0 | 51649.1134 | 642340.837 | 623131 | 0 | 0 | 0 | 0 | 198884.1747 | 0 | 0 | 0 | 0 | 0 | 0 | 5515447.695 | 0 | 0 | 0 | 0 | 0 | 0 | 0 | 0 | 0 | 0 | 0 | 0 | 70858.9504 | 0 | 0 | 0 | 0 | 0 | 0 | 0 | 0 | 0 | 0 | 0 | 0 | 0 | 0 | 0 | 0 | 0 | 0 | 0
2016-08-06 23:00 | 0 | 0 | 0 | 0 | 0 | 184964.3744 | 562384.3148 | 609762 | 0 | 0 | 0 | 0 | 198884.1747 | 0 | 0 | 0 | 0 | 0 | 0 | 5653034.3842 | 0 | 0 | 0 | 0 | 0 | 0 | 0 | 0 | 0 | 0 | 0 | 0 | 0 | 0 | 0 | 0 | 0 | 0 | 0 | 0 | 0 | 137586.6892 | 0 | 0 | 0 | 0 | 0 | 0 | 0 | 0 | 0 | 0
2016-08-07 | 0 | 0 | 0 | 0 | 0 | 0 | 416747.0573 | 594637 | 0 | 0 | 0 | 0 | 128025.2243 | 0 | 0 | 0 | 0 | 0 | 0 | 5546003.3918 | 0 | 0 | 0 | 0 | 0 | 0 | 0 | 0 | 0 | 0 | 0 | 0 | -70858.9504 | 0 | 0 | 0 | 0 | 0 | 0 | 0 | 0 | 185219.226 | 292250.2184 | 0 | 0 | 0 | 0 | 0 | 0 | 0 | 0 | 0
2016-08-07 01:00 | 0 | 0 | 0 | 0 | 0 | 372149.3411 | 194609.8154 | 579373 | 0 | 0 | 0 | 0 | 198884.1747 | 0 | 0 | 0 | 0 | 0 | 0 | 5462530.5979 | 0 | 0 | 0 | 0 | 0 | 0 | 0 | 0 | 0 | 0 | 0 | 0 | 70858.9504 | 0 | 0 | 0 | 0 | 0 | 0 | 0 | 0 | 208777.4244 | 292250.2184 | 0 | 0 | 0 | 0 | 0 | 0 | 0 | 0 | 0
2016-08-07 02:00 | 0 | 0 | 0 | 0 | 0 | 446676.2384 | 5123.9515 | 551628 | 0 | 0 | 0 | 0 | 198884.1747 | 0 | 0 | 0 | 0 | 0 | 0 | 5362702.7877 | 0 | 0 | 0 | 0 | 0 | 0 | 0 | 0 | 0 | 0 | 0 | 0 | 0 | 0 | 0 | 0 | 0 | 0 | 0 | 0 | 0 | 192422.4082 | 292250.2184 | 0 | 0 | 0 | 0 | 0 | 0 | 0 | 0 | 0
2016-08-07 03:00 | 0 | 0 | 0 | 0 | 0 | 446071.4262 | 0 | 518395 | 0 | 0 | 0 | 0 | 128025.2243 | 0 | 0 | 0 | 0 | 0 | 0 | 5361238.1643 | 0 | 0 | 0 | 0 | 0 | 0 | 0 | 0 | 0 | 0 | 0 | 0 | -70858.9504 | 0 | 0 | 0 | 0 | 0 | 0 | 0 | 0 | 290785.595 | 292250.2184 | 0 | 0 | 0 | 0 | 0 | 0 | 0 | 0 | 0
2016-08-07 04:00 | 0 | 0 | 0 | 0 | 0 | 423065.7439 | 0 | 487018 | 0 | 0 | 0 | 0 | 70858.9504 | 0 | 0 | 0 | 0 | 0 | 0 | 5354452.1821 | 0 | 0 | 0 | 0 | 0 | 0 | 0 | 0 | 0 | 0 | 0 | 0 | -57166.2739 | 0 | 0 | 0 | 0 | 0 | 0 | 0 | 0 | 285464.2361 | 292250.2184 | 0 | 0 | 0 | 0 | 0 | 0 | 0 | 0 | 0
2016-08-07 05:00 | 0 | 0 | 0 | 0 | 0 | 399405.6945 | 0 | 460336 | 0 | 0 | 0 | 0 | 141717.9008 | 0 | 0 | 0 | 0 | 0 | 0 | 5222662.9262 | 0 | 0 | 0 | 0 | 0 | 0 | 0 | 0 | 0 | 0 | 0 | 0 | 70858.9504 | 0 | 0 | 0 | 0 | 0 | 0 | 0 | 0 | 160460.9624 | 292250.2184 | 0 | 0 | 0 | 0 | 0 | 0 | 0 | 0 | 0
2016-08-07 06:00 | 0 | 0 | 0 | 0 | 0 | 73328.8312 | 0 | 436438 | 0 | 0 | 0 | 0 | 70858.9504 | 0 | 0 | 0 | 0 | 0 | 0 | 4930412.7078 | 0 | 0 | 0 | 0 | 0 | 0 | 0 | 0 | 0 | 0 | 0 | 0 | -70858.9504 | 0 | 0 | 0 | 0 | 0 | 0 | 0 | 0 | 0 | 292250.2184 | 0 | 0 | 0 | 0 | 0 | 0 | 0 | 0 | 0
2016-08-07 07:00 | 0 | 0 | 0 | 0 | 0 | 55066.8312 | 0 | 418176 | 0 | 0 | 0 | 0 | 0 | 0 | 0 | 0 | 0 | 0 | 0 | 4638162.4894 | 0 | 0 | 0 | 0 | 0 | 0 | 0 | 0 | 0 | 0 | 0 | 0 | -70858.9504 | 0 | 0 | 0 | 0 | 0 | 0 | 0 | 0 | 0 | 292250.2184 | 0 | 0 | 0 | 0 | 0 | 0 | 0 | 0 | 0
2016-08-07 08:00 | 0 | 0 | 0 | 0 | 0 | 336959.837 | 0 | 405109 | 0 | 0 | 0 | 0 | 70858.9504 | 0 | 0 | 0 | 0 | 0 | 0 | 4499154.376 | 0 | 0 | 0 | 0 | 0 | 0 | 0 | 0 | 0 | 0 | 0 | 0 | 70858.9504 | 0 | 0 | 0 | 0 | 0 | 0 | 0 | 0 | 153242.105 | 292250.2184 | 0 | 0 | 0 | 0 | 0 | 0 | 0 | 0 | 0
2016-08-07 09:00 | 0 | 0 | 0 | 0 | 0 | 300343.7299 | 0 | 398654 | 0 | 0 | 0 | 0 | 70858.9504 | 0 | 0 | 0 | 0 | 0 | 0 | 4400844.1059 | 0 | 0 | 0 | 0 | 0 | 0 | 0 | 0 | 0 | 0 | 0 | 0 | 0 | 0 | 0 | 0 | 0 | 0 | 0 | 0 | 0 | 193939.9483 | 292250.2184 | 0 | 0 | 0 | 0 | 0 | 0 | 0 | 0 | 0
2016-08-07 10:00 | 0 | 0 | 0 | 0 | 0 | 264542.6161 | 0 | 396437 | 0 | 0 | 0 | 0 | 0 | 0 | 0 | 0 | 0 | 0 | 0 | 4339808.6724 | 0 | 0 | 0 | 0 | 0 | 0 | 0 | 0 | 0 | 0 | 0 | 0 | -70858.9504 | 0 | 0 | 0 | 0 | 0 | 0 | 0 | 0 | 231214.7848 | 292250.2184 | 0 | 0 | 0 | 0 | 0 | 0 | 0 | 0 | 0
2016-08-07 11:00 | 0 | 0 | 0 | 0 | 0 | 236234.1127 | 0 | 400201 | 0 | 0 | 0 | 0 | 0 | 0 | 0 | 0 | 0 | 0 | 0 | 4175841.7851 | 0 | 0 | 0 | 0 | 0 | 0 | 0 | 0 | 0 | 0 | 0 | 0 | 0 | 0 | 0 | 0 | 0 | 0 | 0 | 0 | 0 | 128283.3311 | 292250.2184 | 0 | 0 | 0 | 0 | 0 | 0 | 0 | 0 | 0
2016-08-07 12:00 | 0 | 0 | 0 | 0 | 0 | 140732.0763 | 27419.6879 | 417446 | 0 | 0 | 0 | 0 | 0 | 0 | 0 | 0 | 0 | 0 | 0 | 3926547.5492 | 0 | 0 | 0 | 0 | 0 | 0 | 0 | 0 | 0 | 0 | 0 | 0 | 0 | 0 | 0 | 0 | 0 | 0 | 0 | 0 | 0 | 42955.9825 | 292250.2184 | 0 | 0 | 0 | 0 | 0 | 0 | 0 | 0 | 0
2016-08-07 13:00 | 0 | 0 | 0 | 0 | 0 | 0 | 346900.7381 | 445771 | 0 | 0 | 0 | 0 | 0 | 0 | 0 | 0 | 0 | 0 | 0 | 3827677.2873 | 0 | 0 | 0 | 0 | 0 | 0 | 0 | 0 | 0 | 0 | 0 | 0 | 0 | 0 | 0 | 0 | 0 | 0 | 0 | 0 | 0 | 193379.9565 | 292250.2184 | 0 | 0 | 0 | 0 | 0 | 0 | 0 | 0 | 0
2016-08-07 14:00 | 0 | 0 | 0 | 0 | 0 | 133584.037 | 647028.7971 | 476693 | 0 | 0 | 0 | 0 | 70858.9504 | 0 | 0 | 0 | 0 | 0 | 0 | 4060738.1711 | 0 | 0 | 0 | 0 | 0 | 0 | 0 | 0 | 0 | 0 | 0 | 0 | 70858.9504 | 0 | 0 | 0 | 0 | 0 | 0 | 0 | 0 | 233060.8838 | 0 | 0 | 0 | 0 | 0 | 0 | 0 | 0 | 0 | 0
2016-08-07 15:00 | 0 | 0 | 0 | 0 | 0 | 0 | 761685.6965 | 508737 | 0 | 0 | 0 | 0 | 0 | 0 | 0 | 0 | 0 | 0 | 0 | 4384545.818 | 0 | 0 | 0 | 0 | 0 | 0 | 0 | 0 | 0 | 0 | 0 | 0 | -70858.9504 | 0 | 0 | 0 | 0 | 0 | 0 | 0 | 0 | 323807.6469 | 0 | 0 | 0 | 0 | 0 | 0 | 0 | 0 | 0 | 0
2016-08-07 16:00 | 0 | 0 | 0 | 0 | 0 | 0 | 814625.4146 | 537718 | 0 | 0 | 0 | 0 | 0 | 0 | 0 | 0 | 0 | 0 | 0 | 4661453.2326 | 0 | 0 | 0 | 0 | 0 | 0 | 0 | 0 | 0 | 0 | 0 | 0 | 0 | 0 | 0 | 0 | 0 | 0 | 0 | 0 | 0 | 276907.4146 | 0 | 0 | 0 | 0 | 0 | 0 | 0 | 0 | 0 | 0
2016-08-07 17:00 | 0 | 0 | 0 | 0 | 0 | 111343.6937 | 817941.206 | 561896 | 0 | 0 | 0 | 0 | 70858.9504 | 0 | 0 | 0 | 0 | 0 | 0 | 4957983.1819 | 0 | 0 | 0 | 0 | 0 | 0 | 0 | 0 | 0 | 0 | 0 | 0 | 70858.9504 | 0 | 0 | 0 | 0 | 0 | 0 | 0 | 0 | 296529.9493 | 0 | 0 | 0 | 0 | 0 | 0 | 0 | 0 | 0 | 0
2016-08-07 18:00 | 0 | 0 | 0 | 0 | 0 | 103319.7281 | 799666.2 | 580214 | 0 | 0 | 0 | 0 | 141717.9008 | 0 | 0 | 0 | 0 | 0 | 0 | 5209896.1596 | 0 | 0 | 0 | 0 | 0 | 0 | 0 | 0 | 0 | 0 | 0 | 0 | 70858.9504 | 0 | 0 | 0 | 0 | 0 | 0 | 0 | 0 | 251912.9777 | 0 | 0 | 0 | 0 | 0 | 0 | 0 | 0 | 0 | 0
2016-08-07 19:00 | 0 | 0 | 0 | 0 | 0 | 98113.8866 | 778261.4527 | 594523 | 0 | 0 | 0 | 0 | 198884.1747 | 0 | 0 | 0 | 0 | 0 | 0 | 5434582.225 | 0 | 0 | 0 | 0 | 0 | 0 | 0 | 0 | 0 | 0 | 0 | 0 | 57166.2739 | 0 | 0 | 0 | 0 | 0 | 0 | 0 | 0 | 224686.0654 | 0 | 0 | 0 | 0 | 0 | 0 | 0 | 0 | 0 | 0
2016-08-07 20:00 | 0 | 0 | 0 | 0 | 0 | 98401.4366 | 759213.2494 | 604471 | 0 | 0 | 0 | 0 | 128025.2243 | 0 | 0 | 0 | 0 | 0 | 0 | 5758584.8614 | 0 | 0 | 0 | 0 | 0 | 0 | 0 | 0 | 0 | 0 | 0 | 0 | -70858.9504 | 0 | 0 | 0 | 0 | 0 | 0 | 0 | 0 | 324002.6364 | 0 | 0 | 0 | 0 | 0 | 0 | 0 | 0 | 0 | 0
2016-08-07 21:00 | 0 | 0 | 0 | 0 | 0 | 108303.173 | 735778.5406 | 610725 | 0 | 0 | 0 | 0 | 198884.1747 | 0 | 0 | 0 | 0 | 0 | 0 | 5921082.6247 | 0 | 0 | 0 | 0 | 0 | 0 | 0 | 0 | 0 | 0 | 0 | 0 | 70858.9504 | 0 | 0 | 0 | 0 | 0 | 0 | 0 | 0 | 162497.7633 | 0 | 0 | 0 | 0 | 0 | 0 | 0 | 0 | 0 | 0
2016-08-07 22:00 | 0 | 0 | 0 | 0 | 0 | 129062.166 | 696752.8447 | 609226 | 0 | 0 | 0 | 0 | 128025.2243 | 0 | 0 | 0 | 0 | 0 | 0 | 6208530.5858 | 0 | 0 | 0 | 0 | 0 | 0 | 0 | 0 | 0 | 0 | 0 | 0 | -70858.9504 | 0 | 0 | 0 | 0 | 0 | 0 | 0 | 0 | 287447.9611 | 0 | 0 | 0 | 0 | 0 | 0 | 0 | 0 | 0 | 0
2016-08-07 23:00 | 0 | 0 | 0 | 0 | 0 | 165119.7948 | 606635.6673 | 598850 | 0 | 0 | 0 | 0 | 198884.1747 | 0 | 0 | 0 | 0 | 0 | 0 | 6310577.0975 | 0 | 0 | 0 | 0 | 0 | 0 | 0 | 0 | 0 | 0 | 0 | 0 | 70858.9504 | 0 | 0 | 0 | 0 | 0 | 0 | 0 | 0 | 102046.5117 | 0 | 0 | 0 | 0 | 0 | 0 | 0 | 0 | 0 | 0
2016-08-08 | 0 | 0 | 0 | 0 | 0 | 238012.3776 | 446014.5366 | 586835 | 0 | 0 | 0 | 0 | 128025.2243 | 0 | 0 | 0 | 0 | 0 | 0 | 6478627.9621 | 0 | 0 | 0 | 0 | 0 | 0 | 0 | 0 | 0 | 0 | 0 | 0 | -70858.9504 | 0 | 0 | 0 | 0 | 0 | 0 | 0 | 0 | 168050.8645 | 0 | 0 | 0 | 0 | 0 | 0 | 0 | 0 | 0 | 0
2016-08-08 01:00 | 0 | 0 | 0 | 0 | 0 | 389759.1375 | 204049.7841 | 573941 | 0 | 0 | 0 | 0 | 108436.3243 | 0 | 0 | 0 | 0 | 0 | 0 | 6518084.7837 | 0 | 0 | 0 | 0 | 0 | 0 | 0 | 0 | 0 | 0 | 0 | 0 | -19588.9 | 0 | 0 | 0 | 0 | 0 | 0 | 0 | 0 | 331707.04 | 292250.2184 | 0 | 0 | 0 | 0 | 0 | 0 | 0 | 0 | 0
2016-08-08 02:00 | 0 | 0 | 0 | 0 | 0 | 468442.9648 | 5688.1785 | 547508 | 0 | 0 | 0 | 0 | 179295.2747 | 0 | 0 | 0 | 0 | 0 | 0 | 6373848.9766 | 0 | 0 | 0 | 0 | 0 | 0 | 0 | 0 | 0 | 0 | 0 | 0 | 70858.9504 | 0 | 0 | 0 | 0 | 0 | 0 | 0 | 0 | 148014.4113 | 292250.2184 | 0 | 0 | 0 | 0 | 0 | 0 | 0 | 0 | 0
2016-08-08 03:00 | 0 | 0 | 0 | 0 | 0 | 151492.8312 | 0 | 514602 | 0 | 0 | 0 | 0 | 108436.3243 | 0 | 0 | 0 | 0 | 0 | 0 | 6081598.7582 | 0 | 0 | 0 | 0 | 0 | 0 | 0 | 0 | 0 | 0 | 0 | 0 | -70858.9504 | 0 | 0 | 0 | 0 | 0 | 0 | 0 | 0 | 0 | 292250.2184 | 0 | 0 | 0 | 0 | 0 | 0 | 0 | 0 | 0
2016-08-08 04:00 | 0 | 0 | 0 | 0 | 0 | 450186.4053 | 0 | 484360 | 0 | 0 | 0 | 0 | 128025.2243 | 0 | 0 | 0 | 0 | 0 | 0 | 6027836.2635 | 0 | 0 | 0 | 0 | 0 | 0 | 0 | 0 | 0 | 0 | 0 | 0 | 19588.9 | 0 | 0 | 0 | 0 | 0 | 0 | 0 | 0 | 238487.7237 | 292250.2184 | 0 | 0 | 0 | 0 | 0 | 0 | 0 | 0 | 0
2016-08-08 05:00 | 0 | 0 | 0 | 0 | 0 | 425870.5878 | 0 | 456614 | 0 | 0 | 0 | 0 | 198884.1747 | 0 | 0 | 0 | 0 | 0 | 0 | 5926233.9009 | 0 | 0 | 0 | 0 | 0 | 0 | 0 | 0 | 0 | 0 | 0 | 0 | 70858.9504 | 0 | 0 | 0 | 0 | 0 | 0 | 0 | 0 | 190647.8558 | 292250.2184 | 0 | 0 | 0 | 0 | 0 | 0 | 0 | 0 | 0
2016-08-08 06:00 | 0 | 0 | 0 | 0 | 0 | 71700.8312 | 0 | 434810 | 0 | 0 | 0 | 0 | 128025.2243 | 0 | 0 | 0 | 0 | 0 | 0 | 5633983.6825 | 0 | 0 | 0 | 0 | 0 | 0 | 0 | 0 | 0 | 0 | 0 | 0 | -70858.9504 | 0 | 0 | 0 | 0 | 0 | 0 | 0 | 0 | 0 | 292250.2184 | 0 | 0 | 0 | 0 | 0 | 0 | 0 | 0 | 0
2016-08-08 07:00 | 0 | 0 | 0 | 0 | 0 | 360204.4114 | 0 | 420049 | 0 | 0 | 0 | 0 | 198884.1747 | 0 | 0 | 0 | 0 | 0 | 0 | 5503280.1435 | 0 | 0 | 0 | 0 | 0 | 0 | 0 | 0 | 0 | 0 | 0 | 0 | 70858.9504 | 0 | 0 | 0 | 0 | 0 | 0 | 0 | 0 | 161546.6794 | 292250.2184 | 0 | 0 | 0 | 0 | 0 | 0 | 0 | 0 | 0
2016-08-08 08:00 | 0 | 0 | 0 | 0 | 0 | 50498.8312 | 0 | 413608 | 0 | 0 | 0 | 0 | 128025.2243 | 0 | 0 | 0 | 0 | 0 | 0 | 5211029.9251 | 0 | 0 | 0 | 0 | 0 | 0 | 0 | 0 | 0 | 0 | 0 | 0 | -70858.9504 | 0 | 0 | 0 | 0 | 0 | 0 | 0 | 0 | 0 | 292250.2184 | 0 | 0 | 0 | 0 | 0 | 0 | 0 | 0 | 0
2016-08-08 09:00 | 0 | 0 | 0 | 0 | 0 | 310924.1114 | 0 | 418611 | 0 | 0 | 0 | 0 | 198884.1747 | 0 | 0 | 0 | 0 | 0 | 0 | 5032484.086 | 0 | 0 | 0 | 0 | 0 | 0 | 0 | 0 | 0 | 0 | 0 | 0 | 70858.9504 | 0 | 0 | 0 | 0 | 0 | 0 | 0 | 0 | 113704.3793 | 292250.2184 | 0 | 0 | 0 | 0 | 0 | 0 | 0 | 0 | 0
2016-08-08 10:00 | 0 | 0 | 0 | 0 | 0 | 297245.8478 | 0 | 433554 | 0 | 0 | 0 | 0 | 128025.2243 | 0 | 0 | 0 | 0 | 0 | 0 | 4967034.8843 | 0 | 0 | 0 | 0 | 0 | 0 | 0 | 0 | 0 | 0 | 0 | 0 | -70858.9504 | 0 | 0 | 0 | 0 | 0 | 0 | 0 | 0 | 226801.0166 | 292250.2184 | 0 | 0 | 0 | 0 | 0 | 0 | 0 | 0 | 0
2016-08-08 11:00 | 0 | 0 | 0 | 0 | 0 | 289701.921 | 0 | 451396 | 0 | 0 | 0 | 0 | 198884.1747 | 0 | 0 | 0 | 0 | 0 | 0 | 4734481.8549 | 0 | 0 | 0 | 0 | 0 | 0 | 0 | 0 | 0 | 0 | 0 | 0 | 70858.9504 | 0 | 0 | 0 | 0 | 0 | 0 | 0 | 0 | 59697.189 | 292250.2184 | 0 | 0 | 0 | 0 | 0 | 0 | 0 | 0 | 0
2016-08-08 12:00 | 0 | 0 | 0 | 0 | 0 | 201283.9016 | 22988.8593 | 472744 | 0 | 0 | 0 | 0 | 128025.2243 | 0 | 0 | 0 | 0 | 0 | 0 | 4556869.5662 | 0 | 0 | 0 | 0 | 0 | 0 | 0 | 0 | 0 | 0 | 0 | 0 | -70858.9504 | 0 | 0 | 0 | 0 | 0 | 0 | 0 | 0 | 114637.9297 | 292250.2184 | 0 | 0 | 0 | 0 | 0 | 0 | 0 | 0 | 0
2016-08-08 13:00 | 0 | 0 | 0 | 0 | 0 | 0 | 336759.8493 | 500555 | 0 | 0 | 0 | 0 | 57166.2739 | 0 | 0 | 0 | 0 | 0 | 0 | 4463933.3659 | 0 | 0 | 0 | 0 | 0 | 0 | 0 | 0 | 0 | 0 | 0 | 0 | -70858.9504 | 0 | 0 | 0 | 0 | 0 | 0 | 0 | 0 | 199314.0181 | 292250.2184 | 0 | 0 | 0 | 0 | 0 | 0 | 0 | 0 | 0
2016-08-08 14:00 | 0 | 0 | 0 | 0 | 0 | 272742.1732 | 633089.477 | 530957 | 0 | 0 | 0 | 0 | 128025.2243 | 0 | 0 | 0 | 0 | 0 | 0 | 4767949.0657 | 0 | 0 | 0 | 0 | 0 | 0 | 0 | 0 | 0 | 0 | 0 | 0 | 70858.9504 | 0 | 0 | 0 | 0 | 0 | 0 | 0 | 0 | 304015.6998 | 0 | 0 | 0 | 0 | 0 | 0 | 0 | 0 | 0 | 0
2016-08-08 15:00 | 0 | 0 | 0 | 0 | 0 | 206543.6591 | 758673.3313 | 562651 | 0 | 0 | 0 | 0 | 198884.1747 | 0 | 0 | 0 | 0 | 0 | 0 | 5099656.1057 | 0 | 0 | 0 | 0 | 0 | 0 | 0 | 0 | 0 | 0 | 0 | 0 | 70858.9504 | 0 | 0 | 0 | 0 | 0 | 0 | 0 | 0 | 331707.04 | 0 | 0 | 0 | 0 | 0 | 0 | 0 | 0 | 0 | 0
2016-08-08 16:00 | 0 | 0 | 0 | 0 | 0 | 0 | 818046.3662 | 588832 | 0 | 0 | 0 | 0 | 128025.2243 | 0 | 0 | 0 | 0 | 0 | 0 | 5399729.4222 | 0 | 0 | 0 | 0 | 0 | 0 | 0 | 0 | 0 | 0 | 0 | 0 | -70858.9504 | 0 | 0 | 0 | 0 | 0 | 0 | 0 | 0 | 300073.3166 | 0 | 0 | 0 | 0 | 0 | 0 | 0 | 0 | 0 | 0
2016-08-08 17:00 | 0 | 0 | 0 | 0 | 0 | 0 | 821838.6959 | 610947 | 0 | 0 | 0 | 0 | 198884.1747 | 0 | 0 | 0 | 0 | 0 | 0 | 5539762.1677 | 0 | 0 | 0 | 0 | 0 | 0 | 0 | 0 | 0 | 0 | 0 | 0 | 70858.9504 | 0 | 0 | 0 | 0 | 0 | 0 | 0 | 0 | 140032.7455 | 0 | 0 | 0 | 0 | 0 | 0 | 0 | 0 | 0 | 0
2016-08-08 18:00 | 0 | 0 | 0 | 0 | 0 | 0 | 808500.7481 | 628214 | 0 | 0 | 0 | 0 | 128025.2243 | 0 | 0 | 0 | 0 | 0 | 0 | 5790907.8662 | 0 | 0 | 0 | 0 | 0 | 0 | 0 | 0 | 0 | 0 | 0 | 0 | -70858.9504 | 0 | 0 | 0 | 0 | 0 | 0 | 0 | 0 | 251145.6985 | 0 | 0 | 0 | 0 | 0 | 0 | 0 | 0 | 0 | 0
2016-08-08 19:00 | 0 | 0 | 0 | 0 | 0 | 0 | 793718.0984 | 640296 | 0 | 0 | 0 | 0 | 57166.2739 | 0 | 0 | 0 | 0 | 0 | 0 | 6015188.915 | 0 | 0 | 0 | 0 | 0 | 0 | 0 | 0 | 0 | 0 | 0 | 0 | -70858.9504 | 0 | 0 | 0 | 0 | 0 | 0 | 0 | 0 | 224281.0488 | 0 | 0 | 0 | 0 | 0 | 0 | 0 | 0 | 0 | 0
2016-08-08 20:00 | 0 | 0 | 0 | 0 | 0 | 0 | 787708.5487 | 648566 | 0 | 0 | 0 | 0 | 0 | 0 | 0 | 0 | 0 | 0 | 0 | 6211497.7375 | 0 | 0 | 0 | 0 | 0 | 0 | 0 | 0 | 0 | 0 | 0 | 0 | -57166.2739 | 0 | 0 | 0 | 0 | 0 | 0 | 0 | 0 | 196308.8226 | 0 | 0 | 0 | 0 | 0 | 0 | 0 | 0 | 0 | 0
2016-08-08 21:00 | 0 | 0 | 0 | 0 | 0 | 0 | 772431.2762 | 651755 | 0 | 0 | 0 | 0 | 70858.9504 | 0 | 0 | 0 | 0 | 0 | 0 | 6261315.0634 | 0 | 0 | 0 | 0 | 0 | 0 | 0 | 0 | 0 | 0 | 0 | 0 | 70858.9504 | 0 | 0 | 0 | 0 | 0 | 0 | 0 | 0 | 49817.3258 | 0 | 0 | 0 | 0 | 0 | 0 | 0 | 0 | 0 | 0
2016-08-08 22:00 | 0 | 0 | 0 | 0 | 0 | 222146.7835 | 737966.3074 | 647720 | 0 | 0 | 0 | 0 | 128025.2243 | 0 | 0 | 0 | 0 | 0 | 0 | 6516541.8804 | 0 | 0 | 0 | 0 | 0 | 0 | 0 | 0 | 0 | 0 | 0 | 0 | 57166.2739 | 0 | 0 | 0 | 0 | 0 | 0 | 0 | 0 | 255226.817 | 0 | 0 | 0 | 0 | 0 | 0 | 0 | 0 | 0 | 0
2016-08-08 23:00 | 0 | 0 | 0 | 0 | 0 | 53656.634 | 652623.3164 | 635421 | 0 | 0 | 0 | 0 | 198884.1747 | 0 | 0 | 0 | 0 | 0 | 0 | 6516541.8804 | 0 | 0 | 0 | 0 | 0 | 0 | 0 | 0 | 0 | 0 | 0 | 0 | 70858.9504 | 0 | 0 | 0 | 0 | 0 | 0 | 0 | 0 | 0 | 0 | 0 | 0 | 0 | 0 | 0 | 0 | 0 | 0 | 0
2016-08-09 | 0 | 0 | 0 | 0 | 0 | 57680.6748 | 493409.3748 | 621949 | 0 | 0 | 0 | 0 | 128025.2243 | 0 | 0 | 0 | 0 | 0 | 0 | 6516541.8804 | 0 | 0 | 0 | 0 | 0 | 0 | 0 | 0 | 0 | 0 | 0 | 0 | -70858.9504 | 0 | 0 | 0 | 0 | 0 | 0 | 0 | 0 | 0 | 0 | 0 | 0 | 0 | 0 | 0 | 0 | 0 | 0 | 0
2016-08-09 01:00 | 0 | 0 | 0 | 0 | 0 | 423325.1089 | 211607.175 | 604820 | 0 | 0 | 0 | 0 | 198884.1747 | 0 | 0 | 0 | 0 | 0 | 0 | 6475795.2139 | 0 | 0 | 0 | 0 | 0 | 0 | 0 | 0 | 0 | 0 | 0 | 0 | 70858.9504 | 0 | 0 | 0 | 0 | 0 | 0 | 0 | 0 | 251503.5519 | 292250.2184 | 0 | 0 | 0 | 0 | 0 | 0 | 0 | 0 | 0
2016-08-09 02:00 | 0 | 0 | 0 | 0 | 0 | 498913.8993 | 4487.7098 | 573048 | 0 | 0 | 0 | 0 | 128025.2243 | 0 | 0 | 0 | 0 | 0 | 0 | 6477007.7734 | 0 | 0 | 0 | 0 | 0 | 0 | 0 | 0 | 0 | 0 | 0 | 0 | -70858.9504 | 0 | 0 | 0 | 0 | 0 | 0 | 0 | 0 | 293462.7779 | 292250.2184 | 0 | 0 | 0 | 0 | 0 | 0 | 0 | 0 | 0
2016-08-09 03:00 | 0 | 0 | 0 | 0 | 0 | 313352.732 | 0 | 534744 | 0 | 0 | 0 | 0 | 198884.1747 | 0 | 0 | 0 | 0 | 0 | 0 | 6184757.555 | 0 | 0 | 0 | 0 | 0 | 0 | 0 | 0 | 0 | 0 | 0 | 0 | 70858.9504 | 0 | 0 | 0 | 0 | 0 | 0 | 0 | 0 | 0 | 292250.2184 | 0 | 0 | 0 | 0 | 0 | 0 | 0 | 0 | 0
2016-08-09 04:00 | 0 | 0 | 0 | 0 | 0 | 445216.7079 | 0 | 500652 | 0 | 0 | 0 | 0 | 128025.2243 | 0 | 0 | 0 | 0 | 0 | 0 | 6200181.2133 | 0 | 0 | 0 | 0 | 0 | 0 | 0 | 0 | 0 | 0 | 0 | 0 | -70858.9504 | 0 | 0 | 0 | 0 | 0 | 0 | 0 | 0 | 307673.8767 | 292250.2184 | 0 | 0 | 0 | 0 | 0 | 0 | 0 | 0 | 0
2016-08-09 05:00 | 0 | 0 | 0 | 0 | 0 | 417489.1589 | 0 | 471436 | 0 | 0 | 0 | 0 | 198884.1747 | 0 | 0 | 0 | 0 | 0 | 0 | 6075375.4218 | 0 | 0 | 0 | 0 | 0 | 0 | 0 | 0 | 0 | 0 | 0 | 0 | 70858.9504 | 0 | 0 | 0 | 0 | 0 | 0 | 0 | 0 | 167444.4269 | 292250.2184 | 0 | 0 | 0 | 0 | 0 | 0 | 0 | 0 | 0
2016-08-09 06:00 | 0 | 0 | 0 | 0 | 0 | 392502.129 | 0 | 448168 | 0 | 0 | 0 | 0 | 198884.1747 | 0 | 0 | 0 | 0 | 0 | 0 | 6019709.5509 | 0 | 0 | 0 | 0 | 0 | 0 | 0 | 0 | 0 | 0 | 0 | 0 | 0 | 0 | 0 | 0 | 0 | 0 | 0 | 0 | 0 | 236584.3474 | 292250.2184 | 0 | 0 | 0 | 0 | 0 | 0 | 0 | 0 | 0
2016-08-09 07:00 | 0 | 0 | 0 | 0 | 0 | 369651.4381 | 0 | 431015 | 0 | 0 | 0 | 0 | 128025.2243 | 0 | 0 | 0 | 0 | 0 | 0 | 6029204.9393 | 0 | 0 | 0 | 0 | 0 | 0 | 0 | 0 | 0 | 0 | 0 | 0 | -70858.9504 | 0 | 0 | 0 | 0 | 0 | 0 | 0 | 0 | 301745.6069 | 292250.2184 | 0 | 0 | 0 | 0 | 0 | 0 | 0 | 0 | 0
2016-08-09 08:00 | 0 | 0 | 0 | 0 | 0 | 349609.7544 | 0 | 423605 | 0 | 0 | 0 | 0 | 198884.1747 | 0 | 0 | 0 | 0 | 0 | 0 | 5884350.7434 | 0 | 0 | 0 | 0 | 0 | 0 | 0 | 0 | 0 | 0 | 0 | 0 | 70858.9504 | 0 | 0 | 0 | 0 | 0 | 0 | 0 | 0 | 147396.0224 | 292250.2184 | 0 | 0 | 0 | 0 | 0 | 0 | 0 | 0 | 0
2016-08-09 09:00 | 0 | 0 | 0 | 0 | 0 | 65286.8312 | 0 | 428396 | 0 | 0 | 0 | 0 | 128025.2243 | 0 | 0 | 0 | 0 | 0 | 0 | 5592100.525 | 0 | 0 | 0 | 0 | 0 | 0 | 0 | 0 | 0 | 0 | 0 | 0 | -70858.9504 | 0 | 0 | 0 | 0 | 0 | 0 | 0 | 0 | 0 | 292250.2184 | 0 | 0 | 0 | 0 | 0 | 0 | 0 | 0 | 0
2016-08-09 10:00 | 0 | 0 | 0 | 0 | 0 | 296530.9175 | 0 | 445945 | 0 | 0 | 0 | 0 | 141717.9008 | 0 | 0 | 0 | 0 | 0 | 0 | 5428993.7659 | 0 | 0 | 0 | 0 | 0 | 0 | 0 | 0 | 0 | 0 | 0 | 0 | 13692.6765 | 0 | 0 | 0 | 0 | 0 | 0 | 0 | 0 | 129143.4593 | 292250.2184 | 0 | 0 | 0 | 0 | 0 | 0 | 0 | 0 | 0
2016-08-09 11:00 | 0 | 0 | 0 | 0 | 0 | 262240.1676 | 0 | 464137 | 0 | 0 | 0 | 0 | 70858.9504 | 0 | 0 | 0 | 0 | 0 | 0 | 5297955.8839 | 0 | 0 | 0 | 0 | 0 | 0 | 0 | 0 | 0 | 0 | 0 | 0 | -70858.9504 | 0 | 0 | 0 | 0 | 0 | 0 | 0 | 0 | 161212.3364 | 292250.2184 | 0 | 0 | 0 | 0 | 0 | 0 | 0 | 0 | 0
2016-08-09 12:00 | 0 | 0 | 0 | 0 | 0 | 153176.6476 | 23920.1171 | 484561 | 0 | 0 | 0 | 0 | 0 | 0 | 0 | 0 | 0 | 0 | 0 | 5061350.599 | 0 | 0 | 0 | 0 | 0 | 0 | 0 | 0 | 0 | 0 | 0 | 0 | -70858.9504 | 0 | 0 | 0 | 0 | 0 | 0 | 0 | 0 | 55644.9335 | 292250.2184 | 0 | 0 | 0 | 0 | 0 | 0 | 0 | 0 | 0
2016-08-09 13:00 | 0 | 0 | 0 | 0 | 0 | 0 | 305589.6321 | 510825 | 0 | 0 | 0 | 0 | 0 | 0 | 0 | 0 | 0 | 0 | 0 | 4856115.2311 | 0 | 0 | 0 | 0 | 0 | 0 | 0 | 0 | 0 | 0 | 0 | 0 | 0 | 0 | 0 | 0 | 0 | 0 | 0 | 0 | 0 | 87014.8505 | 292250.2184 | 0 | 0 | 0 | 0 | 0 | 0 | 0 | 0 | 0
2016-08-09 14:00 | 0 | 0 | 0 | 0 | 0 | 0 | 589838.9455 | 544130 | 0 | 0 | 0 | 0 | 45708.9455 | 0 | 0 | 0 | 0 | 0 | 0 | 4856115.2311 | 0 | 0 | 0 | 0 | 0 | 0 | 0 | 0 | 0 | 0 | 0 | 0 | 45708.9455 | 0 | 0 | 0 | 0 | 0 | 0 | 0 | 0 | 0 | 0 | 0 | 0 | 0 | 0 | 0 | 0 | 0 | 0 | 0
2016-08-09 15:00 | 0 | 0 | 0 | 0 | 0 | 0 | 716406.8854 | 576327 | 0 | 0 | 0 | 0 | 116567.8959 | 0 | 0 | 0 | 0 | 0 | 0 | 4925336.1661 | 0 | 0 | 0 | 0 | 0 | 0 | 0 | 0 | 0 | 0 | 0 | 0 | 70858.9504 | 0 | 0 | 0 | 0 | 0 | 0 | 0 | 0 | 69220.935 | 0 | 0 | 0 | 0 | 0 | 0 | 0 | 0 | 0 | 0
2016-08-09 16:00 | 0 | 0 | 0 | 0 | 0 | 102649.9013 | 763028.7637 | 604939 | 0 | 0 | 0 | 0 | 45708.9455 | 0 | 0 | 0 | 0 | 0 | 0 | 5256934.7814 | 0 | 0 | 0 | 0 | 0 | 0 | 0 | 0 | 0 | 0 | 0 | 0 | -70858.9504 | 0 | 0 | 0 | 0 | 0 | 0 | 0 | 0 | 331598.6153 | 0 | 0 | 0 | 0 | 0 | 0 | 0 | 0 | 0 | 0
2016-08-09 17:00 | 0 | 0 | 0 | 0 | 0 | 0 | 781033.6275 | 630306 | 0 | 0 | 0 | 0 | 116567.8959 | 0 | 0 | 0 | 0 | 0 | 0 | 5336803.4585 | 0 | 0 | 0 | 0 | 0 | 0 | 0 | 0 | 0 | 0 | 0 | 0 | 70858.9504 | 0 | 0 | 0 | 0 | 0 | 0 | 0 | 0 | 79868.6771 | 0 | 0 | 0 | 0 | 0 | 0 | 0 | 0 | 0 | 0
2016-08-09 18:00 | 0 | 0 | 0 | 0 | 0 | 0 | 779558.3815 | 650268 | 0 | 0 | 0 | 0 | 187426.8463 | 0 | 0 | 0 | 0 | 0 | 0 | 5395234.8897 | 0 | 0 | 0 | 0 | 0 | 0 | 0 | 0 | 0 | 0 | 0 | 0 | 70858.9504 | 0 | 0 | 0 | 0 | 0 | 0 | 0 | 0 | 58431.4311 | 0 | 0 | 0 | 0 | 0 | 0 | 0 | 0 | 0 | 0
2016-08-09 19:00 | 0 | 0 | 0 | 0 | 0 | 145983.4018 | 767863.0428 | 662438 | 0 | 0 | 0 | 0 | 116567.8959 | 0 | 0 | 0 | 0 | 0 | 0 | 5717502.2847 | 0 | 0 | 0 | 0 | 0 | 0 | 0 | 0 | 0 | 0 | 0 | 0 | -70858.9504 | 0 | 0 | 0 | 0 | 0 | 0 | 0 | 0 | 322267.395 | 0 | 0 | 0 | 0 | 0 | 0 | 0 | 0 | 0 | 0
2016-08-09 20:00 | 0 | 0 | 0 | 0 | 0 | 0 | 755167.9707 | 669236 | 0 | 0 | 0 | 0 | 187426.8463 | 0 | 0 | 0 | 0 | 0 | 0 | 5732575.305 | 0 | 0 | 0 | 0 | 0 | 0 | 0 | 0 | 0 | 0 | 0 | 0 | 70858.9504 | 0 | 0 | 0 | 0 | 0 | 0 | 0 | 0 | 15073.0203 | 0 | 0 | 0 | 0 | 0 | 0 | 0 | 0 | 0 | 0
2016-08-09 21:00 | 0 | 0 | 0 | 0 | 0 | 0 | 730271.434 | 670932 | 0 | 0 | 0 | 0 | 198884.1747 | 0 | 0 | 0 | 0 | 0 | 0 | 5780457.4106 | 0 | 0 | 0 | 0 | 0 | 0 | 0 | 0 | 0 | 0 | 0 | 0 | 11457.3284 | 0 | 0 | 0 | 0 | 0 | 0 | 0 | 0 | 47882.1056 | 0 | 0 | 0 | 0 | 0 | 0 | 0 | 0 | 0 | 0
2016-08-09 22:00 | 0 | 0 | 0 | 0 | 0 | 0 | 686424.857 | 664467 | 0 | 0 | 0 | 0 | 198884.1747 | 0 | 0 | 0 | 0 | 0 | 0 | 5802415.2675 | 0 | 0 | 0 | 0 | 0 | 0 | 0 | 0 | 0 | 0 | 0 | 0 | 0 | 0 | 0 | 0 | 0 | 0 | 0 | 0 | 0 | 21957.857 | 0 | 0 | 0 | 0 | 0 | 0 | 0 | 0 | 0 | 0
2016-08-09 23:00 | 0 | 0 | 0 | 0 | 0 | 0 | 586828.0522 | 651555 | 0 | 0 | 0 | 0 | 134157.2269 | 0 | 0 | 0 | 0 | 0 | 0 | 5802415.2675 | 0 | 0 | 0 | 0 | 0 | 0 | 0 | 0 | 0 | 0 | 0 | 0 | -64726.9478 | 0 | 0 | 0 | 0 | 0 | 0 | 0 | 0 | 0 | 0 | 0 | 0 | 0 | 0 | 0 | 0 | 0 | 0 | 0
2016-08-10 | 0 | 0 | 0 | 0 | 0 | 395834.3997 | 435625.0472 | 638816 | 0 | 0 | 0 | 0 | 198884.1747 | 0 | 0 | 0 | 0 | 0 | 0 | 5930331.7666 | 0 | 0 | 0 | 0 | 0 | 0 | 0 | 0 | 0 | 0 | 0 | 0 | 64726.9478 | 0 | 0 | 0 | 0 | 0 | 0 | 0 | 0 | 127916.4991 | 0 | 0 | 0 | 0 | 0 | 0 | 0 | 0 | 0 | 0
2016-08-10 01:00 | 0 | 0 | 0 | 0 | 0 | 530238.0317 | 201626.2101 | 622333 | 0 | 0 | 0 | 0 | 175516.4591 | 0 | 0 | 0 | 0 | 0 | 0 | 6063230.724 | 0 | 0 | 0 | 0 | 0 | 0 | 0 | 0 | 0 | 0 | 0 | 0 | -23367.7156 | 0 | 0 | 0 | 0 | 0 | 0 | 0 | 0 | 132898.9573 | 0 | 0 | 0 | 0 | 0 | 0 | 0 | 0 | 0 | 0
2016-08-10 02:00 | 0 | 0 | 0 | 0 | 0 | 580966.4743 | 4235.1125 | 593236 | 0 | 0 | 0 | 0 | 128025.2243 | 0 | 0 | 0 | 0 | 0 | 0 | 6102687.5456 | 0 | 0 | 0 | 0 | 0 | 0 | 0 | 0 | 0 | 0 | 0 | 0 | -47491.2348 | 0 | 0 | 0 | 0 | 0 | 0 | 0 | 0 | 331707.04 | 292250.2184 | 0 | 0 | 0 | 0 | 0 | 0 | 0 | 0 | 0
2016-08-10 03:00 | 0 | 0 | 0 | 0 | 0 | 571358.3186 | 0 | 555718 | 0 | 0 | 0 | 0 | 198884.1747 | 0 | 0 | 0 | 0 | 0 | 0 | 6047468.9138 | 0 | 0 | 0 | 0 | 0 | 0 | 0 | 0 | 0 | 0 | 0 | 0 | 70858.9504 | 0 | 0 | 0 | 0 | 0 | 0 | 0 | 0 | 237031.5866 | 292250.2184 | 0 | 0 | 0 | 0 | 0 | 0 | 0 | 0 | 0
2016-08-10 04:00 | 0 | 0 | 0 | 0 | 0 | 490627.8712 | 0 | 522030 | 0 | 0 | 0 | 0 | 128025.2243 | 0 | 0 | 0 | 0 | 0 | 0 | 6086925.7354 | 0 | 0 | 0 | 0 | 0 | 0 | 0 | 0 | 0 | 0 | 0 | 0 | -70858.9504 | 0 | 0 | 0 | 0 | 0 | 0 | 0 | 0 | 331707.04 | 292250.2184 | 0 | 0 | 0 | 0 | 0 | 0 | 0 | 0 | 0
2016-08-10 05:00 | 0 | 0 | 0 | 0 | 0 | 540456.0966 | 0 | 491580 | 0 | 0 | 0 | 0 | 198884.1747 | 0 | 0 | 0 | 0 | 0 | 0 | 6064942.8816 | 0 | 0 | 0 | 0 | 0 | 0 | 0 | 0 | 0 | 0 | 0 | 0 | 70858.9504 | 0 | 0 | 0 | 0 | 0 | 0 | 0 | 0 | 270267.3646 | 292250.2184 | 0 | 0 | 0 | 0 | 0 | 0 | 0 | 0 | 0
2016-08-10 06:00 | 0 | 0 | 0 | 0 | 0 | 435503.8712 | 0 | 466906 | 0 | 0 | 0 | 0 | 128025.2243 | 0 | 0 | 0 | 0 | 0 | 0 | 6104399.7032 | 0 | 0 | 0 | 0 | 0 | 0 | 0 | 0 | 0 | 0 | 0 | 0 | -70858.9504 | 0 | 0 | 0 | 0 | 0 | 0 | 0 | 0 | 331707.04 | 292250.2184 | 0 | 0 | 0 | 0 | 0 | 0 | 0 | 0 | 0
2016-08-10 07:00 | 0 | 0 | 0 | 0 | 0 | 228488.732 | 0 | 449880 | 0 | 0 | 0 | 0 | 198884.1747 | 0 | 0 | 0 | 0 | 0 | 0 | 5812149.4848 | 0 | 0 | 0 | 0 | 0 | 0 | 0 | 0 | 0 | 0 | 0 | 0 | 70858.9504 | 0 | 0 | 0 | 0 | 0 | 0 | 0 | 0 | 0 | 292250.2184 | 0 | 0 | 0 | 0 | 0 | 0 | 0 | 0 | 0
2016-08-10 08:00 | 0 | 0 | 0 | 0 | 0 | 459080.7339 | 0 | 442094 | 0 | 0 | 0 | 0 | 198884.1747 | 0 | 0 | 0 | 0 | 0 | 0 | 5829136.2187 | 0 | 0 | 0 | 0 | 0 | 0 | 0 | 0 | 0 | 0 | 0 | 0 | 0 | 0 | 0 | 0 | 0 | 0 | 0 | 0 | 0 | 309236.9523 | 292250.2184 | 0 | 0 | 0 | 0 | 0 | 0 | 0 | 0 | 0
2016-08-10 09:00 | 0 | 0 | 0 | 0 | 0 | 83500.8312 | 0 | 446610 | 0 | 0 | 0 | 0 | 128025.2243 | 0 | 0 | 0 | 0 | 0 | 0 | 5536886.0003 | 0 | 0 | 0 | 0 | 0 | 0 | 0 | 0 | 0 | 0 | 0 | 0 | -70858.9504 | 0 | 0 | 0 | 0 | 0 | 0 | 0 | 0 | 0 | 292250.2184 | 0 | 0 | 0 | 0 | 0 | 0 | 0 | 0 | 0
2016-08-10 10:00 | 0 | 0 | 0 | 0 | 0 | 386952.6345 | 0 | 463323 | 0 | 0 | 0 | 0 | 57166.2739 | 0 | 0 | 0 | 0 | 0 | 0 | 5531374.5852 | 0 | 0 | 0 | 0 | 0 | 0 | 0 | 0 | 0 | 0 | 0 | 0 | -70858.9504 | 0 | 0 | 0 | 0 | 0 | 0 | 0 | 0 | 286738.8033 | 292250.2184 | 0 | 0 | 0 | 0 | 0 | 0 | 0 | 0 | 0
2016-08-10 11:00 | 0 | 0 | 0 | 0 | 0 | 360450.9596 | 0 | 482624 | 0 | 0 | 0 | 0 | 70858.9504 | 0 | 0 | 0 | 0 | 0 | 0 | 5395508.8683 | 0 | 0 | 0 | 0 | 0 | 0 | 0 | 0 | 0 | 0 | 0 | 0 | 13692.6765 | 0 | 0 | 0 | 0 | 0 | 0 | 0 | 0 | 156384.5015 | 292250.2184 | 0 | 0 | 0 | 0 | 0 | 0 | 0 | 0 | 0
2016-08-10 12:00 | 0 | 0 | 0 | 0 | 0 | 251929.2576 | 26029.7822 | 504305 | 0 | 0 | 0 | 0 | 0 | 0 | 0 | 0 | 0 | 0 | 0 | 5240021.8585 | 0 | 0 | 0 | 0 | 0 | 0 | 0 | 0 | 0 | 0 | 0 | 0 | -70858.9504 | 0 | 0 | 0 | 0 | 0 | 0 | 0 | 0 | 136763.2086 | 292250.2184 | 0 | 0 | 0 | 0 | 0 | 0 | 0 | 0 | 0
2016-08-10 13:00 | 0 | 0 | 0 | 0 | 0 | 212692.9187 | 293090.8492 | 532360 | 0 | 0 | 0 | 0 | 70858.9504 | 0 | 0 | 0 | 0 | 0 | 0 | 5142586.676 | 0 | 0 | 0 | 0 | 0 | 0 | 0 | 0 | 0 | 0 | 0 | 0 | 70858.9504 | 0 | 0 | 0 | 0 | 0 | 0 | 0 | 0 | 194815.0359 | 292250.2184 | 0 | 0 | 0 | 0 | 0 | 0 | 0 | 0 | 0
2016-08-10 14:00 | 0 | 0 | 0 | 0 | 0 | 0 | 579123.1875 | 566502 | 0 | 0 | 0 | 0 | 70858.9504 | 0 | 0 | 0 | 0 | 0 | 0 | 5155207.8635 | 0 | 0 | 0 | 0 | 0 | 0 | 0 | 0 | 0 | 0 | 0 | 0 | 0 | 0 | 0 | 0 | 0 | 0 | 0 | 0 | 0 | 12621.1875 | 0 | 0 | 0 | 0 | 0 | 0 | 0 | 0 | 0 | 0
2016-08-10 15:00 | 0 | 0 | 0 | 0 | 0 | 0 | 722288.695 | 600882 | 0 | 0 | 0 | 0 | 0 | 0 | 0 | 0 | 0 | 0 | 0 | 5347473.5088 | 0 | 0 | 0 | 0 | 0 | 0 | 0 | 0 | 0 | 0 | 0 | 0 | -70858.9504 | 0 | 0 | 0 | 0 | 0 | 0 | 0 | 0 | 192265.6454 | 0 | 0 | 0 | 0 | 0 | 0 | 0 | 0 | 0 | 0
2016-08-10 16:00 | 0 | 0 | 0 | 0 | 0 | 0 | 790626.2122 | 630175 | 0 | 0 | 0 | 0 | 70858.9504 | 0 | 0 | 0 | 0 | 0 | 0 | 5437065.7706 | 0 | 0 | 0 | 0 | 0 | 0 | 0 | 0 | 0 | 0 | 0 | 0 | 70858.9504 | 0 | 0 | 0 | 0 | 0 | 0 | 0 | 0 | 89592.2618 | 0 | 0 | 0 | 0 | 0 | 0 | 0 | 0 | 0 | 0
2016-08-10 17:00 | 0 | 0 | 0 | 0 | 0 | 253533.6704 | 796765.8116 | 654319 | 0 | 0 | 0 | 0 | 135132.3924 | 0 | 0 | 0 | 0 | 0 | 0 | 5768772.8106 | 0 | 0 | 0 | 0 | 0 | 0 | 0 | 0 | 0 | 0 | 0 | 0 | 64273.442 | 0 | 0 | 0 | 0 | 0 | 0 | 0 | 0 | 331707.04 | 0 | 0 | 0 | 0 | 0 | 0 | 0 | 0 | 0 | 0
2016-08-10 18:00 | 0 | 0 | 0 | 0 | 0 | 0 | 776843.8092 | 672363 | 0 | 0 | 0 | 0 | 198884.1747 | 0 | 0 | 0 | 0 | 0 | 0 | 5809501.8376 | 0 | 0 | 0 | 0 | 0 | 0 | 0 | 0 | 0 | 0 | 0 | 0 | 63751.7823 | 0 | 0 | 0 | 0 | 0 | 0 | 0 | 0 | 40729.0269 | 0 | 0 | 0 | 0 | 0 | 0 | 0 | 0 | 0 | 0
2016-08-10 19:00 | 0 | 0 | 0 | 0 | 0 | 0 | 748351.9061 | 683463 | 0 | 0 | 0 | 0 | 198884.1747 | 0 | 0 | 0 | 0 | 0 | 0 | 5874390.7437 | 0 | 0 | 0 | 0 | 0 | 0 | 0 | 0 | 0 | 0 | 0 | 0 | 0 | 0 | 0 | 0 | 0 | 0 | 0 | 0 | 0 | 64888.9061 | 0 | 0 | 0 | 0 | 0 | 0 | 0 | 0 | 0 | 0
2016-08-10 20:00 | 0 | 0 | 0 | 0 | 0 | 0 | 718387.7165 | 692115 | 0 | 0 | 0 | 0 | 150392.1324 | 0 | 0 | 0 | 0 | 0 | 0 | 5949155.5024 | 0 | 0 | 0 | 0 | 0 | 0 | 0 | 0 | 0 | 0 | 0 | 0 | -48492.0423 | 0 | 0 | 0 | 0 | 0 | 0 | 0 | 0 | 74764.7588 | 0 | 0 | 0 | 0 | 0 | 0 | 0 | 0 | 0 | 0
2016-08-10 21:00 | 0 | 0 | 0 | 0 | 0 | 0 | 679294.6977 | 694043 | 0 | 0 | 0 | 0 | 135643.8301 | 0 | 0 | 0 | 0 | 0 | 0 | 5949155.5024 | 0 | 0 | 0 | 0 | 0 | 0 | 0 | 0 | 0 | 0 | 0 | 0 | -14748.3023 | 0 | 0 | 0 | 0 | 0 | 0 | 0 | 0 | 0 | 0 | 0 | 0 | 0 | 0 | 0 | 0 | 0 | 0 | 0
2016-08-10 22:00 | 0 | 0 | 0 | 0 | 0 | 0 | 624849.1203 | 689634 | 0 | 0 | 0 | 0 | 70858.9504 | 0 | 0 | 0 | 0 | 0 | 0 | 5949155.5024 | 0 | 0 | 0 | 0 | 0 | 0 | 0 | 0 | 0 | 0 | 0 | 0 | -64784.8797 | 0 | 0 | 0 | 0 | 0 | 0 | 0 | 0 | 0 | 0 | 0 | 0 | 0 | 0 | 0 | 0 | 0 | 0 | 0
2016-08-10 23:00 | 0 | 0 | 0 | 0 | 0 | 76801.4312 | 529227.6184 | 676888 | 0 | 0 | 0 | 0 | 0 | 0 | 0 | 0 | 0 | 0 | 0 | 5949155.5024 | 0 | 0 | 0 | 0 | 0 | 0 | 0 | 0 | 0 | 0 | 0 | 0 | -70858.9504 | 0 | 0 | 0 | 0 | 0 | 0 | 0 | 0 | 0 | 0 | 0 | 0 | 0 | 0 | 0 | 0 | 0 | 0 | 0
2016-08-11 | 0 | 0 | 0 | 0 | 0 | 486433.7441 | 392300.3373 | 663518 | 0 | 0 | 0 | 0 | 70858.9504 | 0 | 0 | 0 | 0 | 0 | 0 | 6093512.6334 | 0 | 0 | 0 | 0 | 0 | 0 | 0 | 0 | 0 | 0 | 0 | 0 | 70858.9504 | 0 | 0 | 0 | 0 | 0 | 0 | 0 | 0 | 144357.131 | 0 | 0 | 0 | 0 | 0 | 0 | 0 | 0 | 0 | 0
2016-08-11 01:00 | 0 | 0 | 0 | 0 | 0 | 590472.8617 | 189051.5176 | 645779 | 0 | 0 | 0 | 0 | 115120.8441 | 0 | 0 | 0 | 0 | 0 | 0 | 6182996.119 | 0 | 0 | 0 | 0 | 0 | 0 | 0 | 0 | 0 | 0 | 0 | 0 | 44261.8937 | 0 | 0 | 0 | 0 | 0 | 0 | 0 | 0 | 89483.4856 | 0 | 0 | 0 | 0 | 0 | 0 | 0 | 0 | 0 | 0
2016-08-11 02:00 | 0 | 0 | 0 | 0 | 0 | 602642.7307 | 6143.1972 | 613591 | 0 | 0 | 0 | 0 | 70858.9504 | 0 | 0 | 0 | 0 | 0 | 0 | 6222452.9406 | 0 | 0 | 0 | 0 | 0 | 0 | 0 | 0 | 0 | 0 | 0 | 0 | -44261.8937 | 0 | 0 | 0 | 0 | 0 | 0 | 0 | 0 | 331707.04 | 292250.2184 | 0 | 0 | 0 | 0 | 0 | 0 | 0 | 0 | 0
2016-08-11 03:00 | 0 | 0 | 0 | 0 | 0 | 559641.7227 | 0 | 574880 | 0 | 0 | 0 | 0 | 141717.9008 | 0 | 0 | 0 | 0 | 0 | 0 | 6136355.7129 | 0 | 0 | 0 | 0 | 0 | 0 | 0 | 0 | 0 | 0 | 0 | 0 | 70858.9504 | 0 | 0 | 0 | 0 | 0 | 0 | 0 | 0 | 206152.9907 | 292250.2184 | 0 | 0 | 0 | 0 | 0 | 0 | 0 | 0 | 0
2016-08-11 04:00 | 0 | 0 | 0 | 0 | 0 | 507758.8712 | 0 | 539161 | 0 | 0 | 0 | 0 | 70858.9504 | 0 | 0 | 0 | 0 | 0 | 0 | 6175812.5346 | 0 | 0 | 0 | 0 | 0 | 0 | 0 | 0 | 0 | 0 | 0 | 0 | -70858.9504 | 0 | 0 | 0 | 0 | 0 | 0 | 0 | 0 | 331707.04 | 292250.2184 | 0 | 0 | 0 | 0 | 0 | 0 | 0 | 0 | 0
2016-08-11 05:00 | 0 | 0 | 0 | 0 | 0 | 475482.8712 | 0 | 506885 | 0 | 0 | 0 | 0 | 0 | 0 | 0 | 0 | 0 | 0 | 0 | 6215269.3562 | 0 | 0 | 0 | 0 | 0 | 0 | 0 | 0 | 0 | 0 | 0 | 0 | -70858.9504 | 0 | 0 | 0 | 0 | 0 | 0 | 0 | 0 | 331707.04 | 292250.2184 | 0 | 0 | 0 | 0 | 0 | 0 | 0 | 0 | 0
2016-08-11 06:00 | 0 | 0 | 0 | 0 | 0 | 259534.732 | 0 | 480926 | 0 | 0 | 0 | 0 | 70858.9504 | 0 | 0 | 0 | 0 | 0 | 0 | 5923019.1378 | 0 | 0 | 0 | 0 | 0 | 0 | 0 | 0 | 0 | 0 | 0 | 0 | 70858.9504 | 0 | 0 | 0 | 0 | 0 | 0 | 0 | 0 | 0 | 292250.2184 | 0 | 0 | 0 | 0 | 0 | 0 | 0 | 0 | 0
2016-08-11 07:00 | 0 | 0 | 0 | 0 | 0 | 400339.9477 | 0 | 463267 | 0 | 0 | 0 | 0 | 128025.2243 | 0 | 0 | 0 | 0 | 0 | 0 | 5802925.8116 | 0 | 0 | 0 | 0 | 0 | 0 | 0 | 0 | 0 | 0 | 0 | 0 | 57166.2739 | 0 | 0 | 0 | 0 | 0 | 0 | 0 | 0 | 172156.8922 | 292250.2184 | 0 | 0 | 0 | 0 | 0 | 0 | 0 | 0 | 0
2016-08-11 08:00 | 0 | 0 | 0 | 0 | 0 | 375887.3851 | 0 | 454853 | 0 | 0 | 0 | 0 | 198884.1747 | 0 | 0 | 0 | 0 | 0 | 0 | 5653101.2463 | 0 | 0 | 0 | 0 | 0 | 0 | 0 | 0 | 0 | 0 | 0 | 0 | 70858.9504 | 0 | 0 | 0 | 0 | 0 | 0 | 0 | 0 | 142425.6531 | 292250.2184 | 0 | 0 | 0 | 0 | 0 | 0 | 0 | 0 | 0
2016-08-11 09:00 | 0 | 0 | 0 | 0 | 0 | 350388.0537 | 0 | 459811 | 0 | 0 | 0 | 0 | 128025.2243 | 0 | 0 | 0 | 0 | 0 | 0 | 5614537.2504 | 0 | 0 | 0 | 0 | 0 | 0 | 0 | 0 | 0 | 0 | 0 | 0 | -70858.9504 | 0 | 0 | 0 | 0 | 0 | 0 | 0 | 0 | 253686.2225 | 292250.2184 | 0 | 0 | 0 | 0 | 0 | 0 | 0 | 0 | 0
2016-08-11 10:00 | 0 | 0 | 0 | 0 | 0 | 329796.2311 | 0 | 477411 | 0 | 0 | 0 | 0 | 141717.9008 | 0 | 0 | 0 | 0 | 0 | 0 | 5453229.805 | 0 | 0 | 0 | 0 | 0 | 0 | 0 | 0 | 0 | 0 | 0 | 0 | 13692.6765 | 0 | 0 | 0 | 0 | 0 | 0 | 0 | 0 | 130942.773 | 292250.2184 | 0 | 0 | 0 | 0 | 0 | 0 | 0 | 0 | 0
2016-08-11 11:00 | 0 | 0 | 0 | 0 | 0 | 320171.8911 | 0 | 496658 | 0 | 0 | 0 | 0 | 70858.9504 | 0 | 0 | 0 | 0 | 0 | 0 | 5347602.6465 | 0 | 0 | 0 | 0 | 0 | 0 | 0 | 0 | 0 | 0 | 0 | 0 | -70858.9504 | 0 | 0 | 0 | 0 | 0 | 0 | 0 | 0 | 186623.0599 | 292250.2184 | 0 | 0 | 0 | 0 | 0 | 0 | 0 | 0 | 0
2016-08-11 12:00 | 0 | 0 | 0 | 0 | 0 | 237031.7403 | 24513.6062 | 520056 | 0 | 0 | 0 | 0 | 0 | 0 | 0 | 0 | 0 | 0 | 0 | 5159950.9434 | 0 | 0 | 0 | 0 | 0 | 0 | 0 | 0 | 0 | 0 | 0 | 0 | -70858.9504 | 0 | 0 | 0 | 0 | 0 | 0 | 0 | 0 | 104598.5153 | 292250.2184 | 0 | 0 | 0 | 0 | 0 | 0 | 0 | 0 | 0
2016-08-11 13:00 | 0 | 0 | 0 | 0 | 0 | 227863.9012 | 295539.9732 | 548905 | 0 | 0 | 0 | 0 | 0 | 0 | 0 | 0 | 0 | 0 | 0 | 5134449.8178 | 0 | 0 | 0 | 0 | 0 | 0 | 0 | 0 | 0 | 0 | 0 | 0 | 0 | 0 | 0 | 0 | 0 | 0 | 0 | 0 | 0 | 266749.0928 | 292250.2184 | 0 | 0 | 0 | 0 | 0 | 0 | 0 | 0 | 0
2016-08-11 14:00 | 0 | 0 | 0 | 0 | 0 | 299868.7728 | 551574.5196 | 584554 | 0 | 0 | 0 | 0 | 0 | 0 | 0 | 0 | 0 | 0 | 0 | 5401339.1102 | 0 | 0 | 0 | 0 | 0 | 0 | 0 | 0 | 0 | 0 | 0 | 0 | 0 | 0 | 0 | 0 | 0 | 0 | 0 | 0 | 0 | 266889.2924 | 0 | 0 | 0 | 0 | 0 | 0 | 0 | 0 | 0 | 0
2016-08-11 15:00 | 0 | 0 | 0 | 0 | 0 | 301429.9848 | 694153.9184 | 620926 | 0 | 0 | 0 | 0 | 70858.9504 | 0 | 0 | 0 | 0 | 0 | 0 | 5705138.0629 | 0 | 0 | 0 | 0 | 0 | 0 | 0 | 0 | 0 | 0 | 0 | 0 | 70858.9504 | 0 | 0 | 0 | 0 | 0 | 0 | 0 | 0 | 303798.9527 | 0 | 0 | 0 | 0 | 0 | 0 | 0 | 0 | 0 | 0
2016-08-11 16:00 | 0 | 0 | 0 | 0 | 0 | 273500.9467 | 765366.2814 | 650476 | 0 | 0 | 0 | 0 | 127543.1385 | 0 | 0 | 0 | 0 | 0 | 0 | 6036845.1029 | 0 | 0 | 0 | 0 | 0 | 0 | 0 | 0 | 0 | 0 | 0 | 0 | 56684.1881 | 0 | 0 | 0 | 0 | 0 | 0 | 0 | 0 | 331707.04 | 0 | 0 | 0 | 0 | 0 | 0 | 0 | 0 | 0 | 0
2016-08-11 17:00 | 0 | 0 | 0 | 0 | 0 | 0 | 780993.1762 | 672839 | 0 | 0 | 0 | 0 | 56684.1881 | 0 | 0 | 0 | 0 | 0 | 0 | 6215858.2295 | 0 | 0 | 0 | 0 | 0 | 0 | 0 | 0 | 0 | 0 | 0 | 0 | -70858.9504 | 0 | 0 | 0 | 0 | 0 | 0 | 0 | 0 | 179013.1266 | 0 | 0 | 0 | 0 | 0 | 0 | 0 | 0 | 0 | 0
2016-08-11 18:00 | 0 | 0 | 0 | 0 | 0 | 237616.6885 | 776437.5503 | 691270 | 0 | 0 | 0 | 0 | 87625.7757 | 0 | 0 | 0 | 0 | 0 | 0 | 6507700.8807 | 0 | 0 | 0 | 0 | 0 | 0 | 0 | 0 | 0 | 0 | 0 | 0 | 30941.5875 | 0 | 0 | 0 | 0 | 0 | 0 | 0 | 0 | 291842.6512 | 0 | 0 | 0 | 0 | 0 | 0 | 0 | 0 | 0 | 0
2016-08-11 19:00 | 0 | 0 | 0 | 0 | 0 | 0 | 766523.9367 | 704348 | 0 | 0 | 0 | 0 | 149801.7124 | 0 | 0 | 0 | 0 | 0 | 0 | 6507700.8807 | 0 | 0 | 0 | 0 | 0 | 0 | 0 | 0 | 0 | 0 | 0 | 0 | 62175.9367 | 0 | 0 | 0 | 0 | 0 | 0 | 0 | 0 | 0 | 0 | 0 | 0 | 0 | 0 | 0 | 0 | 0 | 0 | 0
2016-08-11 20:00 | 0 | 0 | 0 | 0 | 0 | 0 | 760310.4623 | 711228 | 0 | 0 | 0 | 0 | 198884.1747 | 0 | 0 | 0 | 0 | 0 | 0 | 6507700.8807 | 0 | 0 | 0 | 0 | 0 | 0 | 0 | 0 | 0 | 0 | 0 | 0 | 49082.4623 | 0 | 0 | 0 | 0 | 0 | 0 | 0 | 0 | 0 | 0 | 0 | 0 | 0 | 0 | 0 | 0 | 0 | 0 | 0
2016-08-11 21:00 | 0 | 0 | 0 | 0 | 0 | 205396.4025 | 746907.7018 | 712067 | 0 | 0 | 0 | 0 | 193933.4462 | 0 | 0 | 0 | 0 | 0 | 0 | 6752888.7134 | 0 | 0 | 0 | 0 | 0 | 0 | 0 | 0 | 0 | 0 | 0 | 0 | -4950.7285 | 0 | 0 | 0 | 0 | 0 | 0 | 0 | 0 | 245187.8327 | 0 | 0 | 0 | 0 | 0 | 0 | 0 | 0 | 0 | 0
2016-08-11 22:00 | 0 | 0 | 0 | 0 | 0 | 0 | 710482.7285 | 705532 | 0 | 0 | 0 | 0 | 198884.1747 | 0 | 0 | 0 | 0 | 0 | 0 | 6752888.7134 | 0 | 0 | 0 | 0 | 0 | 0 | 0 | 0 | 0 | 0 | 0 | 0 | 4950.7285 | 0 | 0 | 0 | 0 | 0 | 0 | 0 | 0 | 0 | 0 | 0 | 0 | 0 | 0 | 0 | 0 | 0 | 0 | 0
2016-08-11 23:00 | 0 | 0 | 0 | 0 | 0 | 8264.6836 | 614187.366 | 693311 | 0 | 0 | 0 | 0 | 128025.2243 | 0 | 0 | 0 | 0 | 0 | 0 | 6752888.7134 | 0 | 0 | 0 | 0 | 0 | 0 | 0 | 0 | 0 | 0 | 0 | 0 | -70858.9504 | 0 | 0 | 0 | 0 | 0 | 0 | 0 | 0 | 0 | 0 | 0 | 0 | 0 | 0 | 0 | 0 | 0 | 0 | 0
2016-08-12 | 0 | 0 | 0 | 0 | 0 | 222683.1489 | 466152.2586 | 679786 | 0 | 0 | 0 | 0 | 198884.1747 | 0 | 0 | 0 | 0 | 0 | 0 | 6691079.1705 | 0 | 0 | 0 | 0 | 0 | 0 | 0 | 0 | 0 | 0 | 0 | 0 | 70858.9504 | 0 | 0 | 0 | 0 | 0 | 0 | 0 | 0 | 230440.6754 | 292250.2184 | 0 | 0 | 0 | 0 | 0 | 0 | 0 | 0 | 0
2016-08-12 01:00 | 0 | 0 | 0 | 0 | 0 | 313410.7874 | 212322.6038 | 661145 | 0 | 0 | 0 | 0 | 198884.1747 | 0 | 0 | 0 | 0 | 0 | 0 | 6555667.5617 | 0 | 0 | 0 | 0 | 0 | 0 | 0 | 0 | 0 | 0 | 0 | 0 | 0 | 0 | 0 | 0 | 0 | 0 | 0 | 0 | 0 | 156838.6096 | 292250.2184 | 0 | 0 | 0 | 0 | 0 | 0 | 0 | 0 | 0
2016-08-12 02:00 | 0 | 0 | 0 | 0 | 0 | 353546.9962 | 2887.9478 | 627372 | 0 | 0 | 0 | 0 | 198884.1747 | 0 | 0 | 0 | 0 | 0 | 0 | 6284730.5058 | 0 | 0 | 0 | 0 | 0 | 0 | 0 | 0 | 0 | 0 | 0 | 0 | 0 | 0 | 0 | 0 | 0 | 0 | 0 | 0 | 0 | 21313.1624 | 292250.2184 | 0 | 0 | 0 | 0 | 0 | 0 | 0 | 0 | 0
2016-08-12 03:00 | 0 | 0 | 0 | 0 | 0 | 338793.1855 | 0 | 587829 | 0 | 0 | 0 | 0 | 128025.2243 | 0 | 0 | 0 | 0 | 0 | 0 | 6106553.6417 | 0 | 0 | 0 | 0 | 0 | 0 | 0 | 0 | 0 | 0 | 0 | 0 | -70858.9504 | 0 | 0 | 0 | 0 | 0 | 0 | 0 | 0 | 114073.3543 | 292250.2184 | 0 | 0 | 0 | 0 | 0 | 0 | 0 | 0 | 0
2016-08-12 04:00 | 0 | 0 | 0 | 0 | 0 | 306506.3971 | 0 | 552138 | 0 | 0 | 0 | 0 | 71830.5844 | 0 | 0 | 0 | 0 | 0 | 0 | 5917116.6787 | 0 | 0 | 0 | 0 | 0 | 0 | 0 | 0 | 0 | 0 | 0 | 0 | -56194.6398 | 0 | 0 | 0 | 0 | 0 | 0 | 0 | 0 | 102813.2554 | 292250.2184 | 0 | 0 | 0 | 0 | 0 | 0 | 0 | 0 | 0
2016-08-12 05:00 | 0 | 0 | 0 | 0 | 0 | 155696.8312 | 0 | 518806 | 0 | 0 | 0 | 0 | 971.634 | 0 | 0 | 0 | 0 | 0 | 0 | 5624866.4603 | 0 | 0 | 0 | 0 | 0 | 0 | 0 | 0 | 0 | 0 | 0 | 0 | -70858.9504 | 0 | 0 | 0 | 0 | 0 | 0 | 0 | 0 | 0 | 292250.2184 | 0 | 0 | 0 | 0 | 0 | 0 | 0 | 0 | 0
2016-08-12 06:00 | 0 | 0 | 0 | 0 | 0 | 269564.098 | 0 | 491927 | 0 | 0 | 0 | 0 | 70858.9504 | 0 | 0 | 0 | 0 | 0 | 0 | 5332616.2419 | 0 | 0 | 0 | 0 | 0 | 0 | 0 | 0 | 0 | 0 | 0 | 0 | 69887.3164 | 0 | 0 | 0 | 0 | 0 | 0 | 0 | 0 | 0 | 292250.2184 | 0 | 0 | 0 | 0 | 0 | 0 | 0 | 0 | 0
2016-08-12 07:00 | 0 | 0 | 0 | 0 | 0 | 109698.8312 | 0 | 472808 | 0 | 0 | 0 | 0 | 0 | 0 | 0 | 0 | 0 | 0 | 0 | 5040366.0235 | 0 | 0 | 0 | 0 | 0 | 0 | 0 | 0 | 0 | 0 | 0 | 0 | -70858.9504 | 0 | 0 | 0 | 0 | 0 | 0 | 0 | 0 | 0 | 292250.2184 | 0 | 0 | 0 | 0 | 0 | 0 | 0 | 0 | 0
2016-08-12 08:00 | 0 | 0 | 0 | 0 | 0 | 272487.4793 | 0 | 463193 | 0 | 0 | 0 | 0 | 0 | 0 | 0 | 0 | 0 | 0 | 0 | 4849660.5028 | 0 | 0 | 0 | 0 | 0 | 0 | 0 | 0 | 0 | 0 | 0 | 0 | 0 | 0 | 0 | 0 | 0 | 0 | 0 | 0 | 0 | 101544.6977 | 292250.2184 | 0 | 0 | 0 | 0 | 0 | 0 | 0 | 0 | 0
2016-08-12 09:00 | 0 | 0 | 0 | 0 | 0 | 274307.0128 | 0 | 466210 | 0 | 0 | 0 | 0 | 0 | 0 | 0 | 0 | 0 | 0 | 0 | 4657757.5156 | 0 | 0 | 0 | 0 | 0 | 0 | 0 | 0 | 0 | 0 | 0 | 0 | 0 | 0 | 0 | 0 | 0 | 0 | 0 | 0 | 0 | 100347.2312 | 292250.2184 | 0 | 0 | 0 | 0 | 0 | 0 | 0 | 0 | 0
2016-08-12 10:00 | 0 | 0 | 0 | 0 | 0 | 285056.402 | 0 | 482275 | 0 | 0 | 0 | 0 | 70858.9504 | 0 | 0 | 0 | 0 | 0 | 0 | 4389679.9672 | 0 | 0 | 0 | 0 | 0 | 0 | 0 | 0 | 0 | 0 | 0 | 0 | 70858.9504 | 0 | 0 | 0 | 0 | 0 | 0 | 0 | 0 | 24172.67 | 292250.2184 | 0 | 0 | 0 | 0 | 0 | 0 | 0 | 0 | 0
2016-08-12 11:00 | 0 | 0 | 0 | 0 | 0 | 292636.0312 | 0 | 501898 | 0 | 0 | 0 | 0 | 70858.9504 | 0 | 0 | 0 | 0 | 0 | 0 | 4180417.9984 | 0 | 0 | 0 | 0 | 0 | 0 | 0 | 0 | 0 | 0 | 0 | 0 | 0 | 0 | 0 | 0 | 0 | 0 | 0 | 0 | 0 | 82988.2496 | 292250.2184 | 0 | 0 | 0 | 0 | 0 | 0 | 0 | 0 | 0
2016-08-12 12:00 | 0 | 0 | 0 | 0 | 0 | 215377.3607 | 30375.3177 | 523776 | 0 | 0 | 0 | 0 | 0 | 0 | 0 | 0 | 0 | 0 | 0 | 3973253.6272 | 0 | 0 | 0 | 0 | 0 | 0 | 0 | 0 | 0 | 0 | 0 | 0 | -70858.9504 | 0 | 0 | 0 | 0 | 0 | 0 | 0 | 0 | 85085.8472 | 292250.2184 | 0 | 0 | 0 | 0 | 0 | 0 | 0 | 0 | 0
2016-08-12 13:00 | 0 | 0 | 0 | 0 | 0 | 192341.6666 | 398112.467 | 552524 | 0 | 0 | 0 | 0 | 70858.9504 | 0 | 0 | 0 | 0 | 0 | 0 | 3940324.8104 | 0 | 0 | 0 | 0 | 0 | 0 | 0 | 0 | 0 | 0 | 0 | 0 | 70858.9504 | 0 | 0 | 0 | 0 | 0 | 0 | 0 | 0 | 259321.4016 | 292250.2184 | 0 | 0 | 0 | 0 | 0 | 0 | 0 | 0 | 0
2016-08-12 14:00 | 0 | 0 | 0 | 0 | 0 | 0 | 621754.5319 | 585241 | 0 | 0 | 0 | 0 | 0 | 0 | 0 | 0 | 0 | 0 | 0 | 4047697.2926 | 0 | 0 | 0 | 0 | 0 | 0 | 0 | 0 | 0 | 0 | 0 | 0 | -70858.9504 | 0 | 0 | 0 | 0 | 0 | 0 | 0 | 0 | 107372.4823 | 0 | 0 | 0 | 0 | 0 | 0 | 0 | 0 | 0 | 0
2016-08-12 15:00 | 0 | 0 | 0 | 0 | 0 | 0 | 771303.8731 | 618102 | 0 | 0 | 0 | 0 | 0 | 0 | 0 | 0 | 0 | 0 | 0 | 4200899.1657 | 0 | 0 | 0 | 0 | 0 | 0 | 0 | 0 | 0 | 0 | 0 | 0 | 0 | 0 | 0 | 0 | 0 | 0 | 0 | 0 | 0 | 153201.8731 | 0 | 0 | 0 | 0 | 0 | 0 | 0 | 0 | 0 | 0
2016-08-12 16:00 | 0 | 0 | 0 | 0 | 0 | 0 | 831786.9982 | 645060 | 0 | 0 | 0 | 0 | 70858.9504 | 0 | 0 | 0 | 0 | 0 | 0 | 4316767.2135 | 0 | 0 | 0 | 0 | 0 | 0 | 0 | 0 | 0 | 0 | 0 | 0 | 70858.9504 | 0 | 0 | 0 | 0 | 0 | 0 | 0 | 0 | 115868.0478 | 0 | 0 | 0 | 0 | 0 | 0 | 0 | 0 | 0 | 0
2016-08-12 17:00 | 0 | 0 | 0 | 0 | 0 | 87829.2056 | 840203.884 | 667185 | 0 | 0 | 0 | 0 | 0 | 0 | 0 | 0 | 0 | 0 | 0 | 4648474.2535 | 0 | 0 | 0 | 0 | 0 | 0 | 0 | 0 | 0 | 0 | 0 | 0 | -70858.9504 | 0 | 0 | 0 | 0 | 0 | 0 | 0 | 0 | 331707.04 | 0 | 0 | 0 | 0 | 0 | 0 | 0 | 0 | 0 | 0
2016-08-12 18:00 | 0 | 0 | 0 | 0 | 0 | 0 | 829555.1151 | 683130 | 0 | 0 | 0 | 0 | 70858.9504 | 0 | 0 | 0 | 0 | 0 | 0 | 4724040.4182 | 0 | 0 | 0 | 0 | 0 | 0 | 0 | 0 | 0 | 0 | 0 | 0 | 70858.9504 | 0 | 0 | 0 | 0 | 0 | 0 | 0 | 0 | 75566.1647 | 0 | 0 | 0 | 0 | 0 | 0 | 0 | 0 | 0 | 0
2016-08-12 19:00 | 0 | 0 | 0 | 0 | 0 | 0 | 816101.4689 | 691605 | 0 | 0 | 0 | 0 | 0 | 0 | 0 | 0 | 0 | 0 | 0 | 4919395.8375 | 0 | 0 | 0 | 0 | 0 | 0 | 0 | 0 | 0 | 0 | 0 | 0 | -70858.9504 | 0 | 0 | 0 | 0 | 0 | 0 | 0 | 0 | 195355.4193 | 0 | 0 | 0 | 0 | 0 | 0 | 0 | 0 | 0 | 0
2016-08-12 20:00 | 0 | 0 | 0 | 0 | 0 | 0 | 807867.5772 | 693676 | 0 | 0 | 0 | 0 | 70858.9504 | 0 | 0 | 0 | 0 | 0 | 0 | 4962728.4643 | 0 | 0 | 0 | 0 | 0 | 0 | 0 | 0 | 0 | 0 | 0 | 0 | 70858.9504 | 0 | 0 | 0 | 0 | 0 | 0 | 0 | 0 | 43332.6268 | 0 | 0 | 0 | 0 | 0 | 0 | 0 | 0 | 0 | 0
2016-08-12 21:00 | 0 | 0 | 0 | 0 | 0 | 0 | 791144.6369 | 691677 | 0 | 0 | 0 | 0 | 0 | 0 | 0 | 0 | 0 | 0 | 0 | 5133055.0516 | 0 | 0 | 0 | 0 | 0 | 0 | 0 | 0 | 0 | 0 | 0 | 0 | -70858.9504 | 0 | 0 | 0 | 0 | 0 | 0 | 0 | 0 | 170326.5873 | 0 | 0 | 0 | 0 | 0 | 0 | 0 | 0 | 0 | 0
2016-08-12 22:00 | 0 | 0 | 0 | 0 | 0 | 200499.8567 | 752976.5757 | 681134 | 0 | 0 | 0 | 0 | 70858.9504 | 0 | 0 | 0 | 0 | 0 | 0 | 5334538.5336 | 0 | 0 | 0 | 0 | 0 | 0 | 0 | 0 | 0 | 0 | 0 | 0 | 70858.9504 | 0 | 0 | 0 | 0 | 0 | 0 | 0 | 0 | 201483.482 | 0 | 0 | 0 | 0 | 0 | 0 | 0 | 0 | 0 | 0
2016-08-12 23:00 | 0 | 0 | 0 | 0 | 0 | 70278.7734 | 649698.5004 | 662811 | 0 | 0 | 0 | 0 | 128025.2243 | 0 | 0 | 0 | 0 | 0 | 0 | 5334538.5336 | 0 | 0 | 0 | 0 | 0 | 0 | 0 | 0 | 0 | 0 | 0 | 0 | 57166.2739 | 0 | 0 | 0 | 0 | 0 | 0 | 0 | 0 | 0 | 0 | 0 | 0 | 0 | 0 | 0 | 0 | 0 | 0 | 0
2016-08-13 | 0 | 0 | 0 | 0 | 0 | 0 | 488677.6869 | 647312 | 0 | 0 | 0 | 0 | 198884.1747 | 0 | 0 | 0 | 0 | 0 | 0 | 5105045.2701 | 0 | 0 | 0 | 0 | 0 | 0 | 0 | 0 | 0 | 0 | 0 | 0 | 70858.9504 | 0 | 0 | 0 | 0 | 0 | 0 | 0 | 0 | 62756.9549 | 292250.2184 | 0 | 0 | 0 | 0 | 0 | 0 | 0 | 0 | 0
2016-08-13 01:00 | 0 | 0 | 0 | 0 | 0 | 262683.8074 | 185308.4306 | 628394 | 0 | 0 | 0 | 0 | 198884.1747 | 0 | 0 | 0 | 0 | 0 | 0 | 4924643.508 | 0 | 0 | 0 | 0 | 0 | 0 | 0 | 0 | 0 | 0 | 0 | 0 | 0 | 0 | 0 | 0 | 0 | 0 | 0 | 0 | 0 | 111848.4564 | 292250.2184 | 0 | 0 | 0 | 0 | 0 | 0 | 0 | 0 | 0
2016-08-13 02:00 | 0 | 0 | 0 | 0 | 0 | 287994.6119 | 2491.3054 | 598858 | 0 | 0 | 0 | 0 | 141717.9008 | 0 | 0 | 0 | 0 | 0 | 0 | 4673437.6992 | 0 | 0 | 0 | 0 | 0 | 0 | 0 | 0 | 0 | 0 | 0 | 0 | -57166.2739 | 0 | 0 | 0 | 0 | 0 | 0 | 0 | 0 | 41044.4096 | 292250.2184 | 0 | 0 | 0 | 0 | 0 | 0 | 0 | 0 | 0
2016-08-13 03:00 | 0 | 0 | 0 | 0 | 0 | 292242.5543 | 0 | 564410 | 0 | 0 | 0 | 0 | 70858.9504 | 0 | 0 | 0 | 0 | 0 | 0 | 4472129.204 | 0 | 0 | 0 | 0 | 0 | 0 | 0 | 0 | 0 | 0 | 0 | 0 | -70858.9504 | 0 | 0 | 0 | 0 | 0 | 0 | 0 | 0 | 90941.7231 | 292250.2184 | 0 | 0 | 0 | 0 | 0 | 0 | 0 | 0 | 0
2016-08-13 04:00 | 0 | 0 | 0 | 0 | 0 | 289093.857 | 0 | 530967 | 0 | 0 | 0 | 0 | 0 | 0 | 0 | 0 | 0 | 0 | 0 | 4301115.0113 | 0 | 0 | 0 | 0 | 0 | 0 | 0 | 0 | 0 | 0 | 0 | 0 | -70858.9504 | 0 | 0 | 0 | 0 | 0 | 0 | 0 | 0 | 121236.0258 | 292250.2184 | 0 | 0 | 0 | 0 | 0 | 0 | 0 | 0 | 0
2016-08-13 05:00 | 0 | 0 | 0 | 0 | 0 | 279866.5145 | 0 | 500597 | 0 | 0 | 0 | 0 | 0 | 0 | 0 | 0 | 0 | 0 | 0 | 4080384.5259 | 0 | 0 | 0 | 0 | 0 | 0 | 0 | 0 | 0 | 0 | 0 | 0 | 0 | 0 | 0 | 0 | 0 | 0 | 0 | 0 | 0 | 71519.7329 | 292250.2184 | 0 | 0 | 0 | 0 | 0 | 0 | 0 | 0 | 0
2016-08-13 06:00 | 0 | 0 | 0 | 0 | 0 | 271253.6233 | 0 | 474944 | 0 | 0 | 0 | 0 | 70858.9504 | 0 | 0 | 0 | 0 | 0 | 0 | 3805835.1988 | 0 | 0 | 0 | 0 | 0 | 0 | 0 | 0 | 0 | 0 | 0 | 0 | 70858.9504 | 0 | 0 | 0 | 0 | 0 | 0 | 0 | 0 | 17700.8913 | 292250.2184 | 0 | 0 | 0 | 0 | 0 | 0 | 0 | 0 | 0
2016-08-13 07:00 | 0 | 0 | 0 | 0 | 0 | 266877.4408 | 0 | 456605 | 0 | 0 | 0 | 0 | 0 | 0 | 0 | 0 | 0 | 0 | 0 | 3686966.59 | 0 | 0 | 0 | 0 | 0 | 0 | 0 | 0 | 0 | 0 | 0 | 0 | -70858.9504 | 0 | 0 | 0 | 0 | 0 | 0 | 0 | 0 | 173381.6096 | 292250.2184 | 0 | 0 | 0 | 0 | 0 | 0 | 0 | 0 | 0
2016-08-13 08:00 | 0 | 0 | 0 | 0 | 0 | 223226.732 | 0 | 444618 | 0 | 0 | 0 | 0 | 70858.9504 | 0 | 0 | 0 | 0 | 0 | 0 | 3394716.3716 | 0 | 0 | 0 | 0 | 0 | 0 | 0 | 0 | 0 | 0 | 0 | 0 | 70858.9504 | 0 | 0 | 0 | 0 | 0 | 0 | 0 | 0 | 0 | 292250.2184 | 0 | 0 | 0 | 0 | 0 | 0 | 0 | 0 | 0
2016-08-13 09:00 | 0 | 0 | 0 | 0 | 0 | 278423.204 | 0 | 439691 | 0 | 0 | 0 | 0 | 128025.2243 | 0 | 0 | 0 | 0 | 0 | 0 | 3176282.3018 | 0 | 0 | 0 | 0 | 0 | 0 | 0 | 0 | 0 | 0 | 0 | 0 | 57166.2739 | 0 | 0 | 0 | 0 | 0 | 0 | 0 | 0 | 73816.1486 | 292250.2184 | 0 | 0 | 0 | 0 | 0 | 0 | 0 | 0 | 0
2016-08-13 10:00 | 0 | 0 | 0 | 0 | 0 | 291678.9829 | 0 | 440900 | 0 | 0 | 0 | 0 | 198884.1747 | 0 | 0 | 0 | 0 | 0 | 0 | 2956202.3343 | 0 | 0 | 0 | 0 | 0 | 0 | 0 | 0 | 0 | 0 | 0 | 0 | 70858.9504 | 0 | 0 | 0 | 0 | 0 | 0 | 0 | 0 | 72170.2509 | 292250.2184 | 0 | 0 | 0 | 0 | 0 | 0 | 0 | 0 | 0
2016-08-13 11:00 | 0 | 0 | 0 | 0 | 0 | 299899.2432 | 0 | 448811 | 0 | 0 | 0 | 0 | 128025.2243 | 0 | 0 | 0 | 0 | 0 | 0 | 2878149.5279 | 0 | 0 | 0 | 0 | 0 | 0 | 0 | 0 | 0 | 0 | 0 | 0 | -70858.9504 | 0 | 0 | 0 | 0 | 0 | 0 | 0 | 0 | 214197.412 | 292250.2184 | 0 | 0 | 0 | 0 | 0 | 0 | 0 | 0 | 0
2016-08-13 12:00 | 0 | 0 | 0 | 0 | 0 | 175473.1364 | 23370.3022 | 469762 | 0 | 0 | 0 | 0 | 73153.1898 | 0 | 0 | 0 | 0 | 0 | 0 | 2662103.001 | 0 | 0 | 0 | 0 | 0 | 0 | 0 | 0 | 0 | 0 | 0 | 0 | -54872.0345 | 0 | 0 | 0 | 0 | 0 | 0 | 0 | 0 | 76203.6915 | 292250.2184 | 0 | 0 | 0 | 0 | 0 | 0 | 0 | 0 | 0
2016-08-13 13:00 | 0 | 0 | 0 | 0 | 0 | 117159.8799 | 319312.4589 | 498958 | 0 | 0 | 0 | 0 | 144012.1402 | 0 | 0 | 0 | 0 | 0 | 0 | 2528758.3894 | 0 | 0 | 0 | 0 | 0 | 0 | 0 | 0 | 0 | 0 | 0 | 0 | 70858.9504 | 0 | 0 | 0 | 0 | 0 | 0 | 0 | 0 | 158905.6068 | 292250.2184 | 0 | 0 | 0 | 0 | 0 | 0 | 0 | 0 | 0
2016-08-13 14:00 | 0 | 0 | 0 | 0 | 0 | 0 | 586591.0345 | 531719 | 0 | 0 | 0 | 0 | 198884.1747 | 0 | 0 | 0 | 0 | 0 | 0 | 2528758.3894 | 0 | 0 | 0 | 0 | 0 | 0 | 0 | 0 | 0 | 0 | 0 | 0 | 54872.0345 | 0 | 0 | 0 | 0 | 0 | 0 | 0 | 0 | 0 | 0 | 0 | 0 | 0 | 0 | 0 | 0 | 0 | 0 | 0
2016-08-13 15:00 | 0 | 0 | 0 | 0 | 0 | 109670.9875 | 714694.1021 | 563517 | 0 | 0 | 0 | 0 | 128025.2243 | 0 | 0 | 0 | 0 | 0 | 0 | 2860465.4294 | 0 | 0 | 0 | 0 | 0 | 0 | 0 | 0 | 0 | 0 | 0 | 0 | -70858.9504 | 0 | 0 | 0 | 0 | 0 | 0 | 0 | 0 | 331707.04 | 0 | 0 | 0 | 0 | 0 | 0 | 0 | 0 | 0 | 0
2016-08-13 16:00 | 0 | 0 | 0 | 0 | 0 | 0 | 785539.4187 | 590577 | 0 | 0 | 0 | 0 | 198884.1747 | 0 | 0 | 0 | 0 | 0 | 0 | 2984568.8976 | 0 | 0 | 0 | 0 | 0 | 0 | 0 | 0 | 0 | 0 | 0 | 0 | 70858.9504 | 0 | 0 | 0 | 0 | 0 | 0 | 0 | 0 | 124103.4683 | 0 | 0 | 0 | 0 | 0 | 0 | 0 | 0 | 0 | 0
2016-08-13 17:00 | 0 | 0 | 0 | 0 | 0 | 0 | 793026.4462 | 610030 | 0 | 0 | 0 | 0 | 198884.1747 | 0 | 0 | 0 | 0 | 0 | 0 | 3167565.3439 | 0 | 0 | 0 | 0 | 0 | 0 | 0 | 0 | 0 | 0 | 0 | 0 | 0 | 0 | 0 | 0 | 0 | 0 | 0 | 0 | 0 | 182996.4462 | 0 | 0 | 0 | 0 | 0 | 0 | 0 | 0 | 0 | 0
2016-08-13 18:00 | 0 | 0 | 0 | 0 | 0 | 0 | 783445.562 | 625920 | 0 | 0 | 0 | 0 | 195823.5435 | 0 | 0 | 0 | 0 | 0 | 0 | 3328151.537 | 0 | 0 | 0 | 0 | 0 | 0 | 0 | 0 | 0 | 0 | 0 | 0 | -3060.6312 | 0 | 0 | 0 | 0 | 0 | 0 | 0 | 0 | 160586.1932 | 0 | 0 | 0 | 0 | 0 | 0 | 0 | 0 | 0 | 0
2016-08-13 19:00 | 0 | 0 | 0 | 0 | 0 | 124827.3805 | 773796.7091 | 637776 | 0 | 0 | 0 | 0 | 124964.5931 | 0 | 0 | 0 | 0 | 0 | 0 | 3659858.577 | 0 | 0 | 0 | 0 | 0 | 0 | 0 | 0 | 0 | 0 | 0 | 0 | -70858.9504 | 0 | 0 | 0 | 0 | 0 | 0 | 0 | 0 | 331707.04 | 0 | 0 | 0 | 0 | 0 | 0 | 0 | 0 | 0 | 0
2016-08-13 20:00 | 0 | 0 | 0 | 0 | 0 | 0 | 770806.2541 | 645466 | 0 | 0 | 0 | 0 | 195823.5435 | 0 | 0 | 0 | 0 | 0 | 0 | 3714339.8807 | 0 | 0 | 0 | 0 | 0 | 0 | 0 | 0 | 0 | 0 | 0 | 0 | 70858.9504 | 0 | 0 | 0 | 0 | 0 | 0 | 0 | 0 | 54481.3037 | 0 | 0 | 0 | 0 | 0 | 0 | 0 | 0 | 0 | 0
2016-08-13 21:00 | 0 | 0 | 0 | 0 | 0 | 0 | 760195.6793 | 647940 | 0 | 0 | 0 | 0 | 124964.5931 | 0 | 0 | 0 | 0 | 0 | 0 | 3897454.5105 | 0 | 0 | 0 | 0 | 0 | 0 | 0 | 0 | 0 | 0 | 0 | 0 | -70858.9504 | 0 | 0 | 0 | 0 | 0 | 0 | 0 | 0 | 183114.6297 | 0 | 0 | 0 | 0 | 0 | 0 | 0 | 0 | 0 | 0
2016-08-13 22:00 | 0 | 0 | 0 | 0 | 0 | 195833.5815 | 724877.8159 | 643110 | 0 | 0 | 0 | 0 | 70858.9504 | 0 | 0 | 0 | 0 | 0 | 0 | 4229161.5505 | 0 | 0 | 0 | 0 | 0 | 0 | 0 | 0 | 0 | 0 | 0 | 0 | -54105.6427 | 0 | 0 | 0 | 0 | 0 | 0 | 0 | 0 | 331707.04 | 0 | 0 | 0 | 0 | 0 | 0 | 0 | 0 | 0 | 0
2016-08-13 23:00 | 0 | 0 | 0 | 0 | 0 | 0 | 631487.9324 | 628592 | 0 | 0 | 0 | 0 | 0 | 0 | 0 | 0 | 0 | 0 | 0 | 4302916.4332 | 0 | 0 | 0 | 0 | 0 | 0 | 0 | 0 | 0 | 0 | 0 | 0 | -70858.9504 | 0 | 0 | 0 | 0 | 0 | 0 | 0 | 0 | 73754.8828 | 0 | 0 | 0 | 0 | 0 | 0 | 0 | 0 | 0 | 0
2016-08-14 | 0 | 0 | 0 | 0 | 0 | 220527.2504 | 473431.2912 | 615613 | 0 | 0 | 0 | 0 | 70858.9504 | 0 | 0 | 0 | 0 | 0 | 0 | 4310403.0244 | 0 | 0 | 0 | 0 | 0 | 0 | 0 | 0 | 0 | 0 | 0 | 0 | 70858.9504 | 0 | 0 | 0 | 0 | 0 | 0 | 0 | 0 | 7486.5912 | 0 | 0 | 0 | 0 | 0 | 0 | 0 | 0 | 0 | 0
2016-08-14 01:00 | 0 | 0 | 0 | 0 | 0 | 308409.736 | 183475.2392 | 598889 | 0 | 0 | 0 | 0 | 141717.9008 | 0 | 0 | 0 | 0 | 0 | 0 | 4132540.0492 | 0 | 0 | 0 | 0 | 0 | 0 | 0 | 0 | 0 | 0 | 0 | 0 | 70858.9504 | 0 | 0 | 0 | 0 | 0 | 0 | 0 | 0 | 114387.2432 | 292250.2184 | 0 | 0 | 0 | 0 | 0 | 0 | 0 | 0 | 0
2016-08-14 02:00 | 0 | 0 | 0 | 0 | 0 | 331585.7441 | 2022.5926 | 570370 | 0 | 0 | 0 | 0 | 70858.9504 | 0 | 0 | 0 | 0 | 0 | 0 | 3966637.3364 | 0 | 0 | 0 | 0 | 0 | 0 | 0 | 0 | 0 | 0 | 0 | 0 | -70858.9504 | 0 | 0 | 0 | 0 | 0 | 0 | 0 | 0 | 126347.5055 | 292250.2184 | 0 | 0 | 0 | 0 | 0 | 0 | 0 | 0 | 0
2016-08-14 03:00 | 0 | 0 | 0 | 0 | 0 | 318861.4447 | 0 | 539040 | 0 | 0 | 0 | 0 | 141717.9008 | 0 | 0 | 0 | 0 | 0 | 0 | 3675599.8307 | 0 | 0 | 0 | 0 | 0 | 0 | 0 | 0 | 0 | 0 | 0 | 0 | 70858.9504 | 0 | 0 | 0 | 0 | 0 | 0 | 0 | 0 | 1212.7127 | 292250.2184 | 0 | 0 | 0 | 0 | 0 | 0 | 0 | 0 | 0
2016-08-14 04:00 | 0 | 0 | 0 | 0 | 0 | 291532.4416 | 0 | 506573 | 0 | 0 | 0 | 0 | 70858.9504 | 0 | 0 | 0 | 0 | 0 | 0 | 3531418.2227 | 0 | 0 | 0 | 0 | 0 | 0 | 0 | 0 | 0 | 0 | 0 | 0 | -70858.9504 | 0 | 0 | 0 | 0 | 0 | 0 | 0 | 0 | 148068.6104 | 292250.2184 | 0 | 0 | 0 | 0 | 0 | 0 | 0 | 0 | 0
2016-08-14 05:00 | 0 | 0 | 0 | 0 | 0 | 116258.8312 | 0 | 479368 | 0 | 0 | 0 | 0 | 0 | 0 | 0 | 0 | 0 | 0 | 0 | 3239168.0043 | 0 | 0 | 0 | 0 | 0 | 0 | 0 | 0 | 0 | 0 | 0 | 0 | -70858.9504 | 0 | 0 | 0 | 0 | 0 | 0 | 0 | 0 | 0 | 292250.2184 | 0 | 0 | 0 | 0 | 0 | 0 | 0 | 0 | 0
2016-08-14 06:00 | 0 | 0 | 0 | 0 | 0 | 242997.9162 | 0 | 454836 | 0 | 0 | 0 | 0 | 0 | 0 | 0 | 0 | 0 | 0 | 0 | 3027329.9205 | 0 | 0 | 0 | 0 | 0 | 0 | 0 | 0 | 0 | 0 | 0 | 0 | 0 | 0 | 0 | 0 | 0 | 0 | 0 | 0 | 0 | 80412.1346 | 292250.2184 | 0 | 0 | 0 | 0 | 0 | 0 | 0 | 0 | 0
2016-08-14 07:00 | 0 | 0 | 0 | 0 | 0 | 237122.3799 | 0 | 436168 | 0 | 0 | 0 | 0 | 70858.9504 | 0 | 0 | 0 | 0 | 0 | 0 | 2757425.35 | 0 | 0 | 0 | 0 | 0 | 0 | 0 | 0 | 0 | 0 | 0 | 0 | 70858.9504 | 0 | 0 | 0 | 0 | 0 | 0 | 0 | 0 | 22345.6479 | 292250.2184 | 0 | 0 | 0 | 0 | 0 | 0 | 0 | 0 | 0
2016-08-14 08:00 | 0 | 0 | 0 | 0 | 0 | 243185.5257 | 0 | 423088 | 0 | 0 | 0 | 0 | 0 | 0 | 0 | 0 | 0 | 0 | 0 | 2648381.8262 | 0 | 0 | 0 | 0 | 0 | 0 | 0 | 0 | 0 | 0 | 0 | 0 | -70858.9504 | 0 | 0 | 0 | 0 | 0 | 0 | 0 | 0 | 183206.6945 | 292250.2184 | 0 | 0 | 0 | 0 | 0 | 0 | 0 | 0 | 0
2016-08-14 09:00 | 0 | 0 | 0 | 0 | 0 | 195363.732 | 0 | 416755 | 0 | 0 | 0 | 0 | 70858.9504 | 0 | 0 | 0 | 0 | 0 | 0 | 2356131.6078 | 0 | 0 | 0 | 0 | 0 | 0 | 0 | 0 | 0 | 0 | 0 | 0 | 70858.9504 | 0 | 0 | 0 | 0 | 0 | 0 | 0 | 0 | 0 | 292250.2184 | 0 | 0 | 0 | 0 | 0 | 0 | 0 | 0 | 0
2016-08-14 10:00 | 0 | 0 | 0 | 0 | 0 | 249799.7365 | 0 | 413239 | 0 | 0 | 0 | 0 | 70858.9504 | 0 | 0 | 0 | 0 | 0 | 0 | 2192692.3443 | 0 | 0 | 0 | 0 | 0 | 0 | 0 | 0 | 0 | 0 | 0 | 0 | 0 | 0 | 0 | 0 | 0 | 0 | 0 | 0 | 0 | 128810.9549 | 292250.2184 | 0 | 0 | 0 | 0 | 0 | 0 | 0 | 0 | 0
2016-08-14 11:00 | 0 | 0 | 0 | 0 | 0 | 257217.6489 | 0 | 417707 | 0 | 0 | 0 | 0 | 0 | 0 | 0 | 0 | 0 | 0 | 0 | 2103061.9436 | 0 | 0 | 0 | 0 | 0 | 0 | 0 | 0 | 0 | 0 | 0 | 0 | -70858.9504 | 0 | 0 | 0 | 0 | 0 | 0 | 0 | 0 | 202619.8177 | 292250.2184 | 0 | 0 | 0 | 0 | 0 | 0 | 0 | 0 | 0
2016-08-14 12:00 | 0 | 0 | 0 | 0 | 0 | 176727.606 | 13987.9402 | 437681 | 0 | 0 | 0 | 0 | 0 | 0 | 0 | 0 | 0 | 0 | 0 | 1856096.4899 | 0 | 0 | 0 | 0 | 0 | 0 | 0 | 0 | 0 | 0 | 0 | 0 | 0 | 0 | 0 | 0 | 0 | 0 | 0 | 0 | 0 | 45284.7646 | 292250.2184 | 0 | 0 | 0 | 0 | 0 | 0 | 0 | 0 | 0
2016-08-14 13:00 | 0 | 0 | 0 | 0 | 0 | 0 | 295514.8075 | 467631 | 0 | 0 | 0 | 0 | 0 | 0 | 0 | 0 | 0 | 0 | 0 | 1683980.2974 | 0 | 0 | 0 | 0 | 0 | 0 | 0 | 0 | 0 | 0 | 0 | 0 | 0 | 0 | 0 | 0 | 0 | 0 | 0 | 0 | 0 | 120134.0259 | 292250.2184 | 0 | 0 | 0 | 0 | 0 | 0 | 0 | 0 | 0
2016-08-14 14:00 | 0 | 0 | 0 | 0 | 0 | 0 | 584728.854 | 499596 | 0 | 0 | 0 | 0 | 70858.9504 | 0 | 0 | 0 | 0 | 0 | 0 | 1698254.2009 | 0 | 0 | 0 | 0 | 0 | 0 | 0 | 0 | 0 | 0 | 0 | 0 | 70858.9504 | 0 | 0 | 0 | 0 | 0 | 0 | 0 | 0 | 14273.9036 | 0 | 0 | 0 | 0 | 0 | 0 | 0 | 0 | 0 | 0
2016-08-14 15:00 | 0 | 0 | 0 | 0 | 0 | 0 | 746406.0629 | 530843 | 0 | 0 | 0 | 0 | 0 | 0 | 0 | 0 | 0 | 0 | 0 | 1984676.2142 | 0 | 0 | 0 | 0 | 0 | 0 | 0 | 0 | 0 | 0 | 0 | 0 | -70858.9504 | 0 | 0 | 0 | 0 | 0 | 0 | 0 | 0 | 286422.0133 | 0 | 0 | 0 | 0 | 0 | 0 | 0 | 0 | 0 | 0
2016-08-14 16:00 | 0 | 0 | 0 | 0 | 0 | 0 | 818561.255 | 558890 | 0 | 0 | 0 | 0 | 70858.9504 | 0 | 0 | 0 | 0 | 0 | 0 | 2173488.5188 | 0 | 0 | 0 | 0 | 0 | 0 | 0 | 0 | 0 | 0 | 0 | 0 | 70858.9504 | 0 | 0 | 0 | 0 | 0 | 0 | 0 | 0 | 188812.3046 | 0 | 0 | 0 | 0 | 0 | 0 | 0 | 0 | 0 | 0
2016-08-14 17:00 | 0 | 0 | 0 | 0 | 0 | 118350.6635 | 828927.6469 | 580961 | 0 | 0 | 0 | 0 | 105469.2208 | 0 | 0 | 0 | 0 | 0 | 0 | 2505195.5588 | 0 | 0 | 0 | 0 | 0 | 0 | 0 | 0 | 0 | 0 | 0 | 0 | 34610.2704 | 0 | 0 | 0 | 0 | 0 | 0 | 0 | 0 | 331707.04 | 0 | 0 | 0 | 0 | 0 | 0 | 0 | 0 | 0 | 0
2016-08-14 18:00 | 0 | 0 | 0 | 0 | 0 | 0 | 820728.2864 | 597919 | 0 | 0 | 0 | 0 | 34610.2704 | 0 | 0 | 0 | 0 | 0 | 0 | 2798863.7957 | 0 | 0 | 0 | 0 | 0 | 0 | 0 | 0 | 0 | 0 | 0 | 0 | -70858.9504 | 0 | 0 | 0 | 0 | 0 | 0 | 0 | 0 | 293668.2368 | 0 | 0 | 0 | 0 | 0 | 0 | 0 | 0 | 0 | 0
2016-08-14 19:00 | 0 | 0 | 0 | 0 | 0 | 0 | 809799.5824 | 610934 | 0 | 0 | 0 | 0 | 57166.2739 | 0 | 0 | 0 | 0 | 0 | 0 | 2975173.3747 | 0 | 0 | 0 | 0 | 0 | 0 | 0 | 0 | 0 | 0 | 0 | 0 | 22556.0034 | 0 | 0 | 0 | 0 | 0 | 0 | 0 | 0 | 176309.579 | 0 | 0 | 0 | 0 | 0 | 0 | 0 | 0 | 0 | 0
2016-08-14 20:00 | 0 | 0 | 0 | 0 | 0 | 0 | 806329.8344 | 620918 | 0 | 0 | 0 | 0 | 128025.2243 | 0 | 0 | 0 | 0 | 0 | 0 | 3089726.2586 | 0 | 0 | 0 | 0 | 0 | 0 | 0 | 0 | 0 | 0 | 0 | 0 | 70858.9504 | 0 | 0 | 0 | 0 | 0 | 0 | 0 | 0 | 114552.884 | 0 | 0 | 0 | 0 | 0 | 0 | 0 | 0 | 0 | 0
2016-08-14 21:00 | 0 | 0 | 0 | 0 | 0 | 0 | 796910.0971 | 627236 | 0 | 0 | 0 | 0 | 198884.1747 | 0 | 0 | 0 | 0 | 0 | 0 | 3188541.4053 | 0 | 0 | 0 | 0 | 0 | 0 | 0 | 0 | 0 | 0 | 0 | 0 | 70858.9504 | 0 | 0 | 0 | 0 | 0 | 0 | 0 | 0 | 98815.1467 | 0 | 0 | 0 | 0 | 0 | 0 | 0 | 0 | 0 | 0
2016-08-14 22:00 | 0 | 0 | 0 | 0 | 0 | 0 | 767495.6478 | 625583 | 0 | 0 | 0 | 0 | 128025.2243 | 0 | 0 | 0 | 0 | 0 | 0 | 3401313.0035 | 0 | 0 | 0 | 0 | 0 | 0 | 0 | 0 | 0 | 0 | 0 | 0 | -70858.9504 | 0 | 0 | 0 | 0 | 0 | 0 | 0 | 0 | 212771.5982 | 0 | 0 | 0 | 0 | 0 | 0 | 0 | 0 | 0 | 0
2016-08-14 23:00 | 0 | 0 | 0 | 0 | 0 | 15560.1702 | 671614.7802 | 616316 | 0 | 0 | 0 | 0 | 198884.1747 | 0 | 0 | 0 | 0 | 0 | 0 | 3401313.0035 | 0 | 0 | 0 | 0 | 0 | 0 | 0 | 0 | 0 | 0 | 0 | 0 | 70858.9504 | 0 | 0 | 0 | 0 | 0 | 0 | 0 | 0 | 0 | 0 | 0 | 0 | 0 | 0 | 0 | 0 | 0 | 0 | 0
2016-08-15 | 0 | 0 | 0 | 0 | 0 | 19785.3443 | 516978.7053 | 607623 | 0 | 0 | 0 | 0 | 128025.2243 | 0 | 0 | 0 | 0 | 0 | 0 | 3401313.0035 | 0 | 0 | 0 | 0 | 0 | 0 | 0 | 0 | 0 | 0 | 0 | 0 | -70858.9504 | 0 | 0 | 0 | 0 | 0 | 0 | 0 | 0 | 0 | 0 | 0 | 0 | 0 | 0 | 0 | 0 | 0 | 0 | 0
2016-08-15 01:00 | 0 | 0 | 0 | 0 | 0 | 397630.5861 | 177158.6099 | 594043 | 0 | 0 | 0 | 0 | 141717.9008 | 0 | 0 | 0 | 0 | 0 | 0 | 3368366.523 | 0 | 0 | 0 | 0 | 0 | 0 | 0 | 0 | 0 | 0 | 0 | 0 | 13692.6765 | 0 | 0 | 0 | 0 | 0 | 0 | 0 | 0 | 259303.7378 | 292250.2184 | 0 | 0 | 0 | 0 | 0 | 0 | 0 | 0 | 0
2016-08-15 02:00 | 0 | 0 | 0 | 0 | 0 | 461627.4432 | 1965.2767 | 565864 | 0 | 0 | 0 | 0 | 70858.9504 | 0 | 0 | 0 | 0 | 0 | 0 | 3336954.1933 | 0 | 0 | 0 | 0 | 0 | 0 | 0 | 0 | 0 | 0 | 0 | 0 | -70858.9504 | 0 | 0 | 0 | 0 | 0 | 0 | 0 | 0 | 260837.8887 | 292250.2184 | 0 | 0 | 0 | 0 | 0 | 0 | 0 | 0 | 0
2016-08-15 03:00 | 0 | 0 | 0 | 0 | 0 | 168693.8312 | 0 | 531803 | 0 | 0 | 0 | 0 | 0 | 0 | 0 | 0 | 0 | 0 | 0 | 3044703.9749 | 0 | 0 | 0 | 0 | 0 | 0 | 0 | 0 | 0 | 0 | 0 | 0 | -70858.9504 | 0 | 0 | 0 | 0 | 0 | 0 | 0 | 0 | 0 | 292250.2184 | 0 | 0 | 0 | 0 | 0 | 0 | 0 | 0 | 0
2016-08-15 04:00 | 0 | 0 | 0 | 0 | 0 | 442388.5795 | 0 | 498640 | 0 | 0 | 0 | 0 | 0 | 0 | 0 | 0 | 0 | 0 | 0 | 2988452.5544 | 0 | 0 | 0 | 0 | 0 | 0 | 0 | 0 | 0 | 0 | 0 | 0 | 0 | 0 | 0 | 0 | 0 | 0 | 0 | 0 | 0 | 235998.7979 | 292250.2184 | 0 | 0 | 0 | 0 | 0 | 0 | 0 | 0 | 0
2016-08-15 05:00 | 0 | 0 | 0 | 0 | 0 | 403197.1302 | 0 | 471763 | 0 | 0 | 0 | 0 | 70858.9504 | 0 | 0 | 0 | 0 | 0 | 0 | 2849027.7342 | 0 | 0 | 0 | 0 | 0 | 0 | 0 | 0 | 0 | 0 | 0 | 0 | 70858.9504 | 0 | 0 | 0 | 0 | 0 | 0 | 0 | 0 | 152825.3982 | 292250.2184 | 0 | 0 | 0 | 0 | 0 | 0 | 0 | 0 | 0
2016-08-15 06:00 | 0 | 0 | 0 | 0 | 0 | 354505.1709 | 0 | 448691 | 0 | 0 | 0 | 0 | 141717.9008 | 0 | 0 | 0 | 0 | 0 | 0 | 2683982.9547 | 0 | 0 | 0 | 0 | 0 | 0 | 0 | 0 | 0 | 0 | 0 | 0 | 70858.9504 | 0 | 0 | 0 | 0 | 0 | 0 | 0 | 0 | 127205.4389 | 292250.2184 | 0 | 0 | 0 | 0 | 0 | 0 | 0 | 0 | 0
2016-08-15 07:00 | 0 | 0 | 0 | 0 | 0 | 310851.9049 | 0 | 433241 | 0 | 0 | 0 | 0 | 70858.9504 | 0 | 0 | 0 | 0 | 0 | 0 | 2632452.81 | 0 | 0 | 0 | 0 | 0 | 0 | 0 | 0 | 0 | 0 | 0 | 0 | -70858.9504 | 0 | 0 | 0 | 0 | 0 | 0 | 0 | 0 | 240720.0737 | 292250.2184 | 0 | 0 | 0 | 0 | 0 | 0 | 0 | 0 | 0
2016-08-15 08:00 | 0 | 0 | 0 | 0 | 0 | 285866.3791 | 0 | 426487 | 0 | 0 | 0 | 0 | 0 | 0 | 0 | 0 | 0 | 0 | 0 | 2562691.1395 | 0 | 0 | 0 | 0 | 0 | 0 | 0 | 0 | 0 | 0 | 0 | 0 | -70858.9504 | 0 | 0 | 0 | 0 | 0 | 0 | 0 | 0 | 222488.5479 | 292250.2184 | 0 | 0 | 0 | 0 | 0 | 0 | 0 | 0 | 0
2016-08-15 09:00 | 0 | 0 | 0 | 0 | 0 | 209435.732 | 0 | 430827 | 0 | 0 | 0 | 0 | 70858.9504 | 0 | 0 | 0 | 0 | 0 | 0 | 2270440.9211 | 0 | 0 | 0 | 0 | 0 | 0 | 0 | 0 | 0 | 0 | 0 | 0 | 70858.9504 | 0 | 0 | 0 | 0 | 0 | 0 | 0 | 0 | 0 | 292250.2184 | 0 | 0 | 0 | 0 | 0 | 0 | 0 | 0 | 0
2016-08-15 10:00 | 0 | 0 | 0 | 0 | 0 | 246877.4498 | 0 | 448712 | 0 | 0 | 0 | 0 | 139506.3 | 0 | 0 | 0 | 0 | 0 | 0 | 1999959.0213 | 0 | 0 | 0 | 0 | 0 | 0 | 0 | 0 | 0 | 0 | 0 | 0 | 68647.3496 | 0 | 0 | 0 | 0 | 0 | 0 | 0 | 0 | 21768.3186 | 292250.2184 | 0 | 0 | 0 | 0 | 0 | 0 | 0 | 0 | 0
2016-08-15 11:00 | 0 | 0 | 0 | 0 | 0 | 237522.6563 | 0 | 470395 | 0 | 0 | 0 | 0 | 198884.1747 | 0 | 0 | 0 | 0 | 0 | 0 | 1707708.8029 | 0 | 0 | 0 | 0 | 0 | 0 | 0 | 0 | 0 | 0 | 0 | 0 | 59377.8747 | 0 | 0 | 0 | 0 | 0 | 0 | 0 | 0 | 0 | 292250.2184 | 0 | 0 | 0 | 0 | 0 | 0 | 0 | 0 | 0
2016-08-15 12:00 | 0 | 0 | 0 | 0 | 0 | 158355.0971 | 12968.81 | 491924 | 0 | 0 | 0 | 0 | 170534.3002 | 0 | 0 | 0 | 0 | 0 | 0 | 1415458.5845 | 0 | 0 | 0 | 0 | 0 | 0 | 0 | 0 | 0 | 0 | 0 | 0 | -28349.8745 | 0 | 0 | 0 | 0 | 0 | 0 | 0 | 0 | 0 | 292250.2184 | 0 | 0 | 0 | 0 | 0 | 0 | 0 | 0 | 0
2016-08-15 13:00 | 0 | 0 | 0 | 0 | 0 | 66496.2102 | 324790.9522 | 518273 | 0 | 0 | 0 | 0 | 198884.1747 | 0 | 0 | 0 | 0 | 0 | 0 | 1260122.8724 | 0 | 0 | 0 | 0 | 0 | 0 | 0 | 0 | 0 | 0 | 0 | 0 | 28349.8745 | 0 | 0 | 0 | 0 | 0 | 0 | 0 | 0 | 136914.5063 | 292250.2184 | 0 | 0 | 0 | 0 | 0 | 0 | 0 | 0 | 0
2016-08-15 14:00 | 0 | 0 | 0 | 0 | 0 | 0 | 622212.3904 | 549237 | 0 | 0 | 0 | 0 | 128025.2243 | 0 | 0 | 0 | 0 | 0 | 0 | 1403957.2132 | 0 | 0 | 0 | 0 | 0 | 0 | 0 | 0 | 0 | 0 | 0 | 0 | -70858.9504 | 0 | 0 | 0 | 0 | 0 | 0 | 0 | 0 | 143834.3408 | 0 | 0 | 0 | 0 | 0 | 0 | 0 | 0 | 0 | 0
2016-08-15 15:00 | 0 | 0 | 0 | 0 | 0 | 0 | 758759.3026 | 578771 | 0 | 0 | 0 | 0 | 57166.2739 | 0 | 0 | 0 | 0 | 0 | 0 | 1654804.4662 | 0 | 0 | 0 | 0 | 0 | 0 | 0 | 0 | 0 | 0 | 0 | 0 | -70858.9504 | 0 | 0 | 0 | 0 | 0 | 0 | 0 | 0 | 250847.253 | 0 | 0 | 0 | 0 | 0 | 0 | 0 | 0 | 0 | 0
2016-08-15 16:00 | 0 | 0 | 0 | 0 | 0 | 0 | 830809.9591 | 603983 | 0 | 0 | 0 | 0 | 128025.2243 | 0 | 0 | 0 | 0 | 0 | 0 | 1810772.4749 | 0 | 0 | 0 | 0 | 0 | 0 | 0 | 0 | 0 | 0 | 0 | 0 | 70858.9504 | 0 | 0 | 0 | 0 | 0 | 0 | 0 | 0 | 155968.0087 | 0 | 0 | 0 | 0 | 0 | 0 | 0 | 0 | 0 | 0
2016-08-15 17:00 | 0 | 0 | 0 | 0 | 0 | 0 | 835056.1558 | 625189 | 0 | 0 | 0 | 0 | 128025.2243 | 0 | 0 | 0 | 0 | 0 | 0 | 2020639.6307 | 0 | 0 | 0 | 0 | 0 | 0 | 0 | 0 | 0 | 0 | 0 | 0 | 0 | 0 | 0 | 0 | 0 | 0 | 0 | 0 | 0 | 209867.1558 | 0 | 0 | 0 | 0 | 0 | 0 | 0 | 0 | 0 | 0
2016-08-15 18:00 | 0 | 0 | 0 | 0 | 0 | 0 | 828310.823 | 639774 | 0 | 0 | 0 | 0 | 57166.2739 | 0 | 0 | 0 | 0 | 0 | 0 | 2280035.4041 | 0 | 0 | 0 | 0 | 0 | 0 | 0 | 0 | 0 | 0 | 0 | 0 | -70858.9504 | 0 | 0 | 0 | 0 | 0 | 0 | 0 | 0 | 259395.7734 | 0 | 0 | 0 | 0 | 0 | 0 | 0 | 0 | 0 | 0
2016-08-15 19:00 | 0 | 0 | 0 | 0 | 0 | 0 | 819157.3604 | 650054 | 0 | 0 | 0 | 0 | 128025.2243 | 0 | 0 | 0 | 0 | 0 | 0 | 2378279.8141 | 0 | 0 | 0 | 0 | 0 | 0 | 0 | 0 | 0 | 0 | 0 | 0 | 70858.9504 | 0 | 0 | 0 | 0 | 0 | 0 | 0 | 0 | 98244.41 | 0 | 0 | 0 | 0 | 0 | 0 | 0 | 0 | 0 | 0
2016-08-15 20:00 | 0 | 0 | 0 | 0 | 0 | 82857.4213 | 818285.3439 | 657927 | 0 | 0 | 0 | 0 | 198884.1747 | 0 | 0 | 0 | 0 | 0 | 0 | 2550636.6289 | 0 | 0 | 0 | 0 | 0 | 0 | 0 | 0 | 0 | 0 | 0 | 0 | 70858.9504 | 0 | 0 | 0 | 0 | 0 | 0 | 0 | 0 | 172356.8148 | 0 | 0 | 0 | 0 | 0 | 0 | 0 | 0 | 0 | 0
2016-08-15 21:00 | 0 | 0 | 0 | 0 | 0 | 80310.449 | 811220.9087 | 659978 | 0 | 0 | 0 | 0 | 128025.2243 | 0 | 0 | 0 | 0 | 0 | 0 | 2853048.937 | 0 | 0 | 0 | 0 | 0 | 0 | 0 | 0 | 0 | 0 | 0 | 0 | -70858.9504 | 0 | 0 | 0 | 0 | 0 | 0 | 0 | 0 | 302412.3081 | 0 | 0 | 0 | 0 | 0 | 0 | 0 | 0 | 0 | 0
2016-08-15 22:00 | 0 | 0 | 0 | 0 | 0 | 0 | 772645.8537 | 653805 | 0 | 0 | 0 | 0 | 141717.9008 | 0 | 0 | 0 | 0 | 0 | 0 | 2958197.1141 | 0 | 0 | 0 | 0 | 0 | 0 | 0 | 0 | 0 | 0 | 0 | 0 | 13692.6765 | 0 | 0 | 0 | 0 | 0 | 0 | 0 | 0 | 105148.1771 | 0 | 0 | 0 | 0 | 0 | 0 | 0 | 0 | 0 | 0
2016-08-15 23:00 | 0 | 0 | 0 | 0 | 0 | 0 | 682527.2569 | 641039 | 0 | 0 | 0 | 0 | 70858.9504 | 0 | 0 | 0 | 0 | 0 | 0 | 3070544.3214 | 0 | 0 | 0 | 0 | 0 | 0 | 0 | 0 | 0 | 0 | 0 | 0 | -70858.9504 | 0 | 0 | 0 | 0 | 0 | 0 | 0 | 0 | 112347.2073 | 0 | 0 | 0 | 0 | 0 | 0 | 0 | 0 | 0 | 0
2016-08-16 | 0 | 0 | 0 | 0 | 0 | 0 | 471847.1781 | 631686 | 0 | 0 | 0 | 0 | 0 | 0 | 0 | 0 | 0 | 0 | 0 | 2981564.4499 | 0 | 0 | 0 | 0 | 0 | 0 | 0 | 0 | 0 | 0 | 0 | 0 | -70858.9504 | 0 | 0 | 0 | 0 | 0 | 0 | 0 | 0 | 203270.3469 | 292250.2184 | 0 | 0 | 0 | 0 | 0 | 0 | 0 | 0 | 0
2016-08-16 01:00 | 0 | 0 | 0 | 0 | 0 | 361793.713 | 156790.2857 | 615028 | 0 | 0 | 0 | 0 | 0 | 0 | 0 | 0 | 0 | 0 | 0 | 2885120.4486 | 0 | 0 | 0 | 0 | 0 | 0 | 0 | 0 | 0 | 0 | 0 | 0 | 0 | 0 | 0 | 0 | 0 | 0 | 0 | 0 | 0 | 195806.2171 | 292250.2184 | 0 | 0 | 0 | 0 | 0 | 0 | 0 | 0 | 0
2016-08-16 02:00 | 0 | 0 | 0 | 0 | 0 | 437350.9914 | 1394.6058 | 582698 | 0 | 0 | 0 | 0 | 70858.9504 | 0 | 0 | 0 | 0 | 0 | 0 | 2670309.0953 | 0 | 0 | 0 | 0 | 0 | 0 | 0 | 0 | 0 | 0 | 0 | 0 | 70858.9504 | 0 | 0 | 0 | 0 | 0 | 0 | 0 | 0 | 77438.8652 | 292250.2184 | 0 | 0 | 0 | 0 | 0 | 0 | 0 | 0 | 0
2016-08-16 03:00 | 0 | 0 | 0 | 0 | 0 | 432209.8485 | 0 | 545197 | 0 | 0 | 0 | 0 | 0 | 0 | 0 | 0 | 0 | 0 | 0 | 2628180.8943 | 0 | 0 | 0 | 0 | 0 | 0 | 0 | 0 | 0 | 0 | 0 | 0 | -70858.9504 | 0 | 0 | 0 | 0 | 0 | 0 | 0 | 0 | 250122.0173 | 292250.2184 | 0 | 0 | 0 | 0 | 0 | 0 | 0 | 0 | 0
2016-08-16 04:00 | 0 | 0 | 0 | 0 | 0 | 399216.0654 | 0 | 509549 | 0 | 0 | 0 | 0 | 70858.9504 | 0 | 0 | 0 | 0 | 0 | 0 | 2446989.0093 | 0 | 0 | 0 | 0 | 0 | 0 | 0 | 0 | 0 | 0 | 0 | 0 | 70858.9504 | 0 | 0 | 0 | 0 | 0 | 0 | 0 | 0 | 111058.3334 | 292250.2184 | 0 | 0 | 0 | 0 | 0 | 0 | 0 | 0 | 0
2016-08-16 05:00 | 0 | 0 | 0 | 0 | 0 | 358601.1069 | 0 | 478492 | 0 | 0 | 0 | 0 | 70858.9504 | 0 | 0 | 0 | 0 | 0 | 0 | 2327098.1162 | 0 | 0 | 0 | 0 | 0 | 0 | 0 | 0 | 0 | 0 | 0 | 0 | 0 | 0 | 0 | 0 | 0 | 0 | 0 | 0 | 0 | 172359.3253 | 292250.2184 | 0 | 0 | 0 | 0 | 0 | 0 | 0 | 0 | 0
2016-08-16 06:00 | 0 | 0 | 0 | 0 | 0 | 91017.8312 | 0 | 454127 | 0 | 0 | 0 | 0 | 0 | 0 | 0 | 0 | 0 | 0 | 0 | 2034847.8978 | 0 | 0 | 0 | 0 | 0 | 0 | 0 | 0 | 0 | 0 | 0 | 0 | -70858.9504 | 0 | 0 | 0 | 0 | 0 | 0 | 0 | 0 | 0 | 292250.2184 | 0 | 0 | 0 | 0 | 0 | 0 | 0 | 0 | 0
2016-08-16 07:00 | 0 | 0 | 0 | 0 | 0 | 292186.1083 | 0 | 437248 | 0 | 0 | 0 | 0 | 0 | 0 | 0 | 0 | 0 | 0 | 0 | 1889786.006 | 0 | 0 | 0 | 0 | 0 | 0 | 0 | 0 | 0 | 0 | 0 | 0 | 0 | 0 | 0 | 0 | 0 | 0 | 0 | 0 | 0 | 147188.3266 | 292250.2184 | 0 | 0 | 0 | 0 | 0 | 0 | 0 | 0 | 0
2016-08-16 08:00 | 0 | 0 | 0 | 0 | 0 | 277929.3811 | 0 | 429944 | 0 | 0 | 0 | 0 | 70858.9504 | 0 | 0 | 0 | 0 | 0 | 0 | 1666912.4367 | 0 | 0 | 0 | 0 | 0 | 0 | 0 | 0 | 0 | 0 | 0 | 0 | 70858.9504 | 0 | 0 | 0 | 0 | 0 | 0 | 0 | 0 | 69376.6491 | 292250.2184 | 0 | 0 | 0 | 0 | 0 | 0 | 0 | 0 | 0
2016-08-16 09:00 | 0 | 0 | 0 | 0 | 0 | 258872.5144 | 0 | 434927 | 0 | 0 | 0 | 0 | 141717.9008 | 0 | 0 | 0 | 0 | 0 | 0 | 1419999.0007 | 0 | 0 | 0 | 0 | 0 | 0 | 0 | 0 | 0 | 0 | 0 | 0 | 70858.9504 | 0 | 0 | 0 | 0 | 0 | 0 | 0 | 0 | 45336.7824 | 292250.2184 | 0 | 0 | 0 | 0 | 0 | 0 | 0 | 0 | 0
2016-08-16 10:00 | 0 | 0 | 0 | 0 | 0 | 239669.4457 | 0 | 453229 | 0 | 0 | 0 | 0 | 159342.3948 | 0 | 0 | 0 | 0 | 0 | 0 | 1188814.9524 | 0 | 0 | 0 | 0 | 0 | 0 | 0 | 0 | 0 | 0 | 0 | 0 | 17624.494 | 0 | 0 | 0 | 0 | 0 | 0 | 0 | 0 | 61066.17 | 292250.2184 | 0 | 0 | 0 | 0 | 0 | 0 | 0 | 0 | 0
2016-08-16 11:00 | 0 | 0 | 0 | 0 | 0 | 221257.5614 | 0 | 473966 | 0 | 0 | 0 | 0 | 198884.1747 | 0 | 0 | 0 | 0 | 0 | 0 | 896564.734 | 0 | 0 | 0 | 0 | 0 | 0 | 0 | 0 | 0 | 0 | 0 | 0 | 39541.7798 | 0 | 0 | 0 | 0 | 0 | 0 | 0 | 0 | 0 | 292250.2184 | 0 | 0 | 0 | 0 | 0 | 0 | 0 | 0 | 0
2016-08-16 12:00 | 0 | 0 | 0 | 0 | 0 | 135429.6609 | 9695.7932 | 495516 | 0 | 0 | 0 | 0 | 140743.8471 | 0 | 0 | 0 | 0 | 0 | 0 | 604314.5156 | 0 | 0 | 0 | 0 | 0 | 0 | 0 | 0 | 0 | 0 | 0 | 0 | -58140.3276 | 0 | 0 | 0 | 0 | 0 | 0 | 0 | 0 | 0 | 292250.2184 | 0 | 0 | 0 | 0 | 0 | 0 | 0 | 0 | 0
2016-08-16 13:00 | 0 | 0 | 0 | 0 | 0 | 49763.8538 | 297431.0841 | 521078 | 0 | 0 | 0 | 0 | 151205.3025 | 0 | 0 | 0 | 0 | 0 | 0 | 419969.9981 | 0 | 0 | 0 | 0 | 0 | 0 | 0 | 0 | 0 | 0 | 0 | 0 | 10461.4554 | 0 | 0 | 0 | 0 | 0 | 0 | 0 | 0 | 107905.7009 | 292250.2184 | 0 | 0 | 0 | 0 | 0 | 0 | 0 | 0 | 0
2016-08-16 14:00 | 0 | 0 | 0 | 0 | 0 | 0 | 599653.8722 | 551975 | 0 | 0 | 0 | 0 | 198884.1747 | 0 | 0 | 0 | 0 | 0 | 0 | 419969.9981 | 0 | 0 | 0 | 0 | 0 | 0 | 0 | 0 | 0 | 0 | 0 | 0 | 47678.8722 | 0 | 0 | 0 | 0 | 0 | 0 | 0 | 0 | 0 | 0 | 0 | 0 | 0 | 0 | 0 | 0 | 0 | 0 | 0
2016-08-16 15:00 | 0 | 0 | 0 | 0 | 0 | 0 | 743152.6245 | 581844 | 0 | 0 | 0 | 0 | 198884.1747 | 0 | 0 | 0 | 0 | 0 | 0 | 581278.6227 | 0 | 0 | 0 | 0 | 0 | 0 | 0 | 0 | 0 | 0 | 0 | 0 | 0 | 0 | 0 | 0 | 0 | 0 | 0 | 0 | 0 | 161308.6245 | 0 | 0 | 0 | 0 | 0 | 0 | 0 | 0 | 0 | 0
2016-08-16 16:00 | 0 | 0 | 0 | 0 | 0 | 0 | 819624.7587 | 607904 | 0 | 0 | 0 | 0 | 128025.2243 | 0 | 0 | 0 | 0 | 0 | 0 | 863858.3318 | 0 | 0 | 0 | 0 | 0 | 0 | 0 | 0 | 0 | 0 | 0 | 0 | -70858.9504 | 0 | 0 | 0 | 0 | 0 | 0 | 0 | 0 | 282579.7091 | 0 | 0 | 0 | 0 | 0 | 0 | 0 | 0 | 0 | 0
2016-08-16 17:00 | 0 | 0 | 0 | 0 | 0 | 0 | 828383.8235 | 629406 | 0 | 0 | 0 | 0 | 128025.2243 | 0 | 0 | 0 | 0 | 0 | 0 | 1062836.1553 | 0 | 0 | 0 | 0 | 0 | 0 | 0 | 0 | 0 | 0 | 0 | 0 | 0 | 0 | 0 | 0 | 0 | 0 | 0 | 0 | 0 | 198977.8235 | 0 | 0 | 0 | 0 | 0 | 0 | 0 | 0 | 0 | 0
2016-08-16 18:00 | 0 | 0 | 0 | 0 | 0 | 0 | 823733.6481 | 645681 | 0 | 0 | 0 | 0 | 198884.1747 | 0 | 0 | 0 | 0 | 0 | 0 | 1170029.853 | 0 | 0 | 0 | 0 | 0 | 0 | 0 | 0 | 0 | 0 | 0 | 0 | 70858.9504 | 0 | 0 | 0 | 0 | 0 | 0 | 0 | 0 | 107193.6977 | 0 | 0 | 0 | 0 | 0 | 0 | 0 | 0 | 0 | 0
2016-08-16 19:00 | 0 | 0 | 0 | 0 | 0 | 0 | 811541.0473 | 655792 | 0 | 0 | 0 | 0 | 128025.2243 | 0 | 0 | 0 | 0 | 0 | 0 | 1396637.8507 | 0 | 0 | 0 | 0 | 0 | 0 | 0 | 0 | 0 | 0 | 0 | 0 | -70858.9504 | 0 | 0 | 0 | 0 | 0 | 0 | 0 | 0 | 226607.9977 | 0 | 0 | 0 | 0 | 0 | 0 | 0 | 0 | 0 | 0
2016-08-16 20:00 | 0 | 0 | 0 | 0 | 0 | 0 | 804211.1753 | 662781 | 0 | 0 | 0 | 0 | 128025.2243 | 0 | 0 | 0 | 0 | 0 | 0 | 1538068.026 | 0 | 0 | 0 | 0 | 0 | 0 | 0 | 0 | 0 | 0 | 0 | 0 | 0 | 0 | 0 | 0 | 0 | 0 | 0 | 0 | 0 | 141430.1753 | 0 | 0 | 0 | 0 | 0 | 0 | 0 | 0 | 0 | 0
2016-08-16 21:00 | 0 | 0 | 0 | 0 | 0 | 0 | 787333.4773 | 666103 | 0 | 0 | 0 | 0 | 198884.1747 | 0 | 0 | 0 | 0 | 0 | 0 | 1588439.5529 | 0 | 0 | 0 | 0 | 0 | 0 | 0 | 0 | 0 | 0 | 0 | 0 | 70858.9504 | 0 | 0 | 0 | 0 | 0 | 0 | 0 | 0 | 50371.5269 | 0 | 0 | 0 | 0 | 0 | 0 | 0 | 0 | 0 | 0
2016-08-16 22:00 | 0 | 0 | 0 | 0 | 0 | 0 | 745507.0184 | 660448 | 0 | 0 | 0 | 0 | 198884.1747 | 0 | 0 | 0 | 0 | 0 | 0 | 1673498.5713 | 0 | 0 | 0 | 0 | 0 | 0 | 0 | 0 | 0 | 0 | 0 | 0 | 0 | 0 | 0 | 0 | 0 | 0 | 0 | 0 | 0 | 85059.0184 | 0 | 0 | 0 | 0 | 0 | 0 | 0 | 0 | 0 | 0
2016-08-16 23:00 | 0 | 0 | 0 | 0 | 0 | 0 | 637338.9439 | 649221 | 0 | 0 | 0 | 0 | 135176.9013 | 0 | 0 | 0 | 0 | 0 | 0 | 1725323.7887 | 0 | 0 | 0 | 0 | 0 | 0 | 0 | 0 | 0 | 0 | 0 | 0 | -63707.2734 | 0 | 0 | 0 | 0 | 0 | 0 | 0 | 0 | 51825.2173 | 0 | 0 | 0 | 0 | 0 | 0 | 0 | 0 | 0 | 0
2016-08-17 | 0 | 0 | 0 | 0 | 0 | 144617.1529 | 470269.7178 | 639748 | 0 | 0 | 0 | 0 | 70858.9504 | 0 | 0 | 0 | 0 | 0 | 0 | 1764780.6103 | 0 | 0 | 0 | 0 | 0 | 0 | 0 | 0 | 0 | 0 | 0 | 0 | -64317.9509 | 0 | 0 | 0 | 0 | 0 | 0 | 0 | 0 | 331707.04 | 292250.2184 | 0 | 0 | 0 | 0 | 0 | 0 | 0 | 0 | 0
2016-08-17 01:00 | 0 | 0 | 0 | 0 | 0 | 313613.3671 | 159267.7469 | 622478 | 0 | 0 | 0 | 0 | 0 | 0 | 0 | 0 | 0 | 0 | 0 | 1686042.6747 | 0 | 0 | 0 | 0 | 0 | 0 | 0 | 0 | 0 | 0 | 0 | 0 | -70858.9504 | 0 | 0 | 0 | 0 | 0 | 0 | 0 | 0 | 213512.2828 | 292250.2184 | 0 | 0 | 0 | 0 | 0 | 0 | 0 | 0 | 0
2016-08-17 02:00 | 0 | 0 | 0 | 0 | 0 | 441374.3885 | 1105.2127 | 589902 | 0 | 0 | 0 | 0 | 70858.9504 | 0 | 0 | 0 | 0 | 0 | 0 | 1467761.3256 | 0 | 0 | 0 | 0 | 0 | 0 | 0 | 0 | 0 | 0 | 0 | 0 | 70858.9504 | 0 | 0 | 0 | 0 | 0 | 0 | 0 | 0 | 73968.8692 | 292250.2184 | 0 | 0 | 0 | 0 | 0 | 0 | 0 | 0 | 0
2016-08-17 03:00 | 0 | 0 | 0 | 0 | 0 | 489599.1634 | 0 | 551696 | 0 | 0 | 0 | 0 | 128025.2243 | 0 | 0 | 0 | 0 | 0 | 0 | 1348498.2151 | 0 | 0 | 0 | 0 | 0 | 0 | 0 | 0 | 0 | 0 | 0 | 0 | 57166.2739 | 0 | 0 | 0 | 0 | 0 | 0 | 0 | 0 | 172987.1079 | 292250.2184 | 0 | 0 | 0 | 0 | 0 | 0 | 0 | 0 | 0
2016-08-17 04:00 | 0 | 0 | 0 | 0 | 0 | 487448.9873 | 0 | 516398 | 0 | 0 | 0 | 0 | 198884.1747 | 0 | 0 | 0 | 0 | 0 | 0 | 1248690.2519 | 0 | 0 | 0 | 0 | 0 | 0 | 0 | 0 | 0 | 0 | 0 | 0 | 70858.9504 | 0 | 0 | 0 | 0 | 0 | 0 | 0 | 0 | 192442.2552 | 292250.2184 | 0 | 0 | 0 | 0 | 0 | 0 | 0 | 0 | 0
2016-08-17 05:00 | 0 | 0 | 0 | 0 | 0 | 454655.8712 | 0 | 486058 | 0 | 0 | 0 | 0 | 128025.2243 | 0 | 0 | 0 | 0 | 0 | 0 | 1288147.0736 | 0 | 0 | 0 | 0 | 0 | 0 | 0 | 0 | 0 | 0 | 0 | 0 | -70858.9504 | 0 | 0 | 0 | 0 | 0 | 0 | 0 | 0 | 331707.04 | 292250.2184 | 0 | 0 | 0 | 0 | 0 | 0 | 0 | 0 | 0
2016-08-17 06:00 | 0 | 0 | 0 | 0 | 0 | 429314.3294 | 0 | 460748 | 0 | 0 | 0 | 0 | 198884.1747 | 0 | 0 | 0 | 0 | 0 | 0 | 1185854.4526 | 0 | 0 | 0 | 0 | 0 | 0 | 0 | 0 | 0 | 0 | 0 | 0 | 70858.9504 | 0 | 0 | 0 | 0 | 0 | 0 | 0 | 0 | 189957.5974 | 292250.2184 | 0 | 0 | 0 | 0 | 0 | 0 | 0 | 0 | 0
2016-08-17 07:00 | 0 | 0 | 0 | 0 | 0 | 79598.8312 | 0 | 442708 | 0 | 0 | 0 | 0 | 128025.2243 | 0 | 0 | 0 | 0 | 0 | 0 | 893604.2342 | 0 | 0 | 0 | 0 | 0 | 0 | 0 | 0 | 0 | 0 | 0 | 0 | -70858.9504 | 0 | 0 | 0 | 0 | 0 | 0 | 0 | 0 | 0 | 292250.2184 | 0 | 0 | 0 | 0 | 0 | 0 | 0 | 0 | 0
2016-08-17 08:00 | 0 | 0 | 0 | 0 | 0 | 359531.6178 | 0 | 435260 | 0 | 0 | 0 | 0 | 128025.2243 | 0 | 0 | 0 | 0 | 0 | 0 | 817875.852 | 0 | 0 | 0 | 0 | 0 | 0 | 0 | 0 | 0 | 0 | 0 | 0 | 0 | 0 | 0 | 0 | 0 | 0 | 0 | 0 | 0 | 216521.8362 | 292250.2184 | 0 | 0 | 0 | 0 | 0 | 0 | 0 | 0 | 0
2016-08-17 09:00 | 0 | 0 | 0 | 0 | 0 | 329834.4589 | 0 | 439205 | 0 | 0 | 0 | 0 | 198884.1747 | 0 | 0 | 0 | 0 | 0 | 0 | 637646.3605 | 0 | 0 | 0 | 0 | 0 | 0 | 0 | 0 | 0 | 0 | 0 | 0 | 70858.9504 | 0 | 0 | 0 | 0 | 0 | 0 | 0 | 0 | 112020.7269 | 292250.2184 | 0 | 0 | 0 | 0 | 0 | 0 | 0 | 0 | 0
2016-08-17 10:00 | 0 | 0 | 0 | 0 | 0 | 301031.7269 | 0 | 458406 | 0 | 0 | 0 | 0 | 198884.1747 | 0 | 0 | 0 | 0 | 0 | 0 | 480272.0874 | 0 | 0 | 0 | 0 | 0 | 0 | 0 | 0 | 0 | 0 | 0 | 0 | 0 | 0 | 0 | 0 | 0 | 0 | 0 | 0 | 0 | 134875.9453 | 292250.2184 | 0 | 0 | 0 | 0 | 0 | 0 | 0 | 0 | 0
2016-08-17 11:00 | 0 | 0 | 0 | 0 | 0 | 276105.504 | 0 | 480095 | 0 | 0 | 0 | 0 | 141717.9008 | 0 | 0 | 0 | 0 | 0 | 0 | 333448.8653 | 0 | 0 | 0 | 0 | 0 | 0 | 0 | 0 | 0 | 0 | 0 | 0 | -57166.2739 | 0 | 0 | 0 | 0 | 0 | 0 | 0 | 0 | 145426.9962 | 292250.2184 | 0 | 0 | 0 | 0 | 0 | 0 | 0 | 0 | 0
2016-08-17 12:00 | 0 | 0 | 0 | 0 | 0 | 186760.6899 | 13193.1741 | 498402 | 0 | 0 | 0 | 0 | 70858.9504 | 0 | 0 | 0 | 0 | 0 | 0 | 105859.6796 | 0 | 0 | 0 | 0 | 0 | 0 | 0 | 0 | 0 | 0 | 0 | 0 | -70858.9504 | 0 | 0 | 0 | 0 | 0 | 0 | 0 | 0 | 64661.0327 | 292250.2184 | 0 | 0 | 0 | 0 | 0 | 0 | 0 | 0 | 0
2016-08-17 13:00 | 0 | 0 | 0 | 0 | 0 | 70902.3139 | 273661.0561 | 521282 | 0 | 0 | 0 | 0 | 0 | 0 | 0 | 0 | 0 | 0 | 0 | 0 | 0 | 0 | 0 | 0 | 0 | 0 | 0 | 0 | 0 | 0 | 0 | 0 | -70858.9504 | 0 | 0 | 0 | 0 | 0 | 0 | 0 | 0 | 186390.5388 | 292250.2184 | 0 | 0 | 0 | 0 | 0 | 0 | 0 | 0 | 0
2016-08-17 14:00 | 0 | 0 | 0 | 0 | 0 | 0 | 585065.0163 | 549024 | 0 | 0 | 0 | 0 | 36041.0163 | 0 | 0 | 0 | 0 | 0 | 0 | 0 | 0 | 0 | 0 | 0 | 0 | 0 | 0 | 0 | 0 | 0 | 0 | 0 | 36041.0163 | 0 | 0 | 0 | 0 | 0 | 0 | 0 | 0 | 0 | 0 | 0 | 0 | 0 | 0 | 0 | 0 | 0 | 0 | 0
2016-08-17 15:00 | 0 | 0 | 0 | 0 | 0 | 0 | 723307.0084 | 576883 | 0 | 0 | 0 | 0 | 106899.9667 | 0 | 0 | 0 | 0 | 0 | 0 | 75565.058 | 0 | 0 | 0 | 0 | 0 | 0 | 0 | 0 | 0 | 0 | 0 | 0 | 70858.9504 | 0 | 0 | 0 | 0 | 0 | 0 | 0 | 0 | 75565.058 | 0 | 0 | 0 | 0 | 0 | 0 | 0 | 0 | 0 | 0
2016-08-17 16:00 | 0 | 0 | 0 | 0 | 0 | 0 | 794416.5398 | 602481 | 0 | 0 | 0 | 0 | 36041.0163 | 0 | 0 | 0 | 0 | 0 | 0 | 338359.5482 | 0 | 0 | 0 | 0 | 0 | 0 | 0 | 0 | 0 | 0 | 0 | 0 | -70858.9504 | 0 | 0 | 0 | 0 | 0 | 0 | 0 | 0 | 262794.4902 | 0 | 0 | 0 | 0 | 0 | 0 | 0 | 0 | 0 | 0
2016-08-17 17:00 | 0 | 0 | 0 | 0 | 0 | 0 | 799106.6311 | 624699 | 0 | 0 | 0 | 0 | 0 | 0 | 0 | 0 | 0 | 0 | 0 | 548808.1956 | 0 | 0 | 0 | 0 | 0 | 0 | 0 | 0 | 0 | 0 | 0 | 0 | -36041.0163 | 0 | 0 | 0 | 0 | 0 | 0 | 0 | 0 | 210448.6473 | 0 | 0 | 0 | 0 | 0 | 0 | 0 | 0 | 0 | 0
2016-08-17 18:00 | 0 | 0 | 0 | 0 | 0 | 0 | 786630.2612 | 642586 | 0 | 0 | 0 | 0 | 70858.9504 | 0 | 0 | 0 | 0 | 0 | 0 | 621993.5063 | 0 | 0 | 0 | 0 | 0 | 0 | 0 | 0 | 0 | 0 | 0 | 0 | 70858.9504 | 0 | 0 | 0 | 0 | 0 | 0 | 0 | 0 | 73185.3108 | 0 | 0 | 0 | 0 | 0 | 0 | 0 | 0 | 0 | 0
2016-08-17 19:00 | 0 | 0 | 0 | 0 | 0 | 0 | 768421.1115 | 655492 | 0 | 0 | 0 | 0 | 0 | 0 | 0 | 0 | 0 | 0 | 0 | 805781.5682 | 0 | 0 | 0 | 0 | 0 | 0 | 0 | 0 | 0 | 0 | 0 | 0 | -70858.9504 | 0 | 0 | 0 | 0 | 0 | 0 | 0 | 0 | 183788.0619 | 0 | 0 | 0 | 0 | 0 | 0 | 0 | 0 | 0 | 0
2016-08-17 20:00 | 0 | 0 | 0 | 0 | 0 | 0 | 750620.5723 | 665307 | 0 | 0 | 0 | 0 | 70858.9504 | 0 | 0 | 0 | 0 | 0 | 0 | 820236.1902 | 0 | 0 | 0 | 0 | 0 | 0 | 0 | 0 | 0 | 0 | 0 | 0 | 70858.9504 | 0 | 0 | 0 | 0 | 0 | 0 | 0 | 0 | 14454.6219 | 0 | 0 | 0 | 0 | 0 | 0 | 0 | 0 | 0 | 0
2016-08-17 21:00 | 0 | 0 | 0 | 0 | 0 | 101110.7424 | 723018.6756 | 668430 | 0 | 0 | 0 | 0 | 0 | 0 | 0 | 0 | 0 | 0 | 0 | 1046794.5586 | 0 | 0 | 0 | 0 | 0 | 0 | 0 | 0 | 0 | 0 | 0 | 0 | -70858.9504 | 0 | 0 | 0 | 0 | 0 | 0 | 0 | 0 | 226558.3684 | 0 | 0 | 0 | 0 | 0 | 0 | 0 | 0 | 0 | 0
2016-08-17 22:00 | 0 | 0 | 0 | 0 | 0 | 0 | 674786.8572 | 661194 | 0 | 0 | 0 | 0 | 13289.4224 | 0 | 0 | 0 | 0 | 0 | 0 | 1047097.9934 | 0 | 0 | 0 | 0 | 0 | 0 | 0 | 0 | 0 | 0 | 0 | 0 | 13289.4224 | 0 | 0 | 0 | 0 | 0 | 0 | 0 | 0 | 303.4348 | 0 | 0 | 0 | 0 | 0 | 0 | 0 | 0 | 0 | 0
2016-08-17 23:00 | 0 | 0 | 0 | 0 | 0 | 54199.5651 | 578787.0125 | 646276 | 0 | 0 | 0 | 0 | 0 | 0 | 0 | 0 | 0 | 0 | 0 | 1047097.9934 | 0 | 0 | 0 | 0 | 0 | 0 | 0 | 0 | 0 | 0 | 0 | 0 | -13289.4224 | 0 | 0 | 0 | 0 | 0 | 0 | 0 | 0 | 0 | 0 | 0 | 0 | 0 | 0 | 0 | 0 | 0 | 0 | 0
2016-08-18 | 0 | 0 | 0 | 0 | 0 | 271050.3556 | 412621.7127 | 634017 | 0 | 0 | 0 | 0 | 0 | 0 | 0 | 0 | 0 | 0 | 0 | 1096753.0617 | 0 | 0 | 0 | 0 | 0 | 0 | 0 | 0 | 0 | 0 | 0 | 0 | 0 | 0 | 0 | 0 | 0 | 0 | 0 | 0 | 0 | 49655.0683 | 0 | 0 | 0 | 0 | 0 | 0 | 0 | 0 | 0 | 0
2016-08-18 01:00 | 0 | 0 | 0 | 0 | 0 | 478922.8873 | 144174.9341 | 614945 | 0 | 0 | 0 | 0 | 0 | 0 | 0 | 0 | 0 | 0 | 0 | 1104905.8831 | 0 | 0 | 0 | 0 | 0 | 0 | 0 | 0 | 0 | 0 | 0 | 0 | 0 | 0 | 0 | 0 | 0 | 0 | 0 | 0 | 0 | 300403.0398 | 292250.2184 | 0 | 0 | 0 | 0 | 0 | 0 | 0 | 0 | 0
2016-08-18 02:00 | 0 | 0 | 0 | 0 | 0 | 571431.608 | 917.4754 | 582294 | 0 | 0 | 0 | 0 | 0 | 0 | 0 | 0 | 0 | 0 | 0 | 1094960.9666 | 0 | 0 | 0 | 0 | 0 | 0 | 0 | 0 | 0 | 0 | 0 | 0 | 0 | 0 | 0 | 0 | 0 | 0 | 0 | 0 | 0 | 282305.3018 | 292250.2184 | 0 | 0 | 0 | 0 | 0 | 0 | 0 | 0 | 0
2016-08-18 03:00 | 0 | 0 | 0 | 0 | 0 | 577642.0814 | 0 | 543538 | 0 | 0 | 0 | 0 | 70858.9504 | 0 | 0 | 0 | 0 | 0 | 0 | 1058206.0975 | 0 | 0 | 0 | 0 | 0 | 0 | 0 | 0 | 0 | 0 | 0 | 0 | 70858.9504 | 0 | 0 | 0 | 0 | 0 | 0 | 0 | 0 | 255495.3494 | 292250.2184 | 0 | 0 | 0 | 0 | 0 | 0 | 0 | 0 | 0
2016-08-18 04:00 | 0 | 0 | 0 | 0 | 0 | 547566.1094 | 0 | 507707 | 0 | 0 | 0 | 0 | 141717.9008 | 0 | 0 | 0 | 0 | 0 | 0 | 1027206.2566 | 0 | 0 | 0 | 0 | 0 | 0 | 0 | 0 | 0 | 0 | 0 | 0 | 70858.9504 | 0 | 0 | 0 | 0 | 0 | 0 | 0 | 0 | 261250.3774 | 292250.2184 | 0 | 0 | 0 | 0 | 0 | 0 | 0 | 0 | 0
2016-08-18 05:00 | 0 | 0 | 0 | 0 | 0 | 445284.8712 | 0 | 476687 | 0 | 0 | 0 | 0 | 70858.9504 | 0 | 0 | 0 | 0 | 0 | 0 | 1066663.0782 | 0 | 0 | 0 | 0 | 0 | 0 | 0 | 0 | 0 | 0 | 0 | 0 | -70858.9504 | 0 | 0 | 0 | 0 | 0 | 0 | 0 | 0 | 331707.04 | 292250.2184 | 0 | 0 | 0 | 0 | 0 | 0 | 0 | 0 | 0
2016-08-18 06:00 | 0 | 0 | 0 | 0 | 0 | 454044.1873 | 0 | 452939 | 0 | 0 | 0 | 0 | 128025.2243 | 0 | 0 | 0 | 0 | 0 | 0 | 1010601.9916 | 0 | 0 | 0 | 0 | 0 | 0 | 0 | 0 | 0 | 0 | 0 | 0 | 57166.2739 | 0 | 0 | 0 | 0 | 0 | 0 | 0 | 0 | 236189.1318 | 292250.2184 | 0 | 0 | 0 | 0 | 0 | 0 | 0 | 0 | 0
2016-08-18 07:00 | 0 | 0 | 0 | 0 | 0 | 411505.2937 | 0 | 435719 | 0 | 0 | 0 | 0 | 198884.1747 | 0 | 0 | 0 | 0 | 0 | 0 | 915529.3349 | 0 | 0 | 0 | 0 | 0 | 0 | 0 | 0 | 0 | 0 | 0 | 0 | 70858.9504 | 0 | 0 | 0 | 0 | 0 | 0 | 0 | 0 | 197177.5617 | 292250.2184 | 0 | 0 | 0 | 0 | 0 | 0 | 0 | 0 | 0
2016-08-18 08:00 | 0 | 0 | 0 | 0 | 0 | 135517.7816 | 0 | 427768 | 0 | 0 | 0 | 0 | 198884.1747 | 0 | 0 | 0 | 0 | 0 | 0 | 623279.1165 | 0 | 0 | 0 | 0 | 0 | 0 | 0 | 0 | 0 | 0 | 0 | 0 | 0 | 0 | 0 | 0 | 0 | 0 | 0 | 0 | 0 | 0 | 292250.2184 | 0 | 0 | 0 | 0 | 0 | 0 | 0 | 0 | 0
2016-08-18 09:00 | 0 | 0 | 0 | 0 | 0 | 350039.4732 | 0 | 433040 | 0 | 0 | 0 | 0 | 128025.2243 | 0 | 0 | 0 | 0 | 0 | 0 | 611137.5401 | 0 | 0 | 0 | 0 | 0 | 0 | 0 | 0 | 0 | 0 | 0 | 0 | -70858.9504 | 0 | 0 | 0 | 0 | 0 | 0 | 0 | 0 | 280108.642 | 292250.2184 | 0 | 0 | 0 | 0 | 0 | 0 | 0 | 0 | 0
2016-08-18 10:00 | 0 | 0 | 0 | 0 | 0 | 324334.8112 | 0 | 452116 | 0 | 0 | 0 | 0 | 198884.1747 | 0 | 0 | 0 | 0 | 0 | 0 | 412497.401 | 0 | 0 | 0 | 0 | 0 | 0 | 0 | 0 | 0 | 0 | 0 | 0 | 70858.9504 | 0 | 0 | 0 | 0 | 0 | 0 | 0 | 0 | 93610.0792 | 292250.2184 | 0 | 0 | 0 | 0 | 0 | 0 | 0 | 0 | 0
2016-08-18 11:00 | 0 | 0 | 0 | 0 | 0 | 304849.8686 | 0 | 472052 | 0 | 0 | 0 | 0 | 141717.9008 | 0 | 0 | 0 | 0 | 0 | 0 | 302461.5435 | 0 | 0 | 0 | 0 | 0 | 0 | 0 | 0 | 0 | 0 | 0 | 0 | -57166.2739 | 0 | 0 | 0 | 0 | 0 | 0 | 0 | 0 | 182214.3609 | 292250.2184 | 0 | 0 | 0 | 0 | 0 | 0 | 0 | 0 | 0
2016-08-18 12:00 | 0 | 0 | 0 | 0 | 0 | 206008.2705 | 11824.0982 | 491223 | 0 | 0 | 0 | 0 | 70858.9504 | 0 | 0 | 0 | 0 | 0 | 0 | 99929.8626 | 0 | 0 | 0 | 0 | 0 | 0 | 0 | 0 | 0 | 0 | 0 | 0 | -70858.9504 | 0 | 0 | 0 | 0 | 0 | 0 | 0 | 0 | 89718.5375 | 292250.2184 | 0 | 0 | 0 | 0 | 0 | 0 | 0 | 0 | 0
2016-08-18 13:00 | 0 | 0 | 0 | 0 | 0 | 122740.7969 | 221233.3901 | 514763 | 0 | 0 | 0 | 0 | 0 | 0 | 0 | 0 | 0 | 0 | 0 | 0 | 0 | 0 | 0 | 0 | 0 | 0 | 0 | 0 | 0 | 0 | 0 | 0 | -70858.9504 | 0 | 0 | 0 | 0 | 0 | 0 | 0 | 0 | 192320.3558 | 292250.2184 | 0 | 0 | 0 | 0 | 0 | 0 | 0 | 0 | 0
2016-08-18 14:00 | 0 | 0 | 0 | 0 | 0 | 78111.5489 | 536155.4015 | 543408 | 0 | 0 | 0 | 0 | 70858.9504 | 0 | 0 | 0 | 0 | 0 | 0 | 0 | 0 | 0 | 0 | 0 | 0 | 0 | 0 | 0 | 0 | 0 | 0 | 0 | 70858.9504 | 0 | 0 | 0 | 0 | 0 | 0 | 0 | 0 | 0 | 0 | 0 | 0 | 0 | 0 | 0 | 0 | 0 | 0 | 0
2016-08-18 15:00 | 0 | 0 | 0 | 0 | 0 | 186900.0028 | 687226.5878 | 573296 | 0 | 0 | 0 | 0 | 141717.9008 | 0 | 0 | 0 | 0 | 0 | 0 | 229971.6402 | 0 | 0 | 0 | 0 | 0 | 0 | 0 | 0 | 0 | 0 | 0 | 0 | 70858.9504 | 0 | 0 | 0 | 0 | 0 | 0 | 0 | 0 | 229971.6402 | 0 | 0 | 0 | 0 | 0 | 0 | 0 | 0 | 0 | 0
2016-08-18 16:00 | 0 | 0 | 0 | 0 | 0 | 0 | 753036.3912 | 600194 | 0 | 0 | 0 | 0 | 115341.982 | 0 | 0 | 0 | 0 | 0 | 0 | 409189.9502 | 0 | 0 | 0 | 0 | 0 | 0 | 0 | 0 | 0 | 0 | 0 | 0 | -26375.9188 | 0 | 0 | 0 | 0 | 0 | 0 | 0 | 0 | 179218.31 | 0 | 0 | 0 | 0 | 0 | 0 | 0 | 0 | 0 | 0
2016-08-18 17:00 | 0 | 0 | 0 | 0 | 0 | 231730.8058 | 754408.7006 | 623965 | 0 | 0 | 0 | 0 | 186200.9324 | 0 | 0 | 0 | 0 | 0 | 0 | 700505.5062 | 0 | 0 | 0 | 0 | 0 | 0 | 0 | 0 | 0 | 0 | 0 | 0 | 70858.9504 | 0 | 0 | 0 | 0 | 0 | 0 | 0 | 0 | 291315.556 | 0 | 0 | 0 | 0 | 0 | 0 | 0 | 0 | 0 | 0
2016-08-18 18:00 | 0 | 0 | 0 | 0 | 0 | 246411.5092 | 740130.773 | 642152 | 0 | 0 | 0 | 0 | 198884.1747 | 0 | 0 | 0 | 0 | 0 | 0 | 1032212.5462 | 0 | 0 | 0 | 0 | 0 | 0 | 0 | 0 | 0 | 0 | 0 | 0 | 12683.2423 | 0 | 0 | 0 | 0 | 0 | 0 | 0 | 0 | 331707.04 | 0 | 0 | 0 | 0 | 0 | 0 | 0 | 0 | 0 | 0
2016-08-18 19:00 | 0 | 0 | 0 | 0 | 0 | 89877.8501 | 719228.5769 | 654155 | 0 | 0 | 0 | 0 | 128025.2243 | 0 | 0 | 0 | 0 | 0 | 0 | 1258022.9236 | 0 | 0 | 0 | 0 | 0 | 0 | 0 | 0 | 0 | 0 | 0 | 0 | -70858.9504 | 0 | 0 | 0 | 0 | 0 | 0 | 0 | 0 | 225810.3774 | 0 | 0 | 0 | 0 | 0 | 0 | 0 | 0 | 0 | 0
2016-08-18 20:00 | 0 | 0 | 0 | 0 | 0 | 0 | 698431.2144 | 661159 | 0 | 0 | 0 | 0 | 57166.2739 | 0 | 0 | 0 | 0 | 0 | 0 | 1366154.0884 | 0 | 0 | 0 | 0 | 0 | 0 | 0 | 0 | 0 | 0 | 0 | 0 | -70858.9504 | 0 | 0 | 0 | 0 | 0 | 0 | 0 | 0 | 108131.1648 | 0 | 0 | 0 | 0 | 0 | 0 | 0 | 0 | 0 | 0
2016-08-18 21:00 | 0 | 0 | 0 | 0 | 0 | 261302.8744 | 670332.3989 | 661487 | 0 | 0 | 0 | 0 | 128025.2243 | 0 | 0 | 0 | 0 | 0 | 0 | 1565443.4113 | 0 | 0 | 0 | 0 | 0 | 0 | 0 | 0 | 0 | 0 | 0 | 0 | 70858.9504 | 0 | 0 | 0 | 0 | 0 | 0 | 0 | 0 | 199289.323 | 0 | 0 | 0 | 0 | 0 | 0 | 0 | 0 | 0 | 0
2016-08-18 22:00 | 0 | 0 | 0 | 0 | 0 | 274625.9958 | 625969.8119 | 652540 | 0 | 0 | 0 | 0 | 57166.2739 | 0 | 0 | 0 | 0 | 0 | 0 | 1884358.1695 | 0 | 0 | 0 | 0 | 0 | 0 | 0 | 0 | 0 | 0 | 0 | 0 | -70858.9504 | 0 | 0 | 0 | 0 | 0 | 0 | 0 | 0 | 318914.7581 | 0 | 0 | 0 | 0 | 0 | 0 | 0 | 0 | 0 | 0
2016-08-18 23:00 | 0 | 0 | 0 | 0 | 0 | 300421.2675 | 538791.7745 | 637120 | 0 | 0 | 0 | 0 | 0 | 0 | 0 | 0 | 0 | 0 | 0 | 2143617.4854 | 0 | 0 | 0 | 0 | 0 | 0 | 0 | 0 | 0 | 0 | 0 | 0 | -57166.2739 | 0 | 0 | 0 | 0 | 0 | 0 | 0 | 0 | 259259.3159 | 0 | 0 | 0 | 0 | 0 | 0 | 0 | 0 | 0 | 0
2016-08-19 | 0 | 0 | 0 | 0 | 0 | 362821.7604 | 385990.9318 | 625313 | 0 | 0 | 0 | 0 | 57166.2739 | 0 | 0 | 0 | 0 | 0 | 0 | 2209950.9038 | 0 | 0 | 0 | 0 | 0 | 0 | 0 | 0 | 0 | 0 | 0 | 0 | 57166.2739 | 0 | 0 | 0 | 0 | 0 | 0 | 0 | 0 | 66333.4184 | 0 | 0 | 0 | 0 | 0 | 0 | 0 | 0 | 0 | 0
2016-08-19 01:00 | 0 | 0 | 0 | 0 | 0 | 465414.228 | 131750.2561 | 608471 | 0 | 0 | 0 | 0 | 128025.2243 | 0 | 0 | 0 | 0 | 0 | 0 | 2127785.4374 | 0 | 0 | 0 | 0 | 0 | 0 | 0 | 0 | 0 | 0 | 0 | 0 | 70858.9504 | 0 | 0 | 0 | 0 | 0 | 0 | 0 | 0 | 210084.7521 | 292250.2184 | 0 | 0 | 0 | 0 | 0 | 0 | 0 | 0 | 0
2016-08-19 02:00 | 0 | 0 | 0 | 0 | 0 | 466746.2564 | 864.5374 | 577238 | 0 | 0 | 0 | 0 | 198884.1747 | 0 | 0 | 0 | 0 | 0 | 0 | 1947299.2808 | 0 | 0 | 0 | 0 | 0 | 0 | 0 | 0 | 0 | 0 | 0 | 0 | 70858.9504 | 0 | 0 | 0 | 0 | 0 | 0 | 0 | 0 | 111764.0617 | 292250.2184 | 0 | 0 | 0 | 0 | 0 | 0 | 0 | 0 | 0
2016-08-19 03:00 | 0 | 0 | 0 | 0 | 0 | 437950.8019 | 0 | 539195 | 0 | 0 | 0 | 0 | 198884.1747 | 0 | 0 | 0 | 0 | 0 | 0 | 1846055.0826 | 0 | 0 | 0 | 0 | 0 | 0 | 0 | 0 | 0 | 0 | 0 | 0 | 0 | 0 | 0 | 0 | 0 | 0 | 0 | 0 | 0 | 191006.0203 | 292250.2184 | 0 | 0 | 0 | 0 | 0 | 0 | 0 | 0 | 0
2016-08-19 04:00 | 0 | 0 | 0 | 0 | 0 | 140970.8312 | 0 | 504080 | 0 | 0 | 0 | 0 | 128025.2243 | 0 | 0 | 0 | 0 | 0 | 0 | 1553804.8642 | 0 | 0 | 0 | 0 | 0 | 0 | 0 | 0 | 0 | 0 | 0 | 0 | -70858.9504 | 0 | 0 | 0 | 0 | 0 | 0 | 0 | 0 | 0 | 292250.2184 | 0 | 0 | 0 | 0 | 0 | 0 | 0 | 0 | 0
2016-08-19 05:00 | 0 | 0 | 0 | 0 | 0 | 369992.8924 | 0 | 473150 | 0 | 0 | 0 | 0 | 57166.2739 | 0 | 0 | 0 | 0 | 0 | 0 | 1521506.707 | 0 | 0 | 0 | 0 | 0 | 0 | 0 | 0 | 0 | 0 | 0 | 0 | -70858.9504 | 0 | 0 | 0 | 0 | 0 | 0 | 0 | 0 | 259952.0612 | 292250.2184 | 0 | 0 | 0 | 0 | 0 | 0 | 0 | 0 | 0
2016-08-19 06:00 | 0 | 0 | 0 | 0 | 0 | 336683.7163 | 0 | 449103 | 0 | 0 | 0 | 0 | 128025.2243 | 0 | 0 | 0 | 0 | 0 | 0 | 1338228.4729 | 0 | 0 | 0 | 0 | 0 | 0 | 0 | 0 | 0 | 0 | 0 | 0 | 70858.9504 | 0 | 0 | 0 | 0 | 0 | 0 | 0 | 0 | 108971.9843 | 292250.2184 | 0 | 0 | 0 | 0 | 0 | 0 | 0 | 0 | 0
2016-08-19 07:00 | 0 | 0 | 0 | 0 | 0 | 307458.3455 | 0 | 431993 | 0 | 0 | 0 | 0 | 57166.2739 | 0 | 0 | 0 | 0 | 0 | 0 | 1284552.7688 | 0 | 0 | 0 | 0 | 0 | 0 | 0 | 0 | 0 | 0 | 0 | 0 | -70858.9504 | 0 | 0 | 0 | 0 | 0 | 0 | 0 | 0 | 238574.5143 | 292250.2184 | 0 | 0 | 0 | 0 | 0 | 0 | 0 | 0 | 0
2016-08-19 08:00 | 0 | 0 | 0 | 0 | 0 | 286553.6245 | 0 | 424279 | 0 | 0 | 0 | 0 | 0 | 0 | 0 | 0 | 0 | 0 | 0 | 1203993.6672 | 0 | 0 | 0 | 0 | 0 | 0 | 0 | 0 | 0 | 0 | 0 | 0 | -57166.2739 | 0 | 0 | 0 | 0 | 0 | 0 | 0 | 0 | 211691.1167 | 292250.2184 | 0 | 0 | 0 | 0 | 0 | 0 | 0 | 0 | 0
2016-08-19 09:00 | 0 | 0 | 0 | 0 | 0 | 259035.7131 | 0 | 428643 | 0 | 0 | 0 | 0 | 70858.9504 | 0 | 0 | 0 | 0 | 0 | 0 | 963527.4299 | 0 | 0 | 0 | 0 | 0 | 0 | 0 | 0 | 0 | 0 | 0 | 0 | 70858.9504 | 0 | 0 | 0 | 0 | 0 | 0 | 0 | 0 | 51783.9811 | 292250.2184 | 0 | 0 | 0 | 0 | 0 | 0 | 0 | 0 | 0
2016-08-19 10:00 | 0 | 0 | 0 | 0 | 0 | 242171.5091 | 0 | 445811 | 0 | 0 | 0 | 0 | 140934.991 | 0 | 0 | 0 | 0 | 0 | 0 | 689811.8984 | 0 | 0 | 0 | 0 | 0 | 0 | 0 | 0 | 0 | 0 | 0 | 0 | 70076.0406 | 0 | 0 | 0 | 0 | 0 | 0 | 0 | 0 | 18534.6869 | 292250.2184 | 0 | 0 | 0 | 0 | 0 | 0 | 0 | 0 | 0
2016-08-19 11:00 | 0 | 0 | 0 | 0 | 0 | 231213.9653 | 0 | 465515 | 0 | 0 | 0 | 0 | 198884.1747 | 0 | 0 | 0 | 0 | 0 | 0 | 397561.6801 | 0 | 0 | 0 | 0 | 0 | 0 | 0 | 0 | 0 | 0 | 0 | 0 | 57949.1836 | 0 | 0 | 0 | 0 | 0 | 0 | 0 | 0 | 0 | 292250.2184 | 0 | 0 | 0 | 0 | 0 | 0 | 0 | 0 | 0
2016-08-19 12:00 | 0 | 0 | 0 | 0 | 0 | 165562.2812 | 5842.3451 | 485714 | 0 | 0 | 0 | 0 | 128025.2243 | 0 | 0 | 0 | 0 | 0 | 0 | 154111.2568 | 0 | 0 | 0 | 0 | 0 | 0 | 0 | 0 | 0 | 0 | 0 | 0 | -70858.9504 | 0 | 0 | 0 | 0 | 0 | 0 | 0 | 0 | 48799.7951 | 292250.2184 | 0 | 0 | 0 | 0 | 0 | 0 | 0 | 0 | 0
2016-08-19 13:00 | 0 | 0 | 0 | 0 | 0 | 142086.047 | 225463.0382 | 509916 | 0 | 0 | 0 | 0 | 57166.2739 | 0 | 0 | 0 | 0 | 0 | 0 | 82603.2924 | 0 | 0 | 0 | 0 | 0 | 0 | 0 | 0 | 0 | 0 | 0 | 0 | -70858.9504 | 0 | 0 | 0 | 0 | 0 | 0 | 0 | 0 | 220742.254 | 292250.2184 | 0 | 0 | 0 | 0 | 0 | 0 | 0 | 0 | 0
2016-08-19 14:00 | 0 | 0 | 0 | 0 | 0 | 164405.0889 | 539173.5554 | 539855 | 0 | 0 | 0 | 0 | 128025.2243 | 0 | 0 | 0 | 0 | 0 | 0 | 175467.9863 | 0 | 0 | 0 | 0 | 0 | 0 | 0 | 0 | 0 | 0 | 0 | 0 | 70858.9504 | 0 | 0 | 0 | 0 | 0 | 0 | 0 | 0 | 92864.694 | 0 | 0 | 0 | 0 | 0 | 0 | 0 | 0 | 0 | 0
2016-08-19 15:00 | 0 | 0 | 0 | 0 | 0 | 0 | 685854.2837 | 568155 | 0 | 0 | 0 | 0 | 198884.1747 | 0 | 0 | 0 | 0 | 0 | 0 | 222308.3196 | 0 | 0 | 0 | 0 | 0 | 0 | 0 | 0 | 0 | 0 | 0 | 0 | 70858.9504 | 0 | 0 | 0 | 0 | 0 | 0 | 0 | 0 | 46840.3333 | 0 | 0 | 0 | 0 | 0 | 0 | 0 | 0 | 0 | 0
2016-08-19 16:00 | 0 | 0 | 0 | 0 | 0 | 0 | 750468.7059 | 593314 | 0 | 0 | 0 | 0 | 128025.2243 | 0 | 0 | 0 | 0 | 0 | 0 | 450321.9759 | 0 | 0 | 0 | 0 | 0 | 0 | 0 | 0 | 0 | 0 | 0 | 0 | -70858.9504 | 0 | 0 | 0 | 0 | 0 | 0 | 0 | 0 | 228013.6563 | 0 | 0 | 0 | 0 | 0 | 0 | 0 | 0 | 0 | 0
2016-08-19 17:00 | 0 | 0 | 0 | 0 | 0 | 113516.5593 | 762716.5303 | 615385 | 0 | 0 | 0 | 0 | 57166.2739 | 0 | 0 | 0 | 0 | 0 | 0 | 782029.0159 | 0 | 0 | 0 | 0 | 0 | 0 | 0 | 0 | 0 | 0 | 0 | 0 | -70858.9504 | 0 | 0 | 0 | 0 | 0 | 0 | 0 | 0 | 331707.04 | 0 | 0 | 0 | 0 | 0 | 0 | 0 | 0 | 0 | 0
2016-08-19 18:00 | 0 | 0 | 0 | 0 | 0 | 158807.1648 | 753089.4574 | 632255 | 0 | 0 | 0 | 0 | 128025.2243 | 0 | 0 | 0 | 0 | 0 | 0 | 990811.6877 | 0 | 0 | 0 | 0 | 0 | 0 | 0 | 0 | 0 | 0 | 0 | 0 | 70858.9504 | 0 | 0 | 0 | 0 | 0 | 0 | 0 | 0 | 208782.6718 | 0 | 0 | 0 | 0 | 0 | 0 | 0 | 0 | 0 | 0
2016-08-19 19:00 | 0 | 0 | 0 | 0 | 0 | 0 | 734775.6735 | 642342 | 0 | 0 | 0 | 0 | 68993.6496 | 0 | 0 | 0 | 0 | 0 | 0 | 1142276.9359 | 0 | 0 | 0 | 0 | 0 | 0 | 0 | 0 | 0 | 0 | 0 | 0 | -59031.5747 | 0 | 0 | 0 | 0 | 0 | 0 | 0 | 0 | 151465.2481 | 0 | 0 | 0 | 0 | 0 | 0 | 0 | 0 | 0 | 0
2016-08-19 20:00 | 0 | 0 | 0 | 0 | 0 | 0 | 720671.07 | 647445 | 0 | 0 | 0 | 0 | 139852.6 | 0 | 0 | 0 | 0 | 0 | 0 | 1144644.0555 | 0 | 0 | 0 | 0 | 0 | 0 | 0 | 0 | 0 | 0 | 0 | 0 | 70858.9504 | 0 | 0 | 0 | 0 | 0 | 0 | 0 | 0 | 2367.1196 | 0 | 0 | 0 | 0 | 0 | 0 | 0 | 0 | 0 | 0
2016-08-19 21:00 | 0 | 0 | 0 | 0 | 0 | 0 | 692586.3833 | 645344 | 0 | 0 | 0 | 0 | 187094.9833 | 0 | 0 | 0 | 0 | 0 | 0 | 1144644.0555 | 0 | 0 | 0 | 0 | 0 | 0 | 0 | 0 | 0 | 0 | 0 | 0 | 47242.3833 | 0 | 0 | 0 | 0 | 0 | 0 | 0 | 0 | 0 | 0 | 0 | 0 | 0 | 0 | 0 | 0 | 0 | 0 | 0
2016-08-19 22:00 | 0 | 0 | 0 | 0 | 0 | 0 | 644827.1914 | 633038 | 0 | 0 | 0 | 0 | 198884.1747 | 0 | 0 | 0 | 0 | 0 | 0 | 1144644.0555 | 0 | 0 | 0 | 0 | 0 | 0 | 0 | 0 | 0 | 0 | 0 | 0 | 11789.1914 | 0 | 0 | 0 | 0 | 0 | 0 | 0 | 0 | 0 | 0 | 0 | 0 | 0 | 0 | 0 | 0 | 0 | 0 | 0
2016-08-19 23:00 | 0 | 0 | 0 | 0 | 0 | 60528.1693 | 552691.8307 | 613220 | 0 | 0 | 0 | 0 | 198884.1747 | 0 | 0 | 0 | 0 | 0 | 0 | 1144644.0555 | 0 | 0 | 0 | 0 | 0 | 0 | 0 | 0 | 0 | 0 | 0 | 0 | 0 | 0 | 0 | 0 | 0 | 0 | 0 | 0 | 0 | 0 | 0 | 0 | 0 | 0 | 0 | 0 | 0 | 0 | 0 | 0
2016-08-20 | 0 | 0 | 0 | 0 | 0 | 303198.7994 | 399016.5444 | 598060 | 0 | 0 | 0 | 0 | 198884.1747 | 0 | 0 | 0 | 0 | 0 | 0 | 1248799.3993 | 0 | 0 | 0 | 0 | 0 | 0 | 0 | 0 | 0 | 0 | 0 | 0 | 0 | 0 | 0 | 0 | 0 | 0 | 0 | 0 | 0 | 104155.3438 | 0 | 0 | 0 | 0 | 0 | 0 | 0 | 0 | 0 | 0
2016-08-20 01:00 | 0 | 0 | 0 | 0 | 0 | 361301.0434 | 127362.9161 | 580612 | 0 | 0 | 0 | 0 | 128025.2243 | 0 | 0 | 0 | 0 | 0 | 0 | 1227710.3091 | 0 | 0 | 0 | 0 | 0 | 0 | 0 | 0 | 0 | 0 | 0 | 0 | -70858.9504 | 0 | 0 | 0 | 0 | 0 | 0 | 0 | 0 | 271161.1282 | 292250.2184 | 0 | 0 | 0 | 0 | 0 | 0 | 0 | 0 | 0
2016-08-20 02:00 | 0 | 0 | 0 | 0 | 0 | 383283.7194 | 602.3193 | 551582 | 0 | 0 | 0 | 0 | 57166.2739 | 0 | 0 | 0 | 0 | 0 | 0 | 1130873.2982 | 0 | 0 | 0 | 0 | 0 | 0 | 0 | 0 | 0 | 0 | 0 | 0 | -70858.9504 | 0 | 0 | 0 | 0 | 0 | 0 | 0 | 0 | 195413.2075 | 292250.2184 | 0 | 0 | 0 | 0 | 0 | 0 | 0 | 0 | 0
2016-08-20 03:00 | 0 | 0 | 0 | 0 | 0 | 373961.1047 | 0 | 517337 | 0 | 0 | 0 | 0 | 128025.2243 | 0 | 0 | 0 | 0 | 0 | 0 | 916638.4525 | 0 | 0 | 0 | 0 | 0 | 0 | 0 | 0 | 0 | 0 | 0 | 0 | 70858.9504 | 0 | 0 | 0 | 0 | 0 | 0 | 0 | 0 | 78015.3727 | 292250.2184 | 0 | 0 | 0 | 0 | 0 | 0 | 0 | 0 | 0
2016-08-20 04:00 | 0 | 0 | 0 | 0 | 0 | 356783.5024 | 0 | 484281 | 0 | 0 | 0 | 0 | 198884.1747 | 0 | 0 | 0 | 0 | 0 | 0 | 718282.0045 | 0 | 0 | 0 | 0 | 0 | 0 | 0 | 0 | 0 | 0 | 0 | 0 | 70858.9504 | 0 | 0 | 0 | 0 | 0 | 0 | 0 | 0 | 93893.7703 | 292250.2184 | 0 | 0 | 0 | 0 | 0 | 0 | 0 | 0 | 0
2016-08-20 05:00 | 0 | 0 | 0 | 0 | 0 | 352366.5888 | 0 | 457219 | 0 | 0 | 0 | 0 | 198884.1747 | 0 | 0 | 0 | 0 | 0 | 0 | 613429.5933 | 0 | 0 | 0 | 0 | 0 | 0 | 0 | 0 | 0 | 0 | 0 | 0 | 0 | 0 | 0 | 0 | 0 | 0 | 0 | 0 | 0 | 187397.8072 | 292250.2184 | 0 | 0 | 0 | 0 | 0 | 0 | 0 | 0 | 0
2016-08-20 06:00 | 0 | 0 | 0 | 0 | 0 | 356658.4264 | 0 | 434967 | 0 | 0 | 0 | 0 | 141717.9008 | 0 | 0 | 0 | 0 | 0 | 0 | 592287.2936 | 0 | 0 | 0 | 0 | 0 | 0 | 0 | 0 | 0 | 0 | 0 | 0 | -57166.2739 | 0 | 0 | 0 | 0 | 0 | 0 | 0 | 0 | 271107.9187 | 292250.2184 | 0 | 0 | 0 | 0 | 0 | 0 | 0 | 0 | 0
2016-08-20 07:00 | 0 | 0 | 0 | 0 | 0 | 55125.8312 | 0 | 418235 | 0 | 0 | 0 | 0 | 70858.9504 | 0 | 0 | 0 | 0 | 0 | 0 | 300037.0752 | 0 | 0 | 0 | 0 | 0 | 0 | 0 | 0 | 0 | 0 | 0 | 0 | -70858.9504 | 0 | 0 | 0 | 0 | 0 | 0 | 0 | 0 | 0 | 292250.2184 | 0 | 0 | 0 | 0 | 0 | 0 | 0 | 0 | 0
2016-08-20 08:00 | 0 | 0 | 0 | 0 | 0 | 376515.8712 | 0 | 407918 | 0 | 0 | 0 | 0 | 0 | 0 | 0 | 0 | 0 | 0 | 0 | 339493.8969 | 0 | 0 | 0 | 0 | 0 | 0 | 0 | 0 | 0 | 0 | 0 | 0 | -70858.9504 | 0 | 0 | 0 | 0 | 0 | 0 | 0 | 0 | 331707.04 | 292250.2184 | 0 | 0 | 0 | 0 | 0 | 0 | 0 | 0 | 0
2016-08-20 09:00 | 0 | 0 | 0 | 0 | 0 | 182630.732 | 0 | 404022 | 0 | 0 | 0 | 0 | 70858.9504 | 0 | 0 | 0 | 0 | 0 | 0 | 47243.6785 | 0 | 0 | 0 | 0 | 0 | 0 | 0 | 0 | 0 | 0 | 0 | 0 | 70858.9504 | 0 | 0 | 0 | 0 | 0 | 0 | 0 | 0 | 0 | 292250.2184 | 0 | 0 | 0 | 0 | 0 | 0 | 0 | 0 | 0
2016-08-20 10:00 | 0 | 0 | 0 | 0 | 0 | 374946.8712 | 0 | 406349 | 0 | 0 | 0 | 0 | 0 | 0 | 0 | 0 | 0 | 0 | 0 | 86700.5001 | 0 | 0 | 0 | 0 | 0 | 0 | 0 | 0 | 0 | 0 | 0 | 0 | -70858.9504 | 0 | 0 | 0 | 0 | 0 | 0 | 0 | 0 | 331707.04 | 292250.2184 | 0 | 0 | 0 | 0 | 0 | 0 | 0 | 0 | 0
2016-08-20 11:00 | 0 | 0 | 0 | 0 | 0 | 401760.7734 | 0 | 414084 | 0 | 0 | 0 | 0 | 0 | 0 | 0 | 0 | 0 | 0 | 0 | 74377.2735 | 0 | 0 | 0 | 0 | 0 | 0 | 0 | 0 | 0 | 0 | 0 | 0 | 0 | 0 | 0 | 0 | 0 | 0 | 0 | 0 | 0 | 279926.9918 | 292250.2184 | 0 | 0 | 0 | 0 | 0 | 0 | 0 | 0 | 0
2016-08-20 12:00 | 0 | 0 | 0 | 0 | 0 | 354682.8792 | 5063.8472 | 434124 | 0 | 0 | 0 | 0 | 0 | 0 | 0 | 0 | 0 | 0 | 0 | 0 | 0 | 0 | 0 | 0 | 0 | 0 | 0 | 0 | 0 | 0 | 0 | 0 | 0 | 0 | 0 | 0 | 0 | 0 | 0 | 0 | 0 | 217872.9449 | 292250.2184 | 0 | 0 | 0 | 0 | 0 | 0 | 0 | 0 | 0
2016-08-20 13:00 | 0 | 0 | 0 | 0 | 0 | 364702.758 | 231411.86 | 461548 | 0 | 0 | 0 | 0 | 0 | 0 | 0 | 0 | 0 | 0 | 0 | 134566.618 | 0 | 0 | 0 | 0 | 0 | 0 | 0 | 0 | 0 | 0 | 0 | 0 | 0 | 0 | 0 | 0 | 0 | 0 | 0 | 0 | 0 | 134566.618 | 0 | 0 | 0 | 0 | 0 | 0 | 0 | 0 | 0 | 0
2016-08-20 14:00 | 0 | 0 | 0 | 0 | 0 | 18467.0476 | 538076.8684 | 491914 | 0 | 0 | 0 | 0 | 64629.916 | 0 | 0 | 0 | 0 | 0 | 0 | 134566.618 | 0 | 0 | 0 | 0 | 0 | 0 | 0 | 0 | 0 | 0 | 0 | 0 | 64629.916 | 0 | 0 | 0 | 0 | 0 | 0 | 0 | 0 | 0 | 0 | 0 | 0 | 0 | 0 | 0 | 0 | 0 | 0 | 0
2016-08-20 15:00 | 0 | 0 | 0 | 0 | 0 | 0 | 716904.1023 | 520936 | 0 | 0 | 0 | 0 | 0 | 0 | 0 | 0 | 0 | 0 | 0 | 395164.6364 | 0 | 0 | 0 | 0 | 0 | 0 | 0 | 0 | 0 | 0 | 0 | 0 | -64629.916 | 0 | 0 | 0 | 0 | 0 | 0 | 0 | 0 | 260598.0183 | 0 | 0 | 0 | 0 | 0 | 0 | 0 | 0 | 0 | 0
2016-08-20 16:00 | 0 | 0 | 0 | 0 | 0 | 0 | 782383 | 543602 | 0 | 0 | 0 | 0 | 47924.4423 | 0 | 0 | 0 | 0 | 0 | 0 | 586021.1941 | 0 | 0 | 0 | 0 | 0 | 0 | 0 | 0 | 0 | 0 | 0 | 0 | 47924.4423 | 0 | 0 | 0 | 0 | 0 | 0 | 0 | 0 | 190856.5577 | 0 | 0 | 0 | 0 | 0 | 0 | 0 | 0 | 0 | 0
2016-08-20 17:00 | 0 | 0 | 0 | 0 | 0 | 0 | 790543.1857 | 560233 | 0 | 0 | 0 | 0 | 118783.3927 | 0 | 0 | 0 | 0 | 0 | 0 | 745472.4294 | 0 | 0 | 0 | 0 | 0 | 0 | 0 | 0 | 0 | 0 | 0 | 0 | 70858.9504 | 0 | 0 | 0 | 0 | 0 | 0 | 0 | 0 | 159451.2353 | 0 | 0 | 0 | 0 | 0 | 0 | 0 | 0 | 0 | 0
2016-08-20 18:00 | 0 | 0 | 0 | 0 | 0 | 0 | 778608.6782 | 572044 | 0 | 0 | 0 | 0 | 189642.3431 | 0 | 0 | 0 | 0 | 0 | 0 | 881178.1572 | 0 | 0 | 0 | 0 | 0 | 0 | 0 | 0 | 0 | 0 | 0 | 0 | 70858.9504 | 0 | 0 | 0 | 0 | 0 | 0 | 0 | 0 | 135705.7278 | 0 | 0 | 0 | 0 | 0 | 0 | 0 | 0 | 0 | 0
2016-08-20 19:00 | 0 | 0 | 0 | 0 | 0 | 0 | 760074.948 | 580000 | 0 | 0 | 0 | 0 | 118783.3927 | 0 | 0 | 0 | 0 | 0 | 0 | 1132112.0556 | 0 | 0 | 0 | 0 | 0 | 0 | 0 | 0 | 0 | 0 | 0 | 0 | -70858.9504 | 0 | 0 | 0 | 0 | 0 | 0 | 0 | 0 | 250933.8984 | 0 | 0 | 0 | 0 | 0 | 0 | 0 | 0 | 0 | 0
2016-08-20 20:00 | 0 | 0 | 0 | 0 | 0 | 243761.7425 | 745828.2479 | 587024 | 0 | 0 | 0 | 0 | 189642.3431 | 0 | 0 | 0 | 0 | 0 | 0 | 1463819.0956 | 0 | 0 | 0 | 0 | 0 | 0 | 0 | 0 | 0 | 0 | 0 | 0 | 70858.9504 | 0 | 0 | 0 | 0 | 0 | 0 | 0 | 0 | 331707.04 | 0 | 0 | 0 | 0 | 0 | 0 | 0 | 0 | 0 | 0
2016-08-20 21:00 | 0 | 0 | 0 | 0 | 0 | 0 | 719402.1634 | 589548 | 0 | 0 | 0 | 0 | 118783.3927 | 0 | 0 | 0 | 0 | 0 | 0 | 1664532.2093 | 0 | 0 | 0 | 0 | 0 | 0 | 0 | 0 | 0 | 0 | 0 | 0 | -70858.9504 | 0 | 0 | 0 | 0 | 0 | 0 | 0 | 0 | 200713.1138 | 0 | 0 | 0 | 0 | 0 | 0 | 0 | 0 | 0 | 0
2016-08-20 22:00 | 0 | 0 | 0 | 0 | 0 | 229984.1253 | 678353.8497 | 583463 | 0 | 0 | 0 | 0 | 189642.3431 | 0 | 0 | 0 | 0 | 0 | 0 | 1918548.2339 | 0 | 0 | 0 | 0 | 0 | 0 | 0 | 0 | 0 | 0 | 0 | 0 | 70858.9504 | 0 | 0 | 0 | 0 | 0 | 0 | 0 | 0 | 254016.0245 | 0 | 0 | 0 | 0 | 0 | 0 | 0 | 0 | 0 | 0
2016-08-20 23:00 | 0 | 0 | 0 | 0 | 0 | 0 | 579766.8316 | 570525 | 0 | 0 | 0 | 0 | 198884.1747 | 0 | 0 | 0 | 0 | 0 | 0 | 1918548.2339 | 0 | 0 | 0 | 0 | 0 | 0 | 0 | 0 | 0 | 0 | 0 | 0 | 9241.8316 | 0 | 0 | 0 | 0 | 0 | 0 | 0 | 0 | 0 | 0 | 0 | 0 | 0 | 0 | 0 | 0 | 0 | 0 | 0
2016-08-21 | 0 | 0 | 0 | 0 | 0 | 0 | 414549.0934 | 560708 | 0 | 0 | 0 | 0 | 198884.1747 | 0 | 0 | 0 | 0 | 0 | 0 | 1772389.3273 | 0 | 0 | 0 | 0 | 0 | 0 | 0 | 0 | 0 | 0 | 0 | 0 | 0 | 0 | 0 | 0 | 0 | 0 | 0 | 0 | 0 | 146091.3118 | 292250.2184 | 0 | 0 | 0 | 0 | 0 | 0 | 0 | 0 | 0
2016-08-21 01:00 | 0 | 0 | 0 | 0 | 0 | 271766.7881 | 126584.9168 | 546320 | 0 | 0 | 0 | 0 | 141717.9008 | 0 | 0 | 0 | 0 | 0 | 0 | 1681587.306 | 0 | 0 | 0 | 0 | 0 | 0 | 0 | 0 | 0 | 0 | 0 | 0 | -57166.2739 | 0 | 0 | 0 | 0 | 0 | 0 | 0 | 0 | 201448.1972 | 292250.2184 | 0 | 0 | 0 | 0 | 0 | 0 | 0 | 0 | 0
2016-08-21 02:00 | 0 | 0 | 0 | 0 | 0 | 272155.4136 | 473.1137 | 522016 | 0 | 0 | 0 | 0 | 70858.9504 | 0 | 0 | 0 | 0 | 0 | 0 | 1503058.7837 | 0 | 0 | 0 | 0 | 0 | 0 | 0 | 0 | 0 | 0 | 0 | 0 | -70858.9504 | 0 | 0 | 0 | 0 | 0 | 0 | 0 | 0 | 113721.696 | 292250.2184 | 0 | 0 | 0 | 0 | 0 | 0 | 0 | 0 | 0
2016-08-21 03:00 | 0 | 0 | 0 | 0 | 0 | 261134.9256 | 0 | 492804 | 0 | 0 | 0 | 0 | 0 | 0 | 0 | 0 | 0 | 0 | 0 | 1342248.6597 | 0 | 0 | 0 | 0 | 0 | 0 | 0 | 0 | 0 | 0 | 0 | 0 | -70858.9504 | 0 | 0 | 0 | 0 | 0 | 0 | 0 | 0 | 131440.0944 | 292250.2184 | 0 | 0 | 0 | 0 | 0 | 0 | 0 | 0 | 0
2016-08-21 04:00 | 0 | 0 | 0 | 0 | 0 | 255554.8161 | 0 | 463664 | 0 | 0 | 0 | 0 | 70858.9504 | 0 | 0 | 0 | 0 | 0 | 0 | 1063280.5254 | 0 | 0 | 0 | 0 | 0 | 0 | 0 | 0 | 0 | 0 | 0 | 0 | 70858.9504 | 0 | 0 | 0 | 0 | 0 | 0 | 0 | 0 | 13282.0841 | 292250.2184 | 0 | 0 | 0 | 0 | 0 | 0 | 0 | 0 | 0
2016-08-21 05:00 | 0 | 0 | 0 | 0 | 0 | 261525.5321 | 0 | 439723 | 0 | 0 | 0 | 0 | 70858.9504 | 0 | 0 | 0 | 0 | 0 | 0 | 885083.0575 | 0 | 0 | 0 | 0 | 0 | 0 | 0 | 0 | 0 | 0 | 0 | 0 | 0 | 0 | 0 | 0 | 0 | 0 | 0 | 0 | 0 | 114052.7505 | 292250.2184 | 0 | 0 | 0 | 0 | 0 | 0 | 0 | 0 | 0
2016-08-21 06:00 | 0 | 0 | 0 | 0 | 0 | 56189.8312 | 0 | 419299 | 0 | 0 | 0 | 0 | 0 | 0 | 0 | 0 | 0 | 0 | 0 | 592832.8391 | 0 | 0 | 0 | 0 | 0 | 0 | 0 | 0 | 0 | 0 | 0 | 0 | -70858.9504 | 0 | 0 | 0 | 0 | 0 | 0 | 0 | 0 | 0 | 292250.2184 | 0 | 0 | 0 | 0 | 0 | 0 | 0 | 0 | 0
2016-08-21 07:00 | 0 | 0 | 0 | 0 | 0 | 308896.5541 | 0 | 403933 | 0 | 0 | 0 | 0 | 0 | 0 | 0 | 0 | 0 | 0 | 0 | 497796.3932 | 0 | 0 | 0 | 0 | 0 | 0 | 0 | 0 | 0 | 0 | 0 | 0 | 0 | 0 | 0 | 0 | 0 | 0 | 0 | 0 | 0 | 197213.7725 | 292250.2184 | 0 | 0 | 0 | 0 | 0 | 0 | 0 | 0 | 0
2016-08-21 08:00 | 0 | 0 | 0 | 0 | 0 | 341247.7675 | 0 | 393719 | 0 | 0 | 0 | 0 | 70858.9504 | 0 | 0 | 0 | 0 | 0 | 0 | 374466.2104 | 0 | 0 | 0 | 0 | 0 | 0 | 0 | 0 | 0 | 0 | 0 | 0 | 70858.9504 | 0 | 0 | 0 | 0 | 0 | 0 | 0 | 0 | 168920.0355 | 292250.2184 | 0 | 0 | 0 | 0 | 0 | 0 | 0 | 0 | 0
2016-08-21 09:00 | 0 | 0 | 0 | 0 | 0 | 346563.4593 | 0 | 388523 | 0 | 0 | 0 | 0 | 0 | 0 | 0 | 0 | 0 | 0 | 0 | 403365.6201 | 0 | 0 | 0 | 0 | 0 | 0 | 0 | 0 | 0 | 0 | 0 | 0 | -70858.9504 | 0 | 0 | 0 | 0 | 0 | 0 | 0 | 0 | 321149.6281 | 292250.2184 | 0 | 0 | 0 | 0 | 0 | 0 | 0 | 0 | 0
2016-08-21 10:00 | 0 | 0 | 0 | 0 | 0 | 349415.5236 | 0 | 389420 | 0 | 0 | 0 | 0 | 70858.9504 | 0 | 0 | 0 | 0 | 0 | 0 | 292502.1933 | 0 | 0 | 0 | 0 | 0 | 0 | 0 | 0 | 0 | 0 | 0 | 0 | 70858.9504 | 0 | 0 | 0 | 0 | 0 | 0 | 0 | 0 | 181386.7915 | 292250.2184 | 0 | 0 | 0 | 0 | 0 | 0 | 0 | 0 | 0
2016-08-21 11:00 | 0 | 0 | 0 | 0 | 0 | 357865.2498 | 0 | 393384 | 0 | 0 | 0 | 0 | 141717.9008 | 0 | 0 | 0 | 0 | 0 | 0 | 186124.4927 | 0 | 0 | 0 | 0 | 0 | 0 | 0 | 0 | 0 | 0 | 0 | 0 | 70858.9504 | 0 | 0 | 0 | 0 | 0 | 0 | 0 | 0 | 185872.5178 | 292250.2184 | 0 | 0 | 0 | 0 | 0 | 0 | 0 | 0 | 0
2016-08-21 12:00 | 0 | 0 | 0 | 0 | 0 | 282263.0423 | 6038.3656 | 409119 | 0 | 0 | 0 | 0 | 70858.9504 | 0 | 0 | 0 | 0 | 0 | 0 | 136165.851 | 0 | 0 | 0 | 0 | 0 | 0 | 0 | 0 | 0 | 0 | 0 | 0 | -70858.9504 | 0 | 0 | 0 | 0 | 0 | 0 | 0 | 0 | 242291.5767 | 292250.2184 | 0 | 0 | 0 | 0 | 0 | 0 | 0 | 0 | 0
2016-08-21 13:00 | 0 | 0 | 0 | 0 | 0 | 0 | 227208.1986 | 434233 | 0 | 0 | 0 | 0 | 0 | 0 | 0 | 0 | 0 | 0 | 0 | 0 | 0 | 0 | 0 | 0 | 0 | 0 | 0 | 0 | 0 | 0 | 0 | 0 | -70858.9504 | 0 | 0 | 0 | 0 | 0 | 0 | 0 | 0 | 156084.3674 | 292250.2184 | 0 | 0 | 0 | 0 | 0 | 0 | 0 | 0 | 0
2016-08-21 14:00 | 0 | 0 | 0 | 0 | 0 | 0 | 526082.054 | 460036 | 0 | 0 | 0 | 0 | 66046.054 | 0 | 0 | 0 | 0 | 0 | 0 | 0 | 0 | 0 | 0 | 0 | 0 | 0 | 0 | 0 | 0 | 0 | 0 | 0 | 66046.054 | 0 | 0 | 0 | 0 | 0 | 0 | 0 | 0 | 0 | 0 | 0 | 0 | 0 | 0 | 0 | 0 | 0 | 0 | 0
2016-08-21 15:00 | 0 | 0 | 0 | 0 | 0 | 0 | 692734.1564 | 486552 | 0 | 0 | 0 | 0 | 136905.0044 | 0 | 0 | 0 | 0 | 0 | 0 | 135323.206 | 0 | 0 | 0 | 0 | 0 | 0 | 0 | 0 | 0 | 0 | 0 | 0 | 70858.9504 | 0 | 0 | 0 | 0 | 0 | 0 | 0 | 0 | 135323.206 | 0 | 0 | 0 | 0 | 0 | 0 | 0 | 0 | 0 | 0
2016-08-21 16:00 | 0 | 0 | 0 | 0 | 0 | 0 | 760606.1796 | 510928 | 0 | 0 | 0 | 0 | 198884.1747 | 0 | 0 | 0 | 0 | 0 | 0 | 323022.2153 | 0 | 0 | 0 | 0 | 0 | 0 | 0 | 0 | 0 | 0 | 0 | 0 | 61979.1703 | 0 | 0 | 0 | 0 | 0 | 0 | 0 | 0 | 187699.0093 | 0 | 0 | 0 | 0 | 0 | 0 | 0 | 0 | 0 | 0
2016-08-21 17:00 | 0 | 0 | 0 | 0 | 0 | 0 | 767314.472 | 530086 | 0 | 0 | 0 | 0 | 128025.2243 | 0 | 0 | 0 | 0 | 0 | 0 | 631109.6377 | 0 | 0 | 0 | 0 | 0 | 0 | 0 | 0 | 0 | 0 | 0 | 0 | -70858.9504 | 0 | 0 | 0 | 0 | 0 | 0 | 0 | 0 | 308087.4224 | 0 | 0 | 0 | 0 | 0 | 0 | 0 | 0 | 0 | 0
2016-08-21 18:00 | 0 | 0 | 0 | 0 | 0 | 0 | 753015.4848 | 544479 | 0 | 0 | 0 | 0 | 198884.1747 | 0 | 0 | 0 | 0 | 0 | 0 | 768787.1721 | 0 | 0 | 0 | 0 | 0 | 0 | 0 | 0 | 0 | 0 | 0 | 0 | 70858.9504 | 0 | 0 | 0 | 0 | 0 | 0 | 0 | 0 | 137677.5344 | 0 | 0 | 0 | 0 | 0 | 0 | 0 | 0 | 0 | 0
2016-08-21 19:00 | 0 | 0 | 0 | 0 | 0 | 0 | 728228.9301 | 554802 | 0 | 0 | 0 | 0 | 128025.2243 | 0 | 0 | 0 | 0 | 0 | 0 | 1013073.0526 | 0 | 0 | 0 | 0 | 0 | 0 | 0 | 0 | 0 | 0 | 0 | 0 | -70858.9504 | 0 | 0 | 0 | 0 | 0 | 0 | 0 | 0 | 244285.8805 | 0 | 0 | 0 | 0 | 0 | 0 | 0 | 0 | 0 | 0
2016-08-21 20:00 | 0 | 0 | 0 | 0 | 0 | 0 | 703979.8264 | 562710 | 0 | 0 | 0 | 0 | 198884.1747 | 0 | 0 | 0 | 0 | 0 | 0 | 1083483.9286 | 0 | 0 | 0 | 0 | 0 | 0 | 0 | 0 | 0 | 0 | 0 | 0 | 70858.9504 | 0 | 0 | 0 | 0 | 0 | 0 | 0 | 0 | 70410.876 | 0 | 0 | 0 | 0 | 0 | 0 | 0 | 0 | 0 | 0
2016-08-21 21:00 | 0 | 0 | 0 | 0 | 0 | 0 | 667431.9339 | 569215 | 0 | 0 | 0 | 0 | 149795.4 | 0 | 0 | 0 | 0 | 0 | 0 | 1230789.6372 | 0 | 0 | 0 | 0 | 0 | 0 | 0 | 0 | 0 | 0 | 0 | 0 | -49088.7747 | 0 | 0 | 0 | 0 | 0 | 0 | 0 | 0 | 147305.7086 | 0 | 0 | 0 | 0 | 0 | 0 | 0 | 0 | 0 | 0
2016-08-21 22:00 | 0 | 0 | 0 | 0 | 0 | 0 | 617969.7747 | 568881 | 0 | 0 | 0 | 0 | 198884.1747 | 0 | 0 | 0 | 0 | 0 | 0 | 1230789.6372 | 0 | 0 | 0 | 0 | 0 | 0 | 0 | 0 | 0 | 0 | 0 | 0 | 49088.7747 | 0 | 0 | 0 | 0 | 0 | 0 | 0 | 0 | 0 | 0 | 0 | 0 | 0 | 0 | 0 | 0 | 0 | 0 | 0
2016-08-21 23:00 | 0 | 0 | 0 | 0 | 0 | 0 | 511059.1719 | 561221 | 0 | 0 | 0 | 0 | 128025.2243 | 0 | 0 | 0 | 0 | 0 | 0 | 1251486.7595 | 0 | 0 | 0 | 0 | 0 | 0 | 0 | 0 | 0 | 0 | 0 | 0 | -70858.9504 | 0 | 0 | 0 | 0 | 0 | 0 | 0 | 0 | 20697.1223 | 0 | 0 | 0 | 0 | 0 | 0 | 0 | 0 | 0 | 0
2016-08-22 | 0 | 0 | 0 | 0 | 0 | 0 | 347913.5483 | 553368 | 0 | 0 | 0 | 0 | 57166.2739 | 0 | 0 | 0 | 0 | 0 | 0 | 1116891.2582 | 0 | 0 | 0 | 0 | 0 | 0 | 0 | 0 | 0 | 0 | 0 | 0 | -70858.9504 | 0 | 0 | 0 | 0 | 0 | 0 | 0 | 0 | 157654.7171 | 292250.2184 | 0 | 0 | 0 | 0 | 0 | 0 | 0 | 0 | 0
2016-08-22 01:00 | 0 | 0 | 0 | 0 | 0 | 489817.3484 | 109900.3901 | 540660 | 0 | 0 | 0 | 0 | 93928.6674 | 0 | 0 | 0 | 0 | 0 | 0 | 1139186.6032 | 0 | 0 | 0 | 0 | 0 | 0 | 0 | 0 | 0 | 0 | 0 | 0 | 36762.3935 | 0 | 0 | 0 | 0 | 0 | 0 | 0 | 0 | 314545.5634 | 292250.2184 | 0 | 0 | 0 | 0 | 0 | 0 | 0 | 0 | 0
2016-08-22 02:00 | 0 | 0 | 0 | 0 | 0 | 587209.561 | 315.8175 | 513972 | 0 | 0 | 0 | 0 | 128025.2243 | 0 | 0 | 0 | 0 | 0 | 0 | 1178643.4248 | 0 | 0 | 0 | 0 | 0 | 0 | 0 | 0 | 0 | 0 | 0 | 0 | 34096.5569 | 0 | 0 | 0 | 0 | 0 | 0 | 0 | 0 | 331707.04 | 292250.2184 | 0 | 0 | 0 | 0 | 0 | 0 | 0 | 0 | 0
2016-08-22 03:00 | 0 | 0 | 0 | 0 | 0 | 590797.772 | 0 | 480482 | 0 | 0 | 0 | 0 | 198884.1747 | 0 | 0 | 0 | 0 | 0 | 0 | 1218100.2464 | 0 | 0 | 0 | 0 | 0 | 0 | 0 | 0 | 0 | 0 | 0 | 0 | 70858.9504 | 0 | 0 | 0 | 0 | 0 | 0 | 0 | 0 | 331707.04 | 292250.2184 | 0 | 0 | 0 | 0 | 0 | 0 | 0 | 0 | 0
2016-08-22 04:00 | 0 | 0 | 0 | 0 | 0 | 418929.8712 | 0 | 450332 | 0 | 0 | 0 | 0 | 128025.2243 | 0 | 0 | 0 | 0 | 0 | 0 | 1257557.068 | 0 | 0 | 0 | 0 | 0 | 0 | 0 | 0 | 0 | 0 | 0 | 0 | -70858.9504 | 0 | 0 | 0 | 0 | 0 | 0 | 0 | 0 | 331707.04 | 292250.2184 | 0 | 0 | 0 | 0 | 0 | 0 | 0 | 0 | 0
2016-08-22 05:00 | 0 | 0 | 0 | 0 | 0 | 203372.732 | 0 | 424764 | 0 | 0 | 0 | 0 | 198884.1747 | 0 | 0 | 0 | 0 | 0 | 0 | 965306.8497 | 0 | 0 | 0 | 0 | 0 | 0 | 0 | 0 | 0 | 0 | 0 | 0 | 70858.9504 | 0 | 0 | 0 | 0 | 0 | 0 | 0 | 0 | 0 | 292250.2184 | 0 | 0 | 0 | 0 | 0 | 0 | 0 | 0 | 0
2016-08-22 06:00 | 0 | 0 | 0 | 0 | 0 | 444563.8216 | 0 | 405107 | 0 | 0 | 0 | 0 | 198884.1747 | 0 | 0 | 0 | 0 | 0 | 0 | 1004763.6713 | 0 | 0 | 0 | 0 | 0 | 0 | 0 | 0 | 0 | 0 | 0 | 0 | 0 | 0 | 0 | 0 | 0 | 0 | 0 | 0 | 0 | 331707.04 | 292250.2184 | 0 | 0 | 0 | 0 | 0 | 0 | 0 | 0 | 0
2016-08-22 07:00 | 0 | 0 | 0 | 0 | 0 | 360399.8712 | 0 | 391802 | 0 | 0 | 0 | 0 | 128025.2243 | 0 | 0 | 0 | 0 | 0 | 0 | 1044220.4929 | 0 | 0 | 0 | 0 | 0 | 0 | 0 | 0 | 0 | 0 | 0 | 0 | -70858.9504 | 0 | 0 | 0 | 0 | 0 | 0 | 0 | 0 | 331707.04 | 292250.2184 | 0 | 0 | 0 | 0 | 0 | 0 | 0 | 0 | 0
2016-08-22 08:00 | 0 | 0 | 0 | 0 | 0 | 496875.772 | 0 | 386560 | 0 | 0 | 0 | 0 | 198884.1747 | 0 | 0 | 0 | 0 | 0 | 0 | 1083677.3145 | 0 | 0 | 0 | 0 | 0 | 0 | 0 | 0 | 0 | 0 | 0 | 0 | 70858.9504 | 0 | 0 | 0 | 0 | 0 | 0 | 0 | 0 | 331707.04 | 292250.2184 | 0 | 0 | 0 | 0 | 0 | 0 | 0 | 0 | 0
2016-08-22 09:00 | 0 | 0 | 0 | 0 | 0 | 431994.8216 | 0 | 392538 | 0 | 0 | 0 | 0 | 198884.1747 | 0 | 0 | 0 | 0 | 0 | 0 | 1123134.1361 | 0 | 0 | 0 | 0 | 0 | 0 | 0 | 0 | 0 | 0 | 0 | 0 | 0 | 0 | 0 | 0 | 0 | 0 | 0 | 0 | 0 | 331707.04 | 292250.2184 | 0 | 0 | 0 | 0 | 0 | 0 | 0 | 0 | 0
2016-08-22 10:00 | 0 | 0 | 0 | 0 | 0 | 379634.8712 | 0 | 411037 | 0 | 0 | 0 | 0 | 128025.2243 | 0 | 0 | 0 | 0 | 0 | 0 | 1162590.9577 | 0 | 0 | 0 | 0 | 0 | 0 | 0 | 0 | 0 | 0 | 0 | 0 | -70858.9504 | 0 | 0 | 0 | 0 | 0 | 0 | 0 | 0 | 331707.04 | 292250.2184 | 0 | 0 | 0 | 0 | 0 | 0 | 0 | 0 | 0
2016-08-22 11:00 | 0 | 0 | 0 | 0 | 0 | 69881.8312 | 0 | 432991 | 0 | 0 | 0 | 0 | 57166.2739 | 0 | 0 | 0 | 0 | 0 | 0 | 870340.7393 | 0 | 0 | 0 | 0 | 0 | 0 | 0 | 0 | 0 | 0 | 0 | 0 | -70858.9504 | 0 | 0 | 0 | 0 | 0 | 0 | 0 | 0 | 0 | 292250.2184 | 0 | 0 | 0 | 0 | 0 | 0 | 0 | 0 | 0
2016-08-22 12:00 | 0 | 0 | 0 | 0 | 0 | 405331.0064 | 4379.4831 | 452576 | 0 | 0 | 0 | 0 | 0 | 0 | 0 | 0 | 0 | 0 | 0 | 884641.5026 | 0 | 0 | 0 | 0 | 0 | 0 | 0 | 0 | 0 | 0 | 0 | 0 | -57166.2739 | 0 | 0 | 0 | 0 | 0 | 0 | 0 | 0 | 306550.9817 | 292250.2184 | 0 | 0 | 0 | 0 | 0 | 0 | 0 | 0 | 0
2016-08-22 13:00 | 0 | 0 | 0 | 0 | 0 | 297282.6631 | 192906.1405 | 476225 | 0 | 0 | 0 | 0 | 0 | 0 | 0 | 0 | 0 | 0 | 0 | 898605.3062 | 0 | 0 | 0 | 0 | 0 | 0 | 0 | 0 | 0 | 0 | 0 | 0 | 0 | 0 | 0 | 0 | 0 | 0 | 0 | 0 | 0 | 306214.0219 | 292250.2184 | 0 | 0 | 0 | 0 | 0 | 0 | 0 | 0 | 0
2016-08-22 14:00 | 0 | 0 | 0 | 0 | 0 | 353536.1075 | 451408.1148 | 502924 | 0 | 0 | 0 | 0 | 57166.2739 | 0 | 0 | 0 | 0 | 0 | 0 | 1143459.2546 | 0 | 0 | 0 | 0 | 0 | 0 | 0 | 0 | 0 | 0 | 0 | 0 | 57166.2739 | 0 | 0 | 0 | 0 | 0 | 0 | 0 | 0 | 244853.9484 | 0 | 0 | 0 | 0 | 0 | 0 | 0 | 0 | 0 | 0
2016-08-22 15:00 | 0 | 0 | 0 | 0 | 0 | 334262.9981 | 595525.9923 | 527223 | 0 | 0 | 0 | 0 | 128025.2243 | 0 | 0 | 0 | 0 | 0 | 0 | 1475166.2946 | 0 | 0 | 0 | 0 | 0 | 0 | 0 | 0 | 0 | 0 | 0 | 0 | 70858.9504 | 0 | 0 | 0 | 0 | 0 | 0 | 0 | 0 | 331707.04 | 0 | 0 | 0 | 0 | 0 | 0 | 0 | 0 | 0 | 0
2016-08-22 16:00 | 0 | 0 | 0 | 0 | 0 | 0 | 662191.9008 | 548113 | 0 | 0 | 0 | 0 | 198884.1747 | 0 | 0 | 0 | 0 | 0 | 0 | 1518386.245 | 0 | 0 | 0 | 0 | 0 | 0 | 0 | 0 | 0 | 0 | 0 | 0 | 70858.9504 | 0 | 0 | 0 | 0 | 0 | 0 | 0 | 0 | 43219.9504 | 0 | 0 | 0 | 0 | 0 | 0 | 0 | 0 | 0 | 0
2016-08-22 17:00 | 0 | 0 | 0 | 0 | 0 | 226111.7041 | 673410.3359 | 567815 | 0 | 0 | 0 | 0 | 198884.1747 | 0 | 0 | 0 | 0 | 0 | 0 | 1850093.285 | 0 | 0 | 0 | 0 | 0 | 0 | 0 | 0 | 0 | 0 | 0 | 0 | 0 | 0 | 0 | 0 | 0 | 0 | 0 | 0 | 0 | 331707.04 | 0 | 0 | 0 | 0 | 0 | 0 | 0 | 0 | 0 | 0
2016-08-22 18:00 | 0 | 0 | 0 | 0 | 0 | 228223.913 | 663359.6408 | 584628 | 0 | 0 | 0 | 0 | 198884.1747 | 0 | 0 | 0 | 0 | 0 | 0 | 2157048.8388 | 0 | 0 | 0 | 0 | 0 | 0 | 0 | 0 | 0 | 0 | 0 | 0 | 0 | 0 | 0 | 0 | 0 | 0 | 0 | 0 | 0 | 306955.5538 | 0 | 0 | 0 | 0 | 0 | 0 | 0 | 0 | 0 | 0
2016-08-22 19:00 | 0 | 0 | 0 | 0 | 0 | 0 | 645452.3699 | 597886 | 0 | 0 | 0 | 0 | 128025.2243 | 0 | 0 | 0 | 0 | 0 | 0 | 2275474.1591 | 0 | 0 | 0 | 0 | 0 | 0 | 0 | 0 | 0 | 0 | 0 | 0 | -70858.9504 | 0 | 0 | 0 | 0 | 0 | 0 | 0 | 0 | 118425.3203 | 0 | 0 | 0 | 0 | 0 | 0 | 0 | 0 | 0 | 0
2016-08-22 20:00 | 0 | 0 | 0 | 0 | 0 | 0 | 629569.911 | 606740 | 0 | 0 | 0 | 0 | 81697.1654 | 0 | 0 | 0 | 0 | 0 | 0 | 2344632.129 | 0 | 0 | 0 | 0 | 0 | 0 | 0 | 0 | 0 | 0 | 0 | 0 | -46328.0589 | 0 | 0 | 0 | 0 | 0 | 0 | 0 | 0 | 69157.9699 | 0 | 0 | 0 | 0 | 0 | 0 | 0 | 0 | 0 | 0
2016-08-22 21:00 | 0 | 0 | 0 | 0 | 0 | 0 | 599941.785 | 610780 | 0 | 0 | 0 | 0 | 70858.9504 | 0 | 0 | 0 | 0 | 0 | 0 | 2344632.129 | 0 | 0 | 0 | 0 | 0 | 0 | 0 | 0 | 0 | 0 | 0 | 0 | -10838.215 | 0 | 0 | 0 | 0 | 0 | 0 | 0 | 0 | 0 | 0 | 0 | 0 | 0 | 0 | 0 | 0 | 0 | 0 | 0
2016-08-22 22:00 | 0 | 0 | 0 | 0 | 0 | 0 | 549721.2344 | 605164 | 0 | 0 | 0 | 0 | 0 | 0 | 0 | 0 | 0 | 0 | 0 | 2360048.3138 | 0 | 0 | 0 | 0 | 0 | 0 | 0 | 0 | 0 | 0 | 0 | 0 | -70858.9504 | 0 | 0 | 0 | 0 | 0 | 0 | 0 | 0 | 15416.1848 | 0 | 0 | 0 | 0 | 0 | 0 | 0 | 0 | 0 | 0
2016-08-22 23:00 | 0 | 0 | 0 | 0 | 0 | 536656.3911 | 456381.5993 | 590472 | 0 | 0 | 0 | 0 | 70858.9504 | 0 | 0 | 0 | 0 | 0 | 0 | 2691755.3537 | 0 | 0 | 0 | 0 | 0 | 0 | 0 | 0 | 0 | 0 | 0 | 0 | 70858.9504 | 0 | 0 | 0 | 0 | 0 | 0 | 0 | 0 | 331707.04 | 0 | 0 | 0 | 0 | 0 | 0 | 0 | 0 | 0 | 0
2016-08-23 | 0 | 0 | 0 | 0 | 0 | 643329.8629 | 304781.6065 | 578424 | 0 | 0 | 0 | 0 | 141717.9008 | 0 | 0 | 0 | 0 | 0 | 0 | 2990583.8727 | 0 | 0 | 0 | 0 | 0 | 0 | 0 | 0 | 0 | 0 | 0 | 0 | 70858.9504 | 0 | 0 | 0 | 0 | 0 | 0 | 0 | 0 | 298828.5189 | 0 | 0 | 0 | 0 | 0 | 0 | 0 | 0 | 0 | 0
2016-08-23 01:00 | 0 | 0 | 0 | 0 | 0 | 504641.0131 | 82719.132 | 561596 | 0 | 0 | 0 | 0 | 128025.2243 | 0 | 0 | 0 | 0 | 0 | 0 | 3030040.6943 | 0 | 0 | 0 | 0 | 0 | 0 | 0 | 0 | 0 | 0 | 0 | 0 | -13692.6765 | 0 | 0 | 0 | 0 | 0 | 0 | 0 | 0 | 331707.04 | 292250.2184 | 0 | 0 | 0 | 0 | 0 | 0 | 0 | 0 | 0
2016-08-23 02:00 | 0 | 0 | 0 | 0 | 0 | 638840.9945 | 283.7775 | 528809 | 0 | 0 | 0 | 0 | 198884.1747 | 0 | 0 | 0 | 0 | 0 | 0 | 3069497.5159 | 0 | 0 | 0 | 0 | 0 | 0 | 0 | 0 | 0 | 0 | 0 | 0 | 70858.9504 | 0 | 0 | 0 | 0 | 0 | 0 | 0 | 0 | 331707.04 | 292250.2184 | 0 | 0 | 0 | 0 | 0 | 0 | 0 | 0 | 0
2016-08-23 03:00 | 0 | 0 | 0 | 0 | 0 | 460748.8712 | 0 | 492151 | 0 | 0 | 0 | 0 | 128025.2243 | 0 | 0 | 0 | 0 | 0 | 0 | 3108954.3375 | 0 | 0 | 0 | 0 | 0 | 0 | 0 | 0 | 0 | 0 | 0 | 0 | -70858.9504 | 0 | 0 | 0 | 0 | 0 | 0 | 0 | 0 | 331707.04 | 292250.2184 | 0 | 0 | 0 | 0 | 0 | 0 | 0 | 0 | 0
2016-08-23 04:00 | 0 | 0 | 0 | 0 | 0 | 237659.732 | 0 | 459051 | 0 | 0 | 0 | 0 | 198884.1747 | 0 | 0 | 0 | 0 | 0 | 0 | 2816704.1191 | 0 | 0 | 0 | 0 | 0 | 0 | 0 | 0 | 0 | 0 | 0 | 0 | 70858.9504 | 0 | 0 | 0 | 0 | 0 | 0 | 0 | 0 | 0 | 292250.2184 | 0 | 0 | 0 | 0 | 0 | 0 | 0 | 0 | 0
2016-08-23 05:00 | 0 | 0 | 0 | 0 | 0 | 431811 | 0 | 431811 | 0 | 0 | 0 | 0 | 198884.1747 | 0 | 0 | 0 | 0 | 0 | 0 | 2816704.1191 | 0 | 0 | 0 | 0 | 0 | 0 | 0 | 0 | 0 | 0 | 0 | 0 | 0 | 0 | 0 | 0 | 0 | 0 | 0 | 0 | 0 | 0 | 0 | 0 | 0 | 0 | 0 | 0 | 0 | 0 | 0 | 0
2016-08-23 06:00 | 0 | 0 | 0 | 0 | 0 | 339958.0496 | 0 | 410817 | 0 | 0 | 0 | 0 | 128025.2243 | 0 | 0 | 0 | 0 | 0 | 0 | 2816704.1191 | 0 | 0 | 0 | 0 | 0 | 0 | 0 | 0 | 0 | 0 | 0 | 0 | -70858.9504 | 0 | 0 | 0 | 0 | 0 | 0 | 0 | 0 | 0 | 0 | 0 | 0 | 0 | 0 | 0 | 0 | 0 | 0 | 0
2016-08-23 07:00 | 0 | 0 | 0 | 0 | 0 | 507308.772 | 0 | 396993 | 0 | 0 | 0 | 0 | 198884.1747 | 0 | 0 | 0 | 0 | 0 | 0 | 2856160.9407 | 0 | 0 | 0 | 0 | 0 | 0 | 0 | 0 | 0 | 0 | 0 | 0 | 70858.9504 | 0 | 0 | 0 | 0 | 0 | 0 | 0 | 0 | 331707.04 | 292250.2184 | 0 | 0 | 0 | 0 | 0 | 0 | 0 | 0 | 0
2016-08-23 08:00 | 0 | 0 | 0 | 0 | 0 | 359343.8712 | 0 | 390746 | 0 | 0 | 0 | 0 | 128025.2243 | 0 | 0 | 0 | 0 | 0 | 0 | 2895617.7624 | 0 | 0 | 0 | 0 | 0 | 0 | 0 | 0 | 0 | 0 | 0 | 0 | -70858.9504 | 0 | 0 | 0 | 0 | 0 | 0 | 0 | 0 | 331707.04 | 292250.2184 | 0 | 0 | 0 | 0 | 0 | 0 | 0 | 0 | 0
2016-08-23 09:00 | 0 | 0 | 0 | 0 | 0 | 450312.4981 | 0 | 397163 | 0 | 0 | 0 | 0 | 141717.9008 | 0 | 0 | 0 | 0 | 0 | 0 | 2935074.584 | 0 | 0 | 0 | 0 | 0 | 0 | 0 | 0 | 0 | 0 | 0 | 0 | 13692.6765 | 0 | 0 | 0 | 0 | 0 | 0 | 0 | 0 | 331707.04 | 292250.2184 | 0 | 0 | 0 | 0 | 0 | 0 | 0 | 0 | 0
2016-08-23 10:00 | 0 | 0 | 0 | 0 | 0 | 385391.8712 | 0 | 416794 | 0 | 0 | 0 | 0 | 70858.9504 | 0 | 0 | 0 | 0 | 0 | 0 | 2974531.4056 | 0 | 0 | 0 | 0 | 0 | 0 | 0 | 0 | 0 | 0 | 0 | 0 | -70858.9504 | 0 | 0 | 0 | 0 | 0 | 0 | 0 | 0 | 331707.04 | 292250.2184 | 0 | 0 | 0 | 0 | 0 | 0 | 0 | 0 | 0
2016-08-23 11:00 | 0 | 0 | 0 | 0 | 0 | 406014.8712 | 0 | 437417 | 0 | 0 | 0 | 0 | 0 | 0 | 0 | 0 | 0 | 0 | 0 | 3013988.2272 | 0 | 0 | 0 | 0 | 0 | 0 | 0 | 0 | 0 | 0 | 0 | 0 | -70858.9504 | 0 | 0 | 0 | 0 | 0 | 0 | 0 | 0 | 331707.04 | 292250.2184 | 0 | 0 | 0 | 0 | 0 | 0 | 0 | 0 | 0
2016-08-23 12:00 | 0 | 0 | 0 | 0 | 0 | 555114.0609 | 6134.62 | 454648 | 0 | 0 | 0 | 0 | 70858.9504 | 0 | 0 | 0 | 0 | 0 | 0 | 3049729.9577 | 0 | 0 | 0 | 0 | 0 | 0 | 0 | 0 | 0 | 0 | 0 | 0 | 70858.9504 | 0 | 0 | 0 | 0 | 0 | 0 | 0 | 0 | 327991.9489 | 292250.2184 | 0 | 0 | 0 | 0 | 0 | 0 | 0 | 0 | 0
2016-08-23 13:00 | 0 | 0 | 0 | 0 | 0 | 471715.5808 | 200422.4785 | 477293 | 0 | 0 | 0 | 0 | 141717.9008 | 0 | 0 | 0 | 0 | 0 | 0 | 3173716.0666 | 0 | 0 | 0 | 0 | 0 | 0 | 0 | 0 | 0 | 0 | 0 | 0 | 70858.9504 | 0 | 0 | 0 | 0 | 0 | 0 | 0 | 0 | 123986.1089 | 0 | 0 | 0 | 0 | 0 | 0 | 0 | 0 | 0 | 0
2016-08-23 14:00 | 0 | 0 | 0 | 0 | 0 | 345337.4714 | 491724.5686 | 505355 | 0 | 0 | 0 | 0 | 141717.9008 | 0 | 0 | 0 | 0 | 0 | 0 | 3505423.1066 | 0 | 0 | 0 | 0 | 0 | 0 | 0 | 0 | 0 | 0 | 0 | 0 | 0 | 0 | 0 | 0 | 0 | 0 | 0 | 0 | 0 | 331707.04 | 0 | 0 | 0 | 0 | 0 | 0 | 0 | 0 | 0 | 0
2016-08-23 15:00 | 0 | 0 | 0 | 0 | 0 | 0 | 652064.684 | 533055 | 0 | 0 | 0 | 0 | 70858.9504 | 0 | 0 | 0 | 0 | 0 | 0 | 3695291.741 | 0 | 0 | 0 | 0 | 0 | 0 | 0 | 0 | 0 | 0 | 0 | 0 | -70858.9504 | 0 | 0 | 0 | 0 | 0 | 0 | 0 | 0 | 189868.6344 | 0 | 0 | 0 | 0 | 0 | 0 | 0 | 0 | 0 | 0
2016-08-23 16:00 | 0 | 0 | 0 | 0 | 0 | 0 | 734659.489 | 557774 | 0 | 0 | 0 | 0 | 0 | 0 | 0 | 0 | 0 | 0 | 0 | 3943036.1803 | 0 | 0 | 0 | 0 | 0 | 0 | 0 | 0 | 0 | 0 | 0 | 0 | -70858.9504 | 0 | 0 | 0 | 0 | 0 | 0 | 0 | 0 | 247744.4394 | 0 | 0 | 0 | 0 | 0 | 0 | 0 | 0 | 0 | 0
2016-08-23 17:00 | 0 | 0 | 0 | 0 | 0 | 239281.9054 | 743273.085 | 579989 | 0 | 0 | 0 | 0 | 70858.9504 | 0 | 0 | 0 | 0 | 0 | 0 | 4274743.2203 | 0 | 0 | 0 | 0 | 0 | 0 | 0 | 0 | 0 | 0 | 0 | 0 | 70858.9504 | 0 | 0 | 0 | 0 | 0 | 0 | 0 | 0 | 331707.04 | 0 | 0 | 0 | 0 | 0 | 0 | 0 | 0 | 0 | 0
2016-08-23 18:00 | 0 | 0 | 0 | 0 | 0 | 268539.0687 | 733651.9217 | 599625 | 0 | 0 | 0 | 0 | 141717.9008 | 0 | 0 | 0 | 0 | 0 | 0 | 4606450.2603 | 0 | 0 | 0 | 0 | 0 | 0 | 0 | 0 | 0 | 0 | 0 | 0 | 70858.9504 | 0 | 0 | 0 | 0 | 0 | 0 | 0 | 0 | 331707.04 | 0 | 0 | 0 | 0 | 0 | 0 | 0 | 0 | 0 | 0
2016-08-23 19:00 | 0 | 0 | 0 | 0 | 0 | 162960.2579 | 711349.8317 | 613462 | 0 | 0 | 0 | 0 | 70858.9504 | 0 | 0 | 0 | 0 | 0 | 0 | 4938157.3003 | 0 | 0 | 0 | 0 | 0 | 0 | 0 | 0 | 0 | 0 | 0 | 0 | -70858.9504 | 0 | 0 | 0 | 0 | 0 | 0 | 0 | 0 | 331707.04 | 0 | 0 | 0 | 0 | 0 | 0 | 0 | 0 | 0 | 0
2016-08-23 20:00 | 0 | 0 | 0 | 0 | 0 | 0 | 686829.9999 | 623291 | 0 | 0 | 0 | 0 | 0 | 0 | 0 | 0 | 0 | 0 | 0 | 5072555.2507 | 0 | 0 | 0 | 0 | 0 | 0 | 0 | 0 | 0 | 0 | 0 | 0 | -70858.9504 | 0 | 0 | 0 | 0 | 0 | 0 | 0 | 0 | 134397.9503 | 0 | 0 | 0 | 0 | 0 | 0 | 0 | 0 | 0 | 0
2016-08-23 21:00 | 0 | 0 | 0 | 0 | 0 | 0 | 652198.6874 | 628108 | 0 | 0 | 0 | 0 | 24090.6874 | 0 | 0 | 0 | 0 | 0 | 0 | 5072555.2507 | 0 | 0 | 0 | 0 | 0 | 0 | 0 | 0 | 0 | 0 | 0 | 0 | 24090.6874 | 0 | 0 | 0 | 0 | 0 | 0 | 0 | 0 | 0 | 0 | 0 | 0 | 0 | 0 | 0 | 0 | 0 | 0 | 0
2016-08-23 22:00 | 0 | 0 | 0 | 0 | 0 | 0 | 603244.1196 | 622384 | 0 | 0 | 0 | 0 | 0 | 0 | 0 | 0 | 0 | 0 | 0 | 5077506.0577 | 0 | 0 | 0 | 0 | 0 | 0 | 0 | 0 | 0 | 0 | 0 | 0 | -24090.6874 | 0 | 0 | 0 | 0 | 0 | 0 | 0 | 0 | 4950.8071 | 0 | 0 | 0 | 0 | 0 | 0 | 0 | 0 | 0 | 0
2016-08-23 23:00 | 0 | 0 | 0 | 0 | 0 | 495135.4929 | 515815.4975 | 608385 | 0 | 0 | 0 | 0 | 70858.9504 | 0 | 0 | 0 | 0 | 0 | 0 | 5409213.0977 | 0 | 0 | 0 | 0 | 0 | 0 | 0 | 0 | 0 | 0 | 0 | 0 | 70858.9504 | 0 | 0 | 0 | 0 | 0 | 0 | 0 | 0 | 331707.04 | 0 | 0 | 0 | 0 | 0 | 0 | 0 | 0 | 0 | 0
2016-08-24 | 0 | 0 | 0 | 0 | 0 | 627674.9465 | 373657.0439 | 598766 | 0 | 0 | 0 | 0 | 141717.9008 | 0 | 0 | 0 | 0 | 0 | 0 | 5740920.1377 | 0 | 0 | 0 | 0 | 0 | 0 | 0 | 0 | 0 | 0 | 0 | 0 | 70858.9504 | 0 | 0 | 0 | 0 | 0 | 0 | 0 | 0 | 331707.04 | 0 | 0 | 0 | 0 | 0 | 0 | 0 | 0 | 0 | 0
2016-08-24 01:00 | 0 | 0 | 0 | 0 | 0 | 757381.5471 | 127668.0641 | 581939 | 0 | 0 | 0 | 0 | 128025.2243 | 0 | 0 | 0 | 0 | 0 | 0 | 6057723.4254 | 0 | 0 | 0 | 0 | 0 | 0 | 0 | 0 | 0 | 0 | 0 | 0 | -13692.6765 | 0 | 0 | 0 | 0 | 0 | 0 | 0 | 0 | 316803.2877 | 0 | 0 | 0 | 0 | 0 | 0 | 0 | 0 | 0 | 0
2016-08-24 02:00 | 0 | 0 | 0 | 0 | 0 | 761294.4195 | 189.6438 | 548730 | 0 | 0 | 0 | 0 | 57166.2739 | 0 | 0 | 0 | 0 | 0 | 0 | 6341336.4391 | 0 | 0 | 0 | 0 | 0 | 0 | 0 | 0 | 0 | 0 | 0 | 0 | -70858.9504 | 0 | 0 | 0 | 0 | 0 | 0 | 0 | 0 | 283613.0137 | 0 | 0 | 0 | 0 | 0 | 0 | 0 | 0 | 0 | 0
2016-08-24 03:00 | 0 | 0 | 0 | 0 | 0 | 621065.772 | 0 | 510750 | 0 | 0 | 0 | 0 | 128025.2243 | 0 | 0 | 0 | 0 | 0 | 0 | 6380793.2607 | 0 | 0 | 0 | 0 | 0 | 0 | 0 | 0 | 0 | 0 | 0 | 0 | 70858.9504 | 0 | 0 | 0 | 0 | 0 | 0 | 0 | 0 | 331707.04 | 292250.2184 | 0 | 0 | 0 | 0 | 0 | 0 | 0 | 0 | 0
2016-08-24 04:00 | 0 | 0 | 0 | 0 | 0 | 547914.9504 | 0 | 477056 | 0 | 0 | 0 | 0 | 198884.1747 | 0 | 0 | 0 | 0 | 0 | 0 | 6380793.2607 | 0 | 0 | 0 | 0 | 0 | 0 | 0 | 0 | 0 | 0 | 0 | 0 | 70858.9504 | 0 | 0 | 0 | 0 | 0 | 0 | 0 | 0 | 0 | 0 | 0 | 0 | 0 | 0 | 0 | 0 | 0 | 0 | 0
2016-08-24 05:00 | 0 | 0 | 0 | 0 | 0 | 447879 | 0 | 447879 | 0 | 0 | 0 | 0 | 198884.1747 | 0 | 0 | 0 | 0 | 0 | 0 | 6380793.2607 | 0 | 0 | 0 | 0 | 0 | 0 | 0 | 0 | 0 | 0 | 0 | 0 | 0 | 0 | 0 | 0 | 0 | 0 | 0 | 0 | 0 | 0 | 0 | 0 | 0 | 0 | 0 | 0 | 0 | 0 | 0 | 0
2016-08-24 06:00 | 0 | 0 | 0 | 0 | 0 | 355044.0496 | 0 | 425903 | 0 | 0 | 0 | 0 | 128025.2243 | 0 | 0 | 0 | 0 | 0 | 0 | 6380793.2607 | 0 | 0 | 0 | 0 | 0 | 0 | 0 | 0 | 0 | 0 | 0 | 0 | -70858.9504 | 0 | 0 | 0 | 0 | 0 | 0 | 0 | 0 | 0 | 0 | 0 | 0 | 0 | 0 | 0 | 0 | 0 | 0 | 0
2016-08-24 07:00 | 0 | 0 | 0 | 0 | 0 | 481505.9504 | 0 | 410647 | 0 | 0 | 0 | 0 | 198884.1747 | 0 | 0 | 0 | 0 | 0 | 0 | 6380793.2607 | 0 | 0 | 0 | 0 | 0 | 0 | 0 | 0 | 0 | 0 | 0 | 0 | 70858.9504 | 0 | 0 | 0 | 0 | 0 | 0 | 0 | 0 | 0 | 0 | 0 | 0 | 0 | 0 | 0 | 0 | 0 | 0 | 0
2016-08-24 08:00 | 0 | 0 | 0 | 0 | 0 | 403762 | 0 | 403762 | 0 | 0 | 0 | 0 | 198884.1747 | 0 | 0 | 0 | 0 | 0 | 0 | 6380793.2607 | 0 | 0 | 0 | 0 | 0 | 0 | 0 | 0 | 0 | 0 | 0 | 0 | 0 | 0 | 0 | 0 | 0 | 0 | 0 | 0 | 0 | 0 | 0 | 0 | 0 | 0 | 0 | 0 | 0 | 0 | 0 | 0
2016-08-24 09:00 | 0 | 0 | 0 | 0 | 0 | 378309.8712 | 0 | 409712 | 0 | 0 | 0 | 0 | 128025.2243 | 0 | 0 | 0 | 0 | 0 | 0 | 6420250.0823 | 0 | 0 | 0 | 0 | 0 | 0 | 0 | 0 | 0 | 0 | 0 | 0 | -70858.9504 | 0 | 0 | 0 | 0 | 0 | 0 | 0 | 0 | 331707.04 | 292250.2184 | 0 | 0 | 0 | 0 | 0 | 0 | 0 | 0 | 0
2016-08-24 10:00 | 0 | 0 | 0 | 0 | 0 | 521256.1391 | 0 | 428782 | 0 | 0 | 0 | 0 | 181042.5417 | 0 | 0 | 0 | 0 | 0 | 0 | 6459706.9039 | 0 | 0 | 0 | 0 | 0 | 0 | 0 | 0 | 0 | 0 | 0 | 0 | 53017.3175 | 0 | 0 | 0 | 0 | 0 | 0 | 0 | 0 | 331707.04 | 292250.2184 | 0 | 0 | 0 | 0 | 0 | 0 | 0 | 0 | 0
2016-08-24 11:00 | 0 | 0 | 0 | 0 | 0 | 84876.8312 | 0 | 447986 | 0 | 0 | 0 | 0 | 110183.5913 | 0 | 0 | 0 | 0 | 0 | 0 | 6167456.6856 | 0 | 0 | 0 | 0 | 0 | 0 | 0 | 0 | 0 | 0 | 0 | 0 | -70858.9504 | 0 | 0 | 0 | 0 | 0 | 0 | 0 | 0 | 0 | 292250.2184 | 0 | 0 | 0 | 0 | 0 | 0 | 0 | 0 | 0
2016-08-24 12:00 | 0 | 0 | 0 | 0 | 0 | 387164.4939 | 2783.1341 | 465480 | 0 | 0 | 0 | 0 | 181042.5417 | 0 | 0 | 0 | 0 | 0 | 0 | 6021065.3632 | 0 | 0 | 0 | 0 | 0 | 0 | 0 | 0 | 0 | 0 | 0 | 0 | 70858.9504 | 0 | 0 | 0 | 0 | 0 | 0 | 0 | 0 | 145858.896 | 292250.2184 | 0 | 0 | 0 | 0 | 0 | 0 | 0 | 0 | 0
2016-08-24 13:00 | 0 | 0 | 0 | 0 | 0 | 0 | 183668.6141 | 488202 | 0 | 0 | 0 | 0 | 128025.2243 | 0 | 0 | 0 | 0 | 0 | 0 | 5769549.2948 | 0 | 0 | 0 | 0 | 0 | 0 | 0 | 0 | 0 | 0 | 0 | 0 | -53017.3175 | 0 | 0 | 0 | 0 | 0 | 0 | 0 | 0 | 40734.15 | 292250.2184 | 0 | 0 | 0 | 0 | 0 | 0 | 0 | 0 | 0
2016-08-24 14:00 | 0 | 0 | 0 | 0 | 0 | 394212.0528 | 524590.9376 | 516237 | 0 | 0 | 0 | 0 | 198884.1747 | 0 | 0 | 0 | 0 | 0 | 0 | 6101256.3348 | 0 | 0 | 0 | 0 | 0 | 0 | 0 | 0 | 0 | 0 | 0 | 0 | 70858.9504 | 0 | 0 | 0 | 0 | 0 | 0 | 0 | 0 | 331707.04 | 0 | 0 | 0 | 0 | 0 | 0 | 0 | 0 | 0 | 0
2016-08-24 15:00 | 0 | 0 | 0 | 0 | 0 | 0 | 681362.1782 | 544552 | 0 | 0 | 0 | 0 | 198884.1747 | 0 | 0 | 0 | 0 | 0 | 0 | 6238066.513 | 0 | 0 | 0 | 0 | 0 | 0 | 0 | 0 | 0 | 0 | 0 | 0 | 0 | 0 | 0 | 0 | 0 | 0 | 0 | 0 | 0 | 136810.1782 | 0 | 0 | 0 | 0 | 0 | 0 | 0 | 0 | 0 | 0
2016-08-24 16:00 | 0 | 0 | 0 | 0 | 0 | 0 | 772943.1573 | 569357 | 0 | 0 | 0 | 0 | 128025.2243 | 0 | 0 | 0 | 0 | 0 | 0 | 6512511.6207 | 0 | 0 | 0 | 0 | 0 | 0 | 0 | 0 | 0 | 0 | 0 | 0 | -70858.9504 | 0 | 0 | 0 | 0 | 0 | 0 | 0 | 0 | 274445.1077 | 0 | 0 | 0 | 0 | 0 | 0 | 0 | 0 | 0 | 0
2016-08-24 17:00 | 0 | 0 | 0 | 0 | 0 | 0 | 783390.5421 | 593181 | 0 | 0 | 0 | 0 | 70858.9504 | 0 | 0 | 0 | 0 | 0 | 0 | 6759887.4366 | 0 | 0 | 0 | 0 | 0 | 0 | 0 | 0 | 0 | 0 | 0 | 0 | -57166.2739 | 0 | 0 | 0 | 0 | 0 | 0 | 0 | 0 | 247375.8159 | 0 | 0 | 0 | 0 | 0 | 0 | 0 | 0 | 0 | 0
2016-08-24 18:00 | 0 | 0 | 0 | 0 | 0 | 0 | 772166.9092 | 614042 | 0 | 0 | 0 | 0 | 0 | 0 | 0 | 0 | 0 | 0 | 0 | 6988871.2962 | 0 | 0 | 0 | 0 | 0 | 0 | 0 | 0 | 0 | 0 | 0 | 0 | -70858.9504 | 0 | 0 | 0 | 0 | 0 | 0 | 0 | 0 | 228983.8596 | 0 | 0 | 0 | 0 | 0 | 0 | 0 | 0 | 0 | 0
2016-08-24 19:00 | 0 | 0 | 0 | 0 | 0 | 0 | 752754.0132 | 628911 | 0 | 0 | 0 | 0 | 70858.9504 | 0 | 0 | 0 | 0 | 0 | 0 | 7041855.3589 | 0 | 0 | 0 | 0 | 0 | 0 | 0 | 0 | 0 | 0 | 0 | 0 | 70858.9504 | 0 | 0 | 0 | 0 | 0 | 0 | 0 | 0 | 52984.0628 | 0 | 0 | 0 | 0 | 0 | 0 | 0 | 0 | 0 | 0
2016-08-24 20:00 | 0 | 0 | 0 | 0 | 0 | 0 | 738111.416 | 639660 | 0 | 0 | 0 | 0 | 141717.9008 | 0 | 0 | 0 | 0 | 0 | 0 | 7069447.8245 | 0 | 0 | 0 | 0 | 0 | 0 | 0 | 0 | 0 | 0 | 0 | 0 | 70858.9504 | 0 | 0 | 0 | 0 | 0 | 0 | 0 | 0 | 27592.4656 | 0 | 0 | 0 | 0 | 0 | 0 | 0 | 0 | 0 | 0
2016-08-24 21:00 | 0 | 0 | 0 | 0 | 0 | 0 | 709950.3557 | 644653 | 0 | 0 | 0 | 0 | 70858.9504 | 0 | 0 | 0 | 0 | 0 | 0 | 7205604.1306 | 0 | 0 | 0 | 0 | 0 | 0 | 0 | 0 | 0 | 0 | 0 | 0 | -70858.9504 | 0 | 0 | 0 | 0 | 0 | 0 | 0 | 0 | 136156.3061 | 0 | 0 | 0 | 0 | 0 | 0 | 0 | 0 | 0 | 0
2016-08-24 22:00 | 0 | 0 | 0 | 0 | 0 | 0 | 665583.0139 | 639097 | 0 | 0 | 0 | 0 | 97344.9643 | 0 | 0 | 0 | 0 | 0 | 0 | 7205604.1306 | 0 | 0 | 0 | 0 | 0 | 0 | 0 | 0 | 0 | 0 | 0 | 0 | 26486.0139 | 0 | 0 | 0 | 0 | 0 | 0 | 0 | 0 | 0 | 0 | 0 | 0 | 0 | 0 | 0 | 0 | 0 | 0 | 0
2016-08-24 23:00 | 0 | 0 | 0 | 0 | 0 | 0 | 570389.3177 | 626278 | 0 | 0 | 0 | 0 | 41456.282 | 0 | 0 | 0 | 0 | 0 | 0 | 7205604.1306 | 0 | 0 | 0 | 0 | 0 | 0 | 0 | 0 | 0 | 0 | 0 | 0 | -55888.6823 | 0 | 0 | 0 | 0 | 0 | 0 | 0 | 0 | 0 | 0 | 0 | 0 | 0 | 0 | 0 | 0 | 0 | 0 | 0
2016-08-25 | 0 | 0 | 0 | 0 | 0 | 368206.3345 | 406670.1298 | 615389 | 0 | 0 | 0 | 0 | 112315.2324 | 0 | 0 | 0 | 0 | 0 | 0 | 7294232.6445 | 0 | 0 | 0 | 0 | 0 | 0 | 0 | 0 | 0 | 0 | 0 | 0 | 70858.9504 | 0 | 0 | 0 | 0 | 0 | 0 | 0 | 0 | 88628.5139 | 0 | 0 | 0 | 0 | 0 | 0 | 0 | 0 | 0 | 0
2016-08-25 01:00 | 0 | 0 | 0 | 0 | 0 | 432922.8557 | 123386.5109 | 596882 | 0 | 0 | 0 | 0 | 128025.2243 | 0 | 0 | 0 | 0 | 0 | 0 | 7237950.0193 | 0 | 0 | 0 | 0 | 0 | 0 | 0 | 0 | 0 | 0 | 0 | 0 | 15709.9918 | 0 | 0 | 0 | 0 | 0 | 0 | 0 | 0 | 235967.5932 | 292250.2184 | 0 | 0 | 0 | 0 | 0 | 0 | 0 | 0 | 0
2016-08-25 02:00 | 0 | 0 | 0 | 0 | 0 | 427728.4782 | 151.5462 | 563679 | 0 | 0 | 0 | 0 | 57166.2739 | 0 | 0 | 0 | 0 | 0 | 0 | 7173009.9941 | 0 | 0 | 0 | 0 | 0 | 0 | 0 | 0 | 0 | 0 | 0 | 0 | -70858.9504 | 0 | 0 | 0 | 0 | 0 | 0 | 0 | 0 | 227310.1932 | 292250.2184 | 0 | 0 | 0 | 0 | 0 | 0 | 0 | 0 | 0
2016-08-25 03:00 | 0 | 0 | 0 | 0 | 0 | 409904.7401 | 0 | 524938 | 0 | 0 | 0 | 0 | 128025.2243 | 0 | 0 | 0 | 0 | 0 | 0 | 6987117.7838 | 0 | 0 | 0 | 0 | 0 | 0 | 0 | 0 | 0 | 0 | 0 | 0 | 70858.9504 | 0 | 0 | 0 | 0 | 0 | 0 | 0 | 0 | 106358.0081 | 292250.2184 | 0 | 0 | 0 | 0 | 0 | 0 | 0 | 0 | 0
2016-08-25 04:00 | 0 | 0 | 0 | 0 | 0 | 392956.0746 | 0 | 489614 | 0 | 0 | 0 | 0 | 198884.1747 | 0 | 0 | 0 | 0 | 0 | 0 | 6819600.908 | 0 | 0 | 0 | 0 | 0 | 0 | 0 | 0 | 0 | 0 | 0 | 0 | 70858.9504 | 0 | 0 | 0 | 0 | 0 | 0 | 0 | 0 | 124733.3426 | 292250.2184 | 0 | 0 | 0 | 0 | 0 | 0 | 0 | 0 | 0
2016-08-25 05:00 | 0 | 0 | 0 | 0 | 0 | 370702.505 | 0 | 461217 | 0 | 0 | 0 | 0 | 198884.1747 | 0 | 0 | 0 | 0 | 0 | 0 | 6729086.4131 | 0 | 0 | 0 | 0 | 0 | 0 | 0 | 0 | 0 | 0 | 0 | 0 | 0 | 0 | 0 | 0 | 0 | 0 | 0 | 0 | 0 | 201735.7234 | 292250.2184 | 0 | 0 | 0 | 0 | 0 | 0 | 0 | 0 | 0
2016-08-25 06:00 | 0 | 0 | 0 | 0 | 0 | 352808.0925 | 0 | 437953 | 0 | 0 | 0 | 0 | 198884.1747 | 0 | 0 | 0 | 0 | 0 | 0 | 6643941.5055 | 0 | 0 | 0 | 0 | 0 | 0 | 0 | 0 | 0 | 0 | 0 | 0 | 0 | 0 | 0 | 0 | 0 | 0 | 0 | 0 | 0 | 207105.3109 | 292250.2184 | 0 | 0 | 0 | 0 | 0 | 0 | 0 | 0 | 0
2016-08-25 07:00 | 0 | 0 | 0 | 0 | 0 | 341629.8353 | 0 | 421820 | 0 | 0 | 0 | 0 | 198884.1747 | 0 | 0 | 0 | 0 | 0 | 0 | 6563751.3408 | 0 | 0 | 0 | 0 | 0 | 0 | 0 | 0 | 0 | 0 | 0 | 0 | 0 | 0 | 0 | 0 | 0 | 0 | 0 | 0 | 0 | 212060.0537 | 292250.2184 | 0 | 0 | 0 | 0 | 0 | 0 | 0 | 0 | 0
2016-08-25 08:00 | 0 | 0 | 0 | 0 | 0 | 338858.5962 | 0 | 415450 | 0 | 0 | 0 | 0 | 198884.1747 | 0 | 0 | 0 | 0 | 0 | 0 | 6487159.9371 | 0 | 0 | 0 | 0 | 0 | 0 | 0 | 0 | 0 | 0 | 0 | 0 | 0 | 0 | 0 | 0 | 0 | 0 | 0 | 0 | 0 | 215658.8146 | 292250.2184 | 0 | 0 | 0 | 0 | 0 | 0 | 0 | 0 | 0
2016-08-25 09:00 | 0 | 0 | 0 | 0 | 0 | 324361.9267 | 0 | 420070 | 0 | 0 | 0 | 0 | 128025.2243 | 0 | 0 | 0 | 0 | 0 | 0 | 6462310.8142 | 0 | 0 | 0 | 0 | 0 | 0 | 0 | 0 | 0 | 0 | 0 | 0 | -70858.9504 | 0 | 0 | 0 | 0 | 0 | 0 | 0 | 0 | 267401.0955 | 292250.2184 | 0 | 0 | 0 | 0 | 0 | 0 | 0 | 0 | 0
2016-08-25 10:00 | 0 | 0 | 0 | 0 | 0 | 217866.732 | 0 | 439258 | 0 | 0 | 0 | 0 | 198884.1747 | 0 | 0 | 0 | 0 | 0 | 0 | 6170060.5958 | 0 | 0 | 0 | 0 | 0 | 0 | 0 | 0 | 0 | 0 | 0 | 0 | 70858.9504 | 0 | 0 | 0 | 0 | 0 | 0 | 0 | 0 | 0 | 292250.2184 | 0 | 0 | 0 | 0 | 0 | 0 | 0 | 0 | 0
2016-08-25 11:00 | 0 | 0 | 0 | 0 | 0 | 294434.8037 | 0 | 460850 | 0 | 0 | 0 | 0 | 128025.2243 | 0 | 0 | 0 | 0 | 0 | 0 | 6074504.3499 | 0 | 0 | 0 | 0 | 0 | 0 | 0 | 0 | 0 | 0 | 0 | 0 | -70858.9504 | 0 | 0 | 0 | 0 | 0 | 0 | 0 | 0 | 196693.9725 | 292250.2184 | 0 | 0 | 0 | 0 | 0 | 0 | 0 | 0 | 0
2016-08-25 12:00 | 0 | 0 | 0 | 0 | 0 | 219927.357 | 1556.7281 | 479942 | 0 | 0 | 0 | 0 | 161817.5277 | 0 | 0 | 0 | 0 | 0 | 0 | 5782254.1315 | 0 | 0 | 0 | 0 | 0 | 0 | 0 | 0 | 0 | 0 | 0 | 0 | 33792.3035 | 0 | 0 | 0 | 0 | 0 | 0 | 0 | 0 | 0 | 292250.2184 | 0 | 0 | 0 | 0 | 0 | 0 | 0 | 0 | 0
2016-08-25 13:00 | 0 | 0 | 0 | 0 | 0 | 202367.8959 | 199728.4358 | 504835 | 0 | 0 | 0 | 0 | 128025.2243 | 0 | 0 | 0 | 0 | 0 | 0 | 5713307.7667 | 0 | 0 | 0 | 0 | 0 | 0 | 0 | 0 | 0 | 0 | 0 | 0 | -33792.3035 | 0 | 0 | 0 | 0 | 0 | 0 | 0 | 0 | 223303.8536 | 292250.2184 | 0 | 0 | 0 | 0 | 0 | 0 | 0 | 0 | 0
2016-08-25 14:00 | 0 | 0 | 0 | 0 | 0 | 217470.5772 | 530216.697 | 535488 | 0 | 0 | 0 | 0 | 198884.1747 | 0 | 0 | 0 | 0 | 0 | 0 | 5854648.0905 | 0 | 0 | 0 | 0 | 0 | 0 | 0 | 0 | 0 | 0 | 0 | 0 | 70858.9504 | 0 | 0 | 0 | 0 | 0 | 0 | 0 | 0 | 141340.3238 | 0 | 0 | 0 | 0 | 0 | 0 | 0 | 0 | 0 | 0
2016-08-25 15:00 | 0 | 0 | 0 | 0 | 0 | 194033.8618 | 696280.4135 | 565825 | 0 | 0 | 0 | 0 | 198884.1747 | 0 | 0 | 0 | 0 | 0 | 0 | 6179137.3658 | 0 | 0 | 0 | 0 | 0 | 0 | 0 | 0 | 0 | 0 | 0 | 0 | 0 | 0 | 0 | 0 | 0 | 0 | 0 | 0 | 0 | 324489.2753 | 0 | 0 | 0 | 0 | 0 | 0 | 0 | 0 | 0 | 0
2016-08-25 16:00 | 0 | 0 | 0 | 0 | 0 | 0 | 768816.9644 | 594468 | 0 | 0 | 0 | 0 | 128025.2243 | 0 | 0 | 0 | 0 | 0 | 0 | 6424345.2806 | 0 | 0 | 0 | 0 | 0 | 0 | 0 | 0 | 0 | 0 | 0 | 0 | -70858.9504 | 0 | 0 | 0 | 0 | 0 | 0 | 0 | 0 | 245207.9148 | 0 | 0 | 0 | 0 | 0 | 0 | 0 | 0 | 0 | 0
2016-08-25 17:00 | 0 | 0 | 0 | 0 | 0 | 136151.9448 | 768351.3182 | 620489 | 0 | 0 | 0 | 0 | 80332.4473 | 0 | 0 | 0 | 0 | 0 | 0 | 6756052.3206 | 0 | 0 | 0 | 0 | 0 | 0 | 0 | 0 | 0 | 0 | 0 | 0 | -47692.777 | 0 | 0 | 0 | 0 | 0 | 0 | 0 | 0 | 331707.04 | 0 | 0 | 0 | 0 | 0 | 0 | 0 | 0 | 0 | 0
2016-08-25 18:00 | 0 | 0 | 0 | 0 | 0 | 25057.7004 | 758385.4637 | 639768 | 0 | 0 | 0 | 0 | 73370.4259 | 0 | 0 | 0 | 0 | 0 | 0 | 6906689.5061 | 0 | 0 | 0 | 0 | 0 | 0 | 0 | 0 | 0 | 0 | 0 | 0 | -6962.0214 | 0 | 0 | 0 | 0 | 0 | 0 | 0 | 0 | 150637.1855 | 0 | 0 | 0 | 0 | 0 | 0 | 0 | 0 | 0 | 0
2016-08-25 19:00 | 0 | 0 | 0 | 0 | 0 | 110433.5594 | 736535.0885 | 652454 | 0 | 0 | 0 | 0 | 144229.3763 | 0 | 0 | 0 | 0 | 0 | 0 | 7030345.2036 | 0 | 0 | 0 | 0 | 0 | 0 | 0 | 0 | 0 | 0 | 0 | 0 | 70858.9504 | 0 | 0 | 0 | 0 | 0 | 0 | 0 | 0 | 123655.6975 | 0 | 0 | 0 | 0 | 0 | 0 | 0 | 0 | 0 | 0
2016-08-25 20:00 | 0 | 0 | 0 | 0 | 0 | 102275.8442 | 713239.6481 | 659693 | 0 | 0 | 0 | 0 | 73370.4259 | 0 | 0 | 0 | 0 | 0 | 0 | 7257026.6464 | 0 | 0 | 0 | 0 | 0 | 0 | 0 | 0 | 0 | 0 | 0 | 0 | -70858.9504 | 0 | 0 | 0 | 0 | 0 | 0 | 0 | 0 | 226681.4428 | 0 | 0 | 0 | 0 | 0 | 0 | 0 | 0 | 0 | 0
2016-08-25 21:00 | 0 | 0 | 0 | 0 | 0 | 94986.4523 | 673528.4962 | 660450 | 0 | 0 | 0 | 0 | 144229.3763 | 0 | 0 | 0 | 0 | 0 | 0 | 7294232.6445 | 0 | 0 | 0 | 0 | 0 | 0 | 0 | 0 | 0 | 0 | 0 | 0 | 70858.9504 | 0 | 0 | 0 | 0 | 0 | 0 | 0 | 0 | 37205.9981 | 0 | 0 | 0 | 0 | 0 | 0 | 0 | 0 | 0 | 0
2016-08-25 22:00 | 0 | 0 | 0 | 0 | 0 | 89576.0462 | 616714.7522 | 651636 | 0 | 0 | 0 | 0 | 198884.1747 | 0 | 0 | 0 | 0 | 0 | 0 | 7294232.6445 | 0 | 0 | 0 | 0 | 0 | 0 | 0 | 0 | 0 | 0 | 0 | 0 | 54654.7984 | 0 | 0 | 0 | 0 | 0 | 0 | 0 | 0 | 0 | 0 | 0 | 0 | 0 | 0 | 0 | 0 | 0 | 0 | 0
2016-08-25 23:00 | 0 | 0 | 0 | 0 | 0 | 90812.5576 | 510241.4122 | 636994 | 0 | 0 | 0 | 0 | 198884.1747 | 0 | 0 | 0 | 0 | 0 | 0 | 7258292.6143 | 0 | 0 | 0 | 0 | 0 | 0 | 0 | 0 | 0 | 0 | 0 | 0 | 0 | 0 | 0 | 0 | 0 | 0 | 0 | 0 | 0 | 256310.1882 | 292250.2184 | 0 | 0 | 0 | 0 | 0 | 0 | 0 | 0 | 0
2016-08-26 | 0 | 0 | 0 | 0 | 0 | 131659.914 | 353725.0786 | 625254 | 0 | 0 | 0 | 0 | 198884.1747 | 0 | 0 | 0 | 0 | 0 | 0 | 7118423.6069 | 0 | 0 | 0 | 0 | 0 | 0 | 0 | 0 | 0 | 0 | 0 | 0 | 0 | 0 | 0 | 0 | 0 | 0 | 0 | 0 | 0 | 152381.211 | 292250.2184 | 0 | 0 | 0 | 0 | 0 | 0 | 0 | 0 | 0
2016-08-26 01:00 | 0 | 0 | 0 | 0 | 0 | 195358.5838 | 117202.5696 | 606013 | 0 | 0 | 0 | 0 | 163345.0725 | 0 | 0 | 0 | 0 | 0 | 0 | 6860510.8625 | 0 | 0 | 0 | 0 | 0 | 0 | 0 | 0 | 0 | 0 | 0 | 0 | -35539.1021 | 0 | 0 | 0 | 0 | 0 | 0 | 0 | 0 | 34337.4739 | 292250.2184 | 0 | 0 | 0 | 0 | 0 | 0 | 0 | 0 | 0
2016-08-26 02:00 | 0 | 0 | 0 | 0 | 0 | 225325.6854 | 127.485 | 572344 | 0 | 0 | 0 | 0 | 108704.4613 | 0 | 0 | 0 | 0 | 0 | 0 | 6568260.6441 | 0 | 0 | 0 | 0 | 0 | 0 | 0 | 0 | 0 | 0 | 0 | 0 | -54640.6113 | 0 | 0 | 0 | 0 | 0 | 0 | 0 | 0 | 0 | 292250.2184 | 0 | 0 | 0 | 0 | 0 | 0 | 0 | 0 | 0
2016-08-26 03:00 | 0 | 0 | 0 | 0 | 0 | 234169.5832 | 0 | 533346 | 0 | 0 | 0 | 0 | 37845.5109 | 0 | 0 | 0 | 0 | 0 | 0 | 6339943.1776 | 0 | 0 | 0 | 0 | 0 | 0 | 0 | 0 | 0 | 0 | 0 | 0 | -70858.9504 | 0 | 0 | 0 | 0 | 0 | 0 | 0 | 0 | 63932.752 | 292250.2184 | 0 | 0 | 0 | 0 | 0 | 0 | 0 | 0 | 0
2016-08-26 04:00 | 0 | 0 | 0 | 0 | 0 | 238312.2212 | 0 | 497549 | 0 | 0 | 0 | 0 | 70858.9504 | 0 | 0 | 0 | 0 | 0 | 0 | 6047692.9593 | 0 | 0 | 0 | 0 | 0 | 0 | 0 | 0 | 0 | 0 | 0 | 0 | 33013.4395 | 0 | 0 | 0 | 0 | 0 | 0 | 0 | 0 | 0 | 292250.2184 | 0 | 0 | 0 | 0 | 0 | 0 | 0 | 0 | 0
2016-08-26 05:00 | 0 | 0 | 0 | 0 | 0 | 244578.5692 | 0 | 467937 | 0 | 0 | 0 | 0 | 0 | 0 | 0 | 0 | 0 | 0 | 0 | 5895193.4789 | 0 | 0 | 0 | 0 | 0 | 0 | 0 | 0 | 0 | 0 | 0 | 0 | -70858.9504 | 0 | 0 | 0 | 0 | 0 | 0 | 0 | 0 | 139750.738 | 292250.2184 | 0 | 0 | 0 | 0 | 0 | 0 | 0 | 0 | 0
2016-08-26 06:00 | 0 | 0 | 0 | 0 | 0 | 223342.732 | 0 | 444734 | 0 | 0 | 0 | 0 | 70858.9504 | 0 | 0 | 0 | 0 | 0 | 0 | 5602943.2605 | 0 | 0 | 0 | 0 | 0 | 0 | 0 | 0 | 0 | 0 | 0 | 0 | 70858.9504 | 0 | 0 | 0 | 0 | 0 | 0 | 0 | 0 | 0 | 292250.2184 | 0 | 0 | 0 | 0 | 0 | 0 | 0 | 0 | 0
2016-08-26 07:00 | 0 | 0 | 0 | 0 | 0 | 255420.9817 | 0 | 428458 | 0 | 0 | 0 | 0 | 57166.2739 | 0 | 0 | 0 | 0 | 0 | 0 | 5443598.9188 | 0 | 0 | 0 | 0 | 0 | 0 | 0 | 0 | 0 | 0 | 0 | 0 | -13692.6765 | 0 | 0 | 0 | 0 | 0 | 0 | 0 | 0 | 132905.8767 | 292250.2184 | 0 | 0 | 0 | 0 | 0 | 0 | 0 | 0 | 0
2016-08-26 08:00 | 0 | 0 | 0 | 0 | 0 | 251469.8209 | 0 | 420866 | 0 | 0 | 0 | 0 | 128025.2243 | 0 | 0 | 0 | 0 | 0 | 0 | 5203343.7892 | 0 | 0 | 0 | 0 | 0 | 0 | 0 | 0 | 0 | 0 | 0 | 0 | 70858.9504 | 0 | 0 | 0 | 0 | 0 | 0 | 0 | 0 | 51995.0888 | 292250.2184 | 0 | 0 | 0 | 0 | 0 | 0 | 0 | 0 | 0
2016-08-26 09:00 | 0 | 0 | 0 | 0 | 0 | 232705.3353 | 0 | 425519 | 0 | 0 | 0 | 0 | 198884.1747 | 0 | 0 | 0 | 0 | 0 | 0 | 4939671.1742 | 0 | 0 | 0 | 0 | 0 | 0 | 0 | 0 | 0 | 0 | 0 | 0 | 70858.9504 | 0 | 0 | 0 | 0 | 0 | 0 | 0 | 0 | 28577.6033 | 292250.2184 | 0 | 0 | 0 | 0 | 0 | 0 | 0 | 0 | 0
2016-08-26 10:00 | 0 | 0 | 0 | 0 | 0 | 213692.3591 | 0 | 444728 | 0 | 0 | 0 | 0 | 198884.1747 | 0 | 0 | 0 | 0 | 0 | 0 | 4708635.5333 | 0 | 0 | 0 | 0 | 0 | 0 | 0 | 0 | 0 | 0 | 0 | 0 | 0 | 0 | 0 | 0 | 0 | 0 | 0 | 0 | 0 | 61214.5775 | 292250.2184 | 0 | 0 | 0 | 0 | 0 | 0 | 0 | 0 | 0
2016-08-26 11:00 | 0 | 0 | 0 | 0 | 0 | 199218.1455 | 0 | 466043 | 0 | 0 | 0 | 0 | 141717.9008 | 0 | 0 | 0 | 0 | 0 | 0 | 4498976.9526 | 0 | 0 | 0 | 0 | 0 | 0 | 0 | 0 | 0 | 0 | 0 | 0 | -57166.2739 | 0 | 0 | 0 | 0 | 0 | 0 | 0 | 0 | 82591.6377 | 292250.2184 | 0 | 0 | 0 | 0 | 0 | 0 | 0 | 0 | 0
2016-08-26 12:00 | 0 | 0 | 0 | 0 | 0 | 133115.1838 | 960.7897 | 487524 | 0 | 0 | 0 | 0 | 70858.9504 | 0 | 0 | 0 | 0 | 0 | 0 | 4216387.8764 | 0 | 0 | 0 | 0 | 0 | 0 | 0 | 0 | 0 | 0 | 0 | 0 | -70858.9504 | 0 | 0 | 0 | 0 | 0 | 0 | 0 | 0 | 9661.1422 | 292250.2184 | 0 | 0 | 0 | 0 | 0 | 0 | 0 | 0 | 0
2016-08-26 13:00 | 0 | 0 | 0 | 0 | 0 | 52930.4707 | 158977.4079 | 514353 | 0 | 0 | 0 | 0 | 0 | 0 | 0 | 0 | 0 | 0 | 0 | 3984801.7054 | 0 | 0 | 0 | 0 | 0 | 0 | 0 | 0 | 0 | 0 | 0 | 0 | -70858.9504 | 0 | 0 | 0 | 0 | 0 | 0 | 0 | 0 | 60664.0474 | 292250.2184 | 0 | 0 | 0 | 0 | 0 | 0 | 0 | 0 | 0
2016-08-26 14:00 | 0 | 0 | 0 | 0 | 0 | 61523.3149 | 480270.9918 | 545261 | 0 | 0 | 0 | 0 | 0 | 0 | 0 | 0 | 0 | 0 | 0 | 3981335.0121 | 0 | 0 | 0 | 0 | 0 | 0 | 0 | 0 | 0 | 0 | 0 | 0 | 0 | 0 | 0 | 0 | 0 | 0 | 0 | 0 | 0 | 288783.5251 | 292250.2184 | 0 | 0 | 0 | 0 | 0 | 0 | 0 | 0 | 0
2016-08-26 15:00 | 0 | 0 | 0 | 0 | 0 | 0 | 638825.3433 | 576723 | 0 | 0 | 0 | 0 | 55154.4338 | 0 | 0 | 0 | 0 | 0 | 0 | 3988282.9216 | 0 | 0 | 0 | 0 | 0 | 0 | 0 | 0 | 0 | 0 | 0 | 0 | 55154.4338 | 0 | 0 | 0 | 0 | 0 | 0 | 0 | 0 | 6947.9095 | 0 | 0 | 0 | 0 | 0 | 0 | 0 | 0 | 0 | 0
2016-08-26 16:00 | 0 | 0 | 0 | 0 | 0 | 78130.4662 | 722034.1807 | 603840 | 0 | 0 | 0 | 0 | 126013.3842 | 0 | 0 | 0 | 0 | 0 | 0 | 4113748.6181 | 0 | 0 | 0 | 0 | 0 | 0 | 0 | 0 | 0 | 0 | 0 | 0 | 70858.9504 | 0 | 0 | 0 | 0 | 0 | 0 | 0 | 0 | 125465.6965 | 0 | 0 | 0 | 0 | 0 | 0 | 0 | 0 | 0 | 0
2016-08-26 17:00 | 0 | 0 | 0 | 0 | 0 | 0 | 733597.5107 | 625441 | 0 | 0 | 0 | 0 | 55154.4338 | 0 | 0 | 0 | 0 | 0 | 0 | 4292764.0792 | 0 | 0 | 0 | 0 | 0 | 0 | 0 | 0 | 0 | 0 | 0 | 0 | -70858.9504 | 0 | 0 | 0 | 0 | 0 | 0 | 0 | 0 | 179015.4611 | 0 | 0 | 0 | 0 | 0 | 0 | 0 | 0 | 0 | 0
2016-08-26 18:00 | 0 | 0 | 0 | 0 | 0 | 0 | 729923.2857 | 641847 | 0 | 0 | 0 | 0 | 126013.3842 | 0 | 0 | 0 | 0 | 0 | 0 | 4309981.4145 | 0 | 0 | 0 | 0 | 0 | 0 | 0 | 0 | 0 | 0 | 0 | 0 | 70858.9504 | 0 | 0 | 0 | 0 | 0 | 0 | 0 | 0 | 17217.3353 | 0 | 0 | 0 | 0 | 0 | 0 | 0 | 0 | 0 | 0
2016-08-26 19:00 | 0 | 0 | 0 | 0 | 0 | 80366.3333 | 717200.5335 | 651451 | 0 | 0 | 0 | 0 | 55154.4338 | 0 | 0 | 0 | 0 | 0 | 0 | 4526956.2317 | 0 | 0 | 0 | 0 | 0 | 0 | 0 | 0 | 0 | 0 | 0 | 0 | -70858.9504 | 0 | 0 | 0 | 0 | 0 | 0 | 0 | 0 | 216974.8172 | 0 | 0 | 0 | 0 | 0 | 0 | 0 | 0 | 0 | 0
2016-08-26 20:00 | 0 | 0 | 0 | 0 | 0 | 0 | 711335.6988 | 655480 | 0 | 0 | 0 | 0 | 111010.1326 | 0 | 0 | 0 | 0 | 0 | 0 | 4526956.2317 | 0 | 0 | 0 | 0 | 0 | 0 | 0 | 0 | 0 | 0 | 0 | 0 | 55855.6988 | 0 | 0 | 0 | 0 | 0 | 0 | 0 | 0 | 0 | 0 | 0 | 0 | 0 | 0 | 0 | 0 | 0 | 0 | 0
2016-08-26 21:00 | 0 | 0 | 0 | 0 | 0 | 88237.7848 | 690982.9049 | 653550 | 0 | 0 | 0 | 0 | 181869.083 | 0 | 0 | 0 | 0 | 0 | 0 | 4581767.9709 | 0 | 0 | 0 | 0 | 0 | 0 | 0 | 0 | 0 | 0 | 0 | 0 | 70858.9504 | 0 | 0 | 0 | 0 | 0 | 0 | 0 | 0 | 54811.7392 | 0 | 0 | 0 | 0 | 0 | 0 | 0 | 0 | 0 | 0
2016-08-26 22:00 | 0 | 0 | 0 | 0 | 0 | 0 | 656830.0917 | 639815 | 0 | 0 | 0 | 0 | 198884.1747 | 0 | 0 | 0 | 0 | 0 | 0 | 4581767.9709 | 0 | 0 | 0 | 0 | 0 | 0 | 0 | 0 | 0 | 0 | 0 | 0 | 17015.0917 | 0 | 0 | 0 | 0 | 0 | 0 | 0 | 0 | 0 | 0 | 0 | 0 | 0 | 0 | 0 | 0 | 0 | 0 | 0
2016-08-26 23:00 | 0 | 0 | 0 | 0 | 0 | 99652.0733 | 559114.71 | 617267 | 0 | 0 | 0 | 0 | 198884.1747 | 0 | 0 | 0 | 0 | 0 | 0 | 4623267.7542 | 0 | 0 | 0 | 0 | 0 | 0 | 0 | 0 | 0 | 0 | 0 | 0 | 0 | 0 | 0 | 0 | 0 | 0 | 0 | 0 | 0 | 41499.7833 | 0 | 0 | 0 | 0 | 0 | 0 | 0 | 0 | 0 | 0
2016-08-27 | 0 | 0 | 0 | 0 | 0 | 157015.9464 | 387518.6172 | 600923 | 0 | 0 | 0 | 0 | 198884.1747 | 0 | 0 | 0 | 0 | 0 | 0 | 4566879.3177 | 0 | 0 | 0 | 0 | 0 | 0 | 0 | 0 | 0 | 0 | 0 | 0 | 0 | 0 | 0 | 0 | 0 | 0 | 0 | 0 | 0 | 235861.7819 | 292250.2184 | 0 | 0 | 0 | 0 | 0 | 0 | 0 | 0 | 0
2016-08-27 01:00 | 0 | 0 | 0 | 0 | 0 | 282260.9833 | 113090.4739 | 580016 | 0 | 0 | 0 | 0 | 141717.9008 | 0 | 0 | 0 | 0 | 0 | 0 | 4439381.0488 | 0 | 0 | 0 | 0 | 0 | 0 | 0 | 0 | 0 | 0 | 0 | 0 | -57166.2739 | 0 | 0 | 0 | 0 | 0 | 0 | 0 | 0 | 164751.9495 | 292250.2184 | 0 | 0 | 0 | 0 | 0 | 0 | 0 | 0 | 0
2016-08-27 02:00 | 0 | 0 | 0 | 0 | 0 | 330190.6773 | 92.5957 | 549444 | 0 | 0 | 0 | 0 | 70858.9504 | 0 | 0 | 0 | 0 | 0 | 0 | 4291079.2722 | 0 | 0 | 0 | 0 | 0 | 0 | 0 | 0 | 0 | 0 | 0 | 0 | -70858.9504 | 0 | 0 | 0 | 0 | 0 | 0 | 0 | 0 | 143948.4417 | 292250.2184 | 0 | 0 | 0 | 0 | 0 | 0 | 0 | 0 | 0
2016-08-27 03:00 | 0 | 0 | 0 | 0 | 0 | 332088.4055 | 0 | 516865 | 0 | 0 | 0 | 0 | 0 | 0 | 0 | 0 | 0 | 0 | 0 | 4177161.6281 | 0 | 0 | 0 | 0 | 0 | 0 | 0 | 0 | 0 | 0 | 0 | 0 | -70858.9504 | 0 | 0 | 0 | 0 | 0 | 0 | 0 | 0 | 178332.5743 | 292250.2184 | 0 | 0 | 0 | 0 | 0 | 0 | 0 | 0 | 0
2016-08-27 04:00 | 0 | 0 | 0 | 0 | 0 | 313613.3219 | 0 | 484549 | 0 | 0 | 0 | 0 | 0 | 0 | 0 | 0 | 0 | 0 | 0 | 4006225.95 | 0 | 0 | 0 | 0 | 0 | 0 | 0 | 0 | 0 | 0 | 0 | 0 | 0 | 0 | 0 | 0 | 0 | 0 | 0 | 0 | 0 | 121314.5402 | 292250.2184 | 0 | 0 | 0 | 0 | 0 | 0 | 0 | 0 | 0
2016-08-27 05:00 | 0 | 0 | 0 | 0 | 0 | 290352.0747 | 0 | 455263 | 0 | 0 | 0 | 0 | 70858.9504 | 0 | 0 | 0 | 0 | 0 | 0 | 3770456.0742 | 0 | 0 | 0 | 0 | 0 | 0 | 0 | 0 | 0 | 0 | 0 | 0 | 70858.9504 | 0 | 0 | 0 | 0 | 0 | 0 | 0 | 0 | 56480.3427 | 292250.2184 | 0 | 0 | 0 | 0 | 0 | 0 | 0 | 0 | 0
2016-08-27 06:00 | 0 | 0 | 0 | 0 | 0 | 273342.3103 | 0 | 431590 | 0 | 0 | 0 | 0 | 141717.9008 | 0 | 0 | 0 | 0 | 0 | 0 | 3541349.4341 | 0 | 0 | 0 | 0 | 0 | 0 | 0 | 0 | 0 | 0 | 0 | 0 | 70858.9504 | 0 | 0 | 0 | 0 | 0 | 0 | 0 | 0 | 63143.5783 | 292250.2184 | 0 | 0 | 0 | 0 | 0 | 0 | 0 | 0 | 0
2016-08-27 07:00 | 0 | 0 | 0 | 0 | 0 | 261300.0783 | 0 | 414085 | 0 | 0 | 0 | 0 | 70858.9504 | 0 | 0 | 0 | 0 | 0 | 0 | 3459423.4628 | 0 | 0 | 0 | 0 | 0 | 0 | 0 | 0 | 0 | 0 | 0 | 0 | -70858.9504 | 0 | 0 | 0 | 0 | 0 | 0 | 0 | 0 | 210324.2471 | 292250.2184 | 0 | 0 | 0 | 0 | 0 | 0 | 0 | 0 | 0
2016-08-27 08:00 | 0 | 0 | 0 | 0 | 0 | 250127.4866 | 0 | 404444 | 0 | 0 | 0 | 0 | 0 | 0 | 0 | 0 | 0 | 0 | 0 | 3375965.8999 | 0 | 0 | 0 | 0 | 0 | 0 | 0 | 0 | 0 | 0 | 0 | 0 | -70858.9504 | 0 | 0 | 0 | 0 | 0 | 0 | 0 | 0 | 208792.6554 | 292250.2184 | 0 | 0 | 0 | 0 | 0 | 0 | 0 | 0 | 0
2016-08-27 09:00 | 0 | 0 | 0 | 0 | 0 | 235405.6023 | 0 | 400736 | 0 | 0 | 0 | 0 | 0 | 0 | 0 | 0 | 0 | 0 | 0 | 3210635.5021 | 0 | 0 | 0 | 0 | 0 | 0 | 0 | 0 | 0 | 0 | 0 | 0 | 0 | 0 | 0 | 0 | 0 | 0 | 0 | 0 | 0 | 126919.8206 | 292250.2184 | 0 | 0 | 0 | 0 | 0 | 0 | 0 | 0 | 0
2016-08-27 10:00 | 0 | 0 | 0 | 0 | 0 | 221382.6605 | 0 | 403135 | 0 | 0 | 0 | 0 | 70858.9504 | 0 | 0 | 0 | 0 | 0 | 0 | 2958024.2122 | 0 | 0 | 0 | 0 | 0 | 0 | 0 | 0 | 0 | 0 | 0 | 0 | 70858.9504 | 0 | 0 | 0 | 0 | 0 | 0 | 0 | 0 | 39638.9285 | 292250.2184 | 0 | 0 | 0 | 0 | 0 | 0 | 0 | 0 | 0
2016-08-27 11:00 | 0 | 0 | 0 | 0 | 0 | 208845.9118 | 0 | 411095 | 0 | 0 | 0 | 0 | 141717.9008 | 0 | 0 | 0 | 0 | 0 | 0 | 2684916.1735 | 0 | 0 | 0 | 0 | 0 | 0 | 0 | 0 | 0 | 0 | 0 | 0 | 70858.9504 | 0 | 0 | 0 | 0 | 0 | 0 | 0 | 0 | 19142.1797 | 292250.2184 | 0 | 0 | 0 | 0 | 0 | 0 | 0 | 0 | 0
2016-08-27 12:00 | 0 | 0 | 0 | 0 | 0 | 168919.5351 | 1404.6139 | 431558 | 0 | 0 | 0 | 0 | 70858.9504 | 0 | 0 | 0 | 0 | 0 | 0 | 2494541.273 | 0 | 0 | 0 | 0 | 0 | 0 | 0 | 0 | 0 | 0 | 0 | 0 | -70858.9504 | 0 | 0 | 0 | 0 | 0 | 0 | 0 | 0 | 101875.3178 | 292250.2184 | 0 | 0 | 0 | 0 | 0 | 0 | 0 | 0 | 0
2016-08-27 13:00 | 0 | 0 | 0 | 0 | 0 | 90810.3213 | 207646.2067 | 461423 | 0 | 0 | 0 | 0 | 141717.9008 | 0 | 0 | 0 | 0 | 0 | 0 | 2260715.8505 | 0 | 0 | 0 | 0 | 0 | 0 | 0 | 0 | 0 | 0 | 0 | 0 | 70858.9504 | 0 | 0 | 0 | 0 | 0 | 0 | 0 | 0 | 58424.7959 | 292250.2184 | 0 | 0 | 0 | 0 | 0 | 0 | 0 | 0 | 0
2016-08-27 14:00 | 0 | 0 | 0 | 0 | 0 | 0 | 550816.8663 | 494132 | 0 | 0 | 0 | 0 | 198402.7671 | 0 | 0 | 0 | 0 | 0 | 0 | 2260715.8505 | 0 | 0 | 0 | 0 | 0 | 0 | 0 | 0 | 0 | 0 | 0 | 0 | 56684.8663 | 0 | 0 | 0 | 0 | 0 | 0 | 0 | 0 | 0 | 0 | 0 | 0 | 0 | 0 | 0 | 0 | 0 | 0 | 0
2016-08-27 15:00 | 0 | 0 | 0 | 0 | 0 | 80431.5956 | 698852.0514 | 525588 | 0 | 0 | 0 | 0 | 128025.2243 | 0 | 0 | 0 | 0 | 0 | 0 | 2584789.0403 | 0 | 0 | 0 | 0 | 0 | 0 | 0 | 0 | 0 | 0 | 0 | 0 | -70377.5428 | 0 | 0 | 0 | 0 | 0 | 0 | 0 | 0 | 324073.1898 | 0 | 0 | 0 | 0 | 0 | 0 | 0 | 0 | 0 | 0
2016-08-27 16:00 | 0 | 0 | 0 | 0 | 0 | 0 | 770150.3027 | 554105 | 0 | 0 | 0 | 0 | 198884.1747 | 0 | 0 | 0 | 0 | 0 | 0 | 2729975.3927 | 0 | 0 | 0 | 0 | 0 | 0 | 0 | 0 | 0 | 0 | 0 | 0 | 70858.9504 | 0 | 0 | 0 | 0 | 0 | 0 | 0 | 0 | 145186.3523 | 0 | 0 | 0 | 0 | 0 | 0 | 0 | 0 | 0 | 0
2016-08-27 17:00 | 0 | 0 | 0 | 0 | 0 | 0 | 772909.0081 | 576251 | 0 | 0 | 0 | 0 | 128025.2243 | 0 | 0 | 0 | 0 | 0 | 0 | 2997492.3512 | 0 | 0 | 0 | 0 | 0 | 0 | 0 | 0 | 0 | 0 | 0 | 0 | -70858.9504 | 0 | 0 | 0 | 0 | 0 | 0 | 0 | 0 | 267516.9585 | 0 | 0 | 0 | 0 | 0 | 0 | 0 | 0 | 0 | 0
2016-08-27 18:00 | 0 | 0 | 0 | 0 | 0 | 81153.2899 | 759722.1972 | 591311 | 0 | 0 | 0 | 0 | 57166.2739 | 0 | 0 | 0 | 0 | 0 | 0 | 3317915.7887 | 0 | 0 | 0 | 0 | 0 | 0 | 0 | 0 | 0 | 0 | 0 | 0 | -70858.9504 | 0 | 0 | 0 | 0 | 0 | 0 | 0 | 0 | 320423.4375 | 0 | 0 | 0 | 0 | 0 | 0 | 0 | 0 | 0 | 0
2016-08-27 19:00 | 0 | 0 | 0 | 0 | 0 | 86898.4105 | 743073.45 | 600803 | 0 | 0 | 0 | 0 | 70858.9504 | 0 | 0 | 0 | 0 | 0 | 0 | 3533391.9726 | 0 | 0 | 0 | 0 | 0 | 0 | 0 | 0 | 0 | 0 | 0 | 0 | 13692.6765 | 0 | 0 | 0 | 0 | 0 | 0 | 0 | 0 | 215476.1839 | 0 | 0 | 0 | 0 | 0 | 0 | 0 | 0 | 0 | 0
2016-08-27 20:00 | 0 | 0 | 0 | 0 | 0 | 0 | 731313.3803 | 606858 | 0 | 0 | 0 | 0 | 141717.9008 | 0 | 0 | 0 | 0 | 0 | 0 | 3586988.4025 | 0 | 0 | 0 | 0 | 0 | 0 | 0 | 0 | 0 | 0 | 0 | 0 | 70858.9504 | 0 | 0 | 0 | 0 | 0 | 0 | 0 | 0 | 53596.4299 | 0 | 0 | 0 | 0 | 0 | 0 | 0 | 0 | 0 | 0
2016-08-27 21:00 | 0 | 0 | 0 | 0 | 0 | 93373.9577 | 708041.3639 | 604271 | 0 | 0 | 0 | 0 | 70858.9504 | 0 | 0 | 0 | 0 | 0 | 0 | 3854991.6745 | 0 | 0 | 0 | 0 | 0 | 0 | 0 | 0 | 0 | 0 | 0 | 0 | -70858.9504 | 0 | 0 | 0 | 0 | 0 | 0 | 0 | 0 | 268003.2721 | 0 | 0 | 0 | 0 | 0 | 0 | 0 | 0 | 0 | 0
2016-08-27 22:00 | 0 | 0 | 0 | 0 | 0 | 96772.7192 | 662305.9027 | 598870 | 0 | 0 | 0 | 0 | 0 | 0 | 0 | 0 | 0 | 0 | 0 | 4086059.2468 | 0 | 0 | 0 | 0 | 0 | 0 | 0 | 0 | 0 | 0 | 0 | 0 | -70858.9504 | 0 | 0 | 0 | 0 | 0 | 0 | 0 | 0 | 231067.5723 | 0 | 0 | 0 | 0 | 0 | 0 | 0 | 0 | 0 | 0
2016-08-27 23:00 | 0 | 0 | 0 | 0 | 0 | 48725.8808 | 555918.493 | 582528 | 0 | 0 | 0 | 0 | 0 | 0 | 0 | 0 | 0 | 0 | 0 | 4108175.6206 | 0 | 0 | 0 | 0 | 0 | 0 | 0 | 0 | 0 | 0 | 0 | 0 | 0 | 0 | 0 | 0 | 0 | 0 | 0 | 0 | 0 | 22116.3737 | 0 | 0 | 0 | 0 | 0 | 0 | 0 | 0 | 0 | 0
2016-08-28 | 0 | 0 | 0 | 0 | 0 | 204397.2839 | 389937.3336 | 569917 | 0 | 0 | 0 | 0 | 24417.6175 | 0 | 0 | 0 | 0 | 0 | 0 | 4108175.6206 | 0 | 0 | 0 | 0 | 0 | 0 | 0 | 0 | 0 | 0 | 0 | 0 | 24417.6175 | 0 | 0 | 0 | 0 | 0 | 0 | 0 | 0 | 0 | 0 | 0 | 0 | 0 | 0 | 0 | 0 | 0 | 0 | 0
2016-08-28 01:00 | 0 | 0 | 0 | 0 | 0 | 385304.5223 | 113093.2266 | 553360 | 0 | 0 | 0 | 0 | 0 | 0 | 0 | 0 | 0 | 0 | 0 | 4077630.987 | 0 | 0 | 0 | 0 | 0 | 0 | 0 | 0 | 0 | 0 | 0 | 0 | -24417.6175 | 0 | 0 | 0 | 0 | 0 | 0 | 0 | 0 | 261705.5848 | 292250.2184 | 0 | 0 | 0 | 0 | 0 | 0 | 0 | 0 | 0
2016-08-28 02:00 | 0 | 0 | 0 | 0 | 0 | 485721.2438 | 73.3837 | 527742 | 0 | 0 | 0 | 0 | 70858.9504 | 0 | 0 | 0 | 0 | 0 | 0 | 3964824.6641 | 0 | 0 | 0 | 0 | 0 | 0 | 0 | 0 | 0 | 0 | 0 | 0 | 70858.9504 | 0 | 0 | 0 | 0 | 0 | 0 | 0 | 0 | 179443.8954 | 292250.2184 | 0 | 0 | 0 | 0 | 0 | 0 | 0 | 0 | 0
2016-08-28 03:00 | 0 | 0 | 0 | 0 | 0 | 547074.0401 | 0 | 498208 | 0 | 0 | 0 | 0 | 0 | 0 | 0 | 0 | 0 | 0 | 0 | 4084549.6545 | 0 | 0 | 0 | 0 | 0 | 0 | 0 | 0 | 0 | 0 | 0 | 0 | -70858.9504 | 0 | 0 | 0 | 0 | 0 | 0 | 0 | 0 | 119724.9905 | 0 | 0 | 0 | 0 | 0 | 0 | 0 | 0 | 0 | 0
2016-08-28 04:00 | 0 | 0 | 0 | 0 | 0 | 562217.7491 | 0 | 468879 | 0 | 0 | 0 | 0 | 70858.9504 | 0 | 0 | 0 | 0 | 0 | 0 | 4107029.4532 | 0 | 0 | 0 | 0 | 0 | 0 | 0 | 0 | 0 | 0 | 0 | 0 | 70858.9504 | 0 | 0 | 0 | 0 | 0 | 0 | 0 | 0 | 22479.7987 | 0 | 0 | 0 | 0 | 0 | 0 | 0 | 0 | 0 | 0
2016-08-28 05:00 | 0 | 0 | 0 | 0 | 0 | 557652.5474 | 0 | 442377 | 0 | 0 | 0 | 0 | 128025.2243 | 0 | 0 | 0 | 0 | 0 | 0 | 4165138.7268 | 0 | 0 | 0 | 0 | 0 | 0 | 0 | 0 | 0 | 0 | 0 | 0 | 57166.2739 | 0 | 0 | 0 | 0 | 0 | 0 | 0 | 0 | 58109.2736 | 0 | 0 | 0 | 0 | 0 | 0 | 0 | 0 | 0 | 0
2016-08-28 06:00 | 0 | 0 | 0 | 0 | 0 | 540614.1828 | 0 | 421597 | 0 | 0 | 0 | 0 | 198884.1747 | 0 | 0 | 0 | 0 | 0 | 0 | 4213296.9593 | 0 | 0 | 0 | 0 | 0 | 0 | 0 | 0 | 0 | 0 | 0 | 0 | 70858.9504 | 0 | 0 | 0 | 0 | 0 | 0 | 0 | 0 | 48158.2324 | 0 | 0 | 0 | 0 | 0 | 0 | 0 | 0 | 0 | 0
2016-08-28 07:00 | 0 | 0 | 0 | 0 | 0 | 517499.5049 | 0 | 406476 | 0 | 0 | 0 | 0 | 128025.2243 | 0 | 0 | 0 | 0 | 0 | 0 | 4395179.4145 | 0 | 0 | 0 | 0 | 0 | 0 | 0 | 0 | 0 | 0 | 0 | 0 | -70858.9504 | 0 | 0 | 0 | 0 | 0 | 0 | 0 | 0 | 181882.4553 | 0 | 0 | 0 | 0 | 0 | 0 | 0 | 0 | 0 | 0
2016-08-28 08:00 | 0 | 0 | 0 | 0 | 0 | 489408.4957 | 0 | 395549 | 0 | 0 | 0 | 0 | 57166.2739 | 0 | 0 | 0 | 0 | 0 | 0 | 4559897.8606 | 0 | 0 | 0 | 0 | 0 | 0 | 0 | 0 | 0 | 0 | 0 | 0 | -70858.9504 | 0 | 0 | 0 | 0 | 0 | 0 | 0 | 0 | 164718.4461 | 0 | 0 | 0 | 0 | 0 | 0 | 0 | 0 | 0 | 0
2016-08-28 09:00 | 0 | 0 | 0 | 0 | 0 | 452540.2856 | 0 | 390437 | 0 | 0 | 0 | 0 | 119269.5595 | 0 | 0 | 0 | 0 | 0 | 0 | 4559897.8606 | 0 | 0 | 0 | 0 | 0 | 0 | 0 | 0 | 0 | 0 | 0 | 0 | 62103.2856 | 0 | 0 | 0 | 0 | 0 | 0 | 0 | 0 | 0 | 0 | 0 | 0 | 0 | 0 | 0 | 0 | 0 | 0 | 0
2016-08-28 10:00 | 0 | 0 | 0 | 0 | 0 | 415146.1394 | 0 | 390275 | 0 | 0 | 0 | 0 | 124823.5499 | 0 | 0 | 0 | 0 | 0 | 0 | 4579215.0096 | 0 | 0 | 0 | 0 | 0 | 0 | 0 | 0 | 0 | 0 | 0 | 0 | 5553.9904 | 0 | 0 | 0 | 0 | 0 | 0 | 0 | 0 | 19317.149 | 0 | 0 | 0 | 0 | 0 | 0 | 0 | 0 | 0 | 0
2016-08-28 11:00 | 0 | 0 | 0 | 0 | 0 | 379746.2221 | 0 | 394254 | 0 | 0 | 0 | 0 | 70858.9504 | 0 | 0 | 0 | 0 | 0 | 0 | 4618671.8312 | 0 | 0 | 0 | 0 | 0 | 0 | 0 | 0 | 0 | 0 | 0 | 0 | -53964.5995 | 0 | 0 | 0 | 0 | 0 | 0 | 0 | 0 | 331707.04 | 292250.2184 | 0 | 0 | 0 | 0 | 0 | 0 | 0 | 0 | 0
2016-08-28 12:00 | 0 | 0 | 0 | 0 | 0 | 285835.9154 | 1169.5258 | 413566 | 0 | 0 | 0 | 0 | 0 | 0 | 0 | 0 | 0 | 0 | 0 | 4562970.2228 | 0 | 0 | 0 | 0 | 0 | 0 | 0 | 0 | 0 | 0 | 0 | 0 | -70858.9504 | 0 | 0 | 0 | 0 | 0 | 0 | 0 | 0 | 236548.6099 | 292250.2184 | 0 | 0 | 0 | 0 | 0 | 0 | 0 | 0 | 0
2016-08-28 13:00 | 0 | 0 | 0 | 0 | 0 | 141418.2503 | 178393.9447 | 444935 | 0 | 0 | 0 | 0 | 70858.9504 | 0 | 0 | 0 | 0 | 0 | 0 | 4366988.4674 | 0 | 0 | 0 | 0 | 0 | 0 | 0 | 0 | 0 | 0 | 0 | 0 | 70858.9504 | 0 | 0 | 0 | 0 | 0 | 0 | 0 | 0 | 96268.463 | 292250.2184 | 0 | 0 | 0 | 0 | 0 | 0 | 0 | 0 | 0
2016-08-28 14:00 | 0 | 0 | 0 | 0 | 0 | 109234.8209 | 540471.6486 | 478450 | 0 | 0 | 0 | 0 | 128025.2243 | 0 | 0 | 0 | 0 | 0 | 0 | 4481078.663 | 0 | 0 | 0 | 0 | 0 | 0 | 0 | 0 | 0 | 0 | 0 | 0 | 57166.2739 | 0 | 0 | 0 | 0 | 0 | 0 | 0 | 0 | 114090.1956 | 0 | 0 | 0 | 0 | 0 | 0 | 0 | 0 | 0 | 0
2016-08-28 15:00 | 0 | 0 | 0 | 0 | 0 | 124339.0053 | 736174.8566 | 511645 | 0 | 0 | 0 | 0 | 198884.1747 | 0 | 0 | 0 | 0 | 0 | 0 | 4759088.5744 | 0 | 0 | 0 | 0 | 0 | 0 | 0 | 0 | 0 | 0 | 0 | 0 | 70858.9504 | 0 | 0 | 0 | 0 | 0 | 0 | 0 | 0 | 278009.9114 | 0 | 0 | 0 | 0 | 0 | 0 | 0 | 0 | 0 | 0
2016-08-28 16:00 | 0 | 0 | 0 | 0 | 0 | 0 | 777895.7049 | 544093 | 0 | 0 | 0 | 0 | 128025.2243 | 0 | 0 | 0 | 0 | 0 | 0 | 5063750.2297 | 0 | 0 | 0 | 0 | 0 | 0 | 0 | 0 | 0 | 0 | 0 | 0 | -70858.9504 | 0 | 0 | 0 | 0 | 0 | 0 | 0 | 0 | 304661.6553 | 0 | 0 | 0 | 0 | 0 | 0 | 0 | 0 | 0 | 0
2016-08-28 17:00 | 0 | 0 | 0 | 0 | 0 | 137689.5592 | 775323.7646 | 570618 | 0 | 0 | 0 | 0 | 198884.1747 | 0 | 0 | 0 | 0 | 0 | 0 | 5335286.603 | 0 | 0 | 0 | 0 | 0 | 0 | 0 | 0 | 0 | 0 | 0 | 0 | 70858.9504 | 0 | 0 | 0 | 0 | 0 | 0 | 0 | 0 | 271536.3733 | 0 | 0 | 0 | 0 | 0 | 0 | 0 | 0 | 0 | 0
2016-08-28 18:00 | 0 | 0 | 0 | 0 | 0 | 152063.3351 | 763341.712 | 591249 | 0 | 0 | 0 | 0 | 198884.1747 | 0 | 0 | 0 | 0 | 0 | 0 | 5659442.6501 | 0 | 0 | 0 | 0 | 0 | 0 | 0 | 0 | 0 | 0 | 0 | 0 | 0 | 0 | 0 | 0 | 0 | 0 | 0 | 0 | 0 | 324156.0471 | 0 | 0 | 0 | 0 | 0 | 0 | 0 | 0 | 0 | 0
2016-08-28 19:00 | 0 | 0 | 0 | 0 | 0 | 0 | 743656.1121 | 604776 | 0 | 0 | 0 | 0 | 128025.2243 | 0 | 0 | 0 | 0 | 0 | 0 | 5869181.7126 | 0 | 0 | 0 | 0 | 0 | 0 | 0 | 0 | 0 | 0 | 0 | 0 | -70858.9504 | 0 | 0 | 0 | 0 | 0 | 0 | 0 | 0 | 209739.0625 | 0 | 0 | 0 | 0 | 0 | 0 | 0 | 0 | 0 | 0
2016-08-28 20:00 | 0 | 0 | 0 | 0 | 0 | 175131.6908 | 728745.7727 | 615064 | 0 | 0 | 0 | 0 | 85131.6477 | 0 | 0 | 0 | 0 | 0 | 0 | 6200888.7526 | 0 | 0 | 0 | 0 | 0 | 0 | 0 | 0 | 0 | 0 | 0 | 0 | -42893.5765 | 0 | 0 | 0 | 0 | 0 | 0 | 0 | 0 | 331707.04 | 0 | 0 | 0 | 0 | 0 | 0 | 0 | 0 | 0 | 0
2016-08-28 21:00 | 0 | 0 | 0 | 0 | 0 | 186313.8714 | 702990.5305 | 618991 | 0 | 0 | 0 | 0 | 148480.8418 | 0 | 0 | 0 | 0 | 0 | 0 | 6407852.9605 | 0 | 0 | 0 | 0 | 0 | 0 | 0 | 0 | 0 | 0 | 0 | 0 | 63349.1941 | 0 | 0 | 0 | 0 | 0 | 0 | 0 | 0 | 206964.2078 | 0 | 0 | 0 | 0 | 0 | 0 | 0 | 0 | 0 | 0
2016-08-28 22:00 | 0 | 0 | 0 | 0 | 0 | 0 | 663568.3328 | 613165 | 0 | 0 | 0 | 0 | 198884.1747 | 0 | 0 | 0 | 0 | 0 | 0 | 6407852.9605 | 0 | 0 | 0 | 0 | 0 | 0 | 0 | 0 | 0 | 0 | 0 | 0 | 50403.3328 | 0 | 0 | 0 | 0 | 0 | 0 | 0 | 0 | 0 | 0 | 0 | 0 | 0 | 0 | 0 | 0 | 0 | 0 | 0
2016-08-28 23:00 | 0 | 0 | 0 | 0 | 0 | 0 | 572638.5641 | 600665 | 0 | 0 | 0 | 0 | 128025.2243 | 0 | 0 | 0 | 0 | 0 | 0 | 6450685.4749 | 0 | 0 | 0 | 0 | 0 | 0 | 0 | 0 | 0 | 0 | 0 | 0 | -70858.9504 | 0 | 0 | 0 | 0 | 0 | 0 | 0 | 0 | 42832.5145 | 0 | 0 | 0 | 0 | 0 | 0 | 0 | 0 | 0 | 0
2016-08-29 | 0 | 0 | 0 | 0 | 0 | 327958.8753 | 414984.9767 | 591304 | 0 | 0 | 0 | 0 | 57166.2739 | 0 | 0 | 0 | 0 | 0 | 0 | 6673184.2773 | 0 | 0 | 0 | 0 | 0 | 0 | 0 | 0 | 0 | 0 | 0 | 0 | -70858.9504 | 0 | 0 | 0 | 0 | 0 | 0 | 0 | 0 | 222498.8024 | 0 | 0 | 0 | 0 | 0 | 0 | 0 | 0 | 0 | 0
2016-08-29 01:00 | 0 | 0 | 0 | 0 | 0 | 441556.0502 | 112067.6924 | 573739 | 0 | 0 | 0 | 0 | 128025.2243 | 0 | 0 | 0 | 0 | 0 | 0 | 6582210.0695 | 0 | 0 | 0 | 0 | 0 | 0 | 0 | 0 | 0 | 0 | 0 | 0 | 70858.9504 | 0 | 0 | 0 | 0 | 0 | 0 | 0 | 0 | 201276.0106 | 292250.2184 | 0 | 0 | 0 | 0 | 0 | 0 | 0 | 0 | 0
2016-08-29 02:00 | 0 | 0 | 0 | 0 | 0 | 470116.1835 | 58.6859 | 542108 | 0 | 0 | 0 | 0 | 57166.2739 | 0 | 0 | 0 | 0 | 0 | 0 | 6581135.8893 | 0 | 0 | 0 | 0 | 0 | 0 | 0 | 0 | 0 | 0 | 0 | 0 | -70858.9504 | 0 | 0 | 0 | 0 | 0 | 0 | 0 | 0 | 291176.0382 | 292250.2184 | 0 | 0 | 0 | 0 | 0 | 0 | 0 | 0 | 0
2016-08-29 03:00 | 0 | 0 | 0 | 0 | 0 | 451689.2105 | 0 | 506758 | 0 | 0 | 0 | 0 | 128025.2243 | 0 | 0 | 0 | 0 | 0 | 0 | 6455208.1494 | 0 | 0 | 0 | 0 | 0 | 0 | 0 | 0 | 0 | 0 | 0 | 0 | 70858.9504 | 0 | 0 | 0 | 0 | 0 | 0 | 0 | 0 | 166322.4784 | 292250.2184 | 0 | 0 | 0 | 0 | 0 | 0 | 0 | 0 | 0
2016-08-29 04:00 | 0 | 0 | 0 | 0 | 0 | 428425.409 | 0 | 473517 | 0 | 0 | 0 | 0 | 198884.1747 | 0 | 0 | 0 | 0 | 0 | 0 | 6339257.6079 | 0 | 0 | 0 | 0 | 0 | 0 | 0 | 0 | 0 | 0 | 0 | 0 | 70858.9504 | 0 | 0 | 0 | 0 | 0 | 0 | 0 | 0 | 176299.6769 | 292250.2184 | 0 | 0 | 0 | 0 | 0 | 0 | 0 | 0 | 0
2016-08-29 05:00 | 0 | 0 | 0 | 0 | 0 | 402690.6118 | 0 | 446810 | 0 | 0 | 0 | 0 | 128025.2243 | 0 | 0 | 0 | 0 | 0 | 0 | 6365997.1702 | 0 | 0 | 0 | 0 | 0 | 0 | 0 | 0 | 0 | 0 | 0 | 0 | -70858.9504 | 0 | 0 | 0 | 0 | 0 | 0 | 0 | 0 | 318989.7806 | 292250.2184 | 0 | 0 | 0 | 0 | 0 | 0 | 0 | 0 | 0
2016-08-29 06:00 | 0 | 0 | 0 | 0 | 0 | 371853.2244 | 0 | 426452 | 0 | 0 | 0 | 0 | 57166.2739 | 0 | 0 | 0 | 0 | 0 | 0 | 6382257.345 | 0 | 0 | 0 | 0 | 0 | 0 | 0 | 0 | 0 | 0 | 0 | 0 | -70858.9504 | 0 | 0 | 0 | 0 | 0 | 0 | 0 | 0 | 308510.3932 | 292250.2184 | 0 | 0 | 0 | 0 | 0 | 0 | 0 | 0 | 0
2016-08-29 07:00 | 0 | 0 | 0 | 0 | 0 | 333262.2475 | 0 | 412154 | 0 | 0 | 0 | 0 | 128025.2243 | 0 | 0 | 0 | 0 | 0 | 0 | 6232506.642 | 0 | 0 | 0 | 0 | 0 | 0 | 0 | 0 | 0 | 0 | 0 | 0 | 70858.9504 | 0 | 0 | 0 | 0 | 0 | 0 | 0 | 0 | 142499.5155 | 292250.2184 | 0 | 0 | 0 | 0 | 0 | 0 | 0 | 0 | 0
2016-08-29 08:00 | 0 | 0 | 0 | 0 | 0 | 297614.1652 | 0 | 407216 | 0 | 0 | 0 | 0 | 198884.1747 | 0 | 0 | 0 | 0 | 0 | 0 | 6052045.8568 | 0 | 0 | 0 | 0 | 0 | 0 | 0 | 0 | 0 | 0 | 0 | 0 | 70858.9504 | 0 | 0 | 0 | 0 | 0 | 0 | 0 | 0 | 111789.4331 | 292250.2184 | 0 | 0 | 0 | 0 | 0 | 0 | 0 | 0 | 0
2016-08-29 09:00 | 0 | 0 | 0 | 0 | 0 | 121919.7816 | 0 | 414170 | 0 | 0 | 0 | 0 | 198884.1747 | 0 | 0 | 0 | 0 | 0 | 0 | 5759795.6384 | 0 | 0 | 0 | 0 | 0 | 0 | 0 | 0 | 0 | 0 | 0 | 0 | 0 | 0 | 0 | 0 | 0 | 0 | 0 | 0 | 0 | 0 | 292250.2184 | 0 | 0 | 0 | 0 | 0 | 0 | 0 | 0 | 0
2016-08-29 10:00 | 0 | 0 | 0 | 0 | 0 | 228564.4847 | 0 | 436856 | 0 | 0 | 0 | 0 | 128025.2243 | 0 | 0 | 0 | 0 | 0 | 0 | 5622363.0735 | 0 | 0 | 0 | 0 | 0 | 0 | 0 | 0 | 0 | 0 | 0 | 0 | -70858.9504 | 0 | 0 | 0 | 0 | 0 | 0 | 0 | 0 | 154817.6535 | 292250.2184 | 0 | 0 | 0 | 0 | 0 | 0 | 0 | 0 | 0
2016-08-29 11:00 | 0 | 0 | 0 | 0 | 0 | 205170.305 | 0 | 457948 | 0 | 0 | 0 | 0 | 102756.3172 | 0 | 0 | 0 | 0 | 0 | 0 | 5394854.2856 | 0 | 0 | 0 | 0 | 0 | 0 | 0 | 0 | 0 | 0 | 0 | 0 | -25268.9071 | 0 | 0 | 0 | 0 | 0 | 0 | 0 | 0 | 64741.4305 | 292250.2184 | 0 | 0 | 0 | 0 | 0 | 0 | 0 | 0 | 0
2016-08-29 12:00 | 0 | 0 | 0 | 0 | 0 | 153522.3973 | 368.0175 | 478038 | 0 | 0 | 0 | 0 | 70858.9504 | 0 | 0 | 0 | 0 | 0 | 0 | 5102604.0672 | 0 | 0 | 0 | 0 | 0 | 0 | 0 | 0 | 0 | 0 | 0 | 0 | -31897.3668 | 0 | 0 | 0 | 0 | 0 | 0 | 0 | 0 | 0 | 292250.2184 | 0 | 0 | 0 | 0 | 0 | 0 | 0 | 0 | 0
2016-08-29 13:00 | 0 | 0 | 0 | 0 | 0 | 90490.1194 | 121686.2847 | 505765 | 0 | 0 | 0 | 0 | 0 | 0 | 0 | 0 | 0 | 0 | 0 | 4879874.4217 | 0 | 0 | 0 | 0 | 0 | 0 | 0 | 0 | 0 | 0 | 0 | 0 | -70858.9504 | 0 | 0 | 0 | 0 | 0 | 0 | 0 | 0 | 69520.5729 | 292250.2184 | 0 | 0 | 0 | 0 | 0 | 0 | 0 | 0 | 0
2016-08-29 14:00 | 0 | 0 | 0 | 0 | 0 | 0 | 477881.6929 | 537954 | 0 | 0 | 0 | 0 | 0 | 0 | 0 | 0 | 0 | 0 | 0 | 4819802.1146 | 0 | 0 | 0 | 0 | 0 | 0 | 0 | 0 | 0 | 0 | 0 | 0 | 0 | 0 | 0 | 0 | 0 | 0 | 0 | 0 | 0 | 232177.9113 | 292250.2184 | 0 | 0 | 0 | 0 | 0 | 0 | 0 | 0 | 0
2016-08-29 15:00 | 0 | 0 | 0 | 0 | 0 | 97781.1618 | 672188.3938 | 569735 | 0 | 0 | 0 | 0 | 70858.9504 | 0 | 0 | 0 | 0 | 0 | 0 | 4949177.7199 | 0 | 0 | 0 | 0 | 0 | 0 | 0 | 0 | 0 | 0 | 0 | 0 | 70858.9504 | 0 | 0 | 0 | 0 | 0 | 0 | 0 | 0 | 129375.6053 | 0 | 0 | 0 | 0 | 0 | 0 | 0 | 0 | 0 | 0
2016-08-29 16:00 | 0 | 0 | 0 | 0 | 0 | 98073.145 | 714431.9911 | 599965 | 0 | 0 | 0 | 0 | 0 | 0 | 0 | 0 | 0 | 0 | 0 | 5232576.8064 | 0 | 0 | 0 | 0 | 0 | 0 | 0 | 0 | 0 | 0 | 0 | 0 | -70858.9504 | 0 | 0 | 0 | 0 | 0 | 0 | 0 | 0 | 283399.0865 | 0 | 0 | 0 | 0 | 0 | 0 | 0 | 0 | 0 | 0
2016-08-29 17:00 | 0 | 0 | 0 | 0 | 0 | 97186.0456 | 722026.879 | 625021 | 0 | 0 | 0 | 0 | 70858.9504 | 0 | 0 | 0 | 0 | 0 | 0 | 5355909.7807 | 0 | 0 | 0 | 0 | 0 | 0 | 0 | 0 | 0 | 0 | 0 | 0 | 70858.9504 | 0 | 0 | 0 | 0 | 0 | 0 | 0 | 0 | 123332.9742 | 0 | 0 | 0 | 0 | 0 | 0 | 0 | 0 | 0 | 0
2016-08-29 18:00 | 0 | 0 | 0 | 0 | 0 | 95858.3579 | 714651.9941 | 643308 | 0 | 0 | 0 | 0 | 128025.2243 | 0 | 0 | 0 | 0 | 0 | 0 | 5465945.8588 | 0 | 0 | 0 | 0 | 0 | 0 | 0 | 0 | 0 | 0 | 0 | 0 | 57166.2739 | 0 | 0 | 0 | 0 | 0 | 0 | 0 | 0 | 110036.0781 | 0 | 0 | 0 | 0 | 0 | 0 | 0 | 0 | 0 | 0
2016-08-29 19:00 | 0 | 0 | 0 | 0 | 0 | 93482.9168 | 699908.6325 | 654056 | 0 | 0 | 0 | 0 | 198884.1747 | 0 | 0 | 0 | 0 | 0 | 0 | 5534422.4577 | 0 | 0 | 0 | 0 | 0 | 0 | 0 | 0 | 0 | 0 | 0 | 0 | 70858.9504 | 0 | 0 | 0 | 0 | 0 | 0 | 0 | 0 | 68476.5989 | 0 | 0 | 0 | 0 | 0 | 0 | 0 | 0 | 0 | 0
2016-08-29 20:00 | 0 | 0 | 0 | 0 | 0 | 0 | 687135.1689 | 659447 | 0 | 0 | 0 | 0 | 197090.1171 | 0 | 0 | 0 | 0 | 0 | 0 | 5563904.6842 | 0 | 0 | 0 | 0 | 0 | 0 | 0 | 0 | 0 | 0 | 0 | 0 | -1794.0576 | 0 | 0 | 0 | 0 | 0 | 0 | 0 | 0 | 29482.2265 | 0 | 0 | 0 | 0 | 0 | 0 | 0 | 0 | 0 | 0
2016-08-29 21:00 | 0 | 0 | 0 | 0 | 0 | 0 | 662769.0576 | 660975 | 0 | 0 | 0 | 0 | 198884.1747 | 0 | 0 | 0 | 0 | 0 | 0 | 5563904.6842 | 0 | 0 | 0 | 0 | 0 | 0 | 0 | 0 | 0 | 0 | 0 | 0 | 1794.0576 | 0 | 0 | 0 | 0 | 0 | 0 | 0 | 0 | 0 | 0 | 0 | 0 | 0 | 0 | 0 | 0 | 0 | 0 | 0
2016-08-29 22:00 | 0 | 0 | 0 | 0 | 0 | 0 | 622131.0563 | 653722 | 0 | 0 | 0 | 0 | 167293.2309 | 0 | 0 | 0 | 0 | 0 | 0 | 5563904.6842 | 0 | 0 | 0 | 0 | 0 | 0 | 0 | 0 | 0 | 0 | 0 | 0 | -31590.9437 | 0 | 0 | 0 | 0 | 0 | 0 | 0 | 0 | 0 | 0 | 0 | 0 | 0 | 0 | 0 | 0 | 0 | 0 | 0
2016-08-29 23:00 | 0 | 0 | 0 | 0 | 0 | 0 | 530108.7495 | 638313 | 0 | 0 | 0 | 0 | 198884.1747 | 0 | 0 | 0 | 0 | 0 | 0 | 5424109.4899 | 0 | 0 | 0 | 0 | 0 | 0 | 0 | 0 | 0 | 0 | 0 | 0 | 31590.9437 | 0 | 0 | 0 | 0 | 0 | 0 | 0 | 0 | 152455.0241 | 292250.2184 | 0 | 0 | 0 | 0 | 0 | 0 | 0 | 0 | 0
2016-08-30 | 0 | 0 | 0 | 0 | 0 | 131956.0654 | 366946.6623 | 627299 | 0 | 0 | 0 | 0 | 198884.1747 | 0 | 0 | 0 | 0 | 0 | 0 | 5295713.2176 | 0 | 0 | 0 | 0 | 0 | 0 | 0 | 0 | 0 | 0 | 0 | 0 | 0 | 0 | 0 | 0 | 0 | 0 | 0 | 0 | 0 | 163853.9461 | 292250.2184 | 0 | 0 | 0 | 0 | 0 | 0 | 0 | 0 | 0
2016-08-30 01:00 | 0 | 0 | 0 | 0 | 0 | 233401.4991 | 91830.4888 | 604806 | 0 | 0 | 0 | 0 | 198884.1747 | 0 | 0 | 0 | 0 | 0 | 0 | 5016139.2056 | 0 | 0 | 0 | 0 | 0 | 0 | 0 | 0 | 0 | 0 | 0 | 0 | 0 | 0 | 0 | 0 | 0 | 0 | 0 | 0 | 0 | 12676.2063 | 292250.2184 | 0 | 0 | 0 | 0 | 0 | 0 | 0 | 0 | 0
2016-08-30 02:00 | 0 | 0 | 0 | 0 | 0 | 288637.9419 | 39.6839 | 566777 | 0 | 0 | 0 | 0 | 198884.1747 | 0 | 0 | 0 | 0 | 0 | 0 | 4738039.8313 | 0 | 0 | 0 | 0 | 0 | 0 | 0 | 0 | 0 | 0 | 0 | 0 | 0 | 0 | 0 | 0 | 0 | 0 | 0 | 0 | 0 | 14150.8442 | 292250.2184 | 0 | 0 | 0 | 0 | 0 | 0 | 0 | 0 | 0
2016-08-30 03:00 | 0 | 0 | 0 | 0 | 0 | 291650.5792 | 0 | 525022 | 0 | 0 | 0 | 0 | 198884.1747 | 0 | 0 | 0 | 0 | 0 | 0 | 4504668.4105 | 0 | 0 | 0 | 0 | 0 | 0 | 0 | 0 | 0 | 0 | 0 | 0 | 0 | 0 | 0 | 0 | 0 | 0 | 0 | 0 | 0 | 58878.7976 | 292250.2184 | 0 | 0 | 0 | 0 | 0 | 0 | 0 | 0 | 0
2016-08-30 04:00 | 0 | 0 | 0 | 0 | 0 | 275236.7636 | 0 | 488171 | 0 | 0 | 0 | 0 | 128025.2243 | 0 | 0 | 0 | 0 | 0 | 0 | 4362593.1245 | 0 | 0 | 0 | 0 | 0 | 0 | 0 | 0 | 0 | 0 | 0 | 0 | -70858.9504 | 0 | 0 | 0 | 0 | 0 | 0 | 0 | 0 | 150174.9323 | 292250.2184 | 0 | 0 | 0 | 0 | 0 | 0 | 0 | 0 | 0
2016-08-30 05:00 | 0 | 0 | 0 | 0 | 0 | 94384.8312 | 0 | 457494 | 0 | 0 | 0 | 0 | 57166.2739 | 0 | 0 | 0 | 0 | 0 | 0 | 4070342.9061 | 0 | 0 | 0 | 0 | 0 | 0 | 0 | 0 | 0 | 0 | 0 | 0 | -70858.9504 | 0 | 0 | 0 | 0 | 0 | 0 | 0 | 0 | 0 | 292250.2184 | 0 | 0 | 0 | 0 | 0 | 0 | 0 | 0 | 0
2016-08-30 06:00 | 0 | 0 | 0 | 0 | 0 | 227047.9984 | 0 | 433597 | 0 | 0 | 0 | 0 | 59334.4377 | 0 | 0 | 0 | 0 | 0 | 0 | 3861625.7407 | 0 | 0 | 0 | 0 | 0 | 0 | 0 | 0 | 0 | 0 | 0 | 0 | 2168.1639 | 0 | 0 | 0 | 0 | 0 | 0 | 0 | 0 | 83533.053 | 292250.2184 | 0 | 0 | 0 | 0 | 0 | 0 | 0 | 0 | 0
2016-08-30 07:00 | 0 | 0 | 0 | 0 | 0 | 204425.6644 | 0 | 417950 | 0 | 0 | 0 | 0 | 130193.3881 | 0 | 0 | 0 | 0 | 0 | 0 | 3577242.4547 | 0 | 0 | 0 | 0 | 0 | 0 | 0 | 0 | 0 | 0 | 0 | 0 | 70858.9504 | 0 | 0 | 0 | 0 | 0 | 0 | 0 | 0 | 7866.9324 | 292250.2184 | 0 | 0 | 0 | 0 | 0 | 0 | 0 | 0 | 0
2016-08-30 08:00 | 0 | 0 | 0 | 0 | 0 | 186617.5681 | 0 | 410177 | 0 | 0 | 0 | 0 | 198884.1747 | 0 | 0 | 0 | 0 | 0 | 0 | 3284992.2363 | 0 | 0 | 0 | 0 | 0 | 0 | 0 | 0 | 0 | 0 | 0 | 0 | 68690.7865 | 0 | 0 | 0 | 0 | 0 | 0 | 0 | 0 | 0 | 292250.2184 | 0 | 0 | 0 | 0 | 0 | 0 | 0 | 0 | 0
2016-08-30 09:00 | 0 | 0 | 0 | 0 | 0 | 174853.909 | 0 | 416385 | 0 | 0 | 0 | 0 | 198884.1747 | 0 | 0 | 0 | 0 | 0 | 0 | 3043461.1453 | 0 | 0 | 0 | 0 | 0 | 0 | 0 | 0 | 0 | 0 | 0 | 0 | 0 | 0 | 0 | 0 | 0 | 0 | 0 | 0 | 0 | 50719.1274 | 292250.2184 | 0 | 0 | 0 | 0 | 0 | 0 | 0 | 0 | 0
2016-08-30 10:00 | 0 | 0 | 0 | 0 | 0 | 169148.3362 | 0 | 437575 | 0 | 0 | 0 | 0 | 128025.2243 | 0 | 0 | 0 | 0 | 0 | 0 | 2845893.4319 | 0 | 0 | 0 | 0 | 0 | 0 | 0 | 0 | 0 | 0 | 0 | 0 | -70858.9504 | 0 | 0 | 0 | 0 | 0 | 0 | 0 | 0 | 94682.505 | 292250.2184 | 0 | 0 | 0 | 0 | 0 | 0 | 0 | 0 | 0
2016-08-30 11:00 | 0 | 0 | 0 | 0 | 0 | 164015.4296 | 0 | 456389 | 0 | 0 | 0 | 0 | 57166.2739 | 0 | 0 | 0 | 0 | 0 | 0 | 2624378.8119 | 0 | 0 | 0 | 0 | 0 | 0 | 0 | 0 | 0 | 0 | 0 | 0 | -70858.9504 | 0 | 0 | 0 | 0 | 0 | 0 | 0 | 0 | 70735.5984 | 292250.2184 | 0 | 0 | 0 | 0 | 0 | 0 | 0 | 0 | 0
2016-08-30 12:00 | 0 | 0 | 0 | 0 | 0 | 135411.8472 | 566.1545 | 474287 | 0 | 0 | 0 | 0 | 11107.494 | 0 | 0 | 0 | 0 | 0 | 0 | 2332128.5935 | 0 | 0 | 0 | 0 | 0 | 0 | 0 | 0 | 0 | 0 | 0 | 0 | -46058.7799 | 0 | 0 | 0 | 0 | 0 | 0 | 0 | 0 | 0 | 292250.2184 | 0 | 0 | 0 | 0 | 0 | 0 | 0 | 0 | 0
2016-08-30 13:00 | 0 | 0 | 0 | 0 | 0 | 66773.0005 | 138285.3956 | 498228 | 0 | 0 | 0 | 0 | 0 | 0 | 0 | 0 | 0 | 0 | 0 | 2050066.4836 | 0 | 0 | 0 | 0 | 0 | 0 | 0 | 0 | 0 | 0 | 0 | 0 | -11107.494 | 0 | 0 | 0 | 0 | 0 | 0 | 0 | 0 | 10188.1085 | 292250.2184 | 0 | 0 | 0 | 0 | 0 | 0 | 0 | 0 | 0
2016-08-30 14:00 | 0 | 0 | 0 | 0 | 0 | 0 | 485218.9254 | 528147 | 0 | 0 | 0 | 0 | 0 | 0 | 0 | 0 | 0 | 0 | 0 | 2007138.4089 | 0 | 0 | 0 | 0 | 0 | 0 | 0 | 0 | 0 | 0 | 0 | 0 | 0 | 0 | 0 | 0 | 0 | 0 | 0 | 0 | 0 | 249322.1438 | 292250.2184 | 0 | 0 | 0 | 0 | 0 | 0 | 0 | 0 | 0
2016-08-30 15:00 | 0 | 0 | 0 | 0 | 0 | 0 | 674117.2139 | 558262 | 0 | 0 | 0 | 0 | 70858.9504 | 0 | 0 | 0 | 0 | 0 | 0 | 2052134.6724 | 0 | 0 | 0 | 0 | 0 | 0 | 0 | 0 | 0 | 0 | 0 | 0 | 70858.9504 | 0 | 0 | 0 | 0 | 0 | 0 | 0 | 0 | 44996.2635 | 0 | 0 | 0 | 0 | 0 | 0 | 0 | 0 | 0 | 0
2016-08-30 16:00 | 0 | 0 | 0 | 0 | 0 | 0 | 721245.5329 | 585627 | 0 | 0 | 0 | 0 | 141717.9008 | 0 | 0 | 0 | 0 | 0 | 0 | 2116894.2549 | 0 | 0 | 0 | 0 | 0 | 0 | 0 | 0 | 0 | 0 | 0 | 0 | 70858.9504 | 0 | 0 | 0 | 0 | 0 | 0 | 0 | 0 | 64759.5825 | 0 | 0 | 0 | 0 | 0 | 0 | 0 | 0 | 0 | 0
2016-08-30 17:00 | 0 | 0 | 0 | 0 | 0 | 0 | 728612.3215 | 610613 | 0 | 0 | 0 | 0 | 70858.9504 | 0 | 0 | 0 | 0 | 0 | 0 | 2305752.5268 | 0 | 0 | 0 | 0 | 0 | 0 | 0 | 0 | 0 | 0 | 0 | 0 | -70858.9504 | 0 | 0 | 0 | 0 | 0 | 0 | 0 | 0 | 188858.2719 | 0 | 0 | 0 | 0 | 0 | 0 | 0 | 0 | 0 | 0
2016-08-30 18:00 | 0 | 0 | 0 | 0 | 0 | 0 | 719808.2197 | 629443 | 0 | 0 | 0 | 0 | 141717.9008 | 0 | 0 | 0 | 0 | 0 | 0 | 2325258.7962 | 0 | 0 | 0 | 0 | 0 | 0 | 0 | 0 | 0 | 0 | 0 | 0 | 70858.9504 | 0 | 0 | 0 | 0 | 0 | 0 | 0 | 0 | 19506.2693 | 0 | 0 | 0 | 0 | 0 | 0 | 0 | 0 | 0 | 0
2016-08-30 19:00 | 0 | 0 | 0 | 0 | 0 | 0 | 705885.6991 | 642942 | 0 | 0 | 0 | 0 | 82249.4202 | 0 | 0 | 0 | 0 | 0 | 0 | 2447670.9759 | 0 | 0 | 0 | 0 | 0 | 0 | 0 | 0 | 0 | 0 | 0 | 0 | -59468.4806 | 0 | 0 | 0 | 0 | 0 | 0 | 0 | 0 | 122412.1797 | 0 | 0 | 0 | 0 | 0 | 0 | 0 | 0 | 0 | 0
2016-08-30 20:00 | 0 | 0 | 0 | 0 | 0 | 0 | 697475.8041 | 651700 | 0 | 0 | 0 | 0 | 128025.2243 | 0 | 0 | 0 | 0 | 0 | 0 | 2447670.9759 | 0 | 0 | 0 | 0 | 0 | 0 | 0 | 0 | 0 | 0 | 0 | 0 | 45775.8041 | 0 | 0 | 0 | 0 | 0 | 0 | 0 | 0 | 0 | 0 | 0 | 0 | 0 | 0 | 0 | 0 | 0 | 0 | 0
2016-08-30 21:00 | 0 | 0 | 0 | 0 | 0 | 87338.1528 | 679034.805 | 654714 | 0 | 0 | 0 | 0 | 198884.1747 | 0 | 0 | 0 | 0 | 0 | 0 | 2488470.9833 | 0 | 0 | 0 | 0 | 0 | 0 | 0 | 0 | 0 | 0 | 0 | 0 | 70858.9504 | 0 | 0 | 0 | 0 | 0 | 0 | 0 | 0 | 40800.0074 | 0 | 0 | 0 | 0 | 0 | 0 | 0 | 0 | 0 | 0
2016-08-30 22:00 | 0 | 0 | 0 | 0 | 0 | 0 | 644854.5313 | 646260 | 0 | 0 | 0 | 0 | 197478.7059 | 0 | 0 | 0 | 0 | 0 | 0 | 2488470.9833 | 0 | 0 | 0 | 0 | 0 | 0 | 0 | 0 | 0 | 0 | 0 | 0 | -1405.4687 | 0 | 0 | 0 | 0 | 0 | 0 | 0 | 0 | 0 | 0 | 0 | 0 | 0 | 0 | 0 | 0 | 0 | 0 | 0
2016-08-30 23:00 | 0 | 0 | 0 | 0 | 0 | 121427.1294 | 546295.9974 | 631370 | 0 | 0 | 0 | 0 | 141717.9008 | 0 | 0 | 0 | 0 | 0 | 0 | 2580584.9152 | 0 | 0 | 0 | 0 | 0 | 0 | 0 | 0 | 0 | 0 | 0 | 0 | -55760.8051 | 0 | 0 | 0 | 0 | 0 | 0 | 0 | 0 | 92113.9319 | 0 | 0 | 0 | 0 | 0 | 0 | 0 | 0 | 0 | 0
2016-08-31 | 0 | 0 | 0 | 0 | 0 | 190791.6796 | 371423.7614 | 620327 | 0 | 0 | 0 | 0 | 70858.9504 | 0 | 0 | 0 | 0 | 0 | 0 | 2593332.3066 | 0 | 0 | 0 | 0 | 0 | 0 | 0 | 0 | 0 | 0 | 0 | 0 | -70858.9504 | 0 | 0 | 0 | 0 | 0 | 0 | 0 | 0 | 304997.6098 | 292250.2184 | 0 | 0 | 0 | 0 | 0 | 0 | 0 | 0 | 0
2016-08-31 01:00 | 0 | 0 | 0 | 0 | 0 | 310993.3492 | 89055.4238 | 599178 | 0 | 0 | 0 | 0 | 0 | 0 | 0 | 0 | 0 | 0 | 0 | 2465062.0299 | 0 | 0 | 0 | 0 | 0 | 0 | 0 | 0 | 0 | 0 | 0 | 0 | -70858.9504 | 0 | 0 | 0 | 0 | 0 | 0 | 0 | 0 | 163979.9417 | 292250.2184 | 0 | 0 | 0 | 0 | 0 | 0 | 0 | 0 | 0
2016-08-31 02:00 | 0 | 0 | 0 | 0 | 0 | 358335.4327 | 22.6765 | 562468 | 0 | 0 | 0 | 0 | 0 | 0 | 0 | 0 | 0 | 0 | 0 | 2260952.1392 | 0 | 0 | 0 | 0 | 0 | 0 | 0 | 0 | 0 | 0 | 0 | 0 | 0 | 0 | 0 | 0 | 0 | 0 | 0 | 0 | 0 | 88140.3276 | 292250.2184 | 0 | 0 | 0 | 0 | 0 | 0 | 0 | 0 | 0
2016-08-31 03:00 | 0 | 0 | 0 | 0 | 0 | 352911.6269 | 0 | 522581 | 0 | 0 | 0 | 0 | 0 | 0 | 0 | 0 | 0 | 0 | 0 | 2091282.7661 | 0 | 0 | 0 | 0 | 0 | 0 | 0 | 0 | 0 | 0 | 0 | 0 | 0 | 0 | 0 | 0 | 0 | 0 | 0 | 0 | 0 | 122580.8453 | 292250.2184 | 0 | 0 | 0 | 0 | 0 | 0 | 0 | 0 | 0
2016-08-31 04:00 | 0 | 0 | 0 | 0 | 0 | 331885.6465 | 0 | 487285 | 0 | 0 | 0 | 0 | 70858.9504 | 0 | 0 | 0 | 0 | 0 | 0 | 1865024.4622 | 0 | 0 | 0 | 0 | 0 | 0 | 0 | 0 | 0 | 0 | 0 | 0 | 70858.9504 | 0 | 0 | 0 | 0 | 0 | 0 | 0 | 0 | 65991.9145 | 292250.2184 | 0 | 0 | 0 | 0 | 0 | 0 | 0 | 0 | 0
2016-08-31 05:00 | 0 | 0 | 0 | 0 | 0 | 302477.9309 | 0 | 460254 | 0 | 0 | 0 | 0 | 0 | 0 | 0 | 0 | 0 | 0 | 0 | 1778107.3434 | 0 | 0 | 0 | 0 | 0 | 0 | 0 | 0 | 0 | 0 | 0 | 0 | -70858.9504 | 0 | 0 | 0 | 0 | 0 | 0 | 0 | 0 | 205333.0997 | 292250.2184 | 0 | 0 | 0 | 0 | 0 | 0 | 0 | 0 | 0
2016-08-31 06:00 | 0 | 0 | 0 | 0 | 0 | 277611.457 | 0 | 436830 | 0 | 0 | 0 | 0 | 70858.9504 | 0 | 0 | 0 | 0 | 0 | 0 | 1548029.85 | 0 | 0 | 0 | 0 | 0 | 0 | 0 | 0 | 0 | 0 | 0 | 0 | 70858.9504 | 0 | 0 | 0 | 0 | 0 | 0 | 0 | 0 | 62172.725 | 292250.2184 | 0 | 0 | 0 | 0 | 0 | 0 | 0 | 0 | 0
2016-08-31 07:00 | 0 | 0 | 0 | 0 | 0 | 258129.033 | 0 | 423222 | 0 | 0 | 0 | 0 | 70858.9504 | 0 | 0 | 0 | 0 | 0 | 0 | 1382936.883 | 0 | 0 | 0 | 0 | 0 | 0 | 0 | 0 | 0 | 0 | 0 | 0 | 0 | 0 | 0 | 0 | 0 | 0 | 0 | 0 | 0 | 127157.2514 | 292250.2184 | 0 | 0 | 0 | 0 | 0 | 0 | 0 | 0 | 0
2016-08-31 08:00 | 0 | 0 | 0 | 0 | 0 | 239459.6279 | 0 | 416224 | 0 | 0 | 0 | 0 | 0 | 0 | 0 | 0 | 0 | 0 | 0 | 1277031.4613 | 0 | 0 | 0 | 0 | 0 | 0 | 0 | 0 | 0 | 0 | 0 | 0 | -70858.9504 | 0 | 0 | 0 | 0 | 0 | 0 | 0 | 0 | 186344.7967 | 292250.2184 | 0 | 0 | 0 | 0 | 0 | 0 | 0 | 0 | 0
2016-08-31 09:00 | 0 | 0 | 0 | 0 | 0 | 222248.4814 | 0 | 422535 | 0 | 0 | 0 | 0 | 70858.9504 | 0 | 0 | 0 | 0 | 0 | 0 | 1005885.9923 | 0 | 0 | 0 | 0 | 0 | 0 | 0 | 0 | 0 | 0 | 0 | 0 | 70858.9504 | 0 | 0 | 0 | 0 | 0 | 0 | 0 | 0 | 21104.7494 | 292250.2184 | 0 | 0 | 0 | 0 | 0 | 0 | 0 | 0 | 0
2016-08-31 10:00 | 0 | 0 | 0 | 0 | 0 | 210012.9021 | 0 | 442793 | 0 | 0 | 0 | 0 | 0 | 0 | 0 | 0 | 0 | 0 | 0 | 843964.8448 | 0 | 0 | 0 | 0 | 0 | 0 | 0 | 0 | 0 | 0 | 0 | 0 | -70858.9504 | 0 | 0 | 0 | 0 | 0 | 0 | 0 | 0 | 130329.0709 | 292250.2184 | 0 | 0 | 0 | 0 | 0 | 0 | 0 | 0 | 0
2016-08-31 11:00 | 0 | 0 | 0 | 0 | 0 | 204191.2026 | 0 | 462873 | 0 | 0 | 0 | 0 | 17794.0036 | 0 | 0 | 0 | 0 | 0 | 0 | 567489.0438 | 0 | 0 | 0 | 0 | 0 | 0 | 0 | 0 | 0 | 0 | 0 | 0 | 17794.0036 | 0 | 0 | 0 | 0 | 0 | 0 | 0 | 0 | 15774.4174 | 292250.2184 | 0 | 0 | 0 | 0 | 0 | 0 | 0 | 0 | 0
2016-08-31 12:00 | 0 | 0 | 0 | 0 | 0 | 170979.2133 | 415.5647 | 481439 | 0 | 0 | 0 | 0 | 0 | 0 | 0 | 0 | 0 | 0 | 0 | 275238.8255 | 0 | 0 | 0 | 0 | 0 | 0 | 0 | 0 | 0 | 0 | 0 | 0 | -17794.0036 | 0 | 0 | 0 | 0 | 0 | 0 | 0 | 0 | 0 | 292250.2184 | 0 | 0 | 0 | 0 | 0 | 0 | 0 | 0 | 0
2016-08-31 13:00 | 0 | 0 | 0 | 0 | 0 | 88200.4521 | 140008.7224 | 503448 | 0 | 0 | 0 | 0 | 0 | 0 | 0 | 0 | 0 | 0 | 0 | 0 | 0 | 0 | 0 | 0 | 0 | 0 | 0 | 0 | 0 | 0 | 0 | 0 | 0 | 0 | 0 | 0 | 0 | 0 | 0 | 0 | 0 | 17011.3929 | 292250.2184 | 0 | 0 | 0 | 0 | 0 | 0 | 0 | 0 | 0
2016-08-31 14:00 | 0 | 0 | 0 | 0 | 0 | 47536.8778 | 483627.1222 | 531164 | 0 | 0 | 0 | 0 | 0 | 0 | 0 | 0 | 0 | 0 | 0 | 0 | 0 | 0 | 0 | 0 | 0 | 0 | 0 | 0 | 0 | 0 | 0 | 0 | 0 | 0 | 0 | 0 | 0 | 0 | 0 | 0 | 0 | 292250.2184 | 292250.2184 | 0 | 0 | 0 | 0 | 0 | 0 | 0 | 0 | 0
2016-08-31 15:00 | 0 | 0 | 0 | 0 | 0 | 107688.4067 | 700743.4825 | 558056 | 0 | 0 | 0 | 0 | 70858.9504 | 0 | 0 | 0 | 0 | 0 | 0 | 179516.9388 | 0 | 0 | 0 | 0 | 0 | 0 | 0 | 0 | 0 | 0 | 0 | 0 | 70858.9504 | 0 | 0 | 0 | 0 | 0 | 0 | 0 | 0 | 179516.9388 | 0 | 0 | 0 | 0 | 0 | 0 | 0 | 0 | 0 | 0
2016-08-31 16:00 | 0 | 0 | 0 | 0 | 0 | 103882.4172 | 749552.4252 | 583431 | 0 | 0 | 0 | 0 | 141717.9008 | 0 | 0 | 0 | 0 | 0 | 0 | 378661.8308 | 0 | 0 | 0 | 0 | 0 | 0 | 0 | 0 | 0 | 0 | 0 | 0 | 70858.9504 | 0 | 0 | 0 | 0 | 0 | 0 | 0 | 0 | 199144.892 | 0 | 0 | 0 | 0 | 0 | 0 | 0 | 0 | 0 | 0
2016-08-31 17:00 | 0 | 0 | 0 | 0 | 0 | 0 | 750348.6202 | 606050 | 0 | 0 | 0 | 0 | 128025.2243 | 0 | 0 | 0 | 0 | 0 | 0 | 536653.1276 | 0 | 0 | 0 | 0 | 0 | 0 | 0 | 0 | 0 | 0 | 0 | 0 | -13692.6765 | 0 | 0 | 0 | 0 | 0 | 0 | 0 | 0 | 157991.2968 | 0 | 0 | 0 | 0 | 0 | 0 | 0 | 0 | 0 | 0
2016-08-31 18:00 | 0 | 0 | 0 | 0 | 0 | 0 | 738099.0794 | 622657 | 0 | 0 | 0 | 0 | 198884.1747 | 0 | 0 | 0 | 0 | 0 | 0 | 581236.2565 | 0 | 0 | 0 | 0 | 0 | 0 | 0 | 0 | 0 | 0 | 0 | 0 | 70858.9504 | 0 | 0 | 0 | 0 | 0 | 0 | 0 | 0 | 44583.129 | 0 | 0 | 0 | 0 | 0 | 0 | 0 | 0 | 0 | 0
2016-08-31 19:00 | 0 | 0 | 0 | 0 | 0 | 0 | 722473.8423 | 632821 | 0 | 0 | 0 | 0 | 128025.2243 | 0 | 0 | 0 | 0 | 0 | 0 | 741748.0492 | 0 | 0 | 0 | 0 | 0 | 0 | 0 | 0 | 0 | 0 | 0 | 0 | -70858.9504 | 0 | 0 | 0 | 0 | 0 | 0 | 0 | 0 | 160511.7927 | 0 | 0 | 0 | 0 | 0 | 0 | 0 | 0 | 0 | 0
2016-08-31 20:00 | 0 | 0 | 0 | 0 | 0 | 175959.7108 | 710360.5872 | 640752 | 0 | 0 | 0 | 0 | 198884.1747 | 0 | 0 | 0 | 0 | 0 | 0 | 916457.3968 | 0 | 0 | 0 | 0 | 0 | 0 | 0 | 0 | 0 | 0 | 0 | 0 | 70858.9504 | 0 | 0 | 0 | 0 | 0 | 0 | 0 | 0 | 174709.3476 | 0 | 0 | 0 | 0 | 0 | 0 | 0 | 0 | 0 | 0
2016-08-31 21:00 | 0 | 0 | 0 | 0 | 0 | 185825.2544 | 690664.5709 | 640375 | 0 | 0 | 0 | 0 | 198884.1747 | 0 | 0 | 0 | 0 | 0 | 0 | 1152572.2221 | 0 | 0 | 0 | 0 | 0 | 0 | 0 | 0 | 0 | 0 | 0 | 0 | 0 | 0 | 0 | 0 | 0 | 0 | 0 | 0 | 0 | 236114.8253 | 0 | 0 | 0 | 0 | 0 | 0 | 0 | 0 | 0 | 0
2016-08-31 22:00 | 0 | 0 | 0 | 0 | 0 | 0 | 648216.9869 | 631718 | 0 | 0 | 0 | 0 | 128025.2243 | 0 | 0 | 0 | 0 | 0 | 0 | 1239930.1594 | 0 | 0 | 0 | 0 | 0 | 0 | 0 | 0 | 0 | 0 | 0 | 0 | -70858.9504 | 0 | 0 | 0 | 0 | 0 | 0 | 0 | 0 | 87357.9373 | 0 | 0 | 0 | 0 | 0 | 0 | 0 | 0 | 0 | 0
2016-08-31 23:00 | 0 | 0 | 0 | 0 | 0 | 220024.616 | 547751.5777 | 619018 | 0 | 0 | 0 | 0 | 198884.1747 | 0 | 0 | 0 | 0 | 0 | 0 | 1317829.4028 | 0 | 0 | 0 | 0 | 0 | 0 | 0 | 0 | 0 | 0 | 0 | 0 | 70858.9504 | 0 | 0 | 0 | 0 | 0 | 0 | 0 | 0 | 77899.2434 | 0 | 0 | 0 | 0 | 0 | 0 | 0 | 0 | 0 | 0
2016-09-01 | 0 | 0 | 0 | 0 | 0 | 305649.3471 | 369122.295 | 609097 | 0 | 0 | 0 | 0 | 198884.1747 | 0 | 0 | 0 | 0 | 0 | 0 | 1383504.045 | 0 | 0 | 0 | 0 | 0 | 0 | 0 | 0 | 0 | 0 | 0 | 0 | 0 | 0 | 0 | 0 | 0 | 0 | 0 | 0 | 0 | 65674.6422 | 0 | 0 | 0 | 0 | 0 | 0 | 0 | 0 | 0 | 0
2016-09-01 01:00 | 0 | 0 | 0 | 0 | 0 | 404473.597 | 88589.6936 | 588286 | 0 | 0 | 0 | 0 | 141717.9008 | 0 | 0 | 0 | 0 | 0 | 0 | 1345447.6094 | 0 | 0 | 0 | 0 | 0 | 0 | 0 | 0 | 0 | 0 | 0 | 0 | -57166.2739 | 0 | 0 | 0 | 0 | 0 | 0 | 0 | 0 | 254193.7829 | 292250.2184 | 0 | 0 | 0 | 0 | 0 | 0 | 0 | 0 | 0
2016-09-01 02:00 | 0 | 0 | 0 | 0 | 0 | 412466.461 | 30.6553 | 555048 | 0 | 0 | 0 | 0 | 70858.9504 | 0 | 0 | 0 | 0 | 0 | 0 | 1273755.6761 | 0 | 0 | 0 | 0 | 0 | 0 | 0 | 0 | 0 | 0 | 0 | 0 | -70858.9504 | 0 | 0 | 0 | 0 | 0 | 0 | 0 | 0 | 220558.2851 | 292250.2184 | 0 | 0 | 0 | 0 | 0 | 0 | 0 | 0 | 0
2016-09-01 03:00 | 0 | 0 | 0 | 0 | 0 | 400289.648 | 0 | 516859 | 0 | 0 | 0 | 0 | 0 | 0 | 0 | 0 | 0 | 0 | 0 | 1228045.2745 | 0 | 0 | 0 | 0 | 0 | 0 | 0 | 0 | 0 | 0 | 0 | 0 | -70858.9504 | 0 | 0 | 0 | 0 | 0 | 0 | 0 | 0 | 246539.8167 | 292250.2184 | 0 | 0 | 0 | 0 | 0 | 0 | 0 | 0 | 0
2016-09-01 04:00 | 0 | 0 | 0 | 0 | 0 | 391635.5816 | 0 | 482326 | 0 | 0 | 0 | 0 | 0 | 0 | 0 | 0 | 0 | 0 | 0 | 1137354.8561 | 0 | 0 | 0 | 0 | 0 | 0 | 0 | 0 | 0 | 0 | 0 | 0 | 0 | 0 | 0 | 0 | 0 | 0 | 0 | 0 | 0 | 201559.7999 | 292250.2184 | 0 | 0 | 0 | 0 | 0 | 0 | 0 | 0 | 0
2016-09-01 05:00 | 0 | 0 | 0 | 0 | 0 | 373382.0244 | 0 | 453317 | 0 | 0 | 0 | 0 | 70858.9504 | 0 | 0 | 0 | 0 | 0 | 0 | 986560.9301 | 0 | 0 | 0 | 0 | 0 | 0 | 0 | 0 | 0 | 0 | 0 | 0 | 70858.9504 | 0 | 0 | 0 | 0 | 0 | 0 | 0 | 0 | 141456.2924 | 292250.2184 | 0 | 0 | 0 | 0 | 0 | 0 | 0 | 0 | 0
2016-09-01 06:00 | 0 | 0 | 0 | 0 | 0 | 351615.0629 | 0 | 431277 | 0 | 0 | 0 | 0 | 141717.9008 | 0 | 0 | 0 | 0 | 0 | 0 | 836040.0426 | 0 | 0 | 0 | 0 | 0 | 0 | 0 | 0 | 0 | 0 | 0 | 0 | 70858.9504 | 0 | 0 | 0 | 0 | 0 | 0 | 0 | 0 | 141729.3309 | 292250.2184 | 0 | 0 | 0 | 0 | 0 | 0 | 0 | 0 | 0
2016-09-01 07:00 | 0 | 0 | 0 | 0 | 0 | 338029.4181 | 0 | 415650 | 0 | 0 | 0 | 0 | 70858.9504 | 0 | 0 | 0 | 0 | 0 | 0 | 829278.411 | 0 | 0 | 0 | 0 | 0 | 0 | 0 | 0 | 0 | 0 | 0 | 0 | -70858.9504 | 0 | 0 | 0 | 0 | 0 | 0 | 0 | 0 | 285488.5868 | 292250.2184 | 0 | 0 | 0 | 0 | 0 | 0 | 0 | 0 | 0
2016-09-01 08:00 | 0 | 0 | 0 | 0 | 0 | 326072.1572 | 0 | 408914 | 0 | 0 | 0 | 0 | 0 | 0 | 0 | 0 | 0 | 0 | 0 | 817295.5187 | 0 | 0 | 0 | 0 | 0 | 0 | 0 | 0 | 0 | 0 | 0 | 0 | -70858.9504 | 0 | 0 | 0 | 0 | 0 | 0 | 0 | 0 | 280267.326 | 292250.2184 | 0 | 0 | 0 | 0 | 0 | 0 | 0 | 0 | 0
2016-09-01 09:00 | 0 | 0 | 0 | 0 | 0 | 308439.1716 | 0 | 414048 | 0 | 0 | 0 | 0 | 70858.9504 | 0 | 0 | 0 | 0 | 0 | 0 | 640827.7399 | 0 | 0 | 0 | 0 | 0 | 0 | 0 | 0 | 0 | 0 | 0 | 0 | 70858.9504 | 0 | 0 | 0 | 0 | 0 | 0 | 0 | 0 | 115782.4396 | 292250.2184 | 0 | 0 | 0 | 0 | 0 | 0 | 0 | 0 | 0
2016-09-01 10:00 | 0 | 0 | 0 | 0 | 0 | 298979.6027 | 0 | 435041 | 0 | 0 | 0 | 0 | 0 | 0 | 0 | 0 | 0 | 0 | 0 | 575625.293 | 0 | 0 | 0 | 0 | 0 | 0 | 0 | 0 | 0 | 0 | 0 | 0 | -70858.9504 | 0 | 0 | 0 | 0 | 0 | 0 | 0 | 0 | 227047.7715 | 292250.2184 | 0 | 0 | 0 | 0 | 0 | 0 | 0 | 0 | 0
2016-09-01 11:00 | 0 | 0 | 0 | 0 | 0 | 294877.8239 | 0 | 454300 | 0 | 0 | 0 | 0 | 70858.9504 | 0 | 0 | 0 | 0 | 0 | 0 | 345344.1665 | 0 | 0 | 0 | 0 | 0 | 0 | 0 | 0 | 0 | 0 | 0 | 0 | 70858.9504 | 0 | 0 | 0 | 0 | 0 | 0 | 0 | 0 | 61969.0919 | 292250.2184 | 0 | 0 | 0 | 0 | 0 | 0 | 0 | 0 | 0
2016-09-01 12:00 | 0 | 0 | 0 | 0 | 0 | 242044.1574 | 534.7875 | 469139 | 0 | 0 | 0 | 0 | 0 | 0 | 0 | 0 | 0 | 0 | 0 | 189643.0618 | 0 | 0 | 0 | 0 | 0 | 0 | 0 | 0 | 0 | 0 | 0 | 0 | -70858.9504 | 0 | 0 | 0 | 0 | 0 | 0 | 0 | 0 | 136549.1136 | 292250.2184 | 0 | 0 | 0 | 0 | 0 | 0 | 0 | 0 | 0
2016-09-01 13:00 | 0 | 0 | 0 | 0 | 0 | 140601.1248 | 159844.8134 | 490089 | 0 | 0 | 0 | 0 | 0 | 0 | 0 | 0 | 0 | 0 | 0 | 0 | 0 | 0 | 0 | 0 | 0 | 0 | 0 | 0 | 0 | 0 | 0 | 0 | 0 | 0 | 0 | 0 | 0 | 0 | 0 | 0 | 0 | 102607.1566 | 292250.2184 | 0 | 0 | 0 | 0 | 0 | 0 | 0 | 0 | 0
2016-09-01 14:00 | 0 | 0 | 0 | 0 | 0 | 0 | 521722.8286 | 514772 | 0 | 0 | 0 | 0 | 6950.8286 | 0 | 0 | 0 | 0 | 0 | 0 | 0 | 0 | 0 | 0 | 0 | 0 | 0 | 0 | 0 | 0 | 0 | 0 | 0 | 6950.8286 | 0 | 0 | 0 | 0 | 0 | 0 | 0 | 0 | 0 | 0 | 0 | 0 | 0 | 0 | 0 | 0 | 0 | 0 | 0
2016-09-01 15:00 | 0 | 0 | 0 | 0 | 0 | 0 | 691308.8827 | 538909 | 0 | 0 | 0 | 0 | 77809.779 | 0 | 0 | 0 | 0 | 0 | 0 | 81540.9323 | 0 | 0 | 0 | 0 | 0 | 0 | 0 | 0 | 0 | 0 | 0 | 0 | 70858.9504 | 0 | 0 | 0 | 0 | 0 | 0 | 0 | 0 | 81540.9323 | 0 | 0 | 0 | 0 | 0 | 0 | 0 | 0 | 0 | 0
2016-09-01 16:00 | 0 | 0 | 0 | 0 | 0 | 0 | 751255.802 | 559226 | 0 | 0 | 0 | 0 | 148668.7294 | 0 | 0 | 0 | 0 | 0 | 0 | 202711.7839 | 0 | 0 | 0 | 0 | 0 | 0 | 0 | 0 | 0 | 0 | 0 | 0 | 70858.9504 | 0 | 0 | 0 | 0 | 0 | 0 | 0 | 0 | 121170.8516 | 0 | 0 | 0 | 0 | 0 | 0 | 0 | 0 | 0 | 0
2016-09-01 17:00 | 0 | 0 | 0 | 0 | 0 | 0 | 743510.487 | 577014 | 0 | 0 | 0 | 0 | 198884.1747 | 0 | 0 | 0 | 0 | 0 | 0 | 318992.8256 | 0 | 0 | 0 | 0 | 0 | 0 | 0 | 0 | 0 | 0 | 0 | 0 | 50215.4453 | 0 | 0 | 0 | 0 | 0 | 0 | 0 | 0 | 116281.0417 | 0 | 0 | 0 | 0 | 0 | 0 | 0 | 0 | 0 | 0
2016-09-01 18:00 | 0 | 0 | 0 | 0 | 0 | 0 | 724717.0153 | 588812 | 0 | 0 | 0 | 0 | 128025.2243 | 0 | 0 | 0 | 0 | 0 | 0 | 525756.7913 | 0 | 0 | 0 | 0 | 0 | 0 | 0 | 0 | 0 | 0 | 0 | 0 | -70858.9504 | 0 | 0 | 0 | 0 | 0 | 0 | 0 | 0 | 206763.9657 | 0 | 0 | 0 | 0 | 0 | 0 | 0 | 0 | 0 | 0
2016-09-01 19:00 | 0 | 0 | 0 | 0 | 0 | 0 | 702651.0948 | 595831 | 0 | 0 | 0 | 0 | 198884.1747 | 0 | 0 | 0 | 0 | 0 | 0 | 561717.9357 | 0 | 0 | 0 | 0 | 0 | 0 | 0 | 0 | 0 | 0 | 0 | 0 | 70858.9504 | 0 | 0 | 0 | 0 | 0 | 0 | 0 | 0 | 35961.1444 | 0 | 0 | 0 | 0 | 0 | 0 | 0 | 0 | 0 | 0
2016-09-01 20:00 | 0 | 0 | 0 | 0 | 0 | 0 | 688160.9152 | 599406 | 0 | 0 | 0 | 0 | 198884.1747 | 0 | 0 | 0 | 0 | 0 | 0 | 650472.8509 | 0 | 0 | 0 | 0 | 0 | 0 | 0 | 0 | 0 | 0 | 0 | 0 | 0 | 0 | 0 | 0 | 0 | 0 | 0 | 0 | 0 | 88754.9152 | 0 | 0 | 0 | 0 | 0 | 0 | 0 | 0 | 0 | 0
2016-09-01 21:00 | 0 | 0 | 0 | 0 | 0 | 0 | 662647.0402 | 599573 | 0 | 0 | 0 | 0 | 173255.3465 | 0 | 0 | 0 | 0 | 0 | 0 | 739175.7193 | 0 | 0 | 0 | 0 | 0 | 0 | 0 | 0 | 0 | 0 | 0 | 0 | -25628.8282 | 0 | 0 | 0 | 0 | 0 | 0 | 0 | 0 | 88702.8684 | 0 | 0 | 0 | 0 | 0 | 0 | 0 | 0 | 0 | 0
2016-09-01 22:00 | 0 | 0 | 0 | 0 | 0 | 0 | 616611.8282 | 590983 | 0 | 0 | 0 | 0 | 198884.1747 | 0 | 0 | 0 | 0 | 0 | 0 | 739175.7193 | 0 | 0 | 0 | 0 | 0 | 0 | 0 | 0 | 0 | 0 | 0 | 0 | 25628.8282 | 0 | 0 | 0 | 0 | 0 | 0 | 0 | 0 | 0 | 0 | 0 | 0 | 0 | 0 | 0 | 0 | 0 | 0 | 0
2016-09-01 23:00 | 0 | 0 | 0 | 0 | 0 | 0 | 514889.6874 | 579268 | 0 | 0 | 0 | 0 | 134505.862 | 0 | 0 | 0 | 0 | 0 | 0 | 739175.7193 | 0 | 0 | 0 | 0 | 0 | 0 | 0 | 0 | 0 | 0 | 0 | 0 | -64378.3126 | 0 | 0 | 0 | 0 | 0 | 0 | 0 | 0 | 0 | 0 | 0 | 0 | 0 | 0 | 0 | 0 | 0 | 0 | 0
2016-09-02 | 0 | 0 | 0 | 0 | 0 | 159543.7585 | 340274.2911 | 570677 | 0 | 0 | 0 | 0 | 63646.9116 | 0 | 0 | 0 | 0 | 0 | 0 | 739175.7193 | 0 | 0 | 0 | 0 | 0 | 0 | 0 | 0 | 0 | 0 | 0 | 0 | -70858.9504 | 0 | 0 | 0 | 0 | 0 | 0 | 0 | 0 | 0 | 0 | 0 | 0 | 0 | 0 | 0 | 0 | 0 | 0 | 0
2016-09-02 01:00 | 0 | 0 | 0 | 0 | 0 | 136247.7383 | 88215.8662 | 555203 | 0 | 0 | 0 | 0 | 25157.7346 | 0 | 0 | 0 | 0 | 0 | 0 | 446925.5009 | 0 | 0 | 0 | 0 | 0 | 0 | 0 | 0 | 0 | 0 | 0 | 0 | -38489.177 | 0 | 0 | 0 | 0 | 0 | 0 | 0 | 0 | 0 | 292250.2184 | 0 | 0 | 0 | 0 | 0 | 0 | 0 | 0 | 0
2016-09-02 02:00 | 0 | 0 | 0 | 0 | 0 | 324022.1562 | 23.7263 | 524072 | 0 | 0 | 0 | 0 | 96016.685 | 0 | 0 | 0 | 0 | 0 | 0 | 176040.4331 | 0 | 0 | 0 | 0 | 0 | 0 | 0 | 0 | 0 | 0 | 0 | 0 | 70858.9504 | 0 | 0 | 0 | 0 | 0 | 0 | 0 | 0 | 21365.1506 | 292250.2184 | 0 | 0 | 0 | 0 | 0 | 0 | 0 | 0 | 0
2016-09-02 03:00 | 0 | 0 | 0 | 0 | 0 | 458461.8712 | 0 | 489864 | 0 | 0 | 0 | 0 | 25157.7346 | 0 | 0 | 0 | 0 | 0 | 0 | 215497.2547 | 0 | 0 | 0 | 0 | 0 | 0 | 0 | 0 | 0 | 0 | 0 | 0 | -70858.9504 | 0 | 0 | 0 | 0 | 0 | 0 | 0 | 0 | 331707.04 | 292250.2184 | 0 | 0 | 0 | 0 | 0 | 0 | 0 | 0 | 0
2016-09-02 04:00 | 0 | 0 | 0 | 0 | 0 | 540269.0546 | 0 | 458419 | 0 | 0 | 0 | 0 | 96016.685 | 0 | 0 | 0 | 0 | 0 | 0 | 226488.3589 | 0 | 0 | 0 | 0 | 0 | 0 | 0 | 0 | 0 | 0 | 0 | 0 | 70858.9504 | 0 | 0 | 0 | 0 | 0 | 0 | 0 | 0 | 303241.3226 | 292250.2184 | 0 | 0 | 0 | 0 | 0 | 0 | 0 | 0 | 0
2016-09-02 05:00 | 0 | 0 | 0 | 0 | 0 | 504159.3609 | 0 | 432694 | 0 | 0 | 0 | 0 | 128025.2243 | 0 | 0 | 0 | 0 | 0 | 0 | 265945.1805 | 0 | 0 | 0 | 0 | 0 | 0 | 0 | 0 | 0 | 0 | 0 | 0 | 32008.5393 | 0 | 0 | 0 | 0 | 0 | 0 | 0 | 0 | 331707.04 | 292250.2184 | 0 | 0 | 0 | 0 | 0 | 0 | 0 | 0 | 0
2016-09-02 06:00 | 0 | 0 | 0 | 0 | 0 | 380167.8712 | 0 | 411570 | 0 | 0 | 0 | 0 | 57166.2739 | 0 | 0 | 0 | 0 | 0 | 0 | 305402.0021 | 0 | 0 | 0 | 0 | 0 | 0 | 0 | 0 | 0 | 0 | 0 | 0 | -70858.9504 | 0 | 0 | 0 | 0 | 0 | 0 | 0 | 0 | 331707.04 | 292250.2184 | 0 | 0 | 0 | 0 | 0 | 0 | 0 | 0 | 0
2016-09-02 07:00 | 0 | 0 | 0 | 0 | 0 | 175651.732 | 0 | 397043 | 0 | 0 | 0 | 0 | 128025.2243 | 0 | 0 | 0 | 0 | 0 | 0 | 13151.7837 | 0 | 0 | 0 | 0 | 0 | 0 | 0 | 0 | 0 | 0 | 0 | 0 | 70858.9504 | 0 | 0 | 0 | 0 | 0 | 0 | 0 | 0 | 0 | 292250.2184 | 0 | 0 | 0 | 0 | 0 | 0 | 0 | 0 | 0
2016-09-02 08:00 | 0 | 0 | 0 | 0 | 0 | 448508.1667 | 0 | 390801 | 0 | 0 | 0 | 0 | 198884.1747 | 0 | 0 | 0 | 0 | 0 | 0 | 0 | 0 | 0 | 0 | 0 | 0 | 0 | 0 | 0 | 0 | 0 | 0 | 0 | 70858.9504 | 0 | 0 | 0 | 0 | 0 | 0 | 0 | 0 | 279098.4346 | 292250.2184 | 0 | 0 | 0 | 0 | 0 | 0 | 0 | 0 | 0
2016-09-02 09:00 | 0 | 0 | 0 | 0 | 0 | 426667.9572 | 0 | 395237 | 0 | 0 | 0 | 0 | 190858.3102 | 0 | 0 | 0 | 0 | 0 | 0 | 39456.8216 | 0 | 0 | 0 | 0 | 0 | 0 | 0 | 0 | 0 | 0 | 0 | 0 | -8025.8645 | 0 | 0 | 0 | 0 | 0 | 0 | 0 | 0 | 331707.04 | 292250.2184 | 0 | 0 | 0 | 0 | 0 | 0 | 0 | 0 | 0
2016-09-02 10:00 | 0 | 0 | 0 | 0 | 0 | 379876.8712 | 0 | 411279 | 0 | 0 | 0 | 0 | 119999.3598 | 0 | 0 | 0 | 0 | 0 | 0 | 78913.6432 | 0 | 0 | 0 | 0 | 0 | 0 | 0 | 0 | 0 | 0 | 0 | 0 | -70858.9504 | 0 | 0 | 0 | 0 | 0 | 0 | 0 | 0 | 331707.04 | 292250.2184 | 0 | 0 | 0 | 0 | 0 | 0 | 0 | 0 | 0
2016-09-02 11:00 | 0 | 0 | 0 | 0 | 0 | 362641.8913 | 0 | 429471 | 0 | 0 | 0 | 0 | 49140.4094 | 0 | 0 | 0 | 0 | 0 | 0 | 82943.4849 | 0 | 0 | 0 | 0 | 0 | 0 | 0 | 0 | 0 | 0 | 0 | 0 | -70858.9504 | 0 | 0 | 0 | 0 | 0 | 0 | 0 | 0 | 296280.06 | 292250.2184 | 0 | 0 | 0 | 0 | 0 | 0 | 0 | 0 | 0
2016-09-02 12:00 | 0 | 0 | 0 | 0 | 0 | 335691.7336 | 448.579 | 443622 | 0 | 0 | 0 | 0 | 0 | 0 | 0 | 0 | 0 | 0 | 0 | 24602.2068 | 0 | 0 | 0 | 0 | 0 | 0 | 0 | 0 | 0 | 0 | 0 | 0 | -49140.4094 | 0 | 0 | 0 | 0 | 0 | 0 | 0 | 0 | 233908.9403 | 292250.2184 | 0 | 0 | 0 | 0 | 0 | 0 | 0 | 0 | 0
2016-09-02 13:00 | 0 | 0 | 0 | 0 | 0 | 296929.2235 | 140367.5697 | 461899 | 0 | 0 | 0 | 0 | 0 | 0 | 0 | 0 | 0 | 0 | 0 | 0 | 0 | 0 | 0 | 0 | 0 | 0 | 0 | 0 | 0 | 0 | 0 | 0 | 0 | 0 | 0 | 0 | 0 | 0 | 0 | 0 | 0 | 267648.0116 | 292250.2184 | 0 | 0 | 0 | 0 | 0 | 0 | 0 | 0 | 0
2016-09-02 14:00 | 0 | 0 | 0 | 0 | 0 | 0 | 527029.8939 | 482422 | 0 | 0 | 0 | 0 | 0 | 0 | 0 | 0 | 0 | 0 | 0 | 44607.8939 | 0 | 0 | 0 | 0 | 0 | 0 | 0 | 0 | 0 | 0 | 0 | 0 | 0 | 0 | 0 | 0 | 0 | 0 | 0 | 0 | 0 | 44607.8939 | 0 | 0 | 0 | 0 | 0 | 0 | 0 | 0 | 0 | 0
2016-09-02 15:00 | 0 | 0 | 0 | 0 | 0 | 0 | 697152.8236 | 500856 | 0 | 0 | 0 | 0 | 0 | 0 | 0 | 0 | 0 | 0 | 0 | 240904.7174 | 0 | 0 | 0 | 0 | 0 | 0 | 0 | 0 | 0 | 0 | 0 | 0 | 0 | 0 | 0 | 0 | 0 | 0 | 0 | 0 | 0 | 196296.8236 | 0 | 0 | 0 | 0 | 0 | 0 | 0 | 0 | 0 | 0
2016-09-02 16:00 | 0 | 0 | 0 | 0 | 0 | 0 | 781567.6654 | 516563 | 0 | 0 | 0 | 0 | 70858.9504 | 0 | 0 | 0 | 0 | 0 | 0 | 435050.4324 | 0 | 0 | 0 | 0 | 0 | 0 | 0 | 0 | 0 | 0 | 0 | 0 | 70858.9504 | 0 | 0 | 0 | 0 | 0 | 0 | 0 | 0 | 194145.715 | 0 | 0 | 0 | 0 | 0 | 0 | 0 | 0 | 0 | 0
2016-09-02 17:00 | 0 | 0 | 0 | 0 | 0 | 0 | 774677.5305 | 531791 | 0 | 0 | 0 | 0 | 141717.9008 | 0 | 0 | 0 | 0 | 0 | 0 | 607078.0125 | 0 | 0 | 0 | 0 | 0 | 0 | 0 | 0 | 0 | 0 | 0 | 0 | 70858.9504 | 0 | 0 | 0 | 0 | 0 | 0 | 0 | 0 | 172027.5801 | 0 | 0 | 0 | 0 | 0 | 0 | 0 | 0 | 0 | 0
2016-09-02 18:00 | 0 | 0 | 0 | 0 | 0 | 0 | 750757.8387 | 544019 | 0 | 0 | 0 | 0 | 70858.9504 | 0 | 0 | 0 | 0 | 0 | 0 | 884675.8016 | 0 | 0 | 0 | 0 | 0 | 0 | 0 | 0 | 0 | 0 | 0 | 0 | -70858.9504 | 0 | 0 | 0 | 0 | 0 | 0 | 0 | 0 | 277597.7891 | 0 | 0 | 0 | 0 | 0 | 0 | 0 | 0 | 0 | 0
2016-09-02 19:00 | 0 | 0 | 0 | 0 | 0 | 0 | 728750.8518 | 551969 | 0 | 0 | 0 | 0 | 106137.371 | 0 | 0 | 0 | 0 | 0 | 0 | 1026179.2329 | 0 | 0 | 0 | 0 | 0 | 0 | 0 | 0 | 0 | 0 | 0 | 0 | 35278.4206 | 0 | 0 | 0 | 0 | 0 | 0 | 0 | 0 | 141503.4313 | 0 | 0 | 0 | 0 | 0 | 0 | 0 | 0 | 0 | 0
2016-09-02 20:00 | 0 | 0 | 0 | 0 | 0 | 0 | 720186.806 | 557436 | 0 | 0 | 0 | 0 | 176996.3214 | 0 | 0 | 0 | 0 | 0 | 0 | 1118071.0884 | 0 | 0 | 0 | 0 | 0 | 0 | 0 | 0 | 0 | 0 | 0 | 0 | 70858.9504 | 0 | 0 | 0 | 0 | 0 | 0 | 0 | 0 | 91891.8556 | 0 | 0 | 0 | 0 | 0 | 0 | 0 | 0 | 0 | 0
2016-09-02 21:00 | 0 | 0 | 0 | 0 | 0 | 0 | 702342.7269 | 558648 | 0 | 0 | 0 | 0 | 106137.371 | 0 | 0 | 0 | 0 | 0 | 0 | 1332624.7658 | 0 | 0 | 0 | 0 | 0 | 0 | 0 | 0 | 0 | 0 | 0 | 0 | -70858.9504 | 0 | 0 | 0 | 0 | 0 | 0 | 0 | 0 | 214553.6773 | 0 | 0 | 0 | 0 | 0 | 0 | 0 | 0 | 0 | 0
2016-09-02 22:00 | 0 | 0 | 0 | 0 | 0 | 0 | 658442.9746 | 549446 | 0 | 0 | 0 | 0 | 176996.3214 | 0 | 0 | 0 | 0 | 0 | 0 | 1370762.7899 | 0 | 0 | 0 | 0 | 0 | 0 | 0 | 0 | 0 | 0 | 0 | 0 | 70858.9504 | 0 | 0 | 0 | 0 | 0 | 0 | 0 | 0 | 38138.0242 | 0 | 0 | 0 | 0 | 0 | 0 | 0 | 0 | 0 | 0
2016-09-02 23:00 | 0 | 0 | 0 | 0 | 0 | 0 | 557717.8533 | 535830 | 0 | 0 | 0 | 0 | 198884.1747 | 0 | 0 | 0 | 0 | 0 | 0 | 1370762.7899 | 0 | 0 | 0 | 0 | 0 | 0 | 0 | 0 | 0 | 0 | 0 | 0 | 21887.8533 | 0 | 0 | 0 | 0 | 0 | 0 | 0 | 0 | 0 | 0 | 0 | 0 | 0 | 0 | 0 | 0 | 0 | 0 | 0
2016-09-03 | 0 | 0 | 0 | 0 | 0 | 0 | 381489.4072 | 525082 | 0 | 0 | 0 | 0 | 128025.2243 | 0 | 0 | 0 | 0 | 0 | 0 | 1298029.1476 | 0 | 0 | 0 | 0 | 0 | 0 | 0 | 0 | 0 | 0 | 0 | 0 | -70858.9504 | 0 | 0 | 0 | 0 | 0 | 0 | 0 | 0 | 219516.576 | 292250.2184 | 0 | 0 | 0 | 0 | 0 | 0 | 0 | 0 | 0
2016-09-03 01:00 | 0 | 0 | 0 | 0 | 0 | 335769.4008 | 80429.9005 | 509780 | 0 | 0 | 0 | 0 | 57166.2739 | 0 | 0 | 0 | 0 | 0 | 0 | 1275307.3993 | 0 | 0 | 0 | 0 | 0 | 0 | 0 | 0 | 0 | 0 | 0 | 0 | -70858.9504 | 0 | 0 | 0 | 0 | 0 | 0 | 0 | 0 | 269528.4701 | 292250.2184 | 0 | 0 | 0 | 0 | 0 | 0 | 0 | 0 | 0
2016-09-03 02:00 | 0 | 0 | 0 | 0 | 0 | 594910.5939 | 12.1781 | 484607 | 0 | 0 | 0 | 0 | 128025.2243 | 0 | 0 | 0 | 0 | 0 | 0 | 1314764.2209 | 0 | 0 | 0 | 0 | 0 | 0 | 0 | 0 | 0 | 0 | 0 | 0 | 70858.9504 | 0 | 0 | 0 | 0 | 0 | 0 | 0 | 0 | 331707.04 | 292250.2184 | 0 | 0 | 0 | 0 | 0 | 0 | 0 | 0 | 0
2016-09-03 03:00 | 0 | 0 | 0 | 0 | 0 | 565714.772 | 0 | 455399 | 0 | 0 | 0 | 0 | 198884.1747 | 0 | 0 | 0 | 0 | 0 | 0 | 1354221.0425 | 0 | 0 | 0 | 0 | 0 | 0 | 0 | 0 | 0 | 0 | 0 | 0 | 70858.9504 | 0 | 0 | 0 | 0 | 0 | 0 | 0 | 0 | 331707.04 | 292250.2184 | 0 | 0 | 0 | 0 | 0 | 0 | 0 | 0 | 0
2016-09-03 04:00 | 0 | 0 | 0 | 0 | 0 | 65300.8312 | 0 | 428410 | 0 | 0 | 0 | 0 | 128025.2243 | 0 | 0 | 0 | 0 | 0 | 0 | 1061970.8241 | 0 | 0 | 0 | 0 | 0 | 0 | 0 | 0 | 0 | 0 | 0 | 0 | -70858.9504 | 0 | 0 | 0 | 0 | 0 | 0 | 0 | 0 | 0 | 292250.2184 | 0 | 0 | 0 | 0 | 0 | 0 | 0 | 0 | 0
2016-09-03 05:00 | 0 | 0 | 0 | 0 | 0 | 515854.772 | 0 | 405539 | 0 | 0 | 0 | 0 | 198884.1747 | 0 | 0 | 0 | 0 | 0 | 0 | 1101427.6457 | 0 | 0 | 0 | 0 | 0 | 0 | 0 | 0 | 0 | 0 | 0 | 0 | 70858.9504 | 0 | 0 | 0 | 0 | 0 | 0 | 0 | 0 | 331707.04 | 292250.2184 | 0 | 0 | 0 | 0 | 0 | 0 | 0 | 0 | 0
2016-09-03 06:00 | 0 | 0 | 0 | 0 | 0 | 426063.8216 | 0 | 386607 | 0 | 0 | 0 | 0 | 198884.1747 | 0 | 0 | 0 | 0 | 0 | 0 | 1140884.4673 | 0 | 0 | 0 | 0 | 0 | 0 | 0 | 0 | 0 | 0 | 0 | 0 | 0 | 0 | 0 | 0 | 0 | 0 | 0 | 0 | 0 | 331707.04 | 292250.2184 | 0 | 0 | 0 | 0 | 0 | 0 | 0 | 0 | 0
2016-09-03 07:00 | 0 | 0 | 0 | 0 | 0 | 341138.8712 | 0 | 372541 | 0 | 0 | 0 | 0 | 128025.2243 | 0 | 0 | 0 | 0 | 0 | 0 | 1180341.289 | 0 | 0 | 0 | 0 | 0 | 0 | 0 | 0 | 0 | 0 | 0 | 0 | -70858.9504 | 0 | 0 | 0 | 0 | 0 | 0 | 0 | 0 | 331707.04 | 292250.2184 | 0 | 0 | 0 | 0 | 0 | 0 | 0 | 0 | 0
2016-09-03 08:00 | 0 | 0 | 0 | 0 | 0 | 14078.5077 | 0 | 363495 | 0 | 0 | 0 | 0 | 70858.9504 | 0 | 0 | 0 | 0 | 0 | 0 | 888091.0706 | 0 | 0 | 0 | 0 | 0 | 0 | 0 | 0 | 0 | 0 | 0 | 0 | -57166.2739 | 0 | 0 | 0 | 0 | 0 | 0 | 0 | 0 | 0 | 292250.2184 | 0 | 0 | 0 | 0 | 0 | 0 | 0 | 0 | 0
2016-09-03 09:00 | 0 | 0 | 0 | 0 | 0 | 0 | 0 | 359961 | 0 | 0 | 0 | 0 | 0 | 0 | 0 | 0 | 0 | 0 | 0 | 598989.021 | 0 | 0 | 0 | 0 | 0 | 0 | 0 | 0 | 0 | 0 | 0 | 0 | -70858.9504 | 0 | 0 | 0 | 0 | 0 | 0 | 0 | 0 | 3148.1688 | 292250.2184 | 0 | 0 | 0 | 0 | 0 | 0 | 0 | 0 | 0
2016-09-03 10:00 | 0 | 0 | 0 | 0 | 0 | 141086.732 | 0 | 362478 | 0 | 0 | 0 | 0 | 70858.9504 | 0 | 0 | 0 | 0 | 0 | 0 | 306738.8026 | 0 | 0 | 0 | 0 | 0 | 0 | 0 | 0 | 0 | 0 | 0 | 0 | 70858.9504 | 0 | 0 | 0 | 0 | 0 | 0 | 0 | 0 | 0 | 292250.2184 | 0 | 0 | 0 | 0 | 0 | 0 | 0 | 0 | 0
2016-09-03 11:00 | 0 | 0 | 0 | 0 | 0 | 2365.8312 | 0 | 365475 | 0 | 0 | 0 | 0 | 0 | 0 | 0 | 0 | 0 | 0 | 0 | 14488.5842 | 0 | 0 | 0 | 0 | 0 | 0 | 0 | 0 | 0 | 0 | 0 | 0 | -70858.9504 | 0 | 0 | 0 | 0 | 0 | 0 | 0 | 0 | 0 | 292250.2184 | 0 | 0 | 0 | 0 | 0 | 0 | 0 | 0 | 0
2016-09-03 12:00 | 0 | 0 | 0 | 0 | 0 | 363390.5233 | 282.8925 | 378162 | 0 | 0 | 0 | 0 | 0 | 0 | 0 | 0 | 0 | 0 | 0 | 0 | 0 | 0 | 0 | 0 | 0 | 0 | 0 | 0 | 0 | 0 | 0 | 0 | 0 | 0 | 0 | 0 | 0 | 0 | 0 | 0 | 0 | 277761.6342 | 292250.2184 | 0 | 0 | 0 | 0 | 0 | 0 | 0 | 0 | 0
2016-09-03 13:00 | 0 | 0 | 0 | 0 | 0 | 248847.5364 | 150099.4636 | 398947 | 0 | 0 | 0 | 0 | 0 | 0 | 0 | 0 | 0 | 0 | 0 | 0 | 0 | 0 | 0 | 0 | 0 | 0 | 0 | 0 | 0 | 0 | 0 | 0 | 0 | 0 | 0 | 0 | 0 | 0 | 0 | 0 | 0 | 292250.2184 | 292250.2184 | 0 | 0 | 0 | 0 | 0 | 0 | 0 | 0 | 0
2016-09-03 14:00 | 0 | 0 | 0 | 0 | 0 | 0 | 488114.4635 | 422857 | 0 | 0 | 0 | 0 | 0 | 0 | 0 | 0 | 0 | 0 | 0 | 65257.4635 | 0 | 0 | 0 | 0 | 0 | 0 | 0 | 0 | 0 | 0 | 0 | 0 | 0 | 0 | 0 | 0 | 0 | 0 | 0 | 0 | 0 | 65257.4635 | 0 | 0 | 0 | 0 | 0 | 0 | 0 | 0 | 0 | 0
2016-09-03 15:00 | 0 | 0 | 0 | 0 | 0 | 0 | 688986.3314 | 445178 | 0 | 0 | 0 | 0 | 0 | 0 | 0 | 0 | 0 | 0 | 0 | 309065.7949 | 0 | 0 | 0 | 0 | 0 | 0 | 0 | 0 | 0 | 0 | 0 | 0 | 0 | 0 | 0 | 0 | 0 | 0 | 0 | 0 | 0 | 243808.3314 | 0 | 0 | 0 | 0 | 0 | 0 | 0 | 0 | 0 | 0
2016-09-03 16:00 | 0 | 0 | 0 | 0 | 0 | 0 | 749352.9623 | 465906 | 0 | 0 | 0 | 0 | 0 | 0 | 0 | 0 | 0 | 0 | 0 | 592512.7572 | 0 | 0 | 0 | 0 | 0 | 0 | 0 | 0 | 0 | 0 | 0 | 0 | 0 | 0 | 0 | 0 | 0 | 0 | 0 | 0 | 0 | 283446.9623 | 0 | 0 | 0 | 0 | 0 | 0 | 0 | 0 | 0 | 0
2016-09-03 17:00 | 0 | 0 | 0 | 0 | 0 | 0 | 751996.6107 | 482753 | 0 | 0 | 0 | 0 | 70858.9504 | 0 | 0 | 0 | 0 | 0 | 0 | 790897.4175 | 0 | 0 | 0 | 0 | 0 | 0 | 0 | 0 | 0 | 0 | 0 | 0 | 70858.9504 | 0 | 0 | 0 | 0 | 0 | 0 | 0 | 0 | 198384.6603 | 0 | 0 | 0 | 0 | 0 | 0 | 0 | 0 | 0 | 0
2016-09-03 18:00 | 0 | 0 | 0 | 0 | 0 | 0 | 743933.0048 | 496541 | 0 | 0 | 0 | 0 | 141717.9008 | 0 | 0 | 0 | 0 | 0 | 0 | 967430.4719 | 0 | 0 | 0 | 0 | 0 | 0 | 0 | 0 | 0 | 0 | 0 | 0 | 70858.9504 | 0 | 0 | 0 | 0 | 0 | 0 | 0 | 0 | 176533.0544 | 0 | 0 | 0 | 0 | 0 | 0 | 0 | 0 | 0 | 0
2016-09-03 19:00 | 0 | 0 | 0 | 0 | 0 | 0 | 734033.0863 | 507892 | 0 | 0 | 0 | 0 | 128025.2243 | 0 | 0 | 0 | 0 | 0 | 0 | 1207264.2348 | 0 | 0 | 0 | 0 | 0 | 0 | 0 | 0 | 0 | 0 | 0 | 0 | -13692.6765 | 0 | 0 | 0 | 0 | 0 | 0 | 0 | 0 | 239833.7629 | 0 | 0 | 0 | 0 | 0 | 0 | 0 | 0 | 0 | 0
2016-09-03 20:00 | 0 | 0 | 0 | 0 | 0 | 0 | 731629.2577 | 516890 | 0 | 0 | 0 | 0 | 198884.1747 | 0 | 0 | 0 | 0 | 0 | 0 | 1351144.542 | 0 | 0 | 0 | 0 | 0 | 0 | 0 | 0 | 0 | 0 | 0 | 0 | 70858.9504 | 0 | 0 | 0 | 0 | 0 | 0 | 0 | 0 | 143880.3073 | 0 | 0 | 0 | 0 | 0 | 0 | 0 | 0 | 0 | 0
2016-09-03 21:00 | 0 | 0 | 0 | 0 | 0 | 0 | 720222.1309 | 521120 | 0 | 0 | 0 | 0 | 128025.2243 | 0 | 0 | 0 | 0 | 0 | 0 | 1621105.6234 | 0 | 0 | 0 | 0 | 0 | 0 | 0 | 0 | 0 | 0 | 0 | 0 | -70858.9504 | 0 | 0 | 0 | 0 | 0 | 0 | 0 | 0 | 269961.0813 | 0 | 0 | 0 | 0 | 0 | 0 | 0 | 0 | 0 | 0
2016-09-03 22:00 | 0 | 0 | 0 | 0 | 0 | 0 | 679701.9162 | 517258 | 0 | 0 | 0 | 0 | 128025.2243 | 0 | 0 | 0 | 0 | 0 | 0 | 1783549.5395 | 0 | 0 | 0 | 0 | 0 | 0 | 0 | 0 | 0 | 0 | 0 | 0 | 0 | 0 | 0 | 0 | 0 | 0 | 0 | 0 | 0 | 162443.9162 | 0 | 0 | 0 | 0 | 0 | 0 | 0 | 0 | 0 | 0
2016-09-03 23:00 | 0 | 0 | 0 | 0 | 0 | 0 | 579042.2198 | 507028 | 0 | 0 | 0 | 0 | 198884.1747 | 0 | 0 | 0 | 0 | 0 | 0 | 1784704.8089 | 0 | 0 | 0 | 0 | 0 | 0 | 0 | 0 | 0 | 0 | 0 | 0 | 70858.9504 | 0 | 0 | 0 | 0 | 0 | 0 | 0 | 0 | 1155.2694 | 0 | 0 | 0 | 0 | 0 | 0 | 0 | 0 | 0 | 0
2016-09-04 | 0 | 0 | 0 | 0 | 0 | 154889.6792 | 381891.1424 | 497324 | 0 | 0 | 0 | 0 | 198884.1747 | 0 | 0 | 0 | 0 | 0 | 0 | 1824161.6305 | 0 | 0 | 0 | 0 | 0 | 0 | 0 | 0 | 0 | 0 | 0 | 0 | 0 | 0 | 0 | 0 | 0 | 0 | 0 | 0 | 0 | 331707.04 | 292250.2184 | 0 | 0 | 0 | 0 | 0 | 0 | 0 | 0 | 0
2016-09-04 01:00 | 0 | 0 | 0 | 0 | 0 | 117968.2284 | 72890.5532 | 483109 | 0 | 0 | 0 | 0 | 198884.1747 | 0 | 0 | 0 | 0 | 0 | 0 | 1531911.4121 | 0 | 0 | 0 | 0 | 0 | 0 | 0 | 0 | 0 | 0 | 0 | 0 | 0 | 0 | 0 | 0 | 0 | 0 | 0 | 0 | 0 | 0 | 292250.2184 | 0 | 0 | 0 | 0 | 0 | 0 | 0 | 0 | 0
2016-09-04 02:00 | 0 | 0 | 0 | 0 | 0 | 97653.5979 | 11.2333 | 460774 | 0 | 0 | 0 | 0 | 128025.2243 | 0 | 0 | 0 | 0 | 0 | 0 | 1239661.1937 | 0 | 0 | 0 | 0 | 0 | 0 | 0 | 0 | 0 | 0 | 0 | 0 | -70858.9504 | 0 | 0 | 0 | 0 | 0 | 0 | 0 | 0 | 0 | 292250.2184 | 0 | 0 | 0 | 0 | 0 | 0 | 0 | 0 | 0
2016-09-04 03:00 | 0 | 0 | 0 | 0 | 0 | 545636.772 | 0 | 435321 | 0 | 0 | 0 | 0 | 198884.1747 | 0 | 0 | 0 | 0 | 0 | 0 | 1279118.0153 | 0 | 0 | 0 | 0 | 0 | 0 | 0 | 0 | 0 | 0 | 0 | 0 | 70858.9504 | 0 | 0 | 0 | 0 | 0 | 0 | 0 | 0 | 331707.04 | 292250.2184 | 0 | 0 | 0 | 0 | 0 | 0 | 0 | 0 | 0
2016-09-04 04:00 | 0 | 0 | 0 | 0 | 0 | 47748.8312 | 0 | 410858 | 0 | 0 | 0 | 0 | 128025.2243 | 0 | 0 | 0 | 0 | 0 | 0 | 986867.797 | 0 | 0 | 0 | 0 | 0 | 0 | 0 | 0 | 0 | 0 | 0 | 0 | -70858.9504 | 0 | 0 | 0 | 0 | 0 | 0 | 0 | 0 | 0 | 292250.2184 | 0 | 0 | 0 | 0 | 0 | 0 | 0 | 0 | 0
2016-09-04 05:00 | 0 | 0 | 0 | 0 | 0 | 499594.772 | 0 | 389279 | 0 | 0 | 0 | 0 | 198884.1747 | 0 | 0 | 0 | 0 | 0 | 0 | 1026324.6186 | 0 | 0 | 0 | 0 | 0 | 0 | 0 | 0 | 0 | 0 | 0 | 0 | 70858.9504 | 0 | 0 | 0 | 0 | 0 | 0 | 0 | 0 | 331707.04 | 292250.2184 | 0 | 0 | 0 | 0 | 0 | 0 | 0 | 0 | 0
2016-09-04 06:00 | 0 | 0 | 0 | 0 | 0 | 187978.3716 | 0 | 372139 | 0 | 0 | 0 | 0 | 198884.1747 | 0 | 0 | 0 | 0 | 0 | 0 | 842163.9901 | 0 | 0 | 0 | 0 | 0 | 0 | 0 | 0 | 0 | 0 | 0 | 0 | 0 | 0 | 0 | 0 | 0 | 0 | 0 | 0 | 0 | 108089.5899 | 292250.2184 | 0 | 0 | 0 | 0 | 0 | 0 | 0 | 0 | 0
2016-09-04 07:00 | 0 | 0 | 0 | 0 | 0 | 0 | 0 | 359705 | 0 | 0 | 0 | 0 | 128025.2243 | 0 | 0 | 0 | 0 | 0 | 0 | 553317.9405 | 0 | 0 | 0 | 0 | 0 | 0 | 0 | 0 | 0 | 0 | 0 | 0 | -70858.9504 | 0 | 0 | 0 | 0 | 0 | 0 | 0 | 0 | 3404.1688 | 292250.2184 | 0 | 0 | 0 | 0 | 0 | 0 | 0 | 0 | 0
2016-09-04 08:00 | 0 | 0 | 0 | 0 | 0 | 437529.7856 | 0 | 352011 | 0 | 0 | 0 | 0 | 198884.1747 | 0 | 0 | 0 | 0 | 0 | 0 | 567977.7757 | 0 | 0 | 0 | 0 | 0 | 0 | 0 | 0 | 0 | 0 | 0 | 0 | 70858.9504 | 0 | 0 | 0 | 0 | 0 | 0 | 0 | 0 | 306910.0536 | 292250.2184 | 0 | 0 | 0 | 0 | 0 | 0 | 0 | 0 | 0
2016-09-04 09:00 | 0 | 0 | 0 | 0 | 0 | 0 | 0 | 348343 | 0 | 0 | 0 | 0 | 141717.9008 | 0 | 0 | 0 | 0 | 0 | 0 | 276801.0496 | 0 | 0 | 0 | 0 | 0 | 0 | 0 | 0 | 0 | 0 | 0 | 0 | -57166.2739 | 0 | 0 | 0 | 0 | 0 | 0 | 0 | 0 | 1073.4923 | 292250.2184 | 0 | 0 | 0 | 0 | 0 | 0 | 0 | 0 | 0
2016-09-04 10:00 | 0 | 0 | 0 | 0 | 0 | 0 | 0 | 347660 | 0 | 0 | 0 | 0 | 70858.9504 | 0 | 0 | 0 | 0 | 0 | 0 | 0 | 0 | 0 | 0 | 0 | 0 | 0 | 0 | 0 | 0 | 0 | 0 | 0 | -70858.9504 | 0 | 0 | 0 | 0 | 0 | 0 | 0 | 0 | 15449.1688 | 292250.2184 | 0 | 0 | 0 | 0 | 0 | 0 | 0 | 0 | 0
2016-09-04 11:00 | 0 | 0 | 0 | 0 | 0 | 279545.0496 | 0 | 350404 | 0 | 0 | 0 | 0 | 0 | 0 | 0 | 0 | 0 | 0 | 0 | 0 | 0 | 0 | 0 | 0 | 0 | 0 | 0 | 0 | 0 | 0 | 0 | 0 | -70858.9504 | 0 | 0 | 0 | 0 | 0 | 0 | 0 | 0 | 292250.2184 | 292250.2184 | 0 | 0 | 0 | 0 | 0 | 0 | 0 | 0 | 0
2016-09-04 12:00 | 0 | 0 | 0 | 0 | 0 | 366917.9672 | 196.1475 | 362722 | 0 | 0 | 0 | 0 | 0 | 0 | 0 | 0 | 0 | 0 | 0 | 4392.1147 | 0 | 0 | 0 | 0 | 0 | 0 | 0 | 0 | 0 | 0 | 0 | 0 | 0 | 0 | 0 | 0 | 0 | 0 | 0 | 0 | 0 | 296642.3331 | 292250.2184 | 0 | 0 | 0 | 0 | 0 | 0 | 0 | 0 | 0
2016-09-04 13:00 | 0 | 0 | 0 | 0 | 0 | 285867.4541 | 166205.3816 | 385606 | 0 | 0 | 0 | 0 | 70858.9504 | 0 | 0 | 0 | 0 | 0 | 0 | 0 | 0 | 0 | 0 | 0 | 0 | 0 | 0 | 0 | 0 | 0 | 0 | 0 | 70858.9504 | 0 | 0 | 0 | 0 | 0 | 0 | 0 | 0 | 287858.1037 | 292250.2184 | 0 | 0 | 0 | 0 | 0 | 0 | 0 | 0 | 0
2016-09-04 14:00 | 0 | 0 | 0 | 0 | 0 | 0 | 555330.8094 | 411518 | 0 | 0 | 0 | 0 | 0 | 0 | 0 | 0 | 0 | 0 | 0 | 214671.7598 | 0 | 0 | 0 | 0 | 0 | 0 | 0 | 0 | 0 | 0 | 0 | 0 | -70858.9504 | 0 | 0 | 0 | 0 | 0 | 0 | 0 | 0 | 214671.7598 | 0 | 0 | 0 | 0 | 0 | 0 | 0 | 0 | 0 | 0
2016-09-04 15:00 | 0 | 0 | 0 | 0 | 0 | 63239.3999 | 776300.5905 | 436974 | 0 | 0 | 0 | 0 | 70858.9504 | 0 | 0 | 0 | 0 | 0 | 0 | 546378.7998 | 0 | 0 | 0 | 0 | 0 | 0 | 0 | 0 | 0 | 0 | 0 | 0 | 70858.9504 | 0 | 0 | 0 | 0 | 0 | 0 | 0 | 0 | 331707.04 | 0 | 0 | 0 | 0 | 0 | 0 | 0 | 0 | 0 | 0
2016-09-04 16:00 | 0 | 0 | 0 | 0 | 0 | 50276.7364 | 814140.254 | 461851 | 0 | 0 | 0 | 0 | 141717.9008 | 0 | 0 | 0 | 0 | 0 | 0 | 878085.8398 | 0 | 0 | 0 | 0 | 0 | 0 | 0 | 0 | 0 | 0 | 0 | 0 | 70858.9504 | 0 | 0 | 0 | 0 | 0 | 0 | 0 | 0 | 331707.04 | 0 | 0 | 0 | 0 | 0 | 0 | 0 | 0 | 0 | 0
2016-09-04 17:00 | 0 | 0 | 0 | 0 | 0 | 0 | 819401.3763 | 483097 | 0 | 0 | 0 | 0 | 198884.1747 | 0 | 0 | 0 | 0 | 0 | 0 | 1157223.9423 | 0 | 0 | 0 | 0 | 0 | 0 | 0 | 0 | 0 | 0 | 0 | 0 | 57166.2739 | 0 | 0 | 0 | 0 | 0 | 0 | 0 | 0 | 279138.1024 | 0 | 0 | 0 | 0 | 0 | 0 | 0 | 0 | 0 | 0
2016-09-04 18:00 | 0 | 0 | 0 | 0 | 0 | 0 | 813006.3912 | 499644 | 0 | 0 | 0 | 0 | 198884.1747 | 0 | 0 | 0 | 0 | 0 | 0 | 1470586.3335 | 0 | 0 | 0 | 0 | 0 | 0 | 0 | 0 | 0 | 0 | 0 | 0 | 0 | 0 | 0 | 0 | 0 | 0 | 0 | 0 | 0 | 313362.3912 | 0 | 0 | 0 | 0 | 0 | 0 | 0 | 0 | 0 | 0
2016-09-04 19:00 | 0 | 0 | 0 | 0 | 0 | 0 | 805278.5403 | 512563 | 0 | 0 | 0 | 0 | 198884.1747 | 0 | 0 | 0 | 0 | 0 | 0 | 1763301.8738 | 0 | 0 | 0 | 0 | 0 | 0 | 0 | 0 | 0 | 0 | 0 | 0 | 0 | 0 | 0 | 0 | 0 | 0 | 0 | 0 | 0 | 292715.5403 | 0 | 0 | 0 | 0 | 0 | 0 | 0 | 0 | 0 | 0
2016-09-04 20:00 | 0 | 0 | 0 | 0 | 0 | 45919.2765 | 807813.7635 | 522026 | 0 | 0 | 0 | 0 | 198884.1747 | 0 | 0 | 0 | 0 | 0 | 0 | 2095008.9138 | 0 | 0 | 0 | 0 | 0 | 0 | 0 | 0 | 0 | 0 | 0 | 0 | 0 | 0 | 0 | 0 | 0 | 0 | 0 | 0 | 0 | 331707.04 | 0 | 0 | 0 | 0 | 0 | 0 | 0 | 0 | 0 | 0
2016-09-04 21:00 | 0 | 0 | 0 | 0 | 0 | 0 | 808456.0764 | 526330 | 0 | 0 | 0 | 0 | 149303.2111 | 0 | 0 | 0 | 0 | 0 | 0 | 2426715.9537 | 0 | 0 | 0 | 0 | 0 | 0 | 0 | 0 | 0 | 0 | 0 | 0 | -49580.9636 | 0 | 0 | 0 | 0 | 0 | 0 | 0 | 0 | 331707.04 | 0 | 0 | 0 | 0 | 0 | 0 | 0 | 0 | 0 | 0
2016-09-04 22:00 | 0 | 0 | 0 | 0 | 0 | 52388.2809 | 777383.6905 | 521745 | 0 | 0 | 0 | 0 | 125623.1425 | 0 | 0 | 0 | 0 | 0 | 0 | 2758422.9937 | 0 | 0 | 0 | 0 | 0 | 0 | 0 | 0 | 0 | 0 | 0 | 0 | -23680.0686 | 0 | 0 | 0 | 0 | 0 | 0 | 0 | 0 | 331707.04 | 0 | 0 | 0 | 0 | 0 | 0 | 0 | 0 | 0 | 0
2016-09-04 23:00 | 0 | 0 | 0 | 0 | 0 | 0 | 669712.4917 | 509010 | 0 | 0 | 0 | 0 | 54764.1921 | 0 | 0 | 0 | 0 | 0 | 0 | 2989984.4358 | 0 | 0 | 0 | 0 | 0 | 0 | 0 | 0 | 0 | 0 | 0 | 0 | -70858.9504 | 0 | 0 | 0 | 0 | 0 | 0 | 0 | 0 | 231561.4421 | 0 | 0 | 0 | 0 | 0 | 0 | 0 | 0 | 0 | 0
2016-09-05 | 0 | 0 | 0 | 0 | 0 | 0 | 444941.8079 | 499706 | 0 | 0 | 0 | 0 | 0 | 0 | 0 | 0 | 0 | 0 | 0 | 2989984.4358 | 0 | 0 | 0 | 0 | 0 | 0 | 0 | 0 | 0 | 0 | 0 | 0 | -54764.1921 | 0 | 0 | 0 | 0 | 0 | 0 | 0 | 0 | 0 | 0 | 0 | 0 | 0 | 0 | 0 | 0 | 0 | 0 | 0
2016-09-05 01:00 | 0 | 0 | 0 | 0 | 0 | 184481.0677 | 79622.6643 | 485495 | 0 | 0 | 0 | 0 | 70858.9504 | 0 | 0 | 0 | 0 | 0 | 0 | 2697734.2174 | 0 | 0 | 0 | 0 | 0 | 0 | 0 | 0 | 0 | 0 | 0 | 0 | 70858.9504 | 0 | 0 | 0 | 0 | 0 | 0 | 0 | 0 | 0 | 292250.2184 | 0 | 0 | 0 | 0 | 0 | 0 | 0 | 0 | 0
2016-09-05 02:00 | 0 | 0 | 0 | 0 | 0 | 431321.3283 | 13.5429 | 462737 | 0 | 0 | 0 | 0 | 0 | 0 | 0 | 0 | 0 | 0 | 0 | 2737191.0391 | 0 | 0 | 0 | 0 | 0 | 0 | 0 | 0 | 0 | 0 | 0 | 0 | -70858.9504 | 0 | 0 | 0 | 0 | 0 | 0 | 0 | 0 | 331707.04 | 292250.2184 | 0 | 0 | 0 | 0 | 0 | 0 | 0 | 0 | 0
2016-09-05 03:00 | 0 | 0 | 0 | 0 | 0 | 547404.772 | 0 | 437089 | 0 | 0 | 0 | 0 | 70858.9504 | 0 | 0 | 0 | 0 | 0 | 0 | 2776647.8607 | 0 | 0 | 0 | 0 | 0 | 0 | 0 | 0 | 0 | 0 | 0 | 0 | 70858.9504 | 0 | 0 | 0 | 0 | 0 | 0 | 0 | 0 | 331707.04 | 292250.2184 | 0 | 0 | 0 | 0 | 0 | 0 | 0 | 0 | 0
2016-09-05 04:00 | 0 | 0 | 0 | 0 | 0 | 189503.5632 | 0 | 412375 | 0 | 0 | 0 | 0 | 140237.732 | 0 | 0 | 0 | 0 | 0 | 0 | 2484397.6423 | 0 | 0 | 0 | 0 | 0 | 0 | 0 | 0 | 0 | 0 | 0 | 0 | 69378.7816 | 0 | 0 | 0 | 0 | 0 | 0 | 0 | 0 | 0 | 292250.2184 | 0 | 0 | 0 | 0 | 0 | 0 | 0 | 0 | 0
2016-09-05 05:00 | 0 | 0 | 0 | 0 | 0 | 358507.8712 | 0 | 389910 | 0 | 0 | 0 | 0 | 69378.7816 | 0 | 0 | 0 | 0 | 0 | 0 | 2523854.4639 | 0 | 0 | 0 | 0 | 0 | 0 | 0 | 0 | 0 | 0 | 0 | 0 | -70858.9504 | 0 | 0 | 0 | 0 | 0 | 0 | 0 | 0 | 331707.04 | 292250.2184 | 0 | 0 | 0 | 0 | 0 | 0 | 0 | 0 | 0
2016-09-05 06:00 | 0 | 0 | 0 | 0 | 0 | 151981.732 | 0 | 373373 | 0 | 0 | 0 | 0 | 140237.732 | 0 | 0 | 0 | 0 | 0 | 0 | 2231604.2455 | 0 | 0 | 0 | 0 | 0 | 0 | 0 | 0 | 0 | 0 | 0 | 0 | 70858.9504 | 0 | 0 | 0 | 0 | 0 | 0 | 0 | 0 | 0 | 292250.2184 | 0 | 0 | 0 | 0 | 0 | 0 | 0 | 0 | 0
2016-09-05 07:00 | 0 | 0 | 0 | 0 | 0 | 0 | 0 | 361629 | 0 | 0 | 0 | 0 | 70858.9504 | 0 | 0 | 0 | 0 | 0 | 0 | 1939354.0271 | 0 | 0 | 0 | 0 | 0 | 0 | 0 | 0 | 0 | 0 | 0 | 0 | -69378.7816 | 0 | 0 | 0 | 0 | 0 | 0 | 0 | 0 | 0 | 292250.2184 | 0 | 0 | 0 | 0 | 0 | 0 | 0 | 0 | 0
2016-09-05 08:00 | 0 | 0 | 0 | 0 | 0 | 323498.8712 | 0 | 354901 | 0 | 0 | 0 | 0 | 0 | 0 | 0 | 0 | 0 | 0 | 0 | 1978810.8487 | 0 | 0 | 0 | 0 | 0 | 0 | 0 | 0 | 0 | 0 | 0 | 0 | -70858.9504 | 0 | 0 | 0 | 0 | 0 | 0 | 0 | 0 | 331707.04 | 292250.2184 | 0 | 0 | 0 | 0 | 0 | 0 | 0 | 0 | 0
2016-09-05 09:00 | 0 | 0 | 0 | 0 | 0 | 463512.772 | 0 | 353197 | 0 | 0 | 0 | 0 | 70858.9504 | 0 | 0 | 0 | 0 | 0 | 0 | 2018267.6703 | 0 | 0 | 0 | 0 | 0 | 0 | 0 | 0 | 0 | 0 | 0 | 0 | 70858.9504 | 0 | 0 | 0 | 0 | 0 | 0 | 0 | 0 | 331707.04 | 292250.2184 | 0 | 0 | 0 | 0 | 0 | 0 | 0 | 0 | 0
2016-09-05 10:00 | 0 | 0 | 0 | 0 | 0 | 135221.732 | 0 | 356613 | 0 | 0 | 0 | 0 | 141717.9008 | 0 | 0 | 0 | 0 | 0 | 0 | 1726017.452 | 0 | 0 | 0 | 0 | 0 | 0 | 0 | 0 | 0 | 0 | 0 | 0 | 70858.9504 | 0 | 0 | 0 | 0 | 0 | 0 | 0 | 0 | 0 | 292250.2184 | 0 | 0 | 0 | 0 | 0 | 0 | 0 | 0 | 0
2016-09-05 11:00 | 0 | 0 | 0 | 0 | 0 | 0 | 0 | 359505 | 0 | 0 | 0 | 0 | 70858.9504 | 0 | 0 | 0 | 0 | 0 | 0 | 1437371.4024 | 0 | 0 | 0 | 0 | 0 | 0 | 0 | 0 | 0 | 0 | 0 | 0 | -70858.9504 | 0 | 0 | 0 | 0 | 0 | 0 | 0 | 0 | 3604.1688 | 292250.2184 | 0 | 0 | 0 | 0 | 0 | 0 | 0 | 0 | 0
2016-09-05 12:00 | 0 | 0 | 0 | 0 | 0 | 340101.7749 | 152.0963 | 371656 | 0 | 0 | 0 | 0 | 0 | 0 | 0 | 0 | 0 | 0 | 0 | 1476828.224 | 0 | 0 | 0 | 0 | 0 | 0 | 0 | 0 | 0 | 0 | 0 | 0 | -70858.9504 | 0 | 0 | 0 | 0 | 0 | 0 | 0 | 0 | 331707.04 | 292250.2184 | 0 | 0 | 0 | 0 | 0 | 0 | 0 | 0 | 0
2016-09-05 13:00 | 0 | 0 | 0 | 0 | 0 | 271373.617 | 165511.2046 | 397428 | 0 | 0 | 0 | 0 | 0 | 0 | 0 | 0 | 0 | 0 | 0 | 1516285.0456 | 0 | 0 | 0 | 0 | 0 | 0 | 0 | 0 | 0 | 0 | 0 | 0 | 0 | 0 | 0 | 0 | 0 | 0 | 0 | 0 | 0 | 331707.04 | 292250.2184 | 0 | 0 | 0 | 0 | 0 | 0 | 0 | 0 | 0
2016-09-05 14:00 | 0 | 0 | 0 | 0 | 0 | 0 | 601311.2451 | 429589 | 0 | 0 | 0 | 0 | 56274.3164 | 0 | 0 | 0 | 0 | 0 | 0 | 1631732.9743 | 0 | 0 | 0 | 0 | 0 | 0 | 0 | 0 | 0 | 0 | 0 | 0 | 56274.3164 | 0 | 0 | 0 | 0 | 0 | 0 | 0 | 0 | 115447.9287 | 0 | 0 | 0 | 0 | 0 | 0 | 0 | 0 | 0 | 0
2016-09-05 15:00 | 0 | 0 | 0 | 0 | 0 | 0 | 827811.6461 | 461590 | 0 | 0 | 0 | 0 | 127133.2668 | 0 | 0 | 0 | 0 | 0 | 0 | 1927095.67 | 0 | 0 | 0 | 0 | 0 | 0 | 0 | 0 | 0 | 0 | 0 | 0 | 70858.9504 | 0 | 0 | 0 | 0 | 0 | 0 | 0 | 0 | 295362.6957 | 0 | 0 | 0 | 0 | 0 | 0 | 0 | 0 | 0 | 0
2016-09-05 16:00 | 0 | 0 | 0 | 0 | 0 | 40761.846 | 851957.1444 | 490153 | 0 | 0 | 0 | 0 | 197992.2172 | 0 | 0 | 0 | 0 | 0 | 0 | 2258802.71 | 0 | 0 | 0 | 0 | 0 | 0 | 0 | 0 | 0 | 0 | 0 | 0 | 70858.9504 | 0 | 0 | 0 | 0 | 0 | 0 | 0 | 0 | 331707.04 | 0 | 0 | 0 | 0 | 0 | 0 | 0 | 0 | 0 | 0
2016-09-05 17:00 | 0 | 0 | 0 | 0 | 0 | 0 | 846427.9975 | 513829 | 0 | 0 | 0 | 0 | 198884.1747 | 0 | 0 | 0 | 0 | 0 | 0 | 2590509.75 | 0 | 0 | 0 | 0 | 0 | 0 | 0 | 0 | 0 | 0 | 0 | 0 | 891.9575 | 0 | 0 | 0 | 0 | 0 | 0 | 0 | 0 | 331707.04 | 0 | 0 | 0 | 0 | 0 | 0 | 0 | 0 | 0 | 0
2016-09-05 18:00 | 0 | 0 | 0 | 0 | 0 | 34253.2079 | 830256.8321 | 532803 | 0 | 0 | 0 | 0 | 198884.1747 | 0 | 0 | 0 | 0 | 0 | 0 | 2922216.79 | 0 | 0 | 0 | 0 | 0 | 0 | 0 | 0 | 0 | 0 | 0 | 0 | 0 | 0 | 0 | 0 | 0 | 0 | 0 | 0 | 0 | 331707.04 | 0 | 0 | 0 | 0 | 0 | 0 | 0 | 0 | 0 | 0
2016-09-05 19:00 | 0 | 0 | 0 | 0 | 0 | 0 | 816714.5564 | 547506 | 0 | 0 | 0 | 0 | 198884.1747 | 0 | 0 | 0 | 0 | 0 | 0 | 3191425.3464 | 0 | 0 | 0 | 0 | 0 | 0 | 0 | 0 | 0 | 0 | 0 | 0 | 0 | 0 | 0 | 0 | 0 | 0 | 0 | 0 | 0 | 269208.5564 | 0 | 0 | 0 | 0 | 0 | 0 | 0 | 0 | 0 | 0
2016-09-05 20:00 | 0 | 0 | 0 | 0 | 0 | 0 | 816518.0709 | 559333 | 0 | 0 | 0 | 0 | 198884.1747 | 0 | 0 | 0 | 0 | 0 | 0 | 3448610.4173 | 0 | 0 | 0 | 0 | 0 | 0 | 0 | 0 | 0 | 0 | 0 | 0 | 0 | 0 | 0 | 0 | 0 | 0 | 0 | 0 | 0 | 257185.0709 | 0 | 0 | 0 | 0 | 0 | 0 | 0 | 0 | 0 | 0
2016-09-05 21:00 | 0 | 0 | 0 | 0 | 0 | 0 | 812520.8958 | 567243 | 0 | 0 | 0 | 0 | 198884.1747 | 0 | 0 | 0 | 0 | 0 | 0 | 3693888.313 | 0 | 0 | 0 | 0 | 0 | 0 | 0 | 0 | 0 | 0 | 0 | 0 | 0 | 0 | 0 | 0 | 0 | 0 | 0 | 0 | 0 | 245277.8958 | 0 | 0 | 0 | 0 | 0 | 0 | 0 | 0 | 0 | 0
2016-09-05 22:00 | 0 | 0 | 0 | 0 | 0 | 0 | 782016.2181 | 566801 | 0 | 0 | 0 | 0 | 128025.2243 | 0 | 0 | 0 | 0 | 0 | 0 | 3979962.4815 | 0 | 0 | 0 | 0 | 0 | 0 | 0 | 0 | 0 | 0 | 0 | 0 | -70858.9504 | 0 | 0 | 0 | 0 | 0 | 0 | 0 | 0 | 286074.1685 | 0 | 0 | 0 | 0 | 0 | 0 | 0 | 0 | 0 | 0
2016-09-05 23:00 | 0 | 0 | 0 | 0 | 0 | 0 | 672902.3067 | 558791 | 0 | 0 | 0 | 0 | 198884.1747 | 0 | 0 | 0 | 0 | 0 | 0 | 4023214.8378 | 0 | 0 | 0 | 0 | 0 | 0 | 0 | 0 | 0 | 0 | 0 | 0 | 70858.9504 | 0 | 0 | 0 | 0 | 0 | 0 | 0 | 0 | 43252.3563 | 0 | 0 | 0 | 0 | 0 | 0 | 0 | 0 | 0 | 0
2016-09-06 | 0 | 0 | 0 | 0 | 0 | 156287.1496 | 436729.672 | 553560 | 0 | 0 | 0 | 0 | 198884.1747 | 0 | 0 | 0 | 0 | 0 | 0 | 4062671.6595 | 0 | 0 | 0 | 0 | 0 | 0 | 0 | 0 | 0 | 0 | 0 | 0 | 0 | 0 | 0 | 0 | 0 | 0 | 0 | 0 | 0 | 331707.04 | 292250.2184 | 0 | 0 | 0 | 0 | 0 | 0 | 0 | 0 | 0
2016-09-06 01:00 | 0 | 0 | 0 | 0 | 0 | 169870.4372 | 74532.3444 | 536653 | 0 | 0 | 0 | 0 | 198884.1747 | 0 | 0 | 0 | 0 | 0 | 0 | 3770421.4411 | 0 | 0 | 0 | 0 | 0 | 0 | 0 | 0 | 0 | 0 | 0 | 0 | 0 | 0 | 0 | 0 | 0 | 0 | 0 | 0 | 0 | 0 | 292250.2184 | 0 | 0 | 0 | 0 | 0 | 0 | 0 | 0 | 0
2016-09-06 02:00 | 0 | 0 | 0 | 0 | 0 | 142300.7658 | 7.0654 | 505417 | 0 | 0 | 0 | 0 | 128025.2243 | 0 | 0 | 0 | 0 | 0 | 0 | 3478171.2227 | 0 | 0 | 0 | 0 | 0 | 0 | 0 | 0 | 0 | 0 | 0 | 0 | -70858.9504 | 0 | 0 | 0 | 0 | 0 | 0 | 0 | 0 | 0 | 292250.2184 | 0 | 0 | 0 | 0 | 0 | 0 | 0 | 0 | 0
2016-09-06 03:00 | 0 | 0 | 0 | 0 | 0 | 570751.0716 | 0 | 471840 | 0 | 0 | 0 | 0 | 198884.1747 | 0 | 0 | 0 | 0 | 0 | 0 | 3506223.3439 | 0 | 0 | 0 | 0 | 0 | 0 | 0 | 0 | 0 | 0 | 0 | 0 | 70858.9504 | 0 | 0 | 0 | 0 | 0 | 0 | 0 | 0 | 320302.3396 | 292250.2184 | 0 | 0 | 0 | 0 | 0 | 0 | 0 | 0 | 0
2016-09-06 04:00 | 0 | 0 | 0 | 0 | 0 | 481356.8216 | 0 | 441900 | 0 | 0 | 0 | 0 | 198884.1747 | 0 | 0 | 0 | 0 | 0 | 0 | 3545680.1655 | 0 | 0 | 0 | 0 | 0 | 0 | 0 | 0 | 0 | 0 | 0 | 0 | 0 | 0 | 0 | 0 | 0 | 0 | 0 | 0 | 0 | 331707.04 | 292250.2184 | 0 | 0 | 0 | 0 | 0 | 0 | 0 | 0 | 0
2016-09-06 05:00 | 0 | 0 | 0 | 0 | 0 | 53357.8312 | 0 | 416467 | 0 | 0 | 0 | 0 | 128025.2243 | 0 | 0 | 0 | 0 | 0 | 0 | 3253429.9471 | 0 | 0 | 0 | 0 | 0 | 0 | 0 | 0 | 0 | 0 | 0 | 0 | -70858.9504 | 0 | 0 | 0 | 0 | 0 | 0 | 0 | 0 | 0 | 292250.2184 | 0 | 0 | 0 | 0 | 0 | 0 | 0 | 0 | 0
2016-09-06 06:00 | 0 | 0 | 0 | 0 | 0 | 176339.732 | 0 | 397731 | 0 | 0 | 0 | 0 | 198884.1747 | 0 | 0 | 0 | 0 | 0 | 0 | 2961179.7287 | 0 | 0 | 0 | 0 | 0 | 0 | 0 | 0 | 0 | 0 | 0 | 0 | 70858.9504 | 0 | 0 | 0 | 0 | 0 | 0 | 0 | 0 | 0 | 292250.2184 | 0 | 0 | 0 | 0 | 0 | 0 | 0 | 0 | 0
2016-09-06 07:00 | 0 | 0 | 0 | 0 | 0 | 22453.8312 | 0 | 385563 | 0 | 0 | 0 | 0 | 128025.2243 | 0 | 0 | 0 | 0 | 0 | 0 | 2668929.5104 | 0 | 0 | 0 | 0 | 0 | 0 | 0 | 0 | 0 | 0 | 0 | 0 | -70858.9504 | 0 | 0 | 0 | 0 | 0 | 0 | 0 | 0 | 0 | 292250.2184 | 0 | 0 | 0 | 0 | 0 | 0 | 0 | 0 | 0
2016-09-06 08:00 | 0 | 0 | 0 | 0 | 0 | 421237.8216 | 0 | 381781 | 0 | 0 | 0 | 0 | 128025.2243 | 0 | 0 | 0 | 0 | 0 | 0 | 2708386.332 | 0 | 0 | 0 | 0 | 0 | 0 | 0 | 0 | 0 | 0 | 0 | 0 | 0 | 0 | 0 | 0 | 0 | 0 | 0 | 0 | 0 | 331707.04 | 292250.2184 | 0 | 0 | 0 | 0 | 0 | 0 | 0 | 0 | 0
2016-09-06 09:00 | 0 | 0 | 0 | 0 | 0 | 475147.9009 | 0 | 390414 | 0 | 0 | 0 | 0 | 198884.1747 | 0 | 0 | 0 | 0 | 0 | 0 | 2722261.2824 | 0 | 0 | 0 | 0 | 0 | 0 | 0 | 0 | 0 | 0 | 0 | 0 | 70858.9504 | 0 | 0 | 0 | 0 | 0 | 0 | 0 | 0 | 306125.1689 | 292250.2184 | 0 | 0 | 0 | 0 | 0 | 0 | 0 | 0 | 0
2016-09-06 10:00 | 0 | 0 | 0 | 0 | 0 | 122288.7816 | 0 | 414539 | 0 | 0 | 0 | 0 | 198884.1747 | 0 | 0 | 0 | 0 | 0 | 0 | 2430011.0641 | 0 | 0 | 0 | 0 | 0 | 0 | 0 | 0 | 0 | 0 | 0 | 0 | 0 | 0 | 0 | 0 | 0 | 0 | 0 | 0 | 0 | 0 | 292250.2184 | 0 | 0 | 0 | 0 | 0 | 0 | 0 | 0 | 0
2016-09-06 11:00 | 0 | 0 | 0 | 0 | 0 | 74023.8312 | 0 | 437133 | 0 | 0 | 0 | 0 | 128025.2243 | 0 | 0 | 0 | 0 | 0 | 0 | 2137760.8457 | 0 | 0 | 0 | 0 | 0 | 0 | 0 | 0 | 0 | 0 | 0 | 0 | -70858.9504 | 0 | 0 | 0 | 0 | 0 | 0 | 0 | 0 | 0 | 292250.2184 | 0 | 0 | 0 | 0 | 0 | 0 | 0 | 0 | 0
2016-09-06 12:00 | 0 | 0 | 0 | 0 | 0 | 396773.9167 | 108.3737 | 457047 | 0 | 0 | 0 | 0 | 198884.1747 | 0 | 0 | 0 | 0 | 0 | 0 | 2006737.1857 | 0 | 0 | 0 | 0 | 0 | 0 | 0 | 0 | 0 | 0 | 0 | 0 | 70858.9504 | 0 | 0 | 0 | 0 | 0 | 0 | 0 | 0 | 161226.5584 | 292250.2184 | 0 | 0 | 0 | 0 | 0 | 0 | 0 | 0 | 0
2016-09-06 13:00 | 0 | 0 | 0 | 0 | 0 | 369620.1872 | 147294.6042 | 482950 | 0 | 0 | 0 | 0 | 193392.1444 | 0 | 0 | 0 | 0 | 0 | 0 | 2046194.0073 | 0 | 0 | 0 | 0 | 0 | 0 | 0 | 0 | 0 | 0 | 0 | 0 | -5492.0302 | 0 | 0 | 0 | 0 | 0 | 0 | 0 | 0 | 331707.04 | 292250.2184 | 0 | 0 | 0 | 0 | 0 | 0 | 0 | 0 | 0
2016-09-06 14:00 | 0 | 0 | 0 | 0 | 0 | 0 | 557808.9509 | 513254 | 0 | 0 | 0 | 0 | 198884.1747 | 0 | 0 | 0 | 0 | 0 | 0 | 2085256.928 | 0 | 0 | 0 | 0 | 0 | 0 | 0 | 0 | 0 | 0 | 0 | 0 | 5492.0302 | 0 | 0 | 0 | 0 | 0 | 0 | 0 | 0 | 39062.9207 | 0 | 0 | 0 | 0 | 0 | 0 | 0 | 0 | 0 | 0
2016-09-06 15:00 | 0 | 0 | 0 | 0 | 0 | 0 | 751103.5965 | 543266 | 0 | 0 | 0 | 0 | 198884.1747 | 0 | 0 | 0 | 0 | 0 | 0 | 2293094.5245 | 0 | 0 | 0 | 0 | 0 | 0 | 0 | 0 | 0 | 0 | 0 | 0 | 0 | 0 | 0 | 0 | 0 | 0 | 0 | 0 | 0 | 207837.5965 | 0 | 0 | 0 | 0 | 0 | 0 | 0 | 0 | 0 | 0
2016-09-06 16:00 | 0 | 0 | 0 | 0 | 0 | 0 | 768038.5631 | 570498 | 0 | 0 | 0 | 0 | 198884.1747 | 0 | 0 | 0 | 0 | 0 | 0 | 2490635.0876 | 0 | 0 | 0 | 0 | 0 | 0 | 0 | 0 | 0 | 0 | 0 | 0 | 0 | 0 | 0 | 0 | 0 | 0 | 0 | 0 | 0 | 197540.5631 | 0 | 0 | 0 | 0 | 0 | 0 | 0 | 0 | 0 | 0
2016-09-06 17:00 | 0 | 0 | 0 | 0 | 0 | 0 | 762003.3187 | 596132 | 0 | 0 | 0 | 0 | 128025.2243 | 0 | 0 | 0 | 0 | 0 | 0 | 2727365.3566 | 0 | 0 | 0 | 0 | 0 | 0 | 0 | 0 | 0 | 0 | 0 | 0 | -70858.9504 | 0 | 0 | 0 | 0 | 0 | 0 | 0 | 0 | 236730.2691 | 0 | 0 | 0 | 0 | 0 | 0 | 0 | 0 | 0 | 0
2016-09-06 18:00 | 0 | 0 | 0 | 0 | 0 | 138024.1028 | 739161.9868 | 616338 | 0 | 0 | 0 | 0 | 57166.2739 | 0 | 0 | 0 | 0 | 0 | 0 | 3059072.3966 | 0 | 0 | 0 | 0 | 0 | 0 | 0 | 0 | 0 | 0 | 0 | 0 | -70858.9504 | 0 | 0 | 0 | 0 | 0 | 0 | 0 | 0 | 331707.04 | 0 | 0 | 0 | 0 | 0 | 0 | 0 | 0 | 0 | 0
2016-09-06 19:00 | 0 | 0 | 0 | 0 | 0 | 0 | 711483.4467 | 630808 | 0 | 0 | 0 | 0 | 128025.2243 | 0 | 0 | 0 | 0 | 0 | 0 | 3068888.8929 | 0 | 0 | 0 | 0 | 0 | 0 | 0 | 0 | 0 | 0 | 0 | 0 | 70858.9504 | 0 | 0 | 0 | 0 | 0 | 0 | 0 | 0 | 9816.4963 | 0 | 0 | 0 | 0 | 0 | 0 | 0 | 0 | 0 | 0
2016-09-06 20:00 | 0 | 0 | 0 | 0 | 0 | 0 | 685134.8644 | 640366 | 0 | 0 | 0 | 0 | 172794.0886 | 0 | 0 | 0 | 0 | 0 | 0 | 3068888.8929 | 0 | 0 | 0 | 0 | 0 | 0 | 0 | 0 | 0 | 0 | 0 | 0 | 44768.8644 | 0 | 0 | 0 | 0 | 0 | 0 | 0 | 0 | 0 | 0 | 0 | 0 | 0 | 0 | 0 | 0 | 0 | 0 | 0
2016-09-06 21:00 | 0 | 0 | 0 | 0 | 0 | 0 | 648864.7989 | 643927 | 0 | 0 | 0 | 0 | 177731.8875 | 0 | 0 | 0 | 0 | 0 | 0 | 3068888.8929 | 0 | 0 | 0 | 0 | 0 | 0 | 0 | 0 | 0 | 0 | 0 | 0 | 4937.7989 | 0 | 0 | 0 | 0 | 0 | 0 | 0 | 0 | 0 | 0 | 0 | 0 | 0 | 0 | 0 | 0 | 0 | 0 | 0
2016-09-06 22:00 | 0 | 0 | 0 | 0 | 0 | 0 | 593572.1115 | 637359 | 0 | 0 | 0 | 0 | 133944.9991 | 0 | 0 | 0 | 0 | 0 | 0 | 3068888.8929 | 0 | 0 | 0 | 0 | 0 | 0 | 0 | 0 | 0 | 0 | 0 | 0 | -43786.8885 | 0 | 0 | 0 | 0 | 0 | 0 | 0 | 0 | 0 | 0 | 0 | 0 | 0 | 0 | 0 | 0 | 0 | 0 | 0
2016-09-06 23:00 | 0 | 0 | 0 | 0 | 0 | 0 | 491602.9659 | 624075 | 0 | 0 | 0 | 0 | 128025.2243 | 0 | 0 | 0 | 0 | 0 | 0 | 2942336.6336 | 0 | 0 | 0 | 0 | 0 | 0 | 0 | 0 | 0 | 0 | 0 | 0 | -5919.7748 | 0 | 0 | 0 | 0 | 0 | 0 | 0 | 0 | 165697.9591 | 292250.2184 | 0 | 0 | 0 | 0 | 0 | 0 | 0 | 0 | 0
2016-09-07 | 0 | 0 | 0 | 0 | 0 | 60502.2155 | 331374.5165 | 613268 | 0 | 0 | 0 | 0 | 198884.1747 | 0 | 0 | 0 | 0 | 0 | 0 | 2650086.4152 | 0 | 0 | 0 | 0 | 0 | 0 | 0 | 0 | 0 | 0 | 0 | 0 | 70858.9504 | 0 | 0 | 0 | 0 | 0 | 0 | 0 | 0 | 0 | 292250.2184 | 0 | 0 | 0 | 0 | 0 | 0 | 0 | 0 | 0
2016-09-07 01:00 | 0 | 0 | 0 | 0 | 0 | 458372.3401 | 68951.0247 | 590777 | 0 | 0 | 0 | 0 | 198884.1747 | 0 | 0 | 0 | 0 | 0 | 0 | 2586632.78 | 0 | 0 | 0 | 0 | 0 | 0 | 0 | 0 | 0 | 0 | 0 | 0 | 0 | 0 | 0 | 0 | 0 | 0 | 0 | 0 | 0 | 228796.5832 | 292250.2184 | 0 | 0 | 0 | 0 | 0 | 0 | 0 | 0 | 0
2016-09-07 02:00 | 0 | 0 | 0 | 0 | 0 | 192218.2461 | 5.5851 | 555333 | 0 | 0 | 0 | 0 | 128025.2243 | 0 | 0 | 0 | 0 | 0 | 0 | 2294382.5616 | 0 | 0 | 0 | 0 | 0 | 0 | 0 | 0 | 0 | 0 | 0 | 0 | -70858.9504 | 0 | 0 | 0 | 0 | 0 | 0 | 0 | 0 | 0 | 292250.2184 | 0 | 0 | 0 | 0 | 0 | 0 | 0 | 0 | 0
2016-09-07 03:00 | 0 | 0 | 0 | 0 | 0 | 482129.3855 | 0 | 518248 | 0 | 0 | 0 | 0 | 128025.2243 | 0 | 0 | 0 | 0 | 0 | 0 | 2258263.9471 | 0 | 0 | 0 | 0 | 0 | 0 | 0 | 0 | 0 | 0 | 0 | 0 | 0 | 0 | 0 | 0 | 0 | 0 | 0 | 0 | 0 | 256131.6039 | 292250.2184 | 0 | 0 | 0 | 0 | 0 | 0 | 0 | 0 | 0
2016-09-07 04:00 | 0 | 0 | 0 | 0 | 0 | 470751.2676 | 0 | 483143 | 0 | 0 | 0 | 0 | 198884.1747 | 0 | 0 | 0 | 0 | 0 | 0 | 2175013.2643 | 0 | 0 | 0 | 0 | 0 | 0 | 0 | 0 | 0 | 0 | 0 | 0 | 70858.9504 | 0 | 0 | 0 | 0 | 0 | 0 | 0 | 0 | 208999.5356 | 292250.2184 | 0 | 0 | 0 | 0 | 0 | 0 | 0 | 0 | 0
2016-09-07 05:00 | 0 | 0 | 0 | 0 | 0 | 161346.7816 | 0 | 453597 | 0 | 0 | 0 | 0 | 198884.1747 | 0 | 0 | 0 | 0 | 0 | 0 | 1882763.0459 | 0 | 0 | 0 | 0 | 0 | 0 | 0 | 0 | 0 | 0 | 0 | 0 | 0 | 0 | 0 | 0 | 0 | 0 | 0 | 0 | 0 | 0 | 292250.2184 | 0 | 0 | 0 | 0 | 0 | 0 | 0 | 0 | 0
2016-09-07 06:00 | 0 | 0 | 0 | 0 | 0 | 67624.8312 | 0 | 430734 | 0 | 0 | 0 | 0 | 128025.2243 | 0 | 0 | 0 | 0 | 0 | 0 | 1590512.8275 | 0 | 0 | 0 | 0 | 0 | 0 | 0 | 0 | 0 | 0 | 0 | 0 | -70858.9504 | 0 | 0 | 0 | 0 | 0 | 0 | 0 | 0 | 0 | 292250.2184 | 0 | 0 | 0 | 0 | 0 | 0 | 0 | 0 | 0
2016-09-07 07:00 | 0 | 0 | 0 | 0 | 0 | 193844.732 | 0 | 415236 | 0 | 0 | 0 | 0 | 198884.1747 | 0 | 0 | 0 | 0 | 0 | 0 | 1298262.6091 | 0 | 0 | 0 | 0 | 0 | 0 | 0 | 0 | 0 | 0 | 0 | 0 | 70858.9504 | 0 | 0 | 0 | 0 | 0 | 0 | 0 | 0 | 0 | 292250.2184 | 0 | 0 | 0 | 0 | 0 | 0 | 0 | 0 | 0
2016-09-07 08:00 | 0 | 0 | 0 | 0 | 0 | 377600.8712 | 0 | 409003 | 0 | 0 | 0 | 0 | 128025.2243 | 0 | 0 | 0 | 0 | 0 | 0 | 1337719.4307 | 0 | 0 | 0 | 0 | 0 | 0 | 0 | 0 | 0 | 0 | 0 | 0 | -70858.9504 | 0 | 0 | 0 | 0 | 0 | 0 | 0 | 0 | 331707.04 | 292250.2184 | 0 | 0 | 0 | 0 | 0 | 0 | 0 | 0 | 0
2016-09-07 09:00 | 0 | 0 | 0 | 0 | 0 | 411182.1617 | 0 | 416585 | 0 | 0 | 0 | 0 | 198884.1747 | 0 | 0 | 0 | 0 | 0 | 0 | 1261457.6421 | 0 | 0 | 0 | 0 | 0 | 0 | 0 | 0 | 0 | 0 | 0 | 0 | 70858.9504 | 0 | 0 | 0 | 0 | 0 | 0 | 0 | 0 | 215988.4297 | 292250.2184 | 0 | 0 | 0 | 0 | 0 | 0 | 0 | 0 | 0
2016-09-07 10:00 | 0 | 0 | 0 | 0 | 0 | 147787.7816 | 0 | 440038 | 0 | 0 | 0 | 0 | 198884.1747 | 0 | 0 | 0 | 0 | 0 | 0 | 969207.4237 | 0 | 0 | 0 | 0 | 0 | 0 | 0 | 0 | 0 | 0 | 0 | 0 | 0 | 0 | 0 | 0 | 0 | 0 | 0 | 0 | 0 | 0 | 292250.2184 | 0 | 0 | 0 | 0 | 0 | 0 | 0 | 0 | 0
2016-09-07 11:00 | 0 | 0 | 0 | 0 | 0 | 97315.8312 | 0 | 460425 | 0 | 0 | 0 | 0 | 128025.2243 | 0 | 0 | 0 | 0 | 0 | 0 | 676957.2053 | 0 | 0 | 0 | 0 | 0 | 0 | 0 | 0 | 0 | 0 | 0 | 0 | -70858.9504 | 0 | 0 | 0 | 0 | 0 | 0 | 0 | 0 | 0 | 292250.2184 | 0 | 0 | 0 | 0 | 0 | 0 | 0 | 0 | 0
2016-09-07 12:00 | 0 | 0 | 0 | 0 | 0 | 365837.2613 | 31.9151 | 478984 | 0 | 0 | 0 | 0 | 57166.2739 | 0 | 0 | 0 | 0 | 0 | 0 | 634701.3321 | 0 | 0 | 0 | 0 | 0 | 0 | 0 | 0 | 0 | 0 | 0 | 0 | -70858.9504 | 0 | 0 | 0 | 0 | 0 | 0 | 0 | 0 | 249994.3451 | 292250.2184 | 0 | 0 | 0 | 0 | 0 | 0 | 0 | 0 | 0
2016-09-07 13:00 | 0 | 0 | 0 | 0 | 0 | 308417.7005 | 81055.8223 | 502651 | 0 | 0 | 0 | 0 | 0 | 0 | 0 | 0 | 0 | 0 | 0 | 578690.1287 | 0 | 0 | 0 | 0 | 0 | 0 | 0 | 0 | 0 | 0 | 0 | 0 | -57166.2739 | 0 | 0 | 0 | 0 | 0 | 0 | 0 | 0 | 236239.015 | 292250.2184 | 0 | 0 | 0 | 0 | 0 | 0 | 0 | 0 | 0
2016-09-07 14:00 | 0 | 0 | 0 | 0 | 0 | 241259.2419 | 400612.5301 | 531556 | 0 | 0 | 0 | 0 | 70858.9504 | 0 | 0 | 0 | 0 | 0 | 0 | 618146.9503 | 0 | 0 | 0 | 0 | 0 | 0 | 0 | 0 | 0 | 0 | 0 | 0 | 70858.9504 | 0 | 0 | 0 | 0 | 0 | 0 | 0 | 0 | 331707.04 | 292250.2184 | 0 | 0 | 0 | 0 | 0 | 0 | 0 | 0 | 0
2016-09-07 15:00 | 0 | 0 | 0 | 0 | 0 | 19824.6906 | 598409.5833 | 561068 | 0 | 0 | 0 | 0 | 128025.2243 | 0 | 0 | 0 | 0 | 0 | 0 | 618146.9503 | 0 | 0 | 0 | 0 | 0 | 0 | 0 | 0 | 0 | 0 | 0 | 0 | 57166.2739 | 0 | 0 | 0 | 0 | 0 | 0 | 0 | 0 | 0 | 0 | 0 | 0 | 0 | 0 | 0 | 0 | 0 | 0 | 0
2016-09-07 16:00 | 0 | 0 | 0 | 0 | 0 | 298743.4482 | 644858.864 | 589066 | 0 | 0 | 0 | 0 | 198884.1747 | 0 | 0 | 0 | 0 | 0 | 0 | 901824.312 | 0 | 0 | 0 | 0 | 0 | 0 | 0 | 0 | 0 | 0 | 0 | 0 | 70858.9504 | 0 | 0 | 0 | 0 | 0 | 0 | 0 | 0 | 283677.3618 | 0 | 0 | 0 | 0 | 0 | 0 | 0 | 0 | 0 | 0
2016-09-07 17:00 | 0 | 0 | 0 | 0 | 0 | 239581.1432 | 662055.3158 | 612874 | 0 | 0 | 0 | 0 | 155939.5937 | 0 | 0 | 0 | 0 | 0 | 0 | 1233531.352 | 0 | 0 | 0 | 0 | 0 | 0 | 0 | 0 | 0 | 0 | 0 | 0 | -42944.581 | 0 | 0 | 0 | 0 | 0 | 0 | 0 | 0 | 331707.04 | 0 | 0 | 0 | 0 | 0 | 0 | 0 | 0 | 0 | 0
2016-09-07 18:00 | 0 | 0 | 0 | 0 | 0 | 0 | 664052.4299 | 631647 | 0 | 0 | 0 | 0 | 188345.0236 | 0 | 0 | 0 | 0 | 0 | 0 | 1233531.352 | 0 | 0 | 0 | 0 | 0 | 0 | 0 | 0 | 0 | 0 | 0 | 0 | 32405.4299 | 0 | 0 | 0 | 0 | 0 | 0 | 0 | 0 | 0 | 0 | 0 | 0 | 0 | 0 | 0 | 0 | 0 | 0 | 0
2016-09-07 19:00 | 0 | 0 | 0 | 0 | 0 | 0 | 655469.1511 | 644930 | 0 | 0 | 0 | 0 | 198884.1747 | 0 | 0 | 0 | 0 | 0 | 0 | 1233531.352 | 0 | 0 | 0 | 0 | 0 | 0 | 0 | 0 | 0 | 0 | 0 | 0 | 10539.1511 | 0 | 0 | 0 | 0 | 0 | 0 | 0 | 0 | 0 | 0 | 0 | 0 | 0 | 0 | 0 | 0 | 0 | 0 | 0
2016-09-07 20:00 | 0 | 0 | 0 | 0 | 0 | 268396.3553 | 645806.7343 | 653355 | 0 | 0 | 0 | 0 | 128025.2243 | 0 | 0 | 0 | 0 | 0 | 0 | 1565238.392 | 0 | 0 | 0 | 0 | 0 | 0 | 0 | 0 | 0 | 0 | 0 | 0 | -70858.9504 | 0 | 0 | 0 | 0 | 0 | 0 | 0 | 0 | 331707.04 | 0 | 0 | 0 | 0 | 0 | 0 | 0 | 0 | 0 | 0
2016-09-07 21:00 | 0 | 0 | 0 | 0 | 0 | 33035.2165 | 622984.7835 | 656020 | 0 | 0 | 0 | 0 | 128025.2243 | 0 | 0 | 0 | 0 | 0 | 0 | 1565238.392 | 0 | 0 | 0 | 0 | 0 | 0 | 0 | 0 | 0 | 0 | 0 | 0 | 0 | 0 | 0 | 0 | 0 | 0 | 0 | 0 | 0 | 0 | 0 | 0 | 0 | 0 | 0 | 0 | 0 | 0 | 0 | 0
2016-09-07 22:00 | 0 | 0 | 0 | 0 | 0 | 136838.2528 | 582398.6976 | 648378 | 0 | 0 | 0 | 0 | 198884.1747 | 0 | 0 | 0 | 0 | 0 | 0 | 1565238.392 | 0 | 0 | 0 | 0 | 0 | 0 | 0 | 0 | 0 | 0 | 0 | 0 | 70858.9504 | 0 | 0 | 0 | 0 | 0 | 0 | 0 | 0 | 0 | 0 | 0 | 0 | 0 | 0 | 0 | 0 | 0 | 0 | 0
2016-09-07 23:00 | 0 | 0 | 0 | 0 | 0 | 0 | 490791.8747 | 635022 | 0 | 0 | 0 | 0 | 128025.2243 | 0 | 0 | 0 | 0 | 0 | 0 | 1491867.2172 | 0 | 0 | 0 | 0 | 0 | 0 | 0 | 0 | 0 | 0 | 0 | 0 | -70858.9504 | 0 | 0 | 0 | 0 | 0 | 0 | 0 | 0 | 218879.0435 | 292250.2184 | 0 | 0 | 0 | 0 | 0 | 0 | 0 | 0 | 0
2016-09-08 | 0 | 0 | 0 | 0 | 0 | 347610.1058 | 329039.3924 | 623500 | 0 | 0 | 0 | 0 | 141717.9008 | 0 | 0 | 0 | 0 | 0 | 0 | 1531324.0388 | 0 | 0 | 0 | 0 | 0 | 0 | 0 | 0 | 0 | 0 | 0 | 0 | 13692.6765 | 0 | 0 | 0 | 0 | 0 | 0 | 0 | 0 | 331707.04 | 292250.2184 | 0 | 0 | 0 | 0 | 0 | 0 | 0 | 0 | 0
2016-09-08 01:00 | 0 | 0 | 0 | 0 | 0 | 512424.2153 | 56794.6559 | 600621 | 0 | 0 | 0 | 0 | 70858.9504 | 0 | 0 | 0 | 0 | 0 | 0 | 1570780.8604 | 0 | 0 | 0 | 0 | 0 | 0 | 0 | 0 | 0 | 0 | 0 | 0 | -70858.9504 | 0 | 0 | 0 | 0 | 0 | 0 | 0 | 0 | 331707.04 | 292250.2184 | 0 | 0 | 0 | 0 | 0 | 0 | 0 | 0 | 0
2016-09-08 02:00 | 0 | 0 | 0 | 0 | 0 | 343455.2859 | 2.4461 | 564849 | 0 | 0 | 0 | 0 | 141717.9008 | 0 | 0 | 0 | 0 | 0 | 0 | 1278530.642 | 0 | 0 | 0 | 0 | 0 | 0 | 0 | 0 | 0 | 0 | 0 | 0 | 70858.9504 | 0 | 0 | 0 | 0 | 0 | 0 | 0 | 0 | 0 | 292250.2184 | 0 | 0 | 0 | 0 | 0 | 0 | 0 | 0 | 0
2016-09-08 03:00 | 0 | 0 | 0 | 0 | 0 | 494204.8712 | 0 | 525607 | 0 | 0 | 0 | 0 | 70858.9504 | 0 | 0 | 0 | 0 | 0 | 0 | 1317987.4636 | 0 | 0 | 0 | 0 | 0 | 0 | 0 | 0 | 0 | 0 | 0 | 0 | -70858.9504 | 0 | 0 | 0 | 0 | 0 | 0 | 0 | 0 | 331707.04 | 292250.2184 | 0 | 0 | 0 | 0 | 0 | 0 | 0 | 0 | 0
2016-09-08 04:00 | 0 | 0 | 0 | 0 | 0 | 269029.732 | 0 | 490421 | 0 | 0 | 0 | 0 | 141717.9008 | 0 | 0 | 0 | 0 | 0 | 0 | 1025737.2452 | 0 | 0 | 0 | 0 | 0 | 0 | 0 | 0 | 0 | 0 | 0 | 0 | 70858.9504 | 0 | 0 | 0 | 0 | 0 | 0 | 0 | 0 | 0 | 292250.2184 | 0 | 0 | 0 | 0 | 0 | 0 | 0 | 0 | 0
2016-09-08 05:00 | 0 | 0 | 0 | 0 | 0 | 429761.8712 | 0 | 461164 | 0 | 0 | 0 | 0 | 70858.9504 | 0 | 0 | 0 | 0 | 0 | 0 | 1065194.0669 | 0 | 0 | 0 | 0 | 0 | 0 | 0 | 0 | 0 | 0 | 0 | 0 | -70858.9504 | 0 | 0 | 0 | 0 | 0 | 0 | 0 | 0 | 331707.04 | 292250.2184 | 0 | 0 | 0 | 0 | 0 | 0 | 0 | 0 | 0
2016-09-08 06:00 | 0 | 0 | 0 | 0 | 0 | 406906.8712 | 0 | 438309 | 0 | 0 | 0 | 0 | 0 | 0 | 0 | 0 | 0 | 0 | 0 | 1104650.8885 | 0 | 0 | 0 | 0 | 0 | 0 | 0 | 0 | 0 | 0 | 0 | 0 | -70858.9504 | 0 | 0 | 0 | 0 | 0 | 0 | 0 | 0 | 331707.04 | 292250.2184 | 0 | 0 | 0 | 0 | 0 | 0 | 0 | 0 | 0
2016-09-08 07:00 | 0 | 0 | 0 | 0 | 0 | 201631.732 | 0 | 423023 | 0 | 0 | 0 | 0 | 70858.9504 | 0 | 0 | 0 | 0 | 0 | 0 | 812400.6701 | 0 | 0 | 0 | 0 | 0 | 0 | 0 | 0 | 0 | 0 | 0 | 0 | 70858.9504 | 0 | 0 | 0 | 0 | 0 | 0 | 0 | 0 | 0 | 292250.2184 | 0 | 0 | 0 | 0 | 0 | 0 | 0 | 0 | 0
2016-09-08 08:00 | 0 | 0 | 0 | 0 | 0 | 452981.7681 | 0 | 416468 | 0 | 0 | 0 | 0 | 141717.9008 | 0 | 0 | 0 | 0 | 0 | 0 | 778055.4878 | 0 | 0 | 0 | 0 | 0 | 0 | 0 | 0 | 0 | 0 | 0 | 0 | 70858.9504 | 0 | 0 | 0 | 0 | 0 | 0 | 0 | 0 | 257905.0361 | 292250.2184 | 0 | 0 | 0 | 0 | 0 | 0 | 0 | 0 | 0
2016-09-08 09:00 | 0 | 0 | 0 | 0 | 0 | 61051.8312 | 0 | 424161 | 0 | 0 | 0 | 0 | 70858.9504 | 0 | 0 | 0 | 0 | 0 | 0 | 485805.2694 | 0 | 0 | 0 | 0 | 0 | 0 | 0 | 0 | 0 | 0 | 0 | 0 | -70858.9504 | 0 | 0 | 0 | 0 | 0 | 0 | 0 | 0 | 0 | 292250.2184 | 0 | 0 | 0 | 0 | 0 | 0 | 0 | 0 | 0
2016-09-08 10:00 | 0 | 0 | 0 | 0 | 0 | 403758.7592 | 0 | 448419 | 0 | 0 | 0 | 0 | 141717.9008 | 0 | 0 | 0 | 0 | 0 | 0 | 370286.0782 | 0 | 0 | 0 | 0 | 0 | 0 | 0 | 0 | 0 | 0 | 0 | 0 | 70858.9504 | 0 | 0 | 0 | 0 | 0 | 0 | 0 | 0 | 176731.0272 | 292250.2184 | 0 | 0 | 0 | 0 | 0 | 0 | 0 | 0 | 0
2016-09-08 11:00 | 0 | 0 | 0 | 0 | 0 | 398251.6413 | 0 | 469557 | 0 | 0 | 0 | 0 | 70858.9504 | 0 | 0 | 0 | 0 | 0 | 0 | 369839.6699 | 0 | 0 | 0 | 0 | 0 | 0 | 0 | 0 | 0 | 0 | 0 | 0 | -70858.9504 | 0 | 0 | 0 | 0 | 0 | 0 | 0 | 0 | 291803.8101 | 292250.2184 | 0 | 0 | 0 | 0 | 0 | 0 | 0 | 0 | 0
2016-09-08 12:00 | 0 | 0 | 0 | 0 | 0 | 364005.1625 | 51.757 | 484677 | 0 | 0 | 0 | 0 | 141717.9008 | 0 | 0 | 0 | 0 | 0 | 0 | 178360.639 | 0 | 0 | 0 | 0 | 0 | 0 | 0 | 0 | 0 | 0 | 0 | 0 | 70858.9504 | 0 | 0 | 0 | 0 | 0 | 0 | 0 | 0 | 100771.1874 | 292250.2184 | 0 | 0 | 0 | 0 | 0 | 0 | 0 | 0 | 0
2016-09-08 13:00 | 0 | 0 | 0 | 0 | 0 | 240318.5067 | 126680.0888 | 506377 | 0 | 0 | 0 | 0 | 180700.1353 | 0 | 0 | 0 | 0 | 0 | 0 | 0 | 0 | 0 | 0 | 0 | 0 | 0 | 0 | 0 | 0 | 0 | 0 | 0 | 38982.2345 | 0 | 0 | 0 | 0 | 0 | 0 | 0 | 0 | 113889.5794 | 292250.2184 | 0 | 0 | 0 | 0 | 0 | 0 | 0 | 0 | 0
2016-09-08 14:00 | 0 | 0 | 0 | 0 | 0 | 223481.3951 | 554506.1722 | 535641 | 0 | 0 | 0 | 0 | 109841.1849 | 0 | 0 | 0 | 0 | 0 | 0 | 313205.5177 | 0 | 0 | 0 | 0 | 0 | 0 | 0 | 0 | 0 | 0 | 0 | 0 | -70858.9504 | 0 | 0 | 0 | 0 | 0 | 0 | 0 | 0 | 313205.5177 | 0 | 0 | 0 | 0 | 0 | 0 | 0 | 0 | 0 | 0
2016-09-08 15:00 | 0 | 0 | 0 | 0 | 0 | 0 | 773863.2468 | 564311 | 0 | 0 | 0 | 0 | 180700.1353 | 0 | 0 | 0 | 0 | 0 | 0 | 451898.8141 | 0 | 0 | 0 | 0 | 0 | 0 | 0 | 0 | 0 | 0 | 0 | 0 | 70858.9504 | 0 | 0 | 0 | 0 | 0 | 0 | 0 | 0 | 138693.2964 | 0 | 0 | 0 | 0 | 0 | 0 | 0 | 0 | 0 | 0
2016-09-08 16:00 | 0 | 0 | 0 | 0 | 0 | 0 | 816970.6686 | 591052 | 0 | 0 | 0 | 0 | 109841.1849 | 0 | 0 | 0 | 0 | 0 | 0 | 748676.4331 | 0 | 0 | 0 | 0 | 0 | 0 | 0 | 0 | 0 | 0 | 0 | 0 | -70858.9504 | 0 | 0 | 0 | 0 | 0 | 0 | 0 | 0 | 296777.619 | 0 | 0 | 0 | 0 | 0 | 0 | 0 | 0 | 0 | 0
2016-09-08 17:00 | 0 | 0 | 0 | 0 | 0 | 0 | 817403.5021 | 614819 | 0 | 0 | 0 | 0 | 128025.2243 | 0 | 0 | 0 | 0 | 0 | 0 | 933076.8958 | 0 | 0 | 0 | 0 | 0 | 0 | 0 | 0 | 0 | 0 | 0 | 0 | 18184.0394 | 0 | 0 | 0 | 0 | 0 | 0 | 0 | 0 | 184400.4627 | 0 | 0 | 0 | 0 | 0 | 0 | 0 | 0 | 0 | 0
2016-09-08 18:00 | 0 | 0 | 0 | 0 | 0 | 0 | 804266.9878 | 633513 | 0 | 0 | 0 | 0 | 198884.1747 | 0 | 0 | 0 | 0 | 0 | 0 | 1032971.9332 | 0 | 0 | 0 | 0 | 0 | 0 | 0 | 0 | 0 | 0 | 0 | 0 | 70858.9504 | 0 | 0 | 0 | 0 | 0 | 0 | 0 | 0 | 99895.0374 | 0 | 0 | 0 | 0 | 0 | 0 | 0 | 0 | 0 | 0
2016-09-08 19:00 | 0 | 0 | 0 | 0 | 0 | 0 | 793957.0373 | 646581 | 0 | 0 | 0 | 0 | 128025.2243 | 0 | 0 | 0 | 0 | 0 | 0 | 1251206.9209 | 0 | 0 | 0 | 0 | 0 | 0 | 0 | 0 | 0 | 0 | 0 | 0 | -70858.9504 | 0 | 0 | 0 | 0 | 0 | 0 | 0 | 0 | 218234.9877 | 0 | 0 | 0 | 0 | 0 | 0 | 0 | 0 | 0 | 0
2016-09-08 20:00 | 0 | 0 | 0 | 0 | 0 | 0 | 796192.3365 | 654955 | 0 | 0 | 0 | 0 | 128025.2243 | 0 | 0 | 0 | 0 | 0 | 0 | 1392444.2575 | 0 | 0 | 0 | 0 | 0 | 0 | 0 | 0 | 0 | 0 | 0 | 0 | 0 | 0 | 0 | 0 | 0 | 0 | 0 | 0 | 0 | 141237.3365 | 0 | 0 | 0 | 0 | 0 | 0 | 0 | 0 | 0 | 0
2016-09-08 21:00 | 0 | 0 | 0 | 0 | 0 | 0 | 790317.8569 | 657602 | 0 | 0 | 0 | 0 | 198884.1747 | 0 | 0 | 0 | 0 | 0 | 0 | 1454301.164 | 0 | 0 | 0 | 0 | 0 | 0 | 0 | 0 | 0 | 0 | 0 | 0 | 70858.9504 | 0 | 0 | 0 | 0 | 0 | 0 | 0 | 0 | 61856.9065 | 0 | 0 | 0 | 0 | 0 | 0 | 0 | 0 | 0 | 0
2016-09-08 22:00 | 0 | 0 | 0 | 0 | 0 | 0 | 758129.7935 | 649221 | 0 | 0 | 0 | 0 | 128025.2243 | 0 | 0 | 0 | 0 | 0 | 0 | 1634068.9079 | 0 | 0 | 0 | 0 | 0 | 0 | 0 | 0 | 0 | 0 | 0 | 0 | -70858.9504 | 0 | 0 | 0 | 0 | 0 | 0 | 0 | 0 | 179767.7439 | 0 | 0 | 0 | 0 | 0 | 0 | 0 | 0 | 0 | 0
2016-09-08 23:00 | 0 | 0 | 0 | 0 | 0 | 0 | 652110.2974 | 636235 | 0 | 0 | 0 | 0 | 143900.5216 | 0 | 0 | 0 | 0 | 0 | 0 | 1634068.9079 | 0 | 0 | 0 | 0 | 0 | 0 | 0 | 0 | 0 | 0 | 0 | 0 | 15875.2974 | 0 | 0 | 0 | 0 | 0 | 0 | 0 | 0 | 0 | 0 | 0 | 0 | 0 | 0 | 0 | 0 | 0 | 0 | 0
2016-09-09 | 0 | 0 | 0 | 0 | 0 | 0 | 446657.344 | 625267 | 0 | 0 | 0 | 0 | 73041.5712 | 0 | 0 | 0 | 0 | 0 | 0 | 1526318.2022 | 0 | 0 | 0 | 0 | 0 | 0 | 0 | 0 | 0 | 0 | 0 | 0 | -70858.9504 | 0 | 0 | 0 | 0 | 0 | 0 | 0 | 0 | 184499.5127 | 292250.2184 | 0 | 0 | 0 | 0 | 0 | 0 | 0 | 0 | 0
2016-09-09 01:00 | 0 | 0 | 0 | 0 | 0 | 302258.3936 | 62364.041 | 601889 | 0 | 0 | 0 | 0 | 128025.2243 | 0 | 0 | 0 | 0 | 0 | 0 | 1234067.9838 | 0 | 0 | 0 | 0 | 0 | 0 | 0 | 0 | 0 | 0 | 0 | 0 | 54983.653 | 0 | 0 | 0 | 0 | 0 | 0 | 0 | 0 | 0 | 292250.2184 | 0 | 0 | 0 | 0 | 0 | 0 | 0 | 0 | 0
2016-09-09 02:00 | 0 | 0 | 0 | 0 | 0 | 343525.7032 | 1.0288 | 564918 | 0 | 0 | 0 | 0 | 198884.1747 | 0 | 0 | 0 | 0 | 0 | 0 | 941817.7655 | 0 | 0 | 0 | 0 | 0 | 0 | 0 | 0 | 0 | 0 | 0 | 0 | 70858.9504 | 0 | 0 | 0 | 0 | 0 | 0 | 0 | 0 | 0 | 292250.2184 | 0 | 0 | 0 | 0 | 0 | 0 | 0 | 0 | 0
2016-09-09 03:00 | 0 | 0 | 0 | 0 | 0 | 495527.8712 | 0 | 526930 | 0 | 0 | 0 | 0 | 128025.2243 | 0 | 0 | 0 | 0 | 0 | 0 | 981274.5871 | 0 | 0 | 0 | 0 | 0 | 0 | 0 | 0 | 0 | 0 | 0 | 0 | -70858.9504 | 0 | 0 | 0 | 0 | 0 | 0 | 0 | 0 | 331707.04 | 292250.2184 | 0 | 0 | 0 | 0 | 0 | 0 | 0 | 0 | 0
2016-09-09 04:00 | 0 | 0 | 0 | 0 | 0 | 270059.732 | 0 | 491451 | 0 | 0 | 0 | 0 | 198884.1747 | 0 | 0 | 0 | 0 | 0 | 0 | 689024.3687 | 0 | 0 | 0 | 0 | 0 | 0 | 0 | 0 | 0 | 0 | 0 | 0 | 70858.9504 | 0 | 0 | 0 | 0 | 0 | 0 | 0 | 0 | 0 | 292250.2184 | 0 | 0 | 0 | 0 | 0 | 0 | 0 | 0 | 0
2016-09-09 05:00 | 0 | 0 | 0 | 0 | 0 | 430245.8712 | 0 | 461648 | 0 | 0 | 0 | 0 | 128025.2243 | 0 | 0 | 0 | 0 | 0 | 0 | 728481.1903 | 0 | 0 | 0 | 0 | 0 | 0 | 0 | 0 | 0 | 0 | 0 | 0 | -70858.9504 | 0 | 0 | 0 | 0 | 0 | 0 | 0 | 0 | 331707.04 | 292250.2184 | 0 | 0 | 0 | 0 | 0 | 0 | 0 | 0 | 0
2016-09-09 06:00 | 0 | 0 | 0 | 0 | 0 | 406807.8712 | 0 | 438210 | 0 | 0 | 0 | 0 | 57166.2739 | 0 | 0 | 0 | 0 | 0 | 0 | 767938.0119 | 0 | 0 | 0 | 0 | 0 | 0 | 0 | 0 | 0 | 0 | 0 | 0 | -70858.9504 | 0 | 0 | 0 | 0 | 0 | 0 | 0 | 0 | 331707.04 | 292250.2184 | 0 | 0 | 0 | 0 | 0 | 0 | 0 | 0 | 0
2016-09-09 07:00 | 0 | 0 | 0 | 0 | 0 | 463053.1626 | 0 | 422423 | 0 | 0 | 0 | 0 | 128025.2243 | 0 | 0 | 0 | 0 | 0 | 0 | 737709.2241 | 0 | 0 | 0 | 0 | 0 | 0 | 0 | 0 | 0 | 0 | 0 | 0 | 70858.9504 | 0 | 0 | 0 | 0 | 0 | 0 | 0 | 0 | 262021.4306 | 292250.2184 | 0 | 0 | 0 | 0 | 0 | 0 | 0 | 0 | 0
2016-09-09 08:00 | 0 | 0 | 0 | 0 | 0 | 442777.0721 | 0 | 415921 | 0 | 0 | 0 | 0 | 198884.1747 | 0 | 0 | 0 | 0 | 0 | 0 | 693706.3458 | 0 | 0 | 0 | 0 | 0 | 0 | 0 | 0 | 0 | 0 | 0 | 0 | 70858.9504 | 0 | 0 | 0 | 0 | 0 | 0 | 0 | 0 | 248247.3401 | 292250.2184 | 0 | 0 | 0 | 0 | 0 | 0 | 0 | 0 | 0
2016-09-09 09:00 | 0 | 0 | 0 | 0 | 0 | 130967.7816 | 0 | 423218 | 0 | 0 | 0 | 0 | 198884.1747 | 0 | 0 | 0 | 0 | 0 | 0 | 401456.1274 | 0 | 0 | 0 | 0 | 0 | 0 | 0 | 0 | 0 | 0 | 0 | 0 | 0 | 0 | 0 | 0 | 0 | 0 | 0 | 0 | 0 | 0 | 292250.2184 | 0 | 0 | 0 | 0 | 0 | 0 | 0 | 0 | 0
2016-09-09 10:00 | 0 | 0 | 0 | 0 | 0 | 153803.7816 | 0 | 446054 | 0 | 0 | 0 | 0 | 198884.1747 | 0 | 0 | 0 | 0 | 0 | 0 | 109205.9091 | 0 | 0 | 0 | 0 | 0 | 0 | 0 | 0 | 0 | 0 | 0 | 0 | 0 | 0 | 0 | 0 | 0 | 0 | 0 | 0 | 0 | 0 | 292250.2184 | 0 | 0 | 0 | 0 | 0 | 0 | 0 | 0 | 0
2016-09-09 11:00 | 0 | 0 | 0 | 0 | 0 | 397831.9586 | 0 | 467381 | 0 | 0 | 0 | 0 | 141717.9008 | 0 | 0 | 0 | 0 | 0 | 0 | 96823.1415 | 0 | 0 | 0 | 0 | 0 | 0 | 0 | 0 | 0 | 0 | 0 | 0 | -57166.2739 | 0 | 0 | 0 | 0 | 0 | 0 | 0 | 0 | 279867.4508 | 292250.2184 | 0 | 0 | 0 | 0 | 0 | 0 | 0 | 0 | 0
2016-09-09 12:00 | 0 | 0 | 0 | 0 | 0 | 357475.471 | 52.5969 | 482993 | 0 | 0 | 0 | 0 | 70858.9504 | 0 | 0 | 0 | 0 | 0 | 0 | 42217.1598 | 0 | 0 | 0 | 0 | 0 | 0 | 0 | 0 | 0 | 0 | 0 | 0 | -70858.9504 | 0 | 0 | 0 | 0 | 0 | 0 | 0 | 0 | 237644.2366 | 292250.2184 | 0 | 0 | 0 | 0 | 0 | 0 | 0 | 0 | 0
2016-09-09 13:00 | 0 | 0 | 0 | 0 | 0 | 250632.2552 | 142733.6346 | 506442 | 0 | 0 | 0 | 0 | 0 | 0 | 0 | 0 | 0 | 0 | 0 | 0 | 0 | 0 | 0 | 0 | 0 | 0 | 0 | 0 | 0 | 0 | 0 | 0 | -70858.9504 | 0 | 0 | 0 | 0 | 0 | 0 | 0 | 0 | 250033.0586 | 292250.2184 | 0 | 0 | 0 | 0 | 0 | 0 | 0 | 0 | 0
2016-09-09 14:00 | 0 | 0 | 0 | 0 | 0 | 14398.4276 | 591184.5228 | 534724 | 0 | 0 | 0 | 0 | 70858.9504 | 0 | 0 | 0 | 0 | 0 | 0 | 0 | 0 | 0 | 0 | 0 | 0 | 0 | 0 | 0 | 0 | 0 | 0 | 0 | 70858.9504 | 0 | 0 | 0 | 0 | 0 | 0 | 0 | 0 | 0 | 0 | 0 | 0 | 0 | 0 | 0 | 0 | 0 | 0 | 0
2016-09-09 15:00 | 0 | 0 | 0 | 0 | 0 | 0 | 800881.8619 | 563014 | 0 | 0 | 0 | 0 | 141717.9008 | 0 | 0 | 0 | 0 | 0 | 0 | 167008.9115 | 0 | 0 | 0 | 0 | 0 | 0 | 0 | 0 | 0 | 0 | 0 | 0 | 70858.9504 | 0 | 0 | 0 | 0 | 0 | 0 | 0 | 0 | 167008.9115 | 0 | 0 | 0 | 0 | 0 | 0 | 0 | 0 | 0 | 0
2016-09-09 16:00 | 0 | 0 | 0 | 0 | 0 | 0 | 830572.7986 | 588325 | 0 | 0 | 0 | 0 | 70858.9504 | 0 | 0 | 0 | 0 | 0 | 0 | 480115.6606 | 0 | 0 | 0 | 0 | 0 | 0 | 0 | 0 | 0 | 0 | 0 | 0 | -70858.9504 | 0 | 0 | 0 | 0 | 0 | 0 | 0 | 0 | 313106.749 | 0 | 0 | 0 | 0 | 0 | 0 | 0 | 0 | 0 | 0
2016-09-09 17:00 | 0 | 0 | 0 | 0 | 0 | 0 | 827044.73 | 611508 | 0 | 0 | 0 | 0 | 128025.2243 | 0 | 0 | 0 | 0 | 0 | 0 | 638486.1167 | 0 | 0 | 0 | 0 | 0 | 0 | 0 | 0 | 0 | 0 | 0 | 0 | 57166.2739 | 0 | 0 | 0 | 0 | 0 | 0 | 0 | 0 | 158370.4561 | 0 | 0 | 0 | 0 | 0 | 0 | 0 | 0 | 0 | 0
2016-09-09 18:00 | 0 | 0 | 0 | 0 | 0 | 0 | 813352.2341 | 629152 | 0 | 0 | 0 | 0 | 57166.2739 | 0 | 0 | 0 | 0 | 0 | 0 | 893545.3012 | 0 | 0 | 0 | 0 | 0 | 0 | 0 | 0 | 0 | 0 | 0 | 0 | -70858.9504 | 0 | 0 | 0 | 0 | 0 | 0 | 0 | 0 | 255059.1845 | 0 | 0 | 0 | 0 | 0 | 0 | 0 | 0 | 0 | 0
2016-09-09 19:00 | 0 | 0 | 0 | 0 | 0 | 0 | 801879.2678 | 640895 | 0 | 0 | 0 | 0 | 128025.2243 | 0 | 0 | 0 | 0 | 0 | 0 | 983670.6186 | 0 | 0 | 0 | 0 | 0 | 0 | 0 | 0 | 0 | 0 | 0 | 0 | 70858.9504 | 0 | 0 | 0 | 0 | 0 | 0 | 0 | 0 | 90125.3174 | 0 | 0 | 0 | 0 | 0 | 0 | 0 | 0 | 0 | 0
2016-09-09 20:00 | 0 | 0 | 0 | 0 | 0 | 0 | 804100.1213 | 647977 | 0 | 0 | 0 | 0 | 198884.1747 | 0 | 0 | 0 | 0 | 0 | 0 | 1068934.7895 | 0 | 0 | 0 | 0 | 0 | 0 | 0 | 0 | 0 | 0 | 0 | 0 | 70858.9504 | 0 | 0 | 0 | 0 | 0 | 0 | 0 | 0 | 85264.1709 | 0 | 0 | 0 | 0 | 0 | 0 | 0 | 0 | 0 | 0
2016-09-09 21:00 | 0 | 0 | 0 | 0 | 0 | 0 | 801392.3246 | 647514 | 0 | 0 | 0 | 0 | 151852.8392 | 0 | 0 | 0 | 0 | 0 | 0 | 1269844.4496 | 0 | 0 | 0 | 0 | 0 | 0 | 0 | 0 | 0 | 0 | 0 | 0 | -47031.3355 | 0 | 0 | 0 | 0 | 0 | 0 | 0 | 0 | 200909.6601 | 0 | 0 | 0 | 0 | 0 | 0 | 0 | 0 | 0 | 0
2016-09-09 22:00 | 0 | 0 | 0 | 0 | 0 | 0 | 770389.859 | 635007 | 0 | 0 | 0 | 0 | 80993.8888 | 0 | 0 | 0 | 0 | 0 | 0 | 1476086.259 | 0 | 0 | 0 | 0 | 0 | 0 | 0 | 0 | 0 | 0 | 0 | 0 | -70858.9504 | 0 | 0 | 0 | 0 | 0 | 0 | 0 | 0 | 206241.8094 | 0 | 0 | 0 | 0 | 0 | 0 | 0 | 0 | 0 | 0
2016-09-09 23:00 | 0 | 0 | 0 | 0 | 0 | 0 | 663639.3355 | 616608 | 0 | 0 | 0 | 0 | 128025.2243 | 0 | 0 | 0 | 0 | 0 | 0 | 1476086.259 | 0 | 0 | 0 | 0 | 0 | 0 | 0 | 0 | 0 | 0 | 0 | 0 | 47031.3355 | 0 | 0 | 0 | 0 | 0 | 0 | 0 | 0 | 0 | 0 | 0 | 0 | 0 | 0 | 0 | 0 | 0 | 0 | 0
2016-09-10 | 0 | 0 | 0 | 0 | 0 | 0 | 432338.4203 | 602141 | 0 | 0 | 0 | 0 | 57166.2739 | 0 | 0 | 0 | 0 | 0 | 0 | 1377142.6297 | 0 | 0 | 0 | 0 | 0 | 0 | 0 | 0 | 0 | 0 | 0 | 0 | -70858.9504 | 0 | 0 | 0 | 0 | 0 | 0 | 0 | 0 | 193306.589 | 292250.2184 | 0 | 0 | 0 | 0 | 0 | 0 | 0 | 0 | 0
2016-09-10 01:00 | 0 | 0 | 0 | 0 | 0 | 624769.3128 | 62842.0102 | 579290 | 0 | 0 | 0 | 0 | 128025.2243 | 0 | 0 | 0 | 0 | 0 | 0 | 1414605.0023 | 0 | 0 | 0 | 0 | 0 | 0 | 0 | 0 | 0 | 0 | 0 | 0 | 70858.9504 | 0 | 0 | 0 | 0 | 0 | 0 | 0 | 0 | 329712.591 | 292250.2184 | 0 | 0 | 0 | 0 | 0 | 0 | 0 | 0 | 0
2016-09-10 02:00 | 0 | 0 | 0 | 0 | 0 | 517148.3043 | 0.56691 | 548551 | 0 | 0 | 0 | 0 | 57166.2739 | 0 | 0 | 0 | 0 | 0 | 0 | 1454061.8239 | 0 | 0 | 0 | 0 | 0 | 0 | 0 | 0 | 0 | 0 | 0 | 0 | -70858.9504 | 0 | 0 | 0 | 0 | 0 | 0 | 0 | 0 | 331707.04 | 292250.2184 | 0 | 0 | 0 | 0 | 0 | 0 | 0 | 0 | 0
2016-09-10 03:00 | 0 | 0 | 0 | 0 | 0 | 475040.7536 | 0 | 515363 | 0 | 0 | 0 | 0 | 128025.2243 | 0 | 0 | 0 | 0 | 0 | 0 | 1342880.6271 | 0 | 0 | 0 | 0 | 0 | 0 | 0 | 0 | 0 | 0 | 0 | 0 | 70858.9504 | 0 | 0 | 0 | 0 | 0 | 0 | 0 | 0 | 181069.0216 | 292250.2184 | 0 | 0 | 0 | 0 | 0 | 0 | 0 | 0 | 0
2016-09-10 04:00 | 0 | 0 | 0 | 0 | 0 | 261283.732 | 0 | 482675 | 0 | 0 | 0 | 0 | 198884.1747 | 0 | 0 | 0 | 0 | 0 | 0 | 1050630.4087 | 0 | 0 | 0 | 0 | 0 | 0 | 0 | 0 | 0 | 0 | 0 | 0 | 70858.9504 | 0 | 0 | 0 | 0 | 0 | 0 | 0 | 0 | 0 | 292250.2184 | 0 | 0 | 0 | 0 | 0 | 0 | 0 | 0 | 0
2016-09-10 05:00 | 0 | 0 | 0 | 0 | 0 | 421192.8712 | 0 | 452595 | 0 | 0 | 0 | 0 | 128025.2243 | 0 | 0 | 0 | 0 | 0 | 0 | 1090087.2303 | 0 | 0 | 0 | 0 | 0 | 0 | 0 | 0 | 0 | 0 | 0 | 0 | -70858.9504 | 0 | 0 | 0 | 0 | 0 | 0 | 0 | 0 | 331707.04 | 292250.2184 | 0 | 0 | 0 | 0 | 0 | 0 | 0 | 0 | 0
2016-09-10 06:00 | 0 | 0 | 0 | 0 | 0 | 208326.732 | 0 | 429718 | 0 | 0 | 0 | 0 | 198884.1747 | 0 | 0 | 0 | 0 | 0 | 0 | 797837.0119 | 0 | 0 | 0 | 0 | 0 | 0 | 0 | 0 | 0 | 0 | 0 | 0 | 70858.9504 | 0 | 0 | 0 | 0 | 0 | 0 | 0 | 0 | 0 | 292250.2184 | 0 | 0 | 0 | 0 | 0 | 0 | 0 | 0 | 0
2016-09-10 07:00 | 0 | 0 | 0 | 0 | 0 | 452159.8216 | 0 | 412703 | 0 | 0 | 0 | 0 | 198884.1747 | 0 | 0 | 0 | 0 | 0 | 0 | 837293.8335 | 0 | 0 | 0 | 0 | 0 | 0 | 0 | 0 | 0 | 0 | 0 | 0 | 0 | 0 | 0 | 0 | 0 | 0 | 0 | 0 | 0 | 331707.04 | 292250.2184 | 0 | 0 | 0 | 0 | 0 | 0 | 0 | 0 | 0
2016-09-10 08:00 | 0 | 0 | 0 | 0 | 0 | 38982.8312 | 0 | 402092 | 0 | 0 | 0 | 0 | 128025.2243 | 0 | 0 | 0 | 0 | 0 | 0 | 545043.6152 | 0 | 0 | 0 | 0 | 0 | 0 | 0 | 0 | 0 | 0 | 0 | 0 | -70858.9504 | 0 | 0 | 0 | 0 | 0 | 0 | 0 | 0 | 0 | 292250.2184 | 0 | 0 | 0 | 0 | 0 | 0 | 0 | 0 | 0
2016-09-10 09:00 | 0 | 0 | 0 | 0 | 0 | 451849.4981 | 0 | 398700 | 0 | 0 | 0 | 0 | 141717.9008 | 0 | 0 | 0 | 0 | 0 | 0 | 584500.4368 | 0 | 0 | 0 | 0 | 0 | 0 | 0 | 0 | 0 | 0 | 0 | 0 | 13692.6765 | 0 | 0 | 0 | 0 | 0 | 0 | 0 | 0 | 331707.04 | 292250.2184 | 0 | 0 | 0 | 0 | 0 | 0 | 0 | 0 | 0
2016-09-10 10:00 | 0 | 0 | 0 | 0 | 0 | 38637.8312 | 0 | 401747 | 0 | 0 | 0 | 0 | 70858.9504 | 0 | 0 | 0 | 0 | 0 | 0 | 292250.2184 | 0 | 0 | 0 | 0 | 0 | 0 | 0 | 0 | 0 | 0 | 0 | 0 | -70858.9504 | 0 | 0 | 0 | 0 | 0 | 0 | 0 | 0 | 0 | 292250.2184 | 0 | 0 | 0 | 0 | 0 | 0 | 0 | 0 | 0
2016-09-10 11:00 | 0 | 0 | 0 | 0 | 0 | 45330.8312 | 0 | 408440 | 0 | 0 | 0 | 0 | 0 | 0 | 0 | 0 | 0 | 0 | 0 | 0 | 0 | 0 | 0 | 0 | 0 | 0 | 0 | 0 | 0 | 0 | 0 | 0 | -70858.9504 | 0 | 0 | 0 | 0 | 0 | 0 | 0 | 0 | 0 | 292250.2184 | 0 | 0 | 0 | 0 | 0 | 0 | 0 | 0 | 0
2016-09-10 12:00 | 0 | 0 | 0 | 0 | 0 | 455807.5041 | 38.0041 | 426216 | 0 | 0 | 0 | 0 | 0 | 0 | 0 | 0 | 0 | 0 | 0 | 29629.5082 | 0 | 0 | 0 | 0 | 0 | 0 | 0 | 0 | 0 | 0 | 0 | 0 | 0 | 0 | 0 | 0 | 0 | 0 | 0 | 0 | 0 | 321879.7266 | 292250.2184 | 0 | 0 | 0 | 0 | 0 | 0 | 0 | 0 | 0
2016-09-10 13:00 | 0 | 0 | 0 | 0 | 0 | 293877.057 | 128738.4348 | 452245 | 0 | 0 | 0 | 0 | 0 | 0 | 0 | 0 | 0 | 0 | 0 | 0 | 0 | 0 | 0 | 0 | 0 | 0 | 0 | 0 | 0 | 0 | 0 | 0 | 0 | 0 | 0 | 0 | 0 | 0 | 0 | 0 | 0 | 262620.7102 | 292250.2184 | 0 | 0 | 0 | 0 | 0 | 0 | 0 | 0 | 0
2016-09-10 14:00 | 0 | 0 | 0 | 0 | 0 | 0 | 543959.7929 | 482481 | 0 | 0 | 0 | 0 | 61478.7929 | 0 | 0 | 0 | 0 | 0 | 0 | 0 | 0 | 0 | 0 | 0 | 0 | 0 | 0 | 0 | 0 | 0 | 0 | 0 | 61478.7929 | 0 | 0 | 0 | 0 | 0 | 0 | 0 | 0 | 0 | 0 | 0 | 0 | 0 | 0 | 0 | 0 | 0 | 0 | 0
2016-09-10 15:00 | 0 | 0 | 0 | 0 | 0 | 0 | 772084.3016 | 511554 | 0 | 0 | 0 | 0 | 0 | 0 | 0 | 0 | 0 | 0 | 0 | 322009.0946 | 0 | 0 | 0 | 0 | 0 | 0 | 0 | 0 | 0 | 0 | 0 | 0 | -61478.7929 | 0 | 0 | 0 | 0 | 0 | 0 | 0 | 0 | 322009.0946 | 0 | 0 | 0 | 0 | 0 | 0 | 0 | 0 | 0 | 0
2016-09-10 16:00 | 0 | 0 | 0 | 0 | 0 | 0 | 815788.528 | 535911 | 0 | 0 | 0 | 0 | 0 | 0 | 0 | 0 | 0 | 0 | 0 | 601886.6225 | 0 | 0 | 0 | 0 | 0 | 0 | 0 | 0 | 0 | 0 | 0 | 0 | 0 | 0 | 0 | 0 | 0 | 0 | 0 | 0 | 0 | 279877.528 | 0 | 0 | 0 | 0 | 0 | 0 | 0 | 0 | 0 | 0
2016-09-10 17:00 | 0 | 0 | 0 | 0 | 0 | 0 | 812980.0907 | 554524 | 0 | 0 | 0 | 0 | 70858.9504 | 0 | 0 | 0 | 0 | 0 | 0 | 789483.7628 | 0 | 0 | 0 | 0 | 0 | 0 | 0 | 0 | 0 | 0 | 0 | 0 | 70858.9504 | 0 | 0 | 0 | 0 | 0 | 0 | 0 | 0 | 187597.1403 | 0 | 0 | 0 | 0 | 0 | 0 | 0 | 0 | 0 | 0
2016-09-10 18:00 | 0 | 0 | 0 | 0 | 0 | 0 | 800325.6179 | 567796 | 0 | 0 | 0 | 0 | 0 | 0 | 0 | 0 | 0 | 0 | 0 | 1092872.3311 | 0 | 0 | 0 | 0 | 0 | 0 | 0 | 0 | 0 | 0 | 0 | 0 | -70858.9504 | 0 | 0 | 0 | 0 | 0 | 0 | 0 | 0 | 303388.5683 | 0 | 0 | 0 | 0 | 0 | 0 | 0 | 0 | 0 | 0
2016-09-10 19:00 | 0 | 0 | 0 | 0 | 0 | 0 | 792417.4142 | 576545 | 0 | 0 | 0 | 0 | 70858.9504 | 0 | 0 | 0 | 0 | 0 | 0 | 1237885.7949 | 0 | 0 | 0 | 0 | 0 | 0 | 0 | 0 | 0 | 0 | 0 | 0 | 70858.9504 | 0 | 0 | 0 | 0 | 0 | 0 | 0 | 0 | 145013.4638 | 0 | 0 | 0 | 0 | 0 | 0 | 0 | 0 | 0 | 0
2016-09-10 20:00 | 0 | 0 | 0 | 0 | 0 | 0 | 798207.5037 | 581338 | 0 | 0 | 0 | 0 | 128025.2243 | 0 | 0 | 0 | 0 | 0 | 0 | 1397589.0247 | 0 | 0 | 0 | 0 | 0 | 0 | 0 | 0 | 0 | 0 | 0 | 0 | 57166.2739 | 0 | 0 | 0 | 0 | 0 | 0 | 0 | 0 | 159703.2298 | 0 | 0 | 0 | 0 | 0 | 0 | 0 | 0 | 0 | 0
2016-09-10 21:00 | 0 | 0 | 0 | 0 | 0 | 0 | 800122.9425 | 580827 | 0 | 0 | 0 | 0 | 198884.1747 | 0 | 0 | 0 | 0 | 0 | 0 | 1546026.0168 | 0 | 0 | 0 | 0 | 0 | 0 | 0 | 0 | 0 | 0 | 0 | 0 | 70858.9504 | 0 | 0 | 0 | 0 | 0 | 0 | 0 | 0 | 148436.9921 | 0 | 0 | 0 | 0 | 0 | 0 | 0 | 0 | 0 | 0
2016-09-10 22:00 | 0 | 0 | 0 | 0 | 0 | 0 | 772191.9814 | 572569 | 0 | 0 | 0 | 0 | 198884.1747 | 0 | 0 | 0 | 0 | 0 | 0 | 1745648.9982 | 0 | 0 | 0 | 0 | 0 | 0 | 0 | 0 | 0 | 0 | 0 | 0 | 0 | 0 | 0 | 0 | 0 | 0 | 0 | 0 | 0 | 199622.9814 | 0 | 0 | 0 | 0 | 0 | 0 | 0 | 0 | 0 | 0
2016-09-10 23:00 | 0 | 0 | 0 | 0 | 0 | 0 | 665120.6348 | 561112 | 0 | 0 | 0 | 0 | 128025.2243 | 0 | 0 | 0 | 0 | 0 | 0 | 1920516.5834 | 0 | 0 | 0 | 0 | 0 | 0 | 0 | 0 | 0 | 0 | 0 | 0 | -70858.9504 | 0 | 0 | 0 | 0 | 0 | 0 | 0 | 0 | 174867.5852 | 0 | 0 | 0 | 0 | 0 | 0 | 0 | 0 | 0 | 0
2016-09-11 | 0 | 0 | 0 | 0 | 0 | 0 | 421855.9079 | 551027 | 0 | 0 | 0 | 0 | 198884.1747 | 0 | 0 | 0 | 0 | 0 | 0 | 1720486.5409 | 0 | 0 | 0 | 0 | 0 | 0 | 0 | 0 | 0 | 0 | 0 | 0 | 70858.9504 | 0 | 0 | 0 | 0 | 0 | 0 | 0 | 0 | 92220.1759 | 292250.2184 | 0 | 0 | 0 | 0 | 0 | 0 | 0 | 0 | 0
2016-09-11 01:00 | 0 | 0 | 0 | 0 | 0 | 185277.5745 | 56130.2072 | 533658 | 0 | 0 | 0 | 0 | 198884.1747 | 0 | 0 | 0 | 0 | 0 | 0 | 1428236.3225 | 0 | 0 | 0 | 0 | 0 | 0 | 0 | 0 | 0 | 0 | 0 | 0 | 0 | 0 | 0 | 0 | 0 | 0 | 0 | 0 | 0 | 0 | 292250.2184 | 0 | 0 | 0 | 0 | 0 | 0 | 0 | 0 | 0
2016-09-11 02:00 | 0 | 0 | 0 | 0 | 0 | 143811.7641 | 0.067085 | 506921 | 0 | 0 | 0 | 0 | 128025.2243 | 0 | 0 | 0 | 0 | 0 | 0 | 1135986.1041 | 0 | 0 | 0 | 0 | 0 | 0 | 0 | 0 | 0 | 0 | 0 | 0 | -70858.9504 | 0 | 0 | 0 | 0 | 0 | 0 | 0 | 0 | 0 | 292250.2184 | 0 | 0 | 0 | 0 | 0 | 0 | 0 | 0 | 0
2016-09-11 03:00 | 0 | 0 | 0 | 0 | 0 | 255887.732 | 0 | 477279 | 0 | 0 | 0 | 0 | 198884.1747 | 0 | 0 | 0 | 0 | 0 | 0 | 843735.8857 | 0 | 0 | 0 | 0 | 0 | 0 | 0 | 0 | 0 | 0 | 0 | 0 | 70858.9504 | 0 | 0 | 0 | 0 | 0 | 0 | 0 | 0 | 0 | 292250.2184 | 0 | 0 | 0 | 0 | 0 | 0 | 0 | 0 | 0
2016-09-11 04:00 | 0 | 0 | 0 | 0 | 0 | 416590.8712 | 0 | 447993 | 0 | 0 | 0 | 0 | 128025.2243 | 0 | 0 | 0 | 0 | 0 | 0 | 883192.7073 | 0 | 0 | 0 | 0 | 0 | 0 | 0 | 0 | 0 | 0 | 0 | 0 | -70858.9504 | 0 | 0 | 0 | 0 | 0 | 0 | 0 | 0 | 331707.04 | 292250.2184 | 0 | 0 | 0 | 0 | 0 | 0 | 0 | 0 | 0
2016-09-11 05:00 | 0 | 0 | 0 | 0 | 0 | 447077.0766 | 0 | 422117 | 0 | 0 | 0 | 0 | 198884.1747 | 0 | 0 | 0 | 0 | 0 | 0 | 837293.8335 | 0 | 0 | 0 | 0 | 0 | 0 | 0 | 0 | 0 | 0 | 0 | 0 | 70858.9504 | 0 | 0 | 0 | 0 | 0 | 0 | 0 | 0 | 246351.3446 | 292250.2184 | 0 | 0 | 0 | 0 | 0 | 0 | 0 | 0 | 0
2016-09-11 06:00 | 0 | 0 | 0 | 0 | 0 | 110107.7816 | 0 | 402358 | 0 | 0 | 0 | 0 | 198884.1747 | 0 | 0 | 0 | 0 | 0 | 0 | 545043.6152 | 0 | 0 | 0 | 0 | 0 | 0 | 0 | 0 | 0 | 0 | 0 | 0 | 0 | 0 | 0 | 0 | 0 | 0 | 0 | 0 | 0 | 0 | 292250.2184 | 0 | 0 | 0 | 0 | 0 | 0 | 0 | 0 | 0
2016-09-11 07:00 | 0 | 0 | 0 | 0 | 0 | 355315.8712 | 0 | 386718 | 0 | 0 | 0 | 0 | 128025.2243 | 0 | 0 | 0 | 0 | 0 | 0 | 584500.4368 | 0 | 0 | 0 | 0 | 0 | 0 | 0 | 0 | 0 | 0 | 0 | 0 | -70858.9504 | 0 | 0 | 0 | 0 | 0 | 0 | 0 | 0 | 331707.04 | 292250.2184 | 0 | 0 | 0 | 0 | 0 | 0 | 0 | 0 | 0
2016-09-11 08:00 | 0 | 0 | 0 | 0 | 0 | 84036.7816 | 0 | 376287 | 0 | 0 | 0 | 0 | 128025.2243 | 0 | 0 | 0 | 0 | 0 | 0 | 292250.2184 | 0 | 0 | 0 | 0 | 0 | 0 | 0 | 0 | 0 | 0 | 0 | 0 | 0 | 0 | 0 | 0 | 0 | 0 | 0 | 0 | 0 | 0 | 292250.2184 | 0 | 0 | 0 | 0 | 0 | 0 | 0 | 0 | 0
2016-09-11 09:00 | 0 | 0 | 0 | 0 | 0 | 150350.732 | 0 | 371742 | 0 | 0 | 0 | 0 | 198884.1747 | 0 | 0 | 0 | 0 | 0 | 0 | 0 | 0 | 0 | 0 | 0 | 0 | 0 | 0 | 0 | 0 | 0 | 0 | 0 | 70858.9504 | 0 | 0 | 0 | 0 | 0 | 0 | 0 | 0 | 0 | 292250.2184 | 0 | 0 | 0 | 0 | 0 | 0 | 0 | 0 | 0
2016-09-11 10:00 | 0 | 0 | 0 | 0 | 0 | 412076.8216 | 0 | 372620 | 0 | 0 | 0 | 0 | 198884.1747 | 0 | 0 | 0 | 0 | 0 | 0 | 39456.8216 | 0 | 0 | 0 | 0 | 0 | 0 | 0 | 0 | 0 | 0 | 0 | 0 | 0 | 0 | 0 | 0 | 0 | 0 | 0 | 0 | 0 | 331707.04 | 292250.2184 | 0 | 0 | 0 | 0 | 0 | 0 | 0 | 0 | 0
2016-09-11 11:00 | 0 | 0 | 0 | 0 | 0 | 265559.228 | 0 | 375875 | 0 | 0 | 0 | 0 | 128025.2243 | 0 | 0 | 0 | 0 | 0 | 0 | 0 | 0 | 0 | 0 | 0 | 0 | 0 | 0 | 0 | 0 | 0 | 0 | 0 | -70858.9504 | 0 | 0 | 0 | 0 | 0 | 0 | 0 | 0 | 252793.3968 | 292250.2184 | 0 | 0 | 0 | 0 | 0 | 0 | 0 | 0 | 0
2016-09-11 12:00 | 0 | 0 | 0 | 0 | 0 | 460336.1648 | 60.7856 | 389538 | 0 | 0 | 0 | 0 | 198884.1747 | 0 | 0 | 0 | 0 | 0 | 0 | 0 | 0 | 0 | 0 | 0 | 0 | 0 | 0 | 0 | 0 | 0 | 0 | 0 | 70858.9504 | 0 | 0 | 0 | 0 | 0 | 0 | 0 | 0 | 292250.2184 | 292250.2184 | 0 | 0 | 0 | 0 | 0 | 0 | 0 | 0 | 0
2016-09-11 13:00 | 0 | 0 | 0 | 0 | 0 | 323333.7145 | 138849.546 | 412784 | 0 | 0 | 0 | 0 | 198884.1747 | 0 | 0 | 0 | 0 | 0 | 0 | 49399.2605 | 0 | 0 | 0 | 0 | 0 | 0 | 0 | 0 | 0 | 0 | 0 | 0 | 0 | 0 | 0 | 0 | 0 | 0 | 0 | 0 | 0 | 331707.04 | 282307.7795 | 0 | 0 | 0 | 0 | 0 | 0 | 0 | 0 | 0
2016-09-11 14:00 | 0 | 0 | 0 | 0 | 0 | 103277.7695 | 583717.3382 | 437043 | 0 | 0 | 0 | 0 | 128025.2243 | 0 | 0 | 0 | 0 | 0 | 0 | 370210.3186 | 0 | 0 | 0 | 0 | 0 | 0 | 0 | 0 | 0 | 0 | 0 | 0 | -70858.9504 | 0 | 0 | 0 | 0 | 0 | 0 | 0 | 0 | 320811.0581 | 0 | 0 | 0 | 0 | 0 | 0 | 0 | 0 | 0 | 0
2016-09-11 15:00 | 0 | 0 | 0 | 0 | 0 | 0 | 774225.696 | 459920 | 0 | 0 | 0 | 0 | 110623.8803 | 0 | 0 | 0 | 0 | 0 | 0 | 701917.3586 | 0 | 0 | 0 | 0 | 0 | 0 | 0 | 0 | 0 | 0 | 0 | 0 | -17401.344 | 0 | 0 | 0 | 0 | 0 | 0 | 0 | 0 | 331707.04 | 0 | 0 | 0 | 0 | 0 | 0 | 0 | 0 | 0 | 0
2016-09-11 16:00 | 0 | 0 | 0 | 0 | 0 | 0 | 818426.5912 | 482980 | 0 | 0 | 0 | 0 | 181482.8307 | 0 | 0 | 0 | 0 | 0 | 0 | 966504.9994 | 0 | 0 | 0 | 0 | 0 | 0 | 0 | 0 | 0 | 0 | 0 | 0 | 70858.9504 | 0 | 0 | 0 | 0 | 0 | 0 | 0 | 0 | 264587.6408 | 0 | 0 | 0 | 0 | 0 | 0 | 0 | 0 | 0 | 0
2016-09-11 17:00 | 0 | 0 | 0 | 0 | 0 | 0 | 809462.3367 | 503234 | 0 | 0 | 0 | 0 | 198884.1747 | 0 | 0 | 0 | 0 | 0 | 0 | 1255331.9921 | 0 | 0 | 0 | 0 | 0 | 0 | 0 | 0 | 0 | 0 | 0 | 0 | 17401.344 | 0 | 0 | 0 | 0 | 0 | 0 | 0 | 0 | 288826.9927 | 0 | 0 | 0 | 0 | 0 | 0 | 0 | 0 | 0 | 0
2016-09-11 18:00 | 0 | 0 | 0 | 0 | 0 | 0 | 793596.3749 | 519746 | 0 | 0 | 0 | 0 | 198884.1747 | 0 | 0 | 0 | 0 | 0 | 0 | 1529182.367 | 0 | 0 | 0 | 0 | 0 | 0 | 0 | 0 | 0 | 0 | 0 | 0 | 0 | 0 | 0 | 0 | 0 | 0 | 0 | 0 | 0 | 273850.3749 | 0 | 0 | 0 | 0 | 0 | 0 | 0 | 0 | 0 | 0
2016-09-11 19:00 | 0 | 0 | 0 | 0 | 0 | 0 | 778632.3573 | 532370 | 0 | 0 | 0 | 0 | 198884.1747 | 0 | 0 | 0 | 0 | 0 | 0 | 1775444.7243 | 0 | 0 | 0 | 0 | 0 | 0 | 0 | 0 | 0 | 0 | 0 | 0 | 0 | 0 | 0 | 0 | 0 | 0 | 0 | 0 | 0 | 246262.3573 | 0 | 0 | 0 | 0 | 0 | 0 | 0 | 0 | 0 | 0
2016-09-11 20:00 | 0 | 0 | 0 | 0 | 0 | 0 | 776085.3422 | 542155 | 0 | 0 | 0 | 0 | 198884.1747 | 0 | 0 | 0 | 0 | 0 | 0 | 2009375.0665 | 0 | 0 | 0 | 0 | 0 | 0 | 0 | 0 | 0 | 0 | 0 | 0 | 0 | 0 | 0 | 0 | 0 | 0 | 0 | 0 | 0 | 233930.3422 | 0 | 0 | 0 | 0 | 0 | 0 | 0 | 0 | 0 | 0
2016-09-11 21:00 | 0 | 0 | 0 | 0 | 0 | 0 | 768175.041 | 547828 | 0 | 0 | 0 | 0 | 141717.9008 | 0 | 0 | 0 | 0 | 0 | 0 | 2286888.3814 | 0 | 0 | 0 | 0 | 0 | 0 | 0 | 0 | 0 | 0 | 0 | 0 | -57166.2739 | 0 | 0 | 0 | 0 | 0 | 0 | 0 | 0 | 277513.3149 | 0 | 0 | 0 | 0 | 0 | 0 | 0 | 0 | 0 | 0
2016-09-11 22:00 | 0 | 0 | 0 | 0 | 0 | 0 | 730485.5001 | 543941 | 0 | 0 | 0 | 0 | 70858.9504 | 0 | 0 | 0 | 0 | 0 | 0 | 2544291.8319 | 0 | 0 | 0 | 0 | 0 | 0 | 0 | 0 | 0 | 0 | 0 | 0 | -70858.9504 | 0 | 0 | 0 | 0 | 0 | 0 | 0 | 0 | 257403.4505 | 0 | 0 | 0 | 0 | 0 | 0 | 0 | 0 | 0 | 0
2016-09-11 23:00 | 0 | 0 | 0 | 0 | 0 | 0 | 607739.6234 | 534700 | 0 | 0 | 0 | 0 | 0 | 0 | 0 | 0 | 0 | 0 | 0 | 2688190.4058 | 0 | 0 | 0 | 0 | 0 | 0 | 0 | 0 | 0 | 0 | 0 | 0 | -70858.9504 | 0 | 0 | 0 | 0 | 0 | 0 | 0 | 0 | 143898.5738 | 0 | 0 | 0 | 0 | 0 | 0 | 0 | 0 | 0 | 0
2016-09-12 | 0 | 0 | 0 | 0 | 0 | 261364.1371 | 376682.6349 | 527731 | 0 | 0 | 0 | 0 | 70858.9504 | 0 | 0 | 0 | 0 | 0 | 0 | 2727647.2274 | 0 | 0 | 0 | 0 | 0 | 0 | 0 | 0 | 0 | 0 | 0 | 0 | 70858.9504 | 0 | 0 | 0 | 0 | 0 | 0 | 0 | 0 | 331707.04 | 292250.2184 | 0 | 0 | 0 | 0 | 0 | 0 | 0 | 0 | 0
2016-09-12 01:00 | 0 | 0 | 0 | 0 | 0 | 566911.7633 | 53016.0088 | 509612 | 0 | 0 | 0 | 0 | 141717.9008 | 0 | 0 | 0 | 0 | 0 | 0 | 2767104.049 | 0 | 0 | 0 | 0 | 0 | 0 | 0 | 0 | 0 | 0 | 0 | 0 | 70858.9504 | 0 | 0 | 0 | 0 | 0 | 0 | 0 | 0 | 331707.04 | 292250.2184 | 0 | 0 | 0 | 0 | 0 | 0 | 0 | 0 | 0
2016-09-12 02:00 | 0 | 0 | 0 | 0 | 0 | 506523.1451 | 0 | 480759 | 0 | 0 | 0 | 0 | 128025.2243 | 0 | 0 | 0 | 0 | 0 | 0 | 2806560.8706 | 0 | 0 | 0 | 0 | 0 | 0 | 0 | 0 | 0 | 0 | 0 | 0 | -13692.6765 | 0 | 0 | 0 | 0 | 0 | 0 | 0 | 0 | 331707.04 | 292250.2184 | 0 | 0 | 0 | 0 | 0 | 0 | 0 | 0 | 0
2016-09-12 03:00 | 0 | 0 | 0 | 0 | 0 | 560042.772 | 0 | 449727 | 0 | 0 | 0 | 0 | 198884.1747 | 0 | 0 | 0 | 0 | 0 | 0 | 2846017.6922 | 0 | 0 | 0 | 0 | 0 | 0 | 0 | 0 | 0 | 0 | 0 | 0 | 70858.9504 | 0 | 0 | 0 | 0 | 0 | 0 | 0 | 0 | 331707.04 | 292250.2184 | 0 | 0 | 0 | 0 | 0 | 0 | 0 | 0 | 0
2016-09-12 04:00 | 0 | 0 | 0 | 0 | 0 | 389190.8712 | 0 | 420593 | 0 | 0 | 0 | 0 | 128025.2243 | 0 | 0 | 0 | 0 | 0 | 0 | 2885474.5138 | 0 | 0 | 0 | 0 | 0 | 0 | 0 | 0 | 0 | 0 | 0 | 0 | -70858.9504 | 0 | 0 | 0 | 0 | 0 | 0 | 0 | 0 | 331707.04 | 292250.2184 | 0 | 0 | 0 | 0 | 0 | 0 | 0 | 0 | 0
2016-09-12 05:00 | 0 | 0 | 0 | 0 | 0 | 506076.772 | 0 | 395761 | 0 | 0 | 0 | 0 | 198884.1747 | 0 | 0 | 0 | 0 | 0 | 0 | 2924931.3354 | 0 | 0 | 0 | 0 | 0 | 0 | 0 | 0 | 0 | 0 | 0 | 0 | 70858.9504 | 0 | 0 | 0 | 0 | 0 | 0 | 0 | 0 | 331707.04 | 292250.2184 | 0 | 0 | 0 | 0 | 0 | 0 | 0 | 0 | 0
2016-09-12 06:00 | 0 | 0 | 0 | 0 | 0 | 85439.7816 | 0 | 377690 | 0 | 0 | 0 | 0 | 198884.1747 | 0 | 0 | 0 | 0 | 0 | 0 | 2632681.1171 | 0 | 0 | 0 | 0 | 0 | 0 | 0 | 0 | 0 | 0 | 0 | 0 | 0 | 0 | 0 | 0 | 0 | 0 | 0 | 0 | 0 | 0 | 292250.2184 | 0 | 0 | 0 | 0 | 0 | 0 | 0 | 0 | 0
2016-09-12 07:00 | 0 | 0 | 0 | 0 | 0 | 334871.8712 | 0 | 366274 | 0 | 0 | 0 | 0 | 128025.2243 | 0 | 0 | 0 | 0 | 0 | 0 | 2672137.9387 | 0 | 0 | 0 | 0 | 0 | 0 | 0 | 0 | 0 | 0 | 0 | 0 | -70858.9504 | 0 | 0 | 0 | 0 | 0 | 0 | 0 | 0 | 331707.04 | 292250.2184 | 0 | 0 | 0 | 0 | 0 | 0 | 0 | 0 | 0
2016-09-12 08:00 | 0 | 0 | 0 | 0 | 0 | 141829.732 | 0 | 363221 | 0 | 0 | 0 | 0 | 198884.1747 | 0 | 0 | 0 | 0 | 0 | 0 | 2379887.7203 | 0 | 0 | 0 | 0 | 0 | 0 | 0 | 0 | 0 | 0 | 0 | 0 | 70858.9504 | 0 | 0 | 0 | 0 | 0 | 0 | 0 | 0 | 0 | 292250.2184 | 0 | 0 | 0 | 0 | 0 | 0 | 0 | 0 | 0
2016-09-12 09:00 | 0 | 0 | 0 | 0 | 0 | 354125.5477 | 0 | 371835 | 0 | 0 | 0 | 0 | 141717.9008 | 0 | 0 | 0 | 0 | 0 | 0 | 2419344.5419 | 0 | 0 | 0 | 0 | 0 | 0 | 0 | 0 | 0 | 0 | 0 | 0 | -57166.2739 | 0 | 0 | 0 | 0 | 0 | 0 | 0 | 0 | 331707.04 | 292250.2184 | 0 | 0 | 0 | 0 | 0 | 0 | 0 | 0 | 0
2016-09-12 10:00 | 0 | 0 | 0 | 0 | 0 | 32207.8312 | 0 | 395317 | 0 | 0 | 0 | 0 | 70858.9504 | 0 | 0 | 0 | 0 | 0 | 0 | 2127094.3235 | 0 | 0 | 0 | 0 | 0 | 0 | 0 | 0 | 0 | 0 | 0 | 0 | -70858.9504 | 0 | 0 | 0 | 0 | 0 | 0 | 0 | 0 | 0 | 292250.2184 | 0 | 0 | 0 | 0 | 0 | 0 | 0 | 0 | 0
2016-09-12 11:00 | 0 | 0 | 0 | 0 | 0 | 54056.8312 | 0 | 417166 | 0 | 0 | 0 | 0 | 0 | 0 | 0 | 0 | 0 | 0 | 0 | 1834844.1051 | 0 | 0 | 0 | 0 | 0 | 0 | 0 | 0 | 0 | 0 | 0 | 0 | -70858.9504 | 0 | 0 | 0 | 0 | 0 | 0 | 0 | 0 | 0 | 292250.2184 | 0 | 0 | 0 | 0 | 0 | 0 | 0 | 0 | 0
2016-09-12 12:00 | 0 | 0 | 0 | 0 | 0 | 496552.0863 | 26.4559 | 432034 | 0 | 0 | 0 | 0 | 25087.7206 | 0 | 0 | 0 | 0 | 0 | 0 | 1874300.9267 | 0 | 0 | 0 | 0 | 0 | 0 | 0 | 0 | 0 | 0 | 0 | 0 | 25087.7206 | 0 | 0 | 0 | 0 | 0 | 0 | 0 | 0 | 331707.04 | 292250.2184 | 0 | 0 | 0 | 0 | 0 | 0 | 0 | 0 | 0
2016-09-12 13:00 | 0 | 0 | 0 | 0 | 0 | 402837.2128 | 89122.6837 | 452760 | 0 | 0 | 0 | 0 | 24830.7956 | 0 | 0 | 0 | 0 | 0 | 0 | 1913757.7484 | 0 | 0 | 0 | 0 | 0 | 0 | 0 | 0 | 0 | 0 | 0 | 0 | -256.925 | 0 | 0 | 0 | 0 | 0 | 0 | 0 | 0 | 331707.04 | 292250.2184 | 0 | 0 | 0 | 0 | 0 | 0 | 0 | 0 | 0
2016-09-12 14:00 | 0 | 0 | 0 | 0 | 0 | 397386.8638 | 481581.1266 | 476402 | 0 | 0 | 0 | 0 | 95689.746 | 0 | 0 | 0 | 0 | 0 | 0 | 2245464.7883 | 0 | 0 | 0 | 0 | 0 | 0 | 0 | 0 | 0 | 0 | 0 | 0 | 70858.9504 | 0 | 0 | 0 | 0 | 0 | 0 | 0 | 0 | 331707.04 | 0 | 0 | 0 | 0 | 0 | 0 | 0 | 0 | 0 | 0
2016-09-12 15:00 | 0 | 0 | 0 | 0 | 0 | 0 | 684404.4396 | 499707 | 0 | 0 | 0 | 0 | 166548.6964 | 0 | 0 | 0 | 0 | 0 | 0 | 2359303.2776 | 0 | 0 | 0 | 0 | 0 | 0 | 0 | 0 | 0 | 0 | 0 | 0 | 70858.9504 | 0 | 0 | 0 | 0 | 0 | 0 | 0 | 0 | 113838.4892 | 0 | 0 | 0 | 0 | 0 | 0 | 0 | 0 | 0 | 0
2016-09-12 16:00 | 0 | 0 | 0 | 0 | 0 | 0 | 743308.9234 | 521331 | 0 | 0 | 0 | 0 | 95689.746 | 0 | 0 | 0 | 0 | 0 | 0 | 2652140.1513 | 0 | 0 | 0 | 0 | 0 | 0 | 0 | 0 | 0 | 0 | 0 | 0 | -70858.9504 | 0 | 0 | 0 | 0 | 0 | 0 | 0 | 0 | 292836.8738 | 0 | 0 | 0 | 0 | 0 | 0 | 0 | 0 | 0 | 0
2016-09-12 17:00 | 0 | 0 | 0 | 0 | 0 | 199447.6798 | 745209.3106 | 542091 | 0 | 0 | 0 | 0 | 166548.6964 | 0 | 0 | 0 | 0 | 0 | 0 | 2983847.1913 | 0 | 0 | 0 | 0 | 0 | 0 | 0 | 0 | 0 | 0 | 0 | 0 | 70858.9504 | 0 | 0 | 0 | 0 | 0 | 0 | 0 | 0 | 331707.04 | 0 | 0 | 0 | 0 | 0 | 0 | 0 | 0 | 0 | 0
2016-09-12 18:00 | 0 | 0 | 0 | 0 | 0 | 0 | 729605.7433 | 559929 | 0 | 0 | 0 | 0 | 128025.2243 | 0 | 0 | 0 | 0 | 0 | 0 | 3192047.4067 | 0 | 0 | 0 | 0 | 0 | 0 | 0 | 0 | 0 | 0 | 0 | 0 | -38523.4721 | 0 | 0 | 0 | 0 | 0 | 0 | 0 | 0 | 208200.2154 | 0 | 0 | 0 | 0 | 0 | 0 | 0 | 0 | 0 | 0
2016-09-12 19:00 | 0 | 0 | 0 | 0 | 0 | 268066.2915 | 706662.6989 | 572163 | 0 | 0 | 0 | 0 | 198884.1747 | 0 | 0 | 0 | 0 | 0 | 0 | 3523754.4467 | 0 | 0 | 0 | 0 | 0 | 0 | 0 | 0 | 0 | 0 | 0 | 0 | 70858.9504 | 0 | 0 | 0 | 0 | 0 | 0 | 0 | 0 | 331707.04 | 0 | 0 | 0 | 0 | 0 | 0 | 0 | 0 | 0 | 0
2016-09-12 20:00 | 0 | 0 | 0 | 0 | 0 | 0 | 690383.6069 | 580272 | 0 | 0 | 0 | 0 | 128025.2243 | 0 | 0 | 0 | 0 | 0 | 0 | 3704725.004 | 0 | 0 | 0 | 0 | 0 | 0 | 0 | 0 | 0 | 0 | 0 | 0 | -70858.9504 | 0 | 0 | 0 | 0 | 0 | 0 | 0 | 0 | 180970.5573 | 0 | 0 | 0 | 0 | 0 | 0 | 0 | 0 | 0 | 0
2016-09-12 21:00 | 0 | 0 | 0 | 0 | 0 | 317973.7776 | 666800.2128 | 582208 | 0 | 0 | 0 | 0 | 198884.1747 | 0 | 0 | 0 | 0 | 0 | 0 | 4036432.044 | 0 | 0 | 0 | 0 | 0 | 0 | 0 | 0 | 0 | 0 | 0 | 0 | 70858.9504 | 0 | 0 | 0 | 0 | 0 | 0 | 0 | 0 | 331707.04 | 0 | 0 | 0 | 0 | 0 | 0 | 0 | 0 | 0 | 0
2016-09-12 22:00 | 0 | 0 | 0 | 0 | 0 | 0 | 618145.6593 | 573717 | 0 | 0 | 0 | 0 | 147688.4357 | 0 | 0 | 0 | 0 | 0 | 0 | 4132056.4423 | 0 | 0 | 0 | 0 | 0 | 0 | 0 | 0 | 0 | 0 | 0 | 0 | -51195.739 | 0 | 0 | 0 | 0 | 0 | 0 | 0 | 0 | 95624.3983 | 0 | 0 | 0 | 0 | 0 | 0 | 0 | 0 | 0 | 0
2016-09-12 23:00 | 0 | 0 | 0 | 0 | 0 | 0 | 509779.5307 | 562447 | 0 | 0 | 0 | 0 | 95020.9664 | 0 | 0 | 0 | 0 | 0 | 0 | 4132056.4423 | 0 | 0 | 0 | 0 | 0 | 0 | 0 | 0 | 0 | 0 | 0 | 0 | -52667.4693 | 0 | 0 | 0 | 0 | 0 | 0 | 0 | 0 | 0 | 0 | 0 | 0 | 0 | 0 | 0 | 0 | 0 | 0 | 0
2016-09-13 | 0 | 0 | 0 | 0 | 0 | 0 | 322874.0887 | 553340 | 0 | 0 | 0 | 0 | 24162.016 | 0 | 0 | 0 | 0 | 0 | 0 | 3972449.4815 | 0 | 0 | 0 | 0 | 0 | 0 | 0 | 0 | 0 | 0 | 0 | 0 | -70858.9504 | 0 | 0 | 0 | 0 | 0 | 0 | 0 | 0 | 132643.2575 | 292250.2184 | 0 | 0 | 0 | 0 | 0 | 0 | 0 | 0 | 0
2016-09-13 01:00 | 0 | 0 | 0 | 0 | 0 | 521786.4083 | 45263.2851 | 531862 | 0 | 0 | 0 | 0 | 95020.9664 | 0 | 0 | 0 | 0 | 0 | 0 | 3936778.2244 | 0 | 0 | 0 | 0 | 0 | 0 | 0 | 0 | 0 | 0 | 0 | 0 | 70858.9504 | 0 | 0 | 0 | 0 | 0 | 0 | 0 | 0 | 256578.9613 | 292250.2184 | 0 | 0 | 0 | 0 | 0 | 0 | 0 | 0 | 0
2016-09-13 02:00 | 0 | 0 | 0 | 0 | 0 | 501406.1291 | 0 | 499804 | 0 | 0 | 0 | 0 | 57166.2739 | 0 | 0 | 0 | 0 | 0 | 0 | 3976235.046 | 0 | 0 | 0 | 0 | 0 | 0 | 0 | 0 | 0 | 0 | 0 | 0 | -37854.6925 | 0 | 0 | 0 | 0 | 0 | 0 | 0 | 0 | 331707.04 | 292250.2184 | 0 | 0 | 0 | 0 | 0 | 0 | 0 | 0 | 0
2016-09-13 03:00 | 0 | 0 | 0 | 0 | 0 | 242328.732 | 0 | 463720 | 0 | 0 | 0 | 0 | 128025.2243 | 0 | 0 | 0 | 0 | 0 | 0 | 3683984.8276 | 0 | 0 | 0 | 0 | 0 | 0 | 0 | 0 | 0 | 0 | 0 | 0 | 70858.9504 | 0 | 0 | 0 | 0 | 0 | 0 | 0 | 0 | 0 | 292250.2184 | 0 | 0 | 0 | 0 | 0 | 0 | 0 | 0 | 0
2016-09-13 04:00 | 0 | 0 | 0 | 0 | 0 | 456000.0873 | 0 | 431172 | 0 | 0 | 0 | 0 | 198884.1747 | 0 | 0 | 0 | 0 | 0 | 0 | 3637953.9645 | 0 | 0 | 0 | 0 | 0 | 0 | 0 | 0 | 0 | 0 | 0 | 0 | 70858.9504 | 0 | 0 | 0 | 0 | 0 | 0 | 0 | 0 | 246219.3553 | 292250.2184 | 0 | 0 | 0 | 0 | 0 | 0 | 0 | 0 | 0
2016-09-13 05:00 | 0 | 0 | 0 | 0 | 0 | 427269.7997 | 0 | 406107 | 0 | 0 | 0 | 0 | 198884.1747 | 0 | 0 | 0 | 0 | 0 | 0 | 3659116.7642 | 0 | 0 | 0 | 0 | 0 | 0 | 0 | 0 | 0 | 0 | 0 | 0 | 0 | 0 | 0 | 0 | 0 | 0 | 0 | 0 | 0 | 313413.0181 | 292250.2184 | 0 | 0 | 0 | 0 | 0 | 0 | 0 | 0 | 0
2016-09-13 06:00 | 0 | 0 | 0 | 0 | 0 | 25205.8312 | 0 | 388315 | 0 | 0 | 0 | 0 | 128025.2243 | 0 | 0 | 0 | 0 | 0 | 0 | 3366866.5459 | 0 | 0 | 0 | 0 | 0 | 0 | 0 | 0 | 0 | 0 | 0 | 0 | -70858.9504 | 0 | 0 | 0 | 0 | 0 | 0 | 0 | 0 | 0 | 292250.2184 | 0 | 0 | 0 | 0 | 0 | 0 | 0 | 0 | 0
2016-09-13 07:00 | 0 | 0 | 0 | 0 | 0 | 380876.3982 | 0 | 376303 | 0 | 0 | 0 | 0 | 198884.1747 | 0 | 0 | 0 | 0 | 0 | 0 | 3300580.9936 | 0 | 0 | 0 | 0 | 0 | 0 | 0 | 0 | 0 | 0 | 0 | 0 | 70858.9504 | 0 | 0 | 0 | 0 | 0 | 0 | 0 | 0 | 225964.6662 | 292250.2184 | 0 | 0 | 0 | 0 | 0 | 0 | 0 | 0 | 0
2016-09-13 08:00 | 0 | 0 | 0 | 0 | 0 | 358789.4381 | 0 | 373384 | 0 | 0 | 0 | 0 | 198884.1747 | 0 | 0 | 0 | 0 | 0 | 0 | 3285986.4318 | 0 | 0 | 0 | 0 | 0 | 0 | 0 | 0 | 0 | 0 | 0 | 0 | 0 | 0 | 0 | 0 | 0 | 0 | 0 | 0 | 0 | 277655.6565 | 292250.2184 | 0 | 0 | 0 | 0 | 0 | 0 | 0 | 0 | 0
2016-09-13 09:00 | 0 | 0 | 0 | 0 | 0 | 18379.8312 | 0 | 381489 | 0 | 0 | 0 | 0 | 128025.2243 | 0 | 0 | 0 | 0 | 0 | 0 | 2993736.2134 | 0 | 0 | 0 | 0 | 0 | 0 | 0 | 0 | 0 | 0 | 0 | 0 | -70858.9504 | 0 | 0 | 0 | 0 | 0 | 0 | 0 | 0 | 0 | 292250.2184 | 0 | 0 | 0 | 0 | 0 | 0 | 0 | 0 | 0
2016-09-13 10:00 | 0 | 0 | 0 | 0 | 0 | 183860.732 | 0 | 405252 | 0 | 0 | 0 | 0 | 198884.1747 | 0 | 0 | 0 | 0 | 0 | 0 | 2701485.995 | 0 | 0 | 0 | 0 | 0 | 0 | 0 | 0 | 0 | 0 | 0 | 0 | 70858.9504 | 0 | 0 | 0 | 0 | 0 | 0 | 0 | 0 | 0 | 292250.2184 | 0 | 0 | 0 | 0 | 0 | 0 | 0 | 0 | 0
2016-09-13 11:00 | 0 | 0 | 0 | 0 | 0 | 64850.8312 | 0 | 427960 | 0 | 0 | 0 | 0 | 128025.2243 | 0 | 0 | 0 | 0 | 0 | 0 | 2409235.7766 | 0 | 0 | 0 | 0 | 0 | 0 | 0 | 0 | 0 | 0 | 0 | 0 | -70858.9504 | 0 | 0 | 0 | 0 | 0 | 0 | 0 | 0 | 0 | 292250.2184 | 0 | 0 | 0 | 0 | 0 | 0 | 0 | 0 | 0
2016-09-13 12:00 | 0 | 0 | 0 | 0 | 0 | 234182.3421 | 3.8109 | 443105 | 0 | 0 | 0 | 0 | 57166.2739 | 0 | 0 | 0 | 0 | 0 | 0 | 2271175.8801 | 0 | 0 | 0 | 0 | 0 | 0 | 0 | 0 | 0 | 0 | 0 | 0 | -70858.9504 | 0 | 0 | 0 | 0 | 0 | 0 | 0 | 0 | 154190.3218 | 292250.2184 | 0 | 0 | 0 | 0 | 0 | 0 | 0 | 0 | 0
2016-09-13 13:00 | 0 | 0 | 0 | 0 | 0 | 190906.916 | 103680.5485 | 463253 | 0 | 0 | 0 | 0 | 0 | 0 | 0 | 0 | 0 | 0 | 0 | 2159676.6184 | 0 | 0 | 0 | 0 | 0 | 0 | 0 | 0 | 0 | 0 | 0 | 0 | -57166.2739 | 0 | 0 | 0 | 0 | 0 | 0 | 0 | 0 | 180750.9567 | 292250.2184 | 0 | 0 | 0 | 0 | 0 | 0 | 0 | 0 | 0
2016-09-13 14:00 | 0 | 0 | 0 | 0 | 0 | 182023.5311 | 511950.077 | 485936 | 0 | 0 | 0 | 0 | 70858.9504 | 0 | 0 | 0 | 0 | 0 | 0 | 2296855.2761 | 0 | 0 | 0 | 0 | 0 | 0 | 0 | 0 | 0 | 0 | 0 | 0 | 70858.9504 | 0 | 0 | 0 | 0 | 0 | 0 | 0 | 0 | 137178.6577 | 0 | 0 | 0 | 0 | 0 | 0 | 0 | 0 | 0 | 0
2016-09-13 15:00 | 0 | 0 | 0 | 0 | 0 | 0 | 718967.8286 | 507323 | 0 | 0 | 0 | 0 | 141717.9008 | 0 | 0 | 0 | 0 | 0 | 0 | 2437641.1544 | 0 | 0 | 0 | 0 | 0 | 0 | 0 | 0 | 0 | 0 | 0 | 0 | 70858.9504 | 0 | 0 | 0 | 0 | 0 | 0 | 0 | 0 | 140785.8782 | 0 | 0 | 0 | 0 | 0 | 0 | 0 | 0 | 0 | 0
2016-09-13 16:00 | 0 | 0 | 0 | 0 | 0 | 133747.1471 | 771585.848 | 529282 | 0 | 0 | 0 | 0 | 198884.1747 | 0 | 0 | 0 | 0 | 0 | 0 | 2756525.8756 | 0 | 0 | 0 | 0 | 0 | 0 | 0 | 0 | 0 | 0 | 0 | 0 | 57166.2739 | 0 | 0 | 0 | 0 | 0 | 0 | 0 | 0 | 318884.7212 | 0 | 0 | 0 | 0 | 0 | 0 | 0 | 0 | 0 | 0
2016-09-13 17:00 | 0 | 0 | 0 | 0 | 0 | 0 | 766242.9822 | 549796 | 0 | 0 | 0 | 0 | 196058.2803 | 0 | 0 | 0 | 0 | 0 | 0 | 2975798.7522 | 0 | 0 | 0 | 0 | 0 | 0 | 0 | 0 | 0 | 0 | 0 | 0 | -2825.8944 | 0 | 0 | 0 | 0 | 0 | 0 | 0 | 0 | 219272.8766 | 0 | 0 | 0 | 0 | 0 | 0 | 0 | 0 | 0 | 0
2016-09-13 18:00 | 0 | 0 | 0 | 0 | 0 | 100019.537 | 743427.1236 | 566080 | 0 | 0 | 0 | 0 | 141717.9008 | 0 | 0 | 0 | 0 | 0 | 0 | 3307505.7922 | 0 | 0 | 0 | 0 | 0 | 0 | 0 | 0 | 0 | 0 | 0 | 0 | -54340.3795 | 0 | 0 | 0 | 0 | 0 | 0 | 0 | 0 | 331707.04 | 0 | 0 | 0 | 0 | 0 | 0 | 0 | 0 | 0 | 0
2016-09-13 19:00 | 0 | 0 | 0 | 0 | 0 | 0 | 722919.5227 | 577699 | 0 | 0 | 0 | 0 | 70858.9504 | 0 | 0 | 0 | 0 | 0 | 0 | 3523585.2652 | 0 | 0 | 0 | 0 | 0 | 0 | 0 | 0 | 0 | 0 | 0 | 0 | -70858.9504 | 0 | 0 | 0 | 0 | 0 | 0 | 0 | 0 | 216079.4731 | 0 | 0 | 0 | 0 | 0 | 0 | 0 | 0 | 0 | 0
2016-09-13 20:00 | 0 | 0 | 0 | 0 | 0 | 94592.8878 | 710317.3171 | 585213 | 0 | 0 | 0 | 0 | 0 | 0 | 0 | 0 | 0 | 0 | 0 | 3814141.4205 | 0 | 0 | 0 | 0 | 0 | 0 | 0 | 0 | 0 | 0 | 0 | 0 | -70858.9504 | 0 | 0 | 0 | 0 | 0 | 0 | 0 | 0 | 290556.1553 | 0 | 0 | 0 | 0 | 0 | 0 | 0 | 0 | 0 | 0
2016-09-13 21:00 | 0 | 0 | 0 | 0 | 0 | 0 | 685672.2019 | 586393 | 0 | 0 | 0 | 0 | 70858.9504 | 0 | 0 | 0 | 0 | 0 | 0 | 3842561.672 | 0 | 0 | 0 | 0 | 0 | 0 | 0 | 0 | 0 | 0 | 0 | 0 | 70858.9504 | 0 | 0 | 0 | 0 | 0 | 0 | 0 | 0 | 28420.2515 | 0 | 0 | 0 | 0 | 0 | 0 | 0 | 0 | 0 | 0
2016-09-13 22:00 | 0 | 0 | 0 | 0 | 0 | 102934.7129 | 628818.2532 | 576414 | 0 | 0 | 0 | 0 | 128025.2243 | 0 | 0 | 0 | 0 | 0 | 0 | 3940734.3643 | 0 | 0 | 0 | 0 | 0 | 0 | 0 | 0 | 0 | 0 | 0 | 0 | 57166.2739 | 0 | 0 | 0 | 0 | 0 | 0 | 0 | 0 | 98172.6923 | 0 | 0 | 0 | 0 | 0 | 0 | 0 | 0 | 0 | 0
2016-09-13 23:00 | 0 | 0 | 0 | 0 | 0 | 0 | 491978.1433 | 564411 | 0 | 0 | 0 | 0 | 198884.1747 | 0 | 0 | 0 | 0 | 0 | 0 | 3797442.5572 | 0 | 0 | 0 | 0 | 0 | 0 | 0 | 0 | 0 | 0 | 0 | 0 | 70858.9504 | 0 | 0 | 0 | 0 | 0 | 0 | 0 | 0 | 148958.4113 | 292250.2184 | 0 | 0 | 0 | 0 | 0 | 0 | 0 | 0 | 0
2016-09-14 | 0 | 0 | 0 | 0 | 0 | 0 | 267913.2468 | 557510 | 0 | 0 | 0 | 0 | 176593.5091 | 0 | 0 | 0 | 0 | 0 | 0 | 3530136.4695 | 0 | 0 | 0 | 0 | 0 | 0 | 0 | 0 | 0 | 0 | 0 | 0 | -22290.6655 | 0 | 0 | 0 | 0 | 0 | 0 | 0 | 0 | 24944.1307 | 292250.2184 | 0 | 0 | 0 | 0 | 0 | 0 | 0 | 0 | 0
2016-09-14 01:00 | 0 | 0 | 0 | 0 | 0 | 233407.8593 | 32544.4614 | 538277 | 0 | 0 | 0 | 0 | 105734.5587 | 0 | 0 | 0 | 0 | 0 | 0 | 3328670.7406 | 0 | 0 | 0 | 0 | 0 | 0 | 0 | 0 | 0 | 0 | 0 | 0 | -70858.9504 | 0 | 0 | 0 | 0 | 0 | 0 | 0 | 0 | 90784.4895 | 292250.2184 | 0 | 0 | 0 | 0 | 0 | 0 | 0 | 0 | 0
2016-09-14 02:00 | 0 | 0 | 0 | 0 | 0 | 239293.4471 | 0 | 509253 | 0 | 0 | 0 | 0 | 128025.2243 | 0 | 0 | 0 | 0 | 0 | 0 | 3036420.5222 | 0 | 0 | 0 | 0 | 0 | 0 | 0 | 0 | 0 | 0 | 0 | 0 | 22290.6655 | 0 | 0 | 0 | 0 | 0 | 0 | 0 | 0 | 0 | 292250.2184 | 0 | 0 | 0 | 0 | 0 | 0 | 0 | 0 | 0
2016-09-14 03:00 | 0 | 0 | 0 | 0 | 0 | 247376.6184 | 0 | 473004 | 0 | 0 | 0 | 0 | 57166.2739 | 0 | 0 | 0 | 0 | 0 | 0 | 2881652.091 | 0 | 0 | 0 | 0 | 0 | 0 | 0 | 0 | 0 | 0 | 0 | 0 | -70858.9504 | 0 | 0 | 0 | 0 | 0 | 0 | 0 | 0 | 137481.7871 | 292250.2184 | 0 | 0 | 0 | 0 | 0 | 0 | 0 | 0 | 0
2016-09-14 04:00 | 0 | 0 | 0 | 0 | 0 | 265144.9703 | 0 | 438738 | 0 | 0 | 0 | 0 | 128025.2243 | 0 | 0 | 0 | 0 | 0 | 0 | 2637200.1109 | 0 | 0 | 0 | 0 | 0 | 0 | 0 | 0 | 0 | 0 | 0 | 0 | 70858.9504 | 0 | 0 | 0 | 0 | 0 | 0 | 0 | 0 | 47798.2383 | 292250.2184 | 0 | 0 | 0 | 0 | 0 | 0 | 0 | 0 | 0
2016-09-14 05:00 | 0 | 0 | 0 | 0 | 0 | 276360.6054 | 0 | 411716 | 0 | 0 | 0 | 0 | 198884.1747 | 0 | 0 | 0 | 0 | 0 | 0 | 2430985.7659 | 0 | 0 | 0 | 0 | 0 | 0 | 0 | 0 | 0 | 0 | 0 | 0 | 70858.9504 | 0 | 0 | 0 | 0 | 0 | 0 | 0 | 0 | 86035.8734 | 292250.2184 | 0 | 0 | 0 | 0 | 0 | 0 | 0 | 0 | 0
2016-09-14 06:00 | 0 | 0 | 0 | 0 | 0 | 282645.8154 | 0 | 392440 | 0 | 0 | 0 | 0 | 128025.2243 | 0 | 0 | 0 | 0 | 0 | 0 | 2392050.5317 | 0 | 0 | 0 | 0 | 0 | 0 | 0 | 0 | 0 | 0 | 0 | 0 | -70858.9504 | 0 | 0 | 0 | 0 | 0 | 0 | 0 | 0 | 253314.9842 | 292250.2184 | 0 | 0 | 0 | 0 | 0 | 0 | 0 | 0 | 0
2016-09-14 07:00 | 0 | 0 | 0 | 0 | 0 | 159635.732 | 0 | 381027 | 0 | 0 | 0 | 0 | 198884.1747 | 0 | 0 | 0 | 0 | 0 | 0 | 2099800.3133 | 0 | 0 | 0 | 0 | 0 | 0 | 0 | 0 | 0 | 0 | 0 | 0 | 70858.9504 | 0 | 0 | 0 | 0 | 0 | 0 | 0 | 0 | 0 | 292250.2184 | 0 | 0 | 0 | 0 | 0 | 0 | 0 | 0 | 0
2016-09-14 08:00 | 0 | 0 | 0 | 0 | 0 | 286522.1356 | 0 | 377224 | 0 | 0 | 0 | 0 | 198884.1747 | 0 | 0 | 0 | 0 | 0 | 0 | 2009098.4489 | 0 | 0 | 0 | 0 | 0 | 0 | 0 | 0 | 0 | 0 | 0 | 0 | 0 | 0 | 0 | 0 | 0 | 0 | 0 | 0 | 0 | 201548.354 | 292250.2184 | 0 | 0 | 0 | 0 | 0 | 0 | 0 | 0 | 0
2016-09-14 09:00 | 0 | 0 | 0 | 0 | 0 | 22662.8312 | 0 | 385772 | 0 | 0 | 0 | 0 | 128025.2243 | 0 | 0 | 0 | 0 | 0 | 0 | 1716848.2305 | 0 | 0 | 0 | 0 | 0 | 0 | 0 | 0 | 0 | 0 | 0 | 0 | -70858.9504 | 0 | 0 | 0 | 0 | 0 | 0 | 0 | 0 | 0 | 292250.2184 | 0 | 0 | 0 | 0 | 0 | 0 | 0 | 0 | 0
2016-09-14 10:00 | 0 | 0 | 0 | 0 | 0 | 246370.8977 | 0 | 410618 | 0 | 0 | 0 | 0 | 198884.1747 | 0 | 0 | 0 | 0 | 0 | 0 | 1481742.1778 | 0 | 0 | 0 | 0 | 0 | 0 | 0 | 0 | 0 | 0 | 0 | 0 | 70858.9504 | 0 | 0 | 0 | 0 | 0 | 0 | 0 | 0 | 57144.1657 | 292250.2184 | 0 | 0 | 0 | 0 | 0 | 0 | 0 | 0 | 0
2016-09-14 11:00 | 0 | 0 | 0 | 0 | 0 | 70888.8312 | 0 | 433998 | 0 | 0 | 0 | 0 | 128025.2243 | 0 | 0 | 0 | 0 | 0 | 0 | 1189491.9594 | 0 | 0 | 0 | 0 | 0 | 0 | 0 | 0 | 0 | 0 | 0 | 0 | -70858.9504 | 0 | 0 | 0 | 0 | 0 | 0 | 0 | 0 | 0 | 292250.2184 | 0 | 0 | 0 | 0 | 0 | 0 | 0 | 0 | 0
2016-09-14 12:00 | 0 | 0 | 0 | 0 | 0 | 205290.1567 | 13.123 | 451544 | 0 | 0 | 0 | 0 | 70858.9504 | 0 | 0 | 0 | 0 | 0 | 0 | 1000417.5129 | 0 | 0 | 0 | 0 | 0 | 0 | 0 | 0 | 0 | 0 | 0 | 0 | -57166.2739 | 0 | 0 | 0 | 0 | 0 | 0 | 0 | 0 | 103175.7719 | 292250.2184 | 0 | 0 | 0 | 0 | 0 | 0 | 0 | 0 | 0
2016-09-14 13:00 | 0 | 0 | 0 | 0 | 0 | 112732.332 | 65840.2425 | 472214 | 0 | 0 | 0 | 0 | 0 | 0 | 0 | 0 | 0 | 0 | 0 | 777635.0378 | 0 | 0 | 0 | 0 | 0 | 0 | 0 | 0 | 0 | 0 | 0 | 0 | -70858.9504 | 0 | 0 | 0 | 0 | 0 | 0 | 0 | 0 | 69467.7432 | 292250.2184 | 0 | 0 | 0 | 0 | 0 | 0 | 0 | 0 | 0
2016-09-14 14:00 | 0 | 0 | 0 | 0 | 0 | 0 | 437562.7069 | 496004 | 0 | 0 | 0 | 0 | 0 | 0 | 0 | 0 | 0 | 0 | 0 | 719193.7446 | 0 | 0 | 0 | 0 | 0 | 0 | 0 | 0 | 0 | 0 | 0 | 0 | 0 | 0 | 0 | 0 | 0 | 0 | 0 | 0 | 0 | 233808.9253 | 292250.2184 | 0 | 0 | 0 | 0 | 0 | 0 | 0 | 0 | 0
2016-09-14 15:00 | 0 | 0 | 0 | 0 | 0 | 0 | 676146.9895 | 519969 | 0 | 0 | 0 | 0 | 70858.9504 | 0 | 0 | 0 | 0 | 0 | 0 | 804512.7837 | 0 | 0 | 0 | 0 | 0 | 0 | 0 | 0 | 0 | 0 | 0 | 0 | 70858.9504 | 0 | 0 | 0 | 0 | 0 | 0 | 0 | 0 | 85319.0391 | 0 | 0 | 0 | 0 | 0 | 0 | 0 | 0 | 0 | 0
2016-09-14 16:00 | 0 | 0 | 0 | 0 | 0 | 158921.3076 | 735442.5935 | 542546 | 0 | 0 | 0 | 0 | 90969.8116 | 0 | 0 | 0 | 0 | 0 | 0 | 1136219.8237 | 0 | 0 | 0 | 0 | 0 | 0 | 0 | 0 | 0 | 0 | 0 | 0 | 20110.8612 | 0 | 0 | 0 | 0 | 0 | 0 | 0 | 0 | 331707.04 | 0 | 0 | 0 | 0 | 0 | 0 | 0 | 0 | 0 | 0
2016-09-14 17:00 | 0 | 0 | 0 | 0 | 0 | 0 | 744128.8101 | 563715 | 0 | 0 | 0 | 0 | 20110.8612 | 0 | 0 | 0 | 0 | 0 | 0 | 1387492.5842 | 0 | 0 | 0 | 0 | 0 | 0 | 0 | 0 | 0 | 0 | 0 | 0 | -70858.9504 | 0 | 0 | 0 | 0 | 0 | 0 | 0 | 0 | 251272.7605 | 0 | 0 | 0 | 0 | 0 | 0 | 0 | 0 | 0 | 0
2016-09-14 18:00 | 0 | 0 | 0 | 0 | 0 | 166207.1981 | 737222.7166 | 579326 | 0 | 0 | 0 | 0 | 12507.7359 | 0 | 0 | 0 | 0 | 0 | 0 | 1719199.6242 | 0 | 0 | 0 | 0 | 0 | 0 | 0 | 0 | 0 | 0 | 0 | 0 | -7603.1253 | 0 | 0 | 0 | 0 | 0 | 0 | 0 | 0 | 331707.04 | 0 | 0 | 0 | 0 | 0 | 0 | 0 | 0 | 0 | 0
2016-09-14 19:00 | 0 | 0 | 0 | 0 | 0 | 0 | 727660.003 | 590339 | 0 | 0 | 0 | 0 | 70858.9504 | 0 | 0 | 0 | 0 | 0 | 0 | 1798169.4127 | 0 | 0 | 0 | 0 | 0 | 0 | 0 | 0 | 0 | 0 | 0 | 0 | 58351.2145 | 0 | 0 | 0 | 0 | 0 | 0 | 0 | 0 | 78969.7885 | 0 | 0 | 0 | 0 | 0 | 0 | 0 | 0 | 0 | 0
2016-09-14 20:00 | 0 | 0 | 0 | 0 | 0 | 0 | 728707.6898 | 597164 | 0 | 0 | 0 | 0 | 0 | 0 | 0 | 0 | 0 | 0 | 0 | 2000572.0529 | 0 | 0 | 0 | 0 | 0 | 0 | 0 | 0 | 0 | 0 | 0 | 0 | -70858.9504 | 0 | 0 | 0 | 0 | 0 | 0 | 0 | 0 | 202402.6402 | 0 | 0 | 0 | 0 | 0 | 0 | 0 | 0 | 0 | 0
2016-09-14 21:00 | 0 | 0 | 0 | 0 | 0 | 0 | 716022.2804 | 596445 | 0 | 0 | 0 | 0 | 70858.9504 | 0 | 0 | 0 | 0 | 0 | 0 | 2049290.3829 | 0 | 0 | 0 | 0 | 0 | 0 | 0 | 0 | 0 | 0 | 0 | 0 | 70858.9504 | 0 | 0 | 0 | 0 | 0 | 0 | 0 | 0 | 48718.33 | 0 | 0 | 0 | 0 | 0 | 0 | 0 | 0 | 0 | 0
2016-09-14 22:00 | 0 | 0 | 0 | 0 | 0 | 0 | 672341.1547 | 585395 | 0 | 0 | 0 | 0 | 141717.9008 | 0 | 0 | 0 | 0 | 0 | 0 | 2065377.5872 | 0 | 0 | 0 | 0 | 0 | 0 | 0 | 0 | 0 | 0 | 0 | 0 | 70858.9504 | 0 | 0 | 0 | 0 | 0 | 0 | 0 | 0 | 16087.2043 | 0 | 0 | 0 | 0 | 0 | 0 | 0 | 0 | 0 | 0
2016-09-14 23:00 | 0 | 0 | 0 | 0 | 0 | 0 | 562078.1495 | 572760 | 0 | 0 | 0 | 0 | 131036.0503 | 0 | 0 | 0 | 0 | 0 | 0 | 2065377.5872 | 0 | 0 | 0 | 0 | 0 | 0 | 0 | 0 | 0 | 0 | 0 | 0 | -10681.8505 | 0 | 0 | 0 | 0 | 0 | 0 | 0 | 0 | 0 | 0 | 0 | 0 | 0 | 0 | 0 | 0 | 0 | 0 | 0
2016-09-15 | 0 | 0 | 0 | 0 | 0 | 0 | 354364.2598 | 562942 | 0 | 0 | 0 | 0 | 198884.1747 | 0 | 0 | 0 | 0 | 0 | 0 | 1788951.7227 | 0 | 0 | 0 | 0 | 0 | 0 | 0 | 0 | 0 | 0 | 0 | 0 | 67848.1243 | 0 | 0 | 0 | 0 | 0 | 0 | 0 | 0 | 15824.3538 | 292250.2184 | 0 | 0 | 0 | 0 | 0 | 0 | 0 | 0 | 0
2016-09-15 01:00 | 0 | 0 | 0 | 0 | 0 | 418615.3238 | 38274.5788 | 541029 | 0 | 0 | 0 | 0 | 198884.1747 | 0 | 0 | 0 | 0 | 0 | 0 | 1704812.6254 | 0 | 0 | 0 | 0 | 0 | 0 | 0 | 0 | 0 | 0 | 0 | 0 | 0 | 0 | 0 | 0 | 0 | 0 | 0 | 0 | 0 | 208111.1211 | 292250.2184 | 0 | 0 | 0 | 0 | 0 | 0 | 0 | 0 | 0
2016-09-15 02:00 | 0 | 0 | 0 | 0 | 0 | 433017.1133 | 0 | 508860 | 0 | 0 | 0 | 0 | 128025.2243 | 0 | 0 | 0 | 0 | 0 | 0 | 1699828.6891 | 0 | 0 | 0 | 0 | 0 | 0 | 0 | 0 | 0 | 0 | 0 | 0 | -70858.9504 | 0 | 0 | 0 | 0 | 0 | 0 | 0 | 0 | 287266.2821 | 292250.2184 | 0 | 0 | 0 | 0 | 0 | 0 | 0 | 0 | 0
2016-09-15 03:00 | 0 | 0 | 0 | 0 | 0 | 414273.278 | 0 | 471861 | 0 | 0 | 0 | 0 | 198884.1747 | 0 | 0 | 0 | 0 | 0 | 0 | 1571382.0166 | 0 | 0 | 0 | 0 | 0 | 0 | 0 | 0 | 0 | 0 | 0 | 0 | 70858.9504 | 0 | 0 | 0 | 0 | 0 | 0 | 0 | 0 | 163803.546 | 292250.2184 | 0 | 0 | 0 | 0 | 0 | 0 | 0 | 0 | 0
2016-09-15 04:00 | 0 | 0 | 0 | 0 | 0 | 391482.6887 | 0 | 437274 | 0 | 0 | 0 | 0 | 128025.2243 | 0 | 0 | 0 | 0 | 0 | 0 | 1596449.6558 | 0 | 0 | 0 | 0 | 0 | 0 | 0 | 0 | 0 | 0 | 0 | 0 | -70858.9504 | 0 | 0 | 0 | 0 | 0 | 0 | 0 | 0 | 317317.8575 | 292250.2184 | 0 | 0 | 0 | 0 | 0 | 0 | 0 | 0 | 0
2016-09-15 05:00 | 0 | 0 | 0 | 0 | 0 | 188481.732 | 0 | 409873 | 0 | 0 | 0 | 0 | 198884.1747 | 0 | 0 | 0 | 0 | 0 | 0 | 1304199.4374 | 0 | 0 | 0 | 0 | 0 | 0 | 0 | 0 | 0 | 0 | 0 | 0 | 70858.9504 | 0 | 0 | 0 | 0 | 0 | 0 | 0 | 0 | 0 | 292250.2184 | 0 | 0 | 0 | 0 | 0 | 0 | 0 | 0 | 0
2016-09-15 06:00 | 0 | 0 | 0 | 0 | 0 | 360397.0804 | 0 | 390396 | 0 | 0 | 0 | 0 | 198884.1747 | 0 | 0 | 0 | 0 | 0 | 0 | 1274200.5178 | 0 | 0 | 0 | 0 | 0 | 0 | 0 | 0 | 0 | 0 | 0 | 0 | 0 | 0 | 0 | 0 | 0 | 0 | 0 | 0 | 0 | 262251.2988 | 292250.2184 | 0 | 0 | 0 | 0 | 0 | 0 | 0 | 0 | 0
2016-09-15 07:00 | 0 | 0 | 0 | 0 | 0 | 344309.0753 | 0 | 377710 | 0 | 0 | 0 | 0 | 128025.2243 | 0 | 0 | 0 | 0 | 0 | 0 | 1311658.5434 | 0 | 0 | 0 | 0 | 0 | 0 | 0 | 0 | 0 | 0 | 0 | 0 | -70858.9504 | 0 | 0 | 0 | 0 | 0 | 0 | 0 | 0 | 329708.2441 | 292250.2184 | 0 | 0 | 0 | 0 | 0 | 0 | 0 | 0 | 0
2016-09-15 08:00 | 0 | 0 | 0 | 0 | 0 | 151465.732 | 0 | 372857 | 0 | 0 | 0 | 0 | 198884.1747 | 0 | 0 | 0 | 0 | 0 | 0 | 1019408.3251 | 0 | 0 | 0 | 0 | 0 | 0 | 0 | 0 | 0 | 0 | 0 | 0 | 70858.9504 | 0 | 0 | 0 | 0 | 0 | 0 | 0 | 0 | 0 | 292250.2184 | 0 | 0 | 0 | 0 | 0 | 0 | 0 | 0 | 0
2016-09-15 09:00 | 0 | 0 | 0 | 0 | 0 | 312997.2933 | 0 | 380669 | 0 | 0 | 0 | 0 | 198884.1747 | 0 | 0 | 0 | 0 | 0 | 0 | 951736.6184 | 0 | 0 | 0 | 0 | 0 | 0 | 0 | 0 | 0 | 0 | 0 | 0 | 0 | 0 | 0 | 0 | 0 | 0 | 0 | 0 | 0 | 224578.5117 | 292250.2184 | 0 | 0 | 0 | 0 | 0 | 0 | 0 | 0 | 0
2016-09-15 10:00 | 0 | 0 | 0 | 0 | 0 | 41966.8312 | 0 | 405076 | 0 | 0 | 0 | 0 | 128025.2243 | 0 | 0 | 0 | 0 | 0 | 0 | 659486.4 | 0 | 0 | 0 | 0 | 0 | 0 | 0 | 0 | 0 | 0 | 0 | 0 | -70858.9504 | 0 | 0 | 0 | 0 | 0 | 0 | 0 | 0 | 0 | 292250.2184 | 0 | 0 | 0 | 0 | 0 | 0 | 0 | 0 | 0
2016-09-15 11:00 | 0 | 0 | 0 | 0 | 0 | 63495.8312 | 0 | 426605 | 0 | 0 | 0 | 0 | 57166.2739 | 0 | 0 | 0 | 0 | 0 | 0 | 367236.1816 | 0 | 0 | 0 | 0 | 0 | 0 | 0 | 0 | 0 | 0 | 0 | 0 | -70858.9504 | 0 | 0 | 0 | 0 | 0 | 0 | 0 | 0 | 0 | 292250.2184 | 0 | 0 | 0 | 0 | 0 | 0 | 0 | 0 | 0
2016-09-15 12:00 | 0 | 0 | 0 | 0 | 0 | 278291.4249 | 8.7452 | 441383 | 0 | 0 | 0 | 0 | 128025.2243 | 0 | 0 | 0 | 0 | 0 | 0 | 133294.4013 | 0 | 0 | 0 | 0 | 0 | 0 | 0 | 0 | 0 | 0 | 0 | 0 | 70858.9504 | 0 | 0 | 0 | 0 | 0 | 0 | 0 | 0 | 58308.438 | 292250.2184 | 0 | 0 | 0 | 0 | 0 | 0 | 0 | 0 | 0
2016-09-15 13:00 | 0 | 0 | 0 | 0 | 0 | 183532.1136 | 73535.5348 | 461221 | 0 | 0 | 0 | 0 | 57166.2739 | 0 | 0 | 0 | 0 | 0 | 0 | 0 | 0 | 0 | 0 | 0 | 0 | 0 | 0 | 0 | 0 | 0 | 0 | 0 | -70858.9504 | 0 | 0 | 0 | 0 | 0 | 0 | 0 | 0 | 158955.8171 | 292250.2184 | 0 | 0 | 0 | 0 | 0 | 0 | 0 | 0 | 0
2016-09-15 14:00 | 0 | 0 | 0 | 0 | 0 | 150263.5288 | 506090.2479 | 483767 | 0 | 0 | 0 | 0 | 128025.2243 | 0 | 0 | 0 | 0 | 0 | 0 | 101727.8263 | 0 | 0 | 0 | 0 | 0 | 0 | 0 | 0 | 0 | 0 | 0 | 0 | 70858.9504 | 0 | 0 | 0 | 0 | 0 | 0 | 0 | 0 | 101727.8263 | 0 | 0 | 0 | 0 | 0 | 0 | 0 | 0 | 0 | 0
2016-09-15 15:00 | 0 | 0 | 0 | 0 | 0 | 0 | 744857.005 | 506225 | 0 | 0 | 0 | 0 | 57166.2739 | 0 | 0 | 0 | 0 | 0 | 0 | 411218.7817 | 0 | 0 | 0 | 0 | 0 | 0 | 0 | 0 | 0 | 0 | 0 | 0 | -70858.9504 | 0 | 0 | 0 | 0 | 0 | 0 | 0 | 0 | 309490.9554 | 0 | 0 | 0 | 0 | 0 | 0 | 0 | 0 | 0 | 0
2016-09-15 16:00 | 0 | 0 | 0 | 0 | 0 | 0 | 772292.285 | 526880 | 0 | 0 | 0 | 0 | 88827.5696 | 0 | 0 | 0 | 0 | 0 | 0 | 624969.7709 | 0 | 0 | 0 | 0 | 0 | 0 | 0 | 0 | 0 | 0 | 0 | 0 | 31661.2958 | 0 | 0 | 0 | 0 | 0 | 0 | 0 | 0 | 213750.9893 | 0 | 0 | 0 | 0 | 0 | 0 | 0 | 0 | 0 | 0
2016-09-15 17:00 | 0 | 0 | 0 | 0 | 0 | 92491.2025 | 767751.2183 | 546504 | 0 | 0 | 0 | 0 | 70858.9504 | 0 | 0 | 0 | 0 | 0 | 0 | 956676.8109 | 0 | 0 | 0 | 0 | 0 | 0 | 0 | 0 | 0 | 0 | 0 | 0 | -17968.6192 | 0 | 0 | 0 | 0 | 0 | 0 | 0 | 0 | 331707.04 | 0 | 0 | 0 | 0 | 0 | 0 | 0 | 0 | 0 | 0
2016-09-15 18:00 | 0 | 0 | 0 | 0 | 0 | 0 | 753591.0364 | 561739 | 0 | 0 | 0 | 0 | 0 | 0 | 0 | 0 | 0 | 0 | 0 | 1219387.7977 | 0 | 0 | 0 | 0 | 0 | 0 | 0 | 0 | 0 | 0 | 0 | 0 | -70858.9504 | 0 | 0 | 0 | 0 | 0 | 0 | 0 | 0 | 262710.9868 | 0 | 0 | 0 | 0 | 0 | 0 | 0 | 0 | 0 | 0
2016-09-15 19:00 | 0 | 0 | 0 | 0 | 0 | 0 | 739265.4871 | 572572 | 0 | 0 | 0 | 0 | 70858.9504 | 0 | 0 | 0 | 0 | 0 | 0 | 1315222.3344 | 0 | 0 | 0 | 0 | 0 | 0 | 0 | 0 | 0 | 0 | 0 | 0 | 70858.9504 | 0 | 0 | 0 | 0 | 0 | 0 | 0 | 0 | 95834.5367 | 0 | 0 | 0 | 0 | 0 | 0 | 0 | 0 | 0 | 0
2016-09-15 20:00 | 0 | 0 | 0 | 0 | 0 | 0 | 739663.7904 | 579275 | 0 | 0 | 0 | 0 | 141717.9008 | 0 | 0 | 0 | 0 | 0 | 0 | 1404752.1744 | 0 | 0 | 0 | 0 | 0 | 0 | 0 | 0 | 0 | 0 | 0 | 0 | 70858.9504 | 0 | 0 | 0 | 0 | 0 | 0 | 0 | 0 | 89529.84 | 0 | 0 | 0 | 0 | 0 | 0 | 0 | 0 | 0 | 0
2016-09-15 21:00 | 0 | 0 | 0 | 0 | 0 | 0 | 738795.7634 | 579583 | 0 | 0 | 0 | 0 | 198884.1747 | 0 | 0 | 0 | 0 | 0 | 0 | 1506798.664 | 0 | 0 | 0 | 0 | 0 | 0 | 0 | 0 | 0 | 0 | 0 | 0 | 57166.2739 | 0 | 0 | 0 | 0 | 0 | 0 | 0 | 0 | 102046.4895 | 0 | 0 | 0 | 0 | 0 | 0 | 0 | 0 | 0 | 0
2016-09-15 22:00 | 0 | 0 | 0 | 0 | 0 | 0 | 715764.3499 | 570244 | 0 | 0 | 0 | 0 | 134566.4427 | 0 | 0 | 0 | 0 | 0 | 0 | 1716636.7459 | 0 | 0 | 0 | 0 | 0 | 0 | 0 | 0 | 0 | 0 | 0 | 0 | -64317.732 | 0 | 0 | 0 | 0 | 0 | 0 | 0 | 0 | 209838.0819 | 0 | 0 | 0 | 0 | 0 | 0 | 0 | 0 | 0 | 0
2016-09-15 23:00 | 0 | 0 | 0 | 0 | 0 | 0 | 623450.732 | 559133 | 0 | 0 | 0 | 0 | 198884.1747 | 0 | 0 | 0 | 0 | 0 | 0 | 1716636.7459 | 0 | 0 | 0 | 0 | 0 | 0 | 0 | 0 | 0 | 0 | 0 | 0 | 64317.732 | 0 | 0 | 0 | 0 | 0 | 0 | 0 | 0 | 0 | 0 | 0 | 0 | 0 | 0 | 0 | 0 | 0 | 0 | 0
2016-09-16 | 0 | 0 | 0 | 0 | 0 | 380757.7307 | 392219.0053 | 552439 | 0 | 0 | 0 | 0 | 128025.2243 | 0 | 0 | 0 | 0 | 0 | 0 | 2008033.4322 | 0 | 0 | 0 | 0 | 0 | 0 | 0 | 0 | 0 | 0 | 0 | 0 | -70858.9504 | 0 | 0 | 0 | 0 | 0 | 0 | 0 | 0 | 291396.6864 | 0 | 0 | 0 | 0 | 0 | 0 | 0 | 0 | 0 | 0
2016-09-16 01:00 | 0 | 0 | 0 | 0 | 0 | 452308.2789 | 32652.6598 | 532841 | 0 | 0 | 0 | 0 | 57166.2739 | 0 | 0 | 0 | 0 | 0 | 0 | 2031012.3213 | 0 | 0 | 0 | 0 | 0 | 0 | 0 | 0 | 0 | 0 | 0 | 0 | -70858.9504 | 0 | 0 | 0 | 0 | 0 | 0 | 0 | 0 | 315229.1075 | 292250.2184 | 0 | 0 | 0 | 0 | 0 | 0 | 0 | 0 | 0
2016-09-16 02:00 | 0 | 0 | 0 | 0 | 0 | 461822.071 | 0 | 502456 | 0 | 0 | 0 | 0 | 128025.2243 | 0 | 0 | 0 | 0 | 0 | 0 | 1919519.4419 | 0 | 0 | 0 | 0 | 0 | 0 | 0 | 0 | 0 | 0 | 0 | 0 | 70858.9504 | 0 | 0 | 0 | 0 | 0 | 0 | 0 | 0 | 180757.339 | 292250.2184 | 0 | 0 | 0 | 0 | 0 | 0 | 0 | 0 | 0
2016-09-16 03:00 | 0 | 0 | 0 | 0 | 0 | 449929.8576 | 0 | 467791 | 0 | 0 | 0 | 0 | 198884.1747 | 0 | 0 | 0 | 0 | 0 | 0 | 1830799.3491 | 0 | 0 | 0 | 0 | 0 | 0 | 0 | 0 | 0 | 0 | 0 | 0 | 70858.9504 | 0 | 0 | 0 | 0 | 0 | 0 | 0 | 0 | 203530.1256 | 292250.2184 | 0 | 0 | 0 | 0 | 0 | 0 | 0 | 0 | 0
2016-09-16 04:00 | 0 | 0 | 0 | 0 | 0 | 429502.0738 | 0 | 435036 | 0 | 0 | 0 | 0 | 198884.1747 | 0 | 0 | 0 | 0 | 0 | 0 | 1825265.4229 | 0 | 0 | 0 | 0 | 0 | 0 | 0 | 0 | 0 | 0 | 0 | 0 | 0 | 0 | 0 | 0 | 0 | 0 | 0 | 0 | 0 | 286716.2922 | 292250.2184 | 0 | 0 | 0 | 0 | 0 | 0 | 0 | 0 | 0
2016-09-16 05:00 | 0 | 0 | 0 | 0 | 0 | 45188.8312 | 0 | 408298 | 0 | 0 | 0 | 0 | 128025.2243 | 0 | 0 | 0 | 0 | 0 | 0 | 1533015.2046 | 0 | 0 | 0 | 0 | 0 | 0 | 0 | 0 | 0 | 0 | 0 | 0 | -70858.9504 | 0 | 0 | 0 | 0 | 0 | 0 | 0 | 0 | 0 | 292250.2184 | 0 | 0 | 0 | 0 | 0 | 0 | 0 | 0 | 0
2016-09-16 06:00 | 0 | 0 | 0 | 0 | 0 | 167932.732 | 0 | 389324 | 0 | 0 | 0 | 0 | 198884.1747 | 0 | 0 | 0 | 0 | 0 | 0 | 1240764.9862 | 0 | 0 | 0 | 0 | 0 | 0 | 0 | 0 | 0 | 0 | 0 | 0 | 70858.9504 | 0 | 0 | 0 | 0 | 0 | 0 | 0 | 0 | 0 | 292250.2184 | 0 | 0 | 0 | 0 | 0 | 0 | 0 | 0 | 0
2016-09-16 07:00 | 0 | 0 | 0 | 0 | 0 | 13457.8312 | 0 | 376567 | 0 | 0 | 0 | 0 | 128025.2243 | 0 | 0 | 0 | 0 | 0 | 0 | 948514.7678 | 0 | 0 | 0 | 0 | 0 | 0 | 0 | 0 | 0 | 0 | 0 | 0 | -70858.9504 | 0 | 0 | 0 | 0 | 0 | 0 | 0 | 0 | 0 | 292250.2184 | 0 | 0 | 0 | 0 | 0 | 0 | 0 | 0 | 0
2016-09-16 08:00 | 0 | 0 | 0 | 0 | 0 | 357127.6304 | 0 | 372278 | 0 | 0 | 0 | 0 | 198884.1747 | 0 | 0 | 0 | 0 | 0 | 0 | 862505.4478 | 0 | 0 | 0 | 0 | 0 | 0 | 0 | 0 | 0 | 0 | 0 | 0 | 70858.9504 | 0 | 0 | 0 | 0 | 0 | 0 | 0 | 0 | 206240.8984 | 292250.2184 | 0 | 0 | 0 | 0 | 0 | 0 | 0 | 0 | 0
2016-09-16 09:00 | 0 | 0 | 0 | 0 | 0 | 87521.7816 | 0 | 379772 | 0 | 0 | 0 | 0 | 198884.1747 | 0 | 0 | 0 | 0 | 0 | 0 | 570255.2294 | 0 | 0 | 0 | 0 | 0 | 0 | 0 | 0 | 0 | 0 | 0 | 0 | 0 | 0 | 0 | 0 | 0 | 0 | 0 | 0 | 0 | 0 | 292250.2184 | 0 | 0 | 0 | 0 | 0 | 0 | 0 | 0 | 0
2016-09-16 10:00 | 0 | 0 | 0 | 0 | 0 | 315351.958 | 0 | 403765 | 0 | 0 | 0 | 0 | 128025.2243 | 0 | 0 | 0 | 0 | 0 | 0 | 552701.1378 | 0 | 0 | 0 | 0 | 0 | 0 | 0 | 0 | 0 | 0 | 0 | 0 | -70858.9504 | 0 | 0 | 0 | 0 | 0 | 0 | 0 | 0 | 274696.1268 | 292250.2184 | 0 | 0 | 0 | 0 | 0 | 0 | 0 | 0 | 0
2016-09-16 11:00 | 0 | 0 | 0 | 0 | 0 | 307489.1599 | 0 | 426434 | 0 | 0 | 0 | 0 | 70858.9504 | 0 | 0 | 0 | 0 | 0 | 0 | 490922.5716 | 0 | 0 | 0 | 0 | 0 | 0 | 0 | 0 | 0 | 0 | 0 | 0 | -57166.2739 | 0 | 0 | 0 | 0 | 0 | 0 | 0 | 0 | 230471.6522 | 292250.2184 | 0 | 0 | 0 | 0 | 0 | 0 | 0 | 0 | 0
2016-09-16 12:00 | 0 | 0 | 0 | 0 | 0 | 294400.4637 | 4.6928 | 441129 | 0 | 0 | 0 | 0 | 0 | 0 | 0 | 0 | 0 | 0 | 0 | 415057.6785 | 0 | 0 | 0 | 0 | 0 | 0 | 0 | 0 | 0 | 0 | 0 | 0 | -70858.9504 | 0 | 0 | 0 | 0 | 0 | 0 | 0 | 0 | 216385.3253 | 292250.2184 | 0 | 0 | 0 | 0 | 0 | 0 | 0 | 0 | 0
2016-09-16 13:00 | 0 | 0 | 0 | 0 | 0 | 194183.337 | 82158.972 | 460947 | 0 | 0 | 0 | 0 | 0 | 0 | 0 | 0 | 0 | 0 | 0 | 230452.9876 | 0 | 0 | 0 | 0 | 0 | 0 | 0 | 0 | 0 | 0 | 0 | 0 | 0 | 0 | 0 | 0 | 0 | 0 | 0 | 0 | 0 | 107645.5275 | 292250.2184 | 0 | 0 | 0 | 0 | 0 | 0 | 0 | 0 | 0
2016-09-16 14:00 | 0 | 0 | 0 | 0 | 0 | 0 | 530424.2384 | 482425 | 0 | 0 | 0 | 0 | 0 | 0 | 0 | 0 | 0 | 0 | 0 | 278452.226 | 0 | 0 | 0 | 0 | 0 | 0 | 0 | 0 | 0 | 0 | 0 | 0 | 0 | 0 | 0 | 0 | 0 | 0 | 0 | 0 | 0 | 47999.2384 | 0 | 0 | 0 | 0 | 0 | 0 | 0 | 0 | 0 | 0
2016-09-16 15:00 | 0 | 0 | 0 | 0 | 0 | 0 | 803959.907 | 503225 | 0 | 0 | 0 | 0 | 70858.9504 | 0 | 0 | 0 | 0 | 0 | 0 | 508328.1826 | 0 | 0 | 0 | 0 | 0 | 0 | 0 | 0 | 0 | 0 | 0 | 0 | 70858.9504 | 0 | 0 | 0 | 0 | 0 | 0 | 0 | 0 | 229875.9566 | 0 | 0 | 0 | 0 | 0 | 0 | 0 | 0 | 0 | 0
2016-09-16 16:00 | 0 | 0 | 0 | 0 | 0 | 0 | 831858.1835 | 522004 | 0 | 0 | 0 | 0 | 141717.9008 | 0 | 0 | 0 | 0 | 0 | 0 | 747323.4157 | 0 | 0 | 0 | 0 | 0 | 0 | 0 | 0 | 0 | 0 | 0 | 0 | 70858.9504 | 0 | 0 | 0 | 0 | 0 | 0 | 0 | 0 | 238995.2331 | 0 | 0 | 0 | 0 | 0 | 0 | 0 | 0 | 0 | 0
2016-09-16 17:00 | 0 | 0 | 0 | 0 | 0 | 0 | 826018.4546 | 539250 | 0 | 0 | 0 | 0 | 198884.1747 | 0 | 0 | 0 | 0 | 0 | 0 | 976925.5965 | 0 | 0 | 0 | 0 | 0 | 0 | 0 | 0 | 0 | 0 | 0 | 0 | 57166.2739 | 0 | 0 | 0 | 0 | 0 | 0 | 0 | 0 | 229602.1807 | 0 | 0 | 0 | 0 | 0 | 0 | 0 | 0 | 0 | 0
2016-09-16 18:00 | 0 | 0 | 0 | 0 | 0 | 4906.3194 | 808390.7702 | 552449 | 0 | 0 | 0 | 0 | 128025.2243 | 0 | 0 | 0 | 0 | 0 | 0 | 1308632.6365 | 0 | 0 | 0 | 0 | 0 | 0 | 0 | 0 | 0 | 0 | 0 | 0 | -70858.9504 | 0 | 0 | 0 | 0 | 0 | 0 | 0 | 0 | 331707.04 | 0 | 0 | 0 | 0 | 0 | 0 | 0 | 0 | 0 | 0
2016-09-16 19:00 | 0 | 0 | 0 | 0 | 0 | 0 | 796609.4456 | 562395 | 0 | 0 | 0 | 0 | 198884.1747 | 0 | 0 | 0 | 0 | 0 | 0 | 1471988.1316 | 0 | 0 | 0 | 0 | 0 | 0 | 0 | 0 | 0 | 0 | 0 | 0 | 70858.9504 | 0 | 0 | 0 | 0 | 0 | 0 | 0 | 0 | 163355.4952 | 0 | 0 | 0 | 0 | 0 | 0 | 0 | 0 | 0 | 0
2016-09-16 20:00 | 0 | 0 | 0 | 0 | 0 | 0 | 800901.9243 | 568008 | 0 | 0 | 0 | 0 | 198884.1747 | 0 | 0 | 0 | 0 | 0 | 0 | 1704882.0559 | 0 | 0 | 0 | 0 | 0 | 0 | 0 | 0 | 0 | 0 | 0 | 0 | 0 | 0 | 0 | 0 | 0 | 0 | 0 | 0 | 0 | 232893.9243 | 0 | 0 | 0 | 0 | 0 | 0 | 0 | 0 | 0 | 0
2016-09-16 21:00 | 0 | 0 | 0 | 0 | 0 | 0 | 800343.6037 | 566868 | 0 | 0 | 0 | 0 | 198884.1747 | 0 | 0 | 0 | 0 | 0 | 0 | 1938357.6596 | 0 | 0 | 0 | 0 | 0 | 0 | 0 | 0 | 0 | 0 | 0 | 0 | 0 | 0 | 0 | 0 | 0 | 0 | 0 | 0 | 0 | 233475.6037 | 0 | 0 | 0 | 0 | 0 | 0 | 0 | 0 | 0 | 0
2016-09-16 22:00 | 0 | 0 | 0 | 0 | 0 | 0 | 766898.8317 | 556300 | 0 | 0 | 0 | 0 | 198884.1747 | 0 | 0 | 0 | 0 | 0 | 0 | 2148956.4914 | 0 | 0 | 0 | 0 | 0 | 0 | 0 | 0 | 0 | 0 | 0 | 0 | 0 | 0 | 0 | 0 | 0 | 0 | 0 | 0 | 0 | 210598.8317 | 0 | 0 | 0 | 0 | 0 | 0 | 0 | 0 | 0 | 0
2016-09-16 23:00 | 0 | 0 | 0 | 0 | 0 | 0 | 655608.031 | 543980 | 0 | 0 | 0 | 0 | 198884.1747 | 0 | 0 | 0 | 0 | 0 | 0 | 2260584.5223 | 0 | 0 | 0 | 0 | 0 | 0 | 0 | 0 | 0 | 0 | 0 | 0 | 0 | 0 | 0 | 0 | 0 | 0 | 0 | 0 | 0 | 111628.031 | 0 | 0 | 0 | 0 | 0 | 0 | 0 | 0 | 0 | 0
2016-09-17 | 0 | 0 | 0 | 0 | 0 | 0 | 398026.3446 | 533857 | 0 | 0 | 0 | 0 | 198884.1747 | 0 | 0 | 0 | 0 | 0 | 0 | 2124753.8669 | 0 | 0 | 0 | 0 | 0 | 0 | 0 | 0 | 0 | 0 | 0 | 0 | 0 | 0 | 0 | 0 | 0 | 0 | 0 | 0 | 0 | 156419.563 | 292250.2184 | 0 | 0 | 0 | 0 | 0 | 0 | 0 | 0 | 0
2016-09-17 01:00 | 0 | 0 | 0 | 0 | 0 | 118626.0017 | 33200.8295 | 514936 | 0 | 0 | 0 | 0 | 128025.2243 | 0 | 0 | 0 | 0 | 0 | 0 | 1832503.6486 | 0 | 0 | 0 | 0 | 0 | 0 | 0 | 0 | 0 | 0 | 0 | 0 | -70858.9504 | 0 | 0 | 0 | 0 | 0 | 0 | 0 | 0 | 0 | 292250.2184 | 0 | 0 | 0 | 0 | 0 | 0 | 0 | 0 | 0
2016-09-17 02:00 | 0 | 0 | 0 | 0 | 0 | 264579.8466 | 0 | 491140 | 0 | 0 | 0 | 0 | 57166.2739 | 0 | 0 | 0 | 0 | 0 | 0 | 1676802.4456 | 0 | 0 | 0 | 0 | 0 | 0 | 0 | 0 | 0 | 0 | 0 | 0 | -70858.9504 | 0 | 0 | 0 | 0 | 0 | 0 | 0 | 0 | 136549.0154 | 292250.2184 | 0 | 0 | 0 | 0 | 0 | 0 | 0 | 0 | 0
2016-09-17 03:00 | 0 | 0 | 0 | 0 | 0 | 272047.8555 | 0 | 461461 | 0 | 0 | 0 | 0 | 128025.2243 | 0 | 0 | 0 | 0 | 0 | 0 | 1416530.3506 | 0 | 0 | 0 | 0 | 0 | 0 | 0 | 0 | 0 | 0 | 0 | 0 | 70858.9504 | 0 | 0 | 0 | 0 | 0 | 0 | 0 | 0 | 31978.1235 | 292250.2184 | 0 | 0 | 0 | 0 | 0 | 0 | 0 | 0 | 0
2016-09-17 04:00 | 0 | 0 | 0 | 0 | 0 | 280620.8674 | 0 | 432146 | 0 | 0 | 0 | 0 | 198884.1747 | 0 | 0 | 0 | 0 | 0 | 0 | 1194146.2677 | 0 | 0 | 0 | 0 | 0 | 0 | 0 | 0 | 0 | 0 | 0 | 0 | 70858.9504 | 0 | 0 | 0 | 0 | 0 | 0 | 0 | 0 | 69866.1354 | 292250.2184 | 0 | 0 | 0 | 0 | 0 | 0 | 0 | 0 | 0
2016-09-17 05:00 | 0 | 0 | 0 | 0 | 0 | 297592.8578 | 0 | 407483 | 0 | 0 | 0 | 0 | 198884.1747 | 0 | 0 | 0 | 0 | 0 | 0 | 1084256.1255 | 0 | 0 | 0 | 0 | 0 | 0 | 0 | 0 | 0 | 0 | 0 | 0 | 0 | 0 | 0 | 0 | 0 | 0 | 0 | 0 | 0 | 182360.0762 | 292250.2184 | 0 | 0 | 0 | 0 | 0 | 0 | 0 | 0 | 0
2016-09-17 06:00 | 0 | 0 | 0 | 0 | 0 | 315143.5267 | 0 | 388124 | 0 | 0 | 0 | 0 | 128025.2243 | 0 | 0 | 0 | 0 | 0 | 0 | 1082134.6026 | 0 | 0 | 0 | 0 | 0 | 0 | 0 | 0 | 0 | 0 | 0 | 0 | -70858.9504 | 0 | 0 | 0 | 0 | 0 | 0 | 0 | 0 | 290128.6955 | 292250.2184 | 0 | 0 | 0 | 0 | 0 | 0 | 0 | 0 | 0
2016-09-17 07:00 | 0 | 0 | 0 | 0 | 0 | 153973.732 | 0 | 375365 | 0 | 0 | 0 | 0 | 198884.1747 | 0 | 0 | 0 | 0 | 0 | 0 | 789884.3842 | 0 | 0 | 0 | 0 | 0 | 0 | 0 | 0 | 0 | 0 | 0 | 0 | 70858.9504 | 0 | 0 | 0 | 0 | 0 | 0 | 0 | 0 | 0 | 292250.2184 | 0 | 0 | 0 | 0 | 0 | 0 | 0 | 0 | 0
2016-09-17 08:00 | 0 | 0 | 0 | 0 | 0 | 339770.8484 | 0 | 367743 | 0 | 0 | 0 | 0 | 198884.1747 | 0 | 0 | 0 | 0 | 0 | 0 | 761912.2326 | 0 | 0 | 0 | 0 | 0 | 0 | 0 | 0 | 0 | 0 | 0 | 0 | 0 | 0 | 0 | 0 | 0 | 0 | 0 | 0 | 0 | 264278.0668 | 292250.2184 | 0 | 0 | 0 | 0 | 0 | 0 | 0 | 0 | 0
2016-09-17 09:00 | 0 | 0 | 0 | 0 | 0 | 347920.8004 | 0 | 366707 | 0 | 0 | 0 | 0 | 198884.1747 | 0 | 0 | 0 | 0 | 0 | 0 | 743126.033 | 0 | 0 | 0 | 0 | 0 | 0 | 0 | 0 | 0 | 0 | 0 | 0 | 0 | 0 | 0 | 0 | 0 | 0 | 0 | 0 | 0 | 273464.0188 | 292250.2184 | 0 | 0 | 0 | 0 | 0 | 0 | 0 | 0 | 0
2016-09-17 10:00 | 0 | 0 | 0 | 0 | 0 | 8901.8312 | 0 | 372011 | 0 | 0 | 0 | 0 | 128025.2243 | 0 | 0 | 0 | 0 | 0 | 0 | 450875.8146 | 0 | 0 | 0 | 0 | 0 | 0 | 0 | 0 | 0 | 0 | 0 | 0 | -70858.9504 | 0 | 0 | 0 | 0 | 0 | 0 | 0 | 0 | 0 | 292250.2184 | 0 | 0 | 0 | 0 | 0 | 0 | 0 | 0 | 0
2016-09-17 11:00 | 0 | 0 | 0 | 0 | 0 | 16868.8312 | 0 | 379978 | 0 | 0 | 0 | 0 | 57166.2739 | 0 | 0 | 0 | 0 | 0 | 0 | 158625.5963 | 0 | 0 | 0 | 0 | 0 | 0 | 0 | 0 | 0 | 0 | 0 | 0 | -70858.9504 | 0 | 0 | 0 | 0 | 0 | 0 | 0 | 0 | 0 | 292250.2184 | 0 | 0 | 0 | 0 | 0 | 0 | 0 | 0 | 0
2016-09-17 12:00 | 0 | 0 | 0 | 0 | 0 | 347313.1757 | 3.0445 | 395702 | 0 | 0 | 0 | 0 | 128025.2243 | 0 | 0 | 0 | 0 | 0 | 0 | 39380.8661 | 0 | 0 | 0 | 0 | 0 | 0 | 0 | 0 | 0 | 0 | 0 | 0 | 70858.9504 | 0 | 0 | 0 | 0 | 0 | 0 | 0 | 0 | 173005.4883 | 292250.2184 | 0 | 0 | 0 | 0 | 0 | 0 | 0 | 0 | 0
2016-09-17 13:00 | 0 | 0 | 0 | 0 | 0 | 215886.4931 | 91919.6904 | 418046 | 0 | 0 | 0 | 0 | 57166.2739 | 0 | 0 | 0 | 0 | 0 | 0 | 0 | 0 | 0 | 0 | 0 | 0 | 0 | 0 | 0 | 0 | 0 | 0 | 0 | -70858.9504 | 0 | 0 | 0 | 0 | 0 | 0 | 0 | 0 | 252869.3523 | 292250.2184 | 0 | 0 | 0 | 0 | 0 | 0 | 0 | 0 | 0
2016-09-17 14:00 | 0 | 0 | 0 | 0 | 0 | 0 | 519807.5431 | 442054 | 0 | 0 | 0 | 0 | 0 | 0 | 0 | 0 | 0 | 0 | 0 | 134919.8169 | 0 | 0 | 0 | 0 | 0 | 0 | 0 | 0 | 0 | 0 | 0 | 0 | -57166.2739 | 0 | 0 | 0 | 0 | 0 | 0 | 0 | 0 | 134919.8169 | 0 | 0 | 0 | 0 | 0 | 0 | 0 | 0 | 0 | 0
2016-09-17 15:00 | 0 | 0 | 0 | 0 | 0 | 0 | 776744.4599 | 465066 | 0 | 0 | 0 | 0 | 70858.9504 | 0 | 0 | 0 | 0 | 0 | 0 | 375739.3264 | 0 | 0 | 0 | 0 | 0 | 0 | 0 | 0 | 0 | 0 | 0 | 0 | 70858.9504 | 0 | 0 | 0 | 0 | 0 | 0 | 0 | 0 | 240819.5095 | 0 | 0 | 0 | 0 | 0 | 0 | 0 | 0 | 0 | 0
2016-09-17 16:00 | 0 | 0 | 0 | 0 | 0 | 4993.5828 | 803527.504 | 485343 | 0 | 0 | 0 | 0 | 128025.2243 | 0 | 0 | 0 | 0 | 0 | 0 | 641751.1393 | 0 | 0 | 0 | 0 | 0 | 0 | 0 | 0 | 0 | 0 | 0 | 0 | 57166.2739 | 0 | 0 | 0 | 0 | 0 | 0 | 0 | 0 | 266011.8129 | 0 | 0 | 0 | 0 | 0 | 0 | 0 | 0 | 0 | 0
2016-09-17 17:00 | 0 | 0 | 0 | 0 | 0 | 0 | 798682.0399 | 502464 | 0 | 0 | 0 | 0 | 198884.1747 | 0 | 0 | 0 | 0 | 0 | 0 | 867110.2288 | 0 | 0 | 0 | 0 | 0 | 0 | 0 | 0 | 0 | 0 | 0 | 0 | 70858.9504 | 0 | 0 | 0 | 0 | 0 | 0 | 0 | 0 | 225359.0895 | 0 | 0 | 0 | 0 | 0 | 0 | 0 | 0 | 0 | 0
2016-09-17 18:00 | 0 | 0 | 0 | 0 | 0 | 0 | 783133.9753 | 516397 | 0 | 0 | 0 | 0 | 198884.1747 | 0 | 0 | 0 | 0 | 0 | 0 | 1133847.2041 | 0 | 0 | 0 | 0 | 0 | 0 | 0 | 0 | 0 | 0 | 0 | 0 | 0 | 0 | 0 | 0 | 0 | 0 | 0 | 0 | 0 | 266736.9753 | 0 | 0 | 0 | 0 | 0 | 0 | 0 | 0 | 0 | 0
2016-09-17 19:00 | 0 | 0 | 0 | 0 | 0 | 0 | 774043.419 | 526818 | 0 | 0 | 0 | 0 | 198884.1747 | 0 | 0 | 0 | 0 | 0 | 0 | 1381072.6231 | 0 | 0 | 0 | 0 | 0 | 0 | 0 | 0 | 0 | 0 | 0 | 0 | 0 | 0 | 0 | 0 | 0 | 0 | 0 | 0 | 0 | 247225.419 | 0 | 0 | 0 | 0 | 0 | 0 | 0 | 0 | 0 | 0
2016-09-17 20:00 | 0 | 0 | 0 | 0 | 0 | 0 | 779545.4717 | 535561 | 0 | 0 | 0 | 0 | 198884.1747 | 0 | 0 | 0 | 0 | 0 | 0 | 1625057.0947 | 0 | 0 | 0 | 0 | 0 | 0 | 0 | 0 | 0 | 0 | 0 | 0 | 0 | 0 | 0 | 0 | 0 | 0 | 0 | 0 | 0 | 243984.4717 | 0 | 0 | 0 | 0 | 0 | 0 | 0 | 0 | 0 | 0
2016-09-17 21:00 | 0 | 0 | 0 | 0 | 0 | 0 | 778453.7777 | 539564 | 0 | 0 | 0 | 0 | 198884.1747 | 0 | 0 | 0 | 0 | 0 | 0 | 1863946.8725 | 0 | 0 | 0 | 0 | 0 | 0 | 0 | 0 | 0 | 0 | 0 | 0 | 0 | 0 | 0 | 0 | 0 | 0 | 0 | 0 | 0 | 238889.7777 | 0 | 0 | 0 | 0 | 0 | 0 | 0 | 0 | 0 | 0
2016-09-17 22:00 | 0 | 0 | 0 | 0 | 0 | 0 | 751361.886 | 535724 | 0 | 0 | 0 | 0 | 128025.2243 | 0 | 0 | 0 | 0 | 0 | 0 | 2150443.7089 | 0 | 0 | 0 | 0 | 0 | 0 | 0 | 0 | 0 | 0 | 0 | 0 | -70858.9504 | 0 | 0 | 0 | 0 | 0 | 0 | 0 | 0 | 286496.8364 | 0 | 0 | 0 | 0 | 0 | 0 | 0 | 0 | 0 | 0
2016-09-17 23:00 | 0 | 0 | 0 | 0 | 0 | 0 | 627620.976 | 528480 | 0 | 0 | 0 | 0 | 198884.1747 | 0 | 0 | 0 | 0 | 0 | 0 | 2178725.7345 | 0 | 0 | 0 | 0 | 0 | 0 | 0 | 0 | 0 | 0 | 0 | 0 | 70858.9504 | 0 | 0 | 0 | 0 | 0 | 0 | 0 | 0 | 28282.0256 | 0 | 0 | 0 | 0 | 0 | 0 | 0 | 0 | 0 | 0
2016-09-18 | 0 | 0 | 0 | 0 | 0 | 0 | 370084.7592 | 521396 | 0 | 0 | 0 | 0 | 198884.1747 | 0 | 0 | 0 | 0 | 0 | 0 | 2027414.4937 | 0 | 0 | 0 | 0 | 0 | 0 | 0 | 0 | 0 | 0 | 0 | 0 | 0 | 0 | 0 | 0 | 0 | 0 | 0 | 0 | 0 | 140938.9776 | 292250.2184 | 0 | 0 | 0 | 0 | 0 | 0 | 0 | 0 | 0
2016-09-18 01:00 | 0 | 0 | 0 | 0 | 0 | 453648.3797 | 29852.0732 | 504388 | 0 | 0 | 0 | 0 | 198884.1747 | 0 | 0 | 0 | 0 | 0 | 0 | 2006526.9466 | 0 | 0 | 0 | 0 | 0 | 0 | 0 | 0 | 0 | 0 | 0 | 0 | 0 | 0 | 0 | 0 | 0 | 0 | 0 | 0 | 0 | 271362.6713 | 292250.2184 | 0 | 0 | 0 | 0 | 0 | 0 | 0 | 0 | 0
2016-09-18 02:00 | 0 | 0 | 0 | 0 | 0 | 117494.8312 | 0 | 480604 | 0 | 0 | 0 | 0 | 128025.2243 | 0 | 0 | 0 | 0 | 0 | 0 | 1714276.7282 | 0 | 0 | 0 | 0 | 0 | 0 | 0 | 0 | 0 | 0 | 0 | 0 | -70858.9504 | 0 | 0 | 0 | 0 | 0 | 0 | 0 | 0 | 0 | 292250.2184 | 0 | 0 | 0 | 0 | 0 | 0 | 0 | 0 | 0
2016-09-18 03:00 | 0 | 0 | 0 | 0 | 0 | 564019.772 | 0 | 453704 | 0 | 0 | 0 | 0 | 198884.1747 | 0 | 0 | 0 | 0 | 0 | 0 | 1753733.5498 | 0 | 0 | 0 | 0 | 0 | 0 | 0 | 0 | 0 | 0 | 0 | 0 | 70858.9504 | 0 | 0 | 0 | 0 | 0 | 0 | 0 | 0 | 331707.04 | 292250.2184 | 0 | 0 | 0 | 0 | 0 | 0 | 0 | 0 | 0
2016-09-18 04:00 | 0 | 0 | 0 | 0 | 0 | 134565.7816 | 0 | 426816 | 0 | 0 | 0 | 0 | 198884.1747 | 0 | 0 | 0 | 0 | 0 | 0 | 1461483.3314 | 0 | 0 | 0 | 0 | 0 | 0 | 0 | 0 | 0 | 0 | 0 | 0 | 0 | 0 | 0 | 0 | 0 | 0 | 0 | 0 | 0 | 0 | 292250.2184 | 0 | 0 | 0 | 0 | 0 | 0 | 0 | 0 | 0
2016-09-18 05:00 | 0 | 0 | 0 | 0 | 0 | 371968.8712 | 0 | 403371 | 0 | 0 | 0 | 0 | 128025.2243 | 0 | 0 | 0 | 0 | 0 | 0 | 1500940.153 | 0 | 0 | 0 | 0 | 0 | 0 | 0 | 0 | 0 | 0 | 0 | 0 | -70858.9504 | 0 | 0 | 0 | 0 | 0 | 0 | 0 | 0 | 331707.04 | 292250.2184 | 0 | 0 | 0 | 0 | 0 | 0 | 0 | 0 | 0
2016-09-18 06:00 | 0 | 0 | 0 | 0 | 0 | 163190.732 | 0 | 384582 | 0 | 0 | 0 | 0 | 198884.1747 | 0 | 0 | 0 | 0 | 0 | 0 | 1208689.9347 | 0 | 0 | 0 | 0 | 0 | 0 | 0 | 0 | 0 | 0 | 0 | 0 | 70858.9504 | 0 | 0 | 0 | 0 | 0 | 0 | 0 | 0 | 0 | 292250.2184 | 0 | 0 | 0 | 0 | 0 | 0 | 0 | 0 | 0
2016-09-18 07:00 | 0 | 0 | 0 | 0 | 0 | 410154.8216 | 0 | 370698 | 0 | 0 | 0 | 0 | 198884.1747 | 0 | 0 | 0 | 0 | 0 | 0 | 1248146.7563 | 0 | 0 | 0 | 0 | 0 | 0 | 0 | 0 | 0 | 0 | 0 | 0 | 0 | 0 | 0 | 0 | 0 | 0 | 0 | 0 | 0 | 331707.04 | 292250.2184 | 0 | 0 | 0 | 0 | 0 | 0 | 0 | 0 | 0
2016-09-18 08:00 | 0 | 0 | 0 | 0 | 0 | 0 | 0 | 362522 | 0 | 0 | 0 | 0 | 128025.2243 | 0 | 0 | 0 | 0 | 0 | 0 | 956483.7067 | 0 | 0 | 0 | 0 | 0 | 0 | 0 | 0 | 0 | 0 | 0 | 0 | -70858.9504 | 0 | 0 | 0 | 0 | 0 | 0 | 0 | 0 | 587.1688 | 292250.2184 | 0 | 0 | 0 | 0 | 0 | 0 | 0 | 0 | 0
2016-09-18 09:00 | 0 | 0 | 0 | 0 | 0 | 470474.772 | 0 | 360159 | 0 | 0 | 0 | 0 | 198884.1747 | 0 | 0 | 0 | 0 | 0 | 0 | 995940.5283 | 0 | 0 | 0 | 0 | 0 | 0 | 0 | 0 | 0 | 0 | 0 | 0 | 70858.9504 | 0 | 0 | 0 | 0 | 0 | 0 | 0 | 0 | 331707.04 | 292250.2184 | 0 | 0 | 0 | 0 | 0 | 0 | 0 | 0 | 0
2016-09-18 10:00 | 0 | 0 | 0 | 0 | 0 | 13605.5077 | 0 | 363022 | 0 | 0 | 0 | 0 | 141717.9008 | 0 | 0 | 0 | 0 | 0 | 0 | 703690.3099 | 0 | 0 | 0 | 0 | 0 | 0 | 0 | 0 | 0 | 0 | 0 | 0 | -57166.2739 | 0 | 0 | 0 | 0 | 0 | 0 | 0 | 0 | 0 | 292250.2184 | 0 | 0 | 0 | 0 | 0 | 0 | 0 | 0 | 0
2016-09-18 11:00 | 0 | 0 | 0 | 0 | 0 | 337229.8712 | 0 | 368632 | 0 | 0 | 0 | 0 | 70858.9504 | 0 | 0 | 0 | 0 | 0 | 0 | 743147.1315 | 0 | 0 | 0 | 0 | 0 | 0 | 0 | 0 | 0 | 0 | 0 | 0 | -70858.9504 | 0 | 0 | 0 | 0 | 0 | 0 | 0 | 0 | 331707.04 | 292250.2184 | 0 | 0 | 0 | 0 | 0 | 0 | 0 | 0 | 0
2016-09-18 12:00 | 0 | 0 | 0 | 0 | 0 | 351667.8712 | 0 | 383070 | 0 | 0 | 0 | 0 | 0 | 0 | 0 | 0 | 0 | 0 | 0 | 782603.9531 | 0 | 0 | 0 | 0 | 0 | 0 | 0 | 0 | 0 | 0 | 0 | 0 | -70858.9504 | 0 | 0 | 0 | 0 | 0 | 0 | 0 | 0 | 331707.04 | 292250.2184 | 0 | 0 | 0 | 0 | 0 | 0 | 0 | 0 | 0
2016-09-18 13:00 | 0 | 0 | 0 | 0 | 0 | 398203.1761 | 92825.3352 | 407510 | 0 | 0 | 0 | 0 | 70858.9504 | 0 | 0 | 0 | 0 | 0 | 0 | 795263.514 | 0 | 0 | 0 | 0 | 0 | 0 | 0 | 0 | 0 | 0 | 0 | 0 | 70858.9504 | 0 | 0 | 0 | 0 | 0 | 0 | 0 | 0 | 304909.7793 | 292250.2184 | 0 | 0 | 0 | 0 | 0 | 0 | 0 | 0 | 0
2016-09-18 14:00 | 0 | 0 | 0 | 0 | 0 | 0 | 534105.8311 | 433739 | 0 | 0 | 0 | 0 | 0 | 0 | 0 | 0 | 0 | 0 | 0 | 966489.2956 | 0 | 0 | 0 | 0 | 0 | 0 | 0 | 0 | 0 | 0 | 0 | 0 | -70858.9504 | 0 | 0 | 0 | 0 | 0 | 0 | 0 | 0 | 171225.7815 | 0 | 0 | 0 | 0 | 0 | 0 | 0 | 0 | 0 | 0
2016-09-18 15:00 | 0 | 0 | 0 | 0 | 0 | 0 | 777087.2971 | 460279 | 0 | 0 | 0 | 0 | 70858.9504 | 0 | 0 | 0 | 0 | 0 | 0 | 1212438.6423 | 0 | 0 | 0 | 0 | 0 | 0 | 0 | 0 | 0 | 0 | 0 | 0 | 70858.9504 | 0 | 0 | 0 | 0 | 0 | 0 | 0 | 0 | 245949.3467 | 0 | 0 | 0 | 0 | 0 | 0 | 0 | 0 | 0 | 0
2016-09-18 16:00 | 0 | 0 | 0 | 0 | 0 | 0 | 805576.6659 | 486363 | 0 | 0 | 0 | 0 | 58365.5763 | 0 | 0 | 0 | 0 | 0 | 0 | 1544145.6823 | 0 | 0 | 0 | 0 | 0 | 0 | 0 | 0 | 0 | 0 | 0 | 0 | -12493.3741 | 0 | 0 | 0 | 0 | 0 | 0 | 0 | 0 | 331707.04 | 0 | 0 | 0 | 0 | 0 | 0 | 0 | 0 | 0 | 0
2016-09-18 17:00 | 0 | 0 | 0 | 0 | 0 | 114054.0115 | 798647.9789 | 510136 | 0 | 0 | 0 | 0 | 129224.5267 | 0 | 0 | 0 | 0 | 0 | 0 | 1875852.7223 | 0 | 0 | 0 | 0 | 0 | 0 | 0 | 0 | 0 | 0 | 0 | 0 | 70858.9504 | 0 | 0 | 0 | 0 | 0 | 0 | 0 | 0 | 331707.04 | 0 | 0 | 0 | 0 | 0 | 0 | 0 | 0 | 0 | 0
2016-09-18 18:00 | 0 | 0 | 0 | 0 | 0 | 0 | 784385.0231 | 529340 | 0 | 0 | 0 | 0 | 198884.1747 | 0 | 0 | 0 | 0 | 0 | 0 | 2061238.0975 | 0 | 0 | 0 | 0 | 0 | 0 | 0 | 0 | 0 | 0 | 0 | 0 | 69659.648 | 0 | 0 | 0 | 0 | 0 | 0 | 0 | 0 | 185385.3752 | 0 | 0 | 0 | 0 | 0 | 0 | 0 | 0 | 0 | 0
2016-09-18 19:00 | 0 | 0 | 0 | 0 | 0 | 0 | 772855.4129 | 544013 | 0 | 0 | 0 | 0 | 198884.1747 | 0 | 0 | 0 | 0 | 0 | 0 | 2290080.5103 | 0 | 0 | 0 | 0 | 0 | 0 | 0 | 0 | 0 | 0 | 0 | 0 | 0 | 0 | 0 | 0 | 0 | 0 | 0 | 0 | 0 | 228842.4129 | 0 | 0 | 0 | 0 | 0 | 0 | 0 | 0 | 0 | 0
2016-09-18 20:00 | 0 | 0 | 0 | 0 | 0 | 0 | 776595.5666 | 556485 | 0 | 0 | 0 | 0 | 198884.1747 | 0 | 0 | 0 | 0 | 0 | 0 | 2510191.077 | 0 | 0 | 0 | 0 | 0 | 0 | 0 | 0 | 0 | 0 | 0 | 0 | 0 | 0 | 0 | 0 | 0 | 0 | 0 | 0 | 0 | 220110.5666 | 0 | 0 | 0 | 0 | 0 | 0 | 0 | 0 | 0 | 0
2016-09-18 21:00 | 0 | 0 | 0 | 0 | 0 | 0 | 779139.6621 | 565678 | 0 | 0 | 0 | 0 | 198884.1747 | 0 | 0 | 0 | 0 | 0 | 0 | 2723652.739 | 0 | 0 | 0 | 0 | 0 | 0 | 0 | 0 | 0 | 0 | 0 | 0 | 0 | 0 | 0 | 0 | 0 | 0 | 0 | 0 | 0 | 213461.6621 | 0 | 0 | 0 | 0 | 0 | 0 | 0 | 0 | 0 | 0
2016-09-18 22:00 | 0 | 0 | 0 | 0 | 0 | 0 | 757406.5496 | 566590 | 0 | 0 | 0 | 0 | 128025.2243 | 0 | 0 | 0 | 0 | 0 | 0 | 2985328.239 | 0 | 0 | 0 | 0 | 0 | 0 | 0 | 0 | 0 | 0 | 0 | 0 | -70858.9504 | 0 | 0 | 0 | 0 | 0 | 0 | 0 | 0 | 261675.5 | 0 | 0 | 0 | 0 | 0 | 0 | 0 | 0 | 0 | 0
2016-09-18 23:00 | 0 | 0 | 0 | 0 | 0 | 0 | 642154.5863 | 564433 | 0 | 0 | 0 | 0 | 198884.1747 | 0 | 0 | 0 | 0 | 0 | 0 | 2992190.875 | 0 | 0 | 0 | 0 | 0 | 0 | 0 | 0 | 0 | 0 | 0 | 0 | 70858.9504 | 0 | 0 | 0 | 0 | 0 | 0 | 0 | 0 | 6862.6359 | 0 | 0 | 0 | 0 | 0 | 0 | 0 | 0 | 0 | 0
2016-09-19 | 0 | 0 | 0 | 0 | 0 | 152786.309 | 374489.5622 | 558678 | 0 | 0 | 0 | 0 | 128025.2243 | 0 | 0 | 0 | 0 | 0 | 0 | 3031647.6966 | 0 | 0 | 0 | 0 | 0 | 0 | 0 | 0 | 0 | 0 | 0 | 0 | -70858.9504 | 0 | 0 | 0 | 0 | 0 | 0 | 0 | 0 | 331707.04 | 292250.2184 | 0 | 0 | 0 | 0 | 0 | 0 | 0 | 0 | 0
2016-09-19 01:00 | 0 | 0 | 0 | 0 | 0 | 616288.9845 | 32164.7875 | 538138 | 0 | 0 | 0 | 0 | 198884.1747 | 0 | 0 | 0 | 0 | 0 | 0 | 3071104.5182 | 0 | 0 | 0 | 0 | 0 | 0 | 0 | 0 | 0 | 0 | 0 | 0 | 70858.9504 | 0 | 0 | 0 | 0 | 0 | 0 | 0 | 0 | 331707.04 | 292250.2184 | 0 | 0 | 0 | 0 | 0 | 0 | 0 | 0 | 0
2016-09-19 02:00 | 0 | 0 | 0 | 0 | 0 | 145676.8312 | 0 | 508786 | 0 | 0 | 0 | 0 | 128025.2243 | 0 | 0 | 0 | 0 | 0 | 0 | 2778854.2998 | 0 | 0 | 0 | 0 | 0 | 0 | 0 | 0 | 0 | 0 | 0 | 0 | -70858.9504 | 0 | 0 | 0 | 0 | 0 | 0 | 0 | 0 | 0 | 292250.2184 | 0 | 0 | 0 | 0 | 0 | 0 | 0 | 0 | 0
2016-09-19 03:00 | 0 | 0 | 0 | 0 | 0 | 585705.772 | 0 | 475390 | 0 | 0 | 0 | 0 | 198884.1747 | 0 | 0 | 0 | 0 | 0 | 0 | 2818311.1214 | 0 | 0 | 0 | 0 | 0 | 0 | 0 | 0 | 0 | 0 | 0 | 0 | 70858.9504 | 0 | 0 | 0 | 0 | 0 | 0 | 0 | 0 | 331707.04 | 292250.2184 | 0 | 0 | 0 | 0 | 0 | 0 | 0 | 0 | 0
2016-09-19 04:00 | 0 | 0 | 0 | 0 | 0 | 93749.5077 | 0 | 443166 | 0 | 0 | 0 | 0 | 141717.9008 | 0 | 0 | 0 | 0 | 0 | 0 | 2526060.9031 | 0 | 0 | 0 | 0 | 0 | 0 | 0 | 0 | 0 | 0 | 0 | 0 | -57166.2739 | 0 | 0 | 0 | 0 | 0 | 0 | 0 | 0 | 0 | 292250.2184 | 0 | 0 | 0 | 0 | 0 | 0 | 0 | 0 | 0
2016-09-19 05:00 | 0 | 0 | 0 | 0 | 0 | 385343.8712 | 0 | 416746 | 0 | 0 | 0 | 0 | 70858.9504 | 0 | 0 | 0 | 0 | 0 | 0 | 2565517.7247 | 0 | 0 | 0 | 0 | 0 | 0 | 0 | 0 | 0 | 0 | 0 | 0 | -70858.9504 | 0 | 0 | 0 | 0 | 0 | 0 | 0 | 0 | 331707.04 | 292250.2184 | 0 | 0 | 0 | 0 | 0 | 0 | 0 | 0 | 0
2016-09-19 06:00 | 0 | 0 | 0 | 0 | 0 | 34594.8312 | 0 | 397704 | 0 | 0 | 0 | 0 | 0 | 0 | 0 | 0 | 0 | 0 | 0 | 2273267.5063 | 0 | 0 | 0 | 0 | 0 | 0 | 0 | 0 | 0 | 0 | 0 | 0 | -70858.9504 | 0 | 0 | 0 | 0 | 0 | 0 | 0 | 0 | 0 | 292250.2184 | 0 | 0 | 0 | 0 | 0 | 0 | 0 | 0 | 0
2016-09-19 07:00 | 0 | 0 | 0 | 0 | 0 | 496474.772 | 0 | 386159 | 0 | 0 | 0 | 0 | 70858.9504 | 0 | 0 | 0 | 0 | 0 | 0 | 2312724.3279 | 0 | 0 | 0 | 0 | 0 | 0 | 0 | 0 | 0 | 0 | 0 | 0 | 70858.9504 | 0 | 0 | 0 | 0 | 0 | 0 | 0 | 0 | 331707.04 | 292250.2184 | 0 | 0 | 0 | 0 | 0 | 0 | 0 | 0 | 0
2016-09-19 08:00 | 0 | 0 | 0 | 0 | 0 | 479943.0955 | 0 | 383320 | 0 | 0 | 0 | 0 | 128025.2243 | 0 | 0 | 0 | 0 | 0 | 0 | 2352181.1495 | 0 | 0 | 0 | 0 | 0 | 0 | 0 | 0 | 0 | 0 | 0 | 0 | 57166.2739 | 0 | 0 | 0 | 0 | 0 | 0 | 0 | 0 | 331707.04 | 292250.2184 | 0 | 0 | 0 | 0 | 0 | 0 | 0 | 0 | 0
2016-09-19 09:00 | 0 | 0 | 0 | 0 | 0 | 504149.772 | 0 | 393834 | 0 | 0 | 0 | 0 | 198884.1747 | 0 | 0 | 0 | 0 | 0 | 0 | 2391637.9711 | 0 | 0 | 0 | 0 | 0 | 0 | 0 | 0 | 0 | 0 | 0 | 0 | 70858.9504 | 0 | 0 | 0 | 0 | 0 | 0 | 0 | 0 | 331707.04 | 292250.2184 | 0 | 0 | 0 | 0 | 0 | 0 | 0 | 0 | 0
2016-09-19 10:00 | 0 | 0 | 0 | 0 | 0 | 127400.7816 | 0 | 419651 | 0 | 0 | 0 | 0 | 198884.1747 | 0 | 0 | 0 | 0 | 0 | 0 | 2099387.7527 | 0 | 0 | 0 | 0 | 0 | 0 | 0 | 0 | 0 | 0 | 0 | 0 | 0 | 0 | 0 | 0 | 0 | 0 | 0 | 0 | 0 | 0 | 292250.2184 | 0 | 0 | 0 | 0 | 0 | 0 | 0 | 0 | 0
2016-09-19 11:00 | 0 | 0 | 0 | 0 | 0 | 80108.8312 | 0 | 443218 | 0 | 0 | 0 | 0 | 128025.2243 | 0 | 0 | 0 | 0 | 0 | 0 | 1807137.5344 | 0 | 0 | 0 | 0 | 0 | 0 | 0 | 0 | 0 | 0 | 0 | 0 | -70858.9504 | 0 | 0 | 0 | 0 | 0 | 0 | 0 | 0 | 0 | 292250.2184 | 0 | 0 | 0 | 0 | 0 | 0 | 0 | 0 | 0
2016-09-19 12:00 | 0 | 0 | 0 | 0 | 0 | 520026.7779 | 0.22362 | 460085 | 0 | 0 | 0 | 0 | 198884.1747 | 0 | 0 | 0 | 0 | 0 | 0 | 1796220.5855 | 0 | 0 | 0 | 0 | 0 | 0 | 0 | 0 | 0 | 0 | 0 | 0 | 70858.9504 | 0 | 0 | 0 | 0 | 0 | 0 | 0 | 0 | 281333.2695 | 292250.2184 | 0 | 0 | 0 | 0 | 0 | 0 | 0 | 0 | 0
2016-09-19 13:00 | 0 | 0 | 0 | 0 | 0 | 301713.6094 | 114381.4733 | 481042 | 0 | 0 | 0 | 0 | 198884.1747 | 0 | 0 | 0 | 0 | 0 | 0 | 1731273.6682 | 0 | 0 | 0 | 0 | 0 | 0 | 0 | 0 | 0 | 0 | 0 | 0 | 0 | 0 | 0 | 0 | 0 | 0 | 0 | 0 | 0 | 227303.3011 | 292250.2184 | 0 | 0 | 0 | 0 | 0 | 0 | 0 | 0 | 0
2016-09-19 14:00 | 0 | 0 | 0 | 0 | 0 | 0 | 541244.4469 | 505348 | 0 | 0 | 0 | 0 | 128025.2243 | 0 | 0 | 0 | 0 | 0 | 0 | 1838029.0655 | 0 | 0 | 0 | 0 | 0 | 0 | 0 | 0 | 0 | 0 | 0 | 0 | -70858.9504 | 0 | 0 | 0 | 0 | 0 | 0 | 0 | 0 | 106755.3973 | 0 | 0 | 0 | 0 | 0 | 0 | 0 | 0 | 0 | 0
2016-09-19 15:00 | 0 | 0 | 0 | 0 | 0 | 183220.4214 | 749194.569 | 529849 | 0 | 0 | 0 | 0 | 198884.1747 | 0 | 0 | 0 | 0 | 0 | 0 | 2169736.1055 | 0 | 0 | 0 | 0 | 0 | 0 | 0 | 0 | 0 | 0 | 0 | 0 | 70858.9504 | 0 | 0 | 0 | 0 | 0 | 0 | 0 | 0 | 331707.04 | 0 | 0 | 0 | 0 | 0 | 0 | 0 | 0 | 0 | 0
2016-09-19 16:00 | 0 | 0 | 0 | 0 | 0 | 50157.6022 | 778280.1639 | 553897 | 0 | 0 | 0 | 0 | 141717.9008 | 0 | 0 | 0 | 0 | 0 | 0 | 2501443.1455 | 0 | 0 | 0 | 0 | 0 | 0 | 0 | 0 | 0 | 0 | 0 | 0 | -57166.2739 | 0 | 0 | 0 | 0 | 0 | 0 | 0 | 0 | 331707.04 | 0 | 0 | 0 | 0 | 0 | 0 | 0 | 0 | 0 | 0
2016-09-19 17:00 | 0 | 0 | 0 | 0 | 0 | 0 | 767083.9581 | 575743 | 0 | 0 | 0 | 0 | 70858.9504 | 0 | 0 | 0 | 0 | 0 | 0 | 2763643.054 | 0 | 0 | 0 | 0 | 0 | 0 | 0 | 0 | 0 | 0 | 0 | 0 | -70858.9504 | 0 | 0 | 0 | 0 | 0 | 0 | 0 | 0 | 262199.9085 | 0 | 0 | 0 | 0 | 0 | 0 | 0 | 0 | 0 | 0
2016-09-19 18:00 | 0 | 0 | 0 | 0 | 0 | 0 | 749563.3435 | 594099 | 0 | 0 | 0 | 0 | 141717.9008 | 0 | 0 | 0 | 0 | 0 | 0 | 2848248.4471 | 0 | 0 | 0 | 0 | 0 | 0 | 0 | 0 | 0 | 0 | 0 | 0 | 70858.9504 | 0 | 0 | 0 | 0 | 0 | 0 | 0 | 0 | 84605.3931 | 0 | 0 | 0 | 0 | 0 | 0 | 0 | 0 | 0 | 0
2016-09-19 19:00 | 0 | 0 | 0 | 0 | 0 | 0 | 735206.76 | 607306 | 0 | 0 | 0 | 0 | 70858.9504 | 0 | 0 | 0 | 0 | 0 | 0 | 3047008.1575 | 0 | 0 | 0 | 0 | 0 | 0 | 0 | 0 | 0 | 0 | 0 | 0 | -70858.9504 | 0 | 0 | 0 | 0 | 0 | 0 | 0 | 0 | 198759.7104 | 0 | 0 | 0 | 0 | 0 | 0 | 0 | 0 | 0 | 0
2016-09-19 20:00 | 0 | 0 | 0 | 0 | 0 | 0 | 731492.0722 | 616818 | 0 | 0 | 0 | 0 | 0 | 0 | 0 | 0 | 0 | 0 | 0 | 3232541.1801 | 0 | 0 | 0 | 0 | 0 | 0 | 0 | 0 | 0 | 0 | 0 | 0 | -70858.9504 | 0 | 0 | 0 | 0 | 0 | 0 | 0 | 0 | 185533.0226 | 0 | 0 | 0 | 0 | 0 | 0 | 0 | 0 | 0 | 0
2016-09-19 21:00 | 0 | 0 | 0 | 0 | 0 | 0 | 718742.5418 | 618763 | 0 | 0 | 0 | 0 | 70858.9504 | 0 | 0 | 0 | 0 | 0 | 0 | 3261661.7715 | 0 | 0 | 0 | 0 | 0 | 0 | 0 | 0 | 0 | 0 | 0 | 0 | 70858.9504 | 0 | 0 | 0 | 0 | 0 | 0 | 0 | 0 | 29120.5914 | 0 | 0 | 0 | 0 | 0 | 0 | 0 | 0 | 0 | 0
2016-09-19 22:00 | 0 | 0 | 0 | 0 | 0 | 0 | 671106.1348 | 612028 | 0 | 0 | 0 | 0 | 129937.0852 | 0 | 0 | 0 | 0 | 0 | 0 | 3261661.7715 | 0 | 0 | 0 | 0 | 0 | 0 | 0 | 0 | 0 | 0 | 0 | 0 | 59078.1348 | 0 | 0 | 0 | 0 | 0 | 0 | 0 | 0 | 0 | 0 | 0 | 0 | 0 | 0 | 0 | 0 | 0 | 0 | 0
2016-09-19 23:00 | 0 | 0 | 0 | 0 | 0 | 0 | 533262.0743 | 600923 | 0 | 0 | 0 | 0 | 59078.1348 | 0 | 0 | 0 | 0 | 0 | 0 | 3264859.7962 | 0 | 0 | 0 | 0 | 0 | 0 | 0 | 0 | 0 | 0 | 0 | 0 | -70858.9504 | 0 | 0 | 0 | 0 | 0 | 0 | 0 | 0 | 3198.0247 | 0 | 0 | 0 | 0 | 0 | 0 | 0 | 0 | 0 | 0
2016-09-20 | 0 | 0 | 0 | 0 | 0 | 121643.143 | 243402.7281 | 588349 | 0 | 0 | 0 | 0 | 128025.2243 | 0 | 0 | 0 | 0 | 0 | 0 | 2972609.5778 | 0 | 0 | 0 | 0 | 0 | 0 | 0 | 0 | 0 | 0 | 0 | 0 | 68947.0895 | 0 | 0 | 0 | 0 | 0 | 0 | 0 | 0 | 0 | 292250.2184 | 0 | 0 | 0 | 0 | 0 | 0 | 0 | 0 | 0
2016-09-20 01:00 | 0 | 0 | 0 | 0 | 0 | 453707.6855 | 21855.2401 | 564326 | 0 | 0 | 0 | 0 | 198884.1747 | 0 | 0 | 0 | 0 | 0 | 0 | 2812987.553 | 0 | 0 | 0 | 0 | 0 | 0 | 0 | 0 | 0 | 0 | 0 | 0 | 70858.9504 | 0 | 0 | 0 | 0 | 0 | 0 | 0 | 0 | 132628.1936 | 292250.2184 | 0 | 0 | 0 | 0 | 0 | 0 | 0 | 0 | 0
2016-09-20 02:00 | 0 | 0 | 0 | 0 | 0 | 497431.6374 | 0 | 530781 | 0 | 0 | 0 | 0 | 128025.2243 | 0 | 0 | 0 | 0 | 0 | 0 | 2850497.1408 | 0 | 0 | 0 | 0 | 0 | 0 | 0 | 0 | 0 | 0 | 0 | 0 | -70858.9504 | 0 | 0 | 0 | 0 | 0 | 0 | 0 | 0 | 329759.8062 | 292250.2184 | 0 | 0 | 0 | 0 | 0 | 0 | 0 | 0 | 0
2016-09-20 03:00 | 0 | 0 | 0 | 0 | 0 | 515105.5304 | 0 | 491276 | 0 | 0 | 0 | 0 | 198884.1747 | 0 | 0 | 0 | 0 | 0 | 0 | 2803467.7208 | 0 | 0 | 0 | 0 | 0 | 0 | 0 | 0 | 0 | 0 | 0 | 0 | 70858.9504 | 0 | 0 | 0 | 0 | 0 | 0 | 0 | 0 | 245220.7984 | 292250.2184 | 0 | 0 | 0 | 0 | 0 | 0 | 0 | 0 | 0
2016-09-20 04:00 | 0 | 0 | 0 | 0 | 0 | 494001.8216 | 0 | 454545 | 0 | 0 | 0 | 0 | 198884.1747 | 0 | 0 | 0 | 0 | 0 | 0 | 2842924.5424 | 0 | 0 | 0 | 0 | 0 | 0 | 0 | 0 | 0 | 0 | 0 | 0 | 0 | 0 | 0 | 0 | 0 | 0 | 0 | 0 | 0 | 331707.04 | 292250.2184 | 0 | 0 | 0 | 0 | 0 | 0 | 0 | 0 | 0
2016-09-20 05:00 | 0 | 0 | 0 | 0 | 0 | 62142.8312 | 0 | 425252 | 0 | 0 | 0 | 0 | 128025.2243 | 0 | 0 | 0 | 0 | 0 | 0 | 2550674.324 | 0 | 0 | 0 | 0 | 0 | 0 | 0 | 0 | 0 | 0 | 0 | 0 | -70858.9504 | 0 | 0 | 0 | 0 | 0 | 0 | 0 | 0 | 0 | 292250.2184 | 0 | 0 | 0 | 0 | 0 | 0 | 0 | 0 | 0
2016-09-20 06:00 | 0 | 0 | 0 | 0 | 0 | 443764.8216 | 0 | 404308 | 0 | 0 | 0 | 0 | 128025.2243 | 0 | 0 | 0 | 0 | 0 | 0 | 2590131.1456 | 0 | 0 | 0 | 0 | 0 | 0 | 0 | 0 | 0 | 0 | 0 | 0 | 0 | 0 | 0 | 0 | 0 | 0 | 0 | 0 | 0 | 331707.04 | 292250.2184 | 0 | 0 | 0 | 0 | 0 | 0 | 0 | 0 | 0
2016-09-20 07:00 | 0 | 0 | 0 | 0 | 0 | 169142.732 | 0 | 390534 | 0 | 0 | 0 | 0 | 198884.1747 | 0 | 0 | 0 | 0 | 0 | 0 | 2297880.9273 | 0 | 0 | 0 | 0 | 0 | 0 | 0 | 0 | 0 | 0 | 0 | 0 | 70858.9504 | 0 | 0 | 0 | 0 | 0 | 0 | 0 | 0 | 0 | 292250.2184 | 0 | 0 | 0 | 0 | 0 | 0 | 0 | 0 | 0
2016-09-20 08:00 | 0 | 0 | 0 | 0 | 0 | 425106.8216 | 0 | 385650 | 0 | 0 | 0 | 0 | 198884.1747 | 0 | 0 | 0 | 0 | 0 | 0 | 2337337.7489 | 0 | 0 | 0 | 0 | 0 | 0 | 0 | 0 | 0 | 0 | 0 | 0 | 0 | 0 | 0 | 0 | 0 | 0 | 0 | 0 | 0 | 331707.04 | 292250.2184 | 0 | 0 | 0 | 0 | 0 | 0 | 0 | 0 | 0
2016-09-20 09:00 | 0 | 0 | 0 | 0 | 0 | 30668.8312 | 0 | 393778 | 0 | 0 | 0 | 0 | 128025.2243 | 0 | 0 | 0 | 0 | 0 | 0 | 2045087.5305 | 0 | 0 | 0 | 0 | 0 | 0 | 0 | 0 | 0 | 0 | 0 | 0 | -70858.9504 | 0 | 0 | 0 | 0 | 0 | 0 | 0 | 0 | 0 | 292250.2184 | 0 | 0 | 0 | 0 | 0 | 0 | 0 | 0 | 0
2016-09-20 10:00 | 0 | 0 | 0 | 0 | 0 | 441175.4615 | 0 | 418576 | 0 | 0 | 0 | 0 | 198884.1747 | 0 | 0 | 0 | 0 | 0 | 0 | 1996828.0416 | 0 | 0 | 0 | 0 | 0 | 0 | 0 | 0 | 0 | 0 | 0 | 0 | 70858.9504 | 0 | 0 | 0 | 0 | 0 | 0 | 0 | 0 | 243990.7295 | 292250.2184 | 0 | 0 | 0 | 0 | 0 | 0 | 0 | 0 | 0
2016-09-20 11:00 | 0 | 0 | 0 | 0 | 0 | 78828.8312 | 0 | 441938 | 0 | 0 | 0 | 0 | 128025.2243 | 0 | 0 | 0 | 0 | 0 | 0 | 1704577.8232 | 0 | 0 | 0 | 0 | 0 | 0 | 0 | 0 | 0 | 0 | 0 | 0 | -70858.9504 | 0 | 0 | 0 | 0 | 0 | 0 | 0 | 0 | 0 | 292250.2184 | 0 | 0 | 0 | 0 | 0 | 0 | 0 | 0 | 0
2016-09-20 12:00 | 0 | 0 | 0 | 0 | 0 | 387782.225 | 0 | 456999 | 0 | 0 | 0 | 0 | 57166.2739 | 0 | 0 | 0 | 0 | 0 | 0 | 1706219.9986 | 0 | 0 | 0 | 0 | 0 | 0 | 0 | 0 | 0 | 0 | 0 | 0 | -70858.9504 | 0 | 0 | 0 | 0 | 0 | 0 | 0 | 0 | 293892.3938 | 292250.2184 | 0 | 0 | 0 | 0 | 0 | 0 | 0 | 0 | 0
2016-09-20 13:00 | 0 | 0 | 0 | 0 | 0 | 215000.6039 | 81853.1228 | 477501 | 0 | 0 | 0 | 0 | 0 | 0 | 0 | 0 | 0 | 0 | 0 | 1582738.9991 | 0 | 0 | 0 | 0 | 0 | 0 | 0 | 0 | 0 | 0 | 0 | 0 | -57166.2739 | 0 | 0 | 0 | 0 | 0 | 0 | 0 | 0 | 168769.2189 | 292250.2184 | 0 | 0 | 0 | 0 | 0 | 0 | 0 | 0 | 0
2016-09-20 14:00 | 0 | 0 | 0 | 0 | 0 | 0 | 310069.8629 | 501755 | 0 | 0 | 0 | 0 | 0 | 0 | 0 | 0 | 0 | 0 | 0 | 1391053.8619 | 0 | 0 | 0 | 0 | 0 | 0 | 0 | 0 | 0 | 0 | 0 | 0 | 0 | 0 | 0 | 0 | 0 | 0 | 0 | 0 | 0 | 100565.0812 | 292250.2184 | 0 | 0 | 0 | 0 | 0 | 0 | 0 | 0 | 0
2016-09-20 15:00 | 0 | 0 | 0 | 0 | 0 | 35905.9451 | 491594.0549 | 527500 | 0 | 0 | 0 | 0 | 0 | 0 | 0 | 0 | 0 | 0 | 0 | 1391053.8619 | 0 | 0 | 0 | 0 | 0 | 0 | 0 | 0 | 0 | 0 | 0 | 0 | 0 | 0 | 0 | 0 | 0 | 0 | 0 | 0 | 0 | 0 | 0 | 0 | 0 | 0 | 0 | 0 | 0 | 0 | 0 | 0
2016-09-20 16:00 | 0 | 0 | 0 | 0 | 0 | 54184.9043 | 568608.0461 | 551934 | 0 | 0 | 0 | 0 | 70858.9504 | 0 | 0 | 0 | 0 | 0 | 0 | 1391053.8619 | 0 | 0 | 0 | 0 | 0 | 0 | 0 | 0 | 0 | 0 | 0 | 0 | 70858.9504 | 0 | 0 | 0 | 0 | 0 | 0 | 0 | 0 | 0 | 0 | 0 | 0 | 0 | 0 | 0 | 0 | 0 | 0 | 0
2016-09-20 17:00 | 0 | 0 | 0 | 0 | 0 | 0 | 591886.5767 | 575250 | 0 | 0 | 0 | 0 | 59691.5165 | 0 | 0 | 0 | 0 | 0 | 0 | 1418857.8726 | 0 | 0 | 0 | 0 | 0 | 0 | 0 | 0 | 0 | 0 | 0 | 0 | -11167.4339 | 0 | 0 | 0 | 0 | 0 | 0 | 0 | 0 | 27804.0107 | 0 | 0 | 0 | 0 | 0 | 0 | 0 | 0 | 0 | 0
2016-09-20 18:00 | 0 | 0 | 0 | 0 | 0 | 66124.0087 | 598340.9417 | 593606 | 0 | 0 | 0 | 0 | 130550.4669 | 0 | 0 | 0 | 0 | 0 | 0 | 1418857.8726 | 0 | 0 | 0 | 0 | 0 | 0 | 0 | 0 | 0 | 0 | 0 | 0 | 70858.9504 | 0 | 0 | 0 | 0 | 0 | 0 | 0 | 0 | 0 | 0 | 0 | 0 | 0 | 0 | 0 | 0 | 0 | 0 | 0
2016-09-20 19:00 | 0 | 0 | 0 | 0 | 0 | 0 | 590041.3668 | 607109 | 0 | 0 | 0 | 0 | 113482.8337 | 0 | 0 | 0 | 0 | 0 | 0 | 1418857.8726 | 0 | 0 | 0 | 0 | 0 | 0 | 0 | 0 | 0 | 0 | 0 | 0 | -17067.6332 | 0 | 0 | 0 | 0 | 0 | 0 | 0 | 0 | 0 | 0 | 0 | 0 | 0 | 0 | 0 | 0 | 0 | 0 | 0
2016-09-20 20:00 | 0 | 0 | 0 | 0 | 0 | 0 | 573288.1167 | 615912 | 0 | 0 | 0 | 0 | 70858.9504 | 0 | 0 | 0 | 0 | 0 | 0 | 1418857.8726 | 0 | 0 | 0 | 0 | 0 | 0 | 0 | 0 | 0 | 0 | 0 | 0 | -42623.8833 | 0 | 0 | 0 | 0 | 0 | 0 | 0 | 0 | 0 | 0 | 0 | 0 | 0 | 0 | 0 | 0 | 0 | 0 | 0
2016-09-20 21:00 | 0 | 0 | 0 | 0 | 0 | 6131.0711 | 540406.9785 | 617397 | 0 | 0 | 0 | 0 | 0 | 0 | 0 | 0 | 0 | 0 | 0 | 1418857.8726 | 0 | 0 | 0 | 0 | 0 | 0 | 0 | 0 | 0 | 0 | 0 | 0 | -70858.9504 | 0 | 0 | 0 | 0 | 0 | 0 | 0 | 0 | 0 | 0 | 0 | 0 | 0 | 0 | 0 | 0 | 0 | 0 | 0
2016-09-20 22:00 | 0 | 0 | 0 | 0 | 0 | 0 | 486313.7909 | 608226 | 0 | 0 | 0 | 0 | 70858.9504 | 0 | 0 | 0 | 0 | 0 | 0 | 1226086.7131 | 0 | 0 | 0 | 0 | 0 | 0 | 0 | 0 | 0 | 0 | 0 | 0 | 70858.9504 | 0 | 0 | 0 | 0 | 0 | 0 | 0 | 0 | 99479.0589 | 292250.2184 | 0 | 0 | 0 | 0 | 0 | 0 | 0 | 0 | 0
2016-09-20 23:00 | 0 | 0 | 0 | 0 | 0 | 0 | 377104.8745 | 595605 | 0 | 0 | 0 | 0 | 0 | 0 | 0 | 0 | 0 | 0 | 0 | 1078445.538 | 0 | 0 | 0 | 0 | 0 | 0 | 0 | 0 | 0 | 0 | 0 | 0 | -70858.9504 | 0 | 0 | 0 | 0 | 0 | 0 | 0 | 0 | 144609.0432 | 292250.2184 | 0 | 0 | 0 | 0 | 0 | 0 | 0 | 0 | 0
2016-09-21 | 0 | 0 | 0 | 0 | 0 | 506730.2297 | 187976.5423 | 584391 | 0 | 0 | 0 | 0 | 70858.9504 | 0 | 0 | 0 | 0 | 0 | 0 | 1117902.3596 | 0 | 0 | 0 | 0 | 0 | 0 | 0 | 0 | 0 | 0 | 0 | 0 | 70858.9504 | 0 | 0 | 0 | 0 | 0 | 0 | 0 | 0 | 331707.04 | 292250.2184 | 0 | 0 | 0 | 0 | 0 | 0 | 0 | 0 | 0
2016-09-21 01:00 | 0 | 0 | 0 | 0 | 0 | 634169.4467 | 22332.3558 | 559930 | 0 | 0 | 0 | 0 | 141717.9008 | 0 | 0 | 0 | 0 | 0 | 0 | 1143615.2117 | 0 | 0 | 0 | 0 | 0 | 0 | 0 | 0 | 0 | 0 | 0 | 0 | 70858.9504 | 0 | 0 | 0 | 0 | 0 | 0 | 0 | 0 | 317963.0705 | 292250.2184 | 0 | 0 | 0 | 0 | 0 | 0 | 0 | 0 | 0
2016-09-21 02:00 | 0 | 0 | 0 | 0 | 0 | 494778.8712 | 0 | 526181 | 0 | 0 | 0 | 0 | 70858.9504 | 0 | 0 | 0 | 0 | 0 | 0 | 1183072.0333 | 0 | 0 | 0 | 0 | 0 | 0 | 0 | 0 | 0 | 0 | 0 | 0 | -70858.9504 | 0 | 0 | 0 | 0 | 0 | 0 | 0 | 0 | 331707.04 | 292250.2184 | 0 | 0 | 0 | 0 | 0 | 0 | 0 | 0 | 0
2016-09-21 03:00 | 0 | 0 | 0 | 0 | 0 | 598241.772 | 0 | 487926 | 0 | 0 | 0 | 0 | 141717.9008 | 0 | 0 | 0 | 0 | 0 | 0 | 1222528.8549 | 0 | 0 | 0 | 0 | 0 | 0 | 0 | 0 | 0 | 0 | 0 | 0 | 70858.9504 | 0 | 0 | 0 | 0 | 0 | 0 | 0 | 0 | 331707.04 | 292250.2184 | 0 | 0 | 0 | 0 | 0 | 0 | 0 | 0 | 0
2016-09-21 04:00 | 0 | 0 | 0 | 0 | 0 | 491459.8216 | 0 | 452003 | 0 | 0 | 0 | 0 | 141717.9008 | 0 | 0 | 0 | 0 | 0 | 0 | 1261985.6765 | 0 | 0 | 0 | 0 | 0 | 0 | 0 | 0 | 0 | 0 | 0 | 0 | 0 | 0 | 0 | 0 | 0 | 0 | 0 | 0 | 0 | 331707.04 | 292250.2184 | 0 | 0 | 0 | 0 | 0 | 0 | 0 | 0 | 0
2016-09-21 05:00 | 0 | 0 | 0 | 0 | 0 | 391995.8712 | 0 | 423398 | 0 | 0 | 0 | 0 | 70858.9504 | 0 | 0 | 0 | 0 | 0 | 0 | 1301442.4981 | 0 | 0 | 0 | 0 | 0 | 0 | 0 | 0 | 0 | 0 | 0 | 0 | -70858.9504 | 0 | 0 | 0 | 0 | 0 | 0 | 0 | 0 | 331707.04 | 292250.2184 | 0 | 0 | 0 | 0 | 0 | 0 | 0 | 0 | 0
2016-09-21 06:00 | 0 | 0 | 0 | 0 | 0 | 39628.8312 | 0 | 402738 | 0 | 0 | 0 | 0 | 0 | 0 | 0 | 0 | 0 | 0 | 0 | 1009192.2797 | 0 | 0 | 0 | 0 | 0 | 0 | 0 | 0 | 0 | 0 | 0 | 0 | -70858.9504 | 0 | 0 | 0 | 0 | 0 | 0 | 0 | 0 | 0 | 292250.2184 | 0 | 0 | 0 | 0 | 0 | 0 | 0 | 0 | 0
2016-09-21 07:00 | 0 | 0 | 0 | 0 | 0 | 167954.732 | 0 | 389346 | 0 | 0 | 0 | 0 | 70858.9504 | 0 | 0 | 0 | 0 | 0 | 0 | 716942.0613 | 0 | 0 | 0 | 0 | 0 | 0 | 0 | 0 | 0 | 0 | 0 | 0 | 70858.9504 | 0 | 0 | 0 | 0 | 0 | 0 | 0 | 0 | 0 | 292250.2184 | 0 | 0 | 0 | 0 | 0 | 0 | 0 | 0 | 0
2016-09-21 08:00 | 0 | 0 | 0 | 0 | 0 | 494280.772 | 0 | 383965 | 0 | 0 | 0 | 0 | 141717.9008 | 0 | 0 | 0 | 0 | 0 | 0 | 756398.883 | 0 | 0 | 0 | 0 | 0 | 0 | 0 | 0 | 0 | 0 | 0 | 0 | 70858.9504 | 0 | 0 | 0 | 0 | 0 | 0 | 0 | 0 | 331707.04 | 292250.2184 | 0 | 0 | 0 | 0 | 0 | 0 | 0 | 0 | 0
2016-09-21 09:00 | 0 | 0 | 0 | 0 | 0 | 99630.7816 | 0 | 391881 | 0 | 0 | 0 | 0 | 141717.9008 | 0 | 0 | 0 | 0 | 0 | 0 | 464148.6646 | 0 | 0 | 0 | 0 | 0 | 0 | 0 | 0 | 0 | 0 | 0 | 0 | 0 | 0 | 0 | 0 | 0 | 0 | 0 | 0 | 0 | 0 | 292250.2184 | 0 | 0 | 0 | 0 | 0 | 0 | 0 | 0 | 0
2016-09-21 10:00 | 0 | 0 | 0 | 0 | 0 | 385209.8712 | 0 | 416612 | 0 | 0 | 0 | 0 | 70858.9504 | 0 | 0 | 0 | 0 | 0 | 0 | 503605.4862 | 0 | 0 | 0 | 0 | 0 | 0 | 0 | 0 | 0 | 0 | 0 | 0 | -70858.9504 | 0 | 0 | 0 | 0 | 0 | 0 | 0 | 0 | 331707.04 | 292250.2184 | 0 | 0 | 0 | 0 | 0 | 0 | 0 | 0 | 0
2016-09-21 11:00 | 0 | 0 | 0 | 0 | 0 | 76728.8312 | 0 | 439838 | 0 | 0 | 0 | 0 | 0 | 0 | 0 | 0 | 0 | 0 | 0 | 211355.2678 | 0 | 0 | 0 | 0 | 0 | 0 | 0 | 0 | 0 | 0 | 0 | 0 | -70858.9504 | 0 | 0 | 0 | 0 | 0 | 0 | 0 | 0 | 0 | 292250.2184 | 0 | 0 | 0 | 0 | 0 | 0 | 0 | 0 | 0
2016-09-21 12:00 | 0 | 0 | 0 | 0 | 0 | 422967.9376 | 0 | 454962 | 0 | 0 | 0 | 0 | 0 | 0 | 0 | 0 | 0 | 0 | 0 | 179361.2054 | 0 | 0 | 0 | 0 | 0 | 0 | 0 | 0 | 0 | 0 | 0 | 0 | 0 | 0 | 0 | 0 | 0 | 0 | 0 | 0 | 0 | 260256.156 | 292250.2184 | 0 | 0 | 0 | 0 | 0 | 0 | 0 | 0 | 0
2016-09-21 13:00 | 0 | 0 | 0 | 0 | 0 | 316957.6048 | 49771.1402 | 475231 | 0 | 0 | 0 | 0 | 70858.9504 | 0 | 0 | 0 | 0 | 0 | 0 | 0 | 0 | 0 | 0 | 0 | 0 | 0 | 0 | 0 | 0 | 0 | 0 | 0 | 70858.9504 | 0 | 0 | 0 | 0 | 0 | 0 | 0 | 0 | 112889.013 | 292250.2184 | 0 | 0 | 0 | 0 | 0 | 0 | 0 | 0 | 0
2016-09-21 14:00 | 0 | 0 | 0 | 0 | 0 | 290498.1862 | 316182.3187 | 497212 | 0 | 0 | 0 | 0 | 140870.6337 | 0 | 0 | 0 | 0 | 0 | 0 | 39456.8216 | 0 | 0 | 0 | 0 | 0 | 0 | 0 | 0 | 0 | 0 | 0 | 0 | 70011.6833 | 0 | 0 | 0 | 0 | 0 | 0 | 0 | 0 | 331707.04 | 292250.2184 | 0 | 0 | 0 | 0 | 0 | 0 | 0 | 0 | 0
2016-09-21 15:00 | 0 | 0 | 0 | 0 | 0 | 0 | 515641.9991 | 521302 | 0 | 0 | 0 | 0 | 129684.048 | 0 | 0 | 0 | 0 | 0 | 0 | 44983.4064 | 0 | 0 | 0 | 0 | 0 | 0 | 0 | 0 | 0 | 0 | 0 | 0 | -11186.5857 | 0 | 0 | 0 | 0 | 0 | 0 | 0 | 0 | 5526.5848 | 0 | 0 | 0 | 0 | 0 | 0 | 0 | 0 | 0 | 0
2016-09-21 16:00 | 0 | 0 | 0 | 0 | 0 | 0 | 613793.1266 | 544593 | 0 | 0 | 0 | 0 | 198884.1747 | 0 | 0 | 0 | 0 | 0 | 0 | 44983.4064 | 0 | 0 | 0 | 0 | 0 | 0 | 0 | 0 | 0 | 0 | 0 | 0 | 69200.1266 | 0 | 0 | 0 | 0 | 0 | 0 | 0 | 0 | 0 | 0 | 0 | 0 | 0 | 0 | 0 | 0 | 0 | 0 | 0
2016-09-21 17:00 | 0 | 0 | 0 | 0 | 0 | 178460.9521 | 648756.1375 | 566369 | 0 | 0 | 0 | 0 | 128025.2243 | 0 | 0 | 0 | 0 | 0 | 0 | 376690.4464 | 0 | 0 | 0 | 0 | 0 | 0 | 0 | 0 | 0 | 0 | 0 | 0 | -70858.9504 | 0 | 0 | 0 | 0 | 0 | 0 | 0 | 0 | 331707.04 | 0 | 0 | 0 | 0 | 0 | 0 | 0 | 0 | 0 | 0
2016-09-21 18:00 | 0 | 0 | 0 | 0 | 0 | 55423.4723 | 647241.9426 | 584246 | 0 | 0 | 0 | 0 | 198884.1747 | 0 | 0 | 0 | 0 | 0 | 0 | 424250.9109 | 0 | 0 | 0 | 0 | 0 | 0 | 0 | 0 | 0 | 0 | 0 | 0 | 70858.9504 | 0 | 0 | 0 | 0 | 0 | 0 | 0 | 0 | 47560.4645 | 0 | 0 | 0 | 0 | 0 | 0 | 0 | 0 | 0 | 0
2016-09-21 19:00 | 0 | 0 | 0 | 0 | 0 | 226558.8944 | 631118.1952 | 596829 | 0 | 0 | 0 | 0 | 128025.2243 | 0 | 0 | 0 | 0 | 0 | 0 | 755957.9509 | 0 | 0 | 0 | 0 | 0 | 0 | 0 | 0 | 0 | 0 | 0 | 0 | -70858.9504 | 0 | 0 | 0 | 0 | 0 | 0 | 0 | 0 | 331707.04 | 0 | 0 | 0 | 0 | 0 | 0 | 0 | 0 | 0 | 0
2016-09-21 20:00 | 0 | 0 | 0 | 0 | 0 | 0 | 622675.3731 | 604822 | 0 | 0 | 0 | 0 | 145878.5974 | 0 | 0 | 0 | 0 | 0 | 0 | 755957.9509 | 0 | 0 | 0 | 0 | 0 | 0 | 0 | 0 | 0 | 0 | 0 | 0 | 17853.3731 | 0 | 0 | 0 | 0 | 0 | 0 | 0 | 0 | 0 | 0 | 0 | 0 | 0 | 0 | 0 | 0 | 0 | 0 | 0
2016-09-21 21:00 | 0 | 0 | 0 | 0 | 0 | 3939.7511 | 597620.5523 | 605721 | 0 | 0 | 0 | 0 | 141717.9008 | 0 | 0 | 0 | 0 | 0 | 0 | 755957.9509 | 0 | 0 | 0 | 0 | 0 | 0 | 0 | 0 | 0 | 0 | 0 | 0 | -4160.6966 | 0 | 0 | 0 | 0 | 0 | 0 | 0 | 0 | 0 | 0 | 0 | 0 | 0 | 0 | 0 | 0 | 0 | 0 | 0
2016-09-21 22:00 | 0 | 0 | 0 | 0 | 0 | 310411.0081 | 546792.0815 | 596355 | 0 | 0 | 0 | 0 | 70858.9504 | 0 | 0 | 0 | 0 | 0 | 0 | 1087664.9909 | 0 | 0 | 0 | 0 | 0 | 0 | 0 | 0 | 0 | 0 | 0 | 0 | -70858.9504 | 0 | 0 | 0 | 0 | 0 | 0 | 0 | 0 | 331707.04 | 0 | 0 | 0 | 0 | 0 | 0 | 0 | 0 | 0 | 0
2016-09-21 23:00 | 0 | 0 | 0 | 0 | 0 | 413227.7186 | 432605.371 | 584985 | 0 | 0 | 0 | 0 | 0 | 0 | 0 | 0 | 0 | 0 | 0 | 1419372.0309 | 0 | 0 | 0 | 0 | 0 | 0 | 0 | 0 | 0 | 0 | 0 | 0 | -70858.9504 | 0 | 0 | 0 | 0 | 0 | 0 | 0 | 0 | 331707.04 | 0 | 0 | 0 | 0 | 0 | 0 | 0 | 0 | 0 | 0
2016-09-22 | 0 | 0 | 0 | 0 | 0 | 431653.9651 | 238423.1304 | 573454 | 0 | 0 | 0 | 0 | 57166.2739 | 0 | 0 | 0 | 0 | 0 | 0 | 1458828.8525 | 0 | 0 | 0 | 0 | 0 | 0 | 0 | 0 | 0 | 0 | 0 | 0 | 57166.2739 | 0 | 0 | 0 | 0 | 0 | 0 | 0 | 0 | 331707.04 | 292250.2184 | 0 | 0 | 0 | 0 | 0 | 0 | 0 | 0 | 0
2016-09-22 01:00 | 0 | 0 | 0 | 0 | 0 | 307665.8375 | 19606.8945 | 548664 | 0 | 0 | 0 | 0 | 128025.2243 | 0 | 0 | 0 | 0 | 0 | 0 | 1166578.6342 | 0 | 0 | 0 | 0 | 0 | 0 | 0 | 0 | 0 | 0 | 0 | 0 | 70858.9504 | 0 | 0 | 0 | 0 | 0 | 0 | 0 | 0 | 0 | 292250.2184 | 0 | 0 | 0 | 0 | 0 | 0 | 0 | 0 | 0
2016-09-22 02:00 | 0 | 0 | 0 | 0 | 0 | 599060.0693 | 0 | 516374 | 0 | 0 | 0 | 0 | 198884.1747 | 0 | 0 | 0 | 0 | 0 | 0 | 1178405.753 | 0 | 0 | 0 | 0 | 0 | 0 | 0 | 0 | 0 | 0 | 0 | 0 | 70858.9504 | 0 | 0 | 0 | 0 | 0 | 0 | 0 | 0 | 304077.3372 | 292250.2184 | 0 | 0 | 0 | 0 | 0 | 0 | 0 | 0 | 0
2016-09-22 03:00 | 0 | 0 | 0 | 0 | 0 | 447889.8712 | 0 | 479292 | 0 | 0 | 0 | 0 | 128025.2243 | 0 | 0 | 0 | 0 | 0 | 0 | 1217862.5746 | 0 | 0 | 0 | 0 | 0 | 0 | 0 | 0 | 0 | 0 | 0 | 0 | -70858.9504 | 0 | 0 | 0 | 0 | 0 | 0 | 0 | 0 | 331707.04 | 292250.2184 | 0 | 0 | 0 | 0 | 0 | 0 | 0 | 0 | 0
2016-09-22 04:00 | 0 | 0 | 0 | 0 | 0 | 553617.772 | 0 | 443302 | 0 | 0 | 0 | 0 | 198884.1747 | 0 | 0 | 0 | 0 | 0 | 0 | 1257319.3962 | 0 | 0 | 0 | 0 | 0 | 0 | 0 | 0 | 0 | 0 | 0 | 0 | 70858.9504 | 0 | 0 | 0 | 0 | 0 | 0 | 0 | 0 | 331707.04 | 292250.2184 | 0 | 0 | 0 | 0 | 0 | 0 | 0 | 0 | 0
2016-09-22 05:00 | 0 | 0 | 0 | 0 | 0 | 454644.8216 | 0 | 415188 | 0 | 0 | 0 | 0 | 198884.1747 | 0 | 0 | 0 | 0 | 0 | 0 | 1296776.2179 | 0 | 0 | 0 | 0 | 0 | 0 | 0 | 0 | 0 | 0 | 0 | 0 | 0 | 0 | 0 | 0 | 0 | 0 | 0 | 0 | 0 | 331707.04 | 292250.2184 | 0 | 0 | 0 | 0 | 0 | 0 | 0 | 0 | 0
2016-09-22 06:00 | 0 | 0 | 0 | 0 | 0 | 32056.8312 | 0 | 395166 | 0 | 0 | 0 | 0 | 128025.2243 | 0 | 0 | 0 | 0 | 0 | 0 | 1004525.9995 | 0 | 0 | 0 | 0 | 0 | 0 | 0 | 0 | 0 | 0 | 0 | 0 | -70858.9504 | 0 | 0 | 0 | 0 | 0 | 0 | 0 | 0 | 0 | 292250.2184 | 0 | 0 | 0 | 0 | 0 | 0 | 0 | 0 | 0
2016-09-22 07:00 | 0 | 0 | 0 | 0 | 0 | 160919.732 | 0 | 382311 | 0 | 0 | 0 | 0 | 198884.1747 | 0 | 0 | 0 | 0 | 0 | 0 | 712275.7811 | 0 | 0 | 0 | 0 | 0 | 0 | 0 | 0 | 0 | 0 | 0 | 0 | 70858.9504 | 0 | 0 | 0 | 0 | 0 | 0 | 0 | 0 | 0 | 292250.2184 | 0 | 0 | 0 | 0 | 0 | 0 | 0 | 0 | 0
2016-09-22 08:00 | 0 | 0 | 0 | 0 | 0 | 417007.8216 | 0 | 377551 | 0 | 0 | 0 | 0 | 198884.1747 | 0 | 0 | 0 | 0 | 0 | 0 | 751732.6027 | 0 | 0 | 0 | 0 | 0 | 0 | 0 | 0 | 0 | 0 | 0 | 0 | 0 | 0 | 0 | 0 | 0 | 0 | 0 | 0 | 0 | 331707.04 | 292250.2184 | 0 | 0 | 0 | 0 | 0 | 0 | 0 | 0 | 0
2016-09-22 09:00 | 0 | 0 | 0 | 0 | 0 | 93171.7816 | 0 | 385422 | 0 | 0 | 0 | 0 | 198884.1747 | 0 | 0 | 0 | 0 | 0 | 0 | 459482.3843 | 0 | 0 | 0 | 0 | 0 | 0 | 0 | 0 | 0 | 0 | 0 | 0 | 0 | 0 | 0 | 0 | 0 | 0 | 0 | 0 | 0 | 0 | 292250.2184 | 0 | 0 | 0 | 0 | 0 | 0 | 0 | 0 | 0
2016-09-22 10:00 | 0 | 0 | 0 | 0 | 0 | 47170.8312 | 0 | 410280 | 0 | 0 | 0 | 0 | 128025.2243 | 0 | 0 | 0 | 0 | 0 | 0 | 167232.1659 | 0 | 0 | 0 | 0 | 0 | 0 | 0 | 0 | 0 | 0 | 0 | 0 | -70858.9504 | 0 | 0 | 0 | 0 | 0 | 0 | 0 | 0 | 0 | 292250.2184 | 0 | 0 | 0 | 0 | 0 | 0 | 0 | 0 | 0
2016-09-22 11:00 | 0 | 0 | 0 | 0 | 0 | 376111.2269 | 0 | 433417 | 0 | 0 | 0 | 0 | 57166.2739 | 0 | 0 | 0 | 0 | 0 | 0 | 180785.3432 | 0 | 0 | 0 | 0 | 0 | 0 | 0 | 0 | 0 | 0 | 0 | 0 | -70858.9504 | 0 | 0 | 0 | 0 | 0 | 0 | 0 | 0 | 305803.3957 | 292250.2184 | 0 | 0 | 0 | 0 | 0 | 0 | 0 | 0 | 0
2016-09-22 12:00 | 0 | 0 | 0 | 0 | 0 | 348492.7911 | 0 | 449577 | 0 | 0 | 0 | 0 | 70858.9504 | 0 | 0 | 0 | 0 | 0 | 0 | 66008.4578 | 0 | 0 | 0 | 0 | 0 | 0 | 0 | 0 | 0 | 0 | 0 | 0 | 13692.6765 | 0 | 0 | 0 | 0 | 0 | 0 | 0 | 0 | 177473.333 | 292250.2184 | 0 | 0 | 0 | 0 | 0 | 0 | 0 | 0 | 0
2016-09-22 13:00 | 0 | 0 | 0 | 0 | 0 | 257329.91 | 75306.6818 | 469504 | 0 | 0 | 0 | 0 | 0 | 0 | 0 | 0 | 0 | 0 | 0 | 0 | 0 | 0 | 0 | 0 | 0 | 0 | 0 | 0 | 0 | 0 | 0 | 0 | -70858.9504 | 0 | 0 | 0 | 0 | 0 | 0 | 0 | 0 | 226241.7605 | 292250.2184 | 0 | 0 | 0 | 0 | 0 | 0 | 0 | 0 | 0
2016-09-22 14:00 | 0 | 0 | 0 | 0 | 0 | 157233.0932 | 406388.8572 | 492763 | 0 | 0 | 0 | 0 | 70858.9504 | 0 | 0 | 0 | 0 | 0 | 0 | 0 | 0 | 0 | 0 | 0 | 0 | 0 | 0 | 0 | 0 | 0 | 0 | 0 | 70858.9504 | 0 | 0 | 0 | 0 | 0 | 0 | 0 | 0 | 0 | 0 | 0 | 0 | 0 | 0 | 0 | 0 | 0 | 0 | 0
2016-09-22 15:00 | 0 | 0 | 0 | 0 | 0 | 0 | 657137.2869 | 517230 | 0 | 0 | 0 | 0 | 141717.9008 | 0 | 0 | 0 | 0 | 0 | 0 | 69048.3365 | 0 | 0 | 0 | 0 | 0 | 0 | 0 | 0 | 0 | 0 | 0 | 0 | 70858.9504 | 0 | 0 | 0 | 0 | 0 | 0 | 0 | 0 | 69048.3365 | 0 | 0 | 0 | 0 | 0 | 0 | 0 | 0 | 0 | 0
2016-09-22 16:00 | 0 | 0 | 0 | 0 | 0 | 0 | 725507.4152 | 540813 | 0 | 0 | 0 | 0 | 141717.9008 | 0 | 0 | 0 | 0 | 0 | 0 | 253742.7517 | 0 | 0 | 0 | 0 | 0 | 0 | 0 | 0 | 0 | 0 | 0 | 0 | 0 | 0 | 0 | 0 | 0 | 0 | 0 | 0 | 0 | 184694.4152 | 0 | 0 | 0 | 0 | 0 | 0 | 0 | 0 | 0 | 0
2016-09-22 17:00 | 0 | 0 | 0 | 0 | 0 | 0 | 733265.3839 | 562153 | 0 | 0 | 0 | 0 | 70858.9504 | 0 | 0 | 0 | 0 | 0 | 0 | 495714.086 | 0 | 0 | 0 | 0 | 0 | 0 | 0 | 0 | 0 | 0 | 0 | 0 | -70858.9504 | 0 | 0 | 0 | 0 | 0 | 0 | 0 | 0 | 241971.3343 | 0 | 0 | 0 | 0 | 0 | 0 | 0 | 0 | 0 | 0
2016-09-22 18:00 | 0 | 0 | 0 | 0 | 0 | 0 | 725965.933 | 578833 | 0 | 0 | 0 | 0 | 0 | 0 | 0 | 0 | 0 | 0 | 0 | 713705.9694 | 0 | 0 | 0 | 0 | 0 | 0 | 0 | 0 | 0 | 0 | 0 | 0 | -70858.9504 | 0 | 0 | 0 | 0 | 0 | 0 | 0 | 0 | 217991.8834 | 0 | 0 | 0 | 0 | 0 | 0 | 0 | 0 | 0 | 0
2016-09-22 19:00 | 0 | 0 | 0 | 0 | 0 | 0 | 716179.8086 | 591220 | 0 | 0 | 0 | 0 | 70858.9504 | 0 | 0 | 0 | 0 | 0 | 0 | 767806.8276 | 0 | 0 | 0 | 0 | 0 | 0 | 0 | 0 | 0 | 0 | 0 | 0 | 70858.9504 | 0 | 0 | 0 | 0 | 0 | 0 | 0 | 0 | 54100.8582 | 0 | 0 | 0 | 0 | 0 | 0 | 0 | 0 | 0 | 0
2016-09-22 20:00 | 0 | 0 | 0 | 0 | 0 | 0 | 715107.8096 | 599241 | 0 | 0 | 0 | 0 | 141717.9008 | 0 | 0 | 0 | 0 | 0 | 0 | 812814.6868 | 0 | 0 | 0 | 0 | 0 | 0 | 0 | 0 | 0 | 0 | 0 | 0 | 70858.9504 | 0 | 0 | 0 | 0 | 0 | 0 | 0 | 0 | 45007.8592 | 0 | 0 | 0 | 0 | 0 | 0 | 0 | 0 | 0 | 0
2016-09-22 21:00 | 0 | 0 | 0 | 0 | 0 | 0 | 705049.3898 | 599315 | 0 | 0 | 0 | 0 | 128025.2243 | 0 | 0 | 0 | 0 | 0 | 0 | 932241.7531 | 0 | 0 | 0 | 0 | 0 | 0 | 0 | 0 | 0 | 0 | 0 | 0 | -13692.6765 | 0 | 0 | 0 | 0 | 0 | 0 | 0 | 0 | 119427.0663 | 0 | 0 | 0 | 0 | 0 | 0 | 0 | 0 | 0 | 0
2016-09-22 22:00 | 0 | 0 | 0 | 0 | 0 | 0 | 671075.6107 | 586693 | 0 | 0 | 0 | 0 | 198884.1747 | 0 | 0 | 0 | 0 | 0 | 0 | 945765.4135 | 0 | 0 | 0 | 0 | 0 | 0 | 0 | 0 | 0 | 0 | 0 | 0 | 70858.9504 | 0 | 0 | 0 | 0 | 0 | 0 | 0 | 0 | 13523.6603 | 0 | 0 | 0 | 0 | 0 | 0 | 0 | 0 | 0 | 0
2016-09-22 23:00 | 0 | 0 | 0 | 0 | 0 | 0 | 552019.5061 | 574124 | 0 | 0 | 0 | 0 | 176779.6807 | 0 | 0 | 0 | 0 | 0 | 0 | 945765.4135 | 0 | 0 | 0 | 0 | 0 | 0 | 0 | 0 | 0 | 0 | 0 | 0 | -22104.4939 | 0 | 0 | 0 | 0 | 0 | 0 | 0 | 0 | 0 | 0 | 0 | 0 | 0 | 0 | 0 | 0 | 0 | 0 | 0
2016-09-23 | 0 | 0 | 0 | 0 | 0 | 0 | 272664.6727 | 563475 | 0 | 0 | 0 | 0 | 128025.2243 | 0 | 0 | 0 | 0 | 0 | 0 | 703709.5426 | 0 | 0 | 0 | 0 | 0 | 0 | 0 | 0 | 0 | 0 | 0 | 0 | -48754.4565 | 0 | 0 | 0 | 0 | 0 | 0 | 0 | 0 | 50194.3476 | 292250.2184 | 0 | 0 | 0 | 0 | 0 | 0 | 0 | 0 | 0
2016-09-23 01:00 | 0 | 0 | 0 | 0 | 0 | 465435.917 | 19907.9587 | 540989 | 0 | 0 | 0 | 0 | 57166.2739 | 0 | 0 | 0 | 0 | 0 | 0 | 718923.3687 | 0 | 0 | 0 | 0 | 0 | 0 | 0 | 0 | 0 | 0 | 0 | 0 | -70858.9504 | 0 | 0 | 0 | 0 | 0 | 0 | 0 | 0 | 307464.0444 | 292250.2184 | 0 | 0 | 0 | 0 | 0 | 0 | 0 | 0 | 0
2016-09-23 02:00 | 0 | 0 | 0 | 0 | 0 | 620906.772 | 0 | 510591 | 0 | 0 | 0 | 0 | 128025.2243 | 0 | 0 | 0 | 0 | 0 | 0 | 758380.1903 | 0 | 0 | 0 | 0 | 0 | 0 | 0 | 0 | 0 | 0 | 0 | 0 | 70858.9504 | 0 | 0 | 0 | 0 | 0 | 0 | 0 | 0 | 331707.04 | 292250.2184 | 0 | 0 | 0 | 0 | 0 | 0 | 0 | 0 | 0
2016-09-23 03:00 | 0 | 0 | 0 | 0 | 0 | 584799.772 | 0 | 474484 | 0 | 0 | 0 | 0 | 198884.1747 | 0 | 0 | 0 | 0 | 0 | 0 | 797837.0119 | 0 | 0 | 0 | 0 | 0 | 0 | 0 | 0 | 0 | 0 | 0 | 0 | 70858.9504 | 0 | 0 | 0 | 0 | 0 | 0 | 0 | 0 | 331707.04 | 292250.2184 | 0 | 0 | 0 | 0 | 0 | 0 | 0 | 0 | 0
2016-09-23 04:00 | 0 | 0 | 0 | 0 | 0 | 479955.8216 | 0 | 440499 | 0 | 0 | 0 | 0 | 198884.1747 | 0 | 0 | 0 | 0 | 0 | 0 | 837293.8335 | 0 | 0 | 0 | 0 | 0 | 0 | 0 | 0 | 0 | 0 | 0 | 0 | 0 | 0 | 0 | 0 | 0 | 0 | 0 | 0 | 0 | 331707.04 | 292250.2184 | 0 | 0 | 0 | 0 | 0 | 0 | 0 | 0 | 0
2016-09-23 05:00 | 0 | 0 | 0 | 0 | 0 | 48588.8312 | 0 | 411698 | 0 | 0 | 0 | 0 | 128025.2243 | 0 | 0 | 0 | 0 | 0 | 0 | 545043.6152 | 0 | 0 | 0 | 0 | 0 | 0 | 0 | 0 | 0 | 0 | 0 | 0 | -70858.9504 | 0 | 0 | 0 | 0 | 0 | 0 | 0 | 0 | 0 | 292250.2184 | 0 | 0 | 0 | 0 | 0 | 0 | 0 | 0 | 0
2016-09-23 06:00 | 0 | 0 | 0 | 0 | 0 | 170857.732 | 0 | 392249 | 0 | 0 | 0 | 0 | 198884.1747 | 0 | 0 | 0 | 0 | 0 | 0 | 252793.3968 | 0 | 0 | 0 | 0 | 0 | 0 | 0 | 0 | 0 | 0 | 0 | 0 | 70858.9504 | 0 | 0 | 0 | 0 | 0 | 0 | 0 | 0 | 0 | 292250.2184 | 0 | 0 | 0 | 0 | 0 | 0 | 0 | 0 | 0
2016-09-23 07:00 | 0 | 0 | 0 | 0 | 0 | 419830.8216 | 0 | 380374 | 0 | 0 | 0 | 0 | 198884.1747 | 0 | 0 | 0 | 0 | 0 | 0 | 292250.2184 | 0 | 0 | 0 | 0 | 0 | 0 | 0 | 0 | 0 | 0 | 0 | 0 | 0 | 0 | 0 | 0 | 0 | 0 | 0 | 0 | 0 | 331707.04 | 292250.2184 | 0 | 0 | 0 | 0 | 0 | 0 | 0 | 0 | 0
2016-09-23 08:00 | 0 | 0 | 0 | 0 | 0 | 12966.8312 | 0 | 376076 | 0 | 0 | 0 | 0 | 128025.2243 | 0 | 0 | 0 | 0 | 0 | 0 | 0 | 0 | 0 | 0 | 0 | 0 | 0 | 0 | 0 | 0 | 0 | 0 | 0 | -70858.9504 | 0 | 0 | 0 | 0 | 0 | 0 | 0 | 0 | 0 | 292250.2184 | 0 | 0 | 0 | 0 | 0 | 0 | 0 | 0 | 0
2016-09-23 09:00 | 0 | 0 | 0 | 0 | 0 | 351345.8712 | 0 | 382748 | 0 | 0 | 0 | 0 | 57166.2739 | 0 | 0 | 0 | 0 | 0 | 0 | 39456.8216 | 0 | 0 | 0 | 0 | 0 | 0 | 0 | 0 | 0 | 0 | 0 | 0 | -70858.9504 | 0 | 0 | 0 | 0 | 0 | 0 | 0 | 0 | 331707.04 | 292250.2184 | 0 | 0 | 0 | 0 | 0 | 0 | 0 | 0 | 0
2016-09-23 10:00 | 0 | 0 | 0 | 0 | 0 | 471778.2474 | 0 | 406169 | 0 | 0 | 0 | 0 | 128025.2243 | 0 | 0 | 0 | 0 | 0 | 0 | 34207.1186 | 0 | 0 | 0 | 0 | 0 | 0 | 0 | 0 | 0 | 0 | 0 | 0 | 70858.9504 | 0 | 0 | 0 | 0 | 0 | 0 | 0 | 0 | 287000.5154 | 292250.2184 | 0 | 0 | 0 | 0 | 0 | 0 | 0 | 0 | 0
2016-09-23 11:00 | 0 | 0 | 0 | 0 | 0 | 324019.931 | 0 | 429086 | 0 | 0 | 0 | 0 | 57166.2739 | 0 | 0 | 0 | 0 | 0 | 0 | 0 | 0 | 0 | 0 | 0 | 0 | 0 | 0 | 0 | 0 | 0 | 0 | 0 | -70858.9504 | 0 | 0 | 0 | 0 | 0 | 0 | 0 | 0 | 258043.0997 | 292250.2184 | 0 | 0 | 0 | 0 | 0 | 0 | 0 | 0 | 0
2016-09-23 12:00 | 0 | 0 | 0 | 0 | 0 | 454336.9644 | 0 | 445632 | 0 | 0 | 0 | 0 | 65871.2383 | 0 | 0 | 0 | 0 | 0 | 0 | 0 | 0 | 0 | 0 | 0 | 0 | 0 | 0 | 0 | 0 | 0 | 0 | 0 | 8704.9644 | 0 | 0 | 0 | 0 | 0 | 0 | 0 | 0 | 292250.2184 | 292250.2184 | 0 | 0 | 0 | 0 | 0 | 0 | 0 | 0 | 0
2016-09-23 13:00 | 0 | 0 | 0 | 0 | 0 | 345520.6238 | 72611.1745 | 468144 | 0 | 0 | 0 | 0 | 15859.0365 | 0 | 0 | 0 | 0 | 0 | 0 | 0 | 0 | 0 | 0 | 0 | 0 | 0 | 0 | 0 | 0 | 0 | 0 | 0 | -50012.2017 | 0 | 0 | 0 | 0 | 0 | 0 | 0 | 0 | 292250.2184 | 292250.2184 | 0 | 0 | 0 | 0 | 0 | 0 | 0 | 0 | 0
2016-09-23 14:00 | 0 | 0 | 0 | 0 | 0 | 27810.7593 | 447754.2042 | 491424 | 0 | 0 | 0 | 0 | 0 | 0 | 0 | 0 | 0 | 0 | 0 | 0 | 0 | 0 | 0 | 0 | 0 | 0 | 0 | 0 | 0 | 0 | 0 | 0 | -15859.0365 | 0 | 0 | 0 | 0 | 0 | 0 | 0 | 0 | 0 | 0 | 0 | 0 | 0 | 0 | 0 | 0 | 0 | 0 | 0
2016-09-23 15:00 | 0 | 0 | 0 | 0 | 0 | 232962.7411 | 684772.2493 | 515169 | 0 | 0 | 0 | 0 | 70858.9504 | 0 | 0 | 0 | 0 | 0 | 0 | 331707.04 | 0 | 0 | 0 | 0 | 0 | 0 | 0 | 0 | 0 | 0 | 0 | 0 | 70858.9504 | 0 | 0 | 0 | 0 | 0 | 0 | 0 | 0 | 331707.04 | 0 | 0 | 0 | 0 | 0 | 0 | 0 | 0 | 0 | 0
2016-09-23 16:00 | 0 | 0 | 0 | 0 | 0 | 0 | 774041.6668 | 536671 | 0 | 0 | 0 | 0 | 141717.9008 | 0 | 0 | 0 | 0 | 0 | 0 | 498218.7564 | 0 | 0 | 0 | 0 | 0 | 0 | 0 | 0 | 0 | 0 | 0 | 0 | 70858.9504 | 0 | 0 | 0 | 0 | 0 | 0 | 0 | 0 | 166511.7164 | 0 | 0 | 0 | 0 | 0 | 0 | 0 | 0 | 0 | 0
2016-09-23 17:00 | 0 | 0 | 0 | 0 | 0 | 0 | 775642.2203 | 556404 | 0 | 0 | 0 | 0 | 128025.2243 | 0 | 0 | 0 | 0 | 0 | 0 | 731149.6532 | 0 | 0 | 0 | 0 | 0 | 0 | 0 | 0 | 0 | 0 | 0 | 0 | -13692.6765 | 0 | 0 | 0 | 0 | 0 | 0 | 0 | 0 | 232930.8969 | 0 | 0 | 0 | 0 | 0 | 0 | 0 | 0 | 0 | 0
2016-09-23 18:00 | 0 | 0 | 0 | 0 | 0 | 0 | 765064.874 | 571875 | 0 | 0 | 0 | 0 | 198884.1747 | 0 | 0 | 0 | 0 | 0 | 0 | 853480.5768 | 0 | 0 | 0 | 0 | 0 | 0 | 0 | 0 | 0 | 0 | 0 | 0 | 70858.9504 | 0 | 0 | 0 | 0 | 0 | 0 | 0 | 0 | 122330.9236 | 0 | 0 | 0 | 0 | 0 | 0 | 0 | 0 | 0 | 0
2016-09-23 19:00 | 0 | 0 | 0 | 0 | 0 | 0 | 757555.4019 | 582063 | 0 | 0 | 0 | 0 | 198884.1747 | 0 | 0 | 0 | 0 | 0 | 0 | 1028972.9788 | 0 | 0 | 0 | 0 | 0 | 0 | 0 | 0 | 0 | 0 | 0 | 0 | 0 | 0 | 0 | 0 | 0 | 0 | 0 | 0 | 0 | 175492.4019 | 0 | 0 | 0 | 0 | 0 | 0 | 0 | 0 | 0 | 0
2016-09-23 20:00 | 0 | 0 | 0 | 0 | 0 | 0 | 763435.4908 | 588232 | 0 | 0 | 0 | 0 | 128025.2243 | 0 | 0 | 0 | 0 | 0 | 0 | 1275035.42 | 0 | 0 | 0 | 0 | 0 | 0 | 0 | 0 | 0 | 0 | 0 | 0 | -70858.9504 | 0 | 0 | 0 | 0 | 0 | 0 | 0 | 0 | 246062.4412 | 0 | 0 | 0 | 0 | 0 | 0 | 0 | 0 | 0 | 0
2016-09-23 21:00 | 0 | 0 | 0 | 0 | 0 | 0 | 763453.4147 | 586369 | 0 | 0 | 0 | 0 | 198884.1747 | 0 | 0 | 0 | 0 | 0 | 0 | 1381260.8843 | 0 | 0 | 0 | 0 | 0 | 0 | 0 | 0 | 0 | 0 | 0 | 0 | 70858.9504 | 0 | 0 | 0 | 0 | 0 | 0 | 0 | 0 | 106225.4643 | 0 | 0 | 0 | 0 | 0 | 0 | 0 | 0 | 0 | 0
2016-09-23 22:00 | 0 | 0 | 0 | 0 | 0 | 0 | 723088.2432 | 572867 | 0 | 0 | 0 | 0 | 198884.1747 | 0 | 0 | 0 | 0 | 0 | 0 | 1531482.1275 | 0 | 0 | 0 | 0 | 0 | 0 | 0 | 0 | 0 | 0 | 0 | 0 | 0 | 0 | 0 | 0 | 0 | 0 | 0 | 0 | 0 | 150221.2432 | 0 | 0 | 0 | 0 | 0 | 0 | 0 | 0 | 0 | 0
2016-09-23 23:00 | 0 | 0 | 0 | 0 | 0 | 0 | 580674.975 | 556402 | 0 | 0 | 0 | 0 | 128025.2243 | 0 | 0 | 0 | 0 | 0 | 0 | 1626614.0529 | 0 | 0 | 0 | 0 | 0 | 0 | 0 | 0 | 0 | 0 | 0 | 0 | -70858.9504 | 0 | 0 | 0 | 0 | 0 | 0 | 0 | 0 | 95131.9254 | 0 | 0 | 0 | 0 | 0 | 0 | 0 | 0 | 0 | 0
2016-09-24 | 0 | 0 | 0 | 0 | 0 | 365203.8957 | 286872.8763 | 541761 | 0 | 0 | 0 | 0 | 198884.1747 | 0 | 0 | 0 | 0 | 0 | 0 | 1666070.8745 | 0 | 0 | 0 | 0 | 0 | 0 | 0 | 0 | 0 | 0 | 0 | 0 | 70858.9504 | 0 | 0 | 0 | 0 | 0 | 0 | 0 | 0 | 331707.04 | 292250.2184 | 0 | 0 | 0 | 0 | 0 | 0 | 0 | 0 | 0
2016-09-24 01:00 | 0 | 0 | 0 | 0 | 0 | 142208.173 | 15172.6582 | 520490 | 0 | 0 | 0 | 0 | 128025.2243 | 0 | 0 | 0 | 0 | 0 | 0 | 1373820.6561 | 0 | 0 | 0 | 0 | 0 | 0 | 0 | 0 | 0 | 0 | 0 | 0 | -70858.9504 | 0 | 0 | 0 | 0 | 0 | 0 | 0 | 0 | 0 | 292250.2184 | 0 | 0 | 0 | 0 | 0 | 0 | 0 | 0 | 0
2016-09-24 02:00 | 0 | 0 | 0 | 0 | 0 | 274474.732 | 0 | 495866 | 0 | 0 | 0 | 0 | 198884.1747 | 0 | 0 | 0 | 0 | 0 | 0 | 1081570.4377 | 0 | 0 | 0 | 0 | 0 | 0 | 0 | 0 | 0 | 0 | 0 | 0 | 70858.9504 | 0 | 0 | 0 | 0 | 0 | 0 | 0 | 0 | 0 | 292250.2184 | 0 | 0 | 0 | 0 | 0 | 0 | 0 | 0 | 0
2016-09-24 03:00 | 0 | 0 | 0 | 0 | 0 | 505059.8216 | 0 | 465603 | 0 | 0 | 0 | 0 | 198884.1747 | 0 | 0 | 0 | 0 | 0 | 0 | 1121027.2593 | 0 | 0 | 0 | 0 | 0 | 0 | 0 | 0 | 0 | 0 | 0 | 0 | 0 | 0 | 0 | 0 | 0 | 0 | 0 | 0 | 0 | 331707.04 | 292250.2184 | 0 | 0 | 0 | 0 | 0 | 0 | 0 | 0 | 0
2016-09-24 04:00 | 0 | 0 | 0 | 0 | 0 | 404434.8712 | 0 | 435837 | 0 | 0 | 0 | 0 | 128025.2243 | 0 | 0 | 0 | 0 | 0 | 0 | 1160484.0809 | 0 | 0 | 0 | 0 | 0 | 0 | 0 | 0 | 0 | 0 | 0 | 0 | -70858.9504 | 0 | 0 | 0 | 0 | 0 | 0 | 0 | 0 | 331707.04 | 292250.2184 | 0 | 0 | 0 | 0 | 0 | 0 | 0 | 0 | 0
2016-09-24 05:00 | 0 | 0 | 0 | 0 | 0 | 521092.772 | 0 | 410777 | 0 | 0 | 0 | 0 | 198884.1747 | 0 | 0 | 0 | 0 | 0 | 0 | 1199940.9025 | 0 | 0 | 0 | 0 | 0 | 0 | 0 | 0 | 0 | 0 | 0 | 0 | 70858.9504 | 0 | 0 | 0 | 0 | 0 | 0 | 0 | 0 | 331707.04 | 292250.2184 | 0 | 0 | 0 | 0 | 0 | 0 | 0 | 0 | 0
2016-09-24 06:00 | 0 | 0 | 0 | 0 | 0 | 98629.7816 | 0 | 390880 | 0 | 0 | 0 | 0 | 198884.1747 | 0 | 0 | 0 | 0 | 0 | 0 | 907690.6842 | 0 | 0 | 0 | 0 | 0 | 0 | 0 | 0 | 0 | 0 | 0 | 0 | 0 | 0 | 0 | 0 | 0 | 0 | 0 | 0 | 0 | 0 | 292250.2184 | 0 | 0 | 0 | 0 | 0 | 0 | 0 | 0 | 0
2016-09-24 07:00 | 0 | 0 | 0 | 0 | 0 | 345559.8712 | 0 | 376962 | 0 | 0 | 0 | 0 | 128025.2243 | 0 | 0 | 0 | 0 | 0 | 0 | 947147.5058 | 0 | 0 | 0 | 0 | 0 | 0 | 0 | 0 | 0 | 0 | 0 | 0 | -70858.9504 | 0 | 0 | 0 | 0 | 0 | 0 | 0 | 0 | 331707.04 | 292250.2184 | 0 | 0 | 0 | 0 | 0 | 0 | 0 | 0 | 0
2016-09-24 08:00 | 0 | 0 | 0 | 0 | 0 | 147562.732 | 0 | 368954 | 0 | 0 | 0 | 0 | 198884.1747 | 0 | 0 | 0 | 0 | 0 | 0 | 654897.2874 | 0 | 0 | 0 | 0 | 0 | 0 | 0 | 0 | 0 | 0 | 0 | 0 | 70858.9504 | 0 | 0 | 0 | 0 | 0 | 0 | 0 | 0 | 0 | 292250.2184 | 0 | 0 | 0 | 0 | 0 | 0 | 0 | 0 | 0
2016-09-24 09:00 | 0 | 0 | 0 | 0 | 0 | 406706.8216 | 0 | 367250 | 0 | 0 | 0 | 0 | 198884.1747 | 0 | 0 | 0 | 0 | 0 | 0 | 694354.109 | 0 | 0 | 0 | 0 | 0 | 0 | 0 | 0 | 0 | 0 | 0 | 0 | 0 | 0 | 0 | 0 | 0 | 0 | 0 | 0 | 0 | 331707.04 | 292250.2184 | 0 | 0 | 0 | 0 | 0 | 0 | 0 | 0 | 0
2016-09-24 10:00 | 0 | 0 | 0 | 0 | 0 | 9363.8312 | 0 | 372473 | 0 | 0 | 0 | 0 | 128025.2243 | 0 | 0 | 0 | 0 | 0 | 0 | 402103.8906 | 0 | 0 | 0 | 0 | 0 | 0 | 0 | 0 | 0 | 0 | 0 | 0 | -70858.9504 | 0 | 0 | 0 | 0 | 0 | 0 | 0 | 0 | 0 | 292250.2184 | 0 | 0 | 0 | 0 | 0 | 0 | 0 | 0 | 0
2016-09-24 11:00 | 0 | 0 | 0 | 0 | 0 | 17627.8312 | 0 | 380737 | 0 | 0 | 0 | 0 | 57166.2739 | 0 | 0 | 0 | 0 | 0 | 0 | 109853.6722 | 0 | 0 | 0 | 0 | 0 | 0 | 0 | 0 | 0 | 0 | 0 | 0 | -70858.9504 | 0 | 0 | 0 | 0 | 0 | 0 | 0 | 0 | 0 | 292250.2184 | 0 | 0 | 0 | 0 | 0 | 0 | 0 | 0 | 0
2016-09-24 12:00 | 0 | 0 | 0 | 0 | 0 | 496061.9401 | 0 | 396108 | 0 | 0 | 0 | 0 | 128025.2243 | 0 | 0 | 0 | 0 | 0 | 0 | 138948.662 | 0 | 0 | 0 | 0 | 0 | 0 | 0 | 0 | 0 | 0 | 0 | 0 | 70858.9504 | 0 | 0 | 0 | 0 | 0 | 0 | 0 | 0 | 321345.2081 | 292250.2184 | 0 | 0 | 0 | 0 | 0 | 0 | 0 | 0 | 0
2016-09-24 13:00 | 0 | 0 | 0 | 0 | 0 | 388487.1049 | 50437.6256 | 419312 | 0 | 0 | 0 | 0 | 198884.1747 | 0 | 0 | 0 | 0 | 0 | 0 | 87702.442 | 0 | 0 | 0 | 0 | 0 | 0 | 0 | 0 | 0 | 0 | 0 | 0 | 70858.9504 | 0 | 0 | 0 | 0 | 0 | 0 | 0 | 0 | 241003.9985 | 292250.2184 | 0 | 0 | 0 | 0 | 0 | 0 | 0 | 0 | 0
2016-09-24 14:00 | 0 | 0 | 0 | 0 | 0 | 0 | 432755.3361 | 445085 | 0 | 0 | 0 | 0 | 186554.5108 | 0 | 0 | 0 | 0 | 0 | 0 | 87702.442 | 0 | 0 | 0 | 0 | 0 | 0 | 0 | 0 | 0 | 0 | 0 | 0 | -12329.6639 | 0 | 0 | 0 | 0 | 0 | 0 | 0 | 0 | 0 | 0 | 0 | 0 | 0 | 0 | 0 | 0 | 0 | 0 | 0
2016-09-24 15:00 | 0 | 0 | 0 | 0 | 0 | 0 | 720220.0932 | 469931 | 0 | 0 | 0 | 0 | 198884.1747 | 0 | 0 | 0 | 0 | 0 | 0 | 325661.8713 | 0 | 0 | 0 | 0 | 0 | 0 | 0 | 0 | 0 | 0 | 0 | 0 | 12329.6639 | 0 | 0 | 0 | 0 | 0 | 0 | 0 | 0 | 237959.4293 | 0 | 0 | 0 | 0 | 0 | 0 | 0 | 0 | 0 | 0
2016-09-24 16:00 | 0 | 0 | 0 | 0 | 0 | 0 | 779331.2963 | 490873 | 0 | 0 | 0 | 0 | 198884.1747 | 0 | 0 | 0 | 0 | 0 | 0 | 614120.1677 | 0 | 0 | 0 | 0 | 0 | 0 | 0 | 0 | 0 | 0 | 0 | 0 | 0 | 0 | 0 | 0 | 0 | 0 | 0 | 0 | 0 | 288458.2963 | 0 | 0 | 0 | 0 | 0 | 0 | 0 | 0 | 0 | 0
2016-09-24 17:00 | 0 | 0 | 0 | 0 | 0 | 60313.3031 | 778360.7369 | 506967 | 0 | 0 | 0 | 0 | 198884.1747 | 0 | 0 | 0 | 0 | 0 | 0 | 945827.2077 | 0 | 0 | 0 | 0 | 0 | 0 | 0 | 0 | 0 | 0 | 0 | 0 | 0 | 0 | 0 | 0 | 0 | 0 | 0 | 0 | 0 | 331707.04 | 0 | 0 | 0 | 0 | 0 | 0 | 0 | 0 | 0 | 0
2016-09-24 18:00 | 0 | 0 | 0 | 0 | 0 | 15604.9178 | 763270.1718 | 518027 | 0 | 0 | 0 | 0 | 128025.2243 | 0 | 0 | 0 | 0 | 0 | 0 | 1277534.2477 | 0 | 0 | 0 | 0 | 0 | 0 | 0 | 0 | 0 | 0 | 0 | 0 | -70858.9504 | 0 | 0 | 0 | 0 | 0 | 0 | 0 | 0 | 331707.04 | 0 | 0 | 0 | 0 | 0 | 0 | 0 | 0 | 0 | 0
2016-09-24 19:00 | 0 | 0 | 0 | 0 | 0 | 0 | 752802.5619 | 526151 | 0 | 0 | 0 | 0 | 198884.1747 | 0 | 0 | 0 | 0 | 0 | 0 | 1433326.8591 | 0 | 0 | 0 | 0 | 0 | 0 | 0 | 0 | 0 | 0 | 0 | 0 | 70858.9504 | 0 | 0 | 0 | 0 | 0 | 0 | 0 | 0 | 155792.6115 | 0 | 0 | 0 | 0 | 0 | 0 | 0 | 0 | 0 | 0
2016-09-24 20:00 | 0 | 0 | 0 | 0 | 0 | 0 | 755214.6517 | 531570 | 0 | 0 | 0 | 0 | 198884.1747 | 0 | 0 | 0 | 0 | 0 | 0 | 1656971.5109 | 0 | 0 | 0 | 0 | 0 | 0 | 0 | 0 | 0 | 0 | 0 | 0 | 0 | 0 | 0 | 0 | 0 | 0 | 0 | 0 | 0 | 223644.6517 | 0 | 0 | 0 | 0 | 0 | 0 | 0 | 0 | 0 | 0
2016-09-24 21:00 | 0 | 0 | 0 | 0 | 0 | 0 | 750083.3482 | 531513 | 0 | 0 | 0 | 0 | 128025.2243 | 0 | 0 | 0 | 0 | 0 | 0 | 1946400.8095 | 0 | 0 | 0 | 0 | 0 | 0 | 0 | 0 | 0 | 0 | 0 | 0 | -70858.9504 | 0 | 0 | 0 | 0 | 0 | 0 | 0 | 0 | 289429.2986 | 0 | 0 | 0 | 0 | 0 | 0 | 0 | 0 | 0 | 0
2016-09-24 22:00 | 0 | 0 | 0 | 0 | 0 | 203268.9727 | 723544.0177 | 524247 | 0 | 0 | 0 | 0 | 198884.1747 | 0 | 0 | 0 | 0 | 0 | 0 | 2278107.8495 | 0 | 0 | 0 | 0 | 0 | 0 | 0 | 0 | 0 | 0 | 0 | 0 | 70858.9504 | 0 | 0 | 0 | 0 | 0 | 0 | 0 | 0 | 331707.04 | 0 | 0 | 0 | 0 | 0 | 0 | 0 | 0 | 0 | 0
2016-09-24 23:00 | 0 | 0 | 0 | 0 | 0 | 0 | 616215.6361 | 514988 | 0 | 0 | 0 | 0 | 128025.2243 | 0 | 0 | 0 | 0 | 0 | 0 | 2450194.436 | 0 | 0 | 0 | 0 | 0 | 0 | 0 | 0 | 0 | 0 | 0 | 0 | -70858.9504 | 0 | 0 | 0 | 0 | 0 | 0 | 0 | 0 | 172086.5865 | 0 | 0 | 0 | 0 | 0 | 0 | 0 | 0 | 0 | 0
2016-09-25 | 0 | 0 | 0 | 0 | 0 | 0 | 310569.5805 | 507029 | 0 | 0 | 0 | 0 | 57166.2739 | 0 | 0 | 0 | 0 | 0 | 0 | 2324593.9669 | 0 | 0 | 0 | 0 | 0 | 0 | 0 | 0 | 0 | 0 | 0 | 0 | -70858.9504 | 0 | 0 | 0 | 0 | 0 | 0 | 0 | 0 | 166649.7493 | 292250.2184 | 0 | 0 | 0 | 0 | 0 | 0 | 0 | 0 | 0
2016-09-25 01:00 | 0 | 0 | 0 | 0 | 0 | 575495.4578 | 23070.3142 | 488250 | 0 | 0 | 0 | 0 | 128025.2243 | 0 | 0 | 0 | 0 | 0 | 0 | 2364050.7885 | 0 | 0 | 0 | 0 | 0 | 0 | 0 | 0 | 0 | 0 | 0 | 0 | 70858.9504 | 0 | 0 | 0 | 0 | 0 | 0 | 0 | 0 | 331707.04 | 292250.2184 | 0 | 0 | 0 | 0 | 0 | 0 | 0 | 0 | 0
2016-09-25 02:00 | 0 | 0 | 0 | 0 | 0 | 102147.8312 | 0 | 465257 | 0 | 0 | 0 | 0 | 57166.2739 | 0 | 0 | 0 | 0 | 0 | 0 | 2071800.5701 | 0 | 0 | 0 | 0 | 0 | 0 | 0 | 0 | 0 | 0 | 0 | 0 | -70858.9504 | 0 | 0 | 0 | 0 | 0 | 0 | 0 | 0 | 0 | 292250.2184 | 0 | 0 | 0 | 0 | 0 | 0 | 0 | 0 | 0
2016-09-25 03:00 | 0 | 0 | 0 | 0 | 0 | 548715.772 | 0 | 438400 | 0 | 0 | 0 | 0 | 128025.2243 | 0 | 0 | 0 | 0 | 0 | 0 | 2111257.3917 | 0 | 0 | 0 | 0 | 0 | 0 | 0 | 0 | 0 | 0 | 0 | 0 | 70858.9504 | 0 | 0 | 0 | 0 | 0 | 0 | 0 | 0 | 331707.04 | 292250.2184 | 0 | 0 | 0 | 0 | 0 | 0 | 0 | 0 | 0
2016-09-25 04:00 | 0 | 0 | 0 | 0 | 0 | 523086.772 | 0 | 412771 | 0 | 0 | 0 | 0 | 198884.1747 | 0 | 0 | 0 | 0 | 0 | 0 | 2150714.2133 | 0 | 0 | 0 | 0 | 0 | 0 | 0 | 0 | 0 | 0 | 0 | 0 | 70858.9504 | 0 | 0 | 0 | 0 | 0 | 0 | 0 | 0 | 331707.04 | 292250.2184 | 0 | 0 | 0 | 0 | 0 | 0 | 0 | 0 | 0
2016-09-25 05:00 | 0 | 0 | 0 | 0 | 0 | 40294.5077 | 0 | 389711 | 0 | 0 | 0 | 0 | 141717.9008 | 0 | 0 | 0 | 0 | 0 | 0 | 1858463.9949 | 0 | 0 | 0 | 0 | 0 | 0 | 0 | 0 | 0 | 0 | 0 | 0 | -57166.2739 | 0 | 0 | 0 | 0 | 0 | 0 | 0 | 0 | 0 | 292250.2184 | 0 | 0 | 0 | 0 | 0 | 0 | 0 | 0 | 0
2016-09-25 06:00 | 0 | 0 | 0 | 0 | 0 | 8769.8312 | 0 | 371879 | 0 | 0 | 0 | 0 | 70858.9504 | 0 | 0 | 0 | 0 | 0 | 0 | 1566213.7766 | 0 | 0 | 0 | 0 | 0 | 0 | 0 | 0 | 0 | 0 | 0 | 0 | -70858.9504 | 0 | 0 | 0 | 0 | 0 | 0 | 0 | 0 | 0 | 292250.2184 | 0 | 0 | 0 | 0 | 0 | 0 | 0 | 0 | 0
2016-09-25 07:00 | 0 | 0 | 0 | 0 | 0 | 0 | 0 | 359076 | 0 | 0 | 0 | 0 | 0 | 0 | 0 | 0 | 0 | 0 | 0 | 1277996.727 | 0 | 0 | 0 | 0 | 0 | 0 | 0 | 0 | 0 | 0 | 0 | 0 | -70858.9504 | 0 | 0 | 0 | 0 | 0 | 0 | 0 | 0 | 4033.1688 | 292250.2184 | 0 | 0 | 0 | 0 | 0 | 0 | 0 | 0 | 0
2016-09-25 08:00 | 0 | 0 | 0 | 0 | 0 | 390686.8216 | 0 | 351230 | 0 | 0 | 0 | 0 | 0 | 0 | 0 | 0 | 0 | 0 | 0 | 1317453.5486 | 0 | 0 | 0 | 0 | 0 | 0 | 0 | 0 | 0 | 0 | 0 | 0 | 0 | 0 | 0 | 0 | 0 | 0 | 0 | 0 | 0 | 331707.04 | 292250.2184 | 0 | 0 | 0 | 0 | 0 | 0 | 0 | 0 | 0
2016-09-25 09:00 | 0 | 0 | 0 | 0 | 0 | 458257.772 | 0 | 347942 | 0 | 0 | 0 | 0 | 70858.9504 | 0 | 0 | 0 | 0 | 0 | 0 | 1356910.3702 | 0 | 0 | 0 | 0 | 0 | 0 | 0 | 0 | 0 | 0 | 0 | 0 | 70858.9504 | 0 | 0 | 0 | 0 | 0 | 0 | 0 | 0 | 331707.04 | 292250.2184 | 0 | 0 | 0 | 0 | 0 | 0 | 0 | 0 | 0
2016-09-25 10:00 | 0 | 0 | 0 | 0 | 0 | 128112.732 | 0 | 349504 | 0 | 0 | 0 | 0 | 141717.9008 | 0 | 0 | 0 | 0 | 0 | 0 | 1064660.1518 | 0 | 0 | 0 | 0 | 0 | 0 | 0 | 0 | 0 | 0 | 0 | 0 | 70858.9504 | 0 | 0 | 0 | 0 | 0 | 0 | 0 | 0 | 0 | 292250.2184 | 0 | 0 | 0 | 0 | 0 | 0 | 0 | 0 | 0
2016-09-25 11:00 | 0 | 0 | 0 | 0 | 0 | 0 | 0 | 355102 | 0 | 0 | 0 | 0 | 70858.9504 | 0 | 0 | 0 | 0 | 0 | 0 | 780417.1022 | 0 | 0 | 0 | 0 | 0 | 0 | 0 | 0 | 0 | 0 | 0 | 0 | -70858.9504 | 0 | 0 | 0 | 0 | 0 | 0 | 0 | 0 | 8007.1688 | 292250.2184 | 0 | 0 | 0 | 0 | 0 | 0 | 0 | 0 | 0
2016-09-25 12:00 | 0 | 0 | 0 | 0 | 0 | 336300.8712 | 0 | 367703 | 0 | 0 | 0 | 0 | 0 | 0 | 0 | 0 | 0 | 0 | 0 | 819873.9238 | 0 | 0 | 0 | 0 | 0 | 0 | 0 | 0 | 0 | 0 | 0 | 0 | -70858.9504 | 0 | 0 | 0 | 0 | 0 | 0 | 0 | 0 | 331707.04 | 292250.2184 | 0 | 0 | 0 | 0 | 0 | 0 | 0 | 0 | 0
2016-09-25 13:00 | 0 | 0 | 0 | 0 | 0 | 386047.9904 | 43037.8312 | 389629 | 0 | 0 | 0 | 0 | 0 | 0 | 0 | 0 | 0 | 0 | 0 | 859330.7454 | 0 | 0 | 0 | 0 | 0 | 0 | 0 | 0 | 0 | 0 | 0 | 0 | 0 | 0 | 0 | 0 | 0 | 0 | 0 | 0 | 0 | 331707.04 | 292250.2184 | 0 | 0 | 0 | 0 | 0 | 0 | 0 | 0 | 0
2016-09-25 14:00 | 0 | 0 | 0 | 0 | 0 | 0 | 432168.1943 | 411035 | 0 | 0 | 0 | 0 | 0 | 0 | 0 | 0 | 0 | 0 | 0 | 880463.9397 | 0 | 0 | 0 | 0 | 0 | 0 | 0 | 0 | 0 | 0 | 0 | 0 | 0 | 0 | 0 | 0 | 0 | 0 | 0 | 0 | 0 | 21133.1943 | 0 | 0 | 0 | 0 | 0 | 0 | 0 | 0 | 0 | 0
2016-09-25 15:00 | 0 | 0 | 0 | 0 | 0 | 0 | 737217.1378 | 433297 | 0 | 0 | 0 | 0 | 70858.9504 | 0 | 0 | 0 | 0 | 0 | 0 | 1113525.1271 | 0 | 0 | 0 | 0 | 0 | 0 | 0 | 0 | 0 | 0 | 0 | 0 | 70858.9504 | 0 | 0 | 0 | 0 | 0 | 0 | 0 | 0 | 233061.1874 | 0 | 0 | 0 | 0 | 0 | 0 | 0 | 0 | 0 | 0
2016-09-25 16:00 | 0 | 0 | 0 | 0 | 0 | 85855.3259 | 772204.6645 | 455494 | 0 | 0 | 0 | 0 | 141717.9008 | 0 | 0 | 0 | 0 | 0 | 0 | 1445232.1671 | 0 | 0 | 0 | 0 | 0 | 0 | 0 | 0 | 0 | 0 | 0 | 0 | 70858.9504 | 0 | 0 | 0 | 0 | 0 | 0 | 0 | 0 | 331707.04 | 0 | 0 | 0 | 0 | 0 | 0 | 0 | 0 | 0 | 0
2016-09-25 17:00 | 0 | 0 | 0 | 0 | 0 | 0 | 762920.9096 | 474452 | 0 | 0 | 0 | 0 | 98479.7704 | 0 | 0 | 0 | 0 | 0 | 0 | 1776939.2071 | 0 | 0 | 0 | 0 | 0 | 0 | 0 | 0 | 0 | 0 | 0 | 0 | -43238.1304 | 0 | 0 | 0 | 0 | 0 | 0 | 0 | 0 | 331707.04 | 0 | 0 | 0 | 0 | 0 | 0 | 0 | 0 | 0 | 0
2016-09-25 18:00 | 0 | 0 | 0 | 0 | 0 | 103787.4007 | 746789.0932 | 489324 | 0 | 0 | 0 | 0 | 128025.2243 | 0 | 0 | 0 | 0 | 0 | 0 | 2108646.2471 | 0 | 0 | 0 | 0 | 0 | 0 | 0 | 0 | 0 | 0 | 0 | 0 | 29545.4539 | 0 | 0 | 0 | 0 | 0 | 0 | 0 | 0 | 331707.04 | 0 | 0 | 0 | 0 | 0 | 0 | 0 | 0 | 0 | 0
2016-09-25 19:00 | 0 | 0 | 0 | 0 | 0 | 172618.3201 | 729426.6703 | 499479 | 0 | 0 | 0 | 0 | 198884.1747 | 0 | 0 | 0 | 0 | 0 | 0 | 2440353.2871 | 0 | 0 | 0 | 0 | 0 | 0 | 0 | 0 | 0 | 0 | 0 | 0 | 70858.9504 | 0 | 0 | 0 | 0 | 0 | 0 | 0 | 0 | 331707.04 | 0 | 0 | 0 | 0 | 0 | 0 | 0 | 0 | 0 | 0
2016-09-25 20:00 | 0 | 0 | 0 | 0 | 0 | 0 | 725872.2812 | 506893 | 0 | 0 | 0 | 0 | 198884.1747 | 0 | 0 | 0 | 0 | 0 | 0 | 2659332.5683 | 0 | 0 | 0 | 0 | 0 | 0 | 0 | 0 | 0 | 0 | 0 | 0 | 0 | 0 | 0 | 0 | 0 | 0 | 0 | 0 | 0 | 218979.2812 | 0 | 0 | 0 | 0 | 0 | 0 | 0 | 0 | 0 | 0
2016-09-25 21:00 | 0 | 0 | 0 | 0 | 0 | 129581.9178 | 714330.1222 | 512205 | 0 | 0 | 0 | 0 | 198884.1747 | 0 | 0 | 0 | 0 | 0 | 0 | 2991039.6083 | 0 | 0 | 0 | 0 | 0 | 0 | 0 | 0 | 0 | 0 | 0 | 0 | 0 | 0 | 0 | 0 | 0 | 0 | 0 | 0 | 0 | 331707.04 | 0 | 0 | 0 | 0 | 0 | 0 | 0 | 0 | 0 | 0
2016-09-25 22:00 | 0 | 0 | 0 | 0 | 0 | 0 | 680661.4975 | 510048 | 0 | 0 | 0 | 0 | 159060.886 | 0 | 0 | 0 | 0 | 0 | 0 | 3201476.3943 | 0 | 0 | 0 | 0 | 0 | 0 | 0 | 0 | 0 | 0 | 0 | 0 | -39823.2886 | 0 | 0 | 0 | 0 | 0 | 0 | 0 | 0 | 210436.7861 | 0 | 0 | 0 | 0 | 0 | 0 | 0 | 0 | 0 | 0
2016-09-25 23:00 | 0 | 0 | 0 | 0 | 0 | 0 | 548803.2886 | 508980 | 0 | 0 | 0 | 0 | 198884.1747 | 0 | 0 | 0 | 0 | 0 | 0 | 3201476.3943 | 0 | 0 | 0 | 0 | 0 | 0 | 0 | 0 | 0 | 0 | 0 | 0 | 39823.2886 | 0 | 0 | 0 | 0 | 0 | 0 | 0 | 0 | 0 | 0 | 0 | 0 | 0 | 0 | 0 | 0 | 0 | 0 | 0
2016-09-26 | 0 | 0 | 0 | 0 | 0 | 0 | 285835.1608 | 507252 | 0 | 0 | 0 | 0 | 198884.1747 | 0 | 0 | 0 | 0 | 0 | 0 | 2980059.5551 | 0 | 0 | 0 | 0 | 0 | 0 | 0 | 0 | 0 | 0 | 0 | 0 | 0 | 0 | 0 | 0 | 0 | 0 | 0 | 0 | 0 | 70833.3792 | 292250.2184 | 0 | 0 | 0 | 0 | 0 | 0 | 0 | 0 | 0
2016-09-26 01:00 | 0 | 0 | 0 | 0 | 0 | 445638.7661 | 11838.1052 | 488879 | 0 | 0 | 0 | 0 | 128025.2243 | 0 | 0 | 0 | 0 | 0 | 0 | 3019516.3768 | 0 | 0 | 0 | 0 | 0 | 0 | 0 | 0 | 0 | 0 | 0 | 0 | -70858.9504 | 0 | 0 | 0 | 0 | 0 | 0 | 0 | 0 | 331707.04 | 292250.2184 | 0 | 0 | 0 | 0 | 0 | 0 | 0 | 0 | 0
2016-09-26 02:00 | 0 | 0 | 0 | 0 | 0 | 242146.732 | 0 | 463538 | 0 | 0 | 0 | 0 | 198884.1747 | 0 | 0 | 0 | 0 | 0 | 0 | 2727266.1584 | 0 | 0 | 0 | 0 | 0 | 0 | 0 | 0 | 0 | 0 | 0 | 0 | 70858.9504 | 0 | 0 | 0 | 0 | 0 | 0 | 0 | 0 | 0 | 292250.2184 | 0 | 0 | 0 | 0 | 0 | 0 | 0 | 0 | 0
2016-09-26 03:00 | 0 | 0 | 0 | 0 | 0 | 401331.8712 | 0 | 432734 | 0 | 0 | 0 | 0 | 128025.2243 | 0 | 0 | 0 | 0 | 0 | 0 | 2766722.98 | 0 | 0 | 0 | 0 | 0 | 0 | 0 | 0 | 0 | 0 | 0 | 0 | -70858.9504 | 0 | 0 | 0 | 0 | 0 | 0 | 0 | 0 | 331707.04 | 292250.2184 | 0 | 0 | 0 | 0 | 0 | 0 | 0 | 0 | 0
2016-09-26 04:00 | 0 | 0 | 0 | 0 | 0 | 515219.772 | 0 | 404904 | 0 | 0 | 0 | 0 | 198884.1747 | 0 | 0 | 0 | 0 | 0 | 0 | 2806179.8016 | 0 | 0 | 0 | 0 | 0 | 0 | 0 | 0 | 0 | 0 | 0 | 0 | 70858.9504 | 0 | 0 | 0 | 0 | 0 | 0 | 0 | 0 | 331707.04 | 292250.2184 | 0 | 0 | 0 | 0 | 0 | 0 | 0 | 0 | 0
2016-09-26 05:00 | 0 | 0 | 0 | 0 | 0 | 89677.7816 | 0 | 381928 | 0 | 0 | 0 | 0 | 198884.1747 | 0 | 0 | 0 | 0 | 0 | 0 | 2513929.5832 | 0 | 0 | 0 | 0 | 0 | 0 | 0 | 0 | 0 | 0 | 0 | 0 | 0 | 0 | 0 | 0 | 0 | 0 | 0 | 0 | 0 | 0 | 292250.2184 | 0 | 0 | 0 | 0 | 0 | 0 | 0 | 0 | 0
2016-09-26 06:00 | 0 | 0 | 0 | 0 | 0 | 333710.8712 | 0 | 365113 | 0 | 0 | 0 | 0 | 128025.2243 | 0 | 0 | 0 | 0 | 0 | 0 | 2553386.4048 | 0 | 0 | 0 | 0 | 0 | 0 | 0 | 0 | 0 | 0 | 0 | 0 | -70858.9504 | 0 | 0 | 0 | 0 | 0 | 0 | 0 | 0 | 331707.04 | 292250.2184 | 0 | 0 | 0 | 0 | 0 | 0 | 0 | 0 | 0
2016-09-26 07:00 | 0 | 0 | 0 | 0 | 0 | 134536.732 | 0 | 355928 | 0 | 0 | 0 | 0 | 198884.1747 | 0 | 0 | 0 | 0 | 0 | 0 | 2261136.1864 | 0 | 0 | 0 | 0 | 0 | 0 | 0 | 0 | 0 | 0 | 0 | 0 | 70858.9504 | 0 | 0 | 0 | 0 | 0 | 0 | 0 | 0 | 0 | 292250.2184 | 0 | 0 | 0 | 0 | 0 | 0 | 0 | 0 | 0
2016-09-26 08:00 | 0 | 0 | 0 | 0 | 0 | 62024.7816 | 0 | 354275 | 0 | 0 | 0 | 0 | 198884.1747 | 0 | 0 | 0 | 0 | 0 | 0 | 1968885.9681 | 0 | 0 | 0 | 0 | 0 | 0 | 0 | 0 | 0 | 0 | 0 | 0 | 0 | 0 | 0 | 0 | 0 | 0 | 0 | 0 | 0 | 0 | 292250.2184 | 0 | 0 | 0 | 0 | 0 | 0 | 0 | 0 | 0
2016-09-26 09:00 | 0 | 0 | 0 | 0 | 0 | 332879.8712 | 0 | 364282 | 0 | 0 | 0 | 0 | 128025.2243 | 0 | 0 | 0 | 0 | 0 | 0 | 2008342.7897 | 0 | 0 | 0 | 0 | 0 | 0 | 0 | 0 | 0 | 0 | 0 | 0 | -70858.9504 | 0 | 0 | 0 | 0 | 0 | 0 | 0 | 0 | 331707.04 | 292250.2184 | 0 | 0 | 0 | 0 | 0 | 0 | 0 | 0 | 0
2016-09-26 10:00 | 0 | 0 | 0 | 0 | 0 | 498372.772 | 0 | 388057 | 0 | 0 | 0 | 0 | 198884.1747 | 0 | 0 | 0 | 0 | 0 | 0 | 2047799.6113 | 0 | 0 | 0 | 0 | 0 | 0 | 0 | 0 | 0 | 0 | 0 | 0 | 70858.9504 | 0 | 0 | 0 | 0 | 0 | 0 | 0 | 0 | 331707.04 | 292250.2184 | 0 | 0 | 0 | 0 | 0 | 0 | 0 | 0 | 0
2016-09-26 11:00 | 0 | 0 | 0 | 0 | 0 | 49360.8312 | 0 | 412470 | 0 | 0 | 0 | 0 | 128025.2243 | 0 | 0 | 0 | 0 | 0 | 0 | 1755549.3929 | 0 | 0 | 0 | 0 | 0 | 0 | 0 | 0 | 0 | 0 | 0 | 0 | -70858.9504 | 0 | 0 | 0 | 0 | 0 | 0 | 0 | 0 | 0 | 292250.2184 | 0 | 0 | 0 | 0 | 0 | 0 | 0 | 0 | 0
2016-09-26 12:00 | 0 | 0 | 0 | 0 | 0 | 205802.732 | 0 | 427194 | 0 | 0 | 0 | 0 | 198884.1747 | 0 | 0 | 0 | 0 | 0 | 0 | 1463299.1745 | 0 | 0 | 0 | 0 | 0 | 0 | 0 | 0 | 0 | 0 | 0 | 0 | 70858.9504 | 0 | 0 | 0 | 0 | 0 | 0 | 0 | 0 | 0 | 292250.2184 | 0 | 0 | 0 | 0 | 0 | 0 | 0 | 0 | 0
2016-09-26 13:00 | 0 | 0 | 0 | 0 | 0 | 406532.1527 | 43782.5547 | 441798 | 0 | 0 | 0 | 0 | 167944.0605 | 0 | 0 | 0 | 0 | 0 | 0 | 1502755.9961 | 0 | 0 | 0 | 0 | 0 | 0 | 0 | 0 | 0 | 0 | 0 | 0 | -30940.1142 | 0 | 0 | 0 | 0 | 0 | 0 | 0 | 0 | 331707.04 | 292250.2184 | 0 | 0 | 0 | 0 | 0 | 0 | 0 | 0 | 0
2016-09-26 14:00 | 0 | 0 | 0 | 0 | 0 | 102653.1941 | 385998.9201 | 457712 | 0 | 0 | 0 | 0 | 198884.1747 | 0 | 0 | 0 | 0 | 0 | 0 | 1502755.9961 | 0 | 0 | 0 | 0 | 0 | 0 | 0 | 0 | 0 | 0 | 0 | 0 | 30940.1142 | 0 | 0 | 0 | 0 | 0 | 0 | 0 | 0 | 0 | 0 | 0 | 0 | 0 | 0 | 0 | 0 | 0 | 0 | 0
2016-09-26 15:00 | 0 | 0 | 0 | 0 | 0 | 0 | 677506.4856 | 473022 | 0 | 0 | 0 | 0 | 128025.2243 | 0 | 0 | 0 | 0 | 0 | 0 | 1778099.4321 | 0 | 0 | 0 | 0 | 0 | 0 | 0 | 0 | 0 | 0 | 0 | 0 | -70858.9504 | 0 | 0 | 0 | 0 | 0 | 0 | 0 | 0 | 275343.436 | 0 | 0 | 0 | 0 | 0 | 0 | 0 | 0 | 0 | 0
2016-09-26 16:00 | 0 | 0 | 0 | 0 | 0 | 89770.4527 | 727237.9398 | 486534 | 0 | 0 | 0 | 0 | 126792.5768 | 0 | 0 | 0 | 0 | 0 | 0 | 2109806.4721 | 0 | 0 | 0 | 0 | 0 | 0 | 0 | 0 | 0 | 0 | 0 | 0 | -1232.6475 | 0 | 0 | 0 | 0 | 0 | 0 | 0 | 0 | 331707.04 | 0 | 0 | 0 | 0 | 0 | 0 | 0 | 0 | 0 | 0
2016-09-26 17:00 | 0 | 0 | 0 | 0 | 0 | 0 | 727811.2626 | 498321 | 0 | 0 | 0 | 0 | 128025.2243 | 0 | 0 | 0 | 0 | 0 | 0 | 2338064.0872 | 0 | 0 | 0 | 0 | 0 | 0 | 0 | 0 | 0 | 0 | 0 | 0 | 1232.6475 | 0 | 0 | 0 | 0 | 0 | 0 | 0 | 0 | 228257.6151 | 0 | 0 | 0 | 0 | 0 | 0 | 0 | 0 | 0 | 0
2016-09-26 18:00 | 0 | 0 | 0 | 0 | 0 | 0 | 714820.3451 | 506525 | 0 | 0 | 0 | 0 | 198884.1747 | 0 | 0 | 0 | 0 | 0 | 0 | 2475500.4819 | 0 | 0 | 0 | 0 | 0 | 0 | 0 | 0 | 0 | 0 | 0 | 0 | 70858.9504 | 0 | 0 | 0 | 0 | 0 | 0 | 0 | 0 | 137436.3947 | 0 | 0 | 0 | 0 | 0 | 0 | 0 | 0 | 0 | 0
2016-09-26 19:00 | 0 | 0 | 0 | 0 | 0 | 0 | 699289.6386 | 511847 | 0 | 0 | 0 | 0 | 198884.1747 | 0 | 0 | 0 | 0 | 0 | 0 | 2662943.1204 | 0 | 0 | 0 | 0 | 0 | 0 | 0 | 0 | 0 | 0 | 0 | 0 | 0 | 0 | 0 | 0 | 0 | 0 | 0 | 0 | 0 | 187442.6386 | 0 | 0 | 0 | 0 | 0 | 0 | 0 | 0 | 0 | 0
2016-09-26 20:00 | 0 | 0 | 0 | 0 | 0 | 83524.8157 | 693611.2739 | 516288 | 0 | 0 | 0 | 0 | 128025.2243 | 0 | 0 | 0 | 0 | 0 | 0 | 2994650.1604 | 0 | 0 | 0 | 0 | 0 | 0 | 0 | 0 | 0 | 0 | 0 | 0 | -70858.9504 | 0 | 0 | 0 | 0 | 0 | 0 | 0 | 0 | 331707.04 | 0 | 0 | 0 | 0 | 0 | 0 | 0 | 0 | 0 | 0
2016-09-26 21:00 | 0 | 0 | 0 | 0 | 0 | 0 | 680128.9871 | 516610 | 0 | 0 | 0 | 0 | 141717.9008 | 0 | 0 | 0 | 0 | 0 | 0 | 3144476.471 | 0 | 0 | 0 | 0 | 0 | 0 | 0 | 0 | 0 | 0 | 0 | 0 | 13692.6765 | 0 | 0 | 0 | 0 | 0 | 0 | 0 | 0 | 149826.3106 | 0 | 0 | 0 | 0 | 0 | 0 | 0 | 0 | 0 | 0
2016-09-26 22:00 | 0 | 0 | 0 | 0 | 0 | 0 | 647383.4943 | 513497 | 0 | 0 | 0 | 0 | 70858.9504 | 0 | 0 | 0 | 0 | 0 | 0 | 3349221.9157 | 0 | 0 | 0 | 0 | 0 | 0 | 0 | 0 | 0 | 0 | 0 | 0 | -70858.9504 | 0 | 0 | 0 | 0 | 0 | 0 | 0 | 0 | 204745.4447 | 0 | 0 | 0 | 0 | 0 | 0 | 0 | 0 | 0 | 0
2016-09-26 23:00 | 0 | 0 | 0 | 0 | 0 | 0 | 524229.6999 | 512918 | 0 | 0 | 0 | 0 | 0 | 0 | 0 | 0 | 0 | 0 | 0 | 3431392.566 | 0 | 0 | 0 | 0 | 0 | 0 | 0 | 0 | 0 | 0 | 0 | 0 | -70858.9504 | 0 | 0 | 0 | 0 | 0 | 0 | 0 | 0 | 82170.6503 | 0 | 0 | 0 | 0 | 0 | 0 | 0 | 0 | 0 | 0
2016-09-27 | 0 | 0 | 0 | 0 | 0 | 370458.5004 | 250052.2716 | 510195 | 0 | 0 | 0 | 0 | 70858.9504 | 0 | 0 | 0 | 0 | 0 | 0 | 3470849.3876 | 0 | 0 | 0 | 0 | 0 | 0 | 0 | 0 | 0 | 0 | 0 | 0 | 70858.9504 | 0 | 0 | 0 | 0 | 0 | 0 | 0 | 0 | 331707.04 | 292250.2184 | 0 | 0 | 0 | 0 | 0 | 0 | 0 | 0 | 0
2016-09-27 01:00 | 0 | 0 | 0 | 0 | 0 | 240964.4546 | 12832.6009 | 488881 | 0 | 0 | 0 | 0 | 128025.2243 | 0 | 0 | 0 | 0 | 0 | 0 | 3178599.1693 | 0 | 0 | 0 | 0 | 0 | 0 | 0 | 0 | 0 | 0 | 0 | 0 | 57166.2739 | 0 | 0 | 0 | 0 | 0 | 0 | 0 | 0 | 0 | 292250.2184 | 0 | 0 | 0 | 0 | 0 | 0 | 0 | 0 | 0
2016-09-27 02:00 | 0 | 0 | 0 | 0 | 0 | 417173.978 | 0 | 462918 | 0 | 0 | 0 | 0 | 57166.2739 | 0 | 0 | 0 | 0 | 0 | 0 | 3203714.0976 | 0 | 0 | 0 | 0 | 0 | 0 | 0 | 0 | 0 | 0 | 0 | 0 | -70858.9504 | 0 | 0 | 0 | 0 | 0 | 0 | 0 | 0 | 317365.1468 | 292250.2184 | 0 | 0 | 0 | 0 | 0 | 0 | 0 | 0 | 0
2016-09-27 03:00 | 0 | 0 | 0 | 0 | 0 | 212446.732 | 0 | 433838 | 0 | 0 | 0 | 0 | 128025.2243 | 0 | 0 | 0 | 0 | 0 | 0 | 2911463.8793 | 0 | 0 | 0 | 0 | 0 | 0 | 0 | 0 | 0 | 0 | 0 | 0 | 70858.9504 | 0 | 0 | 0 | 0 | 0 | 0 | 0 | 0 | 0 | 292250.2184 | 0 | 0 | 0 | 0 | 0 | 0 | 0 | 0 | 0
2016-09-27 04:00 | 0 | 0 | 0 | 0 | 0 | 419536.5898 | 0 | 403286 | 0 | 0 | 0 | 0 | 198884.1747 | 0 | 0 | 0 | 0 | 0 | 0 | 2856855.5186 | 0 | 0 | 0 | 0 | 0 | 0 | 0 | 0 | 0 | 0 | 0 | 0 | 70858.9504 | 0 | 0 | 0 | 0 | 0 | 0 | 0 | 0 | 237641.8578 | 292250.2184 | 0 | 0 | 0 | 0 | 0 | 0 | 0 | 0 | 0
2016-09-27 05:00 | 0 | 0 | 0 | 0 | 0 | 88296.7816 | 0 | 380547 | 0 | 0 | 0 | 0 | 198884.1747 | 0 | 0 | 0 | 0 | 0 | 0 | 2564605.3002 | 0 | 0 | 0 | 0 | 0 | 0 | 0 | 0 | 0 | 0 | 0 | 0 | 0 | 0 | 0 | 0 | 0 | 0 | 0 | 0 | 0 | 0 | 292250.2184 | 0 | 0 | 0 | 0 | 0 | 0 | 0 | 0 | 0
2016-09-27 06:00 | 0 | 0 | 0 | 0 | 0 | 1135.8312 | 0 | 364245 | 0 | 0 | 0 | 0 | 128025.2243 | 0 | 0 | 0 | 0 | 0 | 0 | 2272355.0819 | 0 | 0 | 0 | 0 | 0 | 0 | 0 | 0 | 0 | 0 | 0 | 0 | -70858.9504 | 0 | 0 | 0 | 0 | 0 | 0 | 0 | 0 | 0 | 292250.2184 | 0 | 0 | 0 | 0 | 0 | 0 | 0 | 0 | 0
2016-09-27 07:00 | 0 | 0 | 0 | 0 | 0 | 464502.772 | 0 | 354187 | 0 | 0 | 0 | 0 | 198884.1747 | 0 | 0 | 0 | 0 | 0 | 0 | 2311811.9035 | 0 | 0 | 0 | 0 | 0 | 0 | 0 | 0 | 0 | 0 | 0 | 0 | 70858.9504 | 0 | 0 | 0 | 0 | 0 | 0 | 0 | 0 | 331707.04 | 292250.2184 | 0 | 0 | 0 | 0 | 0 | 0 | 0 | 0 | 0
2016-09-27 08:00 | 0 | 0 | 0 | 0 | 0 | 391070.8216 | 0 | 351614 | 0 | 0 | 0 | 0 | 198884.1747 | 0 | 0 | 0 | 0 | 0 | 0 | 2351268.7251 | 0 | 0 | 0 | 0 | 0 | 0 | 0 | 0 | 0 | 0 | 0 | 0 | 0 | 0 | 0 | 0 | 0 | 0 | 0 | 0 | 0 | 331707.04 | 292250.2184 | 0 | 0 | 0 | 0 | 0 | 0 | 0 | 0 | 0
2016-09-27 09:00 | 0 | 0 | 0 | 0 | 0 | 399836.8216 | 0 | 360380 | 0 | 0 | 0 | 0 | 198884.1747 | 0 | 0 | 0 | 0 | 0 | 0 | 2390725.5467 | 0 | 0 | 0 | 0 | 0 | 0 | 0 | 0 | 0 | 0 | 0 | 0 | 0 | 0 | 0 | 0 | 0 | 0 | 0 | 0 | 0 | 331707.04 | 292250.2184 | 0 | 0 | 0 | 0 | 0 | 0 | 0 | 0 | 0
2016-09-27 10:00 | 0 | 0 | 0 | 0 | 0 | 21269.8312 | 0 | 384379 | 0 | 0 | 0 | 0 | 128025.2243 | 0 | 0 | 0 | 0 | 0 | 0 | 2098475.3283 | 0 | 0 | 0 | 0 | 0 | 0 | 0 | 0 | 0 | 0 | 0 | 0 | -70858.9504 | 0 | 0 | 0 | 0 | 0 | 0 | 0 | 0 | 0 | 292250.2184 | 0 | 0 | 0 | 0 | 0 | 0 | 0 | 0 | 0
2016-09-27 11:00 | 0 | 0 | 0 | 0 | 0 | 45014.8312 | 0 | 408124 | 0 | 0 | 0 | 0 | 57166.2739 | 0 | 0 | 0 | 0 | 0 | 0 | 1806225.1099 | 0 | 0 | 0 | 0 | 0 | 0 | 0 | 0 | 0 | 0 | 0 | 0 | -70858.9504 | 0 | 0 | 0 | 0 | 0 | 0 | 0 | 0 | 0 | 292250.2184 | 0 | 0 | 0 | 0 | 0 | 0 | 0 | 0 | 0
2016-09-27 12:00 | 0 | 0 | 0 | 0 | 0 | 403821.5477 | 0 | 421531 | 0 | 0 | 0 | 0 | 0 | 0 | 0 | 0 | 0 | 0 | 0 | 1845681.9315 | 0 | 0 | 0 | 0 | 0 | 0 | 0 | 0 | 0 | 0 | 0 | 0 | -57166.2739 | 0 | 0 | 0 | 0 | 0 | 0 | 0 | 0 | 331707.04 | 292250.2184 | 0 | 0 | 0 | 0 | 0 | 0 | 0 | 0 | 0
2016-09-27 13:00 | 0 | 0 | 0 | 0 | 0 | 341818.4026 | 42511.8487 | 436094 | 0 | 0 | 0 | 0 | 70858.9504 | 0 | 0 | 0 | 0 | 0 | 0 | 1723059.2324 | 0 | 0 | 0 | 0 | 0 | 0 | 0 | 0 | 0 | 0 | 0 | 0 | 70858.9504 | 0 | 0 | 0 | 0 | 0 | 0 | 0 | 0 | 169627.5193 | 292250.2184 | 0 | 0 | 0 | 0 | 0 | 0 | 0 | 0 | 0
2016-09-27 14:00 | 0 | 0 | 0 | 0 | 0 | 176467.8719 | 426335.1329 | 449971 | 0 | 0 | 0 | 0 | 128025.2243 | 0 | 0 | 0 | 0 | 0 | 0 | 1818724.9634 | 0 | 0 | 0 | 0 | 0 | 0 | 0 | 0 | 0 | 0 | 0 | 0 | 57166.2739 | 0 | 0 | 0 | 0 | 0 | 0 | 0 | 0 | 95665.731 | 0 | 0 | 0 | 0 | 0 | 0 | 0 | 0 | 0 | 0
2016-09-27 15:00 | 0 | 0 | 0 | 0 | 0 | 145470.8566 | 721573.1338 | 464478 | 0 | 0 | 0 | 0 | 198884.1747 | 0 | 0 | 0 | 0 | 0 | 0 | 2150432.0034 | 0 | 0 | 0 | 0 | 0 | 0 | 0 | 0 | 0 | 0 | 0 | 0 | 70858.9504 | 0 | 0 | 0 | 0 | 0 | 0 | 0 | 0 | 331707.04 | 0 | 0 | 0 | 0 | 0 | 0 | 0 | 0 | 0 | 0
2016-09-27 16:00 | 0 | 0 | 0 | 0 | 0 | 0 | 773542.1822 | 478113 | 0 | 0 | 0 | 0 | 198884.1747 | 0 | 0 | 0 | 0 | 0 | 0 | 2445861.1856 | 0 | 0 | 0 | 0 | 0 | 0 | 0 | 0 | 0 | 0 | 0 | 0 | 0 | 0 | 0 | 0 | 0 | 0 | 0 | 0 | 0 | 295429.1822 | 0 | 0 | 0 | 0 | 0 | 0 | 0 | 0 | 0 | 0
2016-09-27 17:00 | 0 | 0 | 0 | 0 | 0 | 0 | 768449.2965 | 490862 | 0 | 0 | 0 | 0 | 144764.4311 | 0 | 0 | 0 | 0 | 0 | 0 | 2777568.2256 | 0 | 0 | 0 | 0 | 0 | 0 | 0 | 0 | 0 | 0 | 0 | 0 | -54119.7435 | 0 | 0 | 0 | 0 | 0 | 0 | 0 | 0 | 331707.04 | 0 | 0 | 0 | 0 | 0 | 0 | 0 | 0 | 0 | 0
2016-09-27 18:00 | 0 | 0 | 0 | 0 | 0 | 0 | 752101.9231 | 502725 | 0 | 0 | 0 | 0 | 73905.4807 | 0 | 0 | 0 | 0 | 0 | 0 | 3097804.0991 | 0 | 0 | 0 | 0 | 0 | 0 | 0 | 0 | 0 | 0 | 0 | 0 | -70858.9504 | 0 | 0 | 0 | 0 | 0 | 0 | 0 | 0 | 320235.8735 | 0 | 0 | 0 | 0 | 0 | 0 | 0 | 0 | 0 | 0
2016-09-27 19:00 | 0 | 0 | 0 | 0 | 0 | 34210.1119 | 738556.9777 | 511919 | 0 | 0 | 0 | 0 | 3046.5303 | 0 | 0 | 0 | 0 | 0 | 0 | 3429511.1391 | 0 | 0 | 0 | 0 | 0 | 0 | 0 | 0 | 0 | 0 | 0 | 0 | -70858.9504 | 0 | 0 | 0 | 0 | 0 | 0 | 0 | 0 | 331707.04 | 0 | 0 | 0 | 0 | 0 | 0 | 0 | 0 | 0 | 0
2016-09-27 20:00 | 0 | 0 | 0 | 0 | 0 | 0 | 737196.919 | 518483 | 0 | 0 | 0 | 0 | 0 | 0 | 0 | 0 | 0 | 0 | 0 | 3651271.5884 | 0 | 0 | 0 | 0 | 0 | 0 | 0 | 0 | 0 | 0 | 0 | 0 | -3046.5303 | 0 | 0 | 0 | 0 | 0 | 0 | 0 | 0 | 221760.4493 | 0 | 0 | 0 | 0 | 0 | 0 | 0 | 0 | 0 | 0
2016-09-27 21:00 | 0 | 0 | 0 | 0 | 0 | 0 | 730225.0721 | 520523 | 0 | 0 | 0 | 0 | 70858.9504 | 0 | 0 | 0 | 0 | 0 | 0 | 3790114.7101 | 0 | 0 | 0 | 0 | 0 | 0 | 0 | 0 | 0 | 0 | 0 | 0 | 70858.9504 | 0 | 0 | 0 | 0 | 0 | 0 | 0 | 0 | 138843.1217 | 0 | 0 | 0 | 0 | 0 | 0 | 0 | 0 | 0 | 0
2016-09-27 22:00 | 0 | 0 | 0 | 0 | 0 | 0 | 690477.9013 | 516150 | 0 | 0 | 0 | 0 | 141717.9008 | 0 | 0 | 0 | 0 | 0 | 0 | 3893583.661 | 0 | 0 | 0 | 0 | 0 | 0 | 0 | 0 | 0 | 0 | 0 | 0 | 70858.9504 | 0 | 0 | 0 | 0 | 0 | 0 | 0 | 0 | 103468.9509 | 0 | 0 | 0 | 0 | 0 | 0 | 0 | 0 | 0 | 0
2016-09-27 23:00 | 0 | 0 | 0 | 0 | 0 | 0 | 552679.0174 | 514287 | 0 | 0 | 0 | 0 | 156905.2192 | 0 | 0 | 0 | 0 | 0 | 0 | 3916788.36 | 0 | 0 | 0 | 0 | 0 | 0 | 0 | 0 | 0 | 0 | 0 | 0 | 15187.3184 | 0 | 0 | 0 | 0 | 0 | 0 | 0 | 0 | 23204.699 | 0 | 0 | 0 | 0 | 0 | 0 | 0 | 0 | 0 | 0
2016-09-28 | 0 | 0 | 0 | 0 | 0 | 347690.8306 | 243097.9465 | 509353 | 0 | 0 | 0 | 0 | 198884.1747 | 0 | 0 | 0 | 0 | 0 | 0 | 3956245.1816 | 0 | 0 | 0 | 0 | 0 | 0 | 0 | 0 | 0 | 0 | 0 | 0 | 41978.9555 | 0 | 0 | 0 | 0 | 0 | 0 | 0 | 0 | 331707.04 | 292250.2184 | 0 | 0 | 0 | 0 | 0 | 0 | 0 | 0 | 0
2016-09-28 01:00 | 0 | 0 | 0 | 0 | 0 | 395055.4972 | 10173.6878 | 490346 | 0 | 0 | 0 | 0 | 128025.2243 | 0 | 0 | 0 | 0 | 0 | 0 | 3941987.3171 | 0 | 0 | 0 | 0 | 0 | 0 | 0 | 0 | 0 | 0 | 0 | 0 | -70858.9504 | 0 | 0 | 0 | 0 | 0 | 0 | 0 | 0 | 277992.3538 | 292250.2184 | 0 | 0 | 0 | 0 | 0 | 0 | 0 | 0 | 0
2016-09-28 02:00 | 0 | 0 | 0 | 0 | 0 | 431457.8712 | 0 | 462860 | 0 | 0 | 0 | 0 | 57166.2739 | 0 | 0 | 0 | 0 | 0 | 0 | 3981444.1387 | 0 | 0 | 0 | 0 | 0 | 0 | 0 | 0 | 0 | 0 | 0 | 0 | -70858.9504 | 0 | 0 | 0 | 0 | 0 | 0 | 0 | 0 | 331707.04 | 292250.2184 | 0 | 0 | 0 | 0 | 0 | 0 | 0 | 0 | 0
2016-09-28 03:00 | 0 | 0 | 0 | 0 | 0 | 208470.732 | 0 | 429862 | 0 | 0 | 0 | 0 | 128025.2243 | 0 | 0 | 0 | 0 | 0 | 0 | 3689193.9203 | 0 | 0 | 0 | 0 | 0 | 0 | 0 | 0 | 0 | 0 | 0 | 0 | 70858.9504 | 0 | 0 | 0 | 0 | 0 | 0 | 0 | 0 | 0 | 292250.2184 | 0 | 0 | 0 | 0 | 0 | 0 | 0 | 0 | 0
2016-09-28 04:00 | 0 | 0 | 0 | 0 | 0 | 178815.732 | 0 | 400207 | 0 | 0 | 0 | 0 | 198884.1747 | 0 | 0 | 0 | 0 | 0 | 0 | 3396943.7019 | 0 | 0 | 0 | 0 | 0 | 0 | 0 | 0 | 0 | 0 | 0 | 0 | 70858.9504 | 0 | 0 | 0 | 0 | 0 | 0 | 0 | 0 | 0 | 292250.2184 | 0 | 0 | 0 | 0 | 0 | 0 | 0 | 0 | 0
2016-09-28 05:00 | 0 | 0 | 0 | 0 | 0 | 416757.8216 | 0 | 377301 | 0 | 0 | 0 | 0 | 198884.1747 | 0 | 0 | 0 | 0 | 0 | 0 | 3436400.5235 | 0 | 0 | 0 | 0 | 0 | 0 | 0 | 0 | 0 | 0 | 0 | 0 | 0 | 0 | 0 | 0 | 0 | 0 | 0 | 0 | 0 | 331707.04 | 292250.2184 | 0 | 0 | 0 | 0 | 0 | 0 | 0 | 0 | 0
2016-09-28 06:00 | 0 | 0 | 0 | 0 | 0 | 330225.8712 | 0 | 361628 | 0 | 0 | 0 | 0 | 128025.2243 | 0 | 0 | 0 | 0 | 0 | 0 | 3475857.3452 | 0 | 0 | 0 | 0 | 0 | 0 | 0 | 0 | 0 | 0 | 0 | 0 | -70858.9504 | 0 | 0 | 0 | 0 | 0 | 0 | 0 | 0 | 331707.04 | 292250.2184 | 0 | 0 | 0 | 0 | 0 | 0 | 0 | 0 | 0
2016-09-28 07:00 | 0 | 0 | 0 | 0 | 0 | 129743.732 | 0 | 351135 | 0 | 0 | 0 | 0 | 198884.1747 | 0 | 0 | 0 | 0 | 0 | 0 | 3183607.1268 | 0 | 0 | 0 | 0 | 0 | 0 | 0 | 0 | 0 | 0 | 0 | 0 | 70858.9504 | 0 | 0 | 0 | 0 | 0 | 0 | 0 | 0 | 0 | 292250.2184 | 0 | 0 | 0 | 0 | 0 | 0 | 0 | 0 | 0
2016-09-28 08:00 | 0 | 0 | 0 | 0 | 0 | 0 | 0 | 348448 | 0 | 0 | 0 | 0 | 142686.3931 | 0 | 0 | 0 | 0 | 0 | 0 | 2891356.9084 | 0 | 0 | 0 | 0 | 0 | 0 | 0 | 0 | 0 | 0 | 0 | 0 | -56197.7816 | 0 | 0 | 0 | 0 | 0 | 0 | 0 | 0 | 0 | 292250.2184 | 0 | 0 | 0 | 0 | 0 | 0 | 0 | 0 | 0
2016-09-28 09:00 | 0 | 0 | 0 | 0 | 0 | 325830.8712 | 0 | 357233 | 0 | 0 | 0 | 0 | 71827.4427 | 0 | 0 | 0 | 0 | 0 | 0 | 2930813.73 | 0 | 0 | 0 | 0 | 0 | 0 | 0 | 0 | 0 | 0 | 0 | 0 | -70858.9504 | 0 | 0 | 0 | 0 | 0 | 0 | 0 | 0 | 331707.04 | 292250.2184 | 0 | 0 | 0 | 0 | 0 | 0 | 0 | 0 | 0
2016-09-28 10:00 | 0 | 0 | 0 | 0 | 0 | 87193.2894 | 0 | 380412 | 0 | 0 | 0 | 0 | 70858.9504 | 0 | 0 | 0 | 0 | 0 | 0 | 2638563.5116 | 0 | 0 | 0 | 0 | 0 | 0 | 0 | 0 | 0 | 0 | 0 | 0 | -968.4923 | 0 | 0 | 0 | 0 | 0 | 0 | 0 | 0 | 0 | 292250.2184 | 0 | 0 | 0 | 0 | 0 | 0 | 0 | 0 | 0
2016-09-28 11:00 | 0 | 0 | 0 | 0 | 0 | 41263.8312 | 0 | 404373 | 0 | 0 | 0 | 0 | 0 | 0 | 0 | 0 | 0 | 0 | 0 | 2346313.2932 | 0 | 0 | 0 | 0 | 0 | 0 | 0 | 0 | 0 | 0 | 0 | 0 | -70858.9504 | 0 | 0 | 0 | 0 | 0 | 0 | 0 | 0 | 0 | 292250.2184 | 0 | 0 | 0 | 0 | 0 | 0 | 0 | 0 | 0
2016-09-28 12:00 | 0 | 0 | 0 | 0 | 0 | 352706.6258 | 0 | 417225 | 0 | 0 | 0 | 0 | 70858.9504 | 0 | 0 | 0 | 0 | 0 | 0 | 2210935.9686 | 0 | 0 | 0 | 0 | 0 | 0 | 0 | 0 | 0 | 0 | 0 | 0 | 70858.9504 | 0 | 0 | 0 | 0 | 0 | 0 | 0 | 0 | 156872.8938 | 292250.2184 | 0 | 0 | 0 | 0 | 0 | 0 | 0 | 0 | 0
2016-09-28 13:00 | 0 | 0 | 0 | 0 | 0 | 203762.8867 | 48953.6608 | 433252 | 0 | 0 | 0 | 0 | 57166.2739 | 0 | 0 | 0 | 0 | 0 | 0 | 2044093.1926 | 0 | 0 | 0 | 0 | 0 | 0 | 0 | 0 | 0 | 0 | 0 | 0 | -13692.6765 | 0 | 0 | 0 | 0 | 0 | 0 | 0 | 0 | 125407.4424 | 292250.2184 | 0 | 0 | 0 | 0 | 0 | 0 | 0 | 0 | 0
2016-09-28 14:00 | 0 | 0 | 0 | 0 | 0 | 130255.4942 | 413949.0081 | 448706 | 0 | 0 | 0 | 0 | 128025.2243 | 0 | 0 | 0 | 0 | 0 | 0 | 2068732.7446 | 0 | 0 | 0 | 0 | 0 | 0 | 0 | 0 | 0 | 0 | 0 | 0 | 70858.9504 | 0 | 0 | 0 | 0 | 0 | 0 | 0 | 0 | 24639.5519 | 0 | 0 | 0 | 0 | 0 | 0 | 0 | 0 | 0 | 0
2016-09-28 15:00 | 0 | 0 | 0 | 0 | 0 | 0 | 694750.3187 | 463538 | 0 | 0 | 0 | 0 | 198884.1747 | 0 | 0 | 0 | 0 | 0 | 0 | 2229086.1129 | 0 | 0 | 0 | 0 | 0 | 0 | 0 | 0 | 0 | 0 | 0 | 0 | 70858.9504 | 0 | 0 | 0 | 0 | 0 | 0 | 0 | 0 | 160353.3683 | 0 | 0 | 0 | 0 | 0 | 0 | 0 | 0 | 0 | 0
2016-09-28 16:00 | 0 | 0 | 0 | 0 | 0 | 54944.6352 | 754845.4048 | 478083 | 0 | 0 | 0 | 0 | 198884.1747 | 0 | 0 | 0 | 0 | 0 | 0 | 2560793.1529 | 0 | 0 | 0 | 0 | 0 | 0 | 0 | 0 | 0 | 0 | 0 | 0 | 0 | 0 | 0 | 0 | 0 | 0 | 0 | 0 | 0 | 331707.04 | 0 | 0 | 0 | 0 | 0 | 0 | 0 | 0 | 0 | 0
2016-09-28 17:00 | 0 | 0 | 0 | 0 | 0 | 0 | 752462.3535 | 491792 | 0 | 0 | 0 | 0 | 128025.2243 | 0 | 0 | 0 | 0 | 0 | 0 | 2892322.4568 | 0 | 0 | 0 | 0 | 0 | 0 | 0 | 0 | 0 | 0 | 0 | 0 | -70858.9504 | 0 | 0 | 0 | 0 | 0 | 0 | 0 | 0 | 331529.3039 | 0 | 0 | 0 | 0 | 0 | 0 | 0 | 0 | 0 | 0
2016-09-28 18:00 | 0 | 0 | 0 | 0 | 0 | 160798.8067 | 733176.8742 | 503207 | 0 | 0 | 0 | 0 | 198884.1747 | 0 | 0 | 0 | 0 | 0 | 0 | 3212232.1873 | 0 | 0 | 0 | 0 | 0 | 0 | 0 | 0 | 0 | 0 | 0 | 0 | 70858.9504 | 0 | 0 | 0 | 0 | 0 | 0 | 0 | 0 | 319909.7305 | 0 | 0 | 0 | 0 | 0 | 0 | 0 | 0 | 0 | 0
2016-09-28 19:00 | 0 | 0 | 0 | 0 | 0 | 0 | 713115.1153 | 513287 | 0 | 0 | 0 | 0 | 128025.2243 | 0 | 0 | 0 | 0 | 0 | 0 | 3482919.253 | 0 | 0 | 0 | 0 | 0 | 0 | 0 | 0 | 0 | 0 | 0 | 0 | -70858.9504 | 0 | 0 | 0 | 0 | 0 | 0 | 0 | 0 | 270687.0657 | 0 | 0 | 0 | 0 | 0 | 0 | 0 | 0 | 0 | 0
2016-09-28 20:00 | 0 | 0 | 0 | 0 | 0 | 0 | 702331.6091 | 521245 | 0 | 0 | 0 | 0 | 57166.2739 | 0 | 0 | 0 | 0 | 0 | 0 | 3734864.8125 | 0 | 0 | 0 | 0 | 0 | 0 | 0 | 0 | 0 | 0 | 0 | 0 | -70858.9504 | 0 | 0 | 0 | 0 | 0 | 0 | 0 | 0 | 251945.5595 | 0 | 0 | 0 | 0 | 0 | 0 | 0 | 0 | 0 | 0
2016-09-28 21:00 | 0 | 0 | 0 | 0 | 0 | 0 | 674860.4204 | 525594 | 0 | 0 | 0 | 0 | 128025.2243 | 0 | 0 | 0 | 0 | 0 | 0 | 3813272.2825 | 0 | 0 | 0 | 0 | 0 | 0 | 0 | 0 | 0 | 0 | 0 | 0 | 70858.9504 | 0 | 0 | 0 | 0 | 0 | 0 | 0 | 0 | 78407.47 | 0 | 0 | 0 | 0 | 0 | 0 | 0 | 0 | 0 | 0
2016-09-28 22:00 | 0 | 0 | 0 | 0 | 0 | 0 | 607595.4135 | 522849 | 0 | 0 | 0 | 0 | 198884.1747 | 0 | 0 | 0 | 0 | 0 | 0 | 3827159.7456 | 0 | 0 | 0 | 0 | 0 | 0 | 0 | 0 | 0 | 0 | 0 | 0 | 70858.9504 | 0 | 0 | 0 | 0 | 0 | 0 | 0 | 0 | 13887.4631 | 0 | 0 | 0 | 0 | 0 | 0 | 0 | 0 | 0 | 0
2016-09-28 23:00 | 0 | 0 | 0 | 0 | 0 | 0 | 454292.4953 | 519181 | 0 | 0 | 0 | 0 | 198884.1747 | 0 | 0 | 0 | 0 | 0 | 0 | 3762271.2409 | 0 | 0 | 0 | 0 | 0 | 0 | 0 | 0 | 0 | 0 | 0 | 0 | 0 | 0 | 0 | 0 | 0 | 0 | 0 | 0 | 0 | 227361.7136 | 292250.2184 | 0 | 0 | 0 | 0 | 0 | 0 | 0 | 0 | 0
2016-09-29 | 0 | 0 | 0 | 0 | 0 | 0 | 179329.2296 | 510516 | 0 | 0 | 0 | 0 | 159947.6227 | 0 | 0 | 0 | 0 | 0 | 0 | 3470021.0225 | 0 | 0 | 0 | 0 | 0 | 0 | 0 | 0 | 0 | 0 | 0 | 0 | -38936.552 | 0 | 0 | 0 | 0 | 0 | 0 | 0 | 0 | 0 | 292250.2184 | 0 | 0 | 0 | 0 | 0 | 0 | 0 | 0 | 0
2016-09-29 01:00 | 0 | 0 | 0 | 0 | 0 | 157885.0826 | 8718.3006 | 490776 | 0 | 0 | 0 | 0 | 128025.2243 | 0 | 0 | 0 | 0 | 0 | 0 | 3177770.8041 | 0 | 0 | 0 | 0 | 0 | 0 | 0 | 0 | 0 | 0 | 0 | 0 | -31922.3984 | 0 | 0 | 0 | 0 | 0 | 0 | 0 | 0 | 0 | 292250.2184 | 0 | 0 | 0 | 0 | 0 | 0 | 0 | 0 | 0
2016-09-29 02:00 | 0 | 0 | 0 | 0 | 0 | 573901.772 | 0 | 463586 | 0 | 0 | 0 | 0 | 198884.1747 | 0 | 0 | 0 | 0 | 0 | 0 | 3217227.6257 | 0 | 0 | 0 | 0 | 0 | 0 | 0 | 0 | 0 | 0 | 0 | 0 | 70858.9504 | 0 | 0 | 0 | 0 | 0 | 0 | 0 | 0 | 331707.04 | 292250.2184 | 0 | 0 | 0 | 0 | 0 | 0 | 0 | 0 | 0
2016-09-29 03:00 | 0 | 0 | 0 | 0 | 0 | 360303.0496 | 0 | 431162 | 0 | 0 | 0 | 0 | 128025.2243 | 0 | 0 | 0 | 0 | 0 | 0 | 3217227.6257 | 0 | 0 | 0 | 0 | 0 | 0 | 0 | 0 | 0 | 0 | 0 | 0 | -70858.9504 | 0 | 0 | 0 | 0 | 0 | 0 | 0 | 0 | 0 | 0 | 0 | 0 | 0 | 0 | 0 | 0 | 0 | 0 | 0
2016-09-29 04:00 | 0 | 0 | 0 | 0 | 0 | 39281.8312 | 0 | 402391 | 0 | 0 | 0 | 0 | 57166.2739 | 0 | 0 | 0 | 0 | 0 | 0 | 2924977.4073 | 0 | 0 | 0 | 0 | 0 | 0 | 0 | 0 | 0 | 0 | 0 | 0 | -70858.9504 | 0 | 0 | 0 | 0 | 0 | 0 | 0 | 0 | 0 | 292250.2184 | 0 | 0 | 0 | 0 | 0 | 0 | 0 | 0 | 0
2016-09-29 05:00 | 0 | 0 | 0 | 0 | 0 | 490313.772 | 0 | 379998 | 0 | 0 | 0 | 0 | 128025.2243 | 0 | 0 | 0 | 0 | 0 | 0 | 2964434.2289 | 0 | 0 | 0 | 0 | 0 | 0 | 0 | 0 | 0 | 0 | 0 | 0 | 70858.9504 | 0 | 0 | 0 | 0 | 0 | 0 | 0 | 0 | 331707.04 | 292250.2184 | 0 | 0 | 0 | 0 | 0 | 0 | 0 | 0 | 0
2016-09-29 06:00 | 0 | 0 | 0 | 0 | 0 | 141608.732 | 0 | 363000 | 0 | 0 | 0 | 0 | 198884.1747 | 0 | 0 | 0 | 0 | 0 | 0 | 2672184.0106 | 0 | 0 | 0 | 0 | 0 | 0 | 0 | 0 | 0 | 0 | 0 | 0 | 70858.9504 | 0 | 0 | 0 | 0 | 0 | 0 | 0 | 0 | 0 | 292250.2184 | 0 | 0 | 0 | 0 | 0 | 0 | 0 | 0 | 0
2016-09-29 07:00 | 0 | 0 | 0 | 0 | 0 | 391662.8216 | 0 | 352206 | 0 | 0 | 0 | 0 | 198884.1747 | 0 | 0 | 0 | 0 | 0 | 0 | 2711640.8322 | 0 | 0 | 0 | 0 | 0 | 0 | 0 | 0 | 0 | 0 | 0 | 0 | 0 | 0 | 0 | 0 | 0 | 0 | 0 | 0 | 0 | 331707.04 | 292250.2184 | 0 | 0 | 0 | 0 | 0 | 0 | 0 | 0 | 0
2016-09-29 08:00 | 0 | 0 | 0 | 0 | 0 | 0 | 0 | 349223 | 0 | 0 | 0 | 0 | 128025.2243 | 0 | 0 | 0 | 0 | 0 | 0 | 2433276.7826 | 0 | 0 | 0 | 0 | 0 | 0 | 0 | 0 | 0 | 0 | 0 | 0 | -70858.9504 | 0 | 0 | 0 | 0 | 0 | 0 | 0 | 0 | 13886.1688 | 292250.2184 | 0 | 0 | 0 | 0 | 0 | 0 | 0 | 0 | 0
2016-09-29 09:00 | 0 | 0 | 0 | 0 | 0 | 79140.4581 | 0 | 357698 | 0 | 0 | 0 | 0 | 141717.9008 | 0 | 0 | 0 | 0 | 0 | 0 | 2141026.5642 | 0 | 0 | 0 | 0 | 0 | 0 | 0 | 0 | 0 | 0 | 0 | 0 | 13692.6765 | 0 | 0 | 0 | 0 | 0 | 0 | 0 | 0 | 0 | 292250.2184 | 0 | 0 | 0 | 0 | 0 | 0 | 0 | 0 | 0
2016-09-29 10:00 | 0 | 0 | 0 | 0 | 0 | 17719.8312 | 0 | 380829 | 0 | 0 | 0 | 0 | 70858.9504 | 0 | 0 | 0 | 0 | 0 | 0 | 1848776.3458 | 0 | 0 | 0 | 0 | 0 | 0 | 0 | 0 | 0 | 0 | 0 | 0 | -70858.9504 | 0 | 0 | 0 | 0 | 0 | 0 | 0 | 0 | 0 | 292250.2184 | 0 | 0 | 0 | 0 | 0 | 0 | 0 | 0 | 0
2016-09-29 11:00 | 0 | 0 | 0 | 0 | 0 | 360841.7039 | 0 | 405282 | 0 | 0 | 0 | 0 | 0 | 0 | 0 | 0 | 0 | 0 | 0 | 1875195.0001 | 0 | 0 | 0 | 0 | 0 | 0 | 0 | 0 | 0 | 0 | 0 | 0 | -70858.9504 | 0 | 0 | 0 | 0 | 0 | 0 | 0 | 0 | 318668.8727 | 292250.2184 | 0 | 0 | 0 | 0 | 0 | 0 | 0 | 0 | 0
2016-09-29 12:00 | 0 | 0 | 0 | 0 | 0 | 339470.2571 | 0 | 418930 | 0 | 0 | 0 | 0 | 0 | 0 | 0 | 0 | 0 | 0 | 0 | 1795735.2572 | 0 | 0 | 0 | 0 | 0 | 0 | 0 | 0 | 0 | 0 | 0 | 0 | 0 | 0 | 0 | 0 | 0 | 0 | 0 | 0 | 0 | 212790.4755 | 292250.2184 | 0 | 0 | 0 | 0 | 0 | 0 | 0 | 0 | 0
2016-09-29 13:00 | 0 | 0 | 0 | 0 | 0 | 214452.812 | 44758.5576 | 433174 | 0 | 0 | 0 | 0 | 0 | 0 | 0 | 0 | 0 | 0 | 0 | 1621772.6269 | 0 | 0 | 0 | 0 | 0 | 0 | 0 | 0 | 0 | 0 | 0 | 0 | 0 | 0 | 0 | 0 | 0 | 0 | 0 | 0 | 0 | 118287.588 | 292250.2184 | 0 | 0 | 0 | 0 | 0 | 0 | 0 | 0 | 0
2016-09-29 14:00 | 0 | 0 | 0 | 0 | 0 | 142823.6991 | 377639.4677 | 446476 | 0 | 0 | 0 | 0 | 70858.9504 | 0 | 0 | 0 | 0 | 0 | 0 | 1624900.8433 | 0 | 0 | 0 | 0 | 0 | 0 | 0 | 0 | 0 | 0 | 0 | 0 | 70858.9504 | 0 | 0 | 0 | 0 | 0 | 0 | 0 | 0 | 295378.4348 | 292250.2184 | 0 | 0 | 0 | 0 | 0 | 0 | 0 | 0 | 0
2016-09-29 15:00 | 0 | 0 | 0 | 0 | 0 | 0 | 617960.7734 | 457915 | 0 | 0 | 0 | 0 | 70858.9504 | 0 | 0 | 0 | 0 | 0 | 0 | 1784946.6167 | 0 | 0 | 0 | 0 | 0 | 0 | 0 | 0 | 0 | 0 | 0 | 0 | 0 | 0 | 0 | 0 | 0 | 0 | 0 | 0 | 0 | 160045.7734 | 0 | 0 | 0 | 0 | 0 | 0 | 0 | 0 | 0 | 0
2016-09-29 16:00 | 0 | 0 | 0 | 0 | 0 | 0 | 696076.2389 | 467097 | 0 | 0 | 0 | 0 | 0 | 0 | 0 | 0 | 0 | 0 | 0 | 2084784.8059 | 0 | 0 | 0 | 0 | 0 | 0 | 0 | 0 | 0 | 0 | 0 | 0 | -70858.9504 | 0 | 0 | 0 | 0 | 0 | 0 | 0 | 0 | 299838.1893 | 0 | 0 | 0 | 0 | 0 | 0 | 0 | 0 | 0 | 0
2016-09-29 17:00 | 0 | 0 | 0 | 0 | 0 | 0 | 695542.9516 | 476837 | 0 | 0 | 0 | 0 | 0 | 0 | 0 | 0 | 0 | 0 | 0 | 2303490.7576 | 0 | 0 | 0 | 0 | 0 | 0 | 0 | 0 | 0 | 0 | 0 | 0 | 0 | 0 | 0 | 0 | 0 | 0 | 0 | 0 | 0 | 218705.9516 | 0 | 0 | 0 | 0 | 0 | 0 | 0 | 0 | 0 | 0
2016-09-29 18:00 | 0 | 0 | 0 | 0 | 0 | 0 | 666819.8479 | 484414 | 0 | 0 | 0 | 0 | 70858.9504 | 0 | 0 | 0 | 0 | 0 | 0 | 2415037.6551 | 0 | 0 | 0 | 0 | 0 | 0 | 0 | 0 | 0 | 0 | 0 | 0 | 70858.9504 | 0 | 0 | 0 | 0 | 0 | 0 | 0 | 0 | 111546.8975 | 0 | 0 | 0 | 0 | 0 | 0 | 0 | 0 | 0 | 0
2016-09-29 19:00 | 0 | 0 | 0 | 0 | 0 | 0 | 639887.1747 | 490997 | 0 | 0 | 0 | 0 | 0 | 0 | 0 | 0 | 0 | 0 | 0 | 2634786.7802 | 0 | 0 | 0 | 0 | 0 | 0 | 0 | 0 | 0 | 0 | 0 | 0 | -70858.9504 | 0 | 0 | 0 | 0 | 0 | 0 | 0 | 0 | 219749.1251 | 0 | 0 | 0 | 0 | 0 | 0 | 0 | 0 | 0 | 0
2016-09-29 20:00 | 0 | 0 | 0 | 0 | 0 | 0 | 624635.135 | 496619 | 0 | 0 | 0 | 0 | 57166.2739 | 0 | 0 | 0 | 0 | 0 | 0 | 2705636.6413 | 0 | 0 | 0 | 0 | 0 | 0 | 0 | 0 | 0 | 0 | 0 | 0 | 57166.2739 | 0 | 0 | 0 | 0 | 0 | 0 | 0 | 0 | 70849.8612 | 0 | 0 | 0 | 0 | 0 | 0 | 0 | 0 | 0 | 0
2016-09-29 21:00 | 0 | 0 | 0 | 0 | 0 | 0 | 594801.5904 | 498650 | 0 | 0 | 0 | 0 | 128025.2243 | 0 | 0 | 0 | 0 | 0 | 0 | 2730929.2813 | 0 | 0 | 0 | 0 | 0 | 0 | 0 | 0 | 0 | 0 | 0 | 0 | 70858.9504 | 0 | 0 | 0 | 0 | 0 | 0 | 0 | 0 | 25292.64 | 0 | 0 | 0 | 0 | 0 | 0 | 0 | 0 | 0 | 0
2016-09-29 22:00 | 0 | 0 | 0 | 0 | 0 | 0 | 542600.383 | 496050 | 0 | 0 | 0 | 0 | 57166.2739 | 0 | 0 | 0 | 0 | 0 | 0 | 2848338.6147 | 0 | 0 | 0 | 0 | 0 | 0 | 0 | 0 | 0 | 0 | 0 | 0 | -70858.9504 | 0 | 0 | 0 | 0 | 0 | 0 | 0 | 0 | 117409.3334 | 0 | 0 | 0 | 0 | 0 | 0 | 0 | 0 | 0 | 0
2016-09-29 23:00 | 0 | 0 | 0 | 0 | 0 | 142386.2331 | 423519.7173 | 495047 | 0 | 0 | 0 | 0 | 128025.2243 | 0 | 0 | 0 | 0 | 0 | 0 | 2848338.6147 | 0 | 0 | 0 | 0 | 0 | 0 | 0 | 0 | 0 | 0 | 0 | 0 | 70858.9504 | 0 | 0 | 0 | 0 | 0 | 0 | 0 | 0 | 0 | 0 | 0 | 0 | 0 | 0 | 0 | 0 | 0 | 0 | 0
2016-09-30 | 0 | 0 | 0 | 0 | 0 | 0 | 191545.1505 | 490559 | 0 | 0 | 0 | 0 | 57166.2739 | 0 | 0 | 0 | 0 | 0 | 0 | 2620183.7156 | 0 | 0 | 0 | 0 | 0 | 0 | 0 | 0 | 0 | 0 | 0 | 0 | -70858.9504 | 0 | 0 | 0 | 0 | 0 | 0 | 0 | 0 | 64095.3193 | 292250.2184 | 0 | 0 | 0 | 0 | 0 | 0 | 0 | 0 | 0
2016-09-30 01:00 | 0 | 0 | 0 | 0 | 0 | 245416.5451 | 7315.1869 | 474123 | 0 | 0 | 0 | 0 | 128025.2243 | 0 | 0 | 0 | 0 | 0 | 0 | 2327933.4972 | 0 | 0 | 0 | 0 | 0 | 0 | 0 | 0 | 0 | 0 | 0 | 0 | 70858.9504 | 0 | 0 | 0 | 0 | 0 | 0 | 0 | 0 | 0 | 292250.2184 | 0 | 0 | 0 | 0 | 0 | 0 | 0 | 0 | 0
2016-09-30 02:00 | 0 | 0 | 0 | 0 | 0 | 559584.772 | 0 | 449269 | 0 | 0 | 0 | 0 | 198884.1747 | 0 | 0 | 0 | 0 | 0 | 0 | 2367390.3188 | 0 | 0 | 0 | 0 | 0 | 0 | 0 | 0 | 0 | 0 | 0 | 0 | 70858.9504 | 0 | 0 | 0 | 0 | 0 | 0 | 0 | 0 | 331707.04 | 292250.2184 | 0 | 0 | 0 | 0 | 0 | 0 | 0 | 0 | 0
2016-09-30 03:00 | 0 | 0 | 0 | 0 | 0 | 458084.8216 | 0 | 418628 | 0 | 0 | 0 | 0 | 198884.1747 | 0 | 0 | 0 | 0 | 0 | 0 | 2406847.1404 | 0 | 0 | 0 | 0 | 0 | 0 | 0 | 0 | 0 | 0 | 0 | 0 | 0 | 0 | 0 | 0 | 0 | 0 | 0 | 0 | 0 | 331707.04 | 292250.2184 | 0 | 0 | 0 | 0 | 0 | 0 | 0 | 0 | 0
2016-09-30 04:00 | 0 | 0 | 0 | 0 | 0 | 27242.8312 | 0 | 390352 | 0 | 0 | 0 | 0 | 128025.2243 | 0 | 0 | 0 | 0 | 0 | 0 | 2114596.922 | 0 | 0 | 0 | 0 | 0 | 0 | 0 | 0 | 0 | 0 | 0 | 0 | -70858.9504 | 0 | 0 | 0 | 0 | 0 | 0 | 0 | 0 | 0 | 292250.2184 | 0 | 0 | 0 | 0 | 0 | 0 | 0 | 0 | 0
2016-09-30 05:00 | 0 | 0 | 0 | 0 | 0 | 479754.772 | 0 | 369439 | 0 | 0 | 0 | 0 | 198884.1747 | 0 | 0 | 0 | 0 | 0 | 0 | 2154053.7436 | 0 | 0 | 0 | 0 | 0 | 0 | 0 | 0 | 0 | 0 | 0 | 0 | 70858.9504 | 0 | 0 | 0 | 0 | 0 | 0 | 0 | 0 | 331707.04 | 292250.2184 | 0 | 0 | 0 | 0 | 0 | 0 | 0 | 0 | 0
2016-09-30 06:00 | 0 | 0 | 0 | 0 | 0 | 63344.7816 | 0 | 355595 | 0 | 0 | 0 | 0 | 198884.1747 | 0 | 0 | 0 | 0 | 0 | 0 | 1861803.5253 | 0 | 0 | 0 | 0 | 0 | 0 | 0 | 0 | 0 | 0 | 0 | 0 | 0 | 0 | 0 | 0 | 0 | 0 | 0 | 0 | 0 | 0 | 292250.2184 | 0 | 0 | 0 | 0 | 0 | 0 | 0 | 0 | 0
2016-09-30 07:00 | 0 | 0 | 0 | 0 | 0 | 0 | 0 | 346003 | 0 | 0 | 0 | 0 | 128025.2243 | 0 | 0 | 0 | 0 | 0 | 0 | 1586659.4757 | 0 | 0 | 0 | 0 | 0 | 0 | 0 | 0 | 0 | 0 | 0 | 0 | -70858.9504 | 0 | 0 | 0 | 0 | 0 | 0 | 0 | 0 | 17106.1688 | 292250.2184 | 0 | 0 | 0 | 0 | 0 | 0 | 0 | 0 | 0
2016-09-30 08:00 | 0 | 0 | 0 | 0 | 0 | 121872.732 | 0 | 343264 | 0 | 0 | 0 | 0 | 198884.1747 | 0 | 0 | 0 | 0 | 0 | 0 | 1294409.2573 | 0 | 0 | 0 | 0 | 0 | 0 | 0 | 0 | 0 | 0 | 0 | 0 | 70858.9504 | 0 | 0 | 0 | 0 | 0 | 0 | 0 | 0 | 0 | 292250.2184 | 0 | 0 | 0 | 0 | 0 | 0 | 0 | 0 | 0
2016-09-30 09:00 | 0 | 0 | 0 | 0 | 0 | 333762.5477 | 0 | 351472 | 0 | 0 | 0 | 0 | 141717.9008 | 0 | 0 | 0 | 0 | 0 | 0 | 1333866.0789 | 0 | 0 | 0 | 0 | 0 | 0 | 0 | 0 | 0 | 0 | 0 | 0 | -57166.2739 | 0 | 0 | 0 | 0 | 0 | 0 | 0 | 0 | 331707.04 | 292250.2184 | 0 | 0 | 0 | 0 | 0 | 0 | 0 | 0 | 0
2016-09-30 10:00 | 0 | 0 | 0 | 0 | 0 | 9760.8312 | 0 | 372870 | 0 | 0 | 0 | 0 | 70858.9504 | 0 | 0 | 0 | 0 | 0 | 0 | 1041615.8605 | 0 | 0 | 0 | 0 | 0 | 0 | 0 | 0 | 0 | 0 | 0 | 0 | -70858.9504 | 0 | 0 | 0 | 0 | 0 | 0 | 0 | 0 | 0 | 292250.2184 | 0 | 0 | 0 | 0 | 0 | 0 | 0 | 0 | 0
2016-09-30 11:00 | 0 | 0 | 0 | 0 | 0 | 320099.808 | 0 | 396585 | 0 | 0 | 0 | 0 | 0 | 0 | 0 | 0 | 0 | 0 | 0 | 1035989.6189 | 0 | 0 | 0 | 0 | 0 | 0 | 0 | 0 | 0 | 0 | 0 | 0 | -70858.9504 | 0 | 0 | 0 | 0 | 0 | 0 | 0 | 0 | 286623.9768 | 292250.2184 | 0 | 0 | 0 | 0 | 0 | 0 | 0 | 0 | 0
2016-09-30 12:00 | 0 | 0 | 0 | 0 | 0 | 305122.4426 | 0 | 410605 | 0 | 0 | 0 | 0 | 0 | 0 | 0 | 0 | 0 | 0 | 0 | 930507.0615 | 0 | 0 | 0 | 0 | 0 | 0 | 0 | 0 | 0 | 0 | 0 | 0 | 0 | 0 | 0 | 0 | 0 | 0 | 0 | 0 | 0 | 186767.661 | 292250.2184 | 0 | 0 | 0 | 0 | 0 | 0 | 0 | 0 | 0
2016-09-30 13:00 | 0 | 0 | 0 | 0 | 0 | 222404.0991 | 29201.5747 | 425358 | 0 | 0 | 0 | 0 | 70858.9504 | 0 | 0 | 0 | 0 | 0 | 0 | 685895.7849 | 0 | 0 | 0 | 0 | 0 | 0 | 0 | 0 | 0 | 0 | 0 | 0 | 70858.9504 | 0 | 0 | 0 | 0 | 0 | 0 | 0 | 0 | 47638.9418 | 292250.2184 | 0 | 0 | 0 | 0 | 0 | 0 | 0 | 0 | 0
2016-09-30 14:00 | 0 | 0 | 0 | 0 | 0 | 155410.0134 | 300883.2936 | 438424 | 0 | 0 | 0 | 0 | 128025.2243 | 0 | 0 | 0 | 0 | 0 | 0 | 646598.8179 | 0 | 0 | 0 | 0 | 0 | 0 | 0 | 0 | 0 | 0 | 0 | 0 | 57166.2739 | 0 | 0 | 0 | 0 | 0 | 0 | 0 | 0 | 252953.2515 | 292250.2184 | 0 | 0 | 0 | 0 | 0 | 0 | 0 | 0 | 0
2016-09-30 15:00 | 0 | 0 | 0 | 0 | 0 | 0 | 586835.4273 | 449478 | 0 | 0 | 0 | 0 | 198884.1747 | 0 | 0 | 0 | 0 | 0 | 0 | 713097.2948 | 0 | 0 | 0 | 0 | 0 | 0 | 0 | 0 | 0 | 0 | 0 | 0 | 70858.9504 | 0 | 0 | 0 | 0 | 0 | 0 | 0 | 0 | 66498.4769 | 0 | 0 | 0 | 0 | 0 | 0 | 0 | 0 | 0 | 0
2016-09-30 16:00 | 0 | 0 | 0 | 0 | 0 | 0 | 696211.3467 | 458534 | 0 | 0 | 0 | 0 | 128025.2243 | 0 | 0 | 0 | 0 | 0 | 0 | 1021633.592 | 0 | 0 | 0 | 0 | 0 | 0 | 0 | 0 | 0 | 0 | 0 | 0 | -70858.9504 | 0 | 0 | 0 | 0 | 0 | 0 | 0 | 0 | 308536.2971 | 0 | 0 | 0 | 0 | 0 | 0 | 0 | 0 | 0 | 0
2016-09-30 17:00 | 0 | 0 | 0 | 0 | 0 | 93648.4067 | 704962.6333 | 466904 | 0 | 0 | 0 | 0 | 128025.2243 | 0 | 0 | 0 | 0 | 0 | 0 | 1353340.632 | 0 | 0 | 0 | 0 | 0 | 0 | 0 | 0 | 0 | 0 | 0 | 0 | 0 | 0 | 0 | 0 | 0 | 0 | 0 | 0 | 0 | 331707.04 | 0 | 0 | 0 | 0 | 0 | 0 | 0 | 0 | 0 | 0
2016-09-30 18:00 | 0 | 0 | 0 | 0 | 0 | 0 | 690419.545 | 473293 | 0 | 0 | 0 | 0 | 198884.1747 | 0 | 0 | 0 | 0 | 0 | 0 | 1499608.2266 | 0 | 0 | 0 | 0 | 0 | 0 | 0 | 0 | 0 | 0 | 0 | 0 | 70858.9504 | 0 | 0 | 0 | 0 | 0 | 0 | 0 | 0 | 146267.5946 | 0 | 0 | 0 | 0 | 0 | 0 | 0 | 0 | 0 | 0
2016-09-30 19:00 | 0 | 0 | 0 | 0 | 0 | 0 | 679840.3604 | 477889 | 0 | 0 | 0 | 0 | 128025.2243 | 0 | 0 | 0 | 0 | 0 | 0 | 1772418.5374 | 0 | 0 | 0 | 0 | 0 | 0 | 0 | 0 | 0 | 0 | 0 | 0 | -70858.9504 | 0 | 0 | 0 | 0 | 0 | 0 | 0 | 0 | 272810.3108 | 0 | 0 | 0 | 0 | 0 | 0 | 0 | 0 | 0 | 0
2016-09-30 20:00 | 0 | 0 | 0 | 0 | 0 | 0 | 683059.0849 | 481571 | 0 | 0 | 0 | 0 | 57166.2739 | 0 | 0 | 0 | 0 | 0 | 0 | 2044765.5726 | 0 | 0 | 0 | 0 | 0 | 0 | 0 | 0 | 0 | 0 | 0 | 0 | -70858.9504 | 0 | 0 | 0 | 0 | 0 | 0 | 0 | 0 | 272347.0353 | 0 | 0 | 0 | 0 | 0 | 0 | 0 | 0 | 0 | 0
2016-09-30 21:00 | 0 | 0 | 0 | 0 | 0 | 0 | 681203.8123 | 481980 | 0 | 0 | 0 | 0 | 128025.2243 | 0 | 0 | 0 | 0 | 0 | 0 | 2173130.4345 | 0 | 0 | 0 | 0 | 0 | 0 | 0 | 0 | 0 | 0 | 0 | 0 | 70858.9504 | 0 | 0 | 0 | 0 | 0 | 0 | 0 | 0 | 128364.8619 | 0 | 0 | 0 | 0 | 0 | 0 | 0 | 0 | 0 | 0
2016-09-30 22:00 | 0 | 0 | 0 | 0 | 0 | 0 | 652472.6332 | 477094 | 0 | 0 | 0 | 0 | 198884.1747 | 0 | 0 | 0 | 0 | 0 | 0 | 2277650.1173 | 0 | 0 | 0 | 0 | 0 | 0 | 0 | 0 | 0 | 0 | 0 | 0 | 70858.9504 | 0 | 0 | 0 | 0 | 0 | 0 | 0 | 0 | 104519.6828 | 0 | 0 | 0 | 0 | 0 | 0 | 0 | 0 | 0 | 0
2016-09-30 23:00 | 0 | 0 | 0 | 0 | 0 | 0 | 533533.4238 | 471788 | 0 | 0 | 0 | 0 | 198884.1747 | 0 | 0 | 0 | 0 | 0 | 0 | 2339395.5411 | 0 | 0 | 0 | 0 | 0 | 0 | 0 | 0 | 0 | 0 | 0 | 0 | 0 | 0 | 0 | 0 | 0 | 0 | 0 | 0 | 0 | 61745.4238 | 0 | 0 | 0 | 0 | 0 | 0 | 0 | 0 | 0 | 0
2016-10-01 | 0 | 0 | 0 | 0 | 0 | 0 | 255175.1439 | 464160 | 0 | 0 | 0 | 0 | 128025.2243 | 0 | 0 | 0 | 0 | 0 | 0 | 2201269.6353 | 0 | 0 | 0 | 0 | 0 | 0 | 0 | 0 | 0 | 0 | 0 | 0 | -70858.9504 | 0 | 0 | 0 | 0 | 0 | 0 | 0 | 0 | 154124.3127 | 292250.2184 | 0 | 0 | 0 | 0 | 0 | 0 | 0 | 0 | 0
2016-10-01 01:00 | 0 | 0 | 0 | 0 | 0 | 481597.5843 | 14973.7034 | 449071 | 0 | 0 | 0 | 0 | 198884.1747 | 0 | 0 | 0 | 0 | 0 | 0 | 2177910.9727 | 0 | 0 | 0 | 0 | 0 | 0 | 0 | 0 | 0 | 0 | 0 | 0 | 70858.9504 | 0 | 0 | 0 | 0 | 0 | 0 | 0 | 0 | 268891.5557 | 292250.2184 | 0 | 0 | 0 | 0 | 0 | 0 | 0 | 0 | 0
2016-10-01 02:00 | 0 | 0 | 0 | 0 | 0 | 66506.8312 | 0 | 429616 | 0 | 0 | 0 | 0 | 128025.2243 | 0 | 0 | 0 | 0 | 0 | 0 | 1885660.7543 | 0 | 0 | 0 | 0 | 0 | 0 | 0 | 0 | 0 | 0 | 0 | 0 | -70858.9504 | 0 | 0 | 0 | 0 | 0 | 0 | 0 | 0 | 0 | 292250.2184 | 0 | 0 | 0 | 0 | 0 | 0 | 0 | 0 | 0
2016-10-01 03:00 | 0 | 0 | 0 | 0 | 0 | 449578.8509 | 0 | 403733 | 0 | 0 | 0 | 0 | 198884.1747 | 0 | 0 | 0 | 0 | 0 | 0 | 1860647.6548 | 0 | 0 | 0 | 0 | 0 | 0 | 0 | 0 | 0 | 0 | 0 | 0 | 70858.9504 | 0 | 0 | 0 | 0 | 0 | 0 | 0 | 0 | 267237.1189 | 292250.2184 | 0 | 0 | 0 | 0 | 0 | 0 | 0 | 0 | 0
2016-10-01 04:00 | 0 | 0 | 0 | 0 | 0 | 400425.946 | 0 | 379347 | 0 | 0 | 0 | 0 | 180506.2991 | 0 | 0 | 0 | 0 | 0 | 0 | 1900104.4764 | 0 | 0 | 0 | 0 | 0 | 0 | 0 | 0 | 0 | 0 | 0 | 0 | -18377.8756 | 0 | 0 | 0 | 0 | 0 | 0 | 0 | 0 | 331707.04 | 292250.2184 | 0 | 0 | 0 | 0 | 0 | 0 | 0 | 0 | 0
2016-10-01 05:00 | 0 | 0 | 0 | 0 | 0 | 0 | 0 | 360029 | 0 | 0 | 0 | 0 | 109647.3487 | 0 | 0 | 0 | 0 | 0 | 0 | 1610934.4268 | 0 | 0 | 0 | 0 | 0 | 0 | 0 | 0 | 0 | 0 | 0 | 0 | -70858.9504 | 0 | 0 | 0 | 0 | 0 | 0 | 0 | 0 | 3080.1688 | 292250.2184 | 0 | 0 | 0 | 0 | 0 | 0 | 0 | 0 | 0
2016-10-01 06:00 | 0 | 0 | 0 | 0 | 0 | 124565.732 | 0 | 345957 | 0 | 0 | 0 | 0 | 180506.2991 | 0 | 0 | 0 | 0 | 0 | 0 | 1318684.2084 | 0 | 0 | 0 | 0 | 0 | 0 | 0 | 0 | 0 | 0 | 0 | 0 | 70858.9504 | 0 | 0 | 0 | 0 | 0 | 0 | 0 | 0 | 0 | 292250.2184 | 0 | 0 | 0 | 0 | 0 | 0 | 0 | 0 | 0
2016-10-01 07:00 | 0 | 0 | 0 | 0 | 0 | 0 | 0 | 335981 | 0 | 0 | 0 | 0 | 109647.3487 | 0 | 0 | 0 | 0 | 0 | 0 | 1053562.1588 | 0 | 0 | 0 | 0 | 0 | 0 | 0 | 0 | 0 | 0 | 0 | 0 | -70858.9504 | 0 | 0 | 0 | 0 | 0 | 0 | 0 | 0 | 27128.1688 | 292250.2184 | 0 | 0 | 0 | 0 | 0 | 0 | 0 | 0 | 0
2016-10-01 08:00 | 0 | 0 | 0 | 0 | 0 | 257537.503 | 0 | 330386 | 0 | 0 | 0 | 0 | 180506.2991 | 0 | 0 | 0 | 0 | 0 | 0 | 909854.7114 | 0 | 0 | 0 | 0 | 0 | 0 | 0 | 0 | 0 | 0 | 0 | 0 | 70858.9504 | 0 | 0 | 0 | 0 | 0 | 0 | 0 | 0 | 148542.771 | 292250.2184 | 0 | 0 | 0 | 0 | 0 | 0 | 0 | 0 | 0
2016-10-01 09:00 | 0 | 0 | 0 | 0 | 0 | 239811.8525 | 0 | 329674 | 0 | 0 | 0 | 0 | 141717.9008 | 0 | 0 | 0 | 0 | 0 | 0 | 858780.9622 | 0 | 0 | 0 | 0 | 0 | 0 | 0 | 0 | 0 | 0 | 0 | 0 | -38788.3983 | 0 | 0 | 0 | 0 | 0 | 0 | 0 | 0 | 241176.4691 | 292250.2184 | 0 | 0 | 0 | 0 | 0 | 0 | 0 | 0 | 0
2016-10-01 10:00 | 0 | 0 | 0 | 0 | 0 | 0 | 0 | 335756 | 0 | 0 | 0 | 0 | 70858.9504 | 0 | 0 | 0 | 0 | 0 | 0 | 593883.9126 | 0 | 0 | 0 | 0 | 0 | 0 | 0 | 0 | 0 | 0 | 0 | 0 | -70858.9504 | 0 | 0 | 0 | 0 | 0 | 0 | 0 | 0 | 27353.1688 | 292250.2184 | 0 | 0 | 0 | 0 | 0 | 0 | 0 | 0 | 0
2016-10-01 11:00 | 0 | 0 | 0 | 0 | 0 | 0 | 0 | 344879 | 0 | 0 | 0 | 0 | 0 | 0 | 0 | 0 | 0 | 0 | 0 | 319863.863 | 0 | 0 | 0 | 0 | 0 | 0 | 0 | 0 | 0 | 0 | 0 | 0 | -70858.9504 | 0 | 0 | 0 | 0 | 0 | 0 | 0 | 0 | 18230.1688 | 292250.2184 | 0 | 0 | 0 | 0 | 0 | 0 | 0 | 0 | 0
2016-10-01 12:00 | 0 | 0 | 0 | 0 | 0 | 220424.1178 | 0 | 358481 | 0 | 0 | 0 | 0 | 0 | 0 | 0 | 0 | 0 | 0 | 0 | 181806.9807 | 0 | 0 | 0 | 0 | 0 | 0 | 0 | 0 | 0 | 0 | 0 | 0 | 0 | 0 | 0 | 0 | 0 | 0 | 0 | 0 | 0 | 154193.3361 | 292250.2184 | 0 | 0 | 0 | 0 | 0 | 0 | 0 | 0 | 0
2016-10-01 13:00 | 0 | 0 | 0 | 0 | 0 | 153028.9588 | 40465.0605 | 375301 | 0 | 0 | 0 | 0 | 0 | 0 | 0 | 0 | 0 | 0 | 0 | 0 | 0 | 0 | 0 | 0 | 0 | 0 | 0 | 0 | 0 | 0 | 0 | 0 | 0 | 0 | 0 | 0 | 0 | 0 | 0 | 0 | 0 | 110443.2377 | 292250.2184 | 0 | 0 | 0 | 0 | 0 | 0 | 0 | 0 | 0
2016-10-01 14:00 | 0 | 0 | 0 | 0 | 0 | 0 | 419564.9494 | 391050 | 0 | 0 | 0 | 0 | 0 | 0 | 0 | 0 | 0 | 0 | 0 | 28514.9494 | 0 | 0 | 0 | 0 | 0 | 0 | 0 | 0 | 0 | 0 | 0 | 0 | 0 | 0 | 0 | 0 | 0 | 0 | 0 | 0 | 0 | 28514.9494 | 0 | 0 | 0 | 0 | 0 | 0 | 0 | 0 | 0 | 0
2016-10-01 15:00 | 0 | 0 | 0 | 0 | 0 | 0 | 730305.77 | 405328 | 0 | 0 | 0 | 0 | 57166.2739 | 0 | 0 | 0 | 0 | 0 | 0 | 296326.4455 | 0 | 0 | 0 | 0 | 0 | 0 | 0 | 0 | 0 | 0 | 0 | 0 | 57166.2739 | 0 | 0 | 0 | 0 | 0 | 0 | 0 | 0 | 267811.4961 | 0 | 0 | 0 | 0 | 0 | 0 | 0 | 0 | 0 | 0
2016-10-01 16:00 | 0 | 0 | 0 | 0 | 0 | 0 | 788678.5203 | 416744 | 0 | 0 | 0 | 0 | 128025.2243 | 0 | 0 | 0 | 0 | 0 | 0 | 597402.0153 | 0 | 0 | 0 | 0 | 0 | 0 | 0 | 0 | 0 | 0 | 0 | 0 | 70858.9504 | 0 | 0 | 0 | 0 | 0 | 0 | 0 | 0 | 301075.5699 | 0 | 0 | 0 | 0 | 0 | 0 | 0 | 0 | 0 | 0
2016-10-01 17:00 | 0 | 0 | 0 | 0 | 0 | 0 | 769943.2757 | 426036 | 0 | 0 | 0 | 0 | 198884.1747 | 0 | 0 | 0 | 0 | 0 | 0 | 870450.3407 | 0 | 0 | 0 | 0 | 0 | 0 | 0 | 0 | 0 | 0 | 0 | 0 | 70858.9504 | 0 | 0 | 0 | 0 | 0 | 0 | 0 | 0 | 273048.3253 | 0 | 0 | 0 | 0 | 0 | 0 | 0 | 0 | 0 | 0
2016-10-01 18:00 | 0 | 0 | 0 | 0 | 0 | 0 | 745158.3211 | 434374 | 0 | 0 | 0 | 0 | 198884.1747 | 0 | 0 | 0 | 0 | 0 | 0 | 1181234.6617 | 0 | 0 | 0 | 0 | 0 | 0 | 0 | 0 | 0 | 0 | 0 | 0 | 0 | 0 | 0 | 0 | 0 | 0 | 0 | 0 | 0 | 310784.3211 | 0 | 0 | 0 | 0 | 0 | 0 | 0 | 0 | 0 | 0
2016-10-01 19:00 | 0 | 0 | 0 | 0 | 0 | 0 | 731084.9482 | 441308 | 0 | 0 | 0 | 0 | 198884.1747 | 0 | 0 | 0 | 0 | 0 | 0 | 1471011.6099 | 0 | 0 | 0 | 0 | 0 | 0 | 0 | 0 | 0 | 0 | 0 | 0 | 0 | 0 | 0 | 0 | 0 | 0 | 0 | 0 | 0 | 289776.9482 | 0 | 0 | 0 | 0 | 0 | 0 | 0 | 0 | 0 | 0
2016-10-01 20:00 | 0 | 0 | 0 | 0 | 0 | 0 | 738754.1373 | 446442 | 0 | 0 | 0 | 0 | 159489.272 | 0 | 0 | 0 | 0 | 0 | 0 | 1802718.6499 | 0 | 0 | 0 | 0 | 0 | 0 | 0 | 0 | 0 | 0 | 0 | 0 | -39394.9027 | 0 | 0 | 0 | 0 | 0 | 0 | 0 | 0 | 331707.04 | 0 | 0 | 0 | 0 | 0 | 0 | 0 | 0 | 0 | 0
2016-10-01 21:00 | 0 | 0 | 0 | 0 | 0 | 0 | 748471.3325 | 449559 | 0 | 0 | 0 | 0 | 198884.1747 | 0 | 0 | 0 | 0 | 0 | 0 | 2062236.0797 | 0 | 0 | 0 | 0 | 0 | 0 | 0 | 0 | 0 | 0 | 0 | 0 | 39394.9027 | 0 | 0 | 0 | 0 | 0 | 0 | 0 | 0 | 259517.4298 | 0 | 0 | 0 | 0 | 0 | 0 | 0 | 0 | 0 | 0
2016-10-01 22:00 | 0 | 0 | 0 | 0 | 0 | 0 | 730838.1134 | 447957 | 0 | 0 | 0 | 0 | 198884.1747 | 0 | 0 | 0 | 0 | 0 | 0 | 2345117.1931 | 0 | 0 | 0 | 0 | 0 | 0 | 0 | 0 | 0 | 0 | 0 | 0 | 0 | 0 | 0 | 0 | 0 | 0 | 0 | 0 | 0 | 282881.1134 | 0 | 0 | 0 | 0 | 0 | 0 | 0 | 0 | 0 | 0
2016-10-01 23:00 | 0 | 0 | 0 | 0 | 0 | 0 | 605797.8116 | 447614 | 0 | 0 | 0 | 0 | 198884.1747 | 0 | 0 | 0 | 0 | 0 | 0 | 2503301.0048 | 0 | 0 | 0 | 0 | 0 | 0 | 0 | 0 | 0 | 0 | 0 | 0 | 0 | 0 | 0 | 0 | 0 | 0 | 0 | 0 | 0 | 158183.8116 | 0 | 0 | 0 | 0 | 0 | 0 | 0 | 0 | 0 | 0
2016-10-02 | 0 | 0 | 0 | 0 | 0 | 0 | 265607.5328 | 444225 | 0 | 0 | 0 | 0 | 142178.1883 | 0 | 0 | 0 | 0 | 0 | 0 | 2381389.524 | 0 | 0 | 0 | 0 | 0 | 0 | 0 | 0 | 0 | 0 | 0 | 0 | -56705.9864 | 0 | 0 | 0 | 0 | 0 | 0 | 0 | 0 | 170338.7376 | 292250.2184 | 0 | 0 | 0 | 0 | 0 | 0 | 0 | 0 | 0
2016-10-02 01:00 | 0 | 0 | 0 | 0 | 0 | 465501.5453 | 5103.9888 | 431609 | 0 | 0 | 0 | 0 | 141717.9008 | 0 | 0 | 0 | 0 | 0 | 0 | 2420846.3456 | 0 | 0 | 0 | 0 | 0 | 0 | 0 | 0 | 0 | 0 | 0 | 0 | -460.2875 | 0 | 0 | 0 | 0 | 0 | 0 | 0 | 0 | 331707.04 | 292250.2184 | 0 | 0 | 0 | 0 | 0 | 0 | 0 | 0 | 0
2016-10-02 02:00 | 0 | 0 | 0 | 0 | 0 | 382969.8712 | 0 | 414372 | 0 | 0 | 0 | 0 | 70858.9504 | 0 | 0 | 0 | 0 | 0 | 0 | 2460303.1672 | 0 | 0 | 0 | 0 | 0 | 0 | 0 | 0 | 0 | 0 | 0 | 0 | -70858.9504 | 0 | 0 | 0 | 0 | 0 | 0 | 0 | 0 | 331707.04 | 292250.2184 | 0 | 0 | 0 | 0 | 0 | 0 | 0 | 0 | 0
2016-10-02 03:00 | 0 | 0 | 0 | 0 | 0 | 29175.8312 | 0 | 392285 | 0 | 0 | 0 | 0 | 0 | 0 | 0 | 0 | 0 | 0 | 0 | 2168052.9488 | 0 | 0 | 0 | 0 | 0 | 0 | 0 | 0 | 0 | 0 | 0 | 0 | -70858.9504 | 0 | 0 | 0 | 0 | 0 | 0 | 0 | 0 | 0 | 292250.2184 | 0 | 0 | 0 | 0 | 0 | 0 | 0 | 0 | 0
2016-10-02 04:00 | 0 | 0 | 0 | 0 | 0 | 479942.772 | 0 | 369627 | 0 | 0 | 0 | 0 | 70858.9504 | 0 | 0 | 0 | 0 | 0 | 0 | 2207509.7704 | 0 | 0 | 0 | 0 | 0 | 0 | 0 | 0 | 0 | 0 | 0 | 0 | 70858.9504 | 0 | 0 | 0 | 0 | 0 | 0 | 0 | 0 | 331707.04 | 292250.2184 | 0 | 0 | 0 | 0 | 0 | 0 | 0 | 0 | 0
2016-10-02 05:00 | 0 | 0 | 0 | 0 | 0 | 130673.732 | 0 | 352065 | 0 | 0 | 0 | 0 | 141717.9008 | 0 | 0 | 0 | 0 | 0 | 0 | 1915259.552 | 0 | 0 | 0 | 0 | 0 | 0 | 0 | 0 | 0 | 0 | 0 | 0 | 70858.9504 | 0 | 0 | 0 | 0 | 0 | 0 | 0 | 0 | 0 | 292250.2184 | 0 | 0 | 0 | 0 | 0 | 0 | 0 | 0 | 0
2016-10-02 06:00 | 0 | 0 | 0 | 0 | 0 | 0 | 0 | 338309 | 0 | 0 | 0 | 0 | 70858.9504 | 0 | 0 | 0 | 0 | 0 | 0 | 1647809.5024 | 0 | 0 | 0 | 0 | 0 | 0 | 0 | 0 | 0 | 0 | 0 | 0 | -70858.9504 | 0 | 0 | 0 | 0 | 0 | 0 | 0 | 0 | 24800.1688 | 292250.2184 | 0 | 0 | 0 | 0 | 0 | 0 | 0 | 0 | 0
2016-10-02 07:00 | 0 | 0 | 0 | 0 | 0 | 107423.732 | 0 | 328815 | 0 | 0 | 0 | 0 | 141717.9008 | 0 | 0 | 0 | 0 | 0 | 0 | 1355559.284 | 0 | 0 | 0 | 0 | 0 | 0 | 0 | 0 | 0 | 0 | 0 | 0 | 70858.9504 | 0 | 0 | 0 | 0 | 0 | 0 | 0 | 0 | 0 | 292250.2184 | 0 | 0 | 0 | 0 | 0 | 0 | 0 | 0 | 0
2016-10-02 08:00 | 0 | 0 | 0 | 0 | 0 | 381479.2496 | 0 | 322930 | 0 | 0 | 0 | 0 | 198884.1747 | 0 | 0 | 0 | 0 | 0 | 0 | 1356942.2598 | 0 | 0 | 0 | 0 | 0 | 0 | 0 | 0 | 0 | 0 | 0 | 0 | 57166.2739 | 0 | 0 | 0 | 0 | 0 | 0 | 0 | 0 | 293633.1941 | 292250.2184 | 0 | 0 | 0 | 0 | 0 | 0 | 0 | 0 | 0
2016-10-02 09:00 | 0 | 0 | 0 | 0 | 0 | 0 | 0 | 321307 | 0 | 0 | 0 | 0 | 141717.9008 | 0 | 0 | 0 | 0 | 0 | 0 | 1092801.5336 | 0 | 0 | 0 | 0 | 0 | 0 | 0 | 0 | 0 | 0 | 0 | 0 | -57166.2739 | 0 | 0 | 0 | 0 | 0 | 0 | 0 | 0 | 28109.4923 | 292250.2184 | 0 | 0 | 0 | 0 | 0 | 0 | 0 | 0 | 0
2016-10-02 10:00 | 0 | 0 | 0 | 0 | 0 | 0 | 0 | 324074 | 0 | 0 | 0 | 0 | 70858.9504 | 0 | 0 | 0 | 0 | 0 | 0 | 839586.484 | 0 | 0 | 0 | 0 | 0 | 0 | 0 | 0 | 0 | 0 | 0 | 0 | -70858.9504 | 0 | 0 | 0 | 0 | 0 | 0 | 0 | 0 | 39035.1688 | 292250.2184 | 0 | 0 | 0 | 0 | 0 | 0 | 0 | 0 | 0
2016-10-02 11:00 | 0 | 0 | 0 | 0 | 0 | 0 | 0 | 330659 | 0 | 0 | 0 | 0 | 0 | 0 | 0 | 0 | 0 | 0 | 0 | 579786.4344 | 0 | 0 | 0 | 0 | 0 | 0 | 0 | 0 | 0 | 0 | 0 | 0 | -70858.9504 | 0 | 0 | 0 | 0 | 0 | 0 | 0 | 0 | 32450.1688 | 292250.2184 | 0 | 0 | 0 | 0 | 0 | 0 | 0 | 0 | 0
2016-10-02 12:00 | 0 | 0 | 0 | 0 | 0 | 267897.0979 | 0 | 341997 | 0 | 0 | 0 | 0 | 0 | 0 | 0 | 0 | 0 | 0 | 0 | 505686.5323 | 0 | 0 | 0 | 0 | 0 | 0 | 0 | 0 | 0 | 0 | 0 | 0 | 0 | 0 | 0 | 0 | 0 | 0 | 0 | 0 | 0 | 218150.3163 | 292250.2184 | 0 | 0 | 0 | 0 | 0 | 0 | 0 | 0 | 0
2016-10-02 13:00 | 0 | 0 | 0 | 0 | 0 | 177587.3905 | 43190.7369 | 360340 | 0 | 0 | 0 | 0 | 0 | 0 | 0 | 0 | 0 | 0 | 0 | 366124.6597 | 0 | 0 | 0 | 0 | 0 | 0 | 0 | 0 | 0 | 0 | 0 | 0 | 0 | 0 | 0 | 0 | 0 | 0 | 0 | 0 | 0 | 152688.3458 | 292250.2184 | 0 | 0 | 0 | 0 | 0 | 0 | 0 | 0 | 0
2016-10-02 14:00 | 0 | 0 | 0 | 0 | 0 | 0 | 411338.7099 | 377856 | 0 | 0 | 0 | 0 | 0 | 0 | 0 | 0 | 0 | 0 | 0 | 399607.3696 | 0 | 0 | 0 | 0 | 0 | 0 | 0 | 0 | 0 | 0 | 0 | 0 | 0 | 0 | 0 | 0 | 0 | 0 | 0 | 0 | 0 | 33482.7099 | 0 | 0 | 0 | 0 | 0 | 0 | 0 | 0 | 0 | 0
2016-10-02 15:00 | 0 | 0 | 0 | 0 | 0 | 0 | 730972.3814 | 394308 | 0 | 0 | 0 | 0 | 57166.2739 | 0 | 0 | 0 | 0 | 0 | 0 | 679105.4771 | 0 | 0 | 0 | 0 | 0 | 0 | 0 | 0 | 0 | 0 | 0 | 0 | 57166.2739 | 0 | 0 | 0 | 0 | 0 | 0 | 0 | 0 | 279498.1075 | 0 | 0 | 0 | 0 | 0 | 0 | 0 | 0 | 0 | 0
2016-10-02 16:00 | 0 | 0 | 0 | 0 | 0 | 0 | 788793.3736 | 409258 | 0 | 0 | 0 | 0 | 128025.2243 | 0 | 0 | 0 | 0 | 0 | 0 | 987781.9003 | 0 | 0 | 0 | 0 | 0 | 0 | 0 | 0 | 0 | 0 | 0 | 0 | 70858.9504 | 0 | 0 | 0 | 0 | 0 | 0 | 0 | 0 | 308676.4232 | 0 | 0 | 0 | 0 | 0 | 0 | 0 | 0 | 0 | 0
2016-10-02 17:00 | 0 | 0 | 0 | 0 | 0 | 0 | 770604.5319 | 422382 | 0 | 0 | 0 | 0 | 198884.1747 | 0 | 0 | 0 | 0 | 0 | 0 | 1265145.4818 | 0 | 0 | 0 | 0 | 0 | 0 | 0 | 0 | 0 | 0 | 0 | 0 | 70858.9504 | 0 | 0 | 0 | 0 | 0 | 0 | 0 | 0 | 277363.5815 | 0 | 0 | 0 | 0 | 0 | 0 | 0 | 0 | 0 | 0
2016-10-02 18:00 | 0 | 0 | 0 | 0 | 0 | 0 | 746176.0844 | 432750 | 0 | 0 | 0 | 0 | 198884.1747 | 0 | 0 | 0 | 0 | 0 | 0 | 1578571.5662 | 0 | 0 | 0 | 0 | 0 | 0 | 0 | 0 | 0 | 0 | 0 | 0 | 0 | 0 | 0 | 0 | 0 | 0 | 0 | 0 | 0 | 313426.0844 | 0 | 0 | 0 | 0 | 0 | 0 | 0 | 0 | 0 | 0
2016-10-02 19:00 | 0 | 0 | 0 | 0 | 0 | 0 | 730897.3652 | 440823 | 0 | 0 | 0 | 0 | 198884.1747 | 0 | 0 | 0 | 0 | 0 | 0 | 1868645.9314 | 0 | 0 | 0 | 0 | 0 | 0 | 0 | 0 | 0 | 0 | 0 | 0 | 0 | 0 | 0 | 0 | 0 | 0 | 0 | 0 | 0 | 290074.3652 | 0 | 0 | 0 | 0 | 0 | 0 | 0 | 0 | 0 | 0
2016-10-02 20:00 | 0 | 0 | 0 | 0 | 0 | 0 | 735964.0995 | 447418 | 0 | 0 | 0 | 0 | 198884.1747 | 0 | 0 | 0 | 0 | 0 | 0 | 2157192.0309 | 0 | 0 | 0 | 0 | 0 | 0 | 0 | 0 | 0 | 0 | 0 | 0 | 0 | 0 | 0 | 0 | 0 | 0 | 0 | 0 | 0 | 288546.0995 | 0 | 0 | 0 | 0 | 0 | 0 | 0 | 0 | 0 | 0
2016-10-02 21:00 | 0 | 0 | 0 | 0 | 0 | 0 | 743710.3562 | 452442 | 0 | 0 | 0 | 0 | 198884.1747 | 0 | 0 | 0 | 0 | 0 | 0 | 2448460.3871 | 0 | 0 | 0 | 0 | 0 | 0 | 0 | 0 | 0 | 0 | 0 | 0 | 0 | 0 | 0 | 0 | 0 | 0 | 0 | 0 | 0 | 291268.3562 | 0 | 0 | 0 | 0 | 0 | 0 | 0 | 0 | 0 | 0
2016-10-02 22:00 | 0 | 0 | 0 | 0 | 0 | 0 | 716979.0576 | 453706 | 0 | 0 | 0 | 0 | 198884.1747 | 0 | 0 | 0 | 0 | 0 | 0 | 2711733.4447 | 0 | 0 | 0 | 0 | 0 | 0 | 0 | 0 | 0 | 0 | 0 | 0 | 0 | 0 | 0 | 0 | 0 | 0 | 0 | 0 | 0 | 263273.0576 | 0 | 0 | 0 | 0 | 0 | 0 | 0 | 0 | 0 | 0
2016-10-02 23:00 | 0 | 0 | 0 | 0 | 0 | 0 | 581365.0324 | 455845 | 0 | 0 | 0 | 0 | 198884.1747 | 0 | 0 | 0 | 0 | 0 | 0 | 2837253.4771 | 0 | 0 | 0 | 0 | 0 | 0 | 0 | 0 | 0 | 0 | 0 | 0 | 0 | 0 | 0 | 0 | 0 | 0 | 0 | 0 | 0 | 125520.0324 | 0 | 0 | 0 | 0 | 0 | 0 | 0 | 0 | 0 | 0
2016-10-03 | 0 | 0 | 0 | 0 | 0 | 0 | 232551.9063 | 454506 | 0 | 0 | 0 | 0 | 198884.1747 | 0 | 0 | 0 | 0 | 0 | 0 | 2615299.3835 | 0 | 0 | 0 | 0 | 0 | 0 | 0 | 0 | 0 | 0 | 0 | 0 | 0 | 0 | 0 | 0 | 0 | 0 | 0 | 0 | 0 | 70296.1247 | 292250.2184 | 0 | 0 | 0 | 0 | 0 | 0 | 0 | 0 | 0
2016-10-03 01:00 | 0 | 0 | 0 | 0 | 0 | 143851.9822 | 4562.7995 | 440665 | 0 | 0 | 0 | 0 | 198884.1747 | 0 | 0 | 0 | 0 | 0 | 0 | 2323049.1651 | 0 | 0 | 0 | 0 | 0 | 0 | 0 | 0 | 0 | 0 | 0 | 0 | 0 | 0 | 0 | 0 | 0 | 0 | 0 | 0 | 0 | 0 | 292250.2184 | 0 | 0 | 0 | 0 | 0 | 0 | 0 | 0 | 0
2016-10-03 02:00 | 0 | 0 | 0 | 0 | 0 | 56838.8312 | 0 | 419948 | 0 | 0 | 0 | 0 | 128025.2243 | 0 | 0 | 0 | 0 | 0 | 0 | 2030798.9467 | 0 | 0 | 0 | 0 | 0 | 0 | 0 | 0 | 0 | 0 | 0 | 0 | -70858.9504 | 0 | 0 | 0 | 0 | 0 | 0 | 0 | 0 | 0 | 292250.2184 | 0 | 0 | 0 | 0 | 0 | 0 | 0 | 0 | 0
2016-10-03 03:00 | 0 | 0 | 0 | 0 | 0 | 503603.772 | 0 | 393288 | 0 | 0 | 0 | 0 | 198884.1747 | 0 | 0 | 0 | 0 | 0 | 0 | 2070255.7683 | 0 | 0 | 0 | 0 | 0 | 0 | 0 | 0 | 0 | 0 | 0 | 0 | 70858.9504 | 0 | 0 | 0 | 0 | 0 | 0 | 0 | 0 | 331707.04 | 292250.2184 | 0 | 0 | 0 | 0 | 0 | 0 | 0 | 0 | 0
2016-10-03 04:00 | 0 | 0 | 0 | 0 | 0 | 409684.8216 | 0 | 370228 | 0 | 0 | 0 | 0 | 198884.1747 | 0 | 0 | 0 | 0 | 0 | 0 | 2109712.5899 | 0 | 0 | 0 | 0 | 0 | 0 | 0 | 0 | 0 | 0 | 0 | 0 | 0 | 0 | 0 | 0 | 0 | 0 | 0 | 0 | 0 | 331707.04 | 292250.2184 | 0 | 0 | 0 | 0 | 0 | 0 | 0 | 0 | 0
2016-10-03 05:00 | 0 | 0 | 0 | 0 | 0 | 0 | 0 | 352069 | 0 | 0 | 0 | 0 | 128025.2243 | 0 | 0 | 0 | 0 | 0 | 0 | 1828502.5403 | 0 | 0 | 0 | 0 | 0 | 0 | 0 | 0 | 0 | 0 | 0 | 0 | -70858.9504 | 0 | 0 | 0 | 0 | 0 | 0 | 0 | 0 | 11040.1688 | 292250.2184 | 0 | 0 | 0 | 0 | 0 | 0 | 0 | 0 | 0
2016-10-03 06:00 | 0 | 0 | 0 | 0 | 0 | 450226.772 | 0 | 339911 | 0 | 0 | 0 | 0 | 198884.1747 | 0 | 0 | 0 | 0 | 0 | 0 | 1867959.362 | 0 | 0 | 0 | 0 | 0 | 0 | 0 | 0 | 0 | 0 | 0 | 0 | 70858.9504 | 0 | 0 | 0 | 0 | 0 | 0 | 0 | 0 | 331707.04 | 292250.2184 | 0 | 0 | 0 | 0 | 0 | 0 | 0 | 0 | 0
2016-10-03 07:00 | 0 | 0 | 0 | 0 | 0 | 40659.7816 | 0 | 332910 | 0 | 0 | 0 | 0 | 198884.1747 | 0 | 0 | 0 | 0 | 0 | 0 | 1575709.1436 | 0 | 0 | 0 | 0 | 0 | 0 | 0 | 0 | 0 | 0 | 0 | 0 | 0 | 0 | 0 | 0 | 0 | 0 | 0 | 0 | 0 | 0 | 292250.2184 | 0 | 0 | 0 | 0 | 0 | 0 | 0 | 0 | 0
2016-10-03 08:00 | 0 | 0 | 0 | 0 | 0 | 0 | 0 | 333017 | 0 | 0 | 0 | 0 | 128025.2243 | 0 | 0 | 0 | 0 | 0 | 0 | 1313551.094 | 0 | 0 | 0 | 0 | 0 | 0 | 0 | 0 | 0 | 0 | 0 | 0 | -70858.9504 | 0 | 0 | 0 | 0 | 0 | 0 | 0 | 0 | 30092.1688 | 292250.2184 | 0 | 0 | 0 | 0 | 0 | 0 | 0 | 0 | 0
2016-10-03 09:00 | 0 | 0 | 0 | 0 | 0 | 454112.772 | 0 | 343797 | 0 | 0 | 0 | 0 | 198884.1747 | 0 | 0 | 0 | 0 | 0 | 0 | 1353007.9156 | 0 | 0 | 0 | 0 | 0 | 0 | 0 | 0 | 0 | 0 | 0 | 0 | 70858.9504 | 0 | 0 | 0 | 0 | 0 | 0 | 0 | 0 | 331707.04 | 292250.2184 | 0 | 0 | 0 | 0 | 0 | 0 | 0 | 0 | 0
2016-10-03 10:00 | 0 | 0 | 0 | 0 | 0 | 18031.5077 | 0 | 367448 | 0 | 0 | 0 | 0 | 141717.9008 | 0 | 0 | 0 | 0 | 0 | 0 | 1060757.6972 | 0 | 0 | 0 | 0 | 0 | 0 | 0 | 0 | 0 | 0 | 0 | 0 | -57166.2739 | 0 | 0 | 0 | 0 | 0 | 0 | 0 | 0 | 0 | 292250.2184 | 0 | 0 | 0 | 0 | 0 | 0 | 0 | 0 | 0
2016-10-03 11:00 | 0 | 0 | 0 | 0 | 0 | 29306.8312 | 0 | 392416 | 0 | 0 | 0 | 0 | 70858.9504 | 0 | 0 | 0 | 0 | 0 | 0 | 768507.4788 | 0 | 0 | 0 | 0 | 0 | 0 | 0 | 0 | 0 | 0 | 0 | 0 | -70858.9504 | 0 | 0 | 0 | 0 | 0 | 0 | 0 | 0 | 0 | 292250.2184 | 0 | 0 | 0 | 0 | 0 | 0 | 0 | 0 | 0
2016-10-03 12:00 | 0 | 0 | 0 | 0 | 0 | 44397.8312 | 0 | 407507 | 0 | 0 | 0 | 0 | 0 | 0 | 0 | 0 | 0 | 0 | 0 | 476257.2604 | 0 | 0 | 0 | 0 | 0 | 0 | 0 | 0 | 0 | 0 | 0 | 0 | -70858.9504 | 0 | 0 | 0 | 0 | 0 | 0 | 0 | 0 | 0 | 292250.2184 | 0 | 0 | 0 | 0 | 0 | 0 | 0 | 0 | 0
2016-10-03 13:00 | 0 | 0 | 0 | 0 | 0 | 437114.8954 | 30310.0419 | 422920 | 0 | 0 | 0 | 0 | 70858.9504 | 0 | 0 | 0 | 0 | 0 | 0 | 449903.2474 | 0 | 0 | 0 | 0 | 0 | 0 | 0 | 0 | 0 | 0 | 0 | 0 | 70858.9504 | 0 | 0 | 0 | 0 | 0 | 0 | 0 | 0 | 265896.2053 | 292250.2184 | 0 | 0 | 0 | 0 | 0 | 0 | 0 | 0 | 0
2016-10-03 14:00 | 0 | 0 | 0 | 0 | 0 | 185505.133 | 363588.639 | 438778 | 0 | 0 | 0 | 0 | 141717.9008 | 0 | 0 | 0 | 0 | 0 | 0 | 489360.069 | 0 | 0 | 0 | 0 | 0 | 0 | 0 | 0 | 0 | 0 | 0 | 0 | 70858.9504 | 0 | 0 | 0 | 0 | 0 | 0 | 0 | 0 | 331707.04 | 292250.2184 | 0 | 0 | 0 | 0 | 0 | 0 | 0 | 0 | 0
2016-10-03 15:00 | 0 | 0 | 0 | 0 | 0 | 166621.535 | 675221.7788 | 452970 | 0 | 0 | 0 | 0 | 198884.1747 | 0 | 0 | 0 | 0 | 0 | 0 | 821067.109 | 0 | 0 | 0 | 0 | 0 | 0 | 0 | 0 | 0 | 0 | 0 | 0 | 57166.2739 | 0 | 0 | 0 | 0 | 0 | 0 | 0 | 0 | 331707.04 | 0 | 0 | 0 | 0 | 0 | 0 | 0 | 0 | 0 | 0
2016-10-03 16:00 | 0 | 0 | 0 | 0 | 0 | 0 | 743064.4896 | 466381 | 0 | 0 | 0 | 0 | 195609.1477 | 0 | 0 | 0 | 0 | 0 | 0 | 1101025.6255 | 0 | 0 | 0 | 0 | 0 | 0 | 0 | 0 | 0 | 0 | 0 | 0 | -3275.027 | 0 | 0 | 0 | 0 | 0 | 0 | 0 | 0 | 279958.5166 | 0 | 0 | 0 | 0 | 0 | 0 | 0 | 0 | 0 | 0
2016-10-03 17:00 | 0 | 0 | 0 | 0 | 0 | 0 | 742735.1166 | 478612 | 0 | 0 | 0 | 0 | 128025.2243 | 0 | 0 | 0 | 0 | 0 | 0 | 1432732.6655 | 0 | 0 | 0 | 0 | 0 | 0 | 0 | 0 | 0 | 0 | 0 | 0 | -67583.9234 | 0 | 0 | 0 | 0 | 0 | 0 | 0 | 0 | 331707.04 | 0 | 0 | 0 | 0 | 0 | 0 | 0 | 0 | 0 | 0
2016-10-03 18:00 | 0 | 0 | 0 | 0 | 0 | 0 | 731098.5877 | 488215 | 0 | 0 | 0 | 0 | 57166.2739 | 0 | 0 | 0 | 0 | 0 | 0 | 1746475.2036 | 0 | 0 | 0 | 0 | 0 | 0 | 0 | 0 | 0 | 0 | 0 | 0 | -70858.9504 | 0 | 0 | 0 | 0 | 0 | 0 | 0 | 0 | 313742.5381 | 0 | 0 | 0 | 0 | 0 | 0 | 0 | 0 | 0 | 0
2016-10-03 19:00 | 0 | 0 | 0 | 0 | 0 | 0 | 726234.8259 | 494304 | 0 | 0 | 0 | 0 | 128025.2243 | 0 | 0 | 0 | 0 | 0 | 0 | 1907547.0791 | 0 | 0 | 0 | 0 | 0 | 0 | 0 | 0 | 0 | 0 | 0 | 0 | 70858.9504 | 0 | 0 | 0 | 0 | 0 | 0 | 0 | 0 | 161071.8755 | 0 | 0 | 0 | 0 | 0 | 0 | 0 | 0 | 0 | 0
2016-10-03 20:00 | 0 | 0 | 0 | 0 | 0 | 165045.0537 | 734855.9367 | 497335 | 0 | 0 | 0 | 0 | 198884.1747 | 0 | 0 | 0 | 0 | 0 | 0 | 2239254.1191 | 0 | 0 | 0 | 0 | 0 | 0 | 0 | 0 | 0 | 0 | 0 | 0 | 70858.9504 | 0 | 0 | 0 | 0 | 0 | 0 | 0 | 0 | 331707.04 | 0 | 0 | 0 | 0 | 0 | 0 | 0 | 0 | 0 | 0
2016-10-03 21:00 | 0 | 0 | 0 | 0 | 0 | 0 | 735501.8065 | 497321 | 0 | 0 | 0 | 0 | 198884.1747 | 0 | 0 | 0 | 0 | 0 | 0 | 2477434.9256 | 0 | 0 | 0 | 0 | 0 | 0 | 0 | 0 | 0 | 0 | 0 | 0 | 0 | 0 | 0 | 0 | 0 | 0 | 0 | 0 | 0 | 238180.8065 | 0 | 0 | 0 | 0 | 0 | 0 | 0 | 0 | 0 | 0
2016-10-03 22:00 | 0 | 0 | 0 | 0 | 0 | 0 | 718471.4589 | 493897 | 0 | 0 | 0 | 0 | 198884.1747 | 0 | 0 | 0 | 0 | 0 | 0 | 2702009.3845 | 0 | 0 | 0 | 0 | 0 | 0 | 0 | 0 | 0 | 0 | 0 | 0 | 0 | 0 | 0 | 0 | 0 | 0 | 0 | 0 | 0 | 224574.4589 | 0 | 0 | 0 | 0 | 0 | 0 | 0 | 0 | 0 | 0
2016-10-03 23:00 | 0 | 0 | 0 | 0 | 0 | 0 | 589655.6417 | 493550 | 0 | 0 | 0 | 0 | 198884.1747 | 0 | 0 | 0 | 0 | 0 | 0 | 2798115.0262 | 0 | 0 | 0 | 0 | 0 | 0 | 0 | 0 | 0 | 0 | 0 | 0 | 0 | 0 | 0 | 0 | 0 | 0 | 0 | 0 | 0 | 96105.6417 | 0 | 0 | 0 | 0 | 0 | 0 | 0 | 0 | 0 | 0
2016-10-04 | 0 | 0 | 0 | 0 | 0 | 0 | 241045.6046 | 488761 | 0 | 0 | 0 | 0 | 128025.2243 | 0 | 0 | 0 | 0 | 0 | 0 | 2621258.5812 | 0 | 0 | 0 | 0 | 0 | 0 | 0 | 0 | 0 | 0 | 0 | 0 | -70858.9504 | 0 | 0 | 0 | 0 | 0 | 0 | 0 | 0 | 115393.7734 | 292250.2184 | 0 | 0 | 0 | 0 | 0 | 0 | 0 | 0 | 0
2016-10-04 01:00 | 0 | 0 | 0 | 0 | 0 | 579004.3335 | 2944.4385 | 471633 | 0 | 0 | 0 | 0 | 198884.1747 | 0 | 0 | 0 | 0 | 0 | 0 | 2660715.4029 | 0 | 0 | 0 | 0 | 0 | 0 | 0 | 0 | 0 | 0 | 0 | 0 | 70858.9504 | 0 | 0 | 0 | 0 | 0 | 0 | 0 | 0 | 331707.04 | 292250.2184 | 0 | 0 | 0 | 0 | 0 | 0 | 0 | 0 | 0
2016-10-04 02:00 | 0 | 0 | 0 | 0 | 0 | 83242.8312 | 0 | 446352 | 0 | 0 | 0 | 0 | 128025.2243 | 0 | 0 | 0 | 0 | 0 | 0 | 2368465.1845 | 0 | 0 | 0 | 0 | 0 | 0 | 0 | 0 | 0 | 0 | 0 | 0 | -70858.9504 | 0 | 0 | 0 | 0 | 0 | 0 | 0 | 0 | 0 | 292250.2184 | 0 | 0 | 0 | 0 | 0 | 0 | 0 | 0 | 0
2016-10-04 03:00 | 0 | 0 | 0 | 0 | 0 | 526962.772 | 0 | 416647 | 0 | 0 | 0 | 0 | 198884.1747 | 0 | 0 | 0 | 0 | 0 | 0 | 2407922.0061 | 0 | 0 | 0 | 0 | 0 | 0 | 0 | 0 | 0 | 0 | 0 | 0 | 70858.9504 | 0 | 0 | 0 | 0 | 0 | 0 | 0 | 0 | 331707.04 | 292250.2184 | 0 | 0 | 0 | 0 | 0 | 0 | 0 | 0 | 0
2016-10-04 04:00 | 0 | 0 | 0 | 0 | 0 | 96672.7816 | 0 | 388923 | 0 | 0 | 0 | 0 | 198884.1747 | 0 | 0 | 0 | 0 | 0 | 0 | 2115671.7877 | 0 | 0 | 0 | 0 | 0 | 0 | 0 | 0 | 0 | 0 | 0 | 0 | 0 | 0 | 0 | 0 | 0 | 0 | 0 | 0 | 0 | 0 | 292250.2184 | 0 | 0 | 0 | 0 | 0 | 0 | 0 | 0 | 0
2016-10-04 05:00 | 0 | 0 | 0 | 0 | 0 | 3006.8312 | 0 | 366116 | 0 | 0 | 0 | 0 | 128025.2243 | 0 | 0 | 0 | 0 | 0 | 0 | 1823421.5693 | 0 | 0 | 0 | 0 | 0 | 0 | 0 | 0 | 0 | 0 | 0 | 0 | -70858.9504 | 0 | 0 | 0 | 0 | 0 | 0 | 0 | 0 | 0 | 292250.2184 | 0 | 0 | 0 | 0 | 0 | 0 | 0 | 0 | 0
2016-10-04 06:00 | 0 | 0 | 0 | 0 | 0 | 461494.772 | 0 | 351179 | 0 | 0 | 0 | 0 | 198884.1747 | 0 | 0 | 0 | 0 | 0 | 0 | 1862878.3909 | 0 | 0 | 0 | 0 | 0 | 0 | 0 | 0 | 0 | 0 | 0 | 0 | 70858.9504 | 0 | 0 | 0 | 0 | 0 | 0 | 0 | 0 | 331707.04 | 292250.2184 | 0 | 0 | 0 | 0 | 0 | 0 | 0 | 0 | 0
2016-10-04 07:00 | 0 | 0 | 0 | 0 | 0 | 50407.7816 | 0 | 342658 | 0 | 0 | 0 | 0 | 198884.1747 | 0 | 0 | 0 | 0 | 0 | 0 | 1570628.1725 | 0 | 0 | 0 | 0 | 0 | 0 | 0 | 0 | 0 | 0 | 0 | 0 | 0 | 0 | 0 | 0 | 0 | 0 | 0 | 0 | 0 | 0 | 292250.2184 | 0 | 0 | 0 | 0 | 0 | 0 | 0 | 0 | 0
2016-10-04 08:00 | 0 | 0 | 0 | 0 | 0 | 0 | 0 | 341000 | 0 | 0 | 0 | 0 | 128025.2243 | 0 | 0 | 0 | 0 | 0 | 0 | 1300487.1229 | 0 | 0 | 0 | 0 | 0 | 0 | 0 | 0 | 0 | 0 | 0 | 0 | -70858.9504 | 0 | 0 | 0 | 0 | 0 | 0 | 0 | 0 | 22109.1688 | 292250.2184 | 0 | 0 | 0 | 0 | 0 | 0 | 0 | 0 | 0
2016-10-04 09:00 | 0 | 0 | 0 | 0 | 0 | 461027.772 | 0 | 350712 | 0 | 0 | 0 | 0 | 198884.1747 | 0 | 0 | 0 | 0 | 0 | 0 | 1339943.9446 | 0 | 0 | 0 | 0 | 0 | 0 | 0 | 0 | 0 | 0 | 0 | 0 | 70858.9504 | 0 | 0 | 0 | 0 | 0 | 0 | 0 | 0 | 331707.04 | 292250.2184 | 0 | 0 | 0 | 0 | 0 | 0 | 0 | 0 | 0
2016-10-04 10:00 | 0 | 0 | 0 | 0 | 0 | 26061.5077 | 0 | 375478 | 0 | 0 | 0 | 0 | 141717.9008 | 0 | 0 | 0 | 0 | 0 | 0 | 1047693.7262 | 0 | 0 | 0 | 0 | 0 | 0 | 0 | 0 | 0 | 0 | 0 | 0 | -57166.2739 | 0 | 0 | 0 | 0 | 0 | 0 | 0 | 0 | 0 | 292250.2184 | 0 | 0 | 0 | 0 | 0 | 0 | 0 | 0 | 0
2016-10-04 11:00 | 0 | 0 | 0 | 0 | 0 | 36988.8312 | 0 | 400098 | 0 | 0 | 0 | 0 | 70858.9504 | 0 | 0 | 0 | 0 | 0 | 0 | 755443.5078 | 0 | 0 | 0 | 0 | 0 | 0 | 0 | 0 | 0 | 0 | 0 | 0 | -70858.9504 | 0 | 0 | 0 | 0 | 0 | 0 | 0 | 0 | 0 | 292250.2184 | 0 | 0 | 0 | 0 | 0 | 0 | 0 | 0 | 0
2016-10-04 12:00 | 0 | 0 | 0 | 0 | 0 | 50871.8312 | 0 | 413981 | 0 | 0 | 0 | 0 | 0 | 0 | 0 | 0 | 0 | 0 | 0 | 463193.2894 | 0 | 0 | 0 | 0 | 0 | 0 | 0 | 0 | 0 | 0 | 0 | 0 | -70858.9504 | 0 | 0 | 0 | 0 | 0 | 0 | 0 | 0 | 0 | 292250.2184 | 0 | 0 | 0 | 0 | 0 | 0 | 0 | 0 | 0
2016-10-04 13:00 | 0 | 0 | 0 | 0 | 0 | 438166.3868 | 29745.4348 | 428455 | 0 | 0 | 0 | 0 | 0 | 0 | 0 | 0 | 0 | 0 | 0 | 502650.111 | 0 | 0 | 0 | 0 | 0 | 0 | 0 | 0 | 0 | 0 | 0 | 0 | 0 | 0 | 0 | 0 | 0 | 0 | 0 | 0 | 0 | 331707.04 | 292250.2184 | 0 | 0 | 0 | 0 | 0 | 0 | 0 | 0 | 0
2016-10-04 14:00 | 0 | 0 | 0 | 0 | 0 | 29389.2824 | 413027.7176 | 442417 | 0 | 0 | 0 | 0 | 0 | 0 | 0 | 0 | 0 | 0 | 0 | 502650.111 | 0 | 0 | 0 | 0 | 0 | 0 | 0 | 0 | 0 | 0 | 0 | 0 | 0 | 0 | 0 | 0 | 0 | 0 | 0 | 0 | 0 | 0 | 0 | 0 | 0 | 0 | 0 | 0 | 0 | 0 | 0 | 0
2016-10-04 15:00 | 0 | 0 | 0 | 0 | 0 | 0 | 768764.5124 | 455453 | 0 | 0 | 0 | 0 | 0 | 0 | 0 | 0 | 0 | 0 | 0 | 815961.6234 | 0 | 0 | 0 | 0 | 0 | 0 | 0 | 0 | 0 | 0 | 0 | 0 | 0 | 0 | 0 | 0 | 0 | 0 | 0 | 0 | 0 | 313311.5124 | 0 | 0 | 0 | 0 | 0 | 0 | 0 | 0 | 0 | 0
2016-10-04 16:00 | 0 | 0 | 0 | 0 | 0 | 0 | 812439.442 | 468286 | 0 | 0 | 0 | 0 | 12446.402 | 0 | 0 | 0 | 0 | 0 | 0 | 1147668.6634 | 0 | 0 | 0 | 0 | 0 | 0 | 0 | 0 | 0 | 0 | 0 | 0 | 12446.402 | 0 | 0 | 0 | 0 | 0 | 0 | 0 | 0 | 331707.04 | 0 | 0 | 0 | 0 | 0 | 0 | 0 | 0 | 0 | 0
2016-10-04 17:00 | 0 | 0 | 0 | 0 | 0 | 0 | 804797.1833 | 480699 | 0 | 0 | 0 | 0 | 57166.2739 | 0 | 0 | 0 | 0 | 0 | 0 | 1427046.9748 | 0 | 0 | 0 | 0 | 0 | 0 | 0 | 0 | 0 | 0 | 0 | 0 | 44719.8719 | 0 | 0 | 0 | 0 | 0 | 0 | 0 | 0 | 279378.3114 | 0 | 0 | 0 | 0 | 0 | 0 | 0 | 0 | 0 | 0
2016-10-04 18:00 | 0 | 0 | 0 | 0 | 0 | 0 | 785057.2743 | 490527 | 0 | 0 | 0 | 0 | 128025.2243 | 0 | 0 | 0 | 0 | 0 | 0 | 1650718.2987 | 0 | 0 | 0 | 0 | 0 | 0 | 0 | 0 | 0 | 0 | 0 | 0 | 70858.9504 | 0 | 0 | 0 | 0 | 0 | 0 | 0 | 0 | 223671.3239 | 0 | 0 | 0 | 0 | 0 | 0 | 0 | 0 | 0 | 0
2016-10-04 19:00 | 0 | 0 | 0 | 0 | 0 | 0 | 771982.9282 | 497249 | 0 | 0 | 0 | 0 | 198884.1747 | 0 | 0 | 0 | 0 | 0 | 0 | 1854593.2765 | 0 | 0 | 0 | 0 | 0 | 0 | 0 | 0 | 0 | 0 | 0 | 0 | 70858.9504 | 0 | 0 | 0 | 0 | 0 | 0 | 0 | 0 | 203874.9778 | 0 | 0 | 0 | 0 | 0 | 0 | 0 | 0 | 0 | 0
2016-10-04 20:00 | 0 | 0 | 0 | 0 | 0 | 0 | 779170.8024 | 502525 | 0 | 0 | 0 | 0 | 198884.1747 | 0 | 0 | 0 | 0 | 0 | 0 | 2131239.0789 | 0 | 0 | 0 | 0 | 0 | 0 | 0 | 0 | 0 | 0 | 0 | 0 | 0 | 0 | 0 | 0 | 0 | 0 | 0 | 0 | 0 | 276645.8024 | 0 | 0 | 0 | 0 | 0 | 0 | 0 | 0 | 0 | 0
2016-10-04 21:00 | 0 | 0 | 0 | 0 | 0 | 0 | 785503.0974 | 503411 | 0 | 0 | 0 | 0 | 198884.1747 | 0 | 0 | 0 | 0 | 0 | 0 | 2413331.1763 | 0 | 0 | 0 | 0 | 0 | 0 | 0 | 0 | 0 | 0 | 0 | 0 | 0 | 0 | 0 | 0 | 0 | 0 | 0 | 0 | 0 | 282092.0974 | 0 | 0 | 0 | 0 | 0 | 0 | 0 | 0 | 0 | 0
2016-10-04 22:00 | 0 | 0 | 0 | 0 | 0 | 0 | 769132.2297 | 498983 | 0 | 0 | 0 | 0 | 137326.3644 | 0 | 0 | 0 | 0 | 0 | 0 | 2745038.2163 | 0 | 0 | 0 | 0 | 0 | 0 | 0 | 0 | 0 | 0 | 0 | 0 | -61557.8103 | 0 | 0 | 0 | 0 | 0 | 0 | 0 | 0 | 331707.04 | 0 | 0 | 0 | 0 | 0 | 0 | 0 | 0 | 0 | 0
2016-10-04 23:00 | 0 | 0 | 0 | 0 | 0 | 0 | 617034.0594 | 498935 | 0 | 0 | 0 | 0 | 128025.2243 | 0 | 0 | 0 | 0 | 0 | 0 | 2872438.4158 | 0 | 0 | 0 | 0 | 0 | 0 | 0 | 0 | 0 | 0 | 0 | 0 | -9301.1401 | 0 | 0 | 0 | 0 | 0 | 0 | 0 | 0 | 127400.1995 | 0 | 0 | 0 | 0 | 0 | 0 | 0 | 0 | 0 | 0
2016-10-05 | 0 | 0 | 0 | 0 | 0 | 0 | 246434.5258 | 495150 | 0 | 0 | 0 | 0 | 57166.2739 | 0 | 0 | 0 | 0 | 0 | 0 | 2694581.892 | 0 | 0 | 0 | 0 | 0 | 0 | 0 | 0 | 0 | 0 | 0 | 0 | -70858.9504 | 0 | 0 | 0 | 0 | 0 | 0 | 0 | 0 | 114393.6946 | 292250.2184 | 0 | 0 | 0 | 0 | 0 | 0 | 0 | 0 | 0
2016-10-05 01:00 | 0 | 0 | 0 | 0 | 0 | 586191.6486 | 2859.1235 | 478735 | 0 | 0 | 0 | 0 | 128025.2243 | 0 | 0 | 0 | 0 | 0 | 0 | 2734038.7136 | 0 | 0 | 0 | 0 | 0 | 0 | 0 | 0 | 0 | 0 | 0 | 0 | 70858.9504 | 0 | 0 | 0 | 0 | 0 | 0 | 0 | 0 | 331707.04 | 292250.2184 | 0 | 0 | 0 | 0 | 0 | 0 | 0 | 0 | 0
2016-10-05 02:00 | 0 | 0 | 0 | 0 | 0 | 563918.772 | 0 | 453603 | 0 | 0 | 0 | 0 | 198884.1747 | 0 | 0 | 0 | 0 | 0 | 0 | 2773495.5352 | 0 | 0 | 0 | 0 | 0 | 0 | 0 | 0 | 0 | 0 | 0 | 0 | 70858.9504 | 0 | 0 | 0 | 0 | 0 | 0 | 0 | 0 | 331707.04 | 292250.2184 | 0 | 0 | 0 | 0 | 0 | 0 | 0 | 0 | 0
2016-10-05 03:00 | 0 | 0 | 0 | 0 | 0 | 133343.7816 | 0 | 425594 | 0 | 0 | 0 | 0 | 198884.1747 | 0 | 0 | 0 | 0 | 0 | 0 | 2481245.3168 | 0 | 0 | 0 | 0 | 0 | 0 | 0 | 0 | 0 | 0 | 0 | 0 | 0 | 0 | 0 | 0 | 0 | 0 | 0 | 0 | 0 | 0 | 292250.2184 | 0 | 0 | 0 | 0 | 0 | 0 | 0 | 0 | 0
2016-10-05 04:00 | 0 | 0 | 0 | 0 | 0 | 366148.8712 | 0 | 397551 | 0 | 0 | 0 | 0 | 128025.2243 | 0 | 0 | 0 | 0 | 0 | 0 | 2520702.1384 | 0 | 0 | 0 | 0 | 0 | 0 | 0 | 0 | 0 | 0 | 0 | 0 | -70858.9504 | 0 | 0 | 0 | 0 | 0 | 0 | 0 | 0 | 331707.04 | 292250.2184 | 0 | 0 | 0 | 0 | 0 | 0 | 0 | 0 | 0
2016-10-05 05:00 | 0 | 0 | 0 | 0 | 0 | 487406.772 | 0 | 377091 | 0 | 0 | 0 | 0 | 198884.1747 | 0 | 0 | 0 | 0 | 0 | 0 | 2560158.96 | 0 | 0 | 0 | 0 | 0 | 0 | 0 | 0 | 0 | 0 | 0 | 0 | 70858.9504 | 0 | 0 | 0 | 0 | 0 | 0 | 0 | 0 | 331707.04 | 292250.2184 | 0 | 0 | 0 | 0 | 0 | 0 | 0 | 0 | 0
2016-10-05 06:00 | 0 | 0 | 0 | 0 | 0 | 69298.7816 | 0 | 361549 | 0 | 0 | 0 | 0 | 198884.1747 | 0 | 0 | 0 | 0 | 0 | 0 | 2267908.7416 | 0 | 0 | 0 | 0 | 0 | 0 | 0 | 0 | 0 | 0 | 0 | 0 | 0 | 0 | 0 | 0 | 0 | 0 | 0 | 0 | 0 | 0 | 292250.2184 | 0 | 0 | 0 | 0 | 0 | 0 | 0 | 0 | 0
2016-10-05 07:00 | 0 | 0 | 0 | 0 | 0 | 0 | 0 | 352193 | 0 | 0 | 0 | 0 | 128025.2243 | 0 | 0 | 0 | 0 | 0 | 0 | 1986574.692 | 0 | 0 | 0 | 0 | 0 | 0 | 0 | 0 | 0 | 0 | 0 | 0 | -70858.9504 | 0 | 0 | 0 | 0 | 0 | 0 | 0 | 0 | 10916.1688 | 292250.2184 | 0 | 0 | 0 | 0 | 0 | 0 | 0 | 0 | 0
2016-10-05 08:00 | 0 | 0 | 0 | 0 | 0 | 57239.7816 | 0 | 349490 | 0 | 0 | 0 | 0 | 128025.2243 | 0 | 0 | 0 | 0 | 0 | 0 | 1694324.4737 | 0 | 0 | 0 | 0 | 0 | 0 | 0 | 0 | 0 | 0 | 0 | 0 | 0 | 0 | 0 | 0 | 0 | 0 | 0 | 0 | 0 | 0 | 292250.2184 | 0 | 0 | 0 | 0 | 0 | 0 | 0 | 0 | 0
2016-10-05 09:00 | 0 | 0 | 0 | 0 | 0 | 468100.772 | 0 | 357785 | 0 | 0 | 0 | 0 | 198884.1747 | 0 | 0 | 0 | 0 | 0 | 0 | 1733781.2953 | 0 | 0 | 0 | 0 | 0 | 0 | 0 | 0 | 0 | 0 | 0 | 0 | 70858.9504 | 0 | 0 | 0 | 0 | 0 | 0 | 0 | 0 | 331707.04 | 292250.2184 | 0 | 0 | 0 | 0 | 0 | 0 | 0 | 0 | 0
2016-10-05 10:00 | 0 | 0 | 0 | 0 | 0 | 32414.5077 | 0 | 381831 | 0 | 0 | 0 | 0 | 141717.9008 | 0 | 0 | 0 | 0 | 0 | 0 | 1441531.0769 | 0 | 0 | 0 | 0 | 0 | 0 | 0 | 0 | 0 | 0 | 0 | 0 | -57166.2739 | 0 | 0 | 0 | 0 | 0 | 0 | 0 | 0 | 0 | 292250.2184 | 0 | 0 | 0 | 0 | 0 | 0 | 0 | 0 | 0
2016-10-05 11:00 | 0 | 0 | 0 | 0 | 0 | 43113.8312 | 0 | 406223 | 0 | 0 | 0 | 0 | 70858.9504 | 0 | 0 | 0 | 0 | 0 | 0 | 1149280.8585 | 0 | 0 | 0 | 0 | 0 | 0 | 0 | 0 | 0 | 0 | 0 | 0 | -70858.9504 | 0 | 0 | 0 | 0 | 0 | 0 | 0 | 0 | 0 | 292250.2184 | 0 | 0 | 0 | 0 | 0 | 0 | 0 | 0 | 0
2016-10-05 12:00 | 0 | 0 | 0 | 0 | 0 | 55907.8312 | 0 | 419017 | 0 | 0 | 0 | 0 | 0 | 0 | 0 | 0 | 0 | 0 | 0 | 857030.6401 | 0 | 0 | 0 | 0 | 0 | 0 | 0 | 0 | 0 | 0 | 0 | 0 | -70858.9504 | 0 | 0 | 0 | 0 | 0 | 0 | 0 | 0 | 0 | 292250.2184 | 0 | 0 | 0 | 0 | 0 | 0 | 0 | 0 | 0
2016-10-05 13:00 | 0 | 0 | 0 | 0 | 0 | 410554.7203 | 28279.9986 | 432725 | 0 | 0 | 0 | 0 | 0 | 0 | 0 | 0 | 0 | 0 | 0 | 863140.359 | 0 | 0 | 0 | 0 | 0 | 0 | 0 | 0 | 0 | 0 | 0 | 0 | 0 | 0 | 0 | 0 | 0 | 0 | 0 | 0 | 0 | 298359.9372 | 292250.2184 | 0 | 0 | 0 | 0 | 0 | 0 | 0 | 0 | 0
2016-10-05 14:00 | 0 | 0 | 0 | 0 | 0 | 41712.3147 | 405592.6853 | 447305 | 0 | 0 | 0 | 0 | 0 | 0 | 0 | 0 | 0 | 0 | 0 | 863140.359 | 0 | 0 | 0 | 0 | 0 | 0 | 0 | 0 | 0 | 0 | 0 | 0 | 0 | 0 | 0 | 0 | 0 | 0 | 0 | 0 | 0 | 0 | 0 | 0 | 0 | 0 | 0 | 0 | 0 | 0 | 0 | 0
2016-10-05 15:00 | 0 | 0 | 0 | 0 | 0 | 0 | 771866.245 | 460409 | 0 | 0 | 0 | 0 | 70858.9504 | 0 | 0 | 0 | 0 | 0 | 0 | 1103738.6536 | 0 | 0 | 0 | 0 | 0 | 0 | 0 | 0 | 0 | 0 | 0 | 0 | 70858.9504 | 0 | 0 | 0 | 0 | 0 | 0 | 0 | 0 | 240598.2946 | 0 | 0 | 0 | 0 | 0 | 0 | 0 | 0 | 0 | 0
2016-10-05 16:00 | 0 | 0 | 0 | 0 | 0 | 0 | 813017.7064 | 473195 | 0 | 0 | 0 | 0 | 141717.9008 | 0 | 0 | 0 | 0 | 0 | 0 | 1372702.4096 | 0 | 0 | 0 | 0 | 0 | 0 | 0 | 0 | 0 | 0 | 0 | 0 | 70858.9504 | 0 | 0 | 0 | 0 | 0 | 0 | 0 | 0 | 268963.756 | 0 | 0 | 0 | 0 | 0 | 0 | 0 | 0 | 0 | 0
2016-10-05 17:00 | 0 | 0 | 0 | 0 | 0 | 0 | 794137.3396 | 486313 | 0 | 0 | 0 | 0 | 198884.1747 | 0 | 0 | 0 | 0 | 0 | 0 | 1623360.4753 | 0 | 0 | 0 | 0 | 0 | 0 | 0 | 0 | 0 | 0 | 0 | 0 | 57166.2739 | 0 | 0 | 0 | 0 | 0 | 0 | 0 | 0 | 250658.0657 | 0 | 0 | 0 | 0 | 0 | 0 | 0 | 0 | 0 | 0
2016-10-05 18:00 | 0 | 0 | 0 | 0 | 0 | 0 | 769585.6337 | 498180 | 0 | 0 | 0 | 0 | 198884.1747 | 0 | 0 | 0 | 0 | 0 | 0 | 1894766.1091 | 0 | 0 | 0 | 0 | 0 | 0 | 0 | 0 | 0 | 0 | 0 | 0 | 0 | 0 | 0 | 0 | 0 | 0 | 0 | 0 | 0 | 271405.6337 | 0 | 0 | 0 | 0 | 0 | 0 | 0 | 0 | 0 | 0
2016-10-05 19:00 | 0 | 0 | 0 | 0 | 0 | 0 | 754689.3181 | 507295 | 0 | 0 | 0 | 0 | 198884.1747 | 0 | 0 | 0 | 0 | 0 | 0 | 2142160.4271 | 0 | 0 | 0 | 0 | 0 | 0 | 0 | 0 | 0 | 0 | 0 | 0 | 0 | 0 | 0 | 0 | 0 | 0 | 0 | 0 | 0 | 247394.3181 | 0 | 0 | 0 | 0 | 0 | 0 | 0 | 0 | 0 | 0
2016-10-05 20:00 | 0 | 0 | 0 | 0 | 0 | 0 | 759979.0285 | 513946 | 0 | 0 | 0 | 0 | 198884.1747 | 0 | 0 | 0 | 0 | 0 | 0 | 2388193.4556 | 0 | 0 | 0 | 0 | 0 | 0 | 0 | 0 | 0 | 0 | 0 | 0 | 0 | 0 | 0 | 0 | 0 | 0 | 0 | 0 | 0 | 246033.0285 | 0 | 0 | 0 | 0 | 0 | 0 | 0 | 0 | 0 | 0
2016-10-05 21:00 | 0 | 0 | 0 | 0 | 0 | 0 | 765970.2826 | 515936 | 0 | 0 | 0 | 0 | 198884.1747 | 0 | 0 | 0 | 0 | 0 | 0 | 2638227.7382 | 0 | 0 | 0 | 0 | 0 | 0 | 0 | 0 | 0 | 0 | 0 | 0 | 0 | 0 | 0 | 0 | 0 | 0 | 0 | 0 | 0 | 250034.2826 | 0 | 0 | 0 | 0 | 0 | 0 | 0 | 0 | 0 | 0
2016-10-05 22:00 | 0 | 0 | 0 | 0 | 0 | 0 | 745674.8056 | 511466 | 0 | 0 | 0 | 0 | 198884.1747 | 0 | 0 | 0 | 0 | 0 | 0 | 2872436.5438 | 0 | 0 | 0 | 0 | 0 | 0 | 0 | 0 | 0 | 0 | 0 | 0 | 0 | 0 | 0 | 0 | 0 | 0 | 0 | 0 | 0 | 234208.8056 | 0 | 0 | 0 | 0 | 0 | 0 | 0 | 0 | 0 | 0
2016-10-05 23:00 | 0 | 0 | 0 | 0 | 0 | 0 | 590007.3237 | 509137 | 0 | 0 | 0 | 0 | 128025.2243 | 0 | 0 | 0 | 0 | 0 | 0 | 3024165.818 | 0 | 0 | 0 | 0 | 0 | 0 | 0 | 0 | 0 | 0 | 0 | 0 | -70858.9504 | 0 | 0 | 0 | 0 | 0 | 0 | 0 | 0 | 151729.2741 | 0 | 0 | 0 | 0 | 0 | 0 | 0 | 0 | 0 | 0
2016-10-06 | 0 | 0 | 0 | 0 | 0 | 386474.6786 | 226140.0934 | 502299 | 0 | 0 | 0 | 0 | 198884.1747 | 0 | 0 | 0 | 0 | 0 | 0 | 3063622.6396 | 0 | 0 | 0 | 0 | 0 | 0 | 0 | 0 | 0 | 0 | 0 | 0 | 70858.9504 | 0 | 0 | 0 | 0 | 0 | 0 | 0 | 0 | 331707.04 | 292250.2184 | 0 | 0 | 0 | 0 | 0 | 0 | 0 | 0 | 0
2016-10-06 01:00 | 0 | 0 | 0 | 0 | 0 | 446877.8775 | 3003.9937 | 481284 | 0 | 0 | 0 | 0 | 128025.2243 | 0 | 0 | 0 | 0 | 0 | 0 | 3103079.4612 | 0 | 0 | 0 | 0 | 0 | 0 | 0 | 0 | 0 | 0 | 0 | 0 | -70858.9504 | 0 | 0 | 0 | 0 | 0 | 0 | 0 | 0 | 331707.04 | 292250.2184 | 0 | 0 | 0 | 0 | 0 | 0 | 0 | 0 | 0
2016-10-06 02:00 | 0 | 0 | 0 | 0 | 0 | 568765.772 | 0 | 458450 | 0 | 0 | 0 | 0 | 198884.1747 | 0 | 0 | 0 | 0 | 0 | 0 | 3142536.2828 | 0 | 0 | 0 | 0 | 0 | 0 | 0 | 0 | 0 | 0 | 0 | 0 | 70858.9504 | 0 | 0 | 0 | 0 | 0 | 0 | 0 | 0 | 331707.04 | 292250.2184 | 0 | 0 | 0 | 0 | 0 | 0 | 0 | 0 | 0
2016-10-06 03:00 | 0 | 0 | 0 | 0 | 0 | 136860.7816 | 0 | 429111 | 0 | 0 | 0 | 0 | 198884.1747 | 0 | 0 | 0 | 0 | 0 | 0 | 2850286.0644 | 0 | 0 | 0 | 0 | 0 | 0 | 0 | 0 | 0 | 0 | 0 | 0 | 0 | 0 | 0 | 0 | 0 | 0 | 0 | 0 | 0 | 0 | 292250.2184 | 0 | 0 | 0 | 0 | 0 | 0 | 0 | 0 | 0
2016-10-06 04:00 | 0 | 0 | 0 | 0 | 0 | 40780.8312 | 0 | 403890 | 0 | 0 | 0 | 0 | 128025.2243 | 0 | 0 | 0 | 0 | 0 | 0 | 2558035.846 | 0 | 0 | 0 | 0 | 0 | 0 | 0 | 0 | 0 | 0 | 0 | 0 | -70858.9504 | 0 | 0 | 0 | 0 | 0 | 0 | 0 | 0 | 0 | 292250.2184 | 0 | 0 | 0 | 0 | 0 | 0 | 0 | 0 | 0
2016-10-06 05:00 | 0 | 0 | 0 | 0 | 0 | 492067.772 | 0 | 381752 | 0 | 0 | 0 | 0 | 198884.1747 | 0 | 0 | 0 | 0 | 0 | 0 | 2597492.6676 | 0 | 0 | 0 | 0 | 0 | 0 | 0 | 0 | 0 | 0 | 0 | 0 | 70858.9504 | 0 | 0 | 0 | 0 | 0 | 0 | 0 | 0 | 331707.04 | 292250.2184 | 0 | 0 | 0 | 0 | 0 | 0 | 0 | 0 | 0
2016-10-06 06:00 | 0 | 0 | 0 | 0 | 0 | 16860.5077 | 0 | 366277 | 0 | 0 | 0 | 0 | 141717.9008 | 0 | 0 | 0 | 0 | 0 | 0 | 2305242.4493 | 0 | 0 | 0 | 0 | 0 | 0 | 0 | 0 | 0 | 0 | 0 | 0 | -57166.2739 | 0 | 0 | 0 | 0 | 0 | 0 | 0 | 0 | 0 | 292250.2184 | 0 | 0 | 0 | 0 | 0 | 0 | 0 | 0 | 0
2016-10-06 07:00 | 0 | 0 | 0 | 0 | 0 | 0 | 0 | 356084 | 0 | 0 | 0 | 0 | 70858.9504 | 0 | 0 | 0 | 0 | 0 | 0 | 2020017.3997 | 0 | 0 | 0 | 0 | 0 | 0 | 0 | 0 | 0 | 0 | 0 | 0 | -70858.9504 | 0 | 0 | 0 | 0 | 0 | 0 | 0 | 0 | 7025.1688 | 292250.2184 | 0 | 0 | 0 | 0 | 0 | 0 | 0 | 0 | 0
2016-10-06 08:00 | 0 | 0 | 0 | 0 | 0 | 132234.732 | 0 | 353626 | 0 | 0 | 0 | 0 | 141717.9008 | 0 | 0 | 0 | 0 | 0 | 0 | 1727767.1813 | 0 | 0 | 0 | 0 | 0 | 0 | 0 | 0 | 0 | 0 | 0 | 0 | 70858.9504 | 0 | 0 | 0 | 0 | 0 | 0 | 0 | 0 | 0 | 292250.2184 | 0 | 0 | 0 | 0 | 0 | 0 | 0 | 0 | 0
2016-10-06 09:00 | 0 | 0 | 0 | 0 | 0 | 0 | 0 | 362758 | 0 | 0 | 0 | 0 | 70858.9504 | 0 | 0 | 0 | 0 | 0 | 0 | 1435868.1317 | 0 | 0 | 0 | 0 | 0 | 0 | 0 | 0 | 0 | 0 | 0 | 0 | -70858.9504 | 0 | 0 | 0 | 0 | 0 | 0 | 0 | 0 | 351.1688 | 292250.2184 | 0 | 0 | 0 | 0 | 0 | 0 | 0 | 0 | 0
2016-10-06 10:00 | 0 | 0 | 0 | 0 | 0 | 456978.6992 | 0 | 385927 | 0 | 0 | 0 | 0 | 141717.9008 | 0 | 0 | 0 | 0 | 0 | 0 | 1436060.8805 | 0 | 0 | 0 | 0 | 0 | 0 | 0 | 0 | 0 | 0 | 0 | 0 | 70858.9504 | 0 | 0 | 0 | 0 | 0 | 0 | 0 | 0 | 292442.9672 | 292250.2184 | 0 | 0 | 0 | 0 | 0 | 0 | 0 | 0 | 0
2016-10-06 11:00 | 0 | 0 | 0 | 0 | 0 | 47764.8312 | 0 | 410874 | 0 | 0 | 0 | 0 | 70858.9504 | 0 | 0 | 0 | 0 | 0 | 0 | 1143810.6621 | 0 | 0 | 0 | 0 | 0 | 0 | 0 | 0 | 0 | 0 | 0 | 0 | -70858.9504 | 0 | 0 | 0 | 0 | 0 | 0 | 0 | 0 | 0 | 292250.2184 | 0 | 0 | 0 | 0 | 0 | 0 | 0 | 0 | 0
2016-10-06 12:00 | 0 | 0 | 0 | 0 | 0 | 393482.8712 | 0 | 424885 | 0 | 0 | 0 | 0 | 0 | 0 | 0 | 0 | 0 | 0 | 0 | 1183267.4837 | 0 | 0 | 0 | 0 | 0 | 0 | 0 | 0 | 0 | 0 | 0 | 0 | -70858.9504 | 0 | 0 | 0 | 0 | 0 | 0 | 0 | 0 | 331707.04 | 292250.2184 | 0 | 0 | 0 | 0 | 0 | 0 | 0 | 0 | 0
2016-10-06 13:00 | 0 | 0 | 0 | 0 | 0 | 369196.4952 | 23139.9289 | 438806 | 0 | 0 | 0 | 0 | 0 | 0 | 0 | 0 | 0 | 0 | 0 | 1136797.9079 | 0 | 0 | 0 | 0 | 0 | 0 | 0 | 0 | 0 | 0 | 0 | 0 | 0 | 0 | 0 | 0 | 0 | 0 | 0 | 0 | 0 | 245780.6425 | 292250.2184 | 0 | 0 | 0 | 0 | 0 | 0 | 0 | 0 | 0
2016-10-06 14:00 | 0 | 0 | 0 | 0 | 0 | 0 | 349174.7155 | 452384 | 0 | 0 | 0 | 0 | 0 | 0 | 0 | 0 | 0 | 0 | 0 | 1033588.6233 | 0 | 0 | 0 | 0 | 0 | 0 | 0 | 0 | 0 | 0 | 0 | 0 | 0 | 0 | 0 | 0 | 0 | 0 | 0 | 0 | 0 | 189040.9339 | 292250.2184 | 0 | 0 | 0 | 0 | 0 | 0 | 0 | 0 | 0
2016-10-06 15:00 | 0 | 0 | 0 | 0 | 0 | 0 | 746417.6825 | 464701 | 0 | 0 | 0 | 0 | 57166.2739 | 0 | 0 | 0 | 0 | 0 | 0 | 1258139.032 | 0 | 0 | 0 | 0 | 0 | 0 | 0 | 0 | 0 | 0 | 0 | 0 | 57166.2739 | 0 | 0 | 0 | 0 | 0 | 0 | 0 | 0 | 224550.4087 | 0 | 0 | 0 | 0 | 0 | 0 | 0 | 0 | 0 | 0
2016-10-06 16:00 | 0 | 0 | 0 | 0 | 0 | 84651.9083 | 793842.0821 | 475928 | 0 | 0 | 0 | 0 | 128025.2243 | 0 | 0 | 0 | 0 | 0 | 0 | 1589846.072 | 0 | 0 | 0 | 0 | 0 | 0 | 0 | 0 | 0 | 0 | 0 | 0 | 70858.9504 | 0 | 0 | 0 | 0 | 0 | 0 | 0 | 0 | 331707.04 | 0 | 0 | 0 | 0 | 0 | 0 | 0 | 0 | 0 | 0
2016-10-06 17:00 | 0 | 0 | 0 | 0 | 0 | 0 | 772809.051 | 487992 | 0 | 0 | 0 | 0 | 198884.1747 | 0 | 0 | 0 | 0 | 0 | 0 | 1803804.1726 | 0 | 0 | 0 | 0 | 0 | 0 | 0 | 0 | 0 | 0 | 0 | 0 | 70858.9504 | 0 | 0 | 0 | 0 | 0 | 0 | 0 | 0 | 213958.1006 | 0 | 0 | 0 | 0 | 0 | 0 | 0 | 0 | 0 | 0
2016-10-06 18:00 | 0 | 0 | 0 | 0 | 0 | 0 | 752878.2373 | 498243 | 0 | 0 | 0 | 0 | 128025.2243 | 0 | 0 | 0 | 0 | 0 | 0 | 2129298.3603 | 0 | 0 | 0 | 0 | 0 | 0 | 0 | 0 | 0 | 0 | 0 | 0 | -70858.9504 | 0 | 0 | 0 | 0 | 0 | 0 | 0 | 0 | 325494.1877 | 0 | 0 | 0 | 0 | 0 | 0 | 0 | 0 | 0 | 0
2016-10-06 19:00 | 0 | 0 | 0 | 0 | 0 | 0 | 739888.2006 | 504825 | 0 | 0 | 0 | 0 | 198884.1747 | 0 | 0 | 0 | 0 | 0 | 0 | 2293502.6105 | 0 | 0 | 0 | 0 | 0 | 0 | 0 | 0 | 0 | 0 | 0 | 0 | 70858.9504 | 0 | 0 | 0 | 0 | 0 | 0 | 0 | 0 | 164204.2502 | 0 | 0 | 0 | 0 | 0 | 0 | 0 | 0 | 0 | 0
2016-10-06 20:00 | 0 | 0 | 0 | 0 | 0 | 0 | 745316.8099 | 509579 | 0 | 0 | 0 | 0 | 128025.2243 | 0 | 0 | 0 | 0 | 0 | 0 | 2600099.3708 | 0 | 0 | 0 | 0 | 0 | 0 | 0 | 0 | 0 | 0 | 0 | 0 | -70858.9504 | 0 | 0 | 0 | 0 | 0 | 0 | 0 | 0 | 306596.7603 | 0 | 0 | 0 | 0 | 0 | 0 | 0 | 0 | 0 | 0
2016-10-06 21:00 | 0 | 0 | 0 | 0 | 0 | 0 | 748595.5829 | 510568 | 0 | 0 | 0 | 0 | 198884.1747 | 0 | 0 | 0 | 0 | 0 | 0 | 2767268.0033 | 0 | 0 | 0 | 0 | 0 | 0 | 0 | 0 | 0 | 0 | 0 | 0 | 70858.9504 | 0 | 0 | 0 | 0 | 0 | 0 | 0 | 0 | 167168.6325 | 0 | 0 | 0 | 0 | 0 | 0 | 0 | 0 | 0 | 0
2016-10-06 22:00 | 0 | 0 | 0 | 0 | 0 | 0 | 718036.3578 | 506396 | 0 | 0 | 0 | 0 | 198884.1747 | 0 | 0 | 0 | 0 | 0 | 0 | 2978908.3611 | 0 | 0 | 0 | 0 | 0 | 0 | 0 | 0 | 0 | 0 | 0 | 0 | 0 | 0 | 0 | 0 | 0 | 0 | 0 | 0 | 0 | 211640.3578 | 0 | 0 | 0 | 0 | 0 | 0 | 0 | 0 | 0 | 0
2016-10-06 23:00 | 0 | 0 | 0 | 0 | 0 | 0 | 578843.5358 | 505799 | 0 | 0 | 0 | 0 | 128025.2243 | 0 | 0 | 0 | 0 | 0 | 0 | 3122811.8473 | 0 | 0 | 0 | 0 | 0 | 0 | 0 | 0 | 0 | 0 | 0 | 0 | -70858.9504 | 0 | 0 | 0 | 0 | 0 | 0 | 0 | 0 | 143903.4862 | 0 | 0 | 0 | 0 | 0 | 0 | 0 | 0 | 0 | 0
2016-10-07 | 0 | 0 | 0 | 0 | 0 | 263000.2906 | 220024.2571 | 500734 | 0 | 0 | 0 | 0 | 70858.9504 | 0 | 0 | 0 | 0 | 0 | 0 | 3162268.669 | 0 | 0 | 0 | 0 | 0 | 0 | 0 | 0 | 0 | 0 | 0 | 0 | -57166.2739 | 0 | 0 | 0 | 0 | 0 | 0 | 0 | 0 | 331707.04 | 292250.2184 | 0 | 0 | 0 | 0 | 0 | 0 | 0 | 0 | 0
2016-10-07 01:00 | 0 | 0 | 0 | 0 | 0 | 496066.5544 | 3698.0763 | 484447 | 0 | 0 | 0 | 0 | 141717.9008 | 0 | 0 | 0 | 0 | 0 | 0 | 3106727.3493 | 0 | 0 | 0 | 0 | 0 | 0 | 0 | 0 | 0 | 0 | 0 | 0 | 70858.9504 | 0 | 0 | 0 | 0 | 0 | 0 | 0 | 0 | 236708.8987 | 292250.2184 | 0 | 0 | 0 | 0 | 0 | 0 | 0 | 0 | 0
2016-10-07 02:00 | 0 | 0 | 0 | 0 | 0 | 96255.8312 | 0 | 459365 | 0 | 0 | 0 | 0 | 70858.9504 | 0 | 0 | 0 | 0 | 0 | 0 | 2814477.1309 | 0 | 0 | 0 | 0 | 0 | 0 | 0 | 0 | 0 | 0 | 0 | 0 | -70858.9504 | 0 | 0 | 0 | 0 | 0 | 0 | 0 | 0 | 0 | 292250.2184 | 0 | 0 | 0 | 0 | 0 | 0 | 0 | 0 | 0
2016-10-07 03:00 | 0 | 0 | 0 | 0 | 0 | 65333.8312 | 0 | 428443 | 0 | 0 | 0 | 0 | 0 | 0 | 0 | 0 | 0 | 0 | 0 | 2522226.9125 | 0 | 0 | 0 | 0 | 0 | 0 | 0 | 0 | 0 | 0 | 0 | 0 | -70858.9504 | 0 | 0 | 0 | 0 | 0 | 0 | 0 | 0 | 0 | 292250.2184 | 0 | 0 | 0 | 0 | 0 | 0 | 0 | 0 | 0
2016-10-07 04:00 | 0 | 0 | 0 | 0 | 0 | 511721.772 | 0 | 401406 | 0 | 0 | 0 | 0 | 70858.9504 | 0 | 0 | 0 | 0 | 0 | 0 | 2561683.7341 | 0 | 0 | 0 | 0 | 0 | 0 | 0 | 0 | 0 | 0 | 0 | 0 | 70858.9504 | 0 | 0 | 0 | 0 | 0 | 0 | 0 | 0 | 331707.04 | 292250.2184 | 0 | 0 | 0 | 0 | 0 | 0 | 0 | 0 | 0
2016-10-07 05:00 | 0 | 0 | 0 | 0 | 0 | 489888.772 | 0 | 379573 | 0 | 0 | 0 | 0 | 141717.9008 | 0 | 0 | 0 | 0 | 0 | 0 | 2601140.5557 | 0 | 0 | 0 | 0 | 0 | 0 | 0 | 0 | 0 | 0 | 0 | 0 | 70858.9504 | 0 | 0 | 0 | 0 | 0 | 0 | 0 | 0 | 331707.04 | 292250.2184 | 0 | 0 | 0 | 0 | 0 | 0 | 0 | 0 | 0
2016-10-07 06:00 | 0 | 0 | 0 | 0 | 0 | 127441.0555 | 0 | 362525 | 0 | 0 | 0 | 0 | 198884.1747 | 0 | 0 | 0 | 0 | 0 | 0 | 2308890.3373 | 0 | 0 | 0 | 0 | 0 | 0 | 0 | 0 | 0 | 0 | 0 | 0 | 57166.2739 | 0 | 0 | 0 | 0 | 0 | 0 | 0 | 0 | 0 | 292250.2184 | 0 | 0 | 0 | 0 | 0 | 0 | 0 | 0 | 0
2016-10-07 07:00 | 0 | 0 | 0 | 0 | 0 | 0 | 0 | 353282 | 0 | 0 | 0 | 0 | 128025.2243 | 0 | 0 | 0 | 0 | 0 | 0 | 2026467.2877 | 0 | 0 | 0 | 0 | 0 | 0 | 0 | 0 | 0 | 0 | 0 | 0 | -70858.9504 | 0 | 0 | 0 | 0 | 0 | 0 | 0 | 0 | 9827.1688 | 292250.2184 | 0 | 0 | 0 | 0 | 0 | 0 | 0 | 0 | 0
2016-10-07 08:00 | 0 | 0 | 0 | 0 | 0 | 389791.8216 | 0 | 350335 | 0 | 0 | 0 | 0 | 128025.2243 | 0 | 0 | 0 | 0 | 0 | 0 | 2065924.1094 | 0 | 0 | 0 | 0 | 0 | 0 | 0 | 0 | 0 | 0 | 0 | 0 | 0 | 0 | 0 | 0 | 0 | 0 | 0 | 0 | 0 | 331707.04 | 292250.2184 | 0 | 0 | 0 | 0 | 0 | 0 | 0 | 0 | 0
2016-10-07 09:00 | 0 | 0 | 0 | 0 | 0 | 467757.772 | 0 | 357442 | 0 | 0 | 0 | 0 | 198884.1747 | 0 | 0 | 0 | 0 | 0 | 0 | 2105380.931 | 0 | 0 | 0 | 0 | 0 | 0 | 0 | 0 | 0 | 0 | 0 | 0 | 70858.9504 | 0 | 0 | 0 | 0 | 0 | 0 | 0 | 0 | 331707.04 | 292250.2184 | 0 | 0 | 0 | 0 | 0 | 0 | 0 | 0 | 0
2016-10-07 10:00 | 0 | 0 | 0 | 0 | 0 | 28368.5077 | 0 | 377785 | 0 | 0 | 0 | 0 | 141717.9008 | 0 | 0 | 0 | 0 | 0 | 0 | 1813130.7126 | 0 | 0 | 0 | 0 | 0 | 0 | 0 | 0 | 0 | 0 | 0 | 0 | -57166.2739 | 0 | 0 | 0 | 0 | 0 | 0 | 0 | 0 | 0 | 292250.2184 | 0 | 0 | 0 | 0 | 0 | 0 | 0 | 0 | 0
2016-10-07 11:00 | 0 | 0 | 0 | 0 | 0 | 38290.8312 | 0 | 401400 | 0 | 0 | 0 | 0 | 70858.9504 | 0 | 0 | 0 | 0 | 0 | 0 | 1520880.4942 | 0 | 0 | 0 | 0 | 0 | 0 | 0 | 0 | 0 | 0 | 0 | 0 | -70858.9504 | 0 | 0 | 0 | 0 | 0 | 0 | 0 | 0 | 0 | 292250.2184 | 0 | 0 | 0 | 0 | 0 | 0 | 0 | 0 | 0
2016-10-07 12:00 | 0 | 0 | 0 | 0 | 0 | 53007.8312 | 0 | 416117 | 0 | 0 | 0 | 0 | 0 | 0 | 0 | 0 | 0 | 0 | 0 | 1228630.2758 | 0 | 0 | 0 | 0 | 0 | 0 | 0 | 0 | 0 | 0 | 0 | 0 | -70858.9504 | 0 | 0 | 0 | 0 | 0 | 0 | 0 | 0 | 0 | 292250.2184 | 0 | 0 | 0 | 0 | 0 | 0 | 0 | 0 | 0
2016-10-07 13:00 | 0 | 0 | 0 | 0 | 0 | 373558.8618 | 17355.7196 | 429380 | 0 | 0 | 0 | 0 | 70858.9504 | 0 | 0 | 0 | 0 | 0 | 0 | 1119305.9068 | 0 | 0 | 0 | 0 | 0 | 0 | 0 | 0 | 0 | 0 | 0 | 0 | 70858.9504 | 0 | 0 | 0 | 0 | 0 | 0 | 0 | 0 | 182925.8494 | 292250.2184 | 0 | 0 | 0 | 0 | 0 | 0 | 0 | 0 | 0
2016-10-07 14:00 | 0 | 0 | 0 | 0 | 0 | 370049.0696 | 394859.3121 | 442980 | 0 | 0 | 0 | 0 | 141717.9008 | 0 | 0 | 0 | 0 | 0 | 0 | 1370375.3381 | 0 | 0 | 0 | 0 | 0 | 0 | 0 | 0 | 0 | 0 | 0 | 0 | 70858.9504 | 0 | 0 | 0 | 0 | 0 | 0 | 0 | 0 | 251069.4313 | 0 | 0 | 0 | 0 | 0 | 0 | 0 | 0 | 0 | 0
2016-10-07 15:00 | 0 | 0 | 0 | 0 | 0 | 0 | 713256.6986 | 453071 | 0 | 0 | 0 | 0 | 198884.1747 | 0 | 0 | 0 | 0 | 0 | 0 | 1573394.7628 | 0 | 0 | 0 | 0 | 0 | 0 | 0 | 0 | 0 | 0 | 0 | 0 | 57166.2739 | 0 | 0 | 0 | 0 | 0 | 0 | 0 | 0 | 203019.4247 | 0 | 0 | 0 | 0 | 0 | 0 | 0 | 0 | 0 | 0
2016-10-07 16:00 | 0 | 0 | 0 | 0 | 0 | 0 | 769148.0172 | 461304 | 0 | 0 | 0 | 0 | 198884.1747 | 0 | 0 | 0 | 0 | 0 | 0 | 1881238.78 | 0 | 0 | 0 | 0 | 0 | 0 | 0 | 0 | 0 | 0 | 0 | 0 | 0 | 0 | 0 | 0 | 0 | 0 | 0 | 0 | 0 | 307844.0172 | 0 | 0 | 0 | 0 | 0 | 0 | 0 | 0 | 0 | 0
2016-10-07 17:00 | 0 | 0 | 0 | 0 | 0 | 0 | 763839.0128 | 469765 | 0 | 0 | 0 | 0 | 161251.1475 | 0 | 0 | 0 | 0 | 0 | 0 | 2212945.82 | 0 | 0 | 0 | 0 | 0 | 0 | 0 | 0 | 0 | 0 | 0 | 0 | -37633.0272 | 0 | 0 | 0 | 0 | 0 | 0 | 0 | 0 | 331707.04 | 0 | 0 | 0 | 0 | 0 | 0 | 0 | 0 | 0 | 0
2016-10-07 18:00 | 0 | 0 | 0 | 0 | 0 | 0 | 742301.3655 | 476505 | 0 | 0 | 0 | 0 | 198884.1747 | 0 | 0 | 0 | 0 | 0 | 0 | 2441109.1583 | 0 | 0 | 0 | 0 | 0 | 0 | 0 | 0 | 0 | 0 | 0 | 0 | 37633.0272 | 0 | 0 | 0 | 0 | 0 | 0 | 0 | 0 | 228163.3384 | 0 | 0 | 0 | 0 | 0 | 0 | 0 | 0 | 0 | 0
2016-10-07 19:00 | 0 | 0 | 0 | 0 | 0 | 0 | 728697.7668 | 479943 | 0 | 0 | 0 | 0 | 198884.1747 | 0 | 0 | 0 | 0 | 0 | 0 | 2689863.9251 | 0 | 0 | 0 | 0 | 0 | 0 | 0 | 0 | 0 | 0 | 0 | 0 | 0 | 0 | 0 | 0 | 0 | 0 | 0 | 0 | 0 | 248754.7668 | 0 | 0 | 0 | 0 | 0 | 0 | 0 | 0 | 0 | 0
2016-10-07 20:00 | 0 | 0 | 0 | 0 | 0 | 0 | 731675.1912 | 482069 | 0 | 0 | 0 | 0 | 128025.2243 | 0 | 0 | 0 | 0 | 0 | 0 | 3010329.0667 | 0 | 0 | 0 | 0 | 0 | 0 | 0 | 0 | 0 | 0 | 0 | 0 | -70858.9504 | 0 | 0 | 0 | 0 | 0 | 0 | 0 | 0 | 320465.1416 | 0 | 0 | 0 | 0 | 0 | 0 | 0 | 0 | 0 | 0
2016-10-07 21:00 | 0 | 0 | 0 | 0 | 0 | 95203.7046 | 731434.0119 | 481238 | 0 | 0 | 0 | 0 | 141717.9008 | 0 | 0 | 0 | 0 | 0 | 0 | 3342036.1067 | 0 | 0 | 0 | 0 | 0 | 0 | 0 | 0 | 0 | 0 | 0 | 0 | 13692.6765 | 0 | 0 | 0 | 0 | 0 | 0 | 0 | 0 | 331707.04 | 0 | 0 | 0 | 0 | 0 | 0 | 0 | 0 | 0 | 0
2016-10-07 22:00 | 0 | 0 | 0 | 0 | 0 | 0 | 706497.5478 | 476103 | 0 | 0 | 0 | 0 | 70858.9504 | 0 | 0 | 0 | 0 | 0 | 0 | 3643289.6049 | 0 | 0 | 0 | 0 | 0 | 0 | 0 | 0 | 0 | 0 | 0 | 0 | -70858.9504 | 0 | 0 | 0 | 0 | 0 | 0 | 0 | 0 | 301253.4982 | 0 | 0 | 0 | 0 | 0 | 0 | 0 | 0 | 0 | 0
2016-10-07 23:00 | 0 | 0 | 0 | 0 | 0 | 0 | 541743.3078 | 472386 | 0 | 0 | 0 | 0 | 0 | 0 | 0 | 0 | 0 | 0 | 0 | 3783505.8631 | 0 | 0 | 0 | 0 | 0 | 0 | 0 | 0 | 0 | 0 | 0 | 0 | -70858.9504 | 0 | 0 | 0 | 0 | 0 | 0 | 0 | 0 | 140216.2582 | 0 | 0 | 0 | 0 | 0 | 0 | 0 | 0 | 0 | 0
2016-10-08 | 0 | 0 | 0 | 0 | 0 | 332002.7049 | 182105.3634 | 465369 | 0 | 0 | 0 | 0 | 70858.9504 | 0 | 0 | 0 | 0 | 0 | 0 | 3761385.9811 | 0 | 0 | 0 | 0 | 0 | 0 | 0 | 0 | 0 | 0 | 0 | 0 | 70858.9504 | 0 | 0 | 0 | 0 | 0 | 0 | 0 | 0 | 270130.3363 | 292250.2184 | 0 | 0 | 0 | 0 | 0 | 0 | 0 | 0 | 0
2016-10-08 01:00 | 0 | 0 | 0 | 0 | 0 | 370860.8919 | 1361.0603 | 450868 | 0 | 0 | 0 | 0 | 128025.2243 | 0 | 0 | 0 | 0 | 0 | 0 | 3625573.6594 | 0 | 0 | 0 | 0 | 0 | 0 | 0 | 0 | 0 | 0 | 0 | 0 | 57166.2739 | 0 | 0 | 0 | 0 | 0 | 0 | 0 | 0 | 156437.8967 | 292250.2184 | 0 | 0 | 0 | 0 | 0 | 0 | 0 | 0 | 0
2016-10-08 02:00 | 0 | 0 | 0 | 0 | 0 | 396949.8712 | 0 | 428352 | 0 | 0 | 0 | 0 | 57166.2739 | 0 | 0 | 0 | 0 | 0 | 0 | 3665030.481 | 0 | 0 | 0 | 0 | 0 | 0 | 0 | 0 | 0 | 0 | 0 | 0 | -70858.9504 | 0 | 0 | 0 | 0 | 0 | 0 | 0 | 0 | 331707.04 | 292250.2184 | 0 | 0 | 0 | 0 | 0 | 0 | 0 | 0 | 0
2016-10-08 03:00 | 0 | 0 | 0 | 0 | 0 | 186003.732 | 0 | 407395 | 0 | 0 | 0 | 0 | 128025.2243 | 0 | 0 | 0 | 0 | 0 | 0 | 3372780.2626 | 0 | 0 | 0 | 0 | 0 | 0 | 0 | 0 | 0 | 0 | 0 | 0 | 70858.9504 | 0 | 0 | 0 | 0 | 0 | 0 | 0 | 0 | 0 | 292250.2184 | 0 | 0 | 0 | 0 | 0 | 0 | 0 | 0 | 0
2016-10-08 04:00 | 0 | 0 | 0 | 0 | 0 | 443938.9086 | 0 | 385732 | 0 | 0 | 0 | 0 | 198884.1747 | 0 | 0 | 0 | 0 | 0 | 0 | 3360128.2208 | 0 | 0 | 0 | 0 | 0 | 0 | 0 | 0 | 0 | 0 | 0 | 0 | 70858.9504 | 0 | 0 | 0 | 0 | 0 | 0 | 0 | 0 | 279598.1765 | 292250.2184 | 0 | 0 | 0 | 0 | 0 | 0 | 0 | 0 | 0
2016-10-08 05:00 | 0 | 0 | 0 | 0 | 0 | 404415.8216 | 0 | 364959 | 0 | 0 | 0 | 0 | 198884.1747 | 0 | 0 | 0 | 0 | 0 | 0 | 3399585.0424 | 0 | 0 | 0 | 0 | 0 | 0 | 0 | 0 | 0 | 0 | 0 | 0 | 0 | 0 | 0 | 0 | 0 | 0 | 0 | 0 | 0 | 331707.04 | 292250.2184 | 0 | 0 | 0 | 0 | 0 | 0 | 0 | 0 | 0
2016-10-08 06:00 | 0 | 0 | 0 | 0 | 0 | 0 | 0 | 350104 | 0 | 0 | 0 | 0 | 128025.2243 | 0 | 0 | 0 | 0 | 0 | 0 | 3120339.9928 | 0 | 0 | 0 | 0 | 0 | 0 | 0 | 0 | 0 | 0 | 0 | 0 | -70858.9504 | 0 | 0 | 0 | 0 | 0 | 0 | 0 | 0 | 13005.1688 | 292250.2184 | 0 | 0 | 0 | 0 | 0 | 0 | 0 | 0 | 0
2016-10-08 07:00 | 0 | 0 | 0 | 0 | 0 | 424238.6378 | 0 | 339014 | 0 | 0 | 0 | 0 | 198884.1747 | 0 | 0 | 0 | 0 | 0 | 0 | 3134705.6802 | 0 | 0 | 0 | 0 | 0 | 0 | 0 | 0 | 0 | 0 | 0 | 0 | 70858.9504 | 0 | 0 | 0 | 0 | 0 | 0 | 0 | 0 | 306615.9057 | 292250.2184 | 0 | 0 | 0 | 0 | 0 | 0 | 0 | 0 | 0
2016-10-08 08:00 | 0 | 0 | 0 | 0 | 0 | 40220.7816 | 0 | 332471 | 0 | 0 | 0 | 0 | 198884.1747 | 0 | 0 | 0 | 0 | 0 | 0 | 2842455.4618 | 0 | 0 | 0 | 0 | 0 | 0 | 0 | 0 | 0 | 0 | 0 | 0 | 0 | 0 | 0 | 0 | 0 | 0 | 0 | 0 | 0 | 0 | 292250.2184 | 0 | 0 | 0 | 0 | 0 | 0 | 0 | 0 | 0
2016-10-08 09:00 | 0 | 0 | 0 | 0 | 0 | 0 | 0 | 331938 | 0 | 0 | 0 | 0 | 128025.2243 | 0 | 0 | 0 | 0 | 0 | 0 | 2581376.4122 | 0 | 0 | 0 | 0 | 0 | 0 | 0 | 0 | 0 | 0 | 0 | 0 | -70858.9504 | 0 | 0 | 0 | 0 | 0 | 0 | 0 | 0 | 31171.1688 | 292250.2184 | 0 | 0 | 0 | 0 | 0 | 0 | 0 | 0 | 0
2016-10-08 10:00 | 0 | 0 | 0 | 0 | 0 | 364527.0056 | 0 | 338002 | 0 | 0 | 0 | 0 | 198884.1747 | 0 | 0 | 0 | 0 | 0 | 0 | 2537042.4674 | 0 | 0 | 0 | 0 | 0 | 0 | 0 | 0 | 0 | 0 | 0 | 0 | 70858.9504 | 0 | 0 | 0 | 0 | 0 | 0 | 0 | 0 | 247916.2736 | 292250.2184 | 0 | 0 | 0 | 0 | 0 | 0 | 0 | 0 | 0
2016-10-08 11:00 | 0 | 0 | 0 | 0 | 0 | 0 | 0 | 348329 | 0 | 0 | 0 | 0 | 128025.2243 | 0 | 0 | 0 | 0 | 0 | 0 | 2259572.4178 | 0 | 0 | 0 | 0 | 0 | 0 | 0 | 0 | 0 | 0 | 0 | 0 | -70858.9504 | 0 | 0 | 0 | 0 | 0 | 0 | 0 | 0 | 14780.1688 | 292250.2184 | 0 | 0 | 0 | 0 | 0 | 0 | 0 | 0 | 0
2016-10-08 12:00 | 0 | 0 | 0 | 0 | 0 | 0 | 0 | 361100 | 0 | 0 | 0 | 0 | 57166.2739 | 0 | 0 | 0 | 0 | 0 | 0 | 1969331.3682 | 0 | 0 | 0 | 0 | 0 | 0 | 0 | 0 | 0 | 0 | 0 | 0 | -70858.9504 | 0 | 0 | 0 | 0 | 0 | 0 | 0 | 0 | 2009.1688 | 292250.2184 | 0 | 0 | 0 | 0 | 0 | 0 | 0 | 0 | 0
2016-10-08 13:00 | 0 | 0 | 0 | 0 | 0 | 234597.612 | 12046.5169 | 379211 | 0 | 0 | 0 | 0 | 70858.9504 | 0 | 0 | 0 | 0 | 0 | 0 | 1823071.8205 | 0 | 0 | 0 | 0 | 0 | 0 | 0 | 0 | 0 | 0 | 0 | 0 | 13692.6765 | 0 | 0 | 0 | 0 | 0 | 0 | 0 | 0 | 145990.6707 | 292250.2184 | 0 | 0 | 0 | 0 | 0 | 0 | 0 | 0 | 0
2016-10-08 14:00 | 0 | 0 | 0 | 0 | 0 | 0 | 240207.9652 | 394483 | 0 | 0 | 0 | 0 | 0 | 0 | 0 | 0 | 0 | 0 | 0 | 1739655.7361 | 0 | 0 | 0 | 0 | 0 | 0 | 0 | 0 | 0 | 0 | 0 | 0 | -70858.9504 | 0 | 0 | 0 | 0 | 0 | 0 | 0 | 0 | 208834.134 | 292250.2184 | 0 | 0 | 0 | 0 | 0 | 0 | 0 | 0 | 0
2016-10-08 15:00 | 0 | 0 | 0 | 0 | 0 | 0 | 529146.0145 | 406622 | 0 | 0 | 0 | 0 | 0 | 0 | 0 | 0 | 0 | 0 | 0 | 1862179.7506 | 0 | 0 | 0 | 0 | 0 | 0 | 0 | 0 | 0 | 0 | 0 | 0 | 0 | 0 | 0 | 0 | 0 | 0 | 0 | 0 | 0 | 122524.0145 | 0 | 0 | 0 | 0 | 0 | 0 | 0 | 0 | 0 | 0
2016-10-08 16:00 | 0 | 0 | 0 | 0 | 0 | 0 | 630335.9179 | 415739 | 0 | 0 | 0 | 0 | 0 | 0 | 0 | 0 | 0 | 0 | 0 | 2076776.6685 | 0 | 0 | 0 | 0 | 0 | 0 | 0 | 0 | 0 | 0 | 0 | 0 | 0 | 0 | 0 | 0 | 0 | 0 | 0 | 0 | 0 | 214596.9179 | 0 | 0 | 0 | 0 | 0 | 0 | 0 | 0 | 0 | 0
2016-10-08 17:00 | 0 | 0 | 0 | 0 | 0 | 0 | 637477.1341 | 421708 | 0 | 0 | 0 | 0 | 0 | 0 | 0 | 0 | 0 | 0 | 0 | 2292545.8025 | 0 | 0 | 0 | 0 | 0 | 0 | 0 | 0 | 0 | 0 | 0 | 0 | 0 | 0 | 0 | 0 | 0 | 0 | 0 | 0 | 0 | 215769.1341 | 0 | 0 | 0 | 0 | 0 | 0 | 0 | 0 | 0 | 0
2016-10-08 18:00 | 0 | 0 | 0 | 0 | 0 | 0 | 619335.0071 | 426659 | 0 | 0 | 0 | 0 | 70858.9504 | 0 | 0 | 0 | 0 | 0 | 0 | 2414362.8592 | 0 | 0 | 0 | 0 | 0 | 0 | 0 | 0 | 0 | 0 | 0 | 0 | 70858.9504 | 0 | 0 | 0 | 0 | 0 | 0 | 0 | 0 | 121817.0567 | 0 | 0 | 0 | 0 | 0 | 0 | 0 | 0 | 0 | 0
2016-10-08 19:00 | 0 | 0 | 0 | 0 | 0 | 0 | 599847.0581 | 431968 | 0 | 0 | 0 | 0 | 0 | 0 | 0 | 0 | 0 | 0 | 0 | 2653100.8677 | 0 | 0 | 0 | 0 | 0 | 0 | 0 | 0 | 0 | 0 | 0 | 0 | -70858.9504 | 0 | 0 | 0 | 0 | 0 | 0 | 0 | 0 | 238738.0085 | 0 | 0 | 0 | 0 | 0 | 0 | 0 | 0 | 0 | 0
2016-10-08 20:00 | 0 | 0 | 0 | 0 | 0 | 0 | 585588.4193 | 436274 | 0 | 0 | 0 | 0 | 70858.9504 | 0 | 0 | 0 | 0 | 0 | 0 | 2731556.3366 | 0 | 0 | 0 | 0 | 0 | 0 | 0 | 0 | 0 | 0 | 0 | 0 | 70858.9504 | 0 | 0 | 0 | 0 | 0 | 0 | 0 | 0 | 78455.4689 | 0 | 0 | 0 | 0 | 0 | 0 | 0 | 0 | 0 | 0
2016-10-08 21:00 | 0 | 0 | 0 | 0 | 0 | 0 | 557088.7914 | 439383 | 0 | 0 | 0 | 0 | 0 | 0 | 0 | 0 | 0 | 0 | 0 | 2920121.0785 | 0 | 0 | 0 | 0 | 0 | 0 | 0 | 0 | 0 | 0 | 0 | 0 | -70858.9504 | 0 | 0 | 0 | 0 | 0 | 0 | 0 | 0 | 188564.7418 | 0 | 0 | 0 | 0 | 0 | 0 | 0 | 0 | 0 | 0
2016-10-08 22:00 | 0 | 0 | 0 | 0 | 0 | 0 | 515439.1568 | 439069 | 0 | 0 | 0 | 0 | 70858.9504 | 0 | 0 | 0 | 0 | 0 | 0 | 2925632.2849 | 0 | 0 | 0 | 0 | 0 | 0 | 0 | 0 | 0 | 0 | 0 | 0 | 70858.9504 | 0 | 0 | 0 | 0 | 0 | 0 | 0 | 0 | 5511.2064 | 0 | 0 | 0 | 0 | 0 | 0 | 0 | 0 | 0 | 0
2016-10-08 23:00 | 0 | 0 | 0 | 0 | 0 | 0 | 403899.6263 | 435365 | 0 | 0 | 0 | 0 | 0 | 0 | 0 | 0 | 0 | 0 | 0 | 2965025.8616 | 0 | 0 | 0 | 0 | 0 | 0 | 0 | 0 | 0 | 0 | 0 | 0 | -70858.9504 | 0 | 0 | 0 | 0 | 0 | 0 | 0 | 0 | 39393.5767 | 0 | 0 | 0 | 0 | 0 | 0 | 0 | 0 | 0 | 0
2016-10-09 | 0 | 0 | 0 | 0 | 0 | 0 | 173893.2096 | 432182 | 0 | 0 | 0 | 0 | 0 | 0 | 0 | 0 | 0 | 0 | 0 | 2706737.0712 | 0 | 0 | 0 | 0 | 0 | 0 | 0 | 0 | 0 | 0 | 0 | 0 | 0 | 0 | 0 | 0 | 0 | 0 | 0 | 0 | 0 | 33961.428 | 292250.2184 | 0 | 0 | 0 | 0 | 0 | 0 | 0 | 0 | 0
2016-10-09 01:00 | 0 | 0 | 0 | 0 | 0 | 451090.7787 | 2064.0843 | 422059 | 0 | 0 | 0 | 0 | 70858.9504 | 0 | 0 | 0 | 0 | 0 | 0 | 2666973.9839 | 0 | 0 | 0 | 0 | 0 | 0 | 0 | 0 | 0 | 0 | 0 | 0 | 70858.9504 | 0 | 0 | 0 | 0 | 0 | 0 | 0 | 0 | 252487.131 | 292250.2184 | 0 | 0 | 0 | 0 | 0 | 0 | 0 | 0 | 0
2016-10-09 02:00 | 0 | 0 | 0 | 0 | 0 | 180860.732 | 0 | 402252 | 0 | 0 | 0 | 0 | 141717.9008 | 0 | 0 | 0 | 0 | 0 | 0 | 2374723.7655 | 0 | 0 | 0 | 0 | 0 | 0 | 0 | 0 | 0 | 0 | 0 | 0 | 70858.9504 | 0 | 0 | 0 | 0 | 0 | 0 | 0 | 0 | 0 | 292250.2184 | 0 | 0 | 0 | 0 | 0 | 0 | 0 | 0 | 0
2016-10-09 03:00 | 0 | 0 | 0 | 0 | 0 | 348667.8712 | 0 | 380070 | 0 | 0 | 0 | 0 | 70858.9504 | 0 | 0 | 0 | 0 | 0 | 0 | 2414180.5871 | 0 | 0 | 0 | 0 | 0 | 0 | 0 | 0 | 0 | 0 | 0 | 0 | -70858.9504 | 0 | 0 | 0 | 0 | 0 | 0 | 0 | 0 | 331707.04 | 292250.2184 | 0 | 0 | 0 | 0 | 0 | 0 | 0 | 0 | 0
2016-10-09 04:00 | 0 | 0 | 0 | 0 | 0 | 141023.732 | 0 | 362415 | 0 | 0 | 0 | 0 | 141717.9008 | 0 | 0 | 0 | 0 | 0 | 0 | 2121930.3687 | 0 | 0 | 0 | 0 | 0 | 0 | 0 | 0 | 0 | 0 | 0 | 0 | 70858.9504 | 0 | 0 | 0 | 0 | 0 | 0 | 0 | 0 | 0 | 292250.2184 | 0 | 0 | 0 | 0 | 0 | 0 | 0 | 0 | 0
2016-10-09 05:00 | 0 | 0 | 0 | 0 | 0 | 440834.0955 | 0 | 344211 | 0 | 0 | 0 | 0 | 198884.1747 | 0 | 0 | 0 | 0 | 0 | 0 | 2161387.1903 | 0 | 0 | 0 | 0 | 0 | 0 | 0 | 0 | 0 | 0 | 0 | 0 | 57166.2739 | 0 | 0 | 0 | 0 | 0 | 0 | 0 | 0 | 331707.04 | 292250.2184 | 0 | 0 | 0 | 0 | 0 | 0 | 0 | 0 | 0
2016-10-09 06:00 | 0 | 0 | 0 | 0 | 0 | 0 | 0 | 329703 | 0 | 0 | 0 | 0 | 128025.2243 | 0 | 0 | 0 | 0 | 0 | 0 | 1902543.1407 | 0 | 0 | 0 | 0 | 0 | 0 | 0 | 0 | 0 | 0 | 0 | 0 | -70858.9504 | 0 | 0 | 0 | 0 | 0 | 0 | 0 | 0 | 33406.1688 | 292250.2184 | 0 | 0 | 0 | 0 | 0 | 0 | 0 | 0 | 0
2016-10-09 07:00 | 0 | 0 | 0 | 0 | 0 | 430772.772 | 0 | 320457 | 0 | 0 | 0 | 0 | 198884.1747 | 0 | 0 | 0 | 0 | 0 | 0 | 1941999.9623 | 0 | 0 | 0 | 0 | 0 | 0 | 0 | 0 | 0 | 0 | 0 | 0 | 70858.9504 | 0 | 0 | 0 | 0 | 0 | 0 | 0 | 0 | 331707.04 | 292250.2184 | 0 | 0 | 0 | 0 | 0 | 0 | 0 | 0 | 0
2016-10-09 08:00 | 0 | 0 | 0 | 0 | 0 | 297094.5477 | 0 | 314804 | 0 | 0 | 0 | 0 | 141717.9008 | 0 | 0 | 0 | 0 | 0 | 0 | 1981456.784 | 0 | 0 | 0 | 0 | 0 | 0 | 0 | 0 | 0 | 0 | 0 | 0 | -57166.2739 | 0 | 0 | 0 | 0 | 0 | 0 | 0 | 0 | 331707.04 | 292250.2184 | 0 | 0 | 0 | 0 | 0 | 0 | 0 | 0 | 0
2016-10-09 09:00 | 0 | 0 | 0 | 0 | 0 | 0 | 0 | 313504 | 0 | 0 | 0 | 0 | 70858.9504 | 0 | 0 | 0 | 0 | 0 | 0 | 1738811.7344 | 0 | 0 | 0 | 0 | 0 | 0 | 0 | 0 | 0 | 0 | 0 | 0 | -70858.9504 | 0 | 0 | 0 | 0 | 0 | 0 | 0 | 0 | 49605.1688 | 292250.2184 | 0 | 0 | 0 | 0 | 0 | 0 | 0 | 0 | 0
2016-10-09 10:00 | 0 | 0 | 0 | 0 | 0 | 0 | 0 | 316333 | 0 | 0 | 0 | 0 | 0 | 0 | 0 | 0 | 0 | 0 | 0 | 1493337.6848 | 0 | 0 | 0 | 0 | 0 | 0 | 0 | 0 | 0 | 0 | 0 | 0 | -70858.9504 | 0 | 0 | 0 | 0 | 0 | 0 | 0 | 0 | 46776.1688 | 292250.2184 | 0 | 0 | 0 | 0 | 0 | 0 | 0 | 0 | 0
2016-10-09 11:00 | 0 | 0 | 0 | 0 | 0 | 421106.9928 | 0 | 323004 | 0 | 0 | 0 | 0 | 70858.9504 | 0 | 0 | 0 | 0 | 0 | 0 | 1520581.7272 | 0 | 0 | 0 | 0 | 0 | 0 | 0 | 0 | 0 | 0 | 0 | 0 | 70858.9504 | 0 | 0 | 0 | 0 | 0 | 0 | 0 | 0 | 319494.2608 | 292250.2184 | 0 | 0 | 0 | 0 | 0 | 0 | 0 | 0 | 0
2016-10-09 12:00 | 0 | 0 | 0 | 0 | 0 | 0 | 0 | 334487 | 0 | 0 | 0 | 0 | 0 | 0 | 0 | 0 | 0 | 0 | 0 | 1256953.6776 | 0 | 0 | 0 | 0 | 0 | 0 | 0 | 0 | 0 | 0 | 0 | 0 | -70858.9504 | 0 | 0 | 0 | 0 | 0 | 0 | 0 | 0 | 28622.1688 | 292250.2184 | 0 | 0 | 0 | 0 | 0 | 0 | 0 | 0 | 0
2016-10-09 13:00 | 0 | 0 | 0 | 0 | 0 | 358032.0569 | 10063.8727 | 350536 | 0 | 0 | 0 | 0 | 70858.9504 | 0 | 0 | 0 | 0 | 0 | 0 | 1203654.6567 | 0 | 0 | 0 | 0 | 0 | 0 | 0 | 0 | 0 | 0 | 0 | 0 | 70858.9504 | 0 | 0 | 0 | 0 | 0 | 0 | 0 | 0 | 238951.1976 | 292250.2184 | 0 | 0 | 0 | 0 | 0 | 0 | 0 | 0 | 0
2016-10-09 14:00 | 0 | 0 | 0 | 0 | 0 | 0 | 255402.2679 | 363656 | 0 | 0 | 0 | 0 | 141717.9008 | 0 | 0 | 0 | 0 | 0 | 0 | 1024541.9743 | 0 | 0 | 0 | 0 | 0 | 0 | 0 | 0 | 0 | 0 | 0 | 0 | 70858.9504 | 0 | 0 | 0 | 0 | 0 | 0 | 0 | 0 | 113137.5359 | 292250.2184 | 0 | 0 | 0 | 0 | 0 | 0 | 0 | 0 | 0
2016-10-09 15:00 | 0 | 0 | 0 | 0 | 0 | 0 | 590721.6765 | 374100 | 0 | 0 | 0 | 0 | 198884.1747 | 0 | 0 | 0 | 0 | 0 | 0 | 1183997.3769 | 0 | 0 | 0 | 0 | 0 | 0 | 0 | 0 | 0 | 0 | 0 | 0 | 57166.2739 | 0 | 0 | 0 | 0 | 0 | 0 | 0 | 0 | 159455.4027 | 0 | 0 | 0 | 0 | 0 | 0 | 0 | 0 | 0 | 0
2016-10-09 16:00 | 0 | 0 | 0 | 0 | 0 | 0 | 688860.0653 | 383930 | 0 | 0 | 0 | 0 | 198884.1747 | 0 | 0 | 0 | 0 | 0 | 0 | 1488927.4422 | 0 | 0 | 0 | 0 | 0 | 0 | 0 | 0 | 0 | 0 | 0 | 0 | 0 | 0 | 0 | 0 | 0 | 0 | 0 | 0 | 0 | 304930.0653 | 0 | 0 | 0 | 0 | 0 | 0 | 0 | 0 | 0 | 0
2016-10-09 17:00 | 0 | 0 | 0 | 0 | 0 | 0 | 683663.1102 | 392899 | 0 | 0 | 0 | 0 | 157941.2448 | 0 | 0 | 0 | 0 | 0 | 0 | 1820634.4822 | 0 | 0 | 0 | 0 | 0 | 0 | 0 | 0 | 0 | 0 | 0 | 0 | -40942.9298 | 0 | 0 | 0 | 0 | 0 | 0 | 0 | 0 | 331707.04 | 0 | 0 | 0 | 0 | 0 | 0 | 0 | 0 | 0 | 0
2016-10-09 18:00 | 0 | 0 | 0 | 0 | 0 | 112444.0822 | 660474.8877 | 400269 | 0 | 0 | 0 | 0 | 198884.1747 | 0 | 0 | 0 | 0 | 0 | 0 | 2152341.5222 | 0 | 0 | 0 | 0 | 0 | 0 | 0 | 0 | 0 | 0 | 0 | 0 | 40942.9298 | 0 | 0 | 0 | 0 | 0 | 0 | 0 | 0 | 331707.04 | 0 | 0 | 0 | 0 | 0 | 0 | 0 | 0 | 0 | 0
2016-10-09 19:00 | 0 | 0 | 0 | 0 | 0 | 0 | 638793.7936 | 408188 | 0 | 0 | 0 | 0 | 128025.2243 | 0 | 0 | 0 | 0 | 0 | 0 | 2453806.2662 | 0 | 0 | 0 | 0 | 0 | 0 | 0 | 0 | 0 | 0 | 0 | 0 | -70858.9504 | 0 | 0 | 0 | 0 | 0 | 0 | 0 | 0 | 301464.744 | 0 | 0 | 0 | 0 | 0 | 0 | 0 | 0 | 0 | 0
2016-10-09 20:00 | 0 | 0 | 0 | 0 | 0 | 0 | 625096.7414 | 416624 | 0 | 0 | 0 | 0 | 198884.1747 | 0 | 0 | 0 | 0 | 0 | 0 | 2591420.0573 | 0 | 0 | 0 | 0 | 0 | 0 | 0 | 0 | 0 | 0 | 0 | 0 | 70858.9504 | 0 | 0 | 0 | 0 | 0 | 0 | 0 | 0 | 137613.791 | 0 | 0 | 0 | 0 | 0 | 0 | 0 | 0 | 0 | 0
2016-10-09 21:00 | 0 | 0 | 0 | 0 | 0 | 0 | 610393.7755 | 423858 | 0 | 0 | 0 | 0 | 128025.2243 | 0 | 0 | 0 | 0 | 0 | 0 | 2848814.7831 | 0 | 0 | 0 | 0 | 0 | 0 | 0 | 0 | 0 | 0 | 0 | 0 | -70858.9504 | 0 | 0 | 0 | 0 | 0 | 0 | 0 | 0 | 257394.7259 | 0 | 0 | 0 | 0 | 0 | 0 | 0 | 0 | 0 | 0
2016-10-09 22:00 | 0 | 0 | 0 | 0 | 0 | 0 | 583434.2862 | 427184 | 0 | 0 | 0 | 0 | 141717.9008 | 0 | 0 | 0 | 0 | 0 | 0 | 2991372.3928 | 0 | 0 | 0 | 0 | 0 | 0 | 0 | 0 | 0 | 0 | 0 | 0 | 13692.6765 | 0 | 0 | 0 | 0 | 0 | 0 | 0 | 0 | 142557.6096 | 0 | 0 | 0 | 0 | 0 | 0 | 0 | 0 | 0 | 0
2016-10-09 23:00 | 0 | 0 | 0 | 0 | 0 | 0 | 477474.13 | 433837 | 0 | 0 | 0 | 0 | 70858.9504 | 0 | 0 | 0 | 0 | 0 | 0 | 3105868.4732 | 0 | 0 | 0 | 0 | 0 | 0 | 0 | 0 | 0 | 0 | 0 | 0 | -70858.9504 | 0 | 0 | 0 | 0 | 0 | 0 | 0 | 0 | 114496.0804 | 0 | 0 | 0 | 0 | 0 | 0 | 0 | 0 | 0 | 0
2016-10-10 | 0 | 0 | 0 | 0 | 0 | 0 | 193731.5546 | 435426 | 0 | 0 | 0 | 0 | 0 | 0 | 0 | 0 | 0 | 0 | 0 | 2935032.9782 | 0 | 0 | 0 | 0 | 0 | 0 | 0 | 0 | 0 | 0 | 0 | 0 | -70858.9504 | 0 | 0 | 0 | 0 | 0 | 0 | 0 | 0 | 121414.7233 | 292250.2184 | 0 | 0 | 0 | 0 | 0 | 0 | 0 | 0 | 0
2016-10-10 01:00 | 0 | 0 | 0 | 0 | 0 | 529105.2809 | 991.4911 | 419781 | 0 | 0 | 0 | 0 | 70858.9504 | 0 | 0 | 0 | 0 | 0 | 0 | 2974489.7998 | 0 | 0 | 0 | 0 | 0 | 0 | 0 | 0 | 0 | 0 | 0 | 0 | 70858.9504 | 0 | 0 | 0 | 0 | 0 | 0 | 0 | 0 | 331707.04 | 292250.2184 | 0 | 0 | 0 | 0 | 0 | 0 | 0 | 0 | 0
2016-10-10 02:00 | 0 | 0 | 0 | 0 | 0 | 180151.732 | 0 | 401543 | 0 | 0 | 0 | 0 | 141717.9008 | 0 | 0 | 0 | 0 | 0 | 0 | 2682239.5814 | 0 | 0 | 0 | 0 | 0 | 0 | 0 | 0 | 0 | 0 | 0 | 0 | 70858.9504 | 0 | 0 | 0 | 0 | 0 | 0 | 0 | 0 | 0 | 292250.2184 | 0 | 0 | 0 | 0 | 0 | 0 | 0 | 0 | 0
2016-10-10 03:00 | 0 | 0 | 0 | 0 | 0 | 349853.8712 | 0 | 381256 | 0 | 0 | 0 | 0 | 70858.9504 | 0 | 0 | 0 | 0 | 0 | 0 | 2721696.403 | 0 | 0 | 0 | 0 | 0 | 0 | 0 | 0 | 0 | 0 | 0 | 0 | -70858.9504 | 0 | 0 | 0 | 0 | 0 | 0 | 0 | 0 | 331707.04 | 292250.2184 | 0 | 0 | 0 | 0 | 0 | 0 | 0 | 0 | 0
2016-10-10 04:00 | 0 | 0 | 0 | 0 | 0 | 468504.772 | 0 | 358189 | 0 | 0 | 0 | 0 | 141717.9008 | 0 | 0 | 0 | 0 | 0 | 0 | 2761153.2246 | 0 | 0 | 0 | 0 | 0 | 0 | 0 | 0 | 0 | 0 | 0 | 0 | 70858.9504 | 0 | 0 | 0 | 0 | 0 | 0 | 0 | 0 | 331707.04 | 292250.2184 | 0 | 0 | 0 | 0 | 0 | 0 | 0 | 0 | 0
2016-10-10 05:00 | 0 | 0 | 0 | 0 | 0 | 105179.0555 | 0 | 340263 | 0 | 0 | 0 | 0 | 198884.1747 | 0 | 0 | 0 | 0 | 0 | 0 | 2468903.0062 | 0 | 0 | 0 | 0 | 0 | 0 | 0 | 0 | 0 | 0 | 0 | 0 | 57166.2739 | 0 | 0 | 0 | 0 | 0 | 0 | 0 | 0 | 0 | 292250.2184 | 0 | 0 | 0 | 0 | 0 | 0 | 0 | 0 | 0
2016-10-10 06:00 | 0 | 0 | 0 | 0 | 0 | 296474.8712 | 0 | 327877 | 0 | 0 | 0 | 0 | 128025.2243 | 0 | 0 | 0 | 0 | 0 | 0 | 2508359.8279 | 0 | 0 | 0 | 0 | 0 | 0 | 0 | 0 | 0 | 0 | 0 | 0 | -70858.9504 | 0 | 0 | 0 | 0 | 0 | 0 | 0 | 0 | 331707.04 | 292250.2184 | 0 | 0 | 0 | 0 | 0 | 0 | 0 | 0 | 0
2016-10-10 07:00 | 0 | 0 | 0 | 0 | 0 | 99529.732 | 0 | 320921 | 0 | 0 | 0 | 0 | 198884.1747 | 0 | 0 | 0 | 0 | 0 | 0 | 2216109.6095 | 0 | 0 | 0 | 0 | 0 | 0 | 0 | 0 | 0 | 0 | 0 | 0 | 70858.9504 | 0 | 0 | 0 | 0 | 0 | 0 | 0 | 0 | 0 | 292250.2184 | 0 | 0 | 0 | 0 | 0 | 0 | 0 | 0 | 0
2016-10-10 08:00 | 0 | 0 | 0 | 0 | 0 | 28224.7816 | 0 | 320475 | 0 | 0 | 0 | 0 | 198884.1747 | 0 | 0 | 0 | 0 | 0 | 0 | 1923859.3911 | 0 | 0 | 0 | 0 | 0 | 0 | 0 | 0 | 0 | 0 | 0 | 0 | 0 | 0 | 0 | 0 | 0 | 0 | 0 | 0 | 0 | 0 | 292250.2184 | 0 | 0 | 0 | 0 | 0 | 0 | 0 | 0 | 0
2016-10-10 09:00 | 0 | 0 | 0 | 0 | 0 | 0 | 0 | 328559 | 0 | 0 | 0 | 0 | 128025.2243 | 0 | 0 | 0 | 0 | 0 | 0 | 1666159.3415 | 0 | 0 | 0 | 0 | 0 | 0 | 0 | 0 | 0 | 0 | 0 | 0 | -70858.9504 | 0 | 0 | 0 | 0 | 0 | 0 | 0 | 0 | 34550.1688 | 292250.2184 | 0 | 0 | 0 | 0 | 0 | 0 | 0 | 0 | 0
2016-10-10 10:00 | 0 | 0 | 0 | 0 | 0 | 403349.4981 | 0 | 350200 | 0 | 0 | 0 | 0 | 141717.9008 | 0 | 0 | 0 | 0 | 0 | 0 | 1705616.1631 | 0 | 0 | 0 | 0 | 0 | 0 | 0 | 0 | 0 | 0 | 0 | 0 | 13692.6765 | 0 | 0 | 0 | 0 | 0 | 0 | 0 | 0 | 331707.04 | 292250.2184 | 0 | 0 | 0 | 0 | 0 | 0 | 0 | 0 | 0
2016-10-10 11:00 | 0 | 0 | 0 | 0 | 0 | 11620.8312 | 0 | 374730 | 0 | 0 | 0 | 0 | 70858.9504 | 0 | 0 | 0 | 0 | 0 | 0 | 1413365.9447 | 0 | 0 | 0 | 0 | 0 | 0 | 0 | 0 | 0 | 0 | 0 | 0 | -70858.9504 | 0 | 0 | 0 | 0 | 0 | 0 | 0 | 0 | 0 | 292250.2184 | 0 | 0 | 0 | 0 | 0 | 0 | 0 | 0 | 0
2016-10-10 12:00 | 0 | 0 | 0 | 0 | 0 | 26958.8312 | 0 | 390068 | 0 | 0 | 0 | 0 | 0 | 0 | 0 | 0 | 0 | 0 | 0 | 1121115.7263 | 0 | 0 | 0 | 0 | 0 | 0 | 0 | 0 | 0 | 0 | 0 | 0 | -70858.9504 | 0 | 0 | 0 | 0 | 0 | 0 | 0 | 0 | 0 | 292250.2184 | 0 | 0 | 0 | 0 | 0 | 0 | 0 | 0 | 0
2016-10-10 13:00 | 0 | 0 | 0 | 0 | 0 | 425862.709 | 24369.9957 | 403659 | 0 | 0 | 0 | 0 | 70858.9504 | 0 | 0 | 0 | 0 | 0 | 0 | 1096830.4807 | 0 | 0 | 0 | 0 | 0 | 0 | 0 | 0 | 0 | 0 | 0 | 0 | 70858.9504 | 0 | 0 | 0 | 0 | 0 | 0 | 0 | 0 | 267964.9728 | 292250.2184 | 0 | 0 | 0 | 0 | 0 | 0 | 0 | 0 | 0
2016-10-10 14:00 | 0 | 0 | 0 | 0 | 0 | 312734.528 | 368404.9743 | 414344 | 0 | 0 | 0 | 0 | 141717.9008 | 0 | 0 | 0 | 0 | 0 | 0 | 1292767.0327 | 0 | 0 | 0 | 0 | 0 | 0 | 0 | 0 | 0 | 0 | 0 | 0 | 70858.9504 | 0 | 0 | 0 | 0 | 0 | 0 | 0 | 0 | 195936.552 | 0 | 0 | 0 | 0 | 0 | 0 | 0 | 0 | 0 | 0
2016-10-10 15:00 | 0 | 0 | 0 | 0 | 0 | 164071.7687 | 647475.5452 | 422674 | 0 | 0 | 0 | 0 | 198884.1747 | 0 | 0 | 0 | 0 | 0 | 0 | 1624474.0727 | 0 | 0 | 0 | 0 | 0 | 0 | 0 | 0 | 0 | 0 | 0 | 0 | 57166.2739 | 0 | 0 | 0 | 0 | 0 | 0 | 0 | 0 | 331707.04 | 0 | 0 | 0 | 0 | 0 | 0 | 0 | 0 | 0 | 0
2016-10-10 16:00 | 0 | 0 | 0 | 0 | 0 | 0 | 720945.8168 | 429540 | 0 | 0 | 0 | 0 | 198884.1747 | 0 | 0 | 0 | 0 | 0 | 0 | 1915879.8895 | 0 | 0 | 0 | 0 | 0 | 0 | 0 | 0 | 0 | 0 | 0 | 0 | 0 | 0 | 0 | 0 | 0 | 0 | 0 | 0 | 0 | 291405.8168 | 0 | 0 | 0 | 0 | 0 | 0 | 0 | 0 | 0 | 0
2016-10-10 17:00 | 0 | 0 | 0 | 0 | 0 | 0 | 713566.8973 | 436521 | 0 | 0 | 0 | 0 | 198884.1747 | 0 | 0 | 0 | 0 | 0 | 0 | 2192925.7868 | 0 | 0 | 0 | 0 | 0 | 0 | 0 | 0 | 0 | 0 | 0 | 0 | 0 | 0 | 0 | 0 | 0 | 0 | 0 | 0 | 0 | 277045.8973 | 0 | 0 | 0 | 0 | 0 | 0 | 0 | 0 | 0 | 0
2016-10-10 18:00 | 0 | 0 | 0 | 0 | 0 | 0 | 695462.7629 | 443254 | 0 | 0 | 0 | 0 | 128025.2243 | 0 | 0 | 0 | 0 | 0 | 0 | 2515993.5001 | 0 | 0 | 0 | 0 | 0 | 0 | 0 | 0 | 0 | 0 | 0 | 0 | -70858.9504 | 0 | 0 | 0 | 0 | 0 | 0 | 0 | 0 | 323067.7133 | 0 | 0 | 0 | 0 | 0 | 0 | 0 | 0 | 0 | 0
2016-10-10 19:00 | 0 | 0 | 0 | 0 | 0 | 0 | 681782.1942 | 449624 | 0 | 0 | 0 | 0 | 198884.1747 | 0 | 0 | 0 | 0 | 0 | 0 | 2677292.7439 | 0 | 0 | 0 | 0 | 0 | 0 | 0 | 0 | 0 | 0 | 0 | 0 | 70858.9504 | 0 | 0 | 0 | 0 | 0 | 0 | 0 | 0 | 161299.2438 | 0 | 0 | 0 | 0 | 0 | 0 | 0 | 0 | 0 | 0
2016-10-10 20:00 | 0 | 0 | 0 | 0 | 0 | 0 | 683639.8563 | 456276 | 0 | 0 | 0 | 0 | 128025.2243 | 0 | 0 | 0 | 0 | 0 | 0 | 2975515.5506 | 0 | 0 | 0 | 0 | 0 | 0 | 0 | 0 | 0 | 0 | 0 | 0 | -70858.9504 | 0 | 0 | 0 | 0 | 0 | 0 | 0 | 0 | 298222.8067 | 0 | 0 | 0 | 0 | 0 | 0 | 0 | 0 | 0 | 0
2016-10-10 21:00 | 0 | 0 | 0 | 0 | 0 | 0 | 683096.1326 | 461341 | 0 | 0 | 0 | 0 | 198884.1747 | 0 | 0 | 0 | 0 | 0 | 0 | 3126411.7328 | 0 | 0 | 0 | 0 | 0 | 0 | 0 | 0 | 0 | 0 | 0 | 0 | 70858.9504 | 0 | 0 | 0 | 0 | 0 | 0 | 0 | 0 | 150896.1822 | 0 | 0 | 0 | 0 | 0 | 0 | 0 | 0 | 0 | 0
2016-10-10 22:00 | 0 | 0 | 0 | 0 | 0 | 0 | 643244.2132 | 463319 | 0 | 0 | 0 | 0 | 159372.5718 | 0 | 0 | 0 | 0 | 0 | 0 | 3345848.5488 | 0 | 0 | 0 | 0 | 0 | 0 | 0 | 0 | 0 | 0 | 0 | 0 | -39511.6029 | 0 | 0 | 0 | 0 | 0 | 0 | 0 | 0 | 219436.816 | 0 | 0 | 0 | 0 | 0 | 0 | 0 | 0 | 0 | 0
2016-10-10 23:00 | 0 | 0 | 0 | 0 | 0 | 0 | 476468.3916 | 469066 | 0 | 0 | 0 | 0 | 166774.9634 | 0 | 0 | 0 | 0 | 0 | 0 | 3345848.5488 | 0 | 0 | 0 | 0 | 0 | 0 | 0 | 0 | 0 | 0 | 0 | 0 | 7402.3916 | 0 | 0 | 0 | 0 | 0 | 0 | 0 | 0 | 0 | 0 | 0 | 0 | 0 | 0 | 0 | 0 | 0 | 0 | 0
2016-10-11 | 0 | 0 | 0 | 0 | 0 | 0 | 134861.0425 | 465861 | 0 | 0 | 0 | 0 | 128025.2243 | 0 | 0 | 0 | 0 | 0 | 0 | 3053598.3304 | 0 | 0 | 0 | 0 | 0 | 0 | 0 | 0 | 0 | 0 | 0 | 0 | -38749.7391 | 0 | 0 | 0 | 0 | 0 | 0 | 0 | 0 | 0 | 292250.2184 | 0 | 0 | 0 | 0 | 0 | 0 | 0 | 0 | 0
2016-10-11 01:00 | 0 | 0 | 0 | 0 | 0 | 86968.3199 | 659.5114 | 450737 | 0 | 0 | 0 | 0 | 57166.2739 | 0 | 0 | 0 | 0 | 0 | 0 | 2761348.112 | 0 | 0 | 0 | 0 | 0 | 0 | 0 | 0 | 0 | 0 | 0 | 0 | -70858.9504 | 0 | 0 | 0 | 0 | 0 | 0 | 0 | 0 | 0 | 292250.2184 | 0 | 0 | 0 | 0 | 0 | 0 | 0 | 0 | 0
2016-10-11 02:00 | 0 | 0 | 0 | 0 | 0 | 538427.772 | 0 | 428112 | 0 | 0 | 0 | 0 | 128025.2243 | 0 | 0 | 0 | 0 | 0 | 0 | 2800804.9337 | 0 | 0 | 0 | 0 | 0 | 0 | 0 | 0 | 0 | 0 | 0 | 0 | 70858.9504 | 0 | 0 | 0 | 0 | 0 | 0 | 0 | 0 | 331707.04 | 292250.2184 | 0 | 0 | 0 | 0 | 0 | 0 | 0 | 0 | 0
2016-10-11 03:00 | 0 | 0 | 0 | 0 | 0 | 510984.772 | 0 | 400669 | 0 | 0 | 0 | 0 | 198884.1747 | 0 | 0 | 0 | 0 | 0 | 0 | 2840261.7553 | 0 | 0 | 0 | 0 | 0 | 0 | 0 | 0 | 0 | 0 | 0 | 0 | 70858.9504 | 0 | 0 | 0 | 0 | 0 | 0 | 0 | 0 | 331707.04 | 292250.2184 | 0 | 0 | 0 | 0 | 0 | 0 | 0 | 0 | 0
2016-10-11 04:00 | 0 | 0 | 0 | 0 | 0 | 83001.7816 | 0 | 375252 | 0 | 0 | 0 | 0 | 198884.1747 | 0 | 0 | 0 | 0 | 0 | 0 | 2548011.5369 | 0 | 0 | 0 | 0 | 0 | 0 | 0 | 0 | 0 | 0 | 0 | 0 | 0 | 0 | 0 | 0 | 0 | 0 | 0 | 0 | 0 | 0 | 292250.2184 | 0 | 0 | 0 | 0 | 0 | 0 | 0 | 0 | 0
2016-10-11 05:00 | 0 | 0 | 0 | 0 | 0 | 325627.8712 | 0 | 357030 | 0 | 0 | 0 | 0 | 128025.2243 | 0 | 0 | 0 | 0 | 0 | 0 | 2587468.3585 | 0 | 0 | 0 | 0 | 0 | 0 | 0 | 0 | 0 | 0 | 0 | 0 | -70858.9504 | 0 | 0 | 0 | 0 | 0 | 0 | 0 | 0 | 331707.04 | 292250.2184 | 0 | 0 | 0 | 0 | 0 | 0 | 0 | 0 | 0
2016-10-11 06:00 | 0 | 0 | 0 | 0 | 0 | 122192.732 | 0 | 343584 | 0 | 0 | 0 | 0 | 198884.1747 | 0 | 0 | 0 | 0 | 0 | 0 | 2295218.1401 | 0 | 0 | 0 | 0 | 0 | 0 | 0 | 0 | 0 | 0 | 0 | 0 | 70858.9504 | 0 | 0 | 0 | 0 | 0 | 0 | 0 | 0 | 0 | 292250.2184 | 0 | 0 | 0 | 0 | 0 | 0 | 0 | 0 | 0
2016-10-11 07:00 | 0 | 0 | 0 | 0 | 0 | 0 | 0 | 336113 | 0 | 0 | 0 | 0 | 155021.3931 | 0 | 0 | 0 | 0 | 0 | 0 | 2002967.9217 | 0 | 0 | 0 | 0 | 0 | 0 | 0 | 0 | 0 | 0 | 0 | 0 | -43862.7816 | 0 | 0 | 0 | 0 | 0 | 0 | 0 | 0 | 0 | 292250.2184 | 0 | 0 | 0 | 0 | 0 | 0 | 0 | 0 | 0
2016-10-11 08:00 | 0 | 0 | 0 | 0 | 0 | 303334.8712 | 0 | 334737 | 0 | 0 | 0 | 0 | 84162.4427 | 0 | 0 | 0 | 0 | 0 | 0 | 2042424.7433 | 0 | 0 | 0 | 0 | 0 | 0 | 0 | 0 | 0 | 0 | 0 | 0 | -70858.9504 | 0 | 0 | 0 | 0 | 0 | 0 | 0 | 0 | 331707.04 | 292250.2184 | 0 | 0 | 0 | 0 | 0 | 0 | 0 | 0 | 0
2016-10-11 09:00 | 0 | 0 | 0 | 0 | 0 | 122474.732 | 0 | 343866 | 0 | 0 | 0 | 0 | 155021.3931 | 0 | 0 | 0 | 0 | 0 | 0 | 1750174.5249 | 0 | 0 | 0 | 0 | 0 | 0 | 0 | 0 | 0 | 0 | 0 | 0 | 70858.9504 | 0 | 0 | 0 | 0 | 0 | 0 | 0 | 0 | 0 | 292250.2184 | 0 | 0 | 0 | 0 | 0 | 0 | 0 | 0 | 0
2016-10-11 10:00 | 0 | 0 | 0 | 0 | 0 | 6804.8312 | 0 | 369914 | 0 | 0 | 0 | 0 | 84162.4427 | 0 | 0 | 0 | 0 | 0 | 0 | 1457924.3066 | 0 | 0 | 0 | 0 | 0 | 0 | 0 | 0 | 0 | 0 | 0 | 0 | -70858.9504 | 0 | 0 | 0 | 0 | 0 | 0 | 0 | 0 | 0 | 292250.2184 | 0 | 0 | 0 | 0 | 0 | 0 | 0 | 0 | 0
2016-10-11 11:00 | 0 | 0 | 0 | 0 | 0 | 484552.9093 | 0 | 395969 | 0 | 0 | 0 | 0 | 155021.3931 | 0 | 0 | 0 | 0 | 0 | 0 | 1475649.2655 | 0 | 0 | 0 | 0 | 0 | 0 | 0 | 0 | 0 | 0 | 0 | 0 | 70858.9504 | 0 | 0 | 0 | 0 | 0 | 0 | 0 | 0 | 309975.1773 | 292250.2184 | 0 | 0 | 0 | 0 | 0 | 0 | 0 | 0 | 0
2016-10-11 12:00 | 0 | 0 | 0 | 0 | 0 | 159530.5632 | 0 | 407918 | 0 | 0 | 0 | 0 | 198884.1747 | 0 | 0 | 0 | 0 | 0 | 0 | 1183399.0471 | 0 | 0 | 0 | 0 | 0 | 0 | 0 | 0 | 0 | 0 | 0 | 0 | 43862.7816 | 0 | 0 | 0 | 0 | 0 | 0 | 0 | 0 | 0 | 292250.2184 | 0 | 0 | 0 | 0 | 0 | 0 | 0 | 0 | 0
2016-10-11 13:00 | 0 | 0 | 0 | 0 | 0 | 37972.6093 | 16124.2219 | 417206 | 0 | 0 | 0 | 0 | 128025.2243 | 0 | 0 | 0 | 0 | 0 | 0 | 891148.8287 | 0 | 0 | 0 | 0 | 0 | 0 | 0 | 0 | 0 | 0 | 0 | 0 | -70858.9504 | 0 | 0 | 0 | 0 | 0 | 0 | 0 | 0 | 0 | 292250.2184 | 0 | 0 | 0 | 0 | 0 | 0 | 0 | 0 | 0
2016-10-11 14:00 | 0 | 0 | 0 | 0 | 0 | 219515.0621 | 316249.7099 | 425449 | 0 | 0 | 0 | 0 | 198884.1747 | 0 | 0 | 0 | 0 | 0 | 0 | 930605.6503 | 0 | 0 | 0 | 0 | 0 | 0 | 0 | 0 | 0 | 0 | 0 | 0 | 70858.9504 | 0 | 0 | 0 | 0 | 0 | 0 | 0 | 0 | 331707.04 | 292250.2184 | 0 | 0 | 0 | 0 | 0 | 0 | 0 | 0 | 0
2016-10-11 15:00 | 0 | 0 | 0 | 0 | 0 | 145186.5577 | 619167.4823 | 432647 | 0 | 0 | 0 | 0 | 198884.1747 | 0 | 0 | 0 | 0 | 0 | 0 | 1262312.6903 | 0 | 0 | 0 | 0 | 0 | 0 | 0 | 0 | 0 | 0 | 0 | 0 | 0 | 0 | 0 | 0 | 0 | 0 | 0 | 0 | 0 | 331707.04 | 0 | 0 | 0 | 0 | 0 | 0 | 0 | 0 | 0 | 0
2016-10-11 16:00 | 0 | 0 | 0 | 0 | 0 | 0 | 713147.991 | 439652 | 0 | 0 | 0 | 0 | 198884.1747 | 0 | 0 | 0 | 0 | 0 | 0 | 1535808.6813 | 0 | 0 | 0 | 0 | 0 | 0 | 0 | 0 | 0 | 0 | 0 | 0 | 0 | 0 | 0 | 0 | 0 | 0 | 0 | 0 | 0 | 273495.991 | 0 | 0 | 0 | 0 | 0 | 0 | 0 | 0 | 0 | 0
2016-10-11 17:00 | 0 | 0 | 0 | 0 | 0 | 0 | 713742.6948 | 446392 | 0 | 0 | 0 | 0 | 134527.8295 | 0 | 0 | 0 | 0 | 0 | 0 | 1867515.7213 | 0 | 0 | 0 | 0 | 0 | 0 | 0 | 0 | 0 | 0 | 0 | 0 | -64356.3452 | 0 | 0 | 0 | 0 | 0 | 0 | 0 | 0 | 331707.04 | 0 | 0 | 0 | 0 | 0 | 0 | 0 | 0 | 0 | 0
2016-10-11 18:00 | 0 | 0 | 0 | 0 | 0 | 0 | 696670.0241 | 453427 | 0 | 0 | 0 | 0 | 128025.2243 | 0 | 0 | 0 | 0 | 0 | 0 | 2117261.3506 | 0 | 0 | 0 | 0 | 0 | 0 | 0 | 0 | 0 | 0 | 0 | 0 | -6502.6052 | 0 | 0 | 0 | 0 | 0 | 0 | 0 | 0 | 249745.6293 | 0 | 0 | 0 | 0 | 0 | 0 | 0 | 0 | 0 | 0
2016-10-11 19:00 | 0 | 0 | 0 | 0 | 0 | 0 | 685882.2041 | 458453 | 0 | 0 | 0 | 0 | 198884.1747 | 0 | 0 | 0 | 0 | 0 | 0 | 2273831.6043 | 0 | 0 | 0 | 0 | 0 | 0 | 0 | 0 | 0 | 0 | 0 | 0 | 70858.9504 | 0 | 0 | 0 | 0 | 0 | 0 | 0 | 0 | 156570.2537 | 0 | 0 | 0 | 0 | 0 | 0 | 0 | 0 | 0 | 0
2016-10-11 20:00 | 0 | 0 | 0 | 0 | 0 | 0 | 692337.1328 | 464133 | 0 | 0 | 0 | 0 | 128025.2243 | 0 | 0 | 0 | 0 | 0 | 0 | 2572894.6875 | 0 | 0 | 0 | 0 | 0 | 0 | 0 | 0 | 0 | 0 | 0 | 0 | -70858.9504 | 0 | 0 | 0 | 0 | 0 | 0 | 0 | 0 | 299063.0832 | 0 | 0 | 0 | 0 | 0 | 0 | 0 | 0 | 0 | 0
2016-10-11 21:00 | 0 | 0 | 0 | 0 | 0 | 0 | 699667.9529 | 468519 | 0 | 0 | 0 | 0 | 136774.5015 | 0 | 0 | 0 | 0 | 0 | 0 | 2795294.3631 | 0 | 0 | 0 | 0 | 0 | 0 | 0 | 0 | 0 | 0 | 0 | 0 | 8749.2773 | 0 | 0 | 0 | 0 | 0 | 0 | 0 | 0 | 222399.6756 | 0 | 0 | 0 | 0 | 0 | 0 | 0 | 0 | 0 | 0
2016-10-11 22:00 | 0 | 0 | 0 | 0 | 0 | 0 | 680733.9961 | 469706 | 0 | 0 | 0 | 0 | 65915.5511 | 0 | 0 | 0 | 0 | 0 | 0 | 3077181.3097 | 0 | 0 | 0 | 0 | 0 | 0 | 0 | 0 | 0 | 0 | 0 | 0 | -70858.9504 | 0 | 0 | 0 | 0 | 0 | 0 | 0 | 0 | 281886.9465 | 0 | 0 | 0 | 0 | 0 | 0 | 0 | 0 | 0 | 0
2016-10-11 23:00 | 0 | 0 | 0 | 0 | 0 | 0 | 536360.6731 | 474251 | 0 | 0 | 0 | 0 | 128025.2243 | 0 | 0 | 0 | 0 | 0 | 0 | 3077181.3097 | 0 | 0 | 0 | 0 | 0 | 0 | 0 | 0 | 0 | 0 | 0 | 0 | 62109.6731 | 0 | 0 | 0 | 0 | 0 | 0 | 0 | 0 | 0 | 0 | 0 | 0 | 0 | 0 | 0 | 0 | 0 | 0 | 0
2016-10-12 | 0 | 0 | 0 | 0 | 0 | 0 | 182139.1419 | 471249 | 0 | 0 | 0 | 0 | 57166.2739 | 0 | 0 | 0 | 0 | 0 | 0 | 2858930.402 | 0 | 0 | 0 | 0 | 0 | 0 | 0 | 0 | 0 | 0 | 0 | 0 | -70858.9504 | 0 | 0 | 0 | 0 | 0 | 0 | 0 | 0 | 73999.3107 | 292250.2184 | 0 | 0 | 0 | 0 | 0 | 0 | 0 | 0 | 0
2016-10-12 01:00 | 0 | 0 | 0 | 0 | 0 | 536573.0828 | 538.5112 | 456932 | 0 | 0 | 0 | 0 | 128025.2243 | 0 | 0 | 0 | 0 | 0 | 0 | 2868251.0457 | 0 | 0 | 0 | 0 | 0 | 0 | 0 | 0 | 0 | 0 | 0 | 0 | 70858.9504 | 0 | 0 | 0 | 0 | 0 | 0 | 0 | 0 | 301570.8621 | 292250.2184 | 0 | 0 | 0 | 0 | 0 | 0 | 0 | 0 | 0
2016-10-12 02:00 | 0 | 0 | 0 | 0 | 0 | 70374.8312 | 0 | 433484 | 0 | 0 | 0 | 0 | 57166.2739 | 0 | 0 | 0 | 0 | 0 | 0 | 2576000.8273 | 0 | 0 | 0 | 0 | 0 | 0 | 0 | 0 | 0 | 0 | 0 | 0 | -70858.9504 | 0 | 0 | 0 | 0 | 0 | 0 | 0 | 0 | 0 | 292250.2184 | 0 | 0 | 0 | 0 | 0 | 0 | 0 | 0 | 0
2016-10-12 03:00 | 0 | 0 | 0 | 0 | 0 | 516358.772 | 0 | 406043 | 0 | 0 | 0 | 0 | 128025.2243 | 0 | 0 | 0 | 0 | 0 | 0 | 2615457.6489 | 0 | 0 | 0 | 0 | 0 | 0 | 0 | 0 | 0 | 0 | 0 | 0 | 70858.9504 | 0 | 0 | 0 | 0 | 0 | 0 | 0 | 0 | 331707.04 | 292250.2184 | 0 | 0 | 0 | 0 | 0 | 0 | 0 | 0 | 0
2016-10-12 04:00 | 0 | 0 | 0 | 0 | 0 | 159600.732 | 0 | 380992 | 0 | 0 | 0 | 0 | 198884.1747 | 0 | 0 | 0 | 0 | 0 | 0 | 2323207.4305 | 0 | 0 | 0 | 0 | 0 | 0 | 0 | 0 | 0 | 0 | 0 | 0 | 70858.9504 | 0 | 0 | 0 | 0 | 0 | 0 | 0 | 0 | 0 | 292250.2184 | 0 | 0 | 0 | 0 | 0 | 0 | 0 | 0 | 0
2016-10-12 05:00 | 0 | 0 | 0 | 0 | 0 | 0 | 0 | 361760 | 0 | 0 | 0 | 0 | 128025.2243 | 0 | 0 | 0 | 0 | 0 | 0 | 2032306.3809 | 0 | 0 | 0 | 0 | 0 | 0 | 0 | 0 | 0 | 0 | 0 | 0 | -70858.9504 | 0 | 0 | 0 | 0 | 0 | 0 | 0 | 0 | 1349.1688 | 292250.2184 | 0 | 0 | 0 | 0 | 0 | 0 | 0 | 0 | 0
2016-10-12 06:00 | 0 | 0 | 0 | 0 | 0 | 387699.8216 | 0 | 348243 | 0 | 0 | 0 | 0 | 128025.2243 | 0 | 0 | 0 | 0 | 0 | 0 | 2071763.2025 | 0 | 0 | 0 | 0 | 0 | 0 | 0 | 0 | 0 | 0 | 0 | 0 | 0 | 0 | 0 | 0 | 0 | 0 | 0 | 0 | 0 | 331707.04 | 292250.2184 | 0 | 0 | 0 | 0 | 0 | 0 | 0 | 0 | 0
2016-10-12 07:00 | 0 | 0 | 0 | 0 | 0 | 119446.732 | 0 | 340838 | 0 | 0 | 0 | 0 | 198884.1747 | 0 | 0 | 0 | 0 | 0 | 0 | 1779512.9841 | 0 | 0 | 0 | 0 | 0 | 0 | 0 | 0 | 0 | 0 | 0 | 0 | 70858.9504 | 0 | 0 | 0 | 0 | 0 | 0 | 0 | 0 | 0 | 292250.2184 | 0 | 0 | 0 | 0 | 0 | 0 | 0 | 0 | 0
2016-10-12 08:00 | 0 | 0 | 0 | 0 | 0 | 47777.7816 | 0 | 340028 | 0 | 0 | 0 | 0 | 198884.1747 | 0 | 0 | 0 | 0 | 0 | 0 | 1487262.7658 | 0 | 0 | 0 | 0 | 0 | 0 | 0 | 0 | 0 | 0 | 0 | 0 | 0 | 0 | 0 | 0 | 0 | 0 | 0 | 0 | 0 | 0 | 292250.2184 | 0 | 0 | 0 | 0 | 0 | 0 | 0 | 0 | 0
2016-10-12 09:00 | 0 | 0 | 0 | 0 | 0 | 0 | 0 | 348468 | 0 | 0 | 0 | 0 | 128025.2243 | 0 | 0 | 0 | 0 | 0 | 0 | 1209653.7162 | 0 | 0 | 0 | 0 | 0 | 0 | 0 | 0 | 0 | 0 | 0 | 0 | -70858.9504 | 0 | 0 | 0 | 0 | 0 | 0 | 0 | 0 | 14641.1688 | 292250.2184 | 0 | 0 | 0 | 0 | 0 | 0 | 0 | 0 | 0
2016-10-12 10:00 | 0 | 0 | 0 | 0 | 0 | 426682.4981 | 0 | 373533 | 0 | 0 | 0 | 0 | 141717.9008 | 0 | 0 | 0 | 0 | 0 | 0 | 1249110.5378 | 0 | 0 | 0 | 0 | 0 | 0 | 0 | 0 | 0 | 0 | 0 | 0 | 13692.6765 | 0 | 0 | 0 | 0 | 0 | 0 | 0 | 0 | 331707.04 | 292250.2184 | 0 | 0 | 0 | 0 | 0 | 0 | 0 | 0 | 0
2016-10-12 11:00 | 0 | 0 | 0 | 0 | 0 | 36457.8312 | 0 | 399567 | 0 | 0 | 0 | 0 | 70858.9504 | 0 | 0 | 0 | 0 | 0 | 0 | 956860.3194 | 0 | 0 | 0 | 0 | 0 | 0 | 0 | 0 | 0 | 0 | 0 | 0 | -70858.9504 | 0 | 0 | 0 | 0 | 0 | 0 | 0 | 0 | 0 | 292250.2184 | 0 | 0 | 0 | 0 | 0 | 0 | 0 | 0 | 0
2016-10-12 12:00 | 0 | 0 | 0 | 0 | 0 | 48841.8312 | 0 | 411951 | 0 | 0 | 0 | 0 | 0 | 0 | 0 | 0 | 0 | 0 | 0 | 664610.101 | 0 | 0 | 0 | 0 | 0 | 0 | 0 | 0 | 0 | 0 | 0 | 0 | -70858.9504 | 0 | 0 | 0 | 0 | 0 | 0 | 0 | 0 | 0 | 292250.2184 | 0 | 0 | 0 | 0 | 0 | 0 | 0 | 0 | 0
2016-10-12 13:00 | 0 | 0 | 0 | 0 | 0 | 444204.548 | 14322.385 | 423006 | 0 | 0 | 0 | 0 | 70858.9504 | 0 | 0 | 0 | 0 | 0 | 0 | 629272.0836 | 0 | 0 | 0 | 0 | 0 | 0 | 0 | 0 | 0 | 0 | 0 | 0 | 70858.9504 | 0 | 0 | 0 | 0 | 0 | 0 | 0 | 0 | 256912.201 | 292250.2184 | 0 | 0 | 0 | 0 | 0 | 0 | 0 | 0 | 0
2016-10-12 14:00 | 0 | 0 | 0 | 0 | 0 | 225288.032 | 318710.74 | 433683 | 0 | 0 | 0 | 0 | 141717.9008 | 0 | 0 | 0 | 0 | 0 | 0 | 668728.9053 | 0 | 0 | 0 | 0 | 0 | 0 | 0 | 0 | 0 | 0 | 0 | 0 | 70858.9504 | 0 | 0 | 0 | 0 | 0 | 0 | 0 | 0 | 331707.04 | 292250.2184 | 0 | 0 | 0 | 0 | 0 | 0 | 0 | 0 | 0
2016-10-12 15:00 | 0 | 0 | 0 | 0 | 0 | 0 | 647355.8416 | 442339 | 0 | 0 | 0 | 0 | 198884.1747 | 0 | 0 | 0 | 0 | 0 | 0 | 816579.473 | 0 | 0 | 0 | 0 | 0 | 0 | 0 | 0 | 0 | 0 | 0 | 0 | 57166.2739 | 0 | 0 | 0 | 0 | 0 | 0 | 0 | 0 | 147850.5677 | 0 | 0 | 0 | 0 | 0 | 0 | 0 | 0 | 0 | 0
2016-10-12 16:00 | 0 | 0 | 0 | 0 | 0 | 0 | 729827.3515 | 449506 | 0 | 0 | 0 | 0 | 182466.1803 | 0 | 0 | 0 | 0 | 0 | 0 | 1113318.8188 | 0 | 0 | 0 | 0 | 0 | 0 | 0 | 0 | 0 | 0 | 0 | 0 | -16417.9944 | 0 | 0 | 0 | 0 | 0 | 0 | 0 | 0 | 296739.3458 | 0 | 0 | 0 | 0 | 0 | 0 | 0 | 0 | 0 | 0
2016-10-12 17:00 | 0 | 0 | 0 | 0 | 0 | 0 | 733810.084 | 456544 | 0 | 0 | 0 | 0 | 128025.2243 | 0 | 0 | 0 | 0 | 0 | 0 | 1445025.8588 | 0 | 0 | 0 | 0 | 0 | 0 | 0 | 0 | 0 | 0 | 0 | 0 | -54440.956 | 0 | 0 | 0 | 0 | 0 | 0 | 0 | 0 | 331707.04 | 0 | 0 | 0 | 0 | 0 | 0 | 0 | 0 | 0 | 0
2016-10-12 18:00 | 0 | 0 | 0 | 0 | 0 | 0 | 706797.8004 | 462687 | 0 | 0 | 0 | 0 | 198884.1747 | 0 | 0 | 0 | 0 | 0 | 0 | 1618277.7088 | 0 | 0 | 0 | 0 | 0 | 0 | 0 | 0 | 0 | 0 | 0 | 0 | 70858.9504 | 0 | 0 | 0 | 0 | 0 | 0 | 0 | 0 | 173251.85 | 0 | 0 | 0 | 0 | 0 | 0 | 0 | 0 | 0 | 0
2016-10-12 19:00 | 0 | 0 | 0 | 0 | 0 | 0 | 687993.0661 | 467162 | 0 | 0 | 0 | 0 | 198884.1747 | 0 | 0 | 0 | 0 | 0 | 0 | 1839108.7749 | 0 | 0 | 0 | 0 | 0 | 0 | 0 | 0 | 0 | 0 | 0 | 0 | 0 | 0 | 0 | 0 | 0 | 0 | 0 | 0 | 0 | 220831.0661 | 0 | 0 | 0 | 0 | 0 | 0 | 0 | 0 | 0 | 0
2016-10-12 20:00 | 0 | 0 | 0 | 0 | 0 | 0 | 686846.1391 | 471056 | 0 | 0 | 0 | 0 | 128025.2243 | 0 | 0 | 0 | 0 | 0 | 0 | 2125757.8644 | 0 | 0 | 0 | 0 | 0 | 0 | 0 | 0 | 0 | 0 | 0 | 0 | -70858.9504 | 0 | 0 | 0 | 0 | 0 | 0 | 0 | 0 | 286649.0895 | 0 | 0 | 0 | 0 | 0 | 0 | 0 | 0 | 0 | 0
2016-10-12 21:00 | 0 | 0 | 0 | 0 | 0 | 0 | 683564.1913 | 474321 | 0 | 0 | 0 | 0 | 128025.2243 | 0 | 0 | 0 | 0 | 0 | 0 | 2335001.0557 | 0 | 0 | 0 | 0 | 0 | 0 | 0 | 0 | 0 | 0 | 0 | 0 | 0 | 0 | 0 | 0 | 0 | 0 | 0 | 0 | 0 | 209243.1913 | 0 | 0 | 0 | 0 | 0 | 0 | 0 | 0 | 0 | 0
2016-10-12 22:00 | 0 | 0 | 0 | 0 | 0 | 0 | 626318.9197 | 474450 | 0 | 0 | 0 | 0 | 198884.1747 | 0 | 0 | 0 | 0 | 0 | 0 | 2416011.025 | 0 | 0 | 0 | 0 | 0 | 0 | 0 | 0 | 0 | 0 | 0 | 0 | 70858.9504 | 0 | 0 | 0 | 0 | 0 | 0 | 0 | 0 | 81009.9693 | 0 | 0 | 0 | 0 | 0 | 0 | 0 | 0 | 0 | 0
2016-10-12 23:00 | 0 | 0 | 0 | 0 | 0 | 242931.1142 | 451629.3377 | 477720 | 0 | 0 | 0 | 0 | 198884.1747 | 0 | 0 | 0 | 0 | 0 | 0 | 2632851.4769 | 0 | 0 | 0 | 0 | 0 | 0 | 0 | 0 | 0 | 0 | 0 | 0 | 0 | 0 | 0 | 0 | 0 | 0 | 0 | 0 | 0 | 216840.4519 | 0 | 0 | 0 | 0 | 0 | 0 | 0 | 0 | 0 | 0
2016-10-13 | 0 | 0 | 0 | 0 | 0 | 286442.2913 | 149290.0344 | 473170 | 0 | 0 | 0 | 0 | 198884.1747 | 0 | 0 | 0 | 0 | 0 | 0 | 2595413.8026 | 0 | 0 | 0 | 0 | 0 | 0 | 0 | 0 | 0 | 0 | 0 | 0 | 0 | 0 | 0 | 0 | 0 | 0 | 0 | 0 | 0 | 254812.5441 | 292250.2184 | 0 | 0 | 0 | 0 | 0 | 0 | 0 | 0 | 0
2016-10-13 01:00 | 0 | 0 | 0 | 0 | 0 | 306645.6542 | 354.4368 | 458461 | 0 | 0 | 0 | 0 | 198884.1747 | 0 | 0 | 0 | 0 | 0 | 0 | 2443952.8936 | 0 | 0 | 0 | 0 | 0 | 0 | 0 | 0 | 0 | 0 | 0 | 0 | 0 | 0 | 0 | 0 | 0 | 0 | 0 | 0 | 0 | 140789.3094 | 292250.2184 | 0 | 0 | 0 | 0 | 0 | 0 | 0 | 0 | 0
2016-10-13 02:00 | 0 | 0 | 0 | 0 | 0 | 323632.1735 | 0 | 435066 | 0 | 0 | 0 | 0 | 198884.1747 | 0 | 0 | 0 | 0 | 0 | 0 | 2332519.0672 | 0 | 0 | 0 | 0 | 0 | 0 | 0 | 0 | 0 | 0 | 0 | 0 | 0 | 0 | 0 | 0 | 0 | 0 | 0 | 0 | 0 | 180816.3919 | 292250.2184 | 0 | 0 | 0 | 0 | 0 | 0 | 0 | 0 | 0
2016-10-13 03:00 | 0 | 0 | 0 | 0 | 0 | 329298.1253 | 0 | 407110 | 0 | 0 | 0 | 0 | 128025.2243 | 0 | 0 | 0 | 0 | 0 | 0 | 2325566.1429 | 0 | 0 | 0 | 0 | 0 | 0 | 0 | 0 | 0 | 0 | 0 | 0 | -70858.9504 | 0 | 0 | 0 | 0 | 0 | 0 | 0 | 0 | 285297.2941 | 292250.2184 | 0 | 0 | 0 | 0 | 0 | 0 | 0 | 0 | 0
2016-10-13 04:00 | 0 | 0 | 0 | 0 | 0 | 337392.7422 | 0 | 381865 | 0 | 0 | 0 | 0 | 198884.1747 | 0 | 0 | 0 | 0 | 0 | 0 | 2210234.9346 | 0 | 0 | 0 | 0 | 0 | 0 | 0 | 0 | 0 | 0 | 0 | 0 | 70858.9504 | 0 | 0 | 0 | 0 | 0 | 0 | 0 | 0 | 176919.0102 | 292250.2184 | 0 | 0 | 0 | 0 | 0 | 0 | 0 | 0 | 0
2016-10-13 05:00 | 0 | 0 | 0 | 0 | 0 | 70278.7816 | 0 | 362529 | 0 | 0 | 0 | 0 | 198884.1747 | 0 | 0 | 0 | 0 | 0 | 0 | 1917984.7163 | 0 | 0 | 0 | 0 | 0 | 0 | 0 | 0 | 0 | 0 | 0 | 0 | 0 | 0 | 0 | 0 | 0 | 0 | 0 | 0 | 0 | 0 | 292250.2184 | 0 | 0 | 0 | 0 | 0 | 0 | 0 | 0 | 0
2016-10-13 06:00 | 0 | 0 | 0 | 0 | 0 | 317326.8712 | 0 | 348729 | 0 | 0 | 0 | 0 | 128025.2243 | 0 | 0 | 0 | 0 | 0 | 0 | 1957441.5379 | 0 | 0 | 0 | 0 | 0 | 0 | 0 | 0 | 0 | 0 | 0 | 0 | -70858.9504 | 0 | 0 | 0 | 0 | 0 | 0 | 0 | 0 | 331707.04 | 292250.2184 | 0 | 0 | 0 | 0 | 0 | 0 | 0 | 0 | 0
2016-10-13 07:00 | 0 | 0 | 0 | 0 | 0 | 119755.732 | 0 | 341147 | 0 | 0 | 0 | 0 | 198884.1747 | 0 | 0 | 0 | 0 | 0 | 0 | 1665191.3195 | 0 | 0 | 0 | 0 | 0 | 0 | 0 | 0 | 0 | 0 | 0 | 0 | 70858.9504 | 0 | 0 | 0 | 0 | 0 | 0 | 0 | 0 | 0 | 292250.2184 | 0 | 0 | 0 | 0 | 0 | 0 | 0 | 0 | 0
2016-10-13 08:00 | 0 | 0 | 0 | 0 | 0 | 47944.7816 | 0 | 340195 | 0 | 0 | 0 | 0 | 198884.1747 | 0 | 0 | 0 | 0 | 0 | 0 | 1372941.1011 | 0 | 0 | 0 | 0 | 0 | 0 | 0 | 0 | 0 | 0 | 0 | 0 | 0 | 0 | 0 | 0 | 0 | 0 | 0 | 0 | 0 | 0 | 292250.2184 | 0 | 0 | 0 | 0 | 0 | 0 | 0 | 0 | 0
2016-10-13 09:00 | 0 | 0 | 0 | 0 | 0 | 317192.8712 | 0 | 348595 | 0 | 0 | 0 | 0 | 128025.2243 | 0 | 0 | 0 | 0 | 0 | 0 | 1412397.9227 | 0 | 0 | 0 | 0 | 0 | 0 | 0 | 0 | 0 | 0 | 0 | 0 | -70858.9504 | 0 | 0 | 0 | 0 | 0 | 0 | 0 | 0 | 331707.04 | 292250.2184 | 0 | 0 | 0 | 0 | 0 | 0 | 0 | 0 | 0
2016-10-13 10:00 | 0 | 0 | 0 | 0 | 0 | 325457.2772 | 0 | 373419 | 0 | 0 | 0 | 0 | 198884.1747 | 0 | 0 | 0 | 0 | 0 | 0 | 1293577.2495 | 0 | 0 | 0 | 0 | 0 | 0 | 0 | 0 | 0 | 0 | 0 | 0 | 70858.9504 | 0 | 0 | 0 | 0 | 0 | 0 | 0 | 0 | 173429.5452 | 292250.2184 | 0 | 0 | 0 | 0 | 0 | 0 | 0 | 0 | 0
2016-10-13 11:00 | 0 | 0 | 0 | 0 | 0 | 319549.4551 | 0 | 399415 | 0 | 0 | 0 | 0 | 198884.1747 | 0 | 0 | 0 | 0 | 0 | 0 | 1213711.7046 | 0 | 0 | 0 | 0 | 0 | 0 | 0 | 0 | 0 | 0 | 0 | 0 | 0 | 0 | 0 | 0 | 0 | 0 | 0 | 0 | 0 | 212384.6735 | 292250.2184 | 0 | 0 | 0 | 0 | 0 | 0 | 0 | 0 | 0
2016-10-13 12:00 | 0 | 0 | 0 | 0 | 0 | 49343.8312 | 0 | 412453 | 0 | 0 | 0 | 0 | 128025.2243 | 0 | 0 | 0 | 0 | 0 | 0 | 921461.4862 | 0 | 0 | 0 | 0 | 0 | 0 | 0 | 0 | 0 | 0 | 0 | 0 | -70858.9504 | 0 | 0 | 0 | 0 | 0 | 0 | 0 | 0 | 0 | 292250.2184 | 0 | 0 | 0 | 0 | 0 | 0 | 0 | 0 | 0
2016-10-13 13:00 | 0 | 0 | 0 | 0 | 0 | 247496.9865 | 7240.8784 | 423354 | 0 | 0 | 0 | 0 | 128025.2243 | 0 | 0 | 0 | 0 | 0 | 0 | 752845.3511 | 0 | 0 | 0 | 0 | 0 | 0 | 0 | 0 | 0 | 0 | 0 | 0 | 0 | 0 | 0 | 0 | 0 | 0 | 0 | 0 | 0 | 123634.0832 | 292250.2184 | 0 | 0 | 0 | 0 | 0 | 0 | 0 | 0 | 0
2016-10-13 14:00 | 0 | 0 | 0 | 0 | 0 | 160291.7189 | 253073.8869 | 433595 | 0 | 0 | 0 | 0 | 198884.1747 | 0 | 0 | 0 | 0 | 0 | 0 | 661757.0065 | 0 | 0 | 0 | 0 | 0 | 0 | 0 | 0 | 0 | 0 | 0 | 0 | 70858.9504 | 0 | 0 | 0 | 0 | 0 | 0 | 0 | 0 | 201161.8738 | 292250.2184 | 0 | 0 | 0 | 0 | 0 | 0 | 0 | 0 | 0
2016-10-13 15:00 | 0 | 0 | 0 | 0 | 0 | 0 | 580181.7716 | 441745 | 0 | 0 | 0 | 0 | 128025.2243 | 0 | 0 | 0 | 0 | 0 | 0 | 871052.7285 | 0 | 0 | 0 | 0 | 0 | 0 | 0 | 0 | 0 | 0 | 0 | 0 | -70858.9504 | 0 | 0 | 0 | 0 | 0 | 0 | 0 | 0 | 209295.722 | 0 | 0 | 0 | 0 | 0 | 0 | 0 | 0 | 0 | 0
2016-10-13 16:00 | 0 | 0 | 0 | 0 | 0 | 0 | 662376.3248 | 448142 | 0 | 0 | 0 | 0 | 198884.1747 | 0 | 0 | 0 | 0 | 0 | 0 | 1014428.1029 | 0 | 0 | 0 | 0 | 0 | 0 | 0 | 0 | 0 | 0 | 0 | 0 | 70858.9504 | 0 | 0 | 0 | 0 | 0 | 0 | 0 | 0 | 143375.3744 | 0 | 0 | 0 | 0 | 0 | 0 | 0 | 0 | 0 | 0
2016-10-13 17:00 | 0 | 0 | 0 | 0 | 0 | 0 | 665649.5169 | 454591 | 0 | 0 | 0 | 0 | 141717.9008 | 0 | 0 | 0 | 0 | 0 | 0 | 1282652.8937 | 0 | 0 | 0 | 0 | 0 | 0 | 0 | 0 | 0 | 0 | 0 | 0 | -57166.2739 | 0 | 0 | 0 | 0 | 0 | 0 | 0 | 0 | 268224.7908 | 0 | 0 | 0 | 0 | 0 | 0 | 0 | 0 | 0 | 0
2016-10-13 18:00 | 0 | 0 | 0 | 0 | 0 | 0 | 655022.7579 | 460716 | 0 | 0 | 0 | 0 | 70858.9504 | 0 | 0 | 0 | 0 | 0 | 0 | 1547818.6019 | 0 | 0 | 0 | 0 | 0 | 0 | 0 | 0 | 0 | 0 | 0 | 0 | -70858.9504 | 0 | 0 | 0 | 0 | 0 | 0 | 0 | 0 | 265165.7083 | 0 | 0 | 0 | 0 | 0 | 0 | 0 | 0 | 0 | 0
2016-10-13 19:00 | 0 | 0 | 0 | 0 | 0 | 0 | 647937.7678 | 464994 | 0 | 0 | 0 | 0 | 0 | 0 | 0 | 0 | 0 | 0 | 0 | 1801621.3202 | 0 | 0 | 0 | 0 | 0 | 0 | 0 | 0 | 0 | 0 | 0 | 0 | -70858.9504 | 0 | 0 | 0 | 0 | 0 | 0 | 0 | 0 | 253802.7182 | 0 | 0 | 0 | 0 | 0 | 0 | 0 | 0 | 0 | 0
2016-10-13 20:00 | 0 | 0 | 0 | 0 | 0 | 0 | 656022.0136 | 467977 | 0 | 0 | 0 | 0 | 70858.9504 | 0 | 0 | 0 | 0 | 0 | 0 | 1918807.3834 | 0 | 0 | 0 | 0 | 0 | 0 | 0 | 0 | 0 | 0 | 0 | 0 | 70858.9504 | 0 | 0 | 0 | 0 | 0 | 0 | 0 | 0 | 117186.0632 | 0 | 0 | 0 | 0 | 0 | 0 | 0 | 0 | 0 | 0
2016-10-13 21:00 | 0 | 0 | 0 | 0 | 0 | 0 | 662447.0681 | 469397 | 0 | 0 | 0 | 0 | 136717.6684 | 0 | 0 | 0 | 0 | 0 | 0 | 2045998.7335 | 0 | 0 | 0 | 0 | 0 | 0 | 0 | 0 | 0 | 0 | 0 | 0 | 65858.718 | 0 | 0 | 0 | 0 | 0 | 0 | 0 | 0 | 127191.3501 | 0 | 0 | 0 | 0 | 0 | 0 | 0 | 0 | 0 | 0
2016-10-13 22:00 | 0 | 0 | 0 | 0 | 0 | 96032.8315 | 633016.2581 | 468201 | 0 | 0 | 0 | 0 | 65858.718 | 0 | 0 | 0 | 0 | 0 | 0 | 2377705.7735 | 0 | 0 | 0 | 0 | 0 | 0 | 0 | 0 | 0 | 0 | 0 | 0 | -70858.9504 | 0 | 0 | 0 | 0 | 0 | 0 | 0 | 0 | 331707.04 | 0 | 0 | 0 | 0 | 0 | 0 | 0 | 0 | 0 | 0
2016-10-13 23:00 | 0 | 0 | 0 | 0 | 0 | 67658.6489 | 475905.3015 | 472705 | 0 | 0 | 0 | 0 | 136717.6684 | 0 | 0 | 0 | 0 | 0 | 0 | 2377705.7735 | 0 | 0 | 0 | 0 | 0 | 0 | 0 | 0 | 0 | 0 | 0 | 0 | 70858.9504 | 0 | 0 | 0 | 0 | 0 | 0 | 0 | 0 | 0 | 0 | 0 | 0 | 0 | 0 | 0 | 0 | 0 | 0 | 0
2016-10-14 | 0 | 0 | 0 | 0 | 0 | 453086.5416 | 119476.7863 | 470940 | 0 | 0 | 0 | 0 | 198884.1747 | 0 | 0 | 0 | 0 | 0 | 0 | 2417162.5951 | 0 | 0 | 0 | 0 | 0 | 0 | 0 | 0 | 0 | 0 | 0 | 0 | 62166.5063 | 0 | 0 | 0 | 0 | 0 | 0 | 0 | 0 | 331707.04 | 292250.2184 | 0 | 0 | 0 | 0 | 0 | 0 | 0 | 0 | 0
2016-10-14 01:00 | 0 | 0 | 0 | 0 | 0 | 93632.8211 | 209.0101 | 456951 | 0 | 0 | 0 | 0 | 128025.2243 | 0 | 0 | 0 | 0 | 0 | 0 | 2124912.3767 | 0 | 0 | 0 | 0 | 0 | 0 | 0 | 0 | 0 | 0 | 0 | 0 | -70858.9504 | 0 | 0 | 0 | 0 | 0 | 0 | 0 | 0 | 0 | 292250.2184 | 0 | 0 | 0 | 0 | 0 | 0 | 0 | 0 | 0
2016-10-14 02:00 | 0 | 0 | 0 | 0 | 0 | 543657.772 | 0 | 433342 | 0 | 0 | 0 | 0 | 198884.1747 | 0 | 0 | 0 | 0 | 0 | 0 | 2164369.1983 | 0 | 0 | 0 | 0 | 0 | 0 | 0 | 0 | 0 | 0 | 0 | 0 | 70858.9504 | 0 | 0 | 0 | 0 | 0 | 0 | 0 | 0 | 331707.04 | 292250.2184 | 0 | 0 | 0 | 0 | 0 | 0 | 0 | 0 | 0
2016-10-14 03:00 | 0 | 0 | 0 | 0 | 0 | 446492.8216 | 0 | 407036 | 0 | 0 | 0 | 0 | 198884.1747 | 0 | 0 | 0 | 0 | 0 | 0 | 2203826.02 | 0 | 0 | 0 | 0 | 0 | 0 | 0 | 0 | 0 | 0 | 0 | 0 | 0 | 0 | 0 | 0 | 0 | 0 | 0 | 0 | 0 | 331707.04 | 292250.2184 | 0 | 0 | 0 | 0 | 0 | 0 | 0 | 0 | 0
2016-10-14 04:00 | 0 | 0 | 0 | 0 | 0 | 19486.8312 | 0 | 382596 | 0 | 0 | 0 | 0 | 128025.2243 | 0 | 0 | 0 | 0 | 0 | 0 | 1911575.8016 | 0 | 0 | 0 | 0 | 0 | 0 | 0 | 0 | 0 | 0 | 0 | 0 | -70858.9504 | 0 | 0 | 0 | 0 | 0 | 0 | 0 | 0 | 0 | 292250.2184 | 0 | 0 | 0 | 0 | 0 | 0 | 0 | 0 | 0
2016-10-14 05:00 | 0 | 0 | 0 | 0 | 0 | 140886.732 | 0 | 362278 | 0 | 0 | 0 | 0 | 198884.1747 | 0 | 0 | 0 | 0 | 0 | 0 | 1619325.5832 | 0 | 0 | 0 | 0 | 0 | 0 | 0 | 0 | 0 | 0 | 0 | 0 | 70858.9504 | 0 | 0 | 0 | 0 | 0 | 0 | 0 | 0 | 0 | 292250.2184 | 0 | 0 | 0 | 0 | 0 | 0 | 0 | 0 | 0
2016-10-14 06:00 | 0 | 0 | 0 | 0 | 0 | 387464.8216 | 0 | 348008 | 0 | 0 | 0 | 0 | 198884.1747 | 0 | 0 | 0 | 0 | 0 | 0 | 1658782.4048 | 0 | 0 | 0 | 0 | 0 | 0 | 0 | 0 | 0 | 0 | 0 | 0 | 0 | 0 | 0 | 0 | 0 | 0 | 0 | 0 | 0 | 331707.04 | 292250.2184 | 0 | 0 | 0 | 0 | 0 | 0 | 0 | 0 | 0
2016-10-14 07:00 | 0 | 0 | 0 | 0 | 0 | 48062.7816 | 0 | 340313 | 0 | 0 | 0 | 0 | 198884.1747 | 0 | 0 | 0 | 0 | 0 | 0 | 1366532.1864 | 0 | 0 | 0 | 0 | 0 | 0 | 0 | 0 | 0 | 0 | 0 | 0 | 0 | 0 | 0 | 0 | 0 | 0 | 0 | 0 | 0 | 0 | 292250.2184 | 0 | 0 | 0 | 0 | 0 | 0 | 0 | 0 | 0
2016-10-14 08:00 | 0 | 0 | 0 | 0 | 0 | 0 | 0 | 339060 | 0 | 0 | 0 | 0 | 128025.2243 | 0 | 0 | 0 | 0 | 0 | 0 | 1098331.1368 | 0 | 0 | 0 | 0 | 0 | 0 | 0 | 0 | 0 | 0 | 0 | 0 | -70858.9504 | 0 | 0 | 0 | 0 | 0 | 0 | 0 | 0 | 24049.1688 | 292250.2184 | 0 | 0 | 0 | 0 | 0 | 0 | 0 | 0 | 0
2016-10-14 09:00 | 0 | 0 | 0 | 0 | 0 | 458041.772 | 0 | 347726 | 0 | 0 | 0 | 0 | 198884.1747 | 0 | 0 | 0 | 0 | 0 | 0 | 1137787.9584 | 0 | 0 | 0 | 0 | 0 | 0 | 0 | 0 | 0 | 0 | 0 | 0 | 70858.9504 | 0 | 0 | 0 | 0 | 0 | 0 | 0 | 0 | 331707.04 | 292250.2184 | 0 | 0 | 0 | 0 | 0 | 0 | 0 | 0 | 0
2016-10-14 10:00 | 0 | 0 | 0 | 0 | 0 | 353436.5477 | 0 | 371146 | 0 | 0 | 0 | 0 | 141717.9008 | 0 | 0 | 0 | 0 | 0 | 0 | 1177244.78 | 0 | 0 | 0 | 0 | 0 | 0 | 0 | 0 | 0 | 0 | 0 | 0 | -57166.2739 | 0 | 0 | 0 | 0 | 0 | 0 | 0 | 0 | 331707.04 | 292250.2184 | 0 | 0 | 0 | 0 | 0 | 0 | 0 | 0 | 0
2016-10-14 11:00 | 0 | 0 | 0 | 0 | 0 | 33316.8312 | 0 | 396426 | 0 | 0 | 0 | 0 | 70858.9504 | 0 | 0 | 0 | 0 | 0 | 0 | 884994.5617 | 0 | 0 | 0 | 0 | 0 | 0 | 0 | 0 | 0 | 0 | 0 | 0 | -70858.9504 | 0 | 0 | 0 | 0 | 0 | 0 | 0 | 0 | 0 | 292250.2184 | 0 | 0 | 0 | 0 | 0 | 0 | 0 | 0 | 0
2016-10-14 12:00 | 0 | 0 | 0 | 0 | 0 | 46136.8312 | 0 | 409246 | 0 | 0 | 0 | 0 | 0 | 0 | 0 | 0 | 0 | 0 | 0 | 592744.3433 | 0 | 0 | 0 | 0 | 0 | 0 | 0 | 0 | 0 | 0 | 0 | 0 | -70858.9504 | 0 | 0 | 0 | 0 | 0 | 0 | 0 | 0 | 0 | 292250.2184 | 0 | 0 | 0 | 0 | 0 | 0 | 0 | 0 | 0
2016-10-14 13:00 | 0 | 0 | 0 | 0 | 0 | 478623.8358 | 9562.0218 | 419731 | 0 | 0 | 0 | 0 | 70858.9504 | 0 | 0 | 0 | 0 | 0 | 0 | 590340.2504 | 0 | 0 | 0 | 0 | 0 | 0 | 0 | 0 | 0 | 0 | 0 | 0 | 70858.9504 | 0 | 0 | 0 | 0 | 0 | 0 | 0 | 0 | 289846.1255 | 292250.2184 | 0 | 0 | 0 | 0 | 0 | 0 | 0 | 0 | 0
2016-10-14 14:00 | 0 | 0 | 0 | 0 | 0 | 247727.8069 | 292110.9651 | 429523 | 0 | 0 | 0 | 0 | 141717.9008 | 0 | 0 | 0 | 0 | 0 | 0 | 629797.072 | 0 | 0 | 0 | 0 | 0 | 0 | 0 | 0 | 0 | 0 | 0 | 0 | 70858.9504 | 0 | 0 | 0 | 0 | 0 | 0 | 0 | 0 | 331707.04 | 292250.2184 | 0 | 0 | 0 | 0 | 0 | 0 | 0 | 0 | 0
2016-10-14 15:00 | 0 | 0 | 0 | 0 | 0 | 0 | 570635.153 | 436532 | 0 | 0 | 0 | 0 | 128025.2243 | 0 | 0 | 0 | 0 | 0 | 0 | 777592.9016 | 0 | 0 | 0 | 0 | 0 | 0 | 0 | 0 | 0 | 0 | 0 | 0 | -13692.6765 | 0 | 0 | 0 | 0 | 0 | 0 | 0 | 0 | 147795.8296 | 0 | 0 | 0 | 0 | 0 | 0 | 0 | 0 | 0 | 0
2016-10-14 16:00 | 0 | 0 | 0 | 0 | 0 | 0 | 659081.7012 | 442480 | 0 | 0 | 0 | 0 | 198884.1747 | 0 | 0 | 0 | 0 | 0 | 0 | 923335.6525 | 0 | 0 | 0 | 0 | 0 | 0 | 0 | 0 | 0 | 0 | 0 | 0 | 70858.9504 | 0 | 0 | 0 | 0 | 0 | 0 | 0 | 0 | 145742.7508 | 0 | 0 | 0 | 0 | 0 | 0 | 0 | 0 | 0 | 0
2016-10-14 17:00 | 0 | 0 | 0 | 0 | 0 | 0 | 672618.7896 | 448288 | 0 | 0 | 0 | 0 | 128025.2243 | 0 | 0 | 0 | 0 | 0 | 0 | 1218525.3925 | 0 | 0 | 0 | 0 | 0 | 0 | 0 | 0 | 0 | 0 | 0 | 0 | -70858.9504 | 0 | 0 | 0 | 0 | 0 | 0 | 0 | 0 | 295189.74 | 0 | 0 | 0 | 0 | 0 | 0 | 0 | 0 | 0 | 0
2016-10-14 18:00 | 0 | 0 | 0 | 0 | 0 | 190277.6286 | 665300.3618 | 453012 | 0 | 0 | 0 | 0 | 198884.1747 | 0 | 0 | 0 | 0 | 0 | 0 | 1550232.4325 | 0 | 0 | 0 | 0 | 0 | 0 | 0 | 0 | 0 | 0 | 0 | 0 | 70858.9504 | 0 | 0 | 0 | 0 | 0 | 0 | 0 | 0 | 331707.04 | 0 | 0 | 0 | 0 | 0 | 0 | 0 | 0 | 0 | 0
2016-10-14 19:00 | 0 | 0 | 0 | 0 | 0 | 0 | 659960.3054 | 456009 | 0 | 0 | 0 | 0 | 128025.2243 | 0 | 0 | 0 | 0 | 0 | 0 | 1825042.6882 | 0 | 0 | 0 | 0 | 0 | 0 | 0 | 0 | 0 | 0 | 0 | 0 | -70858.9504 | 0 | 0 | 0 | 0 | 0 | 0 | 0 | 0 | 274810.2558 | 0 | 0 | 0 | 0 | 0 | 0 | 0 | 0 | 0 | 0
2016-10-14 20:00 | 0 | 0 | 0 | 0 | 0 | 0 | 666607.2568 | 458200 | 0 | 0 | 0 | 0 | 57166.2739 | 0 | 0 | 0 | 0 | 0 | 0 | 2104308.8954 | 0 | 0 | 0 | 0 | 0 | 0 | 0 | 0 | 0 | 0 | 0 | 0 | -70858.9504 | 0 | 0 | 0 | 0 | 0 | 0 | 0 | 0 | 279266.2072 | 0 | 0 | 0 | 0 | 0 | 0 | 0 | 0 | 0 | 0
2016-10-14 21:00 | 0 | 0 | 0 | 0 | 0 | 0 | 673028.5676 | 458185 | 0 | 0 | 0 | 0 | 128025.2243 | 0 | 0 | 0 | 0 | 0 | 0 | 2248293.5126 | 0 | 0 | 0 | 0 | 0 | 0 | 0 | 0 | 0 | 0 | 0 | 0 | 70858.9504 | 0 | 0 | 0 | 0 | 0 | 0 | 0 | 0 | 143984.6172 | 0 | 0 | 0 | 0 | 0 | 0 | 0 | 0 | 0 | 0
2016-10-14 22:00 | 0 | 0 | 0 | 0 | 0 | 0 | 632260.1669 | 455239 | 0 | 0 | 0 | 0 | 198884.1747 | 0 | 0 | 0 | 0 | 0 | 0 | 2354455.7292 | 0 | 0 | 0 | 0 | 0 | 0 | 0 | 0 | 0 | 0 | 0 | 0 | 70858.9504 | 0 | 0 | 0 | 0 | 0 | 0 | 0 | 0 | 106162.2165 | 0 | 0 | 0 | 0 | 0 | 0 | 0 | 0 | 0 | 0
2016-10-14 23:00 | 0 | 0 | 0 | 0 | 0 | 0 | 460983.3467 | 456333 | 0 | 0 | 0 | 0 | 198884.1747 | 0 | 0 | 0 | 0 | 0 | 0 | 2359106.0759 | 0 | 0 | 0 | 0 | 0 | 0 | 0 | 0 | 0 | 0 | 0 | 0 | 0 | 0 | 0 | 0 | 0 | 0 | 0 | 0 | 0 | 4650.3467 | 0 | 0 | 0 | 0 | 0 | 0 | 0 | 0 | 0 | 0
2016-10-15 | 0 | 0 | 0 | 0 | 0 | 0 | 99523.313 | 451920 | 0 | 0 | 0 | 0 | 128025.2243 | 0 | 0 | 0 | 0 | 0 | 0 | 2077568.3393 | 0 | 0 | 0 | 0 | 0 | 0 | 0 | 0 | 0 | 0 | 0 | 0 | -70858.9504 | 0 | 0 | 0 | 0 | 0 | 0 | 0 | 0 | 10712.4817 | 292250.2184 | 0 | 0 | 0 | 0 | 0 | 0 | 0 | 0 | 0
2016-10-15 01:00 | 0 | 0 | 0 | 0 | 0 | 408861.9612 | 150.91 | 440415 | 0 | 0 | 0 | 0 | 57166.2739 | 0 | 0 | 0 | 0 | 0 | 0 | 2117025.1609 | 0 | 0 | 0 | 0 | 0 | 0 | 0 | 0 | 0 | 0 | 0 | 0 | -70858.9504 | 0 | 0 | 0 | 0 | 0 | 0 | 0 | 0 | 331707.04 | 292250.2184 | 0 | 0 | 0 | 0 | 0 | 0 | 0 | 0 | 0
2016-10-15 02:00 | 0 | 0 | 0 | 0 | 0 | 532778.772 | 0 | 422463 | 0 | 0 | 0 | 0 | 128025.2243 | 0 | 0 | 0 | 0 | 0 | 0 | 2156481.9825 | 0 | 0 | 0 | 0 | 0 | 0 | 0 | 0 | 0 | 0 | 0 | 0 | 70858.9504 | 0 | 0 | 0 | 0 | 0 | 0 | 0 | 0 | 331707.04 | 292250.2184 | 0 | 0 | 0 | 0 | 0 | 0 | 0 | 0 | 0
2016-10-15 03:00 | 0 | 0 | 0 | 0 | 0 | 178600.732 | 0 | 399992 | 0 | 0 | 0 | 0 | 198884.1747 | 0 | 0 | 0 | 0 | 0 | 0 | 1864231.7641 | 0 | 0 | 0 | 0 | 0 | 0 | 0 | 0 | 0 | 0 | 0 | 0 | 70858.9504 | 0 | 0 | 0 | 0 | 0 | 0 | 0 | 0 | 0 | 292250.2184 | 0 | 0 | 0 | 0 | 0 | 0 | 0 | 0 | 0
2016-10-15 04:00 | 0 | 0 | 0 | 0 | 0 | 417186.8216 | 0 | 377730 | 0 | 0 | 0 | 0 | 198884.1747 | 0 | 0 | 0 | 0 | 0 | 0 | 1903688.5857 | 0 | 0 | 0 | 0 | 0 | 0 | 0 | 0 | 0 | 0 | 0 | 0 | 0 | 0 | 0 | 0 | 0 | 0 | 0 | 0 | 0 | 331707.04 | 292250.2184 | 0 | 0 | 0 | 0 | 0 | 0 | 0 | 0 | 0
2016-10-15 05:00 | 0 | 0 | 0 | 0 | 0 | 0 | 0 | 360123 | 0 | 0 | 0 | 0 | 128025.2243 | 0 | 0 | 0 | 0 | 0 | 0 | 1614424.5361 | 0 | 0 | 0 | 0 | 0 | 0 | 0 | 0 | 0 | 0 | 0 | 0 | -70858.9504 | 0 | 0 | 0 | 0 | 0 | 0 | 0 | 0 | 2986.1688 | 292250.2184 | 0 | 0 | 0 | 0 | 0 | 0 | 0 | 0 | 0
2016-10-15 06:00 | 0 | 0 | 0 | 0 | 0 | 456424.772 | 0 | 346109 | 0 | 0 | 0 | 0 | 198884.1747 | 0 | 0 | 0 | 0 | 0 | 0 | 1653881.3577 | 0 | 0 | 0 | 0 | 0 | 0 | 0 | 0 | 0 | 0 | 0 | 0 | 70858.9504 | 0 | 0 | 0 | 0 | 0 | 0 | 0 | 0 | 331707.04 | 292250.2184 | 0 | 0 | 0 | 0 | 0 | 0 | 0 | 0 | 0
2016-10-15 07:00 | 0 | 0 | 0 | 0 | 0 | 44887.7816 | 0 | 337138 | 0 | 0 | 0 | 0 | 198884.1747 | 0 | 0 | 0 | 0 | 0 | 0 | 1361631.1393 | 0 | 0 | 0 | 0 | 0 | 0 | 0 | 0 | 0 | 0 | 0 | 0 | 0 | 0 | 0 | 0 | 0 | 0 | 0 | 0 | 0 | 0 | 292250.2184 | 0 | 0 | 0 | 0 | 0 | 0 | 0 | 0 | 0
2016-10-15 08:00 | 0 | 0 | 0 | 0 | 0 | 301670.8712 | 0 | 333073 | 0 | 0 | 0 | 0 | 128025.2243 | 0 | 0 | 0 | 0 | 0 | 0 | 1401087.9609 | 0 | 0 | 0 | 0 | 0 | 0 | 0 | 0 | 0 | 0 | 0 | 0 | -70858.9504 | 0 | 0 | 0 | 0 | 0 | 0 | 0 | 0 | 331707.04 | 292250.2184 | 0 | 0 | 0 | 0 | 0 | 0 | 0 | 0 | 0
2016-10-15 09:00 | 0 | 0 | 0 | 0 | 0 | 112827.732 | 0 | 334219 | 0 | 0 | 0 | 0 | 198884.1747 | 0 | 0 | 0 | 0 | 0 | 0 | 1108837.7426 | 0 | 0 | 0 | 0 | 0 | 0 | 0 | 0 | 0 | 0 | 0 | 0 | 70858.9504 | 0 | 0 | 0 | 0 | 0 | 0 | 0 | 0 | 0 | 292250.2184 | 0 | 0 | 0 | 0 | 0 | 0 | 0 | 0 | 0
2016-10-15 10:00 | 0 | 0 | 0 | 0 | 0 | 324034.5477 | 0 | 341744 | 0 | 0 | 0 | 0 | 141717.9008 | 0 | 0 | 0 | 0 | 0 | 0 | 1148294.5642 | 0 | 0 | 0 | 0 | 0 | 0 | 0 | 0 | 0 | 0 | 0 | 0 | -57166.2739 | 0 | 0 | 0 | 0 | 0 | 0 | 0 | 0 | 331707.04 | 292250.2184 | 0 | 0 | 0 | 0 | 0 | 0 | 0 | 0 | 0
2016-10-15 11:00 | 0 | 0 | 0 | 0 | 0 | 0 | 0 | 353154 | 0 | 0 | 0 | 0 | 70858.9504 | 0 | 0 | 0 | 0 | 0 | 0 | 865999.5146 | 0 | 0 | 0 | 0 | 0 | 0 | 0 | 0 | 0 | 0 | 0 | 0 | -70858.9504 | 0 | 0 | 0 | 0 | 0 | 0 | 0 | 0 | 9955.1688 | 292250.2184 | 0 | 0 | 0 | 0 | 0 | 0 | 0 | 0 | 0
2016-10-15 12:00 | 0 | 0 | 0 | 0 | 0 | 335021.8712 | 0 | 366424 | 0 | 0 | 0 | 0 | 0 | 0 | 0 | 0 | 0 | 0 | 0 | 905456.3362 | 0 | 0 | 0 | 0 | 0 | 0 | 0 | 0 | 0 | 0 | 0 | 0 | -70858.9504 | 0 | 0 | 0 | 0 | 0 | 0 | 0 | 0 | 331707.04 | 292250.2184 | 0 | 0 | 0 | 0 | 0 | 0 | 0 | 0 | 0
2016-10-15 13:00 | 0 | 0 | 0 | 0 | 0 | 481779.6981 | 9860.0739 | 381324 | 0 | 0 | 0 | 0 | 70858.9504 | 0 | 0 | 0 | 0 | 0 | 0 | 944913.1578 | 0 | 0 | 0 | 0 | 0 | 0 | 0 | 0 | 0 | 0 | 0 | 0 | 70858.9504 | 0 | 0 | 0 | 0 | 0 | 0 | 0 | 0 | 331707.04 | 292250.2184 | 0 | 0 | 0 | 0 | 0 | 0 | 0 | 0 | 0
2016-10-15 14:00 | 0 | 0 | 0 | 0 | 0 | 459909.4141 | 337816.5763 | 395160 | 0 | 0 | 0 | 0 | 141717.9008 | 0 | 0 | 0 | 0 | 0 | 0 | 1276620.1978 | 0 | 0 | 0 | 0 | 0 | 0 | 0 | 0 | 0 | 0 | 0 | 0 | 70858.9504 | 0 | 0 | 0 | 0 | 0 | 0 | 0 | 0 | 331707.04 | 0 | 0 | 0 | 0 | 0 | 0 | 0 | 0 | 0 | 0
2016-10-15 15:00 | 0 | 0 | 0 | 0 | 0 | 21101.9592 | 660832.4404 | 407344 | 0 | 0 | 0 | 0 | 84601.2604 | 0 | 0 | 0 | 0 | 0 | 0 | 1608327.2378 | 0 | 0 | 0 | 0 | 0 | 0 | 0 | 0 | 0 | 0 | 0 | 0 | -57116.6404 | 0 | 0 | 0 | 0 | 0 | 0 | 0 | 0 | 331707.04 | 0 | 0 | 0 | 0 | 0 | 0 | 0 | 0 | 0 | 0
2016-10-15 16:00 | 0 | 0 | 0 | 0 | 0 | 84430.6767 | 735570.3137 | 417435 | 0 | 0 | 0 | 0 | 155460.2108 | 0 | 0 | 0 | 0 | 0 | 0 | 1940034.2778 | 0 | 0 | 0 | 0 | 0 | 0 | 0 | 0 | 0 | 0 | 0 | 0 | 70858.9504 | 0 | 0 | 0 | 0 | 0 | 0 | 0 | 0 | 331707.04 | 0 | 0 | 0 | 0 | 0 | 0 | 0 | 0 | 0 | 0
2016-10-15 17:00 | 0 | 0 | 0 | 0 | 0 | 0 | 729340.0534 | 425068 | 0 | 0 | 0 | 0 | 128025.2243 | 0 | 0 | 0 | 0 | 0 | 0 | 2271741.3178 | 0 | 0 | 0 | 0 | 0 | 0 | 0 | 0 | 0 | 0 | 0 | 0 | -27434.9866 | 0 | 0 | 0 | 0 | 0 | 0 | 0 | 0 | 331707.04 | 0 | 0 | 0 | 0 | 0 | 0 | 0 | 0 | 0 | 0
2016-10-15 18:00 | 0 | 0 | 0 | 0 | 0 | 124560.6849 | 709584.3055 | 431579 | 0 | 0 | 0 | 0 | 198884.1747 | 0 | 0 | 0 | 0 | 0 | 0 | 2603448.3578 | 0 | 0 | 0 | 0 | 0 | 0 | 0 | 0 | 0 | 0 | 0 | 0 | 70858.9504 | 0 | 0 | 0 | 0 | 0 | 0 | 0 | 0 | 331707.04 | 0 | 0 | 0 | 0 | 0 | 0 | 0 | 0 | 0 | 0
2016-10-15 19:00 | 0 | 0 | 0 | 0 | 0 | 0 | 700901.48 | 437621 | 0 | 0 | 0 | 0 | 130457.6146 | 0 | 0 | 0 | 0 | 0 | 0 | 2935155.3978 | 0 | 0 | 0 | 0 | 0 | 0 | 0 | 0 | 0 | 0 | 0 | 0 | -68426.56 | 0 | 0 | 0 | 0 | 0 | 0 | 0 | 0 | 331707.04 | 0 | 0 | 0 | 0 | 0 | 0 | 0 | 0 | 0 | 0
2016-10-15 20:00 | 0 | 0 | 0 | 0 | 0 | 130780.7467 | 712312.8533 | 442960 | 0 | 0 | 0 | 0 | 198884.1747 | 0 | 0 | 0 | 0 | 0 | 0 | 3266862.4378 | 0 | 0 | 0 | 0 | 0 | 0 | 0 | 0 | 0 | 0 | 0 | 0 | 68426.56 | 0 | 0 | 0 | 0 | 0 | 0 | 0 | 0 | 331707.04 | 0 | 0 | 0 | 0 | 0 | 0 | 0 | 0 | 0 | 0
2016-10-15 21:00 | 0 | 0 | 0 | 0 | 0 | 0 | 730088.9175 | 445535 | 0 | 0 | 0 | 0 | 198884.1747 | 0 | 0 | 0 | 0 | 0 | 0 | 3551416.3553 | 0 | 0 | 0 | 0 | 0 | 0 | 0 | 0 | 0 | 0 | 0 | 0 | 0 | 0 | 0 | 0 | 0 | 0 | 0 | 0 | 0 | 284553.9175 | 0 | 0 | 0 | 0 | 0 | 0 | 0 | 0 | 0 | 0
2016-10-15 22:00 | 0 | 0 | 0 | 0 | 0 | 0 | 714329.2949 | 446436 | 0 | 0 | 0 | 0 | 198884.1747 | 0 | 0 | 0 | 0 | 0 | 0 | 3819309.6502 | 0 | 0 | 0 | 0 | 0 | 0 | 0 | 0 | 0 | 0 | 0 | 0 | 0 | 0 | 0 | 0 | 0 | 0 | 0 | 0 | 0 | 267893.2949 | 0 | 0 | 0 | 0 | 0 | 0 | 0 | 0 | 0 | 0
2016-10-15 23:00 | 0 | 0 | 0 | 0 | 0 | 0 | 521098.3199 | 449627 | 0 | 0 | 0 | 0 | 198884.1747 | 0 | 0 | 0 | 0 | 0 | 0 | 3890780.9701 | 0 | 0 | 0 | 0 | 0 | 0 | 0 | 0 | 0 | 0 | 0 | 0 | 0 | 0 | 0 | 0 | 0 | 0 | 0 | 0 | 0 | 71471.3199 | 0 | 0 | 0 | 0 | 0 | 0 | 0 | 0 | 0 | 0
2016-10-16 | 0 | 0 | 0 | 0 | 0 | 0 | 123098.1908 | 445552 | 0 | 0 | 0 | 0 | 128025.2243 | 0 | 0 | 0 | 0 | 0 | 0 | 3639186.1113 | 0 | 0 | 0 | 0 | 0 | 0 | 0 | 0 | 0 | 0 | 0 | 0 | -70858.9504 | 0 | 0 | 0 | 0 | 0 | 0 | 0 | 0 | 40655.3596 | 292250.2184 | 0 | 0 | 0 | 0 | 0 | 0 | 0 | 0 | 0
2016-10-16 01:00 | 0 | 0 | 0 | 0 | 0 | 71594.5125 | 122.3187 | 434826 | 0 | 0 | 0 | 0 | 57166.2739 | 0 | 0 | 0 | 0 | 0 | 0 | 3346935.8929 | 0 | 0 | 0 | 0 | 0 | 0 | 0 | 0 | 0 | 0 | 0 | 0 | -70858.9504 | 0 | 0 | 0 | 0 | 0 | 0 | 0 | 0 | 0 | 292250.2184 | 0 | 0 | 0 | 0 | 0 | 0 | 0 | 0 | 0
2016-10-16 02:00 | 0 | 0 | 0 | 0 | 0 | 524243.6988 | 0 | 417311 | 0 | 0 | 0 | 0 | 128025.2243 | 0 | 0 | 0 | 0 | 0 | 0 | 3383009.6413 | 0 | 0 | 0 | 0 | 0 | 0 | 0 | 0 | 0 | 0 | 0 | 0 | 70858.9504 | 0 | 0 | 0 | 0 | 0 | 0 | 0 | 0 | 328323.9667 | 292250.2184 | 0 | 0 | 0 | 0 | 0 | 0 | 0 | 0 | 0
2016-10-16 03:00 | 0 | 0 | 0 | 0 | 0 | 364786.8712 | 0 | 396189 | 0 | 0 | 0 | 0 | 57166.2739 | 0 | 0 | 0 | 0 | 0 | 0 | 3422466.4629 | 0 | 0 | 0 | 0 | 0 | 0 | 0 | 0 | 0 | 0 | 0 | 0 | -70858.9504 | 0 | 0 | 0 | 0 | 0 | 0 | 0 | 0 | 331707.04 | 292250.2184 | 0 | 0 | 0 | 0 | 0 | 0 | 0 | 0 | 0
2016-10-16 04:00 | 0 | 0 | 0 | 0 | 0 | 153358.732 | 0 | 374750 | 0 | 0 | 0 | 0 | 128025.2243 | 0 | 0 | 0 | 0 | 0 | 0 | 3130216.2445 | 0 | 0 | 0 | 0 | 0 | 0 | 0 | 0 | 0 | 0 | 0 | 0 | 70858.9504 | 0 | 0 | 0 | 0 | 0 | 0 | 0 | 0 | 0 | 292250.2184 | 0 | 0 | 0 | 0 | 0 | 0 | 0 | 0 | 0
2016-10-16 05:00 | 0 | 0 | 0 | 0 | 0 | 135951.732 | 0 | 357343 | 0 | 0 | 0 | 0 | 198884.1747 | 0 | 0 | 0 | 0 | 0 | 0 | 2837966.0261 | 0 | 0 | 0 | 0 | 0 | 0 | 0 | 0 | 0 | 0 | 0 | 0 | 70858.9504 | 0 | 0 | 0 | 0 | 0 | 0 | 0 | 0 | 0 | 292250.2184 | 0 | 0 | 0 | 0 | 0 | 0 | 0 | 0 | 0
2016-10-16 06:00 | 0 | 0 | 0 | 0 | 0 | 312234.8712 | 0 | 343637 | 0 | 0 | 0 | 0 | 128025.2243 | 0 | 0 | 0 | 0 | 0 | 0 | 2877422.8478 | 0 | 0 | 0 | 0 | 0 | 0 | 0 | 0 | 0 | 0 | 0 | 0 | -70858.9504 | 0 | 0 | 0 | 0 | 0 | 0 | 0 | 0 | 331707.04 | 292250.2184 | 0 | 0 | 0 | 0 | 0 | 0 | 0 | 0 | 0
2016-10-16 07:00 | 0 | 0 | 0 | 0 | 0 | 112579.732 | 0 | 333971 | 0 | 0 | 0 | 0 | 198884.1747 | 0 | 0 | 0 | 0 | 0 | 0 | 2585172.6294 | 0 | 0 | 0 | 0 | 0 | 0 | 0 | 0 | 0 | 0 | 0 | 0 | 70858.9504 | 0 | 0 | 0 | 0 | 0 | 0 | 0 | 0 | 0 | 292250.2184 | 0 | 0 | 0 | 0 | 0 | 0 | 0 | 0 | 0
2016-10-16 08:00 | 0 | 0 | 0 | 0 | 0 | 36555.7816 | 0 | 328806 | 0 | 0 | 0 | 0 | 198884.1747 | 0 | 0 | 0 | 0 | 0 | 0 | 2292922.411 | 0 | 0 | 0 | 0 | 0 | 0 | 0 | 0 | 0 | 0 | 0 | 0 | 0 | 0 | 0 | 0 | 0 | 0 | 0 | 0 | 0 | 0 | 292250.2184 | 0 | 0 | 0 | 0 | 0 | 0 | 0 | 0 | 0
2016-10-16 09:00 | 0 | 0 | 0 | 0 | 0 | 296379.8712 | 0 | 327782 | 0 | 0 | 0 | 0 | 128025.2243 | 0 | 0 | 0 | 0 | 0 | 0 | 2332379.2326 | 0 | 0 | 0 | 0 | 0 | 0 | 0 | 0 | 0 | 0 | 0 | 0 | -70858.9504 | 0 | 0 | 0 | 0 | 0 | 0 | 0 | 0 | 331707.04 | 292250.2184 | 0 | 0 | 0 | 0 | 0 | 0 | 0 | 0 | 0
2016-10-16 10:00 | 0 | 0 | 0 | 0 | 0 | 53284.4581 | 0 | 331842 | 0 | 0 | 0 | 0 | 141717.9008 | 0 | 0 | 0 | 0 | 0 | 0 | 2040129.0142 | 0 | 0 | 0 | 0 | 0 | 0 | 0 | 0 | 0 | 0 | 0 | 0 | 13692.6765 | 0 | 0 | 0 | 0 | 0 | 0 | 0 | 0 | 0 | 292250.2184 | 0 | 0 | 0 | 0 | 0 | 0 | 0 | 0 | 0
2016-10-16 11:00 | 0 | 0 | 0 | 0 | 0 | 0 | 0 | 340368 | 0 | 0 | 0 | 0 | 70858.9504 | 0 | 0 | 0 | 0 | 0 | 0 | 1770619.9646 | 0 | 0 | 0 | 0 | 0 | 0 | 0 | 0 | 0 | 0 | 0 | 0 | -70858.9504 | 0 | 0 | 0 | 0 | 0 | 0 | 0 | 0 | 22741.1688 | 292250.2184 | 0 | 0 | 0 | 0 | 0 | 0 | 0 | 0 | 0
2016-10-16 12:00 | 0 | 0 | 0 | 0 | 0 | 320488.8712 | 0 | 351891 | 0 | 0 | 0 | 0 | 0 | 0 | 0 | 0 | 0 | 0 | 0 | 1810076.7862 | 0 | 0 | 0 | 0 | 0 | 0 | 0 | 0 | 0 | 0 | 0 | 0 | -70858.9504 | 0 | 0 | 0 | 0 | 0 | 0 | 0 | 0 | 331707.04 | 292250.2184 | 0 | 0 | 0 | 0 | 0 | 0 | 0 | 0 | 0
2016-10-16 13:00 | 0 | 0 | 0 | 0 | 0 | 469150.4098 | 8588.3622 | 367423 | 0 | 0 | 0 | 0 | 70858.9504 | 0 | 0 | 0 | 0 | 0 | 0 | 1849533.6078 | 0 | 0 | 0 | 0 | 0 | 0 | 0 | 0 | 0 | 0 | 0 | 0 | 70858.9504 | 0 | 0 | 0 | 0 | 0 | 0 | 0 | 0 | 331707.04 | 292250.2184 | 0 | 0 | 0 | 0 | 0 | 0 | 0 | 0 | 0
2016-10-16 14:00 | 0 | 0 | 0 | 0 | 0 | 122309.942 | 332321.0084 | 383772 | 0 | 0 | 0 | 0 | 141717.9008 | 0 | 0 | 0 | 0 | 0 | 0 | 1849533.6078 | 0 | 0 | 0 | 0 | 0 | 0 | 0 | 0 | 0 | 0 | 0 | 0 | 70858.9504 | 0 | 0 | 0 | 0 | 0 | 0 | 0 | 0 | 0 | 0 | 0 | 0 | 0 | 0 | 0 | 0 | 0 | 0 | 0
2016-10-16 15:00 | 0 | 0 | 0 | 0 | 0 | 190637.1305 | 598780.1834 | 400544 | 0 | 0 | 0 | 0 | 198884.1747 | 0 | 0 | 0 | 0 | 0 | 0 | 2181240.6478 | 0 | 0 | 0 | 0 | 0 | 0 | 0 | 0 | 0 | 0 | 0 | 0 | 57166.2739 | 0 | 0 | 0 | 0 | 0 | 0 | 0 | 0 | 331707.04 | 0 | 0 | 0 | 0 | 0 | 0 | 0 | 0 | 0 | 0
2016-10-16 16:00 | 0 | 0 | 0 | 0 | 0 | 808.949 | 676829.1406 | 416790 | 0 | 0 | 0 | 0 | 128025.2243 | 0 | 0 | 0 | 0 | 0 | 0 | 2512947.6878 | 0 | 0 | 0 | 0 | 0 | 0 | 0 | 0 | 0 | 0 | 0 | 0 | -70858.9504 | 0 | 0 | 0 | 0 | 0 | 0 | 0 | 0 | 331707.04 | 0 | 0 | 0 | 0 | 0 | 0 | 0 | 0 | 0 | 0
2016-10-16 17:00 | 0 | 0 | 0 | 0 | 0 | 0 | 676663.7281 | 430707 | 0 | 0 | 0 | 0 | 57166.2739 | 0 | 0 | 0 | 0 | 0 | 0 | 2829763.3664 | 0 | 0 | 0 | 0 | 0 | 0 | 0 | 0 | 0 | 0 | 0 | 0 | -70858.9504 | 0 | 0 | 0 | 0 | 0 | 0 | 0 | 0 | 316815.6785 | 0 | 0 | 0 | 0 | 0 | 0 | 0 | 0 | 0 | 0
2016-10-16 18:00 | 0 | 0 | 0 | 0 | 0 | 186837.0778 | 657906.9126 | 442178 | 0 | 0 | 0 | 0 | 128025.2243 | 0 | 0 | 0 | 0 | 0 | 0 | 3161470.4064 | 0 | 0 | 0 | 0 | 0 | 0 | 0 | 0 | 0 | 0 | 0 | 0 | 70858.9504 | 0 | 0 | 0 | 0 | 0 | 0 | 0 | 0 | 331707.04 | 0 | 0 | 0 | 0 | 0 | 0 | 0 | 0 | 0 | 0
2016-10-16 19:00 | 0 | 0 | 0 | 0 | 0 | 0 | 649739.7591 | 451589 | 0 | 0 | 0 | 0 | 198884.1747 | 0 | 0 | 0 | 0 | 0 | 0 | 3288762.215 | 0 | 0 | 0 | 0 | 0 | 0 | 0 | 0 | 0 | 0 | 0 | 0 | 70858.9504 | 0 | 0 | 0 | 0 | 0 | 0 | 0 | 0 | 127291.8087 | 0 | 0 | 0 | 0 | 0 | 0 | 0 | 0 | 0 | 0
2016-10-16 20:00 | 0 | 0 | 0 | 0 | 0 | 0 | 654407.6357 | 458822 | 0 | 0 | 0 | 0 | 128025.2243 | 0 | 0 | 0 | 0 | 0 | 0 | 3555206.8012 | 0 | 0 | 0 | 0 | 0 | 0 | 0 | 0 | 0 | 0 | 0 | 0 | -70858.9504 | 0 | 0 | 0 | 0 | 0 | 0 | 0 | 0 | 266444.5861 | 0 | 0 | 0 | 0 | 0 | 0 | 0 | 0 | 0 | 0
2016-10-16 21:00 | 0 | 0 | 0 | 0 | 0 | 0 | 664046.9844 | 464628 | 0 | 0 | 0 | 0 | 128025.2243 | 0 | 0 | 0 | 0 | 0 | 0 | 3754625.7856 | 0 | 0 | 0 | 0 | 0 | 0 | 0 | 0 | 0 | 0 | 0 | 0 | 0 | 0 | 0 | 0 | 0 | 0 | 0 | 0 | 0 | 199418.9844 | 0 | 0 | 0 | 0 | 0 | 0 | 0 | 0 | 0 | 0
2016-10-16 22:00 | 0 | 0 | 0 | 0 | 0 | 0 | 644791.7447 | 467804 | 0 | 0 | 0 | 0 | 198884.1747 | 0 | 0 | 0 | 0 | 0 | 0 | 3860754.5799 | 0 | 0 | 0 | 0 | 0 | 0 | 0 | 0 | 0 | 0 | 0 | 0 | 70858.9504 | 0 | 0 | 0 | 0 | 0 | 0 | 0 | 0 | 106128.7943 | 0 | 0 | 0 | 0 | 0 | 0 | 0 | 0 | 0 | 0
2016-10-16 23:00 | 0 | 0 | 0 | 0 | 0 | 0 | 479917.8883 | 471245 | 0 | 0 | 0 | 0 | 198884.1747 | 0 | 0 | 0 | 0 | 0 | 0 | 3869427.4681 | 0 | 0 | 0 | 0 | 0 | 0 | 0 | 0 | 0 | 0 | 0 | 0 | 0 | 0 | 0 | 0 | 0 | 0 | 0 | 0 | 0 | 8672.8883 | 0 | 0 | 0 | 0 | 0 | 0 | 0 | 0 | 0 | 0
2016-10-17 | 0 | 0 | 0 | 0 | 0 | 0 | 113549.3802 | 468534 | 0 | 0 | 0 | 0 | 128025.2243 | 0 | 0 | 0 | 0 | 0 | 0 | 3585301.7987 | 0 | 0 | 0 | 0 | 0 | 0 | 0 | 0 | 0 | 0 | 0 | 0 | -70858.9504 | 0 | 0 | 0 | 0 | 0 | 0 | 0 | 0 | 8124.5489 | 292250.2184 | 0 | 0 | 0 | 0 | 0 | 0 | 0 | 0 | 0
2016-10-17 01:00 | 0 | 0 | 0 | 0 | 0 | 422481.74 | 89.1312 | 453973 | 0 | 0 | 0 | 0 | 57166.2739 | 0 | 0 | 0 | 0 | 0 | 0 | 3624758.6203 | 0 | 0 | 0 | 0 | 0 | 0 | 0 | 0 | 0 | 0 | 0 | 0 | -70858.9504 | 0 | 0 | 0 | 0 | 0 | 0 | 0 | 0 | 331707.04 | 292250.2184 | 0 | 0 | 0 | 0 | 0 | 0 | 0 | 0 | 0
2016-10-17 02:00 | 0 | 0 | 0 | 0 | 0 | 541619.772 | 0 | 431304 | 0 | 0 | 0 | 0 | 128025.2243 | 0 | 0 | 0 | 0 | 0 | 0 | 3664215.4419 | 0 | 0 | 0 | 0 | 0 | 0 | 0 | 0 | 0 | 0 | 0 | 0 | 70858.9504 | 0 | 0 | 0 | 0 | 0 | 0 | 0 | 0 | 331707.04 | 292250.2184 | 0 | 0 | 0 | 0 | 0 | 0 | 0 | 0 | 0
2016-10-17 03:00 | 0 | 0 | 0 | 0 | 0 | 514978.772 | 0 | 404663 | 0 | 0 | 0 | 0 | 198884.1747 | 0 | 0 | 0 | 0 | 0 | 0 | 3703672.2635 | 0 | 0 | 0 | 0 | 0 | 0 | 0 | 0 | 0 | 0 | 0 | 0 | 70858.9504 | 0 | 0 | 0 | 0 | 0 | 0 | 0 | 0 | 331707.04 | 292250.2184 | 0 | 0 | 0 | 0 | 0 | 0 | 0 | 0 | 0
2016-10-17 04:00 | 0 | 0 | 0 | 0 | 0 | 419402.8216 | 0 | 379946 | 0 | 0 | 0 | 0 | 198884.1747 | 0 | 0 | 0 | 0 | 0 | 0 | 3743129.0851 | 0 | 0 | 0 | 0 | 0 | 0 | 0 | 0 | 0 | 0 | 0 | 0 | 0 | 0 | 0 | 0 | 0 | 0 | 0 | 0 | 0 | 331707.04 | 292250.2184 | 0 | 0 | 0 | 0 | 0 | 0 | 0 | 0 | 0
2016-10-17 05:00 | 0 | 0 | 0 | 0 | 0 | 0 | 0 | 360858 | 0 | 0 | 0 | 0 | 128025.2243 | 0 | 0 | 0 | 0 | 0 | 0 | 3453130.0355 | 0 | 0 | 0 | 0 | 0 | 0 | 0 | 0 | 0 | 0 | 0 | 0 | -70858.9504 | 0 | 0 | 0 | 0 | 0 | 0 | 0 | 0 | 2251.1688 | 292250.2184 | 0 | 0 | 0 | 0 | 0 | 0 | 0 | 0 | 0
2016-10-17 06:00 | 0 | 0 | 0 | 0 | 0 | 457843.772 | 0 | 347528 | 0 | 0 | 0 | 0 | 198884.1747 | 0 | 0 | 0 | 0 | 0 | 0 | 3492586.8572 | 0 | 0 | 0 | 0 | 0 | 0 | 0 | 0 | 0 | 0 | 0 | 0 | 70858.9504 | 0 | 0 | 0 | 0 | 0 | 0 | 0 | 0 | 331707.04 | 292250.2184 | 0 | 0 | 0 | 0 | 0 | 0 | 0 | 0 | 0
2016-10-17 07:00 | 0 | 0 | 0 | 0 | 0 | 48172.7816 | 0 | 340423 | 0 | 0 | 0 | 0 | 198884.1747 | 0 | 0 | 0 | 0 | 0 | 0 | 3200336.6388 | 0 | 0 | 0 | 0 | 0 | 0 | 0 | 0 | 0 | 0 | 0 | 0 | 0 | 0 | 0 | 0 | 0 | 0 | 0 | 0 | 0 | 0 | 292250.2184 | 0 | 0 | 0 | 0 | 0 | 0 | 0 | 0 | 0
2016-10-17 08:00 | 0 | 0 | 0 | 0 | 0 | 0 | 0 | 339804 | 0 | 0 | 0 | 0 | 128025.2243 | 0 | 0 | 0 | 0 | 0 | 0 | 2931391.5892 | 0 | 0 | 0 | 0 | 0 | 0 | 0 | 0 | 0 | 0 | 0 | 0 | -70858.9504 | 0 | 0 | 0 | 0 | 0 | 0 | 0 | 0 | 23305.1688 | 292250.2184 | 0 | 0 | 0 | 0 | 0 | 0 | 0 | 0 | 0
2016-10-17 09:00 | 0 | 0 | 0 | 0 | 0 | 459938.772 | 0 | 349623 | 0 | 0 | 0 | 0 | 198884.1747 | 0 | 0 | 0 | 0 | 0 | 0 | 2970848.4108 | 0 | 0 | 0 | 0 | 0 | 0 | 0 | 0 | 0 | 0 | 0 | 0 | 70858.9504 | 0 | 0 | 0 | 0 | 0 | 0 | 0 | 0 | 331707.04 | 292250.2184 | 0 | 0 | 0 | 0 | 0 | 0 | 0 | 0 | 0
2016-10-17 10:00 | 0 | 0 | 0 | 0 | 0 | 26801.5077 | 0 | 376218 | 0 | 0 | 0 | 0 | 141717.9008 | 0 | 0 | 0 | 0 | 0 | 0 | 2678598.1924 | 0 | 0 | 0 | 0 | 0 | 0 | 0 | 0 | 0 | 0 | 0 | 0 | -57166.2739 | 0 | 0 | 0 | 0 | 0 | 0 | 0 | 0 | 0 | 292250.2184 | 0 | 0 | 0 | 0 | 0 | 0 | 0 | 0 | 0
2016-10-17 11:00 | 0 | 0 | 0 | 0 | 0 | 41361.8312 | 0 | 404471 | 0 | 0 | 0 | 0 | 70858.9504 | 0 | 0 | 0 | 0 | 0 | 0 | 2386347.974 | 0 | 0 | 0 | 0 | 0 | 0 | 0 | 0 | 0 | 0 | 0 | 0 | -70858.9504 | 0 | 0 | 0 | 0 | 0 | 0 | 0 | 0 | 0 | 292250.2184 | 0 | 0 | 0 | 0 | 0 | 0 | 0 | 0 | 0
2016-10-17 12:00 | 0 | 0 | 0 | 0 | 0 | 57536.8312 | 0 | 420646 | 0 | 0 | 0 | 0 | 0 | 0 | 0 | 0 | 0 | 0 | 0 | 2094097.7556 | 0 | 0 | 0 | 0 | 0 | 0 | 0 | 0 | 0 | 0 | 0 | 0 | -70858.9504 | 0 | 0 | 0 | 0 | 0 | 0 | 0 | 0 | 0 | 292250.2184 | 0 | 0 | 0 | 0 | 0 | 0 | 0 | 0 | 0
2016-10-17 13:00 | 0 | 0 | 0 | 0 | 0 | 520693.5822 | 8312.0228 | 436484 | 0 | 0 | 0 | 0 | 70858.9504 | 0 | 0 | 0 | 0 | 0 | 0 | 2115760.4102 | 0 | 0 | 0 | 0 | 0 | 0 | 0 | 0 | 0 | 0 | 0 | 0 | 70858.9504 | 0 | 0 | 0 | 0 | 0 | 0 | 0 | 0 | 313912.873 | 292250.2184 | 0 | 0 | 0 | 0 | 0 | 0 | 0 | 0 | 0
2016-10-17 14:00 | 0 | 0 | 0 | 0 | 0 | 0 | 315593.2084 | 453409 | 0 | 0 | 0 | 0 | 141717.9008 | 0 | 0 | 0 | 0 | 0 | 0 | 1907085.6682 | 0 | 0 | 0 | 0 | 0 | 0 | 0 | 0 | 0 | 0 | 0 | 0 | 70858.9504 | 0 | 0 | 0 | 0 | 0 | 0 | 0 | 0 | 83575.4764 | 292250.2184 | 0 | 0 | 0 | 0 | 0 | 0 | 0 | 0 | 0
2016-10-17 15:00 | 0 | 0 | 0 | 0 | 0 | 0 | 631021.4096 | 468848 | 0 | 0 | 0 | 0 | 198884.1747 | 0 | 0 | 0 | 0 | 0 | 0 | 2012092.804 | 0 | 0 | 0 | 0 | 0 | 0 | 0 | 0 | 0 | 0 | 0 | 0 | 57166.2739 | 0 | 0 | 0 | 0 | 0 | 0 | 0 | 0 | 105007.1357 | 0 | 0 | 0 | 0 | 0 | 0 | 0 | 0 | 0 | 0
2016-10-17 16:00 | 0 | 0 | 0 | 0 | 0 | 0 | 722014.576 | 483953 | 0 | 0 | 0 | 0 | 128025.2243 | 0 | 0 | 0 | 0 | 0 | 0 | 2321013.3303 | 0 | 0 | 0 | 0 | 0 | 0 | 0 | 0 | 0 | 0 | 0 | 0 | -70858.9504 | 0 | 0 | 0 | 0 | 0 | 0 | 0 | 0 | 308920.5264 | 0 | 0 | 0 | 0 | 0 | 0 | 0 | 0 | 0 | 0
2016-10-17 17:00 | 0 | 0 | 0 | 0 | 0 | 0 | 725669.9973 | 498846 | 0 | 0 | 0 | 0 | 57166.2739 | 0 | 0 | 0 | 0 | 0 | 0 | 2618696.2781 | 0 | 0 | 0 | 0 | 0 | 0 | 0 | 0 | 0 | 0 | 0 | 0 | -70858.9504 | 0 | 0 | 0 | 0 | 0 | 0 | 0 | 0 | 297682.9477 | 0 | 0 | 0 | 0 | 0 | 0 | 0 | 0 | 0 | 0
2016-10-17 18:00 | 0 | 0 | 0 | 0 | 0 | 0 | 703084.1624 | 511978 | 0 | 0 | 0 | 0 | 128025.2243 | 0 | 0 | 0 | 0 | 0 | 0 | 2738943.4901 | 0 | 0 | 0 | 0 | 0 | 0 | 0 | 0 | 0 | 0 | 0 | 0 | 70858.9504 | 0 | 0 | 0 | 0 | 0 | 0 | 0 | 0 | 120247.212 | 0 | 0 | 0 | 0 | 0 | 0 | 0 | 0 | 0 | 0
2016-10-17 19:00 | 0 | 0 | 0 | 0 | 0 | 0 | 692892.6609 | 521613 | 0 | 0 | 0 | 0 | 198884.1747 | 0 | 0 | 0 | 0 | 0 | 0 | 2839364.2006 | 0 | 0 | 0 | 0 | 0 | 0 | 0 | 0 | 0 | 0 | 0 | 0 | 70858.9504 | 0 | 0 | 0 | 0 | 0 | 0 | 0 | 0 | 100420.7105 | 0 | 0 | 0 | 0 | 0 | 0 | 0 | 0 | 0 | 0
2016-10-17 20:00 | 0 | 0 | 0 | 0 | 0 | 146589.4273 | 705281.5404 | 527488 | 0 | 0 | 0 | 0 | 191560.1024 | 0 | 0 | 0 | 0 | 0 | 0 | 3171071.2406 | 0 | 0 | 0 | 0 | 0 | 0 | 0 | 0 | 0 | 0 | 0 | 0 | -7324.0723 | 0 | 0 | 0 | 0 | 0 | 0 | 0 | 0 | 331707.04 | 0 | 0 | 0 | 0 | 0 | 0 | 0 | 0 | 0 | 0
2016-10-17 21:00 | 0 | 0 | 0 | 0 | 0 | 0 | 728443.5118 | 528429 | 0 | 0 | 0 | 0 | 128025.2243 | 0 | 0 | 0 | 0 | 0 | 0 | 3434620.6305 | 0 | 0 | 0 | 0 | 0 | 0 | 0 | 0 | 0 | 0 | 0 | 0 | -63534.8781 | 0 | 0 | 0 | 0 | 0 | 0 | 0 | 0 | 263549.3899 | 0 | 0 | 0 | 0 | 0 | 0 | 0 | 0 | 0 | 0
2016-10-17 22:00 | 0 | 0 | 0 | 0 | 0 | 0 | 719947.5238 | 523606 | 0 | 0 | 0 | 0 | 198884.1747 | 0 | 0 | 0 | 0 | 0 | 0 | 3560103.2038 | 0 | 0 | 0 | 0 | 0 | 0 | 0 | 0 | 0 | 0 | 0 | 0 | 70858.9504 | 0 | 0 | 0 | 0 | 0 | 0 | 0 | 0 | 125482.5734 | 0 | 0 | 0 | 0 | 0 | 0 | 0 | 0 | 0 | 0
2016-10-17 23:00 | 0 | 0 | 0 | 0 | 0 | 0 | 537268.6612 | 522334 | 0 | 0 | 0 | 0 | 198884.1747 | 0 | 0 | 0 | 0 | 0 | 0 | 3575037.865 | 0 | 0 | 0 | 0 | 0 | 0 | 0 | 0 | 0 | 0 | 0 | 0 | 0 | 0 | 0 | 0 | 0 | 0 | 0 | 0 | 0 | 14934.6612 | 0 | 0 | 0 | 0 | 0 | 0 | 0 | 0 | 0 | 0
2016-10-18 | 0 | 0 | 0 | 0 | 0 | 355718.1072 | 127392.764 | 514513 | 0 | 0 | 0 | 0 | 128025.2243 | 0 | 0 | 0 | 0 | 0 | 0 | 3614494.6866 | 0 | 0 | 0 | 0 | 0 | 0 | 0 | 0 | 0 | 0 | 0 | 0 | -70858.9504 | 0 | 0 | 0 | 0 | 0 | 0 | 0 | 0 | 331707.04 | 292250.2184 | 0 | 0 | 0 | 0 | 0 | 0 | 0 | 0 | 0
2016-10-18 01:00 | 0 | 0 | 0 | 0 | 0 | 606080.9663 | 92.8057 | 495858 | 0 | 0 | 0 | 0 | 198884.1747 | 0 | 0 | 0 | 0 | 0 | 0 | 3653951.5082 | 0 | 0 | 0 | 0 | 0 | 0 | 0 | 0 | 0 | 0 | 0 | 0 | 70858.9504 | 0 | 0 | 0 | 0 | 0 | 0 | 0 | 0 | 331707.04 | 292250.2184 | 0 | 0 | 0 | 0 | 0 | 0 | 0 | 0 | 0
2016-10-18 02:00 | 0 | 0 | 0 | 0 | 0 | 437019.8712 | 0 | 468422 | 0 | 0 | 0 | 0 | 128025.2243 | 0 | 0 | 0 | 0 | 0 | 0 | 3693408.3298 | 0 | 0 | 0 | 0 | 0 | 0 | 0 | 0 | 0 | 0 | 0 | 0 | -70858.9504 | 0 | 0 | 0 | 0 | 0 | 0 | 0 | 0 | 331707.04 | 292250.2184 | 0 | 0 | 0 | 0 | 0 | 0 | 0 | 0 | 0
2016-10-18 03:00 | 0 | 0 | 0 | 0 | 0 | 214514.732 | 0 | 435906 | 0 | 0 | 0 | 0 | 198884.1747 | 0 | 0 | 0 | 0 | 0 | 0 | 3401158.1115 | 0 | 0 | 0 | 0 | 0 | 0 | 0 | 0 | 0 | 0 | 0 | 0 | 70858.9504 | 0 | 0 | 0 | 0 | 0 | 0 | 0 | 0 | 0 | 292250.2184 | 0 | 0 | 0 | 0 | 0 | 0 | 0 | 0 | 0
2016-10-18 04:00 | 0 | 0 | 0 | 0 | 0 | 445609.8216 | 0 | 406153 | 0 | 0 | 0 | 0 | 198884.1747 | 0 | 0 | 0 | 0 | 0 | 0 | 3440614.9331 | 0 | 0 | 0 | 0 | 0 | 0 | 0 | 0 | 0 | 0 | 0 | 0 | 0 | 0 | 0 | 0 | 0 | 0 | 0 | 0 | 0 | 331707.04 | 292250.2184 | 0 | 0 | 0 | 0 | 0 | 0 | 0 | 0 | 0
2016-10-18 05:00 | 0 | 0 | 0 | 0 | 0 | 20064.8312 | 0 | 383174 | 0 | 0 | 0 | 0 | 128025.2243 | 0 | 0 | 0 | 0 | 0 | 0 | 3148364.7147 | 0 | 0 | 0 | 0 | 0 | 0 | 0 | 0 | 0 | 0 | 0 | 0 | -70858.9504 | 0 | 0 | 0 | 0 | 0 | 0 | 0 | 0 | 0 | 292250.2184 | 0 | 0 | 0 | 0 | 0 | 0 | 0 | 0 | 0
2016-10-18 06:00 | 0 | 0 | 0 | 0 | 0 | 477414.772 | 0 | 367099 | 0 | 0 | 0 | 0 | 198884.1747 | 0 | 0 | 0 | 0 | 0 | 0 | 3187821.5363 | 0 | 0 | 0 | 0 | 0 | 0 | 0 | 0 | 0 | 0 | 0 | 0 | 70858.9504 | 0 | 0 | 0 | 0 | 0 | 0 | 0 | 0 | 331707.04 | 292250.2184 | 0 | 0 | 0 | 0 | 0 | 0 | 0 | 0 | 0
2016-10-18 07:00 | 0 | 0 | 0 | 0 | 0 | 64778.7816 | 0 | 357029 | 0 | 0 | 0 | 0 | 198884.1747 | 0 | 0 | 0 | 0 | 0 | 0 | 2895571.3179 | 0 | 0 | 0 | 0 | 0 | 0 | 0 | 0 | 0 | 0 | 0 | 0 | 0 | 0 | 0 | 0 | 0 | 0 | 0 | 0 | 0 | 0 | 292250.2184 | 0 | 0 | 0 | 0 | 0 | 0 | 0 | 0 | 0
2016-10-18 08:00 | 0 | 0 | 0 | 0 | 0 | 0 | 0 | 354533 | 0 | 0 | 0 | 0 | 128025.2243 | 0 | 0 | 0 | 0 | 0 | 0 | 2611897.2683 | 0 | 0 | 0 | 0 | 0 | 0 | 0 | 0 | 0 | 0 | 0 | 0 | -70858.9504 | 0 | 0 | 0 | 0 | 0 | 0 | 0 | 0 | 8576.1688 | 292250.2184 | 0 | 0 | 0 | 0 | 0 | 0 | 0 | 0 | 0
2016-10-18 09:00 | 0 | 0 | 0 | 0 | 0 | 473547.772 | 0 | 363232 | 0 | 0 | 0 | 0 | 198884.1747 | 0 | 0 | 0 | 0 | 0 | 0 | 2651354.0899 | 0 | 0 | 0 | 0 | 0 | 0 | 0 | 0 | 0 | 0 | 0 | 0 | 70858.9504 | 0 | 0 | 0 | 0 | 0 | 0 | 0 | 0 | 331707.04 | 292250.2184 | 0 | 0 | 0 | 0 | 0 | 0 | 0 | 0 | 0
2016-10-18 10:00 | 0 | 0 | 0 | 0 | 0 | 370570.5477 | 0 | 388280 | 0 | 0 | 0 | 0 | 141717.9008 | 0 | 0 | 0 | 0 | 0 | 0 | 2690810.9115 | 0 | 0 | 0 | 0 | 0 | 0 | 0 | 0 | 0 | 0 | 0 | 0 | -57166.2739 | 0 | 0 | 0 | 0 | 0 | 0 | 0 | 0 | 331707.04 | 292250.2184 | 0 | 0 | 0 | 0 | 0 | 0 | 0 | 0 | 0
2016-10-18 11:00 | 0 | 0 | 0 | 0 | 0 | 51489.8312 | 0 | 414599 | 0 | 0 | 0 | 0 | 70858.9504 | 0 | 0 | 0 | 0 | 0 | 0 | 2398560.6932 | 0 | 0 | 0 | 0 | 0 | 0 | 0 | 0 | 0 | 0 | 0 | 0 | -70858.9504 | 0 | 0 | 0 | 0 | 0 | 0 | 0 | 0 | 0 | 292250.2184 | 0 | 0 | 0 | 0 | 0 | 0 | 0 | 0 | 0
2016-10-18 12:00 | 0 | 0 | 0 | 0 | 0 | 65153.8312 | 0 | 428263 | 0 | 0 | 0 | 0 | 0 | 0 | 0 | 0 | 0 | 0 | 0 | 2106310.4748 | 0 | 0 | 0 | 0 | 0 | 0 | 0 | 0 | 0 | 0 | 0 | 0 | -70858.9504 | 0 | 0 | 0 | 0 | 0 | 0 | 0 | 0 | 0 | 292250.2184 | 0 | 0 | 0 | 0 | 0 | 0 | 0 | 0 | 0
2016-10-18 13:00 | 0 | 0 | 0 | 0 | 0 | 431899.2973 | 6151.5035 | 443362 | 0 | 0 | 0 | 0 | 70858.9504 | 0 | 0 | 0 | 0 | 0 | 0 | 2030140.3252 | 0 | 0 | 0 | 0 | 0 | 0 | 0 | 0 | 0 | 0 | 0 | 0 | 70858.9504 | 0 | 0 | 0 | 0 | 0 | 0 | 0 | 0 | 216080.0688 | 292250.2184 | 0 | 0 | 0 | 0 | 0 | 0 | 0 | 0 | 0
2016-10-18 14:00 | 0 | 0 | 0 | 0 | 0 | 255389.7848 | 293968.7731 | 459677 | 0 | 0 | 0 | 0 | 141717.9008 | 0 | 0 | 0 | 0 | 0 | 0 | 2048962.9326 | 0 | 0 | 0 | 0 | 0 | 0 | 0 | 0 | 0 | 0 | 0 | 0 | 70858.9504 | 0 | 0 | 0 | 0 | 0 | 0 | 0 | 0 | 311072.8259 | 292250.2184 | 0 | 0 | 0 | 0 | 0 | 0 | 0 | 0 | 0
2016-10-18 15:00 | 0 | 0 | 0 | 0 | 0 | 0 | 706200.7345 | 473422 | 0 | 0 | 0 | 0 | 128025.2243 | 0 | 0 | 0 | 0 | 0 | 0 | 2295434.3436 | 0 | 0 | 0 | 0 | 0 | 0 | 0 | 0 | 0 | 0 | 0 | 0 | -13692.6765 | 0 | 0 | 0 | 0 | 0 | 0 | 0 | 0 | 246471.411 | 0 | 0 | 0 | 0 | 0 | 0 | 0 | 0 | 0 | 0
2016-10-18 16:00 | 0 | 0 | 0 | 0 | 0 | 116322.8402 | 773579.1502 | 487336 | 0 | 0 | 0 | 0 | 198884.1747 | 0 | 0 | 0 | 0 | 0 | 0 | 2627141.3836 | 0 | 0 | 0 | 0 | 0 | 0 | 0 | 0 | 0 | 0 | 0 | 0 | 70858.9504 | 0 | 0 | 0 | 0 | 0 | 0 | 0 | 0 | 331707.04 | 0 | 0 | 0 | 0 | 0 | 0 | 0 | 0 | 0 | 0
2016-10-18 17:00 | 0 | 0 | 0 | 0 | 0 | 0 | 747012.3737 | 500972 | 0 | 0 | 0 | 0 | 198884.1747 | 0 | 0 | 0 | 0 | 0 | 0 | 2873181.7574 | 0 | 0 | 0 | 0 | 0 | 0 | 0 | 0 | 0 | 0 | 0 | 0 | 0 | 0 | 0 | 0 | 0 | 0 | 0 | 0 | 0 | 246040.3737 | 0 | 0 | 0 | 0 | 0 | 0 | 0 | 0 | 0 | 0
2016-10-18 18:00 | 0 | 0 | 0 | 0 | 0 | 0 | 717977.9301 | 512847 | 0 | 0 | 0 | 0 | 128025.2243 | 0 | 0 | 0 | 0 | 0 | 0 | 3149171.6379 | 0 | 0 | 0 | 0 | 0 | 0 | 0 | 0 | 0 | 0 | 0 | 0 | -70858.9504 | 0 | 0 | 0 | 0 | 0 | 0 | 0 | 0 | 275989.8805 | 0 | 0 | 0 | 0 | 0 | 0 | 0 | 0 | 0 | 0
2016-10-18 19:00 | 0 | 0 | 0 | 0 | 0 | 0 | 701098.3235 | 521572 | 0 | 0 | 0 | 0 | 198884.1747 | 0 | 0 | 0 | 0 | 0 | 0 | 3257839.011 | 0 | 0 | 0 | 0 | 0 | 0 | 0 | 0 | 0 | 0 | 0 | 0 | 70858.9504 | 0 | 0 | 0 | 0 | 0 | 0 | 0 | 0 | 108667.3731 | 0 | 0 | 0 | 0 | 0 | 0 | 0 | 0 | 0 | 0
2016-10-18 20:00 | 0 | 0 | 0 | 0 | 0 | 0 | 708202.0595 | 527230 | 0 | 0 | 0 | 0 | 128025.2243 | 0 | 0 | 0 | 0 | 0 | 0 | 3509670.0209 | 0 | 0 | 0 | 0 | 0 | 0 | 0 | 0 | 0 | 0 | 0 | 0 | -70858.9504 | 0 | 0 | 0 | 0 | 0 | 0 | 0 | 0 | 251831.0099 | 0 | 0 | 0 | 0 | 0 | 0 | 0 | 0 | 0 | 0
2016-10-18 21:00 | 0 | 0 | 0 | 0 | 0 | 0 | 722763.7697 | 527453 | 0 | 0 | 0 | 0 | 198884.1747 | 0 | 0 | 0 | 0 | 0 | 0 | 3634121.8402 | 0 | 0 | 0 | 0 | 0 | 0 | 0 | 0 | 0 | 0 | 0 | 0 | 70858.9504 | 0 | 0 | 0 | 0 | 0 | 0 | 0 | 0 | 124451.8193 | 0 | 0 | 0 | 0 | 0 | 0 | 0 | 0 | 0 | 0
2016-10-18 22:00 | 0 | 0 | 0 | 0 | 0 | 0 | 702296.4112 | 522155 | 0 | 0 | 0 | 0 | 198884.1747 | 0 | 0 | 0 | 0 | 0 | 0 | 3814263.2515 | 0 | 0 | 0 | 0 | 0 | 0 | 0 | 0 | 0 | 0 | 0 | 0 | 0 | 0 | 0 | 0 | 0 | 0 | 0 | 0 | 0 | 180141.4112 | 0 | 0 | 0 | 0 | 0 | 0 | 0 | 0 | 0 | 0
2016-10-18 23:00 | 0 | 0 | 0 | 0 | 0 | 0 | 521003.8324 | 520044 | 0 | 0 | 0 | 0 | 198884.1747 | 0 | 0 | 0 | 0 | 0 | 0 | 3815223.0838 | 0 | 0 | 0 | 0 | 0 | 0 | 0 | 0 | 0 | 0 | 0 | 0 | 0 | 0 | 0 | 0 | 0 | 0 | 0 | 0 | 0 | 959.8324 | 0 | 0 | 0 | 0 | 0 | 0 | 0 | 0 | 0 | 0
2016-10-19 | 0 | 0 | 0 | 0 | 0 | 341596.2585 | 124878.5386 | 512531 | 0 | 0 | 0 | 0 | 198884.1747 | 0 | 0 | 0 | 0 | 0 | 0 | 3769166.8808 | 0 | 0 | 0 | 0 | 0 | 0 | 0 | 0 | 0 | 0 | 0 | 0 | 0 | 0 | 0 | 0 | 0 | 0 | 0 | 0 | 0 | 246194.0154 | 292250.2184 | 0 | 0 | 0 | 0 | 0 | 0 | 0 | 0 | 0
2016-10-19 01:00 | 0 | 0 | 0 | 0 | 0 | 404883.5318 | 64.88 | 493705 | 0 | 0 | 0 | 0 | 198884.1747 | 0 | 0 | 0 | 0 | 0 | 0 | 3680410.2926 | 0 | 0 | 0 | 0 | 0 | 0 | 0 | 0 | 0 | 0 | 0 | 0 | 0 | 0 | 0 | 0 | 0 | 0 | 0 | 0 | 0 | 203493.6302 | 292250.2184 | 0 | 0 | 0 | 0 | 0 | 0 | 0 | 0 | 0
2016-10-19 02:00 | 0 | 0 | 0 | 0 | 0 | 424962.6156 | 0 | 465734 | 0 | 0 | 0 | 0 | 198884.1747 | 0 | 0 | 0 | 0 | 0 | 0 | 3639638.9082 | 0 | 0 | 0 | 0 | 0 | 0 | 0 | 0 | 0 | 0 | 0 | 0 | 0 | 0 | 0 | 0 | 0 | 0 | 0 | 0 | 0 | 251478.834 | 292250.2184 | 0 | 0 | 0 | 0 | 0 | 0 | 0 | 0 | 0
2016-10-19 03:00 | 0 | 0 | 0 | 0 | 0 | 71272.8312 | 0 | 434382 | 0 | 0 | 0 | 0 | 128025.2243 | 0 | 0 | 0 | 0 | 0 | 0 | 3347388.6898 | 0 | 0 | 0 | 0 | 0 | 0 | 0 | 0 | 0 | 0 | 0 | 0 | -70858.9504 | 0 | 0 | 0 | 0 | 0 | 0 | 0 | 0 | 0 | 292250.2184 | 0 | 0 | 0 | 0 | 0 | 0 | 0 | 0 | 0
2016-10-19 04:00 | 0 | 0 | 0 | 0 | 0 | 182728.732 | 0 | 404120 | 0 | 0 | 0 | 0 | 198884.1747 | 0 | 0 | 0 | 0 | 0 | 0 | 3055138.4714 | 0 | 0 | 0 | 0 | 0 | 0 | 0 | 0 | 0 | 0 | 0 | 0 | 70858.9504 | 0 | 0 | 0 | 0 | 0 | 0 | 0 | 0 | 0 | 292250.2184 | 0 | 0 | 0 | 0 | 0 | 0 | 0 | 0 | 0
2016-10-19 05:00 | 0 | 0 | 0 | 0 | 0 | 358116.1262 | 0 | 381461 | 0 | 0 | 0 | 0 | 198884.1747 | 0 | 0 | 0 | 0 | 0 | 0 | 3031793.5976 | 0 | 0 | 0 | 0 | 0 | 0 | 0 | 0 | 0 | 0 | 0 | 0 | 0 | 0 | 0 | 0 | 0 | 0 | 0 | 0 | 0 | 268905.3446 | 292250.2184 | 0 | 0 | 0 | 0 | 0 | 0 | 0 | 0 | 0
2016-10-19 06:00 | 0 | 0 | 0 | 0 | 0 | 331312.3184 | 0 | 365213 | 0 | 0 | 0 | 0 | 128025.2243 | 0 | 0 | 0 | 0 | 0 | 0 | 3068751.8664 | 0 | 0 | 0 | 0 | 0 | 0 | 0 | 0 | 0 | 0 | 0 | 0 | -70858.9504 | 0 | 0 | 0 | 0 | 0 | 0 | 0 | 0 | 329208.4872 | 292250.2184 | 0 | 0 | 0 | 0 | 0 | 0 | 0 | 0 | 0
2016-10-19 07:00 | 0 | 0 | 0 | 0 | 0 | 133799.732 | 0 | 355191 | 0 | 0 | 0 | 0 | 198884.1747 | 0 | 0 | 0 | 0 | 0 | 0 | 2776501.6481 | 0 | 0 | 0 | 0 | 0 | 0 | 0 | 0 | 0 | 0 | 0 | 0 | 70858.9504 | 0 | 0 | 0 | 0 | 0 | 0 | 0 | 0 | 0 | 292250.2184 | 0 | 0 | 0 | 0 | 0 | 0 | 0 | 0 | 0
2016-10-19 08:00 | 0 | 0 | 0 | 0 | 0 | 0 | 0 | 353273 | 0 | 0 | 0 | 0 | 137861.3931 | 0 | 0 | 0 | 0 | 0 | 0 | 2484251.4297 | 0 | 0 | 0 | 0 | 0 | 0 | 0 | 0 | 0 | 0 | 0 | 0 | -61022.7816 | 0 | 0 | 0 | 0 | 0 | 0 | 0 | 0 | 0 | 292250.2184 | 0 | 0 | 0 | 0 | 0 | 0 | 0 | 0 | 0
2016-10-19 09:00 | 0 | 0 | 0 | 0 | 0 | 0 | 0 | 362507 | 0 | 0 | 0 | 0 | 67002.4427 | 0 | 0 | 0 | 0 | 0 | 0 | 2192603.3801 | 0 | 0 | 0 | 0 | 0 | 0 | 0 | 0 | 0 | 0 | 0 | 0 | -70858.9504 | 0 | 0 | 0 | 0 | 0 | 0 | 0 | 0 | 602.1688 | 292250.2184 | 0 | 0 | 0 | 0 | 0 | 0 | 0 | 0 | 0
2016-10-19 10:00 | 0 | 0 | 0 | 0 | 0 | 272333.5989 | 0 | 387847 | 0 | 0 | 0 | 0 | 137861.3931 | 0 | 0 | 0 | 0 | 0 | 0 | 2006231.0286 | 0 | 0 | 0 | 0 | 0 | 0 | 0 | 0 | 0 | 0 | 0 | 0 | 70858.9504 | 0 | 0 | 0 | 0 | 0 | 0 | 0 | 0 | 105877.8669 | 292250.2184 | 0 | 0 | 0 | 0 | 0 | 0 | 0 | 0 | 0
2016-10-19 11:00 | 0 | 0 | 0 | 0 | 0 | 274463.0487 | 0 | 413174 | 0 | 0 | 0 | 0 | 198884.1747 | 0 | 0 | 0 | 0 | 0 | 0 | 1806497.2956 | 0 | 0 | 0 | 0 | 0 | 0 | 0 | 0 | 0 | 0 | 0 | 0 | 61022.7816 | 0 | 0 | 0 | 0 | 0 | 0 | 0 | 0 | 92516.4854 | 292250.2184 | 0 | 0 | 0 | 0 | 0 | 0 | 0 | 0 | 0
2016-10-19 12:00 | 0 | 0 | 0 | 0 | 0 | 64803.8312 | 0 | 427913 | 0 | 0 | 0 | 0 | 128025.2243 | 0 | 0 | 0 | 0 | 0 | 0 | 1514247.0772 | 0 | 0 | 0 | 0 | 0 | 0 | 0 | 0 | 0 | 0 | 0 | 0 | -70858.9504 | 0 | 0 | 0 | 0 | 0 | 0 | 0 | 0 | 0 | 292250.2184 | 0 | 0 | 0 | 0 | 0 | 0 | 0 | 0 | 0
2016-10-19 13:00 | 0 | 0 | 0 | 0 | 0 | 234765.3999 | 5279.8787 | 441862 | 0 | 0 | 0 | 0 | 57166.2739 | 0 | 0 | 0 | 0 | 0 | 0 | 1383289.3062 | 0 | 0 | 0 | 0 | 0 | 0 | 0 | 0 | 0 | 0 | 0 | 0 | -70858.9504 | 0 | 0 | 0 | 0 | 0 | 0 | 0 | 0 | 161292.4474 | 292250.2184 | 0 | 0 | 0 | 0 | 0 | 0 | 0 | 0 | 0
2016-10-19 14:00 | 0 | 0 | 0 | 0 | 0 | 0 | 281859.5788 | 458750 | 0 | 0 | 0 | 0 | 0 | 0 | 0 | 0 | 0 | 0 | 0 | 1263565.1588 | 0 | 0 | 0 | 0 | 0 | 0 | 0 | 0 | 0 | 0 | 0 | 0 | -57166.2739 | 0 | 0 | 0 | 0 | 0 | 0 | 0 | 0 | 172526.071 | 292250.2184 | 0 | 0 | 0 | 0 | 0 | 0 | 0 | 0 | 0
2016-10-19 15:00 | 0 | 0 | 0 | 0 | 0 | 126165.7045 | 725912.1635 | 474396 | 0 | 0 | 0 | 0 | 45974.828 | 0 | 0 | 0 | 0 | 0 | 0 | 1595272.1988 | 0 | 0 | 0 | 0 | 0 | 0 | 0 | 0 | 0 | 0 | 0 | 0 | 45974.828 | 0 | 0 | 0 | 0 | 0 | 0 | 0 | 0 | 331707.04 | 0 | 0 | 0 | 0 | 0 | 0 | 0 | 0 | 0 | 0
2016-10-19 16:00 | 0 | 0 | 0 | 0 | 0 | 0 | 780683.4404 | 488621 | 0 | 0 | 0 | 0 | 70858.9504 | 0 | 0 | 0 | 0 | 0 | 0 | 1862450.5168 | 0 | 0 | 0 | 0 | 0 | 0 | 0 | 0 | 0 | 0 | 0 | 0 | 24884.1224 | 0 | 0 | 0 | 0 | 0 | 0 | 0 | 0 | 267178.318 | 0 | 0 | 0 | 0 | 0 | 0 | 0 | 0 | 0 | 0
2016-10-19 17:00 | 0 | 0 | 0 | 0 | 0 | 0 | 753379.7449 | 504233 | 0 | 0 | 0 | 0 | 0 | 0 | 0 | 0 | 0 | 0 | 0 | 2182456.2121 | 0 | 0 | 0 | 0 | 0 | 0 | 0 | 0 | 0 | 0 | 0 | 0 | -70858.9504 | 0 | 0 | 0 | 0 | 0 | 0 | 0 | 0 | 320005.6953 | 0 | 0 | 0 | 0 | 0 | 0 | 0 | 0 | 0 | 0
2016-10-19 18:00 | 0 | 0 | 0 | 0 | 0 | 0 | 724265.0548 | 514868 | 0 | 0 | 0 | 0 | 70858.9504 | 0 | 0 | 0 | 0 | 0 | 0 | 2320994.3166 | 0 | 0 | 0 | 0 | 0 | 0 | 0 | 0 | 0 | 0 | 0 | 0 | 70858.9504 | 0 | 0 | 0 | 0 | 0 | 0 | 0 | 0 | 138538.1044 | 0 | 0 | 0 | 0 | 0 | 0 | 0 | 0 | 0 | 0
2016-10-19 19:00 | 0 | 0 | 0 | 0 | 0 | 0 | 710089.3962 | 522783 | 0 | 0 | 0 | 0 | 141717.9008 | 0 | 0 | 0 | 0 | 0 | 0 | 2437441.7624 | 0 | 0 | 0 | 0 | 0 | 0 | 0 | 0 | 0 | 0 | 0 | 0 | 70858.9504 | 0 | 0 | 0 | 0 | 0 | 0 | 0 | 0 | 116447.4458 | 0 | 0 | 0 | 0 | 0 | 0 | 0 | 0 | 0 | 0
2016-10-19 20:00 | 0 | 0 | 0 | 0 | 0 | 0 | 719623.9942 | 526819 | 0 | 0 | 0 | 0 | 70858.9504 | 0 | 0 | 0 | 0 | 0 | 0 | 2701105.7069 | 0 | 0 | 0 | 0 | 0 | 0 | 0 | 0 | 0 | 0 | 0 | 0 | -70858.9504 | 0 | 0 | 0 | 0 | 0 | 0 | 0 | 0 | 263663.9446 | 0 | 0 | 0 | 0 | 0 | 0 | 0 | 0 | 0 | 0
2016-10-19 21:00 | 0 | 0 | 0 | 0 | 0 | 0 | 736026.8483 | 524964 | 0 | 0 | 0 | 0 | 128025.2243 | 0 | 0 | 0 | 0 | 0 | 0 | 2855002.2814 | 0 | 0 | 0 | 0 | 0 | 0 | 0 | 0 | 0 | 0 | 0 | 0 | 57166.2739 | 0 | 0 | 0 | 0 | 0 | 0 | 0 | 0 | 153896.5744 | 0 | 0 | 0 | 0 | 0 | 0 | 0 | 0 | 0 | 0
2016-10-19 22:00 | 0 | 0 | 0 | 0 | 0 | 0 | 723156.4837 | 520100 | 0 | 0 | 0 | 0 | 198884.1747 | 0 | 0 | 0 | 0 | 0 | 0 | 2987199.8146 | 0 | 0 | 0 | 0 | 0 | 0 | 0 | 0 | 0 | 0 | 0 | 0 | 70858.9504 | 0 | 0 | 0 | 0 | 0 | 0 | 0 | 0 | 132197.5333 | 0 | 0 | 0 | 0 | 0 | 0 | 0 | 0 | 0 | 0
2016-10-19 23:00 | 0 | 0 | 0 | 0 | 0 | 0 | 542417.7395 | 519054 | 0 | 0 | 0 | 0 | 146837.9262 | 0 | 0 | 0 | 0 | 0 | 0 | 3062609.8026 | 0 | 0 | 0 | 0 | 0 | 0 | 0 | 0 | 0 | 0 | 0 | 0 | -52046.2485 | 0 | 0 | 0 | 0 | 0 | 0 | 0 | 0 | 75409.988 | 0 | 0 | 0 | 0 | 0 | 0 | 0 | 0 | 0 | 0
2016-10-20 | 0 | 0 | 0 | 0 | 0 | 466272.3889 | 120746.0057 | 509934 | 0 | 0 | 0 | 0 | 184465.4992 | 0 | 0 | 0 | 0 | 0 | 0 | 3102066.6243 | 0 | 0 | 0 | 0 | 0 | 0 | 0 | 0 | 0 | 0 | 0 | 0 | 37627.5731 | 0 | 0 | 0 | 0 | 0 | 0 | 0 | 0 | 331707.04 | 292250.2184 | 0 | 0 | 0 | 0 | 0 | 0 | 0 | 0 | 0
2016-10-20 01:00 | 0 | 0 | 0 | 0 | 0 | 471267.0049 | 53.5417 | 488304 | 0 | 0 | 0 | 0 | 128025.2243 | 0 | 0 | 0 | 0 | 0 | 0 | 3141523.4459 | 0 | 0 | 0 | 0 | 0 | 0 | 0 | 0 | 0 | 0 | 0 | 0 | -56440.2749 | 0 | 0 | 0 | 0 | 0 | 0 | 0 | 0 | 331707.04 | 292250.2184 | 0 | 0 | 0 | 0 | 0 | 0 | 0 | 0 | 0
2016-10-20 02:00 | 0 | 0 | 0 | 0 | 0 | 443634.7436 | 0 | 461216 | 0 | 0 | 0 | 0 | 198884.1747 | 0 | 0 | 0 | 0 | 0 | 0 | 3053083.239 | 0 | 0 | 0 | 0 | 0 | 0 | 0 | 0 | 0 | 0 | 0 | 0 | 70858.9504 | 0 | 0 | 0 | 0 | 0 | 0 | 0 | 0 | 203810.0115 | 292250.2184 | 0 | 0 | 0 | 0 | 0 | 0 | 0 | 0 | 0
2016-10-20 03:00 | 0 | 0 | 0 | 0 | 0 | 409872.383 | 0 | 433142 | 0 | 0 | 0 | 0 | 198884.1747 | 0 | 0 | 0 | 0 | 0 | 0 | 3029813.6221 | 0 | 0 | 0 | 0 | 0 | 0 | 0 | 0 | 0 | 0 | 0 | 0 | 0 | 0 | 0 | 0 | 0 | 0 | 0 | 0 | 0 | 268980.6014 | 292250.2184 | 0 | 0 | 0 | 0 | 0 | 0 | 0 | 0 | 0
2016-10-20 04:00 | 0 | 0 | 0 | 0 | 0 | 370644.8712 | 0 | 402047 | 0 | 0 | 0 | 0 | 128025.2243 | 0 | 0 | 0 | 0 | 0 | 0 | 3069270.4437 | 0 | 0 | 0 | 0 | 0 | 0 | 0 | 0 | 0 | 0 | 0 | 0 | -70858.9504 | 0 | 0 | 0 | 0 | 0 | 0 | 0 | 0 | 331707.04 | 292250.2184 | 0 | 0 | 0 | 0 | 0 | 0 | 0 | 0 | 0
2016-10-20 05:00 | 0 | 0 | 0 | 0 | 0 | 396636.1338 | 0 | 379104 | 0 | 0 | 0 | 0 | 198884.1747 | 0 | 0 | 0 | 0 | 0 | 0 | 3015943.6271 | 0 | 0 | 0 | 0 | 0 | 0 | 0 | 0 | 0 | 0 | 0 | 0 | 70858.9504 | 0 | 0 | 0 | 0 | 0 | 0 | 0 | 0 | 238923.4018 | 292250.2184 | 0 | 0 | 0 | 0 | 0 | 0 | 0 | 0 | 0
2016-10-20 06:00 | 0 | 0 | 0 | 0 | 0 | 70109.7816 | 0 | 362360 | 0 | 0 | 0 | 0 | 198884.1747 | 0 | 0 | 0 | 0 | 0 | 0 | 2723693.4087 | 0 | 0 | 0 | 0 | 0 | 0 | 0 | 0 | 0 | 0 | 0 | 0 | 0 | 0 | 0 | 0 | 0 | 0 | 0 | 0 | 0 | 0 | 292250.2184 | 0 | 0 | 0 | 0 | 0 | 0 | 0 | 0 | 0
2016-10-20 07:00 | 0 | 0 | 0 | 0 | 0 | 321226.8712 | 0 | 352629 | 0 | 0 | 0 | 0 | 128025.2243 | 0 | 0 | 0 | 0 | 0 | 0 | 2763150.2303 | 0 | 0 | 0 | 0 | 0 | 0 | 0 | 0 | 0 | 0 | 0 | 0 | -70858.9504 | 0 | 0 | 0 | 0 | 0 | 0 | 0 | 0 | 331707.04 | 292250.2184 | 0 | 0 | 0 | 0 | 0 | 0 | 0 | 0 | 0
2016-10-20 08:00 | 0 | 0 | 0 | 0 | 0 | 129077.732 | 0 | 350469 | 0 | 0 | 0 | 0 | 198884.1747 | 0 | 0 | 0 | 0 | 0 | 0 | 2470900.012 | 0 | 0 | 0 | 0 | 0 | 0 | 0 | 0 | 0 | 0 | 0 | 0 | 70858.9504 | 0 | 0 | 0 | 0 | 0 | 0 | 0 | 0 | 0 | 292250.2184 | 0 | 0 | 0 | 0 | 0 | 0 | 0 | 0 | 0
2016-10-20 09:00 | 0 | 0 | 0 | 0 | 0 | 397972.8216 | 0 | 358516 | 0 | 0 | 0 | 0 | 198884.1747 | 0 | 0 | 0 | 0 | 0 | 0 | 2510356.8336 | 0 | 0 | 0 | 0 | 0 | 0 | 0 | 0 | 0 | 0 | 0 | 0 | 0 | 0 | 0 | 0 | 0 | 0 | 0 | 0 | 0 | 331707.04 | 292250.2184 | 0 | 0 | 0 | 0 | 0 | 0 | 0 | 0 | 0
2016-10-20 10:00 | 0 | 0 | 0 | 0 | 0 | 32788.5077 | 0 | 382205 | 0 | 0 | 0 | 0 | 141717.9008 | 0 | 0 | 0 | 0 | 0 | 0 | 2218106.6152 | 0 | 0 | 0 | 0 | 0 | 0 | 0 | 0 | 0 | 0 | 0 | 0 | -57166.2739 | 0 | 0 | 0 | 0 | 0 | 0 | 0 | 0 | 0 | 292250.2184 | 0 | 0 | 0 | 0 | 0 | 0 | 0 | 0 | 0
2016-10-20 11:00 | 0 | 0 | 0 | 0 | 0 | 376239.8712 | 0 | 407642 | 0 | 0 | 0 | 0 | 70858.9504 | 0 | 0 | 0 | 0 | 0 | 0 | 2257563.4368 | 0 | 0 | 0 | 0 | 0 | 0 | 0 | 0 | 0 | 0 | 0 | 0 | -70858.9504 | 0 | 0 | 0 | 0 | 0 | 0 | 0 | 0 | 331707.04 | 292250.2184 | 0 | 0 | 0 | 0 | 0 | 0 | 0 | 0 | 0
2016-10-20 12:00 | 0 | 0 | 0 | 0 | 0 | 58217.8312 | 0 | 421327 | 0 | 0 | 0 | 0 | 0 | 0 | 0 | 0 | 0 | 0 | 0 | 1965313.2184 | 0 | 0 | 0 | 0 | 0 | 0 | 0 | 0 | 0 | 0 | 0 | 0 | -70858.9504 | 0 | 0 | 0 | 0 | 0 | 0 | 0 | 0 | 0 | 292250.2184 | 0 | 0 | 0 | 0 | 0 | 0 | 0 | 0 | 0
2016-10-20 13:00 | 0 | 0 | 0 | 0 | 0 | 371860.2639 | 5013.8361 | 433915 | 0 | 0 | 0 | 0 | 70858.9504 | 0 | 0 | 0 | 0 | 0 | 0 | 1837413.368 | 0 | 0 | 0 | 0 | 0 | 0 | 0 | 0 | 0 | 0 | 0 | 0 | 70858.9504 | 0 | 0 | 0 | 0 | 0 | 0 | 0 | 0 | 164350.368 | 292250.2184 | 0 | 0 | 0 | 0 | 0 | 0 | 0 | 0 | 0
2016-10-20 14:00 | 0 | 0 | 0 | 0 | 0 | 296212.4836 | 260966.2884 | 446863 | 0 | 0 | 0 | 0 | 141717.9008 | 0 | 0 | 0 | 0 | 0 | 0 | 1876870.1896 | 0 | 0 | 0 | 0 | 0 | 0 | 0 | 0 | 0 | 0 | 0 | 0 | 70858.9504 | 0 | 0 | 0 | 0 | 0 | 0 | 0 | 0 | 331707.04 | 292250.2184 | 0 | 0 | 0 | 0 | 0 | 0 | 0 | 0 | 0
2016-10-20 15:00 | 0 | 0 | 0 | 0 | 0 | 0 | 713006.7594 | 458334 | 0 | 0 | 0 | 0 | 128025.2243 | 0 | 0 | 0 | 0 | 0 | 0 | 2145235.6256 | 0 | 0 | 0 | 0 | 0 | 0 | 0 | 0 | 0 | 0 | 0 | 0 | -13692.6765 | 0 | 0 | 0 | 0 | 0 | 0 | 0 | 0 | 268365.436 | 0 | 0 | 0 | 0 | 0 | 0 | 0 | 0 | 0 | 0
2016-10-20 16:00 | 0 | 0 | 0 | 0 | 0 | 0 | 771682.4877 | 468446 | 0 | 0 | 0 | 0 | 198884.1747 | 0 | 0 | 0 | 0 | 0 | 0 | 2377613.1629 | 0 | 0 | 0 | 0 | 0 | 0 | 0 | 0 | 0 | 0 | 0 | 0 | 70858.9504 | 0 | 0 | 0 | 0 | 0 | 0 | 0 | 0 | 232377.5373 | 0 | 0 | 0 | 0 | 0 | 0 | 0 | 0 | 0 | 0
2016-10-20 17:00 | 0 | 0 | 0 | 0 | 0 | 0 | 757734.3636 | 477166 | 0 | 0 | 0 | 0 | 147745.4983 | 0 | 0 | 0 | 0 | 0 | 0 | 2709320.2029 | 0 | 0 | 0 | 0 | 0 | 0 | 0 | 0 | 0 | 0 | 0 | 0 | -51138.6764 | 0 | 0 | 0 | 0 | 0 | 0 | 0 | 0 | 331707.04 | 0 | 0 | 0 | 0 | 0 | 0 | 0 | 0 | 0 | 0
2016-10-20 18:00 | 0 | 0 | 0 | 0 | 0 | 0 | 730906.839 | 483333 | 0 | 0 | 0 | 0 | 76886.5479 | 0 | 0 | 0 | 0 | 0 | 0 | 3027752.9922 | 0 | 0 | 0 | 0 | 0 | 0 | 0 | 0 | 0 | 0 | 0 | 0 | -70858.9504 | 0 | 0 | 0 | 0 | 0 | 0 | 0 | 0 | 318432.7894 | 0 | 0 | 0 | 0 | 0 | 0 | 0 | 0 | 0 | 0
2016-10-20 19:00 | 0 | 0 | 0 | 0 | 0 | 0 | 716580.4698 | 485984 | 0 | 0 | 0 | 0 | 147745.4983 | 0 | 0 | 0 | 0 | 0 | 0 | 3187490.5116 | 0 | 0 | 0 | 0 | 0 | 0 | 0 | 0 | 0 | 0 | 0 | 0 | 70858.9504 | 0 | 0 | 0 | 0 | 0 | 0 | 0 | 0 | 159737.5194 | 0 | 0 | 0 | 0 | 0 | 0 | 0 | 0 | 0 | 0
2016-10-20 20:00 | 0 | 0 | 0 | 0 | 0 | 0 | 726573.1488 | 487956 | 0 | 0 | 0 | 0 | 198884.1747 | 0 | 0 | 0 | 0 | 0 | 0 | 3374968.984 | 0 | 0 | 0 | 0 | 0 | 0 | 0 | 0 | 0 | 0 | 0 | 0 | 51138.6764 | 0 | 0 | 0 | 0 | 0 | 0 | 0 | 0 | 187478.4724 | 0 | 0 | 0 | 0 | 0 | 0 | 0 | 0 | 0 | 0
2016-10-20 21:00 | 0 | 0 | 0 | 0 | 0 | 73311.2699 | 745293.7701 | 486898 | 0 | 0 | 0 | 0 | 198884.1747 | 0 | 0 | 0 | 0 | 0 | 0 | 3706676.024 | 0 | 0 | 0 | 0 | 0 | 0 | 0 | 0 | 0 | 0 | 0 | 0 | 0 | 0 | 0 | 0 | 0 | 0 | 0 | 0 | 0 | 331707.04 | 0 | 0 | 0 | 0 | 0 | 0 | 0 | 0 | 0 | 0
2016-10-20 22:00 | 0 | 0 | 0 | 0 | 0 | 0 | 734536.2621 | 485387 | 0 | 0 | 0 | 0 | 198884.1747 | 0 | 0 | 0 | 0 | 0 | 0 | 3955825.2861 | 0 | 0 | 0 | 0 | 0 | 0 | 0 | 0 | 0 | 0 | 0 | 0 | 0 | 0 | 0 | 0 | 0 | 0 | 0 | 0 | 0 | 249149.2621 | 0 | 0 | 0 | 0 | 0 | 0 | 0 | 0 | 0 | 0
2016-10-20 23:00 | 0 | 0 | 0 | 0 | 0 | 0 | 545658.0276 | 487256 | 0 | 0 | 0 | 0 | 198884.1747 | 0 | 0 | 0 | 0 | 0 | 0 | 4014227.3138 | 0 | 0 | 0 | 0 | 0 | 0 | 0 | 0 | 0 | 0 | 0 | 0 | 0 | 0 | 0 | 0 | 0 | 0 | 0 | 0 | 0 | 58402.0276 | 0 | 0 | 0 | 0 | 0 | 0 | 0 | 0 | 0 | 0
2016-10-21 | 0 | 0 | 0 | 0 | 0 | 310010.3166 | 124291.0419 | 481349 | 0 | 0 | 0 | 0 | 198884.1747 | 0 | 0 | 0 | 0 | 0 | 0 | 3967179.6722 | 0 | 0 | 0 | 0 | 0 | 0 | 0 | 0 | 0 | 0 | 0 | 0 | 0 | 0 | 0 | 0 | 0 | 0 | 0 | 0 | 0 | 245202.5769 | 292250.2184 | 0 | 0 | 0 | 0 | 0 | 0 | 0 | 0 | 0
2016-10-21 01:00 | 0 | 0 | 0 | 0 | 0 | 386157.1006 | 34.8546 | 464833 | 0 | 0 | 0 | 0 | 128025.2243 | 0 | 0 | 0 | 0 | 0 | 0 | 3959397.5779 | 0 | 0 | 0 | 0 | 0 | 0 | 0 | 0 | 0 | 0 | 0 | 0 | -70858.9504 | 0 | 0 | 0 | 0 | 0 | 0 | 0 | 0 | 284468.124 | 292250.2184 | 0 | 0 | 0 | 0 | 0 | 0 | 0 | 0 | 0
2016-10-21 02:00 | 0 | 0 | 0 | 0 | 0 | 219347.732 | 0 | 440739 | 0 | 0 | 0 | 0 | 198884.1747 | 0 | 0 | 0 | 0 | 0 | 0 | 3667147.3595 | 0 | 0 | 0 | 0 | 0 | 0 | 0 | 0 | 0 | 0 | 0 | 0 | 70858.9504 | 0 | 0 | 0 | 0 | 0 | 0 | 0 | 0 | 0 | 292250.2184 | 0 | 0 | 0 | 0 | 0 | 0 | 0 | 0 | 0
2016-10-21 03:00 | 0 | 0 | 0 | 0 | 0 | 393644.5477 | 0 | 411354 | 0 | 0 | 0 | 0 | 141717.9008 | 0 | 0 | 0 | 0 | 0 | 0 | 3706604.1811 | 0 | 0 | 0 | 0 | 0 | 0 | 0 | 0 | 0 | 0 | 0 | 0 | -57166.2739 | 0 | 0 | 0 | 0 | 0 | 0 | 0 | 0 | 331707.04 | 292250.2184 | 0 | 0 | 0 | 0 | 0 | 0 | 0 | 0 | 0
2016-10-21 04:00 | 0 | 0 | 0 | 0 | 0 | 353386.8712 | 0 | 384789 | 0 | 0 | 0 | 0 | 70858.9504 | 0 | 0 | 0 | 0 | 0 | 0 | 3746061.0027 | 0 | 0 | 0 | 0 | 0 | 0 | 0 | 0 | 0 | 0 | 0 | 0 | -70858.9504 | 0 | 0 | 0 | 0 | 0 | 0 | 0 | 0 | 331707.04 | 292250.2184 | 0 | 0 | 0 | 0 | 0 | 0 | 0 | 0 | 0
2016-10-21 05:00 | 0 | 0 | 0 | 0 | 0 | 2566.8312 | 0 | 365676 | 0 | 0 | 0 | 0 | 0 | 0 | 0 | 0 | 0 | 0 | 0 | 3453810.7843 | 0 | 0 | 0 | 0 | 0 | 0 | 0 | 0 | 0 | 0 | 0 | 0 | -70858.9504 | 0 | 0 | 0 | 0 | 0 | 0 | 0 | 0 | 0 | 292250.2184 | 0 | 0 | 0 | 0 | 0 | 0 | 0 | 0 | 0
2016-10-21 06:00 | 0 | 0 | 0 | 0 | 0 | 461247.772 | 0 | 350932 | 0 | 0 | 0 | 0 | 70858.9504 | 0 | 0 | 0 | 0 | 0 | 0 | 3493267.6059 | 0 | 0 | 0 | 0 | 0 | 0 | 0 | 0 | 0 | 0 | 0 | 0 | 70858.9504 | 0 | 0 | 0 | 0 | 0 | 0 | 0 | 0 | 331707.04 | 292250.2184 | 0 | 0 | 0 | 0 | 0 | 0 | 0 | 0 | 0
2016-10-21 07:00 | 0 | 0 | 0 | 0 | 0 | 120680.732 | 0 | 342072 | 0 | 0 | 0 | 0 | 141717.9008 | 0 | 0 | 0 | 0 | 0 | 0 | 3201017.3875 | 0 | 0 | 0 | 0 | 0 | 0 | 0 | 0 | 0 | 0 | 0 | 0 | 70858.9504 | 0 | 0 | 0 | 0 | 0 | 0 | 0 | 0 | 0 | 292250.2184 | 0 | 0 | 0 | 0 | 0 | 0 | 0 | 0 | 0
2016-10-21 08:00 | 0 | 0 | 0 | 0 | 0 | 0 | 0 | 340233 | 0 | 0 | 0 | 0 | 93735.1192 | 0 | 0 | 0 | 0 | 0 | 0 | 2908767.1691 | 0 | 0 | 0 | 0 | 0 | 0 | 0 | 0 | 0 | 0 | 0 | 0 | -47982.7816 | 0 | 0 | 0 | 0 | 0 | 0 | 0 | 0 | 0 | 292250.2184 | 0 | 0 | 0 | 0 | 0 | 0 | 0 | 0 | 0
2016-10-21 09:00 | 0 | 0 | 0 | 0 | 0 | 458038.772 | 0 | 347723 | 0 | 0 | 0 | 0 | 164594.0696 | 0 | 0 | 0 | 0 | 0 | 0 | 2948223.9908 | 0 | 0 | 0 | 0 | 0 | 0 | 0 | 0 | 0 | 0 | 0 | 0 | 70858.9504 | 0 | 0 | 0 | 0 | 0 | 0 | 0 | 0 | 331707.04 | 292250.2184 | 0 | 0 | 0 | 0 | 0 | 0 | 0 | 0 | 0
2016-10-21 10:00 | 0 | 0 | 0 | 0 | 0 | 443681.9267 | 0 | 369935 | 0 | 0 | 0 | 0 | 198884.1747 | 0 | 0 | 0 | 0 | 0 | 0 | 2987680.8124 | 0 | 0 | 0 | 0 | 0 | 0 | 0 | 0 | 0 | 0 | 0 | 0 | 34290.1051 | 0 | 0 | 0 | 0 | 0 | 0 | 0 | 0 | 331707.04 | 292250.2184 | 0 | 0 | 0 | 0 | 0 | 0 | 0 | 0 | 0
2016-10-21 11:00 | 0 | 0 | 0 | 0 | 0 | 33111.8312 | 0 | 396221 | 0 | 0 | 0 | 0 | 128025.2243 | 0 | 0 | 0 | 0 | 0 | 0 | 2695430.594 | 0 | 0 | 0 | 0 | 0 | 0 | 0 | 0 | 0 | 0 | 0 | 0 | -70858.9504 | 0 | 0 | 0 | 0 | 0 | 0 | 0 | 0 | 0 | 292250.2184 | 0 | 0 | 0 | 0 | 0 | 0 | 0 | 0 | 0
2016-10-21 12:00 | 0 | 0 | 0 | 0 | 0 | 47567.8312 | 0 | 410677 | 0 | 0 | 0 | 0 | 57166.2739 | 0 | 0 | 0 | 0 | 0 | 0 | 2403180.3756 | 0 | 0 | 0 | 0 | 0 | 0 | 0 | 0 | 0 | 0 | 0 | 0 | -70858.9504 | 0 | 0 | 0 | 0 | 0 | 0 | 0 | 0 | 0 | 292250.2184 | 0 | 0 | 0 | 0 | 0 | 0 | 0 | 0 | 0
2016-10-21 13:00 | 0 | 0 | 0 | 0 | 0 | 402048.9202 | 3641.6275 | 423400 | 0 | 0 | 0 | 0 | 0 | 0 | 0 | 0 | 0 | 0 | 0 | 2442637.1972 | 0 | 0 | 0 | 0 | 0 | 0 | 0 | 0 | 0 | 0 | 0 | 0 | -57166.2739 | 0 | 0 | 0 | 0 | 0 | 0 | 0 | 0 | 331707.04 | 292250.2184 | 0 | 0 | 0 | 0 | 0 | 0 | 0 | 0 | 0
2016-10-21 14:00 | 0 | 0 | 0 | 0 | 0 | 0 | 261762.5243 | 433205 | 0 | 0 | 0 | 0 | 0 | 0 | 0 | 0 | 0 | 0 | 0 | 2271194.7216 | 0 | 0 | 0 | 0 | 0 | 0 | 0 | 0 | 0 | 0 | 0 | 0 | 0 | 0 | 0 | 0 | 0 | 0 | 0 | 0 | 0 | 120807.7427 | 292250.2184 | 0 | 0 | 0 | 0 | 0 | 0 | 0 | 0 | 0
2016-10-21 15:00 | 0 | 0 | 0 | 0 | 0 | 0 | 714808.0536 | 439526 | 0 | 0 | 0 | 0 | 0 | 0 | 0 | 0 | 0 | 0 | 0 | 2546476.7751 | 0 | 0 | 0 | 0 | 0 | 0 | 0 | 0 | 0 | 0 | 0 | 0 | 0 | 0 | 0 | 0 | 0 | 0 | 0 | 0 | 0 | 275282.0536 | 0 | 0 | 0 | 0 | 0 | 0 | 0 | 0 | 0 | 0
2016-10-21 16:00 | 0 | 0 | 0 | 0 | 0 | 72727.8958 | 773810.0946 | 443972 | 0 | 0 | 0 | 0 | 70858.9504 | 0 | 0 | 0 | 0 | 0 | 0 | 2878183.8151 | 0 | 0 | 0 | 0 | 0 | 0 | 0 | 0 | 0 | 0 | 0 | 0 | 70858.9504 | 0 | 0 | 0 | 0 | 0 | 0 | 0 | 0 | 331707.04 | 0 | 0 | 0 | 0 | 0 | 0 | 0 | 0 | 0 | 0
2016-10-21 17:00 | 0 | 0 | 0 | 0 | 0 | 103913.905 | 746784.0854 | 448132 | 0 | 0 | 0 | 0 | 141717.9008 | 0 | 0 | 0 | 0 | 0 | 0 | 3209890.8551 | 0 | 0 | 0 | 0 | 0 | 0 | 0 | 0 | 0 | 0 | 0 | 0 | 70858.9504 | 0 | 0 | 0 | 0 | 0 | 0 | 0 | 0 | 331707.04 | 0 | 0 | 0 | 0 | 0 | 0 | 0 | 0 | 0 | 0
2016-10-21 18:00 | 0 | 0 | 0 | 0 | 0 | 0 | 718231.9248 | 450191 | 0 | 0 | 0 | 0 | 198884.1747 | 0 | 0 | 0 | 0 | 0 | 0 | 3420765.506 | 0 | 0 | 0 | 0 | 0 | 0 | 0 | 0 | 0 | 0 | 0 | 0 | 57166.2739 | 0 | 0 | 0 | 0 | 0 | 0 | 0 | 0 | 210874.6509 | 0 | 0 | 0 | 0 | 0 | 0 | 0 | 0 | 0 | 0
2016-10-21 19:00 | 0 | 0 | 0 | 0 | 0 | 0 | 703600.5966 | 451429 | 0 | 0 | 0 | 0 | 128025.2243 | 0 | 0 | 0 | 0 | 0 | 0 | 3743796.053 | 0 | 0 | 0 | 0 | 0 | 0 | 0 | 0 | 0 | 0 | 0 | 0 | -70858.9504 | 0 | 0 | 0 | 0 | 0 | 0 | 0 | 0 | 323030.547 | 0 | 0 | 0 | 0 | 0 | 0 | 0 | 0 | 0 | 0
2016-10-21 20:00 | 0 | 0 | 0 | 0 | 0 | 0 | 712674.7251 | 452203 | 0 | 0 | 0 | 0 | 198884.1747 | 0 | 0 | 0 | 0 | 0 | 0 | 3933408.8277 | 0 | 0 | 0 | 0 | 0 | 0 | 0 | 0 | 0 | 0 | 0 | 0 | 70858.9504 | 0 | 0 | 0 | 0 | 0 | 0 | 0 | 0 | 189612.7747 | 0 | 0 | 0 | 0 | 0 | 0 | 0 | 0 | 0 | 0
2016-10-21 21:00 | 0 | 0 | 0 | 0 | 0 | 0 | 733077.6204 | 451126 | 0 | 0 | 0 | 0 | 149128.7551 | 0 | 0 | 0 | 0 | 0 | 0 | 4265115.8677 | 0 | 0 | 0 | 0 | 0 | 0 | 0 | 0 | 0 | 0 | 0 | 0 | -49755.4196 | 0 | 0 | 0 | 0 | 0 | 0 | 0 | 0 | 331707.04 | 0 | 0 | 0 | 0 | 0 | 0 | 0 | 0 | 0 | 0
2016-10-21 22:00 | 0 | 0 | 0 | 0 | 0 | 0 | 729484.3946 | 448961 | 0 | 0 | 0 | 0 | 198884.1747 | 0 | 0 | 0 | 0 | 0 | 0 | 4495883.8427 | 0 | 0 | 0 | 0 | 0 | 0 | 0 | 0 | 0 | 0 | 0 | 0 | 49755.4196 | 0 | 0 | 0 | 0 | 0 | 0 | 0 | 0 | 230767.975 | 0 | 0 | 0 | 0 | 0 | 0 | 0 | 0 | 0 | 0
2016-10-21 23:00 | 0 | 0 | 0 | 0 | 0 | 0 | 537291.0773 | 449429 | 0 | 0 | 0 | 0 | 198884.1747 | 0 | 0 | 0 | 0 | 0 | 0 | 4583745.92 | 0 | 0 | 0 | 0 | 0 | 0 | 0 | 0 | 0 | 0 | 0 | 0 | 0 | 0 | 0 | 0 | 0 | 0 | 0 | 0 | 0 | 87862.0773 | 0 | 0 | 0 | 0 | 0 | 0 | 0 | 0 | 0 | 0
2016-10-22 | 0 | 0 | 0 | 0 | 0 | 364894.5494 | 118104.2722 | 443542 | 0 | 0 | 0 | 0 | 198884.1747 | 0 | 0 | 0 | 0 | 0 | 0 | 4623202.7416 | 0 | 0 | 0 | 0 | 0 | 0 | 0 | 0 | 0 | 0 | 0 | 0 | 0 | 0 | 0 | 0 | 0 | 0 | 0 | 0 | 0 | 331707.04 | 292250.2184 | 0 | 0 | 0 | 0 | 0 | 0 | 0 | 0 | 0
2016-10-22 01:00 | 0 | 0 | 0 | 0 | 0 | 66993.0105 | 27.8207 | 430130 | 0 | 0 | 0 | 0 | 128025.2243 | 0 | 0 | 0 | 0 | 0 | 0 | 4330952.5232 | 0 | 0 | 0 | 0 | 0 | 0 | 0 | 0 | 0 | 0 | 0 | 0 | -70858.9504 | 0 | 0 | 0 | 0 | 0 | 0 | 0 | 0 | 0 | 292250.2184 | 0 | 0 | 0 | 0 | 0 | 0 | 0 | 0 | 0
2016-10-22 02:00 | 0 | 0 | 0 | 0 | 0 | 190534.732 | 0 | 411926 | 0 | 0 | 0 | 0 | 198884.1747 | 0 | 0 | 0 | 0 | 0 | 0 | 4038702.3048 | 0 | 0 | 0 | 0 | 0 | 0 | 0 | 0 | 0 | 0 | 0 | 0 | 70858.9504 | 0 | 0 | 0 | 0 | 0 | 0 | 0 | 0 | 0 | 292250.2184 | 0 | 0 | 0 | 0 | 0 | 0 | 0 | 0 | 0
2016-10-22 03:00 | 0 | 0 | 0 | 0 | 0 | 356928.8712 | 0 | 388331 | 0 | 0 | 0 | 0 | 128025.2243 | 0 | 0 | 0 | 0 | 0 | 0 | 4078159.1265 | 0 | 0 | 0 | 0 | 0 | 0 | 0 | 0 | 0 | 0 | 0 | 0 | -70858.9504 | 0 | 0 | 0 | 0 | 0 | 0 | 0 | 0 | 331707.04 | 292250.2184 | 0 | 0 | 0 | 0 | 0 | 0 | 0 | 0 | 0
2016-10-22 04:00 | 0 | 0 | 0 | 0 | 0 | 477824.772 | 0 | 367509 | 0 | 0 | 0 | 0 | 198884.1747 | 0 | 0 | 0 | 0 | 0 | 0 | 4117615.9481 | 0 | 0 | 0 | 0 | 0 | 0 | 0 | 0 | 0 | 0 | 0 | 0 | 70858.9504 | 0 | 0 | 0 | 0 | 0 | 0 | 0 | 0 | 331707.04 | 292250.2184 | 0 | 0 | 0 | 0 | 0 | 0 | 0 | 0 | 0
2016-10-22 05:00 | 0 | 0 | 0 | 0 | 0 | 389511.8216 | 0 | 350055 | 0 | 0 | 0 | 0 | 198884.1747 | 0 | 0 | 0 | 0 | 0 | 0 | 4157072.7697 | 0 | 0 | 0 | 0 | 0 | 0 | 0 | 0 | 0 | 0 | 0 | 0 | 0 | 0 | 0 | 0 | 0 | 0 | 0 | 0 | 0 | 331707.04 | 292250.2184 | 0 | 0 | 0 | 0 | 0 | 0 | 0 | 0 | 0
2016-10-22 06:00 | 0 | 0 | 0 | 0 | 0 | 0 | 0 | 336559 | 0 | 0 | 0 | 0 | 128025.2243 | 0 | 0 | 0 | 0 | 0 | 0 | 3891372.7201 | 0 | 0 | 0 | 0 | 0 | 0 | 0 | 0 | 0 | 0 | 0 | 0 | -70858.9504 | 0 | 0 | 0 | 0 | 0 | 0 | 0 | 0 | 26550.1688 | 292250.2184 | 0 | 0 | 0 | 0 | 0 | 0 | 0 | 0 | 0
2016-10-22 07:00 | 0 | 0 | 0 | 0 | 0 | 106788.732 | 0 | 328180 | 0 | 0 | 0 | 0 | 198884.1747 | 0 | 0 | 0 | 0 | 0 | 0 | 3599122.5017 | 0 | 0 | 0 | 0 | 0 | 0 | 0 | 0 | 0 | 0 | 0 | 0 | 70858.9504 | 0 | 0 | 0 | 0 | 0 | 0 | 0 | 0 | 0 | 292250.2184 | 0 | 0 | 0 | 0 | 0 | 0 | 0 | 0 | 0
2016-10-22 08:00 | 0 | 0 | 0 | 0 | 0 | 292950.8712 | 0 | 324353 | 0 | 0 | 0 | 0 | 128025.2243 | 0 | 0 | 0 | 0 | 0 | 0 | 3638579.3233 | 0 | 0 | 0 | 0 | 0 | 0 | 0 | 0 | 0 | 0 | 0 | 0 | -70858.9504 | 0 | 0 | 0 | 0 | 0 | 0 | 0 | 0 | 331707.04 | 292250.2184 | 0 | 0 | 0 | 0 | 0 | 0 | 0 | 0 | 0
2016-10-22 09:00 | 0 | 0 | 0 | 0 | 0 | 104889.732 | 0 | 326281 | 0 | 0 | 0 | 0 | 198884.1747 | 0 | 0 | 0 | 0 | 0 | 0 | 3346329.1049 | 0 | 0 | 0 | 0 | 0 | 0 | 0 | 0 | 0 | 0 | 0 | 0 | 70858.9504 | 0 | 0 | 0 | 0 | 0 | 0 | 0 | 0 | 0 | 292250.2184 | 0 | 0 | 0 | 0 | 0 | 0 | 0 | 0 | 0
2016-10-22 10:00 | 0 | 0 | 0 | 0 | 0 | 315992.5477 | 0 | 333702 | 0 | 0 | 0 | 0 | 141717.9008 | 0 | 0 | 0 | 0 | 0 | 0 | 3385785.9265 | 0 | 0 | 0 | 0 | 0 | 0 | 0 | 0 | 0 | 0 | 0 | 0 | -57166.2739 | 0 | 0 | 0 | 0 | 0 | 0 | 0 | 0 | 331707.04 | 292250.2184 | 0 | 0 | 0 | 0 | 0 | 0 | 0 | 0 | 0
2016-10-22 11:00 | 0 | 0 | 0 | 0 | 0 | 0 | 0 | 346674 | 0 | 0 | 0 | 0 | 70858.9504 | 0 | 0 | 0 | 0 | 0 | 0 | 3109970.8769 | 0 | 0 | 0 | 0 | 0 | 0 | 0 | 0 | 0 | 0 | 0 | 0 | -70858.9504 | 0 | 0 | 0 | 0 | 0 | 0 | 0 | 0 | 16435.1688 | 292250.2184 | 0 | 0 | 0 | 0 | 0 | 0 | 0 | 0 | 0
2016-10-22 12:00 | 0 | 0 | 0 | 0 | 0 | 0 | 0 | 360161 | 0 | 0 | 0 | 0 | 0 | 0 | 0 | 0 | 0 | 0 | 0 | 2820668.8273 | 0 | 0 | 0 | 0 | 0 | 0 | 0 | 0 | 0 | 0 | 0 | 0 | -70858.9504 | 0 | 0 | 0 | 0 | 0 | 0 | 0 | 0 | 2948.1688 | 292250.2184 | 0 | 0 | 0 | 0 | 0 | 0 | 0 | 0 | 0
2016-10-22 13:00 | 0 | 0 | 0 | 0 | 0 | 408004.1993 | 3043.1233 | 374661 | 0 | 0 | 0 | 0 | 70858.9504 | 0 | 0 | 0 | 0 | 0 | 0 | 2786196.1995 | 0 | 0 | 0 | 0 | 0 | 0 | 0 | 0 | 0 | 0 | 0 | 0 | 70858.9504 | 0 | 0 | 0 | 0 | 0 | 0 | 0 | 0 | 257777.5906 | 292250.2184 | 0 | 0 | 0 | 0 | 0 | 0 | 0 | 0 | 0
2016-10-22 14:00 | 0 | 0 | 0 | 0 | 0 | 259103.6502 | 273856.9684 | 383664 | 0 | 0 | 0 | 0 | 141717.9008 | 0 | 0 | 0 | 0 | 0 | 0 | 2864633.8677 | 0 | 0 | 0 | 0 | 0 | 0 | 0 | 0 | 0 | 0 | 0 | 0 | 70858.9504 | 0 | 0 | 0 | 0 | 0 | 0 | 0 | 0 | 78437.6682 | 0 | 0 | 0 | 0 | 0 | 0 | 0 | 0 | 0 | 0
2016-10-22 15:00 | 0 | 0 | 0 | 0 | 0 | 0 | 641319.7835 | 387972 | 0 | 0 | 0 | 0 | 128025.2243 | 0 | 0 | 0 | 0 | 0 | 0 | 3131674.3278 | 0 | 0 | 0 | 0 | 0 | 0 | 0 | 0 | 0 | 0 | 0 | 0 | -13692.6765 | 0 | 0 | 0 | 0 | 0 | 0 | 0 | 0 | 267040.4601 | 0 | 0 | 0 | 0 | 0 | 0 | 0 | 0 | 0 | 0
2016-10-22 16:00 | 0 | 0 | 0 | 0 | 0 | 0 | 717564.064 | 388617 | 0 | 0 | 0 | 0 | 198884.1747 | 0 | 0 | 0 | 0 | 0 | 0 | 3389762.4414 | 0 | 0 | 0 | 0 | 0 | 0 | 0 | 0 | 0 | 0 | 0 | 0 | 70858.9504 | 0 | 0 | 0 | 0 | 0 | 0 | 0 | 0 | 258088.1136 | 0 | 0 | 0 | 0 | 0 | 0 | 0 | 0 | 0 | 0
2016-10-22 17:00 | 0 | 0 | 0 | 0 | 0 | 0 | 705964.3466 | 388083 | 0 | 0 | 0 | 0 | 198884.1747 | 0 | 0 | 0 | 0 | 0 | 0 | 3707643.7881 | 0 | 0 | 0 | 0 | 0 | 0 | 0 | 0 | 0 | 0 | 0 | 0 | 0 | 0 | 0 | 0 | 0 | 0 | 0 | 0 | 0 | 317881.3466 | 0 | 0 | 0 | 0 | 0 | 0 | 0 | 0 | 0 | 0
2016-10-22 18:00 | 0 | 0 | 0 | 0 | 0 | 0 | 681917.322 | 387684 | 0 | 0 | 0 | 0 | 198884.1747 | 0 | 0 | 0 | 0 | 0 | 0 | 4001877.1101 | 0 | 0 | 0 | 0 | 0 | 0 | 0 | 0 | 0 | 0 | 0 | 0 | 0 | 0 | 0 | 0 | 0 | 0 | 0 | 0 | 0 | 294233.322 | 0 | 0 | 0 | 0 | 0 | 0 | 0 | 0 | 0 | 0
2016-10-22 19:00 | 0 | 0 | 0 | 0 | 0 | 0 | 669680.8317 | 389417 | 0 | 0 | 0 | 0 | 198884.1747 | 0 | 0 | 0 | 0 | 0 | 0 | 4282140.9418 | 0 | 0 | 0 | 0 | 0 | 0 | 0 | 0 | 0 | 0 | 0 | 0 | 0 | 0 | 0 | 0 | 0 | 0 | 0 | 0 | 0 | 280263.8317 | 0 | 0 | 0 | 0 | 0 | 0 | 0 | 0 | 0 | 0
2016-10-22 20:00 | 0 | 0 | 0 | 0 | 0 | 47175.5776 | 678279.4624 | 393748 | 0 | 0 | 0 | 0 | 198884.1747 | 0 | 0 | 0 | 0 | 0 | 0 | 4613847.9818 | 0 | 0 | 0 | 0 | 0 | 0 | 0 | 0 | 0 | 0 | 0 | 0 | 0 | 0 | 0 | 0 | 0 | 0 | 0 | 0 | 0 | 331707.04 | 0 | 0 | 0 | 0 | 0 | 0 | 0 | 0 | 0 | 0
2016-10-22 21:00 | 0 | 0 | 0 | 0 | 0 | 0 | 694368.521 | 398974 | 0 | 0 | 0 | 0 | 162571.6557 | 0 | 0 | 0 | 0 | 0 | 0 | 4945555.0218 | 0 | 0 | 0 | 0 | 0 | 0 | 0 | 0 | 0 | 0 | 0 | 0 | -36312.519 | 0 | 0 | 0 | 0 | 0 | 0 | 0 | 0 | 331707.04 | 0 | 0 | 0 | 0 | 0 | 0 | 0 | 0 | 0 | 0
2016-10-22 22:00 | 0 | 0 | 0 | 0 | 0 | 0 | 657631.5758 | 403878 | 0 | 0 | 0 | 0 | 198884.1747 | 0 | 0 | 0 | 0 | 0 | 0 | 5162996.0786 | 0 | 0 | 0 | 0 | 0 | 0 | 0 | 0 | 0 | 0 | 0 | 0 | 36312.519 | 0 | 0 | 0 | 0 | 0 | 0 | 0 | 0 | 217441.0568 | 0 | 0 | 0 | 0 | 0 | 0 | 0 | 0 | 0 | 0
2016-10-22 23:00 | 0 | 0 | 0 | 0 | 0 | 0 | 451804.7898 | 410658 | 0 | 0 | 0 | 0 | 198884.1747 | 0 | 0 | 0 | 0 | 0 | 0 | 5204142.8684 | 0 | 0 | 0 | 0 | 0 | 0 | 0 | 0 | 0 | 0 | 0 | 0 | 0 | 0 | 0 | 0 | 0 | 0 | 0 | 0 | 0 | 41146.7898 | 0 | 0 | 0 | 0 | 0 | 0 | 0 | 0 | 0 | 0
2016-10-23 | 0 | 0 | 0 | 0 | 0 | 359391.2953 | 90302.5263 | 410237 | 0 | 0 | 0 | 0 | 198884.1747 | 0 | 0 | 0 | 0 | 0 | 0 | 5243599.69 | 0 | 0 | 0 | 0 | 0 | 0 | 0 | 0 | 0 | 0 | 0 | 0 | 0 | 0 | 0 | 0 | 0 | 0 | 0 | 0 | 0 | 331707.04 | 292250.2184 | 0 | 0 | 0 | 0 | 0 | 0 | 0 | 0 | 0
2016-10-23 01:00 | 0 | 0 | 0 | 0 | 0 | 39958.2883 | 13.5429 | 403081 | 0 | 0 | 0 | 0 | 128025.2243 | 0 | 0 | 0 | 0 | 0 | 0 | 4951349.4716 | 0 | 0 | 0 | 0 | 0 | 0 | 0 | 0 | 0 | 0 | 0 | 0 | -70858.9504 | 0 | 0 | 0 | 0 | 0 | 0 | 0 | 0 | 0 | 292250.2184 | 0 | 0 | 0 | 0 | 0 | 0 | 0 | 0 | 0
2016-10-23 02:00 | 0 | 0 | 0 | 0 | 0 | 499710.772 | 0 | 389395 | 0 | 0 | 0 | 0 | 198884.1747 | 0 | 0 | 0 | 0 | 0 | 0 | 4990806.2932 | 0 | 0 | 0 | 0 | 0 | 0 | 0 | 0 | 0 | 0 | 0 | 0 | 70858.9504 | 0 | 0 | 0 | 0 | 0 | 0 | 0 | 0 | 331707.04 | 292250.2184 | 0 | 0 | 0 | 0 | 0 | 0 | 0 | 0 | 0
2016-10-23 03:00 | 0 | 0 | 0 | 0 | 0 | 340436.8712 | 0 | 371839 | 0 | 0 | 0 | 0 | 128025.2243 | 0 | 0 | 0 | 0 | 0 | 0 | 5030263.1149 | 0 | 0 | 0 | 0 | 0 | 0 | 0 | 0 | 0 | 0 | 0 | 0 | -70858.9504 | 0 | 0 | 0 | 0 | 0 | 0 | 0 | 0 | 331707.04 | 292250.2184 | 0 | 0 | 0 | 0 | 0 | 0 | 0 | 0 | 0
2016-10-23 04:00 | 0 | 0 | 0 | 0 | 0 | 464698.772 | 0 | 354383 | 0 | 0 | 0 | 0 | 198884.1747 | 0 | 0 | 0 | 0 | 0 | 0 | 5069719.9365 | 0 | 0 | 0 | 0 | 0 | 0 | 0 | 0 | 0 | 0 | 0 | 0 | 70858.9504 | 0 | 0 | 0 | 0 | 0 | 0 | 0 | 0 | 331707.04 | 292250.2184 | 0 | 0 | 0 | 0 | 0 | 0 | 0 | 0 | 0
2016-10-23 05:00 | 0 | 0 | 0 | 0 | 0 | 0 | 0 | 339525 | 0 | 0 | 0 | 0 | 151609.3931 | 0 | 0 | 0 | 0 | 0 | 0 | 4777469.7181 | 0 | 0 | 0 | 0 | 0 | 0 | 0 | 0 | 0 | 0 | 0 | 0 | -47274.7816 | 0 | 0 | 0 | 0 | 0 | 0 | 0 | 0 | 0 | 292250.2184 | 0 | 0 | 0 | 0 | 0 | 0 | 0 | 0 | 0
2016-10-23 06:00 | 0 | 0 | 0 | 0 | 0 | 296957.8712 | 0 | 328360 | 0 | 0 | 0 | 0 | 80750.4427 | 0 | 0 | 0 | 0 | 0 | 0 | 4816926.5397 | 0 | 0 | 0 | 0 | 0 | 0 | 0 | 0 | 0 | 0 | 0 | 0 | -70858.9504 | 0 | 0 | 0 | 0 | 0 | 0 | 0 | 0 | 331707.04 | 292250.2184 | 0 | 0 | 0 | 0 | 0 | 0 | 0 | 0 | 0
2016-10-23 07:00 | 0 | 0 | 0 | 0 | 0 | 100085.732 | 0 | 321477 | 0 | 0 | 0 | 0 | 151609.3931 | 0 | 0 | 0 | 0 | 0 | 0 | 4524676.3213 | 0 | 0 | 0 | 0 | 0 | 0 | 0 | 0 | 0 | 0 | 0 | 0 | 70858.9504 | 0 | 0 | 0 | 0 | 0 | 0 | 0 | 0 | 0 | 292250.2184 | 0 | 0 | 0 | 0 | 0 | 0 | 0 | 0 | 0
2016-10-23 08:00 | 0 | 0 | 0 | 0 | 0 | 287098.8712 | 0 | 318501 | 0 | 0 | 0 | 0 | 80750.4427 | 0 | 0 | 0 | 0 | 0 | 0 | 4564133.1429 | 0 | 0 | 0 | 0 | 0 | 0 | 0 | 0 | 0 | 0 | 0 | 0 | -70858.9504 | 0 | 0 | 0 | 0 | 0 | 0 | 0 | 0 | 331707.04 | 292250.2184 | 0 | 0 | 0 | 0 | 0 | 0 | 0 | 0 | 0
2016-10-23 09:00 | 0 | 0 | 0 | 0 | 0 | 97445.732 | 0 | 318837 | 0 | 0 | 0 | 0 | 151609.3931 | 0 | 0 | 0 | 0 | 0 | 0 | 4271882.9245 | 0 | 0 | 0 | 0 | 0 | 0 | 0 | 0 | 0 | 0 | 0 | 0 | 70858.9504 | 0 | 0 | 0 | 0 | 0 | 0 | 0 | 0 | 0 | 292250.2184 | 0 | 0 | 0 | 0 | 0 | 0 | 0 | 0 | 0
2016-10-23 10:00 | 0 | 0 | 0 | 0 | 0 | 355343.3294 | 0 | 325778 | 0 | 0 | 0 | 0 | 141717.9008 | 0 | 0 | 0 | 0 | 0 | 0 | 4311339.7461 | 0 | 0 | 0 | 0 | 0 | 0 | 0 | 0 | 0 | 0 | 0 | 0 | -9891.4923 | 0 | 0 | 0 | 0 | 0 | 0 | 0 | 0 | 331707.04 | 292250.2184 | 0 | 0 | 0 | 0 | 0 | 0 | 0 | 0 | 0
2016-10-23 11:00 | 0 | 0 | 0 | 0 | 0 | 0 | 0 | 335639 | 0 | 0 | 0 | 0 | 70858.9504 | 0 | 0 | 0 | 0 | 0 | 0 | 4046559.6965 | 0 | 0 | 0 | 0 | 0 | 0 | 0 | 0 | 0 | 0 | 0 | 0 | -70858.9504 | 0 | 0 | 0 | 0 | 0 | 0 | 0 | 0 | 27470.1688 | 292250.2184 | 0 | 0 | 0 | 0 | 0 | 0 | 0 | 0 | 0
2016-10-23 12:00 | 0 | 0 | 0 | 0 | 0 | 316531.8712 | 0 | 347934 | 0 | 0 | 0 | 0 | 0 | 0 | 0 | 0 | 0 | 0 | 0 | 4086016.5182 | 0 | 0 | 0 | 0 | 0 | 0 | 0 | 0 | 0 | 0 | 0 | 0 | -70858.9504 | 0 | 0 | 0 | 0 | 0 | 0 | 0 | 0 | 331707.04 | 292250.2184 | 0 | 0 | 0 | 0 | 0 | 0 | 0 | 0 | 0
2016-10-23 13:00 | 0 | 0 | 0 | 0 | 0 | 463632.3692 | 1488.0624 | 358905 | 0 | 0 | 0 | 0 | 70858.9504 | 0 | 0 | 0 | 0 | 0 | 0 | 4121372.9993 | 0 | 0 | 0 | 0 | 0 | 0 | 0 | 0 | 0 | 0 | 0 | 0 | 70858.9504 | 0 | 0 | 0 | 0 | 0 | 0 | 0 | 0 | 327606.6995 | 292250.2184 | 0 | 0 | 0 | 0 | 0 | 0 | 0 | 0 | 0
2016-10-23 14:00 | 0 | 0 | 0 | 0 | 0 | 240254.8595 | 234845.9125 | 364785 | 0 | 0 | 0 | 0 | 141717.9008 | 0 | 0 | 0 | 0 | 0 | 0 | 4160829.8209 | 0 | 0 | 0 | 0 | 0 | 0 | 0 | 0 | 0 | 0 | 0 | 0 | 70858.9504 | 0 | 0 | 0 | 0 | 0 | 0 | 0 | 0 | 331707.04 | 292250.2184 | 0 | 0 | 0 | 0 | 0 | 0 | 0 | 0 | 0
2016-10-23 15:00 | 0 | 0 | 0 | 0 | 0 | 0 | 508755.4064 | 368963 | 0 | 0 | 0 | 0 | 198884.1747 | 0 | 0 | 0 | 0 | 0 | 0 | 4243455.9535 | 0 | 0 | 0 | 0 | 0 | 0 | 0 | 0 | 0 | 0 | 0 | 0 | 57166.2739 | 0 | 0 | 0 | 0 | 0 | 0 | 0 | 0 | 82626.1326 | 0 | 0 | 0 | 0 | 0 | 0 | 0 | 0 | 0 | 0
2016-10-23 16:00 | 0 | 0 | 0 | 0 | 0 | 0 | 629686.0944 | 373345 | 0 | 0 | 0 | 0 | 192267.4332 | 0 | 0 | 0 | 0 | 0 | 0 | 4506413.7894 | 0 | 0 | 0 | 0 | 0 | 0 | 0 | 0 | 0 | 0 | 0 | 0 | -6616.7415 | 0 | 0 | 0 | 0 | 0 | 0 | 0 | 0 | 262957.8359 | 0 | 0 | 0 | 0 | 0 | 0 | 0 | 0 | 0 | 0
2016-10-23 17:00 | 0 | 0 | 0 | 0 | 0 | 0 | 644851.8311 | 377387 | 0 | 0 | 0 | 0 | 128025.2243 | 0 | 0 | 0 | 0 | 0 | 0 | 4838120.8294 | 0 | 0 | 0 | 0 | 0 | 0 | 0 | 0 | 0 | 0 | 0 | 0 | -64242.2089 | 0 | 0 | 0 | 0 | 0 | 0 | 0 | 0 | 331707.04 | 0 | 0 | 0 | 0 | 0 | 0 | 0 | 0 | 0 | 0
2016-10-23 18:00 | 0 | 0 | 0 | 0 | 0 | 0 | 626224.344 | 380953 | 0 | 0 | 0 | 0 | 198884.1747 | 0 | 0 | 0 | 0 | 0 | 0 | 5012533.2231 | 0 | 0 | 0 | 0 | 0 | 0 | 0 | 0 | 0 | 0 | 0 | 0 | 70858.9504 | 0 | 0 | 0 | 0 | 0 | 0 | 0 | 0 | 174412.3936 | 0 | 0 | 0 | 0 | 0 | 0 | 0 | 0 | 0 | 0
2016-10-23 19:00 | 0 | 0 | 0 | 0 | 0 | 0 | 610255.7932 | 384868 | 0 | 0 | 0 | 0 | 141717.9008 | 0 | 0 | 0 | 0 | 0 | 0 | 5295087.2901 | 0 | 0 | 0 | 0 | 0 | 0 | 0 | 0 | 0 | 0 | 0 | 0 | -57166.2739 | 0 | 0 | 0 | 0 | 0 | 0 | 0 | 0 | 282554.067 | 0 | 0 | 0 | 0 | 0 | 0 | 0 | 0 | 0 | 0
2016-10-23 20:00 | 0 | 0 | 0 | 0 | 0 | 41325.3275 | 610705.7621 | 391183 | 0 | 0 | 0 | 0 | 70858.9504 | 0 | 0 | 0 | 0 | 0 | 0 | 5626794.3301 | 0 | 0 | 0 | 0 | 0 | 0 | 0 | 0 | 0 | 0 | 0 | 0 | -70858.9504 | 0 | 0 | 0 | 0 | 0 | 0 | 0 | 0 | 331707.04 | 0 | 0 | 0 | 0 | 0 | 0 | 0 | 0 | 0 | 0
2016-10-23 21:00 | 0 | 0 | 0 | 0 | 0 | 0 | 609396.0042 | 398828 | 0 | 0 | 0 | 0 | 0 | 0 | 0 | 0 | 0 | 0 | 0 | 5908221.2847 | 0 | 0 | 0 | 0 | 0 | 0 | 0 | 0 | 0 | 0 | 0 | 0 | -70858.9504 | 0 | 0 | 0 | 0 | 0 | 0 | 0 | 0 | 281426.9546 | 0 | 0 | 0 | 0 | 0 | 0 | 0 | 0 | 0 | 0
2016-10-23 22:00 | 0 | 0 | 0 | 0 | 0 | 0 | 559296.9219 | 408238 | 0 | 0 | 0 | 0 | 70858.9504 | 0 | 0 | 0 | 0 | 0 | 0 | 5988421.2562 | 0 | 0 | 0 | 0 | 0 | 0 | 0 | 0 | 0 | 0 | 0 | 0 | 70858.9504 | 0 | 0 | 0 | 0 | 0 | 0 | 0 | 0 | 80199.9715 | 0 | 0 | 0 | 0 | 0 | 0 | 0 | 0 | 0 | 0
2016-10-23 23:00 | 0 | 0 | 0 | 0 | 0 | 387607.254 | 370466.9758 | 420251 | 0 | 0 | 0 | 0 | 128025.2243 | 0 | 0 | 0 | 0 | 0 | 0 | 6269078.2122 | 0 | 0 | 0 | 0 | 0 | 0 | 0 | 0 | 0 | 0 | 0 | 0 | 57166.2739 | 0 | 0 | 0 | 0 | 0 | 0 | 0 | 0 | 280656.956 | 0 | 0 | 0 | 0 | 0 | 0 | 0 | 0 | 0 | 0
2016-10-24 | 0 | 0 | 0 | 0 | 0 | 473200.2888 | 59710.4832 | 422595 | 0 | 0 | 0 | 0 | 198884.1747 | 0 | 0 | 0 | 0 | 0 | 0 | 6308535.0338 | 0 | 0 | 0 | 0 | 0 | 0 | 0 | 0 | 0 | 0 | 0 | 0 | 70858.9504 | 0 | 0 | 0 | 0 | 0 | 0 | 0 | 0 | 331707.04 | 292250.2184 | 0 | 0 | 0 | 0 | 0 | 0 | 0 | 0 | 0
2016-10-24 01:00 | 0 | 0 | 0 | 0 | 0 | 48537.7581 | 12.0731 | 411659 | 0 | 0 | 0 | 0 | 128025.2243 | 0 | 0 | 0 | 0 | 0 | 0 | 6016284.8154 | 0 | 0 | 0 | 0 | 0 | 0 | 0 | 0 | 0 | 0 | 0 | 0 | -70858.9504 | 0 | 0 | 0 | 0 | 0 | 0 | 0 | 0 | 0 | 292250.2184 | 0 | 0 | 0 | 0 | 0 | 0 | 0 | 0 | 0
2016-10-24 02:00 | 0 | 0 | 0 | 0 | 0 | 503985.772 | 0 | 393670 | 0 | 0 | 0 | 0 | 198884.1747 | 0 | 0 | 0 | 0 | 0 | 0 | 6055741.637 | 0 | 0 | 0 | 0 | 0 | 0 | 0 | 0 | 0 | 0 | 0 | 0 | 70858.9504 | 0 | 0 | 0 | 0 | 0 | 0 | 0 | 0 | 331707.04 | 292250.2184 | 0 | 0 | 0 | 0 | 0 | 0 | 0 | 0 | 0
2016-10-24 03:00 | 0 | 0 | 0 | 0 | 0 | 411015.8216 | 0 | 371559 | 0 | 0 | 0 | 0 | 198884.1747 | 0 | 0 | 0 | 0 | 0 | 0 | 6095198.4586 | 0 | 0 | 0 | 0 | 0 | 0 | 0 | 0 | 0 | 0 | 0 | 0 | 0 | 0 | 0 | 0 | 0 | 0 | 0 | 0 | 0 | 331707.04 | 292250.2184 | 0 | 0 | 0 | 0 | 0 | 0 | 0 | 0 | 0
2016-10-24 04:00 | 0 | 0 | 0 | 0 | 0 | 0 | 0 | 352342 | 0 | 0 | 0 | 0 | 128025.2243 | 0 | 0 | 0 | 0 | 0 | 0 | 5813715.409 | 0 | 0 | 0 | 0 | 0 | 0 | 0 | 0 | 0 | 0 | 0 | 0 | -70858.9504 | 0 | 0 | 0 | 0 | 0 | 0 | 0 | 0 | 10767.1688 | 292250.2184 | 0 | 0 | 0 | 0 | 0 | 0 | 0 | 0 | 0
2016-10-24 05:00 | 0 | 0 | 0 | 0 | 0 | 446974.772 | 0 | 336659 | 0 | 0 | 0 | 0 | 198884.1747 | 0 | 0 | 0 | 0 | 0 | 0 | 5853172.2307 | 0 | 0 | 0 | 0 | 0 | 0 | 0 | 0 | 0 | 0 | 0 | 0 | 70858.9504 | 0 | 0 | 0 | 0 | 0 | 0 | 0 | 0 | 331707.04 | 292250.2184 | 0 | 0 | 0 | 0 | 0 | 0 | 0 | 0 | 0
2016-10-24 06:00 | 0 | 0 | 0 | 0 | 0 | 0 | 0 | 325873 | 0 | 0 | 0 | 0 | 165261.3931 | 0 | 0 | 0 | 0 | 0 | 0 | 5560922.0123 | 0 | 0 | 0 | 0 | 0 | 0 | 0 | 0 | 0 | 0 | 0 | 0 | -33622.7816 | 0 | 0 | 0 | 0 | 0 | 0 | 0 | 0 | 0 | 292250.2184 | 0 | 0 | 0 | 0 | 0 | 0 | 0 | 0 | 0
2016-10-24 07:00 | 0 | 0 | 0 | 0 | 0 | 289774.8712 | 0 | 321177 | 0 | 0 | 0 | 0 | 94402.4427 | 0 | 0 | 0 | 0 | 0 | 0 | 5600378.8339 | 0 | 0 | 0 | 0 | 0 | 0 | 0 | 0 | 0 | 0 | 0 | 0 | -70858.9504 | 0 | 0 | 0 | 0 | 0 | 0 | 0 | 0 | 331707.04 | 292250.2184 | 0 | 0 | 0 | 0 | 0 | 0 | 0 | 0 | 0
2016-10-24 08:00 | 0 | 0 | 0 | 0 | 0 | 100723.732 | 0 | 322115 | 0 | 0 | 0 | 0 | 165261.3931 | 0 | 0 | 0 | 0 | 0 | 0 | 5308128.6155 | 0 | 0 | 0 | 0 | 0 | 0 | 0 | 0 | 0 | 0 | 0 | 0 | 70858.9504 | 0 | 0 | 0 | 0 | 0 | 0 | 0 | 0 | 0 | 292250.2184 | 0 | 0 | 0 | 0 | 0 | 0 | 0 | 0 | 0
2016-10-24 09:00 | 0 | 0 | 0 | 0 | 0 | 0 | 0 | 334390 | 0 | 0 | 0 | 0 | 123121.6114 | 0 | 0 | 0 | 0 | 0 | 0 | 5015878.3971 | 0 | 0 | 0 | 0 | 0 | 0 | 0 | 0 | 0 | 0 | 0 | 0 | -42139.7816 | 0 | 0 | 0 | 0 | 0 | 0 | 0 | 0 | 0 | 292250.2184 | 0 | 0 | 0 | 0 | 0 | 0 | 0 | 0 | 0
2016-10-24 10:00 | 0 | 0 | 0 | 0 | 0 | 331310.8712 | 0 | 362713 | 0 | 0 | 0 | 0 | 52262.661 | 0 | 0 | 0 | 0 | 0 | 0 | 5055335.2187 | 0 | 0 | 0 | 0 | 0 | 0 | 0 | 0 | 0 | 0 | 0 | 0 | -70858.9504 | 0 | 0 | 0 | 0 | 0 | 0 | 0 | 0 | 331707.04 | 292250.2184 | 0 | 0 | 0 | 0 | 0 | 0 | 0 | 0 | 0
2016-10-24 11:00 | 0 | 0 | 0 | 0 | 0 | 314153.5076 | 0 | 392252 | 0 | 0 | 0 | 0 | 70858.9504 | 0 | 0 | 0 | 0 | 0 | 0 | 4958640.437 | 0 | 0 | 0 | 0 | 0 | 0 | 0 | 0 | 0 | 0 | 0 | 0 | 18596.2894 | 0 | 0 | 0 | 0 | 0 | 0 | 0 | 0 | 195555.4367 | 292250.2184 | 0 | 0 | 0 | 0 | 0 | 0 | 0 | 0 | 0
2016-10-24 12:00 | 0 | 0 | 0 | 0 | 0 | 286570.8003 | 0 | 406365 | 0 | 0 | 0 | 0 | 0 | 0 | 0 | 0 | 0 | 0 | 0 | 4909705.1877 | 0 | 0 | 0 | 0 | 0 | 0 | 0 | 0 | 0 | 0 | 0 | 0 | -70858.9504 | 0 | 0 | 0 | 0 | 0 | 0 | 0 | 0 | 243314.969 | 292250.2184 | 0 | 0 | 0 | 0 | 0 | 0 | 0 | 0 | 0
2016-10-24 13:00 | 0 | 0 | 0 | 0 | 0 | 239454.9356 | 2205.4177 | 414488 | 0 | 0 | 0 | 0 | 0 | 0 | 0 | 0 | 0 | 0 | 0 | 4736877.5409 | 0 | 0 | 0 | 0 | 0 | 0 | 0 | 0 | 0 | 0 | 0 | 0 | 0 | 0 | 0 | 0 | 0 | 0 | 0 | 0 | 0 | 119422.5716 | 292250.2184 | 0 | 0 | 0 | 0 | 0 | 0 | 0 | 0 | 0
2016-10-24 14:00 | 0 | 0 | 0 | 0 | 0 | 0 | 235191.41 | 422221 | 0 | 0 | 0 | 0 | 0 | 0 | 0 | 0 | 0 | 0 | 0 | 4549847.9509 | 0 | 0 | 0 | 0 | 0 | 0 | 0 | 0 | 0 | 0 | 0 | 0 | 0 | 0 | 0 | 0 | 0 | 0 | 0 | 0 | 0 | 105220.6284 | 292250.2184 | 0 | 0 | 0 | 0 | 0 | 0 | 0 | 0 | 0
2016-10-24 15:00 | 0 | 0 | 0 | 0 | 0 | 141647.1516 | 441647.4752 | 427759 | 0 | 0 | 0 | 0 | 70858.9504 | 0 | 0 | 0 | 0 | 0 | 0 | 4634524.6273 | 0 | 0 | 0 | 0 | 0 | 0 | 0 | 0 | 0 | 0 | 0 | 0 | 70858.9504 | 0 | 0 | 0 | 0 | 0 | 0 | 0 | 0 | 84676.6764 | 0 | 0 | 0 | 0 | 0 | 0 | 0 | 0 | 0 | 0
2016-10-24 16:00 | 0 | 0 | 0 | 0 | 0 | 0 | 537233.9147 | 432360 | 0 | 0 | 0 | 0 | 128025.2243 | 0 | 0 | 0 | 0 | 0 | 0 | 4682232.2681 | 0 | 0 | 0 | 0 | 0 | 0 | 0 | 0 | 0 | 0 | 0 | 0 | 57166.2739 | 0 | 0 | 0 | 0 | 0 | 0 | 0 | 0 | 47707.6408 | 0 | 0 | 0 | 0 | 0 | 0 | 0 | 0 | 0 | 0
2016-10-24 17:00 | 0 | 0 | 0 | 0 | 0 | 0 | 556066.5233 | 437102 | 0 | 0 | 0 | 0 | 198884.1747 | 0 | 0 | 0 | 0 | 0 | 0 | 4730337.841 | 0 | 0 | 0 | 0 | 0 | 0 | 0 | 0 | 0 | 0 | 0 | 0 | 70858.9504 | 0 | 0 | 0 | 0 | 0 | 0 | 0 | 0 | 48105.5729 | 0 | 0 | 0 | 0 | 0 | 0 | 0 | 0 | 0 | 0
2016-10-24 18:00 | 0 | 0 | 0 | 0 | 0 | 0 | 543485.5202 | 441106 | 0 | 0 | 0 | 0 | 128025.2243 | 0 | 0 | 0 | 0 | 0 | 0 | 4903576.3116 | 0 | 0 | 0 | 0 | 0 | 0 | 0 | 0 | 0 | 0 | 0 | 0 | -70858.9504 | 0 | 0 | 0 | 0 | 0 | 0 | 0 | 0 | 173238.4706 | 0 | 0 | 0 | 0 | 0 | 0 | 0 | 0 | 0 | 0
2016-10-24 19:00 | 0 | 0 | 0 | 0 | 0 | 0 | 526145.4138 | 444839 | 0 | 0 | 0 | 0 | 198884.1747 | 0 | 0 | 0 | 0 | 0 | 0 | 4914023.775 | 0 | 0 | 0 | 0 | 0 | 0 | 0 | 0 | 0 | 0 | 0 | 0 | 70858.9504 | 0 | 0 | 0 | 0 | 0 | 0 | 0 | 0 | 10447.4634 | 0 | 0 | 0 | 0 | 0 | 0 | 0 | 0 | 0 | 0
2016-10-24 20:00 | 0 | 0 | 0 | 0 | 0 | 0 | 508507.1996 | 448354 | 0 | 0 | 0 | 0 | 128025.2243 | 0 | 0 | 0 | 0 | 0 | 0 | 5045035.925 | 0 | 0 | 0 | 0 | 0 | 0 | 0 | 0 | 0 | 0 | 0 | 0 | -70858.9504 | 0 | 0 | 0 | 0 | 0 | 0 | 0 | 0 | 131012.15 | 0 | 0 | 0 | 0 | 0 | 0 | 0 | 0 | 0 | 0
2016-10-24 21:00 | 0 | 0 | 0 | 0 | 0 | 190141.0269 | 472773.1289 | 451542 | 0 | 0 | 0 | 0 | 198884.1747 | 0 | 0 | 0 | 0 | 0 | 0 | 5185549.1303 | 0 | 0 | 0 | 0 | 0 | 0 | 0 | 0 | 0 | 0 | 0 | 0 | 70858.9504 | 0 | 0 | 0 | 0 | 0 | 0 | 0 | 0 | 140513.2053 | 0 | 0 | 0 | 0 | 0 | 0 | 0 | 0 | 0 | 0
2016-10-24 22:00 | 0 | 0 | 0 | 0 | 0 | 212934.0432 | 398319.451 | 454806 | 0 | 0 | 0 | 0 | 198884.1747 | 0 | 0 | 0 | 0 | 0 | 0 | 5341996.6245 | 0 | 0 | 0 | 0 | 0 | 0 | 0 | 0 | 0 | 0 | 0 | 0 | 0 | 0 | 0 | 0 | 0 | 0 | 0 | 0 | 0 | 156447.4942 | 0 | 0 | 0 | 0 | 0 | 0 | 0 | 0 | 0 | 0
2016-10-24 23:00 | 0 | 0 | 0 | 0 | 0 | 0 | 238038.2829 | 462102 | 0 | 0 | 0 | 0 | 128025.2243 | 0 | 0 | 0 | 0 | 0 | 0 | 5188791.8578 | 0 | 0 | 0 | 0 | 0 | 0 | 0 | 0 | 0 | 0 | 0 | 0 | -70858.9504 | 0 | 0 | 0 | 0 | 0 | 0 | 0 | 0 | 139045.4517 | 292250.2184 | 0 | 0 | 0 | 0 | 0 | 0 | 0 | 0 | 0
2016-10-25 | 0 | 0 | 0 | 0 | 0 | 390188.0237 | 51520.524 | 459418 | 0 | 0 | 0 | 0 | 70858.9504 | 0 | 0 | 0 | 0 | 0 | 0 | 5228248.6794 | 0 | 0 | 0 | 0 | 0 | 0 | 0 | 0 | 0 | 0 | 0 | 0 | -57166.2739 | 0 | 0 | 0 | 0 | 0 | 0 | 0 | 0 | 331707.04 | 292250.2184 | 0 | 0 | 0 | 0 | 0 | 0 | 0 | 0 | 0
2016-10-25 01:00 | 0 | 0 | 0 | 0 | 0 | 414299.4333 | 13.4379 | 445715 | 0 | 0 | 0 | 0 | 0 | 0 | 0 | 0 | 0 | 0 | 0 | 5267705.501 | 0 | 0 | 0 | 0 | 0 | 0 | 0 | 0 | 0 | 0 | 0 | 0 | -70858.9504 | 0 | 0 | 0 | 0 | 0 | 0 | 0 | 0 | 331707.04 | 292250.2184 | 0 | 0 | 0 | 0 | 0 | 0 | 0 | 0 | 0
2016-10-25 02:00 | 0 | 0 | 0 | 0 | 0 | 532213.772 | 0 | 421898 | 0 | 0 | 0 | 0 | 70858.9504 | 0 | 0 | 0 | 0 | 0 | 0 | 5307162.3227 | 0 | 0 | 0 | 0 | 0 | 0 | 0 | 0 | 0 | 0 | 0 | 0 | 70858.9504 | 0 | 0 | 0 | 0 | 0 | 0 | 0 | 0 | 331707.04 | 292250.2184 | 0 | 0 | 0 | 0 | 0 | 0 | 0 | 0 | 0
2016-10-25 03:00 | 0 | 0 | 0 | 0 | 0 | 363887.8712 | 0 | 395290 | 0 | 0 | 0 | 0 | 0 | 0 | 0 | 0 | 0 | 0 | 0 | 5346619.1443 | 0 | 0 | 0 | 0 | 0 | 0 | 0 | 0 | 0 | 0 | 0 | 0 | -70858.9504 | 0 | 0 | 0 | 0 | 0 | 0 | 0 | 0 | 331707.04 | 292250.2184 | 0 | 0 | 0 | 0 | 0 | 0 | 0 | 0 | 0
2016-10-25 04:00 | 0 | 0 | 0 | 0 | 0 | 149536.732 | 0 | 370928 | 0 | 0 | 0 | 0 | 70858.9504 | 0 | 0 | 0 | 0 | 0 | 0 | 5054368.9259 | 0 | 0 | 0 | 0 | 0 | 0 | 0 | 0 | 0 | 0 | 0 | 0 | 70858.9504 | 0 | 0 | 0 | 0 | 0 | 0 | 0 | 0 | 0 | 292250.2184 | 0 | 0 | 0 | 0 | 0 | 0 | 0 | 0 | 0
2016-10-25 05:00 | 0 | 0 | 0 | 0 | 0 | 321705.8712 | 0 | 353108 | 0 | 0 | 0 | 0 | 0 | 0 | 0 | 0 | 0 | 0 | 0 | 5093825.7475 | 0 | 0 | 0 | 0 | 0 | 0 | 0 | 0 | 0 | 0 | 0 | 0 | -70858.9504 | 0 | 0 | 0 | 0 | 0 | 0 | 0 | 0 | 331707.04 | 292250.2184 | 0 | 0 | 0 | 0 | 0 | 0 | 0 | 0 | 0
2016-10-25 06:00 | 0 | 0 | 0 | 0 | 0 | 48242.7816 | 0 | 340493 | 0 | 0 | 0 | 0 | 0 | 0 | 0 | 0 | 0 | 0 | 0 | 4801575.5291 | 0 | 0 | 0 | 0 | 0 | 0 | 0 | 0 | 0 | 0 | 0 | 0 | 0 | 0 | 0 | 0 | 0 | 0 | 0 | 0 | 0 | 0 | 292250.2184 | 0 | 0 | 0 | 0 | 0 | 0 | 0 | 0 | 0
2016-10-25 07:00 | 0 | 0 | 0 | 0 | 0 | 444187.772 | 0 | 333872 | 0 | 0 | 0 | 0 | 70858.9504 | 0 | 0 | 0 | 0 | 0 | 0 | 4841032.3507 | 0 | 0 | 0 | 0 | 0 | 0 | 0 | 0 | 0 | 0 | 0 | 0 | 70858.9504 | 0 | 0 | 0 | 0 | 0 | 0 | 0 | 0 | 331707.04 | 292250.2184 | 0 | 0 | 0 | 0 | 0 | 0 | 0 | 0 | 0
2016-10-25 08:00 | 0 | 0 | 0 | 0 | 0 | 112448.732 | 0 | 333840 | 0 | 0 | 0 | 0 | 141717.9008 | 0 | 0 | 0 | 0 | 0 | 0 | 4548782.1323 | 0 | 0 | 0 | 0 | 0 | 0 | 0 | 0 | 0 | 0 | 0 | 0 | 70858.9504 | 0 | 0 | 0 | 0 | 0 | 0 | 0 | 0 | 0 | 292250.2184 | 0 | 0 | 0 | 0 | 0 | 0 | 0 | 0 | 0
2016-10-25 09:00 | 0 | 0 | 0 | 0 | 0 | 441873.0955 | 0 | 345250 | 0 | 0 | 0 | 0 | 198884.1747 | 0 | 0 | 0 | 0 | 0 | 0 | 4588238.954 | 0 | 0 | 0 | 0 | 0 | 0 | 0 | 0 | 0 | 0 | 0 | 0 | 57166.2739 | 0 | 0 | 0 | 0 | 0 | 0 | 0 | 0 | 331707.04 | 292250.2184 | 0 | 0 | 0 | 0 | 0 | 0 | 0 | 0 | 0
2016-10-25 10:00 | 0 | 0 | 0 | 0 | 0 | 11270.8312 | 0 | 374380 | 0 | 0 | 0 | 0 | 128025.2243 | 0 | 0 | 0 | 0 | 0 | 0 | 4295988.7356 | 0 | 0 | 0 | 0 | 0 | 0 | 0 | 0 | 0 | 0 | 0 | 0 | -70858.9504 | 0 | 0 | 0 | 0 | 0 | 0 | 0 | 0 | 0 | 292250.2184 | 0 | 0 | 0 | 0 | 0 | 0 | 0 | 0 | 0
2016-10-25 11:00 | 0 | 0 | 0 | 0 | 0 | 371388.8712 | 0 | 402791 | 0 | 0 | 0 | 0 | 57166.2739 | 0 | 0 | 0 | 0 | 0 | 0 | 4335445.5572 | 0 | 0 | 0 | 0 | 0 | 0 | 0 | 0 | 0 | 0 | 0 | 0 | -70858.9504 | 0 | 0 | 0 | 0 | 0 | 0 | 0 | 0 | 331707.04 | 292250.2184 | 0 | 0 | 0 | 0 | 0 | 0 | 0 | 0 | 0
2016-10-25 12:00 | 0 | 0 | 0 | 0 | 0 | 136019.4581 | 0 | 414577 | 0 | 0 | 0 | 0 | 70858.9504 | 0 | 0 | 0 | 0 | 0 | 0 | 4043195.3388 | 0 | 0 | 0 | 0 | 0 | 0 | 0 | 0 | 0 | 0 | 0 | 0 | 13692.6765 | 0 | 0 | 0 | 0 | 0 | 0 | 0 | 0 | 0 | 292250.2184 | 0 | 0 | 0 | 0 | 0 | 0 | 0 | 0 | 0
2016-10-25 13:00 | 0 | 0 | 0 | 0 | 0 | 388822.9619 | 638.9093 | 420864 | 0 | 0 | 0 | 0 | 0 | 0 | 0 | 0 | 0 | 0 | 0 | 4082652.1604 | 0 | 0 | 0 | 0 | 0 | 0 | 0 | 0 | 0 | 0 | 0 | 0 | -70858.9504 | 0 | 0 | 0 | 0 | 0 | 0 | 0 | 0 | 331707.04 | 292250.2184 | 0 | 0 | 0 | 0 | 0 | 0 | 0 | 0 | 0
2016-10-25 14:00 | 0 | 0 | 0 | 0 | 0 | 337547.0398 | 108524.4599 | 425780 | 0 | 0 | 0 | 0 | 70858.9504 | 0 | 0 | 0 | 0 | 0 | 0 | 4032084.7097 | 0 | 0 | 0 | 0 | 0 | 0 | 0 | 0 | 0 | 0 | 0 | 0 | 70858.9504 | 0 | 0 | 0 | 0 | 0 | 0 | 0 | 0 | 241682.7677 | 292250.2184 | 0 | 0 | 0 | 0 | 0 | 0 | 0 | 0 | 0
2016-10-25 15:00 | 0 | 0 | 0 | 0 | 0 | 321835.358 | 386639.4168 | 429361 | 0 | 0 | 0 | 0 | 141717.9008 | 0 | 0 | 0 | 0 | 0 | 0 | 4240339.534 | 0 | 0 | 0 | 0 | 0 | 0 | 0 | 0 | 0 | 0 | 0 | 0 | 70858.9504 | 0 | 0 | 0 | 0 | 0 | 0 | 0 | 0 | 208254.8243 | 0 | 0 | 0 | 0 | 0 | 0 | 0 | 0 | 0 | 0
2016-10-25 16:00 | 0 | 0 | 0 | 0 | 0 | 0 | 554108.2196 | 433164 | 0 | 0 | 0 | 0 | 128025.2243 | 0 | 0 | 0 | 0 | 0 | 0 | 4374976.4301 | 0 | 0 | 0 | 0 | 0 | 0 | 0 | 0 | 0 | 0 | 0 | 0 | -13692.6765 | 0 | 0 | 0 | 0 | 0 | 0 | 0 | 0 | 134636.8961 | 0 | 0 | 0 | 0 | 0 | 0 | 0 | 0 | 0 | 0
2016-10-25 17:00 | 0 | 0 | 0 | 0 | 0 | 0 | 615478.2898 | 437173 | 0 | 0 | 0 | 0 | 198884.1747 | 0 | 0 | 0 | 0 | 0 | 0 | 4482422.7695 | 0 | 0 | 0 | 0 | 0 | 0 | 0 | 0 | 0 | 0 | 0 | 0 | 70858.9504 | 0 | 0 | 0 | 0 | 0 | 0 | 0 | 0 | 107446.3394 | 0 | 0 | 0 | 0 | 0 | 0 | 0 | 0 | 0 | 0
2016-10-25 18:00 | 0 | 0 | 0 | 0 | 0 | 0 | 609450.2798 | 440755 | 0 | 0 | 0 | 0 | 198884.1747 | 0 | 0 | 0 | 0 | 0 | 0 | 4651118.0493 | 0 | 0 | 0 | 0 | 0 | 0 | 0 | 0 | 0 | 0 | 0 | 0 | 0 | 0 | 0 | 0 | 0 | 0 | 0 | 0 | 0 | 168695.2798 | 0 | 0 | 0 | 0 | 0 | 0 | 0 | 0 | 0 | 0
2016-10-25 19:00 | 0 | 0 | 0 | 0 | 0 | 0 | 600424.6244 | 444026 | 0 | 0 | 0 | 0 | 198884.1747 | 0 | 0 | 0 | 0 | 0 | 0 | 4807516.6737 | 0 | 0 | 0 | 0 | 0 | 0 | 0 | 0 | 0 | 0 | 0 | 0 | 0 | 0 | 0 | 0 | 0 | 0 | 0 | 0 | 0 | 156398.6244 | 0 | 0 | 0 | 0 | 0 | 0 | 0 | 0 | 0 | 0
2016-10-25 20:00 | 0 | 0 | 0 | 0 | 0 | 0 | 613663.4811 | 448066 | 0 | 0 | 0 | 0 | 128025.2243 | 0 | 0 | 0 | 0 | 0 | 0 | 5043973.1052 | 0 | 0 | 0 | 0 | 0 | 0 | 0 | 0 | 0 | 0 | 0 | 0 | -70858.9504 | 0 | 0 | 0 | 0 | 0 | 0 | 0 | 0 | 236456.4315 | 0 | 0 | 0 | 0 | 0 | 0 | 0 | 0 | 0 | 0
2016-10-25 21:00 | 0 | 0 | 0 | 0 | 0 | 0 | 634615.8112 | 451997 | 0 | 0 | 0 | 0 | 57166.2739 | 0 | 0 | 0 | 0 | 0 | 0 | 5297450.8668 | 0 | 0 | 0 | 0 | 0 | 0 | 0 | 0 | 0 | 0 | 0 | 0 | -70858.9504 | 0 | 0 | 0 | 0 | 0 | 0 | 0 | 0 | 253477.7616 | 0 | 0 | 0 | 0 | 0 | 0 | 0 | 0 | 0 | 0
2016-10-25 22:00 | 0 | 0 | 0 | 0 | 0 | 0 | 619851.3289 | 457558 | 0 | 0 | 0 | 0 | 128025.2243 | 0 | 0 | 0 | 0 | 0 | 0 | 5388885.2453 | 0 | 0 | 0 | 0 | 0 | 0 | 0 | 0 | 0 | 0 | 0 | 0 | 70858.9504 | 0 | 0 | 0 | 0 | 0 | 0 | 0 | 0 | 91434.3785 | 0 | 0 | 0 | 0 | 0 | 0 | 0 | 0 | 0 | 0
2016-10-25 23:00 | 0 | 0 | 0 | 0 | 0 | 0 | 473291.1515 | 465965 | 0 | 0 | 0 | 0 | 57166.2739 | 0 | 0 | 0 | 0 | 0 | 0 | 5467070.3472 | 0 | 0 | 0 | 0 | 0 | 0 | 0 | 0 | 0 | 0 | 0 | 0 | -70858.9504 | 0 | 0 | 0 | 0 | 0 | 0 | 0 | 0 | 78185.1019 | 0 | 0 | 0 | 0 | 0 | 0 | 0 | 0 | 0 | 0
2016-10-26 | 0 | 0 | 0 | 0 | 0 | 484883.705 | 88638.067 | 463206 | 0 | 0 | 0 | 0 | 128025.2243 | 0 | 0 | 0 | 0 | 0 | 0 | 5506527.1688 | 0 | 0 | 0 | 0 | 0 | 0 | 0 | 0 | 0 | 0 | 0 | 0 | 70858.9504 | 0 | 0 | 0 | 0 | 0 | 0 | 0 | 0 | 331707.04 | 292250.2184 | 0 | 0 | 0 | 0 | 0 | 0 | 0 | 0 | 0
2016-10-26 01:00 | 0 | 0 | 0 | 0 | 0 | 561124.649 | 13.123 | 450822 | 0 | 0 | 0 | 0 | 198884.1747 | 0 | 0 | 0 | 0 | 0 | 0 | 5545983.9904 | 0 | 0 | 0 | 0 | 0 | 0 | 0 | 0 | 0 | 0 | 0 | 0 | 70858.9504 | 0 | 0 | 0 | 0 | 0 | 0 | 0 | 0 | 331707.04 | 292250.2184 | 0 | 0 | 0 | 0 | 0 | 0 | 0 | 0 | 0
2016-10-26 02:00 | 0 | 0 | 0 | 0 | 0 | 64379.8312 | 0 | 427489 | 0 | 0 | 0 | 0 | 128025.2243 | 0 | 0 | 0 | 0 | 0 | 0 | 5253733.772 | 0 | 0 | 0 | 0 | 0 | 0 | 0 | 0 | 0 | 0 | 0 | 0 | -70858.9504 | 0 | 0 | 0 | 0 | 0 | 0 | 0 | 0 | 0 | 292250.2184 | 0 | 0 | 0 | 0 | 0 | 0 | 0 | 0 | 0
2016-10-26 03:00 | 0 | 0 | 0 | 0 | 0 | 511458.772 | 0 | 401143 | 0 | 0 | 0 | 0 | 198884.1747 | 0 | 0 | 0 | 0 | 0 | 0 | 5293190.5936 | 0 | 0 | 0 | 0 | 0 | 0 | 0 | 0 | 0 | 0 | 0 | 0 | 70858.9504 | 0 | 0 | 0 | 0 | 0 | 0 | 0 | 0 | 331707.04 | 292250.2184 | 0 | 0 | 0 | 0 | 0 | 0 | 0 | 0 | 0
2016-10-26 04:00 | 0 | 0 | 0 | 0 | 0 | 416923.8216 | 0 | 377467 | 0 | 0 | 0 | 0 | 198884.1747 | 0 | 0 | 0 | 0 | 0 | 0 | 5332647.4153 | 0 | 0 | 0 | 0 | 0 | 0 | 0 | 0 | 0 | 0 | 0 | 0 | 0 | 0 | 0 | 0 | 0 | 0 | 0 | 0 | 0 | 331707.04 | 292250.2184 | 0 | 0 | 0 | 0 | 0 | 0 | 0 | 0 | 0
2016-10-26 05:00 | 0 | 0 | 0 | 0 | 0 | 0 | 0 | 358988 | 0 | 0 | 0 | 0 | 128025.2243 | 0 | 0 | 0 | 0 | 0 | 0 | 5044518.3657 | 0 | 0 | 0 | 0 | 0 | 0 | 0 | 0 | 0 | 0 | 0 | 0 | -70858.9504 | 0 | 0 | 0 | 0 | 0 | 0 | 0 | 0 | 4121.1688 | 292250.2184 | 0 | 0 | 0 | 0 | 0 | 0 | 0 | 0 | 0
2016-10-26 06:00 | 0 | 0 | 0 | 0 | 0 | 125571.732 | 0 | 346963 | 0 | 0 | 0 | 0 | 198884.1747 | 0 | 0 | 0 | 0 | 0 | 0 | 4752268.1473 | 0 | 0 | 0 | 0 | 0 | 0 | 0 | 0 | 0 | 0 | 0 | 0 | 70858.9504 | 0 | 0 | 0 | 0 | 0 | 0 | 0 | 0 | 0 | 292250.2184 | 0 | 0 | 0 | 0 | 0 | 0 | 0 | 0 | 0
2016-10-26 07:00 | 0 | 0 | 0 | 0 | 0 | 309133.8712 | 0 | 340536 | 0 | 0 | 0 | 0 | 128025.2243 | 0 | 0 | 0 | 0 | 0 | 0 | 4791724.9689 | 0 | 0 | 0 | 0 | 0 | 0 | 0 | 0 | 0 | 0 | 0 | 0 | -70858.9504 | 0 | 0 | 0 | 0 | 0 | 0 | 0 | 0 | 331707.04 | 292250.2184 | 0 | 0 | 0 | 0 | 0 | 0 | 0 | 0 | 0
2016-10-26 08:00 | 0 | 0 | 0 | 0 | 0 | 119985.732 | 0 | 341377 | 0 | 0 | 0 | 0 | 198884.1747 | 0 | 0 | 0 | 0 | 0 | 0 | 4499474.7505 | 0 | 0 | 0 | 0 | 0 | 0 | 0 | 0 | 0 | 0 | 0 | 0 | 70858.9504 | 0 | 0 | 0 | 0 | 0 | 0 | 0 | 0 | 0 | 292250.2184 | 0 | 0 | 0 | 0 | 0 | 0 | 0 | 0 | 0
2016-10-26 09:00 | 0 | 0 | 0 | 0 | 0 | 59658.7816 | 0 | 351909 | 0 | 0 | 0 | 0 | 198884.1747 | 0 | 0 | 0 | 0 | 0 | 0 | 4207224.5321 | 0 | 0 | 0 | 0 | 0 | 0 | 0 | 0 | 0 | 0 | 0 | 0 | 0 | 0 | 0 | 0 | 0 | 0 | 0 | 0 | 0 | 0 | 292250.2184 | 0 | 0 | 0 | 0 | 0 | 0 | 0 | 0 | 0
2016-10-26 10:00 | 0 | 0 | 0 | 0 | 0 | 362179.5477 | 0 | 379889 | 0 | 0 | 0 | 0 | 141717.9008 | 0 | 0 | 0 | 0 | 0 | 0 | 4246681.3537 | 0 | 0 | 0 | 0 | 0 | 0 | 0 | 0 | 0 | 0 | 0 | 0 | -57166.2739 | 0 | 0 | 0 | 0 | 0 | 0 | 0 | 0 | 331707.04 | 292250.2184 | 0 | 0 | 0 | 0 | 0 | 0 | 0 | 0 | 0
2016-10-26 11:00 | 0 | 0 | 0 | 0 | 0 | 45410.8312 | 0 | 408520 | 0 | 0 | 0 | 0 | 70858.9504 | 0 | 0 | 0 | 0 | 0 | 0 | 3954431.1353 | 0 | 0 | 0 | 0 | 0 | 0 | 0 | 0 | 0 | 0 | 0 | 0 | -70858.9504 | 0 | 0 | 0 | 0 | 0 | 0 | 0 | 0 | 0 | 292250.2184 | 0 | 0 | 0 | 0 | 0 | 0 | 0 | 0 | 0
2016-10-26 12:00 | 0 | 0 | 0 | 0 | 0 | 56814.8312 | 0 | 419924 | 0 | 0 | 0 | 0 | 0 | 0 | 0 | 0 | 0 | 0 | 0 | 3662180.917 | 0 | 0 | 0 | 0 | 0 | 0 | 0 | 0 | 0 | 0 | 0 | 0 | -70858.9504 | 0 | 0 | 0 | 0 | 0 | 0 | 0 | 0 | 0 | 292250.2184 | 0 | 0 | 0 | 0 | 0 | 0 | 0 | 0 | 0
2016-10-26 13:00 | 0 | 0 | 0 | 0 | 0 | 359722.5168 | 1608.5806 | 425356 | 0 | 0 | 0 | 0 | 70858.9504 | 0 | 0 | 0 | 0 | 0 | 0 | 3527297.064 | 0 | 0 | 0 | 0 | 0 | 0 | 0 | 0 | 0 | 0 | 0 | 0 | 70858.9504 | 0 | 0 | 0 | 0 | 0 | 0 | 0 | 0 | 157366.3654 | 292250.2184 | 0 | 0 | 0 | 0 | 0 | 0 | 0 | 0 | 0
2016-10-26 14:00 | 0 | 0 | 0 | 0 | 0 | 241750.2115 | 232588.1447 | 430914 | 0 | 0 | 0 | 0 | 128025.2243 | 0 | 0 | 0 | 0 | 0 | 0 | 3513555.1463 | 0 | 0 | 0 | 0 | 0 | 0 | 0 | 0 | 0 | 0 | 0 | 0 | 57166.2739 | 0 | 0 | 0 | 0 | 0 | 0 | 0 | 0 | 278508.3007 | 292250.2184 | 0 | 0 | 0 | 0 | 0 | 0 | 0 | 0 | 0
2016-10-26 15:00 | 0 | 0 | 0 | 0 | 0 | 0 | 632306.6496 | 434118 | 0 | 0 | 0 | 0 | 198884.1747 | 0 | 0 | 0 | 0 | 0 | 0 | 3640884.8455 | 0 | 0 | 0 | 0 | 0 | 0 | 0 | 0 | 0 | 0 | 0 | 0 | 70858.9504 | 0 | 0 | 0 | 0 | 0 | 0 | 0 | 0 | 127329.6992 | 0 | 0 | 0 | 0 | 0 | 0 | 0 | 0 | 0 | 0
2016-10-26 16:00 | 0 | 0 | 0 | 0 | 0 | 44280.2258 | 725291.8142 | 437865 | 0 | 0 | 0 | 0 | 198884.1747 | 0 | 0 | 0 | 0 | 0 | 0 | 3972591.8855 | 0 | 0 | 0 | 0 | 0 | 0 | 0 | 0 | 0 | 0 | 0 | 0 | 0 | 0 | 0 | 0 | 0 | 0 | 0 | 0 | 0 | 331707.04 | 0 | 0 | 0 | 0 | 0 | 0 | 0 | 0 | 0 | 0
2016-10-26 17:00 | 0 | 0 | 0 | 0 | 0 | 0 | 706493.5931 | 442826 | 0 | 0 | 0 | 0 | 130844.7277 | 0 | 0 | 0 | 0 | 0 | 0 | 4304298.9255 | 0 | 0 | 0 | 0 | 0 | 0 | 0 | 0 | 0 | 0 | 0 | 0 | -68039.4469 | 0 | 0 | 0 | 0 | 0 | 0 | 0 | 0 | 331707.04 | 0 | 0 | 0 | 0 | 0 | 0 | 0 | 0 | 0 | 0
2016-10-26 18:00 | 0 | 0 | 0 | 0 | 0 | 0 | 672888.3072 | 447686 | 0 | 0 | 0 | 0 | 128025.2243 | 0 | 0 | 0 | 0 | 0 | 0 | 4532320.7361 | 0 | 0 | 0 | 0 | 0 | 0 | 0 | 0 | 0 | 0 | 0 | 0 | -2819.5035 | 0 | 0 | 0 | 0 | 0 | 0 | 0 | 0 | 228021.8106 | 0 | 0 | 0 | 0 | 0 | 0 | 0 | 0 | 0 | 0
2016-10-26 19:00 | 0 | 0 | 0 | 0 | 0 | 0 | 658166.969 | 452795 | 0 | 0 | 0 | 0 | 198884.1747 | 0 | 0 | 0 | 0 | 0 | 0 | 4666833.7547 | 0 | 0 | 0 | 0 | 0 | 0 | 0 | 0 | 0 | 0 | 0 | 0 | 70858.9504 | 0 | 0 | 0 | 0 | 0 | 0 | 0 | 0 | 134513.0186 | 0 | 0 | 0 | 0 | 0 | 0 | 0 | 0 | 0 | 0
2016-10-26 20:00 | 0 | 0 | 0 | 0 | 0 | 0 | 669062.833 | 458288 | 0 | 0 | 0 | 0 | 198884.1747 | 0 | 0 | 0 | 0 | 0 | 0 | 4877608.5878 | 0 | 0 | 0 | 0 | 0 | 0 | 0 | 0 | 0 | 0 | 0 | 0 | 0 | 0 | 0 | 0 | 0 | 0 | 0 | 0 | 0 | 210774.833 | 0 | 0 | 0 | 0 | 0 | 0 | 0 | 0 | 0 | 0
2016-10-26 21:00 | 0 | 0 | 0 | 0 | 0 | 0 | 693467.8272 | 463634 | 0 | 0 | 0 | 0 | 128025.2243 | 0 | 0 | 0 | 0 | 0 | 0 | 5178301.3654 | 0 | 0 | 0 | 0 | 0 | 0 | 0 | 0 | 0 | 0 | 0 | 0 | -70858.9504 | 0 | 0 | 0 | 0 | 0 | 0 | 0 | 0 | 300692.7776 | 0 | 0 | 0 | 0 | 0 | 0 | 0 | 0 | 0 | 0
2016-10-26 22:00 | 0 | 0 | 0 | 0 | 0 | 0 | 670069.3389 | 469313 | 0 | 0 | 0 | 0 | 198884.1747 | 0 | 0 | 0 | 0 | 0 | 0 | 5308198.754 | 0 | 0 | 0 | 0 | 0 | 0 | 0 | 0 | 0 | 0 | 0 | 0 | 70858.9504 | 0 | 0 | 0 | 0 | 0 | 0 | 0 | 0 | 129897.3885 | 0 | 0 | 0 | 0 | 0 | 0 | 0 | 0 | 0 | 0
2016-10-26 23:00 | 0 | 0 | 0 | 0 | 0 | 0 | 453036.7557 | 474513 | 0 | 0 | 0 | 0 | 177407.9304 | 0 | 0 | 0 | 0 | 0 | 0 | 5308198.754 | 0 | 0 | 0 | 0 | 0 | 0 | 0 | 0 | 0 | 0 | 0 | 0 | -21476.2443 | 0 | 0 | 0 | 0 | 0 | 0 | 0 | 0 | 0 | 0 | 0 | 0 | 0 | 0 | 0 | 0 | 0 | 0 | 0
2016-10-27 | 0 | 0 | 0 | 0 | 0 | 243203.7228 | 69925.5063 | 470084 | 0 | 0 | 0 | 0 | 128025.2243 | 0 | 0 | 0 | 0 | 0 | 0 | 5200626.6893 | 0 | 0 | 0 | 0 | 0 | 0 | 0 | 0 | 0 | 0 | 0 | 0 | -49382.7061 | 0 | 0 | 0 | 0 | 0 | 0 | 0 | 0 | 184678.1537 | 292250.2184 | 0 | 0 | 0 | 0 | 0 | 0 | 0 | 0 | 0
2016-10-27 01:00 | 0 | 0 | 0 | 0 | 0 | 294130.0962 | 12.3881 | 457175 | 0 | 0 | 0 | 0 | 57166.2739 | 0 | 0 | 0 | 0 | 0 | 0 | 5108453.124 | 0 | 0 | 0 | 0 | 0 | 0 | 0 | 0 | 0 | 0 | 0 | 0 | -70858.9504 | 0 | 0 | 0 | 0 | 0 | 0 | 0 | 0 | 200076.6531 | 292250.2184 | 0 | 0 | 0 | 0 | 0 | 0 | 0 | 0 | 0
2016-10-27 02:00 | 0 | 0 | 0 | 0 | 0 | 212110.732 | 0 | 433502 | 0 | 0 | 0 | 0 | 128025.2243 | 0 | 0 | 0 | 0 | 0 | 0 | 4816202.9056 | 0 | 0 | 0 | 0 | 0 | 0 | 0 | 0 | 0 | 0 | 0 | 0 | 70858.9504 | 0 | 0 | 0 | 0 | 0 | 0 | 0 | 0 | 0 | 292250.2184 | 0 | 0 | 0 | 0 | 0 | 0 | 0 | 0 | 0
2016-10-27 03:00 | 0 | 0 | 0 | 0 | 0 | 347849.3533 | 0 | 405656 | 0 | 0 | 0 | 0 | 198884.1747 | 0 | 0 | 0 | 0 | 0 | 0 | 4687537.3084 | 0 | 0 | 0 | 0 | 0 | 0 | 0 | 0 | 0 | 0 | 0 | 0 | 70858.9504 | 0 | 0 | 0 | 0 | 0 | 0 | 0 | 0 | 163584.6212 | 292250.2184 | 0 | 0 | 0 | 0 | 0 | 0 | 0 | 0 | 0
2016-10-27 04:00 | 0 | 0 | 0 | 0 | 0 | 88062.7816 | 0 | 380313 | 0 | 0 | 0 | 0 | 198884.1747 | 0 | 0 | 0 | 0 | 0 | 0 | 4395287.0901 | 0 | 0 | 0 | 0 | 0 | 0 | 0 | 0 | 0 | 0 | 0 | 0 | 0 | 0 | 0 | 0 | 0 | 0 | 0 | 0 | 0 | 0 | 292250.2184 | 0 | 0 | 0 | 0 | 0 | 0 | 0 | 0 | 0
2016-10-27 05:00 | 0 | 0 | 0 | 0 | 0 | 0 | 0 | 361970 | 0 | 0 | 0 | 0 | 128025.2243 | 0 | 0 | 0 | 0 | 0 | 0 | 4104176.0405 | 0 | 0 | 0 | 0 | 0 | 0 | 0 | 0 | 0 | 0 | 0 | 0 | -70858.9504 | 0 | 0 | 0 | 0 | 0 | 0 | 0 | 0 | 1139.1688 | 292250.2184 | 0 | 0 | 0 | 0 | 0 | 0 | 0 | 0 | 0
2016-10-27 06:00 | 0 | 0 | 0 | 0 | 0 | 127113.732 | 0 | 348505 | 0 | 0 | 0 | 0 | 198884.1747 | 0 | 0 | 0 | 0 | 0 | 0 | 3811925.8221 | 0 | 0 | 0 | 0 | 0 | 0 | 0 | 0 | 0 | 0 | 0 | 0 | 70858.9504 | 0 | 0 | 0 | 0 | 0 | 0 | 0 | 0 | 0 | 292250.2184 | 0 | 0 | 0 | 0 | 0 | 0 | 0 | 0 | 0
2016-10-27 07:00 | 0 | 0 | 0 | 0 | 0 | 357395.4138 | 0 | 341247 | 0 | 0 | 0 | 0 | 198884.1747 | 0 | 0 | 0 | 0 | 0 | 0 | 3828074.2358 | 0 | 0 | 0 | 0 | 0 | 0 | 0 | 0 | 0 | 0 | 0 | 0 | 0 | 0 | 0 | 0 | 0 | 0 | 0 | 0 | 0 | 308398.6321 | 292250.2184 | 0 | 0 | 0 | 0 | 0 | 0 | 0 | 0 | 0
2016-10-27 08:00 | 0 | 0 | 0 | 0 | 0 | 0 | 0 | 340680 | 0 | 0 | 0 | 0 | 128025.2243 | 0 | 0 | 0 | 0 | 0 | 0 | 3558253.1862 | 0 | 0 | 0 | 0 | 0 | 0 | 0 | 0 | 0 | 0 | 0 | 0 | -70858.9504 | 0 | 0 | 0 | 0 | 0 | 0 | 0 | 0 | 22429.1688 | 292250.2184 | 0 | 0 | 0 | 0 | 0 | 0 | 0 | 0 | 0
2016-10-27 09:00 | 0 | 0 | 0 | 0 | 0 | 337687.8847 | 0 | 350607 | 0 | 0 | 0 | 0 | 198884.1747 | 0 | 0 | 0 | 0 | 0 | 0 | 3474475.1206 | 0 | 0 | 0 | 0 | 0 | 0 | 0 | 0 | 0 | 0 | 0 | 0 | 70858.9504 | 0 | 0 | 0 | 0 | 0 | 0 | 0 | 0 | 208472.1527 | 292250.2184 | 0 | 0 | 0 | 0 | 0 | 0 | 0 | 0 | 0
2016-10-27 10:00 | 0 | 0 | 0 | 0 | 0 | 327937.4889 | 0 | 376569 | 0 | 0 | 0 | 0 | 198884.1747 | 0 | 0 | 0 | 0 | 0 | 0 | 3425843.6095 | 0 | 0 | 0 | 0 | 0 | 0 | 0 | 0 | 0 | 0 | 0 | 0 | 0 | 0 | 0 | 0 | 0 | 0 | 0 | 0 | 0 | 243618.7073 | 292250.2184 | 0 | 0 | 0 | 0 | 0 | 0 | 0 | 0 | 0
2016-10-27 11:00 | 0 | 0 | 0 | 0 | 0 | 321656.3199 | 0 | 404673 | 0 | 0 | 0 | 0 | 128025.2243 | 0 | 0 | 0 | 0 | 0 | 0 | 3413685.8798 | 0 | 0 | 0 | 0 | 0 | 0 | 0 | 0 | 0 | 0 | 0 | 0 | -70858.9504 | 0 | 0 | 0 | 0 | 0 | 0 | 0 | 0 | 280092.4887 | 292250.2184 | 0 | 0 | 0 | 0 | 0 | 0 | 0 | 0 | 0
2016-10-27 12:00 | 0 | 0 | 0 | 0 | 0 | 54680.8312 | 0 | 417790 | 0 | 0 | 0 | 0 | 57166.2739 | 0 | 0 | 0 | 0 | 0 | 0 | 3121435.6614 | 0 | 0 | 0 | 0 | 0 | 0 | 0 | 0 | 0 | 0 | 0 | 0 | -70858.9504 | 0 | 0 | 0 | 0 | 0 | 0 | 0 | 0 | 0 | 292250.2184 | 0 | 0 | 0 | 0 | 0 | 0 | 0 | 0 | 0
2016-10-27 13:00 | 0 | 0 | 0 | 0 | 0 | 299201.1919 | 1133.7872 | 426933 | 0 | 0 | 0 | 0 | 128025.2243 | 0 | 0 | 0 | 0 | 0 | 0 | 2923978.6901 | 0 | 0 | 0 | 0 | 0 | 0 | 0 | 0 | 0 | 0 | 0 | 0 | 70858.9504 | 0 | 0 | 0 | 0 | 0 | 0 | 0 | 0 | 94793.2471 | 292250.2184 | 0 | 0 | 0 | 0 | 0 | 0 | 0 | 0 | 0
2016-10-27 14:00 | 0 | 0 | 0 | 0 | 0 | 206893.017 | 220944.6994 | 435210 | 0 | 0 | 0 | 0 | 198884.1747 | 0 | 0 | 0 | 0 | 0 | 0 | 2845747.4561 | 0 | 0 | 0 | 0 | 0 | 0 | 0 | 0 | 0 | 0 | 0 | 0 | 70858.9504 | 0 | 0 | 0 | 0 | 0 | 0 | 0 | 0 | 214018.9844 | 292250.2184 | 0 | 0 | 0 | 0 | 0 | 0 | 0 | 0 | 0
2016-10-27 15:00 | 0 | 0 | 0 | 0 | 0 | 120343.532 | 494347.5184 | 441686 | 0 | 0 | 0 | 0 | 128025.2243 | 0 | 0 | 0 | 0 | 0 | 0 | 3089611.4569 | 0 | 0 | 0 | 0 | 0 | 0 | 0 | 0 | 0 | 0 | 0 | 0 | -70858.9504 | 0 | 0 | 0 | 0 | 0 | 0 | 0 | 0 | 243864.0008 | 0 | 0 | 0 | 0 | 0 | 0 | 0 | 0 | 0 | 0
2016-10-27 16:00 | 0 | 0 | 0 | 0 | 0 | 0 | 581434.9705 | 447689 | 0 | 0 | 0 | 0 | 198884.1747 | 0 | 0 | 0 | 0 | 0 | 0 | 3152498.4771 | 0 | 0 | 0 | 0 | 0 | 0 | 0 | 0 | 0 | 0 | 0 | 0 | 70858.9504 | 0 | 0 | 0 | 0 | 0 | 0 | 0 | 0 | 62887.0201 | 0 | 0 | 0 | 0 | 0 | 0 | 0 | 0 | 0 | 0
2016-10-27 17:00 | 0 | 0 | 0 | 0 | 0 | 0 | 587615.9409 | 454898 | 0 | 0 | 0 | 0 | 128025.2243 | 0 | 0 | 0 | 0 | 0 | 0 | 3356075.3683 | 0 | 0 | 0 | 0 | 0 | 0 | 0 | 0 | 0 | 0 | 0 | 0 | -70858.9504 | 0 | 0 | 0 | 0 | 0 | 0 | 0 | 0 | 203576.8913 | 0 | 0 | 0 | 0 | 0 | 0 | 0 | 0 | 0 | 0
2016-10-27 18:00 | 0 | 0 | 0 | 0 | 0 | 0 | 569862.1857 | 460712 | 0 | 0 | 0 | 0 | 198884.1747 | 0 | 0 | 0 | 0 | 0 | 0 | 3394366.6036 | 0 | 0 | 0 | 0 | 0 | 0 | 0 | 0 | 0 | 0 | 0 | 0 | 70858.9504 | 0 | 0 | 0 | 0 | 0 | 0 | 0 | 0 | 38291.2353 | 0 | 0 | 0 | 0 | 0 | 0 | 0 | 0 | 0 | 0
2016-10-27 19:00 | 0 | 0 | 0 | 0 | 0 | 0 | 553725.393 | 464519 | 0 | 0 | 0 | 0 | 198884.1747 | 0 | 0 | 0 | 0 | 0 | 0 | 3483572.9967 | 0 | 0 | 0 | 0 | 0 | 0 | 0 | 0 | 0 | 0 | 0 | 0 | 0 | 0 | 0 | 0 | 0 | 0 | 0 | 0 | 0 | 89206.393 | 0 | 0 | 0 | 0 | 0 | 0 | 0 | 0 | 0 | 0
2016-10-27 20:00 | 0 | 0 | 0 | 0 | 0 | 0 | 545247.9179 | 469105 | 0 | 0 | 0 | 0 | 148941.1613 | 0 | 0 | 0 | 0 | 0 | 0 | 3609658.9279 | 0 | 0 | 0 | 0 | 0 | 0 | 0 | 0 | 0 | 0 | 0 | 0 | -49943.0134 | 0 | 0 | 0 | 0 | 0 | 0 | 0 | 0 | 126085.9312 | 0 | 0 | 0 | 0 | 0 | 0 | 0 | 0 | 0 | 0
2016-10-27 21:00 | 0 | 0 | 0 | 0 | 0 | 0 | 521401.0134 | 471458 | 0 | 0 | 0 | 0 | 198884.1747 | 0 | 0 | 0 | 0 | 0 | 0 | 3609658.9279 | 0 | 0 | 0 | 0 | 0 | 0 | 0 | 0 | 0 | 0 | 0 | 0 | 49943.0134 | 0 | 0 | 0 | 0 | 0 | 0 | 0 | 0 | 0 | 0 | 0 | 0 | 0 | 0 | 0 | 0 | 0 | 0 | 0
2016-10-27 22:00 | 0 | 0 | 0 | 0 | 0 | 0 | 440559.5932 | 473190 | 0 | 0 | 0 | 0 | 128025.2243 | 0 | 0 | 0 | 0 | 0 | 0 | 3647887.4715 | 0 | 0 | 0 | 0 | 0 | 0 | 0 | 0 | 0 | 0 | 0 | 0 | -70858.9504 | 0 | 0 | 0 | 0 | 0 | 0 | 0 | 0 | 38228.5436 | 0 | 0 | 0 | 0 | 0 | 0 | 0 | 0 | 0 | 0
2016-10-27 23:00 | 0 | 0 | 0 | 0 | 0 | 16660.767 | 237690.965 | 475743 | 0 | 0 | 0 | 0 | 198884.1747 | 0 | 0 | 0 | 0 | 0 | 0 | 3355637.2531 | 0 | 0 | 0 | 0 | 0 | 0 | 0 | 0 | 0 | 0 | 0 | 0 | 70858.9504 | 0 | 0 | 0 | 0 | 0 | 0 | 0 | 0 | 0 | 292250.2184 | 0 | 0 | 0 | 0 | 0 | 0 | 0 | 0 | 0
2016-10-28 | 0 | 0 | 0 | 0 | 0 | 104897.8756 | 17223.6322 | 471538 | 0 | 0 | 0 | 0 | 141717.9008 | 0 | 0 | 0 | 0 | 0 | 0 | 3063387.0347 | 0 | 0 | 0 | 0 | 0 | 0 | 0 | 0 | 0 | 0 | 0 | 0 | -57166.2739 | 0 | 0 | 0 | 0 | 0 | 0 | 0 | 0 | 0 | 292250.2184 | 0 | 0 | 0 | 0 | 0 | 0 | 0 | 0 | 0
2016-10-28 01:00 | 0 | 0 | 0 | 0 | 0 | 426771.551 | 0.3202 | 458174 | 0 | 0 | 0 | 0 | 70858.9504 | 0 | 0 | 0 | 0 | 0 | 0 | 3102843.8564 | 0 | 0 | 0 | 0 | 0 | 0 | 0 | 0 | 0 | 0 | 0 | 0 | -70858.9504 | 0 | 0 | 0 | 0 | 0 | 0 | 0 | 0 | 331707.04 | 292250.2184 | 0 | 0 | 0 | 0 | 0 | 0 | 0 | 0 | 0
2016-10-28 02:00 | 0 | 0 | 0 | 0 | 0 | 403765.8712 | 0 | 435168 | 0 | 0 | 0 | 0 | 0 | 0 | 0 | 0 | 0 | 0 | 0 | 3142300.678 | 0 | 0 | 0 | 0 | 0 | 0 | 0 | 0 | 0 | 0 | 0 | 0 | -70858.9504 | 0 | 0 | 0 | 0 | 0 | 0 | 0 | 0 | 331707.04 | 292250.2184 | 0 | 0 | 0 | 0 | 0 | 0 | 0 | 0 | 0
2016-10-28 03:00 | 0 | 0 | 0 | 0 | 0 | 185684.732 | 0 | 407076 | 0 | 0 | 0 | 0 | 70858.9504 | 0 | 0 | 0 | 0 | 0 | 0 | 2850050.4596 | 0 | 0 | 0 | 0 | 0 | 0 | 0 | 0 | 0 | 0 | 0 | 0 | 70858.9504 | 0 | 0 | 0 | 0 | 0 | 0 | 0 | 0 | 0 | 292250.2184 | 0 | 0 | 0 | 0 | 0 | 0 | 0 | 0 | 0
2016-10-28 04:00 | 0 | 0 | 0 | 0 | 0 | 490890.772 | 0 | 380575 | 0 | 0 | 0 | 0 | 141717.9008 | 0 | 0 | 0 | 0 | 0 | 0 | 2889507.2812 | 0 | 0 | 0 | 0 | 0 | 0 | 0 | 0 | 0 | 0 | 0 | 0 | 70858.9504 | 0 | 0 | 0 | 0 | 0 | 0 | 0 | 0 | 331707.04 | 292250.2184 | 0 | 0 | 0 | 0 | 0 | 0 | 0 | 0 | 0
2016-10-28 05:00 | 0 | 0 | 0 | 0 | 0 | 125839.0555 | 0 | 360923 | 0 | 0 | 0 | 0 | 198884.1747 | 0 | 0 | 0 | 0 | 0 | 0 | 2597257.0628 | 0 | 0 | 0 | 0 | 0 | 0 | 0 | 0 | 0 | 0 | 0 | 0 | 57166.2739 | 0 | 0 | 0 | 0 | 0 | 0 | 0 | 0 | 0 | 292250.2184 | 0 | 0 | 0 | 0 | 0 | 0 | 0 | 0 | 0
2016-10-28 06:00 | 0 | 0 | 0 | 0 | 0 | 0 | 0 | 346937 | 0 | 0 | 0 | 0 | 128025.2243 | 0 | 0 | 0 | 0 | 0 | 0 | 2321179.0132 | 0 | 0 | 0 | 0 | 0 | 0 | 0 | 0 | 0 | 0 | 0 | 0 | -70858.9504 | 0 | 0 | 0 | 0 | 0 | 0 | 0 | 0 | 16172.1688 | 292250.2184 | 0 | 0 | 0 | 0 | 0 | 0 | 0 | 0 | 0
2016-10-28 07:00 | 0 | 0 | 0 | 0 | 0 | 450560.772 | 0 | 340245 | 0 | 0 | 0 | 0 | 198884.1747 | 0 | 0 | 0 | 0 | 0 | 0 | 2360635.8348 | 0 | 0 | 0 | 0 | 0 | 0 | 0 | 0 | 0 | 0 | 0 | 0 | 70858.9504 | 0 | 0 | 0 | 0 | 0 | 0 | 0 | 0 | 331707.04 | 292250.2184 | 0 | 0 | 0 | 0 | 0 | 0 | 0 | 0 | 0
2016-10-28 08:00 | 0 | 0 | 0 | 0 | 0 | 378737.8216 | 0 | 339281 | 0 | 0 | 0 | 0 | 198884.1747 | 0 | 0 | 0 | 0 | 0 | 0 | 2400092.6564 | 0 | 0 | 0 | 0 | 0 | 0 | 0 | 0 | 0 | 0 | 0 | 0 | 0 | 0 | 0 | 0 | 0 | 0 | 0 | 0 | 0 | 331707.04 | 292250.2184 | 0 | 0 | 0 | 0 | 0 | 0 | 0 | 0 | 0
2016-10-28 09:00 | 0 | 0 | 0 | 0 | 0 | 316536.8712 | 0 | 347939 | 0 | 0 | 0 | 0 | 128025.2243 | 0 | 0 | 0 | 0 | 0 | 0 | 2439549.478 | 0 | 0 | 0 | 0 | 0 | 0 | 0 | 0 | 0 | 0 | 0 | 0 | -70858.9504 | 0 | 0 | 0 | 0 | 0 | 0 | 0 | 0 | 331707.04 | 292250.2184 | 0 | 0 | 0 | 0 | 0 | 0 | 0 | 0 | 0
2016-10-28 10:00 | 0 | 0 | 0 | 0 | 0 | 153264.732 | 0 | 374656 | 0 | 0 | 0 | 0 | 198884.1747 | 0 | 0 | 0 | 0 | 0 | 0 | 2147299.2597 | 0 | 0 | 0 | 0 | 0 | 0 | 0 | 0 | 0 | 0 | 0 | 0 | 70858.9504 | 0 | 0 | 0 | 0 | 0 | 0 | 0 | 0 | 0 | 292250.2184 | 0 | 0 | 0 | 0 | 0 | 0 | 0 | 0 | 0
2016-10-28 11:00 | 0 | 0 | 0 | 0 | 0 | 383980.5477 | 0 | 401690 | 0 | 0 | 0 | 0 | 141717.9008 | 0 | 0 | 0 | 0 | 0 | 0 | 2186756.0813 | 0 | 0 | 0 | 0 | 0 | 0 | 0 | 0 | 0 | 0 | 0 | 0 | -57166.2739 | 0 | 0 | 0 | 0 | 0 | 0 | 0 | 0 | 331707.04 | 292250.2184 | 0 | 0 | 0 | 0 | 0 | 0 | 0 | 0 | 0
2016-10-28 12:00 | 0 | 0 | 0 | 0 | 0 | 50525.8312 | 0 | 413635 | 0 | 0 | 0 | 0 | 70858.9504 | 0 | 0 | 0 | 0 | 0 | 0 | 1894505.8629 | 0 | 0 | 0 | 0 | 0 | 0 | 0 | 0 | 0 | 0 | 0 | 0 | -70858.9504 | 0 | 0 | 0 | 0 | 0 | 0 | 0 | 0 | 0 | 292250.2184 | 0 | 0 | 0 | 0 | 0 | 0 | 0 | 0 | 0
2016-10-28 13:00 | 0 | 0 | 0 | 0 | 0 | 390152.9247 | 1124.9465 | 422680 | 0 | 0 | 0 | 0 | 0 | 0 | 0 | 0 | 0 | 0 | 0 | 1933962.6845 | 0 | 0 | 0 | 0 | 0 | 0 | 0 | 0 | 0 | 0 | 0 | 0 | -70858.9504 | 0 | 0 | 0 | 0 | 0 | 0 | 0 | 0 | 331707.04 | 292250.2184 | 0 | 0 | 0 | 0 | 0 | 0 | 0 | 0 | 0
2016-10-28 14:00 | 0 | 0 | 0 | 0 | 0 | 408068.7465 | 133490.0255 | 431243 | 0 | 0 | 0 | 0 | 70858.9504 | 0 | 0 | 0 | 0 | 0 | 0 | 1973419.5061 | 0 | 0 | 0 | 0 | 0 | 0 | 0 | 0 | 0 | 0 | 0 | 0 | 70858.9504 | 0 | 0 | 0 | 0 | 0 | 0 | 0 | 0 | 331707.04 | 292250.2184 | 0 | 0 | 0 | 0 | 0 | 0 | 0 | 0 | 0
2016-10-28 15:00 | 0 | 0 | 0 | 0 | 0 | 0 | 315715.3812 | 437540 | 0 | 0 | 0 | 0 | 94251.6274 | 0 | 0 | 0 | 0 | 0 | 0 | 1828202.2103 | 0 | 0 | 0 | 0 | 0 | 0 | 0 | 0 | 0 | 0 | 0 | 0 | 23392.677 | 0 | 0 | 0 | 0 | 0 | 0 | 0 | 0 | 147032.9226 | 292250.2184 | 0 | 0 | 0 | 0 | 0 | 0 | 0 | 0 | 0
2016-10-28 16:00 | 0 | 0 | 0 | 0 | 0 | 422007.0083 | 420227.732 | 443197 | 0 | 0 | 0 | 0 | 165110.5778 | 0 | 0 | 0 | 0 | 0 | 0 | 2156381.0002 | 0 | 0 | 0 | 0 | 0 | 0 | 0 | 0 | 0 | 0 | 0 | 0 | 70858.9504 | 0 | 0 | 0 | 0 | 0 | 0 | 0 | 0 | 328178.7899 | 0 | 0 | 0 | 0 | 0 | 0 | 0 | 0 | 0 | 0
2016-10-28 17:00 | 0 | 0 | 0 | 0 | 0 | 0 | 461485.4695 | 449351 | 0 | 0 | 0 | 0 | 177245.0473 | 0 | 0 | 0 | 0 | 0 | 0 | 2156381.0002 | 0 | 0 | 0 | 0 | 0 | 0 | 0 | 0 | 0 | 0 | 0 | 0 | 12134.4695 | 0 | 0 | 0 | 0 | 0 | 0 | 0 | 0 | 0 | 0 | 0 | 0 | 0 | 0 | 0 | 0 | 0 | 0 | 0
2016-10-28 18:00 | 0 | 0 | 0 | 0 | 0 | 0 | 478905.8392 | 454376 | 0 | 0 | 0 | 0 | 106386.0969 | 0 | 0 | 0 | 0 | 0 | 0 | 2251769.7898 | 0 | 0 | 0 | 0 | 0 | 0 | 0 | 0 | 0 | 0 | 0 | 0 | -70858.9504 | 0 | 0 | 0 | 0 | 0 | 0 | 0 | 0 | 95388.7896 | 0 | 0 | 0 | 0 | 0 | 0 | 0 | 0 | 0 | 0
2016-10-28 19:00 | 0 | 0 | 0 | 0 | 0 | 44238.3862 | 483485.5642 | 456865 | 0 | 0 | 0 | 0 | 177245.0473 | 0 | 0 | 0 | 0 | 0 | 0 | 2251769.7898 | 0 | 0 | 0 | 0 | 0 | 0 | 0 | 0 | 0 | 0 | 0 | 0 | 70858.9504 | 0 | 0 | 0 | 0 | 0 | 0 | 0 | 0 | 0 | 0 | 0 | 0 | 0 | 0 | 0 | 0 | 0 | 0 | 0
2016-10-28 20:00 | 0 | 0 | 0 | 0 | 0 | 0 | 481269.1274 | 459630 | 0 | 0 | 0 | 0 | 198884.1747 | 0 | 0 | 0 | 0 | 0 | 0 | 2251769.7898 | 0 | 0 | 0 | 0 | 0 | 0 | 0 | 0 | 0 | 0 | 0 | 0 | 21639.1274 | 0 | 0 | 0 | 0 | 0 | 0 | 0 | 0 | 0 | 0 | 0 | 0 | 0 | 0 | 0 | 0 | 0 | 0 | 0
2016-10-28 21:00 | 0 | 0 | 0 | 0 | 0 | 0 | 457601.2937 | 460343 | 0 | 0 | 0 | 0 | 128126.6277 | 0 | 0 | 0 | 0 | 0 | 0 | 2319785.6305 | 0 | 0 | 0 | 0 | 0 | 0 | 0 | 0 | 0 | 0 | 0 | 0 | -70757.5469 | 0 | 0 | 0 | 0 | 0 | 0 | 0 | 0 | 68015.8407 | 0 | 0 | 0 | 0 | 0 | 0 | 0 | 0 | 0 | 0
2016-10-28 22:00 | 0 | 0 | 0 | 0 | 0 | 0 | 402083.3227 | 459351 | 0 | 0 | 0 | 0 | 70858.9504 | 0 | 0 | 0 | 0 | 0 | 0 | 2319785.6305 | 0 | 0 | 0 | 0 | 0 | 0 | 0 | 0 | 0 | 0 | 0 | 0 | -57267.6773 | 0 | 0 | 0 | 0 | 0 | 0 | 0 | 0 | 0 | 0 | 0 | 0 | 0 | 0 | 0 | 0 | 0 | 0 | 0
2016-10-28 23:00 | 0 | 0 | 0 | 0 | 0 | 0 | 266187.6292 | 458141 | 0 | 0 | 0 | 0 | 0 | 0 | 0 | 0 | 0 | 0 | 0 | 2198691.21 | 0 | 0 | 0 | 0 | 0 | 0 | 0 | 0 | 0 | 0 | 0 | 0 | -70858.9504 | 0 | 0 | 0 | 0 | 0 | 0 | 0 | 0 | 171155.7979 | 292250.2184 | 0 | 0 | 0 | 0 | 0 | 0 | 0 | 0 | 0
2016-10-29 | 0 | 0 | 0 | 0 | 0 | 502127.5976 | 59714.1744 | 451526 | 0 | 0 | 0 | 0 | 70858.9504 | 0 | 0 | 0 | 0 | 0 | 0 | 2238148.0317 | 0 | 0 | 0 | 0 | 0 | 0 | 0 | 0 | 0 | 0 | 0 | 0 | 70858.9504 | 0 | 0 | 0 | 0 | 0 | 0 | 0 | 0 | 331707.04 | 292250.2184 | 0 | 0 | 0 | 0 | 0 | 0 | 0 | 0 | 0
2016-10-29 01:00 | 0 | 0 | 0 | 0 | 0 | 406976.9422 | 2.929 | 438382 | 0 | 0 | 0 | 0 | 0 | 0 | 0 | 0 | 0 | 0 | 0 | 2277604.8533 | 0 | 0 | 0 | 0 | 0 | 0 | 0 | 0 | 0 | 0 | 0 | 0 | -70858.9504 | 0 | 0 | 0 | 0 | 0 | 0 | 0 | 0 | 331707.04 | 292250.2184 | 0 | 0 | 0 | 0 | 0 | 0 | 0 | 0 | 0
2016-10-29 02:00 | 0 | 0 | 0 | 0 | 0 | 530013.772 | 0 | 419698 | 0 | 0 | 0 | 0 | 70858.9504 | 0 | 0 | 0 | 0 | 0 | 0 | 2317061.6749 | 0 | 0 | 0 | 0 | 0 | 0 | 0 | 0 | 0 | 0 | 0 | 0 | 70858.9504 | 0 | 0 | 0 | 0 | 0 | 0 | 0 | 0 | 331707.04 | 292250.2184 | 0 | 0 | 0 | 0 | 0 | 0 | 0 | 0 | 0
2016-10-29 03:00 | 0 | 0 | 0 | 0 | 0 | 508890.772 | 0 | 398575 | 0 | 0 | 0 | 0 | 141717.9008 | 0 | 0 | 0 | 0 | 0 | 0 | 2356518.4965 | 0 | 0 | 0 | 0 | 0 | 0 | 0 | 0 | 0 | 0 | 0 | 0 | 70858.9504 | 0 | 0 | 0 | 0 | 0 | 0 | 0 | 0 | 331707.04 | 292250.2184 | 0 | 0 | 0 | 0 | 0 | 0 | 0 | 0 | 0
2016-10-29 04:00 | 0 | 0 | 0 | 0 | 0 | 13803.8312 | 0 | 376913 | 0 | 0 | 0 | 0 | 70858.9504 | 0 | 0 | 0 | 0 | 0 | 0 | 2064268.2781 | 0 | 0 | 0 | 0 | 0 | 0 | 0 | 0 | 0 | 0 | 0 | 0 | -70858.9504 | 0 | 0 | 0 | 0 | 0 | 0 | 0 | 0 | 0 | 292250.2184 | 0 | 0 | 0 | 0 | 0 | 0 | 0 | 0 | 0
2016-10-29 05:00 | 0 | 0 | 0 | 0 | 0 | 137338.732 | 0 | 358730 | 0 | 0 | 0 | 0 | 141717.9008 | 0 | 0 | 0 | 0 | 0 | 0 | 1772018.0597 | 0 | 0 | 0 | 0 | 0 | 0 | 0 | 0 | 0 | 0 | 0 | 0 | 70858.9504 | 0 | 0 | 0 | 0 | 0 | 0 | 0 | 0 | 0 | 292250.2184 | 0 | 0 | 0 | 0 | 0 | 0 | 0 | 0 | 0
2016-10-29 06:00 | 0 | 0 | 0 | 0 | 0 | 314195.8712 | 0 | 345598 | 0 | 0 | 0 | 0 | 70858.9504 | 0 | 0 | 0 | 0 | 0 | 0 | 1811474.8813 | 0 | 0 | 0 | 0 | 0 | 0 | 0 | 0 | 0 | 0 | 0 | 0 | -70858.9504 | 0 | 0 | 0 | 0 | 0 | 0 | 0 | 0 | 331707.04 | 292250.2184 | 0 | 0 | 0 | 0 | 0 | 0 | 0 | 0 | 0
2016-10-29 07:00 | 0 | 0 | 0 | 0 | 0 | 114744.732 | 0 | 336136 | 0 | 0 | 0 | 0 | 141717.9008 | 0 | 0 | 0 | 0 | 0 | 0 | 1519224.6629 | 0 | 0 | 0 | 0 | 0 | 0 | 0 | 0 | 0 | 0 | 0 | 0 | 70858.9504 | 0 | 0 | 0 | 0 | 0 | 0 | 0 | 0 | 0 | 292250.2184 | 0 | 0 | 0 | 0 | 0 | 0 | 0 | 0 | 0
2016-10-29 08:00 | 0 | 0 | 0 | 0 | 0 | 428578.0955 | 0 | 331955 | 0 | 0 | 0 | 0 | 198884.1747 | 0 | 0 | 0 | 0 | 0 | 0 | 1558681.4846 | 0 | 0 | 0 | 0 | 0 | 0 | 0 | 0 | 0 | 0 | 0 | 0 | 57166.2739 | 0 | 0 | 0 | 0 | 0 | 0 | 0 | 0 | 331707.04 | 292250.2184 | 0 | 0 | 0 | 0 | 0 | 0 | 0 | 0 | 0
2016-10-29 09:00 | 0 | 0 | 0 | 0 | 0 | 0 | 0 | 334188 | 0 | 0 | 0 | 0 | 128025.2243 | 0 | 0 | 0 | 0 | 0 | 0 | 1295352.435 | 0 | 0 | 0 | 0 | 0 | 0 | 0 | 0 | 0 | 0 | 0 | 0 | -70858.9504 | 0 | 0 | 0 | 0 | 0 | 0 | 0 | 0 | 28921.1688 | 292250.2184 | 0 | 0 | 0 | 0 | 0 | 0 | 0 | 0 | 0
2016-10-29 10:00 | 0 | 0 | 0 | 0 | 0 | 309780.8712 | 0 | 341183 | 0 | 0 | 0 | 0 | 57166.2739 | 0 | 0 | 0 | 0 | 0 | 0 | 1334809.2566 | 0 | 0 | 0 | 0 | 0 | 0 | 0 | 0 | 0 | 0 | 0 | 0 | -70858.9504 | 0 | 0 | 0 | 0 | 0 | 0 | 0 | 0 | 331707.04 | 292250.2184 | 0 | 0 | 0 | 0 | 0 | 0 | 0 | 0 | 0
2016-10-29 11:00 | 0 | 0 | 0 | 0 | 0 | 406549.4981 | 0 | 353400 | 0 | 0 | 0 | 0 | 70858.9504 | 0 | 0 | 0 | 0 | 0 | 0 | 1374266.0782 | 0 | 0 | 0 | 0 | 0 | 0 | 0 | 0 | 0 | 0 | 0 | 0 | 13692.6765 | 0 | 0 | 0 | 0 | 0 | 0 | 0 | 0 | 331707.04 | 292250.2184 | 0 | 0 | 0 | 0 | 0 | 0 | 0 | 0 | 0
2016-10-29 12:00 | 0 | 0 | 0 | 0 | 0 | 3252.8312 | 0 | 366362 | 0 | 0 | 0 | 0 | 0 | 0 | 0 | 0 | 0 | 0 | 0 | 1082015.8598 | 0 | 0 | 0 | 0 | 0 | 0 | 0 | 0 | 0 | 0 | 0 | 0 | -70858.9504 | 0 | 0 | 0 | 0 | 0 | 0 | 0 | 0 | 0 | 292250.2184 | 0 | 0 | 0 | 0 | 0 | 0 | 0 | 0 | 0
2016-10-29 13:00 | 0 | 0 | 0 | 0 | 0 | 412312.9352 | 755.7846 | 379350 | 0 | 0 | 0 | 0 | 70858.9504 | 0 | 0 | 0 | 0 | 0 | 0 | 1044875.6292 | 0 | 0 | 0 | 0 | 0 | 0 | 0 | 0 | 0 | 0 | 0 | 0 | 70858.9504 | 0 | 0 | 0 | 0 | 0 | 0 | 0 | 0 | 255109.9878 | 292250.2184 | 0 | 0 | 0 | 0 | 0 | 0 | 0 | 0 | 0
2016-10-29 14:00 | 0 | 0 | 0 | 0 | 0 | 280233.1563 | 182247.3057 | 393060 | 0 | 0 | 0 | 0 | 141717.9008 | 0 | 0 | 0 | 0 | 0 | 0 | 1043437.1408 | 0 | 0 | 0 | 0 | 0 | 0 | 0 | 0 | 0 | 0 | 0 | 0 | 70858.9504 | 0 | 0 | 0 | 0 | 0 | 0 | 0 | 0 | 290811.73 | 292250.2184 | 0 | 0 | 0 | 0 | 0 | 0 | 0 | 0 | 0
2016-10-29 15:00 | 0 | 0 | 0 | 0 | 0 | 261691.5905 | 529996.7234 | 402815 | 0 | 0 | 0 | 0 | 198884.1747 | 0 | 0 | 0 | 0 | 0 | 0 | 1375144.1808 | 0 | 0 | 0 | 0 | 0 | 0 | 0 | 0 | 0 | 0 | 0 | 0 | 57166.2739 | 0 | 0 | 0 | 0 | 0 | 0 | 0 | 0 | 331707.04 | 0 | 0 | 0 | 0 | 0 | 0 | 0 | 0 | 0 | 0
2016-10-29 16:00 | 0 | 0 | 0 | 0 | 0 | 0 | 651311.1439 | 410672 | 0 | 0 | 0 | 0 | 198884.1747 | 0 | 0 | 0 | 0 | 0 | 0 | 1615783.3248 | 0 | 0 | 0 | 0 | 0 | 0 | 0 | 0 | 0 | 0 | 0 | 0 | 0 | 0 | 0 | 0 | 0 | 0 | 0 | 0 | 0 | 240639.1439 | 0 | 0 | 0 | 0 | 0 | 0 | 0 | 0 | 0 | 0
2016-10-29 17:00 | 0 | 0 | 0 | 0 | 0 | 0 | 660198.3666 | 417739 | 0 | 0 | 0 | 0 | 128025.2243 | 0 | 0 | 0 | 0 | 0 | 0 | 1929101.6418 | 0 | 0 | 0 | 0 | 0 | 0 | 0 | 0 | 0 | 0 | 0 | 0 | -70858.9504 | 0 | 0 | 0 | 0 | 0 | 0 | 0 | 0 | 313318.317 | 0 | 0 | 0 | 0 | 0 | 0 | 0 | 0 | 0 | 0
2016-10-29 18:00 | 0 | 0 | 0 | 0 | 0 | 0 | 632513.9674 | 425048 | 0 | 0 | 0 | 0 | 198884.1747 | 0 | 0 | 0 | 0 | 0 | 0 | 2065708.6588 | 0 | 0 | 0 | 0 | 0 | 0 | 0 | 0 | 0 | 0 | 0 | 0 | 70858.9504 | 0 | 0 | 0 | 0 | 0 | 0 | 0 | 0 | 136607.017 | 0 | 0 | 0 | 0 | 0 | 0 | 0 | 0 | 0 | 0
2016-10-29 19:00 | 0 | 0 | 0 | 0 | 0 | 0 | 619737.285 | 430421 | 0 | 0 | 0 | 0 | 198884.1747 | 0 | 0 | 0 | 0 | 0 | 0 | 2255024.9438 | 0 | 0 | 0 | 0 | 0 | 0 | 0 | 0 | 0 | 0 | 0 | 0 | 0 | 0 | 0 | 0 | 0 | 0 | 0 | 0 | 0 | 189316.285 | 0 | 0 | 0 | 0 | 0 | 0 | 0 | 0 | 0 | 0
2016-10-29 20:00 | 0 | 0 | 0 | 0 | 0 | 0 | 631817.9259 | 436729 | 0 | 0 | 0 | 0 | 128025.2243 | 0 | 0 | 0 | 0 | 0 | 0 | 2520972.82 | 0 | 0 | 0 | 0 | 0 | 0 | 0 | 0 | 0 | 0 | 0 | 0 | -70858.9504 | 0 | 0 | 0 | 0 | 0 | 0 | 0 | 0 | 265947.8763 | 0 | 0 | 0 | 0 | 0 | 0 | 0 | 0 | 0 | 0
2016-10-29 21:00 | 0 | 0 | 0 | 0 | 0 | 0 | 651825.1131 | 439461 | 0 | 0 | 0 | 0 | 198884.1747 | 0 | 0 | 0 | 0 | 0 | 0 | 2662477.9827 | 0 | 0 | 0 | 0 | 0 | 0 | 0 | 0 | 0 | 0 | 0 | 0 | 70858.9504 | 0 | 0 | 0 | 0 | 0 | 0 | 0 | 0 | 141505.1627 | 0 | 0 | 0 | 0 | 0 | 0 | 0 | 0 | 0 | 0
2016-10-29 22:00 | 0 | 0 | 0 | 0 | 0 | 0 | 623365.8736 | 439395 | 0 | 0 | 0 | 0 | 128025.2243 | 0 | 0 | 0 | 0 | 0 | 0 | 2917307.8067 | 0 | 0 | 0 | 0 | 0 | 0 | 0 | 0 | 0 | 0 | 0 | 0 | -70858.9504 | 0 | 0 | 0 | 0 | 0 | 0 | 0 | 0 | 254829.824 | 0 | 0 | 0 | 0 | 0 | 0 | 0 | 0 | 0 | 0
2016-10-29 23:00 | 0 | 0 | 0 | 0 | 0 | 43450.5225 | 396394.4775 | 439845 | 0 | 0 | 0 | 0 | 128025.2243 | 0 | 0 | 0 | 0 | 0 | 0 | 2917307.8067 | 0 | 0 | 0 | 0 | 0 | 0 | 0 | 0 | 0 | 0 | 0 | 0 | 0 | 0 | 0 | 0 | 0 | 0 | 0 | 0 | 0 | 0 | 0 | 0 | 0 | 0 | 0 | 0 | 0 | 0 | 0 | 0
2016-10-30 | 0 | 0 | 0 | 0 | 0 | 489517.9403 | 48382.5552 | 433880 | 0 | 0 | 0 | 0 | 198884.1747 | 0 | 0 | 0 | 0 | 0 | 0 | 2950469.3519 | 0 | 0 | 0 | 0 | 0 | 0 | 0 | 0 | 0 | 0 | 0 | 0 | 70858.9504 | 0 | 0 | 0 | 0 | 0 | 0 | 0 | 0 | 325411.7635 | 292250.2184 | 0 | 0 | 0 | 0 | 0 | 0 | 0 | 0 | 0
2016-10-30 01:00 | 0 | 0 | 0 | 0 | 0 | 390066.0481 | 0.82307 | 421469 | 0 | 0 | 0 | 0 | 128025.2243 | 0 | 0 | 0 | 0 | 0 | 0 | 2989926.1735 | 0 | 0 | 0 | 0 | 0 | 0 | 0 | 0 | 0 | 0 | 0 | 0 | -70858.9504 | 0 | 0 | 0 | 0 | 0 | 0 | 0 | 0 | 331707.04 | 292250.2184 | 0 | 0 | 0 | 0 | 0 | 0 | 0 | 0 | 0
2016-10-30 02:00 | 0 | 0 | 0 | 0 | 0 | 183680.732 | 0 | 405072 | 0 | 0 | 0 | 0 | 198884.1747 | 0 | 0 | 0 | 0 | 0 | 0 | 2697675.9551 | 0 | 0 | 0 | 0 | 0 | 0 | 0 | 0 | 0 | 0 | 0 | 0 | 70858.9504 | 0 | 0 | 0 | 0 | 0 | 0 | 0 | 0 | 0 | 292250.2184 | 0 | 0 | 0 | 0 | 0 | 0 | 0 | 0 | 0
2016-10-30 03:00 | 0 | 0 | 0 | 0 | 0 | 424544.8216 | 0 | 385088 | 0 | 0 | 0 | 0 | 198884.1747 | 0 | 0 | 0 | 0 | 0 | 0 | 2737132.7767 | 0 | 0 | 0 | 0 | 0 | 0 | 0 | 0 | 0 | 0 | 0 | 0 | 0 | 0 | 0 | 0 | 0 | 0 | 0 | 0 | 0 | 331707.04 | 292250.2184 | 0 | 0 | 0 | 0 | 0 | 0 | 0 | 0 | 0
2016-10-30 04:00 | 0 | 0 | 0 | 0 | 0 | 1466.8312 | 0 | 364576 | 0 | 0 | 0 | 0 | 128025.2243 | 0 | 0 | 0 | 0 | 0 | 0 | 2444882.5583 | 0 | 0 | 0 | 0 | 0 | 0 | 0 | 0 | 0 | 0 | 0 | 0 | -70858.9504 | 0 | 0 | 0 | 0 | 0 | 0 | 0 | 0 | 0 | 292250.2184 | 0 | 0 | 0 | 0 | 0 | 0 | 0 | 0 | 0
2016-10-30 05:00 | 0 | 0 | 0 | 0 | 0 | 458454.772 | 0 | 348139 | 0 | 0 | 0 | 0 | 198884.1747 | 0 | 0 | 0 | 0 | 0 | 0 | 2484339.3799 | 0 | 0 | 0 | 0 | 0 | 0 | 0 | 0 | 0 | 0 | 0 | 0 | 70858.9504 | 0 | 0 | 0 | 0 | 0 | 0 | 0 | 0 | 331707.04 | 292250.2184 | 0 | 0 | 0 | 0 | 0 | 0 | 0 | 0 | 0
2016-10-30 06:00 | 0 | 0 | 0 | 0 | 0 | 41767.7816 | 0 | 334018 | 0 | 0 | 0 | 0 | 198884.1747 | 0 | 0 | 0 | 0 | 0 | 0 | 2192089.1615 | 0 | 0 | 0 | 0 | 0 | 0 | 0 | 0 | 0 | 0 | 0 | 0 | 0 | 0 | 0 | 0 | 0 | 0 | 0 | 0 | 0 | 0 | 292250.2184 | 0 | 0 | 0 | 0 | 0 | 0 | 0 | 0 | 0
2016-10-30 07:00 | 0 | 0 | 0 | 0 | 0 | 293028.8712 | 0 | 324431 | 0 | 0 | 0 | 0 | 128025.2243 | 0 | 0 | 0 | 0 | 0 | 0 | 2231545.9832 | 0 | 0 | 0 | 0 | 0 | 0 | 0 | 0 | 0 | 0 | 0 | 0 | -70858.9504 | 0 | 0 | 0 | 0 | 0 | 0 | 0 | 0 | 331707.04 | 292250.2184 | 0 | 0 | 0 | 0 | 0 | 0 | 0 | 0 | 0
2016-10-30 08:00 | 0 | 0 | 0 | 0 | 0 | 97564.732 | 0 | 318956 | 0 | 0 | 0 | 0 | 198884.1747 | 0 | 0 | 0 | 0 | 0 | 0 | 1939295.7648 | 0 | 0 | 0 | 0 | 0 | 0 | 0 | 0 | 0 | 0 | 0 | 0 | 70858.9504 | 0 | 0 | 0 | 0 | 0 | 0 | 0 | 0 | 0 | 292250.2184 | 0 | 0 | 0 | 0 | 0 | 0 | 0 | 0 | 0
2016-10-30 09:00 | 0 | 0 | 0 | 0 | 0 | 357198.8216 | 0 | 317742 | 0 | 0 | 0 | 0 | 198884.1747 | 0 | 0 | 0 | 0 | 0 | 0 | 1978752.5864 | 0 | 0 | 0 | 0 | 0 | 0 | 0 | 0 | 0 | 0 | 0 | 0 | 0 | 0 | 0 | 0 | 0 | 0 | 0 | 0 | 0 | 331707.04 | 292250.2184 | 0 | 0 | 0 | 0 | 0 | 0 | 0 | 0 | 0
2016-10-30 10:00 | 0 | 0 | 0 | 0 | 0 | 0 | 0 | 321987 | 0 | 0 | 0 | 0 | 128025.2243 | 0 | 0 | 0 | 0 | 0 | 0 | 1727624.5368 | 0 | 0 | 0 | 0 | 0 | 0 | 0 | 0 | 0 | 0 | 0 | 0 | -70858.9504 | 0 | 0 | 0 | 0 | 0 | 0 | 0 | 0 | 41122.1688 | 292250.2184 | 0 | 0 | 0 | 0 | 0 | 0 | 0 | 0 | 0
2016-10-30 11:00 | 0 | 0 | 0 | 0 | 0 | 298753.8712 | 0 | 330156 | 0 | 0 | 0 | 0 | 57166.2739 | 0 | 0 | 0 | 0 | 0 | 0 | 1767081.3584 | 0 | 0 | 0 | 0 | 0 | 0 | 0 | 0 | 0 | 0 | 0 | 0 | -70858.9504 | 0 | 0 | 0 | 0 | 0 | 0 | 0 | 0 | 331707.04 | 292250.2184 | 0 | 0 | 0 | 0 | 0 | 0 | 0 | 0 | 0
2016-10-30 12:00 | 0 | 0 | 0 | 0 | 0 | 63739.4581 | 0 | 342297 | 0 | 0 | 0 | 0 | 70858.9504 | 0 | 0 | 0 | 0 | 0 | 0 | 1474831.14 | 0 | 0 | 0 | 0 | 0 | 0 | 0 | 0 | 0 | 0 | 0 | 0 | 13692.6765 | 0 | 0 | 0 | 0 | 0 | 0 | 0 | 0 | 0 | 292250.2184 | 0 | 0 | 0 | 0 | 0 | 0 | 0 | 0 | 0
2016-10-30 13:00 | 0 | 0 | 0 | 0 | 0 | 283326.8683 | 624.4237 | 356809 | 0 | 0 | 0 | 0 | 0 | 0 | 0 | 0 | 0 | 0 | 0 | 1472832.3824 | 0 | 0 | 0 | 0 | 0 | 0 | 0 | 0 | 0 | 0 | 0 | 0 | -70858.9504 | 0 | 0 | 0 | 0 | 0 | 0 | 0 | 0 | 290251.4607 | 292250.2184 | 0 | 0 | 0 | 0 | 0 | 0 | 0 | 0 | 0
2016-10-30 14:00 | 0 | 0 | 0 | 0 | 0 | 0 | 198306.4177 | 371612 | 0 | 0 | 0 | 0 | 0 | 0 | 0 | 0 | 0 | 0 | 0 | 1299526.8001 | 0 | 0 | 0 | 0 | 0 | 0 | 0 | 0 | 0 | 0 | 0 | 0 | 0 | 0 | 0 | 0 | 0 | 0 | 0 | 0 | 0 | 118944.6361 | 292250.2184 | 0 | 0 | 0 | 0 | 0 | 0 | 0 | 0 | 0
2016-10-30 15:00 | 0 | 0 | 0 | 0 | 0 | 181627.4903 | 388753.2634 | 384979 | 0 | 0 | 0 | 0 | 70858.9504 | 0 | 0 | 0 | 0 | 0 | 0 | 1414069.6034 | 0 | 0 | 0 | 0 | 0 | 0 | 0 | 0 | 0 | 0 | 0 | 0 | 70858.9504 | 0 | 0 | 0 | 0 | 0 | 0 | 0 | 0 | 114542.8033 | 0 | 0 | 0 | 0 | 0 | 0 | 0 | 0 | 0 | 0
2016-10-30 16:00 | 0 | 0 | 0 | 0 | 0 | 0 | 483574.5001 | 398469 | 0 | 0 | 0 | 0 | 0 | 0 | 0 | 0 | 0 | 0 | 0 | 1570034.0539 | 0 | 0 | 0 | 0 | 0 | 0 | 0 | 0 | 0 | 0 | 0 | 0 | -70858.9504 | 0 | 0 | 0 | 0 | 0 | 0 | 0 | 0 | 155964.4505 | 0 | 0 | 0 | 0 | 0 | 0 | 0 | 0 | 0 | 0
2016-10-30 17:00 | 0 | 0 | 0 | 0 | 0 | 171781.6209 | 512383.8417 | 411094 | 0 | 0 | 0 | 0 | 0 | 0 | 0 | 0 | 0 | 0 | 0 | 1843105.5166 | 0 | 0 | 0 | 0 | 0 | 0 | 0 | 0 | 0 | 0 | 0 | 0 | 0 | 0 | 0 | 0 | 0 | 0 | 0 | 0 | 0 | 273071.4626 | 0 | 0 | 0 | 0 | 0 | 0 | 0 | 0 | 0 | 0
2016-10-30 18:00 | 0 | 0 | 0 | 0 | 0 | 0 | 519876.3694 | 421927 | 0 | 0 | 0 | 0 | 70858.9504 | 0 | 0 | 0 | 0 | 0 | 0 | 1870195.9356 | 0 | 0 | 0 | 0 | 0 | 0 | 0 | 0 | 0 | 0 | 0 | 0 | 70858.9504 | 0 | 0 | 0 | 0 | 0 | 0 | 0 | 0 | 27090.419 | 0 | 0 | 0 | 0 | 0 | 0 | 0 | 0 | 0 | 0
2016-10-30 19:00 | 0 | 0 | 0 | 0 | 0 | 164157.693 | 526178.3966 | 429488 | 0 | 0 | 0 | 0 | 0 | 0 | 0 | 0 | 0 | 0 | 0 | 2201902.9756 | 0 | 0 | 0 | 0 | 0 | 0 | 0 | 0 | 0 | 0 | 0 | 0 | -70858.9504 | 0 | 0 | 0 | 0 | 0 | 0 | 0 | 0 | 331707.04 | 0 | 0 | 0 | 0 | 0 | 0 | 0 | 0 | 0 | 0
2016-10-30 20:00 | 0 | 0 | 0 | 0 | 0 | 0 | 529251.2912 | 436896 | 0 | 0 | 0 | 0 | 70858.9504 | 0 | 0 | 0 | 0 | 0 | 0 | 2223399.3163 | 0 | 0 | 0 | 0 | 0 | 0 | 0 | 0 | 0 | 0 | 0 | 0 | 70858.9504 | 0 | 0 | 0 | 0 | 0 | 0 | 0 | 0 | 21496.3408 | 0 | 0 | 0 | 0 | 0 | 0 | 0 | 0 | 0 | 0
2016-10-30 21:00 | 0 | 0 | 0 | 0 | 0 | 0 | 516577.4027 | 441267 | 0 | 0 | 0 | 0 | 0 | 0 | 0 | 0 | 0 | 0 | 0 | 2369568.6694 | 0 | 0 | 0 | 0 | 0 | 0 | 0 | 0 | 0 | 0 | 0 | 0 | -70858.9504 | 0 | 0 | 0 | 0 | 0 | 0 | 0 | 0 | 146169.3531 | 0 | 0 | 0 | 0 | 0 | 0 | 0 | 0 | 0 | 0
2016-10-30 22:00 | 0 | 0 | 0 | 0 | 0 | 0 | 461322.0801 | 444525 | 0 | 0 | 0 | 0 | 0 | 0 | 0 | 0 | 0 | 0 | 0 | 2386365.7495 | 0 | 0 | 0 | 0 | 0 | 0 | 0 | 0 | 0 | 0 | 0 | 0 | 0 | 0 | 0 | 0 | 0 | 0 | 0 | 0 | 0 | 16797.0801 | 0 | 0 | 0 | 0 | 0 | 0 | 0 | 0 | 0 | 0
2016-10-30 23:00 | 0 | 0 | 0 | 0 | 0 | 0 | 280650.1749 | 448448 | 0 | 0 | 0 | 0 | 0 | 0 | 0 | 0 | 0 | 0 | 0 | 2218567.9244 | 0 | 0 | 0 | 0 | 0 | 0 | 0 | 0 | 0 | 0 | 0 | 0 | 0 | 0 | 0 | 0 | 0 | 0 | 0 | 0 | 0 | 124452.3933 | 292250.2184 | 0 | 0 | 0 | 0 | 0 | 0 | 0 | 0 | 0
2016-10-31 | 0 | 0 | 0 | 0 | 0 | 417035.5274 | 56927.831 | 445376 | 0 | 0 | 0 | 0 | 70858.9504 | 0 | 0 | 0 | 0 | 0 | 0 | 2176296.3324 | 0 | 0 | 0 | 0 | 0 | 0 | 0 | 0 | 0 | 0 | 0 | 0 | 70858.9504 | 0 | 0 | 0 | 0 | 0 | 0 | 0 | 0 | 249978.6264 | 292250.2184 | 0 | 0 | 0 | 0 | 0 | 0 | 0 | 0 | 0
2016-10-31 01:00 | 0 | 0 | 0 | 0 | 0 | 194927.8928 | 0.16272 | 430012 | 0 | 0 | 0 | 0 | 128025.2243 | 0 | 0 | 0 | 0 | 0 | 0 | 1884046.114 | 0 | 0 | 0 | 0 | 0 | 0 | 0 | 0 | 0 | 0 | 0 | 0 | 57166.2739 | 0 | 0 | 0 | 0 | 0 | 0 | 0 | 0 | 0 | 292250.2184 | 0 | 0 | 0 | 0 | 0 | 0 | 0 | 0 | 0
2016-10-31 02:00 | 0 | 0 | 0 | 0 | 0 | 520739.772 | 0 | 410424 | 0 | 0 | 0 | 0 | 198884.1747 | 0 | 0 | 0 | 0 | 0 | 0 | 1923502.9356 | 0 | 0 | 0 | 0 | 0 | 0 | 0 | 0 | 0 | 0 | 0 | 0 | 70858.9504 | 0 | 0 | 0 | 0 | 0 | 0 | 0 | 0 | 331707.04 | 292250.2184 | 0 | 0 | 0 | 0 | 0 | 0 | 0 | 0 | 0
2016-10-31 03:00 | 0 | 0 | 0 | 0 | 0 | 425570.8216 | 0 | 386114 | 0 | 0 | 0 | 0 | 198884.1747 | 0 | 0 | 0 | 0 | 0 | 0 | 1962959.7572 | 0 | 0 | 0 | 0 | 0 | 0 | 0 | 0 | 0 | 0 | 0 | 0 | 0 | 0 | 0 | 0 | 0 | 0 | 0 | 0 | 0 | 331707.04 | 292250.2184 | 0 | 0 | 0 | 0 | 0 | 0 | 0 | 0 | 0
2016-10-31 04:00 | 0 | 0 | 0 | 0 | 0 | 332493.8712 | 0 | 363896 | 0 | 0 | 0 | 0 | 128025.2243 | 0 | 0 | 0 | 0 | 0 | 0 | 2002416.5788 | 0 | 0 | 0 | 0 | 0 | 0 | 0 | 0 | 0 | 0 | 0 | 0 | -70858.9504 | 0 | 0 | 0 | 0 | 0 | 0 | 0 | 0 | 331707.04 | 292250.2184 | 0 | 0 | 0 | 0 | 0 | 0 | 0 | 0 | 0
2016-10-31 05:00 | 0 | 0 | 0 | 0 | 0 | 456386.772 | 0 | 346071 | 0 | 0 | 0 | 0 | 198884.1747 | 0 | 0 | 0 | 0 | 0 | 0 | 2041873.4004 | 0 | 0 | 0 | 0 | 0 | 0 | 0 | 0 | 0 | 0 | 0 | 0 | 70858.9504 | 0 | 0 | 0 | 0 | 0 | 0 | 0 | 0 | 331707.04 | 292250.2184 | 0 | 0 | 0 | 0 | 0 | 0 | 0 | 0 | 0
2016-10-31 06:00 | 0 | 0 | 0 | 0 | 0 | 0 | 0 | 334247 | 0 | 0 | 0 | 0 | 128025.2243 | 0 | 0 | 0 | 0 | 0 | 0 | 1778485.3508 | 0 | 0 | 0 | 0 | 0 | 0 | 0 | 0 | 0 | 0 | 0 | 0 | -70858.9504 | 0 | 0 | 0 | 0 | 0 | 0 | 0 | 0 | 28862.1688 | 292250.2184 | 0 | 0 | 0 | 0 | 0 | 0 | 0 | 0 | 0
2016-10-31 07:00 | 0 | 0 | 0 | 0 | 0 | 437398.772 | 0 | 327083 | 0 | 0 | 0 | 0 | 198884.1747 | 0 | 0 | 0 | 0 | 0 | 0 | 1817942.1724 | 0 | 0 | 0 | 0 | 0 | 0 | 0 | 0 | 0 | 0 | 0 | 0 | 70858.9504 | 0 | 0 | 0 | 0 | 0 | 0 | 0 | 0 | 331707.04 | 292250.2184 | 0 | 0 | 0 | 0 | 0 | 0 | 0 | 0 | 0
2016-10-31 08:00 | 0 | 0 | 0 | 0 | 0 | 366100.8216 | 0 | 326644 | 0 | 0 | 0 | 0 | 198884.1747 | 0 | 0 | 0 | 0 | 0 | 0 | 1857398.994 | 0 | 0 | 0 | 0 | 0 | 0 | 0 | 0 | 0 | 0 | 0 | 0 | 0 | 0 | 0 | 0 | 0 | 0 | 0 | 0 | 0 | 331707.04 | 292250.2184 | 0 | 0 | 0 | 0 | 0 | 0 | 0 | 0 | 0
2016-10-31 09:00 | 0 | 0 | 0 | 0 | 0 | 305593.8712 | 0 | 336996 | 0 | 0 | 0 | 0 | 128025.2243 | 0 | 0 | 0 | 0 | 0 | 0 | 1896855.8157 | 0 | 0 | 0 | 0 | 0 | 0 | 0 | 0 | 0 | 0 | 0 | 0 | -70858.9504 | 0 | 0 | 0 | 0 | 0 | 0 | 0 | 0 | 331707.04 | 292250.2184 | 0 | 0 | 0 | 0 | 0 | 0 | 0 | 0 | 0
2016-10-31 10:00 | 0 | 0 | 0 | 0 | 0 | 474482.772 | 0 | 364167 | 0 | 0 | 0 | 0 | 198884.1747 | 0 | 0 | 0 | 0 | 0 | 0 | 1936312.6373 | 0 | 0 | 0 | 0 | 0 | 0 | 0 | 0 | 0 | 0 | 0 | 0 | 70858.9504 | 0 | 0 | 0 | 0 | 0 | 0 | 0 | 0 | 331707.04 | 292250.2184 | 0 | 0 | 0 | 0 | 0 | 0 | 0 | 0 | 0
2016-10-31 11:00 | 0 | 0 | 0 | 0 | 0 | 376524.5477 | 0 | 394234 | 0 | 0 | 0 | 0 | 141717.9008 | 0 | 0 | 0 | 0 | 0 | 0 | 1975769.4589 | 0 | 0 | 0 | 0 | 0 | 0 | 0 | 0 | 0 | 0 | 0 | 0 | -57166.2739 | 0 | 0 | 0 | 0 | 0 | 0 | 0 | 0 | 331707.04 | 292250.2184 | 0 | 0 | 0 | 0 | 0 | 0 | 0 | 0 | 0
2016-10-31 12:00 | 0 | 0 | 0 | 0 | 0 | 46838.8312 | 0 | 409948 | 0 | 0 | 0 | 0 | 70858.9504 | 0 | 0 | 0 | 0 | 0 | 0 | 1683519.2405 | 0 | 0 | 0 | 0 | 0 | 0 | 0 | 0 | 0 | 0 | 0 | 0 | -70858.9504 | 0 | 0 | 0 | 0 | 0 | 0 | 0 | 0 | 0 | 292250.2184 | 0 | 0 | 0 | 0 | 0 | 0 | 0 | 0 | 0
2016-10-31 13:00 | 0 | 0 | 0 | 0 | 0 | 386917.3478 | 499.5234 | 418819 | 0 | 0 | 0 | 0 | 0 | 0 | 0 | 0 | 0 | 0 | 0 | 1722976.0621 | 0 | 0 | 0 | 0 | 0 | 0 | 0 | 0 | 0 | 0 | 0 | 0 | -70858.9504 | 0 | 0 | 0 | 0 | 0 | 0 | 0 | 0 | 331707.04 | 292250.2184 | 0 | 0 | 0 | 0 | 0 | 0 | 0 | 0 | 0
2016-10-31 14:00 | 0 | 0 | 0 | 0 | 0 | 564510.9044 | 160122.6877 | 428158 | 0 | 0 | 0 | 0 | 70858.9504 | 0 | 0 | 0 | 0 | 0 | 0 | 1948592.7038 | 0 | 0 | 0 | 0 | 0 | 0 | 0 | 0 | 0 | 0 | 0 | 0 | 70858.9504 | 0 | 0 | 0 | 0 | 0 | 0 | 0 | 0 | 225616.6416 | 0 | 0 | 0 | 0 | 0 | 0 | 0 | 0 | 0 | 0
2016-10-31 15:00 | 0 | 0 | 0 | 0 | 0 | 0 | 527158.2156 | 435884 | 0 | 0 | 0 | 0 | 141717.9008 | 0 | 0 | 0 | 0 | 0 | 0 | 1969007.9689 | 0 | 0 | 0 | 0 | 0 | 0 | 0 | 0 | 0 | 0 | 0 | 0 | 70858.9504 | 0 | 0 | 0 | 0 | 0 | 0 | 0 | 0 | 20415.2652 | 0 | 0 | 0 | 0 | 0 | 0 | 0 | 0 | 0 | 0
2016-10-31 16:00 | 0 | 0 | 0 | 0 | 0 | 0 | 659449.6285 | 443570 | 0 | 0 | 0 | 0 | 198884.1747 | 0 | 0 | 0 | 0 | 0 | 0 | 2127721.3236 | 0 | 0 | 0 | 0 | 0 | 0 | 0 | 0 | 0 | 0 | 0 | 0 | 57166.2739 | 0 | 0 | 0 | 0 | 0 | 0 | 0 | 0 | 158713.3546 | 0 | 0 | 0 | 0 | 0 | 0 | 0 | 0 | 0 | 0
2016-10-31 17:00 | 0 | 0 | 0 | 0 | 0 | 0 | 671160.193 | 452155 | 0 | 0 | 0 | 0 | 198884.1747 | 0 | 0 | 0 | 0 | 0 | 0 | 2346726.5166 | 0 | 0 | 0 | 0 | 0 | 0 | 0 | 0 | 0 | 0 | 0 | 0 | 0 | 0 | 0 | 0 | 0 | 0 | 0 | 0 | 0 | 219005.193 | 0 | 0 | 0 | 0 | 0 | 0 | 0 | 0 | 0 | 0
2016-10-31 18:00 | 0 | 0 | 0 | 0 | 0 | 74123.0975 | 644356.9921 | 457632 | 0 | 0 | 0 | 0 | 128025.2243 | 0 | 0 | 0 | 0 | 0 | 0 | 2678433.5566 | 0 | 0 | 0 | 0 | 0 | 0 | 0 | 0 | 0 | 0 | 0 | 0 | -70858.9504 | 0 | 0 | 0 | 0 | 0 | 0 | 0 | 0 | 331707.04 | 0 | 0 | 0 | 0 | 0 | 0 | 0 | 0 | 0 | 0
2016-10-31 19:00 | 0 | 0 | 0 | 0 | 0 | 0 | 629679.0154 | 463453 | 0 | 0 | 0 | 0 | 198884.1747 | 0 | 0 | 0 | 0 | 0 | 0 | 2773800.6216 | 0 | 0 | 0 | 0 | 0 | 0 | 0 | 0 | 0 | 0 | 0 | 0 | 70858.9504 | 0 | 0 | 0 | 0 | 0 | 0 | 0 | 0 | 95367.065 | 0 | 0 | 0 | 0 | 0 | 0 | 0 | 0 | 0 | 0
2016-10-31 20:00 | 0 | 0 | 0 | 0 | 0 | 0 | 638582.4644 | 466731 | 0 | 0 | 0 | 0 | 128025.2243 | 0 | 0 | 0 | 0 | 0 | 0 | 3016511.0364 | 0 | 0 | 0 | 0 | 0 | 0 | 0 | 0 | 0 | 0 | 0 | 0 | -70858.9504 | 0 | 0 | 0 | 0 | 0 | 0 | 0 | 0 | 242710.4148 | 0 | 0 | 0 | 0 | 0 | 0 | 0 | 0 | 0 | 0
2016-10-31 21:00 | 0 | 0 | 0 | 0 | 0 | 0 | 652388.7291 | 467068 | 0 | 0 | 0 | 0 | 57166.2739 | 0 | 0 | 0 | 0 | 0 | 0 | 3272690.7159 | 0 | 0 | 0 | 0 | 0 | 0 | 0 | 0 | 0 | 0 | 0 | 0 | -70858.9504 | 0 | 0 | 0 | 0 | 0 | 0 | 0 | 0 | 256179.6795 | 0 | 0 | 0 | 0 | 0 | 0 | 0 | 0 | 0 | 0
2016-10-31 22:00 | 0 | 0 | 0 | 0 | 0 | 0 | 611349.2172 | 465870 | 0 | 0 | 0 | 0 | 128025.2243 | 0 | 0 | 0 | 0 | 0 | 0 | 3347310.9827 | 0 | 0 | 0 | 0 | 0 | 0 | 0 | 0 | 0 | 0 | 0 | 0 | 70858.9504 | 0 | 0 | 0 | 0 | 0 | 0 | 0 | 0 | 74620.2668 | 0 | 0 | 0 | 0 | 0 | 0 | 0 | 0 | 0 | 0
2016-10-31 23:00 | 0 | 0 | 0 | 0 | 0 | 469869.0124 | 395347.978 | 462651 | 0 | 0 | 0 | 0 | 198884.1747 | 0 | 0 | 0 | 0 | 0 | 0 | 3679018.0227 | 0 | 0 | 0 | 0 | 0 | 0 | 0 | 0 | 0 | 0 | 0 | 0 | 70858.9504 | 0 | 0 | 0 | 0 | 0 | 0 | 0 | 0 | 331707.04 | 0 | 0 | 0 | 0 | 0 | 0 | 0 | 0 | 0 | 0
2016-11-01 | 0 | 0 | 0 | 0 | 0 | 436061.0195 | 61186.8021 | 457791 | 0 | 0 | 0 | 0 | 198884.1747 | 0 | 0 | 0 | 0 | 0 | 0 | 3718474.8443 | 0 | 0 | 0 | 0 | 0 | 0 | 0 | 0 | 0 | 0 | 0 | 0 | 0 | 0 | 0 | 0 | 0 | 0 | 0 | 0 | 0 | 331707.04 | 292250.2184 | 0 | 0 | 0 | 0 | 0 | 0 | 0 | 0 | 0
2016-11-01 01:00 | 0 | 0 | 0 | 0 | 0 | 415133.8712 | 0 | 446536 | 0 | 0 | 0 | 0 | 128025.2243 | 0 | 0 | 0 | 0 | 0 | 0 | 3757931.6659 | 0 | 0 | 0 | 0 | 0 | 0 | 0 | 0 | 0 | 0 | 0 | 0 | -70858.9504 | 0 | 0 | 0 | 0 | 0 | 0 | 0 | 0 | 331707.04 | 292250.2184 | 0 | 0 | 0 | 0 | 0 | 0 | 0 | 0 | 0
2016-11-01 02:00 | 0 | 0 | 0 | 0 | 0 | 537248.772 | 0 | 426933 | 0 | 0 | 0 | 0 | 198884.1747 | 0 | 0 | 0 | 0 | 0 | 0 | 3797388.4875 | 0 | 0 | 0 | 0 | 0 | 0 | 0 | 0 | 0 | 0 | 0 | 0 | 70858.9504 | 0 | 0 | 0 | 0 | 0 | 0 | 0 | 0 | 331707.04 | 292250.2184 | 0 | 0 | 0 | 0 | 0 | 0 | 0 | 0 | 0
2016-11-01 03:00 | 0 | 0 | 0 | 0 | 0 | 440704.8216 | 0 | 401248 | 0 | 0 | 0 | 0 | 198884.1747 | 0 | 0 | 0 | 0 | 0 | 0 | 3836845.3092 | 0 | 0 | 0 | 0 | 0 | 0 | 0 | 0 | 0 | 0 | 0 | 0 | 0 | 0 | 0 | 0 | 0 | 0 | 0 | 0 | 0 | 331707.04 | 292250.2184 | 0 | 0 | 0 | 0 | 0 | 0 | 0 | 0 | 0
2016-11-01 04:00 | 0 | 0 | 0 | 0 | 0 | 345664.8712 | 0 | 377067 | 0 | 0 | 0 | 0 | 128025.2243 | 0 | 0 | 0 | 0 | 0 | 0 | 3876302.1308 | 0 | 0 | 0 | 0 | 0 | 0 | 0 | 0 | 0 | 0 | 0 | 0 | -70858.9504 | 0 | 0 | 0 | 0 | 0 | 0 | 0 | 0 | 331707.04 | 292250.2184 | 0 | 0 | 0 | 0 | 0 | 0 | 0 | 0 | 0
2016-11-01 05:00 | 0 | 0 | 0 | 0 | 0 | 469134.772 | 0 | 358819 | 0 | 0 | 0 | 0 | 198884.1747 | 0 | 0 | 0 | 0 | 0 | 0 | 3915758.9524 | 0 | 0 | 0 | 0 | 0 | 0 | 0 | 0 | 0 | 0 | 0 | 0 | 70858.9504 | 0 | 0 | 0 | 0 | 0 | 0 | 0 | 0 | 331707.04 | 292250.2184 | 0 | 0 | 0 | 0 | 0 | 0 | 0 | 0 | 0
2016-11-01 06:00 | 0 | 0 | 0 | 0 | 0 | 54391.7816 | 0 | 346642 | 0 | 0 | 0 | 0 | 198884.1747 | 0 | 0 | 0 | 0 | 0 | 0 | 3623508.734 | 0 | 0 | 0 | 0 | 0 | 0 | 0 | 0 | 0 | 0 | 0 | 0 | 0 | 0 | 0 | 0 | 0 | 0 | 0 | 0 | 0 | 0 | 292250.2184 | 0 | 0 | 0 | 0 | 0 | 0 | 0 | 0 | 0
2016-11-01 07:00 | 0 | 0 | 0 | 0 | 0 | 308673.8712 | 0 | 340076 | 0 | 0 | 0 | 0 | 128025.2243 | 0 | 0 | 0 | 0 | 0 | 0 | 3662965.5556 | 0 | 0 | 0 | 0 | 0 | 0 | 0 | 0 | 0 | 0 | 0 | 0 | -70858.9504 | 0 | 0 | 0 | 0 | 0 | 0 | 0 | 0 | 331707.04 | 292250.2184 | 0 | 0 | 0 | 0 | 0 | 0 | 0 | 0 | 0
2016-11-01 08:00 | 0 | 0 | 0 | 0 | 0 | 449576.772 | 0 | 339261 | 0 | 0 | 0 | 0 | 198884.1747 | 0 | 0 | 0 | 0 | 0 | 0 | 3702422.3772 | 0 | 0 | 0 | 0 | 0 | 0 | 0 | 0 | 0 | 0 | 0 | 0 | 70858.9504 | 0 | 0 | 0 | 0 | 0 | 0 | 0 | 0 | 331707.04 | 292250.2184 | 0 | 0 | 0 | 0 | 0 | 0 | 0 | 0 | 0
2016-11-01 09:00 | 0 | 0 | 0 | 0 | 0 | 388313.8216 | 0 | 348857 | 0 | 0 | 0 | 0 | 198884.1747 | 0 | 0 | 0 | 0 | 0 | 0 | 3741879.1988 | 0 | 0 | 0 | 0 | 0 | 0 | 0 | 0 | 0 | 0 | 0 | 0 | 0 | 0 | 0 | 0 | 0 | 0 | 0 | 0 | 0 | 331707.04 | 292250.2184 | 0 | 0 | 0 | 0 | 0 | 0 | 0 | 0 | 0
2016-11-01 10:00 | 0 | 0 | 0 | 0 | 0 | 12675.8312 | 0 | 375785 | 0 | 0 | 0 | 0 | 128025.2243 | 0 | 0 | 0 | 0 | 0 | 0 | 3449628.9804 | 0 | 0 | 0 | 0 | 0 | 0 | 0 | 0 | 0 | 0 | 0 | 0 | -70858.9504 | 0 | 0 | 0 | 0 | 0 | 0 | 0 | 0 | 0 | 292250.2184 | 0 | 0 | 0 | 0 | 0 | 0 | 0 | 0 | 0
2016-11-01 11:00 | 0 | 0 | 0 | 0 | 0 | 386652.5477 | 0 | 404362 | 0 | 0 | 0 | 0 | 70858.9504 | 0 | 0 | 0 | 0 | 0 | 0 | 3489085.8021 | 0 | 0 | 0 | 0 | 0 | 0 | 0 | 0 | 0 | 0 | 0 | 0 | -57166.2739 | 0 | 0 | 0 | 0 | 0 | 0 | 0 | 0 | 331707.04 | 292250.2184 | 0 | 0 | 0 | 0 | 0 | 0 | 0 | 0 | 0
2016-11-01 12:00 | 0 | 0 | 0 | 0 | 0 | 54990.8312 | 0 | 418100 | 0 | 0 | 0 | 0 | 0 | 0 | 0 | 0 | 0 | 0 | 0 | 3196835.5837 | 0 | 0 | 0 | 0 | 0 | 0 | 0 | 0 | 0 | 0 | 0 | 0 | -70858.9504 | 0 | 0 | 0 | 0 | 0 | 0 | 0 | 0 | 0 | 292250.2184 | 0 | 0 | 0 | 0 | 0 | 0 | 0 | 0 | 0
2016-11-01 13:00 | 0 | 0 | 0 | 0 | 0 | 367253.0632 | 372.9045 | 424883 | 0 | 0 | 0 | 0 | 0 | 0 | 0 | 0 | 0 | 0 | 0 | 3139578.5514 | 0 | 0 | 0 | 0 | 0 | 0 | 0 | 0 | 0 | 0 | 0 | 0 | 0 | 0 | 0 | 0 | 0 | 0 | 0 | 0 | 0 | 234993.1861 | 292250.2184 | 0 | 0 | 0 | 0 | 0 | 0 | 0 | 0 | 0
2016-11-01 14:00 | 0 | 0 | 0 | 0 | 0 | 254840.5371 | 95860.3359 | 432738 | 0 | 0 | 0 | 0 | 0 | 0 | 0 | 0 | 0 | 0 | 0 | 3057541.4244 | 0 | 0 | 0 | 0 | 0 | 0 | 0 | 0 | 0 | 0 | 0 | 0 | 0 | 0 | 0 | 0 | 0 | 0 | 0 | 0 | 0 | 210213.0914 | 292250.2184 | 0 | 0 | 0 | 0 | 0 | 0 | 0 | 0 | 0
2016-11-01 15:00 | 0 | 0 | 0 | 0 | 0 | 0 | 337837.1689 | 441024 | 0 | 0 | 0 | 0 | 0 | 0 | 0 | 0 | 0 | 0 | 0 | 2954354.5933 | 0 | 0 | 0 | 0 | 0 | 0 | 0 | 0 | 0 | 0 | 0 | 0 | 0 | 0 | 0 | 0 | 0 | 0 | 0 | 0 | 0 | 189063.3873 | 292250.2184 | 0 | 0 | 0 | 0 | 0 | 0 | 0 | 0 | 0
2016-11-01 16:00 | 0 | 0 | 0 | 0 | 0 | 187129.5102 | 484200.5721 | 448543 | 0 | 0 | 0 | 0 | 70858.9504 | 0 | 0 | 0 | 0 | 0 | 0 | 3106282.7251 | 0 | 0 | 0 | 0 | 0 | 0 | 0 | 0 | 0 | 0 | 0 | 0 | 70858.9504 | 0 | 0 | 0 | 0 | 0 | 0 | 0 | 0 | 151928.1318 | 0 | 0 | 0 | 0 | 0 | 0 | 0 | 0 | 0 | 0
2016-11-01 17:00 | 0 | 0 | 0 | 0 | 0 | 0 | 538923.4683 | 454209 | 0 | 0 | 0 | 0 | 128025.2243 | 0 | 0 | 0 | 0 | 0 | 0 | 3133830.9195 | 0 | 0 | 0 | 0 | 0 | 0 | 0 | 0 | 0 | 0 | 0 | 0 | 57166.2739 | 0 | 0 | 0 | 0 | 0 | 0 | 0 | 0 | 27548.1944 | 0 | 0 | 0 | 0 | 0 | 0 | 0 | 0 | 0 | 0
2016-11-01 18:00 | 0 | 0 | 0 | 0 | 0 | 0 | 538500.1253 | 460031 | 0 | 0 | 0 | 0 | 198884.1747 | 0 | 0 | 0 | 0 | 0 | 0 | 3141441.0944 | 0 | 0 | 0 | 0 | 0 | 0 | 0 | 0 | 0 | 0 | 0 | 0 | 70858.9504 | 0 | 0 | 0 | 0 | 0 | 0 | 0 | 0 | 7610.1749 | 0 | 0 | 0 | 0 | 0 | 0 | 0 | 0 | 0 | 0
2016-11-01 19:00 | 0 | 0 | 0 | 0 | 0 | 0 | 529227.7821 | 464625 | 0 | 0 | 0 | 0 | 128025.2243 | 0 | 0 | 0 | 0 | 0 | 0 | 3276902.827 | 0 | 0 | 0 | 0 | 0 | 0 | 0 | 0 | 0 | 0 | 0 | 0 | -70858.9504 | 0 | 0 | 0 | 0 | 0 | 0 | 0 | 0 | 135461.7325 | 0 | 0 | 0 | 0 | 0 | 0 | 0 | 0 | 0 | 0
2016-11-01 20:00 | 0 | 0 | 0 | 0 | 0 | 17156.4328 | 523126.5176 | 469424 | 0 | 0 | 0 | 0 | 198884.1747 | 0 | 0 | 0 | 0 | 0 | 0 | 3276902.827 | 0 | 0 | 0 | 0 | 0 | 0 | 0 | 0 | 0 | 0 | 0 | 0 | 70858.9504 | 0 | 0 | 0 | 0 | 0 | 0 | 0 | 0 | 0 | 0 | 0 | 0 | 0 | 0 | 0 | 0 | 0 | 0 | 0
2016-11-01 21:00 | 0 | 0 | 0 | 0 | 0 | 0 | 507455.6378 | 473308 | 0 | 0 | 0 | 0 | 128025.2243 | 0 | 0 | 0 | 0 | 0 | 0 | 3381909.4151 | 0 | 0 | 0 | 0 | 0 | 0 | 0 | 0 | 0 | 0 | 0 | 0 | -70858.9504 | 0 | 0 | 0 | 0 | 0 | 0 | 0 | 0 | 105006.5882 | 0 | 0 | 0 | 0 | 0 | 0 | 0 | 0 | 0 | 0
2016-11-01 22:00 | 0 | 0 | 0 | 0 | 0 | 303734.2803 | 457068.1713 | 477350 | 0 | 0 | 0 | 0 | 198884.1747 | 0 | 0 | 0 | 0 | 0 | 0 | 3594502.9163 | 0 | 0 | 0 | 0 | 0 | 0 | 0 | 0 | 0 | 0 | 0 | 0 | 70858.9504 | 0 | 0 | 0 | 0 | 0 | 0 | 0 | 0 | 212593.5012 | 0 | 0 | 0 | 0 | 0 | 0 | 0 | 0 | 0 | 0
2016-11-01 23:00 | 0 | 0 | 0 | 0 | 0 | 159220.3985 | 322610.6015 | 481831 | 0 | 0 | 0 | 0 | 198884.1747 | 0 | 0 | 0 | 0 | 0 | 0 | 3594502.9163 | 0 | 0 | 0 | 0 | 0 | 0 | 0 | 0 | 0 | 0 | 0 | 0 | 0 | 0 | 0 | 0 | 0 | 0 | 0 | 0 | 0 | 0 | 0 | 0 | 0 | 0 | 0 | 0 | 0 | 0 | 0 | 0
2016-11-02 | 0 | 0 | 0 | 0 | 0 | 124199.7395 | 61143.2002 | 478077 | 0 | 0 | 0 | 0 | 198400.3327 | 0 | 0 | 0 | 0 | 0 | 0 | 3302252.6979 | 0 | 0 | 0 | 0 | 0 | 0 | 0 | 0 | 0 | 0 | 0 | 0 | -483.8419 | 0 | 0 | 0 | 0 | 0 | 0 | 0 | 0 | 0 | 292250.2184 | 0 | 0 | 0 | 0 | 0 | 0 | 0 | 0 | 0
2016-11-02 01:00 | 0 | 0 | 0 | 0 | 0 | 501875.6636 | 0 | 461935 | 0 | 0 | 0 | 0 | 198884.1747 | 0 | 0 | 0 | 0 | 0 | 0 | 3341709.5195 | 0 | 0 | 0 | 0 | 0 | 0 | 0 | 0 | 0 | 0 | 0 | 0 | 483.8419 | 0 | 0 | 0 | 0 | 0 | 0 | 0 | 0 | 331707.04 | 292250.2184 | 0 | 0 | 0 | 0 | 0 | 0 | 0 | 0 | 0
2016-11-02 02:00 | 0 | 0 | 0 | 0 | 0 | 406668.8712 | 0 | 438071 | 0 | 0 | 0 | 0 | 128025.2243 | 0 | 0 | 0 | 0 | 0 | 0 | 3381166.3411 | 0 | 0 | 0 | 0 | 0 | 0 | 0 | 0 | 0 | 0 | 0 | 0 | -70858.9504 | 0 | 0 | 0 | 0 | 0 | 0 | 0 | 0 | 331707.04 | 292250.2184 | 0 | 0 | 0 | 0 | 0 | 0 | 0 | 0 | 0
2016-11-02 03:00 | 0 | 0 | 0 | 0 | 0 | 189642.732 | 0 | 411034 | 0 | 0 | 0 | 0 | 198884.1747 | 0 | 0 | 0 | 0 | 0 | 0 | 3088916.1228 | 0 | 0 | 0 | 0 | 0 | 0 | 0 | 0 | 0 | 0 | 0 | 0 | 70858.9504 | 0 | 0 | 0 | 0 | 0 | 0 | 0 | 0 | 0 | 292250.2184 | 0 | 0 | 0 | 0 | 0 | 0 | 0 | 0 | 0
2016-11-02 04:00 | 0 | 0 | 0 | 0 | 0 | 423642.8216 | 0 | 384186 | 0 | 0 | 0 | 0 | 198884.1747 | 0 | 0 | 0 | 0 | 0 | 0 | 3128372.9444 | 0 | 0 | 0 | 0 | 0 | 0 | 0 | 0 | 0 | 0 | 0 | 0 | 0 | 0 | 0 | 0 | 0 | 0 | 0 | 0 | 0 | 331707.04 | 292250.2184 | 0 | 0 | 0 | 0 | 0 | 0 | 0 | 0 | 0
2016-11-02 05:00 | 0 | 0 | 0 | 0 | 0 | 332495.8712 | 0 | 363898 | 0 | 0 | 0 | 0 | 128025.2243 | 0 | 0 | 0 | 0 | 0 | 0 | 3167829.766 | 0 | 0 | 0 | 0 | 0 | 0 | 0 | 0 | 0 | 0 | 0 | 0 | -70858.9504 | 0 | 0 | 0 | 0 | 0 | 0 | 0 | 0 | 331707.04 | 292250.2184 | 0 | 0 | 0 | 0 | 0 | 0 | 0 | 0 | 0
2016-11-02 06:00 | 0 | 0 | 0 | 0 | 0 | 460751.772 | 0 | 350436 | 0 | 0 | 0 | 0 | 198884.1747 | 0 | 0 | 0 | 0 | 0 | 0 | 3207286.5876 | 0 | 0 | 0 | 0 | 0 | 0 | 0 | 0 | 0 | 0 | 0 | 0 | 70858.9504 | 0 | 0 | 0 | 0 | 0 | 0 | 0 | 0 | 331707.04 | 292250.2184 | 0 | 0 | 0 | 0 | 0 | 0 | 0 | 0 | 0
2016-11-02 07:00 | 0 | 0 | 0 | 0 | 0 | 381747.8216 | 0 | 342291 | 0 | 0 | 0 | 0 | 198884.1747 | 0 | 0 | 0 | 0 | 0 | 0 | 3246743.4092 | 0 | 0 | 0 | 0 | 0 | 0 | 0 | 0 | 0 | 0 | 0 | 0 | 0 | 0 | 0 | 0 | 0 | 0 | 0 | 0 | 0 | 331707.04 | 292250.2184 | 0 | 0 | 0 | 0 | 0 | 0 | 0 | 0 | 0
2016-11-02 08:00 | 0 | 0 | 0 | 0 | 0 | 309526.8712 | 0 | 340929 | 0 | 0 | 0 | 0 | 128025.2243 | 0 | 0 | 0 | 0 | 0 | 0 | 3286200.2308 | 0 | 0 | 0 | 0 | 0 | 0 | 0 | 0 | 0 | 0 | 0 | 0 | -70858.9504 | 0 | 0 | 0 | 0 | 0 | 0 | 0 | 0 | 331707.04 | 292250.2184 | 0 | 0 | 0 | 0 | 0 | 0 | 0 | 0 | 0
2016-11-02 09:00 | 0 | 0 | 0 | 0 | 0 | 319108.8712 | 0 | 350511 | 0 | 0 | 0 | 0 | 57166.2739 | 0 | 0 | 0 | 0 | 0 | 0 | 3325657.0524 | 0 | 0 | 0 | 0 | 0 | 0 | 0 | 0 | 0 | 0 | 0 | 0 | -70858.9504 | 0 | 0 | 0 | 0 | 0 | 0 | 0 | 0 | 331707.04 | 292250.2184 | 0 | 0 | 0 | 0 | 0 | 0 | 0 | 0 | 0
2016-11-02 10:00 | 0 | 0 | 0 | 0 | 0 | 154349.732 | 0 | 375741 | 0 | 0 | 0 | 0 | 128025.2243 | 0 | 0 | 0 | 0 | 0 | 0 | 3033406.8341 | 0 | 0 | 0 | 0 | 0 | 0 | 0 | 0 | 0 | 0 | 0 | 0 | 70858.9504 | 0 | 0 | 0 | 0 | 0 | 0 | 0 | 0 | 0 | 292250.2184 | 0 | 0 | 0 | 0 | 0 | 0 | 0 | 0 | 0
2016-11-02 11:00 | 0 | 0 | 0 | 0 | 0 | 354446.0375 | 0 | 403615 | 0 | 0 | 0 | 0 | 198884.1747 | 0 | 0 | 0 | 0 | 0 | 0 | 2913378.9212 | 0 | 0 | 0 | 0 | 0 | 0 | 0 | 0 | 0 | 0 | 0 | 0 | 70858.9504 | 0 | 0 | 0 | 0 | 0 | 0 | 0 | 0 | 172222.3055 | 292250.2184 | 0 | 0 | 0 | 0 | 0 | 0 | 0 | 0 | 0
2016-11-02 12:00 | 0 | 0 | 0 | 0 | 0 | 55203.8312 | 0 | 418313 | 0 | 0 | 0 | 0 | 128025.2243 | 0 | 0 | 0 | 0 | 0 | 0 | 2621128.7028 | 0 | 0 | 0 | 0 | 0 | 0 | 0 | 0 | 0 | 0 | 0 | 0 | -70858.9504 | 0 | 0 | 0 | 0 | 0 | 0 | 0 | 0 | 0 | 292250.2184 | 0 | 0 | 0 | 0 | 0 | 0 | 0 | 0 | 0
2016-11-02 13:00 | 0 | 0 | 0 | 0 | 0 | 305724.4114 | 154.2264 | 426393 | 0 | 0 | 0 | 0 | 198884.1747 | 0 | 0 | 0 | 0 | 0 | 0 | 2429755.3902 | 0 | 0 | 0 | 0 | 0 | 0 | 0 | 0 | 0 | 0 | 0 | 0 | 70858.9504 | 0 | 0 | 0 | 0 | 0 | 0 | 0 | 0 | 100876.9058 | 292250.2184 | 0 | 0 | 0 | 0 | 0 | 0 | 0 | 0 | 0
2016-11-02 14:00 | 0 | 0 | 0 | 0 | 0 | 0 | 95365.7761 | 436379 | 0 | 0 | 0 | 0 | 150121.1692 | 0 | 0 | 0 | 0 | 0 | 0 | 2137505.1718 | 0 | 0 | 0 | 0 | 0 | 0 | 0 | 0 | 0 | 0 | 0 | 0 | -48763.0055 | 0 | 0 | 0 | 0 | 0 | 0 | 0 | 0 | 0 | 292250.2184 | 0 | 0 | 0 | 0 | 0 | 0 | 0 | 0 | 0
2016-11-02 15:00 | 0 | 0 | 0 | 0 | 0 | 0 | 518626.1709 | 444579 | 0 | 0 | 0 | 0 | 198884.1747 | 0 | 0 | 0 | 0 | 0 | 0 | 2162789.3373 | 0 | 0 | 0 | 0 | 0 | 0 | 0 | 0 | 0 | 0 | 0 | 0 | 48763.0055 | 0 | 0 | 0 | 0 | 0 | 0 | 0 | 0 | 25284.1654 | 0 | 0 | 0 | 0 | 0 | 0 | 0 | 0 | 0 | 0
2016-11-02 16:00 | 0 | 0 | 0 | 0 | 0 | 0 | 640616.1149 | 451675 | 0 | 0 | 0 | 0 | 198884.1747 | 0 | 0 | 0 | 0 | 0 | 0 | 2351730.4522 | 0 | 0 | 0 | 0 | 0 | 0 | 0 | 0 | 0 | 0 | 0 | 0 | 0 | 0 | 0 | 0 | 0 | 0 | 0 | 0 | 0 | 188941.1149 | 0 | 0 | 0 | 0 | 0 | 0 | 0 | 0 | 0 | 0
2016-11-02 17:00 | 0 | 0 | 0 | 0 | 0 | 0 | 632486.2558 | 459394 | 0 | 0 | 0 | 0 | 128025.2243 | 0 | 0 | 0 | 0 | 0 | 0 | 2595681.6585 | 0 | 0 | 0 | 0 | 0 | 0 | 0 | 0 | 0 | 0 | 0 | 0 | -70858.9504 | 0 | 0 | 0 | 0 | 0 | 0 | 0 | 0 | 243951.2062 | 0 | 0 | 0 | 0 | 0 | 0 | 0 | 0 | 0 | 0
2016-11-02 18:00 | 0 | 0 | 0 | 0 | 0 | 0 | 604353.9348 | 466383 | 0 | 0 | 0 | 0 | 70858.9504 | 0 | 0 | 0 | 0 | 0 | 0 | 2790818.8672 | 0 | 0 | 0 | 0 | 0 | 0 | 0 | 0 | 0 | 0 | 0 | 0 | -57166.2739 | 0 | 0 | 0 | 0 | 0 | 0 | 0 | 0 | 195137.2087 | 0 | 0 | 0 | 0 | 0 | 0 | 0 | 0 | 0 | 0
2016-11-02 19:00 | 0 | 0 | 0 | 0 | 0 | 0 | 586244.0284 | 471568 | 0 | 0 | 0 | 0 | 0 | 0 | 0 | 0 | 0 | 0 | 0 | 2976353.846 | 0 | 0 | 0 | 0 | 0 | 0 | 0 | 0 | 0 | 0 | 0 | 0 | -70858.9504 | 0 | 0 | 0 | 0 | 0 | 0 | 0 | 0 | 185534.9788 | 0 | 0 | 0 | 0 | 0 | 0 | 0 | 0 | 0 | 0
2016-11-02 20:00 | 0 | 0 | 0 | 0 | 0 | 0 | 589219.2755 | 474377 | 0 | 0 | 0 | 0 | 70858.9504 | 0 | 0 | 0 | 0 | 0 | 0 | 3020337.171 | 0 | 0 | 0 | 0 | 0 | 0 | 0 | 0 | 0 | 0 | 0 | 0 | 70858.9504 | 0 | 0 | 0 | 0 | 0 | 0 | 0 | 0 | 43983.3251 | 0 | 0 | 0 | 0 | 0 | 0 | 0 | 0 | 0 | 0
2016-11-02 21:00 | 0 | 0 | 0 | 0 | 0 | 0 | 598961.1776 | 475810 | 0 | 0 | 0 | 0 | 141717.9008 | 0 | 0 | 0 | 0 | 0 | 0 | 3072629.3982 | 0 | 0 | 0 | 0 | 0 | 0 | 0 | 0 | 0 | 0 | 0 | 0 | 70858.9504 | 0 | 0 | 0 | 0 | 0 | 0 | 0 | 0 | 52292.2272 | 0 | 0 | 0 | 0 | 0 | 0 | 0 | 0 | 0 | 0
2016-11-02 22:00 | 0 | 0 | 0 | 0 | 0 | 0 | 574021.7172 | 479192 | 0 | 0 | 0 | 0 | 198884.1747 | 0 | 0 | 0 | 0 | 0 | 0 | 3110292.8415 | 0 | 0 | 0 | 0 | 0 | 0 | 0 | 0 | 0 | 0 | 0 | 0 | 57166.2739 | 0 | 0 | 0 | 0 | 0 | 0 | 0 | 0 | 37663.4433 | 0 | 0 | 0 | 0 | 0 | 0 | 0 | 0 | 0 | 0
2016-11-02 23:00 | 0 | 0 | 0 | 0 | 0 | 258276.8105 | 389511.8312 | 481998 | 0 | 0 | 0 | 0 | 128025.2243 | 0 | 0 | 0 | 0 | 0 | 0 | 3346942.4335 | 0 | 0 | 0 | 0 | 0 | 0 | 0 | 0 | 0 | 0 | 0 | 0 | -70858.9504 | 0 | 0 | 0 | 0 | 0 | 0 | 0 | 0 | 236649.592 | 0 | 0 | 0 | 0 | 0 | 0 | 0 | 0 | 0 | 0
2016-11-03 | 0 | 0 | 0 | 0 | 0 | 310175.7429 | 57217.813 | 476820 | 0 | 0 | 0 | 0 | 57166.2739 | 0 | 0 | 0 | 0 | 0 | 0 | 3308374.9399 | 0 | 0 | 0 | 0 | 0 | 0 | 0 | 0 | 0 | 0 | 0 | 0 | -70858.9504 | 0 | 0 | 0 | 0 | 0 | 0 | 0 | 0 | 253682.7247 | 292250.2184 | 0 | 0 | 0 | 0 | 0 | 0 | 0 | 0 | 0
2016-11-03 01:00 | 0 | 0 | 0 | 0 | 0 | 325073.186 | 0 | 460151 | 0 | 0 | 0 | 0 | 128025.2243 | 0 | 0 | 0 | 0 | 0 | 0 | 3102438.1755 | 0 | 0 | 0 | 0 | 0 | 0 | 0 | 0 | 0 | 0 | 0 | 0 | 70858.9504 | 0 | 0 | 0 | 0 | 0 | 0 | 0 | 0 | 86313.454 | 292250.2184 | 0 | 0 | 0 | 0 | 0 | 0 | 0 | 0 | 0
2016-11-03 02:00 | 0 | 0 | 0 | 0 | 0 | 327442.4375 | 0 | 436685 | 0 | 0 | 0 | 0 | 198884.1747 | 0 | 0 | 0 | 0 | 0 | 0 | 2922336.6626 | 0 | 0 | 0 | 0 | 0 | 0 | 0 | 0 | 0 | 0 | 0 | 0 | 70858.9504 | 0 | 0 | 0 | 0 | 0 | 0 | 0 | 0 | 112148.7055 | 292250.2184 | 0 | 0 | 0 | 0 | 0 | 0 | 0 | 0 | 0
2016-11-03 03:00 | 0 | 0 | 0 | 0 | 0 | 331339.4532 | 0 | 410743 | 0 | 0 | 0 | 0 | 198884.1747 | 0 | 0 | 0 | 0 | 0 | 0 | 2842933.1157 | 0 | 0 | 0 | 0 | 0 | 0 | 0 | 0 | 0 | 0 | 0 | 0 | 0 | 0 | 0 | 0 | 0 | 0 | 0 | 0 | 0 | 212846.6715 | 292250.2184 | 0 | 0 | 0 | 0 | 0 | 0 | 0 | 0 | 0
2016-11-03 04:00 | 0 | 0 | 0 | 0 | 0 | 23102.8312 | 0 | 386212 | 0 | 0 | 0 | 0 | 128025.2243 | 0 | 0 | 0 | 0 | 0 | 0 | 2550682.8974 | 0 | 0 | 0 | 0 | 0 | 0 | 0 | 0 | 0 | 0 | 0 | 0 | -70858.9504 | 0 | 0 | 0 | 0 | 0 | 0 | 0 | 0 | 0 | 292250.2184 | 0 | 0 | 0 | 0 | 0 | 0 | 0 | 0 | 0
2016-11-03 05:00 | 0 | 0 | 0 | 0 | 0 | 363632.0237 | 0 | 367300 | 0 | 0 | 0 | 0 | 198884.1747 | 0 | 0 | 0 | 0 | 0 | 0 | 2476155.9706 | 0 | 0 | 0 | 0 | 0 | 0 | 0 | 0 | 0 | 0 | 0 | 0 | 70858.9504 | 0 | 0 | 0 | 0 | 0 | 0 | 0 | 0 | 217723.2916 | 292250.2184 | 0 | 0 | 0 | 0 | 0 | 0 | 0 | 0 | 0
2016-11-03 06:00 | 0 | 0 | 0 | 0 | 0 | 390270.4523 | 0 | 351478 | 0 | 0 | 0 | 0 | 198884.1747 | 0 | 0 | 0 | 0 | 0 | 0 | 2514948.4229 | 0 | 0 | 0 | 0 | 0 | 0 | 0 | 0 | 0 | 0 | 0 | 0 | 0 | 0 | 0 | 0 | 0 | 0 | 0 | 0 | 0 | 331042.6707 | 292250.2184 | 0 | 0 | 0 | 0 | 0 | 0 | 0 | 0 | 0
2016-11-03 07:00 | 0 | 0 | 0 | 0 | 0 | 310818.8712 | 0 | 342221 | 0 | 0 | 0 | 0 | 128025.2243 | 0 | 0 | 0 | 0 | 0 | 0 | 2554405.2445 | 0 | 0 | 0 | 0 | 0 | 0 | 0 | 0 | 0 | 0 | 0 | 0 | -70858.9504 | 0 | 0 | 0 | 0 | 0 | 0 | 0 | 0 | 331707.04 | 292250.2184 | 0 | 0 | 0 | 0 | 0 | 0 | 0 | 0 | 0
2016-11-03 08:00 | 0 | 0 | 0 | 0 | 0 | 422240.2252 | 0 | 340441 | 0 | 0 | 0 | 0 | 198884.1747 | 0 | 0 | 0 | 0 | 0 | 0 | 2565345.5193 | 0 | 0 | 0 | 0 | 0 | 0 | 0 | 0 | 0 | 0 | 0 | 0 | 70858.9504 | 0 | 0 | 0 | 0 | 0 | 0 | 0 | 0 | 303190.4932 | 292250.2184 | 0 | 0 | 0 | 0 | 0 | 0 | 0 | 0 | 0
2016-11-03 09:00 | 0 | 0 | 0 | 0 | 0 | 388502.8216 | 0 | 349046 | 0 | 0 | 0 | 0 | 198884.1747 | 0 | 0 | 0 | 0 | 0 | 0 | 2604802.3409 | 0 | 0 | 0 | 0 | 0 | 0 | 0 | 0 | 0 | 0 | 0 | 0 | 0 | 0 | 0 | 0 | 0 | 0 | 0 | 0 | 0 | 331707.04 | 292250.2184 | 0 | 0 | 0 | 0 | 0 | 0 | 0 | 0 | 0
2016-11-03 10:00 | 0 | 0 | 0 | 0 | 0 | 9199.8312 | 0 | 372309 | 0 | 0 | 0 | 0 | 128025.2243 | 0 | 0 | 0 | 0 | 0 | 0 | 2312552.1225 | 0 | 0 | 0 | 0 | 0 | 0 | 0 | 0 | 0 | 0 | 0 | 0 | -70858.9504 | 0 | 0 | 0 | 0 | 0 | 0 | 0 | 0 | 0 | 292250.2184 | 0 | 0 | 0 | 0 | 0 | 0 | 0 | 0 | 0
2016-11-03 11:00 | 0 | 0 | 0 | 0 | 0 | 406998.6684 | 0 | 400076 | 0 | 0 | 0 | 0 | 198884.1747 | 0 | 0 | 0 | 0 | 0 | 0 | 2248615.8406 | 0 | 0 | 0 | 0 | 0 | 0 | 0 | 0 | 0 | 0 | 0 | 0 | 70858.9504 | 0 | 0 | 0 | 0 | 0 | 0 | 0 | 0 | 228313.9364 | 292250.2184 | 0 | 0 | 0 | 0 | 0 | 0 | 0 | 0 | 0
2016-11-03 12:00 | 0 | 0 | 0 | 0 | 0 | 384481.8712 | 0 | 415884 | 0 | 0 | 0 | 0 | 128025.2243 | 0 | 0 | 0 | 0 | 0 | 0 | 2288072.6622 | 0 | 0 | 0 | 0 | 0 | 0 | 0 | 0 | 0 | 0 | 0 | 0 | -70858.9504 | 0 | 0 | 0 | 0 | 0 | 0 | 0 | 0 | 331707.04 | 292250.2184 | 0 | 0 | 0 | 0 | 0 | 0 | 0 | 0 | 0
2016-11-03 13:00 | 0 | 0 | 0 | 0 | 0 | 396546.055 | 103.829 | 425592 | 0 | 0 | 0 | 0 | 198884.1747 | 0 | 0 | 0 | 0 | 0 | 0 | 2188271.5958 | 0 | 0 | 0 | 0 | 0 | 0 | 0 | 0 | 0 | 0 | 0 | 0 | 70858.9504 | 0 | 0 | 0 | 0 | 0 | 0 | 0 | 0 | 192449.152 | 292250.2184 | 0 | 0 | 0 | 0 | 0 | 0 | 0 | 0 | 0
2016-11-03 14:00 | 0 | 0 | 0 | 0 | 0 | 277926.0184 | 91676.3589 | 436543 | 0 | 0 | 0 | 0 | 198884.1747 | 0 | 0 | 0 | 0 | 0 | 0 | 2121330.9731 | 0 | 0 | 0 | 0 | 0 | 0 | 0 | 0 | 0 | 0 | 0 | 0 | 0 | 0 | 0 | 0 | 0 | 0 | 0 | 0 | 0 | 225309.5957 | 292250.2184 | 0 | 0 | 0 | 0 | 0 | 0 | 0 | 0 | 0
2016-11-03 15:00 | 0 | 0 | 0 | 0 | 0 | 0 | 461542.9376 | 444376 | 0 | 0 | 0 | 0 | 198884.1747 | 0 | 0 | 0 | 0 | 0 | 0 | 2138497.9108 | 0 | 0 | 0 | 0 | 0 | 0 | 0 | 0 | 0 | 0 | 0 | 0 | 0 | 0 | 0 | 0 | 0 | 0 | 0 | 0 | 0 | 17166.9376 | 0 | 0 | 0 | 0 | 0 | 0 | 0 | 0 | 0 | 0
2016-11-03 16:00 | 0 | 0 | 0 | 0 | 0 | 0 | 597533.6048 | 450775 | 0 | 0 | 0 | 0 | 198884.1747 | 0 | 0 | 0 | 0 | 0 | 0 | 2285256.5155 | 0 | 0 | 0 | 0 | 0 | 0 | 0 | 0 | 0 | 0 | 0 | 0 | 0 | 0 | 0 | 0 | 0 | 0 | 0 | 0 | 0 | 146758.6048 | 0 | 0 | 0 | 0 | 0 | 0 | 0 | 0 | 0 | 0
2016-11-03 17:00 | 0 | 0 | 0 | 0 | 0 | 0 | 613107.9152 | 457150 | 0 | 0 | 0 | 0 | 128025.2243 | 0 | 0 | 0 | 0 | 0 | 0 | 2512073.3812 | 0 | 0 | 0 | 0 | 0 | 0 | 0 | 0 | 0 | 0 | 0 | 0 | -70858.9504 | 0 | 0 | 0 | 0 | 0 | 0 | 0 | 0 | 226816.8656 | 0 | 0 | 0 | 0 | 0 | 0 | 0 | 0 | 0 | 0
2016-11-03 18:00 | 0 | 0 | 0 | 0 | 0 | 0 | 597174.3691 | 461030 | 0 | 0 | 0 | 0 | 57166.2739 | 0 | 0 | 0 | 0 | 0 | 0 | 2719076.7007 | 0 | 0 | 0 | 0 | 0 | 0 | 0 | 0 | 0 | 0 | 0 | 0 | -70858.9504 | 0 | 0 | 0 | 0 | 0 | 0 | 0 | 0 | 207003.3195 | 0 | 0 | 0 | 0 | 0 | 0 | 0 | 0 | 0 | 0
2016-11-03 19:00 | 0 | 0 | 0 | 0 | 0 | 0 | 580672.532 | 462902 | 0 | 0 | 0 | 0 | 128025.2243 | 0 | 0 | 0 | 0 | 0 | 0 | 2765988.2823 | 0 | 0 | 0 | 0 | 0 | 0 | 0 | 0 | 0 | 0 | 0 | 0 | 70858.9504 | 0 | 0 | 0 | 0 | 0 | 0 | 0 | 0 | 46911.5816 | 0 | 0 | 0 | 0 | 0 | 0 | 0 | 0 | 0 | 0
2016-11-03 20:00 | 0 | 0 | 0 | 0 | 0 | 0 | 577481.939 | 463605 | 0 | 0 | 0 | 0 | 198884.1747 | 0 | 0 | 0 | 0 | 0 | 0 | 2809006.2709 | 0 | 0 | 0 | 0 | 0 | 0 | 0 | 0 | 0 | 0 | 0 | 0 | 70858.9504 | 0 | 0 | 0 | 0 | 0 | 0 | 0 | 0 | 43017.9886 | 0 | 0 | 0 | 0 | 0 | 0 | 0 | 0 | 0 | 0
2016-11-03 21:00 | 0 | 0 | 0 | 0 | 0 | 0 | 571955.5951 | 464188 | 0 | 0 | 0 | 0 | 198884.1747 | 0 | 0 | 0 | 0 | 0 | 0 | 2916773.866 | 0 | 0 | 0 | 0 | 0 | 0 | 0 | 0 | 0 | 0 | 0 | 0 | 0 | 0 | 0 | 0 | 0 | 0 | 0 | 0 | 0 | 107767.5951 | 0 | 0 | 0 | 0 | 0 | 0 | 0 | 0 | 0 | 0
2016-11-03 22:00 | 0 | 0 | 0 | 0 | 0 | 0 | 529629.13 | 466431 | 0 | 0 | 0 | 0 | 198401.6827 | 0 | 0 | 0 | 0 | 0 | 0 | 2980454.4879 | 0 | 0 | 0 | 0 | 0 | 0 | 0 | 0 | 0 | 0 | 0 | 0 | -482.492 | 0 | 0 | 0 | 0 | 0 | 0 | 0 | 0 | 63680.6219 | 0 | 0 | 0 | 0 | 0 | 0 | 0 | 0 | 0 | 0
2016-11-03 23:00 | 0 | 0 | 0 | 0 | 0 | 120508.781 | 336008.5307 | 469489 | 0 | 0 | 0 | 0 | 145973.1728 | 0 | 0 | 0 | 0 | 0 | 0 | 3019911.3096 | 0 | 0 | 0 | 0 | 0 | 0 | 0 | 0 | 0 | 0 | 0 | 0 | -52428.5099 | 0 | 0 | 0 | 0 | 0 | 0 | 0 | 0 | 331707.04 | 292250.2184 | 0 | 0 | 0 | 0 | 0 | 0 | 0 | 0 | 0
2016-11-04 | 0 | 0 | 0 | 0 | 0 | 139879.3322 | 48206.5856 | 466276 | 0 | 0 | 0 | 0 | 75114.2224 | 0 | 0 | 0 | 0 | 0 | 0 | 2812580.1778 | 0 | 0 | 0 | 0 | 0 | 0 | 0 | 0 | 0 | 0 | 0 | 0 | -70858.9504 | 0 | 0 | 0 | 0 | 0 | 0 | 0 | 0 | 84919.0866 | 292250.2184 | 0 | 0 | 0 | 0 | 0 | 0 | 0 | 0 | 0
2016-11-04 01:00 | 0 | 0 | 0 | 0 | 0 | 155558.5096 | 0 | 452064 | 0 | 0 | 0 | 0 | 70858.9504 | 0 | 0 | 0 | 0 | 0 | 0 | 2520329.9594 | 0 | 0 | 0 | 0 | 0 | 0 | 0 | 0 | 0 | 0 | 0 | 0 | -4255.272 | 0 | 0 | 0 | 0 | 0 | 0 | 0 | 0 | 0 | 292250.2184 | 0 | 0 | 0 | 0 | 0 | 0 | 0 | 0 | 0
2016-11-04 02:00 | 0 | 0 | 0 | 0 | 0 | 171643.0499 | 0 | 428563 | 0 | 0 | 0 | 0 | 0 | 0 | 0 | 0 | 0 | 0 | 0 | 2334268.9597 | 0 | 0 | 0 | 0 | 0 | 0 | 0 | 0 | 0 | 0 | 0 | 0 | -70858.9504 | 0 | 0 | 0 | 0 | 0 | 0 | 0 | 0 | 106189.2187 | 292250.2184 | 0 | 0 | 0 | 0 | 0 | 0 | 0 | 0 | 0
2016-11-04 03:00 | 0 | 0 | 0 | 0 | 0 | 203850.601 | 0 | 402878 | 0 | 0 | 0 | 0 | 57166.2739 | 0 | 0 | 0 | 0 | 0 | 0 | 2078075.2869 | 0 | 0 | 0 | 0 | 0 | 0 | 0 | 0 | 0 | 0 | 0 | 0 | 57166.2739 | 0 | 0 | 0 | 0 | 0 | 0 | 0 | 0 | 36056.5456 | 292250.2184 | 0 | 0 | 0 | 0 | 0 | 0 | 0 | 0 | 0
2016-11-04 04:00 | 0 | 0 | 0 | 0 | 0 | 240512.2481 | 0 | 378204 | 0 | 0 | 0 | 0 | 128025.2243 | 0 | 0 | 0 | 0 | 0 | 0 | 1869524.5845 | 0 | 0 | 0 | 0 | 0 | 0 | 0 | 0 | 0 | 0 | 0 | 0 | 70858.9504 | 0 | 0 | 0 | 0 | 0 | 0 | 0 | 0 | 83699.516 | 292250.2184 | 0 | 0 | 0 | 0 | 0 | 0 | 0 | 0 | 0
2016-11-04 05:00 | 0 | 0 | 0 | 0 | 0 | 268326.9766 | 0 | 358324 | 0 | 0 | 0 | 0 | 198884.1747 | 0 | 0 | 0 | 0 | 0 | 0 | 1708668.6108 | 0 | 0 | 0 | 0 | 0 | 0 | 0 | 0 | 0 | 0 | 0 | 0 | 70858.9504 | 0 | 0 | 0 | 0 | 0 | 0 | 0 | 0 | 131394.2446 | 292250.2184 | 0 | 0 | 0 | 0 | 0 | 0 | 0 | 0 | 0
2016-11-04 06:00 | 0 | 0 | 0 | 0 | 0 | 292106.7631 | 0 | 345610 | 0 | 0 | 0 | 0 | 128025.2243 | 0 | 0 | 0 | 0 | 0 | 0 | 1726024.3243 | 0 | 0 | 0 | 0 | 0 | 0 | 0 | 0 | 0 | 0 | 0 | 0 | -70858.9504 | 0 | 0 | 0 | 0 | 0 | 0 | 0 | 0 | 309605.9319 | 292250.2184 | 0 | 0 | 0 | 0 | 0 | 0 | 0 | 0 | 0
2016-11-04 07:00 | 0 | 0 | 0 | 0 | 0 | 310570.6756 | 0 | 337040 | 0 | 0 | 0 | 0 | 198884.1747 | 0 | 0 | 0 | 0 | 0 | 0 | 1628696.0495 | 0 | 0 | 0 | 0 | 0 | 0 | 0 | 0 | 0 | 0 | 0 | 0 | 70858.9504 | 0 | 0 | 0 | 0 | 0 | 0 | 0 | 0 | 194921.9436 | 292250.2184 | 0 | 0 | 0 | 0 | 0 | 0 | 0 | 0 | 0
2016-11-04 08:00 | 0 | 0 | 0 | 0 | 0 | 320692.5048 | 0 | 335876 | 0 | 0 | 0 | 0 | 198884.1747 | 0 | 0 | 0 | 0 | 0 | 0 | 1613512.5543 | 0 | 0 | 0 | 0 | 0 | 0 | 0 | 0 | 0 | 0 | 0 | 0 | 0 | 0 | 0 | 0 | 0 | 0 | 0 | 0 | 0 | 277066.7232 | 292250.2184 | 0 | 0 | 0 | 0 | 0 | 0 | 0 | 0 | 0
2016-11-04 09:00 | 0 | 0 | 0 | 0 | 0 | 0 | 0 | 344352 | 0 | 0 | 0 | 0 | 128025.2243 | 0 | 0 | 0 | 0 | 0 | 0 | 1340019.5047 | 0 | 0 | 0 | 0 | 0 | 0 | 0 | 0 | 0 | 0 | 0 | 0 | -70858.9504 | 0 | 0 | 0 | 0 | 0 | 0 | 0 | 0 | 18757.1688 | 292250.2184 | 0 | 0 | 0 | 0 | 0 | 0 | 0 | 0 | 0
2016-11-04 10:00 | 0 | 0 | 0 | 0 | 0 | 287500.8343 | 0 | 368826 | 0 | 0 | 0 | 0 | 70858.9504 | 0 | 0 | 0 | 0 | 0 | 0 | 1315860.6129 | 0 | 0 | 0 | 0 | 0 | 0 | 0 | 0 | 0 | 0 | 0 | 0 | -57166.2739 | 0 | 0 | 0 | 0 | 0 | 0 | 0 | 0 | 268091.3265 | 292250.2184 | 0 | 0 | 0 | 0 | 0 | 0 | 0 | 0 | 0
2016-11-04 11:00 | 0 | 0 | 0 | 0 | 0 | 33770.8312 | 0 | 396880 | 0 | 0 | 0 | 0 | 0 | 0 | 0 | 0 | 0 | 0 | 0 | 1023610.3945 | 0 | 0 | 0 | 0 | 0 | 0 | 0 | 0 | 0 | 0 | 0 | 0 | -70858.9504 | 0 | 0 | 0 | 0 | 0 | 0 | 0 | 0 | 0 | 292250.2184 | 0 | 0 | 0 | 0 | 0 | 0 | 0 | 0 | 0
2016-11-04 12:00 | 0 | 0 | 0 | 0 | 0 | 260743.4404 | 0 | 411547 | 0 | 0 | 0 | 0 | 70858.9504 | 0 | 0 | 0 | 0 | 0 | 0 | 801947.8844 | 0 | 0 | 0 | 0 | 0 | 0 | 0 | 0 | 0 | 0 | 0 | 0 | 70858.9504 | 0 | 0 | 0 | 0 | 0 | 0 | 0 | 0 | 70587.7083 | 292250.2184 | 0 | 0 | 0 | 0 | 0 | 0 | 0 | 0 | 0
2016-11-04 13:00 | 0 | 0 | 0 | 0 | 0 | 244199.9432 | 31.9151 | 419830 | 0 | 0 | 0 | 0 | 0 | 0 | 0 | 0 | 0 | 0 | 0 | 697208.6931 | 0 | 0 | 0 | 0 | 0 | 0 | 0 | 0 | 0 | 0 | 0 | 0 | -70858.9504 | 0 | 0 | 0 | 0 | 0 | 0 | 0 | 0 | 187511.027 | 292250.2184 | 0 | 0 | 0 | 0 | 0 | 0 | 0 | 0 | 0
2016-11-04 14:00 | 0 | 0 | 0 | 0 | 0 | 173699.3143 | 64126.7988 | 428091 | 0 | 0 | 0 | 0 | 70858.9504 | 0 | 0 | 0 | 0 | 0 | 0 | 436084.8558 | 0 | 0 | 0 | 0 | 0 | 0 | 0 | 0 | 0 | 0 | 0 | 0 | 70858.9504 | 0 | 0 | 0 | 0 | 0 | 0 | 0 | 0 | 31126.3811 | 292250.2184 | 0 | 0 | 0 | 0 | 0 | 0 | 0 | 0 | 0
2016-11-04 15:00 | 0 | 0 | 0 | 0 | 0 | 87511.4145 | 378187.5136 | 432715 | 0 | 0 | 0 | 0 | 141717.9008 | 0 | 0 | 0 | 0 | 0 | 0 | 398209.8335 | 0 | 0 | 0 | 0 | 0 | 0 | 0 | 0 | 0 | 0 | 0 | 0 | 70858.9504 | 0 | 0 | 0 | 0 | 0 | 0 | 0 | 0 | 254375.1961 | 292250.2184 | 0 | 0 | 0 | 0 | 0 | 0 | 0 | 0 | 0
2016-11-04 16:00 | 0 | 0 | 0 | 0 | 0 | 0 | 508931.1178 | 435014 | 0 | 0 | 0 | 0 | 198884.1747 | 0 | 0 | 0 | 0 | 0 | 0 | 414960.6774 | 0 | 0 | 0 | 0 | 0 | 0 | 0 | 0 | 0 | 0 | 0 | 0 | 57166.2739 | 0 | 0 | 0 | 0 | 0 | 0 | 0 | 0 | 16750.844 | 0 | 0 | 0 | 0 | 0 | 0 | 0 | 0 | 0 | 0
2016-11-04 17:00 | 0 | 0 | 0 | 0 | 0 | 0 | 547622.6975 | 438947 | 0 | 0 | 0 | 0 | 198884.1747 | 0 | 0 | 0 | 0 | 0 | 0 | 523636.375 | 0 | 0 | 0 | 0 | 0 | 0 | 0 | 0 | 0 | 0 | 0 | 0 | 0 | 0 | 0 | 0 | 0 | 0 | 0 | 0 | 0 | 108675.6975 | 0 | 0 | 0 | 0 | 0 | 0 | 0 | 0 | 0 | 0
2016-11-04 18:00 | 0 | 0 | 0 | 0 | 0 | 71550.6571 | 538042.3445 | 441631 | 0 | 0 | 0 | 0 | 128025.2243 | 0 | 0 | 0 | 0 | 0 | 0 | 762457.327 | 0 | 0 | 0 | 0 | 0 | 0 | 0 | 0 | 0 | 0 | 0 | 0 | -70858.9504 | 0 | 0 | 0 | 0 | 0 | 0 | 0 | 0 | 238820.952 | 0 | 0 | 0 | 0 | 0 | 0 | 0 | 0 | 0 | 0
2016-11-04 19:00 | 0 | 0 | 0 | 0 | 0 | 0 | 523633.4938 | 442149 | 0 | 0 | 0 | 0 | 198884.1747 | 0 | 0 | 0 | 0 | 0 | 0 | 773082.8704 | 0 | 0 | 0 | 0 | 0 | 0 | 0 | 0 | 0 | 0 | 0 | 0 | 70858.9504 | 0 | 0 | 0 | 0 | 0 | 0 | 0 | 0 | 10625.5434 | 0 | 0 | 0 | 0 | 0 | 0 | 0 | 0 | 0 | 0
2016-11-04 20:00 | 0 | 0 | 0 | 0 | 0 | 0 | 519696.3169 | 442635 | 0 | 0 | 0 | 0 | 198884.1747 | 0 | 0 | 0 | 0 | 0 | 0 | 850144.1873 | 0 | 0 | 0 | 0 | 0 | 0 | 0 | 0 | 0 | 0 | 0 | 0 | 0 | 0 | 0 | 0 | 0 | 0 | 0 | 0 | 0 | 77061.3169 | 0 | 0 | 0 | 0 | 0 | 0 | 0 | 0 | 0 | 0
2016-11-04 21:00 | 0 | 0 | 0 | 0 | 0 | 0 | 515327.8257 | 442022 | 0 | 0 | 0 | 0 | 141717.9008 | 0 | 0 | 0 | 0 | 0 | 0 | 980616.2869 | 0 | 0 | 0 | 0 | 0 | 0 | 0 | 0 | 0 | 0 | 0 | 0 | -57166.2739 | 0 | 0 | 0 | 0 | 0 | 0 | 0 | 0 | 130472.0995 | 0 | 0 | 0 | 0 | 0 | 0 | 0 | 0 | 0 | 0
2016-11-04 22:00 | 0 | 0 | 0 | 0 | 0 | 0 | 467558.1207 | 442778 | 0 | 0 | 0 | 0 | 70858.9504 | 0 | 0 | 0 | 0 | 0 | 0 | 1076255.358 | 0 | 0 | 0 | 0 | 0 | 0 | 0 | 0 | 0 | 0 | 0 | 0 | -70858.9504 | 0 | 0 | 0 | 0 | 0 | 0 | 0 | 0 | 95639.0711 | 0 | 0 | 0 | 0 | 0 | 0 | 0 | 0 | 0 | 0
2016-11-04 23:00 | 0 | 0 | 0 | 0 | 0 | 0 | 300951.2223 | 445082 | 0 | 0 | 0 | 0 | 0 | 0 | 0 | 0 | 0 | 0 | 0 | 1002983.5307 | 0 | 0 | 0 | 0 | 0 | 0 | 0 | 0 | 0 | 0 | 0 | 0 | -70858.9504 | 0 | 0 | 0 | 0 | 0 | 0 | 0 | 0 | 218978.3911 | 292250.2184 | 0 | 0 | 0 | 0 | 0 | 0 | 0 | 0 | 0
2016-11-05 | 0 | 0 | 0 | 0 | 0 | 267909.9156 | 37639.2652 | 439915 | 0 | 0 | 0 | 0 | 69289.9808 | 0 | 0 | 0 | 0 | 0 | 0 | 799327.7306 | 0 | 0 | 0 | 0 | 0 | 0 | 0 | 0 | 0 | 0 | 0 | 0 | 69289.9808 | 0 | 0 | 0 | 0 | 0 | 0 | 0 | 0 | 88594.4184 | 292250.2184 | 0 | 0 | 0 | 0 | 0 | 0 | 0 | 0 | 0
2016-11-05 01:00 | 0 | 0 | 0 | 0 | 0 | 349797.4333 | 0 | 429862 | 0 | 0 | 0 | 0 | 140148.9312 | 0 | 0 | 0 | 0 | 0 | 0 | 648404.2135 | 0 | 0 | 0 | 0 | 0 | 0 | 0 | 0 | 0 | 0 | 0 | 0 | 70858.9504 | 0 | 0 | 0 | 0 | 0 | 0 | 0 | 0 | 141326.7013 | 292250.2184 | 0 | 0 | 0 | 0 | 0 | 0 | 0 | 0 | 0
2016-11-05 02:00 | 0 | 0 | 0 | 0 | 0 | 380537.8712 | 0 | 411940 | 0 | 0 | 0 | 0 | 69289.9808 | 0 | 0 | 0 | 0 | 0 | 0 | 687861.0352 | 0 | 0 | 0 | 0 | 0 | 0 | 0 | 0 | 0 | 0 | 0 | 0 | -70858.9504 | 0 | 0 | 0 | 0 | 0 | 0 | 0 | 0 | 331707.04 | 292250.2184 | 0 | 0 | 0 | 0 | 0 | 0 | 0 | 0 | 0
2016-11-05 03:00 | 0 | 0 | 0 | 0 | 0 | 446769.4881 | 0 | 391059 | 0 | 0 | 0 | 0 | 140148.9312 | 0 | 0 | 0 | 0 | 0 | 0 | 672712.5729 | 0 | 0 | 0 | 0 | 0 | 0 | 0 | 0 | 0 | 0 | 0 | 0 | 70858.9504 | 0 | 0 | 0 | 0 | 0 | 0 | 0 | 0 | 277101.7561 | 292250.2184 | 0 | 0 | 0 | 0 | 0 | 0 | 0 | 0 | 0
2016-11-05 04:00 | 0 | 0 | 0 | 0 | 0 | 468345.065 | 0 | 370153 | 0 | 0 | 0 | 0 | 198884.1747 | 0 | 0 | 0 | 0 | 0 | 0 | 712169.3945 | 0 | 0 | 0 | 0 | 0 | 0 | 0 | 0 | 0 | 0 | 0 | 0 | 58735.2434 | 0 | 0 | 0 | 0 | 0 | 0 | 0 | 0 | 331707.04 | 292250.2184 | 0 | 0 | 0 | 0 | 0 | 0 | 0 | 0 | 0
2016-11-05 05:00 | 0 | 0 | 0 | 0 | 0 | 0 | 0 | 353399 | 0 | 0 | 0 | 0 | 128025.2243 | 0 | 0 | 0 | 0 | 0 | 0 | 429629.3449 | 0 | 0 | 0 | 0 | 0 | 0 | 0 | 0 | 0 | 0 | 0 | 0 | -70858.9504 | 0 | 0 | 0 | 0 | 0 | 0 | 0 | 0 | 9710.1688 | 292250.2184 | 0 | 0 | 0 | 0 | 0 | 0 | 0 | 0 | 0
2016-11-05 06:00 | 0 | 0 | 0 | 0 | 0 | 451788.772 | 0 | 341473 | 0 | 0 | 0 | 0 | 198884.1747 | 0 | 0 | 0 | 0 | 0 | 0 | 469086.1665 | 0 | 0 | 0 | 0 | 0 | 0 | 0 | 0 | 0 | 0 | 0 | 0 | 70858.9504 | 0 | 0 | 0 | 0 | 0 | 0 | 0 | 0 | 331707.04 | 292250.2184 | 0 | 0 | 0 | 0 | 0 | 0 | 0 | 0 | 0
2016-11-05 07:00 | 0 | 0 | 0 | 0 | 0 | 373789.8216 | 0 | 334333 | 0 | 0 | 0 | 0 | 198884.1747 | 0 | 0 | 0 | 0 | 0 | 0 | 508542.9881 | 0 | 0 | 0 | 0 | 0 | 0 | 0 | 0 | 0 | 0 | 0 | 0 | 0 | 0 | 0 | 0 | 0 | 0 | 0 | 0 | 0 | 331707.04 | 292250.2184 | 0 | 0 | 0 | 0 | 0 | 0 | 0 | 0 | 0
2016-11-05 08:00 | 0 | 0 | 0 | 0 | 0 | 299700.8712 | 0 | 331103 | 0 | 0 | 0 | 0 | 128025.2243 | 0 | 0 | 0 | 0 | 0 | 0 | 547999.8097 | 0 | 0 | 0 | 0 | 0 | 0 | 0 | 0 | 0 | 0 | 0 | 0 | -70858.9504 | 0 | 0 | 0 | 0 | 0 | 0 | 0 | 0 | 331707.04 | 292250.2184 | 0 | 0 | 0 | 0 | 0 | 0 | 0 | 0 | 0
2016-11-05 09:00 | 0 | 0 | 0 | 0 | 0 | 392386.9234 | 0 | 334017 | 0 | 0 | 0 | 0 | 198884.1747 | 0 | 0 | 0 | 0 | 0 | 0 | 535510.7828 | 0 | 0 | 0 | 0 | 0 | 0 | 0 | 0 | 0 | 0 | 0 | 0 | 70858.9504 | 0 | 0 | 0 | 0 | 0 | 0 | 0 | 0 | 279761.1914 | 292250.2184 | 0 | 0 | 0 | 0 | 0 | 0 | 0 | 0 | 0
2016-11-05 10:00 | 0 | 0 | 0 | 0 | 0 | 0 | 0 | 342246 | 0 | 0 | 0 | 0 | 128025.2243 | 0 | 0 | 0 | 0 | 0 | 0 | 264123.7332 | 0 | 0 | 0 | 0 | 0 | 0 | 0 | 0 | 0 | 0 | 0 | 0 | -70858.9504 | 0 | 0 | 0 | 0 | 0 | 0 | 0 | 0 | 20863.1688 | 292250.2184 | 0 | 0 | 0 | 0 | 0 | 0 | 0 | 0 | 0
2016-11-05 11:00 | 0 | 0 | 0 | 0 | 0 | 318438.1015 | 0 | 356642 | 0 | 0 | 0 | 0 | 198884.1747 | 0 | 0 | 0 | 0 | 0 | 0 | 155060.8843 | 0 | 0 | 0 | 0 | 0 | 0 | 0 | 0 | 0 | 0 | 0 | 0 | 70858.9504 | 0 | 0 | 0 | 0 | 0 | 0 | 0 | 0 | 183187.3695 | 292250.2184 | 0 | 0 | 0 | 0 | 0 | 0 | 0 | 0 | 0
2016-11-05 12:00 | 0 | 0 | 0 | 0 | 0 | 299639.8695 | 0 | 371131 | 0 | 0 | 0 | 0 | 128025.2243 | 0 | 0 | 0 | 0 | 0 | 0 | 154428.7042 | 0 | 0 | 0 | 0 | 0 | 0 | 0 | 0 | 0 | 0 | 0 | 0 | -70858.9504 | 0 | 0 | 0 | 0 | 0 | 0 | 0 | 0 | 291618.0383 | 292250.2184 | 0 | 0 | 0 | 0 | 0 | 0 | 0 | 0 | 0
2016-11-05 13:00 | 0 | 0 | 0 | 0 | 0 | 284769.6748 | 75.5883 | 383228 | 0 | 0 | 0 | 0 | 105460.6087 | 0 | 0 | 0 | 0 | 0 | 0 | 78610.5829 | 0 | 0 | 0 | 0 | 0 | 0 | 0 | 0 | 0 | 0 | 0 | 0 | -22564.6155 | 0 | 0 | 0 | 0 | 0 | 0 | 0 | 0 | 216432.0971 | 292250.2184 | 0 | 0 | 0 | 0 | 0 | 0 | 0 | 0 | 0
2016-11-05 14:00 | 0 | 0 | 0 | 0 | 0 | 191593.1334 | 49898.3333 | 390961 | 0 | 0 | 0 | 0 | 34601.6583 | 0 | 0 | 0 | 0 | 0 | 0 | 0 | 0 | 0 | 0 | 0 | 0 | 0 | 0 | 0 | 0 | 0 | 0 | 0 | -70858.9504 | 0 | 0 | 0 | 0 | 0 | 0 | 0 | 0 | 213639.6355 | 292250.2184 | 0 | 0 | 0 | 0 | 0 | 0 | 0 | 0 | 0
2016-11-05 15:00 | 0 | 0 | 0 | 0 | 0 | 0 | 359660.3417 | 394262 | 0 | 0 | 0 | 0 | 0 | 0 | 0 | 0 | 0 | 0 | 0 | 0 | 0 | 0 | 0 | 0 | 0 | 0 | 0 | 0 | 0 | 0 | 0 | 0 | -34601.6583 | 0 | 0 | 0 | 0 | 0 | 0 | 0 | 0 | 0 | 0 | 0 | 0 | 0 | 0 | 0 | 0 | 0 | 0 | 0
2016-11-05 16:00 | 0 | 0 | 0 | 0 | 0 | 0 | 511186.3808 | 394556 | 0 | 0 | 0 | 0 | 70858.9504 | 0 | 0 | 0 | 0 | 0 | 0 | 45771.4304 | 0 | 0 | 0 | 0 | 0 | 0 | 0 | 0 | 0 | 0 | 0 | 0 | 70858.9504 | 0 | 0 | 0 | 0 | 0 | 0 | 0 | 0 | 45771.4304 | 0 | 0 | 0 | 0 | 0 | 0 | 0 | 0 | 0 | 0
2016-11-05 17:00 | 0 | 0 | 0 | 0 | 0 | 0 | 548196.4497 | 393623 | 0 | 0 | 0 | 0 | 141717.9008 | 0 | 0 | 0 | 0 | 0 | 0 | 129485.9297 | 0 | 0 | 0 | 0 | 0 | 0 | 0 | 0 | 0 | 0 | 0 | 0 | 70858.9504 | 0 | 0 | 0 | 0 | 0 | 0 | 0 | 0 | 83714.4993 | 0 | 0 | 0 | 0 | 0 | 0 | 0 | 0 | 0 | 0
2016-11-05 18:00 | 0 | 0 | 0 | 0 | 0 | 0 | 535482.2191 | 392979 | 0 | 0 | 0 | 0 | 70858.9504 | 0 | 0 | 0 | 0 | 0 | 0 | 342848.0992 | 0 | 0 | 0 | 0 | 0 | 0 | 0 | 0 | 0 | 0 | 0 | 0 | -70858.9504 | 0 | 0 | 0 | 0 | 0 | 0 | 0 | 0 | 213362.1695 | 0 | 0 | 0 | 0 | 0 | 0 | 0 | 0 | 0 | 0
2016-11-05 19:00 | 0 | 0 | 0 | 0 | 0 | 161567.7252 | 521571.843 | 392981 | 0 | 0 | 0 | 0 | 128025.2243 | 0 | 0 | 0 | 0 | 0 | 0 | 575840.3936 | 0 | 0 | 0 | 0 | 0 | 0 | 0 | 0 | 0 | 0 | 0 | 0 | 57166.2739 | 0 | 0 | 0 | 0 | 0 | 0 | 0 | 0 | 232992.2943 | 0 | 0 | 0 | 0 | 0 | 0 | 0 | 0 | 0 | 0
2016-11-05 20:00 | 0 | 0 | 0 | 0 | 0 | 0 | 518694.2781 | 395241 | 0 | 0 | 0 | 0 | 198884.1747 | 0 | 0 | 0 | 0 | 0 | 0 | 628434.7212 | 0 | 0 | 0 | 0 | 0 | 0 | 0 | 0 | 0 | 0 | 0 | 0 | 70858.9504 | 0 | 0 | 0 | 0 | 0 | 0 | 0 | 0 | 52594.3277 | 0 | 0 | 0 | 0 | 0 | 0 | 0 | 0 | 0 | 0
2016-11-05 21:00 | 0 | 0 | 0 | 0 | 0 | 0 | 514061.6487 | 397859 | 0 | 0 | 0 | 0 | 128025.2243 | 0 | 0 | 0 | 0 | 0 | 0 | 815496.3203 | 0 | 0 | 0 | 0 | 0 | 0 | 0 | 0 | 0 | 0 | 0 | 0 | -70858.9504 | 0 | 0 | 0 | 0 | 0 | 0 | 0 | 0 | 187061.5991 | 0 | 0 | 0 | 0 | 0 | 0 | 0 | 0 | 0 | 0
2016-11-05 22:00 | 0 | 0 | 0 | 0 | 0 | 2678.3917 | 473759.5587 | 405579 | 0 | 0 | 0 | 0 | 198884.1747 | 0 | 0 | 0 | 0 | 0 | 0 | 815496.3203 | 0 | 0 | 0 | 0 | 0 | 0 | 0 | 0 | 0 | 0 | 0 | 0 | 70858.9504 | 0 | 0 | 0 | 0 | 0 | 0 | 0 | 0 | 0 | 0 | 0 | 0 | 0 | 0 | 0 | 0 | 0 | 0 | 0
2016-11-05 23:00 | 0 | 0 | 0 | 0 | 0 | 395977.3335 | 328667.376 | 412819 | 0 | 0 | 0 | 0 | 179002.8442 | 0 | 0 | 0 | 0 | 0 | 0 | 1147203.3603 | 0 | 0 | 0 | 0 | 0 | 0 | 0 | 0 | 0 | 0 | 0 | 0 | -19881.3305 | 0 | 0 | 0 | 0 | 0 | 0 | 0 | 0 | 331707.04 | 0 | 0 | 0 | 0 | 0 | 0 | 0 | 0 | 0 | 0
2016-11-06 | 0 | 0 | 0 | 0 | 0 | 354495.3192 | 45547.8825 | 411564 | 0 | 0 | 0 | 0 | 128025.2243 | 0 | 0 | 0 | 0 | 0 | 0 | 1186660.1819 | 0 | 0 | 0 | 0 | 0 | 0 | 0 | 0 | 0 | 0 | 0 | 0 | -50977.6199 | 0 | 0 | 0 | 0 | 0 | 0 | 0 | 0 | 331707.04 | 292250.2184 | 0 | 0 | 0 | 0 | 0 | 0 | 0 | 0 | 0
2016-11-06 01:00 | 0 | 0 | 0 | 0 | 0 | 373344.8712 | 0 | 404747 | 0 | 0 | 0 | 0 | 57166.2739 | 0 | 0 | 0 | 0 | 0 | 0 | 1226117.0035 | 0 | 0 | 0 | 0 | 0 | 0 | 0 | 0 | 0 | 0 | 0 | 0 | -70858.9504 | 0 | 0 | 0 | 0 | 0 | 0 | 0 | 0 | 331707.04 | 292250.2184 | 0 | 0 | 0 | 0 | 0 | 0 | 0 | 0 | 0
2016-11-06 02:00 | 0 | 0 | 0 | 0 | 0 | 500923.772 | 0 | 390608 | 0 | 0 | 0 | 0 | 128025.2243 | 0 | 0 | 0 | 0 | 0 | 0 | 1265573.8251 | 0 | 0 | 0 | 0 | 0 | 0 | 0 | 0 | 0 | 0 | 0 | 0 | 70858.9504 | 0 | 0 | 0 | 0 | 0 | 0 | 0 | 0 | 331707.04 | 292250.2184 | 0 | 0 | 0 | 0 | 0 | 0 | 0 | 0 | 0
2016-11-06 03:00 | 0 | 0 | 0 | 0 | 0 | 483740.772 | 0 | 373425 | 0 | 0 | 0 | 0 | 198884.1747 | 0 | 0 | 0 | 0 | 0 | 0 | 1305030.6467 | 0 | 0 | 0 | 0 | 0 | 0 | 0 | 0 | 0 | 0 | 0 | 0 | 70858.9504 | 0 | 0 | 0 | 0 | 0 | 0 | 0 | 0 | 331707.04 | 292250.2184 | 0 | 0 | 0 | 0 | 0 | 0 | 0 | 0 | 0
2016-11-06 04:00 | 0 | 0 | 0 | 0 | 0 | 394843.8216 | 0 | 355387 | 0 | 0 | 0 | 0 | 198884.1747 | 0 | 0 | 0 | 0 | 0 | 0 | 1344487.4684 | 0 | 0 | 0 | 0 | 0 | 0 | 0 | 0 | 0 | 0 | 0 | 0 | 0 | 0 | 0 | 0 | 0 | 0 | 0 | 0 | 0 | 331707.04 | 292250.2184 | 0 | 0 | 0 | 0 | 0 | 0 | 0 | 0 | 0
2016-11-06 05:00 | 0 | 0 | 0 | 0 | 0 | 307949.8712 | 0 | 339352 | 0 | 0 | 0 | 0 | 128025.2243 | 0 | 0 | 0 | 0 | 0 | 0 | 1383944.29 | 0 | 0 | 0 | 0 | 0 | 0 | 0 | 0 | 0 | 0 | 0 | 0 | -70858.9504 | 0 | 0 | 0 | 0 | 0 | 0 | 0 | 0 | 331707.04 | 292250.2184 | 0 | 0 | 0 | 0 | 0 | 0 | 0 | 0 | 0
2016-11-06 06:00 | 0 | 0 | 0 | 0 | 0 | 107992.732 | 0 | 329384 | 0 | 0 | 0 | 0 | 198884.1747 | 0 | 0 | 0 | 0 | 0 | 0 | 1091694.0716 | 0 | 0 | 0 | 0 | 0 | 0 | 0 | 0 | 0 | 0 | 0 | 0 | 70858.9504 | 0 | 0 | 0 | 0 | 0 | 0 | 0 | 0 | 0 | 292250.2184 | 0 | 0 | 0 | 0 | 0 | 0 | 0 | 0 | 0
2016-11-06 07:00 | 0 | 0 | 0 | 0 | 0 | 362415.8216 | 0 | 322959 | 0 | 0 | 0 | 0 | 198884.1747 | 0 | 0 | 0 | 0 | 0 | 0 | 1131150.8932 | 0 | 0 | 0 | 0 | 0 | 0 | 0 | 0 | 0 | 0 | 0 | 0 | 0 | 0 | 0 | 0 | 0 | 0 | 0 | 0 | 0 | 331707.04 | 292250.2184 | 0 | 0 | 0 | 0 | 0 | 0 | 0 | 0 | 0
2016-11-06 08:00 | 0 | 0 | 0 | 0 | 0 | 359922.8216 | 0 | 320466 | 0 | 0 | 0 | 0 | 198884.1747 | 0 | 0 | 0 | 0 | 0 | 0 | 1170607.7148 | 0 | 0 | 0 | 0 | 0 | 0 | 0 | 0 | 0 | 0 | 0 | 0 | 0 | 0 | 0 | 0 | 0 | 0 | 0 | 0 | 0 | 331707.04 | 292250.2184 | 0 | 0 | 0 | 0 | 0 | 0 | 0 | 0 | 0
2016-11-06 09:00 | 0 | 0 | 0 | 0 | 0 | 289767.8712 | 0 | 321170 | 0 | 0 | 0 | 0 | 128025.2243 | 0 | 0 | 0 | 0 | 0 | 0 | 1210064.5364 | 0 | 0 | 0 | 0 | 0 | 0 | 0 | 0 | 0 | 0 | 0 | 0 | -70858.9504 | 0 | 0 | 0 | 0 | 0 | 0 | 0 | 0 | 331707.04 | 292250.2184 | 0 | 0 | 0 | 0 | 0 | 0 | 0 | 0 | 0
2016-11-06 10:00 | 0 | 0 | 0 | 0 | 0 | 104336.732 | 0 | 325728 | 0 | 0 | 0 | 0 | 198884.1747 | 0 | 0 | 0 | 0 | 0 | 0 | 917814.318 | 0 | 0 | 0 | 0 | 0 | 0 | 0 | 0 | 0 | 0 | 0 | 0 | 70858.9504 | 0 | 0 | 0 | 0 | 0 | 0 | 0 | 0 | 0 | 292250.2184 | 0 | 0 | 0 | 0 | 0 | 0 | 0 | 0 | 0
2016-11-06 11:00 | 0 | 0 | 0 | 0 | 0 | 372080.8216 | 0 | 332624 | 0 | 0 | 0 | 0 | 198884.1747 | 0 | 0 | 0 | 0 | 0 | 0 | 957271.1397 | 0 | 0 | 0 | 0 | 0 | 0 | 0 | 0 | 0 | 0 | 0 | 0 | 0 | 0 | 0 | 0 | 0 | 0 | 0 | 0 | 0 | 331707.04 | 292250.2184 | 0 | 0 | 0 | 0 | 0 | 0 | 0 | 0 | 0
2016-11-06 12:00 | 0 | 0 | 0 | 0 | 0 | 0 | 0 | 345359 | 0 | 0 | 0 | 0 | 128025.2243 | 0 | 0 | 0 | 0 | 0 | 0 | 682771.0901 | 0 | 0 | 0 | 0 | 0 | 0 | 0 | 0 | 0 | 0 | 0 | 0 | -70858.9504 | 0 | 0 | 0 | 0 | 0 | 0 | 0 | 0 | 17750.1688 | 292250.2184 | 0 | 0 | 0 | 0 | 0 | 0 | 0 | 0 | 0
2016-11-06 13:00 | 0 | 0 | 0 | 0 | 0 | 467493.7287 | 43.0434 | 357221 | 0 | 0 | 0 | 0 | 198884.1747 | 0 | 0 | 0 | 0 | 0 | 0 | 722227.9117 | 0 | 0 | 0 | 0 | 0 | 0 | 0 | 0 | 0 | 0 | 0 | 0 | 70858.9504 | 0 | 0 | 0 | 0 | 0 | 0 | 0 | 0 | 331707.04 | 292250.2184 | 0 | 0 | 0 | 0 | 0 | 0 | 0 | 0 | 0
2016-11-06 14:00 | 0 | 0 | 0 | 0 | 0 | 0 | 89904.9925 | 367391 | 0 | 0 | 0 | 0 | 128025.2243 | 0 | 0 | 0 | 0 | 0 | 0 | 515600.8546 | 0 | 0 | 0 | 0 | 0 | 0 | 0 | 0 | 0 | 0 | 0 | 0 | -70858.9504 | 0 | 0 | 0 | 0 | 0 | 0 | 0 | 0 | 85623.1613 | 292250.2184 | 0 | 0 | 0 | 0 | 0 | 0 | 0 | 0 | 0
2016-11-06 15:00 | 0 | 0 | 0 | 0 | 0 | 288909.3702 | 441141.4827 | 373236 | 0 | 0 | 0 | 0 | 198884.1747 | 0 | 0 | 0 | 0 | 0 | 0 | 801556.7571 | 0 | 0 | 0 | 0 | 0 | 0 | 0 | 0 | 0 | 0 | 0 | 0 | 70858.9504 | 0 | 0 | 0 | 0 | 0 | 0 | 0 | 0 | 285955.9025 | 0 | 0 | 0 | 0 | 0 | 0 | 0 | 0 | 0 | 0
2016-11-06 16:00 | 0 | 0 | 0 | 0 | 0 | 0 | 565846.8169 | 377869 | 0 | 0 | 0 | 0 | 198884.1747 | 0 | 0 | 0 | 0 | 0 | 0 | 989534.574 | 0 | 0 | 0 | 0 | 0 | 0 | 0 | 0 | 0 | 0 | 0 | 0 | 0 | 0 | 0 | 0 | 0 | 0 | 0 | 0 | 0 | 187977.8169 | 0 | 0 | 0 | 0 | 0 | 0 | 0 | 0 | 0 | 0
2016-11-06 17:00 | 0 | 0 | 0 | 0 | 0 | 0 | 571741.3106 | 381108 | 0 | 0 | 0 | 0 | 128025.2243 | 0 | 0 | 0 | 0 | 0 | 0 | 1251026.835 | 0 | 0 | 0 | 0 | 0 | 0 | 0 | 0 | 0 | 0 | 0 | 0 | -70858.9504 | 0 | 0 | 0 | 0 | 0 | 0 | 0 | 0 | 261492.261 | 0 | 0 | 0 | 0 | 0 | 0 | 0 | 0 | 0 | 0
2016-11-06 18:00 | 0 | 0 | 0 | 0 | 0 | 0 | 556638.2619 | 384402 | 0 | 0 | 0 | 0 | 198884.1747 | 0 | 0 | 0 | 0 | 0 | 0 | 1352404.1465 | 0 | 0 | 0 | 0 | 0 | 0 | 0 | 0 | 0 | 0 | 0 | 0 | 70858.9504 | 0 | 0 | 0 | 0 | 0 | 0 | 0 | 0 | 101377.3115 | 0 | 0 | 0 | 0 | 0 | 0 | 0 | 0 | 0 | 0
2016-11-06 19:00 | 0 | 0 | 0 | 0 | 0 | 0 | 554322.0579 | 386938 | 0 | 0 | 0 | 0 | 128025.2243 | 0 | 0 | 0 | 0 | 0 | 0 | 1590647.1549 | 0 | 0 | 0 | 0 | 0 | 0 | 0 | 0 | 0 | 0 | 0 | 0 | -70858.9504 | 0 | 0 | 0 | 0 | 0 | 0 | 0 | 0 | 238243.0083 | 0 | 0 | 0 | 0 | 0 | 0 | 0 | 0 | 0 | 0
2016-11-06 20:00 | 0 | 0 | 0 | 0 | 0 | 0 | 570066.3876 | 390845 | 0 | 0 | 0 | 0 | 57166.2739 | 0 | 0 | 0 | 0 | 0 | 0 | 1840727.4928 | 0 | 0 | 0 | 0 | 0 | 0 | 0 | 0 | 0 | 0 | 0 | 0 | -70858.9504 | 0 | 0 | 0 | 0 | 0 | 0 | 0 | 0 | 250080.338 | 0 | 0 | 0 | 0 | 0 | 0 | 0 | 0 | 0 | 0
2016-11-06 21:00 | 0 | 0 | 0 | 0 | 0 | 0 | 593904.0105 | 400236 | 0 | 0 | 0 | 0 | 128025.2243 | 0 | 0 | 0 | 0 | 0 | 0 | 1963536.5529 | 0 | 0 | 0 | 0 | 0 | 0 | 0 | 0 | 0 | 0 | 0 | 0 | 70858.9504 | 0 | 0 | 0 | 0 | 0 | 0 | 0 | 0 | 122809.0601 | 0 | 0 | 0 | 0 | 0 | 0 | 0 | 0 | 0 | 0
2016-11-06 22:00 | 0 | 0 | 0 | 0 | 0 | 0 | 561497.7256 | 410590 | 0 | 0 | 0 | 0 | 57166.2739 | 0 | 0 | 0 | 0 | 0 | 0 | 2185303.2289 | 0 | 0 | 0 | 0 | 0 | 0 | 0 | 0 | 0 | 0 | 0 | 0 | -70858.9504 | 0 | 0 | 0 | 0 | 0 | 0 | 0 | 0 | 221766.676 | 0 | 0 | 0 | 0 | 0 | 0 | 0 | 0 | 0 | 0
2016-11-06 23:00 | 0 | 0 | 0 | 0 | 0 | 461584.9972 | 361553.9932 | 420573 | 0 | 0 | 0 | 0 | 128025.2243 | 0 | 0 | 0 | 0 | 0 | 0 | 2517010.2689 | 0 | 0 | 0 | 0 | 0 | 0 | 0 | 0 | 0 | 0 | 0 | 0 | 70858.9504 | 0 | 0 | 0 | 0 | 0 | 0 | 0 | 0 | 331707.04 | 0 | 0 | 0 | 0 | 0 | 0 | 0 | 0 | 0 | 0
2016-11-07 | 0 | 0 | 0 | 0 | 0 | 496048.0634 | 36820.7086 | 422553 | 0 | 0 | 0 | 0 | 198884.1747 | 0 | 0 | 0 | 0 | 0 | 0 | 2556467.0905 | 0 | 0 | 0 | 0 | 0 | 0 | 0 | 0 | 0 | 0 | 0 | 0 | 70858.9504 | 0 | 0 | 0 | 0 | 0 | 0 | 0 | 0 | 331707.04 | 292250.2184 | 0 | 0 | 0 | 0 | 0 | 0 | 0 | 0 | 0
2016-11-07 01:00 | 0 | 0 | 0 | 0 | 0 | 385645.8712 | 0 | 417048 | 0 | 0 | 0 | 0 | 128025.2243 | 0 | 0 | 0 | 0 | 0 | 0 | 2595923.9121 | 0 | 0 | 0 | 0 | 0 | 0 | 0 | 0 | 0 | 0 | 0 | 0 | -70858.9504 | 0 | 0 | 0 | 0 | 0 | 0 | 0 | 0 | 331707.04 | 292250.2184 | 0 | 0 | 0 | 0 | 0 | 0 | 0 | 0 | 0
2016-11-07 02:00 | 0 | 0 | 0 | 0 | 0 | 511418.772 | 0 | 401103 | 0 | 0 | 0 | 0 | 198884.1747 | 0 | 0 | 0 | 0 | 0 | 0 | 2635380.7337 | 0 | 0 | 0 | 0 | 0 | 0 | 0 | 0 | 0 | 0 | 0 | 0 | 70858.9504 | 0 | 0 | 0 | 0 | 0 | 0 | 0 | 0 | 331707.04 | 292250.2184 | 0 | 0 | 0 | 0 | 0 | 0 | 0 | 0 | 0
2016-11-07 03:00 | 0 | 0 | 0 | 0 | 0 | 351841.8712 | 0 | 383244 | 0 | 0 | 0 | 0 | 128025.2243 | 0 | 0 | 0 | 0 | 0 | 0 | 2674837.5554 | 0 | 0 | 0 | 0 | 0 | 0 | 0 | 0 | 0 | 0 | 0 | 0 | -70858.9504 | 0 | 0 | 0 | 0 | 0 | 0 | 0 | 0 | 331707.04 | 292250.2184 | 0 | 0 | 0 | 0 | 0 | 0 | 0 | 0 | 0
2016-11-07 04:00 | 0 | 0 | 0 | 0 | 0 | 143052.732 | 0 | 364444 | 0 | 0 | 0 | 0 | 198884.1747 | 0 | 0 | 0 | 0 | 0 | 0 | 2382587.337 | 0 | 0 | 0 | 0 | 0 | 0 | 0 | 0 | 0 | 0 | 0 | 0 | 70858.9504 | 0 | 0 | 0 | 0 | 0 | 0 | 0 | 0 | 0 | 292250.2184 | 0 | 0 | 0 | 0 | 0 | 0 | 0 | 0 | 0
2016-11-07 05:00 | 0 | 0 | 0 | 0 | 0 | 387791.8216 | 0 | 348335 | 0 | 0 | 0 | 0 | 198884.1747 | 0 | 0 | 0 | 0 | 0 | 0 | 2422044.1586 | 0 | 0 | 0 | 0 | 0 | 0 | 0 | 0 | 0 | 0 | 0 | 0 | 0 | 0 | 0 | 0 | 0 | 0 | 0 | 0 | 0 | 331707.04 | 292250.2184 | 0 | 0 | 0 | 0 | 0 | 0 | 0 | 0 | 0
2016-11-07 06:00 | 0 | 0 | 0 | 0 | 0 | 0 | 0 | 336181 | 0 | 0 | 0 | 0 | 128025.2243 | 0 | 0 | 0 | 0 | 0 | 0 | 2156722.109 | 0 | 0 | 0 | 0 | 0 | 0 | 0 | 0 | 0 | 0 | 0 | 0 | -70858.9504 | 0 | 0 | 0 | 0 | 0 | 0 | 0 | 0 | 26928.1688 | 292250.2184 | 0 | 0 | 0 | 0 | 0 | 0 | 0 | 0 | 0
2016-11-07 07:00 | 0 | 0 | 0 | 0 | 0 | 439712.772 | 0 | 329397 | 0 | 0 | 0 | 0 | 198884.1747 | 0 | 0 | 0 | 0 | 0 | 0 | 2196178.9306 | 0 | 0 | 0 | 0 | 0 | 0 | 0 | 0 | 0 | 0 | 0 | 0 | 70858.9504 | 0 | 0 | 0 | 0 | 0 | 0 | 0 | 0 | 331707.04 | 292250.2184 | 0 | 0 | 0 | 0 | 0 | 0 | 0 | 0 | 0
2016-11-07 08:00 | 0 | 0 | 0 | 0 | 0 | 367064.8216 | 0 | 327608 | 0 | 0 | 0 | 0 | 198884.1747 | 0 | 0 | 0 | 0 | 0 | 0 | 2235635.7522 | 0 | 0 | 0 | 0 | 0 | 0 | 0 | 0 | 0 | 0 | 0 | 0 | 0 | 0 | 0 | 0 | 0 | 0 | 0 | 0 | 0 | 331707.04 | 292250.2184 | 0 | 0 | 0 | 0 | 0 | 0 | 0 | 0 | 0
2016-11-07 09:00 | 0 | 0 | 0 | 0 | 0 | 299644.8712 | 0 | 331047 | 0 | 0 | 0 | 0 | 128025.2243 | 0 | 0 | 0 | 0 | 0 | 0 | 2275092.5738 | 0 | 0 | 0 | 0 | 0 | 0 | 0 | 0 | 0 | 0 | 0 | 0 | -70858.9504 | 0 | 0 | 0 | 0 | 0 | 0 | 0 | 0 | 331707.04 | 292250.2184 | 0 | 0 | 0 | 0 | 0 | 0 | 0 | 0 | 0
2016-11-07 10:00 | 0 | 0 | 0 | 0 | 0 | 124241.732 | 0 | 345633 | 0 | 0 | 0 | 0 | 198884.1747 | 0 | 0 | 0 | 0 | 0 | 0 | 1982842.3554 | 0 | 0 | 0 | 0 | 0 | 0 | 0 | 0 | 0 | 0 | 0 | 0 | 70858.9504 | 0 | 0 | 0 | 0 | 0 | 0 | 0 | 0 | 0 | 292250.2184 | 0 | 0 | 0 | 0 | 0 | 0 | 0 | 0 | 0
2016-11-07 11:00 | 0 | 0 | 0 | 0 | 0 | 415932.8216 | 0 | 376476 | 0 | 0 | 0 | 0 | 198884.1747 | 0 | 0 | 0 | 0 | 0 | 0 | 2022299.177 | 0 | 0 | 0 | 0 | 0 | 0 | 0 | 0 | 0 | 0 | 0 | 0 | 0 | 0 | 0 | 0 | 0 | 0 | 0 | 0 | 0 | 331707.04 | 292250.2184 | 0 | 0 | 0 | 0 | 0 | 0 | 0 | 0 | 0
2016-11-07 12:00 | 0 | 0 | 0 | 0 | 0 | 39573.8312 | 0 | 402683 | 0 | 0 | 0 | 0 | 128025.2243 | 0 | 0 | 0 | 0 | 0 | 0 | 1730048.9587 | 0 | 0 | 0 | 0 | 0 | 0 | 0 | 0 | 0 | 0 | 0 | 0 | -70858.9504 | 0 | 0 | 0 | 0 | 0 | 0 | 0 | 0 | 0 | 292250.2184 | 0 | 0 | 0 | 0 | 0 | 0 | 0 | 0 | 0
2016-11-07 13:00 | 0 | 0 | 0 | 0 | 0 | 404051.1904 | 103.619 | 414736 | 0 | 0 | 0 | 0 | 198884.1747 | 0 | 0 | 0 | 0 | 0 | 0 | 1648608.8176 | 0 | 0 | 0 | 0 | 0 | 0 | 0 | 0 | 0 | 0 | 0 | 0 | 70858.9504 | 0 | 0 | 0 | 0 | 0 | 0 | 0 | 0 | 210810.0774 | 292250.2184 | 0 | 0 | 0 | 0 | 0 | 0 | 0 | 0 | 0
2016-11-07 14:00 | 0 | 0 | 0 | 0 | 0 | 192505.091 | 197739.7803 | 421647 | 0 | 0 | 0 | 0 | 128025.2243 | 0 | 0 | 0 | 0 | 0 | 0 | 1688065.6393 | 0 | 0 | 0 | 0 | 0 | 0 | 0 | 0 | 0 | 0 | 0 | 0 | -70858.9504 | 0 | 0 | 0 | 0 | 0 | 0 | 0 | 0 | 331707.04 | 292250.2184 | 0 | 0 | 0 | 0 | 0 | 0 | 0 | 0 | 0
2016-11-07 15:00 | 0 | 0 | 0 | 0 | 0 | 9202.1557 | 488312.7947 | 426656 | 0 | 0 | 0 | 0 | 198884.1747 | 0 | 0 | 0 | 0 | 0 | 0 | 1688065.6393 | 0 | 0 | 0 | 0 | 0 | 0 | 0 | 0 | 0 | 0 | 0 | 0 | 70858.9504 | 0 | 0 | 0 | 0 | 0 | 0 | 0 | 0 | 0 | 0 | 0 | 0 | 0 | 0 | 0 | 0 | 0 | 0 | 0
2016-11-07 16:00 | 0 | 0 | 0 | 0 | 0 | 0 | 619004.3417 | 428919 | 0 | 0 | 0 | 0 | 198884.1747 | 0 | 0 | 0 | 0 | 0 | 0 | 1878150.981 | 0 | 0 | 0 | 0 | 0 | 0 | 0 | 0 | 0 | 0 | 0 | 0 | 0 | 0 | 0 | 0 | 0 | 0 | 0 | 0 | 0 | 190085.3417 | 0 | 0 | 0 | 0 | 0 | 0 | 0 | 0 | 0 | 0
2016-11-07 17:00 | 0 | 0 | 0 | 0 | 0 | 0 | 637221.7379 | 430687 | 0 | 0 | 0 | 0 | 128025.2243 | 0 | 0 | 0 | 0 | 0 | 0 | 2155544.6693 | 0 | 0 | 0 | 0 | 0 | 0 | 0 | 0 | 0 | 0 | 0 | 0 | -70858.9504 | 0 | 0 | 0 | 0 | 0 | 0 | 0 | 0 | 277393.6883 | 0 | 0 | 0 | 0 | 0 | 0 | 0 | 0 | 0 | 0
2016-11-07 18:00 | 0 | 0 | 0 | 0 | 0 | 0 | 621251.4348 | 432362 | 0 | 0 | 0 | 0 | 57166.2739 | 0 | 0 | 0 | 0 | 0 | 0 | 2415293.0545 | 0 | 0 | 0 | 0 | 0 | 0 | 0 | 0 | 0 | 0 | 0 | 0 | -70858.9504 | 0 | 0 | 0 | 0 | 0 | 0 | 0 | 0 | 259748.3852 | 0 | 0 | 0 | 0 | 0 | 0 | 0 | 0 | 0 | 0
2016-11-07 19:00 | 0 | 0 | 0 | 0 | 0 | 0 | 609792.8199 | 433968 | 0 | 0 | 0 | 0 | 70858.9504 | 0 | 0 | 0 | 0 | 0 | 0 | 2577425.1978 | 0 | 0 | 0 | 0 | 0 | 0 | 0 | 0 | 0 | 0 | 0 | 0 | 13692.6765 | 0 | 0 | 0 | 0 | 0 | 0 | 0 | 0 | 162132.1433 | 0 | 0 | 0 | 0 | 0 | 0 | 0 | 0 | 0 | 0
2016-11-07 20:00 | 0 | 0 | 0 | 0 | 0 | 0 | 624972.0165 | 434391 | 0 | 0 | 0 | 0 | 0 | 0 | 0 | 0 | 0 | 0 | 0 | 2838865.1647 | 0 | 0 | 0 | 0 | 0 | 0 | 0 | 0 | 0 | 0 | 0 | 0 | -70858.9504 | 0 | 0 | 0 | 0 | 0 | 0 | 0 | 0 | 261439.9669 | 0 | 0 | 0 | 0 | 0 | 0 | 0 | 0 | 0 | 0
2016-11-07 21:00 | 0 | 0 | 0 | 0 | 0 | 0 | 650228.7389 | 437060 | 0 | 0 | 0 | 0 | 70858.9504 | 0 | 0 | 0 | 0 | 0 | 0 | 2981174.9533 | 0 | 0 | 0 | 0 | 0 | 0 | 0 | 0 | 0 | 0 | 0 | 0 | 70858.9504 | 0 | 0 | 0 | 0 | 0 | 0 | 0 | 0 | 142309.7885 | 0 | 0 | 0 | 0 | 0 | 0 | 0 | 0 | 0 | 0
2016-11-07 22:00 | 0 | 0 | 0 | 0 | 0 | 0 | 615487.4507 | 448643 | 0 | 0 | 0 | 0 | 141717.9008 | 0 | 0 | 0 | 0 | 0 | 0 | 3077160.4535 | 0 | 0 | 0 | 0 | 0 | 0 | 0 | 0 | 0 | 0 | 0 | 0 | 70858.9504 | 0 | 0 | 0 | 0 | 0 | 0 | 0 | 0 | 95985.5003 | 0 | 0 | 0 | 0 | 0 | 0 | 0 | 0 | 0 | 0
2016-11-07 23:00 | 0 | 0 | 0 | 0 | 0 | 378136.964 | 389943.8689 | 460712 | 0 | 0 | 0 | 0 | 198884.1747 | 0 | 0 | 0 | 0 | 0 | 0 | 3327363.0126 | 0 | 0 | 0 | 0 | 0 | 0 | 0 | 0 | 0 | 0 | 0 | 0 | 57166.2739 | 0 | 0 | 0 | 0 | 0 | 0 | 0 | 0 | 250202.5591 | 0 | 0 | 0 | 0 | 0 | 0 | 0 | 0 | 0 | 0
2016-11-08 | 0 | 0 | 0 | 0 | 0 | 427360.0395 | 37292.4103 | 460750 | 0 | 0 | 0 | 0 | 179739.2246 | 0 | 0 | 0 | 0 | 0 | 0 | 3350410.4124 | 0 | 0 | 0 | 0 | 0 | 0 | 0 | 0 | 0 | 0 | 0 | 0 | -19144.9501 | 0 | 0 | 0 | 0 | 0 | 0 | 0 | 0 | 315297.6182 | 292250.2184 | 0 | 0 | 0 | 0 | 0 | 0 | 0 | 0 | 0
2016-11-08 01:00 | 0 | 0 | 0 | 0 | 0 | 91132.8312 | 0 | 454242 | 0 | 0 | 0 | 0 | 108880.2742 | 0 | 0 | 0 | 0 | 0 | 0 | 3058160.194 | 0 | 0 | 0 | 0 | 0 | 0 | 0 | 0 | 0 | 0 | 0 | 0 | -70858.9504 | 0 | 0 | 0 | 0 | 0 | 0 | 0 | 0 | 0 | 292250.2184 | 0 | 0 | 0 | 0 | 0 | 0 | 0 | 0 | 0
2016-11-08 02:00 | 0 | 0 | 0 | 0 | 0 | 419077.9113 | 0 | 437320 | 0 | 0 | 0 | 0 | 179739.2246 | 0 | 0 | 0 | 0 | 0 | 0 | 2969059.1549 | 0 | 0 | 0 | 0 | 0 | 0 | 0 | 0 | 0 | 0 | 0 | 0 | 70858.9504 | 0 | 0 | 0 | 0 | 0 | 0 | 0 | 0 | 203149.1793 | 292250.2184 | 0 | 0 | 0 | 0 | 0 | 0 | 0 | 0 | 0
2016-11-08 03:00 | 0 | 0 | 0 | 0 | 0 | 383148.8712 | 0 | 414551 | 0 | 0 | 0 | 0 | 108880.2742 | 0 | 0 | 0 | 0 | 0 | 0 | 3008515.9766 | 0 | 0 | 0 | 0 | 0 | 0 | 0 | 0 | 0 | 0 | 0 | 0 | -70858.9504 | 0 | 0 | 0 | 0 | 0 | 0 | 0 | 0 | 331707.04 | 292250.2184 | 0 | 0 | 0 | 0 | 0 | 0 | 0 | 0 | 0
2016-11-08 04:00 | 0 | 0 | 0 | 0 | 0 | 169573.732 | 0 | 390965 | 0 | 0 | 0 | 0 | 179739.2246 | 0 | 0 | 0 | 0 | 0 | 0 | 2716265.7582 | 0 | 0 | 0 | 0 | 0 | 0 | 0 | 0 | 0 | 0 | 0 | 0 | 70858.9504 | 0 | 0 | 0 | 0 | 0 | 0 | 0 | 0 | 0 | 292250.2184 | 0 | 0 | 0 | 0 | 0 | 0 | 0 | 0 | 0
2016-11-08 05:00 | 0 | 0 | 0 | 0 | 0 | 338687.8712 | 0 | 370090 | 0 | 0 | 0 | 0 | 108880.2742 | 0 | 0 | 0 | 0 | 0 | 0 | 2755722.5798 | 0 | 0 | 0 | 0 | 0 | 0 | 0 | 0 | 0 | 0 | 0 | 0 | -70858.9504 | 0 | 0 | 0 | 0 | 0 | 0 | 0 | 0 | 331707.04 | 292250.2184 | 0 | 0 | 0 | 0 | 0 | 0 | 0 | 0 | 0
2016-11-08 06:00 | 0 | 0 | 0 | 0 | 0 | 134321.732 | 0 | 355713 | 0 | 0 | 0 | 0 | 179739.2246 | 0 | 0 | 0 | 0 | 0 | 0 | 2463472.3614 | 0 | 0 | 0 | 0 | 0 | 0 | 0 | 0 | 0 | 0 | 0 | 0 | 70858.9504 | 0 | 0 | 0 | 0 | 0 | 0 | 0 | 0 | 0 | 292250.2184 | 0 | 0 | 0 | 0 | 0 | 0 | 0 | 0 | 0
2016-11-08 07:00 | 0 | 0 | 0 | 0 | 0 | 405108.7717 | 0 | 346507 | 0 | 0 | 0 | 0 | 198884.1747 | 0 | 0 | 0 | 0 | 0 | 0 | 2502929.183 | 0 | 0 | 0 | 0 | 0 | 0 | 0 | 0 | 0 | 0 | 0 | 0 | 19144.9501 | 0 | 0 | 0 | 0 | 0 | 0 | 0 | 0 | 331707.04 | 292250.2184 | 0 | 0 | 0 | 0 | 0 | 0 | 0 | 0 | 0
2016-11-08 08:00 | 0 | 0 | 0 | 0 | 0 | 0 | 0 | 342579 | 0 | 0 | 0 | 0 | 128025.2243 | 0 | 0 | 0 | 0 | 0 | 0 | 2231209.1334 | 0 | 0 | 0 | 0 | 0 | 0 | 0 | 0 | 0 | 0 | 0 | 0 | -70858.9504 | 0 | 0 | 0 | 0 | 0 | 0 | 0 | 0 | 20530.1688 | 292250.2184 | 0 | 0 | 0 | 0 | 0 | 0 | 0 | 0 | 0
2016-11-08 09:00 | 0 | 0 | 0 | 0 | 0 | 383186.8216 | 0 | 343730 | 0 | 0 | 0 | 0 | 128025.2243 | 0 | 0 | 0 | 0 | 0 | 0 | 2270665.955 | 0 | 0 | 0 | 0 | 0 | 0 | 0 | 0 | 0 | 0 | 0 | 0 | 0 | 0 | 0 | 0 | 0 | 0 | 0 | 0 | 0 | 331707.04 | 292250.2184 | 0 | 0 | 0 | 0 | 0 | 0 | 0 | 0 | 0
2016-11-08 10:00 | 0 | 0 | 0 | 0 | 0 | 134617.732 | 0 | 356009 | 0 | 0 | 0 | 0 | 198884.1747 | 0 | 0 | 0 | 0 | 0 | 0 | 1978415.7366 | 0 | 0 | 0 | 0 | 0 | 0 | 0 | 0 | 0 | 0 | 0 | 0 | 70858.9504 | 0 | 0 | 0 | 0 | 0 | 0 | 0 | 0 | 0 | 292250.2184 | 0 | 0 | 0 | 0 | 0 | 0 | 0 | 0 | 0
2016-11-08 11:00 | 0 | 0 | 0 | 0 | 0 | 419103.463 | 0 | 382960 | 0 | 0 | 0 | 0 | 195570.816 | 0 | 0 | 0 | 0 | 0 | 0 | 2017872.5583 | 0 | 0 | 0 | 0 | 0 | 0 | 0 | 0 | 0 | 0 | 0 | 0 | -3313.3586 | 0 | 0 | 0 | 0 | 0 | 0 | 0 | 0 | 331707.04 | 292250.2184 | 0 | 0 | 0 | 0 | 0 | 0 | 0 | 0 | 0
2016-11-08 12:00 | 0 | 0 | 0 | 0 | 0 | 44322.8312 | 0 | 407432 | 0 | 0 | 0 | 0 | 124711.8656 | 0 | 0 | 0 | 0 | 0 | 0 | 1725622.3399 | 0 | 0 | 0 | 0 | 0 | 0 | 0 | 0 | 0 | 0 | 0 | 0 | -70858.9504 | 0 | 0 | 0 | 0 | 0 | 0 | 0 | 0 | 0 | 292250.2184 | 0 | 0 | 0 | 0 | 0 | 0 | 0 | 0 | 0
2016-11-08 13:00 | 0 | 0 | 0 | 0 | 0 | 408878.9194 | 64.3551 | 417824 | 0 | 0 | 0 | 0 | 195570.816 | 0 | 0 | 0 | 0 | 0 | 0 | 1645882.6639 | 0 | 0 | 0 | 0 | 0 | 0 | 0 | 0 | 0 | 0 | 0 | 0 | 70858.9504 | 0 | 0 | 0 | 0 | 0 | 0 | 0 | 0 | 212510.5424 | 292250.2184 | 0 | 0 | 0 | 0 | 0 | 0 | 0 | 0 | 0
2016-11-08 14:00 | 0 | 0 | 0 | 0 | 0 | 0 | 208086.8583 | 423057 | 0 | 0 | 0 | 0 | 128025.2243 | 0 | 0 | 0 | 0 | 0 | 0 | 1498458.114 | 0 | 0 | 0 | 0 | 0 | 0 | 0 | 0 | 0 | 0 | 0 | 0 | -67545.5918 | 0 | 0 | 0 | 0 | 0 | 0 | 0 | 0 | 144825.6685 | 292250.2184 | 0 | 0 | 0 | 0 | 0 | 0 | 0 | 0 | 0
2016-11-08 15:00 | 0 | 0 | 0 | 0 | 0 | 0 | 571715.1214 | 425691 | 0 | 0 | 0 | 0 | 198884.1747 | 0 | 0 | 0 | 0 | 0 | 0 | 1573623.2849 | 0 | 0 | 0 | 0 | 0 | 0 | 0 | 0 | 0 | 0 | 0 | 0 | 70858.9504 | 0 | 0 | 0 | 0 | 0 | 0 | 0 | 0 | 75165.171 | 0 | 0 | 0 | 0 | 0 | 0 | 0 | 0 | 0 | 0
2016-11-08 16:00 | 0 | 0 | 0 | 0 | 0 | 0 | 685344.2808 | 426448 | 0 | 0 | 0 | 0 | 198884.1747 | 0 | 0 | 0 | 0 | 0 | 0 | 1832519.5657 | 0 | 0 | 0 | 0 | 0 | 0 | 0 | 0 | 0 | 0 | 0 | 0 | 0 | 0 | 0 | 0 | 0 | 0 | 0 | 0 | 0 | 258896.2808 | 0 | 0 | 0 | 0 | 0 | 0 | 0 | 0 | 0 | 0
2016-11-08 17:00 | 0 | 0 | 0 | 0 | 0 | 0 | 671116.8095 | 426886 | 0 | 0 | 0 | 0 | 128025.2243 | 0 | 0 | 0 | 0 | 0 | 0 | 2147609.3256 | 0 | 0 | 0 | 0 | 0 | 0 | 0 | 0 | 0 | 0 | 0 | 0 | -70858.9504 | 0 | 0 | 0 | 0 | 0 | 0 | 0 | 0 | 315089.7599 | 0 | 0 | 0 | 0 | 0 | 0 | 0 | 0 | 0 | 0
2016-11-08 18:00 | 0 | 0 | 0 | 0 | 0 | 0 | 632374.0376 | 428327 | 0 | 0 | 0 | 0 | 198884.1747 | 0 | 0 | 0 | 0 | 0 | 0 | 2280797.4128 | 0 | 0 | 0 | 0 | 0 | 0 | 0 | 0 | 0 | 0 | 0 | 0 | 70858.9504 | 0 | 0 | 0 | 0 | 0 | 0 | 0 | 0 | 133188.0872 | 0 | 0 | 0 | 0 | 0 | 0 | 0 | 0 | 0 | 0
2016-11-08 19:00 | 0 | 0 | 0 | 0 | 0 | 0 | 615819.7874 | 429072 | 0 | 0 | 0 | 0 | 198884.1747 | 0 | 0 | 0 | 0 | 0 | 0 | 2467545.2002 | 0 | 0 | 0 | 0 | 0 | 0 | 0 | 0 | 0 | 0 | 0 | 0 | 0 | 0 | 0 | 0 | 0 | 0 | 0 | 0 | 0 | 186747.7874 | 0 | 0 | 0 | 0 | 0 | 0 | 0 | 0 | 0 | 0
2016-11-08 20:00 | 0 | 0 | 0 | 0 | 0 | 0 | 628762.2475 | 429520 | 0 | 0 | 0 | 0 | 130701.2082 | 0 | 0 | 0 | 0 | 0 | 0 | 2734970.4143 | 0 | 0 | 0 | 0 | 0 | 0 | 0 | 0 | 0 | 0 | 0 | 0 | -68182.9665 | 0 | 0 | 0 | 0 | 0 | 0 | 0 | 0 | 267425.214 | 0 | 0 | 0 | 0 | 0 | 0 | 0 | 0 | 0 | 0
2016-11-08 21:00 | 0 | 0 | 0 | 0 | 0 | 0 | 663980.8016 | 432640 | 0 | 0 | 0 | 0 | 59842.2578 | 0 | 0 | 0 | 0 | 0 | 0 | 3037170.1662 | 0 | 0 | 0 | 0 | 0 | 0 | 0 | 0 | 0 | 0 | 0 | 0 | -70858.9504 | 0 | 0 | 0 | 0 | 0 | 0 | 0 | 0 | 302199.752 | 0 | 0 | 0 | 0 | 0 | 0 | 0 | 0 | 0 | 0
2016-11-08 22:00 | 0 | 0 | 0 | 0 | 0 | 0 | 645877.1102 | 445778 | 0 | 0 | 0 | 0 | 130701.2082 | 0 | 0 | 0 | 0 | 0 | 0 | 3166410.326 | 0 | 0 | 0 | 0 | 0 | 0 | 0 | 0 | 0 | 0 | 0 | 0 | 70858.9504 | 0 | 0 | 0 | 0 | 0 | 0 | 0 | 0 | 129240.1598 | 0 | 0 | 0 | 0 | 0 | 0 | 0 | 0 | 0 | 0
2016-11-08 23:00 | 0 | 0 | 0 | 0 | 0 | 0 | 397551.7422 | 457394 | 0 | 0 | 0 | 0 | 70858.9504 | 0 | 0 | 0 | 0 | 0 | 0 | 3166410.326 | 0 | 0 | 0 | 0 | 0 | 0 | 0 | 0 | 0 | 0 | 0 | 0 | -59842.2578 | 0 | 0 | 0 | 0 | 0 | 0 | 0 | 0 | 0 | 0 | 0 | 0 | 0 | 0 | 0 | 0 | 0 | 0 | 0
2016-11-09 | 0 | 0 | 0 | 0 | 0 | 56101.4263 | 38457.405 | 457668 | 0 | 0 | 0 | 0 | 0 | 0 | 0 | 0 | 0 | 0 | 0 | 2874160.1077 | 0 | 0 | 0 | 0 | 0 | 0 | 0 | 0 | 0 | 0 | 0 | 0 | -70858.9504 | 0 | 0 | 0 | 0 | 0 | 0 | 0 | 0 | 0 | 292250.2184 | 0 | 0 | 0 | 0 | 0 | 0 | 0 | 0 | 0
2016-11-09 01:00 | 0 | 0 | 0 | 0 | 0 | 229643.732 | 0 | 451035 | 0 | 0 | 0 | 0 | 70858.9504 | 0 | 0 | 0 | 0 | 0 | 0 | 2581909.8893 | 0 | 0 | 0 | 0 | 0 | 0 | 0 | 0 | 0 | 0 | 0 | 0 | 70858.9504 | 0 | 0 | 0 | 0 | 0 | 0 | 0 | 0 | 0 | 292250.2184 | 0 | 0 | 0 | 0 | 0 | 0 | 0 | 0 | 0
2016-11-09 02:00 | 0 | 0 | 0 | 0 | 0 | 529923.082 | 0 | 434243 | 0 | 0 | 0 | 0 | 141717.9008 | 0 | 0 | 0 | 0 | 0 | 0 | 2606731.0209 | 0 | 0 | 0 | 0 | 0 | 0 | 0 | 0 | 0 | 0 | 0 | 0 | 70858.9504 | 0 | 0 | 0 | 0 | 0 | 0 | 0 | 0 | 317071.35 | 292250.2184 | 0 | 0 | 0 | 0 | 0 | 0 | 0 | 0 | 0
2016-11-09 03:00 | 0 | 0 | 0 | 0 | 0 | 507084.0955 | 0 | 410461 | 0 | 0 | 0 | 0 | 198884.1747 | 0 | 0 | 0 | 0 | 0 | 0 | 2646187.8425 | 0 | 0 | 0 | 0 | 0 | 0 | 0 | 0 | 0 | 0 | 0 | 0 | 57166.2739 | 0 | 0 | 0 | 0 | 0 | 0 | 0 | 0 | 331707.04 | 292250.2184 | 0 | 0 | 0 | 0 | 0 | 0 | 0 | 0 | 0
2016-11-09 04:00 | 0 | 0 | 0 | 0 | 0 | 24946.8312 | 0 | 388056 | 0 | 0 | 0 | 0 | 128025.2243 | 0 | 0 | 0 | 0 | 0 | 0 | 2353937.6241 | 0 | 0 | 0 | 0 | 0 | 0 | 0 | 0 | 0 | 0 | 0 | 0 | -70858.9504 | 0 | 0 | 0 | 0 | 0 | 0 | 0 | 0 | 0 | 292250.2184 | 0 | 0 | 0 | 0 | 0 | 0 | 0 | 0 | 0
2016-11-09 05:00 | 0 | 0 | 0 | 0 | 0 | 481785.772 | 0 | 371470 | 0 | 0 | 0 | 0 | 198884.1747 | 0 | 0 | 0 | 0 | 0 | 0 | 2393394.4457 | 0 | 0 | 0 | 0 | 0 | 0 | 0 | 0 | 0 | 0 | 0 | 0 | 70858.9504 | 0 | 0 | 0 | 0 | 0 | 0 | 0 | 0 | 331707.04 | 292250.2184 | 0 | 0 | 0 | 0 | 0 | 0 | 0 | 0 | 0
2016-11-09 06:00 | 0 | 0 | 0 | 0 | 0 | 64563.7816 | 0 | 356814 | 0 | 0 | 0 | 0 | 198884.1747 | 0 | 0 | 0 | 0 | 0 | 0 | 2101144.2273 | 0 | 0 | 0 | 0 | 0 | 0 | 0 | 0 | 0 | 0 | 0 | 0 | 0 | 0 | 0 | 0 | 0 | 0 | 0 | 0 | 0 | 0 | 292250.2184 | 0 | 0 | 0 | 0 | 0 | 0 | 0 | 0 | 0
2016-11-09 07:00 | 0 | 0 | 0 | 0 | 0 | 313653.8712 | 0 | 345056 | 0 | 0 | 0 | 0 | 128025.2243 | 0 | 0 | 0 | 0 | 0 | 0 | 2140601.0489 | 0 | 0 | 0 | 0 | 0 | 0 | 0 | 0 | 0 | 0 | 0 | 0 | -70858.9504 | 0 | 0 | 0 | 0 | 0 | 0 | 0 | 0 | 331707.04 | 292250.2184 | 0 | 0 | 0 | 0 | 0 | 0 | 0 | 0 | 0
2016-11-09 08:00 | 0 | 0 | 0 | 0 | 0 | 59929.4581 | 0 | 338487 | 0 | 0 | 0 | 0 | 141717.9008 | 0 | 0 | 0 | 0 | 0 | 0 | 1848350.8306 | 0 | 0 | 0 | 0 | 0 | 0 | 0 | 0 | 0 | 0 | 0 | 0 | 13692.6765 | 0 | 0 | 0 | 0 | 0 | 0 | 0 | 0 | 0 | 292250.2184 | 0 | 0 | 0 | 0 | 0 | 0 | 0 | 0 | 0
2016-11-09 09:00 | 0 | 0 | 0 | 0 | 0 | 306904.8712 | 0 | 338307 | 0 | 0 | 0 | 0 | 70858.9504 | 0 | 0 | 0 | 0 | 0 | 0 | 1887807.6522 | 0 | 0 | 0 | 0 | 0 | 0 | 0 | 0 | 0 | 0 | 0 | 0 | -70858.9504 | 0 | 0 | 0 | 0 | 0 | 0 | 0 | 0 | 331707.04 | 292250.2184 | 0 | 0 | 0 | 0 | 0 | 0 | 0 | 0 | 0
2016-11-09 10:00 | 0 | 0 | 0 | 0 | 0 | 127210.732 | 0 | 348602 | 0 | 0 | 0 | 0 | 141717.9008 | 0 | 0 | 0 | 0 | 0 | 0 | 1595557.4338 | 0 | 0 | 0 | 0 | 0 | 0 | 0 | 0 | 0 | 0 | 0 | 0 | 70858.9504 | 0 | 0 | 0 | 0 | 0 | 0 | 0 | 0 | 0 | 292250.2184 | 0 | 0 | 0 | 0 | 0 | 0 | 0 | 0 | 0
2016-11-09 11:00 | 0 | 0 | 0 | 0 | 0 | 12722.8312 | 0 | 375832 | 0 | 0 | 0 | 0 | 70858.9504 | 0 | 0 | 0 | 0 | 0 | 0 | 1303307.2154 | 0 | 0 | 0 | 0 | 0 | 0 | 0 | 0 | 0 | 0 | 0 | 0 | -70858.9504 | 0 | 0 | 0 | 0 | 0 | 0 | 0 | 0 | 0 | 292250.2184 | 0 | 0 | 0 | 0 | 0 | 0 | 0 | 0 | 0
2016-11-09 12:00 | 0 | 0 | 0 | 0 | 0 | 369366.8712 | 0 | 400769 | 0 | 0 | 0 | 0 | 0 | 0 | 0 | 0 | 0 | 0 | 0 | 1342764.037 | 0 | 0 | 0 | 0 | 0 | 0 | 0 | 0 | 0 | 0 | 0 | 0 | -70858.9504 | 0 | 0 | 0 | 0 | 0 | 0 | 0 | 0 | 331707.04 | 292250.2184 | 0 | 0 | 0 | 0 | 0 | 0 | 0 | 0 | 0
2016-11-09 13:00 | 0 | 0 | 0 | 0 | 0 | 436159.3011 | 20.6818 | 413065 | 0 | 0 | 0 | 0 | 70858.9504 | 0 | 0 | 0 | 0 | 0 | 0 | 1295020.0695 | 0 | 0 | 0 | 0 | 0 | 0 | 0 | 0 | 0 | 0 | 0 | 0 | 70858.9504 | 0 | 0 | 0 | 0 | 0 | 0 | 0 | 0 | 244506.2509 | 292250.2184 | 0 | 0 | 0 | 0 | 0 | 0 | 0 | 0 | 0
2016-11-09 14:00 | 0 | 0 | 0 | 0 | 0 | 0 | 219061.9735 | 421908 | 0 | 0 | 0 | 0 | 141717.9008 | 0 | 0 | 0 | 0 | 0 | 0 | 1021315.0927 | 0 | 0 | 0 | 0 | 0 | 0 | 0 | 0 | 0 | 0 | 0 | 0 | 70858.9504 | 0 | 0 | 0 | 0 | 0 | 0 | 0 | 0 | 18545.2415 | 292250.2184 | 0 | 0 | 0 | 0 | 0 | 0 | 0 | 0 | 0
2016-11-09 15:00 | 0 | 0 | 0 | 0 | 0 | 0 | 573961.6969 | 426417 | 0 | 0 | 0 | 0 | 198884.1747 | 0 | 0 | 0 | 0 | 0 | 0 | 1111693.5157 | 0 | 0 | 0 | 0 | 0 | 0 | 0 | 0 | 0 | 0 | 0 | 0 | 57166.2739 | 0 | 0 | 0 | 0 | 0 | 0 | 0 | 0 | 90378.423 | 0 | 0 | 0 | 0 | 0 | 0 | 0 | 0 | 0 | 0
2016-11-09 16:00 | 0 | 0 | 0 | 0 | 0 | 0 | 668503.7313 | 426920 | 0 | 0 | 0 | 0 | 198884.1747 | 0 | 0 | 0 | 0 | 0 | 0 | 1353277.247 | 0 | 0 | 0 | 0 | 0 | 0 | 0 | 0 | 0 | 0 | 0 | 0 | 0 | 0 | 0 | 0 | 0 | 0 | 0 | 0 | 0 | 241583.7313 | 0 | 0 | 0 | 0 | 0 | 0 | 0 | 0 | 0 | 0
2016-11-09 17:00 | 0 | 0 | 0 | 0 | 0 | 0 | 657621.9939 | 428995 | 0 | 0 | 0 | 0 | 128025.2243 | 0 | 0 | 0 | 0 | 0 | 0 | 1652763.1914 | 0 | 0 | 0 | 0 | 0 | 0 | 0 | 0 | 0 | 0 | 0 | 0 | -70858.9504 | 0 | 0 | 0 | 0 | 0 | 0 | 0 | 0 | 299485.9443 | 0 | 0 | 0 | 0 | 0 | 0 | 0 | 0 | 0 | 0
2016-11-09 18:00 | 0 | 0 | 0 | 0 | 0 | 0 | 621932.3261 | 430462 | 0 | 0 | 0 | 0 | 70858.9504 | 0 | 0 | 0 | 0 | 0 | 0 | 1901399.7914 | 0 | 0 | 0 | 0 | 0 | 0 | 0 | 0 | 0 | 0 | 0 | 0 | -57166.2739 | 0 | 0 | 0 | 0 | 0 | 0 | 0 | 0 | 248636.6 | 0 | 0 | 0 | 0 | 0 | 0 | 0 | 0 | 0 | 0
2016-11-09 19:00 | 0 | 0 | 0 | 0 | 0 | 0 | 602430.8983 | 430710 | 0 | 0 | 0 | 0 | 141717.9008 | 0 | 0 | 0 | 0 | 0 | 0 | 2002261.7393 | 0 | 0 | 0 | 0 | 0 | 0 | 0 | 0 | 0 | 0 | 0 | 0 | 70858.9504 | 0 | 0 | 0 | 0 | 0 | 0 | 0 | 0 | 100861.9479 | 0 | 0 | 0 | 0 | 0 | 0 | 0 | 0 | 0 | 0
2016-11-09 20:00 | 0 | 0 | 0 | 0 | 0 | 0 | 610294.0325 | 430888 | 0 | 0 | 0 | 0 | 70858.9504 | 0 | 0 | 0 | 0 | 0 | 0 | 2252526.7222 | 0 | 0 | 0 | 0 | 0 | 0 | 0 | 0 | 0 | 0 | 0 | 0 | -70858.9504 | 0 | 0 | 0 | 0 | 0 | 0 | 0 | 0 | 250264.9829 | 0 | 0 | 0 | 0 | 0 | 0 | 0 | 0 | 0 | 0
2016-11-09 21:00 | 0 | 0 | 0 | 0 | 0 | 0 | 634393.7831 | 435479 | 0 | 0 | 0 | 0 | 0 | 0 | 0 | 0 | 0 | 0 | 0 | 2522300.4556 | 0 | 0 | 0 | 0 | 0 | 0 | 0 | 0 | 0 | 0 | 0 | 0 | -70858.9504 | 0 | 0 | 0 | 0 | 0 | 0 | 0 | 0 | 269773.7335 | 0 | 0 | 0 | 0 | 0 | 0 | 0 | 0 | 0 | 0
2016-11-09 22:00 | 0 | 0 | 0 | 0 | 0 | 0 | 599647.2876 | 446668 | 0 | 0 | 0 | 0 | 0 | 0 | 0 | 0 | 0 | 0 | 0 | 2675279.7433 | 0 | 0 | 0 | 0 | 0 | 0 | 0 | 0 | 0 | 0 | 0 | 0 | 0 | 0 | 0 | 0 | 0 | 0 | 0 | 0 | 0 | 152979.2876 | 0 | 0 | 0 | 0 | 0 | 0 | 0 | 0 | 0 | 0
2016-11-09 23:00 | 0 | 0 | 0 | 0 | 0 | 415258.9738 | 371419.9137 | 458996 | 0 | 0 | 0 | 0 | 57166.2739 | 0 | 0 | 0 | 0 | 0 | 0 | 2945796.3569 | 0 | 0 | 0 | 0 | 0 | 0 | 0 | 0 | 0 | 0 | 0 | 0 | 57166.2739 | 0 | 0 | 0 | 0 | 0 | 0 | 0 | 0 | 270516.6136 | 0 | 0 | 0 | 0 | 0 | 0 | 0 | 0 | 0 | 0
2016-11-10 | 0 | 0 | 0 | 0 | 0 | 497644.7823 | 33929.4832 | 459987 | 0 | 0 | 0 | 0 | 128025.2243 | 0 | 0 | 0 | 0 | 0 | 0 | 2946524.6719 | 0 | 0 | 0 | 0 | 0 | 0 | 0 | 0 | 0 | 0 | 0 | 0 | 70858.9504 | 0 | 0 | 0 | 0 | 0 | 0 | 0 | 0 | 292978.5335 | 292250.2184 | 0 | 0 | 0 | 0 | 0 | 0 | 0 | 0 | 0
2016-11-10 01:00 | 0 | 0 | 0 | 0 | 0 | 422607.8712 | 0 | 454010 | 0 | 0 | 0 | 0 | 57166.2739 | 0 | 0 | 0 | 0 | 0 | 0 | 2985981.4935 | 0 | 0 | 0 | 0 | 0 | 0 | 0 | 0 | 0 | 0 | 0 | 0 | -70858.9504 | 0 | 0 | 0 | 0 | 0 | 0 | 0 | 0 | 331707.04 | 292250.2184 | 0 | 0 | 0 | 0 | 0 | 0 | 0 | 0 | 0
2016-11-10 02:00 | 0 | 0 | 0 | 0 | 0 | 548082.772 | 0 | 437767 | 0 | 0 | 0 | 0 | 128025.2243 | 0 | 0 | 0 | 0 | 0 | 0 | 3025438.3152 | 0 | 0 | 0 | 0 | 0 | 0 | 0 | 0 | 0 | 0 | 0 | 0 | 70858.9504 | 0 | 0 | 0 | 0 | 0 | 0 | 0 | 0 | 331707.04 | 292250.2184 | 0 | 0 | 0 | 0 | 0 | 0 | 0 | 0 | 0
2016-11-10 03:00 | 0 | 0 | 0 | 0 | 0 | 194147.732 | 0 | 415539 | 0 | 0 | 0 | 0 | 198884.1747 | 0 | 0 | 0 | 0 | 0 | 0 | 2733188.0968 | 0 | 0 | 0 | 0 | 0 | 0 | 0 | 0 | 0 | 0 | 0 | 0 | 70858.9504 | 0 | 0 | 0 | 0 | 0 | 0 | 0 | 0 | 0 | 292250.2184 | 0 | 0 | 0 | 0 | 0 | 0 | 0 | 0 | 0
2016-11-10 04:00 | 0 | 0 | 0 | 0 | 0 | 431855.8216 | 0 | 392399 | 0 | 0 | 0 | 0 | 198884.1747 | 0 | 0 | 0 | 0 | 0 | 0 | 2772644.9184 | 0 | 0 | 0 | 0 | 0 | 0 | 0 | 0 | 0 | 0 | 0 | 0 | 0 | 0 | 0 | 0 | 0 | 0 | 0 | 0 | 0 | 331707.04 | 292250.2184 | 0 | 0 | 0 | 0 | 0 | 0 | 0 | 0 | 0
2016-11-10 05:00 | 0 | 0 | 0 | 0 | 0 | 9552.8312 | 0 | 372662 | 0 | 0 | 0 | 0 | 128025.2243 | 0 | 0 | 0 | 0 | 0 | 0 | 2480394.7 | 0 | 0 | 0 | 0 | 0 | 0 | 0 | 0 | 0 | 0 | 0 | 0 | -70858.9504 | 0 | 0 | 0 | 0 | 0 | 0 | 0 | 0 | 0 | 292250.2184 | 0 | 0 | 0 | 0 | 0 | 0 | 0 | 0 | 0
2016-11-10 06:00 | 0 | 0 | 0 | 0 | 0 | 468592.772 | 0 | 358277 | 0 | 0 | 0 | 0 | 198884.1747 | 0 | 0 | 0 | 0 | 0 | 0 | 2519851.5216 | 0 | 0 | 0 | 0 | 0 | 0 | 0 | 0 | 0 | 0 | 0 | 0 | 70858.9504 | 0 | 0 | 0 | 0 | 0 | 0 | 0 | 0 | 331707.04 | 292250.2184 | 0 | 0 | 0 | 0 | 0 | 0 | 0 | 0 | 0
2016-11-10 07:00 | 0 | 0 | 0 | 0 | 0 | 57423.7816 | 0 | 349674 | 0 | 0 | 0 | 0 | 198884.1747 | 0 | 0 | 0 | 0 | 0 | 0 | 2227601.3032 | 0 | 0 | 0 | 0 | 0 | 0 | 0 | 0 | 0 | 0 | 0 | 0 | 0 | 0 | 0 | 0 | 0 | 0 | 0 | 0 | 0 | 0 | 292250.2184 | 0 | 0 | 0 | 0 | 0 | 0 | 0 | 0 | 0
2016-11-10 08:00 | 0 | 0 | 0 | 0 | 0 | 314450.8712 | 0 | 345853 | 0 | 0 | 0 | 0 | 128025.2243 | 0 | 0 | 0 | 0 | 0 | 0 | 2267058.1248 | 0 | 0 | 0 | 0 | 0 | 0 | 0 | 0 | 0 | 0 | 0 | 0 | -70858.9504 | 0 | 0 | 0 | 0 | 0 | 0 | 0 | 0 | 331707.04 | 292250.2184 | 0 | 0 | 0 | 0 | 0 | 0 | 0 | 0 | 0
2016-11-10 09:00 | 0 | 0 | 0 | 0 | 0 | 126777.732 | 0 | 348169 | 0 | 0 | 0 | 0 | 198884.1747 | 0 | 0 | 0 | 0 | 0 | 0 | 1974807.9065 | 0 | 0 | 0 | 0 | 0 | 0 | 0 | 0 | 0 | 0 | 0 | 0 | 70858.9504 | 0 | 0 | 0 | 0 | 0 | 0 | 0 | 0 | 0 | 292250.2184 | 0 | 0 | 0 | 0 | 0 | 0 | 0 | 0 | 0
2016-11-10 10:00 | 0 | 0 | 0 | 0 | 0 | 342366.5477 | 0 | 360076 | 0 | 0 | 0 | 0 | 141717.9008 | 0 | 0 | 0 | 0 | 0 | 0 | 2014264.7281 | 0 | 0 | 0 | 0 | 0 | 0 | 0 | 0 | 0 | 0 | 0 | 0 | -57166.2739 | 0 | 0 | 0 | 0 | 0 | 0 | 0 | 0 | 331707.04 | 292250.2184 | 0 | 0 | 0 | 0 | 0 | 0 | 0 | 0 | 0
2016-11-10 11:00 | 0 | 0 | 0 | 0 | 0 | 26823.8312 | 0 | 389933 | 0 | 0 | 0 | 0 | 70858.9504 | 0 | 0 | 0 | 0 | 0 | 0 | 1722014.5097 | 0 | 0 | 0 | 0 | 0 | 0 | 0 | 0 | 0 | 0 | 0 | 0 | -70858.9504 | 0 | 0 | 0 | 0 | 0 | 0 | 0 | 0 | 0 | 292250.2184 | 0 | 0 | 0 | 0 | 0 | 0 | 0 | 0 | 0
2016-11-10 12:00 | 0 | 0 | 0 | 0 | 0 | 382894.8712 | 0 | 414297 | 0 | 0 | 0 | 0 | 0 | 0 | 0 | 0 | 0 | 0 | 0 | 1761471.3313 | 0 | 0 | 0 | 0 | 0 | 0 | 0 | 0 | 0 | 0 | 0 | 0 | -70858.9504 | 0 | 0 | 0 | 0 | 0 | 0 | 0 | 0 | 331707.04 | 292250.2184 | 0 | 0 | 0 | 0 | 0 | 0 | 0 | 0 | 0
2016-11-10 13:00 | 0 | 0 | 0 | 0 | 0 | 533068.3659 | 25.4061 | 422778 | 0 | 0 | 0 | 0 | 70858.9504 | 0 | 0 | 0 | 0 | 0 | 0 | 1800928.1529 | 0 | 0 | 0 | 0 | 0 | 0 | 0 | 0 | 0 | 0 | 0 | 0 | 70858.9504 | 0 | 0 | 0 | 0 | 0 | 0 | 0 | 0 | 331707.04 | 292250.2184 | 0 | 0 | 0 | 0 | 0 | 0 | 0 | 0 | 0
2016-11-10 14:00 | 0 | 0 | 0 | 0 | 0 | 0 | 169641.0089 | 424861 | 0 | 0 | 0 | 0 | 70858.9504 | 0 | 0 | 0 | 0 | 0 | 0 | 1545708.1618 | 0 | 0 | 0 | 0 | 0 | 0 | 0 | 0 | 0 | 0 | 0 | 0 | 0 | 0 | 0 | 0 | 0 | 0 | 0 | 0 | 0 | 37030.2273 | 292250.2184 | 0 | 0 | 0 | 0 | 0 | 0 | 0 | 0 | 0
2016-11-10 15:00 | 0 | 0 | 0 | 0 | 0 | 0 | 533760.5688 | 425356 | 0 | 0 | 0 | 0 | 141717.9008 | 0 | 0 | 0 | 0 | 0 | 0 | 1583253.7803 | 0 | 0 | 0 | 0 | 0 | 0 | 0 | 0 | 0 | 0 | 0 | 0 | 70858.9504 | 0 | 0 | 0 | 0 | 0 | 0 | 0 | 0 | 37545.6184 | 0 | 0 | 0 | 0 | 0 | 0 | 0 | 0 | 0 | 0
2016-11-10 16:00 | 0 | 0 | 0 | 0 | 0 | 0 | 645462.9533 | 424871 | 0 | 0 | 0 | 0 | 70858.9504 | 0 | 0 | 0 | 0 | 0 | 0 | 1874704.684 | 0 | 0 | 0 | 0 | 0 | 0 | 0 | 0 | 0 | 0 | 0 | 0 | -70858.9504 | 0 | 0 | 0 | 0 | 0 | 0 | 0 | 0 | 291450.9037 | 0 | 0 | 0 | 0 | 0 | 0 | 0 | 0 | 0 | 0
2016-11-10 17:00 | 0 | 0 | 0 | 0 | 0 | 0 | 641647.7183 | 424766 | 0 | 0 | 0 | 0 | 0 | 0 | 0 | 0 | 0 | 0 | 0 | 2162445.3526 | 0 | 0 | 0 | 0 | 0 | 0 | 0 | 0 | 0 | 0 | 0 | 0 | -70858.9504 | 0 | 0 | 0 | 0 | 0 | 0 | 0 | 0 | 287740.6687 | 0 | 0 | 0 | 0 | 0 | 0 | 0 | 0 | 0 | 0
2016-11-10 18:00 | 0 | 0 | 0 | 0 | 0 | 0 | 605836.0404 | 425604 | 0 | 0 | 0 | 0 | 57166.2739 | 0 | 0 | 0 | 0 | 0 | 0 | 2285511.1192 | 0 | 0 | 0 | 0 | 0 | 0 | 0 | 0 | 0 | 0 | 0 | 0 | 57166.2739 | 0 | 0 | 0 | 0 | 0 | 0 | 0 | 0 | 123065.7666 | 0 | 0 | 0 | 0 | 0 | 0 | 0 | 0 | 0 | 0
2016-11-10 19:00 | 0 | 0 | 0 | 0 | 0 | 0 | 587935.5735 | 426796 | 0 | 0 | 0 | 0 | 128025.2243 | 0 | 0 | 0 | 0 | 0 | 0 | 2375791.7423 | 0 | 0 | 0 | 0 | 0 | 0 | 0 | 0 | 0 | 0 | 0 | 0 | 70858.9504 | 0 | 0 | 0 | 0 | 0 | 0 | 0 | 0 | 90280.6231 | 0 | 0 | 0 | 0 | 0 | 0 | 0 | 0 | 0 | 0
2016-11-10 20:00 | 0 | 0 | 0 | 0 | 0 | 0 | 598167.3405 | 427295 | 0 | 0 | 0 | 0 | 198884.1747 | 0 | 0 | 0 | 0 | 0 | 0 | 2475805.1324 | 0 | 0 | 0 | 0 | 0 | 0 | 0 | 0 | 0 | 0 | 0 | 0 | 70858.9504 | 0 | 0 | 0 | 0 | 0 | 0 | 0 | 0 | 100013.3901 | 0 | 0 | 0 | 0 | 0 | 0 | 0 | 0 | 0 | 0
2016-11-10 21:00 | 0 | 0 | 0 | 0 | 0 | 0 | 622398.4773 | 429964 | 0 | 0 | 0 | 0 | 128025.2243 | 0 | 0 | 0 | 0 | 0 | 0 | 2739098.5601 | 0 | 0 | 0 | 0 | 0 | 0 | 0 | 0 | 0 | 0 | 0 | 0 | -70858.9504 | 0 | 0 | 0 | 0 | 0 | 0 | 0 | 0 | 263293.4277 | 0 | 0 | 0 | 0 | 0 | 0 | 0 | 0 | 0 | 0
2016-11-10 22:00 | 0 | 0 | 0 | 0 | 0 | 0 | 590394.7916 | 440203 | 0 | 0 | 0 | 0 | 198884.1747 | 0 | 0 | 0 | 0 | 0 | 0 | 2818431.4013 | 0 | 0 | 0 | 0 | 0 | 0 | 0 | 0 | 0 | 0 | 0 | 0 | 70858.9504 | 0 | 0 | 0 | 0 | 0 | 0 | 0 | 0 | 79332.8412 | 0 | 0 | 0 | 0 | 0 | 0 | 0 | 0 | 0 | 0
2016-11-10 23:00 | 0 | 0 | 0 | 0 | 0 | 438678.037 | 345442.003 | 452413 | 0 | 0 | 0 | 0 | 198884.1747 | 0 | 0 | 0 | 0 | 0 | 0 | 3150138.4413 | 0 | 0 | 0 | 0 | 0 | 0 | 0 | 0 | 0 | 0 | 0 | 0 | 0 | 0 | 0 | 0 | 0 | 0 | 0 | 0 | 0 | 331707.04 | 0 | 0 | 0 | 0 | 0 | 0 | 0 | 0 | 0 | 0
2016-11-11 | 0 | 0 | 0 | 0 | 0 | 395712.3385 | 26625.5327 | 453740 | 0 | 0 | 0 | 0 | 128025.2243 | 0 | 0 | 0 | 0 | 0 | 0 | 3189595.2629 | 0 | 0 | 0 | 0 | 0 | 0 | 0 | 0 | 0 | 0 | 0 | 0 | -70858.9504 | 0 | 0 | 0 | 0 | 0 | 0 | 0 | 0 | 331707.04 | 292250.2184 | 0 | 0 | 0 | 0 | 0 | 0 | 0 | 0 | 0
2016-11-11 01:00 | 0 | 0 | 0 | 0 | 0 | 417320.8712 | 0 | 448723 | 0 | 0 | 0 | 0 | 57166.2739 | 0 | 0 | 0 | 0 | 0 | 0 | 3229052.0846 | 0 | 0 | 0 | 0 | 0 | 0 | 0 | 0 | 0 | 0 | 0 | 0 | -70858.9504 | 0 | 0 | 0 | 0 | 0 | 0 | 0 | 0 | 331707.04 | 292250.2184 | 0 | 0 | 0 | 0 | 0 | 0 | 0 | 0 | 0
2016-11-11 02:00 | 0 | 0 | 0 | 0 | 0 | 545260.772 | 0 | 434945 | 0 | 0 | 0 | 0 | 128025.2243 | 0 | 0 | 0 | 0 | 0 | 0 | 3268508.9062 | 0 | 0 | 0 | 0 | 0 | 0 | 0 | 0 | 0 | 0 | 0 | 0 | 70858.9504 | 0 | 0 | 0 | 0 | 0 | 0 | 0 | 0 | 331707.04 | 292250.2184 | 0 | 0 | 0 | 0 | 0 | 0 | 0 | 0 | 0
2016-11-11 03:00 | 0 | 0 | 0 | 0 | 0 | 524072.772 | 0 | 413757 | 0 | 0 | 0 | 0 | 198884.1747 | 0 | 0 | 0 | 0 | 0 | 0 | 3307965.7278 | 0 | 0 | 0 | 0 | 0 | 0 | 0 | 0 | 0 | 0 | 0 | 0 | 70858.9504 | 0 | 0 | 0 | 0 | 0 | 0 | 0 | 0 | 331707.04 | 292250.2184 | 0 | 0 | 0 | 0 | 0 | 0 | 0 | 0 | 0
2016-11-11 04:00 | 0 | 0 | 0 | 0 | 0 | 99457.7816 | 0 | 391708 | 0 | 0 | 0 | 0 | 198884.1747 | 0 | 0 | 0 | 0 | 0 | 0 | 3015715.5094 | 0 | 0 | 0 | 0 | 0 | 0 | 0 | 0 | 0 | 0 | 0 | 0 | 0 | 0 | 0 | 0 | 0 | 0 | 0 | 0 | 0 | 0 | 292250.2184 | 0 | 0 | 0 | 0 | 0 | 0 | 0 | 0 | 0
2016-11-11 05:00 | 0 | 0 | 0 | 0 | 0 | 340099.8712 | 0 | 371502 | 0 | 0 | 0 | 0 | 128025.2243 | 0 | 0 | 0 | 0 | 0 | 0 | 3055172.331 | 0 | 0 | 0 | 0 | 0 | 0 | 0 | 0 | 0 | 0 | 0 | 0 | -70858.9504 | 0 | 0 | 0 | 0 | 0 | 0 | 0 | 0 | 331707.04 | 292250.2184 | 0 | 0 | 0 | 0 | 0 | 0 | 0 | 0 | 0
2016-11-11 06:00 | 0 | 0 | 0 | 0 | 0 | 135934.732 | 0 | 357326 | 0 | 0 | 0 | 0 | 198884.1747 | 0 | 0 | 0 | 0 | 0 | 0 | 2762922.1126 | 0 | 0 | 0 | 0 | 0 | 0 | 0 | 0 | 0 | 0 | 0 | 0 | 70858.9504 | 0 | 0 | 0 | 0 | 0 | 0 | 0 | 0 | 0 | 292250.2184 | 0 | 0 | 0 | 0 | 0 | 0 | 0 | 0 | 0
2016-11-11 07:00 | 0 | 0 | 0 | 0 | 0 | 387145.8216 | 0 | 347689 | 0 | 0 | 0 | 0 | 198884.1747 | 0 | 0 | 0 | 0 | 0 | 0 | 2802378.9342 | 0 | 0 | 0 | 0 | 0 | 0 | 0 | 0 | 0 | 0 | 0 | 0 | 0 | 0 | 0 | 0 | 0 | 0 | 0 | 0 | 0 | 331707.04 | 292250.2184 | 0 | 0 | 0 | 0 | 0 | 0 | 0 | 0 | 0
2016-11-11 08:00 | 0 | 0 | 0 | 0 | 0 | 0 | 0 | 343422 | 0 | 0 | 0 | 0 | 128025.2243 | 0 | 0 | 0 | 0 | 0 | 0 | 2529815.8846 | 0 | 0 | 0 | 0 | 0 | 0 | 0 | 0 | 0 | 0 | 0 | 0 | -70858.9504 | 0 | 0 | 0 | 0 | 0 | 0 | 0 | 0 | 19687.1688 | 292250.2184 | 0 | 0 | 0 | 0 | 0 | 0 | 0 | 0 | 0
2016-11-11 09:00 | 0 | 0 | 0 | 0 | 0 | 455314.772 | 0 | 344999 | 0 | 0 | 0 | 0 | 198884.1747 | 0 | 0 | 0 | 0 | 0 | 0 | 2569272.7063 | 0 | 0 | 0 | 0 | 0 | 0 | 0 | 0 | 0 | 0 | 0 | 0 | 70858.9504 | 0 | 0 | 0 | 0 | 0 | 0 | 0 | 0 | 331707.04 | 292250.2184 | 0 | 0 | 0 | 0 | 0 | 0 | 0 | 0 | 0
2016-11-11 10:00 | 0 | 0 | 0 | 0 | 0 | 62454.7816 | 0 | 354705 | 0 | 0 | 0 | 0 | 198884.1747 | 0 | 0 | 0 | 0 | 0 | 0 | 2277022.4879 | 0 | 0 | 0 | 0 | 0 | 0 | 0 | 0 | 0 | 0 | 0 | 0 | 0 | 0 | 0 | 0 | 0 | 0 | 0 | 0 | 0 | 0 | 292250.2184 | 0 | 0 | 0 | 0 | 0 | 0 | 0 | 0 | 0
2016-11-11 11:00 | 0 | 0 | 0 | 0 | 0 | 418340.8216 | 0 | 378884 | 0 | 0 | 0 | 0 | 198884.1747 | 0 | 0 | 0 | 0 | 0 | 0 | 2316479.3095 | 0 | 0 | 0 | 0 | 0 | 0 | 0 | 0 | 0 | 0 | 0 | 0 | 0 | 0 | 0 | 0 | 0 | 0 | 0 | 0 | 0 | 331707.04 | 292250.2184 | 0 | 0 | 0 | 0 | 0 | 0 | 0 | 0 | 0
2016-11-11 12:00 | 0 | 0 | 0 | 0 | 0 | 39119.8312 | 0 | 402229 | 0 | 0 | 0 | 0 | 128025.2243 | 0 | 0 | 0 | 0 | 0 | 0 | 2024229.0911 | 0 | 0 | 0 | 0 | 0 | 0 | 0 | 0 | 0 | 0 | 0 | 0 | -70858.9504 | 0 | 0 | 0 | 0 | 0 | 0 | 0 | 0 | 0 | 292250.2184 | 0 | 0 | 0 | 0 | 0 | 0 | 0 | 0 | 0
2016-11-11 13:00 | 0 | 0 | 0 | 0 | 0 | 403673.1973 | 37.5842 | 413318 | 0 | 0 | 0 | 0 | 198884.1747 | 0 | 0 | 0 | 0 | 0 | 0 | 1943762.9222 | 0 | 0 | 0 | 0 | 0 | 0 | 0 | 0 | 0 | 0 | 0 | 0 | 70858.9504 | 0 | 0 | 0 | 0 | 0 | 0 | 0 | 0 | 211784.0495 | 292250.2184 | 0 | 0 | 0 | 0 | 0 | 0 | 0 | 0 | 0
2016-11-11 14:00 | 0 | 0 | 0 | 0 | 0 | 278654.7762 | 152747.8605 | 417219 | 0 | 0 | 0 | 0 | 173610.9898 | 0 | 0 | 0 | 0 | 0 | 0 | 1983219.7439 | 0 | 0 | 0 | 0 | 0 | 0 | 0 | 0 | 0 | 0 | 0 | 0 | -25273.1849 | 0 | 0 | 0 | 0 | 0 | 0 | 0 | 0 | 331707.04 | 292250.2184 | 0 | 0 | 0 | 0 | 0 | 0 | 0 | 0 | 0
2016-11-11 15:00 | 0 | 0 | 0 | 0 | 0 | 0 | 532052.2746 | 418797 | 0 | 0 | 0 | 0 | 198884.1747 | 0 | 0 | 0 | 0 | 0 | 0 | 2071201.8336 | 0 | 0 | 0 | 0 | 0 | 0 | 0 | 0 | 0 | 0 | 0 | 0 | 25273.1849 | 0 | 0 | 0 | 0 | 0 | 0 | 0 | 0 | 87982.0897 | 0 | 0 | 0 | 0 | 0 | 0 | 0 | 0 | 0 | 0
2016-11-11 16:00 | 0 | 0 | 0 | 0 | 0 | 0 | 675697.9591 | 419146 | 0 | 0 | 0 | 0 | 198884.1747 | 0 | 0 | 0 | 0 | 0 | 0 | 2327753.7927 | 0 | 0 | 0 | 0 | 0 | 0 | 0 | 0 | 0 | 0 | 0 | 0 | 0 | 0 | 0 | 0 | 0 | 0 | 0 | 0 | 0 | 256551.9591 | 0 | 0 | 0 | 0 | 0 | 0 | 0 | 0 | 0 | 0
2016-11-11 17:00 | 0 | 0 | 0 | 0 | 0 | 0 | 666987.5921 | 418334 | 0 | 0 | 0 | 0 | 128025.2243 | 0 | 0 | 0 | 0 | 0 | 0 | 2647266.3352 | 0 | 0 | 0 | 0 | 0 | 0 | 0 | 0 | 0 | 0 | 0 | 0 | -70858.9504 | 0 | 0 | 0 | 0 | 0 | 0 | 0 | 0 | 319512.5425 | 0 | 0 | 0 | 0 | 0 | 0 | 0 | 0 | 0 | 0
2016-11-11 18:00 | 0 | 0 | 0 | 0 | 0 | 0 | 625803.0136 | 418496 | 0 | 0 | 0 | 0 | 128025.2243 | 0 | 0 | 0 | 0 | 0 | 0 | 2854573.3488 | 0 | 0 | 0 | 0 | 0 | 0 | 0 | 0 | 0 | 0 | 0 | 0 | 0 | 0 | 0 | 0 | 0 | 0 | 0 | 0 | 0 | 207307.0136 | 0 | 0 | 0 | 0 | 0 | 0 | 0 | 0 | 0 | 0
2016-11-11 19:00 | 0 | 0 | 0 | 0 | 0 | 0 | 607720.5195 | 418696 | 0 | 0 | 0 | 0 | 198884.1747 | 0 | 0 | 0 | 0 | 0 | 0 | 2972738.9179 | 0 | 0 | 0 | 0 | 0 | 0 | 0 | 0 | 0 | 0 | 0 | 0 | 70858.9504 | 0 | 0 | 0 | 0 | 0 | 0 | 0 | 0 | 118165.5691 | 0 | 0 | 0 | 0 | 0 | 0 | 0 | 0 | 0 | 0
2016-11-11 20:00 | 0 | 0 | 0 | 0 | 0 | 0 | 622890.2949 | 418481 | 0 | 0 | 0 | 0 | 128025.2243 | 0 | 0 | 0 | 0 | 0 | 0 | 3248007.1632 | 0 | 0 | 0 | 0 | 0 | 0 | 0 | 0 | 0 | 0 | 0 | 0 | -70858.9504 | 0 | 0 | 0 | 0 | 0 | 0 | 0 | 0 | 275268.2453 | 0 | 0 | 0 | 0 | 0 | 0 | 0 | 0 | 0 | 0
2016-11-11 21:00 | 0 | 0 | 0 | 0 | 0 | 0 | 651975.3659 | 421340 | 0 | 0 | 0 | 0 | 57166.2739 | 0 | 0 | 0 | 0 | 0 | 0 | 3549501.4795 | 0 | 0 | 0 | 0 | 0 | 0 | 0 | 0 | 0 | 0 | 0 | 0 | -70858.9504 | 0 | 0 | 0 | 0 | 0 | 0 | 0 | 0 | 301494.3163 | 0 | 0 | 0 | 0 | 0 | 0 | 0 | 0 | 0 | 0
2016-11-11 22:00 | 0 | 0 | 0 | 0 | 0 | 0 | 612295.8099 | 431879 | 0 | 0 | 0 | 0 | 128025.2243 | 0 | 0 | 0 | 0 | 0 | 0 | 3659059.339 | 0 | 0 | 0 | 0 | 0 | 0 | 0 | 0 | 0 | 0 | 0 | 0 | 70858.9504 | 0 | 0 | 0 | 0 | 0 | 0 | 0 | 0 | 109557.8595 | 0 | 0 | 0 | 0 | 0 | 0 | 0 | 0 | 0 | 0
2016-11-11 23:00 | 0 | 0 | 0 | 0 | 0 | 438370.7332 | 333074.8141 | 440688 | 0 | 0 | 0 | 0 | 127075.7316 | 0 | 0 | 0 | 0 | 0 | 0 | 3990766.379 | 0 | 0 | 0 | 0 | 0 | 0 | 0 | 0 | 0 | 0 | 0 | 0 | -949.4927 | 0 | 0 | 0 | 0 | 0 | 0 | 0 | 0 | 331707.04 | 0 | 0 | 0 | 0 | 0 | 0 | 0 | 0 | 0 | 0
2016-11-12 | 0 | 0 | 0 | 0 | 0 | 457177.3407 | 22689.9736 | 439461 | 0 | 0 | 0 | 0 | 128025.2243 | 0 | 0 | 0 | 0 | 0 | 0 | 4030223.2006 | 0 | 0 | 0 | 0 | 0 | 0 | 0 | 0 | 0 | 0 | 0 | 0 | 949.4927 | 0 | 0 | 0 | 0 | 0 | 0 | 0 | 0 | 331707.04 | 292250.2184 | 0 | 0 | 0 | 0 | 0 | 0 | 0 | 0 | 0
2016-11-12 01:00 | 0 | 0 | 0 | 0 | 0 | 402014.8712 | 0 | 433417 | 0 | 0 | 0 | 0 | 57166.2739 | 0 | 0 | 0 | 0 | 0 | 0 | 4069680.0222 | 0 | 0 | 0 | 0 | 0 | 0 | 0 | 0 | 0 | 0 | 0 | 0 | -70858.9504 | 0 | 0 | 0 | 0 | 0 | 0 | 0 | 0 | 331707.04 | 292250.2184 | 0 | 0 | 0 | 0 | 0 | 0 | 0 | 0 | 0
2016-11-12 02:00 | 0 | 0 | 0 | 0 | 0 | 530963.772 | 0 | 420648 | 0 | 0 | 0 | 0 | 128025.2243 | 0 | 0 | 0 | 0 | 0 | 0 | 4109136.8439 | 0 | 0 | 0 | 0 | 0 | 0 | 0 | 0 | 0 | 0 | 0 | 0 | 70858.9504 | 0 | 0 | 0 | 0 | 0 | 0 | 0 | 0 | 331707.04 | 292250.2184 | 0 | 0 | 0 | 0 | 0 | 0 | 0 | 0 | 0
2016-11-12 03:00 | 0 | 0 | 0 | 0 | 0 | 514207.772 | 0 | 403892 | 0 | 0 | 0 | 0 | 198884.1747 | 0 | 0 | 0 | 0 | 0 | 0 | 4148593.6655 | 0 | 0 | 0 | 0 | 0 | 0 | 0 | 0 | 0 | 0 | 0 | 0 | 70858.9504 | 0 | 0 | 0 | 0 | 0 | 0 | 0 | 0 | 331707.04 | 292250.2184 | 0 | 0 | 0 | 0 | 0 | 0 | 0 | 0 | 0
2016-11-12 04:00 | 0 | 0 | 0 | 0 | 0 | 93086.7816 | 0 | 385337 | 0 | 0 | 0 | 0 | 198884.1747 | 0 | 0 | 0 | 0 | 0 | 0 | 3856343.4471 | 0 | 0 | 0 | 0 | 0 | 0 | 0 | 0 | 0 | 0 | 0 | 0 | 0 | 0 | 0 | 0 | 0 | 0 | 0 | 0 | 0 | 0 | 292250.2184 | 0 | 0 | 0 | 0 | 0 | 0 | 0 | 0 | 0
2016-11-12 05:00 | 0 | 0 | 0 | 0 | 0 | 335845.8712 | 0 | 367248 | 0 | 0 | 0 | 0 | 128025.2243 | 0 | 0 | 0 | 0 | 0 | 0 | 3895800.2687 | 0 | 0 | 0 | 0 | 0 | 0 | 0 | 0 | 0 | 0 | 0 | 0 | -70858.9504 | 0 | 0 | 0 | 0 | 0 | 0 | 0 | 0 | 331707.04 | 292250.2184 | 0 | 0 | 0 | 0 | 0 | 0 | 0 | 0 | 0
2016-11-12 06:00 | 0 | 0 | 0 | 0 | 0 | 131763.732 | 0 | 353155 | 0 | 0 | 0 | 0 | 198884.1747 | 0 | 0 | 0 | 0 | 0 | 0 | 3603550.0503 | 0 | 0 | 0 | 0 | 0 | 0 | 0 | 0 | 0 | 0 | 0 | 0 | 70858.9504 | 0 | 0 | 0 | 0 | 0 | 0 | 0 | 0 | 0 | 292250.2184 | 0 | 0 | 0 | 0 | 0 | 0 | 0 | 0 | 0
2016-11-12 07:00 | 0 | 0 | 0 | 0 | 0 | 384284.8216 | 0 | 344828 | 0 | 0 | 0 | 0 | 198884.1747 | 0 | 0 | 0 | 0 | 0 | 0 | 3643006.8719 | 0 | 0 | 0 | 0 | 0 | 0 | 0 | 0 | 0 | 0 | 0 | 0 | 0 | 0 | 0 | 0 | 0 | 0 | 0 | 0 | 0 | 331707.04 | 292250.2184 | 0 | 0 | 0 | 0 | 0 | 0 | 0 | 0 | 0
2016-11-12 08:00 | 0 | 0 | 0 | 0 | 0 | 48260.7816 | 0 | 340511 | 0 | 0 | 0 | 0 | 198884.1747 | 0 | 0 | 0 | 0 | 0 | 0 | 3350756.6535 | 0 | 0 | 0 | 0 | 0 | 0 | 0 | 0 | 0 | 0 | 0 | 0 | 0 | 0 | 0 | 0 | 0 | 0 | 0 | 0 | 0 | 0 | 292250.2184 | 0 | 0 | 0 | 0 | 0 | 0 | 0 | 0 | 0
2016-11-12 09:00 | 0 | 0 | 0 | 0 | 0 | 309180.8712 | 0 | 340583 | 0 | 0 | 0 | 0 | 128025.2243 | 0 | 0 | 0 | 0 | 0 | 0 | 3390213.4752 | 0 | 0 | 0 | 0 | 0 | 0 | 0 | 0 | 0 | 0 | 0 | 0 | -70858.9504 | 0 | 0 | 0 | 0 | 0 | 0 | 0 | 0 | 331707.04 | 292250.2184 | 0 | 0 | 0 | 0 | 0 | 0 | 0 | 0 | 0
2016-11-12 10:00 | 0 | 0 | 0 | 0 | 0 | 123897.732 | 0 | 345289 | 0 | 0 | 0 | 0 | 198884.1747 | 0 | 0 | 0 | 0 | 0 | 0 | 3097963.2568 | 0 | 0 | 0 | 0 | 0 | 0 | 0 | 0 | 0 | 0 | 0 | 0 | 70858.9504 | 0 | 0 | 0 | 0 | 0 | 0 | 0 | 0 | 0 | 292250.2184 | 0 | 0 | 0 | 0 | 0 | 0 | 0 | 0 | 0
2016-11-12 11:00 | 0 | 0 | 0 | 0 | 0 | 394829.8216 | 0 | 355373 | 0 | 0 | 0 | 0 | 198884.1747 | 0 | 0 | 0 | 0 | 0 | 0 | 3137420.0784 | 0 | 0 | 0 | 0 | 0 | 0 | 0 | 0 | 0 | 0 | 0 | 0 | 0 | 0 | 0 | 0 | 0 | 0 | 0 | 0 | 0 | 331707.04 | 292250.2184 | 0 | 0 | 0 | 0 | 0 | 0 | 0 | 0 | 0
2016-11-12 12:00 | 0 | 0 | 0 | 0 | 0 | 5286.8312 | 0 | 368396 | 0 | 0 | 0 | 0 | 128025.2243 | 0 | 0 | 0 | 0 | 0 | 0 | 2845169.86 | 0 | 0 | 0 | 0 | 0 | 0 | 0 | 0 | 0 | 0 | 0 | 0 | -70858.9504 | 0 | 0 | 0 | 0 | 0 | 0 | 0 | 0 | 0 | 292250.2184 | 0 | 0 | 0 | 0 | 0 | 0 | 0 | 0 | 0
2016-11-12 13:00 | 0 | 0 | 0 | 0 | 0 | 349942.2033 | 45.668 | 381390 | 0 | 0 | 0 | 0 | 57166.2739 | 0 | 0 | 0 | 0 | 0 | 0 | 2884626.6816 | 0 | 0 | 0 | 0 | 0 | 0 | 0 | 0 | 0 | 0 | 0 | 0 | -70858.9504 | 0 | 0 | 0 | 0 | 0 | 0 | 0 | 0 | 331707.04 | 292250.2184 | 0 | 0 | 0 | 0 | 0 | 0 | 0 | 0 | 0
2016-11-12 14:00 | 0 | 0 | 0 | 0 | 0 | 303551.7646 | 196476.0074 | 389712 | 0 | 0 | 0 | 0 | 128025.2243 | 0 | 0 | 0 | 0 | 0 | 0 | 2924083.5032 | 0 | 0 | 0 | 0 | 0 | 0 | 0 | 0 | 0 | 0 | 0 | 0 | 70858.9504 | 0 | 0 | 0 | 0 | 0 | 0 | 0 | 0 | 331707.04 | 292250.2184 | 0 | 0 | 0 | 0 | 0 | 0 | 0 | 0 | 0
2016-11-12 15:00 | 0 | 0 | 0 | 0 | 0 | 0 | 459674.0812 | 392801 | 0 | 0 | 0 | 0 | 194898.3055 | 0 | 0 | 0 | 0 | 0 | 0 | 2924083.5032 | 0 | 0 | 0 | 0 | 0 | 0 | 0 | 0 | 0 | 0 | 0 | 0 | 66873.0812 | 0 | 0 | 0 | 0 | 0 | 0 | 0 | 0 | 0 | 0 | 0 | 0 | 0 | 0 | 0 | 0 | 0 | 0 | 0
2016-11-12 16:00 | 0 | 0 | 0 | 0 | 0 | 164218.9807 | 564584.9285 | 393111 | 0 | 0 | 0 | 0 | 198884.1747 | 0 | 0 | 0 | 0 | 0 | 0 | 3255790.5432 | 0 | 0 | 0 | 0 | 0 | 0 | 0 | 0 | 0 | 0 | 0 | 0 | 3985.8692 | 0 | 0 | 0 | 0 | 0 | 0 | 0 | 0 | 331707.04 | 0 | 0 | 0 | 0 | 0 | 0 | 0 | 0 | 0 | 0
2016-11-12 17:00 | 0 | 0 | 0 | 0 | 0 | 0 | 572639.9761 | 391081 | 0 | 0 | 0 | 0 | 128025.2243 | 0 | 0 | 0 | 0 | 0 | 0 | 3508208.4697 | 0 | 0 | 0 | 0 | 0 | 0 | 0 | 0 | 0 | 0 | 0 | 0 | -70858.9504 | 0 | 0 | 0 | 0 | 0 | 0 | 0 | 0 | 252417.9265 | 0 | 0 | 0 | 0 | 0 | 0 | 0 | 0 | 0 | 0
2016-11-12 18:00 | 0 | 0 | 0 | 0 | 0 | 0 | 559982.4493 | 388594 | 0 | 0 | 0 | 0 | 128025.2243 | 0 | 0 | 0 | 0 | 0 | 0 | 3679596.9191 | 0 | 0 | 0 | 0 | 0 | 0 | 0 | 0 | 0 | 0 | 0 | 0 | 0 | 0 | 0 | 0 | 0 | 0 | 0 | 0 | 0 | 171388.4493 | 0 | 0 | 0 | 0 | 0 | 0 | 0 | 0 | 0 | 0
2016-11-12 19:00 | 0 | 0 | 0 | 0 | 0 | 0 | 553791.0919 | 386795 | 0 | 0 | 0 | 0 | 198884.1747 | 0 | 0 | 0 | 0 | 0 | 0 | 3775734.0605 | 0 | 0 | 0 | 0 | 0 | 0 | 0 | 0 | 0 | 0 | 0 | 0 | 70858.9504 | 0 | 0 | 0 | 0 | 0 | 0 | 0 | 0 | 96137.1415 | 0 | 0 | 0 | 0 | 0 | 0 | 0 | 0 | 0 | 0
2016-11-12 20:00 | 0 | 0 | 0 | 0 | 0 | 0 | 567199.5174 | 387364 | 0 | 0 | 0 | 0 | 198884.1747 | 0 | 0 | 0 | 0 | 0 | 0 | 3955569.5779 | 0 | 0 | 0 | 0 | 0 | 0 | 0 | 0 | 0 | 0 | 0 | 0 | 0 | 0 | 0 | 0 | 0 | 0 | 0 | 0 | 0 | 179835.5174 | 0 | 0 | 0 | 0 | 0 | 0 | 0 | 0 | 0 | 0
2016-11-12 21:00 | 0 | 0 | 0 | 0 | 0 | 0 | 582358.324 | 392396 | 0 | 0 | 0 | 0 | 128025.2243 | 0 | 0 | 0 | 0 | 0 | 0 | 4216390.8523 | 0 | 0 | 0 | 0 | 0 | 0 | 0 | 0 | 0 | 0 | 0 | 0 | -70858.9504 | 0 | 0 | 0 | 0 | 0 | 0 | 0 | 0 | 260821.2744 | 0 | 0 | 0 | 0 | 0 | 0 | 0 | 0 | 0 | 0
2016-11-12 22:00 | 0 | 0 | 0 | 0 | 0 | 0 | 535117.834 | 406035 | 0 | 0 | 0 | 0 | 57166.2739 | 0 | 0 | 0 | 0 | 0 | 0 | 4416332.6367 | 0 | 0 | 0 | 0 | 0 | 0 | 0 | 0 | 0 | 0 | 0 | 0 | -70858.9504 | 0 | 0 | 0 | 0 | 0 | 0 | 0 | 0 | 199941.7844 | 0 | 0 | 0 | 0 | 0 | 0 | 0 | 0 | 0 | 0
2016-11-12 23:00 | 0 | 0 | 0 | 0 | 0 | 0 | 271562.01 | 419527 | 0 | 0 | 0 | 0 | 57166.2739 | 0 | 0 | 0 | 0 | 0 | 0 | 4268367.6468 | 0 | 0 | 0 | 0 | 0 | 0 | 0 | 0 | 0 | 0 | 0 | 0 | 0 | 0 | 0 | 0 | 0 | 0 | 0 | 0 | 0 | 144285.2284 | 292250.2184 | 0 | 0 | 0 | 0 | 0 | 0 | 0 | 0 | 0
2016-11-13 | 0 | 0 | 0 | 0 | 0 | 512486.628 | 20424.144 | 422595 | 0 | 0 | 0 | 0 | 128025.2243 | 0 | 0 | 0 | 0 | 0 | 0 | 4307824.4684 | 0 | 0 | 0 | 0 | 0 | 0 | 0 | 0 | 0 | 0 | 0 | 0 | 70858.9504 | 0 | 0 | 0 | 0 | 0 | 0 | 0 | 0 | 331707.04 | 292250.2184 | 0 | 0 | 0 | 0 | 0 | 0 | 0 | 0 | 0
2016-11-13 01:00 | 0 | 0 | 0 | 0 | 0 | 389654.8712 | 0 | 421057 | 0 | 0 | 0 | 0 | 57166.2739 | 0 | 0 | 0 | 0 | 0 | 0 | 4347281.29 | 0 | 0 | 0 | 0 | 0 | 0 | 0 | 0 | 0 | 0 | 0 | 0 | -70858.9504 | 0 | 0 | 0 | 0 | 0 | 0 | 0 | 0 | 331707.04 | 292250.2184 | 0 | 0 | 0 | 0 | 0 | 0 | 0 | 0 | 0
2016-11-13 02:00 | 0 | 0 | 0 | 0 | 0 | 522303.772 | 0 | 411988 | 0 | 0 | 0 | 0 | 128025.2243 | 0 | 0 | 0 | 0 | 0 | 0 | 4386738.1116 | 0 | 0 | 0 | 0 | 0 | 0 | 0 | 0 | 0 | 0 | 0 | 0 | 70858.9504 | 0 | 0 | 0 | 0 | 0 | 0 | 0 | 0 | 331707.04 | 292250.2184 | 0 | 0 | 0 | 0 | 0 | 0 | 0 | 0 | 0
2016-11-13 03:00 | 0 | 0 | 0 | 0 | 0 | 508641.772 | 0 | 398326 | 0 | 0 | 0 | 0 | 198884.1747 | 0 | 0 | 0 | 0 | 0 | 0 | 4426194.9332 | 0 | 0 | 0 | 0 | 0 | 0 | 0 | 0 | 0 | 0 | 0 | 0 | 70858.9504 | 0 | 0 | 0 | 0 | 0 | 0 | 0 | 0 | 331707.04 | 292250.2184 | 0 | 0 | 0 | 0 | 0 | 0 | 0 | 0 | 0
2016-11-13 04:00 | 0 | 0 | 0 | 0 | 0 | 19724.8312 | 0 | 382834 | 0 | 0 | 0 | 0 | 128025.2243 | 0 | 0 | 0 | 0 | 0 | 0 | 4133944.7148 | 0 | 0 | 0 | 0 | 0 | 0 | 0 | 0 | 0 | 0 | 0 | 0 | -70858.9504 | 0 | 0 | 0 | 0 | 0 | 0 | 0 | 0 | 0 | 292250.2184 | 0 | 0 | 0 | 0 | 0 | 0 | 0 | 0 | 0
2016-11-13 05:00 | 0 | 0 | 0 | 0 | 0 | 477933.772 | 0 | 367618 | 0 | 0 | 0 | 0 | 198884.1747 | 0 | 0 | 0 | 0 | 0 | 0 | 4173401.5364 | 0 | 0 | 0 | 0 | 0 | 0 | 0 | 0 | 0 | 0 | 0 | 0 | 70858.9504 | 0 | 0 | 0 | 0 | 0 | 0 | 0 | 0 | 331707.04 | 292250.2184 | 0 | 0 | 0 | 0 | 0 | 0 | 0 | 0 | 0
2016-11-13 06:00 | 0 | 0 | 0 | 0 | 0 | 0 | 0 | 355910 | 0 | 0 | 0 | 0 | 135224.3931 | 0 | 0 | 0 | 0 | 0 | 0 | 3881151.3181 | 0 | 0 | 0 | 0 | 0 | 0 | 0 | 0 | 0 | 0 | 0 | 0 | -63659.7816 | 0 | 0 | 0 | 0 | 0 | 0 | 0 | 0 | 0 | 292250.2184 | 0 | 0 | 0 | 0 | 0 | 0 | 0 | 0 | 0
2016-11-13 07:00 | 0 | 0 | 0 | 0 | 0 | 317310.8712 | 0 | 348713 | 0 | 0 | 0 | 0 | 64365.4427 | 0 | 0 | 0 | 0 | 0 | 0 | 3920608.1397 | 0 | 0 | 0 | 0 | 0 | 0 | 0 | 0 | 0 | 0 | 0 | 0 | -70858.9504 | 0 | 0 | 0 | 0 | 0 | 0 | 0 | 0 | 331707.04 | 292250.2184 | 0 | 0 | 0 | 0 | 0 | 0 | 0 | 0 | 0
2016-11-13 08:00 | 0 | 0 | 0 | 0 | 0 | 453796.772 | 0 | 343481 | 0 | 0 | 0 | 0 | 135224.3931 | 0 | 0 | 0 | 0 | 0 | 0 | 3960064.9613 | 0 | 0 | 0 | 0 | 0 | 0 | 0 | 0 | 0 | 0 | 0 | 0 | 70858.9504 | 0 | 0 | 0 | 0 | 0 | 0 | 0 | 0 | 331707.04 | 292250.2184 | 0 | 0 | 0 | 0 | 0 | 0 | 0 | 0 | 0
2016-11-13 09:00 | 0 | 0 | 0 | 0 | 0 | 310699.8712 | 0 | 342102 | 0 | 0 | 0 | 0 | 64365.4427 | 0 | 0 | 0 | 0 | 0 | 0 | 3999521.7829 | 0 | 0 | 0 | 0 | 0 | 0 | 0 | 0 | 0 | 0 | 0 | 0 | -70858.9504 | 0 | 0 | 0 | 0 | 0 | 0 | 0 | 0 | 331707.04 | 292250.2184 | 0 | 0 | 0 | 0 | 0 | 0 | 0 | 0 | 0
2016-11-13 10:00 | 0 | 0 | 0 | 0 | 0 | 124940.732 | 0 | 346332 | 0 | 0 | 0 | 0 | 135224.3931 | 0 | 0 | 0 | 0 | 0 | 0 | 3707271.5645 | 0 | 0 | 0 | 0 | 0 | 0 | 0 | 0 | 0 | 0 | 0 | 0 | 70858.9504 | 0 | 0 | 0 | 0 | 0 | 0 | 0 | 0 | 0 | 292250.2184 | 0 | 0 | 0 | 0 | 0 | 0 | 0 | 0 | 0
2016-11-13 11:00 | 0 | 0 | 0 | 0 | 0 | 457626.6032 | 0 | 354510 | 0 | 0 | 0 | 0 | 198884.1747 | 0 | 0 | 0 | 0 | 0 | 0 | 3746728.3861 | 0 | 0 | 0 | 0 | 0 | 0 | 0 | 0 | 0 | 0 | 0 | 0 | 63659.7816 | 0 | 0 | 0 | 0 | 0 | 0 | 0 | 0 | 331707.04 | 292250.2184 | 0 | 0 | 0 | 0 | 0 | 0 | 0 | 0 | 0
2016-11-13 12:00 | 0 | 0 | 0 | 0 | 0 | 1962.8312 | 0 | 365072 | 0 | 0 | 0 | 0 | 128025.2243 | 0 | 0 | 0 | 0 | 0 | 0 | 3454478.1677 | 0 | 0 | 0 | 0 | 0 | 0 | 0 | 0 | 0 | 0 | 0 | 0 | -70858.9504 | 0 | 0 | 0 | 0 | 0 | 0 | 0 | 0 | 0 | 292250.2184 | 0 | 0 | 0 | 0 | 0 | 0 | 0 | 0 | 0
2016-11-13 13:00 | 0 | 0 | 0 | 0 | 0 | 153926.4575 | 35.2746 | 375353 | 0 | 0 | 0 | 0 | 198884.1747 | 0 | 0 | 0 | 0 | 0 | 0 | 3162227.9494 | 0 | 0 | 0 | 0 | 0 | 0 | 0 | 0 | 0 | 0 | 0 | 0 | 70858.9504 | 0 | 0 | 0 | 0 | 0 | 0 | 0 | 0 | 0 | 292250.2184 | 0 | 0 | 0 | 0 | 0 | 0 | 0 | 0 | 0
2016-11-13 14:00 | 0 | 0 | 0 | 0 | 0 | 501252.8364 | 179306.1951 | 381539 | 0 | 0 | 0 | 0 | 166197.1662 | 0 | 0 | 0 | 0 | 0 | 0 | 3493934.9894 | 0 | 0 | 0 | 0 | 0 | 0 | 0 | 0 | 0 | 0 | 0 | 0 | -32687.0085 | 0 | 0 | 0 | 0 | 0 | 0 | 0 | 0 | 331707.04 | 0 | 0 | 0 | 0 | 0 | 0 | 0 | 0 | 0 | 0
2016-11-13 15:00 | 0 | 0 | 0 | 0 | 0 | 0 | 524123.0332 | 382161 | 0 | 0 | 0 | 0 | 198884.1747 | 0 | 0 | 0 | 0 | 0 | 0 | 3603210.0141 | 0 | 0 | 0 | 0 | 0 | 0 | 0 | 0 | 0 | 0 | 0 | 0 | 32687.0085 | 0 | 0 | 0 | 0 | 0 | 0 | 0 | 0 | 109275.0248 | 0 | 0 | 0 | 0 | 0 | 0 | 0 | 0 | 0 | 0
2016-11-13 16:00 | 0 | 0 | 0 | 0 | 0 | 0 | 648324.2468 | 381553 | 0 | 0 | 0 | 0 | 198884.1747 | 0 | 0 | 0 | 0 | 0 | 0 | 3869981.2609 | 0 | 0 | 0 | 0 | 0 | 0 | 0 | 0 | 0 | 0 | 0 | 0 | 0 | 0 | 0 | 0 | 0 | 0 | 0 | 0 | 0 | 266771.2468 | 0 | 0 | 0 | 0 | 0 | 0 | 0 | 0 | 0 | 0
2016-11-13 17:00 | 0 | 0 | 0 | 0 | 0 | 0 | 640838.6271 | 381489 | 0 | 0 | 0 | 0 | 128025.2243 | 0 | 0 | 0 | 0 | 0 | 0 | 4200189.8384 | 0 | 0 | 0 | 0 | 0 | 0 | 0 | 0 | 0 | 0 | 0 | 0 | -70858.9504 | 0 | 0 | 0 | 0 | 0 | 0 | 0 | 0 | 330208.5775 | 0 | 0 | 0 | 0 | 0 | 0 | 0 | 0 | 0 | 0
2016-11-13 18:00 | 0 | 0 | 0 | 0 | 0 | 0 | 606833.6773 | 381742 | 0 | 0 | 0 | 0 | 198884.1747 | 0 | 0 | 0 | 0 | 0 | 0 | 4354422.5653 | 0 | 0 | 0 | 0 | 0 | 0 | 0 | 0 | 0 | 0 | 0 | 0 | 70858.9504 | 0 | 0 | 0 | 0 | 0 | 0 | 0 | 0 | 154232.7269 | 0 | 0 | 0 | 0 | 0 | 0 | 0 | 0 | 0 | 0
2016-11-13 19:00 | 0 | 0 | 0 | 0 | 0 | 120498.9099 | 593692.1301 | 382484 | 0 | 0 | 0 | 0 | 198884.1747 | 0 | 0 | 0 | 0 | 0 | 0 | 4686129.6053 | 0 | 0 | 0 | 0 | 0 | 0 | 0 | 0 | 0 | 0 | 0 | 0 | 0 | 0 | 0 | 0 | 0 | 0 | 0 | 0 | 0 | 331707.04 | 0 | 0 | 0 | 0 | 0 | 0 | 0 | 0 | 0 | 0
2016-11-13 20:00 | 0 | 0 | 0 | 0 | 0 | 46927.2091 | 612399.7428 | 384574 | 0 | 0 | 0 | 0 | 198884.1747 | 0 | 0 | 0 | 0 | 0 | 0 | 4960882.5572 | 0 | 0 | 0 | 0 | 0 | 0 | 0 | 0 | 0 | 0 | 0 | 0 | 0 | 0 | 0 | 0 | 0 | 0 | 0 | 0 | 0 | 274752.9519 | 0 | 0 | 0 | 0 | 0 | 0 | 0 | 0 | 0 | 0
2016-11-13 21:00 | 0 | 0 | 0 | 0 | 0 | 0 | 643206.3319 | 391806 | 0 | 0 | 0 | 0 | 128025.2243 | 0 | 0 | 0 | 0 | 0 | 0 | 5283141.8394 | 0 | 0 | 0 | 0 | 0 | 0 | 0 | 0 | 0 | 0 | 0 | 0 | -70858.9504 | 0 | 0 | 0 | 0 | 0 | 0 | 0 | 0 | 322259.2823 | 0 | 0 | 0 | 0 | 0 | 0 | 0 | 0 | 0 | 0
2016-11-13 22:00 | 0 | 0 | 0 | 0 | 0 | 0 | 607339.8241 | 408986 | 0 | 0 | 0 | 0 | 198884.1747 | 0 | 0 | 0 | 0 | 0 | 0 | 5410636.7132 | 0 | 0 | 0 | 0 | 0 | 0 | 0 | 0 | 0 | 0 | 0 | 0 | 70858.9504 | 0 | 0 | 0 | 0 | 0 | 0 | 0 | 0 | 127494.8737 | 0 | 0 | 0 | 0 | 0 | 0 | 0 | 0 | 0 | 0
2016-11-13 23:00 | 0 | 0 | 0 | 0 | 0 | 425845.4991 | 332743.5409 | 426882 | 0 | 0 | 0 | 0 | 198884.1747 | 0 | 0 | 0 | 0 | 0 | 0 | 5742343.7532 | 0 | 0 | 0 | 0 | 0 | 0 | 0 | 0 | 0 | 0 | 0 | 0 | 0 | 0 | 0 | 0 | 0 | 0 | 0 | 0 | 0 | 331707.04 | 0 | 0 | 0 | 0 | 0 | 0 | 0 | 0 | 0 | 0
2016-11-14 | 0 | 0 | 0 | 0 | 0 | 447397.5204 | 23012.3012 | 430953 | 0 | 0 | 0 | 0 | 198884.1747 | 0 | 0 | 0 | 0 | 0 | 0 | 5781800.5748 | 0 | 0 | 0 | 0 | 0 | 0 | 0 | 0 | 0 | 0 | 0 | 0 | 0 | 0 | 0 | 0 | 0 | 0 | 0 | 0 | 0 | 331707.04 | 292250.2184 | 0 | 0 | 0 | 0 | 0 | 0 | 0 | 0 | 0
2016-11-14 01:00 | 0 | 0 | 0 | 0 | 0 | 399535.8712 | 0 | 430938 | 0 | 0 | 0 | 0 | 128025.2243 | 0 | 0 | 0 | 0 | 0 | 0 | 5821257.3964 | 0 | 0 | 0 | 0 | 0 | 0 | 0 | 0 | 0 | 0 | 0 | 0 | -70858.9504 | 0 | 0 | 0 | 0 | 0 | 0 | 0 | 0 | 331707.04 | 292250.2184 | 0 | 0 | 0 | 0 | 0 | 0 | 0 | 0 | 0
2016-11-14 02:00 | 0 | 0 | 0 | 0 | 0 | 528061.772 | 0 | 417746 | 0 | 0 | 0 | 0 | 198884.1747 | 0 | 0 | 0 | 0 | 0 | 0 | 5860714.218 | 0 | 0 | 0 | 0 | 0 | 0 | 0 | 0 | 0 | 0 | 0 | 0 | 70858.9504 | 0 | 0 | 0 | 0 | 0 | 0 | 0 | 0 | 331707.04 | 292250.2184 | 0 | 0 | 0 | 0 | 0 | 0 | 0 | 0 | 0
2016-11-14 03:00 | 0 | 0 | 0 | 0 | 0 | 368099.8712 | 0 | 399502 | 0 | 0 | 0 | 0 | 128025.2243 | 0 | 0 | 0 | 0 | 0 | 0 | 5900171.0396 | 0 | 0 | 0 | 0 | 0 | 0 | 0 | 0 | 0 | 0 | 0 | 0 | -70858.9504 | 0 | 0 | 0 | 0 | 0 | 0 | 0 | 0 | 331707.04 | 292250.2184 | 0 | 0 | 0 | 0 | 0 | 0 | 0 | 0 | 0
2016-11-14 04:00 | 0 | 0 | 0 | 0 | 0 | 158489.732 | 0 | 379881 | 0 | 0 | 0 | 0 | 198884.1747 | 0 | 0 | 0 | 0 | 0 | 0 | 5607920.8212 | 0 | 0 | 0 | 0 | 0 | 0 | 0 | 0 | 0 | 0 | 0 | 0 | 70858.9504 | 0 | 0 | 0 | 0 | 0 | 0 | 0 | 0 | 0 | 292250.2184 | 0 | 0 | 0 | 0 | 0 | 0 | 0 | 0 | 0
2016-11-14 05:00 | 0 | 0 | 0 | 0 | 0 | 402369.8216 | 0 | 362913 | 0 | 0 | 0 | 0 | 198884.1747 | 0 | 0 | 0 | 0 | 0 | 0 | 5647377.6428 | 0 | 0 | 0 | 0 | 0 | 0 | 0 | 0 | 0 | 0 | 0 | 0 | 0 | 0 | 0 | 0 | 0 | 0 | 0 | 0 | 0 | 331707.04 | 292250.2184 | 0 | 0 | 0 | 0 | 0 | 0 | 0 | 0 | 0
2016-11-14 06:00 | 0 | 0 | 0 | 0 | 0 | 0 | 0 | 349904 | 0 | 0 | 0 | 0 | 128025.2243 | 0 | 0 | 0 | 0 | 0 | 0 | 5368332.5932 | 0 | 0 | 0 | 0 | 0 | 0 | 0 | 0 | 0 | 0 | 0 | 0 | -70858.9504 | 0 | 0 | 0 | 0 | 0 | 0 | 0 | 0 | 13205.1688 | 292250.2184 | 0 | 0 | 0 | 0 | 0 | 0 | 0 | 0 | 0
2016-11-14 07:00 | 0 | 0 | 0 | 0 | 0 | 453229.772 | 0 | 342914 | 0 | 0 | 0 | 0 | 198884.1747 | 0 | 0 | 0 | 0 | 0 | 0 | 5407789.4148 | 0 | 0 | 0 | 0 | 0 | 0 | 0 | 0 | 0 | 0 | 0 | 0 | 70858.9504 | 0 | 0 | 0 | 0 | 0 | 0 | 0 | 0 | 331707.04 | 292250.2184 | 0 | 0 | 0 | 0 | 0 | 0 | 0 | 0 | 0
2016-11-14 08:00 | 0 | 0 | 0 | 0 | 0 | 48761.7816 | 0 | 341012 | 0 | 0 | 0 | 0 | 198884.1747 | 0 | 0 | 0 | 0 | 0 | 0 | 5115539.1965 | 0 | 0 | 0 | 0 | 0 | 0 | 0 | 0 | 0 | 0 | 0 | 0 | 0 | 0 | 0 | 0 | 0 | 0 | 0 | 0 | 0 | 0 | 292250.2184 | 0 | 0 | 0 | 0 | 0 | 0 | 0 | 0 | 0
2016-11-14 09:00 | 0 | 0 | 0 | 0 | 0 | 314573.8712 | 0 | 345976 | 0 | 0 | 0 | 0 | 128025.2243 | 0 | 0 | 0 | 0 | 0 | 0 | 5154996.0181 | 0 | 0 | 0 | 0 | 0 | 0 | 0 | 0 | 0 | 0 | 0 | 0 | -70858.9504 | 0 | 0 | 0 | 0 | 0 | 0 | 0 | 0 | 331707.04 | 292250.2184 | 0 | 0 | 0 | 0 | 0 | 0 | 0 | 0 | 0
2016-11-14 10:00 | 0 | 0 | 0 | 0 | 0 | 415490.4981 | 0 | 362341 | 0 | 0 | 0 | 0 | 141717.9008 | 0 | 0 | 0 | 0 | 0 | 0 | 5194452.8397 | 0 | 0 | 0 | 0 | 0 | 0 | 0 | 0 | 0 | 0 | 0 | 0 | 13692.6765 | 0 | 0 | 0 | 0 | 0 | 0 | 0 | 0 | 331707.04 | 292250.2184 | 0 | 0 | 0 | 0 | 0 | 0 | 0 | 0 | 0
2016-11-14 11:00 | 0 | 0 | 0 | 0 | 0 | 30579.8312 | 0 | 393689 | 0 | 0 | 0 | 0 | 70858.9504 | 0 | 0 | 0 | 0 | 0 | 0 | 4902202.6213 | 0 | 0 | 0 | 0 | 0 | 0 | 0 | 0 | 0 | 0 | 0 | 0 | -70858.9504 | 0 | 0 | 0 | 0 | 0 | 0 | 0 | 0 | 0 | 292250.2184 | 0 | 0 | 0 | 0 | 0 | 0 | 0 | 0 | 0
2016-11-14 12:00 | 0 | 0 | 0 | 0 | 0 | 389601.8712 | 0 | 421004 | 0 | 0 | 0 | 0 | 0 | 0 | 0 | 0 | 0 | 0 | 0 | 4941659.4429 | 0 | 0 | 0 | 0 | 0 | 0 | 0 | 0 | 0 | 0 | 0 | 0 | -70858.9504 | 0 | 0 | 0 | 0 | 0 | 0 | 0 | 0 | 331707.04 | 292250.2184 | 0 | 0 | 0 | 0 | 0 | 0 | 0 | 0 | 0
2016-11-14 13:00 | 0 | 0 | 0 | 0 | 0 | 440022.7563 | 24.9861 | 430839 | 0 | 0 | 0 | 0 | 70858.9504 | 0 | 0 | 0 | 0 | 0 | 0 | 4880009.235 | 0 | 0 | 0 | 0 | 0 | 0 | 0 | 0 | 0 | 0 | 0 | 0 | 70858.9504 | 0 | 0 | 0 | 0 | 0 | 0 | 0 | 0 | 230600.0104 | 292250.2184 | 0 | 0 | 0 | 0 | 0 | 0 | 0 | 0 | 0
2016-11-14 14:00 | 0 | 0 | 0 | 0 | 0 | 324653.5592 | 195386.3449 | 433072 | 0 | 0 | 0 | 0 | 118370.0328 | 0 | 0 | 0 | 0 | 0 | 0 | 4919466.0566 | 0 | 0 | 0 | 0 | 0 | 0 | 0 | 0 | 0 | 0 | 0 | 0 | 47511.0824 | 0 | 0 | 0 | 0 | 0 | 0 | 0 | 0 | 331707.04 | 292250.2184 | 0 | 0 | 0 | 0 | 0 | 0 | 0 | 0 | 0
2016-11-14 15:00 | 0 | 0 | 0 | 0 | 0 | 0 | 538716.4402 | 432017 | 0 | 0 | 0 | 0 | 130814.6257 | 0 | 0 | 0 | 0 | 0 | 0 | 5013720.904 | 0 | 0 | 0 | 0 | 0 | 0 | 0 | 0 | 0 | 0 | 0 | 0 | 12444.5929 | 0 | 0 | 0 | 0 | 0 | 0 | 0 | 0 | 94254.8474 | 0 | 0 | 0 | 0 | 0 | 0 | 0 | 0 | 0 | 0
2016-11-14 16:00 | 0 | 0 | 0 | 0 | 0 | 159847.9606 | 670545.6284 | 430617 | 0 | 0 | 0 | 0 | 198884.1747 | 0 | 0 | 0 | 0 | 0 | 0 | 5345427.944 | 0 | 0 | 0 | 0 | 0 | 0 | 0 | 0 | 0 | 0 | 0 | 0 | 68069.549 | 0 | 0 | 0 | 0 | 0 | 0 | 0 | 0 | 331707.04 | 0 | 0 | 0 | 0 | 0 | 0 | 0 | 0 | 0 | 0
2016-11-14 17:00 | 0 | 0 | 0 | 0 | 0 | 0 | 663708.313 | 428936 | 0 | 0 | 0 | 0 | 128025.2243 | 0 | 0 | 0 | 0 | 0 | 0 | 5651059.2074 | 0 | 0 | 0 | 0 | 0 | 0 | 0 | 0 | 0 | 0 | 0 | 0 | -70858.9504 | 0 | 0 | 0 | 0 | 0 | 0 | 0 | 0 | 305631.2634 | 0 | 0 | 0 | 0 | 0 | 0 | 0 | 0 | 0 | 0
2016-11-14 18:00 | 0 | 0 | 0 | 0 | 0 | 0 | 623766.7721 | 429070 | 0 | 0 | 0 | 0 | 57166.2739 | 0 | 0 | 0 | 0 | 0 | 0 | 5916614.9298 | 0 | 0 | 0 | 0 | 0 | 0 | 0 | 0 | 0 | 0 | 0 | 0 | -70858.9504 | 0 | 0 | 0 | 0 | 0 | 0 | 0 | 0 | 265555.7225 | 0 | 0 | 0 | 0 | 0 | 0 | 0 | 0 | 0 | 0
2016-11-14 19:00 | 0 | 0 | 0 | 0 | 0 | 0 | 609217.559 | 429960 | 0 | 0 | 0 | 0 | 128025.2243 | 0 | 0 | 0 | 0 | 0 | 0 | 6025013.5385 | 0 | 0 | 0 | 0 | 0 | 0 | 0 | 0 | 0 | 0 | 0 | 0 | 70858.9504 | 0 | 0 | 0 | 0 | 0 | 0 | 0 | 0 | 108398.6086 | 0 | 0 | 0 | 0 | 0 | 0 | 0 | 0 | 0 | 0
2016-11-14 20:00 | 0 | 0 | 0 | 0 | 0 | 0 | 628458.4979 | 430707 | 0 | 0 | 0 | 0 | 128025.2243 | 0 | 0 | 0 | 0 | 0 | 0 | 6222765.0364 | 0 | 0 | 0 | 0 | 0 | 0 | 0 | 0 | 0 | 0 | 0 | 0 | 0 | 0 | 0 | 0 | 0 | 0 | 0 | 0 | 0 | 197751.4979 | 0 | 0 | 0 | 0 | 0 | 0 | 0 | 0 | 0 | 0
2016-11-14 21:00 | 0 | 0 | 0 | 0 | 0 | 0 | 666930.546 | 436153 | 0 | 0 | 0 | 0 | 57166.2739 | 0 | 0 | 0 | 0 | 0 | 0 | 6524401.5328 | 0 | 0 | 0 | 0 | 0 | 0 | 0 | 0 | 0 | 0 | 0 | 0 | -70858.9504 | 0 | 0 | 0 | 0 | 0 | 0 | 0 | 0 | 301636.4964 | 0 | 0 | 0 | 0 | 0 | 0 | 0 | 0 | 0 | 0
2016-11-14 22:00 | 0 | 0 | 0 | 0 | 0 | 0 | 631300.5185 | 450135 | 0 | 0 | 0 | 0 | 128025.2243 | 0 | 0 | 0 | 0 | 0 | 0 | 6634708.1008 | 0 | 0 | 0 | 0 | 0 | 0 | 0 | 0 | 0 | 0 | 0 | 0 | 70858.9504 | 0 | 0 | 0 | 0 | 0 | 0 | 0 | 0 | 110306.5681 | 0 | 0 | 0 | 0 | 0 | 0 | 0 | 0 | 0 | 0
2016-11-14 23:00 | 0 | 0 | 0 | 0 | 0 | 309560.9226 | 353697.6463 | 462512 | 0 | 0 | 0 | 0 | 198884.1747 | 0 | 0 | 0 | 0 | 0 | 0 | 6764595.7194 | 0 | 0 | 0 | 0 | 0 | 0 | 0 | 0 | 0 | 0 | 0 | 0 | 70858.9504 | 0 | 0 | 0 | 0 | 0 | 0 | 0 | 0 | 129887.6185 | 0 | 0 | 0 | 0 | 0 | 0 | 0 | 0 | 0 | 0
2016-11-15 | 0 | 0 | 0 | 0 | 0 | 81633.8281 | 18983.0031 | 463726 | 0 | 0 | 0 | 0 | 128025.2243 | 0 | 0 | 0 | 0 | 0 | 0 | 6472345.501 | 0 | 0 | 0 | 0 | 0 | 0 | 0 | 0 | 0 | 0 | 0 | 0 | -70858.9504 | 0 | 0 | 0 | 0 | 0 | 0 | 0 | 0 | 0 | 292250.2184 | 0 | 0 | 0 | 0 | 0 | 0 | 0 | 0 | 0
2016-11-15 01:00 | 0 | 0 | 0 | 0 | 0 | 349998.9696 | 0 | 458080 | 0 | 0 | 0 | 0 | 57166.2739 | 0 | 0 | 0 | 0 | 0 | 0 | 6435123.421 | 0 | 0 | 0 | 0 | 0 | 0 | 0 | 0 | 0 | 0 | 0 | 0 | -70858.9504 | 0 | 0 | 0 | 0 | 0 | 0 | 0 | 0 | 255028.1384 | 292250.2184 | 0 | 0 | 0 | 0 | 0 | 0 | 0 | 0 | 0
2016-11-15 02:00 | 0 | 0 | 0 | 0 | 0 | 373171.4127 | 0 | 441923 | 0 | 0 | 0 | 0 | 128025.2243 | 0 | 0 | 0 | 0 | 0 | 0 | 6295512.8833 | 0 | 0 | 0 | 0 | 0 | 0 | 0 | 0 | 0 | 0 | 0 | 0 | 70858.9504 | 0 | 0 | 0 | 0 | 0 | 0 | 0 | 0 | 152639.6807 | 292250.2184 | 0 | 0 | 0 | 0 | 0 | 0 | 0 | 0 | 0
2016-11-15 03:00 | 0 | 0 | 0 | 0 | 0 | 407070.8392 | 0 | 419149 | 0 | 0 | 0 | 0 | 198884.1747 | 0 | 0 | 0 | 0 | 0 | 0 | 6212575.7721 | 0 | 0 | 0 | 0 | 0 | 0 | 0 | 0 | 0 | 0 | 0 | 0 | 70858.9504 | 0 | 0 | 0 | 0 | 0 | 0 | 0 | 0 | 209313.1072 | 292250.2184 | 0 | 0 | 0 | 0 | 0 | 0 | 0 | 0 | 0
2016-11-15 04:00 | 0 | 0 | 0 | 0 | 0 | 433466.8216 | 0 | 394010 | 0 | 0 | 0 | 0 | 198884.1747 | 0 | 0 | 0 | 0 | 0 | 0 | 6252032.5937 | 0 | 0 | 0 | 0 | 0 | 0 | 0 | 0 | 0 | 0 | 0 | 0 | 0 | 0 | 0 | 0 | 0 | 0 | 0 | 0 | 0 | 331707.04 | 292250.2184 | 0 | 0 | 0 | 0 | 0 | 0 | 0 | 0 | 0
2016-11-15 05:00 | 0 | 0 | 0 | 0 | 0 | 10901.8312 | 0 | 374011 | 0 | 0 | 0 | 0 | 128025.2243 | 0 | 0 | 0 | 0 | 0 | 0 | 5959782.3753 | 0 | 0 | 0 | 0 | 0 | 0 | 0 | 0 | 0 | 0 | 0 | 0 | -70858.9504 | 0 | 0 | 0 | 0 | 0 | 0 | 0 | 0 | 0 | 292250.2184 | 0 | 0 | 0 | 0 | 0 | 0 | 0 | 0 | 0
2016-11-15 06:00 | 0 | 0 | 0 | 0 | 0 | 470098.772 | 0 | 359783 | 0 | 0 | 0 | 0 | 198884.1747 | 0 | 0 | 0 | 0 | 0 | 0 | 5999239.1969 | 0 | 0 | 0 | 0 | 0 | 0 | 0 | 0 | 0 | 0 | 0 | 0 | 70858.9504 | 0 | 0 | 0 | 0 | 0 | 0 | 0 | 0 | 331707.04 | 292250.2184 | 0 | 0 | 0 | 0 | 0 | 0 | 0 | 0 | 0
2016-11-15 07:00 | 0 | 0 | 0 | 0 | 0 | 0 | 0 | 350973 | 0 | 0 | 0 | 0 | 128025.2243 | 0 | 0 | 0 | 0 | 0 | 0 | 5719125.1473 | 0 | 0 | 0 | 0 | 0 | 0 | 0 | 0 | 0 | 0 | 0 | 0 | -70858.9504 | 0 | 0 | 0 | 0 | 0 | 0 | 0 | 0 | 12136.1688 | 292250.2184 | 0 | 0 | 0 | 0 | 0 | 0 | 0 | 0 | 0
2016-11-15 08:00 | 0 | 0 | 0 | 0 | 0 | 457405.772 | 0 | 347090 | 0 | 0 | 0 | 0 | 198884.1747 | 0 | 0 | 0 | 0 | 0 | 0 | 5758581.969 | 0 | 0 | 0 | 0 | 0 | 0 | 0 | 0 | 0 | 0 | 0 | 0 | 70858.9504 | 0 | 0 | 0 | 0 | 0 | 0 | 0 | 0 | 331707.04 | 292250.2184 | 0 | 0 | 0 | 0 | 0 | 0 | 0 | 0 | 0
2016-11-15 09:00 | 0 | 0 | 0 | 0 | 0 | 389173.8216 | 0 | 349717 | 0 | 0 | 0 | 0 | 198884.1747 | 0 | 0 | 0 | 0 | 0 | 0 | 5798038.7906 | 0 | 0 | 0 | 0 | 0 | 0 | 0 | 0 | 0 | 0 | 0 | 0 | 0 | 0 | 0 | 0 | 0 | 0 | 0 | 0 | 0 | 331707.04 | 292250.2184 | 0 | 0 | 0 | 0 | 0 | 0 | 0 | 0 | 0
2016-11-15 10:00 | 0 | 0 | 0 | 0 | 0 | 330319.8712 | 0 | 361722 | 0 | 0 | 0 | 0 | 128025.2243 | 0 | 0 | 0 | 0 | 0 | 0 | 5837495.6122 | 0 | 0 | 0 | 0 | 0 | 0 | 0 | 0 | 0 | 0 | 0 | 0 | -70858.9504 | 0 | 0 | 0 | 0 | 0 | 0 | 0 | 0 | 331707.04 | 292250.2184 | 0 | 0 | 0 | 0 | 0 | 0 | 0 | 0 | 0
2016-11-15 11:00 | 0 | 0 | 0 | 0 | 0 | 42109.5077 | 0 | 391526 | 0 | 0 | 0 | 0 | 70858.9504 | 0 | 0 | 0 | 0 | 0 | 0 | 5545245.3938 | 0 | 0 | 0 | 0 | 0 | 0 | 0 | 0 | 0 | 0 | 0 | 0 | -57166.2739 | 0 | 0 | 0 | 0 | 0 | 0 | 0 | 0 | 0 | 292250.2184 | 0 | 0 | 0 | 0 | 0 | 0 | 0 | 0 | 0
2016-11-15 12:00 | 0 | 0 | 0 | 0 | 0 | 386307.8712 | 0 | 417710 | 0 | 0 | 0 | 0 | 0 | 0 | 0 | 0 | 0 | 0 | 0 | 5584702.2154 | 0 | 0 | 0 | 0 | 0 | 0 | 0 | 0 | 0 | 0 | 0 | 0 | -70858.9504 | 0 | 0 | 0 | 0 | 0 | 0 | 0 | 0 | 331707.04 | 292250.2184 | 0 | 0 | 0 | 0 | 0 | 0 | 0 | 0 | 0
2016-11-15 13:00 | 0 | 0 | 0 | 0 | 0 | 537015.841 | 25.931 | 426726 | 0 | 0 | 0 | 0 | 70858.9504 | 0 | 0 | 0 | 0 | 0 | 0 | 5624159.037 | 0 | 0 | 0 | 0 | 0 | 0 | 0 | 0 | 0 | 0 | 0 | 0 | 70858.9504 | 0 | 0 | 0 | 0 | 0 | 0 | 0 | 0 | 331707.04 | 292250.2184 | 0 | 0 | 0 | 0 | 0 | 0 | 0 | 0 | 0
2016-11-15 14:00 | 0 | 0 | 0 | 0 | 0 | 435537.8142 | 210458.8727 | 429103 | 0 | 0 | 0 | 0 | 128025.2243 | 0 | 0 | 0 | 0 | 0 | 0 | 5783886.45 | 0 | 0 | 0 | 0 | 0 | 0 | 0 | 0 | 0 | 0 | 0 | 0 | 57166.2739 | 0 | 0 | 0 | 0 | 0 | 0 | 0 | 0 | 159727.413 | 0 | 0 | 0 | 0 | 0 | 0 | 0 | 0 | 0 | 0
2016-11-15 15:00 | 0 | 0 | 0 | 0 | 0 | 0 | 591200.9906 | 428933 | 0 | 0 | 0 | 0 | 198884.1747 | 0 | 0 | 0 | 0 | 0 | 0 | 5875295.4902 | 0 | 0 | 0 | 0 | 0 | 0 | 0 | 0 | 0 | 0 | 0 | 0 | 70858.9504 | 0 | 0 | 0 | 0 | 0 | 0 | 0 | 0 | 91409.0402 | 0 | 0 | 0 | 0 | 0 | 0 | 0 | 0 | 0 | 0
2016-11-15 16:00 | 0 | 0 | 0 | 0 | 0 | 0 | 694281.3949 | 427043 | 0 | 0 | 0 | 0 | 198884.1747 | 0 | 0 | 0 | 0 | 0 | 0 | 6142533.8852 | 0 | 0 | 0 | 0 | 0 | 0 | 0 | 0 | 0 | 0 | 0 | 0 | 0 | 0 | 0 | 0 | 0 | 0 | 0 | 0 | 0 | 267238.3949 | 0 | 0 | 0 | 0 | 0 | 0 | 0 | 0 | 0 | 0
2016-11-15 17:00 | 0 | 0 | 0 | 0 | 0 | 0 | 665865.52 | 426613 | 0 | 0 | 0 | 0 | 128025.2243 | 0 | 0 | 0 | 0 | 0 | 0 | 6452645.3556 | 0 | 0 | 0 | 0 | 0 | 0 | 0 | 0 | 0 | 0 | 0 | 0 | -70858.9504 | 0 | 0 | 0 | 0 | 0 | 0 | 0 | 0 | 310111.4704 | 0 | 0 | 0 | 0 | 0 | 0 | 0 | 0 | 0 | 0
2016-11-15 18:00 | 0 | 0 | 0 | 0 | 0 | 0 | 621454.3958 | 428470 | 0 | 0 | 0 | 0 | 198884.1747 | 0 | 0 | 0 | 0 | 0 | 0 | 6574770.801 | 0 | 0 | 0 | 0 | 0 | 0 | 0 | 0 | 0 | 0 | 0 | 0 | 70858.9504 | 0 | 0 | 0 | 0 | 0 | 0 | 0 | 0 | 122125.4454 | 0 | 0 | 0 | 0 | 0 | 0 | 0 | 0 | 0 | 0
2016-11-15 19:00 | 0 | 0 | 0 | 0 | 0 | 0 | 602954.1229 | 429860 | 0 | 0 | 0 | 0 | 128025.2243 | 0 | 0 | 0 | 0 | 0 | 0 | 6818723.8743 | 0 | 0 | 0 | 0 | 0 | 0 | 0 | 0 | 0 | 0 | 0 | 0 | -70858.9504 | 0 | 0 | 0 | 0 | 0 | 0 | 0 | 0 | 243953.0733 | 0 | 0 | 0 | 0 | 0 | 0 | 0 | 0 | 0 | 0
2016-11-15 20:00 | 0 | 0 | 0 | 0 | 0 | 0 | 616251.2949 | 431192 | 0 | 0 | 0 | 0 | 57166.2739 | 0 | 0 | 0 | 0 | 0 | 0 | 7074642.1196 | 0 | 0 | 0 | 0 | 0 | 0 | 0 | 0 | 0 | 0 | 0 | 0 | -70858.9504 | 0 | 0 | 0 | 0 | 0 | 0 | 0 | 0 | 255918.2453 | 0 | 0 | 0 | 0 | 0 | 0 | 0 | 0 | 0 | 0
2016-11-15 21:00 | 0 | 0 | 0 | 0 | 0 | 0 | 642653.0053 | 435035 | 0 | 0 | 0 | 0 | 128025.2243 | 0 | 0 | 0 | 0 | 0 | 0 | 7211401.1745 | 0 | 0 | 0 | 0 | 0 | 0 | 0 | 0 | 0 | 0 | 0 | 0 | 70858.9504 | 0 | 0 | 0 | 0 | 0 | 0 | 0 | 0 | 136759.0549 | 0 | 0 | 0 | 0 | 0 | 0 | 0 | 0 | 0 | 0
2016-11-15 22:00 | 0 | 0 | 0 | 0 | 0 | 0 | 601133.4204 | 447443 | 0 | 0 | 0 | 0 | 198884.1747 | 0 | 0 | 0 | 0 | 0 | 0 | 7294232.6445 | 0 | 0 | 0 | 0 | 0 | 0 | 0 | 0 | 0 | 0 | 0 | 0 | 70858.9504 | 0 | 0 | 0 | 0 | 0 | 0 | 0 | 0 | 82831.47 | 0 | 0 | 0 | 0 | 0 | 0 | 0 | 0 | 0 | 0
2016-11-15 23:00 | 0 | 0 | 0 | 0 | 0 | 67501.4865 | 303089.2288 | 457660 | 0 | 0 | 0 | 0 | 130622.3399 | 0 | 0 | 0 | 0 | 0 | 0 | 7275425.1945 | 0 | 0 | 0 | 0 | 0 | 0 | 0 | 0 | 0 | 0 | 0 | 0 | -68261.8347 | 0 | 0 | 0 | 0 | 0 | 0 | 0 | 0 | 273442.7684 | 292250.2184 | 0 | 0 | 0 | 0 | 0 | 0 | 0 | 0 | 0
2016-11-16 | 0 | 0 | 0 | 0 | 0 | 391880.8502 | 15529.6493 | 459462 | 0 | 0 | 0 | 0 | 59763.3895 | 0 | 0 | 0 | 0 | 0 | 0 | 7294232.6445 | 0 | 0 | 0 | 0 | 0 | 0 | 0 | 0 | 0 | 0 | 0 | 0 | -70858.9504 | 0 | 0 | 0 | 0 | 0 | 0 | 0 | 0 | 311057.6684 | 292250.2184 | 0 | 0 | 0 | 0 | 0 | 0 | 0 | 0 | 0
2016-11-16 01:00 | 0 | 0 | 0 | 0 | 0 | 432482.2115 | 0 | 454621 | 0 | 0 | 0 | 0 | 37624.601 | 0 | 0 | 0 | 0 | 0 | 0 | 7294232.6445 | 0 | 0 | 0 | 0 | 0 | 0 | 0 | 0 | 0 | 0 | 0 | 0 | -22138.7885 | 0 | 0 | 0 | 0 | 0 | 0 | 0 | 0 | 292250.2184 | 292250.2184 | 0 | 0 | 0 | 0 | 0 | 0 | 0 | 0 | 0
2016-11-16 02:00 | 0 | 0 | 0 | 0 | 0 | 458993.6728 | 0 | 439452 | 0 | 0 | 0 | 0 | 57166.2739 | 0 | 0 | 0 | 0 | 0 | 0 | 7294232.6445 | 0 | 0 | 0 | 0 | 0 | 0 | 0 | 0 | 0 | 0 | 0 | 0 | 19541.6728 | 0 | 0 | 0 | 0 | 0 | 0 | 0 | 0 | 292250.2184 | 292250.2184 | 0 | 0 | 0 | 0 | 0 | 0 | 0 | 0 | 0
2016-11-16 03:00 | 0 | 0 | 0 | 0 | 0 | 195428.732 | 0 | 416820 | 0 | 0 | 0 | 0 | 128025.2243 | 0 | 0 | 0 | 0 | 0 | 0 | 7001982.4261 | 0 | 0 | 0 | 0 | 0 | 0 | 0 | 0 | 0 | 0 | 0 | 0 | 70858.9504 | 0 | 0 | 0 | 0 | 0 | 0 | 0 | 0 | 0 | 292250.2184 | 0 | 0 | 0 | 0 | 0 | 0 | 0 | 0 | 0
2016-11-16 04:00 | 0 | 0 | 0 | 0 | 0 | 361181.8712 | 0 | 392584 | 0 | 0 | 0 | 0 | 57166.2739 | 0 | 0 | 0 | 0 | 0 | 0 | 7041439.2477 | 0 | 0 | 0 | 0 | 0 | 0 | 0 | 0 | 0 | 0 | 0 | 0 | -70858.9504 | 0 | 0 | 0 | 0 | 0 | 0 | 0 | 0 | 331707.04 | 292250.2184 | 0 | 0 | 0 | 0 | 0 | 0 | 0 | 0 | 0
2016-11-16 05:00 | 0 | 0 | 0 | 0 | 0 | 481982.772 | 0 | 371667 | 0 | 0 | 0 | 0 | 128025.2243 | 0 | 0 | 0 | 0 | 0 | 0 | 7080896.0694 | 0 | 0 | 0 | 0 | 0 | 0 | 0 | 0 | 0 | 0 | 0 | 0 | 70858.9504 | 0 | 0 | 0 | 0 | 0 | 0 | 0 | 0 | 331707.04 | 292250.2184 | 0 | 0 | 0 | 0 | 0 | 0 | 0 | 0 | 0
2016-11-16 06:00 | 0 | 0 | 0 | 0 | 0 | 467529.772 | 0 | 357214 | 0 | 0 | 0 | 0 | 198884.1747 | 0 | 0 | 0 | 0 | 0 | 0 | 7120352.891 | 0 | 0 | 0 | 0 | 0 | 0 | 0 | 0 | 0 | 0 | 0 | 0 | 70858.9504 | 0 | 0 | 0 | 0 | 0 | 0 | 0 | 0 | 331707.04 | 292250.2184 | 0 | 0 | 0 | 0 | 0 | 0 | 0 | 0 | 0
2016-11-16 07:00 | 0 | 0 | 0 | 0 | 0 | 317815.8712 | 0 | 349218 | 0 | 0 | 0 | 0 | 128025.2243 | 0 | 0 | 0 | 0 | 0 | 0 | 7159809.7126 | 0 | 0 | 0 | 0 | 0 | 0 | 0 | 0 | 0 | 0 | 0 | 0 | -70858.9504 | 0 | 0 | 0 | 0 | 0 | 0 | 0 | 0 | 331707.04 | 292250.2184 | 0 | 0 | 0 | 0 | 0 | 0 | 0 | 0 | 0
2016-11-16 08:00 | 0 | 0 | 0 | 0 | 0 | 53464.7816 | 0 | 345715 | 0 | 0 | 0 | 0 | 128025.2243 | 0 | 0 | 0 | 0 | 0 | 0 | 6867559.4942 | 0 | 0 | 0 | 0 | 0 | 0 | 0 | 0 | 0 | 0 | 0 | 0 | 0 | 0 | 0 | 0 | 0 | 0 | 0 | 0 | 0 | 0 | 292250.2184 | 0 | 0 | 0 | 0 | 0 | 0 | 0 | 0 | 0
2016-11-16 09:00 | 0 | 0 | 0 | 0 | 0 | 458191.772 | 0 | 347876 | 0 | 0 | 0 | 0 | 198884.1747 | 0 | 0 | 0 | 0 | 0 | 0 | 6907016.3158 | 0 | 0 | 0 | 0 | 0 | 0 | 0 | 0 | 0 | 0 | 0 | 0 | 70858.9504 | 0 | 0 | 0 | 0 | 0 | 0 | 0 | 0 | 331707.04 | 292250.2184 | 0 | 0 | 0 | 0 | 0 | 0 | 0 | 0 | 0
2016-11-16 10:00 | 0 | 0 | 0 | 0 | 0 | 69859.7816 | 0 | 362110 | 0 | 0 | 0 | 0 | 198884.1747 | 0 | 0 | 0 | 0 | 0 | 0 | 6614766.0974 | 0 | 0 | 0 | 0 | 0 | 0 | 0 | 0 | 0 | 0 | 0 | 0 | 0 | 0 | 0 | 0 | 0 | 0 | 0 | 0 | 0 | 0 | 292250.2184 | 0 | 0 | 0 | 0 | 0 | 0 | 0 | 0 | 0
2016-11-16 11:00 | 0 | 0 | 0 | 0 | 0 | 361401.8712 | 0 | 392804 | 0 | 0 | 0 | 0 | 128025.2243 | 0 | 0 | 0 | 0 | 0 | 0 | 6654222.919 | 0 | 0 | 0 | 0 | 0 | 0 | 0 | 0 | 0 | 0 | 0 | 0 | -70858.9504 | 0 | 0 | 0 | 0 | 0 | 0 | 0 | 0 | 331707.04 | 292250.2184 | 0 | 0 | 0 | 0 | 0 | 0 | 0 | 0 | 0
2016-11-16 12:00 | 0 | 0 | 0 | 0 | 0 | 196639.732 | 0 | 418031 | 0 | 0 | 0 | 0 | 198884.1747 | 0 | 0 | 0 | 0 | 0 | 0 | 6361972.7006 | 0 | 0 | 0 | 0 | 0 | 0 | 0 | 0 | 0 | 0 | 0 | 0 | 70858.9504 | 0 | 0 | 0 | 0 | 0 | 0 | 0 | 0 | 0 | 292250.2184 | 0 | 0 | 0 | 0 | 0 | 0 | 0 | 0 | 0
2016-11-16 13:00 | 0 | 0 | 0 | 0 | 0 | 465401.3159 | 27.5058 | 425972 | 0 | 0 | 0 | 0 | 198884.1747 | 0 | 0 | 0 | 0 | 0 | 0 | 6401429.5223 | 0 | 0 | 0 | 0 | 0 | 0 | 0 | 0 | 0 | 0 | 0 | 0 | 0 | 0 | 0 | 0 | 0 | 0 | 0 | 0 | 0 | 331707.04 | 292250.2184 | 0 | 0 | 0 | 0 | 0 | 0 | 0 | 0 | 0
2016-11-16 14:00 | 0 | 0 | 0 | 0 | 0 | 0 | 142066.2337 | 427597 | 0 | 0 | 0 | 0 | 128025.2243 | 0 | 0 | 0 | 0 | 0 | 0 | 6186757.7064 | 0 | 0 | 0 | 0 | 0 | 0 | 0 | 0 | 0 | 0 | 0 | 0 | -70858.9504 | 0 | 0 | 0 | 0 | 0 | 0 | 0 | 0 | 77578.4025 | 292250.2184 | 0 | 0 | 0 | 0 | 0 | 0 | 0 | 0 | 0
2016-11-16 15:00 | 0 | 0 | 0 | 0 | 0 | 306047.1839 | 334697.7334 | 427627 | 0 | 0 | 0 | 0 | 198884.1747 | 0 | 0 | 0 | 0 | 0 | 0 | 6329016.6733 | 0 | 0 | 0 | 0 | 0 | 0 | 0 | 0 | 0 | 0 | 0 | 0 | 70858.9504 | 0 | 0 | 0 | 0 | 0 | 0 | 0 | 0 | 142258.967 | 0 | 0 | 0 | 0 | 0 | 0 | 0 | 0 | 0 | 0
2016-11-16 16:00 | 0 | 0 | 0 | 0 | 0 | 0 | 469053.2706 | 426578 | 0 | 0 | 0 | 0 | 128025.2243 | 0 | 0 | 0 | 0 | 0 | 0 | 6442350.8943 | 0 | 0 | 0 | 0 | 0 | 0 | 0 | 0 | 0 | 0 | 0 | 0 | -70858.9504 | 0 | 0 | 0 | 0 | 0 | 0 | 0 | 0 | 113334.221 | 0 | 0 | 0 | 0 | 0 | 0 | 0 | 0 | 0 | 0
2016-11-16 17:00 | 0 | 0 | 0 | 0 | 0 | 0 | 510119.6982 | 426245 | 0 | 0 | 0 | 0 | 198884.1747 | 0 | 0 | 0 | 0 | 0 | 0 | 6455366.6421 | 0 | 0 | 0 | 0 | 0 | 0 | 0 | 0 | 0 | 0 | 0 | 0 | 70858.9504 | 0 | 0 | 0 | 0 | 0 | 0 | 0 | 0 | 13015.7478 | 0 | 0 | 0 | 0 | 0 | 0 | 0 | 0 | 0 | 0
2016-11-16 18:00 | 0 | 0 | 0 | 0 | 0 | 0 | 509328.9161 | 428712 | 0 | 0 | 0 | 0 | 198884.1747 | 0 | 0 | 0 | 0 | 0 | 0 | 6535983.5582 | 0 | 0 | 0 | 0 | 0 | 0 | 0 | 0 | 0 | 0 | 0 | 0 | 0 | 0 | 0 | 0 | 0 | 0 | 0 | 0 | 0 | 80616.9161 | 0 | 0 | 0 | 0 | 0 | 0 | 0 | 0 | 0 | 0
2016-11-16 19:00 | 0 | 0 | 0 | 0 | 0 | 0 | 502923.7844 | 430296 | 0 | 0 | 0 | 0 | 128025.2243 | 0 | 0 | 0 | 0 | 0 | 0 | 6679470.293 | 0 | 0 | 0 | 0 | 0 | 0 | 0 | 0 | 0 | 0 | 0 | 0 | -70858.9504 | 0 | 0 | 0 | 0 | 0 | 0 | 0 | 0 | 143486.7348 | 0 | 0 | 0 | 0 | 0 | 0 | 0 | 0 | 0 | 0
2016-11-16 20:00 | 0 | 0 | 0 | 0 | 0 | 0 | 507393.3656 | 431956 | 0 | 0 | 0 | 0 | 198884.1747 | 0 | 0 | 0 | 0 | 0 | 0 | 6684048.7082 | 0 | 0 | 0 | 0 | 0 | 0 | 0 | 0 | 0 | 0 | 0 | 0 | 70858.9504 | 0 | 0 | 0 | 0 | 0 | 0 | 0 | 0 | 4578.4152 | 0 | 0 | 0 | 0 | 0 | 0 | 0 | 0 | 0 | 0
2016-11-16 21:00 | 0 | 0 | 0 | 0 | 0 | 0 | 493831.5252 | 435639 | 0 | 0 | 0 | 0 | 128025.2243 | 0 | 0 | 0 | 0 | 0 | 0 | 6813100.1837 | 0 | 0 | 0 | 0 | 0 | 0 | 0 | 0 | 0 | 0 | 0 | 0 | -70858.9504 | 0 | 0 | 0 | 0 | 0 | 0 | 0 | 0 | 129051.4756 | 0 | 0 | 0 | 0 | 0 | 0 | 0 | 0 | 0 | 0
2016-11-16 22:00 | 0 | 0 | 0 | 0 | 0 | 0 | 411867.7537 | 446127 | 0 | 0 | 0 | 0 | 57166.2739 | 0 | 0 | 0 | 0 | 0 | 0 | 6849699.8878 | 0 | 0 | 0 | 0 | 0 | 0 | 0 | 0 | 0 | 0 | 0 | 0 | -70858.9504 | 0 | 0 | 0 | 0 | 0 | 0 | 0 | 0 | 36599.7041 | 0 | 0 | 0 | 0 | 0 | 0 | 0 | 0 | 0 | 0
2016-11-16 23:00 | 0 | 0 | 0 | 0 | 0 | 0 | 196278.3082 | 456617 | 0 | 0 | 0 | 0 | 57166.2739 | 0 | 0 | 0 | 0 | 0 | 0 | 6589361.196 | 0 | 0 | 0 | 0 | 0 | 0 | 0 | 0 | 0 | 0 | 0 | 0 | 0 | 0 | 0 | 0 | 0 | 0 | 0 | 0 | 0 | 31911.5266 | 292250.2184 | 0 | 0 | 0 | 0 | 0 | 0 | 0 | 0 | 0
2016-11-17 | 0 | 0 | 0 | 0 | 0 | 549423.0789 | 19280.6931 | 458388 | 0 | 0 | 0 | 0 | 128025.2243 | 0 | 0 | 0 | 0 | 0 | 0 | 6628818.0176 | 0 | 0 | 0 | 0 | 0 | 0 | 0 | 0 | 0 | 0 | 0 | 0 | 70858.9504 | 0 | 0 | 0 | 0 | 0 | 0 | 0 | 0 | 331707.04 | 292250.2184 | 0 | 0 | 0 | 0 | 0 | 0 | 0 | 0 | 0
2016-11-17 01:00 | 0 | 0 | 0 | 0 | 0 | 422382.8712 | 0 | 453785 | 0 | 0 | 0 | 0 | 57166.2739 | 0 | 0 | 0 | 0 | 0 | 0 | 6668274.8392 | 0 | 0 | 0 | 0 | 0 | 0 | 0 | 0 | 0 | 0 | 0 | 0 | -70858.9504 | 0 | 0 | 0 | 0 | 0 | 0 | 0 | 0 | 331707.04 | 292250.2184 | 0 | 0 | 0 | 0 | 0 | 0 | 0 | 0 | 0
2016-11-17 02:00 | 0 | 0 | 0 | 0 | 0 | 550258.772 | 0 | 439943 | 0 | 0 | 0 | 0 | 128025.2243 | 0 | 0 | 0 | 0 | 0 | 0 | 6707731.6609 | 0 | 0 | 0 | 0 | 0 | 0 | 0 | 0 | 0 | 0 | 0 | 0 | 70858.9504 | 0 | 0 | 0 | 0 | 0 | 0 | 0 | 0 | 331707.04 | 292250.2184 | 0 | 0 | 0 | 0 | 0 | 0 | 0 | 0 | 0
2016-11-17 03:00 | 0 | 0 | 0 | 0 | 0 | 196190.732 | 0 | 417582 | 0 | 0 | 0 | 0 | 198884.1747 | 0 | 0 | 0 | 0 | 0 | 0 | 6415481.4425 | 0 | 0 | 0 | 0 | 0 | 0 | 0 | 0 | 0 | 0 | 0 | 0 | 70858.9504 | 0 | 0 | 0 | 0 | 0 | 0 | 0 | 0 | 0 | 292250.2184 | 0 | 0 | 0 | 0 | 0 | 0 | 0 | 0 | 0
2016-11-17 04:00 | 0 | 0 | 0 | 0 | 0 | 362504.8712 | 0 | 393907 | 0 | 0 | 0 | 0 | 128025.2243 | 0 | 0 | 0 | 0 | 0 | 0 | 6454938.2641 | 0 | 0 | 0 | 0 | 0 | 0 | 0 | 0 | 0 | 0 | 0 | 0 | -70858.9504 | 0 | 0 | 0 | 0 | 0 | 0 | 0 | 0 | 331707.04 | 292250.2184 | 0 | 0 | 0 | 0 | 0 | 0 | 0 | 0 | 0
2016-11-17 05:00 | 0 | 0 | 0 | 0 | 0 | 152440.732 | 0 | 373832 | 0 | 0 | 0 | 0 | 198884.1747 | 0 | 0 | 0 | 0 | 0 | 0 | 6162688.0457 | 0 | 0 | 0 | 0 | 0 | 0 | 0 | 0 | 0 | 0 | 0 | 0 | 70858.9504 | 0 | 0 | 0 | 0 | 0 | 0 | 0 | 0 | 0 | 292250.2184 | 0 | 0 | 0 | 0 | 0 | 0 | 0 | 0 | 0
2016-11-17 06:00 | 0 | 0 | 0 | 0 | 0 | 0 | 0 | 358914 | 0 | 0 | 0 | 0 | 132220.3931 | 0 | 0 | 0 | 0 | 0 | 0 | 5870437.8273 | 0 | 0 | 0 | 0 | 0 | 0 | 0 | 0 | 0 | 0 | 0 | 0 | -66663.7816 | 0 | 0 | 0 | 0 | 0 | 0 | 0 | 0 | 0 | 292250.2184 | 0 | 0 | 0 | 0 | 0 | 0 | 0 | 0 | 0
2016-11-17 07:00 | 0 | 0 | 0 | 0 | 0 | 318219.8712 | 0 | 349622 | 0 | 0 | 0 | 0 | 61361.4427 | 0 | 0 | 0 | 0 | 0 | 0 | 5909894.6489 | 0 | 0 | 0 | 0 | 0 | 0 | 0 | 0 | 0 | 0 | 0 | 0 | -70858.9504 | 0 | 0 | 0 | 0 | 0 | 0 | 0 | 0 | 331707.04 | 292250.2184 | 0 | 0 | 0 | 0 | 0 | 0 | 0 | 0 | 0
2016-11-17 08:00 | 0 | 0 | 0 | 0 | 0 | 124432.732 | 0 | 345824 | 0 | 0 | 0 | 0 | 132220.3931 | 0 | 0 | 0 | 0 | 0 | 0 | 5617644.4305 | 0 | 0 | 0 | 0 | 0 | 0 | 0 | 0 | 0 | 0 | 0 | 0 | 70858.9504 | 0 | 0 | 0 | 0 | 0 | 0 | 0 | 0 | 0 | 292250.2184 | 0 | 0 | 0 | 0 | 0 | 0 | 0 | 0 | 0
2016-11-17 09:00 | 0 | 0 | 0 | 0 | 0 | 0 | 0 | 349147 | 0 | 0 | 0 | 0 | 61361.4427 | 0 | 0 | 0 | 0 | 0 | 0 | 5339356.3809 | 0 | 0 | 0 | 0 | 0 | 0 | 0 | 0 | 0 | 0 | 0 | 0 | -70858.9504 | 0 | 0 | 0 | 0 | 0 | 0 | 0 | 0 | 13962.1688 | 292250.2184 | 0 | 0 | 0 | 0 | 0 | 0 | 0 | 0 | 0
2016-11-17 10:00 | 0 | 0 | 0 | 0 | 0 | 472683.772 | 0 | 362368 | 0 | 0 | 0 | 0 | 132220.3931 | 0 | 0 | 0 | 0 | 0 | 0 | 5378813.2026 | 0 | 0 | 0 | 0 | 0 | 0 | 0 | 0 | 0 | 0 | 0 | 0 | 70858.9504 | 0 | 0 | 0 | 0 | 0 | 0 | 0 | 0 | 331707.04 | 292250.2184 | 0 | 0 | 0 | 0 | 0 | 0 | 0 | 0 | 0
2016-11-17 11:00 | 0 | 0 | 0 | 0 | 0 | 108909.2894 | 0 | 391662 | 0 | 0 | 0 | 0 | 141717.9008 | 0 | 0 | 0 | 0 | 0 | 0 | 5086562.9842 | 0 | 0 | 0 | 0 | 0 | 0 | 0 | 0 | 0 | 0 | 0 | 0 | 9497.5077 | 0 | 0 | 0 | 0 | 0 | 0 | 0 | 0 | 0 | 292250.2184 | 0 | 0 | 0 | 0 | 0 | 0 | 0 | 0 | 0
2016-11-17 12:00 | 0 | 0 | 0 | 0 | 0 | 54172.8312 | 0 | 417282 | 0 | 0 | 0 | 0 | 70858.9504 | 0 | 0 | 0 | 0 | 0 | 0 | 4794312.7658 | 0 | 0 | 0 | 0 | 0 | 0 | 0 | 0 | 0 | 0 | 0 | 0 | -70858.9504 | 0 | 0 | 0 | 0 | 0 | 0 | 0 | 0 | 0 | 292250.2184 | 0 | 0 | 0 | 0 | 0 | 0 | 0 | 0 | 0
2016-11-17 13:00 | 0 | 0 | 0 | 0 | 0 | 394414.9741 | 18.8971 | 425836 | 0 | 0 | 0 | 0 | 0 | 0 | 0 | 0 | 0 | 0 | 0 | 4833769.5874 | 0 | 0 | 0 | 0 | 0 | 0 | 0 | 0 | 0 | 0 | 0 | 0 | -70858.9504 | 0 | 0 | 0 | 0 | 0 | 0 | 0 | 0 | 331707.04 | 292250.2184 | 0 | 0 | 0 | 0 | 0 | 0 | 0 | 0 | 0
2016-11-17 14:00 | 0 | 0 | 0 | 0 | 0 | 433927.0764 | 104907.6957 | 428519 | 0 | 0 | 0 | 0 | 70858.9504 | 0 | 0 | 0 | 0 | 0 | 0 | 4873226.409 | 0 | 0 | 0 | 0 | 0 | 0 | 0 | 0 | 0 | 0 | 0 | 0 | 70858.9504 | 0 | 0 | 0 | 0 | 0 | 0 | 0 | 0 | 331707.04 | 292250.2184 | 0 | 0 | 0 | 0 | 0 | 0 | 0 | 0 | 0
2016-11-17 15:00 | 0 | 0 | 0 | 0 | 0 | 54885.8253 | 445923.1251 | 429950 | 0 | 0 | 0 | 0 | 141717.9008 | 0 | 0 | 0 | 0 | 0 | 0 | 4873226.409 | 0 | 0 | 0 | 0 | 0 | 0 | 0 | 0 | 0 | 0 | 0 | 0 | 70858.9504 | 0 | 0 | 0 | 0 | 0 | 0 | 0 | 0 | 0 | 0 | 0 | 0 | 0 | 0 | 0 | 0 | 0 | 0 | 0
2016-11-17 16:00 | 0 | 0 | 0 | 0 | 0 | 99425.9589 | 589789.1307 | 428367 | 0 | 0 | 0 | 0 | 70858.9504 | 0 | 0 | 0 | 0 | 0 | 0 | 5204933.449 | 0 | 0 | 0 | 0 | 0 | 0 | 0 | 0 | 0 | 0 | 0 | 0 | -70858.9504 | 0 | 0 | 0 | 0 | 0 | 0 | 0 | 0 | 331707.04 | 0 | 0 | 0 | 0 | 0 | 0 | 0 | 0 | 0 | 0
2016-11-17 17:00 | 0 | 0 | 0 | 0 | 0 | 100013.1655 | 589331.9241 | 428497 | 0 | 0 | 0 | 0 | 0 | 0 | 0 | 0 | 0 | 0 | 0 | 5536640.489 | 0 | 0 | 0 | 0 | 0 | 0 | 0 | 0 | 0 | 0 | 0 | 0 | -70858.9504 | 0 | 0 | 0 | 0 | 0 | 0 | 0 | 0 | 331707.04 | 0 | 0 | 0 | 0 | 0 | 0 | 0 | 0 | 0 | 0
2016-11-17 18:00 | 0 | 0 | 0 | 0 | 0 | 0 | 565253.5335 | 429853 | 0 | 0 | 0 | 0 | 70858.9504 | 0 | 0 | 0 | 0 | 0 | 0 | 5601182.0721 | 0 | 0 | 0 | 0 | 0 | 0 | 0 | 0 | 0 | 0 | 0 | 0 | 70858.9504 | 0 | 0 | 0 | 0 | 0 | 0 | 0 | 0 | 64541.5831 | 0 | 0 | 0 | 0 | 0 | 0 | 0 | 0 | 0 | 0
2016-11-17 19:00 | 0 | 0 | 0 | 0 | 0 | 0 | 553708.2103 | 431227 | 0 | 0 | 0 | 0 | 0 | 0 | 0 | 0 | 0 | 0 | 0 | 5794522.2328 | 0 | 0 | 0 | 0 | 0 | 0 | 0 | 0 | 0 | 0 | 0 | 0 | -70858.9504 | 0 | 0 | 0 | 0 | 0 | 0 | 0 | 0 | 193340.1607 | 0 | 0 | 0 | 0 | 0 | 0 | 0 | 0 | 0 | 0
2016-11-17 20:00 | 0 | 0 | 0 | 0 | 0 | 203999.1744 | 559911.8656 | 432204 | 0 | 0 | 0 | 0 | 0 | 0 | 0 | 0 | 0 | 0 | 0 | 6126229.2728 | 0 | 0 | 0 | 0 | 0 | 0 | 0 | 0 | 0 | 0 | 0 | 0 | 0 | 0 | 0 | 0 | 0 | 0 | 0 | 0 | 0 | 331707.04 | 0 | 0 | 0 | 0 | 0 | 0 | 0 | 0 | 0 | 0
2016-11-17 21:00 | 0 | 0 | 0 | 0 | 0 | 0 | 575402.8242 | 434647 | 0 | 0 | 0 | 0 | 0 | 0 | 0 | 0 | 0 | 0 | 0 | 6266985.097 | 0 | 0 | 0 | 0 | 0 | 0 | 0 | 0 | 0 | 0 | 0 | 0 | 0 | 0 | 0 | 0 | 0 | 0 | 0 | 0 | 0 | 140755.8242 | 0 | 0 | 0 | 0 | 0 | 0 | 0 | 0 | 0 | 0
2016-11-17 22:00 | 0 | 0 | 0 | 0 | 0 | 0 | 563766.6018 | 445468 | 0 | 0 | 0 | 0 | 70858.9504 | 0 | 0 | 0 | 0 | 0 | 0 | 6314424.7484 | 0 | 0 | 0 | 0 | 0 | 0 | 0 | 0 | 0 | 0 | 0 | 0 | 70858.9504 | 0 | 0 | 0 | 0 | 0 | 0 | 0 | 0 | 47439.6514 | 0 | 0 | 0 | 0 | 0 | 0 | 0 | 0 | 0 | 0
2016-11-17 23:00 | 0 | 0 | 0 | 0 | 0 | 142629.5688 | 313187.4312 | 455817 | 0 | 0 | 0 | 0 | 70858.9504 | 0 | 0 | 0 | 0 | 0 | 0 | 6314424.7484 | 0 | 0 | 0 | 0 | 0 | 0 | 0 | 0 | 0 | 0 | 0 | 0 | 0 | 0 | 0 | 0 | 0 | 0 | 0 | 0 | 0 | 0 | 0 | 0 | 0 | 0 | 0 | 0 | 0 | 0 | 0 | 0
2016-11-18 | 0 | 0 | 0 | 0 | 0 | 78110.4572 | 17505.374 | 458725 | 0 | 0 | 0 | 0 | 0 | 0 | 0 | 0 | 0 | 0 | 0 | 6022174.53 | 0 | 0 | 0 | 0 | 0 | 0 | 0 | 0 | 0 | 0 | 0 | 0 | -70858.9504 | 0 | 0 | 0 | 0 | 0 | 0 | 0 | 0 | 0 | 292250.2184 | 0 | 0 | 0 | 0 | 0 | 0 | 0 | 0 | 0
2016-11-18 01:00 | 0 | 0 | 0 | 0 | 0 | 565644.772 | 0 | 455329 | 0 | 0 | 0 | 0 | 70858.9504 | 0 | 0 | 0 | 0 | 0 | 0 | 6061631.3517 | 0 | 0 | 0 | 0 | 0 | 0 | 0 | 0 | 0 | 0 | 0 | 0 | 70858.9504 | 0 | 0 | 0 | 0 | 0 | 0 | 0 | 0 | 331707.04 | 292250.2184 | 0 | 0 | 0 | 0 | 0 | 0 | 0 | 0 | 0
2016-11-18 02:00 | 0 | 0 | 0 | 0 | 0 | 467478.1451 | 0 | 441714 | 0 | 0 | 0 | 0 | 57166.2739 | 0 | 0 | 0 | 0 | 0 | 0 | 6101088.1733 | 0 | 0 | 0 | 0 | 0 | 0 | 0 | 0 | 0 | 0 | 0 | 0 | -13692.6765 | 0 | 0 | 0 | 0 | 0 | 0 | 0 | 0 | 331707.04 | 292250.2184 | 0 | 0 | 0 | 0 | 0 | 0 | 0 | 0 | 0
2016-11-18 03:00 | 0 | 0 | 0 | 0 | 0 | 198833.732 | 0 | 420225 | 0 | 0 | 0 | 0 | 128025.2243 | 0 | 0 | 0 | 0 | 0 | 0 | 5808837.9549 | 0 | 0 | 0 | 0 | 0 | 0 | 0 | 0 | 0 | 0 | 0 | 0 | 70858.9504 | 0 | 0 | 0 | 0 | 0 | 0 | 0 | 0 | 0 | 292250.2184 | 0 | 0 | 0 | 0 | 0 | 0 | 0 | 0 | 0
2016-11-18 04:00 | 0 | 0 | 0 | 0 | 0 | 508234.772 | 0 | 397919 | 0 | 0 | 0 | 0 | 198884.1747 | 0 | 0 | 0 | 0 | 0 | 0 | 5848294.7765 | 0 | 0 | 0 | 0 | 0 | 0 | 0 | 0 | 0 | 0 | 0 | 0 | 70858.9504 | 0 | 0 | 0 | 0 | 0 | 0 | 0 | 0 | 331707.04 | 292250.2184 | 0 | 0 | 0 | 0 | 0 | 0 | 0 | 0 | 0
2016-11-18 05:00 | 0 | 0 | 0 | 0 | 0 | 14382.8312 | 0 | 377492 | 0 | 0 | 0 | 0 | 128025.2243 | 0 | 0 | 0 | 0 | 0 | 0 | 5556044.5581 | 0 | 0 | 0 | 0 | 0 | 0 | 0 | 0 | 0 | 0 | 0 | 0 | -70858.9504 | 0 | 0 | 0 | 0 | 0 | 0 | 0 | 0 | 0 | 292250.2184 | 0 | 0 | 0 | 0 | 0 | 0 | 0 | 0 | 0
2016-11-18 06:00 | 0 | 0 | 0 | 0 | 0 | 471761.772 | 0 | 361446 | 0 | 0 | 0 | 0 | 198884.1747 | 0 | 0 | 0 | 0 | 0 | 0 | 5595501.3797 | 0 | 0 | 0 | 0 | 0 | 0 | 0 | 0 | 0 | 0 | 0 | 0 | 70858.9504 | 0 | 0 | 0 | 0 | 0 | 0 | 0 | 0 | 331707.04 | 292250.2184 | 0 | 0 | 0 | 0 | 0 | 0 | 0 | 0 | 0
2016-11-18 07:00 | 0 | 0 | 0 | 0 | 0 | 59499.7816 | 0 | 351750 | 0 | 0 | 0 | 0 | 198884.1747 | 0 | 0 | 0 | 0 | 0 | 0 | 5303251.1613 | 0 | 0 | 0 | 0 | 0 | 0 | 0 | 0 | 0 | 0 | 0 | 0 | 0 | 0 | 0 | 0 | 0 | 0 | 0 | 0 | 0 | 0 | 292250.2184 | 0 | 0 | 0 | 0 | 0 | 0 | 0 | 0 | 0
2016-11-18 08:00 | 0 | 0 | 0 | 0 | 0 | 316456.8712 | 0 | 347859 | 0 | 0 | 0 | 0 | 128025.2243 | 0 | 0 | 0 | 0 | 0 | 0 | 5342707.983 | 0 | 0 | 0 | 0 | 0 | 0 | 0 | 0 | 0 | 0 | 0 | 0 | -70858.9504 | 0 | 0 | 0 | 0 | 0 | 0 | 0 | 0 | 331707.04 | 292250.2184 | 0 | 0 | 0 | 0 | 0 | 0 | 0 | 0 | 0
2016-11-18 09:00 | 0 | 0 | 0 | 0 | 0 | 128780.732 | 0 | 350172 | 0 | 0 | 0 | 0 | 198884.1747 | 0 | 0 | 0 | 0 | 0 | 0 | 5050457.7646 | 0 | 0 | 0 | 0 | 0 | 0 | 0 | 0 | 0 | 0 | 0 | 0 | 70858.9504 | 0 | 0 | 0 | 0 | 0 | 0 | 0 | 0 | 0 | 292250.2184 | 0 | 0 | 0 | 0 | 0 | 0 | 0 | 0 | 0
2016-11-18 10:00 | 0 | 0 | 0 | 0 | 0 | 344536.5477 | 0 | 362246 | 0 | 0 | 0 | 0 | 141717.9008 | 0 | 0 | 0 | 0 | 0 | 0 | 5089914.5862 | 0 | 0 | 0 | 0 | 0 | 0 | 0 | 0 | 0 | 0 | 0 | 0 | -57166.2739 | 0 | 0 | 0 | 0 | 0 | 0 | 0 | 0 | 331707.04 | 292250.2184 | 0 | 0 | 0 | 0 | 0 | 0 | 0 | 0 | 0
2016-11-18 11:00 | 0 | 0 | 0 | 0 | 0 | 27620.8312 | 0 | 390730 | 0 | 0 | 0 | 0 | 70858.9504 | 0 | 0 | 0 | 0 | 0 | 0 | 4797664.3678 | 0 | 0 | 0 | 0 | 0 | 0 | 0 | 0 | 0 | 0 | 0 | 0 | -70858.9504 | 0 | 0 | 0 | 0 | 0 | 0 | 0 | 0 | 0 | 292250.2184 | 0 | 0 | 0 | 0 | 0 | 0 | 0 | 0 | 0
2016-11-18 12:00 | 0 | 0 | 0 | 0 | 0 | 384027.8712 | 0 | 415430 | 0 | 0 | 0 | 0 | 0 | 0 | 0 | 0 | 0 | 0 | 0 | 4837121.1894 | 0 | 0 | 0 | 0 | 0 | 0 | 0 | 0 | 0 | 0 | 0 | 0 | -70858.9504 | 0 | 0 | 0 | 0 | 0 | 0 | 0 | 0 | 331707.04 | 292250.2184 | 0 | 0 | 0 | 0 | 0 | 0 | 0 | 0 | 0
2016-11-18 13:00 | 0 | 0 | 0 | 0 | 0 | 203064.0608 | 24.6712 | 424480 | 0 | 0 | 0 | 0 | 70858.9504 | 0 | 0 | 0 | 0 | 0 | 0 | 4544870.971 | 0 | 0 | 0 | 0 | 0 | 0 | 0 | 0 | 0 | 0 | 0 | 0 | 70858.9504 | 0 | 0 | 0 | 0 | 0 | 0 | 0 | 0 | 0 | 292250.2184 | 0 | 0 | 0 | 0 | 0 | 0 | 0 | 0 | 0
2016-11-18 14:00 | 0 | 0 | 0 | 0 | 0 | 0 | 138373.1746 | 429303 | 0 | 0 | 0 | 0 | 70858.9504 | 0 | 0 | 0 | 0 | 0 | 0 | 4253941.1457 | 0 | 0 | 0 | 0 | 0 | 0 | 0 | 0 | 0 | 0 | 0 | 0 | 0 | 0 | 0 | 0 | 0 | 0 | 0 | 0 | 0 | 1320.393 | 292250.2184 | 0 | 0 | 0 | 0 | 0 | 0 | 0 | 0 | 0
2016-11-18 15:00 | 0 | 0 | 0 | 0 | 0 | 0 | 609756.5889 | 432262 | 0 | 0 | 0 | 0 | 0 | 0 | 0 | 0 | 0 | 0 | 0 | 4502294.685 | 0 | 0 | 0 | 0 | 0 | 0 | 0 | 0 | 0 | 0 | 0 | 0 | -70858.9504 | 0 | 0 | 0 | 0 | 0 | 0 | 0 | 0 | 248353.5393 | 0 | 0 | 0 | 0 | 0 | 0 | 0 | 0 | 0 | 0
2016-11-18 16:00 | 0 | 0 | 0 | 0 | 0 | 0 | 712358.1695 | 432288 | 0 | 0 | 0 | 0 | 0 | 0 | 0 | 0 | 0 | 0 | 0 | 4782364.8545 | 0 | 0 | 0 | 0 | 0 | 0 | 0 | 0 | 0 | 0 | 0 | 0 | 0 | 0 | 0 | 0 | 0 | 0 | 0 | 0 | 0 | 280070.1695 | 0 | 0 | 0 | 0 | 0 | 0 | 0 | 0 | 0 | 0
2016-11-18 17:00 | 0 | 0 | 0 | 0 | 0 | 0 | 693297.3965 | 431234 | 0 | 0 | 0 | 0 | 0 | 0 | 0 | 0 | 0 | 0 | 0 | 5044428.251 | 0 | 0 | 0 | 0 | 0 | 0 | 0 | 0 | 0 | 0 | 0 | 0 | 0 | 0 | 0 | 0 | 0 | 0 | 0 | 0 | 0 | 262063.3965 | 0 | 0 | 0 | 0 | 0 | 0 | 0 | 0 | 0 | 0
2016-11-18 18:00 | 0 | 0 | 0 | 0 | 0 | 163841.872 | 656668.4419 | 431637 | 0 | 0 | 0 | 0 | 57166.2739 | 0 | 0 | 0 | 0 | 0 | 0 | 5376135.291 | 0 | 0 | 0 | 0 | 0 | 0 | 0 | 0 | 0 | 0 | 0 | 0 | 57166.2739 | 0 | 0 | 0 | 0 | 0 | 0 | 0 | 0 | 331707.04 | 0 | 0 | 0 | 0 | 0 | 0 | 0 | 0 | 0 | 0
2016-11-18 19:00 | 0 | 0 | 0 | 0 | 0 | 0 | 638147.7149 | 431202 | 0 | 0 | 0 | 0 | 128025.2243 | 0 | 0 | 0 | 0 | 0 | 0 | 5512222.0556 | 0 | 0 | 0 | 0 | 0 | 0 | 0 | 0 | 0 | 0 | 0 | 0 | 70858.9504 | 0 | 0 | 0 | 0 | 0 | 0 | 0 | 0 | 136086.7645 | 0 | 0 | 0 | 0 | 0 | 0 | 0 | 0 | 0 | 0
2016-11-18 20:00 | 0 | 0 | 0 | 0 | 0 | 38205.247 | 652403.8426 | 429761 | 0 | 0 | 0 | 0 | 57166.2739 | 0 | 0 | 0 | 0 | 0 | 0 | 5843929.0956 | 0 | 0 | 0 | 0 | 0 | 0 | 0 | 0 | 0 | 0 | 0 | 0 | -70858.9504 | 0 | 0 | 0 | 0 | 0 | 0 | 0 | 0 | 331707.04 | 0 | 0 | 0 | 0 | 0 | 0 | 0 | 0 | 0 | 0
2016-11-18 21:00 | 0 | 0 | 0 | 0 | 0 | 0 | 685176.0086 | 429356 | 0 | 0 | 0 | 0 | 128025.2243 | 0 | 0 | 0 | 0 | 0 | 0 | 6028890.1537 | 0 | 0 | 0 | 0 | 0 | 0 | 0 | 0 | 0 | 0 | 0 | 0 | 70858.9504 | 0 | 0 | 0 | 0 | 0 | 0 | 0 | 0 | 184961.0582 | 0 | 0 | 0 | 0 | 0 | 0 | 0 | 0 | 0 | 0
2016-11-18 22:00 | 0 | 0 | 0 | 0 | 0 | 0 | 639377.9413 | 436510 | 0 | 0 | 0 | 0 | 198884.1747 | 0 | 0 | 0 | 0 | 0 | 0 | 6160899.1446 | 0 | 0 | 0 | 0 | 0 | 0 | 0 | 0 | 0 | 0 | 0 | 0 | 70858.9504 | 0 | 0 | 0 | 0 | 0 | 0 | 0 | 0 | 132008.9909 | 0 | 0 | 0 | 0 | 0 | 0 | 0 | 0 | 0 | 0
2016-11-18 23:00 | 0 | 0 | 0 | 0 | 0 | 96809.0221 | 345560.9779 | 442370 | 0 | 0 | 0 | 0 | 198884.1747 | 0 | 0 | 0 | 0 | 0 | 0 | 6160899.1446 | 0 | 0 | 0 | 0 | 0 | 0 | 0 | 0 | 0 | 0 | 0 | 0 | 0 | 0 | 0 | 0 | 0 | 0 | 0 | 0 | 0 | 0 | 0 | 0 | 0 | 0 | 0 | 0 | 0 | 0 | 0 | 0
2016-11-19 | 0 | 0 | 0 | 0 | 0 | 463486.3755 | 16496.4462 | 440526 | 0 | 0 | 0 | 0 | 198884.1747 | 0 | 0 | 0 | 0 | 0 | 0 | 6200355.9662 | 0 | 0 | 0 | 0 | 0 | 0 | 0 | 0 | 0 | 0 | 0 | 0 | 0 | 0 | 0 | 0 | 0 | 0 | 0 | 0 | 0 | 331707.04 | 292250.2184 | 0 | 0 | 0 | 0 | 0 | 0 | 0 | 0 | 0
2016-11-19 01:00 | 0 | 0 | 0 | 0 | 0 | 403578.8712 | 0 | 434981 | 0 | 0 | 0 | 0 | 128025.2243 | 0 | 0 | 0 | 0 | 0 | 0 | 6239812.7879 | 0 | 0 | 0 | 0 | 0 | 0 | 0 | 0 | 0 | 0 | 0 | 0 | -70858.9504 | 0 | 0 | 0 | 0 | 0 | 0 | 0 | 0 | 331707.04 | 292250.2184 | 0 | 0 | 0 | 0 | 0 | 0 | 0 | 0 | 0
2016-11-19 02:00 | 0 | 0 | 0 | 0 | 0 | 532768.772 | 0 | 422453 | 0 | 0 | 0 | 0 | 198884.1747 | 0 | 0 | 0 | 0 | 0 | 0 | 6279269.6095 | 0 | 0 | 0 | 0 | 0 | 0 | 0 | 0 | 0 | 0 | 0 | 0 | 70858.9504 | 0 | 0 | 0 | 0 | 0 | 0 | 0 | 0 | 331707.04 | 292250.2184 | 0 | 0 | 0 | 0 | 0 | 0 | 0 | 0 | 0
2016-11-19 03:00 | 0 | 0 | 0 | 0 | 0 | 446071.8216 | 0 | 406615 | 0 | 0 | 0 | 0 | 198884.1747 | 0 | 0 | 0 | 0 | 0 | 0 | 6318726.4311 | 0 | 0 | 0 | 0 | 0 | 0 | 0 | 0 | 0 | 0 | 0 | 0 | 0 | 0 | 0 | 0 | 0 | 0 | 0 | 0 | 0 | 331707.04 | 292250.2184 | 0 | 0 | 0 | 0 | 0 | 0 | 0 | 0 | 0
2016-11-19 04:00 | 0 | 0 | 0 | 0 | 0 | 24612.8312 | 0 | 387722 | 0 | 0 | 0 | 0 | 128025.2243 | 0 | 0 | 0 | 0 | 0 | 0 | 6026476.2127 | 0 | 0 | 0 | 0 | 0 | 0 | 0 | 0 | 0 | 0 | 0 | 0 | -70858.9504 | 0 | 0 | 0 | 0 | 0 | 0 | 0 | 0 | 0 | 292250.2184 | 0 | 0 | 0 | 0 | 0 | 0 | 0 | 0 | 0
2016-11-19 05:00 | 0 | 0 | 0 | 0 | 0 | 480032.772 | 0 | 369717 | 0 | 0 | 0 | 0 | 198884.1747 | 0 | 0 | 0 | 0 | 0 | 0 | 6065933.0343 | 0 | 0 | 0 | 0 | 0 | 0 | 0 | 0 | 0 | 0 | 0 | 0 | 70858.9504 | 0 | 0 | 0 | 0 | 0 | 0 | 0 | 0 | 331707.04 | 292250.2184 | 0 | 0 | 0 | 0 | 0 | 0 | 0 | 0 | 0
2016-11-19 06:00 | 0 | 0 | 0 | 0 | 0 | 394335.8216 | 0 | 354879 | 0 | 0 | 0 | 0 | 198884.1747 | 0 | 0 | 0 | 0 | 0 | 0 | 6105389.8559 | 0 | 0 | 0 | 0 | 0 | 0 | 0 | 0 | 0 | 0 | 0 | 0 | 0 | 0 | 0 | 0 | 0 | 0 | 0 | 0 | 0 | 331707.04 | 292250.2184 | 0 | 0 | 0 | 0 | 0 | 0 | 0 | 0 | 0
2016-11-19 07:00 | 0 | 0 | 0 | 0 | 0 | 313411.8712 | 0 | 344814 | 0 | 0 | 0 | 0 | 128025.2243 | 0 | 0 | 0 | 0 | 0 | 0 | 6144846.6775 | 0 | 0 | 0 | 0 | 0 | 0 | 0 | 0 | 0 | 0 | 0 | 0 | -70858.9504 | 0 | 0 | 0 | 0 | 0 | 0 | 0 | 0 | 331707.04 | 292250.2184 | 0 | 0 | 0 | 0 | 0 | 0 | 0 | 0 | 0
2016-11-19 08:00 | 0 | 0 | 0 | 0 | 0 | 47557.7816 | 0 | 339808 | 0 | 0 | 0 | 0 | 128025.2243 | 0 | 0 | 0 | 0 | 0 | 0 | 5852596.4591 | 0 | 0 | 0 | 0 | 0 | 0 | 0 | 0 | 0 | 0 | 0 | 0 | 0 | 0 | 0 | 0 | 0 | 0 | 0 | 0 | 0 | 0 | 292250.2184 | 0 | 0 | 0 | 0 | 0 | 0 | 0 | 0 | 0
2016-11-19 09:00 | 0 | 0 | 0 | 0 | 0 | 434715.8345 | 0 | 340430 | 0 | 0 | 0 | 0 | 198884.1747 | 0 | 0 | 0 | 0 | 0 | 0 | 5876023.3433 | 0 | 0 | 0 | 0 | 0 | 0 | 0 | 0 | 0 | 0 | 0 | 0 | 70858.9504 | 0 | 0 | 0 | 0 | 0 | 0 | 0 | 0 | 315677.1025 | 292250.2184 | 0 | 0 | 0 | 0 | 0 | 0 | 0 | 0 | 0
2016-11-19 10:00 | 0 | 0 | 0 | 0 | 0 | 328014.5477 | 0 | 345724 | 0 | 0 | 0 | 0 | 141717.9008 | 0 | 0 | 0 | 0 | 0 | 0 | 5915480.1649 | 0 | 0 | 0 | 0 | 0 | 0 | 0 | 0 | 0 | 0 | 0 | 0 | -57166.2739 | 0 | 0 | 0 | 0 | 0 | 0 | 0 | 0 | 331707.04 | 292250.2184 | 0 | 0 | 0 | 0 | 0 | 0 | 0 | 0 | 0
2016-11-19 11:00 | 0 | 0 | 0 | 0 | 0 | 0 | 0 | 356890 | 0 | 0 | 0 | 0 | 70858.9504 | 0 | 0 | 0 | 0 | 0 | 0 | 5629449.1153 | 0 | 0 | 0 | 0 | 0 | 0 | 0 | 0 | 0 | 0 | 0 | 0 | -70858.9504 | 0 | 0 | 0 | 0 | 0 | 0 | 0 | 0 | 6219.1688 | 292250.2184 | 0 | 0 | 0 | 0 | 0 | 0 | 0 | 0 | 0
2016-11-19 12:00 | 0 | 0 | 0 | 0 | 0 | 8511.8312 | 0 | 371621 | 0 | 0 | 0 | 0 | 0 | 0 | 0 | 0 | 0 | 0 | 0 | 5337198.8969 | 0 | 0 | 0 | 0 | 0 | 0 | 0 | 0 | 0 | 0 | 0 | 0 | -70858.9504 | 0 | 0 | 0 | 0 | 0 | 0 | 0 | 0 | 0 | 292250.2184 | 0 | 0 | 0 | 0 | 0 | 0 | 0 | 0 | 0
2016-11-19 13:00 | 0 | 0 | 0 | 0 | 0 | 333840.3209 | 21.4167 | 386603 | 0 | 0 | 0 | 0 | 70858.9504 | 0 | 0 | 0 | 0 | 0 | 0 | 5213598.6841 | 0 | 0 | 0 | 0 | 0 | 0 | 0 | 0 | 0 | 0 | 0 | 0 | 70858.9504 | 0 | 0 | 0 | 0 | 0 | 0 | 0 | 0 | 168650.0056 | 292250.2184 | 0 | 0 | 0 | 0 | 0 | 0 | 0 | 0 | 0
2016-11-19 14:00 | 0 | 0 | 0 | 0 | 0 | 253821.91 | 134667.5647 | 398800 | 0 | 0 | 0 | 0 | 141717.9008 | 0 | 0 | 0 | 0 | 0 | 0 | 5132429.2084 | 0 | 0 | 0 | 0 | 0 | 0 | 0 | 0 | 0 | 0 | 0 | 0 | 70858.9504 | 0 | 0 | 0 | 0 | 0 | 0 | 0 | 0 | 211080.7427 | 292250.2184 | 0 | 0 | 0 | 0 | 0 | 0 | 0 | 0 | 0
2016-11-19 15:00 | 0 | 0 | 0 | 0 | 0 | 0 | 560836.9733 | 405020 | 0 | 0 | 0 | 0 | 70858.9504 | 0 | 0 | 0 | 0 | 0 | 0 | 5359105.1322 | 0 | 0 | 0 | 0 | 0 | 0 | 0 | 0 | 0 | 0 | 0 | 0 | -70858.9504 | 0 | 0 | 0 | 0 | 0 | 0 | 0 | 0 | 226675.9237 | 0 | 0 | 0 | 0 | 0 | 0 | 0 | 0 | 0 | 0
2016-11-19 16:00 | 0 | 0 | 0 | 0 | 0 | 0 | 690339.5883 | 406368 | 0 | 0 | 0 | 0 | 123764.6571 | 0 | 0 | 0 | 0 | 0 | 0 | 5590171.0138 | 0 | 0 | 0 | 0 | 0 | 0 | 0 | 0 | 0 | 0 | 0 | 0 | 52905.7067 | 0 | 0 | 0 | 0 | 0 | 0 | 0 | 0 | 231065.8816 | 0 | 0 | 0 | 0 | 0 | 0 | 0 | 0 | 0 | 0
2016-11-19 17:00 | 0 | 0 | 0 | 0 | 0 | 0 | 670043.6568 | 404935 | 0 | 0 | 0 | 0 | 57166.2739 | 0 | 0 | 0 | 0 | 0 | 0 | 5921878.0538 | 0 | 0 | 0 | 0 | 0 | 0 | 0 | 0 | 0 | 0 | 0 | 0 | -66598.3832 | 0 | 0 | 0 | 0 | 0 | 0 | 0 | 0 | 331707.04 | 0 | 0 | 0 | 0 | 0 | 0 | 0 | 0 | 0 | 0
2016-11-19 18:00 | 0 | 0 | 0 | 0 | 0 | 0 | 628342.0688 | 402033 | 0 | 0 | 0 | 0 | 128025.2243 | 0 | 0 | 0 | 0 | 0 | 0 | 6077328.1721 | 0 | 0 | 0 | 0 | 0 | 0 | 0 | 0 | 0 | 0 | 0 | 0 | 70858.9504 | 0 | 0 | 0 | 0 | 0 | 0 | 0 | 0 | 155450.1184 | 0 | 0 | 0 | 0 | 0 | 0 | 0 | 0 | 0 | 0
2016-11-19 19:00 | 0 | 0 | 0 | 0 | 0 | 181183.2427 | 610094.221 | 399027 | 0 | 0 | 0 | 0 | 198884.1747 | 0 | 0 | 0 | 0 | 0 | 0 | 6398719.6854 | 0 | 0 | 0 | 0 | 0 | 0 | 0 | 0 | 0 | 0 | 0 | 0 | 70858.9504 | 0 | 0 | 0 | 0 | 0 | 0 | 0 | 0 | 321391.5133 | 0 | 0 | 0 | 0 | 0 | 0 | 0 | 0 | 0 | 0
2016-11-19 20:00 | 0 | 0 | 0 | 0 | 0 | 35604.6939 | 622727.3957 | 397484 | 0 | 0 | 0 | 0 | 128025.2243 | 0 | 0 | 0 | 0 | 0 | 0 | 6730426.7254 | 0 | 0 | 0 | 0 | 0 | 0 | 0 | 0 | 0 | 0 | 0 | 0 | -70858.9504 | 0 | 0 | 0 | 0 | 0 | 0 | 0 | 0 | 331707.04 | 0 | 0 | 0 | 0 | 0 | 0 | 0 | 0 | 0 | 0
2016-11-19 21:00 | 0 | 0 | 0 | 0 | 0 | 0 | 655782.8983 | 400502 | 0 | 0 | 0 | 0 | 198884.1747 | 0 | 0 | 0 | 0 | 0 | 0 | 6914848.6733 | 0 | 0 | 0 | 0 | 0 | 0 | 0 | 0 | 0 | 0 | 0 | 0 | 70858.9504 | 0 | 0 | 0 | 0 | 0 | 0 | 0 | 0 | 184421.9479 | 0 | 0 | 0 | 0 | 0 | 0 | 0 | 0 | 0 | 0
2016-11-19 22:00 | 0 | 0 | 0 | 0 | 0 | 0 | 610044.3075 | 413683 | 0 | 0 | 0 | 0 | 128025.2243 | 0 | 0 | 0 | 0 | 0 | 0 | 7182068.9312 | 0 | 0 | 0 | 0 | 0 | 0 | 0 | 0 | 0 | 0 | 0 | 0 | -70858.9504 | 0 | 0 | 0 | 0 | 0 | 0 | 0 | 0 | 267220.2579 | 0 | 0 | 0 | 0 | 0 | 0 | 0 | 0 | 0 | 0
2016-11-19 23:00 | 0 | 0 | 0 | 0 | 0 | 0 | 280110.9445 | 427279 | 0 | 0 | 0 | 0 | 57166.2739 | 0 | 0 | 0 | 0 | 0 | 0 | 7105759.8261 | 0 | 0 | 0 | 0 | 0 | 0 | 0 | 0 | 0 | 0 | 0 | 0 | -70858.9504 | 0 | 0 | 0 | 0 | 0 | 0 | 0 | 0 | 215941.1133 | 292250.2184 | 0 | 0 | 0 | 0 | 0 | 0 | 0 | 0 | 0
2016-11-20 | 0 | 0 | 0 | 0 | 0 | 525428.0894 | 12390.2758 | 431645 | 0 | 0 | 0 | 0 | 128025.2243 | 0 | 0 | 0 | 0 | 0 | 0 | 7141074.2409 | 0 | 0 | 0 | 0 | 0 | 0 | 0 | 0 | 0 | 0 | 0 | 0 | 70858.9504 | 0 | 0 | 0 | 0 | 0 | 0 | 0 | 0 | 327564.6332 | 292250.2184 | 0 | 0 | 0 | 0 | 0 | 0 | 0 | 0 | 0
2016-11-20 01:00 | 0 | 0 | 0 | 0 | 0 | 536170.0218 | 0 | 430975 | 0 | 0 | 0 | 0 | 198884.1747 | 0 | 0 | 0 | 0 | 0 | 0 | 7175410.3124 | 0 | 0 | 0 | 0 | 0 | 0 | 0 | 0 | 0 | 0 | 0 | 0 | 70858.9504 | 0 | 0 | 0 | 0 | 0 | 0 | 0 | 0 | 326586.2898 | 292250.2184 | 0 | 0 | 0 | 0 | 0 | 0 | 0 | 0 | 0
2016-11-20 02:00 | 0 | 0 | 0 | 0 | 0 | 60652.8312 | 0 | 423762 | 0 | 0 | 0 | 0 | 128025.2243 | 0 | 0 | 0 | 0 | 0 | 0 | 6883160.094 | 0 | 0 | 0 | 0 | 0 | 0 | 0 | 0 | 0 | 0 | 0 | 0 | -70858.9504 | 0 | 0 | 0 | 0 | 0 | 0 | 0 | 0 | 0 | 292250.2184 | 0 | 0 | 0 | 0 | 0 | 0 | 0 | 0 | 0
2016-11-20 03:00 | 0 | 0 | 0 | 0 | 0 | 451335.8216 | 0 | 411879 | 0 | 0 | 0 | 0 | 128025.2243 | 0 | 0 | 0 | 0 | 0 | 0 | 6922616.9156 | 0 | 0 | 0 | 0 | 0 | 0 | 0 | 0 | 0 | 0 | 0 | 0 | 0 | 0 | 0 | 0 | 0 | 0 | 0 | 0 | 0 | 331707.04 | 292250.2184 | 0 | 0 | 0 | 0 | 0 | 0 | 0 | 0 | 0
2016-11-20 04:00 | 0 | 0 | 0 | 0 | 0 | 174619.732 | 0 | 396011 | 0 | 0 | 0 | 0 | 198884.1747 | 0 | 0 | 0 | 0 | 0 | 0 | 6630366.6972 | 0 | 0 | 0 | 0 | 0 | 0 | 0 | 0 | 0 | 0 | 0 | 0 | 70858.9504 | 0 | 0 | 0 | 0 | 0 | 0 | 0 | 0 | 0 | 292250.2184 | 0 | 0 | 0 | 0 | 0 | 0 | 0 | 0 | 0
2016-11-20 05:00 | 0 | 0 | 0 | 0 | 0 | 90565.7816 | 0 | 382816 | 0 | 0 | 0 | 0 | 198884.1747 | 0 | 0 | 0 | 0 | 0 | 0 | 6338116.4788 | 0 | 0 | 0 | 0 | 0 | 0 | 0 | 0 | 0 | 0 | 0 | 0 | 0 | 0 | 0 | 0 | 0 | 0 | 0 | 0 | 0 | 0 | 292250.2184 | 0 | 0 | 0 | 0 | 0 | 0 | 0 | 0 | 0
2016-11-20 06:00 | 0 | 0 | 0 | 0 | 0 | 340321.8712 | 0 | 371724 | 0 | 0 | 0 | 0 | 128025.2243 | 0 | 0 | 0 | 0 | 0 | 0 | 6377573.3004 | 0 | 0 | 0 | 0 | 0 | 0 | 0 | 0 | 0 | 0 | 0 | 0 | -70858.9504 | 0 | 0 | 0 | 0 | 0 | 0 | 0 | 0 | 331707.04 | 292250.2184 | 0 | 0 | 0 | 0 | 0 | 0 | 0 | 0 | 0
2016-11-20 07:00 | 0 | 0 | 0 | 0 | 0 | 474930.772 | 0 | 364615 | 0 | 0 | 0 | 0 | 198884.1747 | 0 | 0 | 0 | 0 | 0 | 0 | 6417030.122 | 0 | 0 | 0 | 0 | 0 | 0 | 0 | 0 | 0 | 0 | 0 | 0 | 70858.9504 | 0 | 0 | 0 | 0 | 0 | 0 | 0 | 0 | 331707.04 | 292250.2184 | 0 | 0 | 0 | 0 | 0 | 0 | 0 | 0 | 0
2016-11-20 08:00 | 0 | 0 | 0 | 0 | 0 | 69290.7816 | 0 | 361541 | 0 | 0 | 0 | 0 | 198884.1747 | 0 | 0 | 0 | 0 | 0 | 0 | 6124779.9037 | 0 | 0 | 0 | 0 | 0 | 0 | 0 | 0 | 0 | 0 | 0 | 0 | 0 | 0 | 0 | 0 | 0 | 0 | 0 | 0 | 0 | 0 | 292250.2184 | 0 | 0 | 0 | 0 | 0 | 0 | 0 | 0 | 0
2016-11-20 09:00 | 0 | 0 | 0 | 0 | 0 | 0 | 0 | 362066 | 0 | 0 | 0 | 0 | 128025.2243 | 0 | 0 | 0 | 0 | 0 | 0 | 5833572.8541 | 0 | 0 | 0 | 0 | 0 | 0 | 0 | 0 | 0 | 0 | 0 | 0 | -70858.9504 | 0 | 0 | 0 | 0 | 0 | 0 | 0 | 0 | 1043.1688 | 292250.2184 | 0 | 0 | 0 | 0 | 0 | 0 | 0 | 0 | 0
2016-11-20 10:00 | 0 | 0 | 0 | 0 | 0 | 478030.772 | 0 | 367715 | 0 | 0 | 0 | 0 | 198884.1747 | 0 | 0 | 0 | 0 | 0 | 0 | 5873029.6757 | 0 | 0 | 0 | 0 | 0 | 0 | 0 | 0 | 0 | 0 | 0 | 0 | 70858.9504 | 0 | 0 | 0 | 0 | 0 | 0 | 0 | 0 | 331707.04 | 292250.2184 | 0 | 0 | 0 | 0 | 0 | 0 | 0 | 0 | 0
2016-11-20 11:00 | 0 | 0 | 0 | 0 | 0 | 85747.7816 | 0 | 377998 | 0 | 0 | 0 | 0 | 198884.1747 | 0 | 0 | 0 | 0 | 0 | 0 | 5580779.4573 | 0 | 0 | 0 | 0 | 0 | 0 | 0 | 0 | 0 | 0 | 0 | 0 | 0 | 0 | 0 | 0 | 0 | 0 | 0 | 0 | 0 | 0 | 292250.2184 | 0 | 0 | 0 | 0 | 0 | 0 | 0 | 0 | 0
2016-11-20 12:00 | 0 | 0 | 0 | 0 | 0 | 27142.8312 | 0 | 390252 | 0 | 0 | 0 | 0 | 128025.2243 | 0 | 0 | 0 | 0 | 0 | 0 | 5288529.2389 | 0 | 0 | 0 | 0 | 0 | 0 | 0 | 0 | 0 | 0 | 0 | 0 | -70858.9504 | 0 | 0 | 0 | 0 | 0 | 0 | 0 | 0 | 0 | 292250.2184 | 0 | 0 | 0 | 0 | 0 | 0 | 0 | 0 | 0
2016-11-20 13:00 | 0 | 0 | 0 | 0 | 0 | 431395.6686 | 23.9363 | 404595 | 0 | 0 | 0 | 0 | 198884.1747 | 0 | 0 | 0 | 0 | 0 | 0 | 5244494.8934 | 0 | 0 | 0 | 0 | 0 | 0 | 0 | 0 | 0 | 0 | 0 | 0 | 70858.9504 | 0 | 0 | 0 | 0 | 0 | 0 | 0 | 0 | 248215.8729 | 292250.2184 | 0 | 0 | 0 | 0 | 0 | 0 | 0 | 0 | 0
2016-11-20 14:00 | 0 | 0 | 0 | 0 | 0 | 327004.2069 | 100266.0355 | 413303 | 0 | 0 | 0 | 0 | 198884.1747 | 0 | 0 | 0 | 0 | 0 | 0 | 5258462.1358 | 0 | 0 | 0 | 0 | 0 | 0 | 0 | 0 | 0 | 0 | 0 | 0 | 0 | 0 | 0 | 0 | 0 | 0 | 0 | 0 | 0 | 306217.4608 | 292250.2184 | 0 | 0 | 0 | 0 | 0 | 0 | 0 | 0 | 0
2016-11-20 15:00 | 0 | 0 | 0 | 0 | 0 | 0 | 441232.9005 | 413355 | 0 | 0 | 0 | 0 | 198884.1747 | 0 | 0 | 0 | 0 | 0 | 0 | 5286340.0363 | 0 | 0 | 0 | 0 | 0 | 0 | 0 | 0 | 0 | 0 | 0 | 0 | 0 | 0 | 0 | 0 | 0 | 0 | 0 | 0 | 0 | 27877.9005 | 0 | 0 | 0 | 0 | 0 | 0 | 0 | 0 | 0 | 0
2016-11-20 16:00 | 0 | 0 | 0 | 0 | 0 | 0 | 554933.3975 | 411016 | 0 | 0 | 0 | 0 | 198884.1747 | 0 | 0 | 0 | 0 | 0 | 0 | 5430257.4338 | 0 | 0 | 0 | 0 | 0 | 0 | 0 | 0 | 0 | 0 | 0 | 0 | 0 | 0 | 0 | 0 | 0 | 0 | 0 | 0 | 0 | 143917.3975 | 0 | 0 | 0 | 0 | 0 | 0 | 0 | 0 | 0 | 0
2016-11-20 17:00 | 0 | 0 | 0 | 0 | 0 | 0 | 556895.6202 | 408200 | 0 | 0 | 0 | 0 | 128025.2243 | 0 | 0 | 0 | 0 | 0 | 0 | 5649812.0044 | 0 | 0 | 0 | 0 | 0 | 0 | 0 | 0 | 0 | 0 | 0 | 0 | -70858.9504 | 0 | 0 | 0 | 0 | 0 | 0 | 0 | 0 | 219554.5706 | 0 | 0 | 0 | 0 | 0 | 0 | 0 | 0 | 0 | 0
2016-11-20 18:00 | 0 | 0 | 0 | 0 | 0 | 0 | 525171.1232 | 405059 | 0 | 0 | 0 | 0 | 128025.2243 | 0 | 0 | 0 | 0 | 0 | 0 | 5769924.1276 | 0 | 0 | 0 | 0 | 0 | 0 | 0 | 0 | 0 | 0 | 0 | 0 | 0 | 0 | 0 | 0 | 0 | 0 | 0 | 0 | 0 | 120112.1232 | 0 | 0 | 0 | 0 | 0 | 0 | 0 | 0 | 0 | 0
2016-11-20 19:00 | 0 | 0 | 0 | 0 | 0 | 0 | 505723.2392 | 402637 | 0 | 0 | 0 | 0 | 198884.1747 | 0 | 0 | 0 | 0 | 0 | 0 | 5802151.4164 | 0 | 0 | 0 | 0 | 0 | 0 | 0 | 0 | 0 | 0 | 0 | 0 | 70858.9504 | 0 | 0 | 0 | 0 | 0 | 0 | 0 | 0 | 32227.2888 | 0 | 0 | 0 | 0 | 0 | 0 | 0 | 0 | 0 | 0
2016-11-20 20:00 | 0 | 0 | 0 | 0 | 0 | 0 | 502897.9447 | 402846 | 0 | 0 | 0 | 0 | 198884.1747 | 0 | 0 | 0 | 0 | 0 | 0 | 5902203.3612 | 0 | 0 | 0 | 0 | 0 | 0 | 0 | 0 | 0 | 0 | 0 | 0 | 0 | 0 | 0 | 0 | 0 | 0 | 0 | 0 | 0 | 100051.9447 | 0 | 0 | 0 | 0 | 0 | 0 | 0 | 0 | 0 | 0
2016-11-20 21:00 | 0 | 0 | 0 | 0 | 0 | 0 | 485604.8553 | 409160 | 0 | 0 | 0 | 0 | 198884.1747 | 0 | 0 | 0 | 0 | 0 | 0 | 5978648.2164 | 0 | 0 | 0 | 0 | 0 | 0 | 0 | 0 | 0 | 0 | 0 | 0 | 0 | 0 | 0 | 0 | 0 | 0 | 0 | 0 | 0 | 76444.8553 | 0 | 0 | 0 | 0 | 0 | 0 | 0 | 0 | 0 | 0
2016-11-20 22:00 | 0 | 0 | 0 | 0 | 0 | 0 | 395349.9601 | 426655 | 0 | 0 | 0 | 0 | 167579.1348 | 0 | 0 | 0 | 0 | 0 | 0 | 5978648.2164 | 0 | 0 | 0 | 0 | 0 | 0 | 0 | 0 | 0 | 0 | 0 | 0 | -31305.0399 | 0 | 0 | 0 | 0 | 0 | 0 | 0 | 0 | 0 | 0 | 0 | 0 | 0 | 0 | 0 | 0 | 0 | 0 | 0
2016-11-20 23:00 | 0 | 0 | 0 | 0 | 0 | 38727.3832 | 145186.4382 | 444859 | 0 | 0 | 0 | 0 | 198884.1747 | 0 | 0 | 0 | 0 | 0 | 0 | 5686397.998 | 0 | 0 | 0 | 0 | 0 | 0 | 0 | 0 | 0 | 0 | 0 | 0 | 31305.0399 | 0 | 0 | 0 | 0 | 0 | 0 | 0 | 0 | 0 | 292250.2184 | 0 | 0 | 0 | 0 | 0 | 0 | 0 | 0 | 0
2016-11-21 | 0 | 0 | 0 | 0 | 0 | 81620.3475 | 8005.4837 | 452735 | 0 | 0 | 0 | 0 | 128025.2243 | 0 | 0 | 0 | 0 | 0 | 0 | 5394147.7796 | 0 | 0 | 0 | 0 | 0 | 0 | 0 | 0 | 0 | 0 | 0 | 0 | -70858.9504 | 0 | 0 | 0 | 0 | 0 | 0 | 0 | 0 | 0 | 292250.2184 | 0 | 0 | 0 | 0 | 0 | 0 | 0 | 0 | 0
2016-11-21 01:00 | 0 | 0 | 0 | 0 | 0 | 536519.3953 | 0 | 453663 | 0 | 0 | 0 | 0 | 198884.1747 | 0 | 0 | 0 | 0 | 0 | 0 | 5406145.2246 | 0 | 0 | 0 | 0 | 0 | 0 | 0 | 0 | 0 | 0 | 0 | 0 | 70858.9504 | 0 | 0 | 0 | 0 | 0 | 0 | 0 | 0 | 304247.6633 | 292250.2184 | 0 | 0 | 0 | 0 | 0 | 0 | 0 | 0 | 0
2016-11-21 02:00 | 0 | 0 | 0 | 0 | 0 | 81105.8312 | 0 | 444215 | 0 | 0 | 0 | 0 | 128025.2243 | 0 | 0 | 0 | 0 | 0 | 0 | 5113895.0062 | 0 | 0 | 0 | 0 | 0 | 0 | 0 | 0 | 0 | 0 | 0 | 0 | -70858.9504 | 0 | 0 | 0 | 0 | 0 | 0 | 0 | 0 | 0 | 292250.2184 | 0 | 0 | 0 | 0 | 0 | 0 | 0 | 0 | 0
2016-11-21 03:00 | 0 | 0 | 0 | 0 | 0 | 532229.3566 | 0 | 429663 | 0 | 0 | 0 | 0 | 198884.1747 | 0 | 0 | 0 | 0 | 0 | 0 | 5145602.4124 | 0 | 0 | 0 | 0 | 0 | 0 | 0 | 0 | 0 | 0 | 0 | 0 | 70858.9504 | 0 | 0 | 0 | 0 | 0 | 0 | 0 | 0 | 323957.6246 | 292250.2184 | 0 | 0 | 0 | 0 | 0 | 0 | 0 | 0 | 0
2016-11-21 04:00 | 0 | 0 | 0 | 0 | 0 | 451544.8216 | 0 | 412088 | 0 | 0 | 0 | 0 | 198884.1747 | 0 | 0 | 0 | 0 | 0 | 0 | 5185059.234 | 0 | 0 | 0 | 0 | 0 | 0 | 0 | 0 | 0 | 0 | 0 | 0 | 0 | 0 | 0 | 0 | 0 | 0 | 0 | 0 | 0 | 331707.04 | 292250.2184 | 0 | 0 | 0 | 0 | 0 | 0 | 0 | 0 | 0
2016-11-21 05:00 | 0 | 0 | 0 | 0 | 0 | 33873.8312 | 0 | 396983 | 0 | 0 | 0 | 0 | 128025.2243 | 0 | 0 | 0 | 0 | 0 | 0 | 4892809.0156 | 0 | 0 | 0 | 0 | 0 | 0 | 0 | 0 | 0 | 0 | 0 | 0 | -70858.9504 | 0 | 0 | 0 | 0 | 0 | 0 | 0 | 0 | 0 | 292250.2184 | 0 | 0 | 0 | 0 | 0 | 0 | 0 | 0 | 0
2016-11-21 06:00 | 0 | 0 | 0 | 0 | 0 | 165275.732 | 0 | 386667 | 0 | 0 | 0 | 0 | 198884.1747 | 0 | 0 | 0 | 0 | 0 | 0 | 4600558.7972 | 0 | 0 | 0 | 0 | 0 | 0 | 0 | 0 | 0 | 0 | 0 | 0 | 70858.9504 | 0 | 0 | 0 | 0 | 0 | 0 | 0 | 0 | 0 | 292250.2184 | 0 | 0 | 0 | 0 | 0 | 0 | 0 | 0 | 0
2016-11-21 07:00 | 0 | 0 | 0 | 0 | 0 | 421099.8216 | 0 | 381643 | 0 | 0 | 0 | 0 | 198884.1747 | 0 | 0 | 0 | 0 | 0 | 0 | 4640015.6188 | 0 | 0 | 0 | 0 | 0 | 0 | 0 | 0 | 0 | 0 | 0 | 0 | 0 | 0 | 0 | 0 | 0 | 0 | 0 | 0 | 0 | 331707.04 | 292250.2184 | 0 | 0 | 0 | 0 | 0 | 0 | 0 | 0 | 0
2016-11-21 08:00 | 0 | 0 | 0 | 0 | 0 | 17878.8312 | 0 | 380988 | 0 | 0 | 0 | 0 | 128025.2243 | 0 | 0 | 0 | 0 | 0 | 0 | 4347765.4005 | 0 | 0 | 0 | 0 | 0 | 0 | 0 | 0 | 0 | 0 | 0 | 0 | -70858.9504 | 0 | 0 | 0 | 0 | 0 | 0 | 0 | 0 | 0 | 292250.2184 | 0 | 0 | 0 | 0 | 0 | 0 | 0 | 0 | 0
2016-11-21 09:00 | 0 | 0 | 0 | 0 | 0 | 93523.7816 | 0 | 385774 | 0 | 0 | 0 | 0 | 128025.2243 | 0 | 0 | 0 | 0 | 0 | 0 | 4055515.1821 | 0 | 0 | 0 | 0 | 0 | 0 | 0 | 0 | 0 | 0 | 0 | 0 | 0 | 0 | 0 | 0 | 0 | 0 | 0 | 0 | 0 | 0 | 292250.2184 | 0 | 0 | 0 | 0 | 0 | 0 | 0 | 0 | 0
2016-11-21 10:00 | 0 | 0 | 0 | 0 | 0 | 383617.9627 | 0 | 400883 | 0 | 0 | 0 | 0 | 198884.1747 | 0 | 0 | 0 | 0 | 0 | 0 | 3967391.1944 | 0 | 0 | 0 | 0 | 0 | 0 | 0 | 0 | 0 | 0 | 0 | 0 | 70858.9504 | 0 | 0 | 0 | 0 | 0 | 0 | 0 | 0 | 204126.2307 | 292250.2184 | 0 | 0 | 0 | 0 | 0 | 0 | 0 | 0 | 0
2016-11-21 11:00 | 0 | 0 | 0 | 0 | 0 | 374165.9912 | 0 | 433200 | 0 | 0 | 0 | 0 | 141717.9008 | 0 | 0 | 0 | 0 | 0 | 0 | 3965523.4594 | 0 | 0 | 0 | 0 | 0 | 0 | 0 | 0 | 0 | 0 | 0 | 0 | -57166.2739 | 0 | 0 | 0 | 0 | 0 | 0 | 0 | 0 | 290382.4834 | 292250.2184 | 0 | 0 | 0 | 0 | 0 | 0 | 0 | 0 | 0
2016-11-21 12:00 | 0 | 0 | 0 | 0 | 0 | 380985.7754 | 0 | 460210 | 0 | 0 | 0 | 0 | 70858.9504 | 0 | 0 | 0 | 0 | 0 | 0 | 3957158.1852 | 0 | 0 | 0 | 0 | 0 | 0 | 0 | 0 | 0 | 0 | 0 | 0 | -70858.9504 | 0 | 0 | 0 | 0 | 0 | 0 | 0 | 0 | 283884.9442 | 292250.2184 | 0 | 0 | 0 | 0 | 0 | 0 | 0 | 0 | 0
2016-11-21 13:00 | 0 | 0 | 0 | 0 | 0 | 107301.0391 | 18.7921 | 470429 | 0 | 0 | 0 | 0 | 0 | 0 | 0 | 0 | 0 | 0 | 0 | 3664907.9669 | 0 | 0 | 0 | 0 | 0 | 0 | 0 | 0 | 0 | 0 | 0 | 0 | -70858.9504 | 0 | 0 | 0 | 0 | 0 | 0 | 0 | 0 | 0 | 292250.2184 | 0 | 0 | 0 | 0 | 0 | 0 | 0 | 0 | 0
2016-11-21 14:00 | 0 | 0 | 0 | 0 | 0 | 339971.8721 | 49853.1829 | 469601 | 0 | 0 | 0 | 0 | 0 | 0 | 0 | 0 | 0 | 0 | 0 | 3585132.0219 | 0 | 0 | 0 | 0 | 0 | 0 | 0 | 0 | 0 | 0 | 0 | 0 | 0 | 0 | 0 | 0 | 0 | 0 | 0 | 0 | 0 | 212474.2734 | 292250.2184 | 0 | 0 | 0 | 0 | 0 | 0 | 0 | 0 | 0
2016-11-21 15:00 | 0 | 0 | 0 | 0 | 0 | 269284.7851 | 169806.3248 | 464608 | 0 | 0 | 0 | 0 | 70858.9504 | 0 | 0 | 0 | 0 | 0 | 0 | 3488756.1814 | 0 | 0 | 0 | 0 | 0 | 0 | 0 | 0 | 0 | 0 | 0 | 0 | 70858.9504 | 0 | 0 | 0 | 0 | 0 | 0 | 0 | 0 | 195874.3779 | 292250.2184 | 0 | 0 | 0 | 0 | 0 | 0 | 0 | 0 | 0
2016-11-21 16:00 | 0 | 0 | 0 | 0 | 0 | 263387.9386 | 284713.6756 | 457689 | 0 | 0 | 0 | 0 | 121814.743 | 0 | 0 | 0 | 0 | 0 | 0 | 3528213.003 | 0 | 0 | 0 | 0 | 0 | 0 | 0 | 0 | 0 | 0 | 0 | 0 | 50955.7926 | 0 | 0 | 0 | 0 | 0 | 0 | 0 | 0 | 331707.04 | 292250.2184 | 0 | 0 | 0 | 0 | 0 | 0 | 0 | 0 | 0
2016-11-21 17:00 | 0 | 0 | 0 | 0 | 0 | 0 | 358483.9626 | 450508 | 0 | 0 | 0 | 0 | 192673.6934 | 0 | 0 | 0 | 0 | 0 | 0 | 3365330.0152 | 0 | 0 | 0 | 0 | 0 | 0 | 0 | 0 | 0 | 0 | 0 | 0 | 70858.9504 | 0 | 0 | 0 | 0 | 0 | 0 | 0 | 0 | 129367.2305 | 292250.2184 | 0 | 0 | 0 | 0 | 0 | 0 | 0 | 0 | 0
2016-11-21 18:00 | 0 | 0 | 0 | 0 | 0 | 374293.3921 | 384632.6305 | 445167 | 0 | 0 | 0 | 0 | 174725.6759 | 0 | 0 | 0 | 0 | 0 | 0 | 3697037.0552 | 0 | 0 | 0 | 0 | 0 | 0 | 0 | 0 | 0 | 0 | 0 | 0 | -17948.0174 | 0 | 0 | 0 | 0 | 0 | 0 | 0 | 0 | 331707.04 | 0 | 0 | 0 | 0 | 0 | 0 | 0 | 0 | 0 | 0
2016-11-21 19:00 | 0 | 0 | 0 | 0 | 0 | 0 | 382212.8306 | 440899 | 0 | 0 | 0 | 0 | 103866.7255 | 0 | 0 | 0 | 0 | 0 | 0 | 3709209.8362 | 0 | 0 | 0 | 0 | 0 | 0 | 0 | 0 | 0 | 0 | 0 | 0 | -70858.9504 | 0 | 0 | 0 | 0 | 0 | 0 | 0 | 0 | 12172.781 | 0 | 0 | 0 | 0 | 0 | 0 | 0 | 0 | 0 | 0
2016-11-21 20:00 | 0 | 0 | 0 | 0 | 0 | 146933.9766 | 363575.9738 | 439651 | 0 | 0 | 0 | 0 | 174725.6759 | 0 | 0 | 0 | 0 | 0 | 0 | 3709209.8362 | 0 | 0 | 0 | 0 | 0 | 0 | 0 | 0 | 0 | 0 | 0 | 0 | 70858.9504 | 0 | 0 | 0 | 0 | 0 | 0 | 0 | 0 | 0 | 0 | 0 | 0 | 0 | 0 | 0 | 0 | 0 | 0 | 0
2016-11-21 21:00 | 0 | 0 | 0 | 0 | 0 | 175129.9195 | 332937.4008 | 444452 | 0 | 0 | 0 | 0 | 198884.1747 | 0 | 0 | 0 | 0 | 0 | 0 | 3748666.6578 | 0 | 0 | 0 | 0 | 0 | 0 | 0 | 0 | 0 | 0 | 0 | 0 | 24158.4987 | 0 | 0 | 0 | 0 | 0 | 0 | 0 | 0 | 331707.04 | 292250.2184 | 0 | 0 | 0 | 0 | 0 | 0 | 0 | 0 | 0
2016-11-21 22:00 | 0 | 0 | 0 | 0 | 0 | 0 | 276574.0383 | 462555 | 0 | 0 | 0 | 0 | 128025.2243 | 0 | 0 | 0 | 0 | 0 | 0 | 3633544.6465 | 0 | 0 | 0 | 0 | 0 | 0 | 0 | 0 | 0 | 0 | 0 | 0 | -70858.9504 | 0 | 0 | 0 | 0 | 0 | 0 | 0 | 0 | 177128.2071 | 292250.2184 | 0 | 0 | 0 | 0 | 0 | 0 | 0 | 0 | 0
2016-11-21 23:00 | 0 | 0 | 0 | 0 | 0 | 413294.2772 | 176015.4948 | 478994 | 0 | 0 | 0 | 0 | 198884.1747 | 0 | 0 | 0 | 0 | 0 | 0 | 3673001.4681 | 0 | 0 | 0 | 0 | 0 | 0 | 0 | 0 | 0 | 0 | 0 | 0 | 70858.9504 | 0 | 0 | 0 | 0 | 0 | 0 | 0 | 0 | 331707.04 | 292250.2184 | 0 | 0 | 0 | 0 | 0 | 0 | 0 | 0 | 0
2016-11-22 | 0 | 0 | 0 | 0 | 0 | 178929.9218 | 14062.8598 | 485243 | 0 | 0 | 0 | 0 | 198884.1747 | 0 | 0 | 0 | 0 | 0 | 0 | 3380751.2497 | 0 | 0 | 0 | 0 | 0 | 0 | 0 | 0 | 0 | 0 | 0 | 0 | 0 | 0 | 0 | 0 | 0 | 0 | 0 | 0 | 0 | 0 | 292250.2184 | 0 | 0 | 0 | 0 | 0 | 0 | 0 | 0 | 0
2016-11-22 01:00 | 0 | 0 | 0 | 0 | 0 | 452925.8712 | 0 | 484328 | 0 | 0 | 0 | 0 | 128025.2243 | 0 | 0 | 0 | 0 | 0 | 0 | 3420208.0714 | 0 | 0 | 0 | 0 | 0 | 0 | 0 | 0 | 0 | 0 | 0 | 0 | -70858.9504 | 0 | 0 | 0 | 0 | 0 | 0 | 0 | 0 | 331707.04 | 292250.2184 | 0 | 0 | 0 | 0 | 0 | 0 | 0 | 0 | 0
2016-11-22 02:00 | 0 | 0 | 0 | 0 | 0 | 250704.732 | 0 | 472096 | 0 | 0 | 0 | 0 | 198884.1747 | 0 | 0 | 0 | 0 | 0 | 0 | 3127957.853 | 0 | 0 | 0 | 0 | 0 | 0 | 0 | 0 | 0 | 0 | 0 | 0 | 70858.9504 | 0 | 0 | 0 | 0 | 0 | 0 | 0 | 0 | 0 | 292250.2184 | 0 | 0 | 0 | 0 | 0 | 0 | 0 | 0 | 0
2016-11-22 03:00 | 0 | 0 | 0 | 0 | 0 | 490990.8216 | 0 | 451534 | 0 | 0 | 0 | 0 | 198884.1747 | 0 | 0 | 0 | 0 | 0 | 0 | 3167414.6746 | 0 | 0 | 0 | 0 | 0 | 0 | 0 | 0 | 0 | 0 | 0 | 0 | 0 | 0 | 0 | 0 | 0 | 0 | 0 | 0 | 0 | 331707.04 | 292250.2184 | 0 | 0 | 0 | 0 | 0 | 0 | 0 | 0 | 0
2016-11-22 04:00 | 0 | 0 | 0 | 0 | 0 | 67239.8312 | 0 | 430349 | 0 | 0 | 0 | 0 | 128025.2243 | 0 | 0 | 0 | 0 | 0 | 0 | 2875164.4562 | 0 | 0 | 0 | 0 | 0 | 0 | 0 | 0 | 0 | 0 | 0 | 0 | -70858.9504 | 0 | 0 | 0 | 0 | 0 | 0 | 0 | 0 | 0 | 292250.2184 | 0 | 0 | 0 | 0 | 0 | 0 | 0 | 0 | 0
2016-11-22 05:00 | 0 | 0 | 0 | 0 | 0 | 521341.772 | 0 | 411026 | 0 | 0 | 0 | 0 | 198884.1747 | 0 | 0 | 0 | 0 | 0 | 0 | 2914621.2778 | 0 | 0 | 0 | 0 | 0 | 0 | 0 | 0 | 0 | 0 | 0 | 0 | 70858.9504 | 0 | 0 | 0 | 0 | 0 | 0 | 0 | 0 | 331707.04 | 292250.2184 | 0 | 0 | 0 | 0 | 0 | 0 | 0 | 0 | 0
2016-11-22 06:00 | 0 | 0 | 0 | 0 | 0 | 105929.7816 | 0 | 398180 | 0 | 0 | 0 | 0 | 198884.1747 | 0 | 0 | 0 | 0 | 0 | 0 | 2622371.0594 | 0 | 0 | 0 | 0 | 0 | 0 | 0 | 0 | 0 | 0 | 0 | 0 | 0 | 0 | 0 | 0 | 0 | 0 | 0 | 0 | 0 | 0 | 292250.2184 | 0 | 0 | 0 | 0 | 0 | 0 | 0 | 0 | 0
2016-11-22 07:00 | 0 | 0 | 0 | 0 | 0 | 358768.8712 | 0 | 390171 | 0 | 0 | 0 | 0 | 128025.2243 | 0 | 0 | 0 | 0 | 0 | 0 | 2661827.881 | 0 | 0 | 0 | 0 | 0 | 0 | 0 | 0 | 0 | 0 | 0 | 0 | -70858.9504 | 0 | 0 | 0 | 0 | 0 | 0 | 0 | 0 | 331707.04 | 292250.2184 | 0 | 0 | 0 | 0 | 0 | 0 | 0 | 0 | 0
2016-11-22 08:00 | 0 | 0 | 0 | 0 | 0 | 166200.732 | 0 | 387592 | 0 | 0 | 0 | 0 | 198884.1747 | 0 | 0 | 0 | 0 | 0 | 0 | 2369577.6627 | 0 | 0 | 0 | 0 | 0 | 0 | 0 | 0 | 0 | 0 | 0 | 0 | 70858.9504 | 0 | 0 | 0 | 0 | 0 | 0 | 0 | 0 | 0 | 292250.2184 | 0 | 0 | 0 | 0 | 0 | 0 | 0 | 0 | 0
2016-11-22 09:00 | 0 | 0 | 0 | 0 | 0 | 374201.5477 | 0 | 391911 | 0 | 0 | 0 | 0 | 141717.9008 | 0 | 0 | 0 | 0 | 0 | 0 | 2409034.4843 | 0 | 0 | 0 | 0 | 0 | 0 | 0 | 0 | 0 | 0 | 0 | 0 | -57166.2739 | 0 | 0 | 0 | 0 | 0 | 0 | 0 | 0 | 331707.04 | 292250.2184 | 0 | 0 | 0 | 0 | 0 | 0 | 0 | 0 | 0
2016-11-22 10:00 | 0 | 0 | 0 | 0 | 0 | 41866.8312 | 0 | 404976 | 0 | 0 | 0 | 0 | 70858.9504 | 0 | 0 | 0 | 0 | 0 | 0 | 2116784.2659 | 0 | 0 | 0 | 0 | 0 | 0 | 0 | 0 | 0 | 0 | 0 | 0 | -70858.9504 | 0 | 0 | 0 | 0 | 0 | 0 | 0 | 0 | 0 | 292250.2184 | 0 | 0 | 0 | 0 | 0 | 0 | 0 | 0 | 0
2016-11-22 11:00 | 0 | 0 | 0 | 0 | 0 | 543917.772 | 0 | 433602 | 0 | 0 | 0 | 0 | 141717.9008 | 0 | 0 | 0 | 0 | 0 | 0 | 2156241.0875 | 0 | 0 | 0 | 0 | 0 | 0 | 0 | 0 | 0 | 0 | 0 | 0 | 70858.9504 | 0 | 0 | 0 | 0 | 0 | 0 | 0 | 0 | 331707.04 | 292250.2184 | 0 | 0 | 0 | 0 | 0 | 0 | 0 | 0 | 0
2016-11-22 12:00 | 0 | 0 | 0 | 0 | 0 | 94370.8312 | 0 | 457480 | 0 | 0 | 0 | 0 | 70858.9504 | 0 | 0 | 0 | 0 | 0 | 0 | 1863990.8691 | 0 | 0 | 0 | 0 | 0 | 0 | 0 | 0 | 0 | 0 | 0 | 0 | -70858.9504 | 0 | 0 | 0 | 0 | 0 | 0 | 0 | 0 | 0 | 292250.2184 | 0 | 0 | 0 | 0 | 0 | 0 | 0 | 0 | 0
2016-11-22 13:00 | 0 | 0 | 0 | 0 | 0 | 395183.9931 | 0.056481 | 466043 | 0 | 0 | 0 | 0 | 0 | 0 | 0 | 0 | 0 | 0 | 0 | 1863990.8691 | 0 | 0 | 0 | 0 | 0 | 0 | 0 | 0 | 0 | 0 | 0 | 0 | -70858.9504 | 0 | 0 | 0 | 0 | 0 | 0 | 0 | 0 | 0 | 0 | 0 | 0 | 0 | 0 | 0 | 0 | 0 | 0 | 0
2016-11-22 14:00 | 0 | 0 | 0 | 0 | 0 | 168727.0745 | 74666.6575 | 464785 | 0 | 0 | 0 | 0 | 70858.9504 | 0 | 0 | 0 | 0 | 0 | 0 | 1571740.6507 | 0 | 0 | 0 | 0 | 0 | 0 | 0 | 0 | 0 | 0 | 0 | 0 | 70858.9504 | 0 | 0 | 0 | 0 | 0 | 0 | 0 | 0 | 0 | 292250.2184 | 0 | 0 | 0 | 0 | 0 | 0 | 0 | 0 | 0
2016-11-22 15:00 | 0 | 0 | 0 | 0 | 0 | 412185.2321 | 451122.7583 | 460742 | 0 | 0 | 0 | 0 | 141717.9008 | 0 | 0 | 0 | 0 | 0 | 0 | 1903447.6907 | 0 | 0 | 0 | 0 | 0 | 0 | 0 | 0 | 0 | 0 | 0 | 0 | 70858.9504 | 0 | 0 | 0 | 0 | 0 | 0 | 0 | 0 | 331707.04 | 0 | 0 | 0 | 0 | 0 | 0 | 0 | 0 | 0 | 0
2016-11-22 16:00 | 0 | 0 | 0 | 0 | 0 | 0 | 612483.605 | 454831 | 0 | 0 | 0 | 0 | 128025.2243 | 0 | 0 | 0 | 0 | 0 | 0 | 2074792.9722 | 0 | 0 | 0 | 0 | 0 | 0 | 0 | 0 | 0 | 0 | 0 | 0 | -13692.6765 | 0 | 0 | 0 | 0 | 0 | 0 | 0 | 0 | 171345.2815 | 0 | 0 | 0 | 0 | 0 | 0 | 0 | 0 | 0 | 0
2016-11-22 17:00 | 0 | 0 | 0 | 0 | 0 | 0 | 625600.6846 | 447871 | 0 | 0 | 0 | 0 | 198884.1747 | 0 | 0 | 0 | 0 | 0 | 0 | 2181663.7065 | 0 | 0 | 0 | 0 | 0 | 0 | 0 | 0 | 0 | 0 | 0 | 0 | 70858.9504 | 0 | 0 | 0 | 0 | 0 | 0 | 0 | 0 | 106870.7342 | 0 | 0 | 0 | 0 | 0 | 0 | 0 | 0 | 0 | 0
2016-11-22 18:00 | 0 | 0 | 0 | 0 | 0 | 0 | 585202.6784 | 444399 | 0 | 0 | 0 | 0 | 128025.2243 | 0 | 0 | 0 | 0 | 0 | 0 | 2393326.3352 | 0 | 0 | 0 | 0 | 0 | 0 | 0 | 0 | 0 | 0 | 0 | 0 | -70858.9504 | 0 | 0 | 0 | 0 | 0 | 0 | 0 | 0 | 211662.6288 | 0 | 0 | 0 | 0 | 0 | 0 | 0 | 0 | 0 | 0
2016-11-22 19:00 | 0 | 0 | 0 | 0 | 0 | 0 | 564551.4502 | 441711 | 0 | 0 | 0 | 0 | 57166.2739 | 0 | 0 | 0 | 0 | 0 | 0 | 2587025.7358 | 0 | 0 | 0 | 0 | 0 | 0 | 0 | 0 | 0 | 0 | 0 | 0 | -70858.9504 | 0 | 0 | 0 | 0 | 0 | 0 | 0 | 0 | 193699.4006 | 0 | 0 | 0 | 0 | 0 | 0 | 0 | 0 | 0 | 0
2016-11-22 20:00 | 0 | 0 | 0 | 0 | 0 | 0 | 571807.0504 | 440798 | 0 | 0 | 0 | 0 | 128025.2243 | 0 | 0 | 0 | 0 | 0 | 0 | 2647175.8358 | 0 | 0 | 0 | 0 | 0 | 0 | 0 | 0 | 0 | 0 | 0 | 0 | 70858.9504 | 0 | 0 | 0 | 0 | 0 | 0 | 0 | 0 | 60150.1 | 0 | 0 | 0 | 0 | 0 | 0 | 0 | 0 | 0 | 0
2016-11-22 21:00 | 0 | 0 | 0 | 0 | 0 | 0 | 590042.3537 | 445928 | 0 | 0 | 0 | 0 | 198884.1747 | 0 | 0 | 0 | 0 | 0 | 0 | 2720431.2391 | 0 | 0 | 0 | 0 | 0 | 0 | 0 | 0 | 0 | 0 | 0 | 0 | 70858.9504 | 0 | 0 | 0 | 0 | 0 | 0 | 0 | 0 | 73255.4033 | 0 | 0 | 0 | 0 | 0 | 0 | 0 | 0 | 0 | 0
2016-11-22 22:00 | 0 | 0 | 0 | 0 | 0 | 0 | 547695.3043 | 461392 | 0 | 0 | 0 | 0 | 128025.2243 | 0 | 0 | 0 | 0 | 0 | 0 | 2877593.4938 | 0 | 0 | 0 | 0 | 0 | 0 | 0 | 0 | 0 | 0 | 0 | 0 | -70858.9504 | 0 | 0 | 0 | 0 | 0 | 0 | 0 | 0 | 157162.2547 | 0 | 0 | 0 | 0 | 0 | 0 | 0 | 0 | 0 | 0
2016-11-22 23:00 | 0 | 0 | 0 | 0 | 0 | 0 | 263600.4547 | 474383 | 0 | 0 | 0 | 0 | 57166.2739 | 0 | 0 | 0 | 0 | 0 | 0 | 2737669.8989 | 0 | 0 | 0 | 0 | 0 | 0 | 0 | 0 | 0 | 0 | 0 | 0 | -70858.9504 | 0 | 0 | 0 | 0 | 0 | 0 | 0 | 0 | 152326.6235 | 292250.2184 | 0 | 0 | 0 | 0 | 0 | 0 | 0 | 0 | 0
2016-11-23 | 0 | 0 | 0 | 0 | 0 | 562714.5079 | 6696.298 | 478166 | 0 | 0 | 0 | 0 | 128025.2243 | 0 | 0 | 0 | 0 | 0 | 0 | 2758055.7545 | 0 | 0 | 0 | 0 | 0 | 0 | 0 | 0 | 0 | 0 | 0 | 0 | 70858.9504 | 0 | 0 | 0 | 0 | 0 | 0 | 0 | 0 | 312636.0739 | 292250.2184 | 0 | 0 | 0 | 0 | 0 | 0 | 0 | 0 | 0
2016-11-23 01:00 | 0 | 0 | 0 | 0 | 0 | 540353.6356 | 0 | 475989 | 0 | 0 | 0 | 0 | 198884.1747 | 0 | 0 | 0 | 0 | 0 | 0 | 2751561.4396 | 0 | 0 | 0 | 0 | 0 | 0 | 0 | 0 | 0 | 0 | 0 | 0 | 70858.9504 | 0 | 0 | 0 | 0 | 0 | 0 | 0 | 0 | 285755.9036 | 292250.2184 | 0 | 0 | 0 | 0 | 0 | 0 | 0 | 0 | 0
2016-11-23 02:00 | 0 | 0 | 0 | 0 | 0 | 503786.8216 | 0 | 464330 | 0 | 0 | 0 | 0 | 198884.1747 | 0 | 0 | 0 | 0 | 0 | 0 | 2791018.2612 | 0 | 0 | 0 | 0 | 0 | 0 | 0 | 0 | 0 | 0 | 0 | 0 | 0 | 0 | 0 | 0 | 0 | 0 | 0 | 0 | 0 | 331707.04 | 292250.2184 | 0 | 0 | 0 | 0 | 0 | 0 | 0 | 0 | 0
2016-11-23 03:00 | 0 | 0 | 0 | 0 | 0 | 82627.8312 | 0 | 445737 | 0 | 0 | 0 | 0 | 128025.2243 | 0 | 0 | 0 | 0 | 0 | 0 | 2498768.0428 | 0 | 0 | 0 | 0 | 0 | 0 | 0 | 0 | 0 | 0 | 0 | 0 | -70858.9504 | 0 | 0 | 0 | 0 | 0 | 0 | 0 | 0 | 0 | 292250.2184 | 0 | 0 | 0 | 0 | 0 | 0 | 0 | 0 | 0
2016-11-23 04:00 | 0 | 0 | 0 | 0 | 0 | 203374.732 | 0 | 424766 | 0 | 0 | 0 | 0 | 198884.1747 | 0 | 0 | 0 | 0 | 0 | 0 | 2206517.8245 | 0 | 0 | 0 | 0 | 0 | 0 | 0 | 0 | 0 | 0 | 0 | 0 | 70858.9504 | 0 | 0 | 0 | 0 | 0 | 0 | 0 | 0 | 0 | 292250.2184 | 0 | 0 | 0 | 0 | 0 | 0 | 0 | 0 | 0
2016-11-23 05:00 | 0 | 0 | 0 | 0 | 0 | 444905.8216 | 0 | 405449 | 0 | 0 | 0 | 0 | 198884.1747 | 0 | 0 | 0 | 0 | 0 | 0 | 2245974.6461 | 0 | 0 | 0 | 0 | 0 | 0 | 0 | 0 | 0 | 0 | 0 | 0 | 0 | 0 | 0 | 0 | 0 | 0 | 0 | 0 | 0 | 331707.04 | 292250.2184 | 0 | 0 | 0 | 0 | 0 | 0 | 0 | 0 | 0
2016-11-23 06:00 | 0 | 0 | 0 | 0 | 0 | 27913.8312 | 0 | 391023 | 0 | 0 | 0 | 0 | 128025.2243 | 0 | 0 | 0 | 0 | 0 | 0 | 1953724.4277 | 0 | 0 | 0 | 0 | 0 | 0 | 0 | 0 | 0 | 0 | 0 | 0 | -70858.9504 | 0 | 0 | 0 | 0 | 0 | 0 | 0 | 0 | 0 | 292250.2184 | 0 | 0 | 0 | 0 | 0 | 0 | 0 | 0 | 0
2016-11-23 07:00 | 0 | 0 | 0 | 0 | 0 | 160311.732 | 0 | 381703 | 0 | 0 | 0 | 0 | 198884.1747 | 0 | 0 | 0 | 0 | 0 | 0 | 1661474.2093 | 0 | 0 | 0 | 0 | 0 | 0 | 0 | 0 | 0 | 0 | 0 | 0 | 70858.9504 | 0 | 0 | 0 | 0 | 0 | 0 | 0 | 0 | 0 | 292250.2184 | 0 | 0 | 0 | 0 | 0 | 0 | 0 | 0 | 0
2016-11-23 08:00 | 0 | 0 | 0 | 0 | 0 | 416542.8216 | 0 | 377086 | 0 | 0 | 0 | 0 | 198884.1747 | 0 | 0 | 0 | 0 | 0 | 0 | 1700931.0309 | 0 | 0 | 0 | 0 | 0 | 0 | 0 | 0 | 0 | 0 | 0 | 0 | 0 | 0 | 0 | 0 | 0 | 0 | 0 | 0 | 0 | 331707.04 | 292250.2184 | 0 | 0 | 0 | 0 | 0 | 0 | 0 | 0 | 0
2016-11-23 09:00 | 0 | 0 | 0 | 0 | 0 | 346776.8712 | 0 | 378179 | 0 | 0 | 0 | 0 | 128025.2243 | 0 | 0 | 0 | 0 | 0 | 0 | 1740387.8525 | 0 | 0 | 0 | 0 | 0 | 0 | 0 | 0 | 0 | 0 | 0 | 0 | -70858.9504 | 0 | 0 | 0 | 0 | 0 | 0 | 0 | 0 | 331707.04 | 292250.2184 | 0 | 0 | 0 | 0 | 0 | 0 | 0 | 0 | 0
2016-11-23 10:00 | 0 | 0 | 0 | 0 | 0 | 166413.732 | 0 | 387805 | 0 | 0 | 0 | 0 | 198884.1747 | 0 | 0 | 0 | 0 | 0 | 0 | 1448137.6341 | 0 | 0 | 0 | 0 | 0 | 0 | 0 | 0 | 0 | 0 | 0 | 0 | 70858.9504 | 0 | 0 | 0 | 0 | 0 | 0 | 0 | 0 | 0 | 292250.2184 | 0 | 0 | 0 | 0 | 0 | 0 | 0 | 0 | 0
2016-11-23 11:00 | 0 | 0 | 0 | 0 | 0 | 424177.5716 | 0 | 410565 | 0 | 0 | 0 | 0 | 198884.1747 | 0 | 0 | 0 | 0 | 0 | 0 | 1461750.2057 | 0 | 0 | 0 | 0 | 0 | 0 | 0 | 0 | 0 | 0 | 0 | 0 | 0 | 0 | 0 | 0 | 0 | 0 | 0 | 0 | 0 | 305862.79 | 292250.2184 | 0 | 0 | 0 | 0 | 0 | 0 | 0 | 0 | 0
2016-11-23 12:00 | 0 | 0 | 0 | 0 | 0 | 69198.8312 | 0 | 432308 | 0 | 0 | 0 | 0 | 128025.2243 | 0 | 0 | 0 | 0 | 0 | 0 | 1169499.9873 | 0 | 0 | 0 | 0 | 0 | 0 | 0 | 0 | 0 | 0 | 0 | 0 | -70858.9504 | 0 | 0 | 0 | 0 | 0 | 0 | 0 | 0 | 0 | 292250.2184 | 0 | 0 | 0 | 0 | 0 | 0 | 0 | 0 | 0
2016-11-23 13:00 | 0 | 0 | 0 | 0 | 0 | 388419.8914 | 11.2333 | 445040 | 0 | 0 | 0 | 0 | 57166.2739 | 0 | 0 | 0 | 0 | 0 | 0 | 1183750.0624 | 0 | 0 | 0 | 0 | 0 | 0 | 0 | 0 | 0 | 0 | 0 | 0 | -70858.9504 | 0 | 0 | 0 | 0 | 0 | 0 | 0 | 0 | 306500.2935 | 292250.2184 | 0 | 0 | 0 | 0 | 0 | 0 | 0 | 0 | 0
2016-11-23 14:00 | 0 | 0 | 0 | 0 | 0 | 288390.5265 | 164841.9077 | 450014 | 0 | 0 | 0 | 0 | 128025.2243 | 0 | 0 | 0 | 0 | 0 | 0 | 1116109.5462 | 0 | 0 | 0 | 0 | 0 | 0 | 0 | 0 | 0 | 0 | 0 | 0 | 70858.9504 | 0 | 0 | 0 | 0 | 0 | 0 | 0 | 0 | 224609.7022 | 292250.2184 | 0 | 0 | 0 | 0 | 0 | 0 | 0 | 0 | 0
2016-11-23 15:00 | 0 | 0 | 0 | 0 | 0 | 0 | 504275.8413 | 451262 | 0 | 0 | 0 | 0 | 181039.0656 | 0 | 0 | 0 | 0 | 0 | 0 | 1116109.5462 | 0 | 0 | 0 | 0 | 0 | 0 | 0 | 0 | 0 | 0 | 0 | 0 | 53013.8413 | 0 | 0 | 0 | 0 | 0 | 0 | 0 | 0 | 0 | 0 | 0 | 0 | 0 | 0 | 0 | 0 | 0 | 0 | 0
2016-11-23 16:00 | 0 | 0 | 0 | 0 | 0 | 0 | 622908.6503 | 448505 | 0 | 0 | 0 | 0 | 198884.1747 | 0 | 0 | 0 | 0 | 0 | 0 | 1272668.0874 | 0 | 0 | 0 | 0 | 0 | 0 | 0 | 0 | 0 | 0 | 0 | 0 | 17845.1091 | 0 | 0 | 0 | 0 | 0 | 0 | 0 | 0 | 156558.5411 | 0 | 0 | 0 | 0 | 0 | 0 | 0 | 0 | 0 | 0
2016-11-23 17:00 | 0 | 0 | 0 | 0 | 0 | 0 | 629412.724 | 443676 | 0 | 0 | 0 | 0 | 128025.2243 | 0 | 0 | 0 | 0 | 0 | 0 | 1529263.7618 | 0 | 0 | 0 | 0 | 0 | 0 | 0 | 0 | 0 | 0 | 0 | 0 | -70858.9504 | 0 | 0 | 0 | 0 | 0 | 0 | 0 | 0 | 256595.6744 | 0 | 0 | 0 | 0 | 0 | 0 | 0 | 0 | 0 | 0
2016-11-23 18:00 | 0 | 0 | 0 | 0 | 0 | 0 | 598709.4716 | 439557 | 0 | 0 | 0 | 0 | 128025.2243 | 0 | 0 | 0 | 0 | 0 | 0 | 1688416.2333 | 0 | 0 | 0 | 0 | 0 | 0 | 0 | 0 | 0 | 0 | 0 | 0 | 0 | 0 | 0 | 0 | 0 | 0 | 0 | 0 | 0 | 159152.4716 | 0 | 0 | 0 | 0 | 0 | 0 | 0 | 0 | 0 | 0
2016-11-23 19:00 | 0 | 0 | 0 | 0 | 0 | 0 | 585342.9567 | 437064 | 0 | 0 | 0 | 0 | 198884.1747 | 0 | 0 | 0 | 0 | 0 | 0 | 1765836.2396 | 0 | 0 | 0 | 0 | 0 | 0 | 0 | 0 | 0 | 0 | 0 | 0 | 70858.9504 | 0 | 0 | 0 | 0 | 0 | 0 | 0 | 0 | 77420.0063 | 0 | 0 | 0 | 0 | 0 | 0 | 0 | 0 | 0 | 0
2016-11-23 20:00 | 0 | 0 | 0 | 0 | 0 | 92312.7754 | 603749.3142 | 435214 | 0 | 0 | 0 | 0 | 128025.2243 | 0 | 0 | 0 | 0 | 0 | 0 | 2097543.2796 | 0 | 0 | 0 | 0 | 0 | 0 | 0 | 0 | 0 | 0 | 0 | 0 | -70858.9504 | 0 | 0 | 0 | 0 | 0 | 0 | 0 | 0 | 331707.04 | 0 | 0 | 0 | 0 | 0 | 0 | 0 | 0 | 0 | 0
2016-11-23 21:00 | 0 | 0 | 0 | 0 | 0 | 0 | 636072.9118 | 438616 | 0 | 0 | 0 | 0 | 57166.2739 | 0 | 0 | 0 | 0 | 0 | 0 | 2365859.1418 | 0 | 0 | 0 | 0 | 0 | 0 | 0 | 0 | 0 | 0 | 0 | 0 | -70858.9504 | 0 | 0 | 0 | 0 | 0 | 0 | 0 | 0 | 268315.8622 | 0 | 0 | 0 | 0 | 0 | 0 | 0 | 0 | 0 | 0
2016-11-23 22:00 | 0 | 0 | 0 | 0 | 0 | 0 | 594757.4237 | 450517 | 0 | 0 | 0 | 0 | 128025.2243 | 0 | 0 | 0 | 0 | 0 | 0 | 2439240.6151 | 0 | 0 | 0 | 0 | 0 | 0 | 0 | 0 | 0 | 0 | 0 | 0 | 70858.9504 | 0 | 0 | 0 | 0 | 0 | 0 | 0 | 0 | 73381.4733 | 0 | 0 | 0 | 0 | 0 | 0 | 0 | 0 | 0 | 0
2016-11-23 23:00 | 0 | 0 | 0 | 0 | 0 | 0 | 272822.2271 | 457499 | 0 | 0 | 0 | 0 | 57166.2739 | 0 | 0 | 0 | 0 | 0 | 0 | 2325422.7926 | 0 | 0 | 0 | 0 | 0 | 0 | 0 | 0 | 0 | 0 | 0 | 0 | -70858.9504 | 0 | 0 | 0 | 0 | 0 | 0 | 0 | 0 | 178432.3959 | 292250.2184 | 0 | 0 | 0 | 0 | 0 | 0 | 0 | 0 | 0
2016-11-24 | 0 | 0 | 0 | 0 | 0 | 285082.7784 | 19964.5376 | 457519 | 0 | 0 | 0 | 0 | 128025.2243 | 0 | 0 | 0 | 0 | 0 | 0 | 2102092.1583 | 0 | 0 | 0 | 0 | 0 | 0 | 0 | 0 | 0 | 0 | 0 | 0 | 70858.9504 | 0 | 0 | 0 | 0 | 0 | 0 | 0 | 0 | 68919.584 | 292250.2184 | 0 | 0 | 0 | 0 | 0 | 0 | 0 | 0 | 0
2016-11-24 01:00 | 0 | 0 | 0 | 0 | 0 | 311801.9927 | 0 | 452882 | 0 | 0 | 0 | 0 | 57166.2739 | 0 | 0 | 0 | 0 | 0 | 0 | 2031871.1014 | 0 | 0 | 0 | 0 | 0 | 0 | 0 | 0 | 0 | 0 | 0 | 0 | -70858.9504 | 0 | 0 | 0 | 0 | 0 | 0 | 0 | 0 | 222029.1615 | 292250.2184 | 0 | 0 | 0 | 0 | 0 | 0 | 0 | 0 | 0
2016-11-24 02:00 | 0 | 0 | 0 | 0 | 0 | 335537.9688 | 0 | 440455 | 0 | 0 | 0 | 0 | 128025.2243 | 0 | 0 | 0 | 0 | 0 | 0 | 1856095.1197 | 0 | 0 | 0 | 0 | 0 | 0 | 0 | 0 | 0 | 0 | 0 | 0 | 70858.9504 | 0 | 0 | 0 | 0 | 0 | 0 | 0 | 0 | 116474.2367 | 292250.2184 | 0 | 0 | 0 | 0 | 0 | 0 | 0 | 0 | 0
2016-11-24 03:00 | 0 | 0 | 0 | 0 | 0 | 365878.5136 | 0 | 422019 | 0 | 0 | 0 | 0 | 198884.1747 | 0 | 0 | 0 | 0 | 0 | 0 | 1729095.6829 | 0 | 0 | 0 | 0 | 0 | 0 | 0 | 0 | 0 | 0 | 0 | 0 | 70858.9504 | 0 | 0 | 0 | 0 | 0 | 0 | 0 | 0 | 165250.7816 | 292250.2184 | 0 | 0 | 0 | 0 | 0 | 0 | 0 | 0 | 0
2016-11-24 04:00 | 0 | 0 | 0 | 0 | 0 | 384244.6786 | 0 | 400437 | 0 | 0 | 0 | 0 | 198884.1747 | 0 | 0 | 0 | 0 | 0 | 0 | 1712903.3615 | 0 | 0 | 0 | 0 | 0 | 0 | 0 | 0 | 0 | 0 | 0 | 0 | 0 | 0 | 0 | 0 | 0 | 0 | 0 | 0 | 0 | 276057.897 | 292250.2184 | 0 | 0 | 0 | 0 | 0 | 0 | 0 | 0 | 0
2016-11-24 05:00 | 0 | 0 | 0 | 0 | 0 | 347218.8712 | 0 | 378621 | 0 | 0 | 0 | 0 | 128025.2243 | 0 | 0 | 0 | 0 | 0 | 0 | 1752360.1832 | 0 | 0 | 0 | 0 | 0 | 0 | 0 | 0 | 0 | 0 | 0 | 0 | -70858.9504 | 0 | 0 | 0 | 0 | 0 | 0 | 0 | 0 | 331707.04 | 292250.2184 | 0 | 0 | 0 | 0 | 0 | 0 | 0 | 0 | 0
2016-11-24 06:00 | 0 | 0 | 0 | 0 | 0 | 385226.7631 | 0 | 361370 | 0 | 0 | 0 | 0 | 198884.1747 | 0 | 0 | 0 | 0 | 0 | 0 | 1705357.9959 | 0 | 0 | 0 | 0 | 0 | 0 | 0 | 0 | 0 | 0 | 0 | 0 | 70858.9504 | 0 | 0 | 0 | 0 | 0 | 0 | 0 | 0 | 245248.0311 | 292250.2184 | 0 | 0 | 0 | 0 | 0 | 0 | 0 | 0 | 0
2016-11-24 07:00 | 0 | 0 | 0 | 0 | 0 | 57365.7816 | 0 | 349616 | 0 | 0 | 0 | 0 | 198884.1747 | 0 | 0 | 0 | 0 | 0 | 0 | 1413107.7775 | 0 | 0 | 0 | 0 | 0 | 0 | 0 | 0 | 0 | 0 | 0 | 0 | 0 | 0 | 0 | 0 | 0 | 0 | 0 | 0 | 0 | 0 | 292250.2184 | 0 | 0 | 0 | 0 | 0 | 0 | 0 | 0 | 0
2016-11-24 08:00 | 0 | 0 | 0 | 0 | 0 | 310835.8712 | 0 | 342238 | 0 | 0 | 0 | 0 | 128025.2243 | 0 | 0 | 0 | 0 | 0 | 0 | 1452564.5991 | 0 | 0 | 0 | 0 | 0 | 0 | 0 | 0 | 0 | 0 | 0 | 0 | -70858.9504 | 0 | 0 | 0 | 0 | 0 | 0 | 0 | 0 | 331707.04 | 292250.2184 | 0 | 0 | 0 | 0 | 0 | 0 | 0 | 0 | 0
2016-11-24 09:00 | 0 | 0 | 0 | 0 | 0 | 47014.7816 | 0 | 339265 | 0 | 0 | 0 | 0 | 128025.2243 | 0 | 0 | 0 | 0 | 0 | 0 | 1160314.3807 | 0 | 0 | 0 | 0 | 0 | 0 | 0 | 0 | 0 | 0 | 0 | 0 | 0 | 0 | 0 | 0 | 0 | 0 | 0 | 0 | 0 | 0 | 292250.2184 | 0 | 0 | 0 | 0 | 0 | 0 | 0 | 0 | 0
2016-11-24 10:00 | 0 | 0 | 0 | 0 | 0 | 365280.209 | 0 | 341378 | 0 | 0 | 0 | 0 | 198884.1747 | 0 | 0 | 0 | 0 | 0 | 0 | 1113357.6393 | 0 | 0 | 0 | 0 | 0 | 0 | 0 | 0 | 0 | 0 | 0 | 0 | 70858.9504 | 0 | 0 | 0 | 0 | 0 | 0 | 0 | 0 | 245293.477 | 292250.2184 | 0 | 0 | 0 | 0 | 0 | 0 | 0 | 0 | 0
2016-11-24 11:00 | 0 | 0 | 0 | 0 | 0 | 0 | 0 | 349184 | 0 | 0 | 0 | 0 | 141950.3931 | 0 | 0 | 0 | 0 | 0 | 0 | 821107.4209 | 0 | 0 | 0 | 0 | 0 | 0 | 0 | 0 | 0 | 0 | 0 | 0 | -56933.7816 | 0 | 0 | 0 | 0 | 0 | 0 | 0 | 0 | 0 | 292250.2184 | 0 | 0 | 0 | 0 | 0 | 0 | 0 | 0 | 0
2016-11-24 12:00 | 0 | 0 | 0 | 0 | 0 | 328947.8712 | 0 | 360350 | 0 | 0 | 0 | 0 | 71091.4427 | 0 | 0 | 0 | 0 | 0 | 0 | 860564.2426 | 0 | 0 | 0 | 0 | 0 | 0 | 0 | 0 | 0 | 0 | 0 | 0 | -70858.9504 | 0 | 0 | 0 | 0 | 0 | 0 | 0 | 0 | 331707.04 | 292250.2184 | 0 | 0 | 0 | 0 | 0 | 0 | 0 | 0 | 0
2016-11-24 13:00 | 0 | 0 | 0 | 0 | 0 | 347008.3675 | 8.5037 | 378419 | 0 | 0 | 0 | 0 | 232.4923 | 0 | 0 | 0 | 0 | 0 | 0 | 900021.0642 | 0 | 0 | 0 | 0 | 0 | 0 | 0 | 0 | 0 | 0 | 0 | 0 | -70858.9504 | 0 | 0 | 0 | 0 | 0 | 0 | 0 | 0 | 331707.04 | 292250.2184 | 0 | 0 | 0 | 0 | 0 | 0 | 0 | 0 | 0
2016-11-24 14:00 | 0 | 0 | 0 | 0 | 0 | 305674.2918 | 127028.5857 | 397131 | 0 | 0 | 0 | 0 | 71091.4427 | 0 | 0 | 0 | 0 | 0 | 0 | 864733.9913 | 0 | 0 | 0 | 0 | 0 | 0 | 0 | 0 | 0 | 0 | 0 | 0 | 70858.9504 | 0 | 0 | 0 | 0 | 0 | 0 | 0 | 0 | 256963.1455 | 292250.2184 | 0 | 0 | 0 | 0 | 0 | 0 | 0 | 0 | 0
2016-11-24 15:00 | 0 | 0 | 0 | 0 | 0 | 240176.177 | 477225.0686 | 410459 | 0 | 0 | 0 | 0 | 128025.2243 | 0 | 0 | 0 | 0 | 0 | 0 | 1114742.4552 | 0 | 0 | 0 | 0 | 0 | 0 | 0 | 0 | 0 | 0 | 0 | 0 | 56933.7816 | 0 | 0 | 0 | 0 | 0 | 0 | 0 | 0 | 250008.4639 | 0 | 0 | 0 | 0 | 0 | 0 | 0 | 0 | 0 | 0
2016-11-24 16:00 | 0 | 0 | 0 | 0 | 0 | 190406.4534 | 629793.537 | 417634 | 0 | 0 | 0 | 0 | 198884.1747 | 0 | 0 | 0 | 0 | 0 | 0 | 1446449.4952 | 0 | 0 | 0 | 0 | 0 | 0 | 0 | 0 | 0 | 0 | 0 | 0 | 70858.9504 | 0 | 0 | 0 | 0 | 0 | 0 | 0 | 0 | 331707.04 | 0 | 0 | 0 | 0 | 0 | 0 | 0 | 0 | 0 | 0
2016-11-24 17:00 | 0 | 0 | 0 | 0 | 0 | 114531.5992 | 631550.4408 | 414375 | 0 | 0 | 0 | 0 | 198884.1747 | 0 | 0 | 0 | 0 | 0 | 0 | 1778156.5352 | 0 | 0 | 0 | 0 | 0 | 0 | 0 | 0 | 0 | 0 | 0 | 0 | 0 | 0 | 0 | 0 | 0 | 0 | 0 | 0 | 0 | 331707.04 | 0 | 0 | 0 | 0 | 0 | 0 | 0 | 0 | 0 | 0
2016-11-24 18:00 | 0 | 0 | 0 | 0 | 0 | 0 | 599295.7788 | 404355 | 0 | 0 | 0 | 0 | 128025.2243 | 0 | 0 | 0 | 0 | 0 | 0 | 2043956.2644 | 0 | 0 | 0 | 0 | 0 | 0 | 0 | 0 | 0 | 0 | 0 | 0 | -70858.9504 | 0 | 0 | 0 | 0 | 0 | 0 | 0 | 0 | 265799.7292 | 0 | 0 | 0 | 0 | 0 | 0 | 0 | 0 | 0 | 0
2016-11-24 19:00 | 0 | 0 | 0 | 0 | 0 | 0 | 582532.6633 | 395055 | 0 | 0 | 0 | 0 | 198884.1747 | 0 | 0 | 0 | 0 | 0 | 0 | 2160574.9773 | 0 | 0 | 0 | 0 | 0 | 0 | 0 | 0 | 0 | 0 | 0 | 0 | 70858.9504 | 0 | 0 | 0 | 0 | 0 | 0 | 0 | 0 | 116618.7129 | 0 | 0 | 0 | 0 | 0 | 0 | 0 | 0 | 0 | 0
2016-11-24 20:00 | 0 | 0 | 0 | 0 | 0 | 122843.3154 | 595811.7246 | 386948 | 0 | 0 | 0 | 0 | 198884.1747 | 0 | 0 | 0 | 0 | 0 | 0 | 2492282.0173 | 0 | 0 | 0 | 0 | 0 | 0 | 0 | 0 | 0 | 0 | 0 | 0 | 0 | 0 | 0 | 0 | 0 | 0 | 0 | 0 | 0 | 331707.04 | 0 | 0 | 0 | 0 | 0 | 0 | 0 | 0 | 0 | 0
2016-11-24 21:00 | 0 | 0 | 0 | 0 | 0 | 27968.2533 | 613937.8363 | 381058 | 0 | 0 | 0 | 0 | 128025.2243 | 0 | 0 | 0 | 0 | 0 | 0 | 2823989.0572 | 0 | 0 | 0 | 0 | 0 | 0 | 0 | 0 | 0 | 0 | 0 | 0 | -70858.9504 | 0 | 0 | 0 | 0 | 0 | 0 | 0 | 0 | 331707.04 | 0 | 0 | 0 | 0 | 0 | 0 | 0 | 0 | 0 | 0
2016-11-24 22:00 | 0 | 0 | 0 | 0 | 0 | 0 | 568849.26 | 380683 | 0 | 0 | 0 | 0 | 57166.2739 | 0 | 0 | 0 | 0 | 0 | 0 | 3083014.2677 | 0 | 0 | 0 | 0 | 0 | 0 | 0 | 0 | 0 | 0 | 0 | 0 | -70858.9504 | 0 | 0 | 0 | 0 | 0 | 0 | 0 | 0 | 259025.2104 | 0 | 0 | 0 | 0 | 0 | 0 | 0 | 0 | 0 | 0
2016-11-24 23:00 | 0 | 0 | 0 | 0 | 0 | 123561.9796 | 259510.0204 | 383072 | 0 | 0 | 0 | 0 | 57166.2739 | 0 | 0 | 0 | 0 | 0 | 0 | 3083014.2677 | 0 | 0 | 0 | 0 | 0 | 0 | 0 | 0 | 0 | 0 | 0 | 0 | 0 | 0 | 0 | 0 | 0 | 0 | 0 | 0 | 0 | 0 | 0 | 0 | 0 | 0 | 0 | 0 | 0 | 0 | 0 | 0
2016-11-25 | 0 | 0 | 0 | 0 | 0 | 434089.4828 | 6821.6161 | 383138 | 0 | 0 | 0 | 0 | 128025.2243 | 0 | 0 | 0 | 0 | 0 | 0 | 3069928.4162 | 0 | 0 | 0 | 0 | 0 | 0 | 0 | 0 | 0 | 0 | 0 | 0 | 70858.9504 | 0 | 0 | 0 | 0 | 0 | 0 | 0 | 0 | 279164.3669 | 292250.2184 | 0 | 0 | 0 | 0 | 0 | 0 | 0 | 0 | 0
2016-11-25 01:00 | 0 | 0 | 0 | 0 | 0 | 351508.8712 | 0 | 382911 | 0 | 0 | 0 | 0 | 57166.2739 | 0 | 0 | 0 | 0 | 0 | 0 | 3109385.2378 | 0 | 0 | 0 | 0 | 0 | 0 | 0 | 0 | 0 | 0 | 0 | 0 | -70858.9504 | 0 | 0 | 0 | 0 | 0 | 0 | 0 | 0 | 331707.04 | 292250.2184 | 0 | 0 | 0 | 0 | 0 | 0 | 0 | 0 | 0
2016-11-25 02:00 | 0 | 0 | 0 | 0 | 0 | 446150.148 | 0 | 377658 | 0 | 0 | 0 | 0 | 128025.2243 | 0 | 0 | 0 | 0 | 0 | 0 | 3107018.4354 | 0 | 0 | 0 | 0 | 0 | 0 | 0 | 0 | 0 | 0 | 0 | 0 | 70858.9504 | 0 | 0 | 0 | 0 | 0 | 0 | 0 | 0 | 289883.416 | 292250.2184 | 0 | 0 | 0 | 0 | 0 | 0 | 0 | 0 | 0
2016-11-25 03:00 | 0 | 0 | 0 | 0 | 0 | 148451.732 | 0 | 369843 | 0 | 0 | 0 | 0 | 198884.1747 | 0 | 0 | 0 | 0 | 0 | 0 | 2814768.217 | 0 | 0 | 0 | 0 | 0 | 0 | 0 | 0 | 0 | 0 | 0 | 0 | 70858.9504 | 0 | 0 | 0 | 0 | 0 | 0 | 0 | 0 | 0 | 292250.2184 | 0 | 0 | 0 | 0 | 0 | 0 | 0 | 0 | 0
2016-11-25 04:00 | 0 | 0 | 0 | 0 | 0 | 398118.8216 | 0 | 358662 | 0 | 0 | 0 | 0 | 198884.1747 | 0 | 0 | 0 | 0 | 0 | 0 | 2854225.0386 | 0 | 0 | 0 | 0 | 0 | 0 | 0 | 0 | 0 | 0 | 0 | 0 | 0 | 0 | 0 | 0 | 0 | 0 | 0 | 0 | 0 | 331707.04 | 292250.2184 | 0 | 0 | 0 | 0 | 0 | 0 | 0 | 0 | 0
2016-11-25 05:00 | 0 | 0 | 0 | 0 | 0 | 315224.8712 | 0 | 346627 | 0 | 0 | 0 | 0 | 128025.2243 | 0 | 0 | 0 | 0 | 0 | 0 | 2893681.8602 | 0 | 0 | 0 | 0 | 0 | 0 | 0 | 0 | 0 | 0 | 0 | 0 | -70858.9504 | 0 | 0 | 0 | 0 | 0 | 0 | 0 | 0 | 331707.04 | 292250.2184 | 0 | 0 | 0 | 0 | 0 | 0 | 0 | 0 | 0
2016-11-25 06:00 | 0 | 0 | 0 | 0 | 0 | 446625.772 | 0 | 336310 | 0 | 0 | 0 | 0 | 198884.1747 | 0 | 0 | 0 | 0 | 0 | 0 | 2933138.6818 | 0 | 0 | 0 | 0 | 0 | 0 | 0 | 0 | 0 | 0 | 0 | 0 | 70858.9504 | 0 | 0 | 0 | 0 | 0 | 0 | 0 | 0 | 331707.04 | 292250.2184 | 0 | 0 | 0 | 0 | 0 | 0 | 0 | 0 | 0
2016-11-25 07:00 | 0 | 0 | 0 | 0 | 0 | 368063.8216 | 0 | 328607 | 0 | 0 | 0 | 0 | 198884.1747 | 0 | 0 | 0 | 0 | 0 | 0 | 2972595.5034 | 0 | 0 | 0 | 0 | 0 | 0 | 0 | 0 | 0 | 0 | 0 | 0 | 0 | 0 | 0 | 0 | 0 | 0 | 0 | 0 | 0 | 331707.04 | 292250.2184 | 0 | 0 | 0 | 0 | 0 | 0 | 0 | 0 | 0
2016-11-25 08:00 | 0 | 0 | 0 | 0 | 0 | 0 | 0 | 325091 | 0 | 0 | 0 | 0 | 128025.2243 | 0 | 0 | 0 | 0 | 0 | 0 | 2718363.4538 | 0 | 0 | 0 | 0 | 0 | 0 | 0 | 0 | 0 | 0 | 0 | 0 | -70858.9504 | 0 | 0 | 0 | 0 | 0 | 0 | 0 | 0 | 38018.1688 | 292250.2184 | 0 | 0 | 0 | 0 | 0 | 0 | 0 | 0 | 0
2016-11-25 09:00 | 0 | 0 | 0 | 0 | 0 | 379660.4981 | 0 | 326511 | 0 | 0 | 0 | 0 | 141717.9008 | 0 | 0 | 0 | 0 | 0 | 0 | 2757820.2755 | 0 | 0 | 0 | 0 | 0 | 0 | 0 | 0 | 0 | 0 | 0 | 0 | 13692.6765 | 0 | 0 | 0 | 0 | 0 | 0 | 0 | 0 | 331707.04 | 292250.2184 | 0 | 0 | 0 | 0 | 0 | 0 | 0 | 0 | 0
2016-11-25 10:00 | 0 | 0 | 0 | 0 | 0 | 0 | 0 | 331977 | 0 | 0 | 0 | 0 | 70858.9504 | 0 | 0 | 0 | 0 | 0 | 0 | 2496702.2259 | 0 | 0 | 0 | 0 | 0 | 0 | 0 | 0 | 0 | 0 | 0 | 0 | -70858.9504 | 0 | 0 | 0 | 0 | 0 | 0 | 0 | 0 | 31132.1688 | 292250.2184 | 0 | 0 | 0 | 0 | 0 | 0 | 0 | 0 | 0
2016-11-25 11:00 | 0 | 0 | 0 | 0 | 0 | 453644.772 | 0 | 343329 | 0 | 0 | 0 | 0 | 141717.9008 | 0 | 0 | 0 | 0 | 0 | 0 | 2536159.0475 | 0 | 0 | 0 | 0 | 0 | 0 | 0 | 0 | 0 | 0 | 0 | 0 | 70858.9504 | 0 | 0 | 0 | 0 | 0 | 0 | 0 | 0 | 331707.04 | 292250.2184 | 0 | 0 | 0 | 0 | 0 | 0 | 0 | 0 | 0
2016-11-25 12:00 | 0 | 0 | 0 | 0 | 0 | 326083.8712 | 0 | 357486 | 0 | 0 | 0 | 0 | 70858.9504 | 0 | 0 | 0 | 0 | 0 | 0 | 2575615.8691 | 0 | 0 | 0 | 0 | 0 | 0 | 0 | 0 | 0 | 0 | 0 | 0 | -70858.9504 | 0 | 0 | 0 | 0 | 0 | 0 | 0 | 0 | 331707.04 | 292250.2184 | 0 | 0 | 0 | 0 | 0 | 0 | 0 | 0 | 0
2016-11-25 13:00 | 0 | 0 | 0 | 0 | 0 | 339823.5542 | 0.31705 | 371226 | 0 | 0 | 0 | 0 | 0 | 0 | 0 | 0 | 0 | 0 | 0 | 2615072.6907 | 0 | 0 | 0 | 0 | 0 | 0 | 0 | 0 | 0 | 0 | 0 | 0 | -70858.9504 | 0 | 0 | 0 | 0 | 0 | 0 | 0 | 0 | 331707.04 | 292250.2184 | 0 | 0 | 0 | 0 | 0 | 0 | 0 | 0 | 0
2016-11-25 14:00 | 0 | 0 | 0 | 0 | 0 | 366678.655 | 115523.0556 | 383890 | 0 | 0 | 0 | 0 | 70858.9504 | 0 | 0 | 0 | 0 | 0 | 0 | 2642525.4509 | 0 | 0 | 0 | 0 | 0 | 0 | 0 | 0 | 0 | 0 | 0 | 0 | 70858.9504 | 0 | 0 | 0 | 0 | 0 | 0 | 0 | 0 | 319702.9786 | 292250.2184 | 0 | 0 | 0 | 0 | 0 | 0 | 0 | 0 | 0
2016-11-25 15:00 | 0 | 0 | 0 | 0 | 0 | 0 | 509774.9692 | 391571 | 0 | 0 | 0 | 0 | 0 | 0 | 0 | 0 | 0 | 0 | 0 | 2831588.3705 | 0 | 0 | 0 | 0 | 0 | 0 | 0 | 0 | 0 | 0 | 0 | 0 | -70858.9504 | 0 | 0 | 0 | 0 | 0 | 0 | 0 | 0 | 189062.9196 | 0 | 0 | 0 | 0 | 0 | 0 | 0 | 0 | 0 | 0
2016-11-25 16:00 | 0 | 0 | 0 | 0 | 0 | 0 | 636912.4021 | 395380 | 0 | 0 | 0 | 0 | 70858.9504 | 0 | 0 | 0 | 0 | 0 | 0 | 3002261.8222 | 0 | 0 | 0 | 0 | 0 | 0 | 0 | 0 | 0 | 0 | 0 | 0 | 70858.9504 | 0 | 0 | 0 | 0 | 0 | 0 | 0 | 0 | 170673.4517 | 0 | 0 | 0 | 0 | 0 | 0 | 0 | 0 | 0 | 0
2016-11-25 17:00 | 0 | 0 | 0 | 0 | 0 | 0 | 613475.9275 | 396317 | 0 | 0 | 0 | 0 | 70858.9504 | 0 | 0 | 0 | 0 | 0 | 0 | 3219420.7497 | 0 | 0 | 0 | 0 | 0 | 0 | 0 | 0 | 0 | 0 | 0 | 0 | 0 | 0 | 0 | 0 | 0 | 0 | 0 | 0 | 0 | 217158.9275 | 0 | 0 | 0 | 0 | 0 | 0 | 0 | 0 | 0 | 0
2016-11-25 18:00 | 0 | 0 | 0 | 0 | 0 | 0 | 584154.369 | 394411 | 0 | 0 | 0 | 0 | 0 | 0 | 0 | 0 | 0 | 0 | 0 | 3480023.0691 | 0 | 0 | 0 | 0 | 0 | 0 | 0 | 0 | 0 | 0 | 0 | 0 | -70858.9504 | 0 | 0 | 0 | 0 | 0 | 0 | 0 | 0 | 260602.3194 | 0 | 0 | 0 | 0 | 0 | 0 | 0 | 0 | 0 | 0
2016-11-25 19:00 | 0 | 0 | 0 | 0 | 0 | 0 | 566501.1914 | 392762 | 0 | 0 | 0 | 0 | 70858.9504 | 0 | 0 | 0 | 0 | 0 | 0 | 3582903.3101 | 0 | 0 | 0 | 0 | 0 | 0 | 0 | 0 | 0 | 0 | 0 | 0 | 70858.9504 | 0 | 0 | 0 | 0 | 0 | 0 | 0 | 0 | 102880.241 | 0 | 0 | 0 | 0 | 0 | 0 | 0 | 0 | 0 | 0
2016-11-25 20:00 | 0 | 0 | 0 | 0 | 0 | 0 | 573160.2254 | 391901 | 0 | 0 | 0 | 0 | 0 | 0 | 0 | 0 | 0 | 0 | 0 | 3835021.4859 | 0 | 0 | 0 | 0 | 0 | 0 | 0 | 0 | 0 | 0 | 0 | 0 | -70858.9504 | 0 | 0 | 0 | 0 | 0 | 0 | 0 | 0 | 252118.1758 | 0 | 0 | 0 | 0 | 0 | 0 | 0 | 0 | 0 | 0
2016-11-25 21:00 | 0 | 0 | 0 | 0 | 0 | 0 | 584818.6592 | 396044 | 0 | 0 | 0 | 0 | 70858.9504 | 0 | 0 | 0 | 0 | 0 | 0 | 3952937.1947 | 0 | 0 | 0 | 0 | 0 | 0 | 0 | 0 | 0 | 0 | 0 | 0 | 70858.9504 | 0 | 0 | 0 | 0 | 0 | 0 | 0 | 0 | 117915.7088 | 0 | 0 | 0 | 0 | 0 | 0 | 0 | 0 | 0 | 0
2016-11-25 22:00 | 0 | 0 | 0 | 0 | 0 | 0 | 529251.0885 | 406896 | 0 | 0 | 0 | 0 | 141717.9008 | 0 | 0 | 0 | 0 | 0 | 0 | 4004433.3328 | 0 | 0 | 0 | 0 | 0 | 0 | 0 | 0 | 0 | 0 | 0 | 0 | 70858.9504 | 0 | 0 | 0 | 0 | 0 | 0 | 0 | 0 | 51496.1381 | 0 | 0 | 0 | 0 | 0 | 0 | 0 | 0 | 0 | 0
2016-11-25 23:00 | 0 | 0 | 0 | 0 | 0 | 0 | 206578.049 | 416199 | 0 | 0 | 0 | 0 | 198884.1747 | 0 | 0 | 0 | 0 | 0 | 0 | 3737646.108 | 0 | 0 | 0 | 0 | 0 | 0 | 0 | 0 | 0 | 0 | 0 | 0 | 57166.2739 | 0 | 0 | 0 | 0 | 0 | 0 | 0 | 0 | 25462.9935 | 292250.2184 | 0 | 0 | 0 | 0 | 0 | 0 | 0 | 0 | 0
2016-11-26 | 0 | 0 | 0 | 0 | 0 | 381636.7747 | 5387.0965 | 418426 | 0 | 0 | 0 | 0 | 128025.2243 | 0 | 0 | 0 | 0 | 0 | 0 | 3777102.9296 | 0 | 0 | 0 | 0 | 0 | 0 | 0 | 0 | 0 | 0 | 0 | 0 | -70858.9504 | 0 | 0 | 0 | 0 | 0 | 0 | 0 | 0 | 331707.04 | 292250.2184 | 0 | 0 | 0 | 0 | 0 | 0 | 0 | 0 | 0
2016-11-26 01:00 | 0 | 0 | 0 | 0 | 0 | 384417.8712 | 0 | 415820 | 0 | 0 | 0 | 0 | 57166.2739 | 0 | 0 | 0 | 0 | 0 | 0 | 3816559.7512 | 0 | 0 | 0 | 0 | 0 | 0 | 0 | 0 | 0 | 0 | 0 | 0 | -70858.9504 | 0 | 0 | 0 | 0 | 0 | 0 | 0 | 0 | 331707.04 | 292250.2184 | 0 | 0 | 0 | 0 | 0 | 0 | 0 | 0 | 0
2016-11-26 02:00 | 0 | 0 | 0 | 0 | 0 | 517387.772 | 0 | 407072 | 0 | 0 | 0 | 0 | 128025.2243 | 0 | 0 | 0 | 0 | 0 | 0 | 3856016.5728 | 0 | 0 | 0 | 0 | 0 | 0 | 0 | 0 | 0 | 0 | 0 | 0 | 70858.9504 | 0 | 0 | 0 | 0 | 0 | 0 | 0 | 0 | 331707.04 | 292250.2184 | 0 | 0 | 0 | 0 | 0 | 0 | 0 | 0 | 0
2016-11-26 03:00 | 0 | 0 | 0 | 0 | 0 | 503911.772 | 0 | 393596 | 0 | 0 | 0 | 0 | 198884.1747 | 0 | 0 | 0 | 0 | 0 | 0 | 3895473.3944 | 0 | 0 | 0 | 0 | 0 | 0 | 0 | 0 | 0 | 0 | 0 | 0 | 70858.9504 | 0 | 0 | 0 | 0 | 0 | 0 | 0 | 0 | 331707.04 | 292250.2184 | 0 | 0 | 0 | 0 | 0 | 0 | 0 | 0 | 0
2016-11-26 04:00 | 0 | 0 | 0 | 0 | 0 | 347293.8712 | 0 | 378696 | 0 | 0 | 0 | 0 | 128025.2243 | 0 | 0 | 0 | 0 | 0 | 0 | 3934930.216 | 0 | 0 | 0 | 0 | 0 | 0 | 0 | 0 | 0 | 0 | 0 | 0 | -70858.9504 | 0 | 0 | 0 | 0 | 0 | 0 | 0 | 0 | 331707.04 | 292250.2184 | 0 | 0 | 0 | 0 | 0 | 0 | 0 | 0 | 0
2016-11-26 05:00 | 0 | 0 | 0 | 0 | 0 | 140539.732 | 0 | 361931 | 0 | 0 | 0 | 0 | 198884.1747 | 0 | 0 | 0 | 0 | 0 | 0 | 3642679.9976 | 0 | 0 | 0 | 0 | 0 | 0 | 0 | 0 | 0 | 0 | 0 | 0 | 70858.9504 | 0 | 0 | 0 | 0 | 0 | 0 | 0 | 0 | 0 | 292250.2184 | 0 | 0 | 0 | 0 | 0 | 0 | 0 | 0 | 0
2016-11-26 06:00 | 0 | 0 | 0 | 0 | 0 | 388641.8216 | 0 | 349185 | 0 | 0 | 0 | 0 | 198884.1747 | 0 | 0 | 0 | 0 | 0 | 0 | 3682136.8193 | 0 | 0 | 0 | 0 | 0 | 0 | 0 | 0 | 0 | 0 | 0 | 0 | 0 | 0 | 0 | 0 | 0 | 0 | 0 | 0 | 0 | 331707.04 | 292250.2184 | 0 | 0 | 0 | 0 | 0 | 0 | 0 | 0 | 0
2016-11-26 07:00 | 0 | 0 | 0 | 0 | 0 | 0 | 0 | 340395 | 0 | 0 | 0 | 0 | 128025.2243 | 0 | 0 | 0 | 0 | 0 | 0 | 3412600.7697 | 0 | 0 | 0 | 0 | 0 | 0 | 0 | 0 | 0 | 0 | 0 | 0 | -70858.9504 | 0 | 0 | 0 | 0 | 0 | 0 | 0 | 0 | 22714.1688 | 292250.2184 | 0 | 0 | 0 | 0 | 0 | 0 | 0 | 0 | 0
2016-11-26 08:00 | 0 | 0 | 0 | 0 | 0 | 374953.8216 | 0 | 335497 | 0 | 0 | 0 | 0 | 128025.2243 | 0 | 0 | 0 | 0 | 0 | 0 | 3452057.5913 | 0 | 0 | 0 | 0 | 0 | 0 | 0 | 0 | 0 | 0 | 0 | 0 | 0 | 0 | 0 | 0 | 0 | 0 | 0 | 0 | 0 | 331707.04 | 292250.2184 | 0 | 0 | 0 | 0 | 0 | 0 | 0 | 0 | 0
2016-11-26 09:00 | 0 | 0 | 0 | 0 | 0 | 445072.772 | 0 | 334757 | 0 | 0 | 0 | 0 | 198884.1747 | 0 | 0 | 0 | 0 | 0 | 0 | 3491514.4129 | 0 | 0 | 0 | 0 | 0 | 0 | 0 | 0 | 0 | 0 | 0 | 0 | 70858.9504 | 0 | 0 | 0 | 0 | 0 | 0 | 0 | 0 | 331707.04 | 292250.2184 | 0 | 0 | 0 | 0 | 0 | 0 | 0 | 0 | 0
2016-11-26 10:00 | 0 | 0 | 0 | 0 | 0 | 321809.5477 | 0 | 339519 | 0 | 0 | 0 | 0 | 141717.9008 | 0 | 0 | 0 | 0 | 0 | 0 | 3530971.2345 | 0 | 0 | 0 | 0 | 0 | 0 | 0 | 0 | 0 | 0 | 0 | 0 | -57166.2739 | 0 | 0 | 0 | 0 | 0 | 0 | 0 | 0 | 331707.04 | 292250.2184 | 0 | 0 | 0 | 0 | 0 | 0 | 0 | 0 | 0
2016-11-26 11:00 | 0 | 0 | 0 | 0 | 0 | 0 | 0 | 348815 | 0 | 0 | 0 | 0 | 70858.9504 | 0 | 0 | 0 | 0 | 0 | 0 | 3253015.1849 | 0 | 0 | 0 | 0 | 0 | 0 | 0 | 0 | 0 | 0 | 0 | 0 | -70858.9504 | 0 | 0 | 0 | 0 | 0 | 0 | 0 | 0 | 14294.1688 | 292250.2184 | 0 | 0 | 0 | 0 | 0 | 0 | 0 | 0 | 0
2016-11-26 12:00 | 0 | 0 | 0 | 0 | 0 | 330007.8712 | 0 | 361410 | 0 | 0 | 0 | 0 | 0 | 0 | 0 | 0 | 0 | 0 | 0 | 3292472.0065 | 0 | 0 | 0 | 0 | 0 | 0 | 0 | 0 | 0 | 0 | 0 | 0 | -70858.9504 | 0 | 0 | 0 | 0 | 0 | 0 | 0 | 0 | 331707.04 | 292250.2184 | 0 | 0 | 0 | 0 | 0 | 0 | 0 | 0 | 0
2016-11-26 13:00 | 0 | 0 | 0 | 0 | 0 | 154373.732 | 0 | 375765 | 0 | 0 | 0 | 0 | 70858.9504 | 0 | 0 | 0 | 0 | 0 | 0 | 3000221.7881 | 0 | 0 | 0 | 0 | 0 | 0 | 0 | 0 | 0 | 0 | 0 | 0 | 70858.9504 | 0 | 0 | 0 | 0 | 0 | 0 | 0 | 0 | 0 | 292250.2184 | 0 | 0 | 0 | 0 | 0 | 0 | 0 | 0 | 0
2016-11-26 14:00 | 0 | 0 | 0 | 0 | 0 | 386654.3633 | 47146.0277 | 389723 | 0 | 0 | 0 | 0 | 141717.9008 | 0 | 0 | 0 | 0 | 0 | 0 | 2973440.2288 | 0 | 0 | 0 | 0 | 0 | 0 | 0 | 0 | 0 | 0 | 0 | 0 | 70858.9504 | 0 | 0 | 0 | 0 | 0 | 0 | 0 | 0 | 265468.659 | 292250.2184 | 0 | 0 | 0 | 0 | 0 | 0 | 0 | 0 | 0
2016-11-26 15:00 | 0 | 0 | 0 | 0 | 0 | 226972.1335 | 421640.9168 | 397906 | 0 | 0 | 0 | 0 | 198884.1747 | 0 | 0 | 0 | 0 | 0 | 0 | 3166981.0053 | 0 | 0 | 0 | 0 | 0 | 0 | 0 | 0 | 0 | 0 | 0 | 0 | 57166.2739 | 0 | 0 | 0 | 0 | 0 | 0 | 0 | 0 | 193540.7765 | 0 | 0 | 0 | 0 | 0 | 0 | 0 | 0 | 0 | 0
2016-11-26 16:00 | 0 | 0 | 0 | 0 | 0 | 0 | 555197.1672 | 400428 | 0 | 0 | 0 | 0 | 198884.1747 | 0 | 0 | 0 | 0 | 0 | 0 | 3321750.1724 | 0 | 0 | 0 | 0 | 0 | 0 | 0 | 0 | 0 | 0 | 0 | 0 | 0 | 0 | 0 | 0 | 0 | 0 | 0 | 0 | 0 | 154769.1672 | 0 | 0 | 0 | 0 | 0 | 0 | 0 | 0 | 0 | 0
2016-11-26 17:00 | 0 | 0 | 0 | 0 | 0 | 0 | 552193.0065 | 398878 | 0 | 0 | 0 | 0 | 198884.1747 | 0 | 0 | 0 | 0 | 0 | 0 | 3475065.1789 | 0 | 0 | 0 | 0 | 0 | 0 | 0 | 0 | 0 | 0 | 0 | 0 | 0 | 0 | 0 | 0 | 0 | 0 | 0 | 0 | 0 | 153315.0065 | 0 | 0 | 0 | 0 | 0 | 0 | 0 | 0 | 0 | 0
2016-11-26 18:00 | 0 | 0 | 0 | 0 | 0 | 0 | 514086.0143 | 394611 | 0 | 0 | 0 | 0 | 128025.2243 | 0 | 0 | 0 | 0 | 0 | 0 | 3665399.1436 | 0 | 0 | 0 | 0 | 0 | 0 | 0 | 0 | 0 | 0 | 0 | 0 | -70858.9504 | 0 | 0 | 0 | 0 | 0 | 0 | 0 | 0 | 190333.9647 | 0 | 0 | 0 | 0 | 0 | 0 | 0 | 0 | 0 | 0
2016-11-26 19:00 | 0 | 0 | 0 | 0 | 0 | 0 | 489375.7504 | 390173 | 0 | 0 | 0 | 0 | 198884.1747 | 0 | 0 | 0 | 0 | 0 | 0 | 3693742.9436 | 0 | 0 | 0 | 0 | 0 | 0 | 0 | 0 | 0 | 0 | 0 | 0 | 70858.9504 | 0 | 0 | 0 | 0 | 0 | 0 | 0 | 0 | 28343.8 | 0 | 0 | 0 | 0 | 0 | 0 | 0 | 0 | 0 | 0
2016-11-26 20:00 | 0 | 0 | 0 | 0 | 0 | 0 | 479085.9641 | 387851 | 0 | 0 | 0 | 0 | 198884.1747 | 0 | 0 | 0 | 0 | 0 | 0 | 3784977.9078 | 0 | 0 | 0 | 0 | 0 | 0 | 0 | 0 | 0 | 0 | 0 | 0 | 0 | 0 | 0 | 0 | 0 | 0 | 0 | 0 | 0 | 91234.9641 | 0 | 0 | 0 | 0 | 0 | 0 | 0 | 0 | 0 | 0
2016-11-26 21:00 | 0 | 0 | 0 | 0 | 0 | 0 | 469840.437 | 393039 | 0 | 0 | 0 | 0 | 198884.1747 | 0 | 0 | 0 | 0 | 0 | 0 | 3861779.3447 | 0 | 0 | 0 | 0 | 0 | 0 | 0 | 0 | 0 | 0 | 0 | 0 | 0 | 0 | 0 | 0 | 0 | 0 | 0 | 0 | 0 | 76801.437 | 0 | 0 | 0 | 0 | 0 | 0 | 0 | 0 | 0 | 0
2016-11-26 22:00 | 0 | 0 | 0 | 0 | 0 | 269250.5839 | 386361.6695 | 407750 | 0 | 0 | 0 | 0 | 128025.2243 | 0 | 0 | 0 | 0 | 0 | 0 | 4180500.5486 | 0 | 0 | 0 | 0 | 0 | 0 | 0 | 0 | 0 | 0 | 0 | 0 | -70858.9504 | 0 | 0 | 0 | 0 | 0 | 0 | 0 | 0 | 318721.2039 | 0 | 0 | 0 | 0 | 0 | 0 | 0 | 0 | 0 | 0
2016-11-26 23:00 | 0 | 0 | 0 | 0 | 0 | 354339.4285 | 161684.6061 | 422463 | 0 | 0 | 0 | 0 | 198884.1747 | 0 | 0 | 0 | 0 | 0 | 0 | 4203202.6328 | 0 | 0 | 0 | 0 | 0 | 0 | 0 | 0 | 0 | 0 | 0 | 0 | 70858.9504 | 0 | 0 | 0 | 0 | 0 | 0 | 0 | 0 | 314952.3026 | 292250.2184 | 0 | 0 | 0 | 0 | 0 | 0 | 0 | 0 | 0
2016-11-27 | 0 | 0 | 0 | 0 | 0 | 394549.9295 | 2235.9417 | 428188 | 0 | 0 | 0 | 0 | 128025.2243 | 0 | 0 | 0 | 0 | 0 | 0 | 4242659.4545 | 0 | 0 | 0 | 0 | 0 | 0 | 0 | 0 | 0 | 0 | 0 | 0 | -70858.9504 | 0 | 0 | 0 | 0 | 0 | 0 | 0 | 0 | 331707.04 | 292250.2184 | 0 | 0 | 0 | 0 | 0 | 0 | 0 | 0 | 0
2016-11-27 01:00 | 0 | 0 | 0 | 0 | 0 | 496299.1769 | 0 | 427833 | 0 | 0 | 0 | 0 | 198884.1747 | 0 | 0 | 0 | 0 | 0 | 0 | 4240266.6809 | 0 | 0 | 0 | 0 | 0 | 0 | 0 | 0 | 0 | 0 | 0 | 0 | 70858.9504 | 0 | 0 | 0 | 0 | 0 | 0 | 0 | 0 | 289857.4449 | 292250.2184 | 0 | 0 | 0 | 0 | 0 | 0 | 0 | 0 | 0
2016-11-27 02:00 | 0 | 0 | 0 | 0 | 0 | 57841.8312 | 0 | 420951 | 0 | 0 | 0 | 0 | 128025.2243 | 0 | 0 | 0 | 0 | 0 | 0 | 3948016.4625 | 0 | 0 | 0 | 0 | 0 | 0 | 0 | 0 | 0 | 0 | 0 | 0 | -70858.9504 | 0 | 0 | 0 | 0 | 0 | 0 | 0 | 0 | 0 | 292250.2184 | 0 | 0 | 0 | 0 | 0 | 0 | 0 | 0 | 0
2016-11-27 03:00 | 0 | 0 | 0 | 0 | 0 | 519981.772 | 0 | 409666 | 0 | 0 | 0 | 0 | 198884.1747 | 0 | 0 | 0 | 0 | 0 | 0 | 3987473.2842 | 0 | 0 | 0 | 0 | 0 | 0 | 0 | 0 | 0 | 0 | 0 | 0 | 70858.9504 | 0 | 0 | 0 | 0 | 0 | 0 | 0 | 0 | 331707.04 | 292250.2184 | 0 | 0 | 0 | 0 | 0 | 0 | 0 | 0 | 0
2016-11-27 04:00 | 0 | 0 | 0 | 0 | 0 | 434945.8216 | 0 | 395489 | 0 | 0 | 0 | 0 | 198884.1747 | 0 | 0 | 0 | 0 | 0 | 0 | 4026930.1058 | 0 | 0 | 0 | 0 | 0 | 0 | 0 | 0 | 0 | 0 | 0 | 0 | 0 | 0 | 0 | 0 | 0 | 0 | 0 | 0 | 0 | 331707.04 | 292250.2184 | 0 | 0 | 0 | 0 | 0 | 0 | 0 | 0 | 0
2016-11-27 05:00 | 0 | 0 | 0 | 0 | 0 | 17860.8312 | 0 | 380970 | 0 | 0 | 0 | 0 | 128025.2243 | 0 | 0 | 0 | 0 | 0 | 0 | 3734679.8874 | 0 | 0 | 0 | 0 | 0 | 0 | 0 | 0 | 0 | 0 | 0 | 0 | -70858.9504 | 0 | 0 | 0 | 0 | 0 | 0 | 0 | 0 | 0 | 292250.2184 | 0 | 0 | 0 | 0 | 0 | 0 | 0 | 0 | 0
2016-11-27 06:00 | 0 | 0 | 0 | 0 | 0 | 479029.772 | 0 | 368714 | 0 | 0 | 0 | 0 | 198884.1747 | 0 | 0 | 0 | 0 | 0 | 0 | 3774136.709 | 0 | 0 | 0 | 0 | 0 | 0 | 0 | 0 | 0 | 0 | 0 | 0 | 70858.9504 | 0 | 0 | 0 | 0 | 0 | 0 | 0 | 0 | 331707.04 | 292250.2184 | 0 | 0 | 0 | 0 | 0 | 0 | 0 | 0 | 0
2016-11-27 07:00 | 0 | 0 | 0 | 0 | 0 | 400235.8216 | 0 | 360779 | 0 | 0 | 0 | 0 | 198884.1747 | 0 | 0 | 0 | 0 | 0 | 0 | 3813593.5306 | 0 | 0 | 0 | 0 | 0 | 0 | 0 | 0 | 0 | 0 | 0 | 0 | 0 | 0 | 0 | 0 | 0 | 0 | 0 | 0 | 0 | 331707.04 | 292250.2184 | 0 | 0 | 0 | 0 | 0 | 0 | 0 | 0 | 0
2016-11-27 08:00 | 0 | 0 | 0 | 0 | 0 | 326414.8712 | 0 | 357817 | 0 | 0 | 0 | 0 | 128025.2243 | 0 | 0 | 0 | 0 | 0 | 0 | 3853050.3522 | 0 | 0 | 0 | 0 | 0 | 0 | 0 | 0 | 0 | 0 | 0 | 0 | -70858.9504 | 0 | 0 | 0 | 0 | 0 | 0 | 0 | 0 | 331707.04 | 292250.2184 | 0 | 0 | 0 | 0 | 0 | 0 | 0 | 0 | 0
2016-11-27 09:00 | 0 | 0 | 0 | 0 | 0 | 136348.732 | 0 | 357740 | 0 | 0 | 0 | 0 | 198884.1747 | 0 | 0 | 0 | 0 | 0 | 0 | 3560800.1338 | 0 | 0 | 0 | 0 | 0 | 0 | 0 | 0 | 0 | 0 | 0 | 0 | 70858.9504 | 0 | 0 | 0 | 0 | 0 | 0 | 0 | 0 | 0 | 292250.2184 | 0 | 0 | 0 | 0 | 0 | 0 | 0 | 0 | 0
2016-11-27 10:00 | 0 | 0 | 0 | 0 | 0 | 344587.5477 | 0 | 362297 | 0 | 0 | 0 | 0 | 141717.9008 | 0 | 0 | 0 | 0 | 0 | 0 | 3600256.9555 | 0 | 0 | 0 | 0 | 0 | 0 | 0 | 0 | 0 | 0 | 0 | 0 | -57166.2739 | 0 | 0 | 0 | 0 | 0 | 0 | 0 | 0 | 331707.04 | 292250.2184 | 0 | 0 | 0 | 0 | 0 | 0 | 0 | 0 | 0
2016-11-27 11:00 | 0 | 0 | 0 | 0 | 0 | 340042.8712 | 0 | 371445 | 0 | 0 | 0 | 0 | 70858.9504 | 0 | 0 | 0 | 0 | 0 | 0 | 3639713.7771 | 0 | 0 | 0 | 0 | 0 | 0 | 0 | 0 | 0 | 0 | 0 | 0 | -70858.9504 | 0 | 0 | 0 | 0 | 0 | 0 | 0 | 0 | 331707.04 | 292250.2184 | 0 | 0 | 0 | 0 | 0 | 0 | 0 | 0 | 0
2016-11-27 12:00 | 0 | 0 | 0 | 0 | 0 | 351861.8712 | 0 | 383264 | 0 | 0 | 0 | 0 | 0 | 0 | 0 | 0 | 0 | 0 | 0 | 3679170.5987 | 0 | 0 | 0 | 0 | 0 | 0 | 0 | 0 | 0 | 0 | 0 | 0 | -70858.9504 | 0 | 0 | 0 | 0 | 0 | 0 | 0 | 0 | 331707.04 | 292250.2184 | 0 | 0 | 0 | 0 | 0 | 0 | 0 | 0 | 0
2016-11-27 13:00 | 0 | 0 | 0 | 0 | 0 | 173427.732 | 0 | 394819 | 0 | 0 | 0 | 0 | 70858.9504 | 0 | 0 | 0 | 0 | 0 | 0 | 3386920.3803 | 0 | 0 | 0 | 0 | 0 | 0 | 0 | 0 | 0 | 0 | 0 | 0 | 70858.9504 | 0 | 0 | 0 | 0 | 0 | 0 | 0 | 0 | 0 | 292250.2184 | 0 | 0 | 0 | 0 | 0 | 0 | 0 | 0 | 0
2016-11-27 14:00 | 0 | 0 | 0 | 0 | 0 | 292029.1435 | 37710.9061 | 400599 | 0 | 0 | 0 | 0 | 0 | 0 | 0 | 0 | 0 | 0 | 0 | 3386920.3803 | 0 | 0 | 0 | 0 | 0 | 0 | 0 | 0 | 0 | 0 | 0 | 0 | -70858.9504 | 0 | 0 | 0 | 0 | 0 | 0 | 0 | 0 | 0 | 0 | 0 | 0 | 0 | 0 | 0 | 0 | 0 | 0 | 0
2016-11-27 15:00 | 0 | 0 | 0 | 0 | 0 | 541491.4425 | 262013.5479 | 400939 | 0 | 0 | 0 | 0 | 70858.9504 | 0 | 0 | 0 | 0 | 0 | 0 | 3718627.4203 | 0 | 0 | 0 | 0 | 0 | 0 | 0 | 0 | 0 | 0 | 0 | 0 | 70858.9504 | 0 | 0 | 0 | 0 | 0 | 0 | 0 | 0 | 331707.04 | 0 | 0 | 0 | 0 | 0 | 0 | 0 | 0 | 0 | 0
2016-11-27 16:00 | 0 | 0 | 0 | 0 | 0 | 50737.5242 | 419432.4262 | 399311 | 0 | 0 | 0 | 0 | 141717.9008 | 0 | 0 | 0 | 0 | 0 | 0 | 3718627.4203 | 0 | 0 | 0 | 0 | 0 | 0 | 0 | 0 | 0 | 0 | 0 | 0 | 70858.9504 | 0 | 0 | 0 | 0 | 0 | 0 | 0 | 0 | 0 | 0 | 0 | 0 | 0 | 0 | 0 | 0 | 0 | 0 | 0
2016-11-27 17:00 | 0 | 0 | 0 | 0 | 0 | 0 | 474010.9718 | 397982 | 0 | 0 | 0 | 0 | 198884.1747 | 0 | 0 | 0 | 0 | 0 | 0 | 3737490.1182 | 0 | 0 | 0 | 0 | 0 | 0 | 0 | 0 | 0 | 0 | 0 | 0 | 57166.2739 | 0 | 0 | 0 | 0 | 0 | 0 | 0 | 0 | 18862.698 | 0 | 0 | 0 | 0 | 0 | 0 | 0 | 0 | 0 | 0
2016-11-27 18:00 | 0 | 0 | 0 | 0 | 0 | 0 | 469803.8627 | 397282 | 0 | 0 | 0 | 0 | 198884.1747 | 0 | 0 | 0 | 0 | 0 | 0 | 3810011.981 | 0 | 0 | 0 | 0 | 0 | 0 | 0 | 0 | 0 | 0 | 0 | 0 | 0 | 0 | 0 | 0 | 0 | 0 | 0 | 0 | 0 | 72521.8627 | 0 | 0 | 0 | 0 | 0 | 0 | 0 | 0 | 0 | 0
2016-11-27 19:00 | 0 | 0 | 0 | 0 | 0 | 0 | 463237.2197 | 396576 | 0 | 0 | 0 | 0 | 198884.1747 | 0 | 0 | 0 | 0 | 0 | 0 | 3876673.2006 | 0 | 0 | 0 | 0 | 0 | 0 | 0 | 0 | 0 | 0 | 0 | 0 | 0 | 0 | 0 | 0 | 0 | 0 | 0 | 0 | 0 | 66661.2197 | 0 | 0 | 0 | 0 | 0 | 0 | 0 | 0 | 0 | 0
2016-11-27 20:00 | 0 | 0 | 0 | 0 | 0 | 267349.9969 | 462440.0431 | 398083 | 0 | 0 | 0 | 0 | 198884.1747 | 0 | 0 | 0 | 0 | 0 | 0 | 4208380.2406 | 0 | 0 | 0 | 0 | 0 | 0 | 0 | 0 | 0 | 0 | 0 | 0 | 0 | 0 | 0 | 0 | 0 | 0 | 0 | 0 | 0 | 331707.04 | 0 | 0 | 0 | 0 | 0 | 0 | 0 | 0 | 0 | 0
2016-11-27 21:00 | 0 | 0 | 0 | 0 | 0 | 0 | 455466.4136 | 406538 | 0 | 0 | 0 | 0 | 198884.1747 | 0 | 0 | 0 | 0 | 0 | 0 | 4257308.6542 | 0 | 0 | 0 | 0 | 0 | 0 | 0 | 0 | 0 | 0 | 0 | 0 | 0 | 0 | 0 | 0 | 0 | 0 | 0 | 0 | 0 | 48928.4136 | 0 | 0 | 0 | 0 | 0 | 0 | 0 | 0 | 0 | 0
2016-11-27 22:00 | 0 | 0 | 0 | 0 | 0 | 0 | 390986.6183 | 427369 | 0 | 0 | 0 | 0 | 128025.2243 | 0 | 0 | 0 | 0 | 0 | 0 | 4291785.223 | 0 | 0 | 0 | 0 | 0 | 0 | 0 | 0 | 0 | 0 | 0 | 0 | -70858.9504 | 0 | 0 | 0 | 0 | 0 | 0 | 0 | 0 | 34476.5687 | 0 | 0 | 0 | 0 | 0 | 0 | 0 | 0 | 0 | 0
2016-11-27 23:00 | 0 | 0 | 0 | 0 | 0 | 549818.9281 | 174207.4324 | 444427 | 0 | 0 | 0 | 0 | 75917.5448 | 0 | 0 | 0 | 0 | 0 | 0 | 4623492.263 | 0 | 0 | 0 | 0 | 0 | 0 | 0 | 0 | 0 | 0 | 0 | 0 | -52107.6795 | 0 | 0 | 0 | 0 | 0 | 0 | 0 | 0 | 331707.04 | 0 | 0 | 0 | 0 | 0 | 0 | 0 | 0 | 0 | 0
2016-11-28 | 0 | 0 | 0 | 0 | 0 | 829238.1103 | 6269.6092 | 451693 | 0 | 0 | 0 | 0 | 128025.2243 | 0 | 0 | 0 | 0 | 0 | 0 | 4955199.303 | 0 | 0 | 0 | 0 | 0 | 0 | 0 | 0 | 0 | 0 | 0 | 0 | 52107.6795 | 0 | 0 | 0 | 0 | 0 | 0 | 0 | 0 | 331707.04 | 0 | 0 | 0 | 0 | 0 | 0 | 0 | 0 | 0 | 0
2016-11-28 01:00 | 0 | 0 | 0 | 0 | 0 | 228809.732 | 0 | 450201 | 0 | 0 | 0 | 0 | 198884.1747 | 0 | 0 | 0 | 0 | 0 | 0 | 4662949.0846 | 0 | 0 | 0 | 0 | 0 | 0 | 0 | 0 | 0 | 0 | 0 | 0 | 70858.9504 | 0 | 0 | 0 | 0 | 0 | 0 | 0 | 0 | 0 | 292250.2184 | 0 | 0 | 0 | 0 | 0 | 0 | 0 | 0 | 0
2016-11-28 02:00 | 0 | 0 | 0 | 0 | 0 | 365238.0496 | 0 | 436097 | 0 | 0 | 0 | 0 | 128025.2243 | 0 | 0 | 0 | 0 | 0 | 0 | 4662949.0846 | 0 | 0 | 0 | 0 | 0 | 0 | 0 | 0 | 0 | 0 | 0 | 0 | -70858.9504 | 0 | 0 | 0 | 0 | 0 | 0 | 0 | 0 | 0 | 0 | 0 | 0 | 0 | 0 | 0 | 0 | 0 | 0 | 0
2016-11-28 03:00 | 0 | 0 | 0 | 0 | 0 | 823051.9904 | 0 | 420486 | 0 | 0 | 0 | 0 | 198884.1747 | 0 | 0 | 0 | 0 | 0 | 0 | 4994656.1246 | 0 | 0 | 0 | 0 | 0 | 0 | 0 | 0 | 0 | 0 | 0 | 0 | 70858.9504 | 0 | 0 | 0 | 0 | 0 | 0 | 0 | 0 | 331707.04 | 0 | 0 | 0 | 0 | 0 | 0 | 0 | 0 | 0 | 0
2016-11-28 04:00 | 0 | 0 | 0 | 0 | 0 | 107513.7816 | 0 | 399764 | 0 | 0 | 0 | 0 | 198884.1747 | 0 | 0 | 0 | 0 | 0 | 0 | 4702405.9062 | 0 | 0 | 0 | 0 | 0 | 0 | 0 | 0 | 0 | 0 | 0 | 0 | 0 | 0 | 0 | 0 | 0 | 0 | 0 | 0 | 0 | 0 | 292250.2184 | 0 | 0 | 0 | 0 | 0 | 0 | 0 | 0 | 0
2016-11-28 05:00 | 0 | 0 | 0 | 0 | 0 | 312565.0496 | 0 | 383424 | 0 | 0 | 0 | 0 | 128025.2243 | 0 | 0 | 0 | 0 | 0 | 0 | 4702405.9062 | 0 | 0 | 0 | 0 | 0 | 0 | 0 | 0 | 0 | 0 | 0 | 0 | -70858.9504 | 0 | 0 | 0 | 0 | 0 | 0 | 0 | 0 | 0 | 0 | 0 | 0 | 0 | 0 | 0 | 0 | 0 | 0 | 0
2016-11-28 06:00 | 0 | 0 | 0 | 0 | 0 | 771985.9904 | 0 | 369420 | 0 | 0 | 0 | 0 | 198884.1747 | 0 | 0 | 0 | 0 | 0 | 0 | 5034112.9462 | 0 | 0 | 0 | 0 | 0 | 0 | 0 | 0 | 0 | 0 | 0 | 0 | 70858.9504 | 0 | 0 | 0 | 0 | 0 | 0 | 0 | 0 | 331707.04 | 0 | 0 | 0 | 0 | 0 | 0 | 0 | 0 | 0 | 0
2016-11-28 07:00 | 0 | 0 | 0 | 0 | 0 | 362223 | 0 | 362223 | 0 | 0 | 0 | 0 | 198884.1747 | 0 | 0 | 0 | 0 | 0 | 0 | 5034112.9462 | 0 | 0 | 0 | 0 | 0 | 0 | 0 | 0 | 0 | 0 | 0 | 0 | 0 | 0 | 0 | 0 | 0 | 0 | 0 | 0 | 0 | 0 | 0 | 0 | 0 | 0 | 0 | 0 | 0 | 0 | 0 | 0
2016-11-28 08:00 | 0 | 0 | 0 | 0 | 0 | 620466.0896 | 0 | 359618 | 0 | 0 | 0 | 0 | 128025.2243 | 0 | 0 | 0 | 0 | 0 | 0 | 5365819.9862 | 0 | 0 | 0 | 0 | 0 | 0 | 0 | 0 | 0 | 0 | 0 | 0 | -70858.9504 | 0 | 0 | 0 | 0 | 0 | 0 | 0 | 0 | 331707.04 | 0 | 0 | 0 | 0 | 0 | 0 | 0 | 0 | 0 | 0
2016-11-28 09:00 | 0 | 0 | 0 | 0 | 0 | 140362.732 | 0 | 361754 | 0 | 0 | 0 | 0 | 198884.1747 | 0 | 0 | 0 | 0 | 0 | 0 | 5073569.7678 | 0 | 0 | 0 | 0 | 0 | 0 | 0 | 0 | 0 | 0 | 0 | 0 | 70858.9504 | 0 | 0 | 0 | 0 | 0 | 0 | 0 | 0 | 0 | 292250.2184 | 0 | 0 | 0 | 0 | 0 | 0 | 0 | 0 | 0
2016-11-28 10:00 | 0 | 0 | 0 | 0 | 0 | 415058.8216 | 0 | 375602 | 0 | 0 | 0 | 0 | 198884.1747 | 0 | 0 | 0 | 0 | 0 | 0 | 5113026.5894 | 0 | 0 | 0 | 0 | 0 | 0 | 0 | 0 | 0 | 0 | 0 | 0 | 0 | 0 | 0 | 0 | 0 | 0 | 0 | 0 | 0 | 331707.04 | 292250.2184 | 0 | 0 | 0 | 0 | 0 | 0 | 0 | 0 | 0
2016-11-28 11:00 | 0 | 0 | 0 | 0 | 0 | 43158.8312 | 0 | 406268 | 0 | 0 | 0 | 0 | 128025.2243 | 0 | 0 | 0 | 0 | 0 | 0 | 4820776.371 | 0 | 0 | 0 | 0 | 0 | 0 | 0 | 0 | 0 | 0 | 0 | 0 | -70858.9504 | 0 | 0 | 0 | 0 | 0 | 0 | 0 | 0 | 0 | 292250.2184 | 0 | 0 | 0 | 0 | 0 | 0 | 0 | 0 | 0
2016-11-28 12:00 | 0 | 0 | 0 | 0 | 0 | 416040.5477 | 0 | 433750 | 0 | 0 | 0 | 0 | 70858.9504 | 0 | 0 | 0 | 0 | 0 | 0 | 4860233.1926 | 0 | 0 | 0 | 0 | 0 | 0 | 0 | 0 | 0 | 0 | 0 | 0 | -57166.2739 | 0 | 0 | 0 | 0 | 0 | 0 | 0 | 0 | 331707.04 | 292250.2184 | 0 | 0 | 0 | 0 | 0 | 0 | 0 | 0 | 0
2016-11-28 13:00 | 0 | 0 | 0 | 0 | 0 | 82636.1095 | 1.7217 | 445747 | 0 | 0 | 0 | 0 | 0 | 0 | 0 | 0 | 0 | 0 | 0 | 4567982.9743 | 0 | 0 | 0 | 0 | 0 | 0 | 0 | 0 | 0 | 0 | 0 | 0 | -70858.9504 | 0 | 0 | 0 | 0 | 0 | 0 | 0 | 0 | 0 | 292250.2184 | 0 | 0 | 0 | 0 | 0 | 0 | 0 | 0 | 0
2016-11-28 14:00 | 0 | 0 | 0 | 0 | 0 | 725268.979 | 128193.0114 | 450896 | 0 | 0 | 0 | 0 | 70858.9504 | 0 | 0 | 0 | 0 | 0 | 0 | 4899690.0142 | 0 | 0 | 0 | 0 | 0 | 0 | 0 | 0 | 0 | 0 | 0 | 0 | 70858.9504 | 0 | 0 | 0 | 0 | 0 | 0 | 0 | 0 | 331707.04 | 0 | 0 | 0 | 0 | 0 | 0 | 0 | 0 | 0 | 0
2016-11-28 15:00 | 0 | 0 | 0 | 0 | 0 | 100726.089 | 338590.2344 | 453009 | 0 | 0 | 0 | 0 | 57166.2739 | 0 | 0 | 0 | 0 | 0 | 0 | 4899690.0142 | 0 | 0 | 0 | 0 | 0 | 0 | 0 | 0 | 0 | 0 | 0 | 0 | -13692.6765 | 0 | 0 | 0 | 0 | 0 | 0 | 0 | 0 | 0 | 0 | 0 | 0 | 0 | 0 | 0 | 0 | 0 | 0 | 0
2016-11-28 16:00 | 0 | 0 | 0 | 0 | 0 | 61279.1346 | 461849.8158 | 452270 | 0 | 0 | 0 | 0 | 128025.2243 | 0 | 0 | 0 | 0 | 0 | 0 | 4899690.0142 | 0 | 0 | 0 | 0 | 0 | 0 | 0 | 0 | 0 | 0 | 0 | 0 | 70858.9504 | 0 | 0 | 0 | 0 | 0 | 0 | 0 | 0 | 0 | 0 | 0 | 0 | 0 | 0 | 0 | 0 | 0 | 0 | 0
2016-11-28 17:00 | 0 | 0 | 0 | 0 | 0 | 366651.7284 | 485858.262 | 449944 | 0 | 0 | 0 | 0 | 198884.1747 | 0 | 0 | 0 | 0 | 0 | 0 | 5231397.0542 | 0 | 0 | 0 | 0 | 0 | 0 | 0 | 0 | 0 | 0 | 0 | 0 | 70858.9504 | 0 | 0 | 0 | 0 | 0 | 0 | 0 | 0 | 331707.04 | 0 | 0 | 0 | 0 | 0 | 0 | 0 | 0 | 0 | 0
2016-11-28 18:00 | 0 | 0 | 0 | 0 | 0 | 0 | 480714.4486 | 447330 | 0 | 0 | 0 | 0 | 198884.1747 | 0 | 0 | 0 | 0 | 0 | 0 | 5264781.5029 | 0 | 0 | 0 | 0 | 0 | 0 | 0 | 0 | 0 | 0 | 0 | 0 | 0 | 0 | 0 | 0 | 0 | 0 | 0 | 0 | 0 | 33384.4486 | 0 | 0 | 0 | 0 | 0 | 0 | 0 | 0 | 0 | 0
2016-11-28 19:00 | 0 | 0 | 0 | 0 | 0 | 303414.9977 | 473935.0423 | 445643 | 0 | 0 | 0 | 0 | 198884.1747 | 0 | 0 | 0 | 0 | 0 | 0 | 5596488.5429 | 0 | 0 | 0 | 0 | 0 | 0 | 0 | 0 | 0 | 0 | 0 | 0 | 0 | 0 | 0 | 0 | 0 | 0 | 0 | 0 | 0 | 331707.04 | 0 | 0 | 0 | 0 | 0 | 0 | 0 | 0 | 0 | 0
2016-11-28 20:00 | 0 | 0 | 0 | 0 | 0 | 0 | 476420.0875 | 445537 | 0 | 0 | 0 | 0 | 198884.1747 | 0 | 0 | 0 | 0 | 0 | 0 | 5627371.6304 | 0 | 0 | 0 | 0 | 0 | 0 | 0 | 0 | 0 | 0 | 0 | 0 | 0 | 0 | 0 | 0 | 0 | 0 | 0 | 0 | 0 | 30883.0875 | 0 | 0 | 0 | 0 | 0 | 0 | 0 | 0 | 0 | 0
2016-11-28 21:00 | 0 | 0 | 0 | 0 | 0 | 0 | 467109.5607 | 451033 | 0 | 0 | 0 | 0 | 198884.1747 | 0 | 0 | 0 | 0 | 0 | 0 | 5643448.191 | 0 | 0 | 0 | 0 | 0 | 0 | 0 | 0 | 0 | 0 | 0 | 0 | 0 | 0 | 0 | 0 | 0 | 0 | 0 | 0 | 0 | 16076.5607 | 0 | 0 | 0 | 0 | 0 | 0 | 0 | 0 | 0 | 0
2016-11-28 22:00 | 0 | 0 | 0 | 0 | 0 | 80306.187 | 386032.813 | 466339 | 0 | 0 | 0 | 0 | 198884.1747 | 0 | 0 | 0 | 0 | 0 | 0 | 5643448.191 | 0 | 0 | 0 | 0 | 0 | 0 | 0 | 0 | 0 | 0 | 0 | 0 | 0 | 0 | 0 | 0 | 0 | 0 | 0 | 0 | 0 | 0 | 0 | 0 | 0 | 0 | 0 | 0 | 0 | 0 | 0 | 0
2016-11-28 23:00 | 0 | 0 | 0 | 0 | 0 | 0 | 180230.378 | 477026 | 0 | 0 | 0 | 0 | 128025.2243 | 0 | 0 | 0 | 0 | 0 | 0 | 5417511.5194 | 0 | 0 | 0 | 0 | 0 | 0 | 0 | 0 | 0 | 0 | 0 | 0 | -70858.9504 | 0 | 0 | 0 | 0 | 0 | 0 | 0 | 0 | 66313.5468 | 292250.2184 | 0 | 0 | 0 | 0 | 0 | 0 | 0 | 0 | 0
2016-11-29 | 0 | 0 | 0 | 0 | 0 | 442858.8688 | 6038.0024 | 480299 | 0 | 0 | 0 | 0 | 57166.2739 | 0 | 0 | 0 | 0 | 0 | 0 | 5456968.341 | 0 | 0 | 0 | 0 | 0 | 0 | 0 | 0 | 0 | 0 | 0 | 0 | -70858.9504 | 0 | 0 | 0 | 0 | 0 | 0 | 0 | 0 | 331707.04 | 292250.2184 | 0 | 0 | 0 | 0 | 0 | 0 | 0 | 0 | 0
2016-11-29 01:00 | 0 | 0 | 0 | 0 | 0 | 586339.772 | 0 | 476024 | 0 | 0 | 0 | 0 | 128025.2243 | 0 | 0 | 0 | 0 | 0 | 0 | 5496425.1626 | 0 | 0 | 0 | 0 | 0 | 0 | 0 | 0 | 0 | 0 | 0 | 0 | 70858.9504 | 0 | 0 | 0 | 0 | 0 | 0 | 0 | 0 | 331707.04 | 292250.2184 | 0 | 0 | 0 | 0 | 0 | 0 | 0 | 0 | 0
2016-11-29 02:00 | 0 | 0 | 0 | 0 | 0 | 428969.8712 | 0 | 460372 | 0 | 0 | 0 | 0 | 57166.2739 | 0 | 0 | 0 | 0 | 0 | 0 | 5535881.9843 | 0 | 0 | 0 | 0 | 0 | 0 | 0 | 0 | 0 | 0 | 0 | 0 | -70858.9504 | 0 | 0 | 0 | 0 | 0 | 0 | 0 | 0 | 331707.04 | 292250.2184 | 0 | 0 | 0 | 0 | 0 | 0 | 0 | 0 | 0
2016-11-29 03:00 | 0 | 0 | 0 | 0 | 0 | 547733.772 | 0 | 437418 | 0 | 0 | 0 | 0 | 128025.2243 | 0 | 0 | 0 | 0 | 0 | 0 | 5575338.8059 | 0 | 0 | 0 | 0 | 0 | 0 | 0 | 0 | 0 | 0 | 0 | 0 | 70858.9504 | 0 | 0 | 0 | 0 | 0 | 0 | 0 | 0 | 331707.04 | 292250.2184 | 0 | 0 | 0 | 0 | 0 | 0 | 0 | 0 | 0
2016-11-29 04:00 | 0 | 0 | 0 | 0 | 0 | 521467.772 | 0 | 411152 | 0 | 0 | 0 | 0 | 198884.1747 | 0 | 0 | 0 | 0 | 0 | 0 | 5614795.6275 | 0 | 0 | 0 | 0 | 0 | 0 | 0 | 0 | 0 | 0 | 0 | 0 | 70858.9504 | 0 | 0 | 0 | 0 | 0 | 0 | 0 | 0 | 331707.04 | 292250.2184 | 0 | 0 | 0 | 0 | 0 | 0 | 0 | 0 | 0
2016-11-29 05:00 | 0 | 0 | 0 | 0 | 0 | 25285.8312 | 0 | 388395 | 0 | 0 | 0 | 0 | 128025.2243 | 0 | 0 | 0 | 0 | 0 | 0 | 5322545.4091 | 0 | 0 | 0 | 0 | 0 | 0 | 0 | 0 | 0 | 0 | 0 | 0 | -70858.9504 | 0 | 0 | 0 | 0 | 0 | 0 | 0 | 0 | 0 | 292250.2184 | 0 | 0 | 0 | 0 | 0 | 0 | 0 | 0 | 0
2016-11-29 06:00 | 0 | 0 | 0 | 0 | 0 | 481180.772 | 0 | 370865 | 0 | 0 | 0 | 0 | 198884.1747 | 0 | 0 | 0 | 0 | 0 | 0 | 5362002.2307 | 0 | 0 | 0 | 0 | 0 | 0 | 0 | 0 | 0 | 0 | 0 | 0 | 70858.9504 | 0 | 0 | 0 | 0 | 0 | 0 | 0 | 0 | 331707.04 | 292250.2184 | 0 | 0 | 0 | 0 | 0 | 0 | 0 | 0 | 0
2016-11-29 07:00 | 0 | 0 | 0 | 0 | 0 | 66951.7816 | 0 | 359202 | 0 | 0 | 0 | 0 | 198884.1747 | 0 | 0 | 0 | 0 | 0 | 0 | 5069752.0123 | 0 | 0 | 0 | 0 | 0 | 0 | 0 | 0 | 0 | 0 | 0 | 0 | 0 | 0 | 0 | 0 | 0 | 0 | 0 | 0 | 0 | 0 | 292250.2184 | 0 | 0 | 0 | 0 | 0 | 0 | 0 | 0 | 0
2016-11-29 08:00 | 0 | 0 | 0 | 0 | 0 | 322070.8712 | 0 | 353473 | 0 | 0 | 0 | 0 | 128025.2243 | 0 | 0 | 0 | 0 | 0 | 0 | 5109208.8339 | 0 | 0 | 0 | 0 | 0 | 0 | 0 | 0 | 0 | 0 | 0 | 0 | -70858.9504 | 0 | 0 | 0 | 0 | 0 | 0 | 0 | 0 | 331707.04 | 292250.2184 | 0 | 0 | 0 | 0 | 0 | 0 | 0 | 0 | 0
2016-11-29 09:00 | 0 | 0 | 0 | 0 | 0 | 393475.8216 | 0 | 354019 | 0 | 0 | 0 | 0 | 128025.2243 | 0 | 0 | 0 | 0 | 0 | 0 | 5148665.6556 | 0 | 0 | 0 | 0 | 0 | 0 | 0 | 0 | 0 | 0 | 0 | 0 | 0 | 0 | 0 | 0 | 0 | 0 | 0 | 0 | 0 | 331707.04 | 292250.2184 | 0 | 0 | 0 | 0 | 0 | 0 | 0 | 0 | 0
2016-11-29 10:00 | 0 | 0 | 0 | 0 | 0 | 142695.732 | 0 | 364087 | 0 | 0 | 0 | 0 | 198884.1747 | 0 | 0 | 0 | 0 | 0 | 0 | 4856415.4372 | 0 | 0 | 0 | 0 | 0 | 0 | 0 | 0 | 0 | 0 | 0 | 0 | 70858.9504 | 0 | 0 | 0 | 0 | 0 | 0 | 0 | 0 | 0 | 292250.2184 | 0 | 0 | 0 | 0 | 0 | 0 | 0 | 0 | 0
2016-11-29 11:00 | 0 | 0 | 0 | 0 | 0 | 374969.5477 | 0 | 392679 | 0 | 0 | 0 | 0 | 141717.9008 | 0 | 0 | 0 | 0 | 0 | 0 | 4895872.2588 | 0 | 0 | 0 | 0 | 0 | 0 | 0 | 0 | 0 | 0 | 0 | 0 | -57166.2739 | 0 | 0 | 0 | 0 | 0 | 0 | 0 | 0 | 331707.04 | 292250.2184 | 0 | 0 | 0 | 0 | 0 | 0 | 0 | 0 | 0
2016-11-29 12:00 | 0 | 0 | 0 | 0 | 0 | 389803.8712 | 0 | 421206 | 0 | 0 | 0 | 0 | 70858.9504 | 0 | 0 | 0 | 0 | 0 | 0 | 4935329.0804 | 0 | 0 | 0 | 0 | 0 | 0 | 0 | 0 | 0 | 0 | 0 | 0 | -70858.9504 | 0 | 0 | 0 | 0 | 0 | 0 | 0 | 0 | 331707.04 | 292250.2184 | 0 | 0 | 0 | 0 | 0 | 0 | 0 | 0 | 0
2016-11-29 13:00 | 0 | 0 | 0 | 0 | 0 | 403348.6429 | 1.2283 | 434752 | 0 | 0 | 0 | 0 | 0 | 0 | 0 | 0 | 0 | 0 | 0 | 4974785.902 | 0 | 0 | 0 | 0 | 0 | 0 | 0 | 0 | 0 | 0 | 0 | 0 | -70858.9504 | 0 | 0 | 0 | 0 | 0 | 0 | 0 | 0 | 331707.04 | 292250.2184 | 0 | 0 | 0 | 0 | 0 | 0 | 0 | 0 | 0
2016-11-29 14:00 | 0 | 0 | 0 | 0 | 0 | 485148.9673 | 67858.8048 | 442692 | 0 | 0 | 0 | 0 | 70858.9504 | 0 | 0 | 0 | 0 | 0 | 0 | 5014242.7236 | 0 | 0 | 0 | 0 | 0 | 0 | 0 | 0 | 0 | 0 | 0 | 0 | 70858.9504 | 0 | 0 | 0 | 0 | 0 | 0 | 0 | 0 | 331707.04 | 292250.2184 | 0 | 0 | 0 | 0 | 0 | 0 | 0 | 0 | 0
2016-11-29 15:00 | 0 | 0 | 0 | 0 | 0 | 0 | 465799.028 | 447076 | 0 | 0 | 0 | 0 | 0 | 0 | 0 | 0 | 0 | 0 | 0 | 5103824.702 | 0 | 0 | 0 | 0 | 0 | 0 | 0 | 0 | 0 | 0 | 0 | 0 | -70858.9504 | 0 | 0 | 0 | 0 | 0 | 0 | 0 | 0 | 89581.9784 | 0 | 0 | 0 | 0 | 0 | 0 | 0 | 0 | 0 | 0
2016-11-29 16:00 | 0 | 0 | 0 | 0 | 0 | 0 | 625614.763 | 447270 | 0 | 0 | 0 | 0 | 0 | 0 | 0 | 0 | 0 | 0 | 0 | 5282169.465 | 0 | 0 | 0 | 0 | 0 | 0 | 0 | 0 | 0 | 0 | 0 | 0 | 0 | 0 | 0 | 0 | 0 | 0 | 0 | 0 | 0 | 178344.763 | 0 | 0 | 0 | 0 | 0 | 0 | 0 | 0 | 0 | 0
2016-11-29 17:00 | 0 | 0 | 0 | 0 | 0 | 0 | 612416.6536 | 446183 | 0 | 0 | 0 | 0 | 0 | 0 | 0 | 0 | 0 | 0 | 0 | 5448403.1186 | 0 | 0 | 0 | 0 | 0 | 0 | 0 | 0 | 0 | 0 | 0 | 0 | 0 | 0 | 0 | 0 | 0 | 0 | 0 | 0 | 0 | 166233.6536 | 0 | 0 | 0 | 0 | 0 | 0 | 0 | 0 | 0 | 0
2016-11-29 18:00 | 0 | 0 | 0 | 0 | 0 | 0 | 560619.323 | 445690 | 0 | 0 | 0 | 0 | 0 | 0 | 0 | 0 | 0 | 0 | 0 | 5563332.4416 | 0 | 0 | 0 | 0 | 0 | 0 | 0 | 0 | 0 | 0 | 0 | 0 | 0 | 0 | 0 | 0 | 0 | 0 | 0 | 0 | 0 | 114929.323 | 0 | 0 | 0 | 0 | 0 | 0 | 0 | 0 | 0 | 0
2016-11-29 19:00 | 0 | 0 | 0 | 0 | 0 | 0 | 540335.8625 | 443770 | 0 | 0 | 0 | 0 | 70858.9504 | 0 | 0 | 0 | 0 | 0 | 0 | 5589039.3538 | 0 | 0 | 0 | 0 | 0 | 0 | 0 | 0 | 0 | 0 | 0 | 0 | 70858.9504 | 0 | 0 | 0 | 0 | 0 | 0 | 0 | 0 | 25706.9121 | 0 | 0 | 0 | 0 | 0 | 0 | 0 | 0 | 0 | 0
2016-11-29 20:00 | 0 | 0 | 0 | 0 | 0 | 0 | 548722.2863 | 441815 | 0 | 0 | 0 | 0 | 0 | 0 | 0 | 0 | 0 | 0 | 0 | 5766805.5904 | 0 | 0 | 0 | 0 | 0 | 0 | 0 | 0 | 0 | 0 | 0 | 0 | -70858.9504 | 0 | 0 | 0 | 0 | 0 | 0 | 0 | 0 | 177766.2367 | 0 | 0 | 0 | 0 | 0 | 0 | 0 | 0 | 0 | 0
2016-11-29 21:00 | 0 | 0 | 0 | 0 | 0 | 0 | 563880.8011 | 444535 | 0 | 0 | 0 | 0 | 0 | 0 | 0 | 0 | 0 | 0 | 0 | 5886151.3915 | 0 | 0 | 0 | 0 | 0 | 0 | 0 | 0 | 0 | 0 | 0 | 0 | 0 | 0 | 0 | 0 | 0 | 0 | 0 | 0 | 0 | 119345.8011 | 0 | 0 | 0 | 0 | 0 | 0 | 0 | 0 | 0 | 0
2016-11-29 22:00 | 0 | 0 | 0 | 0 | 0 | 0 | 526504.2054 | 457321 | 0 | 0 | 0 | 0 | 0 | 0 | 0 | 0 | 0 | 0 | 0 | 5955334.5969 | 0 | 0 | 0 | 0 | 0 | 0 | 0 | 0 | 0 | 0 | 0 | 0 | 0 | 0 | 0 | 0 | 0 | 0 | 0 | 0 | 0 | 69183.2054 | 0 | 0 | 0 | 0 | 0 | 0 | 0 | 0 | 0 | 0
2016-11-29 23:00 | 0 | 0 | 0 | 0 | 0 | 266460.0998 | 274491.8506 | 470093 | 0 | 0 | 0 | 0 | 70858.9504 | 0 | 0 | 0 | 0 | 0 | 0 | 5955334.5969 | 0 | 0 | 0 | 0 | 0 | 0 | 0 | 0 | 0 | 0 | 0 | 0 | 70858.9504 | 0 | 0 | 0 | 0 | 0 | 0 | 0 | 0 | 0 | 0 | 0 | 0 | 0 | 0 | 0 | 0 | 0 | 0 | 0
2016-11-30 | 0 | 0 | 0 | 0 | 0 | 565996.4413 | 5758.6541 | 475132 | 0 | 0 | 0 | 0 | 128025.2243 | 0 | 0 | 0 | 0 | 0 | 0 | 5994791.4185 | 0 | 0 | 0 | 0 | 0 | 0 | 0 | 0 | 0 | 0 | 0 | 0 | 57166.2739 | 0 | 0 | 0 | 0 | 0 | 0 | 0 | 0 | 331707.04 | 292250.2184 | 0 | 0 | 0 | 0 | 0 | 0 | 0 | 0 | 0
2016-11-30 01:00 | 0 | 0 | 0 | 0 | 0 | 582372.772 | 0 | 472057 | 0 | 0 | 0 | 0 | 198884.1747 | 0 | 0 | 0 | 0 | 0 | 0 | 6034248.2401 | 0 | 0 | 0 | 0 | 0 | 0 | 0 | 0 | 0 | 0 | 0 | 0 | 70858.9504 | 0 | 0 | 0 | 0 | 0 | 0 | 0 | 0 | 331707.04 | 292250.2184 | 0 | 0 | 0 | 0 | 0 | 0 | 0 | 0 | 0
2016-11-30 02:00 | 0 | 0 | 0 | 0 | 0 | 496769.8216 | 0 | 457313 | 0 | 0 | 0 | 0 | 198884.1747 | 0 | 0 | 0 | 0 | 0 | 0 | 6073705.0617 | 0 | 0 | 0 | 0 | 0 | 0 | 0 | 0 | 0 | 0 | 0 | 0 | 0 | 0 | 0 | 0 | 0 | 0 | 0 | 0 | 0 | 331707.04 | 292250.2184 | 0 | 0 | 0 | 0 | 0 | 0 | 0 | 0 | 0
2016-11-30 03:00 | 0 | 0 | 0 | 0 | 0 | 404225.8712 | 0 | 435628 | 0 | 0 | 0 | 0 | 128025.2243 | 0 | 0 | 0 | 0 | 0 | 0 | 6113161.8834 | 0 | 0 | 0 | 0 | 0 | 0 | 0 | 0 | 0 | 0 | 0 | 0 | -70858.9504 | 0 | 0 | 0 | 0 | 0 | 0 | 0 | 0 | 331707.04 | 292250.2184 | 0 | 0 | 0 | 0 | 0 | 0 | 0 | 0 | 0
2016-11-30 04:00 | 0 | 0 | 0 | 0 | 0 | 520791.772 | 0 | 410476 | 0 | 0 | 0 | 0 | 198884.1747 | 0 | 0 | 0 | 0 | 0 | 0 | 6152618.705 | 0 | 0 | 0 | 0 | 0 | 0 | 0 | 0 | 0 | 0 | 0 | 0 | 70858.9504 | 0 | 0 | 0 | 0 | 0 | 0 | 0 | 0 | 331707.04 | 292250.2184 | 0 | 0 | 0 | 0 | 0 | 0 | 0 | 0 | 0
2016-11-30 05:00 | 0 | 0 | 0 | 0 | 0 | 426515.8216 | 0 | 387059 | 0 | 0 | 0 | 0 | 198884.1747 | 0 | 0 | 0 | 0 | 0 | 0 | 6192075.5266 | 0 | 0 | 0 | 0 | 0 | 0 | 0 | 0 | 0 | 0 | 0 | 0 | 0 | 0 | 0 | 0 | 0 | 0 | 0 | 0 | 0 | 331707.04 | 292250.2184 | 0 | 0 | 0 | 0 | 0 | 0 | 0 | 0 | 0
2016-11-30 06:00 | 0 | 0 | 0 | 0 | 0 | 337672.8712 | 0 | 369075 | 0 | 0 | 0 | 0 | 128025.2243 | 0 | 0 | 0 | 0 | 0 | 0 | 6231532.3482 | 0 | 0 | 0 | 0 | 0 | 0 | 0 | 0 | 0 | 0 | 0 | 0 | -70858.9504 | 0 | 0 | 0 | 0 | 0 | 0 | 0 | 0 | 331707.04 | 292250.2184 | 0 | 0 | 0 | 0 | 0 | 0 | 0 | 0 | 0
2016-11-30 07:00 | 0 | 0 | 0 | 0 | 0 | 136167.732 | 0 | 357559 | 0 | 0 | 0 | 0 | 198884.1747 | 0 | 0 | 0 | 0 | 0 | 0 | 5939282.1298 | 0 | 0 | 0 | 0 | 0 | 0 | 0 | 0 | 0 | 0 | 0 | 0 | 70858.9504 | 0 | 0 | 0 | 0 | 0 | 0 | 0 | 0 | 0 | 292250.2184 | 0 | 0 | 0 | 0 | 0 | 0 | 0 | 0 | 0
2016-11-30 08:00 | 0 | 0 | 0 | 0 | 0 | 320585.8712 | 0 | 351988 | 0 | 0 | 0 | 0 | 128025.2243 | 0 | 0 | 0 | 0 | 0 | 0 | 5978738.9514 | 0 | 0 | 0 | 0 | 0 | 0 | 0 | 0 | 0 | 0 | 0 | 0 | -70858.9504 | 0 | 0 | 0 | 0 | 0 | 0 | 0 | 0 | 331707.04 | 292250.2184 | 0 | 0 | 0 | 0 | 0 | 0 | 0 | 0 | 0
2016-11-30 09:00 | 0 | 0 | 0 | 0 | 0 | 463661.772 | 0 | 353346 | 0 | 0 | 0 | 0 | 198884.1747 | 0 | 0 | 0 | 0 | 0 | 0 | 6018195.773 | 0 | 0 | 0 | 0 | 0 | 0 | 0 | 0 | 0 | 0 | 0 | 0 | 70858.9504 | 0 | 0 | 0 | 0 | 0 | 0 | 0 | 0 | 331707.04 | 292250.2184 | 0 | 0 | 0 | 0 | 0 | 0 | 0 | 0 | 0
2016-11-30 10:00 | 0 | 0 | 0 | 0 | 0 | 404599.8216 | 0 | 365143 | 0 | 0 | 0 | 0 | 198884.1747 | 0 | 0 | 0 | 0 | 0 | 0 | 6057652.5946 | 0 | 0 | 0 | 0 | 0 | 0 | 0 | 0 | 0 | 0 | 0 | 0 | 0 | 0 | 0 | 0 | 0 | 0 | 0 | 0 | 0 | 331707.04 | 292250.2184 | 0 | 0 | 0 | 0 | 0 | 0 | 0 | 0 | 0
2016-11-30 11:00 | 0 | 0 | 0 | 0 | 0 | 30347.8312 | 0 | 393457 | 0 | 0 | 0 | 0 | 128025.2243 | 0 | 0 | 0 | 0 | 0 | 0 | 5765402.3763 | 0 | 0 | 0 | 0 | 0 | 0 | 0 | 0 | 0 | 0 | 0 | 0 | -70858.9504 | 0 | 0 | 0 | 0 | 0 | 0 | 0 | 0 | 0 | 292250.2184 | 0 | 0 | 0 | 0 | 0 | 0 | 0 | 0 | 0
2016-11-30 12:00 | 0 | 0 | 0 | 0 | 0 | 403905.5477 | 0 | 421615 | 0 | 0 | 0 | 0 | 70858.9504 | 0 | 0 | 0 | 0 | 0 | 0 | 5804859.1979 | 0 | 0 | 0 | 0 | 0 | 0 | 0 | 0 | 0 | 0 | 0 | 0 | -57166.2739 | 0 | 0 | 0 | 0 | 0 | 0 | 0 | 0 | 331707.04 | 292250.2184 | 0 | 0 | 0 | 0 | 0 | 0 | 0 | 0 | 0
2016-11-30 13:00 | 0 | 0 | 0 | 0 | 0 | 72549.1446 | 0.68659 | 435659 | 0 | 0 | 0 | 0 | 0 | 0 | 0 | 0 | 0 | 0 | 0 | 5512608.9795 | 0 | 0 | 0 | 0 | 0 | 0 | 0 | 0 | 0 | 0 | 0 | 0 | -70858.9504 | 0 | 0 | 0 | 0 | 0 | 0 | 0 | 0 | 0 | 292250.2184 | 0 | 0 | 0 | 0 | 0 | 0 | 0 | 0 | 0
2016-11-30 14:00 | 0 | 0 | 0 | 0 | 0 | 470876.5102 | 83416.4669 | 444282 | 0 | 0 | 0 | 0 | 70858.9504 | 0 | 0 | 0 | 0 | 0 | 0 | 5551761.0062 | 0 | 0 | 0 | 0 | 0 | 0 | 0 | 0 | 0 | 0 | 0 | 0 | 70858.9504 | 0 | 0 | 0 | 0 | 0 | 0 | 0 | 0 | 331402.2451 | 292250.2184 | 0 | 0 | 0 | 0 | 0 | 0 | 0 | 0 | 0
2016-11-30 15:00 | 0 | 0 | 0 | 0 | 0 | 0 | 539856.5349 | 448406 | 0 | 0 | 0 | 0 | 0 | 0 | 0 | 0 | 0 | 0 | 0 | 5714070.4914 | 0 | 0 | 0 | 0 | 0 | 0 | 0 | 0 | 0 | 0 | 0 | 0 | -70858.9504 | 0 | 0 | 0 | 0 | 0 | 0 | 0 | 0 | 162309.4853 | 0 | 0 | 0 | 0 | 0 | 0 | 0 | 0 | 0 | 0
2016-11-30 16:00 | 0 | 0 | 0 | 0 | 0 | 214385.604 | 637573.3864 | 449393 | 0 | 0 | 0 | 0 | 70858.9504 | 0 | 0 | 0 | 0 | 0 | 0 | 6045777.5314 | 0 | 0 | 0 | 0 | 0 | 0 | 0 | 0 | 0 | 0 | 0 | 0 | 70858.9504 | 0 | 0 | 0 | 0 | 0 | 0 | 0 | 0 | 331707.04 | 0 | 0 | 0 | 0 | 0 | 0 | 0 | 0 | 0 | 0
2016-11-30 17:00 | 0 | 0 | 0 | 0 | 0 | 0 | 627123.0935 | 447517 | 0 | 0 | 0 | 0 | 0 | 0 | 0 | 0 | 0 | 0 | 0 | 6296242.5754 | 0 | 0 | 0 | 0 | 0 | 0 | 0 | 0 | 0 | 0 | 0 | 0 | -70858.9504 | 0 | 0 | 0 | 0 | 0 | 0 | 0 | 0 | 250465.0439 | 0 | 0 | 0 | 0 | 0 | 0 | 0 | 0 | 0 | 0
2016-11-30 18:00 | 0 | 0 | 0 | 0 | 0 | 0 | 593708.6094 | 445504 | 0 | 0 | 0 | 0 | 0 | 0 | 0 | 0 | 0 | 0 | 0 | 6444447.1847 | 0 | 0 | 0 | 0 | 0 | 0 | 0 | 0 | 0 | 0 | 0 | 0 | 0 | 0 | 0 | 0 | 0 | 0 | 0 | 0 | 0 | 148204.6094 | 0 | 0 | 0 | 0 | 0 | 0 | 0 | 0 | 0 | 0
2016-11-30 19:00 | 0 | 0 | 0 | 0 | 0 | 0 | 578636.9781 | 444301 | 0 | 0 | 0 | 0 | 0 | 0 | 0 | 0 | 0 | 0 | 0 | 6578783.1628 | 0 | 0 | 0 | 0 | 0 | 0 | 0 | 0 | 0 | 0 | 0 | 0 | 0 | 0 | 0 | 0 | 0 | 0 | 0 | 0 | 0 | 134335.9781 | 0 | 0 | 0 | 0 | 0 | 0 | 0 | 0 | 0 | 0
2016-11-30 20:00 | 0 | 0 | 0 | 0 | 0 | 0 | 590782.6522 | 442947 | 0 | 0 | 0 | 0 | 70858.9504 | 0 | 0 | 0 | 0 | 0 | 0 | 6655759.8646 | 0 | 0 | 0 | 0 | 0 | 0 | 0 | 0 | 0 | 0 | 0 | 0 | 70858.9504 | 0 | 0 | 0 | 0 | 0 | 0 | 0 | 0 | 76976.7018 | 0 | 0 | 0 | 0 | 0 | 0 | 0 | 0 | 0 | 0
2016-11-30 21:00 | 0 | 0 | 0 | 0 | 0 | 96642.5049 | 610991.5847 | 446786 | 0 | 0 | 0 | 0 | 0 | 0 | 0 | 0 | 0 | 0 | 0 | 6987466.9046 | 0 | 0 | 0 | 0 | 0 | 0 | 0 | 0 | 0 | 0 | 0 | 0 | -70858.9504 | 0 | 0 | 0 | 0 | 0 | 0 | 0 | 0 | 331707.04 | 0 | 0 | 0 | 0 | 0 | 0 | 0 | 0 | 0 | 0
2016-11-30 22:00 | 0 | 0 | 0 | 0 | 0 | 0 | 533669.4618 | 459609 | 0 | 0 | 0 | 0 | 70858.9504 | 0 | 0 | 0 | 0 | 0 | 0 | 6990668.416 | 0 | 0 | 0 | 0 | 0 | 0 | 0 | 0 | 0 | 0 | 0 | 0 | 70858.9504 | 0 | 0 | 0 | 0 | 0 | 0 | 0 | 0 | 3201.5114 | 0 | 0 | 0 | 0 | 0 | 0 | 0 | 0 | 0 | 0
2016-11-30 23:00 | 0 | 0 | 0 | 0 | 0 | 239046.2351 | 218889.0883 | 471628 | 0 | 0 | 0 | 0 | 57166.2739 | 0 | 0 | 0 | 0 | 0 | 0 | 6990668.416 | 0 | 0 | 0 | 0 | 0 | 0 | 0 | 0 | 0 | 0 | 0 | 0 | -13692.6765 | 0 | 0 | 0 | 0 | 0 | 0 | 0 | 0 | 0 | 0 | 0 | 0 | 0 | 0 | 0 | 0 | 0 | 0 | 0
2016-12-01 | 0 | 0 | 0 | 0 | 0 | 514759.2864 | 3878.9885 | 477172 | 0 | 0 | 0 | 0 | 128025.2243 | 0 | 0 | 0 | 0 | 0 | 0 | 6961275.7406 | 0 | 0 | 0 | 0 | 0 | 0 | 0 | 0 | 0 | 0 | 0 | 0 | 70858.9504 | 0 | 0 | 0 | 0 | 0 | 0 | 0 | 0 | 262857.5429 | 292250.2184 | 0 | 0 | 0 | 0 | 0 | 0 | 0 | 0 | 0
2016-12-01 01:00 | 0 | 0 | 0 | 0 | 0 | 444277.8712 | 0 | 475680 | 0 | 0 | 0 | 0 | 57166.2739 | 0 | 0 | 0 | 0 | 0 | 0 | 7000732.5622 | 0 | 0 | 0 | 0 | 0 | 0 | 0 | 0 | 0 | 0 | 0 | 0 | -70858.9504 | 0 | 0 | 0 | 0 | 0 | 0 | 0 | 0 | 331707.04 | 292250.2184 | 0 | 0 | 0 | 0 | 0 | 0 | 0 | 0 | 0
2016-12-01 02:00 | 0 | 0 | 0 | 0 | 0 | 477103.191 | 0 | 462867 | 0 | 0 | 0 | 0 | 128025.2243 | 0 | 0 | 0 | 0 | 0 | 0 | 6944109.8027 | 0 | 0 | 0 | 0 | 0 | 0 | 0 | 0 | 0 | 0 | 0 | 0 | 70858.9504 | 0 | 0 | 0 | 0 | 0 | 0 | 0 | 0 | 235627.459 | 292250.2184 | 0 | 0 | 0 | 0 | 0 | 0 | 0 | 0 | 0
2016-12-01 03:00 | 0 | 0 | 0 | 0 | 0 | 220536.732 | 0 | 441928 | 0 | 0 | 0 | 0 | 198884.1747 | 0 | 0 | 0 | 0 | 0 | 0 | 6651859.5844 | 0 | 0 | 0 | 0 | 0 | 0 | 0 | 0 | 0 | 0 | 0 | 0 | 70858.9504 | 0 | 0 | 0 | 0 | 0 | 0 | 0 | 0 | 0 | 292250.2184 | 0 | 0 | 0 | 0 | 0 | 0 | 0 | 0 | 0
2016-12-01 04:00 | 0 | 0 | 0 | 0 | 0 | 457666.8216 | 0 | 418210 | 0 | 0 | 0 | 0 | 198884.1747 | 0 | 0 | 0 | 0 | 0 | 0 | 6691316.406 | 0 | 0 | 0 | 0 | 0 | 0 | 0 | 0 | 0 | 0 | 0 | 0 | 0 | 0 | 0 | 0 | 0 | 0 | 0 | 0 | 0 | 331707.04 | 292250.2184 | 0 | 0 | 0 | 0 | 0 | 0 | 0 | 0 | 0
2016-12-01 05:00 | 0 | 0 | 0 | 0 | 0 | 364787.8712 | 0 | 396190 | 0 | 0 | 0 | 0 | 128025.2243 | 0 | 0 | 0 | 0 | 0 | 0 | 6730773.2276 | 0 | 0 | 0 | 0 | 0 | 0 | 0 | 0 | 0 | 0 | 0 | 0 | -70858.9504 | 0 | 0 | 0 | 0 | 0 | 0 | 0 | 0 | 331707.04 | 292250.2184 | 0 | 0 | 0 | 0 | 0 | 0 | 0 | 0 | 0
2016-12-01 06:00 | 0 | 0 | 0 | 0 | 0 | 158090.732 | 0 | 379482 | 0 | 0 | 0 | 0 | 198884.1747 | 0 | 0 | 0 | 0 | 0 | 0 | 6438523.0092 | 0 | 0 | 0 | 0 | 0 | 0 | 0 | 0 | 0 | 0 | 0 | 0 | 70858.9504 | 0 | 0 | 0 | 0 | 0 | 0 | 0 | 0 | 0 | 292250.2184 | 0 | 0 | 0 | 0 | 0 | 0 | 0 | 0 | 0
2016-12-01 07:00 | 0 | 0 | 0 | 0 | 0 | 338425.8712 | 0 | 369828 | 0 | 0 | 0 | 0 | 128025.2243 | 0 | 0 | 0 | 0 | 0 | 0 | 6477979.8308 | 0 | 0 | 0 | 0 | 0 | 0 | 0 | 0 | 0 | 0 | 0 | 0 | -70858.9504 | 0 | 0 | 0 | 0 | 0 | 0 | 0 | 0 | 331707.04 | 292250.2184 | 0 | 0 | 0 | 0 | 0 | 0 | 0 | 0 | 0
2016-12-01 08:00 | 0 | 0 | 0 | 0 | 0 | 334804.8712 | 0 | 366207 | 0 | 0 | 0 | 0 | 57166.2739 | 0 | 0 | 0 | 0 | 0 | 0 | 6517436.6524 | 0 | 0 | 0 | 0 | 0 | 0 | 0 | 0 | 0 | 0 | 0 | 0 | -70858.9504 | 0 | 0 | 0 | 0 | 0 | 0 | 0 | 0 | 331707.04 | 292250.2184 | 0 | 0 | 0 | 0 | 0 | 0 | 0 | 0 | 0
2016-12-01 09:00 | 0 | 0 | 0 | 0 | 0 | 380765.119 | 0 | 369381 | 0 | 0 | 0 | 0 | 57166.2739 | 0 | 0 | 0 | 0 | 0 | 0 | 6528820.7714 | 0 | 0 | 0 | 0 | 0 | 0 | 0 | 0 | 0 | 0 | 0 | 0 | 0 | 0 | 0 | 0 | 0 | 0 | 0 | 0 | 0 | 303634.3374 | 292250.2184 | 0 | 0 | 0 | 0 | 0 | 0 | 0 | 0 | 0
2016-12-01 10:00 | 0 | 0 | 0 | 0 | 0 | 363038.9809 | 0 | 382798 | 0 | 0 | 0 | 0 | 128025.2243 | 0 | 0 | 0 | 0 | 0 | 0 | 6438202.8019 | 0 | 0 | 0 | 0 | 0 | 0 | 0 | 0 | 0 | 0 | 0 | 0 | 70858.9504 | 0 | 0 | 0 | 0 | 0 | 0 | 0 | 0 | 201632.2489 | 292250.2184 | 0 | 0 | 0 | 0 | 0 | 0 | 0 | 0 | 0
2016-12-01 11:00 | 0 | 0 | 0 | 0 | 0 | 345340.8862 | 0 | 412850 | 0 | 0 | 0 | 0 | 198884.1747 | 0 | 0 | 0 | 0 | 0 | 0 | 6299834.7377 | 0 | 0 | 0 | 0 | 0 | 0 | 0 | 0 | 0 | 0 | 0 | 0 | 70858.9504 | 0 | 0 | 0 | 0 | 0 | 0 | 0 | 0 | 153882.1542 | 292250.2184 | 0 | 0 | 0 | 0 | 0 | 0 | 0 | 0 | 0
2016-12-01 12:00 | 0 | 0 | 0 | 0 | 0 | 328099.117 | 0 | 442143 | 0 | 0 | 0 | 0 | 128025.2243 | 0 | 0 | 0 | 0 | 0 | 0 | 6256649.8052 | 0 | 0 | 0 | 0 | 0 | 0 | 0 | 0 | 0 | 0 | 0 | 0 | -70858.9504 | 0 | 0 | 0 | 0 | 0 | 0 | 0 | 0 | 249065.2858 | 292250.2184 | 0 | 0 | 0 | 0 | 0 | 0 | 0 | 0 | 0
2016-12-01 13:00 | 0 | 0 | 0 | 0 | 0 | 105376.1214 | 0.38634 | 454793 | 0 | 0 | 0 | 0 | 70858.9504 | 0 | 0 | 0 | 0 | 0 | 0 | 5964399.5868 | 0 | 0 | 0 | 0 | 0 | 0 | 0 | 0 | 0 | 0 | 0 | 0 | -57166.2739 | 0 | 0 | 0 | 0 | 0 | 0 | 0 | 0 | 0 | 292250.2184 | 0 | 0 | 0 | 0 | 0 | 0 | 0 | 0 | 0
2016-12-01 14:00 | 0 | 0 | 0 | 0 | 0 | 16482.1164 | 79027.7148 | 458619 | 0 | 0 | 0 | 0 | 0 | 0 | 0 | 0 | 0 | 0 | 0 | 5672149.3684 | 0 | 0 | 0 | 0 | 0 | 0 | 0 | 0 | 0 | 0 | 0 | 0 | -70858.9504 | 0 | 0 | 0 | 0 | 0 | 0 | 0 | 0 | 0 | 292250.2184 | 0 | 0 | 0 | 0 | 0 | 0 | 0 | 0 | 0
2016-12-01 15:00 | 0 | 0 | 0 | 0 | 0 | 125687.5764 | 399401.5798 | 458254 | 0 | 0 | 0 | 0 | 0 | 0 | 0 | 0 | 0 | 0 | 0 | 5738984.5246 | 0 | 0 | 0 | 0 | 0 | 0 | 0 | 0 | 0 | 0 | 0 | 0 | 0 | 0 | 0 | 0 | 0 | 0 | 0 | 0 | 0 | 66835.1562 | 0 | 0 | 0 | 0 | 0 | 0 | 0 | 0 | 0 | 0
2016-12-01 16:00 | 0 | 0 | 0 | 0 | 0 | 0 | 544860.197 | 454588 | 0 | 0 | 0 | 0 | 70858.9504 | 0 | 0 | 0 | 0 | 0 | 0 | 5758397.7712 | 0 | 0 | 0 | 0 | 0 | 0 | 0 | 0 | 0 | 0 | 0 | 0 | 70858.9504 | 0 | 0 | 0 | 0 | 0 | 0 | 0 | 0 | 19413.2466 | 0 | 0 | 0 | 0 | 0 | 0 | 0 | 0 | 0 | 0
2016-12-01 17:00 | 0 | 0 | 0 | 0 | 0 | 140798.5514 | 569262.5382 | 449213 | 0 | 0 | 0 | 0 | 0 | 0 | 0 | 0 | 0 | 0 | 0 | 6090104.8112 | 0 | 0 | 0 | 0 | 0 | 0 | 0 | 0 | 0 | 0 | 0 | 0 | -70858.9504 | 0 | 0 | 0 | 0 | 0 | 0 | 0 | 0 | 331707.04 | 0 | 0 | 0 | 0 | 0 | 0 | 0 | 0 | 0 | 0
2016-12-01 18:00 | 0 | 0 | 0 | 0 | 0 | 0 | 547407.8692 | 445828 | 0 | 0 | 0 | 0 | 57166.2739 | 0 | 0 | 0 | 0 | 0 | 0 | 6134518.4065 | 0 | 0 | 0 | 0 | 0 | 0 | 0 | 0 | 0 | 0 | 0 | 0 | 57166.2739 | 0 | 0 | 0 | 0 | 0 | 0 | 0 | 0 | 44413.5953 | 0 | 0 | 0 | 0 | 0 | 0 | 0 | 0 | 0 | 0
2016-12-01 19:00 | 0 | 0 | 0 | 0 | 0 | 0 | 532767.2604 | 443702 | 0 | 0 | 0 | 0 | 128025.2243 | 0 | 0 | 0 | 0 | 0 | 0 | 6152724.7166 | 0 | 0 | 0 | 0 | 0 | 0 | 0 | 0 | 0 | 0 | 0 | 0 | 70858.9504 | 0 | 0 | 0 | 0 | 0 | 0 | 0 | 0 | 18206.31 | 0 | 0 | 0 | 0 | 0 | 0 | 0 | 0 | 0 | 0
2016-12-01 20:00 | 0 | 0 | 0 | 0 | 0 | 0 | 541854.4951 | 441771 | 0 | 0 | 0 | 0 | 198884.1747 | 0 | 0 | 0 | 0 | 0 | 0 | 6181949.2613 | 0 | 0 | 0 | 0 | 0 | 0 | 0 | 0 | 0 | 0 | 0 | 0 | 70858.9504 | 0 | 0 | 0 | 0 | 0 | 0 | 0 | 0 | 29224.5447 | 0 | 0 | 0 | 0 | 0 | 0 | 0 | 0 | 0 | 0
2016-12-01 21:00 | 0 | 0 | 0 | 0 | 0 | 0 | 543279.6911 | 445029 | 0 | 0 | 0 | 0 | 198884.1747 | 0 | 0 | 0 | 0 | 0 | 0 | 6280199.9524 | 0 | 0 | 0 | 0 | 0 | 0 | 0 | 0 | 0 | 0 | 0 | 0 | 0 | 0 | 0 | 0 | 0 | 0 | 0 | 0 | 0 | 98250.6911 | 0 | 0 | 0 | 0 | 0 | 0 | 0 | 0 | 0 | 0
2016-12-01 22:00 | 0 | 0 | 0 | 0 | 0 | 0 | 474429.6598 | 460354 | 0 | 0 | 0 | 0 | 128025.2243 | 0 | 0 | 0 | 0 | 0 | 0 | 6365134.5626 | 0 | 0 | 0 | 0 | 0 | 0 | 0 | 0 | 0 | 0 | 0 | 0 | -70858.9504 | 0 | 0 | 0 | 0 | 0 | 0 | 0 | 0 | 84934.6102 | 0 | 0 | 0 | 0 | 0 | 0 | 0 | 0 | 0 | 0
2016-12-01 23:00 | 0 | 0 | 0 | 0 | 0 | 167693.1484 | 215764.0178 | 476034 | 0 | 0 | 0 | 0 | 172660.1715 | 0 | 0 | 0 | 0 | 0 | 0 | 6227922.7816 | 0 | 0 | 0 | 0 | 0 | 0 | 0 | 0 | 0 | 0 | 0 | 0 | 44634.9472 | 0 | 0 | 0 | 0 | 0 | 0 | 0 | 0 | 155038.4373 | 292250.2184 | 0 | 0 | 0 | 0 | 0 | 0 | 0 | 0 | 0
2016-12-02 | 0 | 0 | 0 | 0 | 0 | 193184.3273 | 4623.3793 | 483265 | 0 | 0 | 0 | 0 | 101801.2211 | 0 | 0 | 0 | 0 | 0 | 0 | 6013324.4386 | 0 | 0 | 0 | 0 | 0 | 0 | 0 | 0 | 0 | 0 | 0 | 0 | -70858.9504 | 0 | 0 | 0 | 0 | 0 | 0 | 0 | 0 | 77651.8754 | 292250.2184 | 0 | 0 | 0 | 0 | 0 | 0 | 0 | 0 | 0
2016-12-02 01:00 | 0 | 0 | 0 | 0 | 0 | 212847.8571 | 0 | 484225 | 0 | 0 | 0 | 0 | 30942.2707 | 0 | 0 | 0 | 0 | 0 | 0 | 5812806.246 | 0 | 0 | 0 | 0 | 0 | 0 | 0 | 0 | 0 | 0 | 0 | 0 | -70858.9504 | 0 | 0 | 0 | 0 | 0 | 0 | 0 | 0 | 91732.0258 | 292250.2184 | 0 | 0 | 0 | 0 | 0 | 0 | 0 | 0 | 0
2016-12-02 02:00 | 0 | 0 | 0 | 0 | 0 | 221799.4613 | 0 | 474133 | 0 | 0 | 0 | 0 | 70858.9504 | 0 | 0 | 0 | 0 | 0 | 0 | 5520556.0277 | 0 | 0 | 0 | 0 | 0 | 0 | 0 | 0 | 0 | 0 | 0 | 0 | 39916.6797 | 0 | 0 | 0 | 0 | 0 | 0 | 0 | 0 | 0 | 292250.2184 | 0 | 0 | 0 | 0 | 0 | 0 | 0 | 0 | 0
2016-12-02 03:00 | 0 | 0 | 0 | 0 | 0 | 220404.4147 | 0 | 454348 | 0 | 0 | 0 | 0 | 0 | 0 | 0 | 0 | 0 | 0 | 0 | 5357471.3927 | 0 | 0 | 0 | 0 | 0 | 0 | 0 | 0 | 0 | 0 | 0 | 0 | -70858.9504 | 0 | 0 | 0 | 0 | 0 | 0 | 0 | 0 | 129165.5835 | 292250.2184 | 0 | 0 | 0 | 0 | 0 | 0 | 0 | 0 | 0
2016-12-02 04:00 | 0 | 0 | 0 | 0 | 0 | 213561.8239 | 0 | 431309 | 0 | 0 | 0 | 0 | 57166.2739 | 0 | 0 | 0 | 0 | 0 | 0 | 5082557.9427 | 0 | 0 | 0 | 0 | 0 | 0 | 0 | 0 | 0 | 0 | 0 | 0 | 57166.2739 | 0 | 0 | 0 | 0 | 0 | 0 | 0 | 0 | 17336.7684 | 292250.2184 | 0 | 0 | 0 | 0 | 0 | 0 | 0 | 0 | 0
2016-12-02 05:00 | 0 | 0 | 0 | 0 | 0 | 203881.374 | 0 | 410862 | 0 | 0 | 0 | 0 | 128025.2243 | 0 | 0 | 0 | 0 | 0 | 0 | 4804718.3664 | 0 | 0 | 0 | 0 | 0 | 0 | 0 | 0 | 0 | 0 | 0 | 0 | 70858.9504 | 0 | 0 | 0 | 0 | 0 | 0 | 0 | 0 | 14410.642 | 292250.2184 | 0 | 0 | 0 | 0 | 0 | 0 | 0 | 0 | 0
2016-12-02 06:00 | 0 | 0 | 0 | 0 | 0 | 191887.8028 | 0 | 395520 | 0 | 0 | 0 | 0 | 198884.1747 | 0 | 0 | 0 | 0 | 0 | 0 | 4530227.2188 | 0 | 0 | 0 | 0 | 0 | 0 | 0 | 0 | 0 | 0 | 0 | 0 | 70858.9504 | 0 | 0 | 0 | 0 | 0 | 0 | 0 | 0 | 17759.0708 | 292250.2184 | 0 | 0 | 0 | 0 | 0 | 0 | 0 | 0 | 0
2016-12-02 07:00 | 0 | 0 | 0 | 0 | 0 | 182427.2849 | 0 | 386345 | 0 | 0 | 0 | 0 | 198884.1747 | 0 | 0 | 0 | 0 | 0 | 0 | 4326309.5037 | 0 | 0 | 0 | 0 | 0 | 0 | 0 | 0 | 0 | 0 | 0 | 0 | 0 | 0 | 0 | 0 | 0 | 0 | 0 | 0 | 0 | 88332.5033 | 292250.2184 | 0 | 0 | 0 | 0 | 0 | 0 | 0 | 0 | 0
2016-12-02 08:00 | 0 | 0 | 0 | 0 | 0 | 174770.9593 | 0 | 382964 | 0 | 0 | 0 | 0 | 198884.1747 | 0 | 0 | 0 | 0 | 0 | 0 | 4118116.463 | 0 | 0 | 0 | 0 | 0 | 0 | 0 | 0 | 0 | 0 | 0 | 0 | 0 | 0 | 0 | 0 | 0 | 0 | 0 | 0 | 0 | 84057.1776 | 292250.2184 | 0 | 0 | 0 | 0 | 0 | 0 | 0 | 0 | 0
2016-12-02 09:00 | 0 | 0 | 0 | 0 | 0 | 22658.8312 | 0 | 385768 | 0 | 0 | 0 | 0 | 128025.2243 | 0 | 0 | 0 | 0 | 0 | 0 | 3825866.2446 | 0 | 0 | 0 | 0 | 0 | 0 | 0 | 0 | 0 | 0 | 0 | 0 | -70858.9504 | 0 | 0 | 0 | 0 | 0 | 0 | 0 | 0 | 0 | 292250.2184 | 0 | 0 | 0 | 0 | 0 | 0 | 0 | 0 | 0
2016-12-02 10:00 | 0 | 0 | 0 | 0 | 0 | 170839.6855 | 0 | 398872 | 0 | 0 | 0 | 0 | 57166.2739 | 0 | 0 | 0 | 0 | 0 | 0 | 3668692.8805 | 0 | 0 | 0 | 0 | 0 | 0 | 0 | 0 | 0 | 0 | 0 | 0 | -70858.9504 | 0 | 0 | 0 | 0 | 0 | 0 | 0 | 0 | 135076.8543 | 292250.2184 | 0 | 0 | 0 | 0 | 0 | 0 | 0 | 0 | 0
2016-12-02 11:00 | 0 | 0 | 0 | 0 | 0 | 176801.9832 | 0 | 430263 | 0 | 0 | 0 | 0 | 95955.4755 | 0 | 0 | 0 | 0 | 0 | 0 | 3376442.6621 | 0 | 0 | 0 | 0 | 0 | 0 | 0 | 0 | 0 | 0 | 0 | 0 | 38789.2016 | 0 | 0 | 0 | 0 | 0 | 0 | 0 | 0 | 0 | 292250.2184 | 0 | 0 | 0 | 0 | 0 | 0 | 0 | 0 | 0
2016-12-02 12:00 | 0 | 0 | 0 | 0 | 0 | 176181.6911 | 0 | 458440 | 0 | 0 | 0 | 0 | 105947.385 | 0 | 0 | 0 | 0 | 0 | 0 | 3084192.4437 | 0 | 0 | 0 | 0 | 0 | 0 | 0 | 0 | 0 | 0 | 0 | 0 | 9991.9095 | 0 | 0 | 0 | 0 | 0 | 0 | 0 | 0 | 0 | 292250.2184 | 0 | 0 | 0 | 0 | 0 | 0 | 0 | 0 | 0
2016-12-02 13:00 | 0 | 0 | 0 | 0 | 0 | 167010.2648 | 0 | 468105 | 0 | 0 | 0 | 0 | 70858.9504 | 0 | 0 | 0 | 0 | 0 | 0 | 2818186.1431 | 0 | 0 | 0 | 0 | 0 | 0 | 0 | 0 | 0 | 0 | 0 | 0 | -35088.4346 | 0 | 0 | 0 | 0 | 0 | 0 | 0 | 0 | 26243.9178 | 292250.2184 | 0 | 0 | 0 | 0 | 0 | 0 | 0 | 0 | 0
2016-12-02 14:00 | 0 | 0 | 0 | 0 | 0 | 123058.1804 | 24897.4805 | 468340 | 0 | 0 | 0 | 0 | 0 | 0 | 0 | 0 | 0 | 0 | 0 | 2568660.7545 | 0 | 0 | 0 | 0 | 0 | 0 | 0 | 0 | 0 | 0 | 0 | 0 | -70858.9504 | 0 | 0 | 0 | 0 | 0 | 0 | 0 | 0 | 42724.8297 | 292250.2184 | 0 | 0 | 0 | 0 | 0 | 0 | 0 | 0 | 0
2016-12-02 15:00 | 0 | 0 | 0 | 0 | 0 | 0 | 290253.2139 | 463520 | 0 | 0 | 0 | 0 | 0 | 0 | 0 | 0 | 0 | 0 | 0 | 2395393.9683 | 0 | 0 | 0 | 0 | 0 | 0 | 0 | 0 | 0 | 0 | 0 | 0 | 0 | 0 | 0 | 0 | 0 | 0 | 0 | 0 | 0 | 118983.4322 | 292250.2184 | 0 | 0 | 0 | 0 | 0 | 0 | 0 | 0 | 0
2016-12-02 16:00 | 0 | 0 | 0 | 0 | 0 | 0 | 473758.5404 | 456429 | 0 | 0 | 0 | 0 | 0 | 0 | 0 | 0 | 0 | 0 | 0 | 2412723.5087 | 0 | 0 | 0 | 0 | 0 | 0 | 0 | 0 | 0 | 0 | 0 | 0 | 0 | 0 | 0 | 0 | 0 | 0 | 0 | 0 | 0 | 17329.5404 | 0 | 0 | 0 | 0 | 0 | 0 | 0 | 0 | 0 | 0
2016-12-02 17:00 | 0 | 0 | 0 | 0 | 0 | 5398.5635 | 514878.3869 | 449418 | 0 | 0 | 0 | 0 | 70858.9504 | 0 | 0 | 0 | 0 | 0 | 0 | 2412723.5087 | 0 | 0 | 0 | 0 | 0 | 0 | 0 | 0 | 0 | 0 | 0 | 0 | 70858.9504 | 0 | 0 | 0 | 0 | 0 | 0 | 0 | 0 | 0 | 0 | 0 | 0 | 0 | 0 | 0 | 0 | 0 | 0 | 0
2016-12-02 18:00 | 0 | 0 | 0 | 0 | 0 | 79016.3584 | 485513.2559 | 445013 | 0 | 0 | 0 | 0 | 70858.9504 | 0 | 0 | 0 | 0 | 0 | 0 | 2532240.1229 | 0 | 0 | 0 | 0 | 0 | 0 | 0 | 0 | 0 | 0 | 0 | 0 | 0 | 0 | 0 | 0 | 0 | 0 | 0 | 0 | 0 | 119516.6142 | 0 | 0 | 0 | 0 | 0 | 0 | 0 | 0 | 0 | 0
2016-12-02 19:00 | 0 | 0 | 0 | 0 | 0 | 0 | 469195.3997 | 441327 | 0 | 0 | 0 | 0 | 0 | 0 | 0 | 0 | 0 | 0 | 0 | 2630967.473 | 0 | 0 | 0 | 0 | 0 | 0 | 0 | 0 | 0 | 0 | 0 | 0 | -70858.9504 | 0 | 0 | 0 | 0 | 0 | 0 | 0 | 0 | 98727.3501 | 0 | 0 | 0 | 0 | 0 | 0 | 0 | 0 | 0 | 0
2016-12-02 20:00 | 0 | 0 | 0 | 0 | 0 | 0 | 469968.2652 | 439813 | 0 | 0 | 0 | 0 | 0 | 0 | 0 | 0 | 0 | 0 | 0 | 2661122.7383 | 0 | 0 | 0 | 0 | 0 | 0 | 0 | 0 | 0 | 0 | 0 | 0 | 0 | 0 | 0 | 0 | 0 | 0 | 0 | 0 | 0 | 30155.2652 | 0 | 0 | 0 | 0 | 0 | 0 | 0 | 0 | 0 | 0
2016-12-02 21:00 | 0 | 0 | 0 | 0 | 0 | 0 | 458794.7275 | 444457 | 0 | 0 | 0 | 0 | 14337.7275 | 0 | 0 | 0 | 0 | 0 | 0 | 2661122.7383 | 0 | 0 | 0 | 0 | 0 | 0 | 0 | 0 | 0 | 0 | 0 | 0 | 14337.7275 | 0 | 0 | 0 | 0 | 0 | 0 | 0 | 0 | 0 | 0 | 0 | 0 | 0 | 0 | 0 | 0 | 0 | 0 | 0
2016-12-02 22:00 | 0 | 0 | 0 | 0 | 0 | 162045.5257 | 398573.9149 | 458344 | 0 | 0 | 0 | 0 | 0 | 0 | 0 | 0 | 0 | 0 | 0 | 2777735.9063 | 0 | 0 | 0 | 0 | 0 | 0 | 0 | 0 | 0 | 0 | 0 | 0 | -14337.7275 | 0 | 0 | 0 | 0 | 0 | 0 | 0 | 0 | 116613.1681 | 0 | 0 | 0 | 0 | 0 | 0 | 0 | 0 | 0 | 0
2016-12-02 23:00 | 0 | 0 | 0 | 0 | 0 | 232036.1068 | 213554.068 | 471340 | 0 | 0 | 0 | 0 | 70858.9504 | 0 | 0 | 0 | 0 | 0 | 0 | 2681127.1307 | 0 | 0 | 0 | 0 | 0 | 0 | 0 | 0 | 0 | 0 | 0 | 0 | 70858.9504 | 0 | 0 | 0 | 0 | 0 | 0 | 0 | 0 | 195641.4428 | 292250.2184 | 0 | 0 | 0 | 0 | 0 | 0 | 0 | 0 | 0
2016-12-03 | 0 | 0 | 0 | 0 | 0 | 266507.5655 | 4532.6807 | 474735 | 0 | 0 | 0 | 0 | 0 | 0 | 0 | 0 | 0 | 0 | 0 | 2548291.3272 | 0 | 0 | 0 | 0 | 0 | 0 | 0 | 0 | 0 | 0 | 0 | 0 | -70858.9504 | 0 | 0 | 0 | 0 | 0 | 0 | 0 | 0 | 159414.4149 | 292250.2184 | 0 | 0 | 0 | 0 | 0 | 0 | 0 | 0 | 0
2016-12-03 01:00 | 0 | 0 | 0 | 0 | 0 | 266681.3513 | 0 | 473002 | 0 | 0 | 0 | 0 | 0 | 0 | 0 | 0 | 0 | 0 | 0 | 2341970.6786 | 0 | 0 | 0 | 0 | 0 | 0 | 0 | 0 | 0 | 0 | 0 | 0 | 0 | 0 | 0 | 0 | 0 | 0 | 0 | 0 | 0 | 85929.5697 | 292250.2184 | 0 | 0 | 0 | 0 | 0 | 0 | 0 | 0 | 0
2016-12-03 02:00 | 0 | 0 | 0 | 0 | 0 | 268606.7867 | 0 | 463743 | 0 | 0 | 0 | 0 | 0 | 0 | 0 | 0 | 0 | 0 | 0 | 2146834.4652 | 0 | 0 | 0 | 0 | 0 | 0 | 0 | 0 | 0 | 0 | 0 | 0 | 0 | 0 | 0 | 0 | 0 | 0 | 0 | 0 | 0 | 97114.005 | 292250.2184 | 0 | 0 | 0 | 0 | 0 | 0 | 0 | 0 | 0
2016-12-03 03:00 | 0 | 0 | 0 | 0 | 0 | 271357.2348 | 0 | 447592 | 0 | 0 | 0 | 0 | 70858.9504 | 0 | 0 | 0 | 0 | 0 | 0 | 1899740.7496 | 0 | 0 | 0 | 0 | 0 | 0 | 0 | 0 | 0 | 0 | 0 | 0 | 70858.9504 | 0 | 0 | 0 | 0 | 0 | 0 | 0 | 0 | 45156.5028 | 292250.2184 | 0 | 0 | 0 | 0 | 0 | 0 | 0 | 0 | 0
2016-12-03 04:00 | 0 | 0 | 0 | 0 | 0 | 277756.4874 | 0 | 428138 | 0 | 0 | 0 | 0 | 128025.2243 | 0 | 0 | 0 | 0 | 0 | 0 | 1692192.9632 | 0 | 0 | 0 | 0 | 0 | 0 | 0 | 0 | 0 | 0 | 0 | 0 | 57166.2739 | 0 | 0 | 0 | 0 | 0 | 0 | 0 | 0 | 84702.432 | 292250.2184 | 0 | 0 | 0 | 0 | 0 | 0 | 0 | 0 | 0
2016-12-03 05:00 | 0 | 0 | 0 | 0 | 0 | 298903.7157 | 0 | 409157 | 0 | 0 | 0 | 0 | 57166.2739 | 0 | 0 | 0 | 0 | 0 | 0 | 1652798.6293 | 0 | 0 | 0 | 0 | 0 | 0 | 0 | 0 | 0 | 0 | 0 | 0 | -70858.9504 | 0 | 0 | 0 | 0 | 0 | 0 | 0 | 0 | 252855.8844 | 292250.2184 | 0 | 0 | 0 | 0 | 0 | 0 | 0 | 0 | 0
2016-12-03 06:00 | 0 | 0 | 0 | 0 | 0 | 333638.67 | 0 | 394654 | 0 | 0 | 0 | 0 | 128025.2243 | 0 | 0 | 0 | 0 | 0 | 0 | 1520924.3488 | 0 | 0 | 0 | 0 | 0 | 0 | 0 | 0 | 0 | 0 | 0 | 0 | 70858.9504 | 0 | 0 | 0 | 0 | 0 | 0 | 0 | 0 | 160375.9379 | 292250.2184 | 0 | 0 | 0 | 0 | 0 | 0 | 0 | 0 | 0
2016-12-03 07:00 | 0 | 0 | 0 | 0 | 0 | 352632.2524 | 0 | 384381 | 0 | 0 | 0 | 0 | 198884.1747 | 0 | 0 | 0 | 0 | 0 | 0 | 1418316.6508 | 0 | 0 | 0 | 0 | 0 | 0 | 0 | 0 | 0 | 0 | 0 | 0 | 70858.9504 | 0 | 0 | 0 | 0 | 0 | 0 | 0 | 0 | 189642.5204 | 292250.2184 | 0 | 0 | 0 | 0 | 0 | 0 | 0 | 0 | 0
2016-12-03 08:00 | 0 | 0 | 0 | 0 | 0 | 29510.5077 | 0 | 378927 | 0 | 0 | 0 | 0 | 141717.9008 | 0 | 0 | 0 | 0 | 0 | 0 | 1126066.4324 | 0 | 0 | 0 | 0 | 0 | 0 | 0 | 0 | 0 | 0 | 0 | 0 | -57166.2739 | 0 | 0 | 0 | 0 | 0 | 0 | 0 | 0 | 0 | 292250.2184 | 0 | 0 | 0 | 0 | 0 | 0 | 0 | 0 | 0
2016-12-03 09:00 | 0 | 0 | 0 | 0 | 0 | 346159.8712 | 0 | 377562 | 0 | 0 | 0 | 0 | 70858.9504 | 0 | 0 | 0 | 0 | 0 | 0 | 1165523.2541 | 0 | 0 | 0 | 0 | 0 | 0 | 0 | 0 | 0 | 0 | 0 | 0 | -70858.9504 | 0 | 0 | 0 | 0 | 0 | 0 | 0 | 0 | 331707.04 | 292250.2184 | 0 | 0 | 0 | 0 | 0 | 0 | 0 | 0 | 0
2016-12-03 10:00 | 0 | 0 | 0 | 0 | 0 | 346757.9397 | 0 | 382297 | 0 | 0 | 0 | 0 | 0 | 0 | 0 | 0 | 0 | 0 | 0 | 1200843.1442 | 0 | 0 | 0 | 0 | 0 | 0 | 0 | 0 | 0 | 0 | 0 | 0 | -70858.9504 | 0 | 0 | 0 | 0 | 0 | 0 | 0 | 0 | 327570.1085 | 292250.2184 | 0 | 0 | 0 | 0 | 0 | 0 | 0 | 0 | 0
2016-12-03 11:00 | 0 | 0 | 0 | 0 | 0 | 341912.8567 | 0 | 391458 | 0 | 0 | 0 | 0 | 0 | 0 | 0 | 0 | 0 | 0 | 0 | 1151298.0009 | 0 | 0 | 0 | 0 | 0 | 0 | 0 | 0 | 0 | 0 | 0 | 0 | 0 | 0 | 0 | 0 | 0 | 0 | 0 | 0 | 0 | 242705.0751 | 292250.2184 | 0 | 0 | 0 | 0 | 0 | 0 | 0 | 0 | 0
2016-12-03 12:00 | 0 | 0 | 0 | 0 | 0 | 338203.4361 | 0 | 405403 | 0 | 0 | 0 | 0 | 70858.9504 | 0 | 0 | 0 | 0 | 0 | 0 | 1013239.4867 | 0 | 0 | 0 | 0 | 0 | 0 | 0 | 0 | 0 | 0 | 0 | 0 | 70858.9504 | 0 | 0 | 0 | 0 | 0 | 0 | 0 | 0 | 154191.7041 | 292250.2184 | 0 | 0 | 0 | 0 | 0 | 0 | 0 | 0 | 0
2016-12-03 13:00 | 0 | 0 | 0 | 0 | 0 | 333550.3843 | 0 | 420327 | 0 | 0 | 0 | 0 | 141717.9008 | 0 | 0 | 0 | 0 | 0 | 0 | 855603.9205 | 0 | 0 | 0 | 0 | 0 | 0 | 0 | 0 | 0 | 0 | 0 | 0 | 70858.9504 | 0 | 0 | 0 | 0 | 0 | 0 | 0 | 0 | 134614.6522 | 292250.2184 | 0 | 0 | 0 | 0 | 0 | 0 | 0 | 0 | 0
2016-12-03 14:00 | 0 | 0 | 0 | 0 | 0 | 307958.6433 | 10934.2472 | 431496 | 0 | 0 | 0 | 0 | 198884.1747 | 0 | 0 | 0 | 0 | 0 | 0 | 685834.5372 | 0 | 0 | 0 | 0 | 0 | 0 | 0 | 0 | 0 | 0 | 0 | 0 | 57166.2739 | 0 | 0 | 0 | 0 | 0 | 0 | 0 | 0 | 122480.835 | 292250.2184 | 0 | 0 | 0 | 0 | 0 | 0 | 0 | 0 | 0
2016-12-03 15:00 | 0 | 0 | 0 | 0 | 0 | 252008.6558 | 358732.4288 | 436825 | 0 | 0 | 0 | 0 | 128025.2243 | 0 | 0 | 0 | 0 | 0 | 0 | 930609.5721 | 0 | 0 | 0 | 0 | 0 | 0 | 0 | 0 | 0 | 0 | 0 | 0 | -70858.9504 | 0 | 0 | 0 | 0 | 0 | 0 | 0 | 0 | 244775.0349 | 0 | 0 | 0 | 0 | 0 | 0 | 0 | 0 | 0 | 0
2016-12-03 16:00 | 0 | 0 | 0 | 0 | 0 | 0 | 531950.0183 | 436892 | 0 | 0 | 0 | 0 | 198884.1747 | 0 | 0 | 0 | 0 | 0 | 0 | 954808.64 | 0 | 0 | 0 | 0 | 0 | 0 | 0 | 0 | 0 | 0 | 0 | 0 | 70858.9504 | 0 | 0 | 0 | 0 | 0 | 0 | 0 | 0 | 24199.0679 | 0 | 0 | 0 | 0 | 0 | 0 | 0 | 0 | 0 | 0
2016-12-03 17:00 | 0 | 0 | 0 | 0 | 0 | 0 | 556651.5098 | 433208 | 0 | 0 | 0 | 0 | 198884.1747 | 0 | 0 | 0 | 0 | 0 | 0 | 1078252.1498 | 0 | 0 | 0 | 0 | 0 | 0 | 0 | 0 | 0 | 0 | 0 | 0 | 0 | 0 | 0 | 0 | 0 | 0 | 0 | 0 | 0 | 123443.5098 | 0 | 0 | 0 | 0 | 0 | 0 | 0 | 0 | 0 | 0
2016-12-03 18:00 | 0 | 0 | 0 | 0 | 0 | 0 | 531250.0493 | 428346 | 0 | 0 | 0 | 0 | 128025.2243 | 0 | 0 | 0 | 0 | 0 | 0 | 1252015.1495 | 0 | 0 | 0 | 0 | 0 | 0 | 0 | 0 | 0 | 0 | 0 | 0 | -70858.9504 | 0 | 0 | 0 | 0 | 0 | 0 | 0 | 0 | 173762.9997 | 0 | 0 | 0 | 0 | 0 | 0 | 0 | 0 | 0 | 0
2016-12-03 19:00 | 0 | 0 | 0 | 0 | 0 | 0 | 513894.7654 | 425207 | 0 | 0 | 0 | 0 | 128025.2243 | 0 | 0 | 0 | 0 | 0 | 0 | 1340702.9148 | 0 | 0 | 0 | 0 | 0 | 0 | 0 | 0 | 0 | 0 | 0 | 0 | 0 | 0 | 0 | 0 | 0 | 0 | 0 | 0 | 0 | 88687.7654 | 0 | 0 | 0 | 0 | 0 | 0 | 0 | 0 | 0 | 0
2016-12-03 20:00 | 0 | 0 | 0 | 0 | 0 | 0 | 526075.7476 | 424515 | 0 | 0 | 0 | 0 | 198884.1747 | 0 | 0 | 0 | 0 | 0 | 0 | 1371404.712 | 0 | 0 | 0 | 0 | 0 | 0 | 0 | 0 | 0 | 0 | 0 | 0 | 70858.9504 | 0 | 0 | 0 | 0 | 0 | 0 | 0 | 0 | 30701.7972 | 0 | 0 | 0 | 0 | 0 | 0 | 0 | 0 | 0 | 0
2016-12-03 21:00 | 0 | 0 | 0 | 0 | 0 | 0 | 549783.5412 | 429335 | 0 | 0 | 0 | 0 | 136754.468 | 0 | 0 | 0 | 0 | 0 | 0 | 1553982.96 | 0 | 0 | 0 | 0 | 0 | 0 | 0 | 0 | 0 | 0 | 0 | 0 | -62129.7067 | 0 | 0 | 0 | 0 | 0 | 0 | 0 | 0 | 182578.2479 | 0 | 0 | 0 | 0 | 0 | 0 | 0 | 0 | 0 | 0
2016-12-03 22:00 | 0 | 0 | 0 | 0 | 0 | 0 | 507986.7067 | 445857 | 0 | 0 | 0 | 0 | 198884.1747 | 0 | 0 | 0 | 0 | 0 | 0 | 1553982.96 | 0 | 0 | 0 | 0 | 0 | 0 | 0 | 0 | 0 | 0 | 0 | 0 | 62129.7067 | 0 | 0 | 0 | 0 | 0 | 0 | 0 | 0 | 0 | 0 | 0 | 0 | 0 | 0 | 0 | 0 | 0 | 0 | 0
2016-12-03 23:00 | 0 | 0 | 0 | 0 | 0 | 218576.6736 | 238380.3264 | 456957 | 0 | 0 | 0 | 0 | 198884.1747 | 0 | 0 | 0 | 0 | 0 | 0 | 1553982.96 | 0 | 0 | 0 | 0 | 0 | 0 | 0 | 0 | 0 | 0 | 0 | 0 | 0 | 0 | 0 | 0 | 0 | 0 | 0 | 0 | 0 | 0 | 0 | 0 | 0 | 0 | 0 | 0 | 0 | 0 | 0 | 0
2016-12-04 | 0 | 0 | 0 | 0 | 0 | 400558.9276 | 3629.4946 | 459226 | 0 | 0 | 0 | 0 | 198884.1747 | 0 | 0 | 0 | 0 | 0 | 0 | 1498945.3821 | 0 | 0 | 0 | 0 | 0 | 0 | 0 | 0 | 0 | 0 | 0 | 0 | 0 | 0 | 0 | 0 | 0 | 0 | 0 | 0 | 0 | 237212.6406 | 292250.2184 | 0 | 0 | 0 | 0 | 0 | 0 | 0 | 0 | 0
2016-12-04 01:00 | 0 | 0 | 0 | 0 | 0 | 399538.9035 | 0 | 457461 | 0 | 0 | 0 | 0 | 198884.1747 | 0 | 0 | 0 | 0 | 0 | 0 | 1441023.2856 | 0 | 0 | 0 | 0 | 0 | 0 | 0 | 0 | 0 | 0 | 0 | 0 | 0 | 0 | 0 | 0 | 0 | 0 | 0 | 0 | 0 | 234328.1219 | 292250.2184 | 0 | 0 | 0 | 0 | 0 | 0 | 0 | 0 | 0
2016-12-04 02:00 | 0 | 0 | 0 | 0 | 0 | 394545.7202 | 0 | 448462 | 0 | 0 | 0 | 0 | 128025.2243 | 0 | 0 | 0 | 0 | 0 | 0 | 1457965.9562 | 0 | 0 | 0 | 0 | 0 | 0 | 0 | 0 | 0 | 0 | 0 | 0 | -70858.9504 | 0 | 0 | 0 | 0 | 0 | 0 | 0 | 0 | 309192.889 | 292250.2184 | 0 | 0 | 0 | 0 | 0 | 0 | 0 | 0 | 0
2016-12-04 03:00 | 0 | 0 | 0 | 0 | 0 | 394308.5731 | 0 | 434284 | 0 | 0 | 0 | 0 | 198884.1747 | 0 | 0 | 0 | 0 | 0 | 0 | 1347131.5789 | 0 | 0 | 0 | 0 | 0 | 0 | 0 | 0 | 0 | 0 | 0 | 0 | 70858.9504 | 0 | 0 | 0 | 0 | 0 | 0 | 0 | 0 | 181415.8411 | 292250.2184 | 0 | 0 | 0 | 0 | 0 | 0 | 0 | 0 | 0
2016-12-04 04:00 | 0 | 0 | 0 | 0 | 0 | 97855.7098 | 0 | 416817 | 0 | 0 | 0 | 0 | 172173.1029 | 0 | 0 | 0 | 0 | 0 | 0 | 1054881.3605 | 0 | 0 | 0 | 0 | 0 | 0 | 0 | 0 | 0 | 0 | 0 | 0 | -26711.0718 | 0 | 0 | 0 | 0 | 0 | 0 | 0 | 0 | 0 | 292250.2184 | 0 | 0 | 0 | 0 | 0 | 0 | 0 | 0 | 0
2016-12-04 05:00 | 0 | 0 | 0 | 0 | 0 | 368433.8712 | 0 | 399836 | 0 | 0 | 0 | 0 | 101314.1525 | 0 | 0 | 0 | 0 | 0 | 0 | 1094338.1821 | 0 | 0 | 0 | 0 | 0 | 0 | 0 | 0 | 0 | 0 | 0 | 0 | -70858.9504 | 0 | 0 | 0 | 0 | 0 | 0 | 0 | 0 | 331707.04 | 292250.2184 | 0 | 0 | 0 | 0 | 0 | 0 | 0 | 0 | 0
2016-12-04 06:00 | 0 | 0 | 0 | 0 | 0 | 411316.7515 | 0 | 384940 | 0 | 0 | 0 | 0 | 172173.1029 | 0 | 0 | 0 | 0 | 0 | 0 | 1049855.9832 | 0 | 0 | 0 | 0 | 0 | 0 | 0 | 0 | 0 | 0 | 0 | 0 | 70858.9504 | 0 | 0 | 0 | 0 | 0 | 0 | 0 | 0 | 247768.0195 | 292250.2184 | 0 | 0 | 0 | 0 | 0 | 0 | 0 | 0 | 0
2016-12-04 07:00 | 0 | 0 | 0 | 0 | 0 | 342479.8712 | 0 | 373882 | 0 | 0 | 0 | 0 | 101314.1525 | 0 | 0 | 0 | 0 | 0 | 0 | 1089312.8048 | 0 | 0 | 0 | 0 | 0 | 0 | 0 | 0 | 0 | 0 | 0 | 0 | -70858.9504 | 0 | 0 | 0 | 0 | 0 | 0 | 0 | 0 | 331707.04 | 292250.2184 | 0 | 0 | 0 | 0 | 0 | 0 | 0 | 0 | 0
2016-12-04 08:00 | 0 | 0 | 0 | 0 | 0 | 418095.0522 | 0 | 367585 | 0 | 0 | 0 | 0 | 172173.1029 | 0 | 0 | 0 | 0 | 0 | 0 | 1068963.9066 | 0 | 0 | 0 | 0 | 0 | 0 | 0 | 0 | 0 | 0 | 0 | 0 | 70858.9504 | 0 | 0 | 0 | 0 | 0 | 0 | 0 | 0 | 271901.3202 | 292250.2184 | 0 | 0 | 0 | 0 | 0 | 0 | 0 | 0 | 0
2016-12-04 09:00 | 0 | 0 | 0 | 0 | 0 | 431756.8934 | 0 | 365589 | 0 | 0 | 0 | 0 | 198884.1747 | 0 | 0 | 0 | 0 | 0 | 0 | 1108420.7282 | 0 | 0 | 0 | 0 | 0 | 0 | 0 | 0 | 0 | 0 | 0 | 0 | 26711.0718 | 0 | 0 | 0 | 0 | 0 | 0 | 0 | 0 | 331707.04 | 292250.2184 | 0 | 0 | 0 | 0 | 0 | 0 | 0 | 0 | 0
2016-12-04 10:00 | 0 | 0 | 0 | 0 | 0 | 4273.8312 | 0 | 367383 | 0 | 0 | 0 | 0 | 128025.2243 | 0 | 0 | 0 | 0 | 0 | 0 | 816170.5098 | 0 | 0 | 0 | 0 | 0 | 0 | 0 | 0 | 0 | 0 | 0 | 0 | -70858.9504 | 0 | 0 | 0 | 0 | 0 | 0 | 0 | 0 | 0 | 292250.2184 | 0 | 0 | 0 | 0 | 0 | 0 | 0 | 0 | 0
2016-12-04 11:00 | 0 | 0 | 0 | 0 | 0 | 343575.8712 | 0 | 374978 | 0 | 0 | 0 | 0 | 57166.2739 | 0 | 0 | 0 | 0 | 0 | 0 | 855627.3314 | 0 | 0 | 0 | 0 | 0 | 0 | 0 | 0 | 0 | 0 | 0 | 0 | -70858.9504 | 0 | 0 | 0 | 0 | 0 | 0 | 0 | 0 | 331707.04 | 292250.2184 | 0 | 0 | 0 | 0 | 0 | 0 | 0 | 0 | 0
2016-12-04 12:00 | 0 | 0 | 0 | 0 | 0 | 106947.4581 | 0 | 385505 | 0 | 0 | 0 | 0 | 70858.9504 | 0 | 0 | 0 | 0 | 0 | 0 | 563377.1131 | 0 | 0 | 0 | 0 | 0 | 0 | 0 | 0 | 0 | 0 | 0 | 0 | 13692.6765 | 0 | 0 | 0 | 0 | 0 | 0 | 0 | 0 | 0 | 292250.2184 | 0 | 0 | 0 | 0 | 0 | 0 | 0 | 0 | 0
2016-12-04 13:00 | 0 | 0 | 0 | 0 | 0 | 369182.8712 | 0 | 400585 | 0 | 0 | 0 | 0 | 0 | 0 | 0 | 0 | 0 | 0 | 0 | 602833.9347 | 0 | 0 | 0 | 0 | 0 | 0 | 0 | 0 | 0 | 0 | 0 | 0 | -70858.9504 | 0 | 0 | 0 | 0 | 0 | 0 | 0 | 0 | 331707.04 | 292250.2184 | 0 | 0 | 0 | 0 | 0 | 0 | 0 | 0 | 0
2016-12-04 14:00 | 0 | 0 | 0 | 0 | 0 | 412290.5612 | 88738.2089 | 413990 | 0 | 0 | 0 | 0 | 70858.9504 | 0 | 0 | 0 | 0 | 0 | 0 | 619013.7544 | 0 | 0 | 0 | 0 | 0 | 0 | 0 | 0 | 0 | 0 | 0 | 0 | 70858.9504 | 0 | 0 | 0 | 0 | 0 | 0 | 0 | 0 | 308430.0381 | 292250.2184 | 0 | 0 | 0 | 0 | 0 | 0 | 0 | 0 | 0
2016-12-04 15:00 | 0 | 0 | 0 | 0 | 0 | 278969.7683 | 471722.3849 | 420910 | 0 | 0 | 0 | 0 | 128025.2243 | 0 | 0 | 0 | 0 | 0 | 0 | 891629.6338 | 0 | 0 | 0 | 0 | 0 | 0 | 0 | 0 | 0 | 0 | 0 | 0 | 57166.2739 | 0 | 0 | 0 | 0 | 0 | 0 | 0 | 0 | 272615.8794 | 0 | 0 | 0 | 0 | 0 | 0 | 0 | 0 | 0 | 0
2016-12-04 16:00 | 0 | 0 | 0 | 0 | 0 | 0 | 609894.5114 | 423653 | 0 | 0 | 0 | 0 | 198884.1747 | 0 | 0 | 0 | 0 | 0 | 0 | 1007012.1948 | 0 | 0 | 0 | 0 | 0 | 0 | 0 | 0 | 0 | 0 | 0 | 0 | 70858.9504 | 0 | 0 | 0 | 0 | 0 | 0 | 0 | 0 | 115382.561 | 0 | 0 | 0 | 0 | 0 | 0 | 0 | 0 | 0 | 0
2016-12-04 17:00 | 0 | 0 | 0 | 0 | 0 | 0 | 613815.4115 | 425473 | 0 | 0 | 0 | 0 | 198884.1747 | 0 | 0 | 0 | 0 | 0 | 0 | 1195354.6063 | 0 | 0 | 0 | 0 | 0 | 0 | 0 | 0 | 0 | 0 | 0 | 0 | 0 | 0 | 0 | 0 | 0 | 0 | 0 | 0 | 0 | 188342.4115 | 0 | 0 | 0 | 0 | 0 | 0 | 0 | 0 | 0 | 0
2016-12-04 18:00 | 0 | 0 | 0 | 0 | 0 | 0 | 582490.3884 | 426290 | 0 | 0 | 0 | 0 | 128025.2243 | 0 | 0 | 0 | 0 | 0 | 0 | 1422413.9451 | 0 | 0 | 0 | 0 | 0 | 0 | 0 | 0 | 0 | 0 | 0 | 0 | -70858.9504 | 0 | 0 | 0 | 0 | 0 | 0 | 0 | 0 | 227059.3388 | 0 | 0 | 0 | 0 | 0 | 0 | 0 | 0 | 0 | 0
2016-12-04 19:00 | 0 | 0 | 0 | 0 | 0 | 0 | 562988.7947 | 425797 | 0 | 0 | 0 | 0 | 198884.1747 | 0 | 0 | 0 | 0 | 0 | 0 | 1488746.7894 | 0 | 0 | 0 | 0 | 0 | 0 | 0 | 0 | 0 | 0 | 0 | 0 | 70858.9504 | 0 | 0 | 0 | 0 | 0 | 0 | 0 | 0 | 66332.8443 | 0 | 0 | 0 | 0 | 0 | 0 | 0 | 0 | 0 | 0
2016-12-04 20:00 | 0 | 0 | 0 | 0 | 0 | 0 | 578994.3797 | 426201 | 0 | 0 | 0 | 0 | 141717.9008 | 0 | 0 | 0 | 0 | 0 | 0 | 1698706.443 | 0 | 0 | 0 | 0 | 0 | 0 | 0 | 0 | 0 | 0 | 0 | 0 | -57166.2739 | 0 | 0 | 0 | 0 | 0 | 0 | 0 | 0 | 209959.6536 | 0 | 0 | 0 | 0 | 0 | 0 | 0 | 0 | 0 | 0
2016-12-04 21:00 | 0 | 0 | 0 | 0 | 0 | 0 | 605861.163 | 435167 | 0 | 0 | 0 | 0 | 70858.9504 | 0 | 0 | 0 | 0 | 0 | 0 | 1940259.5564 | 0 | 0 | 0 | 0 | 0 | 0 | 0 | 0 | 0 | 0 | 0 | 0 | -70858.9504 | 0 | 0 | 0 | 0 | 0 | 0 | 0 | 0 | 241553.1134 | 0 | 0 | 0 | 0 | 0 | 0 | 0 | 0 | 0 | 0
2016-12-04 22:00 | 0 | 0 | 0 | 0 | 0 | 0 | 556088.2528 | 453288 | 0 | 0 | 0 | 0 | 141717.9008 | 0 | 0 | 0 | 0 | 0 | 0 | 1972200.8588 | 0 | 0 | 0 | 0 | 0 | 0 | 0 | 0 | 0 | 0 | 0 | 0 | 70858.9504 | 0 | 0 | 0 | 0 | 0 | 0 | 0 | 0 | 31941.3024 | 0 | 0 | 0 | 0 | 0 | 0 | 0 | 0 | 0 | 0
2016-12-04 23:00 | 0 | 0 | 0 | 0 | 0 | 0 | 227287.1422 | 468054 | 0 | 0 | 0 | 0 | 70858.9504 | 0 | 0 | 0 | 0 | 0 | 0 | 1802292.9514 | 0 | 0 | 0 | 0 | 0 | 0 | 0 | 0 | 0 | 0 | 0 | 0 | -70858.9504 | 0 | 0 | 0 | 0 | 0 | 0 | 0 | 0 | 122342.311 | 292250.2184 | 0 | 0 | 0 | 0 | 0 | 0 | 0 | 0 | 0
2016-12-05 | 0 | 0 | 0 | 0 | 0 | 431594.5696 | 2296.973 | 474630 | 0 | 0 | 0 | 0 | 141717.9008 | 0 | 0 | 0 | 0 | 0 | 0 | 1690695.5437 | 0 | 0 | 0 | 0 | 0 | 0 | 0 | 0 | 0 | 0 | 0 | 0 | 70858.9504 | 0 | 0 | 0 | 0 | 0 | 0 | 0 | 0 | 180652.8106 | 292250.2184 | 0 | 0 | 0 | 0 | 0 | 0 | 0 | 0 | 0
2016-12-05 01:00 | 0 | 0 | 0 | 0 | 0 | 443162.8712 | 0 | 474565 | 0 | 0 | 0 | 0 | 70858.9504 | 0 | 0 | 0 | 0 | 0 | 0 | 1730152.3653 | 0 | 0 | 0 | 0 | 0 | 0 | 0 | 0 | 0 | 0 | 0 | 0 | -70858.9504 | 0 | 0 | 0 | 0 | 0 | 0 | 0 | 0 | 331707.04 | 292250.2184 | 0 | 0 | 0 | 0 | 0 | 0 | 0 | 0 | 0
2016-12-05 02:00 | 0 | 0 | 0 | 0 | 0 | 431000.8712 | 0 | 462403 | 0 | 0 | 0 | 0 | 0 | 0 | 0 | 0 | 0 | 0 | 0 | 1769609.1869 | 0 | 0 | 0 | 0 | 0 | 0 | 0 | 0 | 0 | 0 | 0 | 0 | -70858.9504 | 0 | 0 | 0 | 0 | 0 | 0 | 0 | 0 | 331707.04 | 292250.2184 | 0 | 0 | 0 | 0 | 0 | 0 | 0 | 0 | 0
2016-12-05 03:00 | 0 | 0 | 0 | 0 | 0 | 552699.772 | 0 | 442384 | 0 | 0 | 0 | 0 | 70858.9504 | 0 | 0 | 0 | 0 | 0 | 0 | 1809066.0085 | 0 | 0 | 0 | 0 | 0 | 0 | 0 | 0 | 0 | 0 | 0 | 0 | 70858.9504 | 0 | 0 | 0 | 0 | 0 | 0 | 0 | 0 | 331707.04 | 292250.2184 | 0 | 0 | 0 | 0 | 0 | 0 | 0 | 0 | 0
2016-12-05 04:00 | 0 | 0 | 0 | 0 | 0 | 530453.772 | 0 | 420138 | 0 | 0 | 0 | 0 | 141717.9008 | 0 | 0 | 0 | 0 | 0 | 0 | 1848522.8301 | 0 | 0 | 0 | 0 | 0 | 0 | 0 | 0 | 0 | 0 | 0 | 0 | 70858.9504 | 0 | 0 | 0 | 0 | 0 | 0 | 0 | 0 | 331707.04 | 292250.2184 | 0 | 0 | 0 | 0 | 0 | 0 | 0 | 0 | 0
2016-12-05 05:00 | 0 | 0 | 0 | 0 | 0 | 37335.8312 | 0 | 400445 | 0 | 0 | 0 | 0 | 70858.9504 | 0 | 0 | 0 | 0 | 0 | 0 | 1556272.6117 | 0 | 0 | 0 | 0 | 0 | 0 | 0 | 0 | 0 | 0 | 0 | 0 | -70858.9504 | 0 | 0 | 0 | 0 | 0 | 0 | 0 | 0 | 0 | 292250.2184 | 0 | 0 | 0 | 0 | 0 | 0 | 0 | 0 | 0
2016-12-05 06:00 | 0 | 0 | 0 | 0 | 0 | 495830.772 | 0 | 385515 | 0 | 0 | 0 | 0 | 141717.9008 | 0 | 0 | 0 | 0 | 0 | 0 | 1595729.4333 | 0 | 0 | 0 | 0 | 0 | 0 | 0 | 0 | 0 | 0 | 0 | 0 | 70858.9504 | 0 | 0 | 0 | 0 | 0 | 0 | 0 | 0 | 331707.04 | 292250.2184 | 0 | 0 | 0 | 0 | 0 | 0 | 0 | 0 | 0
2016-12-05 07:00 | 0 | 0 | 0 | 0 | 0 | 344821.8712 | 0 | 376224 | 0 | 0 | 0 | 0 | 70858.9504 | 0 | 0 | 0 | 0 | 0 | 0 | 1635186.2549 | 0 | 0 | 0 | 0 | 0 | 0 | 0 | 0 | 0 | 0 | 0 | 0 | -70858.9504 | 0 | 0 | 0 | 0 | 0 | 0 | 0 | 0 | 331707.04 | 292250.2184 | 0 | 0 | 0 | 0 | 0 | 0 | 0 | 0 | 0
2016-12-05 08:00 | 0 | 0 | 0 | 0 | 0 | 469331.0955 | 0 | 372708 | 0 | 0 | 0 | 0 | 128025.2243 | 0 | 0 | 0 | 0 | 0 | 0 | 1674643.0766 | 0 | 0 | 0 | 0 | 0 | 0 | 0 | 0 | 0 | 0 | 0 | 0 | 57166.2739 | 0 | 0 | 0 | 0 | 0 | 0 | 0 | 0 | 331707.04 | 292250.2184 | 0 | 0 | 0 | 0 | 0 | 0 | 0 | 0 | 0
2016-12-05 09:00 | 0 | 0 | 0 | 0 | 0 | 486991.772 | 0 | 376676 | 0 | 0 | 0 | 0 | 198884.1747 | 0 | 0 | 0 | 0 | 0 | 0 | 1714099.8982 | 0 | 0 | 0 | 0 | 0 | 0 | 0 | 0 | 0 | 0 | 0 | 0 | 70858.9504 | 0 | 0 | 0 | 0 | 0 | 0 | 0 | 0 | 331707.04 | 292250.2184 | 0 | 0 | 0 | 0 | 0 | 0 | 0 | 0 | 0
2016-12-05 10:00 | 0 | 0 | 0 | 0 | 0 | 98156.7816 | 0 | 390407 | 0 | 0 | 0 | 0 | 198884.1747 | 0 | 0 | 0 | 0 | 0 | 0 | 1421849.6798 | 0 | 0 | 0 | 0 | 0 | 0 | 0 | 0 | 0 | 0 | 0 | 0 | 0 | 0 | 0 | 0 | 0 | 0 | 0 | 0 | 0 | 0 | 292250.2184 | 0 | 0 | 0 | 0 | 0 | 0 | 0 | 0 | 0
2016-12-05 11:00 | 0 | 0 | 0 | 0 | 0 | 403473.5477 | 0 | 421183 | 0 | 0 | 0 | 0 | 141717.9008 | 0 | 0 | 0 | 0 | 0 | 0 | 1461306.5014 | 0 | 0 | 0 | 0 | 0 | 0 | 0 | 0 | 0 | 0 | 0 | 0 | -57166.2739 | 0 | 0 | 0 | 0 | 0 | 0 | 0 | 0 | 331707.04 | 292250.2184 | 0 | 0 | 0 | 0 | 0 | 0 | 0 | 0 | 0
2016-12-05 12:00 | 0 | 0 | 0 | 0 | 0 | 88722.8312 | 0 | 451832 | 0 | 0 | 0 | 0 | 70858.9504 | 0 | 0 | 0 | 0 | 0 | 0 | 1169056.283 | 0 | 0 | 0 | 0 | 0 | 0 | 0 | 0 | 0 | 0 | 0 | 0 | -70858.9504 | 0 | 0 | 0 | 0 | 0 | 0 | 0 | 0 | 0 | 292250.2184 | 0 | 0 | 0 | 0 | 0 | 0 | 0 | 0 | 0
2016-12-05 13:00 | 0 | 0 | 0 | 0 | 0 | 435184.8712 | 0 | 466587 | 0 | 0 | 0 | 0 | 0 | 0 | 0 | 0 | 0 | 0 | 0 | 1208513.1046 | 0 | 0 | 0 | 0 | 0 | 0 | 0 | 0 | 0 | 0 | 0 | 0 | -70858.9504 | 0 | 0 | 0 | 0 | 0 | 0 | 0 | 0 | 331707.04 | 292250.2184 | 0 | 0 | 0 | 0 | 0 | 0 | 0 | 0 | 0
2016-12-05 14:00 | 0 | 0 | 0 | 0 | 0 | 493527.9948 | 90766.7772 | 473979 | 0 | 0 | 0 | 0 | 70858.9504 | 0 | 0 | 0 | 0 | 0 | 0 | 1247969.9262 | 0 | 0 | 0 | 0 | 0 | 0 | 0 | 0 | 0 | 0 | 0 | 0 | 70858.9504 | 0 | 0 | 0 | 0 | 0 | 0 | 0 | 0 | 331707.04 | 292250.2184 | 0 | 0 | 0 | 0 | 0 | 0 | 0 | 0 | 0
2016-12-05 15:00 | 0 | 0 | 0 | 0 | 0 | 414707.4232 | 401275.5469 | 476630 | 0 | 0 | 0 | 0 | 141717.9008 | 0 | 0 | 0 | 0 | 0 | 0 | 1516463.946 | 0 | 0 | 0 | 0 | 0 | 0 | 0 | 0 | 0 | 0 | 0 | 0 | 70858.9504 | 0 | 0 | 0 | 0 | 0 | 0 | 0 | 0 | 268494.0197 | 0 | 0 | 0 | 0 | 0 | 0 | 0 | 0 | 0 | 0
2016-12-05 16:00 | 0 | 0 | 0 | 0 | 0 | 187865.7093 | 546503.3802 | 473521 | 0 | 0 | 0 | 0 | 70858.9504 | 0 | 0 | 0 | 0 | 0 | 0 | 1848170.986 | 0 | 0 | 0 | 0 | 0 | 0 | 0 | 0 | 0 | 0 | 0 | 0 | -70858.9504 | 0 | 0 | 0 | 0 | 0 | 0 | 0 | 0 | 331707.04 | 0 | 0 | 0 | 0 | 0 | 0 | 0 | 0 | 0 | 0
2016-12-05 17:00 | 0 | 0 | 0 | 0 | 0 | 0 | 570818.4369 | 469196 | 0 | 0 | 0 | 0 | 70858.9504 | 0 | 0 | 0 | 0 | 0 | 0 | 1949793.4229 | 0 | 0 | 0 | 0 | 0 | 0 | 0 | 0 | 0 | 0 | 0 | 0 | 0 | 0 | 0 | 0 | 0 | 0 | 0 | 0 | 0 | 101622.4369 | 0 | 0 | 0 | 0 | 0 | 0 | 0 | 0 | 0 | 0
2016-12-05 18:00 | 0 | 0 | 0 | 0 | 0 | 0 | 550847.214 | 464977 | 0 | 0 | 0 | 0 | 0 | 0 | 0 | 0 | 0 | 0 | 0 | 2106522.5872 | 0 | 0 | 0 | 0 | 0 | 0 | 0 | 0 | 0 | 0 | 0 | 0 | -70858.9504 | 0 | 0 | 0 | 0 | 0 | 0 | 0 | 0 | 156729.1644 | 0 | 0 | 0 | 0 | 0 | 0 | 0 | 0 | 0 | 0
2016-12-05 19:00 | 0 | 0 | 0 | 0 | 0 | 319947.508 | 544758.4824 | 462140 | 0 | 0 | 0 | 0 | 70858.9504 | 0 | 0 | 0 | 0 | 0 | 0 | 2438229.6272 | 0 | 0 | 0 | 0 | 0 | 0 | 0 | 0 | 0 | 0 | 0 | 0 | 70858.9504 | 0 | 0 | 0 | 0 | 0 | 0 | 0 | 0 | 331707.04 | 0 | 0 | 0 | 0 | 0 | 0 | 0 | 0 | 0 | 0
2016-12-05 20:00 | 0 | 0 | 0 | 0 | 0 | 0 | 566742.2216 | 460300 | 0 | 0 | 0 | 0 | 141717.9008 | 0 | 0 | 0 | 0 | 0 | 0 | 2473812.8984 | 0 | 0 | 0 | 0 | 0 | 0 | 0 | 0 | 0 | 0 | 0 | 0 | 70858.9504 | 0 | 0 | 0 | 0 | 0 | 0 | 0 | 0 | 35583.2712 | 0 | 0 | 0 | 0 | 0 | 0 | 0 | 0 | 0 | 0
2016-12-05 21:00 | 0 | 0 | 0 | 0 | 0 | 0 | 594189.4079 | 466385 | 0 | 0 | 0 | 0 | 70858.9504 | 0 | 0 | 0 | 0 | 0 | 0 | 2672476.2567 | 0 | 0 | 0 | 0 | 0 | 0 | 0 | 0 | 0 | 0 | 0 | 0 | -70858.9504 | 0 | 0 | 0 | 0 | 0 | 0 | 0 | 0 | 198663.3583 | 0 | 0 | 0 | 0 | 0 | 0 | 0 | 0 | 0 | 0
2016-12-05 22:00 | 0 | 0 | 0 | 0 | 0 | 0 | 527756.3408 | 485100 | 0 | 0 | 0 | 0 | 0 | 0 | 0 | 0 | 0 | 0 | 0 | 2785991.5479 | 0 | 0 | 0 | 0 | 0 | 0 | 0 | 0 | 0 | 0 | 0 | 0 | -70858.9504 | 0 | 0 | 0 | 0 | 0 | 0 | 0 | 0 | 113515.2912 | 0 | 0 | 0 | 0 | 0 | 0 | 0 | 0 | 0 | 0
2016-12-05 23:00 | 0 | 0 | 0 | 0 | 0 | 386755.1834 | 184324.767 | 500221 | 0 | 0 | 0 | 0 | 70858.9504 | 0 | 0 | 0 | 0 | 0 | 0 | 2785991.5479 | 0 | 0 | 0 | 0 | 0 | 0 | 0 | 0 | 0 | 0 | 0 | 0 | 70858.9504 | 0 | 0 | 0 | 0 | 0 | 0 | 0 | 0 | 0 | 0 | 0 | 0 | 0 | 0 | 0 | 0 | 0 | 0 | 0
2016-12-06 | 0 | 0 | 0 | 0 | 0 | 613667.3529 | 2265.4191 | 505617 | 0 | 0 | 0 | 0 | 141717.9008 | 0 | 0 | 0 | 0 | 0 | 0 | 2825448.3695 | 0 | 0 | 0 | 0 | 0 | 0 | 0 | 0 | 0 | 0 | 0 | 0 | 70858.9504 | 0 | 0 | 0 | 0 | 0 | 0 | 0 | 0 | 331707.04 | 292250.2184 | 0 | 0 | 0 | 0 | 0 | 0 | 0 | 0 | 0
2016-12-06 01:00 | 0 | 0 | 0 | 0 | 0 | 472281.8712 | 0 | 503684 | 0 | 0 | 0 | 0 | 70858.9504 | 0 | 0 | 0 | 0 | 0 | 0 | 2864905.1911 | 0 | 0 | 0 | 0 | 0 | 0 | 0 | 0 | 0 | 0 | 0 | 0 | -70858.9504 | 0 | 0 | 0 | 0 | 0 | 0 | 0 | 0 | 331707.04 | 292250.2184 | 0 | 0 | 0 | 0 | 0 | 0 | 0 | 0 | 0
2016-12-06 02:00 | 0 | 0 | 0 | 0 | 0 | 600215.772 | 0 | 489900 | 0 | 0 | 0 | 0 | 141717.9008 | 0 | 0 | 0 | 0 | 0 | 0 | 2904362.0127 | 0 | 0 | 0 | 0 | 0 | 0 | 0 | 0 | 0 | 0 | 0 | 0 | 70858.9504 | 0 | 0 | 0 | 0 | 0 | 0 | 0 | 0 | 331707.04 | 292250.2184 | 0 | 0 | 0 | 0 | 0 | 0 | 0 | 0 | 0
2016-12-06 03:00 | 0 | 0 | 0 | 0 | 0 | 562922.0955 | 0 | 466299 | 0 | 0 | 0 | 0 | 198884.1747 | 0 | 0 | 0 | 0 | 0 | 0 | 2943818.8343 | 0 | 0 | 0 | 0 | 0 | 0 | 0 | 0 | 0 | 0 | 0 | 0 | 57166.2739 | 0 | 0 | 0 | 0 | 0 | 0 | 0 | 0 | 331707.04 | 292250.2184 | 0 | 0 | 0 | 0 | 0 | 0 | 0 | 0 | 0
2016-12-06 04:00 | 0 | 0 | 0 | 0 | 0 | 368894.0496 | 0 | 439753 | 0 | 0 | 0 | 0 | 128025.2243 | 0 | 0 | 0 | 0 | 0 | 0 | 2943818.8343 | 0 | 0 | 0 | 0 | 0 | 0 | 0 | 0 | 0 | 0 | 0 | 0 | -70858.9504 | 0 | 0 | 0 | 0 | 0 | 0 | 0 | 0 | 0 | 0 | 0 | 0 | 0 | 0 | 0 | 0 | 0 | 0 | 0
2016-12-06 05:00 | 0 | 0 | 0 | 0 | 0 | 487183.9504 | 0 | 416325 | 0 | 0 | 0 | 0 | 198884.1747 | 0 | 0 | 0 | 0 | 0 | 0 | 2943818.8343 | 0 | 0 | 0 | 0 | 0 | 0 | 0 | 0 | 0 | 0 | 0 | 0 | 70858.9504 | 0 | 0 | 0 | 0 | 0 | 0 | 0 | 0 | 0 | 0 | 0 | 0 | 0 | 0 | 0 | 0 | 0 | 0 | 0
2016-12-06 06:00 | 0 | 0 | 0 | 0 | 0 | 398910 | 0 | 398910 | 0 | 0 | 0 | 0 | 198884.1747 | 0 | 0 | 0 | 0 | 0 | 0 | 2943818.8343 | 0 | 0 | 0 | 0 | 0 | 0 | 0 | 0 | 0 | 0 | 0 | 0 | 0 | 0 | 0 | 0 | 0 | 0 | 0 | 0 | 0 | 0 | 0 | 0 | 0 | 0 | 0 | 0 | 0 | 0 | 0 | 0
2016-12-06 07:00 | 0 | 0 | 0 | 0 | 0 | 317783.0496 | 0 | 388642 | 0 | 0 | 0 | 0 | 128025.2243 | 0 | 0 | 0 | 0 | 0 | 0 | 2943818.8343 | 0 | 0 | 0 | 0 | 0 | 0 | 0 | 0 | 0 | 0 | 0 | 0 | -70858.9504 | 0 | 0 | 0 | 0 | 0 | 0 | 0 | 0 | 0 | 0 | 0 | 0 | 0 | 0 | 0 | 0 | 0 | 0 | 0
2016-12-06 08:00 | 0 | 0 | 0 | 0 | 0 | 454406.9504 | 0 | 383548 | 0 | 0 | 0 | 0 | 198884.1747 | 0 | 0 | 0 | 0 | 0 | 0 | 2943818.8343 | 0 | 0 | 0 | 0 | 0 | 0 | 0 | 0 | 0 | 0 | 0 | 0 | 70858.9504 | 0 | 0 | 0 | 0 | 0 | 0 | 0 | 0 | 0 | 0 | 0 | 0 | 0 | 0 | 0 | 0 | 0 | 0 | 0
2016-12-06 09:00 | 0 | 0 | 0 | 0 | 0 | 385909 | 0 | 385909 | 0 | 0 | 0 | 0 | 198884.1747 | 0 | 0 | 0 | 0 | 0 | 0 | 2943818.8343 | 0 | 0 | 0 | 0 | 0 | 0 | 0 | 0 | 0 | 0 | 0 | 0 | 0 | 0 | 0 | 0 | 0 | 0 | 0 | 0 | 0 | 0 | 0 | 0 | 0 | 0 | 0 | 0 | 0 | 0 | 0 | 0
2016-12-06 10:00 | 0 | 0 | 0 | 0 | 0 | 328505.0496 | 0 | 399364 | 0 | 0 | 0 | 0 | 128025.2243 | 0 | 0 | 0 | 0 | 0 | 0 | 2943818.8343 | 0 | 0 | 0 | 0 | 0 | 0 | 0 | 0 | 0 | 0 | 0 | 0 | -70858.9504 | 0 | 0 | 0 | 0 | 0 | 0 | 0 | 0 | 0 | 0 | 0 | 0 | 0 | 0 | 0 | 0 | 0 | 0 | 0
2016-12-06 11:00 | 0 | 0 | 0 | 0 | 0 | 428384 | 0 | 428384 | 0 | 0 | 0 | 0 | 128025.2243 | 0 | 0 | 0 | 0 | 0 | 0 | 2943818.8343 | 0 | 0 | 0 | 0 | 0 | 0 | 0 | 0 | 0 | 0 | 0 | 0 | 0 | 0 | 0 | 0 | 0 | 0 | 0 | 0 | 0 | 0 | 0 | 0 | 0 | 0 | 0 | 0 | 0 | 0 | 0 | 0
2016-12-06 12:00 | 0 | 0 | 0 | 0 | 0 | 528515.9504 | 0 | 457657 | 0 | 0 | 0 | 0 | 198884.1747 | 0 | 0 | 0 | 0 | 0 | 0 | 2943818.8343 | 0 | 0 | 0 | 0 | 0 | 0 | 0 | 0 | 0 | 0 | 0 | 0 | 70858.9504 | 0 | 0 | 0 | 0 | 0 | 0 | 0 | 0 | 0 | 0 | 0 | 0 | 0 | 0 | 0 | 0 | 0 | 0 | 0
2016-12-06 13:00 | 0 | 0 | 0 | 0 | 0 | 682260.6137 | 0 | 470719 | 0 | 0 | 0 | 0 | 128025.2243 | 0 | 0 | 0 | 0 | 0 | 0 | 3226219.3984 | 0 | 0 | 0 | 0 | 0 | 0 | 0 | 0 | 0 | 0 | 0 | 0 | -70858.9504 | 0 | 0 | 0 | 0 | 0 | 0 | 0 | 0 | 282400.5641 | 0 | 0 | 0 | 0 | 0 | 0 | 0 | 0 | 0 | 0
2016-12-06 14:00 | 0 | 0 | 0 | 0 | 0 | 369473.5773 | 37540.4723 | 477873 | 0 | 0 | 0 | 0 | 57166.2739 | 0 | 0 | 0 | 0 | 0 | 0 | 3226219.3984 | 0 | 0 | 0 | 0 | 0 | 0 | 0 | 0 | 0 | 0 | 0 | 0 | -70858.9504 | 0 | 0 | 0 | 0 | 0 | 0 | 0 | 0 | 0 | 0 | 0 | 0 | 0 | 0 | 0 | 0 | 0 | 0 | 0
2016-12-06 15:00 | 0 | 0 | 0 | 0 | 0 | 593469.7987 | 289844.1917 | 480748 | 0 | 0 | 0 | 0 | 128025.2243 | 0 | 0 | 0 | 0 | 0 | 0 | 3557926.4384 | 0 | 0 | 0 | 0 | 0 | 0 | 0 | 0 | 0 | 0 | 0 | 0 | 70858.9504 | 0 | 0 | 0 | 0 | 0 | 0 | 0 | 0 | 331707.04 | 0 | 0 | 0 | 0 | 0 | 0 | 0 | 0 | 0 | 0
2016-12-06 16:00 | 0 | 0 | 0 | 0 | 0 | 88223.7569 | 462163.1935 | 479528 | 0 | 0 | 0 | 0 | 198884.1747 | 0 | 0 | 0 | 0 | 0 | 0 | 3557926.4384 | 0 | 0 | 0 | 0 | 0 | 0 | 0 | 0 | 0 | 0 | 0 | 0 | 70858.9504 | 0 | 0 | 0 | 0 | 0 | 0 | 0 | 0 | 0 | 0 | 0 | 0 | 0 | 0 | 0 | 0 | 0 | 0 | 0
2016-12-06 17:00 | 0 | 0 | 0 | 0 | 0 | 298121.8341 | 509149.2059 | 475564 | 0 | 0 | 0 | 0 | 198884.1747 | 0 | 0 | 0 | 0 | 0 | 0 | 3889633.4784 | 0 | 0 | 0 | 0 | 0 | 0 | 0 | 0 | 0 | 0 | 0 | 0 | 0 | 0 | 0 | 0 | 0 | 0 | 0 | 0 | 0 | 331707.04 | 0 | 0 | 0 | 0 | 0 | 0 | 0 | 0 | 0 | 0
2016-12-06 18:00 | 0 | 0 | 0 | 0 | 0 | 0 | 496171.4586 | 472105 | 0 | 0 | 0 | 0 | 198884.1747 | 0 | 0 | 0 | 0 | 0 | 0 | 3913699.937 | 0 | 0 | 0 | 0 | 0 | 0 | 0 | 0 | 0 | 0 | 0 | 0 | 0 | 0 | 0 | 0 | 0 | 0 | 0 | 0 | 0 | 24066.4586 | 0 | 0 | 0 | 0 | 0 | 0 | 0 | 0 | 0 | 0
2016-12-06 19:00 | 0 | 0 | 0 | 0 | 0 | 0 | 480005.7608 | 469315 | 0 | 0 | 0 | 0 | 198884.1747 | 0 | 0 | 0 | 0 | 0 | 0 | 3924390.6978 | 0 | 0 | 0 | 0 | 0 | 0 | 0 | 0 | 0 | 0 | 0 | 0 | 0 | 0 | 0 | 0 | 0 | 0 | 0 | 0 | 0 | 10690.7608 | 0 | 0 | 0 | 0 | 0 | 0 | 0 | 0 | 0 | 0
2016-12-06 20:00 | 0 | 0 | 0 | 0 | 0 | 0 | 479781.1836 | 468827 | 0 | 0 | 0 | 0 | 198884.1747 | 0 | 0 | 0 | 0 | 0 | 0 | 3935344.8814 | 0 | 0 | 0 | 0 | 0 | 0 | 0 | 0 | 0 | 0 | 0 | 0 | 0 | 0 | 0 | 0 | 0 | 0 | 0 | 0 | 0 | 10954.1836 | 0 | 0 | 0 | 0 | 0 | 0 | 0 | 0 | 0 | 0
2016-12-06 21:00 | 0 | 0 | 0 | 0 | 0 | 333083.6436 | 473495.3964 | 474872 | 0 | 0 | 0 | 0 | 198884.1747 | 0 | 0 | 0 | 0 | 0 | 0 | 4267051.9214 | 0 | 0 | 0 | 0 | 0 | 0 | 0 | 0 | 0 | 0 | 0 | 0 | 0 | 0 | 0 | 0 | 0 | 0 | 0 | 0 | 0 | 331707.04 | 0 | 0 | 0 | 0 | 0 | 0 | 0 | 0 | 0 | 0
2016-12-06 22:00 | 0 | 0 | 0 | 0 | 0 | 60036.0843 | 406253.7021 | 489968 | 0 | 0 | 0 | 0 | 175205.9611 | 0 | 0 | 0 | 0 | 0 | 0 | 4267051.9214 | 0 | 0 | 0 | 0 | 0 | 0 | 0 | 0 | 0 | 0 | 0 | 0 | -23678.2136 | 0 | 0 | 0 | 0 | 0 | 0 | 0 | 0 | 0 | 0 | 0 | 0 | 0 | 0 | 0 | 0 | 0 | 0 | 0
2016-12-06 23:00 | 0 | 0 | 0 | 0 | 0 | 491168.4603 | 183763.8607 | 503644 | 0 | 0 | 0 | 0 | 104347.0107 | 0 | 0 | 0 | 0 | 0 | 0 | 4509199.1928 | 0 | 0 | 0 | 0 | 0 | 0 | 0 | 0 | 0 | 0 | 0 | 0 | -70858.9504 | 0 | 0 | 0 | 0 | 0 | 0 | 0 | 0 | 242147.2714 | 0 | 0 | 0 | 0 | 0 | 0 | 0 | 0 | 0 | 0
2016-12-07 | 0 | 0 | 0 | 0 | 0 | 502272.8326 | 1939.647 | 509312 | 0 | 0 | 0 | 0 | 59790.6687 | 0 | 0 | 0 | 0 | 0 | 0 | 4548656.0144 | 0 | 0 | 0 | 0 | 0 | 0 | 0 | 0 | 0 | 0 | 0 | 0 | -44556.342 | 0 | 0 | 0 | 0 | 0 | 0 | 0 | 0 | 331707.04 | 292250.2184 | 0 | 0 | 0 | 0 | 0 | 0 | 0 | 0 | 0
2016-12-07 01:00 | 0 | 0 | 0 | 0 | 0 | 509152.8823 | 0 | 507253 | 0 | 0 | 0 | 0 | 130649.6191 | 0 | 0 | 0 | 0 | 0 | 0 | 4479696.9463 | 0 | 0 | 0 | 0 | 0 | 0 | 0 | 0 | 0 | 0 | 0 | 0 | 70858.9504 | 0 | 0 | 0 | 0 | 0 | 0 | 0 | 0 | 223291.1503 | 292250.2184 | 0 | 0 | 0 | 0 | 0 | 0 | 0 | 0 | 0
2016-12-07 02:00 | 0 | 0 | 0 | 0 | 0 | 462784.8712 | 0 | 494187 | 0 | 0 | 0 | 0 | 59790.6687 | 0 | 0 | 0 | 0 | 0 | 0 | 4519153.7679 | 0 | 0 | 0 | 0 | 0 | 0 | 0 | 0 | 0 | 0 | 0 | 0 | -70858.9504 | 0 | 0 | 0 | 0 | 0 | 0 | 0 | 0 | 331707.04 | 292250.2184 | 0 | 0 | 0 | 0 | 0 | 0 | 0 | 0 | 0
2016-12-07 03:00 | 0 | 0 | 0 | 0 | 0 | 511629.3614 | 0 | 471487 | 0 | 0 | 0 | 0 | 130649.6191 | 0 | 0 | 0 | 0 | 0 | 0 | 4488437.1789 | 0 | 0 | 0 | 0 | 0 | 0 | 0 | 0 | 0 | 0 | 0 | 0 | 70858.9504 | 0 | 0 | 0 | 0 | 0 | 0 | 0 | 0 | 261533.6293 | 292250.2184 | 0 | 0 | 0 | 0 | 0 | 0 | 0 | 0 | 0
2016-12-07 04:00 | 0 | 0 | 0 | 0 | 0 | 415696.8712 | 0 | 447099 | 0 | 0 | 0 | 0 | 59790.6687 | 0 | 0 | 0 | 0 | 0 | 0 | 4527894.0005 | 0 | 0 | 0 | 0 | 0 | 0 | 0 | 0 | 0 | 0 | 0 | 0 | -70858.9504 | 0 | 0 | 0 | 0 | 0 | 0 | 0 | 0 | 331707.04 | 292250.2184 | 0 | 0 | 0 | 0 | 0 | 0 | 0 | 0 | 0
2016-12-07 05:00 | 0 | 0 | 0 | 0 | 0 | 203633.732 | 0 | 425025 | 0 | 0 | 0 | 0 | 130649.6191 | 0 | 0 | 0 | 0 | 0 | 0 | 4235643.7821 | 0 | 0 | 0 | 0 | 0 | 0 | 0 | 0 | 0 | 0 | 0 | 0 | 70858.9504 | 0 | 0 | 0 | 0 | 0 | 0 | 0 | 0 | 0 | 292250.2184 | 0 | 0 | 0 | 0 | 0 | 0 | 0 | 0 | 0
2016-12-07 06:00 | 0 | 0 | 0 | 0 | 0 | 515112.3772 | 0 | 407421 | 0 | 0 | 0 | 0 | 198884.1747 | 0 | 0 | 0 | 0 | 0 | 0 | 4275100.6037 | 0 | 0 | 0 | 0 | 0 | 0 | 0 | 0 | 0 | 0 | 0 | 0 | 68234.5556 | 0 | 0 | 0 | 0 | 0 | 0 | 0 | 0 | 331707.04 | 292250.2184 | 0 | 0 | 0 | 0 | 0 | 0 | 0 | 0 | 0
2016-12-07 07:00 | 0 | 0 | 0 | 0 | 0 | 326170.0496 | 0 | 397029 | 0 | 0 | 0 | 0 | 128025.2243 | 0 | 0 | 0 | 0 | 0 | 0 | 4275100.6037 | 0 | 0 | 0 | 0 | 0 | 0 | 0 | 0 | 0 | 0 | 0 | 0 | -70858.9504 | 0 | 0 | 0 | 0 | 0 | 0 | 0 | 0 | 0 | 0 | 0 | 0 | 0 | 0 | 0 | 0 | 0 | 0 | 0
2016-12-07 08:00 | 0 | 0 | 0 | 0 | 0 | 463969.9504 | 0 | 393111 | 0 | 0 | 0 | 0 | 198884.1747 | 0 | 0 | 0 | 0 | 0 | 0 | 4275100.6037 | 0 | 0 | 0 | 0 | 0 | 0 | 0 | 0 | 0 | 0 | 0 | 0 | 70858.9504 | 0 | 0 | 0 | 0 | 0 | 0 | 0 | 0 | 0 | 0 | 0 | 0 | 0 | 0 | 0 | 0 | 0 | 0 | 0
2016-12-07 09:00 | 0 | 0 | 0 | 0 | 0 | 324768.0496 | 0 | 395627 | 0 | 0 | 0 | 0 | 128025.2243 | 0 | 0 | 0 | 0 | 0 | 0 | 4275100.6037 | 0 | 0 | 0 | 0 | 0 | 0 | 0 | 0 | 0 | 0 | 0 | 0 | -70858.9504 | 0 | 0 | 0 | 0 | 0 | 0 | 0 | 0 | 0 | 0 | 0 | 0 | 0 | 0 | 0 | 0 | 0 | 0 | 0
2016-12-07 10:00 | 0 | 0 | 0 | 0 | 0 | 519092.772 | 0 | 408777 | 0 | 0 | 0 | 0 | 198884.1747 | 0 | 0 | 0 | 0 | 0 | 0 | 4314557.4253 | 0 | 0 | 0 | 0 | 0 | 0 | 0 | 0 | 0 | 0 | 0 | 0 | 70858.9504 | 0 | 0 | 0 | 0 | 0 | 0 | 0 | 0 | 331707.04 | 292250.2184 | 0 | 0 | 0 | 0 | 0 | 0 | 0 | 0 | 0
2016-12-07 11:00 | 0 | 0 | 0 | 0 | 0 | 420895.5477 | 0 | 438605 | 0 | 0 | 0 | 0 | 141717.9008 | 0 | 0 | 0 | 0 | 0 | 0 | 4354014.247 | 0 | 0 | 0 | 0 | 0 | 0 | 0 | 0 | 0 | 0 | 0 | 0 | -57166.2739 | 0 | 0 | 0 | 0 | 0 | 0 | 0 | 0 | 331707.04 | 292250.2184 | 0 | 0 | 0 | 0 | 0 | 0 | 0 | 0 | 0
2016-12-07 12:00 | 0 | 0 | 0 | 0 | 0 | 437433.8712 | 0 | 468836 | 0 | 0 | 0 | 0 | 70858.9504 | 0 | 0 | 0 | 0 | 0 | 0 | 4393471.0686 | 0 | 0 | 0 | 0 | 0 | 0 | 0 | 0 | 0 | 0 | 0 | 0 | -70858.9504 | 0 | 0 | 0 | 0 | 0 | 0 | 0 | 0 | 331707.04 | 292250.2184 | 0 | 0 | 0 | 0 | 0 | 0 | 0 | 0 | 0
2016-12-07 13:00 | 0 | 0 | 0 | 0 | 0 | 117009.8312 | 0 | 480119 | 0 | 0 | 0 | 0 | 0 | 0 | 0 | 0 | 0 | 0 | 0 | 4101220.8502 | 0 | 0 | 0 | 0 | 0 | 0 | 0 | 0 | 0 | 0 | 0 | 0 | -70858.9504 | 0 | 0 | 0 | 0 | 0 | 0 | 0 | 0 | 0 | 292250.2184 | 0 | 0 | 0 | 0 | 0 | 0 | 0 | 0 | 0
2016-12-07 14:00 | 0 | 0 | 0 | 0 | 0 | 497020.2448 | 32861.5334 | 483620 | 0 | 0 | 0 | 0 | 70858.9504 | 0 | 0 | 0 | 0 | 0 | 0 | 4076623.6781 | 0 | 0 | 0 | 0 | 0 | 0 | 0 | 0 | 0 | 0 | 0 | 0 | 70858.9504 | 0 | 0 | 0 | 0 | 0 | 0 | 0 | 0 | 267653.0463 | 292250.2184 | 0 | 0 | 0 | 0 | 0 | 0 | 0 | 0 | 0
2016-12-07 15:00 | 0 | 0 | 0 | 0 | 0 | 486702.8368 | 322547.3057 | 482502 | 0 | 0 | 0 | 0 | 141717.9008 | 0 | 0 | 0 | 0 | 0 | 0 | 4332512.8702 | 0 | 0 | 0 | 0 | 0 | 0 | 0 | 0 | 0 | 0 | 0 | 0 | 70858.9504 | 0 | 0 | 0 | 0 | 0 | 0 | 0 | 0 | 255889.1921 | 0 | 0 | 0 | 0 | 0 | 0 | 0 | 0 | 0 | 0
2016-12-07 16:00 | 0 | 0 | 0 | 0 | 0 | 378459.9926 | 487952.3213 | 477539 | 0 | 0 | 0 | 0 | 198884.1747 | 0 | 0 | 0 | 0 | 0 | 0 | 4664219.9102 | 0 | 0 | 0 | 0 | 0 | 0 | 0 | 0 | 0 | 0 | 0 | 0 | 57166.2739 | 0 | 0 | 0 | 0 | 0 | 0 | 0 | 0 | 331707.04 | 0 | 0 | 0 | 0 | 0 | 0 | 0 | 0 | 0 | 0
2016-12-07 17:00 | 0 | 0 | 0 | 0 | 0 | 0 | 512566.3529 | 472931 | 0 | 0 | 0 | 0 | 128025.2243 | 0 | 0 | 0 | 0 | 0 | 0 | 4774714.2135 | 0 | 0 | 0 | 0 | 0 | 0 | 0 | 0 | 0 | 0 | 0 | 0 | -70858.9504 | 0 | 0 | 0 | 0 | 0 | 0 | 0 | 0 | 110494.3033 | 0 | 0 | 0 | 0 | 0 | 0 | 0 | 0 | 0 | 0
2016-12-07 18:00 | 0 | 0 | 0 | 0 | 0 | 0 | 490562.2069 | 468546 | 0 | 0 | 0 | 0 | 57166.2739 | 0 | 0 | 0 | 0 | 0 | 0 | 4867589.3708 | 0 | 0 | 0 | 0 | 0 | 0 | 0 | 0 | 0 | 0 | 0 | 0 | -70858.9504 | 0 | 0 | 0 | 0 | 0 | 0 | 0 | 0 | 92875.1573 | 0 | 0 | 0 | 0 | 0 | 0 | 0 | 0 | 0 | 0
2016-12-07 19:00 | 0 | 0 | 0 | 0 | 0 | 393943.0104 | 474448.98 | 465826 | 0 | 0 | 0 | 0 | 128025.2243 | 0 | 0 | 0 | 0 | 0 | 0 | 5199296.4108 | 0 | 0 | 0 | 0 | 0 | 0 | 0 | 0 | 0 | 0 | 0 | 0 | 70858.9504 | 0 | 0 | 0 | 0 | 0 | 0 | 0 | 0 | 331707.04 | 0 | 0 | 0 | 0 | 0 | 0 | 0 | 0 | 0 | 0
2016-12-07 20:00 | 0 | 0 | 0 | 0 | 0 | 389336.9392 | 478031.0512 | 464802 | 0 | 0 | 0 | 0 | 198884.1747 | 0 | 0 | 0 | 0 | 0 | 0 | 5531003.4508 | 0 | 0 | 0 | 0 | 0 | 0 | 0 | 0 | 0 | 0 | 0 | 0 | 70858.9504 | 0 | 0 | 0 | 0 | 0 | 0 | 0 | 0 | 331707.04 | 0 | 0 | 0 | 0 | 0 | 0 | 0 | 0 | 0 | 0
2016-12-07 21:00 | 0 | 0 | 0 | 0 | 0 | 0 | 474448.9411 | 470564 | 0 | 0 | 0 | 0 | 198884.1747 | 0 | 0 | 0 | 0 | 0 | 0 | 5534888.3919 | 0 | 0 | 0 | 0 | 0 | 0 | 0 | 0 | 0 | 0 | 0 | 0 | 0 | 0 | 0 | 0 | 0 | 0 | 0 | 0 | 0 | 3884.9411 | 0 | 0 | 0 | 0 | 0 | 0 | 0 | 0 | 0 | 0
2016-12-07 22:00 | 0 | 0 | 0 | 0 | 0 | 415594.073 | 406906.967 | 490794 | 0 | 0 | 0 | 0 | 198884.1747 | 0 | 0 | 0 | 0 | 0 | 0 | 5866595.4319 | 0 | 0 | 0 | 0 | 0 | 0 | 0 | 0 | 0 | 0 | 0 | 0 | 0 | 0 | 0 | 0 | 0 | 0 | 0 | 0 | 0 | 331707.04 | 0 | 0 | 0 | 0 | 0 | 0 | 0 | 0 | 0 | 0
2016-12-07 23:00 | 0 | 0 | 0 | 0 | 0 | 617180.6274 | 139079.1718 | 508905 | 0 | 0 | 0 | 0 | 198884.1747 | 0 | 0 | 0 | 0 | 0 | 0 | 6113950.2311 | 0 | 0 | 0 | 0 | 0 | 0 | 0 | 0 | 0 | 0 | 0 | 0 | 0 | 0 | 0 | 0 | 0 | 0 | 0 | 0 | 0 | 247354.7992 | 0 | 0 | 0 | 0 | 0 | 0 | 0 | 0 | 0 | 0
2016-12-08 | 0 | 0 | 0 | 0 | 0 | 150925.1408 | 1732.6904 | 515767 | 0 | 0 | 0 | 0 | 128025.2243 | 0 | 0 | 0 | 0 | 0 | 0 | 5821700.0128 | 0 | 0 | 0 | 0 | 0 | 0 | 0 | 0 | 0 | 0 | 0 | 0 | -70858.9504 | 0 | 0 | 0 | 0 | 0 | 0 | 0 | 0 | 0 | 292250.2184 | 0 | 0 | 0 | 0 | 0 | 0 | 0 | 0 | 0
2016-12-08 01:00 | 0 | 0 | 0 | 0 | 0 | 555253.8216 | 0 | 515797 | 0 | 0 | 0 | 0 | 128025.2243 | 0 | 0 | 0 | 0 | 0 | 0 | 5861156.8344 | 0 | 0 | 0 | 0 | 0 | 0 | 0 | 0 | 0 | 0 | 0 | 0 | 0 | 0 | 0 | 0 | 0 | 0 | 0 | 0 | 0 | 331707.04 | 292250.2184 | 0 | 0 | 0 | 0 | 0 | 0 | 0 | 0 | 0
2016-12-08 02:00 | 0 | 0 | 0 | 0 | 0 | 600018.9665 | 0 | 504234 | 0 | 0 | 0 | 0 | 198884.1747 | 0 | 0 | 0 | 0 | 0 | 0 | 5886082.8505 | 0 | 0 | 0 | 0 | 0 | 0 | 0 | 0 | 0 | 0 | 0 | 0 | 70858.9504 | 0 | 0 | 0 | 0 | 0 | 0 | 0 | 0 | 317176.2345 | 292250.2184 | 0 | 0 | 0 | 0 | 0 | 0 | 0 | 0 | 0
2016-12-08 03:00 | 0 | 0 | 0 | 0 | 0 | 522574.8216 | 0 | 483118 | 0 | 0 | 0 | 0 | 198884.1747 | 0 | 0 | 0 | 0 | 0 | 0 | 5925539.6721 | 0 | 0 | 0 | 0 | 0 | 0 | 0 | 0 | 0 | 0 | 0 | 0 | 0 | 0 | 0 | 0 | 0 | 0 | 0 | 0 | 0 | 331707.04 | 292250.2184 | 0 | 0 | 0 | 0 | 0 | 0 | 0 | 0 | 0
2016-12-08 04:00 | 0 | 0 | 0 | 0 | 0 | 95558.8312 | 0 | 458668 | 0 | 0 | 0 | 0 | 128025.2243 | 0 | 0 | 0 | 0 | 0 | 0 | 5633289.4537 | 0 | 0 | 0 | 0 | 0 | 0 | 0 | 0 | 0 | 0 | 0 | 0 | -70858.9504 | 0 | 0 | 0 | 0 | 0 | 0 | 0 | 0 | 0 | 292250.2184 | 0 | 0 | 0 | 0 | 0 | 0 | 0 | 0 | 0
2016-12-08 05:00 | 0 | 0 | 0 | 0 | 0 | 558644.72 | 0 | 436373 | 0 | 0 | 0 | 0 | 198884.1747 | 0 | 0 | 0 | 0 | 0 | 0 | 5684702.2234 | 0 | 0 | 0 | 0 | 0 | 0 | 0 | 0 | 0 | 0 | 0 | 0 | 70858.9504 | 0 | 0 | 0 | 0 | 0 | 0 | 0 | 0 | 51412.7696 | 0 | 0 | 0 | 0 | 0 | 0 | 0 | 0 | 0 | 0
2016-12-08 06:00 | 0 | 0 | 0 | 0 | 0 | 349784.0496 | 0 | 420643 | 0 | 0 | 0 | 0 | 128025.2243 | 0 | 0 | 0 | 0 | 0 | 0 | 5684702.2234 | 0 | 0 | 0 | 0 | 0 | 0 | 0 | 0 | 0 | 0 | 0 | 0 | -70858.9504 | 0 | 0 | 0 | 0 | 0 | 0 | 0 | 0 | 0 | 0 | 0 | 0 | 0 | 0 | 0 | 0 | 0 | 0 | 0
2016-12-08 07:00 | 0 | 0 | 0 | 0 | 0 | 549166.7151 | 0 | 410867 | 0 | 0 | 0 | 0 | 128025.2243 | 0 | 0 | 0 | 0 | 0 | 0 | 5823001.9384 | 0 | 0 | 0 | 0 | 0 | 0 | 0 | 0 | 0 | 0 | 0 | 0 | 0 | 0 | 0 | 0 | 0 | 0 | 0 | 0 | 0 | 138299.7151 | 0 | 0 | 0 | 0 | 0 | 0 | 0 | 0 | 0 | 0
2016-12-08 08:00 | 0 | 0 | 0 | 0 | 0 | 477842.9504 | 0 | 406984 | 0 | 0 | 0 | 0 | 198884.1747 | 0 | 0 | 0 | 0 | 0 | 0 | 5823001.9384 | 0 | 0 | 0 | 0 | 0 | 0 | 0 | 0 | 0 | 0 | 0 | 0 | 70858.9504 | 0 | 0 | 0 | 0 | 0 | 0 | 0 | 0 | 0 | 0 | 0 | 0 | 0 | 0 | 0 | 0 | 0 | 0 | 0
2016-12-08 09:00 | 0 | 0 | 0 | 0 | 0 | 528669.4989 | 0 | 410688 | 0 | 0 | 0 | 0 | 128025.2243 | 0 | 0 | 0 | 0 | 0 | 0 | 6011842.3877 | 0 | 0 | 0 | 0 | 0 | 0 | 0 | 0 | 0 | 0 | 0 | 0 | -70858.9504 | 0 | 0 | 0 | 0 | 0 | 0 | 0 | 0 | 188840.4493 | 0 | 0 | 0 | 0 | 0 | 0 | 0 | 0 | 0 | 0
2016-12-08 10:00 | 0 | 0 | 0 | 0 | 0 | 496434.9504 | 0 | 425576 | 0 | 0 | 0 | 0 | 198884.1747 | 0 | 0 | 0 | 0 | 0 | 0 | 6011842.3877 | 0 | 0 | 0 | 0 | 0 | 0 | 0 | 0 | 0 | 0 | 0 | 0 | 70858.9504 | 0 | 0 | 0 | 0 | 0 | 0 | 0 | 0 | 0 | 0 | 0 | 0 | 0 | 0 | 0 | 0 | 0 | 0 | 0
2016-12-08 11:00 | 0 | 0 | 0 | 0 | 0 | 500104.6396 | 0 | 455738 | 0 | 0 | 0 | 0 | 141717.9008 | 0 | 0 | 0 | 0 | 0 | 0 | 6113375.3011 | 0 | 0 | 0 | 0 | 0 | 0 | 0 | 0 | 0 | 0 | 0 | 0 | -57166.2739 | 0 | 0 | 0 | 0 | 0 | 0 | 0 | 0 | 101532.9134 | 0 | 0 | 0 | 0 | 0 | 0 | 0 | 0 | 0 | 0
2016-12-08 12:00 | 0 | 0 | 0 | 0 | 0 | 123491.8312 | 0 | 486601 | 0 | 0 | 0 | 0 | 70858.9504 | 0 | 0 | 0 | 0 | 0 | 0 | 5821125.0827 | 0 | 0 | 0 | 0 | 0 | 0 | 0 | 0 | 0 | 0 | 0 | 0 | -70858.9504 | 0 | 0 | 0 | 0 | 0 | 0 | 0 | 0 | 0 | 292250.2184 | 0 | 0 | 0 | 0 | 0 | 0 | 0 | 0 | 0
2016-12-08 13:00 | 0 | 0 | 0 | 0 | 0 | 456558.9365 | 0 | 499919 | 0 | 0 | 0 | 0 | 0 | 0 | 0 | 0 | 0 | 0 | 0 | 5848623.9696 | 0 | 0 | 0 | 0 | 0 | 0 | 0 | 0 | 0 | 0 | 0 | 0 | -70858.9504 | 0 | 0 | 0 | 0 | 0 | 0 | 0 | 0 | 319749.1053 | 292250.2184 | 0 | 0 | 0 | 0 | 0 | 0 | 0 | 0 | 0
2016-12-08 14:00 | 0 | 0 | 0 | 0 | 0 | 444885.9102 | 37882.5515 | 505890 | 0 | 0 | 0 | 0 | 0 | 0 | 0 | 0 | 0 | 0 | 0 | 5825502.4313 | 0 | 0 | 0 | 0 | 0 | 0 | 0 | 0 | 0 | 0 | 0 | 0 | 0 | 0 | 0 | 0 | 0 | 0 | 0 | 0 | 0 | 269128.6801 | 292250.2184 | 0 | 0 | 0 | 0 | 0 | 0 | 0 | 0 | 0
2016-12-08 15:00 | 0 | 0 | 0 | 0 | 0 | 449679.1797 | 321420.1272 | 507576 | 0 | 0 | 0 | 0 | 70858.9504 | 0 | 0 | 0 | 0 | 0 | 0 | 6018166.7878 | 0 | 0 | 0 | 0 | 0 | 0 | 0 | 0 | 0 | 0 | 0 | 0 | 70858.9504 | 0 | 0 | 0 | 0 | 0 | 0 | 0 | 0 | 192664.3565 | 0 | 0 | 0 | 0 | 0 | 0 | 0 | 0 | 0 | 0
2016-12-08 16:00 | 0 | 0 | 0 | 0 | 0 | 402419.3743 | 468706.6277 | 504190 | 0 | 0 | 0 | 0 | 141717.9008 | 0 | 0 | 0 | 0 | 0 | 0 | 6314243.8394 | 0 | 0 | 0 | 0 | 0 | 0 | 0 | 0 | 0 | 0 | 0 | 0 | 70858.9504 | 0 | 0 | 0 | 0 | 0 | 0 | 0 | 0 | 296077.0516 | 0 | 0 | 0 | 0 | 0 | 0 | 0 | 0 | 0 | 0
2016-12-08 17:00 | 0 | 0 | 0 | 0 | 0 | 56572.1512 | 500412.1226 | 499818 | 0 | 0 | 0 | 0 | 198884.1747 | 0 | 0 | 0 | 0 | 0 | 0 | 6314243.8394 | 0 | 0 | 0 | 0 | 0 | 0 | 0 | 0 | 0 | 0 | 0 | 0 | 57166.2739 | 0 | 0 | 0 | 0 | 0 | 0 | 0 | 0 | 0 | 0 | 0 | 0 | 0 | 0 | 0 | 0 | 0 | 0 | 0
2016-12-08 18:00 | 0 | 0 | 0 | 0 | 0 | 321627.1897 | 486469.7685 | 496188 | 0 | 0 | 0 | 0 | 198884.1747 | 0 | 0 | 0 | 0 | 0 | 0 | 6626152.7976 | 0 | 0 | 0 | 0 | 0 | 0 | 0 | 0 | 0 | 0 | 0 | 0 | 0 | 0 | 0 | 0 | 0 | 0 | 0 | 0 | 0 | 311908.9582 | 0 | 0 | 0 | 0 | 0 | 0 | 0 | 0 | 0 | 0
2016-12-08 19:00 | 0 | 0 | 0 | 0 | 0 | 300297.0116 | 475255.5894 | 493982 | 0 | 0 | 0 | 0 | 198884.1747 | 0 | 0 | 0 | 0 | 0 | 0 | 6907723.3986 | 0 | 0 | 0 | 0 | 0 | 0 | 0 | 0 | 0 | 0 | 0 | 0 | 0 | 0 | 0 | 0 | 0 | 0 | 0 | 0 | 0 | 281570.601 | 0 | 0 | 0 | 0 | 0 | 0 | 0 | 0 | 0 | 0
2016-12-08 20:00 | 0 | 0 | 0 | 0 | 0 | 279758.6616 | 483305.0834 | 492492 | 0 | 0 | 0 | 0 | 198884.1747 | 0 | 0 | 0 | 0 | 0 | 0 | 7178295.1436 | 0 | 0 | 0 | 0 | 0 | 0 | 0 | 0 | 0 | 0 | 0 | 0 | 0 | 0 | 0 | 0 | 0 | 0 | 0 | 0 | 0 | 270571.745 | 0 | 0 | 0 | 0 | 0 | 0 | 0 | 0 | 0 | 0
2016-12-08 21:00 | 0 | 0 | 0 | 0 | 0 | 10855.7229 | 489261.2771 | 500117 | 0 | 0 | 0 | 0 | 198884.1747 | 0 | 0 | 0 | 0 | 0 | 0 | 7178295.1436 | 0 | 0 | 0 | 0 | 0 | 0 | 0 | 0 | 0 | 0 | 0 | 0 | 0 | 0 | 0 | 0 | 0 | 0 | 0 | 0 | 0 | 0 | 0 | 0 | 0 | 0 | 0 | 0 | 0 | 0 | 0 | 0
2016-12-08 22:00 | 0 | 0 | 0 | 0 | 0 | 222489.8353 | 415549.6656 | 522102 | 0 | 0 | 0 | 0 | 198884.1747 | 0 | 0 | 0 | 0 | 0 | 0 | 7294232.6445 | 0 | 0 | 0 | 0 | 0 | 0 | 0 | 0 | 0 | 0 | 0 | 0 | 0 | 0 | 0 | 0 | 0 | 0 | 0 | 0 | 0 | 115937.5009 | 0 | 0 | 0 | 0 | 0 | 0 | 0 | 0 | 0 | 0
2016-12-08 23:00 | 0 | 0 | 0 | 0 | 0 | 217938.3176 | 154961.6464 | 540306 | 0 | 0 | 0 | 0 | 198884.1747 | 0 | 0 | 0 | 0 | 0 | 0 | 7126826.6085 | 0 | 0 | 0 | 0 | 0 | 0 | 0 | 0 | 0 | 0 | 0 | 0 | 0 | 0 | 0 | 0 | 0 | 0 | 0 | 0 | 0 | 124844.1824 | 292250.2184 | 0 | 0 | 0 | 0 | 0 | 0 | 0 | 0 | 0
2016-12-09 | 0 | 0 | 0 | 0 | 0 | 219305.5435 | 954.9872 | 548078 | 0 | 0 | 0 | 0 | 163316.9237 | 0 | 0 | 0 | 0 | 0 | 0 | 6834576.3902 | 0 | 0 | 0 | 0 | 0 | 0 | 0 | 0 | 0 | 0 | 0 | 0 | -35567.2509 | 0 | 0 | 0 | 0 | 0 | 0 | 0 | 0 | 0 | 292250.2184 | 0 | 0 | 0 | 0 | 0 | 0 | 0 | 0 | 0
2016-12-09 01:00 | 0 | 0 | 0 | 0 | 0 | 211488.4945 | 0 | 548669 | 0 | 0 | 0 | 0 | 118386.6366 | 0 | 0 | 0 | 0 | 0 | 0 | 6542326.1718 | 0 | 0 | 0 | 0 | 0 | 0 | 0 | 0 | 0 | 0 | 0 | 0 | -44930.2871 | 0 | 0 | 0 | 0 | 0 | 0 | 0 | 0 | 0 | 292250.2184 | 0 | 0 | 0 | 0 | 0 | 0 | 0 | 0 | 0
2016-12-09 02:00 | 0 | 0 | 0 | 0 | 0 | 196494.463 | 0 | 537696 | 0 | 0 | 0 | 0 | 69435.318 | 0 | 0 | 0 | 0 | 0 | 0 | 6250075.9534 | 0 | 0 | 0 | 0 | 0 | 0 | 0 | 0 | 0 | 0 | 0 | 0 | -48951.3186 | 0 | 0 | 0 | 0 | 0 | 0 | 0 | 0 | 0 | 292250.2184 | 0 | 0 | 0 | 0 | 0 | 0 | 0 | 0 | 0
2016-12-09 03:00 | 0 | 0 | 0 | 0 | 0 | 183097.5819 | 0 | 516390 | 0 | 0 | 0 | 0 | 28393.1183 | 0 | 0 | 0 | 0 | 0 | 0 | 5957825.735 | 0 | 0 | 0 | 0 | 0 | 0 | 0 | 0 | 0 | 0 | 0 | 0 | -41042.1997 | 0 | 0 | 0 | 0 | 0 | 0 | 0 | 0 | 0 | 292250.2184 | 0 | 0 | 0 | 0 | 0 | 0 | 0 | 0 | 0
2016-12-09 04:00 | 0 | 0 | 0 | 0 | 0 | 178965.8376 | 0 | 492244 | 0 | 0 | 0 | 0 | 7365.1742 | 0 | 0 | 0 | 0 | 0 | 0 | 5665575.5166 | 0 | 0 | 0 | 0 | 0 | 0 | 0 | 0 | 0 | 0 | 0 | 0 | -21027.9441 | 0 | 0 | 0 | 0 | 0 | 0 | 0 | 0 | 0 | 292250.2184 | 0 | 0 | 0 | 0 | 0 | 0 | 0 | 0 | 0
2016-12-09 05:00 | 0 | 0 | 0 | 0 | 0 | 181527.5267 | 0 | 472568 | 0 | 0 | 0 | 0 | 8574.9193 | 0 | 0 | 0 | 0 | 0 | 0 | 5373325.2982 | 0 | 0 | 0 | 0 | 0 | 0 | 0 | 0 | 0 | 0 | 0 | 0 | 1209.7451 | 0 | 0 | 0 | 0 | 0 | 0 | 0 | 0 | 0 | 292250.2184 | 0 | 0 | 0 | 0 | 0 | 0 | 0 | 0 | 0
2016-12-09 06:00 | 0 | 0 | 0 | 0 | 0 | 187892.555 | 0 | 457516 | 0 | 0 | 0 | 0 | 31201.6927 | 0 | 0 | 0 | 0 | 0 | 0 | 5081075.0799 | 0 | 0 | 0 | 0 | 0 | 0 | 0 | 0 | 0 | 0 | 0 | 0 | 22626.7734 | 0 | 0 | 0 | 0 | 0 | 0 | 0 | 0 | 0 | 292250.2184 | 0 | 0 | 0 | 0 | 0 | 0 | 0 | 0 | 0
2016-12-09 07:00 | 0 | 0 | 0 | 0 | 0 | 190106.4547 | 0 | 449077 | 0 | 0 | 0 | 0 | 64481.3658 | 0 | 0 | 0 | 0 | 0 | 0 | 4788824.8615 | 0 | 0 | 0 | 0 | 0 | 0 | 0 | 0 | 0 | 0 | 0 | 0 | 33279.6731 | 0 | 0 | 0 | 0 | 0 | 0 | 0 | 0 | 0 | 292250.2184 | 0 | 0 | 0 | 0 | 0 | 0 | 0 | 0 | 0
2016-12-09 08:00 | 0 | 0 | 0 | 0 | 0 | 193856.139 | 0 | 446304 | 0 | 0 | 0 | 0 | 104283.7232 | 0 | 0 | 0 | 0 | 0 | 0 | 4496574.6431 | 0 | 0 | 0 | 0 | 0 | 0 | 0 | 0 | 0 | 0 | 0 | 0 | 39802.3574 | 0 | 0 | 0 | 0 | 0 | 0 | 0 | 0 | 0 | 292250.2184 | 0 | 0 | 0 | 0 | 0 | 0 | 0 | 0 | 0
2016-12-09 09:00 | 0 | 0 | 0 | 0 | 0 | 192460.4189 | 0 | 449959 | 0 | 0 | 0 | 0 | 139035.3605 | 0 | 0 | 0 | 0 | 0 | 0 | 4204324.4247 | 0 | 0 | 0 | 0 | 0 | 0 | 0 | 0 | 0 | 0 | 0 | 0 | 34751.6373 | 0 | 0 | 0 | 0 | 0 | 0 | 0 | 0 | 0 | 292250.2184 | 0 | 0 | 0 | 0 | 0 | 0 | 0 | 0 | 0
2016-12-09 10:00 | 0 | 0 | 0 | 0 | 0 | 185727.8605 | 0 | 463778 | 0 | 0 | 0 | 0 | 153235.4393 | 0 | 0 | 0 | 0 | 0 | 0 | 3912074.2063 | 0 | 0 | 0 | 0 | 0 | 0 | 0 | 0 | 0 | 0 | 0 | 0 | 14200.0789 | 0 | 0 | 0 | 0 | 0 | 0 | 0 | 0 | 0 | 292250.2184 | 0 | 0 | 0 | 0 | 0 | 0 | 0 | 0 | 0
2016-12-09 11:00 | 0 | 0 | 0 | 0 | 0 | 179863.1474 | 0 | 495626 | 0 | 0 | 0 | 0 | 129722.8051 | 0 | 0 | 0 | 0 | 0 | 0 | 3619823.9879 | 0 | 0 | 0 | 0 | 0 | 0 | 0 | 0 | 0 | 0 | 0 | 0 | -23512.6342 | 0 | 0 | 0 | 0 | 0 | 0 | 0 | 0 | 0 | 292250.2184 | 0 | 0 | 0 | 0 | 0 | 0 | 0 | 0 | 0
2016-12-09 12:00 | 0 | 0 | 0 | 0 | 0 | 173915.9269 | 0 | 525030 | 0 | 0 | 0 | 0 | 70858.9504 | 0 | 0 | 0 | 0 | 0 | 0 | 3327573.7695 | 0 | 0 | 0 | 0 | 0 | 0 | 0 | 0 | 0 | 0 | 0 | 0 | -58863.8547 | 0 | 0 | 0 | 0 | 0 | 0 | 0 | 0 | 0 | 292250.2184 | 0 | 0 | 0 | 0 | 0 | 0 | 0 | 0 | 0
2016-12-09 13:00 | 0 | 0 | 0 | 0 | 0 | 170693.8312 | 0 | 533803 | 0 | 0 | 0 | 0 | 0 | 0 | 0 | 0 | 0 | 0 | 0 | 3035323.5512 | 0 | 0 | 0 | 0 | 0 | 0 | 0 | 0 | 0 | 0 | 0 | 0 | -70858.9504 | 0 | 0 | 0 | 0 | 0 | 0 | 0 | 0 | 0 | 292250.2184 | 0 | 0 | 0 | 0 | 0 | 0 | 0 | 0 | 0
2016-12-09 14:00 | 0 | 0 | 0 | 0 | 0 | 164139.2683 | 77297.6974 | 533344 | 0 | 0 | 0 | 0 | 0 | 0 | 0 | 0 | 0 | 0 | 0 | 2743416.5168 | 0 | 0 | 0 | 0 | 0 | 0 | 0 | 0 | 0 | 0 | 0 | 0 | 0 | 0 | 0 | 0 | 0 | 0 | 0 | 0 | 0 | 343.1841 | 292250.2184 | 0 | 0 | 0 | 0 | 0 | 0 | 0 | 0 | 0
2016-12-09 15:00 | 0 | 0 | 0 | 0 | 0 | 175474.7715 | 348797.3155 | 528271 | 0 | 0 | 0 | 0 | 0 | 0 | 0 | 0 | 0 | 0 | 0 | 2739417.6039 | 0 | 0 | 0 | 0 | 0 | 0 | 0 | 0 | 0 | 0 | 0 | 0 | 0 | 0 | 0 | 0 | 0 | 0 | 0 | 0 | 0 | 288251.3054 | 292250.2184 | 0 | 0 | 0 | 0 | 0 | 0 | 0 | 0 | 0
2016-12-09 16:00 | 0 | 0 | 0 | 0 | 0 | 174107.669 | 467402.941 | 518734 | 0 | 0 | 0 | 0 | 0 | 0 | 0 | 0 | 0 | 0 | 0 | 2862194.2138 | 0 | 0 | 0 | 0 | 0 | 0 | 0 | 0 | 0 | 0 | 0 | 0 | 0 | 0 | 0 | 0 | 0 | 0 | 0 | 0 | 0 | 122776.61 | 0 | 0 | 0 | 0 | 0 | 0 | 0 | 0 | 0 | 0
2016-12-09 17:00 | 0 | 0 | 0 | 0 | 0 | 165022.7063 | 488299.4649 | 508481 | 0 | 0 | 0 | 0 | 0 | 0 | 0 | 0 | 0 | 0 | 0 | 3007035.3851 | 0 | 0 | 0 | 0 | 0 | 0 | 0 | 0 | 0 | 0 | 0 | 0 | 0 | 0 | 0 | 0 | 0 | 0 | 0 | 0 | 0 | 144841.1712 | 0 | 0 | 0 | 0 | 0 | 0 | 0 | 0 | 0 | 0
2016-12-09 18:00 | 0 | 0 | 0 | 0 | 0 | 159203.7934 | 481163.5105 | 499720 | 0 | 0 | 0 | 0 | 0 | 0 | 0 | 0 | 0 | 0 | 0 | 3147682.689 | 0 | 0 | 0 | 0 | 0 | 0 | 0 | 0 | 0 | 0 | 0 | 0 | 0 | 0 | 0 | 0 | 0 | 0 | 0 | 0 | 0 | 140647.3039 | 0 | 0 | 0 | 0 | 0 | 0 | 0 | 0 | 0 | 0
2016-12-09 19:00 | 0 | 0 | 0 | 0 | 0 | 152588.1739 | 486282.8375 | 493059 | 0 | 0 | 0 | 0 | 0 | 0 | 0 | 0 | 0 | 0 | 0 | 3293494.7003 | 0 | 0 | 0 | 0 | 0 | 0 | 0 | 0 | 0 | 0 | 0 | 0 | 0 | 0 | 0 | 0 | 0 | 0 | 0 | 0 | 0 | 145812.0114 | 0 | 0 | 0 | 0 | 0 | 0 | 0 | 0 | 0 | 0
2016-12-09 20:00 | 0 | 0 | 0 | 0 | 0 | 143705.9317 | 507083.6035 | 489983 | 0 | 0 | 0 | 0 | 70858.9504 | 0 | 0 | 0 | 0 | 0 | 0 | 3383442.2852 | 0 | 0 | 0 | 0 | 0 | 0 | 0 | 0 | 0 | 0 | 0 | 0 | 70858.9504 | 0 | 0 | 0 | 0 | 0 | 0 | 0 | 0 | 89947.5849 | 0 | 0 | 0 | 0 | 0 | 0 | 0 | 0 | 0 | 0
2016-12-09 21:00 | 0 | 0 | 0 | 0 | 0 | 128705.9717 | 513103.7419 | 497648 | 0 | 0 | 0 | 0 | 141717.9008 | 0 | 0 | 0 | 0 | 0 | 0 | 3456745.0484 | 0 | 0 | 0 | 0 | 0 | 0 | 0 | 0 | 0 | 0 | 0 | 0 | 70858.9504 | 0 | 0 | 0 | 0 | 0 | 0 | 0 | 0 | 73302.7631 | 0 | 0 | 0 | 0 | 0 | 0 | 0 | 0 | 0 | 0
2016-12-09 22:00 | 0 | 0 | 0 | 0 | 0 | 131666.1875 | 438774.475 | 518119 | 0 | 0 | 0 | 0 | 194039.5633 | 0 | 0 | 0 | 0 | 0 | 0 | 3456745.0484 | 0 | 0 | 0 | 0 | 0 | 0 | 0 | 0 | 0 | 0 | 0 | 0 | 52321.6625 | 0 | 0 | 0 | 0 | 0 | 0 | 0 | 0 | 0 | 0 | 0 | 0 | 0 | 0 | 0 | 0 | 0 | 0 | 0
2016-12-09 23:00 | 0 | 0 | 0 | 0 | 0 | 205522.519 | 145339.7135 | 534333 | 0 | 0 | 0 | 0 | 178512.6384 | 0 | 0 | 0 | 0 | 0 | 0 | 3288801.2058 | 0 | 0 | 0 | 0 | 0 | 0 | 0 | 0 | 0 | 0 | 0 | 0 | -15526.9249 | 0 | 0 | 0 | 0 | 0 | 0 | 0 | 0 | 124306.3758 | 292250.2184 | 0 | 0 | 0 | 0 | 0 | 0 | 0 | 0 | 0
2016-12-10 | 0 | 0 | 0 | 0 | 0 | 268117.6782 | 1739.7946 | 539440 | 0 | 0 | 0 | 0 | 107653.688 | 0 | 0 | 0 | 0 | 0 | 0 | 3090077.629 | 0 | 0 | 0 | 0 | 0 | 0 | 0 | 0 | 0 | 0 | 0 | 0 | -70858.9504 | 0 | 0 | 0 | 0 | 0 | 0 | 0 | 0 | 93526.6416 | 292250.2184 | 0 | 0 | 0 | 0 | 0 | 0 | 0 | 0 | 0
2016-12-10 01:00 | 0 | 0 | 0 | 0 | 0 | 289384.8747 | 0 | 539358 | 0 | 0 | 0 | 0 | 149930.7811 | 0 | 0 | 0 | 0 | 0 | 0 | 2797827.4106 | 0 | 0 | 0 | 0 | 0 | 0 | 0 | 0 | 0 | 0 | 0 | 0 | 42277.0931 | 0 | 0 | 0 | 0 | 0 | 0 | 0 | 0 | 0 | 292250.2184 | 0 | 0 | 0 | 0 | 0 | 0 | 0 | 0 | 0
2016-12-10 02:00 | 0 | 0 | 0 | 0 | 0 | 287816.1752 | 0 | 531113 | 0 | 0 | 0 | 0 | 198884.1747 | 0 | 0 | 0 | 0 | 0 | 0 | 2505577.1922 | 0 | 0 | 0 | 0 | 0 | 0 | 0 | 0 | 0 | 0 | 0 | 0 | 48953.3935 | 0 | 0 | 0 | 0 | 0 | 0 | 0 | 0 | 0 | 292250.2184 | 0 | 0 | 0 | 0 | 0 | 0 | 0 | 0 | 0
2016-12-10 03:00 | 0 | 0 | 0 | 0 | 0 | 279224.1751 | 0 | 515810 | 0 | 0 | 0 | 0 | 134454.4473 | 0 | 0 | 0 | 0 | 0 | 0 | 2333421.0946 | 0 | 0 | 0 | 0 | 0 | 0 | 0 | 0 | 0 | 0 | 0 | 0 | -64429.7273 | 0 | 0 | 0 | 0 | 0 | 0 | 0 | 0 | 120094.1208 | 292250.2184 | 0 | 0 | 0 | 0 | 0 | 0 | 0 | 0 | 0
2016-12-10 04:00 | 0 | 0 | 0 | 0 | 0 | 268063.5089 | 0 | 495884 | 0 | 0 | 0 | 0 | 198884.1747 | 0 | 0 | 0 | 0 | 0 | 0 | 2041170.8762 | 0 | 0 | 0 | 0 | 0 | 0 | 0 | 0 | 0 | 0 | 0 | 0 | 64429.7273 | 0 | 0 | 0 | 0 | 0 | 0 | 0 | 0 | 0 | 292250.2184 | 0 | 0 | 0 | 0 | 0 | 0 | 0 | 0 | 0
2016-12-10 05:00 | 0 | 0 | 0 | 0 | 0 | 253397.3287 | 0 | 477552 | 0 | 0 | 0 | 0 | 141717.9008 | 0 | 0 | 0 | 0 | 0 | 0 | 1874182.4788 | 0 | 0 | 0 | 0 | 0 | 0 | 0 | 0 | 0 | 0 | 0 | 0 | -57166.2739 | 0 | 0 | 0 | 0 | 0 | 0 | 0 | 0 | 125261.821 | 292250.2184 | 0 | 0 | 0 | 0 | 0 | 0 | 0 | 0 | 0
2016-12-10 06:00 | 0 | 0 | 0 | 0 | 0 | 238995.5229 | 0 | 463945 | 0 | 0 | 0 | 0 | 70858.9504 | 0 | 0 | 0 | 0 | 0 | 0 | 1720091.9521 | 0 | 0 | 0 | 0 | 0 | 0 | 0 | 0 | 0 | 0 | 0 | 0 | -70858.9504 | 0 | 0 | 0 | 0 | 0 | 0 | 0 | 0 | 138159.6917 | 292250.2184 | 0 | 0 | 0 | 0 | 0 | 0 | 0 | 0 | 0
2016-12-10 07:00 | 0 | 0 | 0 | 0 | 0 | 227098.3175 | 0 | 454895 | 0 | 0 | 0 | 0 | 0 | 0 | 0 | 0 | 0 | 0 | 0 | 1563154.22 | 0 | 0 | 0 | 0 | 0 | 0 | 0 | 0 | 0 | 0 | 0 | 0 | -70858.9504 | 0 | 0 | 0 | 0 | 0 | 0 | 0 | 0 | 135312.4863 | 292250.2184 | 0 | 0 | 0 | 0 | 0 | 0 | 0 | 0 | 0
2016-12-10 08:00 | 0 | 0 | 0 | 0 | 0 | 219863.1141 | 0 | 449580 | 0 | 0 | 0 | 0 | 62533.3325 | 0 | 0 | 0 | 0 | 0 | 0 | 1270904.0016 | 0 | 0 | 0 | 0 | 0 | 0 | 0 | 0 | 0 | 0 | 0 | 0 | 62533.3325 | 0 | 0 | 0 | 0 | 0 | 0 | 0 | 0 | 0 | 292250.2184 | 0 | 0 | 0 | 0 | 0 | 0 | 0 | 0 | 0
2016-12-10 09:00 | 0 | 0 | 0 | 0 | 0 | 219760.9373 | 0 | 450270 | 0 | 0 | 0 | 0 | 79799.7561 | 0 | 0 | 0 | 0 | 0 | 0 | 1023128.5153 | 0 | 0 | 0 | 0 | 0 | 0 | 0 | 0 | 0 | 0 | 0 | 0 | 17266.4236 | 0 | 0 | 0 | 0 | 0 | 0 | 0 | 0 | 44474.7321 | 292250.2184 | 0 | 0 | 0 | 0 | 0 | 0 | 0 | 0 | 0
2016-12-10 10:00 | 0 | 0 | 0 | 0 | 0 | 225199.9263 | 0 | 455532 | 0 | 0 | 0 | 0 | 141717.9008 | 0 | 0 | 0 | 0 | 0 | 0 | 730878.2969 | 0 | 0 | 0 | 0 | 0 | 0 | 0 | 0 | 0 | 0 | 0 | 0 | 61918.1447 | 0 | 0 | 0 | 0 | 0 | 0 | 0 | 0 | 0 | 292250.2184 | 0 | 0 | 0 | 0 | 0 | 0 | 0 | 0 | 0
2016-12-10 11:00 | 0 | 0 | 0 | 0 | 0 | 235852.8803 | 0 | 468218 | 0 | 0 | 0 | 0 | 70858.9504 | 0 | 0 | 0 | 0 | 0 | 0 | 569372.1276 | 0 | 0 | 0 | 0 | 0 | 0 | 0 | 0 | 0 | 0 | 0 | 0 | -70858.9504 | 0 | 0 | 0 | 0 | 0 | 0 | 0 | 0 | 130744.0491 | 292250.2184 | 0 | 0 | 0 | 0 | 0 | 0 | 0 | 0 | 0
2016-12-10 12:00 | 0 | 0 | 0 | 0 | 0 | 250230.5316 | 0 | 483684 | 0 | 0 | 0 | 0 | 0 | 0 | 0 | 0 | 0 | 0 | 0 | 406777.6096 | 0 | 0 | 0 | 0 | 0 | 0 | 0 | 0 | 0 | 0 | 0 | 0 | -70858.9504 | 0 | 0 | 0 | 0 | 0 | 0 | 0 | 0 | 129655.7004 | 292250.2184 | 0 | 0 | 0 | 0 | 0 | 0 | 0 | 0 | 0
2016-12-10 13:00 | 0 | 0 | 0 | 0 | 0 | 267030.5466 | 0 | 496268 | 0 | 0 | 0 | 0 | 0 | 0 | 0 | 0 | 0 | 0 | 0 | 177540.1562 | 0 | 0 | 0 | 0 | 0 | 0 | 0 | 0 | 0 | 0 | 0 | 0 | 0 | 0 | 0 | 0 | 0 | 0 | 0 | 0 | 0 | 63012.765 | 292250.2184 | 0 | 0 | 0 | 0 | 0 | 0 | 0 | 0 | 0
2016-12-10 14:00 | 0 | 0 | 0 | 0 | 0 | 250258.4053 | 71646.4385 | 499445 | 0 | 0 | 0 | 0 | 0 | 0 | 0 | 0 | 0 | 0 | 0 | 0 | 0 | 0 | 0 | 0 | 0 | 0 | 0 | 0 | 0 | 0 | 0 | 0 | 0 | 0 | 0 | 0 | 0 | 0 | 0 | 0 | 0 | 114710.0622 | 292250.2184 | 0 | 0 | 0 | 0 | 0 | 0 | 0 | 0 | 0
2016-12-10 15:00 | 0 | 0 | 0 | 0 | 0 | 252744.7441 | 338150.2043 | 493783 | 0 | 0 | 0 | 0 | 0 | 0 | 0 | 0 | 0 | 0 | 0 | 97111.9484 | 0 | 0 | 0 | 0 | 0 | 0 | 0 | 0 | 0 | 0 | 0 | 0 | 0 | 0 | 0 | 0 | 0 | 0 | 0 | 0 | 0 | 97111.9484 | 0 | 0 | 0 | 0 | 0 | 0 | 0 | 0 | 0 | 0
2016-12-10 16:00 | 0 | 0 | 0 | 0 | 0 | 310351.4423 | 455725.6259 | 485209 | 0 | 0 | 0 | 0 | 0 | 0 | 0 | 0 | 0 | 0 | 0 | 377980.0167 | 0 | 0 | 0 | 0 | 0 | 0 | 0 | 0 | 0 | 0 | 0 | 0 | 0 | 0 | 0 | 0 | 0 | 0 | 0 | 0 | 0 | 280868.0682 | 0 | 0 | 0 | 0 | 0 | 0 | 0 | 0 | 0 | 0
2016-12-10 17:00 | 0 | 0 | 0 | 0 | 0 | 327729.9703 | 479888.0697 | 475911 | 0 | 0 | 0 | 0 | 0 | 0 | 0 | 0 | 0 | 0 | 0 | 709687.0567 | 0 | 0 | 0 | 0 | 0 | 0 | 0 | 0 | 0 | 0 | 0 | 0 | 0 | 0 | 0 | 0 | 0 | 0 | 0 | 0 | 0 | 331707.04 | 0 | 0 | 0 | 0 | 0 | 0 | 0 | 0 | 0 | 0
2016-12-10 18:00 | 0 | 0 | 0 | 0 | 0 | 327044.6418 | 470213.3982 | 465551 | 0 | 0 | 0 | 0 | 0 | 0 | 0 | 0 | 0 | 0 | 0 | 1041394.0967 | 0 | 0 | 0 | 0 | 0 | 0 | 0 | 0 | 0 | 0 | 0 | 0 | 0 | 0 | 0 | 0 | 0 | 0 | 0 | 0 | 0 | 331707.04 | 0 | 0 | 0 | 0 | 0 | 0 | 0 | 0 | 0 | 0
2016-12-10 19:00 | 0 | 0 | 0 | 0 | 0 | 394758.0856 | 465433.9048 | 457626 | 0 | 0 | 0 | 0 | 70858.9504 | 0 | 0 | 0 | 0 | 0 | 0 | 1373101.1367 | 0 | 0 | 0 | 0 | 0 | 0 | 0 | 0 | 0 | 0 | 0 | 0 | 70858.9504 | 0 | 0 | 0 | 0 | 0 | 0 | 0 | 0 | 331707.04 | 0 | 0 | 0 | 0 | 0 | 0 | 0 | 0 | 0 | 0
2016-12-10 20:00 | 0 | 0 | 0 | 0 | 0 | 0 | 470835.5973 | 454752 | 0 | 0 | 0 | 0 | 0 | 0 | 0 | 0 | 0 | 0 | 0 | 1460043.6843 | 0 | 0 | 0 | 0 | 0 | 0 | 0 | 0 | 0 | 0 | 0 | 0 | -70858.9504 | 0 | 0 | 0 | 0 | 0 | 0 | 0 | 0 | 86942.5477 | 0 | 0 | 0 | 0 | 0 | 0 | 0 | 0 | 0 | 0
2016-12-10 21:00 | 0 | 0 | 0 | 0 | 0 | 389407.7275 | 475683.2629 | 462525 | 0 | 0 | 0 | 0 | 70858.9504 | 0 | 0 | 0 | 0 | 0 | 0 | 1791750.7243 | 0 | 0 | 0 | 0 | 0 | 0 | 0 | 0 | 0 | 0 | 0 | 0 | 70858.9504 | 0 | 0 | 0 | 0 | 0 | 0 | 0 | 0 | 331707.04 | 0 | 0 | 0 | 0 | 0 | 0 | 0 | 0 | 0 | 0
2016-12-10 22:00 | 0 | 0 | 0 | 0 | 0 | 412179.7299 | 402314.3101 | 482787 | 0 | 0 | 0 | 0 | 70858.9504 | 0 | 0 | 0 | 0 | 0 | 0 | 2123457.7643 | 0 | 0 | 0 | 0 | 0 | 0 | 0 | 0 | 0 | 0 | 0 | 0 | 0 | 0 | 0 | 0 | 0 | 0 | 0 | 0 | 0 | 331707.04 | 0 | 0 | 0 | 0 | 0 | 0 | 0 | 0 | 0 | 0
2016-12-10 23:00 | 0 | 0 | 0 | 0 | 0 | 581360.8145 | 134614.6886 | 498996 | 0 | 0 | 0 | 0 | 0 | 0 | 0 | 0 | 0 | 0 | 0 | 2411296.2178 | 0 | 0 | 0 | 0 | 0 | 0 | 0 | 0 | 0 | 0 | 0 | 0 | -70858.9504 | 0 | 0 | 0 | 0 | 0 | 0 | 0 | 0 | 287838.4535 | 0 | 0 | 0 | 0 | 0 | 0 | 0 | 0 | 0 | 0
2016-12-11 | 0 | 0 | 0 | 0 | 0 | 591861.1897 | 1654.4082 | 506135 | 0 | 0 | 0 | 0 | 58670.6466 | 0 | 0 | 0 | 0 | 0 | 0 | 2440006.1691 | 0 | 0 | 0 | 0 | 0 | 0 | 0 | 0 | 0 | 0 | 0 | 0 | 58670.6466 | 0 | 0 | 0 | 0 | 0 | 0 | 0 | 0 | 28709.9513 | 0 | 0 | 0 | 0 | 0 | 0 | 0 | 0 | 0 | 0
2016-12-11 01:00 | 0 | 0 | 0 | 0 | 0 | 583334.5608 | 0 | 506369 | 0 | 0 | 0 | 0 | 129529.597 | 0 | 0 | 0 | 0 | 0 | 0 | 2446112.7795 | 0 | 0 | 0 | 0 | 0 | 0 | 0 | 0 | 0 | 0 | 0 | 0 | 70858.9504 | 0 | 0 | 0 | 0 | 0 | 0 | 0 | 0 | 6106.6104 | 0 | 0 | 0 | 0 | 0 | 0 | 0 | 0 | 0 | 0
2016-12-11 02:00 | 0 | 0 | 0 | 0 | 0 | 568074.5777 | 0 | 498720 | 0 | 0 | 0 | 0 | 198884.1747 | 0 | 0 | 0 | 0 | 0 | 0 | 2446112.7795 | 0 | 0 | 0 | 0 | 0 | 0 | 0 | 0 | 0 | 0 | 0 | 0 | 69354.5777 | 0 | 0 | 0 | 0 | 0 | 0 | 0 | 0 | 0 | 0 | 0 | 0 | 0 | 0 | 0 | 0 | 0 | 0 | 0
2016-12-11 03:00 | 0 | 0 | 0 | 0 | 0 | 414396.0496 | 0 | 485255 | 0 | 0 | 0 | 0 | 128025.2243 | 0 | 0 | 0 | 0 | 0 | 0 | 2446112.7795 | 0 | 0 | 0 | 0 | 0 | 0 | 0 | 0 | 0 | 0 | 0 | 0 | -70858.9504 | 0 | 0 | 0 | 0 | 0 | 0 | 0 | 0 | 0 | 0 | 0 | 0 | 0 | 0 | 0 | 0 | 0 | 0 | 0
2016-12-11 04:00 | 0 | 0 | 0 | 0 | 0 | 530004.9429 | 0 | 468080 | 0 | 0 | 0 | 0 | 132262.8332 | 0 | 0 | 0 | 0 | 0 | 0 | 2503800.1136 | 0 | 0 | 0 | 0 | 0 | 0 | 0 | 0 | 0 | 0 | 0 | 0 | 4237.6089 | 0 | 0 | 0 | 0 | 0 | 0 | 0 | 0 | 57687.334 | 0 | 0 | 0 | 0 | 0 | 0 | 0 | 0 | 0 | 0
2016-12-11 05:00 | 0 | 0 | 0 | 0 | 0 | 518585.3415 | 0 | 451964 | 0 | 0 | 0 | 0 | 198884.1747 | 0 | 0 | 0 | 0 | 0 | 0 | 2503800.1136 | 0 | 0 | 0 | 0 | 0 | 0 | 0 | 0 | 0 | 0 | 0 | 0 | 66621.3415 | 0 | 0 | 0 | 0 | 0 | 0 | 0 | 0 | 0 | 0 | 0 | 0 | 0 | 0 | 0 | 0 | 0 | 0 | 0
2016-12-11 06:00 | 0 | 0 | 0 | 0 | 0 | 367558.0496 | 0 | 438417 | 0 | 0 | 0 | 0 | 128025.2243 | 0 | 0 | 0 | 0 | 0 | 0 | 2503800.1136 | 0 | 0 | 0 | 0 | 0 | 0 | 0 | 0 | 0 | 0 | 0 | 0 | -70858.9504 | 0 | 0 | 0 | 0 | 0 | 0 | 0 | 0 | 0 | 0 | 0 | 0 | 0 | 0 | 0 | 0 | 0 | 0 | 0
2016-12-11 07:00 | 0 | 0 | 0 | 0 | 0 | 505485.8114 | 0 | 428411 | 0 | 0 | 0 | 0 | 198884.1747 | 0 | 0 | 0 | 0 | 0 | 0 | 2510015.9746 | 0 | 0 | 0 | 0 | 0 | 0 | 0 | 0 | 0 | 0 | 0 | 0 | 70858.9504 | 0 | 0 | 0 | 0 | 0 | 0 | 0 | 0 | 6215.861 | 0 | 0 | 0 | 0 | 0 | 0 | 0 | 0 | 0 | 0
2016-12-11 08:00 | 0 | 0 | 0 | 0 | 0 | 352065.0496 | 0 | 422924 | 0 | 0 | 0 | 0 | 128025.2243 | 0 | 0 | 0 | 0 | 0 | 0 | 2510015.9746 | 0 | 0 | 0 | 0 | 0 | 0 | 0 | 0 | 0 | 0 | 0 | 0 | -70858.9504 | 0 | 0 | 0 | 0 | 0 | 0 | 0 | 0 | 0 | 0 | 0 | 0 | 0 | 0 | 0 | 0 | 0 | 0 | 0
2016-12-11 09:00 | 0 | 0 | 0 | 0 | 0 | 363606.7261 | 0 | 420773 | 0 | 0 | 0 | 0 | 70858.9504 | 0 | 0 | 0 | 0 | 0 | 0 | 2510015.9746 | 0 | 0 | 0 | 0 | 0 | 0 | 0 | 0 | 0 | 0 | 0 | 0 | -57166.2739 | 0 | 0 | 0 | 0 | 0 | 0 | 0 | 0 | 0 | 0 | 0 | 0 | 0 | 0 | 0 | 0 | 0 | 0 | 0
2016-12-11 10:00 | 0 | 0 | 0 | 0 | 0 | 391960.8712 | 0 | 423363 | 0 | 0 | 0 | 0 | 0 | 0 | 0 | 0 | 0 | 0 | 0 | 2549472.7962 | 0 | 0 | 0 | 0 | 0 | 0 | 0 | 0 | 0 | 0 | 0 | 0 | -70858.9504 | 0 | 0 | 0 | 0 | 0 | 0 | 0 | 0 | 331707.04 | 292250.2184 | 0 | 0 | 0 | 0 | 0 | 0 | 0 | 0 | 0
2016-12-11 11:00 | 0 | 0 | 0 | 0 | 0 | 444708.7587 | 0 | 429902 | 0 | 0 | 0 | 0 | 70858.9504 | 0 | 0 | 0 | 0 | 0 | 0 | 2493420.6045 | 0 | 0 | 0 | 0 | 0 | 0 | 0 | 0 | 0 | 0 | 0 | 0 | 70858.9504 | 0 | 0 | 0 | 0 | 0 | 0 | 0 | 0 | 236198.0267 | 292250.2184 | 0 | 0 | 0 | 0 | 0 | 0 | 0 | 0 | 0
2016-12-11 12:00 | 0 | 0 | 0 | 0 | 0 | 431461.1332 | 0 | 438684 | 0 | 0 | 0 | 0 | 70858.9504 | 0 | 0 | 0 | 0 | 0 | 0 | 2486197.7378 | 0 | 0 | 0 | 0 | 0 | 0 | 0 | 0 | 0 | 0 | 0 | 0 | 0 | 0 | 0 | 0 | 0 | 0 | 0 | 0 | 0 | 285027.3516 | 292250.2184 | 0 | 0 | 0 | 0 | 0 | 0 | 0 | 0 | 0
2016-12-11 13:00 | 0 | 0 | 0 | 0 | 0 | 418430.8712 | 0 | 449833 | 0 | 0 | 0 | 0 | 0 | 0 | 0 | 0 | 0 | 0 | 0 | 2525654.5594 | 0 | 0 | 0 | 0 | 0 | 0 | 0 | 0 | 0 | 0 | 0 | 0 | -70858.9504 | 0 | 0 | 0 | 0 | 0 | 0 | 0 | 0 | 331707.04 | 292250.2184 | 0 | 0 | 0 | 0 | 0 | 0 | 0 | 0 | 0
2016-12-11 14:00 | 0 | 0 | 0 | 0 | 0 | 399669.167 | 52099.3763 | 455639 | 0 | 0 | 0 | 0 | 0 | 0 | 0 | 0 | 0 | 0 | 0 | 2521784.1027 | 0 | 0 | 0 | 0 | 0 | 0 | 0 | 0 | 0 | 0 | 0 | 0 | 0 | 0 | 0 | 0 | 0 | 0 | 0 | 0 | 0 | 288379.7617 | 292250.2184 | 0 | 0 | 0 | 0 | 0 | 0 | 0 | 0 | 0
2016-12-11 15:00 | 0 | 0 | 0 | 0 | 0 | 368035.575 | 274493.9429 | 455897 | 0 | 0 | 0 | 0 | 70858.9504 | 0 | 0 | 0 | 0 | 0 | 0 | 2637557.6703 | 0 | 0 | 0 | 0 | 0 | 0 | 0 | 0 | 0 | 0 | 0 | 0 | 70858.9504 | 0 | 0 | 0 | 0 | 0 | 0 | 0 | 0 | 115773.5676 | 0 | 0 | 0 | 0 | 0 | 0 | 0 | 0 | 0 | 0
2016-12-11 16:00 | 0 | 0 | 0 | 0 | 0 | 391422.0138 | 438474.3557 | 452539 | 0 | 0 | 0 | 0 | 141717.9008 | 0 | 0 | 0 | 0 | 0 | 0 | 2944056.0893 | 0 | 0 | 0 | 0 | 0 | 0 | 0 | 0 | 0 | 0 | 0 | 0 | 70858.9504 | 0 | 0 | 0 | 0 | 0 | 0 | 0 | 0 | 306498.4191 | 0 | 0 | 0 | 0 | 0 | 0 | 0 | 0 | 0 | 0
2016-12-11 17:00 | 0 | 0 | 0 | 0 | 0 | 199241.1782 | 511886.9114 | 450280 | 0 | 0 | 0 | 0 | 70858.9504 | 0 | 0 | 0 | 0 | 0 | 0 | 3275763.1293 | 0 | 0 | 0 | 0 | 0 | 0 | 0 | 0 | 0 | 0 | 0 | 0 | -70858.9504 | 0 | 0 | 0 | 0 | 0 | 0 | 0 | 0 | 331707.04 | 0 | 0 | 0 | 0 | 0 | 0 | 0 | 0 | 0 | 0
2016-12-11 18:00 | 0 | 0 | 0 | 0 | 0 | 0 | 507474.7007 | 447019 | 0 | 0 | 0 | 0 | 18994.2856 | 0 | 0 | 0 | 0 | 0 | 0 | 3388083.4949 | 0 | 0 | 0 | 0 | 0 | 0 | 0 | 0 | 0 | 0 | 0 | 0 | -51864.6648 | 0 | 0 | 0 | 0 | 0 | 0 | 0 | 0 | 112320.3655 | 0 | 0 | 0 | 0 | 0 | 0 | 0 | 0 | 0 | 0
2016-12-11 19:00 | 0 | 0 | 0 | 0 | 0 | 0 | 496138.6648 | 444274 | 0 | 0 | 0 | 0 | 70858.9504 | 0 | 0 | 0 | 0 | 0 | 0 | 3388083.4949 | 0 | 0 | 0 | 0 | 0 | 0 | 0 | 0 | 0 | 0 | 0 | 0 | 51864.6648 | 0 | 0 | 0 | 0 | 0 | 0 | 0 | 0 | 0 | 0 | 0 | 0 | 0 | 0 | 0 | 0 | 0 | 0 | 0
2016-12-11 20:00 | 0 | 0 | 0 | 0 | 0 | 186124.6981 | 518086.3915 | 443363 | 0 | 0 | 0 | 0 | 0 | 0 | 0 | 0 | 0 | 0 | 0 | 3719790.5349 | 0 | 0 | 0 | 0 | 0 | 0 | 0 | 0 | 0 | 0 | 0 | 0 | -70858.9504 | 0 | 0 | 0 | 0 | 0 | 0 | 0 | 0 | 331707.04 | 0 | 0 | 0 | 0 | 0 | 0 | 0 | 0 | 0 | 0
2016-12-11 21:00 | 0 | 0 | 0 | 0 | 0 | 0 | 553967.2788 | 449731 | 0 | 0 | 0 | 0 | 70858.9504 | 0 | 0 | 0 | 0 | 0 | 0 | 3753167.8633 | 0 | 0 | 0 | 0 | 0 | 0 | 0 | 0 | 0 | 0 | 0 | 0 | 70858.9504 | 0 | 0 | 0 | 0 | 0 | 0 | 0 | 0 | 33377.3284 | 0 | 0 | 0 | 0 | 0 | 0 | 0 | 0 | 0 | 0
2016-12-11 22:00 | 0 | 0 | 0 | 0 | 0 | 0 | 486652.7353 | 468778 | 0 | 0 | 0 | 0 | 0 | 0 | 0 | 0 | 0 | 0 | 0 | 3841901.549 | 0 | 0 | 0 | 0 | 0 | 0 | 0 | 0 | 0 | 0 | 0 | 0 | -70858.9504 | 0 | 0 | 0 | 0 | 0 | 0 | 0 | 0 | 88733.6857 | 0 | 0 | 0 | 0 | 0 | 0 | 0 | 0 | 0 | 0
2016-12-11 23:00 | 0 | 0 | 0 | 0 | 0 | 447942.3916 | 180275.815 | 483949 | 0 | 0 | 0 | 0 | 70858.9504 | 0 | 0 | 0 | 0 | 0 | 0 | 3915311.8052 | 0 | 0 | 0 | 0 | 0 | 0 | 0 | 0 | 0 | 0 | 0 | 0 | 70858.9504 | 0 | 0 | 0 | 0 | 0 | 0 | 0 | 0 | 73410.2562 | 0 | 0 | 0 | 0 | 0 | 0 | 0 | 0 | 0 | 0
2016-12-12 | 0 | 0 | 0 | 0 | 0 | 431918.0321 | 2031.4764 | 490456 | 0 | 0 | 0 | 0 | 0 | 0 | 0 | 0 | 0 | 0 | 0 | 3929664.264 | 0 | 0 | 0 | 0 | 0 | 0 | 0 | 0 | 0 | 0 | 0 | 0 | -70858.9504 | 0 | 0 | 0 | 0 | 0 | 0 | 0 | 0 | 306602.6772 | 292250.2184 | 0 | 0 | 0 | 0 | 0 | 0 | 0 | 0 | 0
2016-12-12 01:00 | 0 | 0 | 0 | 0 | 0 | 416546.9768 | 0 | 490156 | 0 | 0 | 0 | 0 | 57166.2739 | 0 | 0 | 0 | 0 | 0 | 0 | 3798888.967 | 0 | 0 | 0 | 0 | 0 | 0 | 0 | 0 | 0 | 0 | 0 | 0 | 57166.2739 | 0 | 0 | 0 | 0 | 0 | 0 | 0 | 0 | 161474.9214 | 292250.2184 | 0 | 0 | 0 | 0 | 0 | 0 | 0 | 0 | 0
2016-12-12 02:00 | 0 | 0 | 0 | 0 | 0 | 405990.83 | 0 | 477727 | 0 | 0 | 0 | 0 | 128025.2243 | 0 | 0 | 0 | 0 | 0 | 0 | 3656293.8465 | 0 | 0 | 0 | 0 | 0 | 0 | 0 | 0 | 0 | 0 | 0 | 0 | 70858.9504 | 0 | 0 | 0 | 0 | 0 | 0 | 0 | 0 | 149655.0979 | 292250.2184 | 0 | 0 | 0 | 0 | 0 | 0 | 0 | 0 | 0
2016-12-12 03:00 | 0 | 0 | 0 | 0 | 0 | 397794.7232 | 0 | 458047 | 0 | 0 | 0 | 0 | 198884.1747 | 0 | 0 | 0 | 0 | 0 | 0 | 3525182.6194 | 0 | 0 | 0 | 0 | 0 | 0 | 0 | 0 | 0 | 0 | 0 | 0 | 70858.9504 | 0 | 0 | 0 | 0 | 0 | 0 | 0 | 0 | 161138.9912 | 292250.2184 | 0 | 0 | 0 | 0 | 0 | 0 | 0 | 0 | 0
2016-12-12 04:00 | 0 | 0 | 0 | 0 | 0 | 383376.7495 | 0 | 435517 | 0 | 0 | 0 | 0 | 198884.1747 | 0 | 0 | 0 | 0 | 0 | 0 | 3473042.3689 | 0 | 0 | 0 | 0 | 0 | 0 | 0 | 0 | 0 | 0 | 0 | 0 | 0 | 0 | 0 | 0 | 0 | 0 | 0 | 0 | 0 | 240109.9679 | 292250.2184 | 0 | 0 | 0 | 0 | 0 | 0 | 0 | 0 | 0
2016-12-12 05:00 | 0 | 0 | 0 | 0 | 0 | 50740.8312 | 0 | 413850 | 0 | 0 | 0 | 0 | 128025.2243 | 0 | 0 | 0 | 0 | 0 | 0 | 3180792.1505 | 0 | 0 | 0 | 0 | 0 | 0 | 0 | 0 | 0 | 0 | 0 | 0 | -70858.9504 | 0 | 0 | 0 | 0 | 0 | 0 | 0 | 0 | 0 | 292250.2184 | 0 | 0 | 0 | 0 | 0 | 0 | 0 | 0 | 0
2016-12-12 06:00 | 0 | 0 | 0 | 0 | 0 | 358613.9988 | 0 | 397790 | 0 | 0 | 0 | 0 | 198884.1747 | 0 | 0 | 0 | 0 | 0 | 0 | 3070757.1989 | 0 | 0 | 0 | 0 | 0 | 0 | 0 | 0 | 0 | 0 | 0 | 0 | 70858.9504 | 0 | 0 | 0 | 0 | 0 | 0 | 0 | 0 | 182215.2668 | 292250.2184 | 0 | 0 | 0 | 0 | 0 | 0 | 0 | 0 | 0
2016-12-12 07:00 | 0 | 0 | 0 | 0 | 0 | 349649.518 | 0 | 388280 | 0 | 0 | 0 | 0 | 198884.1747 | 0 | 0 | 0 | 0 | 0 | 0 | 3032126.717 | 0 | 0 | 0 | 0 | 0 | 0 | 0 | 0 | 0 | 0 | 0 | 0 | 0 | 0 | 0 | 0 | 0 | 0 | 0 | 0 | 0 | 253619.7364 | 292250.2184 | 0 | 0 | 0 | 0 | 0 | 0 | 0 | 0 | 0
2016-12-12 08:00 | 0 | 0 | 0 | 0 | 0 | 347649.4135 | 0 | 383816 | 0 | 0 | 0 | 0 | 128025.2243 | 0 | 0 | 0 | 0 | 0 | 0 | 3066819.0809 | 0 | 0 | 0 | 0 | 0 | 0 | 0 | 0 | 0 | 0 | 0 | 0 | -70858.9504 | 0 | 0 | 0 | 0 | 0 | 0 | 0 | 0 | 326942.5823 | 292250.2184 | 0 | 0 | 0 | 0 | 0 | 0 | 0 | 0 | 0
2016-12-12 09:00 | 0 | 0 | 0 | 0 | 0 | 165313.732 | 0 | 386705 | 0 | 0 | 0 | 0 | 198884.1747 | 0 | 0 | 0 | 0 | 0 | 0 | 2774568.8625 | 0 | 0 | 0 | 0 | 0 | 0 | 0 | 0 | 0 | 0 | 0 | 0 | 70858.9504 | 0 | 0 | 0 | 0 | 0 | 0 | 0 | 0 | 0 | 292250.2184 | 0 | 0 | 0 | 0 | 0 | 0 | 0 | 0 | 0
2016-12-12 10:00 | 0 | 0 | 0 | 0 | 0 | 334455.5805 | 0 | 399214 | 0 | 0 | 0 | 0 | 198884.1747 | 0 | 0 | 0 | 0 | 0 | 0 | 2709810.4431 | 0 | 0 | 0 | 0 | 0 | 0 | 0 | 0 | 0 | 0 | 0 | 0 | 0 | 0 | 0 | 0 | 0 | 0 | 0 | 0 | 0 | 227491.7989 | 292250.2184 | 0 | 0 | 0 | 0 | 0 | 0 | 0 | 0 | 0
2016-12-12 11:00 | 0 | 0 | 0 | 0 | 0 | 330748.8915 | 0 | 428769 | 0 | 0 | 0 | 0 | 198884.1747 | 0 | 0 | 0 | 0 | 0 | 0 | 2611790.3346 | 0 | 0 | 0 | 0 | 0 | 0 | 0 | 0 | 0 | 0 | 0 | 0 | 0 | 0 | 0 | 0 | 0 | 0 | 0 | 0 | 0 | 194230.1099 | 292250.2184 | 0 | 0 | 0 | 0 | 0 | 0 | 0 | 0 | 0
2016-12-12 12:00 | 0 | 0 | 0 | 0 | 0 | 325842.2933 | 0 | 459733 | 0 | 0 | 0 | 0 | 198884.1747 | 0 | 0 | 0 | 0 | 0 | 0 | 2477899.6279 | 0 | 0 | 0 | 0 | 0 | 0 | 0 | 0 | 0 | 0 | 0 | 0 | 0 | 0 | 0 | 0 | 0 | 0 | 0 | 0 | 0 | 158359.5117 | 292250.2184 | 0 | 0 | 0 | 0 | 0 | 0 | 0 | 0 | 0
2016-12-12 13:00 | 0 | 0 | 0 | 0 | 0 | 322440.9496 | 0 | 474570 | 0 | 0 | 0 | 0 | 198884.1747 | 0 | 0 | 0 | 0 | 0 | 0 | 2325770.5775 | 0 | 0 | 0 | 0 | 0 | 0 | 0 | 0 | 0 | 0 | 0 | 0 | 0 | 0 | 0 | 0 | 0 | 0 | 0 | 0 | 0 | 140121.168 | 292250.2184 | 0 | 0 | 0 | 0 | 0 | 0 | 0 | 0 | 0
2016-12-12 14:00 | 0 | 0 | 0 | 0 | 0 | 294003.3852 | 81500.4066 | 481857 | 0 | 0 | 0 | 0 | 198884.1747 | 0 | 0 | 0 | 0 | 0 | 0 | 2219417.3693 | 0 | 0 | 0 | 0 | 0 | 0 | 0 | 0 | 0 | 0 | 0 | 0 | 0 | 0 | 0 | 0 | 0 | 0 | 0 | 0 | 0 | 185897.0102 | 292250.2184 | 0 | 0 | 0 | 0 | 0 | 0 | 0 | 0 | 0
2016-12-12 15:00 | 0 | 0 | 0 | 0 | 0 | 227638.9282 | 322142.3811 | 485452 | 0 | 0 | 0 | 0 | 198884.1747 | 0 | 0 | 0 | 0 | 0 | 0 | 2283746.6786 | 0 | 0 | 0 | 0 | 0 | 0 | 0 | 0 | 0 | 0 | 0 | 0 | 0 | 0 | 0 | 0 | 0 | 0 | 0 | 0 | 0 | 64329.3093 | 0 | 0 | 0 | 0 | 0 | 0 | 0 | 0 | 0 | 0
2016-12-12 16:00 | 0 | 0 | 0 | 0 | 0 | 0 | 488616.5296 | 483680 | 0 | 0 | 0 | 0 | 128025.2243 | 0 | 0 | 0 | 0 | 0 | 0 | 2359542.1586 | 0 | 0 | 0 | 0 | 0 | 0 | 0 | 0 | 0 | 0 | 0 | 0 | -70858.9504 | 0 | 0 | 0 | 0 | 0 | 0 | 0 | 0 | 75795.48 | 0 | 0 | 0 | 0 | 0 | 0 | 0 | 0 | 0 | 0
2016-12-12 17:00 | 0 | 0 | 0 | 0 | 0 | 255895.144 | 536531.55 | 479136 | 0 | 0 | 0 | 0 | 198884.1747 | 0 | 0 | 0 | 0 | 0 | 0 | 2601973.9022 | 0 | 0 | 0 | 0 | 0 | 0 | 0 | 0 | 0 | 0 | 0 | 0 | 70858.9504 | 0 | 0 | 0 | 0 | 0 | 0 | 0 | 0 | 242431.7436 | 0 | 0 | 0 | 0 | 0 | 0 | 0 | 0 | 0 | 0
2016-12-12 18:00 | 0 | 0 | 0 | 0 | 0 | 0 | 514998.2081 | 474502 | 0 | 0 | 0 | 0 | 128025.2243 | 0 | 0 | 0 | 0 | 0 | 0 | 2713329.0607 | 0 | 0 | 0 | 0 | 0 | 0 | 0 | 0 | 0 | 0 | 0 | 0 | -70858.9504 | 0 | 0 | 0 | 0 | 0 | 0 | 0 | 0 | 111355.1585 | 0 | 0 | 0 | 0 | 0 | 0 | 0 | 0 | 0 | 0
2016-12-12 19:00 | 0 | 0 | 0 | 0 | 0 | 0 | 498527.8798 | 469330 | 0 | 0 | 0 | 0 | 155669.2375 | 0 | 0 | 0 | 0 | 0 | 0 | 2714882.9272 | 0 | 0 | 0 | 0 | 0 | 0 | 0 | 0 | 0 | 0 | 0 | 0 | 27644.0132 | 0 | 0 | 0 | 0 | 0 | 0 | 0 | 0 | 1553.8665 | 0 | 0 | 0 | 0 | 0 | 0 | 0 | 0 | 0 | 0
2016-12-12 20:00 | 0 | 0 | 0 | 0 | 0 | 0 | 508879.9372 | 465665 | 0 | 0 | 0 | 0 | 198884.1747 | 0 | 0 | 0 | 0 | 0 | 0 | 2714882.9272 | 0 | 0 | 0 | 0 | 0 | 0 | 0 | 0 | 0 | 0 | 0 | 0 | 43214.9372 | 0 | 0 | 0 | 0 | 0 | 0 | 0 | 0 | 0 | 0 | 0 | 0 | 0 | 0 | 0 | 0 | 0 | 0 | 0
2016-12-12 21:00 | 0 | 0 | 0 | 0 | 0 | 215871.7038 | 516098.3857 | 471122 | 0 | 0 | 0 | 0 | 128025.2243 | 0 | 0 | 0 | 0 | 0 | 0 | 3046589.9672 | 0 | 0 | 0 | 0 | 0 | 0 | 0 | 0 | 0 | 0 | 0 | 0 | -70858.9504 | 0 | 0 | 0 | 0 | 0 | 0 | 0 | 0 | 331707.04 | 0 | 0 | 0 | 0 | 0 | 0 | 0 | 0 | 0 | 0
2016-12-12 22:00 | 0 | 0 | 0 | 0 | 0 | 0 | 435897.5358 | 489289 | 0 | 0 | 0 | 0 | 70858.9504 | 0 | 0 | 0 | 0 | 0 | 0 | 3050364.7768 | 0 | 0 | 0 | 0 | 0 | 0 | 0 | 0 | 0 | 0 | 0 | 0 | -57166.2739 | 0 | 0 | 0 | 0 | 0 | 0 | 0 | 0 | 3774.8096 | 0 | 0 | 0 | 0 | 0 | 0 | 0 | 0 | 0 | 0
2016-12-12 23:00 | 0 | 0 | 0 | 0 | 0 | 430143.284 | 136251.5781 | 506586 | 0 | 0 | 0 | 0 | 0 | 0 | 0 | 0 | 0 | 0 | 0 | 3181032.5894 | 0 | 0 | 0 | 0 | 0 | 0 | 0 | 0 | 0 | 0 | 0 | 0 | -70858.9504 | 0 | 0 | 0 | 0 | 0 | 0 | 0 | 0 | 130667.8125 | 0 | 0 | 0 | 0 | 0 | 0 | 0 | 0 | 0 | 0
2016-12-13 | 0 | 0 | 0 | 0 | 0 | 455269.8167 | 1048.5341 | 513426 | 0 | 0 | 0 | 0 | 0 | 0 | 0 | 0 | 0 | 0 | 0 | 3123924.9402 | 0 | 0 | 0 | 0 | 0 | 0 | 0 | 0 | 0 | 0 | 0 | 0 | 0 | 0 | 0 | 0 | 0 | 0 | 0 | 0 | 0 | 235142.5692 | 292250.2184 | 0 | 0 | 0 | 0 | 0 | 0 | 0 | 0 | 0
2016-12-13 01:00 | 0 | 0 | 0 | 0 | 0 | 220194.7816 | 0 | 512445 | 0 | 0 | 0 | 0 | 0 | 0 | 0 | 0 | 0 | 0 | 0 | 2831674.7218 | 0 | 0 | 0 | 0 | 0 | 0 | 0 | 0 | 0 | 0 | 0 | 0 | 0 | 0 | 0 | 0 | 0 | 0 | 0 | 0 | 0 | 0 | 292250.2184 | 0 | 0 | 0 | 0 | 0 | 0 | 0 | 0 | 0
2016-12-13 02:00 | 0 | 0 | 0 | 0 | 0 | 489205.3368 | 0 | 498922 | 0 | 0 | 0 | 0 | 0 | 0 | 0 | 0 | 0 | 0 | 0 | 2821958.0586 | 0 | 0 | 0 | 0 | 0 | 0 | 0 | 0 | 0 | 0 | 0 | 0 | 0 | 0 | 0 | 0 | 0 | 0 | 0 | 0 | 0 | 282533.5552 | 292250.2184 | 0 | 0 | 0 | 0 | 0 | 0 | 0 | 0 | 0
2016-12-13 03:00 | 0 | 0 | 0 | 0 | 0 | 255687.732 | 0 | 477079 | 0 | 0 | 0 | 0 | 70858.9504 | 0 | 0 | 0 | 0 | 0 | 0 | 2529707.8402 | 0 | 0 | 0 | 0 | 0 | 0 | 0 | 0 | 0 | 0 | 0 | 0 | 70858.9504 | 0 | 0 | 0 | 0 | 0 | 0 | 0 | 0 | 0 | 292250.2184 | 0 | 0 | 0 | 0 | 0 | 0 | 0 | 0 | 0
2016-12-13 04:00 | 0 | 0 | 0 | 0 | 0 | 419369.8712 | 0 | 450772 | 0 | 0 | 0 | 0 | 0 | 0 | 0 | 0 | 0 | 0 | 0 | 2569164.6618 | 0 | 0 | 0 | 0 | 0 | 0 | 0 | 0 | 0 | 0 | 0 | 0 | -70858.9504 | 0 | 0 | 0 | 0 | 0 | 0 | 0 | 0 | 331707.04 | 292250.2184 | 0 | 0 | 0 | 0 | 0 | 0 | 0 | 0 | 0
2016-12-13 05:00 | 0 | 0 | 0 | 0 | 0 | 503730.7829 | 0 | 428061 | 0 | 0 | 0 | 0 | 70858.9504 | 0 | 0 | 0 | 0 | 0 | 0 | 2573975.4943 | 0 | 0 | 0 | 0 | 0 | 0 | 0 | 0 | 0 | 0 | 0 | 0 | 70858.9504 | 0 | 0 | 0 | 0 | 0 | 0 | 0 | 0 | 4810.8325 | 0 | 0 | 0 | 0 | 0 | 0 | 0 | 0 | 0 | 0
2016-12-13 06:00 | 0 | 0 | 0 | 0 | 0 | 504813.464 | 0 | 411296 | 0 | 0 | 0 | 0 | 141717.9008 | 0 | 0 | 0 | 0 | 0 | 0 | 2596634.0079 | 0 | 0 | 0 | 0 | 0 | 0 | 0 | 0 | 0 | 0 | 0 | 0 | 70858.9504 | 0 | 0 | 0 | 0 | 0 | 0 | 0 | 0 | 22658.5136 | 0 | 0 | 0 | 0 | 0 | 0 | 0 | 0 | 0 | 0
2016-12-13 07:00 | 0 | 0 | 0 | 0 | 0 | 330004.0496 | 0 | 400863 | 0 | 0 | 0 | 0 | 70858.9504 | 0 | 0 | 0 | 0 | 0 | 0 | 2596634.0079 | 0 | 0 | 0 | 0 | 0 | 0 | 0 | 0 | 0 | 0 | 0 | 0 | -70858.9504 | 0 | 0 | 0 | 0 | 0 | 0 | 0 | 0 | 0 | 0 | 0 | 0 | 0 | 0 | 0 | 0 | 0 | 0 | 0
2016-12-13 08:00 | 0 | 0 | 0 | 0 | 0 | 487932.3945 | 0 | 396104 | 0 | 0 | 0 | 0 | 141717.9008 | 0 | 0 | 0 | 0 | 0 | 0 | 2617603.452 | 0 | 0 | 0 | 0 | 0 | 0 | 0 | 0 | 0 | 0 | 0 | 0 | 70858.9504 | 0 | 0 | 0 | 0 | 0 | 0 | 0 | 0 | 20969.4441 | 0 | 0 | 0 | 0 | 0 | 0 | 0 | 0 | 0 | 0
2016-12-13 09:00 | 0 | 0 | 0 | 0 | 0 | 327493.0496 | 0 | 398352 | 0 | 0 | 0 | 0 | 70858.9504 | 0 | 0 | 0 | 0 | 0 | 0 | 2617603.452 | 0 | 0 | 0 | 0 | 0 | 0 | 0 | 0 | 0 | 0 | 0 | 0 | -70858.9504 | 0 | 0 | 0 | 0 | 0 | 0 | 0 | 0 | 0 | 0 | 0 | 0 | 0 | 0 | 0 | 0 | 0 | 0 | 0
2016-12-13 10:00 | 0 | 0 | 0 | 0 | 0 | 380908.8712 | 0 | 412311 | 0 | 0 | 0 | 0 | 0 | 0 | 0 | 0 | 0 | 0 | 0 | 2657060.2736 | 0 | 0 | 0 | 0 | 0 | 0 | 0 | 0 | 0 | 0 | 0 | 0 | -70858.9504 | 0 | 0 | 0 | 0 | 0 | 0 | 0 | 0 | 331707.04 | 292250.2184 | 0 | 0 | 0 | 0 | 0 | 0 | 0 | 0 | 0
2016-12-13 11:00 | 0 | 0 | 0 | 0 | 0 | 454692.1769 | 0 | 439986 | 0 | 0 | 0 | 0 | 0 | 0 | 0 | 0 | 0 | 0 | 0 | 2671766.4505 | 0 | 0 | 0 | 0 | 0 | 0 | 0 | 0 | 0 | 0 | 0 | 0 | 0 | 0 | 0 | 0 | 0 | 0 | 0 | 0 | 0 | 306956.3952 | 292250.2184 | 0 | 0 | 0 | 0 | 0 | 0 | 0 | 0 | 0
2016-12-13 12:00 | 0 | 0 | 0 | 0 | 0 | 445271.8369 | 0 | 468628 | 0 | 0 | 0 | 0 | 70858.9504 | 0 | 0 | 0 | 0 | 0 | 0 | 2577551.3369 | 0 | 0 | 0 | 0 | 0 | 0 | 0 | 0 | 0 | 0 | 0 | 0 | 70858.9504 | 0 | 0 | 0 | 0 | 0 | 0 | 0 | 0 | 198035.1049 | 292250.2184 | 0 | 0 | 0 | 0 | 0 | 0 | 0 | 0 | 0
2016-12-13 13:00 | 0 | 0 | 0 | 0 | 0 | 432103.1191 | 0 | 480429 | 0 | 0 | 0 | 0 | 141717.9008 | 0 | 0 | 0 | 0 | 0 | 0 | 2458366.5056 | 0 | 0 | 0 | 0 | 0 | 0 | 0 | 0 | 0 | 0 | 0 | 0 | 70858.9504 | 0 | 0 | 0 | 0 | 0 | 0 | 0 | 0 | 173065.3871 | 292250.2184 | 0 | 0 | 0 | 0 | 0 | 0 | 0 | 0 | 0
2016-12-13 14:00 | 0 | 0 | 0 | 0 | 0 | 417592.0651 | 83643.2508 | 485323 | 0 | 0 | 0 | 0 | 198884.1747 | 0 | 0 | 0 | 0 | 0 | 0 | 2417112.5477 | 0 | 0 | 0 | 0 | 0 | 0 | 0 | 0 | 0 | 0 | 0 | 0 | 57166.2739 | 0 | 0 | 0 | 0 | 0 | 0 | 0 | 0 | 250996.2605 | 292250.2184 | 0 | 0 | 0 | 0 | 0 | 0 | 0 | 0 | 0
2016-12-13 15:00 | 0 | 0 | 0 | 0 | 0 | 368442.0566 | 378384.2311 | 488028 | 0 | 0 | 0 | 0 | 198884.1747 | 0 | 0 | 0 | 0 | 0 | 0 | 2675910.8354 | 0 | 0 | 0 | 0 | 0 | 0 | 0 | 0 | 0 | 0 | 0 | 0 | 0 | 0 | 0 | 0 | 0 | 0 | 0 | 0 | 0 | 258798.2877 | 0 | 0 | 0 | 0 | 0 | 0 | 0 | 0 | 0 | 0
2016-12-13 16:00 | 0 | 0 | 0 | 0 | 0 | 0 | 533669.1143 | 485695 | 0 | 0 | 0 | 0 | 128025.2243 | 0 | 0 | 0 | 0 | 0 | 0 | 2794743.9001 | 0 | 0 | 0 | 0 | 0 | 0 | 0 | 0 | 0 | 0 | 0 | 0 | -70858.9504 | 0 | 0 | 0 | 0 | 0 | 0 | 0 | 0 | 118833.0647 | 0 | 0 | 0 | 0 | 0 | 0 | 0 | 0 | 0 | 0
2016-12-13 17:00 | 0 | 0 | 0 | 0 | 0 | 323124.1623 | 561600.8281 | 482159 | 0 | 0 | 0 | 0 | 198884.1747 | 0 | 0 | 0 | 0 | 0 | 0 | 3126450.9401 | 0 | 0 | 0 | 0 | 0 | 0 | 0 | 0 | 0 | 0 | 0 | 0 | 70858.9504 | 0 | 0 | 0 | 0 | 0 | 0 | 0 | 0 | 331707.04 | 0 | 0 | 0 | 0 | 0 | 0 | 0 | 0 | 0 | 0
2016-12-13 18:00 | 0 | 0 | 0 | 0 | 0 | 0 | 530874.7406 | 479438 | 0 | 0 | 0 | 0 | 128025.2243 | 0 | 0 | 0 | 0 | 0 | 0 | 3248746.6312 | 0 | 0 | 0 | 0 | 0 | 0 | 0 | 0 | 0 | 0 | 0 | 0 | -70858.9504 | 0 | 0 | 0 | 0 | 0 | 0 | 0 | 0 | 122295.691 | 0 | 0 | 0 | 0 | 0 | 0 | 0 | 0 | 0 | 0
2016-12-13 19:00 | 0 | 0 | 0 | 0 | 0 | 0 | 512351.2401 | 478435 | 0 | 0 | 0 | 0 | 57166.2739 | 0 | 0 | 0 | 0 | 0 | 0 | 3353521.8216 | 0 | 0 | 0 | 0 | 0 | 0 | 0 | 0 | 0 | 0 | 0 | 0 | -70858.9504 | 0 | 0 | 0 | 0 | 0 | 0 | 0 | 0 | 104775.1905 | 0 | 0 | 0 | 0 | 0 | 0 | 0 | 0 | 0 | 0
2016-12-13 20:00 | 0 | 0 | 0 | 0 | 0 | 0 | 525483.9875 | 478561 | 0 | 0 | 0 | 0 | 0 | 0 | 0 | 0 | 0 | 0 | 0 | 3457611.083 | 0 | 0 | 0 | 0 | 0 | 0 | 0 | 0 | 0 | 0 | 0 | 0 | -57166.2739 | 0 | 0 | 0 | 0 | 0 | 0 | 0 | 0 | 104089.2614 | 0 | 0 | 0 | 0 | 0 | 0 | 0 | 0 | 0 | 0
2016-12-13 21:00 | 0 | 0 | 0 | 0 | 0 | 0 | 526281.8665 | 484659 | 0 | 0 | 0 | 0 | 0 | 0 | 0 | 0 | 0 | 0 | 0 | 3499233.9495 | 0 | 0 | 0 | 0 | 0 | 0 | 0 | 0 | 0 | 0 | 0 | 0 | 0 | 0 | 0 | 0 | 0 | 0 | 0 | 0 | 0 | 41622.8665 | 0 | 0 | 0 | 0 | 0 | 0 | 0 | 0 | 0 | 0
2016-12-13 22:00 | 0 | 0 | 0 | 0 | 0 | 396423.5854 | 446450.0461 | 501507 | 0 | 0 | 0 | 0 | 70858.9504 | 0 | 0 | 0 | 0 | 0 | 0 | 3769741.6306 | 0 | 0 | 0 | 0 | 0 | 0 | 0 | 0 | 0 | 0 | 0 | 0 | 70858.9504 | 0 | 0 | 0 | 0 | 0 | 0 | 0 | 0 | 270507.6811 | 0 | 0 | 0 | 0 | 0 | 0 | 0 | 0 | 0 | 0
2016-12-13 23:00 | 0 | 0 | 0 | 0 | 0 | 466368.2749 | 158676.2661 | 516581 | 0 | 0 | 0 | 0 | 99258.2519 | 0 | 0 | 0 | 0 | 0 | 0 | 3849805.8701 | 0 | 0 | 0 | 0 | 0 | 0 | 0 | 0 | 0 | 0 | 0 | 0 | 28399.3015 | 0 | 0 | 0 | 0 | 0 | 0 | 0 | 0 | 80064.2395 | 0 | 0 | 0 | 0 | 0 | 0 | 0 | 0 | 0 | 0
2016-12-14 | 0 | 0 | 0 | 0 | 0 | 519083.3837 | 1695.1335 | 522850 | 0 | 0 | 0 | 0 | 170117.2023 | 0 | 0 | 0 | 0 | 0 | 0 | 3776875.4369 | 0 | 0 | 0 | 0 | 0 | 0 | 0 | 0 | 0 | 0 | 0 | 0 | 70858.9504 | 0 | 0 | 0 | 0 | 0 | 0 | 0 | 0 | 219319.7852 | 292250.2184 | 0 | 0 | 0 | 0 | 0 | 0 | 0 | 0 | 0
2016-12-14 01:00 | 0 | 0 | 0 | 0 | 0 | 518206.8436 | 0 | 520842 | 0 | 0 | 0 | 0 | 128025.2243 | 0 | 0 | 0 | 0 | 0 | 0 | 3816332.2585 | 0 | 0 | 0 | 0 | 0 | 0 | 0 | 0 | 0 | 0 | 0 | 0 | -42091.978 | 0 | 0 | 0 | 0 | 0 | 0 | 0 | 0 | 331707.04 | 292250.2184 | 0 | 0 | 0 | 0 | 0 | 0 | 0 | 0 | 0
2016-12-14 02:00 | 0 | 0 | 0 | 0 | 0 | 286509.732 | 0 | 507901 | 0 | 0 | 0 | 0 | 198884.1747 | 0 | 0 | 0 | 0 | 0 | 0 | 3524082.0401 | 0 | 0 | 0 | 0 | 0 | 0 | 0 | 0 | 0 | 0 | 0 | 0 | 70858.9504 | 0 | 0 | 0 | 0 | 0 | 0 | 0 | 0 | 0 | 292250.2184 | 0 | 0 | 0 | 0 | 0 | 0 | 0 | 0 | 0
2016-12-14 03:00 | 0 | 0 | 0 | 0 | 0 | 503782.7756 | 0 | 486219 | 0 | 0 | 0 | 0 | 198884.1747 | 0 | 0 | 0 | 0 | 0 | 0 | 3541645.8157 | 0 | 0 | 0 | 0 | 0 | 0 | 0 | 0 | 0 | 0 | 0 | 0 | 0 | 0 | 0 | 0 | 0 | 0 | 0 | 0 | 0 | 309813.9939 | 292250.2184 | 0 | 0 | 0 | 0 | 0 | 0 | 0 | 0 | 0
2016-12-14 04:00 | 0 | 0 | 0 | 0 | 0 | 443402.5477 | 0 | 461112 | 0 | 0 | 0 | 0 | 141717.9008 | 0 | 0 | 0 | 0 | 0 | 0 | 3581102.6373 | 0 | 0 | 0 | 0 | 0 | 0 | 0 | 0 | 0 | 0 | 0 | 0 | -57166.2739 | 0 | 0 | 0 | 0 | 0 | 0 | 0 | 0 | 331707.04 | 292250.2184 | 0 | 0 | 0 | 0 | 0 | 0 | 0 | 0 | 0
2016-12-14 05:00 | 0 | 0 | 0 | 0 | 0 | 406351.8712 | 0 | 437754 | 0 | 0 | 0 | 0 | 70858.9504 | 0 | 0 | 0 | 0 | 0 | 0 | 3620559.4589 | 0 | 0 | 0 | 0 | 0 | 0 | 0 | 0 | 0 | 0 | 0 | 0 | -70858.9504 | 0 | 0 | 0 | 0 | 0 | 0 | 0 | 0 | 331707.04 | 292250.2184 | 0 | 0 | 0 | 0 | 0 | 0 | 0 | 0 | 0
2016-12-14 06:00 | 0 | 0 | 0 | 0 | 0 | 388980.8712 | 0 | 420383 | 0 | 0 | 0 | 0 | 0 | 0 | 0 | 0 | 0 | 0 | 0 | 3660016.2805 | 0 | 0 | 0 | 0 | 0 | 0 | 0 | 0 | 0 | 0 | 0 | 0 | -70858.9504 | 0 | 0 | 0 | 0 | 0 | 0 | 0 | 0 | 331707.04 | 292250.2184 | 0 | 0 | 0 | 0 | 0 | 0 | 0 | 0 | 0
2016-12-14 07:00 | 0 | 0 | 0 | 0 | 0 | 446939.5904 | 0 | 409972 | 0 | 0 | 0 | 0 | 0 | 0 | 0 | 0 | 0 | 0 | 0 | 3696983.871 | 0 | 0 | 0 | 0 | 0 | 0 | 0 | 0 | 0 | 0 | 0 | 0 | 0 | 0 | 0 | 0 | 0 | 0 | 0 | 0 | 0 | 329217.8088 | 292250.2184 | 0 | 0 | 0 | 0 | 0 | 0 | 0 | 0 | 0
2016-12-14 08:00 | 0 | 0 | 0 | 0 | 0 | 430204.9804 | 0 | 405901 | 0 | 0 | 0 | 0 | 70858.9504 | 0 | 0 | 0 | 0 | 0 | 0 | 3650428.9009 | 0 | 0 | 0 | 0 | 0 | 0 | 0 | 0 | 0 | 0 | 0 | 0 | 70858.9504 | 0 | 0 | 0 | 0 | 0 | 0 | 0 | 0 | 245695.2483 | 292250.2184 | 0 | 0 | 0 | 0 | 0 | 0 | 0 | 0 | 0
2016-12-14 09:00 | 0 | 0 | 0 | 0 | 0 | 425829.9724 | 0 | 408921 | 0 | 0 | 0 | 0 | 128025.2243 | 0 | 0 | 0 | 0 | 0 | 0 | 3610171.5995 | 0 | 0 | 0 | 0 | 0 | 0 | 0 | 0 | 0 | 0 | 0 | 0 | 57166.2739 | 0 | 0 | 0 | 0 | 0 | 0 | 0 | 0 | 251992.9169 | 292250.2184 | 0 | 0 | 0 | 0 | 0 | 0 | 0 | 0 | 0
2016-12-14 10:00 | 0 | 0 | 0 | 0 | 0 | 427198.1146 | 0 | 423189 | 0 | 0 | 0 | 0 | 198884.1747 | 0 | 0 | 0 | 0 | 0 | 0 | 3543321.7636 | 0 | 0 | 0 | 0 | 0 | 0 | 0 | 0 | 0 | 0 | 0 | 0 | 70858.9504 | 0 | 0 | 0 | 0 | 0 | 0 | 0 | 0 | 225400.3826 | 292250.2184 | 0 | 0 | 0 | 0 | 0 | 0 | 0 | 0 | 0
2016-12-14 11:00 | 0 | 0 | 0 | 0 | 0 | 90467.8312 | 0 | 453577 | 0 | 0 | 0 | 0 | 128025.2243 | 0 | 0 | 0 | 0 | 0 | 0 | 3251071.5452 | 0 | 0 | 0 | 0 | 0 | 0 | 0 | 0 | 0 | 0 | 0 | 0 | -70858.9504 | 0 | 0 | 0 | 0 | 0 | 0 | 0 | 0 | 0 | 292250.2184 | 0 | 0 | 0 | 0 | 0 | 0 | 0 | 0 | 0
2016-12-14 12:00 | 0 | 0 | 0 | 0 | 0 | 444656.5136 | 0 | 483151 | 0 | 0 | 0 | 0 | 144939.224 | 0 | 0 | 0 | 0 | 0 | 0 | 3195663.0592 | 0 | 0 | 0 | 0 | 0 | 0 | 0 | 0 | 0 | 0 | 0 | 0 | 16913.9997 | 0 | 0 | 0 | 0 | 0 | 0 | 0 | 0 | 236841.7323 | 292250.2184 | 0 | 0 | 0 | 0 | 0 | 0 | 0 | 0 | 0
2016-12-14 13:00 | 0 | 0 | 0 | 0 | 0 | 453817.2169 | 0 | 494539 | 0 | 0 | 0 | 0 | 74080.2735 | 0 | 0 | 0 | 0 | 0 | 0 | 3225800.2265 | 0 | 0 | 0 | 0 | 0 | 0 | 0 | 0 | 0 | 0 | 0 | 0 | -70858.9504 | 0 | 0 | 0 | 0 | 0 | 0 | 0 | 0 | 322387.3857 | 292250.2184 | 0 | 0 | 0 | 0 | 0 | 0 | 0 | 0 | 0
2016-12-14 14:00 | 0 | 0 | 0 | 0 | 0 | 424431.6478 | 52678.3315 | 497724 | 0 | 0 | 0 | 0 | 14009.4313 | 0 | 0 | 0 | 0 | 0 | 0 | 3265257.0481 | 0 | 0 | 0 | 0 | 0 | 0 | 0 | 0 | 0 | 0 | 0 | 0 | -60070.8423 | 0 | 0 | 0 | 0 | 0 | 0 | 0 | 0 | 331707.04 | 292250.2184 | 0 | 0 | 0 | 0 | 0 | 0 | 0 | 0 | 0
2016-12-14 15:00 | 0 | 0 | 0 | 0 | 0 | 414009.4846 | 320633.955 | 495918 | 0 | 0 | 0 | 0 | 84868.3817 | 0 | 0 | 0 | 0 | 0 | 0 | 3433123.5373 | 0 | 0 | 0 | 0 | 0 | 0 | 0 | 0 | 0 | 0 | 0 | 0 | 70858.9504 | 0 | 0 | 0 | 0 | 0 | 0 | 0 | 0 | 167866.4892 | 0 | 0 | 0 | 0 | 0 | 0 | 0 | 0 | 0 | 0
2016-12-14 16:00 | 0 | 0 | 0 | 0 | 0 | 436554.2903 | 458654.7001 | 492643 | 0 | 0 | 0 | 0 | 155727.3321 | 0 | 0 | 0 | 0 | 0 | 0 | 3764830.5773 | 0 | 0 | 0 | 0 | 0 | 0 | 0 | 0 | 0 | 0 | 0 | 0 | 70858.9504 | 0 | 0 | 0 | 0 | 0 | 0 | 0 | 0 | 331707.04 | 0 | 0 | 0 | 0 | 0 | 0 | 0 | 0 | 0 | 0
2016-12-14 17:00 | 0 | 0 | 0 | 0 | 0 | 0 | 507346.1859 | 488018 | 0 | 0 | 0 | 0 | 175055.5179 | 0 | 0 | 0 | 0 | 0 | 0 | 3764830.5773 | 0 | 0 | 0 | 0 | 0 | 0 | 0 | 0 | 0 | 0 | 0 | 0 | 19328.1859 | 0 | 0 | 0 | 0 | 0 | 0 | 0 | 0 | 0 | 0 | 0 | 0 | 0 | 0 | 0 | 0 | 0 | 0 | 0
2016-12-14 18:00 | 0 | 0 | 0 | 0 | 0 | 0 | 500051.392 | 486077 | 0 | 0 | 0 | 0 | 189029.91 | 0 | 0 | 0 | 0 | 0 | 0 | 3764830.5773 | 0 | 0 | 0 | 0 | 0 | 0 | 0 | 0 | 0 | 0 | 0 | 0 | 13974.392 | 0 | 0 | 0 | 0 | 0 | 0 | 0 | 0 | 0 | 0 | 0 | 0 | 0 | 0 | 0 | 0 | 0 | 0 | 0
2016-12-14 19:00 | 0 | 0 | 0 | 0 | 0 | 0 | 494121.2647 | 484267 | 0 | 0 | 0 | 0 | 198884.1747 | 0 | 0 | 0 | 0 | 0 | 0 | 3764830.5773 | 0 | 0 | 0 | 0 | 0 | 0 | 0 | 0 | 0 | 0 | 0 | 0 | 9854.2647 | 0 | 0 | 0 | 0 | 0 | 0 | 0 | 0 | 0 | 0 | 0 | 0 | 0 | 0 | 0 | 0 | 0 | 0 | 0
2016-12-14 20:00 | 0 | 0 | 0 | 0 | 0 | 0 | 513462.9912 | 485080 | 0 | 0 | 0 | 0 | 128025.2243 | 0 | 0 | 0 | 0 | 0 | 0 | 3864072.5189 | 0 | 0 | 0 | 0 | 0 | 0 | 0 | 0 | 0 | 0 | 0 | 0 | -70858.9504 | 0 | 0 | 0 | 0 | 0 | 0 | 0 | 0 | 99241.9416 | 0 | 0 | 0 | 0 | 0 | 0 | 0 | 0 | 0 | 0
2016-12-14 21:00 | 0 | 0 | 0 | 0 | 0 | 0 | 521729.3029 | 493089 | 0 | 0 | 0 | 0 | 57166.2739 | 0 | 0 | 0 | 0 | 0 | 0 | 3963571.7722 | 0 | 0 | 0 | 0 | 0 | 0 | 0 | 0 | 0 | 0 | 0 | 0 | -70858.9504 | 0 | 0 | 0 | 0 | 0 | 0 | 0 | 0 | 99499.2533 | 0 | 0 | 0 | 0 | 0 | 0 | 0 | 0 | 0 | 0
2016-12-14 22:00 | 0 | 0 | 0 | 0 | 0 | 449404.3916 | 436409.6331 | 512913 | 0 | 0 | 0 | 0 | 128025.2243 | 0 | 0 | 0 | 0 | 0 | 0 | 4265613.8465 | 0 | 0 | 0 | 0 | 0 | 0 | 0 | 0 | 0 | 0 | 0 | 0 | 70858.9504 | 0 | 0 | 0 | 0 | 0 | 0 | 0 | 0 | 302042.0743 | 0 | 0 | 0 | 0 | 0 | 0 | 0 | 0 | 0 | 0
2016-12-14 23:00 | 0 | 0 | 0 | 0 | 0 | 298419.4952 | 161266.5544 | 530545 | 0 | 0 | 0 | 0 | 57166.2739 | 0 | 0 | 0 | 0 | 0 | 0 | 4265613.8465 | 0 | 0 | 0 | 0 | 0 | 0 | 0 | 0 | 0 | 0 | 0 | 0 | -70858.9504 | 0 | 0 | 0 | 0 | 0 | 0 | 0 | 0 | 0 | 0 | 0 | 0 | 0 | 0 | 0 | 0 | 0 | 0 | 0
2016-12-15 | 0 | 0 | 0 | 0 | 0 | 483899.1444 | 1516.4447 | 537736 | 0 | 0 | 0 | 0 | 57166.2739 | 0 | 0 | 0 | 0 | 0 | 0 | 4213293.4356 | 0 | 0 | 0 | 0 | 0 | 0 | 0 | 0 | 0 | 0 | 0 | 0 | 0 | 0 | 0 | 0 | 0 | 0 | 0 | 0 | 0 | 239929.8075 | 292250.2184 | 0 | 0 | 0 | 0 | 0 | 0 | 0 | 0 | 0
2016-12-15 01:00 | 0 | 0 | 0 | 0 | 0 | 446409.0505 | 0 | 537977 | 0 | 0 | 0 | 0 | 128025.2243 | 0 | 0 | 0 | 0 | 0 | 0 | 4050866.5357 | 0 | 0 | 0 | 0 | 0 | 0 | 0 | 0 | 0 | 0 | 0 | 0 | 70858.9504 | 0 | 0 | 0 | 0 | 0 | 0 | 0 | 0 | 129823.3185 | 292250.2184 | 0 | 0 | 0 | 0 | 0 | 0 | 0 | 0 | 0
2016-12-15 02:00 | 0 | 0 | 0 | 0 | 0 | 402035.1058 | 0 | 527870 | 0 | 0 | 0 | 0 | 198884.1747 | 0 | 0 | 0 | 0 | 0 | 0 | 3854172.6911 | 0 | 0 | 0 | 0 | 0 | 0 | 0 | 0 | 0 | 0 | 0 | 0 | 70858.9504 | 0 | 0 | 0 | 0 | 0 | 0 | 0 | 0 | 95556.3738 | 292250.2184 | 0 | 0 | 0 | 0 | 0 | 0 | 0 | 0 | 0
2016-12-15 03:00 | 0 | 0 | 0 | 0 | 0 | 355673.8012 | 0 | 508040 | 0 | 0 | 0 | 0 | 198884.1747 | 0 | 0 | 0 | 0 | 0 | 0 | 3701806.4923 | 0 | 0 | 0 | 0 | 0 | 0 | 0 | 0 | 0 | 0 | 0 | 0 | 0 | 0 | 0 | 0 | 0 | 0 | 0 | 0 | 0 | 139884.0195 | 292250.2184 | 0 | 0 | 0 | 0 | 0 | 0 | 0 | 0 | 0
2016-12-15 04:00 | 0 | 0 | 0 | 0 | 0 | 316267.9862 | 0 | 483044 | 0 | 0 | 0 | 0 | 198884.1747 | 0 | 0 | 0 | 0 | 0 | 0 | 3535030.4785 | 0 | 0 | 0 | 0 | 0 | 0 | 0 | 0 | 0 | 0 | 0 | 0 | 0 | 0 | 0 | 0 | 0 | 0 | 0 | 0 | 0 | 125474.2046 | 292250.2184 | 0 | 0 | 0 | 0 | 0 | 0 | 0 | 0 | 0
2016-12-15 05:00 | 0 | 0 | 0 | 0 | 0 | 285710.4213 | 0 | 460192 | 0 | 0 | 0 | 0 | 128025.2243 | 0 | 0 | 0 | 0 | 0 | 0 | 3431407.8502 | 0 | 0 | 0 | 0 | 0 | 0 | 0 | 0 | 0 | 0 | 0 | 0 | -70858.9504 | 0 | 0 | 0 | 0 | 0 | 0 | 0 | 0 | 188627.5901 | 292250.2184 | 0 | 0 | 0 | 0 | 0 | 0 | 0 | 0 | 0
2016-12-15 06:00 | 0 | 0 | 0 | 0 | 0 | 260773.6352 | 0 | 444580 | 0 | 0 | 0 | 0 | 128025.2243 | 0 | 0 | 0 | 0 | 0 | 0 | 3247601.4854 | 0 | 0 | 0 | 0 | 0 | 0 | 0 | 0 | 0 | 0 | 0 | 0 | 0 | 0 | 0 | 0 | 0 | 0 | 0 | 0 | 0 | 108443.8536 | 292250.2184 | 0 | 0 | 0 | 0 | 0 | 0 | 0 | 0 | 0
2016-12-15 07:00 | 0 | 0 | 0 | 0 | 0 | 214023.732 | 0 | 435415 | 0 | 0 | 0 | 0 | 198884.1747 | 0 | 0 | 0 | 0 | 0 | 0 | 2955351.267 | 0 | 0 | 0 | 0 | 0 | 0 | 0 | 0 | 0 | 0 | 0 | 0 | 70858.9504 | 0 | 0 | 0 | 0 | 0 | 0 | 0 | 0 | 0 | 292250.2184 | 0 | 0 | 0 | 0 | 0 | 0 | 0 | 0 | 0
2016-12-15 08:00 | 0 | 0 | 0 | 0 | 0 | 228171.4694 | 0 | 432190 | 0 | 0 | 0 | 0 | 198884.1747 | 0 | 0 | 0 | 0 | 0 | 0 | 2751332.7364 | 0 | 0 | 0 | 0 | 0 | 0 | 0 | 0 | 0 | 0 | 0 | 0 | 0 | 0 | 0 | 0 | 0 | 0 | 0 | 0 | 0 | 88231.6877 | 292250.2184 | 0 | 0 | 0 | 0 | 0 | 0 | 0 | 0 | 0
2016-12-15 09:00 | 0 | 0 | 0 | 0 | 0 | 218227.0797 | 0 | 436254 | 0 | 0 | 0 | 0 | 198884.1747 | 0 | 0 | 0 | 0 | 0 | 0 | 2533305.8161 | 0 | 0 | 0 | 0 | 0 | 0 | 0 | 0 | 0 | 0 | 0 | 0 | 0 | 0 | 0 | 0 | 0 | 0 | 0 | 0 | 0 | 74223.2981 | 292250.2184 | 0 | 0 | 0 | 0 | 0 | 0 | 0 | 0 | 0
2016-12-15 10:00 | 0 | 0 | 0 | 0 | 0 | 141534.0578 | 0 | 453968 | 0 | 0 | 0 | 0 | 178700.4508 | 0 | 0 | 0 | 0 | 0 | 0 | 2241055.5977 | 0 | 0 | 0 | 0 | 0 | 0 | 0 | 0 | 0 | 0 | 0 | 0 | -20183.7238 | 0 | 0 | 0 | 0 | 0 | 0 | 0 | 0 | 0 | 292250.2184 | 0 | 0 | 0 | 0 | 0 | 0 | 0 | 0 | 0
2016-12-15 11:00 | 0 | 0 | 0 | 0 | 0 | 213888.5054 | 0 | 485955 | 0 | 0 | 0 | 0 | 198884.1747 | 0 | 0 | 0 | 0 | 0 | 0 | 1948805.3793 | 0 | 0 | 0 | 0 | 0 | 0 | 0 | 0 | 0 | 0 | 0 | 0 | 20183.7238 | 0 | 0 | 0 | 0 | 0 | 0 | 0 | 0 | 0 | 292250.2184 | 0 | 0 | 0 | 0 | 0 | 0 | 0 | 0 | 0
2016-12-15 12:00 | 0 | 0 | 0 | 0 | 0 | 223491.8907 | 0 | 516985 | 0 | 0 | 0 | 0 | 128025.2243 | 0 | 0 | 0 | 0 | 0 | 0 | 1726171.2205 | 0 | 0 | 0 | 0 | 0 | 0 | 0 | 0 | 0 | 0 | 0 | 0 | -70858.9504 | 0 | 0 | 0 | 0 | 0 | 0 | 0 | 0 | 69616.0595 | 292250.2184 | 0 | 0 | 0 | 0 | 0 | 0 | 0 | 0 | 0
2016-12-15 13:00 | 0 | 0 | 0 | 0 | 0 | 238402.4127 | 0 | 529454 | 0 | 0 | 0 | 0 | 57166.2739 | 0 | 0 | 0 | 0 | 0 | 0 | 1505978.5836 | 0 | 0 | 0 | 0 | 0 | 0 | 0 | 0 | 0 | 0 | 0 | 0 | -70858.9504 | 0 | 0 | 0 | 0 | 0 | 0 | 0 | 0 | 72057.5815 | 292250.2184 | 0 | 0 | 0 | 0 | 0 | 0 | 0 | 0 | 0
2016-12-15 14:00 | 0 | 0 | 0 | 0 | 0 | 145887.1845 | 36697.3233 | 532001 | 0 | 0 | 0 | 0 | 0 | 0 | 0 | 0 | 0 | 0 | 0 | 1213728.3652 | 0 | 0 | 0 | 0 | 0 | 0 | 0 | 0 | 0 | 0 | 0 | 0 | -57166.2739 | 0 | 0 | 0 | 0 | 0 | 0 | 0 | 0 | 0 | 292250.2184 | 0 | 0 | 0 | 0 | 0 | 0 | 0 | 0 | 0
2016-12-15 15:00 | 0 | 0 | 0 | 0 | 0 | 281367.7973 | 266899.793 | 530640 | 0 | 0 | 0 | 0 | 0 | 0 | 0 | 0 | 0 | 0 | 0 | 1231355.9556 | 0 | 0 | 0 | 0 | 0 | 0 | 0 | 0 | 0 | 0 | 0 | 0 | 0 | 0 | 0 | 0 | 0 | 0 | 0 | 0 | 0 | 309877.8087 | 292250.2184 | 0 | 0 | 0 | 0 | 0 | 0 | 0 | 0 | 0
2016-12-15 16:00 | 0 | 0 | 0 | 0 | 0 | 311250.3044 | 358559.8123 | 526810 | 0 | 0 | 0 | 0 | 0 | 0 | 0 | 0 | 0 | 0 | 0 | 1374356.0723 | 0 | 0 | 0 | 0 | 0 | 0 | 0 | 0 | 0 | 0 | 0 | 0 | 0 | 0 | 0 | 0 | 0 | 0 | 0 | 0 | 0 | 143000.1167 | 0 | 0 | 0 | 0 | 0 | 0 | 0 | 0 | 0 | 0
2016-12-15 17:00 | 0 | 0 | 0 | 0 | 0 | 334761.4375 | 385005.6127 | 521762 | 0 | 0 | 0 | 0 | 0 | 0 | 0 | 0 | 0 | 0 | 0 | 1572361.1225 | 0 | 0 | 0 | 0 | 0 | 0 | 0 | 0 | 0 | 0 | 0 | 0 | 0 | 0 | 0 | 0 | 0 | 0 | 0 | 0 | 0 | 198005.0502 | 0 | 0 | 0 | 0 | 0 | 0 | 0 | 0 | 0 | 0
2016-12-15 18:00 | 0 | 0 | 0 | 0 | 0 | 131925.1999 | 386025.8001 | 517951 | 0 | 0 | 0 | 0 | 0 | 0 | 0 | 0 | 0 | 0 | 0 | 1572361.1225 | 0 | 0 | 0 | 0 | 0 | 0 | 0 | 0 | 0 | 0 | 0 | 0 | 0 | 0 | 0 | 0 | 0 | 0 | 0 | 0 | 0 | 0 | 0 | 0 | 0 | 0 | 0 | 0 | 0 | 0 | 0 | 0
2016-12-15 19:00 | 0 | 0 | 0 | 0 | 0 | 363750.1949 | 383247.3095 | 515590 | 0 | 0 | 0 | 0 | 0 | 0 | 0 | 0 | 0 | 0 | 0 | 1803768.6269 | 0 | 0 | 0 | 0 | 0 | 0 | 0 | 0 | 0 | 0 | 0 | 0 | 0 | 0 | 0 | 0 | 0 | 0 | 0 | 0 | 0 | 231407.5044 | 0 | 0 | 0 | 0 | 0 | 0 | 0 | 0 | 0 | 0
2016-12-15 20:00 | 0 | 0 | 0 | 0 | 0 | 373848.8755 | 379780.2941 | 515718 | 0 | 0 | 0 | 0 | 70858.9504 | 0 | 0 | 0 | 0 | 0 | 0 | 1970820.8461 | 0 | 0 | 0 | 0 | 0 | 0 | 0 | 0 | 0 | 0 | 0 | 0 | 70858.9504 | 0 | 0 | 0 | 0 | 0 | 0 | 0 | 0 | 167052.2192 | 0 | 0 | 0 | 0 | 0 | 0 | 0 | 0 | 0 | 0
2016-12-15 21:00 | 0 | 0 | 0 | 0 | 0 | 231053.0684 | 364877.882 | 525072 | 0 | 0 | 0 | 0 | 141717.9008 | 0 | 0 | 0 | 0 | 0 | 0 | 1970820.8461 | 0 | 0 | 0 | 0 | 0 | 0 | 0 | 0 | 0 | 0 | 0 | 0 | 70858.9504 | 0 | 0 | 0 | 0 | 0 | 0 | 0 | 0 | 0 | 0 | 0 | 0 | 0 | 0 | 0 | 0 | 0 | 0 | 0
2016-12-15 22:00 | 0 | 0 | 0 | 0 | 0 | 316478.5613 | 288321.7125 | 547634 | 0 | 0 | 0 | 0 | 198884.1747 | 0 | 0 | 0 | 0 | 0 | 0 | 1970820.8461 | 0 | 0 | 0 | 0 | 0 | 0 | 0 | 0 | 0 | 0 | 0 | 0 | 57166.2739 | 0 | 0 | 0 | 0 | 0 | 0 | 0 | 0 | 0 | 0 | 0 | 0 | 0 | 0 | 0 | 0 | 0 | 0 | 0
2016-12-15 23:00 | 0 | 0 | 0 | 0 | 0 | 463413.1079 | 65124.7527 | 565975 | 0 | 0 | 0 | 0 | 198884.1747 | 0 | 0 | 0 | 0 | 0 | 0 | 1933383.7067 | 0 | 0 | 0 | 0 | 0 | 0 | 0 | 0 | 0 | 0 | 0 | 0 | 0 | 0 | 0 | 0 | 0 | 0 | 0 | 0 | 0 | 254813.079 | 292250.2184 | 0 | 0 | 0 | 0 | 0 | 0 | 0 | 0 | 0
2016-12-16 | 0 | 0 | 0 | 0 | 0 | 492562.106 | 21.5217 | 573691 | 0 | 0 | 0 | 0 | 198884.1747 | 0 | 0 | 0 | 0 | 0 | 0 | 1852276.3344 | 0 | 0 | 0 | 0 | 0 | 0 | 0 | 0 | 0 | 0 | 0 | 0 | 0 | 0 | 0 | 0 | 0 | 0 | 0 | 0 | 0 | 211142.8461 | 292250.2184 | 0 | 0 | 0 | 0 | 0 | 0 | 0 | 0 | 0
2016-12-16 01:00 | 0 | 0 | 0 | 0 | 0 | 488537.331 | 0 | 574150 | 0 | 0 | 0 | 0 | 198884.1747 | 0 | 0 | 0 | 0 | 0 | 0 | 1766663.6654 | 0 | 0 | 0 | 0 | 0 | 0 | 0 | 0 | 0 | 0 | 0 | 0 | 0 | 0 | 0 | 0 | 0 | 0 | 0 | 0 | 0 | 206637.5494 | 292250.2184 | 0 | 0 | 0 | 0 | 0 | 0 | 0 | 0 | 0
2016-12-16 02:00 | 0 | 0 | 0 | 0 | 0 | 200745.8312 | 0 | 563855 | 0 | 0 | 0 | 0 | 128025.2243 | 0 | 0 | 0 | 0 | 0 | 0 | 1474413.447 | 0 | 0 | 0 | 0 | 0 | 0 | 0 | 0 | 0 | 0 | 0 | 0 | -70858.9504 | 0 | 0 | 0 | 0 | 0 | 0 | 0 | 0 | 0 | 292250.2184 | 0 | 0 | 0 | 0 | 0 | 0 | 0 | 0 | 0
2016-12-16 03:00 | 0 | 0 | 0 | 0 | 0 | 439084.5353 | 0 | 542728 | 0 | 0 | 0 | 0 | 198884.1747 | 0 | 0 | 0 | 0 | 0 | 0 | 1299911.0319 | 0 | 0 | 0 | 0 | 0 | 0 | 0 | 0 | 0 | 0 | 0 | 0 | 70858.9504 | 0 | 0 | 0 | 0 | 0 | 0 | 0 | 0 | 117747.8033 | 292250.2184 | 0 | 0 | 0 | 0 | 0 | 0 | 0 | 0 | 0
2016-12-16 04:00 | 0 | 0 | 0 | 0 | 0 | 412567.4479 | 0 | 516634 | 0 | 0 | 0 | 0 | 198884.1747 | 0 | 0 | 0 | 0 | 0 | 0 | 1195844.4798 | 0 | 0 | 0 | 0 | 0 | 0 | 0 | 0 | 0 | 0 | 0 | 0 | 0 | 0 | 0 | 0 | 0 | 0 | 0 | 0 | 0 | 188183.6663 | 292250.2184 | 0 | 0 | 0 | 0 | 0 | 0 | 0 | 0 | 0
2016-12-16 05:00 | 0 | 0 | 0 | 0 | 0 | 389188.49 | 0 | 494644 | 0 | 0 | 0 | 0 | 128025.2243 | 0 | 0 | 0 | 0 | 0 | 0 | 1161247.9202 | 0 | 0 | 0 | 0 | 0 | 0 | 0 | 0 | 0 | 0 | 0 | 0 | -70858.9504 | 0 | 0 | 0 | 0 | 0 | 0 | 0 | 0 | 257653.6588 | 292250.2184 | 0 | 0 | 0 | 0 | 0 | 0 | 0 | 0 | 0
2016-12-16 06:00 | 0 | 0 | 0 | 0 | 0 | 372605.0981 | 0 | 478167 | 0 | 0 | 0 | 0 | 128025.2243 | 0 | 0 | 0 | 0 | 0 | 0 | 1055686.0183 | 0 | 0 | 0 | 0 | 0 | 0 | 0 | 0 | 0 | 0 | 0 | 0 | 0 | 0 | 0 | 0 | 0 | 0 | 0 | 0 | 0 | 186688.3165 | 292250.2184 | 0 | 0 | 0 | 0 | 0 | 0 | 0 | 0 | 0
2016-12-16 07:00 | 0 | 0 | 0 | 0 | 0 | 371182.0736 | 0 | 468952 | 0 | 0 | 0 | 0 | 198884.1747 | 0 | 0 | 0 | 0 | 0 | 0 | 887057.1415 | 0 | 0 | 0 | 0 | 0 | 0 | 0 | 0 | 0 | 0 | 0 | 0 | 70858.9504 | 0 | 0 | 0 | 0 | 0 | 0 | 0 | 0 | 123621.3416 | 292250.2184 | 0 | 0 | 0 | 0 | 0 | 0 | 0 | 0 | 0
2016-12-16 08:00 | 0 | 0 | 0 | 0 | 0 | 172036.7816 | 0 | 464287 | 0 | 0 | 0 | 0 | 198884.1747 | 0 | 0 | 0 | 0 | 0 | 0 | 594806.9231 | 0 | 0 | 0 | 0 | 0 | 0 | 0 | 0 | 0 | 0 | 0 | 0 | 0 | 0 | 0 | 0 | 0 | 0 | 0 | 0 | 0 | 0 | 292250.2184 | 0 | 0 | 0 | 0 | 0 | 0 | 0 | 0 | 0
2016-12-16 09:00 | 0 | 0 | 0 | 0 | 0 | 369591.5927 | 0 | 466808 | 0 | 0 | 0 | 0 | 128025.2243 | 0 | 0 | 0 | 0 | 0 | 0 | 568449.4662 | 0 | 0 | 0 | 0 | 0 | 0 | 0 | 0 | 0 | 0 | 0 | 0 | -70858.9504 | 0 | 0 | 0 | 0 | 0 | 0 | 0 | 0 | 265892.7615 | 292250.2184 | 0 | 0 | 0 | 0 | 0 | 0 | 0 | 0 | 0
2016-12-16 10:00 | 0 | 0 | 0 | 0 | 0 | 369567.6385 | 0 | 480215 | 0 | 0 | 0 | 0 | 198884.1747 | 0 | 0 | 0 | 0 | 0 | 0 | 386943.1544 | 0 | 0 | 0 | 0 | 0 | 0 | 0 | 0 | 0 | 0 | 0 | 0 | 70858.9504 | 0 | 0 | 0 | 0 | 0 | 0 | 0 | 0 | 110743.9065 | 292250.2184 | 0 | 0 | 0 | 0 | 0 | 0 | 0 | 0 | 0
2016-12-16 11:00 | 0 | 0 | 0 | 0 | 0 | 374043.0331 | 0 | 509127 | 0 | 0 | 0 | 0 | 128025.2243 | 0 | 0 | 0 | 0 | 0 | 0 | 322718.1379 | 0 | 0 | 0 | 0 | 0 | 0 | 0 | 0 | 0 | 0 | 0 | 0 | -70858.9504 | 0 | 0 | 0 | 0 | 0 | 0 | 0 | 0 | 228025.2019 | 292250.2184 | 0 | 0 | 0 | 0 | 0 | 0 | 0 | 0 | 0
2016-12-16 12:00 | 0 | 0 | 0 | 0 | 0 | 382705.5005 | 0 | 536307 | 0 | 0 | 0 | 0 | 141717.9008 | 0 | 0 | 0 | 0 | 0 | 0 | 155423.9618 | 0 | 0 | 0 | 0 | 0 | 0 | 0 | 0 | 0 | 0 | 0 | 0 | 13692.6765 | 0 | 0 | 0 | 0 | 0 | 0 | 0 | 0 | 124956.0423 | 292250.2184 | 0 | 0 | 0 | 0 | 0 | 0 | 0 | 0 | 0
2016-12-16 13:00 | 0 | 0 | 0 | 0 | 0 | 387268.2529 | 0 | 546053 | 0 | 0 | 0 | 0 | 70858.9504 | 0 | 0 | 0 | 0 | 0 | 0 | 67498.1651 | 0 | 0 | 0 | 0 | 0 | 0 | 0 | 0 | 0 | 0 | 0 | 0 | -70858.9504 | 0 | 0 | 0 | 0 | 0 | 0 | 0 | 0 | 204324.4216 | 292250.2184 | 0 | 0 | 0 | 0 | 0 | 0 | 0 | 0 | 0
2016-12-16 14:00 | 0 | 0 | 0 | 0 | 0 | 378460.07 | 30937.8146 | 547755 | 0 | 0 | 0 | 0 | 0 | 0 | 0 | 0 | 0 | 0 | 0 | 0 | 0 | 0 | 0 | 0 | 0 | 0 | 0 | 0 | 0 | 0 | 0 | 0 | -70858.9504 | 0 | 0 | 0 | 0 | 0 | 0 | 0 | 0 | 224752.0533 | 292250.2184 | 0 | 0 | 0 | 0 | 0 | 0 | 0 | 0 | 0
2016-12-16 15:00 | 0 | 0 | 0 | 0 | 0 | 372888.5464 | 191273.5185 | 545038 | 0 | 0 | 0 | 0 | 0 | 0 | 0 | 0 | 0 | 0 | 0 | 19124.0649 | 0 | 0 | 0 | 0 | 0 | 0 | 0 | 0 | 0 | 0 | 0 | 0 | 0 | 0 | 0 | 0 | 0 | 0 | 0 | 0 | 0 | 311374.2833 | 292250.2184 | 0 | 0 | 0 | 0 | 0 | 0 | 0 | 0 | 0
2016-12-16 16:00 | 0 | 0 | 0 | 0 | 0 | 371939.4327 | 337936.2778 | 537828 | 0 | 0 | 0 | 0 | 0 | 0 | 0 | 0 | 0 | 0 | 0 | 191171.7754 | 0 | 0 | 0 | 0 | 0 | 0 | 0 | 0 | 0 | 0 | 0 | 0 | 0 | 0 | 0 | 0 | 0 | 0 | 0 | 0 | 0 | 172047.7105 | 0 | 0 | 0 | 0 | 0 | 0 | 0 | 0 | 0 | 0
2016-12-16 17:00 | 0 | 0 | 0 | 0 | 0 | 368834.8724 | 414814.7601 | 527938 | 0 | 0 | 0 | 0 | 0 | 0 | 0 | 0 | 0 | 0 | 0 | 446883.408 | 0 | 0 | 0 | 0 | 0 | 0 | 0 | 0 | 0 | 0 | 0 | 0 | 0 | 0 | 0 | 0 | 0 | 0 | 0 | 0 | 0 | 255711.6326 | 0 | 0 | 0 | 0 | 0 | 0 | 0 | 0 | 0 | 0
2016-12-16 18:00 | 0 | 0 | 0 | 0 | 0 | 368428.9873 | 439049.859 | 521278 | 0 | 0 | 0 | 0 | 0 | 0 | 0 | 0 | 0 | 0 | 0 | 733084.2544 | 0 | 0 | 0 | 0 | 0 | 0 | 0 | 0 | 0 | 0 | 0 | 0 | 0 | 0 | 0 | 0 | 0 | 0 | 0 | 0 | 0 | 286200.8464 | 0 | 0 | 0 | 0 | 0 | 0 | 0 | 0 | 0 | 0
2016-12-16 19:00 | 0 | 0 | 0 | 0 | 0 | 376026.4378 | 445363.6339 | 516221 | 0 | 0 | 0 | 0 | 49651.0192 | 0 | 0 | 0 | 0 | 0 | 0 | 988602.3069 | 0 | 0 | 0 | 0 | 0 | 0 | 0 | 0 | 0 | 0 | 0 | 0 | 49651.0192 | 0 | 0 | 0 | 0 | 0 | 0 | 0 | 0 | 255518.0525 | 0 | 0 | 0 | 0 | 0 | 0 | 0 | 0 | 0 | 0
2016-12-16 20:00 | 0 | 0 | 0 | 0 | 0 | 397776.6003 | 468122.3708 | 512984 | 0 | 0 | 0 | 0 | 70858.9504 | 0 | 0 | 0 | 0 | 0 | 0 | 1320309.3469 | 0 | 0 | 0 | 0 | 0 | 0 | 0 | 0 | 0 | 0 | 0 | 0 | 21207.9312 | 0 | 0 | 0 | 0 | 0 | 0 | 0 | 0 | 331707.04 | 0 | 0 | 0 | 0 | 0 | 0 | 0 | 0 | 0 | 0
2016-12-16 21:00 | 0 | 0 | 0 | 0 | 0 | 0 | 497379.6205 | 516347 | 0 | 0 | 0 | 0 | 0 | 0 | 0 | 0 | 0 | 0 | 0 | 1372200.9178 | 0 | 0 | 0 | 0 | 0 | 0 | 0 | 0 | 0 | 0 | 0 | 0 | -70858.9504 | 0 | 0 | 0 | 0 | 0 | 0 | 0 | 0 | 51891.5709 | 0 | 0 | 0 | 0 | 0 | 0 | 0 | 0 | 0 | 0
2016-12-16 22:00 | 0 | 0 | 0 | 0 | 0 | 414764.1123 | 445905.9277 | 528963 | 0 | 0 | 0 | 0 | 0 | 0 | 0 | 0 | 0 | 0 | 0 | 1703907.9578 | 0 | 0 | 0 | 0 | 0 | 0 | 0 | 0 | 0 | 0 | 0 | 0 | 0 | 0 | 0 | 0 | 0 | 0 | 0 | 0 | 0 | 331707.04 | 0 | 0 | 0 | 0 | 0 | 0 | 0 | 0 | 0 | 0
2016-12-16 23:00 | 0 | 0 | 0 | 0 | 0 | 496849.76 | 173338.8343 | 538562 | 0 | 0 | 0 | 0 | 57166.2739 | 0 | 0 | 0 | 0 | 0 | 0 | 1778368.2782 | 0 | 0 | 0 | 0 | 0 | 0 | 0 | 0 | 0 | 0 | 0 | 0 | 57166.2739 | 0 | 0 | 0 | 0 | 0 | 0 | 0 | 0 | 74460.3204 | 0 | 0 | 0 | 0 | 0 | 0 | 0 | 0 | 0 | 0
2016-12-17 | 0 | 0 | 0 | 0 | 0 | 510227.4352 | 1842.2746 | 538262 | 0 | 0 | 0 | 0 | 128025.2243 | 0 | 0 | 0 | 0 | 0 | 0 | 1681317.0375 | 0 | 0 | 0 | 0 | 0 | 0 | 0 | 0 | 0 | 0 | 0 | 0 | 70858.9504 | 0 | 0 | 0 | 0 | 0 | 0 | 0 | 0 | 195198.9777 | 292250.2184 | 0 | 0 | 0 | 0 | 0 | 0 | 0 | 0 | 0
2016-12-17 01:00 | 0 | 0 | 0 | 0 | 0 | 502619.8712 | 0 | 534022 | 0 | 0 | 0 | 0 | 57166.2739 | 0 | 0 | 0 | 0 | 0 | 0 | 1720773.8592 | 0 | 0 | 0 | 0 | 0 | 0 | 0 | 0 | 0 | 0 | 0 | 0 | -70858.9504 | 0 | 0 | 0 | 0 | 0 | 0 | 0 | 0 | 331707.04 | 292250.2184 | 0 | 0 | 0 | 0 | 0 | 0 | 0 | 0 | 0
2016-12-17 02:00 | 0 | 0 | 0 | 0 | 0 | 299888.732 | 0 | 521280 | 0 | 0 | 0 | 0 | 128025.2243 | 0 | 0 | 0 | 0 | 0 | 0 | 1428523.6408 | 0 | 0 | 0 | 0 | 0 | 0 | 0 | 0 | 0 | 0 | 0 | 0 | 70858.9504 | 0 | 0 | 0 | 0 | 0 | 0 | 0 | 0 | 0 | 292250.2184 | 0 | 0 | 0 | 0 | 0 | 0 | 0 | 0 | 0
2016-12-17 03:00 | 0 | 0 | 0 | 0 | 0 | 534621.114 | 0 | 502161 | 0 | 0 | 0 | 0 | 198884.1747 | 0 | 0 | 0 | 0 | 0 | 0 | 1390124.8044 | 0 | 0 | 0 | 0 | 0 | 0 | 0 | 0 | 0 | 0 | 0 | 0 | 70858.9504 | 0 | 0 | 0 | 0 | 0 | 0 | 0 | 0 | 253851.382 | 292250.2184 | 0 | 0 | 0 | 0 | 0 | 0 | 0 | 0 | 0
2016-12-17 04:00 | 0 | 0 | 0 | 0 | 0 | 518085.8216 | 0 | 478629 | 0 | 0 | 0 | 0 | 198884.1747 | 0 | 0 | 0 | 0 | 0 | 0 | 1429581.626 | 0 | 0 | 0 | 0 | 0 | 0 | 0 | 0 | 0 | 0 | 0 | 0 | 0 | 0 | 0 | 0 | 0 | 0 | 0 | 0 | 0 | 331707.04 | 292250.2184 | 0 | 0 | 0 | 0 | 0 | 0 | 0 | 0 | 0
2016-12-17 05:00 | 0 | 0 | 0 | 0 | 0 | 385341.0496 | 0 | 456200 | 0 | 0 | 0 | 0 | 128025.2243 | 0 | 0 | 0 | 0 | 0 | 0 | 1429581.626 | 0 | 0 | 0 | 0 | 0 | 0 | 0 | 0 | 0 | 0 | 0 | 0 | -70858.9504 | 0 | 0 | 0 | 0 | 0 | 0 | 0 | 0 | 0 | 0 | 0 | 0 | 0 | 0 | 0 | 0 | 0 | 0 | 0
2016-12-17 06:00 | 0 | 0 | 0 | 0 | 0 | 509243.9504 | 0 | 438385 | 0 | 0 | 0 | 0 | 198884.1747 | 0 | 0 | 0 | 0 | 0 | 0 | 1429581.626 | 0 | 0 | 0 | 0 | 0 | 0 | 0 | 0 | 0 | 0 | 0 | 0 | 70858.9504 | 0 | 0 | 0 | 0 | 0 | 0 | 0 | 0 | 0 | 0 | 0 | 0 | 0 | 0 | 0 | 0 | 0 | 0 | 0
2016-12-17 07:00 | 0 | 0 | 0 | 0 | 0 | 425874 | 0 | 425874 | 0 | 0 | 0 | 0 | 198884.1747 | 0 | 0 | 0 | 0 | 0 | 0 | 1429581.626 | 0 | 0 | 0 | 0 | 0 | 0 | 0 | 0 | 0 | 0 | 0 | 0 | 0 | 0 | 0 | 0 | 0 | 0 | 0 | 0 | 0 | 0 | 0 | 0 | 0 | 0 | 0 | 0 | 0 | 0 | 0 | 0
2016-12-17 08:00 | 0 | 0 | 0 | 0 | 0 | 347330.0496 | 0 | 418189 | 0 | 0 | 0 | 0 | 128025.2243 | 0 | 0 | 0 | 0 | 0 | 0 | 1429581.626 | 0 | 0 | 0 | 0 | 0 | 0 | 0 | 0 | 0 | 0 | 0 | 0 | -70858.9504 | 0 | 0 | 0 | 0 | 0 | 0 | 0 | 0 | 0 | 0 | 0 | 0 | 0 | 0 | 0 | 0 | 0 | 0 | 0
2016-12-17 09:00 | 0 | 0 | 0 | 0 | 0 | 415645 | 0 | 415645 | 0 | 0 | 0 | 0 | 128025.2243 | 0 | 0 | 0 | 0 | 0 | 0 | 1429581.626 | 0 | 0 | 0 | 0 | 0 | 0 | 0 | 0 | 0 | 0 | 0 | 0 | 0 | 0 | 0 | 0 | 0 | 0 | 0 | 0 | 0 | 0 | 0 | 0 | 0 | 0 | 0 | 0 | 0 | 0 | 0 | 0
2016-12-17 10:00 | 0 | 0 | 0 | 0 | 0 | 664064.866 | 0 | 418795 | 0 | 0 | 0 | 0 | 198884.1747 | 0 | 0 | 0 | 0 | 0 | 0 | 1603992.5416 | 0 | 0 | 0 | 0 | 0 | 0 | 0 | 0 | 0 | 0 | 0 | 0 | 70858.9504 | 0 | 0 | 0 | 0 | 0 | 0 | 0 | 0 | 174410.9156 | 0 | 0 | 0 | 0 | 0 | 0 | 0 | 0 | 0 | 0
2016-12-17 11:00 | 0 | 0 | 0 | 0 | 0 | 370780.7261 | 0 | 427947 | 0 | 0 | 0 | 0 | 141717.9008 | 0 | 0 | 0 | 0 | 0 | 0 | 1603992.5416 | 0 | 0 | 0 | 0 | 0 | 0 | 0 | 0 | 0 | 0 | 0 | 0 | -57166.2739 | 0 | 0 | 0 | 0 | 0 | 0 | 0 | 0 | 0 | 0 | 0 | 0 | 0 | 0 | 0 | 0 | 0 | 0 | 0
2016-12-17 12:00 | 0 | 0 | 0 | 0 | 0 | 370660.0496 | 0 | 441519 | 0 | 0 | 0 | 0 | 70858.9504 | 0 | 0 | 0 | 0 | 0 | 0 | 1603992.5416 | 0 | 0 | 0 | 0 | 0 | 0 | 0 | 0 | 0 | 0 | 0 | 0 | -70858.9504 | 0 | 0 | 0 | 0 | 0 | 0 | 0 | 0 | 0 | 0 | 0 | 0 | 0 | 0 | 0 | 0 | 0 | 0 | 0
2016-12-17 13:00 | 0 | 0 | 0 | 0 | 0 | 387316.0496 | 0 | 458175 | 0 | 0 | 0 | 0 | 0 | 0 | 0 | 0 | 0 | 0 | 0 | 1603992.5416 | 0 | 0 | 0 | 0 | 0 | 0 | 0 | 0 | 0 | 0 | 0 | 0 | -70858.9504 | 0 | 0 | 0 | 0 | 0 | 0 | 0 | 0 | 0 | 0 | 0 | 0 | 0 | 0 | 0 | 0 | 0 | 0 | 0
2016-12-17 14:00 | 0 | 0 | 0 | 0 | 0 | 637447.8102 | 42698.154 | 474077 | 0 | 0 | 0 | 0 | 70858.9504 | 0 | 0 | 0 | 0 | 0 | 0 | 1739202.5554 | 0 | 0 | 0 | 0 | 0 | 0 | 0 | 0 | 0 | 0 | 0 | 0 | 70858.9504 | 0 | 0 | 0 | 0 | 0 | 0 | 0 | 0 | 135210.0138 | 0 | 0 | 0 | 0 | 0 | 0 | 0 | 0 | 0 | 0
2016-12-17 15:00 | 0 | 0 | 0 | 0 | 0 | 525056.4747 | 362013.5157 | 484504 | 0 | 0 | 0 | 0 | 141717.9008 | 0 | 0 | 0 | 0 | 0 | 0 | 2070909.5954 | 0 | 0 | 0 | 0 | 0 | 0 | 0 | 0 | 0 | 0 | 0 | 0 | 70858.9504 | 0 | 0 | 0 | 0 | 0 | 0 | 0 | 0 | 331707.04 | 0 | 0 | 0 | 0 | 0 | 0 | 0 | 0 | 0 | 0
2016-12-17 16:00 | 0 | 0 | 0 | 0 | 0 | 0 | 576005.4585 | 487476 | 0 | 0 | 0 | 0 | 141717.9008 | 0 | 0 | 0 | 0 | 0 | 0 | 2159439.0539 | 0 | 0 | 0 | 0 | 0 | 0 | 0 | 0 | 0 | 0 | 0 | 0 | 0 | 0 | 0 | 0 | 0 | 0 | 0 | 0 | 0 | 88529.4585 | 0 | 0 | 0 | 0 | 0 | 0 | 0 | 0 | 0 | 0
2016-12-17 17:00 | 0 | 0 | 0 | 0 | 0 | 0 | 585512.0992 | 484404 | 0 | 0 | 0 | 0 | 70858.9504 | 0 | 0 | 0 | 0 | 0 | 0 | 2331406.1035 | 0 | 0 | 0 | 0 | 0 | 0 | 0 | 0 | 0 | 0 | 0 | 0 | -70858.9504 | 0 | 0 | 0 | 0 | 0 | 0 | 0 | 0 | 171967.0496 | 0 | 0 | 0 | 0 | 0 | 0 | 0 | 0 | 0 | 0
2016-12-17 18:00 | 0 | 0 | 0 | 0 | 0 | 0 | 557677.2813 | 478451 | 0 | 0 | 0 | 0 | 141717.9008 | 0 | 0 | 0 | 0 | 0 | 0 | 2339773.4344 | 0 | 0 | 0 | 0 | 0 | 0 | 0 | 0 | 0 | 0 | 0 | 0 | 70858.9504 | 0 | 0 | 0 | 0 | 0 | 0 | 0 | 0 | 8367.3309 | 0 | 0 | 0 | 0 | 0 | 0 | 0 | 0 | 0 | 0
2016-12-17 19:00 | 0 | 0 | 0 | 0 | 0 | 0 | 544093.6452 | 472354 | 0 | 0 | 0 | 0 | 70858.9504 | 0 | 0 | 0 | 0 | 0 | 0 | 2482372.0299 | 0 | 0 | 0 | 0 | 0 | 0 | 0 | 0 | 0 | 0 | 0 | 0 | -70858.9504 | 0 | 0 | 0 | 0 | 0 | 0 | 0 | 0 | 142598.5956 | 0 | 0 | 0 | 0 | 0 | 0 | 0 | 0 | 0 | 0
2016-12-17 20:00 | 0 | 0 | 0 | 0 | 0 | 0 | 559889.1187 | 468144 | 0 | 0 | 0 | 0 | 0 | 0 | 0 | 0 | 0 | 0 | 0 | 2644976.0991 | 0 | 0 | 0 | 0 | 0 | 0 | 0 | 0 | 0 | 0 | 0 | 0 | -70858.9504 | 0 | 0 | 0 | 0 | 0 | 0 | 0 | 0 | 162604.0691 | 0 | 0 | 0 | 0 | 0 | 0 | 0 | 0 | 0 | 0
2016-12-17 21:00 | 0 | 0 | 0 | 0 | 0 | 0 | 583122.4034 | 470744 | 0 | 0 | 0 | 0 | 70858.9504 | 0 | 0 | 0 | 0 | 0 | 0 | 2686495.5521 | 0 | 0 | 0 | 0 | 0 | 0 | 0 | 0 | 0 | 0 | 0 | 0 | 70858.9504 | 0 | 0 | 0 | 0 | 0 | 0 | 0 | 0 | 41519.453 | 0 | 0 | 0 | 0 | 0 | 0 | 0 | 0 | 0 | 0
2016-12-17 22:00 | 0 | 0 | 0 | 0 | 0 | 0 | 569061.6171 | 484005 | 0 | 0 | 0 | 0 | 141717.9008 | 0 | 0 | 0 | 0 | 0 | 0 | 2700693.2188 | 0 | 0 | 0 | 0 | 0 | 0 | 0 | 0 | 0 | 0 | 0 | 0 | 70858.9504 | 0 | 0 | 0 | 0 | 0 | 0 | 0 | 0 | 14197.6667 | 0 | 0 | 0 | 0 | 0 | 0 | 0 | 0 | 0 | 0
2016-12-17 23:00 | 0 | 0 | 0 | 0 | 0 | 631616.2722 | 236723.4963 | 495374 | 0 | 0 | 0 | 0 | 198884.1747 | 0 | 0 | 0 | 0 | 0 | 0 | 3016492.7134 | 0 | 0 | 0 | 0 | 0 | 0 | 0 | 0 | 0 | 0 | 0 | 0 | 57166.2739 | 0 | 0 | 0 | 0 | 0 | 0 | 0 | 0 | 315799.4946 | 0 | 0 | 0 | 0 | 0 | 0 | 0 | 0 | 0 | 0
2016-12-18 | 0 | 0 | 0 | 0 | 0 | 134628.4287 | 1901.4025 | 499639 | 0 | 0 | 0 | 0 | 128025.2243 | 0 | 0 | 0 | 0 | 0 | 0 | 2724242.495 | 0 | 0 | 0 | 0 | 0 | 0 | 0 | 0 | 0 | 0 | 0 | 0 | -70858.9504 | 0 | 0 | 0 | 0 | 0 | 0 | 0 | 0 | 0 | 292250.2184 | 0 | 0 | 0 | 0 | 0 | 0 | 0 | 0 | 0
2016-12-18 01:00 | 0 | 0 | 0 | 0 | 0 | 582464.2007 | 0 | 500069 | 0 | 0 | 0 | 0 | 198884.1747 | 0 | 0 | 0 | 0 | 0 | 0 | 2735778.7453 | 0 | 0 | 0 | 0 | 0 | 0 | 0 | 0 | 0 | 0 | 0 | 0 | 70858.9504 | 0 | 0 | 0 | 0 | 0 | 0 | 0 | 0 | 303786.4687 | 292250.2184 | 0 | 0 | 0 | 0 | 0 | 0 | 0 | 0 | 0
2016-12-18 02:00 | 0 | 0 | 0 | 0 | 0 | 530695.8216 | 0 | 491239 | 0 | 0 | 0 | 0 | 198884.1747 | 0 | 0 | 0 | 0 | 0 | 0 | 2775235.5669 | 0 | 0 | 0 | 0 | 0 | 0 | 0 | 0 | 0 | 0 | 0 | 0 | 0 | 0 | 0 | 0 | 0 | 0 | 0 | 0 | 0 | 331707.04 | 292250.2184 | 0 | 0 | 0 | 0 | 0 | 0 | 0 | 0 | 0
2016-12-18 03:00 | 0 | 0 | 0 | 0 | 0 | 447917.8712 | 0 | 479320 | 0 | 0 | 0 | 0 | 128025.2243 | 0 | 0 | 0 | 0 | 0 | 0 | 2814692.3886 | 0 | 0 | 0 | 0 | 0 | 0 | 0 | 0 | 0 | 0 | 0 | 0 | -70858.9504 | 0 | 0 | 0 | 0 | 0 | 0 | 0 | 0 | 331707.04 | 292250.2184 | 0 | 0 | 0 | 0 | 0 | 0 | 0 | 0 | 0
2016-12-18 04:00 | 0 | 0 | 0 | 0 | 0 | 240011.732 | 0 | 461403 | 0 | 0 | 0 | 0 | 198884.1747 | 0 | 0 | 0 | 0 | 0 | 0 | 2522442.1702 | 0 | 0 | 0 | 0 | 0 | 0 | 0 | 0 | 0 | 0 | 0 | 0 | 70858.9504 | 0 | 0 | 0 | 0 | 0 | 0 | 0 | 0 | 0 | 292250.2184 | 0 | 0 | 0 | 0 | 0 | 0 | 0 | 0 | 0
2016-12-18 05:00 | 0 | 0 | 0 | 0 | 0 | 482705.8216 | 0 | 443249 | 0 | 0 | 0 | 0 | 198884.1747 | 0 | 0 | 0 | 0 | 0 | 0 | 2561898.9918 | 0 | 0 | 0 | 0 | 0 | 0 | 0 | 0 | 0 | 0 | 0 | 0 | 0 | 0 | 0 | 0 | 0 | 0 | 0 | 0 | 0 | 331707.04 | 292250.2184 | 0 | 0 | 0 | 0 | 0 | 0 | 0 | 0 | 0
2016-12-18 06:00 | 0 | 0 | 0 | 0 | 0 | 396304.8712 | 0 | 427707 | 0 | 0 | 0 | 0 | 128025.2243 | 0 | 0 | 0 | 0 | 0 | 0 | 2601355.8134 | 0 | 0 | 0 | 0 | 0 | 0 | 0 | 0 | 0 | 0 | 0 | 0 | -70858.9504 | 0 | 0 | 0 | 0 | 0 | 0 | 0 | 0 | 331707.04 | 292250.2184 | 0 | 0 | 0 | 0 | 0 | 0 | 0 | 0 | 0
2016-12-18 07:00 | 0 | 0 | 0 | 0 | 0 | 196025.732 | 0 | 417417 | 0 | 0 | 0 | 0 | 198884.1747 | 0 | 0 | 0 | 0 | 0 | 0 | 2309105.595 | 0 | 0 | 0 | 0 | 0 | 0 | 0 | 0 | 0 | 0 | 0 | 0 | 70858.9504 | 0 | 0 | 0 | 0 | 0 | 0 | 0 | 0 | 0 | 292250.2184 | 0 | 0 | 0 | 0 | 0 | 0 | 0 | 0 | 0
2016-12-18 08:00 | 0 | 0 | 0 | 0 | 0 | 385451.443 | 0 | 412050 | 0 | 0 | 0 | 0 | 132828.796 | 0 | 0 | 0 | 0 | 0 | 0 | 2348562.4166 | 0 | 0 | 0 | 0 | 0 | 0 | 0 | 0 | 0 | 0 | 0 | 0 | -66055.3786 | 0 | 0 | 0 | 0 | 0 | 0 | 0 | 0 | 331707.04 | 292250.2184 | 0 | 0 | 0 | 0 | 0 | 0 | 0 | 0 | 0
2016-12-18 09:00 | 0 | 0 | 0 | 0 | 0 | 380107.8712 | 0 | 411510 | 0 | 0 | 0 | 0 | 61969.8456 | 0 | 0 | 0 | 0 | 0 | 0 | 2388019.2382 | 0 | 0 | 0 | 0 | 0 | 0 | 0 | 0 | 0 | 0 | 0 | 0 | -70858.9504 | 0 | 0 | 0 | 0 | 0 | 0 | 0 | 0 | 331707.04 | 292250.2184 | 0 | 0 | 0 | 0 | 0 | 0 | 0 | 0 | 0
2016-12-18 10:00 | 0 | 0 | 0 | 0 | 0 | 193644.732 | 0 | 415036 | 0 | 0 | 0 | 0 | 132828.796 | 0 | 0 | 0 | 0 | 0 | 0 | 2095769.0199 | 0 | 0 | 0 | 0 | 0 | 0 | 0 | 0 | 0 | 0 | 0 | 0 | 70858.9504 | 0 | 0 | 0 | 0 | 0 | 0 | 0 | 0 | 0 | 292250.2184 | 0 | 0 | 0 | 0 | 0 | 0 | 0 | 0 | 0
2016-12-18 11:00 | 0 | 0 | 0 | 0 | 0 | 401909.976 | 0 | 424423 | 0 | 0 | 0 | 0 | 70858.9504 | 0 | 0 | 0 | 0 | 0 | 0 | 2135225.8415 | 0 | 0 | 0 | 0 | 0 | 0 | 0 | 0 | 0 | 0 | 0 | 0 | -61969.8456 | 0 | 0 | 0 | 0 | 0 | 0 | 0 | 0 | 331707.04 | 292250.2184 | 0 | 0 | 0 | 0 | 0 | 0 | 0 | 0 | 0
2016-12-18 12:00 | 0 | 0 | 0 | 0 | 0 | 383991.4609 | 0 | 438142 | 0 | 0 | 0 | 0 | 0 | 0 | 0 | 0 | 0 | 0 | 0 | 2151934.2528 | 0 | 0 | 0 | 0 | 0 | 0 | 0 | 0 | 0 | 0 | 0 | 0 | -70858.9504 | 0 | 0 | 0 | 0 | 0 | 0 | 0 | 0 | 308958.6297 | 292250.2184 | 0 | 0 | 0 | 0 | 0 | 0 | 0 | 0 | 0
2016-12-18 13:00 | 0 | 0 | 0 | 0 | 0 | 377453.9494 | 0 | 457346 | 0 | 0 | 0 | 0 | 70858.9504 | 0 | 0 | 0 | 0 | 0 | 0 | 2001183.2518 | 0 | 0 | 0 | 0 | 0 | 0 | 0 | 0 | 0 | 0 | 0 | 0 | 70858.9504 | 0 | 0 | 0 | 0 | 0 | 0 | 0 | 0 | 141499.2174 | 292250.2184 | 0 | 0 | 0 | 0 | 0 | 0 | 0 | 0 | 0
2016-12-18 14:00 | 0 | 0 | 0 | 0 | 0 | 375709.9118 | 90012.9285 | 474790 | 0 | 0 | 0 | 0 | 70858.9504 | 0 | 0 | 0 | 0 | 0 | 0 | 1992116.0921 | 0 | 0 | 0 | 0 | 0 | 0 | 0 | 0 | 0 | 0 | 0 | 0 | 0 | 0 | 0 | 0 | 0 | 0 | 0 | 0 | 0 | 283183.0587 | 292250.2184 | 0 | 0 | 0 | 0 | 0 | 0 | 0 | 0 | 0
2016-12-18 15:00 | 0 | 0 | 0 | 0 | 0 | 0 | 514866.2004 | 485275 | 0 | 0 | 0 | 0 | 0 | 0 | 0 | 0 | 0 | 0 | 0 | 2092566.2429 | 0 | 0 | 0 | 0 | 0 | 0 | 0 | 0 | 0 | 0 | 0 | 0 | -70858.9504 | 0 | 0 | 0 | 0 | 0 | 0 | 0 | 0 | 100450.1508 | 0 | 0 | 0 | 0 | 0 | 0 | 0 | 0 | 0 | 0
2016-12-18 16:00 | 0 | 0 | 0 | 0 | 0 | 0 | 682774.8664 | 488225 | 0 | 0 | 0 | 0 | 70858.9504 | 0 | 0 | 0 | 0 | 0 | 0 | 2216257.1589 | 0 | 0 | 0 | 0 | 0 | 0 | 0 | 0 | 0 | 0 | 0 | 0 | 70858.9504 | 0 | 0 | 0 | 0 | 0 | 0 | 0 | 0 | 123690.916 | 0 | 0 | 0 | 0 | 0 | 0 | 0 | 0 | 0 | 0
2016-12-18 17:00 | 0 | 0 | 0 | 0 | 0 | 0 | 659153.9511 | 487242 | 0 | 0 | 0 | 0 | 0 | 0 | 0 | 0 | 0 | 0 | 0 | 2459028.0604 | 0 | 0 | 0 | 0 | 0 | 0 | 0 | 0 | 0 | 0 | 0 | 0 | -70858.9504 | 0 | 0 | 0 | 0 | 0 | 0 | 0 | 0 | 242770.9015 | 0 | 0 | 0 | 0 | 0 | 0 | 0 | 0 | 0 | 0
2016-12-18 18:00 | 0 | 0 | 0 | 0 | 0 | 197646.3528 | 618197.6872 | 484137 | 0 | 0 | 0 | 0 | 0 | 0 | 0 | 0 | 0 | 0 | 0 | 2790735.1004 | 0 | 0 | 0 | 0 | 0 | 0 | 0 | 0 | 0 | 0 | 0 | 0 | 0 | 0 | 0 | 0 | 0 | 0 | 0 | 0 | 0 | 331707.04 | 0 | 0 | 0 | 0 | 0 | 0 | 0 | 0 | 0 | 0
2016-12-18 19:00 | 0 | 0 | 0 | 0 | 0 | 0 | 600348.0461 | 480659 | 0 | 0 | 0 | 0 | 70858.9504 | 0 | 0 | 0 | 0 | 0 | 0 | 2839565.196 | 0 | 0 | 0 | 0 | 0 | 0 | 0 | 0 | 0 | 0 | 0 | 0 | 70858.9504 | 0 | 0 | 0 | 0 | 0 | 0 | 0 | 0 | 48830.0957 | 0 | 0 | 0 | 0 | 0 | 0 | 0 | 0 | 0 | 0
2016-12-18 20:00 | 0 | 0 | 0 | 0 | 0 | 0 | 616488.3 | 479543 | 0 | 0 | 0 | 0 | 70858.9504 | 0 | 0 | 0 | 0 | 0 | 0 | 2976510.4961 | 0 | 0 | 0 | 0 | 0 | 0 | 0 | 0 | 0 | 0 | 0 | 0 | 0 | 0 | 0 | 0 | 0 | 0 | 0 | 0 | 0 | 136945.3 | 0 | 0 | 0 | 0 | 0 | 0 | 0 | 0 | 0 | 0
2016-12-18 21:00 | 0 | 0 | 0 | 0 | 0 | 0 | 646372.1434 | 486497 | 0 | 0 | 0 | 0 | 0 | 0 | 0 | 0 | 0 | 0 | 0 | 3207244.5899 | 0 | 0 | 0 | 0 | 0 | 0 | 0 | 0 | 0 | 0 | 0 | 0 | -70858.9504 | 0 | 0 | 0 | 0 | 0 | 0 | 0 | 0 | 230734.0938 | 0 | 0 | 0 | 0 | 0 | 0 | 0 | 0 | 0 | 0
2016-12-18 22:00 | 0 | 0 | 0 | 0 | 0 | 0 | 598385.0191 | 505481 | 0 | 0 | 0 | 0 | 70858.9504 | 0 | 0 | 0 | 0 | 0 | 0 | 3229289.6587 | 0 | 0 | 0 | 0 | 0 | 0 | 0 | 0 | 0 | 0 | 0 | 0 | 70858.9504 | 0 | 0 | 0 | 0 | 0 | 0 | 0 | 0 | 22045.0687 | 0 | 0 | 0 | 0 | 0 | 0 | 0 | 0 | 0 | 0
2016-12-18 23:00 | 0 | 0 | 0 | 0 | 0 | 407144.9028 | 229021.8692 | 525851 | 0 | 0 | 0 | 0 | 141717.9008 | 0 | 0 | 0 | 0 | 0 | 0 | 3268746.4803 | 0 | 0 | 0 | 0 | 0 | 0 | 0 | 0 | 0 | 0 | 0 | 0 | 70858.9504 | 0 | 0 | 0 | 0 | 0 | 0 | 0 | 0 | 331707.04 | 292250.2184 | 0 | 0 | 0 | 0 | 0 | 0 | 0 | 0 | 0
2016-12-19 | 0 | 0 | 0 | 0 | 0 | 494980.0558 | 2945.8863 | 537426 | 0 | 0 | 0 | 0 | 128025.2243 | 0 | 0 | 0 | 0 | 0 | 0 | 3242939.0989 | 0 | 0 | 0 | 0 | 0 | 0 | 0 | 0 | 0 | 0 | 0 | 0 | -13692.6765 | 0 | 0 | 0 | 0 | 0 | 0 | 0 | 0 | 266442.837 | 292250.2184 | 0 | 0 | 0 | 0 | 0 | 0 | 0 | 0 | 0
2016-12-19 01:00 | 0 | 0 | 0 | 0 | 0 | 320885.732 | 0 | 542277 | 0 | 0 | 0 | 0 | 198884.1747 | 0 | 0 | 0 | 0 | 0 | 0 | 2950688.8805 | 0 | 0 | 0 | 0 | 0 | 0 | 0 | 0 | 0 | 0 | 0 | 0 | 70858.9504 | 0 | 0 | 0 | 0 | 0 | 0 | 0 | 0 | 0 | 292250.2184 | 0 | 0 | 0 | 0 | 0 | 0 | 0 | 0 | 0
2016-12-19 02:00 | 0 | 0 | 0 | 0 | 0 | 535174.3334 | 0 | 534931 | 0 | 0 | 0 | 0 | 198884.1747 | 0 | 0 | 0 | 0 | 0 | 0 | 2950932.2139 | 0 | 0 | 0 | 0 | 0 | 0 | 0 | 0 | 0 | 0 | 0 | 0 | 0 | 0 | 0 | 0 | 0 | 0 | 0 | 0 | 0 | 292493.5518 | 292250.2184 | 0 | 0 | 0 | 0 | 0 | 0 | 0 | 0 | 0
2016-12-19 03:00 | 0 | 0 | 0 | 0 | 0 | 156530.8312 | 0 | 519640 | 0 | 0 | 0 | 0 | 128025.2243 | 0 | 0 | 0 | 0 | 0 | 0 | 2658681.9955 | 0 | 0 | 0 | 0 | 0 | 0 | 0 | 0 | 0 | 0 | 0 | 0 | -70858.9504 | 0 | 0 | 0 | 0 | 0 | 0 | 0 | 0 | 0 | 292250.2184 | 0 | 0 | 0 | 0 | 0 | 0 | 0 | 0 | 0
2016-12-19 04:00 | 0 | 0 | 0 | 0 | 0 | 558530.6572 | 0 | 499938 | 0 | 0 | 0 | 0 | 198884.1747 | 0 | 0 | 0 | 0 | 0 | 0 | 2646415.7023 | 0 | 0 | 0 | 0 | 0 | 0 | 0 | 0 | 0 | 0 | 0 | 0 | 70858.9504 | 0 | 0 | 0 | 0 | 0 | 0 | 0 | 0 | 279983.9252 | 292250.2184 | 0 | 0 | 0 | 0 | 0 | 0 | 0 | 0 | 0
2016-12-19 05:00 | 0 | 0 | 0 | 0 | 0 | 520905.8216 | 0 | 481449 | 0 | 0 | 0 | 0 | 198884.1747 | 0 | 0 | 0 | 0 | 0 | 0 | 2685872.5239 | 0 | 0 | 0 | 0 | 0 | 0 | 0 | 0 | 0 | 0 | 0 | 0 | 0 | 0 | 0 | 0 | 0 | 0 | 0 | 0 | 0 | 331707.04 | 292250.2184 | 0 | 0 | 0 | 0 | 0 | 0 | 0 | 0 | 0
2016-12-19 06:00 | 0 | 0 | 0 | 0 | 0 | 437211.8712 | 0 | 468614 | 0 | 0 | 0 | 0 | 128025.2243 | 0 | 0 | 0 | 0 | 0 | 0 | 2725329.3455 | 0 | 0 | 0 | 0 | 0 | 0 | 0 | 0 | 0 | 0 | 0 | 0 | -70858.9504 | 0 | 0 | 0 | 0 | 0 | 0 | 0 | 0 | 331707.04 | 292250.2184 | 0 | 0 | 0 | 0 | 0 | 0 | 0 | 0 | 0
2016-12-19 07:00 | 0 | 0 | 0 | 0 | 0 | 240224.732 | 0 | 461616 | 0 | 0 | 0 | 0 | 198884.1747 | 0 | 0 | 0 | 0 | 0 | 0 | 2433079.1271 | 0 | 0 | 0 | 0 | 0 | 0 | 0 | 0 | 0 | 0 | 0 | 0 | 70858.9504 | 0 | 0 | 0 | 0 | 0 | 0 | 0 | 0 | 0 | 292250.2184 | 0 | 0 | 0 | 0 | 0 | 0 | 0 | 0 | 0
2016-12-19 08:00 | 0 | 0 | 0 | 0 | 0 | 498982.8216 | 0 | 459526 | 0 | 0 | 0 | 0 | 198884.1747 | 0 | 0 | 0 | 0 | 0 | 0 | 2472535.9487 | 0 | 0 | 0 | 0 | 0 | 0 | 0 | 0 | 0 | 0 | 0 | 0 | 0 | 0 | 0 | 0 | 0 | 0 | 0 | 0 | 0 | 331707.04 | 292250.2184 | 0 | 0 | 0 | 0 | 0 | 0 | 0 | 0 | 0
2016-12-19 09:00 | 0 | 0 | 0 | 0 | 0 | 432542.8712 | 0 | 463945 | 0 | 0 | 0 | 0 | 128025.2243 | 0 | 0 | 0 | 0 | 0 | 0 | 2511992.7703 | 0 | 0 | 0 | 0 | 0 | 0 | 0 | 0 | 0 | 0 | 0 | 0 | -70858.9504 | 0 | 0 | 0 | 0 | 0 | 0 | 0 | 0 | 331707.04 | 292250.2184 | 0 | 0 | 0 | 0 | 0 | 0 | 0 | 0 | 0
2016-12-19 10:00 | 0 | 0 | 0 | 0 | 0 | 572779.8891 | 0 | 480074 | 0 | 0 | 0 | 0 | 198884.1747 | 0 | 0 | 0 | 0 | 0 | 0 | 2533839.7091 | 0 | 0 | 0 | 0 | 0 | 0 | 0 | 0 | 0 | 0 | 0 | 0 | 70858.9504 | 0 | 0 | 0 | 0 | 0 | 0 | 0 | 0 | 314097.1571 | 292250.2184 | 0 | 0 | 0 | 0 | 0 | 0 | 0 | 0 | 0
2016-12-19 11:00 | 0 | 0 | 0 | 0 | 0 | 161417.5077 | 0 | 510834 | 0 | 0 | 0 | 0 | 141717.9008 | 0 | 0 | 0 | 0 | 0 | 0 | 2241589.4907 | 0 | 0 | 0 | 0 | 0 | 0 | 0 | 0 | 0 | 0 | 0 | 0 | -57166.2739 | 0 | 0 | 0 | 0 | 0 | 0 | 0 | 0 | 0 | 292250.2184 | 0 | 0 | 0 | 0 | 0 | 0 | 0 | 0 | 0
2016-12-19 12:00 | 0 | 0 | 0 | 0 | 0 | 510897.8712 | 0 | 542300 | 0 | 0 | 0 | 0 | 70858.9504 | 0 | 0 | 0 | 0 | 0 | 0 | 2281046.3123 | 0 | 0 | 0 | 0 | 0 | 0 | 0 | 0 | 0 | 0 | 0 | 0 | -70858.9504 | 0 | 0 | 0 | 0 | 0 | 0 | 0 | 0 | 331707.04 | 292250.2184 | 0 | 0 | 0 | 0 | 0 | 0 | 0 | 0 | 0
2016-12-19 13:00 | 0 | 0 | 0 | 0 | 0 | 196156.8312 | 0 | 559266 | 0 | 0 | 0 | 0 | 0 | 0 | 0 | 0 | 0 | 0 | 0 | 1988796.0939 | 0 | 0 | 0 | 0 | 0 | 0 | 0 | 0 | 0 | 0 | 0 | 0 | -70858.9504 | 0 | 0 | 0 | 0 | 0 | 0 | 0 | 0 | 0 | 292250.2184 | 0 | 0 | 0 | 0 | 0 | 0 | 0 | 0 | 0
2016-12-19 14:00 | 0 | 0 | 0 | 0 | 0 | 542993.61 | 36189.5786 | 565631 | 0 | 0 | 0 | 0 | 0 | 0 | 0 | 0 | 0 | 0 | 0 | 2002348.2825 | 0 | 0 | 0 | 0 | 0 | 0 | 0 | 0 | 0 | 0 | 0 | 0 | 0 | 0 | 0 | 0 | 0 | 0 | 0 | 0 | 0 | 305802.407 | 292250.2184 | 0 | 0 | 0 | 0 | 0 | 0 | 0 | 0 | 0
2016-12-19 15:00 | 0 | 0 | 0 | 0 | 0 | 439020.7694 | 456029.2705 | 563343 | 0 | 0 | 0 | 0 | 0 | 0 | 0 | 0 | 0 | 0 | 0 | 2334055.3225 | 0 | 0 | 0 | 0 | 0 | 0 | 0 | 0 | 0 | 0 | 0 | 0 | 0 | 0 | 0 | 0 | 0 | 0 | 0 | 0 | 0 | 331707.04 | 0 | 0 | 0 | 0 | 0 | 0 | 0 | 0 | 0 | 0
2016-12-19 16:00 | 0 | 0 | 0 | 0 | 0 | 0 | 620614.7952 | 555471 | 0 | 0 | 0 | 0 | 65143.7952 | 0 | 0 | 0 | 0 | 0 | 0 | 2334055.3225 | 0 | 0 | 0 | 0 | 0 | 0 | 0 | 0 | 0 | 0 | 0 | 0 | 65143.7952 | 0 | 0 | 0 | 0 | 0 | 0 | 0 | 0 | 0 | 0 | 0 | 0 | 0 | 0 | 0 | 0 | 0 | 0 | 0
2016-12-19 17:00 | 0 | 0 | 0 | 0 | 0 | 0 | 609129.2488 | 545422 | 0 | 0 | 0 | 0 | 128851.044 | 0 | 0 | 0 | 0 | 0 | 0 | 2334055.3225 | 0 | 0 | 0 | 0 | 0 | 0 | 0 | 0 | 0 | 0 | 0 | 0 | 63707.2488 | 0 | 0 | 0 | 0 | 0 | 0 | 0 | 0 | 0 | 0 | 0 | 0 | 0 | 0 | 0 | 0 | 0 | 0 | 0
2016-12-19 18:00 | 0 | 0 | 0 | 0 | 0 | 0 | 577507.9446 | 536491 | 0 | 0 | 0 | 0 | 57992.0936 | 0 | 0 | 0 | 0 | 0 | 0 | 2445931.2175 | 0 | 0 | 0 | 0 | 0 | 0 | 0 | 0 | 0 | 0 | 0 | 0 | -70858.9504 | 0 | 0 | 0 | 0 | 0 | 0 | 0 | 0 | 111875.895 | 0 | 0 | 0 | 0 | 0 | 0 | 0 | 0 | 0 | 0
2016-12-19 19:00 | 0 | 0 | 0 | 0 | 0 | 0 | 559596.806 | 528857 | 0 | 0 | 0 | 0 | 88731.8997 | 0 | 0 | 0 | 0 | 0 | 0 | 2445931.2175 | 0 | 0 | 0 | 0 | 0 | 0 | 0 | 0 | 0 | 0 | 0 | 0 | 30739.806 | 0 | 0 | 0 | 0 | 0 | 0 | 0 | 0 | 0 | 0 | 0 | 0 | 0 | 0 | 0 | 0 | 0 | 0 | 0
2016-12-19 20:00 | 0 | 0 | 0 | 0 | 0 | 0 | 572660.4679 | 525223 | 0 | 0 | 0 | 0 | 70204.0197 | 0 | 0 | 0 | 0 | 0 | 0 | 2511896.5654 | 0 | 0 | 0 | 0 | 0 | 0 | 0 | 0 | 0 | 0 | 0 | 0 | -18527.88 | 0 | 0 | 0 | 0 | 0 | 0 | 0 | 0 | 65965.3479 | 0 | 0 | 0 | 0 | 0 | 0 | 0 | 0 | 0 | 0
2016-12-19 21:00 | 0 | 0 | 0 | 0 | 0 | 1909.5654 | 597992.385 | 529043 | 0 | 0 | 0 | 0 | 141062.9701 | 0 | 0 | 0 | 0 | 0 | 0 | 2511896.5654 | 0 | 0 | 0 | 0 | 0 | 0 | 0 | 0 | 0 | 0 | 0 | 0 | 70858.9504 | 0 | 0 | 0 | 0 | 0 | 0 | 0 | 0 | 0 | 0 | 0 | 0 | 0 | 0 | 0 | 0 | 0 | 0 | 0
2016-12-19 22:00 | 0 | 0 | 0 | 0 | 0 | 0 | 535038.2542 | 548076 | 0 | 0 | 0 | 0 | 128025.2243 | 0 | 0 | 0 | 0 | 0 | 0 | 2511896.5654 | 0 | 0 | 0 | 0 | 0 | 0 | 0 | 0 | 0 | 0 | 0 | 0 | -13037.7458 | 0 | 0 | 0 | 0 | 0 | 0 | 0 | 0 | 0 | 0 | 0 | 0 | 0 | 0 | 0 | 0 | 0 | 0 | 0
2016-12-19 23:00 | 0 | 0 | 0 | 0 | 0 | 730970.2404 | 239455.75 | 567860 | 0 | 0 | 0 | 0 | 198884.1747 | 0 | 0 | 0 | 0 | 0 | 0 | 2843603.6054 | 0 | 0 | 0 | 0 | 0 | 0 | 0 | 0 | 0 | 0 | 0 | 0 | 70858.9504 | 0 | 0 | 0 | 0 | 0 | 0 | 0 | 0 | 331707.04 | 0 | 0 | 0 | 0 | 0 | 0 | 0 | 0 | 0 | 0
2016-12-20 | 0 | 0 | 0 | 0 | 0 | 210677.4263 | 3088.4049 | 576875 | 0 | 0 | 0 | 0 | 128025.2243 | 0 | 0 | 0 | 0 | 0 | 0 | 2551353.387 | 0 | 0 | 0 | 0 | 0 | 0 | 0 | 0 | 0 | 0 | 0 | 0 | -70858.9504 | 0 | 0 | 0 | 0 | 0 | 0 | 0 | 0 | 0 | 292250.2184 | 0 | 0 | 0 | 0 | 0 | 0 | 0 | 0 | 0
2016-12-20 01:00 | 0 | 0 | 0 | 0 | 0 | 687838.772 | 0 | 577523 | 0 | 0 | 0 | 0 | 198884.1747 | 0 | 0 | 0 | 0 | 0 | 0 | 2590810.2086 | 0 | 0 | 0 | 0 | 0 | 0 | 0 | 0 | 0 | 0 | 0 | 0 | 70858.9504 | 0 | 0 | 0 | 0 | 0 | 0 | 0 | 0 | 331707.04 | 292250.2184 | 0 | 0 | 0 | 0 | 0 | 0 | 0 | 0 | 0
2016-12-20 02:00 | 0 | 0 | 0 | 0 | 0 | 534869.8712 | 0 | 566272 | 0 | 0 | 0 | 0 | 128025.2243 | 0 | 0 | 0 | 0 | 0 | 0 | 2630267.0302 | 0 | 0 | 0 | 0 | 0 | 0 | 0 | 0 | 0 | 0 | 0 | 0 | -70858.9504 | 0 | 0 | 0 | 0 | 0 | 0 | 0 | 0 | 331707.04 | 292250.2184 | 0 | 0 | 0 | 0 | 0 | 0 | 0 | 0 | 0
2016-12-20 03:00 | 0 | 0 | 0 | 0 | 0 | 655926.772 | 0 | 545611 | 0 | 0 | 0 | 0 | 198884.1747 | 0 | 0 | 0 | 0 | 0 | 0 | 2669723.8518 | 0 | 0 | 0 | 0 | 0 | 0 | 0 | 0 | 0 | 0 | 0 | 0 | 70858.9504 | 0 | 0 | 0 | 0 | 0 | 0 | 0 | 0 | 331707.04 | 292250.2184 | 0 | 0 | 0 | 0 | 0 | 0 | 0 | 0 | 0
2016-12-20 04:00 | 0 | 0 | 0 | 0 | 0 | 560159.8216 | 0 | 520703 | 0 | 0 | 0 | 0 | 198884.1747 | 0 | 0 | 0 | 0 | 0 | 0 | 2709180.6734 | 0 | 0 | 0 | 0 | 0 | 0 | 0 | 0 | 0 | 0 | 0 | 0 | 0 | 0 | 0 | 0 | 0 | 0 | 0 | 0 | 0 | 331707.04 | 292250.2184 | 0 | 0 | 0 | 0 | 0 | 0 | 0 | 0 | 0
2016-12-20 05:00 | 0 | 0 | 0 | 0 | 0 | 467199.8712 | 0 | 498602 | 0 | 0 | 0 | 0 | 128025.2243 | 0 | 0 | 0 | 0 | 0 | 0 | 2748637.495 | 0 | 0 | 0 | 0 | 0 | 0 | 0 | 0 | 0 | 0 | 0 | 0 | -70858.9504 | 0 | 0 | 0 | 0 | 0 | 0 | 0 | 0 | 331707.04 | 292250.2184 | 0 | 0 | 0 | 0 | 0 | 0 | 0 | 0 | 0
2016-12-20 06:00 | 0 | 0 | 0 | 0 | 0 | 188687.7816 | 0 | 480938 | 0 | 0 | 0 | 0 | 128025.2243 | 0 | 0 | 0 | 0 | 0 | 0 | 2456387.2767 | 0 | 0 | 0 | 0 | 0 | 0 | 0 | 0 | 0 | 0 | 0 | 0 | 0 | 0 | 0 | 0 | 0 | 0 | 0 | 0 | 0 | 0 | 292250.2184 | 0 | 0 | 0 | 0 | 0 | 0 | 0 | 0 | 0
2016-12-20 07:00 | 0 | 0 | 0 | 0 | 0 | 581139.772 | 0 | 470824 | 0 | 0 | 0 | 0 | 198884.1747 | 0 | 0 | 0 | 0 | 0 | 0 | 2495844.0983 | 0 | 0 | 0 | 0 | 0 | 0 | 0 | 0 | 0 | 0 | 0 | 0 | 70858.9504 | 0 | 0 | 0 | 0 | 0 | 0 | 0 | 0 | 331707.04 | 292250.2184 | 0 | 0 | 0 | 0 | 0 | 0 | 0 | 0 | 0
2016-12-20 08:00 | 0 | 0 | 0 | 0 | 0 | 506555.8216 | 0 | 467099 | 0 | 0 | 0 | 0 | 198884.1747 | 0 | 0 | 0 | 0 | 0 | 0 | 2535300.9199 | 0 | 0 | 0 | 0 | 0 | 0 | 0 | 0 | 0 | 0 | 0 | 0 | 0 | 0 | 0 | 0 | 0 | 0 | 0 | 0 | 0 | 331707.04 | 292250.2184 | 0 | 0 | 0 | 0 | 0 | 0 | 0 | 0 | 0
2016-12-20 09:00 | 0 | 0 | 0 | 0 | 0 | 439094.8712 | 0 | 470497 | 0 | 0 | 0 | 0 | 128025.2243 | 0 | 0 | 0 | 0 | 0 | 0 | 2574757.7415 | 0 | 0 | 0 | 0 | 0 | 0 | 0 | 0 | 0 | 0 | 0 | 0 | -70858.9504 | 0 | 0 | 0 | 0 | 0 | 0 | 0 | 0 | 331707.04 | 292250.2184 | 0 | 0 | 0 | 0 | 0 | 0 | 0 | 0 | 0
2016-12-20 10:00 | 0 | 0 | 0 | 0 | 0 | 261981.732 | 0 | 483373 | 0 | 0 | 0 | 0 | 198884.1747 | 0 | 0 | 0 | 0 | 0 | 0 | 2282507.5231 | 0 | 0 | 0 | 0 | 0 | 0 | 0 | 0 | 0 | 0 | 0 | 0 | 70858.9504 | 0 | 0 | 0 | 0 | 0 | 0 | 0 | 0 | 0 | 292250.2184 | 0 | 0 | 0 | 0 | 0 | 0 | 0 | 0 | 0
2016-12-20 11:00 | 0 | 0 | 0 | 0 | 0 | 491946.5477 | 0 | 509656 | 0 | 0 | 0 | 0 | 141717.9008 | 0 | 0 | 0 | 0 | 0 | 0 | 2321964.3447 | 0 | 0 | 0 | 0 | 0 | 0 | 0 | 0 | 0 | 0 | 0 | 0 | -57166.2739 | 0 | 0 | 0 | 0 | 0 | 0 | 0 | 0 | 331707.04 | 292250.2184 | 0 | 0 | 0 | 0 | 0 | 0 | 0 | 0 | 0
2016-12-20 12:00 | 0 | 0 | 0 | 0 | 0 | 505907.8712 | 0 | 537310 | 0 | 0 | 0 | 0 | 70858.9504 | 0 | 0 | 0 | 0 | 0 | 0 | 2361421.1663 | 0 | 0 | 0 | 0 | 0 | 0 | 0 | 0 | 0 | 0 | 0 | 0 | -70858.9504 | 0 | 0 | 0 | 0 | 0 | 0 | 0 | 0 | 331707.04 | 292250.2184 | 0 | 0 | 0 | 0 | 0 | 0 | 0 | 0 | 0
2016-12-20 13:00 | 0 | 0 | 0 | 0 | 0 | 515912.8712 | 0 | 547315 | 0 | 0 | 0 | 0 | 0 | 0 | 0 | 0 | 0 | 0 | 0 | 2400877.9879 | 0 | 0 | 0 | 0 | 0 | 0 | 0 | 0 | 0 | 0 | 0 | 0 | -70858.9504 | 0 | 0 | 0 | 0 | 0 | 0 | 0 | 0 | 331707.04 | 292250.2184 | 0 | 0 | 0 | 0 | 0 | 0 | 0 | 0 | 0
2016-12-20 14:00 | 0 | 0 | 0 | 0 | 0 | 616529.3098 | 39780.4622 | 545994 | 0 | 0 | 0 | 0 | 70858.9504 | 0 | 0 | 0 | 0 | 0 | 0 | 2440334.8096 | 0 | 0 | 0 | 0 | 0 | 0 | 0 | 0 | 0 | 0 | 0 | 0 | 70858.9504 | 0 | 0 | 0 | 0 | 0 | 0 | 0 | 0 | 331707.04 | 292250.2184 | 0 | 0 | 0 | 0 | 0 | 0 | 0 | 0 | 0
2016-12-20 15:00 | 0 | 0 | 0 | 0 | 0 | 488661.1292 | 451802.8612 | 537898 | 0 | 0 | 0 | 0 | 141717.9008 | 0 | 0 | 0 | 0 | 0 | 0 | 2772041.8496 | 0 | 0 | 0 | 0 | 0 | 0 | 0 | 0 | 0 | 0 | 0 | 0 | 70858.9504 | 0 | 0 | 0 | 0 | 0 | 0 | 0 | 0 | 331707.04 | 0 | 0 | 0 | 0 | 0 | 0 | 0 | 0 | 0 | 0
2016-12-20 16:00 | 0 | 0 | 0 | 0 | 0 | 0 | 614257.7723 | 525586 | 0 | 0 | 0 | 0 | 198884.1747 | 0 | 0 | 0 | 0 | 0 | 0 | 2803547.348 | 0 | 0 | 0 | 0 | 0 | 0 | 0 | 0 | 0 | 0 | 0 | 0 | 57166.2739 | 0 | 0 | 0 | 0 | 0 | 0 | 0 | 0 | 31505.4985 | 0 | 0 | 0 | 0 | 0 | 0 | 0 | 0 | 0 | 0
2016-12-20 17:00 | 0 | 0 | 0 | 0 | 0 | 0 | 614809.312 | 511467 | 0 | 0 | 0 | 0 | 141717.9008 | 0 | 0 | 0 | 0 | 0 | 0 | 2964055.9339 | 0 | 0 | 0 | 0 | 0 | 0 | 0 | 0 | 0 | 0 | 0 | 0 | -57166.2739 | 0 | 0 | 0 | 0 | 0 | 0 | 0 | 0 | 160508.5859 | 0 | 0 | 0 | 0 | 0 | 0 | 0 | 0 | 0 | 0
2016-12-20 18:00 | 0 | 0 | 0 | 0 | 0 | 0 | 572694.575 | 499927 | 0 | 0 | 0 | 0 | 70858.9504 | 0 | 0 | 0 | 0 | 0 | 0 | 3107682.4593 | 0 | 0 | 0 | 0 | 0 | 0 | 0 | 0 | 0 | 0 | 0 | 0 | -70858.9504 | 0 | 0 | 0 | 0 | 0 | 0 | 0 | 0 | 143626.5254 | 0 | 0 | 0 | 0 | 0 | 0 | 0 | 0 | 0 | 0
2016-12-20 19:00 | 0 | 0 | 0 | 0 | 0 | 0 | 547715.3037 | 491141 | 0 | 0 | 0 | 0 | 0 | 0 | 0 | 0 | 0 | 0 | 0 | 3235115.7135 | 0 | 0 | 0 | 0 | 0 | 0 | 0 | 0 | 0 | 0 | 0 | 0 | -70858.9504 | 0 | 0 | 0 | 0 | 0 | 0 | 0 | 0 | 127433.2541 | 0 | 0 | 0 | 0 | 0 | 0 | 0 | 0 | 0 | 0
2016-12-20 20:00 | 0 | 0 | 0 | 0 | 0 | 0 | 556804.6024 | 486462 | 0 | 0 | 0 | 0 | 57166.2739 | 0 | 0 | 0 | 0 | 0 | 0 | 3248292.042 | 0 | 0 | 0 | 0 | 0 | 0 | 0 | 0 | 0 | 0 | 0 | 0 | 57166.2739 | 0 | 0 | 0 | 0 | 0 | 0 | 0 | 0 | 13176.3285 | 0 | 0 | 0 | 0 | 0 | 0 | 0 | 0 | 0 | 0
2016-12-20 21:00 | 0 | 0 | 0 | 0 | 0 | 0 | 562630.7086 | 490003 | 0 | 0 | 0 | 0 | 128025.2243 | 0 | 0 | 0 | 0 | 0 | 0 | 3250060.8003 | 0 | 0 | 0 | 0 | 0 | 0 | 0 | 0 | 0 | 0 | 0 | 0 | 70858.9504 | 0 | 0 | 0 | 0 | 0 | 0 | 0 | 0 | 1768.7582 | 0 | 0 | 0 | 0 | 0 | 0 | 0 | 0 | 0 | 0
2016-12-20 22:00 | 0 | 0 | 0 | 0 | 0 | 439131.7773 | 473087.2131 | 509653 | 0 | 0 | 0 | 0 | 198884.1747 | 0 | 0 | 0 | 0 | 0 | 0 | 3581767.8403 | 0 | 0 | 0 | 0 | 0 | 0 | 0 | 0 | 0 | 0 | 0 | 0 | 70858.9504 | 0 | 0 | 0 | 0 | 0 | 0 | 0 | 0 | 331707.04 | 0 | 0 | 0 | 0 | 0 | 0 | 0 | 0 | 0 | 0
2016-12-20 23:00 | 0 | 0 | 0 | 0 | 0 | 409438.5013 | 159368.3203 | 529350 | 0 | 0 | 0 | 0 | 198884.1747 | 0 | 0 | 0 | 0 | 0 | 0 | 3621224.6619 | 0 | 0 | 0 | 0 | 0 | 0 | 0 | 0 | 0 | 0 | 0 | 0 | 0 | 0 | 0 | 0 | 0 | 0 | 0 | 0 | 0 | 331707.04 | 292250.2184 | 0 | 0 | 0 | 0 | 0 | 0 | 0 | 0 | 0
2016-12-21 | 0 | 0 | 0 | 0 | 0 | 504541.8198 | 3131.0514 | 539075 | 0 | 0 | 0 | 0 | 128025.2243 | 0 | 0 | 0 | 0 | 0 | 0 | 3660681.4835 | 0 | 0 | 0 | 0 | 0 | 0 | 0 | 0 | 0 | 0 | 0 | 0 | -70858.9504 | 0 | 0 | 0 | 0 | 0 | 0 | 0 | 0 | 331707.04 | 292250.2184 | 0 | 0 | 0 | 0 | 0 | 0 | 0 | 0 | 0
2016-12-21 01:00 | 0 | 0 | 0 | 0 | 0 | 613190.3523 | 0 | 541622 | 0 | 0 | 0 | 0 | 198884.1747 | 0 | 0 | 0 | 0 | 0 | 0 | 3661390.8854 | 0 | 0 | 0 | 0 | 0 | 0 | 0 | 0 | 0 | 0 | 0 | 0 | 70858.9504 | 0 | 0 | 0 | 0 | 0 | 0 | 0 | 0 | 292959.6203 | 292250.2184 | 0 | 0 | 0 | 0 | 0 | 0 | 0 | 0 | 0
2016-12-21 02:00 | 0 | 0 | 0 | 0 | 0 | 571656.8216 | 0 | 532200 | 0 | 0 | 0 | 0 | 198884.1747 | 0 | 0 | 0 | 0 | 0 | 0 | 3700847.707 | 0 | 0 | 0 | 0 | 0 | 0 | 0 | 0 | 0 | 0 | 0 | 0 | 0 | 0 | 0 | 0 | 0 | 0 | 0 | 0 | 0 | 331707.04 | 292250.2184 | 0 | 0 | 0 | 0 | 0 | 0 | 0 | 0 | 0
2016-12-21 03:00 | 0 | 0 | 0 | 0 | 0 | 482170.8712 | 0 | 513573 | 0 | 0 | 0 | 0 | 128025.2243 | 0 | 0 | 0 | 0 | 0 | 0 | 3740304.5287 | 0 | 0 | 0 | 0 | 0 | 0 | 0 | 0 | 0 | 0 | 0 | 0 | -70858.9504 | 0 | 0 | 0 | 0 | 0 | 0 | 0 | 0 | 331707.04 | 292250.2184 | 0 | 0 | 0 | 0 | 0 | 0 | 0 | 0 | 0
2016-12-21 04:00 | 0 | 0 | 0 | 0 | 0 | 600882.772 | 0 | 490567 | 0 | 0 | 0 | 0 | 198884.1747 | 0 | 0 | 0 | 0 | 0 | 0 | 3779761.3503 | 0 | 0 | 0 | 0 | 0 | 0 | 0 | 0 | 0 | 0 | 0 | 0 | 70858.9504 | 0 | 0 | 0 | 0 | 0 | 0 | 0 | 0 | 331707.04 | 292250.2184 | 0 | 0 | 0 | 0 | 0 | 0 | 0 | 0 | 0
2016-12-21 05:00 | 0 | 0 | 0 | 0 | 0 | 508418.8216 | 0 | 468962 | 0 | 0 | 0 | 0 | 198884.1747 | 0 | 0 | 0 | 0 | 0 | 0 | 3819218.1719 | 0 | 0 | 0 | 0 | 0 | 0 | 0 | 0 | 0 | 0 | 0 | 0 | 0 | 0 | 0 | 0 | 0 | 0 | 0 | 0 | 0 | 331707.04 | 292250.2184 | 0 | 0 | 0 | 0 | 0 | 0 | 0 | 0 | 0
2016-12-21 06:00 | 0 | 0 | 0 | 0 | 0 | 422393.8712 | 0 | 453796 | 0 | 0 | 0 | 0 | 128025.2243 | 0 | 0 | 0 | 0 | 0 | 0 | 3858674.9935 | 0 | 0 | 0 | 0 | 0 | 0 | 0 | 0 | 0 | 0 | 0 | 0 | -70858.9504 | 0 | 0 | 0 | 0 | 0 | 0 | 0 | 0 | 331707.04 | 292250.2184 | 0 | 0 | 0 | 0 | 0 | 0 | 0 | 0 | 0
2016-12-21 07:00 | 0 | 0 | 0 | 0 | 0 | 555493.772 | 0 | 445178 | 0 | 0 | 0 | 0 | 198884.1747 | 0 | 0 | 0 | 0 | 0 | 0 | 3898131.8151 | 0 | 0 | 0 | 0 | 0 | 0 | 0 | 0 | 0 | 0 | 0 | 0 | 70858.9504 | 0 | 0 | 0 | 0 | 0 | 0 | 0 | 0 | 331707.04 | 292250.2184 | 0 | 0 | 0 | 0 | 0 | 0 | 0 | 0 | 0
2016-12-21 08:00 | 0 | 0 | 0 | 0 | 0 | 481336.8216 | 0 | 441880 | 0 | 0 | 0 | 0 | 198884.1747 | 0 | 0 | 0 | 0 | 0 | 0 | 3937588.6367 | 0 | 0 | 0 | 0 | 0 | 0 | 0 | 0 | 0 | 0 | 0 | 0 | 0 | 0 | 0 | 0 | 0 | 0 | 0 | 0 | 0 | 331707.04 | 292250.2184 | 0 | 0 | 0 | 0 | 0 | 0 | 0 | 0 | 0
2016-12-21 09:00 | 0 | 0 | 0 | 0 | 0 | 413005.8712 | 0 | 444408 | 0 | 0 | 0 | 0 | 128025.2243 | 0 | 0 | 0 | 0 | 0 | 0 | 3977045.4583 | 0 | 0 | 0 | 0 | 0 | 0 | 0 | 0 | 0 | 0 | 0 | 0 | -70858.9504 | 0 | 0 | 0 | 0 | 0 | 0 | 0 | 0 | 331707.04 | 292250.2184 | 0 | 0 | 0 | 0 | 0 | 0 | 0 | 0 | 0
2016-12-21 10:00 | 0 | 0 | 0 | 0 | 0 | 235234.732 | 0 | 456626 | 0 | 0 | 0 | 0 | 198884.1747 | 0 | 0 | 0 | 0 | 0 | 0 | 3684795.2399 | 0 | 0 | 0 | 0 | 0 | 0 | 0 | 0 | 0 | 0 | 0 | 0 | 70858.9504 | 0 | 0 | 0 | 0 | 0 | 0 | 0 | 0 | 0 | 292250.2184 | 0 | 0 | 0 | 0 | 0 | 0 | 0 | 0 | 0
2016-12-21 11:00 | 0 | 0 | 0 | 0 | 0 | 452408.8712 | 0 | 483811 | 0 | 0 | 0 | 0 | 128025.2243 | 0 | 0 | 0 | 0 | 0 | 0 | 3724252.0616 | 0 | 0 | 0 | 0 | 0 | 0 | 0 | 0 | 0 | 0 | 0 | 0 | -70858.9504 | 0 | 0 | 0 | 0 | 0 | 0 | 0 | 0 | 331707.04 | 292250.2184 | 0 | 0 | 0 | 0 | 0 | 0 | 0 | 0 | 0
2016-12-21 12:00 | 0 | 0 | 0 | 0 | 0 | 620601.772 | 0 | 510286 | 0 | 0 | 0 | 0 | 198884.1747 | 0 | 0 | 0 | 0 | 0 | 0 | 3763708.8832 | 0 | 0 | 0 | 0 | 0 | 0 | 0 | 0 | 0 | 0 | 0 | 0 | 70858.9504 | 0 | 0 | 0 | 0 | 0 | 0 | 0 | 0 | 331707.04 | 292250.2184 | 0 | 0 | 0 | 0 | 0 | 0 | 0 | 0 | 0
2016-12-21 13:00 | 0 | 0 | 0 | 0 | 0 | 502369.5477 | 0 | 520079 | 0 | 0 | 0 | 0 | 141717.9008 | 0 | 0 | 0 | 0 | 0 | 0 | 3803165.7048 | 0 | 0 | 0 | 0 | 0 | 0 | 0 | 0 | 0 | 0 | 0 | 0 | -57166.2739 | 0 | 0 | 0 | 0 | 0 | 0 | 0 | 0 | 331707.04 | 292250.2184 | 0 | 0 | 0 | 0 | 0 | 0 | 0 | 0 | 0
2016-12-21 14:00 | 0 | 0 | 0 | 0 | 0 | 118820.2145 | 35785.6167 | 517715 | 0 | 0 | 0 | 0 | 70858.9504 | 0 | 0 | 0 | 0 | 0 | 0 | 3510915.4864 | 0 | 0 | 0 | 0 | 0 | 0 | 0 | 0 | 0 | 0 | 0 | 0 | -70858.9504 | 0 | 0 | 0 | 0 | 0 | 0 | 0 | 0 | 0 | 292250.2184 | 0 | 0 | 0 | 0 | 0 | 0 | 0 | 0 | 0
2016-12-21 15:00 | 0 | 0 | 0 | 0 | 0 | 557910.8439 | 179487.8801 | 509230 | 0 | 0 | 0 | 0 | 0 | 0 | 0 | 0 | 0 | 0 | 0 | 3809943.1608 | 0 | 0 | 0 | 0 | 0 | 0 | 0 | 0 | 0 | 0 | 0 | 0 | -70858.9504 | 0 | 0 | 0 | 0 | 0 | 0 | 0 | 0 | 299027.6744 | 0 | 0 | 0 | 0 | 0 | 0 | 0 | 0 | 0 | 0
2016-12-21 16:00 | 0 | 0 | 0 | 0 | 0 | 175102.7146 | 322701.2854 | 497804 | 0 | 0 | 0 | 0 | 0 | 0 | 0 | 0 | 0 | 0 | 0 | 3809943.1608 | 0 | 0 | 0 | 0 | 0 | 0 | 0 | 0 | 0 | 0 | 0 | 0 | 0 | 0 | 0 | 0 | 0 | 0 | 0 | 0 | 0 | 0 | 0 | 0 | 0 | 0 | 0 | 0 | 0 | 0 | 0 | 0
2016-12-21 17:00 | 0 | 0 | 0 | 0 | 0 | 431179.4303 | 386414.6097 | 485887 | 0 | 0 | 0 | 0 | 0 | 0 | 0 | 0 | 0 | 0 | 0 | 4141650.2008 | 0 | 0 | 0 | 0 | 0 | 0 | 0 | 0 | 0 | 0 | 0 | 0 | 0 | 0 | 0 | 0 | 0 | 0 | 0 | 0 | 0 | 331707.04 | 0 | 0 | 0 | 0 | 0 | 0 | 0 | 0 | 0 | 0
2016-12-21 18:00 | 0 | 0 | 0 | 0 | 0 | 478842.9714 | 398979.019 | 475256 | 0 | 0 | 0 | 0 | 70858.9504 | 0 | 0 | 0 | 0 | 0 | 0 | 4473357.2408 | 0 | 0 | 0 | 0 | 0 | 0 | 0 | 0 | 0 | 0 | 0 | 0 | 70858.9504 | 0 | 0 | 0 | 0 | 0 | 0 | 0 | 0 | 331707.04 | 0 | 0 | 0 | 0 | 0 | 0 | 0 | 0 | 0 | 0
2016-12-21 19:00 | 0 | 0 | 0 | 0 | 0 | 126200.6579 | 397989.616 | 467024 | 0 | 0 | 0 | 0 | 128025.2243 | 0 | 0 | 0 | 0 | 0 | 0 | 4473357.2408 | 0 | 0 | 0 | 0 | 0 | 0 | 0 | 0 | 0 | 0 | 0 | 0 | 57166.2739 | 0 | 0 | 0 | 0 | 0 | 0 | 0 | 0 | 0 | 0 | 0 | 0 | 0 | 0 | 0 | 0 | 0 | 0 | 0
2016-12-21 20:00 | 0 | 0 | 0 | 0 | 0 | 135533.2077 | 399486.7427 | 464161 | 0 | 0 | 0 | 0 | 198884.1747 | 0 | 0 | 0 | 0 | 0 | 0 | 4473357.2408 | 0 | 0 | 0 | 0 | 0 | 0 | 0 | 0 | 0 | 0 | 0 | 0 | 70858.9504 | 0 | 0 | 0 | 0 | 0 | 0 | 0 | 0 | 0 | 0 | 0 | 0 | 0 | 0 | 0 | 0 | 0 | 0 | 0
2016-12-21 21:00 | 0 | 0 | 0 | 0 | 0 | 417950.78 | 383107.26 | 469351 | 0 | 0 | 0 | 0 | 198884.1747 | 0 | 0 | 0 | 0 | 0 | 0 | 4805064.2808 | 0 | 0 | 0 | 0 | 0 | 0 | 0 | 0 | 0 | 0 | 0 | 0 | 0 | 0 | 0 | 0 | 0 | 0 | 0 | 0 | 0 | 331707.04 | 0 | 0 | 0 | 0 | 0 | 0 | 0 | 0 | 0 | 0
2016-12-21 22:00 | 0 | 0 | 0 | 0 | 0 | 98176.0776 | 317477.972 | 486513 | 0 | 0 | 0 | 0 | 128025.2243 | 0 | 0 | 0 | 0 | 0 | 0 | 4805064.2808 | 0 | 0 | 0 | 0 | 0 | 0 | 0 | 0 | 0 | 0 | 0 | 0 | -70858.9504 | 0 | 0 | 0 | 0 | 0 | 0 | 0 | 0 | 0 | 0 | 0 | 0 | 0 | 0 | 0 | 0 | 0 | 0 | 0
2016-12-21 23:00 | 0 | 0 | 0 | 0 | 0 | 498358.8374 | 114386.9346 | 502430 | 0 | 0 | 0 | 0 | 198884.1747 | 0 | 0 | 0 | 0 | 0 | 0 | 4844521.1024 | 0 | 0 | 0 | 0 | 0 | 0 | 0 | 0 | 0 | 0 | 0 | 0 | 70858.9504 | 0 | 0 | 0 | 0 | 0 | 0 | 0 | 0 | 331707.04 | 292250.2184 | 0 | 0 | 0 | 0 | 0 | 0 | 0 | 0 | 0
2016-12-22 | 0 | 0 | 0 | 0 | 0 | 144781.0003 | 1272.8309 | 509163 | 0 | 0 | 0 | 0 | 128025.2243 | 0 | 0 | 0 | 0 | 0 | 0 | 4552270.884 | 0 | 0 | 0 | 0 | 0 | 0 | 0 | 0 | 0 | 0 | 0 | 0 | -70858.9504 | 0 | 0 | 0 | 0 | 0 | 0 | 0 | 0 | 0 | 292250.2184 | 0 | 0 | 0 | 0 | 0 | 0 | 0 | 0 | 0
2016-12-22 01:00 | 0 | 0 | 0 | 0 | 0 | 620183.772 | 0 | 509868 | 0 | 0 | 0 | 0 | 198884.1747 | 0 | 0 | 0 | 0 | 0 | 0 | 4591727.7056 | 0 | 0 | 0 | 0 | 0 | 0 | 0 | 0 | 0 | 0 | 0 | 0 | 70858.9504 | 0 | 0 | 0 | 0 | 0 | 0 | 0 | 0 | 331707.04 | 292250.2184 | 0 | 0 | 0 | 0 | 0 | 0 | 0 | 0 | 0
2016-12-22 02:00 | 0 | 0 | 0 | 0 | 0 | 469168.8712 | 0 | 500571 | 0 | 0 | 0 | 0 | 128025.2243 | 0 | 0 | 0 | 0 | 0 | 0 | 4631184.5273 | 0 | 0 | 0 | 0 | 0 | 0 | 0 | 0 | 0 | 0 | 0 | 0 | -70858.9504 | 0 | 0 | 0 | 0 | 0 | 0 | 0 | 0 | 331707.04 | 292250.2184 | 0 | 0 | 0 | 0 | 0 | 0 | 0 | 0 | 0
2016-12-22 03:00 | 0 | 0 | 0 | 0 | 0 | 593192.772 | 0 | 482877 | 0 | 0 | 0 | 0 | 198884.1747 | 0 | 0 | 0 | 0 | 0 | 0 | 4670641.3489 | 0 | 0 | 0 | 0 | 0 | 0 | 0 | 0 | 0 | 0 | 0 | 0 | 70858.9504 | 0 | 0 | 0 | 0 | 0 | 0 | 0 | 0 | 331707.04 | 292250.2184 | 0 | 0 | 0 | 0 | 0 | 0 | 0 | 0 | 0
2016-12-22 04:00 | 0 | 0 | 0 | 0 | 0 | 499786.8216 | 0 | 460330 | 0 | 0 | 0 | 0 | 198884.1747 | 0 | 0 | 0 | 0 | 0 | 0 | 4710098.1705 | 0 | 0 | 0 | 0 | 0 | 0 | 0 | 0 | 0 | 0 | 0 | 0 | 0 | 0 | 0 | 0 | 0 | 0 | 0 | 0 | 0 | 331707.04 | 292250.2184 | 0 | 0 | 0 | 0 | 0 | 0 | 0 | 0 | 0
2016-12-22 05:00 | 0 | 0 | 0 | 0 | 0 | 408667.8712 | 0 | 440070 | 0 | 0 | 0 | 0 | 128025.2243 | 0 | 0 | 0 | 0 | 0 | 0 | 4749554.9921 | 0 | 0 | 0 | 0 | 0 | 0 | 0 | 0 | 0 | 0 | 0 | 0 | -70858.9504 | 0 | 0 | 0 | 0 | 0 | 0 | 0 | 0 | 331707.04 | 292250.2184 | 0 | 0 | 0 | 0 | 0 | 0 | 0 | 0 | 0
2016-12-22 06:00 | 0 | 0 | 0 | 0 | 0 | 533505.772 | 0 | 423190 | 0 | 0 | 0 | 0 | 198884.1747 | 0 | 0 | 0 | 0 | 0 | 0 | 4789011.8137 | 0 | 0 | 0 | 0 | 0 | 0 | 0 | 0 | 0 | 0 | 0 | 0 | 70858.9504 | 0 | 0 | 0 | 0 | 0 | 0 | 0 | 0 | 331707.04 | 292250.2184 | 0 | 0 | 0 | 0 | 0 | 0 | 0 | 0 | 0
2016-12-22 07:00 | 0 | 0 | 0 | 0 | 0 | 341139.0496 | 0 | 411998 | 0 | 0 | 0 | 0 | 128025.2243 | 0 | 0 | 0 | 0 | 0 | 0 | 4789011.8137 | 0 | 0 | 0 | 0 | 0 | 0 | 0 | 0 | 0 | 0 | 0 | 0 | -70858.9504 | 0 | 0 | 0 | 0 | 0 | 0 | 0 | 0 | 0 | 0 | 0 | 0 | 0 | 0 | 0 | 0 | 0 | 0 | 0
2016-12-22 08:00 | 0 | 0 | 0 | 0 | 0 | 516749.772 | 0 | 406434 | 0 | 0 | 0 | 0 | 198884.1747 | 0 | 0 | 0 | 0 | 0 | 0 | 4828468.6353 | 0 | 0 | 0 | 0 | 0 | 0 | 0 | 0 | 0 | 0 | 0 | 0 | 70858.9504 | 0 | 0 | 0 | 0 | 0 | 0 | 0 | 0 | 331707.04 | 292250.2184 | 0 | 0 | 0 | 0 | 0 | 0 | 0 | 0 | 0
2016-12-22 09:00 | 0 | 0 | 0 | 0 | 0 | 115402.7816 | 0 | 407653 | 0 | 0 | 0 | 0 | 198884.1747 | 0 | 0 | 0 | 0 | 0 | 0 | 4536218.4169 | 0 | 0 | 0 | 0 | 0 | 0 | 0 | 0 | 0 | 0 | 0 | 0 | 0 | 0 | 0 | 0 | 0 | 0 | 0 | 0 | 0 | 0 | 292250.2184 | 0 | 0 | 0 | 0 | 0 | 0 | 0 | 0 | 0
2016-12-22 10:00 | 0 | 0 | 0 | 0 | 0 | 386320.8712 | 0 | 417723 | 0 | 0 | 0 | 0 | 128025.2243 | 0 | 0 | 0 | 0 | 0 | 0 | 4575675.2386 | 0 | 0 | 0 | 0 | 0 | 0 | 0 | 0 | 0 | 0 | 0 | 0 | -70858.9504 | 0 | 0 | 0 | 0 | 0 | 0 | 0 | 0 | 331707.04 | 292250.2184 | 0 | 0 | 0 | 0 | 0 | 0 | 0 | 0 | 0
2016-12-22 11:00 | 0 | 0 | 0 | 0 | 0 | 219946.732 | 0 | 441338 | 0 | 0 | 0 | 0 | 198884.1747 | 0 | 0 | 0 | 0 | 0 | 0 | 4283425.0202 | 0 | 0 | 0 | 0 | 0 | 0 | 0 | 0 | 0 | 0 | 0 | 0 | 70858.9504 | 0 | 0 | 0 | 0 | 0 | 0 | 0 | 0 | 0 | 292250.2184 | 0 | 0 | 0 | 0 | 0 | 0 | 0 | 0 | 0
2016-12-22 12:00 | 0 | 0 | 0 | 0 | 0 | 437077.8712 | 0 | 468480 | 0 | 0 | 0 | 0 | 128025.2243 | 0 | 0 | 0 | 0 | 0 | 0 | 4322881.8418 | 0 | 0 | 0 | 0 | 0 | 0 | 0 | 0 | 0 | 0 | 0 | 0 | -70858.9504 | 0 | 0 | 0 | 0 | 0 | 0 | 0 | 0 | 331707.04 | 292250.2184 | 0 | 0 | 0 | 0 | 0 | 0 | 0 | 0 | 0
2016-12-22 13:00 | 0 | 0 | 0 | 0 | 0 | 479708.3379 | 0 | 481338 | 0 | 0 | 0 | 0 | 198884.1747 | 0 | 0 | 0 | 0 | 0 | 0 | 4250393.2293 | 0 | 0 | 0 | 0 | 0 | 0 | 0 | 0 | 0 | 0 | 0 | 0 | 70858.9504 | 0 | 0 | 0 | 0 | 0 | 0 | 0 | 0 | 219761.6059 | 292250.2184 | 0 | 0 | 0 | 0 | 0 | 0 | 0 | 0 | 0
2016-12-22 14:00 | 0 | 0 | 0 | 0 | 0 | 415180.2096 | 19862.0377 | 484535 | 0 | 0 | 0 | 0 | 198884.1747 | 0 | 0 | 0 | 0 | 0 | 0 | 4200900.4766 | 0 | 0 | 0 | 0 | 0 | 0 | 0 | 0 | 0 | 0 | 0 | 0 | 0 | 0 | 0 | 0 | 0 | 0 | 0 | 0 | 0 | 242757.4657 | 292250.2184 | 0 | 0 | 0 | 0 | 0 | 0 | 0 | 0 | 0
2016-12-22 15:00 | 0 | 0 | 0 | 0 | 0 | 345342.9906 | 95573.8267 | 482772 | 0 | 0 | 0 | 0 | 128025.2243 | 0 | 0 | 0 | 0 | 0 | 0 | 4229904.2443 | 0 | 0 | 0 | 0 | 0 | 0 | 0 | 0 | 0 | 0 | 0 | 0 | -70858.9504 | 0 | 0 | 0 | 0 | 0 | 0 | 0 | 0 | 321253.9861 | 292250.2184 | 0 | 0 | 0 | 0 | 0 | 0 | 0 | 0 | 0
2016-12-22 16:00 | 0 | 0 | 0 | 0 | 0 | 0 | 233561.23 | 476519 | 0 | 0 | 0 | 0 | 57166.2739 | 0 | 0 | 0 | 0 | 0 | 0 | 4057805.4247 | 0 | 0 | 0 | 0 | 0 | 0 | 0 | 0 | 0 | 0 | 0 | 0 | -70858.9504 | 0 | 0 | 0 | 0 | 0 | 0 | 0 | 0 | 120151.3988 | 292250.2184 | 0 | 0 | 0 | 0 | 0 | 0 | 0 | 0 | 0
2016-12-22 17:00 | 0 | 0 | 0 | 0 | 0 | 221065.1208 | 315042.6345 | 467884 | 0 | 0 | 0 | 0 | 128025.2243 | 0 | 0 | 0 | 0 | 0 | 0 | 4055170.2297 | 0 | 0 | 0 | 0 | 0 | 0 | 0 | 0 | 0 | 0 | 0 | 0 | 70858.9504 | 0 | 0 | 0 | 0 | 0 | 0 | 0 | 0 | 289615.0233 | 292250.2184 | 0 | 0 | 0 | 0 | 0 | 0 | 0 | 0 | 0
2016-12-22 18:00 | 0 | 0 | 0 | 0 | 0 | 229499.1214 | 352092.5984 | 460572 | 0 | 0 | 0 | 0 | 198884.1747 | 0 | 0 | 0 | 0 | 0 | 0 | 4105330.9991 | 0 | 0 | 0 | 0 | 0 | 0 | 0 | 0 | 0 | 0 | 0 | 0 | 70858.9504 | 0 | 0 | 0 | 0 | 0 | 0 | 0 | 0 | 50160.7694 | 0 | 0 | 0 | 0 | 0 | 0 | 0 | 0 | 0 | 0
2016-12-22 19:00 | 0 | 0 | 0 | 0 | 0 | 93674.3137 | 361781.6863 | 455456 | 0 | 0 | 0 | 0 | 198884.1747 | 0 | 0 | 0 | 0 | 0 | 0 | 4105330.9991 | 0 | 0 | 0 | 0 | 0 | 0 | 0 | 0 | 0 | 0 | 0 | 0 | 0 | 0 | 0 | 0 | 0 | 0 | 0 | 0 | 0 | 0 | 0 | 0 | 0 | 0 | 0 | 0 | 0 | 0 | 0 | 0
2016-12-22 20:00 | 0 | 0 | 0 | 0 | 0 | 269758.4888 | 365705.9176 | 454145 | 0 | 0 | 0 | 0 | 198884.1747 | 0 | 0 | 0 | 0 | 0 | 0 | 4286650.4054 | 0 | 0 | 0 | 0 | 0 | 0 | 0 | 0 | 0 | 0 | 0 | 0 | 0 | 0 | 0 | 0 | 0 | 0 | 0 | 0 | 0 | 181319.4064 | 0 | 0 | 0 | 0 | 0 | 0 | 0 | 0 | 0 | 0
2016-12-22 21:00 | 0 | 0 | 0 | 0 | 0 | 367857.4321 | 356733.6181 | 459862 | 0 | 0 | 0 | 0 | 195894.021 | 0 | 0 | 0 | 0 | 0 | 0 | 4554369.6093 | 0 | 0 | 0 | 0 | 0 | 0 | 0 | 0 | 0 | 0 | 0 | 0 | -2990.1537 | 0 | 0 | 0 | 0 | 0 | 0 | 0 | 0 | 267719.2039 | 0 | 0 | 0 | 0 | 0 | 0 | 0 | 0 | 0 | 0
2016-12-22 22:00 | 0 | 0 | 0 | 0 | 0 | 508621.429 | 301177.7647 | 475102 | 0 | 0 | 0 | 0 | 198884.1747 | 0 | 0 | 0 | 0 | 0 | 0 | 4886076.6493 | 0 | 0 | 0 | 0 | 0 | 0 | 0 | 0 | 0 | 0 | 0 | 0 | 2990.1537 | 0 | 0 | 0 | 0 | 0 | 0 | 0 | 0 | 331707.04 | 0 | 0 | 0 | 0 | 0 | 0 | 0 | 0 | 0 | 0
2016-12-22 23:00 | 0 | 0 | 0 | 0 | 0 | 281790.7186 | 136926.331 | 489576 | 0 | 0 | 0 | 0 | 128025.2243 | 0 | 0 | 0 | 0 | 0 | 0 | 4886076.6493 | 0 | 0 | 0 | 0 | 0 | 0 | 0 | 0 | 0 | 0 | 0 | 0 | -70858.9504 | 0 | 0 | 0 | 0 | 0 | 0 | 0 | 0 | 0 | 0 | 0 | 0 | 0 | 0 | 0 | 0 | 0 | 0 | 0
2016-12-23 | 0 | 0 | 0 | 0 | 0 | 494105.4743 | 1692.5257 | 495798 | 0 | 0 | 0 | 0 | 128025.2243 | 0 | 0 | 0 | 0 | 0 | 0 | 4886076.6493 | 0 | 0 | 0 | 0 | 0 | 0 | 0 | 0 | 0 | 0 | 0 | 0 | 0 | 0 | 0 | 0 | 0 | 0 | 0 | 0 | 0 | 0 | 0 | 0 | 0 | 0 | 0 | 0 | 0 | 0 | 0 | 0
2016-12-23 01:00 | 0 | 0 | 0 | 0 | 0 | 607538.772 | 0 | 497223 | 0 | 0 | 0 | 0 | 198884.1747 | 0 | 0 | 0 | 0 | 0 | 0 | 4925533.4709 | 0 | 0 | 0 | 0 | 0 | 0 | 0 | 0 | 0 | 0 | 0 | 0 | 70858.9504 | 0 | 0 | 0 | 0 | 0 | 0 | 0 | 0 | 331707.04 | 292250.2184 | 0 | 0 | 0 | 0 | 0 | 0 | 0 | 0 | 0
2016-12-23 02:00 | 0 | 0 | 0 | 0 | 0 | 487588 | 0 | 487588 | 0 | 0 | 0 | 0 | 198884.1747 | 0 | 0 | 0 | 0 | 0 | 0 | 4925533.4709 | 0 | 0 | 0 | 0 | 0 | 0 | 0 | 0 | 0 | 0 | 0 | 0 | 0 | 0 | 0 | 0 | 0 | 0 | 0 | 0 | 0 | 0 | 0 | 0 | 0 | 0 | 0 | 0 | 0 | 0 | 0 | 0
2016-12-23 03:00 | 0 | 0 | 0 | 0 | 0 | 401939.0496 | 0 | 472798 | 0 | 0 | 0 | 0 | 128025.2243 | 0 | 0 | 0 | 0 | 0 | 0 | 4925533.4709 | 0 | 0 | 0 | 0 | 0 | 0 | 0 | 0 | 0 | 0 | 0 | 0 | -70858.9504 | 0 | 0 | 0 | 0 | 0 | 0 | 0 | 0 | 0 | 0 | 0 | 0 | 0 | 0 | 0 | 0 | 0 | 0 | 0
2016-12-23 04:00 | 0 | 0 | 0 | 0 | 0 | 522154.9504 | 0 | 451296 | 0 | 0 | 0 | 0 | 198884.1747 | 0 | 0 | 0 | 0 | 0 | 0 | 4925533.4709 | 0 | 0 | 0 | 0 | 0 | 0 | 0 | 0 | 0 | 0 | 0 | 0 | 70858.9504 | 0 | 0 | 0 | 0 | 0 | 0 | 0 | 0 | 0 | 0 | 0 | 0 | 0 | 0 | 0 | 0 | 0 | 0 | 0
2016-12-23 05:00 | 0 | 0 | 0 | 0 | 0 | 429186 | 0 | 429186 | 0 | 0 | 0 | 0 | 198884.1747 | 0 | 0 | 0 | 0 | 0 | 0 | 4925533.4709 | 0 | 0 | 0 | 0 | 0 | 0 | 0 | 0 | 0 | 0 | 0 | 0 | 0 | 0 | 0 | 0 | 0 | 0 | 0 | 0 | 0 | 0 | 0 | 0 | 0 | 0 | 0 | 0 | 0 | 0 | 0 | 0
2016-12-23 06:00 | 0 | 0 | 0 | 0 | 0 | 342051.0496 | 0 | 412910 | 0 | 0 | 0 | 0 | 128025.2243 | 0 | 0 | 0 | 0 | 0 | 0 | 4925533.4709 | 0 | 0 | 0 | 0 | 0 | 0 | 0 | 0 | 0 | 0 | 0 | 0 | -70858.9504 | 0 | 0 | 0 | 0 | 0 | 0 | 0 | 0 | 0 | 0 | 0 | 0 | 0 | 0 | 0 | 0 | 0 | 0 | 0
2016-12-23 07:00 | 0 | 0 | 0 | 0 | 0 | 598672.5354 | 0 | 401630 | 0 | 0 | 0 | 0 | 128025.2243 | 0 | 0 | 0 | 0 | 0 | 0 | 5122576.0064 | 0 | 0 | 0 | 0 | 0 | 0 | 0 | 0 | 0 | 0 | 0 | 0 | 0 | 0 | 0 | 0 | 0 | 0 | 0 | 0 | 0 | 197042.5354 | 0 | 0 | 0 | 0 | 0 | 0 | 0 | 0 | 0 | 0
2016-12-23 08:00 | 0 | 0 | 0 | 0 | 0 | 467172.9504 | 0 | 396314 | 0 | 0 | 0 | 0 | 198884.1747 | 0 | 0 | 0 | 0 | 0 | 0 | 5122576.0064 | 0 | 0 | 0 | 0 | 0 | 0 | 0 | 0 | 0 | 0 | 0 | 0 | 70858.9504 | 0 | 0 | 0 | 0 | 0 | 0 | 0 | 0 | 0 | 0 | 0 | 0 | 0 | 0 | 0 | 0 | 0 | 0 | 0
2016-12-23 09:00 | 0 | 0 | 0 | 0 | 0 | 397588 | 0 | 397588 | 0 | 0 | 0 | 0 | 198884.1747 | 0 | 0 | 0 | 0 | 0 | 0 | 5122576.0064 | 0 | 0 | 0 | 0 | 0 | 0 | 0 | 0 | 0 | 0 | 0 | 0 | 0 | 0 | 0 | 0 | 0 | 0 | 0 | 0 | 0 | 0 | 0 | 0 | 0 | 0 | 0 | 0 | 0 | 0 | 0 | 0
2016-12-23 10:00 | 0 | 0 | 0 | 0 | 0 | 335084.0496 | 0 | 405943 | 0 | 0 | 0 | 0 | 128025.2243 | 0 | 0 | 0 | 0 | 0 | 0 | 5122576.0064 | 0 | 0 | 0 | 0 | 0 | 0 | 0 | 0 | 0 | 0 | 0 | 0 | -70858.9504 | 0 | 0 | 0 | 0 | 0 | 0 | 0 | 0 | 0 | 0 | 0 | 0 | 0 | 0 | 0 | 0 | 0 | 0 | 0
2016-12-23 11:00 | 0 | 0 | 0 | 0 | 0 | 494887.9504 | 0 | 424029 | 0 | 0 | 0 | 0 | 198884.1747 | 0 | 0 | 0 | 0 | 0 | 0 | 5122576.0064 | 0 | 0 | 0 | 0 | 0 | 0 | 0 | 0 | 0 | 0 | 0 | 0 | 70858.9504 | 0 | 0 | 0 | 0 | 0 | 0 | 0 | 0 | 0 | 0 | 0 | 0 | 0 | 0 | 0 | 0 | 0 | 0 | 0
2016-12-23 12:00 | 0 | 0 | 0 | 0 | 0 | 444616 | 0 | 444616 | 0 | 0 | 0 | 0 | 198884.1747 | 0 | 0 | 0 | 0 | 0 | 0 | 5122576.0064 | 0 | 0 | 0 | 0 | 0 | 0 | 0 | 0 | 0 | 0 | 0 | 0 | 0 | 0 | 0 | 0 | 0 | 0 | 0 | 0 | 0 | 0 | 0 | 0 | 0 | 0 | 0 | 0 | 0 | 0 | 0 | 0
2016-12-23 13:00 | 0 | 0 | 0 | 0 | 0 | 645267.69 | 0 | 458812 | 0 | 0 | 0 | 0 | 198884.1747 | 0 | 0 | 0 | 0 | 0 | 0 | 5309031.6964 | 0 | 0 | 0 | 0 | 0 | 0 | 0 | 0 | 0 | 0 | 0 | 0 | 0 | 0 | 0 | 0 | 0 | 0 | 0 | 0 | 0 | 186455.69 | 0 | 0 | 0 | 0 | 0 | 0 | 0 | 0 | 0 | 0
2016-12-23 14:00 | 0 | 0 | 0 | 0 | 0 | 374658.5022 | 20433.5474 | 465951 | 0 | 0 | 0 | 0 | 128025.2243 | 0 | 0 | 0 | 0 | 0 | 0 | 5309031.6964 | 0 | 0 | 0 | 0 | 0 | 0 | 0 | 0 | 0 | 0 | 0 | 0 | -70858.9504 | 0 | 0 | 0 | 0 | 0 | 0 | 0 | 0 | 0 | 0 | 0 | 0 | 0 | 0 | 0 | 0 | 0 | 0 | 0
2016-12-23 15:00 | 0 | 0 | 0 | 0 | 0 | 515111.8251 | 248080.3862 | 466609 | 0 | 0 | 0 | 0 | 92901.3955 | 0 | 0 | 0 | 0 | 0 | 0 | 5640738.7364 | 0 | 0 | 0 | 0 | 0 | 0 | 0 | 0 | 0 | 0 | 0 | 0 | -35123.8288 | 0 | 0 | 0 | 0 | 0 | 0 | 0 | 0 | 331707.04 | 0 | 0 | 0 | 0 | 0 | 0 | 0 | 0 | 0 | 0
2016-12-23 16:00 | 0 | 0 | 0 | 0 | 0 | 471537.4668 | 382609.346 | 463057 | 0 | 0 | 0 | 0 | 152284.1684 | 0 | 0 | 0 | 0 | 0 | 0 | 5972445.7764 | 0 | 0 | 0 | 0 | 0 | 0 | 0 | 0 | 0 | 0 | 0 | 0 | 59382.7729 | 0 | 0 | 0 | 0 | 0 | 0 | 0 | 0 | 331707.04 | 0 | 0 | 0 | 0 | 0 | 0 | 0 | 0 | 0 | 0
2016-12-23 17:00 | 0 | 0 | 0 | 0 | 0 | 0 | 441239.6048 | 457024 | 0 | 0 | 0 | 0 | 81425.218 | 0 | 0 | 0 | 0 | 0 | 0 | 6027520.3316 | 0 | 0 | 0 | 0 | 0 | 0 | 0 | 0 | 0 | 0 | 0 | 0 | -70858.9504 | 0 | 0 | 0 | 0 | 0 | 0 | 0 | 0 | 55074.5552 | 0 | 0 | 0 | 0 | 0 | 0 | 0 | 0 | 0 | 0
2016-12-23 18:00 | 0 | 0 | 0 | 0 | 0 | 55331.0228 | 442357.9835 | 451089 | 0 | 0 | 0 | 0 | 128025.2243 | 0 | 0 | 0 | 0 | 0 | 0 | 6027520.3316 | 0 | 0 | 0 | 0 | 0 | 0 | 0 | 0 | 0 | 0 | 0 | 0 | 46600.0063 | 0 | 0 | 0 | 0 | 0 | 0 | 0 | 0 | 0 | 0 | 0 | 0 | 0 | 0 | 0 | 0 | 0 | 0 | 0
2016-12-23 19:00 | 0 | 0 | 0 | 0 | 0 | 0 | 446381.0434 | 446074 | 0 | 0 | 0 | 0 | 57166.2739 | 0 | 0 | 0 | 0 | 0 | 0 | 6098686.3254 | 0 | 0 | 0 | 0 | 0 | 0 | 0 | 0 | 0 | 0 | 0 | 0 | -70858.9504 | 0 | 0 | 0 | 0 | 0 | 0 | 0 | 0 | 71165.9938 | 0 | 0 | 0 | 0 | 0 | 0 | 0 | 0 | 0 | 0
2016-12-23 20:00 | 0 | 0 | 0 | 0 | 0 | 378139.0626 | 460741.2541 | 443898 | 0 | 0 | 0 | 0 | 128025.2243 | 0 | 0 | 0 | 0 | 0 | 0 | 6422809.6916 | 0 | 0 | 0 | 0 | 0 | 0 | 0 | 0 | 0 | 0 | 0 | 0 | 70858.9504 | 0 | 0 | 0 | 0 | 0 | 0 | 0 | 0 | 324123.3663 | 0 | 0 | 0 | 0 | 0 | 0 | 0 | 0 | 0 | 0
2016-12-23 21:00 | 0 | 0 | 0 | 0 | 0 | 48613.6085 | 471417.3419 | 449172 | 0 | 0 | 0 | 0 | 198884.1747 | 0 | 0 | 0 | 0 | 0 | 0 | 6422809.6916 | 0 | 0 | 0 | 0 | 0 | 0 | 0 | 0 | 0 | 0 | 0 | 0 | 70858.9504 | 0 | 0 | 0 | 0 | 0 | 0 | 0 | 0 | 0 | 0 | 0 | 0 | 0 | 0 | 0 | 0 | 0 | 0 | 0
2016-12-23 22:00 | 0 | 0 | 0 | 0 | 0 | 79746.4764 | 383929.5236 | 463676 | 0 | 0 | 0 | 0 | 198884.1747 | 0 | 0 | 0 | 0 | 0 | 0 | 6422809.6916 | 0 | 0 | 0 | 0 | 0 | 0 | 0 | 0 | 0 | 0 | 0 | 0 | 0 | 0 | 0 | 0 | 0 | 0 | 0 | 0 | 0 | 0 | 0 | 0 | 0 | 0 | 0 | 0 | 0 | 0 | 0 | 0
2016-12-23 23:00 | 0 | 0 | 0 | 0 | 0 | 390445.1506 | 123082.671 | 474071 | 0 | 0 | 0 | 0 | 198884.1747 | 0 | 0 | 0 | 0 | 0 | 0 | 6462266.5132 | 0 | 0 | 0 | 0 | 0 | 0 | 0 | 0 | 0 | 0 | 0 | 0 | 0 | 0 | 0 | 0 | 0 | 0 | 0 | 0 | 0 | 331707.04 | 292250.2184 | 0 | 0 | 0 | 0 | 0 | 0 | 0 | 0 | 0
2016-12-24 | 0 | 0 | 0 | 0 | 0 | 443349.269 | 911.3916 | 476015 | 0 | 0 | 0 | 0 | 128025.2243 | 0 | 0 | 0 | 0 | 0 | 0 | 6501371.1243 | 0 | 0 | 0 | 0 | 0 | 0 | 0 | 0 | 0 | 0 | 0 | 0 | -70858.9504 | 0 | 0 | 0 | 0 | 0 | 0 | 0 | 0 | 331354.8294 | 292250.2184 | 0 | 0 | 0 | 0 | 0 | 0 | 0 | 0 | 0
2016-12-24 01:00 | 0 | 0 | 0 | 0 | 0 | 425195.5733 | 0 | 472752 | 0 | 0 | 0 | 0 | 198884.1747 | 0 | 0 | 0 | 0 | 0 | 0 | 6382955.7472 | 0 | 0 | 0 | 0 | 0 | 0 | 0 | 0 | 0 | 0 | 0 | 0 | 70858.9504 | 0 | 0 | 0 | 0 | 0 | 0 | 0 | 0 | 173834.8413 | 292250.2184 | 0 | 0 | 0 | 0 | 0 | 0 | 0 | 0 | 0
2016-12-24 02:00 | 0 | 0 | 0 | 0 | 0 | 394732.8056 | 0 | 462869 | 0 | 0 | 0 | 0 | 198884.1747 | 0 | 0 | 0 | 0 | 0 | 0 | 6314819.5528 | 0 | 0 | 0 | 0 | 0 | 0 | 0 | 0 | 0 | 0 | 0 | 0 | 0 | 0 | 0 | 0 | 0 | 0 | 0 | 0 | 0 | 224114.024 | 292250.2184 | 0 | 0 | 0 | 0 | 0 | 0 | 0 | 0 | 0
2016-12-24 03:00 | 0 | 0 | 0 | 0 | 0 | 378098.4106 | 0 | 446590 | 0 | 0 | 0 | 0 | 198884.1747 | 0 | 0 | 0 | 0 | 0 | 0 | 6246327.9633 | 0 | 0 | 0 | 0 | 0 | 0 | 0 | 0 | 0 | 0 | 0 | 0 | 0 | 0 | 0 | 0 | 0 | 0 | 0 | 0 | 0 | 223758.629 | 292250.2184 | 0 | 0 | 0 | 0 | 0 | 0 | 0 | 0 | 0
2016-12-24 04:00 | 0 | 0 | 0 | 0 | 0 | 364043.6022 | 0 | 425537 | 0 | 0 | 0 | 0 | 198884.1747 | 0 | 0 | 0 | 0 | 0 | 0 | 6184834.5656 | 0 | 0 | 0 | 0 | 0 | 0 | 0 | 0 | 0 | 0 | 0 | 0 | 0 | 0 | 0 | 0 | 0 | 0 | 0 | 0 | 0 | 230756.8206 | 292250.2184 | 0 | 0 | 0 | 0 | 0 | 0 | 0 | 0 | 0
2016-12-24 05:00 | 0 | 0 | 0 | 0 | 0 | 41441.8312 | 0 | 404551 | 0 | 0 | 0 | 0 | 128025.2243 | 0 | 0 | 0 | 0 | 0 | 0 | 5892584.3472 | 0 | 0 | 0 | 0 | 0 | 0 | 0 | 0 | 0 | 0 | 0 | 0 | -70858.9504 | 0 | 0 | 0 | 0 | 0 | 0 | 0 | 0 | 0 | 292250.2184 | 0 | 0 | 0 | 0 | 0 | 0 | 0 | 0 | 0
2016-12-24 06:00 | 0 | 0 | 0 | 0 | 0 | 326443.3439 | 0 | 388257 | 0 | 0 | 0 | 0 | 198884.1747 | 0 | 0 | 0 | 0 | 0 | 0 | 5759911.7407 | 0 | 0 | 0 | 0 | 0 | 0 | 0 | 0 | 0 | 0 | 0 | 0 | 70858.9504 | 0 | 0 | 0 | 0 | 0 | 0 | 0 | 0 | 159577.6119 | 292250.2184 | 0 | 0 | 0 | 0 | 0 | 0 | 0 | 0 | 0
2016-12-24 07:00 | 0 | 0 | 0 | 0 | 0 | 306394.8038 | 0 | 375554 | 0 | 0 | 0 | 0 | 198884.1747 | 0 | 0 | 0 | 0 | 0 | 0 | 5690752.5445 | 0 | 0 | 0 | 0 | 0 | 0 | 0 | 0 | 0 | 0 | 0 | 0 | 0 | 0 | 0 | 0 | 0 | 0 | 0 | 0 | 0 | 223091.0222 | 292250.2184 | 0 | 0 | 0 | 0 | 0 | 0 | 0 | 0 | 0
2016-12-24 08:00 | 0 | 0 | 0 | 0 | 0 | 3859.8312 | 0 | 366969 | 0 | 0 | 0 | 0 | 128025.2243 | 0 | 0 | 0 | 0 | 0 | 0 | 5398502.3261 | 0 | 0 | 0 | 0 | 0 | 0 | 0 | 0 | 0 | 0 | 0 | 0 | -70858.9504 | 0 | 0 | 0 | 0 | 0 | 0 | 0 | 0 | 0 | 292250.2184 | 0 | 0 | 0 | 0 | 0 | 0 | 0 | 0 | 0
2016-12-24 09:00 | 0 | 0 | 0 | 0 | 0 | 278685.8739 | 0 | 363078 | 0 | 0 | 0 | 0 | 198884.1747 | 0 | 0 | 0 | 0 | 0 | 0 | 5243251.2497 | 0 | 0 | 0 | 0 | 0 | 0 | 0 | 0 | 0 | 0 | 0 | 0 | 70858.9504 | 0 | 0 | 0 | 0 | 0 | 0 | 0 | 0 | 136999.1419 | 292250.2184 | 0 | 0 | 0 | 0 | 0 | 0 | 0 | 0 | 0
2016-12-24 10:00 | 0 | 0 | 0 | 0 | 0 | 141.8312 | 0 | 363251 | 0 | 0 | 0 | 0 | 128025.2243 | 0 | 0 | 0 | 0 | 0 | 0 | 4951001.0313 | 0 | 0 | 0 | 0 | 0 | 0 | 0 | 0 | 0 | 0 | 0 | 0 | -70858.9504 | 0 | 0 | 0 | 0 | 0 | 0 | 0 | 0 | 0 | 292250.2184 | 0 | 0 | 0 | 0 | 0 | 0 | 0 | 0 | 0
2016-12-24 11:00 | 0 | 0 | 0 | 0 | 0 | 265572.5674 | 0 | 369381 | 0 | 0 | 0 | 0 | 198884.1747 | 0 | 0 | 0 | 0 | 0 | 0 | 4776333.6483 | 0 | 0 | 0 | 0 | 0 | 0 | 0 | 0 | 0 | 0 | 0 | 0 | 70858.9504 | 0 | 0 | 0 | 0 | 0 | 0 | 0 | 0 | 117582.8354 | 292250.2184 | 0 | 0 | 0 | 0 | 0 | 0 | 0 | 0 | 0
2016-12-24 12:00 | 0 | 0 | 0 | 0 | 0 | 264272.6725 | 0 | 381480 | 0 | 0 | 0 | 0 | 128025.2243 | 0 | 0 | 0 | 0 | 0 | 0 | 4729985.2712 | 0 | 0 | 0 | 0 | 0 | 0 | 0 | 0 | 0 | 0 | 0 | 0 | -70858.9504 | 0 | 0 | 0 | 0 | 0 | 0 | 0 | 0 | 245901.8413 | 292250.2184 | 0 | 0 | 0 | 0 | 0 | 0 | 0 | 0 | 0
2016-12-24 13:00 | 0 | 0 | 0 | 0 | 0 | 273062.958 | 0 | 398053 | 0 | 0 | 0 | 0 | 198884.1747 | 0 | 0 | 0 | 0 | 0 | 0 | 4534136.2788 | 0 | 0 | 0 | 0 | 0 | 0 | 0 | 0 | 0 | 0 | 0 | 0 | 70858.9504 | 0 | 0 | 0 | 0 | 0 | 0 | 0 | 0 | 96401.226 | 292250.2184 | 0 | 0 | 0 | 0 | 0 | 0 | 0 | 0 | 0
2016-12-24 14:00 | 0 | 0 | 0 | 0 | 0 | 278107.7157 | 34832.4142 | 415360 | 0 | 0 | 0 | 0 | 198884.1747 | 0 | 0 | 0 | 0 | 0 | 0 | 4431716.4087 | 0 | 0 | 0 | 0 | 0 | 0 | 0 | 0 | 0 | 0 | 0 | 0 | 0 | 0 | 0 | 0 | 0 | 0 | 0 | 0 | 0 | 189830.3483 | 292250.2184 | 0 | 0 | 0 | 0 | 0 | 0 | 0 | 0 | 0
2016-12-24 15:00 | 0 | 0 | 0 | 0 | 0 | 221060.6472 | 344693.226 | 428043 | 0 | 0 | 0 | 0 | 198884.1747 | 0 | 0 | 0 | 0 | 0 | 0 | 4569427.2818 | 0 | 0 | 0 | 0 | 0 | 0 | 0 | 0 | 0 | 0 | 0 | 0 | 0 | 0 | 0 | 0 | 0 | 0 | 0 | 0 | 0 | 137710.8732 | 0 | 0 | 0 | 0 | 0 | 0 | 0 | 0 | 0 | 0
2016-12-24 16:00 | 0 | 0 | 0 | 0 | 0 | 0 | 471314.6037 | 433806 | 0 | 0 | 0 | 0 | 198884.1747 | 0 | 0 | 0 | 0 | 0 | 0 | 4606935.8855 | 0 | 0 | 0 | 0 | 0 | 0 | 0 | 0 | 0 | 0 | 0 | 0 | 0 | 0 | 0 | 0 | 0 | 0 | 0 | 0 | 0 | 37508.6037 | 0 | 0 | 0 | 0 | 0 | 0 | 0 | 0 | 0 | 0
2016-12-24 17:00 | 0 | 0 | 0 | 0 | 0 | 0 | 497298.9447 | 433274 | 0 | 0 | 0 | 0 | 128025.2243 | 0 | 0 | 0 | 0 | 0 | 0 | 4741819.7806 | 0 | 0 | 0 | 0 | 0 | 0 | 0 | 0 | 0 | 0 | 0 | 0 | -70858.9504 | 0 | 0 | 0 | 0 | 0 | 0 | 0 | 0 | 134883.8951 | 0 | 0 | 0 | 0 | 0 | 0 | 0 | 0 | 0 | 0
2016-12-24 18:00 | 0 | 0 | 0 | 0 | 0 | 264997.6736 | 485405.8669 | 428294 | 0 | 0 | 0 | 0 | 198884.1747 | 0 | 0 | 0 | 0 | 0 | 0 | 4993070.3707 | 0 | 0 | 0 | 0 | 0 | 0 | 0 | 0 | 0 | 0 | 0 | 0 | 70858.9504 | 0 | 0 | 0 | 0 | 0 | 0 | 0 | 0 | 251250.5901 | 0 | 0 | 0 | 0 | 0 | 0 | 0 | 0 | 0 | 0
2016-12-24 19:00 | 0 | 0 | 0 | 0 | 0 | 0 | 479665.734 | 423092 | 0 | 0 | 0 | 0 | 128025.2243 | 0 | 0 | 0 | 0 | 0 | 0 | 5120503.0551 | 0 | 0 | 0 | 0 | 0 | 0 | 0 | 0 | 0 | 0 | 0 | 0 | -70858.9504 | 0 | 0 | 0 | 0 | 0 | 0 | 0 | 0 | 127432.6844 | 0 | 0 | 0 | 0 | 0 | 0 | 0 | 0 | 0 | 0
2016-12-24 20:00 | 0 | 0 | 0 | 0 | 0 | 0 | 490360.6244 | 419950 | 0 | 0 | 0 | 0 | 198435.8487 | 0 | 0 | 0 | 0 | 0 | 0 | 5120503.0551 | 0 | 0 | 0 | 0 | 0 | 0 | 0 | 0 | 0 | 0 | 0 | 0 | 70410.6244 | 0 | 0 | 0 | 0 | 0 | 0 | 0 | 0 | 0 | 0 | 0 | 0 | 0 | 0 | 0 | 0 | 0 | 0 | 0
2016-12-24 21:00 | 0 | 0 | 0 | 0 | 0 | 0 | 497856.6732 | 420867 | 0 | 0 | 0 | 0 | 127576.8983 | 0 | 0 | 0 | 0 | 0 | 0 | 5268351.6787 | 0 | 0 | 0 | 0 | 0 | 0 | 0 | 0 | 0 | 0 | 0 | 0 | -70858.9504 | 0 | 0 | 0 | 0 | 0 | 0 | 0 | 0 | 147848.6236 | 0 | 0 | 0 | 0 | 0 | 0 | 0 | 0 | 0 | 0
2016-12-24 22:00 | 0 | 0 | 0 | 0 | 0 | 400165.3311 | 410496.891 | 429184 | 0 | 0 | 0 | 0 | 177348.0804 | 0 | 0 | 0 | 0 | 0 | 0 | 5600058.7187 | 0 | 0 | 0 | 0 | 0 | 0 | 0 | 0 | 0 | 0 | 0 | 0 | 49771.1821 | 0 | 0 | 0 | 0 | 0 | 0 | 0 | 0 | 331707.04 | 0 | 0 | 0 | 0 | 0 | 0 | 0 | 0 | 0 | 0
2016-12-24 23:00 | 0 | 0 | 0 | 0 | 0 | 663417.0258 | 124542.1085 | 434716 | 0 | 0 | 0 | 0 | 198884.1747 | 0 | 0 | 0 | 0 | 0 | 0 | 5931765.7587 | 0 | 0 | 0 | 0 | 0 | 0 | 0 | 0 | 0 | 0 | 0 | 0 | 21536.0943 | 0 | 0 | 0 | 0 | 0 | 0 | 0 | 0 | 331707.04 | 0 | 0 | 0 | 0 | 0 | 0 | 0 | 0 | 0 | 0
2016-12-25 | 0 | 0 | 0 | 0 | 0 | 69611.295 | 1385.5362 | 434106 | 0 | 0 | 0 | 0 | 128025.2243 | 0 | 0 | 0 | 0 | 0 | 0 | 5639515.5403 | 0 | 0 | 0 | 0 | 0 | 0 | 0 | 0 | 0 | 0 | 0 | 0 | -70858.9504 | 0 | 0 | 0 | 0 | 0 | 0 | 0 | 0 | 0 | 292250.2184 | 0 | 0 | 0 | 0 | 0 | 0 | 0 | 0 | 0
2016-12-25 01:00 | 0 | 0 | 0 | 0 | 0 | 210419.732 | 0 | 431811 | 0 | 0 | 0 | 0 | 198884.1747 | 0 | 0 | 0 | 0 | 0 | 0 | 5347265.3219 | 0 | 0 | 0 | 0 | 0 | 0 | 0 | 0 | 0 | 0 | 0 | 0 | 70858.9504 | 0 | 0 | 0 | 0 | 0 | 0 | 0 | 0 | 0 | 292250.2184 | 0 | 0 | 0 | 0 | 0 | 0 | 0 | 0 | 0
2016-12-25 02:00 | 0 | 0 | 0 | 0 | 0 | 393070.8712 | 0 | 424473 | 0 | 0 | 0 | 0 | 128025.2243 | 0 | 0 | 0 | 0 | 0 | 0 | 5386722.1435 | 0 | 0 | 0 | 0 | 0 | 0 | 0 | 0 | 0 | 0 | 0 | 0 | -70858.9504 | 0 | 0 | 0 | 0 | 0 | 0 | 0 | 0 | 331707.04 | 292250.2184 | 0 | 0 | 0 | 0 | 0 | 0 | 0 | 0 | 0
2016-12-25 03:00 | 0 | 0 | 0 | 0 | 0 | 524599.772 | 0 | 414284 | 0 | 0 | 0 | 0 | 198884.1747 | 0 | 0 | 0 | 0 | 0 | 0 | 5426178.9652 | 0 | 0 | 0 | 0 | 0 | 0 | 0 | 0 | 0 | 0 | 0 | 0 | 70858.9504 | 0 | 0 | 0 | 0 | 0 | 0 | 0 | 0 | 331707.04 | 292250.2184 | 0 | 0 | 0 | 0 | 0 | 0 | 0 | 0 | 0
2016-12-25 04:00 | 0 | 0 | 0 | 0 | 0 | 439647.8216 | 0 | 400191 | 0 | 0 | 0 | 0 | 198884.1747 | 0 | 0 | 0 | 0 | 0 | 0 | 5465635.7868 | 0 | 0 | 0 | 0 | 0 | 0 | 0 | 0 | 0 | 0 | 0 | 0 | 0 | 0 | 0 | 0 | 0 | 0 | 0 | 0 | 0 | 331707.04 | 292250.2184 | 0 | 0 | 0 | 0 | 0 | 0 | 0 | 0 | 0
2016-12-25 05:00 | 0 | 0 | 0 | 0 | 0 | 352039.8712 | 0 | 383442 | 0 | 0 | 0 | 0 | 128025.2243 | 0 | 0 | 0 | 0 | 0 | 0 | 5505092.6084 | 0 | 0 | 0 | 0 | 0 | 0 | 0 | 0 | 0 | 0 | 0 | 0 | -70858.9504 | 0 | 0 | 0 | 0 | 0 | 0 | 0 | 0 | 331707.04 | 292250.2184 | 0 | 0 | 0 | 0 | 0 | 0 | 0 | 0 | 0
2016-12-25 06:00 | 0 | 0 | 0 | 0 | 0 | 441050.9504 | 0 | 370192 | 0 | 0 | 0 | 0 | 198884.1747 | 0 | 0 | 0 | 0 | 0 | 0 | 5505092.6084 | 0 | 0 | 0 | 0 | 0 | 0 | 0 | 0 | 0 | 0 | 0 | 0 | 70858.9504 | 0 | 0 | 0 | 0 | 0 | 0 | 0 | 0 | 0 | 0 | 0 | 0 | 0 | 0 | 0 | 0 | 0 | 0 | 0
2016-12-25 07:00 | 0 | 0 | 0 | 0 | 0 | 360271 | 0 | 360271 | 0 | 0 | 0 | 0 | 198884.1747 | 0 | 0 | 0 | 0 | 0 | 0 | 5505092.6084 | 0 | 0 | 0 | 0 | 0 | 0 | 0 | 0 | 0 | 0 | 0 | 0 | 0 | 0 | 0 | 0 | 0 | 0 | 0 | 0 | 0 | 0 | 0 | 0 | 0 | 0 | 0 | 0 | 0 | 0 | 0 | 0
2016-12-25 08:00 | 0 | 0 | 0 | 0 | 0 | 282412.0496 | 0 | 353271 | 0 | 0 | 0 | 0 | 128025.2243 | 0 | 0 | 0 | 0 | 0 | 0 | 5505092.6084 | 0 | 0 | 0 | 0 | 0 | 0 | 0 | 0 | 0 | 0 | 0 | 0 | -70858.9504 | 0 | 0 | 0 | 0 | 0 | 0 | 0 | 0 | 0 | 0 | 0 | 0 | 0 | 0 | 0 | 0 | 0 | 0 | 0
2016-12-25 09:00 | 0 | 0 | 0 | 0 | 0 | 421396.9504 | 0 | 350538 | 0 | 0 | 0 | 0 | 198884.1747 | 0 | 0 | 0 | 0 | 0 | 0 | 5505092.6084 | 0 | 0 | 0 | 0 | 0 | 0 | 0 | 0 | 0 | 0 | 0 | 0 | 70858.9504 | 0 | 0 | 0 | 0 | 0 | 0 | 0 | 0 | 0 | 0 | 0 | 0 | 0 | 0 | 0 | 0 | 0 | 0 | 0
2016-12-25 10:00 | 0 | 0 | 0 | 0 | 0 | 352300 | 0 | 352300 | 0 | 0 | 0 | 0 | 198884.1747 | 0 | 0 | 0 | 0 | 0 | 0 | 5505092.6084 | 0 | 0 | 0 | 0 | 0 | 0 | 0 | 0 | 0 | 0 | 0 | 0 | 0 | 0 | 0 | 0 | 0 | 0 | 0 | 0 | 0 | 0 | 0 | 0 | 0 | 0 | 0 | 0 | 0 | 0 | 0 | 0
2016-12-25 11:00 | 0 | 0 | 0 | 0 | 0 | 287344.0496 | 0 | 358203 | 0 | 0 | 0 | 0 | 128025.2243 | 0 | 0 | 0 | 0 | 0 | 0 | 5505092.6084 | 0 | 0 | 0 | 0 | 0 | 0 | 0 | 0 | 0 | 0 | 0 | 0 | -70858.9504 | 0 | 0 | 0 | 0 | 0 | 0 | 0 | 0 | 0 | 0 | 0 | 0 | 0 | 0 | 0 | 0 | 0 | 0 | 0
2016-12-25 12:00 | 0 | 0 | 0 | 0 | 0 | 310803.7261 | 0 | 367970 | 0 | 0 | 0 | 0 | 70858.9504 | 0 | 0 | 0 | 0 | 0 | 0 | 5505092.6084 | 0 | 0 | 0 | 0 | 0 | 0 | 0 | 0 | 0 | 0 | 0 | 0 | -57166.2739 | 0 | 0 | 0 | 0 | 0 | 0 | 0 | 0 | 0 | 0 | 0 | 0 | 0 | 0 | 0 | 0 | 0 | 0 | 0
2016-12-25 13:00 | 0 | 0 | 0 | 0 | 0 | 312091.0496 | 0 | 382950 | 0 | 0 | 0 | 0 | 0 | 0 | 0 | 0 | 0 | 0 | 0 | 5505092.6084 | 0 | 0 | 0 | 0 | 0 | 0 | 0 | 0 | 0 | 0 | 0 | 0 | -70858.9504 | 0 | 0 | 0 | 0 | 0 | 0 | 0 | 0 | 0 | 0 | 0 | 0 | 0 | 0 | 0 | 0 | 0 | 0 | 0
2016-12-25 14:00 | 0 | 0 | 0 | 0 | 0 | 743000.2142 | 35312.4232 | 396269 | 0 | 0 | 0 | 0 | 70858.9504 | 0 | 0 | 0 | 0 | 0 | 0 | 5816277.2954 | 0 | 0 | 0 | 0 | 0 | 0 | 0 | 0 | 0 | 0 | 0 | 0 | 70858.9504 | 0 | 0 | 0 | 0 | 0 | 0 | 0 | 0 | 311184.687 | 0 | 0 | 0 | 0 | 0 | 0 | 0 | 0 | 0 | 0
2016-12-25 15:00 | 0 | 0 | 0 | 0 | 0 | 161714.3286 | 312400.6218 | 403256 | 0 | 0 | 0 | 0 | 141717.9008 | 0 | 0 | 0 | 0 | 0 | 0 | 5816277.2954 | 0 | 0 | 0 | 0 | 0 | 0 | 0 | 0 | 0 | 0 | 0 | 0 | 70858.9504 | 0 | 0 | 0 | 0 | 0 | 0 | 0 | 0 | 0 | 0 | 0 | 0 | 0 | 0 | 0 | 0 | 0 | 0 | 0
2016-12-25 16:00 | 0 | 0 | 0 | 0 | 0 | 273727.7637 | 488727.0135 | 405805 | 0 | 0 | 0 | 0 | 198884.1747 | 0 | 0 | 0 | 0 | 0 | 0 | 6115760.7988 | 0 | 0 | 0 | 0 | 0 | 0 | 0 | 0 | 0 | 0 | 0 | 0 | 57166.2739 | 0 | 0 | 0 | 0 | 0 | 0 | 0 | 0 | 299483.5033 | 0 | 0 | 0 | 0 | 0 | 0 | 0 | 0 | 0 | 0
2016-12-25 17:00 | 0 | 0 | 0 | 0 | 0 | 0 | 530676.5029 | 404927 | 0 | 0 | 0 | 0 | 128025.2243 | 0 | 0 | 0 | 0 | 0 | 0 | 6312369.2521 | 0 | 0 | 0 | 0 | 0 | 0 | 0 | 0 | 0 | 0 | 0 | 0 | -70858.9504 | 0 | 0 | 0 | 0 | 0 | 0 | 0 | 0 | 196608.4533 | 0 | 0 | 0 | 0 | 0 | 0 | 0 | 0 | 0 | 0
2016-12-25 18:00 | 0 | 0 | 0 | 0 | 0 | 0 | 519239.7938 | 400037 | 0 | 0 | 0 | 0 | 198884.1747 | 0 | 0 | 0 | 0 | 0 | 0 | 6360713.0955 | 0 | 0 | 0 | 0 | 0 | 0 | 0 | 0 | 0 | 0 | 0 | 0 | 70858.9504 | 0 | 0 | 0 | 0 | 0 | 0 | 0 | 0 | 48343.8434 | 0 | 0 | 0 | 0 | 0 | 0 | 0 | 0 | 0 | 0
2016-12-25 19:00 | 0 | 0 | 0 | 0 | 0 | 0 | 510096.2605 | 394876 | 0 | 0 | 0 | 0 | 198884.1747 | 0 | 0 | 0 | 0 | 0 | 0 | 6475933.356 | 0 | 0 | 0 | 0 | 0 | 0 | 0 | 0 | 0 | 0 | 0 | 0 | 0 | 0 | 0 | 0 | 0 | 0 | 0 | 0 | 0 | 115220.2605 | 0 | 0 | 0 | 0 | 0 | 0 | 0 | 0 | 0 | 0
2016-12-25 20:00 | 0 | 0 | 0 | 0 | 0 | 0 | 526513.8219 | 390187 | 0 | 0 | 0 | 0 | 128025.2243 | 0 | 0 | 0 | 0 | 0 | 0 | 6683119.1283 | 0 | 0 | 0 | 0 | 0 | 0 | 0 | 0 | 0 | 0 | 0 | 0 | -70858.9504 | 0 | 0 | 0 | 0 | 0 | 0 | 0 | 0 | 207185.7723 | 0 | 0 | 0 | 0 | 0 | 0 | 0 | 0 | 0 | 0
2016-12-25 21:00 | 0 | 0 | 0 | 0 | 0 | 0 | 551678.0725 | 389975 | 0 | 0 | 0 | 0 | 198884.1747 | 0 | 0 | 0 | 0 | 0 | 0 | 6773963.2504 | 0 | 0 | 0 | 0 | 0 | 0 | 0 | 0 | 0 | 0 | 0 | 0 | 70858.9504 | 0 | 0 | 0 | 0 | 0 | 0 | 0 | 0 | 90844.1221 | 0 | 0 | 0 | 0 | 0 | 0 | 0 | 0 | 0 | 0
2016-12-25 22:00 | 0 | 0 | 0 | 0 | 0 | 0 | 495400.1815 | 398888 | 0 | 0 | 0 | 0 | 128025.2243 | 0 | 0 | 0 | 0 | 0 | 0 | 6941334.3823 | 0 | 0 | 0 | 0 | 0 | 0 | 0 | 0 | 0 | 0 | 0 | 0 | -70858.9504 | 0 | 0 | 0 | 0 | 0 | 0 | 0 | 0 | 167371.1319 | 0 | 0 | 0 | 0 | 0 | 0 | 0 | 0 | 0 | 0
2016-12-25 23:00 | 0 | 0 | 0 | 0 | 0 | 0 | 192857.8332 | 408809 | 0 | 0 | 0 | 0 | 57166.2739 | 0 | 0 | 0 | 0 | 0 | 0 | 6796242.166 | 0 | 0 | 0 | 0 | 0 | 0 | 0 | 0 | 0 | 0 | 0 | 0 | -70858.9504 | 0 | 0 | 0 | 0 | 0 | 0 | 0 | 0 | 147158.002 | 292250.2184 | 0 | 0 | 0 | 0 | 0 | 0 | 0 | 0 | 0
2016-12-26 | 0 | 0 | 0 | 0 | 0 | 523713.5175 | 1469.2545 | 414867 | 0 | 0 | 0 | 0 | 128025.2243 | 0 | 0 | 0 | 0 | 0 | 0 | 6835698.9876 | 0 | 0 | 0 | 0 | 0 | 0 | 0 | 0 | 0 | 0 | 0 | 0 | 70858.9504 | 0 | 0 | 0 | 0 | 0 | 0 | 0 | 0 | 331707.04 | 292250.2184 | 0 | 0 | 0 | 0 | 0 | 0 | 0 | 0 | 0
2016-12-26 01:00 | 0 | 0 | 0 | 0 | 0 | 386958.8712 | 0 | 418361 | 0 | 0 | 0 | 0 | 57166.2739 | 0 | 0 | 0 | 0 | 0 | 0 | 6875155.8092 | 0 | 0 | 0 | 0 | 0 | 0 | 0 | 0 | 0 | 0 | 0 | 0 | -70858.9504 | 0 | 0 | 0 | 0 | 0 | 0 | 0 | 0 | 331707.04 | 292250.2184 | 0 | 0 | 0 | 0 | 0 | 0 | 0 | 0 | 0
2016-12-26 02:00 | 0 | 0 | 0 | 0 | 0 | 524599.772 | 0 | 414284 | 0 | 0 | 0 | 0 | 128025.2243 | 0 | 0 | 0 | 0 | 0 | 0 | 6914612.6308 | 0 | 0 | 0 | 0 | 0 | 0 | 0 | 0 | 0 | 0 | 0 | 0 | 70858.9504 | 0 | 0 | 0 | 0 | 0 | 0 | 0 | 0 | 331707.04 | 292250.2184 | 0 | 0 | 0 | 0 | 0 | 0 | 0 | 0 | 0
2016-12-26 03:00 | 0 | 0 | 0 | 0 | 0 | 183487.732 | 0 | 404879 | 0 | 0 | 0 | 0 | 198884.1747 | 0 | 0 | 0 | 0 | 0 | 0 | 6622362.4124 | 0 | 0 | 0 | 0 | 0 | 0 | 0 | 0 | 0 | 0 | 0 | 0 | 70858.9504 | 0 | 0 | 0 | 0 | 0 | 0 | 0 | 0 | 0 | 292250.2184 | 0 | 0 | 0 | 0 | 0 | 0 | 0 | 0 | 0
2016-12-26 04:00 | 0 | 0 | 0 | 0 | 0 | 358753.8712 | 0 | 390156 | 0 | 0 | 0 | 0 | 128025.2243 | 0 | 0 | 0 | 0 | 0 | 0 | 6661819.234 | 0 | 0 | 0 | 0 | 0 | 0 | 0 | 0 | 0 | 0 | 0 | 0 | -70858.9504 | 0 | 0 | 0 | 0 | 0 | 0 | 0 | 0 | 331707.04 | 292250.2184 | 0 | 0 | 0 | 0 | 0 | 0 | 0 | 0 | 0
2016-12-26 05:00 | 0 | 0 | 0 | 0 | 0 | 153740.732 | 0 | 375132 | 0 | 0 | 0 | 0 | 198884.1747 | 0 | 0 | 0 | 0 | 0 | 0 | 6369569.0156 | 0 | 0 | 0 | 0 | 0 | 0 | 0 | 0 | 0 | 0 | 0 | 0 | 70858.9504 | 0 | 0 | 0 | 0 | 0 | 0 | 0 | 0 | 0 | 292250.2184 | 0 | 0 | 0 | 0 | 0 | 0 | 0 | 0 | 0
2016-12-26 06:00 | 0 | 0 | 0 | 0 | 0 | 0 | 0 | 362658 | 0 | 0 | 0 | 0 | 128476.3931 | 0 | 0 | 0 | 0 | 0 | 0 | 6077318.7973 | 0 | 0 | 0 | 0 | 0 | 0 | 0 | 0 | 0 | 0 | 0 | 0 | -70407.7816 | 0 | 0 | 0 | 0 | 0 | 0 | 0 | 0 | 0 | 292250.2184 | 0 | 0 | 0 | 0 | 0 | 0 | 0 | 0 | 0
2016-12-26 07:00 | 0 | 0 | 0 | 0 | 0 | 322296.8712 | 0 | 353699 | 0 | 0 | 0 | 0 | 57617.4427 | 0 | 0 | 0 | 0 | 0 | 0 | 6116775.6189 | 0 | 0 | 0 | 0 | 0 | 0 | 0 | 0 | 0 | 0 | 0 | 0 | -70858.9504 | 0 | 0 | 0 | 0 | 0 | 0 | 0 | 0 | 331707.04 | 292250.2184 | 0 | 0 | 0 | 0 | 0 | 0 | 0 | 0 | 0
2016-12-26 08:00 | 0 | 0 | 0 | 0 | 0 | 127216.732 | 0 | 348608 | 0 | 0 | 0 | 0 | 128476.3931 | 0 | 0 | 0 | 0 | 0 | 0 | 5824525.4005 | 0 | 0 | 0 | 0 | 0 | 0 | 0 | 0 | 0 | 0 | 0 | 0 | 70858.9504 | 0 | 0 | 0 | 0 | 0 | 0 | 0 | 0 | 0 | 292250.2184 | 0 | 0 | 0 | 0 | 0 | 0 | 0 | 0 | 0
2016-12-26 09:00 | 0 | 0 | 0 | 0 | 0 | 0 | 0 | 347460 | 0 | 0 | 0 | 0 | 57617.4427 | 0 | 0 | 0 | 0 | 0 | 0 | 5547924.3509 | 0 | 0 | 0 | 0 | 0 | 0 | 0 | 0 | 0 | 0 | 0 | 0 | -70858.9504 | 0 | 0 | 0 | 0 | 0 | 0 | 0 | 0 | 15649.1688 | 292250.2184 | 0 | 0 | 0 | 0 | 0 | 0 | 0 | 0 | 0
2016-12-26 10:00 | 0 | 0 | 0 | 0 | 0 | 461740.772 | 0 | 351425 | 0 | 0 | 0 | 0 | 128476.3931 | 0 | 0 | 0 | 0 | 0 | 0 | 5587381.1725 | 0 | 0 | 0 | 0 | 0 | 0 | 0 | 0 | 0 | 0 | 0 | 0 | 70858.9504 | 0 | 0 | 0 | 0 | 0 | 0 | 0 | 0 | 331707.04 | 292250.2184 | 0 | 0 | 0 | 0 | 0 | 0 | 0 | 0 | 0
2016-12-26 11:00 | 0 | 0 | 0 | 0 | 0 | 81463.2894 | 0 | 360472 | 0 | 0 | 0 | 0 | 141717.9008 | 0 | 0 | 0 | 0 | 0 | 0 | 5295130.9541 | 0 | 0 | 0 | 0 | 0 | 0 | 0 | 0 | 0 | 0 | 0 | 0 | 13241.5077 | 0 | 0 | 0 | 0 | 0 | 0 | 0 | 0 | 0 | 292250.2184 | 0 | 0 | 0 | 0 | 0 | 0 | 0 | 0 | 0
2016-12-26 12:00 | 0 | 0 | 0 | 0 | 0 | 9109.8312 | 0 | 372219 | 0 | 0 | 0 | 0 | 70858.9504 | 0 | 0 | 0 | 0 | 0 | 0 | 5002880.7357 | 0 | 0 | 0 | 0 | 0 | 0 | 0 | 0 | 0 | 0 | 0 | 0 | -70858.9504 | 0 | 0 | 0 | 0 | 0 | 0 | 0 | 0 | 0 | 292250.2184 | 0 | 0 | 0 | 0 | 0 | 0 | 0 | 0 | 0
2016-12-26 13:00 | 0 | 0 | 0 | 0 | 0 | 23272.8312 | 0 | 386382 | 0 | 0 | 0 | 0 | 0 | 0 | 0 | 0 | 0 | 0 | 0 | 4710630.5173 | 0 | 0 | 0 | 0 | 0 | 0 | 0 | 0 | 0 | 0 | 0 | 0 | -70858.9504 | 0 | 0 | 0 | 0 | 0 | 0 | 0 | 0 | 0 | 292250.2184 | 0 | 0 | 0 | 0 | 0 | 0 | 0 | 0 | 0
2016-12-26 14:00 | 0 | 0 | 0 | 0 | 0 | 473638.5098 | 39440.2622 | 402763 | 0 | 0 | 0 | 0 | 70858.9504 | 0 | 0 | 0 | 0 | 0 | 0 | 4750087.339 | 0 | 0 | 0 | 0 | 0 | 0 | 0 | 0 | 0 | 0 | 0 | 0 | 70858.9504 | 0 | 0 | 0 | 0 | 0 | 0 | 0 | 0 | 331707.04 | 292250.2184 | 0 | 0 | 0 | 0 | 0 | 0 | 0 | 0 | 0
2016-12-26 15:00 | 0 | 0 | 0 | 0 | 0 | 348087.6299 | 470173.3605 | 415695 | 0 | 0 | 0 | 0 | 141717.9008 | 0 | 0 | 0 | 0 | 0 | 0 | 5081794.379 | 0 | 0 | 0 | 0 | 0 | 0 | 0 | 0 | 0 | 0 | 0 | 0 | 70858.9504 | 0 | 0 | 0 | 0 | 0 | 0 | 0 | 0 | 331707.04 | 0 | 0 | 0 | 0 | 0 | 0 | 0 | 0 | 0 | 0
2016-12-26 16:00 | 0 | 0 | 0 | 0 | 0 | 0 | 648313.1364 | 423628 | 0 | 0 | 0 | 0 | 198884.1747 | 0 | 0 | 0 | 0 | 0 | 0 | 5249313.2414 | 0 | 0 | 0 | 0 | 0 | 0 | 0 | 0 | 0 | 0 | 0 | 0 | 57166.2739 | 0 | 0 | 0 | 0 | 0 | 0 | 0 | 0 | 167518.8625 | 0 | 0 | 0 | 0 | 0 | 0 | 0 | 0 | 0 | 0
2016-12-26 17:00 | 0 | 0 | 0 | 0 | 0 | 0 | 638123.1099 | 425977 | 0 | 0 | 0 | 0 | 198884.1747 | 0 | 0 | 0 | 0 | 0 | 0 | 5461459.3513 | 0 | 0 | 0 | 0 | 0 | 0 | 0 | 0 | 0 | 0 | 0 | 0 | 0 | 0 | 0 | 0 | 0 | 0 | 0 | 0 | 0 | 212146.1099 | 0 | 0 | 0 | 0 | 0 | 0 | 0 | 0 | 0 | 0
2016-12-26 18:00 | 0 | 0 | 0 | 0 | 0 | 0 | 596467.6014 | 424365 | 0 | 0 | 0 | 0 | 128025.2243 | 0 | 0 | 0 | 0 | 0 | 0 | 5704420.9031 | 0 | 0 | 0 | 0 | 0 | 0 | 0 | 0 | 0 | 0 | 0 | 0 | -70858.9504 | 0 | 0 | 0 | 0 | 0 | 0 | 0 | 0 | 242961.5518 | 0 | 0 | 0 | 0 | 0 | 0 | 0 | 0 | 0 | 0
2016-12-26 19:00 | 0 | 0 | 0 | 0 | 0 | 0 | 578012.3969 | 421404 | 0 | 0 | 0 | 0 | 198884.1747 | 0 | 0 | 0 | 0 | 0 | 0 | 5790170.3497 | 0 | 0 | 0 | 0 | 0 | 0 | 0 | 0 | 0 | 0 | 0 | 0 | 70858.9504 | 0 | 0 | 0 | 0 | 0 | 0 | 0 | 0 | 85749.4465 | 0 | 0 | 0 | 0 | 0 | 0 | 0 | 0 | 0 | 0
2016-12-26 20:00 | 0 | 0 | 0 | 0 | 0 | 0 | 597967.6445 | 419521 | 0 | 0 | 0 | 0 | 128025.2243 | 0 | 0 | 0 | 0 | 0 | 0 | 6039475.9446 | 0 | 0 | 0 | 0 | 0 | 0 | 0 | 0 | 0 | 0 | 0 | 0 | -70858.9504 | 0 | 0 | 0 | 0 | 0 | 0 | 0 | 0 | 249305.5949 | 0 | 0 | 0 | 0 | 0 | 0 | 0 | 0 | 0 | 0
2016-12-26 21:00 | 0 | 0 | 0 | 0 | 0 | 0 | 627794.9846 | 423752 | 0 | 0 | 0 | 0 | 57166.2739 | 0 | 0 | 0 | 0 | 0 | 0 | 6314377.8795 | 0 | 0 | 0 | 0 | 0 | 0 | 0 | 0 | 0 | 0 | 0 | 0 | -70858.9504 | 0 | 0 | 0 | 0 | 0 | 0 | 0 | 0 | 274901.935 | 0 | 0 | 0 | 0 | 0 | 0 | 0 | 0 | 0 | 0
2016-12-26 22:00 | 0 | 0 | 0 | 0 | 0 | 0 | 545797.8073 | 436949 | 0 | 0 | 0 | 0 | 128025.2243 | 0 | 0 | 0 | 0 | 0 | 0 | 6352367.7364 | 0 | 0 | 0 | 0 | 0 | 0 | 0 | 0 | 0 | 0 | 0 | 0 | 70858.9504 | 0 | 0 | 0 | 0 | 0 | 0 | 0 | 0 | 37989.8569 | 0 | 0 | 0 | 0 | 0 | 0 | 0 | 0 | 0 | 0
2016-12-26 23:00 | 0 | 0 | 0 | 0 | 0 | 0 | 194995.6004 | 451101 | 0 | 0 | 0 | 0 | 57166.2739 | 0 | 0 | 0 | 0 | 0 | 0 | 6167121.2872 | 0 | 0 | 0 | 0 | 0 | 0 | 0 | 0 | 0 | 0 | 0 | 0 | -70858.9504 | 0 | 0 | 0 | 0 | 0 | 0 | 0 | 0 | 107003.7692 | 292250.2184 | 0 | 0 | 0 | 0 | 0 | 0 | 0 | 0 | 0
2016-12-27 | 0 | 0 | 0 | 0 | 0 | 565807.3387 | 1690.4333 | 457182 | 0 | 0 | 0 | 0 | 128025.2243 | 0 | 0 | 0 | 0 | 0 | 0 | 6206578.1088 | 0 | 0 | 0 | 0 | 0 | 0 | 0 | 0 | 0 | 0 | 0 | 0 | 70858.9504 | 0 | 0 | 0 | 0 | 0 | 0 | 0 | 0 | 331707.04 | 292250.2184 | 0 | 0 | 0 | 0 | 0 | 0 | 0 | 0 | 0
2016-12-27 01:00 | 0 | 0 | 0 | 0 | 0 | 93539.8312 | 0 | 456649 | 0 | 0 | 0 | 0 | 57166.2739 | 0 | 0 | 0 | 0 | 0 | 0 | 5914327.8904 | 0 | 0 | 0 | 0 | 0 | 0 | 0 | 0 | 0 | 0 | 0 | 0 | -70858.9504 | 0 | 0 | 0 | 0 | 0 | 0 | 0 | 0 | 0 | 292250.2184 | 0 | 0 | 0 | 0 | 0 | 0 | 0 | 0 | 0
2016-12-27 02:00 | 0 | 0 | 0 | 0 | 0 | 555844.772 | 0 | 445529 | 0 | 0 | 0 | 0 | 128025.2243 | 0 | 0 | 0 | 0 | 0 | 0 | 5953784.712 | 0 | 0 | 0 | 0 | 0 | 0 | 0 | 0 | 0 | 0 | 0 | 0 | 70858.9504 | 0 | 0 | 0 | 0 | 0 | 0 | 0 | 0 | 331707.04 | 292250.2184 | 0 | 0 | 0 | 0 | 0 | 0 | 0 | 0 | 0
2016-12-27 03:00 | 0 | 0 | 0 | 0 | 0 | 539127.772 | 0 | 428812 | 0 | 0 | 0 | 0 | 198884.1747 | 0 | 0 | 0 | 0 | 0 | 0 | 5993241.5337 | 0 | 0 | 0 | 0 | 0 | 0 | 0 | 0 | 0 | 0 | 0 | 0 | 70858.9504 | 0 | 0 | 0 | 0 | 0 | 0 | 0 | 0 | 331707.04 | 292250.2184 | 0 | 0 | 0 | 0 | 0 | 0 | 0 | 0 | 0
2016-12-27 04:00 | 0 | 0 | 0 | 0 | 0 | 43978.8312 | 0 | 407088 | 0 | 0 | 0 | 0 | 128025.2243 | 0 | 0 | 0 | 0 | 0 | 0 | 5700991.3153 | 0 | 0 | 0 | 0 | 0 | 0 | 0 | 0 | 0 | 0 | 0 | 0 | -70858.9504 | 0 | 0 | 0 | 0 | 0 | 0 | 0 | 0 | 0 | 292250.2184 | 0 | 0 | 0 | 0 | 0 | 0 | 0 | 0 | 0
2016-12-27 05:00 | 0 | 0 | 0 | 0 | 0 | 497309.772 | 0 | 386994 | 0 | 0 | 0 | 0 | 198884.1747 | 0 | 0 | 0 | 0 | 0 | 0 | 5740448.1369 | 0 | 0 | 0 | 0 | 0 | 0 | 0 | 0 | 0 | 0 | 0 | 0 | 70858.9504 | 0 | 0 | 0 | 0 | 0 | 0 | 0 | 0 | 331707.04 | 292250.2184 | 0 | 0 | 0 | 0 | 0 | 0 | 0 | 0 | 0
2016-12-27 06:00 | 0 | 0 | 0 | 0 | 0 | 410296.8216 | 0 | 370840 | 0 | 0 | 0 | 0 | 198884.1747 | 0 | 0 | 0 | 0 | 0 | 0 | 5779904.9585 | 0 | 0 | 0 | 0 | 0 | 0 | 0 | 0 | 0 | 0 | 0 | 0 | 0 | 0 | 0 | 0 | 0 | 0 | 0 | 0 | 0 | 331707.04 | 292250.2184 | 0 | 0 | 0 | 0 | 0 | 0 | 0 | 0 | 0
2016-12-27 07:00 | 0 | 0 | 0 | 0 | 0 | 329355.8712 | 0 | 360758 | 0 | 0 | 0 | 0 | 128025.2243 | 0 | 0 | 0 | 0 | 0 | 0 | 5819361.7801 | 0 | 0 | 0 | 0 | 0 | 0 | 0 | 0 | 0 | 0 | 0 | 0 | -70858.9504 | 0 | 0 | 0 | 0 | 0 | 0 | 0 | 0 | 331707.04 | 292250.2184 | 0 | 0 | 0 | 0 | 0 | 0 | 0 | 0 | 0
2016-12-27 08:00 | 0 | 0 | 0 | 0 | 0 | 134257.732 | 0 | 355649 | 0 | 0 | 0 | 0 | 198884.1747 | 0 | 0 | 0 | 0 | 0 | 0 | 5527111.5617 | 0 | 0 | 0 | 0 | 0 | 0 | 0 | 0 | 0 | 0 | 0 | 0 | 70858.9504 | 0 | 0 | 0 | 0 | 0 | 0 | 0 | 0 | 0 | 292250.2184 | 0 | 0 | 0 | 0 | 0 | 0 | 0 | 0 | 0
2016-12-27 09:00 | 0 | 0 | 0 | 0 | 0 | 0 | 0 | 355194 | 0 | 0 | 0 | 0 | 128025.2243 | 0 | 0 | 0 | 0 | 0 | 0 | 5242776.5121 | 0 | 0 | 0 | 0 | 0 | 0 | 0 | 0 | 0 | 0 | 0 | 0 | -70858.9504 | 0 | 0 | 0 | 0 | 0 | 0 | 0 | 0 | 7915.1688 | 292250.2184 | 0 | 0 | 0 | 0 | 0 | 0 | 0 | 0 | 0
2016-12-27 10:00 | 0 | 0 | 0 | 0 | 0 | 474088.772 | 0 | 363773 | 0 | 0 | 0 | 0 | 198884.1747 | 0 | 0 | 0 | 0 | 0 | 0 | 5282233.3337 | 0 | 0 | 0 | 0 | 0 | 0 | 0 | 0 | 0 | 0 | 0 | 0 | 70858.9504 | 0 | 0 | 0 | 0 | 0 | 0 | 0 | 0 | 331707.04 | 292250.2184 | 0 | 0 | 0 | 0 | 0 | 0 | 0 | 0 | 0
2016-12-27 11:00 | 0 | 0 | 0 | 0 | 0 | 89633.7816 | 0 | 381884 | 0 | 0 | 0 | 0 | 198884.1747 | 0 | 0 | 0 | 0 | 0 | 0 | 4989983.1154 | 0 | 0 | 0 | 0 | 0 | 0 | 0 | 0 | 0 | 0 | 0 | 0 | 0 | 0 | 0 | 0 | 0 | 0 | 0 | 0 | 0 | 0 | 292250.2184 | 0 | 0 | 0 | 0 | 0 | 0 | 0 | 0 | 0
2016-12-27 12:00 | 0 | 0 | 0 | 0 | 0 | 41752.8312 | 0 | 404862 | 0 | 0 | 0 | 0 | 128025.2243 | 0 | 0 | 0 | 0 | 0 | 0 | 4697732.897 | 0 | 0 | 0 | 0 | 0 | 0 | 0 | 0 | 0 | 0 | 0 | 0 | -70858.9504 | 0 | 0 | 0 | 0 | 0 | 0 | 0 | 0 | 0 | 292250.2184 | 0 | 0 | 0 | 0 | 0 | 0 | 0 | 0 | 0
2016-12-27 13:00 | 0 | 0 | 0 | 0 | 0 | 60488.8312 | 0 | 423598 | 0 | 0 | 0 | 0 | 57166.2739 | 0 | 0 | 0 | 0 | 0 | 0 | 4405482.6786 | 0 | 0 | 0 | 0 | 0 | 0 | 0 | 0 | 0 | 0 | 0 | 0 | -70858.9504 | 0 | 0 | 0 | 0 | 0 | 0 | 0 | 0 | 0 | 292250.2184 | 0 | 0 | 0 | 0 | 0 | 0 | 0 | 0 | 0
2016-12-27 14:00 | 0 | 0 | 0 | 0 | 0 | 442964.8213 | 80296.9679 | 438131 | 0 | 0 | 0 | 0 | 128025.2243 | 0 | 0 | 0 | 0 | 0 | 0 | 4419754.5174 | 0 | 0 | 0 | 0 | 0 | 0 | 0 | 0 | 0 | 0 | 0 | 0 | 70858.9504 | 0 | 0 | 0 | 0 | 0 | 0 | 0 | 0 | 306522.0572 | 292250.2184 | 0 | 0 | 0 | 0 | 0 | 0 | 0 | 0 | 0
2016-12-27 15:00 | 0 | 0 | 0 | 0 | 0 | 327627.6334 | 449540.5549 | 446838 | 0 | 0 | 0 | 0 | 198884.1747 | 0 | 0 | 0 | 0 | 0 | 0 | 4679225.7553 | 0 | 0 | 0 | 0 | 0 | 0 | 0 | 0 | 0 | 0 | 0 | 0 | 70858.9504 | 0 | 0 | 0 | 0 | 0 | 0 | 0 | 0 | 259471.2379 | 0 | 0 | 0 | 0 | 0 | 0 | 0 | 0 | 0 | 0
2016-12-27 16:00 | 0 | 0 | 0 | 0 | 0 | 0 | 607000.5343 | 449707 | 0 | 0 | 0 | 0 | 128025.2243 | 0 | 0 | 0 | 0 | 0 | 0 | 4907378.24 | 0 | 0 | 0 | 0 | 0 | 0 | 0 | 0 | 0 | 0 | 0 | 0 | -70858.9504 | 0 | 0 | 0 | 0 | 0 | 0 | 0 | 0 | 228152.4847 | 0 | 0 | 0 | 0 | 0 | 0 | 0 | 0 | 0 | 0
2016-12-27 17:00 | 0 | 0 | 0 | 0 | 0 | 0 | 610810.4467 | 447435 | 0 | 0 | 0 | 0 | 198884.1747 | 0 | 0 | 0 | 0 | 0 | 0 | 4999894.7363 | 0 | 0 | 0 | 0 | 0 | 0 | 0 | 0 | 0 | 0 | 0 | 0 | 70858.9504 | 0 | 0 | 0 | 0 | 0 | 0 | 0 | 0 | 92516.4963 | 0 | 0 | 0 | 0 | 0 | 0 | 0 | 0 | 0 | 0
2016-12-27 18:00 | 0 | 0 | 0 | 0 | 0 | 0 | 570903.1084 | 443791 | 0 | 0 | 0 | 0 | 141717.9008 | 0 | 0 | 0 | 0 | 0 | 0 | 5184173.1186 | 0 | 0 | 0 | 0 | 0 | 0 | 0 | 0 | 0 | 0 | 0 | 0 | -57166.2739 | 0 | 0 | 0 | 0 | 0 | 0 | 0 | 0 | 184278.3823 | 0 | 0 | 0 | 0 | 0 | 0 | 0 | 0 | 0 | 0
2016-12-27 19:00 | 0 | 0 | 0 | 0 | 0 | 0 | 550171.2579 | 440307 | 0 | 0 | 0 | 0 | 70858.9504 | 0 | 0 | 0 | 0 | 0 | 0 | 5364896.3269 | 0 | 0 | 0 | 0 | 0 | 0 | 0 | 0 | 0 | 0 | 0 | 0 | -70858.9504 | 0 | 0 | 0 | 0 | 0 | 0 | 0 | 0 | 180723.2083 | 0 | 0 | 0 | 0 | 0 | 0 | 0 | 0 | 0 | 0
2016-12-27 20:00 | 0 | 0 | 0 | 0 | 0 | 0 | 565517.6864 | 438806 | 0 | 0 | 0 | 0 | 141717.9008 | 0 | 0 | 0 | 0 | 0 | 0 | 5420749.0629 | 0 | 0 | 0 | 0 | 0 | 0 | 0 | 0 | 0 | 0 | 0 | 0 | 70858.9504 | 0 | 0 | 0 | 0 | 0 | 0 | 0 | 0 | 55852.736 | 0 | 0 | 0 | 0 | 0 | 0 | 0 | 0 | 0 | 0
2016-12-27 21:00 | 0 | 0 | 0 | 0 | 0 | 0 | 590455.3442 | 441567 | 0 | 0 | 0 | 0 | 70858.9504 | 0 | 0 | 0 | 0 | 0 | 0 | 5640496.3575 | 0 | 0 | 0 | 0 | 0 | 0 | 0 | 0 | 0 | 0 | 0 | 0 | -70858.9504 | 0 | 0 | 0 | 0 | 0 | 0 | 0 | 0 | 219747.2946 | 0 | 0 | 0 | 0 | 0 | 0 | 0 | 0 | 0 | 0
2016-12-27 22:00 | 0 | 0 | 0 | 0 | 0 | 0 | 513244.1083 | 455269 | 0 | 0 | 0 | 0 | 0 | 0 | 0 | 0 | 0 | 0 | 0 | 5769330.4162 | 0 | 0 | 0 | 0 | 0 | 0 | 0 | 0 | 0 | 0 | 0 | 0 | -70858.9504 | 0 | 0 | 0 | 0 | 0 | 0 | 0 | 0 | 128834.0587 | 0 | 0 | 0 | 0 | 0 | 0 | 0 | 0 | 0 | 0
2016-12-27 23:00 | 0 | 0 | 0 | 0 | 0 | 367610.8958 | 199277.1997 | 470265 | 0 | 0 | 0 | 0 | 57166.2739 | 0 | 0 | 0 | 0 | 0 | 0 | 5808787.2379 | 0 | 0 | 0 | 0 | 0 | 0 | 0 | 0 | 0 | 0 | 0 | 0 | 57166.2739 | 0 | 0 | 0 | 0 | 0 | 0 | 0 | 0 | 331707.04 | 292250.2184 | 0 | 0 | 0 | 0 | 0 | 0 | 0 | 0 | 0
2016-12-28 | 0 | 0 | 0 | 0 | 0 | 582486.1459 | 2867.6261 | 475038 | 0 | 0 | 0 | 0 | 128025.2243 | 0 | 0 | 0 | 0 | 0 | 0 | 5848244.0595 | 0 | 0 | 0 | 0 | 0 | 0 | 0 | 0 | 0 | 0 | 0 | 0 | 70858.9504 | 0 | 0 | 0 | 0 | 0 | 0 | 0 | 0 | 331707.04 | 292250.2184 | 0 | 0 | 0 | 0 | 0 | 0 | 0 | 0 | 0
2016-12-28 01:00 | 0 | 0 | 0 | 0 | 0 | 442094.8712 | 0 | 473497 | 0 | 0 | 0 | 0 | 57166.2739 | 0 | 0 | 0 | 0 | 0 | 0 | 5887700.8811 | 0 | 0 | 0 | 0 | 0 | 0 | 0 | 0 | 0 | 0 | 0 | 0 | -70858.9504 | 0 | 0 | 0 | 0 | 0 | 0 | 0 | 0 | 331707.04 | 292250.2184 | 0 | 0 | 0 | 0 | 0 | 0 | 0 | 0 | 0
2016-12-28 02:00 | 0 | 0 | 0 | 0 | 0 | 572348.772 | 0 | 462033 | 0 | 0 | 0 | 0 | 128025.2243 | 0 | 0 | 0 | 0 | 0 | 0 | 5927157.7027 | 0 | 0 | 0 | 0 | 0 | 0 | 0 | 0 | 0 | 0 | 0 | 0 | 70858.9504 | 0 | 0 | 0 | 0 | 0 | 0 | 0 | 0 | 331707.04 | 292250.2184 | 0 | 0 | 0 | 0 | 0 | 0 | 0 | 0 | 0
2016-12-28 03:00 | 0 | 0 | 0 | 0 | 0 | 222384.732 | 0 | 443776 | 0 | 0 | 0 | 0 | 198884.1747 | 0 | 0 | 0 | 0 | 0 | 0 | 5634907.4843 | 0 | 0 | 0 | 0 | 0 | 0 | 0 | 0 | 0 | 0 | 0 | 0 | 70858.9504 | 0 | 0 | 0 | 0 | 0 | 0 | 0 | 0 | 0 | 292250.2184 | 0 | 0 | 0 | 0 | 0 | 0 | 0 | 0 | 0
2016-12-28 04:00 | 0 | 0 | 0 | 0 | 0 | 391044.8712 | 0 | 422447 | 0 | 0 | 0 | 0 | 128025.2243 | 0 | 0 | 0 | 0 | 0 | 0 | 5674364.3059 | 0 | 0 | 0 | 0 | 0 | 0 | 0 | 0 | 0 | 0 | 0 | 0 | -70858.9504 | 0 | 0 | 0 | 0 | 0 | 0 | 0 | 0 | 331707.04 | 292250.2184 | 0 | 0 | 0 | 0 | 0 | 0 | 0 | 0 | 0
2016-12-28 05:00 | 0 | 0 | 0 | 0 | 0 | 181164.732 | 0 | 402556 | 0 | 0 | 0 | 0 | 198884.1747 | 0 | 0 | 0 | 0 | 0 | 0 | 5382114.0875 | 0 | 0 | 0 | 0 | 0 | 0 | 0 | 0 | 0 | 0 | 0 | 0 | 70858.9504 | 0 | 0 | 0 | 0 | 0 | 0 | 0 | 0 | 0 | 292250.2184 | 0 | 0 | 0 | 0 | 0 | 0 | 0 | 0 | 0
2016-12-28 06:00 | 0 | 0 | 0 | 0 | 0 | 426631.8216 | 0 | 387175 | 0 | 0 | 0 | 0 | 198884.1747 | 0 | 0 | 0 | 0 | 0 | 0 | 5421570.9092 | 0 | 0 | 0 | 0 | 0 | 0 | 0 | 0 | 0 | 0 | 0 | 0 | 0 | 0 | 0 | 0 | 0 | 0 | 0 | 0 | 0 | 331707.04 | 292250.2184 | 0 | 0 | 0 | 0 | 0 | 0 | 0 | 0 | 0
2016-12-28 07:00 | 0 | 0 | 0 | 0 | 0 | 14628.8312 | 0 | 377738 | 0 | 0 | 0 | 0 | 128025.2243 | 0 | 0 | 0 | 0 | 0 | 0 | 5129320.6908 | 0 | 0 | 0 | 0 | 0 | 0 | 0 | 0 | 0 | 0 | 0 | 0 | -70858.9504 | 0 | 0 | 0 | 0 | 0 | 0 | 0 | 0 | 0 | 292250.2184 | 0 | 0 | 0 | 0 | 0 | 0 | 0 | 0 | 0
2016-12-28 08:00 | 0 | 0 | 0 | 0 | 0 | 483587.772 | 0 | 373272 | 0 | 0 | 0 | 0 | 198884.1747 | 0 | 0 | 0 | 0 | 0 | 0 | 5168777.5124 | 0 | 0 | 0 | 0 | 0 | 0 | 0 | 0 | 0 | 0 | 0 | 0 | 70858.9504 | 0 | 0 | 0 | 0 | 0 | 0 | 0 | 0 | 331707.04 | 292250.2184 | 0 | 0 | 0 | 0 | 0 | 0 | 0 | 0 | 0
2016-12-28 09:00 | 0 | 0 | 0 | 0 | 0 | 82246.7816 | 0 | 374497 | 0 | 0 | 0 | 0 | 198884.1747 | 0 | 0 | 0 | 0 | 0 | 0 | 4876527.294 | 0 | 0 | 0 | 0 | 0 | 0 | 0 | 0 | 0 | 0 | 0 | 0 | 0 | 0 | 0 | 0 | 0 | 0 | 0 | 0 | 0 | 0 | 292250.2184 | 0 | 0 | 0 | 0 | 0 | 0 | 0 | 0 | 0
2016-12-28 10:00 | 0 | 0 | 0 | 0 | 0 | 366542.5477 | 0 | 384252 | 0 | 0 | 0 | 0 | 141717.9008 | 0 | 0 | 0 | 0 | 0 | 0 | 4915984.1156 | 0 | 0 | 0 | 0 | 0 | 0 | 0 | 0 | 0 | 0 | 0 | 0 | -57166.2739 | 0 | 0 | 0 | 0 | 0 | 0 | 0 | 0 | 331707.04 | 292250.2184 | 0 | 0 | 0 | 0 | 0 | 0 | 0 | 0 | 0
2016-12-28 11:00 | 0 | 0 | 0 | 0 | 0 | 39967.8312 | 0 | 403077 | 0 | 0 | 0 | 0 | 70858.9504 | 0 | 0 | 0 | 0 | 0 | 0 | 4623733.8972 | 0 | 0 | 0 | 0 | 0 | 0 | 0 | 0 | 0 | 0 | 0 | 0 | -70858.9504 | 0 | 0 | 0 | 0 | 0 | 0 | 0 | 0 | 0 | 292250.2184 | 0 | 0 | 0 | 0 | 0 | 0 | 0 | 0 | 0
2016-12-28 12:00 | 0 | 0 | 0 | 0 | 0 | 395938.8712 | 0 | 427341 | 0 | 0 | 0 | 0 | 0 | 0 | 0 | 0 | 0 | 0 | 0 | 4663190.7188 | 0 | 0 | 0 | 0 | 0 | 0 | 0 | 0 | 0 | 0 | 0 | 0 | -70858.9504 | 0 | 0 | 0 | 0 | 0 | 0 | 0 | 0 | 331707.04 | 292250.2184 | 0 | 0 | 0 | 0 | 0 | 0 | 0 | 0 | 0
2016-12-28 13:00 | 0 | 0 | 0 | 0 | 0 | 222054.732 | 0 | 443446 | 0 | 0 | 0 | 0 | 70858.9504 | 0 | 0 | 0 | 0 | 0 | 0 | 4370940.5005 | 0 | 0 | 0 | 0 | 0 | 0 | 0 | 0 | 0 | 0 | 0 | 0 | 70858.9504 | 0 | 0 | 0 | 0 | 0 | 0 | 0 | 0 | 0 | 292250.2184 | 0 | 0 | 0 | 0 | 0 | 0 | 0 | 0 | 0
2016-12-28 14:00 | 0 | 0 | 0 | 0 | 0 | 55573.6563 | 34008.1749 | 452691 | 0 | 0 | 0 | 0 | 0 | 0 | 0 | 0 | 0 | 0 | 0 | 4078690.2821 | 0 | 0 | 0 | 0 | 0 | 0 | 0 | 0 | 0 | 0 | 0 | 0 | -70858.9504 | 0 | 0 | 0 | 0 | 0 | 0 | 0 | 0 | 0 | 292250.2184 | 0 | 0 | 0 | 0 | 0 | 0 | 0 | 0 | 0
2016-12-28 15:00 | 0 | 0 | 0 | 0 | 0 | 504582.4457 | 354797.5447 | 456814 | 0 | 0 | 0 | 0 | 70858.9504 | 0 | 0 | 0 | 0 | 0 | 0 | 4410397.3221 | 0 | 0 | 0 | 0 | 0 | 0 | 0 | 0 | 0 | 0 | 0 | 0 | 70858.9504 | 0 | 0 | 0 | 0 | 0 | 0 | 0 | 0 | 331707.04 | 0 | 0 | 0 | 0 | 0 | 0 | 0 | 0 | 0 | 0
2016-12-28 16:00 | 0 | 0 | 0 | 0 | 0 | 0 | 550055.5889 | 456842 | 0 | 0 | 0 | 0 | 128025.2243 | 0 | 0 | 0 | 0 | 0 | 0 | 4446444.6371 | 0 | 0 | 0 | 0 | 0 | 0 | 0 | 0 | 0 | 0 | 0 | 0 | 57166.2739 | 0 | 0 | 0 | 0 | 0 | 0 | 0 | 0 | 36047.315 | 0 | 0 | 0 | 0 | 0 | 0 | 0 | 0 | 0 | 0
2016-12-28 17:00 | 0 | 0 | 0 | 0 | 0 | 0 | 573343.3004 | 453459 | 0 | 0 | 0 | 0 | 198884.1747 | 0 | 0 | 0 | 0 | 0 | 0 | 4495469.987 | 0 | 0 | 0 | 0 | 0 | 0 | 0 | 0 | 0 | 0 | 0 | 0 | 70858.9504 | 0 | 0 | 0 | 0 | 0 | 0 | 0 | 0 | 49025.35 | 0 | 0 | 0 | 0 | 0 | 0 | 0 | 0 | 0 | 0
2016-12-28 18:00 | 0 | 0 | 0 | 0 | 0 | 0 | 539291.1047 | 449712 | 0 | 0 | 0 | 0 | 128025.2243 | 0 | 0 | 0 | 0 | 0 | 0 | 4655908.0422 | 0 | 0 | 0 | 0 | 0 | 0 | 0 | 0 | 0 | 0 | 0 | 0 | -70858.9504 | 0 | 0 | 0 | 0 | 0 | 0 | 0 | 0 | 160438.0551 | 0 | 0 | 0 | 0 | 0 | 0 | 0 | 0 | 0 | 0
2016-12-28 19:00 | 0 | 0 | 0 | 0 | 0 | 0 | 523319.5964 | 446431 | 0 | 0 | 0 | 0 | 198884.1747 | 0 | 0 | 0 | 0 | 0 | 0 | 4661937.6882 | 0 | 0 | 0 | 0 | 0 | 0 | 0 | 0 | 0 | 0 | 0 | 0 | 70858.9504 | 0 | 0 | 0 | 0 | 0 | 0 | 0 | 0 | 6029.646 | 0 | 0 | 0 | 0 | 0 | 0 | 0 | 0 | 0 | 0
2016-12-28 20:00 | 0 | 0 | 0 | 0 | 0 | 0 | 540239.1808 | 444718 | 0 | 0 | 0 | 0 | 128025.2243 | 0 | 0 | 0 | 0 | 0 | 0 | 4828317.8195 | 0 | 0 | 0 | 0 | 0 | 0 | 0 | 0 | 0 | 0 | 0 | 0 | -70858.9504 | 0 | 0 | 0 | 0 | 0 | 0 | 0 | 0 | 166380.1312 | 0 | 0 | 0 | 0 | 0 | 0 | 0 | 0 | 0 | 0
2016-12-28 21:00 | 0 | 0 | 0 | 0 | 0 | 0 | 562698.2332 | 448630 | 0 | 0 | 0 | 0 | 198884.1747 | 0 | 0 | 0 | 0 | 0 | 0 | 4871527.1022 | 0 | 0 | 0 | 0 | 0 | 0 | 0 | 0 | 0 | 0 | 0 | 0 | 70858.9504 | 0 | 0 | 0 | 0 | 0 | 0 | 0 | 0 | 43209.2828 | 0 | 0 | 0 | 0 | 0 | 0 | 0 | 0 | 0 | 0
2016-12-28 22:00 | 0 | 0 | 0 | 0 | 0 | 0 | 489881.7377 | 463782 | 0 | 0 | 0 | 0 | 128025.2243 | 0 | 0 | 0 | 0 | 0 | 0 | 4968485.7903 | 0 | 0 | 0 | 0 | 0 | 0 | 0 | 0 | 0 | 0 | 0 | 0 | -70858.9504 | 0 | 0 | 0 | 0 | 0 | 0 | 0 | 0 | 96958.6881 | 0 | 0 | 0 | 0 | 0 | 0 | 0 | 0 | 0 | 0
2016-12-28 23:00 | 0 | 0 | 0 | 0 | 0 | 387911.2901 | 199910.4819 | 477506 | 0 | 0 | 0 | 0 | 198884.1747 | 0 | 0 | 0 | 0 | 0 | 0 | 5007942.6119 | 0 | 0 | 0 | 0 | 0 | 0 | 0 | 0 | 0 | 0 | 0 | 0 | 70858.9504 | 0 | 0 | 0 | 0 | 0 | 0 | 0 | 0 | 331707.04 | 292250.2184 | 0 | 0 | 0 | 0 | 0 | 0 | 0 | 0 | 0
2016-12-29 | 0 | 0 | 0 | 0 | 0 | 518800.4147 | 1751.4069 | 481095 | 0 | 0 | 0 | 0 | 198884.1747 | 0 | 0 | 0 | 0 | 0 | 0 | 5047399.4335 | 0 | 0 | 0 | 0 | 0 | 0 | 0 | 0 | 0 | 0 | 0 | 0 | 0 | 0 | 0 | 0 | 0 | 0 | 0 | 0 | 0 | 331707.04 | 292250.2184 | 0 | 0 | 0 | 0 | 0 | 0 | 0 | 0 | 0
2016-12-29 01:00 | 0 | 0 | 0 | 0 | 0 | 116298.8312 | 0 | 479408 | 0 | 0 | 0 | 0 | 128025.2243 | 0 | 0 | 0 | 0 | 0 | 0 | 4755149.2151 | 0 | 0 | 0 | 0 | 0 | 0 | 0 | 0 | 0 | 0 | 0 | 0 | -70858.9504 | 0 | 0 | 0 | 0 | 0 | 0 | 0 | 0 | 0 | 292250.2184 | 0 | 0 | 0 | 0 | 0 | 0 | 0 | 0 | 0
2016-12-29 02:00 | 0 | 0 | 0 | 0 | 0 | 578481.772 | 0 | 468166 | 0 | 0 | 0 | 0 | 198884.1747 | 0 | 0 | 0 | 0 | 0 | 0 | 4794606.0367 | 0 | 0 | 0 | 0 | 0 | 0 | 0 | 0 | 0 | 0 | 0 | 0 | 70858.9504 | 0 | 0 | 0 | 0 | 0 | 0 | 0 | 0 | 331707.04 | 292250.2184 | 0 | 0 | 0 | 0 | 0 | 0 | 0 | 0 | 0
2016-12-29 03:00 | 0 | 0 | 0 | 0 | 0 | 156727.7816 | 0 | 448978 | 0 | 0 | 0 | 0 | 198884.1747 | 0 | 0 | 0 | 0 | 0 | 0 | 4502355.8183 | 0 | 0 | 0 | 0 | 0 | 0 | 0 | 0 | 0 | 0 | 0 | 0 | 0 | 0 | 0 | 0 | 0 | 0 | 0 | 0 | 0 | 0 | 292250.2184 | 0 | 0 | 0 | 0 | 0 | 0 | 0 | 0 | 0
2016-12-29 04:00 | 0 | 0 | 0 | 0 | 0 | 63639.8312 | 0 | 426749 | 0 | 0 | 0 | 0 | 128025.2243 | 0 | 0 | 0 | 0 | 0 | 0 | 4210105.5999 | 0 | 0 | 0 | 0 | 0 | 0 | 0 | 0 | 0 | 0 | 0 | 0 | -70858.9504 | 0 | 0 | 0 | 0 | 0 | 0 | 0 | 0 | 0 | 292250.2184 | 0 | 0 | 0 | 0 | 0 | 0 | 0 | 0 | 0
2016-12-29 05:00 | 0 | 0 | 0 | 0 | 0 | 185970.732 | 0 | 407362 | 0 | 0 | 0 | 0 | 198884.1747 | 0 | 0 | 0 | 0 | 0 | 0 | 3917855.3816 | 0 | 0 | 0 | 0 | 0 | 0 | 0 | 0 | 0 | 0 | 0 | 0 | 70858.9504 | 0 | 0 | 0 | 0 | 0 | 0 | 0 | 0 | 0 | 292250.2184 | 0 | 0 | 0 | 0 | 0 | 0 | 0 | 0 | 0
2016-12-29 06:00 | 0 | 0 | 0 | 0 | 0 | 431406.8216 | 0 | 391950 | 0 | 0 | 0 | 0 | 198884.1747 | 0 | 0 | 0 | 0 | 0 | 0 | 3957312.2032 | 0 | 0 | 0 | 0 | 0 | 0 | 0 | 0 | 0 | 0 | 0 | 0 | 0 | 0 | 0 | 0 | 0 | 0 | 0 | 0 | 0 | 331707.04 | 292250.2184 | 0 | 0 | 0 | 0 | 0 | 0 | 0 | 0 | 0
2016-12-29 07:00 | 0 | 0 | 0 | 0 | 0 | 17809.8312 | 0 | 380919 | 0 | 0 | 0 | 0 | 128025.2243 | 0 | 0 | 0 | 0 | 0 | 0 | 3665061.9848 | 0 | 0 | 0 | 0 | 0 | 0 | 0 | 0 | 0 | 0 | 0 | 0 | -70858.9504 | 0 | 0 | 0 | 0 | 0 | 0 | 0 | 0 | 0 | 292250.2184 | 0 | 0 | 0 | 0 | 0 | 0 | 0 | 0 | 0
2016-12-29 08:00 | 0 | 0 | 0 | 0 | 0 | 153572.732 | 0 | 374964 | 0 | 0 | 0 | 0 | 198884.1747 | 0 | 0 | 0 | 0 | 0 | 0 | 3372811.7664 | 0 | 0 | 0 | 0 | 0 | 0 | 0 | 0 | 0 | 0 | 0 | 0 | 70858.9504 | 0 | 0 | 0 | 0 | 0 | 0 | 0 | 0 | 0 | 292250.2184 | 0 | 0 | 0 | 0 | 0 | 0 | 0 | 0 | 0
2016-12-29 09:00 | 0 | 0 | 0 | 0 | 0 | 12568.8312 | 0 | 375678 | 0 | 0 | 0 | 0 | 128025.2243 | 0 | 0 | 0 | 0 | 0 | 0 | 3080561.548 | 0 | 0 | 0 | 0 | 0 | 0 | 0 | 0 | 0 | 0 | 0 | 0 | -70858.9504 | 0 | 0 | 0 | 0 | 0 | 0 | 0 | 0 | 0 | 292250.2184 | 0 | 0 | 0 | 0 | 0 | 0 | 0 | 0 | 0
2016-12-29 10:00 | 0 | 0 | 0 | 0 | 0 | 493608.772 | 0 | 383293 | 0 | 0 | 0 | 0 | 198884.1747 | 0 | 0 | 0 | 0 | 0 | 0 | 3120018.3696 | 0 | 0 | 0 | 0 | 0 | 0 | 0 | 0 | 0 | 0 | 0 | 0 | 70858.9504 | 0 | 0 | 0 | 0 | 0 | 0 | 0 | 0 | 331707.04 | 292250.2184 | 0 | 0 | 0 | 0 | 0 | 0 | 0 | 0 | 0
2016-12-29 11:00 | 0 | 0 | 0 | 0 | 0 | 50850.5077 | 0 | 400267 | 0 | 0 | 0 | 0 | 141717.9008 | 0 | 0 | 0 | 0 | 0 | 0 | 2827768.1512 | 0 | 0 | 0 | 0 | 0 | 0 | 0 | 0 | 0 | 0 | 0 | 0 | -57166.2739 | 0 | 0 | 0 | 0 | 0 | 0 | 0 | 0 | 0 | 292250.2184 | 0 | 0 | 0 | 0 | 0 | 0 | 0 | 0 | 0
2016-12-29 12:00 | 0 | 0 | 0 | 0 | 0 | 59713.8312 | 0 | 422823 | 0 | 0 | 0 | 0 | 70858.9504 | 0 | 0 | 0 | 0 | 0 | 0 | 2535517.9329 | 0 | 0 | 0 | 0 | 0 | 0 | 0 | 0 | 0 | 0 | 0 | 0 | -70858.9504 | 0 | 0 | 0 | 0 | 0 | 0 | 0 | 0 | 0 | 292250.2184 | 0 | 0 | 0 | 0 | 0 | 0 | 0 | 0 | 0
2016-12-29 13:00 | 0 | 0 | 0 | 0 | 0 | 408309.8712 | 0 | 439712 | 0 | 0 | 0 | 0 | 0 | 0 | 0 | 0 | 0 | 0 | 0 | 2574974.7545 | 0 | 0 | 0 | 0 | 0 | 0 | 0 | 0 | 0 | 0 | 0 | 0 | -70858.9504 | 0 | 0 | 0 | 0 | 0 | 0 | 0 | 0 | 331707.04 | 292250.2184 | 0 | 0 | 0 | 0 | 0 | 0 | 0 | 0 | 0
2016-12-29 14:00 | 0 | 0 | 0 | 0 | 0 | 505927.906 | 56324.866 | 451937 | 0 | 0 | 0 | 0 | 70858.9504 | 0 | 0 | 0 | 0 | 0 | 0 | 2614431.5761 | 0 | 0 | 0 | 0 | 0 | 0 | 0 | 0 | 0 | 0 | 0 | 0 | 70858.9504 | 0 | 0 | 0 | 0 | 0 | 0 | 0 | 0 | 331707.04 | 292250.2184 | 0 | 0 | 0 | 0 | 0 | 0 | 0 | 0 | 0
2016-12-29 15:00 | 0 | 0 | 0 | 0 | 0 | 492914.377 | 368057.6134 | 458406 | 0 | 0 | 0 | 0 | 141717.9008 | 0 | 0 | 0 | 0 | 0 | 0 | 2946138.6161 | 0 | 0 | 0 | 0 | 0 | 0 | 0 | 0 | 0 | 0 | 0 | 0 | 70858.9504 | 0 | 0 | 0 | 0 | 0 | 0 | 0 | 0 | 331707.04 | 0 | 0 | 0 | 0 | 0 | 0 | 0 | 0 | 0 | 0
2016-12-29 16:00 | 0 | 0 | 0 | 0 | 0 | 0 | 534792.211 | 459642 | 0 | 0 | 0 | 0 | 128025.2243 | 0 | 0 | 0 | 0 | 0 | 0 | 3034981.5036 | 0 | 0 | 0 | 0 | 0 | 0 | 0 | 0 | 0 | 0 | 0 | 0 | -13692.6765 | 0 | 0 | 0 | 0 | 0 | 0 | 0 | 0 | 88842.8875 | 0 | 0 | 0 | 0 | 0 | 0 | 0 | 0 | 0 | 0
2016-12-29 17:00 | 0 | 0 | 0 | 0 | 0 | 0 | 547787.4182 | 457177 | 0 | 0 | 0 | 0 | 198884.1747 | 0 | 0 | 0 | 0 | 0 | 0 | 3054732.9714 | 0 | 0 | 0 | 0 | 0 | 0 | 0 | 0 | 0 | 0 | 0 | 0 | 70858.9504 | 0 | 0 | 0 | 0 | 0 | 0 | 0 | 0 | 19751.4678 | 0 | 0 | 0 | 0 | 0 | 0 | 0 | 0 | 0 | 0
2016-12-29 18:00 | 0 | 0 | 0 | 0 | 0 | 0 | 516993.9185 | 453413 | 0 | 0 | 0 | 0 | 149671.6279 | 0 | 0 | 0 | 0 | 0 | 0 | 3167526.4367 | 0 | 0 | 0 | 0 | 0 | 0 | 0 | 0 | 0 | 0 | 0 | 0 | -49212.5468 | 0 | 0 | 0 | 0 | 0 | 0 | 0 | 0 | 112793.4653 | 0 | 0 | 0 | 0 | 0 | 0 | 0 | 0 | 0 | 0
2016-12-29 19:00 | 0 | 0 | 0 | 0 | 0 | 0 | 497800.5468 | 448588 | 0 | 0 | 0 | 0 | 198884.1747 | 0 | 0 | 0 | 0 | 0 | 0 | 3167526.4367 | 0 | 0 | 0 | 0 | 0 | 0 | 0 | 0 | 0 | 0 | 0 | 0 | 49212.5468 | 0 | 0 | 0 | 0 | 0 | 0 | 0 | 0 | 0 | 0 | 0 | 0 | 0 | 0 | 0 | 0 | 0 | 0 | 0
2016-12-29 20:00 | 0 | 0 | 0 | 0 | 0 | 0 | 498069.4092 | 445166 | 0 | 0 | 0 | 0 | 198884.1747 | 0 | 0 | 0 | 0 | 0 | 0 | 3220429.8459 | 0 | 0 | 0 | 0 | 0 | 0 | 0 | 0 | 0 | 0 | 0 | 0 | 0 | 0 | 0 | 0 | 0 | 0 | 0 | 0 | 0 | 52903.4092 | 0 | 0 | 0 | 0 | 0 | 0 | 0 | 0 | 0 | 0
2016-12-29 21:00 | 0 | 0 | 0 | 0 | 0 | 0 | 515465.7471 | 448553 | 0 | 0 | 0 | 0 | 128025.2243 | 0 | 0 | 0 | 0 | 0 | 0 | 3358201.5434 | 0 | 0 | 0 | 0 | 0 | 0 | 0 | 0 | 0 | 0 | 0 | 0 | -70858.9504 | 0 | 0 | 0 | 0 | 0 | 0 | 0 | 0 | 137771.6975 | 0 | 0 | 0 | 0 | 0 | 0 | 0 | 0 | 0 | 0
2016-12-29 22:00 | 0 | 0 | 0 | 0 | 0 | 434217.0053 | 432249.9851 | 463901 | 0 | 0 | 0 | 0 | 198884.1747 | 0 | 0 | 0 | 0 | 0 | 0 | 3689908.5834 | 0 | 0 | 0 | 0 | 0 | 0 | 0 | 0 | 0 | 0 | 0 | 0 | 70858.9504 | 0 | 0 | 0 | 0 | 0 | 0 | 0 | 0 | 331707.04 | 0 | 0 | 0 | 0 | 0 | 0 | 0 | 0 | 0 | 0
2016-12-29 23:00 | 0 | 0 | 0 | 0 | 0 | 341482.7099 | 178570.1117 | 480596 | 0 | 0 | 0 | 0 | 198884.1747 | 0 | 0 | 0 | 0 | 0 | 0 | 3729365.405 | 0 | 0 | 0 | 0 | 0 | 0 | 0 | 0 | 0 | 0 | 0 | 0 | 0 | 0 | 0 | 0 | 0 | 0 | 0 | 0 | 0 | 331707.04 | 292250.2184 | 0 | 0 | 0 | 0 | 0 | 0 | 0 | 0 | 0
2016-12-30 | 0 | 0 | 0 | 0 | 0 | 453760.0951 | 1708.7761 | 486871 | 0 | 0 | 0 | 0 | 128025.2243 | 0 | 0 | 0 | 0 | 0 | 0 | 3768822.2266 | 0 | 0 | 0 | 0 | 0 | 0 | 0 | 0 | 0 | 0 | 0 | 0 | -70858.9504 | 0 | 0 | 0 | 0 | 0 | 0 | 0 | 0 | 331707.04 | 292250.2184 | 0 | 0 | 0 | 0 | 0 | 0 | 0 | 0 | 0
2016-12-30 01:00 | 0 | 0 | 0 | 0 | 0 | 593508.1553 | 0 | 487082 | 0 | 0 | 0 | 0 | 198884.1747 | 0 | 0 | 0 | 0 | 0 | 0 | 3804389.4315 | 0 | 0 | 0 | 0 | 0 | 0 | 0 | 0 | 0 | 0 | 0 | 0 | 70858.9504 | 0 | 0 | 0 | 0 | 0 | 0 | 0 | 0 | 327817.4233 | 292250.2184 | 0 | 0 | 0 | 0 | 0 | 0 | 0 | 0 | 0
2016-12-30 02:00 | 0 | 0 | 0 | 0 | 0 | 184743.7816 | 0 | 476994 | 0 | 0 | 0 | 0 | 198884.1747 | 0 | 0 | 0 | 0 | 0 | 0 | 3512139.2132 | 0 | 0 | 0 | 0 | 0 | 0 | 0 | 0 | 0 | 0 | 0 | 0 | 0 | 0 | 0 | 0 | 0 | 0 | 0 | 0 | 0 | 0 | 292250.2184 | 0 | 0 | 0 | 0 | 0 | 0 | 0 | 0 | 0
2016-12-30 03:00 | 0 | 0 | 0 | 0 | 0 | 428727.8712 | 0 | 460130 | 0 | 0 | 0 | 0 | 128025.2243 | 0 | 0 | 0 | 0 | 0 | 0 | 3551596.0348 | 0 | 0 | 0 | 0 | 0 | 0 | 0 | 0 | 0 | 0 | 0 | 0 | -70858.9504 | 0 | 0 | 0 | 0 | 0 | 0 | 0 | 0 | 331707.04 | 292250.2184 | 0 | 0 | 0 | 0 | 0 | 0 | 0 | 0 | 0
2016-12-30 04:00 | 0 | 0 | 0 | 0 | 0 | 218522.732 | 0 | 439914 | 0 | 0 | 0 | 0 | 198884.1747 | 0 | 0 | 0 | 0 | 0 | 0 | 3259345.8164 | 0 | 0 | 0 | 0 | 0 | 0 | 0 | 0 | 0 | 0 | 0 | 0 | 70858.9504 | 0 | 0 | 0 | 0 | 0 | 0 | 0 | 0 | 0 | 292250.2184 | 0 | 0 | 0 | 0 | 0 | 0 | 0 | 0 | 0
2016-12-30 05:00 | 0 | 0 | 0 | 0 | 0 | 390500.8712 | 0 | 421903 | 0 | 0 | 0 | 0 | 128025.2243 | 0 | 0 | 0 | 0 | 0 | 0 | 3298802.638 | 0 | 0 | 0 | 0 | 0 | 0 | 0 | 0 | 0 | 0 | 0 | 0 | -70858.9504 | 0 | 0 | 0 | 0 | 0 | 0 | 0 | 0 | 331707.04 | 292250.2184 | 0 | 0 | 0 | 0 | 0 | 0 | 0 | 0 | 0
2016-12-30 06:00 | 0 | 0 | 0 | 0 | 0 | 185699.732 | 0 | 407091 | 0 | 0 | 0 | 0 | 198884.1747 | 0 | 0 | 0 | 0 | 0 | 0 | 3006552.4196 | 0 | 0 | 0 | 0 | 0 | 0 | 0 | 0 | 0 | 0 | 0 | 0 | 70858.9504 | 0 | 0 | 0 | 0 | 0 | 0 | 0 | 0 | 0 | 292250.2184 | 0 | 0 | 0 | 0 | 0 | 0 | 0 | 0 | 0
2016-12-30 07:00 | 0 | 0 | 0 | 0 | 0 | 438142.8216 | 0 | 398686 | 0 | 0 | 0 | 0 | 198884.1747 | 0 | 0 | 0 | 0 | 0 | 0 | 3046009.2412 | 0 | 0 | 0 | 0 | 0 | 0 | 0 | 0 | 0 | 0 | 0 | 0 | 0 | 0 | 0 | 0 | 0 | 0 | 0 | 0 | 0 | 331707.04 | 292250.2184 | 0 | 0 | 0 | 0 | 0 | 0 | 0 | 0 | 0
2016-12-30 08:00 | 0 | 0 | 0 | 0 | 0 | 363026.8712 | 0 | 394429 | 0 | 0 | 0 | 0 | 128025.2243 | 0 | 0 | 0 | 0 | 0 | 0 | 3085466.0628 | 0 | 0 | 0 | 0 | 0 | 0 | 0 | 0 | 0 | 0 | 0 | 0 | -70858.9504 | 0 | 0 | 0 | 0 | 0 | 0 | 0 | 0 | 331707.04 | 292250.2184 | 0 | 0 | 0 | 0 | 0 | 0 | 0 | 0 | 0
2016-12-30 09:00 | 0 | 0 | 0 | 0 | 0 | 506642.772 | 0 | 396327 | 0 | 0 | 0 | 0 | 198884.1747 | 0 | 0 | 0 | 0 | 0 | 0 | 3124922.8845 | 0 | 0 | 0 | 0 | 0 | 0 | 0 | 0 | 0 | 0 | 0 | 0 | 70858.9504 | 0 | 0 | 0 | 0 | 0 | 0 | 0 | 0 | 331707.04 | 292250.2184 | 0 | 0 | 0 | 0 | 0 | 0 | 0 | 0 | 0
2016-12-30 10:00 | 0 | 0 | 0 | 0 | 0 | 113272.7816 | 0 | 405523 | 0 | 0 | 0 | 0 | 198884.1747 | 0 | 0 | 0 | 0 | 0 | 0 | 2832672.6661 | 0 | 0 | 0 | 0 | 0 | 0 | 0 | 0 | 0 | 0 | 0 | 0 | 0 | 0 | 0 | 0 | 0 | 0 | 0 | 0 | 0 | 0 | 292250.2184 | 0 | 0 | 0 | 0 | 0 | 0 | 0 | 0 | 0
2016-12-30 11:00 | 0 | 0 | 0 | 0 | 0 | 393742.8712 | 0 | 425145 | 0 | 0 | 0 | 0 | 128025.2243 | 0 | 0 | 0 | 0 | 0 | 0 | 2872129.4877 | 0 | 0 | 0 | 0 | 0 | 0 | 0 | 0 | 0 | 0 | 0 | 0 | -70858.9504 | 0 | 0 | 0 | 0 | 0 | 0 | 0 | 0 | 331707.04 | 292250.2184 | 0 | 0 | 0 | 0 | 0 | 0 | 0 | 0 | 0
2016-12-30 12:00 | 0 | 0 | 0 | 0 | 0 | 98243.5077 | 0 | 447660 | 0 | 0 | 0 | 0 | 70858.9504 | 0 | 0 | 0 | 0 | 0 | 0 | 2579879.2693 | 0 | 0 | 0 | 0 | 0 | 0 | 0 | 0 | 0 | 0 | 0 | 0 | -57166.2739 | 0 | 0 | 0 | 0 | 0 | 0 | 0 | 0 | 0 | 292250.2184 | 0 | 0 | 0 | 0 | 0 | 0 | 0 | 0 | 0
2016-12-30 13:00 | 0 | 0 | 0 | 0 | 0 | 432044.8712 | 0 | 463447 | 0 | 0 | 0 | 0 | 0 | 0 | 0 | 0 | 0 | 0 | 0 | 2619336.0909 | 0 | 0 | 0 | 0 | 0 | 0 | 0 | 0 | 0 | 0 | 0 | 0 | -70858.9504 | 0 | 0 | 0 | 0 | 0 | 0 | 0 | 0 | 331707.04 | 292250.2184 | 0 | 0 | 0 | 0 | 0 | 0 | 0 | 0 | 0
2016-12-30 14:00 | 0 | 0 | 0 | 0 | 0 | 510494.8776 | 70043.8944 | 470223 | 0 | 0 | 0 | 0 | 70858.9504 | 0 | 0 | 0 | 0 | 0 | 0 | 2658792.9125 | 0 | 0 | 0 | 0 | 0 | 0 | 0 | 0 | 0 | 0 | 0 | 0 | 70858.9504 | 0 | 0 | 0 | 0 | 0 | 0 | 0 | 0 | 331707.04 | 292250.2184 | 0 | 0 | 0 | 0 | 0 | 0 | 0 | 0 | 0
2016-12-30 15:00 | 0 | 0 | 0 | 0 | 0 | 474466.797 | 356856.8418 | 471272 | 0 | 0 | 0 | 0 | 99203.5491 | 0 | 0 | 0 | 0 | 0 | 0 | 2990499.9525 | 0 | 0 | 0 | 0 | 0 | 0 | 0 | 0 | 0 | 0 | 0 | 0 | 28344.5987 | 0 | 0 | 0 | 0 | 0 | 0 | 0 | 0 | 331707.04 | 0 | 0 | 0 | 0 | 0 | 0 | 0 | 0 | 0 | 0
2016-12-30 16:00 | 0 | 0 | 0 | 0 | 0 | 0 | 505403.067 | 467833 | 0 | 0 | 0 | 0 | 131470.3055 | 0 | 0 | 0 | 0 | 0 | 0 | 2995803.2632 | 0 | 0 | 0 | 0 | 0 | 0 | 0 | 0 | 0 | 0 | 0 | 0 | 32266.7564 | 0 | 0 | 0 | 0 | 0 | 0 | 0 | 0 | 5303.3106 | 0 | 0 | 0 | 0 | 0 | 0 | 0 | 0 | 0 | 0
2016-12-30 17:00 | 0 | 0 | 0 | 0 | 0 | 0 | 528695.8691 | 461282 | 0 | 0 | 0 | 0 | 198884.1747 | 0 | 0 | 0 | 0 | 0 | 0 | 2995803.2632 | 0 | 0 | 0 | 0 | 0 | 0 | 0 | 0 | 0 | 0 | 0 | 0 | 67413.8691 | 0 | 0 | 0 | 0 | 0 | 0 | 0 | 0 | 0 | 0 | 0 | 0 | 0 | 0 | 0 | 0 | 0 | 0 | 0
2016-12-30 18:00 | 0 | 0 | 0 | 0 | 0 | 0 | 502240.3871 | 453356 | 0 | 0 | 0 | 0 | 198884.1747 | 0 | 0 | 0 | 0 | 0 | 0 | 3044687.6503 | 0 | 0 | 0 | 0 | 0 | 0 | 0 | 0 | 0 | 0 | 0 | 0 | 0 | 0 | 0 | 0 | 0 | 0 | 0 | 0 | 0 | 48884.3871 | 0 | 0 | 0 | 0 | 0 | 0 | 0 | 0 | 0 | 0
2016-12-30 19:00 | 0 | 0 | 0 | 0 | 0 | 0 | 487373.6989 | 446082 | 0 | 0 | 0 | 0 | 128025.2243 | 0 | 0 | 0 | 0 | 0 | 0 | 3156838.2996 | 0 | 0 | 0 | 0 | 0 | 0 | 0 | 0 | 0 | 0 | 0 | 0 | -70858.9504 | 0 | 0 | 0 | 0 | 0 | 0 | 0 | 0 | 112150.6493 | 0 | 0 | 0 | 0 | 0 | 0 | 0 | 0 | 0 | 0
2016-12-30 20:00 | 0 | 0 | 0 | 0 | 0 | 0 | 495723.4518 | 441690 | 0 | 0 | 0 | 0 | 182058.6761 | 0 | 0 | 0 | 0 | 0 | 0 | 3156838.2996 | 0 | 0 | 0 | 0 | 0 | 0 | 0 | 0 | 0 | 0 | 0 | 0 | 54033.4518 | 0 | 0 | 0 | 0 | 0 | 0 | 0 | 0 | 0 | 0 | 0 | 0 | 0 | 0 | 0 | 0 | 0 | 0 | 0
2016-12-30 21:00 | 0 | 0 | 0 | 0 | 0 | 0 | 504423.2134 | 446474 | 0 | 0 | 0 | 0 | 111199.7257 | 0 | 0 | 0 | 0 | 0 | 0 | 3285646.4633 | 0 | 0 | 0 | 0 | 0 | 0 | 0 | 0 | 0 | 0 | 0 | 0 | -70858.9504 | 0 | 0 | 0 | 0 | 0 | 0 | 0 | 0 | 128808.1638 | 0 | 0 | 0 | 0 | 0 | 0 | 0 | 0 | 0 | 0
2016-12-30 22:00 | 0 | 0 | 0 | 0 | 0 | 454135.4212 | 412054.5692 | 463624 | 0 | 0 | 0 | 0 | 182058.6761 | 0 | 0 | 0 | 0 | 0 | 0 | 3617353.5033 | 0 | 0 | 0 | 0 | 0 | 0 | 0 | 0 | 0 | 0 | 0 | 0 | 70858.9504 | 0 | 0 | 0 | 0 | 0 | 0 | 0 | 0 | 331707.04 | 0 | 0 | 0 | 0 | 0 | 0 | 0 | 0 | 0 | 0
2016-12-30 23:00 | 0 | 0 | 0 | 0 | 0 | 691601.1332 | 138023.4054 | 481092 | 0 | 0 | 0 | 0 | 198884.1747 | 0 | 0 | 0 | 0 | 0 | 0 | 3949060.5433 | 0 | 0 | 0 | 0 | 0 | 0 | 0 | 0 | 0 | 0 | 0 | 0 | 16825.4986 | 0 | 0 | 0 | 0 | 0 | 0 | 0 | 0 | 331707.04 | 0 | 0 | 0 | 0 | 0 | 0 | 0 | 0 | 0 | 0
2016-12-31 | 0 | 0 | 0 | 0 | 0 | 123177.5262 | 1393.3051 | 487680 | 0 | 0 | 0 | 0 | 128025.2243 | 0 | 0 | 0 | 0 | 0 | 0 | 3656810.3249 | 0 | 0 | 0 | 0 | 0 | 0 | 0 | 0 | 0 | 0 | 0 | 0 | -70858.9504 | 0 | 0 | 0 | 0 | 0 | 0 | 0 | 0 | 0 | 292250.2184 | 0 | 0 | 0 | 0 | 0 | 0 | 0 | 0 | 0
2016-12-31 01:00 | 0 | 0 | 0 | 0 | 0 | 599740.772 | 0 | 489425 | 0 | 0 | 0 | 0 | 198884.1747 | 0 | 0 | 0 | 0 | 0 | 0 | 3696267.1465 | 0 | 0 | 0 | 0 | 0 | 0 | 0 | 0 | 0 | 0 | 0 | 0 | 70858.9504 | 0 | 0 | 0 | 0 | 0 | 0 | 0 | 0 | 331707.04 | 292250.2184 | 0 | 0 | 0 | 0 | 0 | 0 | 0 | 0 | 0
2016-12-31 02:00 | 0 | 0 | 0 | 0 | 0 | 521334.8216 | 0 | 481878 | 0 | 0 | 0 | 0 | 198884.1747 | 0 | 0 | 0 | 0 | 0 | 0 | 3735723.9682 | 0 | 0 | 0 | 0 | 0 | 0 | 0 | 0 | 0 | 0 | 0 | 0 | 0 | 0 | 0 | 0 | 0 | 0 | 0 | 0 | 0 | 331707.04 | 292250.2184 | 0 | 0 | 0 | 0 | 0 | 0 | 0 | 0 | 0
2016-12-31 03:00 | 0 | 0 | 0 | 0 | 0 | 436817.8712 | 0 | 468220 | 0 | 0 | 0 | 0 | 128025.2243 | 0 | 0 | 0 | 0 | 0 | 0 | 3775180.7898 | 0 | 0 | 0 | 0 | 0 | 0 | 0 | 0 | 0 | 0 | 0 | 0 | -70858.9504 | 0 | 0 | 0 | 0 | 0 | 0 | 0 | 0 | 331707.04 | 292250.2184 | 0 | 0 | 0 | 0 | 0 | 0 | 0 | 0 | 0
2016-12-31 04:00 | 0 | 0 | 0 | 0 | 0 | 229564.732 | 0 | 450956 | 0 | 0 | 0 | 0 | 198884.1747 | 0 | 0 | 0 | 0 | 0 | 0 | 3482930.5714 | 0 | 0 | 0 | 0 | 0 | 0 | 0 | 0 | 0 | 0 | 0 | 0 | 70858.9504 | 0 | 0 | 0 | 0 | 0 | 0 | 0 | 0 | 0 | 292250.2184 | 0 | 0 | 0 | 0 | 0 | 0 | 0 | 0 | 0
2016-12-31 05:00 | 0 | 0 | 0 | 0 | 0 | 472456.8216 | 0 | 433000 | 0 | 0 | 0 | 0 | 198884.1747 | 0 | 0 | 0 | 0 | 0 | 0 | 3522387.393 | 0 | 0 | 0 | 0 | 0 | 0 | 0 | 0 | 0 | 0 | 0 | 0 | 0 | 0 | 0 | 0 | 0 | 0 | 0 | 0 | 0 | 331707.04 | 292250.2184 | 0 | 0 | 0 | 0 | 0 | 0 | 0 | 0 | 0
2016-12-31 06:00 | 0 | 0 | 0 | 0 | 0 | 388894.8712 | 0 | 420297 | 0 | 0 | 0 | 0 | 128025.2243 | 0 | 0 | 0 | 0 | 0 | 0 | 3561844.2146 | 0 | 0 | 0 | 0 | 0 | 0 | 0 | 0 | 0 | 0 | 0 | 0 | -70858.9504 | 0 | 0 | 0 | 0 | 0 | 0 | 0 | 0 | 331707.04 | 292250.2184 | 0 | 0 | 0 | 0 | 0 | 0 | 0 | 0 | 0
2016-12-31 07:00 | 0 | 0 | 0 | 0 | 0 | 522001.772 | 0 | 411686 | 0 | 0 | 0 | 0 | 198884.1747 | 0 | 0 | 0 | 0 | 0 | 0 | 3601301.0362 | 0 | 0 | 0 | 0 | 0 | 0 | 0 | 0 | 0 | 0 | 0 | 0 | 70858.9504 | 0 | 0 | 0 | 0 | 0 | 0 | 0 | 0 | 331707.04 | 292250.2184 | 0 | 0 | 0 | 0 | 0 | 0 | 0 | 0 | 0
2016-12-31 08:00 | 0 | 0 | 0 | 0 | 0 | 43045.8312 | 0 | 406155 | 0 | 0 | 0 | 0 | 128025.2243 | 0 | 0 | 0 | 0 | 0 | 0 | 3309050.8178 | 0 | 0 | 0 | 0 | 0 | 0 | 0 | 0 | 0 | 0 | 0 | 0 | -70858.9504 | 0 | 0 | 0 | 0 | 0 | 0 | 0 | 0 | 0 | 292250.2184 | 0 | 0 | 0 | 0 | 0 | 0 | 0 | 0 | 0
2016-12-31 09:00 | 0 | 0 | 0 | 0 | 0 | 514604.772 | 0 | 404289 | 0 | 0 | 0 | 0 | 198884.1747 | 0 | 0 | 0 | 0 | 0 | 0 | 3348507.6395 | 0 | 0 | 0 | 0 | 0 | 0 | 0 | 0 | 0 | 0 | 0 | 0 | 70858.9504 | 0 | 0 | 0 | 0 | 0 | 0 | 0 | 0 | 331707.04 | 292250.2184 | 0 | 0 | 0 | 0 | 0 | 0 | 0 | 0 | 0
2016-12-31 10:00 | 0 | 0 | 0 | 0 | 0 | 447306.8216 | 0 | 407850 | 0 | 0 | 0 | 0 | 198884.1747 | 0 | 0 | 0 | 0 | 0 | 0 | 3387964.4611 | 0 | 0 | 0 | 0 | 0 | 0 | 0 | 0 | 0 | 0 | 0 | 0 | 0 | 0 | 0 | 0 | 0 | 0 | 0 | 0 | 0 | 331707.04 | 292250.2184 | 0 | 0 | 0 | 0 | 0 | 0 | 0 | 0 | 0
2016-12-31 11:00 | 0 | 0 | 0 | 0 | 0 | 383736.8712 | 0 | 415139 | 0 | 0 | 0 | 0 | 128025.2243 | 0 | 0 | 0 | 0 | 0 | 0 | 3427421.2827 | 0 | 0 | 0 | 0 | 0 | 0 | 0 | 0 | 0 | 0 | 0 | 0 | -70858.9504 | 0 | 0 | 0 | 0 | 0 | 0 | 0 | 0 | 331707.04 | 292250.2184 | 0 | 0 | 0 | 0 | 0 | 0 | 0 | 0 | 0
2016-12-31 12:00 | 0 | 0 | 0 | 0 | 0 | 63336.8312 | 0 | 426446 | 0 | 0 | 0 | 0 | 57166.2739 | 0 | 0 | 0 | 0 | 0 | 0 | 3135171.0643 | 0 | 0 | 0 | 0 | 0 | 0 | 0 | 0 | 0 | 0 | 0 | 0 | -70858.9504 | 0 | 0 | 0 | 0 | 0 | 0 | 0 | 0 | 0 | 292250.2184 | 0 | 0 | 0 | 0 | 0 | 0 | 0 | 0 | 0
2016-12-31 13:00 | 0 | 0 | 0 | 0 | 0 | 490609.4981 | 0 | 437460 | 0 | 0 | 0 | 0 | 70858.9504 | 0 | 0 | 0 | 0 | 0 | 0 | 3174627.8859 | 0 | 0 | 0 | 0 | 0 | 0 | 0 | 0 | 0 | 0 | 0 | 0 | 13692.6765 | 0 | 0 | 0 | 0 | 0 | 0 | 0 | 0 | 331707.04 | 292250.2184 | 0 | 0 | 0 | 0 | 0 | 0 | 0 | 0 | 0
2016-12-31 14:00 | 0 | 0 | 0 | 0 | 0 | 42788.5066 | 38242.3246 | 444140 | 0 | 0 | 0 | 0 | 0 | 0 | 0 | 0 | 0 | 0 | 0 | 2882377.6675 | 0 | 0 | 0 | 0 | 0 | 0 | 0 | 0 | 0 | 0 | 0 | 0 | -70858.9504 | 0 | 0 | 0 | 0 | 0 | 0 | 0 | 0 | 0 | 292250.2184 | 0 | 0 | 0 | 0 | 0 | 0 | 0 | 0 | 0
2016-12-31 15:00 | 0 | 0 | 0 | 0 | 0 | 478018.3482 | 309441.9527 | 446688 | 0 | 0 | 0 | 0 | 70858.9504 | 0 | 0 | 0 | 0 | 0 | 0 | 3152291.018 | 0 | 0 | 0 | 0 | 0 | 0 | 0 | 0 | 0 | 0 | 0 | 0 | 70858.9504 | 0 | 0 | 0 | 0 | 0 | 0 | 0 | 0 | 269913.3504 | 0 | 0 | 0 | 0 | 0 | 0 | 0 | 0 | 0 | 0
2016-12-31 16:00 | 0 | 0 | 0 | 0 | 0 | 371269.2333 | 477087.7571 | 445791 | 0 | 0 | 0 | 0 | 141717.9008 | 0 | 0 | 0 | 0 | 0 | 0 | 3483998.058 | 0 | 0 | 0 | 0 | 0 | 0 | 0 | 0 | 0 | 0 | 0 | 0 | 70858.9504 | 0 | 0 | 0 | 0 | 0 | 0 | 0 | 0 | 331707.04 | 0 | 0 | 0 | 0 | 0 | 0 | 0 | 0 | 0 | 0
2016-12-31 17:00 | 0 | 0 | 0 | 0 | 0 | 0 | 534024.2682 | 442001 | 0 | 0 | 0 | 0 | 70858.9504 | 0 | 0 | 0 | 0 | 0 | 0 | 3646880.2766 | 0 | 0 | 0 | 0 | 0 | 0 | 0 | 0 | 0 | 0 | 0 | 0 | -70858.9504 | 0 | 0 | 0 | 0 | 0 | 0 | 0 | 0 | 162882.2186 | 0 | 0 | 0 | 0 | 0 | 0 | 0 | 0 | 0 | 0
2016-12-31 18:00 | 0 | 0 | 0 | 0 | 0 | 0 | 522095.0465 | 437484 | 0 | 0 | 0 | 0 | 141717.9008 | 0 | 0 | 0 | 0 | 0 | 0 | 3660632.3727 | 0 | 0 | 0 | 0 | 0 | 0 | 0 | 0 | 0 | 0 | 0 | 0 | 70858.9504 | 0 | 0 | 0 | 0 | 0 | 0 | 0 | 0 | 13752.0961 | 0 | 0 | 0 | 0 | 0 | 0 | 0 | 0 | 0 | 0
2016-12-31 19:00 | 0 | 0 | 0 | 0 | 0 | 0 | 511608.7317 | 433876 | 0 | 0 | 0 | 0 | 128025.2243 | 0 | 0 | 0 | 0 | 0 | 0 | 3752057.7809 | 0 | 0 | 0 | 0 | 0 | 0 | 0 | 0 | 0 | 0 | 0 | 0 | -13692.6765 | 0 | 0 | 0 | 0 | 0 | 0 | 0 | 0 | 91425.4082 | 0 | 0 | 0 | 0 | 0 | 0 | 0 | 0 | 0 | 0
2016-12-31 20:00 | 0 | 0 | 0 | 0 | 0 | 0 | 522398.9935 | 432009 | 0 | 0 | 0 | 0 | 198884.1747 | 0 | 0 | 0 | 0 | 0 | 0 | 3771588.824 | 0 | 0 | 0 | 0 | 0 | 0 | 0 | 0 | 0 | 0 | 0 | 0 | 70858.9504 | 0 | 0 | 0 | 0 | 0 | 0 | 0 | 0 | 19531.0431 | 0 | 0 | 0 | 0 | 0 | 0 | 0 | 0 | 0 | 0
2016-12-31 21:00 | 0 | 0 | 0 | 0 | 0 | 0 | 539507.7188 | 435982 | 0 | 0 | 0 | 0 | 128025.2243 | 0 | 0 | 0 | 0 | 0 | 0 | 3945973.4933 | 0 | 0 | 0 | 0 | 0 | 0 | 0 | 0 | 0 | 0 | 0 | 0 | -70858.9504 | 0 | 0 | 0 | 0 | 0 | 0 | 0 | 0 | 174384.6692 | 0 | 0 | 0 | 0 | 0 | 0 | 0 | 0 | 0 | 0
2016-12-31 22:00 | 0 | 0 | 0 | 0 | 0 | 0 | 461488.5749 | 450070 | 0 | 0 | 0 | 0 | 128025.2243 | 0 | 0 | 0 | 0 | 0 | 0 | 3957392.0682 | 0 | 0 | 0 | 0 | 0 | 0 | 0 | 0 | 0 | 0 | 0 | 0 | 0 | 0 | 0 | 0 | 0 | 0 | 0 | 0 | 0 | 11418.5749 | 0 | 0 | 0 | 0 | 0 | 0 | 0 | 0 | 0 | 0
2016-12-31 23:00 | 0 | 0 | 0 | 0 | 0 | 405406.4615 | 164513.3105 | 459604 | 0 | 0 | 0 | 0 | 198884.1747 | 0 | 0 | 0 | 0 | 0 | 0 | 3996848.8898 | 0 | 0 | 0 | 0 | 0 | 0 | 0 | 0 | 0 | 0 | 0 | 0 | 70858.9504 | 0 | 0 | 0 | 0 | 0 | 0 | 0 | 0 | 331707.04 | 292250.2184 | 0 | 0 | 0 | 0 | 0 | 0 | 0 | 0 | 0
2017-01-01 | 0 | 0 | 0 | 0 | 0 | 95141.7831 | 1849.0481 | 460100 | 0 | 0 | 0 | 0 | 128025.2243 | 0 | 0 | 0 | 0 | 0 | 0 | 3704598.6714 | 0 | 0 | 0 | 0 | 0 | 0 | 0 | 0 | 0 | 0 | 0 | 0 | -70858.9504 | 0 | 0 | 0 | 0 | 0 | 0 | 0 | 0 | 0 | 292250.2184 | 0 | 0 | 0 | 0 | 0 | 0 | 0 | 0 | 0