## input file
| PyPSA case input file | Unnamed: 1 | Unnamed: 2 | Unnamed: 3 | Unnamed: 4 | Unnamed: 5 | Unnamed: 6 | Unnamed: 7 | Unnamed: 8 | Unnamed: 9 | Unnamed: 10 | Unnamed: 11 | Unnamed: 12 | Unnamed: 13 | Unnamed: 14 | Unnamed: 15 | Unnamed: 16 | Unnamed: 17 | Unnamed: 18 | Unnamed: 19 | Unnamed: 20 | Unnamed: 21 | Unnamed: 22 | Unnamed: 23 | Unnamed: 24 | Unnamed: 25
0
1 | Everything outside of the <CASE_DATA> or <COMPONENT_DATA> flag is for notes, etc.
2
3 | Note that demand has no decisions.
4 | Note that unmet demand is represented a source with a variable cost only, so unmet demand has an output decision.
5 | Information about PyPSA components and their attributes can be found here: https://pypsa.readthedocs.io/en/latest/components.html
6
7 | REQUIRED KEYWORDS
8 | component | PyPSA component type
9 | name | Unique name of the component
10 | bus | Name of bus from which this technology would get or give its energy (or in the case of link, the giving bus)
11
12 | OPTIONAL KEYWORDS
13 | time_series_file | Name of time series file that will get loaded
14 | capital_cost | Fixed cost, if not defined default is 0
15 | marginal_cost | Marginal cost, if not defined default is 0
16 | max_hours | Hours at max capacity for StorageUnit
17 | cyclic_state_of_charge | Assume cyclic state of charge for StorageUnit (Boolean)
18 | efficiency | Efficiency of component
19 | standing_loss | Losses per hour to state of charge
20
21 | CASE_DATA
22
23 | input_path | /carnegie/data/Shared/Labs/Caldeira Lab/Everyone/energy_demand_capacity_data/US_solar_wind_demand/
24 | costs_path | clab_pypsa/utilities/costs_2020.csv |  |  |  | Note: Path to PyPSA database
25 | output_path | output_data
26 | case_name | all_firm_case_all_stores
27 | filename_prefix | all_firm
28 | datetime_start | 2016-01-01 00:00:00 |  | Note: Dates must be formatted as text (not excel date format)
29 | datetime_end | 2017-01-01 00:00:00
30 | delta_t | 1
31 | no_time_steps | 8784 |  | Note: this assumes time unit for dt is 'hour'
32 | total_hours | 8784
33
34 | solver | gurobi
35 | logging_level | info |  | Note: Can be error, warning, info, or debug and specifies level of detail in terminal output
36 | numerics_scaling | 1 |  | Note: Factor to avoid rounding in Gurobi solver for small values
37
38 | time_unit | h
39 | power_unit | MW
40 | mass_unit | t
41 | currency | € |  | Note: 2020 €
42
43
44 | END_CASE_DATA | Note: To use PyPSA default costs, use same technology names as in costs_path |  |  |  |  | Note: p_min_mu sets uni/bidirectionality |  |  |  | Note: Capital costs are the product of hourly fixed costs and time_range |  |  |  |  | Note: cost per energy stored for Store/StoragUnit
45 |  |  | Note: For Link, bus is interpreted as bus0 | [6 empty] | Note: p_nom is a factor multiplied to the given capacity, e_nom is assumed for stores | [7 empty] | Note: For StorageUnit, efficiency is interpreted as efficiency_store
46 | MEM vocabulary
47 | tech_type | tech_name |  | node | [5 empty] | normalization | capacity | fixed_cost |  | var_cost |  |  |  | charging_time |  | efficiency |  |  |  | decay_rate
48 | COMPONENT_DATA | [14 empty] | Data source
49 | component | name | carrier | bus | bus1 | bus2 | p_min_pu | p_max_pu | time_series_file | normalization | p_nom | capital_cost |  | marginal_cost |  |  | sign | max_hours | cyclic_state_of_charge | efficiency | efficiency_dispatch | efficiency2 |  | standing_loss
50 | Load | load |  | electricity |  |  |  |  | US_demand_unnormalized.csv | [15 empty] | 1/h | Note: PyPSA costs storage_unit by power cost; cost of energy capacity is effectively capital_cost/max_hours
51 | Generator | solar-utility |  | electricity |  |  |  |  | US_capacity_solar_25pctTop_unnormalized.csv |  |  | db | €/time range/MW | db | €/MWh | PyPSA DB
52 | Generator | onwind |  | electricity |  |  |  |  | US_capacity_wind_25pctTop_unnormalized.csv |  |  | db | €/time range/MW | db | €/MWh | PyPSA DB
53 | Generator | CCGT % wCCS | natgas_wCCS | natgas_wCCS_out | [7 empty] | 143326.4338 | €/time range/MW | 39.2231 | €/MWh | NREL |  |  |  | db
54 | Link | CCGT % link wCCS | natgas_wCCS | natgas_wCCS_out | electricity | co2_atmosphere_out | [5 empty] | 0 | €/time range/MW | 0 | €/MWh | PyPSA DB |  |  |  | 1 |  | .05*db_co2_emissions | t/MWh
55 | Generator | CCGT | natgas | natgas_out | [7 empty] | db | €/time range/MW | db | €/MWh | PyPSA DB |  |  |  | db
56 | Link | CCGT % link | natgas | natgas_out | electricity | co2_atmosphere_out | [5 empty] | 0 | €/time range/MW | 0 | €/MWh | PyPSA DB |  |  |  | 1 |  | db_co2_emissions | t/MWh
57 | Generator | BECCS | beccs | beccs_out | [7 empty] | 407013.0478 | €/time range/MW | 14.5614 | €/MWh | NREL
58 | Link | BECCS % link | beccs | beccs_out | electricity | co2_atmosphere_out | [5 empty] | 0 | €/time range/MW | 0 | €/MWh | NREL | [5 empty] | -1.22 | t/MWh
59 | Generator | geothermal | geothermal | geoth_out | [7 empty] | db | €/time range/MW | db | €/MWh | PyPSA DB |  |  |  | db
60 | Link | geothermal % link | geothermal | geoth_out | electricity | co2_atmosphere_out | [5 empty] | 0 | €/time range/MW | 0 | €/MWh | PyPSA DB |  |  |  | 1 |  | db_co2_emissions | t/MWh
61 | Generator | nuclear |  | electricity | [7 empty] | db | €/time range/MW | db | €/MWh | PyPSA DB |  |  |  | db
62 | Generator | hydro |  | electricity | [7 empty] | db | €/time range/MW | db | €/MWh | PyPSA DB |  |  |  | db
63 | Store | load shifting forward |  | electricity | [7 empty] | 219298.2456 | €/time range/MW |  | €/MWh | Gerke et al | -1
64 | Store | load shifting backward |  | electricity | [7 empty] | 219298.2456 | €/time range/MW |  | €/MWh | Gerke et al
65 | Generator | load shedding |  | electricity | [8 empty] | €/time range/MW | 8771.9298 | €/MWh | Gorman
66 | Link | direct air capture |  | co2_atmosphere_out | co2_stored | electricity | [5 empty] | db | €/time range/MW | db | €/MWh | PyPSA DB | [5 empty] | -1*db_energy-input | MWh/t
67 | Store | co2 atmosphere |  | co2_atmosphere_out | [6 empty] | 0 |  | €/time range/MW |  | €/MWh | -
68 | Store | CO2 storage tank |  | co2_stored | [7 empty] | db | €/time range/CO2 | db |  | PyPSA DB
69 | StorageUnit | battery storage |  | electricity | [7 empty] | 6*db_capital_cost | €/time range/MW | 0.015 | €/MWh | PyPSA DB |  | 6 | TRUE
70 | Link | Lead-Acid-bicharger | lead_acid_store | electricity | lead_acid |  | -1 |  |  |  |  | db |  | db |  | PyPSA DB
71 | Store | Lead-Acid-store | lead_acid_store | lead_acid | [7 empty] | db |  | db |  | PyPSA DB |  |  | TRUE
72 | Link | Lithium-Ion-LFP-bicharger | lithium_ion_lfp_store | electricity | lithium_ion_lfp |  | -1 |  |  |  |  | db |  | db |  | PyPSA DB
73 | Store | Lithium-Ion-LFP-store | lithium_ion_lfp_store | lithium_ion_lfp | [7 empty] | db |  | db |  | PyPSA DB |  |  | TRUE
74 | Link | Lithium-Ion-NMC-bicharger | lithium_ion_nmc_store | electricity | lithium_ion_nmc |  | -1 |  |  |  |  | db |  | db |  | PyPSA DB
75 | Store | Lithium-Ion-NMC-store | lithium_ion_nmc_store | lithium_ion_nmc | [7 empty] | db |  | db |  | PyPSA DB |  |  | TRUE
76 | Link | Ni-Zn-bicharger | ni_zn_store | electricity | ni_zn |  | -1 |  |  |  |  | db |  | db |  | PyPSA DB
77 | Store | Ni-Zn-store | ni_zn_store | ni_zn | [7 empty] | db |  | db |  | PyPSA DB |  |  | TRUE
78 | Link | Vanadium-Redox-Flow-bicharger | redox_store | electricity | vanadium |  | -1 |  |  |  |  | db |  | db |  | PyPSA DB
79 | Store | Vanadium-Redox-Flow-store | redox_store | vanadium | [7 empty] | db |  | db |  | PyPSA DB |  |  | TRUE
80 | Link | Zn-Air-bicharger | zn_air_store | electricity | zn_air |  | -1 |  |  |  |  | db |  | db |  | PyPSA DB
81 | Store | Zn-Air-store | zn_air_store | zn_air | [7 empty] | db |  | db |  | PyPSA DB |  |  | TRUE
82 | Link | Zn-Br-Flow-bicharger | zn_br_flow_store | electricity | zn_br_flow |  | -1 |  |  |  |  | db |  | db |  | PyPSA DB | [9 empty] | Note: one way efficiency should be square root of round-trip efficiecy
83 | Store | Zn-Br-Flow-store | zn_br_flow_store | zn_br_flow | [7 empty] | db |  | db |  | PyPSA DB |  |  | TRUE | [6 empty] | Note: Be careful when designating storage costs that the source is for kWh stored and not what you get out after accounting for pump inefficiency.
84 | Link | Zn-Br-Nonflow-bicharger | zn_br_nonflow_store | electricity | zn_br_nonflow |  | -1 |  |  |  |  | db |  | db |  | PyPSA DB | [9 empty] | Note: one way efficiency should be square root of round-trip efficiecy
85 | Store | Zn-Br-Nonflow-store | zn_br_nonflow_store | zn_br_nonflow | [7 empty] | db |  | db |  | PyPSA DB |  |  | TRUE | [6 empty] | Note: Be careful when designating storage costs that the source is for kWh stored and not what you get out after accounting for pump inefficiency.
86 | Link | Compressed-Air-Adiabatic-bicharger | compressed_air_store | electricity | comp_air |  | -1 |  |  |  |  | db |  | db |  | PyPSA DB
87 | Store | Compressed-Air-Adiabatic-store | compressed_air_store | comp_air | [7 empty] | db |  | db |  | PyPSA DB |  |  | TRUE
88 | Link | Gravity-Brick-bicharger | gravity_brick_store | electricity | grav_brick |  | -1 |  |  |  |  | db |  | db |  | PyPSA DB
89 | Store | Gravity-Brick-store | gravity_brick_store | grav_brick | [7 empty] | db |  | db |  | PyPSA DB |  |  | TRUE
90 | Link | Gravity-Water-Aboveground-bicharger | gravity_aboveground_store | electricity | grav_abo_ground |  | -1 |  |  |  |  | db |  | db |  | PyPSA DB
91 | Store | Gravity-Water-Aboveground-store | gravity_aboveground_store | grav_abo_ground | [7 empty] | db |  | db |  | PyPSA DB |  |  | TRUE
92 | Link | Gravity-Water-Underground-bicharger | gravity_underground_store | electricity | grav_und_ground |  | -1 |  |  |  |  | db |  | db |  | PyPSA DB
93 | Store | Gravity-Water-Underground-store | gravity_underground_store | grav_und_ground | [7 empty] | db |  | db |  | PyPSA DB |  |  | TRUE
94 | Link | Pumped-Storage-Hydro-bicharger | phs_store | electricity | h2o |  | -1 |  |  |  |  | db | €/time range/MW | db | €/MWh | PyPSA DB
95 | Store | Pumped-Storage-Hydro-store | phs_store | h2o | [7 empty] | db | €/time range/MWh | db | €/MWh | PyPSA DB |  |  | TRUE
96 | Link | electrolysis | hydrogen_store | electricity | h2 | [6 empty] | db | €/time range/MW | 0.02 | €/MWh | PyPSA DB |  |  |  | db
97 | Store | hydrogen storage underground | hydrogen_store | h2 | [7 empty] | db | €/time range/MWh | db | €/MWh | PyPSA DB |  |  | TRUE | db |  |  |  | 4e-06
98 | Link | fuel cell | hydrogen_store | h2 | electricity | [6 empty] | db | €/time range/MW | 0.003 | €/MWh | PyPSA DB |  |  |  | db
99 | Link | Concrete-charger | concrete_store | electricity | concrete | [6 empty] | db |  | db |  | PyPSA DB
100 | Store | Concrete-store | concrete_store | concrete | [7 empty] | db |  | db |  | PyPSA DB |  |  | TRUE
101 | Link | Concrete-discharger | concrete_store | concrete | electricity | [6 empty] | db |  | db |  | PyPSA DB
102 | Link | HighT-Molten-Salt-charger | highT_molten_salt_store | electricity | highT_salt | [6 empty] | db |  | db |  | PyPSA DB
103 | Store | HighT-Molten-Salt-store | highT_molten_salt_store | highT_salt | [7 empty] | db |  | db |  | PyPSA DB |  |  | TRUE
104 | Link | HighT-Molten-Salt-discharger | highT_molten_salt_store | highT_salt | electricity | [6 empty] | db |  | db |  | PyPSA DB
105 | Link | Liquid-Air-charger | liquid_air_store | electricity | liquid_air | [6 empty] | db |  | db |  | PyPSA DB
106 | Store | Liquid-Air-store | liquid_air_store | liquid_air | [7 empty] | db |  | db |  | PyPSA DB |  |  | TRUE
107 | Link | Liquid-Air-discharger | liquid_air_store | liquid_air | electricity | [6 empty] | db |  | db |  | PyPSA DB
108 | Link | LowT-Molten-Salt-charger | lowT_molten_salt_store | electricity | lowT_salt | [6 empty] | db |  | db |  | PyPSA DB
109 | Store | LowT-Molten-Salt-store | lowT_molten_salt_store | lowT_salt | [7 empty] | db |  | db |  | PyPSA DB |  |  | TRUE
110 | Link | LowT-Molten-Salt-discharger | lowT_molten_salt_store | lowT_salt | electricity | [6 empty] | db |  | db |  | PyPSA DB
111 | Link | Pumped-Heat-charger | pumped_heat_store | electricity | pumped_heat | [6 empty] | db |  | db |  | PyPSA DB
112 | Store | Pumped-Heat-store | pumped_heat_store | pumped_heat | [7 empty] | db |  | db |  | PyPSA DB |  |  | TRUE
113 | Link | Pumped-Heat-discharger | pumped_heat_store | pumped_heat | electricity | [6 empty] | db |  | db |  | PyPSA DB
114 | Link | Sand-charger | sand_store | electricity | sand | [6 empty] | db |  | db |  | PyPSA DB
115 | Store | Sand-store | sand_store | sand | [7 empty] | db |  | db |  | PyPSA DB |  |  | TRUE
116 | Link | Sand-discharger | sand_store | sand | electricity | [6 empty] | db |  | db |  | PyPSA DB
117
118 | END_COMPONENT_DATA
119
120 | Note that any information that is in a column without an attribute header is consider a comment, and not used.
121 | Note that for MEM, storage is in energy units whereas for PyPSA it is in power units.
122 | Note: If there is a # in front of component (e.g. #Generator), this row will be ignored
123
124 | Note: costing for nuclear heat has to be for kWh thermal (or other energy unit)
125 | Note: % indicates addition to standard PyPSA name which stands before the %
126 | Note: carrier allows to group different technologies
127
128 | Cost calculations
129
130
131
132 |  | Source natural gas CCS costs | NREL (National Renewable Energy Laboratory). 2020. "2020 Annual Technology Baseline."
133 |  |  | https://atb-archive.nrel.gov/electricity/2020/data.php
134
135 |  | Source BECCS | NREL
136 |  |  | https://www.nrel.gov/docs/fy22osti/81644.pdf
137
138 |  | Source load shifting costs | Gerke et al. The California Demand Response Potential Study, Phase 3: Final Report on the Shift Resource through 2030.
139 |  |  | https://doi.org/10.20357/B7MS40
140
141 |  | Source lost load | Gorman. The quest to quantify the value of lost load: A critical review of the economics of power outages
142 |  |  | https://doi.org/10.1016/j.tej.2022.107187
143
144 |  | Source all other costs | PyPSA technology data
145 |  |  | https://github.com/PyPSA/technology-data/blob/master/outputs/costs_2020.csv
146
147
148 |  | 2020 €/$ | 1.14
149 |  | Discount rate | 0.07
150 |  | name | Overnight cost [€/MW] | Fixed O&M cost [€/MWyear] | Other fixed cost* (% of capital cost) | Lifetime [years] | Capital recovery factor [%/year] | Annual fixed costs [€/year] | Variable O&M [€/MWh] | Fuel cost [€/MWh] | Efficiency | Decay rate | Hourly fixed costs |  |  | Variable cost [€/MWh] | CO2 emissions
151 |  | pumped_hydro_storage energy | 103100 | 1546.5 |  | 30 | 0.080586 | 8433.0851 |  |  |  |  | 0.84446 | €/h/MW
152 |  | pumped_hydro_storage power | 1612000 | 14250 | 0.015 | 30 | 0.080586 | 146103.8617 |  |  | 0.81 |  | 14.6303 | €/h/MW |  | 0.00026316
153
154 |  | natural gas with CCS | 1969000 | 53000 |  | 30 | 0.080586 | 162945.7079 | 9 | 20 | 0.56 |  | 16.3168 | €/h/MW |  | 39.2231
155 |  | (NG combined cycle 95% CCS (H-frame basis -> 2nd Gen Tech)), Moderate
156 |  |  | 965000 | 27000 |  | 30 | 0.080586 | 79941.7123 | 2 | 8 | 0.56 |  | 8.0051 |  |  | 14.2857
157
158 |  | BECCS | 5580000 | 162000 |  | 30 | 0.080586 | 462727.129 |  |  |  |  | 46.3357 | €/h/MW |  | 14.5614 | -1.22 | tCO2/MWh
159
160 |  | load shedding | [13 empty] | 8771.9298
161 |  | load shifting | [5 empty] | 219298.2456
162
163 |  | * includes property, tax, insurance, licensing, permiting costs

## component inputs
| component | name | bus | p_set | carrier | capital_cost | marginal_cost | p_max_pu | p_nom_extendable | efficiency | bus0 | bus1 | bus2 | efficiency2 | sign | e_nom_extendable | e_nom | max_hours | cyclic_state_of_charge | p_min_pu | e_cyclic | standing_loss
0 | Load | load | electricity | date 2016-01-01 00:00:00 470809.0 2016-01-01 01:00:00 462893.0 2016-01-01 02:00:00 452352.0 2016-01-01 03:00:00 438677.0 2016-01-01 04:00:00 423295.0 ... 2016-12-31 20:00:00 432009.0 2016-12-31 21:00:00 435982.0 2016-12-31 22:00:00 450070.0 2016-12-31 23:00:00 459604.0 2017-01-01 00:00:00 460100.0 Name: demand (mw), Length: 8785, dtype: float64 | load
1 | Generator | solar-utility | electricity |  | solar-utility | 49588.7324 | 0 | date 2016-01-01 00:00:00 0.001722 2016-01-01 01:00:00 0.000000 2016-01-01 02:00:00 0.000000 2016-01-01 03:00:00 0.000000 2016-01-01 04:00:00 0.000000 ... 2016-12-31 20:00:00 0.497600 2016-12-31 21:00:00 0.513896 2016-12-31 22:00:00 0.439581 2016-12-31 23:00:00 0.156704 2017-01-01 00:00:00 0.001761 Name: solar 25% top, Length: 8785, dtype: float64 | TRUE
2 | Generator | onwind | electricity |  | onwind | 107318.8334 | 1.5 | date 2016-01-01 00:00:00 0.561034 2016-01-01 01:00:00 0.562139 2016-01-01 02:00:00 0.561250 2016-01-01 03:00:00 0.571372 2016-01-01 04:00:00 0.589611 ... 2016-12-31 20:00:00 0.381054 2016-12-31 21:00:00 0.371423 2016-12-31 22:00:00 0.413461 2016-12-31 23:00:00 0.486720 2017-01-01 00:00:00 0.543709 Name: wind 25% top, Length: 8785, dtype: float64 | TRUE
3 | Generator | CCGT % wCCS | natgas_wCCS_out |  | natgas_wCCS | 143326.4338 | 39.2231 |  | TRUE | 0.56
4 | Link | CCGT % link wCCS |  |  | natgas_wCCS | 0 | 0 |  | TRUE | 1 | natgas_wCCS_out | electricity | co2_atmosphere_out | 0.01
5 | Generator | CCGT | natgas_out |  | natgas | 104817.2552 | 40.2929 |  | TRUE | 0.56
6 | Link | CCGT % link |  |  | natgas | 0 | 0 |  | TRUE | 1 | natgas_out | electricity | co2_atmosphere_out | 0.2
7 | Generator | BECCS | beccs_out |  | beccs | 407013.0478 | 14.5614 |  | TRUE
8 | Link | BECCS % link |  |  | beccs | 0 | 0 |  | TRUE |  | beccs_out | electricity | co2_atmosphere_out | -1.22
9 | Generator | geothermal | geoth_out |  | geothermal | 334482.1991 | 0 |  | TRUE | 0.24
10 | Link | geothermal % link |  |  | geothermal | 0 | 0 |  | TRUE | 1 | geoth_out | electricity | co2_atmosphere_out | 0.03
11 | Generator | nuclear | electricity |  | nuclear | 706772.6168 | 11.3788 |  | TRUE | 0.33
12 | Generator | hydro | electricity |  | hydro | 177345.2166 | 0 |  | TRUE | 0.9
13 | Store | load shifting forward | electricity |  | load shifting forward | 219298.2456 | [8 empty] | -1 | TRUE
14 | Store | load shifting backward | electricity |  | load shifting backward | 219298.2456 | [9 empty] | TRUE
15 | Generator | load shedding | electricity |  | load shedding |  | 8771.9298 |  | TRUE
16 | Link | direct air capture |  |  | direct air capture | 1007250.4802 | 0 |  | TRUE |  | co2_atmosphere_out | co2_stored | electricity | -2
17 | Store | co2 atmosphere | co2_atmosphere_out |  | co2 atmosphere | [11 empty] | 0
18 | Store | CO2 storage tank | co2_stored |  | CO2 storage tank | 242.2253 | 0 | [8 empty] | TRUE
19 | StorageUnit | battery storage | electricity |  | battery storage | 131394.9526 | 0.015 |  | TRUE | [8 empty] | 6 | TRUE
20 | Link | Lead-Acid-bicharger |  |  | lead_acid_store | 20342.6982 | 0 |  | TRUE |  | electricity | lead_acid | [7 empty] | -1
21 | Store | Lead-Acid-store | lead_acid |  | lead_acid_store | 42449.2621 | 0 | [8 empty] | TRUE |  |  |  |  | TRUE
22 | Link | Lithium-Ion-LFP-bicharger |  |  | lithium_ion_lfp_store | 10956.5448 | 0 |  | TRUE |  | electricity | lithium_ion_lfp | [7 empty] | -1
23 | Store | Lithium-Ion-LFP-store | lithium_ion_lfp |  | lithium_ion_lfp_store | 31344.748 | 0 | [8 empty] | TRUE |  |  |  |  | TRUE
24 | Link | Lithium-Ion-NMC-bicharger |  |  | lithium_ion_nmc_store | 12150.6712 | 0 |  | TRUE |  | electricity | lithium_ion_nmc | [7 empty] | -1
25 | Store | Lithium-Ion-NMC-store | lithium_ion_nmc |  | lithium_ion_nmc_store | 40461.1323 | 0 | [8 empty] | TRUE |  |  |  |  | TRUE
26 | Link | Ni-Zn-bicharger |  |  | ni_zn_store | 11297.3829 | 0 |  | TRUE |  | electricity | ni_zn | [7 empty] | -1
27 | Store | Ni-Zn-store | ni_zn |  | ni_zn_store | 34978.3527 | 0 | [8 empty] | TRUE |  |  |  |  | TRUE
28 | Link | Vanadium-Redox-Flow-bicharger |  |  | redox_store | 20358.8666 | 0 |  | TRUE |  | electricity | vanadium | [7 empty] | -1
29 | Store | Vanadium-Redox-Flow-store | vanadium |  | redox_store | 36880.2443 | 0 | [8 empty] | TRUE |  |  |  |  | TRUE
30 | Link | Zn-Air-bicharger |  |  | zn_air_store | 12879.2176 | 0 |  | TRUE |  | electricity | zn_air | [7 empty] | -1
31 | Store | Zn-Air-store | zn_air |  | zn_air_store | 15483.1894 | 0 | [8 empty] | TRUE |  |  |  |  | TRUE
32 | Link | Zn-Br-Flow-bicharger |  |  | zn_br_flow_store | 20335.0267 | 0 |  | TRUE |  | electricity | zn_br_flow | [7 empty] | -1
33 | Store | Zn-Br-Flow-store | zn_br_flow |  | zn_br_flow_store | 62672.1059 | 0 | [8 empty] | TRUE |  |  |  |  | TRUE
34 | Link | Zn-Br-Nonflow-bicharger |  |  | zn_br_nonflow_store | 15682.004 | 0 |  | TRUE |  | electricity | zn_br_nonflow | [7 empty] | -1
35 | Store | Zn-Br-Nonflow-store | zn_br_nonflow |  | zn_br_nonflow_store | 28160.4554 | 0 | [8 empty] | TRUE |  |  |  |  | TRUE
36 | Link | Compressed-Air-Adiabatic-bicharger |  |  | compressed_air_store | 69012.3568 | 0 |  | TRUE |  | electricity | comp_air | [7 empty] | -1
37 | Store | Compressed-Air-Adiabatic-store | comp_air |  | compressed_air_store | 372.7473 | 0 | [8 empty] | TRUE |  |  |  |  | TRUE
38 | Link | Gravity-Brick-bicharger |  |  | gravity_brick_store | 33661.1731 | 0 |  | TRUE |  | electricity | grav_brick | [7 empty] | -1
39 | Store | Gravity-Brick-store | grav_brick |  | gravity_brick_store | 12628.3705 | 0 | [8 empty] | TRUE |  |  |  |  | TRUE
40 | Link | Gravity-Water-Aboveground-bicharger |  |  | gravity_aboveground_store | 28555.929 | 0 |  | TRUE |  | electricity | grav_abo_ground | [7 empty] | -1
41 | Store | Gravity-Water-Aboveground-store | grav_abo_ground |  | gravity_aboveground_store | 9336.1172 | 0 | [8 empty] | TRUE |  |  |  |  | TRUE
42 | Link | Gravity-Water-Underground-bicharger |  |  | gravity_underground_store | 70693.337 | 0 |  | TRUE |  | electricity | grav_und_ground | [7 empty] | -1
43 | Store | Gravity-Water-Underground-store | grav_und_ground |  | gravity_underground_store | 7347.3972 | 0 | [8 empty] | TRUE |  |  |  |  | TRUE
44 | Link | Pumped-Storage-Hydro-bicharger |  |  | phs_store | 102789.2725 | 0 |  | TRUE |  | electricity | h2o | [7 empty] | -1
45 | Store | Pumped-Storage-Hydro-store | h2o |  | phs_store | 3904.3881 | 0 | [8 empty] | TRUE |  |  |  |  | TRUE
46 | Link | electrolysis |  |  | hydrogen_store | 62293.8258 | 0.02 |  | TRUE | 0.8 | electricity | h2
47 | Store | hydrogen storage underground | h2 |  | hydrogen_store | 210.2423 | 0 | [8 empty] | TRUE |  |  |  |  | TRUE | 4e-06
48 | Link | fuel cell |  |  | hydrogen_store | 250090.7535 | 0.003 |  | TRUE | 0.58 | h2 | electricity
49 | Link | Concrete-charger |  |  | concrete_store | 14991.6613 | 0 |  | TRUE |  | electricity | concrete
50 | Store | Concrete-store | concrete |  | concrete_store | 2144.2077 | 0 | [8 empty] | TRUE |  |  |  |  | TRUE
51 | Link | Concrete-discharger |  |  | concrete_store | 54449.1165 | 0 |  | TRUE |  | concrete | electricity
52 | Link | HighT-Molten-Salt-charger |  |  | highT_molten_salt_store | 14982.18 | 0 |  | TRUE |  | electricity | highT_salt
53 | Store | HighT-Molten-Salt-store | highT_salt |  | highT_molten_salt_store | 8210.3623 | 0 | [8 empty] | TRUE |  |  |  |  | TRUE
54 | Link | HighT-Molten-Salt-discharger |  |  | highT_molten_salt_store | 54414.6825 | 0 |  | TRUE |  | highT_salt | electricity
55 | Link | Liquid-Air-charger |  |  | liquid_air_store | 36920.7588 | 0 |  | TRUE |  | electricity | liquid_air
56 | Store | Liquid-Air-store | liquid_air |  | liquid_air_store | 13621.8699 | 0 | [8 empty] | TRUE |  |  |  |  | TRUE
57 | Link | Liquid-Air-discharger |  |  | liquid_air_store | 26403.5346 | 0 |  | TRUE |  | liquid_air | electricity
58 | Link | LowT-Molten-Salt-charger |  |  | lowT_molten_salt_store | 11910.3873 | 0 |  | TRUE |  | electricity | lowT_salt
59 | Store | LowT-Molten-Salt-store | lowT_salt |  | lowT_molten_salt_store | 5063.7732 | 0 | [8 empty] | TRUE |  |  |  |  | TRUE
60 | Link | LowT-Molten-Salt-discharger |  |  | lowT_molten_salt_store | 43258.0528 | 0 |  | TRUE |  | lowT_salt | electricity
61 | Link | Pumped-Heat-charger |  |  | pumped_heat_store | 60028.892 | 0 |  | TRUE |  | electricity | pumped_heat
62 | Store | Pumped-Heat-store | pumped_heat |  | pumped_heat_store | 2239.3872 | 0 | [8 empty] | TRUE |  |  |  |  | TRUE
63 | Link | Pumped-Heat-discharger |  |  | pumped_heat_store | 42917.9303 | 0 |  | TRUE |  | pumped_heat | electricity
64 | Link | Sand-charger |  |  | sand_store | 12169.5302 | 0 |  | TRUE |  | electricity | sand
65 | Store | Sand-store | sand |  | sand_store | 584.6121 | 0 | [8 empty] | TRUE |  |  |  |  | TRUE
66 | Link | Sand-discharger |  |  | sand_store | 44199.2496 | 0 |  | TRUE |  | sand | electricity

## time inputs
snapshot | solar-utility series | onwind series | load load
2016-01-01 | 0.0017221 | 0.56103 | 470809
2016-01-01 01:00 | 0 | 0.56214 | 462893
2016-01-01 02:00 | 0 | 0.56125 | 452352
2016-01-01 03:00 | 0 | 0.57137 | 438677
2016-01-01 04:00 | 0 | 0.58961 | 423295
2016-01-01 05:00 | 0 | 0.6128 | 410979
2016-01-01 06:00 | 0 | 0.63396 | 400444
2016-01-01 07:00 | 0 | 0.64464 | 390845
2016-01-01 08:00 | 0 | 0.64481 | 383868
2016-01-01 09:00 | 0 | 0.64438 | 382247
2016-01-01 10:00 | 0 | 0.64187 | 385757
2016-01-01 11:00 | 0 | 0.6402 | 390944
2016-01-01 12:00 | 0 | 0.64083 | 398539
2016-01-01 13:00 | 0 | 0.64006 | 407548
2016-01-01 14:00 | 0.045026 | 0.59659 | 420289
2016-01-01 15:00 | 0.40261 | 0.46501 | 431770
2016-01-01 16:00 | 0.58429 | 0.3778 | 438480
2016-01-01 17:00 | 0.5848 | 0.41622 | 440338
2016-01-01 18:00 | 0.5481 | 0.45167 | 438036
2016-01-01 19:00 | 0.53386 | 0.44429 | 432321
2016-01-01 20:00 | 0.55315 | 0.41578 | 428860
2016-01-01 21:00 | 0.5848 | 0.37843 | 430801
2016-01-01 22:00 | 0.5356 | 0.47878 | 445055
2016-01-01 23:00 | 0.21023 | 0.58054 | 460170
2016-01-02 | 0.0019649 | 0.62083 | 465935
2016-01-02 01:00 | 0 | 0.64592 | 465362
2016-01-02 02:00 | 0 | 0.66047 | 462094
2016-01-02 03:00 | 0 | 0.66248 | 450580
2016-01-02 04:00 | 0 | 0.65364 | 434931
2016-01-02 05:00 | 0 | 0.63781 | 417915
2016-01-02 06:00 | 0 | 0.61815 | 406626
2016-01-02 07:00 | 0 | 0.59628 | 397512
2016-01-02 08:00 | 0 | 0.57689 | 392956
2016-01-02 09:00 | 0 | 0.56957 | 392210
2016-01-02 10:00 | 0 | 0.56554 | 396592
2016-01-02 11:00 | 0 | 0.55664 | 406767
2016-01-02 12:00 | 0 | 0.54933 | 420668
2016-01-02 13:00 | 0 | 0.54684 | 434757
2016-01-02 14:00 | 0.065175 | 0.50123 | 445046
2016-01-02 15:00 | 0.31668 | 0.34605 | 450093
2016-01-02 16:00 | 0.46539 | 0.22017 | 448776
2016-01-02 17:00 | 0.50479 | 0.21919 | 443349
2016-01-02 18:00 | 0.4964 | 0.28064 | 435148
2016-01-02 19:00 | 0.48474 | 0.3142 | 427129
2016-01-02 20:00 | 0.49386 | 0.30673 | 420682
2016-01-02 21:00 | 0.49861 | 0.29954 | 423696
2016-01-02 22:00 | 0.41262 | 0.40672 | 441498
2016-01-02 23:00 | 0.14873 | 0.47839 | 461592
2016-01-03 | 0.0019495 | 0.51762 | 469345
2016-01-03 01:00 | 0 | 0.54313 | 470347
2016-01-03 02:00 | 0 | 0.56023 | 467310
2016-01-03 03:00 | 0 | 0.57619 | 456030
2016-01-03 04:00 | 0 | 0.58655 | 441559
2016-01-03 05:00 | 0 | 0.58999 | 427167
2016-01-03 06:00 | 0 | 0.58676 | 413834
2016-01-03 07:00 | 0 | 0.5742 | 404865
2016-01-03 08:00 | 0 | 0.55269 | 399699
2016-01-03 09:00 | 0 | 0.52918 | 398110
2016-01-03 10:00 | 0 | 0.49774 | 400834
2016-01-03 11:00 | 0 | 0.45999 | 408834
2016-01-03 12:00 | 0 | 0.42558 | 420449
2016-01-03 13:00 | 0 | 0.40041 | 433181
2016-01-03 14:00 | 0.039661 | 0.31984 | 440085
2016-01-03 15:00 | 0.37348 | 0.18006 | 439806
2016-01-03 16:00 | 0.49634 | 0.10574 | 434999
2016-01-03 17:00 | 0.51266 | 0.086993 | 430919
2016-01-03 18:00 | 0.49228 | 0.083043 | 427178
2016-01-03 19:00 | 0.4773 | 0.086987 | 422449
2016-01-03 20:00 | 0.47837 | 0.090145 | 418943
2016-01-03 21:00 | 0.46511 | 0.097928 | 424541
2016-01-03 22:00 | 0.36923 | 0.14652 | 444380
2016-01-03 23:00 | 0.08686 | 0.19289 | 464325
2016-01-04 | 0.0020809 | 0.23921 | 474796
2016-01-04 01:00 | 0 | 0.27818 | 477021
2016-01-04 02:00 | 0 | 0.30743 | 469735
2016-01-04 03:00 | 0 | 0.3276 | 452837
2016-01-04 04:00 | 0 | 0.32839 | 435678
2016-01-04 05:00 | 0 | 0.31547 | 421559
2016-01-04 06:00 | 0 | 0.30021 | 410607
2016-01-04 07:00 | 0 | 0.28701 | 404707
2016-01-04 08:00 | 0 | 0.27463 | 403331
2016-01-04 09:00 | 0 | 0.2621 | 408268
2016-01-04 10:00 | 0 | 0.25405 | 424056
2016-01-04 11:00 | 0 | 0.25228 | 457966
2016-01-04 12:00 | 0 | 0.25844 | 490049
2016-01-04 13:00 | 0 | 0.27302 | 503347
2016-01-04 14:00 | 0.084897 | 0.28079 | 505677
2016-01-04 15:00 | 0.25929 | 0.22814 | 505098
2016-01-04 16:00 | 0.36727 | 0.1918 | 499867
2016-01-04 17:00 | 0.40003 | 0.20839 | 493446
2016-01-04 18:00 | 0.40313 | 0.24344 | 487900
2016-01-04 19:00 | 0.40039 | 0.27815 | 483354
2016-01-04 20:00 | 0.39534 | 0.29967 | 480122
2016-01-04 21:00 | 0.36121 | 0.31175 | 484754
2016-01-04 22:00 | 0.2623 | 0.39893 | 504066
2016-01-04 23:00 | 0.080196 | 0.53954 | 527878
2016-01-05 | 0.0016392 | 0.59697 | 538994
2016-01-05 01:00 | 0 | 0.6026 | 539677
2016-01-05 02:00 | 0 | 0.58396 | 531819
2016-01-05 03:00 | 0 | 0.55926 | 511858
2016-01-05 04:00 | 0 | 0.53794 | 488356
2016-01-05 05:00 | 0 | 0.51898 | 470100
2016-01-05 06:00 | 0 | 0.50129 | 459532
2016-01-05 07:00 | 0 | 0.48933 | 452735
2016-01-05 08:00 | 0 | 0.4815 | 450290
2016-01-05 09:00 | 0 | 0.46578 | 455066
2016-01-05 10:00 | 0 | 0.44938 | 471666
2016-01-05 11:00 | 0 | 0.43343 | 505340
2016-01-05 12:00 | 0 | 0.42277 | 536414
2016-01-05 13:00 | 0 | 0.41797 | 544393
2016-01-05 14:00 | 0.021223 | 0.39658 | 538308
2016-01-05 15:00 | 0.18775 | 0.40007 | 530432
2016-01-05 16:00 | 0.31142 | 0.42693 | 518961
2016-01-05 17:00 | 0.37362 | 0.45872 | 507046
2016-01-05 18:00 | 0.38627 | 0.45812 | 497896
2016-01-05 19:00 | 0.38481 | 0.43627 | 489977
2016-01-05 20:00 | 0.38058 | 0.40494 | 485292
2016-01-05 21:00 | 0.35004 | 0.38505 | 489904
2016-01-05 22:00 | 0.26091 | 0.41903 | 511089
2016-01-05 23:00 | 0.068156 | 0.5029 | 534774
2016-01-06 | 0.0018312 | 0.53648 | 544758
2016-01-06 01:00 | 0 | 0.53142 | 544168
2016-01-06 02:00 | 0 | 0.5143 | 534403
2016-01-06 03:00 | 0 | 0.50066 | 512646
2016-01-06 04:00 | 0 | 0.48766 | 488746
2016-01-06 05:00 | 0 | 0.47316 | 469710
2016-01-06 06:00 | 0 | 0.45467 | 459026
2016-01-06 07:00 | 0 | 0.43175 | 450847
2016-01-06 08:00 | 0 | 0.40631 | 447761
2016-01-06 09:00 | 0 | 0.38612 | 449636
2016-01-06 10:00 | 0 | 0.36481 | 463512
2016-01-06 11:00 | 0 | 0.34699 | 495560
2016-01-06 12:00 | 0 | 0.32789 | 524202
2016-01-06 13:00 | 0 | 0.30904 | 530125
2016-01-06 14:00 | 0.017994 | 0.26364 | 523807
2016-01-06 15:00 | 0.16713 | 0.1985 | 515122
2016-01-06 16:00 | 0.28894 | 0.1747 | 505229
2016-01-06 17:00 | 0.36954 | 0.18492 | 493888
2016-01-06 18:00 | 0.39122 | 0.18383 | 485222
2016-01-06 19:00 | 0.39117 | 0.17607 | 478021
2016-01-06 20:00 | 0.38642 | 0.16644 | 474674
2016-01-06 21:00 | 0.36423 | 0.16435 | 478064
2016-01-06 22:00 | 0.2863 | 0.19536 | 496279
2016-01-06 23:00 | 0.10402 | 0.26811 | 515072
2016-01-07 | 0.00090527 | 0.31581 | 521111
2016-01-07 01:00 | 0 | 0.33922 | 518375
2016-01-07 02:00 | 0 | 0.3402 | 506895
2016-01-07 03:00 | 0 | 0.32304 | 486281
2016-01-07 04:00 | 0 | 0.2902 | 461291
2016-01-07 05:00 | 0 | 0.26358 | 439921
2016-01-07 06:00 | 0 | 0.23998 | 425551
2016-01-07 07:00 | 0 | 0.22081 | 415893
2016-01-07 08:00 | 0 | 0.2109 | 410460
2016-01-07 09:00 | 0 | 0.20832 | 411058
2016-01-07 10:00 | 0 | 0.21594 | 423691
2016-01-07 11:00 | 0 | 0.22867 | 454300
2016-01-07 12:00 | 0 | 0.24108 | 483496
2016-01-07 13:00 | 0 | 0.24658 | 491785
2016-01-07 14:00 | 0.042386 | 0.21343 | 490686
2016-01-07 15:00 | 0.1967 | 0.14049 | 488256
2016-01-07 16:00 | 0.30441 | 0.15546 | 481130
2016-01-07 17:00 | 0.36281 | 0.19065 | 472955
2016-01-07 18:00 | 0.37753 | 0.19968 | 465227
2016-01-07 19:00 | 0.37099 | 0.20893 | 459310
2016-01-07 20:00 | 0.35866 | 0.21973 | 456439
2016-01-07 21:00 | 0.32887 | 0.23064 | 457995
2016-01-07 22:00 | 0.25993 | 0.25021 | 473389
2016-01-07 23:00 | 0.089468 | 0.28693 | 488977
2016-01-08 | 0.0024239 | 0.29778 | 494433
2016-01-08 01:00 | 0 | 0.29324 | 491621
2016-01-08 02:00 | 0 | 0.27983 | 481932
2016-01-08 03:00 | 0 | 0.26409 | 461801
2016-01-08 04:00 | 0 | 0.25071 | 437008
2016-01-08 05:00 | 0 | 0.2473 | 415288
2016-01-08 06:00 | 0 | 0.24685 | 399917
2016-01-08 07:00 | 0 | 0.24954 | 389529
2016-01-08 08:00 | 0 | 0.25289 | 384659
2016-01-08 09:00 | 0 | 0.25946 | 384914
2016-01-08 10:00 | 0 | 0.27022 | 395661
2016-01-08 11:00 | 0 | 0.27774 | 426104
2016-01-08 12:00 | 0 | 0.28247 | 455472
2016-01-08 13:00 | 0 | 0.2821 | 467173
2016-01-08 14:00 | 0.035377 | 0.26315 | 472550
2016-01-08 15:00 | 0.22817 | 0.26028 | 476734
2016-01-08 16:00 | 0.3899 | 0.26137 | 475016
2016-01-08 17:00 | 0.45234 | 0.25896 | 468663
2016-01-08 18:00 | 0.44326 | 0.2687 | 463564
2016-01-08 19:00 | 0.42052 | 0.29222 | 458952
2016-01-08 20:00 | 0.4077 | 0.32442 | 454537
2016-01-08 21:00 | 0.39966 | 0.34742 | 454446
2016-01-08 22:00 | 0.35428 | 0.36855 | 463432
2016-01-08 23:00 | 0.18836 | 0.39891 | 472623
2016-01-09 | 0.0036188 | 0.41074 | 473493
2016-01-09 01:00 | 0 | 0.41133 | 468337
2016-01-09 02:00 | 0 | 0.41125 | 459225
2016-01-09 03:00 | 0 | 0.4084 | 443600
2016-01-09 04:00 | 0 | 0.40893 | 424303
2016-01-09 05:00 | 0 | 0.41113 | 406106
2016-01-09 06:00 | 0 | 0.42191 | 390602
2016-01-09 07:00 | 0 | 0.4403 | 380209
2016-01-09 08:00 | 0 | 0.46413 | 373855
2016-01-09 09:00 | 0 | 0.48056 | 372820
2016-01-09 10:00 | 0 | 0.49813 | 376458
2016-01-09 11:00 | 0 | 0.51142 | 385225
2016-01-09 12:00 | 0 | 0.51404 | 400062
2016-01-09 13:00 | 2.61e-08 | 0.51036 | 417421
2016-01-09 14:00 | 0.098657 | 0.4963 | 432775
2016-01-09 15:00 | 0.42169 | 0.49706 | 443504
2016-01-09 16:00 | 0.57421 | 0.48361 | 447564
2016-01-09 17:00 | 0.58612 | 0.46263 | 446237
2016-01-09 18:00 | 0.54993 | 0.46092 | 441450
2016-01-09 19:00 | 0.53031 | 0.46978 | 437135
2016-01-09 20:00 | 0.54515 | 0.47638 | 434799
2016-01-09 21:00 | 0.55773 | 0.47931 | 438748
2016-01-09 22:00 | 0.49662 | 0.46463 | 451099
2016-01-09 23:00 | 0.17046 | 0.43744 | 461966
2016-01-10 | 0.00071692 | 0.41613 | 466908
2016-01-10 01:00 | 0 | 0.39935 | 465022
2016-01-10 02:00 | 0 | 0.38465 | 458039
2016-01-10 03:00 | 0 | 0.36871 | 445223
2016-01-10 04:00 | 0 | 0.35402 | 429865
2016-01-10 05:00 | 0 | 0.34417 | 414836
2016-01-10 06:00 | 0 | 0.33657 | 401159
2016-01-10 07:00 | 0 | 0.32998 | 391763
2016-01-10 08:00 | 0 | 0.32364 | 387369
2016-01-10 09:00 | 0 | 0.32513 | 386669
2016-01-10 10:00 | 0 | 0.33117 | 390692
2016-01-10 11:00 | 0 | 0.33073 | 400516
2016-01-10 12:00 | 0 | 0.31998 | 415332
2016-01-10 13:00 | 2.09e-07 | 0.30064 | 431531
2016-01-10 14:00 | 0.10714 | 0.26445 | 446224
2016-01-10 15:00 | 0.36678 | 0.19145 | 454445
2016-01-10 16:00 | 0.50479 | 0.15692 | 455969
2016-01-10 17:00 | 0.53637 | 0.16619 | 455005
2016-01-10 18:00 | 0.52392 | 0.19383 | 450676
2016-01-10 19:00 | 0.50759 | 0.2191 | 445348
2016-01-10 20:00 | 0.50702 | 0.23578 | 441043
2016-01-10 21:00 | 0.50436 | 0.24205 | 445970
2016-01-10 22:00 | 0.42446 | 0.26002 | 462762
2016-01-10 23:00 | 0.17367 | 0.31445 | 486387
2016-01-11 | 0.0028482 | 0.37533 | 499575
2016-01-11 01:00 | 0 | 0.42408 | 503763
2016-01-11 02:00 | 0 | 0.44679 | 499300
2016-01-11 03:00 | 0 | 0.4614 | 486290
2016-01-11 04:00 | 0 | 0.4709 | 469026
2016-01-11 05:00 | 0 | 0.48079 | 454916
2016-01-11 06:00 | 0 | 0.48597 | 445035
2016-01-11 07:00 | 0 | 0.48676 | 440399
2016-01-11 08:00 | 0 | 0.48183 | 440627
2016-01-11 09:00 | 0 | 0.46555 | 447243
2016-01-11 10:00 | 0 | 0.44727 | 465391
2016-01-11 11:00 | 0 | 0.43643 | 503205
2016-01-11 12:00 | 0 | 0.42763 | 537493
2016-01-11 13:00 | 5.8e-08 | 0.42586 | 547765
2016-01-11 14:00 | 0.095254 | 0.39626 | 543677
2016-01-11 15:00 | 0.48176 | 0.31857 | 535867
2016-01-11 16:00 | 0.61991 | 0.33687 | 524193
2016-01-11 17:00 | 0.61419 | 0.42591 | 511046
2016-01-11 18:00 | 0.58534 | 0.48688 | 501251
2016-01-11 19:00 | 0.57482 | 0.53143 | 492140
2016-01-11 20:00 | 0.59235 | 0.55402 | 485928
2016-01-11 21:00 | 0.62042 | 0.54329 | 488605
2016-01-11 22:00 | 0.56078 | 0.55823 | 506939
2016-01-11 23:00 | 0.19536 | 0.57687 | 526379
2016-01-12 | 0.0025805 | 0.57875 | 542445
2016-01-12 01:00 | 0 | 0.58336 | 543639
2016-01-12 02:00 | 0 | 0.60723 | 535222
2016-01-12 03:00 | 0 | 0.65447 | 517768
2016-01-12 04:00 | 0 | 0.6874 | 493946
2016-01-12 05:00 | 0 | 0.69762 | 476108
2016-01-12 06:00 | 0 | 0.69935 | 463046
2016-01-12 07:00 | 0 | 0.69247 | 454908
2016-01-12 08:00 | 0 | 0.68 | 451631
2016-01-12 09:00 | 0 | 0.66013 | 454626
2016-01-12 10:00 | 0 | 0.63281 | 468323
2016-01-12 11:00 | 0 | 0.59316 | 501211
2016-01-12 12:00 | 0 | 0.5425 | 532066
2016-01-12 13:00 | 6.52e-07 | 0.49191 | 539233
2016-01-12 14:00 | 0.12928 | 0.38673 | 532105
2016-01-12 15:00 | 0.55394 | 0.28053 | 521670
2016-01-12 16:00 | 0.65746 | 0.21589 | 510052
2016-01-12 17:00 | 0.64056 | 0.20691 | 498062
2016-01-12 18:00 | 0.60264 | 0.22232 | 488561
2016-01-12 19:00 | 0.58558 | 0.24217 | 480756
2016-01-12 20:00 | 0.60013 | 0.25296 | 474428
2016-01-12 21:00 | 0.62769 | 0.25401 | 476053
2016-01-12 22:00 | 0.57449 | 0.27715 | 492115
2016-01-12 23:00 | 0.20565 | 0.31038 | 513200
2016-01-13 | 0.0033679 | 0.37906 | 524891
2016-01-13 01:00 | 0 | 0.46674 | 526072
2016-01-13 02:00 | 0 | 0.53911 | 519458
2016-01-13 03:00 | 0 | 0.60088 | 503849
2016-01-13 04:00 | 0 | 0.63887 | 483469
2016-01-13 05:00 | 0 | 0.6421 | 465481
2016-01-13 06:00 | 0 | 0.63926 | 454923
2016-01-13 07:00 | 0 | 0.63448 | 448875
2016-01-13 08:00 | 0 | 0.63112 | 447429
2016-01-13 09:00 | 0 | 0.62141 | 452208
2016-01-13 10:00 | 0 | 0.60972 | 469687
2016-01-13 11:00 | 0 | 0.60055 | 505391
2016-01-13 12:00 | 0 | 0.58414 | 537146
2016-01-13 13:00 | 1.18e-06 | 0.56618 | 545012
2016-01-13 14:00 | 0.05567 | 0.4648 | 537234
2016-01-13 15:00 | 0.4856 | 0.29439 | 525619
2016-01-13 16:00 | 0.5809 | 0.20678 | 512003
2016-01-13 17:00 | 0.58156 | 0.20838 | 498883
2016-01-13 18:00 | 0.55966 | 0.24156 | 487741
2016-01-13 19:00 | 0.54701 | 0.26326 | 480098
2016-01-13 20:00 | 0.56107 | 0.27023 | 475714
2016-01-13 21:00 | 0.57419 | 0.32151 | 479086
2016-01-13 22:00 | 0.49401 | 0.41122 | 495539
2016-01-13 23:00 | 0.17431 | 0.49826 | 515312
2016-01-14 | 0.003882 | 0.57062 | 525731
2016-01-14 01:00 | 0 | 0.61577 | 525788
2016-01-14 02:00 | 0 | 0.64527 | 518221
2016-01-14 03:00 | 0 | 0.67326 | 499085
2016-01-14 04:00 | 0 | 0.70129 | 476059
2016-01-14 05:00 | 0 | 0.7233 | 455967
2016-01-14 06:00 | 0 | 0.73473 | 443426
2016-01-14 07:00 | 0 | 0.73192 | 434625
2016-01-14 08:00 | 0 | 0.71851 | 430323
2016-01-14 09:00 | 0 | 0.69133 | 433882
2016-01-14 10:00 | 0 | 0.67192 | 449048
2016-01-14 11:00 | 0 | 0.66291 | 482678
2016-01-14 12:00 | 0 | 0.65959 | 511825
2016-01-14 13:00 | 0 | 0.65686 | 518934
2016-01-14 14:00 | 0.13053 | 0.58009 | 511165
2016-01-14 15:00 | 0.48191 | 0.4541 | 499774
2016-01-14 16:00 | 0.58644 | 0.42369 | 485758
2016-01-14 17:00 | 0.60438 | 0.50764 | 471708
2016-01-14 18:00 | 0.58128 | 0.5748 | 461997
2016-01-14 19:00 | 0.56184 | 0.59899 | 454127
2016-01-14 20:00 | 0.56958 | 0.60204 | 449692
2016-01-14 21:00 | 0.58043 | 0.61718 | 451533
2016-01-14 22:00 | 0.50578 | 0.63861 | 463636
2016-01-14 23:00 | 0.19515 | 0.66778 | 481986
2016-01-15 | 0.0026644 | 0.68403 | 491071
2016-01-15 01:00 | 0 | 0.69302 | 490964
2016-01-15 02:00 | 0 | 0.69659 | 482259
2016-01-15 03:00 | 0 | 0.69278 | 462693
2016-01-15 04:00 | 0 | 0.68409 | 440735
2016-01-15 05:00 | 0 | 0.67135 | 420298
2016-01-15 06:00 | 0 | 0.65955 | 406086
2016-01-15 07:00 | 0 | 0.64791 | 397042
2016-01-15 08:00 | 0 | 0.63308 | 392675
2016-01-15 09:00 | 0 | 0.61938 | 394761
2016-01-15 10:00 | 0 | 0.60382 | 407359
2016-01-15 11:00 | 0 | 0.58435 | 436666
2016-01-15 12:00 | 0 | 0.56155 | 466185
2016-01-15 13:00 | 2.53e-06 | 0.52761 | 477552
2016-01-15 14:00 | 0.1402 | 0.39378 | 480240
2016-01-15 15:00 | 0.33532 | 0.29717 | 481526
2016-01-15 16:00 | 0.45059 | 0.26869 | 477244
2016-01-15 17:00 | 0.48227 | 0.24852 | 470535
2016-01-15 18:00 | 0.47624 | 0.24841 | 464809
2016-01-15 19:00 | 0.47052 | 0.26147 | 459306
2016-01-15 20:00 | 0.4661 | 0.27683 | 455638
2016-01-15 21:00 | 0.45393 | 0.28037 | 456911
2016-01-15 22:00 | 0.39994 | 0.29398 | 464155
2016-01-15 23:00 | 0.19056 | 0.32855 | 471864
2016-01-16 | 0.0058251 | 0.34649 | 473518
2016-01-16 01:00 | 0 | 0.34541 | 469990
2016-01-16 02:00 | 0 | 0.33666 | 462067
2016-01-16 03:00 | 0 | 0.33144 | 446898
2016-01-16 04:00 | 0 | 0.32857 | 429098
2016-01-16 05:00 | 0 | 0.32506 | 411200
2016-01-16 06:00 | 0 | 0.32389 | 397507
2016-01-16 07:00 | 0 | 0.32565 | 388116
2016-01-16 08:00 | 0 | 0.3286 | 383335
2016-01-16 09:00 | 0 | 0.32873 | 382836
2016-01-16 10:00 | 0 | 0.33917 | 388193
2016-01-16 11:00 | 0 | 0.35568 | 398613
2016-01-16 12:00 | 0 | 0.36062 | 414957
2016-01-16 13:00 | 0 | 0.36 | 431737
2016-01-16 14:00 | 0.056431 | 0.32496 | 445036
2016-01-16 15:00 | 0.3752 | 0.273 | 450767
2016-01-16 16:00 | 0.47454 | 0.26485 | 449596
2016-01-16 17:00 | 0.49433 | 0.27747 | 445176
2016-01-16 18:00 | 0.48237 | 0.29662 | 438693
2016-01-16 19:00 | 0.47666 | 0.31319 | 433491
2016-01-16 20:00 | 0.47859 | 0.32492 | 430588
2016-01-16 21:00 | 0.4739 | 0.32849 | 433541
2016-01-16 22:00 | 0.39368 | 0.31385 | 444810
2016-01-16 23:00 | 0.13742 | 0.3009 | 460141
2016-01-17 | 0.0036858 | 0.29762 | 466002
2016-01-17 01:00 | 0 | 0.29913 | 466202
2016-01-17 02:00 | 0 | 0.31298 | 461031
2016-01-17 03:00 | 0 | 0.33308 | 449651
2016-01-17 04:00 | 0 | 0.36075 | 433925
2016-01-17 05:00 | 0 | 0.39183 | 420780
2016-01-17 06:00 | 0 | 0.42059 | 409148
2016-01-17 07:00 | 0 | 0.43887 | 400726
2016-01-17 08:00 | 0 | 0.44311 | 397107
2016-01-17 09:00 | 0 | 0.42422 | 396995
2016-01-17 10:00 | 0 | 0.39388 | 401148
2016-01-17 11:00 | 0 | 0.36896 | 411144
2016-01-17 12:00 | 0 | 0.35135 | 426593
2016-01-17 13:00 | 3.71e-06 | 0.33728 | 444517
2016-01-17 14:00 | 0.049245 | 0.29434 | 458932
2016-01-17 15:00 | 0.36051 | 0.24316 | 464245
2016-01-17 16:00 | 0.50948 | 0.23498 | 462424
2016-01-17 17:00 | 0.5445 | 0.23382 | 459077
2016-01-17 18:00 | 0.52042 | 0.23029 | 454097
2016-01-17 19:00 | 0.5128 | 0.22805 | 448939
2016-01-17 20:00 | 0.53142 | 0.22142 | 445370
2016-01-17 21:00 | 0.54981 | 0.21247 | 448873
2016-01-17 22:00 | 0.49747 | 0.21152 | 464088
2016-01-17 23:00 | 0.17362 | 0.24792 | 485734
2016-01-18 | 0.0050361 | 0.27235 | 496055
2016-01-18 01:00 | 0 | 0.27314 | 499903
2016-01-18 02:00 | 0 | 0.26859 | 495273
2016-01-18 03:00 | 0 | 0.25908 | 485022
2016-01-18 04:00 | 0 | 0.24875 | 469740
2016-01-18 05:00 | 0 | 0.2432 | 455921
2016-01-18 06:00 | 0 | 0.23917 | 448386
2016-01-18 07:00 | 0 | 0.23303 | 444095
2016-01-18 08:00 | 0 | 0.22761 | 444476
2016-01-18 09:00 | 0 | 0.21932 | 451294
2016-01-18 10:00 | 0 | 0.21398 | 467139
2016-01-18 11:00 | 0 | 0.21138 | 494557
2016-01-18 12:00 | 0 | 0.21067 | 523689
2016-01-18 13:00 | 5.03e-06 | 0.21403 | 540845
2016-01-18 14:00 | 0.07477 | 0.19978 | 544986
2016-01-18 15:00 | 0.33183 | 0.15766 | 543295
2016-01-18 16:00 | 0.44145 | 0.14074 | 536682
2016-01-18 17:00 | 0.47739 | 0.1441 | 527471
2016-01-18 18:00 | 0.47938 | 0.15997 | 517624
2016-01-18 19:00 | 0.47761 | 0.17647 | 509646
2016-01-18 20:00 | 0.48286 | 0.18521 | 504548
2016-01-18 21:00 | 0.47459 | 0.19507 | 507574
2016-01-18 22:00 | 0.39346 | 0.23152 | 526254
2016-01-18 23:00 | 0.16686 | 0.33868 | 549477
2016-01-19 | 0.0050901 | 0.39524 | 562369
2016-01-19 01:00 | 0 | 0.41426 | 563958
2016-01-19 02:00 | 0 | 0.39862 | 556327
2016-01-19 03:00 | 0 | 0.37982 | 538055
2016-01-19 04:00 | 0 | 0.3684 | 516738
2016-01-19 05:00 | 0 | 0.36227 | 501292
2016-01-19 06:00 | 0 | 0.35807 | 488827
2016-01-19 07:00 | 0 | 0.35577 | 482783
2016-01-19 08:00 | 0 | 0.35133 | 481076
2016-01-19 09:00 | 0 | 0.34534 | 486092
2016-01-19 10:00 | 0 | 0.34117 | 502163
2016-01-19 11:00 | 0 | 0.33794 | 535457
2016-01-19 12:00 | 0 | 0.33913 | 566299
2016-01-19 13:00 | 0 | 0.34546 | 573164
2016-01-19 14:00 | 0.052253 | 0.32875 | 566429
2016-01-19 15:00 | 0.335 | 0.26661 | 557716
2016-01-19 16:00 | 0.44222 | 0.26538 | 545130
2016-01-19 17:00 | 0.45758 | 0.271 | 531980
2016-01-19 18:00 | 0.45271 | 0.25925 | 520957
2016-01-19 19:00 | 0.45397 | 0.25162 | 512504
2016-01-19 20:00 | 0.46435 | 0.24139 | 508038
2016-01-19 21:00 | 0.46243 | 0.2214 | 511350
2016-01-19 22:00 | 0.37438 | 0.21108 | 528590
2016-01-19 23:00 | 0.12432 | 0.26178 | 550838
2016-01-20 | 0.0041729 | 0.3151 | 561888
2016-01-20 01:00 | 0 | 0.35726 | 561943
2016-01-20 02:00 | 0 | 0.39298 | 552117
2016-01-20 03:00 | 0 | 0.39873 | 532519
2016-01-20 04:00 | 0 | 0.38608 | 508121
2016-01-20 05:00 | 0 | 0.3655 | 489033
2016-01-20 06:00 | 0 | 0.34788 | 477201
2016-01-20 07:00 | 0 | 0.33757 | 469244
2016-01-20 08:00 | 0 | 0.32783 | 465073
2016-01-20 09:00 | 0 | 0.31283 | 467668
2016-01-20 10:00 | 0 | 0.29723 | 480665
2016-01-20 11:00 | 0 | 0.28153 | 511178
2016-01-20 12:00 | 0 | 0.26795 | 538547
2016-01-20 13:00 | 1.09e-05 | 0.26412 | 545720
2016-01-20 14:00 | 0.033773 | 0.24411 | 541525
2016-01-20 15:00 | 0.31721 | 0.20056 | 535783
2016-01-20 16:00 | 0.47167 | 0.2019 | 524933
2016-01-20 17:00 | 0.52938 | 0.23964 | 513323
2016-01-20 18:00 | 0.53081 | 0.27801 | 504846
2016-01-20 19:00 | 0.53301 | 0.31056 | 499511
2016-01-20 20:00 | 0.55706 | 0.32679 | 496267
2016-01-20 21:00 | 0.58755 | 0.31478 | 498452
2016-01-20 22:00 | 0.54556 | 0.3129 | 512960
2016-01-20 23:00 | 0.26403 | 0.35203 | 530355
2016-01-21 | 0.0092433 | 0.3583 | 536685
2016-01-21 01:00 | 0 | 0.35257 | 533921
2016-01-21 02:00 | 0 | 0.3444 | 523733
2016-01-21 03:00 | 0 | 0.33906 | 502414
2016-01-21 04:00 | 0 | 0.33758 | 477551
2016-01-21 05:00 | 0 | 0.33144 | 456315
2016-01-21 06:00 | 0 | 0.31919 | 443693
2016-01-21 07:00 | 0 | 0.31593 | 435960
2016-01-21 08:00 | 0 | 0.31888 | 432949
2016-01-21 09:00 | 0 | 0.31769 | 435901
2016-01-21 10:00 | 0 | 0.31649 | 448923
2016-01-21 11:00 | 0 | 0.31566 | 480425
2016-01-21 12:00 | 0 | 0.31788 | 510035
2016-01-21 13:00 | 1.47e-05 | 0.32124 | 518534
2016-01-21 14:00 | 0.07907 | 0.29758 | 515838
2016-01-21 15:00 | 0.50895 | 0.31602 | 511625
2016-01-21 16:00 | 0.61913 | 0.33608 | 504869
2016-01-21 17:00 | 0.61776 | 0.34429 | 497314
2016-01-21 18:00 | 0.58808 | 0.35637 | 490719
2016-01-21 19:00 | 0.57325 | 0.37971 | 486338
2016-01-21 20:00 | 0.58294 | 0.40293 | 483984
2016-01-21 21:00 | 0.59659 | 0.41289 | 486412
2016-01-21 22:00 | 0.53297 | 0.4016 | 501961
2016-01-21 23:00 | 0.21177 | 0.41514 | 520445
2016-01-22 | 0.0062849 | 0.42216 | 527936
2016-01-22 01:00 | 0 | 0.40402 | 526468
2016-01-22 02:00 | 0 | 0.38178 | 516856
2016-01-22 03:00 | 0 | 0.36552 | 498821
2016-01-22 04:00 | 0 | 0.35109 | 476229
2016-01-22 05:00 | 0 | 0.34759 | 456375
2016-01-22 06:00 | 0 | 0.35256 | 444230
2016-01-22 07:00 | 0 | 0.3619 | 436401
2016-01-22 08:00 | 0 | 0.37173 | 433510
2016-01-22 09:00 | 0 | 0.37985 | 436978
2016-01-22 10:00 | 0 | 0.38896 | 449180
2016-01-22 11:00 | 0 | 0.38714 | 477761
2016-01-22 12:00 | 0 | 0.37578 | 507663
2016-01-22 13:00 | 2.26e-05 | 0.35767 | 521669
2016-01-22 14:00 | 0.087179 | 0.30705 | 527730
2016-01-22 15:00 | 0.47304 | 0.27741 | 530526
2016-01-22 16:00 | 0.56429 | 0.23355 | 527349
2016-01-22 17:00 | 0.55701 | 0.21048 | 521407
2016-01-22 18:00 | 0.53881 | 0.20987 | 515885
2016-01-22 19:00 | 0.53324 | 0.22012 | 510547
2016-01-22 20:00 | 0.54594 | 0.23788 | 506514
2016-01-22 21:00 | 0.55467 | 0.25986 | 507046
2016-01-22 22:00 | 0.46568 | 0.29215 | 517154
2016-01-22 23:00 | 0.1812 | 0.3821 | 529079
2016-01-23 | 0.0051588 | 0.46208 | 532762
2016-01-23 01:00 | 0 | 0.48704 | 529195
2016-01-23 02:00 | 0 | 0.48926 | 520505
2016-01-23 03:00 | 0 | 0.48661 | 505807
2016-01-23 04:00 | 0 | 0.48092 | 487425
2016-01-23 05:00 | 0 | 0.47877 | 471931
2016-01-23 06:00 | 0 | 0.47895 | 460046
2016-01-23 07:00 | 0 | 0.48341 | 452760
2016-01-23 08:00 | 0 | 0.48707 | 448842
2016-01-23 09:00 | 0 | 0.49429 | 449099
2016-01-23 10:00 | 0 | 0.5026 | 454288
2016-01-23 11:00 | 0 | 0.50984 | 463739
2016-01-23 12:00 | 0 | 0.51621 | 478856
2016-01-23 13:00 | 2.78e-05 | 0.5215 | 495520
2016-01-23 14:00 | 0.099082 | 0.48998 | 509928
2016-01-23 15:00 | 0.34843 | 0.42499 | 516578
2016-01-23 16:00 | 0.45111 | 0.35664 | 513731
2016-01-23 17:00 | 0.47939 | 0.35413 | 505643
2016-01-23 18:00 | 0.47354 | 0.37083 | 494705
2016-01-23 19:00 | 0.46385 | 0.38233 | 483360
2016-01-23 20:00 | 0.45906 | 0.37691 | 476779
2016-01-23 21:00 | 0.43485 | 0.36026 | 476727
2016-01-23 22:00 | 0.34958 | 0.39887 | 488300
2016-01-23 23:00 | 0.15029 | 0.53601 | 505374
2016-01-24 | 0.0098227 | 0.59087 | 514019
2016-01-24 01:00 | 0 | 0.59556 | 514024
2016-01-24 02:00 | 0 | 0.57328 | 508962
2016-01-24 03:00 | 0 | 0.53701 | 497824
2016-01-24 04:00 | 0 | 0.49958 | 482754
2016-01-24 05:00 | 0 | 0.46528 | 468555
2016-01-24 06:00 | 0 | 0.43382 | 459947
2016-01-24 07:00 | 0 | 0.4034 | 454182
2016-01-24 08:00 | 0 | 0.37673 | 452194
2016-01-24 09:00 | 0 | 0.3579 | 453163
2016-01-24 10:00 | 0 | 0.34536 | 457622
2016-01-24 11:00 | 0 | 0.33382 | 468618
2016-01-24 12:00 | 0 | 0.32414 | 482809
2016-01-24 13:00 | 2.59e-05 | 0.31737 | 494739
2016-01-24 14:00 | 0.078346 | 0.27996 | 496332
2016-01-24 15:00 | 0.39883 | 0.19938 | 487392
2016-01-24 16:00 | 0.53516 | 0.19565 | 473672
2016-01-24 17:00 | 0.56827 | 0.22715 | 460203
2016-01-24 18:00 | 0.54756 | 0.27048 | 447336
2016-01-24 19:00 | 0.5343 | 0.30316 | 437481
2016-01-24 20:00 | 0.54361 | 0.32322 | 431504
2016-01-24 21:00 | 0.55732 | 0.34625 | 433670
2016-01-24 22:00 | 0.503 | 0.4094 | 450881
2016-01-24 23:00 | 0.25689 | 0.47431 | 474596
2016-01-25 | 0.010035 | 0.49704 | 491726
2016-01-25 01:00 | 0 | 0.48531 | 495962
2016-01-25 02:00 | 0 | 0.47603 | 491171
2016-01-25 03:00 | 0 | 0.47755 | 478100
2016-01-25 04:00 | 0 | 0.48346 | 460344
2016-01-25 05:00 | 0 | 0.48938 | 445039
2016-01-25 06:00 | 0 | 0.50107 | 435449
2016-01-25 07:00 | 0 | 0.51736 | 430084
2016-01-25 08:00 | 0 | 0.53277 | 429371
2016-01-25 09:00 | 0 | 0.5388 | 434477
2016-01-25 10:00 | 0 | 0.54594 | 450562
2016-01-25 11:00 | 0 | 0.55749 | 482964
2016-01-25 12:00 | 0 | 0.56 | 513254
2016-01-25 13:00 | 2.8e-05 | 0.5669 | 521833
2016-01-25 14:00 | 0.15452 | 0.4833 | 513400
2016-01-25 15:00 | 0.48082 | 0.50462 | 502803
2016-01-25 16:00 | 0.61529 | 0.54846 | 490218
2016-01-25 17:00 | 0.6334 | 0.562 | 478418
2016-01-25 18:00 | 0.60138 | 0.58032 | 468443
2016-01-25 19:00 | 0.58294 | 0.60314 | 460520
2016-01-25 20:00 | 0.59342 | 0.61695 | 455084
2016-01-25 21:00 | 0.60642 | 0.61356 | 456462
2016-01-25 22:00 | 0.54651 | 0.59735 | 470804
2016-01-25 23:00 | 0.29061 | 0.66992 | 489971
2016-01-26 | 0.014353 | 0.72151 | 498882
2016-01-26 01:00 | 0 | 0.73616 | 497920
2016-01-26 02:00 | 0 | 0.73185 | 487578
2016-01-26 03:00 | 0 | 0.7017 | 468214
2016-01-26 04:00 | 0 | 0.65944 | 444306
2016-01-26 05:00 | 0 | 0.62368 | 424224
2016-01-26 06:00 | 0 | 0.58985 | 410463
2016-01-26 07:00 | 0 | 0.57134 | 402333
2016-01-26 08:00 | 0 | 0.5556 | 398895
2016-01-26 09:00 | 0 | 0.55142 | 402129
2016-01-26 10:00 | 0 | 0.5533 | 415301
2016-01-26 11:00 | 0 | 0.54769 | 445595
2016-01-26 12:00 | 0 | 0.53415 | 475322
2016-01-26 13:00 | 4.67e-06 | 0.51268 | 486896
2016-01-26 14:00 | 0.042868 | 0.40124 | 487445
2016-01-26 15:00 | 0.49808 | 0.29998 | 486455
2016-01-26 16:00 | 0.61716 | 0.29808 | 481157
2016-01-26 17:00 | 0.60771 | 0.32196 | 474019
2016-01-26 18:00 | 0.58715 | 0.32662 | 468079
2016-01-26 19:00 | 0.57672 | 0.32234 | 463872
2016-01-26 20:00 | 0.59273 | 0.31093 | 461239
2016-01-26 21:00 | 0.61694 | 0.27643 | 463887
2016-01-26 22:00 | 0.59295 | 0.26327 | 477148
2016-01-26 23:00 | 0.30918 | 0.25797 | 492997
2016-01-27 | 0.015881 | 0.27734 | 500249
2016-01-27 01:00 | 0 | 0.31423 | 499113
2016-01-27 02:00 | 0 | 0.35485 | 488910
2016-01-27 03:00 | 0 | 0.39205 | 469326
2016-01-27 04:00 | 0 | 0.43479 | 445534
2016-01-27 05:00 | 0 | 0.48398 | 425309
2016-01-27 06:00 | 0 | 0.53192 | 411719
2016-01-27 07:00 | 0 | 0.57064 | 403198
2016-01-27 08:00 | 0 | 0.60484 | 399404
2016-01-27 09:00 | 0 | 0.63408 | 403381
2016-01-27 10:00 | 0 | 0.65329 | 418666
2016-01-27 11:00 | 0 | 0.66139 | 449958
2016-01-27 12:00 | 0 | 0.6634 | 482253
2016-01-27 13:00 | 2.98e-05 | 0.66642 | 494454
2016-01-27 14:00 | 0.092099 | 0.57475 | 496472
2016-01-27 15:00 | 0.54032 | 0.4754 | 495410
2016-01-27 16:00 | 0.63901 | 0.45311 | 488754
2016-01-27 17:00 | 0.62094 | 0.51039 | 479322
2016-01-27 18:00 | 0.594 | 0.5689 | 469952
2016-01-27 19:00 | 0.58112 | 0.6032 | 462707
2016-01-27 20:00 | 0.5926 | 0.60768 | 458018
2016-01-27 21:00 | 0.61015 | 0.60849 | 458984
2016-01-27 22:00 | 0.55857 | 0.65987 | 471783
2016-01-27 23:00 | 0.23259 | 0.69052 | 491721
2016-01-28 | 0.010578 | 0.7185 | 503795
2016-01-28 01:00 | 0 | 0.74465 | 505618
2016-01-28 02:00 | 0 | 0.7664 | 498533
2016-01-28 03:00 | 0 | 0.78733 | 480798
2016-01-28 04:00 | 0 | 0.80773 | 458328
2016-01-28 05:00 | 0 | 0.82475 | 439388
2016-01-28 06:00 | 0 | 0.8356 | 427549
2016-01-28 07:00 | 0 | 0.84331 | 420148
2016-01-28 08:00 | 0 | 0.83759 | 417062
2016-01-28 09:00 | 0 | 0.82346 | 420727
2016-01-28 10:00 | 0 | 0.80631 | 437126
2016-01-28 11:00 | 0 | 0.79151 | 471427
2016-01-28 12:00 | 0 | 0.7737 | 503404
2016-01-28 13:00 | 3.62e-05 | 0.74211 | 512040
2016-01-28 14:00 | 0.091961 | 0.55297 | 507622
2016-01-28 15:00 | 0.54663 | 0.34228 | 498829
2016-01-28 16:00 | 0.67487 | 0.2963 | 486539
2016-01-28 17:00 | 0.65899 | 0.33188 | 473213
2016-01-28 18:00 | 0.61911 | 0.34377 | 463101
2016-01-28 19:00 | 0.60272 | 0.33482 | 455087
2016-01-28 20:00 | 0.61796 | 0.32023 | 450296
2016-01-28 21:00 | 0.65238 | 0.30855 | 452306
2016-01-28 22:00 | 0.61706 | 0.33917 | 463893
2016-01-28 23:00 | 0.26728 | 0.37637 | 479734
2016-01-29 | 0.014032 | 0.41058 | 489988
2016-01-29 01:00 | 0 | 0.44411 | 491465
2016-01-29 02:00 | 0 | 0.49006 | 483885
2016-01-29 03:00 | 0 | 0.55581 | 466139
2016-01-29 04:00 | 0 | 0.62855 | 442987
2016-01-29 05:00 | 0 | 0.6816 | 424662
2016-01-29 06:00 | 0 | 0.71972 | 413273
2016-01-29 07:00 | 0 | 0.75209 | 406076
2016-01-29 08:00 | 0 | 0.77592 | 403830
2016-01-29 09:00 | 0 | 0.78918 | 408717
2016-01-29 10:00 | 0 | 0.80087 | 423725
2016-01-29 11:00 | 0 | 0.8148 | 458104
2016-01-29 12:00 | 0 | 0.82052 | 489880
2016-01-29 13:00 | 3.94e-05 | 0.81893 | 498339
2016-01-29 14:00 | 0.11095 | 0.70645 | 492284
2016-01-29 15:00 | 0.48106 | 0.58703 | 483987
2016-01-29 16:00 | 0.57184 | 0.61274 | 472607
2016-01-29 17:00 | 0.56876 | 0.73498 | 461493
2016-01-29 18:00 | 0.55108 | 0.79233 | 453063
2016-01-29 19:00 | 0.54428 | 0.80937 | 446413
2016-01-29 20:00 | 0.55283 | 0.80173 | 441068
2016-01-29 21:00 | 0.56383 | 0.79891 | 441048
2016-01-29 22:00 | 0.4918 | 0.81157 | 450733
2016-01-29 23:00 | 0.23008 | 0.81841 | 465999
2016-01-30 | 0.013564 | 0.78504 | 473718
2016-01-30 01:00 | 0 | 0.74212 | 473262
2016-01-30 02:00 | 0 | 0.70075 | 468077
2016-01-30 03:00 | 0 | 0.66793 | 455580
2016-01-30 04:00 | 0 | 0.65037 | 437622
2016-01-30 05:00 | 0 | 0.64987 | 421454
2016-01-30 06:00 | 0 | 0.66886 | 409661
2016-01-30 07:00 | 0 | 0.67799 | 401725
2016-01-30 08:00 | 0 | 0.67038 | 397446
2016-01-30 09:00 | 0 | 0.65914 | 399211
2016-01-30 10:00 | 0 | 0.64377 | 406491
2016-01-30 11:00 | 0 | 0.62954 | 420075
2016-01-30 12:00 | 0 | 0.62403 | 436599
2016-01-30 13:00 | 4.36e-05 | 0.62454 | 448082
2016-01-30 14:00 | 0.10935 | 0.5401 | 447923
2016-01-30 15:00 | 0.42269 | 0.35059 | 440969
2016-01-30 16:00 | 0.51863 | 0.33245 | 431135
2016-01-30 17:00 | 0.5357 | 0.41794 | 420375
2016-01-30 18:00 | 0.52564 | 0.47547 | 410136
2016-01-30 19:00 | 0.52025 | 0.50968 | 402345
2016-01-30 20:00 | 0.52796 | 0.53362 | 398119
2016-01-30 21:00 | 0.53794 | 0.55571 | 398211
2016-01-30 22:00 | 0.47652 | 0.57517 | 407935
2016-01-30 23:00 | 0.24979 | 0.58693 | 424712
2016-01-31 | 0.016489 | 0.59834 | 432706
2016-01-31 01:00 | 0 | 0.60341 | 433566
2016-01-31 02:00 | 0 | 0.61749 | 428394
2016-01-31 03:00 | 0 | 0.64683 | 417412
2016-01-31 04:00 | 0 | 0.67022 | 401466
2016-01-31 05:00 | 0 | 0.67545 | 385031
2016-01-31 06:00 | 0 | 0.67181 | 372884
2016-01-31 07:00 | 0 | 0.66085 | 364163
2016-01-31 08:00 | 0 | 0.64981 | 359200
2016-01-31 09:00 | 0 | 0.62858 | 358040
2016-01-31 10:00 | 0 | 0.59374 | 360898
2016-01-31 11:00 | 0 | 0.5612 | 368195
2016-01-31 12:00 | 0 | 0.53048 | 380157
2016-01-31 13:00 | 5.51e-05 | 0.50261 | 391752
2016-01-31 14:00 | 0.11746 | 0.38899 | 399409
2016-01-31 15:00 | 0.36893 | 0.29341 | 400465
2016-01-31 16:00 | 0.45933 | 0.34679 | 398733
2016-01-31 17:00 | 0.47833 | 0.36964 | 397649
2016-01-31 18:00 | 0.4735 | 0.36127 | 395805
2016-01-31 19:00 | 0.46491 | 0.35606 | 393066
2016-01-31 20:00 | 0.44498 | 0.34751 | 391975
2016-01-31 21:00 | 0.40389 | 0.32146 | 395107
2016-01-31 22:00 | 0.32392 | 0.33141 | 407470
2016-01-31 23:00 | 0.14804 | 0.35834 | 425236
2016-02-01 | 0.012193 | 0.36298 | 434806
2016-02-01 01:00 | 0 | 0.35282 | 435064
2016-02-01 02:00 | 0 | 0.3351 | 426819
2016-02-01 03:00 | 0 | 0.3208 | 411759
2016-02-01 04:00 | 0 | 0.30793 | 391383
2016-02-01 05:00 | 0 | 0.2947 | 372942
2016-02-01 06:00 | 0 | 0.284 | 361001
2016-02-01 07:00 | 0 | 0.27675 | 353033
2016-02-01 08:00 | 0 | 0.26996 | 350045
2016-02-01 09:00 | 0 | 0.25704 | 353256
2016-02-01 10:00 | 0 | 0.24073 | 368542
2016-02-01 11:00 | 0 | 0.2342 | 401550
2016-02-01 12:00 | 0 | 0.23251 | 433191
2016-02-01 13:00 | 5.98e-05 | 0.22838 | 444295
2016-02-01 14:00 | 0.092878 | 0.1671 | 447894
2016-02-01 15:00 | 0.31718 | 0.17864 | 450694
2016-02-01 16:00 | 0.45352 | 0.26264 | 449644
2016-02-01 17:00 | 0.49924 | 0.32992 | 446263
2016-02-01 18:00 | 0.50663 | 0.36697 | 442699
2016-02-01 19:00 | 0.49938 | 0.3959 | 439797
2016-02-01 20:00 | 0.49173 | 0.42348 | 437129
2016-02-01 21:00 | 0.48025 | 0.4545 | 438025
2016-02-01 22:00 | 0.43514 | 0.48843 | 446188
2016-02-01 23:00 | 0.26102 | 0.54558 | 461930
2016-02-02 | 0.024179 | 0.57161 | 471806
2016-02-02 01:00 | 0 | 0.56317 | 470709
2016-02-02 02:00 | 0 | 0.54474 | 461079
2016-02-02 03:00 | 0 | 0.5323 | 442670
2016-02-02 04:00 | 0 | 0.51648 | 418336
2016-02-02 05:00 | 0 | 0.50954 | 396625
2016-02-02 06:00 | 0 | 0.50837 | 381749
2016-02-02 07:00 | 0 | 0.52081 | 371769
2016-02-02 08:00 | 0 | 0.53823 | 366772
2016-02-02 09:00 | 0 | 0.56491 | 368591
2016-02-02 10:00 | 0 | 0.60408 | 382021
2016-02-02 11:00 | 0 | 0.64143 | 414646
2016-02-02 12:00 | 0 | 0.66191 | 443825
2016-02-02 13:00 | 7.89e-05 | 0.66825 | 453953
2016-02-02 14:00 | 0.11822 | 0.6028 | 457153
2016-02-02 15:00 | 0.51215 | 0.64892 | 459078
2016-02-02 16:00 | 0.60884 | 0.66511 | 457079
2016-02-02 17:00 | 0.61417 | 0.66287 | 450673
2016-02-02 18:00 | 0.59705 | 0.6482 | 448768
2016-02-02 19:00 | 0.5816 | 0.63599 | 444618
2016-02-02 20:00 | 0.58235 | 0.6297 | 441273
2016-02-02 21:00 | 0.57689 | 0.62561 | 442635
2016-02-02 22:00 | 0.5138 | 0.62633 | 452450
2016-02-02 23:00 | 0.30896 | 0.63514 | 466845
2016-02-03 | 0.028656 | 0.63343 | 475296
2016-02-03 01:00 | 0 | 0.62075 | 474068
2016-02-03 02:00 | 0 | 0.61191 | 463570
2016-02-03 03:00 | 0 | 0.60504 | 444152
2016-02-03 04:00 | 0 | 0.59897 | 420117
2016-02-03 05:00 | 0 | 0.59243 | 399540
2016-02-03 06:00 | 0 | 0.58809 | 384347
2016-02-03 07:00 | 0 | 0.58355 | 374131
2016-02-03 08:00 | 0 | 0.57726 | 369211
2016-02-03 09:00 | 0 | 0.56404 | 371215
2016-02-03 10:00 | 0 | 0.55084 | 383781
2016-02-03 11:00 | 0 | 0.5383 | 415255
2016-02-03 12:00 | 0 | 0.52451 | 446694
2016-02-03 13:00 | 9.79e-05 | 0.49735 | 459887
2016-02-03 14:00 | 0.2302 | 0.43898 | 465986
2016-02-03 15:00 | 0.62755 | 0.42389 | 469666
2016-02-03 16:00 | 0.71243 | 0.41345 | 468347
2016-02-03 17:00 | 0.70131 | 0.41901 | 463302
2016-02-03 18:00 | 0.66644 | 0.43149 | 458532
2016-02-03 19:00 | 0.64601 | 0.4586 | 453700
2016-02-03 20:00 | 0.65218 | 0.48084 | 449532
2016-02-03 21:00 | 0.66442 | 0.47829 | 450158
2016-02-03 22:00 | 0.62101 | 0.42834 | 458219
2016-02-03 23:00 | 0.38355 | 0.41659 | 472065
2016-02-04 | 0.028756 | 0.41961 | 482328
2016-02-04 01:00 | 0 | 0.41339 | 482856
2016-02-04 02:00 | 0 | 0.42164 | 474367
2016-02-04 03:00 | 0 | 0.42474 | 456290
2016-02-04 04:00 | 0 | 0.42138 | 432825
2016-02-04 05:00 | 0 | 0.41869 | 412681
2016-02-04 06:00 | 0 | 0.41706 | 398724
2016-02-04 07:00 | 0 | 0.41398 | 390171
2016-02-04 08:00 | 0 | 0.40942 | 386439
2016-02-04 09:00 | 0 | 0.39928 | 389595
2016-02-04 10:00 | 0 | 0.38587 | 404973
2016-02-04 11:00 | 0 | 0.37917 | 438227
2016-02-04 12:00 | 0 | 0.38022 | 472199
2016-02-04 13:00 | 0.00010829 | 0.3817 | 484949
2016-02-04 14:00 | 0.14401 | 0.31885 | 487328
2016-02-04 15:00 | 0.53896 | 0.23456 | 485781
2016-02-04 16:00 | 0.62128 | 0.23297 | 479593
2016-02-04 17:00 | 0.63222 | 0.2572 | 470967
2016-02-04 18:00 | 0.61046 | 0.28252 | 462918
2016-02-04 19:00 | 0.59375 | 0.29742 | 456299
2016-02-04 20:00 | 0.59172 | 0.30158 | 451360
2016-02-04 21:00 | 0.59113 | 0.27999 | 451716
2016-02-04 22:00 | 0.53159 | 0.24645 | 461495
2016-02-04 23:00 | 0.33271 | 0.24139 | 477809
2016-02-05 | 0.029349 | 0.26037 | 491436
2016-02-05 01:00 | 0 | 0.30494 | 495085
2016-02-05 02:00 | 0 | 0.36804 | 488990
2016-02-05 03:00 | 0 | 0.42061 | 473043
2016-02-05 04:00 | 0 | 0.46144 | 452119
2016-02-05 05:00 | 0 | 0.48202 | 433235
2016-02-05 06:00 | 0 | 0.48294 | 421814
2016-02-05 07:00 | 0 | 0.47429 | 416139
2016-02-05 08:00 | 0 | 0.4623 | 414463
2016-02-05 09:00 | 0 | 0.44837 | 418537
2016-02-05 10:00 | 0 | 0.43929 | 435319
2016-02-05 11:00 | 0 | 0.4355 | 470378
2016-02-05 12:00 | 0 | 0.43916 | 503832
2016-02-05 13:00 | 0.00012561 | 0.43683 | 514139
2016-02-05 14:00 | 0.12887 | 0.35691 | 511370
2016-02-05 15:00 | 0.60098 | 0.32065 | 503724
2016-02-05 16:00 | 0.70556 | 0.38845 | 490621
2016-02-05 17:00 | 0.70874 | 0.46401 | 475355
2016-02-05 18:00 | 0.67554 | 0.49408 | 462022
2016-02-05 19:00 | 0.65794 | 0.50727 | 451872
2016-02-05 20:00 | 0.66858 | 0.50781 | 443685
2016-02-05 21:00 | 0.68959 | 0.47585 | 442344
2016-02-05 22:00 | 0.6509 | 0.42711 | 452742
2016-02-05 23:00 | 0.35794 | 0.4581 | 471656
2016-02-06 | 0.033942 | 0.48663 | 483417
2016-02-06 01:00 | 0 | 0.50957 | 486500
2016-02-06 02:00 | 0 | 0.53801 | 483385
2016-02-06 03:00 | 0 | 0.56186 | 472460
2016-02-06 04:00 | 0 | 0.59078 | 454189
2016-02-06 05:00 | 0 | 0.62642 | 438683
2016-02-06 06:00 | 0 | 0.65435 | 427364
2016-02-06 07:00 | 0 | 0.6633 | 420107
2016-02-06 08:00 | 0 | 0.66072 | 416611
2016-02-06 09:00 | 0 | 0.65213 | 417580
2016-02-06 10:00 | 0 | 0.63725 | 424321
2016-02-06 11:00 | 0 | 0.62351 | 438511
2016-02-06 12:00 | 0 | 0.61167 | 455511
2016-02-06 13:00 | 0.00014291 | 0.58864 | 468212
2016-02-06 14:00 | 0.16534 | 0.45882 | 470531
2016-02-06 15:00 | 0.65798 | 0.36365 | 464518
2016-02-06 16:00 | 0.73073 | 0.34357 | 453862
2016-02-06 17:00 | 0.71453 | 0.37621 | 441481
2016-02-06 18:00 | 0.68257 | 0.42218 | 429388
2016-02-06 19:00 | 0.66729 | 0.46625 | 419274
2016-02-06 20:00 | 0.68003 | 0.49241 | 413456
2016-02-06 21:00 | 0.70089 | 0.55422 | 413630
2016-02-06 22:00 | 0.64359 | 0.65713 | 423228
2016-02-06 23:00 | 0.37556 | 0.7294 | 441840
2016-02-07 | 0.032122 | 0.78781 | 454496
2016-02-07 01:00 | 0 | 0.85745 | 458884
2016-02-07 02:00 | 0 | 0.90038 | 456449
2016-02-07 03:00 | 0 | 0.92982 | 448253
2016-02-07 04:00 | 0 | 0.94841 | 434897
2016-02-07 05:00 | 0 | 0.95657 | 421779
2016-02-07 06:00 | 0 | 0.95558 | 412123
2016-02-07 07:00 | 0 | 0.94674 | 406532
2016-02-07 08:00 | 0 | 0.93176 | 404173
2016-02-07 09:00 | 0 | 0.91291 | 405629
2016-02-07 10:00 | 0 | 0.89772 | 410888
2016-02-07 11:00 | 0 | 0.88736 | 421930
2016-02-07 12:00 | 0 | 0.87059 | 436080
2016-02-07 13:00 | 0.00017491 | 0.84482 | 449995
2016-02-07 14:00 | 0.16823 | 0.72376 | 454302
2016-02-07 15:00 | 0.64815 | 0.62282 | 448053
2016-02-07 16:00 | 0.73214 | 0.6687 | 438340
2016-02-07 17:00 | 0.71017 | 0.69426 | 429703
2016-02-07 18:00 | 0.6749 | 0.72079 | 422701
2016-02-07 19:00 | 0.65976 | 0.73912 | 416621
2016-02-07 20:00 | 0.67352 | 0.76174 | 413206
2016-02-07 21:00 | 0.70317 | 0.79192 | 414826
2016-02-07 22:00 | 0.65831 | 0.83716 | 425152
2016-02-07 23:00 | 0.38507 | 0.89089 | 437288
2016-02-08 | 0.040386 | 0.92501 | 441298
2016-02-08 01:00 | 0 | 0.92171 | 444780
2016-02-08 02:00 | 0 | 0.90688 | 444304
2016-02-08 03:00 | 0 | 0.89311 | 438359
2016-02-08 04:00 | 0 | 0.87599 | 430018
2016-02-08 05:00 | 0 | 0.86439 | 413486
2016-02-08 06:00 | 0 | 0.85824 | 402235
2016-02-08 07:00 | 0 | 0.85036 | 396922
2016-02-08 08:00 | 0 | 0.84878 | 396560
2016-02-08 09:00 | 0 | 0.8492 | 402530
2016-02-08 10:00 | 0 | 0.84945 | 421060
2016-02-08 11:00 | 0 | 0.84675 | 457551
2016-02-08 12:00 | 0 | 0.83959 | 490360
2016-02-08 13:00 | 0.0002141 | 0.81695 | 498868
2016-02-08 14:00 | 0.1545 | 0.71714 | 495896
2016-02-08 15:00 | 0.63181 | 0.76414 | 491192
2016-02-08 16:00 | 0.72436 | 0.77768 | 483825
2016-02-08 17:00 | 0.70816 | 0.78848 | 475907
2016-02-08 18:00 | 0.6773 | 0.80196 | 469962
2016-02-08 19:00 | 0.66551 | 0.80914 | 464212
2016-02-08 20:00 | 0.68033 | 0.81105 | 462931
2016-02-08 21:00 | 0.7093 | 0.80652 | 465945
2016-02-08 22:00 | 0.6558 | 0.79831 | 477812
2016-02-08 23:00 | 0.3794 | 0.80549 | 496619
2016-02-09 | 0.038812 | 0.79565 | 509626
2016-02-09 01:00 | 0 | 0.76806 | 510239
2016-02-09 02:00 | 0 | 0.73615 | 501502
2016-02-09 03:00 | 0 | 0.70613 | 482734
2016-02-09 04:00 | 0 | 0.66824 | 460155
2016-02-09 05:00 | 0 | 0.64516 | 441222
2016-02-09 06:00 | 0 | 0.63508 | 430094
2016-02-09 07:00 | 0 | 0.63554 | 422745
2016-02-09 08:00 | 0 | 0.63662 | 420922
2016-02-09 09:00 | 0 | 0.63355 | 425374
2016-02-09 10:00 | 0 | 0.63465 | 441627
2016-02-09 11:00 | 0 | 0.63428 | 474965
2016-02-09 12:00 | 0 | 0.6288 | 506389
2016-02-09 13:00 | 0.00025469 | 0.60194 | 516917
2016-02-09 14:00 | 0.17983 | 0.48937 | 517639
2016-02-09 15:00 | 0.67769 | 0.42757 | 515197
2016-02-09 16:00 | 0.73854 | 0.45138 | 507624
2016-02-09 17:00 | 0.71106 | 0.48297 | 499345
2016-02-09 18:00 | 0.68151 | 0.50688 | 492763
2016-02-09 19:00 | 0.66711 | 0.5276 | 487287
2016-02-09 20:00 | 0.68019 | 0.53062 | 484330
2016-02-09 21:00 | 0.70208 | 0.49153 | 487233
2016-02-09 22:00 | 0.64706 | 0.44458 | 498901
2016-02-09 23:00 | 0.37177 | 0.44839 | 517753
2016-02-10 | 0.044519 | 0.42358 | 529194
2016-02-10 01:00 | 0 | 0.37432 | 530973
2016-02-10 02:00 | 0 | 0.33603 | 522241
2016-02-10 03:00 | 0 | 0.32019 | 503741
2016-02-10 04:00 | 0 | 0.31994 | 482147
2016-02-10 05:00 | 0 | 0.34243 | 464778
2016-02-10 06:00 | 0 | 0.3908 | 452580
2016-02-10 07:00 | 0 | 0.44557 | 445595
2016-02-10 08:00 | 0 | 0.48238 | 444200
2016-02-10 09:00 | 0 | 0.5044 | 449544
2016-02-10 10:00 | 0 | 0.52064 | 466577
2016-02-10 11:00 | 0 | 0.53842 | 500684
2016-02-10 12:00 | 0 | 0.55626 | 531402
2016-02-10 13:00 | 0.00029202 | 0.56477 | 537770
2016-02-10 14:00 | 0.19277 | 0.48274 | 531182
2016-02-10 15:00 | 0.65774 | 0.35568 | 523892
2016-02-10 16:00 | 0.71619 | 0.32575 | 511822
2016-02-10 17:00 | 0.70425 | 0.38137 | 499374
2016-02-10 18:00 | 0.67108 | 0.42507 | 492133
2016-02-10 19:00 | 0.65577 | 0.448 | 486135
2016-02-10 20:00 | 0.66741 | 0.45507 | 483900
2016-02-10 21:00 | 0.68809 | 0.44971 | 485523
2016-02-10 22:00 | 0.64508 | 0.49169 | 497609
2016-02-10 23:00 | 0.37382 | 0.53412 | 518119
2016-02-11 | 0.049909 | 0.54708 | 530898
2016-02-11 01:00 | 0 | 0.55448 | 533120
2016-02-11 02:00 | 0 | 0.54743 | 525973
2016-02-11 03:00 | 0 | 0.53188 | 508875
2016-02-11 04:00 | 0 | 0.50352 | 486593
2016-02-11 05:00 | 0 | 0.47555 | 468600
2016-02-11 06:00 | 0 | 0.45523 | 457292
2016-02-11 07:00 | 0 | 0.43392 | 449932
2016-02-11 08:00 | 0 | 0.41175 | 447546
2016-02-11 09:00 | 0 | 0.39595 | 451367
2016-02-11 10:00 | 0 | 0.38423 | 468521
2016-02-11 11:00 | 0 | 0.37533 | 502753
2016-02-11 12:00 | 0 | 0.36588 | 530737
2016-02-11 13:00 | 0.00034871 | 0.34754 | 533208
2016-02-11 14:00 | 0.20276 | 0.26703 | 523308
2016-02-11 15:00 | 0.63114 | 0.20297 | 512717
2016-02-11 16:00 | 0.69483 | 0.17829 | 499570
2016-02-11 17:00 | 0.69494 | 0.19716 | 487907
2016-02-11 18:00 | 0.66873 | 0.21697 | 479400
2016-02-11 19:00 | 0.65358 | 0.22964 | 473142
2016-02-11 20:00 | 0.66289 | 0.23773 | 469165
2016-02-11 21:00 | 0.68134 | 0.23509 | 471140
2016-02-11 22:00 | 0.62546 | 0.22926 | 481798
2016-02-11 23:00 | 0.35891 | 0.26808 | 501780
2016-02-12 | 0.036732 | 0.29151 | 515314
2016-02-12 01:00 | 0 | 0.29272 | 517658
2016-02-12 02:00 | 0 | 0.28211 | 510551
2016-02-12 03:00 | 0 | 0.26367 | 492901
2016-02-12 04:00 | 0 | 0.24703 | 471644
2016-02-12 05:00 | 0 | 0.24073 | 451818
2016-02-12 06:00 | 0 | 0.2511 | 438740
2016-02-12 07:00 | 0 | 0.26933 | 430656
2016-02-12 08:00 | 0 | 0.29544 | 426606
2016-02-12 09:00 | 0 | 0.32599 | 429427
2016-02-12 10:00 | 0 | 0.35605 | 444187
2016-02-12 11:00 | 0 | 0.38193 | 475473
2016-02-12 12:00 | 0 | 0.3947 | 502426
2016-02-12 13:00 | 0.00043786 | 0.37996 | 508523
2016-02-12 14:00 | 0.185 | 0.3329 | 506503
2016-02-12 15:00 | 0.6311 | 0.319 | 502566
2016-02-12 16:00 | 0.69235 | 0.31945 | 495536
2016-02-12 17:00 | 0.6807 | 0.31541 | 486750
2016-02-12 18:00 | 0.65707 | 0.31152 | 481045
2016-02-12 19:00 | 0.64565 | 0.30875 | 477507
2016-02-12 20:00 | 0.65723 | 0.30446 | 475470
2016-02-12 21:00 | 0.67584 | 0.29928 | 475511
2016-02-12 22:00 | 0.63093 | 0.30153 | 480587
2016-02-12 23:00 | 0.41212 | 0.37434 | 492585
2016-02-13 | 0.064186 | 0.47072 | 499809
2016-02-13 01:00 | 2.26e-08 | 0.47882 | 498731
2016-02-13 02:00 | 0 | 0.46785 | 491920
2016-02-13 03:00 | 0 | 0.44657 | 479170
2016-02-13 04:00 | 0 | 0.42613 | 462280
2016-02-13 05:00 | 0 | 0.40354 | 446151
2016-02-13 06:00 | 0 | 0.38324 | 434017
2016-02-13 07:00 | 0 | 0.3652 | 426569
2016-02-13 08:00 | 0 | 0.35458 | 423312
2016-02-13 09:00 | 0 | 0.35088 | 425077
2016-02-13 10:00 | 0 | 0.35354 | 432371
2016-02-13 11:00 | 0 | 0.3608 | 445669
2016-02-13 12:00 | 0 | 0.3738 | 462097
2016-02-13 13:00 | 0.00053239 | 0.3868 | 476177
2016-02-13 14:00 | 0.14724 | 0.40133 | 484883
2016-02-13 15:00 | 0.54834 | 0.41247 | 485582
2016-02-13 16:00 | 0.64869 | 0.42933 | 480430
2016-02-13 17:00 | 0.66567 | 0.46549 | 471854
2016-02-13 18:00 | 0.6495 | 0.49688 | 462669
2016-02-13 19:00 | 0.64069 | 0.51979 | 456167
2016-02-13 20:00 | 0.65355 | 0.53788 | 452362
2016-02-13 21:00 | 0.66585 | 0.55806 | 455137
2016-02-13 22:00 | 0.63228 | 0.57815 | 466557
2016-02-13 23:00 | 0.41847 | 0.68749 | 487773
2016-02-14 | 0.086842 | 0.74704 | 501197
2016-02-14 01:00 | 2.99e-06 | 0.75768 | 504675
2016-02-14 02:00 | 0 | 0.75371 | 501941
2016-02-14 03:00 | 0 | 0.7534 | 493215
2016-02-14 04:00 | 0 | 0.75205 | 478969
2016-02-14 05:00 | 0 | 0.7526 | 464148
2016-02-14 06:00 | 0 | 0.75297 | 453891
2016-02-14 07:00 | 0 | 0.75365 | 447242
2016-02-14 08:00 | 0 | 0.74731 | 443436
2016-02-14 09:00 | 0 | 0.73468 | 442406
2016-02-14 10:00 | 0 | 0.70754 | 446344
2016-02-14 11:00 | 0 | 0.67313 | 455950
2016-02-14 12:00 | 0 | 0.62939 | 467682
2016-02-14 13:00 | 0.00066158 | 0.57266 | 477822
2016-02-14 14:00 | 0.15366 | 0.43865 | 482732
2016-02-14 15:00 | 0.54254 | 0.35887 | 480794
2016-02-14 16:00 | 0.63871 | 0.34737 | 474300
2016-02-14 17:00 | 0.64459 | 0.35581 | 468035
2016-02-14 18:00 | 0.62478 | 0.35376 | 461079
2016-02-14 19:00 | 0.61605 | 0.35062 | 454990
2016-02-14 20:00 | 0.62813 | 0.34405 | 453504
2016-02-14 21:00 | 0.64162 | 0.33146 | 457219
2016-02-14 22:00 | 0.58122 | 0.32771 | 468996
2016-02-14 23:00 | 0.37266 | 0.36045 | 487064
2016-02-15 | 0.054166 | 0.40425 | 497245
2016-02-15 01:00 | 4.95e-06 | 0.43505 | 496464
2016-02-15 02:00 | 0 | 0.45523 | 487759
2016-02-15 03:00 | 0 | 0.46527 | 473863
2016-02-15 04:00 | 0 | 0.47427 | 456247
2016-02-15 05:00 | 0 | 0.48338 | 438571
2016-02-15 06:00 | 0 | 0.48749 | 426178
2016-02-15 07:00 | 0 | 0.49532 | 418030
2016-02-15 08:00 | 0 | 0.50206 | 413802
2016-02-15 09:00 | 0 | 0.51516 | 416020
2016-02-15 10:00 | 0 | 0.53335 | 426241
2016-02-15 11:00 | 0 | 0.53834 | 448824
2016-02-15 12:00 | 0 | 0.52207 | 472250
2016-02-15 13:00 | 0.00083168 | 0.46652 | 486638
2016-02-15 14:00 | 0.20451 | 0.29157 | 495412
2016-02-15 15:00 | 0.60932 | 0.22294 | 501301
2016-02-15 16:00 | 0.68883 | 0.23415 | 502221
2016-02-15 17:00 | 0.68881 | 0.24758 | 499362
2016-02-15 18:00 | 0.66738 | 0.26746 | 495186
2016-02-15 19:00 | 0.65691 | 0.28867 | 490387
2016-02-15 20:00 | 0.67041 | 0.31223 | 486695
2016-02-15 21:00 | 0.69862 | 0.34132 | 487005
2016-02-15 22:00 | 0.6748 | 0.37457 | 494230
2016-02-15 23:00 | 0.46328 | 0.43276 | 505582
2016-02-16 | 0.065392 | 0.48946 | 510575
2016-02-16 01:00 | 1.19e-05 | 0.55269 | 506685
2016-02-16 02:00 | 0 | 0.6132 | 492620
2016-02-16 03:00 | 0 | 0.65819 | 471783
2016-02-16 04:00 | 0 | 0.68399 | 446533
2016-02-16 05:00 | 0 | 0.6979 | 425067
2016-02-16 06:00 | 0 | 0.69614 | 408969
2016-02-16 07:00 | 0 | 0.68545 | 398529
2016-02-16 08:00 | 0 | 0.67502 | 392492
2016-02-16 09:00 | 0 | 0.66166 | 393274
2016-02-16 10:00 | 0 | 0.65537 | 404072
2016-02-16 11:00 | 0 | 0.65295 | 430339
2016-02-16 12:00 | 0 | 0.64562 | 458011
2016-02-16 13:00 | 0.0010552 | 0.60696 | 469751
2016-02-16 14:00 | 0.21453 | 0.44325 | 472089
2016-02-16 15:00 | 0.64279 | 0.47813 | 471516
2016-02-16 16:00 | 0.73067 | 0.48485 | 467780
2016-02-16 17:00 | 0.71328 | 0.46231 | 462095
2016-02-16 18:00 | 0.68811 | 0.41903 | 457704
2016-02-16 19:00 | 0.67595 | 0.37761 | 454346
2016-02-16 20:00 | 0.68713 | 0.33224 | 451843
2016-02-16 21:00 | 0.70917 | 0.29901 | 453875
2016-02-16 22:00 | 0.68614 | 0.2714 | 461734
2016-02-16 23:00 | 0.43827 | 0.30707 | 475995
2016-02-17 | 0.06995 | 0.34449 | 484937
2016-02-17 01:00 | 1.69e-05 | 0.35852 | 484039
2016-02-17 02:00 | 0 | 0.3556 | 473447
2016-02-17 03:00 | 0 | 0.3532 | 453437
2016-02-17 04:00 | 0 | 0.36084 | 429448
2016-02-17 05:00 | 0 | 0.37513 | 409782
2016-02-17 06:00 | 0 | 0.39205 | 396069
2016-02-17 07:00 | 0 | 0.41047 | 387846
2016-02-17 08:00 | 0 | 0.42589 | 384746
2016-02-17 09:00 | 0 | 0.43608 | 387908
2016-02-17 10:00 | 0 | 0.43326 | 402965
2016-02-17 11:00 | 0 | 0.42207 | 435062
2016-02-17 12:00 | 0 | 0.40759 | 464480
2016-02-17 13:00 | 0.0012409 | 0.35751 | 472263
2016-02-17 14:00 | 0.23725 | 0.20529 | 470126
2016-02-17 15:00 | 0.55383 | 0.14041 | 465928
2016-02-17 16:00 | 0.6254 | 0.19187 | 460744
2016-02-17 17:00 | 0.62335 | 0.22518 | 454129
2016-02-17 18:00 | 0.60811 | 0.2308 | 450106
2016-02-17 19:00 | 0.59894 | 0.2312 | 446675
2016-02-17 20:00 | 0.60017 | 0.23314 | 445132
2016-02-17 21:00 | 0.59589 | 0.23498 | 447514
2016-02-17 22:00 | 0.53129 | 0.31297 | 455731
2016-02-17 23:00 | 0.31349 | 0.641 | 471276
2016-02-18 | 0.040353 | 0.84739 | 483727
2016-02-18 01:00 | 2.12e-06 | 0.89042 | 485158
2016-02-18 02:00 | 0 | 0.87464 | 476973
2016-02-18 03:00 | 0 | 0.8614 | 459573
2016-02-18 04:00 | 0 | 0.85247 | 437201
2016-02-18 05:00 | 0 | 0.84925 | 418285
2016-02-18 06:00 | 0 | 0.83874 | 406299
2016-02-18 07:00 | 0 | 0.83329 | 399315
2016-02-18 08:00 | 0 | 0.8282 | 397681
2016-02-18 09:00 | 0 | 0.81143 | 401207
2016-02-18 10:00 | 0 | 0.79842 | 416327
2016-02-18 11:00 | 0 | 0.7972 | 450344
2016-02-18 12:00 | 0 | 0.79744 | 478649
2016-02-18 13:00 | 0.0016234 | 0.7778 | 482466
2016-02-18 14:00 | 0.21137 | 0.73827 | 475884
2016-02-18 15:00 | 0.48207 | 0.6967 | 468614
2016-02-18 16:00 | 0.59065 | 0.70343 | 460316
2016-02-18 17:00 | 0.62385 | 0.72943 | 452277
2016-02-18 18:00 | 0.61255 | 0.75529 | 446581
2016-02-18 19:00 | 0.61073 | 0.75887 | 442689
2016-02-18 20:00 | 0.62363 | 0.75753 | 440034
2016-02-18 21:00 | 0.64081 | 0.74611 | 441636
2016-02-18 22:00 | 0.61644 | 0.76724 | 450288
2016-02-18 23:00 | 0.43761 | 0.82593 | 467437
2016-02-19 | 0.083605 | 0.88626 | 480110
2016-02-19 01:00 | 2.53e-05 | 0.90281 | 482106
2016-02-19 02:00 | 0 | 0.89683 | 474395
2016-02-19 03:00 | 0 | 0.89291 | 457282
2016-02-19 04:00 | 0 | 0.86965 | 434122
2016-02-19 05:00 | 0 | 0.85415 | 414536
2016-02-19 06:00 | 0 | 0.86097 | 402028
2016-02-19 07:00 | 0 | 0.88955 | 393397
2016-02-19 08:00 | 0 | 0.89835 | 389054
2016-02-19 09:00 | 0 | 0.90359 | 391710
2016-02-19 10:00 | 0 | 0.90462 | 405420
2016-02-19 11:00 | 0 | 0.89659 | 435170
2016-02-19 12:00 | 0 | 0.873 | 460531
2016-02-19 13:00 | 0.0019306 | 0.81677 | 463967
2016-02-19 14:00 | 0.18789 | 0.67116 | 460831
2016-02-19 15:00 | 0.53753 | 0.6327 | 457400
2016-02-19 16:00 | 0.6343 | 0.65647 | 450971
2016-02-19 17:00 | 0.63918 | 0.64995 | 444834
2016-02-19 18:00 | 0.61411 | 0.633 | 439677
2016-02-19 19:00 | 0.59515 | 0.62606 | 436715
2016-02-19 20:00 | 0.59357 | 0.63371 | 434312
2016-02-19 21:00 | 0.58499 | 0.64376 | 433831
2016-02-19 22:00 | 0.54817 | 0.6537 | 438853
2016-02-19 23:00 | 0.39976 | 0.68417 | 448325
2016-02-20 | 0.074991 | 0.71793 | 453703
2016-02-20 01:00 | 2.15e-05 | 0.75698 | 450837
2016-02-20 02:00 | 0 | 0.79702 | 442242
2016-02-20 03:00 | 0 | 0.83228 | 427846
2016-02-20 04:00 | 0 | 0.83984 | 408070
2016-02-20 05:00 | 0 | 0.84091 | 388577
2016-02-20 06:00 | 0 | 0.83655 | 373572
2016-02-20 07:00 | 0 | 0.82752 | 362627
2016-02-20 08:00 | 0 | 0.8155 | 356552
2016-02-20 09:00 | 0 | 0.79374 | 354018
2016-02-20 10:00 | 0 | 0.76041 | 356351
2016-02-20 11:00 | 0 | 0.72046 | 365919
2016-02-20 12:00 | 0 | 0.68947 | 377725
2016-02-20 13:00 | 0.0016052 | 0.61941 | 389961
2016-02-20 14:00 | 0.21637 | 0.35655 | 399954
2016-02-20 15:00 | 0.61128 | 0.28664 | 403739
2016-02-20 16:00 | 0.7016 | 0.3236 | 402616
2016-02-20 17:00 | 0.6968 | 0.34896 | 399046
2016-02-20 18:00 | 0.67334 | 0.34619 | 394304
2016-02-20 19:00 | 0.65746 | 0.33641 | 389180
2016-02-20 20:00 | 0.66044 | 0.32727 | 385273
2016-02-20 21:00 | 0.66803 | 0.318 | 384806
2016-02-20 22:00 | 0.6349 | 0.33392 | 389641
2016-02-20 23:00 | 0.43684 | 0.4303 | 402422
2016-02-21 | 0.082912 | 0.51905 | 410711
2016-02-21 01:00 | 2.53e-05 | 0.55646 | 410144
2016-02-21 02:00 | 0 | 0.55212 | 404838
2016-02-21 03:00 | 0 | 0.53006 | 393889
2016-02-21 04:00 | 0 | 0.49486 | 378380
2016-02-21 05:00 | 0 | 0.46245 | 362368
2016-02-21 06:00 | 0 | 0.4468 | 349945
2016-02-21 07:00 | 0 | 0.44479 | 340082
2016-02-21 08:00 | 0 | 0.44664 | 334957
2016-02-21 09:00 | 0 | 0.44335 | 332892
2016-02-21 10:00 | 0 | 0.43507 | 334852
2016-02-21 11:00 | 0 | 0.41836 | 341609
2016-02-21 12:00 | 0 | 0.39597 | 351690
2016-02-21 13:00 | 0.00066425 | 0.35657 | 363583
2016-02-21 14:00 | 0.17233 | 0.25185 | 376732
2016-02-21 15:00 | 0.55304 | 0.31201 | 383921
2016-02-21 16:00 | 0.6514 | 0.36739 | 387634
2016-02-21 17:00 | 0.65268 | 0.35576 | 389435
2016-02-21 18:00 | 0.64192 | 0.33435 | 388620
2016-02-21 19:00 | 0.63409 | 0.31173 | 386747
2016-02-21 20:00 | 0.64215 | 0.28968 | 386428
2016-02-21 21:00 | 0.65355 | 0.26372 | 389231
2016-02-21 22:00 | 0.64633 | 0.24126 | 397837
2016-02-21 23:00 | 0.47783 | 0.27826 | 412587
2016-02-22 | 0.10501 | 0.34612 | 424634
2016-02-22 01:00 | 4.55e-05 | 0.36785 | 425052
2016-02-22 02:00 | 0 | 0.36706 | 417877
2016-02-22 03:00 | 0 | 0.36449 | 403748
2016-02-22 04:00 | 0 | 0.35946 | 384325
2016-02-22 05:00 | 0 | 0.35475 | 366010
2016-02-22 06:00 | 0 | 0.3474 | 353139
2016-02-22 07:00 | 0 | 0.33938 | 344882
2016-02-22 08:00 | 0 | 0.32434 | 341726
2016-02-22 09:00 | 0 | 0.30533 | 345837
2016-02-22 10:00 | 0 | 0.28545 | 360995
2016-02-22 11:00 | 0 | 0.2678 | 392795
2016-02-22 12:00 | 0 | 0.25152 | 421725
2016-02-22 13:00 | 0.0029146 | 0.21483 | 434072
2016-02-22 14:00 | 0.20023 | 0.14198 | 439407
2016-02-22 15:00 | 0.54054 | 0.161 | 442540
2016-02-22 16:00 | 0.63999 | 0.17317 | 441350
2016-02-22 17:00 | 0.64359 | 0.16663 | 438115
2016-02-22 18:00 | 0.62638 | 0.16094 | 435252
2016-02-22 19:00 | 0.60822 | 0.15944 | 432459
2016-02-22 20:00 | 0.60079 | 0.16323 | 429886
2016-02-22 21:00 | 0.58399 | 0.16997 | 431668
2016-02-22 22:00 | 0.53987 | 0.18209 | 438908
2016-02-22 23:00 | 0.4036 | 0.24466 | 455125
2016-02-23 | 0.10985 | 0.36577 | 466325
2016-02-23 01:00 | 5.76e-05 | 0.44171 | 465317
2016-02-23 02:00 | 0 | 0.4674 | 455231
2016-02-23 03:00 | 0 | 0.46412 | 436595
2016-02-23 04:00 | 0 | 0.44654 | 412301
2016-02-23 05:00 | 0 | 0.43414 | 391289
2016-02-23 06:00 | 0 | 0.43261 | 376473
2016-02-23 07:00 | 0 | 0.42927 | 366921
2016-02-23 08:00 | 0 | 0.42795 | 362150
2016-02-23 09:00 | 0 | 0.43042 | 364236
2016-02-23 10:00 | 0 | 0.43214 | 377442
2016-02-23 11:00 | 0 | 0.43464 | 409522
2016-02-23 12:00 | 0 | 0.43697 | 437217
2016-02-23 13:00 | 0.0026094 | 0.42543 | 448790
2016-02-23 14:00 | 0.17769 | 0.39697 | 455082
2016-02-23 15:00 | 0.54662 | 0.56016 | 459144
2016-02-23 16:00 | 0.63629 | 0.63515 | 458114
2016-02-23 17:00 | 0.65532 | 0.66489 | 455547
2016-02-23 18:00 | 0.65051 | 0.68352 | 453357
2016-02-23 19:00 | 0.63955 | 0.69824 | 450352
2016-02-23 20:00 | 0.64209 | 0.71037 | 448235
2016-02-23 21:00 | 0.64131 | 0.71767 | 450200
2016-02-23 22:00 | 0.60461 | 0.70845 | 457914
2016-02-23 23:00 | 0.43198 | 0.7262 | 470990
2016-02-24 | 0.0969 | 0.71499 | 480005
2016-02-24 01:00 | 5.68e-05 | 0.66784 | 478026
2016-02-24 02:00 | 0 | 0.62773 | 467177
2016-02-24 03:00 | 0 | 0.58732 | 446539
2016-02-24 04:00 | 0 | 0.55674 | 422370
2016-02-24 05:00 | 0 | 0.5462 | 400870
2016-02-24 06:00 | 0 | 0.5486 | 385872
2016-02-24 07:00 | 0 | 0.55246 | 376535
2016-02-24 08:00 | 0 | 0.55432 | 371637
2016-02-24 09:00 | 0 | 0.55789 | 373087
2016-02-24 10:00 | 0 | 0.56095 | 385851
2016-02-24 11:00 | 0 | 0.56488 | 417203
2016-02-24 12:00 | 0 | 0.57041 | 446997
2016-02-24 13:00 | 0.0045241 | 0.51548 | 458516
2016-02-24 14:00 | 0.30463 | 0.37907 | 463168
2016-02-24 15:00 | 0.69962 | 0.44229 | 466375
2016-02-24 16:00 | 0.77056 | 0.50475 | 465391
2016-02-24 17:00 | 0.76624 | 0.50756 | 460966
2016-02-24 18:00 | 0.74524 | 0.52162 | 456504
2016-02-24 19:00 | 0.73283 | 0.5447 | 451870
2016-02-24 20:00 | 0.74079 | 0.56646 | 447422
2016-02-24 21:00 | 0.74905 | 0.5841 | 447402
2016-02-24 22:00 | 0.71637 | 0.57276 | 453275
2016-02-24 23:00 | 0.50358 | 0.61463 | 464896
2016-02-25 | 0.11625 | 0.6566 | 474305
2016-02-25 01:00 | 8.43e-05 | 0.64999 | 473808
2016-02-25 02:00 | 0 | 0.64191 | 464981
2016-02-25 03:00 | 0 | 0.62346 | 447005
2016-02-25 04:00 | 0 | 0.60309 | 423778
2016-02-25 05:00 | 0 | 0.59281 | 403872
2016-02-25 06:00 | 0 | 0.58557 | 390676
2016-02-25 07:00 | 0 | 0.57362 | 382205
2016-02-25 08:00 | 0 | 0.55513 | 378974
2016-02-25 09:00 | 0 | 0.53973 | 382788
2016-02-25 10:00 | 0 | 0.51995 | 397613
2016-02-25 11:00 | 0 | 0.50338 | 430734
2016-02-25 12:00 | 0 | 0.48682 | 460048
2016-02-25 13:00 | 0.0048374 | 0.41681 | 469454
2016-02-25 14:00 | 0.3015 | 0.41208 | 469941
2016-02-25 15:00 | 0.74503 | 0.45488 | 468999
2016-02-25 16:00 | 0.79328 | 0.41654 | 464064
2016-02-25 17:00 | 0.76873 | 0.3723 | 457790
2016-02-25 18:00 | 0.74328 | 0.33872 | 452895
2016-02-25 19:00 | 0.73018 | 0.31463 | 449327
2016-02-25 20:00 | 0.73902 | 0.29455 | 447423
2016-02-25 21:00 | 0.75365 | 0.27167 | 449033
2016-02-25 22:00 | 0.71445 | 0.23887 | 456517
2016-02-25 23:00 | 0.52666 | 0.25191 | 472070
2016-02-26 | 0.13037 | 0.29397 | 484445
2016-02-26 01:00 | 0.00010386 | 0.30126 | 486525
2016-02-26 02:00 | 0 | 0.31797 | 478144
2016-02-26 03:00 | 0 | 0.33916 | 462233
2016-02-26 04:00 | 0 | 0.35834 | 440294
2016-02-26 05:00 | 0 | 0.38404 | 420829
2016-02-26 06:00 | 0 | 0.41788 | 408908
2016-02-26 07:00 | 0 | 0.45873 | 401981
2016-02-26 08:00 | 0 | 0.49424 | 400044
2016-02-26 09:00 | 0 | 0.51585 | 404325
2016-02-26 10:00 | 0 | 0.5255 | 419789
2016-02-26 11:00 | 0 | 0.53076 | 453147
2016-02-26 12:00 | 0 | 0.53814 | 480966
2016-02-26 13:00 | 0.0069838 | 0.49674 | 487257
2016-02-26 14:00 | 0.32198 | 0.27597 | 482161
2016-02-26 15:00 | 0.71269 | 0.21464 | 474541
2016-02-26 16:00 | 0.7594 | 0.28233 | 465184
2016-02-26 17:00 | 0.74525 | 0.33875 | 454966
2016-02-26 18:00 | 0.72149 | 0.36449 | 445971
2016-02-26 19:00 | 0.70704 | 0.37188 | 439126
2016-02-26 20:00 | 0.71249 | 0.36316 | 434190
2016-02-26 21:00 | 0.71958 | 0.33078 | 433274
2016-02-26 22:00 | 0.6795 | 0.32679 | 439688
2016-02-26 23:00 | 0.47314 | 0.36419 | 454068
2016-02-27 | 0.098538 | 0.38189 | 467219
2016-02-27 01:00 | 0.00010387 | 0.43499 | 470275
2016-02-27 02:00 | 0 | 0.50489 | 466084
2016-02-27 03:00 | 0 | 0.588 | 454694
2016-02-27 04:00 | 0 | 0.65866 | 437593
2016-02-27 05:00 | 0 | 0.71614 | 420905
2016-02-27 06:00 | 0 | 0.75541 | 409881
2016-02-27 07:00 | 0 | 0.78457 | 403439
2016-02-27 08:00 | 0 | 0.81025 | 400110
2016-02-27 09:00 | 0 | 0.83286 | 401585
2016-02-27 10:00 | 0 | 0.84499 | 407285
2016-02-27 11:00 | 0 | 0.84287 | 421811
2016-02-27 12:00 | 0 | 0.83206 | 436914
2016-02-27 13:00 | 0.0069439 | 0.74614 | 443577
2016-02-27 14:00 | 0.29149 | 0.43352 | 440303
2016-02-27 15:00 | 0.64338 | 0.27007 | 431766
2016-02-27 16:00 | 0.71663 | 0.29397 | 421204
2016-02-27 17:00 | 0.71566 | 0.43592 | 410971
2016-02-27 18:00 | 0.69975 | 0.53128 | 401316
2016-02-27 19:00 | 0.6898 | 0.59549 | 394032
2016-02-27 20:00 | 0.69573 | 0.64147 | 388994
2016-02-27 21:00 | 0.70188 | 0.6874 | 388726
2016-02-27 22:00 | 0.66525 | 0.74388 | 393736
2016-02-27 23:00 | 0.48935 | 0.8128 | 408718
2016-02-28 | 0.12828 | 0.85703 | 423181
2016-02-28 01:00 | 0.00016284 | 0.86879 | 427036
2016-02-28 02:00 | 0 | 0.87416 | 425059
2016-02-28 03:00 | 0 | 0.87849 | 416833
2016-02-28 04:00 | 0 | 0.88532 | 402937
2016-02-28 05:00 | 0 | 0.88952 | 389520
2016-02-28 06:00 | 0 | 0.89071 | 379015
2016-02-28 07:00 | 0 | 0.8905 | 372201
2016-02-28 08:00 | 0 | 0.88599 | 368586
2016-02-28 09:00 | 0 | 0.87592 | 368931
2016-02-28 10:00 | 0 | 0.86094 | 373265
2016-02-28 11:00 | 0 | 0.85289 | 382121
2016-02-28 12:00 | 0 | 0.84023 | 392248
2016-02-28 13:00 | 0.0083156 | 0.79132 | 397171
2016-02-28 14:00 | 0.31137 | 0.66929 | 396002
2016-02-28 15:00 | 0.67714 | 0.72539 | 390876
2016-02-28 16:00 | 0.71907 | 0.76213 | 385642
2016-02-28 17:00 | 0.70968 | 0.75833 | 380965
2016-02-28 18:00 | 0.69026 | 0.74201 | 377464
2016-02-28 19:00 | 0.67505 | 0.73659 | 374184
2016-02-28 20:00 | 0.67299 | 0.73326 | 372997
2016-02-28 21:00 | 0.66586 | 0.70501 | 375600
2016-02-28 22:00 | 0.60258 | 0.64132 | 384629
2016-02-28 23:00 | 0.43005 | 0.62651 | 401421
2016-02-29 | 0.08868 | 0.64719 | 416582
2016-02-29 01:00 | 0.00017062 | 0.65153 | 419648
2016-02-29 02:00 | 0 | 0.65281 | 412789
2016-02-29 03:00 | 0 | 0.65692 | 398731
2016-02-29 04:00 | 0 | 0.67951 | 379684
2016-02-29 05:00 | 0 | 0.70158 | 363692
2016-02-29 06:00 | 0 | 0.72264 | 350896
2016-02-29 07:00 | 0 | 0.7454 | 343233
2016-02-29 08:00 | 0 | 0.76001 | 341224
2016-02-29 09:00 | 0 | 0.75925 | 345544
2016-02-29 10:00 | 0 | 0.75573 | 362124
2016-02-29 11:00 | 0 | 0.74565 | 395627
2016-02-29 12:00 | 0 | 0.72079 | 424567
2016-02-29 13:00 | 0.011068 | 0.62191 | 433075
2016-02-29 14:00 | 0.31062 | 0.42238 | 435615
2016-02-29 15:00 | 0.66122 | 0.39712 | 436352
2016-02-29 16:00 | 0.74251 | 0.50056 | 434270
2016-02-29 17:00 | 0.72572 | 0.50536 | 430284
2016-02-29 18:00 | 0.70109 | 0.50216 | 426871
2016-02-29 19:00 | 0.68375 | 0.5006 | 424041
2016-02-29 20:00 | 0.68707 | 0.50173 | 421577
2016-02-29 21:00 | 0.68967 | 0.50467 | 422147
2016-02-29 22:00 | 0.65922 | 0.51481 | 427406
2016-02-29 23:00 | 0.49693 | 0.55946 | 440807
2016-03-01 | 0.14834 | 0.58388 | 454975
2016-03-01 01:00 | 0.00027336 | 0.57558 | 454940
2016-03-01 02:00 | 0 | 0.55832 | 443646
2016-03-01 03:00 | 0 | 0.5445 | 424940
2016-03-01 04:00 | 0 | 0.53209 | 402448
2016-03-01 05:00 | 0 | 0.52255 | 382522
2016-03-01 06:00 | 0 | 0.52232 | 369140
2016-03-01 07:00 | 0 | 0.51991 | 360103
2016-03-01 08:00 | 0 | 0.52154 | 356976
2016-03-01 09:00 | 0 | 0.53426 | 359428
2016-03-01 10:00 | 0 | 0.53129 | 373689
2016-03-01 11:00 | 0 | 0.51145 | 405395
2016-03-01 12:00 | 0 | 0.48986 | 430326
2016-03-01 13:00 | 0.013582 | 0.4271 | 435727
2016-03-01 14:00 | 0.3183 | 0.35675 | 436321
2016-03-01 15:00 | 0.5953 | 0.3779 | 437031
2016-03-01 16:00 | 0.68232 | 0.39201 | 436038
2016-03-01 17:00 | 0.70652 | 0.39571 | 434122
2016-03-01 18:00 | 0.69679 | 0.39266 | 434041
2016-03-01 19:00 | 0.68991 | 0.37842 | 433074
2016-03-01 20:00 | 0.69897 | 0.35352 | 432861
2016-03-01 21:00 | 0.70387 | 0.31603 | 434932
2016-03-01 22:00 | 0.66356 | 0.26863 | 441207
2016-03-01 23:00 | 0.50046 | 0.23539 | 453833
2016-03-02 | 0.17454 | 0.24019 | 465032
2016-03-02 01:00 | 0.00036465 | 0.24835 | 465282
2016-03-02 02:00 | 0 | 0.27101 | 454570
2016-03-02 03:00 | 0 | 0.30663 | 436355
2016-03-02 04:00 | 0 | 0.35842 | 412434
2016-03-02 05:00 | 0 | 0.41323 | 392239
2016-03-02 06:00 | 0 | 0.44989 | 377688
2016-03-02 07:00 | 0 | 0.4702 | 367874
2016-03-02 08:00 | 0 | 0.47886 | 363047
2016-03-02 09:00 | 0 | 0.478 | 366611
2016-03-02 10:00 | 0 | 0.46446 | 380785
2016-03-02 11:00 | 0 | 0.45256 | 413576
2016-03-02 12:00 | 0 | 0.4539 | 442641
2016-03-02 13:00 | 0.015171 | 0.40452 | 453351
2016-03-02 14:00 | 0.32078 | 0.31838 | 455991
2016-03-02 15:00 | 0.69585 | 0.41422 | 456455
2016-03-02 16:00 | 0.75547 | 0.50799 | 452835
2016-03-02 17:00 | 0.75079 | 0.54616 | 447782
2016-03-02 18:00 | 0.73449 | 0.56388 | 444000
2016-03-02 19:00 | 0.72475 | 0.57092 | 440889
2016-03-02 20:00 | 0.73487 | 0.57002 | 440393
2016-03-02 21:00 | 0.74342 | 0.56405 | 441612
2016-03-02 22:00 | 0.71857 | 0.56639 | 448869
2016-03-02 23:00 | 0.5534 | 0.59965 | 464980
2016-03-03 | 0.15227 | 0.625 | 480343
2016-03-03 01:00 | 0.0004093 | 0.609 | 482244
2016-03-03 02:00 | 0 | 0.57198 | 473944
2016-03-03 03:00 | 0 | 0.54019 | 455696
2016-03-03 04:00 | 0 | 0.52002 | 432467
2016-03-03 05:00 | 0 | 0.50982 | 412330
2016-03-03 06:00 | 0 | 0.50247 | 398057
2016-03-03 07:00 | 0 | 0.49222 | 389473
2016-03-03 08:00 | 0 | 0.4817 | 385904
2016-03-03 09:00 | 0 | 0.48107 | 389188
2016-03-03 10:00 | 0 | 0.4902 | 403284
2016-03-03 11:00 | 0 | 0.49532 | 434864
2016-03-03 12:00 | 0 | 0.49876 | 459002
2016-03-03 13:00 | 0.016355 | 0.44477 | 463654
2016-03-03 14:00 | 0.325 | 0.34566 | 463675
2016-03-03 15:00 | 0.59313 | 0.39275 | 462773
2016-03-03 16:00 | 0.67571 | 0.38575 | 459966
2016-03-03 17:00 | 0.68917 | 0.35021 | 456789
2016-03-03 18:00 | 0.67777 | 0.3067 | 455812
2016-03-03 19:00 | 0.66652 | 0.25906 | 455296
2016-03-03 20:00 | 0.66286 | 0.22095 | 455980
2016-03-03 21:00 | 0.63859 | 0.19557 | 459774
2016-03-03 22:00 | 0.56746 | 0.17767 | 466502
2016-03-03 23:00 | 0.39444 | 0.21691 | 478087
2016-03-04 | 0.097077 | 0.31127 | 485246
2016-03-04 01:00 | 0.00032331 | 0.38484 | 483854
2016-03-04 02:00 | 0 | 0.45299 | 472650
2016-03-04 03:00 | 0 | 0.49522 | 453614
2016-03-04 04:00 | 0 | 0.50977 | 429518
2016-03-04 05:00 | 0 | 0.51477 | 409097
2016-03-04 06:00 | 0 | 0.5239 | 395777
2016-03-04 07:00 | 0 | 0.53861 | 386963
2016-03-04 08:00 | 0 | 0.55789 | 382446
2016-03-04 09:00 | 0 | 0.57368 | 383930
2016-03-04 10:00 | 0 | 0.57383 | 396378
2016-03-04 11:00 | 0 | 0.57409 | 426195
2016-03-04 12:00 | 0 | 0.57992 | 452772
2016-03-04 13:00 | 0.017892 | 0.53719 | 463137
2016-03-04 14:00 | 0.26039 | 0.36407 | 466733
2016-03-04 15:00 | 0.59569 | 0.40608 | 467077
2016-03-04 16:00 | 0.68657 | 0.53805 | 464285
2016-03-04 17:00 | 0.6915 | 0.55854 | 456607
2016-03-04 18:00 | 0.67894 | 0.55545 | 452165
2016-03-04 19:00 | 0.66754 | 0.55162 | 448207
2016-03-04 20:00 | 0.66682 | 0.53537 | 444972
2016-03-04 21:00 | 0.65922 | 0.50808 | 444497
2016-03-04 22:00 | 0.6078 | 0.47839 | 447234
2016-03-04 23:00 | 0.43735 | 0.53046 | 454889
2016-03-05 | 0.099581 | 0.56033 | 462545
2016-03-05 01:00 | 0.00032005 | 0.54565 | 459738
2016-03-05 02:00 | 0 | 0.52722 | 454048
2016-03-05 03:00 | 0 | 0.52041 | 439985
2016-03-05 04:00 | 0 | 0.51932 | 419916
2016-03-05 05:00 | 0 | 0.51617 | 402308
2016-03-05 06:00 | 0 | 0.5067 | 389789
2016-03-05 07:00 | 0 | 0.49704 | 381883
2016-03-05 08:00 | 0 | 0.49422 | 378361
2016-03-05 09:00 | 0 | 0.49515 | 378804
2016-03-05 10:00 | 0 | 0.496 | 383622
2016-03-05 11:00 | 0 | 0.49973 | 394733
2016-03-05 12:00 | 0 | 0.5 | 407767
2016-03-05 13:00 | 0.02156 | 0.42061 | 417596
2016-03-05 14:00 | 0.24185 | 0.24805 | 421215
2016-03-05 15:00 | 0.46205 | 0.19881 | 420620
2016-03-05 16:00 | 0.58059 | 0.25817 | 416121
2016-03-05 17:00 | 0.62313 | 0.30439 | 411893
2016-03-05 18:00 | 0.61844 | 0.35021 | 407135
2016-03-05 19:00 | 0.60977 | 0.39505 | 404596
2016-03-05 20:00 | 0.60092 | 0.43605 | 402744
2016-03-05 21:00 | 0.56867 | 0.46878 | 403627
2016-03-05 22:00 | 0.49368 | 0.50718 | 407156
2016-03-05 23:00 | 0.34638 | 0.63955 | 417186
2016-03-06 | 0.10813 | 0.77788 | 426981
2016-03-06 01:00 | 0.00043813 | 0.84754 | 428558
2016-03-06 02:00 | 0 | 0.88186 | 423457
2016-03-06 03:00 | 0 | 0.89827 | 411547
2016-03-06 04:00 | 0 | 0.90357 | 394847
2016-03-06 05:00 | 0 | 0.89415 | 378337
2016-03-06 06:00 | 0 | 0.87503 | 366804
2016-03-06 07:00 | 0 | 0.85714 | 360173
2016-03-06 08:00 | 0 | 0.83991 | 356411
2016-03-06 09:00 | 0 | 0.81631 | 356415
2016-03-06 10:00 | 0 | 0.79942 | 359048
2016-03-06 11:00 | 0 | 0.78555 | 366646
2016-03-06 12:00 | 0 | 0.76689 | 377600
2016-03-06 13:00 | 0.012564 | 0.69357 | 387619
2016-03-06 14:00 | 0.223 | 0.53517 | 393836
2016-03-06 15:00 | 0.44764 | 0.55467 | 394051
2016-03-06 16:00 | 0.55687 | 0.57661 | 391527
2016-03-06 17:00 | 0.59909 | 0.57009 | 389677
2016-03-06 18:00 | 0.59583 | 0.56033 | 387230
2016-03-06 19:00 | 0.58601 | 0.55098 | 385165
2016-03-06 20:00 | 0.5781 | 0.54249 | 383511
2016-03-06 21:00 | 0.55602 | 0.54443 | 386144
2016-03-06 22:00 | 0.50173 | 0.57363 | 392608
2016-03-06 23:00 | 0.38527 | 0.64149 | 408579
2016-03-07 | 0.16462 | 0.73341 | 426425
2016-03-07 01:00 | 0.0010416 | 0.78697 | 431649
2016-03-07 02:00 | 0 | 0.80707 | 424435
2016-03-07 03:00 | 0 | 0.82729 | 410688
2016-03-07 04:00 | 0 | 0.83935 | 391731
2016-03-07 05:00 | 0 | 0.84236 | 376348
2016-03-07 06:00 | 0 | 0.8414 | 366160
2016-03-07 07:00 | 0 | 0.82628 | 359939
2016-03-07 08:00 | 0 | 0.79901 | 357960
2016-03-07 09:00 | 0 | 0.76515 | 361536
2016-03-07 10:00 | 0 | 0.72701 | 376711
2016-03-07 11:00 | 0 | 0.6951 | 408344
2016-03-07 12:00 | 0 | 0.67113 | 431451
2016-03-07 13:00 | 0.019554 | 0.5943 | 436012
2016-03-07 14:00 | 0.30863 | 0.4626 | 435209
2016-03-07 15:00 | 0.54963 | 0.49391 | 434992
2016-03-07 16:00 | 0.60862 | 0.54858 | 433605
2016-03-07 17:00 | 0.62413 | 0.57858 | 430155
2016-03-07 18:00 | 0.62308 | 0.61818 | 428360
2016-03-07 19:00 | 0.61226 | 0.65254 | 425749
2016-03-07 20:00 | 0.59811 | 0.67169 | 423283
2016-03-07 21:00 | 0.56513 | 0.6879 | 422736
2016-03-07 22:00 | 0.4939 | 0.71609 | 425027
2016-03-07 23:00 | 0.34072 | 0.77075 | 436129
2016-03-08 | 0.090513 | 0.81871 | 448796
2016-03-08 01:00 | 0.0014342 | 0.82269 | 447563
2016-03-08 02:00 | 0 | 0.81372 | 436677
2016-03-08 03:00 | 0 | 0.80182 | 418531
2016-03-08 04:00 | 0 | 0.79768 | 395467
2016-03-08 05:00 | 0 | 0.79517 | 374281
2016-03-08 06:00 | 0 | 0.77881 | 359069
2016-03-08 07:00 | 0 | 0.75392 | 349145
2016-03-08 08:00 | 0 | 0.72808 | 344267
2016-03-08 09:00 | 0 | 0.69188 | 346924
2016-03-08 10:00 | 0 | 0.66283 | 358915
2016-03-08 11:00 | 0 | 0.6516 | 387430
2016-03-08 12:00 | 0 | 0.64095 | 411254
2016-03-08 13:00 | 0.012863 | 0.57122 | 419161
2016-03-08 14:00 | 0.28662 | 0.51668 | 423336
2016-03-08 15:00 | 0.65305 | 0.4932 | 425877
2016-03-08 16:00 | 0.73069 | 0.46071 | 426409
2016-03-08 17:00 | 0.72194 | 0.43015 | 424840
2016-03-08 18:00 | 0.69411 | 0.39341 | 424108
2016-03-08 19:00 | 0.66443 | 0.3597 | 423858
2016-03-08 20:00 | 0.64728 | 0.33191 | 422736
2016-03-08 21:00 | 0.6189 | 0.30501 | 422784
2016-03-08 22:00 | 0.55776 | 0.27568 | 424813
2016-03-08 23:00 | 0.40434 | 0.26612 | 433883
2016-03-09 | 0.14053 | 0.29469 | 446635
2016-03-09 01:00 | 0.0014756 | 0.30049 | 445107
2016-03-09 02:00 | 0 | 0.30375 | 432794
2016-03-09 03:00 | 0 | 0.28354 | 413765
2016-03-09 04:00 | 0 | 0.25857 | 389747
2016-03-09 05:00 | 0 | 0.24289 | 367798
2016-03-09 06:00 | 0 | 0.23872 | 350590
2016-03-09 07:00 | 0 | 0.24768 | 339505
2016-03-09 08:00 | 0 | 0.26021 | 334541
2016-03-09 09:00 | 0 | 0.25881 | 336101
2016-03-09 10:00 | 0 | 0.24657 | 349279
2016-03-09 11:00 | 0 | 0.23764 | 375362
2016-03-09 12:00 | 0 | 0.23323 | 399305
2016-03-09 13:00 | 0.011514 | 0.20235 | 409712
2016-03-09 14:00 | 0.28552 | 0.11868 | 415738
2016-03-09 15:00 | 0.59084 | 0.11202 | 420814
2016-03-09 16:00 | 0.68958 | 0.12356 | 423758
2016-03-09 17:00 | 0.70124 | 0.1237 | 424288
2016-03-09 18:00 | 0.69276 | 0.12236 | 424566
2016-03-09 19:00 | 0.68544 | 0.12047 | 424719
2016-03-09 20:00 | 0.69318 | 0.11803 | 423876
2016-03-09 21:00 | 0.69429 | 0.11464 | 424493
2016-03-09 22:00 | 0.65583 | 0.10655 | 426869
2016-03-09 23:00 | 0.49617 | 0.12155 | 436308
2016-03-10 | 0.15133 | 0.17848 | 446277
2016-03-10 01:00 | 0.0023676 | 0.23702 | 443311
2016-03-10 02:00 | 0 | 0.26584 | 431802
2016-03-10 03:00 | 0 | 0.26749 | 412417
2016-03-10 04:00 | 0 | 0.25269 | 387558
2016-03-10 05:00 | 0 | 0.24017 | 365298
2016-03-10 06:00 | 0 | 0.23896 | 348775
2016-03-10 07:00 | 0 | 0.25117 | 337334
2016-03-10 08:00 | 0 | 0.27829 | 331475
2016-03-10 09:00 | 0 | 0.30185 | 332082
2016-03-10 10:00 | 0 | 0.32349 | 344103
2016-03-10 11:00 | 0 | 0.34407 | 368195
2016-03-10 12:00 | 0 | 0.35951 | 393405
2016-03-10 13:00 | 0.020343 | 0.31902 | 406887
2016-03-10 14:00 | 0.36801 | 0.20313 | 416430
2016-03-10 15:00 | 0.74127 | 0.22176 | 424084
2016-03-10 16:00 | 0.78971 | 0.25564 | 427335
2016-03-10 17:00 | 0.77965 | 0.28914 | 428866
2016-03-10 18:00 | 0.7604 | 0.2969 | 430572
2016-03-10 19:00 | 0.74595 | 0.29418 | 431701
2016-03-10 20:00 | 0.74951 | 0.28411 | 432151
2016-03-10 21:00 | 0.75264 | 0.26793 | 433016
2016-03-10 22:00 | 0.7182 | 0.24692 | 434635
2016-03-10 23:00 | 0.55873 | 0.30665 | 440543
2016-03-11 | 0.17782 | 0.44743 | 448569
2016-03-11 01:00 | 0.0028766 | 0.56792 | 447010
2016-03-11 02:00 | 0 | 0.63819 | 436255
2016-03-11 03:00 | 0 | 0.68979 | 417010
2016-03-11 04:00 | 0 | 0.72062 | 392696
2016-03-11 05:00 | 0 | 0.73362 | 371586
2016-03-11 06:00 | 0 | 0.73718 | 354663
2016-03-11 07:00 | 0 | 0.74358 | 342633
2016-03-11 08:00 | 0 | 0.73419 | 336132
2016-03-11 09:00 | 0 | 0.71302 | 336078
2016-03-11 10:00 | 0 | 0.69687 | 345496
2016-03-11 11:00 | 0 | 0.67986 | 370252
2016-03-11 12:00 | 0 | 0.65794 | 395329
2016-03-11 13:00 | 0.027537 | 0.5264 | 409015
2016-03-11 14:00 | 0.35266 | 0.29915 | 417633
2016-03-11 15:00 | 0.54686 | 0.29885 | 424674
2016-03-11 16:00 | 0.59149 | 0.41632 | 429006
2016-03-11 17:00 | 0.61403 | 0.43081 | 429653
2016-03-11 18:00 | 0.62307 | 0.42286 | 429771
2016-03-11 19:00 | 0.61885 | 0.41301 | 429113
2016-03-11 20:00 | 0.61023 | 0.39996 | 426720
2016-03-11 21:00 | 0.58518 | 0.38128 | 424934
2016-03-11 22:00 | 0.52168 | 0.37134 | 422823
2016-03-11 23:00 | 0.375 | 0.42437 | 424991
2016-03-12 | 0.11124 | 0.53096 | 430809
2016-03-12 01:00 | 0.0025135 | 0.61701 | 428644
2016-03-12 02:00 | 0 | 0.66482 | 417666
2016-03-12 03:00 | 0 | 0.67416 | 404957
2016-03-12 04:00 | 0 | 0.6676 | 382164
2016-03-12 05:00 | 0 | 0.65249 | 364958
2016-03-12 06:00 | 0 | 0.62334 | 350331
2016-03-12 07:00 | 0 | 0.58365 | 338382
2016-03-12 08:00 | 0 | 0.54438 | 331415
2016-03-12 09:00 | 0 | 0.51009 | 328871
2016-03-12 10:00 | 0 | 0.48058 | 331181
2016-03-12 11:00 | 0 | 0.4569 | 337640
2016-03-12 12:00 | 0 | 0.44758 | 348302
2016-03-12 13:00 | 0.023242 | 0.36409 | 362752
2016-03-12 14:00 | 0.32009 | 0.2262 | 377676
2016-03-12 15:00 | 0.64697 | 0.21573 | 388255
2016-03-12 16:00 | 0.73455 | 0.3161 | 393475
2016-03-12 17:00 | 0.74591 | 0.37515 | 394458
2016-03-12 18:00 | 0.73438 | 0.39995 | 393388
2016-03-12 19:00 | 0.72344 | 0.41762 | 391365
2016-03-12 20:00 | 0.72624 | 0.43593 | 390385
2016-03-12 21:00 | 0.72403 | 0.46079 | 390775
2016-03-12 22:00 | 0.68047 | 0.50617 | 392732
2016-03-12 23:00 | 0.54183 | 0.58661 | 399719
2016-03-13 | 0.1955 | 0.70168 | 407436
2016-03-13 01:00 | 0.0037235 | 0.73542 | 406516
2016-03-13 02:00 | 0 | 0.72832 | 398876
2016-03-13 03:00 | 0 | 0.71238 | 386291
2016-03-13 04:00 | 0 | 0.69139 | 368389
2016-03-13 05:00 | 0 | 0.67363 | 351061
2016-03-13 06:00 | 0 | 0.65319 | 337314
2016-03-13 07:00 | 0 | 0.63266 | 327141
2016-03-13 08:00 | 0 | 0.60946 | 320515
2016-03-13 09:00 | 0 | 0.59104 | 318901
2016-03-13 10:00 | 0 | 0.57662 | 322082
2016-03-13 11:00 | 0 | 0.56483 | 327898
2016-03-13 12:00 | 0 | 0.5569 | 336578
2016-03-13 13:00 | 0.038929 | 0.48819 | 349873
2016-03-13 14:00 | 0.38529 | 0.34702 | 364303
2016-03-13 15:00 | 0.64333 | 0.39527 | 374745
2016-03-13 16:00 | 0.69867 | 0.45426 | 383345
2016-03-13 17:00 | 0.70543 | 0.4422 | 389604
2016-03-13 18:00 | 0.69184 | 0.41204 | 392033
2016-03-13 19:00 | 0.67866 | 0.37987 | 392600
2016-03-13 20:00 | 0.67323 | 0.34786 | 394457
2016-03-13 21:00 | 0.6546 | 0.31132 | 398498
2016-03-13 22:00 | 0.60037 | 0.27136 | 402033
2016-03-13 23:00 | 0.43451 | 0.27713 | 407399
2016-03-14 | 0.14794 | 0.31482 | 415290
2016-03-14 01:00 | 0.0027356 | 0.30293 | 416415
2016-03-14 02:00 | 0 | 0.29092 | 404724
2016-03-14 03:00 | 0 | 0.29471 | 385037
2016-03-14 04:00 | 0 | 0.328 | 361989
2016-03-14 05:00 | 0 | 0.37479 | 343022
2016-03-14 06:00 | 0 | 0.42008 | 331889
2016-03-14 07:00 | 0 | 0.45851 | 325049
2016-03-14 08:00 | 0 | 0.48875 | 326183
2016-03-14 09:00 | 0 | 0.49678 | 338931
2016-03-14 10:00 | 0 | 0.48907 | 362356
2016-03-14 11:00 | 0 | 0.47805 | 391876
2016-03-14 12:00 | 0 | 0.4737 | 409185
2016-03-14 13:00 | 0.053779 | 0.4269 | 420455
2016-03-14 14:00 | 0.43357 | 0.27303 | 429944
2016-03-14 15:00 | 0.69362 | 0.29614 | 437125
2016-03-14 16:00 | 0.75528 | 0.40314 | 440561
2016-03-14 17:00 | 0.75408 | 0.4741 | 443657
2016-03-14 18:00 | 0.74156 | 0.52224 | 446603
2016-03-14 19:00 | 0.73278 | 0.56116 | 448872
2016-03-14 20:00 | 0.73783 | 0.58736 | 450737
2016-03-14 21:00 | 0.74096 | 0.60931 | 452592
2016-03-14 22:00 | 0.70591 | 0.63172 | 452529
2016-03-14 23:00 | 0.56412 | 0.71782 | 452786
2016-03-15 | 0.24784 | 0.78369 | 455067
2016-03-15 01:00 | 0.0061384 | 0.82067 | 447983
2016-03-15 02:00 | 0 | 0.83519 | 428966
2016-03-15 03:00 | 0 | 0.83807 | 406413
2016-03-15 04:00 | 0 | 0.82654 | 382353
2016-03-15 05:00 | 0 | 0.82008 | 362173
2016-03-15 06:00 | 0 | 0.81076 | 348585
2016-03-15 07:00 | 0 | 0.79627 | 339980
2016-03-15 08:00 | 0 | 0.78189 | 339086
2016-03-15 09:00 | 0 | 0.77934 | 347259
2016-03-15 10:00 | 0 | 0.77455 | 373132
2016-03-15 11:00 | 0 | 0.77782 | 400253
2016-03-15 12:00 | 0 | 0.7734 | 413051
2016-03-15 13:00 | 0.053515 | 0.6574 | 421080
2016-03-15 14:00 | 0.47503 | 0.60562 | 429798
2016-03-15 15:00 | 0.73549 | 0.74608 | 434747
2016-03-15 16:00 | 0.7801 | 0.77564 | 438744
2016-03-15 17:00 | 0.77681 | 0.79015 | 442489
2016-03-15 18:00 | 0.76364 | 0.79969 | 445272
2016-03-15 19:00 | 0.75486 | 0.81184 | 447216
2016-03-15 20:00 | 0.758 | 0.82153 | 450355
2016-03-15 21:00 | 0.74916 | 0.8125 | 453096
2016-03-15 22:00 | 0.70144 | 0.77998 | 451827
2016-03-15 23:00 | 0.55984 | 0.74618 | 453300
2016-03-16 | 0.24383 | 0.76933 | 457078
2016-03-16 01:00 | 0.0086333 | 0.7697 | 450176
2016-03-16 02:00 | 0 | 0.75443 | 429895
2016-03-16 03:00 | 0 | 0.73482 | 405990
2016-03-16 04:00 | 0 | 0.71702 | 381536
2016-03-16 05:00 | 0 | 0.70932 | 362804
2016-03-16 06:00 | 0 | 0.70321 | 348463
2016-03-16 07:00 | 0 | 0.69643 | 340052
2016-03-16 08:00 | 0 | 0.69303 | 338483
2016-03-16 09:00 | 0 | 0.69117 | 347356
2016-03-16 10:00 | 0 | 0.68905 | 373130
2016-03-16 11:00 | 0 | 0.68594 | 399637
2016-03-16 12:00 | 0 | 0.677 | 411341
2016-03-16 13:00 | 0.05746 | 0.53087 | 418427
2016-03-16 14:00 | 0.47333 | 0.45518 | 426785
2016-03-16 15:00 | 0.79082 | 0.59434 | 430950
2016-03-16 16:00 | 0.82335 | 0.64398 | 433247
2016-03-16 17:00 | 0.81053 | 0.6515 | 436321
2016-03-16 18:00 | 0.79263 | 0.65144 | 440033
2016-03-16 19:00 | 0.77978 | 0.65346 | 441359
2016-03-16 20:00 | 0.78613 | 0.66255 | 442901
2016-03-16 21:00 | 0.78933 | 0.66644 | 445026
2016-03-16 22:00 | 0.75862 | 0.66123 | 443029
2016-03-16 23:00 | 0.60435 | 0.66257 | 444337
2016-03-17 | 0.2644 | 0.7068 | 450102
2016-03-17 01:00 | 0.0085605 | 0.74223 | 443752
2016-03-17 02:00 | 0 | 0.74649 | 425098
2016-03-17 03:00 | 0 | 0.71685 | 401834
2016-03-17 04:00 | 0 | 0.6628 | 379767
2016-03-17 05:00 | 0 | 0.61791 | 360361
2016-03-17 06:00 | 0 | 0.58389 | 347411
2016-03-17 07:00 | 0 | 0.56232 | 339963
2016-03-17 08:00 | 0 | 0.5424 | 339724
2016-03-17 09:00 | 0 | 0.52689 | 349694
2016-03-17 10:00 | 0 | 0.52401 | 376622
2016-03-17 11:00 | 0 | 0.51729 | 404862
2016-03-17 12:00 | 0 | 0.50015 | 416193
2016-03-17 13:00 | 0.099731 | 0.3482 | 422526
2016-03-17 14:00 | 0.47875 | 0.33009 | 428195
2016-03-17 15:00 | 0.79725 | 0.39627 | 431071
2016-03-17 16:00 | 0.82237 | 0.42243 | 431928
2016-03-17 17:00 | 0.80911 | 0.42359 | 433473
2016-03-17 18:00 | 0.79026 | 0.42043 | 433891
2016-03-17 19:00 | 0.77655 | 0.42063 | 433058
2016-03-17 20:00 | 0.78154 | 0.42222 | 432969
2016-03-17 21:00 | 0.78272 | 0.42391 | 433016
2016-03-17 22:00 | 0.748 | 0.42424 | 431528
2016-03-17 23:00 | 0.59449 | 0.43865 | 434635
2016-03-18 | 0.27421 | 0.49087 | 442171
2016-03-18 01:00 | 0.011316 | 0.51785 | 436010
2016-03-18 02:00 | 0 | 0.52282 | 419733
2016-03-18 03:00 | 0 | 0.51717 | 399149
2016-03-18 04:00 | 0 | 0.49515 | 378574
2016-03-18 05:00 | 0 | 0.4512 | 361172
2016-03-18 06:00 | 0 | 0.40726 | 348755
2016-03-18 07:00 | 0 | 0.37703 | 341577
2016-03-18 08:00 | 0 | 0.36461 | 341671
2016-03-18 09:00 | 0 | 0.35825 | 352041
2016-03-18 10:00 | 0 | 0.35313 | 378131
2016-03-18 11:00 | 0 | 0.34973 | 405393
2016-03-18 12:00 | 0 | 0.34107 | 416764
2016-03-18 13:00 | 0.072862 | 0.32077 | 422899
2016-03-18 14:00 | 0.43518 | 0.39003 | 428495
2016-03-18 15:00 | 0.75057 | 0.40952 | 430735
2016-03-18 16:00 | 0.79603 | 0.40156 | 430355
2016-03-18 17:00 | 0.80112 | 0.39095 | 430978
2016-03-18 18:00 | 0.79018 | 0.38826 | 430776
2016-03-18 19:00 | 0.78163 | 0.39922 | 429869
2016-03-18 20:00 | 0.79105 | 0.42106 | 427879
2016-03-18 21:00 | 0.79668 | 0.44126 | 426015
2016-03-18 22:00 | 0.76915 | 0.45503 | 423443
2016-03-18 23:00 | 0.62519 | 0.46091 | 426392
2016-03-19 | 0.27656 | 0.46484 | 431619
2016-03-19 01:00 | 0.012481 | 0.44399 | 426822
2016-03-19 02:00 | 0 | 0.41875 | 415031
2016-03-19 03:00 | 0 | 0.39998 | 397357
2016-03-19 04:00 | 0 | 0.37616 | 378153
2016-03-19 05:00 | 0 | 0.35257 | 362685
2016-03-19 06:00 | 0 | 0.33756 | 350609
2016-03-19 07:00 | 0 | 0.32685 | 342841
2016-03-19 08:00 | 0 | 0.32 | 340170
2016-03-19 09:00 | 0 | 0.31336 | 342388
2016-03-19 10:00 | 0 | 0.31341 | 351318
2016-03-19 11:00 | 0 | 0.31294 | 364242
2016-03-19 12:00 | 0 | 0.30395 | 379072
2016-03-19 13:00 | 0.11509 | 0.23649 | 393999
2016-03-19 14:00 | 0.4876 | 0.28939 | 404444
2016-03-19 15:00 | 0.77915 | 0.30229 | 407591
2016-03-19 16:00 | 0.81643 | 0.29401 | 406100
2016-03-19 17:00 | 0.81595 | 0.29552 | 401953
2016-03-19 18:00 | 0.79944 | 0.30878 | 396743
2016-03-19 19:00 | 0.78565 | 0.32631 | 392100
2016-03-19 20:00 | 0.78846 | 0.34131 | 390815
2016-03-19 21:00 | 0.78527 | 0.35024 | 392401
2016-03-19 22:00 | 0.74493 | 0.34812 | 394474
2016-03-19 23:00 | 0.57647 | 0.33534 | 401004
2016-03-20 | 0.25255 | 0.40094 | 411271
2016-03-20 01:00 | 0.013666 | 0.46782 | 411596
2016-03-20 02:00 | 0 | 0.46235 | 403284
2016-03-20 03:00 | 0 | 0.43094 | 390083
2016-03-20 04:00 | 0 | 0.39478 | 375309
2016-03-20 05:00 | 0 | 0.37225 | 362490
2016-03-20 06:00 | 0 | 0.3551 | 352719
2016-03-20 07:00 | 0 | 0.34449 | 346932
2016-03-20 08:00 | 0 | 0.3403 | 344382
2016-03-20 09:00 | 0 | 0.33353 | 347241
2016-03-20 10:00 | 0 | 0.32019 | 354367
2016-03-20 11:00 | 0 | 0.30562 | 366569
2016-03-20 12:00 | 0 | 0.27782 | 380362
2016-03-20 13:00 | 0.10565 | 0.1628 | 392900
2016-03-20 14:00 | 0.47482 | 0.13865 | 399596
2016-03-20 15:00 | 0.7565 | 0.11809 | 400534
2016-03-20 16:00 | 0.82762 | 0.10343 | 400810
2016-03-20 17:00 | 0.82344 | 0.088605 | 400102
2016-03-20 18:00 | 0.80854 | 0.080349 | 397444
2016-03-20 19:00 | 0.7974 | 0.078568 | 395478
2016-03-20 20:00 | 0.8028 | 0.079986 | 395877
2016-03-20 21:00 | 0.80291 | 0.080602 | 399662
2016-03-20 22:00 | 0.77442 | 0.076762 | 405572
2016-03-20 23:00 | 0.62439 | 0.10153 | 416082
2016-03-21 | 0.28832 | 0.2049 | 427870
2016-03-21 01:00 | 0.013208 | 0.37275 | 429768
2016-03-21 02:00 | 0 | 0.51933 | 419224
2016-03-21 03:00 | 0 | 0.60119 | 404100
2016-03-21 04:00 | 0 | 0.65206 | 386926
2016-03-21 05:00 | 0 | 0.67689 | 374439
2016-03-21 06:00 | 0 | 0.68924 | 366584
2016-03-21 07:00 | 0 | 0.70114 | 363565
2016-03-21 08:00 | 0 | 0.70856 | 367334
2016-03-21 09:00 | 0 | 0.69639 | 382061
2016-03-21 10:00 | 0 | 0.67715 | 414117
2016-03-21 11:00 | 0 | 0.66263 | 446242
2016-03-21 12:00 | 0 | 0.63804 | 459193
2016-03-21 13:00 | 0.084603 | 0.45243 | 458799
2016-03-21 14:00 | 0.47507 | 0.3878 | 454396
2016-03-21 15:00 | 0.67852 | 0.5317 | 448158
2016-03-21 16:00 | 0.73233 | 0.56957 | 440472
2016-03-21 17:00 | 0.73682 | 0.60291 | 433201
2016-03-21 18:00 | 0.72393 | 0.62105 | 426170
2016-03-21 19:00 | 0.71196 | 0.62974 | 420613
2016-03-21 20:00 | 0.70515 | 0.6337 | 417130
2016-03-21 21:00 | 0.68263 | 0.64065 | 417140
2016-03-21 22:00 | 0.61868 | 0.65108 | 419473
2016-03-21 23:00 | 0.48144 | 0.72125 | 429597
2016-03-22 | 0.20562 | 0.80819 | 443841
2016-03-22 01:00 | 0.013768 | 0.82556 | 443516
2016-03-22 02:00 | 0 | 0.80536 | 429343
2016-03-22 03:00 | 0 | 0.77631 | 409902
2016-03-22 04:00 | 0 | 0.75002 | 391147
2016-03-22 05:00 | 0 | 0.72676 | 378205
2016-03-22 06:00 | 0 | 0.71103 | 369958
2016-03-22 07:00 | 0 | 0.69644 | 367249
2016-03-22 08:00 | 0 | 0.67779 | 370148
2016-03-22 09:00 | 0 | 0.64854 | 384088
2016-03-22 10:00 | 0 | 0.62374 | 415444
2016-03-22 11:00 | 0 | 0.60372 | 444966
2016-03-22 12:00 | 0 | 0.58099 | 452497
2016-03-22 13:00 | 0.06923 | 0.48642 | 447072
2016-03-22 14:00 | 0.39707 | 0.41342 | 440164
2016-03-22 15:00 | 0.6225 | 0.40253 | 433376
2016-03-22 16:00 | 0.70842 | 0.42884 | 426274
2016-03-22 17:00 | 0.72425 | 0.44559 | 419962
2016-03-22 18:00 | 0.72324 | 0.45445 | 415490
2016-03-22 19:00 | 0.71969 | 0.472 | 410986
2016-03-22 20:00 | 0.72235 | 0.49698 | 408946
2016-03-22 21:00 | 0.7125 | 0.52396 | 409661
2016-03-22 22:00 | 0.65709 | 0.55496 | 411033
2016-03-22 23:00 | 0.54225 | 0.61616 | 417740
2016-03-23 | 0.27768 | 0.7139 | 429407
2016-03-23 01:00 | 0.024288 | 0.76447 | 427410
2016-03-23 02:00 | 0 | 0.77784 | 412169
2016-03-23 03:00 | 0 | 0.78309 | 392077
2016-03-23 04:00 | 0 | 0.78837 | 371435
2016-03-23 05:00 | 0 | 0.78503 | 355275
2016-03-23 06:00 | 0 | 0.77687 | 344743
2016-03-23 07:00 | 0 | 0.77337 | 338507
2016-03-23 08:00 | 0 | 0.77586 | 340284
2016-03-23 09:00 | 0 | 0.77125 | 351735
2016-03-23 10:00 | 0 | 0.7618 | 379557
2016-03-23 11:00 | 0 | 0.75988 | 406573
2016-03-23 12:00 | 9.67e-08 | 0.75883 | 417572
2016-03-23 13:00 | 0.097658 | 0.7442 | 420523
2016-03-23 14:00 | 0.43713 | 0.74006 | 423590
2016-03-23 15:00 | 0.69325 | 0.75738 | 423947
2016-03-23 16:00 | 0.78223 | 0.75533 | 421960
2016-03-23 17:00 | 0.78927 | 0.74865 | 421085
2016-03-23 18:00 | 0.7785 | 0.74016 | 420827
2016-03-23 19:00 | 0.76859 | 0.73868 | 420457
2016-03-23 20:00 | 0.77106 | 0.74345 | 421559
2016-03-23 21:00 | 0.76589 | 0.74666 | 423750
2016-03-23 22:00 | 0.73655 | 0.74369 | 424144
2016-03-23 23:00 | 0.61953 | 0.74081 | 428453
2016-03-24 | 0.35409 | 0.73479 | 436285
2016-03-24 01:00 | 0.02771 | 0.72463 | 431813
2016-03-24 02:00 | 0 | 0.70202 | 415184
2016-03-24 03:00 | 0 | 0.68986 | 393248
2016-03-24 04:00 | 0 | 0.69006 | 370780
2016-03-24 05:00 | 0 | 0.71397 | 353765
2016-03-24 06:00 | 0 | 0.74072 | 342199
2016-03-24 07:00 | 0 | 0.74874 | 335265
2016-03-24 08:00 | 0 | 0.74416 | 334414
2016-03-24 09:00 | 0 | 0.73375 | 344570
2016-03-24 10:00 | 0 | 0.71309 | 369985
2016-03-24 11:00 | 0 | 0.6831 | 397052
2016-03-24 12:00 | 2.26e-06 | 0.64913 | 410677
2016-03-24 13:00 | 0.12014 | 0.53282 | 417690
2016-03-24 14:00 | 0.51547 | 0.51032 | 424441
2016-03-24 15:00 | 0.81388 | 0.50454 | 426778
2016-03-24 16:00 | 0.85689 | 0.47485 | 426376
2016-03-24 17:00 | 0.85134 | 0.43961 | 425775
2016-03-24 18:00 | 0.83046 | 0.40342 | 424162
2016-03-24 19:00 | 0.81321 | 0.36747 | 422130
2016-03-24 20:00 | 0.81334 | 0.33007 | 421635
2016-03-24 21:00 | 0.8064 | 0.29549 | 422036
2016-03-24 22:00 | 0.76854 | 0.26655 | 421562
2016-03-24 23:00 | 0.64181 | 0.25429 | 424048
2016-03-25 | 0.33885 | 0.33479 | 429148
2016-03-25 01:00 | 0.029002 | 0.42032 | 426822
2016-03-25 02:00 | 0 | 0.49966 | 411393
2016-03-25 03:00 | 0 | 0.55927 | 391348
2016-03-25 04:00 | 0 | 0.58994 | 370618
2016-03-25 05:00 | 0 | 0.59172 | 353765
2016-03-25 06:00 | 0 | 0.57554 | 342034
2016-03-25 07:00 | 0 | 0.55317 | 335251
2016-03-25 08:00 | 0 | 0.53047 | 334299
2016-03-25 09:00 | 0 | 0.51296 | 340714
2016-03-25 10:00 | 0 | 0.50189 | 358380
2016-03-25 11:00 | 0 | 0.50086 | 380796
2016-03-25 12:00 | 4.3e-06 | 0.48732 | 397205
2016-03-25 13:00 | 0.10721 | 0.32589 | 410507
2016-03-25 14:00 | 0.50987 | 0.29951 | 419029
2016-03-25 15:00 | 0.74584 | 0.45695 | 420350
2016-03-25 16:00 | 0.78028 | 0.47915 | 417424
2016-03-25 17:00 | 0.78702 | 0.46711 | 413151
2016-03-25 18:00 | 0.77783 | 0.45696 | 409258
2016-03-25 19:00 | 0.76559 | 0.4523 | 405291
2016-03-25 20:00 | 0.76501 | 0.45435 | 402461
2016-03-25 21:00 | 0.75487 | 0.47036 | 401640
2016-03-25 22:00 | 0.71053 | 0.49718 | 399619
2016-03-25 23:00 | 0.59164 | 0.55468 | 400658
2016-03-26 | 0.32189 | 0.64549 | 407842
2016-03-26 01:00 | 0.030742 | 0.66823 | 406429
2016-03-26 02:00 | 0 | 0.66325 | 396327
2016-03-26 03:00 | 0 | 0.64395 | 381589
2016-03-26 04:00 | 0 | 0.60896 | 365218
2016-03-26 05:00 | 0 | 0.57102 | 350691
2016-03-26 06:00 | 0 | 0.53582 | 340886
2016-03-26 07:00 | 0 | 0.50615 | 333906
2016-03-26 08:00 | 0 | 0.48604 | 331611
2016-03-26 09:00 | 0 | 0.46936 | 334220
2016-03-26 10:00 | 0 | 0.45182 | 342424
2016-03-26 11:00 | 0 | 0.43857 | 354664
2016-03-26 12:00 | 1.08e-05 | 0.40699 | 369423
2016-03-26 13:00 | 0.099074 | 0.34338 | 382245
2016-03-26 14:00 | 0.48158 | 0.35949 | 389687
2016-03-26 15:00 | 0.75002 | 0.35343 | 391379
2016-03-26 16:00 | 0.78258 | 0.31691 | 389794
2016-03-26 17:00 | 0.7895 | 0.27984 | 385681
2016-03-26 18:00 | 0.77981 | 0.25716 | 381045
2016-03-26 19:00 | 0.76697 | 0.24441 | 378689
2016-03-26 20:00 | 0.76149 | 0.2371 | 378613
2016-03-26 21:00 | 0.74797 | 0.23025 | 380015
2016-03-26 22:00 | 0.70987 | 0.2299 | 382175
2016-03-26 23:00 | 0.59783 | 0.254 | 387402
2016-03-27 | 0.34871 | 0.34118 | 397354
2016-03-27 01:00 | 0.032405 | 0.39886 | 397754
2016-03-27 02:00 | 0 | 0.42624 | 389218
2016-03-27 03:00 | 0 | 0.4471 | 375683
2016-03-27 04:00 | 0 | 0.45505 | 359203
2016-03-27 05:00 | 0 | 0.46959 | 343173
2016-03-27 06:00 | 0 | 0.48635 | 331201
2016-03-27 07:00 | 0 | 0.49493 | 323577
2016-03-27 08:00 | 0 | 0.50239 | 320006
2016-03-27 09:00 | 0 | 0.50656 | 321002
2016-03-27 10:00 | 0 | 0.5027 | 326695
2016-03-27 11:00 | 0 | 0.48262 | 335550
2016-03-27 12:00 | 1.96e-05 | 0.44359 | 350038
2016-03-27 13:00 | 0.17421 | 0.2946 | 364893
2016-03-27 14:00 | 0.53376 | 0.22449 | 373526
2016-03-27 15:00 | 0.75593 | 0.22582 | 376118
2016-03-27 16:00 | 0.82464 | 0.20706 | 376696
2016-03-27 17:00 | 0.83248 | 0.18389 | 374050
2016-03-27 18:00 | 0.81661 | 0.17155 | 369424
2016-03-27 19:00 | 0.80371 | 0.1685 | 366593
2016-03-27 20:00 | 0.80266 | 0.1712 | 365917
2016-03-27 21:00 | 0.79372 | 0.17163 | 366194
2016-03-27 22:00 | 0.75906 | 0.16203 | 369738
2016-03-27 23:00 | 0.6291 | 0.14563 | 378549
2016-03-28 | 0.33293 | 0.17874 | 389831
2016-03-28 01:00 | 0.027293 | 0.26863 | 391812
2016-03-28 02:00 | 0 | 0.39423 | 382930
2016-03-28 03:00 | 0 | 0.51946 | 368065
2016-03-28 04:00 | 0 | 0.61095 | 350485
2016-03-28 05:00 | 0 | 0.65118 | 337077
2016-03-28 06:00 | 0 | 0.66844 | 328173
2016-03-28 07:00 | 0 | 0.667 | 323301
2016-03-28 08:00 | 0 | 0.65077 | 324491
2016-03-28 09:00 | 0 | 0.61352 | 337024
2016-03-28 10:00 | 0 | 0.57211 | 363343
2016-03-28 11:00 | 0 | 0.53721 | 392770
2016-03-28 12:00 | 3.59e-05 | 0.49832 | 410892
2016-03-28 13:00 | 0.15934 | 0.28412 | 421543
2016-03-28 14:00 | 0.45115 | 0.16615 | 429601
2016-03-28 15:00 | 0.62947 | 0.25324 | 432761
2016-03-28 16:00 | 0.67901 | 0.3432 | 432650
2016-03-28 17:00 | 0.69209 | 0.36358 | 432249
2016-03-28 18:00 | 0.68845 | 0.36643 | 431364
2016-03-28 19:00 | 0.67649 | 0.37254 | 429831
2016-03-28 20:00 | 0.66255 | 0.38502 | 428490
2016-03-28 21:00 | 0.63301 | 0.40629 | 429216
2016-03-28 22:00 | 0.57622 | 0.44064 | 428639
2016-03-28 23:00 | 0.45245 | 0.53313 | 430926
2016-03-29 | 0.22162 | 0.72946 | 437328
2016-03-29 01:00 | 0.025598 | 0.81475 | 433906
2016-03-29 02:00 | 0 | 0.84275 | 417820
2016-03-29 03:00 | 0 | 0.84903 | 396910
2016-03-29 04:00 | 0 | 0.83263 | 375069
2016-03-29 05:00 | 0 | 0.80619 | 359006
2016-03-29 06:00 | 0 | 0.77068 | 348076
2016-03-29 07:00 | 0 | 0.72998 | 342509
2016-03-29 08:00 | 0 | 0.69392 | 342496
2016-03-29 09:00 | 0 | 0.66328 | 353594
2016-03-29 10:00 | 0 | 0.64833 | 381057
2016-03-29 11:00 | 0 | 0.6392 | 409016
2016-03-29 12:00 | 2.38e-05 | 0.61178 | 421276
2016-03-29 13:00 | 0.11542 | 0.44337 | 426116
2016-03-29 14:00 | 0.42148 | 0.4269 | 430112
2016-03-29 15:00 | 0.63324 | 0.57523 | 429882
2016-03-29 16:00 | 0.69179 | 0.62286 | 426445
2016-03-29 17:00 | 0.7061 | 0.65843 | 423530
2016-03-29 18:00 | 0.6982 | 0.68548 | 419707
2016-03-29 19:00 | 0.68492 | 0.70206 | 414668
2016-03-29 20:00 | 0.66905 | 0.7107 | 411618
2016-03-29 21:00 | 0.63515 | 0.71961 | 410978
2016-03-29 22:00 | 0.55425 | 0.74026 | 411659
2016-03-29 23:00 | 0.4037 | 0.76524 | 416763
2016-03-30 | 0.21613 | 0.77773 | 428876
2016-03-30 01:00 | 0.028195 | 0.77974 | 426869
2016-03-30 02:00 | 0 | 0.7737 | 411229
2016-03-30 03:00 | 0 | 0.76011 | 391943
2016-03-30 04:00 | 0 | 0.73758 | 373299
2016-03-30 05:00 | 0 | 0.71201 | 358903
2016-03-30 06:00 | 0 | 0.68761 | 348692
2016-03-30 07:00 | 0 | 0.65931 | 343985
2016-03-30 08:00 | 0 | 0.64154 | 345324
2016-03-30 09:00 | 0 | 0.63297 | 354962
2016-03-30 10:00 | 0 | 0.63587 | 382679
2016-03-30 11:00 | 0 | 0.63763 | 409373
2016-03-30 12:00 | 2.25e-05 | 0.62837 | 419980
2016-03-30 13:00 | 0.11639 | 0.51875 | 423396
2016-03-30 14:00 | 0.4599 | 0.48637 | 425989
2016-03-30 15:00 | 0.70717 | 0.50785 | 425878
2016-03-30 16:00 | 0.7562 | 0.53168 | 423641
2016-03-30 17:00 | 0.75533 | 0.5393 | 422023
2016-03-30 18:00 | 0.74534 | 0.54699 | 419795
2016-03-30 19:00 | 0.73461 | 0.54985 | 420096
2016-03-30 20:00 | 0.73137 | 0.55505 | 419362
2016-03-30 21:00 | 0.71963 | 0.56184 | 420230
2016-03-30 22:00 | 0.68629 | 0.5592 | 421131
2016-03-30 23:00 | 0.57512 | 0.56433 | 425611
2016-03-31 | 0.33737 | 0.60333 | 434380
2016-03-31 01:00 | 0.048423 | 0.61564 | 429456
2016-03-31 02:00 | 0 | 0.61699 | 412312
2016-03-31 03:00 | 0 | 0.62069 | 392062
2016-03-31 04:00 | 0 | 0.62931 | 370608
2016-03-31 05:00 | 0 | 0.63467 | 354013
2016-03-31 06:00 | 0 | 0.63147 | 341985
2016-03-31 07:00 | 0 | 0.61948 | 334931
2016-03-31 08:00 | 0 | 0.61723 | 334585
2016-03-31 09:00 | 0 | 0.60244 | 343135
2016-03-31 10:00 | 0 | 0.58083 | 366257
2016-03-31 11:00 | 0 | 0.56716 | 392250
2016-03-31 12:00 | 8.57e-05 | 0.54355 | 405935
2016-03-31 13:00 | 0.17681 | 0.48078 | 415097
2016-03-31 14:00 | 0.51824 | 0.55387 | 424306
2016-03-31 15:00 | 0.7487 | 0.57016 | 429177
2016-03-31 16:00 | 0.80985 | 0.57258 | 430678
2016-03-31 17:00 | 0.80772 | 0.57002 | 432261
2016-03-31 18:00 | 0.78671 | 0.56939 | 433513
2016-03-31 19:00 | 0.76381 | 0.57165 | 433019
2016-03-31 20:00 | 0.74799 | 0.57893 | 433947
2016-03-31 21:00 | 0.7194 | 0.58571 | 435573
2016-03-31 22:00 | 0.65811 | 0.59 | 434337
2016-03-31 23:00 | 0.53924 | 0.58517 | 435426
2016-04-01 | 0.31714 | 0.5966 | 439296
2016-04-01 01:00 | 0.051001 | 0.65921 | 434590
2016-04-01 02:00 | 1.72e-07 | 0.67166 | 417220
2016-04-01 03:00 | 0 | 0.65244 | 396361
2016-04-01 04:00 | 0 | 0.63952 | 373765
2016-04-01 05:00 | 0 | 0.62403 | 355606
2016-04-01 06:00 | 0 | 0.60046 | 342598
2016-04-01 07:00 | 0 | 0.5832 | 334101
2016-04-01 08:00 | 0 | 0.56041 | 332912
2016-04-01 09:00 | 0 | 0.54163 | 340789
2016-04-01 10:00 | 0 | 0.53431 | 363022
2016-04-01 11:00 | 0 | 0.52717 | 389519
2016-04-01 12:00 | 2.88e-05 | 0.48394 | 404981
2016-04-01 13:00 | 0.11849 | 0.42564 | 416209
2016-04-01 14:00 | 0.50643 | 0.53191 | 425683
2016-04-01 15:00 | 0.71205 | 0.55328 | 430139
2016-04-01 16:00 | 0.80358 | 0.53229 | 430453
2016-04-01 17:00 | 0.80649 | 0.52367 | 429766
2016-04-01 18:00 | 0.79711 | 0.53685 | 427550
2016-04-01 19:00 | 0.78676 | 0.57278 | 424573
2016-04-01 20:00 | 0.79112 | 0.6198 | 421807
2016-04-01 21:00 | 0.79026 | 0.65705 | 419340
2016-04-01 22:00 | 0.76968 | 0.661 | 415624
2016-04-01 23:00 | 0.66955 | 0.61496 | 414611
2016-04-02 | 0.43002 | 0.58274 | 419217
2016-04-02 01:00 | 0.057277 | 0.61196 | 416423
2016-04-02 02:00 | 4.28e-07 | 0.6101 | 404928
2016-04-02 03:00 | 0 | 0.62194 | 388010
2016-04-02 04:00 | 0 | 0.63792 | 368271
2016-04-02 05:00 | 0 | 0.64176 | 353021
2016-04-02 06:00 | 0 | 0.64462 | 341050
2016-04-02 07:00 | 0 | 0.65186 | 332783
2016-04-02 08:00 | 0 | 0.66623 | 329988
2016-04-02 09:00 | 0 | 0.68346 | 333243
2016-04-02 10:00 | 0 | 0.70578 | 342208
2016-04-02 11:00 | 0 | 0.72345 | 355236
2016-04-02 12:00 | 0.00010103 | 0.70906 | 369959
2016-04-02 13:00 | 0.17573 | 0.4925 | 384596
2016-04-02 14:00 | 0.59396 | 0.37497 | 393724
2016-04-02 15:00 | 0.78576 | 0.42251 | 396754
2016-04-02 16:00 | 0.87259 | 0.47457 | 394001
2016-04-02 17:00 | 0.8741 | 0.45233 | 389895
2016-04-02 18:00 | 0.8589 | 0.41807 | 385511
2016-04-02 19:00 | 0.84832 | 0.3895 | 381717
2016-04-02 20:00 | 0.85337 | 0.37077 | 380927
2016-04-02 21:00 | 0.85416 | 0.35297 | 382002
2016-04-02 22:00 | 0.82824 | 0.33309 | 383591
2016-04-02 23:00 | 0.71102 | 0.29737 | 388056
2016-04-03 | 0.42536 | 0.32238 | 397214
2016-04-03 01:00 | 0.055891 | 0.38622 | 399248
2016-04-03 02:00 | 7.32e-08 | 0.47334 | 390446
2016-04-03 03:00 | 0 | 0.58523 | 377150
2016-04-03 04:00 | 0 | 0.72924 | 361280
2016-04-03 05:00 | 0 | 0.81261 | 347844
2016-04-03 06:00 | 0 | 0.8602 | 338151
2016-04-03 07:00 | 0 | 0.88614 | 332824
2016-04-03 08:00 | 0 | 0.89528 | 331348
2016-04-03 09:00 | 0 | 0.88984 | 333588
2016-04-03 10:00 | 0 | 0.87702 | 341431
2016-04-03 11:00 | 0 | 0.86846 | 351983
2016-04-03 12:00 | 9.98e-05 | 0.83597 | 364633
2016-04-03 13:00 | 0.17905 | 0.57106 | 374386
2016-04-03 14:00 | 0.56789 | 0.42557 | 378868
2016-04-03 15:00 | 0.74745 | 0.56184 | 378196
2016-04-03 16:00 | 0.84739 | 0.65207 | 377267
2016-04-03 17:00 | 0.84977 | 0.6765 | 375638
2016-04-03 18:00 | 0.83207 | 0.68132 | 373692
2016-04-03 19:00 | 0.81972 | 0.68431 | 372138
2016-04-03 20:00 | 0.82077 | 0.68366 | 374893
2016-04-03 21:00 | 0.81629 | 0.68391 | 380097
2016-04-03 22:00 | 0.77984 | 0.67603 | 386300
2016-04-03 23:00 | 0.65318 | 0.67566 | 393963
2016-04-04 | 0.38197 | 0.70953 | 405691
2016-04-04 01:00 | 0.048543 | 0.75585 | 406544
2016-04-04 02:00 | 2.43e-06 | 0.75368 | 393610
2016-04-04 03:00 | 0 | 0.71619 | 376446
2016-04-04 04:00 | 0 | 0.65417 | 357190
2016-04-04 05:00 | 0 | 0.58642 | 342504
2016-04-04 06:00 | 0 | 0.53003 | 332944
2016-04-04 07:00 | 0 | 0.48581 | 327624
2016-04-04 08:00 | 0 | 0.45391 | 328757
2016-04-04 09:00 | 0 | 0.42258 | 342155
2016-04-04 10:00 | 0 | 0.40122 | 371782
2016-04-04 11:00 | 0 | 0.39269 | 399995
2016-04-04 12:00 | 0.00010661 | 0.34851 | 411957
2016-04-04 13:00 | 0.22007 | 0.19413 | 417396
2016-04-04 14:00 | 0.51159 | 0.12219 | 422326
2016-04-04 15:00 | 0.70158 | 0.13833 | 424961
2016-04-04 16:00 | 0.79367 | 0.15075 | 426317
2016-04-04 17:00 | 0.80543 | 0.14297 | 428527
2016-04-04 18:00 | 0.79267 | 0.14008 | 430624
2016-04-04 19:00 | 0.78025 | 0.14504 | 432786
2016-04-04 20:00 | 0.77527 | 0.15647 | 436918
2016-04-04 21:00 | 0.75925 | 0.17012 | 441503
2016-04-04 22:00 | 0.70977 | 0.19388 | 444042
2016-04-04 23:00 | 0.59772 | 0.26271 | 445816
2016-04-05 | 0.35436 | 0.53783 | 451312
2016-04-05 01:00 | 0.058307 | 0.72267 | 446412
2016-04-05 02:00 | 4.72e-06 | 0.80118 | 427575
2016-04-05 03:00 | 0 | 0.83682 | 404221
2016-04-05 04:00 | 0 | 0.85382 | 382051
2016-04-05 05:00 | 0 | 0.85653 | 364334
2016-04-05 06:00 | 0 | 0.84564 | 352651
2016-04-05 07:00 | 0 | 0.82941 | 345982
2016-04-05 08:00 | 0 | 0.81685 | 346231
2016-04-05 09:00 | 0 | 0.79776 | 359065
2016-04-05 10:00 | 0 | 0.78683 | 388043
2016-04-05 11:00 | 0 | 0.78126 | 415330
2016-04-05 12:00 | 0.0001286 | 0.74126 | 425343
2016-04-05 13:00 | 0.20167 | 0.60423 | 429582
2016-04-05 14:00 | 0.55182 | 0.64645 | 433786
2016-04-05 15:00 | 0.74602 | 0.78578 | 434652
2016-04-05 16:00 | 0.83219 | 0.82691 | 433606
2016-04-05 17:00 | 0.82441 | 0.81718 | 433699
2016-04-05 18:00 | 0.80344 | 0.8147 | 433874
2016-04-05 19:00 | 0.78887 | 0.81738 | 434463
2016-04-05 20:00 | 0.78866 | 0.81742 | 436496
2016-04-05 21:00 | 0.78236 | 0.82444 | 440088
2016-04-05 22:00 | 0.74996 | 0.83566 | 442738
2016-04-05 23:00 | 0.63945 | 0.84208 | 446832
2016-04-06 | 0.3941 | 0.85733 | 457670
2016-04-06 01:00 | 0.062109 | 0.85712 | 455270
2016-04-06 02:00 | 8.92e-06 | 0.8534 | 437545
2016-04-06 03:00 | 0 | 0.8522 | 414687
2016-04-06 04:00 | 0 | 0.84169 | 394336
2016-04-06 05:00 | 0 | 0.82836 | 377399
2016-04-06 06:00 | 0 | 0.82141 | 365727
2016-04-06 07:00 | 0 | 0.81901 | 359665
2016-04-06 08:00 | 0 | 0.81459 | 359740
2016-04-06 09:00 | 0 | 0.8111 | 370546
2016-04-06 10:00 | 0 | 0.80653 | 398678
2016-04-06 11:00 | 0 | 0.80685 | 423477
2016-04-06 12:00 | 0.00015019 | 0.78205 | 429642
2016-04-06 13:00 | 0.21234 | 0.66023 | 430930
2016-04-06 14:00 | 0.5942 | 0.75148 | 432890
2016-04-06 15:00 | 0.7966 | 0.7839 | 432338
2016-04-06 16:00 | 0.86568 | 0.77144 | 430134
2016-04-06 17:00 | 0.87043 | 0.76529 | 429355
2016-04-06 18:00 | 0.85462 | 0.7634 | 429714
2016-04-06 19:00 | 0.84124 | 0.76361 | 429632
2016-04-06 20:00 | 0.84157 | 0.76229 | 432251
2016-04-06 21:00 | 0.83644 | 0.75296 | 435366
2016-04-06 22:00 | 0.80668 | 0.72749 | 438344
2016-04-06 23:00 | 0.68773 | 0.6696 | 443182
2016-04-07 | 0.41791 | 0.62558 | 448526
2016-04-07 01:00 | 0.058264 | 0.57415 | 443024
2016-04-07 02:00 | 9.22e-06 | 0.54059 | 424750
2016-04-07 03:00 | 0 | 0.54152 | 401619
2016-04-07 04:00 | 0 | 0.57265 | 378658
2016-04-07 05:00 | 0 | 0.61934 | 361094
2016-04-07 06:00 | 0 | 0.67869 | 348949
2016-04-07 07:00 | 0 | 0.71883 | 342122
2016-04-07 08:00 | 0 | 0.73334 | 341886
2016-04-07 09:00 | 0 | 0.74586 | 350117
2016-04-07 10:00 | 0 | 0.7553 | 376991
2016-04-07 11:00 | 0 | 0.75134 | 403392
2016-04-07 12:00 | 0.00018077 | 0.70288 | 414841
2016-04-07 13:00 | 0.18455 | 0.51539 | 421774
2016-04-07 14:00 | 0.45268 | 0.57038 | 428430
2016-04-07 15:00 | 0.61169 | 0.67892 | 431891
2016-04-07 16:00 | 0.69391 | 0.69699 | 433514
2016-04-07 17:00 | 0.71785 | 0.69419 | 435105
2016-04-07 18:00 | 0.71653 | 0.69293 | 436583
2016-04-07 19:00 | 0.70349 | 0.69456 | 438358
2016-04-07 20:00 | 0.69156 | 0.69829 | 441584
2016-04-07 21:00 | 0.66178 | 0.70206 | 444346
2016-04-07 22:00 | 0.59484 | 0.70377 | 443858
2016-04-07 23:00 | 0.46479 | 0.70405 | 443415
2016-04-08 | 0.26294 | 0.73273 | 447159
2016-04-08 01:00 | 0.034304 | 0.81498 | 442404
2016-04-08 02:00 | 6.17e-06 | 0.79935 | 424868
2016-04-08 03:00 | 0 | 0.74673 | 402749
2016-04-08 04:00 | 0 | 0.66113 | 380965
2016-04-08 05:00 | 0 | 0.57212 | 363625
2016-04-08 06:00 | 0 | 0.49886 | 351875
2016-04-08 07:00 | 0 | 0.45246 | 345250
2016-04-08 08:00 | 0 | 0.42976 | 345398
2016-04-08 09:00 | 0 | 0.41255 | 355321
2016-04-08 10:00 | 0 | 0.40299 | 380433
2016-04-08 11:00 | 0 | 0.40403 | 404672
2016-04-08 12:00 | 0.00019621 | 0.37346 | 414752
2016-04-08 13:00 | 0.13043 | 0.28726 | 420576
2016-04-08 14:00 | 0.32893 | 0.35974 | 426123
2016-04-08 15:00 | 0.47923 | 0.40847 | 429033
2016-04-08 16:00 | 0.56504 | 0.40638 | 428742
2016-04-08 17:00 | 0.60355 | 0.39529 | 428449
2016-04-08 18:00 | 0.60945 | 0.38606 | 428302
2016-04-08 19:00 | 0.60158 | 0.37855 | 426825
2016-04-08 20:00 | 0.58587 | 0.3712 | 426716
2016-04-08 21:00 | 0.54238 | 0.36412 | 426130
2016-04-08 22:00 | 0.47103 | 0.35499 | 423852
2016-04-08 23:00 | 0.34663 | 0.34678 | 422141
2016-04-09 | 0.18013 | 0.40102 | 427867
2016-04-09 01:00 | 0.017252 | 0.58222 | 426624
2016-04-09 02:00 | 9.18e-08 | 0.65128 | 415274
2016-04-09 03:00 | 0 | 0.6558 | 399143
2016-04-09 04:00 | 0 | 0.62961 | 381061
2016-04-09 05:00 | 0 | 0.60126 | 367048
2016-04-09 06:00 | 0 | 0.58213 | 356187
2016-04-09 07:00 | 0 | 0.56636 | 349844
2016-04-09 08:00 | 0 | 0.55456 | 347363
2016-04-09 09:00 | 0 | 0.53678 | 351170
2016-04-09 10:00 | 0 | 0.52376 | 359217
2016-04-09 11:00 | 0 | 0.51988 | 369960
2016-04-09 12:00 | 0.0002203 | 0.50067 | 383239
2016-04-09 13:00 | 0.16668 | 0.49479 | 394503
2016-04-09 14:00 | 0.43552 | 0.50625 | 402159
2016-04-09 15:00 | 0.61325 | 0.53502 | 404535
2016-04-09 16:00 | 0.6776 | 0.56914 | 403425
2016-04-09 17:00 | 0.68742 | 0.60684 | 401764
2016-04-09 18:00 | 0.68223 | 0.64243 | 399211
2016-04-09 19:00 | 0.67524 | 0.67793 | 396576
2016-04-09 20:00 | 0.66736 | 0.70616 | 396480
2016-04-09 21:00 | 0.6397 | 0.73082 | 396600
2016-04-09 22:00 | 0.57814 | 0.74874 | 397334
2016-04-09 23:00 | 0.46216 | 0.76334 | 400185
2016-04-10 | 0.26481 | 0.82262 | 410290
2016-04-10 01:00 | 0.025691 | 0.88353 | 412863
2016-04-10 02:00 | 1.24e-07 | 0.91312 | 404305
2016-04-10 03:00 | 0 | 0.91207 | 391068
2016-04-10 04:00 | 0 | 0.8937 | 376051
2016-04-10 05:00 | 0 | 0.87162 | 363926
2016-04-10 06:00 | 0 | 0.84217 | 354621
2016-04-10 07:00 | 0 | 0.81261 | 348915
2016-04-10 08:00 | 0 | 0.78544 | 347315
2016-04-10 09:00 | 0 | 0.76987 | 348954
2016-04-10 10:00 | 0 | 0.75326 | 354885
2016-04-10 11:00 | 0 | 0.73253 | 362477
2016-04-10 12:00 | 0.0004577 | 0.64839 | 371109
2016-04-10 13:00 | 0.21617 | 0.51696 | 379666
2016-04-10 14:00 | 0.47058 | 0.58866 | 385109
2016-04-10 15:00 | 0.64559 | 0.62437 | 386806
2016-04-10 16:00 | 0.70336 | 0.61651 | 388802
2016-04-10 17:00 | 0.70245 | 0.59713 | 388882
2016-04-10 18:00 | 0.68632 | 0.5822 | 388785
2016-04-10 19:00 | 0.66099 | 0.57585 | 388616
2016-04-10 20:00 | 0.63296 | 0.57706 | 391078
2016-04-10 21:00 | 0.5837 | 0.58005 | 395313
2016-04-10 22:00 | 0.49806 | 0.58817 | 399719
2016-04-10 23:00 | 0.37786 | 0.61608 | 405711
2016-04-11 | 0.20409 | 0.68183 | 416358
2016-04-11 01:00 | 0.041129 | 0.72508 | 415376
2016-04-11 02:00 | 1.79e-06 | 0.69799 | 401510
2016-04-11 03:00 | 0 | 0.65286 | 383794
2016-04-11 04:00 | 0 | 0.62684 | 365234
2016-04-11 05:00 | 0 | 0.6089 | 350424
2016-04-11 06:00 | 0 | 0.60477 | 340447
2016-04-11 07:00 | 0 | 0.58893 | 335183
2016-04-11 08:00 | 0 | 0.57633 | 337219
2016-04-11 09:00 | 0 | 0.5399 | 348728
2016-04-11 10:00 | 0 | 0.49536 | 376332
2016-04-11 11:00 | 0 | 0.4863 | 402260
2016-04-11 12:00 | 0.0003739 | 0.42693 | 414026
2016-04-11 13:00 | 0.20326 | 0.42161 | 421216
2016-04-11 14:00 | 0.48129 | 0.46264 | 427489
2016-04-11 15:00 | 0.67303 | 0.45591 | 430492
2016-04-11 16:00 | 0.74956 | 0.42682 | 430721
2016-04-11 17:00 | 0.75109 | 0.39298 | 431134
2016-04-11 18:00 | 0.73532 | 0.36103 | 431481
2016-04-11 19:00 | 0.72218 | 0.33781 | 431842
2016-04-11 20:00 | 0.71725 | 0.32411 | 432855
2016-04-11 21:00 | 0.70064 | 0.31103 | 434795
2016-04-11 22:00 | 0.65612 | 0.29475 | 434879
2016-04-11 23:00 | 0.54715 | 0.27291 | 435622
2016-04-12 | 0.34327 | 0.30642 | 440493
2016-04-12 01:00 | 0.070271 | 0.44416 | 436390
2016-04-12 02:00 | 1.99e-05 | 0.52991 | 419168
2016-04-12 03:00 | 0 | 0.52932 | 396397
2016-04-12 04:00 | 0 | 0.51495 | 375364
2016-04-12 05:00 | 0 | 0.49538 | 357673
2016-04-12 06:00 | 0 | 0.46568 | 345682
2016-04-12 07:00 | 0 | 0.4359 | 339401
2016-04-12 08:00 | 0 | 0.41818 | 339616
2016-04-12 09:00 | 0 | 0.41676 | 349814
2016-04-12 10:00 | 0 | 0.41895 | 376869
2016-04-12 11:00 | 0 | 0.41919 | 402783
2016-04-12 12:00 | 0.00089368 | 0.3705 | 414108
2016-04-12 13:00 | 0.17864 | 0.23714 | 420206
2016-04-12 14:00 | 0.49726 | 0.28421 | 426478
2016-04-12 15:00 | 0.66926 | 0.31718 | 428627
2016-04-12 16:00 | 0.72638 | 0.31635 | 428801
2016-04-12 17:00 | 0.7205 | 0.30342 | 429079
2016-04-12 18:00 | 0.70355 | 0.28778 | 428016
2016-04-12 19:00 | 0.68628 | 0.27533 | 426659
2016-04-12 20:00 | 0.67266 | 0.26442 | 426407
2016-04-12 21:00 | 0.64645 | 0.25433 | 426789
2016-04-12 22:00 | 0.60005 | 0.24895 | 425314
2016-04-12 23:00 | 0.49889 | 0.27171 | 426837
2016-04-13 | 0.33825 | 0.39039 | 437655
2016-04-13 01:00 | 0.085677 | 0.5207 | 436961
2016-04-13 02:00 | 2.04e-05 | 0.54957 | 419995
2016-04-13 03:00 | 0 | 0.54558 | 397238
2016-04-13 04:00 | 0 | 0.53766 | 376195
2016-04-13 05:00 | 0 | 0.5279 | 360619
2016-04-13 06:00 | 0 | 0.51844 | 349758
2016-04-13 07:00 | 0 | 0.49861 | 344004
2016-04-13 08:00 | 0 | 0.47599 | 343734
2016-04-13 09:00 | 0 | 0.45023 | 355247
2016-04-13 10:00 | 0 | 0.41998 | 383845
2016-04-13 11:00 | 0 | 0.39182 | 408309
2016-04-13 12:00 | 0.0020192 | 0.315 | 416018
2016-04-13 13:00 | 0.22167 | 0.15617 | 419496
2016-04-13 14:00 | 0.56059 | 0.13761 | 422022
2016-04-13 15:00 | 0.72045 | 0.20522 | 422677
2016-04-13 16:00 | 0.78642 | 0.22584 | 421635
2016-04-13 17:00 | 0.78653 | 0.22622 | 421421
2016-04-13 18:00 | 0.77901 | 0.23298 | 420318
2016-04-13 19:00 | 0.77395 | 0.24309 | 419147
2016-04-13 20:00 | 0.77322 | 0.2514 | 419580
2016-04-13 21:00 | 0.76472 | 0.25162 | 420450
2016-04-13 22:00 | 0.72679 | 0.25585 | 420714
2016-04-13 23:00 | 0.6212 | 0.29751 | 423466
2016-04-14 | 0.42727 | 0.47007 | 433333
2016-04-14 01:00 | 0.10057 | 0.64702 | 431857
2016-04-14 02:00 | 6.1e-05 | 0.7007 | 415238
2016-04-14 03:00 | 0 | 0.69854 | 393102
2016-04-14 04:00 | 0 | 0.68032 | 373006
2016-04-14 05:00 | 0 | 0.65008 | 358223
2016-04-14 06:00 | 0 | 0.60878 | 347343
2016-04-14 07:00 | 0 | 0.56162 | 341993
2016-04-14 08:00 | 0 | 0.51381 | 341746
2016-04-14 09:00 | 0 | 0.46433 | 352742
2016-04-14 10:00 | 0 | 0.42398 | 380747
2016-04-14 11:00 | 0 | 0.39349 | 404590
2016-04-14 12:00 | 0.0011141 | 0.32985 | 413020
2016-04-14 13:00 | 0.27098 | 0.20115 | 416572
2016-04-14 14:00 | 0.60336 | 0.22237 | 420562
2016-04-14 15:00 | 0.75834 | 0.32117 | 422502
2016-04-14 16:00 | 0.83644 | 0.37763 | 423006
2016-04-14 17:00 | 0.83717 | 0.42074 | 424556
2016-04-14 18:00 | 0.82043 | 0.46297 | 425327
2016-04-14 19:00 | 0.80748 | 0.50692 | 425102
2016-04-14 20:00 | 0.80453 | 0.54742 | 425819
2016-04-14 21:00 | 0.79345 | 0.57883 | 426379
2016-04-14 22:00 | 0.75339 | 0.60199 | 425115
2016-04-14 23:00 | 0.65115 | 0.6402 | 426133
2016-04-15 | 0.43706 | 0.74127 | 434114
2016-04-15 01:00 | 0.111 | 0.83564 | 432498
2016-04-15 02:00 | 7.57e-05 | 0.84661 | 415650
2016-04-15 03:00 | 0 | 0.85185 | 394724
2016-04-15 04:00 | 0 | 0.84843 | 372955
2016-04-15 05:00 | 0 | 0.84553 | 354842
2016-04-15 06:00 | 0 | 0.83761 | 343301
2016-04-15 07:00 | 0 | 0.82272 | 337169
2016-04-15 08:00 | 0 | 0.79571 | 336380
2016-04-15 09:00 | 0 | 0.76189 | 347158
2016-04-15 10:00 | 0 | 0.73294 | 373539
2016-04-15 11:00 | 0 | 0.69513 | 396502
2016-04-15 12:00 | 0.0034037 | 0.58862 | 405688
2016-04-15 13:00 | 0.16054 | 0.52357 | 412042
2016-04-15 14:00 | 0.49417 | 0.61771 | 416745
2016-04-15 15:00 | 0.66086 | 0.66046 | 418833
2016-04-15 16:00 | 0.71855 | 0.64688 | 418523
2016-04-15 17:00 | 0.73569 | 0.63721 | 418123
2016-04-15 18:00 | 0.73355 | 0.64283 | 418358
2016-04-15 19:00 | 0.7183 | 0.65924 | 418101
2016-04-15 20:00 | 0.70388 | 0.67938 | 417358
2016-04-15 21:00 | 0.67667 | 0.69481 | 416596
2016-04-15 22:00 | 0.62613 | 0.701 | 413276
2016-04-15 23:00 | 0.53397 | 0.7115 | 410671
2016-04-16 | 0.37749 | 0.75017 | 414985
2016-04-16 01:00 | 0.12231 | 0.76881 | 414242
2016-04-16 02:00 | 0.00010106 | 0.75455 | 400649
2016-04-16 03:00 | 0 | 0.7585 | 382895
2016-04-16 04:00 | 0 | 0.75312 | 363855
2016-04-16 05:00 | 0 | 0.74624 | 347496
2016-04-16 06:00 | 0 | 0.73845 | 335417
2016-04-16 07:00 | 0 | 0.72318 | 327825
2016-04-16 08:00 | 0 | 0.71209 | 325337
2016-04-16 09:00 | 0 | 0.69997 | 327933
2016-04-16 10:00 | 0 | 0.68916 | 334746
2016-04-16 11:00 | 0 | 0.67881 | 344307
2016-04-16 12:00 | 0.0018635 | 0.60224 | 357102
2016-04-16 13:00 | 0.16762 | 0.57339 | 369331
2016-04-16 14:00 | 0.49969 | 0.63968 | 378117
2016-04-16 15:00 | 0.68417 | 0.6657 | 382861
2016-04-16 16:00 | 0.77828 | 0.68096 | 385141
2016-04-16 17:00 | 0.79122 | 0.69603 | 384341
2016-04-16 18:00 | 0.78715 | 0.70127 | 383770
2016-04-16 19:00 | 0.77712 | 0.70726 | 384101
2016-04-16 20:00 | 0.76714 | 0.70909 | 385462
2016-04-16 21:00 | 0.73931 | 0.7046 | 387085
2016-04-16 22:00 | 0.69085 | 0.68456 | 388102
2016-04-16 23:00 | 0.5908 | 0.65556 | 388037
2016-04-17 | 0.41113 | 0.65742 | 394464
2016-04-17 01:00 | 0.12968 | 0.66258 | 395190
2016-04-17 02:00 | 0.00012548 | 0.65354 | 384800
2016-04-17 03:00 | 0 | 0.64388 | 369347
2016-04-17 04:00 | 0 | 0.6317 | 351753
2016-04-17 05:00 | 0 | 0.61951 | 335850
2016-04-17 06:00 | 0 | 0.59545 | 324047
2016-04-17 07:00 | 0 | 0.57998 | 316631
2016-04-17 08:00 | 0 | 0.55458 | 313590
2016-04-17 09:00 | 0 | 0.51766 | 314738
2016-04-17 10:00 | 0 | 0.49117 | 318416
2016-04-17 11:00 | 0 | 0.45082 | 324666
2016-04-17 12:00 | 0.0023684 | 0.37376 | 336399
2016-04-17 13:00 | 0.19901 | 0.3534 | 348917
2016-04-17 14:00 | 0.54587 | 0.38593 | 357864
2016-04-17 15:00 | 0.70405 | 0.37404 | 363985
2016-04-17 16:00 | 0.80505 | 0.34147 | 369659
2016-04-17 17:00 | 0.82717 | 0.31923 | 373861
2016-04-17 18:00 | 0.8196 | 0.30737 | 377212
2016-04-17 19:00 | 0.80761 | 0.29301 | 380218
2016-04-17 20:00 | 0.80133 | 0.27275 | 385045
2016-04-17 21:00 | 0.7881 | 0.25564 | 391181
2016-04-17 22:00 | 0.74844 | 0.24939 | 396115
2016-04-17 23:00 | 0.63914 | 0.26376 | 399850
2016-04-18 | 0.43835 | 0.29972 | 409894
2016-04-18 01:00 | 0.13075 | 0.35169 | 410275
2016-04-18 02:00 | 0.00016177 | 0.38179 | 394431
2016-04-18 03:00 | 0 | 0.37136 | 373893
2016-04-18 04:00 | 0 | 0.34897 | 352812
2016-04-18 05:00 | 0 | 0.32591 | 335936
2016-04-18 06:00 | 0 | 0.31165 | 324461
2016-04-18 07:00 | 0 | 0.29576 | 317564
2016-04-18 08:00 | 0 | 0.28894 | 318785
2016-04-18 09:00 | 0 | 0.28546 | 330821
2016-04-18 10:00 | 0 | 0.28392 | 355668
2016-04-18 11:00 | 0 | 0.28355 | 379602
2016-04-18 12:00 | 0.0039937 | 0.25881 | 393054
2016-04-18 13:00 | 0.20565 | 0.26826 | 402340
2016-04-18 14:00 | 0.57841 | 0.26439 | 411514
2016-04-18 15:00 | 0.72253 | 0.24316 | 418575
2016-04-18 16:00 | 0.81743 | 0.23485 | 423926
2016-04-18 17:00 | 0.82913 | 0.23474 | 430108
2016-04-18 18:00 | 0.81733 | 0.24487 | 435650
2016-04-18 19:00 | 0.80246 | 0.25626 | 440894
2016-04-18 20:00 | 0.79279 | 0.25729 | 446123
2016-04-18 21:00 | 0.77718 | 0.24831 | 449708
2016-04-18 22:00 | 0.73503 | 0.24298 | 449607
2016-04-18 23:00 | 0.62733 | 0.24166 | 447482
2016-04-19 | 0.45737 | 0.25322 | 451741
2016-04-19 01:00 | 0.13595 | 0.30336 | 445831
2016-04-19 02:00 | 0.00019696 | 0.32861 | 423020
2016-04-19 03:00 | 0 | 0.32991 | 395905
2016-04-19 04:00 | 0 | 0.31199 | 370617
2016-04-19 05:00 | 0 | 0.28243 | 351081
2016-04-19 06:00 | 0 | 0.25672 | 335723
2016-04-19 07:00 | 0 | 0.22886 | 326292
2016-04-19 08:00 | 0 | 0.20421 | 324772
2016-04-19 09:00 | 0 | 0.18541 | 334201
2016-04-19 10:00 | 0 | 0.17092 | 357981
2016-04-19 11:00 | 0 | 0.16268 | 381298
2016-04-19 12:00 | 0.0025503 | 0.13141 | 394412
2016-04-19 13:00 | 0.19967 | 0.084687 | 403745
2016-04-19 14:00 | 0.51691 | 0.073524 | 412923
2016-04-19 15:00 | 0.70402 | 0.071202 | 420240
2016-04-19 16:00 | 0.78971 | 0.068328 | 426487
2016-04-19 17:00 | 0.80875 | 0.064811 | 433092
2016-04-19 18:00 | 0.8013 | 0.06398 | 439811
2016-04-19 19:00 | 0.79386 | 0.0648 | 444448
2016-04-19 20:00 | 0.79602 | 0.066871 | 449010
2016-04-19 21:00 | 0.78923 | 0.068844 | 451693
2016-04-19 22:00 | 0.7531 | 0.070701 | 450937
2016-04-19 23:00 | 0.65162 | 0.076637 | 448986
2016-04-20 | 0.46275 | 0.11121 | 453335
2016-04-20 01:00 | 0.12176 | 0.1861 | 447800
2016-04-20 02:00 | 0.00020668 | 0.23402 | 425207
2016-04-20 03:00 | 0 | 0.25121 | 398341
2016-04-20 04:00 | 0 | 0.25187 | 373790
2016-04-20 05:00 | 0 | 0.23794 | 354341
2016-04-20 06:00 | 0 | 0.21691 | 338967
2016-04-20 07:00 | 0 | 0.19507 | 329453
2016-04-20 08:00 | 0 | 0.17677 | 327697
2016-04-20 09:00 | 0 | 0.15895 | 335851
2016-04-20 10:00 | 0 | 0.14882 | 359277
2016-04-20 11:00 | 0 | 0.1469 | 381420
2016-04-20 12:00 | 0.0076499 | 0.1287 | 393612
2016-04-20 13:00 | 0.25342 | 0.096273 | 402045
2016-04-20 14:00 | 0.59384 | 0.098729 | 411489
2016-04-20 15:00 | 0.78705 | 0.11934 | 418261
2016-04-20 16:00 | 0.84991 | 0.13554 | 423595
2016-04-20 17:00 | 0.85635 | 0.14932 | 429865
2016-04-20 18:00 | 0.84193 | 0.16239 | 436060
2016-04-20 19:00 | 0.82932 | 0.1747 | 441806
2016-04-20 20:00 | 0.82803 | 0.1867 | 446836
2016-04-20 21:00 | 0.82069 | 0.19561 | 450042
2016-04-20 22:00 | 0.78901 | 0.19791 | 449574
2016-04-20 23:00 | 0.70119 | 0.1966 | 447815
2016-04-21 | 0.51878 | 0.23991 | 452475
2016-04-21 01:00 | 0.14967 | 0.31865 | 446707
2016-04-21 02:00 | 0.00035987 | 0.3468 | 424801
2016-04-21 03:00 | 0 | 0.34644 | 397449
2016-04-21 04:00 | 0 | 0.34975 | 372952
2016-04-21 05:00 | 0 | 0.3716 | 353450
2016-04-21 06:00 | 0 | 0.40424 | 339040
2016-04-21 07:00 | 0 | 0.42997 | 329104
2016-04-21 08:00 | 0 | 0.44773 | 328157
2016-04-21 09:00 | 0 | 0.46039 | 338269
2016-04-21 10:00 | 0 | 0.47882 | 361209
2016-04-21 11:00 | 0 | 0.49419 | 383770
2016-04-21 12:00 | 0.0057635 | 0.4099 | 396389
2016-04-21 13:00 | 0.29094 | 0.24134 | 406990
2016-04-21 14:00 | 0.62382 | 0.25667 | 416456
2016-04-21 15:00 | 0.79042 | 0.34257 | 422710
2016-04-21 16:00 | 0.85117 | 0.34891 | 427217
2016-04-21 17:00 | 0.85791 | 0.33697 | 432716
2016-04-21 18:00 | 0.84725 | 0.32441 | 438091
2016-04-21 19:00 | 0.8392 | 0.31646 | 441494
2016-04-21 20:00 | 0.84043 | 0.31259 | 445199
2016-04-21 21:00 | 0.83705 | 0.30897 | 446943
2016-04-21 22:00 | 0.80688 | 0.3029 | 444527
2016-04-21 23:00 | 0.71734 | 0.2789 | 442859
2016-04-22 | 0.533 | 0.3117 | 447196
2016-04-22 01:00 | 0.14704 | 0.44325 | 441770
2016-04-22 02:00 | 0.00042381 | 0.51347 | 422572
2016-04-22 03:00 | 0 | 0.53304 | 397667
2016-04-22 04:00 | 0 | 0.52236 | 372324
2016-04-22 05:00 | 0 | 0.49208 | 351972
2016-04-22 06:00 | 0 | 0.4536 | 337193
2016-04-22 07:00 | 0 | 0.42063 | 328530
2016-04-22 08:00 | 0 | 0.40198 | 326530
2016-04-22 09:00 | 0 | 0.39325 | 334964
2016-04-22 10:00 | 0 | 0.39244 | 357619
2016-04-22 11:00 | 0 | 0.3901 | 379900
2016-04-22 12:00 | 0.0071985 | 0.31451 | 394673
2016-04-22 13:00 | 0.3186 | 0.16989 | 406988
2016-04-22 14:00 | 0.60393 | 0.15033 | 418460
2016-04-22 15:00 | 0.7448 | 0.18001 | 427657
2016-04-22 16:00 | 0.7991 | 0.18271 | 433658
2016-04-22 17:00 | 0.80224 | 0.18586 | 439032
2016-04-22 18:00 | 0.78745 | 0.1943 | 442216
2016-04-22 19:00 | 0.77165 | 0.20443 | 444884
2016-04-22 20:00 | 0.76142 | 0.2144 | 446311
2016-04-22 21:00 | 0.73514 | 0.2274 | 444810
2016-04-22 22:00 | 0.67917 | 0.25186 | 438929
2016-04-22 23:00 | 0.58154 | 0.29567 | 432558
2016-04-23 | 0.39862 | 0.43193 | 430109
2016-04-23 01:00 | 0.10456 | 0.62344 | 425116
2016-04-23 02:00 | 0.00049221 | 0.71065 | 409918
2016-04-23 03:00 | 0 | 0.75652 | 389115
2016-04-23 04:00 | 0 | 0.77366 | 367121
2016-04-23 05:00 | 0 | 0.77071 | 349095
2016-04-23 06:00 | 0 | 0.75028 | 334518
2016-04-23 07:00 | 0 | 0.72311 | 324061
2016-04-23 08:00 | 0 | 0.70193 | 319655
2016-04-23 09:00 | 0 | 0.67834 | 319973
2016-04-23 10:00 | 0 | 0.65499 | 324738
2016-04-23 11:00 | 0 | 0.63 | 331488
2016-04-23 12:00 | 0.0096494 | 0.52392 | 347734
2016-04-23 13:00 | 0.25063 | 0.35653 | 364929
2016-04-23 14:00 | 0.57485 | 0.43199 | 378609
2016-04-23 15:00 | 0.74431 | 0.51652 | 387838
2016-04-23 16:00 | 0.81847 | 0.5447 | 393458
2016-04-23 17:00 | 0.8291 | 0.56337 | 396452
2016-04-23 18:00 | 0.81604 | 0.59774 | 399233
2016-04-23 19:00 | 0.79841 | 0.63455 | 402836
2016-04-23 20:00 | 0.7816 | 0.66349 | 407198
2016-04-23 21:00 | 0.75219 | 0.68818 | 410530
2016-04-23 22:00 | 0.71268 | 0.71465 | 410579
2016-04-23 23:00 | 0.62931 | 0.7512 | 406408
2016-04-24 | 0.47741 | 0.84247 | 406739
2016-04-24 01:00 | 0.17592 | 0.89203 | 404663
2016-04-24 02:00 | 0.00074589 | 0.90154 | 391475
2016-04-24 03:00 | 0 | 0.8913 | 373773
2016-04-24 04:00 | 0 | 0.87289 | 354686
2016-04-24 05:00 | 0 | 0.85775 | 337640
2016-04-24 06:00 | 0 | 0.83591 | 324491
2016-04-24 07:00 | 0 | 0.8105 | 315498
2016-04-24 08:00 | 0 | 0.79216 | 310594
2016-04-24 09:00 | 0 | 0.77295 | 310897
2016-04-24 10:00 | 0 | 0.75838 | 313017
2016-04-24 11:00 | 0 | 0.74665 | 318226
2016-04-24 12:00 | 0.011006 | 0.66703 | 329266
2016-04-24 13:00 | 0.29857 | 0.58144 | 344458
2016-04-24 14:00 | 0.56469 | 0.66529 | 356787
2016-04-24 15:00 | 0.72925 | 0.67819 | 366344
2016-04-24 16:00 | 0.79101 | 0.65341 | 375208
2016-04-24 17:00 | 0.79658 | 0.6479 | 382701
2016-04-24 18:00 | 0.78882 | 0.66194 | 389327
2016-04-24 19:00 | 0.779 | 0.68083 | 395220
2016-04-24 20:00 | 0.77093 | 0.69499 | 402723
2016-04-24 21:00 | 0.75158 | 0.70051 | 410249
2016-04-24 22:00 | 0.70258 | 0.69428 | 413936
2016-04-24 23:00 | 0.61077 | 0.69223 | 414161
2016-04-25 | 0.43396 | 0.73026 | 419221
2016-04-25 01:00 | 0.09724 | 0.75939 | 417903
2016-04-25 02:00 | 0.00069063 | 0.76252 | 402086
2016-04-25 03:00 | 0 | 0.74899 | 379851
2016-04-25 04:00 | 0 | 0.72886 | 358291
2016-04-25 05:00 | 0 | 0.6888 | 340422
2016-04-25 06:00 | 0 | 0.63805 | 327914
2016-04-25 07:00 | 0 | 0.59171 | 321046
2016-04-25 08:00 | 0 | 0.5499 | 320265
2016-04-25 09:00 | 0 | 0.52819 | 331202
2016-04-25 10:00 | 0 | 0.50264 | 355674
2016-04-25 11:00 | 0 | 0.46591 | 380416
2016-04-25 12:00 | 0.01764 | 0.36329 | 396610
2016-04-25 13:00 | 0.29631 | 0.28968 | 410489
2016-04-25 14:00 | 0.56616 | 0.28986 | 423717
2016-04-25 15:00 | 0.71311 | 0.28298 | 434555
2016-04-25 16:00 | 0.77914 | 0.27234 | 443887
2016-04-25 17:00 | 0.79163 | 0.26921 | 453038
2016-04-25 18:00 | 0.78351 | 0.27642 | 460667
2016-04-25 19:00 | 0.77144 | 0.29149 | 466214
2016-04-25 20:00 | 0.76158 | 0.30964 | 470456
2016-04-25 21:00 | 0.7392 | 0.32216 | 472741
2016-04-25 22:00 | 0.67785 | 0.32751 | 470154
2016-04-25 23:00 | 0.5779 | 0.33725 | 464938
2016-04-26 | 0.41378 | 0.41981 | 465175
2016-04-26 01:00 | 0.12493 | 0.53467 | 459454
2016-04-26 02:00 | 0.001268 | 0.587 | 437277
2016-04-26 03:00 | 0 | 0.59758 | 409994
2016-04-26 04:00 | 0 | 0.59324 | 384049
2016-04-26 05:00 | 0 | 0.57878 | 363833
2016-04-26 06:00 | 0 | 0.55949 | 347623
2016-04-26 07:00 | 0 | 0.53669 | 337973
2016-04-26 08:00 | 0 | 0.51709 | 335367
2016-04-26 09:00 | 0 | 0.48109 | 344432
2016-04-26 10:00 | 0 | 0.44056 | 367887
2016-04-26 11:00 | 0 | 0.41072 | 391180
2016-04-26 12:00 | 0.014274 | 0.34854 | 407178
2016-04-26 13:00 | 0.26721 | 0.3023 | 422235
2016-04-26 14:00 | 0.56552 | 0.33905 | 436334
2016-04-26 15:00 | 0.73781 | 0.35615 | 446619
2016-04-26 16:00 | 0.80133 | 0.35407 | 455231
2016-04-26 17:00 | 0.81021 | 0.35544 | 463553
2016-04-26 18:00 | 0.79895 | 0.36627 | 469707
2016-04-26 19:00 | 0.78243 | 0.38386 | 475374
2016-04-26 20:00 | 0.77053 | 0.39632 | 480460
2016-04-26 21:00 | 0.74548 | 0.39478 | 481605
2016-04-26 22:00 | 0.69276 | 0.37866 | 476490
2016-04-26 23:00 | 0.58956 | 0.38333 | 470285
2016-04-27 | 0.42845 | 0.42896 | 469467
2016-04-27 01:00 | 0.14181 | 0.49773 | 461997
2016-04-27 02:00 | 0.0012923 | 0.53705 | 439067
2016-04-27 03:00 | 0 | 0.54316 | 410842
2016-04-27 04:00 | 0 | 0.53931 | 385976
2016-04-27 05:00 | 0 | 0.53916 | 365813
2016-04-27 06:00 | 0 | 0.54211 | 350619
2016-04-27 07:00 | 0 | 0.53218 | 340552
2016-04-27 08:00 | 0 | 0.53853 | 338420
2016-04-27 09:00 | 0 | 0.56568 | 346567
2016-04-27 10:00 | 0 | 0.58888 | 366914
2016-04-27 11:00 | 0 | 0.59501 | 389260
2016-04-27 12:00 | 0.023292 | 0.5516 | 404052
2016-04-27 13:00 | 0.31643 | 0.52511 | 416117
2016-04-27 14:00 | 0.53942 | 0.58423 | 427951
2016-04-27 15:00 | 0.67323 | 0.61202 | 437301
2016-04-27 16:00 | 0.74035 | 0.6057 | 445005
2016-04-27 17:00 | 0.7567 | 0.59028 | 451967
2016-04-27 18:00 | 0.75508 | 0.58608 | 457457
2016-04-27 19:00 | 0.74545 | 0.58973 | 461254
2016-04-27 20:00 | 0.72937 | 0.59879 | 464324
2016-04-27 21:00 | 0.69474 | 0.59291 | 465915
2016-04-27 22:00 | 0.62665 | 0.56722 | 464293
2016-04-27 23:00 | 0.52085 | 0.52356 | 459867
2016-04-28 | 0.35193 | 0.49274 | 460658
2016-04-28 01:00 | 0.095624 | 0.49606 | 453142
2016-04-28 02:00 | 0.0013888 | 0.4928 | 432540
2016-04-28 03:00 | 0 | 0.50484 | 406442
2016-04-28 04:00 | 0 | 0.50678 | 382221
2016-04-28 05:00 | 0 | 0.49131 | 362038
2016-04-28 06:00 | 0 | 0.46354 | 346774
2016-04-28 07:00 | 0 | 0.43702 | 337582
2016-04-28 08:00 | 0 | 0.42022 | 336250
2016-04-28 09:00 | 0 | 0.39915 | 345488
2016-04-28 10:00 | 0 | 0.38452 | 368035
2016-04-28 11:00 | 0 | 0.37006 | 391846
2016-04-28 12:00 | 0.014173 | 0.28999 | 406902
2016-04-28 13:00 | 0.24201 | 0.26245 | 419282
2016-04-28 14:00 | 0.50442 | 0.28407 | 433056
2016-04-28 15:00 | 0.66935 | 0.28367 | 441684
2016-04-28 16:00 | 0.74484 | 0.26064 | 450834
2016-04-28 17:00 | 0.76018 | 0.24401 | 458772
2016-04-28 18:00 | 0.7536 | 0.23826 | 465420
2016-04-28 19:00 | 0.74027 | 0.24184 | 469346
2016-04-28 20:00 | 0.72525 | 0.24863 | 472165
2016-04-28 21:00 | 0.69368 | 0.25471 | 474195
2016-04-28 22:00 | 0.63591 | 0.26285 | 471519
2016-04-28 23:00 | 0.52276 | 0.27194 | 466295
2016-04-29 | 0.36108 | 0.30407 | 464614
2016-04-29 01:00 | 0.12195 | 0.3825 | 457563
2016-04-29 02:00 | 0.0024963 | 0.41474 | 437103
2016-04-29 03:00 | 0 | 0.40723 | 411991
2016-04-29 04:00 | 0 | 0.38754 | 387942
2016-04-29 05:00 | 0 | 0.36208 | 367523
2016-04-29 06:00 | 0 | 0.33781 | 352398
2016-04-29 07:00 | 0 | 0.31677 | 343479
2016-04-29 08:00 | 0 | 0.29484 | 341591
2016-04-29 09:00 | 0 | 0.27724 | 348117
2016-04-29 10:00 | 0 | 0.27213 | 371354
2016-04-29 11:00 | 0 | 0.27503 | 393813
2016-04-29 12:00 | 0.0095424 | 0.2564 | 409204
2016-04-29 13:00 | 0.25081 | 0.23226 | 422065
2016-04-29 14:00 | 0.53027 | 0.28007 | 435392
2016-04-29 15:00 | 0.66489 | 0.33253 | 444825
2016-04-29 16:00 | 0.73438 | 0.34818 | 451813
2016-04-29 17:00 | 0.73952 | 0.33855 | 458114
2016-04-29 18:00 | 0.72826 | 0.32818 | 462240
2016-04-29 19:00 | 0.71466 | 0.31992 | 463801
2016-04-29 20:00 | 0.70449 | 0.31824 | 463626
2016-04-29 21:00 | 0.6786 | 0.31786 | 460788
2016-04-29 22:00 | 0.62619 | 0.31804 | 453866
2016-04-29 23:00 | 0.52807 | 0.31691 | 445437
2016-04-30 | 0.36264 | 0.33404 | 444156
2016-04-30 01:00 | 0.12503 | 0.4057 | 438874
2016-04-30 02:00 | 0.0028166 | 0.46474 | 422664
2016-04-30 03:00 | 0 | 0.48639 | 402570
2016-04-30 04:00 | 0 | 0.47495 | 381191
2016-04-30 05:00 | 0 | 0.45655 | 362138
2016-04-30 06:00 | 0 | 0.45028 | 347527
2016-04-30 07:00 | 0 | 0.44067 | 338012
2016-04-30 08:00 | 0 | 0.43136 | 332576
2016-04-30 09:00 | 0 | 0.42286 | 332710
2016-04-30 10:00 | 0 | 0.40526 | 336162
2016-04-30 11:00 | 0 | 0.39198 | 344325
2016-04-30 12:00 | 0.017749 | 0.32949 | 359766
2016-04-30 13:00 | 0.30519 | 0.33459 | 376422
2016-04-30 14:00 | 0.58329 | 0.41847 | 389822
2016-04-30 15:00 | 0.71967 | 0.484 | 400099
2016-04-30 16:00 | 0.77078 | 0.50572 | 406119
2016-04-30 17:00 | 0.77142 | 0.51439 | 409523
2016-04-30 18:00 | 0.75743 | 0.51791 | 411456
2016-04-30 19:00 | 0.73805 | 0.5151 | 413469
2016-04-30 20:00 | 0.71673 | 0.50904 | 416757
2016-04-30 21:00 | 0.68161 | 0.50231 | 418294
2016-04-30 22:00 | 0.6144 | 0.49495 | 417016
2016-04-30 23:00 | 0.504 | 0.48131 | 415549
2016-05-01 | 0.34863 | 0.47596 | 416916
2016-05-01 01:00 | 0.13329 | 0.56946 | 412798
2016-05-01 02:00 | 0.0034002 | 0.62494 | 401503
2016-05-01 03:00 | 0 | 0.62328 | 385360
2016-05-01 04:00 | 0 | 0.60459 | 365765
2016-05-01 05:00 | 0 | 0.56965 | 348049
2016-05-01 06:00 | 0 | 0.53471 | 335251
2016-05-01 07:00 | 0 | 0.50086 | 326397
2016-05-01 08:00 | 0 | 0.47949 | 321535
2016-05-01 09:00 | 0 | 0.46079 | 319199
2016-05-01 10:00 | 0 | 0.44783 | 323091
2016-05-01 11:00 | 0 | 0.43596 | 328861
2016-05-01 12:00 | 0.027389 | 0.37057 | 343758
2016-05-01 13:00 | 0.28437 | 0.43123 | 362462
2016-05-01 14:00 | 0.59056 | 0.45675 | 378251
2016-05-01 15:00 | 0.728 | 0.43958 | 390123
2016-05-01 16:00 | 0.78373 | 0.39926 | 400493
2016-05-01 17:00 | 0.78887 | 0.35158 | 407354
2016-05-01 18:00 | 0.78077 | 0.30308 | 411927
2016-05-01 19:00 | 0.76428 | 0.25853 | 414209
2016-05-01 20:00 | 0.75306 | 0.22247 | 421199
2016-05-01 21:00 | 0.72721 | 0.19565 | 424474
2016-05-01 22:00 | 0.67782 | 0.1786 | 425817
2016-05-01 23:00 | 0.57596 | 0.1701 | 426115
2016-05-02 | 0.41381 | 0.1777 | 429974
2016-05-02 01:00 | 0.16965 | 0.19992 | 426880
2016-05-02 02:00 | 0.0039635 | 0.19118 | 411645
2016-05-02 03:00 | 0 | 0.17981 | 388976
2016-05-02 04:00 | 0 | 0.18302 | 368129
2016-05-02 05:00 | 0 | 0.20247 | 349560
2016-05-02 06:00 | 0 | 0.23645 | 337193
2016-05-02 07:00 | 0 | 0.27971 | 329807
2016-05-02 08:00 | 0 | 0.32162 | 329309
2016-05-02 09:00 | 0 | 0.34986 | 339137
2016-05-02 10:00 | 0 | 0.37184 | 364593
2016-05-02 11:00 | 0 | 0.39184 | 388475
2016-05-02 12:00 | 0.044108 | 0.31611 | 405413
2016-05-02 13:00 | 0.38439 | 0.17328 | 418102
2016-05-02 14:00 | 0.68006 | 0.13829 | 431131
2016-05-02 15:00 | 0.8194 | 0.13646 | 440805
2016-05-02 16:00 | 0.88086 | 0.12768 | 446145
2016-05-02 17:00 | 0.87857 | 0.12242 | 451006
2016-05-02 18:00 | 0.86324 | 0.12503 | 454621
2016-05-02 19:00 | 0.85167 | 0.13176 | 454755
2016-05-02 20:00 | 0.8497 | 0.13876 | 454805
2016-05-02 21:00 | 0.84213 | 0.14007 | 454255
2016-05-02 22:00 | 0.80918 | 0.13346 | 452259
2016-05-02 23:00 | 0.72124 | 0.12112 | 450556
2016-05-03 | 0.53373 | 0.11217 | 452680
2016-05-03 01:00 | 0.20109 | 0.12704 | 448063
2016-05-03 02:00 | 0.0039858 | 0.13612 | 427991
2016-05-03 03:00 | 0 | 0.15552 | 402380
2016-05-03 04:00 | 0 | 0.19078 | 378036
2016-05-03 05:00 | 0 | 0.23808 | 359393
2016-05-03 06:00 | 0 | 0.29027 | 344496
2016-05-03 07:00 | 0 | 0.32686 | 336170
2016-05-03 08:00 | 0 | 0.34616 | 334623
2016-05-03 09:00 | 0 | 0.35149 | 343487
2016-05-03 10:00 | 0 | 0.35791 | 366757
2016-05-03 11:00 | 0 | 0.36445 | 390360
2016-05-03 12:00 | 0.044713 | 0.26755 | 405042
2016-05-03 13:00 | 0.3847 | 0.11126 | 415297
2016-05-03 14:00 | 0.68107 | 0.13843 | 425481
2016-05-03 15:00 | 0.80451 | 0.19738 | 433100
2016-05-03 16:00 | 0.86528 | 0.22197 | 438801
2016-05-03 17:00 | 0.87471 | 0.25176 | 444221
2016-05-03 18:00 | 0.86794 | 0.28776 | 448945
2016-05-03 19:00 | 0.85927 | 0.32652 | 452197
2016-05-03 20:00 | 0.85482 | 0.36265 | 453611
2016-05-03 21:00 | 0.84222 | 0.38998 | 455985
2016-05-03 22:00 | 0.80709 | 0.40482 | 453653
2016-05-03 23:00 | 0.71005 | 0.40979 | 450134
2016-05-04 | 0.5191 | 0.43573 | 450877
2016-05-04 01:00 | 0.14984 | 0.48165 | 447810
2016-05-04 02:00 | 0.0026439 | 0.49483 | 428280
2016-05-04 03:00 | 0 | 0.50121 | 402015
2016-05-04 04:00 | 0 | 0.50604 | 377603
2016-05-04 05:00 | 0 | 0.51171 | 356872
2016-05-04 06:00 | 0 | 0.52131 | 342224
2016-05-04 07:00 | 0 | 0.5375 | 333126
2016-05-04 08:00 | 0 | 0.57087 | 330907
2016-05-04 09:00 | 0 | 0.59509 | 339623
2016-05-04 10:00 | 0 | 0.595 | 363251
2016-05-04 11:00 | 0 | 0.57412 | 384772
2016-05-04 12:00 | 0.043863 | 0.3908 | 397724
2016-05-04 13:00 | 0.39259 | 0.17941 | 408059
2016-05-04 14:00 | 0.61488 | 0.15934 | 417378
2016-05-04 15:00 | 0.73742 | 0.21188 | 424290
2016-05-04 16:00 | 0.80166 | 0.22738 | 428071
2016-05-04 17:00 | 0.82282 | 0.22708 | 431499
2016-05-04 18:00 | 0.82589 | 0.22816 | 434414
2016-05-04 19:00 | 0.8225 | 0.2294 | 436900
2016-05-04 20:00 | 0.82353 | 0.22855 | 440380
2016-05-04 21:00 | 0.81639 | 0.22433 | 444502
2016-05-04 22:00 | 0.7824 | 0.21373 | 445815
2016-05-04 23:00 | 0.69603 | 0.18798 | 445200
2016-05-05 | 0.52307 | 0.24278 | 446544
2016-05-05 01:00 | 0.16574 | 0.3265 | 441798
2016-05-05 02:00 | 0.002409 | 0.4011 | 423253
2016-05-05 03:00 | 0 | 0.44582 | 396594
2016-05-05 04:00 | 0 | 0.47722 | 373065
2016-05-05 05:00 | 0 | 0.4916 | 353190
2016-05-05 06:00 | 0 | 0.49897 | 338476
2016-05-05 07:00 | 0 | 0.49975 | 330208
2016-05-05 08:00 | 0 | 0.49393 | 328324
2016-05-05 09:00 | 0 | 0.47468 | 338000
2016-05-05 10:00 | 0 | 0.4478 | 360668
2016-05-05 11:00 | 0 | 0.42159 | 384312
2016-05-05 12:00 | 0.044214 | 0.30939 | 397866
2016-05-05 13:00 | 0.38627 | 0.12069 | 407841
2016-05-05 14:00 | 0.60624 | 0.065644 | 417112
2016-05-05 15:00 | 0.74633 | 0.10715 | 423684
2016-05-05 16:00 | 0.81041 | 0.12878 | 428046
2016-05-05 17:00 | 0.82581 | 0.13172 | 432047
2016-05-05 18:00 | 0.82111 | 0.13279 | 435161
2016-05-05 19:00 | 0.81163 | 0.13329 | 438825
2016-05-05 20:00 | 0.80398 | 0.13586 | 442719
2016-05-05 21:00 | 0.7857 | 0.1374 | 445012
2016-05-05 22:00 | 0.74201 | 0.1434 | 443527
2016-05-05 23:00 | 0.63222 | 0.18417 | 439817
2016-05-06 | 0.43846 | 0.35586 | 440439
2016-05-06 01:00 | 0.1329 | 0.5592 | 437238
2016-05-06 02:00 | 0.0036987 | 0.64956 | 419489
2016-05-06 03:00 | 0 | 0.71069 | 395943
2016-05-06 04:00 | 0 | 0.75019 | 373058
2016-05-06 05:00 | 0 | 0.76741 | 354787
2016-05-06 06:00 | 0 | 0.77054 | 340135
2016-05-06 07:00 | 0 | 0.76712 | 331931
2016-05-06 08:00 | 0 | 0.75349 | 330173
2016-05-06 09:00 | 0 | 0.71969 | 338097
2016-05-06 10:00 | 0 | 0.6869 | 360487
2016-05-06 11:00 | 0 | 0.65448 | 380677
2016-05-06 12:00 | 0.04817 | 0.44875 | 393325
2016-05-06 13:00 | 0.34381 | 0.26865 | 404237
2016-05-06 14:00 | 0.56506 | 0.33131 | 414417
2016-05-06 15:00 | 0.68397 | 0.46417 | 420427
2016-05-06 16:00 | 0.75015 | 0.5317 | 423953
2016-05-06 17:00 | 0.7588 | 0.5567 | 429165
2016-05-06 18:00 | 0.7519 | 0.57507 | 432520
2016-05-06 19:00 | 0.73874 | 0.59306 | 435460
2016-05-06 20:00 | 0.72624 | 0.61241 | 438257
2016-05-06 21:00 | 0.6971 | 0.63308 | 439977
2016-05-06 22:00 | 0.6357 | 0.64994 | 436609
2016-05-06 23:00 | 0.53373 | 0.68562 | 430635
2016-05-07 | 0.36432 | 0.76715 | 427574
2016-05-07 01:00 | 0.092544 | 0.8361 | 423353
2016-05-07 02:00 | 0.0030966 | 0.84977 | 408515
2016-05-07 03:00 | 0 | 0.83254 | 387298
2016-05-07 04:00 | 0 | 0.80723 | 365512
2016-05-07 05:00 | 0 | 0.77826 | 346615
2016-05-07 06:00 | 0 | 0.74763 | 332451
2016-05-07 07:00 | 0 | 0.72403 | 322728
2016-05-07 08:00 | 0 | 0.69916 | 318790
2016-05-07 09:00 | 0 | 0.66414 | 320006
2016-05-07 10:00 | 0 | 0.62064 | 324047
2016-05-07 11:00 | 0 | 0.56577 | 331978
2016-05-07 12:00 | 0.051006 | 0.38215 | 345804
2016-05-07 13:00 | 0.3395 | 0.32177 | 360939
2016-05-07 14:00 | 0.53499 | 0.43861 | 372679
2016-05-07 15:00 | 0.66585 | 0.49507 | 381821
2016-05-07 16:00 | 0.70828 | 0.48382 | 387645
2016-05-07 17:00 | 0.72009 | 0.48013 | 392381
2016-05-07 18:00 | 0.72013 | 0.48831 | 397613
2016-05-07 19:00 | 0.71347 | 0.50646 | 403027
2016-05-07 20:00 | 0.705 | 0.52594 | 408250
2016-05-07 21:00 | 0.6891 | 0.54568 | 412868
2016-05-07 22:00 | 0.64959 | 0.54695 | 411596
2016-05-07 23:00 | 0.55277 | 0.53131 | 408324
2016-05-08 | 0.38814 | 0.53912 | 407114
2016-05-08 01:00 | 0.11794 | 0.54953 | 405342
2016-05-08 02:00 | 0.0051644 | 0.54493 | 393060
2016-05-08 03:00 | 0 | 0.55235 | 374129
2016-05-08 04:00 | 0 | 0.54525 | 355169
2016-05-08 05:00 | 0 | 0.53515 | 338425
2016-05-08 06:00 | 0 | 0.51925 | 323847
2016-05-08 07:00 | 0 | 0.49991 | 314294
2016-05-08 08:00 | 0 | 0.47721 | 309467
2016-05-08 09:00 | 0 | 0.43907 | 309104
2016-05-08 10:00 | 0 | 0.40683 | 310431
2016-05-08 11:00 | 0 | 0.37247 | 316560
2016-05-08 12:00 | 0.046305 | 0.25297 | 330585
2016-05-08 13:00 | 0.33514 | 0.15675 | 347778
2016-05-08 14:00 | 0.53967 | 0.19934 | 361514
2016-05-08 15:00 | 0.67234 | 0.25104 | 371092
2016-05-08 16:00 | 0.7224 | 0.27849 | 378210
2016-05-08 17:00 | 0.73435 | 0.31449 | 385384
2016-05-08 18:00 | 0.73298 | 0.35011 | 390460
2016-05-08 19:00 | 0.72481 | 0.3897 | 394844
2016-05-08 20:00 | 0.71452 | 0.4326 | 399732
2016-05-08 21:00 | 0.68961 | 0.46732 | 403856
2016-05-08 22:00 | 0.63758 | 0.48812 | 405261
2016-05-08 23:00 | 0.54066 | 0.50626 | 404452
2016-05-09 | 0.38858 | 0.56789 | 408354
2016-05-09 01:00 | 0.1448 | 0.66322 | 410942
2016-05-09 02:00 | 0.0080845 | 0.7103 | 398272
2016-05-09 03:00 | 0 | 0.70879 | 376734
2016-05-09 04:00 | 0 | 0.70472 | 356149
2016-05-09 05:00 | 0 | 0.6921 | 339213
2016-05-09 06:00 | 0 | 0.66918 | 326866
2016-05-09 07:00 | 0 | 0.63892 | 319749
2016-05-09 08:00 | 0 | 0.62268 | 319811
2016-05-09 09:00 | 0 | 0.60932 | 330336
2016-05-09 10:00 | 0 | 0.59127 | 354415
2016-05-09 11:00 | 0 | 0.56454 | 378910
2016-05-09 12:00 | 0.054638 | 0.443 | 395303
2016-05-09 13:00 | 0.37928 | 0.37549 | 408599
2016-05-09 14:00 | 0.63365 | 0.47854 | 421708
2016-05-09 15:00 | 0.78059 | 0.53001 | 432747
2016-05-09 16:00 | 0.85304 | 0.55598 | 441139
2016-05-09 17:00 | 0.86932 | 0.57816 | 449406
2016-05-09 18:00 | 0.86558 | 0.57803 | 454614
2016-05-09 19:00 | 0.86032 | 0.56736 | 458060
2016-05-09 20:00 | 0.86142 | 0.5546 | 460481
2016-05-09 21:00 | 0.85877 | 0.53635 | 462328
2016-05-09 22:00 | 0.83491 | 0.50989 | 461423
2016-05-09 23:00 | 0.75601 | 0.50191 | 458974
2016-05-10 | 0.58634 | 0.52715 | 460125
2016-05-10 01:00 | 0.26423 | 0.56975 | 454568
2016-05-10 02:00 | 0.010226 | 0.58296 | 433819
2016-05-10 03:00 | 0 | 0.56371 | 406534
2016-05-10 04:00 | 0 | 0.53571 | 383084
2016-05-10 05:00 | 0 | 0.50657 | 362448
2016-05-10 06:00 | 0 | 0.48265 | 348334
2016-05-10 07:00 | 0 | 0.46965 | 339313
2016-05-10 08:00 | 0 | 0.47201 | 337125
2016-05-10 09:00 | 0 | 0.4595 | 344916
2016-05-10 10:00 | 0 | 0.44295 | 366983
2016-05-10 11:00 | 0 | 0.42611 | 389659
2016-05-10 12:00 | 0.047706 | 0.35214 | 404419
2016-05-10 13:00 | 0.42904 | 0.28997 | 419261
2016-05-10 14:00 | 0.67894 | 0.31289 | 434066
2016-05-10 15:00 | 0.81709 | 0.33628 | 446541
2016-05-10 16:00 | 0.86491 | 0.34846 | 456308
2016-05-10 17:00 | 0.87226 | 0.35957 | 465920
2016-05-10 18:00 | 0.862 | 0.37497 | 472503
2016-05-10 19:00 | 0.85026 | 0.39095 | 482473
2016-05-10 20:00 | 0.84529 | 0.40548 | 487083
2016-05-10 21:00 | 0.8366 | 0.4191 | 491162
2016-05-10 22:00 | 0.80445 | 0.42699 | 489289
2016-05-10 23:00 | 0.70907 | 0.43994 | 484040
2016-05-11 | 0.55386 | 0.50214 | 482045
2016-05-11 01:00 | 0.2547 | 0.5943 | 474763
2016-05-11 02:00 | 0.011398 | 0.65775 | 451796
2016-05-11 03:00 | 0 | 0.67354 | 422468
2016-05-11 04:00 | 0 | 0.66908 | 395481
2016-05-11 05:00 | 0 | 0.66781 | 374208
2016-05-11 06:00 | 0 | 0.65228 | 356964
2016-05-11 07:00 | 0 | 0.6288 | 346965
2016-05-11 08:00 | 0 | 0.6071 | 343361
2016-05-11 09:00 | 0 | 0.582 | 350486
2016-05-11 10:00 | 0 | 0.54966 | 371278
2016-05-11 11:00 | 0 | 0.5164 | 393207
2016-05-11 12:00 | 0.069394 | 0.42954 | 408675
2016-05-11 13:00 | 0.48588 | 0.42899 | 423244
2016-05-11 14:00 | 0.70629 | 0.47151 | 439106
2016-05-11 15:00 | 0.83419 | 0.47327 | 453877
2016-05-11 16:00 | 0.88345 | 0.45661 | 466276
2016-05-11 17:00 | 0.88725 | 0.4412 | 478553
2016-05-11 18:00 | 0.8763 | 0.43429 | 488461
2016-05-11 19:00 | 0.86422 | 0.43369 | 496684
2016-05-11 20:00 | 0.85932 | 0.43704 | 503446
2016-05-11 21:00 | 0.85121 | 0.44128 | 507256
2016-05-11 22:00 | 0.82166 | 0.44171 | 505658
2016-05-11 23:00 | 0.72722 | 0.43228 | 499182
2016-05-12 | 0.57456 | 0.43679 | 494879
2016-05-12 01:00 | 0.27163 | 0.53834 | 486960
2016-05-12 02:00 | 0.021054 | 0.60631 | 463156
2016-05-12 03:00 | 0 | 0.5818 | 431786
2016-05-12 04:00 | 0 | 0.55381 | 402945
2016-05-12 05:00 | 0 | 0.54045 | 378794
2016-05-12 06:00 | 0 | 0.51994 | 360427
2016-05-12 07:00 | 0 | 0.50075 | 348378
2016-05-12 08:00 | 0 | 0.49739 | 344455
2016-05-12 09:00 | 0 | 0.50989 | 351745
2016-05-12 10:00 | 0 | 0.51587 | 371489
2016-05-12 11:00 | 0 | 0.50124 | 394087
2016-05-12 12:00 | 0.067875 | 0.34839 | 411018
2016-05-12 13:00 | 0.4612 | 0.33277 | 425972
2016-05-12 14:00 | 0.6754 | 0.39533 | 441729
2016-05-12 15:00 | 0.81249 | 0.38969 | 456234
2016-05-12 16:00 | 0.85739 | 0.37598 | 467349
2016-05-12 17:00 | 0.87056 | 0.37829 | 478180
2016-05-12 18:00 | 0.86374 | 0.39174 | 486478
2016-05-12 19:00 | 0.85309 | 0.40304 | 492041
2016-05-12 20:00 | 0.84785 | 0.4074 | 496444
2016-05-12 21:00 | 0.83301 | 0.4002 | 498562
2016-05-12 22:00 | 0.80079 | 0.3839 | 495548
2016-05-12 23:00 | 0.70793 | 0.34669 | 488381
2016-05-13 | 0.56051 | 0.31708 | 485226
2016-05-13 01:00 | 0.26984 | 0.35688 | 476994
2016-05-13 02:00 | 0.022584 | 0.39318 | 454338
2016-05-13 03:00 | 0 | 0.41104 | 425241
2016-05-13 04:00 | 0 | 0.44561 | 397075
2016-05-13 05:00 | 0 | 0.46961 | 373740
2016-05-13 06:00 | 0 | 0.49269 | 355538
2016-05-13 07:00 | 0 | 0.51337 | 344884
2016-05-13 08:00 | 0 | 0.53024 | 340706
2016-05-13 09:00 | 0 | 0.53107 | 347137
2016-05-13 10:00 | 0 | 0.53209 | 365799
2016-05-13 11:00 | 0 | 0.5283 | 386840
2016-05-13 12:00 | 0.083158 | 0.41845 | 404240
2016-05-13 13:00 | 0.49106 | 0.41054 | 420934
2016-05-13 14:00 | 0.67711 | 0.53858 | 437331
2016-05-13 15:00 | 0.79652 | 0.61767 | 450750
2016-05-13 16:00 | 0.8407 | 0.62579 | 460881
2016-05-13 17:00 | 0.84589 | 0.62621 | 470063
2016-05-13 18:00 | 0.83472 | 0.63024 | 477395
2016-05-13 19:00 | 0.82363 | 0.63398 | 482250
2016-05-13 20:00 | 0.82171 | 0.6311 | 487130
2016-05-13 21:00 | 0.81189 | 0.62348 | 488871
2016-05-13 22:00 | 0.78303 | 0.62032 | 482639
2016-05-13 23:00 | 0.69893 | 0.62769 | 472125
2016-05-14 | 0.55322 | 0.66353 | 464396
2016-05-14 01:00 | 0.25976 | 0.70431 | 456650
2016-05-14 02:00 | 0.013686 | 0.72001 | 436573
2016-05-14 03:00 | 0 | 0.68804 | 410969
2016-05-14 04:00 | 0 | 0.642 | 386548
2016-05-14 05:00 | 0 | 0.59594 | 364735
2016-05-14 06:00 | 0 | 0.55442 | 347950
2016-05-14 07:00 | 0 | 0.5119 | 336595
2016-05-14 08:00 | 0 | 0.48488 | 329954
2016-05-14 09:00 | 0 | 0.46078 | 329381
2016-05-14 10:00 | 0 | 0.4471 | 331966
2016-05-14 11:00 | 0 | 0.41578 | 339821
2016-05-14 12:00 | 0.050996 | 0.37089 | 354790
2016-05-14 13:00 | 0.32267 | 0.43244 | 373261
2016-05-14 14:00 | 0.54315 | 0.45841 | 389689
2016-05-14 15:00 | 0.68054 | 0.42525 | 402974
2016-05-14 16:00 | 0.75608 | 0.39011 | 412566
2016-05-14 17:00 | 0.77452 | 0.36713 | 419073
2016-05-14 18:00 | 0.76786 | 0.352 | 423400
2016-05-14 19:00 | 0.75258 | 0.33719 | 426488
2016-05-14 20:00 | 0.73625 | 0.32233 | 428397
2016-05-14 21:00 | 0.7009 | 0.3077 | 429643
2016-05-14 22:00 | 0.64479 | 0.29006 | 426999
2016-05-14 23:00 | 0.53809 | 0.26326 | 421121
2016-05-15 | 0.38676 | 0.23336 | 418122
2016-05-15 01:00 | 0.18775 | 0.28091 | 415781
2016-05-15 02:00 | 0.015831 | 0.28584 | 402866
2016-05-15 03:00 | 0 | 0.26787 | 383232
2016-05-15 04:00 | 0 | 0.2502 | 362945
2016-05-15 05:00 | 0 | 0.24461 | 346723
2016-05-15 06:00 | 0 | 0.24197 | 333578
2016-05-15 07:00 | 0 | 0.24602 | 324196
2016-05-15 08:00 | 0 | 0.26263 | 319701
2016-05-15 09:00 | 0 | 0.27192 | 318872
2016-05-15 10:00 | 0 | 0.27632 | 318994
2016-05-15 11:00 | 0 | 0.27255 | 323783
2016-05-15 12:00 | 0.014976 | 0.17217 | 337445
2016-05-15 13:00 | 0.21377 | 0.12291 | 352435
2016-05-15 14:00 | 0.40936 | 0.16576 | 363915
2016-05-15 15:00 | 0.5322 | 0.19151 | 373504
2016-05-15 16:00 | 0.60983 | 0.20043 | 381919
2016-05-15 17:00 | 0.64688 | 0.21104 | 388083
2016-05-15 18:00 | 0.65724 | 0.22307 | 392908
2016-05-15 19:00 | 0.65046 | 0.23647 | 396532
2016-05-15 20:00 | 0.63554 | 0.25032 | 400970
2016-05-15 21:00 | 0.60481 | 0.25336 | 406594
2016-05-15 22:00 | 0.56195 | 0.24872 | 409840
2016-05-15 23:00 | 0.49789 | 0.24587 | 410874
2016-05-16 | 0.38964 | 0.26505 | 415868
2016-05-16 01:00 | 0.21786 | 0.31022 | 417754
2016-05-16 02:00 | 0.018832 | 0.34897 | 404136
2016-05-16 03:00 | 0 | 0.37553 | 383325
2016-05-16 04:00 | 0 | 0.38872 | 363727
2016-05-16 05:00 | 0 | 0.37958 | 346806
2016-05-16 06:00 | 0 | 0.3631 | 335215
2016-05-16 07:00 | 0 | 0.34727 | 329279
2016-05-16 08:00 | 0 | 0.32664 | 330265
2016-05-16 09:00 | 0 | 0.29933 | 340929
2016-05-16 10:00 | 0 | 0.27396 | 364383
2016-05-16 11:00 | 0 | 0.23671 | 388026
2016-05-16 12:00 | 0.043513 | 0.15614 | 402296
2016-05-16 13:00 | 0.37264 | 0.1279 | 413477
2016-05-16 14:00 | 0.6031 | 0.1557 | 424269
2016-05-16 15:00 | 0.7272 | 0.19283 | 431985
2016-05-16 16:00 | 0.77612 | 0.21005 | 437327
2016-05-16 17:00 | 0.77852 | 0.21363 | 442315
2016-05-16 18:00 | 0.76685 | 0.21459 | 446051
2016-05-16 19:00 | 0.7513 | 0.21392 | 447837
2016-05-16 20:00 | 0.73601 | 0.21149 | 450109
2016-05-16 21:00 | 0.70864 | 0.2069 | 451899
2016-05-16 22:00 | 0.65801 | 0.20463 | 451067
2016-05-16 23:00 | 0.566 | 0.21253 | 449437
2016-05-17 | 0.41488 | 0.26183 | 452267
2016-05-17 01:00 | 0.19091 | 0.37155 | 449303
2016-05-17 02:00 | 0.018621 | 0.44508 | 430077
2016-05-17 03:00 | 0 | 0.46314 | 403559
2016-05-17 04:00 | 0 | 0.45126 | 380929
2016-05-17 05:00 | 0 | 0.42836 | 362454
2016-05-17 06:00 | 0 | 0.41073 | 347520
2016-05-17 07:00 | 0 | 0.39186 | 339506
2016-05-17 08:00 | 0 | 0.37552 | 338388
2016-05-17 09:00 | 0 | 0.34208 | 347189
2016-05-17 10:00 | 0 | 0.3092 | 370062
2016-05-17 11:00 | 0 | 0.28431 | 393054
2016-05-17 12:00 | 0.036614 | 0.22463 | 408527
2016-05-17 13:00 | 0.3093 | 0.21153 | 420490
2016-05-17 14:00 | 0.55257 | 0.22934 | 432111
2016-05-17 15:00 | 0.67128 | 0.24211 | 439578
2016-05-17 16:00 | 0.71269 | 0.23622 | 447591
2016-05-17 17:00 | 0.72267 | 0.22505 | 452503
2016-05-17 18:00 | 0.71026 | 0.21449 | 455461
2016-05-17 19:00 | 0.68903 | 0.20727 | 458010
2016-05-17 20:00 | 0.6662 | 0.20433 | 458342
2016-05-17 21:00 | 0.62522 | 0.20465 | 459922
2016-05-17 22:00 | 0.56601 | 0.21057 | 459064
2016-05-17 23:00 | 0.48084 | 0.21856 | 455928
2016-05-18 | 0.36041 | 0.23001 | 456165
2016-05-18 01:00 | 0.19443 | 0.28932 | 453024
2016-05-18 02:00 | 0.037754 | 0.35672 | 434923
2016-05-18 03:00 | 0 | 0.40605 | 408791
2016-05-18 04:00 | 0 | 0.43567 | 385096
2016-05-18 05:00 | 0 | 0.43786 | 365147
2016-05-18 06:00 | 0 | 0.42421 | 349847
2016-05-18 07:00 | 0 | 0.40571 | 340892
2016-05-18 08:00 | 0 | 0.38845 | 339155
2016-05-18 09:00 | 0 | 0.35982 | 347311
2016-05-18 10:00 | 0 | 0.32916 | 369141
2016-05-18 11:00 | 0 | 0.29905 | 391333
2016-05-18 12:00 | 0.043256 | 0.1707 | 404643
2016-05-18 13:00 | 0.32908 | 0.11326 | 414696
2016-05-18 14:00 | 0.55779 | 0.14183 | 425309
2016-05-18 15:00 | 0.67739 | 0.14632 | 433956
2016-05-18 16:00 | 0.72567 | 0.13387 | 441180
2016-05-18 17:00 | 0.73463 | 0.1287 | 447088
2016-05-18 18:00 | 0.72099 | 0.12674 | 452422
2016-05-18 19:00 | 0.7033 | 0.12597 | 455695
2016-05-18 20:00 | 0.6873 | 0.12713 | 458559
2016-05-18 21:00 | 0.65825 | 0.13112 | 460812
2016-05-18 22:00 | 0.61046 | 0.13712 | 458743
2016-05-18 23:00 | 0.52541 | 0.15043 | 455111
2016-05-19 | 0.41013 | 0.19179 | 455162
2016-05-19 01:00 | 0.23695 | 0.35209 | 452069
2016-05-19 02:00 | 0.021841 | 0.46865 | 434434
2016-05-19 03:00 | 0 | 0.52096 | 408119
2016-05-19 04:00 | 0 | 0.54282 | 383142
2016-05-19 05:00 | 0 | 0.54061 | 362941
2016-05-19 06:00 | 0 | 0.52507 | 347770
2016-05-19 07:00 | 0 | 0.49847 | 337967
2016-05-19 08:00 | 0 | 0.46653 | 336146
2016-05-19 09:00 | 0 | 0.43175 | 345081
2016-05-19 10:00 | 0 | 0.40809 | 367118
2016-05-19 11:00 | 0 | 0.36435 | 389239
2016-05-19 12:00 | 0.061455 | 0.20468 | 403543
2016-05-19 13:00 | 0.40671 | 0.17805 | 415692
2016-05-19 14:00 | 0.61774 | 0.25192 | 427306
2016-05-19 15:00 | 0.73766 | 0.29842 | 436602
2016-05-19 16:00 | 0.79059 | 0.31598 | 443665
2016-05-19 17:00 | 0.80139 | 0.32446 | 449379
2016-05-19 18:00 | 0.79477 | 0.32642 | 453245
2016-05-19 19:00 | 0.78901 | 0.31867 | 455347
2016-05-19 20:00 | 0.78544 | 0.30863 | 456705
2016-05-19 21:00 | 0.77444 | 0.30026 | 457769
2016-05-19 22:00 | 0.74362 | 0.29869 | 454744
2016-05-19 23:00 | 0.66629 | 0.31137 | 450085
2016-05-20 | 0.52372 | 0.3594 | 449796
2016-05-20 01:00 | 0.24614 | 0.50547 | 447542
2016-05-20 02:00 | 0.011815 | 0.61162 | 430084
2016-05-20 03:00 | 0 | 0.62169 | 403363
2016-05-20 04:00 | 0 | 0.61152 | 378108
2016-05-20 05:00 | 0 | 0.58386 | 359636
2016-05-20 06:00 | 0 | 0.54281 | 344888
2016-05-20 07:00 | 0 | 0.49583 | 335003
2016-05-20 08:00 | 0 | 0.45278 | 332872
2016-05-20 09:00 | 0 | 0.4172 | 341353
2016-05-20 10:00 | 0 | 0.38146 | 361869
2016-05-20 11:00 | 0 | 0.33583 | 383643
2016-05-20 12:00 | 0.086822 | 0.22302 | 399492
2016-05-20 13:00 | 0.41818 | 0.2129 | 413654
2016-05-20 14:00 | 0.6338 | 0.25 | 426738
2016-05-20 15:00 | 0.76151 | 0.28959 | 435829
2016-05-20 16:00 | 0.82493 | 0.31101 | 441805
2016-05-20 17:00 | 0.83761 | 0.32364 | 446073
2016-05-20 18:00 | 0.83523 | 0.3257 | 449358
2016-05-20 19:00 | 0.82658 | 0.32168 | 451726
2016-05-20 20:00 | 0.82114 | 0.31897 | 454033
2016-05-20 21:00 | 0.80486 | 0.31676 | 454399
2016-05-20 22:00 | 0.76492 | 0.32315 | 449646
2016-05-20 23:00 | 0.66438 | 0.34747 | 441625
2016-05-21 | 0.53583 | 0.4061 | 438654
2016-05-21 01:00 | 0.23513 | 0.55421 | 433474
2016-05-21 02:00 | 0.024648 | 0.63754 | 415012
2016-05-21 03:00 | 0 | 0.65343 | 396530
2016-05-21 04:00 | 0 | 0.64685 | 374530
2016-05-21 05:00 | 0 | 0.62112 | 355822
2016-05-21 06:00 | 0 | 0.58532 | 340289
2016-05-21 07:00 | 0 | 0.55338 | 330939
2016-05-21 08:00 | 0 | 0.52108 | 326053
2016-05-21 09:00 | 0 | 0.48758 | 325912
2016-05-21 10:00 | 0 | 0.46698 | 330394
2016-05-21 11:00 | 0 | 0.44767 | 338051
2016-05-21 12:00 | 0.083589 | 0.34681 | 355555
2016-05-21 13:00 | 0.42984 | 0.37771 | 375291
2016-05-21 14:00 | 0.66901 | 0.45477 | 393987
2016-05-21 15:00 | 0.79388 | 0.48671 | 408509
2016-05-21 16:00 | 0.84797 | 0.50022 | 418122
2016-05-21 17:00 | 0.85339 | 0.51767 | 424519
2016-05-21 18:00 | 0.84675 | 0.53994 | 429572
2016-05-21 19:00 | 0.83684 | 0.56398 | 433418
2016-05-21 20:00 | 0.8313 | 0.58552 | 436977
2016-05-21 21:00 | 0.81788 | 0.60298 | 439549
2016-05-21 22:00 | 0.7775 | 0.62144 | 436862
2016-05-21 23:00 | 0.68351 | 0.64576 | 431572
2016-05-22 | 0.50961 | 0.67891 | 426922
2016-05-22 01:00 | 0.23449 | 0.75866 | 422713
2016-05-22 02:00 | 0.017635 | 0.77888 | 410686
2016-05-22 03:00 | 0 | 0.76926 | 391852
2016-05-22 04:00 | 0 | 0.75868 | 371675
2016-05-22 05:00 | 0 | 0.73719 | 352334
2016-05-22 06:00 | 0 | 0.72192 | 337141
2016-05-22 07:00 | 0 | 0.71567 | 326650
2016-05-22 08:00 | 0 | 0.71049 | 321017
2016-05-22 09:00 | 0 | 0.68866 | 319360
2016-05-22 10:00 | 0 | 0.66301 | 319221
2016-05-22 11:00 | 0 | 0.61415 | 324076
2016-05-22 12:00 | 0.081906 | 0.45706 | 340092
2016-05-22 13:00 | 0.44858 | 0.42586 | 358790
2016-05-22 14:00 | 0.67486 | 0.50501 | 375530
2016-05-22 15:00 | 0.80633 | 0.53014 | 389040
2016-05-22 16:00 | 0.856 | 0.52469 | 401106
2016-05-22 17:00 | 0.86509 | 0.53218 | 410650
2016-05-22 18:00 | 0.85632 | 0.55327 | 419010
2016-05-22 19:00 | 0.84848 | 0.58182 | 426197
2016-05-22 20:00 | 0.84822 | 0.60784 | 434349
2016-05-22 21:00 | 0.83714 | 0.62819 | 440959
2016-05-22 22:00 | 0.80607 | 0.64718 | 443899
2016-05-22 23:00 | 0.71861 | 0.66542 | 442256
2016-05-23 | 0.57 | 0.71168 | 440455
2016-05-23 01:00 | 0.27534 | 0.78636 | 437320
2016-05-23 02:00 | 0.026223 | 0.81607 | 421608
2016-05-23 03:00 | 0 | 0.81344 | 397199
2016-05-23 04:00 | 0 | 0.80577 | 372838
2016-05-23 05:00 | 0 | 0.79768 | 352582
2016-05-23 06:00 | 0 | 0.78654 | 337779
2016-05-23 07:00 | 0 | 0.75933 | 329066
2016-05-23 08:00 | 0 | 0.72663 | 326685
2016-05-23 09:00 | 0 | 0.68742 | 336393
2016-05-23 10:00 | 0 | 0.65255 | 358134
2016-05-23 11:00 | 0 | 0.6006 | 381460
2016-05-23 12:00 | 0.092986 | 0.41085 | 399759
2016-05-23 13:00 | 0.46252 | 0.31422 | 416209
2016-05-23 14:00 | 0.68274 | 0.35816 | 432114
2016-05-23 15:00 | 0.80035 | 0.36119 | 446006
2016-05-23 16:00 | 0.84854 | 0.35655 | 457678
2016-05-23 17:00 | 0.86561 | 0.35165 | 469006
2016-05-23 18:00 | 0.86041 | 0.35181 | 478348
2016-05-23 19:00 | 0.85177 | 0.35985 | 486089
2016-05-23 20:00 | 0.84635 | 0.37243 | 490872
2016-05-23 21:00 | 0.83416 | 0.3779 | 493110
2016-05-23 22:00 | 0.79812 | 0.37525 | 490741
2016-05-23 23:00 | 0.70889 | 0.36889 | 484074
2016-05-24 | 0.54544 | 0.38989 | 477807
2016-05-24 01:00 | 0.23942 | 0.47217 | 471053
2016-05-24 02:00 | 0.016679 | 0.51356 | 448908
2016-05-24 03:00 | 0 | 0.50944 | 420111
2016-05-24 04:00 | 0 | 0.49727 | 392234
2016-05-24 05:00 | 0 | 0.49026 | 370342
2016-05-24 06:00 | 0 | 0.49104 | 354097
2016-05-24 07:00 | 0 | 0.47945 | 344011
2016-05-24 08:00 | 0 | 0.46636 | 341307
2016-05-24 09:00 | 0 | 0.43389 | 348338
2016-05-24 10:00 | 0 | 0.39899 | 366672
2016-05-24 11:00 | 0 | 0.35084 | 389826
2016-05-24 12:00 | 0.10236 | 0.2019 | 408663
2016-05-24 13:00 | 0.44092 | 0.13618 | 426934
2016-05-24 14:00 | 0.63748 | 0.14701 | 445433
2016-05-24 15:00 | 0.76678 | 0.15259 | 462381
2016-05-24 16:00 | 0.81711 | 0.16146 | 476400
2016-05-24 17:00 | 0.82547 | 0.18189 | 489270
2016-05-24 18:00 | 0.81687 | 0.20975 | 500907
2016-05-24 19:00 | 0.80473 | 0.23939 | 509782
2016-05-24 20:00 | 0.79565 | 0.26625 | 516707
2016-05-24 21:00 | 0.77621 | 0.28638 | 520133
2016-05-24 22:00 | 0.73136 | 0.30691 | 518155
2016-05-24 23:00 | 0.63317 | 0.32889 | 509918
2016-05-25 | 0.48962 | 0.38948 | 501806
2016-05-25 01:00 | 0.22571 | 0.50063 | 493666
2016-05-25 02:00 | 0.015504 | 0.57726 | 469882
2016-05-25 03:00 | 0 | 0.605 | 439830
2016-05-25 04:00 | 0 | 0.61158 | 412104
2016-05-25 05:00 | 0 | 0.61331 | 388110
2016-05-25 06:00 | 0 | 0.61228 | 369349
2016-05-25 07:00 | 0 | 0.59868 | 357330
2016-05-25 08:00 | 0 | 0.57266 | 353196
2016-05-25 09:00 | 0 | 0.52423 | 360438
2016-05-25 10:00 | 0 | 0.50152 | 377881
2016-05-25 11:00 | 7.37e-07 | 0.4705 | 400106
2016-05-25 12:00 | 0.10862 | 0.34779 | 420344
2016-05-25 13:00 | 0.45435 | 0.24805 | 440803
2016-05-25 14:00 | 0.64761 | 0.26962 | 461933
2016-05-25 15:00 | 0.77893 | 0.2969 | 481414
2016-05-25 16:00 | 0.8168 | 0.30972 | 497705
2016-05-25 17:00 | 0.82341 | 0.31252 | 513227
2016-05-25 18:00 | 0.81631 | 0.31325 | 526761
2016-05-25 19:00 | 0.80637 | 0.31762 | 537291
2016-05-25 20:00 | 0.7978 | 0.32336 | 544450
2016-05-25 21:00 | 0.78196 | 0.32217 | 547431
2016-05-25 22:00 | 0.73925 | 0.30716 | 542287
2016-05-25 23:00 | 0.64889 | 0.29381 | 531381
2016-05-26 | 0.50988 | 0.31604 | 521817
2016-05-26 01:00 | 0.23654 | 0.38678 | 512256
2016-05-26 02:00 | 0.019863 | 0.44162 | 488412
2016-05-26 03:00 | 0 | 0.4729 | 455944
2016-05-26 04:00 | 0 | 0.48563 | 425635
2016-05-26 05:00 | 0 | 0.48738 | 400557
2016-05-26 06:00 | 0 | 0.48906 | 380967
2016-05-26 07:00 | 0 | 0.48407 | 367149
2016-05-26 08:00 | 0 | 0.47463 | 361979
2016-05-26 09:00 | 0 | 0.46112 | 367885
2016-05-26 10:00 | 0 | 0.4547 | 387246
2016-05-26 11:00 | 2.01e-06 | 0.41266 | 410827
2016-05-26 12:00 | 0.12671 | 0.25615 | 432688
2016-05-26 13:00 | 0.48296 | 0.19962 | 453714
2016-05-26 14:00 | 0.67948 | 0.2414 | 476278
2016-05-26 15:00 | 0.79882 | 0.26719 | 497102
2016-05-26 16:00 | 0.83705 | 0.28329 | 514615
2016-05-26 17:00 | 0.83488 | 0.30489 | 530002
2016-05-26 18:00 | 0.8201 | 0.33688 | 540760
2016-05-26 19:00 | 0.8019 | 0.37467 | 550035
2016-05-26 20:00 | 0.78721 | 0.40391 | 554684
2016-05-26 21:00 | 0.76588 | 0.41054 | 553672
2016-05-26 22:00 | 0.72145 | 0.40843 | 546361
2016-05-26 23:00 | 0.63807 | 0.41786 | 533794
2016-05-27 | 0.50929 | 0.44619 | 523360
2016-05-27 01:00 | 0.26338 | 0.48975 | 514618
2016-05-27 02:00 | 0.03045 | 0.53372 | 489810
2016-05-27 03:00 | 0 | 0.54002 | 459477
2016-05-27 04:00 | 0 | 0.47951 | 428775
2016-05-27 05:00 | 0 | 0.42656 | 402449
2016-05-27 06:00 | 0 | 0.39216 | 381992
2016-05-27 07:00 | 0 | 0.35837 | 368753
2016-05-27 08:00 | 0 | 0.33343 | 363980
2016-05-27 09:00 | 0 | 0.31531 | 368934
2016-05-27 10:00 | 0 | 0.30055 | 384185
2016-05-27 11:00 | 2.79e-06 | 0.28318 | 405105
2016-05-27 12:00 | 0.11218 | 0.18903 | 429110
2016-05-27 13:00 | 0.46854 | 0.15126 | 452260
2016-05-27 14:00 | 0.68702 | 0.17369 | 475781
2016-05-27 15:00 | 0.79284 | 0.19269 | 496673
2016-05-27 16:00 | 0.82854 | 0.19678 | 513944
2016-05-27 17:00 | 0.83215 | 0.20042 | 527326
2016-05-27 18:00 | 0.82402 | 0.19689 | 537440
2016-05-27 19:00 | 0.81389 | 0.18161 | 543658
2016-05-27 20:00 | 0.80547 | 0.16612 | 546585
2016-05-27 21:00 | 0.78766 | 0.15394 | 544994
2016-05-27 22:00 | 0.75212 | 0.14516 | 535312
2016-05-27 23:00 | 0.67337 | 0.14424 | 520452
2016-05-28 | 0.54357 | 0.16117 | 507956
2016-05-28 01:00 | 0.28267 | 0.22755 | 498303
2016-05-28 02:00 | 0.042965 | 0.30488 | 477056
2016-05-28 03:00 | 0 | 0.33354 | 447806
2016-05-28 04:00 | 0 | 0.32921 | 418066
2016-05-28 05:00 | 0 | 0.32187 | 394181
2016-05-28 06:00 | 0 | 0.31473 | 375435
2016-05-28 07:00 | 0 | 0.30029 | 360860
2016-05-28 08:00 | 0 | 0.28636 | 352135
2016-05-28 09:00 | 0 | 0.27405 | 348132
2016-05-28 10:00 | 0 | 0.27263 | 349321
2016-05-28 11:00 | 4.42e-06 | 0.26279 | 357711
2016-05-28 12:00 | 0.14609 | 0.15471 | 377804
2016-05-28 13:00 | 0.53994 | 0.11444 | 404774
2016-05-28 14:00 | 0.71055 | 0.13518 | 431917
2016-05-28 15:00 | 0.8149 | 0.14472 | 456896
2016-05-28 16:00 | 0.85937 | 0.15061 | 477425
2016-05-28 17:00 | 0.86027 | 0.15743 | 492482
2016-05-28 18:00 | 0.8501 | 0.16789 | 504366
2016-05-28 19:00 | 0.8352 | 0.17979 | 514319
2016-05-28 20:00 | 0.82292 | 0.19003 | 522878
2016-05-28 21:00 | 0.80116 | 0.19483 | 526804
2016-05-28 22:00 | 0.75611 | 0.19185 | 524119
2016-05-28 23:00 | 0.66673 | 0.18375 | 513281
2016-05-29 | 0.51716 | 0.18774 | 501272
2016-05-29 01:00 | 0.25147 | 0.25184 | 491484
2016-05-29 02:00 | 0.026963 | 0.31356 | 472491
2016-05-29 03:00 | 0 | 0.34067 | 444592
2016-05-29 04:00 | 0 | 0.3648 | 418205
2016-05-29 05:00 | 0 | 0.39308 | 394074
2016-05-29 06:00 | 0 | 0.40376 | 373955
2016-05-29 07:00 | 0 | 0.41534 | 359007
2016-05-29 08:00 | 0 | 0.43254 | 349369
2016-05-29 09:00 | 0 | 0.43142 | 344568
2016-05-29 10:00 | 0 | 0.42394 | 342370
2016-05-29 11:00 | 7.61e-07 | 0.36163 | 347608
2016-05-29 12:00 | 0.11175 | 0.20046 | 364457
2016-05-29 13:00 | 0.42767 | 0.1438 | 390643
2016-05-29 14:00 | 0.62417 | 0.18465 | 417784
2016-05-29 15:00 | 0.72977 | 0.20846 | 442750
2016-05-29 16:00 | 0.77993 | 0.20444 | 464005
2016-05-29 17:00 | 0.79032 | 0.19818 | 480240
2016-05-29 18:00 | 0.78754 | 0.20274 | 492006
2016-05-29 19:00 | 0.77717 | 0.21491 | 500465
2016-05-29 20:00 | 0.76983 | 0.22593 | 506111
2016-05-29 21:00 | 0.75031 | 0.22596 | 508248
2016-05-29 22:00 | 0.71367 | 0.21392 | 504790
2016-05-29 23:00 | 0.6259 | 0.20597 | 494498
2016-05-30 | 0.49145 | 0.23669 | 483132
2016-05-30 01:00 | 0.26525 | 0.35234 | 472908
2016-05-30 02:00 | 0.035805 | 0.43953 | 456189
2016-05-30 03:00 | 0 | 0.45361 | 431028
2016-05-30 04:00 | 0 | 0.446 | 404498
2016-05-30 05:00 | 0 | 0.43279 | 380422
2016-05-30 06:00 | 0 | 0.41569 | 362999
2016-05-30 07:00 | 0 | 0.38928 | 349662
2016-05-30 08:00 | 0 | 0.35471 | 342344
2016-05-30 09:00 | 0 | 0.30925 | 340098
2016-05-30 10:00 | 0 | 0.27168 | 340563
2016-05-30 11:00 | 3.22e-07 | 0.23875 | 346582
2016-05-30 12:00 | 0.09808 | 0.13958 | 362900
2016-05-30 13:00 | 0.44311 | 0.12039 | 390192
2016-05-30 14:00 | 0.66598 | 0.15949 | 420252
2016-05-30 15:00 | 0.77994 | 0.16709 | 448922
2016-05-30 16:00 | 0.82954 | 0.1728 | 472712
2016-05-30 17:00 | 0.84063 | 0.18979 | 490171
2016-05-30 18:00 | 0.83586 | 0.21666 | 503610
2016-05-30 19:00 | 0.82842 | 0.24993 | 513592
2016-05-30 20:00 | 0.82647 | 0.28801 | 521499
2016-05-30 21:00 | 0.81773 | 0.32532 | 526698
2016-05-30 22:00 | 0.78696 | 0.35824 | 526040
2016-05-30 23:00 | 0.70199 | 0.39855 | 519884
2016-05-31 | 0.55368 | 0.49626 | 510821
2016-05-31 01:00 | 0.30087 | 0.6643 | 501289
2016-05-31 02:00 | 0.042811 | 0.75113 | 478475
2016-05-31 03:00 | 0 | 0.7208 | 446575
2016-05-31 04:00 | 0 | 0.64417 | 417426
2016-05-31 05:00 | 0 | 0.58532 | 392066
2016-05-31 06:00 | 0 | 0.53603 | 372274
2016-05-31 07:00 | 0 | 0.49539 | 359147
2016-05-31 08:00 | 0 | 0.45969 | 355102
2016-05-31 09:00 | 0 | 0.42906 | 362437
2016-05-31 10:00 | 0 | 0.40241 | 380869
2016-05-31 11:00 | 4.13e-07 | 0.36744 | 404434
2016-05-31 12:00 | 0.11954 | 0.28438 | 430258
2016-05-31 13:00 | 0.50381 | 0.34283 | 457434
2016-05-31 14:00 | 0.69321 | 0.37319 | 485399
2016-05-31 15:00 | 0.78357 | 0.36874 | 511566
2016-05-31 16:00 | 0.82333 | 0.35283 | 533684
2016-05-31 17:00 | 0.82337 | 0.34465 | 552896
2016-05-31 18:00 | 0.80871 | 0.34202 | 566702
2016-05-31 19:00 | 0.78707 | 0.34077 | 575476
2016-05-31 20:00 | 0.76967 | 0.33851 | 578930
2016-05-31 21:00 | 0.74837 | 0.33407 | 578388
2016-05-31 22:00 | 0.71517 | 0.33072 | 571152
2016-05-31 23:00 | 0.64265 | 0.33106 | 558447
2016-06-01 | 0.51419 | 0.34412 | 545151
2016-06-01 01:00 | 0.30891 | 0.38816 | 533134
2016-06-01 02:00 | 0.057516 | 0.43458 | 505636
2016-06-01 03:00 | 1.91e-08 | 0.43709 | 469955
2016-06-01 04:00 | 0 | 0.42316 | 436947
2016-06-01 05:00 | 0 | 0.4087 | 409528
2016-06-01 06:00 | 0 | 0.40039 | 388462
2016-06-01 07:00 | 0 | 0.40449 | 373860
2016-06-01 08:00 | 0 | 0.41249 | 367627
2016-06-01 09:00 | 0 | 0.42511 | 372843
2016-06-01 10:00 | 0 | 0.43535 | 388457
2016-06-01 11:00 | 7.59e-06 | 0.39317 | 411140
2016-06-01 12:00 | 0.074201 | 0.25997 | 435165
2016-06-01 13:00 | 0.41453 | 0.29419 | 458866
2016-06-01 14:00 | 0.60638 | 0.33529 | 485380
2016-06-01 15:00 | 0.71441 | 0.32728 | 510547
2016-06-01 16:00 | 0.75556 | 0.31979 | 531408
2016-06-01 17:00 | 0.7617 | 0.31554 | 550110
2016-06-01 18:00 | 0.74909 | 0.30863 | 564854
2016-06-01 19:00 | 0.73391 | 0.29604 | 574628
2016-06-01 20:00 | 0.71686 | 0.27979 | 580324
2016-06-01 21:00 | 0.6936 | 0.26005 | 579092
2016-06-01 22:00 | 0.66201 | 0.23284 | 570068
2016-06-01 23:00 | 0.59673 | 0.19673 | 556557
2016-06-02 | 0.47466 | 0.16863 | 544273
2016-06-02 01:00 | 0.30003 | 0.18209 | 532348
2016-06-02 02:00 | 0.057849 | 0.21307 | 507490
2016-06-02 03:00 | 2e-07 | 0.2412 | 472589
2016-06-02 04:00 | 0 | 0.26897 | 439690
2016-06-02 05:00 | 0 | 0.29437 | 412308
2016-06-02 06:00 | 0 | 0.31342 | 390358
2016-06-02 07:00 | 0 | 0.32801 | 375879
2016-06-02 08:00 | 0 | 0.34255 | 370219
2016-06-02 09:00 | 0 | 0.34703 | 375798
2016-06-02 10:00 | 0 | 0.35021 | 393345
2016-06-02 11:00 | 5.3e-06 | 0.31332 | 414211
2016-06-02 12:00 | 0.10477 | 0.16557 | 435951
2016-06-02 13:00 | 0.46895 | 0.10429 | 457230
2016-06-02 14:00 | 0.67136 | 0.12116 | 479125
2016-06-02 15:00 | 0.78624 | 0.14578 | 500458
2016-06-02 16:00 | 0.83038 | 0.16033 | 519600
2016-06-02 17:00 | 0.83619 | 0.17474 | 537657
2016-06-02 18:00 | 0.83006 | 0.18892 | 551753
2016-06-02 19:00 | 0.81939 | 0.19899 | 561585
2016-06-02 20:00 | 0.81198 | 0.20594 | 567278
2016-06-02 21:00 | 0.79392 | 0.21516 | 568552
2016-06-02 22:00 | 0.7638 | 0.22706 | 562007
2016-06-02 23:00 | 0.69543 | 0.24487 | 550541
2016-06-03 | 0.55894 | 0.30145 | 540859
2016-06-03 01:00 | 0.34026 | 0.4573 | 528804
2016-06-03 02:00 | 0.046418 | 0.5566 | 504648
2016-06-03 03:00 | 3.37e-07 | 0.58278 | 471826
2016-06-03 04:00 | 0 | 0.5798 | 440612
2016-06-03 05:00 | 0 | 0.56433 | 412775
2016-06-03 06:00 | 0 | 0.54738 | 391019
2016-06-03 07:00 | 0 | 0.53664 | 376807
2016-06-03 08:00 | 0 | 0.5273 | 370748
2016-06-03 09:00 | 0 | 0.52193 | 376029
2016-06-03 10:00 | 0 | 0.51258 | 390568
2016-06-03 11:00 | 8.38e-06 | 0.46433 | 410728
2016-06-03 12:00 | 0.12234 | 0.28898 | 433401
2016-06-03 13:00 | 0.49458 | 0.25553 | 456710
2016-06-03 14:00 | 0.7017 | 0.34365 | 482352
2016-06-03 15:00 | 0.79597 | 0.38076 | 506438
2016-06-03 16:00 | 0.83754 | 0.37861 | 526219
2016-06-03 17:00 | 0.84857 | 0.36968 | 544271
2016-06-03 18:00 | 0.84346 | 0.36141 | 559157
2016-06-03 19:00 | 0.83538 | 0.35597 | 568887
2016-06-03 20:00 | 0.83221 | 0.35296 | 574581
2016-06-03 21:00 | 0.82329 | 0.3541 | 574869
2016-06-03 22:00 | 0.79445 | 0.35681 | 567521
2016-06-03 23:00 | 0.72217 | 0.34788 | 553923
2016-06-04 | 0.5906 | 0.35202 | 541270
2016-06-04 01:00 | 0.35349 | 0.4329 | 530077
2016-06-04 02:00 | 0.04755 | 0.53084 | 507757
2016-06-04 03:00 | 4.31e-07 | 0.54703 | 476751
2016-06-04 04:00 | 0 | 0.51072 | 445566
2016-06-04 05:00 | 0 | 0.45923 | 417881
2016-06-04 06:00 | 0 | 0.41708 | 395618
2016-06-04 07:00 | 0 | 0.39272 | 378450
2016-06-04 08:00 | 0 | 0.39198 | 367703
2016-06-04 09:00 | 0 | 0.40717 | 364114
2016-06-04 10:00 | 0 | 0.43044 | 364270
2016-06-04 11:00 | 9.92e-06 | 0.39997 | 372504
2016-06-04 12:00 | 0.15011 | 0.23693 | 391583
2016-06-04 13:00 | 0.5314 | 0.23452 | 416910
2016-06-04 14:00 | 0.68035 | 0.36388 | 444249
2016-06-04 15:00 | 0.78321 | 0.43363 | 469972
2016-06-04 16:00 | 0.81915 | 0.47453 | 491295
2016-06-04 17:00 | 0.82724 | 0.50135 | 507879
2016-06-04 18:00 | 0.82258 | 0.52351 | 520690
2016-06-04 19:00 | 0.81438 | 0.54379 | 530123
2016-06-04 20:00 | 0.80999 | 0.56098 | 536156
2016-06-04 21:00 | 0.79802 | 0.57492 | 539077
2016-06-04 22:00 | 0.76981 | 0.57239 | 535584
2016-06-04 23:00 | 0.69583 | 0.53889 | 526357
2016-06-05 | 0.56748 | 0.48925 | 517223
2016-06-05 01:00 | 0.3084 | 0.55322 | 507566
2016-06-05 02:00 | 0.031121 | 0.57285 | 488695
2016-06-05 03:00 | 0 | 0.52782 | 461209
2016-06-05 04:00 | 0 | 0.4779 | 431573
2016-06-05 05:00 | 0 | 0.43968 | 406781
2016-06-05 06:00 | 0 | 0.41995 | 386419
2016-06-05 07:00 | 0 | 0.40743 | 370429
2016-06-05 08:00 | 0 | 0.4004 | 360252
2016-06-05 09:00 | 0 | 0.39213 | 355281
2016-06-05 10:00 | 0 | 0.39484 | 352955
2016-06-05 11:00 | 1.34e-05 | 0.35168 | 357290
2016-06-05 12:00 | 0.14986 | 0.19319 | 374022
2016-06-05 13:00 | 0.53103 | 0.11867 | 397413
2016-06-05 14:00 | 0.70881 | 0.18483 | 422285
2016-06-05 15:00 | 0.79729 | 0.26326 | 445523
2016-06-05 16:00 | 0.84048 | 0.30512 | 466044
2016-06-05 17:00 | 0.84662 | 0.3361 | 483304
2016-06-05 18:00 | 0.84006 | 0.3592 | 497201
2016-06-05 19:00 | 0.83079 | 0.37258 | 508990
2016-06-05 20:00 | 0.82758 | 0.38104 | 519010
2016-06-05 21:00 | 0.81836 | 0.38738 | 525768
2016-06-05 22:00 | 0.79115 | 0.38828 | 526990
2016-06-05 23:00 | 0.70785 | 0.38631 | 521930
2016-06-06 | 0.57799 | 0.39814 | 513888
2016-06-06 01:00 | 0.31762 | 0.48725 | 504098
2016-06-06 02:00 | 0.043799 | 0.58846 | 485611
2016-06-06 03:00 | 8.35e-07 | 0.60534 | 456516
2016-06-06 04:00 | 0 | 0.57023 | 426240
2016-06-06 05:00 | 0 | 0.52917 | 403188
2016-06-06 06:00 | 0 | 0.50243 | 384384
2016-06-06 07:00 | 0 | 0.4966 | 370595
2016-06-06 08:00 | 0 | 0.49349 | 366015
2016-06-06 09:00 | 0 | 0.48861 | 371425
2016-06-06 10:00 | 0 | 0.48715 | 387935
2016-06-06 11:00 | 1.22e-05 | 0.42548 | 411661
2016-06-06 12:00 | 0.1305 | 0.25569 | 435162
2016-06-06 13:00 | 0.47762 | 0.22149 | 461328
2016-06-06 14:00 | 0.6826 | 0.27385 | 485280
2016-06-06 15:00 | 0.77921 | 0.30285 | 509087
2016-06-06 16:00 | 0.82034 | 0.30425 | 527204
2016-06-06 17:00 | 0.82732 | 0.30768 | 545385
2016-06-06 18:00 | 0.81727 | 0.30856 | 560299
2016-06-06 19:00 | 0.79848 | 0.3116 | 570244
2016-06-06 20:00 | 0.7796 | 0.31599 | 578371
2016-06-06 21:00 | 0.75136 | 0.31896 | 581232
2016-06-06 22:00 | 0.71603 | 0.32234 | 579340
2016-06-06 23:00 | 0.64068 | 0.32668 | 568858
2016-06-07 | 0.52204 | 0.35354 | 558041
2016-06-07 01:00 | 0.30548 | 0.48713 | 544630
2016-06-07 02:00 | 0.039285 | 0.63609 | 517539
2016-06-07 03:00 | 6.58e-07 | 0.62914 | 483215
2016-06-07 04:00 | 0 | 0.56097 | 448043
2016-06-07 05:00 | 0 | 0.49273 | 419365
2016-06-07 06:00 | 0 | 0.43344 | 397308
2016-06-07 07:00 | 0 | 0.38778 | 381818
2016-06-07 08:00 | 0 | 0.35407 | 375224
2016-06-07 09:00 | 0 | 0.33221 | 379918
2016-06-07 10:00 | 0 | 0.31655 | 394415
2016-06-07 11:00 | 5.73e-06 | 0.25255 | 414034
2016-06-07 12:00 | 0.11247 | 0.12153 | 436079
2016-06-07 13:00 | 0.4616 | 0.12064 | 460021
2016-06-07 14:00 | 0.65955 | 0.15079 | 485342
2016-06-07 15:00 | 0.76164 | 0.1394 | 508842
2016-06-07 16:00 | 0.80642 | 0.12017 | 528600
2016-06-07 17:00 | 0.81705 | 0.1083 | 546244
2016-06-07 18:00 | 0.80772 | 0.10338 | 559521
2016-06-07 19:00 | 0.79148 | 0.10384 | 569433
2016-06-07 20:00 | 0.77536 | 0.10981 | 575757
2016-06-07 21:00 | 0.75432 | 0.11786 | 579190
2016-06-07 22:00 | 0.72036 | 0.13348 | 575363
2016-06-07 23:00 | 0.63645 | 0.15925 | 564201
2016-06-08 | 0.50509 | 0.20742 | 548515
2016-06-08 01:00 | 0.28016 | 0.34787 | 533334
2016-06-08 02:00 | 0.03863 | 0.51707 | 506870
2016-06-08 03:00 | 1.93e-06 | 0.558 | 470978
2016-06-08 04:00 | 0 | 0.54047 | 437565
2016-06-08 05:00 | 0 | 0.50119 | 408850
2016-06-08 06:00 | 0 | 0.46938 | 386228
2016-06-08 07:00 | 0 | 0.44948 | 371486
2016-06-08 08:00 | 0 | 0.44456 | 364715
2016-06-08 09:00 | 0 | 0.44071 | 370472
2016-06-08 10:00 | 0 | 0.43629 | 382405
2016-06-08 11:00 | 4.31e-06 | 0.38475 | 400432
2016-06-08 12:00 | 0.11727 | 0.20314 | 420465
2016-06-08 13:00 | 0.44153 | 0.17551 | 442199
2016-06-08 14:00 | 0.63022 | 0.22489 | 465246
2016-06-08 15:00 | 0.71917 | 0.23147 | 486017
2016-06-08 16:00 | 0.76693 | 0.22054 | 502863
2016-06-08 17:00 | 0.77969 | 0.2198 | 519109
2016-06-08 18:00 | 0.77735 | 0.22851 | 532051
2016-06-08 19:00 | 0.76621 | 0.2403 | 543040
2016-06-08 20:00 | 0.75604 | 0.25393 | 551323
2016-06-08 21:00 | 0.73633 | 0.26528 | 555836
2016-06-08 22:00 | 0.69985 | 0.27602 | 553751
2016-06-08 23:00 | 0.61946 | 0.30876 | 543784
2016-06-09 | 0.48716 | 0.39716 | 530422
2016-06-09 01:00 | 0.26552 | 0.55529 | 517442
2016-06-09 02:00 | 0.034859 | 0.66508 | 494403
2016-06-09 03:00 | 1.49e-06 | 0.70627 | 461505
2016-06-09 04:00 | 0 | 0.70124 | 429485
2016-06-09 05:00 | 0 | 0.66947 | 402849
2016-06-09 06:00 | 0 | 0.63228 | 382478
2016-06-09 07:00 | 0 | 0.60365 | 368821
2016-06-09 08:00 | 0 | 0.57698 | 362709
2016-06-09 09:00 | 0 | 0.53165 | 366616
2016-06-09 10:00 | 0 | 0.48826 | 380315
2016-06-09 11:00 | 7.27e-06 | 0.4029 | 398304
2016-06-09 12:00 | 0.11535 | 0.23263 | 419320
2016-06-09 13:00 | 0.43497 | 0.23629 | 441583
2016-06-09 14:00 | 0.64097 | 0.32703 | 464597
2016-06-09 15:00 | 0.7517 | 0.33226 | 485879
2016-06-09 16:00 | 0.80899 | 0.32023 | 505989
2016-06-09 17:00 | 0.82262 | 0.31611 | 524767
2016-06-09 18:00 | 0.82029 | 0.31783 | 539999
2016-06-09 19:00 | 0.81231 | 0.32287 | 552774
2016-06-09 20:00 | 0.80617 | 0.32847 | 560594
2016-06-09 21:00 | 0.7912 | 0.33666 | 566846
2016-06-09 22:00 | 0.75729 | 0.35068 | 564371
2016-06-09 23:00 | 0.67834 | 0.38014 | 554318
2016-06-10 | 0.53952 | 0.4577 | 540316
2016-06-10 01:00 | 0.31319 | 0.61268 | 530398
2016-06-10 02:00 | 0.052476 | 0.72229 | 505423
2016-06-10 03:00 | 2.05e-06 | 0.71947 | 473098
2016-06-10 04:00 | 0 | 0.69097 | 438393
2016-06-10 05:00 | 0 | 0.65463 | 411512
2016-06-10 06:00 | 0 | 0.6153 | 391226
2016-06-10 07:00 | 0 | 0.5657 | 376885
2016-06-10 08:00 | 0 | 0.5154 | 369546
2016-06-10 09:00 | 0 | 0.46668 | 372398
2016-06-10 10:00 | 0 | 0.42754 | 383857
2016-06-10 11:00 | 9.14e-06 | 0.33945 | 402748
2016-06-10 12:00 | 0.12657 | 0.18186 | 426829
2016-06-10 13:00 | 0.42817 | 0.19712 | 454646
2016-06-10 14:00 | 0.58886 | 0.24662 | 482301
2016-06-10 15:00 | 0.68137 | 0.25357 | 508873
2016-06-10 16:00 | 0.72998 | 0.26226 | 531905
2016-06-10 17:00 | 0.74446 | 0.28399 | 551022
2016-06-10 18:00 | 0.74244 | 0.31146 | 567314
2016-06-10 19:00 | 0.73347 | 0.33132 | 579868
2016-06-10 20:00 | 0.71689 | 0.33505 | 589997
2016-06-10 21:00 | 0.68376 | 0.33241 | 593420
2016-06-10 22:00 | 0.6295 | 0.32853 | 587600
2016-06-10 23:00 | 0.53742 | 0.34125 | 573688
2016-06-11 | 0.40509 | 0.41187 | 556480
2016-06-11 01:00 | 0.21393 | 0.58689 | 540736
2016-06-11 02:00 | 0.032552 | 0.70348 | 517639
2016-06-11 03:00 | 2.62e-06 | 0.69478 | 486640
2016-06-11 04:00 | 0 | 0.66402 | 455231
2016-06-11 05:00 | 0 | 0.63536 | 426453
2016-06-11 06:00 | 0 | 0.60039 | 405689
2016-06-11 07:00 | 0 | 0.56313 | 388245
2016-06-11 08:00 | 0 | 0.53447 | 375972
2016-06-11 09:00 | 0 | 0.49515 | 372056
2016-06-11 10:00 | 0 | 0.45654 | 372473
2016-06-11 11:00 | 8.03e-06 | 0.37924 | 382390
2016-06-11 12:00 | 0.092122 | 0.25114 | 405494
2016-06-11 13:00 | 0.3086 | 0.24893 | 438077
2016-06-11 14:00 | 0.48649 | 0.30419 | 473340
2016-06-11 15:00 | 0.5999 | 0.32961 | 506666
2016-06-11 16:00 | 0.66231 | 0.33391 | 534752
2016-06-11 17:00 | 0.683 | 0.34272 | 555285
2016-06-11 18:00 | 0.67726 | 0.35925 | 571006
2016-06-11 19:00 | 0.66388 | 0.37801 | 582511
2016-06-11 20:00 | 0.64097 | 0.40251 | 590597
2016-06-11 21:00 | 0.60496 | 0.43479 | 595049
2016-06-11 22:00 | 0.54997 | 0.47559 | 591829
2016-06-11 23:00 | 0.47173 | 0.52699 | 580903
2016-06-12 | 0.35875 | 0.60492 | 566512
2016-06-12 01:00 | 0.20329 | 0.7093 | 552841
2016-06-12 02:00 | 0.024773 | 0.75993 | 531300
2016-06-12 03:00 | 1.6e-06 | 0.74616 | 501243
2016-06-12 04:00 | 0 | 0.70781 | 470687
2016-06-12 05:00 | 0 | 0.67295 | 442054
2016-06-12 06:00 | 0 | 0.64964 | 418211
2016-06-12 07:00 | 0 | 0.61829 | 400428
2016-06-12 08:00 | 0 | 0.59265 | 387567
2016-06-12 09:00 | 0 | 0.53706 | 380020
2016-06-12 10:00 | 0 | 0.46561 | 376210
2016-06-12 11:00 | 3.77e-06 | 0.39354 | 384024
2016-06-12 12:00 | 0.10397 | 0.30643 | 407958
2016-06-12 13:00 | 0.41377 | 0.32105 | 437678
2016-06-12 14:00 | 0.61229 | 0.33931 | 468012
2016-06-12 15:00 | 0.7192 | 0.32998 | 494687
2016-06-12 16:00 | 0.77461 | 0.32303 | 517422
2016-06-12 17:00 | 0.78608 | 0.31934 | 534487
2016-06-12 18:00 | 0.78057 | 0.32071 | 545621
2016-06-12 19:00 | 0.77104 | 0.32004 | 552724
2016-06-12 20:00 | 0.76189 | 0.31468 | 556947
2016-06-12 21:00 | 0.74442 | 0.30521 | 558748
2016-06-12 22:00 | 0.70904 | 0.29166 | 554207
2016-06-12 23:00 | 0.63446 | 0.27884 | 543277
2016-06-13 | 0.52686 | 0.29455 | 530139
2016-06-13 01:00 | 0.30355 | 0.40086 | 519068
2016-06-13 02:00 | 0.035865 | 0.4744 | 498816
2016-06-13 03:00 | 2.74e-06 | 0.45119 | 469138
2016-06-13 04:00 | 0 | 0.40546 | 439711
2016-06-13 05:00 | 0 | 0.36584 | 415207
2016-06-13 06:00 | 0 | 0.32732 | 394517
2016-06-13 07:00 | 0 | 0.29394 | 380639
2016-06-13 08:00 | 0 | 0.27134 | 374559
2016-06-13 09:00 | 0 | 0.2423 | 379564
2016-06-13 10:00 | 0 | 0.22054 | 394195
2016-06-13 11:00 | 4e-06 | 0.18451 | 416210
2016-06-13 12:00 | 0.14144 | 0.11091 | 440541
2016-06-13 13:00 | 0.46694 | 0.094479 | 467299
2016-06-13 14:00 | 0.6673 | 0.10295 | 495712
2016-06-13 15:00 | 0.76388 | 0.09984 | 522570
2016-06-13 16:00 | 0.803 | 0.093823 | 545584
2016-06-13 17:00 | 0.80562 | 0.089879 | 565469
2016-06-13 18:00 | 0.79493 | 0.090341 | 580343
2016-06-13 19:00 | 0.78386 | 0.094501 | 589658
2016-06-13 20:00 | 0.77718 | 0.098483 | 595279
2016-06-13 21:00 | 0.76668 | 0.10711 | 596967
2016-06-13 22:00 | 0.73376 | 0.12524 | 591091
2016-06-13 23:00 | 0.65056 | 0.15896 | 579889
2016-06-14 | 0.53824 | 0.21258 | 565632
2016-06-14 01:00 | 0.2948 | 0.341 | 551948
2016-06-14 02:00 | 0.04099 | 0.46675 | 527027
2016-06-14 03:00 | 0 | 0.47225 | 491855
2016-06-14 04:00 | 0 | 0.44611 | 458318
2016-06-14 05:00 | 0 | 0.41848 | 429694
2016-06-14 06:00 | 0 | 0.39414 | 408610
2016-06-14 07:00 | 0 | 0.37013 | 393006
2016-06-14 08:00 | 0 | 0.34431 | 386262
2016-06-14 09:00 | 0 | 0.31773 | 390262
2016-06-14 10:00 | 0 | 0.3071 | 405010
2016-06-14 11:00 | 1.32e-05 | 0.28893 | 425599
2016-06-14 12:00 | 0.16651 | 0.20155 | 449688
2016-06-14 13:00 | 0.55105 | 0.21367 | 476353
2016-06-14 14:00 | 0.70221 | 0.25338 | 503944
2016-06-14 15:00 | 0.80436 | 0.26357 | 530927
2016-06-14 16:00 | 0.8593 | 0.2772 | 553952
2016-06-14 17:00 | 0.86532 | 0.29852 | 573249
2016-06-14 18:00 | 0.85367 | 0.3212 | 587081
2016-06-14 19:00 | 0.84006 | 0.34304 | 595687
2016-06-14 20:00 | 0.83191 | 0.3573 | 601822
2016-06-14 21:00 | 0.81708 | 0.35726 | 603737
2016-06-14 22:00 | 0.78601 | 0.3491 | 597600
2016-06-14 23:00 | 0.70256 | 0.33149 | 585548
2016-06-15 | 0.554 | 0.33634 | 570965
2016-06-15 01:00 | 0.30135 | 0.40804 | 557325
2016-06-15 02:00 | 0.037084 | 0.46001 | 532471
2016-06-15 03:00 | 2.61e-06 | 0.47924 | 498690
2016-06-15 04:00 | 0 | 0.48186 | 466211
2016-06-15 05:00 | 0 | 0.48775 | 438142
2016-06-15 06:00 | 0 | 0.50478 | 417100
2016-06-15 07:00 | 0 | 0.51539 | 402112
2016-06-15 08:00 | 0 | 0.51429 | 394759
2016-06-15 09:00 | 0 | 0.50176 | 398514
2016-06-15 10:00 | 0 | 0.4782 | 413684
2016-06-15 11:00 | 1.75e-05 | 0.40943 | 433725
2016-06-15 12:00 | 0.15071 | 0.22061 | 458210
2016-06-15 13:00 | 0.52471 | 0.15861 | 486171
2016-06-15 14:00 | 0.6847 | 0.1642 | 515729
2016-06-15 15:00 | 0.7965 | 0.18625 | 544200
2016-06-15 16:00 | 0.8423 | 0.19834 | 569028
2016-06-15 17:00 | 0.85369 | 0.21806 | 590949
2016-06-15 18:00 | 0.84986 | 0.24605 | 608682
2016-06-15 19:00 | 0.84329 | 0.27776 | 621100
2016-06-15 20:00 | 0.84225 | 0.30696 | 629859
2016-06-15 21:00 | 0.83687 | 0.32989 | 632024
2016-06-15 22:00 | 0.80844 | 0.3476 | 626813
2016-06-15 23:00 | 0.74235 | 0.37164 | 613147
2016-06-16 | 0.59446 | 0.44433 | 596583
2016-06-16 01:00 | 0.34037 | 0.61156 | 579747
2016-06-16 02:00 | 0.047601 | 0.7209 | 552876
2016-06-16 03:00 | 2.07e-06 | 0.75404 | 516809
2016-06-16 04:00 | 0 | 0.73338 | 482294
2016-06-16 05:00 | 0 | 0.69511 | 452694
2016-06-16 06:00 | 0 | 0.65012 | 429579
2016-06-16 07:00 | 0 | 0.60901 | 412910
2016-06-16 08:00 | 0 | 0.58165 | 404973
2016-06-16 09:00 | 0 | 0.55667 | 408505
2016-06-16 10:00 | 0 | 0.5282 | 422239
2016-06-16 11:00 | 1.67e-05 | 0.45926 | 442317
2016-06-16 12:00 | 0.16139 | 0.33655 | 467491
2016-06-16 13:00 | 0.55893 | 0.34697 | 494771
2016-06-16 14:00 | 0.70996 | 0.37596 | 523244
2016-06-16 15:00 | 0.81812 | 0.38081 | 550557
2016-06-16 16:00 | 0.85707 | 0.36736 | 573493
2016-06-16 17:00 | 0.87499 | 0.3656 | 593314
2016-06-16 18:00 | 0.86837 | 0.38406 | 608327
2016-06-16 19:00 | 0.86004 | 0.4121 | 617141
2016-06-16 20:00 | 0.85833 | 0.44206 | 622344
2016-06-16 21:00 | 0.8518 | 0.46807 | 623112
2016-06-16 22:00 | 0.82356 | 0.48019 | 617203
2016-06-16 23:00 | 0.7577 | 0.47581 | 605611
2016-06-17 | 0.60271 | 0.51317 | 591553
2016-06-17 01:00 | 0.35658 | 0.6363 | 575723
2016-06-17 02:00 | 0.049939 | 0.72472 | 549591
2016-06-17 03:00 | 1.78e-06 | 0.73126 | 515717
2016-06-17 04:00 | 0 | 0.70743 | 483717
2016-06-17 05:00 | 0 | 0.68153 | 454279
2016-06-17 06:00 | 0 | 0.64985 | 428248
2016-06-17 07:00 | 0 | 0.62478 | 411752
2016-06-17 08:00 | 0 | 0.59611 | 403500
2016-06-17 09:00 | 0 | 0.56534 | 405513
2016-06-17 10:00 | 0 | 0.535 | 416644
2016-06-17 11:00 | 1.66e-05 | 0.4624 | 434301
2016-06-17 12:00 | 0.15707 | 0.30858 | 459290
2016-06-17 13:00 | 0.55306 | 0.29951 | 488911
2016-06-17 14:00 | 0.70763 | 0.28985 | 518595
2016-06-17 15:00 | 0.81093 | 0.25138 | 545741
2016-06-17 16:00 | 0.85203 | 0.21914 | 567490
2016-06-17 17:00 | 0.86526 | 0.20013 | 584549
2016-06-17 18:00 | 0.86101 | 0.18937 | 597291
2016-06-17 19:00 | 0.8533 | 0.18475 | 606608
2016-06-17 20:00 | 0.85114 | 0.18274 | 612181
2016-06-17 21:00 | 0.84395 | 0.18265 | 612561
2016-06-17 22:00 | 0.814 | 0.18868 | 604742
2016-06-17 23:00 | 0.74226 | 0.20837 | 590018
2016-06-18 | 0.58769 | 0.27552 | 571383
2016-06-18 01:00 | 0.32722 | 0.42267 | 554508
2016-06-18 02:00 | 0.048206 | 0.55167 | 530096
2016-06-18 03:00 | 8.24e-07 | 0.58047 | 497484
2016-06-18 04:00 | 0 | 0.54755 | 465759
2016-06-18 05:00 | 0 | 0.50665 | 436125
2016-06-18 06:00 | 0 | 0.46711 | 410907
2016-06-18 07:00 | 0 | 0.42833 | 393168
2016-06-18 08:00 | 0 | 0.39851 | 381758
2016-06-18 09:00 | 0 | 0.34793 | 376227
2016-06-18 10:00 | 0 | 0.30212 | 375830
2016-06-18 11:00 | 8.76e-06 | 0.24589 | 384738
2016-06-18 12:00 | 0.16263 | 0.14261 | 405325
2016-06-18 13:00 | 0.53801 | 0.10942 | 432021
2016-06-18 14:00 | 0.68773 | 0.11973 | 460821
2016-06-18 15:00 | 0.78578 | 0.11117 | 489654
2016-06-18 16:00 | 0.82382 | 0.097808 | 514631
2016-06-18 17:00 | 0.82882 | 0.092262 | 534606
2016-06-18 18:00 | 0.82061 | 0.092331 | 551191
2016-06-18 19:00 | 0.80996 | 0.099156 | 564545
2016-06-18 20:00 | 0.80153 | 0.11372 | 574478
2016-06-18 21:00 | 0.78424 | 0.13741 | 579685
2016-06-18 22:00 | 0.75119 | 0.17188 | 575841
2016-06-18 23:00 | 0.67038 | 0.22191 | 562708
2016-06-19 | 0.51684 | 0.29895 | 545617
2016-06-19 01:00 | 0.28293 | 0.46338 | 531539
2016-06-19 02:00 | 0.047518 | 0.61502 | 511308
2016-06-19 03:00 | 4.12e-06 | 0.65664 | 481727
2016-06-19 04:00 | 0 | 0.65631 | 450963
2016-06-19 05:00 | 0 | 0.63725 | 423780
2016-06-19 06:00 | 0 | 0.6111 | 400632
2016-06-19 07:00 | 0 | 0.58515 | 383744
2016-06-19 08:00 | 0 | 0.56323 | 372003
2016-06-19 09:00 | 0 | 0.54485 | 364628
2016-06-19 10:00 | 0 | 0.52409 | 361484
2016-06-19 11:00 | 1.49e-05 | 0.45628 | 367308
2016-06-19 12:00 | 0.13804 | 0.3188 | 387174
2016-06-19 13:00 | 0.46228 | 0.36011 | 415881
2016-06-19 14:00 | 0.63772 | 0.41874 | 447988
2016-06-19 15:00 | 0.74573 | 0.43877 | 479035
2016-06-19 16:00 | 0.79638 | 0.4547 | 506647
2016-06-19 17:00 | 0.80831 | 0.46895 | 530674
2016-06-19 18:00 | 0.80607 | 0.47772 | 550246
2016-06-19 19:00 | 0.8003 | 0.48098 | 567009
2016-06-19 20:00 | 0.79586 | 0.482 | 580864
2016-06-19 21:00 | 0.78208 | 0.48549 | 590387
2016-06-19 22:00 | 0.75162 | 0.49367 | 591563
2016-06-19 23:00 | 0.68352 | 0.51054 | 584623
2016-06-20 | 0.54053 | 0.55826 | 571899
2016-06-20 01:00 | 0.33336 | 0.67232 | 560612
2016-06-20 02:00 | 0.045559 | 0.77277 | 538629
2016-06-20 03:00 | 1.45e-06 | 0.77673 | 506404
2016-06-20 04:00 | 0 | 0.74855 | 472788
2016-06-20 05:00 | 0 | 0.7177 | 444380
2016-06-20 06:00 | 0 | 0.68687 | 420074
2016-06-20 07:00 | 0 | 0.65765 | 403268
2016-06-20 08:00 | 0 | 0.62122 | 394676
2016-06-20 09:00 | 0 | 0.57143 | 397331
2016-06-20 10:00 | 0 | 0.51769 | 410679
2016-06-20 11:00 | 1.66e-05 | 0.39334 | 433379
2016-06-20 12:00 | 0.16261 | 0.22459 | 461784
2016-06-20 13:00 | 0.51456 | 0.28205 | 494530
2016-06-20 14:00 | 0.69468 | 0.29187 | 529278
2016-06-20 15:00 | 0.78144 | 0.2573 | 563124
2016-06-20 16:00 | 0.82391 | 0.22493 | 592728
2016-06-20 17:00 | 0.82969 | 0.20826 | 618309
2016-06-20 18:00 | 0.82305 | 0.20207 | 637952
2016-06-20 19:00 | 0.81542 | 0.19855 | 653245
2016-06-20 20:00 | 0.8137 | 0.19481 | 664302
2016-06-20 21:00 | 0.80703 | 0.1942 | 668915
2016-06-20 22:00 | 0.78356 | 0.1931 | 664906
2016-06-20 23:00 | 0.71005 | 0.19169 | 651397
2016-06-21 | 0.57976 | 0.20697 | 631507
2016-06-21 01:00 | 0.32615 | 0.3286 | 612804
2016-06-21 02:00 | 0.048632 | 0.49889 | 581995
2016-06-21 03:00 | 1.26e-06 | 0.55426 | 539949
2016-06-21 04:00 | 0 | 0.54404 | 501362
2016-06-21 05:00 | 0 | 0.52013 | 469238
2016-06-21 06:00 | 0 | 0.4948 | 441958
2016-06-21 07:00 | 0 | 0.47726 | 422625
2016-06-21 08:00 | 0 | 0.4652 | 412705
2016-06-21 09:00 | 0 | 0.43709 | 414254
2016-06-21 10:00 | 0 | 0.40477 | 427487
2016-06-21 11:00 | 1.41e-05 | 0.34471 | 447267
2016-06-21 12:00 | 0.14051 | 0.1878 | 470193
2016-06-21 13:00 | 0.44528 | 0.15691 | 498042
2016-06-21 14:00 | 0.64717 | 0.21341 | 529549
2016-06-21 15:00 | 0.7343 | 0.23773 | 560715
2016-06-21 16:00 | 0.78676 | 0.24515 | 586867
2016-06-21 17:00 | 0.80003 | 0.25826 | 609939
2016-06-21 18:00 | 0.80045 | 0.28049 | 627655
2016-06-21 19:00 | 0.79378 | 0.31004 | 640291
2016-06-21 20:00 | 0.78771 | 0.34247 | 649707
2016-06-21 21:00 | 0.77568 | 0.37151 | 653434
2016-06-21 22:00 | 0.74371 | 0.39778 | 648117
2016-06-21 23:00 | 0.66455 | 0.43303 | 634951
2016-06-22 | 0.52356 | 0.51851 | 617957
2016-06-22 01:00 | 0.27825 | 0.70788 | 599868
2016-06-22 02:00 | 0.048132 | 0.82969 | 571899
2016-06-22 03:00 | 3.82e-06 | 0.84836 | 532903
2016-06-22 04:00 | 0 | 0.83532 | 495486
2016-06-22 05:00 | 0 | 0.80966 | 464781
2016-06-22 06:00 | 0 | 0.7808 | 439728
2016-06-22 07:00 | 0 | 0.75598 | 422327
2016-06-22 08:00 | 0 | 0.72815 | 411323
2016-06-22 09:00 | 0 | 0.69449 | 412625
2016-06-22 10:00 | 0 | 0.6628 | 424663
2016-06-22 11:00 | 1.63e-05 | 0.59264 | 445447
2016-06-22 12:00 | 0.13922 | 0.45761 | 469789
2016-06-22 13:00 | 0.44249 | 0.54688 | 498029
2016-06-22 14:00 | 0.64527 | 0.5737 | 528101
2016-06-22 15:00 | 0.72496 | 0.53277 | 557079
2016-06-22 16:00 | 0.77651 | 0.48681 | 582091
2016-06-22 17:00 | 0.78886 | 0.45305 | 604925
2016-06-22 18:00 | 0.78458 | 0.42845 | 623197
2016-06-22 19:00 | 0.77181 | 0.40658 | 636797
2016-06-22 20:00 | 0.76156 | 0.38738 | 648742
2016-06-22 21:00 | 0.74634 | 0.36855 | 653933
2016-06-22 22:00 | 0.71119 | 0.35148 | 651094
2016-06-22 23:00 | 0.63839 | 0.34148 | 640266
2016-06-23 | 0.51504 | 0.36351 | 623630
2016-06-23 01:00 | 0.29098 | 0.4892 | 607473
2016-06-23 02:00 | 0.050151 | 0.59734 | 579275
2016-06-23 03:00 | 4.03e-06 | 0.62867 | 541127
2016-06-23 04:00 | 0 | 0.6027 | 505365
2016-06-23 05:00 | 0 | 0.55896 | 474918
2016-06-23 06:00 | 0 | 0.51945 | 449614
2016-06-23 07:00 | 0 | 0.47986 | 430975
2016-06-23 08:00 | 0 | 0.44459 | 420920
2016-06-23 09:00 | 0 | 0.40927 | 422636
2016-06-23 10:00 | 0 | 0.37099 | 435624
2016-06-23 11:00 | 1.85e-06 | 0.28293 | 453506
2016-06-23 12:00 | 0.11425 | 0.1774 | 476162
2016-06-23 13:00 | 0.43225 | 0.19809 | 503574
2016-06-23 14:00 | 0.61958 | 0.21713 | 533806
2016-06-23 15:00 | 0.70485 | 0.20004 | 562667
2016-06-23 16:00 | 0.74737 | 0.17614 | 586908
2016-06-23 17:00 | 0.76084 | 0.16038 | 609543
2016-06-23 18:00 | 0.75453 | 0.15063 | 626573
2016-06-23 19:00 | 0.744 | 0.14256 | 639206
2016-06-23 20:00 | 0.73409 | 0.14034 | 646663
2016-06-23 21:00 | 0.71504 | 0.14611 | 648522
2016-06-23 22:00 | 0.68149 | 0.16132 | 641842
2016-06-23 23:00 | 0.60987 | 0.19533 | 627035
2016-06-24 | 0.48903 | 0.26882 | 610069
2016-06-24 01:00 | 0.29726 | 0.44222 | 593801
2016-06-24 02:00 | 0.047409 | 0.59401 | 567900
2016-06-24 03:00 | 3.95e-06 | 0.62864 | 530470
2016-06-24 04:00 | 0 | 0.60303 | 495549
2016-06-24 05:00 | 0 | 0.56139 | 464939
2016-06-24 06:00 | 0 | 0.52236 | 439525
2016-06-24 07:00 | 0 | 0.50174 | 421376
2016-06-24 08:00 | 0 | 0.4877 | 412085
2016-06-24 09:00 | 0 | 0.46158 | 413435
2016-06-24 10:00 | 0 | 0.43714 | 424244
2016-06-24 11:00 | 2.55e-06 | 0.36689 | 440458
2016-06-24 12:00 | 0.10713 | 0.23088 | 463708
2016-06-24 13:00 | 0.42151 | 0.27078 | 493073
2016-06-24 14:00 | 0.61034 | 0.28959 | 525878
2016-06-24 15:00 | 0.71196 | 0.26166 | 555545
2016-06-24 16:00 | 0.76665 | 0.25228 | 580705
2016-06-24 17:00 | 0.79094 | 0.26845 | 602435
2016-06-24 18:00 | 0.78659 | 0.30011 | 619693
2016-06-24 19:00 | 0.775 | 0.33847 | 630709
2016-06-24 20:00 | 0.76212 | 0.37923 | 638495
2016-06-24 21:00 | 0.74043 | 0.42227 | 640690
2016-06-24 22:00 | 0.69938 | 0.46574 | 633972
2016-06-24 23:00 | 0.62277 | 0.51402 | 618931
2016-06-25 | 0.48921 | 0.57995 | 599867
2016-06-25 01:00 | 0.28986 | 0.70264 | 582333
2016-06-25 02:00 | 0.040875 | 0.78129 | 556986
2016-06-25 03:00 | 3.71e-06 | 0.77185 | 523448
2016-06-25 04:00 | 0 | 0.74945 | 488739
2016-06-25 05:00 | 0 | 0.72856 | 458760
2016-06-25 06:00 | 0 | 0.70213 | 434366
2016-06-25 07:00 | 0 | 0.67722 | 415428
2016-06-25 08:00 | 0 | 0.66433 | 403474
2016-06-25 09:00 | 0 | 0.64321 | 398206
2016-06-25 10:00 | 0 | 0.61466 | 396437
2016-06-25 11:00 | 9.57e-06 | 0.54909 | 406211
2016-06-25 12:00 | 0.10578 | 0.47036 | 429393
2016-06-25 13:00 | 0.42089 | 0.60459 | 460277
2016-06-25 14:00 | 0.6214 | 0.652 | 496302
2016-06-25 15:00 | 0.72398 | 0.63851 | 529538
2016-06-25 16:00 | 0.77384 | 0.62844 | 556540
2016-06-25 17:00 | 0.78935 | 0.62826 | 577439
2016-06-25 18:00 | 0.78534 | 0.63159 | 594128
2016-06-25 19:00 | 0.76934 | 0.63366 | 607626
2016-06-25 20:00 | 0.75284 | 0.63095 | 617969
2016-06-25 21:00 | 0.72642 | 0.62425 | 622318
2016-06-25 22:00 | 0.67781 | 0.62032 | 618800
2016-06-25 23:00 | 0.59671 | 0.61911 | 606976
2016-06-26 | 0.474 | 0.62445 | 589083
2016-06-26 01:00 | 0.28758 | 0.64888 | 574644
2016-06-26 02:00 | 0.052865 | 0.63898 | 551576
2016-06-26 03:00 | 3.23e-06 | 0.58502 | 519032
2016-06-26 04:00 | 0 | 0.53455 | 486390
2016-06-26 05:00 | 0 | 0.48692 | 459029
2016-06-26 06:00 | 0 | 0.44867 | 434515
2016-06-26 07:00 | 0 | 0.4227 | 415502
2016-06-26 08:00 | 0 | 0.41479 | 402118
2016-06-26 09:00 | 0 | 0.41315 | 393992
2016-06-26 10:00 | 0 | 0.40196 | 389269
2016-06-26 11:00 | 2.66e-06 | 0.34645 | 395323
2016-06-26 12:00 | 0.09336 | 0.23117 | 417009
2016-06-26 13:00 | 0.41427 | 0.26343 | 448690
2016-06-26 14:00 | 0.57732 | 0.28971 | 482510
2016-06-26 15:00 | 0.68365 | 0.29972 | 515606
2016-06-26 16:00 | 0.73274 | 0.30681 | 545152
2016-06-26 17:00 | 0.74548 | 0.31354 | 569377
2016-06-26 18:00 | 0.73895 | 0.31909 | 587630
2016-06-26 19:00 | 0.72363 | 0.3217 | 600551
2016-06-26 20:00 | 0.70841 | 0.32065 | 611011
2016-06-26 21:00 | 0.68422 | 0.31633 | 618377
2016-06-26 22:00 | 0.64674 | 0.31178 | 617665
2016-06-26 23:00 | 0.57888 | 0.3073 | 607496
2016-06-27 | 0.44827 | 0.31444 | 592599
2016-06-27 01:00 | 0.2749 | 0.36696 | 578817
2016-06-27 02:00 | 0.051251 | 0.44577 | 554582
2016-06-27 03:00 | 2.31e-06 | 0.47235 | 522357
2016-06-27 04:00 | 0 | 0.45846 | 487380
2016-06-27 05:00 | 0 | 0.42355 | 457889
2016-06-27 06:00 | 0 | 0.38021 | 434252
2016-06-27 07:00 | 0 | 0.33475 | 417528
2016-06-27 08:00 | 0 | 0.29721 | 409693
2016-06-27 09:00 | 0 | 0.25681 | 412485
2016-06-27 10:00 | 0 | 0.22229 | 425260
2016-06-27 11:00 | 1.36e-05 | 0.15796 | 445867
2016-06-27 12:00 | 0.13226 | 0.093115 | 473347
2016-06-27 13:00 | 0.43441 | 0.094565 | 505702
2016-06-27 14:00 | 0.60539 | 0.10925 | 541134
2016-06-27 15:00 | 0.70728 | 0.11496 | 575398
2016-06-27 16:00 | 0.74991 | 0.11723 | 605106
2016-06-27 17:00 | 0.76743 | 0.11683 | 630216
2016-06-27 18:00 | 0.76274 | 0.11536 | 649665
2016-06-27 19:00 | 0.75167 | 0.113 | 662709
2016-06-27 20:00 | 0.74176 | 0.1115 | 670215
2016-06-27 21:00 | 0.72263 | 0.10974 | 671047
2016-06-27 22:00 | 0.68568 | 0.10931 | 663408
2016-06-27 23:00 | 0.6029 | 0.11526 | 649398
2016-06-28 | 0.46759 | 0.14024 | 630972
2016-06-28 01:00 | 0.262 | 0.23919 | 611553
2016-06-28 02:00 | 0.039836 | 0.38103 | 582436
2016-06-28 03:00 | 2.45e-06 | 0.43686 | 542570
2016-06-28 04:00 | 0 | 0.42154 | 505108
2016-06-28 05:00 | 0 | 0.38564 | 472652
2016-06-28 06:00 | 0 | 0.34406 | 447155
2016-06-28 07:00 | 0 | 0.30037 | 428315
2016-06-28 08:00 | 0 | 0.2621 | 418966
2016-06-28 09:00 | 0 | 0.21946 | 421131
2016-06-28 10:00 | 0 | 0.19029 | 432714
2016-06-28 11:00 | 5.03e-06 | 0.15564 | 450973
2016-06-28 12:00 | 0.12651 | 0.069084 | 473234
2016-06-28 13:00 | 0.39905 | 0.046865 | 500024
2016-06-28 14:00 | 0.5773 | 0.045806 | 529073
2016-06-28 15:00 | 0.69149 | 0.03997 | 556879
2016-06-28 16:00 | 0.73874 | 0.037423 | 580836
2016-06-28 17:00 | 0.75504 | 0.037973 | 601203
2016-06-28 18:00 | 0.7516 | 0.040708 | 616276
2016-06-28 19:00 | 0.73985 | 0.044996 | 624529
2016-06-28 20:00 | 0.72542 | 0.050787 | 628520
2016-06-28 21:00 | 0.69259 | 0.05972 | 628828
2016-06-28 22:00 | 0.6435 | 0.072342 | 621537
2016-06-28 23:00 | 0.56051 | 0.090669 | 607995
2016-06-29 | 0.42302 | 0.12629 | 591546
2016-06-29 01:00 | 0.22366 | 0.22112 | 574649
2016-06-29 02:00 | 0.036303 | 0.34715 | 547945
2016-06-29 03:00 | 2.2e-06 | 0.37423 | 513219
2016-06-29 04:00 | 0 | 0.35625 | 478698
2016-06-29 05:00 | 0 | 0.33098 | 449349
2016-06-29 06:00 | 0 | 0.30401 | 424797
2016-06-29 07:00 | 0 | 0.28245 | 407843
2016-06-29 08:00 | 0 | 0.26457 | 399379
2016-06-29 09:00 | 0 | 0.23229 | 401264
2016-06-29 10:00 | 0 | 0.20104 | 413223
2016-06-29 11:00 | 3.84e-06 | 0.15703 | 432696
2016-06-29 12:00 | 0.10804 | 0.070059 | 456995
2016-06-29 13:00 | 0.36695 | 0.05476 | 482516
2016-06-29 14:00 | 0.53659 | 0.062831 | 511202
2016-06-29 15:00 | 0.63005 | 0.051916 | 540055
2016-06-29 16:00 | 0.68127 | 0.039492 | 565473
2016-06-29 17:00 | 0.70161 | 0.032319 | 588208
2016-06-29 18:00 | 0.70233 | 0.029421 | 607375
2016-06-29 19:00 | 0.69343 | 0.030806 | 621004
2016-06-29 20:00 | 0.68231 | 0.033987 | 630653
2016-06-29 21:00 | 0.66154 | 0.038369 | 634465
2016-06-29 22:00 | 0.61903 | 0.048229 | 629556
2016-06-29 23:00 | 0.53675 | 0.065849 | 616067
2016-06-30 | 0.3959 | 0.10485 | 597182
2016-06-30 01:00 | 0.19767 | 0.20803 | 580014
2016-06-30 02:00 | 0.041619 | 0.33214 | 553545
2016-06-30 03:00 | 2.07e-06 | 0.37657 | 516726
2016-06-30 04:00 | 0 | 0.36222 | 480169
2016-06-30 05:00 | 0 | 0.33453 | 449511
2016-06-30 06:00 | 0 | 0.30751 | 424274
2016-06-30 07:00 | 0 | 0.28604 | 406855
2016-06-30 08:00 | 0 | 0.27226 | 398026
2016-06-30 09:00 | 0 | 0.25006 | 399538
2016-06-30 10:00 | 0 | 0.22907 | 410455
2016-06-30 11:00 | 2.01e-06 | 0.19032 | 428603
2016-06-30 12:00 | 0.082016 | 0.11435 | 452042
2016-06-30 13:00 | 0.301 | 0.12254 | 479897
2016-06-30 14:00 | 0.47567 | 0.1573 | 509011
2016-06-30 15:00 | 0.57205 | 0.16388 | 536971
2016-06-30 16:00 | 0.62566 | 0.15947 | 561106
2016-06-30 17:00 | 0.64401 | 0.15657 | 582107
2016-06-30 18:00 | 0.6336 | 0.15868 | 600446
2016-06-30 19:00 | 0.61205 | 0.16607 | 614080
2016-06-30 20:00 | 0.58427 | 0.17829 | 623589
2016-06-30 21:00 | 0.54081 | 0.19329 | 626709
2016-06-30 22:00 | 0.48173 | 0.2078 | 620594
2016-06-30 23:00 | 0.40326 | 0.22323 | 607167
2016-07-01 | 0.29173 | 0.25809 | 590202
2016-07-01 01:00 | 0.15922 | 0.37034 | 574790
2016-07-01 02:00 | 0.047611 | 0.52093 | 549953
2016-07-01 03:00 | 2.34e-06 | 0.5434 | 515518
2016-07-01 04:00 | 0 | 0.50751 | 480417
2016-07-01 05:00 | 0 | 0.47052 | 450190
2016-07-01 06:00 | 0 | 0.43127 | 426366
2016-07-01 07:00 | 0 | 0.39622 | 409213
2016-07-01 08:00 | 0 | 0.37261 | 400250
2016-07-01 09:00 | 0 | 0.34342 | 401487
2016-07-01 10:00 | 0 | 0.31092 | 412287
2016-07-01 11:00 | 0 | 0.23838 | 428746
2016-07-01 12:00 | 0.068691 | 0.15314 | 450070
2016-07-01 13:00 | 0.28862 | 0.17822 | 478324
2016-07-01 14:00 | 0.48574 | 0.18983 | 508012
2016-07-01 15:00 | 0.5991 | 0.16868 | 535615
2016-07-01 16:00 | 0.64763 | 0.14994 | 559186
2016-07-01 17:00 | 0.66524 | 0.14355 | 579245
2016-07-01 18:00 | 0.65535 | 0.14609 | 595305
2016-07-01 19:00 | 0.63179 | 0.15307 | 605699
2016-07-01 20:00 | 0.59675 | 0.1601 | 611337
2016-07-01 21:00 | 0.53964 | 0.17321 | 611951
2016-07-01 22:00 | 0.47607 | 0.18933 | 605031
2016-07-01 23:00 | 0.3931 | 0.20193 | 590638
2016-07-02 | 0.29182 | 0.22569 | 571712
2016-07-02 01:00 | 0.16844 | 0.29122 | 554807
2016-07-02 02:00 | 0.036967 | 0.36899 | 531328
2016-07-02 03:00 | 1.96e-06 | 0.40506 | 499376
2016-07-02 04:00 | 0 | 0.39277 | 466635
2016-07-02 05:00 | 0 | 0.37068 | 439718
2016-07-02 06:00 | 0 | 0.35069 | 416966
2016-07-02 07:00 | 0 | 0.32547 | 399240
2016-07-02 08:00 | 0 | 0.30577 | 387170
2016-07-02 09:00 | 0 | 0.28367 | 380581
2016-07-02 10:00 | 0 | 0.26489 | 378094
2016-07-02 11:00 | 5.64e-06 | 0.23061 | 383661
2016-07-02 12:00 | 0.098114 | 0.14459 | 400616
2016-07-02 13:00 | 0.37952 | 0.18027 | 426470
2016-07-02 14:00 | 0.58733 | 0.21103 | 455527
2016-07-02 15:00 | 0.69626 | 0.19989 | 483095
2016-07-02 16:00 | 0.73563 | 0.18701 | 505288
2016-07-02 17:00 | 0.74112 | 0.18015 | 521550
2016-07-02 18:00 | 0.72939 | 0.17551 | 534147
2016-07-02 19:00 | 0.71283 | 0.17158 | 543318
2016-07-02 20:00 | 0.69206 | 0.1697 | 550529
2016-07-02 21:00 | 0.65749 | 0.17335 | 553668
2016-07-02 22:00 | 0.61386 | 0.1868 | 551163
2016-07-02 23:00 | 0.54035 | 0.21483 | 541555
2016-07-03 | 0.4304 | 0.26787 | 529567
2016-07-03 01:00 | 0.25903 | 0.35372 | 519482
2016-07-03 02:00 | 0.039335 | 0.44831 | 501337
2016-07-03 03:00 | 1.61e-06 | 0.47676 | 475042
2016-07-03 04:00 | 0 | 0.46694 | 447642
2016-07-03 05:00 | 0 | 0.45683 | 423652
2016-07-03 06:00 | 0 | 0.45981 | 404833
2016-07-03 07:00 | 0 | 0.46001 | 389215
2016-07-03 08:00 | 0 | 0.45335 | 378146
2016-07-03 09:00 | 0 | 0.41875 | 372341
2016-07-03 10:00 | 0 | 0.38052 | 368890
2016-07-03 11:00 | 3.86e-06 | 0.31692 | 371706
2016-07-03 12:00 | 0.13285 | 0.25241 | 386611
2016-07-03 13:00 | 0.4854 | 0.28719 | 411545
2016-07-03 14:00 | 0.67164 | 0.29755 | 439309
2016-07-03 15:00 | 0.7669 | 0.28465 | 464843
2016-07-03 16:00 | 0.80761 | 0.26215 | 488465
2016-07-03 17:00 | 0.81625 | 0.23988 | 506543
2016-07-03 18:00 | 0.80746 | 0.22121 | 520834
2016-07-03 19:00 | 0.79779 | 0.20873 | 531090
2016-07-03 20:00 | 0.79293 | 0.19906 | 538146
2016-07-03 21:00 | 0.78281 | 0.19496 | 542328
2016-07-03 22:00 | 0.75653 | 0.19511 | 540729
2016-07-03 23:00 | 0.69037 | 0.20225 | 532210
2016-07-04 | 0.55835 | 0.22935 | 521496
2016-07-04 01:00 | 0.32526 | 0.31971 | 511466
2016-07-04 02:00 | 0.044486 | 0.43386 | 495426
2016-07-04 03:00 | 2.44e-06 | 0.45556 | 471952
2016-07-04 04:00 | 0 | 0.4267 | 444686
2016-07-04 05:00 | 0 | 0.39542 | 420950
2016-07-04 06:00 | 0 | 0.37342 | 400759
2016-07-04 07:00 | 0 | 0.36664 | 385823
2016-07-04 08:00 | 0 | 0.3698 | 377948
2016-07-04 09:00 | 0 | 0.36547 | 375023
2016-07-04 10:00 | 0 | 0.36164 | 373626
2016-07-04 11:00 | 1.18e-05 | 0.32995 | 376666
2016-07-04 12:00 | 0.17191 | 0.19897 | 392312
2016-07-04 13:00 | 0.53198 | 0.15166 | 418892
2016-07-04 14:00 | 0.69308 | 0.1615 | 450265
2016-07-04 15:00 | 0.7753 | 0.14238 | 479712
2016-07-04 16:00 | 0.82893 | 0.1217 | 505125
2016-07-04 17:00 | 0.8341 | 0.11423 | 524716
2016-07-04 18:00 | 0.82817 | 0.11973 | 539792
2016-07-04 19:00 | 0.81869 | 0.13027 | 550802
2016-07-04 20:00 | 0.81515 | 0.13832 | 559591
2016-07-04 21:00 | 0.80412 | 0.13729 | 564260
2016-07-04 22:00 | 0.77304 | 0.13058 | 562347
2016-07-04 23:00 | 0.70466 | 0.13 | 553619
2016-07-05 | 0.56463 | 0.15007 | 541829
2016-07-05 01:00 | 0.32475 | 0.25459 | 528918
2016-07-05 02:00 | 0.040933 | 0.44479 | 512243
2016-07-05 03:00 | 1.44e-06 | 0.58419 | 489014
2016-07-05 04:00 | 0 | 0.62792 | 463425
2016-07-05 05:00 | 0 | 0.6215 | 439017
2016-07-05 06:00 | 0 | 0.59757 | 420628
2016-07-05 07:00 | 0 | 0.56285 | 407204
2016-07-05 08:00 | 0 | 0.52169 | 400873
2016-07-05 09:00 | 0 | 0.48941 | 404728
2016-07-05 10:00 | 0 | 0.47103 | 418595
2016-07-05 11:00 | 5.11e-06 | 0.4073 | 438717
2016-07-05 12:00 | 0.15258 | 0.24115 | 466482
2016-07-05 13:00 | 0.51223 | 0.20021 | 498721
2016-07-05 14:00 | 0.67802 | 0.23091 | 532131
2016-07-05 15:00 | 0.77083 | 0.24584 | 562591
2016-07-05 16:00 | 0.82301 | 0.24459 | 588617
2016-07-05 17:00 | 0.83084 | 0.24443 | 611568
2016-07-05 18:00 | 0.82542 | 0.24742 | 630490
2016-07-05 19:00 | 0.81916 | 0.25221 | 645161
2016-07-05 20:00 | 0.81779 | 0.25271 | 655847
2016-07-05 21:00 | 0.81101 | 0.24412 | 660906
2016-07-05 22:00 | 0.78394 | 0.23998 | 659394
2016-07-05 23:00 | 0.70749 | 0.2593 | 648330
2016-07-06 | 0.57202 | 0.31771 | 631841
2016-07-06 01:00 | 0.3331 | 0.413 | 615342
2016-07-06 02:00 | 0.038526 | 0.49 | 588636
2016-07-06 03:00 | 1.59e-06 | 0.51989 | 550875
2016-07-06 04:00 | 0 | 0.50413 | 513295
2016-07-06 05:00 | 0 | 0.47093 | 482780
2016-07-06 06:00 | 0 | 0.45007 | 456911
2016-07-06 07:00 | 0 | 0.44086 | 438013
2016-07-06 08:00 | 0 | 0.4369 | 428937
2016-07-06 09:00 | 0 | 0.41591 | 430708
2016-07-06 10:00 | 0 | 0.39488 | 445156
2016-07-06 11:00 | 9.35e-06 | 0.34248 | 463770
2016-07-06 12:00 | 0.15093 | 0.21405 | 489145
2016-07-06 13:00 | 0.518 | 0.23502 | 520664
2016-07-06 14:00 | 0.66941 | 0.25113 | 555412
2016-07-06 15:00 | 0.77396 | 0.22833 | 588346
2016-07-06 16:00 | 0.81761 | 0.19832 | 615929
2016-07-06 17:00 | 0.83079 | 0.18595 | 637138
2016-07-06 18:00 | 0.8252 | 0.19313 | 653810
2016-07-06 19:00 | 0.81699 | 0.20952 | 665008
2016-07-06 20:00 | 0.81321 | 0.2308 | 672372
2016-07-06 21:00 | 0.8044 | 0.25463 | 676348
2016-07-06 22:00 | 0.7777 | 0.2817 | 672541
2016-07-06 23:00 | 0.70168 | 0.32089 | 659367
2016-07-07 | 0.56028 | 0.38003 | 641094
2016-07-07 01:00 | 0.31165 | 0.5354 | 623195
2016-07-07 02:00 | 0.041634 | 0.64674 | 595023
2016-07-07 03:00 | 1.13e-06 | 0.65589 | 556249
2016-07-07 04:00 | 0 | 0.61769 | 519251
2016-07-07 05:00 | 0 | 0.58123 | 487018
2016-07-07 06:00 | 0 | 0.54786 | 460529
2016-07-07 07:00 | 0 | 0.52704 | 441619
2016-07-07 08:00 | 0 | 0.51734 | 432270
2016-07-07 09:00 | 0 | 0.49178 | 434678
2016-07-07 10:00 | 0 | 0.46565 | 447332
2016-07-07 11:00 | 1.14e-05 | 0.42957 | 467197
2016-07-07 12:00 | 0.13077 | 0.32581 | 491641
2016-07-07 13:00 | 0.49844 | 0.33661 | 521731
2016-07-07 14:00 | 0.66098 | 0.36092 | 555164
2016-07-07 15:00 | 0.76373 | 0.34289 | 587617
2016-07-07 16:00 | 0.81378 | 0.3227 | 614204
2016-07-07 17:00 | 0.82678 | 0.31255 | 635168
2016-07-07 18:00 | 0.81919 | 0.30981 | 654364
2016-07-07 19:00 | 0.80829 | 0.31618 | 664473
2016-07-07 20:00 | 0.80218 | 0.32182 | 671071
2016-07-07 21:00 | 0.78905 | 0.32011 | 673729
2016-07-07 22:00 | 0.75704 | 0.31243 | 668069
2016-07-07 23:00 | 0.67065 | 0.30809 | 654646
2016-07-08 | 0.54908 | 0.31746 | 638410
2016-07-08 01:00 | 0.31152 | 0.40512 | 621532
2016-07-08 02:00 | 0.039956 | 0.49963 | 593605
2016-07-08 03:00 | 8.11e-07 | 0.5189 | 555858
2016-07-08 04:00 | 0 | 0.49081 | 518604
2016-07-08 05:00 | 0 | 0.45065 | 488114
2016-07-08 06:00 | 0 | 0.41923 | 461874
2016-07-08 07:00 | 0 | 0.39987 | 442742
2016-07-08 08:00 | 0 | 0.38737 | 432778
2016-07-08 09:00 | 0 | 0.36433 | 434603
2016-07-08 10:00 | 0 | 0.34447 | 446741
2016-07-08 11:00 | 9.69e-09 | 0.29382 | 464941
2016-07-08 12:00 | 0.096627 | 0.18652 | 491037
2016-07-08 13:00 | 0.43696 | 0.17694 | 523699
2016-07-08 14:00 | 0.62036 | 0.20428 | 557938
2016-07-08 15:00 | 0.72685 | 0.20659 | 591140
2016-07-08 16:00 | 0.78604 | 0.20137 | 616688
2016-07-08 17:00 | 0.79948 | 0.19796 | 637306
2016-07-08 18:00 | 0.79605 | 0.19595 | 652156
2016-07-08 19:00 | 0.78672 | 0.19311 | 661112
2016-07-08 20:00 | 0.77955 | 0.18697 | 666277
2016-07-08 21:00 | 0.76197 | 0.17848 | 666264
2016-07-08 22:00 | 0.73252 | 0.16986 | 657650
2016-07-08 23:00 | 0.64847 | 0.17226 | 641615
2016-07-09 | 0.54079 | 0.2165 | 621080
2016-07-09 01:00 | 0.30984 | 0.36017 | 600655
2016-07-09 02:00 | 0.0401 | 0.49134 | 573074
2016-07-09 03:00 | 2.38e-07 | 0.51375 | 537026
2016-07-09 04:00 | 0 | 0.49029 | 503058
2016-07-09 05:00 | 0 | 0.45924 | 472233
2016-07-09 06:00 | 0 | 0.43767 | 446984
2016-07-09 07:00 | 0 | 0.41806 | 427811
2016-07-09 08:00 | 0 | 0.3983 | 415102
2016-07-09 09:00 | 0 | 0.36921 | 408303
2016-07-09 10:00 | 0 | 0.34848 | 405812
2016-07-09 11:00 | 7.37e-06 | 0.29793 | 412095
2016-07-09 12:00 | 0.12135 | 0.16801 | 431529
2016-07-09 13:00 | 0.49015 | 0.15517 | 461399
2016-07-09 14:00 | 0.6455 | 0.17437 | 494489
2016-07-09 15:00 | 0.74934 | 0.16509 | 525257
2016-07-09 16:00 | 0.80593 | 0.16381 | 550195
2016-07-09 17:00 | 0.81757 | 0.17406 | 569722
2016-07-09 18:00 | 0.81365 | 0.19107 | 583892
2016-07-09 19:00 | 0.80472 | 0.20769 | 595393
2016-07-09 20:00 | 0.79994 | 0.22283 | 603013
2016-07-09 21:00 | 0.78864 | 0.2416 | 605780
2016-07-09 22:00 | 0.76146 | 0.26462 | 600420
2016-07-09 23:00 | 0.68366 | 0.29779 | 588550
2016-07-10 | 0.55426 | 0.3714 | 572382
2016-07-10 01:00 | 0.29687 | 0.54659 | 557030
2016-07-10 02:00 | 0.035977 | 0.65514 | 534735
2016-07-10 03:00 | 3.02e-07 | 0.665 | 504637
2016-07-10 04:00 | 0 | 0.6464 | 472865
2016-07-10 05:00 | 0 | 0.61817 | 445168
2016-07-10 06:00 | 0 | 0.58191 | 423042
2016-07-10 07:00 | 0 | 0.55108 | 405389
2016-07-10 08:00 | 0 | 0.5162 | 392995
2016-07-10 09:00 | 0 | 0.46763 | 386041
2016-07-10 10:00 | 0 | 0.42014 | 382415
2016-07-10 11:00 | 6.35e-06 | 0.35472 | 387490
2016-07-10 12:00 | 0.10511 | 0.22777 | 407703
2016-07-10 13:00 | 0.47974 | 0.22842 | 435099
2016-07-10 14:00 | 0.68131 | 0.25541 | 466139
2016-07-10 15:00 | 0.78333 | 0.26425 | 496547
2016-07-10 16:00 | 0.83642 | 0.29315 | 524202
2016-07-10 17:00 | 0.84522 | 0.33927 | 547624
2016-07-10 18:00 | 0.83983 | 0.37574 | 566798
2016-07-10 19:00 | 0.83326 | 0.40361 | 581698
2016-07-10 20:00 | 0.83368 | 0.4279 | 592595
2016-07-10 21:00 | 0.82858 | 0.45326 | 599783
2016-07-10 22:00 | 0.80631 | 0.47936 | 600387
2016-07-10 23:00 | 0.72724 | 0.51506 | 591233
2016-07-11 | 0.59818 | 0.57877 | 576878
2016-07-11 01:00 | 0.32583 | 0.70289 | 564175
2016-07-11 02:00 | 0.049906 | 0.75932 | 541665
2016-07-11 03:00 | 1.82e-07 | 0.75979 | 509761
2016-07-11 04:00 | 0 | 0.75555 | 477528
2016-07-11 05:00 | 0 | 0.75991 | 450542
2016-07-11 06:00 | 0 | 0.75606 | 428646
2016-07-11 07:00 | 0 | 0.75431 | 412850
2016-07-11 08:00 | 0 | 0.74412 | 406101
2016-07-11 09:00 | 0 | 0.72413 | 410976
2016-07-11 10:00 | 0 | 0.70122 | 424742
2016-07-11 11:00 | 5.69e-06 | 0.65814 | 443139
2016-07-11 12:00 | 0.12414 | 0.60235 | 469783
2016-07-11 13:00 | 0.49097 | 0.66755 | 501025
2016-07-11 14:00 | 0.69504 | 0.70241 | 535818
2016-07-11 15:00 | 0.80201 | 0.69658 | 568424
2016-07-11 16:00 | 0.84935 | 0.68419 | 596823
2016-07-11 17:00 | 0.86169 | 0.68292 | 621048
2016-07-11 18:00 | 0.8564 | 0.68742 | 640543
2016-07-11 19:00 | 0.84887 | 0.69127 | 654436
2016-07-11 20:00 | 0.84716 | 0.69332 | 663615
2016-07-11 21:00 | 0.84126 | 0.69812 | 666782
2016-07-11 22:00 | 0.81723 | 0.70652 | 661340
2016-07-11 23:00 | 0.74397 | 0.71744 | 647838
2016-07-12 | 0.58749 | 0.74177 | 629895
2016-07-12 01:00 | 0.32748 | 0.80468 | 611767
2016-07-12 02:00 | 0.035868 | 0.83911 | 583447
2016-07-12 03:00 | 1.36e-08 | 0.85221 | 544892
2016-07-12 04:00 | 0 | 0.84468 | 509022
2016-07-12 05:00 | 0 | 0.82267 | 477314
2016-07-12 06:00 | 0 | 0.79016 | 450498
2016-07-12 07:00 | 0 | 0.75455 | 431704
2016-07-12 08:00 | 0 | 0.71814 | 421999
2016-07-12 09:00 | 0 | 0.67805 | 422987
2016-07-12 10:00 | 0 | 0.64907 | 436029
2016-07-12 11:00 | 4.67e-06 | 0.59417 | 456498
2016-07-12 12:00 | 0.12606 | 0.44322 | 482934
2016-07-12 13:00 | 0.49407 | 0.48719 | 512658
2016-07-12 14:00 | 0.68639 | 0.52715 | 546489
2016-07-12 15:00 | 0.79895 | 0.50132 | 578718
2016-07-12 16:00 | 0.84426 | 0.48391 | 607314
2016-07-12 17:00 | 0.85235 | 0.48402 | 630683
2016-07-12 18:00 | 0.84806 | 0.4965 | 648626
2016-07-12 19:00 | 0.84081 | 0.50911 | 661644
2016-07-12 20:00 | 0.84069 | 0.51722 | 670411
2016-07-12 21:00 | 0.83645 | 0.51859 | 673446
2016-07-12 22:00 | 0.81236 | 0.5157 | 669508
2016-07-12 23:00 | 0.74202 | 0.51281 | 656296
2016-07-13 | 0.56527 | 0.53186 | 638843
2016-07-13 01:00 | 0.2957 | 0.62083 | 620660
2016-07-13 02:00 | 0.034598 | 0.6927 | 592697
2016-07-13 03:00 | 0 | 0.74815 | 554697
2016-07-13 04:00 | 0 | 0.76409 | 517724
2016-07-13 05:00 | 0 | 0.75013 | 485379
2016-07-13 06:00 | 0 | 0.7191 | 459917
2016-07-13 07:00 | 0 | 0.68945 | 441934
2016-07-13 08:00 | 0 | 0.66211 | 432676
2016-07-13 09:00 | 0 | 0.63965 | 435833
2016-07-13 10:00 | 0 | 0.62262 | 448951
2016-07-13 11:00 | 4.41e-06 | 0.55845 | 469550
2016-07-13 12:00 | 0.12583 | 0.38947 | 496070
2016-07-13 13:00 | 0.48746 | 0.43794 | 525443
2016-07-13 14:00 | 0.6976 | 0.4996 | 559810
2016-07-13 15:00 | 0.79546 | 0.49022 | 594899
2016-07-13 16:00 | 0.84383 | 0.46161 | 625088
2016-07-13 17:00 | 0.85075 | 0.44079 | 649828
2016-07-13 18:00 | 0.84419 | 0.43408 | 668009
2016-07-13 19:00 | 0.83662 | 0.43514 | 679325
2016-07-13 20:00 | 0.83618 | 0.43756 | 684178
2016-07-13 21:00 | 0.8305 | 0.4371 | 685078
2016-07-13 22:00 | 0.80711 | 0.43415 | 679696
2016-07-13 23:00 | 0.74008 | 0.43515 | 666990
2016-07-14 | 0.56046 | 0.46346 | 650042
2016-07-14 01:00 | 0.29831 | 0.53769 | 631894
2016-07-14 02:00 | 0.037011 | 0.5926 | 602801
2016-07-14 03:00 | 0 | 0.58953 | 564675
2016-07-14 04:00 | 0 | 0.57142 | 526053
2016-07-14 05:00 | 0 | 0.54478 | 493962
2016-07-14 06:00 | 0 | 0.51878 | 467053
2016-07-14 07:00 | 0 | 0.49876 | 447367
2016-07-14 08:00 | 0 | 0.48774 | 437746
2016-07-14 09:00 | 0 | 0.46201 | 439448
2016-07-14 10:00 | 0 | 0.43826 | 453146
2016-07-14 11:00 | 0 | 0.3789 | 473437
2016-07-14 12:00 | 0.10722 | 0.24254 | 498162
2016-07-14 13:00 | 0.48664 | 0.2596 | 527954
2016-07-14 14:00 | 0.68413 | 0.29124 | 563662
2016-07-14 15:00 | 0.78483 | 0.29888 | 597192
2016-07-14 16:00 | 0.82831 | 0.29038 | 624767
2016-07-14 17:00 | 0.8353 | 0.28481 | 645953
2016-07-14 18:00 | 0.82905 | 0.28231 | 661070
2016-07-14 19:00 | 0.82207 | 0.28003 | 671398
2016-07-14 20:00 | 0.82225 | 0.27537 | 676307
2016-07-14 21:00 | 0.81601 | 0.26784 | 677747
2016-07-14 22:00 | 0.79542 | 0.26049 | 673278
2016-07-14 23:00 | 0.71602 | 0.25279 | 660714
2016-07-15 | 0.56013 | 0.26262 | 643060
2016-07-15 01:00 | 0.28635 | 0.3469 | 626168
2016-07-15 02:00 | 0.032675 | 0.43159 | 596932
2016-07-15 03:00 | 0 | 0.42696 | 557655
2016-07-15 04:00 | 0 | 0.38986 | 520968
2016-07-15 05:00 | 0 | 0.35303 | 488419
2016-07-15 06:00 | 0 | 0.31833 | 461753
2016-07-15 07:00 | 0 | 0.28668 | 442091
2016-07-15 08:00 | 0 | 0.25602 | 431829
2016-07-15 09:00 | 0 | 0.22398 | 432607
2016-07-15 10:00 | 0 | 0.20201 | 444406
2016-07-15 11:00 | 1.89e-06 | 0.16458 | 462733
2016-07-15 12:00 | 0.10531 | 0.089451 | 487020
2016-07-15 13:00 | 0.46128 | 0.090023 | 517382
2016-07-15 14:00 | 0.67264 | 0.10799 | 548705
2016-07-15 15:00 | 0.76874 | 0.10293 | 577335
2016-07-15 16:00 | 0.81323 | 0.086933 | 601301
2016-07-15 17:00 | 0.82246 | 0.072891 | 623336
2016-07-15 18:00 | 0.81827 | 0.063544 | 640286
2016-07-15 19:00 | 0.81041 | 0.054996 | 650704
2016-07-15 20:00 | 0.80712 | 0.04998 | 657165
2016-07-15 21:00 | 0.79747 | 0.055623 | 657587
2016-07-15 22:00 | 0.76622 | 0.070154 | 648192
2016-07-15 23:00 | 0.68155 | 0.09747 | 630495
2016-07-16 | 0.52794 | 0.14951 | 610563
2016-07-16 01:00 | 0.25734 | 0.27394 | 593282
2016-07-16 02:00 | 0.027069 | 0.42346 | 566934
2016-07-16 03:00 | 0 | 0.45258 | 531396
2016-07-16 04:00 | 0 | 0.43797 | 495930
2016-07-16 05:00 | 0 | 0.41111 | 465615
2016-07-16 06:00 | 0 | 0.38793 | 441570
2016-07-16 07:00 | 0 | 0.36999 | 422379
2016-07-16 08:00 | 0 | 0.35606 | 410187
2016-07-16 09:00 | 0 | 0.31976 | 404433
2016-07-16 10:00 | 0 | 0.27947 | 403956
2016-07-16 11:00 | 0 | 0.23719 | 411897
2016-07-16 12:00 | 0.091395 | 0.166 | 431408
2016-07-16 13:00 | 0.41184 | 0.20568 | 460733
2016-07-16 14:00 | 0.62882 | 0.25893 | 493000
2016-07-16 15:00 | 0.74324 | 0.27484 | 524171
2016-07-16 16:00 | 0.7994 | 0.28157 | 550527
2016-07-16 17:00 | 0.81709 | 0.29195 | 572417
2016-07-16 18:00 | 0.81503 | 0.31115 | 589029
2016-07-16 19:00 | 0.80746 | 0.33752 | 600006
2016-07-16 20:00 | 0.80345 | 0.36777 | 606513
2016-07-16 21:00 | 0.79455 | 0.3975 | 608656
2016-07-16 22:00 | 0.76805 | 0.43627 | 603469
2016-07-16 23:00 | 0.69038 | 0.48349 | 591077
2016-07-17 | 0.53853 | 0.54919 | 575707
2016-07-17 01:00 | 0.27378 | 0.66005 | 560346
2016-07-17 02:00 | 0.024951 | 0.70719 | 538670
2016-07-17 03:00 | 0 | 0.69133 | 508492
2016-07-17 04:00 | 0 | 0.65645 | 477482
2016-07-17 05:00 | 0 | 0.61903 | 451035
2016-07-17 06:00 | 0 | 0.58701 | 429643
2016-07-17 07:00 | 0 | 0.55377 | 411588
2016-07-17 08:00 | 0 | 0.53338 | 399818
2016-07-17 09:00 | 0 | 0.50684 | 392622
2016-07-17 10:00 | 0 | 0.48067 | 387527
2016-07-17 11:00 | 7.91e-07 | 0.43158 | 391641
2016-07-17 12:00 | 0.10636 | 0.31304 | 411311
2016-07-17 13:00 | 0.4338 | 0.36089 | 444110
2016-07-17 14:00 | 0.64684 | 0.40011 | 479639
2016-07-17 15:00 | 0.74108 | 0.38163 | 514092
2016-07-17 16:00 | 0.78917 | 0.35467 | 545689
2016-07-17 17:00 | 0.80439 | 0.33955 | 571375
2016-07-17 18:00 | 0.80052 | 0.33693 | 591889
2016-07-17 19:00 | 0.78919 | 0.33969 | 607872
2016-07-17 20:00 | 0.78143 | 0.34012 | 620128
2016-07-17 21:00 | 0.76603 | 0.33821 | 628734
2016-07-17 22:00 | 0.73136 | 0.33325 | 630088
2016-07-17 23:00 | 0.65331 | 0.33043 | 622054
2016-07-18 | 0.50747 | 0.3566 | 608973
2016-07-18 01:00 | 0.25564 | 0.4422 | 595724
2016-07-18 02:00 | 0.028984 | 0.52098 | 572179
2016-07-18 03:00 | 0 | 0.52496 | 540002
2016-07-18 04:00 | 0 | 0.48699 | 506806
2016-07-18 05:00 | 0 | 0.45565 | 477936
2016-07-18 06:00 | 0 | 0.43481 | 455072
2016-07-18 07:00 | 0 | 0.43038 | 438275
2016-07-18 08:00 | 0 | 0.41922 | 430035
2016-07-18 09:00 | 0 | 0.3839 | 432780
2016-07-18 10:00 | 0 | 0.34952 | 446146
2016-07-18 11:00 | 4.31e-07 | 0.31774 | 466590
2016-07-18 12:00 | 0.076565 | 0.18341 | 495607
2016-07-18 13:00 | 0.36175 | 0.17642 | 530189
2016-07-18 14:00 | 0.56222 | 0.22742 | 567488
2016-07-18 15:00 | 0.67073 | 0.20517 | 602663
2016-07-18 16:00 | 0.72923 | 0.17354 | 632805
2016-07-18 17:00 | 0.75318 | 0.16505 | 655699
2016-07-18 18:00 | 0.75075 | 0.17436 | 671854
2016-07-18 19:00 | 0.73706 | 0.19361 | 678778
2016-07-18 20:00 | 0.72211 | 0.22006 | 679882
2016-07-18 21:00 | 0.69633 | 0.24989 | 677977
2016-07-18 22:00 | 0.65752 | 0.28727 | 673385
2016-07-18 23:00 | 0.57804 | 0.3336 | 662839
2016-07-19 | 0.43704 | 0.40645 | 645707
2016-07-19 01:00 | 0.21685 | 0.53986 | 626926
2016-07-19 02:00 | 0.034844 | 0.63338 | 597364
2016-07-19 03:00 | 0 | 0.62526 | 558734
2016-07-19 04:00 | 0 | 0.59716 | 520670
2016-07-19 05:00 | 0 | 0.55789 | 488298
2016-07-19 06:00 | 0 | 0.51964 | 461564
2016-07-19 07:00 | 0 | 0.48955 | 442848
2016-07-19 08:00 | 0 | 0.47857 | 433311
2016-07-19 09:00 | 0 | 0.45634 | 435488
2016-07-19 10:00 | 0 | 0.4275 | 448967
2016-07-19 11:00 | 7.89e-08 | 0.36868 | 468631
2016-07-19 12:00 | 0.08166 | 0.20578 | 495509
2016-07-19 13:00 | 0.40397 | 0.17921 | 525717
2016-07-19 14:00 | 0.61781 | 0.23126 | 561169
2016-07-19 15:00 | 0.71487 | 0.22908 | 594934
2016-07-19 16:00 | 0.76661 | 0.21876 | 622824
2016-07-19 17:00 | 0.77272 | 0.22479 | 644321
2016-07-19 18:00 | 0.7599 | 0.23691 | 659831
2016-07-19 19:00 | 0.74404 | 0.24691 | 669705
2016-07-19 20:00 | 0.72984 | 0.25399 | 676736
2016-07-19 21:00 | 0.70368 | 0.2618 | 678202
2016-07-19 22:00 | 0.66092 | 0.27316 | 671340
2016-07-19 23:00 | 0.57513 | 0.29695 | 655422
2016-07-20 | 0.4323 | 0.36533 | 636565
2016-07-20 01:00 | 0.22584 | 0.52542 | 618519
2016-07-20 02:00 | 0.030576 | 0.62887 | 589729
2016-07-20 03:00 | 0 | 0.6198 | 552048
2016-07-20 04:00 | 0 | 0.58735 | 514405
2016-07-20 05:00 | 0 | 0.56405 | 482657
2016-07-20 06:00 | 0 | 0.54722 | 456339
2016-07-20 07:00 | 0 | 0.52081 | 437311
2016-07-20 08:00 | 0 | 0.4932 | 427406
2016-07-20 09:00 | 0 | 0.47113 | 429429
2016-07-20 10:00 | 0 | 0.44711 | 441816
2016-07-20 11:00 | 3.4e-08 | 0.39718 | 460581
2016-07-20 12:00 | 0.089385 | 0.24711 | 486874
2016-07-20 13:00 | 0.40212 | 0.25401 | 517655
2016-07-20 14:00 | 0.62142 | 0.25867 | 552701
2016-07-20 15:00 | 0.70821 | 0.2134 | 587835
2016-07-20 16:00 | 0.75537 | 0.18404 | 618472
2016-07-20 17:00 | 0.76203 | 0.19306 | 645401
2016-07-20 18:00 | 0.75064 | 0.22729 | 666420
2016-07-20 19:00 | 0.73343 | 0.26722 | 681326
2016-07-20 20:00 | 0.7157 | 0.30259 | 691916
2016-07-20 21:00 | 0.68554 | 0.33534 | 696978
2016-07-20 22:00 | 0.63483 | 0.36608 | 691384
2016-07-20 23:00 | 0.5491 | 0.39838 | 678219
2016-07-21 | 0.41514 | 0.45896 | 659397
2016-07-21 01:00 | 0.21827 | 0.5844 | 640391
2016-07-21 02:00 | 0.021531 | 0.67308 | 611187
2016-07-21 03:00 | 0 | 0.68304 | 572027
2016-07-21 04:00 | 0 | 0.66313 | 533254
2016-07-21 05:00 | 0 | 0.63744 | 498740
2016-07-21 06:00 | 0 | 0.61096 | 470257
2016-07-21 07:00 | 0 | 0.57767 | 449749
2016-07-21 08:00 | 0 | 0.54119 | 438554
2016-07-21 09:00 | 0 | 0.49089 | 440488
2016-07-21 10:00 | 0 | 0.437 | 453335
2016-07-21 11:00 | 0 | 0.36689 | 472775
2016-07-21 12:00 | 0.093763 | 0.20342 | 499350
2016-07-21 13:00 | 0.41047 | 0.2113 | 533096
2016-07-21 14:00 | 0.63917 | 0.2393 | 571530
2016-07-21 15:00 | 0.73427 | 0.19916 | 609171
2016-07-21 16:00 | 0.77114 | 0.17222 | 640721
2016-07-21 17:00 | 0.78386 | 0.17039 | 668011
2016-07-21 18:00 | 0.77284 | 0.18498 | 687574
2016-07-21 19:00 | 0.75624 | 0.20158 | 699093
2016-07-21 20:00 | 0.74126 | 0.21029 | 706996
2016-07-21 21:00 | 0.71677 | 0.2118 | 708155
2016-07-21 22:00 | 0.67241 | 0.20754 | 703672
2016-07-21 23:00 | 0.58838 | 0.20959 | 690274
2016-07-22 | 0.4515 | 0.25419 | 672875
2016-07-22 01:00 | 0.22054 | 0.39007 | 654666
2016-07-22 02:00 | 0.021923 | 0.48796 | 622878
2016-07-22 03:00 | 0 | 0.51807 | 585323
2016-07-22 04:00 | 0 | 0.51894 | 547793
2016-07-22 05:00 | 0 | 0.50415 | 512625
2016-07-22 06:00 | 0 | 0.48286 | 483330
2016-07-22 07:00 | 0 | 0.45983 | 462741
2016-07-22 08:00 | 0 | 0.44138 | 451233
2016-07-22 09:00 | 0 | 0.4125 | 451810
2016-07-22 10:00 | 0 | 0.3848 | 463057
2016-07-22 11:00 | 0 | 0.34686 | 480339
2016-07-22 12:00 | 0.084332 | 0.19124 | 506206
2016-07-22 13:00 | 0.39217 | 0.13375 | 540344
2016-07-22 14:00 | 0.59667 | 0.14862 | 574745
2016-07-22 15:00 | 0.70995 | 0.1492 | 611626
2016-07-22 16:00 | 0.76412 | 0.15309 | 643805
2016-07-22 17:00 | 0.78132 | 0.1681 | 669636
2016-07-22 18:00 | 0.77077 | 0.18481 | 689538
2016-07-22 19:00 | 0.75382 | 0.1965 | 702510
2016-07-22 20:00 | 0.74133 | 0.2053 | 709819
2016-07-22 21:00 | 0.71961 | 0.21533 | 711442
2016-07-22 22:00 | 0.68395 | 0.22981 | 706132
2016-07-22 23:00 | 0.60478 | 0.25364 | 692225
2016-07-23 | 0.46757 | 0.31277 | 671763
2016-07-23 01:00 | 0.21656 | 0.48972 | 651983
2016-07-23 02:00 | 0.017055 | 0.626 | 622735
2016-07-23 03:00 | 0 | 0.65758 | 585435
2016-07-23 04:00 | 0 | 0.64357 | 548300
2016-07-23 05:00 | 0 | 0.61395 | 513775
2016-07-23 06:00 | 0 | 0.59075 | 485017
2016-07-23 07:00 | 0 | 0.56257 | 462396
2016-07-23 08:00 | 0 | 0.54453 | 446904
2016-07-23 09:00 | 0 | 0.52632 | 438752
2016-07-23 10:00 | 0 | 0.50427 | 436738
2016-07-23 11:00 | 0 | 0.46118 | 444141
2016-07-23 12:00 | 0.077278 | 0.32018 | 469768
2016-07-23 13:00 | 0.4309 | 0.3081 | 507074
2016-07-23 14:00 | 0.64377 | 0.40002 | 548202
2016-07-23 15:00 | 0.76657 | 0.42124 | 587785
2016-07-23 16:00 | 0.80645 | 0.4239 | 621140
2016-07-23 17:00 | 0.81754 | 0.43291 | 644617
2016-07-23 18:00 | 0.81323 | 0.44101 | 662366
2016-07-23 19:00 | 0.80445 | 0.44254 | 673513
2016-07-23 20:00 | 0.80041 | 0.43656 | 680986
2016-07-23 21:00 | 0.7885 | 0.4244 | 683097
2016-07-23 22:00 | 0.75645 | 0.40743 | 677117
2016-07-23 23:00 | 0.67636 | 0.39872 | 661899
2016-07-24 | 0.52595 | 0.43207 | 643422
2016-07-24 01:00 | 0.2621 | 0.58171 | 626308
2016-07-24 02:00 | 0.019335 | 0.69229 | 599234
2016-07-24 03:00 | 0 | 0.68858 | 565417
2016-07-24 04:00 | 0 | 0.63578 | 531046
2016-07-24 05:00 | 0 | 0.57063 | 499365
2016-07-24 06:00 | 0 | 0.5217 | 472698
2016-07-24 07:00 | 0 | 0.4854 | 451439
2016-07-24 08:00 | 0 | 0.44808 | 436259
2016-07-24 09:00 | 0 | 0.40844 | 427100
2016-07-24 10:00 | 0 | 0.38941 | 422282
2016-07-24 11:00 | 0 | 0.3461 | 426061
2016-07-24 12:00 | 0.067864 | 0.18873 | 447059
2016-07-24 13:00 | 0.3792 | 0.20167 | 480914
2016-07-24 14:00 | 0.58594 | 0.25703 | 520133
2016-07-24 15:00 | 0.71577 | 0.24078 | 558015
2016-07-24 16:00 | 0.77039 | 0.21692 | 591243
2016-07-24 17:00 | 0.7784 | 0.20004 | 618086
2016-07-24 18:00 | 0.76733 | 0.19159 | 639300
2016-07-24 19:00 | 0.75031 | 0.18918 | 654798
2016-07-24 20:00 | 0.73536 | 0.19062 | 666727
2016-07-24 21:00 | 0.71976 | 0.19534 | 674628
2016-07-24 22:00 | 0.68468 | 0.20177 | 674912
2016-07-24 23:00 | 0.60793 | 0.20988 | 664359
2016-07-25 | 0.46154 | 0.24134 | 649454
2016-07-25 01:00 | 0.2312 | 0.35346 | 634444
2016-07-25 02:00 | 0.01699 | 0.43154 | 605194
2016-07-25 03:00 | 0 | 0.43117 | 570238
2016-07-25 04:00 | 0 | 0.4231 | 536805
2016-07-25 05:00 | 0 | 0.41649 | 505415
2016-07-25 06:00 | 0 | 0.40967 | 479358
2016-07-25 07:00 | 0 | 0.40024 | 460062
2016-07-25 08:00 | 0 | 0.38918 | 450411
2016-07-25 09:00 | 0 | 0.33985 | 451810
2016-07-25 10:00 | 0 | 0.28742 | 464579
2016-07-25 11:00 | 0 | 0.24355 | 484904
2016-07-25 12:00 | 0.064276 | 0.12375 | 513142
2016-07-25 13:00 | 0.33637 | 0.085143 | 546585
2016-07-25 14:00 | 0.56843 | 0.12425 | 584999
2016-07-25 15:00 | 0.68692 | 0.13305 | 623644
2016-07-25 16:00 | 0.73513 | 0.13376 | 655225
2016-07-25 17:00 | 0.7431 | 0.13292 | 680782
2016-07-25 18:00 | 0.73882 | 0.13158 | 699429
2016-07-25 19:00 | 0.72045 | 0.12995 | 711269
2016-07-25 20:00 | 0.70763 | 0.12969 | 716310
2016-07-25 21:00 | 0.67923 | 0.13539 | 716023
2016-07-25 22:00 | 0.63213 | 0.14577 | 709531
2016-07-25 23:00 | 0.54697 | 0.1672 | 694428
2016-07-26 | 0.41026 | 0.22004 | 676132
2016-07-26 01:00 | 0.20484 | 0.36494 | 655962
2016-07-26 02:00 | 0.017393 | 0.48309 | 623004
2016-07-26 03:00 | 0 | 0.49827 | 581261
2016-07-26 04:00 | 0 | 0.48415 | 543580
2016-07-26 05:00 | 0 | 0.45169 | 508876
2016-07-26 06:00 | 0 | 0.4125 | 480696
2016-07-26 07:00 | 0 | 0.37483 | 460391
2016-07-26 08:00 | 0 | 0.34861 | 449809
2016-07-26 09:00 | 0 | 0.31521 | 451638
2016-07-26 10:00 | 0 | 0.2863 | 465570
2016-07-26 11:00 | 0 | 0.24817 | 484569
2016-07-26 12:00 | 0.052464 | 0.12988 | 509911
2016-07-26 13:00 | 0.30762 | 0.085747 | 540417
2016-07-26 14:00 | 0.54846 | 0.12319 | 576926
2016-07-26 15:00 | 0.66758 | 0.13064 | 612758
2016-07-26 16:00 | 0.73049 | 0.1196 | 643650
2016-07-26 17:00 | 0.74499 | 0.11203 | 669322
2016-07-26 18:00 | 0.73683 | 0.10498 | 688128
2016-07-26 19:00 | 0.7183 | 0.099126 | 700540
2016-07-26 20:00 | 0.70008 | 0.097847 | 708679
2016-07-26 21:00 | 0.67 | 0.10712 | 711359
2016-07-26 22:00 | 0.62701 | 0.12897 | 706608
2016-07-26 23:00 | 0.55138 | 0.16408 | 691752
2016-07-27 | 0.42012 | 0.22413 | 673003
2016-07-27 01:00 | 0.22281 | 0.354 | 653739
2016-07-27 02:00 | 0.014462 | 0.4339 | 621186
2016-07-27 03:00 | 0 | 0.40531 | 580774
2016-07-27 04:00 | 0 | 0.3563 | 542329
2016-07-27 05:00 | 0 | 0.31137 | 507273
2016-07-27 06:00 | 0 | 0.26421 | 480502
2016-07-27 07:00 | 0 | 0.22281 | 460678
2016-07-27 08:00 | 0 | 0.18856 | 450024
2016-07-27 09:00 | 0 | 0.16123 | 451869
2016-07-27 10:00 | 0 | 0.14627 | 463705
2016-07-27 11:00 | 0 | 0.12848 | 482751
2016-07-27 12:00 | 0.056496 | 0.069071 | 506035
2016-07-27 13:00 | 0.39644 | 0.054696 | 535215
2016-07-27 14:00 | 0.62803 | 0.067528 | 571253
2016-07-27 15:00 | 0.72853 | 0.066403 | 606150
2016-07-27 16:00 | 0.78337 | 0.06292 | 636932
2016-07-27 17:00 | 0.79593 | 0.061736 | 663231
2016-07-27 18:00 | 0.78929 | 0.062671 | 683972
2016-07-27 19:00 | 0.77753 | 0.065121 | 697747
2016-07-27 20:00 | 0.77029 | 0.068838 | 707014
2016-07-27 21:00 | 0.75881 | 0.073431 | 710613
2016-07-27 22:00 | 0.72983 | 0.080809 | 705857
2016-07-27 23:00 | 0.64717 | 0.095354 | 690397
2016-07-28 | 0.50885 | 0.1278 | 671829
2016-07-28 01:00 | 0.22469 | 0.2286 | 653940
2016-07-28 02:00 | 0.01284 | 0.31972 | 622504
2016-07-28 03:00 | 0 | 0.31415 | 581709
2016-07-28 04:00 | 0 | 0.27754 | 544970
2016-07-28 05:00 | 0 | 0.24308 | 511693
2016-07-28 06:00 | 0 | 0.2139 | 484090
2016-07-28 07:00 | 0 | 0.193 | 463557
2016-07-28 08:00 | 0 | 0.18193 | 452595
2016-07-28 09:00 | 0 | 0.16682 | 454199
2016-07-28 10:00 | 0 | 0.15615 | 466476
2016-07-28 11:00 | 0 | 0.13815 | 484847
2016-07-28 12:00 | 0.074043 | 0.074727 | 508526
2016-07-28 13:00 | 0.40719 | 0.062904 | 538216
2016-07-28 14:00 | 0.63658 | 0.080003 | 571509
2016-07-28 15:00 | 0.74026 | 0.09407 | 604417
2016-07-28 16:00 | 0.78023 | 0.097448 | 631869
2016-07-28 17:00 | 0.79967 | 0.09444 | 655351
2016-07-28 18:00 | 0.7928 | 0.086422 | 672844
2016-07-28 19:00 | 0.78441 | 0.078301 | 682884
2016-07-28 20:00 | 0.78152 | 0.072832 | 687430
2016-07-28 21:00 | 0.77272 | 0.072381 | 685827
2016-07-28 22:00 | 0.74328 | 0.079814 | 677578
2016-07-28 23:00 | 0.66018 | 0.096228 | 662885
2016-07-29 | 0.51409 | 0.13549 | 647637
2016-07-29 01:00 | 0.2207 | 0.25095 | 630930
2016-07-29 02:00 | 0.011755 | 0.33614 | 601375
2016-07-29 03:00 | 0 | 0.32911 | 565258
2016-07-29 04:00 | 0 | 0.29331 | 530970
2016-07-29 05:00 | 0 | 0.25162 | 499706
2016-07-29 06:00 | 0 | 0.21201 | 473385
2016-07-29 07:00 | 0 | 0.18456 | 453827
2016-07-29 08:00 | 0 | 0.16431 | 443185
2016-07-29 09:00 | 0 | 0.14307 | 444954
2016-07-29 10:00 | 0 | 0.12683 | 456762
2016-07-29 11:00 | 0 | 0.10663 | 471010
2016-07-29 12:00 | 0.04364 | 0.055523 | 492462
2016-07-29 13:00 | 0.3444 | 0.038356 | 519661
2016-07-29 14:00 | 0.57758 | 0.037565 | 550570
2016-07-29 15:00 | 0.69352 | 0.035128 | 581314
2016-07-29 16:00 | 0.73804 | 0.035578 | 607866
2016-07-29 17:00 | 0.75667 | 0.040334 | 630198
2016-07-29 18:00 | 0.75505 | 0.047139 | 648328
2016-07-29 19:00 | 0.7473 | 0.054377 | 661198
2016-07-29 20:00 | 0.7378 | 0.062324 | 670462
2016-07-29 21:00 | 0.71738 | 0.067448 | 673061
2016-07-29 22:00 | 0.68231 | 0.070517 | 665364
2016-07-29 23:00 | 0.59441 | 0.077812 | 647298
2016-07-30 | 0.44818 | 0.10858 | 628330
2016-07-30 01:00 | 0.19812 | 0.22047 | 610732
2016-07-30 02:00 | 0.011256 | 0.33882 | 582387
2016-07-30 03:00 | 0 | 0.36781 | 546078
2016-07-30 04:00 | 0 | 0.36218 | 511269
2016-07-30 05:00 | 0 | 0.34675 | 481131
2016-07-30 06:00 | 0 | 0.3334 | 455364
2016-07-30 07:00 | 0 | 0.31793 | 436572
2016-07-30 08:00 | 0 | 0.29784 | 424111
2016-07-30 09:00 | 0 | 0.25685 | 418253
2016-07-30 10:00 | 0 | 0.21997 | 418195
2016-07-30 11:00 | 0 | 0.19112 | 424007
2016-07-30 12:00 | 0.059183 | 0.11405 | 444413
2016-07-30 13:00 | 0.34629 | 0.11329 | 473661
2016-07-30 14:00 | 0.57007 | 0.13503 | 507186
2016-07-30 15:00 | 0.69045 | 0.13156 | 539766
2016-07-30 16:00 | 0.74058 | 0.12676 | 567012
2016-07-30 17:00 | 0.75102 | 0.12357 | 587831
2016-07-30 18:00 | 0.74192 | 0.12145 | 602724
2016-07-30 19:00 | 0.7252 | 0.12089 | 612872
2016-07-30 20:00 | 0.70653 | 0.12279 | 620163
2016-07-30 21:00 | 0.67661 | 0.131 | 621612
2016-07-30 22:00 | 0.62859 | 0.15094 | 615579
2016-07-30 23:00 | 0.5404 | 0.19069 | 599767
2016-07-31 | 0.39852 | 0.27903 | 586029
2016-07-31 01:00 | 0.17438 | 0.49953 | 573461
2016-07-31 02:00 | 0.010821 | 0.64715 | 550364
2016-07-31 03:00 | 0 | 0.63819 | 522363
2016-07-31 04:00 | 0 | 0.59796 | 492477
2016-07-31 05:00 | 0 | 0.56017 | 465571
2016-07-31 06:00 | 0 | 0.52971 | 442492
2016-07-31 07:00 | 0 | 0.50965 | 424682
2016-07-31 08:00 | 0 | 0.4972 | 412231
2016-07-31 09:00 | 0 | 0.47103 | 405962
2016-07-31 10:00 | 0 | 0.44024 | 404106
2016-07-31 11:00 | 0 | 0.39257 | 406223
2016-07-31 12:00 | 0.060657 | 0.24848 | 424927
2016-07-31 13:00 | 0.3069 | 0.21703 | 454237
2016-07-31 14:00 | 0.53948 | 0.25043 | 488251
2016-07-31 15:00 | 0.67014 | 0.24027 | 521252
2016-07-31 16:00 | 0.71425 | 0.23091 | 552152
2016-07-31 17:00 | 0.72258 | 0.23936 | 577859
2016-07-31 18:00 | 0.70443 | 0.25966 | 598135
2016-07-31 19:00 | 0.68238 | 0.28345 | 611955
2016-07-31 20:00 | 0.65856 | 0.30274 | 621525
2016-07-31 21:00 | 0.62375 | 0.32034 | 625838
2016-07-31 22:00 | 0.57455 | 0.34373 | 622856
2016-07-31 23:00 | 0.4952 | 0.3943 | 612704
2016-08-01 | 0.363 | 0.49835 | 600594
2016-08-01 01:00 | 0.1693 | 0.67692 | 586283
2016-08-01 02:00 | 0.0091852 | 0.75132 | 562283
2016-08-01 03:00 | 0 | 0.7084 | 529962
2016-08-01 04:00 | 0 | 0.64537 | 496993
2016-08-01 05:00 | 0 | 0.59348 | 468458
2016-08-01 06:00 | 0 | 0.54835 | 446164
2016-08-01 07:00 | 0 | 0.50651 | 430203
2016-08-01 08:00 | 0 | 0.47762 | 423452
2016-08-01 09:00 | 0 | 0.44246 | 426831
2016-08-01 10:00 | 0 | 0.41885 | 441975
2016-08-01 11:00 | 0 | 0.38073 | 460070
2016-08-01 12:00 | 0.052305 | 0.27053 | 483963
2016-08-01 13:00 | 0.3042 | 0.27789 | 514411
2016-08-01 14:00 | 0.53944 | 0.32309 | 548025
2016-08-01 15:00 | 0.65642 | 0.31588 | 581008
2016-08-01 16:00 | 0.71076 | 0.299 | 609100
2016-08-01 17:00 | 0.72584 | 0.29745 | 633495
2016-08-01 18:00 | 0.71825 | 0.30394 | 652822
2016-08-01 19:00 | 0.69983 | 0.30915 | 666006
2016-08-01 20:00 | 0.67798 | 0.31021 | 674610
2016-08-01 21:00 | 0.64316 | 0.30067 | 677045
2016-08-01 22:00 | 0.59272 | 0.28807 | 670787
2016-08-01 23:00 | 0.50427 | 0.2895 | 657844
2016-08-02 | 0.36509 | 0.34786 | 641335
2016-08-02 01:00 | 0.1716 | 0.49155 | 622717
2016-08-02 02:00 | 0.0080411 | 0.55757 | 592757
2016-08-02 03:00 | 0 | 0.55212 | 554537
2016-08-02 04:00 | 0 | 0.5127 | 516692
2016-08-02 05:00 | 0 | 0.4696 | 485217
2016-08-02 06:00 | 0 | 0.43494 | 459636
2016-08-02 07:00 | 0 | 0.41775 | 441125
2016-08-02 08:00 | 0 | 0.40723 | 432409
2016-08-02 09:00 | 0 | 0.37175 | 435990
2016-08-02 10:00 | 0 | 0.32705 | 451272
2016-08-02 11:00 | 0 | 0.27915 | 468913
2016-08-02 12:00 | 0.048246 | 0.16093 | 489949
2016-08-02 13:00 | 0.32003 | 0.12054 | 517096
2016-08-02 14:00 | 0.55232 | 0.12968 | 549361
2016-08-02 15:00 | 0.67168 | 0.11591 | 581580
2016-08-02 16:00 | 0.71549 | 0.091279 | 609773
2016-08-02 17:00 | 0.71817 | 0.079614 | 634098
2016-08-02 18:00 | 0.70055 | 0.077201 | 653280
2016-08-02 19:00 | 0.67166 | 0.081205 | 663366
2016-08-02 20:00 | 0.63982 | 0.090119 | 670381
2016-08-02 21:00 | 0.60078 | 0.10029 | 672154
2016-08-02 22:00 | 0.54948 | 0.11452 | 666562
2016-08-02 23:00 | 0.47508 | 0.14176 | 652378
2016-08-03 | 0.35329 | 0.19993 | 635814
2016-08-03 01:00 | 0.17449 | 0.35508 | 617329
2016-08-03 02:00 | 0.0079898 | 0.45115 | 587534
2016-08-03 03:00 | 0 | 0.46716 | 548730
2016-08-03 04:00 | 0 | 0.45272 | 512360
2016-08-03 05:00 | 0 | 0.43424 | 481561
2016-08-03 06:00 | 0 | 0.42133 | 456311
2016-08-03 07:00 | 0 | 0.40223 | 438423
2016-08-03 08:00 | 0 | 0.38369 | 429382
2016-08-03 09:00 | 0 | 0.36123 | 432012
2016-08-03 10:00 | 0 | 0.34406 | 446890
2016-08-03 11:00 | 0 | 0.33245 | 465284
2016-08-03 12:00 | 0.039294 | 0.23303 | 486959
2016-08-03 13:00 | 0.27726 | 0.22091 | 514567
2016-08-03 14:00 | 0.4906 | 0.27535 | 547136
2016-08-03 15:00 | 0.62632 | 0.31093 | 580434
2016-08-03 16:00 | 0.68886 | 0.33027 | 610440
2016-08-03 17:00 | 0.6969 | 0.34831 | 636024
2016-08-03 18:00 | 0.68356 | 0.36885 | 656420
2016-08-03 19:00 | 0.66007 | 0.38959 | 671477
2016-08-03 20:00 | 0.63215 | 0.41221 | 681036
2016-08-03 21:00 | 0.5959 | 0.43746 | 683380
2016-08-03 22:00 | 0.54986 | 0.46561 | 677806
2016-08-03 23:00 | 0.46279 | 0.49659 | 663640
2016-08-04 | 0.33248 | 0.5591 | 647265
2016-08-04 01:00 | 0.1552 | 0.70639 | 629193
2016-08-04 02:00 | 0.0075409 | 0.76329 | 597187
2016-08-04 03:00 | 0 | 0.74326 | 558357
2016-08-04 04:00 | 0 | 0.70294 | 521327
2016-08-04 05:00 | 0 | 0.66733 | 490549
2016-08-04 06:00 | 0 | 0.64215 | 462055
2016-08-04 07:00 | 0 | 0.61386 | 443032
2016-08-04 08:00 | 0 | 0.58574 | 433845
2016-08-04 09:00 | 0 | 0.55141 | 436996
2016-08-04 10:00 | 0 | 0.52779 | 452952
2016-08-04 11:00 | 0 | 0.49543 | 471032
2016-08-04 12:00 | 0.0423 | 0.38467 | 492757
2016-08-04 13:00 | 0.2758 | 0.40985 | 520777
2016-08-04 14:00 | 0.49975 | 0.46025 | 554967
2016-08-04 15:00 | 0.63117 | 0.44021 | 588187
2016-08-04 16:00 | 0.69771 | 0.41033 | 616495
2016-08-04 17:00 | 0.71181 | 0.392 | 640288
2016-08-04 18:00 | 0.69942 | 0.38077 | 658458
2016-08-04 19:00 | 0.6772 | 0.37279 | 670155
2016-08-04 20:00 | 0.65478 | 0.36342 | 676999
2016-08-04 21:00 | 0.62096 | 0.35518 | 678514
2016-08-04 22:00 | 0.56864 | 0.34563 | 672659
2016-08-04 23:00 | 0.47462 | 0.33134 | 657579
2016-08-05 | 0.3326 | 0.33217 | 641092
2016-08-05 01:00 | 0.14075 | 0.43159 | 623479
2016-08-05 02:00 | 0.0068187 | 0.49068 | 592327
2016-08-05 03:00 | 0 | 0.49867 | 554932
2016-08-05 04:00 | 0 | 0.481 | 518997
2016-08-05 05:00 | 0 | 0.44732 | 487155
2016-08-05 06:00 | 0 | 0.41098 | 461710
2016-08-05 07:00 | 0 | 0.37683 | 444178
2016-08-05 08:00 | 0 | 0.35179 | 434777
2016-08-05 09:00 | 0 | 0.30421 | 437450
2016-08-05 10:00 | 0 | 0.2569 | 450978
2016-08-05 11:00 | 0 | 0.21462 | 467665
2016-08-05 12:00 | 0.044431 | 0.1345 | 489571
2016-08-05 13:00 | 0.28068 | 0.11576 | 517694
2016-08-05 14:00 | 0.52047 | 0.12329 | 548878
2016-08-05 15:00 | 0.6472 | 0.11236 | 579384
2016-08-05 16:00 | 0.69914 | 0.1063 | 605984
2016-08-05 17:00 | 0.70562 | 0.1077 | 629230
2016-08-05 18:00 | 0.68986 | 0.11288 | 646679
2016-08-05 19:00 | 0.66901 | 0.12052 | 657913
2016-08-05 20:00 | 0.64707 | 0.12799 | 662883
2016-08-05 21:00 | 0.61259 | 0.13602 | 661113
2016-08-05 22:00 | 0.56212 | 0.14452 | 651147
2016-08-05 23:00 | 0.47918 | 0.15636 | 634076
2016-08-06 | 0.34817 | 0.19541 | 616767
2016-08-06 01:00 | 0.15655 | 0.31952 | 600353
2016-08-06 02:00 | 0.0057006 | 0.41072 | 573118
2016-08-06 03:00 | 0 | 0.41525 | 539577
2016-08-06 04:00 | 0 | 0.40147 | 506865
2016-08-06 05:00 | 0 | 0.38139 | 477499
2016-08-06 06:00 | 0 | 0.36412 | 453173
2016-08-06 07:00 | 0 | 0.34578 | 435218
2016-08-06 08:00 | 0 | 0.33087 | 423260
2016-08-06 09:00 | 0 | 0.30011 | 418988
2016-08-06 10:00 | 0 | 0.26909 | 419093
2016-08-06 11:00 | 0 | 0.23907 | 424830
2016-08-06 12:00 | 0.030881 | 0.14229 | 443533
2016-08-06 13:00 | 0.30731 | 0.11999 | 472726
2016-08-06 14:00 | 0.55915 | 0.13927 | 507408
2016-08-06 15:00 | 0.67469 | 0.13312 | 541235
2016-08-06 16:00 | 0.72234 | 0.12522 | 569814
2016-08-06 17:00 | 0.72882 | 0.12089 | 592151
2016-08-06 18:00 | 0.71374 | 0.12128 | 608053
2016-08-06 19:00 | 0.69193 | 0.12594 | 619282
2016-08-06 20:00 | 0.6761 | 0.13426 | 626743
2016-08-06 21:00 | 0.65035 | 0.14706 | 629027
2016-08-06 22:00 | 0.61185 | 0.16425 | 623131
2016-08-06 23:00 | 0.53569 | 0.19197 | 609762
2016-08-07 | 0.39696 | 0.25262 | 594637
2016-08-07 01:00 | 0.18537 | 0.38624 | 579373
2016-08-07 02:00 | 0.0048807 | 0.46359 | 551628
2016-08-07 03:00 | 0 | 0.46296 | 518395
2016-08-07 04:00 | 0 | 0.43908 | 487018
2016-08-07 05:00 | 0 | 0.41453 | 460336
2016-08-07 06:00 | 0 | 0.38955 | 436438
2016-08-07 07:00 | 0 | 0.36697 | 418176
2016-08-07 08:00 | 0 | 0.34972 | 405109
2016-08-07 09:00 | 0 | 0.31171 | 398654
2016-08-07 10:00 | 0 | 0.27456 | 396437
2016-08-07 11:00 | 0 | 0.24518 | 400201
2016-08-07 12:00 | 0.026118 | 0.14606 | 417446
2016-08-07 13:00 | 0.33043 | 0.11469 | 445771
2016-08-07 14:00 | 0.61631 | 0.13864 | 476693
2016-08-07 15:00 | 0.72553 | 0.13048 | 508737
2016-08-07 16:00 | 0.77595 | 0.12278 | 537718
2016-08-07 17:00 | 0.77911 | 0.11556 | 561896
2016-08-07 18:00 | 0.7617 | 0.10723 | 580214
2016-08-07 19:00 | 0.74132 | 0.10183 | 594523
2016-08-07 20:00 | 0.72317 | 0.10213 | 604471
2016-08-07 21:00 | 0.70085 | 0.1124 | 610725
2016-08-07 22:00 | 0.66368 | 0.13395 | 609226
2016-08-07 23:00 | 0.57784 | 0.17137 | 598850
2016-08-08 | 0.42484 | 0.24702 | 586835
2016-08-08 01:00 | 0.19436 | 0.40451 | 573941
2016-08-08 02:00 | 0.0054181 | 0.48618 | 547508
2016-08-08 03:00 | 0 | 0.487 | 514602
2016-08-08 04:00 | 0 | 0.46723 | 484360
2016-08-08 05:00 | 0 | 0.44199 | 456614
2016-08-08 06:00 | 0 | 0.40577 | 434810
2016-08-08 07:00 | 0 | 0.37384 | 420049
2016-08-08 08:00 | 0 | 0.35001 | 413608
2016-08-08 09:00 | 0 | 0.3227 | 418611
2016-08-08 10:00 | 0 | 0.3085 | 433554
2016-08-08 11:00 | 0 | 0.30067 | 451396
2016-08-08 12:00 | 0.021898 | 0.2089 | 472744
2016-08-08 13:00 | 0.32077 | 0.20613 | 500555
2016-08-08 14:00 | 0.60304 | 0.28307 | 530957
2016-08-08 15:00 | 0.72266 | 0.2796 | 562651
2016-08-08 16:00 | 0.77921 | 0.26186 | 588832
2016-08-08 17:00 | 0.78282 | 0.24968 | 610947
2016-08-08 18:00 | 0.77012 | 0.24361 | 628214
2016-08-08 19:00 | 0.75604 | 0.24013 | 640296
2016-08-08 20:00 | 0.75031 | 0.23666 | 648566
2016-08-08 21:00 | 0.73576 | 0.23302 | 651755
2016-08-08 22:00 | 0.70293 | 0.23056 | 647720
2016-08-08 23:00 | 0.62164 | 0.23312 | 635421
2016-08-09 | 0.46999 | 0.27498 | 621949
2016-08-09 01:00 | 0.20156 | 0.43935 | 604820
2016-08-09 02:00 | 0.0042747 | 0.5178 | 573048
2016-08-09 03:00 | 0 | 0.49956 | 534744
2016-08-09 04:00 | 0 | 0.46207 | 500652
2016-08-09 05:00 | 0 | 0.43329 | 471436
2016-08-09 06:00 | 0 | 0.40736 | 448168
2016-08-09 07:00 | 0 | 0.38365 | 431015
2016-08-09 08:00 | 0 | 0.36285 | 423605
2016-08-09 09:00 | 0 | 0.33878 | 428396
2016-08-09 10:00 | 0 | 0.30776 | 445945
2016-08-09 11:00 | 0 | 0.27217 | 464137
2016-08-09 12:00 | 0.022785 | 0.15898 | 484561
2016-08-09 13:00 | 0.29108 | 0.10924 | 510825
2016-08-09 14:00 | 0.56184 | 0.10857 | 544130
2016-08-09 15:00 | 0.6824 | 0.10797 | 576327
2016-08-09 16:00 | 0.72681 | 0.10654 | 604939
2016-08-09 17:00 | 0.74396 | 0.11496 | 630306
2016-08-09 18:00 | 0.74255 | 0.13034 | 650268
2016-08-09 19:00 | 0.73141 | 0.15151 | 662438
2016-08-09 20:00 | 0.71932 | 0.17909 | 669236
2016-08-09 21:00 | 0.6956 | 0.21292 | 670932
2016-08-09 22:00 | 0.65384 | 0.257 | 664467
2016-08-09 23:00 | 0.55897 | 0.32428 | 651555
2016-08-10 | 0.41495 | 0.41082 | 638816
2016-08-10 01:00 | 0.19205 | 0.55031 | 622333
2016-08-10 02:00 | 0.0040341 | 0.60296 | 593236
2016-08-10 03:00 | 0 | 0.59299 | 555718
2016-08-10 04:00 | 0 | 0.57594 | 522030
2016-08-10 05:00 | 0 | 0.56092 | 491580
2016-08-10 06:00 | 0 | 0.53996 | 466906
2016-08-10 07:00 | 0 | 0.51022 | 449880
2016-08-10 08:00 | 0 | 0.47646 | 442094
2016-08-10 09:00 | 0 | 0.43962 | 446610
2016-08-10 10:00 | 0 | 0.4016 | 463323
2016-08-10 11:00 | 0 | 0.3741 | 482624
2016-08-10 12:00 | 0.024794 | 0.26147 | 504305
2016-08-10 13:00 | 0.27918 | 0.22074 | 532360
2016-08-10 14:00 | 0.55163 | 0.26815 | 566502
2016-08-10 15:00 | 0.688 | 0.28093 | 600882
2016-08-10 16:00 | 0.75309 | 0.28994 | 630175
2016-08-10 17:00 | 0.75894 | 0.31524 | 654319
2016-08-10 18:00 | 0.73997 | 0.34434 | 672363
2016-08-10 19:00 | 0.71283 | 0.3725 | 683463
2016-08-10 20:00 | 0.68428 | 0.39714 | 692115
2016-08-10 21:00 | 0.64705 | 0.41517 | 694043
2016-08-10 22:00 | 0.59519 | 0.42851 | 689634
2016-08-10 23:00 | 0.5041 | 0.44347 | 676888
2016-08-11 | 0.37368 | 0.50485 | 663518
2016-08-11 01:00 | 0.18008 | 0.61283 | 645779
2016-08-11 02:00 | 0.0058516 | 0.62546 | 613591
2016-08-11 03:00 | 0 | 0.58083 | 574880
2016-08-11 04:00 | 0 | 0.5373 | 539161
2016-08-11 05:00 | 0 | 0.49951 | 506885
2016-08-11 06:00 | 0 | 0.45356 | 480926
2016-08-11 07:00 | 0 | 0.4155 | 463267
2016-08-11 08:00 | 0 | 0.39012 | 454853
2016-08-11 09:00 | 0 | 0.36365 | 459811
2016-08-11 10:00 | 0 | 0.34228 | 477411
2016-08-11 11:00 | 0 | 0.33229 | 496658
2016-08-11 12:00 | 0.02335 | 0.24601 | 520056
2016-08-11 13:00 | 0.28151 | 0.23649 | 548905
2016-08-11 14:00 | 0.52539 | 0.31122 | 584554
2016-08-11 15:00 | 0.6612 | 0.31284 | 620926
2016-08-11 16:00 | 0.72903 | 0.28386 | 650476
2016-08-11 17:00 | 0.74392 | 0.26102 | 672839
2016-08-11 18:00 | 0.73958 | 0.24661 | 691270
2016-08-11 19:00 | 0.73014 | 0.23539 | 704348
2016-08-11 20:00 | 0.72422 | 0.22344 | 711228
2016-08-11 21:00 | 0.71145 | 0.21317 | 712067
2016-08-11 22:00 | 0.67675 | 0.20183 | 705532
2016-08-11 23:00 | 0.58503 | 0.1956 | 693311
2016-08-12 | 0.44402 | 0.23111 | 679786
2016-08-12 01:00 | 0.20224 | 0.32528 | 661145
2016-08-12 02:00 | 0.0027509 | 0.36693 | 627372
2016-08-12 03:00 | 0 | 0.35162 | 587829
2016-08-12 04:00 | 0 | 0.31811 | 552138
2016-08-12 05:00 | 0 | 0.29515 | 518806
2016-08-12 06:00 | 0 | 0.27977 | 491927
2016-08-12 07:00 | 0 | 0.27714 | 472808
2016-08-12 08:00 | 0 | 0.2828 | 463193
2016-08-12 09:00 | 0 | 0.28469 | 466210
2016-08-12 10:00 | 0 | 0.29585 | 482275
2016-08-12 11:00 | 0 | 0.30371 | 501898
2016-08-12 12:00 | 0.028933 | 0.22353 | 523776
2016-08-12 13:00 | 0.37921 | 0.19962 | 552524
2016-08-12 14:00 | 0.59224 | 0.25395 | 585241
2016-08-12 15:00 | 0.73469 | 0.27089 | 618102
2016-08-12 16:00 | 0.7923 | 0.2606 | 645060
2016-08-12 17:00 | 0.80032 | 0.2492 | 667185
2016-08-12 18:00 | 0.79017 | 0.24042 | 683130
2016-08-12 19:00 | 0.77736 | 0.23261 | 691605
2016-08-12 20:00 | 0.76952 | 0.2257 | 693676
2016-08-12 21:00 | 0.75359 | 0.21638 | 691677
2016-08-12 22:00 | 0.71723 | 0.20809 | 681134
2016-08-12 23:00 | 0.61886 | 0.19706 | 662811
2016-08-13 | 0.46548 | 0.20049 | 647312
2016-08-13 01:00 | 0.17651 | 0.27263 | 628394
2016-08-13 02:00 | 0.002373 | 0.2989 | 598858
2016-08-13 03:00 | 0 | 0.30331 | 564410
2016-08-13 04:00 | 0 | 0.30004 | 530967
2016-08-13 05:00 | 0 | 0.29046 | 500597
2016-08-13 06:00 | 0 | 0.28152 | 474944
2016-08-13 07:00 | 0 | 0.27698 | 456605
2016-08-13 08:00 | 0 | 0.28205 | 444618
2016-08-13 09:00 | 0 | 0.28896 | 439691
2016-08-13 10:00 | 0 | 0.30272 | 440900
2016-08-13 11:00 | 0 | 0.31125 | 448811
2016-08-13 12:00 | 0.022261 | 0.18212 | 469762
2016-08-13 13:00 | 0.30415 | 0.1216 | 498958
2016-08-13 14:00 | 0.55874 | 0.18752 | 531719
2016-08-13 15:00 | 0.68077 | 0.2099 | 563517
2016-08-13 16:00 | 0.74825 | 0.21066 | 590577
2016-08-13 17:00 | 0.75538 | 0.20785 | 610030
2016-08-13 18:00 | 0.74625 | 0.20711 | 625920
2016-08-13 19:00 | 0.73706 | 0.20459 | 637776
2016-08-13 20:00 | 0.73421 | 0.20122 | 645466
2016-08-13 21:00 | 0.72411 | 0.20259 | 647940
2016-08-13 22:00 | 0.69047 | 0.20325 | 643110
2016-08-13 23:00 | 0.60151 | 0.20121 | 628592
2016-08-14 | 0.45096 | 0.22888 | 615613
2016-08-14 01:00 | 0.17477 | 0.32009 | 598889
2016-08-14 02:00 | 0.0019266 | 0.34414 | 570370
2016-08-14 03:00 | 0 | 0.33093 | 539040
2016-08-14 04:00 | 0 | 0.30257 | 506573
2016-08-14 05:00 | 0 | 0.2715 | 479368
2016-08-14 06:00 | 0 | 0.2522 | 454836
2016-08-14 07:00 | 0 | 0.2461 | 436168
2016-08-14 08:00 | 0 | 0.25239 | 423088
2016-08-14 09:00 | 0 | 0.25556 | 416755
2016-08-14 10:00 | 0 | 0.25926 | 413239
2016-08-14 11:00 | 0 | 0.26696 | 417707
2016-08-14 12:00 | 0.013324 | 0.18342 | 437681
2016-08-14 13:00 | 0.28149 | 0.081057 | 467631
2016-08-14 14:00 | 0.55697 | 0.10216 | 499596
2016-08-14 15:00 | 0.71097 | 0.12194 | 530843
2016-08-14 16:00 | 0.7797 | 0.12414 | 558890
2016-08-14 17:00 | 0.78958 | 0.12283 | 580961
2016-08-14 18:00 | 0.78177 | 0.12021 | 597919
2016-08-14 19:00 | 0.77136 | 0.11683 | 610934
2016-08-14 20:00 | 0.76805 | 0.11476 | 620918
2016-08-14 21:00 | 0.75908 | 0.11951 | 627236
2016-08-14 22:00 | 0.73106 | 0.13593 | 625583
2016-08-14 23:00 | 0.63973 | 0.17503 | 616316
2016-08-15 | 0.49244 | 0.26448 | 607623
2016-08-15 01:00 | 0.16875 | 0.41268 | 594043
2016-08-15 02:00 | 0.001872 | 0.4791 | 565864
2016-08-15 03:00 | 0 | 0.48517 | 531803
2016-08-15 04:00 | 0 | 0.45914 | 498640
2016-08-15 05:00 | 0 | 0.41846 | 471763
2016-08-15 06:00 | 0 | 0.36793 | 448691
2016-08-15 07:00 | 0 | 0.32262 | 433241
2016-08-15 08:00 | 0 | 0.29669 | 426487
2016-08-15 09:00 | 0 | 0.27569 | 430827
2016-08-15 10:00 | 0 | 0.25622 | 448712
2016-08-15 11:00 | 0 | 0.24651 | 470395
2016-08-15 12:00 | 0.012353 | 0.16435 | 491924
2016-08-15 13:00 | 0.30937 | 0.069014 | 518273
2016-08-15 14:00 | 0.59267 | 0.088494 | 549237
2016-08-15 15:00 | 0.72274 | 0.10299 | 578771
2016-08-15 16:00 | 0.79137 | 0.099849 | 603983
2016-08-15 17:00 | 0.79541 | 0.096078 | 625189
2016-08-15 18:00 | 0.78899 | 0.094523 | 639774
2016-08-15 19:00 | 0.78027 | 0.090157 | 650054
2016-08-15 20:00 | 0.77944 | 0.085994 | 657927
2016-08-15 21:00 | 0.77271 | 0.083351 | 659978
2016-08-15 22:00 | 0.73597 | 0.08577 | 653805
2016-08-15 23:00 | 0.65013 | 0.10347 | 641039
2016-08-16 | 0.44945 | 0.18408 | 631686
2016-08-16 01:00 | 0.14935 | 0.37549 | 615028
2016-08-16 02:00 | 0.0013284 | 0.45391 | 582698
2016-08-16 03:00 | 0 | 0.44857 | 545197
2016-08-16 04:00 | 0 | 0.41433 | 509549
2016-08-16 05:00 | 0 | 0.37218 | 478492
2016-08-16 06:00 | 0 | 0.33314 | 454127
2016-08-16 07:00 | 0 | 0.30325 | 437248
2016-08-16 08:00 | 0 | 0.28845 | 429944
2016-08-16 09:00 | 0 | 0.26867 | 434927
2016-08-16 10:00 | 0 | 0.24874 | 453229
2016-08-16 11:00 | 0 | 0.22963 | 473966
2016-08-16 12:00 | 0.0092355 | 0.14056 | 495516
2016-08-16 13:00 | 0.28331 | 0.051648 | 521078
2016-08-16 14:00 | 0.57119 | 0.056231 | 551975
2016-08-16 15:00 | 0.70787 | 0.060625 | 581844
2016-08-16 16:00 | 0.78072 | 0.053736 | 607904
2016-08-16 17:00 | 0.78906 | 0.053604 | 629406
2016-08-16 18:00 | 0.78463 | 0.05687 | 645681
2016-08-16 19:00 | 0.77302 | 0.062372 | 655792
2016-08-16 20:00 | 0.76603 | 0.066764 | 662781
2016-08-16 21:00 | 0.74996 | 0.069338 | 666103
2016-08-16 22:00 | 0.71012 | 0.072832 | 660448
2016-08-16 23:00 | 0.60708 | 0.084518 | 649221
2016-08-17 | 0.44795 | 0.15009 | 639748
2016-08-17 01:00 | 0.15171 | 0.32549 | 622478
2016-08-17 02:00 | 0.0010527 | 0.45808 | 589902
2016-08-17 03:00 | 0 | 0.50813 | 551696
2016-08-17 04:00 | 0 | 0.5059 | 516398
2016-08-17 05:00 | 0 | 0.48228 | 486058
2016-08-17 06:00 | 0 | 0.44557 | 460748
2016-08-17 07:00 | 0 | 0.40621 | 442708
2016-08-17 08:00 | 0 | 0.37314 | 435260
2016-08-17 09:00 | 0 | 0.34232 | 439205
2016-08-17 10:00 | 0 | 0.31243 | 458406
2016-08-17 11:00 | 0 | 0.28656 | 480095
2016-08-17 12:00 | 0.012567 | 0.19383 | 498402
2016-08-17 13:00 | 0.26067 | 0.073587 | 521282
2016-08-17 14:00 | 0.55729 | 0.071133 | 549024
2016-08-17 15:00 | 0.68897 | 0.09353 | 576883
2016-08-17 16:00 | 0.7567 | 0.087068 | 602481
2016-08-17 17:00 | 0.76117 | 0.081991 | 624699
2016-08-17 18:00 | 0.74929 | 0.082665 | 642586
2016-08-17 19:00 | 0.73194 | 0.087826 | 655492
2016-08-17 20:00 | 0.71499 | 0.095316 | 665307
2016-08-17 21:00 | 0.6887 | 0.10494 | 668430
2016-08-17 22:00 | 0.64275 | 0.12331 | 661194
2016-08-17 23:00 | 0.55131 | 0.16434 | 646276
2016-08-18 | 0.39303 | 0.28131 | 634017
2016-08-18 01:00 | 0.13733 | 0.49705 | 614945
2016-08-18 02:00 | 0.00087392 | 0.59306 | 582294
2016-08-18 03:00 | 0 | 0.59951 | 543538
2016-08-18 04:00 | 0 | 0.5683 | 507707
2016-08-18 05:00 | 0 | 0.52202 | 476687
2016-08-18 06:00 | 0 | 0.47123 | 452939
2016-08-18 07:00 | 0 | 0.42708 | 435719
2016-08-18 08:00 | 0 | 0.39466 | 427768
2016-08-18 09:00 | 0 | 0.36329 | 433040
2016-08-18 10:00 | 0 | 0.33661 | 452116
2016-08-18 11:00 | 0 | 0.31639 | 472052
2016-08-18 12:00 | 0.011263 | 0.21381 | 491223
2016-08-18 13:00 | 0.21073 | 0.12739 | 514763
2016-08-18 14:00 | 0.5107 | 0.14382 | 543408
2016-08-18 15:00 | 0.6546 | 0.19398 | 573296
2016-08-18 16:00 | 0.71729 | 0.21998 | 600194
2016-08-18 17:00 | 0.7186 | 0.2405 | 623965
2016-08-18 18:00 | 0.705 | 0.25574 | 642152
2016-08-18 19:00 | 0.68509 | 0.26202 | 654155
2016-08-18 20:00 | 0.66528 | 0.26493 | 661159
2016-08-18 21:00 | 0.63851 | 0.2712 | 661487
2016-08-18 22:00 | 0.59625 | 0.28502 | 652540
2016-08-18 23:00 | 0.51321 | 0.31179 | 637120
2016-08-19 | 0.36767 | 0.37656 | 625313
2016-08-19 01:00 | 0.1255 | 0.48303 | 608471
2016-08-19 02:00 | 0.0008235 | 0.48442 | 577238
2016-08-19 03:00 | 0 | 0.45453 | 539195
2016-08-19 04:00 | 0 | 0.42122 | 504080
2016-08-19 05:00 | 0 | 0.384 | 473150
2016-08-19 06:00 | 0 | 0.34943 | 449103
2016-08-19 07:00 | 0 | 0.3191 | 431993
2016-08-19 08:00 | 0 | 0.2974 | 424279
2016-08-19 09:00 | 0 | 0.26884 | 428643
2016-08-19 10:00 | 0 | 0.25134 | 445811
2016-08-19 11:00 | 0 | 0.23997 | 465515
2016-08-19 12:00 | 0.005565 | 0.17183 | 485714
2016-08-19 13:00 | 0.21476 | 0.14747 | 509916
2016-08-19 14:00 | 0.51358 | 0.17063 | 539855
2016-08-19 15:00 | 0.6533 | 0.17149 | 568155
2016-08-19 16:00 | 0.71484 | 0.1638 | 593314
2016-08-19 17:00 | 0.72651 | 0.16043 | 615385
2016-08-19 18:00 | 0.71734 | 0.16482 | 632255
2016-08-19 19:00 | 0.69989 | 0.17465 | 642342
2016-08-19 20:00 | 0.68646 | 0.1921 | 647445
2016-08-19 21:00 | 0.65971 | 0.2164 | 645344
2016-08-19 22:00 | 0.61422 | 0.24302 | 633038
2016-08-19 23:00 | 0.52645 | 0.27205 | 613220
2016-08-20 | 0.38007 | 0.31468 | 598060
2016-08-20 01:00 | 0.12132 | 0.37498 | 580612
2016-08-20 02:00 | 0.00057373 | 0.39779 | 551582
2016-08-20 03:00 | 0 | 0.38812 | 517337
2016-08-20 04:00 | 0 | 0.37029 | 484281
2016-08-20 05:00 | 0 | 0.36571 | 457219
2016-08-20 06:00 | 0 | 0.37016 | 434967
2016-08-20 07:00 | 0 | 0.38258 | 418235
2016-08-20 08:00 | 0 | 0.40526 | 407918
2016-08-20 09:00 | 0 | 0.4167 | 404022
2016-08-20 10:00 | 0 | 0.42236 | 406349
2016-08-20 11:00 | 0 | 0.41697 | 414084
2016-08-20 12:00 | 0.0048235 | 0.36811 | 434124
2016-08-20 13:00 | 0.22043 | 0.37851 | 461548
2016-08-20 14:00 | 0.51253 | 0.40751 | 491914
2016-08-20 15:00 | 0.68287 | 0.38884 | 520936
2016-08-20 16:00 | 0.74524 | 0.34559 | 543602
2016-08-20 17:00 | 0.75301 | 0.30832 | 560233
2016-08-20 18:00 | 0.74165 | 0.28288 | 572044
2016-08-20 19:00 | 0.72399 | 0.26816 | 580000
2016-08-20 20:00 | 0.71042 | 0.25939 | 587024
2016-08-20 21:00 | 0.68525 | 0.25146 | 589548
2016-08-20 22:00 | 0.64615 | 0.23869 | 583463
2016-08-20 23:00 | 0.55224 | 0.2153 | 570525
2016-08-21 | 0.39487 | 0.21739 | 560708
2016-08-21 01:00 | 0.12058 | 0.28206 | 546320
2016-08-21 02:00 | 0.00045065 | 0.28246 | 522016
2016-08-21 03:00 | 0 | 0.27102 | 492804
2016-08-21 04:00 | 0 | 0.26523 | 463664
2016-08-21 05:00 | 0 | 0.27143 | 439723
2016-08-21 06:00 | 0 | 0.29207 | 419299
2016-08-21 07:00 | 0 | 0.32059 | 403933
2016-08-21 08:00 | 0 | 0.35417 | 393719
2016-08-21 09:00 | 0 | 0.35968 | 388523
2016-08-21 10:00 | 0 | 0.36264 | 389420
2016-08-21 11:00 | 0 | 0.37141 | 393384
2016-08-21 12:00 | 0.0057517 | 0.29295 | 409119
2016-08-21 13:00 | 0.21642 | 0.11582 | 434233
2016-08-21 14:00 | 0.50111 | 0.10087 | 460036
2016-08-21 15:00 | 0.65985 | 0.12374 | 486552
2016-08-21 16:00 | 0.7245 | 0.13003 | 510928
2016-08-21 17:00 | 0.73089 | 0.13142 | 530086
2016-08-21 18:00 | 0.71727 | 0.13587 | 544479
2016-08-21 19:00 | 0.69366 | 0.1385 | 554802
2016-08-21 20:00 | 0.67056 | 0.13882 | 562710
2016-08-21 21:00 | 0.63575 | 0.14005 | 569215
2016-08-21 22:00 | 0.58863 | 0.14589 | 568881
2016-08-21 23:00 | 0.4868 | 0.16635 | 561221
2016-08-22 | 0.3314 | 0.28692 | 553368
2016-08-22 01:00 | 0.10468 | 0.50836 | 540660
2016-08-22 02:00 | 0.00030083 | 0.60944 | 513972
2016-08-22 03:00 | 0 | 0.66037 | 480482
2016-08-22 04:00 | 0 | 0.67995 | 450332
2016-08-22 05:00 | 0 | 0.68185 | 424764
2016-08-22 06:00 | 0 | 0.66956 | 405107
2016-08-22 07:00 | 0 | 0.65537 | 391802
2016-08-22 08:00 | 0 | 0.63987 | 386560
2016-08-22 09:00 | 0 | 0.60992 | 392538
2016-08-22 10:00 | 0 | 0.5833 | 411037
2016-08-22 11:00 | 0 | 0.56115 | 432991
2016-08-22 12:00 | 0.0041716 | 0.42068 | 452576
2016-08-22 13:00 | 0.18375 | 0.30854 | 476225
2016-08-22 14:00 | 0.42998 | 0.36692 | 502924
2016-08-22 15:00 | 0.56726 | 0.4156 | 527223
2016-08-22 16:00 | 0.63076 | 0.44653 | 548113
2016-08-22 17:00 | 0.64144 | 0.47295 | 567815
2016-08-22 18:00 | 0.63187 | 0.49328 | 584628
2016-08-22 19:00 | 0.61481 | 0.51186 | 597886
2016-08-22 20:00 | 0.59968 | 0.53016 | 606740
2016-08-22 21:00 | 0.57146 | 0.54744 | 610780
2016-08-22 22:00 | 0.52362 | 0.56393 | 605164
2016-08-22 23:00 | 0.43472 | 0.58351 | 590472
2016-08-23 | 0.29031 | 0.66768 | 578424
2016-08-23 01:00 | 0.078792 | 0.77064 | 561596
2016-08-23 02:00 | 0.00027031 | 0.79172 | 528809
2016-08-23 03:00 | 0 | 0.78834 | 492151
2016-08-23 04:00 | 0 | 0.77278 | 459051
2016-08-23 05:00 | 0 | 0.74906 | 431811
2016-08-23 06:00 | 0 | 0.72738 | 410817
2016-08-23 07:00 | 0 | 0.7164 | 396993
2016-08-23 08:00 | 0 | 0.71213 | 390746
2016-08-23 09:00 | 0 | 0.70078 | 397163
2016-08-23 10:00 | 0 | 0.68274 | 416794
2016-08-23 11:00 | 0 | 0.66108 | 437417
2016-08-23 12:00 | 0.0058434 | 0.57613 | 454648
2016-08-23 13:00 | 0.19091 | 0.48957 | 477293
2016-08-23 14:00 | 0.46838 | 0.65188 | 505355
2016-08-23 15:00 | 0.62111 | 0.70389 | 533055
2016-08-23 16:00 | 0.69978 | 0.71381 | 557774
2016-08-23 17:00 | 0.70799 | 0.72873 | 579989
2016-08-23 18:00 | 0.69882 | 0.7395 | 599625
2016-08-23 19:00 | 0.67758 | 0.74171 | 613462
2016-08-23 20:00 | 0.65422 | 0.73541 | 623291
2016-08-23 21:00 | 0.62124 | 0.71634 | 628108
2016-08-23 22:00 | 0.57461 | 0.68637 | 622384
2016-08-23 23:00 | 0.49133 | 0.67594 | 608385
2016-08-24 | 0.35592 | 0.70401 | 598766
2016-08-24 01:00 | 0.12161 | 0.78605 | 581939
2016-08-24 02:00 | 0.00018064 | 0.79012 | 548730
2016-08-24 03:00 | 0 | 0.76602 | 510750
2016-08-24 04:00 | 0 | 0.72337 | 477056
2016-08-24 05:00 | 0 | 0.68322 | 447879
2016-08-24 06:00 | 0 | 0.64663 | 425903
2016-08-24 07:00 | 0 | 0.62037 | 410647
2016-08-24 08:00 | 0 | 0.59591 | 403762
2016-08-24 09:00 | 0 | 0.56374 | 409712
2016-08-24 10:00 | 0 | 0.54099 | 428782
2016-08-24 11:00 | 0 | 0.51445 | 447986
2016-08-24 12:00 | 0.002651 | 0.40182 | 465480
2016-08-24 13:00 | 0.17495 | 0.3445 | 488202
2016-08-24 14:00 | 0.49969 | 0.41249 | 516237
2016-08-24 15:00 | 0.64902 | 0.43558 | 544552
2016-08-24 16:00 | 0.73625 | 0.43189 | 569357
2016-08-24 17:00 | 0.7462 | 0.42352 | 593181
2016-08-24 18:00 | 0.73551 | 0.41766 | 614042
2016-08-24 19:00 | 0.71702 | 0.40948 | 628911
2016-08-24 20:00 | 0.70307 | 0.39649 | 639660
2016-08-24 21:00 | 0.67625 | 0.37921 | 644653
2016-08-24 22:00 | 0.63399 | 0.36024 | 639097
2016-08-24 23:00 | 0.54331 | 0.34854 | 626278
2016-08-25 | 0.38736 | 0.38215 | 615389
2016-08-25 01:00 | 0.11753 | 0.44931 | 596882
2016-08-25 02:00 | 0.00014435 | 0.44392 | 563679
2016-08-25 03:00 | 0 | 0.42542 | 524938
2016-08-25 04:00 | 0 | 0.40783 | 489614
2016-08-25 05:00 | 0 | 0.38474 | 461217
2016-08-25 06:00 | 0 | 0.36616 | 437953
2016-08-25 07:00 | 0 | 0.35456 | 421820
2016-08-25 08:00 | 0 | 0.35169 | 415450
2016-08-25 09:00 | 0 | 0.33664 | 420070
2016-08-25 10:00 | 0 | 0.32175 | 439258
2016-08-25 11:00 | 0 | 0.30558 | 460850
2016-08-25 12:00 | 0.0014828 | 0.22825 | 479942
2016-08-25 13:00 | 0.19025 | 0.21003 | 504835
2016-08-25 14:00 | 0.50505 | 0.2257 | 535488
2016-08-25 15:00 | 0.66323 | 0.20138 | 565825
2016-08-25 16:00 | 0.73232 | 0.16639 | 594468
2016-08-25 17:00 | 0.73188 | 0.14131 | 620489
2016-08-25 18:00 | 0.72238 | 0.1255 | 639768
2016-08-25 19:00 | 0.70157 | 0.11461 | 652454
2016-08-25 20:00 | 0.67938 | 0.10615 | 659693
2016-08-25 21:00 | 0.64155 | 0.098582 | 660450
2016-08-25 22:00 | 0.58744 | 0.092967 | 651636
2016-08-25 23:00 | 0.48602 | 0.094251 | 636994
2016-08-26 | 0.33693 | 0.13664 | 625254
2016-08-26 01:00 | 0.11164 | 0.20275 | 606013
2016-08-26 02:00 | 0.00012143 | 0.23386 | 572344
2016-08-26 03:00 | 0 | 0.24303 | 533346
2016-08-26 04:00 | 0 | 0.24733 | 497549
2016-08-26 05:00 | 0 | 0.25384 | 467937
2016-08-26 06:00 | 0 | 0.26083 | 444734
2016-08-26 07:00 | 0 | 0.26509 | 428458
2016-08-26 08:00 | 0 | 0.26099 | 420866
2016-08-26 09:00 | 0 | 0.24152 | 425519
2016-08-26 10:00 | 0 | 0.22178 | 444728
2016-08-26 11:00 | 0 | 0.20676 | 466043
2016-08-26 12:00 | 0.00091518 | 0.13815 | 487524
2016-08-26 13:00 | 0.15143 | 0.054934 | 514353
2016-08-26 14:00 | 0.45747 | 0.063852 | 545261
2016-08-26 15:00 | 0.6085 | 0.079083 | 576723
2016-08-26 16:00 | 0.68776 | 0.081088 | 603840
2016-08-26 17:00 | 0.69877 | 0.079802 | 625441
2016-08-26 18:00 | 0.69527 | 0.080306 | 641847
2016-08-26 19:00 | 0.68315 | 0.083409 | 651451
2016-08-26 20:00 | 0.67757 | 0.088855 | 655480
2016-08-26 21:00 | 0.65818 | 0.091578 | 653550
2016-08-26 22:00 | 0.62565 | 0.092799 | 639815
2016-08-26 23:00 | 0.53257 | 0.10342 | 617267
2016-08-27 | 0.36912 | 0.16296 | 600923
2016-08-27 01:00 | 0.10772 | 0.29295 | 580016
2016-08-27 02:00 | 8.82e-05 | 0.34269 | 549444
2016-08-27 03:00 | 0 | 0.34466 | 516865
2016-08-27 04:00 | 0 | 0.32549 | 484549
2016-08-27 05:00 | 0 | 0.30134 | 455263
2016-08-27 06:00 | 0 | 0.28369 | 431590
2016-08-27 07:00 | 0 | 0.27119 | 414085
2016-08-27 08:00 | 0 | 0.2596 | 404444
2016-08-27 09:00 | 0 | 0.24432 | 400736
2016-08-27 10:00 | 0 | 0.22976 | 403135
2016-08-27 11:00 | 0 | 0.21675 | 411095
2016-08-27 12:00 | 0.0013379 | 0.17531 | 431558
2016-08-27 13:00 | 0.19779 | 0.094248 | 461423
2016-08-27 14:00 | 0.52467 | 0.080179 | 494132
2016-08-27 15:00 | 0.66568 | 0.083477 | 525588
2016-08-27 16:00 | 0.73359 | 0.082004 | 554105
2016-08-27 17:00 | 0.73622 | 0.081013 | 576251
2016-08-27 18:00 | 0.72366 | 0.084226 | 591311
2016-08-27 19:00 | 0.7078 | 0.090188 | 600803
2016-08-27 20:00 | 0.6966 | 0.094977 | 606858
2016-08-27 21:00 | 0.67443 | 0.096909 | 604271
2016-08-27 22:00 | 0.63086 | 0.10044 | 598870
2016-08-27 23:00 | 0.52953 | 0.1185 | 582528
2016-08-28 | 0.37143 | 0.21214 | 569917
2016-08-28 01:00 | 0.10772 | 0.39989 | 553360
2016-08-28 02:00 | 6.99e-05 | 0.50411 | 527742
2016-08-28 03:00 | 0 | 0.56779 | 498208
2016-08-28 04:00 | 0 | 0.5835 | 468879
2016-08-28 05:00 | 0 | 0.57876 | 442377
2016-08-28 06:00 | 0 | 0.56108 | 421597
2016-08-28 07:00 | 0 | 0.53709 | 406476
2016-08-28 08:00 | 0 | 0.50794 | 395549
2016-08-28 09:00 | 0 | 0.46967 | 390437
2016-08-28 10:00 | 0 | 0.43086 | 390275
2016-08-28 11:00 | 0 | 0.39412 | 394254
2016-08-28 12:00 | 0.001114 | 0.29666 | 413566
2016-08-28 13:00 | 0.16993 | 0.14677 | 444935
2016-08-28 14:00 | 0.51481 | 0.11337 | 478450
2016-08-28 15:00 | 0.70123 | 0.12905 | 511645
2016-08-28 16:00 | 0.74097 | 0.13346 | 544093
2016-08-28 17:00 | 0.73852 | 0.1429 | 570618
2016-08-28 18:00 | 0.7271 | 0.15782 | 591249
2016-08-28 19:00 | 0.70835 | 0.17169 | 604776
2016-08-28 20:00 | 0.69415 | 0.18176 | 615064
2016-08-28 21:00 | 0.66962 | 0.19337 | 618991
2016-08-28 22:00 | 0.63207 | 0.21031 | 613165
2016-08-28 23:00 | 0.54545 | 0.24449 | 600665
2016-08-29 | 0.39528 | 0.34037 | 591304
2016-08-29 01:00 | 0.10675 | 0.45827 | 573739
2016-08-29 02:00 | 5.59e-05 | 0.48791 | 542108
2016-08-29 03:00 | 0 | 0.46879 | 506758
2016-08-29 04:00 | 0 | 0.44464 | 473517
2016-08-29 05:00 | 0 | 0.41794 | 446810
2016-08-29 06:00 | 0 | 0.38593 | 426452
2016-08-29 07:00 | 0 | 0.34588 | 412154
2016-08-29 08:00 | 0 | 0.30888 | 407216
2016-08-29 09:00 | 0 | 0.26784 | 414170
2016-08-29 10:00 | 0 | 0.23722 | 436856
2016-08-29 11:00 | 0 | 0.21294 | 457948
2016-08-29 12:00 | 0.00035055 | 0.15933 | 478038
2016-08-29 13:00 | 0.11591 | 0.093916 | 505765
2016-08-29 14:00 | 0.4552 | 0.09843 | 537954
2016-08-29 15:00 | 0.64028 | 0.10148 | 569735
2016-08-29 16:00 | 0.68052 | 0.10179 | 599965
2016-08-29 17:00 | 0.68775 | 0.10087 | 625021
2016-08-29 18:00 | 0.68073 | 0.099487 | 643308
2016-08-29 19:00 | 0.66668 | 0.097022 | 654056
2016-08-29 20:00 | 0.65452 | 0.093777 | 659447
2016-08-29 21:00 | 0.63131 | 0.089649 | 660975
2016-08-29 22:00 | 0.5926 | 0.08957 | 653722
2016-08-29 23:00 | 0.50494 | 0.097512 | 638313
2016-08-30 | 0.34953 | 0.13695 | 627299
2016-08-30 01:00 | 0.087471 | 0.24224 | 604806
2016-08-30 02:00 | 3.78e-05 | 0.29957 | 566777
2016-08-30 03:00 | 0 | 0.30269 | 525022
2016-08-30 04:00 | 0 | 0.28566 | 488171
2016-08-30 05:00 | 0 | 0.2605 | 457494
2016-08-30 06:00 | 0 | 0.23564 | 433597
2016-08-30 07:00 | 0 | 0.21216 | 417950
2016-08-30 08:00 | 0 | 0.19368 | 410177
2016-08-30 09:00 | 0 | 0.18147 | 416385
2016-08-30 10:00 | 0 | 0.17555 | 437575
2016-08-30 11:00 | 0 | 0.17022 | 456389
2016-08-30 12:00 | 0.00053928 | 0.14054 | 474287
2016-08-30 13:00 | 0.13172 | 0.069301 | 498228
2016-08-30 14:00 | 0.46218 | 0.063872 | 528147
2016-08-30 15:00 | 0.64212 | 0.078612 | 558262
2016-08-30 16:00 | 0.68701 | 0.079106 | 585627
2016-08-30 17:00 | 0.69402 | 0.077045 | 610613
2016-08-30 18:00 | 0.68564 | 0.077924 | 629443
2016-08-30 19:00 | 0.67238 | 0.0816 | 642942
2016-08-30 20:00 | 0.66437 | 0.085914 | 651700
2016-08-30 21:00 | 0.6468 | 0.090645 | 654714
2016-08-30 22:00 | 0.61424 | 0.10067 | 646260
2016-08-30 23:00 | 0.52036 | 0.12602 | 631370
2016-08-31 | 0.35379 | 0.19801 | 620327
2016-08-31 01:00 | 0.084828 | 0.32277 | 599178
2016-08-31 02:00 | 2.16e-05 | 0.3719 | 562468
2016-08-31 03:00 | 0 | 0.36627 | 522581
2016-08-31 04:00 | 0 | 0.34445 | 487285
2016-08-31 05:00 | 0 | 0.31393 | 460254
2016-08-31 06:00 | 0 | 0.28812 | 436830
2016-08-31 07:00 | 0 | 0.2679 | 423222
2016-08-31 08:00 | 0 | 0.24853 | 416224
2016-08-31 09:00 | 0 | 0.23066 | 422535
2016-08-31 10:00 | 0 | 0.21796 | 442793
2016-08-31 11:00 | 0 | 0.21192 | 462873
2016-08-31 12:00 | 0.00039584 | 0.17745 | 481439
2016-08-31 13:00 | 0.13336 | 0.09154 | 503448
2016-08-31 14:00 | 0.46067 | 0.077274 | 531164
2016-08-31 15:00 | 0.66748 | 0.11177 | 558056
2016-08-31 16:00 | 0.71397 | 0.13861 | 583431
2016-08-31 17:00 | 0.71473 | 0.15446 | 606050
2016-08-31 18:00 | 0.70306 | 0.16454 | 622657
2016-08-31 19:00 | 0.68818 | 0.17267 | 632821
2016-08-31 20:00 | 0.67664 | 0.18262 | 640752
2016-08-31 21:00 | 0.65788 | 0.19286 | 640375
2016-08-31 22:00 | 0.61744 | 0.20399 | 631718
2016-08-31 23:00 | 0.52175 | 0.22835 | 619018
2016-09-01 | 0.3516 | 0.31722 | 609097
2016-09-01 01:00 | 0.084384 | 0.41979 | 588286
2016-09-01 02:00 | 2.92e-05 | 0.42808 | 555048
2016-09-01 03:00 | 0 | 0.41544 | 516859
2016-09-01 04:00 | 0 | 0.40646 | 482326
2016-09-01 05:00 | 0 | 0.38752 | 453317
2016-09-01 06:00 | 0 | 0.36493 | 431277
2016-09-01 07:00 | 0 | 0.35083 | 415650
2016-09-01 08:00 | 0 | 0.33842 | 408914
2016-09-01 09:00 | 0 | 0.32012 | 414048
2016-09-01 10:00 | 0 | 0.3103 | 435041
2016-09-01 11:00 | 0 | 0.30604 | 454300
2016-09-01 12:00 | 0.0005094 | 0.25121 | 469139
2016-09-01 13:00 | 0.15226 | 0.14592 | 490089
2016-09-01 14:00 | 0.49696 | 0.17423 | 514772
2016-09-01 15:00 | 0.65849 | 0.22207 | 538909
2016-09-01 16:00 | 0.71559 | 0.23451 | 559226
2016-09-01 17:00 | 0.70821 | 0.23584 | 577014
2016-09-01 18:00 | 0.69031 | 0.23851 | 588812
2016-09-01 19:00 | 0.66929 | 0.24393 | 595831
2016-09-01 20:00 | 0.65549 | 0.25295 | 599406
2016-09-01 21:00 | 0.63119 | 0.26995 | 599573
2016-09-01 22:00 | 0.58734 | 0.30074 | 590983
2016-09-01 23:00 | 0.49045 | 0.3475 | 579268
2016-09-02 | 0.32412 | 0.47134 | 570677
2016-09-02 01:00 | 0.084028 | 0.61715 | 555203
2016-09-02 02:00 | 2.26e-05 | 0.63021 | 524072
2016-09-02 03:00 | 0 | 0.60275 | 489864
2016-09-02 04:00 | 0 | 0.56072 | 458419
2016-09-02 05:00 | 0 | 0.52325 | 432694
2016-09-02 06:00 | 0 | 0.49734 | 411570
2016-09-02 07:00 | 0 | 0.47989 | 397043
2016-09-02 08:00 | 0 | 0.46549 | 390801
2016-09-02 09:00 | 0 | 0.44282 | 395237
2016-09-02 10:00 | 0 | 0.4255 | 411279
2016-09-02 11:00 | 0 | 0.4151 | 429471
2016-09-02 12:00 | 0.00042728 | 0.3484 | 443622
2016-09-02 13:00 | 0.1337 | 0.30817 | 461899
2016-09-02 14:00 | 0.50201 | 0.37917 | 482422
2016-09-02 15:00 | 0.66406 | 0.39159 | 500856
2016-09-02 16:00 | 0.74447 | 0.38336 | 516563
2016-09-02 17:00 | 0.7379 | 0.37678 | 531791
2016-09-02 18:00 | 0.71512 | 0.37269 | 544019
2016-09-02 19:00 | 0.69416 | 0.37365 | 551969
2016-09-02 20:00 | 0.686 | 0.3788 | 557436
2016-09-02 21:00 | 0.669 | 0.38868 | 558648
2016-09-02 22:00 | 0.62719 | 0.40654 | 549446
2016-09-02 23:00 | 0.53124 | 0.44497 | 535830
2016-09-03 | 0.36338 | 0.55731 | 525082
2016-09-03 01:00 | 0.076612 | 0.69957 | 509780
2016-09-03 02:00 | 1.16e-05 | 0.73045 | 484607
2016-09-03 03:00 | 0 | 0.72024 | 455399
2016-09-03 04:00 | 0 | 0.69218 | 428410
2016-09-03 05:00 | 0 | 0.6557 | 405539
2016-09-03 06:00 | 0 | 0.62371 | 386607
2016-09-03 07:00 | 0 | 0.59174 | 372541
2016-09-03 08:00 | 0 | 0.56654 | 363495
2016-09-03 09:00 | 0 | 0.53006 | 359961
2016-09-03 10:00 | 0 | 0.48457 | 362478
2016-09-03 11:00 | 0 | 0.45141 | 365475
2016-09-03 12:00 | 0.00026946 | 0.37715 | 378162
2016-09-03 13:00 | 0.14297 | 0.30753 | 398947
2016-09-03 14:00 | 0.46494 | 0.36399 | 422857
2016-09-03 15:00 | 0.65628 | 0.3858 | 445178
2016-09-03 16:00 | 0.71378 | 0.37665 | 465906
2016-09-03 17:00 | 0.7163 | 0.37307 | 482753
2016-09-03 18:00 | 0.70862 | 0.37758 | 496541
2016-09-03 19:00 | 0.69919 | 0.38274 | 507892
2016-09-03 20:00 | 0.6969 | 0.38671 | 516890
2016-09-03 21:00 | 0.68603 | 0.39511 | 521120
2016-09-03 22:00 | 0.64744 | 0.41264 | 517258
2016-09-03 23:00 | 0.55155 | 0.44524 | 507028
2016-09-04 | 0.36376 | 0.5436 | 497324
2016-09-04 01:00 | 0.06943 | 0.6567 | 483109
2016-09-04 02:00 | 1.07e-05 | 0.66084 | 460774
2016-09-04 03:00 | 0 | 0.63165 | 435321
2016-09-04 04:00 | 0 | 0.59471 | 410858
2016-09-04 05:00 | 0 | 0.55744 | 389279
2016-09-04 06:00 | 0 | 0.51656 | 372139
2016-09-04 07:00 | 0 | 0.48101 | 359705
2016-09-04 08:00 | 0 | 0.45409 | 352011
2016-09-04 09:00 | 0 | 0.43479 | 348343
2016-09-04 10:00 | 0 | 0.42339 | 347660
2016-09-04 11:00 | 0 | 0.41171 | 350404
2016-09-04 12:00 | 0.00018684 | 0.38081 | 362722
2016-09-04 13:00 | 0.15832 | 0.34319 | 385606
2016-09-04 14:00 | 0.52897 | 0.41473 | 411518
2016-09-04 15:00 | 0.73945 | 0.43932 | 436974
2016-09-04 16:00 | 0.77549 | 0.44193 | 461851
2016-09-04 17:00 | 0.7805 | 0.45039 | 483097
2016-09-04 18:00 | 0.77441 | 0.47322 | 499644
2016-09-04 19:00 | 0.76705 | 0.50443 | 512563
2016-09-04 20:00 | 0.76947 | 0.53568 | 522026
2016-09-04 21:00 | 0.77008 | 0.56743 | 526330
2016-09-04 22:00 | 0.74048 | 0.60133 | 521745
2016-09-04 23:00 | 0.63792 | 0.63486 | 509010
2016-09-05 | 0.42382 | 0.68672 | 499706
2016-09-05 01:00 | 0.075843 | 0.73287 | 485495
2016-09-05 02:00 | 1.29e-05 | 0.71088 | 462737
2016-09-05 03:00 | 0 | 0.6759 | 437089
2016-09-05 04:00 | 0 | 0.64226 | 412375
2016-09-05 05:00 | 0 | 0.61815 | 389910
2016-09-05 06:00 | 0 | 0.59708 | 373373
2016-09-05 07:00 | 0 | 0.57453 | 361629
2016-09-05 08:00 | 0 | 0.55566 | 354901
2016-09-05 09:00 | 0 | 0.53056 | 353197
2016-09-05 10:00 | 0 | 0.49888 | 356613
2016-09-05 11:00 | 0 | 0.46073 | 359505
2016-09-05 12:00 | 0.00014488 | 0.39663 | 371656
2016-09-05 13:00 | 0.15765 | 0.35235 | 397428
2016-09-05 14:00 | 0.57277 | 0.43836 | 429589
2016-09-05 15:00 | 0.78851 | 0.4626 | 461590
2016-09-05 16:00 | 0.81151 | 0.44936 | 490153
2016-09-05 17:00 | 0.80625 | 0.44136 | 513829
2016-09-05 18:00 | 0.79084 | 0.45141 | 532803
2016-09-05 19:00 | 0.77794 | 0.47338 | 547506
2016-09-05 20:00 | 0.77776 | 0.49274 | 559333
2016-09-05 21:00 | 0.77395 | 0.50103 | 567243
2016-09-05 22:00 | 0.74489 | 0.50762 | 566801
2016-09-05 23:00 | 0.64096 | 0.52507 | 558791
2016-09-06 | 0.416 | 0.57101 | 553560
2016-09-06 01:00 | 0.070994 | 0.62158 | 536653
2016-09-06 02:00 | 6.73e-06 | 0.6235 | 505417
2016-09-06 03:00 | 0 | 0.59236 | 471840
2016-09-06 04:00 | 0 | 0.55981 | 441900
2016-09-06 05:00 | 0 | 0.53875 | 416467
2016-09-06 06:00 | 0 | 0.52459 | 397731
2016-09-06 07:00 | 0 | 0.51512 | 385563
2016-09-06 08:00 | 0 | 0.5044 | 381781
2016-09-06 09:00 | 0 | 0.49314 | 390414
2016-09-06 10:00 | 0 | 0.47218 | 414539
2016-09-06 11:00 | 0 | 0.45328 | 437133
2016-09-06 12:00 | 0.00010323 | 0.41179 | 457047
2016-09-06 13:00 | 0.1403 | 0.38361 | 482950
2016-09-06 14:00 | 0.53133 | 0.44537 | 513254
2016-09-06 15:00 | 0.71545 | 0.43082 | 543266
2016-09-06 16:00 | 0.73158 | 0.38439 | 570498
2016-09-06 17:00 | 0.72583 | 0.33436 | 596132
2016-09-06 18:00 | 0.70407 | 0.31185 | 616338
2016-09-06 19:00 | 0.67771 | 0.31541 | 630808
2016-09-06 20:00 | 0.65261 | 0.32618 | 640366
2016-09-06 21:00 | 0.61806 | 0.33867 | 643927
2016-09-06 22:00 | 0.56539 | 0.35074 | 637359
2016-09-06 23:00 | 0.46827 | 0.36837 | 624075
2016-09-07 | 0.31564 | 0.41957 | 613268
2016-09-07 01:00 | 0.065678 | 0.47573 | 590777
2016-09-07 02:00 | 5.32e-06 | 0.49863 | 555333
2016-09-07 03:00 | 0 | 0.50038 | 518248
2016-09-07 04:00 | 0 | 0.48857 | 483143
2016-09-07 05:00 | 0 | 0.48046 | 453597
2016-09-07 06:00 | 0 | 0.47474 | 430734
2016-09-07 07:00 | 0 | 0.45847 | 415236
2016-09-07 08:00 | 0 | 0.44125 | 409003
2016-09-07 09:00 | 0 | 0.42675 | 416585
2016-09-07 10:00 | 0 | 0.42283 | 440038
2016-09-07 11:00 | 0 | 0.41129 | 460425
2016-09-07 12:00 | 3.04e-05 | 0.37969 | 478984
2016-09-07 13:00 | 0.077208 | 0.32009 | 502651
2016-09-07 14:00 | 0.38159 | 0.40526 | 531556
2016-09-07 15:00 | 0.57 | 0.46492 | 561068
2016-09-07 16:00 | 0.61425 | 0.44697 | 589066
2016-09-07 17:00 | 0.63063 | 0.43094 | 612874
2016-09-07 18:00 | 0.63253 | 0.43122 | 631647
2016-09-07 19:00 | 0.62435 | 0.43771 | 644930
2016-09-07 20:00 | 0.61515 | 0.44628 | 653355
2016-09-07 21:00 | 0.59341 | 0.4578 | 656020
2016-09-07 22:00 | 0.55475 | 0.46498 | 648378
2016-09-07 23:00 | 0.46749 | 0.47345 | 635022
2016-09-08 | 0.31342 | 0.53831 | 623500
2016-09-08 01:00 | 0.054098 | 0.62503 | 600621
2016-09-08 02:00 | 2.33e-06 | 0.61651 | 564849
2016-09-08 03:00 | 0 | 0.59328 | 525607
2016-09-08 04:00 | 0 | 0.56996 | 490421
2016-09-08 05:00 | 0 | 0.54592 | 461164
2016-09-08 06:00 | 0 | 0.51959 | 438309
2016-09-08 07:00 | 0 | 0.49583 | 423023
2016-09-08 08:00 | 0 | 0.47013 | 416468
2016-09-08 09:00 | 0 | 0.43953 | 424161
2016-09-08 10:00 | 0 | 0.41904 | 448419
2016-09-08 11:00 | 0 | 0.41333 | 469557
2016-09-08 12:00 | 4.93e-05 | 0.37779 | 484677
2016-09-08 13:00 | 0.12067 | 0.24942 | 506377
2016-09-08 14:00 | 0.52818 | 0.23194 | 535641
2016-09-08 15:00 | 0.73713 | 0.26576 | 564311
2016-09-08 16:00 | 0.77819 | 0.26312 | 591052
2016-09-08 17:00 | 0.7786 | 0.26018 | 614819
2016-09-08 18:00 | 0.76609 | 0.27032 | 633513
2016-09-08 19:00 | 0.75627 | 0.28516 | 646581
2016-09-08 20:00 | 0.7584 | 0.30114 | 654955
2016-09-08 21:00 | 0.7528 | 0.31358 | 657602
2016-09-08 22:00 | 0.72214 | 0.32404 | 649221
2016-09-08 23:00 | 0.62115 | 0.34807 | 636235
2016-09-09 | 0.42545 | 0.45011 | 625267
2016-09-09 01:00 | 0.059403 | 0.55189 | 601889
2016-09-09 02:00 | 9.8e-07 | 0.58367 | 564918
2016-09-09 03:00 | 0 | 0.58499 | 526930
2016-09-09 04:00 | 0 | 0.56177 | 491451
2016-09-09 05:00 | 0 | 0.53225 | 461648
2016-09-09 06:00 | 0 | 0.50322 | 438210
2016-09-09 07:00 | 0 | 0.48058 | 422423
2016-09-09 08:00 | 0 | 0.45954 | 415921
2016-09-09 09:00 | 0 | 0.43938 | 423218
2016-09-09 10:00 | 0 | 0.42414 | 446054
2016-09-09 11:00 | 0 | 0.41289 | 467381
2016-09-09 12:00 | 5.01e-05 | 0.37101 | 482993
2016-09-09 13:00 | 0.13596 | 0.26012 | 506442
2016-09-09 14:00 | 0.56312 | 0.35042 | 534724
2016-09-09 15:00 | 0.76286 | 0.38755 | 563014
2016-09-09 16:00 | 0.79114 | 0.36953 | 588325
2016-09-09 17:00 | 0.78778 | 0.35736 | 611508
2016-09-09 18:00 | 0.77474 | 0.3688 | 629152
2016-09-09 19:00 | 0.76381 | 0.40082 | 640895
2016-09-09 20:00 | 0.76593 | 0.44186 | 647977
2016-09-09 21:00 | 0.76335 | 0.46812 | 647514
2016-09-09 22:00 | 0.73382 | 0.48941 | 635007
2016-09-09 23:00 | 0.63214 | 0.5108 | 616608
2016-09-10 | 0.41181 | 0.56897 | 602141
2016-09-10 01:00 | 0.059859 | 0.64842 | 579290
2016-09-10 02:00 | 5.4e-07 | 0.64127 | 548551
2016-09-10 03:00 | 0 | 0.63131 | 515363
2016-09-10 04:00 | 0 | 0.63739 | 482675
2016-09-10 05:00 | 0 | 0.6405 | 452595
2016-09-10 06:00 | 0 | 0.63363 | 429718
2016-09-10 07:00 | 0 | 0.6356 | 412703
2016-09-10 08:00 | 0 | 0.60954 | 402092
2016-09-10 09:00 | 0 | 0.56355 | 398700
2016-09-10 10:00 | 0 | 0.52876 | 401747
2016-09-10 11:00 | 0 | 0.52162 | 408440
2016-09-10 12:00 | 3.62e-05 | 0.47306 | 426216
2016-09-10 13:00 | 0.12263 | 0.31883 | 452245
2016-09-10 14:00 | 0.51814 | 0.32376 | 482481
2016-09-10 15:00 | 0.73543 | 0.3647 | 511554
2016-09-10 16:00 | 0.77706 | 0.36158 | 535911
2016-09-10 17:00 | 0.77439 | 0.33169 | 554524
2016-09-10 18:00 | 0.76233 | 0.30473 | 567796
2016-09-10 19:00 | 0.7548 | 0.28373 | 576545
2016-09-10 20:00 | 0.76031 | 0.26759 | 581338
2016-09-10 21:00 | 0.76214 | 0.25588 | 580827
2016-09-10 22:00 | 0.73553 | 0.23858 | 572569
2016-09-10 23:00 | 0.63355 | 0.22967 | 561112
2016-09-11 | 0.40183 | 0.2856 | 551027
2016-09-11 01:00 | 0.053466 | 0.35522 | 533658
2016-09-11 02:00 | 6.39e-08 | 0.41759 | 506921
2016-09-11 03:00 | 0 | 0.48788 | 477279
2016-09-11 04:00 | 0 | 0.55253 | 447993
2016-09-11 05:00 | 0 | 0.59571 | 422117
2016-09-11 06:00 | 0 | 0.62527 | 402358
2016-09-11 07:00 | 0 | 0.64004 | 386718
2016-09-11 08:00 | 0 | 0.64289 | 376287
2016-09-11 09:00 | 0 | 0.62314 | 371742
2016-09-11 10:00 | 0 | 0.59967 | 372620
2016-09-11 11:00 | 0 | 0.5854 | 375875
2016-09-11 12:00 | 5.79e-05 | 0.53601 | 389538
2016-09-11 13:00 | 0.13226 | 0.33557 | 412784
2016-09-11 14:00 | 0.55601 | 0.30007 | 437043
2016-09-11 15:00 | 0.73747 | 0.3757 | 459920
2016-09-11 16:00 | 0.77957 | 0.40624 | 482980
2016-09-11 17:00 | 0.77104 | 0.41338 | 503234
2016-09-11 18:00 | 0.75592 | 0.41529 | 519746
2016-09-11 19:00 | 0.74167 | 0.4182 | 532370
2016-09-11 20:00 | 0.73924 | 0.42054 | 542155
2016-09-11 21:00 | 0.73171 | 0.42141 | 547828
2016-09-11 22:00 | 0.69581 | 0.42601 | 543941
2016-09-11 23:00 | 0.57889 | 0.49346 | 534700
2016-09-12 | 0.3588 | 0.69236 | 527731
2016-09-12 01:00 | 0.050499 | 0.79047 | 509612
2016-09-12 02:00 | 0 | 0.8117 | 480759
2016-09-12 03:00 | 0 | 0.80437 | 449727
2016-09-12 04:00 | 0 | 0.77898 | 420593
2016-09-12 05:00 | 0 | 0.747 | 395761
2016-09-12 06:00 | 0 | 0.71075 | 377690
2016-09-12 07:00 | 0 | 0.68169 | 366274
2016-09-12 08:00 | 0 | 0.64732 | 363221
2016-09-12 09:00 | 0 | 0.61388 | 371835
2016-09-12 10:00 | 0 | 0.58567 | 395317
2016-09-12 11:00 | 0 | 0.56227 | 417166
2016-09-12 12:00 | 2.52e-05 | 0.51535 | 432034
2016-09-12 13:00 | 0.084892 | 0.41809 | 452760
2016-09-12 14:00 | 0.45872 | 0.51642 | 476402
2016-09-12 15:00 | 0.65191 | 0.56437 | 499707
2016-09-12 16:00 | 0.70802 | 0.53504 | 521331
2016-09-12 17:00 | 0.70983 | 0.50894 | 542091
2016-09-12 18:00 | 0.69497 | 0.49316 | 559929
2016-09-12 19:00 | 0.67312 | 0.47587 | 572163
2016-09-12 20:00 | 0.65761 | 0.45301 | 580272
2016-09-12 21:00 | 0.63515 | 0.42591 | 582208
2016-09-12 22:00 | 0.5888 | 0.41477 | 573717
2016-09-12 23:00 | 0.48558 | 0.44383 | 562447
2016-09-13 | 0.30755 | 0.51069 | 553340
2016-09-13 01:00 | 0.043115 | 0.54154 | 531862
2016-09-13 02:00 | 0 | 0.52039 | 499804
2016-09-13 03:00 | 0 | 0.50129 | 463720
2016-09-13 04:00 | 0 | 0.47326 | 431172
2016-09-13 05:00 | 0 | 0.44345 | 406107
2016-09-13 06:00 | 0 | 0.41869 | 388315
2016-09-13 07:00 | 0 | 0.3953 | 376303
2016-09-13 08:00 | 0 | 0.37237 | 373384
2016-09-13 09:00 | 0 | 0.33872 | 381489
2016-09-13 10:00 | 0 | 0.30812 | 405252
2016-09-13 11:00 | 0 | 0.28321 | 427960
2016-09-13 12:00 | 3.63e-06 | 0.24305 | 443105
2016-09-13 13:00 | 0.098759 | 0.19813 | 463253
2016-09-13 14:00 | 0.48765 | 0.18891 | 485936
2016-09-13 15:00 | 0.68484 | 0.17063 | 507323
2016-09-13 16:00 | 0.73496 | 0.13881 | 529282
2016-09-13 17:00 | 0.72987 | 0.11582 | 549796
2016-09-13 18:00 | 0.70814 | 0.10381 | 566080
2016-09-13 19:00 | 0.6886 | 0.09811 | 577699
2016-09-13 20:00 | 0.6766 | 0.098174 | 585213
2016-09-13 21:00 | 0.65312 | 0.10082 | 586393
2016-09-13 22:00 | 0.59897 | 0.10683 | 576414
2016-09-13 23:00 | 0.46862 | 0.12438 | 564411
2016-09-14 | 0.25519 | 0.17146 | 557510
2016-09-14 01:00 | 0.031 | 0.24224 | 538277
2016-09-14 02:00 | 0 | 0.24835 | 509253
2016-09-14 03:00 | 0 | 0.25674 | 473004
2016-09-14 04:00 | 0 | 0.27518 | 438738
2016-09-14 05:00 | 0 | 0.28682 | 411716
2016-09-14 06:00 | 0 | 0.29335 | 392440
2016-09-14 07:00 | 0 | 0.29836 | 381027
2016-09-14 08:00 | 0 | 0.29737 | 377224
2016-09-14 09:00 | 0 | 0.27877 | 385772
2016-09-14 10:00 | 0 | 0.2557 | 410618
2016-09-14 11:00 | 0 | 0.24014 | 433998
2016-09-14 12:00 | 1.25e-05 | 0.21306 | 451544
2016-09-14 13:00 | 0.062715 | 0.117 | 472214
2016-09-14 14:00 | 0.41679 | 0.13624 | 496004
2016-09-14 15:00 | 0.64405 | 0.16328 | 519969
2016-09-14 16:00 | 0.70053 | 0.16494 | 542546
2016-09-14 17:00 | 0.7088 | 0.168 | 563715
2016-09-14 18:00 | 0.70223 | 0.1725 | 579326
2016-09-14 19:00 | 0.69312 | 0.17653 | 590339
2016-09-14 20:00 | 0.69411 | 0.17693 | 597164
2016-09-14 21:00 | 0.68203 | 0.17868 | 596445
2016-09-14 22:00 | 0.64042 | 0.18403 | 585395
2016-09-14 23:00 | 0.5354 | 0.19458 | 572760
2016-09-15 | 0.33754 | 0.30234 | 562942
2016-09-15 01:00 | 0.036458 | 0.43446 | 541029
2016-09-15 02:00 | 0 | 0.44941 | 508860
2016-09-15 03:00 | 0 | 0.42996 | 471861
2016-09-15 04:00 | 0 | 0.4063 | 437274
2016-09-15 05:00 | 0 | 0.3868 | 409873
2016-09-15 06:00 | 0 | 0.37404 | 390396
2016-09-15 07:00 | 0 | 0.35734 | 377710
2016-09-15 08:00 | 0 | 0.34293 | 372857
2016-09-15 09:00 | 0 | 0.32485 | 380669
2016-09-15 10:00 | 0 | 0.312 | 405076
2016-09-15 11:00 | 0 | 0.31077 | 426605
2016-09-15 12:00 | 8.33e-06 | 0.28883 | 441383
2016-09-15 13:00 | 0.070045 | 0.19048 | 461221
2016-09-15 14:00 | 0.48207 | 0.15595 | 483767
2016-09-15 15:00 | 0.7095 | 0.18163 | 506225
2016-09-15 16:00 | 0.73563 | 0.20369 | 526880
2016-09-15 17:00 | 0.7313 | 0.22435 | 546504
2016-09-15 18:00 | 0.71782 | 0.24697 | 561739
2016-09-15 19:00 | 0.70417 | 0.26595 | 572572
2016-09-15 20:00 | 0.70455 | 0.27082 | 579275
2016-09-15 21:00 | 0.70372 | 0.2654 | 579583
2016-09-15 22:00 | 0.68179 | 0.27219 | 570244
2016-09-15 23:00 | 0.59385 | 0.30626 | 559133
2016-09-16 | 0.3736 | 0.39517 | 552439
2016-09-16 01:00 | 0.031103 | 0.46943 | 532841
2016-09-16 02:00 | 0 | 0.47931 | 502456
2016-09-16 03:00 | 0 | 0.46696 | 467791
2016-09-16 04:00 | 0 | 0.44576 | 435036
2016-09-16 05:00 | 0 | 0.42056 | 408298
2016-09-16 06:00 | 0 | 0.39844 | 389324
2016-09-16 07:00 | 0 | 0.38158 | 376567
2016-09-16 08:00 | 0 | 0.37065 | 372278
2016-09-16 09:00 | 0 | 0.34719 | 379772
2016-09-16 10:00 | 0 | 0.32729 | 403765
2016-09-16 11:00 | 0 | 0.31913 | 426434
2016-09-16 12:00 | 4.47e-06 | 0.30555 | 441129
2016-09-16 13:00 | 0.078259 | 0.20153 | 460947
2016-09-16 14:00 | 0.50524 | 0.17287 | 482425
2016-09-16 15:00 | 0.76579 | 0.21351 | 503225
2016-09-16 16:00 | 0.79237 | 0.21902 | 522004
2016-09-16 17:00 | 0.78681 | 0.21534 | 539250
2016-09-16 18:00 | 0.77001 | 0.21332 | 552449
2016-09-16 19:00 | 0.75879 | 0.21598 | 562395
2016-09-16 20:00 | 0.76288 | 0.21801 | 568008
2016-09-16 21:00 | 0.76235 | 0.21432 | 566868
2016-09-16 22:00 | 0.73049 | 0.20555 | 556300
2016-09-16 23:00 | 0.62448 | 0.19847 | 543980
2016-09-17 | 0.37913 | 0.22838 | 533857
2016-09-17 01:00 | 0.031625 | 0.26015 | 514936
2016-09-17 02:00 | 0 | 0.2746 | 491140
2016-09-17 03:00 | 0 | 0.28235 | 461461
2016-09-17 04:00 | 0 | 0.29124 | 432146
2016-09-17 05:00 | 0 | 0.30886 | 407483
2016-09-17 06:00 | 0 | 0.32707 | 388124
2016-09-17 07:00 | 0 | 0.34052 | 375365
2016-09-17 08:00 | 0 | 0.35263 | 367743
2016-09-17 09:00 | 0 | 0.36109 | 366707
2016-09-17 10:00 | 0 | 0.36775 | 372011
2016-09-17 11:00 | 0 | 0.37452 | 379978
2016-09-17 12:00 | 2.9e-06 | 0.36046 | 395702
2016-09-17 13:00 | 0.087556 | 0.22406 | 418046
2016-09-17 14:00 | 0.49513 | 0.12012 | 442054
2016-09-17 15:00 | 0.73987 | 0.12385 | 465066
2016-09-17 16:00 | 0.76538 | 0.15772 | 485343
2016-09-17 17:00 | 0.76077 | 0.17454 | 502464
2016-09-17 18:00 | 0.74596 | 0.18281 | 516397
2016-09-17 19:00 | 0.7373 | 0.19596 | 526818
2016-09-17 20:00 | 0.74254 | 0.20978 | 535561
2016-09-17 21:00 | 0.7415 | 0.22073 | 539564
2016-09-17 22:00 | 0.71569 | 0.22386 | 535724
2016-09-17 23:00 | 0.59783 | 0.25415 | 528480
2016-09-18 | 0.35252 | 0.35893 | 521396
2016-09-18 01:00 | 0.028435 | 0.47082 | 504388
2016-09-18 02:00 | 0 | 0.53622 | 480604
2016-09-18 03:00 | 0 | 0.58871 | 453704
2016-09-18 04:00 | 0 | 0.63165 | 426816
2016-09-18 05:00 | 0 | 0.66132 | 403371
2016-09-18 06:00 | 0 | 0.66927 | 384582
2016-09-18 07:00 | 0 | 0.66554 | 370698
2016-09-18 08:00 | 0 | 0.65065 | 362522
2016-09-18 09:00 | 0 | 0.63098 | 360159
2016-09-18 10:00 | 0 | 0.60523 | 363022
2016-09-18 11:00 | 0 | 0.58298 | 368632
2016-09-18 12:00 | 0 | 0.55217 | 383070
2016-09-18 13:00 | 0.088419 | 0.41328 | 407510
2016-09-18 14:00 | 0.50875 | 0.27598 | 433739
2016-09-18 15:00 | 0.7402 | 0.33065 | 460279
2016-09-18 16:00 | 0.76733 | 0.38025 | 486363
2016-09-18 17:00 | 0.76073 | 0.40579 | 510136
2016-09-18 18:00 | 0.74715 | 0.4336 | 529340
2016-09-18 19:00 | 0.73617 | 0.4563 | 544013
2016-09-18 20:00 | 0.73973 | 0.46703 | 556485
2016-09-18 21:00 | 0.74215 | 0.46772 | 565678
2016-09-18 22:00 | 0.72145 | 0.46459 | 566590
2016-09-18 23:00 | 0.61167 | 0.4968 | 564433
2016-09-19 | 0.35671 | 0.58356 | 558678
2016-09-19 01:00 | 0.030638 | 0.65862 | 538138
2016-09-19 02:00 | 0 | 0.69597 | 508786
2016-09-19 03:00 | 0 | 0.71056 | 475390
2016-09-19 04:00 | 0 | 0.71245 | 443166
2016-09-19 05:00 | 0 | 0.70939 | 416746
2016-09-19 06:00 | 0 | 0.70587 | 397704
2016-09-19 07:00 | 0 | 0.69921 | 386159
2016-09-19 08:00 | 0 | 0.68663 | 383320
2016-09-19 09:00 | 0 | 0.65821 | 393834
2016-09-19 10:00 | 0 | 0.6262 | 419651
2016-09-19 11:00 | 0 | 0.59281 | 443218
2016-09-19 12:00 | 2.13e-07 | 0.53971 | 460085
2016-09-19 13:00 | 0.10895 | 0.31314 | 481042
2016-09-19 14:00 | 0.51555 | 0.16285 | 505348
2016-09-19 15:00 | 0.71363 | 0.20859 | 529849
2016-09-19 16:00 | 0.74133 | 0.23538 | 553897
2016-09-19 17:00 | 0.73067 | 0.22643 | 575743
2016-09-19 18:00 | 0.71398 | 0.21765 | 594099
2016-09-19 19:00 | 0.7003 | 0.21722 | 607306
2016-09-19 20:00 | 0.69677 | 0.22065 | 616818
2016-09-19 21:00 | 0.68462 | 0.21826 | 618763
2016-09-19 22:00 | 0.63925 | 0.21089 | 612028
2016-09-19 23:00 | 0.50795 | 0.24291 | 600923
2016-09-20 | 0.23185 | 0.37948 | 588349
2016-09-20 01:00 | 0.020818 | 0.47088 | 564326
2016-09-20 02:00 | 0 | 0.51626 | 530781
2016-09-20 03:00 | 0 | 0.53461 | 491276
2016-09-20 04:00 | 0 | 0.53275 | 454545
2016-09-20 05:00 | 0 | 0.51447 | 425252
2016-09-20 06:00 | 0 | 0.48978 | 404308
2016-09-20 07:00 | 0 | 0.46854 | 390534
2016-09-20 08:00 | 0 | 0.46195 | 385650
2016-09-20 09:00 | 0 | 0.4661 | 393778
2016-09-20 10:00 | 0 | 0.45788 | 418576
2016-09-20 11:00 | 0 | 0.44223 | 441938
2016-09-20 12:00 | 0 | 0.40246 | 456999
2016-09-20 13:00 | 0.077967 | 0.22314 | 477501
2016-09-20 14:00 | 0.29535 | 0.12826 | 501755
2016-09-20 15:00 | 0.46826 | 0.15689 | 527500
2016-09-20 16:00 | 0.54162 | 0.19476 | 551934
2016-09-20 17:00 | 0.56379 | 0.21499 | 575250
2016-09-20 18:00 | 0.56994 | 0.22594 | 593606
2016-09-20 19:00 | 0.56203 | 0.23342 | 607109
2016-09-20 20:00 | 0.54607 | 0.23791 | 615912
2016-09-20 21:00 | 0.51475 | 0.23858 | 617397
2016-09-20 22:00 | 0.46323 | 0.25759 | 608226
2016-09-20 23:00 | 0.3592 | 0.35378 | 595605
2016-09-21 | 0.17905 | 0.54704 | 584391
2016-09-21 01:00 | 0.021272 | 0.65818 | 559930
2016-09-21 02:00 | 0 | 0.6762 | 526181
2016-09-21 03:00 | 0 | 0.66343 | 487926
2016-09-21 04:00 | 0 | 0.62858 | 452003
2016-09-21 05:00 | 0 | 0.59064 | 423398
2016-09-21 06:00 | 0 | 0.56357 | 402738
2016-09-21 07:00 | 0 | 0.55051 | 389346
2016-09-21 08:00 | 0 | 0.53507 | 383965
2016-09-21 09:00 | 0 | 0.50942 | 391881
2016-09-21 10:00 | 0 | 0.48027 | 416612
2016-09-21 11:00 | 0 | 0.4573 | 439838
2016-09-21 12:00 | 0 | 0.43898 | 454962
2016-09-21 13:00 | 0.047408 | 0.32896 | 475231
2016-09-21 14:00 | 0.30117 | 0.3015 | 497212
2016-09-21 15:00 | 0.49116 | 0.38242 | 521302
2016-09-21 16:00 | 0.58466 | 0.39833 | 544593
2016-09-21 17:00 | 0.61796 | 0.38789 | 566369
2016-09-21 18:00 | 0.61652 | 0.37681 | 584246
2016-09-21 19:00 | 0.60116 | 0.37153 | 596829
2016-09-21 20:00 | 0.59312 | 0.37781 | 604822
2016-09-21 21:00 | 0.56925 | 0.39157 | 605721
2016-09-21 22:00 | 0.52083 | 0.41826 | 596355
2016-09-21 23:00 | 0.41207 | 0.46769 | 584985
2016-09-22 | 0.2271 | 0.55919 | 573454
2016-09-22 01:00 | 0.018676 | 0.62458 | 548664
2016-09-22 02:00 | 0 | 0.62174 | 516374
2016-09-22 03:00 | 0 | 0.6036 | 479292
2016-09-22 04:00 | 0 | 0.58099 | 443302
2016-09-22 05:00 | 0 | 0.55492 | 415188
2016-09-22 06:00 | 0 | 0.53173 | 395166
2016-09-22 07:00 | 0 | 0.50557 | 382311
2016-09-22 08:00 | 0 | 0.48411 | 377551
2016-09-22 09:00 | 0 | 0.45328 | 385422
2016-09-22 10:00 | 0 | 0.41511 | 410280
2016-09-22 11:00 | 0 | 0.39035 | 433417
2016-09-22 12:00 | 0 | 0.36169 | 449577
2016-09-22 13:00 | 0.071732 | 0.26707 | 469504
2016-09-22 14:00 | 0.3871 | 0.29788 | 492763
2016-09-22 15:00 | 0.62594 | 0.39223 | 517230
2016-09-22 16:00 | 0.69107 | 0.39318 | 540813
2016-09-22 17:00 | 0.69846 | 0.37104 | 562153
2016-09-22 18:00 | 0.6915 | 0.36162 | 578833
2016-09-22 19:00 | 0.68218 | 0.36426 | 591220
2016-09-22 20:00 | 0.68116 | 0.37282 | 599241
2016-09-22 21:00 | 0.67158 | 0.38335 | 599315
2016-09-22 22:00 | 0.63922 | 0.39927 | 586693
2016-09-22 23:00 | 0.52581 | 0.44027 | 574124
2016-09-23 | 0.25972 | 0.56713 | 563475
2016-09-23 01:00 | 0.018963 | 0.65338 | 540989
2016-09-23 02:00 | 0 | 0.65237 | 510591
2016-09-23 03:00 | 0 | 0.6372 | 474484
2016-09-23 04:00 | 0 | 0.60869 | 440499
2016-09-23 05:00 | 0 | 0.58268 | 411698
2016-09-23 06:00 | 0 | 0.56275 | 392249
2016-09-23 07:00 | 0 | 0.54286 | 380374
2016-09-23 08:00 | 0 | 0.52198 | 376076
2016-09-23 09:00 | 0 | 0.5031 | 382748
2016-09-23 10:00 | 0 | 0.48964 | 406169
2016-09-23 11:00 | 0 | 0.47999 | 429086
2016-09-23 12:00 | 0 | 0.47154 | 445632
2016-09-23 13:00 | 0.069164 | 0.3586 | 468144
2016-09-23 14:00 | 0.4265 | 0.40576 | 491424
2016-09-23 15:00 | 0.65226 | 0.50752 | 515169
2016-09-23 16:00 | 0.7373 | 0.53932 | 536671
2016-09-23 17:00 | 0.73882 | 0.56024 | 556404
2016-09-23 18:00 | 0.72875 | 0.5901 | 571875
2016-09-23 19:00 | 0.72159 | 0.6177 | 582063
2016-09-23 20:00 | 0.72719 | 0.63886 | 588232
2016-09-23 21:00 | 0.72721 | 0.64936 | 586369
2016-09-23 22:00 | 0.68876 | 0.65258 | 572867
2016-09-23 23:00 | 0.55311 | 0.68284 | 556402
2016-09-24 | 0.27325 | 0.7592 | 541761
2016-09-24 01:00 | 0.014452 | 0.77925 | 520490
2016-09-24 02:00 | 0 | 0.76307 | 495866
2016-09-24 03:00 | 0 | 0.74143 | 465603
2016-09-24 04:00 | 0 | 0.7282 | 435837
2016-09-24 05:00 | 0 | 0.70937 | 410777
2016-09-24 06:00 | 0 | 0.68747 | 390880
2016-09-24 07:00 | 0 | 0.65116 | 376962
2016-09-24 08:00 | 0 | 0.6211 | 368954
2016-09-24 09:00 | 0 | 0.59464 | 367250
2016-09-24 10:00 | 0 | 0.57146 | 372473
2016-09-24 11:00 | 0 | 0.55055 | 380737
2016-09-24 12:00 | 0 | 0.51484 | 396108
2016-09-24 13:00 | 0.048043 | 0.40319 | 419312
2016-09-24 14:00 | 0.41221 | 0.38823 | 445085
2016-09-24 15:00 | 0.68603 | 0.4452 | 469931
2016-09-24 16:00 | 0.74233 | 0.47314 | 490873
2016-09-24 17:00 | 0.74141 | 0.4833 | 506967
2016-09-24 18:00 | 0.72704 | 0.49411 | 518027
2016-09-24 19:00 | 0.71707 | 0.50682 | 526151
2016-09-24 20:00 | 0.71936 | 0.50705 | 531570
2016-09-24 21:00 | 0.71448 | 0.48947 | 531513
2016-09-24 22:00 | 0.6892 | 0.47396 | 524247
2016-09-24 23:00 | 0.58696 | 0.49847 | 514988
2016-09-25 | 0.29583 | 0.57594 | 507029
2016-09-25 01:00 | 0.021975 | 0.60492 | 488250
2016-09-25 02:00 | 0 | 0.60908 | 465257
2016-09-25 03:00 | 0 | 0.60432 | 438400
2016-09-25 04:00 | 0 | 0.60011 | 412771
2016-09-25 05:00 | 0 | 0.59325 | 389711
2016-09-25 06:00 | 0 | 0.57896 | 371879
2016-09-25 07:00 | 0 | 0.57209 | 359076
2016-09-25 08:00 | 0 | 0.57198 | 351230
2016-09-25 09:00 | 0 | 0.58195 | 347942
2016-09-25 10:00 | 0 | 0.59738 | 349504
2016-09-25 11:00 | 0 | 0.6138 | 355102
2016-09-25 12:00 | 0 | 0.61841 | 367703
2016-09-25 13:00 | 0.040995 | 0.56354 | 389629
2016-09-25 14:00 | 0.41165 | 0.60787 | 411035
2016-09-25 15:00 | 0.70222 | 0.68491 | 433297
2016-09-25 16:00 | 0.73555 | 0.7214 | 455494
2016-09-25 17:00 | 0.7267 | 0.73269 | 474452
2016-09-25 18:00 | 0.71134 | 0.74085 | 489324
2016-09-25 19:00 | 0.6948 | 0.7416 | 499479
2016-09-25 20:00 | 0.69141 | 0.74218 | 506893
2016-09-25 21:00 | 0.68042 | 0.73379 | 512205
2016-09-25 22:00 | 0.64835 | 0.709 | 510048
2016-09-25 23:00 | 0.52275 | 0.68326 | 508980
2016-09-26 | 0.27227 | 0.71099 | 507252
2016-09-26 01:00 | 0.011276 | 0.7093 | 488879
2016-09-26 02:00 | 0 | 0.68538 | 463538
2016-09-26 03:00 | 0 | 0.67171 | 432734
2016-09-26 04:00 | 0 | 0.652 | 404904
2016-09-26 05:00 | 0 | 0.645 | 381928
2016-09-26 06:00 | 0 | 0.64275 | 365113
2016-09-26 07:00 | 0 | 0.63467 | 355928
2016-09-26 08:00 | 0 | 0.62573 | 354275
2016-09-26 09:00 | 0 | 0.61972 | 364282
2016-09-26 10:00 | 0 | 0.62376 | 388057
2016-09-26 11:00 | 0 | 0.63355 | 412470
2016-09-26 12:00 | 0 | 0.62422 | 427194
2016-09-26 13:00 | 0.041704 | 0.42192 | 441798
2016-09-26 14:00 | 0.36767 | 0.28896 | 457712
2016-09-26 15:00 | 0.64534 | 0.39673 | 473022
2016-09-26 16:00 | 0.69271 | 0.45612 | 486534
2016-09-26 17:00 | 0.69326 | 0.45934 | 498321
2016-09-26 18:00 | 0.68089 | 0.46467 | 506525
2016-09-26 19:00 | 0.66609 | 0.47412 | 511847
2016-09-26 20:00 | 0.66068 | 0.48016 | 516288
2016-09-26 21:00 | 0.64784 | 0.47484 | 516610
2016-09-26 22:00 | 0.61665 | 0.44788 | 513497
2016-09-26 23:00 | 0.49934 | 0.42124 | 512918
2016-09-27 | 0.23818 | 0.45148 | 510195
2016-09-27 01:00 | 0.012223 | 0.4461 | 488881
2016-09-27 02:00 | 0 | 0.43297 | 462918
2016-09-27 03:00 | 0 | 0.42557 | 433838
2016-09-27 04:00 | 0 | 0.43542 | 403286
2016-09-27 05:00 | 0 | 0.45588 | 380547
2016-09-27 06:00 | 0 | 0.47505 | 364245
2016-09-27 07:00 | 0 | 0.49199 | 354187
2016-09-27 08:00 | 0 | 0.50657 | 351614
2016-09-27 09:00 | 0 | 0.51589 | 360380
2016-09-27 10:00 | 0 | 0.52601 | 384379
2016-09-27 11:00 | 0 | 0.53579 | 408124
2016-09-27 12:00 | 0 | 0.53023 | 421531
2016-09-27 13:00 | 0.040494 | 0.35476 | 436094
2016-09-27 14:00 | 0.4061 | 0.18315 | 449971
2016-09-27 15:00 | 0.68732 | 0.18346 | 464478
2016-09-27 16:00 | 0.73682 | 0.22404 | 478113
2016-09-27 17:00 | 0.73197 | 0.25256 | 490862
2016-09-27 18:00 | 0.7164 | 0.26754 | 502725
2016-09-27 19:00 | 0.7035 | 0.27861 | 511919
2016-09-27 20:00 | 0.7022 | 0.2879 | 518483
2016-09-27 21:00 | 0.69556 | 0.28646 | 520523
2016-09-27 22:00 | 0.6577 | 0.26898 | 516150
2016-09-27 23:00 | 0.52644 | 0.28762 | 514287
2016-09-28 | 0.23156 | 0.36085 | 509353
2016-09-28 01:00 | 0.0096907 | 0.41001 | 490346
2016-09-28 02:00 | 0 | 0.44814 | 462860
2016-09-28 03:00 | 0 | 0.4646 | 429862
2016-09-28 04:00 | 0 | 0.45988 | 400207
2016-09-28 05:00 | 0 | 0.45271 | 377301
2016-09-28 06:00 | 0 | 0.45029 | 361628
2016-09-28 07:00 | 0 | 0.45474 | 351135
2016-09-28 08:00 | 0 | 0.45436 | 348448
2016-09-28 09:00 | 0 | 0.43808 | 357233
2016-09-28 10:00 | 0 | 0.41462 | 380412
2016-09-28 11:00 | 0 | 0.39221 | 404373
2016-09-28 12:00 | 0 | 0.36606 | 417225
2016-09-28 13:00 | 0.04663 | 0.21148 | 433252
2016-09-28 14:00 | 0.3943 | 0.13519 | 448706
2016-09-28 15:00 | 0.66177 | 0.15208 | 463538
2016-09-28 16:00 | 0.71901 | 0.16971 | 478083
2016-09-28 17:00 | 0.71674 | 0.16868 | 491792
2016-09-28 18:00 | 0.69837 | 0.16689 | 503207
2016-09-28 19:00 | 0.67926 | 0.16861 | 513287
2016-09-28 20:00 | 0.66899 | 0.17441 | 521245
2016-09-28 21:00 | 0.64282 | 0.18328 | 525594
2016-09-28 22:00 | 0.57875 | 0.19258 | 522849
2016-09-28 23:00 | 0.43273 | 0.24783 | 519181
2016-09-29 | 0.17082 | 0.50823 | 510516
2016-09-29 01:00 | 0.0083044 | 0.61986 | 490776
2016-09-29 02:00 | 0 | 0.62577 | 463586
2016-09-29 03:00 | 0 | 0.60151 | 431162
2016-09-29 04:00 | 0 | 0.56583 | 402391
2016-09-29 05:00 | 0 | 0.52963 | 379998
2016-09-29 06:00 | 0 | 0.49812 | 363000
2016-09-29 07:00 | 0 | 0.47678 | 352206
2016-09-29 08:00 | 0 | 0.45766 | 349223
2016-09-29 09:00 | 0 | 0.42153 | 357698
2016-09-29 10:00 | 0 | 0.39107 | 380829
2016-09-29 11:00 | 0 | 0.3745 | 405282
2016-09-29 12:00 | 0 | 0.35232 | 418930
2016-09-29 13:00 | 0.042634 | 0.22257 | 433174
2016-09-29 14:00 | 0.35971 | 0.14823 | 446476
2016-09-29 15:00 | 0.58862 | 0.16732 | 457915
2016-09-29 16:00 | 0.66303 | 0.20107 | 467097
2016-09-29 17:00 | 0.66252 | 0.21337 | 476837
2016-09-29 18:00 | 0.63516 | 0.22144 | 484414
2016-09-29 19:00 | 0.60951 | 0.22868 | 490997
2016-09-29 20:00 | 0.59498 | 0.23504 | 496619
2016-09-29 21:00 | 0.56657 | 0.24344 | 498650
2016-09-29 22:00 | 0.51684 | 0.25676 | 496050
2016-09-29 23:00 | 0.40341 | 0.33217 | 495047
2016-09-30 | 0.18245 | 0.51676 | 490559
2016-09-30 01:00 | 0.0069679 | 0.62602 | 474123
2016-09-30 02:00 | 0 | 0.63701 | 449269
2016-09-30 03:00 | 0 | 0.60454 | 418628
2016-09-30 04:00 | 0 | 0.54966 | 390352
2016-09-30 05:00 | 0 | 0.49842 | 369439
2016-09-30 06:00 | 0 | 0.45894 | 355595
2016-09-30 07:00 | 0 | 0.42976 | 346003
2016-09-30 08:00 | 0 | 0.4009 | 343264
2016-09-30 09:00 | 0 | 0.36934 | 351472
2016-09-30 10:00 | 0 | 0.34467 | 372870
2016-09-30 11:00 | 0 | 0.33222 | 396585
2016-09-30 12:00 | 0 | 0.31667 | 410605
2016-09-30 13:00 | 0.027815 | 0.23082 | 425358
2016-09-30 14:00 | 0.2866 | 0.16129 | 438424
2016-09-30 15:00 | 0.55898 | 0.20711 | 449478
2016-09-30 16:00 | 0.66316 | 0.23257 | 458534
2016-09-30 17:00 | 0.6715 | 0.239 | 466904
2016-09-30 18:00 | 0.65764 | 0.23911 | 473293
2016-09-30 19:00 | 0.64757 | 0.2315 | 477889
2016-09-30 20:00 | 0.65063 | 0.22049 | 481571
2016-09-30 21:00 | 0.64887 | 0.20619 | 481980
2016-09-30 22:00 | 0.6215 | 0.19731 | 477094
2016-09-30 23:00 | 0.50821 | 0.25342 | 471788
2016-10-01 | 0.24306 | 0.41798 | 464160
2016-10-01 01:00 | 0.014263 | 0.49983 | 449071
2016-10-01 02:00 | 0 | 0.4981 | 429616
2016-10-01 03:00 | 0 | 0.4666 | 403733
2016-10-01 04:00 | 0 | 0.41559 | 379347
2016-10-01 05:00 | 0 | 0.36307 | 360029
2016-10-01 06:00 | 0 | 0.32156 | 345957
2016-10-01 07:00 | 0 | 0.29273 | 335981
2016-10-01 08:00 | 0 | 0.26729 | 330386
2016-10-01 09:00 | 0 | 0.24889 | 329674
2016-10-01 10:00 | 0 | 0.23976 | 335756
2016-10-01 11:00 | 0 | 0.23578 | 344879
2016-10-01 12:00 | 0 | 0.22877 | 358481
2016-10-01 13:00 | 0.038544 | 0.15882 | 375301
2016-10-01 14:00 | 0.39965 | 0.078225 | 391050
2016-10-01 15:00 | 0.69564 | 0.091038 | 405328
2016-10-01 16:00 | 0.75124 | 0.11062 | 416744
2016-10-01 17:00 | 0.73339 | 0.12654 | 426036
2016-10-01 18:00 | 0.70978 | 0.13149 | 434374
2016-10-01 19:00 | 0.69638 | 0.12673 | 441308
2016-10-01 20:00 | 0.70368 | 0.11734 | 446442
2016-10-01 21:00 | 0.71294 | 0.11211 | 449559
2016-10-01 22:00 | 0.69614 | 0.11525 | 447957
2016-10-01 23:00 | 0.57704 | 0.16947 | 447614
2016-10-02 | 0.253 | 0.3709 | 444225
2016-10-02 01:00 | 0.0048617 | 0.48312 | 431609
2016-10-02 02:00 | 0 | 0.52098 | 414372
2016-10-02 03:00 | 0 | 0.52578 | 392285
2016-10-02 04:00 | 0 | 0.50539 | 369627
2016-10-02 05:00 | 0 | 0.48151 | 352065
2016-10-02 06:00 | 0 | 0.45505 | 338309
2016-10-02 07:00 | 0 | 0.42531 | 328815
2016-10-02 08:00 | 0 | 0.39592 | 322930
2016-10-02 09:00 | 0 | 0.35882 | 321307
2016-10-02 10:00 | 0 | 0.3268 | 324074
2016-10-02 11:00 | 0 | 0.302 | 330659
2016-10-02 12:00 | 0 | 0.27804 | 341997
2016-10-02 13:00 | 0.04114 | 0.18431 | 360340
2016-10-02 14:00 | 0.39181 | 0.088688 | 377856
2016-10-02 15:00 | 0.69627 | 0.11504 | 394308
2016-10-02 16:00 | 0.75135 | 0.13335 | 409258
2016-10-02 17:00 | 0.73402 | 0.14939 | 422382
2016-10-02 18:00 | 0.71075 | 0.16254 | 432750
2016-10-02 19:00 | 0.6962 | 0.16854 | 440823
2016-10-02 20:00 | 0.70103 | 0.17028 | 447418
2016-10-02 21:00 | 0.7084 | 0.17435 | 452442
2016-10-02 22:00 | 0.68294 | 0.19069 | 453706
2016-10-02 23:00 | 0.55377 | 0.28244 | 455845
2016-10-03 | 0.22151 | 0.52189 | 454506
2016-10-03 01:00 | 0.0043462 | 0.63557 | 440665
2016-10-03 02:00 | 0 | 0.67261 | 419948
2016-10-03 03:00 | 0 | 0.67816 | 393288
2016-10-03 04:00 | 0 | 0.65846 | 370228
2016-10-03 05:00 | 0 | 0.6304 | 352069
2016-10-03 06:00 | 0 | 0.60629 | 339911
2016-10-03 07:00 | 0 | 0.59218 | 332910
2016-10-03 08:00 | 0 | 0.57761 | 333017
2016-10-03 09:00 | 0 | 0.55632 | 343797
2016-10-03 10:00 | 0 | 0.54136 | 367448
2016-10-03 11:00 | 0 | 0.53092 | 392416
2016-10-03 12:00 | 0 | 0.53136 | 407507
2016-10-03 13:00 | 0.028871 | 0.45366 | 422920
2016-10-03 14:00 | 0.34633 | 0.42937 | 438778
2016-10-03 15:00 | 0.64317 | 0.57175 | 452970
2016-10-03 16:00 | 0.70779 | 0.65743 | 466381
2016-10-03 17:00 | 0.70748 | 0.69287 | 478612
2016-10-03 18:00 | 0.69639 | 0.7232 | 488215
2016-10-03 19:00 | 0.69176 | 0.75332 | 494304
2016-10-03 20:00 | 0.69997 | 0.78283 | 497335
2016-10-03 21:00 | 0.70059 | 0.8099 | 497321
2016-10-03 22:00 | 0.68436 | 0.83436 | 493897
2016-10-03 23:00 | 0.56166 | 0.87587 | 493550
2016-10-04 | 0.2296 | 0.92683 | 488761
2016-10-04 01:00 | 0.0028047 | 0.92409 | 471633
2016-10-04 02:00 | 0 | 0.89612 | 446352
2016-10-04 03:00 | 0 | 0.87606 | 416647
2016-10-04 04:00 | 0 | 0.85831 | 388923
2016-10-04 05:00 | 0 | 0.84701 | 366116
2016-10-04 06:00 | 0 | 0.83609 | 351179
2016-10-04 07:00 | 0 | 0.82432 | 342658
2016-10-04 08:00 | 0 | 0.81318 | 341000
2016-10-04 09:00 | 0 | 0.79795 | 350712
2016-10-04 10:00 | 0 | 0.78207 | 375478
2016-10-04 11:00 | 0 | 0.77285 | 400098
2016-10-04 12:00 | 0 | 0.76163 | 413981
2016-10-04 13:00 | 0.028333 | 0.6743 | 428455
2016-10-04 14:00 | 0.39342 | 0.63101 | 442417
2016-10-04 15:00 | 0.73227 | 0.69759 | 455453
2016-10-04 16:00 | 0.77387 | 0.68997 | 468286
2016-10-04 17:00 | 0.76659 | 0.67872 | 480699
2016-10-04 18:00 | 0.74779 | 0.66874 | 490527
2016-10-04 19:00 | 0.73534 | 0.66026 | 497249
2016-10-04 20:00 | 0.74218 | 0.65214 | 502525
2016-10-04 21:00 | 0.74821 | 0.63751 | 503411
2016-10-04 22:00 | 0.73262 | 0.62526 | 498983
2016-10-04 23:00 | 0.58774 | 0.64168 | 498935
2016-10-05 | 0.23474 | 0.67327 | 495150
2016-10-05 01:00 | 0.0027234 | 0.66717 | 478735
2016-10-05 02:00 | 0 | 0.65579 | 453603
2016-10-05 03:00 | 0 | 0.65041 | 425594
2016-10-05 04:00 | 0 | 0.63964 | 397551
2016-10-05 05:00 | 0 | 0.63132 | 377091
2016-10-05 06:00 | 0 | 0.6189 | 361549
2016-10-05 07:00 | 0 | 0.59907 | 352193
2016-10-05 08:00 | 0 | 0.58577 | 349490
2016-10-05 09:00 | 0 | 0.5636 | 357785
2016-10-05 10:00 | 0 | 0.54214 | 381831
2016-10-05 11:00 | 0 | 0.53204 | 406223
2016-10-05 12:00 | 0 | 0.51999 | 419017
2016-10-05 13:00 | 0.026937 | 0.4261 | 432725
2016-10-05 14:00 | 0.38634 | 0.36453 | 447305
2016-10-05 15:00 | 0.73522 | 0.41094 | 460409
2016-10-05 16:00 | 0.77442 | 0.42178 | 473195
2016-10-05 17:00 | 0.75644 | 0.42758 | 486313
2016-10-05 18:00 | 0.73305 | 0.43845 | 498180
2016-10-05 19:00 | 0.71886 | 0.45099 | 507295
2016-10-05 20:00 | 0.7239 | 0.45624 | 513946
2016-10-05 21:00 | 0.72961 | 0.45178 | 515936
2016-10-05 22:00 | 0.71028 | 0.44058 | 511466
2016-10-05 23:00 | 0.562 | 0.47028 | 509137
2016-10-06 | 0.2154 | 0.56064 | 502299
2016-10-06 01:00 | 0.0028614 | 0.63033 | 481284
2016-10-06 02:00 | 0 | 0.66521 | 458450
2016-10-06 03:00 | 0 | 0.66669 | 429111
2016-10-06 04:00 | 0 | 0.64369 | 403890
2016-10-06 05:00 | 0 | 0.61133 | 381752
2016-10-06 06:00 | 0 | 0.58087 | 366277
2016-10-06 07:00 | 0 | 0.55091 | 356084
2016-10-06 08:00 | 0 | 0.5241 | 353626
2016-10-06 09:00 | 0 | 0.49789 | 362758
2016-10-06 10:00 | 0 | 0.47428 | 385927
2016-10-06 11:00 | 0 | 0.45657 | 410874
2016-10-06 12:00 | 0 | 0.44604 | 424885
2016-10-06 13:00 | 0.022041 | 0.38317 | 438806
2016-10-06 14:00 | 0.3326 | 0.38766 | 452384
2016-10-06 15:00 | 0.71098 | 0.4533 | 464701
2016-10-06 16:00 | 0.75616 | 0.45436 | 475928
2016-10-06 17:00 | 0.73612 | 0.43231 | 487992
2016-10-06 18:00 | 0.71714 | 0.41225 | 498243
2016-10-06 19:00 | 0.70476 | 0.40246 | 504825
2016-10-06 20:00 | 0.70994 | 0.4106 | 509579
2016-10-06 21:00 | 0.71306 | 0.42769 | 510568
2016-10-06 22:00 | 0.68395 | 0.44094 | 506396
2016-10-06 23:00 | 0.55136 | 0.46609 | 505799
2016-10-07 | 0.20958 | 0.50132 | 500734
2016-10-07 01:00 | 0.0035225 | 0.51485 | 484447
2016-10-07 02:00 | 0 | 0.53299 | 459365
2016-10-07 03:00 | 0 | 0.54765 | 428443
2016-10-07 04:00 | 0 | 0.55475 | 401406
2016-10-07 05:00 | 0 | 0.55657 | 379573
2016-10-07 06:00 | 0 | 0.56091 | 362525
2016-10-07 07:00 | 0 | 0.56411 | 353282
2016-10-07 08:00 | 0 | 0.56013 | 350335
2016-10-07 09:00 | 0 | 0.52426 | 357442
2016-10-07 10:00 | 0 | 0.47797 | 377785
2016-10-07 11:00 | 0 | 0.46106 | 401400
2016-10-07 12:00 | 0 | 0.45521 | 416117
2016-10-07 13:00 | 0.016532 | 0.3877 | 429380
2016-10-07 14:00 | 0.37611 | 0.38406 | 442980
2016-10-07 15:00 | 0.6794 | 0.40238 | 453071
2016-10-07 16:00 | 0.73263 | 0.38629 | 461304
2016-10-07 17:00 | 0.72758 | 0.37046 | 469765
2016-10-07 18:00 | 0.70706 | 0.35873 | 476505
2016-10-07 19:00 | 0.6941 | 0.34992 | 479943
2016-10-07 20:00 | 0.69694 | 0.34138 | 482069
2016-10-07 21:00 | 0.69671 | 0.32724 | 481238
2016-10-07 22:00 | 0.67296 | 0.29092 | 476103
2016-10-07 23:00 | 0.51603 | 0.2783 | 472386
2016-10-08 | 0.17346 | 0.34457 | 465369
2016-10-08 01:00 | 0.0012964 | 0.3849 | 450868
2016-10-08 02:00 | 0 | 0.41562 | 428352
2016-10-08 03:00 | 0 | 0.44606 | 407395
2016-10-08 04:00 | 0 | 0.46075 | 385732
2016-10-08 05:00 | 0 | 0.45923 | 364959
2016-10-08 06:00 | 0 | 0.45132 | 350104
2016-10-08 07:00 | 0 | 0.4403 | 339014
2016-10-08 08:00 | 0 | 0.42518 | 332471
2016-10-08 09:00 | 0 | 0.40211 | 331938
2016-10-08 10:00 | 0 | 0.37833 | 338002
2016-10-08 11:00 | 0 | 0.35774 | 348329
2016-10-08 12:00 | 0 | 0.34008 | 361100
2016-10-08 13:00 | 0.011475 | 0.24348 | 379211
2016-10-08 14:00 | 0.2288 | 0.10919 | 394483
2016-10-08 15:00 | 0.50403 | 0.11635 | 406622
2016-10-08 16:00 | 0.60041 | 0.14536 | 415739
2016-10-08 17:00 | 0.60721 | 0.13961 | 421708
2016-10-08 18:00 | 0.58993 | 0.12758 | 426659
2016-10-08 19:00 | 0.57137 | 0.11682 | 431968
2016-10-08 20:00 | 0.55779 | 0.10915 | 436274
2016-10-08 21:00 | 0.53064 | 0.10486 | 439383
2016-10-08 22:00 | 0.49097 | 0.11477 | 439069
2016-10-08 23:00 | 0.38473 | 0.20657 | 435365
2016-10-09 | 0.16564 | 0.36874 | 432182
2016-10-09 01:00 | 0.0019661 | 0.46817 | 422059
2016-10-09 02:00 | 0 | 0.48252 | 402252
2016-10-09 03:00 | 0 | 0.48164 | 380070
2016-10-09 04:00 | 0 | 0.48055 | 362415
2016-10-09 05:00 | 0 | 0.47414 | 344211
2016-10-09 06:00 | 0 | 0.47834 | 329703
2016-10-09 07:00 | 0 | 0.477 | 320457
2016-10-09 08:00 | 0 | 0.46869 | 314804
2016-10-09 09:00 | 0 | 0.44924 | 313504
2016-10-09 10:00 | 0 | 0.43864 | 316333
2016-10-09 11:00 | 0 | 0.43705 | 323004
2016-10-09 12:00 | 0 | 0.43931 | 334487
2016-10-09 13:00 | 0.0095861 | 0.37159 | 350536
2016-10-09 14:00 | 0.24328 | 0.23843 | 363656
2016-10-09 15:00 | 0.56268 | 0.28561 | 374100
2016-10-09 16:00 | 0.65616 | 0.36313 | 383930
2016-10-09 17:00 | 0.65121 | 0.40079 | 392899
2016-10-09 18:00 | 0.62912 | 0.43313 | 400269
2016-10-09 19:00 | 0.60847 | 0.45797 | 408188
2016-10-09 20:00 | 0.59542 | 0.47236 | 416624
2016-10-09 21:00 | 0.58142 | 0.47569 | 423858
2016-10-09 22:00 | 0.55574 | 0.47024 | 427184
2016-10-09 23:00 | 0.45481 | 0.55654 | 433837
2016-10-10 | 0.18453 | 0.66285 | 435426
2016-10-10 01:00 | 0.00094442 | 0.70913 | 419781
2016-10-10 02:00 | 0 | 0.72461 | 401543
2016-10-10 03:00 | 0 | 0.72683 | 381256
2016-10-10 04:00 | 0 | 0.71765 | 358189
2016-10-10 05:00 | 0 | 0.69993 | 340263
2016-10-10 06:00 | 0 | 0.68353 | 327877
2016-10-10 07:00 | 0 | 0.65894 | 320921
2016-10-10 08:00 | 0 | 0.63466 | 320475
2016-10-10 09:00 | 0 | 0.59699 | 328559
2016-10-10 10:00 | 0 | 0.56363 | 350200
2016-10-10 11:00 | 0 | 0.53667 | 374730
2016-10-10 12:00 | 0 | 0.52089 | 390068
2016-10-10 13:00 | 0.023213 | 0.44198 | 403659
2016-10-10 14:00 | 0.35092 | 0.32457 | 414344
2016-10-10 15:00 | 0.61674 | 0.36526 | 422674
2016-10-10 16:00 | 0.68672 | 0.41232 | 429540
2016-10-10 17:00 | 0.67969 | 0.41449 | 436521
2016-10-10 18:00 | 0.66245 | 0.41191 | 443254
2016-10-10 19:00 | 0.64942 | 0.40896 | 449624
2016-10-10 20:00 | 0.65119 | 0.40141 | 456276
2016-10-10 21:00 | 0.65067 | 0.39478 | 461341
2016-10-10 22:00 | 0.61271 | 0.40232 | 463319
2016-10-10 23:00 | 0.45385 | 0.49056 | 469066
2016-10-11 | 0.12846 | 0.62632 | 465861
2016-10-11 01:00 | 0.0006282 | 0.70463 | 450737
2016-10-11 02:00 | 0 | 0.74238 | 428112
2016-10-11 03:00 | 0 | 0.74898 | 400669
2016-10-11 04:00 | 0 | 0.72859 | 375252
2016-10-11 05:00 | 0 | 0.69775 | 357030
2016-10-11 06:00 | 0 | 0.65884 | 343584
2016-10-11 07:00 | 0 | 0.6188 | 336113
2016-10-11 08:00 | 0 | 0.58215 | 334737
2016-10-11 09:00 | 0 | 0.55234 | 343866
2016-10-11 10:00 | 0 | 0.5279 | 369914
2016-10-11 11:00 | 0 | 0.5029 | 395969
2016-10-11 12:00 | 0 | 0.47665 | 407918
2016-10-11 13:00 | 0.015359 | 0.36317 | 417206
2016-10-11 14:00 | 0.30124 | 0.23366 | 425449
2016-10-11 15:00 | 0.58977 | 0.23341 | 432647
2016-10-11 16:00 | 0.67929 | 0.26421 | 439652
2016-10-11 17:00 | 0.67986 | 0.26901 | 446392
2016-10-11 18:00 | 0.6636 | 0.28303 | 453427
2016-10-11 19:00 | 0.65332 | 0.30572 | 458453
2016-10-11 20:00 | 0.65947 | 0.32551 | 464133
2016-10-11 21:00 | 0.66645 | 0.34319 | 468519
2016-10-11 22:00 | 0.64842 | 0.38285 | 469706
2016-10-11 23:00 | 0.5109 | 0.45568 | 474251
2016-10-12 | 0.17349 | 0.53594 | 471249
2016-10-12 01:00 | 0.00051295 | 0.55689 | 456932
2016-10-12 02:00 | 0 | 0.56873 | 433484
2016-10-12 03:00 | 0 | 0.56538 | 406043
2016-10-12 04:00 | 0 | 0.56421 | 380992
2016-10-12 05:00 | 0 | 0.55766 | 361760
2016-10-12 06:00 | 0 | 0.54877 | 348243
2016-10-12 07:00 | 0 | 0.54253 | 340838
2016-10-12 08:00 | 0 | 0.54342 | 340028
2016-10-12 09:00 | 0 | 0.54005 | 348468
2016-10-12 10:00 | 0 | 0.52714 | 373533
2016-10-12 11:00 | 0 | 0.52005 | 399567
2016-10-12 12:00 | 0 | 0.50979 | 411951
2016-10-12 13:00 | 0.013642 | 0.46102 | 423006
2016-10-12 14:00 | 0.30358 | 0.42656 | 433683
2016-10-12 15:00 | 0.61662 | 0.42925 | 442339
2016-10-12 16:00 | 0.69518 | 0.40761 | 449506
2016-10-12 17:00 | 0.69897 | 0.36937 | 456544
2016-10-12 18:00 | 0.67324 | 0.33344 | 462687
2016-10-12 19:00 | 0.65533 | 0.30622 | 467162
2016-10-12 20:00 | 0.65424 | 0.28527 | 471056
2016-10-12 21:00 | 0.65111 | 0.26724 | 474321
2016-10-12 22:00 | 0.59659 | 0.24799 | 474450
2016-10-12 23:00 | 0.43019 | 0.25213 | 477720
2016-10-13 | 0.1422 | 0.29729 | 473170
2016-10-13 01:00 | 0.00033761 | 0.31825 | 458461
2016-10-13 02:00 | 0 | 0.33588 | 435066
2016-10-13 03:00 | 0 | 0.34176 | 407110
2016-10-13 04:00 | 0 | 0.35017 | 381865
2016-10-13 05:00 | 0 | 0.36055 | 362529
2016-10-13 06:00 | 0 | 0.36544 | 348729
2016-10-13 07:00 | 0 | 0.36113 | 341147
2016-10-13 08:00 | 0 | 0.35114 | 340195
2016-10-13 09:00 | 0 | 0.34398 | 348595
2016-10-13 10:00 | 0 | 0.33778 | 373419
2016-10-13 11:00 | 0 | 0.33165 | 399415
2016-10-13 12:00 | 0 | 0.32246 | 412453
2016-10-13 13:00 | 0.0068971 | 0.25687 | 423354
2016-10-13 14:00 | 0.24106 | 0.16636 | 433595
2016-10-13 15:00 | 0.55264 | 0.1602 | 441745
2016-10-13 16:00 | 0.63093 | 0.16492 | 448142
2016-10-13 17:00 | 0.63405 | 0.16717 | 454591
2016-10-13 18:00 | 0.62393 | 0.17095 | 460716
2016-10-13 19:00 | 0.61718 | 0.1731 | 464994
2016-10-13 20:00 | 0.62488 | 0.16633 | 467977
2016-10-13 21:00 | 0.631 | 0.16291 | 469397
2016-10-13 22:00 | 0.60297 | 0.17842 | 468201
2016-10-13 23:00 | 0.45331 | 0.29318 | 472705
2016-10-14 | 0.1138 | 0.47024 | 470940
2016-10-14 01:00 | 0.00019909 | 0.56053 | 456951
2016-10-14 02:00 | 0 | 0.60141 | 433342
2016-10-14 03:00 | 0 | 0.62144 | 407036
2016-10-14 04:00 | 0 | 0.63032 | 382596
2016-10-14 05:00 | 0 | 0.6292 | 362278
2016-10-14 06:00 | 0 | 0.62267 | 348008
2016-10-14 07:00 | 0 | 0.61482 | 340313
2016-10-14 08:00 | 0 | 0.60154 | 339060
2016-10-14 09:00 | 0 | 0.57517 | 347726
2016-10-14 10:00 | 0 | 0.55219 | 371146
2016-10-14 11:00 | 0 | 0.53831 | 396426
2016-10-14 12:00 | 0 | 0.5302 | 409246
2016-10-14 13:00 | 0.0091081 | 0.49674 | 419731
2016-10-14 14:00 | 0.27824 | 0.40222 | 429523
2016-10-14 15:00 | 0.54355 | 0.3911 | 436532
2016-10-14 16:00 | 0.62779 | 0.42927 | 442480
2016-10-14 17:00 | 0.64069 | 0.46427 | 448288
2016-10-14 18:00 | 0.63372 | 0.5031 | 453012
2016-10-14 19:00 | 0.62863 | 0.54428 | 456009
2016-10-14 20:00 | 0.63496 | 0.58197 | 458200
2016-10-14 21:00 | 0.64108 | 0.62739 | 458185
2016-10-14 22:00 | 0.60225 | 0.67944 | 455239
2016-10-14 23:00 | 0.4391 | 0.79742 | 456333
2016-10-15 | 0.094799 | 0.90436 | 451920
2016-10-15 01:00 | 0.00014375 | 0.9307 | 440415
2016-10-15 02:00 | 0 | 0.92822 | 422463
2016-10-15 03:00 | 0 | 0.92437 | 399992
2016-10-15 04:00 | 0 | 0.9159 | 377730
2016-10-15 05:00 | 0 | 0.89859 | 360123
2016-10-15 06:00 | 0 | 0.87759 | 346109
2016-10-15 07:00 | 0 | 0.85874 | 337138
2016-10-15 08:00 | 0 | 0.84313 | 333073
2016-10-15 09:00 | 0 | 0.82265 | 334219
2016-10-15 10:00 | 0 | 0.79482 | 341744
2016-10-15 11:00 | 0 | 0.77354 | 353154
2016-10-15 12:00 | 0 | 0.74801 | 366424
2016-10-15 13:00 | 0.009392 | 0.68303 | 381324
2016-10-15 14:00 | 0.32178 | 0.54576 | 395160
2016-10-15 15:00 | 0.62946 | 0.47298 | 407344
2016-10-15 16:00 | 0.70065 | 0.4964 | 417435
2016-10-15 17:00 | 0.69472 | 0.50092 | 425068
2016-10-15 18:00 | 0.6759 | 0.47024 | 431579
2016-10-15 19:00 | 0.66763 | 0.43578 | 437621
2016-10-15 20:00 | 0.6785 | 0.39693 | 442960
2016-10-15 21:00 | 0.69543 | 0.36063 | 445535
2016-10-15 22:00 | 0.68042 | 0.34869 | 446436
2016-10-15 23:00 | 0.49636 | 0.41525 | 449627
2016-10-16 | 0.11725 | 0.47742 | 445552
2016-10-16 01:00 | 0.00011651 | 0.51837 | 434826
2016-10-16 02:00 | 0 | 0.54409 | 417311
2016-10-16 03:00 | 0 | 0.57581 | 396189
2016-10-16 04:00 | 0 | 0.60853 | 374750
2016-10-16 05:00 | 0 | 0.62411 | 357343
2016-10-16 06:00 | 0 | 0.6281 | 343637
2016-10-16 07:00 | 0 | 0.63994 | 333971
2016-10-16 08:00 | 0 | 0.65447 | 328806
2016-10-16 09:00 | 0 | 0.66635 | 327782
2016-10-16 10:00 | 0 | 0.68219 | 331842
2016-10-16 11:00 | 0 | 0.69173 | 340368
2016-10-16 12:00 | 0 | 0.70583 | 351891
2016-10-16 13:00 | 0.0081807 | 0.65264 | 367423
2016-10-16 14:00 | 0.31655 | 0.53615 | 383772
2016-10-16 15:00 | 0.57035 | 0.5099 | 400544
2016-10-16 16:00 | 0.6447 | 0.59078 | 416790
2016-10-16 17:00 | 0.64454 | 0.68706 | 430707
2016-10-16 18:00 | 0.62667 | 0.73268 | 442178
2016-10-16 19:00 | 0.6189 | 0.75319 | 451589
2016-10-16 20:00 | 0.62334 | 0.75853 | 458822
2016-10-16 21:00 | 0.63252 | 0.75228 | 464628
2016-10-16 22:00 | 0.61418 | 0.75669 | 467804
2016-10-16 23:00 | 0.45714 | 0.81713 | 471245
2016-10-17 | 0.10816 | 0.85498 | 468534
2016-10-17 01:00 | 8.49e-05 | 0.84947 | 453973
2016-10-17 02:00 | 0 | 0.8215 | 431304
2016-10-17 03:00 | 0 | 0.78858 | 404663
2016-10-17 04:00 | 0 | 0.76709 | 379946
2016-10-17 05:00 | 0 | 0.74994 | 360858
2016-10-17 06:00 | 0 | 0.72122 | 347528
2016-10-17 07:00 | 0 | 0.69575 | 340423
2016-10-17 08:00 | 0 | 0.67029 | 339804
2016-10-17 09:00 | 0 | 0.63714 | 349623
2016-10-17 10:00 | 0 | 0.60881 | 376218
2016-10-17 11:00 | 0 | 0.5899 | 404471
2016-10-17 12:00 | 0 | 0.58016 | 420646
2016-10-17 13:00 | 0.0079174 | 0.54041 | 436484
2016-10-17 14:00 | 0.30061 | 0.4363 | 453409
2016-10-17 15:00 | 0.60107 | 0.43545 | 468848
2016-10-17 16:00 | 0.68774 | 0.51896 | 483953
2016-10-17 17:00 | 0.69122 | 0.58003 | 498846
2016-10-17 18:00 | 0.66971 | 0.61724 | 511978
2016-10-17 19:00 | 0.66 | 0.63975 | 521613
2016-10-17 20:00 | 0.6718 | 0.65474 | 527488
2016-10-17 21:00 | 0.69386 | 0.6666 | 528429
2016-10-17 22:00 | 0.68577 | 0.69133 | 523606
2016-10-17 23:00 | 0.51176 | 0.76937 | 522334
2016-10-18 | 0.12135 | 0.81432 | 514513
2016-10-18 01:00 | 8.84e-05 | 0.81057 | 495858
2016-10-18 02:00 | 0 | 0.79928 | 468422
2016-10-18 03:00 | 0 | 0.79092 | 435906
2016-10-18 04:00 | 0 | 0.78313 | 406153
2016-10-18 05:00 | 0 | 0.76608 | 383174
2016-10-18 06:00 | 0 | 0.75023 | 367099
2016-10-18 07:00 | 0 | 0.73741 | 357029
2016-10-18 08:00 | 0 | 0.71698 | 354533
2016-10-18 09:00 | 0 | 0.67642 | 363232
2016-10-18 10:00 | 0 | 0.63577 | 388280
2016-10-18 11:00 | 0 | 0.59703 | 414599
2016-10-18 12:00 | 0 | 0.56205 | 428263
2016-10-18 13:00 | 0.0058595 | 0.44825 | 443362
2016-10-18 14:00 | 0.28001 | 0.26506 | 459677
2016-10-18 15:00 | 0.67268 | 0.25748 | 473422
2016-10-18 16:00 | 0.73686 | 0.24389 | 487336
2016-10-18 17:00 | 0.71155 | 0.21427 | 500972
2016-10-18 18:00 | 0.68389 | 0.19931 | 512847
2016-10-18 19:00 | 0.66782 | 0.19869 | 521572
2016-10-18 20:00 | 0.67458 | 0.19986 | 527230
2016-10-18 21:00 | 0.68845 | 0.1988 | 527453
2016-10-18 22:00 | 0.66896 | 0.20335 | 522155
2016-10-18 23:00 | 0.49627 | 0.25835 | 520044
2016-10-19 | 0.11895 | 0.35453 | 512531
2016-10-19 01:00 | 6.18e-05 | 0.42021 | 493705
2016-10-19 02:00 | 0 | 0.44105 | 465734
2016-10-19 03:00 | 0 | 0.43067 | 434382
2016-10-19 04:00 | 0 | 0.40441 | 404120
2016-10-19 05:00 | 0 | 0.37167 | 381461
2016-10-19 06:00 | 0 | 0.34386 | 365213
2016-10-19 07:00 | 0 | 0.32185 | 355191
2016-10-19 08:00 | 0 | 0.3038 | 353273
2016-10-19 09:00 | 0 | 0.28924 | 362507
2016-10-19 10:00 | 0 | 0.28264 | 387847
2016-10-19 11:00 | 0 | 0.28485 | 413174
2016-10-19 12:00 | 0 | 0.28751 | 427913
2016-10-19 13:00 | 0.0050292 | 0.24365 | 441862
2016-10-19 14:00 | 0.26848 | 0.12636 | 458750
2016-10-19 15:00 | 0.69145 | 0.13094 | 474396
2016-10-19 16:00 | 0.74362 | 0.15916 | 488621
2016-10-19 17:00 | 0.71762 | 0.14789 | 504233
2016-10-19 18:00 | 0.68988 | 0.13924 | 514868
2016-10-19 19:00 | 0.67638 | 0.14675 | 522783
2016-10-19 20:00 | 0.68546 | 0.16754 | 526819
2016-10-19 21:00 | 0.70109 | 0.20051 | 524964
2016-10-19 22:00 | 0.68883 | 0.24308 | 520100
2016-10-19 23:00 | 0.51667 | 0.35088 | 519054
2016-10-20 | 0.11501 | 0.48392 | 509934
2016-10-20 01:00 | 5.1e-05 | 0.48911 | 488304
2016-10-20 02:00 | 0 | 0.46043 | 461216
2016-10-20 03:00 | 0 | 0.42539 | 433142
2016-10-20 04:00 | 0 | 0.40721 | 402047
2016-10-20 05:00 | 0 | 0.41165 | 379104
2016-10-20 06:00 | 0 | 0.43422 | 362360
2016-10-20 07:00 | 0 | 0.45151 | 352629
2016-10-20 08:00 | 0 | 0.46327 | 350469
2016-10-20 09:00 | 0 | 0.45832 | 358516
2016-10-20 10:00 | 0 | 0.45044 | 382205
2016-10-20 11:00 | 0 | 0.44036 | 407642
2016-10-20 12:00 | 0 | 0.42952 | 421327
2016-10-20 13:00 | 0.0047758 | 0.38594 | 433915
2016-10-20 14:00 | 0.24858 | 0.32793 | 446863
2016-10-20 15:00 | 0.67916 | 0.30479 | 458334
2016-10-20 16:00 | 0.73505 | 0.28017 | 468446
2016-10-20 17:00 | 0.72176 | 0.25841 | 477166
2016-10-20 18:00 | 0.69621 | 0.24524 | 483333
2016-10-20 19:00 | 0.68256 | 0.23717 | 485984
2016-10-20 20:00 | 0.69208 | 0.23069 | 487956
2016-10-20 21:00 | 0.70991 | 0.22033 | 486898
2016-10-20 22:00 | 0.69967 | 0.20219 | 485387
2016-10-20 23:00 | 0.51975 | 0.23258 | 487256
2016-10-21 | 0.11839 | 0.32175 | 481349
2016-10-21 01:00 | 3.32e-05 | 0.40078 | 464833
2016-10-21 02:00 | 0 | 0.47779 | 440739
2016-10-21 03:00 | 0 | 0.53168 | 411354
2016-10-21 04:00 | 0 | 0.55199 | 384789
2016-10-21 05:00 | 0 | 0.55481 | 365676
2016-10-21 06:00 | 0 | 0.55176 | 350932
2016-10-21 07:00 | 0 | 0.54355 | 342072
2016-10-21 08:00 | 0 | 0.53667 | 340233
2016-10-21 09:00 | 0 | 0.52861 | 347723
2016-10-21 10:00 | 0 | 0.52643 | 369935
2016-10-21 11:00 | 0 | 0.53104 | 396221
2016-10-21 12:00 | 0 | 0.54018 | 410677
2016-10-21 13:00 | 0.0034688 | 0.51203 | 423400
2016-10-21 14:00 | 0.24934 | 0.32562 | 433205
2016-10-21 15:00 | 0.68087 | 0.25331 | 439526
2016-10-21 16:00 | 0.73708 | 0.34517 | 443972
2016-10-21 17:00 | 0.71133 | 0.36555 | 448132
2016-10-21 18:00 | 0.68414 | 0.34828 | 450191
2016-10-21 19:00 | 0.6702 | 0.33138 | 451429
2016-10-21 20:00 | 0.67884 | 0.31506 | 452203
2016-10-21 21:00 | 0.69828 | 0.29126 | 451126
2016-10-21 22:00 | 0.69485 | 0.27135 | 448961
2016-10-21 23:00 | 0.51178 | 0.37948 | 449429
2016-10-22 | 0.1125 | 0.46134 | 443542
2016-10-22 01:00 | 2.65e-05 | 0.50653 | 430130
2016-10-22 02:00 | 0 | 0.52395 | 411926
2016-10-22 03:00 | 0 | 0.53572 | 388331
2016-10-22 04:00 | 0 | 0.54814 | 367509
2016-10-22 05:00 | 0 | 0.54752 | 350055
2016-10-22 06:00 | 0 | 0.53947 | 336559
2016-10-22 07:00 | 0 | 0.52624 | 328180
2016-10-22 08:00 | 0 | 0.50576 | 324353
2016-10-22 09:00 | 0 | 0.47664 | 326281
2016-10-22 10:00 | 0 | 0.45652 | 333702
2016-10-22 11:00 | 0 | 0.45146 | 346674
2016-10-22 12:00 | 0 | 0.45859 | 360161
2016-10-22 13:00 | 0.0028987 | 0.42345 | 374661
2016-10-22 14:00 | 0.26086 | 0.26891 | 383664
2016-10-22 15:00 | 0.61088 | 0.15772 | 387972
2016-10-22 16:00 | 0.6835 | 0.22351 | 388617
2016-10-22 17:00 | 0.67245 | 0.32898 | 388083
2016-10-22 18:00 | 0.64955 | 0.372 | 387684
2016-10-22 19:00 | 0.63789 | 0.39942 | 389417
2016-10-22 20:00 | 0.64608 | 0.41432 | 393748
2016-10-22 21:00 | 0.66141 | 0.42424 | 398974
2016-10-22 22:00 | 0.62641 | 0.47435 | 403878
2016-10-22 23:00 | 0.43036 | 0.64969 | 410658
2016-10-23 | 0.086016 | 0.74998 | 410237
2016-10-23 01:00 | 1.29e-05 | 0.78496 | 403081
2016-10-23 02:00 | 0 | 0.79783 | 389395
2016-10-23 03:00 | 0 | 0.79901 | 371839
2016-10-23 04:00 | 0 | 0.78444 | 354383
2016-10-23 05:00 | 0 | 0.76489 | 339525
2016-10-23 06:00 | 0 | 0.73883 | 328360
2016-10-23 07:00 | 0 | 0.71365 | 321477
2016-10-23 08:00 | 0 | 0.68792 | 318501
2016-10-23 09:00 | 0 | 0.6519 | 318837
2016-10-23 10:00 | 0 | 0.61843 | 325778
2016-10-23 11:00 | 0 | 0.58619 | 335639
2016-10-23 12:00 | 0 | 0.5585 | 347934
2016-10-23 13:00 | 0.0014174 | 0.48118 | 358905
2016-10-23 14:00 | 0.2237 | 0.31613 | 364785
2016-10-23 15:00 | 0.4846 | 0.34712 | 368963
2016-10-23 16:00 | 0.59979 | 0.3481 | 373345
2016-10-23 17:00 | 0.61424 | 0.32748 | 377387
2016-10-23 18:00 | 0.5965 | 0.29964 | 380953
2016-10-23 19:00 | 0.58129 | 0.27933 | 384868
2016-10-23 20:00 | 0.58171 | 0.26381 | 391183
2016-10-23 21:00 | 0.58047 | 0.2527 | 398828
2016-10-23 22:00 | 0.53275 | 0.25498 | 408238
2016-10-23 23:00 | 0.35288 | 0.40228 | 420251
2016-10-24 | 0.056876 | 0.59725 | 422595
2016-10-24 01:00 | 1.15e-05 | 0.66155 | 411659
2016-10-24 02:00 | 0 | 0.64985 | 393670
2016-10-24 03:00 | 0 | 0.61525 | 371559
2016-10-24 04:00 | 0 | 0.57156 | 352342
2016-10-24 05:00 | 0 | 0.5249 | 336659
2016-10-24 06:00 | 0 | 0.48514 | 325873
2016-10-24 07:00 | 0 | 0.45036 | 321177
2016-10-24 08:00 | 0 | 0.41957 | 322115
2016-10-24 09:00 | 0 | 0.38298 | 334390
2016-10-24 10:00 | 0 | 0.35381 | 362713
2016-10-24 11:00 | 0 | 0.32605 | 392252
2016-10-24 12:00 | 0 | 0.29742 | 406365
2016-10-24 13:00 | 0.0021007 | 0.24852 | 414488
2016-10-24 14:00 | 0.22403 | 0.15819 | 422221
2016-10-24 15:00 | 0.42068 | 0.14701 | 427759
2016-10-24 16:00 | 0.51173 | 0.16532 | 432360
2016-10-24 17:00 | 0.52967 | 0.17165 | 437102
2016-10-24 18:00 | 0.51769 | 0.17914 | 441106
2016-10-24 19:00 | 0.50117 | 0.18643 | 444839
2016-10-24 20:00 | 0.48437 | 0.19168 | 448354
2016-10-24 21:00 | 0.45033 | 0.19734 | 451542
2016-10-24 22:00 | 0.37941 | 0.221 | 454806
2016-10-24 23:00 | 0.22674 | 0.40067 | 462102
2016-10-25 | 0.049075 | 0.63928 | 459418
2016-10-25 01:00 | 1.28e-05 | 0.72394 | 445715
2016-10-25 02:00 | 0 | 0.72337 | 421898
2016-10-25 03:00 | 0 | 0.69728 | 395290
2016-10-25 04:00 | 0 | 0.66315 | 370928
2016-10-25 05:00 | 0 | 0.6265 | 353108
2016-10-25 06:00 | 0 | 0.58689 | 340493
2016-10-25 07:00 | 0 | 0.54778 | 333872
2016-10-25 08:00 | 0 | 0.51397 | 333840
2016-10-25 09:00 | 0 | 0.48461 | 345250
2016-10-25 10:00 | 0 | 0.47087 | 374380
2016-10-25 11:00 | 0 | 0.46125 | 402791
2016-10-25 12:00 | 0 | 0.45851 | 414577
2016-10-25 13:00 | 0.00060858 | 0.43481 | 420864
2016-10-25 14:00 | 0.10337 | 0.35033 | 425780
2016-10-25 15:00 | 0.36828 | 0.33402 | 429361
2016-10-25 16:00 | 0.5278 | 0.4093 | 433164
2016-10-25 17:00 | 0.58626 | 0.46754 | 437173
2016-10-25 18:00 | 0.58052 | 0.51008 | 440755
2016-10-25 19:00 | 0.57192 | 0.54519 | 444026
2016-10-25 20:00 | 0.58453 | 0.56278 | 448066
2016-10-25 21:00 | 0.60449 | 0.56047 | 451997
2016-10-25 22:00 | 0.59043 | 0.56234 | 457558
2016-10-25 23:00 | 0.45082 | 0.60567 | 465965
2016-10-26 | 0.08443 | 0.65915 | 463206
2016-10-26 01:00 | 1.25e-05 | 0.63796 | 450822
2016-10-26 02:00 | 0 | 0.61677 | 427489
2016-10-26 03:00 | 0 | 0.60167 | 401143
2016-10-26 04:00 | 0 | 0.58579 | 377467
2016-10-26 05:00 | 0 | 0.57539 | 358988
2016-10-26 06:00 | 0 | 0.56459 | 346963
2016-10-26 07:00 | 0 | 0.54997 | 340536
2016-10-26 08:00 | 0 | 0.52819 | 341377
2016-10-26 09:00 | 0 | 0.49029 | 351909
2016-10-26 10:00 | 0 | 0.45255 | 379889
2016-10-26 11:00 | 0 | 0.42703 | 408520
2016-10-26 12:00 | 0 | 0.40995 | 419924
2016-10-26 13:00 | 0.0015322 | 0.37334 | 425356
2016-10-26 14:00 | 0.22155 | 0.2509 | 430914
2016-10-26 15:00 | 0.60229 | 0.22467 | 434118
2016-10-26 16:00 | 0.69086 | 0.23716 | 437865
2016-10-26 17:00 | 0.67295 | 0.22542 | 442826
2016-10-26 18:00 | 0.64094 | 0.21141 | 447686
2016-10-26 19:00 | 0.62692 | 0.2041 | 452795
2016-10-26 20:00 | 0.6373 | 0.19366 | 458288
2016-10-26 21:00 | 0.66055 | 0.17845 | 463634
2016-10-26 22:00 | 0.63826 | 0.16027 | 469313
2016-10-26 23:00 | 0.43153 | 0.19458 | 474513
2016-10-27 | 0.066606 | 0.25241 | 470084
2016-10-27 01:00 | 1.18e-05 | 0.30527 | 457175
2016-10-27 02:00 | 0 | 0.3397 | 433502
2016-10-27 03:00 | 0 | 0.36102 | 405656
2016-10-27 04:00 | 0 | 0.36809 | 380313
2016-10-27 05:00 | 0 | 0.36953 | 361970
2016-10-27 06:00 | 0 | 0.37219 | 348505
2016-10-27 07:00 | 0 | 0.37093 | 341247
2016-10-27 08:00 | 0 | 0.36309 | 340680
2016-10-27 09:00 | 0 | 0.35047 | 350607
2016-10-27 10:00 | 0 | 0.34035 | 376569
2016-10-27 11:00 | 0 | 0.33383 | 404673
2016-10-27 12:00 | 0 | 0.32529 | 417790
2016-10-27 13:00 | 0.00108 | 0.31053 | 426933
2016-10-27 14:00 | 0.21046 | 0.21473 | 435210
2016-10-27 15:00 | 0.47088 | 0.1249 | 441686
2016-10-27 16:00 | 0.55383 | 0.13883 | 447689
2016-10-27 17:00 | 0.55972 | 0.15899 | 454898
2016-10-27 18:00 | 0.54281 | 0.16001 | 460712
2016-10-27 19:00 | 0.52744 | 0.16277 | 464519
2016-10-27 20:00 | 0.51936 | 0.17285 | 469105
2016-10-27 21:00 | 0.49665 | 0.19797 | 471458
2016-10-27 22:00 | 0.41965 | 0.29307 | 473190
2016-10-27 23:00 | 0.22641 | 0.53549 | 475743
2016-10-28 | 0.016406 | 0.69452 | 471538
2016-10-28 01:00 | 3.05e-07 | 0.78253 | 458174
2016-10-28 02:00 | 0 | 0.81725 | 435168
2016-10-28 03:00 | 0 | 0.82706 | 407076
2016-10-28 04:00 | 0 | 0.82673 | 380575
2016-10-28 05:00 | 0 | 0.81748 | 360923
2016-10-28 06:00 | 0 | 0.80145 | 346937
2016-10-28 07:00 | 0 | 0.78337 | 340245
2016-10-28 08:00 | 0 | 0.76474 | 339281
2016-10-28 09:00 | 0 | 0.7493 | 347939
2016-10-28 10:00 | 0 | 0.74235 | 374656
2016-10-28 11:00 | 0 | 0.73259 | 401690
2016-10-28 12:00 | 0 | 0.71839 | 413635
2016-10-28 13:00 | 0.0010715 | 0.66963 | 422680
2016-10-28 14:00 | 0.12715 | 0.50738 | 431243
2016-10-28 15:00 | 0.30073 | 0.37897 | 437540
2016-10-28 16:00 | 0.40028 | 0.43798 | 443197
2016-10-28 17:00 | 0.43958 | 0.49528 | 449351
2016-10-28 18:00 | 0.45617 | 0.50447 | 454376
2016-10-28 19:00 | 0.46053 | 0.51205 | 456865
2016-10-28 20:00 | 0.45842 | 0.51886 | 459630
2016-10-28 21:00 | 0.43588 | 0.51998 | 460343
2016-10-28 22:00 | 0.383 | 0.53825 | 459351
2016-10-28 23:00 | 0.25355 | 0.59539 | 458141
2016-10-29 | 0.056879 | 0.65941 | 451526
2016-10-29 01:00 | 2.79e-06 | 0.6569 | 438382
2016-10-29 02:00 | 0 | 0.63744 | 419698
2016-10-29 03:00 | 0 | 0.60871 | 398575
2016-10-29 04:00 | 0 | 0.57895 | 376913
2016-10-29 05:00 | 0 | 0.56044 | 358730
2016-10-29 06:00 | 0 | 0.54359 | 345598
2016-10-29 07:00 | 0 | 0.52466 | 336136
2016-10-29 08:00 | 0 | 0.51013 | 331955
2016-10-29 09:00 | 0 | 0.49525 | 334188
2016-10-29 10:00 | 0 | 0.48529 | 341183
2016-10-29 11:00 | 0 | 0.4785 | 353400
2016-10-29 12:00 | 0 | 0.46809 | 366362
2016-10-29 13:00 | 0.00071991 | 0.42792 | 379350
2016-10-29 14:00 | 0.1736 | 0.29084 | 393060
2016-10-29 15:00 | 0.50484 | 0.30702 | 402815
2016-10-29 16:00 | 0.62039 | 0.36949 | 410672
2016-10-29 17:00 | 0.62886 | 0.35709 | 417739
2016-10-29 18:00 | 0.60249 | 0.33823 | 425048
2016-10-29 19:00 | 0.59032 | 0.3416 | 430421
2016-10-29 20:00 | 0.60182 | 0.3581 | 436729
2016-10-29 21:00 | 0.62088 | 0.37472 | 439461
2016-10-29 22:00 | 0.59377 | 0.39075 | 439395
2016-10-29 23:00 | 0.37758 | 0.44487 | 439845
2016-10-30 | 0.046086 | 0.50805 | 433880
2016-10-30 01:00 | 7.84e-07 | 0.51938 | 421469
2016-10-30 02:00 | 0 | 0.51727 | 405072
2016-10-30 03:00 | 0 | 0.51507 | 385088
2016-10-30 04:00 | 0 | 0.51261 | 364576
2016-10-30 05:00 | 0 | 0.50782 | 348139
2016-10-30 06:00 | 0 | 0.49634 | 334018
2016-10-30 07:00 | 0 | 0.47682 | 324431
2016-10-30 08:00 | 0 | 0.45328 | 318956
2016-10-30 09:00 | 0 | 0.41187 | 317742
2016-10-30 10:00 | 0 | 0.37247 | 321987
2016-10-30 11:00 | 0 | 0.34725 | 330156
2016-10-30 12:00 | 0 | 0.32841 | 342297
2016-10-30 13:00 | 0.00059478 | 0.29405 | 356809
2016-10-30 14:00 | 0.18889 | 0.23537 | 371612
2016-10-30 15:00 | 0.3703 | 0.1885 | 384979
2016-10-30 16:00 | 0.46062 | 0.17385 | 398469
2016-10-30 17:00 | 0.48806 | 0.17828 | 411094
2016-10-30 18:00 | 0.4952 | 0.17708 | 421927
2016-10-30 19:00 | 0.5012 | 0.17661 | 429488
2016-10-30 20:00 | 0.50413 | 0.17675 | 436896
2016-10-30 21:00 | 0.49205 | 0.17665 | 441267
2016-10-30 22:00 | 0.43942 | 0.18572 | 444525
2016-10-30 23:00 | 0.26733 | 0.29305 | 448448
2016-10-31 | 0.054225 | 0.43282 | 445376
2016-10-31 01:00 | 1.55e-07 | 0.51223 | 430012
2016-10-31 02:00 | 0 | 0.54834 | 410424
2016-10-31 03:00 | 0 | 0.56649 | 386114
2016-10-31 04:00 | 0 | 0.57182 | 363896
2016-10-31 05:00 | 0 | 0.57026 | 346071
2016-10-31 06:00 | 0 | 0.5732 | 334247
2016-10-31 07:00 | 0 | 0.58172 | 327083
2016-10-31 08:00 | 0 | 0.58684 | 326644
2016-10-31 09:00 | 0 | 0.58748 | 336996
2016-10-31 10:00 | 0 | 0.59156 | 364167
2016-10-31 11:00 | 0 | 0.60877 | 394234
2016-10-31 12:00 | 0 | 0.63876 | 409948
2016-10-31 13:00 | 0.00047581 | 0.64488 | 418819
2016-10-31 14:00 | 0.15252 | 0.58588 | 428158
2016-10-31 15:00 | 0.50213 | 0.63919 | 435884
2016-10-31 16:00 | 0.62814 | 0.73225 | 443570
2016-10-31 17:00 | 0.6393 | 0.77852 | 452155
2016-10-31 18:00 | 0.61377 | 0.79627 | 457632
2016-10-31 19:00 | 0.59979 | 0.79533 | 463453
2016-10-31 20:00 | 0.60827 | 0.78543 | 466731
2016-10-31 21:00 | 0.62142 | 0.76919 | 467068
2016-10-31 22:00 | 0.58233 | 0.7741 | 465870
2016-10-31 23:00 | 0.37658 | 0.82655 | 462651
2016-11-01 | 0.058282 | 0.86168 | 457791
2016-11-01 01:00 | 0 | 0.85389 | 446536
2016-11-01 02:00 | 0 | 0.84215 | 426933
2016-11-01 03:00 | 0 | 0.82492 | 401248
2016-11-01 04:00 | 0 | 0.80523 | 377067
2016-11-01 05:00 | 0 | 0.78966 | 358819
2016-11-01 06:00 | 0 | 0.76166 | 346642
2016-11-01 07:00 | 0 | 0.72028 | 340076
2016-11-01 08:00 | 0 | 0.66835 | 339261
2016-11-01 09:00 | 0 | 0.59616 | 348857
2016-11-01 10:00 | 0 | 0.52623 | 375785
2016-11-01 11:00 | 0 | 0.47006 | 404362
2016-11-01 12:00 | 0 | 0.42961 | 418100
2016-11-01 13:00 | 0.0003552 | 0.38116 | 424883
2016-11-01 14:00 | 0.09131 | 0.26449 | 432738
2016-11-01 15:00 | 0.3218 | 0.19823 | 441024
2016-11-01 16:00 | 0.46121 | 0.19421 | 448543
2016-11-01 17:00 | 0.51334 | 0.23987 | 454209
2016-11-01 18:00 | 0.51294 | 0.26402 | 460031
2016-11-01 19:00 | 0.5041 | 0.28035 | 464625
2016-11-01 20:00 | 0.49829 | 0.29036 | 469424
2016-11-01 21:00 | 0.48337 | 0.29391 | 473308
2016-11-01 22:00 | 0.43537 | 0.31523 | 477350
2016-11-01 23:00 | 0.3073 | 0.42383 | 481831
2016-11-02 | 0.058241 | 0.49996 | 478077
2016-11-02 01:00 | 0 | 0.52088 | 461935
2016-11-02 02:00 | 0 | 0.5239 | 438071
2016-11-02 03:00 | 0 | 0.53165 | 411034
2016-11-02 04:00 | 0 | 0.53283 | 384186
2016-11-02 05:00 | 0 | 0.51605 | 363898
2016-11-02 06:00 | 0 | 0.48946 | 350436
2016-11-02 07:00 | 0 | 0.46407 | 342291
2016-11-02 08:00 | 0 | 0.44964 | 340929
2016-11-02 09:00 | 0 | 0.41985 | 350511
2016-11-02 10:00 | 0 | 0.39053 | 375741
2016-11-02 11:00 | 0 | 0.36786 | 403615
2016-11-02 12:00 | 0 | 0.34788 | 418313
2016-11-02 13:00 | 0.0001469 | 0.3173 | 426393
2016-11-02 14:00 | 0.090839 | 0.23045 | 436379
2016-11-02 15:00 | 0.49401 | 0.16919 | 444579
2016-11-02 16:00 | 0.6102 | 0.15316 | 451675
2016-11-02 17:00 | 0.60246 | 0.15635 | 459394
2016-11-02 18:00 | 0.57566 | 0.16208 | 466383
2016-11-02 19:00 | 0.55841 | 0.16308 | 471568
2016-11-02 20:00 | 0.56125 | 0.16472 | 474377
2016-11-02 21:00 | 0.57053 | 0.1712 | 475810
2016-11-02 22:00 | 0.54677 | 0.19586 | 479192
2016-11-02 23:00 | 0.37102 | 0.26805 | 481998
2016-11-03 | 0.054502 | 0.32192 | 476820
2016-11-03 01:00 | 0 | 0.33738 | 460151
2016-11-03 02:00 | 0 | 0.33984 | 436685
2016-11-03 03:00 | 0 | 0.34388 | 410743
2016-11-03 04:00 | 0 | 0.35579 | 386212
2016-11-03 05:00 | 0 | 0.3774 | 367300
2016-11-03 06:00 | 0 | 0.40505 | 351478
2016-11-03 07:00 | 0 | 0.42573 | 342221
2016-11-03 08:00 | 0 | 0.43823 | 340441
2016-11-03 09:00 | 0 | 0.43661 | 349046
2016-11-03 10:00 | 0 | 0.42904 | 372309
2016-11-03 11:00 | 0 | 0.42241 | 400076
2016-11-03 12:00 | 0 | 0.41969 | 415884
2016-11-03 13:00 | 9.89e-05 | 0.41156 | 425592
2016-11-03 14:00 | 0.087324 | 0.28845 | 436543
2016-11-03 15:00 | 0.43963 | 0.15792 | 444376
2016-11-03 16:00 | 0.56917 | 0.11204 | 450775
2016-11-03 17:00 | 0.584 | 0.10215 | 457150
2016-11-03 18:00 | 0.56883 | 0.10558 | 461030
2016-11-03 19:00 | 0.55311 | 0.10428 | 462902
2016-11-03 20:00 | 0.55007 | 0.098255 | 463605
2016-11-03 21:00 | 0.5448 | 0.091792 | 464188
2016-11-03 22:00 | 0.50449 | 0.107 | 466431
2016-11-03 23:00 | 0.32006 | 0.12507 | 469489
2016-11-04 | 0.045918 | 0.14517 | 466276
2016-11-04 01:00 | 0 | 0.16145 | 452064
2016-11-04 02:00 | 0 | 0.17814 | 428563
2016-11-04 03:00 | 0 | 0.21157 | 402878
2016-11-04 04:00 | 0 | 0.24962 | 378204
2016-11-04 05:00 | 0 | 0.27849 | 358324
2016-11-04 06:00 | 0 | 0.30317 | 345610
2016-11-04 07:00 | 0 | 0.32233 | 337040
2016-11-04 08:00 | 0 | 0.33283 | 335876
2016-11-04 09:00 | 0 | 0.31946 | 344352
2016-11-04 10:00 | 0 | 0.29838 | 368826
2016-11-04 11:00 | 0 | 0.28295 | 396880
2016-11-04 12:00 | 0 | 0.27061 | 411547
2016-11-04 13:00 | 3.04e-05 | 0.25344 | 419830
2016-11-04 14:00 | 0.061083 | 0.18028 | 428091
2016-11-04 15:00 | 0.36023 | 0.090824 | 432715
2016-11-04 16:00 | 0.48477 | 0.05975 | 435014
2016-11-04 17:00 | 0.52163 | 0.062693 | 438947
2016-11-04 18:00 | 0.5125 | 0.074259 | 441631
2016-11-04 19:00 | 0.49878 | 0.082199 | 442149
2016-11-04 20:00 | 0.49503 | 0.079657 | 442635
2016-11-04 21:00 | 0.49086 | 0.078435 | 442022
2016-11-04 22:00 | 0.44536 | 0.10602 | 442778
2016-11-04 23:00 | 0.28666 | 0.1716 | 445082
2016-11-05 | 0.035852 | 0.27805 | 439915
2016-11-05 01:00 | 0 | 0.36304 | 429862
2016-11-05 02:00 | 0 | 0.42301 | 411940
2016-11-05 03:00 | 0 | 0.46368 | 391059
2016-11-05 04:00 | 0 | 0.48608 | 370153
2016-11-05 05:00 | 0 | 0.49168 | 353399
2016-11-05 06:00 | 0 | 0.48296 | 341473
2016-11-05 07:00 | 0 | 0.46608 | 334333
2016-11-05 08:00 | 0 | 0.44448 | 331103
2016-11-05 09:00 | 0 | 0.40724 | 334017
2016-11-05 10:00 | 0 | 0.36327 | 342246
2016-11-05 11:00 | 0 | 0.33049 | 356642
2016-11-05 12:00 | 0 | 0.31098 | 371131
2016-11-05 13:00 | 7.2e-05 | 0.29555 | 383228
2016-11-05 14:00 | 0.04753 | 0.19885 | 390961
2016-11-05 15:00 | 0.34259 | 0.11207 | 394262
2016-11-05 16:00 | 0.48692 | 0.087998 | 394556
2016-11-05 17:00 | 0.52217 | 0.11272 | 393623
2016-11-05 18:00 | 0.51006 | 0.14657 | 392979
2016-11-05 19:00 | 0.49681 | 0.16768 | 392981
2016-11-05 20:00 | 0.49407 | 0.18014 | 395241
2016-11-05 21:00 | 0.48966 | 0.19407 | 397859
2016-11-05 22:00 | 0.45127 | 0.27496 | 405579
2016-11-05 23:00 | 0.31306 | 0.41097 | 412819
2016-11-06 | 0.043386 | 0.5164 | 411564
2016-11-06 01:00 | 0 | 0.57223 | 404747
2016-11-06 02:00 | 0 | 0.60668 | 390608
2016-11-06 03:00 | 0 | 0.63554 | 373425
2016-11-06 04:00 | 0 | 0.65732 | 355387
2016-11-06 05:00 | 0 | 0.66896 | 339352
2016-11-06 06:00 | 0 | 0.66521 | 329384
2016-11-06 07:00 | 0 | 0.64511 | 322959
2016-11-06 08:00 | 0 | 0.61031 | 320466
2016-11-06 09:00 | 0 | 0.56717 | 321170
2016-11-06 10:00 | 0 | 0.5308 | 325728
2016-11-06 11:00 | 0 | 0.50992 | 332624
2016-11-06 12:00 | 0 | 0.50393 | 345359
2016-11-06 13:00 | 4.1e-05 | 0.49817 | 357221
2016-11-06 14:00 | 0.085637 | 0.38196 | 367391
2016-11-06 15:00 | 0.4202 | 0.29985 | 373236
2016-11-06 16:00 | 0.53898 | 0.35314 | 377869
2016-11-06 17:00 | 0.5446 | 0.44288 | 381108
2016-11-06 18:00 | 0.53021 | 0.48695 | 384402
2016-11-06 19:00 | 0.52801 | 0.50987 | 386938
2016-11-06 20:00 | 0.543 | 0.51202 | 390845
2016-11-06 21:00 | 0.56571 | 0.50425 | 400236
2016-11-06 22:00 | 0.53484 | 0.53599 | 410590
2016-11-06 23:00 | 0.34439 | 0.62182 | 420573
2016-11-07 | 0.035073 | 0.67602 | 422553
2016-11-07 01:00 | 0 | 0.67817 | 417048
2016-11-07 02:00 | 0 | 0.66981 | 401103
2016-11-07 03:00 | 0 | 0.6594 | 383244
2016-11-07 04:00 | 0 | 0.64614 | 364444
2016-11-07 05:00 | 0 | 0.61552 | 348335
2016-11-07 06:00 | 0 | 0.58606 | 336181
2016-11-07 07:00 | 0 | 0.55818 | 329397
2016-11-07 08:00 | 0 | 0.53731 | 327608
2016-11-07 09:00 | 0 | 0.51038 | 331047
2016-11-07 10:00 | 0 | 0.48595 | 345633
2016-11-07 11:00 | 0 | 0.46614 | 376476
2016-11-07 12:00 | 0 | 0.44852 | 402683
2016-11-07 13:00 | 9.87e-05 | 0.41935 | 414736
2016-11-07 14:00 | 0.18835 | 0.28371 | 421647
2016-11-07 15:00 | 0.46513 | 0.21078 | 426656
2016-11-07 16:00 | 0.58962 | 0.24726 | 428919
2016-11-07 17:00 | 0.60697 | 0.26919 | 430687
2016-11-07 18:00 | 0.59176 | 0.28026 | 432362
2016-11-07 19:00 | 0.58084 | 0.28969 | 433968
2016-11-07 20:00 | 0.5953 | 0.30289 | 434391
2016-11-07 21:00 | 0.61936 | 0.31786 | 437060
2016-11-07 22:00 | 0.58627 | 0.32507 | 448643
2016-11-07 23:00 | 0.37143 | 0.39245 | 460712
2016-11-08 | 0.035522 | 0.44354 | 460750
2016-11-08 01:00 | 0 | 0.44975 | 454242
2016-11-08 02:00 | 0 | 0.43494 | 437320
2016-11-08 03:00 | 0 | 0.42117 | 414551
2016-11-08 04:00 | 0 | 0.41333 | 390965
2016-11-08 05:00 | 0 | 0.41024 | 370090
2016-11-08 06:00 | 0 | 0.41434 | 355713
2016-11-08 07:00 | 0 | 0.42045 | 346507
2016-11-08 08:00 | 0 | 0.42422 | 342579
2016-11-08 09:00 | 0 | 0.42813 | 343730
2016-11-08 10:00 | 0 | 0.43449 | 356009
2016-11-08 11:00 | 0 | 0.43497 | 382960
2016-11-08 12:00 | 0 | 0.43461 | 407432
2016-11-08 13:00 | 6.13e-05 | 0.42436 | 417824
2016-11-08 14:00 | 0.19821 | 0.3287 | 423057
2016-11-08 15:00 | 0.54457 | 0.30715 | 425691
2016-11-08 16:00 | 0.65281 | 0.28975 | 426448
2016-11-08 17:00 | 0.63926 | 0.27064 | 426886
2016-11-08 18:00 | 0.60235 | 0.26123 | 428327
2016-11-08 19:00 | 0.58659 | 0.25672 | 429072
2016-11-08 20:00 | 0.59891 | 0.25436 | 429520
2016-11-08 21:00 | 0.63246 | 0.25673 | 432640
2016-11-08 22:00 | 0.61522 | 0.30503 | 445778
2016-11-08 23:00 | 0.37868 | 0.4085 | 457394
2016-11-09 | 0.036632 | 0.5054 | 457668
2016-11-09 01:00 | 0 | 0.54479 | 451035
2016-11-09 02:00 | 0 | 0.54998 | 434243
2016-11-09 03:00 | 0 | 0.53878 | 410461
2016-11-09 04:00 | 0 | 0.51941 | 388056
2016-11-09 05:00 | 0 | 0.5025 | 371470
2016-11-09 06:00 | 0 | 0.49322 | 356814
2016-11-09 07:00 | 0 | 0.48235 | 345056
2016-11-09 08:00 | 0 | 0.47009 | 338487
2016-11-09 09:00 | 0 | 0.46187 | 338307
2016-11-09 10:00 | 0 | 0.45597 | 348602
2016-11-09 11:00 | 0 | 0.45644 | 375832
2016-11-09 12:00 | 0 | 0.45922 | 400769
2016-11-09 13:00 | 1.97e-05 | 0.45267 | 413065
2016-11-09 14:00 | 0.20866 | 0.34299 | 421908
2016-11-09 15:00 | 0.54671 | 0.19448 | 426417
2016-11-09 16:00 | 0.63677 | 0.12604 | 426920
2016-11-09 17:00 | 0.6264 | 0.14684 | 428995
2016-11-09 18:00 | 0.59241 | 0.16573 | 430462
2016-11-09 19:00 | 0.57383 | 0.18108 | 430710
2016-11-09 20:00 | 0.58132 | 0.18578 | 430888
2016-11-09 21:00 | 0.60428 | 0.19269 | 435479
2016-11-09 22:00 | 0.57118 | 0.30981 | 446668
2016-11-09 23:00 | 0.35379 | 0.43098 | 458996
2016-11-10 | 0.032319 | 0.51648 | 459987
2016-11-10 01:00 | 0 | 0.58375 | 454010
2016-11-10 02:00 | 0 | 0.63266 | 437767
2016-11-10 03:00 | 0 | 0.66923 | 415539
2016-11-10 04:00 | 0 | 0.69835 | 392399
2016-11-10 05:00 | 0 | 0.71789 | 372662
2016-11-10 06:00 | 0 | 0.726 | 358277
2016-11-10 07:00 | 0 | 0.71939 | 349674
2016-11-10 08:00 | 0 | 0.69938 | 345853
2016-11-10 09:00 | 0 | 0.67222 | 348169
2016-11-10 10:00 | 0 | 0.6488 | 360076
2016-11-10 11:00 | 0 | 0.62688 | 389933
2016-11-10 12:00 | 0 | 0.60677 | 414297
2016-11-10 13:00 | 2.42e-05 | 0.57491 | 422778
2016-11-10 14:00 | 0.16159 | 0.39133 | 424861
2016-11-10 15:00 | 0.50842 | 0.23404 | 425356
2016-11-10 16:00 | 0.61482 | 0.3347 | 424871
2016-11-10 17:00 | 0.61119 | 0.4044 | 424766
2016-11-10 18:00 | 0.57708 | 0.43226 | 425604
2016-11-10 19:00 | 0.56003 | 0.43728 | 426796
2016-11-10 20:00 | 0.56977 | 0.43397 | 427295
2016-11-10 21:00 | 0.59285 | 0.42891 | 429964
2016-11-10 22:00 | 0.56237 | 0.47397 | 440203
2016-11-10 23:00 | 0.32904 | 0.58329 | 452413
2016-11-11 | 0.025362 | 0.65565 | 453740
2016-11-11 01:00 | 0 | 0.69485 | 448723
2016-11-11 02:00 | 0 | 0.71141 | 434945
2016-11-11 03:00 | 0 | 0.71042 | 413757
2016-11-11 04:00 | 0 | 0.69203 | 391708
2016-11-11 05:00 | 0 | 0.66461 | 371502
2016-11-11 06:00 | 0 | 0.63548 | 357326
2016-11-11 07:00 | 0 | 0.60083 | 347689
2016-11-11 08:00 | 0 | 0.56494 | 343422
2016-11-11 09:00 | 0 | 0.53003 | 344999
2016-11-11 10:00 | 0 | 0.5001 | 354705
2016-11-11 11:00 | 0 | 0.4745 | 378884
2016-11-11 12:00 | 0 | 0.45462 | 402229
2016-11-11 13:00 | 3.58e-05 | 0.41896 | 413318
2016-11-11 14:00 | 0.1455 | 0.2892 | 417219
2016-11-11 15:00 | 0.50679 | 0.23944 | 418797
2016-11-11 16:00 | 0.64362 | 0.22113 | 419146
2016-11-11 17:00 | 0.63532 | 0.21662 | 418334
2016-11-11 18:00 | 0.59609 | 0.21877 | 418496
2016-11-11 19:00 | 0.57887 | 0.22777 | 418696
2016-11-11 20:00 | 0.59332 | 0.24302 | 418481
2016-11-11 21:00 | 0.62102 | 0.26028 | 421340
2016-11-11 22:00 | 0.58323 | 0.31089 | 431879
2016-11-11 23:00 | 0.31726 | 0.45497 | 440688
2016-11-12 | 0.021613 | 0.5624 | 439461
2016-11-12 01:00 | 0 | 0.60334 | 433417
2016-11-12 02:00 | 0 | 0.61828 | 420648
2016-11-12 03:00 | 0 | 0.61888 | 403892
2016-11-12 04:00 | 0 | 0.61755 | 385337
2016-11-12 05:00 | 0 | 0.61783 | 367248
2016-11-12 06:00 | 0 | 0.61823 | 353155
2016-11-12 07:00 | 0 | 0.61394 | 344828
2016-11-12 08:00 | 0 | 0.60623 | 340511
2016-11-12 09:00 | 0 | 0.59571 | 340583
2016-11-12 10:00 | 0 | 0.58514 | 345289
2016-11-12 11:00 | 0 | 0.57087 | 355373
2016-11-12 12:00 | 0 | 0.55875 | 368396
2016-11-12 13:00 | 4.35e-05 | 0.53986 | 381390
2016-11-12 14:00 | 0.18715 | 0.42827 | 389712
2016-11-12 15:00 | 0.43785 | 0.27949 | 392801
2016-11-12 16:00 | 0.53778 | 0.32452 | 393111
2016-11-12 17:00 | 0.54546 | 0.35692 | 391081
2016-11-12 18:00 | 0.5334 | 0.35838 | 388594
2016-11-12 19:00 | 0.5275 | 0.36779 | 386795
2016-11-12 20:00 | 0.54027 | 0.37307 | 387364
2016-11-12 21:00 | 0.55471 | 0.37812 | 392396
2016-11-12 22:00 | 0.50971 | 0.44845 | 406035
2016-11-12 23:00 | 0.25867 | 0.56445 | 419527
2016-11-13 | 0.019455 | 0.66151 | 422595
2016-11-13 01:00 | 0 | 0.73017 | 421057
2016-11-13 02:00 | 0 | 0.77072 | 411988
2016-11-13 03:00 | 0 | 0.79402 | 398326
2016-11-13 04:00 | 0 | 0.80453 | 382834
2016-11-13 05:00 | 0 | 0.80911 | 367618
2016-11-13 06:00 | 0 | 0.80827 | 355910
2016-11-13 07:00 | 0 | 0.80221 | 348713
2016-11-13 08:00 | 0 | 0.79217 | 343481
2016-11-13 09:00 | 0 | 0.77372 | 342102
2016-11-13 10:00 | 0 | 0.75738 | 346332
2016-11-13 11:00 | 0 | 0.7402 | 354510
2016-11-13 12:00 | 0 | 0.72208 | 365072
2016-11-13 13:00 | 3.36e-05 | 0.69317 | 375353
2016-11-13 14:00 | 0.17079 | 0.52023 | 381539
2016-11-13 15:00 | 0.49924 | 0.34094 | 382161
2016-11-13 16:00 | 0.61755 | 0.3969 | 381553
2016-11-13 17:00 | 0.61042 | 0.51232 | 381489
2016-11-13 18:00 | 0.57803 | 0.51666 | 381742
2016-11-13 19:00 | 0.56551 | 0.51132 | 382484
2016-11-13 20:00 | 0.58333 | 0.50204 | 384574
2016-11-13 21:00 | 0.61267 | 0.49492 | 391806
2016-11-13 22:00 | 0.57851 | 0.5359 | 408986
2016-11-13 23:00 | 0.31695 | 0.63982 | 426882
2016-11-14 | 0.02192 | 0.67351 | 430953
2016-11-14 01:00 | 0 | 0.69272 | 430938
2016-11-14 02:00 | 0 | 0.6945 | 417746
2016-11-14 03:00 | 0 | 0.68277 | 399502
2016-11-14 04:00 | 0 | 0.66914 | 379881
2016-11-14 05:00 | 0 | 0.66114 | 362913
2016-11-14 06:00 | 0 | 0.6515 | 349904
2016-11-14 07:00 | 0 | 0.64016 | 342914
2016-11-14 08:00 | 0 | 0.62074 | 341012
2016-11-14 09:00 | 0 | 0.58465 | 345976
2016-11-14 10:00 | 0 | 0.54462 | 362341
2016-11-14 11:00 | 0 | 0.51206 | 393689
2016-11-14 12:00 | 0 | 0.4847 | 421004
2016-11-14 13:00 | 2.38e-05 | 0.45668 | 430839
2016-11-14 14:00 | 0.18611 | 0.33694 | 433072
2016-11-14 15:00 | 0.51314 | 0.20802 | 432017
2016-11-14 16:00 | 0.63871 | 0.1659 | 430617
2016-11-14 17:00 | 0.6322 | 0.18535 | 428936
2016-11-14 18:00 | 0.59416 | 0.20663 | 429070
2016-11-14 19:00 | 0.5803 | 0.22521 | 429960
2016-11-14 20:00 | 0.59862 | 0.24299 | 430707
2016-11-14 21:00 | 0.63527 | 0.25345 | 436153
2016-11-14 22:00 | 0.60133 | 0.28695 | 450135
2016-11-14 23:00 | 0.33691 | 0.32128 | 462512
2016-11-15 | 0.018082 | 0.34175 | 463726
2016-11-15 01:00 | 0 | 0.36325 | 458080
2016-11-15 02:00 | 0 | 0.3873 | 441923
2016-11-15 03:00 | 0 | 0.42248 | 419149
2016-11-15 04:00 | 0 | 0.46574 | 394010
2016-11-15 05:00 | 0 | 0.50418 | 374011
2016-11-15 06:00 | 0 | 0.53616 | 359783
2016-11-15 07:00 | 0 | 0.56506 | 350973
2016-11-15 08:00 | 0 | 0.58359 | 347090
2016-11-15 09:00 | 0 | 0.5918 | 349717
2016-11-15 10:00 | 0 | 0.59244 | 361722
2016-11-15 11:00 | 0 | 0.59192 | 391526
2016-11-15 12:00 | 0 | 0.5906 | 417710
2016-11-15 13:00 | 2.47e-05 | 0.58535 | 426726
2016-11-15 14:00 | 0.20047 | 0.45203 | 429103
2016-11-15 15:00 | 0.56314 | 0.18747 | 428933
2016-11-15 16:00 | 0.66132 | 0.165 | 427043
2016-11-15 17:00 | 0.63426 | 0.21636 | 426613
2016-11-15 18:00 | 0.59195 | 0.23055 | 428470
2016-11-15 19:00 | 0.57433 | 0.23554 | 429860
2016-11-15 20:00 | 0.587 | 0.23321 | 431192
2016-11-15 21:00 | 0.61214 | 0.21568 | 435035
2016-11-15 22:00 | 0.5726 | 0.26866 | 447443
2016-11-15 23:00 | 0.2887 | 0.34492 | 457660
2016-11-16 | 0.014792 | 0.40672 | 459462
2016-11-16 01:00 | 0 | 0.44886 | 454621
2016-11-16 02:00 | 0 | 0.47637 | 439452
2016-11-16 03:00 | 0 | 0.50032 | 416820
2016-11-16 04:00 | 0 | 0.52776 | 392584
2016-11-16 05:00 | 0 | 0.55123 | 371667
2016-11-16 06:00 | 0 | 0.56916 | 357214
2016-11-16 07:00 | 0 | 0.58612 | 349218
2016-11-16 08:00 | 0 | 0.59892 | 345715
2016-11-16 09:00 | 0 | 0.60664 | 347876
2016-11-16 10:00 | 0 | 0.62262 | 362110
2016-11-16 11:00 | 0 | 0.64059 | 392804
2016-11-16 12:00 | 0 | 0.64834 | 418031
2016-11-16 13:00 | 2.62e-05 | 0.6587 | 425972
2016-11-16 14:00 | 0.13532 | 0.54813 | 427597
2016-11-16 15:00 | 0.31881 | 0.31763 | 427627
2016-11-16 16:00 | 0.44679 | 0.27515 | 426578
2016-11-16 17:00 | 0.4859 | 0.45895 | 426245
2016-11-16 18:00 | 0.48515 | 0.58808 | 428712
2016-11-16 19:00 | 0.47905 | 0.63536 | 430296
2016-11-16 20:00 | 0.48331 | 0.65404 | 431956
2016-11-16 21:00 | 0.47039 | 0.66785 | 435639
2016-11-16 22:00 | 0.39232 | 0.70689 | 446127
2016-11-16 23:00 | 0.18696 | 0.77544 | 456617
2016-11-17 | 0.018365 | 0.81228 | 458388
2016-11-17 01:00 | 0 | 0.80471 | 453785
2016-11-17 02:00 | 0 | 0.77974 | 439943
2016-11-17 03:00 | 0 | 0.75421 | 417582
2016-11-17 04:00 | 0 | 0.73164 | 393907
2016-11-17 05:00 | 0 | 0.71578 | 373832
2016-11-17 06:00 | 0 | 0.70306 | 358914
2016-11-17 07:00 | 0 | 0.69288 | 349622
2016-11-17 08:00 | 0 | 0.68168 | 345824
2016-11-17 09:00 | 0 | 0.65845 | 349147
2016-11-17 10:00 | 0 | 0.63755 | 362368
2016-11-17 11:00 | 0 | 0.62668 | 391662
2016-11-17 12:00 | 0 | 0.6173 | 417282
2016-11-17 13:00 | 1.8e-05 | 0.60838 | 425836
2016-11-17 14:00 | 0.099928 | 0.55908 | 428519
2016-11-17 15:00 | 0.42475 | 0.551 | 429950
2016-11-17 16:00 | 0.56179 | 0.59199 | 428367
2016-11-17 17:00 | 0.56136 | 0.62074 | 428497
2016-11-17 18:00 | 0.53842 | 0.64433 | 429853
2016-11-17 19:00 | 0.52742 | 0.66047 | 431227
2016-11-17 20:00 | 0.53333 | 0.68247 | 432204
2016-11-17 21:00 | 0.54809 | 0.71306 | 434647
2016-11-17 22:00 | 0.537 | 0.73744 | 445468
2016-11-17 23:00 | 0.29832 | 0.75509 | 455817
2016-11-18 | 0.016674 | 0.75967 | 458725
2016-11-18 01:00 | 0 | 0.75591 | 455329
2016-11-18 02:00 | 0 | 0.75477 | 441714
2016-11-18 03:00 | 0 | 0.75522 | 420225
2016-11-18 04:00 | 0 | 0.75388 | 397919
2016-11-18 05:00 | 0 | 0.75334 | 377492
2016-11-18 06:00 | 0 | 0.74747 | 361446
2016-11-18 07:00 | 0 | 0.74383 | 351750
2016-11-18 08:00 | 0 | 0.74888 | 347859
2016-11-18 09:00 | 0 | 0.75631 | 350172
2016-11-18 10:00 | 0 | 0.76008 | 362246
2016-11-18 11:00 | 0 | 0.76537 | 390730
2016-11-18 12:00 | 0 | 0.76482 | 415430
2016-11-18 13:00 | 2.35e-05 | 0.76036 | 424480
2016-11-18 14:00 | 0.1318 | 0.74901 | 429303
2016-11-18 15:00 | 0.58081 | 0.78372 | 432262
2016-11-18 16:00 | 0.67854 | 0.79347 | 432288
2016-11-18 17:00 | 0.66039 | 0.78354 | 431234
2016-11-18 18:00 | 0.6255 | 0.77327 | 431637
2016-11-18 19:00 | 0.60785 | 0.76908 | 431202
2016-11-18 20:00 | 0.62143 | 0.76299 | 429761
2016-11-18 21:00 | 0.65265 | 0.74902 | 429356
2016-11-18 22:00 | 0.60903 | 0.71976 | 436510
2016-11-18 23:00 | 0.32916 | 0.69778 | 442370
2016-11-19 | 0.015713 | 0.70358 | 440526
2016-11-19 01:00 | 0 | 0.67843 | 434981
2016-11-19 02:00 | 0 | 0.64497 | 422453
2016-11-19 03:00 | 0 | 0.61165 | 406615
2016-11-19 04:00 | 0 | 0.58258 | 387722
2016-11-19 05:00 | 0 | 0.56013 | 369717
2016-11-19 06:00 | 0 | 0.54125 | 354879
2016-11-19 07:00 | 0 | 0.519 | 344814
2016-11-19 08:00 | 0 | 0.49244 | 339808
2016-11-19 09:00 | 0 | 0.45117 | 340430
2016-11-19 10:00 | 0 | 0.40794 | 345724
2016-11-19 11:00 | 0 | 0.38125 | 356890
2016-11-19 12:00 | 0 | 0.36273 | 371621
2016-11-19 13:00 | 2.04e-05 | 0.34648 | 386603
2016-11-19 14:00 | 0.12827 | 0.26343 | 398800
2016-11-19 15:00 | 0.53421 | 0.26304 | 405020
2016-11-19 16:00 | 0.65757 | 0.30987 | 406368
2016-11-19 17:00 | 0.63824 | 0.33489 | 404935
2016-11-19 18:00 | 0.59851 | 0.35106 | 402033
2016-11-19 19:00 | 0.58113 | 0.36259 | 399027
2016-11-19 20:00 | 0.59317 | 0.37013 | 397484
2016-11-19 21:00 | 0.62465 | 0.36828 | 400502
2016-11-19 22:00 | 0.58108 | 0.36779 | 413683
2016-11-19 23:00 | 0.26681 | 0.4896 | 427279
2016-11-20 | 0.011802 | 0.54532 | 431645
2016-11-20 01:00 | 0 | 0.55647 | 430975
2016-11-20 02:00 | 0 | 0.5548 | 423762
2016-11-20 03:00 | 0 | 0.57318 | 411879
2016-11-20 04:00 | 0 | 0.58705 | 396011
2016-11-20 05:00 | 0 | 0.58949 | 382816
2016-11-20 06:00 | 0 | 0.58018 | 371724
2016-11-20 07:00 | 0 | 0.56837 | 364615
2016-11-20 08:00 | 0 | 0.5557 | 361541
2016-11-20 09:00 | 0 | 0.52701 | 362066
2016-11-20 10:00 | 0 | 0.50121 | 367715
2016-11-20 11:00 | 0 | 0.48104 | 377998
2016-11-20 12:00 | 0 | 0.46581 | 390252
2016-11-20 13:00 | 2.28e-05 | 0.44773 | 404595
2016-11-20 14:00 | 0.095506 | 0.33938 | 413303
2016-11-20 15:00 | 0.42029 | 0.29386 | 413355
2016-11-20 16:00 | 0.52859 | 0.31263 | 411016
2016-11-20 17:00 | 0.53046 | 0.30861 | 408200
2016-11-20 18:00 | 0.50024 | 0.28805 | 405059
2016-11-20 19:00 | 0.48172 | 0.26147 | 402637
2016-11-20 20:00 | 0.47902 | 0.23499 | 402846
2016-11-20 21:00 | 0.46255 | 0.20869 | 409160
2016-11-20 22:00 | 0.37658 | 0.25825 | 426655
2016-11-20 23:00 | 0.13829 | 0.4101 | 444859
2016-11-21 | 0.0076254 | 0.51124 | 452735
2016-11-21 01:00 | 0 | 0.55683 | 453663
2016-11-21 02:00 | 0 | 0.56372 | 444215
2016-11-21 03:00 | 0 | 0.55238 | 429663
2016-11-21 04:00 | 0 | 0.53917 | 412088
2016-11-21 05:00 | 0 | 0.52499 | 396983
2016-11-21 06:00 | 0 | 0.50086 | 386667
2016-11-21 07:00 | 0 | 0.47638 | 381643
2016-11-21 08:00 | 0 | 0.45753 | 380988
2016-11-21 09:00 | 0 | 0.42783 | 385774
2016-11-21 10:00 | 0 | 0.39814 | 400883
2016-11-21 11:00 | 0 | 0.38833 | 433200
2016-11-21 12:00 | 0 | 0.39541 | 460210
2016-11-21 13:00 | 1.79e-05 | 0.40546 | 470429
2016-11-21 14:00 | 0.047487 | 0.35284 | 469601
2016-11-21 15:00 | 0.16175 | 0.27948 | 464608
2016-11-21 16:00 | 0.2712 | 0.27336 | 457689
2016-11-21 17:00 | 0.34147 | 0.32378 | 450508
2016-11-21 18:00 | 0.36637 | 0.38846 | 445167
2016-11-21 19:00 | 0.36407 | 0.42079 | 440899
2016-11-21 20:00 | 0.34632 | 0.44456 | 439651
2016-11-21 21:00 | 0.31713 | 0.46849 | 444452
2016-11-21 22:00 | 0.26344 | 0.57538 | 462555
2016-11-21 23:00 | 0.16766 | 0.71958 | 478994
2016-11-22 | 0.013395 | 0.74609 | 485243
2016-11-22 01:00 | 0 | 0.73725 | 484328
2016-11-22 02:00 | 0 | 0.72005 | 472096
2016-11-22 03:00 | 0 | 0.70695 | 451534
2016-11-22 04:00 | 0 | 0.69181 | 430349
2016-11-22 05:00 | 0 | 0.68076 | 411026
2016-11-22 06:00 | 0 | 0.66705 | 398180
2016-11-22 07:00 | 0 | 0.65902 | 390171
2016-11-22 08:00 | 0 | 0.6425 | 387592
2016-11-22 09:00 | 0 | 0.63075 | 391911
2016-11-22 10:00 | 0 | 0.62603 | 404976
2016-11-22 11:00 | 0 | 0.61974 | 433602
2016-11-22 12:00 | 0 | 0.61231 | 457480
2016-11-22 13:00 | 5.38e-08 | 0.60802 | 466043
2016-11-22 14:00 | 0.071122 | 0.53612 | 464785
2016-11-22 15:00 | 0.42971 | 0.49679 | 460742
2016-11-22 16:00 | 0.58341 | 0.54037 | 454831
2016-11-22 17:00 | 0.5959 | 0.57232 | 447871
2016-11-22 18:00 | 0.55742 | 0.57981 | 444399
2016-11-22 19:00 | 0.53775 | 0.57499 | 441711
2016-11-22 20:00 | 0.54466 | 0.56715 | 440798
2016-11-22 21:00 | 0.56203 | 0.55205 | 445928
2016-11-22 22:00 | 0.5217 | 0.55696 | 461392
2016-11-22 23:00 | 0.25109 | 0.597 | 474383
2016-11-23 | 0.0063784 | 0.58402 | 478166
2016-11-23 01:00 | 0 | 0.56081 | 475989
2016-11-23 02:00 | 0 | 0.53674 | 464330
2016-11-23 03:00 | 0 | 0.52083 | 445737
2016-11-23 04:00 | 0 | 0.51232 | 424766
2016-11-23 05:00 | 0 | 0.50481 | 405449
2016-11-23 06:00 | 0 | 0.49932 | 391023
2016-11-23 07:00 | 0 | 0.49426 | 381703
2016-11-23 08:00 | 0 | 0.48526 | 377086
2016-11-23 09:00 | 0 | 0.46916 | 378179
2016-11-23 10:00 | 0 | 0.45492 | 387805
2016-11-23 11:00 | 0 | 0.44024 | 410565
2016-11-23 12:00 | 0 | 0.42182 | 432308
2016-11-23 13:00 | 1.07e-05 | 0.40312 | 445040
2016-11-23 14:00 | 0.15702 | 0.29931 | 450014
2016-11-23 15:00 | 0.48034 | 0.27772 | 451262
2016-11-23 16:00 | 0.59334 | 0.25622 | 448505
2016-11-23 17:00 | 0.59953 | 0.22649 | 443676
2016-11-23 18:00 | 0.57029 | 0.20794 | 439557
2016-11-23 19:00 | 0.55756 | 0.20172 | 437064
2016-11-23 20:00 | 0.57509 | 0.19807 | 435214
2016-11-23 21:00 | 0.60588 | 0.18519 | 438616
2016-11-23 22:00 | 0.56652 | 0.19381 | 450517
2016-11-23 23:00 | 0.25987 | 0.25727 | 457499
2016-11-24 | 0.019017 | 0.29588 | 457519
2016-11-24 01:00 | 0 | 0.32361 | 452882
2016-11-24 02:00 | 0 | 0.34824 | 440455
2016-11-24 03:00 | 0 | 0.37973 | 422019
2016-11-24 04:00 | 0 | 0.39879 | 400437
2016-11-24 05:00 | 0 | 0.40114 | 378621
2016-11-24 06:00 | 0 | 0.39981 | 361370
2016-11-24 07:00 | 0 | 0.39257 | 349616
2016-11-24 08:00 | 0 | 0.38735 | 342238
2016-11-24 09:00 | 0 | 0.38313 | 339265
2016-11-24 10:00 | 0 | 0.37911 | 341378
2016-11-24 11:00 | 0 | 0.38104 | 349184
2016-11-24 12:00 | 0 | 0.38145 | 360350
2016-11-24 13:00 | 8.1e-06 | 0.37974 | 378419
2016-11-24 14:00 | 0.121 | 0.31725 | 397131
2016-11-24 15:00 | 0.45457 | 0.24927 | 410459
2016-11-24 16:00 | 0.5999 | 0.29506 | 417634
2016-11-24 17:00 | 0.60157 | 0.36437 | 414375
2016-11-24 18:00 | 0.57085 | 0.37716 | 404355
2016-11-24 19:00 | 0.55488 | 0.37331 | 395055
2016-11-24 20:00 | 0.56753 | 0.37195 | 386948
2016-11-24 21:00 | 0.58479 | 0.36533 | 381058
2016-11-24 22:00 | 0.54184 | 0.36161 | 380683
2016-11-24 23:00 | 0.24719 | 0.42876 | 383072
2016-11-25 | 0.0064978 | 0.45052 | 383138
2016-11-25 01:00 | 0 | 0.45735 | 382911
2016-11-25 02:00 | 0 | 0.46304 | 377658
2016-11-25 03:00 | 0 | 0.47665 | 369843
2016-11-25 04:00 | 0 | 0.49226 | 358662
2016-11-25 05:00 | 0 | 0.50467 | 346627
2016-11-25 06:00 | 0 | 0.51445 | 336310
2016-11-25 07:00 | 0 | 0.52252 | 328607
2016-11-25 08:00 | 0 | 0.51631 | 325091
2016-11-25 09:00 | 0 | 0.50504 | 326511
2016-11-25 10:00 | 0 | 0.49899 | 331977
2016-11-25 11:00 | 0 | 0.48956 | 343329
2016-11-25 12:00 | 0 | 0.47574 | 357486
2016-11-25 13:00 | 3.02e-07 | 0.46332 | 371226
2016-11-25 14:00 | 0.11004 | 0.38056 | 383890
2016-11-25 15:00 | 0.48557 | 0.23888 | 391571
2016-11-25 16:00 | 0.60668 | 0.16614 | 395380
2016-11-25 17:00 | 0.58435 | 0.15312 | 396317
2016-11-25 18:00 | 0.55642 | 0.16035 | 394411
2016-11-25 19:00 | 0.53961 | 0.17186 | 392762
2016-11-25 20:00 | 0.54595 | 0.17577 | 391901
2016-11-25 21:00 | 0.55706 | 0.21905 | 396044
2016-11-25 22:00 | 0.50413 | 0.32492 | 406896
2016-11-25 23:00 | 0.19677 | 0.45298 | 416199
2016-11-26 | 0.0051314 | 0.55427 | 418426
2016-11-26 01:00 | 0 | 0.62732 | 415820
2016-11-26 02:00 | 0 | 0.67196 | 407072
2016-11-26 03:00 | 0 | 0.68767 | 393596
2016-11-26 04:00 | 0 | 0.67958 | 378696
2016-11-26 05:00 | 0 | 0.6632 | 361931
2016-11-26 06:00 | 0 | 0.64051 | 349185
2016-11-26 07:00 | 0 | 0.61417 | 340395
2016-11-26 08:00 | 0 | 0.58891 | 335497
2016-11-26 09:00 | 0 | 0.57269 | 334757
2016-11-26 10:00 | 0 | 0.56145 | 339519
2016-11-26 11:00 | 0 | 0.54286 | 348815
2016-11-26 12:00 | 0 | 0.51642 | 361410
2016-11-26 13:00 | 0 | 0.4956 | 375765
2016-11-26 14:00 | 0.044908 | 0.40129 | 389723
2016-11-26 15:00 | 0.40162 | 0.23556 | 397906
2016-11-26 16:00 | 0.52884 | 0.19982 | 400428
2016-11-26 17:00 | 0.52598 | 0.24334 | 398878
2016-11-26 18:00 | 0.48968 | 0.27604 | 394611
2016-11-26 19:00 | 0.46614 | 0.28139 | 390173
2016-11-26 20:00 | 0.45634 | 0.2661 | 387851
2016-11-26 21:00 | 0.44754 | 0.2471 | 393039
2016-11-26 22:00 | 0.36802 | 0.27944 | 407750
2016-11-26 23:00 | 0.15401 | 0.36775 | 422463
2016-11-27 | 0.0021298 | 0.45758 | 428188
2016-11-27 01:00 | 0 | 0.51509 | 427833
2016-11-27 02:00 | 0 | 0.5554 | 420951
2016-11-27 03:00 | 0 | 0.56885 | 409666
2016-11-27 04:00 | 0 | 0.57004 | 395489
2016-11-27 05:00 | 0 | 0.5569 | 380970
2016-11-27 06:00 | 0 | 0.53262 | 368714
2016-11-27 07:00 | 0 | 0.51194 | 360779
2016-11-27 08:00 | 0 | 0.49535 | 357817
2016-11-27 09:00 | 0 | 0.481 | 357740
2016-11-27 10:00 | 0 | 0.49657 | 362297
2016-11-27 11:00 | 0 | 0.53261 | 371445
2016-11-27 12:00 | 0 | 0.56333 | 383264
2016-11-27 13:00 | 0 | 0.58346 | 394819
2016-11-27 14:00 | 0.035921 | 0.57758 | 400599
2016-11-27 15:00 | 0.24958 | 0.59099 | 400939
2016-11-27 16:00 | 0.39952 | 0.60306 | 399311
2016-11-27 17:00 | 0.45151 | 0.63772 | 397982
2016-11-27 18:00 | 0.4475 | 0.67485 | 397282
2016-11-27 19:00 | 0.44125 | 0.70498 | 396576
2016-11-27 20:00 | 0.44049 | 0.72842 | 398083
2016-11-27 21:00 | 0.43384 | 0.76141 | 406538
2016-11-27 22:00 | 0.37243 | 0.81079 | 427369
2016-11-27 23:00 | 0.16594 | 0.85209 | 444427
2016-11-28 | 0.005972 | 0.86063 | 451693
2016-11-28 01:00 | 0 | 0.86156 | 450201
2016-11-28 02:00 | 0 | 0.86247 | 436097
2016-11-28 03:00 | 0 | 0.86837 | 420486
2016-11-28 04:00 | 0 | 0.87844 | 399764
2016-11-28 05:00 | 0 | 0.88867 | 383424
2016-11-28 06:00 | 0 | 0.89231 | 369420
2016-11-28 07:00 | 0 | 0.89313 | 362223
2016-11-28 08:00 | 0 | 0.88596 | 359618
2016-11-28 09:00 | 0 | 0.87818 | 361754
2016-11-28 10:00 | 0 | 0.87255 | 375602
2016-11-28 11:00 | 0 | 0.86657 | 406268
2016-11-28 12:00 | 0 | 0.85771 | 433750
2016-11-28 13:00 | 1.64e-06 | 0.85082 | 445747
2016-11-28 14:00 | 0.12211 | 0.75841 | 450896
2016-11-28 15:00 | 0.32252 | 0.68212 | 453009
2016-11-28 16:00 | 0.43992 | 0.7399 | 452270
2016-11-28 17:00 | 0.46279 | 0.79712 | 449944
2016-11-28 18:00 | 0.45789 | 0.80492 | 447330
2016-11-28 19:00 | 0.45144 | 0.80753 | 445643
2016-11-28 20:00 | 0.4538 | 0.79765 | 445537
2016-11-28 21:00 | 0.44493 | 0.78527 | 451033
2016-11-28 22:00 | 0.36771 | 0.80125 | 466339
2016-11-28 23:00 | 0.17167 | 0.82248 | 477026
2016-11-29 | 0.0057514 | 0.82804 | 480299
2016-11-29 01:00 | 0 | 0.83238 | 476024
2016-11-29 02:00 | 0 | 0.83226 | 460372
2016-11-29 03:00 | 0 | 0.83047 | 437418
2016-11-29 04:00 | 0 | 0.82832 | 411152
2016-11-29 05:00 | 0 | 0.82341 | 388395
2016-11-29 06:00 | 0 | 0.81067 | 370865
2016-11-29 07:00 | 0 | 0.79561 | 359202
2016-11-29 08:00 | 0 | 0.78704 | 353473
2016-11-29 09:00 | 0 | 0.78 | 354019
2016-11-29 10:00 | 0 | 0.77162 | 364087
2016-11-29 11:00 | 0 | 0.76743 | 392679
2016-11-29 12:00 | 0 | 0.76713 | 421206
2016-11-29 13:00 | 1.17e-06 | 0.76016 | 434752
2016-11-29 14:00 | 0.064637 | 0.61128 | 442692
2016-11-29 15:00 | 0.44369 | 0.5614 | 447076
2016-11-29 16:00 | 0.59592 | 0.65794 | 447270
2016-11-29 17:00 | 0.58334 | 0.66232 | 446183
2016-11-29 18:00 | 0.53401 | 0.6689 | 445690
2016-11-29 19:00 | 0.51469 | 0.68341 | 443770
2016-11-29 20:00 | 0.52267 | 0.69429 | 441815
2016-11-29 21:00 | 0.53711 | 0.69798 | 444535
2016-11-29 22:00 | 0.50151 | 0.71978 | 457321
2016-11-29 23:00 | 0.26146 | 0.78818 | 470093
2016-11-30 | 0.0054853 | 0.80524 | 475132
2016-11-30 01:00 | 0 | 0.79608 | 472057
2016-11-30 02:00 | 0 | 0.77829 | 457313
2016-11-30 03:00 | 0 | 0.75044 | 435628
2016-11-30 04:00 | 0 | 0.72647 | 410476
2016-11-30 05:00 | 0 | 0.70765 | 387059
2016-11-30 06:00 | 0 | 0.69154 | 369075
2016-11-30 07:00 | 0 | 0.67188 | 357559
2016-11-30 08:00 | 0 | 0.65433 | 351988
2016-11-30 09:00 | 0 | 0.6433 | 353346
2016-11-30 10:00 | 0 | 0.63063 | 365143
2016-11-30 11:00 | 0 | 0.62208 | 393457
2016-11-30 12:00 | 0 | 0.61172 | 421615
2016-11-30 13:00 | 6.54e-07 | 0.60021 | 435659
2016-11-30 14:00 | 0.079457 | 0.4887 | 444282
2016-11-30 15:00 | 0.51423 | 0.45855 | 448406
2016-11-30 16:00 | 0.60731 | 0.54408 | 449393
2016-11-30 17:00 | 0.59735 | 0.57301 | 447517
2016-11-30 18:00 | 0.56552 | 0.58707 | 445504
2016-11-30 19:00 | 0.55117 | 0.59047 | 444301
2016-11-30 20:00 | 0.56274 | 0.57976 | 442947
2016-11-30 21:00 | 0.58199 | 0.54561 | 446786
2016-11-30 22:00 | 0.50834 | 0.52033 | 459609
2016-11-30 23:00 | 0.2085 | 0.54398 | 471628
2016-12-01 | 0.0036948 | 0.53425 | 477172
2016-12-01 01:00 | 0 | 0.51084 | 475680
2016-12-01 02:00 | 0 | 0.49517 | 462867
2016-12-01 03:00 | 0 | 0.49652 | 441928
2016-12-01 04:00 | 0 | 0.50189 | 418210
2016-12-01 05:00 | 0 | 0.49543 | 396190
2016-12-01 06:00 | 0 | 0.47781 | 379482
2016-12-01 07:00 | 0 | 0.45 | 369828
2016-12-01 08:00 | 0 | 0.41916 | 366207
2016-12-01 09:00 | 0 | 0.39518 | 369381
2016-12-01 10:00 | 0 | 0.37678 | 382798
2016-12-01 11:00 | 0 | 0.35841 | 412850
2016-12-01 12:00 | 0 | 0.34052 | 442143
2016-12-01 13:00 | 3.68e-07 | 0.32454 | 454793
2016-12-01 14:00 | 0.075276 | 0.21397 | 458619
2016-12-01 15:00 | 0.38044 | 0.13045 | 458254
2016-12-01 16:00 | 0.51899 | 0.13692 | 454588
2016-12-01 17:00 | 0.54224 | 0.15019 | 449213
2016-12-01 18:00 | 0.52142 | 0.14664 | 445828
2016-12-01 19:00 | 0.50748 | 0.13943 | 443702
2016-12-01 20:00 | 0.51613 | 0.13196 | 441771
2016-12-01 21:00 | 0.51749 | 0.12192 | 445029
2016-12-01 22:00 | 0.45191 | 0.14686 | 460354
2016-12-01 23:00 | 0.20552 | 0.17404 | 476034
2016-12-02 | 0.0044039 | 0.2005 | 483265
2016-12-02 01:00 | 0 | 0.22091 | 484225
2016-12-02 02:00 | 0 | 0.2302 | 474133
2016-12-02 03:00 | 0 | 0.22875 | 454348
2016-12-02 04:00 | 0 | 0.22165 | 431309
2016-12-02 05:00 | 0 | 0.2116 | 410862
2016-12-02 06:00 | 0 | 0.19915 | 395520
2016-12-02 07:00 | 0 | 0.18933 | 386345
2016-12-02 08:00 | 0 | 0.18139 | 382964
2016-12-02 09:00 | 0 | 0.17482 | 385768
2016-12-02 10:00 | 0 | 0.17731 | 398872
2016-12-02 11:00 | 0 | 0.1835 | 430263
2016-12-02 12:00 | 0 | 0.18285 | 458440
2016-12-02 13:00 | 0 | 0.17333 | 468105
2016-12-02 14:00 | 0.023716 | 0.12772 | 468340
2016-12-02 15:00 | 0.27647 | 0.083993 | 463520
2016-12-02 16:00 | 0.45127 | 0.078079 | 456429
2016-12-02 17:00 | 0.49044 | 0.078895 | 449418
2016-12-02 18:00 | 0.46246 | 0.082008 | 445013
2016-12-02 19:00 | 0.44692 | 0.088946 | 441327
2016-12-02 20:00 | 0.44766 | 0.1035 | 439813
2016-12-02 21:00 | 0.43701 | 0.12084 | 444457
2016-12-02 22:00 | 0.37965 | 0.16818 | 458344
2016-12-02 23:00 | 0.20342 | 0.24082 | 471340
2016-12-03 | 0.0043175 | 0.2766 | 474735
2016-12-03 01:00 | 0 | 0.27678 | 473002
2016-12-03 02:00 | 0 | 0.27878 | 463743
2016-12-03 03:00 | 0 | 0.28163 | 447592
2016-12-03 04:00 | 0 | 0.28827 | 428138
2016-12-03 05:00 | 0 | 0.31022 | 409157
2016-12-03 06:00 | 0 | 0.34627 | 394654
2016-12-03 07:00 | 0 | 0.36598 | 384381
2016-12-03 08:00 | 0 | 0.37209 | 378927
2016-12-03 09:00 | 0 | 0.36603 | 377562
2016-12-03 10:00 | 0 | 0.35989 | 382297
2016-12-03 11:00 | 0 | 0.35486 | 391458
2016-12-03 12:00 | 0 | 0.35101 | 405403
2016-12-03 13:00 | 0 | 0.34618 | 420327
2016-12-03 14:00 | 0.010415 | 0.31962 | 431496
2016-12-03 15:00 | 0.3417 | 0.26155 | 436825
2016-12-03 16:00 | 0.5067 | 0.2622 | 436892
2016-12-03 17:00 | 0.53023 | 0.27953 | 433208
2016-12-03 18:00 | 0.50603 | 0.29538 | 428346
2016-12-03 19:00 | 0.4895 | 0.30512 | 425207
2016-12-03 20:00 | 0.5011 | 0.31072 | 424515
2016-12-03 21:00 | 0.52368 | 0.31031 | 429335
2016-12-03 22:00 | 0.48387 | 0.34397 | 445857
2016-12-03 23:00 | 0.22706 | 0.39629 | 456957
2016-12-04 | 0.0034572 | 0.41572 | 459226
2016-12-04 01:00 | 0 | 0.41466 | 457461
2016-12-04 02:00 | 0 | 0.40948 | 448462
2016-12-04 03:00 | 0 | 0.40924 | 434284
2016-12-04 04:00 | 0 | 0.41404 | 416817
2016-12-04 05:00 | 0 | 0.42155 | 399836
2016-12-04 06:00 | 0 | 0.42689 | 384940
2016-12-04 07:00 | 0 | 0.42916 | 373882
2016-12-04 08:00 | 0 | 0.43392 | 367585
2016-12-04 09:00 | 0 | 0.4481 | 365589
2016-12-04 10:00 | 0 | 0.46704 | 367383
2016-12-04 11:00 | 0 | 0.484 | 374978
2016-12-04 12:00 | 0 | 0.49218 | 385505
2016-12-04 13:00 | 0 | 0.48617 | 400585
2016-12-04 14:00 | 0.084526 | 0.4279 | 413990
2016-12-04 15:00 | 0.44933 | 0.28953 | 420910
2016-12-04 16:00 | 0.58094 | 0.22532 | 423653
2016-12-04 17:00 | 0.58468 | 0.23684 | 425473
2016-12-04 18:00 | 0.55484 | 0.26556 | 426290
2016-12-04 19:00 | 0.53626 | 0.27978 | 425797
2016-12-04 20:00 | 0.55151 | 0.27263 | 426201
2016-12-04 21:00 | 0.5771 | 0.26416 | 435167
2016-12-04 22:00 | 0.52969 | 0.30235 | 453288
2016-12-04 23:00 | 0.2165 | 0.36076 | 468054
2016-12-05 | 0.0021879 | 0.44793 | 474630
2016-12-05 01:00 | 0 | 0.51961 | 474565
2016-12-05 02:00 | 0 | 0.55978 | 462403
2016-12-05 03:00 | 0 | 0.57518 | 442384
2016-12-05 04:00 | 0 | 0.58157 | 420138
2016-12-05 05:00 | 0 | 0.58428 | 400445
2016-12-05 06:00 | 0 | 0.58401 | 385515
2016-12-05 07:00 | 0 | 0.58855 | 376224
2016-12-05 08:00 | 0 | 0.58883 | 372708
2016-12-05 09:00 | 0 | 0.57856 | 376676
2016-12-05 10:00 | 0 | 0.57008 | 390407
2016-12-05 11:00 | 0 | 0.56614 | 421183
2016-12-05 12:00 | 0 | 0.55934 | 451832
2016-12-05 13:00 | 0 | 0.55978 | 466587
2016-12-05 14:00 | 0.086458 | 0.51421 | 473979
2016-12-05 15:00 | 0.38223 | 0.43041 | 476630
2016-12-05 16:00 | 0.52056 | 0.49824 | 473521
2016-12-05 17:00 | 0.54372 | 0.59164 | 469196
2016-12-05 18:00 | 0.5247 | 0.63863 | 464977
2016-12-05 19:00 | 0.5189 | 0.66625 | 462140
2016-12-05 20:00 | 0.53984 | 0.67445 | 460300
2016-12-05 21:00 | 0.56598 | 0.66812 | 466385
2016-12-05 22:00 | 0.5027 | 0.6874 | 485100
2016-12-05 23:00 | 0.17557 | 0.74605 | 500221
2016-12-06 | 0.0021579 | 0.77482 | 505617
2016-12-06 01:00 | 0 | 0.77708 | 503684
2016-12-06 02:00 | 0 | 0.76156 | 489900
2016-12-06 03:00 | 0 | 0.7342 | 466299
2016-12-06 04:00 | 0 | 0.70473 | 439753
2016-12-06 05:00 | 0 | 0.69718 | 416325
2016-12-06 06:00 | 0 | 0.70201 | 398910
2016-12-06 07:00 | 0 | 0.7155 | 388642
2016-12-06 08:00 | 0 | 0.73226 | 383548
2016-12-06 09:00 | 0 | 0.74305 | 385909
2016-12-06 10:00 | 0 | 0.74738 | 399364
2016-12-06 11:00 | 0 | 0.74899 | 428384
2016-12-06 12:00 | 0 | 0.73473 | 457657
2016-12-06 13:00 | 0 | 0.70809 | 470719
2016-12-06 14:00 | 0.035758 | 0.64717 | 477873
2016-12-06 15:00 | 0.27608 | 0.66903 | 480748
2016-12-06 16:00 | 0.44022 | 0.65898 | 479528
2016-12-06 17:00 | 0.48498 | 0.6071 | 475564
2016-12-06 18:00 | 0.47262 | 0.56551 | 472105
2016-12-06 19:00 | 0.45722 | 0.54106 | 469315
2016-12-06 20:00 | 0.457 | 0.52495 | 468827
2016-12-06 21:00 | 0.45102 | 0.50983 | 474872
2016-12-06 22:00 | 0.38697 | 0.50096 | 489968
2016-12-06 23:00 | 0.17504 | 0.50976 | 503644
2016-12-07 | 0.0018476 | 0.52129 | 509312
2016-12-07 01:00 | 0 | 0.52843 | 507253
2016-12-07 02:00 | 0 | 0.53199 | 494187
2016-12-07 03:00 | 0 | 0.531 | 471487
2016-12-07 04:00 | 0 | 0.53239 | 447099
2016-12-07 05:00 | 0 | 0.53418 | 425025
2016-12-07 06:00 | 0 | 0.53461 | 407421
2016-12-07 07:00 | 0 | 0.53789 | 397029
2016-12-07 08:00 | 0 | 0.53696 | 393111
2016-12-07 09:00 | 0 | 0.53575 | 395627
2016-12-07 10:00 | 0 | 0.54079 | 408777
2016-12-07 11:00 | 0 | 0.54205 | 438605
2016-12-07 12:00 | 0 | 0.53809 | 468836
2016-12-07 13:00 | 0 | 0.53541 | 480119
2016-12-07 14:00 | 0.031302 | 0.51584 | 483620
2016-12-07 15:00 | 0.30724 | 0.50513 | 482502
2016-12-07 16:00 | 0.46479 | 0.5121 | 477539
2016-12-07 17:00 | 0.48823 | 0.51384 | 472931
2016-12-07 18:00 | 0.46727 | 0.52133 | 468546
2016-12-07 19:00 | 0.45193 | 0.53857 | 465826
2016-12-07 20:00 | 0.45534 | 0.56744 | 464802
2016-12-07 21:00 | 0.45193 | 0.59754 | 470564
2016-12-07 22:00 | 0.38759 | 0.62722 | 490794
2016-12-07 23:00 | 0.13248 | 0.64055 | 508905
2016-12-08 | 0.0016504 | 0.6377 | 515767
2016-12-08 01:00 | 0 | 0.63352 | 515797
2016-12-08 02:00 | 0 | 0.62273 | 504234
2016-12-08 03:00 | 0 | 0.60625 | 483118
2016-12-08 04:00 | 0 | 0.5889 | 458668
2016-12-08 05:00 | 0 | 0.57979 | 436373
2016-12-08 06:00 | 0 | 0.57567 | 420643
2016-12-08 07:00 | 0 | 0.56996 | 410867
2016-12-08 08:00 | 0 | 0.56088 | 406984
2016-12-08 09:00 | 0 | 0.54868 | 410688
2016-12-08 10:00 | 0 | 0.53491 | 425576
2016-12-08 11:00 | 0 | 0.51904 | 455738
2016-12-08 12:00 | 0 | 0.50178 | 486601
2016-12-08 13:00 | 0 | 0.47384 | 499919
2016-12-08 14:00 | 0.036084 | 0.46173 | 505890
2016-12-08 15:00 | 0.30616 | 0.4667 | 507576
2016-12-08 16:00 | 0.44646 | 0.41765 | 504190
2016-12-08 17:00 | 0.47666 | 0.36463 | 499818
2016-12-08 18:00 | 0.46338 | 0.3338 | 496188
2016-12-08 19:00 | 0.45269 | 0.31167 | 493982
2016-12-08 20:00 | 0.46036 | 0.29035 | 492492
2016-12-08 21:00 | 0.46604 | 0.26458 | 500117
2016-12-08 22:00 | 0.39582 | 0.23091 | 522102
2016-12-08 23:00 | 0.14761 | 0.22619 | 540306
2016-12-09 | 0.00090965 | 0.22761 | 548078
2016-12-09 01:00 | 0 | 0.21949 | 548669
2016-12-09 02:00 | 0 | 0.20393 | 537696
2016-12-09 03:00 | 0 | 0.19003 | 516390
2016-12-09 04:00 | 0 | 0.18574 | 492244
2016-12-09 05:00 | 0 | 0.1884 | 472568
2016-12-09 06:00 | 0 | 0.19501 | 457516
2016-12-09 07:00 | 0 | 0.1973 | 449077
2016-12-09 08:00 | 0 | 0.2012 | 446304
2016-12-09 09:00 | 0 | 0.19975 | 449959
2016-12-09 10:00 | 0 | 0.19276 | 463778
2016-12-09 11:00 | 0 | 0.18667 | 495626
2016-12-09 12:00 | 0 | 0.1805 | 525030
2016-12-09 13:00 | 0 | 0.17716 | 533803
2016-12-09 14:00 | 0.073628 | 0.17035 | 533344
2016-12-09 15:00 | 0.33224 | 0.18212 | 528271
2016-12-09 16:00 | 0.44521 | 0.1807 | 518734
2016-12-09 17:00 | 0.46512 | 0.17127 | 508481
2016-12-09 18:00 | 0.45832 | 0.16523 | 499720
2016-12-09 19:00 | 0.4632 | 0.15836 | 493059
2016-12-09 20:00 | 0.48301 | 0.14915 | 489983
2016-12-09 21:00 | 0.48875 | 0.13358 | 497648
2016-12-09 22:00 | 0.41794 | 0.13665 | 518119
2016-12-09 23:00 | 0.13844 | 0.2133 | 534333
2016-12-10 | 0.0016572 | 0.27827 | 539440
2016-12-10 01:00 | 0 | 0.30034 | 539358
2016-12-10 02:00 | 0 | 0.29871 | 531113
2016-12-10 03:00 | 0 | 0.28979 | 515810
2016-12-10 04:00 | 0 | 0.27821 | 495884
2016-12-10 05:00 | 0 | 0.26299 | 477552
2016-12-10 06:00 | 0 | 0.24804 | 463945
2016-12-10 07:00 | 0 | 0.2357 | 454895
2016-12-10 08:00 | 0 | 0.22819 | 449580
2016-12-10 09:00 | 0 | 0.22808 | 450270
2016-12-10 10:00 | 0 | 0.23373 | 455532
2016-12-10 11:00 | 0 | 0.24478 | 468218
2016-12-10 12:00 | 0 | 0.2597 | 483684
2016-12-10 13:00 | 0 | 0.27714 | 496268
2016-12-10 14:00 | 0.068245 | 0.25973 | 499445
2016-12-10 15:00 | 0.3221 | 0.26231 | 493783
2016-12-10 16:00 | 0.43409 | 0.3221 | 485209
2016-12-10 17:00 | 0.45711 | 0.3693 | 475911
2016-12-10 18:00 | 0.44789 | 0.41473 | 465551
2016-12-10 19:00 | 0.44334 | 0.44939 | 457626
2016-12-10 20:00 | 0.44848 | 0.47325 | 454752
2016-12-10 21:00 | 0.4531 | 0.49736 | 462525
2016-12-10 22:00 | 0.38322 | 0.54916 | 482787
2016-12-10 23:00 | 0.12822 | 0.60337 | 498996
2016-12-11 | 0.0015759 | 0.61427 | 506135
2016-12-11 01:00 | 0 | 0.60542 | 506369
2016-12-11 02:00 | 0 | 0.58958 | 498720
2016-12-11 03:00 | 0 | 0.56752 | 485255
2016-12-11 04:00 | 0 | 0.55007 | 468080
2016-12-11 05:00 | 0 | 0.53822 | 451964
2016-12-11 06:00 | 0 | 0.53197 | 438417
2016-12-11 07:00 | 0 | 0.52462 | 428411
2016-12-11 08:00 | 0 | 0.5215 | 422924
2016-12-11 09:00 | 0 | 0.50582 | 420773
2016-12-11 10:00 | 0 | 0.48206 | 423363
2016-12-11 11:00 | 0 | 0.46154 | 429902
2016-12-11 12:00 | 0 | 0.4478 | 438684
2016-12-11 13:00 | 0 | 0.4376 | 449833
2016-12-11 14:00 | 0.049626 | 0.4148 | 455639
2016-12-11 15:00 | 0.26146 | 0.38197 | 455897
2016-12-11 16:00 | 0.41766 | 0.40624 | 452539
2016-12-11 17:00 | 0.48759 | 0.43942 | 450280
2016-12-11 18:00 | 0.48338 | 0.46778 | 447019
2016-12-11 19:00 | 0.47259 | 0.49091 | 444274
2016-12-11 20:00 | 0.49349 | 0.49773 | 443363
2016-12-11 21:00 | 0.52767 | 0.48093 | 449731
2016-12-11 22:00 | 0.46355 | 0.45661 | 468778
2016-12-11 23:00 | 0.17172 | 0.4649 | 483949
2016-12-12 | 0.001935 | 0.44827 | 490456
2016-12-12 01:00 | 0 | 0.43232 | 490156
2016-12-12 02:00 | 0 | 0.42136 | 477727
2016-12-12 03:00 | 0 | 0.41285 | 458047
2016-12-12 04:00 | 0 | 0.39789 | 435517
2016-12-12 05:00 | 0 | 0.38182 | 413850
2016-12-12 06:00 | 0 | 0.37219 | 397790
2016-12-12 07:00 | 0 | 0.36289 | 388280
2016-12-12 08:00 | 0 | 0.36081 | 383816
2016-12-12 09:00 | 0 | 0.35374 | 386705
2016-12-12 10:00 | 0 | 0.34712 | 399214
2016-12-12 11:00 | 0 | 0.34327 | 428769
2016-12-12 12:00 | 0 | 0.33818 | 459733
2016-12-12 13:00 | 0 | 0.33465 | 474570
2016-12-12 14:00 | 0.077631 | 0.30513 | 481857
2016-12-12 15:00 | 0.30685 | 0.23626 | 485452
2016-12-12 16:00 | 0.46542 | 0.22115 | 483680
2016-12-12 17:00 | 0.51106 | 0.2825 | 479136
2016-12-12 18:00 | 0.49055 | 0.34181 | 474502
2016-12-12 19:00 | 0.47486 | 0.3706 | 469330
2016-12-12 20:00 | 0.48472 | 0.3801 | 465665
2016-12-12 21:00 | 0.4916 | 0.37379 | 471122
2016-12-12 22:00 | 0.4152 | 0.39711 | 489289
2016-12-12 23:00 | 0.12978 | 0.44643 | 506586
2016-12-13 | 0.00099876 | 0.47251 | 513426
2016-12-13 01:00 | 0 | 0.49353 | 512445
2016-12-13 02:00 | 0 | 0.50773 | 498922
2016-12-13 03:00 | 0 | 0.51291 | 477079
2016-12-13 04:00 | 0 | 0.51902 | 450772
2016-12-13 05:00 | 0 | 0.5228 | 428061
2016-12-13 06:00 | 0 | 0.52392 | 411296
2016-12-13 07:00 | 0 | 0.51696 | 400863
2016-12-13 08:00 | 0 | 0.5064 | 396104
2016-12-13 09:00 | 0 | 0.48999 | 398352
2016-12-13 10:00 | 0 | 0.47742 | 412311
2016-12-13 11:00 | 0 | 0.47191 | 439986
2016-12-13 12:00 | 0 | 0.46213 | 468628
2016-12-13 13:00 | 0 | 0.44846 | 480429
2016-12-13 14:00 | 0.079673 | 0.4334 | 485323
2016-12-13 15:00 | 0.36042 | 0.38239 | 488028
2016-12-13 16:00 | 0.50833 | 0.33076 | 485695
2016-12-13 17:00 | 0.53494 | 0.34645 | 482159
2016-12-13 18:00 | 0.50567 | 0.37945 | 479438
2016-12-13 19:00 | 0.48803 | 0.40256 | 478435
2016-12-13 20:00 | 0.50054 | 0.41754 | 478561
2016-12-13 21:00 | 0.5013 | 0.41498 | 484659
2016-12-13 22:00 | 0.42526 | 0.41143 | 501507
2016-12-13 23:00 | 0.15114 | 0.48402 | 516581
2016-12-14 | 0.0016147 | 0.53873 | 522850
2016-12-14 01:00 | 0 | 0.53782 | 520842
2016-12-14 02:00 | 0 | 0.52724 | 507901
2016-12-14 03:00 | 0 | 0.52285 | 486219
2016-12-14 04:00 | 0 | 0.51513 | 461112
2016-12-14 05:00 | 0 | 0.50034 | 437754
2016-12-14 06:00 | 0 | 0.48417 | 420383
2016-12-14 07:00 | 0 | 0.46386 | 409972
2016-12-14 08:00 | 0 | 0.44649 | 405901
2016-12-14 09:00 | 0 | 0.44195 | 408921
2016-12-14 10:00 | 0 | 0.44337 | 423189
2016-12-14 11:00 | 0 | 0.44976 | 453577
2016-12-14 12:00 | 0 | 0.46149 | 483151
2016-12-14 13:00 | 0 | 0.471 | 494539
2016-12-14 14:00 | 0.050178 | 0.4405 | 497724
2016-12-14 15:00 | 0.30541 | 0.42968 | 495918
2016-12-14 16:00 | 0.43688 | 0.45643 | 492643
2016-12-14 17:00 | 0.48326 | 0.4904 | 488018
2016-12-14 18:00 | 0.47631 | 0.50852 | 486077
2016-12-14 19:00 | 0.47066 | 0.51451 | 484267
2016-12-14 20:00 | 0.48909 | 0.51145 | 485080
2016-12-14 21:00 | 0.49696 | 0.49694 | 493089
2016-12-14 22:00 | 0.41569 | 0.46642 | 512913
2016-12-14 23:00 | 0.15361 | 0.50044 | 530545
2016-12-15 | 0.0014445 | 0.50222 | 537736
2016-12-15 01:00 | 0 | 0.46331 | 537977
2016-12-15 02:00 | 0 | 0.41726 | 527870
2016-12-15 03:00 | 0 | 0.36914 | 508040
2016-12-15 04:00 | 0 | 0.32824 | 483044
2016-12-15 05:00 | 0 | 0.29653 | 460192
2016-12-15 06:00 | 0 | 0.27065 | 444580
2016-12-15 07:00 | 0 | 0.24796 | 435415
2016-12-15 08:00 | 0 | 0.23681 | 432190
2016-12-15 09:00 | 0 | 0.22649 | 436254
2016-12-15 10:00 | 0 | 0.22034 | 453968
2016-12-15 11:00 | 0 | 0.22199 | 485955
2016-12-15 12:00 | 0 | 0.23195 | 516985
2016-12-15 13:00 | 0 | 0.24743 | 529454
2016-12-15 14:00 | 0.034955 | 0.25903 | 532001
2016-12-15 15:00 | 0.25423 | 0.29202 | 530640
2016-12-15 16:00 | 0.34154 | 0.32303 | 526810
2016-12-15 17:00 | 0.36673 | 0.34743 | 521762
2016-12-15 18:00 | 0.3677 | 0.36521 | 517951
2016-12-15 19:00 | 0.36505 | 0.37752 | 515590
2016-12-15 20:00 | 0.36175 | 0.388 | 515718
2016-12-15 21:00 | 0.34756 | 0.40479 | 525072
2016-12-15 22:00 | 0.27463 | 0.42351 | 547634
2016-12-15 23:00 | 0.062033 | 0.48096 | 565975
2016-12-16 | 2.05e-05 | 0.51121 | 573691
2016-12-16 01:00 | 0 | 0.50703 | 574150
2016-12-16 02:00 | 0 | 0.48695 | 563855
2016-12-16 03:00 | 0 | 0.45571 | 542728
2016-12-16 04:00 | 0 | 0.42819 | 516634
2016-12-16 05:00 | 0 | 0.40392 | 494644
2016-12-16 06:00 | 0 | 0.38671 | 478167
2016-12-16 07:00 | 0 | 0.38523 | 468952
2016-12-16 08:00 | 0 | 0.38356 | 464287
2016-12-16 09:00 | 0 | 0.38358 | 466808
2016-12-16 10:00 | 0 | 0.38356 | 480215
2016-12-16 11:00 | 0 | 0.3882 | 509127
2016-12-16 12:00 | 0 | 0.39719 | 536307
2016-12-16 13:00 | 0 | 0.40193 | 546053
2016-12-16 14:00 | 0.029469 | 0.39279 | 547755
2016-12-16 15:00 | 0.18219 | 0.38701 | 545038
2016-12-16 16:00 | 0.32189 | 0.38602 | 537828
2016-12-16 17:00 | 0.39512 | 0.3828 | 527938
2016-12-16 18:00 | 0.41821 | 0.38238 | 521278
2016-12-16 19:00 | 0.42422 | 0.39026 | 516221
2016-12-16 20:00 | 0.4459 | 0.41284 | 512984
2016-12-16 21:00 | 0.47377 | 0.44728 | 516347
2016-12-16 22:00 | 0.42474 | 0.48641 | 528963
2016-12-16 23:00 | 0.16511 | 0.51566 | 538562
2016-12-17 | 0.0017548 | 0.52954 | 538262
2016-12-17 01:00 | 0 | 0.54068 | 534022
2016-12-17 02:00 | 0 | 0.54696 | 521280
2016-12-17 03:00 | 0 | 0.55486 | 502161
2016-12-17 04:00 | 0 | 0.57883 | 478629
2016-12-17 05:00 | 0 | 0.60484 | 456200
2016-12-17 06:00 | 0 | 0.62756 | 438385
2016-12-17 07:00 | 0 | 0.65204 | 425874
2016-12-17 08:00 | 0 | 0.67187 | 418189
2016-12-17 09:00 | 0 | 0.68499 | 415645
2016-12-17 10:00 | 0 | 0.6892 | 418795
2016-12-17 11:00 | 0 | 0.69087 | 427947
2016-12-17 12:00 | 0 | 0.68811 | 441519
2016-12-17 13:00 | 0 | 0.6713 | 458175
2016-12-17 14:00 | 0.040671 | 0.66158 | 474077
2016-12-17 15:00 | 0.34483 | 0.62199 | 484504
2016-12-17 16:00 | 0.54866 | 0.58072 | 487476
2016-12-17 17:00 | 0.55772 | 0.57371 | 484404
2016-12-17 18:00 | 0.5312 | 0.59781 | 478451
2016-12-17 19:00 | 0.51826 | 0.63463 | 472354
2016-12-17 20:00 | 0.53331 | 0.67074 | 468144
2016-12-17 21:00 | 0.55544 | 0.68852 | 470744
2016-12-17 22:00 | 0.54205 | 0.67999 | 484005
2016-12-17 23:00 | 0.22549 | 0.65553 | 495374
2016-12-18 | 0.0018111 | 0.63064 | 499639
2016-12-18 01:00 | 0 | 0.60451 | 500069
2016-12-18 02:00 | 0 | 0.58374 | 491239
2016-12-18 03:00 | 0 | 0.57207 | 479320
2016-12-18 04:00 | 0 | 0.56082 | 461403
2016-12-18 05:00 | 0 | 0.54524 | 443249
2016-12-18 06:00 | 0 | 0.52749 | 427707
2016-12-18 07:00 | 0 | 0.51122 | 417417
2016-12-18 08:00 | 0 | 0.49654 | 412050
2016-12-18 09:00 | 0 | 0.47064 | 411510
2016-12-18 10:00 | 0 | 0.44009 | 415036
2016-12-18 11:00 | 0 | 0.41713 | 424423
2016-12-18 12:00 | 0 | 0.39853 | 438142
2016-12-18 13:00 | 0 | 0.39174 | 457346
2016-12-18 14:00 | 0.08574 | 0.38993 | 474790
2016-12-18 15:00 | 0.49042 | 0.34076 | 485275
2016-12-18 16:00 | 0.65036 | 0.27617 | 488225
2016-12-18 17:00 | 0.62786 | 0.27764 | 487242
2016-12-18 18:00 | 0.58885 | 0.29185 | 484137
2016-12-18 19:00 | 0.57185 | 0.29843 | 480659
2016-12-18 20:00 | 0.58722 | 0.30567 | 479543
2016-12-18 21:00 | 0.61569 | 0.30905 | 486497
2016-12-18 22:00 | 0.56998 | 0.3594 | 505481
2016-12-18 23:00 | 0.21815 | 0.44216 | 525851
2016-12-19 | 0.002806 | 0.51372 | 537426
2016-12-19 01:00 | 0 | 0.54668 | 542277
2016-12-19 02:00 | 0 | 0.55543 | 534931
2016-12-19 03:00 | 0 | 0.5645 | 519640
2016-12-19 04:00 | 0 | 0.57968 | 499938
2016-12-19 05:00 | 0 | 0.59477 | 481449
2016-12-19 06:00 | 0 | 0.60459 | 468614
2016-12-19 07:00 | 0 | 0.60922 | 461616
2016-12-19 08:00 | 0 | 0.60989 | 459526
2016-12-19 09:00 | 0 | 0.60255 | 463945
2016-12-19 10:00 | 0 | 0.59446 | 480074
2016-12-19 11:00 | 0 | 0.59125 | 510834
2016-12-19 12:00 | 0 | 0.58977 | 542300
2016-12-19 13:00 | 0 | 0.58928 | 559266
2016-12-19 14:00 | 0.034472 | 0.56355 | 565631
2016-12-19 15:00 | 0.43438 | 0.47045 | 563343
2016-12-19 16:00 | 0.59115 | 0.39615 | 555471
2016-12-19 17:00 | 0.58021 | 0.3972 | 545422
2016-12-19 18:00 | 0.55009 | 0.44331 | 536491
2016-12-19 19:00 | 0.53303 | 0.48065 | 528857
2016-12-19 20:00 | 0.54548 | 0.50786 | 525223
2016-12-19 21:00 | 0.5696 | 0.55828 | 529043
2016-12-19 22:00 | 0.50964 | 0.70921 | 548076
2016-12-19 23:00 | 0.22809 | 0.81683 | 567860
2016-12-20 | 0.0029418 | 0.85892 | 576875
2016-12-20 01:00 | 0 | 0.87688 | 577523
2016-12-20 02:00 | 0 | 0.88115 | 566272
2016-12-20 03:00 | 0 | 0.88767 | 545611
2016-12-20 04:00 | 0 | 0.89717 | 520703
2016-12-20 05:00 | 0 | 0.89965 | 498602
2016-12-20 06:00 | 0 | 0.89398 | 480938
2016-12-20 07:00 | 0 | 0.884 | 470824
2016-12-20 08:00 | 0 | 0.869 | 467099
2016-12-20 09:00 | 0 | 0.85397 | 470497
2016-12-20 10:00 | 0 | 0.84754 | 483373
2016-12-20 11:00 | 0 | 0.84386 | 509656
2016-12-20 12:00 | 0 | 0.82415 | 537310
2016-12-20 13:00 | 0 | 0.79622 | 547315
2016-12-20 14:00 | 0.037892 | 0.71372 | 545994
2016-12-20 15:00 | 0.43035 | 0.55863 | 537898
2016-12-20 16:00 | 0.5851 | 0.40151 | 525586
2016-12-20 17:00 | 0.58562 | 0.36268 | 511467
2016-12-20 18:00 | 0.54551 | 0.37676 | 499927
2016-12-20 19:00 | 0.52171 | 0.37875 | 491141
2016-12-20 20:00 | 0.53037 | 0.38089 | 486462
2016-12-20 21:00 | 0.53592 | 0.42794 | 490003
2016-12-20 22:00 | 0.45063 | 0.50718 | 509653
2016-12-20 23:00 | 0.1518 | 0.54771 | 529350
2016-12-21 | 0.0029824 | 0.59463 | 539075
2016-12-21 01:00 | 0 | 0.6364 | 541622
2016-12-21 02:00 | 0 | 0.6761 | 532200
2016-12-21 03:00 | 0 | 0.71479 | 513573
2016-12-21 04:00 | 0 | 0.73252 | 490567
2016-12-21 05:00 | 0 | 0.73452 | 468962
2016-12-21 06:00 | 0 | 0.7343 | 453796
2016-12-21 07:00 | 0 | 0.73454 | 445178
2016-12-21 08:00 | 0 | 0.73425 | 441880
2016-12-21 09:00 | 0 | 0.73834 | 444408
2016-12-21 10:00 | 0 | 0.74579 | 456626
2016-12-21 11:00 | 0 | 0.76246 | 483811
2016-12-21 12:00 | 0 | 0.7826 | 510286
2016-12-21 13:00 | 0 | 0.80063 | 520079
2016-12-21 14:00 | 0.034087 | 0.73504 | 517715
2016-12-21 15:00 | 0.17097 | 0.57903 | 509230
2016-12-21 16:00 | 0.30738 | 0.49612 | 497804
2016-12-21 17:00 | 0.36807 | 0.53692 | 485887
2016-12-21 18:00 | 0.38004 | 0.61254 | 475256
2016-12-21 19:00 | 0.3791 | 0.66402 | 467024
2016-12-21 20:00 | 0.38052 | 0.69069 | 464161
2016-12-21 21:00 | 0.36492 | 0.71917 | 469351
2016-12-21 22:00 | 0.30241 | 0.78256 | 486513
2016-12-21 23:00 | 0.10896 | 0.82479 | 502430
2016-12-22 | 0.0012124 | 0.83637 | 509163
2016-12-22 01:00 | 0 | 0.82779 | 509868
2016-12-22 02:00 | 0 | 0.81489 | 500571
2016-12-22 03:00 | 0 | 0.80652 | 482877
2016-12-22 04:00 | 0 | 0.78658 | 460330
2016-12-22 05:00 | 0 | 0.76152 | 440070
2016-12-22 06:00 | 0 | 0.74035 | 423190
2016-12-22 07:00 | 0 | 0.71191 | 411998
2016-12-22 08:00 | 0 | 0.68555 | 406434
2016-12-22 09:00 | 0 | 0.65724 | 407653
2016-12-22 10:00 | 0 | 0.62109 | 417723
2016-12-22 11:00 | 0 | 0.57785 | 441338
2016-12-22 12:00 | 0 | 0.53364 | 468480
2016-12-22 13:00 | 0 | 0.49787 | 481338
2016-12-22 14:00 | 0.018919 | 0.4309 | 484535
2016-12-22 15:00 | 0.091037 | 0.35842 | 482772
2016-12-22 16:00 | 0.22247 | 0.27019 | 476519
2016-12-22 17:00 | 0.30009 | 0.22943 | 467884
2016-12-22 18:00 | 0.33538 | 0.23819 | 460572
2016-12-22 19:00 | 0.34461 | 0.25639 | 455456
2016-12-22 20:00 | 0.34835 | 0.27997 | 454145
2016-12-22 21:00 | 0.3398 | 0.38178 | 459862
2016-12-22 22:00 | 0.28688 | 0.52788 | 475102
2016-12-22 23:00 | 0.13043 | 0.59947 | 489576
2016-12-23 | 0.0016122 | 0.62738 | 495798
2016-12-23 01:00 | 0 | 0.63333 | 497223
2016-12-23 02:00 | 0 | 0.62986 | 487588
2016-12-23 03:00 | 0 | 0.62675 | 472798
2016-12-23 04:00 | 0 | 0.62705 | 451296
2016-12-23 05:00 | 0 | 0.62692 | 429186
2016-12-23 06:00 | 0 | 0.62615 | 412910
2016-12-23 07:00 | 0 | 0.62134 | 401630
2016-12-23 08:00 | 0 | 0.6171 | 396314
2016-12-23 09:00 | 0 | 0.62294 | 397588
2016-12-23 10:00 | 0 | 0.63818 | 405943
2016-12-23 11:00 | 0 | 0.65648 | 424029
2016-12-23 12:00 | 0 | 0.67075 | 444616
2016-12-23 13:00 | 0 | 0.6697 | 458812
2016-12-23 14:00 | 0.019464 | 0.63157 | 465951
2016-12-23 15:00 | 0.2363 | 0.53461 | 466609
2016-12-23 16:00 | 0.36445 | 0.48939 | 463057
2016-12-23 17:00 | 0.42029 | 0.48697 | 457024
2016-12-23 18:00 | 0.42136 | 0.48154 | 451089
2016-12-23 19:00 | 0.42519 | 0.45183 | 446074
2016-12-23 20:00 | 0.43887 | 0.39245 | 443898
2016-12-23 21:00 | 0.44904 | 0.35112 | 449172
2016-12-23 22:00 | 0.3657 | 0.41582 | 463676
2016-12-23 23:00 | 0.11724 | 0.45572 | 474071
2016-12-24 | 0.00086813 | 0.46013 | 476015
2016-12-24 01:00 | 0 | 0.44129 | 472752
2016-12-24 02:00 | 0 | 0.40968 | 462869
2016-12-24 03:00 | 0 | 0.39241 | 446590
2016-12-24 04:00 | 0 | 0.37783 | 425537
2016-12-24 05:00 | 0 | 0.35993 | 404551
2016-12-24 06:00 | 0 | 0.3388 | 388257
2016-12-24 07:00 | 0 | 0.31799 | 375554
2016-12-24 08:00 | 0 | 0.30513 | 366969
2016-12-24 09:00 | 0 | 0.28924 | 363078
2016-12-24 10:00 | 0 | 0.28067 | 363251
2016-12-24 11:00 | 0 | 0.27563 | 369381
2016-12-24 12:00 | 0 | 0.27428 | 381480
2016-12-24 13:00 | 0 | 0.2834 | 398053
2016-12-24 14:00 | 0.033179 | 0.28864 | 415360
2016-12-24 15:00 | 0.32833 | 0.22943 | 428043
2016-12-24 16:00 | 0.44894 | 0.18798 | 433806
2016-12-24 17:00 | 0.47369 | 0.22227 | 433274
2016-12-24 18:00 | 0.46236 | 0.27503 | 428294
2016-12-24 19:00 | 0.4569 | 0.30938 | 423092
2016-12-24 20:00 | 0.46708 | 0.33916 | 419950
2016-12-24 21:00 | 0.47422 | 0.37689 | 420867
2016-12-24 22:00 | 0.39101 | 0.51925 | 429184
2016-12-24 23:00 | 0.11863 | 0.68853 | 434716
2016-12-25 | 0.0013198 | 0.74563 | 434106
2016-12-25 01:00 | 0 | 0.73086 | 431811
2016-12-25 02:00 | 0 | 0.67189 | 424473
2016-12-25 03:00 | 0 | 0.62163 | 414284
2016-12-25 04:00 | 0 | 0.59541 | 400191
2016-12-25 05:00 | 0 | 0.58242 | 383442
2016-12-25 06:00 | 0 | 0.58787 | 370192
2016-12-25 07:00 | 0 | 0.60199 | 360271
2016-12-25 08:00 | 0 | 0.6126 | 353271
2016-12-25 09:00 | 0 | 0.62226 | 350538
2016-12-25 10:00 | 0 | 0.6482 | 352300
2016-12-25 11:00 | 0 | 0.67752 | 358203
2016-12-25 12:00 | 0 | 0.70663 | 367970
2016-12-25 13:00 | 0 | 0.73766 | 382950
2016-12-25 14:00 | 0.033636 | 0.77113 | 396269
2016-12-25 15:00 | 0.29757 | 0.78498 | 403256
2016-12-25 16:00 | 0.46553 | 0.79523 | 405805
2016-12-25 17:00 | 0.50548 | 0.81045 | 404927
2016-12-25 18:00 | 0.49459 | 0.82808 | 400037
2016-12-25 19:00 | 0.48588 | 0.84999 | 394876
2016-12-25 20:00 | 0.50152 | 0.86734 | 390187
2016-12-25 21:00 | 0.52549 | 0.88805 | 389975
2016-12-25 22:00 | 0.47188 | 0.9048 | 398888
2016-12-25 23:00 | 0.1837 | 0.92466 | 408809
2016-12-26 | 0.0013995 | 0.92253 | 414867
2016-12-26 01:00 | 0 | 0.91107 | 418361
2016-12-26 02:00 | 0 | 0.88883 | 414284
2016-12-26 03:00 | 0 | 0.8814 | 404879
2016-12-26 04:00 | 0 | 0.87328 | 390156
2016-12-26 05:00 | 0 | 0.86757 | 375132
2016-12-26 06:00 | 0 | 0.86395 | 362658
2016-12-26 07:00 | 0 | 0.86203 | 353699
2016-12-26 08:00 | 0 | 0.85667 | 348608
2016-12-26 09:00 | 0 | 0.84155 | 347460
2016-12-26 10:00 | 0 | 0.83064 | 351425
2016-12-26 11:00 | 0 | 0.81583 | 360472
2016-12-26 12:00 | 0 | 0.80204 | 372219
2016-12-26 13:00 | 0 | 0.78995 | 386382
2016-12-26 14:00 | 0.037568 | 0.71759 | 402763
2016-12-26 15:00 | 0.44785 | 0.64497 | 415695
2016-12-26 16:00 | 0.61754 | 0.68585 | 423628
2016-12-26 17:00 | 0.60783 | 0.69351 | 425977
2016-12-26 18:00 | 0.56815 | 0.67925 | 424365
2016-12-26 19:00 | 0.55057 | 0.67451 | 421404
2016-12-26 20:00 | 0.56958 | 0.66289 | 419521
2016-12-26 21:00 | 0.59799 | 0.63181 | 423752
2016-12-26 22:00 | 0.51989 | 0.63488 | 436949
2016-12-26 23:00 | 0.18574 | 0.64107 | 451101
2016-12-27 | 0.0016102 | 0.64278 | 457182
2016-12-27 01:00 | 0 | 0.64502 | 456649
2016-12-27 02:00 | 0 | 0.64303 | 445529
2016-12-27 03:00 | 0 | 0.63856 | 428812
2016-12-27 04:00 | 0 | 0.63855 | 407088
2016-12-27 05:00 | 0 | 0.63862 | 386994
2016-12-27 06:00 | 0 | 0.63699 | 370840
2016-12-27 07:00 | 0 | 0.62298 | 360758
2016-12-27 08:00 | 0 | 0.5995 | 355649
2016-12-27 09:00 | 0 | 0.564 | 355194
2016-12-27 10:00 | 0 | 0.52854 | 363773
2016-12-27 11:00 | 0 | 0.50498 | 381884
2016-12-27 12:00 | 0 | 0.49361 | 404862
2016-12-27 13:00 | 0 | 0.49298 | 423598
2016-12-27 14:00 | 0.076485 | 0.45973 | 438131
2016-12-27 15:00 | 0.4282 | 0.34003 | 446838
2016-12-27 16:00 | 0.57818 | 0.24958 | 449707
2016-12-27 17:00 | 0.58181 | 0.24193 | 447435
2016-12-27 18:00 | 0.5438 | 0.27182 | 443791
2016-12-27 19:00 | 0.52405 | 0.2917 | 440307
2016-12-27 20:00 | 0.53867 | 0.31269 | 438806
2016-12-27 21:00 | 0.56243 | 0.38214 | 441567
2016-12-27 22:00 | 0.48888 | 0.50886 | 455269
2016-12-27 23:00 | 0.18982 | 0.61866 | 470265
2016-12-28 | 0.0027315 | 0.69105 | 475038
2016-12-28 01:00 | 0 | 0.74942 | 473497
2016-12-28 02:00 | 0 | 0.79499 | 462033
2016-12-28 03:00 | 0 | 0.83252 | 443776
2016-12-28 04:00 | 0 | 0.8639 | 422447
2016-12-28 05:00 | 0 | 0.87228 | 402556
2016-12-28 06:00 | 0 | 0.86302 | 387175
2016-12-28 07:00 | 0 | 0.84526 | 377738
2016-12-28 08:00 | 0 | 0.82933 | 373272
2016-12-28 09:00 | 0 | 0.81164 | 374497
2016-12-28 10:00 | 0 | 0.79934 | 384252
2016-12-28 11:00 | 0 | 0.79481 | 403077
2016-12-28 12:00 | 0 | 0.79305 | 427341
2016-12-28 13:00 | 0 | 0.799 | 443446
2016-12-28 14:00 | 0.032394 | 0.74703 | 452691
2016-12-28 15:00 | 0.33795 | 0.57599 | 456814
2016-12-28 16:00 | 0.52394 | 0.47493 | 456842
2016-12-28 17:00 | 0.54613 | 0.54654 | 453459
2016-12-28 18:00 | 0.51369 | 0.62825 | 449712
2016-12-28 19:00 | 0.49848 | 0.65336 | 446431
2016-12-28 20:00 | 0.51459 | 0.6624 | 444718
2016-12-28 21:00 | 0.53599 | 0.69437 | 448630
2016-12-28 22:00 | 0.46663 | 0.79235 | 463782
2016-12-28 23:00 | 0.19042 | 0.87426 | 477506
2016-12-29 | 0.0016683 | 0.91706 | 481095
2016-12-29 01:00 | 0 | 0.92816 | 479408
2016-12-29 02:00 | 0 | 0.9319 | 468166
2016-12-29 03:00 | 0 | 0.93426 | 448978
2016-12-29 04:00 | 0 | 0.93347 | 426749
2016-12-29 05:00 | 0 | 0.9235 | 407362
2016-12-29 06:00 | 0 | 0.91033 | 391950
2016-12-29 07:00 | 0 | 0.89451 | 380919
2016-12-29 08:00 | 0 | 0.87919 | 374964
2016-12-29 09:00 | 0 | 0.86798 | 375678
2016-12-29 10:00 | 0 | 0.85489 | 383293
2016-12-29 11:00 | 0 | 0.84381 | 400267
2016-12-29 12:00 | 0 | 0.83544 | 422823
2016-12-29 13:00 | 0 | 0.82554 | 439712
2016-12-29 14:00 | 0.053651 | 0.74334 | 451937
2016-12-29 15:00 | 0.35059 | 0.65793 | 458406
2016-12-29 16:00 | 0.5094 | 0.66335 | 459642
2016-12-29 17:00 | 0.52178 | 0.67686 | 457177
2016-12-29 18:00 | 0.49245 | 0.65697 | 453413
2016-12-29 19:00 | 0.47417 | 0.61991 | 448588
2016-12-29 20:00 | 0.47443 | 0.58244 | 445166
2016-12-29 21:00 | 0.491 | 0.53842 | 448553
2016-12-29 22:00 | 0.41173 | 0.55844 | 463901
2016-12-29 23:00 | 0.17009 | 0.58742 | 480596
2016-12-30 | 0.0016277 | 0.60732 | 486871
2016-12-30 01:00 | 0 | 0.61598 | 487082
2016-12-30 02:00 | 0 | 0.61955 | 476994
2016-12-30 03:00 | 0 | 0.63139 | 460130
2016-12-30 04:00 | 0 | 0.64122 | 439914
2016-12-30 05:00 | 0 | 0.64251 | 421903
2016-12-30 06:00 | 0 | 0.63847 | 407091
2016-12-30 07:00 | 0 | 0.63143 | 398686
2016-12-30 08:00 | 0 | 0.62491 | 394429
2016-12-30 09:00 | 0 | 0.6231 | 396327
2016-12-30 10:00 | 0 | 0.62508 | 405523
2016-12-30 11:00 | 0 | 0.63262 | 425145
2016-12-30 12:00 | 0 | 0.64758 | 447660
2016-12-30 13:00 | 0 | 0.66833 | 463447
2016-12-30 14:00 | 0.066719 | 0.61355 | 470223
2016-12-30 15:00 | 0.33992 | 0.49243 | 471272
2016-12-30 16:00 | 0.48141 | 0.49189 | 467833
2016-12-30 17:00 | 0.5036 | 0.58274 | 461282
2016-12-30 18:00 | 0.4784 | 0.63601 | 453356
2016-12-30 19:00 | 0.46424 | 0.67126 | 446082
2016-12-30 20:00 | 0.47219 | 0.68752 | 441690
2016-12-30 21:00 | 0.48048 | 0.73834 | 446474
2016-12-30 22:00 | 0.39249 | 0.78405 | 463624
2016-12-30 23:00 | 0.13147 | 0.81133 | 481092
2016-12-31 | 0.0013272 | 0.82084 | 487680
2016-12-31 01:00 | 0 | 0.81546 | 489425
2016-12-31 02:00 | 0 | 0.8063 | 481878
2016-12-31 03:00 | 0 | 0.8072 | 468220
2016-12-31 04:00 | 0 | 0.79934 | 450956
2016-12-31 05:00 | 0 | 0.79354 | 433000
2016-12-31 06:00 | 0 | 0.79506 | 420297
2016-12-31 07:00 | 0 | 0.79259 | 411686
2016-12-31 08:00 | 0 | 0.77895 | 406155
2016-12-31 09:00 | 0 | 0.75431 | 404289
2016-12-31 10:00 | 0 | 0.72933 | 407850
2016-12-31 11:00 | 0 | 0.70563 | 415139
2016-12-31 12:00 | 0 | 0.68337 | 426446
2016-12-31 13:00 | 0 | 0.65616 | 437460
2016-12-31 14:00 | 0.036427 | 0.55801 | 444140
2016-12-31 15:00 | 0.29475 | 0.49612 | 446688
2016-12-31 16:00 | 0.45444 | 0.45406 | 445791
2016-12-31 17:00 | 0.50867 | 0.40843 | 442001
2016-12-31 18:00 | 0.49731 | 0.39735 | 437484
2016-12-31 19:00 | 0.48732 | 0.39133 | 433876
2016-12-31 20:00 | 0.4976 | 0.38105 | 432009
2016-12-31 21:00 | 0.5139 | 0.37142 | 435982
2016-12-31 22:00 | 0.43958 | 0.41346 | 450070
2016-12-31 23:00 | 0.1567 | 0.48672 | 459604
2017-01-01 | 0.0017613 | 0.54371 | 460100

## case results
| objective [€] | system cost [€/h]
0 | 220943293032.2039 | 25152924.9809

## component results
| carrier | Capacity Factor | Capital Expenditure [€] | Curtailment [MWh] | Dispatch [MW] | Installed Capacity [MW] | Market Value [€/MWh] | Operational Expenditure [€] | Optimal Capacity [MW] | Revenue [€] | Supply [MW] | Withdrawal [MW]
Generator | geothermal |  | 0 | 0 | 0 | 0 |  | 0 | 0 | 0 | 0 | 0
| natgas |  | 0 | 0 | 0 | 0 |  | 0 | 0 | 0 | 0 | 0
| natgas_wCCS |  | 0 | 0 | 0 | 0 |  | 0 | 0 | 0 | 0 | 0
| nuclear |  | 0 | 0 | 0 | 0 |  | 0 | 0 | 0 | 0 | 0
| onwind | 0.17417 | 103702889658.4388 | 2268250597.4392 | 1478538555.1412 | 0 | 71.6388 | 2217807832.7117 | 966306.531 | 105920697491.0712 | 1478538555.1412 | 0
| solar-utility | 0.27374 | 52065363370.0447 | 31620560.2944 | 2524938950.8588 | 0 | 20.6204 | 0 | 1049943.4212 | 52065363370.0682 | 2524938950.8588 | 0
Link | direct air capture |  | 0 |  | 0 | 0 |  | 0 | 0 | 0 | 0 | 0
| geothermal |  | 0 |  | 0 | 0 |  | 0 | 0 | 0 | 0 | 0
| gravity_aboveground_store | 0.84187 | 2371611529.9167 |  | 8.8476e-09 | 0 | 6.7907e+18 | 0 | 83051.4577 | 2371611529.9198 | 614230748.9927 | -614230748.9927
| gravity_brick_store |  | 0 |  | 0 | 0 |  | 0 | 0 | 0 | 0 | 0
| gravity_underground_store |  | 0 |  | 0 | 0 |  | 0 | 0 | 0 | 0 | 0
| highT_molten_salt_store |  | 0 |  | 0 | 0 |  | 0 | 0 | 0 | 0 | 0
| hydrogen_store |  | 0 |  | 0 | 0 |  | 0 | 0 | 0 | 0 | 0
| lead_acid_store |  | 0 |  | 0 | 0 |  | 0 | 0 | 0 | 0 | 0
| liquid_air_store |  | 0 |  | 0 | 0 |  | 0 | 0 | 0 | 0 | 0
| lithium_ion_lfp_store |  | 0 |  | 0 | 0 |  | 0 | 0 | 0 | 0 | 0
| lithium_ion_nmc_store |  | 0 |  | 0 | 0 |  | 0 | 0 | 0 | 0 | 0
| natgas |  | 0 |  | 0 | 0 |  | 0 | 0 | 0 | 0 | 0
| natgas_wCCS |  | 0 |  | 0 | 0 |  | 0 | 0 | 0 | 0 | 0
| ni_zn_store |  | 0 |  | 0 | 0 |  | 0 | 0 | 0 | 0 | 0
| phs_store | 0.73289 | 28489710650.5166 |  | -5.1659e-09 | 0 | -5.0984e+18 | 0 | 277166.1862 | 28489710650.4719 | 1784518198.5584 | -1784518198.5584
| redox_store |  | 0 |  | 0 | 0 |  | 0 | 0 | 0 | 0 | 0
| zn_air_store | 0.11361 | 422091696.9902 |  | 0 | 0 | inf | 0 | 32773.0854 | 422091696.9907 | 32708566.2984 | -32708566.2984
| zn_br_flow_store |  | 0 |  | 0 | 0 |  | 0 | 0 | 0 | 0 | 0
| zn_br_nonflow_store |  | 0 |  | 0 | 0 |  | 0 | 0 | 0 | 0 | 0
Load | load |  |  |  | -4003477506 |  | -55.1878 |  |  | 220943293032.1885 | 0 | -4003477506
StorageUnit | battery storage |  | 0 | 0 | 0 | 0 |  | 0 | 0 | 0 | 0 | 0
Store | co2 atmosphere |  | 0 |  | 0 | 0 |  | 0 | 0 | 0 | 0 | 0
| gravity_aboveground_store | 0.32086 | 3511787057.9774 |  | 8.8476e-09 | 0 | 1.0055e+19 | 0 | 376150.7058 | 3511787057.9766 | 307115374.4963 | -307115374.4963
| gravity_brick_store |  | 0 |  | 0 | 0 |  | 0 | 0 | 0 | 0 | 0
| gravity_underground_store |  | 0 |  | 0 | 0 |  | 0 | 0 | 0 | 0 | 0
| highT_molten_salt_store |  | 0 |  | 0 | 0 |  | 0 | 0 | 0 | 0 | 0
| hydrogen_store |  | 0 |  | 0 | 0 |  | 0 | 0 | 0 | 0 | 0
| lead_acid_store |  | 0 |  | 0 | 0 |  | 0 | 0 | 0 | 0 | 0
| liquid_air_store |  | 0 |  | 0 | 0 |  | 0 | 0 | 0 | 0 | 0
| lithium_ion_lfp_store |  | 0 |  | 0 | 0 |  | 0 | 0 | 0 | 0 | 0
| lithium_ion_nmc_store |  | 0 |  | 0 | 0 |  | 0 | 0 | 0 | 0 | 0
| load shifting backward |  | 0 |  | 0 | 0 |  | 0 | 0 | 0 | 0 | 0
| load shifting forward |  | 0 |  | 0 | 0 |  | 0 | 0 | 0 | 0 | 0
| ni_zn_store |  | 0 |  | 0 | 0 |  | 0 | 0 | 0 | 0 | 0
| phs_store | 0.42571 | 27534545513.6892 |  | -5.1659e-09 | 0 | -4.9275e+18 | 0 | 7052204.9777 | 27534545513.6936 | 892259099.2792 | -892259099.2792
| redox_store |  | 0 |  | 0 | 0 |  | 0 | 0 | 0 | 0 | 0
| zn_air_store | 0.11868 | 627485721.9967 |  | 0 | 0 | inf | 0 | 40526.9035 | 627485721.9962 | 16354283.1492 | -16354283.1492
| zn_br_flow_store |  | 0 |  | 0 | 0 |  | 0 | 0 | 0 | 0 | 0
| zn_br_nonflow_store |  | 0 |  | 0 | 0 |  | 0 | 0 | 0 | 0 | 0

## time results
snapshot | CCGT dispatch | CCGT % wCCS dispatch | geothermal dispatch | nuclear dispatch | onwind dispatch | solar-utility dispatch | load load | battery storage charged | battery storage discharged | battery storage state of charge | Gravity-Brick-store state of charge | Gravity-Water-Aboveground-store state of charge | Gravity-Water-Underground-store state of charge | HighT-Molten-Salt-store state of charge | Lead-Acid-store state of charge | Liquid-Air-store state of charge | Lithium-Ion-LFP-store state of charge | Lithium-Ion-NMC-store state of charge | Ni-Zn-store state of charge | Pumped-Storage-Hydro-store state of charge | Vanadium-Redox-Flow-store state of charge | Zn-Air-store state of charge | Zn-Br-Flow-store state of charge | Zn-Br-Nonflow-store state of charge | co2 atmosphere state of charge | hydrogen storage underground state of charge | load shifting backward state of charge | load shifting forward state of charge | CCGT % link dispatch | CCGT % link wCCS dispatch | Gravity-Brick-bicharger dispatch | Gravity-Water-Aboveground-bicharger dispatch | Gravity-Water-Underground-bicharger dispatch | HighT-Molten-Salt-charger dispatch | HighT-Molten-Salt-discharger dispatch | Lead-Acid-bicharger dispatch | Liquid-Air-charger dispatch | Liquid-Air-discharger dispatch | Lithium-Ion-LFP-bicharger dispatch | Lithium-Ion-NMC-bicharger dispatch | Ni-Zn-bicharger dispatch | Pumped-Storage-Hydro-bicharger dispatch | Vanadium-Redox-Flow-bicharger dispatch | Zn-Air-bicharger dispatch | Zn-Br-Flow-bicharger dispatch | Zn-Br-Nonflow-bicharger dispatch | direct air capture dispatch | electrolysis dispatch | fuel cell dispatch | geothermal % link dispatch
2016-01-01 | 0 | 0 | 0 | 0 | 274886.2154 | 1808.0561 | 470809 | 0 | 0 | 0 | 0 | 166102.9154 | 0 | 0 | 0 | 0 | 0 | 0 | 0 | 3345056.8947 | 0 | 0 | 0 | 0 | 0 | 0 | 0 | 0 | 0 | 0 | 0 | 83051.4577 | 0 | 0 | 0 | 0 | 0 | 0 | 0 | 0 | 0 | -277166.1862 | 0 | 0 | 0 | 0 | 0 | 0 | 0 | 0
2016-01-01 01:00 | 0 | 0 | 0 | 0 | 543198.931 | 0 | 462893 | 0 | 0 | 0 | 0 | 83051.4577 | 0 | 0 | 0 | 0 | 0 | 0 | 0 | 3508414.2835 | 0 | 0 | 0 | 0 | 0 | 0 | 0 | 0 | 0 | 0 | 0 | -83051.4577 | 0 | 0 | 0 | 0 | 0 | 0 | 0 | 0 | 0 | 163357.3887 | 0 | 0 | 0 | 0 | 0 | 0 | 0 | 0
2016-01-01 02:00 | 0 | 0 | 0 | 0 | 175185.8138 | 0 | 452352 | 0 | 0 | 0 | 0 | 83051.4577 | 0 | 0 | 0 | 0 | 0 | 0 | 0 | 3231248.0973 | 0 | 0 | 0 | 0 | 0 | 0 | 0 | 0 | 0 | 0 | 0 | 0 | 0 | 0 | 0 | 0 | 0 | 0 | 0 | 0 | 0 | -277166.1862 | 0 | 0 | 0 | 0 | 0 | 0 | 0 | 0
2016-01-01 03:00 | 0 | 0 | 0 | 0 | 78459.3561 | 0 | 438677 | 0 | 0 | 0 | 0 | 0 | 0 | 0 | 0 | 0 | 0 | 0 | 0 | 2954081.9111 | 0 | 0 | 0 | 0 | 0 | 0 | 0 | 0 | 0 | 0 | 0 | -83051.4577 | 0 | 0 | 0 | 0 | 0 | 0 | 0 | 0 | 0 | -277166.1862 | 0 | 0 | 0 | 0 | 0 | 0 | 0 | 0
2016-01-01 04:00 | 0 | 0 | 0 | 0 | 229180.2715 | 0 | 423295 | 0 | 0 | 0 | 0 | 83051.4577 | 0 | 0 | 0 | 0 | 0 | 0 | 0 | 2676915.725 | 0 | 0 | 0 | 0 | 0 | 0 | 0 | 0 | 0 | 0 | 0 | 83051.4577 | 0 | 0 | 0 | 0 | 0 | 0 | 0 | 0 | 0 | -277166.1862 | 0 | 0 | 0 | 0 | 0 | 0 | 0 | 0
2016-01-01 05:00 | 0 | 0 | 0 | 0 | 50761.3561 | 0 | 410979 | 0 | 0 | 0 | 0 | 0 | 0 | 0 | 0 | 0 | 0 | 0 | 0 | 2399749.5388 | 0 | 0 | 0 | 0 | 0 | 0 | 0 | 0 | 0 | 0 | 0 | -83051.4577 | 0 | 0 | 0 | 0 | 0 | 0 | 0 | 0 | 0 | -277166.1862 | 0 | 0 | 0 | 0 | 0 | 0 | 0 | 0
2016-01-01 06:00 | 0 | 0 | 0 | 0 | 612596.3546 | 0 | 400444 | 0 | 0 | 0 | 0 | 83051.4577 | 0 | 0 | 0 | 0 | 0 | 0 | 0 | 2528850.4357 | 0 | 0 | 0 | 0 | 0 | 0 | 0 | 0 | 0 | 0 | 0 | 83051.4577 | 0 | 0 | 0 | 0 | 0 | 0 | 0 | 0 | 0 | 129100.8969 | 0 | 0 | 0 | 0 | 0 | 0 | 0 | 0
2016-01-01 07:00 | 0 | 0 | 0 | 0 | 30627.3561 | 0 | 390845 | 0 | 0 | 0 | 0 | 0 | 0 | 0 | 0 | 0 | 0 | 0 | 0 | 2251684.2496 | 0 | 0 | 0 | 0 | 0 | 0 | 0 | 0 | 0 | 0 | 0 | -83051.4577 | 0 | 0 | 0 | 0 | 0 | 0 | 0 | 0 | 0 | -277166.1862 | 0 | 0 | 0 | 0 | 0 | 0 | 0 | 0
2016-01-01 08:00 | 0 | 0 | 0 | 0 | 623079.9862 | 0 | 383868 | 0 | 0 | 0 | 0 | 83051.4577 | 0 | 0 | 0 | 0 | 0 | 0 | 0 | 2407844.7781 | 0 | 0 | 0 | 0 | 0 | 0 | 0 | 0 | 0 | 0 | 0 | 83051.4577 | 0 | 0 | 0 | 0 | 0 | 0 | 0 | 0 | 0 | 156160.5285 | 0 | 0 | 0 | 0 | 0 | 0 | 0 | 0
2016-01-01 09:00 | 0 | 0 | 0 | 0 | 22029.3561 | 0 | 382247 | 0 | 0 | 0 | 0 | 0 | 0 | 0 | 0 | 0 | 0 | 0 | 0 | 2130678.5919 | 0 | 0 | 0 | 0 | 0 | 0 | 0 | 0 | 0 | 0 | 0 | -83051.4577 | 0 | 0 | 0 | 0 | 0 | 0 | 0 | 0 | 0 | -277166.1862 | 0 | 0 | 0 | 0 | 0 | 0 | 0 | 0
2016-01-01 10:00 | 0 | 0 | 0 | 0 | 620247.534 | 0 | 385757 | 0 | 0 | 0 | 0 | 83051.4577 | 0 | 0 | 0 | 0 | 0 | 0 | 0 | 2282117.6682 | 0 | 0 | 0 | 0 | 0 | 0 | 0 | 0 | 0 | 0 | 0 | 83051.4577 | 0 | 0 | 0 | 0 | 0 | 0 | 0 | 0 | 0 | 151439.0763 | 0 | 0 | 0 | 0 | 0 | 0 | 0 | 0
2016-01-01 11:00 | 0 | 0 | 0 | 0 | 30726.3561 | 0 | 390944 | 0 | 0 | 0 | 0 | 0 | 0 | 0 | 0 | 0 | 0 | 0 | 0 | 2004951.482 | 0 | 0 | 0 | 0 | 0 | 0 | 0 | 0 | 0 | 0 | 0 | -83051.4577 | 0 | 0 | 0 | 0 | 0 | 0 | 0 | 0 | 0 | -277166.1862 | 0 | 0 | 0 | 0 | 0 | 0 | 0 | 0
2016-01-01 12:00 | 0 | 0 | 0 | 0 | 619236.4749 | 0 | 398539 | 0 | 0 | 0 | 0 | 83051.4577 | 0 | 0 | 0 | 0 | 0 | 0 | 0 | 2142597.4992 | 0 | 0 | 0 | 0 | 0 | 0 | 0 | 0 | 0 | 0 | 0 | 83051.4577 | 0 | 0 | 0 | 0 | 0 | 0 | 0 | 0 | 0 | 137646.0172 | 0 | 0 | 0 | 0 | 0 | 0 | 0 | 0
2016-01-01 13:00 | 0 | 0 | 0 | 0 | 601662.7285 | 0 | 407548 | 0 | 0 | 0 | 0 | 0 | 0 | 0 | 0 | 0 | 0 | 0 | 0 | 2419763.6854 | 0 | 0 | 0 | 0 | 0 | 0 | 0 | 0 | 0 | 0 | 0 | -83051.4577 | 0 | 0 | 0 | 0 | 0 | 0 | 0 | 0 | 0 | 277166.1862 | 0 | 0 | 0 | 0 | 0 | 0 | 0 | 0
2016-01-01 14:00 | 0 | 0 | 0 | 0 | 576484.7568 | 47274.7787 | 420289 | 0 | 0 | 0 | 0 | 83051.4577 | 0 | 0 | 0 | 0 | 0 | 0 | 0 | 2540182.7632 | 0 | 0 | 0 | 0 | 0 | 0 | 0 | 0 | 0 | 0 | 0 | 83051.4577 | 0 | 0 | 0 | 0 | 0 | 0 | 0 | 0 | 0 | 120419.0778 | 0 | 0 | 0 | 0 | 0 | 0 | 0 | 0
2016-01-01 15:00 | 0 | 0 | 0 | 0 | 0 | 422713.2806 | 431770 | 0 | 0 | 0 | 0 | 0 | 0 | 0 | 0 | 0 | 0 | 0 | 0 | 2614177.5015 | 0 | 0 | 0 | 0 | 0 | 0 | 0 | 0 | 0 | 0 | 0 | -83051.4577 | 0 | 0 | 0 | 0 | 0 | 0 | 0 | 0 | 0 | 73994.7383 | 0 | 0 | 0 | 0 | 0 | 0 | 0 | 0
2016-01-01 16:00 | 0 | 0 | 0 | 0 | 185225.6301 | 613472.0138 | 438480 | 0 | 0 | 0 | 0 | 83051.4577 | 0 | 0 | 0 | 0 | 0 | 0 | 0 | 2891343.6876 | 0 | 0 | 0 | 0 | 0 | 0 | 0 | 0 | 0 | 0 | 0 | 83051.4577 | 0 | 0 | 0 | 0 | 0 | 0 | 0 | 0 | 0 | 277166.1862 | 0 | 0 | 0 | 0 | 0 | 0 | 0 | 0
2016-01-01 17:00 | 0 | 0 | 0 | 0 | 20445.7717 | 614006.9568 | 440338 | 0 | 0 | 0 | 0 | 0 | 0 | 0 | 0 | 0 | 0 | 0 | 0 | 3168509.8738 | 0 | 0 | 0 | 0 | 0 | 0 | 0 | 0 | 0 | 0 | 0 | -83051.4577 | 0 | 0 | 0 | 0 | 0 | 0 | 0 | 0 | 0 | 277166.1862 | 0 | 0 | 0 | 0 | 0 | 0 | 0 | 0
2016-01-01 18:00 | 0 | 0 | 0 | 0 | 0 | 575472.5917 | 438036 | 0 | 0 | 0 | 0 | 83051.4577 | 0 | 0 | 0 | 0 | 0 | 0 | 0 | 3222895.0077 | 0 | 0 | 0 | 0 | 0 | 0 | 0 | 0 | 0 | 0 | 0 | 83051.4577 | 0 | 0 | 0 | 0 | 0 | 0 | 0 | 0 | 0 | 54385.134 | 0 | 0 | 0 | 0 | 0 | 0 | 0 | 0
2016-01-01 19:00 | 0 | 0 | 0 | 0 | 65913.6508 | 560522.0777 | 432321 | 0 | 0 | 0 | 0 | 0 | 0 | 0 | 0 | 0 | 0 | 0 | 0 | 3500061.1939 | 0 | 0 | 0 | 0 | 0 | 0 | 0 | 0 | 0 | 0 | 0 | -83051.4577 | 0 | 0 | 0 | 0 | 0 | 0 | 0 | 0 | 0 | 277166.1862 | 0 | 0 | 0 | 0 | 0 | 0 | 0 | 0
2016-01-01 20:00 | 0 | 0 | 0 | 0 | 0 | 580780.105 | 428860 | 0 | 0 | 0 | 0 | 83051.4577 | 0 | 0 | 0 | 0 | 0 | 0 | 0 | 3568929.8412 | 0 | 0 | 0 | 0 | 0 | 0 | 0 | 0 | 0 | 0 | 0 | 83051.4577 | 0 | 0 | 0 | 0 | 0 | 0 | 0 | 0 | 0 | 68868.6473 | 0 | 0 | 0 | 0 | 0 | 0 | 0 | 0
2016-01-01 21:00 | 0 | 0 | 0 | 0 | 71276.6061 | 614007.6476 | 430801 | 0 | 0 | 0 | 0 | 60368.5252 | 0 | 0 | 0 | 0 | 0 | 0 | 0 | 3846096.0274 | 0 | 0 | 0 | 0 | 0 | 0 | 0 | 0 | 0 | 0 | 0 | -22682.9325 | 0 | 0 | 0 | 0 | 0 | 0 | 0 | 0 | 0 | 277166.1862 | 0 | 0 | 0 | 0 | 0 | 0 | 0 | 0
2016-01-01 22:00 | 0 | 0 | 0 | 0 | 0 | 562346.157 | 445055 | 0 | 0 | 0 | 0 | 143419.983 | 0 | 0 | 0 | 0 | 0 | 0 | 0 | 3880335.7267 | 0 | 0 | 0 | 0 | 0 | 0 | 0 | 0 | 0 | 0 | 0 | 83051.4577 | 0 | 0 | 0 | 0 | 0 | 0 | 0 | 0 | 0 | 34239.6993 | 0 | 0 | 0 | 0 | 0 | 0 | 0 | 0
2016-01-01 23:00 | 0 | 0 | 0 | 0 | 0 | 220725.3941 | 460170 | 0 | 0 | 0 | 0 | 60368.5252 | 0 | 0 | 0 | 0 | 0 | 0 | 0 | 3723942.5785 | 0 | 0 | 0 | 0 | 0 | 0 | 0 | 0 | 0 | 0 | 0 | -83051.4577 | 0 | 0 | 0 | 0 | 0 | 0 | 0 | 0 | 0 | -156393.1482 | 0 | 0 | 0 | 0 | 0 | 0 | 0 | 0
2016-01-02 | 0 | 0 | 0 | 0 | 599910.9589 | 2063.0233 | 465935 | 0 | 0 | 0 | 0 | 143419.983 | 0 | 0 | 0 | 0 | 0 | 0 | 0 | 3776930.103 | 0 | 0 | 0 | 0 | 0 | 0 | 0 | 0 | 0 | 0 | 0 | 83051.4577 | 0 | 0 | 0 | 0 | 0 | 0 | 0 | 0 | 0 | 52987.5245 | 0 | 0 | 0 | 0 | 0 | 0 | 0 | 0
2016-01-02 01:00 | 0 | 0 | 0 | 0 | 105144.3561 | 0 | 465362 | 0 | 0 | 0 | 0 | 60368.5252 | 0 | 0 | 0 | 0 | 0 | 0 | 0 | 3499763.9168 | 0 | 0 | 0 | 0 | 0 | 0 | 0 | 0 | 0 | 0 | 0 | -83051.4577 | 0 | 0 | 0 | 0 | 0 | 0 | 0 | 0 | 0 | -277166.1862 | 0 | 0 | 0 | 0 | 0 | 0 | 0 | 0
2016-01-02 02:00 | 0 | 0 | 0 | 0 | 638219.1647 | 0 | 462094 | 0 | 0 | 0 | 0 | 143419.983 | 0 | 0 | 0 | 0 | 0 | 0 | 0 | 3592837.6238 | 0 | 0 | 0 | 0 | 0 | 0 | 0 | 0 | 0 | 0 | 0 | 83051.4577 | 0 | 0 | 0 | 0 | 0 | 0 | 0 | 0 | 0 | 93073.707 | 0 | 0 | 0 | 0 | 0 | 0 | 0 | 0
2016-01-02 03:00 | 0 | 0 | 0 | 0 | 640163.5455 | 0 | 450580 | 0 | 0 | 0 | 0 | 60368.5252 | 0 | 0 | 0 | 0 | 0 | 0 | 0 | 3865472.627 | 0 | 0 | 0 | 0 | 0 | 0 | 0 | 0 | 0 | 0 | 0 | -83051.4577 | 0 | 0 | 0 | 0 | 0 | 0 | 0 | 0 | 0 | 272635.0032 | 0 | 0 | 0 | 0 | 0 | 0 | 0 | 0
2016-01-02 04:00 | 0 | 0 | 0 | 0 | 631612.9985 | 0 | 434931 | 0 | 0 | 0 | 0 | 143419.983 | 0 | 0 | 0 | 0 | 0 | 0 | 0 | 3979103.1678 | 0 | 0 | 0 | 0 | 0 | 0 | 0 | 0 | 0 | 0 | 0 | 83051.4577 | 0 | 0 | 0 | 0 | 0 | 0 | 0 | 0 | 0 | 113630.5408 | 0 | 0 | 0 | 0 | 0 | 0 | 0 | 0
2016-01-02 05:00 | 0 | 0 | 0 | 0 | 57697.3561 | 0 | 417915 | 0 | 0 | 0 | 0 | 60368.5252 | 0 | 0 | 0 | 0 | 0 | 0 | 0 | 3701936.9816 | 0 | 0 | 0 | 0 | 0 | 0 | 0 | 0 | 0 | 0 | 0 | -83051.4577 | 0 | 0 | 0 | 0 | 0 | 0 | 0 | 0 | 0 | -277166.1862 | 0 | 0 | 0 | 0 | 0 | 0 | 0 | 0
2016-01-02 06:00 | 0 | 0 | 0 | 0 | 597324.3882 | 0 | 406626 | 0 | 0 | 0 | 0 | 143419.983 | 0 | 0 | 0 | 0 | 0 | 0 | 0 | 3809583.9121 | 0 | 0 | 0 | 0 | 0 | 0 | 0 | 0 | 0 | 0 | 0 | 83051.4577 | 0 | 0 | 0 | 0 | 0 | 0 | 0 | 0 | 0 | 107646.9305 | 0 | 0 | 0 | 0 | 0 | 0 | 0 | 0
2016-01-02 07:00 | 0 | 0 | 0 | 0 | 37294.3561 | 0 | 397512 | 0 | 0 | 0 | 0 | 60368.5252 | 0 | 0 | 0 | 0 | 0 | 0 | 0 | 3532417.7259 | 0 | 0 | 0 | 0 | 0 | 0 | 0 | 0 | 0 | 0 | 0 | -83051.4577 | 0 | 0 | 0 | 0 | 0 | 0 | 0 | 0 | 0 | -277166.1862 | 0 | 0 | 0 | 0 | 0 | 0 | 0 | 0
2016-01-02 08:00 | 0 | 0 | 0 | 0 | 557449.8883 | 0 | 392956 | 0 | 0 | 0 | 0 | 143419.983 | 0 | 0 | 0 | 0 | 0 | 0 | 0 | 3613860.1566 | 0 | 0 | 0 | 0 | 0 | 0 | 0 | 0 | 0 | 0 | 0 | 83051.4577 | 0 | 0 | 0 | 0 | 0 | 0 | 0 | 0 | 0 | 81442.4306 | 0 | 0 | 0 | 0 | 0 | 0 | 0 | 0
2016-01-02 09:00 | 0 | 0 | 0 | 0 | 550380.2719 | 0 | 392210 | 0 | 0 | 0 | 0 | 60368.5252 | 0 | 0 | 0 | 0 | 0 | 0 | 0 | 3855081.8861 | 0 | 0 | 0 | 0 | 0 | 0 | 0 | 0 | 0 | 0 | 0 | -83051.4577 | 0 | 0 | 0 | 0 | 0 | 0 | 0 | 0 | 0 | 241221.7296 | 0 | 0 | 0 | 0 | 0 | 0 | 0 | 0
2016-01-02 10:00 | 0 | 0 | 0 | 0 | 546481.5333 | 0 | 396592 | 0 | 0 | 0 | 0 | 143419.983 | 0 | 0 | 0 | 0 | 0 | 0 | 0 | 3921919.9617 | 0 | 0 | 0 | 0 | 0 | 0 | 0 | 0 | 0 | 0 | 0 | 83051.4577 | 0 | 0 | 0 | 0 | 0 | 0 | 0 | 0 | 0 | 66838.0756 | 0 | 0 | 0 | 0 | 0 | 0 | 0 | 0
2016-01-02 11:00 | 0 | 0 | 0 | 0 | 46549.3561 | 0 | 406767 | 0 | 0 | 0 | 0 | 60368.5252 | 0 | 0 | 0 | 0 | 0 | 0 | 0 | 3644753.7755 | 0 | 0 | 0 | 0 | 0 | 0 | 0 | 0 | 0 | 0 | 0 | -83051.4577 | 0 | 0 | 0 | 0 | 0 | 0 | 0 | 0 | 0 | -277166.1862 | 0 | 0 | 0 | 0 | 0 | 0 | 0 | 0
2016-01-02 12:00 | 0 | 0 | 0 | 0 | 530822.5031 | 0 | 420668 | 0 | 0 | 0 | 0 | 143419.983 | 0 | 0 | 0 | 0 | 0 | 0 | 0 | 3671856.8209 | 0 | 0 | 0 | 0 | 0 | 0 | 0 | 0 | 0 | 0 | 0 | 83051.4577 | 0 | 0 | 0 | 0 | 0 | 0 | 0 | 0 | 0 | 27103.0454 | 0 | 0 | 0 | 0 | 0 | 0 | 0 | 0
2016-01-02 13:00 | 0 | 0 | 0 | 0 | 74539.3561 | 0 | 434757 | 0 | 0 | 0 | 0 | 60368.5252 | 0 | 0 | 0 | 0 | 0 | 0 | 0 | 3394690.6347 | 0 | 0 | 0 | 0 | 0 | 0 | 0 | 0 | 0 | 0 | 0 | -83051.4577 | 0 | 0 | 0 | 0 | 0 | 0 | 0 | 0 | 0 | -277166.1862 | 0 | 0 | 0 | 0 | 0 | 0 | 0 | 0
2016-01-02 14:00 | 0 | 0 | 0 | 0 | 484338.0588 | 68429.5638 | 445046 | 0 | 0 | 0 | 0 | 143419.983 | 0 | 0 | 0 | 0 | 0 | 0 | 0 | 3419360.7995 | 0 | 0 | 0 | 0 | 0 | 0 | 0 | 0 | 0 | 0 | 0 | 83051.4577 | 0 | 0 | 0 | 0 | 0 | 0 | 0 | 0 | 0 | 24670.1648 | 0 | 0 | 0 | 0 | 0 | 0 | 0 | 0
2016-01-02 15:00 | 0 | 0 | 0 | 0 | 334393.8769 | 332496.784 | 450093 | 0 | 0 | 0 | 0 | 83051.4577 | 0 | 0 | 0 | 0 | 0 | 0 | 0 | 3696526.9857 | 0 | 0 | 0 | 0 | 0 | 0 | 0 | 0 | 0 | 0 | 0 | -60368.5252 | 0 | 0 | 0 | 0 | 0 | 0 | 0 | 0 | 0 | 277166.1862 | 0 | 0 | 0 | 0 | 0 | 0 | 0 | 0
2016-01-02 16:00 | 0 | 0 | 0 | 0 | 212750.8035 | 488637.6951 | 448776 | 0 | 0 | 0 | 0 | 166102.9154 | 0 | 0 | 0 | 0 | 0 | 0 | 0 | 3866088.0266 | 0 | 0 | 0 | 0 | 0 | 0 | 0 | 0 | 0 | 0 | 0 | 83051.4577 | 0 | 0 | 0 | 0 | 0 | 0 | 0 | 0 | 0 | 169561.0409 | 0 | 0 | 0 | 0 | 0 | 0 | 0 | 0
2016-01-02 17:00 | 0 | 0 | 0 | 0 | 0 | 529996.0206 | 443349 | 0 | 0 | 0 | 0 | 83051.4577 | 0 | 0 | 0 | 0 | 0 | 0 | 0 | 4035786.5049 | 0 | 0 | 0 | 0 | 0 | 0 | 0 | 0 | 0 | 0 | 0 | -83051.4577 | 0 | 0 | 0 | 0 | 0 | 0 | 0 | 0 | 0 | 169698.4783 | 0 | 0 | 0 | 0 | 0 | 0 | 0 | 0
2016-01-02 18:00 | 0 | 0 | 0 | 0 | 0 | 521192.9422 | 435148 | 0 | 0 | 0 | 0 | 0 | 0 | 0 | 0 | 0 | 0 | 0 | 0 | 4204882.9047 | 0 | 0 | 0 | 0 | 0 | 0 | 0 | 0 | 0 | 0 | 0 | -83051.4577 | 0 | 0 | 0 | 0 | 0 | 0 | 0 | 0 | 0 | 169096.3999 | 0 | 0 | 0 | 0 | 0 | 0 | 0 | 0
2016-01-02 19:00 | 0 | 0 | 0 | 0 | 278398.5598 | 508948.0841 | 427129 | 0 | 0 | 0 | 0 | 83051.4577 | 0 | 0 | 0 | 0 | 0 | 0 | 0 | 4482049.0909 | 0 | 0 | 0 | 0 | 0 | 0 | 0 | 0 | 0 | 0 | 0 | 83051.4577 | 0 | 0 | 0 | 0 | 0 | 0 | 0 | 0 | 0 | 277166.1862 | 0 | 0 | 0 | 0 | 0 | 0 | 0 | 0
2016-01-02 20:00 | 0 | 0 | 0 | 0 | 0 | 518519.8618 | 420682 | 0 | 0 | 0 | 0 | 0 | 0 | 0 | 0 | 0 | 0 | 0 | 0 | 4662938.4104 | 0 | 0 | 0 | 0 | 0 | 0 | 0 | 0 | 0 | 0 | 0 | -83051.4577 | 0 | 0 | 0 | 0 | 0 | 0 | 0 | 0 | 0 | 180889.3195 | 0 | 0 | 0 | 0 | 0 | 0 | 0 | 0
2016-01-02 21:00 | 0 | 0 | 0 | 0 | 260397.179 | 523516.4648 | 423696 | 0 | 0 | 0 | 0 | 83051.4577 | 0 | 0 | 0 | 0 | 0 | 0 | 0 | 4940104.5966 | 0 | 0 | 0 | 0 | 0 | 0 | 0 | 0 | 0 | 0 | 0 | 83051.4577 | 0 | 0 | 0 | 0 | 0 | 0 | 0 | 0 | 0 | 277166.1862 | 0 | 0 | 0 | 0 | 0 | 0 | 0 | 0
2016-01-02 22:00 | 0 | 0 | 0 | 0 | 202388.7236 | 433224.0048 | 441498 | 0 | 0 | 0 | 0 | 0 | 0 | 0 | 0 | 0 | 0 | 0 | 0 | 5217270.7827 | 0 | 0 | 0 | 0 | 0 | 0 | 0 | 0 | 0 | 0 | 0 | -83051.4577 | 0 | 0 | 0 | 0 | 0 | 0 | 0 | 0 | 0 | 277166.1862 | 0 | 0 | 0 | 0 | 0 | 0 | 0 | 0
2016-01-02 23:00 | 0 | 0 | 0 | 0 | 462272.4327 | 156156.8345 | 461592 | 0 | 0 | 0 | 0 | 83051.4577 | 0 | 0 | 0 | 0 | 0 | 0 | 0 | 5291056.5923 | 0 | 0 | 0 | 0 | 0 | 0 | 0 | 0 | 0 | 0 | 0 | 83051.4577 | 0 | 0 | 0 | 0 | 0 | 0 | 0 | 0 | 0 | 73785.8095 | 0 | 0 | 0 | 0 | 0 | 0 | 0 | 0
2016-01-03 | 0 | 0 | 0 | 0 | 500180.0417 | 2046.8678 | 469345 | 0 | 0 | 0 | 0 | 166102.9154 | 0 | 0 | 0 | 0 | 0 | 0 | 0 | 5240887.0441 | 0 | 0 | 0 | 0 | 0 | 0 | 0 | 0 | 0 | 0 | 0 | 83051.4577 | 0 | 0 | 0 | 0 | 0 | 0 | 0 | 0 | 0 | -50169.5482 | 0 | 0 | 0 | 0 | 0 | 0 | 0 | 0
2016-01-03 01:00 | 0 | 0 | 0 | 0 | 524829.4787 | 0 | 470347 | 0 | 0 | 0 | 0 | 249154.3731 | 0 | 0 | 0 | 0 | 0 | 0 | 0 | 5212318.0651 | 0 | 0 | 0 | 0 | 0 | 0 | 0 | 0 | 0 | 0 | 0 | 83051.4577 | 0 | 0 | 0 | 0 | 0 | 0 | 0 | 0 | 0 | -28568.979 | 0 | 0 | 0 | 0 | 0 | 0 | 0 | 0
2016-01-03 02:00 | 0 | 0 | 0 | 0 | 541356.0096 | 0 | 467310 | 0 | 0 | 0 | 0 | 166102.9154 | 0 | 0 | 0 | 0 | 0 | 0 | 0 | 5369415.5324 | 0 | 0 | 0 | 0 | 0 | 0 | 0 | 0 | 0 | 0 | 0 | -83051.4577 | 0 | 0 | 0 | 0 | 0 | 0 | 0 | 0 | 0 | 157097.4673 | 0 | 0 | 0 | 0 | 0 | 0 | 0 | 0
2016-01-03 03:00 | 0 | 0 | 0 | 0 | 95812.3561 | 0 | 456030 | 0 | 0 | 0 | 0 | 83051.4577 | 0 | 0 | 0 | 0 | 0 | 0 | 0 | 5092249.3462 | 0 | 0 | 0 | 0 | 0 | 0 | 0 | 0 | 0 | 0 | 0 | -83051.4577 | 0 | 0 | 0 | 0 | 0 | 0 | 0 | 0 | 0 | -277166.1862 | 0 | 0 | 0 | 0 | 0 | 0 | 0 | 0
2016-01-03 04:00 | 0 | 0 | 0 | 0 | 566786.9131 | 0 | 441559 | 0 | 0 | 0 | 0 | 0 | 0 | 0 | 0 | 0 | 0 | 0 | 0 | 5300528.717 | 0 | 0 | 0 | 0 | 0 | 0 | 0 | 0 | 0 | 0 | 0 | -83051.4577 | 0 | 0 | 0 | 0 | 0 | 0 | 0 | 0 | 0 | 208279.3708 | 0 | 0 | 0 | 0 | 0 | 0 | 0 | 0
2016-01-03 05:00 | 0 | 0 | 0 | 0 | 570115.6855 | 0 | 427167 | 0 | 0 | 0 | 0 | 83051.4577 | 0 | 0 | 0 | 0 | 0 | 0 | 0 | 5360425.9448 | 0 | 0 | 0 | 0 | 0 | 0 | 0 | 0 | 0 | 0 | 0 | 83051.4577 | 0 | 0 | 0 | 0 | 0 | 0 | 0 | 0 | 0 | 59897.2278 | 0 | 0 | 0 | 0 | 0 | 0 | 0 | 0
2016-01-03 06:00 | 0 | 0 | 0 | 0 | 566988.9823 | 0 | 413834 | 0 | 0 | 0 | 0 | 0 | 0 | 0 | 0 | 0 | 0 | 0 | 0 | 5596632.3848 | 0 | 0 | 0 | 0 | 0 | 0 | 0 | 0 | 0 | 0 | 0 | -83051.4577 | 0 | 0 | 0 | 0 | 0 | 0 | 0 | 0 | 0 | 236206.44 | 0 | 0 | 0 | 0 | 0 | 0 | 0 | 0
2016-01-03 07:00 | 0 | 0 | 0 | 0 | 210750.2715 | 0 | 404865 | 0 | 0 | 0 | 0 | 83051.4577 | 0 | 0 | 0 | 0 | 0 | 0 | 0 | 5319466.1986 | 0 | 0 | 0 | 0 | 0 | 0 | 0 | 0 | 0 | 0 | 0 | 83051.4577 | 0 | 0 | 0 | 0 | 0 | 0 | 0 | 0 | 0 | -277166.1862 | 0 | 0 | 0 | 0 | 0 | 0 | 0 | 0
2016-01-03 08:00 | 0 | 0 | 0 | 0 | 534070.4362 | 0 | 399699 | 0 | 0 | 0 | 0 | 0 | 0 | 0 | 0 | 0 | 0 | 0 | 0 | 5536889.0925 | 0 | 0 | 0 | 0 | 0 | 0 | 0 | 0 | 0 | 0 | 0 | -83051.4577 | 0 | 0 | 0 | 0 | 0 | 0 | 0 | 0 | 0 | 217422.8939 | 0 | 0 | 0 | 0 | 0 | 0 | 0 | 0
2016-01-03 09:00 | 0 | 0 | 0 | 0 | 511346.3031 | 0 | 398110 | 0 | 0 | 0 | 0 | 83051.4577 | 0 | 0 | 0 | 0 | 0 | 0 | 0 | 5567073.9379 | 0 | 0 | 0 | 0 | 0 | 0 | 0 | 0 | 0 | 0 | 0 | 83051.4577 | 0 | 0 | 0 | 0 | 0 | 0 | 0 | 0 | 0 | 30184.8454 | 0 | 0 | 0 | 0 | 0 | 0 | 0 | 0
2016-01-03 10:00 | 0 | 0 | 0 | 0 | 480969.7761 | 0 | 400834 | 0 | 0 | 0 | 0 | 166102.9154 | 0 | 0 | 0 | 0 | 0 | 0 | 0 | 5564158.2563 | 0 | 0 | 0 | 0 | 0 | 0 | 0 | 0 | 0 | 0 | 0 | 83051.4577 | 0 | 0 | 0 | 0 | 0 | 0 | 0 | 0 | 0 | -2915.6816 | 0 | 0 | 0 | 0 | 0 | 0 | 0 | 0
2016-01-03 11:00 | 0 | 0 | 0 | 0 | 444493.7975 | 0 | 408834 | 0 | 0 | 0 | 0 | 249154.3731 | 0 | 0 | 0 | 0 | 0 | 0 | 0 | 5516766.5961 | 0 | 0 | 0 | 0 | 0 | 0 | 0 | 0 | 0 | 0 | 0 | 83051.4577 | 0 | 0 | 0 | 0 | 0 | 0 | 0 | 0 | 0 | -47391.6602 | 0 | 0 | 0 | 0 | 0 | 0 | 0 | 0
2016-01-03 12:00 | 0 | 0 | 0 | 0 | 411242.7327 | 0 | 420449 | 0 | 0 | 0 | 0 | 166102.9154 | 0 | 0 | 0 | 0 | 0 | 0 | 0 | 5590611.7866 | 0 | 0 | 0 | 0 | 0 | 0 | 0 | 0 | 0 | 0 | 0 | -83051.4577 | 0 | 0 | 0 | 0 | 0 | 0 | 0 | 0 | 0 | 73845.1905 | 0 | 0 | 0 | 0 | 0 | 0 | 0 | 0
2016-01-03 13:00 | 0 | 0 | 0 | 0 | 386915.9726 | 0 | 433181 | 0 | 0 | 0 | 0 | 249154.3731 | 0 | 0 | 0 | 0 | 0 | 0 | 0 | 5461295.3015 | 0 | 0 | 0 | 0 | 0 | 0 | 0 | 0 | 0 | 0 | 0 | 83051.4577 | 0 | 0 | 0 | 0 | 0 | 0 | 0 | 0 | 0 | -129316.4851 | 0 | 0 | 0 | 0 | 0 | 0 | 0 | 0
2016-01-03 14:00 | 0 | 0 | 0 | 0 | 309059.5267 | 41642.2124 | 440085 | 0 | 0 | 0 | 0 | 166102.9154 | 0 | 0 | 0 | 0 | 0 | 0 | 0 | 5454963.4983 | 0 | 0 | 0 | 0 | 0 | 0 | 0 | 0 | 0 | 0 | 0 | -83051.4577 | 0 | 0 | 0 | 0 | 0 | 0 | 0 | 0 | 0 | -6331.8032 | 0 | 0 | 0 | 0 | 0 | 0 | 0 | 0
2016-01-03 15:00 | 0 | 0 | 0 | 0 | 173995.7553 | 392133.9346 | 439806 | 0 | 0 | 0 | 0 | 249154.3731 | 0 | 0 | 0 | 0 | 0 | 0 | 0 | 5498235.7304 | 0 | 0 | 0 | 0 | 0 | 0 | 0 | 0 | 0 | 0 | 0 | 83051.4577 | 0 | 0 | 0 | 0 | 0 | 0 | 0 | 0 | 0 | 43272.2322 | 0 | 0 | 0 | 0 | 0 | 0 | 0 | 0
2016-01-03 16:00 | 0 | 0 | 0 | 0 | 102180.1389 | 521133.2844 | 434999 | 0 | 0 | 0 | 0 | 166102.9154 | 0 | 0 | 0 | 0 | 0 | 0 | 0 | 5769601.6115 | 0 | 0 | 0 | 0 | 0 | 0 | 0 | 0 | 0 | 0 | 0 | -83051.4577 | 0 | 0 | 0 | 0 | 0 | 0 | 0 | 0 | 0 | 271365.881 | 0 | 0 | 0 | 0 | 0 | 0 | 0 | 0
2016-01-03 17:00 | 0 | 0 | 0 | 0 | 84062.1041 | 538268.4922 | 430919 | 0 | 0 | 0 | 0 | 249154.3731 | 0 | 0 | 0 | 0 | 0 | 0 | 0 | 5877961.7501 | 0 | 0 | 0 | 0 | 0 | 0 | 0 | 0 | 0 | 0 | 0 | 83051.4577 | 0 | 0 | 0 | 0 | 0 | 0 | 0 | 0 | 0 | 108360.1386 | 0 | 0 | 0 | 0 | 0 | 0 | 0 | 0
2016-01-03 18:00 | 0 | 0 | 0 | 0 | 80244.9102 | 516864.5074 | 427178 | 0 | 0 | 0 | 0 | 284019.2698 | 0 | 0 | 0 | 0 | 0 | 0 | 0 | 6005274.4528 | 0 | 7753.8181 | 0 | 0 | 0 | 0 | 0 | 0 | 0 | 0 | 0 | 34864.8967 | 0 | 0 | 0 | 0 | 0 | 0 | 0 | 0 | 0 | 127312.7027 | 0 | 7753.8181 | 0 | 0 | 0 | 0 | 0 | 0
2016-01-03 19:00 | 0 | 0 | 0 | 0 | 84056.0637 | 501135.5359 | 422449 | 0 | 0 | 0 | 0 | 367070.7275 | 0 | 0 | 0 | 0 | 0 | 0 | 0 | 6052192.5093 | 0 | 40526.9035 | 0 | 0 | 0 | 0 | 0 | 0 | 0 | 0 | 0 | 83051.4577 | 0 | 0 | 0 | 0 | 0 | 0 | 0 | 0 | 0 | 46918.0566 | 0 | 32773.0854 | 0 | 0 | 0 | 0 | 0 | 0
2016-01-03 20:00 | 0 | 0 | 0 | 0 | 87108.0231 | 502256.5983 | 418943 | 0 | 0 | 0 | 0 | 293099.2481 | 0 | 0 | 0 | 0 | 0 | 0 | 0 | 6329358.6955 | 0 | 7753.8181 | 0 | 0 | 0 | 0 | 0 | 0 | 0 | 0 | 0 | -73971.4794 | 0 | 0 | 0 | 0 | 0 | 0 | 0 | 0 | 0 | 277166.1862 | 0 | -32773.0854 | 0 | 0 | 0 | 0 | 0 | 0
2016-01-03 21:00 | 0 | 0 | 0 | 0 | 94628.5268 | 488335.6558 | 424541 | 0 | 0 | 0 | 0 | 376150.7058 | 0 | 0 | 0 | 0 | 0 | 0 | 0 | 6371957.335 | 0 | 40526.9035 | 0 | 0 | 0 | 0 | 0 | 0 | 0 | 0 | 0 | 83051.4577 | 0 | 0 | 0 | 0 | 0 | 0 | 0 | 0 | 0 | 42598.6395 | 0 | 32773.0854 | 0 | 0 | 0 | 0 | 0 | 0
2016-01-03 22:00 | 0 | 0 | 0 | 0 | 141579.0826 | 387668.6428 | 444380 | 0 | 0 | 0 | 0 | 293099.2481 | 0 | 0 | 0 | 0 | 0 | 0 | 0 | 6539876.5182 | 0 | 40526.9035 | 0 | 0 | 0 | 0 | 0 | 0 | 0 | 0 | 0 | -83051.4577 | 0 | 0 | 0 | 0 | 0 | 0 | 0 | 0 | 0 | 167919.1832 | 0 | 0 | 0 | 0 | 0 | 0 | 0 | 0
2016-01-03 23:00 | 0 | 0 | 0 | 0 | 186386.3184 | 91198.3102 | 464325 | 0 | 0 | 0 | 0 | 373222.08 | 0 | 0 | 0 | 0 | 0 | 0 | 0 | 6305786.4003 | 0 | 7753.8181 | 0 | 0 | 0 | 0 | 0 | 0 | 0 | 0 | 0 | 80122.8319 | 0 | 0 | 0 | 0 | 0 | 0 | 0 | 0 | 0 | -234090.1179 | 0 | -32773.0854 | 0 | 0 | 0 | 0 | 0 | 0
2016-01-04 | 0 | 0 | 0 | 0 | 231146.7114 | 2184.8136 | 474796 | 0 | 0 | 0 | 0 | 376150.7058 | 0 | 0 | 0 | 0 | 0 | 0 | 0 | 6028620.2141 | 0 | 40526.9035 | 0 | 0 | 0 | 0 | 0 | 0 | 0 | 0 | 0 | 2928.6258 | 0 | 0 | 0 | 0 | 0 | 0 | 0 | 0 | 0 | -277166.1862 | 0 | 32773.0854 | 0 | 0 | 0 | 0 | 0 | 0
2016-01-04 01:00 | 0 | 0 | 0 | 0 | 268806.7585 | 0 | 477021 | 0 | 0 | 0 | 0 | 293099.2481 | 0 | 0 | 0 | 0 | 0 | 0 | 0 | 5936230.5157 | 0 | 7753.8181 | 0 | 0 | 0 | 0 | 0 | 0 | 0 | 0 | 0 | -83051.4577 | 0 | 0 | 0 | 0 | 0 | 0 | 0 | 0 | 0 | -92389.6985 | 0 | -32773.0854 | 0 | 0 | 0 | 0 | 0 | 0
2016-01-04 02:00 | 0 | 0 | 0 | 0 | 297068.7633 | 0 | 469735 | 0 | 0 | 0 | 0 | 210047.7904 | 0 | 0 | 0 | 0 | 0 | 0 | 0 | 5813842.6513 | 0 | 40526.9035 | 0 | 0 | 0 | 0 | 0 | 0 | 0 | 0 | 0 | -83051.4577 | 0 | 0 | 0 | 0 | 0 | 0 | 0 | 0 | 0 | -122387.8643 | 0 | 32773.0854 | 0 | 0 | 0 | 0 | 0 | 0
2016-01-04 03:00 | 0 | 0 | 0 | 0 | 316564.3648 | 0 | 452837 | 0 | 0 | 0 | 0 | 293099.2481 | 0 | 0 | 0 | 0 | 0 | 0 | 0 | 5627291.6438 | 0 | 7753.8181 | 0 | 0 | 0 | 0 | 0 | 0 | 0 | 0 | 0 | 83051.4577 | 0 | 0 | 0 | 0 | 0 | 0 | 0 | 0 | 0 | -186551.0076 | 0 | -32773.0854 | 0 | 0 | 0 | 0 | 0 | 0
2016-01-04 04:00 | 0 | 0 | 0 | 0 | 317323.2807 | 0 | 435678 | 0 | 0 | 0 | 0 | 376150.7058 | 0 | 0 | 0 | 0 | 0 | 0 | 0 | 5393112.3814 | 0 | 40526.9035 | 0 | 0 | 0 | 0 | 0 | 0 | 0 | 0 | 0 | 83051.4577 | 0 | 0 | 0 | 0 | 0 | 0 | 0 | 0 | 0 | -234179.2624 | 0 | 32773.0854 | 0 | 0 | 0 | 0 | 0 | 0
2016-01-04 05:00 | 0 | 0 | 0 | 0 | 304837.3789 | 0 | 421559 | 0 | 0 | 0 | 0 | 293099.2481 | 0 | 0 | 0 | 0 | 0 | 0 | 0 | 5392215.3033 | 0 | 7753.8181 | 0 | 0 | 0 | 0 | 0 | 0 | 0 | 0 | 0 | -83051.4577 | 0 | 0 | 0 | 0 | 0 | 0 | 0 | 0 | 0 | -897.0781 | 0 | -32773.0854 | 0 | 0 | 0 | 0 | 0 | 0
2016-01-04 06:00 | 0 | 0 | 0 | 0 | 290091.6939 | 0 | 410607 | 0 | 0 | 0 | 0 | 376150.7058 | 0 | 0 | 0 | 0 | 0 | 0 | 0 | 5155875.4542 | 0 | 40526.9035 | 0 | 0 | 0 | 0 | 0 | 0 | 0 | 0 | 0 | 83051.4577 | 0 | 0 | 0 | 0 | 0 | 0 | 0 | 0 | 0 | -236339.8492 | 0 | 32773.0854 | 0 | 0 | 0 | 0 | 0 | 0
2016-01-04 07:00 | 0 | 0 | 0 | 0 | 277342.4146 | 0 | 404707 | 0 | 0 | 0 | 0 | 293099.2481 | 0 | 0 | 0 | 0 | 0 | 0 | 0 | 5144335.4118 | 0 | 7753.8181 | 0 | 0 | 0 | 0 | 0 | 0 | 0 | 0 | 0 | -83051.4577 | 0 | 0 | 0 | 0 | 0 | 0 | 0 | 0 | 0 | -11540.0423 | 0 | -32773.0854 | 0 | 0 | 0 | 0 | 0 | 0
2016-01-04 08:00 | 0 | 0 | 0 | 0 | 241989.3569 | 0 | 403331 | 0 | 0 | 0 | 0 | 376150.7058 | 0 | 0 | 0 | 0 | 0 | 0 | 0 | 4867169.2257 | 0 | 40526.9035 | 0 | 0 | 0 | 0 | 0 | 0 | 0 | 0 | 0 | 83051.4577 | 0 | 0 | 0 | 0 | 0 | 0 | 0 | 0 | 0 | -277166.1862 | 0 | 32773.0854 | 0 | 0 | 0 | 0 | 0 | 0
2016-01-04 09:00 | 0 | 0 | 0 | 0 | 253269.6829 | 0 | 408268 | 0 | 0 | 0 | 0 | 293099.2481 | 0 | 0 | 0 | 0 | 0 | 0 | 0 | 4827995.4517 | 0 | 7753.8181 | 0 | 0 | 0 | 0 | 0 | 0 | 0 | 0 | 0 | -83051.4577 | 0 | 0 | 0 | 0 | 0 | 0 | 0 | 0 | 0 | -39173.774 | 0 | -32773.0854 | 0 | 0 | 0 | 0 | 0 | 0
2016-01-04 10:00 | 0 | 0 | 0 | 0 | 245485.7408 | 0 | 424056 | 0 | 0 | 0 | 0 | 358922.0897 | 0 | 0 | 0 | 0 | 0 | 0 | 0 | 4550829.2655 | 0 | 40526.9035 | 0 | 0 | 0 | 0 | 0 | 0 | 0 | 0 | 0 | 65822.8416 | 0 | 0 | 0 | 0 | 0 | 0 | 0 | 0 | 0 | -277166.1862 | 0 | 32773.0854 | 0 | 0 | 0 | 0 | 0 | 0
2016-01-04 11:00 | 0 | 0 | 0 | 0 | 243782.1917 | 0 | 457966 | 0 | 0 | 0 | 0 | 275870.632 | 0 | 0 | 0 | 0 | 0 | 0 | 0 | 4452470.0002 | 0 | 7753.8181 | 0 | 0 | 0 | 0 | 0 | 0 | 0 | 0 | 0 | -83051.4577 | 0 | 0 | 0 | 0 | 0 | 0 | 0 | 0 | 0 | -98359.2653 | 0 | -32773.0854 | 0 | 0 | 0 | 0 | 0 | 0
2016-01-04 12:00 | 0 | 0 | 0 | 0 | 249733.8301 | 0 | 490049 | 0 | 0 | 0 | 0 | 192819.1743 | 0 | 0 | 0 | 0 | 0 | 0 | 0 | 4262433.2027 | 0 | 40526.9035 | 0 | 0 | 0 | 0 | 0 | 0 | 0 | 0 | 0 | -83051.4577 | 0 | 0 | 0 | 0 | 0 | 0 | 0 | 0 | 0 | -190036.7975 | 0 | 32773.0854 | 0 | 0 | 0 | 0 | 0 | 0
2016-01-04 13:00 | 0 | 0 | 0 | 0 | 263821.4884 | 0 | 503347 | 0 | 0 | 0 | 0 | 109767.7166 | 0 | 0 | 0 | 0 | 0 | 0 | 0 | 4138732.2341 | 0 | 7753.8181 | 0 | 0 | 0 | 0 | 0 | 0 | 0 | 0 | 0 | -83051.4577 | 0 | 0 | 0 | 0 | 0 | 0 | 0 | 0 | 0 | -123700.9686 | 0 | -32773.0854 | 0 | 0 | 0 | 0 | 0 | 0
2016-01-04 14:00 | 0 | 0 | 0 | 0 | 255198.6935 | 89136.6634 | 505677 | 0 | 0 | 0 | 0 | 192819.1743 | 0 | 0 | 0 | 0 | 0 | 0 | 0 | 3861566.048 | 0 | 40526.9035 | 0 | 0 | 0 | 0 | 0 | 0 | 0 | 0 | 0 | 83051.4577 | 0 | 0 | 0 | 0 | 0 | 0 | 0 | 0 | 0 | -277166.1862 | 0 | 32773.0854 | 0 | 0 | 0 | 0 | 0 | 0
2016-01-04 15:00 | 0 | 0 | 0 | 0 | 220452.2211 | 272241.9537 | 505098 | 0 | 0 | 0 | 0 | 109767.7166 | 0 | 0 | 0 | 0 | 0 | 0 | 0 | 3964986.7659 | 0 | 7753.8181 | 0 | 0 | 0 | 0 | 0 | 0 | 0 | 0 | 0 | -83051.4577 | 0 | 0 | 0 | 0 | 0 | 0 | 0 | 0 | 0 | 103420.7179 | 0 | -32773.0854 | 0 | 0 | 0 | 0 | 0 | 0
2016-01-04 16:00 | 0 | 0 | 0 | 0 | 185337.5936 | 385612.083 | 499867 | 0 | 0 | 0 | 0 | 192819.1743 | 0 | 0 | 0 | 0 | 0 | 0 | 0 | 3920244.8994 | 0 | 40526.9035 | 0 | 0 | 0 | 0 | 0 | 0 | 0 | 0 | 0 | 83051.4577 | 0 | 0 | 0 | 0 | 0 | 0 | 0 | 0 | 0 | -44741.8665 | 0 | 32773.0854 | 0 | 0 | 0 | 0 | 0 | 0
2016-01-04 17:00 | 0 | 0 | 0 | 0 | 201368.102 | 420014.0808 | 493446 | 0 | 0 | 0 | 0 | 109767.7166 | 0 | 0 | 0 | 0 | 0 | 0 | 0 | 4164005.6252 | 0 | 7753.8181 | 0 | 0 | 0 | 0 | 0 | 0 | 0 | 0 | 0 | -83051.4577 | 0 | 0 | 0 | 0 | 0 | 0 | 0 | 0 | 0 | 243760.7258 | 0 | -32773.0854 | 0 | 0 | 0 | 0 | 0 | 0
2016-01-04 18:00 | 0 | 0 | 0 | 0 | 235238.8756 | 423258.6464 | 487900 | 0 | 0 | 0 | 0 | 192819.1743 | 0 | 0 | 0 | 0 | 0 | 0 | 0 | 4218778.6041 | 0 | 40526.9035 | 0 | 0 | 0 | 0 | 0 | 0 | 0 | 0 | 0 | 83051.4577 | 0 | 0 | 0 | 0 | 0 | 0 | 0 | 0 | 0 | 54772.9789 | 0 | 32773.0854 | 0 | 0 | 0 | 0 | 0 | 0
2016-01-04 19:00 | 0 | 0 | 0 | 0 | 268781.3649 | 420387.5278 | 483354 | 0 | 0 | 0 | 0 | 154240.9662 | 0 | 0 | 0 | 0 | 0 | 0 | 0 | 4495944.7903 | 0 | 7753.8181 | 0 | 0 | 0 | 0 | 0 | 0 | 0 | 0 | 0 | -38578.2081 | 0 | 0 | 0 | 0 | 0 | 0 | 0 | 0 | 0 | 277166.1862 | 0 | -32773.0854 | 0 | 0 | 0 | 0 | 0 | 0
2016-01-04 20:00 | 0 | 0 | 0 | 0 | 289576.4824 | 415079.6323 | 480122 | 0 | 0 | 0 | 0 | 237292.4239 | 0 | 0 | 0 | 0 | 0 | 0 | 0 | 4604654.362 | 0 | 40526.9035 | 0 | 0 | 0 | 0 | 0 | 0 | 0 | 0 | 0 | 83051.4577 | 0 | 0 | 0 | 0 | 0 | 0 | 0 | 0 | 0 | 108709.5717 | 0 | 32773.0854 | 0 | 0 | 0 | 0 | 0 | 0
2016-01-04 21:00 | 0 | 0 | 0 | 0 | 301250.5099 | 379252.2197 | 484754 | 0 | 0 | 0 | 0 | 293099.2481 | 0 | 0 | 0 | 0 | 0 | 0 | 0 | 4777369.3528 | 0 | 7753.8181 | 0 | 0 | 0 | 0 | 0 | 0 | 0 | 0 | 0 | 55806.8242 | 0 | 0 | 0 | 0 | 0 | 0 | 0 | 0 | 0 | 172714.9908 | 0 | -32773.0854 | 0 | 0 | 0 | 0 | 0 | 0
2016-01-04 22:00 | 0 | 0 | 0 | 0 | 385491.1382 | 275400.783 | 504066 | 0 | 0 | 0 | 0 | 376150.7058 | 0 | 0 | 0 | 0 | 0 | 0 | 0 | 4818370.7309 | 0 | 40526.9035 | 0 | 0 | 0 | 0 | 0 | 0 | 0 | 0 | 0 | 83051.4577 | 0 | 0 | 0 | 0 | 0 | 0 | 0 | 0 | 0 | 41001.3781 | 0 | 32773.0854 | 0 | 0 | 0 | 0 | 0 | 0
2016-01-04 23:00 | 0 | 0 | 0 | 0 | 521365.6321 | 84201.2595 | 527878 | 0 | 0 | 0 | 0 | 293099.2481 | 0 | 0 | 0 | 0 | 0 | 0 | 0 | 5011884.1655 | 0 | 7753.8181 | 0 | 0 | 0 | 0 | 0 | 0 | 0 | 0 | 0 | -83051.4577 | 0 | 0 | 0 | 0 | 0 | 0 | 0 | 0 | 0 | 193513.4346 | 0 | -32773.0854 | 0 | 0 | 0 | 0 | 0 | 0
2016-01-05 | 0 | 0 | 0 | 0 | 576851.5503 | 1721.0683 | 538994 | 0 | 0 | 0 | 0 | 376150.7058 | 0 | 0 | 0 | 0 | 0 | 0 | 0 | 4935638.2411 | 0 | 40526.9035 | 0 | 0 | 0 | 0 | 0 | 0 | 0 | 0 | 0 | 83051.4577 | 0 | 0 | 0 | 0 | 0 | 0 | 0 | 0 | 0 | -76245.9245 | 0 | 32773.0854 | 0 | 0 | 0 | 0 | 0 | 0
2016-01-05 01:00 | 0 | 0 | 0 | 0 | 582295.0198 | 0 | 539677 | 0 | 0 | 0 | 0 | 293099.2481 | 0 | 0 | 0 | 0 | 0 | 0 | 0 | 5094080.8039 | 0 | 7753.8181 | 0 | 0 | 0 | 0 | 0 | 0 | 0 | 0 | 0 | -83051.4577 | 0 | 0 | 0 | 0 | 0 | 0 | 0 | 0 | 0 | 158442.5628 | 0 | -32773.0854 | 0 | 0 | 0 | 0 | 0 | 0
2016-01-05 02:00 | 0 | 0 | 0 | 0 | 564280.7005 | 0 | 531819 | 0 | 0 | 0 | 0 | 376150.7058 | 0 | 0 | 0 | 0 | 0 | 0 | 0 | 5010717.9613 | 0 | 40526.9035 | 0 | 0 | 0 | 0 | 0 | 0 | 0 | 0 | 0 | 83051.4577 | 0 | 0 | 0 | 0 | 0 | 0 | 0 | 0 | 0 | -83362.8426 | 0 | 32773.0854 | 0 | 0 | 0 | 0 | 0 | 0
2016-01-05 03:00 | 0 | 0 | 0 | 0 | 540420.4915 | 0 | 511858 | 0 | 0 | 0 | 0 | 293099.2481 | 0 | 0 | 0 | 0 | 0 | 0 | 0 | 5155104.9959 | 0 | 7753.8181 | 0 | 0 | 0 | 0 | 0 | 0 | 0 | 0 | 0 | -83051.4577 | 0 | 0 | 0 | 0 | 0 | 0 | 0 | 0 | 0 | 144387.0346 | 0 | -32773.0854 | 0 | 0 | 0 | 0 | 0 | 0
2016-01-05 04:00 | 0 | 0 | 0 | 0 | 519812.6809 | 0 | 488356 | 0 | 0 | 0 | 0 | 376150.7058 | 0 | 0 | 0 | 0 | 0 | 0 | 0 | 5070737.1337 | 0 | 40526.9035 | 0 | 0 | 0 | 0 | 0 | 0 | 0 | 0 | 0 | 83051.4577 | 0 | 0 | 0 | 0 | 0 | 0 | 0 | 0 | 0 | -84367.8622 | 0 | 32773.0854 | 0 | 0 | 0 | 0 | 0 | 0
2016-01-05 05:00 | 0 | 0 | 0 | 0 | 501493.4175 | 0 | 470100 | 0 | 0 | 0 | 0 | 293099.2481 | 0 | 0 | 0 | 0 | 0 | 0 | 0 | 5217955.0943 | 0 | 7753.8181 | 0 | 0 | 0 | 0 | 0 | 0 | 0 | 0 | 0 | -83051.4577 | 0 | 0 | 0 | 0 | 0 | 0 | 0 | 0 | 0 | 147217.9606 | 0 | -32773.0854 | 0 | 0 | 0 | 0 | 0 | 0
2016-01-05 06:00 | 0 | 0 | 0 | 0 | 484398.3109 | 0 | 459532 | 0 | 0 | 0 | 0 | 376150.7058 | 0 | 0 | 0 | 0 | 0 | 0 | 0 | 5126996.8621 | 0 | 40526.9035 | 0 | 0 | 0 | 0 | 0 | 0 | 0 | 0 | 0 | 83051.4577 | 0 | 0 | 0 | 0 | 0 | 0 | 0 | 0 | 0 | -90958.2322 | 0 | 32773.0854 | 0 | 0 | 0 | 0 | 0 | 0
2016-01-05 07:00 | 0 | 0 | 0 | 0 | 472841.7428 | 0 | 452735 | 0 | 0 | 0 | 0 | 293099.2481 | 0 | 0 | 0 | 0 | 0 | 0 | 0 | 5262928.148 | 0 | 7753.8181 | 0 | 0 | 0 | 0 | 0 | 0 | 0 | 0 | 0 | -83051.4577 | 0 | 0 | 0 | 0 | 0 | 0 | 0 | 0 | 0 | 135931.2859 | 0 | -32773.0854 | 0 | 0 | 0 | 0 | 0 | 0
2016-01-05 08:00 | 0 | 0 | 0 | 0 | 465275.3288 | 0 | 450290 | 0 | 0 | 0 | 0 | 376150.7058 | 0 | 0 | 0 | 0 | 0 | 0 | 0 | 5162088.9337 | 0 | 40526.9035 | 0 | 0 | 0 | 0 | 0 | 0 | 0 | 0 | 0 | 83051.4577 | 0 | 0 | 0 | 0 | 0 | 0 | 0 | 0 | 0 | -100839.2143 | 0 | 32773.0854 | 0 | 0 | 0 | 0 | 0 | 0
2016-01-05 09:00 | 0 | 0 | 0 | 0 | 450084.1079 | 0 | 455066 | 0 | 0 | 0 | 0 | 293099.2481 | 0 | 0 | 0 | 0 | 0 | 0 | 0 | 5272931.5847 | 0 | 7753.8181 | 0 | 0 | 0 | 0 | 0 | 0 | 0 | 0 | 0 | -83051.4577 | 0 | 0 | 0 | 0 | 0 | 0 | 0 | 0 | 0 | 110842.651 | 0 | -32773.0854 | 0 | 0 | 0 | 0 | 0 | 0
2016-01-05 10:00 | 0 | 0 | 0 | 0 | 434239.5217 | 0 | 471666 | 0 | 0 | 0 | 0 | 376150.7058 | 0 | 0 | 0 | 0 | 0 | 0 | 0 | 5119680.5634 | 0 | 40526.9035 | 0 | 0 | 0 | 0 | 0 | 0 | 0 | 0 | 0 | 83051.4577 | 0 | 0 | 0 | 0 | 0 | 0 | 0 | 0 | 0 | -153251.0213 | 0 | 32773.0854 | 0 | 0 | 0 | 0 | 0 | 0
2016-01-05 11:00 | 0 | 0 | 0 | 0 | 418823.7177 | 0 | 505340 | 0 | 0 | 0 | 0 | 293099.2481 | 0 | 0 | 0 | 0 | 0 | 0 | 0 | 5148988.8241 | 0 | 7753.8181 | 0 | 0 | 0 | 0 | 0 | 0 | 0 | 0 | 0 | -83051.4577 | 0 | 0 | 0 | 0 | 0 | 0 | 0 | 0 | 0 | 29308.2607 | 0 | -32773.0854 | 0 | 0 | 0 | 0 | 0 | 0
2016-01-05 12:00 | 0 | 0 | 0 | 0 | 408529.1189 | 0 | 536414 | 0 | 0 | 0 | 0 | 210047.7904 | 0 | 0 | 0 | 0 | 0 | 0 | 0 | 5071382.3153 | 0 | 40526.9035 | 0 | 0 | 0 | 0 | 0 | 0 | 0 | 0 | 0 | -83051.4577 | 0 | 0 | 0 | 0 | 0 | 0 | 0 | 0 | 0 | -77606.5088 | 0 | 32773.0854 | 0 | 0 | 0 | 0 | 0 | 0
2016-01-05 13:00 | 0 | 0 | 0 | 0 | 403885.1946 | 0 | 544393 | 0 | 0 | 0 | 0 | 126996.3327 | 0 | 0 | 0 | 0 | 0 | 0 | 0 | 5046699.053 | 0 | 7753.8181 | 0 | 0 | 0 | 0 | 0 | 0 | 0 | 0 | 0 | -83051.4577 | 0 | 0 | 0 | 0 | 0 | 0 | 0 | 0 | 0 | -24683.2623 | 0 | -32773.0854 | 0 | 0 | 0 | 0 | 0 | 0
2016-01-05 14:00 | 0 | 0 | 0 | 0 | 296195.9445 | 22283.4154 | 538308 | 0 | 0 | 0 | 0 | 151560.7934 | 0 | 0 | 0 | 0 | 0 | 0 | 0 | 4769532.8668 | 0 | 40526.9035 | 0 | 0 | 0 | 0 | 0 | 0 | 0 | 0 | 0 | 24564.4607 | 0 | 0 | 0 | 0 | 0 | 0 | 0 | 0 | 0 | -277166.1862 | 0 | 32773.0854 | 0 | 0 | 0 | 0 | 0 | 0
2016-01-05 15:00 | 0 | 0 | 0 | 0 | 386590.909 | 197124.012 | 530432 | 0 | 0 | 0 | 0 | 68509.3357 | 0 | 0 | 0 | 0 | 0 | 0 | 0 | 4938640.3309 | 0 | 7753.8181 | 0 | 0 | 0 | 0 | 0 | 0 | 0 | 0 | 0 | -83051.4577 | 0 | 0 | 0 | 0 | 0 | 0 | 0 | 0 | 0 | 169107.4641 | 0 | -32773.0854 | 0 | 0 | 0 | 0 | 0 | 0
2016-01-05 16:00 | 0 | 0 | 0 | 0 | 412546.9789 | 326968.9421 | 518961 | 0 | 0 | 0 | 0 | 19651.8887 | 0 | 0 | 0 | 0 | 0 | 0 | 0 | 5215806.5171 | 0 | 0 | 0 | 0 | 0 | 0 | 0 | 0 | 0 | 0 | 0 | -48857.4471 | 0 | 0 | 0 | 0 | 0 | 0 | 0 | 0 | 0 | 277166.1862 | 0 | -7753.8181 | 0 | 0 | 0 | 0 | 0 | 0
2016-01-05 17:00 | 0 | 0 | 0 | 0 | 443268.3237 | 392283.393 | 507046 | 0 | 0 | 0 | 0 | 70991.4193 | 0 | 0 | 0 | 0 | 0 | 0 | 0 | 5492972.7033 | 0 | 0 | 0 | 0 | 0 | 0 | 0 | 0 | 0 | 0 | 0 | 51339.5306 | 0 | 0 | 0 | 0 | 0 | 0 | 0 | 0 | 0 | 277166.1862 | 0 | 0 | 0 | 0 | 0 | 0 | 0 | 0
2016-01-05 18:00 | 0 | 0 | 0 | 0 | 442683.5749 | 405563.7893 | 497896 | 0 | 0 | 0 | 0 | 154042.877 | 0 | 0 | 0 | 0 | 0 | 0 | 0 | 5760272.6098 | 0 | 0 | 0 | 0 | 0 | 0 | 0 | 0 | 0 | 0 | 0 | 83051.4577 | 0 | 0 | 0 | 0 | 0 | 0 | 0 | 0 | 0 | 267299.9065 | 0 | 0 | 0 | 0 | 0 | 0 | 0 | 0
2016-01-05 19:00 | 0 | 0 | 0 | 0 | 421572.278 | 404025.0877 | 489977 | 0 | 0 | 0 | 0 | 204743.2385 | 0 | 0 | 0 | 0 | 0 | 0 | 0 | 6037438.7959 | 0 | 7753.8181 | 0 | 0 | 0 | 0 | 0 | 0 | 0 | 0 | 0 | 50700.3615 | 0 | 0 | 0 | 0 | 0 | 0 | 0 | 0 | 0 | 277166.1862 | 0 | 7753.8181 | 0 | 0 | 0 | 0 | 0 | 0
2016-01-05 20:00 | 0 | 0 | 0 | 0 | 391292.5247 | 399592.3925 | 485292 | 0 | 0 | 0 | 0 | 287794.6962 | 0 | 0 | 0 | 0 | 0 | 0 | 0 | 6227207.17 | 0 | 40526.9035 | 0 | 0 | 0 | 0 | 0 | 0 | 0 | 0 | 0 | 83051.4577 | 0 | 0 | 0 | 0 | 0 | 0 | 0 | 0 | 0 | 189768.3741 | 0 | 32773.0854 | 0 | 0 | 0 | 0 | 0 | 0
2016-01-05 21:00 | 0 | 0 | 0 | 0 | 372080.1138 | 367521.5389 | 489904 | 0 | 0 | 0 | 0 | 293099.2481 | 0 | 0 | 0 | 0 | 0 | 0 | 0 | 6504373.3562 | 0 | 7753.8181 | 0 | 0 | 0 | 0 | 0 | 0 | 0 | 0 | 0 | 5304.5519 | 0 | 0 | 0 | 0 | 0 | 0 | 0 | 0 | 0 | 277166.1862 | 0 | -32773.0854 | 0 | 0 | 0 | 0 | 0 | 0
2016-01-05 22:00 | 0 | 0 | 0 | 0 | 404906.9787 | 273937.9 | 511089 | 0 | 0 | 0 | 0 | 376150.7058 | 0 | 0 | 0 | 0 | 0 | 0 | 0 | 6556304.6919 | 0 | 40526.9035 | 0 | 0 | 0 | 0 | 0 | 0 | 0 | 0 | 0 | 83051.4577 | 0 | 0 | 0 | 0 | 0 | 0 | 0 | 0 | 0 | 51931.3357 | 0 | 32773.0854 | 0 | 0 | 0 | 0 | 0 | 0
2016-01-05 23:00 | 0 | 0 | 0 | 0 | 485957.5102 | 71559.4976 | 534774 | 0 | 0 | 0 | 0 | 293099.2481 | 0 | 0 | 0 | 0 | 0 | 0 | 0 | 6694872.2428 | 0 | 7753.8181 | 0 | 0 | 0 | 0 | 0 | 0 | 0 | 0 | 0 | -83051.4577 | 0 | 0 | 0 | 0 | 0 | 0 | 0 | 0 | 0 | 138567.5509 | 0 | -32773.0854 | 0 | 0 | 0 | 0 | 0 | 0
2016-01-06 | 0 | 0 | 0 | 0 | 518404.3481 | 1922.6301 | 544758 | 0 | 0 | 0 | 0 | 376150.7058 | 0 | 0 | 0 | 0 | 0 | 0 | 0 | 6554616.6779 | 0 | 40526.9035 | 0 | 0 | 0 | 0 | 0 | 0 | 0 | 0 | 0 | 83051.4577 | 0 | 0 | 0 | 0 | 0 | 0 | 0 | 0 | 0 | -140255.5649 | 0 | 32773.0854 | 0 | 0 | 0 | 0 | 0 | 0
2016-01-06 01:00 | 0 | 0 | 0 | 0 | 513510.3862 | 0 | 544168 | 0 | 0 | 0 | 0 | 293099.2481 | 0 | 0 | 0 | 0 | 0 | 0 | 0 | 6607010.5218 | 0 | 40526.9035 | 0 | 0 | 0 | 0 | 0 | 0 | 0 | 0 | 0 | -83051.4577 | 0 | 0 | 0 | 0 | 0 | 0 | 0 | 0 | 0 | 52393.8439 | 0 | 0 | 0 | 0 | 0 | 0 | 0 | 0
2016-01-06 02:00 | 0 | 0 | 0 | 0 | 340288.2715 | 0 | 534403 | 0 | 0 | 0 | 0 | 376150.7058 | 0 | 0 | 0 | 0 | 0 | 0 | 0 | 6329844.3356 | 0 | 40526.9035 | 0 | 0 | 0 | 0 | 0 | 0 | 0 | 0 | 0 | 83051.4577 | 0 | 0 | 0 | 0 | 0 | 0 | 0 | 0 | 0 | -277166.1862 | 0 | 0 | 0 | 0 | 0 | 0 | 0 | 0
2016-01-06 03:00 | 0 | 0 | 0 | 0 | 483795.84 | 0 | 512646 | 0 | 0 | 0 | 0 | 293099.2481 | 0 | 0 | 0 | 0 | 0 | 0 | 0 | 6416818.7187 | 0 | 7753.8181 | 0 | 0 | 0 | 0 | 0 | 0 | 0 | 0 | 0 | -83051.4577 | 0 | 0 | 0 | 0 | 0 | 0 | 0 | 0 | 0 | 86974.3831 | 0 | -32773.0854 | 0 | 0 | 0 | 0 | 0 | 0
2016-01-06 04:00 | 0 | 0 | 0 | 0 | 471233.2589 | 0 | 488746 | 0 | 0 | 0 | 0 | 376150.7058 | 0 | 0 | 0 | 0 | 0 | 0 | 0 | 6283481.4346 | 0 | 40526.9035 | 0 | 0 | 0 | 0 | 0 | 0 | 0 | 0 | 0 | 83051.4577 | 0 | 0 | 0 | 0 | 0 | 0 | 0 | 0 | 0 | -133337.2842 | 0 | 32773.0854 | 0 | 0 | 0 | 0 | 0 | 0
2016-01-06 05:00 | 0 | 0 | 0 | 0 | 457215.4665 | 0 | 469710 | 0 | 0 | 0 | 0 | 293099.2481 | 0 | 0 | 0 | 0 | 0 | 0 | 0 | 6386811.4442 | 0 | 7753.8181 | 0 | 0 | 0 | 0 | 0 | 0 | 0 | 0 | 0 | -83051.4577 | 0 | 0 | 0 | 0 | 0 | 0 | 0 | 0 | 0 | 103330.0096 | 0 | -32773.0854 | 0 | 0 | 0 | 0 | 0 | 0
2016-01-06 06:00 | 0 | 0 | 0 | 0 | 439347.7756 | 0 | 459026 | 0 | 0 | 0 | 0 | 376150.7058 | 0 | 0 | 0 | 0 | 0 | 0 | 0 | 6251308.6767 | 0 | 40526.9035 | 0 | 0 | 0 | 0 | 0 | 0 | 0 | 0 | 0 | 83051.4577 | 0 | 0 | 0 | 0 | 0 | 0 | 0 | 0 | 0 | -135502.7675 | 0 | 32773.0854 | 0 | 0 | 0 | 0 | 0 | 0
2016-01-06 07:00 | 0 | 0 | 0 | 0 | 417204.3135 | 0 | 450847 | 0 | 0 | 0 | 0 | 293099.2481 | 0 | 0 | 0 | 0 | 0 | 0 | 0 | 6300717.4479 | 0 | 40526.9035 | 0 | 0 | 0 | 0 | 0 | 0 | 0 | 0 | 0 | -83051.4577 | 0 | 0 | 0 | 0 | 0 | 0 | 0 | 0 | 0 | 49408.7712 | 0 | 0 | 0 | 0 | 0 | 0 | 0 | 0
2016-01-06 08:00 | 0 | 0 | 0 | 0 | 392618.8374 | 0 | 447761 | 0 | 0 | 0 | 0 | 376150.7058 | 0 | 0 | 0 | 0 | 0 | 0 | 0 | 6162523.8276 | 0 | 40526.9035 | 0 | 0 | 0 | 0 | 0 | 0 | 0 | 0 | 0 | 83051.4577 | 0 | 0 | 0 | 0 | 0 | 0 | 0 | 0 | 0 | -138193.6203 | 0 | 0 | 0 | 0 | 0 | 0 | 0 | 0
2016-01-06 09:00 | 0 | 0 | 0 | 0 | 373113.855 | 0 | 449636 | 0 | 0 | 0 | 0 | 293099.2481 | 0 | 0 | 0 | 0 | 0 | 0 | 0 | 6201826.2257 | 0 | 7753.8181 | 0 | 0 | 0 | 0 | 0 | 0 | 0 | 0 | 0 | -83051.4577 | 0 | 0 | 0 | 0 | 0 | 0 | 0 | 0 | 0 | 39302.3981 | 0 | -32773.0854 | 0 | 0 | 0 | 0 | 0 | 0
2016-01-06 10:00 | 0 | 0 | 0 | 0 | 352514.4561 | 0 | 463512 | 0 | 0 | 0 | 0 | 376150.7058 | 0 | 0 | 0 | 0 | 0 | 0 | 0 | 5975004.1387 | 0 | 40526.9035 | 0 | 0 | 0 | 0 | 0 | 0 | 0 | 0 | 0 | 83051.4577 | 0 | 0 | 0 | 0 | 0 | 0 | 0 | 0 | 0 | -226822.087 | 0 | 32773.0854 | 0 | 0 | 0 | 0 | 0 | 0
2016-01-06 11:00 | 0 | 0 | 0 | 0 | 335301.6069 | 0 | 495560 | 0 | 0 | 0 | 0 | 293099.2481 | 0 | 0 | 0 | 0 | 0 | 0 | 0 | 5930570.2887 | 0 | 7753.8181 | 0 | 0 | 0 | 0 | 0 | 0 | 0 | 0 | 0 | -83051.4577 | 0 | 0 | 0 | 0 | 0 | 0 | 0 | 0 | 0 | -44433.85 | 0 | -32773.0854 | 0 | 0 | 0 | 0 | 0 | 0
2016-01-06 12:00 | 0 | 0 | 0 | 0 | 316838.5813 | 0 | 524202 | 0 | 0 | 0 | 0 | 330128.9302 | 0 | 0 | 0 | 0 | 0 | 0 | 0 | 5653404.1026 | 0 | 40526.9035 | 0 | 0 | 0 | 0 | 0 | 0 | 0 | 0 | 0 | 37029.6821 | 0 | 0 | 0 | 0 | 0 | 0 | 0 | 0 | 0 | -277166.1862 | 0 | 32773.0854 | 0 | 0 | 0 | 0 | 0 | 0
2016-01-06 13:00 | 0 | 0 | 0 | 0 | 298628.9106 | 0 | 530125 | 0 | 0 | 0 | 0 | 247077.4725 | 0 | 0 | 0 | 0 | 0 | 0 | 0 | 5537732.5563 | 0 | 7753.8181 | 0 | 0 | 0 | 0 | 0 | 0 | 0 | 0 | 0 | -83051.4577 | 0 | 0 | 0 | 0 | 0 | 0 | 0 | 0 | 0 | -115671.5463 | 0 | -32773.0854 | 0 | 0 | 0 | 0 | 0 | 0
2016-01-06 14:00 | 0 | 0 | 0 | 0 | 254754.4197 | 18892.3512 | 523807 | 0 | 0 | 0 | 0 | 241310.3442 | 0 | 0 | 0 | 0 | 0 | 0 | 0 | 5260566.3701 | 0 | 40526.9035 | 0 | 0 | 0 | 0 | 0 | 0 | 0 | 0 | 0 | -5767.1283 | 0 | 0 | 0 | 0 | 0 | 0 | 0 | 0 | 0 | -277166.1862 | 0 | 32773.0854 | 0 | 0 | 0 | 0 | 0 | 0
2016-01-06 15:00 | 0 | 0 | 0 | 0 | 191809.3901 | 175479.3234 | 515122 | 0 | 0 | 0 | 0 | 324361.8019 | 0 | 0 | 0 | 0 | 0 | 0 | 0 | 5062454.7112 | 0 | 7753.8181 | 0 | 0 | 0 | 0 | 0 | 0 | 0 | 0 | 0 | 83051.4577 | 0 | 0 | 0 | 0 | 0 | 0 | 0 | 0 | 0 | -198111.6589 | 0 | -32773.0854 | 0 | 0 | 0 | 0 | 0 | 0
2016-01-06 16:00 | 0 | 0 | 0 | 0 | 168813.7761 | 303373.5185 | 505229 | 0 | 0 | 0 | 0 | 241310.3442 | 0 | 0 | 0 | 0 | 0 | 0 | 0 | 5079691.3781 | 0 | 40526.9035 | 0 | 0 | 0 | 0 | 0 | 0 | 0 | 0 | 0 | -83051.4577 | 0 | 0 | 0 | 0 | 0 | 0 | 0 | 0 | 0 | 17236.6669 | 0 | 32773.0854 | 0 | 0 | 0 | 0 | 0 | 0
2016-01-06 17:00 | 0 | 0 | 0 | 0 | 178688.9177 | 387996.4331 | 493888 | 0 | 0 | 0 | 0 | 293099.2481 | 0 | 0 | 0 | 0 | 0 | 0 | 0 | 5133472.9103 | 0 | 7753.8181 | 0 | 0 | 0 | 0 | 0 | 0 | 0 | 0 | 0 | 51788.9039 | 0 | 0 | 0 | 0 | 0 | 0 | 0 | 0 | 0 | 53781.5322 | 0 | -32773.0854 | 0 | 0 | 0 | 0 | 0 | 0
2016-01-06 18:00 | 0 | 0 | 0 | 0 | 177634.4434 | 410759.0458 | 485222 | 0 | 0 | 0 | 0 | 376150.7058 | 0 | 0 | 0 | 0 | 0 | 0 | 0 | 5120819.8564 | 0 | 40526.9035 | 0 | 0 | 0 | 0 | 0 | 0 | 0 | 0 | 0 | 83051.4577 | 0 | 0 | 0 | 0 | 0 | 0 | 0 | 0 | 0 | -12653.0539 | 0 | 32773.0854 | 0 | 0 | 0 | 0 | 0 | 0
2016-01-06 19:00 | 0 | 0 | 0 | 0 | 170138.1562 | 410710.6844 | 478021 | 0 | 0 | 0 | 0 | 293099.2481 | 0 | 0 | 0 | 0 | 0 | 0 | 0 | 5339472.2401 | 0 | 7753.8181 | 0 | 0 | 0 | 0 | 0 | 0 | 0 | 0 | 0 | -83051.4577 | 0 | 0 | 0 | 0 | 0 | 0 | 0 | 0 | 0 | 218652.3836 | 0 | -32773.0854 | 0 | 0 | 0 | 0 | 0 | 0
2016-01-06 20:00 | 0 | 0 | 0 | 0 | 160828.9407 | 405715.5512 | 474674 | 0 | 0 | 0 | 0 | 210047.7904 | 0 | 0 | 0 | 0 | 0 | 0 | 0 | 5481621.1044 | 0 | 40526.9035 | 0 | 0 | 0 | 0 | 0 | 0 | 0 | 0 | 0 | -83051.4577 | 0 | 0 | 0 | 0 | 0 | 0 | 0 | 0 | 0 | 142148.8643 | 0 | 32773.0854 | 0 | 0 | 0 | 0 | 0 | 0
2016-01-06 21:00 | 0 | 0 | 0 | 0 | 158815.6102 | 382422.9533 | 478064 | 0 | 0 | 0 | 0 | 293099.2481 | 0 | 0 | 0 | 0 | 0 | 0 | 0 | 5461744.2102 | 0 | 40526.9035 | 0 | 0 | 0 | 0 | 0 | 0 | 0 | 0 | 0 | 83051.4577 | 0 | 0 | 0 | 0 | 0 | 0 | 0 | 0 | 0 | -19876.8942 | 0 | 0 | 0 | 0 | 0 | 0 | 0 | 0
2016-01-06 22:00 | 0 | 0 | 0 | 0 | 188777.8652 | 300595.3199 | 496279 | 0 | 0 | 0 | 0 | 293099.2481 | 0 | 0 | 0 | 0 | 0 | 0 | 0 | 5487611.4806 | 0 | 7753.8181 | 0 | 0 | 0 | 0 | 0 | 0 | 0 | 0 | 0 | 0 | 0 | 0 | 0 | 0 | 0 | 0 | 0 | 0 | 0 | 25867.2704 | 0 | -32773.0854 | 0 | 0 | 0 | 0 | 0 | 0
2016-01-06 23:00 | 0 | 0 | 0 | 0 | 244512.2887 | 109218.0682 | 515072 | 0 | 0 | 0 | 0 | 376150.7058 | 0 | 0 | 0 | 0 | 0 | 0 | 0 | 5210445.2944 | 0 | 40526.9035 | 0 | 0 | 0 | 0 | 0 | 0 | 0 | 0 | 0 | 83051.4577 | 0 | 0 | 0 | 0 | 0 | 0 | 0 | 0 | 0 | -277166.1862 | 0 | 32773.0854 | 0 | 0 | 0 | 0 | 0 | 0
2016-01-07 | 0 | 0 | 0 | 0 | 305171.9268 | 950.4865 | 521111 | 0 | 0 | 0 | 0 | 293099.2481 | 0 | 0 | 0 | 0 | 0 | 0 | 0 | 5111281.2507 | 0 | 7753.8181 | 0 | 0 | 0 | 0 | 0 | 0 | 0 | 0 | 0 | -83051.4577 | 0 | 0 | 0 | 0 | 0 | 0 | 0 | 0 | 0 | -99164.0437 | 0 | -32773.0854 | 0 | 0 | 0 | 0 | 0 | 0
2016-01-07 01:00 | 0 | 0 | 0 | 0 | 327788.2181 | 0 | 518375 | 0 | 0 | 0 | 0 | 346905.567 | 0 | 0 | 0 | 0 | 0 | 0 | 0 | 4834115.0646 | 0 | 40526.9035 | 0 | 0 | 0 | 0 | 0 | 0 | 0 | 0 | 0 | 53806.3189 | 0 | 0 | 0 | 0 | 0 | 0 | 0 | 0 | 0 | -277166.1862 | 0 | 32773.0854 | 0 | 0 | 0 | 0 | 0 | 0
2016-01-07 02:00 | 0 | 0 | 0 | 0 | 328740.5354 | 0 | 506895 | 0 | 0 | 0 | 0 | 263854.1093 | 0 | 0 | 0 | 0 | 0 | 0 | 0 | 4771785.143 | 0 | 7753.8181 | 0 | 0 | 0 | 0 | 0 | 0 | 0 | 0 | 0 | -83051.4577 | 0 | 0 | 0 | 0 | 0 | 0 | 0 | 0 | 0 | -62329.9216 | 0 | -32773.0854 | 0 | 0 | 0 | 0 | 0 | 0
2016-01-07 03:00 | 0 | 0 | 0 | 0 | 312155.7971 | 0 | 486281 | 0 | 0 | 0 | 0 | 334122.0071 | 0 | 0 | 0 | 0 | 0 | 0 | 0 | 4494618.9568 | 0 | 40526.9035 | 0 | 0 | 0 | 0 | 0 | 0 | 0 | 0 | 0 | 70267.8979 | 0 | 0 | 0 | 0 | 0 | 0 | 0 | 0 | 0 | -277166.1862 | 0 | 32773.0854 | 0 | 0 | 0 | 0 | 0 | 0
2016-01-07 04:00 | 0 | 0 | 0 | 0 | 280422.9167 | 0 | 461291 | 0 | 0 | 0 | 0 | 251070.5494 | 0 | 0 | 0 | 0 | 0 | 0 | 0 | 4396802.3313 | 0 | 40526.9035 | 0 | 0 | 0 | 0 | 0 | 0 | 0 | 0 | 0 | -83051.4577 | 0 | 0 | 0 | 0 | 0 | 0 | 0 | 0 | 0 | -97816.6256 | 0 | 0 | 0 | 0 | 0 | 0 | 0 | 0
2016-01-07 05:00 | 0 | 0 | 0 | 0 | 79703.3561 | 0 | 439921 | 0 | 0 | 0 | 0 | 168019.0917 | 0 | 0 | 0 | 0 | 0 | 0 | 0 | 4119636.1451 | 0 | 40526.9035 | 0 | 0 | 0 | 0 | 0 | 0 | 0 | 0 | 0 | -83051.4577 | 0 | 0 | 0 | 0 | 0 | 0 | 0 | 0 | 0 | -277166.1862 | 0 | 0 | 0 | 0 | 0 | 0 | 0 | 0
2016-01-07 06:00 | 0 | 0 | 0 | 0 | 231893.7021 | 0 | 425551 | 0 | 0 | 0 | 0 | 84967.634 | 0 | 0 | 0 | 0 | 0 | 0 | 0 | 4009030.3049 | 0 | 40526.9035 | 0 | 0 | 0 | 0 | 0 | 0 | 0 | 0 | 0 | -83051.4577 | 0 | 0 | 0 | 0 | 0 | 0 | 0 | 0 | 0 | -110605.8402 | 0 | 0 | 0 | 0 | 0 | 0 | 0 | 0
2016-01-07 07:00 | 0 | 0 | 0 | 0 | 213373.964 | 0 | 415893 | 0 | 0 | 0 | 0 | 159614.7841 | 0 | 0 | 0 | 0 | 0 | 0 | 0 | 3731864.1188 | 0 | 40526.9035 | 0 | 0 | 0 | 0 | 0 | 0 | 0 | 0 | 0 | 74647.1501 | 0 | 0 | 0 | 0 | 0 | 0 | 0 | 0 | 0 | -277166.1862 | 0 | 0 | 0 | 0 | 0 | 0 | 0 | 0
2016-01-07 08:00 | 0 | 0 | 0 | 0 | 203798.6528 | 0 | 410460 | 0 | 0 | 0 | 0 | 76563.3264 | 0 | 0 | 0 | 0 | 0 | 0 | 0 | 3641027.3146 | 0 | 7753.8181 | 0 | 0 | 0 | 0 | 0 | 0 | 0 | 0 | 0 | -83051.4577 | 0 | 0 | 0 | 0 | 0 | 0 | 0 | 0 | 0 | -90836.8041 | 0 | -32773.0854 | 0 | 0 | 0 | 0 | 0 | 0
2016-01-07 09:00 | 0 | 0 | 0 | 0 | 201299.6798 | 0 | 411058 | 0 | 0 | 0 | 0 | 111198.107 | 0 | 0 | 0 | 0 | 0 | 0 | 0 | 3363861.1285 | 0 | 40526.9035 | 0 | 0 | 0 | 0 | 0 | 0 | 0 | 0 | 0 | 34634.7806 | 0 | 0 | 0 | 0 | 0 | 0 | 0 | 0 | 0 | -277166.1862 | 0 | 32773.0854 | 0 | 0 | 0 | 0 | 0 | 0
2016-01-07 10:00 | 0 | 0 | 0 | 0 | 208661.4059 | 0 | 423691 | 0 | 0 | 0 | 0 | 28146.6493 | 0 | 0 | 0 | 0 | 0 | 0 | 0 | 3231882.992 | 0 | 40526.9035 | 0 | 0 | 0 | 0 | 0 | 0 | 0 | 0 | 0 | -83051.4577 | 0 | 0 | 0 | 0 | 0 | 0 | 0 | 0 | 0 | -131978.1364 | 0 | 0 | 0 | 0 | 0 | 0 | 0 | 0
2016-01-07 11:00 | 0 | 0 | 0 | 0 | 220964.9163 | 0 | 454300 | 0 | 0 | 0 | 0 | 71977.7518 | 0 | 0 | 0 | 0 | 0 | 0 | 0 | 2954716.8059 | 0 | 40526.9035 | 0 | 0 | 0 | 0 | 0 | 0 | 0 | 0 | 0 | 43831.1025 | 0 | 0 | 0 | 0 | 0 | 0 | 0 | 0 | 0 | -277166.1862 | 0 | 0 | 0 | 0 | 0 | 0 | 0 | 0
2016-01-07 12:00 | 0 | 0 | 0 | 0 | 232956.3098 | 0 | 483496 | 0 | 0 | 0 | 0 | 131377.3331 | 0 | 0 | 0 | 0 | 0 | 0 | 0 | 2677550.6197 | 0 | 7753.8181 | 0 | 0 | 0 | 0 | 0 | 0 | 0 | 0 | 0 | 59399.5813 | 0 | 0 | 0 | 0 | 0 | 0 | 0 | 0 | 0 | -277166.1862 | 0 | -32773.0854 | 0 | 0 | 0 | 0 | 0 | 0
2016-01-07 13:00 | 0 | 0 | 0 | 0 | 238271.2653 | 0 | 491785 | 0 | 0 | 0 | 0 | 130010.5173 | 0 | 0 | 0 | 0 | 0 | 0 | 0 | 2400384.4335 | 0 | 32773.0854 | 0 | 0 | 0 | 0 | 0 | 0 | 0 | 0 | 0 | -1366.8158 | 0 | 0 | 0 | 0 | 0 | 0 | 0 | 0 | 0 | -277166.1862 | 0 | 25019.2673 | 0 | 0 | 0 | 0 | 0 | 0
2016-01-07 14:00 | 0 | 0 | 0 | 0 | 206237.4134 | 44502.906 | 490686 | 0 | 0 | 0 | 0 | 46959.0596 | 0 | 0 | 0 | 0 | 0 | 0 | 0 | 2276263.296 | 0 | 0 | 0 | 0 | 0 | 0 | 0 | 0 | 0 | 0 | 0 | -83051.4577 | 0 | 0 | 0 | 0 | 0 | 0 | 0 | 0 | 0 | -124121.1375 | 0 | -32773.0854 | 0 | 0 | 0 | 0 | 0 | 0
2016-01-07 15:00 | 0 | 0 | 0 | 0 | 135760.0939 | 206521.3595 | 488256 | 0 | 0 | 0 | 0 | 130010.5173 | 0 | 0 | 0 | 0 | 0 | 0 | 0 | 2014464.2063 | 0 | 32773.0854 | 0 | 0 | 0 | 0 | 0 | 0 | 0 | 0 | 0 | 83051.4577 | 0 | 0 | 0 | 0 | 0 | 0 | 0 | 0 | 0 | -261799.0897 | 0 | 32773.0854 | 0 | 0 | 0 | 0 | 0 | 0
2016-01-07 16:00 | 0 | 0 | 0 | 0 | 150217.3219 | 319613.0721 | 481130 | 0 | 0 | 0 | 0 | 46959.0596 | 0 | 0 | 0 | 0 | 0 | 0 | 0 | 2111235.3253 | 0 | 7753.8181 | 0 | 0 | 0 | 0 | 0 | 0 | 0 | 0 | 0 | -83051.4577 | 0 | 0 | 0 | 0 | 0 | 0 | 0 | 0 | 0 | 96771.1189 | 0 | -25019.2673 | 0 | 0 | 0 | 0 | 0 | 0
2016-01-07 17:00 | 0 | 0 | 0 | 0 | 184222.6343 | 380932.545 | 472955 | 0 | 0 | 0 | 0 | 130010.5173 | 0 | 0 | 0 | 0 | 0 | 0 | 0 | 2087610.9615 | 0 | 40526.9035 | 0 | 0 | 0 | 0 | 0 | 0 | 0 | 0 | 0 | 83051.4577 | 0 | 0 | 0 | 0 | 0 | 0 | 0 | 0 | 0 | -23624.3637 | 0 | 32773.0854 | 0 | 0 | 0 | 0 | 0 | 0
2016-01-07 18:00 | 0 | 0 | 0 | 0 | 192948.7138 | 396388.3358 | 465227 | 0 | 0 | 0 | 0 | 213061.975 | 0 | 0 | 0 | 0 | 0 | 0 | 0 | 2161442.6388 | 0 | 7753.8181 | 0 | 0 | 0 | 0 | 0 | 0 | 0 | 0 | 0 | 83051.4577 | 0 | 0 | 0 | 0 | 0 | 0 | 0 | 0 | 0 | 73831.6772 | 0 | -32773.0854 | 0 | 0 | 0 | 0 | 0 | 0
2016-01-07 19:00 | 0 | 0 | 0 | 0 | 201891.8421 | 389521.4413 | 459310 | 0 | 0 | 0 | 0 | 296113.4327 | 0 | 0 | 0 | 0 | 0 | 0 | 0 | 2177721.379 | 0 | 40526.9035 | 0 | 0 | 0 | 0 | 0 | 0 | 0 | 0 | 0 | 83051.4577 | 0 | 0 | 0 | 0 | 0 | 0 | 0 | 0 | 0 | 16278.7402 | 0 | 32773.0854 | 0 | 0 | 0 | 0 | 0 | 0
2016-01-07 20:00 | 0 | 0 | 0 | 0 | 212322.8998 | 376569.9524 | 456439 | 0 | 0 | 0 | 0 | 213061.975 | 0 | 0 | 0 | 0 | 0 | 0 | 0 | 2425999.7743 | 0 | 7753.8181 | 0 | 0 | 0 | 0 | 0 | 0 | 0 | 0 | 0 | -83051.4577 | 0 | 0 | 0 | 0 | 0 | 0 | 0 | 0 | 0 | 248278.3952 | 0 | -32773.0854 | 0 | 0 | 0 | 0 | 0 | 0
2016-01-07 21:00 | 0 | 0 | 0 | 0 | 222871.3203 | 345295.0504 | 457995 | 0 | 0 | 0 | 0 | 296113.4327 | 0 | 0 | 0 | 0 | 0 | 0 | 0 | 2420346.6018 | 0 | 40526.9035 | 0 | 0 | 0 | 0 | 0 | 0 | 0 | 0 | 0 | 83051.4577 | 0 | 0 | 0 | 0 | 0 | 0 | 0 | 0 | 0 | -5653.1724 | 0 | 32773.0854 | 0 | 0 | 0 | 0 | 0 | 0
2016-01-07 22:00 | 0 | 0 | 0 | 0 | 241777.7414 | 272913.866 | 473389 | 0 | 0 | 0 | 0 | 213061.975 | 0 | 0 | 0 | 0 | 0 | 0 | 0 | 2544700.667 | 0 | 40526.9035 | 0 | 0 | 0 | 0 | 0 | 0 | 0 | 0 | 0 | -83051.4577 | 0 | 0 | 0 | 0 | 0 | 0 | 0 | 0 | 0 | 124354.0652 | 0 | 0 | 0 | 0 | 0 | 0 | 0 | 0
2016-01-07 23:00 | 0 | 0 | 0 | 0 | 277265.1053 | 93936.5007 | 488977 | 0 | 0 | 0 | 0 | 296113.4327 | 0 | 0 | 0 | 0 | 0 | 0 | 0 | 2343873.8153 | 0 | 40526.9035 | 0 | 0 | 0 | 0 | 0 | 0 | 0 | 0 | 0 | 83051.4577 | 0 | 0 | 0 | 0 | 0 | 0 | 0 | 0 | 0 | -200826.8517 | 0 | 0 | 0 | 0 | 0 | 0 | 0 | 0
2016-01-08 | 0 | 0 | 0 | 0 | 287748.3928 | 2544.9894 | 494433 | 0 | 0 | 0 | 0 | 213061.975 | 0 | 0 | 0 | 0 | 0 | 0 | 0 | 2255558.7406 | 0 | 7753.8181 | 0 | 0 | 0 | 0 | 0 | 0 | 0 | 0 | 0 | -83051.4577 | 0 | 0 | 0 | 0 | 0 | 0 | 0 | 0 | 0 | -88315.0747 | 0 | -32773.0854 | 0 | 0 | 0 | 0 | 0 | 0
2016-01-08 01:00 | 0 | 0 | 0 | 0 | 283357.6129 | 0 | 491621 | 0 | 0 | 0 | 0 | 249191.6886 | 0 | 0 | 0 | 0 | 0 | 0 | 0 | 1978392.5544 | 0 | 40526.9035 | 0 | 0 | 0 | 0 | 0 | 0 | 0 | 0 | 0 | 36129.7137 | 0 | 0 | 0 | 0 | 0 | 0 | 0 | 0 | 0 | -277166.1862 | 0 | 32773.0854 | 0 | 0 | 0 | 0 | 0 | 0
2016-01-08 02:00 | 0 | 0 | 0 | 0 | 270397.2101 | 0 | 481932 | 0 | 0 | 0 | 0 | 166140.2309 | 0 | 0 | 0 | 0 | 0 | 0 | 0 | 1849909.2222 | 0 | 40526.9035 | 0 | 0 | 0 | 0 | 0 | 0 | 0 | 0 | 0 | -83051.4577 | 0 | 0 | 0 | 0 | 0 | 0 | 0 | 0 | 0 | -128483.3322 | 0 | 0 | 0 | 0 | 0 | 0 | 0 | 0
2016-01-08 03:00 | 0 | 0 | 0 | 0 | 255192.2 | 0 | 461801 | 0 | 0 | 0 | 0 | 236697.6171 | 0 | 0 | 0 | 0 | 0 | 0 | 0 | 1572743.0361 | 0 | 40526.9035 | 0 | 0 | 0 | 0 | 0 | 0 | 0 | 0 | 0 | 70557.3862 | 0 | 0 | 0 | 0 | 0 | 0 | 0 | 0 | 0 | -277166.1862 | 0 | 0 | 0 | 0 | 0 | 0 | 0 | 0
2016-01-08 04:00 | 0 | 0 | 0 | 0 | 242265.5156 | 0 | 437008 | 0 | 0 | 0 | 0 | 153646.1594 | 0 | 0 | 0 | 0 | 0 | 0 | 0 | 1493825.0947 | 0 | 7753.8181 | 0 | 0 | 0 | 0 | 0 | 0 | 0 | 0 | 0 | -83051.4577 | 0 | 0 | 0 | 0 | 0 | 0 | 0 | 0 | 0 | -78917.9414 | 0 | -32773.0854 | 0 | 0 | 0 | 0 | 0 | 0
2016-01-08 05:00 | 0 | 0 | 0 | 0 | 238964.3622 | 0 | 415288 | 0 | 0 | 0 | 0 | 221715.6224 | 0 | 0 | 0 | 0 | 0 | 0 | 0 | 1216658.9086 | 0 | 40526.9035 | 0 | 0 | 0 | 0 | 0 | 0 | 0 | 0 | 0 | 68069.463 | 0 | 0 | 0 | 0 | 0 | 0 | 0 | 0 | 0 | -277166.1862 | 0 | 32773.0854 | 0 | 0 | 0 | 0 | 0 | 0
2016-01-08 06:00 | 0 | 0 | 0 | 0 | 238529.6489 | 0 | 399917 | 0 | 0 | 0 | 0 | 304767.0801 | 0 | 0 | 0 | 0 | 0 | 0 | 0 | 1004993.1851 | 0 | 7753.8181 | 0 | 0 | 0 | 0 | 0 | 0 | 0 | 0 | 0 | 83051.4577 | 0 | 0 | 0 | 0 | 0 | 0 | 0 | 0 | 0 | -211665.7234 | 0 | -32773.0854 | 0 | 0 | 0 | 0 | 0 | 0
2016-01-08 07:00 | 0 | 0 | 0 | 0 | 241128.8589 | 0 | 389529 | 0 | 0 | 0 | 0 | 221715.6224 | 0 | 0 | 0 | 0 | 0 | 0 | 0 | 906871.4163 | 0 | 40526.9035 | 0 | 0 | 0 | 0 | 0 | 0 | 0 | 0 | 0 | -83051.4577 | 0 | 0 | 0 | 0 | 0 | 0 | 0 | 0 | 0 | -98121.7688 | 0 | 32773.0854 | 0 | 0 | 0 | 0 | 0 | 0
2016-01-08 08:00 | 0 | 0 | 0 | 0 | 244365.605 | 0 | 384659 | 0 | 0 | 0 | 0 | 138664.1647 | 0 | 0 | 0 | 0 | 0 | 0 | 0 | 882402.5644 | 0 | 7753.8181 | 0 | 0 | 0 | 0 | 0 | 0 | 0 | 0 | 0 | -83051.4577 | 0 | 0 | 0 | 0 | 0 | 0 | 0 | 0 | 0 | -24468.8519 | 0 | -32773.0854 | 0 | 0 | 0 | 0 | 0 | 0
2016-01-08 09:00 | 0 | 0 | 0 | 0 | 250718.4829 | 0 | 384914 | 0 | 0 | 0 | 0 | 221715.6224 | 0 | 0 | 0 | 0 | 0 | 0 | 0 | 632382.5043 | 0 | 40526.9035 | 0 | 0 | 0 | 0 | 0 | 0 | 0 | 0 | 0 | 83051.4577 | 0 | 0 | 0 | 0 | 0 | 0 | 0 | 0 | 0 | -250020.0601 | 0 | 32773.0854 | 0 | 0 | 0 | 0 | 0 | 0
2016-01-08 10:00 | 0 | 0 | 0 | 0 | 261116.6688 | 0 | 395661 | 0 | 0 | 0 | 0 | 138664.1647 | 0 | 0 | 0 | 0 | 0 | 0 | 0 | 580889.6308 | 0 | 40526.9035 | 0 | 0 | 0 | 0 | 0 | 0 | 0 | 0 | 0 | -83051.4577 | 0 | 0 | 0 | 0 | 0 | 0 | 0 | 0 | 0 | -51492.8734 | 0 | 0 | 0 | 0 | 0 | 0 | 0 | 0
2016-01-08 11:00 | 0 | 0 | 0 | 0 | 231989.2715 | 0 | 426104 | 0 | 0 | 0 | 0 | 221715.6224 | 0 | 0 | 0 | 0 | 0 | 0 | 0 | 303723.4447 | 0 | 40526.9035 | 0 | 0 | 0 | 0 | 0 | 0 | 0 | 0 | 0 | 83051.4577 | 0 | 0 | 0 | 0 | 0 | 0 | 0 | 0 | 0 | -277166.1862 | 0 | 0 | 0 | 0 | 0 | 0 | 0 | 0
2016-01-08 12:00 | 0 | 0 | 0 | 0 | 272956.9687 | 0 | 455472 | 0 | 0 | 0 | 0 | 138664.1647 | 0 | 0 | 0 | 0 | 0 | 0 | 0 | 237032.9564 | 0 | 7753.8181 | 0 | 0 | 0 | 0 | 0 | 0 | 0 | 0 | 0 | -83051.4577 | 0 | 0 | 0 | 0 | 0 | 0 | 0 | 0 | 0 | -66690.4882 | 0 | -32773.0854 | 0 | 0 | 0 | 0 | 0 | 0
2016-01-08 13:00 | 0 | 0 | 0 | 0 | 272594.195 | 0 | 467173 | 0 | 0 | 0 | 0 | 83051.4577 | 0 | 0 | 0 | 0 | 0 | 0 | 0 | 65293.7731 | 0 | 40526.9035 | 0 | 0 | 0 | 0 | 0 | 0 | 0 | 0 | 0 | -55612.707 | 0 | 0 | 0 | 0 | 0 | 0 | 0 | 0 | 0 | -171739.1834 | 0 | 32773.0854 | 0 | 0 | 0 | 0 | 0 | 0
2016-01-08 14:00 | 0 | 0 | 0 | 0 | 254287.6076 | 37144.0762 | 472550 | 0 | 0 | 0 | 0 | 0 | 0 | 0 | 0 | 0 | 0 | 0 | 0 | 0 | 0 | 7753.8181 | 0 | 0 | 0 | 0 | 0 | 0 | 0 | 0 | 0 | -83051.4577 | 0 | 0 | 0 | 0 | 0 | 0 | 0 | 0 | 0 | -65293.7731 | 0 | -32773.0854 | 0 | 0 | 0 | 0 | 0 | 0
2016-01-08 15:00 | 0 | 0 | 0 | 0 | 229417.041 | 239563.1409 | 476734 | 0 | 0 | 0 | 0 | 0 | 0 | 0 | 0 | 0 | 0 | 0 | 0 | 0 | 0 | 0 | 0 | 0 | 0 | 0 | 0 | 0 | 0 | 0 | 0 | 0 | 0 | 0 | 0 | 0 | 0 | 0 | 0 | 0 | 0 | 0 | 0 | -7753.8181 | 0 | 0 | 0 | 0 | 0 | 0
2016-01-08 16:00 | 0 | 0 | 0 | 0 | 252558.9799 | 409370.083 | 475016 | 0 | 0 | 0 | 0 | 83051.4577 | 0 | 0 | 0 | 0 | 0 | 0 | 0 | 103861.6052 | 0 | 0 | 0 | 0 | 0 | 0 | 0 | 0 | 0 | 0 | 0 | 83051.4577 | 0 | 0 | 0 | 0 | 0 | 0 | 0 | 0 | 0 | 103861.6052 | 0 | 0 | 0 | 0 | 0 | 0 | 0 | 0
2016-01-08 17:00 | 0 | 0 | 0 | 0 | 0 | 474930.039 | 468663 | 0 | 0 | 0 | 0 | 166102.9154 | 0 | 0 | 0 | 0 | 0 | 0 | 0 | 27077.1866 | 0 | 0 | 0 | 0 | 0 | 0 | 0 | 0 | 0 | 0 | 0 | 83051.4577 | 0 | 0 | 0 | 0 | 0 | 0 | 0 | 0 | 0 | -76784.4187 | 0 | 0 | 0 | 0 | 0 | 0 | 0 | 0
2016-01-08 18:00 | 0 | 0 | 0 | 0 | 259645.8218 | 465396.0667 | 463564 | 0 | 0 | 0 | 0 | 150414.6177 | 0 | 0 | 0 | 0 | 0 | 0 | 0 | 304243.3727 | 0 | 0 | 0 | 0 | 0 | 0 | 0 | 0 | 0 | 0 | 0 | -15688.2977 | 0 | 0 | 0 | 0 | 0 | 0 | 0 | 0 | 0 | 277166.1862 | 0 | 0 | 0 | 0 | 0 | 0 | 0 | 0
2016-01-08 19:00 | 0 | 0 | 0 | 0 | 211543.1519 | 441523.5766 | 458952 | 0 | 0 | 0 | 0 | 67363.16 | 0 | 0 | 0 | 0 | 0 | 0 | 0 | 581409.5589 | 0 | 0 | 0 | 0 | 0 | 0 | 0 | 0 | 0 | 0 | 0 | -83051.4577 | 0 | 0 | 0 | 0 | 0 | 0 | 0 | 0 | 0 | 277166.1862 | 0 | 0 | 0 | 0 | 0 | 0 | 0 | 0
2016-01-08 20:00 | 0 | 0 | 0 | 0 | 313492.6126 | 428057.8013 | 454537 | 0 | 0 | 0 | 0 | 77210.3877 | 0 | 0 | 0 | 0 | 0 | 0 | 0 | 858575.7451 | 0 | 0 | 0 | 0 | 0 | 0 | 0 | 0 | 0 | 0 | 0 | 9847.2277 | 0 | 0 | 0 | 0 | 0 | 0 | 0 | 0 | 0 | 277166.1862 | 0 | 0 | 0 | 0 | 0 | 0 | 0 | 0
2016-01-08 21:00 | 0 | 0 | 0 | 0 | 335714.2604 | 419616.5785 | 454446 | 0 | 0 | 0 | 0 | 160261.8454 | 0 | 0 | 0 | 0 | 0 | 0 | 0 | 1076409.1263 | 0 | 0 | 0 | 0 | 0 | 0 | 0 | 0 | 0 | 0 | 0 | 83051.4577 | 0 | 0 | 0 | 0 | 0 | 0 | 0 | 0 | 0 | 217833.3812 | 0 | 0 | 0 | 0 | 0 | 0 | 0 | 0
2016-01-08 22:00 | 0 | 0 | 0 | 0 | 356129.5547 | 371971.8218 | 463432 | 0 | 0 | 0 | 0 | 243313.3031 | 0 | 0 | 0 | 0 | 0 | 0 | 0 | 1258027.0451 | 0 | 0 | 0 | 0 | 0 | 0 | 0 | 0 | 0 | 0 | 0 | 83051.4577 | 0 | 0 | 0 | 0 | 0 | 0 | 0 | 0 | 0 | 181617.9188 | 0 | 0 | 0 | 0 | 0 | 0 | 0 | 0
2016-01-08 23:00 | 0 | 0 | 0 | 0 | 0 | 197769.9971 | 472623 | 0 | 0 | 0 | 0 | 160261.8454 | 0 | 0 | 0 | 0 | 0 | 0 | 0 | 1066225.4999 | 0 | 0 | 0 | 0 | 0 | 0 | 0 | 0 | 0 | 0 | 0 | -83051.4577 | 0 | 0 | 0 | 0 | 0 | 0 | 0 | 0 | 0 | -191801.5452 | 0 | 0 | 0 | 0 | 0 | 0 | 0 | 0
2016-01-09 | 0 | 0 | 0 | 0 | 396905.1325 | 3799.5174 | 473493 | 0 | 0 | 0 | 0 | 77210.3877 | 0 | 0 | 0 | 0 | 0 | 0 | 0 | 1076488.6075 | 0 | 0 | 0 | 0 | 0 | 0 | 0 | 0 | 0 | 0 | 0 | -83051.4577 | 0 | 0 | 0 | 0 | 0 | 0 | 0 | 0 | 0 | 10263.1076 | 0 | 0 | 0 | 0 | 0 | 0 | 0 | 0
2016-01-09 01:00 | 0 | 0 | 0 | 0 | 397468.5443 | 0 | 468337 | 0 | 0 | 0 | 0 | 160261.8454 | 0 | 0 | 0 | 0 | 0 | 0 | 0 | 922568.6941 | 0 | 0 | 0 | 0 | 0 | 0 | 0 | 0 | 0 | 0 | 0 | 83051.4577 | 0 | 0 | 0 | 0 | 0 | 0 | 0 | 0 | 0 | -153919.9134 | 0 | 0 | 0 | 0 | 0 | 0 | 0 | 0
2016-01-09 02:00 | 0 | 0 | 0 | 0 | 397397.7653 | 0 | 459225 | 0 | 0 | 0 | 0 | 77210.3877 | 0 | 0 | 0 | 0 | 0 | 0 | 0 | 943792.9171 | 0 | 0 | 0 | 0 | 0 | 0 | 0 | 0 | 0 | 0 | 0 | -83051.4577 | 0 | 0 | 0 | 0 | 0 | 0 | 0 | 0 | 0 | 21224.223 | 0 | 0 | 0 | 0 | 0 | 0 | 0 | 0
2016-01-09 03:00 | 0 | 0 | 0 | 0 | 249485.2715 | 0 | 443600 | 0 | 0 | 0 | 0 | 160261.8454 | 0 | 0 | 0 | 0 | 0 | 0 | 0 | 666626.7309 | 0 | 0 | 0 | 0 | 0 | 0 | 0 | 0 | 0 | 0 | 0 | 83051.4577 | 0 | 0 | 0 | 0 | 0 | 0 | 0 | 0 | 0 | -277166.1862 | 0 | 0 | 0 | 0 | 0 | 0 | 0 | 0
2016-01-09 04:00 | 0 | 0 | 0 | 0 | 395150.1875 | 0 | 424303 | 0 | 0 | 0 | 0 | 77210.3877 | 0 | 0 | 0 | 0 | 0 | 0 | 0 | 720525.3761 | 0 | 0 | 0 | 0 | 0 | 0 | 0 | 0 | 0 | 0 | 0 | -83051.4577 | 0 | 0 | 0 | 0 | 0 | 0 | 0 | 0 | 0 | 53898.6452 | 0 | 0 | 0 | 0 | 0 | 0 | 0 | 0
2016-01-09 05:00 | 0 | 0 | 0 | 0 | 397282.0008 | 0 | 406106 | 0 | 0 | 0 | 0 | 160261.8454 | 0 | 0 | 0 | 0 | 0 | 0 | 0 | 628649.9192 | 0 | 0 | 0 | 0 | 0 | 0 | 0 | 0 | 0 | 0 | 0 | 83051.4577 | 0 | 0 | 0 | 0 | 0 | 0 | 0 | 0 | 0 | -91875.4569 | 0 | 0 | 0 | 0 | 0 | 0 | 0 | 0
2016-01-09 06:00 | 0 | 0 | 0 | 0 | 407690.6035 | 0 | 390602 | 0 | 0 | 0 | 0 | 77210.3877 | 0 | 0 | 0 | 0 | 0 | 0 | 0 | 728789.9804 | 0 | 0 | 0 | 0 | 0 | 0 | 0 | 0 | 0 | 0 | 0 | -83051.4577 | 0 | 0 | 0 | 0 | 0 | 0 | 0 | 0 | 0 | 100140.0612 | 0 | 0 | 0 | 0 | 0 | 0 | 0 | 0
2016-01-09 07:00 | 0 | 0 | 0 | 0 | 425469.4928 | 0 | 380209 | 0 | 0 | 0 | 0 | 160261.8454 | 0 | 0 | 0 | 0 | 0 | 0 | 0 | 690999.0154 | 0 | 0 | 0 | 0 | 0 | 0 | 0 | 0 | 0 | 0 | 0 | 83051.4577 | 0 | 0 | 0 | 0 | 0 | 0 | 0 | 0 | 0 | -37790.9649 | 0 | 0 | 0 | 0 | 0 | 0 | 0 | 0
2016-01-09 08:00 | 0 | 0 | 0 | 0 | 448488.5938 | 0 | 373855 | 0 | 0 | 0 | 0 | 83051.4577 | 0 | 0 | 0 | 0 | 0 | 0 | 0 | 830240.6408 | 0 | 12602.3561 | 0 | 0 | 0 | 0 | 0 | 0 | 0 | 0 | 0 | -77210.3877 | 0 | 0 | 0 | 0 | 0 | 0 | 0 | 0 | 0 | 139241.6253 | 0 | 12602.3561 | 0 | 0 | 0 | 0 | 0 | 0
2016-01-09 09:00 | 0 | 0 | 0 | 0 | 0 | 0 | 372820 | 0 | 0 | 0 | 0 | 0 | 0 | 0 | 0 | 0 | 0 | 0 | 0 | 553074.4546 | 0 | 0 | 0 | 0 | 0 | 0 | 0 | 0 | 0 | 0 | 0 | -83051.4577 | 0 | 0 | 0 | 0 | 0 | 0 | 0 | 0 | 0 | -277166.1862 | 0 | -12602.3561 | 0 | 0 | 0 | 0 | 0 | 0
2016-01-09 10:00 | 0 | 0 | 0 | 0 | 481350.7134 | 0 | 376458 | 0 | 0 | 0 | 0 | 83051.4577 | 0 | 0 | 0 | 0 | 0 | 0 | 0 | 574915.7103 | 0 | 0 | 0 | 0 | 0 | 0 | 0 | 0 | 0 | 0 | 0 | 83051.4577 | 0 | 0 | 0 | 0 | 0 | 0 | 0 | 0 | 0 | 21841.2557 | 0 | 0 | 0 | 0 | 0 | 0 | 0 | 0
2016-01-09 11:00 | 0 | 0 | 0 | 0 | 494193.1292 | 0 | 385225 | 0 | 0 | 0 | 0 | 0 | 0 | 0 | 0 | 0 | 0 | 0 | 0 | 766935.2972 | 0 | 0 | 0 | 0 | 0 | 0 | 0 | 0 | 0 | 0 | 0 | -83051.4577 | 0 | 0 | 0 | 0 | 0 | 0 | 0 | 0 | 0 | 192019.5869 | 0 | 0 | 0 | 0 | 0 | 0 | 0 | 0
2016-01-09 12:00 | 0 | 0 | 0 | 0 | 496717.3151 | 0 | 400062 | 0 | 0 | 0 | 0 | 83051.4577 | 0 | 0 | 0 | 0 | 0 | 0 | 0 | 780539.1546 | 0 | 0 | 0 | 0 | 0 | 0 | 0 | 0 | 0 | 0 | 0 | 83051.4577 | 0 | 0 | 0 | 0 | 0 | 0 | 0 | 0 | 0 | 13603.8574 | 0 | 0 | 0 | 0 | 0 | 0 | 0 | 0
2016-01-09 13:00 | 0 | 0 | 0 | 0 | 223306.2441 | 0.027404 | 417421 | 0 | 0 | 0 | 0 | 166102.9154 | 0 | 0 | 0 | 0 | 0 | 0 | 0 | 503372.9684 | 0 | 0 | 0 | 0 | 0 | 0 | 0 | 0 | 0 | 0 | 0 | 83051.4577 | 0 | 0 | 0 | 0 | 0 | 0 | 0 | 0 | 0 | -277166.1862 | 0 | 0 | 0 | 0 | 0 | 0 | 0 | 0
2016-01-09 14:00 | 0 | 0 | 0 | 0 | 479579.3895 | 103584.7899 | 432775 | 0 | 0 | 0 | 0 | 83051.4577 | 0 | 0 | 0 | 0 | 0 | 0 | 0 | 736813.6056 | 0 | 0 | 0 | 0 | 0 | 0 | 0 | 0 | 0 | 0 | 0 | -83051.4577 | 0 | 0 | 0 | 0 | 0 | 0 | 0 | 0 | 0 | 233440.6371 | 0 | 0 | 0 | 0 | 0 | 0 | 0 | 0
2016-01-09 15:00 | 0 | 0 | 0 | 0 | 0 | 442746.4635 | 443504 | 0 | 0 | 0 | 0 | 0 | 0 | 0 | 0 | 0 | 0 | 0 | 0 | 819107.5268 | 0 | 0 | 0 | 0 | 0 | 0 | 0 | 0 | 0 | 0 | 0 | -83051.4577 | 0 | 0 | 0 | 0 | 0 | 0 | 0 | 0 | 0 | 82293.9212 | 0 | 0 | 0 | 0 | 0 | 0 | 0 | 0
2016-01-09 16:00 | 0 | 0 | 0 | 0 | 204894.5665 | 602887.0774 | 447564 | 0 | 0 | 0 | 0 | 83051.4577 | 0 | 0 | 0 | 0 | 0 | 0 | 0 | 1096273.713 | 0 | 0 | 0 | 0 | 0 | 0 | 0 | 0 | 0 | 0 | 0 | 83051.4577 | 0 | 0 | 0 | 0 | 0 | 0 | 0 | 0 | 0 | 277166.1862 | 0 | 0 | 0 | 0 | 0 | 0 | 0 | 0
2016-01-09 17:00 | 0 | 0 | 0 | 0 | 0 | 615388.1763 | 446237 | 0 | 0 | 0 | 0 | 0 | 0 | 0 | 0 | 0 | 0 | 0 | 0 | 1348476.3469 | 0 | 0 | 0 | 0 | 0 | 0 | 0 | 0 | 0 | 0 | 0 | -83051.4577 | 0 | 0 | 0 | 0 | 0 | 0 | 0 | 0 | 0 | 252202.634 | 0 | 0 | 0 | 0 | 0 | 0 | 0 | 0
2016-01-09 18:00 | 0 | 0 | 0 | 0 | 224277.2056 | 577390.4383 | 441450 | 0 | 0 | 0 | 0 | 83051.4577 | 0 | 0 | 0 | 0 | 0 | 0 | 0 | 1625642.5331 | 0 | 0 | 0 | 0 | 0 | 0 | 0 | 0 | 0 | 0 | 0 | 83051.4577 | 0 | 0 | 0 | 0 | 0 | 0 | 0 | 0 | 0 | 277166.1862 | 0 | 0 | 0 | 0 | 0 | 0 | 0 | 0
2016-01-09 19:00 | 0 | 0 | 0 | 0 | 74452.2515 | 556797.4769 | 437135 | 0 | 0 | 0 | 0 | 0 | 0 | 0 | 0 | 0 | 0 | 0 | 0 | 1902808.7193 | 0 | 0 | 0 | 0 | 0 | 0 | 0 | 0 | 0 | 0 | 0 | -83051.4577 | 0 | 0 | 0 | 0 | 0 | 0 | 0 | 0 | 0 | 277166.1862 | 0 | 0 | 0 | 0 | 0 | 0 | 0 | 0
2016-01-09 20:00 | 0 | 0 | 0 | 0 | 0 | 572373.9304 | 434799 | 0 | 0 | 0 | 0 | 83051.4577 | 0 | 0 | 0 | 0 | 0 | 0 | 0 | 1957332.1919 | 0 | 0 | 0 | 0 | 0 | 0 | 0 | 0 | 0 | 0 | 0 | 83051.4577 | 0 | 0 | 0 | 0 | 0 | 0 | 0 | 0 | 0 | 54523.4727 | 0 | 0 | 0 | 0 | 0 | 0 | 0 | 0
2016-01-09 21:00 | 0 | 0 | 0 | 0 | 213383.146 | 585582.4979 | 438748 | 0 | 0 | 0 | 0 | 166102.9154 | 0 | 0 | 0 | 0 | 0 | 0 | 0 | 2234498.3781 | 0 | 0 | 0 | 0 | 0 | 0 | 0 | 0 | 0 | 0 | 0 | 83051.4577 | 0 | 0 | 0 | 0 | 0 | 0 | 0 | 0 | 0 | 277166.1862 | 0 | 0 | 0 | 0 | 0 | 0 | 0 | 0
2016-01-09 22:00 | 0 | 0 | 0 | 0 | 289890.672 | 521425.9718 | 451099 | 0 | 0 | 0 | 0 | 249154.3731 | 0 | 0 | 0 | 0 | 0 | 0 | 0 | 2511664.5643 | 0 | 0 | 0 | 0 | 0 | 0 | 0 | 0 | 0 | 0 | 0 | 83051.4577 | 0 | 0 | 0 | 0 | 0 | 0 | 0 | 0 | 0 | 277166.1862 | 0 | 0 | 0 | 0 | 0 | 0 | 0 | 0
2016-01-09 23:00 | 0 | 0 | 0 | 0 | 422704.2771 | 178975.3001 | 461966 | 0 | 0 | 0 | 0 | 332205.8308 | 0 | 0 | 0 | 0 | 0 | 0 | 0 | 2568326.6838 | 0 | 0 | 0 | 0 | 0 | 0 | 0 | 0 | 0 | 0 | 0 | 83051.4577 | 0 | 0 | 0 | 0 | 0 | 0 | 0 | 0 | 0 | 56662.1195 | 0 | 0 | 0 | 0 | 0 | 0 | 0 | 0
2016-01-10 | 0 | 0 | 0 | 0 | 402112.5198 | 752.7212 | 466908 | 0 | 0 | 0 | 0 | 249154.3731 | 0 | 0 | 0 | 0 | 0 | 0 | 0 | 2587335.3825 | 0 | 0 | 0 | 0 | 0 | 0 | 0 | 0 | 0 | 0 | 0 | -83051.4577 | 0 | 0 | 0 | 0 | 0 | 0 | 0 | 0 | 0 | 19008.6987 | 0 | 0 | 0 | 0 | 0 | 0 | 0 | 0
2016-01-10 01:00 | 0 | 0 | 0 | 0 | 270907.2715 | 0 | 465022 | 0 | 0 | 0 | 0 | 332205.8308 | 0 | 0 | 0 | 0 | 0 | 0 | 0 | 2310169.1963 | 0 | 0 | 0 | 0 | 0 | 0 | 0 | 0 | 0 | 0 | 0 | 83051.4577 | 0 | 0 | 0 | 0 | 0 | 0 | 0 | 0 | 0 | -277166.1862 | 0 | 0 | 0 | 0 | 0 | 0 | 0 | 0
2016-01-10 02:00 | 0 | 0 | 0 | 0 | 371689.6612 | 0 | 458039 | 0 | 0 | 0 | 0 | 249154.3731 | 0 | 0 | 0 | 0 | 0 | 0 | 0 | 2306871.3153 | 0 | 0 | 0 | 0 | 0 | 0 | 0 | 0 | 0 | 0 | 0 | -83051.4577 | 0 | 0 | 0 | 0 | 0 | 0 | 0 | 0 | 0 | -3297.8811 | 0 | 0 | 0 | 0 | 0 | 0 | 0 | 0
2016-01-10 03:00 | 0 | 0 | 0 | 0 | 251108.2715 | 0 | 445223 | 0 | 0 | 0 | 0 | 332205.8308 | 0 | 0 | 0 | 0 | 0 | 0 | 0 | 2029705.1291 | 0 | 0 | 0 | 0 | 0 | 0 | 0 | 0 | 0 | 0 | 0 | 83051.4577 | 0 | 0 | 0 | 0 | 0 | 0 | 0 | 0 | 0 | -277166.1862 | 0 | 0 | 0 | 0 | 0 | 0 | 0 | 0
2016-01-10 04:00 | 0 | 0 | 0 | 0 | 342090.9588 | 0 | 429865 | 0 | 0 | 0 | 0 | 249154.3731 | 0 | 0 | 0 | 0 | 0 | 0 | 0 | 2024982.5456 | 0 | 0 | 0 | 0 | 0 | 0 | 0 | 0 | 0 | 0 | 0 | -83051.4577 | 0 | 0 | 0 | 0 | 0 | 0 | 0 | 0 | 0 | -4722.5835 | 0 | 0 | 0 | 0 | 0 | 0 | 0 | 0
2016-01-10 05:00 | 0 | 0 | 0 | 0 | 332576.1548 | 0 | 414836 | 0 | 0 | 0 | 0 | 332205.8308 | 0 | 0 | 0 | 0 | 0 | 0 | 0 | 1859671.2427 | 0 | 0 | 0 | 0 | 0 | 0 | 0 | 0 | 0 | 0 | 0 | 83051.4577 | 0 | 0 | 0 | 0 | 0 | 0 | 0 | 0 | 0 | -165311.3029 | 0 | 0 | 0 | 0 | 0 | 0 | 0 | 0
2016-01-10 06:00 | 0 | 0 | 0 | 0 | 325229.7321 | 0 | 401159 | 0 | 0 | 0 | 0 | 249154.3731 | 0 | 0 | 0 | 0 | 0 | 0 | 0 | 1866793.4325 | 0 | 0 | 0 | 0 | 0 | 0 | 0 | 0 | 0 | 0 | 0 | -83051.4577 | 0 | 0 | 0 | 0 | 0 | 0 | 0 | 0 | 0 | 7122.1898 | 0 | 0 | 0 | 0 | 0 | 0 | 0 | 0
2016-01-10 07:00 | 0 | 0 | 0 | 0 | 197648.2715 | 0 | 391763 | 0 | 0 | 0 | 0 | 332205.8308 | 0 | 0 | 0 | 0 | 0 | 0 | 0 | 1589627.2464 | 0 | 0 | 0 | 0 | 0 | 0 | 0 | 0 | 0 | 0 | 0 | 83051.4577 | 0 | 0 | 0 | 0 | 0 | 0 | 0 | 0 | 0 | -277166.1862 | 0 | 0 | 0 | 0 | 0 | 0 | 0 | 0
2016-01-10 08:00 | 0 | 0 | 0 | 0 | 312737.1106 | 0 | 387369 | 0 | 0 | 0 | 0 | 249154.3731 | 0 | 0 | 0 | 0 | 0 | 0 | 0 | 1598046.8147 | 0 | 0 | 0 | 0 | 0 | 0 | 0 | 0 | 0 | 0 | 0 | -83051.4577 | 0 | 0 | 0 | 0 | 0 | 0 | 0 | 0 | 0 | 8419.5683 | 0 | 0 | 0 | 0 | 0 | 0 | 0 | 0
2016-01-10 09:00 | 0 | 0 | 0 | 0 | 192554.2715 | 0 | 386669 | 0 | 0 | 0 | 0 | 332205.8308 | 0 | 0 | 0 | 0 | 0 | 0 | 0 | 1320880.6285 | 0 | 0 | 0 | 0 | 0 | 0 | 0 | 0 | 0 | 0 | 0 | 83051.4577 | 0 | 0 | 0 | 0 | 0 | 0 | 0 | 0 | 0 | -277166.1862 | 0 | 0 | 0 | 0 | 0 | 0 | 0 | 0
2016-01-10 10:00 | 0 | 0 | 0 | 0 | 320012.8548 | 0 | 390692 | 0 | 0 | 0 | 0 | 249154.3731 | 0 | 0 | 0 | 0 | 0 | 0 | 0 | 1333252.941 | 0 | 0 | 0 | 0 | 0 | 0 | 0 | 0 | 0 | 0 | 0 | -83051.4577 | 0 | 0 | 0 | 0 | 0 | 0 | 0 | 0 | 0 | 12372.3125 | 0 | 0 | 0 | 0 | 0 | 0 | 0 | 0
2016-01-10 11:00 | 0 | 0 | 0 | 0 | 40298.3561 | 0 | 400516 | 0 | 0 | 0 | 0 | 166102.9154 | 0 | 0 | 0 | 0 | 0 | 0 | 0 | 1056086.7549 | 0 | 0 | 0 | 0 | 0 | 0 | 0 | 0 | 0 | 0 | 0 | -83051.4577 | 0 | 0 | 0 | 0 | 0 | 0 | 0 | 0 | 0 | -277166.1862 | 0 | 0 | 0 | 0 | 0 | 0 | 0 | 0
2016-01-10 12:00 | 0 | 0 | 0 | 0 | 309195.6571 | 0 | 415332 | 0 | 0 | 0 | 0 | 83051.4577 | 0 | 0 | 0 | 0 | 0 | 0 | 0 | 1033001.8697 | 0 | 0 | 0 | 0 | 0 | 0 | 0 | 0 | 0 | 0 | 0 | -83051.4577 | 0 | 0 | 0 | 0 | 0 | 0 | 0 | 0 | 0 | -23084.8852 | 0 | 0 | 0 | 0 | 0 | 0 | 0 | 0
2016-01-10 13:00 | 0 | 0 | 0 | 0 | 237416.0521 | 0.21944 | 431531 | 0 | 0 | 0 | 0 | 166102.9154 | 0 | 0 | 0 | 0 | 0 | 0 | 0 | 755835.6835 | 0 | 0 | 0 | 0 | 0 | 0 | 0 | 0 | 0 | 0 | 0 | 83051.4577 | 0 | 0 | 0 | 0 | 0 | 0 | 0 | 0 | 0 | -277166.1862 | 0 | 0 | 0 | 0 | 0 | 0 | 0 | 0
2016-01-10 14:00 | 0 | 0 | 0 | 0 | 255541.1101 | 112490.9959 | 446224 | 0 | 0 | 0 | 0 | 83051.4577 | 0 | 0 | 0 | 0 | 0 | 0 | 0 | 752941.4291 | 0 | 7753.8181 | 0 | 0 | 0 | 0 | 0 | 0 | 0 | 0 | 0 | -83051.4577 | 0 | 0 | 0 | 0 | 0 | 0 | 0 | 0 | 0 | -2894.2544 | 0 | 7753.8181 | 0 | 0 | 0 | 0 | 0 | 0
2016-01-10 15:00 | 0 | 0 | 0 | 0 | 184997.2624 | 385097.7409 | 454445 | 0 | 0 | 0 | 0 | 0 | 0 | 0 | 0 | 0 | 0 | 0 | 0 | 918869.8047 | 0 | 40526.9035 | 0 | 0 | 0 | 0 | 0 | 0 | 0 | 0 | 0 | -83051.4577 | 0 | 0 | 0 | 0 | 0 | 0 | 0 | 0 | 0 | 165928.3756 | 0 | 32773.0854 | 0 | 0 | 0 | 0 | 0 | 0
2016-01-10 16:00 | 0 | 0 | 0 | 0 | 0 | 530006.1179 | 455969 | 0 | 0 | 0 | 0 | 0 | 0 | 0 | 0 | 0 | 0 | 0 | 0 | 1025680.008 | 0 | 7753.8181 | 0 | 0 | 0 | 0 | 0 | 0 | 0 | 0 | 0 | 0 | 0 | 0 | 0 | 0 | 0 | 0 | 0 | 0 | 0 | 106810.2032 | 0 | -32773.0854 | 0 | 0 | 0 | 0 | 0 | 0
2016-01-10 17:00 | 0 | 0 | 0 | 0 | 0 | 563163.244 | 455005 | 0 | 0 | 0 | 0 | 0 | 0 | 0 | 0 | 0 | 0 | 0 | 0 | 1133838.252 | 0 | 7753.8181 | 0 | 0 | 0 | 0 | 0 | 0 | 0 | 0 | 0 | 0 | 0 | 0 | 0 | 0 | 0 | 0 | 0 | 0 | 0 | 108158.244 | 0 | 0 | 0 | 0 | 0 | 0 | 0 | 0
2016-01-10 18:00 | 0 | 0 | 0 | 0 | 187297.8305 | 550086.6186 | 450676 | 0 | 0 | 0 | 0 | 83051.4577 | 0 | 0 | 0 | 0 | 0 | 0 | 0 | 1304722.158 | 0 | 40526.9035 | 0 | 0 | 0 | 0 | 0 | 0 | 0 | 0 | 0 | 83051.4577 | 0 | 0 | 0 | 0 | 0 | 0 | 0 | 0 | 0 | 170883.9061 | 0 | 32773.0854 | 0 | 0 | 0 | 0 | 0 | 0
2016-01-10 19:00 | 0 | 0 | 0 | 0 | 211721.7933 | 532940.2079 | 445348 | 0 | 0 | 0 | 0 | 166102.9154 | 0 | 0 | 0 | 0 | 0 | 0 | 0 | 1520984.7015 | 0 | 40526.9035 | 0 | 0 | 0 | 0 | 0 | 0 | 0 | 0 | 0 | 83051.4577 | 0 | 0 | 0 | 0 | 0 | 0 | 0 | 0 | 0 | 216262.5435 | 0 | 0 | 0 | 0 | 0 | 0 | 0 | 0
2016-01-10 20:00 | 0 | 0 | 0 | 0 | 102815.5064 | 532342.222 | 441043 | 0 | 0 | 0 | 0 | 83051.4577 | 0 | 0 | 0 | 0 | 0 | 0 | 0 | 1798150.8877 | 0 | 40526.9035 | 0 | 0 | 0 | 0 | 0 | 0 | 0 | 0 | 0 | -83051.4577 | 0 | 0 | 0 | 0 | 0 | 0 | 0 | 0 | 0 | 277166.1862 | 0 | 0 | 0 | 0 | 0 | 0 | 0 | 0
2016-01-10 21:00 | 0 | 0 | 0 | 0 | 233897.6953 | 529545.997 | 445970 | 0 | 0 | 0 | 0 | 166102.9154 | 0 | 0 | 0 | 0 | 0 | 0 | 0 | 2065346.2076 | 0 | 7753.8181 | 0 | 0 | 0 | 0 | 0 | 0 | 0 | 0 | 0 | 83051.4577 | 0 | 0 | 0 | 0 | 0 | 0 | 0 | 0 | 0 | 267195.3199 | 0 | -32773.0854 | 0 | 0 | 0 | 0 | 0 | 0
2016-01-10 22:00 | 0 | 0 | 0 | 0 | 0 | 445657.9052 | 462762 | 0 | 0 | 0 | 0 | 249154.3731 | 0 | 0 | 0 | 0 | 0 | 0 | 0 | 1972944.4732 | 0 | 0 | 0 | 0 | 0 | 0 | 0 | 0 | 0 | 0 | 0 | 83051.4577 | 0 | 0 | 0 | 0 | 0 | 0 | 0 | 0 | 0 | -92401.7344 | 0 | -7753.8181 | 0 | 0 | 0 | 0 | 0 | 0
2016-01-10 23:00 | 0 | 0 | 0 | 0 | 303850.6166 | 182338.84 | 486387 | 0 | 0 | 0 | 0 | 166102.9154 | 0 | 0 | 0 | 0 | 0 | 0 | 0 | 2055798.3875 | 0 | 0 | 0 | 0 | 0 | 0 | 0 | 0 | 0 | 0 | 0 | -83051.4577 | 0 | 0 | 0 | 0 | 0 | 0 | 0 | 0 | 0 | 82853.9143 | 0 | 0 | 0 | 0 | 0 | 0 | 0 | 0
2016-01-11 | 0 | 0 | 0 | 0 | 136366.9241 | 2990.4321 | 499575 | 0 | 0 | 0 | 0 | 83051.4577 | 0 | 0 | 0 | 0 | 0 | 0 | 0 | 1778632.2013 | 0 | 0 | 0 | 0 | 0 | 0 | 0 | 0 | 0 | 0 | 0 | -83051.4577 | 0 | 0 | 0 | 0 | 0 | 0 | 0 | 0 | 0 | -277166.1862 | 0 | 0 | 0 | 0 | 0 | 0 | 0 | 0
2016-01-11 01:00 | 0 | 0 | 0 | 0 | 409795.566 | 0 | 503763 | 0 | 0 | 0 | 0 | 0 | 0 | 0 | 0 | 0 | 0 | 0 | 0 | 1767716.225 | 0 | 0 | 0 | 0 | 0 | 0 | 0 | 0 | 0 | 0 | 0 | -83051.4577 | 0 | 0 | 0 | 0 | 0 | 0 | 0 | 0 | 0 | -10915.9763 | 0 | 0 | 0 | 0 | 0 | 0 | 0 | 0
2016-01-11 02:00 | 0 | 0 | 0 | 0 | 305185.2715 | 0 | 499300 | 0 | 0 | 0 | 0 | 83051.4577 | 0 | 0 | 0 | 0 | 0 | 0 | 0 | 1490550.0389 | 0 | 0 | 0 | 0 | 0 | 0 | 0 | 0 | 0 | 0 | 0 | 83051.4577 | 0 | 0 | 0 | 0 | 0 | 0 | 0 | 0 | 0 | -277166.1862 | 0 | 0 | 0 | 0 | 0 | 0 | 0 | 0
2016-01-11 03:00 | 0 | 0 | 0 | 0 | 445849.9073 | 0 | 486290 | 0 | 0 | 0 | 0 | 0 | 0 | 0 | 0 | 0 | 0 | 0 | 0 | 1533161.4039 | 0 | 0 | 0 | 0 | 0 | 0 | 0 | 0 | 0 | 0 | 0 | -83051.4577 | 0 | 0 | 0 | 0 | 0 | 0 | 0 | 0 | 0 | 42611.365 | 0 | 0 | 0 | 0 | 0 | 0 | 0 | 0
2016-01-11 04:00 | 0 | 0 | 0 | 0 | 455038.5403 | 0 | 469026 | 0 | 0 | 0 | 0 | 83051.4577 | 0 | 0 | 0 | 0 | 0 | 0 | 0 | 1436122.4864 | 0 | 0 | 0 | 0 | 0 | 0 | 0 | 0 | 0 | 0 | 0 | 83051.4577 | 0 | 0 | 0 | 0 | 0 | 0 | 0 | 0 | 0 | -97038.9174 | 0 | 0 | 0 | 0 | 0 | 0 | 0 | 0
2016-01-11 05:00 | 0 | 0 | 0 | 0 | 464590.69 | 0 | 454916 | 0 | 0 | 0 | 0 | 0 | 0 | 0 | 0 | 0 | 0 | 0 | 0 | 1528848.6341 | 0 | 0 | 0 | 0 | 0 | 0 | 0 | 0 | 0 | 0 | 0 | -83051.4577 | 0 | 0 | 0 | 0 | 0 | 0 | 0 | 0 | 0 | 92726.1477 | 0 | 0 | 0 | 0 | 0 | 0 | 0 | 0
2016-01-11 06:00 | 0 | 0 | 0 | 0 | 469591.2422 | 0 | 445035 | 0 | 0 | 0 | 0 | 83051.4577 | 0 | 0 | 0 | 0 | 0 | 0 | 0 | 1470353.4187 | 0 | 0 | 0 | 0 | 0 | 0 | 0 | 0 | 0 | 0 | 0 | 83051.4577 | 0 | 0 | 0 | 0 | 0 | 0 | 0 | 0 | 0 | -58495.2155 | 0 | 0 | 0 | 0 | 0 | 0 | 0 | 0
2016-01-11 07:00 | 0 | 0 | 0 | 0 | 470356.787 | 0 | 440399 | 0 | 0 | 0 | 0 | 166102.9154 | 0 | 0 | 0 | 0 | 0 | 0 | 0 | 1417259.748 | 0 | 0 | 0 | 0 | 0 | 0 | 0 | 0 | 0 | 0 | 0 | 83051.4577 | 0 | 0 | 0 | 0 | 0 | 0 | 0 | 0 | 0 | -53093.6707 | 0 | 0 | 0 | 0 | 0 | 0 | 0 | 0
2016-01-11 08:00 | 0 | 0 | 0 | 0 | 246512.2715 | 0 | 440627 | 0 | 0 | 0 | 0 | 249154.3731 | 0 | 0 | 0 | 0 | 0 | 0 | 0 | 1140093.5618 | 0 | 0 | 0 | 0 | 0 | 0 | 0 | 0 | 0 | 0 | 0 | 83051.4577 | 0 | 0 | 0 | 0 | 0 | 0 | 0 | 0 | 0 | -277166.1862 | 0 | 0 | 0 | 0 | 0 | 0 | 0 | 0
2016-01-11 09:00 | 0 | 0 | 0 | 0 | 449861.1404 | 0 | 447243 | 0 | 0 | 0 | 0 | 166102.9154 | 0 | 0 | 0 | 0 | 0 | 0 | 0 | 1225763.1599 | 0 | 0 | 0 | 0 | 0 | 0 | 0 | 0 | 0 | 0 | 0 | -83051.4577 | 0 | 0 | 0 | 0 | 0 | 0 | 0 | 0 | 0 | 85669.5981 | 0 | 0 | 0 | 0 | 0 | 0 | 0 | 0
2016-01-11 10:00 | 0 | 0 | 0 | 0 | 188224.8138 | 0 | 465391 | 0 | 0 | 0 | 0 | 166102.9154 | 0 | 0 | 0 | 0 | 0 | 0 | 0 | 948596.9737 | 0 | 0 | 0 | 0 | 0 | 0 | 0 | 0 | 0 | 0 | 0 | 0 | 0 | 0 | 0 | 0 | 0 | 0 | 0 | 0 | 0 | -277166.1862 | 0 | 0 | 0 | 0 | 0 | 0 | 0 | 0
2016-01-11 11:00 | 0 | 0 | 0 | 0 | 421729.787 | 0 | 503205 | 0 | 0 | 0 | 0 | 83051.4577 | 0 | 0 | 0 | 0 | 0 | 0 | 0 | 950173.2184 | 0 | 0 | 0 | 0 | 0 | 0 | 0 | 0 | 0 | 0 | 0 | -83051.4577 | 0 | 0 | 0 | 0 | 0 | 0 | 0 | 0 | 0 | 1576.2447 | 0 | 0 | 0 | 0 | 0 | 0 | 0 | 0
2016-01-11 12:00 | 0 | 0 | 0 | 0 | 177275.3561 | 0 | 537493 | 0 | 0 | 0 | 0 | 0 | 0 | 0 | 0 | 0 | 0 | 0 | 0 | 673007.0322 | 0 | 0 | 0 | 0 | 0 | 0 | 0 | 0 | 0 | 0 | 0 | -83051.4577 | 0 | 0 | 0 | 0 | 0 | 0 | 0 | 0 | 0 | -277166.1862 | 0 | 0 | 0 | 0 | 0 | 0 | 0 | 0
2016-01-11 13:00 | 0 | 0 | 0 | 0 | 411513.8735 | 0.060897 | 547765 | 0 | 0 | 0 | 0 | 83051.4577 | 0 | 0 | 0 | 0 | 0 | 0 | 0 | 453704.509 | 0 | 0 | 0 | 0 | 0 | 0 | 0 | 0 | 0 | 0 | 0 | 83051.4577 | 0 | 0 | 0 | 0 | 0 | 0 | 0 | 0 | 0 | -219302.5233 | 0 | 0 | 0 | 0 | 0 | 0 | 0 | 0
2016-01-11 14:00 | 0 | 0 | 0 | 0 | 83448.0119 | 100011.3442 | 543677 | 0 | 0 | 0 | 0 | 0 | 0 | 0 | 0 | 0 | 0 | 0 | 0 | 176538.3228 | 0 | 0 | 0 | 0 | 0 | 0 | 0 | 0 | 0 | 0 | 0 | -83051.4577 | 0 | 0 | 0 | 0 | 0 | 0 | 0 | 0 | 0 | -277166.1862 | 0 | 0 | 0 | 0 | 0 | 0 | 0 | 0
2016-01-11 15:00 | 0 | 0 | 0 | 0 | 307834.2935 | 505824.1717 | 535867 | 0 | 0 | 0 | 0 | 83051.4577 | 0 | 0 | 0 | 0 | 0 | 0 | 0 | 371278.3303 | 0 | 0 | 0 | 0 | 0 | 0 | 0 | 0 | 0 | 0 | 0 | 83051.4577 | 0 | 0 | 0 | 0 | 0 | 0 | 0 | 0 | 0 | 194740.0075 | 0 | 0 | 0 | 0 | 0 | 0 | 0 | 0
2016-01-11 16:00 | 0 | 0 | 0 | 0 | 0 | 650867.4139 | 524193 | 0 | 0 | 0 | 0 | 0 | 0 | 0 | 0 | 0 | 0 | 0 | 0 | 581004.2019 | 0 | 0 | 0 | 0 | 0 | 0 | 0 | 0 | 0 | 0 | 0 | -83051.4577 | 0 | 0 | 0 | 0 | 0 | 0 | 0 | 0 | 0 | 209725.8716 | 0 | 0 | 0 | 0 | 0 | 0 | 0 | 0
2016-01-11 17:00 | 0 | 0 | 0 | 0 | 226395.7117 | 644867.9322 | 511046 | 0 | 0 | 0 | 0 | 83051.4577 | 0 | 0 | 0 | 0 | 0 | 0 | 0 | 858170.3881 | 0 | 0 | 0 | 0 | 0 | 0 | 0 | 0 | 0 | 0 | 0 | 83051.4577 | 0 | 0 | 0 | 0 | 0 | 0 | 0 | 0 | 0 | 277166.1862 | 0 | 0 | 0 | 0 | 0 | 0 | 0 | 0
2016-01-11 18:00 | 0 | 0 | 0 | 0 | 80796.1553 | 614569.5732 | 501251 | 0 | 0 | 0 | 0 | 0 | 0 | 0 | 0 | 0 | 0 | 0 | 0 | 1135336.5743 | 0 | 0 | 0 | 0 | 0 | 0 | 0 | 0 | 0 | 0 | 0 | -83051.4577 | 0 | 0 | 0 | 0 | 0 | 0 | 0 | 0 | 0 | 277166.1862 | 0 | 0 | 0 | 0 | 0 | 0 | 0 | 0
2016-01-11 19:00 | 0 | 0 | 0 | 0 | 248829.093 | 603528.5508 | 492140 | 0 | 0 | 0 | 0 | 83051.4577 | 0 | 0 | 0 | 0 | 0 | 0 | 0 | 1412502.7604 | 0 | 0 | 0 | 0 | 0 | 0 | 0 | 0 | 0 | 0 | 0 | 83051.4577 | 0 | 0 | 0 | 0 | 0 | 0 | 0 | 0 | 0 | 277166.1862 | 0 | 0 | 0 | 0 | 0 | 0 | 0 | 0
2016-01-11 20:00 | 0 | 0 | 0 | 0 | 58105.2771 | 621937.4514 | 485928 | 0 | 0 | 0 | 0 | 0 | 0 | 0 | 0 | 0 | 0 | 0 | 0 | 1689668.9466 | 0 | 0 | 0 | 0 | 0 | 0 | 0 | 0 | 0 | 0 | 0 | -83051.4577 | 0 | 0 | 0 | 0 | 0 | 0 | 0 | 0 | 0 | 277166.1862 | 0 | 0 | 0 | 0 | 0 | 0 | 0 | 0
2016-01-11 21:00 | 0 | 0 | 0 | 0 | 197414.6004 | 651408.0434 | 488605 | 0 | 0 | 0 | 0 | 83051.4577 | 0 | 0 | 0 | 0 | 0 | 0 | 0 | 1966835.1328 | 0 | 0 | 0 | 0 | 0 | 0 | 0 | 0 | 0 | 0 | 0 | 83051.4577 | 0 | 0 | 0 | 0 | 0 | 0 | 0 | 0 | 0 | 277166.1862 | 0 | 0 | 0 | 0 | 0 | 0 | 0 | 0
2016-01-11 22:00 | 0 | 0 | 0 | 0 | 112262.4932 | 588791.2352 | 506939 | 0 | 0 | 0 | 0 | 0 | 0 | 0 | 0 | 0 | 0 | 0 | 0 | 2244001.3189 | 0 | 0 | 0 | 0 | 0 | 0 | 0 | 0 | 0 | 0 | 0 | -83051.4577 | 0 | 0 | 0 | 0 | 0 | 0 | 0 | 0 | 0 | 277166.1862 | 0 | 0 | 0 | 0 | 0 | 0 | 0 | 0
2016-01-11 23:00 | 0 | 0 | 0 | 0 | 127143.1229 | 205121.1486 | 526379 | 0 | 0 | 0 | 0 | 83051.4577 | 0 | 0 | 0 | 0 | 0 | 0 | 0 | 1966835.1328 | 0 | 0 | 0 | 0 | 0 | 0 | 0 | 0 | 0 | 0 | 0 | 83051.4577 | 0 | 0 | 0 | 0 | 0 | 0 | 0 | 0 | 0 | -277166.1862 | 0 | 0 | 0 | 0 | 0 | 0 | 0 | 0
2016-01-12 | 0 | 0 | 0 | 0 | 559249.5589 | 2709.3485 | 542445 | 0 | 0 | 0 | 0 | 166102.9154 | 0 | 0 | 0 | 0 | 0 | 0 | 0 | 1903297.5825 | 0 | 0 | 0 | 0 | 0 | 0 | 0 | 0 | 0 | 0 | 0 | 83051.4577 | 0 | 0 | 0 | 0 | 0 | 0 | 0 | 0 | 0 | -63537.5503 | 0 | 0 | 0 | 0 | 0 | 0 | 0 | 0
2016-01-12 01:00 | 0 | 0 | 0 | 0 | 563706.9193 | 0 | 543639 | 0 | 0 | 0 | 0 | 83051.4577 | 0 | 0 | 0 | 0 | 0 | 0 | 0 | 2006416.9595 | 0 | 0 | 0 | 0 | 0 | 0 | 0 | 0 | 0 | 0 | 0 | -83051.4577 | 0 | 0 | 0 | 0 | 0 | 0 | 0 | 0 | 0 | 103119.377 | 0 | 0 | 0 | 0 | 0 | 0 | 0 | 0
2016-01-12 02:00 | 0 | 0 | 0 | 0 | 586767.6816 | 0 | 535222 | 0 | 0 | 0 | 0 | 166102.9154 | 0 | 0 | 0 | 0 | 0 | 0 | 0 | 1974911.1834 | 0 | 0 | 0 | 0 | 0 | 0 | 0 | 0 | 0 | 0 | 0 | 83051.4577 | 0 | 0 | 0 | 0 | 0 | 0 | 0 | 0 | 0 | -31505.7761 | 0 | 0 | 0 | 0 | 0 | 0 | 0 | 0
2016-01-12 03:00 | 0 | 0 | 0 | 0 | 157550.3561 | 0 | 517768 | 0 | 0 | 0 | 0 | 83051.4577 | 0 | 0 | 0 | 0 | 0 | 0 | 0 | 1697744.9972 | 0 | 0 | 0 | 0 | 0 | 0 | 0 | 0 | 0 | 0 | 0 | -83051.4577 | 0 | 0 | 0 | 0 | 0 | 0 | 0 | 0 | 0 | -277166.1862 | 0 | 0 | 0 | 0 | 0 | 0 | 0 | 0
2016-01-12 04:00 | 0 | 0 | 0 | 0 | 664242.4799 | 0 | 493946 | 0 | 0 | 0 | 0 | 0 | 0 | 0 | 0 | 0 | 0 | 0 | 0 | 1951092.9348 | 0 | 0 | 0 | 0 | 0 | 0 | 0 | 0 | 0 | 0 | 0 | -83051.4577 | 0 | 0 | 0 | 0 | 0 | 0 | 0 | 0 | 0 | 253347.9376 | 0 | 0 | 0 | 0 | 0 | 0 | 0 | 0
2016-01-12 05:00 | 0 | 0 | 0 | 0 | 198941.8138 | 0 | 476108 | 0 | 0 | 0 | 0 | 0 | 0 | 0 | 0 | 0 | 0 | 0 | 0 | 1673926.7487 | 0 | 0 | 0 | 0 | 0 | 0 | 0 | 0 | 0 | 0 | 0 | 0 | 0 | 0 | 0 | 0 | 0 | 0 | 0 | 0 | 0 | -277166.1862 | 0 | 0 | 0 | 0 | 0 | 0 | 0 | 0
2016-01-12 06:00 | 0 | 0 | 0 | 0 | 675789.5869 | 0 | 463046 | 0 | 0 | 0 | 0 | 83051.4577 | 0 | 0 | 0 | 0 | 0 | 0 | 0 | 1803618.8778 | 0 | 0 | 0 | 0 | 0 | 0 | 0 | 0 | 0 | 0 | 0 | 83051.4577 | 0 | 0 | 0 | 0 | 0 | 0 | 0 | 0 | 0 | 129692.1292 | 0 | 0 | 0 | 0 | 0 | 0 | 0 | 0
2016-01-12 07:00 | 0 | 0 | 0 | 0 | 669137.1008 | 0 | 454908 | 0 | 0 | 0 | 0 | 20114.3723 | 0 | 0 | 0 | 0 | 0 | 0 | 0 | 2080785.064 | 0 | 0 | 0 | 0 | 0 | 0 | 0 | 0 | 0 | 0 | 0 | -62937.0854 | 0 | 0 | 0 | 0 | 0 | 0 | 0 | 0 | 0 | 277166.1862 | 0 | 0 | 0 | 0 | 0 | 0 | 0 | 0
2016-01-12 08:00 | 0 | 0 | 0 | 0 | 657088.473 | 0 | 451631 | 0 | 0 | 0 | 0 | 103165.83 | 0 | 0 | 0 | 0 | 0 | 0 | 0 | 2203191.0792 | 0 | 0 | 0 | 0 | 0 | 0 | 0 | 0 | 0 | 0 | 0 | 83051.4577 | 0 | 0 | 0 | 0 | 0 | 0 | 0 | 0 | 0 | 122406.0153 | 0 | 0 | 0 | 0 | 0 | 0 | 0 | 0
2016-01-12 09:00 | 0 | 0 | 0 | 0 | 94408.3561 | 0 | 454626 | 0 | 0 | 0 | 0 | 20114.3723 | 0 | 0 | 0 | 0 | 0 | 0 | 0 | 1926024.8931 | 0 | 0 | 0 | 0 | 0 | 0 | 0 | 0 | 0 | 0 | 0 | -83051.4577 | 0 | 0 | 0 | 0 | 0 | 0 | 0 | 0 | 0 | -277166.1862 | 0 | 0 | 0 | 0 | 0 | 0 | 0 | 0
2016-01-12 10:00 | 0 | 0 | 0 | 0 | 611487.8329 | 0 | 468323 | 0 | 0 | 0 | 0 | 103165.83 | 0 | 0 | 0 | 0 | 0 | 0 | 0 | 1986138.2683 | 0 | 0 | 0 | 0 | 0 | 0 | 0 | 0 | 0 | 0 | 0 | 83051.4577 | 0 | 0 | 0 | 0 | 0 | 0 | 0 | 0 | 0 | 60113.3752 | 0 | 0 | 0 | 0 | 0 | 0 | 0 | 0
2016-01-12 11:00 | 0 | 0 | 0 | 0 | 573174.7037 | 0 | 501211 | 0 | 0 | 0 | 0 | 20114.3723 | 0 | 0 | 0 | 0 | 0 | 0 | 0 | 2141153.4297 | 0 | 0 | 0 | 0 | 0 | 0 | 0 | 0 | 0 | 0 | 0 | -83051.4577 | 0 | 0 | 0 | 0 | 0 | 0 | 0 | 0 | 0 | 155015.1614 | 0 | 0 | 0 | 0 | 0 | 0 | 0 | 0
2016-01-12 12:00 | 0 | 0 | 0 | 0 | 524219.7634 | 0 | 532066 | 0 | 0 | 0 | 0 | 103165.83 | 0 | 0 | 0 | 0 | 0 | 0 | 0 | 2050255.7354 | 0 | 0 | 0 | 0 | 0 | 0 | 0 | 0 | 0 | 0 | 0 | 83051.4577 | 0 | 0 | 0 | 0 | 0 | 0 | 0 | 0 | 0 | -90897.6943 | 0 | 0 | 0 | 0 | 0 | 0 | 0 | 0
2016-01-12 13:00 | 0 | 0 | 0 | 0 | 179014.6716 | 0.68456 | 539233 | 0 | 0 | 0 | 0 | 20114.3723 | 0 | 0 | 0 | 0 | 0 | 0 | 0 | 1773089.5492 | 0 | 0 | 0 | 0 | 0 | 0 | 0 | 0 | 0 | 0 | 0 | -83051.4577 | 0 | 0 | 0 | 0 | 0 | 0 | 0 | 0 | 0 | -277166.1862 | 0 | 0 | 0 | 0 | 0 | 0 | 0 | 0
2016-01-12 14:00 | 0 | 0 | 0 | 0 | 373699.2435 | 135740.1346 | 532105 | 0 | 0 | 0 | 0 | 83051.4577 | 0 | 0 | 0 | 0 | 0 | 0 | 0 | 1687486.8419 | 0 | 0 | 0 | 0 | 0 | 0 | 0 | 0 | 0 | 0 | 0 | 62937.0854 | 0 | 0 | 0 | 0 | 0 | 0 | 0 | 0 | 0 | -85602.7073 | 0 | 0 | 0 | 0 | 0 | 0 | 0 | 0
2016-01-12 15:00 | 0 | 0 | 0 | 0 | 0 | 581610.564 | 521670 | 0 | 0 | 0 | 0 | 0 | 0 | 0 | 0 | 0 | 0 | 0 | 0 | 1830478.8636 | 0 | 0 | 0 | 0 | 0 | 0 | 0 | 0 | 0 | 0 | 0 | -83051.4577 | 0 | 0 | 0 | 0 | 0 | 0 | 0 | 0 | 0 | 142992.0218 | 0 | 0 | 0 | 0 | 0 | 0 | 0 | 0
2016-01-12 16:00 | 0 | 0 | 0 | 0 | 179972.2074 | 690297.4364 | 510052 | 0 | 0 | 0 | 0 | 83051.4577 | 0 | 0 | 0 | 0 | 0 | 0 | 0 | 2107645.0498 | 0 | 0 | 0 | 0 | 0 | 0 | 0 | 0 | 0 | 0 | 0 | 83051.4577 | 0 | 0 | 0 | 0 | 0 | 0 | 0 | 0 | 0 | 277166.1862 | 0 | 0 | 0 | 0 | 0 | 0 | 0 | 0
2016-01-12 17:00 | 0 | 0 | 0 | 0 | 19623.5259 | 672553.2026 | 498062 | 0 | 0 | 0 | 0 | 0 | 0 | 0 | 0 | 0 | 0 | 0 | 0 | 2384811.2359 | 0 | 0 | 0 | 0 | 0 | 0 | 0 | 0 | 0 | 0 | 0 | -83051.4577 | 0 | 0 | 0 | 0 | 0 | 0 | 0 | 0 | 0 | 277166.1862 | 0 | 0 | 0 | 0 | 0 | 0 | 0 | 0
2016-01-12 18:00 | 0 | 0 | 0 | 0 | 0 | 632741.1529 | 488561 | 0 | 0 | 0 | 0 | 83051.4577 | 0 | 0 | 0 | 0 | 0 | 0 | 0 | 2445939.9311 | 0 | 0 | 0 | 0 | 0 | 0 | 0 | 0 | 0 | 0 | 0 | 83051.4577 | 0 | 0 | 0 | 0 | 0 | 0 | 0 | 0 | 0 | 61128.6952 | 0 | 0 | 0 | 0 | 0 | 0 | 0 | 0
2016-01-12 19:00 | 0 | 0 | 0 | 0 | 60039.9661 | 614830.7623 | 480756 | 0 | 0 | 0 | 0 | 0 | 0 | 0 | 0 | 0 | 0 | 0 | 0 | 2723106.1173 | 0 | 0 | 0 | 0 | 0 | 0 | 0 | 0 | 0 | 0 | 0 | -83051.4577 | 0 | 0 | 0 | 0 | 0 | 0 | 0 | 0 | 0 | 277166.1862 | 0 | 0 | 0 | 0 | 0 | 0 | 0 | 0
2016-01-12 20:00 | 0 | 0 | 0 | 0 | 0 | 630097.8006 | 474428 | 0 | 0 | 0 | 0 | 83051.4577 | 0 | 0 | 0 | 0 | 0 | 0 | 0 | 2795724.4602 | 0 | 0 | 0 | 0 | 0 | 0 | 0 | 0 | 0 | 0 | 0 | 83051.4577 | 0 | 0 | 0 | 0 | 0 | 0 | 0 | 0 | 0 | 72618.3429 | 0 | 0 | 0 | 0 | 0 | 0 | 0 | 0
2016-01-12 21:00 | 0 | 0 | 0 | 0 | 11127.7786 | 659039.9499 | 476053 | 0 | 0 | 0 | 0 | 0 | 0 | 0 | 0 | 0 | 0 | 0 | 0 | 3072890.6464 | 0 | 0 | 0 | 0 | 0 | 0 | 0 | 0 | 0 | 0 | 0 | -83051.4577 | 0 | 0 | 0 | 0 | 0 | 0 | 0 | 0 | 0 | 277166.1862 | 0 | 0 | 0 | 0 | 0 | 0 | 0 | 0
2016-01-12 22:00 | 0 | 0 | 0 | 0 | 249149.5055 | 603183.1384 | 492115 | 0 | 0 | 0 | 0 | 83051.4577 | 0 | 0 | 0 | 0 | 0 | 0 | 0 | 3350056.8326 | 0 | 0 | 0 | 0 | 0 | 0 | 0 | 0 | 0 | 0 | 0 | 83051.4577 | 0 | 0 | 0 | 0 | 0 | 0 | 0 | 0 | 0 | 277166.1862 | 0 | 0 | 0 | 0 | 0 | 0 | 0 | 0
2016-01-12 23:00 | 0 | 0 | 0 | 0 | 299926.2061 | 215925.9809 | 513200 | 0 | 0 | 0 | 0 | 166102.9154 | 0 | 0 | 0 | 0 | 0 | 0 | 0 | 3269657.5619 | 0 | 0 | 0 | 0 | 0 | 0 | 0 | 0 | 0 | 0 | 0 | 83051.4577 | 0 | 0 | 0 | 0 | 0 | 0 | 0 | 0 | 0 | -80399.2706 | 0 | 0 | 0 | 0 | 0 | 0 | 0 | 0
2016-01-13 | 0 | 0 | 0 | 0 | 161137.2979 | 3536.0583 | 524891 | 0 | 0 | 0 | 0 | 83051.4577 | 0 | 0 | 0 | 0 | 0 | 0 | 0 | 2992491.3758 | 0 | 0 | 0 | 0 | 0 | 0 | 0 | 0 | 0 | 0 | 0 | -83051.4577 | 0 | 0 | 0 | 0 | 0 | 0 | 0 | 0 | 0 | -277166.1862 | 0 | 0 | 0 | 0 | 0 | 0 | 0 | 0
2016-01-13 01:00 | 0 | 0 | 0 | 0 | 451009.2517 | 0 | 526072 | 0 | 0 | 0 | 0 | 166102.9154 | 0 | 0 | 0 | 0 | 0 | 0 | 0 | 2834377.1698 | 0 | 0 | 0 | 0 | 0 | 0 | 0 | 0 | 0 | 0 | 0 | 83051.4577 | 0 | 0 | 0 | 0 | 0 | 0 | 0 | 0 | 0 | -158114.206 | 0 | 0 | 0 | 0 | 0 | 0 | 0 | 0
2016-01-13 02:00 | 0 | 0 | 0 | 0 | 159240.3561 | 0 | 519458 | 0 | 0 | 0 | 0 | 83051.4577 | 0 | 0 | 0 | 0 | 0 | 0 | 0 | 2557210.9836 | 0 | 0 | 0 | 0 | 0 | 0 | 0 | 0 | 0 | 0 | 0 | -83051.4577 | 0 | 0 | 0 | 0 | 0 | 0 | 0 | 0 | 0 | -277166.1862 | 0 | 0 | 0 | 0 | 0 | 0 | 0 | 0
2016-01-13 03:00 | 0 | 0 | 0 | 0 | 580633.1387 | 0 | 503849 | 0 | 0 | 0 | 0 | 166102.9154 | 0 | 0 | 0 | 0 | 0 | 0 | 0 | 2550943.6646 | 0 | 0 | 0 | 0 | 0 | 0 | 0 | 0 | 0 | 0 | 0 | 83051.4577 | 0 | 0 | 0 | 0 | 0 | 0 | 0 | 0 | 0 | -6267.319 | 0 | 0 | 0 | 0 | 0 | 0 | 0 | 0
2016-01-13 04:00 | 0 | 0 | 0 | 0 | 123251.3561 | 0 | 483469 | 0 | 0 | 0 | 0 | 83051.4577 | 0 | 0 | 0 | 0 | 0 | 0 | 0 | 2273777.4785 | 0 | 0 | 0 | 0 | 0 | 0 | 0 | 0 | 0 | 0 | 0 | -83051.4577 | 0 | 0 | 0 | 0 | 0 | 0 | 0 | 0 | 0 | -277166.1862 | 0 | 0 | 0 | 0 | 0 | 0 | 0 | 0
2016-01-13 05:00 | 0 | 0 | 0 | 0 | 620467.9359 | 0 | 465481 | 0 | 0 | 0 | 0 | 166102.9154 | 0 | 0 | 0 | 0 | 0 | 0 | 0 | 2345712.9567 | 0 | 0 | 0 | 0 | 0 | 0 | 0 | 0 | 0 | 0 | 0 | 83051.4577 | 0 | 0 | 0 | 0 | 0 | 0 | 0 | 0 | 0 | 71935.4782 | 0 | 0 | 0 | 0 | 0 | 0 | 0 | 0
2016-01-13 06:00 | 0 | 0 | 0 | 0 | 617716.411 | 0 | 454923 | 0 | 0 | 0 | 0 | 83051.4577 | 0 | 0 | 0 | 0 | 0 | 0 | 0 | 2591557.8254 | 0 | 0 | 0 | 0 | 0 | 0 | 0 | 0 | 0 | 0 | 0 | -83051.4577 | 0 | 0 | 0 | 0 | 0 | 0 | 0 | 0 | 0 | 245844.8687 | 0 | 0 | 0 | 0 | 0 | 0 | 0 | 0
2016-01-13 07:00 | 0 | 0 | 0 | 0 | 613099.3742 | 0 | 448875 | 0 | 0 | 0 | 0 | 166102.9154 | 0 | 0 | 0 | 0 | 0 | 0 | 0 | 2672730.7419 | 0 | 0 | 0 | 0 | 0 | 0 | 0 | 0 | 0 | 0 | 0 | 83051.4577 | 0 | 0 | 0 | 0 | 0 | 0 | 0 | 0 | 0 | 81172.9165 | 0 | 0 | 0 | 0 | 0 | 0 | 0 | 0
2016-01-13 08:00 | 0 | 0 | 0 | 0 | 87211.3561 | 0 | 447429 | 0 | 0 | 0 | 0 | 83051.4577 | 0 | 0 | 0 | 0 | 0 | 0 | 0 | 2395564.5557 | 0 | 0 | 0 | 0 | 0 | 0 | 0 | 0 | 0 | 0 | 0 | -83051.4577 | 0 | 0 | 0 | 0 | 0 | 0 | 0 | 0 | 0 | -277166.1862 | 0 | 0 | 0 | 0 | 0 | 0 | 0 | 0
2016-01-13 09:00 | 0 | 0 | 0 | 0 | 600469.0685 | 0 | 452208 | 0 | 0 | 0 | 0 | 166102.9154 | 0 | 0 | 0 | 0 | 0 | 0 | 0 | 2460774.1665 | 0 | 0 | 0 | 0 | 0 | 0 | 0 | 0 | 0 | 0 | 0 | 83051.4577 | 0 | 0 | 0 | 0 | 0 | 0 | 0 | 0 | 0 | 65209.6108 | 0 | 0 | 0 | 0 | 0 | 0 | 0 | 0
2016-01-13 10:00 | 0 | 0 | 0 | 0 | 109469.3561 | 0 | 469687 | 0 | 0 | 0 | 0 | 83051.4577 | 0 | 0 | 0 | 0 | 0 | 0 | 0 | 2183607.9803 | 0 | 0 | 0 | 0 | 0 | 0 | 0 | 0 | 0 | 0 | 0 | -83051.4577 | 0 | 0 | 0 | 0 | 0 | 0 | 0 | 0 | 0 | -277166.1862 | 0 | 0 | 0 | 0 | 0 | 0 | 0 | 0
2016-01-13 11:00 | 0 | 0 | 0 | 0 | 580310.6987 | 0 | 505391 | 0 | 0 | 0 | 0 | 83051.4577 | 0 | 0 | 0 | 0 | 0 | 0 | 0 | 2258527.679 | 0 | 0 | 0 | 0 | 0 | 0 | 0 | 0 | 0 | 0 | 0 | 0 | 0 | 0 | 0 | 0 | 0 | 0 | 0 | 0 | 0 | 74919.6987 | 0 | 0 | 0 | 0 | 0 | 0 | 0 | 0
2016-01-13 12:00 | 0 | 0 | 0 | 0 | 564460.39 | 0 | 537146 | 0 | 0 | 0 | 0 | 0 | 0 | 0 | 0 | 0 | 0 | 0 | 0 | 2368893.5267 | 0 | 0 | 0 | 0 | 0 | 0 | 0 | 0 | 0 | 0 | 0 | -83051.4577 | 0 | 0 | 0 | 0 | 0 | 0 | 0 | 0 | 0 | 110365.8477 | 0 | 0 | 0 | 0 | 0 | 0 | 0 | 0
2016-01-13 13:00 | 0 | 0 | 0 | 0 | 547098.8302 | 1.2389 | 545012 | 0 | 0 | 0 | 0 | 83051.4577 | 0 | 0 | 0 | 0 | 0 | 0 | 0 | 2287930.1381 | 0 | 0 | 0 | 0 | 0 | 0 | 0 | 0 | 0 | 0 | 0 | 83051.4577 | 0 | 0 | 0 | 0 | 0 | 0 | 0 | 0 | 0 | -80963.3886 | 0 | 0 | 0 | 0 | 0 | 0 | 0 | 0
2016-01-13 14:00 | 0 | 0 | 0 | 0 | 118566.2673 | 58450.0888 | 537234 | 0 | 0 | 0 | 0 | 0 | 0 | 0 | 0 | 0 | 0 | 0 | 0 | 2010763.952 | 0 | 0 | 0 | 0 | 0 | 0 | 0 | 0 | 0 | 0 | 0 | -83051.4577 | 0 | 0 | 0 | 0 | 0 | 0 | 0 | 0 | 0 | -277166.1862 | 0 | 0 | 0 | 0 | 0 | 0 | 0 | 0
2016-01-13 15:00 | 0 | 0 | 0 | 0 | 284473.694 | 509857.1556 | 525619 | 0 | 0 | 0 | 0 | 83051.4577 | 0 | 0 | 0 | 0 | 0 | 0 | 0 | 2196424.3438 | 0 | 0 | 0 | 0 | 0 | 0 | 0 | 0 | 0 | 0 | 0 | 83051.4577 | 0 | 0 | 0 | 0 | 0 | 0 | 0 | 0 | 0 | 185660.3919 | 0 | 0 | 0 | 0 | 0 | 0 | 0 | 0
2016-01-13 16:00 | 0 | 0 | 0 | 0 | 0 | 609909.6744 | 512003 | 0 | 0 | 0 | 0 | 0 | 0 | 0 | 0 | 0 | 0 | 0 | 0 | 2377382.4759 | 0 | 0 | 0 | 0 | 0 | 0 | 0 | 0 | 0 | 0 | 0 | -83051.4577 | 0 | 0 | 0 | 0 | 0 | 0 | 0 | 0 | 0 | 180958.1321 | 0 | 0 | 0 | 0 | 0 | 0 | 0 | 0
2016-01-13 17:00 | 0 | 0 | 0 | 0 | 0 | 610603.6796 | 498883 | 0 | 0 | 0 | 0 | 83051.4577 | 0 | 0 | 0 | 0 | 0 | 0 | 0 | 2406051.6979 | 0 | 0 | 0 | 0 | 0 | 0 | 0 | 0 | 0 | 0 | 0 | 83051.4577 | 0 | 0 | 0 | 0 | 0 | 0 | 0 | 0 | 0 | 28669.2219 | 0 | 0 | 0 | 0 | 0 | 0 | 0 | 0
2016-01-13 18:00 | 0 | 0 | 0 | 0 | 94249.5329 | 587606.1956 | 487741 | 0 | 0 | 0 | 0 | 0 | 0 | 0 | 0 | 0 | 0 | 0 | 0 | 2683217.884 | 0 | 0 | 0 | 0 | 0 | 0 | 0 | 0 | 0 | 0 | 0 | -83051.4577 | 0 | 0 | 0 | 0 | 0 | 0 | 0 | 0 | 0 | 277166.1862 | 0 | 0 | 0 | 0 | 0 | 0 | 0 | 0
2016-01-13 19:00 | 0 | 0 | 0 | 0 | 0 | 574324.3777 | 480098 | 0 | 0 | 0 | 0 | 83051.4577 | 0 | 0 | 0 | 0 | 0 | 0 | 0 | 2694392.804 | 0 | 0 | 0 | 0 | 0 | 0 | 0 | 0 | 0 | 0 | 0 | 83051.4577 | 0 | 0 | 0 | 0 | 0 | 0 | 0 | 0 | 0 | 11174.92 | 0 | 0 | 0 | 0 | 0 | 0 | 0 | 0
2016-01-13 20:00 | 0 | 0 | 0 | 0 | 80737.8278 | 589090.9007 | 475714 | 0 | 0 | 0 | 0 | 0 | 0 | 0 | 0 | 0 | 0 | 0 | 0 | 2971558.9902 | 0 | 0 | 0 | 0 | 0 | 0 | 0 | 0 | 0 | 0 | 0 | -83051.4577 | 0 | 0 | 0 | 0 | 0 | 0 | 0 | 0 | 0 | 277166.1862 | 0 | 0 | 0 | 0 | 0 | 0 | 0 | 0
2016-01-13 21:00 | 0 | 0 | 0 | 0 | 0 | 602864.3356 | 479086 | 0 | 0 | 0 | 0 | 83051.4577 | 0 | 0 | 0 | 0 | 0 | 0 | 0 | 3012285.8681 | 0 | 0 | 0 | 0 | 0 | 0 | 0 | 0 | 0 | 0 | 0 | 83051.4577 | 0 | 0 | 0 | 0 | 0 | 0 | 0 | 0 | 0 | 40726.8779 | 0 | 0 | 0 | 0 | 0 | 0 | 0 | 0
2016-01-13 22:00 | 0 | 0 | 0 | 0 | 170968.7001 | 518685.0284 | 495539 | 0 | 0 | 0 | 0 | 0 | 0 | 0 | 0 | 0 | 0 | 0 | 0 | 3289452.0543 | 0 | 0 | 0 | 0 | 0 | 0 | 0 | 0 | 0 | 0 | 0 | -83051.4577 | 0 | 0 | 0 | 0 | 0 | 0 | 0 | 0 | 0 | 277166.1862 | 0 | 0 | 0 | 0 | 0 | 0 | 0 | 0
2016-01-13 23:00 | 0 | 0 | 0 | 0 | 481475.7661 | 183013.5148 | 515312 | 0 | 0 | 0 | 0 | 83051.4577 | 0 | 0 | 0 | 0 | 0 | 0 | 0 | 3355577.8774 | 0 | 0 | 0 | 0 | 0 | 0 | 0 | 0 | 0 | 0 | 0 | 83051.4577 | 0 | 0 | 0 | 0 | 0 | 0 | 0 | 0 | 0 | 66125.8231 | 0 | 0 | 0 | 0 | 0 | 0 | 0 | 0
2016-01-14 | 0 | 0 | 0 | 0 | 551391.3938 | 4075.8615 | 525731 | 0 | 0 | 0 | 0 | 158618.8918 | 0 | 0 | 0 | 0 | 0 | 0 | 0 | 3309746.6986 | 0 | 0 | 0 | 0 | 0 | 0 | 0 | 0 | 0 | 0 | 0 | 75567.4341 | 0 | 0 | 0 | 0 | 0 | 0 | 0 | 0 | 0 | -45831.1788 | 0 | 0 | 0 | 0 | 0 | 0 | 0 | 0
2016-01-14 01:00 | 0 | 0 | 0 | 0 | 595023.5824 | 0 | 525788 | 0 | 0 | 0 | 0 | 75567.4341 | 0 | 0 | 0 | 0 | 0 | 0 | 0 | 3462033.7387 | 0 | 0 | 0 | 0 | 0 | 0 | 0 | 0 | 0 | 0 | 0 | -83051.4577 | 0 | 0 | 0 | 0 | 0 | 0 | 0 | 0 | 0 | 152287.0401 | 0 | 0 | 0 | 0 | 0 | 0 | 0 | 0
2016-01-14 02:00 | 0 | 0 | 0 | 0 | 623526.3744 | 0 | 518221 | 0 | 0 | 0 | 0 | 158618.8918 | 0 | 0 | 0 | 0 | 0 | 0 | 0 | 3484287.6553 | 0 | 0 | 0 | 0 | 0 | 0 | 0 | 0 | 0 | 0 | 0 | 83051.4577 | 0 | 0 | 0 | 0 | 0 | 0 | 0 | 0 | 0 | 22253.9167 | 0 | 0 | 0 | 0 | 0 | 0 | 0 | 0
2016-01-14 03:00 | 0 | 0 | 0 | 0 | 138867.3561 | 0 | 499085 | 0 | 0 | 0 | 0 | 75567.4341 | 0 | 0 | 0 | 0 | 0 | 0 | 0 | 3207121.4692 | 0 | 0 | 0 | 0 | 0 | 0 | 0 | 0 | 0 | 0 | 0 | -83051.4577 | 0 | 0 | 0 | 0 | 0 | 0 | 0 | 0 | 0 | -277166.1862 | 0 | 0 | 0 | 0 | 0 | 0 | 0 | 0
2016-01-14 04:00 | 0 | 0 | 0 | 0 | 677657.7521 | 0 | 476059 | 0 | 0 | 0 | 0 | 0 | 0 | 0 | 0 | 0 | 0 | 0 | 0 | 3484287.6553 | 0 | 0 | 0 | 0 | 0 | 0 | 0 | 0 | 0 | 0 | 0 | -75567.4341 | 0 | 0 | 0 | 0 | 0 | 0 | 0 | 0 | 0 | 277166.1862 | 0 | 0 | 0 | 0 | 0 | 0 | 0 | 0
2016-01-14 05:00 | 0 | 0 | 0 | 0 | 178800.8138 | 0 | 455967 | 0 | 0 | 0 | 0 | 0 | 0 | 0 | 0 | 0 | 0 | 0 | 0 | 3207121.4692 | 0 | 0 | 0 | 0 | 0 | 0 | 0 | 0 | 0 | 0 | 0 | 0 | 0 | 0 | 0 | 0 | 0 | 0 | 0 | 0 | 0 | -277166.1862 | 0 | 0 | 0 | 0 | 0 | 0 | 0 | 0
2016-01-14 06:00 | 0 | 0 | 0 | 0 | 709969.8568 | 0 | 443426 | 0 | 0 | 0 | 0 | 83051.4577 | 0 | 0 | 0 | 0 | 0 | 0 | 0 | 3390613.8683 | 0 | 0 | 0 | 0 | 0 | 0 | 0 | 0 | 0 | 0 | 0 | 83051.4577 | 0 | 0 | 0 | 0 | 0 | 0 | 0 | 0 | 0 | 183492.3991 | 0 | 0 | 0 | 0 | 0 | 0 | 0 | 0
2016-01-14 07:00 | 0 | 0 | 0 | 0 | 74407.3561 | 0 | 434625 | 0 | 0 | 0 | 0 | 0 | 0 | 0 | 0 | 0 | 0 | 0 | 0 | 3113447.6821 | 0 | 0 | 0 | 0 | 0 | 0 | 0 | 0 | 0 | 0 | 0 | -83051.4577 | 0 | 0 | 0 | 0 | 0 | 0 | 0 | 0 | 0 | -277166.1862 | 0 | 0 | 0 | 0 | 0 | 0 | 0 | 0
2016-01-14 08:00 | 0 | 0 | 0 | 0 | 694305.3651 | 0 | 430323 | 0 | 0 | 0 | 0 | 83051.4577 | 0 | 0 | 0 | 0 | 0 | 0 | 0 | 3294378.5895 | 0 | 0 | 0 | 0 | 0 | 0 | 0 | 0 | 0 | 0 | 0 | 83051.4577 | 0 | 0 | 0 | 0 | 0 | 0 | 0 | 0 | 0 | 180930.9074 | 0 | 0 | 0 | 0 | 0 | 0 | 0 | 0
2016-01-14 09:00 | 0 | 0 | 0 | 0 | 73664.3561 | 0 | 433882 | 0 | 0 | 0 | 0 | 0 | 0 | 0 | 0 | 0 | 0 | 0 | 0 | 3017212.4034 | 0 | 0 | 0 | 0 | 0 | 0 | 0 | 0 | 0 | 0 | 0 | -83051.4577 | 0 | 0 | 0 | 0 | 0 | 0 | 0 | 0 | 0 | -277166.1862 | 0 | 0 | 0 | 0 | 0 | 0 | 0 | 0
2016-01-14 10:00 | 0 | 0 | 0 | 0 | 649283.2682 | 0 | 449048 | 0 | 0 | 0 | 0 | 83051.4577 | 0 | 0 | 0 | 0 | 0 | 0 | 0 | 3134396.2139 | 0 | 0 | 0 | 0 | 0 | 0 | 0 | 0 | 0 | 0 | 0 | 83051.4577 | 0 | 0 | 0 | 0 | 0 | 0 | 0 | 0 | 0 | 117183.8105 | 0 | 0 | 0 | 0 | 0 | 0 | 0 | 0
2016-01-14 11:00 | 0 | 0 | 0 | 0 | 640569.4454 | 0 | 482678 | 0 | 0 | 0 | 0 | 0 | 0 | 0 | 0 | 0 | 0 | 0 | 0 | 3375339.117 | 0 | 0 | 0 | 0 | 0 | 0 | 0 | 0 | 0 | 0 | 0 | -83051.4577 | 0 | 0 | 0 | 0 | 0 | 0 | 0 | 0 | 0 | 240942.9031 | 0 | 0 | 0 | 0 | 0 | 0 | 0 | 0
2016-01-14 12:00 | 0 | 0 | 0 | 0 | 637367.9211 | 0 | 511825 | 0 | 0 | 0 | 0 | 83051.4577 | 0 | 0 | 0 | 0 | 0 | 0 | 0 | 3417830.5804 | 0 | 0 | 0 | 0 | 0 | 0 | 0 | 0 | 0 | 0 | 0 | 83051.4577 | 0 | 0 | 0 | 0 | 0 | 0 | 0 | 0 | 0 | 42491.4634 | 0 | 0 | 0 | 0 | 0 | 0 | 0 | 0
2016-01-14 13:00 | 0 | 0 | 0 | 0 | 158716.3561 | 0 | 518934 | 0 | 0 | 0 | 0 | 0 | 0 | 0 | 0 | 0 | 0 | 0 | 0 | 3140664.3943 | 0 | 0 | 0 | 0 | 0 | 0 | 0 | 0 | 0 | 0 | 0 | -83051.4577 | 0 | 0 | 0 | 0 | 0 | 0 | 0 | 0 | 0 | -277166.1862 | 0 | 0 | 0 | 0 | 0 | 0 | 0 | 0
2016-01-14 14:00 | 0 | 0 | 0 | 0 | 560543.7216 | 137048.7095 | 511165 | 0 | 0 | 0 | 0 | 83051.4577 | 0 | 0 | 0 | 0 | 0 | 0 | 0 | 3244040.3677 | 0 | 0 | 0 | 0 | 0 | 0 | 0 | 0 | 0 | 0 | 0 | 83051.4577 | 0 | 0 | 0 | 0 | 0 | 0 | 0 | 0 | 0 | 103375.9734 | 0 | 0 | 0 | 0 | 0 | 0 | 0 | 0
2016-01-14 15:00 | 0 | 0 | 0 | 0 | 0 | 505979.3019 | 499774 | 0 | 0 | 0 | 0 | 0 | 0 | 0 | 0 | 0 | 0 | 0 | 0 | 3333297.1272 | 0 | 0 | 0 | 0 | 0 | 0 | 0 | 0 | 0 | 0 | 0 | -83051.4577 | 0 | 0 | 0 | 0 | 0 | 0 | 0 | 0 | 0 | 89256.7596 | 0 | 0 | 0 | 0 | 0 | 0 | 0 | 0
2016-01-14 16:00 | 0 | 0 | 0 | 0 | 230247.9002 | 615727.7437 | 485758 | 0 | 0 | 0 | 0 | 83051.4577 | 0 | 0 | 0 | 0 | 0 | 0 | 0 | 3610463.3134 | 0 | 0 | 0 | 0 | 0 | 0 | 0 | 0 | 0 | 0 | 0 | 83051.4577 | 0 | 0 | 0 | 0 | 0 | 0 | 0 | 0 | 0 | 277166.1862 | 0 | 0 | 0 | 0 | 0 | 0 | 0 | 0
2016-01-14 17:00 | 0 | 0 | 0 | 0 | 31255.788 | 634566.9405 | 471708 | 0 | 0 | 0 | 0 | 0 | 0 | 0 | 0 | 0 | 0 | 0 | 0 | 3887629.4996 | 0 | 0 | 0 | 0 | 0 | 0 | 0 | 0 | 0 | 0 | 0 | -83051.4577 | 0 | 0 | 0 | 0 | 0 | 0 | 0 | 0 | 0 | 277166.1862 | 0 | 0 | 0 | 0 | 0 | 0 | 0 | 0
2016-01-14 18:00 | 0 | 0 | 0 | 0 | 0 | 610309.8456 | 461997 | 0 | 0 | 0 | 0 | 83051.4577 | 0 | 0 | 0 | 0 | 0 | 0 | 0 | 3952890.8875 | 0 | 0 | 0 | 0 | 0 | 0 | 0 | 0 | 0 | 0 | 0 | 83051.4577 | 0 | 0 | 0 | 0 | 0 | 0 | 0 | 0 | 0 | 65261.3879 | 0 | 0 | 0 | 0 | 0 | 0 | 0 | 0
2016-01-14 19:00 | 0 | 0 | 0 | 0 | 58337.2172 | 589904.5113 | 454127 | 0 | 0 | 0 | 0 | 0 | 0 | 0 | 0 | 0 | 0 | 0 | 0 | 4230057.0737 | 0 | 0 | 0 | 0 | 0 | 0 | 0 | 0 | 0 | 0 | 0 | -83051.4577 | 0 | 0 | 0 | 0 | 0 | 0 | 0 | 0 | 0 | 277166.1862 | 0 | 0 | 0 | 0 | 0 | 0 | 0 | 0
2016-01-14 20:00 | 0 | 0 | 0 | 0 | 0 | 598031.2571 | 449692 | 0 | 0 | 0 | 0 | 83051.4577 | 0 | 0 | 0 | 0 | 0 | 0 | 0 | 4295344.873 | 0 | 0 | 0 | 0 | 0 | 0 | 0 | 0 | 0 | 0 | 0 | 83051.4577 | 0 | 0 | 0 | 0 | 0 | 0 | 0 | 0 | 0 | 65287.7994 | 0 | 0 | 0 | 0 | 0 | 0 | 0 | 0
2016-01-14 21:00 | 0 | 0 | 0 | 0 | 36230.1573 | 609417.5711 | 451533 | 0 | 0 | 0 | 0 | 0 | 0 | 0 | 0 | 0 | 0 | 0 | 0 | 4572511.0592 | 0 | 0 | 0 | 0 | 0 | 0 | 0 | 0 | 0 | 0 | 0 | -83051.4577 | 0 | 0 | 0 | 0 | 0 | 0 | 0 | 0 | 0 | 277166.1862 | 0 | 0 | 0 | 0 | 0 | 0 | 0 | 0
2016-01-14 22:00 | 0 | 0 | 0 | 0 | 0 | 531042.7134 | 463636 | 0 | 0 | 0 | 0 | 83051.4577 | 0 | 0 | 0 | 0 | 0 | 0 | 0 | 4556866.3149 | 0 | 0 | 0 | 0 | 0 | 0 | 0 | 0 | 0 | 0 | 0 | 83051.4577 | 0 | 0 | 0 | 0 | 0 | 0 | 0 | 0 | 0 | -15644.7443 | 0 | 0 | 0 | 0 | 0 | 0 | 0 | 0
2016-01-14 23:00 | 0 | 0 | 0 | 0 | 471208.9337 | 204891.7948 | 481986 | 0 | 0 | 0 | 0 | 0 | 0 | 0 | 0 | 0 | 0 | 0 | 0 | 4834032.501 | 0 | 0 | 0 | 0 | 0 | 0 | 0 | 0 | 0 | 0 | 0 | -83051.4577 | 0 | 0 | 0 | 0 | 0 | 0 | 0 | 0 | 0 | 277166.1862 | 0 | 0 | 0 | 0 | 0 | 0 | 0 | 0
2016-01-15 | 0 | 0 | 0 | 0 | 294158.8453 | 2797.4262 | 491071 | 0 | 0 | 0 | 0 | 83051.4577 | 0 | 0 | 0 | 0 | 0 | 0 | 0 | 4556866.3149 | 0 | 0 | 0 | 0 | 0 | 0 | 0 | 0 | 0 | 0 | 0 | 83051.4577 | 0 | 0 | 0 | 0 | 0 | 0 | 0 | 0 | 0 | -277166.1862 | 0 | 0 | 0 | 0 | 0 | 0 | 0 | 0
2016-01-15 01:00 | 0 | 0 | 0 | 0 | 669672.2355 | 0 | 490964 | 0 | 0 | 0 | 0 | 166102.9154 | 0 | 0 | 0 | 0 | 0 | 0 | 0 | 4652523.0927 | 0 | 0 | 0 | 0 | 0 | 0 | 0 | 0 | 0 | 0 | 0 | 83051.4577 | 0 | 0 | 0 | 0 | 0 | 0 | 0 | 0 | 0 | 95656.7778 | 0 | 0 | 0 | 0 | 0 | 0 | 0 | 0
2016-01-15 02:00 | 0 | 0 | 0 | 0 | 122041.3561 | 0 | 482259 | 0 | 0 | 0 | 0 | 83051.4577 | 0 | 0 | 0 | 0 | 0 | 0 | 0 | 4375356.9065 | 0 | 0 | 0 | 0 | 0 | 0 | 0 | 0 | 0 | 0 | 0 | -83051.4577 | 0 | 0 | 0 | 0 | 0 | 0 | 0 | 0 | 0 | -277166.1862 | 0 | 0 | 0 | 0 | 0 | 0 | 0 | 0
2016-01-15 03:00 | 0 | 0 | 0 | 0 | 669440.3277 | 0 | 462693 | 0 | 0 | 0 | 0 | 166102.9154 | 0 | 0 | 0 | 0 | 0 | 0 | 0 | 4499052.7765 | 0 | 0 | 0 | 0 | 0 | 0 | 0 | 0 | 0 | 0 | 0 | 83051.4577 | 0 | 0 | 0 | 0 | 0 | 0 | 0 | 0 | 0 | 123695.87 | 0 | 0 | 0 | 0 | 0 | 0 | 0 | 0
2016-01-15 04:00 | 0 | 0 | 0 | 0 | 634849.7285 | 0 | 440735 | 0 | 0 | 0 | 0 | 83051.4577 | 0 | 0 | 0 | 0 | 0 | 0 | 0 | 4776218.9627 | 0 | 0 | 0 | 0 | 0 | 0 | 0 | 0 | 0 | 0 | 0 | -83051.4577 | 0 | 0 | 0 | 0 | 0 | 0 | 0 | 0 | 0 | 277166.1862 | 0 | 0 | 0 | 0 | 0 | 0 | 0 | 0
2016-01-15 05:00 | 0 | 0 | 0 | 0 | 648727.2593 | 0 | 420298 | 0 | 0 | 0 | 0 | 166102.9154 | 0 | 0 | 0 | 0 | 0 | 0 | 0 | 4921596.7643 | 0 | 0 | 0 | 0 | 0 | 0 | 0 | 0 | 0 | 0 | 0 | 83051.4577 | 0 | 0 | 0 | 0 | 0 | 0 | 0 | 0 | 0 | 145377.8016 | 0 | 0 | 0 | 0 | 0 | 0 | 0 | 0
2016-01-15 06:00 | 0 | 0 | 0 | 0 | 45868.3561 | 0 | 406086 | 0 | 0 | 0 | 0 | 83051.4577 | 0 | 0 | 0 | 0 | 0 | 0 | 0 | 4644430.5781 | 0 | 0 | 0 | 0 | 0 | 0 | 0 | 0 | 0 | 0 | 0 | -83051.4577 | 0 | 0 | 0 | 0 | 0 | 0 | 0 | 0 | 0 | -277166.1862 | 0 | 0 | 0 | 0 | 0 | 0 | 0 | 0
2016-01-15 07:00 | 0 | 0 | 0 | 0 | 626084.18 | 0 | 397042 | 0 | 0 | 0 | 0 | 166102.9154 | 0 | 0 | 0 | 0 | 0 | 0 | 0 | 4790421.3005 | 0 | 0 | 0 | 0 | 0 | 0 | 0 | 0 | 0 | 0 | 0 | 83051.4577 | 0 | 0 | 0 | 0 | 0 | 0 | 0 | 0 | 0 | 145990.7223 | 0 | 0 | 0 | 0 | 0 | 0 | 0 | 0
2016-01-15 08:00 | 0 | 0 | 0 | 0 | 32457.3561 | 0 | 392675 | 0 | 0 | 0 | 0 | 83051.4577 | 0 | 0 | 0 | 0 | 0 | 0 | 0 | 4513255.1143 | 0 | 0 | 0 | 0 | 0 | 0 | 0 | 0 | 0 | 0 | 0 | -83051.4577 | 0 | 0 | 0 | 0 | 0 | 0 | 0 | 0 | 0 | -277166.1862 | 0 | 0 | 0 | 0 | 0 | 0 | 0 | 0
2016-01-15 09:00 | 0 | 0 | 0 | 0 | 598507.8016 | 0 | 394761 | 0 | 0 | 0 | 0 | 166102.9154 | 0 | 0 | 0 | 0 | 0 | 0 | 0 | 4633950.4582 | 0 | 0 | 0 | 0 | 0 | 0 | 0 | 0 | 0 | 0 | 0 | 83051.4577 | 0 | 0 | 0 | 0 | 0 | 0 | 0 | 0 | 0 | 120695.3439 | 0 | 0 | 0 | 0 | 0 | 0 | 0 | 0
2016-01-15 10:00 | 0 | 0 | 0 | 0 | 583478.9153 | 0 | 407359 | 0 | 0 | 0 | 0 | 83051.4577 | 0 | 0 | 0 | 0 | 0 | 0 | 0 | 4893121.8312 | 0 | 0 | 0 | 0 | 0 | 0 | 0 | 0 | 0 | 0 | 0 | -83051.4577 | 0 | 0 | 0 | 0 | 0 | 0 | 0 | 0 | 0 | 259171.373 | 0 | 0 | 0 | 0 | 0 | 0 | 0 | 0
2016-01-15 11:00 | 0 | 0 | 0 | 0 | 564661.0127 | 0 | 436666 | 0 | 0 | 0 | 0 | 166102.9154 | 0 | 0 | 0 | 0 | 0 | 0 | 0 | 4938065.3862 | 0 | 0 | 0 | 0 | 0 | 0 | 0 | 0 | 0 | 0 | 0 | 83051.4577 | 0 | 0 | 0 | 0 | 0 | 0 | 0 | 0 | 0 | 44943.555 | 0 | 0 | 0 | 0 | 0 | 0 | 0 | 0
2016-01-15 12:00 | 0 | 0 | 0 | 0 | 542633.4137 | 0 | 466185 | 0 | 0 | 0 | 0 | 83051.4577 | 0 | 0 | 0 | 0 | 0 | 0 | 0 | 5097565.2575 | 0 | 0 | 0 | 0 | 0 | 0 | 0 | 0 | 0 | 0 | 0 | -83051.4577 | 0 | 0 | 0 | 0 | 0 | 0 | 0 | 0 | 0 | 159499.8714 | 0 | 0 | 0 | 0 | 0 | 0 | 0 | 0
2016-01-15 13:00 | 0 | 0 | 0 | 0 | 509831.0581 | 2.6564 | 477552 | 0 | 0 | 0 | 0 | 166102.9154 | 0 | 0 | 0 | 0 | 0 | 0 | 0 | 5046795.5143 | 0 | 0 | 0 | 0 | 0 | 0 | 0 | 0 | 0 | 0 | 0 | 83051.4577 | 0 | 0 | 0 | 0 | 0 | 0 | 0 | 0 | 0 | -50769.7432 | 0 | 0 | 0 | 0 | 0 | 0 | 0 | 0
2016-01-15 14:00 | 0 | 0 | 0 | 0 | 380514.8045 | 147197.2348 | 480240 | 0 | 0 | 0 | 0 | 83051.4577 | 0 | 0 | 0 | 0 | 0 | 0 | 0 | 5177319.0113 | 0 | 0 | 0 | 0 | 0 | 0 | 0 | 0 | 0 | 0 | 0 | -83051.4577 | 0 | 0 | 0 | 0 | 0 | 0 | 0 | 0 | 0 | 130523.4969 | 0 | 0 | 0 | 0 | 0 | 0 | 0 | 0
2016-01-15 15:00 | 0 | 0 | 0 | 0 | 287157.1021 | 352070.497 | 481526 | 0 | 0 | 0 | 0 | 166102.9154 | 0 | 0 | 0 | 0 | 0 | 0 | 0 | 5251969.1527 | 0 | 0 | 0 | 0 | 0 | 0 | 0 | 0 | 0 | 0 | 0 | 83051.4577 | 0 | 0 | 0 | 0 | 0 | 0 | 0 | 0 | 0 | 74650.1414 | 0 | 0 | 0 | 0 | 0 | 0 | 0 | 0
2016-01-15 16:00 | 0 | 0 | 0 | 0 | 0 | 473091.6889 | 477244 | 0 | 0 | 0 | 0 | 83051.4577 | 0 | 0 | 0 | 0 | 0 | 0 | 0 | 5330868.2993 | 0 | 0 | 0 | 0 | 0 | 0 | 0 | 0 | 0 | 0 | 0 | -83051.4577 | 0 | 0 | 0 | 0 | 0 | 0 | 0 | 0 | 0 | 78899.1466 | 0 | 0 | 0 | 0 | 0 | 0 | 0 | 0
2016-01-15 17:00 | 0 | 0 | 0 | 0 | 240146.7928 | 506356.1465 | 470535 | 0 | 0 | 0 | 0 | 166102.9154 | 0 | 0 | 0 | 0 | 0 | 0 | 0 | 5523784.7809 | 0 | 0 | 0 | 0 | 0 | 0 | 0 | 0 | 0 | 0 | 0 | 83051.4577 | 0 | 0 | 0 | 0 | 0 | 0 | 0 | 0 | 0 | 192916.4817 | 0 | 0 | 0 | 0 | 0 | 0 | 0 | 0
2016-01-15 18:00 | 0 | 0 | 0 | 0 | 0 | 500023.8412 | 464809 | 0 | 0 | 0 | 0 | 83051.4577 | 0 | 0 | 0 | 0 | 0 | 0 | 0 | 5642051.0798 | 0 | 0 | 0 | 0 | 0 | 0 | 0 | 0 | 0 | 0 | 0 | -83051.4577 | 0 | 0 | 0 | 0 | 0 | 0 | 0 | 0 | 0 | 118266.2989 | 0 | 0 | 0 | 0 | 0 | 0 | 0 | 0
2016-01-15 19:00 | 0 | 0 | 0 | 0 | 252657.7558 | 494022.7121 | 459306 | 0 | 0 | 0 | 0 | 166102.9154 | 0 | 0 | 0 | 0 | 0 | 0 | 0 | 5846374.09 | 0 | 0 | 0 | 0 | 0 | 0 | 0 | 0 | 0 | 0 | 0 | 83051.4577 | 0 | 0 | 0 | 0 | 0 | 0 | 0 | 0 | 0 | 204323.0102 | 0 | 0 | 0 | 0 | 0 | 0 | 0 | 0
2016-01-15 20:00 | 0 | 0 | 0 | 0 | 0 | 489383.536 | 455638 | 0 | 0 | 0 | 0 | 83051.4577 | 0 | 0 | 0 | 0 | 0 | 0 | 0 | 5963171.0837 | 0 | 0 | 0 | 0 | 0 | 0 | 0 | 0 | 0 | 0 | 0 | -83051.4577 | 0 | 0 | 0 | 0 | 0 | 0 | 0 | 0 | 0 | 116796.9937 | 0 | 0 | 0 | 0 | 0 | 0 | 0 | 0
2016-01-15 21:00 | 0 | 0 | 0 | 0 | 270922.4944 | 476599.2643 | 456911 | 0 | 0 | 0 | 0 | 166102.9154 | 0 | 0 | 0 | 0 | 0 | 0 | 0 | 6170730.3847 | 0 | 0 | 0 | 0 | 0 | 0 | 0 | 0 | 0 | 0 | 0 | 83051.4577 | 0 | 0 | 0 | 0 | 0 | 0 | 0 | 0 | 0 | 207559.3009 | 0 | 0 | 0 | 0 | 0 | 0 | 0 | 0
2016-01-15 22:00 | 0 | 0 | 0 | 0 | 284076.3952 | 419919.4462 | 464155 | 0 | 0 | 0 | 0 | 249154.3731 | 0 | 0 | 0 | 0 | 0 | 0 | 0 | 6327519.7683 | 0 | 0 | 0 | 0 | 0 | 0 | 0 | 0 | 0 | 0 | 0 | 83051.4577 | 0 | 0 | 0 | 0 | 0 | 0 | 0 | 0 | 0 | 156789.3837 | 0 | 0 | 0 | 0 | 0 | 0 | 0 | 0
2016-01-15 23:00 | 0 | 0 | 0 | 0 | 317475.8769 | 200082.0061 | 471864 | 0 | 0 | 0 | 0 | 166102.9154 | 0 | 0 | 0 | 0 | 0 | 0 | 0 | 6456265.109 | 0 | 0 | 0 | 0 | 0 | 0 | 0 | 0 | 0 | 0 | 0 | -83051.4577 | 0 | 0 | 0 | 0 | 0 | 0 | 0 | 0 | 0 | 128745.3407 | 0 | 0 | 0 | 0 | 0 | 0 | 0 | 0
2016-01-16 | 0 | 0 | 0 | 0 | 273287.2304 | 6116.0412 | 473518 | 0 | 0 | 0 | 0 | 249154.3731 | 0 | 0 | 0 | 0 | 0 | 0 | 0 | 6179098.9228 | 0 | 0 | 0 | 0 | 0 | 0 | 0 | 0 | 0 | 0 | 0 | 83051.4577 | 0 | 0 | 0 | 0 | 0 | 0 | 0 | 0 | 0 | -277166.1862 | 0 | 0 | 0 | 0 | 0 | 0 | 0 | 0
2016-01-16 01:00 | 0 | 0 | 0 | 0 | 333771.1533 | 0 | 469990 | 0 | 0 | 0 | 0 | 166102.9154 | 0 | 0 | 0 | 0 | 0 | 0 | 0 | 6125931.5338 | 0 | 0 | 0 | 0 | 0 | 0 | 0 | 0 | 0 | 0 | 0 | -83051.4577 | 0 | 0 | 0 | 0 | 0 | 0 | 0 | 0 | 0 | -53167.389 | 0 | 0 | 0 | 0 | 0 | 0 | 0 | 0
2016-01-16 02:00 | 0 | 0 | 0 | 0 | 267952.2715 | 0 | 462067 | 0 | 0 | 0 | 0 | 249154.3731 | 0 | 0 | 0 | 0 | 0 | 0 | 0 | 5848765.3477 | 0 | 0 | 0 | 0 | 0 | 0 | 0 | 0 | 0 | 0 | 0 | 83051.4577 | 0 | 0 | 0 | 0 | 0 | 0 | 0 | 0 | 0 | -277166.1862 | 0 | 0 | 0 | 0 | 0 | 0 | 0 | 0
2016-01-16 03:00 | 0 | 0 | 0 | 0 | 320272.9777 | 0 | 446898 | 0 | 0 | 0 | 0 | 166102.9154 | 0 | 0 | 0 | 0 | 0 | 0 | 0 | 5805191.7831 | 0 | 0 | 0 | 0 | 0 | 0 | 0 | 0 | 0 | 0 | 0 | -83051.4577 | 0 | 0 | 0 | 0 | 0 | 0 | 0 | 0 | 0 | -43573.5646 | 0 | 0 | 0 | 0 | 0 | 0 | 0 | 0
2016-01-16 04:00 | 0 | 0 | 0 | 0 | 234983.2715 | 0 | 429098 | 0 | 0 | 0 | 0 | 249154.3731 | 0 | 0 | 0 | 0 | 0 | 0 | 0 | 5528025.5969 | 0 | 0 | 0 | 0 | 0 | 0 | 0 | 0 | 0 | 0 | 0 | 83051.4577 | 0 | 0 | 0 | 0 | 0 | 0 | 0 | 0 | 0 | -277166.1862 | 0 | 0 | 0 | 0 | 0 | 0 | 0 | 0
2016-01-16 05:00 | 0 | 0 | 0 | 0 | 314106.6153 | 0 | 411200 | 0 | 0 | 0 | 0 | 166102.9154 | 0 | 0 | 0 | 0 | 0 | 0 | 0 | 5513983.67 | 0 | 0 | 0 | 0 | 0 | 0 | 0 | 0 | 0 | 0 | 0 | -83051.4577 | 0 | 0 | 0 | 0 | 0 | 0 | 0 | 0 | 0 | -14041.927 | 0 | 0 | 0 | 0 | 0 | 0 | 0 | 0
2016-01-16 06:00 | 0 | 0 | 0 | 0 | 312980.159 | 0 | 397507 | 0 | 0 | 0 | 0 | 249154.3731 | 0 | 0 | 0 | 0 | 0 | 0 | 0 | 5346405.3712 | 0 | 0 | 0 | 0 | 0 | 0 | 0 | 0 | 0 | 0 | 0 | 83051.4577 | 0 | 0 | 0 | 0 | 0 | 0 | 0 | 0 | 0 | -167578.2988 | 0 | 0 | 0 | 0 | 0 | 0 | 0 | 0
2016-01-16 07:00 | 0 | 0 | 0 | 0 | 314674.8181 | 0 | 388116 | 0 | 0 | 0 | 0 | 166102.9154 | 0 | 0 | 0 | 0 | 0 | 0 | 0 | 5356015.647 | 0 | 0 | 0 | 0 | 0 | 0 | 0 | 0 | 0 | 0 | 0 | -83051.4577 | 0 | 0 | 0 | 0 | 0 | 0 | 0 | 0 | 0 | 9610.2758 | 0 | 0 | 0 | 0 | 0 | 0 | 0 | 0
2016-01-16 08:00 | 0 | 0 | 0 | 0 | 106168.8138 | 0 | 383335 | 0 | 0 | 0 | 0 | 166102.9154 | 0 | 0 | 0 | 0 | 0 | 0 | 0 | 5078849.4608 | 0 | 0 | 0 | 0 | 0 | 0 | 0 | 0 | 0 | 0 | 0 | 0 | 0 | 0 | 0 | 0 | 0 | 0 | 0 | 0 | 0 | -277166.1862 | 0 | 0 | 0 | 0 | 0 | 0 | 0 | 0
2016-01-16 09:00 | 0 | 0 | 0 | 0 | 317653.484 | 0 | 382836 | 0 | 0 | 0 | 0 | 83051.4577 | 0 | 0 | 0 | 0 | 0 | 0 | 0 | 5096718.4026 | 0 | 0 | 0 | 0 | 0 | 0 | 0 | 0 | 0 | 0 | 0 | -83051.4577 | 0 | 0 | 0 | 0 | 0 | 0 | 0 | 0 | 0 | 17868.9417 | 0 | 0 | 0 | 0 | 0 | 0 | 0 | 0
2016-01-16 10:00 | 0 | 0 | 0 | 0 | 327741.4314 | 0 | 388193 | 0 | 0 | 0 | 0 | 166102.9154 | 0 | 0 | 0 | 0 | 0 | 0 | 0 | 4953215.3763 | 0 | 0 | 0 | 0 | 0 | 0 | 0 | 0 | 0 | 0 | 0 | 83051.4577 | 0 | 0 | 0 | 0 | 0 | 0 | 0 | 0 | 0 | -143503.0263 | 0 | 0 | 0 | 0 | 0 | 0 | 0 | 0
2016-01-16 11:00 | 0 | 0 | 0 | 0 | 343695.3504 | 0 | 398613 | 0 | 0 | 0 | 0 | 83051.4577 | 0 | 0 | 0 | 0 | 0 | 0 | 0 | 4981349.1843 | 0 | 0 | 0 | 0 | 0 | 0 | 0 | 0 | 0 | 0 | 0 | -83051.4577 | 0 | 0 | 0 | 0 | 0 | 0 | 0 | 0 | 0 | 28133.8081 | 0 | 0 | 0 | 0 | 0 | 0 | 0 | 0
2016-01-16 12:00 | 0 | 0 | 0 | 0 | 220842.2715 | 0 | 414957 | 0 | 0 | 0 | 0 | 166102.9154 | 0 | 0 | 0 | 0 | 0 | 0 | 0 | 4704182.9982 | 0 | 0 | 0 | 0 | 0 | 0 | 0 | 0 | 0 | 0 | 0 | 83051.4577 | 0 | 0 | 0 | 0 | 0 | 0 | 0 | 0 | 0 | -277166.1862 | 0 | 0 | 0 | 0 | 0 | 0 | 0 | 0
2016-01-16 13:00 | 0 | 0 | 0 | 0 | 347869.8825 | 0 | 431737 | 0 | 0 | 0 | 0 | 83051.4577 | 0 | 0 | 0 | 0 | 0 | 0 | 0 | 4703367.3384 | 0 | 0 | 0 | 0 | 0 | 0 | 0 | 0 | 0 | 0 | 0 | -83051.4577 | 0 | 0 | 0 | 0 | 0 | 0 | 0 | 0 | 0 | -815.6598 | 0 | 0 | 0 | 0 | 0 | 0 | 0 | 0
2016-01-16 14:00 | 0 | 0 | 0 | 0 | 314013.7475 | 59249.1829 | 445036 | 0 | 0 | 0 | 0 | 166102.9154 | 0 | 0 | 0 | 0 | 0 | 0 | 0 | 4548542.8111 | 0 | 0 | 0 | 0 | 0 | 0 | 0 | 0 | 0 | 0 | 0 | 83051.4577 | 0 | 0 | 0 | 0 | 0 | 0 | 0 | 0 | 0 | -154824.5273 | 0 | 0 | 0 | 0 | 0 | 0 | 0 | 0
2016-01-16 15:00 | 0 | 0 | 0 | 0 | 263797.2186 | 393938.1973 | 450767 | 0 | 0 | 0 | 0 | 83051.4577 | 0 | 0 | 0 | 0 | 0 | 0 | 0 | 4825708.9972 | 0 | 12853.6875 | 0 | 0 | 0 | 0 | 0 | 0 | 0 | 0 | 0 | -83051.4577 | 0 | 0 | 0 | 0 | 0 | 0 | 0 | 0 | 0 | 277166.1862 | 0 | 12853.6875 | 0 | 0 | 0 | 0 | 0 | 0
2016-01-16 16:00 | 0 | 0 | 0 | 0 | 0 | 498244.7981 | 449596 | 0 | 0 | 0 | 0 | 0 | 0 | 0 | 0 | 0 | 0 | 0 | 0 | 4970262.9405 | 0 | 0 | 0 | 0 | 0 | 0 | 0 | 0 | 0 | 0 | 0 | -83051.4577 | 0 | 0 | 0 | 0 | 0 | 0 | 0 | 0 | 0 | 144553.9433 | 0 | -12853.6875 | 0 | 0 | 0 | 0 | 0 | 0
2016-01-16 17:00 | 0 | 0 | 0 | 0 | 268121.8114 | 519019.1918 | 445176 | 0 | 0 | 0 | 0 | 83051.4577 | 0 | 0 | 0 | 0 | 0 | 0 | 0 | 5221422.6679 | 0 | 7753.8181 | 0 | 0 | 0 | 0 | 0 | 0 | 0 | 0 | 0 | 83051.4577 | 0 | 0 | 0 | 0 | 0 | 0 | 0 | 0 | 0 | 251159.7274 | 0 | 7753.8181 | 0 | 0 | 0 | 0 | 0 | 0
2016-01-16 18:00 | 0 | 0 | 0 | 0 | 286626.1341 | 506466.1743 | 438693 | 0 | 0 | 0 | 0 | 127511.4945 | 0 | 0 | 0 | 0 | 0 | 0 | 0 | 5498588.8541 | 0 | 40526.9035 | 0 | 0 | 0 | 0 | 0 | 0 | 0 | 0 | 0 | 44460.0368 | 0 | 0 | 0 | 0 | 0 | 0 | 0 | 0 | 0 | 277166.1862 | 0 | 32773.0854 | 0 | 0 | 0 | 0 | 0 | 0
2016-01-16 19:00 | 0 | 0 | 0 | 0 | 0 | 500466.2642 | 433491 | 0 | 0 | 0 | 0 | 44460.0368 | 0 | 0 | 0 | 0 | 0 | 0 | 0 | 5681388.6614 | 0 | 7753.8181 | 0 | 0 | 0 | 0 | 0 | 0 | 0 | 0 | 0 | -83051.4577 | 0 | 0 | 0 | 0 | 0 | 0 | 0 | 0 | 0 | 182799.8073 | 0 | -32773.0854 | 0 | 0 | 0 | 0 | 0 | 0
2016-01-16 20:00 | 0 | 0 | 0 | 0 | 280562.5925 | 502489.2333 | 430588 | 0 | 0 | 0 | 0 | 127511.4945 | 0 | 0 | 0 | 0 | 0 | 0 | 0 | 5958554.8475 | 0 | 0 | 0 | 0 | 0 | 0 | 0 | 0 | 0 | 0 | 0 | 83051.4577 | 0 | 0 | 0 | 0 | 0 | 0 | 0 | 0 | 0 | 277166.1862 | 0 | -7753.8181 | 0 | 0 | 0 | 0 | 0 | 0
2016-01-16 21:00 | 0 | 0 | 0 | 0 | 317421.2004 | 497573.1052 | 433541 | 0 | 0 | 0 | 0 | 210562.9523 | 0 | 0 | 0 | 0 | 0 | 0 | 0 | 6235721.0337 | 0 | 21235.6617 | 0 | 0 | 0 | 0 | 0 | 0 | 0 | 0 | 0 | 83051.4577 | 0 | 0 | 0 | 0 | 0 | 0 | 0 | 0 | 0 | 277166.1862 | 0 | 21235.6617 | 0 | 0 | 0 | 0 | 0 | 0
2016-01-16 22:00 | 0 | 0 | 0 | 0 | 303279.2212 | 413344.8391 | 444810 | 0 | 0 | 0 | 0 | 293614.41 | 0 | 0 | 0 | 0 | 0 | 0 | 0 | 6445719.298 | 0 | 0 | 0 | 0 | 0 | 0 | 0 | 0 | 0 | 0 | 0 | 83051.4577 | 0 | 0 | 0 | 0 | 0 | 0 | 0 | 0 | 0 | 209998.2643 | 0 | -21235.6617 | 0 | 0 | 0 | 0 | 0 | 0
2016-01-16 23:00 | 0 | 0 | 0 | 0 | 290759.1324 | 144285.7605 | 460141 | 0 | 0 | 0 | 0 | 210562.9523 | 0 | 0 | 0 | 0 | 0 | 0 | 0 | 6495920.8306 | 0 | 7753.8181 | 0 | 0 | 0 | 0 | 0 | 0 | 0 | 0 | 0 | -83051.4577 | 0 | 0 | 0 | 0 | 0 | 0 | 0 | 0 | 0 | 50201.5326 | 0 | 7753.8181 | 0 | 0 | 0 | 0 | 0 | 0
2016-01-17 | 0 | 0 | 0 | 0 | 287594.61 | 3869.8951 | 466002 | 0 | 0 | 0 | 0 | 280418.5581 | 0 | 0 | 0 | 0 | 0 | 0 | 0 | 6218754.6444 | 0 | 40526.9035 | 0 | 0 | 0 | 0 | 0 | 0 | 0 | 0 | 0 | 69855.6059 | 0 | 0 | 0 | 0 | 0 | 0 | 0 | 0 | 0 | -277166.1862 | 0 | 32773.0854 | 0 | 0 | 0 | 0 | 0 | 0
2016-01-17 01:00 | 0 | 0 | 0 | 0 | 289048.9032 | 0 | 466202 | 0 | 0 | 0 | 0 | 197367.1004 | 0 | 0 | 0 | 0 | 0 | 0 | 0 | 6157426.0908 | 0 | 7753.8181 | 0 | 0 | 0 | 0 | 0 | 0 | 0 | 0 | 0 | -83051.4577 | 0 | 0 | 0 | 0 | 0 | 0 | 0 | 0 | 0 | -61328.5537 | 0 | -32773.0854 | 0 | 0 | 0 | 0 | 0 | 0
2016-01-17 02:00 | 0 | 0 | 0 | 0 | 299689.3569 | 0 | 461031 | 0 | 0 | 0 | 0 | 280418.5581 | 0 | 0 | 0 | 0 | 0 | 0 | 0 | 5880259.9046 | 0 | 40526.9035 | 0 | 0 | 0 | 0 | 0 | 0 | 0 | 0 | 0 | 83051.4577 | 0 | 0 | 0 | 0 | 0 | 0 | 0 | 0 | 0 | -277166.1862 | 0 | 32773.0854 | 0 | 0 | 0 | 0 | 0 | 0
2016-01-17 03:00 | 0 | 0 | 0 | 0 | 321855.4999 | 0 | 449651 | 0 | 0 | 0 | 0 | 197367.1004 | 0 | 0 | 0 | 0 | 0 | 0 | 0 | 5868288.9475 | 0 | 7753.8181 | 0 | 0 | 0 | 0 | 0 | 0 | 0 | 0 | 0 | -83051.4577 | 0 | 0 | 0 | 0 | 0 | 0 | 0 | 0 | 0 | -11970.9571 | 0 | -32773.0854 | 0 | 0 | 0 | 0 | 0 | 0
2016-01-17 04:00 | 0 | 0 | 0 | 0 | 200792.2684 | 0 | 433925 | 0 | 0 | 0 | 0 | 249154.3731 | 0 | 0 | 0 | 0 | 0 | 0 | 0 | 5591122.7614 | 0 | 0 | 0 | 0 | 0 | 0 | 0 | 0 | 0 | 0 | 0 | 51787.2727 | 0 | 0 | 0 | 0 | 0 | 0 | 0 | 0 | 0 | -277166.1862 | 0 | -7753.8181 | 0 | 0 | 0 | 0 | 0 | 0
2016-01-17 05:00 | 0 | 0 | 0 | 0 | 378629.7115 | 0 | 420780 | 0 | 0 | 0 | 0 | 166102.9154 | 0 | 0 | 0 | 0 | 0 | 0 | 0 | 5632023.9305 | 0 | 0 | 0 | 0 | 0 | 0 | 0 | 0 | 0 | 0 | 0 | -83051.4577 | 0 | 0 | 0 | 0 | 0 | 0 | 0 | 0 | 0 | 40901.1692 | 0 | 0 | 0 | 0 | 0 | 0 | 0 | 0
2016-01-17 06:00 | 0 | 0 | 0 | 0 | 406423.22 | 0 | 409148 | 0 | 0 | 0 | 0 | 249154.3731 | 0 | 0 | 0 | 0 | 0 | 0 | 0 | 5546247.6928 | 0 | 0 | 0 | 0 | 0 | 0 | 0 | 0 | 0 | 0 | 0 | 83051.4577 | 0 | 0 | 0 | 0 | 0 | 0 | 0 | 0 | 0 | -85776.2377 | 0 | 0 | 0 | 0 | 0 | 0 | 0 | 0
2016-01-17 07:00 | 0 | 0 | 0 | 0 | 424085.3369 | 0 | 400726 | 0 | 0 | 0 | 0 | 166102.9154 | 0 | 0 | 0 | 0 | 0 | 0 | 0 | 5652658.4874 | 0 | 0 | 0 | 0 | 0 | 0 | 0 | 0 | 0 | 0 | 0 | -83051.4577 | 0 | 0 | 0 | 0 | 0 | 0 | 0 | 0 | 0 | 106410.7946 | 0 | 0 | 0 | 0 | 0 | 0 | 0 | 0
2016-01-17 08:00 | 0 | 0 | 0 | 0 | 428175.7589 | 0 | 397107 | 0 | 0 | 0 | 0 | 249154.3731 | 0 | 0 | 0 | 0 | 0 | 0 | 0 | 5600675.7886 | 0 | 0 | 0 | 0 | 0 | 0 | 0 | 0 | 0 | 0 | 0 | 83051.4577 | 0 | 0 | 0 | 0 | 0 | 0 | 0 | 0 | 0 | -51982.6988 | 0 | 0 | 0 | 0 | 0 | 0 | 0 | 0
2016-01-17 09:00 | 0 | 0 | 0 | 0 | 409930.6122 | 0 | 396995 | 0 | 0 | 0 | 0 | 166102.9154 | 0 | 0 | 0 | 0 | 0 | 0 | 0 | 5688909.0404 | 0 | 7753.8181 | 0 | 0 | 0 | 0 | 0 | 0 | 0 | 0 | 0 | -83051.4577 | 0 | 0 | 0 | 0 | 0 | 0 | 0 | 0 | 0 | 88233.2518 | 0 | 7753.8181 | 0 | 0 | 0 | 0 | 0 | 0
2016-01-17 10:00 | 0 | 0 | 0 | 0 | 380611.4477 | 0 | 401148 | 0 | 0 | 0 | 0 | 249154.3731 | 0 | 0 | 0 | 0 | 0 | 0 | 0 | 5552547.945 | 0 | 40526.9035 | 0 | 0 | 0 | 0 | 0 | 0 | 0 | 0 | 0 | 83051.4577 | 0 | 0 | 0 | 0 | 0 | 0 | 0 | 0 | 0 | -136361.0954 | 0 | 32773.0854 | 0 | 0 | 0 | 0 | 0 | 0
2016-01-17 11:00 | 0 | 0 | 0 | 0 | 356525.7095 | 0 | 411144 | 0 | 0 | 0 | 0 | 166102.9154 | 0 | 0 | 0 | 0 | 0 | 0 | 0 | 5613754.1975 | 0 | 7753.8181 | 0 | 0 | 0 | 0 | 0 | 0 | 0 | 0 | 0 | -83051.4577 | 0 | 0 | 0 | 0 | 0 | 0 | 0 | 0 | 0 | 61206.2526 | 0 | -32773.0854 | 0 | 0 | 0 | 0 | 0 | 0
2016-01-17 12:00 | 0 | 0 | 0 | 0 | 99148.4415 | 0 | 426593 | 0 | 0 | 0 | 0 | 83051.4577 | 0 | 0 | 0 | 0 | 0 | 0 | 0 | 5336588.0114 | 0 | 40526.9035 | 0 | 0 | 0 | 0 | 0 | 0 | 0 | 0 | 0 | -83051.4577 | 0 | 0 | 0 | 0 | 0 | 0 | 0 | 0 | 0 | -277166.1862 | 0 | 32773.0854 | 0 | 0 | 0 | 0 | 0 | 0
2016-01-17 13:00 | 0 | 0 | 0 | 0 | 325911.5445 | 3.8953 | 444517 | 0 | 0 | 0 | 0 | 0 | 0 | 0 | 0 | 0 | 0 | 0 | 0 | 5333810.9942 | 0 | 7753.8181 | 0 | 0 | 0 | 0 | 0 | 0 | 0 | 0 | 0 | -83051.4577 | 0 | 0 | 0 | 0 | 0 | 0 | 0 | 0 | 0 | -2777.0172 | 0 | -32773.0854 | 0 | 0 | 0 | 0 | 0 | 0
2016-01-17 14:00 | 0 | 0 | 0 | 0 | 284426.7499 | 51703.9777 | 458932 | 0 | 0 | 0 | 0 | 83051.4577 | 0 | 0 | 0 | 0 | 0 | 0 | 0 | 5135712.0822 | 0 | 0 | 0 | 0 | 0 | 0 | 0 | 0 | 0 | 0 | 0 | 83051.4577 | 0 | 0 | 0 | 0 | 0 | 0 | 0 | 0 | 0 | -198098.9121 | 0 | -7753.8181 | 0 | 0 | 0 | 0 | 0 | 0
2016-01-17 15:00 | 0 | 0 | 0 | 0 | 234971.7836 | 378513.5478 | 464245 | 0 | 0 | 0 | 0 | 0 | 0 | 0 | 0 | 0 | 0 | 0 | 0 | 5368003.8713 | 0 | 0 | 0 | 0 | 0 | 0 | 0 | 0 | 0 | 0 | 0 | -83051.4577 | 0 | 0 | 0 | 0 | 0 | 0 | 0 | 0 | 0 | 232291.7891 | 0 | 0 | 0 | 0 | 0 | 0 | 0 | 0
2016-01-17 16:00 | 0 | 0 | 0 | 0 | 227062.1086 | 534927.6909 | 462424 | 0 | 0 | 0 | 0 | 83051.4577 | 0 | 0 | 0 | 0 | 0 | 0 | 0 | 5584518.2131 | 0 | 0 | 0 | 0 | 0 | 0 | 0 | 0 | 0 | 0 | 0 | 83051.4577 | 0 | 0 | 0 | 0 | 0 | 0 | 0 | 0 | 0 | 216514.3418 | 0 | 0 | 0 | 0 | 0 | 0 | 0 | 0
2016-01-17 17:00 | 0 | 0 | 0 | 0 | 225946.4043 | 571691.547 | 459077 | 0 | 0 | 0 | 0 | 144446.2228 | 0 | 0 | 0 | 0 | 0 | 0 | 0 | 5861684.3992 | 0 | 0 | 0 | 0 | 0 | 0 | 0 | 0 | 0 | 0 | 0 | 61394.7651 | 0 | 0 | 0 | 0 | 0 | 0 | 0 | 0 | 0 | 277166.1862 | 0 | 0 | 0 | 0 | 0 | 0 | 0 | 0
2016-01-17 18:00 | 0 | 0 | 0 | 0 | 222525.9063 | 546406.6226 | 454097 | 0 | 0 | 0 | 0 | 227497.6805 | 0 | 0 | 0 | 0 | 0 | 0 | 0 | 6093468.4704 | 0 | 0 | 0 | 0 | 0 | 0 | 0 | 0 | 0 | 0 | 0 | 83051.4577 | 0 | 0 | 0 | 0 | 0 | 0 | 0 | 0 | 0 | 231784.0711 | 0 | 0 | 0 | 0 | 0 | 0 | 0 | 0
2016-01-17 19:00 | 0 | 0 | 0 | 0 | 220365.5908 | 538414.8712 | 448939 | 0 | 0 | 0 | 0 | 227399.8709 | 0 | 0 | 0 | 0 | 0 | 0 | 0 | 6370634.6566 | 0 | 32773.0854 | 0 | 0 | 0 | 0 | 0 | 0 | 0 | 0 | 0 | -97.8096 | 0 | 0 | 0 | 0 | 0 | 0 | 0 | 0 | 0 | 277166.1862 | 0 | 32773.0854 | 0 | 0 | 0 | 0 | 0 | 0
2016-01-17 20:00 | 0 | 0 | 0 | 0 | 129151.2189 | 557958.9999 | 445370 | 0 | 0 | 0 | 0 | 310451.3286 | 0 | 0 | 0 | 0 | 0 | 0 | 0 | 6562096.503 | 0 | 0 | 0 | 0 | 0 | 0 | 0 | 0 | 0 | 0 | 0 | 83051.4577 | 0 | 0 | 0 | 0 | 0 | 0 | 0 | 0 | 0 | 191461.8464 | 0 | -32773.0854 | 0 | 0 | 0 | 0 | 0 | 0
2016-01-17 21:00 | 0 | 0 | 0 | 0 | 205312.7972 | 577272.1569 | 448873 | 0 | 0 | 0 | 0 | 334224.0111 | 0 | 0 | 0 | 0 | 0 | 0 | 0 | 6839262.6892 | 0 | 32773.0854 | 0 | 0 | 0 | 0 | 0 | 0 | 0 | 0 | 0 | 23772.6825 | 0 | 0 | 0 | 0 | 0 | 0 | 0 | 0 | 0 | 277166.1862 | 0 | 32773.0854 | 0 | 0 | 0 | 0 | 0 | 0
2016-01-17 22:00 | 0 | 0 | 0 | 0 | 204392.9487 | 522317.8526 | 464088 | 0 | 0 | 0 | 0 | 376150.7058 | 0 | 0 | 0 | 0 | 0 | 0 | 0 | 7052204.9777 | 0 | 40526.9035 | 0 | 0 | 0 | 0 | 0 | 0 | 0 | 0 | 0 | 41926.6947 | 0 | 0 | 0 | 0 | 0 | 0 | 0 | 0 | 0 | 212942.2885 | 0 | 7753.8181 | 0 | 0 | 0 | 0 | 0 | 0
2016-01-17 23:00 | 0 | 0 | 0 | 0 | 239563.9931 | 182295.2621 | 485734 | 0 | 0 | 0 | 0 | 376150.7058 | 0 | 0 | 0 | 0 | 0 | 0 | 0 | 6988330.2328 | 0 | 40526.9035 | 0 | 0 | 0 | 0 | 0 | 0 | 0 | 0 | 0 | 0 | 0 | 0 | 0 | 0 | 0 | 0 | 0 | 0 | 0 | -63874.7448 | 0 | 0 | 0 | 0 | 0 | 0 | 0 | 0
2016-01-18 | 0 | 0 | 0 | 0 | 263176.3879 | 5287.6012 | 496055 | 0 | 0 | 0 | 0 | 376150.7058 | 0 | 0 | 0 | 0 | 0 | 0 | 0 | 6760739.2219 | 0 | 40526.9035 | 0 | 0 | 0 | 0 | 0 | 0 | 0 | 0 | 0 | 0 | 0 | 0 | 0 | 0 | 0 | 0 | 0 | 0 | 0 | -227591.0109 | 0 | 0 | 0 | 0 | 0 | 0 | 0 | 0
2016-01-18 01:00 | 0 | 0 | 0 | 0 | 263938.3719 | 0 | 499903 | 0 | 0 | 0 | 0 | 293099.2481 | 0 | 0 | 0 | 0 | 0 | 0 | 0 | 6607826.0515 | 0 | 40526.9035 | 0 | 0 | 0 | 0 | 0 | 0 | 0 | 0 | 0 | -83051.4577 | 0 | 0 | 0 | 0 | 0 | 0 | 0 | 0 | 0 | -152913.1704 | 0 | 0 | 0 | 0 | 0 | 0 | 0 | 0
2016-01-18 02:00 | 0 | 0 | 0 | 0 | 259538.9454 | 0 | 495273 | 0 | 0 | 0 | 0 | 334531.3797 | 0 | 0 | 0 | 0 | 0 | 0 | 0 | 6330659.8653 | 0 | 40526.9035 | 0 | 0 | 0 | 0 | 0 | 0 | 0 | 0 | 0 | 41432.1316 | 0 | 0 | 0 | 0 | 0 | 0 | 0 | 0 | 0 | -277166.1862 | 0 | 0 | 0 | 0 | 0 | 0 | 0 | 0
2016-01-18 03:00 | 0 | 0 | 0 | 0 | 250346.8482 | 0 | 485022 | 0 | 0 | 0 | 0 | 251479.922 | 0 | 0 | 0 | 0 | 0 | 0 | 0 | 6179036.1713 | 0 | 40526.9035 | 0 | 0 | 0 | 0 | 0 | 0 | 0 | 0 | 0 | -83051.4577 | 0 | 0 | 0 | 0 | 0 | 0 | 0 | 0 | 0 | -151623.6941 | 0 | 0 | 0 | 0 | 0 | 0 | 0 | 0
2016-01-18 04:00 | 0 | 0 | 0 | 0 | 240369.5632 | 0 | 469740 | 0 | 0 | 0 | 0 | 299275.6713 | 0 | 0 | 0 | 0 | 0 | 0 | 0 | 5901869.9851 | 0 | 40526.9035 | 0 | 0 | 0 | 0 | 0 | 0 | 0 | 0 | 0 | 47795.7494 | 0 | 0 | 0 | 0 | 0 | 0 | 0 | 0 | 0 | -277166.1862 | 0 | 0 | 0 | 0 | 0 | 0 | 0 | 0
2016-01-18 05:00 | 0 | 0 | 0 | 0 | 235002.5489 | 0 | 455921 | 0 | 0 | 0 | 0 | 216224.2136 | 0 | 0 | 0 | 0 | 0 | 0 | 0 | 5764002.9917 | 0 | 40526.9035 | 0 | 0 | 0 | 0 | 0 | 0 | 0 | 0 | 0 | -83051.4577 | 0 | 0 | 0 | 0 | 0 | 0 | 0 | 0 | 0 | -137866.9934 | 0 | 0 | 0 | 0 | 0 | 0 | 0 | 0
2016-01-18 06:00 | 0 | 0 | 0 | 0 | 231107.0919 | 0 | 448386 | 0 | 0 | 0 | 0 | 276111.4917 | 0 | 0 | 0 | 0 | 0 | 0 | 0 | 5486836.8055 | 0 | 40526.9035 | 0 | 0 | 0 | 0 | 0 | 0 | 0 | 0 | 0 | 59887.278 | 0 | 0 | 0 | 0 | 0 | 0 | 0 | 0 | 0 | -277166.1862 | 0 | 0 | 0 | 0 | 0 | 0 | 0 | 0
2016-01-18 07:00 | 0 | 0 | 0 | 0 | 225175.224 | 0 | 444095 | 0 | 0 | 0 | 0 | 334357.9019 | 0 | 0 | 0 | 0 | 0 | 0 | 0 | 5209670.6194 | 0 | 40526.9035 | 0 | 0 | 0 | 0 | 0 | 0 | 0 | 0 | 0 | 58246.4102 | 0 | 0 | 0 | 0 | 0 | 0 | 0 | 0 | 0 | -277166.1862 | 0 | 0 | 0 | 0 | 0 | 0 | 0 | 0
2016-01-18 08:00 | 0 | 0 | 0 | 0 | 219940.2623 | 0 | 444476 | 0 | 0 | 0 | 0 | 251306.4442 | 0 | 0 | 0 | 0 | 0 | 0 | 0 | 5068186.3393 | 0 | 40526.9035 | 0 | 0 | 0 | 0 | 0 | 0 | 0 | 0 | 0 | -83051.4577 | 0 | 0 | 0 | 0 | 0 | 0 | 0 | 0 | 0 | -141484.28 | 0 | 0 | 0 | 0 | 0 | 0 | 0 | 0
2016-01-18 09:00 | 0 | 0 | 0 | 0 | 211935.1045 | 0 | 451294 | 0 | 0 | 0 | 0 | 289113.7349 | 0 | 0 | 0 | 0 | 0 | 0 | 0 | 4791020.1532 | 0 | 40526.9035 | 0 | 0 | 0 | 0 | 0 | 0 | 0 | 0 | 0 | 37807.2907 | 0 | 0 | 0 | 0 | 0 | 0 | 0 | 0 | 0 | -277166.1862 | 0 | 0 | 0 | 0 | 0 | 0 | 0 | 0
2016-01-18 10:00 | 0 | 0 | 0 | 0 | 206773.5077 | 0 | 467139 | 0 | 0 | 0 | 0 | 305914.4287 | 0 | 0 | 0 | 0 | 0 | 0 | 0 | 4513853.967 | 0 | 40526.9035 | 0 | 0 | 0 | 0 | 0 | 0 | 0 | 0 | 0 | 16800.6938 | 0 | 0 | 0 | 0 | 0 | 0 | 0 | 0 | 0 | -277166.1862 | 0 | 0 | 0 | 0 | 0 | 0 | 0 | 0
2016-01-18 11:00 | 0 | 0 | 0 | 0 | 204259.4622 | 0 | 494557 | 0 | 0 | 0 | 0 | 222862.971 | 0 | 0 | 0 | 0 | 0 | 0 | 0 | 4306607.8869 | 0 | 40526.9035 | 0 | 0 | 0 | 0 | 0 | 0 | 0 | 0 | 0 | -83051.4577 | 0 | 0 | 0 | 0 | 0 | 0 | 0 | 0 | 0 | -207246.0801 | 0 | 0 | 0 | 0 | 0 | 0 | 0 | 0
2016-01-18 12:00 | 0 | 0 | 0 | 0 | 203570.0585 | 0 | 523689 | 0 | 0 | 0 | 0 | 139811.5133 | 0 | 0 | 0 | 0 | 0 | 0 | 0 | 4069540.4031 | 0 | 40526.9035 | 0 | 0 | 0 | 0 | 0 | 0 | 0 | 0 | 0 | -83051.4577 | 0 | 0 | 0 | 0 | 0 | 0 | 0 | 0 | 0 | -237067.4838 | 0 | 0 | 0 | 0 | 0 | 0 | 0 | 0
2016-01-18 13:00 | 0 | 0 | 0 | 0 | 206815.7556 | 5.2812 | 540845 | 0 | 0 | 0 | 0 | 82953.7362 | 0 | 0 | 0 | 0 | 0 | 0 | 0 | 3792374.2169 | 0 | 40526.9035 | 0 | 0 | 0 | 0 | 0 | 0 | 0 | 0 | 0 | -56857.7771 | 0 | 0 | 0 | 0 | 0 | 0 | 0 | 0 | 0 | -277166.1862 | 0 | 0 | 0 | 0 | 0 | 0 | 0 | 0
2016-01-18 14:00 | 0 | 0 | 0 | 0 | 193050.3422 | 78504.677 | 544986 | 0 | 0 | 0 | 0 | 86688.9415 | 0 | 0 | 0 | 0 | 0 | 0 | 0 | 3515208.0308 | 0 | 40526.9035 | 0 | 0 | 0 | 0 | 0 | 0 | 0 | 0 | 0 | 3735.2053 | 0 | 0 | 0 | 0 | 0 | 0 | 0 | 0 | 0 | -277166.1862 | 0 | 0 | 0 | 0 | 0 | 0 | 0 | 0
2016-01-18 15:00 | 0 | 0 | 0 | 0 | 152346.4817 | 348401.8655 | 543295 | 0 | 0 | 0 | 0 | 169740.3992 | 0 | 0 | 0 | 0 | 0 | 0 | 0 | 3389609.9203 | 0 | 40526.9035 | 0 | 0 | 0 | 0 | 0 | 0 | 0 | 0 | 0 | 83051.4577 | 0 | 0 | 0 | 0 | 0 | 0 | 0 | 0 | 0 | -125598.1105 | 0 | 0 | 0 | 0 | 0 | 0 | 0 | 0
2016-01-18 16:00 | 0 | 0 | 0 | 0 | 135998.1281 | 463492.3974 | 536682 | 0 | 0 | 0 | 0 | 252791.8569 | 0 | 0 | 0 | 0 | 0 | 0 | 0 | 3369366.9881 | 0 | 40526.9035 | 0 | 0 | 0 | 0 | 0 | 0 | 0 | 0 | 0 | 83051.4577 | 0 | 0 | 0 | 0 | 0 | 0 | 0 | 0 | 0 | -20242.9322 | 0 | 0 | 0 | 0 | 0 | 0 | 0 | 0
2016-01-18 17:00 | 0 | 0 | 0 | 0 | 139248.7484 | 501233.5723 | 527471 | 0 | 0 | 0 | 0 | 169740.3992 | 0 | 0 | 0 | 0 | 0 | 0 | 0 | 3565429.7665 | 0 | 40526.9035 | 0 | 0 | 0 | 0 | 0 | 0 | 0 | 0 | 0 | -83051.4577 | 0 | 0 | 0 | 0 | 0 | 0 | 0 | 0 | 0 | 196062.7785 | 0 | 0 | 0 | 0 | 0 | 0 | 0 | 0
2016-01-18 18:00 | 0 | 0 | 0 | 0 | 154584.3655 | 503321.599 | 517624 | 0 | 0 | 0 | 0 | 252791.8569 | 0 | 0 | 0 | 0 | 0 | 0 | 0 | 3622660.2733 | 0 | 40526.9035 | 0 | 0 | 0 | 0 | 0 | 0 | 0 | 0 | 0 | 83051.4577 | 0 | 0 | 0 | 0 | 0 | 0 | 0 | 0 | 0 | 57230.5068 | 0 | 0 | 0 | 0 | 0 | 0 | 0 | 0
2016-01-18 19:00 | 0 | 0 | 0 | 0 | 170524.6324 | 501466.6545 | 509646 | 0 | 0 | 0 | 0 | 169740.3992 | 0 | 0 | 0 | 0 | 0 | 0 | 0 | 3868057.018 | 0 | 40526.9035 | 0 | 0 | 0 | 0 | 0 | 0 | 0 | 0 | 0 | -83051.4577 | 0 | 0 | 0 | 0 | 0 | 0 | 0 | 0 | 0 | 245396.7446 | 0 | 0 | 0 | 0 | 0 | 0 | 0 | 0
2016-01-18 20:00 | 0 | 0 | 0 | 0 | 178966.0331 | 506975.7202 | 504548 | 0 | 0 | 0 | 0 | 252791.8569 | 0 | 0 | 0 | 0 | 0 | 0 | 0 | 3966399.3136 | 0 | 40526.9035 | 0 | 0 | 0 | 0 | 0 | 0 | 0 | 0 | 0 | 83051.4577 | 0 | 0 | 0 | 0 | 0 | 0 | 0 | 0 | 0 | 98342.2956 | 0 | 0 | 0 | 0 | 0 | 0 | 0 | 0
2016-01-18 21:00 | 0 | 0 | 0 | 0 | 188494.7122 | 498293.6331 | 507574 | 0 | 0 | 0 | 0 | 335843.3146 | 0 | 0 | 0 | 0 | 0 | 0 | 0 | 4062562.2012 | 0 | 40526.9035 | 0 | 0 | 0 | 0 | 0 | 0 | 0 | 0 | 0 | 83051.4577 | 0 | 0 | 0 | 0 | 0 | 0 | 0 | 0 | 0 | 96162.8876 | 0 | 0 | 0 | 0 | 0 | 0 | 0 | 0
2016-01-18 22:00 | 0 | 0 | 0 | 0 | 223714.6865 | 413109.8859 | 526254 | 0 | 0 | 0 | 0 | 252791.8569 | 0 | 0 | 0 | 0 | 0 | 0 | 0 | 4256184.2314 | 0 | 40526.9035 | 0 | 0 | 0 | 0 | 0 | 0 | 0 | 0 | 0 | -83051.4577 | 0 | 0 | 0 | 0 | 0 | 0 | 0 | 0 | 0 | 193622.0301 | 0 | 0 | 0 | 0 | 0 | 0 | 0 | 0
2016-01-18 23:00 | 0 | 0 | 0 | 0 | 327266.0714 | 175191.8195 | 549477 | 0 | 0 | 0 | 0 | 335843.3146 | 0 | 0 | 0 | 0 | 0 | 0 | 0 | 4126113.6646 | 0 | 40526.9035 | 0 | 0 | 0 | 0 | 0 | 0 | 0 | 0 | 0 | 83051.4577 | 0 | 0 | 0 | 0 | 0 | 0 | 0 | 0 | 0 | -130070.5668 | 0 | 0 | 0 | 0 | 0 | 0 | 0 | 0
2016-01-19 | 0 | 0 | 0 | 0 | 381925.21 | 5344.2719 | 562369 | 0 | 0 | 0 | 0 | 252791.8569 | 0 | 0 | 0 | 0 | 0 | 0 | 0 | 4034065.6042 | 0 | 40526.9035 | 0 | 0 | 0 | 0 | 0 | 0 | 0 | 0 | 0 | -83051.4577 | 0 | 0 | 0 | 0 | 0 | 0 | 0 | 0 | 0 | -92048.0604 | 0 | 0 | 0 | 0 | 0 | 0 | 0 | 0
2016-01-19 01:00 | 0 | 0 | 0 | 0 | 400299.5287 | 0 | 563958 | 0 | 0 | 0 | 0 | 335843.3146 | 0 | 0 | 0 | 0 | 0 | 0 | 0 | 3787355.6752 | 0 | 40526.9035 | 0 | 0 | 0 | 0 | 0 | 0 | 0 | 0 | 0 | 83051.4577 | 0 | 0 | 0 | 0 | 0 | 0 | 0 | 0 | 0 | -246709.929 | 0 | 0 | 0 | 0 | 0 | 0 | 0 | 0
2016-01-19 02:00 | 0 | 0 | 0 | 0 | 385187.0454 | 0 | 556327 | 0 | 0 | 0 | 0 | 252791.8569 | 0 | 0 | 0 | 0 | 0 | 0 | 0 | 3699267.1782 | 0 | 40526.9035 | 0 | 0 | 0 | 0 | 0 | 0 | 0 | 0 | 0 | -83051.4577 | 0 | 0 | 0 | 0 | 0 | 0 | 0 | 0 | 0 | -88088.4969 | 0 | 0 | 0 | 0 | 0 | 0 | 0 | 0
2016-01-19 03:00 | 0 | 0 | 0 | 0 | 367025.576 | 0 | 538055 | 0 | 0 | 0 | 0 | 335843.3146 | 0 | 0 | 0 | 0 | 0 | 0 | 0 | 3445186.2965 | 0 | 40526.9035 | 0 | 0 | 0 | 0 | 0 | 0 | 0 | 0 | 0 | 83051.4577 | 0 | 0 | 0 | 0 | 0 | 0 | 0 | 0 | 0 | -254080.8817 | 0 | 0 | 0 | 0 | 0 | 0 | 0 | 0
2016-01-19 04:00 | 0 | 0 | 0 | 0 | 355988.9774 | 0 | 516738 | 0 | 0 | 0 | 0 | 252791.8569 | 0 | 0 | 0 | 0 | 0 | 0 | 0 | 3367488.7316 | 0 | 40526.9035 | 0 | 0 | 0 | 0 | 0 | 0 | 0 | 0 | 0 | -83051.4577 | 0 | 0 | 0 | 0 | 0 | 0 | 0 | 0 | 0 | -77697.5649 | 0 | 0 | 0 | 0 | 0 | 0 | 0 | 0
2016-01-19 05:00 | 0 | 0 | 0 | 0 | 350060.9053 | 0 | 501292 | 0 | 0 | 0 | 0 | 169740.3992 | 0 | 0 | 0 | 0 | 0 | 0 | 0 | 3299309.0946 | 0 | 40526.9035 | 0 | 0 | 0 | 0 | 0 | 0 | 0 | 0 | 0 | -83051.4577 | 0 | 0 | 0 | 0 | 0 | 0 | 0 | 0 | 0 | -68179.637 | 0 | 0 | 0 | 0 | 0 | 0 | 0 | 0
2016-01-19 06:00 | 0 | 0 | 0 | 0 | 346003.9774 | 0 | 488827 | 0 | 0 | 0 | 0 | 252791.8569 | 0 | 0 | 0 | 0 | 0 | 0 | 0 | 3073434.6143 | 0 | 40526.9035 | 0 | 0 | 0 | 0 | 0 | 0 | 0 | 0 | 0 | 83051.4577 | 0 | 0 | 0 | 0 | 0 | 0 | 0 | 0 | 0 | -225874.4803 | 0 | 0 | 0 | 0 | 0 | 0 | 0 | 0
2016-01-19 07:00 | 0 | 0 | 0 | 0 | 343780.2211 | 0 | 482783 | 0 | 0 | 0 | 0 | 335843.3146 | 0 | 0 | 0 | 0 | 0 | 0 | 0 | 2851380.3777 | 0 | 40526.9035 | 0 | 0 | 0 | 0 | 0 | 0 | 0 | 0 | 0 | 83051.4577 | 0 | 0 | 0 | 0 | 0 | 0 | 0 | 0 | 0 | -222054.2367 | 0 | 0 | 0 | 0 | 0 | 0 | 0 | 0
2016-01-19 08:00 | 0 | 0 | 0 | 0 | 339492.4639 | 0 | 481076 | 0 | 0 | 0 | 0 | 252791.8569 | 0 | 0 | 0 | 0 | 0 | 0 | 0 | 2792848.2992 | 0 | 40526.9035 | 0 | 0 | 0 | 0 | 0 | 0 | 0 | 0 | 0 | -83051.4577 | 0 | 0 | 0 | 0 | 0 | 0 | 0 | 0 | 0 | -58532.0784 | 0 | 0 | 0 | 0 | 0 | 0 | 0 | 0
2016-01-19 09:00 | 0 | 0 | 0 | 0 | 333702.3136 | 0 | 486092 | 0 | 0 | 0 | 0 | 335843.3146 | 0 | 0 | 0 | 0 | 0 | 0 | 0 | 2557407.1551 | 0 | 40526.9035 | 0 | 0 | 0 | 0 | 0 | 0 | 0 | 0 | 0 | 83051.4577 | 0 | 0 | 0 | 0 | 0 | 0 | 0 | 0 | 0 | -235441.1441 | 0 | 0 | 0 | 0 | 0 | 0 | 0 | 0
2016-01-19 10:00 | 0 | 0 | 0 | 0 | 329677.5899 | 0 | 502163 | 0 | 0 | 0 | 0 | 252791.8569 | 0 | 0 | 0 | 0 | 0 | 0 | 0 | 2467973.2027 | 0 | 40526.9035 | 0 | 0 | 0 | 0 | 0 | 0 | 0 | 0 | 0 | -83051.4577 | 0 | 0 | 0 | 0 | 0 | 0 | 0 | 0 | 0 | -89433.9524 | 0 | 0 | 0 | 0 | 0 | 0 | 0 | 0
2016-01-19 11:00 | 0 | 0 | 0 | 0 | 326557.4218 | 0 | 535457 | 0 | 0 | 0 | 0 | 169740.3992 | 0 | 0 | 0 | 0 | 0 | 0 | 0 | 2342125.0822 | 0 | 40526.9035 | 0 | 0 | 0 | 0 | 0 | 0 | 0 | 0 | 0 | -83051.4577 | 0 | 0 | 0 | 0 | 0 | 0 | 0 | 0 | 0 | -125848.1205 | 0 | 0 | 0 | 0 | 0 | 0 | 0 | 0
2016-01-19 12:00 | 0 | 0 | 0 | 0 | 327705.0452 | 0 | 566299 | 0 | 0 | 0 | 0 | 208312.6305 | 0 | 0 | 0 | 0 | 0 | 0 | 0 | 2064958.8961 | 0 | 40526.9035 | 0 | 0 | 0 | 0 | 0 | 0 | 0 | 0 | 0 | 38572.2313 | 0 | 0 | 0 | 0 | 0 | 0 | 0 | 0 | 0 | -277166.1862 | 0 | 0 | 0 | 0 | 0 | 0 | 0 | 0
2016-01-19 13:00 | 0 | 0 | 0 | 0 | 333821.6747 | 0 | 573164 | 0 | 0 | 0 | 0 | 125261.1728 | 0 | 0 | 0 | 0 | 0 | 0 | 0 | 1908668.0285 | 0 | 40526.9035 | 0 | 0 | 0 | 0 | 0 | 0 | 0 | 0 | 0 | -83051.4577 | 0 | 0 | 0 | 0 | 0 | 0 | 0 | 0 | 0 | -156290.8676 | 0 | 0 | 0 | 0 | 0 | 0 | 0 | 0
2016-01-19 14:00 | 0 | 0 | 0 | 0 | 317668.5642 | 54862.9813 | 566429 | 0 | 0 | 0 | 0 | 208312.6305 | 0 | 0 | 0 | 0 | 0 | 0 | 0 | 1631719.1162 | 0 | 40526.9035 | 0 | 0 | 0 | 0 | 0 | 0 | 0 | 0 | 0 | 83051.4577 | 0 | 0 | 0 | 0 | 0 | 0 | 0 | 0 | 0 | -276948.9122 | 0 | 0 | 0 | 0 | 0 | 0 | 0 | 0
2016-01-19 15:00 | 0 | 0 | 0 | 0 | 257623.837 | 351733.7917 | 557716 | 0 | 0 | 0 | 0 | 125261.1728 | 0 | 0 | 0 | 0 | 0 | 0 | 0 | 1766412.2026 | 0 | 40526.9035 | 0 | 0 | 0 | 0 | 0 | 0 | 0 | 0 | 0 | -83051.4577 | 0 | 0 | 0 | 0 | 0 | 0 | 0 | 0 | 0 | 134693.0864 | 0 | 0 | 0 | 0 | 0 | 0 | 0 | 0
2016-01-19 16:00 | 0 | 0 | 0 | 0 | 256434.7494 | 464305.9451 | 545130 | 0 | 0 | 0 | 0 | 208312.6305 | 0 | 0 | 0 | 0 | 0 | 0 | 0 | 1858971.4394 | 0 | 40526.9035 | 0 | 0 | 0 | 0 | 0 | 0 | 0 | 0 | 0 | 83051.4577 | 0 | 0 | 0 | 0 | 0 | 0 | 0 | 0 | 0 | 92559.2368 | 0 | 0 | 0 | 0 | 0 | 0 | 0 | 0
2016-01-19 17:00 | 0 | 0 | 0 | 0 | 261867.3963 | 480430.3168 | 531980 | 0 | 0 | 0 | 0 | 141464.1574 | 0 | 0 | 0 | 0 | 0 | 0 | 0 | 2136137.6255 | 0 | 40526.9035 | 0 | 0 | 0 | 0 | 0 | 0 | 0 | 0 | 0 | -66848.4732 | 0 | 0 | 0 | 0 | 0 | 0 | 0 | 0 | 0 | 277166.1862 | 0 | 0 | 0 | 0 | 0 | 0 | 0 | 0
2016-01-19 18:00 | 0 | 0 | 0 | 0 | 250514.8184 | 475316.8424 | 520957 | 0 | 0 | 0 | 0 | 224515.6151 | 0 | 0 | 0 | 0 | 0 | 0 | 0 | 2257960.8286 | 0 | 40526.9035 | 0 | 0 | 0 | 0 | 0 | 0 | 0 | 0 | 0 | 83051.4577 | 0 | 0 | 0 | 0 | 0 | 0 | 0 | 0 | 0 | 121823.2031 | 0 | 0 | 0 | 0 | 0 | 0 | 0 | 0
2016-01-19 19:00 | 0 | 0 | 0 | 0 | 243144.2738 | 476642.3466 | 512504 | 0 | 0 | 0 | 0 | 307567.0728 | 0 | 0 | 0 | 0 | 0 | 0 | 0 | 2382191.9913 | 0 | 40526.9035 | 0 | 0 | 0 | 0 | 0 | 0 | 0 | 0 | 0 | 83051.4577 | 0 | 0 | 0 | 0 | 0 | 0 | 0 | 0 | 0 | 124231.1627 | 0 | 0 | 0 | 0 | 0 | 0 | 0 | 0
2016-01-19 20:00 | 0 | 0 | 0 | 0 | 233257.4447 | 487543.9554 | 508038 | 0 | 0 | 0 | 0 | 243164.2867 | 0 | 0 | 0 | 0 | 0 | 0 | 0 | 2659358.1775 | 0 | 40526.9035 | 0 | 0 | 0 | 0 | 0 | 0 | 0 | 0 | 0 | -64402.7861 | 0 | 0 | 0 | 0 | 0 | 0 | 0 | 0 | 0 | 277166.1862 | 0 | 0 | 0 | 0 | 0 | 0 | 0 | 0
2016-01-19 21:00 | 0 | 0 | 0 | 0 | 213939.0996 | 485524.5488 | 511350 | 0 | 0 | 0 | 0 | 326215.7444 | 0 | 0 | 0 | 0 | 0 | 0 | 0 | 2764420.3682 | 0 | 40526.9035 | 0 | 0 | 0 | 0 | 0 | 0 | 0 | 0 | 0 | 83051.4577 | 0 | 0 | 0 | 0 | 0 | 0 | 0 | 0 | 0 | 105062.1907 | 0 | 0 | 0 | 0 | 0 | 0 | 0 | 0
2016-01-19 22:00 | 0 | 0 | 0 | 0 | 203972.4266 | 393078.0416 | 528590 | 0 | 0 | 0 | 0 | 243164.2867 | 0 | 0 | 0 | 0 | 0 | 0 | 0 | 2915932.2941 | 0 | 40526.9035 | 0 | 0 | 0 | 0 | 0 | 0 | 0 | 0 | 0 | -83051.4577 | 0 | 0 | 0 | 0 | 0 | 0 | 0 | 0 | 0 | 151511.926 | 0 | 0 | 0 | 0 | 0 | 0 | 0 | 0
2016-01-19 23:00 | 0 | 0 | 0 | 0 | 252956.0488 | 130525.4866 | 550838 | 0 | 0 | 0 | 0 | 326215.7444 | 0 | 0 | 0 | 0 | 0 | 0 | 0 | 2665524.3719 | 0 | 40526.9035 | 0 | 0 | 0 | 0 | 0 | 0 | 0 | 0 | 0 | 83051.4577 | 0 | 0 | 0 | 0 | 0 | 0 | 0 | 0 | 0 | -250407.9223 | 0 | 0 | 0 | 0 | 0 | 0 | 0 | 0
2016-01-20 | 0 | 0 | 0 | 0 | 304486.3371 | 4381.3089 | 561888 | 0 | 0 | 0 | 0 | 243164.2867 | 0 | 0 | 0 | 0 | 0 | 0 | 0 | 2495555.4756 | 0 | 40526.9035 | 0 | 0 | 0 | 0 | 0 | 0 | 0 | 0 | 0 | -83051.4577 | 0 | 0 | 0 | 0 | 0 | 0 | 0 | 0 | 0 | -169968.8963 | 0 | 0 | 0 | 0 | 0 | 0 | 0 | 0
2016-01-20 01:00 | 0 | 0 | 0 | 0 | 345219.3423 | 0 | 561943 | 0 | 0 | 0 | 0 | 303606.8152 | 0 | 0 | 0 | 0 | 0 | 0 | 0 | 2218389.2894 | 0 | 40526.9035 | 0 | 0 | 0 | 0 | 0 | 0 | 0 | 0 | 0 | 60442.5285 | 0 | 0 | 0 | 0 | 0 | 0 | 0 | 0 | 0 | -277166.1862 | 0 | 0 | 0 | 0 | 0 | 0 | 0 | 0
2016-01-20 02:00 | 0 | 0 | 0 | 0 | 379738.3395 | 0 | 552117 | 0 | 0 | 0 | 0 | 220555.3575 | 0 | 0 | 0 | 0 | 0 | 0 | 0 | 2129062.0866 | 0 | 40526.9035 | 0 | 0 | 0 | 0 | 0 | 0 | 0 | 0 | 0 | -83051.4577 | 0 | 0 | 0 | 0 | 0 | 0 | 0 | 0 | 0 | -89327.2028 | 0 | 0 | 0 | 0 | 0 | 0 | 0 | 0
2016-01-20 03:00 | 0 | 0 | 0 | 0 | 385291.7775 | 0 | 532519 | 0 | 0 | 0 | 0 | 303606.8152 | 0 | 0 | 0 | 0 | 0 | 0 | 0 | 1898783.4064 | 0 | 40526.9035 | 0 | 0 | 0 | 0 | 0 | 0 | 0 | 0 | 0 | 83051.4577 | 0 | 0 | 0 | 0 | 0 | 0 | 0 | 0 | 0 | -230278.6802 | 0 | 0 | 0 | 0 | 0 | 0 | 0 | 0
2016-01-20 04:00 | 0 | 0 | 0 | 0 | 373075.0346 | 0 | 508121 | 0 | 0 | 0 | 0 | 220555.3575 | 0 | 0 | 0 | 0 | 0 | 0 | 0 | 1846788.8987 | 0 | 40526.9035 | 0 | 0 | 0 | 0 | 0 | 0 | 0 | 0 | 0 | -83051.4577 | 0 | 0 | 0 | 0 | 0 | 0 | 0 | 0 | 0 | -51994.5077 | 0 | 0 | 0 | 0 | 0 | 0 | 0 | 0
2016-01-20 05:00 | 0 | 0 | 0 | 0 | 353186.4102 | 0 | 489033 | 0 | 0 | 0 | 0 | 303606.8152 | 0 | 0 | 0 | 0 | 0 | 0 | 0 | 1627890.8512 | 0 | 40526.9035 | 0 | 0 | 0 | 0 | 0 | 0 | 0 | 0 | 0 | 83051.4577 | 0 | 0 | 0 | 0 | 0 | 0 | 0 | 0 | 0 | -218898.0475 | 0 | 0 | 0 | 0 | 0 | 0 | 0 | 0
2016-01-20 06:00 | 0 | 0 | 0 | 0 | 336162.6914 | 0 | 477201 | 0 | 0 | 0 | 0 | 220555.3575 | 0 | 0 | 0 | 0 | 0 | 0 | 0 | 1569904.0003 | 0 | 40526.9035 | 0 | 0 | 0 | 0 | 0 | 0 | 0 | 0 | 0 | -83051.4577 | 0 | 0 | 0 | 0 | 0 | 0 | 0 | 0 | 0 | -57986.8509 | 0 | 0 | 0 | 0 | 0 | 0 | 0 | 0
2016-01-20 07:00 | 0 | 0 | 0 | 0 | 326197.0455 | 0 | 469244 | 0 | 0 | 0 | 0 | 303606.8152 | 0 | 0 | 0 | 0 | 0 | 0 | 0 | 1343805.5882 | 0 | 40526.9035 | 0 | 0 | 0 | 0 | 0 | 0 | 0 | 0 | 0 | 83051.4577 | 0 | 0 | 0 | 0 | 0 | 0 | 0 | 0 | 0 | -226098.4122 | 0 | 0 | 0 | 0 | 0 | 0 | 0 | 0
2016-01-20 08:00 | 0 | 0 | 0 | 0 | 316782.321 | 0 | 465073 | 0 | 0 | 0 | 0 | 220555.3575 | 0 | 0 | 0 | 0 | 0 | 0 | 0 | 1278566.3669 | 0 | 40526.9035 | 0 | 0 | 0 | 0 | 0 | 0 | 0 | 0 | 0 | -83051.4577 | 0 | 0 | 0 | 0 | 0 | 0 | 0 | 0 | 0 | -65239.2213 | 0 | 0 | 0 | 0 | 0 | 0 | 0 | 0
2016-01-20 09:00 | 0 | 0 | 0 | 0 | 302287.6245 | 0 | 467668 | 0 | 0 | 0 | 0 | 303606.8152 | 0 | 0 | 0 | 0 | 0 | 0 | 0 | 1030134.5337 | 0 | 40526.9035 | 0 | 0 | 0 | 0 | 0 | 0 | 0 | 0 | 0 | 83051.4577 | 0 | 0 | 0 | 0 | 0 | 0 | 0 | 0 | 0 | -248431.8332 | 0 | 0 | 0 | 0 | 0 | 0 | 0 | 0
2016-01-20 10:00 | 0 | 0 | 0 | 0 | 287212.945 | 0 | 480665 | 0 | 0 | 0 | 0 | 220555.3575 | 0 | 0 | 0 | 0 | 0 | 0 | 0 | 919733.9364 | 0 | 40526.9035 | 0 | 0 | 0 | 0 | 0 | 0 | 0 | 0 | 0 | -83051.4577 | 0 | 0 | 0 | 0 | 0 | 0 | 0 | 0 | 0 | -110400.5973 | 0 | 0 | 0 | 0 | 0 | 0 | 0 | 0
2016-01-20 11:00 | 0 | 0 | 0 | 0 | 272048.4734 | 0 | 511178 | 0 | 0 | 0 | 0 | 137503.8998 | 0 | 0 | 0 | 0 | 0 | 0 | 0 | 763655.8674 | 0 | 40526.9035 | 0 | 0 | 0 | 0 | 0 | 0 | 0 | 0 | 0 | -83051.4577 | 0 | 0 | 0 | 0 | 0 | 0 | 0 | 0 | 0 | -156078.0689 | 0 | 0 | 0 | 0 | 0 | 0 | 0 | 0
2016-01-20 12:00 | 0 | 0 | 0 | 0 | 258917.5494 | 0 | 538547 | 0 | 0 | 0 | 0 | 135040.6354 | 0 | 0 | 0 | 0 | 0 | 0 | 0 | 486489.6813 | 0 | 40526.9035 | 0 | 0 | 0 | 0 | 0 | 0 | 0 | 0 | 0 | -2463.2644 | 0 | 0 | 0 | 0 | 0 | 0 | 0 | 0 | 0 | -277166.1862 | 0 | 0 | 0 | 0 | 0 | 0 | 0 | 0
2016-01-20 13:00 | 0 | 0 | 0 | 0 | 255223.6736 | 11.4444 | 545720 | 0 | 0 | 0 | 0 | 51989.1777 | 0 | 0 | 0 | 0 | 0 | 0 | 0 | 279056.2569 | 0 | 40526.9035 | 0 | 0 | 0 | 0 | 0 | 0 | 0 | 0 | 0 | -83051.4577 | 0 | 0 | 0 | 0 | 0 | 0 | 0 | 0 | 0 | -207433.4243 | 0 | 0 | 0 | 0 | 0 | 0 | 0 | 0
2016-01-20 14:00 | 0 | 0 | 0 | 0 | 235884.779 | 35459.4546 | 541525 | 0 | 0 | 0 | 0 | 0 | 0 | 0 | 0 | 0 | 0 | 0 | 0 | 60864.6683 | 0 | 40526.9035 | 0 | 0 | 0 | 0 | 0 | 0 | 0 | 0 | 0 | -51989.1777 | 0 | 0 | 0 | 0 | 0 | 0 | 0 | 0 | 0 | -218191.5887 | 0 | 0 | 0 | 0 | 0 | 0 | 0 | 0
2016-01-20 15:00 | 0 | 0 | 0 | 0 | 193801.0425 | 333051.614 | 535783 | 0 | 0 | 0 | 0 | 56580.8254 | 0 | 0 | 0 | 0 | 0 | 0 | 0 | 0 | 0 | 35880.4028 | 0 | 0 | 0 | 0 | 0 | 0 | 0 | 0 | 0 | 56580.8254 | 0 | 0 | 0 | 0 | 0 | 0 | 0 | 0 | 0 | -60864.6683 | 0 | -4646.5007 | 0 | 0 | 0 | 0 | 0 | 0
2016-01-20 16:00 | 0 | 0 | 0 | 0 | 195100.8272 | 495230.8179 | 524933 | 0 | 0 | 0 | 0 | 0 | 0 | 0 | 0 | 0 | 0 | 0 | 0 | 254752.556 | 0 | 3107.3174 | 0 | 0 | 0 | 0 | 0 | 0 | 0 | 0 | 0 | -56580.8254 | 0 | 0 | 0 | 0 | 0 | 0 | 0 | 0 | 0 | 254752.556 | 0 | -32773.0854 | 0 | 0 | 0 | 0 | 0 | 0
2016-01-20 17:00 | 0 | 0 | 0 | 0 | 231564.2148 | 555817.654 | 513323 | 0 | 0 | 0 | 0 | 0 | 0 | 0 | 0 | 0 | 0 | 0 | 0 | 531918.7421 | 0 | 0 | 0 | 0 | 0 | 0 | 0 | 0 | 0 | 0 | 0 | 0 | 0 | 0 | 0 | 0 | 0 | 0 | 0 | 0 | 0 | 277166.1862 | 0 | -3107.3174 | 0 | 0 | 0 | 0 | 0 | 0
2016-01-20 18:00 | 0 | 0 | 0 | 0 | 268640.2213 | 557316.8398 | 504846 | 0 | 0 | 0 | 0 | 43944.875 | 0 | 0 | 0 | 0 | 0 | 0 | 0 | 809084.9283 | 0 | 0 | 0 | 0 | 0 | 0 | 0 | 0 | 0 | 0 | 0 | 43944.875 | 0 | 0 | 0 | 0 | 0 | 0 | 0 | 0 | 0 | 277166.1862 | 0 | 0 | 0 | 0 | 0 | 0 | 0 | 0
2016-01-20 19:00 | 0 | 0 | 0 | 0 | 300096.3785 | 559632.2654 | 499511 | 0 | 0 | 0 | 0 | 126996.3327 | 0 | 0 | 0 | 0 | 0 | 0 | 0 | 1086251.1145 | 0 | 0 | 0 | 0 | 0 | 0 | 0 | 0 | 0 | 0 | 0 | 83051.4577 | 0 | 0 | 0 | 0 | 0 | 0 | 0 | 0 | 0 | 277166.1862 | 0 | 0 | 0 | 0 | 0 | 0 | 0 | 0
2016-01-20 20:00 | 0 | 0 | 0 | 0 | 277367.7321 | 584876.5894 | 496267 | 0 | 0 | 0 | 0 | 210047.7904 | 0 | 0 | 0 | 0 | 0 | 0 | 0 | 1363417.3006 | 0 | 5759.6777 | 0 | 0 | 0 | 0 | 0 | 0 | 0 | 0 | 0 | 83051.4577 | 0 | 0 | 0 | 0 | 0 | 0 | 0 | 0 | 0 | 277166.1862 | 0 | 5759.6777 | 0 | 0 | 0 | 0 | 0 | 0
2016-01-20 21:00 | 0 | 0 | 0 | 0 | 274543.8986 | 616898.8307 | 498452 | 0 | 0 | 0 | 0 | 293099.2481 | 0 | 0 | 0 | 0 | 0 | 0 | 0 | 1640583.4868 | 0 | 38532.7631 | 0 | 0 | 0 | 0 | 0 | 0 | 0 | 0 | 0 | 83051.4577 | 0 | 0 | 0 | 0 | 0 | 0 | 0 | 0 | 0 | 277166.1862 | 0 | 32773.0854 | 0 | 0 | 0 | 0 | 0 | 0
2016-01-20 22:00 | 0 | 0 | 0 | 0 | 302361.9373 | 572809.8469 | 512960 | 0 | 0 | 0 | 0 | 376150.7058 | 0 | 0 | 0 | 0 | 0 | 0 | 0 | 1917749.673 | 0 | 40526.9035 | 0 | 0 | 0 | 0 | 0 | 0 | 0 | 0 | 0 | 83051.4577 | 0 | 0 | 0 | 0 | 0 | 0 | 0 | 0 | 0 | 277166.1862 | 0 | 1994.1404 | 0 | 0 | 0 | 0 | 0 | 0
2016-01-20 23:00 | 0 | 0 | 0 | 0 | 340166.9381 | 277217.6135 | 530355 | 0 | 0 | 0 | 0 | 376150.7058 | 0 | 0 | 0 | 0 | 0 | 0 | 0 | 2004779.2246 | 0 | 40526.9035 | 0 | 0 | 0 | 0 | 0 | 0 | 0 | 0 | 0 | 0 | 0 | 0 | 0 | 0 | 0 | 0 | 0 | 0 | 0 | 87029.5516 | 0 | 0 | 0 | 0 | 0 | 0 | 0 | 0
2016-01-21 | 0 | 0 | 0 | 0 | 346229.841 | 9704.9882 | 536685 | 0 | 0 | 0 | 0 | 293099.2481 | 0 | 0 | 0 | 0 | 0 | 0 | 0 | 1907080.5115 | 0 | 40526.9035 | 0 | 0 | 0 | 0 | 0 | 0 | 0 | 0 | 0 | -83051.4577 | 0 | 0 | 0 | 0 | 0 | 0 | 0 | 0 | 0 | -97698.7131 | 0 | 0 | 0 | 0 | 0 | 0 | 0 | 0
2016-01-21 01:00 | 0 | 0 | 0 | 0 | 340692.4349 | 0 | 533921 | 0 | 0 | 0 | 0 | 376150.7058 | 0 | 0 | 0 | 0 | 0 | 0 | 0 | 1630800.4887 | 0 | 40526.9035 | 0 | 0 | 0 | 0 | 0 | 0 | 0 | 0 | 0 | 83051.4577 | 0 | 0 | 0 | 0 | 0 | 0 | 0 | 0 | 0 | -276280.0228 | 0 | 0 | 0 | 0 | 0 | 0 | 0 | 0
2016-01-21 02:00 | 0 | 0 | 0 | 0 | 332796.7491 | 0 | 523733 | 0 | 0 | 0 | 0 | 293099.2481 | 0 | 0 | 0 | 0 | 0 | 0 | 0 | 1522915.6955 | 0 | 40526.9035 | 0 | 0 | 0 | 0 | 0 | 0 | 0 | 0 | 0 | -83051.4577 | 0 | 0 | 0 | 0 | 0 | 0 | 0 | 0 | 0 | -107884.7932 | 0 | 0 | 0 | 0 | 0 | 0 | 0 | 0
2016-01-21 03:00 | 0 | 0 | 0 | 0 | 327633.4998 | 0 | 502414 | 0 | 0 | 0 | 0 | 210047.7904 | 0 | 0 | 0 | 0 | 0 | 0 | 0 | 1431186.653 | 0 | 40526.9035 | 0 | 0 | 0 | 0 | 0 | 0 | 0 | 0 | 0 | -83051.4577 | 0 | 0 | 0 | 0 | 0 | 0 | 0 | 0 | 0 | -91729.0425 | 0 | 0 | 0 | 0 | 0 | 0 | 0 | 0
2016-01-21 04:00 | 0 | 0 | 0 | 0 | 326204.8147 | 0 | 477551 | 0 | 0 | 0 | 0 | 293099.2481 | 0 | 0 | 0 | 0 | 0 | 0 | 0 | 1196789.0099 | 0 | 40526.9035 | 0 | 0 | 0 | 0 | 0 | 0 | 0 | 0 | 0 | 83051.4577 | 0 | 0 | 0 | 0 | 0 | 0 | 0 | 0 | 0 | -234397.6431 | 0 | 0 | 0 | 0 | 0 | 0 | 0 | 0
2016-01-21 05:00 | 0 | 0 | 0 | 0 | 320275.752 | 0 | 456315 | 0 | 0 | 0 | 0 | 210047.7904 | 0 | 0 | 0 | 0 | 0 | 0 | 0 | 1143801.2197 | 0 | 40526.9035 | 0 | 0 | 0 | 0 | 0 | 0 | 0 | 0 | 0 | -83051.4577 | 0 | 0 | 0 | 0 | 0 | 0 | 0 | 0 | 0 | -52987.7903 | 0 | 0 | 0 | 0 | 0 | 0 | 0 | 0
2016-01-21 06:00 | 0 | 0 | 0 | 0 | 308435.3468 | 0 | 443693 | 0 | 0 | 0 | 0 | 293099.2481 | 0 | 0 | 0 | 0 | 0 | 0 | 0 | 925492.1088 | 0 | 40526.9035 | 0 | 0 | 0 | 0 | 0 | 0 | 0 | 0 | 0 | 83051.4577 | 0 | 0 | 0 | 0 | 0 | 0 | 0 | 0 | 0 | -218309.1109 | 0 | 0 | 0 | 0 | 0 | 0 | 0 | 0
2016-01-21 07:00 | 0 | 0 | 0 | 0 | 305289.6934 | 0 | 435960 | 0 | 0 | 0 | 0 | 210047.7904 | 0 | 0 | 0 | 0 | 0 | 0 | 0 | 877873.2599 | 0 | 40526.9035 | 0 | 0 | 0 | 0 | 0 | 0 | 0 | 0 | 0 | -83051.4577 | 0 | 0 | 0 | 0 | 0 | 0 | 0 | 0 | 0 | -47618.8489 | 0 | 0 | 0 | 0 | 0 | 0 | 0 | 0
2016-01-21 08:00 | 0 | 0 | 0 | 0 | 308137.5428 | 0 | 432949 | 0 | 0 | 0 | 0 | 293099.2481 | 0 | 0 | 0 | 0 | 0 | 0 | 0 | 670010.345 | 0 | 40526.9035 | 0 | 0 | 0 | 0 | 0 | 0 | 0 | 0 | 0 | 83051.4577 | 0 | 0 | 0 | 0 | 0 | 0 | 0 | 0 | 0 | -207862.9149 | 0 | 0 | 0 | 0 | 0 | 0 | 0 | 0
2016-01-21 09:00 | 0 | 0 | 0 | 0 | 306984.6328 | 0 | 435901 | 0 | 0 | 0 | 0 | 210047.7904 | 0 | 0 | 0 | 0 | 0 | 0 | 0 | 624145.4355 | 0 | 40526.9035 | 0 | 0 | 0 | 0 | 0 | 0 | 0 | 0 | 0 | -83051.4577 | 0 | 0 | 0 | 0 | 0 | 0 | 0 | 0 | 0 | -45864.9095 | 0 | 0 | 0 | 0 | 0 | 0 | 0 | 0
2016-01-21 10:00 | 0 | 0 | 0 | 0 | 305826.125 | 0 | 448923 | 0 | 0 | 0 | 0 | 126996.3327 | 0 | 0 | 0 | 0 | 0 | 0 | 0 | 564100.0182 | 0 | 40526.9035 | 0 | 0 | 0 | 0 | 0 | 0 | 0 | 0 | 0 | -83051.4577 | 0 | 0 | 0 | 0 | 0 | 0 | 0 | 0 | 0 | -60045.4173 | 0 | 0 | 0 | 0 | 0 | 0 | 0 | 0
2016-01-21 11:00 | 0 | 0 | 0 | 0 | 305028.9405 | 0 | 480425 | 0 | 0 | 0 | 0 | 210047.7904 | 0 | 0 | 0 | 0 | 0 | 0 | 0 | 305652.5009 | 0 | 40526.9035 | 0 | 0 | 0 | 0 | 0 | 0 | 0 | 0 | 0 | 83051.4577 | 0 | 0 | 0 | 0 | 0 | 0 | 0 | 0 | 0 | -258447.5173 | 0 | 0 | 0 | 0 | 0 | 0 | 0 | 0
2016-01-21 12:00 | 0 | 0 | 0 | 0 | 307171.0797 | 0 | 510035 | 0 | 0 | 0 | 0 | 126996.3327 | 0 | 0 | 0 | 0 | 0 | 0 | 0 | 185840.0383 | 0 | 40526.9035 | 0 | 0 | 0 | 0 | 0 | 0 | 0 | 0 | 0 | -83051.4577 | 0 | 0 | 0 | 0 | 0 | 0 | 0 | 0 | 0 | -119812.4626 | 0 | 0 | 0 | 0 | 0 | 0 | 0 | 0
2016-01-21 13:00 | 0 | 0 | 0 | 0 | 310420.9299 | 15.4342 | 518534 | 0 | 0 | 0 | 0 | 43944.875 | 0 | 0 | 0 | 0 | 0 | 0 | 0 | 68547.6782 | 0 | 32773.0854 | 0 | 0 | 0 | 0 | 0 | 0 | 0 | 0 | 0 | -83051.4577 | 0 | 0 | 0 | 0 | 0 | 0 | 0 | 0 | 0 | -117292.3601 | 0 | -7753.8181 | 0 | 0 | 0 | 0 | 0 | 0
2016-01-21 14:00 | 0 | 0 | 0 | 0 | 287553.1293 | 83019.2321 | 515838 | 0 | 0 | 0 | 0 | 0 | 0 | 0 | 0 | 0 | 0 | 0 | 0 | 0 | 0 | 0 | 0 | 0 | 0 | 0 | 0 | 0 | 0 | 0 | 0 | -43944.875 | 0 | 0 | 0 | 0 | 0 | 0 | 0 | 0 | 0 | -68547.6782 | 0 | -32773.0854 | 0 | 0 | 0 | 0 | 0 | 0
2016-01-21 15:00 | 0 | 0 | 0 | 0 | 10033.813 | 534364.2724 | 511625 | 0 | 0 | 0 | 0 | 0 | 0 | 0 | 0 | 0 | 0 | 0 | 0 | 0 | 0 | 32773.0854 | 0 | 0 | 0 | 0 | 0 | 0 | 0 | 0 | 0 | 0 | 0 | 0 | 0 | 0 | 0 | 0 | 0 | 0 | 0 | 0 | 0 | 32773.0854 | 0 | 0 | 0 | 0 | 0 | 0
2016-01-21 16:00 | 0 | 0 | 0 | 0 | 222787.7359 | 650052.7261 | 504869 | 0 | 0 | 0 | 0 | 83051.4577 | 0 | 0 | 0 | 0 | 0 | 0 | 0 | 277166.1862 | 0 | 40526.9035 | 0 | 0 | 0 | 0 | 0 | 0 | 0 | 0 | 0 | 83051.4577 | 0 | 0 | 0 | 0 | 0 | 0 | 0 | 0 | 0 | 277166.1862 | 0 | 7753.8181 | 0 | 0 | 0 | 0 | 0 | 0
2016-01-21 17:00 | 0 | 0 | 0 | 0 | 42811.0252 | 648617.7033 | 497314 | 0 | 0 | 0 | 0 | 0 | 0 | 0 | 0 | 0 | 0 | 0 | 0 | 554332.3723 | 0 | 40526.9035 | 0 | 0 | 0 | 0 | 0 | 0 | 0 | 0 | 0 | -83051.4577 | 0 | 0 | 0 | 0 | 0 | 0 | 0 | 0 | 0 | 277166.1862 | 0 | 0 | 0 | 0 | 0 | 0 | 0 | 0
2016-01-21 18:00 | 0 | 0 | 0 | 0 | 233485.8842 | 617450.7597 | 490719 | 0 | 0 | 0 | 0 | 83051.4577 | 0 | 0 | 0 | 0 | 0 | 0 | 0 | 831498.5585 | 0 | 40526.9035 | 0 | 0 | 0 | 0 | 0 | 0 | 0 | 0 | 0 | 83051.4577 | 0 | 0 | 0 | 0 | 0 | 0 | 0 | 0 | 0 | 277166.1862 | 0 | 0 | 0 | 0 | 0 | 0 | 0 | 0
2016-01-21 19:00 | 0 | 0 | 0 | 0 | 244671.086 | 601884.5578 | 486338 | 0 | 0 | 0 | 0 | 166102.9154 | 0 | 0 | 0 | 0 | 0 | 0 | 0 | 1108664.7447 | 0 | 40526.9035 | 0 | 0 | 0 | 0 | 0 | 0 | 0 | 0 | 0 | 83051.4577 | 0 | 0 | 0 | 0 | 0 | 0 | 0 | 0 | 0 | 277166.1862 | 0 | 0 | 0 | 0 | 0 | 0 | 0 | 0
2016-01-21 20:00 | 0 | 0 | 0 | 0 | 109994.1832 | 612049.4202 | 483984 | 0 | 0 | 0 | 0 | 126996.3327 | 0 | 0 | 0 | 0 | 0 | 0 | 0 | 1385830.9308 | 0 | 40526.9035 | 0 | 0 | 0 | 0 | 0 | 0 | 0 | 0 | 0 | -39106.5827 | 0 | 0 | 0 | 0 | 0 | 0 | 0 | 0 | 0 | 277166.1862 | 0 | 0 | 0 | 0 | 0 | 0 | 0 | 0
2016-01-21 21:00 | 0 | 0 | 0 | 0 | 220248.4046 | 626381.2393 | 486412 | 0 | 0 | 0 | 0 | 210047.7904 | 0 | 0 | 0 | 0 | 0 | 0 | 0 | 1662997.117 | 0 | 40526.9035 | 0 | 0 | 0 | 0 | 0 | 0 | 0 | 0 | 0 | 83051.4577 | 0 | 0 | 0 | 0 | 0 | 0 | 0 | 0 | 0 | 277166.1862 | 0 | 0 | 0 | 0 | 0 | 0 | 0 | 0
2016-01-21 22:00 | 0 | 0 | 0 | 0 | 269817.6155 | 559587.943 | 501961 | 0 | 0 | 0 | 0 | 293099.2481 | 0 | 0 | 0 | 0 | 0 | 0 | 0 | 1940163.3032 | 0 | 7753.8181 | 0 | 0 | 0 | 0 | 0 | 0 | 0 | 0 | 0 | 83051.4577 | 0 | 0 | 0 | 0 | 0 | 0 | 0 | 0 | 0 | 277166.1862 | 0 | -32773.0854 | 0 | 0 | 0 | 0 | 0 | 0
2016-01-21 23:00 | 0 | 0 | 0 | 0 | 401151.6371 | 222344.6483 | 520445 | 0 | 0 | 0 | 0 | 376150.7058 | 0 | 0 | 0 | 0 | 0 | 0 | 0 | 1927390.0456 | 0 | 40526.9035 | 0 | 0 | 0 | 0 | 0 | 0 | 0 | 0 | 0 | 83051.4577 | 0 | 0 | 0 | 0 | 0 | 0 | 0 | 0 | 0 | -12773.2576 | 0 | 32773.0854 | 0 | 0 | 0 | 0 | 0 | 0
2016-01-22 | 0 | 0 | 0 | 0 | 407934.9843 | 6598.8146 | 527936 | 0 | 0 | 0 | 0 | 293099.2481 | 0 | 0 | 0 | 0 | 0 | 0 | 0 | 1929812.3876 | 0 | 7753.8181 | 0 | 0 | 0 | 0 | 0 | 0 | 0 | 0 | 0 | -83051.4577 | 0 | 0 | 0 | 0 | 0 | 0 | 0 | 0 | 0 | 2422.342 | 0 | -32773.0854 | 0 | 0 | 0 | 0 | 0 | 0
2016-01-22 01:00 | 0 | 0 | 0 | 0 | 390410.5921 | 0 | 526468 | 0 | 0 | 0 | 0 | 376150.7058 | 0 | 0 | 0 | 0 | 0 | 0 | 0 | 1677930.4366 | 0 | 40526.9035 | 0 | 0 | 0 | 0 | 0 | 0 | 0 | 0 | 0 | 83051.4577 | 0 | 0 | 0 | 0 | 0 | 0 | 0 | 0 | 0 | -251881.9509 | 0 | 32773.0854 | 0 | 0 | 0 | 0 | 0 | 0
2016-01-22 02:00 | 0 | 0 | 0 | 0 | 368913.021 | 0 | 516856 | 0 | 0 | 0 | 0 | 293099.2481 | 0 | 0 | 0 | 0 | 0 | 0 | 0 | 1645812.0007 | 0 | 7753.8181 | 0 | 0 | 0 | 0 | 0 | 0 | 0 | 0 | 0 | -83051.4577 | 0 | 0 | 0 | 0 | 0 | 0 | 0 | 0 | 0 | -32118.436 | 0 | -32773.0854 | 0 | 0 | 0 | 0 | 0 | 0
2016-01-22 03:00 | 0 | 0 | 0 | 0 | 171376.4415 | 0 | 498821 | 0 | 0 | 0 | 0 | 210047.7904 | 0 | 0 | 0 | 0 | 0 | 0 | 0 | 1368645.8145 | 0 | 40526.9035 | 0 | 0 | 0 | 0 | 0 | 0 | 0 | 0 | 0 | -83051.4577 | 0 | 0 | 0 | 0 | 0 | 0 | 0 | 0 | 0 | -277166.1862 | 0 | 32773.0854 | 0 | 0 | 0 | 0 | 0 | 0
2016-01-22 04:00 | 0 | 0 | 0 | 0 | 339262.8298 | 0 | 476229 | 0 | 0 | 0 | 0 | 126996.3327 | 0 | 0 | 0 | 0 | 0 | 0 | 0 | 1347504.1874 | 0 | 7753.8181 | 0 | 0 | 0 | 0 | 0 | 0 | 0 | 0 | 0 | -83051.4577 | 0 | 0 | 0 | 0 | 0 | 0 | 0 | 0 | 0 | -21141.6271 | 0 | -32773.0854 | 0 | 0 | 0 | 0 | 0 | 0
2016-01-22 05:00 | 0 | 0 | 0 | 0 | 295033.3569 | 0 | 456375 | 0 | 0 | 0 | 0 | 210047.7904 | 0 | 0 | 0 | 0 | 0 | 0 | 0 | 1070338.0012 | 0 | 40526.9035 | 0 | 0 | 0 | 0 | 0 | 0 | 0 | 0 | 0 | 83051.4577 | 0 | 0 | 0 | 0 | 0 | 0 | 0 | 0 | 0 | -277166.1862 | 0 | 32773.0854 | 0 | 0 | 0 | 0 | 0 | 0
2016-01-22 06:00 | 0 | 0 | 0 | 0 | 340681.5891 | 0 | 444230 | 0 | 0 | 0 | 0 | 126996.3327 | 0 | 0 | 0 | 0 | 0 | 0 | 0 | 1082614.1334 | 0 | 7753.8181 | 0 | 0 | 0 | 0 | 0 | 0 | 0 | 0 | 0 | -83051.4577 | 0 | 0 | 0 | 0 | 0 | 0 | 0 | 0 | 0 | 12276.1322 | 0 | -32773.0854 | 0 | 0 | 0 | 0 | 0 | 0
2016-01-22 07:00 | 0 | 0 | 0 | 0 | 349704.0743 | 0 | 436401 | 0 | 0 | 0 | 0 | 210047.7904 | 0 | 0 | 0 | 0 | 0 | 0 | 0 | 920619.5681 | 0 | 0 | 0 | 0 | 0 | 0 | 0 | 0 | 0 | 0 | 0 | 83051.4577 | 0 | 0 | 0 | 0 | 0 | 0 | 0 | 0 | 0 | -161994.5653 | 0 | -7753.8181 | 0 | 0 | 0 | 0 | 0 | 0
2016-01-22 08:00 | 0 | 0 | 0 | 0 | 359208.2731 | 0 | 433510 | 0 | 0 | 0 | 0 | 126996.3327 | 0 | 0 | 0 | 0 | 0 | 0 | 0 | 929369.2989 | 0 | 0 | 0 | 0 | 0 | 0 | 0 | 0 | 0 | 0 | 0 | -83051.4577 | 0 | 0 | 0 | 0 | 0 | 0 | 0 | 0 | 0 | 8749.7308 | 0 | 0 | 0 | 0 | 0 | 0 | 0 | 0
2016-01-22 09:00 | 0 | 0 | 0 | 0 | 367054.5739 | 0 | 436978 | 0 | 0 | 0 | 0 | 210047.7904 | 0 | 0 | 0 | 0 | 0 | 0 | 0 | 776394.4151 | 0 | 0 | 0 | 0 | 0 | 0 | 0 | 0 | 0 | 0 | 0 | 83051.4577 | 0 | 0 | 0 | 0 | 0 | 0 | 0 | 0 | 0 | -152974.8838 | 0 | 0 | 0 | 0 | 0 | 0 | 0 | 0
2016-01-22 10:00 | 0 | 0 | 0 | 0 | 375855.0183 | 0 | 449180 | 0 | 0 | 0 | 0 | 126996.3327 | 0 | 0 | 0 | 0 | 0 | 0 | 0 | 786120.8911 | 0 | 0 | 0 | 0 | 0 | 0 | 0 | 0 | 0 | 0 | 0 | -83051.4577 | 0 | 0 | 0 | 0 | 0 | 0 | 0 | 0 | 0 | 9726.476 | 0 | 0 | 0 | 0 | 0 | 0 | 0 | 0
2016-01-22 11:00 | 0 | 0 | 0 | 0 | 374098.1329 | 0 | 477761 | 0 | 0 | 0 | 0 | 210047.7904 | 0 | 0 | 0 | 0 | 0 | 0 | 0 | 599406.5663 | 0 | 0 | 0 | 0 | 0 | 0 | 0 | 0 | 0 | 0 | 0 | 83051.4577 | 0 | 0 | 0 | 0 | 0 | 0 | 0 | 0 | 0 | -186714.3248 | 0 | 0 | 0 | 0 | 0 | 0 | 0 | 0
2016-01-22 12:00 | 0 | 0 | 0 | 0 | 363118.2595 | 0 | 507663 | 0 | 0 | 0 | 0 | 126996.3327 | 0 | 0 | 0 | 0 | 0 | 0 | 0 | 537913.2834 | 0 | 0 | 0 | 0 | 0 | 0 | 0 | 0 | 0 | 0 | 0 | -83051.4577 | 0 | 0 | 0 | 0 | 0 | 0 | 0 | 0 | 0 | -61493.2828 | 0 | 0 | 0 | 0 | 0 | 0 | 0 | 0
2016-01-22 13:00 | 0 | 0 | 0 | 0 | 345621.0949 | 23.7287 | 521669 | 0 | 0 | 0 | 0 | 210047.7904 | 0 | 0 | 0 | 0 | 0 | 0 | 0 | 278837.6494 | 0 | 0 | 0 | 0 | 0 | 0 | 0 | 0 | 0 | 0 | 0 | 83051.4577 | 0 | 0 | 0 | 0 | 0 | 0 | 0 | 0 | 0 | -259075.6341 | 0 | 0 | 0 | 0 | 0 | 0 | 0 | 0
2016-01-22 14:00 | 0 | 0 | 0 | 0 | 296702.1176 | 91533.0417 | 527730 | 0 | 0 | 0 | 0 | 126996.3327 | 0 | 0 | 0 | 0 | 0 | 0 | 0 | 189621.181 | 0 | 32773.0854 | 0 | 0 | 0 | 0 | 0 | 0 | 0 | 0 | 0 | -83051.4577 | 0 | 0 | 0 | 0 | 0 | 0 | 0 | 0 | 0 | -89216.4684 | 0 | 32773.0854 | 0 | 0 | 0 | 0 | 0 | 0
2016-01-22 15:00 | 0 | 0 | 0 | 0 | 0 | 496665.1834 | 530526 | 0 | 0 | 0 | 0 | 210047.7904 | 0 | 0 | 0 | 0 | 0 | 0 | 0 | 105481.9921 | 0 | 0 | 0 | 0 | 0 | 0 | 0 | 0 | 0 | 0 | 0 | 83051.4577 | 0 | 0 | 0 | 0 | 0 | 0 | 0 | 0 | 0 | -84139.1889 | 0 | -32773.0854 | 0 | 0 | 0 | 0 | 0 | 0
2016-01-22 16:00 | 0 | 0 | 0 | 0 | 225677.4995 | 592477.5835 | 527349 | 0 | 0 | 0 | 0 | 223687.6872 | 0 | 0 | 0 | 0 | 0 | 0 | 0 | 382648.1783 | 0 | 0 | 0 | 0 | 0 | 0 | 0 | 0 | 0 | 0 | 0 | 13639.8968 | 0 | 0 | 0 | 0 | 0 | 0 | 0 | 0 | 0 | 277166.1862 | 0 | 0 | 0 | 0 | 0 | 0 | 0 | 0
2016-01-22 17:00 | 0 | 0 | 0 | 0 | 203385.7259 | 584825.0246 | 521407 | 0 | 0 | 0 | 0 | 213325.2516 | 0 | 0 | 0 | 0 | 0 | 0 | 0 | 659814.3644 | 0 | 0 | 0 | 0 | 0 | 0 | 0 | 0 | 0 | 0 | 0 | -10362.4357 | 0 | 0 | 0 | 0 | 0 | 0 | 0 | 0 | 0 | 277166.1862 | 0 | 0 | 0 | 0 | 0 | 0 | 0 | 0
2016-01-22 18:00 | 0 | 0 | 0 | 0 | 202795.8324 | 565715.3677 | 515885 | 0 | 0 | 0 | 0 | 156012.1802 | 0 | 0 | 0 | 0 | 0 | 0 | 0 | 936980.5506 | 0 | 32773.0854 | 0 | 0 | 0 | 0 | 0 | 0 | 0 | 0 | 0 | -57313.0714 | 0 | 0 | 0 | 0 | 0 | 0 | 0 | 0 | 0 | 277166.1862 | 0 | 32773.0854 | 0 | 0 | 0 | 0 | 0 | 0
2016-01-22 19:00 | 0 | 0 | 0 | 0 | 0 | 559872.0126 | 510547 | 0 | 0 | 0 | 0 | 72960.7225 | 0 | 0 | 0 | 0 | 0 | 0 | 0 | 1102130.1063 | 0 | 0 | 0 | 0 | 0 | 0 | 0 | 0 | 0 | 0 | 0 | -83051.4577 | 0 | 0 | 0 | 0 | 0 | 0 | 0 | 0 | 0 | 165149.5557 | 0 | -32773.0854 | 0 | 0 | 0 | 0 | 0 | 0
2016-01-22 20:00 | 0 | 0 | 0 | 0 | 229861.974 | 573205.7775 | 506514 | 0 | 0 | 0 | 0 | 92348.2878 | 0 | 0 | 0 | 0 | 0 | 0 | 0 | 1379296.2924 | 0 | 0 | 0 | 0 | 0 | 0 | 0 | 0 | 0 | 0 | 0 | 19387.5653 | 0 | 0 | 0 | 0 | 0 | 0 | 0 | 0 | 0 | 277166.1862 | 0 | 0 | 0 | 0 | 0 | 0 | 0 | 0
2016-01-22 21:00 | 0 | 0 | 0 | 0 | 0 | 582373.0886 | 507046 | 0 | 0 | 0 | 0 | 175399.7455 | 0 | 0 | 0 | 0 | 0 | 0 | 0 | 1371571.9233 | 0 | 0 | 0 | 0 | 0 | 0 | 0 | 0 | 0 | 0 | 0 | 83051.4577 | 0 | 0 | 0 | 0 | 0 | 0 | 0 | 0 | 0 | -7724.3691 | 0 | 0 | 0 | 0 | 0 | 0 | 0 | 0
2016-01-22 22:00 | 0 | 0 | 0 | 0 | 282307.9527 | 488939.0068 | 517154 | 0 | 0 | 0 | 0 | 152326.5189 | 0 | 0 | 0 | 0 | 0 | 0 | 0 | 1648738.1095 | 0 | 0 | 0 | 0 | 0 | 0 | 0 | 0 | 0 | 0 | 0 | -23073.2266 | 0 | 0 | 0 | 0 | 0 | 0 | 0 | 0 | 0 | 277166.1862 | 0 | 0 | 0 | 0 | 0 | 0 | 0 | 0
2016-01-22 23:00 | 0 | 0 | 0 | 0 | 369229.2023 | 190249.7815 | 529079 | 0 | 0 | 0 | 0 | 235377.9766 | 0 | 0 | 0 | 0 | 0 | 0 | 0 | 1596086.6356 | 0 | 0 | 0 | 0 | 0 | 0 | 0 | 0 | 0 | 0 | 0 | 83051.4577 | 0 | 0 | 0 | 0 | 0 | 0 | 0 | 0 | 0 | -52651.4739 | 0 | 0 | 0 | 0 | 0 | 0 | 0 | 0
2016-01-23 | 0 | 0 | 0 | 0 | 446515.3862 | 5416.4786 | 532762 | 0 | 0 | 0 | 0 | 152326.5189 | 0 | 0 | 0 | 0 | 0 | 0 | 0 | 1598307.958 | 0 | 0 | 0 | 0 | 0 | 0 | 0 | 0 | 0 | 0 | 0 | -83051.4577 | 0 | 0 | 0 | 0 | 0 | 0 | 0 | 0 | 0 | 2221.3225 | 0 | 0 | 0 | 0 | 0 | 0 | 0 | 0
2016-01-23 01:00 | 0 | 0 | 0 | 0 | 470626.0319 | 0 | 529195 | 0 | 0 | 0 | 0 | 235377.9766 | 0 | 0 | 0 | 0 | 0 | 0 | 0 | 1456687.5322 | 0 | 0 | 0 | 0 | 0 | 0 | 0 | 0 | 0 | 0 | 0 | 83051.4577 | 0 | 0 | 0 | 0 | 0 | 0 | 0 | 0 | 0 | -141620.4258 | 0 | 0 | 0 | 0 | 0 | 0 | 0 | 0
2016-01-23 02:00 | 0 | 0 | 0 | 0 | 472779.4112 | 0 | 520505 | 0 | 0 | 0 | 0 | 152326.5189 | 0 | 0 | 0 | 0 | 0 | 0 | 0 | 1492013.4011 | 0 | 0 | 0 | 0 | 0 | 0 | 0 | 0 | 0 | 0 | 0 | -83051.4577 | 0 | 0 | 0 | 0 | 0 | 0 | 0 | 0 | 0 | 35325.8689 | 0 | 0 | 0 | 0 | 0 | 0 | 0 | 0
2016-01-23 03:00 | 0 | 0 | 0 | 0 | 470216.086 | 0 | 505807 | 0 | 0 | 0 | 0 | 235377.9766 | 0 | 0 | 0 | 0 | 0 | 0 | 0 | 1373371.0294 | 0 | 0 | 0 | 0 | 0 | 0 | 0 | 0 | 0 | 0 | 0 | 83051.4577 | 0 | 0 | 0 | 0 | 0 | 0 | 0 | 0 | 0 | -118642.3717 | 0 | 0 | 0 | 0 | 0 | 0 | 0 | 0
2016-01-23 04:00 | 0 | 0 | 0 | 0 | 464717.8318 | 0 | 487425 | 0 | 0 | 0 | 0 | 152326.5189 | 0 | 0 | 0 | 0 | 0 | 0 | 0 | 1433715.3189 | 0 | 0 | 0 | 0 | 0 | 0 | 0 | 0 | 0 | 0 | 0 | -83051.4577 | 0 | 0 | 0 | 0 | 0 | 0 | 0 | 0 | 0 | 60344.2895 | 0 | 0 | 0 | 0 | 0 | 0 | 0 | 0
2016-01-23 05:00 | 0 | 0 | 0 | 0 | 208541.2104 | 0 | 471931 | 0 | 0 | 0 | 0 | 166102.9154 | 0 | 0 | 0 | 0 | 0 | 0 | 0 | 1156549.1327 | 0 | 0 | 0 | 0 | 0 | 0 | 0 | 0 | 0 | 0 | 0 | 13776.3965 | 0 | 0 | 0 | 0 | 0 | 0 | 0 | 0 | 0 | -277166.1862 | 0 | 0 | 0 | 0 | 0 | 0 | 0 | 0
2016-01-23 06:00 | 0 | 0 | 0 | 0 | 462817.0943 | 0 | 460046 | 0 | 0 | 0 | 0 | 83051.4577 | 0 | 0 | 0 | 0 | 0 | 0 | 0 | 1242371.6847 | 0 | 0 | 0 | 0 | 0 | 0 | 0 | 0 | 0 | 0 | 0 | -83051.4577 | 0 | 0 | 0 | 0 | 0 | 0 | 0 | 0 | 0 | 85822.552 | 0 | 0 | 0 | 0 | 0 | 0 | 0 | 0
2016-01-23 07:00 | 0 | 0 | 0 | 0 | 467122.3204 | 0 | 452760 | 0 | 0 | 0 | 0 | 166102.9154 | 0 | 0 | 0 | 0 | 0 | 0 | 0 | 1173682.5473 | 0 | 0 | 0 | 0 | 0 | 0 | 0 | 0 | 0 | 0 | 0 | 83051.4577 | 0 | 0 | 0 | 0 | 0 | 0 | 0 | 0 | 0 | -68689.1374 | 0 | 0 | 0 | 0 | 0 | 0 | 0 | 0
2016-01-23 08:00 | 0 | 0 | 0 | 0 | 470659.6178 | 0 | 448842 | 0 | 0 | 0 | 0 | 83051.4577 | 0 | 0 | 0 | 0 | 0 | 0 | 0 | 1278551.6228 | 0 | 0 | 0 | 0 | 0 | 0 | 0 | 0 | 0 | 0 | 0 | -83051.4577 | 0 | 0 | 0 | 0 | 0 | 0 | 0 | 0 | 0 | 104869.0755 | 0 | 0 | 0 | 0 | 0 | 0 | 0 | 0
2016-01-23 09:00 | 0 | 0 | 0 | 0 | 254984.2715 | 0 | 449099 | 0 | 0 | 0 | 0 | 166102.9154 | 0 | 0 | 0 | 0 | 0 | 0 | 0 | 1001385.4366 | 0 | 0 | 0 | 0 | 0 | 0 | 0 | 0 | 0 | 0 | 0 | 83051.4577 | 0 | 0 | 0 | 0 | 0 | 0 | 0 | 0 | 0 | -277166.1862 | 0 | 0 | 0 | 0 | 0 | 0 | 0 | 0
2016-01-23 10:00 | 0 | 0 | 0 | 0 | 485662.2389 | 0 | 454288 | 0 | 0 | 0 | 0 | 83051.4577 | 0 | 0 | 0 | 0 | 0 | 0 | 0 | 1115811.1332 | 0 | 0 | 0 | 0 | 0 | 0 | 0 | 0 | 0 | 0 | 0 | -83051.4577 | 0 | 0 | 0 | 0 | 0 | 0 | 0 | 0 | 0 | 114425.6966 | 0 | 0 | 0 | 0 | 0 | 0 | 0 | 0
2016-01-23 11:00 | 0 | 0 | 0 | 0 | 492660.4124 | 0 | 463739 | 0 | 0 | 0 | 0 | 166102.9154 | 0 | 0 | 0 | 0 | 0 | 0 | 0 | 1061681.0879 | 0 | 0 | 0 | 0 | 0 | 0 | 0 | 0 | 0 | 0 | 0 | 83051.4577 | 0 | 0 | 0 | 0 | 0 | 0 | 0 | 0 | 0 | -54130.0453 | 0 | 0 | 0 | 0 | 0 | 0 | 0 | 0
2016-01-23 12:00 | 0 | 0 | 0 | 0 | 498816.9359 | 0 | 478856 | 0 | 0 | 0 | 0 | 83051.4577 | 0 | 0 | 0 | 0 | 0 | 0 | 0 | 1164693.4815 | 0 | 0 | 0 | 0 | 0 | 0 | 0 | 0 | 0 | 0 | 0 | -83051.4577 | 0 | 0 | 0 | 0 | 0 | 0 | 0 | 0 | 0 | 103012.3936 | 0 | 0 | 0 | 0 | 0 | 0 | 0 | 0
2016-01-23 13:00 | 0 | 0 | 0 | 0 | 301376.0831 | 29.1884 | 495520 | 0 | 0 | 0 | 0 | 166102.9154 | 0 | 0 | 0 | 0 | 0 | 0 | 0 | 887527.2953 | 0 | 0 | 0 | 0 | 0 | 0 | 0 | 0 | 0 | 0 | 0 | 83051.4577 | 0 | 0 | 0 | 0 | 0 | 0 | 0 | 0 | 0 | -277166.1862 | 0 | 0 | 0 | 0 | 0 | 0 | 0 | 0
2016-01-23 14:00 | 0 | 0 | 0 | 0 | 473473.6986 | 104030.4237 | 509928 | 0 | 0 | 0 | 0 | 83051.4577 | 0 | 0 | 0 | 0 | 0 | 0 | 0 | 1038154.8753 | 0 | 0 | 0 | 0 | 0 | 0 | 0 | 0 | 0 | 0 | 0 | -83051.4577 | 0 | 0 | 0 | 0 | 0 | 0 | 0 | 0 | 0 | 150627.58 | 0 | 0 | 0 | 0 | 0 | 0 | 0 | 0
2016-01-23 15:00 | 0 | 0 | 0 | 0 | 0 | 365836.3388 | 516578 | 0 | 0 | 0 | 0 | 0 | 0 | 0 | 0 | 0 | 0 | 0 | 0 | 970464.6718 | 0 | 0 | 0 | 0 | 0 | 0 | 0 | 0 | 0 | 0 | 0 | -83051.4577 | 0 | 0 | 0 | 0 | 0 | 0 | 0 | 0 | 0 | -67690.2035 | 0 | 0 | 0 | 0 | 0 | 0 | 0 | 0
2016-01-23 16:00 | 0 | 0 | 0 | 0 | 344626.1954 | 473642.4577 | 513731 | 0 | 0 | 0 | 0 | 83051.4577 | 0 | 0 | 0 | 0 | 0 | 0 | 0 | 1191950.8672 | 0 | 0 | 0 | 0 | 0 | 0 | 0 | 0 | 0 | 0 | 0 | 83051.4577 | 0 | 0 | 0 | 0 | 0 | 0 | 0 | 0 | 0 | 221486.1954 | 0 | 0 | 0 | 0 | 0 | 0 | 0 | 0
2016-01-23 17:00 | 0 | 0 | 0 | 0 | 196420.8948 | 503336.8337 | 505643 | 0 | 0 | 0 | 0 | 0 | 0 | 0 | 0 | 0 | 0 | 0 | 0 | 1469117.0534 | 0 | 0 | 0 | 0 | 0 | 0 | 0 | 0 | 0 | 0 | 0 | -83051.4577 | 0 | 0 | 0 | 0 | 0 | 0 | 0 | 0 | 0 | 277166.1862 | 0 | 0 | 0 | 0 | 0 | 0 | 0 | 0
2016-01-23 18:00 | 0 | 0 | 0 | 0 | 358335.8799 | 497189.3519 | 494705 | 0 | 0 | 0 | 0 | 83051.4577 | 0 | 0 | 0 | 0 | 0 | 0 | 0 | 1739132.0094 | 0 | 7753.8181 | 0 | 0 | 0 | 0 | 0 | 0 | 0 | 0 | 0 | 83051.4577 | 0 | 0 | 0 | 0 | 0 | 0 | 0 | 0 | 0 | 270014.9561 | 0 | 7753.8181 | 0 | 0 | 0 | 0 | 0 | 0
2016-01-23 19:00 | 0 | 0 | 0 | 0 | 223230.7852 | 487017.0287 | 483360 | 0 | 0 | 0 | 0 | 0 | 0 | 0 | 0 | 0 | 0 | 0 | 0 | 2016298.1956 | 0 | 40526.9035 | 0 | 0 | 0 | 0 | 0 | 0 | 0 | 0 | 0 | -83051.4577 | 0 | 0 | 0 | 0 | 0 | 0 | 0 | 0 | 0 | 277166.1862 | 0 | 32773.0854 | 0 | 0 | 0 | 0 | 0 | 0
2016-01-23 20:00 | 0 | 0 | 0 | 0 | 322239.82 | 481983.7385 | 476779 | 0 | 0 | 0 | 0 | 83051.4577 | 0 | 0 | 0 | 0 | 0 | 0 | 0 | 2293464.3818 | 0 | 7753.8181 | 0 | 0 | 0 | 0 | 0 | 0 | 0 | 0 | 0 | 83051.4577 | 0 | 0 | 0 | 0 | 0 | 0 | 0 | 0 | 0 | 277166.1862 | 0 | -32773.0854 | 0 | 0 | 0 | 0 | 0 | 0
2016-01-23 21:00 | 0 | 0 | 0 | 0 | 0 | 456569.0947 | 476727 | 0 | 0 | 0 | 0 | 0 | 0 | 0 | 0 | 0 | 0 | 0 | 0 | 2364111.7523 | 0 | 0 | 0 | 0 | 0 | 0 | 0 | 0 | 0 | 0 | 0 | -83051.4577 | 0 | 0 | 0 | 0 | 0 | 0 | 0 | 0 | 0 | 70647.3705 | 0 | -7753.8181 | 0 | 0 | 0 | 0 | 0 | 0
2016-01-23 22:00 | 0 | 0 | 0 | 0 | 385430.7991 | 367038.9902 | 488300 | 0 | 0 | 0 | 0 | 83051.4577 | 0 | 0 | 0 | 0 | 0 | 0 | 0 | 2545230.0838 | 0 | 0 | 0 | 0 | 0 | 0 | 0 | 0 | 0 | 0 | 0 | 83051.4577 | 0 | 0 | 0 | 0 | 0 | 0 | 0 | 0 | 0 | 181118.3315 | 0 | 0 | 0 | 0 | 0 | 0 | 0 | 0
2016-01-23 23:00 | 0 | 0 | 0 | 0 | 517950.0352 | 157792.7146 | 505374 | 0 | 0 | 0 | 0 | 166102.9154 | 0 | 0 | 0 | 0 | 0 | 0 | 0 | 2632547.3759 | 0 | 0 | 0 | 0 | 0 | 0 | 0 | 0 | 0 | 0 | 0 | 83051.4577 | 0 | 0 | 0 | 0 | 0 | 0 | 0 | 0 | 0 | 87317.2921 | 0 | 0 | 0 | 0 | 0 | 0 | 0 | 0
2016-01-24 | 0 | 0 | 0 | 0 | 570960.5273 | 10313.3317 | 514019 | 0 | 0 | 0 | 0 | 249154.3731 | 0 | 0 | 0 | 0 | 0 | 0 | 0 | 2616750.7772 | 0 | 0 | 0 | 0 | 0 | 0 | 0 | 0 | 0 | 0 | 0 | 83051.4577 | 0 | 0 | 0 | 0 | 0 | 0 | 0 | 0 | 0 | -15796.5987 | 0 | 0 | 0 | 0 | 0 | 0 | 0 | 0
2016-01-24 01:00 | 0 | 0 | 0 | 0 | 319909.2715 | 0 | 514024 | 0 | 0 | 0 | 0 | 332205.8308 | 0 | 0 | 0 | 0 | 0 | 0 | 0 | 2339584.5911 | 0 | 0 | 0 | 0 | 0 | 0 | 0 | 0 | 0 | 0 | 0 | 83051.4577 | 0 | 0 | 0 | 0 | 0 | 0 | 0 | 0 | 0 | -277166.1862 | 0 | 0 | 0 | 0 | 0 | 0 | 0 | 0
2016-01-24 02:00 | 0 | 0 | 0 | 0 | 553959.9554 | 0 | 508962 | 0 | 0 | 0 | 0 | 249154.3731 | 0 | 0 | 0 | 0 | 0 | 0 | 0 | 2467634.0041 | 0 | 0 | 0 | 0 | 0 | 0 | 0 | 0 | 0 | 0 | 0 | -83051.4577 | 0 | 0 | 0 | 0 | 0 | 0 | 0 | 0 | 0 | 128049.4131 | 0 | 0 | 0 | 0 | 0 | 0 | 0 | 0
2016-01-24 03:00 | 0 | 0 | 0 | 0 | 518918.7623 | 0 | 497824 | 0 | 0 | 0 | 0 | 332205.8308 | 0 | 0 | 0 | 0 | 0 | 0 | 0 | 2405677.3088 | 0 | 0 | 0 | 0 | 0 | 0 | 0 | 0 | 0 | 0 | 0 | 83051.4577 | 0 | 0 | 0 | 0 | 0 | 0 | 0 | 0 | 0 | -61956.6954 | 0 | 0 | 0 | 0 | 0 | 0 | 0 | 0
2016-01-24 04:00 | 0 | 0 | 0 | 0 | 482750.9612 | 0 | 482754 | 0 | 0 | 0 | 0 | 249154.3731 | 0 | 0 | 0 | 0 | 0 | 0 | 0 | 2488725.7276 | 0 | 0 | 0 | 0 | 0 | 0 | 0 | 0 | 0 | 0 | 0 | -83051.4577 | 0 | 0 | 0 | 0 | 0 | 0 | 0 | 0 | 0 | 83048.4189 | 0 | 0 | 0 | 0 | 0 | 0 | 0 | 0
2016-01-24 05:00 | 0 | 0 | 0 | 0 | 274440.2715 | 0 | 468555 | 0 | 0 | 0 | 0 | 332205.8308 | 0 | 0 | 0 | 0 | 0 | 0 | 0 | 2211559.5415 | 0 | 0 | 0 | 0 | 0 | 0 | 0 | 0 | 0 | 0 | 0 | 83051.4577 | 0 | 0 | 0 | 0 | 0 | 0 | 0 | 0 | 0 | -277166.1862 | 0 | 0 | 0 | 0 | 0 | 0 | 0 | 0
2016-01-24 06:00 | 0 | 0 | 0 | 0 | 419205.1875 | 0 | 459947 | 0 | 0 | 0 | 0 | 249154.3731 | 0 | 0 | 0 | 0 | 0 | 0 | 0 | 2253869.1866 | 0 | 0 | 0 | 0 | 0 | 0 | 0 | 0 | 0 | 0 | 0 | -83051.4577 | 0 | 0 | 0 | 0 | 0 | 0 | 0 | 0 | 0 | 42309.6452 | 0 | 0 | 0 | 0 | 0 | 0 | 0 | 0
2016-01-24 07:00 | 0 | 0 | 0 | 0 | 389806.6158 | 0 | 454182 | 0 | 0 | 0 | 0 | 332205.8308 | 0 | 0 | 0 | 0 | 0 | 0 | 0 | 2106442.3447 | 0 | 0 | 0 | 0 | 0 | 0 | 0 | 0 | 0 | 0 | 0 | 83051.4577 | 0 | 0 | 0 | 0 | 0 | 0 | 0 | 0 | 0 | -147426.8419 | 0 | 0 | 0 | 0 | 0 | 0 | 0 | 0
2016-01-24 08:00 | 0 | 0 | 0 | 0 | 364036.7493 | 0 | 452194 | 0 | 0 | 0 | 0 | 249154.3731 | 0 | 0 | 0 | 0 | 0 | 0 | 0 | 2101336.5517 | 0 | 0 | 0 | 0 | 0 | 0 | 0 | 0 | 0 | 0 | 0 | -83051.4577 | 0 | 0 | 0 | 0 | 0 | 0 | 0 | 0 | 0 | -5105.793 | 0 | 0 | 0 | 0 | 0 | 0 | 0 | 0
2016-01-24 09:00 | 0 | 0 | 0 | 0 | 345839.8851 | 0 | 453163 | 0 | 0 | 0 | 0 | 332205.8308 | 0 | 0 | 0 | 0 | 0 | 0 | 0 | 1910961.9791 | 0 | 0 | 0 | 0 | 0 | 0 | 0 | 0 | 0 | 0 | 0 | 83051.4577 | 0 | 0 | 0 | 0 | 0 | 0 | 0 | 0 | 0 | -190374.5726 | 0 | 0 | 0 | 0 | 0 | 0 | 0 | 0
2016-01-24 10:00 | 0 | 0 | 0 | 0 | 333724.4314 | 0 | 457622 | 0 | 0 | 0 | 0 | 249154.3731 | 0 | 0 | 0 | 0 | 0 | 0 | 0 | 1870115.8681 | 0 | 0 | 0 | 0 | 0 | 0 | 0 | 0 | 0 | 0 | 0 | -83051.4577 | 0 | 0 | 0 | 0 | 0 | 0 | 0 | 0 | 0 | -40846.1109 | 0 | 0 | 0 | 0 | 0 | 0 | 0 | 0
2016-01-24 11:00 | 0 | 0 | 0 | 0 | 108400.3561 | 0 | 468618 | 0 | 0 | 0 | 0 | 166102.9154 | 0 | 0 | 0 | 0 | 0 | 0 | 0 | 1592949.682 | 0 | 0 | 0 | 0 | 0 | 0 | 0 | 0 | 0 | 0 | 0 | -83051.4577 | 0 | 0 | 0 | 0 | 0 | 0 | 0 | 0 | 0 | -277166.1862 | 0 | 0 | 0 | 0 | 0 | 0 | 0 | 0
2016-01-24 12:00 | 0 | 0 | 0 | 0 | 313222.4825 | 0 | 482809 | 0 | 0 | 0 | 0 | 83051.4577 | 0 | 0 | 0 | 0 | 0 | 0 | 0 | 1506414.6222 | 0 | 0 | 0 | 0 | 0 | 0 | 0 | 0 | 0 | 0 | 0 | -83051.4577 | 0 | 0 | 0 | 0 | 0 | 0 | 0 | 0 | 0 | -86535.0598 | 0 | 0 | 0 | 0 | 0 | 0 | 0 | 0
2016-01-24 13:00 | 0 | 0 | 0 | 0 | 134494.1626 | 27.1935 | 494739 | 0 | 0 | 0 | 0 | 0 | 0 | 0 | 0 | 0 | 0 | 0 | 0 | 1229248.436 | 0 | 0 | 0 | 0 | 0 | 0 | 0 | 0 | 0 | 0 | 0 | -83051.4577 | 0 | 0 | 0 | 0 | 0 | 0 | 0 | 0 | 0 | -277166.1862 | 0 | 0 | 0 | 0 | 0 | 0 | 0 | 0
2016-01-24 14:00 | 0 | 0 | 0 | 0 | 270522.5459 | 82259.2358 | 496332 | 0 | 0 | 0 | 0 | 83051.4577 | 0 | 0 | 0 | 0 | 0 | 0 | 0 | 994892.9419 | 0 | 7753.8181 | 0 | 0 | 0 | 0 | 0 | 0 | 0 | 0 | 0 | 83051.4577 | 0 | 0 | 0 | 0 | 0 | 0 | 0 | 0 | 0 | -234355.4941 | 0 | 7753.8181 | 0 | 0 | 0 | 0 | 0 | 0
2016-01-24 15:00 | 0 | 0 | 0 | 0 | 192658.3454 | 418743.7532 | 487392 | 0 | 0 | 0 | 0 | 0 | 0 | 0 | 0 | 0 | 0 | 0 | 0 | 1169181.4129 | 0 | 40526.9035 | 0 | 0 | 0 | 0 | 0 | 0 | 0 | 0 | 0 | -83051.4577 | 0 | 0 | 0 | 0 | 0 | 0 | 0 | 0 | 0 | 174288.4709 | 0 | 32773.0854 | 0 | 0 | 0 | 0 | 0 | 0
2016-01-24 16:00 | 0 | 0 | 0 | 0 | 0 | 561887.548 | 473672 | 0 | 0 | 0 | 0 | 83051.4577 | 0 | 0 | 0 | 0 | 0 | 0 | 0 | 1207118.5885 | 0 | 7753.8181 | 0 | 0 | 0 | 0 | 0 | 0 | 0 | 0 | 0 | 83051.4577 | 0 | 0 | 0 | 0 | 0 | 0 | 0 | 0 | 0 | 37937.1757 | 0 | -32773.0854 | 0 | 0 | 0 | 0 | 0 | 0
2016-01-24 17:00 | 0 | 0 | 0 | 0 | 0 | 596653.5686 | 460203 | 0 | 0 | 0 | 0 | 0 | 0 | 0 | 0 | 0 | 0 | 0 | 0 | 1434374.4329 | 0 | 0 | 0 | 0 | 0 | 0 | 0 | 0 | 0 | 0 | 0 | -83051.4577 | 0 | 0 | 0 | 0 | 0 | 0 | 0 | 0 | 0 | 227255.8444 | 0 | -7753.8181 | 0 | 0 | 0 | 0 | 0 | 0
2016-01-24 18:00 | 0 | 0 | 0 | 0 | 0 | 574902.6446 | 447336 | 0 | 0 | 0 | 0 | 83051.4577 | 0 | 0 | 0 | 0 | 0 | 0 | 0 | 1478889.6198 | 0 | 0 | 0 | 0 | 0 | 0 | 0 | 0 | 0 | 0 | 0 | 83051.4577 | 0 | 0 | 0 | 0 | 0 | 0 | 0 | 0 | 0 | 44515.1869 | 0 | 0 | 0 | 0 | 0 | 0 | 0 | 0
2016-01-24 19:00 | 0 | 0 | 0 | 0 | 70607.5777 | 560988.1507 | 437481 | 0 | 0 | 0 | 0 | 0 | 0 | 0 | 0 | 0 | 0 | 0 | 0 | 1756055.806 | 0 | 0 | 0 | 0 | 0 | 0 | 0 | 0 | 0 | 0 | 0 | -83051.4577 | 0 | 0 | 0 | 0 | 0 | 0 | 0 | 0 | 0 | 277166.1862 | 0 | 0 | 0 | 0 | 0 | 0 | 0 | 0
2016-01-24 20:00 | 0 | 0 | 0 | 0 | 0 | 570762.9193 | 431504 | 0 | 0 | 0 | 0 | 83051.4577 | 0 | 0 | 0 | 0 | 0 | 0 | 0 | 1812263.2675 | 0 | 0 | 0 | 0 | 0 | 0 | 0 | 0 | 0 | 0 | 0 | 83051.4577 | 0 | 0 | 0 | 0 | 0 | 0 | 0 | 0 | 0 | 56207.4615 | 0 | 0 | 0 | 0 | 0 | 0 | 0 | 0
2016-01-24 21:00 | 0 | 0 | 0 | 0 | 125685.2916 | 585150.8945 | 433670 | 0 | 0 | 0 | 0 | 83051.4577 | 0 | 0 | 0 | 0 | 0 | 0 | 0 | 2089429.4537 | 0 | 0 | 0 | 0 | 0 | 0 | 0 | 0 | 0 | 0 | 0 | 0 | 0 | 0 | 0 | 0 | 0 | 0 | 0 | 0 | 0 | 277166.1862 | 0 | 0 | 0 | 0 | 0 | 0 | 0 | 0
2016-01-24 22:00 | 0 | 0 | 0 | 0 | 282979.8402 | 528118.8036 | 450881 | 0 | 0 | 0 | 0 | 166102.9154 | 0 | 0 | 0 | 0 | 0 | 0 | 0 | 2366595.6398 | 0 | 0 | 0 | 0 | 0 | 0 | 0 | 0 | 0 | 0 | 0 | 83051.4577 | 0 | 0 | 0 | 0 | 0 | 0 | 0 | 0 | 0 | 277166.1862 | 0 | 0 | 0 | 0 | 0 | 0 | 0 | 0
2016-01-24 23:00 | 0 | 0 | 0 | 0 | 458326.9442 | 269724.7753 | 474596 | 0 | 0 | 0 | 0 | 249154.3731 | 0 | 0 | 0 | 0 | 0 | 0 | 0 | 2536999.9016 | 0 | 0 | 0 | 0 | 0 | 0 | 0 | 0 | 0 | 0 | 0 | 83051.4577 | 0 | 0 | 0 | 0 | 0 | 0 | 0 | 0 | 0 | 170404.2617 | 0 | 0 | 0 | 0 | 0 | 0 | 0 | 0
2016-01-25 | 0 | 0 | 0 | 0 | 287074.747 | 10536.5245 | 491726 | 0 | 0 | 0 | 0 | 332205.8308 | 0 | 0 | 0 | 0 | 0 | 0 | 0 | 2259833.7154 | 0 | 0 | 0 | 0 | 0 | 0 | 0 | 0 | 0 | 0 | 0 | 83051.4577 | 0 | 0 | 0 | 0 | 0 | 0 | 0 | 0 | 0 | -277166.1862 | 0 | 0 | 0 | 0 | 0 | 0 | 0 | 0
2016-01-25 01:00 | 0 | 0 | 0 | 0 | 468957.9433 | 0 | 495962 | 0 | 0 | 0 | 0 | 249154.3731 | 0 | 0 | 0 | 0 | 0 | 0 | 0 | 2315881.1164 | 0 | 0 | 0 | 0 | 0 | 0 | 0 | 0 | 0 | 0 | 0 | -83051.4577 | 0 | 0 | 0 | 0 | 0 | 0 | 0 | 0 | 0 | 56047.401 | 0 | 0 | 0 | 0 | 0 | 0 | 0 | 0
2016-01-25 02:00 | 0 | 0 | 0 | 0 | 297056.2715 | 0 | 491171 | 0 | 0 | 0 | 0 | 332205.8308 | 0 | 0 | 0 | 0 | 0 | 0 | 0 | 2038714.9302 | 0 | 0 | 0 | 0 | 0 | 0 | 0 | 0 | 0 | 0 | 0 | 83051.4577 | 0 | 0 | 0 | 0 | 0 | 0 | 0 | 0 | 0 | -277166.1862 | 0 | 0 | 0 | 0 | 0 | 0 | 0 | 0
2016-01-25 03:00 | 0 | 0 | 0 | 0 | 461462.8292 | 0 | 478100 | 0 | 0 | 0 | 0 | 249154.3731 | 0 | 0 | 0 | 0 | 0 | 0 | 0 | 2105129.2171 | 0 | 0 | 0 | 0 | 0 | 0 | 0 | 0 | 0 | 0 | 0 | -83051.4577 | 0 | 0 | 0 | 0 | 0 | 0 | 0 | 0 | 0 | 66414.2869 | 0 | 0 | 0 | 0 | 0 | 0 | 0 | 0
2016-01-25 04:00 | 0 | 0 | 0 | 0 | 100126.3561 | 0 | 460344 | 0 | 0 | 0 | 0 | 166102.9154 | 0 | 0 | 0 | 0 | 0 | 0 | 0 | 1827963.031 | 0 | 0 | 0 | 0 | 0 | 0 | 0 | 0 | 0 | 0 | 0 | -83051.4577 | 0 | 0 | 0 | 0 | 0 | 0 | 0 | 0 | 0 | -277166.1862 | 0 | 0 | 0 | 0 | 0 | 0 | 0 | 0
2016-01-25 05:00 | 0 | 0 | 0 | 0 | 472889.0329 | 0 | 445039 | 0 | 0 | 0 | 0 | 249154.3731 | 0 | 0 | 0 | 0 | 0 | 0 | 0 | 1772761.6061 | 0 | 0 | 0 | 0 | 0 | 0 | 0 | 0 | 0 | 0 | 0 | 83051.4577 | 0 | 0 | 0 | 0 | 0 | 0 | 0 | 0 | 0 | -55201.4248 | 0 | 0 | 0 | 0 | 0 | 0 | 0 | 0
2016-01-25 06:00 | 0 | 0 | 0 | 0 | 75231.3561 | 0 | 435449 | 0 | 0 | 0 | 0 | 166102.9154 | 0 | 0 | 0 | 0 | 0 | 0 | 0 | 1495595.42 | 0 | 0 | 0 | 0 | 0 | 0 | 0 | 0 | 0 | 0 | 0 | -83051.4577 | 0 | 0 | 0 | 0 | 0 | 0 | 0 | 0 | 0 | -277166.1862 | 0 | 0 | 0 | 0 | 0 | 0 | 0 | 0
2016-01-25 07:00 | 0 | 0 | 0 | 0 | 499929.5316 | 0 | 430084 | 0 | 0 | 0 | 0 | 249154.3731 | 0 | 0 | 0 | 0 | 0 | 0 | 0 | 1482389.4938 | 0 | 0 | 0 | 0 | 0 | 0 | 0 | 0 | 0 | 0 | 0 | 83051.4577 | 0 | 0 | 0 | 0 | 0 | 0 | 0 | 0 | 0 | -13205.9261 | 0 | 0 | 0 | 0 | 0 | 0 | 0 | 0
2016-01-25 08:00 | 0 | 0 | 0 | 0 | 514818.6319 | 0 | 429371 | 0 | 0 | 0 | 0 | 166102.9154 | 0 | 0 | 0 | 0 | 0 | 0 | 0 | 1650888.5834 | 0 | 0 | 0 | 0 | 0 | 0 | 0 | 0 | 0 | 0 | 0 | -83051.4577 | 0 | 0 | 0 | 0 | 0 | 0 | 0 | 0 | 0 | 168499.0896 | 0 | 0 | 0 | 0 | 0 | 0 | 0 | 0
2016-01-25 09:00 | 0 | 0 | 0 | 0 | 520648.8472 | 0 | 434477 | 0 | 0 | 0 | 0 | 83051.4577 | 0 | 0 | 0 | 0 | 0 | 0 | 0 | 1820111.8883 | 0 | 0 | 0 | 0 | 0 | 0 | 0 | 0 | 0 | 0 | 0 | -83051.4577 | 0 | 0 | 0 | 0 | 0 | 0 | 0 | 0 | 0 | 169223.3049 | 0 | 0 | 0 | 0 | 0 | 0 | 0 | 0
2016-01-25 10:00 | 0 | 0 | 0 | 0 | 90344.3561 | 0 | 450562 | 0 | 0 | 0 | 0 | 0 | 0 | 0 | 0 | 0 | 0 | 0 | 0 | 1542945.7022 | 0 | 0 | 0 | 0 | 0 | 0 | 0 | 0 | 0 | 0 | 0 | -83051.4577 | 0 | 0 | 0 | 0 | 0 | 0 | 0 | 0 | 0 | -277166.1862 | 0 | 0 | 0 | 0 | 0 | 0 | 0 | 0
2016-01-25 11:00 | 0 | 0 | 0 | 0 | 538703.876 | 0 | 482964 | 0 | 0 | 0 | 0 | 83051.4577 | 0 | 0 | 0 | 0 | 0 | 0 | 0 | 1515634.1204 | 0 | 0 | 0 | 0 | 0 | 0 | 0 | 0 | 0 | 0 | 0 | 83051.4577 | 0 | 0 | 0 | 0 | 0 | 0 | 0 | 0 | 0 | -27311.5817 | 0 | 0 | 0 | 0 | 0 | 0 | 0 | 0
2016-01-25 12:00 | 0 | 0 | 0 | 0 | 153036.3561 | 0 | 513254 | 0 | 0 | 0 | 0 | 0 | 0 | 0 | 0 | 0 | 0 | 0 | 0 | 1238467.9343 | 0 | 0 | 0 | 0 | 0 | 0 | 0 | 0 | 0 | 0 | 0 | -83051.4577 | 0 | 0 | 0 | 0 | 0 | 0 | 0 | 0 | 0 | -277166.1862 | 0 | 0 | 0 | 0 | 0 | 0 | 0 | 0
2016-01-25 13:00 | 0 | 0 | 0 | 0 | 547803.6541 | 29.3984 | 521833 | 0 | 0 | 0 | 0 | 83051.4577 | 0 | 0 | 0 | 0 | 0 | 0 | 0 | 1181416.5291 | 0 | 0 | 0 | 0 | 0 | 0 | 0 | 0 | 0 | 0 | 0 | 83051.4577 | 0 | 0 | 0 | 0 | 0 | 0 | 0 | 0 | 0 | -57051.4051 | 0 | 0 | 0 | 0 | 0 | 0 | 0 | 0
2016-01-25 14:00 | 0 | 0 | 0 | 0 | 467019.0376 | 162242.0777 | 513400 | 0 | 0 | 0 | 0 | 0 | 0 | 0 | 0 | 0 | 0 | 0 | 0 | 1380329.1022 | 0 | 0 | 0 | 0 | 0 | 0 | 0 | 0 | 0 | 0 | 0 | -83051.4577 | 0 | 0 | 0 | 0 | 0 | 0 | 0 | 0 | 0 | 198912.5731 | 0 | 0 | 0 | 0 | 0 | 0 | 0 | 0
2016-01-25 15:00 | 0 | 0 | 0 | 0 | 275137.4262 | 504831.7599 | 502803 | 0 | 0 | 0 | 0 | 0 | 0 | 0 | 0 | 0 | 0 | 0 | 0 | 1657495.2884 | 0 | 0 | 0 | 0 | 0 | 0 | 0 | 0 | 0 | 0 | 0 | 0 | 0 | 0 | 0 | 0 | 0 | 0 | 0 | 0 | 0 | 277166.1862 | 0 | 0 | 0 | 0 | 0 | 0 | 0 | 0
2016-01-25 16:00 | 0 | 0 | 0 | 0 | 204415.2423 | 646020.4016 | 490218 | 0 | 0 | 0 | 0 | 83051.4577 | 0 | 0 | 0 | 0 | 0 | 0 | 0 | 1934661.4745 | 0 | 0 | 0 | 0 | 0 | 0 | 0 | 0 | 0 | 0 | 0 | 83051.4577 | 0 | 0 | 0 | 0 | 0 | 0 | 0 | 0 | 0 | 277166.1862 | 0 | 0 | 0 | 0 | 0 | 0 | 0 | 0
2016-01-25 17:00 | 0 | 0 | 0 | 0 | 7497.5429 | 665035.1856 | 478418 | 0 | 0 | 0 | 0 | 0 | 0 | 0 | 0 | 0 | 0 | 0 | 0 | 2211827.6607 | 0 | 0 | 0 | 0 | 0 | 0 | 0 | 0 | 0 | 0 | 0 | -83051.4577 | 0 | 0 | 0 | 0 | 0 | 0 | 0 | 0 | 0 | 277166.1862 | 0 | 0 | 0 | 0 | 0 | 0 | 0 | 0
2016-01-25 18:00 | 0 | 0 | 0 | 0 | 0 | 631415.1132 | 468443 | 0 | 0 | 0 | 0 | 83051.4577 | 0 | 0 | 0 | 0 | 0 | 0 | 0 | 2291748.3162 | 0 | 0 | 0 | 0 | 0 | 0 | 0 | 0 | 0 | 0 | 0 | 83051.4577 | 0 | 0 | 0 | 0 | 0 | 0 | 0 | 0 | 0 | 79920.6555 | 0 | 0 | 0 | 0 | 0 | 0 | 0 | 0
2016-01-25 19:00 | 0 | 0 | 0 | 0 | 42578.6526 | 612056.0758 | 460520 | 0 | 0 | 0 | 0 | 0 | 0 | 0 | 0 | 0 | 0 | 0 | 0 | 2568914.5024 | 0 | 0 | 0 | 0 | 0 | 0 | 0 | 0 | 0 | 0 | 0 | -83051.4577 | 0 | 0 | 0 | 0 | 0 | 0 | 0 | 0 | 0 | 277166.1862 | 0 | 0 | 0 | 0 | 0 | 0 | 0 | 0
2016-01-25 20:00 | 0 | 0 | 0 | 0 | 0 | 623062.1854 | 455084 | 0 | 0 | 0 | 0 | 83051.4577 | 0 | 0 | 0 | 0 | 0 | 0 | 0 | 2653841.2301 | 0 | 0 | 0 | 0 | 0 | 0 | 0 | 0 | 0 | 0 | 0 | 83051.4577 | 0 | 0 | 0 | 0 | 0 | 0 | 0 | 0 | 0 | 84926.7277 | 0 | 0 | 0 | 0 | 0 | 0 | 0 | 0
2016-01-25 21:00 | 0 | 0 | 0 | 0 | 13865.8224 | 636710.906 | 456462 | 0 | 0 | 0 | 0 | 0 | 0 | 0 | 0 | 0 | 0 | 0 | 0 | 2931007.4163 | 0 | 0 | 0 | 0 | 0 | 0 | 0 | 0 | 0 | 0 | 0 | -83051.4577 | 0 | 0 | 0 | 0 | 0 | 0 | 0 | 0 | 0 | 277166.1862 | 0 | 0 | 0 | 0 | 0 | 0 | 0 | 0
2016-01-25 22:00 | 0 | 0 | 0 | 0 | 0 | 573806.1929 | 470804 | 0 | 0 | 0 | 0 | 83051.4577 | 0 | 0 | 0 | 0 | 0 | 0 | 0 | 2950958.1514 | 0 | 0 | 0 | 0 | 0 | 0 | 0 | 0 | 0 | 0 | 0 | 83051.4577 | 0 | 0 | 0 | 0 | 0 | 0 | 0 | 0 | 0 | 19950.7352 | 0 | 0 | 0 | 0 | 0 | 0 | 0 | 0
2016-01-25 23:00 | 0 | 0 | 0 | 0 | 0 | 305122.2633 | 489971 | 0 | 0 | 0 | 0 | 0 | 0 | 0 | 0 | 0 | 0 | 0 | 0 | 2849160.8724 | 0 | 0 | 0 | 0 | 0 | 0 | 0 | 0 | 0 | 0 | 0 | -83051.4577 | 0 | 0 | 0 | 0 | 0 | 0 | 0 | 0 | 0 | -101797.279 | 0 | 0 | 0 | 0 | 0 | 0 | 0 | 0
2016-01-26 | 0 | 0 | 0 | 0 | 697199.4676 | 15069.3392 | 498882 | 0 | 0 | 0 | 0 | 83051.4577 | 0 | 0 | 0 | 0 | 0 | 0 | 0 | 2979496.2215 | 0 | 0 | 0 | 0 | 0 | 0 | 0 | 0 | 0 | 0 | 0 | 83051.4577 | 0 | 0 | 0 | 0 | 0 | 0 | 0 | 0 | 0 | 130335.3491 | 0 | 0 | 0 | 0 | 0 | 0 | 0 | 0
2016-01-26 01:00 | 0 | 0 | 0 | 0 | 137702.3561 | 0 | 497920 | 0 | 0 | 0 | 0 | 0 | 0 | 0 | 0 | 0 | 0 | 0 | 0 | 2702330.0354 | 0 | 0 | 0 | 0 | 0 | 0 | 0 | 0 | 0 | 0 | 0 | -83051.4577 | 0 | 0 | 0 | 0 | 0 | 0 | 0 | 0 | 0 | -277166.1862 | 0 | 0 | 0 | 0 | 0 | 0 | 0 | 0
2016-01-26 02:00 | 0 | 0 | 0 | 0 | 707193.836 | 0 | 487578 | 0 | 0 | 0 | 0 | 83051.4577 | 0 | 0 | 0 | 0 | 0 | 0 | 0 | 2838894.4136 | 0 | 0 | 0 | 0 | 0 | 0 | 0 | 0 | 0 | 0 | 0 | 83051.4577 | 0 | 0 | 0 | 0 | 0 | 0 | 0 | 0 | 0 | 136564.3783 | 0 | 0 | 0 | 0 | 0 | 0 | 0 | 0
2016-01-26 03:00 | 0 | 0 | 0 | 0 | 107996.3561 | 0 | 468214 | 0 | 0 | 0 | 0 | 0 | 0 | 0 | 0 | 0 | 0 | 0 | 0 | 2561728.2275 | 0 | 0 | 0 | 0 | 0 | 0 | 0 | 0 | 0 | 0 | 0 | -83051.4577 | 0 | 0 | 0 | 0 | 0 | 0 | 0 | 0 | 0 | -277166.1862 | 0 | 0 | 0 | 0 | 0 | 0 | 0 | 0
2016-01-26 04:00 | 0 | 0 | 0 | 0 | 637224.556 | 0 | 444306 | 0 | 0 | 0 | 0 | 83051.4577 | 0 | 0 | 0 | 0 | 0 | 0 | 0 | 2671595.3258 | 0 | 0 | 0 | 0 | 0 | 0 | 0 | 0 | 0 | 0 | 0 | 83051.4577 | 0 | 0 | 0 | 0 | 0 | 0 | 0 | 0 | 0 | 109867.0983 | 0 | 0 | 0 | 0 | 0 | 0 | 0 | 0
2016-01-26 05:00 | 0 | 0 | 0 | 0 | 602663.8985 | 0 | 424224 | 0 | 0 | 0 | 0 | 0 | 0 | 0 | 0 | 0 | 0 | 0 | 0 | 2933086.682 | 0 | 0 | 0 | 0 | 0 | 0 | 0 | 0 | 0 | 0 | 0 | -83051.4577 | 0 | 0 | 0 | 0 | 0 | 0 | 0 | 0 | 0 | 261491.3562 | 0 | 0 | 0 | 0 | 0 | 0 | 0 | 0
2016-01-26 06:00 | 0 | 0 | 0 | 0 | 569980.0962 | 0 | 410463 | 0 | 0 | 0 | 0 | 83051.4577 | 0 | 0 | 0 | 0 | 0 | 0 | 0 | 3009552.3206 | 0 | 0 | 0 | 0 | 0 | 0 | 0 | 0 | 0 | 0 | 0 | 83051.4577 | 0 | 0 | 0 | 0 | 0 | 0 | 0 | 0 | 0 | 76465.6385 | 0 | 0 | 0 | 0 | 0 | 0 | 0 | 0
2016-01-26 07:00 | 0 | 0 | 0 | 0 | 42115.3561 | 0 | 402333 | 0 | 0 | 0 | 0 | 0 | 0 | 0 | 0 | 0 | 0 | 0 | 0 | 2732386.1344 | 0 | 0 | 0 | 0 | 0 | 0 | 0 | 0 | 0 | 0 | 0 | -83051.4577 | 0 | 0 | 0 | 0 | 0 | 0 | 0 | 0 | 0 | -277166.1862 | 0 | 0 | 0 | 0 | 0 | 0 | 0 | 0
2016-01-26 08:00 | 0 | 0 | 0 | 0 | 536878.9839 | 0 | 398895 | 0 | 0 | 0 | 0 | 83051.4577 | 0 | 0 | 0 | 0 | 0 | 0 | 0 | 2787318.6606 | 0 | 0 | 0 | 0 | 0 | 0 | 0 | 0 | 0 | 0 | 0 | 83051.4577 | 0 | 0 | 0 | 0 | 0 | 0 | 0 | 0 | 0 | 54932.5262 | 0 | 0 | 0 | 0 | 0 | 0 | 0 | 0
2016-01-26 09:00 | 0 | 0 | 0 | 0 | 41911.3561 | 0 | 402129 | 0 | 0 | 0 | 0 | 0 | 0 | 0 | 0 | 0 | 0 | 0 | 0 | 2510152.4744 | 0 | 0 | 0 | 0 | 0 | 0 | 0 | 0 | 0 | 0 | 0 | -83051.4577 | 0 | 0 | 0 | 0 | 0 | 0 | 0 | 0 | 0 | -277166.1862 | 0 | 0 | 0 | 0 | 0 | 0 | 0 | 0
2016-01-26 10:00 | 0 | 0 | 0 | 0 | 534662.0477 | 0 | 415301 | 0 | 0 | 0 | 0 | 83051.4577 | 0 | 0 | 0 | 0 | 0 | 0 | 0 | 2546462.0644 | 0 | 0 | 0 | 0 | 0 | 0 | 0 | 0 | 0 | 0 | 0 | 83051.4577 | 0 | 0 | 0 | 0 | 0 | 0 | 0 | 0 | 0 | 36309.59 | 0 | 0 | 0 | 0 | 0 | 0 | 0 | 0
2016-01-26 11:00 | 0 | 0 | 0 | 0 | 85377.3561 | 0 | 445595 | 0 | 0 | 0 | 0 | 0 | 0 | 0 | 0 | 0 | 0 | 0 | 0 | 2269295.8782 | 0 | 0 | 0 | 0 | 0 | 0 | 0 | 0 | 0 | 0 | 0 | -83051.4577 | 0 | 0 | 0 | 0 | 0 | 0 | 0 | 0 | 0 | -277166.1862 | 0 | 0 | 0 | 0 | 0 | 0 | 0 | 0
2016-01-26 12:00 | 0 | 0 | 0 | 0 | 516156.721 | 0 | 475322 | 0 | 0 | 0 | 0 | 83051.4577 | 0 | 0 | 0 | 0 | 0 | 0 | 0 | 2227079.1415 | 0 | 0 | 0 | 0 | 0 | 0 | 0 | 0 | 0 | 0 | 0 | 83051.4577 | 0 | 0 | 0 | 0 | 0 | 0 | 0 | 0 | 0 | -42216.7367 | 0 | 0 | 0 | 0 | 0 | 0 | 0 | 0
2016-01-26 13:00 | 0 | 0 | 0 | 0 | 495405.5356 | 4.9032 | 486896 | 0 | 0 | 0 | 0 | 0 | 0 | 0 | 0 | 0 | 0 | 0 | 0 | 2318645.0381 | 0 | 0 | 0 | 0 | 0 | 0 | 0 | 0 | 0 | 0 | 0 | -83051.4577 | 0 | 0 | 0 | 0 | 0 | 0 | 0 | 0 | 0 | 91565.8966 | 0 | 0 | 0 | 0 | 0 | 0 | 0 | 0
2016-01-26 14:00 | 0 | 0 | 0 | 0 | 387720.5861 | 45009.172 | 487445 | 0 | 0 | 0 | 0 | 83051.4577 | 0 | 0 | 0 | 0 | 0 | 0 | 0 | 2180878.3384 | 0 | 0 | 0 | 0 | 0 | 0 | 0 | 0 | 0 | 0 | 0 | 83051.4577 | 0 | 0 | 0 | 0 | 0 | 0 | 0 | 0 | 0 | -137766.6997 | 0 | 0 | 0 | 0 | 0 | 0 | 0 | 0
2016-01-26 15:00 | 0 | 0 | 0 | 0 | 0 | 522957.413 | 486455 | 0 | 0 | 0 | 0 | 0 | 0 | 0 | 0 | 0 | 0 | 0 | 0 | 2300432.2091 | 0 | 0 | 0 | 0 | 0 | 0 | 0 | 0 | 0 | 0 | 0 | -83051.4577 | 0 | 0 | 0 | 0 | 0 | 0 | 0 | 0 | 0 | 119553.8707 | 0 | 0 | 0 | 0 | 0 | 0 | 0 | 0
2016-01-26 16:00 | 0 | 0 | 0 | 0 | 0 | 647979.2159 | 481157 | 0 | 0 | 0 | 0 | 83051.4577 | 0 | 0 | 0 | 0 | 0 | 0 | 0 | 2384202.9673 | 0 | 0 | 0 | 0 | 0 | 0 | 0 | 0 | 0 | 0 | 0 | 83051.4577 | 0 | 0 | 0 | 0 | 0 | 0 | 0 | 0 | 0 | 83770.7582 | 0 | 0 | 0 | 0 | 0 | 0 | 0 | 0
2016-01-26 17:00 | 0 | 0 | 0 | 0 | 30072.9564 | 638060.7721 | 474019 | 0 | 0 | 0 | 0 | 0 | 0 | 0 | 0 | 0 | 0 | 0 | 0 | 2661369.1535 | 0 | 0 | 0 | 0 | 0 | 0 | 0 | 0 | 0 | 0 | 0 | -83051.4577 | 0 | 0 | 0 | 0 | 0 | 0 | 0 | 0 | 0 | 277166.1862 | 0 | 0 | 0 | 0 | 0 | 0 | 0 | 0
2016-01-26 18:00 | 0 | 0 | 0 | 0 | 0 | 616474.1012 | 468079 | 0 | 0 | 0 | 0 | 83051.4577 | 0 | 0 | 0 | 0 | 0 | 0 | 0 | 2726712.797 | 0 | 0 | 0 | 0 | 0 | 0 | 0 | 0 | 0 | 0 | 0 | 83051.4577 | 0 | 0 | 0 | 0 | 0 | 0 | 0 | 0 | 0 | 65343.6435 | 0 | 0 | 0 | 0 | 0 | 0 | 0 | 0
2016-01-26 19:00 | 0 | 0 | 0 | 0 | 52461.4498 | 605525.2786 | 463872 | 0 | 0 | 0 | 0 | 0 | 0 | 0 | 0 | 0 | 0 | 0 | 0 | 3003878.9832 | 0 | 0 | 0 | 0 | 0 | 0 | 0 | 0 | 0 | 0 | 0 | -83051.4577 | 0 | 0 | 0 | 0 | 0 | 0 | 0 | 0 | 0 | 277166.1862 | 0 | 0 | 0 | 0 | 0 | 0 | 0 | 0
2016-01-26 20:00 | 0 | 0 | 0 | 0 | 199123.9035 | 622332.7404 | 461239 | 0 | 0 | 0 | 0 | 83051.4577 | 0 | 0 | 0 | 0 | 0 | 0 | 0 | 3281045.1694 | 0 | 0 | 0 | 0 | 0 | 0 | 0 | 0 | 0 | 0 | 0 | 83051.4577 | 0 | 0 | 0 | 0 | 0 | 0 | 0 | 0 | 0 | 277166.1862 | 0 | 0 | 0 | 0 | 0 | 0 | 0 | 0
2016-01-26 21:00 | 0 | 0 | 0 | 0 | 18001.2579 | 647754.2886 | 463887 | 0 | 0 | 0 | 0 | 0 | 0 | 0 | 0 | 0 | 0 | 0 | 0 | 3558211.3555 | 0 | 7753.8181 | 0 | 0 | 0 | 0 | 0 | 0 | 0 | 0 | 0 | -83051.4577 | 0 | 0 | 0 | 0 | 0 | 0 | 0 | 0 | 0 | 277166.1862 | 0 | 7753.8181 | 0 | 0 | 0 | 0 | 0 | 0
2016-01-26 22:00 | 0 | 0 | 0 | 0 | 247575.3047 | 622563.4245 | 477148 | 0 | 0 | 0 | 0 | 83051.4577 | 0 | 0 | 0 | 0 | 0 | 0 | 0 | 3835377.5417 | 0 | 40526.9035 | 0 | 0 | 0 | 0 | 0 | 0 | 0 | 0 | 0 | 83051.4577 | 0 | 0 | 0 | 0 | 0 | 0 | 0 | 0 | 0 | 277166.1862 | 0 | 32773.0854 | 0 | 0 | 0 | 0 | 0 | 0
2016-01-26 23:00 | 0 | 0 | 0 | 0 | 249278.1538 | 324621.5353 | 492997 | 0 | 0 | 0 | 0 | 166102.9154 | 0 | 0 | 0 | 0 | 0 | 0 | 0 | 3866001.8584 | 0 | 7753.8181 | 0 | 0 | 0 | 0 | 0 | 0 | 0 | 0 | 0 | 83051.4577 | 0 | 0 | 0 | 0 | 0 | 0 | 0 | 0 | 0 | 30624.3167 | 0 | -32773.0854 | 0 | 0 | 0 | 0 | 0 | 0
2016-01-27 | 0 | 0 | 0 | 0 | 267995.6823 | 16674.0213 | 500249 | 0 | 0 | 0 | 0 | 235443.6233 | 0 | 0 | 0 | 0 | 0 | 0 | 0 | 3588835.6723 | 0 | 0 | 0 | 0 | 0 | 0 | 0 | 0 | 0 | 0 | 0 | 69340.7079 | 0 | 0 | 0 | 0 | 0 | 0 | 0 | 0 | 0 | -277166.1862 | 0 | -7753.8181 | 0 | 0 | 0 | 0 | 0 | 0
2016-01-27 01:00 | 0 | 0 | 0 | 0 | 303638.0301 | 0 | 499113 | 0 | 0 | 0 | 0 | 166102.9154 | 0 | 0 | 0 | 0 | 0 | 0 | 0 | 3462701.4103 | 0 | 0 | 0 | 0 | 0 | 0 | 0 | 0 | 0 | 0 | 0 | -69340.7079 | 0 | 0 | 0 | 0 | 0 | 0 | 0 | 0 | 0 | -126134.262 | 0 | 0 | 0 | 0 | 0 | 0 | 0 | 0
2016-01-27 02:00 | 0 | 0 | 0 | 0 | 128692.3561 | 0 | 488910 | 0 | 0 | 0 | 0 | 83051.4577 | 0 | 0 | 0 | 0 | 0 | 0 | 0 | 3185535.2241 | 0 | 0 | 0 | 0 | 0 | 0 | 0 | 0 | 0 | 0 | 0 | -83051.4577 | 0 | 0 | 0 | 0 | 0 | 0 | 0 | 0 | 0 | -277166.1862 | 0 | 0 | 0 | 0 | 0 | 0 | 0 | 0
2016-01-27 03:00 | 0 | 0 | 0 | 0 | 378843.6044 | 0 | 469326 | 0 | 0 | 0 | 0 | 166102.9154 | 0 | 0 | 0 | 0 | 0 | 0 | 0 | 3012001.3708 | 0 | 0 | 0 | 0 | 0 | 0 | 0 | 0 | 0 | 0 | 0 | 83051.4577 | 0 | 0 | 0 | 0 | 0 | 0 | 0 | 0 | 0 | -173533.8533 | 0 | 0 | 0 | 0 | 0 | 0 | 0 | 0
2016-01-27 04:00 | 0 | 0 | 0 | 0 | 85316.3561 | 0 | 445534 | 0 | 0 | 0 | 0 | 83051.4577 | 0 | 0 | 0 | 0 | 0 | 0 | 0 | 2734835.1846 | 0 | 0 | 0 | 0 | 0 | 0 | 0 | 0 | 0 | 0 | 0 | -83051.4577 | 0 | 0 | 0 | 0 | 0 | 0 | 0 | 0 | 0 | -277166.1862 | 0 | 0 | 0 | 0 | 0 | 0 | 0 | 0
2016-01-27 05:00 | 0 | 0 | 0 | 0 | 467669.5852 | 0 | 425309 | 0 | 0 | 0 | 0 | 166102.9154 | 0 | 0 | 0 | 0 | 0 | 0 | 0 | 2694144.3121 | 0 | 0 | 0 | 0 | 0 | 0 | 0 | 0 | 0 | 0 | 0 | 83051.4577 | 0 | 0 | 0 | 0 | 0 | 0 | 0 | 0 | 0 | -40690.8725 | 0 | 0 | 0 | 0 | 0 | 0 | 0 | 0
2016-01-27 06:00 | 0 | 0 | 0 | 0 | 51501.3561 | 0 | 411719 | 0 | 0 | 0 | 0 | 83051.4577 | 0 | 0 | 0 | 0 | 0 | 0 | 0 | 2416978.1259 | 0 | 0 | 0 | 0 | 0 | 0 | 0 | 0 | 0 | 0 | 0 | -83051.4577 | 0 | 0 | 0 | 0 | 0 | 0 | 0 | 0 | 0 | -277166.1862 | 0 | 0 | 0 | 0 | 0 | 0 | 0 | 0
2016-01-27 07:00 | 0 | 0 | 0 | 0 | 551416.5168 | 0 | 403198 | 0 | 0 | 0 | 0 | 166102.9154 | 0 | 0 | 0 | 0 | 0 | 0 | 0 | 2482145.185 | 0 | 0 | 0 | 0 | 0 | 0 | 0 | 0 | 0 | 0 | 0 | 83051.4577 | 0 | 0 | 0 | 0 | 0 | 0 | 0 | 0 | 0 | 65167.0591 | 0 | 0 | 0 | 0 | 0 | 0 | 0 | 0
2016-01-27 08:00 | 0 | 0 | 0 | 0 | 39186.3561 | 0 | 399404 | 0 | 0 | 0 | 0 | 83051.4577 | 0 | 0 | 0 | 0 | 0 | 0 | 0 | 2204978.9988 | 0 | 0 | 0 | 0 | 0 | 0 | 0 | 0 | 0 | 0 | 0 | -83051.4577 | 0 | 0 | 0 | 0 | 0 | 0 | 0 | 0 | 0 | -277166.1862 | 0 | 0 | 0 | 0 | 0 | 0 | 0 | 0
2016-01-27 09:00 | 0 | 0 | 0 | 0 | 612719.7288 | 0 | 403381 | 0 | 0 | 0 | 0 | 166102.9154 | 0 | 0 | 0 | 0 | 0 | 0 | 0 | 2331266.2699 | 0 | 0 | 0 | 0 | 0 | 0 | 0 | 0 | 0 | 0 | 0 | 83051.4577 | 0 | 0 | 0 | 0 | 0 | 0 | 0 | 0 | 0 | 126287.2711 | 0 | 0 | 0 | 0 | 0 | 0 | 0 | 0
2016-01-27 10:00 | 0 | 0 | 0 | 0 | 58448.3561 | 0 | 418666 | 0 | 0 | 0 | 0 | 83051.4577 | 0 | 0 | 0 | 0 | 0 | 0 | 0 | 2054100.0837 | 0 | 0 | 0 | 0 | 0 | 0 | 0 | 0 | 0 | 0 | 0 | -83051.4577 | 0 | 0 | 0 | 0 | 0 | 0 | 0 | 0 | 0 | -277166.1862 | 0 | 0 | 0 | 0 | 0 | 0 | 0 | 0
2016-01-27 11:00 | 0 | 0 | 0 | 0 | 639103.11 | 0 | 449958 | 0 | 0 | 0 | 0 | 166102.9154 | 0 | 0 | 0 | 0 | 0 | 0 | 0 | 2160193.736 | 0 | 0 | 0 | 0 | 0 | 0 | 0 | 0 | 0 | 0 | 0 | 83051.4577 | 0 | 0 | 0 | 0 | 0 | 0 | 0 | 0 | 0 | 106093.6523 | 0 | 0 | 0 | 0 | 0 | 0 | 0 | 0
2016-01-27 12:00 | 0 | 0 | 0 | 0 | 122035.3561 | 0 | 482253 | 0 | 0 | 0 | 0 | 83051.4577 | 0 | 0 | 0 | 0 | 0 | 0 | 0 | 1883027.5499 | 0 | 0 | 0 | 0 | 0 | 0 | 0 | 0 | 0 | 0 | 0 | -83051.4577 | 0 | 0 | 0 | 0 | 0 | 0 | 0 | 0 | 0 | -277166.1862 | 0 | 0 | 0 | 0 | 0 | 0 | 0 | 0
2016-01-27 13:00 | 0 | 0 | 0 | 0 | 643967.5561 | 31.2883 | 494454 | 0 | 0 | 0 | 0 | 166102.9154 | 0 | 0 | 0 | 0 | 0 | 0 | 0 | 1949520.9366 | 0 | 0 | 0 | 0 | 0 | 0 | 0 | 0 | 0 | 0 | 0 | 83051.4577 | 0 | 0 | 0 | 0 | 0 | 0 | 0 | 0 | 0 | 66493.3867 | 0 | 0 | 0 | 0 | 0 | 0 | 0 | 0
2016-01-27 14:00 | 0 | 0 | 0 | 0 | 39555.6527 | 96698.7034 | 496472 | 0 | 0 | 0 | 0 | 83051.4577 | 0 | 0 | 0 | 0 | 0 | 0 | 0 | 1672354.7504 | 0 | 0 | 0 | 0 | 0 | 0 | 0 | 0 | 0 | 0 | 0 | -83051.4577 | 0 | 0 | 0 | 0 | 0 | 0 | 0 | 0 | 0 | -277166.1862 | 0 | 0 | 0 | 0 | 0 | 0 | 0 | 0
2016-01-27 15:00 | 0 | 0 | 0 | 0 | 122223.3036 | 567301.4248 | 495410 | 0 | 0 | 0 | 0 | 0 | 0 | 0 | 0 | 0 | 0 | 0 | 0 | 1949520.9366 | 0 | 0 | 0 | 0 | 0 | 0 | 0 | 0 | 0 | 0 | 0 | -83051.4577 | 0 | 0 | 0 | 0 | 0 | 0 | 0 | 0 | 0 | 277166.1862 | 0 | 0 | 0 | 0 | 0 | 0 | 0 | 0
2016-01-27 16:00 | 0 | 0 | 0 | 0 | 178045.8252 | 670925.8186 | 488754 | 0 | 0 | 0 | 0 | 83051.4577 | 0 | 0 | 0 | 0 | 0 | 0 | 0 | 2226687.1227 | 0 | 0 | 0 | 0 | 0 | 0 | 0 | 0 | 0 | 0 | 0 | 83051.4577 | 0 | 0 | 0 | 0 | 0 | 0 | 0 | 0 | 0 | 277166.1862 | 0 | 0 | 0 | 0 | 0 | 0 | 0 | 0
2016-01-27 17:00 | 0 | 0 | 0 | 0 | 21481.5795 | 651955.149 | 479322 | 0 | 0 | 0 | 0 | 0 | 0 | 0 | 0 | 0 | 0 | 0 | 0 | 2503853.3089 | 0 | 0 | 0 | 0 | 0 | 0 | 0 | 0 | 0 | 0 | 0 | -83051.4577 | 0 | 0 | 0 | 0 | 0 | 0 | 0 | 0 | 0 | 277166.1862 | 0 | 0 | 0 | 0 | 0 | 0 | 0 | 0
2016-01-27 18:00 | 0 | 0 | 0 | 0 | 0 | 623667.9765 | 469952 | 0 | 0 | 0 | 0 | 83051.4577 | 0 | 0 | 0 | 0 | 0 | 0 | 0 | 2574517.8277 | 0 | 0 | 0 | 0 | 0 | 0 | 0 | 0 | 0 | 0 | 0 | 83051.4577 | 0 | 0 | 0 | 0 | 0 | 0 | 0 | 0 | 0 | 70664.5188 | 0 | 0 | 0 | 0 | 0 | 0 | 0 | 0
2016-01-27 19:00 | 0 | 0 | 0 | 0 | 46682.0923 | 610139.6361 | 462707 | 0 | 0 | 0 | 0 | 0 | 0 | 0 | 0 | 0 | 0 | 0 | 0 | 2851684.0139 | 0 | 0 | 0 | 0 | 0 | 0 | 0 | 0 | 0 | 0 | 0 | -83051.4577 | 0 | 0 | 0 | 0 | 0 | 0 | 0 | 0 | 0 | 277166.1862 | 0 | 0 | 0 | 0 | 0 | 0 | 0 | 0
2016-01-27 20:00 | 0 | 0 | 0 | 0 | 0 | 622196.0262 | 458018 | 0 | 0 | 0 | 0 | 83051.4577 | 0 | 0 | 0 | 0 | 0 | 0 | 0 | 2932810.5824 | 0 | 0 | 0 | 0 | 0 | 0 | 0 | 0 | 0 | 0 | 0 | 83051.4577 | 0 | 0 | 0 | 0 | 0 | 0 | 0 | 0 | 0 | 81126.5685 | 0 | 0 | 0 | 0 | 0 | 0 | 0 | 0
2016-01-27 21:00 | 0 | 0 | 0 | 0 | 95524.0222 | 640626.1639 | 458984 | 0 | 0 | 0 | 0 | 83051.4577 | 0 | 0 | 0 | 0 | 0 | 0 | 0 | 3209976.7685 | 0 | 0 | 0 | 0 | 0 | 0 | 0 | 0 | 0 | 0 | 0 | 0 | 0 | 0 | 0 | 0 | 0 | 0 | 0 | 0 | 0 | 277166.1862 | 0 | 0 | 0 | 0 | 0 | 0 | 0 | 0
2016-01-27 22:00 | 0 | 0 | 0 | 0 | 0 | 586462.2455 | 471783 | 0 | 0 | 0 | 0 | 166102.9154 | 0 | 0 | 0 | 0 | 0 | 0 | 0 | 3241604.5563 | 0 | 0 | 0 | 0 | 0 | 0 | 0 | 0 | 0 | 0 | 0 | 83051.4577 | 0 | 0 | 0 | 0 | 0 | 0 | 0 | 0 | 0 | 31627.7878 | 0 | 0 | 0 | 0 | 0 | 0 | 0 | 0
2016-01-27 23:00 | 0 | 0 | 0 | 0 | 0 | 244206.7372 | 491721 | 0 | 0 | 0 | 0 | 83051.4577 | 0 | 0 | 0 | 0 | 0 | 0 | 0 | 3077141.7512 | 0 | 0 | 0 | 0 | 0 | 0 | 0 | 0 | 0 | 0 | 0 | -83051.4577 | 0 | 0 | 0 | 0 | 0 | 0 | 0 | 0 | 0 | -164462.8051 | 0 | 0 | 0 | 0 | 0 | 0 | 0 | 0
2016-01-28 | 0 | 0 | 0 | 0 | 694290.2434 | 11105.8941 | 503795 | 0 | 0 | 0 | 0 | 166102.9154 | 0 | 0 | 0 | 0 | 0 | 0 | 0 | 3195691.431 | 0 | 0 | 0 | 0 | 0 | 0 | 0 | 0 | 0 | 0 | 0 | 83051.4577 | 0 | 0 | 0 | 0 | 0 | 0 | 0 | 0 | 0 | 118549.6798 | 0 | 0 | 0 | 0 | 0 | 0 | 0 | 0
2016-01-28 01:00 | 0 | 0 | 0 | 0 | 145400.3561 | 0 | 505618 | 0 | 0 | 0 | 0 | 83051.4577 | 0 | 0 | 0 | 0 | 0 | 0 | 0 | 2918525.2449 | 0 | 0 | 0 | 0 | 0 | 0 | 0 | 0 | 0 | 0 | 0 | -83051.4577 | 0 | 0 | 0 | 0 | 0 | 0 | 0 | 0 | 0 | -277166.1862 | 0 | 0 | 0 | 0 | 0 | 0 | 0 | 0
2016-01-28 02:00 | 0 | 0 | 0 | 0 | 138315.3561 | 0 | 498533 | 0 | 0 | 0 | 0 | 0 | 0 | 0 | 0 | 0 | 0 | 0 | 0 | 2641359.0587 | 0 | 0 | 0 | 0 | 0 | 0 | 0 | 0 | 0 | 0 | 0 | -83051.4577 | 0 | 0 | 0 | 0 | 0 | 0 | 0 | 0 | 0 | -277166.1862 | 0 | 0 | 0 | 0 | 0 | 0 | 0 | 0
2016-01-28 03:00 | 0 | 0 | 0 | 0 | 760806.7439 | 0 | 480798 | 0 | 0 | 0 | 0 | 83051.4577 | 0 | 0 | 0 | 0 | 0 | 0 | 0 | 2838316.3448 | 0 | 0 | 0 | 0 | 0 | 0 | 0 | 0 | 0 | 0 | 0 | 83051.4577 | 0 | 0 | 0 | 0 | 0 | 0 | 0 | 0 | 0 | 196957.2862 | 0 | 0 | 0 | 0 | 0 | 0 | 0 | 0
2016-01-28 04:00 | 0 | 0 | 0 | 0 | 98110.3561 | 0 | 458328 | 0 | 0 | 0 | 0 | 0 | 0 | 0 | 0 | 0 | 0 | 0 | 0 | 2561150.1587 | 0 | 0 | 0 | 0 | 0 | 0 | 0 | 0 | 0 | 0 | 0 | -83051.4577 | 0 | 0 | 0 | 0 | 0 | 0 | 0 | 0 | 0 | -277166.1862 | 0 | 0 | 0 | 0 | 0 | 0 | 0 | 0
2016-01-28 05:00 | 0 | 0 | 0 | 0 | 716554.1862 | 0 | 439388 | 0 | 0 | 0 | 0 | 0 | 0 | 0 | 0 | 0 | 0 | 0 | 0 | 2838316.3448 | 0 | 0 | 0 | 0 | 0 | 0 | 0 | 0 | 0 | 0 | 0 | 0 | 0 | 0 | 0 | 0 | 0 | 0 | 0 | 0 | 0 | 277166.1862 | 0 | 0 | 0 | 0 | 0 | 0 | 0 | 0
2016-01-28 06:00 | 0 | 0 | 0 | 0 | 807444.0086 | 0 | 427549 | 0 | 0 | 0 | 0 | 83051.4577 | 0 | 0 | 0 | 0 | 0 | 0 | 0 | 3115482.531 | 0 | 19677.3647 | 0 | 0 | 0 | 0 | 0 | 0 | 0 | 0 | 0 | 83051.4577 | 0 | 0 | 0 | 0 | 0 | 0 | 0 | 0 | 0 | 277166.1862 | 0 | 19677.3647 | 0 | 0 | 0 | 0 | 0 | 0
2016-01-28 07:00 | 0 | 0 | 0 | 0 | 40252.9914 | 0 | 420148 | 0 | 0 | 0 | 0 | 0 | 0 | 0 | 0 | 0 | 0 | 0 | 0 | 2838316.3448 | 0 | 0 | 0 | 0 | 0 | 0 | 0 | 0 | 0 | 0 | 0 | -83051.4577 | 0 | 0 | 0 | 0 | 0 | 0 | 0 | 0 | 0 | -277166.1862 | 0 | -19677.3647 | 0 | 0 | 0 | 0 | 0 | 0
2016-01-28 08:00 | 0 | 0 | 0 | 0 | 222947.2715 | 0 | 417062 | 0 | 0 | 0 | 0 | 83051.4577 | 0 | 0 | 0 | 0 | 0 | 0 | 0 | 2561150.1587 | 0 | 0 | 0 | 0 | 0 | 0 | 0 | 0 | 0 | 0 | 0 | 83051.4577 | 0 | 0 | 0 | 0 | 0 | 0 | 0 | 0 | 0 | -277166.1862 | 0 | 0 | 0 | 0 | 0 | 0 | 0 | 0
2016-01-28 09:00 | 0 | 0 | 0 | 0 | 795715.8264 | 0 | 420727 | 0 | 0 | 0 | 0 | 166102.9154 | 0 | 0 | 0 | 0 | 0 | 0 | 0 | 2838316.3448 | 0 | 14771.1825 | 0 | 0 | 0 | 0 | 0 | 0 | 0 | 0 | 0 | 83051.4577 | 0 | 0 | 0 | 0 | 0 | 0 | 0 | 0 | 0 | 277166.1862 | 0 | 14771.1825 | 0 | 0 | 0 | 0 | 0 | 0
2016-01-28 10:00 | 0 | 0 | 0 | 0 | 62137.1736 | 0 | 437126 | 0 | 0 | 0 | 0 | 83051.4577 | 0 | 0 | 0 | 0 | 0 | 0 | 0 | 2561150.1587 | 0 | 0 | 0 | 0 | 0 | 0 | 0 | 0 | 0 | 0 | 0 | -83051.4577 | 0 | 0 | 0 | 0 | 0 | 0 | 0 | 0 | 0 | -277166.1862 | 0 | -14771.1825 | 0 | 0 | 0 | 0 | 0 | 0
2016-01-28 11:00 | 0 | 0 | 0 | 0 | 111209.3561 | 0 | 471427 | 0 | 0 | 0 | 0 | 0 | 0 | 0 | 0 | 0 | 0 | 0 | 0 | 2283983.9725 | 0 | 0 | 0 | 0 | 0 | 0 | 0 | 0 | 0 | 0 | 0 | -83051.4577 | 0 | 0 | 0 | 0 | 0 | 0 | 0 | 0 | 0 | -277166.1862 | 0 | 0 | 0 | 0 | 0 | 0 | 0 | 0
2016-01-28 12:00 | 0 | 0 | 0 | 0 | 747628.3124 | 0 | 503404 | 0 | 0 | 0 | 0 | 83051.4577 | 0 | 0 | 0 | 0 | 0 | 0 | 0 | 2445156.8272 | 0 | 0 | 0 | 0 | 0 | 0 | 0 | 0 | 0 | 0 | 0 | 83051.4577 | 0 | 0 | 0 | 0 | 0 | 0 | 0 | 0 | 0 | 161172.8547 | 0 | 0 | 0 | 0 | 0 | 0 | 0 | 0
2016-01-28 13:00 | 0 | 0 | 0 | 0 | 151784.3482 | 38.008 | 512040 | 0 | 0 | 0 | 0 | 0 | 0 | 0 | 0 | 0 | 0 | 0 | 0 | 2167990.6411 | 0 | 0 | 0 | 0 | 0 | 0 | 0 | 0 | 0 | 0 | 0 | -83051.4577 | 0 | 0 | 0 | 0 | 0 | 0 | 0 | 0 | 0 | -277166.1862 | 0 | 0 | 0 | 0 | 0 | 0 | 0 | 0
2016-01-28 14:00 | 0 | 0 | 0 | 0 | 534338.7573 | 96554.3667 | 507622 | 0 | 0 | 0 | 0 | 83051.4577 | 0 | 0 | 0 | 0 | 0 | 0 | 0 | 2208210.3073 | 0 | 0 | 0 | 0 | 0 | 0 | 0 | 0 | 0 | 0 | 0 | 83051.4577 | 0 | 0 | 0 | 0 | 0 | 0 | 0 | 0 | 0 | 40219.6662 | 0 | 0 | 0 | 0 | 0 | 0 | 0 | 0
2016-01-28 15:00 | 0 | 0 | 0 | 0 | 0 | 573931.8805 | 498829 | 0 | 0 | 0 | 0 | 0 | 0 | 0 | 0 | 0 | 0 | 0 | 0 | 2366364.6455 | 0 | 0 | 0 | 0 | 0 | 0 | 0 | 0 | 0 | 0 | 0 | -83051.4577 | 0 | 0 | 0 | 0 | 0 | 0 | 0 | 0 | 0 | 158154.3382 | 0 | 0 | 0 | 0 | 0 | 0 | 0 | 0
2016-01-28 16:00 | 0 | 0 | 0 | 0 | 138180.1943 | 708576.4495 | 486539 | 0 | 0 | 0 | 0 | 83051.4577 | 0 | 0 | 0 | 0 | 0 | 0 | 0 | 2643530.8317 | 0 | 0 | 0 | 0 | 0 | 0 | 0 | 0 | 0 | 0 | 0 | 83051.4577 | 0 | 0 | 0 | 0 | 0 | 0 | 0 | 0 | 0 | 277166.1862 | 0 | 0 | 0 | 0 | 0 | 0 | 0 | 0
2016-01-28 17:00 | 0 | 0 | 0 | 0 | 0 | 691903.7774 | 473213 | 0 | 0 | 0 | 0 | 24576.049 | 0 | 0 | 0 | 0 | 0 | 0 | 0 | 2920697.0178 | 0 | 0 | 0 | 0 | 0 | 0 | 0 | 0 | 0 | 0 | 0 | -58475.4087 | 0 | 0 | 0 | 0 | 0 | 0 | 0 | 0 | 0 | 277166.1862 | 0 | 0 | 0 | 0 | 0 | 0 | 0 | 0
2016-01-28 18:00 | 0 | 0 | 0 | 0 | 0 | 650029.8908 | 463101 | 0 | 0 | 0 | 0 | 107627.5067 | 0 | 0 | 0 | 0 | 0 | 0 | 0 | 3024574.451 | 0 | 0 | 0 | 0 | 0 | 0 | 0 | 0 | 0 | 0 | 0 | 83051.4577 | 0 | 0 | 0 | 0 | 0 | 0 | 0 | 0 | 0 | 103877.4331 | 0 | 0 | 0 | 0 | 0 | 0 | 0 | 0
2016-01-28 19:00 | 0 | 0 | 0 | 0 | 16375.1018 | 632826.6267 | 455087 | 0 | 0 | 0 | 0 | 24576.049 | 0 | 0 | 0 | 0 | 0 | 0 | 0 | 3301740.6372 | 0 | 0 | 0 | 0 | 0 | 0 | 0 | 0 | 0 | 0 | 0 | -83051.4577 | 0 | 0 | 0 | 0 | 0 | 0 | 0 | 0 | 0 | 277166.1862 | 0 | 0 | 0 | 0 | 0 | 0 | 0 | 0
2016-01-28 20:00 | 0 | 0 | 0 | 0 | 161689.7621 | 648823.8817 | 450296 | 0 | 0 | 0 | 0 | 107627.5067 | 0 | 0 | 0 | 0 | 0 | 0 | 0 | 3578906.8233 | 0 | 0 | 0 | 0 | 0 | 0 | 0 | 0 | 0 | 0 | 0 | 83051.4577 | 0 | 0 | 0 | 0 | 0 | 0 | 0 | 0 | 0 | 277166.1862 | 0 | 0 | 0 | 0 | 0 | 0 | 0 | 0
2016-01-28 21:00 | 0 | 0 | 0 | 0 | 0 | 684956.915 | 452306 | 0 | 0 | 0 | 0 | 55358.4174 | 0 | 0 | 0 | 0 | 0 | 0 | 0 | 3856073.0095 | 0 | 7753.8181 | 0 | 0 | 0 | 0 | 0 | 0 | 0 | 0 | 0 | -52269.0893 | 0 | 0 | 0 | 0 | 0 | 0 | 0 | 0 | 0 | 277166.1862 | 0 | 7753.8181 | 0 | 0 | 0 | 0 | 0 | 0
2016-01-28 22:00 | 0 | 0 | 0 | 0 | 209002.8668 | 647880.8625 | 463893 | 0 | 0 | 0 | 0 | 138409.8751 | 0 | 0 | 0 | 0 | 0 | 0 | 0 | 4133239.1956 | 0 | 40526.9035 | 0 | 0 | 0 | 0 | 0 | 0 | 0 | 0 | 0 | 83051.4577 | 0 | 0 | 0 | 0 | 0 | 0 | 0 | 0 | 0 | 277166.1862 | 0 | 32773.0854 | 0 | 0 | 0 | 0 | 0 | 0
2016-01-28 23:00 | 0 | 0 | 0 | 0 | 0 | 280627.9789 | 479734 | 0 | 0 | 0 | 0 | 83051.4577 | 0 | 0 | 0 | 0 | 0 | 0 | 0 | 4022264.6772 | 0 | 7753.8181 | 0 | 0 | 0 | 0 | 0 | 0 | 0 | 0 | 0 | -55358.4174 | 0 | 0 | 0 | 0 | 0 | 0 | 0 | 0 | 0 | -110974.5184 | 0 | -32773.0854 | 0 | 0 | 0 | 0 | 0 | 0
2016-01-29 | 0 | 0 | 0 | 0 | 107284.1897 | 14732.3483 | 489988 | 0 | 0 | 0 | 0 | 0 | 0 | 0 | 0 | 0 | 0 | 0 | 0 | 3745098.4911 | 0 | 0 | 0 | 0 | 0 | 0 | 0 | 0 | 0 | 0 | 0 | -83051.4577 | 0 | 0 | 0 | 0 | 0 | 0 | 0 | 0 | 0 | -277166.1862 | 0 | -7753.8181 | 0 | 0 | 0 | 0 | 0 | 0
2016-01-29 01:00 | 0 | 0 | 0 | 0 | 429149.6238 | 0 | 491465 | 0 | 0 | 0 | 0 | 83051.4577 | 0 | 0 | 0 | 0 | 0 | 0 | 0 | 3599731.6572 | 0 | 0 | 0 | 0 | 0 | 0 | 0 | 0 | 0 | 0 | 0 | 83051.4577 | 0 | 0 | 0 | 0 | 0 | 0 | 0 | 0 | 0 | -145366.8339 | 0 | 0 | 0 | 0 | 0 | 0 | 0 | 0
2016-01-29 02:00 | 0 | 0 | 0 | 0 | 123667.3561 | 0 | 483885 | 0 | 0 | 0 | 0 | 0 | 0 | 0 | 0 | 0 | 0 | 0 | 0 | 3322565.471 | 0 | 0 | 0 | 0 | 0 | 0 | 0 | 0 | 0 | 0 | 0 | -83051.4577 | 0 | 0 | 0 | 0 | 0 | 0 | 0 | 0 | 0 | -277166.1862 | 0 | 0 | 0 | 0 | 0 | 0 | 0 | 0
2016-01-29 03:00 | 0 | 0 | 0 | 0 | 537080.0597 | 0 | 466139 | 0 | 0 | 0 | 0 | 83051.4577 | 0 | 0 | 0 | 0 | 0 | 0 | 0 | 3310455.073 | 0 | 0 | 0 | 0 | 0 | 0 | 0 | 0 | 0 | 0 | 0 | 83051.4577 | 0 | 0 | 0 | 0 | 0 | 0 | 0 | 0 | 0 | -12110.398 | 0 | 0 | 0 | 0 | 0 | 0 | 0 | 0
2016-01-29 04:00 | 0 | 0 | 0 | 0 | 82769.3561 | 0 | 442987 | 0 | 0 | 0 | 0 | 0 | 0 | 0 | 0 | 0 | 0 | 0 | 0 | 3033288.8869 | 0 | 0 | 0 | 0 | 0 | 0 | 0 | 0 | 0 | 0 | 0 | -83051.4577 | 0 | 0 | 0 | 0 | 0 | 0 | 0 | 0 | 0 | -277166.1862 | 0 | 0 | 0 | 0 | 0 | 0 | 0 | 0
2016-01-29 05:00 | 0 | 0 | 0 | 0 | 230547.2715 | 0 | 424662 | 0 | 0 | 0 | 0 | 83051.4577 | 0 | 0 | 0 | 0 | 0 | 0 | 0 | 2756122.7007 | 0 | 0 | 0 | 0 | 0 | 0 | 0 | 0 | 0 | 0 | 0 | 83051.4577 | 0 | 0 | 0 | 0 | 0 | 0 | 0 | 0 | 0 | -277166.1862 | 0 | 0 | 0 | 0 | 0 | 0 | 0 | 0
2016-01-29 06:00 | 0 | 0 | 0 | 0 | 695470.6486 | 0 | 413273 | 0 | 0 | 0 | 0 | 166102.9154 | 0 | 0 | 0 | 0 | 0 | 0 | 0 | 2955268.8916 | 0 | 0 | 0 | 0 | 0 | 0 | 0 | 0 | 0 | 0 | 0 | 83051.4577 | 0 | 0 | 0 | 0 | 0 | 0 | 0 | 0 | 0 | 199146.1909 | 0 | 0 | 0 | 0 | 0 | 0 | 0 | 0
2016-01-29 07:00 | 0 | 0 | 0 | 0 | 45858.3561 | 0 | 406076 | 0 | 0 | 0 | 0 | 83051.4577 | 0 | 0 | 0 | 0 | 0 | 0 | 0 | 2678102.7055 | 0 | 0 | 0 | 0 | 0 | 0 | 0 | 0 | 0 | 0 | 0 | -83051.4577 | 0 | 0 | 0 | 0 | 0 | 0 | 0 | 0 | 0 | -277166.1862 | 0 | 0 | 0 | 0 | 0 | 0 | 0 | 0
2016-01-29 08:00 | 0 | 0 | 0 | 0 | 43612.3561 | 0 | 403830 | 0 | 0 | 0 | 0 | 0 | 0 | 0 | 0 | 0 | 0 | 0 | 0 | 2400936.5193 | 0 | 0 | 0 | 0 | 0 | 0 | 0 | 0 | 0 | 0 | 0 | -83051.4577 | 0 | 0 | 0 | 0 | 0 | 0 | 0 | 0 | 0 | -277166.1862 | 0 | 0 | 0 | 0 | 0 | 0 | 0 | 0
2016-01-29 09:00 | 0 | 0 | 0 | 0 | 762591.9411 | 0 | 408717 | 0 | 0 | 0 | 0 | 83051.4577 | 0 | 0 | 0 | 0 | 0 | 0 | 0 | 2671760.0026 | 0 | 0 | 0 | 0 | 0 | 0 | 0 | 0 | 0 | 0 | 0 | 83051.4577 | 0 | 0 | 0 | 0 | 0 | 0 | 0 | 0 | 0 | 270823.4834 | 0 | 0 | 0 | 0 | 0 | 0 | 0 | 0
2016-01-29 10:00 | 0 | 0 | 0 | 0 | 63507.3561 | 0 | 423725 | 0 | 0 | 0 | 0 | 0 | 0 | 0 | 0 | 0 | 0 | 0 | 0 | 2394593.8165 | 0 | 0 | 0 | 0 | 0 | 0 | 0 | 0 | 0 | 0 | 0 | -83051.4577 | 0 | 0 | 0 | 0 | 0 | 0 | 0 | 0 | 0 | -277166.1862 | 0 | 0 | 0 | 0 | 0 | 0 | 0 | 0
2016-01-29 11:00 | 0 | 0 | 0 | 0 | 180937.8138 | 0 | 458104 | 0 | 0 | 0 | 0 | 0 | 0 | 0 | 0 | 0 | 0 | 0 | 0 | 2117427.6303 | 0 | 0 | 0 | 0 | 0 | 0 | 0 | 0 | 0 | 0 | 0 | 0 | 0 | 0 | 0 | 0 | 0 | 0 | 0 | 0 | 0 | -277166.1862 | 0 | 0 | 0 | 0 | 0 | 0 | 0 | 0
2016-01-29 12:00 | 0 | 0 | 0 | 0 | 792875.9597 | 0 | 489880 | 0 | 0 | 0 | 0 | 83051.4577 | 0 | 0 | 0 | 0 | 0 | 0 | 0 | 2337372.1323 | 0 | 0 | 0 | 0 | 0 | 0 | 0 | 0 | 0 | 0 | 0 | 83051.4577 | 0 | 0 | 0 | 0 | 0 | 0 | 0 | 0 | 0 | 219944.502 | 0 | 0 | 0 | 0 | 0 | 0 | 0 | 0
2016-01-29 13:00 | 0 | 0 | 0 | 0 | 138079.9884 | 41.3678 | 498339 | 0 | 0 | 0 | 0 | 0 | 0 | 0 | 0 | 0 | 0 | 0 | 0 | 2060205.9462 | 0 | 0 | 0 | 0 | 0 | 0 | 0 | 0 | 0 | 0 | 0 | -83051.4577 | 0 | 0 | 0 | 0 | 0 | 0 | 0 | 0 | 0 | -277166.1862 | 0 | 0 | 0 | 0 | 0 | 0 | 0 | 0
2016-01-29 14:00 | 0 | 0 | 0 | 0 | 682646.0593 | 116486.3949 | 492284 | 0 | 0 | 0 | 0 | 29682.2681 | 0 | 0 | 0 | 0 | 0 | 0 | 0 | 2337372.1323 | 0 | 0 | 0 | 0 | 0 | 0 | 0 | 0 | 0 | 0 | 0 | 29682.2681 | 0 | 0 | 0 | 0 | 0 | 0 | 0 | 0 | 0 | 277166.1862 | 0 | 0 | 0 | 0 | 0 | 0 | 0 | 0
2016-01-29 15:00 | 0 | 0 | 0 | 0 | 339120.4492 | 505084.1947 | 483987 | 0 | 0 | 0 | 0 | 112733.7258 | 0 | 0 | 0 | 0 | 0 | 0 | 0 | 2614538.3185 | 0 | 0 | 0 | 0 | 0 | 0 | 0 | 0 | 0 | 0 | 0 | 83051.4577 | 0 | 0 | 0 | 0 | 0 | 0 | 0 | 0 | 0 | 277166.1862 | 0 | 0 | 0 | 0 | 0 | 0 | 0 | 0
2016-01-29 16:00 | 0 | 0 | 0 | 0 | 0 | 600398.2485 | 472607 | 0 | 0 | 0 | 0 | 29682.2681 | 0 | 0 | 0 | 0 | 0 | 0 | 0 | 2825381.0247 | 0 | 0 | 0 | 0 | 0 | 0 | 0 | 0 | 0 | 0 | 0 | -83051.4577 | 0 | 0 | 0 | 0 | 0 | 0 | 0 | 0 | 0 | 210842.7062 | 0 | 0 | 0 | 0 | 0 | 0 | 0 | 0
2016-01-29 17:00 | 0 | 0 | 0 | 0 | 0 | 597165.4758 | 461493 | 0 | 0 | 0 | 0 | 112733.7258 | 0 | 0 | 0 | 0 | 0 | 0 | 0 | 2878002.0428 | 0 | 0 | 0 | 0 | 0 | 0 | 0 | 0 | 0 | 0 | 0 | 83051.4577 | 0 | 0 | 0 | 0 | 0 | 0 | 0 | 0 | 0 | 52621.0181 | 0 | 0 | 0 | 0 | 0 | 0 | 0 | 0
2016-01-29 18:00 | 0 | 0 | 0 | 0 | 68571.2741 | 578606.4544 | 453063 | 0 | 0 | 0 | 0 | 29682.2681 | 0 | 0 | 0 | 0 | 0 | 0 | 0 | 3155168.229 | 0 | 0 | 0 | 0 | 0 | 0 | 0 | 0 | 0 | 0 | 0 | -83051.4577 | 0 | 0 | 0 | 0 | 0 | 0 | 0 | 0 | 0 | 277166.1862 | 0 | 0 | 0 | 0 | 0 | 0 | 0 | 0
2016-01-29 19:00 | 0 | 0 | 0 | 0 | 0 | 571459.7929 | 446413 | 0 | 0 | 0 | 0 | 112733.7258 | 0 | 0 | 0 | 0 | 0 | 0 | 0 | 3197163.5642 | 0 | 0 | 0 | 0 | 0 | 0 | 0 | 0 | 0 | 0 | 0 | 83051.4577 | 0 | 0 | 0 | 0 | 0 | 0 | 0 | 0 | 0 | 41995.3352 | 0 | 0 | 0 | 0 | 0 | 0 | 0 | 0
2016-01-29 20:00 | 0 | 0 | 0 | 0 | 54743.9139 | 580438.8146 | 441068 | 0 | 0 | 0 | 0 | 29682.2681 | 0 | 0 | 0 | 0 | 0 | 0 | 0 | 3474329.7504 | 0 | 0 | 0 | 0 | 0 | 0 | 0 | 0 | 0 | 0 | 0 | -83051.4577 | 0 | 0 | 0 | 0 | 0 | 0 | 0 | 0 | 0 | 277166.1862 | 0 | 0 | 0 | 0 | 0 | 0 | 0 | 0
2016-01-29 21:00 | 0 | 0 | 0 | 0 | 209272.9684 | 591992.6755 | 441048 | 0 | 0 | 0 | 0 | 112733.7258 | 0 | 0 | 0 | 0 | 0 | 0 | 0 | 3751495.9365 | 0 | 0 | 0 | 0 | 0 | 0 | 0 | 0 | 0 | 0 | 0 | 83051.4577 | 0 | 0 | 0 | 0 | 0 | 0 | 0 | 0 | 0 | 277166.1862 | 0 | 0 | 0 | 0 | 0 | 0 | 0 | 0
2016-01-29 22:00 | 0 | 0 | 0 | 0 | 128482.6592 | 516365.0692 | 450733 | 0 | 0 | 0 | 0 | 29682.2681 | 0 | 0 | 0 | 0 | 0 | 0 | 0 | 4028662.1227 | 0 | 0 | 0 | 0 | 0 | 0 | 0 | 0 | 0 | 0 | 0 | -83051.4577 | 0 | 0 | 0 | 0 | 0 | 0 | 0 | 0 | 0 | 277166.1862 | 0 | 0 | 0 | 0 | 0 | 0 | 0 | 0
2016-01-29 23:00 | 0 | 0 | 0 | 0 | 0 | 241566.96 | 465999 | 0 | 0 | 0 | 0 | 82416.4142 | 0 | 0 | 0 | 0 | 0 | 0 | 0 | 3751495.9365 | 0 | 0 | 0 | 0 | 0 | 0 | 0 | 0 | 0 | 0 | 0 | 52734.1462 | 0 | 0 | 0 | 0 | 0 | 0 | 0 | 0 | 0 | -277166.1862 | 0 | 0 | 0 | 0 | 0 | 0 | 0 | 0
2016-01-30 | 0 | 0 | 0 | 0 | 265362.1939 | 14241.0777 | 473718 | 0 | 0 | 0 | 0 | 165467.8719 | 0 | 0 | 0 | 0 | 0 | 0 | 0 | 3474329.7504 | 0 | 0 | 0 | 0 | 0 | 0 | 0 | 0 | 0 | 0 | 0 | 83051.4577 | 0 | 0 | 0 | 0 | 0 | 0 | 0 | 0 | 0 | -277166.1862 | 0 | 0 | 0 | 0 | 0 | 0 | 0 | 0
2016-01-30 01:00 | 0 | 0 | 0 | 0 | 717118.0495 | 0 | 473262 | 0 | 0 | 0 | 0 | 132157.7353 | 0 | 0 | 0 | 0 | 0 | 0 | 0 | 3751495.9365 | 0 | 0 | 0 | 0 | 0 | 0 | 0 | 0 | 0 | 0 | 0 | -33310.1367 | 0 | 0 | 0 | 0 | 0 | 0 | 0 | 0 | 0 | 277166.1862 | 0 | 0 | 0 | 0 | 0 | 0 | 0 | 0
2016-01-30 02:00 | 0 | 0 | 0 | 0 | 107859.3561 | 0 | 468077 | 0 | 0 | 0 | 0 | 49106.2776 | 0 | 0 | 0 | 0 | 0 | 0 | 0 | 3474329.7504 | 0 | 0 | 0 | 0 | 0 | 0 | 0 | 0 | 0 | 0 | 0 | -83051.4577 | 0 | 0 | 0 | 0 | 0 | 0 | 0 | 0 | 0 | -277166.1862 | 0 | 0 | 0 | 0 | 0 | 0 | 0 | 0
2016-01-30 03:00 | 0 | 0 | 0 | 0 | 129307.5363 | 0 | 455580 | 0 | 0 | 0 | 0 | 0 | 0 | 0 | 0 | 0 | 0 | 0 | 0 | 3197163.5642 | 0 | 0 | 0 | 0 | 0 | 0 | 0 | 0 | 0 | 0 | 0 | -49106.2776 | 0 | 0 | 0 | 0 | 0 | 0 | 0 | 0 | 0 | -277166.1862 | 0 | 0 | 0 | 0 | 0 | 0 | 0 | 0
2016-01-30 04:00 | 0 | 0 | 0 | 0 | 628458.9943 | 0 | 437622 | 0 | 0 | 0 | 0 | 83051.4577 | 0 | 0 | 0 | 0 | 0 | 0 | 0 | 3304949.1008 | 0 | 0 | 0 | 0 | 0 | 0 | 0 | 0 | 0 | 0 | 0 | 83051.4577 | 0 | 0 | 0 | 0 | 0 | 0 | 0 | 0 | 0 | 107785.5366 | 0 | 0 | 0 | 0 | 0 | 0 | 0 | 0
2016-01-30 05:00 | 0 | 0 | 0 | 0 | 61236.3561 | 0 | 421454 | 0 | 0 | 0 | 0 | 0 | 0 | 0 | 0 | 0 | 0 | 0 | 0 | 3027782.9146 | 0 | 0 | 0 | 0 | 0 | 0 | 0 | 0 | 0 | 0 | 0 | -83051.4577 | 0 | 0 | 0 | 0 | 0 | 0 | 0 | 0 | 0 | -277166.1862 | 0 | 0 | 0 | 0 | 0 | 0 | 0 | 0
2016-01-30 06:00 | 0 | 0 | 0 | 0 | 215546.2715 | 0 | 409661 | 0 | 0 | 0 | 0 | 83051.4577 | 0 | 0 | 0 | 0 | 0 | 0 | 0 | 2750616.7285 | 0 | 0 | 0 | 0 | 0 | 0 | 0 | 0 | 0 | 0 | 0 | 83051.4577 | 0 | 0 | 0 | 0 | 0 | 0 | 0 | 0 | 0 | -277166.1862 | 0 | 0 | 0 | 0 | 0 | 0 | 0 | 0
2016-01-30 07:00 | 0 | 0 | 0 | 0 | 655150.1684 | 0 | 401725 | 0 | 0 | 0 | 0 | 166102.9154 | 0 | 0 | 0 | 0 | 0 | 0 | 0 | 2920990.4391 | 0 | 0 | 0 | 0 | 0 | 0 | 0 | 0 | 0 | 0 | 0 | 83051.4577 | 0 | 0 | 0 | 0 | 0 | 0 | 0 | 0 | 0 | 170373.7107 | 0 | 0 | 0 | 0 | 0 | 0 | 0 | 0
2016-01-30 08:00 | 0 | 0 | 0 | 0 | 37228.3561 | 0 | 397446 | 0 | 0 | 0 | 0 | 83051.4577 | 0 | 0 | 0 | 0 | 0 | 0 | 0 | 2643824.253 | 0 | 0 | 0 | 0 | 0 | 0 | 0 | 0 | 0 | 0 | 0 | -83051.4577 | 0 | 0 | 0 | 0 | 0 | 0 | 0 | 0 | 0 | -277166.1862 | 0 | 0 | 0 | 0 | 0 | 0 | 0 | 0
2016-01-30 09:00 | 0 | 0 | 0 | 0 | 636933.9857 | 0 | 399211 | 0 | 0 | 0 | 0 | 166102.9154 | 0 | 0 | 0 | 0 | 0 | 0 | 0 | 2798495.781 | 0 | 0 | 0 | 0 | 0 | 0 | 0 | 0 | 0 | 0 | 0 | 83051.4577 | 0 | 0 | 0 | 0 | 0 | 0 | 0 | 0 | 0 | 154671.528 | 0 | 0 | 0 | 0 | 0 | 0 | 0 | 0
2016-01-30 10:00 | 0 | 0 | 0 | 0 | 622082.1897 | 0 | 406491 | 0 | 0 | 0 | 0 | 249154.3731 | 0 | 0 | 0 | 0 | 0 | 0 | 0 | 2931035.5129 | 0 | 0 | 0 | 0 | 0 | 0 | 0 | 0 | 0 | 0 | 0 | 83051.4577 | 0 | 0 | 0 | 0 | 0 | 0 | 0 | 0 | 0 | 132539.732 | 0 | 0 | 0 | 0 | 0 | 0 | 0 | 0
2016-01-30 11:00 | 0 | 0 | 0 | 0 | 59857.3561 | 0 | 420075 | 0 | 0 | 0 | 0 | 166102.9154 | 0 | 0 | 0 | 0 | 0 | 0 | 0 | 2653869.3268 | 0 | 0 | 0 | 0 | 0 | 0 | 0 | 0 | 0 | 0 | 0 | -83051.4577 | 0 | 0 | 0 | 0 | 0 | 0 | 0 | 0 | 0 | -277166.1862 | 0 | 0 | 0 | 0 | 0 | 0 | 0 | 0
2016-01-30 12:00 | 0 | 0 | 0 | 0 | 602999.6726 | 0 | 436599 | 0 | 0 | 0 | 0 | 249154.3731 | 0 | 0 | 0 | 0 | 0 | 0 | 0 | 2737218.5417 | 0 | 0 | 0 | 0 | 0 | 0 | 0 | 0 | 0 | 0 | 0 | 83051.4577 | 0 | 0 | 0 | 0 | 0 | 0 | 0 | 0 | 0 | 83349.2149 | 0 | 0 | 0 | 0 | 0 | 0 | 0 | 0
2016-01-30 13:00 | 0 | 0 | 0 | 0 | 87818.5786 | 45.7775 | 448082 | 0 | 0 | 0 | 0 | 166102.9154 | 0 | 0 | 0 | 0 | 0 | 0 | 0 | 2460052.3556 | 0 | 0 | 0 | 0 | 0 | 0 | 0 | 0 | 0 | 0 | 0 | -83051.4577 | 0 | 0 | 0 | 0 | 0 | 0 | 0 | 0 | 0 | -277166.1862 | 0 | 0 | 0 | 0 | 0 | 0 | 0 | 0
2016-01-30 14:00 | 0 | 0 | 0 | 0 | 521901.4858 | 114812.8061 | 447923 | 0 | 0 | 0 | 0 | 83051.4577 | 0 | 0 | 0 | 0 | 0 | 0 | 0 | 2731895.1052 | 0 | 0 | 0 | 0 | 0 | 0 | 0 | 0 | 0 | 0 | 0 | -83051.4577 | 0 | 0 | 0 | 0 | 0 | 0 | 0 | 0 | 0 | 271842.7496 | 0 | 0 | 0 | 0 | 0 | 0 | 0 | 0
2016-01-30 15:00 | 0 | 0 | 0 | 0 | 0 | 443800.6445 | 440969 | 0 | 0 | 0 | 0 | 0 | 0 | 0 | 0 | 0 | 0 | 0 | 0 | 2817778.2074 | 0 | 0 | 0 | 0 | 0 | 0 | 0 | 0 | 0 | 0 | 0 | -83051.4577 | 0 | 0 | 0 | 0 | 0 | 0 | 0 | 0 | 0 | 85883.1022 | 0 | 0 | 0 | 0 | 0 | 0 | 0 | 0
2016-01-30 16:00 | 0 | 0 | 0 | 0 | 0 | 544528.7095 | 431135 | 0 | 0 | 0 | 0 | 83051.4577 | 0 | 0 | 0 | 0 | 0 | 0 | 0 | 2848120.4593 | 0 | 0 | 0 | 0 | 0 | 0 | 0 | 0 | 0 | 0 | 0 | 83051.4577 | 0 | 0 | 0 | 0 | 0 | 0 | 0 | 0 | 0 | 30342.2518 | 0 | 0 | 0 | 0 | 0 | 0 | 0 | 0
2016-01-30 17:00 | 0 | 0 | 0 | 0 | 52037.2384 | 562452.49 | 420375 | 0 | 0 | 0 | 0 | 0 | 0 | 0 | 0 | 0 | 0 | 0 | 0 | 3125286.6454 | 0 | 0 | 0 | 0 | 0 | 0 | 0 | 0 | 0 | 0 | 0 | -83051.4577 | 0 | 0 | 0 | 0 | 0 | 0 | 0 | 0 | 0 | 277166.1862 | 0 | 0 | 0 | 0 | 0 | 0 | 0 | 0
2016-01-30 18:00 | 0 | 0 | 0 | 0 | 0 | 551894.2128 | 410136 | 0 | 0 | 0 | 0 | 83051.4577 | 0 | 0 | 0 | 0 | 0 | 0 | 0 | 3183993.4005 | 0 | 0 | 0 | 0 | 0 | 0 | 0 | 0 | 0 | 0 | 0 | 83051.4577 | 0 | 0 | 0 | 0 | 0 | 0 | 0 | 0 | 0 | 58706.7551 | 0 | 0 | 0 | 0 | 0 | 0 | 0 | 0
2016-01-30 19:00 | 0 | 0 | 0 | 0 | 50222.5993 | 546237.1292 | 402345 | 0 | 0 | 0 | 0 | 0 | 0 | 0 | 0 | 0 | 0 | 0 | 0 | 3461159.5867 | 0 | 0 | 0 | 0 | 0 | 0 | 0 | 0 | 0 | 0 | 0 | -83051.4577 | 0 | 0 | 0 | 0 | 0 | 0 | 0 | 0 | 0 | 277166.1862 | 0 | 0 | 0 | 0 | 0 | 0 | 0 | 0
2016-01-30 20:00 | 0 | 0 | 0 | 0 | 204009.0465 | 554327.5974 | 398119 | 0 | 0 | 0 | 0 | 83051.4577 | 0 | 0 | 0 | 0 | 0 | 0 | 0 | 3738325.7728 | 0 | 0 | 0 | 0 | 0 | 0 | 0 | 0 | 0 | 0 | 0 | 83051.4577 | 0 | 0 | 0 | 0 | 0 | 0 | 0 | 0 | 0 | 277166.1862 | 0 | 0 | 0 | 0 | 0 | 0 | 0 | 0
2016-01-30 21:00 | 0 | 0 | 0 | 0 | 27524.1486 | 564801.5799 | 398211 | 0 | 0 | 0 | 0 | 0 | 0 | 0 | 0 | 0 | 0 | 0 | 0 | 4015491.959 | 0 | 0 | 0 | 0 | 0 | 0 | 0 | 0 | 0 | 0 | 0 | -83051.4577 | 0 | 0 | 0 | 0 | 0 | 0 | 0 | 0 | 0 | 277166.1862 | 0 | 0 | 0 | 0 | 0 | 0 | 0 | 0
2016-01-30 22:00 | 0 | 0 | 0 | 0 | 0 | 500314.9674 | 407935 | 0 | 0 | 0 | 0 | 83051.4577 | 0 | 0 | 0 | 0 | 0 | 0 | 0 | 4024820.4687 | 0 | 0 | 0 | 0 | 0 | 0 | 0 | 0 | 0 | 0 | 0 | 83051.4577 | 0 | 0 | 0 | 0 | 0 | 0 | 0 | 0 | 0 | 9328.5097 | 0 | 0 | 0 | 0 | 0 | 0 | 0 | 0
2016-01-30 23:00 | 0 | 0 | 0 | 0 | 0 | 262269.147 | 424712 | 0 | 0 | 0 | 0 | 0 | 0 | 0 | 0 | 0 | 0 | 0 | 0 | 3945429.0733 | 0 | 0 | 0 | 0 | 0 | 0 | 0 | 0 | 0 | 0 | 0 | -83051.4577 | 0 | 0 | 0 | 0 | 0 | 0 | 0 | 0 | 0 | -79391.3953 | 0 | 0 | 0 | 0 | 0 | 0 | 0 | 0
2016-01-31 | 0 | 0 | 0 | 0 | 578177.2166 | 17312.9318 | 432706 | 0 | 0 | 0 | 0 | 83051.4577 | 0 | 0 | 0 | 0 | 0 | 0 | 0 | 4025161.764 | 0 | 0 | 0 | 0 | 0 | 0 | 0 | 0 | 0 | 0 | 0 | 83051.4577 | 0 | 0 | 0 | 0 | 0 | 0 | 0 | 0 | 0 | 79732.6907 | 0 | 0 | 0 | 0 | 0 | 0 | 0 | 0
2016-01-31 01:00 | 0 | 0 | 0 | 0 | 73348.3561 | 0 | 433566 | 0 | 0 | 0 | 0 | 0 | 0 | 0 | 0 | 0 | 0 | 0 | 0 | 3747995.5778 | 0 | 0 | 0 | 0 | 0 | 0 | 0 | 0 | 0 | 0 | 0 | -83051.4577 | 0 | 0 | 0 | 0 | 0 | 0 | 0 | 0 | 0 | -277166.1862 | 0 | 0 | 0 | 0 | 0 | 0 | 0 | 0
2016-01-31 02:00 | 0 | 0 | 0 | 0 | 596687.8019 | 0 | 428394 | 0 | 0 | 0 | 0 | 83051.4577 | 0 | 0 | 0 | 0 | 0 | 0 | 0 | 3833237.922 | 0 | 0 | 0 | 0 | 0 | 0 | 0 | 0 | 0 | 0 | 0 | 83051.4577 | 0 | 0 | 0 | 0 | 0 | 0 | 0 | 0 | 0 | 85242.3442 | 0 | 0 | 0 | 0 | 0 | 0 | 0 | 0
2016-01-31 03:00 | 0 | 0 | 0 | 0 | 57194.3561 | 0 | 417412 | 0 | 0 | 0 | 0 | 0 | 0 | 0 | 0 | 0 | 0 | 0 | 0 | 3556071.7358 | 0 | 0 | 0 | 0 | 0 | 0 | 0 | 0 | 0 | 0 | 0 | -83051.4577 | 0 | 0 | 0 | 0 | 0 | 0 | 0 | 0 | 0 | -277166.1862 | 0 | 0 | 0 | 0 | 0 | 0 | 0 | 0
2016-01-31 04:00 | 0 | 0 | 0 | 0 | 647634.6517 | 0 | 401466 | 0 | 0 | 0 | 0 | 83051.4577 | 0 | 0 | 0 | 0 | 0 | 0 | 0 | 3719188.9298 | 0 | 0 | 0 | 0 | 0 | 0 | 0 | 0 | 0 | 0 | 0 | 83051.4577 | 0 | 0 | 0 | 0 | 0 | 0 | 0 | 0 | 0 | 163117.194 | 0 | 0 | 0 | 0 | 0 | 0 | 0 | 0
2016-01-31 05:00 | 0 | 0 | 0 | 0 | 24813.3561 | 0 | 385031 | 0 | 0 | 0 | 0 | 0 | 0 | 0 | 0 | 0 | 0 | 0 | 0 | 3442022.7436 | 0 | 0 | 0 | 0 | 0 | 0 | 0 | 0 | 0 | 0 | 0 | -83051.4577 | 0 | 0 | 0 | 0 | 0 | 0 | 0 | 0 | 0 | -277166.1862 | 0 | 0 | 0 | 0 | 0 | 0 | 0 | 0
2016-01-31 06:00 | 0 | 0 | 0 | 0 | 649178.0336 | 0 | 372884 | 0 | 0 | 0 | 0 | 83051.4577 | 0 | 0 | 0 | 0 | 0 | 0 | 0 | 3635265.3195 | 0 | 0 | 0 | 0 | 0 | 0 | 0 | 0 | 0 | 0 | 0 | 83051.4577 | 0 | 0 | 0 | 0 | 0 | 0 | 0 | 0 | 0 | 193242.5759 | 0 | 0 | 0 | 0 | 0 | 0 | 0 | 0
2016-01-31 07:00 | 0 | 0 | 0 | 0 | 3945.3561 | 0 | 364163 | 0 | 0 | 0 | 0 | 0 | 0 | 0 | 0 | 0 | 0 | 0 | 0 | 3358099.1333 | 0 | 0 | 0 | 0 | 0 | 0 | 0 | 0 | 0 | 0 | 0 | -83051.4577 | 0 | 0 | 0 | 0 | 0 | 0 | 0 | 0 | 0 | -277166.1862 | 0 | 0 | 0 | 0 | 0 | 0 | 0 | 0
2016-01-31 08:00 | 0 | 0 | 0 | 0 | 627919.0638 | 0 | 359200 | 0 | 0 | 0 | 0 | 83051.4577 | 0 | 0 | 0 | 0 | 0 | 0 | 0 | 3543766.7394 | 0 | 0 | 0 | 0 | 0 | 0 | 0 | 0 | 0 | 0 | 0 | 83051.4577 | 0 | 0 | 0 | 0 | 0 | 0 | 0 | 0 | 0 | 185667.6061 | 0 | 0 | 0 | 0 | 0 | 0 | 0 | 0
2016-01-31 09:00 | 0 | 0 | 0 | 0 | 0 | 0 | 358040 | 0 | 0 | 0 | 0 | 0 | 0 | 0 | 0 | 0 | 0 | 0 | 0 | 3268778.1971 | 0 | 0 | 0 | 0 | 0 | 0 | 0 | 0 | 0 | 0 | 0 | -83051.4577 | 0 | 0 | 0 | 0 | 0 | 0 | 0 | 0 | 0 | -274988.5423 | 0 | 0 | 0 | 0 | 0 | 0 | 0 | 0
2016-01-31 10:00 | 0 | 0 | 0 | 0 | 573732.4616 | 0 | 360898 | 0 | 0 | 0 | 0 | 83051.4577 | 0 | 0 | 0 | 0 | 0 | 0 | 0 | 3398561.201 | 0 | 0 | 0 | 0 | 0 | 0 | 0 | 0 | 0 | 0 | 0 | 83051.4577 | 0 | 0 | 0 | 0 | 0 | 0 | 0 | 0 | 0 | 129783.0039 | 0 | 0 | 0 | 0 | 0 | 0 | 0 | 0
2016-01-31 11:00 | 0 | 0 | 0 | 0 | 7977.3561 | 0 | 368195 | 0 | 0 | 0 | 0 | 0 | 0 | 0 | 0 | 0 | 0 | 0 | 0 | 3121395.0149 | 0 | 0 | 0 | 0 | 0 | 0 | 0 | 0 | 0 | 0 | 0 | -83051.4577 | 0 | 0 | 0 | 0 | 0 | 0 | 0 | 0 | 0 | -277166.1862 | 0 | 0 | 0 | 0 | 0 | 0 | 0 | 0
2016-01-31 12:00 | 0 | 0 | 0 | 0 | 512602.3712 | 0 | 380157 | 0 | 0 | 0 | 0 | 83051.4577 | 0 | 0 | 0 | 0 | 0 | 0 | 0 | 3170788.9283 | 0 | 0 | 0 | 0 | 0 | 0 | 0 | 0 | 0 | 0 | 0 | 83051.4577 | 0 | 0 | 0 | 0 | 0 | 0 | 0 | 0 | 0 | 49393.9134 | 0 | 0 | 0 | 0 | 0 | 0 | 0 | 0
2016-01-31 13:00 | 0 | 0 | 0 | 0 | 485674.7999 | 57.8519 | 391752 | 0 | 0 | 0 | 0 | 0 | 0 | 0 | 0 | 0 | 0 | 0 | 0 | 3347821.0378 | 0 | 0 | 0 | 0 | 0 | 0 | 0 | 0 | 0 | 0 | 0 | -83051.4577 | 0 | 0 | 0 | 0 | 0 | 0 | 0 | 0 | 0 | 177032.1095 | 0 | 0 | 0 | 0 | 0 | 0 | 0 | 0
2016-01-31 14:00 | 0 | 0 | 0 | 0 | 375879.0842 | 123323.0259 | 399409 | 0 | 0 | 0 | 0 | 83051.4577 | 0 | 0 | 0 | 0 | 0 | 0 | 0 | 3364562.6902 | 0 | 0 | 0 | 0 | 0 | 0 | 0 | 0 | 0 | 0 | 0 | 83051.4577 | 0 | 0 | 0 | 0 | 0 | 0 | 0 | 0 | 0 | 16741.6524 | 0 | 0 | 0 | 0 | 0 | 0 | 0 | 0
2016-01-31 15:00 | 0 | 0 | 0 | 0 | 0 | 387355.6978 | 400465 | 0 | 0 | 0 | 0 | 0 | 0 | 0 | 0 | 0 | 0 | 0 | 0 | 3434504.8456 | 0 | 0 | 0 | 0 | 0 | 0 | 0 | 0 | 0 | 0 | 0 | -83051.4577 | 0 | 0 | 0 | 0 | 0 | 0 | 0 | 0 | 0 | 69942.1555 | 0 | 0 | 0 | 0 | 0 | 0 | 0 | 0
2016-01-31 16:00 | 0 | 0 | 0 | 0 | 0 | 482269.0522 | 398733 | 0 | 0 | 0 | 0 | 83051.4577 | 0 | 0 | 0 | 0 | 0 | 0 | 0 | 3434989.4401 | 0 | 0 | 0 | 0 | 0 | 0 | 0 | 0 | 0 | 0 | 0 | 83051.4577 | 0 | 0 | 0 | 0 | 0 | 0 | 0 | 0 | 0 | 484.5945 | 0 | 0 | 0 | 0 | 0 | 0 | 0 | 0
2016-01-31 17:00 | 0 | 0 | 0 | 0 | 89549.2182 | 502214.5103 | 397649 | 0 | 0 | 0 | 0 | 0 | 0 | 0 | 0 | 0 | 0 | 0 | 0 | 3712155.6263 | 0 | 0 | 0 | 0 | 0 | 0 | 0 | 0 | 0 | 0 | 0 | -83051.4577 | 0 | 0 | 0 | 0 | 0 | 0 | 0 | 0 | 0 | 277166.1862 | 0 | 0 | 0 | 0 | 0 | 0 | 0 | 0
2016-01-31 18:00 | 0 | 0 | 0 | 0 | 0 | 497146.5552 | 395805 | 0 | 0 | 0 | 0 | 83051.4577 | 0 | 0 | 0 | 0 | 0 | 0 | 0 | 3730445.7238 | 0 | 0 | 0 | 0 | 0 | 0 | 0 | 0 | 0 | 0 | 0 | 83051.4577 | 0 | 0 | 0 | 0 | 0 | 0 | 0 | 0 | 0 | 18290.0975 | 0 | 0 | 0 | 0 | 0 | 0 | 0 | 0
2016-01-31 19:00 | 0 | 0 | 0 | 0 | 99055.494 | 488125.2345 | 393066 | 0 | 0 | 0 | 0 | 0 | 0 | 0 | 0 | 0 | 0 | 0 | 0 | 4007611.91 | 0 | 0 | 0 | 0 | 0 | 0 | 0 | 0 | 0 | 0 | 0 | -83051.4577 | 0 | 0 | 0 | 0 | 0 | 0 | 0 | 0 | 0 | 277166.1862 | 0 | 0 | 0 | 0 | 0 | 0 | 0 | 0
2016-01-31 20:00 | 0 | 0 | 0 | 0 | 0 | 467202.3284 | 391975 | 0 | 0 | 0 | 0 | 83051.4577 | 0 | 0 | 0 | 0 | 0 | 0 | 0 | 3999787.7807 | 0 | 0 | 0 | 0 | 0 | 0 | 0 | 0 | 0 | 0 | 0 | 83051.4577 | 0 | 0 | 0 | 0 | 0 | 0 | 0 | 0 | 0 | -7824.1293 | 0 | 0 | 0 | 0 | 0 | 0 | 0 | 0
2016-01-31 21:00 | 0 | 0 | 0 | 0 | 165161.865 | 424059.8635 | 395107 | 0 | 0 | 0 | 0 | 0 | 0 | 0 | 0 | 0 | 0 | 0 | 0 | 4276953.9668 | 0 | 0 | 0 | 0 | 0 | 0 | 0 | 0 | 0 | 0 | 0 | -83051.4577 | 0 | 0 | 0 | 0 | 0 | 0 | 0 | 0 | 0 | 277166.1862 | 0 | 0 | 0 | 0 | 0 | 0 | 0 | 0
2016-01-31 22:00 | 0 | 0 | 0 | 0 | 320239.6885 | 340098.4982 | 407470 | 0 | 0 | 0 | 0 | 83051.4577 | 0 | 0 | 0 | 0 | 0 | 0 | 0 | 4446770.6959 | 0 | 0 | 0 | 0 | 0 | 0 | 0 | 0 | 0 | 0 | 0 | 83051.4577 | 0 | 0 | 0 | 0 | 0 | 0 | 0 | 0 | 0 | 169816.729 | 0 | 0 | 0 | 0 | 0 | 0 | 0 | 0
2016-01-31 23:00 | 0 | 0 | 0 | 0 | 346268.6807 | 155430.6233 | 425236 | 0 | 0 | 0 | 0 | 166102.9154 | 0 | 0 | 0 | 0 | 0 | 0 | 0 | 4440182.5422 | 0 | 0 | 0 | 0 | 0 | 0 | 0 | 0 | 0 | 0 | 0 | 83051.4577 | 0 | 0 | 0 | 0 | 0 | 0 | 0 | 0 | 0 | -6588.1537 | 0 | 0 | 0 | 0 | 0 | 0 | 0 | 0
2016-02-01 | 0 | 0 | 0 | 0 | 61786.4369 | 12801.9192 | 434806 | 0 | 0 | 0 | 0 | 83051.4577 | 0 | 0 | 0 | 0 | 0 | 0 | 0 | 4163016.356 | 0 | 0 | 0 | 0 | 0 | 0 | 0 | 0 | 0 | 0 | 0 | -83051.4577 | 0 | 0 | 0 | 0 | 0 | 0 | 0 | 0 | 0 | -277166.1862 | 0 | 0 | 0 | 0 | 0 | 0 | 0 | 0
2016-02-01 01:00 | 0 | 0 | 0 | 0 | 340934.3198 | 0 | 435064 | 0 | 0 | 0 | 0 | 0 | 0 | 0 | 0 | 0 | 0 | 0 | 0 | 4151938.1335 | 0 | 0 | 0 | 0 | 0 | 0 | 0 | 0 | 0 | 0 | 0 | -83051.4577 | 0 | 0 | 0 | 0 | 0 | 0 | 0 | 0 | 0 | -11078.2225 | 0 | 0 | 0 | 0 | 0 | 0 | 0 | 0
2016-02-01 02:00 | 0 | 0 | 0 | 0 | 323809.305 | 0 | 426819 | 0 | 0 | 0 | 0 | 83051.4577 | 0 | 0 | 0 | 0 | 0 | 0 | 0 | 3965876.9808 | 0 | 0 | 0 | 0 | 0 | 0 | 0 | 0 | 0 | 0 | 0 | 83051.4577 | 0 | 0 | 0 | 0 | 0 | 0 | 0 | 0 | 0 | -186061.1527 | 0 | 0 | 0 | 0 | 0 | 0 | 0 | 0
2016-02-01 03:00 | 0 | 0 | 0 | 0 | 309991.3139 | 0 | 411759 | 0 | 0 | 0 | 0 | 166102.9154 | 0 | 0 | 0 | 0 | 0 | 0 | 0 | 3781057.837 | 0 | 0 | 0 | 0 | 0 | 0 | 0 | 0 | 0 | 0 | 0 | 83051.4577 | 0 | 0 | 0 | 0 | 0 | 0 | 0 | 0 | 0 | -184819.1438 | 0 | 0 | 0 | 0 | 0 | 0 | 0 | 0
2016-02-01 04:00 | 0 | 0 | 0 | 0 | 31165.3561 | 0 | 391383 | 0 | 0 | 0 | 0 | 83051.4577 | 0 | 0 | 0 | 0 | 0 | 0 | 0 | 3503891.6509 | 0 | 0 | 0 | 0 | 0 | 0 | 0 | 0 | 0 | 0 | 0 | -83051.4577 | 0 | 0 | 0 | 0 | 0 | 0 | 0 | 0 | 0 | -277166.1862 | 0 | 0 | 0 | 0 | 0 | 0 | 0 | 0
2016-02-01 05:00 | 0 | 0 | 0 | 0 | 284774.2801 | 0 | 372942 | 0 | 0 | 0 | 0 | 166102.9154 | 0 | 0 | 0 | 0 | 0 | 0 | 0 | 3332672.4732 | 0 | 0 | 0 | 0 | 0 | 0 | 0 | 0 | 0 | 0 | 0 | 83051.4577 | 0 | 0 | 0 | 0 | 0 | 0 | 0 | 0 | 0 | -171219.1776 | 0 | 0 | 0 | 0 | 0 | 0 | 0 | 0
2016-02-01 06:00 | 0 | 0 | 0 | 0 | 166886.2715 | 0 | 361001 | 0 | 0 | 0 | 0 | 249154.3731 | 0 | 0 | 0 | 0 | 0 | 0 | 0 | 3055506.2871 | 0 | 0 | 0 | 0 | 0 | 0 | 0 | 0 | 0 | 0 | 0 | 83051.4577 | 0 | 0 | 0 | 0 | 0 | 0 | 0 | 0 | 0 | -277166.1862 | 0 | 0 | 0 | 0 | 0 | 0 | 0 | 0
2016-02-01 07:00 | 0 | 0 | 0 | 0 | 267428.9967 | 0 | 353033 | 0 | 0 | 0 | 0 | 166102.9154 | 0 | 0 | 0 | 0 | 0 | 0 | 0 | 3052953.7415 | 0 | 0 | 0 | 0 | 0 | 0 | 0 | 0 | 0 | 0 | 0 | -83051.4577 | 0 | 0 | 0 | 0 | 0 | 0 | 0 | 0 | 0 | -2552.5456 | 0 | 0 | 0 | 0 | 0 | 0 | 0 | 0
2016-02-01 08:00 | 0 | 0 | 0 | 0 | 0 | 0 | 350045 | 0 | 0 | 0 | 0 | 93224.1016 | 0 | 0 | 0 | 0 | 0 | 0 | 0 | 2775787.5553 | 0 | 0 | 0 | 0 | 0 | 0 | 0 | 0 | 0 | 0 | 0 | -72878.8138 | 0 | 0 | 0 | 0 | 0 | 0 | 0 | 0 | 0 | -277166.1862 | 0 | 0 | 0 | 0 | 0 | 0 | 0 | 0
2016-02-01 09:00 | 0 | 0 | 0 | 0 | 248374.9548 | 0 | 353256 | 0 | 0 | 0 | 0 | 10172.6439 | 0 | 0 | 0 | 0 | 0 | 0 | 0 | 2753957.9678 | 0 | 0 | 0 | 0 | 0 | 0 | 0 | 0 | 0 | 0 | 0 | -83051.4577 | 0 | 0 | 0 | 0 | 0 | 0 | 0 | 0 | 0 | -21829.5875 | 0 | 0 | 0 | 0 | 0 | 0 | 0 | 0
2016-02-01 10:00 | 0 | 0 | 0 | 0 | 232618.4726 | 0 | 368542 | 0 | 0 | 0 | 0 | 93224.1016 | 0 | 0 | 0 | 0 | 0 | 0 | 0 | 2534982.9827 | 0 | 0 | 0 | 0 | 0 | 0 | 0 | 0 | 0 | 0 | 0 | 83051.4577 | 0 | 0 | 0 | 0 | 0 | 0 | 0 | 0 | 0 | -218974.9851 | 0 | 0 | 0 | 0 | 0 | 0 | 0 | 0
2016-02-01 11:00 | 0 | 0 | 0 | 0 | 226313.5099 | 0 | 401550 | 0 | 0 | 0 | 0 | 83051.4577 | 0 | 0 | 0 | 0 | 0 | 0 | 0 | 2369919.1365 | 0 | 0 | 0 | 0 | 0 | 0 | 0 | 0 | 0 | 0 | 0 | -10172.6439 | 0 | 0 | 0 | 0 | 0 | 0 | 0 | 0 | 0 | -165063.8462 | 0 | 0 | 0 | 0 | 0 | 0 | 0 | 0
2016-02-01 12:00 | 0 | 0 | 0 | 0 | 72973.3561 | 0 | 433191 | 0 | 0 | 0 | 0 | 0 | 0 | 0 | 0 | 0 | 0 | 0 | 0 | 2092752.9503 | 0 | 0 | 0 | 0 | 0 | 0 | 0 | 0 | 0 | 0 | 0 | -83051.4577 | 0 | 0 | 0 | 0 | 0 | 0 | 0 | 0 | 0 | -277166.1862 | 0 | 0 | 0 | 0 | 0 | 0 | 0 | 0
2016-02-01 13:00 | 0 | 0 | 0 | 0 | 220684.7831 | 62.7866 | 444295 | 0 | 0 | 0 | 0 | 53618.7559 | 0 | 0 | 0 | 0 | 0 | 0 | 0 | 1815586.7642 | 0 | 0 | 0 | 0 | 0 | 0 | 0 | 0 | 0 | 0 | 0 | 53618.7559 | 0 | 0 | 0 | 0 | 0 | 0 | 0 | 0 | 0 | -277166.1862 | 0 | 0 | 0 | 0 | 0 | 0 | 0 | 0
2016-02-01 14:00 | 0 | 0 | 0 | 0 | 161469.4358 | 97516.5936 | 447894 | 0 | 0 | 0 | 0 | 83051.4577 | 0 | 0 | 0 | 0 | 0 | 0 | 0 | 1597246.0917 | 0 | 0 | 0 | 0 | 0 | 0 | 0 | 0 | 0 | 0 | 0 | 29432.7018 | 0 | 0 | 0 | 0 | 0 | 0 | 0 | 0 | 0 | -218340.6724 | 0 | 0 | 0 | 0 | 0 | 0 | 0 | 0
2016-02-01 15:00 | 0 | 0 | 0 | 0 | 0 | 333026.0353 | 450694 | 0 | 0 | 0 | 0 | 0 | 0 | 0 | 0 | 0 | 0 | 0 | 0 | 1562629.5847 | 0 | 0 | 0 | 0 | 0 | 0 | 0 | 0 | 0 | 0 | 0 | -83051.4577 | 0 | 0 | 0 | 0 | 0 | 0 | 0 | 0 | 0 | -34616.507 | 0 | 0 | 0 | 0 | 0 | 0 | 0 | 0
2016-02-01 16:00 | 0 | 0 | 0 | 0 | 0 | 476168.841 | 449644 | 0 | 0 | 0 | 0 | 83051.4577 | 0 | 0 | 0 | 0 | 0 | 0 | 0 | 1506102.968 | 0 | 0 | 0 | 0 | 0 | 0 | 0 | 0 | 0 | 0 | 0 | 83051.4577 | 0 | 0 | 0 | 0 | 0 | 0 | 0 | 0 | 0 | -56526.6167 | 0 | 0 | 0 | 0 | 0 | 0 | 0 | 0
2016-02-01 17:00 | 0 | 0 | 0 | 0 | 116199.1871 | 524178.5413 | 446263 | 0 | 0 | 0 | 0 | 0 | 0 | 0 | 0 | 0 | 0 | 0 | 0 | 1783269.1542 | 0 | 0 | 0 | 0 | 0 | 0 | 0 | 0 | 0 | 0 | 0 | -83051.4577 | 0 | 0 | 0 | 0 | 0 | 0 | 0 | 0 | 0 | 277166.1862 | 0 | 0 | 0 | 0 | 0 | 0 | 0 | 0
2016-02-01 18:00 | 0 | 0 | 0 | 0 | 0 | 531930.9445 | 442699 | 0 | 0 | 0 | 0 | 83051.4577 | 0 | 0 | 0 | 0 | 0 | 0 | 0 | 1789449.641 | 0 | 0 | 0 | 0 | 0 | 0 | 0 | 0 | 0 | 0 | 0 | 83051.4577 | 0 | 0 | 0 | 0 | 0 | 0 | 0 | 0 | 0 | 6180.4868 | 0 | 0 | 0 | 0 | 0 | 0 | 0 | 0
2016-02-01 19:00 | 0 | 0 | 0 | 0 | 109587.7721 | 524323.9564 | 439797 | 0 | 0 | 0 | 0 | 0 | 0 | 0 | 0 | 0 | 0 | 0 | 0 | 2066615.8272 | 0 | 0 | 0 | 0 | 0 | 0 | 0 | 0 | 0 | 0 | 0 | -83051.4577 | 0 | 0 | 0 | 0 | 0 | 0 | 0 | 0 | 0 | 277166.1862 | 0 | 0 | 0 | 0 | 0 | 0 | 0 | 0
2016-02-01 20:00 | 0 | 0 | 0 | 0 | 0 | 516284.6792 | 437129 | 0 | 0 | 0 | 0 | 83051.4577 | 0 | 0 | 0 | 0 | 0 | 0 | 0 | 2062720.0487 | 0 | 0 | 0 | 0 | 0 | 0 | 0 | 0 | 0 | 0 | 0 | 83051.4577 | 0 | 0 | 0 | 0 | 0 | 0 | 0 | 0 | 0 | -3895.7785 | 0 | 0 | 0 | 0 | 0 | 0 | 0 | 0
2016-02-01 21:00 | 0 | 0 | 0 | 0 | 135663.4147 | 504230.1318 | 438025 | 0 | 0 | 0 | 0 | 0 | 0 | 0 | 0 | 0 | 0 | 0 | 0 | 2339886.2349 | 0 | 7753.8181 | 0 | 0 | 0 | 0 | 0 | 0 | 0 | 0 | 0 | -83051.4577 | 0 | 0 | 0 | 0 | 0 | 0 | 0 | 0 | 0 | 277166.1862 | 0 | 7753.8181 | 0 | 0 | 0 | 0 | 0 | 0
2016-02-01 22:00 | 0 | 0 | 0 | 0 | 382301.4258 | 456877.3035 | 446188 | 0 | 0 | 0 | 0 | 83051.4577 | 0 | 0 | 0 | 0 | 0 | 0 | 0 | 2617052.421 | 0 | 40526.9035 | 0 | 0 | 0 | 0 | 0 | 0 | 0 | 0 | 0 | 83051.4577 | 0 | 0 | 0 | 0 | 0 | 0 | 0 | 0 | 0 | 277166.1862 | 0 | 32773.0854 | 0 | 0 | 0 | 0 | 0 | 0
2016-02-01 23:00 | 0 | 0 | 0 | 0 | 0 | 274058.8304 | 461930 | 0 | 0 | 0 | 0 | 166102.9154 | 0 | 0 | 0 | 0 | 0 | 0 | 0 | 2378902.8791 | 0 | 7753.8181 | 0 | 0 | 0 | 0 | 0 | 0 | 0 | 0 | 0 | 83051.4577 | 0 | 0 | 0 | 0 | 0 | 0 | 0 | 0 | 0 | -238149.5419 | 0 | -32773.0854 | 0 | 0 | 0 | 0 | 0 | 0
2016-02-02 | 0 | 0 | 0 | 0 | 78447.5151 | 25387.023 | 471806 | 0 | 0 | 0 | 0 | 83051.4577 | 0 | 0 | 0 | 0 | 0 | 0 | 0 | 2101736.6929 | 0 | 0 | 0 | 0 | 0 | 0 | 0 | 0 | 0 | 0 | 0 | -83051.4577 | 0 | 0 | 0 | 0 | 0 | 0 | 0 | 0 | 0 | -277166.1862 | 0 | -7753.8181 | 0 | 0 | 0 | 0 | 0 | 0
2016-02-02 01:00 | 0 | 0 | 0 | 0 | 544195.0501 | 0 | 470709 | 0 | 0 | 0 | 0 | 166102.9154 | 0 | 0 | 0 | 0 | 0 | 0 | 0 | 2092171.2853 | 0 | 0 | 0 | 0 | 0 | 0 | 0 | 0 | 0 | 0 | 0 | 83051.4577 | 0 | 0 | 0 | 0 | 0 | 0 | 0 | 0 | 0 | -9565.4077 | 0 | 0 | 0 | 0 | 0 | 0 | 0 | 0
2016-02-02 02:00 | 0 | 0 | 0 | 0 | 526389.0916 | 0 | 461079 | 0 | 0 | 0 | 0 | 83051.4577 | 0 | 0 | 0 | 0 | 0 | 0 | 0 | 2240532.8346 | 0 | 0 | 0 | 0 | 0 | 0 | 0 | 0 | 0 | 0 | 0 | -83051.4577 | 0 | 0 | 0 | 0 | 0 | 0 | 0 | 0 | 0 | 148361.5493 | 0 | 0 | 0 | 0 | 0 | 0 | 0 | 0
2016-02-02 03:00 | 0 | 0 | 0 | 0 | 514369.7332 | 0 | 442670 | 0 | 0 | 0 | 0 | 166102.9154 | 0 | 0 | 0 | 0 | 0 | 0 | 0 | 2229181.1101 | 0 | 0 | 0 | 0 | 0 | 0 | 0 | 0 | 0 | 0 | 0 | 83051.4577 | 0 | 0 | 0 | 0 | 0 | 0 | 0 | 0 | 0 | -11351.7245 | 0 | 0 | 0 | 0 | 0 | 0 | 0 | 0
2016-02-02 04:00 | 0 | 0 | 0 | 0 | 58118.3561 | 0 | 418336 | 0 | 0 | 0 | 0 | 83051.4577 | 0 | 0 | 0 | 0 | 0 | 0 | 0 | 1952014.9239 | 0 | 0 | 0 | 0 | 0 | 0 | 0 | 0 | 0 | 0 | 0 | -83051.4577 | 0 | 0 | 0 | 0 | 0 | 0 | 0 | 0 | 0 | -277166.1862 | 0 | 0 | 0 | 0 | 0 | 0 | 0 | 0
2016-02-02 05:00 | 0 | 0 | 0 | 0 | 492367.4089 | 0 | 396625 | 0 | 0 | 0 | 0 | 83051.4577 | 0 | 0 | 0 | 0 | 0 | 0 | 0 | 2047757.3329 | 0 | 0 | 0 | 0 | 0 | 0 | 0 | 0 | 0 | 0 | 0 | 0 | 0 | 0 | 0 | 0 | 0 | 0 | 0 | 0 | 0 | 95742.4089 | 0 | 0 | 0 | 0 | 0 | 0 | 0 | 0
2016-02-02 06:00 | 0 | 0 | 0 | 0 | 21531.3561 | 0 | 381749 | 0 | 0 | 0 | 0 | 0 | 0 | 0 | 0 | 0 | 0 | 0 | 0 | 1770591.1467 | 0 | 0 | 0 | 0 | 0 | 0 | 0 | 0 | 0 | 0 | 0 | -83051.4577 | 0 | 0 | 0 | 0 | 0 | 0 | 0 | 0 | 0 | -277166.1862 | 0 | 0 | 0 | 0 | 0 | 0 | 0 | 0
2016-02-02 07:00 | 0 | 0 | 0 | 0 | 503264.7849 | 0 | 371769 | 0 | 0 | 0 | 0 | 83051.4577 | 0 | 0 | 0 | 0 | 0 | 0 | 0 | 1819035.474 | 0 | 0 | 0 | 0 | 0 | 0 | 0 | 0 | 0 | 0 | 0 | 83051.4577 | 0 | 0 | 0 | 0 | 0 | 0 | 0 | 0 | 0 | 48444.3272 | 0 | 0 | 0 | 0 | 0 | 0 | 0 | 0
2016-02-02 08:00 | 0 | 0 | 0 | 0 | 6554.3561 | 0 | 366772 | 0 | 0 | 0 | 0 | 0 | 0 | 0 | 0 | 0 | 0 | 0 | 0 | 1541869.2878 | 0 | 0 | 0 | 0 | 0 | 0 | 0 | 0 | 0 | 0 | 0 | -83051.4577 | 0 | 0 | 0 | 0 | 0 | 0 | 0 | 0 | 0 | -277166.1862 | 0 | 0 | 0 | 0 | 0 | 0 | 0 | 0
2016-02-02 09:00 | 0 | 0 | 0 | 0 | 545872.7524 | 0 | 368591 | 0 | 0 | 0 | 0 | 83051.4577 | 0 | 0 | 0 | 0 | 0 | 0 | 0 | 1636099.5825 | 0 | 0 | 0 | 0 | 0 | 0 | 0 | 0 | 0 | 0 | 0 | 83051.4577 | 0 | 0 | 0 | 0 | 0 | 0 | 0 | 0 | 0 | 94230.2947 | 0 | 0 | 0 | 0 | 0 | 0 | 0 | 0
2016-02-02 10:00 | 0 | 0 | 0 | 0 | 21803.3561 | 0 | 382021 | 0 | 0 | 0 | 0 | 0 | 0 | 0 | 0 | 0 | 0 | 0 | 0 | 1358933.3964 | 0 | 0 | 0 | 0 | 0 | 0 | 0 | 0 | 0 | 0 | 0 | -83051.4577 | 0 | 0 | 0 | 0 | 0 | 0 | 0 | 0 | 0 | -277166.1862 | 0 | 0 | 0 | 0 | 0 | 0 | 0 | 0
2016-02-02 11:00 | 0 | 0 | 0 | 0 | 619822.5002 | 0 | 414646 | 0 | 0 | 0 | 0 | 83051.4577 | 0 | 0 | 0 | 0 | 0 | 0 | 0 | 1481058.4388 | 0 | 0 | 0 | 0 | 0 | 0 | 0 | 0 | 0 | 0 | 0 | 83051.4577 | 0 | 0 | 0 | 0 | 0 | 0 | 0 | 0 | 0 | 122125.0425 | 0 | 0 | 0 | 0 | 0 | 0 | 0 | 0
2016-02-02 12:00 | 0 | 0 | 0 | 0 | 83607.3561 | 0 | 443825 | 0 | 0 | 0 | 0 | 0 | 0 | 0 | 0 | 0 | 0 | 0 | 0 | 1203892.2527 | 0 | 0 | 0 | 0 | 0 | 0 | 0 | 0 | 0 | 0 | 0 | -83051.4577 | 0 | 0 | 0 | 0 | 0 | 0 | 0 | 0 | 0 | -277166.1862 | 0 | 0 | 0 | 0 | 0 | 0 | 0 | 0
2016-02-02 13:00 | 0 | 0 | 0 | 0 | 645738.3717 | 82.8405 | 453953 | 0 | 0 | 0 | 0 | 83051.4577 | 0 | 0 | 0 | 0 | 0 | 0 | 0 | 1312709.0072 | 0 | 0 | 0 | 0 | 0 | 0 | 0 | 0 | 0 | 0 | 0 | 83051.4577 | 0 | 0 | 0 | 0 | 0 | 0 | 0 | 0 | 0 | 108816.7546 | 0 | 0 | 0 | 0 | 0 | 0 | 0 | 0
2016-02-02 14:00 | 0 | 0 | 0 | 0 | 527145.8363 | 124121.8922 | 457153 | 0 | 0 | 0 | 0 | 0 | 0 | 0 | 0 | 0 | 0 | 0 | 0 | 1589875.1934 | 0 | 0 | 0 | 0 | 0 | 0 | 0 | 0 | 0 | 0 | 0 | -83051.4577 | 0 | 0 | 0 | 0 | 0 | 0 | 0 | 0 | 0 | 277166.1862 | 0 | 0 | 0 | 0 | 0 | 0 | 0 | 0
2016-02-02 15:00 | 0 | 0 | 0 | 0 | 198519.7389 | 537724.4473 | 459078 | 0 | 0 | 0 | 0 | 0 | 0 | 0 | 0 | 0 | 0 | 0 | 0 | 1867041.3796 | 0 | 0 | 0 | 0 | 0 | 0 | 0 | 0 | 0 | 0 | 0 | 0 | 0 | 0 | 0 | 0 | 0 | 0 | 0 | 0 | 0 | 277166.1862 | 0 | 0 | 0 | 0 | 0 | 0 | 0 | 0
2016-02-02 16:00 | 0 | 0 | 0 | 0 | 178050.177 | 639246.4669 | 457079 | 0 | 0 | 0 | 0 | 83051.4577 | 0 | 0 | 0 | 0 | 0 | 0 | 0 | 2144207.5657 | 0 | 0 | 0 | 0 | 0 | 0 | 0 | 0 | 0 | 0 | 0 | 83051.4577 | 0 | 0 | 0 | 0 | 0 | 0 | 0 | 0 | 0 | 277166.1862 | 0 | 0 | 0 | 0 | 0 | 0 | 0 | 0
2016-02-02 17:00 | 0 | 0 | 0 | 0 | 0 | 644839.5144 | 450673 | 0 | 0 | 0 | 0 | 51.786 | 0 | 0 | 0 | 0 | 0 | 0 | 0 | 2421373.7519 | 0 | 0 | 0 | 0 | 0 | 0 | 0 | 0 | 0 | 0 | 0 | -82999.6717 | 0 | 0 | 0 | 0 | 0 | 0 | 0 | 0 | 0 | 277166.1862 | 0 | 0 | 0 | 0 | 0 | 0 | 0 | 0
2016-02-02 18:00 | 0 | 0 | 0 | 0 | 0 | 626866.5189 | 448768 | 0 | 0 | 0 | 0 | 83103.2437 | 0 | 0 | 0 | 0 | 0 | 0 | 0 | 2516420.8131 | 0 | 0 | 0 | 0 | 0 | 0 | 0 | 0 | 0 | 0 | 0 | 83051.4577 | 0 | 0 | 0 | 0 | 0 | 0 | 0 | 0 | 0 | 95047.0612 | 0 | 0 | 0 | 0 | 0 | 0 | 0 | 0
2016-02-02 19:00 | 0 | 0 | 0 | 0 | 28083.9328 | 610648.7957 | 444618 | 0 | 0 | 0 | 0 | 51.786 | 0 | 0 | 0 | 0 | 0 | 0 | 0 | 2793586.9993 | 0 | 0 | 0 | 0 | 0 | 0 | 0 | 0 | 0 | 0 | 0 | -83051.4577 | 0 | 0 | 0 | 0 | 0 | 0 | 0 | 0 | 0 | 277166.1862 | 0 | 0 | 0 | 0 | 0 | 0 | 0 | 0
2016-02-02 20:00 | 0 | 0 | 0 | 0 | 0 | 611430.7799 | 441273 | 0 | 0 | 0 | 0 | 83103.2437 | 0 | 0 | 0 | 0 | 0 | 0 | 0 | 2880693.3215 | 0 | 0 | 0 | 0 | 0 | 0 | 0 | 0 | 0 | 0 | 0 | 83051.4577 | 0 | 0 | 0 | 0 | 0 | 0 | 0 | 0 | 0 | 87106.3222 | 0 | 0 | 0 | 0 | 0 | 0 | 0 | 0
2016-02-02 21:00 | 0 | 0 | 0 | 0 | 31051.9872 | 605697.7413 | 442635 | 0 | 0 | 0 | 0 | 51.786 | 0 | 0 | 0 | 0 | 0 | 0 | 0 | 3157859.5076 | 0 | 0 | 0 | 0 | 0 | 0 | 0 | 0 | 0 | 0 | 0 | -83051.4577 | 0 | 0 | 0 | 0 | 0 | 0 | 0 | 0 | 0 | 277166.1862 | 0 | 0 | 0 | 0 | 0 | 0 | 0 | 0
2016-02-02 22:00 | 0 | 0 | 0 | 0 | 0 | 539464.6035 | 452450 | 0 | 0 | 0 | 0 | 83103.2437 | 0 | 0 | 0 | 0 | 0 | 0 | 0 | 3161822.6535 | 0 | 0 | 0 | 0 | 0 | 0 | 0 | 0 | 0 | 0 | 0 | 83051.4577 | 0 | 0 | 0 | 0 | 0 | 0 | 0 | 0 | 0 | 3963.1458 | 0 | 0 | 0 | 0 | 0 | 0 | 0 | 0
2016-02-02 23:00 | 0 | 0 | 0 | 0 | 0 | 324393.0277 | 466845 | 0 | 0 | 0 | 0 | 51.786 | 0 | 0 | 0 | 0 | 0 | 0 | 0 | 3102422.1389 | 0 | 0 | 0 | 0 | 0 | 0 | 0 | 0 | 0 | 0 | 0 | -83051.4577 | 0 | 0 | 0 | 0 | 0 | 0 | 0 | 0 | 0 | -59400.5146 | 0 | 0 | 0 | 0 | 0 | 0 | 0 | 0
2016-02-03 | 0 | 0 | 0 | 0 | 612082.9144 | 30086.8731 | 475296 | 0 | 0 | 0 | 0 | 83103.2437 | 0 | 0 | 0 | 0 | 0 | 0 | 0 | 3186244.4688 | 0 | 0 | 0 | 0 | 0 | 0 | 0 | 0 | 0 | 0 | 0 | 83051.4577 | 0 | 0 | 0 | 0 | 0 | 0 | 0 | 0 | 0 | 83822.3299 | 0 | 0 | 0 | 0 | 0 | 0 | 0 | 0
2016-02-03 01:00 | 0 | 0 | 0 | 0 | 113850.3561 | 0 | 474068 | 0 | 0 | 0 | 0 | 51.786 | 0 | 0 | 0 | 0 | 0 | 0 | 0 | 2909078.2826 | 0 | 0 | 0 | 0 | 0 | 0 | 0 | 0 | 0 | 0 | 0 | -83051.4577 | 0 | 0 | 0 | 0 | 0 | 0 | 0 | 0 | 0 | -277166.1862 | 0 | 0 | 0 | 0 | 0 | 0 | 0 | 0
2016-02-03 02:00 | 0 | 0 | 0 | 0 | 591296.9526 | 0 | 463570 | 0 | 0 | 0 | 0 | 83103.2437 | 0 | 0 | 0 | 0 | 0 | 0 | 0 | 2953753.7775 | 0 | 0 | 0 | 0 | 0 | 0 | 0 | 0 | 0 | 0 | 0 | 83051.4577 | 0 | 0 | 0 | 0 | 0 | 0 | 0 | 0 | 0 | 44675.4949 | 0 | 0 | 0 | 0 | 0 | 0 | 0 | 0
2016-02-03 03:00 | 0 | 0 | 0 | 0 | 83934.3561 | 0 | 444152 | 0 | 0 | 0 | 0 | 51.786 | 0 | 0 | 0 | 0 | 0 | 0 | 0 | 2676587.5914 | 0 | 0 | 0 | 0 | 0 | 0 | 0 | 0 | 0 | 0 | 0 | -83051.4577 | 0 | 0 | 0 | 0 | 0 | 0 | 0 | 0 | 0 | -277166.1862 | 0 | 0 | 0 | 0 | 0 | 0 | 0 | 0
2016-02-03 04:00 | 0 | 0 | 0 | 0 | 578792.7799 | 0 | 420117 | 0 | 0 | 0 | 0 | 83103.2437 | 0 | 0 | 0 | 0 | 0 | 0 | 0 | 2752211.9136 | 0 | 0 | 0 | 0 | 0 | 0 | 0 | 0 | 0 | 0 | 0 | 83051.4577 | 0 | 0 | 0 | 0 | 0 | 0 | 0 | 0 | 0 | 75624.3222 | 0 | 0 | 0 | 0 | 0 | 0 | 0 | 0
2016-02-03 05:00 | 0 | 0 | 0 | 0 | 39322.3561 | 0 | 399540 | 0 | 0 | 0 | 0 | 51.786 | 0 | 0 | 0 | 0 | 0 | 0 | 0 | 2475045.7274 | 0 | 0 | 0 | 0 | 0 | 0 | 0 | 0 | 0 | 0 | 0 | -83051.4577 | 0 | 0 | 0 | 0 | 0 | 0 | 0 | 0 | 0 | -277166.1862 | 0 | 0 | 0 | 0 | 0 | 0 | 0 | 0
2016-02-03 06:00 | 0 | 0 | 0 | 0 | 568278.5251 | 0 | 384347 | 0 | 0 | 0 | 0 | 83103.2437 | 0 | 0 | 0 | 0 | 0 | 0 | 0 | 2575925.7948 | 0 | 0 | 0 | 0 | 0 | 0 | 0 | 0 | 0 | 0 | 0 | 83051.4577 | 0 | 0 | 0 | 0 | 0 | 0 | 0 | 0 | 0 | 100880.0674 | 0 | 0 | 0 | 0 | 0 | 0 | 0 | 0
2016-02-03 07:00 | 0 | 0 | 0 | 0 | 13913.3561 | 0 | 374131 | 0 | 0 | 0 | 0 | 51.786 | 0 | 0 | 0 | 0 | 0 | 0 | 0 | 2298759.6087 | 0 | 0 | 0 | 0 | 0 | 0 | 0 | 0 | 0 | 0 | 0 | -83051.4577 | 0 | 0 | 0 | 0 | 0 | 0 | 0 | 0 | 0 | -277166.1862 | 0 | 0 | 0 | 0 | 0 | 0 | 0 | 0
2016-02-03 08:00 | 0 | 0 | 0 | 0 | 557808.4866 | 0 | 369211 | 0 | 0 | 0 | 0 | 83103.2437 | 0 | 0 | 0 | 0 | 0 | 0 | 0 | 2404305.6376 | 0 | 0 | 0 | 0 | 0 | 0 | 0 | 0 | 0 | 0 | 0 | 83051.4577 | 0 | 0 | 0 | 0 | 0 | 0 | 0 | 0 | 0 | 105546.0289 | 0 | 0 | 0 | 0 | 0 | 0 | 0 | 0
2016-02-03 09:00 | 0 | 0 | 0 | 0 | 10997.3561 | 0 | 371215 | 0 | 0 | 0 | 0 | 51.786 | 0 | 0 | 0 | 0 | 0 | 0 | 0 | 2127139.4514 | 0 | 0 | 0 | 0 | 0 | 0 | 0 | 0 | 0 | 0 | 0 | -83051.4577 | 0 | 0 | 0 | 0 | 0 | 0 | 0 | 0 | 0 | -277166.1862 | 0 | 0 | 0 | 0 | 0 | 0 | 0 | 0
2016-02-03 10:00 | 0 | 0 | 0 | 0 | 532284.2021 | 0 | 383781 | 0 | 0 | 0 | 0 | 83103.2437 | 0 | 0 | 0 | 0 | 0 | 0 | 0 | 2192591.1958 | 0 | 0 | 0 | 0 | 0 | 0 | 0 | 0 | 0 | 0 | 0 | 83051.4577 | 0 | 0 | 0 | 0 | 0 | 0 | 0 | 0 | 0 | 65451.7444 | 0 | 0 | 0 | 0 | 0 | 0 | 0 | 0
2016-02-03 11:00 | 0 | 0 | 0 | 0 | 520160.6566 | 0 | 415255 | 0 | 0 | 0 | 0 | 51.786 | 0 | 0 | 0 | 0 | 0 | 0 | 0 | 2380548.3101 | 0 | 0 | 0 | 0 | 0 | 0 | 0 | 0 | 0 | 0 | 0 | -83051.4577 | 0 | 0 | 0 | 0 | 0 | 0 | 0 | 0 | 0 | 187957.1143 | 0 | 0 | 0 | 0 | 0 | 0 | 0 | 0
2016-02-03 12:00 | 0 | 0 | 0 | 0 | 506834.9957 | 0 | 446694 | 0 | 0 | 0 | 0 | 83103.2437 | 0 | 0 | 0 | 0 | 0 | 0 | 0 | 2357637.8481 | 0 | 0 | 0 | 0 | 0 | 0 | 0 | 0 | 0 | 0 | 0 | 83051.4577 | 0 | 0 | 0 | 0 | 0 | 0 | 0 | 0 | 0 | -22910.462 | 0 | 0 | 0 | 0 | 0 | 0 | 0 | 0
2016-02-03 13:00 | 0 | 0 | 0 | 0 | 99566.5667 | 102.7895 | 459887 | 0 | 0 | 0 | 0 | 51.786 | 0 | 0 | 0 | 0 | 0 | 0 | 0 | 2080471.662 | 0 | 0 | 0 | 0 | 0 | 0 | 0 | 0 | 0 | 0 | 0 | -83051.4577 | 0 | 0 | 0 | 0 | 0 | 0 | 0 | 0 | 0 | -277166.1862 | 0 | 0 | 0 | 0 | 0 | 0 | 0 | 0
2016-02-03 14:00 | 0 | 0 | 0 | 0 | 424187.6872 | 241698.0612 | 465986 | 0 | 0 | 0 | 0 | 0 | 0 | 0 | 0 | 0 | 0 | 0 | 0 | 2280423.1963 | 0 | 0 | 0 | 0 | 0 | 0 | 0 | 0 | 0 | 0 | 0 | -51.786 | 0 | 0 | 0 | 0 | 0 | 0 | 0 | 0 | 0 | 199951.5343 | 0 | 0 | 0 | 0 | 0 | 0 | 0 | 0
2016-02-03 15:00 | 0 | 0 | 0 | 0 | 170988.1935 | 658895.4504 | 469666 | 0 | 0 | 0 | 0 | 83051.4577 | 0 | 0 | 0 | 0 | 0 | 0 | 0 | 2557589.3825 | 0 | 0 | 0 | 0 | 0 | 0 | 0 | 0 | 0 | 0 | 0 | 83051.4577 | 0 | 0 | 0 | 0 | 0 | 0 | 0 | 0 | 0 | 277166.1862 | 0 | 0 | 0 | 0 | 0 | 0 | 0 | 0
2016-02-03 16:00 | 0 | 0 | 0 | 0 | 0 | 748015.4669 | 468347 | 0 | 0 | 0 | 0 | 166102.9154 | 0 | 0 | 0 | 0 | 0 | 0 | 0 | 2754206.3917 | 0 | 0 | 0 | 0 | 0 | 0 | 0 | 0 | 0 | 0 | 0 | 83051.4577 | 0 | 0 | 0 | 0 | 0 | 0 | 0 | 0 | 0 | 196617.0092 | 0 | 0 | 0 | 0 | 0 | 0 | 0 | 0
2016-02-03 17:00 | 0 | 0 | 0 | 0 | 0 | 736333.4814 | 463302 | 0 | 0 | 0 | 0 | 161968.2107 | 0 | 0 | 0 | 0 | 0 | 0 | 0 | 3031372.5778 | 0 | 0 | 0 | 0 | 0 | 0 | 0 | 0 | 0 | 0 | 0 | -4134.7048 | 0 | 0 | 0 | 0 | 0 | 0 | 0 | 0 | 0 | 277166.1862 | 0 | 0 | 0 | 0 | 0 | 0 | 0 | 0
2016-02-03 18:00 | 0 | 0 | 0 | 0 | 0 | 699720.75 | 458532 | 0 | 0 | 0 | 0 | 125990.7745 | 0 | 0 | 0 | 0 | 0 | 0 | 0 | 3308538.764 | 0 | 0 | 0 | 0 | 0 | 0 | 0 | 0 | 0 | 0 | 0 | -35977.4361 | 0 | 0 | 0 | 0 | 0 | 0 | 0 | 0 | 0 | 277166.1862 | 0 | 0 | 0 | 0 | 0 | 0 | 0 | 0
2016-02-03 19:00 | 0 | 0 | 0 | 0 | 0 | 678271.6554 | 453700 | 0 | 0 | 0 | 0 | 209042.2322 | 0 | 0 | 0 | 0 | 0 | 0 | 0 | 3450058.9617 | 0 | 0 | 0 | 0 | 0 | 0 | 0 | 0 | 0 | 0 | 0 | 83051.4577 | 0 | 0 | 0 | 0 | 0 | 0 | 0 | 0 | 0 | 141520.1977 | 0 | 0 | 0 | 0 | 0 | 0 | 0 | 0
2016-02-03 20:00 | 0 | 0 | 0 | 0 | 0 | 684751.692 | 449532 | 0 | 0 | 0 | 0 | 167095.738 | 0 | 0 | 0 | 0 | 0 | 0 | 0 | 3727225.1478 | 0 | 0 | 0 | 0 | 0 | 0 | 0 | 0 | 0 | 0 | 0 | -41946.4942 | 0 | 0 | 0 | 0 | 0 | 0 | 0 | 0 | 0 | 277166.1862 | 0 | 0 | 0 | 0 | 0 | 0 | 0 | 0
2016-02-03 21:00 | 0 | 0 | 0 | 0 | 0 | 697608.0087 | 450158 | 0 | 0 | 0 | 0 | 250147.1957 | 0 | 0 | 0 | 0 | 0 | 0 | 0 | 3891623.6989 | 0 | 0 | 0 | 0 | 0 | 0 | 0 | 0 | 0 | 0 | 0 | 83051.4577 | 0 | 0 | 0 | 0 | 0 | 0 | 0 | 0 | 0 | 164398.551 | 0 | 0 | 0 | 0 | 0 | 0 | 0 | 0
2016-02-03 22:00 | 0 | 0 | 0 | 0 | 308.7131 | 652025.0154 | 458219 | 0 | 0 | 0 | 0 | 167095.738 | 0 | 0 | 0 | 0 | 0 | 0 | 0 | 4168789.885 | 0 | 0 | 0 | 0 | 0 | 0 | 0 | 0 | 0 | 0 | 0 | -83051.4577 | 0 | 0 | 0 | 0 | 0 | 0 | 0 | 0 | 0 | 277166.1862 | 0 | 0 | 0 | 0 | 0 | 0 | 0 | 0
2016-02-03 23:00 | 0 | 0 | 0 | 0 | 0 | 402707.624 | 472065 | 0 | 0 | 0 | 0 | 250147.1957 | 0 | 0 | 0 | 0 | 0 | 0 | 0 | 4016381.0513 | 0 | 0 | 0 | 0 | 0 | 0 | 0 | 0 | 0 | 0 | 0 | 83051.4577 | 0 | 0 | 0 | 0 | 0 | 0 | 0 | 0 | 0 | -152408.8337 | 0 | 0 | 0 | 0 | 0 | 0 | 0 | 0
2016-02-04 | 0 | 0 | 0 | 0 | 405472.93 | 30192.3631 | 482328 | 0 | 0 | 0 | 0 | 167095.738 | 0 | 0 | 0 | 0 | 0 | 0 | 0 | 4052769.802 | 0 | 0 | 0 | 0 | 0 | 0 | 0 | 0 | 0 | 0 | 0 | -83051.4577 | 0 | 0 | 0 | 0 | 0 | 0 | 0 | 0 | 0 | 36388.7507 | 0 | 0 | 0 | 0 | 0 | 0 | 0 | 0
2016-02-04 01:00 | 0 | 0 | 0 | 0 | 122638.3561 | 0 | 482856 | 0 | 0 | 0 | 0 | 84044.2803 | 0 | 0 | 0 | 0 | 0 | 0 | 0 | 3775603.6159 | 0 | 0 | 0 | 0 | 0 | 0 | 0 | 0 | 0 | 0 | 0 | -83051.4577 | 0 | 0 | 0 | 0 | 0 | 0 | 0 | 0 | 0 | -277166.1862 | 0 | 0 | 0 | 0 | 0 | 0 | 0 | 0
2016-02-04 02:00 | 0 | 0 | 0 | 0 | 407429.8621 | 0 | 474367 | 0 | 0 | 0 | 0 | 167095.738 | 0 | 0 | 0 | 0 | 0 | 0 | 0 | 3625615.0203 | 0 | 0 | 0 | 0 | 0 | 0 | 0 | 0 | 0 | 0 | 0 | 83051.4577 | 0 | 0 | 0 | 0 | 0 | 0 | 0 | 0 | 0 | -149988.5956 | 0 | 0 | 0 | 0 | 0 | 0 | 0 | 0
2016-02-04 03:00 | 0 | 0 | 0 | 0 | 96072.3561 | 0 | 456290 | 0 | 0 | 0 | 0 | 84044.2803 | 0 | 0 | 0 | 0 | 0 | 0 | 0 | 3348448.8341 | 0 | 0 | 0 | 0 | 0 | 0 | 0 | 0 | 0 | 0 | 0 | -83051.4577 | 0 | 0 | 0 | 0 | 0 | 0 | 0 | 0 | 0 | -277166.1862 | 0 | 0 | 0 | 0 | 0 | 0 | 0 | 0
2016-02-04 04:00 | 0 | 0 | 0 | 0 | 407180.5656 | 0 | 432825 | 0 | 0 | 0 | 0 | 167095.738 | 0 | 0 | 0 | 0 | 0 | 0 | 0 | 3239752.942 | 0 | 0 | 0 | 0 | 0 | 0 | 0 | 0 | 0 | 0 | 0 | 83051.4577 | 0 | 0 | 0 | 0 | 0 | 0 | 0 | 0 | 0 | -108695.8921 | 0 | 0 | 0 | 0 | 0 | 0 | 0 | 0
2016-02-04 05:00 | 0 | 0 | 0 | 0 | 52463.3561 | 0 | 412681 | 0 | 0 | 0 | 0 | 84044.2803 | 0 | 0 | 0 | 0 | 0 | 0 | 0 | 2962586.7558 | 0 | 0 | 0 | 0 | 0 | 0 | 0 | 0 | 0 | 0 | 0 | -83051.4577 | 0 | 0 | 0 | 0 | 0 | 0 | 0 | 0 | 0 | -277166.1862 | 0 | 0 | 0 | 0 | 0 | 0 | 0 | 0
2016-02-04 06:00 | 0 | 0 | 0 | 0 | 403012.3889 | 0 | 398724 | 0 | 0 | 0 | 0 | 167095.738 | 0 | 0 | 0 | 0 | 0 | 0 | 0 | 2883823.687 | 0 | 0 | 0 | 0 | 0 | 0 | 0 | 0 | 0 | 0 | 0 | 83051.4577 | 0 | 0 | 0 | 0 | 0 | 0 | 0 | 0 | 0 | -78763.0688 | 0 | 0 | 0 | 0 | 0 | 0 | 0 | 0
2016-02-04 07:00 | 0 | 0 | 0 | 0 | 400026.807 | 0 | 390171 | 0 | 0 | 0 | 0 | 84044.2803 | 0 | 0 | 0 | 0 | 0 | 0 | 0 | 2976730.9518 | 0 | 0 | 0 | 0 | 0 | 0 | 0 | 0 | 0 | 0 | 0 | -83051.4577 | 0 | 0 | 0 | 0 | 0 | 0 | 0 | 0 | 0 | 92907.2647 | 0 | 0 | 0 | 0 | 0 | 0 | 0 | 0
2016-02-04 08:00 | 0 | 0 | 0 | 0 | 395624.2179 | 0 | 386439 | 0 | 0 | 0 | 0 | 167095.738 | 0 | 0 | 0 | 0 | 0 | 0 | 0 | 2902864.7119 | 0 | 0 | 0 | 0 | 0 | 0 | 0 | 0 | 0 | 0 | 0 | 83051.4577 | 0 | 0 | 0 | 0 | 0 | 0 | 0 | 0 | 0 | -73866.2398 | 0 | 0 | 0 | 0 | 0 | 0 | 0 | 0
2016-02-04 09:00 | 0 | 0 | 0 | 0 | 385826.1856 | 0 | 389595 | 0 | 0 | 0 | 0 | 84044.2803 | 0 | 0 | 0 | 0 | 0 | 0 | 0 | 2982147.3552 | 0 | 0 | 0 | 0 | 0 | 0 | 0 | 0 | 0 | 0 | 0 | -83051.4577 | 0 | 0 | 0 | 0 | 0 | 0 | 0 | 0 | 0 | 79282.6433 | 0 | 0 | 0 | 0 | 0 | 0 | 0 | 0
2016-02-04 10:00 | 0 | 0 | 0 | 0 | 372871.6822 | 0 | 404973 | 0 | 0 | 0 | 0 | 167095.738 | 0 | 0 | 0 | 0 | 0 | 0 | 0 | 2866994.5797 | 0 | 0 | 0 | 0 | 0 | 0 | 0 | 0 | 0 | 0 | 0 | 83051.4577 | 0 | 0 | 0 | 0 | 0 | 0 | 0 | 0 | 0 | -115152.7755 | 0 | 0 | 0 | 0 | 0 | 0 | 0 | 0
2016-02-04 11:00 | 0 | 0 | 0 | 0 | 78009.3561 | 0 | 438227 | 0 | 0 | 0 | 0 | 84044.2803 | 0 | 0 | 0 | 0 | 0 | 0 | 0 | 2589828.3935 | 0 | 0 | 0 | 0 | 0 | 0 | 0 | 0 | 0 | 0 | 0 | -83051.4577 | 0 | 0 | 0 | 0 | 0 | 0 | 0 | 0 | 0 | -277166.1862 | 0 | 0 | 0 | 0 | 0 | 0 | 0 | 0
2016-02-04 12:00 | 0 | 0 | 0 | 0 | 367407.4661 | 0 | 472199 | 0 | 0 | 0 | 0 | 83051.4577 | 0 | 0 | 0 | 0 | 0 | 0 | 0 | 2486029.6823 | 0 | 0 | 0 | 0 | 0 | 0 | 0 | 0 | 0 | 0 | 0 | -992.8226 | 0 | 0 | 0 | 0 | 0 | 0 | 0 | 0 | 0 | -103798.7113 | 0 | 0 | 0 | 0 | 0 | 0 | 0 | 0
2016-02-04 13:00 | 0 | 0 | 0 | 0 | 368841.5761 | 113.7005 | 484949 | 0 | 0 | 0 | 0 | 0 | 0 | 0 | 0 | 0 | 0 | 0 | 0 | 2453087.4166 | 0 | 0 | 0 | 0 | 0 | 0 | 0 | 0 | 0 | 0 | 0 | -83051.4577 | 0 | 0 | 0 | 0 | 0 | 0 | 0 | 0 | 0 | -32942.2657 | 0 | 0 | 0 | 0 | 0 | 0 | 0 | 0
2016-02-04 14:00 | 0 | 0 | 0 | 0 | 308110.147 | 151198.8999 | 487328 | 0 | 0 | 0 | 0 | 83051.4577 | 0 | 0 | 0 | 0 | 0 | 0 | 0 | 2342017.0058 | 0 | 0 | 0 | 0 | 0 | 0 | 0 | 0 | 0 | 0 | 0 | 83051.4577 | 0 | 0 | 0 | 0 | 0 | 0 | 0 | 0 | 0 | -111070.4108 | 0 | 0 | 0 | 0 | 0 | 0 | 0 | 0
2016-02-04 15:00 | 0 | 0 | 0 | 0 | 0 | 565881.621 | 485781 | 0 | 0 | 0 | 0 | 0 | 0 | 0 | 0 | 0 | 0 | 0 | 0 | 2505169.0845 | 0 | 0 | 0 | 0 | 0 | 0 | 0 | 0 | 0 | 0 | 0 | -83051.4577 | 0 | 0 | 0 | 0 | 0 | 0 | 0 | 0 | 0 | 163152.0787 | 0 | 0 | 0 | 0 | 0 | 0 | 0 | 0
2016-02-04 16:00 | 0 | 0 | 0 | 0 | 0 | 652305.8921 | 479593 | 0 | 0 | 0 | 0 | 0 | 0 | 0 | 0 | 0 | 0 | 0 | 0 | 2677881.9765 | 0 | 0 | 0 | 0 | 0 | 0 | 0 | 0 | 0 | 0 | 0 | 0 | 0 | 0 | 0 | 0 | 0 | 0 | 0 | 0 | 0 | 172712.8921 | 0 | 0 | 0 | 0 | 0 | 0 | 0 | 0
2016-02-04 17:00 | 0 | 0 | 0 | 0 | 0 | 663790.6467 | 470967 | 0 | 0 | 0 | 0 | 83051.4577 | 0 | 0 | 0 | 0 | 0 | 0 | 0 | 2787654.1655 | 0 | 0 | 0 | 0 | 0 | 0 | 0 | 0 | 0 | 0 | 0 | 83051.4577 | 0 | 0 | 0 | 0 | 0 | 0 | 0 | 0 | 0 | 109772.189 | 0 | 0 | 0 | 0 | 0 | 0 | 0 | 0
2016-02-04 18:00 | 0 | 0 | 0 | 0 | 16084.1794 | 640948.5491 | 462918 | 0 | 0 | 0 | 0 | 0 | 0 | 0 | 0 | 0 | 0 | 0 | 0 | 3064820.3517 | 0 | 0 | 0 | 0 | 0 | 0 | 0 | 0 | 0 | 0 | 0 | -83051.4577 | 0 | 0 | 0 | 0 | 0 | 0 | 0 | 0 | 0 | 277166.1862 | 0 | 0 | 0 | 0 | 0 | 0 | 0 | 0
2016-02-04 19:00 | 0 | 0 | 0 | 0 | 0 | 623404.2664 | 456299 | 0 | 0 | 0 | 0 | 83051.4577 | 0 | 0 | 0 | 0 | 0 | 0 | 0 | 3148874.1604 | 0 | 0 | 0 | 0 | 0 | 0 | 0 | 0 | 0 | 0 | 0 | 83051.4577 | 0 | 0 | 0 | 0 | 0 | 0 | 0 | 0 | 0 | 84053.8087 | 0 | 0 | 0 | 0 | 0 | 0 | 0 | 0
2016-02-04 20:00 | 0 | 0 | 0 | 0 | 24197.912 | 621276.8165 | 451360 | 0 | 0 | 0 | 0 | 0 | 0 | 0 | 0 | 0 | 0 | 0 | 0 | 3426040.3466 | 0 | 0 | 0 | 0 | 0 | 0 | 0 | 0 | 0 | 0 | 0 | -83051.4577 | 0 | 0 | 0 | 0 | 0 | 0 | 0 | 0 | 0 | 277166.1862 | 0 | 0 | 0 | 0 | 0 | 0 | 0 | 0
2016-02-04 21:00 | 0 | 0 | 0 | 0 | 0 | 620655.0074 | 451716 | 0 | 0 | 0 | 0 | 83051.4577 | 0 | 0 | 0 | 0 | 0 | 0 | 0 | 3511927.8963 | 0 | 0 | 0 | 0 | 0 | 0 | 0 | 0 | 0 | 0 | 0 | 83051.4577 | 0 | 0 | 0 | 0 | 0 | 0 | 0 | 0 | 0 | 85887.5497 | 0 | 0 | 0 | 0 | 0 | 0 | 0 | 0
2016-02-04 22:00 | 0 | 0 | 0 | 0 | 238144.0994 | 558143.8204 | 461495 | 0 | 0 | 0 | 0 | 140678.1913 | 0 | 0 | 0 | 0 | 0 | 0 | 0 | 3789094.0825 | 0 | 0 | 0 | 0 | 0 | 0 | 0 | 0 | 0 | 0 | 0 | 57626.7336 | 0 | 0 | 0 | 0 | 0 | 0 | 0 | 0 | 0 | 277166.1862 | 0 | 0 | 0 | 0 | 0 | 0 | 0 | 0
2016-02-04 23:00 | 0 | 0 | 0 | 0 | 233254.2627 | 349322.2837 | 477809 | 0 | 0 | 0 | 0 | 223729.649 | 0 | 0 | 0 | 0 | 0 | 0 | 0 | 3810810.1712 | 0 | 0 | 0 | 0 | 0 | 0 | 0 | 0 | 0 | 0 | 0 | 83051.4577 | 0 | 0 | 0 | 0 | 0 | 0 | 0 | 0 | 0 | 21716.0887 | 0 | 0 | 0 | 0 | 0 | 0 | 0 | 0
2016-02-05 | 0 | 0 | 0 | 0 | 251599.5922 | 30815.1391 | 491436 | 0 | 0 | 0 | 0 | 140678.1913 | 0 | 0 | 0 | 0 | 0 | 0 | 0 | 3684840.3602 | 0 | 0 | 0 | 0 | 0 | 0 | 0 | 0 | 0 | 0 | 0 | -83051.4577 | 0 | 0 | 0 | 0 | 0 | 0 | 0 | 0 | 0 | -125969.811 | 0 | 0 | 0 | 0 | 0 | 0 | 0 | 0
2016-02-05 01:00 | 0 | 0 | 0 | 0 | 294664.6787 | 0 | 495085 | 0 | 0 | 0 | 0 | 57626.7336 | 0 | 0 | 0 | 0 | 0 | 0 | 0 | 3567471.4965 | 0 | 0 | 0 | 0 | 0 | 0 | 0 | 0 | 0 | 0 | 0 | -83051.4577 | 0 | 0 | 0 | 0 | 0 | 0 | 0 | 0 | 0 | -117368.8636 | 0 | 0 | 0 | 0 | 0 | 0 | 0 | 0
2016-02-05 02:00 | 0 | 0 | 0 | 0 | 355642.0637 | 0 | 488990 | 0 | 0 | 0 | 0 | 140678.1913 | 0 | 0 | 0 | 0 | 0 | 0 | 0 | 3351072.1026 | 0 | 0 | 0 | 0 | 0 | 0 | 0 | 0 | 0 | 0 | 0 | 83051.4577 | 0 | 0 | 0 | 0 | 0 | 0 | 0 | 0 | 0 | -216399.394 | 0 | 0 | 0 | 0 | 0 | 0 | 0 | 0
2016-02-05 03:00 | 0 | 0 | 0 | 0 | 112825.3561 | 0 | 473043 | 0 | 0 | 0 | 0 | 57626.7336 | 0 | 0 | 0 | 0 | 0 | 0 | 0 | 3073905.9164 | 0 | 0 | 0 | 0 | 0 | 0 | 0 | 0 | 0 | 0 | 0 | -83051.4577 | 0 | 0 | 0 | 0 | 0 | 0 | 0 | 0 | 0 | -277166.1862 | 0 | 0 | 0 | 0 | 0 | 0 | 0 | 0
2016-02-05 04:00 | 0 | 0 | 0 | 0 | 445894.3303 | 0 | 452119 | 0 | 0 | 0 | 0 | 0 | 0 | 0 | 0 | 0 | 0 | 0 | 0 | 3125307.9803 | 0 | 0 | 0 | 0 | 0 | 0 | 0 | 0 | 0 | 0 | 0 | -57626.7336 | 0 | 0 | 0 | 0 | 0 | 0 | 0 | 0 | 0 | 51402.064 | 0 | 0 | 0 | 0 | 0 | 0 | 0 | 0
2016-02-05 05:00 | 0 | 0 | 0 | 0 | 239120.2715 | 0 | 433235 | 0 | 0 | 0 | 0 | 83051.4577 | 0 | 0 | 0 | 0 | 0 | 0 | 0 | 2848141.7942 | 0 | 0 | 0 | 0 | 0 | 0 | 0 | 0 | 0 | 0 | 0 | 83051.4577 | 0 | 0 | 0 | 0 | 0 | 0 | 0 | 0 | 0 | -277166.1862 | 0 | 0 | 0 | 0 | 0 | 0 | 0 | 0
2016-02-05 06:00 | 0 | 0 | 0 | 0 | 466670.5788 | 0 | 421814 | 0 | 0 | 0 | 0 | 166102.9154 | 0 | 0 | 0 | 0 | 0 | 0 | 0 | 2809946.9153 | 0 | 0 | 0 | 0 | 0 | 0 | 0 | 0 | 0 | 0 | 0 | 83051.4577 | 0 | 0 | 0 | 0 | 0 | 0 | 0 | 0 | 0 | -38194.8789 | 0 | 0 | 0 | 0 | 0 | 0 | 0 | 0
2016-02-05 07:00 | 0 | 0 | 0 | 0 | 55921.3561 | 0 | 416139 | 0 | 0 | 0 | 0 | 83051.4577 | 0 | 0 | 0 | 0 | 0 | 0 | 0 | 2532780.7291 | 0 | 0 | 0 | 0 | 0 | 0 | 0 | 0 | 0 | 0 | 0 | -83051.4577 | 0 | 0 | 0 | 0 | 0 | 0 | 0 | 0 | 0 | -277166.1862 | 0 | 0 | 0 | 0 | 0 | 0 | 0 | 0
2016-02-05 08:00 | 0 | 0 | 0 | 0 | 446722.4 | 0 | 414463 | 0 | 0 | 0 | 0 | 166102.9154 | 0 | 0 | 0 | 0 | 0 | 0 | 0 | 2481988.6714 | 0 | 0 | 0 | 0 | 0 | 0 | 0 | 0 | 0 | 0 | 0 | 83051.4577 | 0 | 0 | 0 | 0 | 0 | 0 | 0 | 0 | 0 | -50792.0577 | 0 | 0 | 0 | 0 | 0 | 0 | 0 | 0
2016-02-05 09:00 | 0 | 0 | 0 | 0 | 58319.3561 | 0 | 418537 | 0 | 0 | 0 | 0 | 83051.4577 | 0 | 0 | 0 | 0 | 0 | 0 | 0 | 2204822.4852 | 0 | 0 | 0 | 0 | 0 | 0 | 0 | 0 | 0 | 0 | 0 | -83051.4577 | 0 | 0 | 0 | 0 | 0 | 0 | 0 | 0 | 0 | -277166.1862 | 0 | 0 | 0 | 0 | 0 | 0 | 0 | 0
2016-02-05 10:00 | 0 | 0 | 0 | 0 | 424486.8151 | 0 | 435319 | 0 | 0 | 0 | 0 | 83051.4577 | 0 | 0 | 0 | 0 | 0 | 0 | 0 | 2193990.3003 | 0 | 0 | 0 | 0 | 0 | 0 | 0 | 0 | 0 | 0 | 0 | 0 | 0 | 0 | 0 | 0 | 0 | 0 | 0 | 0 | 0 | -10832.1849 | 0 | 0 | 0 | 0 | 0 | 0 | 0 | 0
2016-02-05 11:00 | 0 | 0 | 0 | 0 | 420830.6339 | 0 | 470378 | 0 | 0 | 0 | 0 | 0 | 0 | 0 | 0 | 0 | 0 | 0 | 0 | 2227494.3919 | 0 | 0 | 0 | 0 | 0 | 0 | 0 | 0 | 0 | 0 | 0 | -83051.4577 | 0 | 0 | 0 | 0 | 0 | 0 | 0 | 0 | 0 | 33504.0916 | 0 | 0 | 0 | 0 | 0 | 0 | 0 | 0
2016-02-05 12:00 | 0 | 0 | 0 | 0 | 424359.2674 | 0 | 503832 | 0 | 0 | 0 | 0 | 83051.4577 | 0 | 0 | 0 | 0 | 0 | 0 | 0 | 2064970.2016 | 0 | 0 | 0 | 0 | 0 | 0 | 0 | 0 | 0 | 0 | 0 | 83051.4577 | 0 | 0 | 0 | 0 | 0 | 0 | 0 | 0 | 0 | -162524.1903 | 0 | 0 | 0 | 0 | 0 | 0 | 0 | 0
2016-02-05 13:00 | 0 | 0 | 0 | 0 | 153789.4706 | 131.8855 | 514139 | 0 | 0 | 0 | 0 | 0 | 0 | 0 | 0 | 0 | 0 | 0 | 0 | 1787804.0155 | 0 | 0 | 0 | 0 | 0 | 0 | 0 | 0 | 0 | 0 | 0 | -83051.4577 | 0 | 0 | 0 | 0 | 0 | 0 | 0 | 0 | 0 | -277166.1862 | 0 | 0 | 0 | 0 | 0 | 0 | 0 | 0
2016-02-05 14:00 | 0 | 0 | 0 | 0 | 344883.917 | 135311.2726 | 511370 | 0 | 0 | 0 | 0 | 83051.4577 | 0 | 0 | 0 | 0 | 0 | 0 | 0 | 1673577.7474 | 0 | 0 | 0 | 0 | 0 | 0 | 0 | 0 | 0 | 0 | 0 | 83051.4577 | 0 | 0 | 0 | 0 | 0 | 0 | 0 | 0 | 0 | -114226.2681 | 0 | 0 | 0 | 0 | 0 | 0 | 0 | 0
2016-02-05 15:00 | 0 | 0 | 0 | 0 | 0 | 630994.235 | 503724 | 0 | 0 | 0 | 0 | 0 | 0 | 0 | 0 | 0 | 0 | 0 | 0 | 1883899.44 | 0 | 0 | 0 | 0 | 0 | 0 | 0 | 0 | 0 | 0 | 0 | -83051.4577 | 0 | 0 | 0 | 0 | 0 | 0 | 0 | 0 | 0 | 210321.6927 | 0 | 0 | 0 | 0 | 0 | 0 | 0 | 0
2016-02-05 16:00 | 0 | 0 | 0 | 0 | 0 | 740795.4659 | 490621 | 0 | 0 | 0 | 0 | 83051.4577 | 0 | 0 | 0 | 0 | 0 | 0 | 0 | 2051022.4482 | 0 | 0 | 0 | 0 | 0 | 0 | 0 | 0 | 0 | 0 | 0 | 83051.4577 | 0 | 0 | 0 | 0 | 0 | 0 | 0 | 0 | 0 | 167123.0082 | 0 | 0 | 0 | 0 | 0 | 0 | 0 | 0
2016-02-05 17:00 | 0 | 0 | 0 | 0 | 91433.8316 | 744138.8123 | 475355 | 0 | 0 | 0 | 0 | 166102.9154 | 0 | 0 | 0 | 0 | 0 | 0 | 0 | 2328188.6344 | 0 | 0 | 0 | 0 | 0 | 0 | 0 | 0 | 0 | 0 | 0 | 83051.4577 | 0 | 0 | 0 | 0 | 0 | 0 | 0 | 0 | 0 | 277166.1862 | 0 | 0 | 0 | 0 | 0 | 0 | 0 | 0
2016-02-05 18:00 | 0 | 0 | 0 | 0 | 0 | 709281.0991 | 462022 | 0 | 0 | 0 | 0 | 136195.8283 | 0 | 0 | 0 | 0 | 0 | 0 | 0 | 2605354.8205 | 0 | 0 | 0 | 0 | 0 | 0 | 0 | 0 | 0 | 0 | 0 | -29907.0871 | 0 | 0 | 0 | 0 | 0 | 0 | 0 | 0 | 0 | 277166.1862 | 0 | 0 | 0 | 0 | 0 | 0 | 0 | 0
2016-02-05 19:00 | 0 | 0 | 0 | 0 | 0 | 690802.119 | 451872 | 0 | 0 | 0 | 0 | 97959.7612 | 0 | 0 | 0 | 0 | 0 | 0 | 0 | 2882521.0067 | 0 | 0 | 0 | 0 | 0 | 0 | 0 | 0 | 0 | 0 | 0 | -38236.0671 | 0 | 0 | 0 | 0 | 0 | 0 | 0 | 0 | 0 | 277166.1862 | 0 | 0 | 0 | 0 | 0 | 0 | 0 | 0
2016-02-05 20:00 | 0 | 0 | 0 | 0 | 0 | 701969.9189 | 443685 | 0 | 0 | 0 | 0 | 181011.2189 | 0 | 0 | 0 | 0 | 0 | 0 | 0 | 3057754.4679 | 0 | 0 | 0 | 0 | 0 | 0 | 0 | 0 | 0 | 0 | 0 | 83051.4577 | 0 | 0 | 0 | 0 | 0 | 0 | 0 | 0 | 0 | 175233.4612 | 0 | 0 | 0 | 0 | 0 | 0 | 0 | 0
2016-02-05 21:00 | 0 | 0 | 0 | 0 | 0 | 724027.4369 | 442344 | 0 | 0 | 0 | 0 | 185528.4696 | 0 | 0 | 0 | 0 | 0 | 0 | 0 | 3334920.654 | 0 | 0 | 0 | 0 | 0 | 0 | 0 | 0 | 0 | 0 | 0 | 4517.2507 | 0 | 0 | 0 | 0 | 0 | 0 | 0 | 0 | 0 | 277166.1862 | 0 | 0 | 0 | 0 | 0 | 0 | 0 | 0
2016-02-05 22:00 | 0 | 0 | 0 | 0 | 0 | 683408.8385 | 452742 | 0 | 0 | 0 | 0 | 139029.1219 | 0 | 0 | 0 | 0 | 0 | 0 | 0 | 3612086.8402 | 0 | 0 | 0 | 0 | 0 | 0 | 0 | 0 | 0 | 0 | 0 | -46499.3477 | 0 | 0 | 0 | 0 | 0 | 0 | 0 | 0 | 0 | 277166.1862 | 0 | 0 | 0 | 0 | 0 | 0 | 0 | 0
2016-02-05 23:00 | 0 | 0 | 0 | 0 | 0 | 375814.4677 | 471656 | 0 | 0 | 0 | 0 | 83051.4577 | 0 | 0 | 0 | 0 | 0 | 0 | 0 | 3572222.9721 | 0 | 0 | 0 | 0 | 0 | 0 | 0 | 0 | 0 | 0 | 0 | -55977.6642 | 0 | 0 | 0 | 0 | 0 | 0 | 0 | 0 | 0 | -39863.8681 | 0 | 0 | 0 | 0 | 0 | 0 | 0 | 0
2016-02-06 | 0 | 0 | 0 | 0 | 470236.0682 | 35636.7649 | 483417 | 0 | 0 | 0 | 0 | 166102.9154 | 0 | 0 | 0 | 0 | 0 | 0 | 0 | 3511627.3475 | 0 | 0 | 0 | 0 | 0 | 0 | 0 | 0 | 0 | 0 | 0 | 83051.4577 | 0 | 0 | 0 | 0 | 0 | 0 | 0 | 0 | 0 | -60595.6246 | 0 | 0 | 0 | 0 | 0 | 0 | 0 | 0
2016-02-06 01:00 | 0 | 0 | 0 | 0 | 126282.3561 | 0 | 486500 | 0 | 0 | 0 | 0 | 83051.4577 | 0 | 0 | 0 | 0 | 0 | 0 | 0 | 3234461.1614 | 0 | 0 | 0 | 0 | 0 | 0 | 0 | 0 | 0 | 0 | 0 | -83051.4577 | 0 | 0 | 0 | 0 | 0 | 0 | 0 | 0 | 0 | -277166.1862 | 0 | 0 | 0 | 0 | 0 | 0 | 0 | 0
2016-02-06 02:00 | 0 | 0 | 0 | 0 | 519879.8025 | 0 | 483385 | 0 | 0 | 0 | 0 | 166102.9154 | 0 | 0 | 0 | 0 | 0 | 0 | 0 | 3187904.5061 | 0 | 0 | 0 | 0 | 0 | 0 | 0 | 0 | 0 | 0 | 0 | 83051.4577 | 0 | 0 | 0 | 0 | 0 | 0 | 0 | 0 | 0 | -46556.6552 | 0 | 0 | 0 | 0 | 0 | 0 | 0 | 0
2016-02-06 03:00 | 0 | 0 | 0 | 0 | 112242.3561 | 0 | 472460 | 0 | 0 | 0 | 0 | 83051.4577 | 0 | 0 | 0 | 0 | 0 | 0 | 0 | 2910738.32 | 0 | 0 | 0 | 0 | 0 | 0 | 0 | 0 | 0 | 0 | 0 | -83051.4577 | 0 | 0 | 0 | 0 | 0 | 0 | 0 | 0 | 0 | -277166.1862 | 0 | 0 | 0 | 0 | 0 | 0 | 0 | 0
2016-02-06 04:00 | 0 | 0 | 0 | 0 | 93971.3561 | 0 | 454189 | 0 | 0 | 0 | 0 | 0 | 0 | 0 | 0 | 0 | 0 | 0 | 0 | 2633572.1338 | 0 | 0 | 0 | 0 | 0 | 0 | 0 | 0 | 0 | 0 | 0 | -83051.4577 | 0 | 0 | 0 | 0 | 0 | 0 | 0 | 0 | 0 | -277166.1862 | 0 | 0 | 0 | 0 | 0 | 0 | 0 | 0
2016-02-06 05:00 | 0 | 0 | 0 | 0 | 605315.2774 | 0 | 438683 | 0 | 0 | 0 | 0 | 83051.4577 | 0 | 0 | 0 | 0 | 0 | 0 | 0 | 2717152.9535 | 0 | 0 | 0 | 0 | 0 | 0 | 0 | 0 | 0 | 0 | 0 | 83051.4577 | 0 | 0 | 0 | 0 | 0 | 0 | 0 | 0 | 0 | 83580.8197 | 0 | 0 | 0 | 0 | 0 | 0 | 0 | 0
2016-02-06 06:00 | 0 | 0 | 0 | 0 | 67146.3561 | 0 | 427364 | 0 | 0 | 0 | 0 | 0 | 0 | 0 | 0 | 0 | 0 | 0 | 0 | 2439986.7674 | 0 | 0 | 0 | 0 | 0 | 0 | 0 | 0 | 0 | 0 | 0 | -83051.4577 | 0 | 0 | 0 | 0 | 0 | 0 | 0 | 0 | 0 | -277166.1862 | 0 | 0 | 0 | 0 | 0 | 0 | 0 | 0
2016-02-06 07:00 | 0 | 0 | 0 | 0 | 142940.8138 | 0 | 420107 | 0 | 0 | 0 | 0 | 0 | 0 | 0 | 0 | 0 | 0 | 0 | 0 | 2162820.5812 | 0 | 0 | 0 | 0 | 0 | 0 | 0 | 0 | 0 | 0 | 0 | 0 | 0 | 0 | 0 | 0 | 0 | 0 | 0 | 0 | 0 | -277166.1862 | 0 | 0 | 0 | 0 | 0 | 0 | 0 | 0
2016-02-06 08:00 | 0 | 0 | 0 | 0 | 638456.6635 | 0 | 416611 | 0 | 0 | 0 | 0 | 83051.4577 | 0 | 0 | 0 | 0 | 0 | 0 | 0 | 2301614.7871 | 0 | 0 | 0 | 0 | 0 | 0 | 0 | 0 | 0 | 0 | 0 | 83051.4577 | 0 | 0 | 0 | 0 | 0 | 0 | 0 | 0 | 0 | 138794.2058 | 0 | 0 | 0 | 0 | 0 | 0 | 0 | 0
2016-02-06 09:00 | 0 | 0 | 0 | 0 | 57362.3561 | 0 | 417580 | 0 | 0 | 0 | 0 | 0 | 0 | 0 | 0 | 0 | 0 | 0 | 0 | 2024448.6009 | 0 | 0 | 0 | 0 | 0 | 0 | 0 | 0 | 0 | 0 | 0 | -83051.4577 | 0 | 0 | 0 | 0 | 0 | 0 | 0 | 0 | 0 | -277166.1862 | 0 | 0 | 0 | 0 | 0 | 0 | 0 | 0
2016-02-06 10:00 | 0 | 0 | 0 | 0 | 147154.8138 | 0 | 424321 | 0 | 0 | 0 | 0 | 0 | 0 | 0 | 0 | 0 | 0 | 0 | 0 | 1747282.4147 | 0 | 0 | 0 | 0 | 0 | 0 | 0 | 0 | 0 | 0 | 0 | 0 | 0 | 0 | 0 | 0 | 0 | 0 | 0 | 0 | 0 | -277166.1862 | 0 | 0 | 0 | 0 | 0 | 0 | 0 | 0
2016-02-06 11:00 | 0 | 0 | 0 | 0 | 602503.165 | 0 | 438511 | 0 | 0 | 0 | 0 | 83051.4577 | 0 | 0 | 0 | 0 | 0 | 0 | 0 | 1828223.122 | 0 | 0 | 0 | 0 | 0 | 0 | 0 | 0 | 0 | 0 | 0 | 83051.4577 | 0 | 0 | 0 | 0 | 0 | 0 | 0 | 0 | 0 | 80940.7073 | 0 | 0 | 0 | 0 | 0 | 0 | 0 | 0
2016-02-06 12:00 | 0 | 0 | 0 | 0 | 95293.3561 | 0 | 455511 | 0 | 0 | 0 | 0 | 0 | 0 | 0 | 0 | 0 | 0 | 0 | 0 | 1551056.9359 | 0 | 0 | 0 | 0 | 0 | 0 | 0 | 0 | 0 | 0 | 0 | -83051.4577 | 0 | 0 | 0 | 0 | 0 | 0 | 0 | 0 | 0 | -277166.1862 | 0 | 0 | 0 | 0 | 0 | 0 | 0 | 0
2016-02-06 13:00 | 0 | 0 | 0 | 0 | 568809.2197 | 150.0464 | 468212 | 0 | 0 | 0 | 0 | 0 | 0 | 0 | 0 | 0 | 0 | 0 | 0 | 1651804.202 | 0 | 0 | 0 | 0 | 0 | 0 | 0 | 0 | 0 | 0 | 0 | 0 | 0 | 0 | 0 | 0 | 0 | 0 | 0 | 0 | 0 | 100747.2661 | 0 | 0 | 0 | 0 | 0 | 0 | 0 | 0
2016-02-06 14:00 | 0 | 0 | 0 | 0 | 443359.0203 | 173600.5483 | 470531 | 0 | 0 | 0 | 0 | 50840.4201 | 0 | 0 | 0 | 0 | 0 | 0 | 0 | 1747392.3505 | 0 | 0 | 0 | 0 | 0 | 0 | 0 | 0 | 0 | 0 | 0 | 50840.4201 | 0 | 0 | 0 | 0 | 0 | 0 | 0 | 0 | 0 | 95588.1486 | 0 | 0 | 0 | 0 | 0 | 0 | 0 | 0
2016-02-06 15:00 | 0 | 0 | 0 | 0 | 0 | 690843.7661 | 464518 | 0 | 0 | 0 | 0 | 0 | 0 | 0 | 0 | 0 | 0 | 0 | 0 | 2024558.5367 | 0 | 0 | 0 | 0 | 0 | 0 | 0 | 0 | 0 | 0 | 0 | -50840.4201 | 0 | 0 | 0 | 0 | 0 | 0 | 0 | 0 | 0 | 277166.1862 | 0 | 0 | 0 | 0 | 0 | 0 | 0 | 0
2016-02-06 16:00 | 0 | 0 | 0 | 0 | 0 | 767222.84 | 453862 | 0 | 0 | 0 | 0 | 36194.6538 | 0 | 0 | 0 | 0 | 0 | 0 | 0 | 2301724.7229 | 0 | 0 | 0 | 0 | 0 | 0 | 0 | 0 | 0 | 0 | 0 | 36194.6538 | 0 | 0 | 0 | 0 | 0 | 0 | 0 | 0 | 0 | 277166.1862 | 0 | 0 | 0 | 0 | 0 | 0 | 0 | 0
2016-02-06 17:00 | 0 | 0 | 0 | 0 | 0 | 750220.1255 | 441481 | 0 | 0 | 0 | 0 | 119246.1115 | 0 | 0 | 0 | 0 | 0 | 0 | 0 | 2527412.3907 | 0 | 0 | 0 | 0 | 0 | 0 | 0 | 0 | 0 | 0 | 0 | 83051.4577 | 0 | 0 | 0 | 0 | 0 | 0 | 0 | 0 | 0 | 225687.6678 | 0 | 0 | 0 | 0 | 0 | 0 | 0 | 0
2016-02-06 18:00 | 0 | 0 | 0 | 0 | 0 | 716661.5252 | 429388 | 0 | 0 | 0 | 0 | 129353.4505 | 0 | 0 | 0 | 0 | 0 | 0 | 0 | 2804578.5768 | 0 | 0 | 0 | 0 | 0 | 0 | 0 | 0 | 0 | 0 | 0 | 10107.339 | 0 | 0 | 0 | 0 | 0 | 0 | 0 | 0 | 0 | 277166.1862 | 0 | 0 | 0 | 0 | 0 | 0 | 0 | 0
2016-02-06 19:00 | 0 | 0 | 0 | 0 | 0 | 700615.7533 | 419274 | 0 | 0 | 0 | 0 | 133529.0177 | 0 | 0 | 0 | 0 | 0 | 0 | 0 | 3081744.763 | 0 | 0 | 0 | 0 | 0 | 0 | 0 | 0 | 0 | 0 | 0 | 4175.5671 | 0 | 0 | 0 | 0 | 0 | 0 | 0 | 0 | 0 | 277166.1862 | 0 | 0 | 0 | 0 | 0 | 0 | 0 | 0
2016-02-06 20:00 | 0 | 0 | 0 | 0 | 59685.7072 | 713987.9367 | 413456 | 0 | 0 | 0 | 0 | 216580.4754 | 0 | 0 | 0 | 0 | 0 | 0 | 0 | 3358910.9492 | 0 | 0 | 0 | 0 | 0 | 0 | 0 | 0 | 0 | 0 | 0 | 83051.4577 | 0 | 0 | 0 | 0 | 0 | 0 | 0 | 0 | 0 | 277166.1862 | 0 | 0 | 0 | 0 | 0 | 0 | 0 | 0
2016-02-06 21:00 | 0 | 0 | 0 | 0 | 0 | 735897.716 | 413630 | 0 | 0 | 0 | 0 | 299631.9331 | 0 | 0 | 0 | 0 | 0 | 0 | 0 | 3598127.2075 | 0 | 0 | 0 | 0 | 0 | 0 | 0 | 0 | 0 | 0 | 0 | 83051.4577 | 0 | 0 | 0 | 0 | 0 | 0 | 0 | 0 | 0 | 239216.2583 | 0 | 0 | 0 | 0 | 0 | 0 | 0 | 0
2016-02-06 22:00 | 0 | 0 | 0 | 0 | 0 | 675735.4404 | 423228 | 0 | 0 | 0 | 0 | 274973.1873 | 0 | 0 | 0 | 0 | 0 | 0 | 0 | 3875293.3937 | 0 | 0 | 0 | 0 | 0 | 0 | 0 | 0 | 0 | 0 | 0 | -24658.7458 | 0 | 0 | 0 | 0 | 0 | 0 | 0 | 0 | 0 | 277166.1862 | 0 | 0 | 0 | 0 | 0 | 0 | 0 | 0
2016-02-06 23:00 | 0 | 0 | 0 | 0 | 0 | 394319.9126 | 441840 | 0 | 0 | 0 | 0 | 191921.7296 | 0 | 0 | 0 | 0 | 0 | 0 | 0 | 3910824.764 | 0 | 0 | 0 | 0 | 0 | 0 | 0 | 0 | 0 | 0 | 0 | -83051.4577 | 0 | 0 | 0 | 0 | 0 | 0 | 0 | 0 | 0 | 35531.3703 | 0 | 0 | 0 | 0 | 0 | 0 | 0 | 0
2016-02-07 | 0 | 0 | 0 | 0 | 60552.3507 | 33726.0054 | 454496 | 0 | 0 | 0 | 0 | 108870.2719 | 0 | 0 | 0 | 0 | 0 | 0 | 0 | 3633658.5778 | 0 | 0 | 0 | 0 | 0 | 0 | 0 | 0 | 0 | 0 | 0 | -83051.4577 | 0 | 0 | 0 | 0 | 0 | 0 | 0 | 0 | 0 | -277166.1862 | 0 | 0 | 0 | 0 | 0 | 0 | 0 | 0
2016-02-07 01:00 | 0 | 0 | 0 | 0 | 264769.2715 | 0 | 458884 | 0 | 0 | 0 | 0 | 191921.7296 | 0 | 0 | 0 | 0 | 0 | 0 | 0 | 3356492.3917 | 0 | 0 | 0 | 0 | 0 | 0 | 0 | 0 | 0 | 0 | 0 | 83051.4577 | 0 | 0 | 0 | 0 | 0 | 0 | 0 | 0 | 0 | -277166.1862 | 0 | 0 | 0 | 0 | 0 | 0 | 0 | 0
2016-02-07 02:00 | 0 | 0 | 0 | 0 | 96231.3561 | 0 | 456449 | 0 | 0 | 0 | 0 | 108870.2719 | 0 | 0 | 0 | 0 | 0 | 0 | 0 | 3079326.2055 | 0 | 0 | 0 | 0 | 0 | 0 | 0 | 0 | 0 | 0 | 0 | -83051.4577 | 0 | 0 | 0 | 0 | 0 | 0 | 0 | 0 | 0 | -277166.1862 | 0 | 0 | 0 | 0 | 0 | 0 | 0 | 0
2016-02-07 03:00 | 0 | 0 | 0 | 0 | 642367.7285 | 0 | 448253 | 0 | 0 | 0 | 0 | 25818.8142 | 0 | 0 | 0 | 0 | 0 | 0 | 0 | 3356492.3917 | 0 | 0 | 0 | 0 | 0 | 0 | 0 | 0 | 0 | 0 | 0 | -83051.4577 | 0 | 0 | 0 | 0 | 0 | 0 | 0 | 0 | 0 | 277166.1862 | 0 | 0 | 0 | 0 | 0 | 0 | 0 | 0
2016-02-07 04:00 | 0 | 0 | 0 | 0 | 240782.2715 | 0 | 434897 | 0 | 0 | 0 | 0 | 108870.2719 | 0 | 0 | 0 | 0 | 0 | 0 | 0 | 3079326.2055 | 0 | 0 | 0 | 0 | 0 | 0 | 0 | 0 | 0 | 0 | 0 | 83051.4577 | 0 | 0 | 0 | 0 | 0 | 0 | 0 | 0 | 0 | -277166.1862 | 0 | 0 | 0 | 0 | 0 | 0 | 0 | 0
2016-02-07 05:00 | 0 | 0 | 0 | 0 | 61561.3561 | 0 | 421779 | 0 | 0 | 0 | 0 | 25818.8142 | 0 | 0 | 0 | 0 | 0 | 0 | 0 | 2802160.0193 | 0 | 0 | 0 | 0 | 0 | 0 | 0 | 0 | 0 | 0 | 0 | -83051.4577 | 0 | 0 | 0 | 0 | 0 | 0 | 0 | 0 | 0 | -277166.1862 | 0 | 0 | 0 | 0 | 0 | 0 | 0 | 0
2016-02-07 06:00 | 0 | 0 | 0 | 0 | 109137.9997 | 0 | 412123 | 0 | 0 | 0 | 0 | 0 | 0 | 0 | 0 | 0 | 0 | 0 | 0 | 2524993.8332 | 0 | 0 | 0 | 0 | 0 | 0 | 0 | 0 | 0 | 0 | 0 | -25818.8142 | 0 | 0 | 0 | 0 | 0 | 0 | 0 | 0 | 0 | -277166.1862 | 0 | 0 | 0 | 0 | 0 | 0 | 0 | 0
2016-02-07 07:00 | 0 | 0 | 0 | 0 | 766749.6439 | 0 | 406532 | 0 | 0 | 0 | 0 | 83051.4577 | 0 | 0 | 0 | 0 | 0 | 0 | 0 | 2802160.0193 | 0 | 0 | 0 | 0 | 0 | 0 | 0 | 0 | 0 | 0 | 0 | 83051.4577 | 0 | 0 | 0 | 0 | 0 | 0 | 0 | 0 | 0 | 277166.1862 | 0 | 0 | 0 | 0 | 0 | 0 | 0 | 0
2016-02-07 08:00 | 0 | 0 | 0 | 0 | 43955.3561 | 0 | 404173 | 0 | 0 | 0 | 0 | 0 | 0 | 0 | 0 | 0 | 0 | 0 | 0 | 2524993.8332 | 0 | 0 | 0 | 0 | 0 | 0 | 0 | 0 | 0 | 0 | 0 | -83051.4577 | 0 | 0 | 0 | 0 | 0 | 0 | 0 | 0 | 0 | -277166.1862 | 0 | 0 | 0 | 0 | 0 | 0 | 0 | 0
2016-02-07 09:00 | 0 | 0 | 0 | 0 | 128462.8138 | 0 | 405629 | 0 | 0 | 0 | 0 | 0 | 0 | 0 | 0 | 0 | 0 | 0 | 0 | 2247827.647 | 0 | 0 | 0 | 0 | 0 | 0 | 0 | 0 | 0 | 0 | 0 | 0 | 0 | 0 | 0 | 0 | 0 | 0 | 0 | 0 | 0 | -277166.1862 | 0 | 0 | 0 | 0 | 0 | 0 | 0 | 0
2016-02-07 10:00 | 0 | 0 | 0 | 0 | 216773.2715 | 0 | 410888 | 0 | 0 | 0 | 0 | 83051.4577 | 0 | 0 | 0 | 0 | 0 | 0 | 0 | 1970661.4608 | 0 | 0 | 0 | 0 | 0 | 0 | 0 | 0 | 0 | 0 | 0 | 83051.4577 | 0 | 0 | 0 | 0 | 0 | 0 | 0 | 0 | 0 | -277166.1862 | 0 | 0 | 0 | 0 | 0 | 0 | 0 | 0
2016-02-07 11:00 | 0 | 0 | 0 | 0 | 616044.7285 | 0 | 421930 | 0 | 0 | 0 | 0 | 0 | 0 | 0 | 0 | 0 | 0 | 0 | 0 | 2247827.647 | 0 | 0 | 0 | 0 | 0 | 0 | 0 | 0 | 0 | 0 | 0 | -83051.4577 | 0 | 0 | 0 | 0 | 0 | 0 | 0 | 0 | 0 | 277166.1862 | 0 | 0 | 0 | 0 | 0 | 0 | 0 | 0
2016-02-07 12:00 | 0 | 0 | 0 | 0 | 158913.8138 | 0 | 436080 | 0 | 0 | 0 | 0 | 0 | 0 | 0 | 0 | 0 | 0 | 0 | 0 | 1970661.4608 | 0 | 0 | 0 | 0 | 0 | 0 | 0 | 0 | 0 | 0 | 0 | 0 | 0 | 0 | 0 | 0 | 0 | 0 | 0 | 0 | 0 | -277166.1862 | 0 | 0 | 0 | 0 | 0 | 0 | 0 | 0
2016-02-07 13:00 | 0 | 0 | 0 | 0 | 255696.6238 | 183.6477 | 449995 | 0 | 0 | 0 | 0 | 83051.4577 | 0 | 0 | 0 | 0 | 0 | 0 | 0 | 1693495.2747 | 0 | 0 | 0 | 0 | 0 | 0 | 0 | 0 | 0 | 0 | 0 | 83051.4577 | 0 | 0 | 0 | 0 | 0 | 0 | 0 | 0 | 0 | -277166.1862 | 0 | 0 | 0 | 0 | 0 | 0 | 0 | 0
2016-02-07 14:00 | 0 | 0 | 0 | 0 | 471788.2357 | 176628.4928 | 454302 | 0 | 0 | 0 | 0 | 0 | 0 | 0 | 0 | 0 | 0 | 0 | 0 | 1970661.4608 | 0 | 0 | 0 | 0 | 0 | 0 | 0 | 0 | 0 | 0 | 0 | -83051.4577 | 0 | 0 | 0 | 0 | 0 | 0 | 0 | 0 | 0 | 277166.1862 | 0 | 0 | 0 | 0 | 0 | 0 | 0 | 0
2016-02-07 15:00 | 0 | 0 | 0 | 0 | 44702.2793 | 680516.9069 | 448053 | 0 | 0 | 0 | 0 | 0 | 0 | 0 | 0 | 0 | 0 | 0 | 0 | 2247827.647 | 0 | 0 | 0 | 0 | 0 | 0 | 0 | 0 | 0 | 0 | 0 | 0 | 0 | 0 | 0 | 0 | 0 | 0 | 0 | 0 | 0 | 277166.1862 | 0 | 0 | 0 | 0 | 0 | 0 | 0 | 0
2016-02-07 16:00 | 0 | 0 | 0 | 0 | 29847.1286 | 768710.5153 | 438340 | 0 | 0 | 0 | 0 | 83051.4577 | 0 | 0 | 0 | 0 | 0 | 0 | 0 | 2524993.8332 | 0 | 0 | 0 | 0 | 0 | 0 | 0 | 0 | 0 | 0 | 0 | 83051.4577 | 0 | 0 | 0 | 0 | 0 | 0 | 0 | 0 | 0 | 277166.1862 | 0 | 0 | 0 | 0 | 0 | 0 | 0 | 0
2016-02-07 17:00 | 0 | 0 | 0 | 0 | 0 | 745635.3407 | 429703 | 0 | 0 | 0 | 0 | 121817.6122 | 0 | 0 | 0 | 0 | 0 | 0 | 0 | 2802160.0193 | 0 | 0 | 0 | 0 | 0 | 0 | 0 | 0 | 0 | 0 | 0 | 38766.1545 | 0 | 0 | 0 | 0 | 0 | 0 | 0 | 0 | 0 | 277166.1862 | 0 | 0 | 0 | 0 | 0 | 0 | 0 | 0
2016-02-07 18:00 | 0 | 0 | 0 | 0 | 0 | 708607.1425 | 422701 | 0 | 0 | 0 | 0 | 130557.5686 | 0 | 0 | 0 | 0 | 0 | 0 | 0 | 3079326.2055 | 0 | 0 | 0 | 0 | 0 | 0 | 0 | 0 | 0 | 0 | 0 | 8739.9564 | 0 | 0 | 0 | 0 | 0 | 0 | 0 | 0 | 0 | 277166.1862 | 0 | 0 | 0 | 0 | 0 | 0 | 0 | 0
2016-02-07 19:00 | 0 | 0 | 0 | 0 | 0 | 692713.9621 | 416621 | 0 | 0 | 0 | 0 | 129484.3445 | 0 | 0 | 0 | 0 | 0 | 0 | 0 | 3356492.3917 | 0 | 0 | 0 | 0 | 0 | 0 | 0 | 0 | 0 | 0 | 0 | -1073.2241 | 0 | 0 | 0 | 0 | 0 | 0 | 0 | 0 | 0 | 277166.1862 | 0 | 0 | 0 | 0 | 0 | 0 | 0 | 0
2016-02-07 20:00 | 0 | 0 | 0 | 0 | 0 | 707159.5099 | 413206 | 0 | 0 | 0 | 0 | 212535.8022 | 0 | 0 | 0 | 0 | 0 | 0 | 0 | 3567394.4439 | 0 | 0 | 0 | 0 | 0 | 0 | 0 | 0 | 0 | 0 | 0 | 83051.4577 | 0 | 0 | 0 | 0 | 0 | 0 | 0 | 0 | 0 | 210902.0522 | 0 | 0 | 0 | 0 | 0 | 0 | 0 | 0
2016-02-07 21:00 | 0 | 0 | 0 | 0 | 36754.7531 | 738288.8908 | 414826 | 0 | 0 | 0 | 0 | 295587.2599 | 0 | 0 | 0 | 0 | 0 | 0 | 0 | 3844560.63 | 0 | 0 | 0 | 0 | 0 | 0 | 0 | 0 | 0 | 0 | 0 | 83051.4577 | 0 | 0 | 0 | 0 | 0 | 0 | 0 | 0 | 0 | 277166.1862 | 0 | 0 | 0 | 0 | 0 | 0 | 0 | 0
2016-02-07 22:00 | 0 | 0 | 0 | 0 | 0 | 691186.8761 | 425152 | 0 | 0 | 0 | 0 | 284455.9498 | 0 | 0 | 0 | 0 | 0 | 0 | 0 | 4121726.8162 | 0 | 0 | 0 | 0 | 0 | 0 | 0 | 0 | 0 | 0 | 0 | -11131.3101 | 0 | 0 | 0 | 0 | 0 | 0 | 0 | 0 | 0 | 277166.1862 | 0 | 0 | 0 | 0 | 0 | 0 | 0 | 0
2016-02-07 23:00 | 0 | 0 | 0 | 0 | 0 | 404305.1559 | 437288 | 0 | 0 | 0 | 0 | 201404.4921 | 0 | 0 | 0 | 0 | 0 | 0 | 0 | 4171795.4299 | 0 | 0 | 0 | 0 | 0 | 0 | 0 | 0 | 0 | 0 | 0 | -83051.4577 | 0 | 0 | 0 | 0 | 0 | 0 | 0 | 0 | 0 | 50068.6137 | 0 | 0 | 0 | 0 | 0 | 0 | 0 | 0
2016-02-08 | 0 | 0 | 0 | 0 | 38677.5984 | 42402.7578 | 441298 | 0 | 0 | 0 | 0 | 118353.0344 | 0 | 0 | 0 | 0 | 0 | 0 | 0 | 3894629.2437 | 0 | 0 | 0 | 0 | 0 | 0 | 0 | 0 | 0 | 0 | 0 | -83051.4577 | 0 | 0 | 0 | 0 | 0 | 0 | 0 | 0 | 0 | -277166.1862 | 0 | 0 | 0 | 0 | 0 | 0 | 0 | 0
2016-02-08 01:00 | 0 | 0 | 0 | 0 | 250665.2715 | 0 | 444780 | 0 | 0 | 0 | 0 | 201404.4921 | 0 | 0 | 0 | 0 | 0 | 0 | 0 | 3617463.0575 | 0 | 0 | 0 | 0 | 0 | 0 | 0 | 0 | 0 | 0 | 0 | 83051.4577 | 0 | 0 | 0 | 0 | 0 | 0 | 0 | 0 | 0 | -277166.1862 | 0 | 0 | 0 | 0 | 0 | 0 | 0 | 0
2016-02-08 02:00 | 0 | 0 | 0 | 0 | 84086.3561 | 0 | 444304 | 0 | 0 | 0 | 0 | 118353.0344 | 0 | 0 | 0 | 0 | 0 | 0 | 0 | 3340296.8714 | 0 | 0 | 0 | 0 | 0 | 0 | 0 | 0 | 0 | 0 | 0 | -83051.4577 | 0 | 0 | 0 | 0 | 0 | 0 | 0 | 0 | 0 | -277166.1862 | 0 | 0 | 0 | 0 | 0 | 0 | 0 | 0
2016-02-08 03:00 | 0 | 0 | 0 | 0 | 632473.7285 | 0 | 438359 | 0 | 0 | 0 | 0 | 35301.5767 | 0 | 0 | 0 | 0 | 0 | 0 | 0 | 3617463.0575 | 0 | 0 | 0 | 0 | 0 | 0 | 0 | 0 | 0 | 0 | 0 | -83051.4577 | 0 | 0 | 0 | 0 | 0 | 0 | 0 | 0 | 0 | 277166.1862 | 0 | 0 | 0 | 0 | 0 | 0 | 0 | 0
2016-02-08 04:00 | 0 | 0 | 0 | 0 | 235903.2715 | 0 | 430018 | 0 | 0 | 0 | 0 | 118353.0344 | 0 | 0 | 0 | 0 | 0 | 0 | 0 | 3340296.8714 | 0 | 0 | 0 | 0 | 0 | 0 | 0 | 0 | 0 | 0 | 0 | 83051.4577 | 0 | 0 | 0 | 0 | 0 | 0 | 0 | 0 | 0 | -277166.1862 | 0 | 0 | 0 | 0 | 0 | 0 | 0 | 0
2016-02-08 05:00 | 0 | 0 | 0 | 0 | 53268.3561 | 0 | 413486 | 0 | 0 | 0 | 0 | 35301.5767 | 0 | 0 | 0 | 0 | 0 | 0 | 0 | 3063130.6852 | 0 | 0 | 0 | 0 | 0 | 0 | 0 | 0 | 0 | 0 | 0 | -83051.4577 | 0 | 0 | 0 | 0 | 0 | 0 | 0 | 0 | 0 | -277166.1862 | 0 | 0 | 0 | 0 | 0 | 0 | 0 | 0
2016-02-08 06:00 | 0 | 0 | 0 | 0 | 89767.2372 | 0 | 402235 | 0 | 0 | 0 | 0 | 0 | 0 | 0 | 0 | 0 | 0 | 0 | 0 | 2785964.499 | 0 | 0 | 0 | 0 | 0 | 0 | 0 | 0 | 0 | 0 | 0 | -35301.5767 | 0 | 0 | 0 | 0 | 0 | 0 | 0 | 0 | 0 | -277166.1862 | 0 | 0 | 0 | 0 | 0 | 0 | 0 | 0
2016-02-08 07:00 | 0 | 0 | 0 | 0 | 757139.6439 | 0 | 396922 | 0 | 0 | 0 | 0 | 83051.4577 | 0 | 0 | 0 | 0 | 0 | 0 | 0 | 3063130.6852 | 0 | 0 | 0 | 0 | 0 | 0 | 0 | 0 | 0 | 0 | 0 | 83051.4577 | 0 | 0 | 0 | 0 | 0 | 0 | 0 | 0 | 0 | 277166.1862 | 0 | 0 | 0 | 0 | 0 | 0 | 0 | 0
2016-02-08 08:00 | 0 | 0 | 0 | 0 | 36342.3561 | 0 | 396560 | 0 | 0 | 0 | 0 | 0 | 0 | 0 | 0 | 0 | 0 | 0 | 0 | 2785964.499 | 0 | 0 | 0 | 0 | 0 | 0 | 0 | 0 | 0 | 0 | 0 | -83051.4577 | 0 | 0 | 0 | 0 | 0 | 0 | 0 | 0 | 0 | -277166.1862 | 0 | 0 | 0 | 0 | 0 | 0 | 0 | 0
2016-02-08 09:00 | 0 | 0 | 0 | 0 | 208415.2715 | 0 | 402530 | 0 | 0 | 0 | 0 | 83051.4577 | 0 | 0 | 0 | 0 | 0 | 0 | 0 | 2508798.3129 | 0 | 0 | 0 | 0 | 0 | 0 | 0 | 0 | 0 | 0 | 0 | 83051.4577 | 0 | 0 | 0 | 0 | 0 | 0 | 0 | 0 | 0 | -277166.1862 | 0 | 0 | 0 | 0 | 0 | 0 | 0 | 0
2016-02-08 10:00 | 0 | 0 | 0 | 0 | 781277.6439 | 0 | 421060 | 0 | 0 | 0 | 0 | 166102.9154 | 0 | 0 | 0 | 0 | 0 | 0 | 0 | 2785964.499 | 0 | 0 | 0 | 0 | 0 | 0 | 0 | 0 | 0 | 0 | 0 | 83051.4577 | 0 | 0 | 0 | 0 | 0 | 0 | 0 | 0 | 0 | 277166.1862 | 0 | 0 | 0 | 0 | 0 | 0 | 0 | 0
2016-02-08 11:00 | 0 | 0 | 0 | 0 | 651665.7285 | 0 | 457551 | 0 | 0 | 0 | 0 | 83051.4577 | 0 | 0 | 0 | 0 | 0 | 0 | 0 | 3063130.6852 | 0 | 0 | 0 | 0 | 0 | 0 | 0 | 0 | 0 | 0 | 0 | -83051.4577 | 0 | 0 | 0 | 0 | 0 | 0 | 0 | 0 | 0 | 277166.1862 | 0 | 0 | 0 | 0 | 0 | 0 | 0 | 0
2016-02-08 12:00 | 0 | 0 | 0 | 0 | 130142.3561 | 0 | 490360 | 0 | 0 | 0 | 0 | 0 | 0 | 0 | 0 | 0 | 0 | 0 | 0 | 2785964.499 | 0 | 0 | 0 | 0 | 0 | 0 | 0 | 0 | 0 | 0 | 0 | -83051.4577 | 0 | 0 | 0 | 0 | 0 | 0 | 0 | 0 | 0 | -277166.1862 | 0 | 0 | 0 | 0 | 0 | 0 | 0 | 0
2016-02-08 13:00 | 0 | 0 | 0 | 0 | 304528.4787 | 224.7929 | 498868 | 0 | 0 | 0 | 0 | 83051.4577 | 0 | 0 | 0 | 0 | 0 | 0 | 0 | 2508798.3129 | 0 | 0 | 0 | 0 | 0 | 0 | 0 | 0 | 0 | 0 | 0 | 83051.4577 | 0 | 0 | 0 | 0 | 0 | 0 | 0 | 0 | 0 | -277166.1862 | 0 | 0 | 0 | 0 | 0 | 0 | 0 | 0
2016-02-08 14:00 | 0 | 0 | 0 | 0 | 527789.678 | 162221.0505 | 495896 | 0 | 0 | 0 | 0 | 0 | 0 | 0 | 0 | 0 | 0 | 0 | 0 | 2785964.499 | 0 | 0 | 0 | 0 | 0 | 0 | 0 | 0 | 0 | 0 | 0 | -83051.4577 | 0 | 0 | 0 | 0 | 0 | 0 | 0 | 0 | 0 | 277166.1862 | 0 | 0 | 0 | 0 | 0 | 0 | 0 | 0
2016-02-08 15:00 | 0 | 0 | 0 | 0 | 104992.5796 | 663365.6065 | 491192 | 0 | 0 | 0 | 0 | 0 | 0 | 0 | 0 | 0 | 0 | 0 | 0 | 3063130.6852 | 0 | 0 | 0 | 0 | 0 | 0 | 0 | 0 | 0 | 0 | 0 | 0 | 0 | 0 | 0 | 0 | 0 | 0 | 0 | 0 | 0 | 277166.1862 | 0 | 0 | 0 | 0 | 0 | 0 | 0 | 0
2016-02-08 16:00 | 0 | 0 | 0 | 0 | 83508.5525 | 760534.0914 | 483825 | 0 | 0 | 0 | 0 | 83051.4577 | 0 | 0 | 0 | 0 | 0 | 0 | 0 | 3340296.8714 | 0 | 0 | 0 | 0 | 0 | 0 | 0 | 0 | 0 | 0 | 0 | 83051.4577 | 0 | 0 | 0 | 0 | 0 | 0 | 0 | 0 | 0 | 277166.1862 | 0 | 0 | 0 | 0 | 0 | 0 | 0 | 0
2016-02-08 17:00 | 0 | 0 | 0 | 0 | 0 | 743527.3063 | 475907 | 0 | 0 | 0 | 0 | 73505.5778 | 0 | 0 | 0 | 0 | 0 | 0 | 0 | 3617463.0575 | 0 | 0 | 0 | 0 | 0 | 0 | 0 | 0 | 0 | 0 | 0 | -9545.8799 | 0 | 0 | 0 | 0 | 0 | 0 | 0 | 0 | 0 | 277166.1862 | 0 | 0 | 0 | 0 | 0 | 0 | 0 | 0
2016-02-08 18:00 | 0 | 0 | 0 | 0 | 0 | 711131.1792 | 469962 | 0 | 0 | 0 | 0 | 156557.0356 | 0 | 0 | 0 | 0 | 0 | 0 | 0 | 3775580.779 | 0 | 0 | 0 | 0 | 0 | 0 | 0 | 0 | 0 | 0 | 0 | 83051.4577 | 0 | 0 | 0 | 0 | 0 | 0 | 0 | 0 | 0 | 158117.7215 | 0 | 0 | 0 | 0 | 0 | 0 | 0 | 0
2016-02-08 19:00 | 0 | 0 | 0 | 0 | 125678.7371 | 698750.9068 | 464212 | 0 | 0 | 0 | 0 | 239608.4933 | 0 | 0 | 0 | 0 | 0 | 0 | 0 | 4052746.9652 | 0 | 0 | 0 | 0 | 0 | 0 | 0 | 0 | 0 | 0 | 0 | 83051.4577 | 0 | 0 | 0 | 0 | 0 | 0 | 0 | 0 | 0 | 277166.1862 | 0 | 0 | 0 | 0 | 0 | 0 | 0 | 0
2016-02-08 20:00 | 0 | 0 | 0 | 0 | 0 | 714306.4685 | 462931 | 0 | 0 | 0 | 0 | 213817.7756 | 0 | 0 | 0 | 0 | 0 | 0 | 0 | 4329913.1514 | 0 | 0 | 0 | 0 | 0 | 0 | 0 | 0 | 0 | 0 | 0 | -25790.7177 | 0 | 0 | 0 | 0 | 0 | 0 | 0 | 0 | 0 | 277166.1862 | 0 | 0 | 0 | 0 | 0 | 0 | 0 | 0
2016-02-08 21:00 | 0 | 0 | 0 | 0 | 0 | 744726.159 | 465945 | 0 | 0 | 0 | 0 | 296869.2333 | 0 | 0 | 0 | 0 | 0 | 0 | 0 | 4525642.8527 | 0 | 0 | 0 | 0 | 0 | 0 | 0 | 0 | 0 | 0 | 0 | 83051.4577 | 0 | 0 | 0 | 0 | 0 | 0 | 0 | 0 | 0 | 195729.7013 | 0 | 0 | 0 | 0 | 0 | 0 | 0 | 0
2016-02-08 22:00 | 0 | 0 | 0 | 0 | 0 | 688557.0649 | 477812 | 0 | 0 | 0 | 0 | 230448.112 | 0 | 0 | 0 | 0 | 0 | 0 | 0 | 4802809.0388 | 0 | 0 | 0 | 0 | 0 | 0 | 0 | 0 | 0 | 0 | 0 | -66421.1212 | 0 | 0 | 0 | 0 | 0 | 0 | 0 | 0 | 0 | 277166.1862 | 0 | 0 | 0 | 0 | 0 | 0 | 0 | 0
2016-02-08 23:00 | 0 | 0 | 0 | 0 | 0 | 398350.6171 | 496619 | 0 | 0 | 0 | 0 | 147396.6543 | 0 | 0 | 0 | 0 | 0 | 0 | 0 | 4787592.1136 | 0 | 0 | 0 | 0 | 0 | 0 | 0 | 0 | 0 | 0 | 0 | -83051.4577 | 0 | 0 | 0 | 0 | 0 | 0 | 0 | 0 | 0 | -15216.9252 | 0 | 0 | 0 | 0 | 0 | 0 | 0 | 0
2016-02-09 | 0 | 0 | 0 | 0 | 274761.1919 | 40750.0796 | 509626 | 0 | 0 | 0 | 0 | 230448.112 | 0 | 0 | 0 | 0 | 0 | 0 | 0 | 4510425.9274 | 0 | 0 | 0 | 0 | 0 | 0 | 0 | 0 | 0 | 0 | 0 | 83051.4577 | 0 | 0 | 0 | 0 | 0 | 0 | 0 | 0 | 0 | -277166.1862 | 0 | 0 | 0 | 0 | 0 | 0 | 0 | 0
2016-02-09 01:00 | 0 | 0 | 0 | 0 | 150021.3561 | 0 | 510239 | 0 | 0 | 0 | 0 | 147396.6543 | 0 | 0 | 0 | 0 | 0 | 0 | 0 | 4233259.7413 | 0 | 0 | 0 | 0 | 0 | 0 | 0 | 0 | 0 | 0 | 0 | -83051.4577 | 0 | 0 | 0 | 0 | 0 | 0 | 0 | 0 | 0 | -277166.1862 | 0 | 0 | 0 | 0 | 0 | 0 | 0 | 0
2016-02-09 02:00 | 0 | 0 | 0 | 0 | 711348.4071 | 0 | 501502 | 0 | 0 | 0 | 0 | 230448.112 | 0 | 0 | 0 | 0 | 0 | 0 | 0 | 4360054.6907 | 0 | 0 | 0 | 0 | 0 | 0 | 0 | 0 | 0 | 0 | 0 | 83051.4577 | 0 | 0 | 0 | 0 | 0 | 0 | 0 | 0 | 0 | 126794.9494 | 0 | 0 | 0 | 0 | 0 | 0 | 0 | 0
2016-02-09 03:00 | 0 | 0 | 0 | 0 | 122516.3561 | 0 | 482734 | 0 | 0 | 0 | 0 | 147396.6543 | 0 | 0 | 0 | 0 | 0 | 0 | 0 | 4082888.5045 | 0 | 0 | 0 | 0 | 0 | 0 | 0 | 0 | 0 | 0 | 0 | -83051.4577 | 0 | 0 | 0 | 0 | 0 | 0 | 0 | 0 | 0 | -277166.1862 | 0 | 0 | 0 | 0 | 0 | 0 | 0 | 0
2016-02-09 04:00 | 0 | 0 | 0 | 0 | 99937.3561 | 0 | 460155 | 0 | 0 | 0 | 0 | 64345.1966 | 0 | 0 | 0 | 0 | 0 | 0 | 0 | 3805722.3184 | 0 | 0 | 0 | 0 | 0 | 0 | 0 | 0 | 0 | 0 | 0 | -83051.4577 | 0 | 0 | 0 | 0 | 0 | 0 | 0 | 0 | 0 | -277166.1862 | 0 | 0 | 0 | 0 | 0 | 0 | 0 | 0
2016-02-09 05:00 | 0 | 0 | 0 | 0 | 623420.2362 | 0 | 441222 | 0 | 0 | 0 | 0 | 147396.6543 | 0 | 0 | 0 | 0 | 0 | 0 | 0 | 3904869.0969 | 0 | 0 | 0 | 0 | 0 | 0 | 0 | 0 | 0 | 0 | 0 | 83051.4577 | 0 | 0 | 0 | 0 | 0 | 0 | 0 | 0 | 0 | 99146.7785 | 0 | 0 | 0 | 0 | 0 | 0 | 0 | 0
2016-02-09 06:00 | 0 | 0 | 0 | 0 | 69876.3561 | 0 | 430094 | 0 | 0 | 0 | 0 | 64345.1966 | 0 | 0 | 0 | 0 | 0 | 0 | 0 | 3627702.9107 | 0 | 0 | 0 | 0 | 0 | 0 | 0 | 0 | 0 | 0 | 0 | -83051.4577 | 0 | 0 | 0 | 0 | 0 | 0 | 0 | 0 | 0 | -277166.1862 | 0 | 0 | 0 | 0 | 0 | 0 | 0 | 0
2016-02-09 07:00 | 0 | 0 | 0 | 0 | 614130.4851 | 0 | 422745 | 0 | 0 | 0 | 0 | 83051.4577 | 0 | 0 | 0 | 0 | 0 | 0 | 0 | 3800382.1348 | 0 | 0 | 0 | 0 | 0 | 0 | 0 | 0 | 0 | 0 | 0 | 18706.2611 | 0 | 0 | 0 | 0 | 0 | 0 | 0 | 0 | 0 | 172679.224 | 0 | 0 | 0 | 0 | 0 | 0 | 0 | 0
2016-02-09 08:00 | 0 | 0 | 0 | 0 | 615173.8101 | 0 | 420922 | 0 | 0 | 0 | 0 | 166102.9154 | 0 | 0 | 0 | 0 | 0 | 0 | 0 | 3911582.4872 | 0 | 0 | 0 | 0 | 0 | 0 | 0 | 0 | 0 | 0 | 0 | 83051.4577 | 0 | 0 | 0 | 0 | 0 | 0 | 0 | 0 | 0 | 111200.3524 | 0 | 0 | 0 | 0 | 0 | 0 | 0 | 0
2016-02-09 09:00 | 0 | 0 | 0 | 0 | 65156.3561 | 0 | 425374 | 0 | 0 | 0 | 0 | 83051.4577 | 0 | 0 | 0 | 0 | 0 | 0 | 0 | 3634416.301 | 0 | 0 | 0 | 0 | 0 | 0 | 0 | 0 | 0 | 0 | 0 | -83051.4577 | 0 | 0 | 0 | 0 | 0 | 0 | 0 | 0 | 0 | -277166.1862 | 0 | 0 | 0 | 0 | 0 | 0 | 0 | 0
2016-02-09 10:00 | 0 | 0 | 0 | 0 | 81409.3561 | 0 | 441627 | 0 | 0 | 0 | 0 | 0 | 0 | 0 | 0 | 0 | 0 | 0 | 0 | 3357250.1149 | 0 | 0 | 0 | 0 | 0 | 0 | 0 | 0 | 0 | 0 | 0 | -83051.4577 | 0 | 0 | 0 | 0 | 0 | 0 | 0 | 0 | 0 | -277166.1862 | 0 | 0 | 0 | 0 | 0 | 0 | 0 | 0
2016-02-09 11:00 | 0 | 0 | 0 | 0 | 612911.7677 | 0 | 474965 | 0 | 0 | 0 | 0 | 83051.4577 | 0 | 0 | 0 | 0 | 0 | 0 | 0 | 3412145.4249 | 0 | 0 | 0 | 0 | 0 | 0 | 0 | 0 | 0 | 0 | 0 | 83051.4577 | 0 | 0 | 0 | 0 | 0 | 0 | 0 | 0 | 0 | 54895.31 | 0 | 0 | 0 | 0 | 0 | 0 | 0 | 0
2016-02-09 12:00 | 0 | 0 | 0 | 0 | 146171.3561 | 0 | 506389 | 0 | 0 | 0 | 0 | 0 | 0 | 0 | 0 | 0 | 0 | 0 | 0 | 3134979.2387 | 0 | 0 | 0 | 0 | 0 | 0 | 0 | 0 | 0 | 0 | 0 | -83051.4577 | 0 | 0 | 0 | 0 | 0 | 0 | 0 | 0 | 0 | -277166.1862 | 0 | 0 | 0 | 0 | 0 | 0 | 0 | 0
2016-02-09 13:00 | 0 | 0 | 0 | 0 | 581661.1217 | 267.4059 | 516917 | 0 | 0 | 0 | 0 | 83051.4577 | 0 | 0 | 0 | 0 | 0 | 0 | 0 | 3116939.3086 | 0 | 0 | 0 | 0 | 0 | 0 | 0 | 0 | 0 | 0 | 0 | 83051.4577 | 0 | 0 | 0 | 0 | 0 | 0 | 0 | 0 | 0 | -18039.9301 | 0 | 0 | 0 | 0 | 0 | 0 | 0 | 0
2016-02-09 14:00 | 0 | 0 | 0 | 0 | 0 | 188807.1739 | 517639 | 0 | 0 | 0 | 0 | 0 | 0 | 0 | 0 | 0 | 0 | 0 | 0 | 2871158.9403 | 0 | 0 | 0 | 0 | 0 | 0 | 0 | 0 | 0 | 0 | 0 | -83051.4577 | 0 | 0 | 0 | 0 | 0 | 0 | 0 | 0 | 0 | -245780.3683 | 0 | 0 | 0 | 0 | 0 | 0 | 0 | 0
2016-02-09 15:00 | 0 | 0 | 0 | 0 | 163877.5166 | 711537.1272 | 515197 | 0 | 0 | 0 | 0 | 83051.4577 | 0 | 0 | 0 | 0 | 0 | 0 | 0 | 3148325.1264 | 0 | 0 | 0 | 0 | 0 | 0 | 0 | 0 | 0 | 0 | 0 | 83051.4577 | 0 | 0 | 0 | 0 | 0 | 0 | 0 | 0 | 0 | 277166.1862 | 0 | 0 | 0 | 0 | 0 | 0 | 0 | 0
2016-02-09 16:00 | 0 | 0 | 0 | 0 | 92411.3657 | 775430.2781 | 507624 | 0 | 0 | 0 | 0 | 166102.9154 | 0 | 0 | 0 | 0 | 0 | 0 | 0 | 3425491.3126 | 0 | 0 | 0 | 0 | 0 | 0 | 0 | 0 | 0 | 0 | 0 | 83051.4577 | 0 | 0 | 0 | 0 | 0 | 0 | 0 | 0 | 0 | 277166.1862 | 0 | 0 | 0 | 0 | 0 | 0 | 0 | 0
2016-02-09 17:00 | 0 | 0 | 0 | 0 | 0 | 746570.7825 | 499345 | 0 | 0 | 0 | 0 | 136162.5118 | 0 | 0 | 0 | 0 | 0 | 0 | 0 | 3702657.4988 | 0 | 0 | 0 | 0 | 0 | 0 | 0 | 0 | 0 | 0 | 0 | -29940.4036 | 0 | 0 | 0 | 0 | 0 | 0 | 0 | 0 | 0 | 277166.1862 | 0 | 0 | 0 | 0 | 0 | 0 | 0 | 0
2016-02-09 18:00 | 0 | 0 | 0 | 0 | 0 | 715551.9324 | 492763 | 0 | 0 | 0 | 0 | 81785.258 | 0 | 0 | 0 | 0 | 0 | 0 | 0 | 3979823.6849 | 0 | 0 | 0 | 0 | 0 | 0 | 0 | 0 | 0 | 0 | 0 | -54377.2538 | 0 | 0 | 0 | 0 | 0 | 0 | 0 | 0 | 0 | 277166.1862 | 0 | 0 | 0 | 0 | 0 | 0 | 0 | 0
2016-02-09 19:00 | 0 | 0 | 0 | 0 | 147078.3508 | 700426.2931 | 487287 | 0 | 0 | 0 | 0 | 164836.7157 | 0 | 0 | 0 | 0 | 0 | 0 | 0 | 4256989.8711 | 0 | 0 | 0 | 0 | 0 | 0 | 0 | 0 | 0 | 0 | 0 | 83051.4577 | 0 | 0 | 0 | 0 | 0 | 0 | 0 | 0 | 0 | 277166.1862 | 0 | 0 | 0 | 0 | 0 | 0 | 0 | 0
2016-02-09 20:00 | 0 | 0 | 0 | 0 | 0 | 714163.2741 | 484330 | 0 | 0 | 0 | 0 | 117503.8036 | 0 | 0 | 0 | 0 | 0 | 0 | 0 | 4534156.0573 | 0 | 0 | 0 | 0 | 0 | 0 | 0 | 0 | 0 | 0 | 0 | -47332.9121 | 0 | 0 | 0 | 0 | 0 | 0 | 0 | 0 | 0 | 277166.1862 | 0 | 0 | 0 | 0 | 0 | 0 | 0 | 0
2016-02-09 21:00 | 0 | 0 | 0 | 0 | 0 | 737148.7845 | 487233 | 0 | 0 | 0 | 0 | 200555.2613 | 0 | 0 | 0 | 0 | 0 | 0 | 0 | 4701020.3841 | 0 | 0 | 0 | 0 | 0 | 0 | 0 | 0 | 0 | 0 | 0 | 83051.4577 | 0 | 0 | 0 | 0 | 0 | 0 | 0 | 0 | 0 | 166864.3268 | 0 | 0 | 0 | 0 | 0 | 0 | 0 | 0
2016-02-09 22:00 | 0 | 0 | 0 | 0 | 13634.9895 | 679380.739 | 498901 | 0 | 0 | 0 | 0 | 117503.8036 | 0 | 0 | 0 | 0 | 0 | 0 | 0 | 4978186.5702 | 0 | 0 | 0 | 0 | 0 | 0 | 0 | 0 | 0 | 0 | 0 | -83051.4577 | 0 | 0 | 0 | 0 | 0 | 0 | 0 | 0 | 0 | 277166.1862 | 0 | 0 | 0 | 0 | 0 | 0 | 0 | 0
2016-02-09 23:00 | 0 | 0 | 0 | 0 | 0 | 390341.0932 | 517753 | 0 | 0 | 0 | 0 | 200555.2613 | 0 | 0 | 0 | 0 | 0 | 0 | 0 | 4767723.2058 | 0 | 0 | 0 | 0 | 0 | 0 | 0 | 0 | 0 | 0 | 0 | 83051.4577 | 0 | 0 | 0 | 0 | 0 | 0 | 0 | 0 | 0 | -210463.3645 | 0 | 0 | 0 | 0 | 0 | 0 | 0 | 0
2016-02-10 | 0 | 0 | 0 | 0 | 409309.1447 | 46742.6506 | 529194 | 0 | 0 | 0 | 0 | 117503.8036 | 0 | 0 | 0 | 0 | 0 | 0 | 0 | 4777632.4588 | 0 | 0 | 0 | 0 | 0 | 0 | 0 | 0 | 0 | 0 | 0 | -83051.4577 | 0 | 0 | 0 | 0 | 0 | 0 | 0 | 0 | 0 | 9909.253 | 0 | 0 | 0 | 0 | 0 | 0 | 0 | 0
2016-02-10 01:00 | 0 | 0 | 0 | 0 | 361703.6099 | 0 | 530973 | 0 | 0 | 0 | 0 | 34452.3459 | 0 | 0 | 0 | 0 | 0 | 0 | 0 | 4691414.5264 | 0 | 0 | 0 | 0 | 0 | 0 | 0 | 0 | 0 | 0 | 0 | -83051.4577 | 0 | 0 | 0 | 0 | 0 | 0 | 0 | 0 | 0 | -86217.9324 | 0 | 0 | 0 | 0 | 0 | 0 | 0 | 0
2016-02-10 02:00 | 0 | 0 | 0 | 0 | 324709.5471 | 0 | 522241 | 0 | 0 | 0 | 0 | 114087.0792 | 0 | 0 | 0 | 0 | 0 | 0 | 0 | 4414248.3402 | 0 | 0 | 0 | 0 | 0 | 0 | 0 | 0 | 0 | 0 | 0 | 79634.7333 | 0 | 0 | 0 | 0 | 0 | 0 | 0 | 0 | 0 | -277166.1862 | 0 | 0 | 0 | 0 | 0 | 0 | 0 | 0
2016-02-10 03:00 | 0 | 0 | 0 | 0 | 143523.3561 | 0 | 503741 | 0 | 0 | 0 | 0 | 31035.6215 | 0 | 0 | 0 | 0 | 0 | 0 | 0 | 4137082.154 | 0 | 0 | 0 | 0 | 0 | 0 | 0 | 0 | 0 | 0 | 0 | -83051.4577 | 0 | 0 | 0 | 0 | 0 | 0 | 0 | 0 | 0 | -277166.1862 | 0 | 0 | 0 | 0 | 0 | 0 | 0 | 0
2016-02-10 04:00 | 0 | 0 | 0 | 0 | 309159.2196 | 0 | 482147 | 0 | 0 | 0 | 0 | 114087.0792 | 0 | 0 | 0 | 0 | 0 | 0 | 0 | 3881042.916 | 0 | 0 | 0 | 0 | 0 | 0 | 0 | 0 | 0 | 0 | 0 | 83051.4577 | 0 | 0 | 0 | 0 | 0 | 0 | 0 | 0 | 0 | -256039.2381 | 0 | 0 | 0 | 0 | 0 | 0 | 0 | 0
2016-02-10 05:00 | 0 | 0 | 0 | 0 | 104560.3561 | 0 | 464778 | 0 | 0 | 0 | 0 | 31035.6215 | 0 | 0 | 0 | 0 | 0 | 0 | 0 | 3603876.7298 | 0 | 0 | 0 | 0 | 0 | 0 | 0 | 0 | 0 | 0 | 0 | -83051.4577 | 0 | 0 | 0 | 0 | 0 | 0 | 0 | 0 | 0 | -277166.1862 | 0 | 0 | 0 | 0 | 0 | 0 | 0 | 0
2016-02-10 06:00 | 0 | 0 | 0 | 0 | 377634.0969 | 0 | 452580 | 0 | 0 | 0 | 0 | 114087.0792 | 0 | 0 | 0 | 0 | 0 | 0 | 0 | 3445879.3689 | 0 | 0 | 0 | 0 | 0 | 0 | 0 | 0 | 0 | 0 | 0 | 83051.4577 | 0 | 0 | 0 | 0 | 0 | 0 | 0 | 0 | 0 | -157997.3609 | 0 | 0 | 0 | 0 | 0 | 0 | 0 | 0
2016-02-10 07:00 | 0 | 0 | 0 | 0 | 85377.3561 | 0 | 445595 | 0 | 0 | 0 | 0 | 31035.6215 | 0 | 0 | 0 | 0 | 0 | 0 | 0 | 3168713.1828 | 0 | 0 | 0 | 0 | 0 | 0 | 0 | 0 | 0 | 0 | 0 | -83051.4577 | 0 | 0 | 0 | 0 | 0 | 0 | 0 | 0 | 0 | -277166.1862 | 0 | 0 | 0 | 0 | 0 | 0 | 0 | 0
2016-02-10 08:00 | 0 | 0 | 0 | 0 | 466124.8698 | 0 | 444200 | 0 | 0 | 0 | 0 | 114087.0792 | 0 | 0 | 0 | 0 | 0 | 0 | 0 | 3107586.5948 | 0 | 0 | 0 | 0 | 0 | 0 | 0 | 0 | 0 | 0 | 0 | 83051.4577 | 0 | 0 | 0 | 0 | 0 | 0 | 0 | 0 | 0 | -61126.5879 | 0 | 0 | 0 | 0 | 0 | 0 | 0 | 0
2016-02-10 09:00 | 0 | 0 | 0 | 0 | 89326.3561 | 0 | 449544 | 0 | 0 | 0 | 0 | 31035.6215 | 0 | 0 | 0 | 0 | 0 | 0 | 0 | 2830420.4087 | 0 | 0 | 0 | 0 | 0 | 0 | 0 | 0 | 0 | 0 | 0 | -83051.4577 | 0 | 0 | 0 | 0 | 0 | 0 | 0 | 0 | 0 | -277166.1862 | 0 | 0 | 0 | 0 | 0 | 0 | 0 | 0
2016-02-10 10:00 | 0 | 0 | 0 | 0 | 503094.6783 | 0 | 466577 | 0 | 0 | 0 | 0 | 114087.0792 | 0 | 0 | 0 | 0 | 0 | 0 | 0 | 2783886.6292 | 0 | 0 | 0 | 0 | 0 | 0 | 0 | 0 | 0 | 0 | 0 | 83051.4577 | 0 | 0 | 0 | 0 | 0 | 0 | 0 | 0 | 0 | -46533.7794 | 0 | 0 | 0 | 0 | 0 | 0 | 0 | 0
2016-02-10 11:00 | 0 | 0 | 0 | 0 | 520278.5083 | 0 | 500684 | 0 | 0 | 0 | 0 | 31035.6215 | 0 | 0 | 0 | 0 | 0 | 0 | 0 | 2886532.5952 | 0 | 0 | 0 | 0 | 0 | 0 | 0 | 0 | 0 | 0 | 0 | -83051.4577 | 0 | 0 | 0 | 0 | 0 | 0 | 0 | 0 | 0 | 102645.966 | 0 | 0 | 0 | 0 | 0 | 0 | 0 | 0
2016-02-10 12:00 | 0 | 0 | 0 | 0 | 537522.0106 | 0 | 531402 | 0 | 0 | 0 | 0 | 114087.0792 | 0 | 0 | 0 | 0 | 0 | 0 | 0 | 2809601.1481 | 0 | 0 | 0 | 0 | 0 | 0 | 0 | 0 | 0 | 0 | 0 | 83051.4577 | 0 | 0 | 0 | 0 | 0 | 0 | 0 | 0 | 0 | -76931.4471 | 0 | 0 | 0 | 0 | 0 | 0 | 0 | 0
2016-02-10 13:00 | 0 | 0 | 0 | 0 | 177245.7506 | 306.6055 | 537770 | 0 | 0 | 0 | 0 | 31035.6215 | 0 | 0 | 0 | 0 | 0 | 0 | 0 | 2532434.962 | 0 | 0 | 0 | 0 | 0 | 0 | 0 | 0 | 0 | 0 | 0 | -83051.4577 | 0 | 0 | 0 | 0 | 0 | 0 | 0 | 0 | 0 | -277166.1862 | 0 | 0 | 0 | 0 | 0 | 0 | 0 | 0
2016-02-10 14:00 | 0 | 0 | 0 | 0 | 466470.219 | 202395.6257 | 531182 | 0 | 0 | 0 | 0 | 0 | 0 | 0 | 0 | 0 | 0 | 0 | 0 | 2701154.4281 | 0 | 0 | 0 | 0 | 0 | 0 | 0 | 0 | 0 | 0 | 0 | -31035.6215 | 0 | 0 | 0 | 0 | 0 | 0 | 0 | 0 | 0 | 168719.4662 | 0 | 0 | 0 | 0 | 0 | 0 | 0 | 0
2016-02-10 15:00 | 0 | 0 | 0 | 0 | 0 | 690589.0047 | 523892 | 0 | 0 | 0 | 0 | 83051.4577 | 0 | 0 | 0 | 0 | 0 | 0 | 0 | 2784799.9751 | 0 | 0 | 0 | 0 | 0 | 0 | 0 | 0 | 0 | 0 | 0 | 83051.4577 | 0 | 0 | 0 | 0 | 0 | 0 | 0 | 0 | 0 | 83645.547 | 0 | 0 | 0 | 0 | 0 | 0 | 0 | 0
2016-02-10 16:00 | 0 | 0 | 0 | 0 | 0 | 751959.4313 | 511822 | 0 | 0 | 0 | 0 | 46022.7029 | 0 | 0 | 0 | 0 | 0 | 0 | 0 | 3061966.1613 | 0 | 0 | 0 | 0 | 0 | 0 | 0 | 0 | 0 | 0 | 0 | -37028.7548 | 0 | 0 | 0 | 0 | 0 | 0 | 0 | 0 | 0 | 277166.1862 | 0 | 0 | 0 | 0 | 0 | 0 | 0 | 0
2016-02-10 17:00 | 0 | 0 | 0 | 0 | 0 | 739425.2225 | 499374 | 0 | 0 | 0 | 0 | 129074.1606 | 0 | 0 | 0 | 0 | 0 | 0 | 0 | 3218965.9261 | 0 | 0 | 0 | 0 | 0 | 0 | 0 | 0 | 0 | 0 | 0 | 83051.4577 | 0 | 0 | 0 | 0 | 0 | 0 | 0 | 0 | 0 | 156999.7648 | 0 | 0 | 0 | 0 | 0 | 0 | 0 | 0
2016-02-10 18:00 | 0 | 0 | 0 | 0 | 0 | 704591.4943 | 492133 | 0 | 0 | 0 | 0 | 64366.4687 | 0 | 0 | 0 | 0 | 0 | 0 | 0 | 3496132.1122 | 0 | 0 | 0 | 0 | 0 | 0 | 0 | 0 | 0 | 0 | 0 | -64707.6919 | 0 | 0 | 0 | 0 | 0 | 0 | 0 | 0 | 0 | 277166.1862 | 0 | 0 | 0 | 0 | 0 | 0 | 0 | 0
2016-02-10 19:00 | 0 | 0 | 0 | 0 | 157836.237 | 688516.4069 | 486135 | 0 | 0 | 0 | 0 | 147417.9264 | 0 | 0 | 0 | 0 | 0 | 0 | 0 | 3773298.2984 | 0 | 0 | 0 | 0 | 0 | 0 | 0 | 0 | 0 | 0 | 0 | 83051.4577 | 0 | 0 | 0 | 0 | 0 | 0 | 0 | 0 | 0 | 277166.1862 | 0 | 0 | 0 | 0 | 0 | 0 | 0 | 0
2016-02-10 20:00 | 0 | 0 | 0 | 0 | 0 | 700745.1168 | 483900 | 0 | 0 | 0 | 0 | 87096.857 | 0 | 0 | 0 | 0 | 0 | 0 | 0 | 4050464.4846 | 0 | 0 | 0 | 0 | 0 | 0 | 0 | 0 | 0 | 0 | 0 | -60321.0693 | 0 | 0 | 0 | 0 | 0 | 0 | 0 | 0 | 0 | 277166.1862 | 0 | 0 | 0 | 0 | 0 | 0 | 0 | 0
2016-02-10 21:00 | 0 | 0 | 0 | 0 | 0 | 722452.0996 | 485523 | 0 | 0 | 0 | 0 | 170148.3147 | 0 | 0 | 0 | 0 | 0 | 0 | 0 | 4204342.1265 | 0 | 0 | 0 | 0 | 0 | 0 | 0 | 0 | 0 | 0 | 0 | 83051.4577 | 0 | 0 | 0 | 0 | 0 | 0 | 0 | 0 | 0 | 153877.6419 | 0 | 0 | 0 | 0 | 0 | 0 | 0 | 0
2016-02-10 22:00 | 0 | 0 | 0 | 0 | 14431.474 | 677292.2545 | 497609 | 0 | 0 | 0 | 0 | 87096.857 | 0 | 0 | 0 | 0 | 0 | 0 | 0 | 4481508.3127 | 0 | 0 | 0 | 0 | 0 | 0 | 0 | 0 | 0 | 0 | 0 | -83051.4577 | 0 | 0 | 0 | 0 | 0 | 0 | 0 | 0 | 0 | 277166.1862 | 0 | 0 | 0 | 0 | 0 | 0 | 0 | 0
2016-02-10 23:00 | 0 | 0 | 0 | 0 | 0 | 392488.3378 | 518119 | 0 | 0 | 0 | 0 | 170148.3147 | 0 | 0 | 0 | 0 | 0 | 0 | 0 | 4272826.1927 | 0 | 0 | 0 | 0 | 0 | 0 | 0 | 0 | 0 | 0 | 0 | 83051.4577 | 0 | 0 | 0 | 0 | 0 | 0 | 0 | 0 | 0 | -208682.1199 | 0 | 0 | 0 | 0 | 0 | 0 | 0 | 0
2016-02-11 | 0 | 0 | 0 | 0 | 528648.9695 | 52401.9674 | 530898 | 0 | 0 | 0 | 0 | 166102.9154 | 0 | 0 | 0 | 0 | 0 | 0 | 0 | 4327024.529 | 0 | 0 | 0 | 0 | 0 | 0 | 0 | 0 | 0 | 0 | 0 | -4045.3993 | 0 | 0 | 0 | 0 | 0 | 0 | 0 | 0 | 0 | 54198.3363 | 0 | 0 | 0 | 0 | 0 | 0 | 0 | 0
2016-02-11 01:00 | 0 | 0 | 0 | 0 | 172902.3561 | 0 | 533120 | 0 | 0 | 0 | 0 | 83051.4577 | 0 | 0 | 0 | 0 | 0 | 0 | 0 | 4049858.3428 | 0 | 0 | 0 | 0 | 0 | 0 | 0 | 0 | 0 | 0 | 0 | -83051.4577 | 0 | 0 | 0 | 0 | 0 | 0 | 0 | 0 | 0 | -277166.1862 | 0 | 0 | 0 | 0 | 0 | 0 | 0 | 0
2016-02-11 02:00 | 0 | 0 | 0 | 0 | 528982.5839 | 0 | 525973 | 0 | 0 | 0 | 0 | 166102.9154 | 0 | 0 | 0 | 0 | 0 | 0 | 0 | 3969816.4691 | 0 | 0 | 0 | 0 | 0 | 0 | 0 | 0 | 0 | 0 | 0 | 83051.4577 | 0 | 0 | 0 | 0 | 0 | 0 | 0 | 0 | 0 | -80041.8738 | 0 | 0 | 0 | 0 | 0 | 0 | 0 | 0
2016-02-11 03:00 | 0 | 0 | 0 | 0 | 513963.1057 | 0 | 508875 | 0 | 0 | 0 | 0 | 83051.4577 | 0 | 0 | 0 | 0 | 0 | 0 | 0 | 4057956.0324 | 0 | 0 | 0 | 0 | 0 | 0 | 0 | 0 | 0 | 0 | 0 | -83051.4577 | 0 | 0 | 0 | 0 | 0 | 0 | 0 | 0 | 0 | 88139.5634 | 0 | 0 | 0 | 0 | 0 | 0 | 0 | 0
2016-02-11 04:00 | 0 | 0 | 0 | 0 | 486553.2237 | 0 | 486593 | 0 | 0 | 0 | 0 | 166102.9154 | 0 | 0 | 0 | 0 | 0 | 0 | 0 | 3974864.7984 | 0 | 0 | 0 | 0 | 0 | 0 | 0 | 0 | 0 | 0 | 0 | 83051.4577 | 0 | 0 | 0 | 0 | 0 | 0 | 0 | 0 | 0 | -83091.234 | 0 | 0 | 0 | 0 | 0 | 0 | 0 | 0
2016-02-11 05:00 | 0 | 0 | 0 | 0 | 108382.3561 | 0 | 468600 | 0 | 0 | 0 | 0 | 83051.4577 | 0 | 0 | 0 | 0 | 0 | 0 | 0 | 3697698.6123 | 0 | 0 | 0 | 0 | 0 | 0 | 0 | 0 | 0 | 0 | 0 | -83051.4577 | 0 | 0 | 0 | 0 | 0 | 0 | 0 | 0 | 0 | -277166.1862 | 0 | 0 | 0 | 0 | 0 | 0 | 0 | 0
2016-02-11 06:00 | 0 | 0 | 0 | 0 | 439889.8871 | 0 | 457292 | 0 | 0 | 0 | 0 | 0 | 0 | 0 | 0 | 0 | 0 | 0 | 0 | 3763347.9571 | 0 | 0 | 0 | 0 | 0 | 0 | 0 | 0 | 0 | 0 | 0 | -83051.4577 | 0 | 0 | 0 | 0 | 0 | 0 | 0 | 0 | 0 | 65649.3448 | 0 | 0 | 0 | 0 | 0 | 0 | 0 | 0
2016-02-11 07:00 | 0 | 0 | 0 | 0 | 255817.2715 | 0 | 449932 | 0 | 0 | 0 | 0 | 83051.4577 | 0 | 0 | 0 | 0 | 0 | 0 | 0 | 3486181.7709 | 0 | 0 | 0 | 0 | 0 | 0 | 0 | 0 | 0 | 0 | 0 | 83051.4577 | 0 | 0 | 0 | 0 | 0 | 0 | 0 | 0 | 0 | -277166.1862 | 0 | 0 | 0 | 0 | 0 | 0 | 0 | 0
2016-02-11 08:00 | 0 | 0 | 0 | 0 | 397873.5273 | 0 | 447546 | 0 | 0 | 0 | 0 | 0 | 0 | 0 | 0 | 0 | 0 | 0 | 0 | 3519560.7559 | 0 | 0 | 0 | 0 | 0 | 0 | 0 | 0 | 0 | 0 | 0 | -83051.4577 | 0 | 0 | 0 | 0 | 0 | 0 | 0 | 0 | 0 | 33378.985 | 0 | 0 | 0 | 0 | 0 | 0 | 0 | 0
2016-02-11 09:00 | 0 | 0 | 0 | 0 | 257252.2715 | 0 | 451367 | 0 | 0 | 0 | 0 | 83051.4577 | 0 | 0 | 0 | 0 | 0 | 0 | 0 | 3242394.5697 | 0 | 0 | 0 | 0 | 0 | 0 | 0 | 0 | 0 | 0 | 0 | 83051.4577 | 0 | 0 | 0 | 0 | 0 | 0 | 0 | 0 | 0 | -277166.1862 | 0 | 0 | 0 | 0 | 0 | 0 | 0 | 0
2016-02-11 10:00 | 0 | 0 | 0 | 0 | 371282.7215 | 0 | 468521 | 0 | 0 | 0 | 0 | 166102.9154 | 0 | 0 | 0 | 0 | 0 | 0 | 0 | 3062104.8335 | 0 | 0 | 0 | 0 | 0 | 0 | 0 | 0 | 0 | 0 | 0 | 83051.4577 | 0 | 0 | 0 | 0 | 0 | 0 | 0 | 0 | 0 | -180289.7362 | 0 | 0 | 0 | 0 | 0 | 0 | 0 | 0
2016-02-11 11:00 | 0 | 0 | 0 | 0 | 362687.7883 | 0 | 502753 | 0 | 0 | 0 | 0 | 249154.3731 | 0 | 0 | 0 | 0 | 0 | 0 | 0 | 2838988.1641 | 0 | 0 | 0 | 0 | 0 | 0 | 0 | 0 | 0 | 0 | 0 | 83051.4577 | 0 | 0 | 0 | 0 | 0 | 0 | 0 | 0 | 0 | -223116.6694 | 0 | 0 | 0 | 0 | 0 | 0 | 0 | 0
2016-02-11 12:00 | 0 | 0 | 0 | 0 | 353556.3317 | 0 | 530737 | 0 | 0 | 0 | 0 | 166102.9154 | 0 | 0 | 0 | 0 | 0 | 0 | 0 | 2744858.9535 | 0 | 0 | 0 | 0 | 0 | 0 | 0 | 0 | 0 | 0 | 0 | -83051.4577 | 0 | 0 | 0 | 0 | 0 | 0 | 0 | 0 | 0 | -94129.2106 | 0 | 0 | 0 | 0 | 0 | 0 | 0 | 0
2016-02-11 13:00 | 0 | 0 | 0 | 0 | 172624.2272 | 366.1289 | 533208 | 0 | 0 | 0 | 0 | 83051.4577 | 0 | 0 | 0 | 0 | 0 | 0 | 0 | 2467692.7673 | 0 | 0 | 0 | 0 | 0 | 0 | 0 | 0 | 0 | 0 | 0 | -83051.4577 | 0 | 0 | 0 | 0 | 0 | 0 | 0 | 0 | 0 | -277166.1862 | 0 | 0 | 0 | 0 | 0 | 0 | 0 | 0
2016-02-11 14:00 | 0 | 0 | 0 | 0 | 258034.5153 | 212889.1655 | 523308 | 0 | 0 | 0 | 0 | 166102.9154 | 0 | 0 | 0 | 0 | 0 | 0 | 0 | 2332256.9904 | 0 | 0 | 0 | 0 | 0 | 0 | 0 | 0 | 0 | 0 | 0 | 83051.4577 | 0 | 0 | 0 | 0 | 0 | 0 | 0 | 0 | 0 | -135435.7769 | 0 | 0 | 0 | 0 | 0 | 0 | 0 | 0
2016-02-11 15:00 | 0 | 0 | 0 | 0 | 0 | 662665.1893 | 512717 | 0 | 0 | 0 | 0 | 249154.3731 | 0 | 0 | 0 | 0 | 0 | 0 | 0 | 2399153.722 | 0 | 0 | 0 | 0 | 0 | 0 | 0 | 0 | 0 | 0 | 0 | 83051.4577 | 0 | 0 | 0 | 0 | 0 | 0 | 0 | 0 | 0 | 66896.7316 | 0 | 0 | 0 | 0 | 0 | 0 | 0 | 0
2016-02-11 16:00 | 0 | 0 | 0 | 0 | 0 | 729532.8288 | 499570 | 0 | 0 | 0 | 0 | 201951.0158 | 0 | 0 | 0 | 0 | 0 | 0 | 0 | 2676319.9082 | 0 | 0 | 0 | 0 | 0 | 0 | 0 | 0 | 0 | 0 | 0 | -47203.3573 | 0 | 0 | 0 | 0 | 0 | 0 | 0 | 0 | 0 | 277166.1862 | 0 | 0 | 0 | 0 | 0 | 0 | 0 | 0
2016-02-11 17:00 | 0 | 0 | 0 | 0 | 0 | 729652.6053 | 487907 | 0 | 0 | 0 | 0 | 285002.4735 | 0 | 0 | 0 | 0 | 0 | 0 | 0 | 2835014.0558 | 0 | 0 | 0 | 0 | 0 | 0 | 0 | 0 | 0 | 0 | 0 | 83051.4577 | 0 | 0 | 0 | 0 | 0 | 0 | 0 | 0 | 0 | 158694.1476 | 0 | 0 | 0 | 0 | 0 | 0 | 0 | 0
2016-02-11 18:00 | 0 | 0 | 0 | 0 | 0 | 702126.6534 | 479400 | 0 | 0 | 0 | 0 | 230562.9407 | 0 | 0 | 0 | 0 | 0 | 0 | 0 | 3112180.2419 | 0 | 0 | 0 | 0 | 0 | 0 | 0 | 0 | 0 | 0 | 0 | -54439.5328 | 0 | 0 | 0 | 0 | 0 | 0 | 0 | 0 | 0 | 277166.1862 | 0 | 0 | 0 | 0 | 0 | 0 | 0 | 0
2016-02-11 19:00 | 0 | 0 | 0 | 0 | 147139.0768 | 686220.567 | 473142 | 0 | 0 | 0 | 0 | 313614.3984 | 0 | 0 | 0 | 0 | 0 | 0 | 0 | 3389346.4281 | 0 | 0 | 0 | 0 | 0 | 0 | 0 | 0 | 0 | 0 | 0 | 83051.4577 | 0 | 0 | 0 | 0 | 0 | 0 | 0 | 0 | 0 | 277166.1862 | 0 | 0 | 0 | 0 | 0 | 0 | 0 | 0
2016-02-11 20:00 | 0 | 0 | 0 | 0 | 0 | 695992.9648 | 469165 | 0 | 0 | 0 | 0 | 263276.177 | 0 | 0 | 0 | 0 | 0 | 0 | 0 | 3666512.6143 | 0 | 0 | 0 | 0 | 0 | 0 | 0 | 0 | 0 | 0 | 0 | -50338.2214 | 0 | 0 | 0 | 0 | 0 | 0 | 0 | 0 | 0 | 277166.1862 | 0 | 0 | 0 | 0 | 0 | 0 | 0 | 0
2016-02-11 21:00 | 0 | 0 | 0 | 0 | 0 | 715363.6429 | 471140 | 0 | 0 | 0 | 0 | 346327.6347 | 0 | 0 | 0 | 0 | 0 | 0 | 0 | 3827684.7994 | 0 | 0 | 0 | 0 | 0 | 0 | 0 | 0 | 0 | 0 | 0 | 83051.4577 | 0 | 0 | 0 | 0 | 0 | 0 | 0 | 0 | 0 | 161172.1852 | 0 | 0 | 0 | 0 | 0 | 0 | 0 | 0
2016-02-11 22:00 | 0 | 0 | 0 | 0 | 19212.8116 | 656699.9168 | 481798 | 0 | 0 | 0 | 0 | 263276.177 | 0 | 0 | 0 | 0 | 0 | 0 | 0 | 4104850.9856 | 0 | 0 | 0 | 0 | 0 | 0 | 0 | 0 | 0 | 0 | 0 | -83051.4577 | 0 | 0 | 0 | 0 | 0 | 0 | 0 | 0 | 0 | 277166.1862 | 0 | 0 | 0 | 0 | 0 | 0 | 0 | 0
2016-02-11 23:00 | 0 | 0 | 0 | 0 | 259051.2872 | 376838.8124 | 501780 | 0 | 0 | 0 | 0 | 346327.6347 | 0 | 0 | 0 | 0 | 0 | 0 | 0 | 4155909.6275 | 0 | 0 | 0 | 0 | 0 | 0 | 0 | 0 | 0 | 0 | 0 | 83051.4577 | 0 | 0 | 0 | 0 | 0 | 0 | 0 | 0 | 0 | 51058.6419 | 0 | 0 | 0 | 0 | 0 | 0 | 0 | 0
2016-02-12 | 0 | 0 | 0 | 0 | 281691.3342 | 38566.8325 | 515314 | 0 | 0 | 0 | 0 | 263276.177 | 0 | 0 | 0 | 0 | 0 | 0 | 0 | 4043905.252 | 0 | 0 | 0 | 0 | 0 | 0 | 0 | 0 | 0 | 0 | 0 | -83051.4577 | 0 | 0 | 0 | 0 | 0 | 0 | 0 | 0 | 0 | -112004.3756 | 0 | 0 | 0 | 0 | 0 | 0 | 0 | 0
2016-02-12 01:00 | 0 | 0 | 0 | 0 | 157440.3561 | 0 | 517658 | 0 | 0 | 0 | 0 | 180224.7193 | 0 | 0 | 0 | 0 | 0 | 0 | 0 | 3766739.0658 | 0 | 0 | 0 | 0 | 0 | 0 | 0 | 0 | 0 | 0 | 0 | -83051.4577 | 0 | 0 | 0 | 0 | 0 | 0 | 0 | 0 | 0 | -277166.1862 | 0 | 0 | 0 | 0 | 0 | 0 | 0 | 0
2016-02-12 02:00 | 0 | 0 | 0 | 0 | 272606.2651 | 0 | 510551 | 0 | 0 | 0 | 0 | 219446.1706 | 0 | 0 | 0 | 0 | 0 | 0 | 0 | 3489572.8796 | 0 | 0 | 0 | 0 | 0 | 0 | 0 | 0 | 0 | 0 | 0 | 39221.4513 | 0 | 0 | 0 | 0 | 0 | 0 | 0 | 0 | 0 | -277166.1862 | 0 | 0 | 0 | 0 | 0 | 0 | 0 | 0
2016-02-12 03:00 | 0 | 0 | 0 | 0 | 254784.7298 | 0 | 492901 | 0 | 0 | 0 | 0 | 258496.0866 | 0 | 0 | 0 | 0 | 0 | 0 | 0 | 3212406.6935 | 0 | 0 | 0 | 0 | 0 | 0 | 0 | 0 | 0 | 0 | 0 | 39049.916 | 0 | 0 | 0 | 0 | 0 | 0 | 0 | 0 | 0 | -277166.1862 | 0 | 0 | 0 | 0 | 0 | 0 | 0 | 0
2016-02-12 04:00 | 0 | 0 | 0 | 0 | 238708.7403 | 0 | 471644 | 0 | 0 | 0 | 0 | 175444.6289 | 0 | 0 | 0 | 0 | 0 | 0 | 0 | 3062522.8915 | 0 | 0 | 0 | 0 | 0 | 0 | 0 | 0 | 0 | 0 | 0 | -83051.4577 | 0 | 0 | 0 | 0 | 0 | 0 | 0 | 0 | 0 | -149883.802 | 0 | 0 | 0 | 0 | 0 | 0 | 0 | 0
2016-02-12 05:00 | 0 | 0 | 0 | 0 | 91600.3561 | 0 | 451818 | 0 | 0 | 0 | 0 | 92393.1712 | 0 | 0 | 0 | 0 | 0 | 0 | 0 | 2785356.7053 | 0 | 0 | 0 | 0 | 0 | 0 | 0 | 0 | 0 | 0 | 0 | -83051.4577 | 0 | 0 | 0 | 0 | 0 | 0 | 0 | 0 | 0 | -277166.1862 | 0 | 0 | 0 | 0 | 0 | 0 | 0 | 0
2016-02-12 06:00 | 0 | 0 | 0 | 0 | 242637.5552 | 0 | 438740 | 0 | 0 | 0 | 0 | 83051.4577 | 0 | 0 | 0 | 0 | 0 | 0 | 0 | 2598595.9739 | 0 | 0 | 0 | 0 | 0 | 0 | 0 | 0 | 0 | 0 | 0 | -9341.7135 | 0 | 0 | 0 | 0 | 0 | 0 | 0 | 0 | 0 | -186760.7314 | 0 | 0 | 0 | 0 | 0 | 0 | 0 | 0
2016-02-12 07:00 | 0 | 0 | 0 | 0 | 236541.2715 | 0 | 430656 | 0 | 0 | 0 | 0 | 166102.9154 | 0 | 0 | 0 | 0 | 0 | 0 | 0 | 2321429.7878 | 0 | 0 | 0 | 0 | 0 | 0 | 0 | 0 | 0 | 0 | 0 | 83051.4577 | 0 | 0 | 0 | 0 | 0 | 0 | 0 | 0 | 0 | -277166.1862 | 0 | 0 | 0 | 0 | 0 | 0 | 0 | 0
2016-02-12 08:00 | 0 | 0 | 0 | 0 | 285481.1362 | 0 | 426606 | 0 | 0 | 0 | 0 | 83051.4577 | 0 | 0 | 0 | 0 | 0 | 0 | 0 | 2263356.3817 | 0 | 0 | 0 | 0 | 0 | 0 | 0 | 0 | 0 | 0 | 0 | -83051.4577 | 0 | 0 | 0 | 0 | 0 | 0 | 0 | 0 | 0 | -58073.4061 | 0 | 0 | 0 | 0 | 0 | 0 | 0 | 0
2016-02-12 09:00 | 0 | 0 | 0 | 0 | 69209.3561 | 0 | 429427 | 0 | 0 | 0 | 0 | 0 | 0 | 0 | 0 | 0 | 0 | 0 | 0 | 1986190.1955 | 0 | 0 | 0 | 0 | 0 | 0 | 0 | 0 | 0 | 0 | 0 | -83051.4577 | 0 | 0 | 0 | 0 | 0 | 0 | 0 | 0 | 0 | -277166.1862 | 0 | 0 | 0 | 0 | 0 | 0 | 0 | 0
2016-02-12 10:00 | 0 | 0 | 0 | 0 | 344048.8697 | 0 | 444187 | 0 | 0 | 0 | 0 | 83051.4577 | 0 | 0 | 0 | 0 | 0 | 0 | 0 | 1803000.6076 | 0 | 0 | 0 | 0 | 0 | 0 | 0 | 0 | 0 | 0 | 0 | 83051.4577 | 0 | 0 | 0 | 0 | 0 | 0 | 0 | 0 | 0 | -183189.588 | 0 | 0 | 0 | 0 | 0 | 0 | 0 | 0
2016-02-12 11:00 | 0 | 0 | 0 | 0 | 281358.2715 | 0 | 475473 | 0 | 0 | 0 | 0 | 166102.9154 | 0 | 0 | 0 | 0 | 0 | 0 | 0 | 1525834.4214 | 0 | 0 | 0 | 0 | 0 | 0 | 0 | 0 | 0 | 0 | 0 | 83051.4577 | 0 | 0 | 0 | 0 | 0 | 0 | 0 | 0 | 0 | -277166.1862 | 0 | 0 | 0 | 0 | 0 | 0 | 0 | 0
2016-02-12 12:00 | 0 | 0 | 0 | 0 | 381401.8536 | 0 | 502426 | 0 | 0 | 0 | 0 | 83051.4577 | 0 | 0 | 0 | 0 | 0 | 0 | 0 | 1487861.7327 | 0 | 0 | 0 | 0 | 0 | 0 | 0 | 0 | 0 | 0 | 0 | -83051.4577 | 0 | 0 | 0 | 0 | 0 | 0 | 0 | 0 | 0 | -37972.6887 | 0 | 0 | 0 | 0 | 0 | 0 | 0 | 0
2016-02-12 13:00 | 0 | 0 | 0 | 0 | 147845.6237 | 459.7324 | 508523 | 0 | 0 | 0 | 0 | 0 | 0 | 0 | 0 | 0 | 0 | 0 | 0 | 1210695.5465 | 0 | 0 | 0 | 0 | 0 | 0 | 0 | 0 | 0 | 0 | 0 | -83051.4577 | 0 | 0 | 0 | 0 | 0 | 0 | 0 | 0 | 0 | -277166.1862 | 0 | 0 | 0 | 0 | 0 | 0 | 0 | 0
2016-02-12 14:00 | 0 | 0 | 0 | 0 | 321681.643 | 194243.9952 | 506503 | 0 | 0 | 0 | 0 | 10580.829 | 0 | 0 | 0 | 0 | 0 | 0 | 0 | 1209537.3557 | 0 | 0 | 0 | 0 | 0 | 0 | 0 | 0 | 0 | 0 | 0 | 10580.829 | 0 | 0 | 0 | 0 | 0 | 0 | 0 | 0 | 0 | -1158.1908 | 0 | 0 | 0 | 0 | 0 | 0 | 0 | 0
2016-02-12 15:00 | 0 | 0 | 0 | 0 | 0 | 662614.6807 | 502566 | 0 | 0 | 0 | 0 | 93632.2867 | 0 | 0 | 0 | 0 | 0 | 0 | 0 | 1286534.5787 | 0 | 0 | 0 | 0 | 0 | 0 | 0 | 0 | 0 | 0 | 0 | 83051.4577 | 0 | 0 | 0 | 0 | 0 | 0 | 0 | 0 | 0 | 76997.223 | 0 | 0 | 0 | 0 | 0 | 0 | 0 | 0
2016-02-12 16:00 | 0 | 0 | 0 | 0 | 0 | 726924.4019 | 495536 | 0 | 0 | 0 | 0 | 47854.5024 | 0 | 0 | 0 | 0 | 0 | 0 | 0 | 1563700.7648 | 0 | 0 | 0 | 0 | 0 | 0 | 0 | 0 | 0 | 0 | 0 | -45777.7843 | 0 | 0 | 0 | 0 | 0 | 0 | 0 | 0 | 0 | 277166.1862 | 0 | 0 | 0 | 0 | 0 | 0 | 0 | 0
2016-02-12 17:00 | 0 | 0 | 0 | 0 | 0 | 714692.5568 | 486750 | 0 | 0 | 0 | 0 | 130905.9601 | 0 | 0 | 0 | 0 | 0 | 0 | 0 | 1708591.864 | 0 | 0 | 0 | 0 | 0 | 0 | 0 | 0 | 0 | 0 | 0 | 83051.4577 | 0 | 0 | 0 | 0 | 0 | 0 | 0 | 0 | 0 | 144891.0991 | 0 | 0 | 0 | 0 | 0 | 0 | 0 | 0
2016-02-12 18:00 | 0 | 0 | 0 | 0 | 0 | 689884.2469 | 481045 | 0 | 0 | 0 | 0 | 62579.0209 | 0 | 0 | 0 | 0 | 0 | 0 | 0 | 1985758.0501 | 0 | 0 | 0 | 0 | 0 | 0 | 0 | 0 | 0 | 0 | 0 | -68326.9392 | 0 | 0 | 0 | 0 | 0 | 0 | 0 | 0 | 0 | 277166.1862 | 0 | 0 | 0 | 0 | 0 | 0 | 0 | 0
2016-02-12 19:00 | 0 | 0 | 0 | 0 | 159831.4438 | 677893.2001 | 477507 | 0 | 0 | 0 | 0 | 145630.4786 | 0 | 0 | 0 | 0 | 0 | 0 | 0 | 2262924.2363 | 0 | 0 | 0 | 0 | 0 | 0 | 0 | 0 | 0 | 0 | 0 | 83051.4577 | 0 | 0 | 0 | 0 | 0 | 0 | 0 | 0 | 0 | 277166.1862 | 0 | 0 | 0 | 0 | 0 | 0 | 0 | 0
2016-02-12 20:00 | 0 | 0 | 0 | 0 | 0 | 690057.1653 | 475470 | 0 | 0 | 0 | 0 | 83051.4577 | 0 | 0 | 0 | 0 | 0 | 0 | 0 | 2540090.4225 | 0 | 0 | 0 | 0 | 0 | 0 | 0 | 0 | 0 | 0 | 0 | -62579.0209 | 0 | 0 | 0 | 0 | 0 | 0 | 0 | 0 | 0 | 277166.1862 | 0 | 0 | 0 | 0 | 0 | 0 | 0 | 0
2016-02-12 21:00 | 0 | 0 | 0 | 0 | 0 | 709597.0901 | 475511 | 0 | 0 | 0 | 0 | 166102.9154 | 0 | 0 | 0 | 0 | 0 | 0 | 0 | 2691125.0548 | 0 | 0 | 0 | 0 | 0 | 0 | 0 | 0 | 0 | 0 | 0 | 83051.4577 | 0 | 0 | 0 | 0 | 0 | 0 | 0 | 0 | 0 | 151034.6324 | 0 | 0 | 0 | 0 | 0 | 0 | 0 | 0
2016-02-12 22:00 | 0 | 0 | 0 | 0 | 12265.8122 | 662435.9163 | 480587 | 0 | 0 | 0 | 0 | 83051.4577 | 0 | 0 | 0 | 0 | 0 | 0 | 0 | 2968291.241 | 0 | 0 | 0 | 0 | 0 | 0 | 0 | 0 | 0 | 0 | 0 | -83051.4577 | 0 | 0 | 0 | 0 | 0 | 0 | 0 | 0 | 0 | 277166.1862 | 0 | 0 | 0 | 0 | 0 | 0 | 0 | 0
2016-02-12 23:00 | 0 | 0 | 0 | 0 | 0 | 432704.5705 | 492585 | 0 | 0 | 0 | 0 | 166102.9154 | 0 | 0 | 0 | 0 | 0 | 0 | 0 | 2825359.3538 | 0 | 0 | 0 | 0 | 0 | 0 | 0 | 0 | 0 | 0 | 0 | 83051.4577 | 0 | 0 | 0 | 0 | 0 | 0 | 0 | 0 | 0 | -142931.8872 | 0 | 0 | 0 | 0 | 0 | 0 | 0 | 0
2016-02-13 | 0 | 0 | 0 | 0 | 454860.8635 | 67392.0296 | 499809 | 0 | 0 | 0 | 0 | 83051.4577 | 0 | 0 | 0 | 0 | 0 | 0 | 0 | 2930854.7047 | 0 | 0 | 0 | 0 | 0 | 0 | 0 | 0 | 0 | 0 | 0 | -83051.4577 | 0 | 0 | 0 | 0 | 0 | 0 | 0 | 0 | 0 | 105495.3509 | 0 | 0 | 0 | 0 | 0 | 0 | 0 | 0
2016-02-13 01:00 | 0 | 0 | 0 | 0 | 138513.3324 | 0.023729 | 498731 | 0 | 0 | 0 | 0 | 0 | 0 | 0 | 0 | 0 | 0 | 0 | 0 | 2653688.5185 | 0 | 0 | 0 | 0 | 0 | 0 | 0 | 0 | 0 | 0 | 0 | -83051.4577 | 0 | 0 | 0 | 0 | 0 | 0 | 0 | 0 | 0 | -277166.1862 | 0 | 0 | 0 | 0 | 0 | 0 | 0 | 0
2016-02-13 02:00 | 0 | 0 | 0 | 0 | 452085.3597 | 0 | 491920 | 0 | 0 | 0 | 0 | 83051.4577 | 0 | 0 | 0 | 0 | 0 | 0 | 0 | 2530802.4204 | 0 | 0 | 0 | 0 | 0 | 0 | 0 | 0 | 0 | 0 | 0 | 83051.4577 | 0 | 0 | 0 | 0 | 0 | 0 | 0 | 0 | 0 | -122886.0981 | 0 | 0 | 0 | 0 | 0 | 0 | 0 | 0
2016-02-13 03:00 | 0 | 0 | 0 | 0 | 431523.0572 | 0 | 479170 | 0 | 0 | 0 | 0 | 166102.9154 | 0 | 0 | 0 | 0 | 0 | 0 | 0 | 2400104.02 | 0 | 0 | 0 | 0 | 0 | 0 | 0 | 0 | 0 | 0 | 0 | 83051.4577 | 0 | 0 | 0 | 0 | 0 | 0 | 0 | 0 | 0 | -130698.4005 | 0 | 0 | 0 | 0 | 0 | 0 | 0 | 0
2016-02-13 04:00 | 0 | 0 | 0 | 0 | 411771.9856 | 0 | 462280 | 0 | 0 | 0 | 0 | 83051.4577 | 0 | 0 | 0 | 0 | 0 | 0 | 0 | 2432647.4633 | 0 | 0 | 0 | 0 | 0 | 0 | 0 | 0 | 0 | 0 | 0 | -83051.4577 | 0 | 0 | 0 | 0 | 0 | 0 | 0 | 0 | 0 | 32543.4433 | 0 | 0 | 0 | 0 | 0 | 0 | 0 | 0
2016-02-13 05:00 | 0 | 0 | 0 | 0 | 252036.2715 | 0 | 446151 | 0 | 0 | 0 | 0 | 166102.9154 | 0 | 0 | 0 | 0 | 0 | 0 | 0 | 2155481.2771 | 0 | 0 | 0 | 0 | 0 | 0 | 0 | 0 | 0 | 0 | 0 | 83051.4577 | 0 | 0 | 0 | 0 | 0 | 0 | 0 | 0 | 0 | -277166.1862 | 0 | 0 | 0 | 0 | 0 | 0 | 0 | 0
2016-02-13 06:00 | 0 | 0 | 0 | 0 | 370324.3175 | 0 | 434017 | 0 | 0 | 0 | 0 | 83051.4577 | 0 | 0 | 0 | 0 | 0 | 0 | 0 | 2174840.0523 | 0 | 0 | 0 | 0 | 0 | 0 | 0 | 0 | 0 | 0 | 0 | -83051.4577 | 0 | 0 | 0 | 0 | 0 | 0 | 0 | 0 | 0 | 19358.7752 | 0 | 0 | 0 | 0 | 0 | 0 | 0 | 0
2016-02-13 07:00 | 0 | 0 | 0 | 0 | 232454.2715 | 0 | 426569 | 0 | 0 | 0 | 0 | 166102.9154 | 0 | 0 | 0 | 0 | 0 | 0 | 0 | 1897673.8661 | 0 | 0 | 0 | 0 | 0 | 0 | 0 | 0 | 0 | 0 | 0 | 83051.4577 | 0 | 0 | 0 | 0 | 0 | 0 | 0 | 0 | 0 | -277166.1862 | 0 | 0 | 0 | 0 | 0 | 0 | 0 | 0
2016-02-13 08:00 | 0 | 0 | 0 | 0 | 342633.1331 | 0 | 423312 | 0 | 0 | 0 | 0 | 83051.4577 | 0 | 0 | 0 | 0 | 0 | 0 | 0 | 1867273.3715 | 0 | 32773.0854 | 0 | 0 | 0 | 0 | 0 | 0 | 0 | 0 | 0 | -83051.4577 | 0 | 0 | 0 | 0 | 0 | 0 | 0 | 0 | 0 | -30400.4946 | 0 | 32773.0854 | 0 | 0 | 0 | 0 | 0 | 0
2016-02-13 09:00 | 0 | 0 | 0 | 0 | 32086.2708 | 0 | 425077 | 0 | 0 | 0 | 0 | 0 | 0 | 0 | 0 | 0 | 0 | 0 | 0 | 1590107.1854 | 0 | 0 | 0 | 0 | 0 | 0 | 0 | 0 | 0 | 0 | 0 | -83051.4577 | 0 | 0 | 0 | 0 | 0 | 0 | 0 | 0 | 0 | -277166.1862 | 0 | -32773.0854 | 0 | 0 | 0 | 0 | 0 | 0
2016-02-13 10:00 | 0 | 0 | 0 | 0 | 341630.4325 | 0 | 432371 | 0 | 0 | 0 | 0 | 83051.4577 | 0 | 0 | 0 | 0 | 0 | 0 | 0 | 1416315.1602 | 0 | 0 | 0 | 0 | 0 | 0 | 0 | 0 | 0 | 0 | 0 | 83051.4577 | 0 | 0 | 0 | 0 | 0 | 0 | 0 | 0 | 0 | -173792.0252 | 0 | 0 | 0 | 0 | 0 | 0 | 0 | 0
2016-02-13 11:00 | 0 | 0 | 0 | 0 | 251554.2715 | 0 | 445669 | 0 | 0 | 0 | 0 | 166102.9154 | 0 | 0 | 0 | 0 | 0 | 0 | 0 | 1139148.974 | 0 | 0 | 0 | 0 | 0 | 0 | 0 | 0 | 0 | 0 | 0 | 83051.4577 | 0 | 0 | 0 | 0 | 0 | 0 | 0 | 0 | 0 | -277166.1862 | 0 | 0 | 0 | 0 | 0 | 0 | 0 | 0
2016-02-13 12:00 | 0 | 0 | 0 | 0 | 361209.9915 | 0 | 462097 | 0 | 0 | 0 | 0 | 83051.4577 | 0 | 0 | 0 | 0 | 0 | 0 | 0 | 1121313.4233 | 0 | 0 | 0 | 0 | 0 | 0 | 0 | 0 | 0 | 0 | 0 | -83051.4577 | 0 | 0 | 0 | 0 | 0 | 0 | 0 | 0 | 0 | -17835.5508 | 0 | 0 | 0 | 0 | 0 | 0 | 0 | 0
2016-02-13 13:00 | 0 | 0 | 0 | 0 | 115400.3799 | 558.9762 | 476177 | 0 | 0 | 0 | 0 | 0 | 0 | 0 | 0 | 0 | 0 | 0 | 0 | 844147.2371 | 0 | 0 | 0 | 0 | 0 | 0 | 0 | 0 | 0 | 0 | 0 | -83051.4577 | 0 | 0 | 0 | 0 | 0 | 0 | 0 | 0 | 0 | -277166.1862 | 0 | 0 | 0 | 0 | 0 | 0 | 0 | 0
2016-02-13 14:00 | 0 | 0 | 0 | 0 | 387806.0124 | 154597.51 | 484883 | 0 | 0 | 0 | 0 | 83051.4577 | 0 | 0 | 0 | 0 | 0 | 0 | 0 | 818616.3018 | 0 | 0 | 0 | 0 | 0 | 0 | 0 | 0 | 0 | 0 | 0 | 83051.4577 | 0 | 0 | 0 | 0 | 0 | 0 | 0 | 0 | 0 | -25530.9353 | 0 | 0 | 0 | 0 | 0 | 0 | 0 | 0
2016-02-13 15:00 | 0 | 0 | 0 | 0 | 0 | 575728.3988 | 485582 | 0 | 0 | 0 | 0 | 0 | 0 | 0 | 0 | 0 | 0 | 0 | 0 | 991814.1584 | 0 | 0 | 0 | 0 | 0 | 0 | 0 | 0 | 0 | 0 | 0 | -83051.4577 | 0 | 0 | 0 | 0 | 0 | 0 | 0 | 0 | 0 | 173197.8565 | 0 | 0 | 0 | 0 | 0 | 0 | 0 | 0
2016-02-13 16:00 | 0 | 0 | 0 | 0 | 159562.0183 | 681085.6255 | 480430 | 0 | 0 | 0 | 0 | 83051.4577 | 0 | 0 | 0 | 0 | 0 | 0 | 0 | 1268980.3445 | 0 | 0 | 0 | 0 | 0 | 0 | 0 | 0 | 0 | 0 | 0 | 83051.4577 | 0 | 0 | 0 | 0 | 0 | 0 | 0 | 0 | 0 | 277166.1862 | 0 | 0 | 0 | 0 | 0 | 0 | 0 | 0
2016-02-13 17:00 | 0 | 0 | 0 | 0 | 0 | 698913.1483 | 471854 | 0 | 0 | 0 | 0 | 32944.4198 | 0 | 0 | 0 | 0 | 0 | 0 | 0 | 1546146.5307 | 0 | 0 | 0 | 0 | 0 | 0 | 0 | 0 | 0 | 0 | 0 | -50107.0379 | 0 | 0 | 0 | 0 | 0 | 0 | 0 | 0 | 0 | 277166.1862 | 0 | 0 | 0 | 0 | 0 | 0 | 0 | 0
2016-02-13 18:00 | 0 | 0 | 0 | 0 | 0 | 681936.9869 | 462669 | 0 | 0 | 0 | 0 | 115995.8775 | 0 | 0 | 0 | 0 | 0 | 0 | 0 | 1682363.0598 | 0 | 0 | 0 | 0 | 0 | 0 | 0 | 0 | 0 | 0 | 0 | 83051.4577 | 0 | 0 | 0 | 0 | 0 | 0 | 0 | 0 | 0 | 136216.5292 | 0 | 0 | 0 | 0 | 0 | 0 | 0 | 0
2016-02-13 19:00 | 0 | 0 | 0 | 0 | 0 | 672693.0435 | 456167 | 0 | 0 | 0 | 0 | 55355.7348 | 0 | 0 | 0 | 0 | 0 | 0 | 0 | 1959529.246 | 0 | 0 | 0 | 0 | 0 | 0 | 0 | 0 | 0 | 0 | 0 | -60640.1427 | 0 | 0 | 0 | 0 | 0 | 0 | 0 | 0 | 0 | 277166.1862 | 0 | 0 | 0 | 0 | 0 | 0 | 0 | 0
2016-02-13 20:00 | 0 | 0 | 0 | 0 | 126392.6267 | 686187.0171 | 452362 | 0 | 0 | 0 | 0 | 138407.1925 | 0 | 0 | 0 | 0 | 0 | 0 | 0 | 2236695.4322 | 0 | 0 | 0 | 0 | 0 | 0 | 0 | 0 | 0 | 0 | 0 | 83051.4577 | 0 | 0 | 0 | 0 | 0 | 0 | 0 | 0 | 0 | 277166.1862 | 0 | 0 | 0 | 0 | 0 | 0 | 0 | 0
2016-02-13 21:00 | 0 | 0 | 0 | 0 | 0 | 699107.0046 | 455137 | 0 | 0 | 0 | 0 | 105211.0109 | 0 | 0 | 0 | 0 | 0 | 0 | 0 | 2513861.6183 | 0 | 0 | 0 | 0 | 0 | 0 | 0 | 0 | 0 | 0 | 0 | -33196.1816 | 0 | 0 | 0 | 0 | 0 | 0 | 0 | 0 | 0 | 277166.1862 | 0 | 0 | 0 | 0 | 0 | 0 | 0 | 0
2016-02-13 22:00 | 0 | 0 | 0 | 0 | 0 | 663862.7211 | 466557 | 0 | 0 | 0 | 0 | 25350.5459 | 0 | 0 | 0 | 0 | 0 | 0 | 0 | 2791027.8045 | 0 | 0 | 0 | 0 | 0 | 0 | 0 | 0 | 0 | 0 | 0 | -79860.465 | 0 | 0 | 0 | 0 | 0 | 0 | 0 | 0 | 0 | 277166.1862 | 0 | 0 | 0 | 0 | 0 | 0 | 0 | 0
2016-02-13 23:00 | 0 | 0 | 0 | 0 | 0 | 439364.9286 | 487773 | 0 | 0 | 0 | 0 | 108402.0036 | 0 | 0 | 0 | 0 | 0 | 0 | 0 | 2659568.2754 | 0 | 0 | 0 | 0 | 0 | 0 | 0 | 0 | 0 | 0 | 0 | 83051.4577 | 0 | 0 | 0 | 0 | 0 | 0 | 0 | 0 | 0 | -131459.5291 | 0 | 0 | 0 | 0 | 0 | 0 | 0 | 0
2016-02-14 | 0 | 0 | 0 | 0 | 49800.2031 | 91179.153 | 501197 | 0 | 0 | 0 | 0 | 25350.5459 | 0 | 0 | 0 | 0 | 0 | 0 | 0 | 2382402.0892 | 0 | 0 | 0 | 0 | 0 | 0 | 0 | 0 | 0 | 0 | 0 | -83051.4577 | 0 | 0 | 0 | 0 | 0 | 0 | 0 | 0 | 0 | -277166.1862 | 0 | 0 | 0 | 0 | 0 | 0 | 0 | 0
2016-02-14 01:00 | 0 | 0 | 0 | 0 | 732147.4208 | 3.1393 | 504675 | 0 | 0 | 0 | 0 | 108402.0036 | 0 | 0 | 0 | 0 | 0 | 0 | 0 | 2526826.1917 | 0 | 0 | 0 | 0 | 0 | 0 | 0 | 0 | 0 | 0 | 0 | 83051.4577 | 0 | 0 | 0 | 0 | 0 | 0 | 0 | 0 | 0 | 144424.1024 | 0 | 0 | 0 | 0 | 0 | 0 | 0 | 0
2016-02-14 02:00 | 0 | 0 | 0 | 0 | 141723.3561 | 0 | 501941 | 0 | 0 | 0 | 0 | 25350.5459 | 0 | 0 | 0 | 0 | 0 | 0 | 0 | 2249660.0055 | 0 | 0 | 0 | 0 | 0 | 0 | 0 | 0 | 0 | 0 | 0 | -83051.4577 | 0 | 0 | 0 | 0 | 0 | 0 | 0 | 0 | 0 | -277166.1862 | 0 | 0 | 0 | 0 | 0 | 0 | 0 | 0
2016-02-14 03:00 | 0 | 0 | 0 | 0 | 728014.7839 | 0 | 493215 | 0 | 0 | 0 | 0 | 108402.0036 | 0 | 0 | 0 | 0 | 0 | 0 | 0 | 2401408.3317 | 0 | 0 | 0 | 0 | 0 | 0 | 0 | 0 | 0 | 0 | 0 | 83051.4577 | 0 | 0 | 0 | 0 | 0 | 0 | 0 | 0 | 0 | 151748.3262 | 0 | 0 | 0 | 0 | 0 | 0 | 0 | 0
2016-02-14 04:00 | 0 | 0 | 0 | 0 | 118751.3561 | 0 | 478969 | 0 | 0 | 0 | 0 | 25350.5459 | 0 | 0 | 0 | 0 | 0 | 0 | 0 | 2124242.1455 | 0 | 0 | 0 | 0 | 0 | 0 | 0 | 0 | 0 | 0 | 0 | -83051.4577 | 0 | 0 | 0 | 0 | 0 | 0 | 0 | 0 | 0 | -277166.1862 | 0 | 0 | 0 | 0 | 0 | 0 | 0 | 0
2016-02-14 05:00 | 0 | 0 | 0 | 0 | 727242.0015 | 0 | 464148 | 0 | 0 | 0 | 0 | 108402.0036 | 0 | 0 | 0 | 0 | 0 | 0 | 0 | 2304284.6893 | 0 | 0 | 0 | 0 | 0 | 0 | 0 | 0 | 0 | 0 | 0 | 83051.4577 | 0 | 0 | 0 | 0 | 0 | 0 | 0 | 0 | 0 | 180042.5438 | 0 | 0 | 0 | 0 | 0 | 0 | 0 | 0
2016-02-14 06:00 | 0 | 0 | 0 | 0 | 93673.3561 | 0 | 453891 | 0 | 0 | 0 | 0 | 25350.5459 | 0 | 0 | 0 | 0 | 0 | 0 | 0 | 2027118.5031 | 0 | 0 | 0 | 0 | 0 | 0 | 0 | 0 | 0 | 0 | 0 | -83051.4577 | 0 | 0 | 0 | 0 | 0 | 0 | 0 | 0 | 0 | -277166.1862 | 0 | 0 | 0 | 0 | 0 | 0 | 0 | 0
2016-02-14 07:00 | 0 | 0 | 0 | 0 | 144725.268 | 0 | 447242 | 0 | 0 | 0 | 0 | 0 | 0 | 0 | 0 | 0 | 0 | 0 | 0 | 1749952.3169 | 0 | 0 | 0 | 0 | 0 | 0 | 0 | 0 | 0 | 0 | 0 | -25350.5459 | 0 | 0 | 0 | 0 | 0 | 0 | 0 | 0 | 0 | -277166.1862 | 0 | 0 | 0 | 0 | 0 | 0 | 0 | 0
2016-02-14 08:00 | 0 | 0 | 0 | 0 | 722130.0805 | 0 | 443436 | 0 | 0 | 0 | 0 | 83051.4577 | 0 | 0 | 0 | 0 | 0 | 0 | 0 | 1945594.9397 | 0 | 0 | 0 | 0 | 0 | 0 | 0 | 0 | 0 | 0 | 0 | 83051.4577 | 0 | 0 | 0 | 0 | 0 | 0 | 0 | 0 | 0 | 195642.6228 | 0 | 0 | 0 | 0 | 0 | 0 | 0 | 0
2016-02-14 09:00 | 0 | 0 | 0 | 0 | 82188.3561 | 0 | 442406 | 0 | 0 | 0 | 0 | 0 | 0 | 0 | 0 | 0 | 0 | 0 | 0 | 1668428.7536 | 0 | 0 | 0 | 0 | 0 | 0 | 0 | 0 | 0 | 0 | 0 | -83051.4577 | 0 | 0 | 0 | 0 | 0 | 0 | 0 | 0 | 0 | -277166.1862 | 0 | 0 | 0 | 0 | 0 | 0 | 0 | 0
2016-02-14 10:00 | 0 | 0 | 0 | 0 | 683702.4198 | 0 | 446344 | 0 | 0 | 0 | 0 | 83051.4577 | 0 | 0 | 0 | 0 | 0 | 0 | 0 | 1822735.7156 | 0 | 0 | 0 | 0 | 0 | 0 | 0 | 0 | 0 | 0 | 0 | 83051.4577 | 0 | 0 | 0 | 0 | 0 | 0 | 0 | 0 | 0 | 154306.9621 | 0 | 0 | 0 | 0 | 0 | 0 | 0 | 0
2016-02-14 11:00 | 0 | 0 | 0 | 0 | 650064.7285 | 0 | 455950 | 0 | 0 | 0 | 0 | 0 | 0 | 0 | 0 | 0 | 0 | 0 | 0 | 2099901.9018 | 0 | 0 | 0 | 0 | 0 | 0 | 0 | 0 | 0 | 0 | 0 | -83051.4577 | 0 | 0 | 0 | 0 | 0 | 0 | 0 | 0 | 0 | 277166.1862 | 0 | 0 | 0 | 0 | 0 | 0 | 0 | 0
2016-02-14 12:00 | 0 | 0 | 0 | 0 | 608185.5828 | 0 | 467682 | 0 | 0 | 0 | 0 | 83051.4577 | 0 | 0 | 0 | 0 | 0 | 0 | 0 | 2157354.0269 | 0 | 0 | 0 | 0 | 0 | 0 | 0 | 0 | 0 | 0 | 0 | 83051.4577 | 0 | 0 | 0 | 0 | 0 | 0 | 0 | 0 | 0 | 57452.1251 | 0 | 0 | 0 | 0 | 0 | 0 | 0 | 0
2016-02-14 13:00 | 0 | 0 | 0 | 0 | 116909.7314 | 694.6247 | 477822 | 0 | 0 | 0 | 0 | 0 | 0 | 0 | 0 | 0 | 0 | 0 | 0 | 1880187.8407 | 0 | 0 | 0 | 0 | 0 | 0 | 0 | 0 | 0 | 0 | 0 | -83051.4577 | 0 | 0 | 0 | 0 | 0 | 0 | 0 | 0 | 0 | -277166.1862 | 0 | 0 | 0 | 0 | 0 | 0 | 0 | 0
2016-02-14 14:00 | 0 | 0 | 0 | 0 | 423870.0854 | 161331.7421 | 482732 | 0 | 0 | 0 | 0 | 83051.4577 | 0 | 0 | 0 | 0 | 0 | 0 | 0 | 1899606.2105 | 0 | 0 | 0 | 0 | 0 | 0 | 0 | 0 | 0 | 0 | 0 | 83051.4577 | 0 | 0 | 0 | 0 | 0 | 0 | 0 | 0 | 0 | 19418.3698 | 0 | 0 | 0 | 0 | 0 | 0 | 0 | 0
2016-02-14 15:00 | 0 | 0 | 0 | 0 | 0 | 569634.7183 | 480794 | 0 | 0 | 0 | 0 | 0 | 0 | 0 | 0 | 0 | 0 | 0 | 0 | 2071498.3865 | 0 | 0 | 0 | 0 | 0 | 0 | 0 | 0 | 0 | 0 | 0 | -83051.4577 | 0 | 0 | 0 | 0 | 0 | 0 | 0 | 0 | 0 | 171892.176 | 0 | 0 | 0 | 0 | 0 | 0 | 0 | 0
2016-02-14 16:00 | 0 | 0 | 0 | 0 | 0 | 670613.1392 | 474300 | 0 | 0 | 0 | 0 | 83051.4577 | 0 | 0 | 0 | 0 | 0 | 0 | 0 | 2184760.068 | 0 | 0 | 0 | 0 | 0 | 0 | 0 | 0 | 0 | 0 | 0 | 83051.4577 | 0 | 0 | 0 | 0 | 0 | 0 | 0 | 0 | 0 | 113261.6815 | 0 | 0 | 0 | 0 | 0 | 0 | 0 | 0
2016-02-14 17:00 | 0 | 0 | 0 | 0 | 0 | 676785.2032 | 468035 | 0 | 0 | 0 | 0 | 14635.4748 | 0 | 0 | 0 | 0 | 0 | 0 | 0 | 2461926.2541 | 0 | 0 | 0 | 0 | 0 | 0 | 0 | 0 | 0 | 0 | 0 | -68415.9829 | 0 | 0 | 0 | 0 | 0 | 0 | 0 | 0 | 0 | 277166.1862 | 0 | 0 | 0 | 0 | 0 | 0 | 0 | 0
2016-02-14 18:00 | 0 | 0 | 0 | 0 | 0 | 655988.2284 | 461079 | 0 | 0 | 0 | 0 | 97686.9325 | 0 | 0 | 0 | 0 | 0 | 0 | 0 | 2573784.0249 | 0 | 0 | 0 | 0 | 0 | 0 | 0 | 0 | 0 | 0 | 0 | 83051.4577 | 0 | 0 | 0 | 0 | 0 | 0 | 0 | 0 | 0 | 111857.7707 | 0 | 0 | 0 | 0 | 0 | 0 | 0 | 0
2016-02-14 19:00 | 0 | 0 | 0 | 0 | 2288.0603 | 646816.6682 | 454990 | 0 | 0 | 0 | 0 | 14635.4748 | 0 | 0 | 0 | 0 | 0 | 0 | 0 | 2850950.211 | 0 | 0 | 0 | 0 | 0 | 0 | 0 | 0 | 0 | 0 | 0 | -83051.4577 | 0 | 0 | 0 | 0 | 0 | 0 | 0 | 0 | 0 | 277166.1862 | 0 | 0 | 0 | 0 | 0 | 0 | 0 | 0
2016-02-14 20:00 | 0 | 0 | 0 | 0 | 154224.2158 | 659497.4281 | 453504 | 0 | 0 | 0 | 0 | 97686.9325 | 0 | 0 | 0 | 0 | 0 | 0 | 0 | 3128116.3972 | 0 | 0 | 0 | 0 | 0 | 0 | 0 | 0 | 0 | 0 | 0 | 83051.4577 | 0 | 0 | 0 | 0 | 0 | 0 | 0 | 0 | 0 | 277166.1862 | 0 | 0 | 0 | 0 | 0 | 0 | 0 | 0
2016-02-14 21:00 | 0 | 0 | 0 | 0 | 0 | 673659.5553 | 457219 | 0 | 0 | 0 | 0 | 36961.3016 | 0 | 0 | 0 | 0 | 0 | 0 | 0 | 3405282.5834 | 0 | 0 | 0 | 0 | 0 | 0 | 0 | 0 | 0 | 0 | 0 | -60725.6309 | 0 | 0 | 0 | 0 | 0 | 0 | 0 | 0 | 0 | 277166.1862 | 0 | 0 | 0 | 0 | 0 | 0 | 0 | 0
2016-02-14 22:00 | 0 | 0 | 0 | 0 | 0 | 610250.906 | 468996 | 0 | 0 | 0 | 0 | 120012.7593 | 0 | 0 | 0 | 0 | 0 | 0 | 0 | 3463486.0316 | 0 | 0 | 0 | 0 | 0 | 0 | 0 | 0 | 0 | 0 | 0 | 83051.4577 | 0 | 0 | 0 | 0 | 0 | 0 | 0 | 0 | 0 | 58203.4483 | 0 | 0 | 0 | 0 | 0 | 0 | 0 | 0
2016-02-14 23:00 | 0 | 0 | 0 | 0 | 0 | 391274.5853 | 487064 | 0 | 0 | 0 | 0 | 36961.3016 | 0 | 0 | 0 | 0 | 0 | 0 | 0 | 3450748.0747 | 0 | 0 | 0 | 0 | 0 | 0 | 0 | 0 | 0 | 0 | 0 | -83051.4577 | 0 | 0 | 0 | 0 | 0 | 0 | 0 | 0 | 0 | -12737.957 | 0 | 0 | 0 | 0 | 0 | 0 | 0 | 0
2016-02-15 | 0 | 0 | 0 | 0 | 390625.9258 | 56871.2301 | 497245 | 0 | 0 | 0 | 0 | 120012.7593 | 0 | 0 | 0 | 0 | 0 | 0 | 0 | 3317948.7729 | 0 | 0 | 0 | 0 | 0 | 0 | 0 | 0 | 0 | 0 | 0 | 83051.4577 | 0 | 0 | 0 | 0 | 0 | 0 | 0 | 0 | 0 | -132799.3018 | 0 | 0 | 0 | 0 | 0 | 0 | 0 | 0
2016-02-15 01:00 | 0 | 0 | 0 | 0 | 136241.1589 | 5.1972 | 496464 | 0 | 0 | 0 | 0 | 36961.3016 | 0 | 0 | 0 | 0 | 0 | 0 | 0 | 3040782.5867 | 0 | 0 | 0 | 0 | 0 | 0 | 0 | 0 | 0 | 0 | 0 | -83051.4577 | 0 | 0 | 0 | 0 | 0 | 0 | 0 | 0 | 0 | -277166.1862 | 0 | 0 | 0 | 0 | 0 | 0 | 0 | 0
2016-02-15 02:00 | 0 | 0 | 0 | 0 | 439890.2263 | 0 | 487759 | 0 | 0 | 0 | 0 | 120012.7593 | 0 | 0 | 0 | 0 | 0 | 0 | 0 | 2909862.3553 | 0 | 0 | 0 | 0 | 0 | 0 | 0 | 0 | 0 | 0 | 0 | 83051.4577 | 0 | 0 | 0 | 0 | 0 | 0 | 0 | 0 | 0 | -130920.2314 | 0 | 0 | 0 | 0 | 0 | 0 | 0 | 0
2016-02-15 03:00 | 0 | 0 | 0 | 0 | 113645.3561 | 0 | 473863 | 0 | 0 | 0 | 0 | 36961.3016 | 0 | 0 | 0 | 0 | 0 | 0 | 0 | 2632696.1691 | 0 | 0 | 0 | 0 | 0 | 0 | 0 | 0 | 0 | 0 | 0 | -83051.4577 | 0 | 0 | 0 | 0 | 0 | 0 | 0 | 0 | 0 | -277166.1862 | 0 | 0 | 0 | 0 | 0 | 0 | 0 | 0
2016-02-15 04:00 | 0 | 0 | 0 | 0 | 458290.9145 | 0 | 456247 | 0 | 0 | 0 | 0 | 120012.7593 | 0 | 0 | 0 | 0 | 0 | 0 | 0 | 2551688.6259 | 0 | 0 | 0 | 0 | 0 | 0 | 0 | 0 | 0 | 0 | 0 | 83051.4577 | 0 | 0 | 0 | 0 | 0 | 0 | 0 | 0 | 0 | -81007.5432 | 0 | 0 | 0 | 0 | 0 | 0 | 0 | 0
2016-02-15 05:00 | 0 | 0 | 0 | 0 | 78353.3561 | 0 | 438571 | 0 | 0 | 0 | 0 | 36961.3016 | 0 | 0 | 0 | 0 | 0 | 0 | 0 | 2274522.4397 | 0 | 0 | 0 | 0 | 0 | 0 | 0 | 0 | 0 | 0 | 0 | -83051.4577 | 0 | 0 | 0 | 0 | 0 | 0 | 0 | 0 | 0 | -277166.1862 | 0 | 0 | 0 | 0 | 0 | 0 | 0 | 0
2016-02-15 06:00 | 0 | 0 | 0 | 0 | 471064.9641 | 0 | 426178 | 0 | 0 | 0 | 0 | 120012.7593 | 0 | 0 | 0 | 0 | 0 | 0 | 0 | 2236357.9461 | 0 | 0 | 0 | 0 | 0 | 0 | 0 | 0 | 0 | 0 | 0 | 83051.4577 | 0 | 0 | 0 | 0 | 0 | 0 | 0 | 0 | 0 | -38164.4936 | 0 | 0 | 0 | 0 | 0 | 0 | 0 | 0
2016-02-15 07:00 | 0 | 0 | 0 | 0 | 57812.3561 | 0 | 418030 | 0 | 0 | 0 | 0 | 36961.3016 | 0 | 0 | 0 | 0 | 0 | 0 | 0 | 1959191.7599 | 0 | 0 | 0 | 0 | 0 | 0 | 0 | 0 | 0 | 0 | 0 | -83051.4577 | 0 | 0 | 0 | 0 | 0 | 0 | 0 | 0 | 0 | -277166.1862 | 0 | 0 | 0 | 0 | 0 | 0 | 0 | 0
2016-02-15 08:00 | 0 | 0 | 0 | 0 | 485148.1947 | 0 | 413802 | 0 | 0 | 0 | 0 | 120012.7593 | 0 | 0 | 0 | 0 | 0 | 0 | 0 | 1947486.4969 | 0 | 0 | 0 | 0 | 0 | 0 | 0 | 0 | 0 | 0 | 0 | 83051.4577 | 0 | 0 | 0 | 0 | 0 | 0 | 0 | 0 | 0 | -11705.263 | 0 | 0 | 0 | 0 | 0 | 0 | 0 | 0
2016-02-15 09:00 | 0 | 0 | 0 | 0 | 497800.2732 | 0 | 416020 | 0 | 0 | 0 | 0 | 36961.3016 | 0 | 0 | 0 | 0 | 0 | 0 | 0 | 2112318.2278 | 0 | 0 | 0 | 0 | 0 | 0 | 0 | 0 | 0 | 0 | 0 | -83051.4577 | 0 | 0 | 0 | 0 | 0 | 0 | 0 | 0 | 0 | 164831.7309 | 0 | 0 | 0 | 0 | 0 | 0 | 0 | 0
2016-02-15 10:00 | 0 | 0 | 0 | 0 | 515384.0768 | 0 | 426241 | 0 | 0 | 0 | 0 | 120012.7593 | 0 | 0 | 0 | 0 | 0 | 0 | 0 | 2118409.8469 | 0 | 0 | 0 | 0 | 0 | 0 | 0 | 0 | 0 | 0 | 0 | 83051.4577 | 0 | 0 | 0 | 0 | 0 | 0 | 0 | 0 | 0 | 6091.6191 | 0 | 0 | 0 | 0 | 0 | 0 | 0 | 0
2016-02-15 11:00 | 0 | 0 | 0 | 0 | 88606.3561 | 0 | 448824 | 0 | 0 | 0 | 0 | 36961.3016 | 0 | 0 | 0 | 0 | 0 | 0 | 0 | 1841243.6607 | 0 | 0 | 0 | 0 | 0 | 0 | 0 | 0 | 0 | 0 | 0 | -83051.4577 | 0 | 0 | 0 | 0 | 0 | 0 | 0 | 0 | 0 | -277166.1862 | 0 | 0 | 0 | 0 | 0 | 0 | 0 | 0
2016-02-15 12:00 | 0 | 0 | 0 | 0 | 504481.7765 | 0 | 472250 | 0 | 0 | 0 | 0 | 83051.4577 | 0 | 0 | 0 | 0 | 0 | 0 | 0 | 1827385.2811 | 0 | 0 | 0 | 0 | 0 | 0 | 0 | 0 | 0 | 0 | 0 | 46090.1561 | 0 | 0 | 0 | 0 | 0 | 0 | 0 | 0 | 0 | -13858.3796 | 0 | 0 | 0 | 0 | 0 | 0 | 0 | 0
2016-02-15 13:00 | 0 | 0 | 0 | 0 | 125547.1392 | 873.2169 | 486638 | 0 | 0 | 0 | 0 | 0 | 0 | 0 | 0 | 0 | 0 | 0 | 0 | 1550219.0949 | 0 | 0 | 0 | 0 | 0 | 0 | 0 | 0 | 0 | 0 | 0 | -83051.4577 | 0 | 0 | 0 | 0 | 0 | 0 | 0 | 0 | 0 | -277166.1862 | 0 | 0 | 0 | 0 | 0 | 0 | 0 | 0
2016-02-15 14:00 | 0 | 0 | 0 | 0 | 281750.3137 | 214721.7326 | 495412 | 0 | 0 | 0 | 0 | 83051.4577 | 0 | 0 | 0 | 0 | 0 | 0 | 0 | 1468227.6835 | 0 | 0 | 0 | 0 | 0 | 0 | 0 | 0 | 0 | 0 | 0 | 83051.4577 | 0 | 0 | 0 | 0 | 0 | 0 | 0 | 0 | 0 | -81991.4115 | 0 | 0 | 0 | 0 | 0 | 0 | 0 | 0
2016-02-15 15:00 | 0 | 0 | 0 | 0 | 0 | 639750.8377 | 501301 | 0 | 0 | 0 | 0 | 0 | 0 | 0 | 0 | 0 | 0 | 0 | 0 | 1689728.9789 | 0 | 0 | 0 | 0 | 0 | 0 | 0 | 0 | 0 | 0 | 0 | -83051.4577 | 0 | 0 | 0 | 0 | 0 | 0 | 0 | 0 | 0 | 221501.2954 | 0 | 0 | 0 | 0 | 0 | 0 | 0 | 0
2016-02-15 16:00 | 0 | 0 | 0 | 0 | 0 | 723231.8212 | 502221 | 0 | 0 | 0 | 0 | 0 | 0 | 0 | 0 | 0 | 0 | 0 | 0 | 1910739.8001 | 0 | 0 | 0 | 0 | 0 | 0 | 0 | 0 | 0 | 0 | 0 | 0 | 0 | 0 | 0 | 0 | 0 | 0 | 0 | 0 | 0 | 221010.8212 | 0 | 0 | 0 | 0 | 0 | 0 | 0 | 0
2016-02-15 17:00 | 0 | 0 | 0 | 0 | 0 | 723216.7241 | 499362 | 0 | 0 | 0 | 0 | 83051.4577 | 0 | 0 | 0 | 0 | 0 | 0 | 0 | 2051543.0665 | 0 | 0 | 0 | 0 | 0 | 0 | 0 | 0 | 0 | 0 | 0 | 83051.4577 | 0 | 0 | 0 | 0 | 0 | 0 | 0 | 0 | 0 | 140803.2664 | 0 | 0 | 0 | 0 | 0 | 0 | 0 | 0
2016-02-15 18:00 | 0 | 0 | 0 | 0 | 0 | 700706.5713 | 495186 | 0 | 0 | 0 | 0 | 11405.8428 | 0 | 0 | 0 | 0 | 0 | 0 | 0 | 2328709.2526 | 0 | 0 | 0 | 0 | 0 | 0 | 0 | 0 | 0 | 0 | 0 | -71645.6149 | 0 | 0 | 0 | 0 | 0 | 0 | 0 | 0 | 0 | 277166.1862 | 0 | 0 | 0 | 0 | 0 | 0 | 0 | 0
2016-02-15 19:00 | 0 | 0 | 0 | 0 | 0 | 689719.6022 | 490387 | 0 | 0 | 0 | 0 | 94457.3006 | 0 | 0 | 0 | 0 | 0 | 0 | 0 | 2444990.3971 | 0 | 0 | 0 | 0 | 0 | 0 | 0 | 0 | 0 | 0 | 0 | 83051.4577 | 0 | 0 | 0 | 0 | 0 | 0 | 0 | 0 | 0 | 116281.1445 | 0 | 0 | 0 | 0 | 0 | 0 | 0 | 0
2016-02-15 20:00 | 0 | 0 | 0 | 0 | 0 | 703896.8926 | 486695 | 0 | 0 | 0 | 0 | 34493.007 | 0 | 0 | 0 | 0 | 0 | 0 | 0 | 2722156.5833 | 0 | 0 | 0 | 0 | 0 | 0 | 0 | 0 | 0 | 0 | 0 | -59964.2935 | 0 | 0 | 0 | 0 | 0 | 0 | 0 | 0 | 0 | 277166.1862 | 0 | 0 | 0 | 0 | 0 | 0 | 0 | 0
2016-02-15 21:00 | 0 | 0 | 0 | 0 | 113715.8663 | 733506.7775 | 487005 | 0 | 0 | 0 | 0 | 117544.4647 | 0 | 0 | 0 | 0 | 0 | 0 | 0 | 2999322.7694 | 0 | 0 | 0 | 0 | 0 | 0 | 0 | 0 | 0 | 0 | 0 | 83051.4577 | 0 | 0 | 0 | 0 | 0 | 0 | 0 | 0 | 0 | 277166.1862 | 0 | 0 | 0 | 0 | 0 | 0 | 0 | 0
2016-02-15 22:00 | 0 | 0 | 0 | 0 | 0 | 708503.9089 | 494230 | 0 | 0 | 0 | 0 | 54652.1875 | 0 | 0 | 0 | 0 | 0 | 0 | 0 | 3276488.9556 | 0 | 0 | 0 | 0 | 0 | 0 | 0 | 0 | 0 | 0 | 0 | -62892.2772 | 0 | 0 | 0 | 0 | 0 | 0 | 0 | 0 | 0 | 277166.1862 | 0 | 0 | 0 | 0 | 0 | 0 | 0 | 0
2016-02-15 23:00 | 0 | 0 | 0 | 0 | 0 | 486416.7466 | 505582 | 0 | 0 | 0 | 0 | 137703.6452 | 0 | 0 | 0 | 0 | 0 | 0 | 0 | 3174272.2445 | 0 | 0 | 0 | 0 | 0 | 0 | 0 | 0 | 0 | 0 | 0 | 83051.4577 | 0 | 0 | 0 | 0 | 0 | 0 | 0 | 0 | 0 | -102216.7111 | 0 | 0 | 0 | 0 | 0 | 0 | 0 | 0
2016-02-16 | 0 | 0 | 0 | 0 | 472970.6075 | 68657.9716 | 510575 | 0 | 0 | 0 | 0 | 220755.1029 | 0 | 0 | 0 | 0 | 0 | 0 | 0 | 3122274.3659 | 0 | 0 | 0 | 0 | 0 | 0 | 0 | 0 | 0 | 0 | 0 | 83051.4577 | 0 | 0 | 0 | 0 | 0 | 0 | 0 | 0 | 0 | -51997.8786 | 0 | 0 | 0 | 0 | 0 | 0 | 0 | 0
2016-02-16 01:00 | 0 | 0 | 0 | 0 | 146454.8618 | 12.4943 | 506685 | 0 | 0 | 0 | 0 | 137703.6452 | 0 | 0 | 0 | 0 | 0 | 0 | 0 | 2845108.1797 | 0 | 0 | 0 | 0 | 0 | 0 | 0 | 0 | 0 | 0 | 0 | -83051.4577 | 0 | 0 | 0 | 0 | 0 | 0 | 0 | 0 | 0 | -277166.1862 | 0 | 0 | 0 | 0 | 0 | 0 | 0 | 0
2016-02-16 02:00 | 0 | 0 | 0 | 0 | 132402.3561 | 0 | 492620 | 0 | 0 | 0 | 0 | 54652.1875 | 0 | 0 | 0 | 0 | 0 | 0 | 0 | 2567941.9936 | 0 | 0 | 0 | 0 | 0 | 0 | 0 | 0 | 0 | 0 | 0 | -83051.4577 | 0 | 0 | 0 | 0 | 0 | 0 | 0 | 0 | 0 | -277166.1862 | 0 | 0 | 0 | 0 | 0 | 0 | 0 | 0
2016-02-16 03:00 | 0 | 0 | 0 | 0 | 636013.1613 | 0 | 471783 | 0 | 0 | 0 | 0 | 137703.6452 | 0 | 0 | 0 | 0 | 0 | 0 | 0 | 2649120.6972 | 0 | 0 | 0 | 0 | 0 | 0 | 0 | 0 | 0 | 0 | 0 | 83051.4577 | 0 | 0 | 0 | 0 | 0 | 0 | 0 | 0 | 0 | 81178.7036 | 0 | 0 | 0 | 0 | 0 | 0 | 0 | 0
2016-02-16 04:00 | 0 | 0 | 0 | 0 | 86315.3561 | 0 | 446533 | 0 | 0 | 0 | 0 | 54652.1875 | 0 | 0 | 0 | 0 | 0 | 0 | 0 | 2371954.511 | 0 | 0 | 0 | 0 | 0 | 0 | 0 | 0 | 0 | 0 | 0 | -83051.4577 | 0 | 0 | 0 | 0 | 0 | 0 | 0 | 0 | 0 | -277166.1862 | 0 | 0 | 0 | 0 | 0 | 0 | 0 | 0
2016-02-16 05:00 | 0 | 0 | 0 | 0 | 93248.6263 | 0 | 425067 | 0 | 0 | 0 | 0 | 0 | 0 | 0 | 0 | 0 | 0 | 0 | 0 | 2094788.3248 | 0 | 0 | 0 | 0 | 0 | 0 | 0 | 0 | 0 | 0 | 0 | -54652.1875 | 0 | 0 | 0 | 0 | 0 | 0 | 0 | 0 | 0 | -277166.1862 | 0 | 0 | 0 | 0 | 0 | 0 | 0 | 0
2016-02-16 06:00 | 0 | 0 | 0 | 0 | 672682.2804 | 0 | 408969 | 0 | 0 | 0 | 0 | 83051.4577 | 0 | 0 | 0 | 0 | 0 | 0 | 0 | 2275450.1475 | 0 | 0 | 0 | 0 | 0 | 0 | 0 | 0 | 0 | 0 | 0 | 83051.4577 | 0 | 0 | 0 | 0 | 0 | 0 | 0 | 0 | 0 | 180661.8227 | 0 | 0 | 0 | 0 | 0 | 0 | 0 | 0
2016-02-16 07:00 | 0 | 0 | 0 | 0 | 38311.3561 | 0 | 398529 | 0 | 0 | 0 | 0 | 0 | 0 | 0 | 0 | 0 | 0 | 0 | 0 | 1998283.9613 | 0 | 0 | 0 | 0 | 0 | 0 | 0 | 0 | 0 | 0 | 0 | -83051.4577 | 0 | 0 | 0 | 0 | 0 | 0 | 0 | 0 | 0 | -277166.1862 | 0 | 0 | 0 | 0 | 0 | 0 | 0 | 0
2016-02-16 08:00 | 0 | 0 | 0 | 0 | 198377.2715 | 0 | 392492 | 0 | 0 | 0 | 0 | 83051.4577 | 0 | 0 | 0 | 0 | 0 | 0 | 0 | 1721117.7752 | 0 | 0 | 0 | 0 | 0 | 0 | 0 | 0 | 0 | 0 | 0 | 83051.4577 | 0 | 0 | 0 | 0 | 0 | 0 | 0 | 0 | 0 | -277166.1862 | 0 | 0 | 0 | 0 | 0 | 0 | 0 | 0
2016-02-16 09:00 | 0 | 0 | 0 | 0 | 639365.4439 | 0 | 393274 | 0 | 0 | 0 | 0 | 166102.9154 | 0 | 0 | 0 | 0 | 0 | 0 | 0 | 1884157.7614 | 0 | 0 | 0 | 0 | 0 | 0 | 0 | 0 | 0 | 0 | 0 | 83051.4577 | 0 | 0 | 0 | 0 | 0 | 0 | 0 | 0 | 0 | 163039.9862 | 0 | 0 | 0 | 0 | 0 | 0 | 0 | 0
2016-02-16 10:00 | 0 | 0 | 0 | 0 | 43854.3561 | 0 | 404072 | 0 | 0 | 0 | 0 | 83051.4577 | 0 | 0 | 0 | 0 | 0 | 0 | 0 | 1606991.5752 | 0 | 0 | 0 | 0 | 0 | 0 | 0 | 0 | 0 | 0 | 0 | -83051.4577 | 0 | 0 | 0 | 0 | 0 | 0 | 0 | 0 | 0 | -277166.1862 | 0 | 0 | 0 | 0 | 0 | 0 | 0 | 0
2016-02-16 11:00 | 0 | 0 | 0 | 0 | 630950.8244 | 0 | 430339 | 0 | 0 | 0 | 0 | 6497.096 | 0 | 0 | 0 | 0 | 0 | 0 | 0 | 1884157.7614 | 0 | 0 | 0 | 0 | 0 | 0 | 0 | 0 | 0 | 0 | 0 | -76554.3617 | 0 | 0 | 0 | 0 | 0 | 0 | 0 | 0 | 0 | 277166.1862 | 0 | 0 | 0 | 0 | 0 | 0 | 0 | 0
2016-02-16 12:00 | 0 | 0 | 0 | 0 | 623870.1109 | 0 | 458011 | 0 | 0 | 0 | 0 | 89548.5537 | 0 | 0 | 0 | 0 | 0 | 0 | 0 | 1966965.4145 | 0 | 0 | 0 | 0 | 0 | 0 | 0 | 0 | 0 | 0 | 0 | 83051.4577 | 0 | 0 | 0 | 0 | 0 | 0 | 0 | 0 | 0 | 82807.6532 | 0 | 0 | 0 | 0 | 0 | 0 | 0 | 0
2016-02-16 13:00 | 0 | 0 | 0 | 0 | 108425.4075 | 1107.9486 | 469751 | 0 | 0 | 0 | 0 | 6497.096 | 0 | 0 | 0 | 0 | 0 | 0 | 0 | 1689799.2284 | 0 | 0 | 0 | 0 | 0 | 0 | 0 | 0 | 0 | 0 | 0 | -83051.4577 | 0 | 0 | 0 | 0 | 0 | 0 | 0 | 0 | 0 | -277166.1862 | 0 | 0 | 0 | 0 | 0 | 0 | 0 | 0
2016-02-16 14:00 | 0 | 0 | 0 | 0 | 428318.6592 | 225245.8552 | 472089 | 0 | 0 | 0 | 0 | 0 | 0 | 0 | 0 | 0 | 0 | 0 | 0 | 1877771.8387 | 0 | 0 | 0 | 0 | 0 | 0 | 0 | 0 | 0 | 0 | 0 | -6497.096 | 0 | 0 | 0 | 0 | 0 | 0 | 0 | 0 | 0 | 187972.6103 | 0 | 0 | 0 | 0 | 0 | 0 | 0 | 0
2016-02-16 15:00 | 0 | 0 | 0 | 0 | 73792.6988 | 674889.4873 | 471516 | 0 | 0 | 0 | 0 | 0 | 0 | 0 | 0 | 0 | 0 | 0 | 0 | 2154938.0248 | 0 | 0 | 0 | 0 | 0 | 0 | 0 | 0 | 0 | 0 | 0 | 0 | 0 | 0 | 0 | 0 | 0 | 0 | 0 | 0 | 0 | 277166.1862 | 0 | 0 | 0 | 0 | 0 | 0 | 0 | 0
2016-02-16 16:00 | 0 | 0 | 0 | 0 | 60838.5103 | 767159.1336 | 467780 | 0 | 0 | 0 | 0 | 83051.4577 | 0 | 0 | 0 | 0 | 0 | 0 | 0 | 2432104.211 | 0 | 0 | 0 | 0 | 0 | 0 | 0 | 0 | 0 | 0 | 0 | 83051.4577 | 0 | 0 | 0 | 0 | 0 | 0 | 0 | 0 | 0 | 277166.1862 | 0 | 0 | 0 | 0 | 0 | 0 | 0 | 0
2016-02-16 17:00 | 0 | 0 | 0 | 0 | 0 | 748899.5224 | 462095 | 0 | 0 | 0 | 0 | 92689.794 | 0 | 0 | 0 | 0 | 0 | 0 | 0 | 2709270.3972 | 0 | 0 | 0 | 0 | 0 | 0 | 0 | 0 | 0 | 0 | 0 | 9638.3362 | 0 | 0 | 0 | 0 | 0 | 0 | 0 | 0 | 0 | 277166.1862 | 0 | 0 | 0 | 0 | 0 | 0 | 0 | 0
2016-02-16 18:00 | 0 | 0 | 0 | 0 | 0 | 722474.812 | 457704 | 0 | 0 | 0 | 0 | 80294.4198 | 0 | 0 | 0 | 0 | 0 | 0 | 0 | 2986436.5833 | 0 | 0 | 0 | 0 | 0 | 0 | 0 | 0 | 0 | 0 | 0 | -12395.3741 | 0 | 0 | 0 | 0 | 0 | 0 | 0 | 0 | 0 | 277166.1862 | 0 | 0 | 0 | 0 | 0 | 0 | 0 | 0
2016-02-16 19:00 | 0 | 0 | 0 | 0 | 0 | 709707.3205 | 454346 | 0 | 0 | 0 | 0 | 58489.5541 | 0 | 0 | 0 | 0 | 0 | 0 | 0 | 3263602.7695 | 0 | 0 | 0 | 0 | 0 | 0 | 0 | 0 | 0 | 0 | 0 | -21804.8657 | 0 | 0 | 0 | 0 | 0 | 0 | 0 | 0 | 0 | 277166.1862 | 0 | 0 | 0 | 0 | 0 | 0 | 0 | 0
2016-02-16 20:00 | 0 | 0 | 0 | 0 | 90616.9582 | 721443.6857 | 451843 | 0 | 0 | 0 | 0 | 141541.0118 | 0 | 0 | 0 | 0 | 0 | 0 | 0 | 3540768.9557 | 0 | 0 | 0 | 0 | 0 | 0 | 0 | 0 | 0 | 0 | 0 | 83051.4577 | 0 | 0 | 0 | 0 | 0 | 0 | 0 | 0 | 0 | 277166.1862 | 0 | 0 | 0 | 0 | 0 | 0 | 0 | 0
2016-02-16 21:00 | 0 | 0 | 0 | 0 | 0 | 744585.0214 | 453875 | 0 | 0 | 0 | 0 | 155084.8471 | 0 | 0 | 0 | 0 | 0 | 0 | 0 | 3817935.1418 | 0 | 0 | 0 | 0 | 0 | 0 | 0 | 0 | 0 | 0 | 0 | 13543.8352 | 0 | 0 | 0 | 0 | 0 | 0 | 0 | 0 | 0 | 277166.1862 | 0 | 0 | 0 | 0 | 0 | 0 | 0 | 0
2016-02-16 22:00 | 0 | 0 | 0 | 0 | 0 | 720409.062 | 461734 | 0 | 0 | 0 | 0 | 238136.3048 | 0 | 0 | 0 | 0 | 0 | 0 | 0 | 3993558.7461 | 0 | 0 | 0 | 0 | 0 | 0 | 0 | 0 | 0 | 0 | 0 | 83051.4577 | 0 | 0 | 0 | 0 | 0 | 0 | 0 | 0 | 0 | 175623.6043 | 0 | 0 | 0 | 0 | 0 | 0 | 0 | 0
2016-02-16 23:00 | 0 | 0 | 0 | 0 | 209950.8195 | 460158.909 | 475995 | 0 | 0 | 0 | 0 | 155084.8471 | 0 | 0 | 0 | 0 | 0 | 0 | 0 | 4270724.9323 | 0 | 0 | 0 | 0 | 0 | 0 | 0 | 0 | 0 | 0 | 0 | -83051.4577 | 0 | 0 | 0 | 0 | 0 | 0 | 0 | 0 | 0 | 277166.1862 | 0 | 0 | 0 | 0 | 0 | 0 | 0 | 0
2016-02-17 | 0 | 0 | 0 | 0 | 332879.8476 | 73443.3785 | 484937 | 0 | 0 | 0 | 0 | 238136.3048 | 0 | 0 | 0 | 0 | 0 | 0 | 0 | 4109059.7007 | 0 | 0 | 0 | 0 | 0 | 0 | 0 | 0 | 0 | 0 | 0 | 83051.4577 | 0 | 0 | 0 | 0 | 0 | 0 | 0 | 0 | 0 | -161665.2316 | 0 | 0 | 0 | 0 | 0 | 0 | 0 | 0
2016-02-17 01:00 | 0 | 0 | 0 | 0 | 123803.6121 | 17.744 | 484039 | 0 | 0 | 0 | 0 | 155084.8471 | 0 | 0 | 0 | 0 | 0 | 0 | 0 | 3831893.5145 | 0 | 0 | 0 | 0 | 0 | 0 | 0 | 0 | 0 | 0 | 0 | -83051.4577 | 0 | 0 | 0 | 0 | 0 | 0 | 0 | 0 | 0 | -277166.1862 | 0 | 0 | 0 | 0 | 0 | 0 | 0 | 0
2016-02-17 02:00 | 0 | 0 | 0 | 0 | 343622.7798 | 0 | 473447 | 0 | 0 | 0 | 0 | 83051.4577 | 0 | 0 | 0 | 0 | 0 | 0 | 0 | 3774102.6836 | 0 | 0 | 0 | 0 | 0 | 0 | 0 | 0 | 0 | 0 | 0 | -72033.3894 | 0 | 0 | 0 | 0 | 0 | 0 | 0 | 0 | 0 | -57790.8309 | 0 | 0 | 0 | 0 | 0 | 0 | 0 | 0
2016-02-17 03:00 | 0 | 0 | 0 | 0 | 93219.3561 | 0 | 453437 | 0 | 0 | 0 | 0 | 0 | 0 | 0 | 0 | 0 | 0 | 0 | 0 | 3496936.4975 | 0 | 0 | 0 | 0 | 0 | 0 | 0 | 0 | 0 | 0 | 0 | -83051.4577 | 0 | 0 | 0 | 0 | 0 | 0 | 0 | 0 | 0 | -277166.1862 | 0 | 0 | 0 | 0 | 0 | 0 | 0 | 0
2016-02-17 04:00 | 0 | 0 | 0 | 0 | 348677.6114 | 0 | 429448 | 0 | 0 | 0 | 0 | 83051.4577 | 0 | 0 | 0 | 0 | 0 | 0 | 0 | 3333114.6511 | 0 | 0 | 0 | 0 | 0 | 0 | 0 | 0 | 0 | 0 | 0 | 83051.4577 | 0 | 0 | 0 | 0 | 0 | 0 | 0 | 0 | 0 | -163821.8463 | 0 | 0 | 0 | 0 | 0 | 0 | 0 | 0
2016-02-17 05:00 | 0 | 0 | 0 | 0 | 49564.3561 | 0 | 409782 | 0 | 0 | 0 | 0 | 0 | 0 | 0 | 0 | 0 | 0 | 0 | 0 | 3055948.465 | 0 | 0 | 0 | 0 | 0 | 0 | 0 | 0 | 0 | 0 | 0 | -83051.4577 | 0 | 0 | 0 | 0 | 0 | 0 | 0 | 0 | 0 | -277166.1862 | 0 | 0 | 0 | 0 | 0 | 0 | 0 | 0
2016-02-17 06:00 | 0 | 0 | 0 | 0 | 378837.4761 | 0 | 396069 | 0 | 0 | 0 | 0 | 83051.4577 | 0 | 0 | 0 | 0 | 0 | 0 | 0 | 2955665.4833 | 0 | 0 | 0 | 0 | 0 | 0 | 0 | 0 | 0 | 0 | 0 | 83051.4577 | 0 | 0 | 0 | 0 | 0 | 0 | 0 | 0 | 0 | -100282.9816 | 0 | 0 | 0 | 0 | 0 | 0 | 0 | 0
2016-02-17 07:00 | 0 | 0 | 0 | 0 | 27628.3561 | 0 | 387846 | 0 | 0 | 0 | 0 | 0 | 0 | 0 | 0 | 0 | 0 | 0 | 0 | 2678499.2971 | 0 | 0 | 0 | 0 | 0 | 0 | 0 | 0 | 0 | 0 | 0 | -83051.4577 | 0 | 0 | 0 | 0 | 0 | 0 | 0 | 0 | 0 | -277166.1862 | 0 | 0 | 0 | 0 | 0 | 0 | 0 | 0
2016-02-17 08:00 | 0 | 0 | 0 | 0 | 411536.8649 | 0 | 384746 | 0 | 0 | 0 | 0 | 83051.4577 | 0 | 0 | 0 | 0 | 0 | 0 | 0 | 2622238.7043 | 0 | 0 | 0 | 0 | 0 | 0 | 0 | 0 | 0 | 0 | 0 | 83051.4577 | 0 | 0 | 0 | 0 | 0 | 0 | 0 | 0 | 0 | -56260.5928 | 0 | 0 | 0 | 0 | 0 | 0 | 0 | 0
2016-02-17 09:00 | 0 | 0 | 0 | 0 | 27690.3561 | 0 | 387908 | 0 | 0 | 0 | 0 | 0 | 0 | 0 | 0 | 0 | 0 | 0 | 0 | 2345072.5181 | 0 | 0 | 0 | 0 | 0 | 0 | 0 | 0 | 0 | 0 | 0 | -83051.4577 | 0 | 0 | 0 | 0 | 0 | 0 | 0 | 0 | 0 | -277166.1862 | 0 | 0 | 0 | 0 | 0 | 0 | 0 | 0
2016-02-17 10:00 | 0 | 0 | 0 | 0 | 418659.8978 | 0 | 402965 | 0 | 0 | 0 | 0 | 83051.4577 | 0 | 0 | 0 | 0 | 0 | 0 | 0 | 2277715.9582 | 0 | 0 | 0 | 0 | 0 | 0 | 0 | 0 | 0 | 0 | 0 | 83051.4577 | 0 | 0 | 0 | 0 | 0 | 0 | 0 | 0 | 0 | -67356.5599 | 0 | 0 | 0 | 0 | 0 | 0 | 0 | 0
2016-02-17 11:00 | 0 | 0 | 0 | 0 | 407845.1381 | 0 | 435062 | 0 | 0 | 0 | 0 | 0 | 0 | 0 | 0 | 0 | 0 | 0 | 0 | 2333550.554 | 0 | 0 | 0 | 0 | 0 | 0 | 0 | 0 | 0 | 0 | 0 | -83051.4577 | 0 | 0 | 0 | 0 | 0 | 0 | 0 | 0 | 0 | 55834.5958 | 0 | 0 | 0 | 0 | 0 | 0 | 0 | 0
2016-02-17 12:00 | 0 | 0 | 0 | 0 | 393853.4476 | 0 | 464480 | 0 | 0 | 0 | 0 | 83051.4577 | 0 | 0 | 0 | 0 | 0 | 0 | 0 | 2179872.5439 | 0 | 0 | 0 | 0 | 0 | 0 | 0 | 0 | 0 | 0 | 0 | 83051.4577 | 0 | 0 | 0 | 0 | 0 | 0 | 0 | 0 | 0 | -153678.0101 | 0 | 0 | 0 | 0 | 0 | 0 | 0 | 0
2016-02-17 13:00 | 0 | 0 | 0 | 0 | 110742.4603 | 1302.8958 | 472263 | 0 | 0 | 0 | 0 | 0 | 0 | 0 | 0 | 0 | 0 | 0 | 0 | 1902706.3578 | 0 | 0 | 0 | 0 | 0 | 0 | 0 | 0 | 0 | 0 | 0 | -83051.4577 | 0 | 0 | 0 | 0 | 0 | 0 | 0 | 0 | 0 | -277166.1862 | 0 | 0 | 0 | 0 | 0 | 0 | 0 | 0
2016-02-17 14:00 | 0 | 0 | 0 | 0 | 198377.0528 | 249097.5542 | 470126 | 0 | 0 | 0 | 0 | 81273.7122 | 0 | 0 | 0 | 0 | 0 | 0 | 0 | 1798781.2526 | 0 | 0 | 0 | 0 | 0 | 0 | 0 | 0 | 0 | 0 | 0 | 81273.7122 | 0 | 0 | 0 | 0 | 0 | 0 | 0 | 0 | 0 | -103925.1051 | 0 | 0 | 0 | 0 | 0 | 0 | 0 | 0
2016-02-17 15:00 | 0 | 0 | 0 | 0 | 0 | 581493.2077 | 465928 | 0 | 0 | 0 | 0 | 164325.1699 | 0 | 0 | 0 | 0 | 0 | 0 | 0 | 1831295.0026 | 0 | 0 | 0 | 0 | 0 | 0 | 0 | 0 | 0 | 0 | 0 | 83051.4577 | 0 | 0 | 0 | 0 | 0 | 0 | 0 | 0 | 0 | 32513.75 | 0 | 0 | 0 | 0 | 0 | 0 | 0 | 0
2016-02-17 16:00 | 0 | 0 | 0 | 0 | 0 | 656636.474 | 460744 | 0 | 0 | 0 | 0 | 83051.4577 | 0 | 0 | 0 | 0 | 0 | 0 | 0 | 2108461.1888 | 0 | 0 | 0 | 0 | 0 | 0 | 0 | 0 | 0 | 0 | 0 | -81273.7122 | 0 | 0 | 0 | 0 | 0 | 0 | 0 | 0 | 0 | 277166.1862 | 0 | 0 | 0 | 0 | 0 | 0 | 0 | 0
2016-02-17 17:00 | 0 | 0 | 0 | 0 | 0 | 654487.1915 | 454129 | 0 | 0 | 0 | 0 | 166102.9154 | 0 | 0 | 0 | 0 | 0 | 0 | 0 | 2225767.9226 | 0 | 0 | 0 | 0 | 0 | 0 | 0 | 0 | 0 | 0 | 0 | 83051.4577 | 0 | 0 | 0 | 0 | 0 | 0 | 0 | 0 | 0 | 117306.7338 | 0 | 0 | 0 | 0 | 0 | 0 | 0 | 0
2016-02-17 18:00 | 0 | 0 | 0 | 0 | 5738.9375 | 638481.791 | 450106 | 0 | 0 | 0 | 0 | 83051.4577 | 0 | 0 | 0 | 0 | 0 | 0 | 0 | 2502934.1087 | 0 | 0 | 0 | 0 | 0 | 0 | 0 | 0 | 0 | 0 | 0 | -83051.4577 | 0 | 0 | 0 | 0 | 0 | 0 | 0 | 0 | 0 | 277166.1862 | 0 | 0 | 0 | 0 | 0 | 0 | 0 | 0
2016-02-17 19:00 | 0 | 0 | 0 | 0 | 0 | 628855.8562 | 446675 | 0 | 0 | 0 | 0 | 166102.9154 | 0 | 0 | 0 | 0 | 0 | 0 | 0 | 2602063.5072 | 0 | 0 | 0 | 0 | 0 | 0 | 0 | 0 | 0 | 0 | 0 | 83051.4577 | 0 | 0 | 0 | 0 | 0 | 0 | 0 | 0 | 0 | 99129.3985 | 0 | 0 | 0 | 0 | 0 | 0 | 0 | 0
2016-02-17 20:00 | 0 | 0 | 0 | 0 | 9104.4669 | 630142.2615 | 445132 | 0 | 0 | 0 | 0 | 83051.4577 | 0 | 0 | 0 | 0 | 0 | 0 | 0 | 2879229.6934 | 0 | 0 | 0 | 0 | 0 | 0 | 0 | 0 | 0 | 0 | 0 | -83051.4577 | 0 | 0 | 0 | 0 | 0 | 0 | 0 | 0 | 0 | 277166.1862 | 0 | 0 | 0 | 0 | 0 | 0 | 0 | 0
2016-02-17 21:00 | 0 | 0 | 0 | 0 | 0 | 625654.3561 | 447514 | 0 | 0 | 0 | 0 | 166102.9154 | 0 | 0 | 0 | 0 | 0 | 0 | 0 | 2974318.5918 | 0 | 0 | 0 | 0 | 0 | 0 | 0 | 0 | 0 | 0 | 0 | 83051.4577 | 0 | 0 | 0 | 0 | 0 | 0 | 0 | 0 | 0 | 95088.8984 | 0 | 0 | 0 | 0 | 0 | 0 | 0 | 0
2016-02-17 22:00 | 0 | 0 | 0 | 0 | 92016.3714 | 557829.3571 | 455731 | 0 | 0 | 0 | 0 | 83051.4577 | 0 | 0 | 0 | 0 | 0 | 0 | 0 | 3251484.7779 | 0 | 0 | 0 | 0 | 0 | 0 | 0 | 0 | 0 | 0 | 0 | -83051.4577 | 0 | 0 | 0 | 0 | 0 | 0 | 0 | 0 | 0 | 277166.1862 | 0 | 0 | 0 | 0 | 0 | 0 | 0 | 0
2016-02-17 23:00 | 0 | 0 | 0 | 0 | 0 | 329148.464 | 471276 | 0 | 0 | 0 | 0 | 0 | 0 | 0 | 0 | 0 | 0 | 0 | 0 | 3192408.6996 | 0 | 0 | 0 | 0 | 0 | 0 | 0 | 0 | 0 | 0 | 0 | -83051.4577 | 0 | 0 | 0 | 0 | 0 | 0 | 0 | 0 | 0 | -59076.0783 | 0 | 0 | 0 | 0 | 0 | 0 | 0 | 0
2016-02-18 | 0 | 0 | 0 | 0 | 247244.3866 | 42367.8849 | 483727 | 0 | 0 | 0 | 0 | 83051.4577 | 0 | 0 | 0 | 0 | 0 | 0 | 0 | 2915242.5135 | 0 | 0 | 0 | 0 | 0 | 0 | 0 | 0 | 0 | 0 | 0 | 83051.4577 | 0 | 0 | 0 | 0 | 0 | 0 | 0 | 0 | 0 | -277166.1862 | 0 | 0 | 0 | 0 | 0 | 0 | 0 | 0
2016-02-18 01:00 | 0 | 0 | 0 | 0 | 124938.1303 | 2.2259 | 485158 | 0 | 0 | 0 | 0 | 0 | 0 | 0 | 0 | 0 | 0 | 0 | 0 | 2638076.3273 | 0 | 0 | 0 | 0 | 0 | 0 | 0 | 0 | 0 | 0 | 0 | -83051.4577 | 0 | 0 | 0 | 0 | 0 | 0 | 0 | 0 | 0 | -277166.1862 | 0 | 0 | 0 | 0 | 0 | 0 | 0 | 0
2016-02-18 02:00 | 0 | 0 | 0 | 0 | 837190.6439 | 0 | 476973 | 0 | 0 | 0 | 0 | 83051.4577 | 0 | 0 | 0 | 0 | 0 | 0 | 0 | 2915242.5135 | 0 | 0 | 0 | 0 | 0 | 0 | 0 | 0 | 0 | 0 | 0 | 83051.4577 | 0 | 0 | 0 | 0 | 0 | 0 | 0 | 0 | 0 | 277166.1862 | 0 | 0 | 0 | 0 | 0 | 0 | 0 | 0
2016-02-18 03:00 | 0 | 0 | 0 | 0 | 265458.2715 | 0 | 459573 | 0 | 0 | 0 | 0 | 166102.9154 | 0 | 0 | 0 | 0 | 0 | 0 | 0 | 2638076.3273 | 0 | 0 | 0 | 0 | 0 | 0 | 0 | 0 | 0 | 0 | 0 | 83051.4577 | 0 | 0 | 0 | 0 | 0 | 0 | 0 | 0 | 0 | -277166.1862 | 0 | 0 | 0 | 0 | 0 | 0 | 0 | 0
2016-02-18 04:00 | 0 | 0 | 0 | 0 | 76983.3561 | 0 | 437201 | 0 | 0 | 0 | 0 | 83051.4577 | 0 | 0 | 0 | 0 | 0 | 0 | 0 | 2360910.1411 | 0 | 0 | 0 | 0 | 0 | 0 | 0 | 0 | 0 | 0 | 0 | -83051.4577 | 0 | 0 | 0 | 0 | 0 | 0 | 0 | 0 | 0 | -277166.1862 | 0 | 0 | 0 | 0 | 0 | 0 | 0 | 0
2016-02-18 05:00 | 0 | 0 | 0 | 0 | 58067.3561 | 0 | 418285 | 0 | 0 | 0 | 0 | 0 | 0 | 0 | 0 | 0 | 0 | 0 | 0 | 2083743.955 | 0 | 0 | 0 | 0 | 0 | 0 | 0 | 0 | 0 | 0 | 0 | -83051.4577 | 0 | 0 | 0 | 0 | 0 | 0 | 0 | 0 | 0 | -277166.1862 | 0 | 0 | 0 | 0 | 0 | 0 | 0 | 0
2016-02-18 06:00 | 0 | 0 | 0 | 0 | 766516.6439 | 0 | 406299 | 0 | 0 | 0 | 0 | 83051.4577 | 0 | 0 | 0 | 0 | 0 | 0 | 0 | 2360910.1411 | 0 | 0 | 0 | 0 | 0 | 0 | 0 | 0 | 0 | 0 | 0 | 83051.4577 | 0 | 0 | 0 | 0 | 0 | 0 | 0 | 0 | 0 | 277166.1862 | 0 | 0 | 0 | 0 | 0 | 0 | 0 | 0
2016-02-18 07:00 | 0 | 0 | 0 | 0 | 39097.3561 | 0 | 399315 | 0 | 0 | 0 | 0 | 0 | 0 | 0 | 0 | 0 | 0 | 0 | 0 | 2083743.955 | 0 | 0 | 0 | 0 | 0 | 0 | 0 | 0 | 0 | 0 | 0 | -83051.4577 | 0 | 0 | 0 | 0 | 0 | 0 | 0 | 0 | 0 | -277166.1862 | 0 | 0 | 0 | 0 | 0 | 0 | 0 | 0
2016-02-18 08:00 | 0 | 0 | 0 | 0 | 120514.8138 | 0 | 397681 | 0 | 0 | 0 | 0 | 0 | 0 | 0 | 0 | 0 | 0 | 0 | 0 | 1806577.7688 | 0 | 0 | 0 | 0 | 0 | 0 | 0 | 0 | 0 | 0 | 0 | 0 | 0 | 0 | 0 | 0 | 0 | 0 | 0 | 0 | 0 | -277166.1862 | 0 | 0 | 0 | 0 | 0 | 0 | 0 | 0
2016-02-18 09:00 | 0 | 0 | 0 | 0 | 207092.2715 | 0 | 401207 | 0 | 0 | 0 | 0 | 83051.4577 | 0 | 0 | 0 | 0 | 0 | 0 | 0 | 1529411.5826 | 0 | 0 | 0 | 0 | 0 | 0 | 0 | 0 | 0 | 0 | 0 | 83051.4577 | 0 | 0 | 0 | 0 | 0 | 0 | 0 | 0 | 0 | -277166.1862 | 0 | 0 | 0 | 0 | 0 | 0 | 0 | 0
2016-02-18 10:00 | 0 | 0 | 0 | 0 | 610441.7285 | 0 | 416327 | 0 | 0 | 0 | 0 | 0 | 0 | 0 | 0 | 0 | 0 | 0 | 0 | 1806577.7688 | 0 | 0 | 0 | 0 | 0 | 0 | 0 | 0 | 0 | 0 | 0 | -83051.4577 | 0 | 0 | 0 | 0 | 0 | 0 | 0 | 0 | 0 | 277166.1862 | 0 | 0 | 0 | 0 | 0 | 0 | 0 | 0
2016-02-18 11:00 | 0 | 0 | 0 | 0 | 173177.8138 | 0 | 450344 | 0 | 0 | 0 | 0 | 0 | 0 | 0 | 0 | 0 | 0 | 0 | 0 | 1529411.5826 | 0 | 0 | 0 | 0 | 0 | 0 | 0 | 0 | 0 | 0 | 0 | 0 | 0 | 0 | 0 | 0 | 0 | 0 | 0 | 0 | 0 | -277166.1862 | 0 | 0 | 0 | 0 | 0 | 0 | 0 | 0
2016-02-18 12:00 | 0 | 0 | 0 | 0 | 284534.2715 | 0 | 478649 | 0 | 0 | 0 | 0 | 83051.4577 | 0 | 0 | 0 | 0 | 0 | 0 | 0 | 1252245.3965 | 0 | 0 | 0 | 0 | 0 | 0 | 0 | 0 | 0 | 0 | 0 | 83051.4577 | 0 | 0 | 0 | 0 | 0 | 0 | 0 | 0 | 0 | -277166.1862 | 0 | 0 | 0 | 0 | 0 | 0 | 0 | 0
2016-02-18 13:00 | 0 | 0 | 0 | 0 | 674876.201 | 1704.5275 | 482466 | 0 | 0 | 0 | 0 | 0 | 0 | 0 | 0 | 0 | 0 | 0 | 0 | 1529411.5826 | 0 | 0 | 0 | 0 | 0 | 0 | 0 | 0 | 0 | 0 | 0 | -83051.4577 | 0 | 0 | 0 | 0 | 0 | 0 | 0 | 0 | 0 | 277166.1862 | 0 | 0 | 0 | 0 | 0 | 0 | 0 | 0
2016-02-18 14:00 | 0 | 0 | 0 | 0 | 531122.4787 | 221927.7074 | 475884 | 0 | 0 | 0 | 0 | 0 | 0 | 0 | 0 | 0 | 0 | 0 | 0 | 1806577.7688 | 0 | 0 | 0 | 0 | 0 | 0 | 0 | 0 | 0 | 0 | 0 | 0 | 0 | 0 | 0 | 0 | 0 | 0 | 0 | 0 | 0 | 277166.1862 | 0 | 0 | 0 | 0 | 0 | 0 | 0 | 0
2016-02-18 15:00 | 0 | 0 | 0 | 0 | 0 | 506150.3629 | 468614 | 0 | 0 | 0 | 0 | 83051.4577 | 0 | 0 | 0 | 0 | 0 | 0 | 0 | 1761062.674 | 0 | 0 | 0 | 0 | 0 | 0 | 0 | 0 | 0 | 0 | 0 | 83051.4577 | 0 | 0 | 0 | 0 | 0 | 0 | 0 | 0 | 0 | -45515.0948 | 0 | 0 | 0 | 0 | 0 | 0 | 0 | 0
2016-02-18 16:00 | 0 | 0 | 0 | 0 | 34279.7149 | 620151.0136 | 460316 | 0 | 0 | 0 | 0 | 0 | 0 | 0 | 0 | 0 | 0 | 0 | 0 | 2038228.8601 | 0 | 0 | 0 | 0 | 0 | 0 | 0 | 0 | 0 | 0 | 0 | -83051.4577 | 0 | 0 | 0 | 0 | 0 | 0 | 0 | 0 | 0 | 277166.1862 | 0 | 0 | 0 | 0 | 0 | 0 | 0 | 0
2016-02-18 17:00 | 0 | 0 | 0 | 0 | 157488.6218 | 655006.0221 | 452277 | 0 | 0 | 0 | 0 | 83051.4577 | 0 | 0 | 0 | 0 | 0 | 0 | 0 | 2315395.0463 | 0 | 0 | 0 | 0 | 0 | 0 | 0 | 0 | 0 | 0 | 0 | 83051.4577 | 0 | 0 | 0 | 0 | 0 | 0 | 0 | 0 | 0 | 277166.1862 | 0 | 0 | 0 | 0 | 0 | 0 | 0 | 0
2016-02-18 18:00 | 0 | 0 | 0 | 0 | 0 | 643147.9118 | 446581 | 0 | 0 | 0 | 0 | 2452.1833 | 0 | 0 | 0 | 0 | 0 | 0 | 0 | 2592561.2325 | 0 | 0 | 0 | 0 | 0 | 0 | 0 | 0 | 0 | 0 | 0 | -80599.2744 | 0 | 0 | 0 | 0 | 0 | 0 | 0 | 0 | 0 | 277166.1862 | 0 | 0 | 0 | 0 | 0 | 0 | 0 | 0
2016-02-18 19:00 | 0 | 0 | 0 | 0 | 0 | 641232.1965 | 442689 | 0 | 0 | 0 | 0 | 85503.641 | 0 | 0 | 0 | 0 | 0 | 0 | 0 | 2708052.9713 | 0 | 0 | 0 | 0 | 0 | 0 | 0 | 0 | 0 | 0 | 0 | 83051.4577 | 0 | 0 | 0 | 0 | 0 | 0 | 0 | 0 | 0 | 115491.7388 | 0 | 0 | 0 | 0 | 0 | 0 | 0 | 0
2016-02-18 20:00 | 0 | 0 | 0 | 0 | 0 | 654772.6428 | 440034 | 0 | 0 | 0 | 0 | 23076.0976 | 0 | 0 | 0 | 0 | 0 | 0 | 0 | 2985219.1574 | 0 | 0 | 0 | 0 | 0 | 0 | 0 | 0 | 0 | 0 | 0 | -62427.5434 | 0 | 0 | 0 | 0 | 0 | 0 | 0 | 0 | 0 | 277166.1862 | 0 | 0 | 0 | 0 | 0 | 0 | 0 | 0
2016-02-18 21:00 | 0 | 0 | 0 | 0 | 0 | 672813.8699 | 441636 | 0 | 0 | 0 | 0 | 106127.5553 | 0 | 0 | 0 | 0 | 0 | 0 | 0 | 3133345.5697 | 0 | 0 | 0 | 0 | 0 | 0 | 0 | 0 | 0 | 0 | 0 | 83051.4577 | 0 | 0 | 0 | 0 | 0 | 0 | 0 | 0 | 0 | 148126.4122 | 0 | 0 | 0 | 0 | 0 | 0 | 0 | 0
2016-02-18 22:00 | 0 | 0 | 0 | 0 | 0 | 647232.1161 | 450288 | 0 | 0 | 0 | 0 | 25905.4852 | 0 | 0 | 0 | 0 | 0 | 0 | 0 | 3410511.7558 | 0 | 0 | 0 | 0 | 0 | 0 | 0 | 0 | 0 | 0 | 0 | -80222.0701 | 0 | 0 | 0 | 0 | 0 | 0 | 0 | 0 | 0 | 277166.1862 | 0 | 0 | 0 | 0 | 0 | 0 | 0 | 0
2016-02-18 23:00 | 0 | 0 | 0 | 0 | 0 | 459461.3665 | 467437 | 0 | 0 | 0 | 0 | 108956.9429 | 0 | 0 | 0 | 0 | 0 | 0 | 0 | 3319484.6646 | 0 | 0 | 0 | 0 | 0 | 0 | 0 | 0 | 0 | 0 | 0 | 83051.4577 | 0 | 0 | 0 | 0 | 0 | 0 | 0 | 0 | 0 | -91027.0912 | 0 | 0 | 0 | 0 | 0 | 0 | 0 | 0
2016-02-19 | 0 | 0 | 0 | 0 | 32112.0369 | 87780.3192 | 480110 | 0 | 0 | 0 | 0 | 25905.4852 | 0 | 0 | 0 | 0 | 0 | 0 | 0 | 3042318.4784 | 0 | 0 | 0 | 0 | 0 | 0 | 0 | 0 | 0 | 0 | 0 | -83051.4577 | 0 | 0 | 0 | 0 | 0 | 0 | 0 | 0 | 0 | -277166.1862 | 0 | 0 | 0 | 0 | 0 | 0 | 0 | 0
2016-02-19 01:00 | 0 | 0 | 0 | 0 | 287964.708 | 26.5636 | 482106 | 0 | 0 | 0 | 0 | 108956.9429 | 0 | 0 | 0 | 0 | 0 | 0 | 0 | 2765152.2923 | 0 | 0 | 0 | 0 | 0 | 0 | 0 | 0 | 0 | 0 | 0 | 83051.4577 | 0 | 0 | 0 | 0 | 0 | 0 | 0 | 0 | 0 | -277166.1862 | 0 | 0 | 0 | 0 | 0 | 0 | 0 | 0
2016-02-19 02:00 | 0 | 0 | 0 | 0 | 834612.6439 | 0 | 474395 | 0 | 0 | 0 | 0 | 192008.4006 | 0 | 0 | 0 | 0 | 0 | 0 | 0 | 3042318.4784 | 0 | 0 | 0 | 0 | 0 | 0 | 0 | 0 | 0 | 0 | 0 | 83051.4577 | 0 | 0 | 0 | 0 | 0 | 0 | 0 | 0 | 0 | 277166.1862 | 0 | 0 | 0 | 0 | 0 | 0 | 0 | 0
2016-02-19 03:00 | 0 | 0 | 0 | 0 | 97064.3561 | 0 | 457282 | 0 | 0 | 0 | 0 | 108956.9429 | 0 | 0 | 0 | 0 | 0 | 0 | 0 | 2765152.2923 | 0 | 0 | 0 | 0 | 0 | 0 | 0 | 0 | 0 | 0 | 0 | -83051.4577 | 0 | 0 | 0 | 0 | 0 | 0 | 0 | 0 | 0 | -277166.1862 | 0 | 0 | 0 | 0 | 0 | 0 | 0 | 0
2016-02-19 04:00 | 0 | 0 | 0 | 0 | 73904.3561 | 0 | 434122 | 0 | 0 | 0 | 0 | 25905.4852 | 0 | 0 | 0 | 0 | 0 | 0 | 0 | 2487986.1061 | 0 | 0 | 0 | 0 | 0 | 0 | 0 | 0 | 0 | 0 | 0 | -83051.4577 | 0 | 0 | 0 | 0 | 0 | 0 | 0 | 0 | 0 | -277166.1862 | 0 | 0 | 0 | 0 | 0 | 0 | 0 | 0
2016-02-19 05:00 | 0 | 0 | 0 | 0 | 220421.2715 | 0 | 414536 | 0 | 0 | 0 | 0 | 108956.9429 | 0 | 0 | 0 | 0 | 0 | 0 | 0 | 2210819.9199 | 0 | 0 | 0 | 0 | 0 | 0 | 0 | 0 | 0 | 0 | 0 | 83051.4577 | 0 | 0 | 0 | 0 | 0 | 0 | 0 | 0 | 0 | -277166.1862 | 0 | 0 | 0 | 0 | 0 | 0 | 0 | 0
2016-02-19 06:00 | 0 | 0 | 0 | 0 | 596142.7285 | 0 | 402028 | 0 | 0 | 0 | 0 | 25905.4852 | 0 | 0 | 0 | 0 | 0 | 0 | 0 | 2487986.1061 | 0 | 0 | 0 | 0 | 0 | 0 | 0 | 0 | 0 | 0 | 0 | -83051.4577 | 0 | 0 | 0 | 0 | 0 | 0 | 0 | 0 | 0 | 277166.1862 | 0 | 0 | 0 | 0 | 0 | 0 | 0 | 0
2016-02-19 07:00 | 0 | 0 | 0 | 0 | 90325.3286 | 0 | 393397 | 0 | 0 | 0 | 0 | 0 | 0 | 0 | 0 | 0 | 0 | 0 | 0 | 2210819.9199 | 0 | 0 | 0 | 0 | 0 | 0 | 0 | 0 | 0 | 0 | 0 | -25905.4852 | 0 | 0 | 0 | 0 | 0 | 0 | 0 | 0 | 0 | -277166.1862 | 0 | 0 | 0 | 0 | 0 | 0 | 0 | 0
2016-02-19 08:00 | 0 | 0 | 0 | 0 | 194939.2715 | 0 | 389054 | 0 | 0 | 0 | 0 | 83051.4577 | 0 | 0 | 0 | 0 | 0 | 0 | 0 | 1933653.7338 | 0 | 0 | 0 | 0 | 0 | 0 | 0 | 0 | 0 | 0 | 0 | 83051.4577 | 0 | 0 | 0 | 0 | 0 | 0 | 0 | 0 | 0 | -277166.1862 | 0 | 0 | 0 | 0 | 0 | 0 | 0 | 0
2016-02-19 09:00 | 0 | 0 | 0 | 0 | 31492.3561 | 0 | 391710 | 0 | 0 | 0 | 0 | 0 | 0 | 0 | 0 | 0 | 0 | 0 | 0 | 1656487.5476 | 0 | 0 | 0 | 0 | 0 | 0 | 0 | 0 | 0 | 0 | 0 | -83051.4577 | 0 | 0 | 0 | 0 | 0 | 0 | 0 | 0 | 0 | -277166.1862 | 0 | 0 | 0 | 0 | 0 | 0 | 0 | 0
2016-02-19 10:00 | 0 | 0 | 0 | 0 | 765637.6439 | 0 | 405420 | 0 | 0 | 0 | 0 | 83051.4577 | 0 | 0 | 0 | 0 | 0 | 0 | 0 | 1933653.7338 | 0 | 0 | 0 | 0 | 0 | 0 | 0 | 0 | 0 | 0 | 0 | 83051.4577 | 0 | 0 | 0 | 0 | 0 | 0 | 0 | 0 | 0 | 277166.1862 | 0 | 0 | 0 | 0 | 0 | 0 | 0 | 0
2016-02-19 11:00 | 0 | 0 | 0 | 0 | 241055.2715 | 0 | 435170 | 0 | 0 | 0 | 0 | 166102.9154 | 0 | 0 | 0 | 0 | 0 | 0 | 0 | 1656487.5476 | 0 | 0 | 0 | 0 | 0 | 0 | 0 | 0 | 0 | 0 | 0 | 83051.4577 | 0 | 0 | 0 | 0 | 0 | 0 | 0 | 0 | 0 | -277166.1862 | 0 | 0 | 0 | 0 | 0 | 0 | 0 | 0
2016-02-19 12:00 | 0 | 0 | 0 | 0 | 100313.3561 | 0 | 460531 | 0 | 0 | 0 | 0 | 83051.4577 | 0 | 0 | 0 | 0 | 0 | 0 | 0 | 1379321.3614 | 0 | 0 | 0 | 0 | 0 | 0 | 0 | 0 | 0 | 0 | 0 | -83051.4577 | 0 | 0 | 0 | 0 | 0 | 0 | 0 | 0 | 0 | -277166.1862 | 0 | 0 | 0 | 0 | 0 | 0 | 0 | 0
2016-02-19 13:00 | 0 | 0 | 0 | 0 | 656054.6835 | 2027.0449 | 463967 | 0 | 0 | 0 | 0 | 0 | 0 | 0 | 0 | 0 | 0 | 0 | 0 | 1656487.5476 | 0 | 0 | 0 | 0 | 0 | 0 | 0 | 0 | 0 | 0 | 0 | -83051.4577 | 0 | 0 | 0 | 0 | 0 | 0 | 0 | 0 | 0 | 277166.1862 | 0 | 0 | 0 | 0 | 0 | 0 | 0 | 0
2016-02-19 14:00 | 0 | 0 | 0 | 0 | 623772.9696 | 197275.6743 | 460831 | 0 | 0 | 0 | 0 | 83051.4577 | 0 | 0 | 0 | 0 | 0 | 0 | 0 | 1933653.7338 | 0 | 0 | 0 | 0 | 0 | 0 | 0 | 0 | 0 | 0 | 0 | 83051.4577 | 0 | 0 | 0 | 0 | 0 | 0 | 0 | 0 | 0 | 277166.1862 | 0 | 0 | 0 | 0 | 0 | 0 | 0 | 0
2016-02-19 15:00 | 0 | 0 | 0 | 0 | 0 | 564376.3014 | 457400 | 0 | 0 | 0 | 0 | 50896.8316 | 0 | 0 | 0 | 0 | 0 | 0 | 0 | 2072784.6613 | 0 | 0 | 0 | 0 | 0 | 0 | 0 | 0 | 0 | 0 | 0 | -32154.6261 | 0 | 0 | 0 | 0 | 0 | 0 | 0 | 0 | 0 | 139130.9275 | 0 | 0 | 0 | 0 | 0 | 0 | 0 | 0
2016-02-19 16:00 | 0 | 0 | 0 | 0 | 145205.6764 | 665982.9674 | 450971 | 0 | 0 | 0 | 0 | 133948.2893 | 0 | 0 | 0 | 0 | 0 | 0 | 0 | 2349950.8474 | 0 | 0 | 0 | 0 | 0 | 0 | 0 | 0 | 0 | 0 | 0 | 83051.4577 | 0 | 0 | 0 | 0 | 0 | 0 | 0 | 0 | 0 | 277166.1862 | 0 | 0 | 0 | 0 | 0 | 0 | 0 | 0
2016-02-19 17:00 | 0 | 0 | 0 | 0 | 0 | 671103.3546 | 444834 | 0 | 0 | 0 | 0 | 83051.4577 | 0 | 0 | 0 | 0 | 0 | 0 | 0 | 2627117.0336 | 0 | 0 | 0 | 0 | 0 | 0 | 0 | 0 | 0 | 0 | 0 | -50896.8316 | 0 | 0 | 0 | 0 | 0 | 0 | 0 | 0 | 0 | 277166.1862 | 0 | 0 | 0 | 0 | 0 | 0 | 0 | 0
2016-02-19 18:00 | 0 | 0 | 0 | 0 | 0 | 644780.7208 | 439677 | 0 | 0 | 0 | 0 | 166102.9154 | 0 | 0 | 0 | 0 | 0 | 0 | 0 | 2749169.2967 | 0 | 0 | 0 | 0 | 0 | 0 | 0 | 0 | 0 | 0 | 0 | 83051.4577 | 0 | 0 | 0 | 0 | 0 | 0 | 0 | 0 | 0 | 122052.2631 | 0 | 0 | 0 | 0 | 0 | 0 | 0 | 0
2016-02-19 19:00 | 0 | 0 | 0 | 0 | 5953.4802 | 624876.2483 | 436715 | 0 | 0 | 0 | 0 | 83051.4577 | 0 | 0 | 0 | 0 | 0 | 0 | 0 | 3026335.4828 | 0 | 0 | 0 | 0 | 0 | 0 | 0 | 0 | 0 | 0 | 0 | -83051.4577 | 0 | 0 | 0 | 0 | 0 | 0 | 0 | 0 | 0 | 277166.1862 | 0 | 0 | 0 | 0 | 0 | 0 | 0 | 0
2016-02-19 20:00 | 0 | 0 | 0 | 0 | 0 | 623215.7449 | 434312 | 0 | 0 | 0 | 0 | 166102.9154 | 0 | 0 | 0 | 0 | 0 | 0 | 0 | 3132187.77 | 0 | 0 | 0 | 0 | 0 | 0 | 0 | 0 | 0 | 0 | 0 | 83051.4577 | 0 | 0 | 0 | 0 | 0 | 0 | 0 | 0 | 0 | 105852.2872 | 0 | 0 | 0 | 0 | 0 | 0 | 0 | 0
2016-02-19 21:00 | 0 | 0 | 0 | 0 | 13737.8954 | 614207.833 | 433831 | 0 | 0 | 0 | 0 | 83051.4577 | 0 | 0 | 0 | 0 | 0 | 0 | 0 | 3409353.9562 | 0 | 0 | 0 | 0 | 0 | 0 | 0 | 0 | 0 | 0 | 0 | -83051.4577 | 0 | 0 | 0 | 0 | 0 | 0 | 0 | 0 | 0 | 277166.1862 | 0 | 0 | 0 | 0 | 0 | 0 | 0 | 0
2016-02-19 22:00 | 0 | 0 | 0 | 0 | 0 | 575543.6193 | 438853 | 0 | 0 | 0 | 0 | 166102.9154 | 0 | 0 | 0 | 0 | 0 | 0 | 0 | 3462993.1178 | 0 | 0 | 0 | 0 | 0 | 0 | 0 | 0 | 0 | 0 | 0 | 83051.4577 | 0 | 0 | 0 | 0 | 0 | 0 | 0 | 0 | 0 | 53639.1616 | 0 | 0 | 0 | 0 | 0 | 0 | 0 | 0
2016-02-19 23:00 | 0 | 0 | 0 | 0 | 0 | 419730.5625 | 448325 | 0 | 0 | 0 | 0 | 83051.4577 | 0 | 0 | 0 | 0 | 0 | 0 | 0 | 3517450.1379 | 0 | 0 | 0 | 0 | 0 | 0 | 0 | 0 | 0 | 0 | 0 | -83051.4577 | 0 | 0 | 0 | 0 | 0 | 0 | 0 | 0 | 0 | 54457.0202 | 0 | 0 | 0 | 0 | 0 | 0 | 0 | 0
2016-02-20 | 0 | 0 | 0 | 0 | 14749.0763 | 78736.2798 | 453703 | 0 | 0 | 0 | 0 | 0 | 0 | 0 | 0 | 0 | 0 | 0 | 0 | 3240283.9518 | 0 | 0 | 0 | 0 | 0 | 0 | 0 | 0 | 0 | 0 | 0 | -83051.4577 | 0 | 0 | 0 | 0 | 0 | 0 | 0 | 0 | 0 | -277166.1862 | 0 | 0 | 0 | 0 | 0 | 0 | 0 | 0
2016-02-20 01:00 | 0 | 0 | 0 | 0 | 256699.6978 | 22.5738 | 450837 | 0 | 0 | 0 | 0 | 83051.4577 | 0 | 0 | 0 | 0 | 0 | 0 | 0 | 2963117.7656 | 0 | 0 | 0 | 0 | 0 | 0 | 0 | 0 | 0 | 0 | 0 | 83051.4577 | 0 | 0 | 0 | 0 | 0 | 0 | 0 | 0 | 0 | -277166.1862 | 0 | 0 | 0 | 0 | 0 | 0 | 0 | 0
2016-02-20 02:00 | 0 | 0 | 0 | 0 | 636356.7285 | 0 | 442242 | 0 | 0 | 0 | 0 | 0 | 0 | 0 | 0 | 0 | 0 | 0 | 0 | 3240283.9518 | 0 | 0 | 0 | 0 | 0 | 0 | 0 | 0 | 0 | 0 | 0 | -83051.4577 | 0 | 0 | 0 | 0 | 0 | 0 | 0 | 0 | 0 | 277166.1862 | 0 | 0 | 0 | 0 | 0 | 0 | 0 | 0
2016-02-20 03:00 | 0 | 0 | 0 | 0 | 233731.2715 | 0 | 427846 | 0 | 0 | 0 | 0 | 83051.4577 | 0 | 0 | 0 | 0 | 0 | 0 | 0 | 2963117.7656 | 0 | 0 | 0 | 0 | 0 | 0 | 0 | 0 | 0 | 0 | 0 | 83051.4577 | 0 | 0 | 0 | 0 | 0 | 0 | 0 | 0 | 0 | -277166.1862 | 0 | 0 | 0 | 0 | 0 | 0 | 0 | 0
2016-02-20 04:00 | 0 | 0 | 0 | 0 | 213955.2715 | 0 | 408070 | 0 | 0 | 0 | 0 | 166102.9154 | 0 | 0 | 0 | 0 | 0 | 0 | 0 | 2685951.5794 | 0 | 0 | 0 | 0 | 0 | 0 | 0 | 0 | 0 | 0 | 0 | 83051.4577 | 0 | 0 | 0 | 0 | 0 | 0 | 0 | 0 | 0 | -277166.1862 | 0 | 0 | 0 | 0 | 0 | 0 | 0 | 0
2016-02-20 05:00 | 0 | 0 | 0 | 0 | 28359.3561 | 0 | 388577 | 0 | 0 | 0 | 0 | 83051.4577 | 0 | 0 | 0 | 0 | 0 | 0 | 0 | 2408785.3933 | 0 | 0 | 0 | 0 | 0 | 0 | 0 | 0 | 0 | 0 | 0 | -83051.4577 | 0 | 0 | 0 | 0 | 0 | 0 | 0 | 0 | 0 | -277166.1862 | 0 | 0 | 0 | 0 | 0 | 0 | 0 | 0
2016-02-20 06:00 | 0 | 0 | 0 | 0 | 567686.7285 | 0 | 373572 | 0 | 0 | 0 | 0 | 0 | 0 | 0 | 0 | 0 | 0 | 0 | 0 | 2685951.5794 | 0 | 0 | 0 | 0 | 0 | 0 | 0 | 0 | 0 | 0 | 0 | -83051.4577 | 0 | 0 | 0 | 0 | 0 | 0 | 0 | 0 | 0 | 277166.1862 | 0 | 0 | 0 | 0 | 0 | 0 | 0 | 0
2016-02-20 07:00 | 0 | 0 | 0 | 0 | 168512.2715 | 0 | 362627 | 0 | 0 | 0 | 0 | 83051.4577 | 0 | 0 | 0 | 0 | 0 | 0 | 0 | 2408785.3933 | 0 | 0 | 0 | 0 | 0 | 0 | 0 | 0 | 0 | 0 | 0 | 83051.4577 | 0 | 0 | 0 | 0 | 0 | 0 | 0 | 0 | 0 | -277166.1862 | 0 | 0 | 0 | 0 | 0 | 0 | 0 | 0
2016-02-20 08:00 | 0 | 0 | 0 | 0 | 0 | 0 | 356552 | 0 | 0 | 0 | 0 | 0 | 0 | 0 | 0 | 0 | 0 | 0 | 0 | 2135284.851 | 0 | 0 | 0 | 0 | 0 | 0 | 0 | 0 | 0 | 0 | 0 | -83051.4577 | 0 | 0 | 0 | 0 | 0 | 0 | 0 | 0 | 0 | -273500.5423 | 0 | 0 | 0 | 0 | 0 | 0 | 0 | 0
2016-02-20 09:00 | 0 | 0 | 0 | 0 | 76851.8138 | 0 | 354018 | 0 | 0 | 0 | 0 | 0 | 0 | 0 | 0 | 0 | 0 | 0 | 0 | 1858118.6648 | 0 | 0 | 0 | 0 | 0 | 0 | 0 | 0 | 0 | 0 | 0 | 0 | 0 | 0 | 0 | 0 | 0 | 0 | 0 | 0 | 0 | -277166.1862 | 0 | 0 | 0 | 0 | 0 | 0 | 0 | 0
2016-02-20 10:00 | 0 | 0 | 0 | 0 | 734788.0302 | 0 | 356351 | 0 | 0 | 0 | 0 | 83051.4577 | 0 | 0 | 0 | 0 | 0 | 0 | 0 | 2135284.851 | 0 | 18219.3864 | 0 | 0 | 0 | 0 | 0 | 0 | 0 | 0 | 0 | 83051.4577 | 0 | 0 | 0 | 0 | 0 | 0 | 0 | 0 | 0 | 277166.1862 | 0 | 18219.3864 | 0 | 0 | 0 | 0 | 0 | 0
2016-02-20 11:00 | 0 | 0 | 0 | 0 | 0 | 0 | 365919 | 0 | 0 | 0 | 0 | 0 | 0 | 0 | 0 | 0 | 0 | 0 | 0 | 1870636.6951 | 0 | 0 | 0 | 0 | 0 | 0 | 0 | 0 | 0 | 0 | 0 | -83051.4577 | 0 | 0 | 0 | 0 | 0 | 0 | 0 | 0 | 0 | -264648.1559 | 0 | -18219.3864 | 0 | 0 | 0 | 0 | 0 | 0
2016-02-20 12:00 | 0 | 0 | 0 | 0 | 100558.8138 | 0 | 377725 | 0 | 0 | 0 | 0 | 0 | 0 | 0 | 0 | 0 | 0 | 0 | 0 | 1593470.5089 | 0 | 0 | 0 | 0 | 0 | 0 | 0 | 0 | 0 | 0 | 0 | 0 | 0 | 0 | 0 | 0 | 0 | 0 | 0 | 0 | 0 | -277166.1862 | 0 | 0 | 0 | 0 | 0 | 0 | 0 | 0
2016-02-20 13:00 | 0 | 0 | 0 | 0 | 598536.2748 | 1685.4133 | 389961 | 0 | 0 | 0 | 0 | 0 | 0 | 0 | 0 | 0 | 0 | 0 | 0 | 1803731.1969 | 0 | 0 | 0 | 0 | 0 | 0 | 0 | 0 | 0 | 0 | 0 | 0 | 0 | 0 | 0 | 0 | 0 | 0 | 0 | 0 | 0 | 210260.688 | 0 | 0 | 0 | 0 | 0 | 0 | 0 | 0
2016-02-20 14:00 | 0 | 0 | 0 | 0 | 344531.8336 | 227179.5475 | 399954 | 0 | 0 | 0 | 0 | 39096.2442 | 0 | 0 | 0 | 0 | 0 | 0 | 0 | 1936392.3339 | 0 | 0 | 0 | 0 | 0 | 0 | 0 | 0 | 0 | 0 | 0 | 39096.2442 | 0 | 0 | 0 | 0 | 0 | 0 | 0 | 0 | 0 | 132661.1369 | 0 | 0 | 0 | 0 | 0 | 0 | 0 | 0
2016-02-20 15:00 | 0 | 0 | 0 | 0 | 0 | 641808.942 | 403739 | 0 | 0 | 0 | 0 | 0 | 0 | 0 | 0 | 0 | 0 | 0 | 0 | 2213558.52 | 0 | 0 | 0 | 0 | 0 | 0 | 0 | 0 | 0 | 0 | 0 | -39096.2442 | 0 | 0 | 0 | 0 | 0 | 0 | 0 | 0 | 0 | 277166.1862 | 0 | 0 | 0 | 0 | 0 | 0 | 0 | 0
2016-02-20 16:00 | 0 | 0 | 0 | 0 | 0 | 736642.6772 | 402616 | 0 | 0 | 0 | 0 | 83051.4577 | 0 | 0 | 0 | 0 | 0 | 0 | 0 | 2464533.7395 | 0 | 0 | 0 | 0 | 0 | 0 | 0 | 0 | 0 | 0 | 0 | 83051.4577 | 0 | 0 | 0 | 0 | 0 | 0 | 0 | 0 | 0 | 250975.2194 | 0 | 0 | 0 | 0 | 0 | 0 | 0 | 0
2016-02-20 17:00 | 0 | 0 | 0 | 0 | 0 | 731603.5493 | 399046 | 0 | 0 | 0 | 0 | 138442.8208 | 0 | 0 | 0 | 0 | 0 | 0 | 0 | 2741699.9257 | 0 | 0 | 0 | 0 | 0 | 0 | 0 | 0 | 0 | 0 | 0 | 55391.3631 | 0 | 0 | 0 | 0 | 0 | 0 | 0 | 0 | 0 | 277166.1862 | 0 | 0 | 0 | 0 | 0 | 0 | 0 | 0
2016-02-20 18:00 | 0 | 0 | 0 | 0 | 0 | 706969.3725 | 394304 | 0 | 0 | 0 | 0 | 173942.0072 | 0 | 0 | 0 | 0 | 0 | 0 | 0 | 3018866.1118 | 0 | 0 | 0 | 0 | 0 | 0 | 0 | 0 | 0 | 0 | 0 | 35499.1864 | 0 | 0 | 0 | 0 | 0 | 0 | 0 | 0 | 0 | 277166.1862 | 0 | 0 | 0 | 0 | 0 | 0 | 0 | 0
2016-02-20 19:00 | 0 | 0 | 0 | 0 | 0 | 690292.0723 | 389180 | 0 | 0 | 0 | 0 | 197887.8933 | 0 | 0 | 0 | 0 | 0 | 0 | 0 | 3296032.298 | 0 | 0 | 0 | 0 | 0 | 0 | 0 | 0 | 0 | 0 | 0 | 23945.8861 | 0 | 0 | 0 | 0 | 0 | 0 | 0 | 0 | 0 | 277166.1862 | 0 | 0 | 0 | 0 | 0 | 0 | 0 | 0
2016-02-20 20:00 | 0 | 0 | 0 | 0 | 0 | 693420.763 | 385273 | 0 | 0 | 0 | 0 | 280939.351 | 0 | 0 | 0 | 0 | 0 | 0 | 0 | 3521128.6032 | 0 | 0 | 0 | 0 | 0 | 0 | 0 | 0 | 0 | 0 | 0 | 83051.4577 | 0 | 0 | 0 | 0 | 0 | 0 | 0 | 0 | 0 | 225096.3053 | 0 | 0 | 0 | 0 | 0 | 0 | 0 | 0
2016-02-20 21:00 | 0 | 0 | 0 | 0 | 43629.4331 | 701394.2108 | 384806 | 0 | 0 | 0 | 0 | 363990.8087 | 0 | 0 | 0 | 0 | 0 | 0 | 0 | 3798294.7894 | 0 | 0 | 0 | 0 | 0 | 0 | 0 | 0 | 0 | 0 | 0 | 83051.4577 | 0 | 0 | 0 | 0 | 0 | 0 | 0 | 0 | 0 | 277166.1862 | 0 | 0 | 0 | 0 | 0 | 0 | 0 | 0
2016-02-20 22:00 | 0 | 0 | 0 | 0 | 0 | 666610.4997 | 389641 | 0 | 0 | 0 | 0 | 376150.7058 | 0 | 0 | 0 | 0 | 0 | 0 | 0 | 4063104.392 | 0 | 0 | 0 | 0 | 0 | 0 | 0 | 0 | 0 | 0 | 0 | 12159.8971 | 0 | 0 | 0 | 0 | 0 | 0 | 0 | 0 | 0 | 264809.6026 | 0 | 0 | 0 | 0 | 0 | 0 | 0 | 0
2016-02-20 23:00 | 0 | 0 | 0 | 0 | 0 | 458652.0732 | 402422 | 0 | 0 | 0 | 0 | 293099.2481 | 0 | 0 | 0 | 0 | 0 | 0 | 0 | 4202385.9229 | 0 | 0 | 0 | 0 | 0 | 0 | 0 | 0 | 0 | 0 | 0 | -83051.4577 | 0 | 0 | 0 | 0 | 0 | 0 | 0 | 0 | 0 | 139281.5309 | 0 | 0 | 0 | 0 | 0 | 0 | 0 | 0
2016-02-21 | 0 | 0 | 0 | 0 | 0 | 87052.6527 | 410711 | 0 | 0 | 0 | 0 | 210047.7904 | 0 | 0 | 0 | 0 | 0 | 0 | 0 | 3961779.0334 | 0 | 0 | 0 | 0 | 0 | 0 | 0 | 0 | 0 | 0 | 0 | -83051.4577 | 0 | 0 | 0 | 0 | 0 | 0 | 0 | 0 | 0 | -240606.8895 | 0 | 0 | 0 | 0 | 0 | 0 | 0 | 0
2016-02-21 01:00 | 0 | 0 | 0 | 0 | 49899.7926 | 26.5636 | 410144 | 0 | 0 | 0 | 0 | 126996.3327 | 0 | 0 | 0 | 0 | 0 | 0 | 0 | 3684612.8472 | 0 | 0 | 0 | 0 | 0 | 0 | 0 | 0 | 0 | 0 | 0 | -83051.4577 | 0 | 0 | 0 | 0 | 0 | 0 | 0 | 0 | 0 | -277166.1862 | 0 | 0 | 0 | 0 | 0 | 0 | 0 | 0
2016-02-21 02:00 | 0 | 0 | 0 | 0 | 533521.7432 | 0 | 404838 | 0 | 0 | 0 | 0 | 210047.7904 | 0 | 0 | 0 | 0 | 0 | 0 | 0 | 3730245.1327 | 0 | 0 | 0 | 0 | 0 | 0 | 0 | 0 | 0 | 0 | 0 | 83051.4577 | 0 | 0 | 0 | 0 | 0 | 0 | 0 | 0 | 0 | 45632.2854 | 0 | 0 | 0 | 0 | 0 | 0 | 0 | 0
2016-02-21 03:00 | 0 | 0 | 0 | 0 | 33671.3561 | 0 | 393889 | 0 | 0 | 0 | 0 | 126996.3327 | 0 | 0 | 0 | 0 | 0 | 0 | 0 | 3453078.9465 | 0 | 0 | 0 | 0 | 0 | 0 | 0 | 0 | 0 | 0 | 0 | -83051.4577 | 0 | 0 | 0 | 0 | 0 | 0 | 0 | 0 | 0 | -277166.1862 | 0 | 0 | 0 | 0 | 0 | 0 | 0 | 0
2016-02-21 04:00 | 0 | 0 | 0 | 0 | 18162.3561 | 0 | 378380 | 0 | 0 | 0 | 0 | 43944.875 | 0 | 0 | 0 | 0 | 0 | 0 | 0 | 3175912.7604 | 0 | 0 | 0 | 0 | 0 | 0 | 0 | 0 | 0 | 0 | 0 | -83051.4577 | 0 | 0 | 0 | 0 | 0 | 0 | 0 | 0 | 0 | -277166.1862 | 0 | 0 | 0 | 0 | 0 | 0 | 0 | 0
2016-02-21 05:00 | 0 | 0 | 0 | 0 | 446870.1444 | 0 | 362368 | 0 | 0 | 0 | 0 | 126996.3327 | 0 | 0 | 0 | 0 | 0 | 0 | 0 | 3177363.447 | 0 | 0 | 0 | 0 | 0 | 0 | 0 | 0 | 0 | 0 | 0 | 83051.4577 | 0 | 0 | 0 | 0 | 0 | 0 | 0 | 0 | 0 | 1450.6867 | 0 | 0 | 0 | 0 | 0 | 0 | 0 | 0
2016-02-21 06:00 | 0 | 0 | 0 | 0 | 0 | 0 | 349945 | 0 | 0 | 0 | 0 | 43944.875 | 0 | 0 | 0 | 0 | 0 | 0 | 0 | 2910469.9047 | 0 | 0 | 0 | 0 | 0 | 0 | 0 | 0 | 0 | 0 | 0 | -83051.4577 | 0 | 0 | 0 | 0 | 0 | 0 | 0 | 0 | 0 | -266893.5423 | 0 | 0 | 0 | 0 | 0 | 0 | 0 | 0
2016-02-21 07:00 | 0 | 0 | 0 | 0 | 429805.9895 | 0 | 340082 | 0 | 0 | 0 | 0 | 57685.8138 | 0 | 0 | 0 | 0 | 0 | 0 | 0 | 2986452.9554 | 0 | 0 | 0 | 0 | 0 | 0 | 0 | 0 | 0 | 0 | 0 | 13740.9388 | 0 | 0 | 0 | 0 | 0 | 0 | 0 | 0 | 0 | 75983.0507 | 0 | 0 | 0 | 0 | 0 | 0 | 0 | 0
2016-02-21 08:00 | 0 | 0 | 0 | 0 | 431591.1761 | 0 | 334957 | 0 | 0 | 0 | 0 | 140737.2715 | 0 | 0 | 0 | 0 | 0 | 0 | 0 | 3000035.6737 | 0 | 0 | 0 | 0 | 0 | 0 | 0 | 0 | 0 | 0 | 0 | 83051.4577 | 0 | 0 | 0 | 0 | 0 | 0 | 0 | 0 | 0 | 13582.7184 | 0 | 0 | 0 | 0 | 0 | 0 | 0 | 0
2016-02-21 09:00 | 0 | 0 | 0 | 0 | 0 | 0 | 332892 | 0 | 0 | 0 | 0 | 57685.8138 | 0 | 0 | 0 | 0 | 0 | 0 | 0 | 2750195.1314 | 0 | 0 | 0 | 0 | 0 | 0 | 0 | 0 | 0 | 0 | 0 | -83051.4577 | 0 | 0 | 0 | 0 | 0 | 0 | 0 | 0 | 0 | -249840.5423 | 0 | 0 | 0 | 0 | 0 | 0 | 0 | 0
2016-02-21 10:00 | 0 | 0 | 0 | 0 | 0 | 0 | 334852 | 0 | 0 | 0 | 0 | 0 | 0 | 0 | 0 | 0 | 0 | 0 | 0 | 2473028.9453 | 0 | 0 | 0 | 0 | 0 | 0 | 0 | 0 | 0 | 0 | 0 | -57685.8138 | 0 | 0 | 0 | 0 | 0 | 0 | 0 | 0 | 0 | -277166.1862 | 0 | 0 | 0 | 0 | 0 | 0 | 0 | 0
2016-02-21 11:00 | 0 | 0 | 0 | 0 | 404268.6222 | 0 | 341609 | 0 | 0 | 0 | 0 | 83051.4577 | 0 | 0 | 0 | 0 | 0 | 0 | 0 | 2452637.1097 | 0 | 0 | 0 | 0 | 0 | 0 | 0 | 0 | 0 | 0 | 0 | 83051.4577 | 0 | 0 | 0 | 0 | 0 | 0 | 0 | 0 | 0 | -20391.8356 | 0 | 0 | 0 | 0 | 0 | 0 | 0 | 0
2016-02-21 12:00 | 0 | 0 | 0 | 0 | 382632.7097 | 0 | 351690 | 0 | 0 | 0 | 0 | 0 | 0 | 0 | 0 | 0 | 0 | 0 | 0 | 2566631.2771 | 0 | 0 | 0 | 0 | 0 | 0 | 0 | 0 | 0 | 0 | 0 | -83051.4577 | 0 | 0 | 0 | 0 | 0 | 0 | 0 | 0 | 0 | 113994.1674 | 0 | 0 | 0 | 0 | 0 | 0 | 0 | 0
2016-02-21 13:00 | 0 | 0 | 0 | 0 | 344552.8662 | 697.427 | 363583 | 0 | 0 | 0 | 0 | 83051.4577 | 0 | 0 | 0 | 0 | 0 | 0 | 0 | 2465247.1127 | 0 | 0 | 0 | 0 | 0 | 0 | 0 | 0 | 0 | 0 | 0 | 83051.4577 | 0 | 0 | 0 | 0 | 0 | 0 | 0 | 0 | 0 | -101384.1645 | 0 | 0 | 0 | 0 | 0 | 0 | 0 | 0
2016-02-21 14:00 | 0 | 0 | 0 | 0 | 0 | 180938.7867 | 376732 | 0 | 0 | 0 | 0 | 0 | 0 | 0 | 0 | 0 | 0 | 0 | 0 | 2352505.357 | 0 | 0 | 0 | 0 | 0 | 0 | 0 | 0 | 0 | 0 | 0 | -83051.4577 | 0 | 0 | 0 | 0 | 0 | 0 | 0 | 0 | 0 | -112741.7556 | 0 | 0 | 0 | 0 | 0 | 0 | 0 | 0
2016-02-21 15:00 | 0 | 0 | 0 | 0 | 80422.64 | 580664.5461 | 383921 | 0 | 0 | 0 | 0 | 0 | 0 | 0 | 0 | 0 | 0 | 0 | 0 | 2629671.5432 | 0 | 0 | 0 | 0 | 0 | 0 | 0 | 0 | 0 | 0 | 0 | 0 | 0 | 0 | 0 | 0 | 0 | 0 | 0 | 0 | 0 | 277166.1862 | 0 | 0 | 0 | 0 | 0 | 0 | 0 | 0
2016-02-21 16:00 | 0 | 0 | 0 | 0 | 63919.6144 | 683932.0295 | 387634 | 0 | 0 | 0 | 0 | 83051.4577 | 0 | 0 | 0 | 0 | 0 | 0 | 0 | 2906837.7293 | 0 | 0 | 0 | 0 | 0 | 0 | 0 | 0 | 0 | 0 | 0 | 83051.4577 | 0 | 0 | 0 | 0 | 0 | 0 | 0 | 0 | 0 | 277166.1862 | 0 | 0 | 0 | 0 | 0 | 0 | 0 | 0
2016-02-21 17:00 | 0 | 0 | 0 | 0 | 0 | 685281.5753 | 389435 | 0 | 0 | 0 | 0 | 101731.8469 | 0 | 0 | 0 | 0 | 0 | 0 | 0 | 3184003.9155 | 0 | 0 | 0 | 0 | 0 | 0 | 0 | 0 | 0 | 0 | 0 | 18680.3892 | 0 | 0 | 0 | 0 | 0 | 0 | 0 | 0 | 0 | 277166.1862 | 0 | 0 | 0 | 0 | 0 | 0 | 0 | 0
2016-02-21 18:00 | 0 | 0 | 0 | 0 | 0 | 673976.6508 | 388620 | 0 | 0 | 0 | 0 | 109922.3115 | 0 | 0 | 0 | 0 | 0 | 0 | 0 | 3461170.1017 | 0 | 0 | 0 | 0 | 0 | 0 | 0 | 0 | 0 | 0 | 0 | 8190.4646 | 0 | 0 | 0 | 0 | 0 | 0 | 0 | 0 | 0 | 277166.1862 | 0 | 0 | 0 | 0 | 0 | 0 | 0 | 0
2016-02-21 19:00 | 0 | 0 | 0 | 0 | 0 | 665756.2143 | 386747 | 0 | 0 | 0 | 0 | 111765.3396 | 0 | 0 | 0 | 0 | 0 | 0 | 0 | 3738336.2878 | 0 | 0 | 0 | 0 | 0 | 0 | 0 | 0 | 0 | 0 | 0 | 1843.0281 | 0 | 0 | 0 | 0 | 0 | 0 | 0 | 0 | 0 | 277166.1862 | 0 | 0 | 0 | 0 | 0 | 0 | 0 | 0
2016-02-21 20:00 | 0 | 0 | 0 | 0 | 0 | 674219.0827 | 386428 | 0 | 0 | 0 | 0 | 194816.7973 | 0 | 0 | 0 | 0 | 0 | 0 | 0 | 3943075.9128 | 0 | 0 | 0 | 0 | 0 | 0 | 0 | 0 | 0 | 0 | 0 | 83051.4577 | 0 | 0 | 0 | 0 | 0 | 0 | 0 | 0 | 0 | 204739.625 | 0 | 0 | 0 | 0 | 0 | 0 | 0 | 0
2016-02-21 21:00 | 0 | 0 | 0 | 0 | 63257.5855 | 686191.0584 | 389231 | 0 | 0 | 0 | 0 | 277868.255 | 0 | 0 | 0 | 0 | 0 | 0 | 0 | 4220242.099 | 0 | 0 | 0 | 0 | 0 | 0 | 0 | 0 | 0 | 0 | 0 | 83051.4577 | 0 | 0 | 0 | 0 | 0 | 0 | 0 | 0 | 0 | 277166.1862 | 0 | 0 | 0 | 0 | 0 | 0 | 0 | 0
2016-02-21 22:00 | 0 | 0 | 0 | 0 | 0 | 678614.8924 | 397837 | 0 | 0 | 0 | 0 | 281479.9612 | 0 | 0 | 0 | 0 | 0 | 0 | 0 | 4497408.2852 | 0 | 0 | 0 | 0 | 0 | 0 | 0 | 0 | 0 | 0 | 0 | 3611.7062 | 0 | 0 | 0 | 0 | 0 | 0 | 0 | 0 | 0 | 277166.1862 | 0 | 0 | 0 | 0 | 0 | 0 | 0 | 0
2016-02-21 23:00 | 0 | 0 | 0 | 0 | 0 | 501692.4952 | 412587 | 0 | 0 | 0 | 0 | 198428.5035 | 0 | 0 | 0 | 0 | 0 | 0 | 0 | 4669565.2381 | 0 | 0 | 0 | 0 | 0 | 0 | 0 | 0 | 0 | 0 | 0 | -83051.4577 | 0 | 0 | 0 | 0 | 0 | 0 | 0 | 0 | 0 | 172156.9529 | 0 | 0 | 0 | 0 | 0 | 0 | 0 | 0
2016-02-22 | 0 | 0 | 0 | 0 | 120264.2971 | 110254.9744 | 424634 | 0 | 0 | 0 | 0 | 281479.9612 | 0 | 0 | 0 | 0 | 0 | 0 | 0 | 4392399.0519 | 0 | 0 | 0 | 0 | 0 | 0 | 0 | 0 | 0 | 0 | 0 | 83051.4577 | 0 | 0 | 0 | 0 | 0 | 0 | 0 | 0 | 0 | -277166.1862 | 0 | 0 | 0 | 0 | 0 | 0 | 0 | 0
2016-02-22 01:00 | 0 | 0 | 0 | 0 | 355452.8493 | 47.7724 | 425052 | 0 | 0 | 0 | 0 | 332205.8308 | 0 | 0 | 0 | 0 | 0 | 0 | 0 | 4272121.8041 | 0 | 0 | 0 | 0 | 0 | 0 | 0 | 0 | 0 | 0 | 0 | 50725.8696 | 0 | 0 | 0 | 0 | 0 | 0 | 0 | 0 | 0 | -120277.2479 | 0 | 0 | 0 | 0 | 0 | 0 | 0 | 0
2016-02-22 02:00 | 0 | 0 | 0 | 0 | 57659.3561 | 0 | 417877 | 0 | 0 | 0 | 0 | 249154.3731 | 0 | 0 | 0 | 0 | 0 | 0 | 0 | 3994955.6179 | 0 | 0 | 0 | 0 | 0 | 0 | 0 | 0 | 0 | 0 | 0 | -83051.4577 | 0 | 0 | 0 | 0 | 0 | 0 | 0 | 0 | 0 | -277166.1862 | 0 | 0 | 0 | 0 | 0 | 0 | 0 | 0
2016-02-22 03:00 | 0 | 0 | 0 | 0 | 352211.4117 | 0 | 403748 | 0 | 0 | 0 | 0 | 166102.9154 | 0 | 0 | 0 | 0 | 0 | 0 | 0 | 4026470.4874 | 0 | 0 | 0 | 0 | 0 | 0 | 0 | 0 | 0 | 0 | 0 | -83051.4577 | 0 | 0 | 0 | 0 | 0 | 0 | 0 | 0 | 0 | 31514.8694 | 0 | 0 | 0 | 0 | 0 | 0 | 0 | 0
2016-02-22 04:00 | 0 | 0 | 0 | 0 | 24107.3561 | 0 | 384325 | 0 | 0 | 0 | 0 | 83051.4577 | 0 | 0 | 0 | 0 | 0 | 0 | 0 | 3749304.3012 | 0 | 0 | 0 | 0 | 0 | 0 | 0 | 0 | 0 | 0 | 0 | -83051.4577 | 0 | 0 | 0 | 0 | 0 | 0 | 0 | 0 | 0 | -277166.1862 | 0 | 0 | 0 | 0 | 0 | 0 | 0 | 0
2016-02-22 05:00 | 0 | 0 | 0 | 0 | 342794.2077 | 0 | 366010 | 0 | 0 | 0 | 0 | 166102.9154 | 0 | 0 | 0 | 0 | 0 | 0 | 0 | 3643037.0512 | 0 | 0 | 0 | 0 | 0 | 0 | 0 | 0 | 0 | 0 | 0 | 83051.4577 | 0 | 0 | 0 | 0 | 0 | 0 | 0 | 0 | 0 | -106267.25 | 0 | 0 | 0 | 0 | 0 | 0 | 0 | 0
2016-02-22 06:00 | 0 | 0 | 0 | 0 | 0 | 0 | 353139 | 0 | 0 | 0 | 0 | 83051.4577 | 0 | 0 | 0 | 0 | 0 | 0 | 0 | 3372949.5089 | 0 | 0 | 0 | 0 | 0 | 0 | 0 | 0 | 0 | 0 | 0 | -83051.4577 | 0 | 0 | 0 | 0 | 0 | 0 | 0 | 0 | 0 | -270087.5423 | 0 | 0 | 0 | 0 | 0 | 0 | 0 | 0
2016-02-22 07:00 | 0 | 0 | 0 | 0 | 327941.7342 | 0 | 344882 | 0 | 0 | 0 | 0 | 166102.9154 | 0 | 0 | 0 | 0 | 0 | 0 | 0 | 3272957.7854 | 0 | 0 | 0 | 0 | 0 | 0 | 0 | 0 | 0 | 0 | 0 | 83051.4577 | 0 | 0 | 0 | 0 | 0 | 0 | 0 | 0 | 0 | -99991.7235 | 0 | 0 | 0 | 0 | 0 | 0 | 0 | 0
2016-02-22 08:00 | 0 | 0 | 0 | 0 | 0 | 0 | 341726 | 0 | 0 | 0 | 0 | 83051.4577 | 0 | 0 | 0 | 0 | 0 | 0 | 0 | 3014283.2431 | 0 | 0 | 0 | 0 | 0 | 0 | 0 | 0 | 0 | 0 | 0 | -83051.4577 | 0 | 0 | 0 | 0 | 0 | 0 | 0 | 0 | 0 | -258674.5423 | 0 | 0 | 0 | 0 | 0 | 0 | 0 | 0
2016-02-22 09:00 | 0 | 0 | 0 | 0 | 295046.2103 | 0 | 345837 | 0 | 0 | 0 | 0 | 166102.9154 | 0 | 0 | 0 | 0 | 0 | 0 | 0 | 2880440.9957 | 0 | 0 | 0 | 0 | 0 | 0 | 0 | 0 | 0 | 0 | 0 | 83051.4577 | 0 | 0 | 0 | 0 | 0 | 0 | 0 | 0 | 0 | -133842.2474 | 0 | 0 | 0 | 0 | 0 | 0 | 0 | 0
2016-02-22 10:00 | 0 | 0 | 0 | 0 | 275829.1293 | 0 | 360995 | 0 | 0 | 0 | 0 | 83051.4577 | 0 | 0 | 0 | 0 | 0 | 0 | 0 | 2878326.5827 | 0 | 0 | 0 | 0 | 0 | 0 | 0 | 0 | 0 | 0 | 0 | -83051.4577 | 0 | 0 | 0 | 0 | 0 | 0 | 0 | 0 | 0 | -2114.413 | 0 | 0 | 0 | 0 | 0 | 0 | 0 | 0
2016-02-22 11:00 | 0 | 0 | 0 | 0 | 258774.0886 | 0 | 392795 | 0 | 0 | 0 | 0 | 0 | 0 | 0 | 0 | 0 | 0 | 0 | 0 | 2827357.1291 | 0 | 0 | 0 | 0 | 0 | 0 | 0 | 0 | 0 | 0 | 0 | -83051.4577 | 0 | 0 | 0 | 0 | 0 | 0 | 0 | 0 | 0 | -50969.4537 | 0 | 0 | 0 | 0 | 0 | 0 | 0 | 0
2016-02-22 12:00 | 0 | 0 | 0 | 0 | 235364.0896 | 0 | 421725 | 0 | 0 | 0 | 0 | 83051.4577 | 0 | 0 | 0 | 0 | 0 | 0 | 0 | 2550190.9429 | 0 | 7753.8181 | 0 | 0 | 0 | 0 | 0 | 0 | 0 | 0 | 0 | 83051.4577 | 0 | 0 | 0 | 0 | 0 | 0 | 0 | 0 | 0 | -277166.1862 | 0 | 7753.8181 | 0 | 0 | 0 | 0 | 0 | 0
2016-02-22 13:00 | 0 | 0 | 0 | 0 | 207592.1944 | 3060.1861 | 434072 | 0 | 0 | 0 | 0 | 0 | 0 | 0 | 0 | 0 | 0 | 0 | 0 | 2377049.6958 | 0 | 40526.9035 | 0 | 0 | 0 | 0 | 0 | 0 | 0 | 0 | 0 | -83051.4577 | 0 | 0 | 0 | 0 | 0 | 0 | 0 | 0 | 0 | -173141.2471 | 0 | 32773.0854 | 0 | 0 | 0 | 0 | 0 | 0
2016-02-22 14:00 | 0 | 0 | 0 | 0 | 137191.8993 | 210233.2979 | 439407 | 0 | 0 | 0 | 0 | 83051.4577 | 0 | 0 | 0 | 0 | 0 | 0 | 0 | 2234789.5206 | 0 | 7753.8181 | 0 | 0 | 0 | 0 | 0 | 0 | 0 | 0 | 0 | 83051.4577 | 0 | 0 | 0 | 0 | 0 | 0 | 0 | 0 | 0 | -142260.1751 | 0 | -32773.0854 | 0 | 0 | 0 | 0 | 0 | 0
2016-02-22 15:00 | 0 | 0 | 0 | 0 | 0 | 567533.35 | 442540 | 0 | 0 | 0 | 0 | 0 | 0 | 0 | 0 | 0 | 0 | 0 | 0 | 2442834.3283 | 0 | 7753.8181 | 0 | 0 | 0 | 0 | 0 | 0 | 0 | 0 | 0 | -83051.4577 | 0 | 0 | 0 | 0 | 0 | 0 | 0 | 0 | 0 | 208044.8077 | 0 | 0 | 0 | 0 | 0 | 0 | 0 | 0
2016-02-22 16:00 | 0 | 0 | 0 | 0 | 0 | 671950.0006 | 441350 | 0 | 0 | 0 | 0 | 83051.4577 | 0 | 0 | 0 | 0 | 0 | 0 | 0 | 2557609.7859 | 0 | 40526.9035 | 0 | 0 | 0 | 0 | 0 | 0 | 0 | 0 | 0 | 83051.4577 | 0 | 0 | 0 | 0 | 0 | 0 | 0 | 0 | 0 | 114775.4576 | 0 | 32773.0854 | 0 | 0 | 0 | 0 | 0 | 0
2016-02-22 17:00 | 0 | 0 | 0 | 0 | 0 | 675733.5221 | 438115 | 0 | 0 | 0 | 0 | 76276.8791 | 0 | 0 | 0 | 0 | 0 | 0 | 0 | 2834775.9721 | 0 | 7753.8181 | 0 | 0 | 0 | 0 | 0 | 0 | 0 | 0 | 0 | -6774.5787 | 0 | 0 | 0 | 0 | 0 | 0 | 0 | 0 | 0 | 277166.1862 | 0 | -32773.0854 | 0 | 0 | 0 | 0 | 0 | 0
2016-02-22 18:00 | 0 | 0 | 0 | 0 | 0 | 657665.6726 | 435252 | 0 | 0 | 0 | 0 | 159328.3368 | 0 | 0 | 0 | 0 | 0 | 0 | 0 | 2981892.0051 | 0 | 0 | 0 | 0 | 0 | 0 | 0 | 0 | 0 | 0 | 0 | 83051.4577 | 0 | 0 | 0 | 0 | 0 | 0 | 0 | 0 | 0 | 147116.033 | 0 | -7753.8181 | 0 | 0 | 0 | 0 | 0 | 0
2016-02-22 19:00 | 0 | 0 | 0 | 0 | 0 | 638600.5071 | 432459 | 0 | 0 | 0 | 0 | 88303.6576 | 0 | 0 | 0 | 0 | 0 | 0 | 0 | 3259058.1912 | 0 | 0 | 0 | 0 | 0 | 0 | 0 | 0 | 0 | 0 | 0 | -71024.6791 | 0 | 0 | 0 | 0 | 0 | 0 | 0 | 0 | 0 | 277166.1862 | 0 | 0 | 0 | 0 | 0 | 0 | 0 | 0
2016-02-22 20:00 | 0 | 0 | 0 | 0 | 0 | 630791.0856 | 429886 | 0 | 0 | 0 | 0 | 171355.1153 | 0 | 0 | 0 | 0 | 0 | 0 | 0 | 3376911.8192 | 0 | 0 | 0 | 0 | 0 | 0 | 0 | 0 | 0 | 0 | 0 | 83051.4577 | 0 | 0 | 0 | 0 | 0 | 0 | 0 | 0 | 0 | 117853.6279 | 0 | 0 | 0 | 0 | 0 | 0 | 0 | 0
2016-02-22 21:00 | 0 | 0 | 0 | 0 | 0 | 613158.2991 | 431668 | 0 | 0 | 0 | 0 | 88303.6576 | 0 | 0 | 0 | 0 | 0 | 0 | 0 | 3641453.5759 | 0 | 0 | 0 | 0 | 0 | 0 | 0 | 0 | 0 | 0 | 0 | -83051.4577 | 0 | 0 | 0 | 0 | 0 | 0 | 0 | 0 | 0 | 264541.7568 | 0 | 0 | 0 | 0 | 0 | 0 | 0 | 0
2016-02-22 22:00 | 0 | 0 | 0 | 0 | 0 | 566831.046 | 438908 | 0 | 0 | 0 | 0 | 5252.1999 | 0 | 0 | 0 | 0 | 0 | 0 | 0 | 3852428.0796 | 0 | 0 | 0 | 0 | 0 | 0 | 0 | 0 | 0 | 0 | 0 | -83051.4577 | 0 | 0 | 0 | 0 | 0 | 0 | 0 | 0 | 0 | 210974.5037 | 0 | 0 | 0 | 0 | 0 | 0 | 0 | 0
2016-02-22 23:00 | 0 | 0 | 0 | 0 | 0 | 423756.0025 | 455125 | 0 | 0 | 0 | 0 | 88303.6576 | 0 | 0 | 0 | 0 | 0 | 0 | 0 | 3738007.6244 | 0 | 0 | 0 | 0 | 0 | 0 | 0 | 0 | 0 | 0 | 0 | 83051.4577 | 0 | 0 | 0 | 0 | 0 | 0 | 0 | 0 | 0 | -114420.4552 | 0 | 0 | 0 | 0 | 0 | 0 | 0 | 0
2016-02-23 | 0 | 0 | 0 | 0 | 353442.0369 | 115339.5543 | 466325 | 0 | 0 | 0 | 0 | 171355.1153 | 0 | 0 | 0 | 0 | 0 | 0 | 0 | 3657412.758 | 0 | 0 | 0 | 0 | 0 | 0 | 0 | 0 | 0 | 0 | 0 | 83051.4577 | 0 | 0 | 0 | 0 | 0 | 0 | 0 | 0 | 0 | -80594.8664 | 0 | 0 | 0 | 0 | 0 | 0 | 0 | 0
2016-02-23 01:00 | 0 | 0 | 0 | 0 | 105038.8794 | 60.4767 | 465317 | 0 | 0 | 0 | 0 | 88303.6576 | 0 | 0 | 0 | 0 | 0 | 0 | 0 | 3380246.5718 | 0 | 0 | 0 | 0 | 0 | 0 | 0 | 0 | 0 | 0 | 0 | -83051.4577 | 0 | 0 | 0 | 0 | 0 | 0 | 0 | 0 | 0 | -277166.1862 | 0 | 0 | 0 | 0 | 0 | 0 | 0 | 0
2016-02-23 02:00 | 0 | 0 | 0 | 0 | 451649.1486 | 0 | 455231 | 0 | 0 | 0 | 0 | 171355.1153 | 0 | 0 | 0 | 0 | 0 | 0 | 0 | 3293613.2627 | 0 | 0 | 0 | 0 | 0 | 0 | 0 | 0 | 0 | 0 | 0 | 83051.4577 | 0 | 0 | 0 | 0 | 0 | 0 | 0 | 0 | 0 | -86633.3091 | 0 | 0 | 0 | 0 | 0 | 0 | 0 | 0
2016-02-23 03:00 | 0 | 0 | 0 | 0 | 76377.3561 | 0 | 436595 | 0 | 0 | 0 | 0 | 88303.6576 | 0 | 0 | 0 | 0 | 0 | 0 | 0 | 3016447.0765 | 0 | 0 | 0 | 0 | 0 | 0 | 0 | 0 | 0 | 0 | 0 | -83051.4577 | 0 | 0 | 0 | 0 | 0 | 0 | 0 | 0 | 0 | -277166.1862 | 0 | 0 | 0 | 0 | 0 | 0 | 0 | 0
2016-02-23 04:00 | 0 | 0 | 0 | 0 | 431490.8377 | 0 | 412301 | 0 | 0 | 0 | 0 | 171355.1153 | 0 | 0 | 0 | 0 | 0 | 0 | 0 | 2952585.4565 | 0 | 0 | 0 | 0 | 0 | 0 | 0 | 0 | 0 | 0 | 0 | 83051.4577 | 0 | 0 | 0 | 0 | 0 | 0 | 0 | 0 | 0 | -63861.62 | 0 | 0 | 0 | 0 | 0 | 0 | 0 | 0
2016-02-23 05:00 | 0 | 0 | 0 | 0 | 31071.3561 | 0 | 391289 | 0 | 0 | 0 | 0 | 88303.6576 | 0 | 0 | 0 | 0 | 0 | 0 | 0 | 2675419.2704 | 0 | 0 | 0 | 0 | 0 | 0 | 0 | 0 | 0 | 0 | 0 | -83051.4577 | 0 | 0 | 0 | 0 | 0 | 0 | 0 | 0 | 0 | -277166.1862 | 0 | 0 | 0 | 0 | 0 | 0 | 0 | 0
2016-02-23 06:00 | 0 | 0 | 0 | 0 | 418036.029 | 0 | 376473 | 0 | 0 | 0 | 0 | 171355.1153 | 0 | 0 | 0 | 0 | 0 | 0 | 0 | 2633930.8417 | 0 | 0 | 0 | 0 | 0 | 0 | 0 | 0 | 0 | 0 | 0 | 83051.4577 | 0 | 0 | 0 | 0 | 0 | 0 | 0 | 0 | 0 | -41488.4287 | 0 | 0 | 0 | 0 | 0 | 0 | 0 | 0
2016-02-23 07:00 | 0 | 0 | 0 | 0 | 6703.3561 | 0 | 366921 | 0 | 0 | 0 | 0 | 88303.6576 | 0 | 0 | 0 | 0 | 0 | 0 | 0 | 2356764.6555 | 0 | 0 | 0 | 0 | 0 | 0 | 0 | 0 | 0 | 0 | 0 | -83051.4577 | 0 | 0 | 0 | 0 | 0 | 0 | 0 | 0 | 0 | -277166.1862 | 0 | 0 | 0 | 0 | 0 | 0 | 0 | 0
2016-02-23 08:00 | 0 | 0 | 0 | 0 | 413534.5364 | 0 | 362150 | 0 | 0 | 0 | 0 | 171355.1153 | 0 | 0 | 0 | 0 | 0 | 0 | 0 | 2325097.7343 | 0 | 0 | 0 | 0 | 0 | 0 | 0 | 0 | 0 | 0 | 0 | 83051.4577 | 0 | 0 | 0 | 0 | 0 | 0 | 0 | 0 | 0 | -31666.9213 | 0 | 0 | 0 | 0 | 0 | 0 | 0 | 0
2016-02-23 09:00 | 0 | 0 | 0 | 0 | 4018.3561 | 0 | 364236 | 0 | 0 | 0 | 0 | 88303.6576 | 0 | 0 | 0 | 0 | 0 | 0 | 0 | 2047931.5481 | 0 | 0 | 0 | 0 | 0 | 0 | 0 | 0 | 0 | 0 | 0 | -83051.4577 | 0 | 0 | 0 | 0 | 0 | 0 | 0 | 0 | 0 | -277166.1862 | 0 | 0 | 0 | 0 | 0 | 0 | 0 | 0
2016-02-23 10:00 | 0 | 0 | 0 | 0 | 417581.6649 | 0 | 377442 | 0 | 0 | 0 | 0 | 83051.4577 | 0 | 0 | 0 | 0 | 0 | 0 | 0 | 2093323.413 | 0 | 0 | 0 | 0 | 0 | 0 | 0 | 0 | 0 | 0 | 0 | -5252.1999 | 0 | 0 | 0 | 0 | 0 | 0 | 0 | 0 | 0 | 45391.8649 | 0 | 0 | 0 | 0 | 0 | 0 | 0 | 0
2016-02-23 11:00 | 0 | 0 | 0 | 0 | 49304.3561 | 0 | 409522 | 0 | 0 | 0 | 0 | 0 | 0 | 0 | 0 | 0 | 0 | 0 | 0 | 1816157.2268 | 0 | 0 | 0 | 0 | 0 | 0 | 0 | 0 | 0 | 0 | 0 | -83051.4577 | 0 | 0 | 0 | 0 | 0 | 0 | 0 | 0 | 0 | -277166.1862 | 0 | 0 | 0 | 0 | 0 | 0 | 0 | 0
2016-02-23 12:00 | 0 | 0 | 0 | 0 | 422246.9513 | 0 | 437217 | 0 | 0 | 0 | 0 | 83051.4577 | 0 | 0 | 0 | 0 | 0 | 0 | 0 | 1718135.7204 | 0 | 0 | 0 | 0 | 0 | 0 | 0 | 0 | 0 | 0 | 0 | 83051.4577 | 0 | 0 | 0 | 0 | 0 | 0 | 0 | 0 | 0 | -98021.5064 | 0 | 0 | 0 | 0 | 0 | 0 | 0 | 0
2016-02-23 13:00 | 0 | 0 | 0 | 0 | 85832.5876 | 2739.7686 | 448790 | 0 | 0 | 0 | 0 | 0 | 0 | 0 | 0 | 0 | 0 | 0 | 0 | 1440969.5343 | 0 | 0 | 0 | 0 | 0 | 0 | 0 | 0 | 0 | 0 | 0 | -83051.4577 | 0 | 0 | 0 | 0 | 0 | 0 | 0 | 0 | 0 | -277166.1862 | 0 | 0 | 0 | 0 | 0 | 0 | 0 | 0
2016-02-23 14:00 | 0 | 0 | 0 | 0 | 383590.1359 | 186560.8788 | 455082 | 0 | 0 | 0 | 0 | 0 | 0 | 0 | 0 | 0 | 0 | 0 | 0 | 1556038.5489 | 0 | 0 | 0 | 0 | 0 | 0 | 0 | 0 | 0 | 0 | 0 | 0 | 0 | 0 | 0 | 0 | 0 | 0 | 0 | 0 | 0 | 115069.0147 | 0 | 0 | 0 | 0 | 0 | 0 | 0 | 0
2016-02-23 15:00 | 0 | 0 | 0 | 0 | 245437.9634 | 573923.6805 | 459144 | 0 | 0 | 0 | 0 | 83051.4577 | 0 | 0 | 0 | 0 | 0 | 0 | 0 | 1833204.7351 | 0 | 0 | 0 | 0 | 0 | 0 | 0 | 0 | 0 | 0 | 0 | 83051.4577 | 0 | 0 | 0 | 0 | 0 | 0 | 0 | 0 | 0 | 277166.1862 | 0 | 0 | 0 | 0 | 0 | 0 | 0 | 0
2016-02-23 16:00 | 0 | 0 | 0 | 0 | 0 | 668071.2713 | 458114 | 0 | 0 | 0 | 0 | 71663.3771 | 0 | 0 | 0 | 0 | 0 | 0 | 0 | 2054550.087 | 0 | 0 | 0 | 0 | 0 | 0 | 0 | 0 | 0 | 0 | 0 | -11388.0807 | 0 | 0 | 0 | 0 | 0 | 0 | 0 | 0 | 0 | 221345.3519 | 0 | 0 | 0 | 0 | 0 | 0 | 0 | 0
2016-02-23 17:00 | 0 | 0 | 0 | 0 | 0 | 688047.5851 | 455547 | 0 | 0 | 0 | 0 | 26997.776 | 0 | 0 | 0 | 0 | 0 | 0 | 0 | 2331716.2732 | 0 | 0 | 0 | 0 | 0 | 0 | 0 | 0 | 0 | 0 | 0 | -44665.601 | 0 | 0 | 0 | 0 | 0 | 0 | 0 | 0 | 0 | 277166.1862 | 0 | 0 | 0 | 0 | 0 | 0 | 0 | 0
2016-02-23 18:00 | 0 | 0 | 0 | 0 | 0 | 682999.6482 | 453357 | 0 | 0 | 0 | 0 | 110049.2337 | 0 | 0 | 0 | 0 | 0 | 0 | 0 | 2478307.4637 | 0 | 0 | 0 | 0 | 0 | 0 | 0 | 0 | 0 | 0 | 0 | 83051.4577 | 0 | 0 | 0 | 0 | 0 | 0 | 0 | 0 | 0 | 146591.1905 | 0 | 0 | 0 | 0 | 0 | 0 | 0 | 0
2016-02-23 19:00 | 0 | 0 | 0 | 0 | 0 | 671494.1372 | 450352 | 0 | 0 | 0 | 0 | 54025.1848 | 0 | 0 | 0 | 0 | 0 | 0 | 0 | 2755473.6499 | 0 | 0 | 0 | 0 | 0 | 0 | 0 | 0 | 0 | 0 | 0 | -56024.0489 | 0 | 0 | 0 | 0 | 0 | 0 | 0 | 0 | 0 | 277166.1862 | 0 | 0 | 0 | 0 | 0 | 0 | 0 | 0
2016-02-23 20:00 | 0 | 0 | 0 | 0 | 0 | 674153.8172 | 448235 | 0 | 0 | 0 | 0 | 137076.6425 | 0 | 0 | 0 | 0 | 0 | 0 | 0 | 2898341.0094 | 0 | 0 | 0 | 0 | 0 | 0 | 0 | 0 | 0 | 0 | 0 | 83051.4577 | 0 | 0 | 0 | 0 | 0 | 0 | 0 | 0 | 0 | 142867.3595 | 0 | 0 | 0 | 0 | 0 | 0 | 0 | 0
2016-02-23 21:00 | 0 | 0 | 0 | 0 | 0 | 673341.0014 | 450200 | 0 | 0 | 0 | 0 | 83051.4577 | 0 | 0 | 0 | 0 | 0 | 0 | 0 | 3175507.1955 | 0 | 0 | 0 | 0 | 0 | 0 | 0 | 0 | 0 | 0 | 0 | -54025.1848 | 0 | 0 | 0 | 0 | 0 | 0 | 0 | 0 | 0 | 277166.1862 | 0 | 0 | 0 | 0 | 0 | 0 | 0 | 0
2016-02-23 22:00 | 0 | 0 | 0 | 0 | 0 | 634808.7613 | 457914 | 0 | 0 | 0 | 0 | 166102.9154 | 0 | 0 | 0 | 0 | 0 | 0 | 0 | 3269350.4992 | 0 | 0 | 0 | 0 | 0 | 0 | 0 | 0 | 0 | 0 | 0 | 83051.4577 | 0 | 0 | 0 | 0 | 0 | 0 | 0 | 0 | 0 | 93843.3036 | 0 | 0 | 0 | 0 | 0 | 0 | 0 | 0
2016-02-23 23:00 | 0 | 0 | 0 | 0 | 0 | 453552.4487 | 470990 | 0 | 0 | 0 | 0 | 83051.4577 | 0 | 0 | 0 | 0 | 0 | 0 | 0 | 3334964.4055 | 0 | 0 | 0 | 0 | 0 | 0 | 0 | 0 | 0 | 0 | 0 | -83051.4577 | 0 | 0 | 0 | 0 | 0 | 0 | 0 | 0 | 0 | 65613.9064 | 0 | 0 | 0 | 0 | 0 | 0 | 0 | 0
2016-02-24 | 0 | 0 | 0 | 0 | 18047.5457 | 101739.8104 | 480005 | 0 | 0 | 0 | 0 | 0 | 0 | 0 | 0 | 0 | 0 | 0 | 0 | 3057798.2194 | 0 | 0 | 0 | 0 | 0 | 0 | 0 | 0 | 0 | 0 | 0 | -83051.4577 | 0 | 0 | 0 | 0 | 0 | 0 | 0 | 0 | 0 | -277166.1862 | 0 | 0 | 0 | 0 | 0 | 0 | 0 | 0
2016-02-24 01:00 | 0 | 0 | 0 | 0 | 645336.5979 | 59.6368 | 478026 | 0 | 0 | 0 | 0 | 83051.4577 | 0 | 0 | 0 | 0 | 0 | 0 | 0 | 3142116.9964 | 0 | 0 | 0 | 0 | 0 | 0 | 0 | 0 | 0 | 0 | 0 | 83051.4577 | 0 | 0 | 0 | 0 | 0 | 0 | 0 | 0 | 0 | 84318.777 | 0 | 0 | 0 | 0 | 0 | 0 | 0 | 0
2016-02-24 02:00 | 0 | 0 | 0 | 0 | 106959.3561 | 0 | 467177 | 0 | 0 | 0 | 0 | 0 | 0 | 0 | 0 | 0 | 0 | 0 | 0 | 2864950.8102 | 0 | 0 | 0 | 0 | 0 | 0 | 0 | 0 | 0 | 0 | 0 | -83051.4577 | 0 | 0 | 0 | 0 | 0 | 0 | 0 | 0 | 0 | -277166.1862 | 0 | 0 | 0 | 0 | 0 | 0 | 0 | 0
2016-02-24 03:00 | 0 | 0 | 0 | 0 | 169372.8138 | 0 | 446539 | 0 | 0 | 0 | 0 | 0 | 0 | 0 | 0 | 0 | 0 | 0 | 0 | 2587784.624 | 0 | 0 | 0 | 0 | 0 | 0 | 0 | 0 | 0 | 0 | 0 | 0 | 0 | 0 | 0 | 0 | 0 | 0 | 0 | 0 | 0 | -277166.1862 | 0 | 0 | 0 | 0 | 0 | 0 | 0 | 0
2016-02-24 04:00 | 0 | 0 | 0 | 0 | 537978.2745 | 0 | 422370 | 0 | 0 | 0 | 0 | 83051.4577 | 0 | 0 | 0 | 0 | 0 | 0 | 0 | 2620341.4408 | 0 | 0 | 0 | 0 | 0 | 0 | 0 | 0 | 0 | 0 | 0 | 83051.4577 | 0 | 0 | 0 | 0 | 0 | 0 | 0 | 0 | 0 | 32556.8168 | 0 | 0 | 0 | 0 | 0 | 0 | 0 | 0
2016-02-24 05:00 | 0 | 0 | 0 | 0 | 40652.3561 | 0 | 400870 | 0 | 0 | 0 | 0 | 0 | 0 | 0 | 0 | 0 | 0 | 0 | 0 | 2343175.2546 | 0 | 0 | 0 | 0 | 0 | 0 | 0 | 0 | 0 | 0 | 0 | -83051.4577 | 0 | 0 | 0 | 0 | 0 | 0 | 0 | 0 | 0 | -277166.1862 | 0 | 0 | 0 | 0 | 0 | 0 | 0 | 0
2016-02-24 06:00 | 0 | 0 | 0 | 0 | 530114.557 | 0 | 385872 | 0 | 0 | 0 | 0 | 83051.4577 | 0 | 0 | 0 | 0 | 0 | 0 | 0 | 2404366.3539 | 0 | 0 | 0 | 0 | 0 | 0 | 0 | 0 | 0 | 0 | 0 | 83051.4577 | 0 | 0 | 0 | 0 | 0 | 0 | 0 | 0 | 0 | 61191.0992 | 0 | 0 | 0 | 0 | 0 | 0 | 0 | 0
2016-02-24 07:00 | 0 | 0 | 0 | 0 | 533841.0794 | 0 | 376535 | 0 | 0 | 0 | 0 | 166102.9154 | 0 | 0 | 0 | 0 | 0 | 0 | 0 | 2467201.6195 | 0 | 11419.3561 | 0 | 0 | 0 | 0 | 0 | 0 | 0 | 0 | 0 | 83051.4577 | 0 | 0 | 0 | 0 | 0 | 0 | 0 | 0 | 0 | 62835.2656 | 0 | 11419.3561 | 0 | 0 | 0 | 0 | 0 | 0
2016-02-24 08:00 | 0 | 0 | 0 | 0 | 0 | 0 | 371637 | 0 | 0 | 0 | 0 | 83051.4577 | 0 | 0 | 0 | 0 | 0 | 0 | 0 | 2190035.4333 | 0 | 0 | 0 | 0 | 0 | 0 | 0 | 0 | 0 | 0 | 0 | -83051.4577 | 0 | 0 | 0 | 0 | 0 | 0 | 0 | 0 | 0 | -277166.1862 | 0 | -11419.3561 | 0 | 0 | 0 | 0 | 0 | 0
2016-02-24 09:00 | 0 | 0 | 0 | 0 | 12869.3561 | 0 | 373087 | 0 | 0 | 0 | 0 | 0 | 0 | 0 | 0 | 0 | 0 | 0 | 0 | 1912869.2472 | 0 | 0 | 0 | 0 | 0 | 0 | 0 | 0 | 0 | 0 | 0 | -83051.4577 | 0 | 0 | 0 | 0 | 0 | 0 | 0 | 0 | 0 | -277166.1862 | 0 | 0 | 0 | 0 | 0 | 0 | 0 | 0
2016-02-24 10:00 | 0 | 0 | 0 | 0 | 542050.8729 | 0 | 385851 | 0 | 0 | 0 | 0 | 83051.4577 | 0 | 0 | 0 | 0 | 0 | 0 | 0 | 1986017.6623 | 0 | 0 | 0 | 0 | 0 | 0 | 0 | 0 | 0 | 0 | 0 | 83051.4577 | 0 | 0 | 0 | 0 | 0 | 0 | 0 | 0 | 0 | 73148.4152 | 0 | 0 | 0 | 0 | 0 | 0 | 0 | 0
2016-02-24 11:00 | 0 | 0 | 0 | 0 | 56985.3561 | 0 | 417203 | 0 | 0 | 0 | 0 | 0 | 0 | 0 | 0 | 0 | 0 | 0 | 0 | 1708851.4762 | 0 | 0 | 0 | 0 | 0 | 0 | 0 | 0 | 0 | 0 | 0 | -83051.4577 | 0 | 0 | 0 | 0 | 0 | 0 | 0 | 0 | 0 | -277166.1862 | 0 | 0 | 0 | 0 | 0 | 0 | 0 | 0
2016-02-24 12:00 | 0 | 0 | 0 | 0 | 169830.8138 | 0 | 446997 | 0 | 0 | 0 | 0 | 0 | 0 | 0 | 0 | 0 | 0 | 0 | 0 | 1431685.29 | 0 | 0 | 0 | 0 | 0 | 0 | 0 | 0 | 0 | 0 | 0 | 0 | 0 | 0 | 0 | 0 | 0 | 0 | 0 | 0 | 0 | -277166.1862 | 0 | 0 | 0 | 0 | 0 | 0 | 0 | 0
2016-02-24 13:00 | 0 | 0 | 0 | 0 | 498112.1457 | 4750.0343 | 458516 | 0 | 0 | 0 | 0 | 0 | 0 | 0 | 0 | 0 | 0 | 0 | 0 | 1476031.4701 | 0 | 0 | 0 | 0 | 0 | 0 | 0 | 0 | 0 | 0 | 0 | 0 | 0 | 0 | 0 | 0 | 0 | 0 | 0 | 0 | 0 | 44346.1801 | 0 | 0 | 0 | 0 | 0 | 0 | 0 | 0
2016-02-24 14:00 | 0 | 0 | 0 | 0 | 366293.8935 | 319841.4001 | 463168 | 0 | 0 | 0 | 0 | 0 | 0 | 0 | 0 | 0 | 0 | 0 | 0 | 1698998.7637 | 0 | 0 | 0 | 0 | 0 | 0 | 0 | 0 | 0 | 0 | 0 | 0 | 0 | 0 | 0 | 0 | 0 | 0 | 0 | 0 | 0 | 222967.2936 | 0 | 0 | 0 | 0 | 0 | 0 | 0 | 0
2016-02-24 15:00 | 0 | 0 | 0 | 0 | 8984.6153 | 734556.5708 | 466375 | 0 | 0 | 0 | 0 | 0 | 0 | 0 | 0 | 0 | 0 | 0 | 0 | 1976164.9499 | 0 | 0 | 0 | 0 | 0 | 0 | 0 | 0 | 0 | 0 | 0 | 0 | 0 | 0 | 0 | 0 | 0 | 0 | 0 | 0 | 0 | 277166.1862 | 0 | 0 | 0 | 0 | 0 | 0 | 0 | 0
2016-02-24 16:00 | 0 | 0 | 0 | 0 | 0 | 809044.9549 | 465391 | 0 | 0 | 0 | 0 | 66487.7687 | 0 | 0 | 0 | 0 | 0 | 0 | 0 | 2253331.136 | 0 | 0 | 0 | 0 | 0 | 0 | 0 | 0 | 0 | 0 | 0 | 66487.7687 | 0 | 0 | 0 | 0 | 0 | 0 | 0 | 0 | 0 | 277166.1862 | 0 | 0 | 0 | 0 | 0 | 0 | 0 | 0
2016-02-24 17:00 | 0 | 0 | 0 | 0 | 0 | 804506.586 | 460966 | 0 | 0 | 0 | 0 | 116450.0269 | 0 | 0 | 0 | 0 | 0 | 0 | 0 | 2530497.3222 | 0 | 16412.1417 | 0 | 0 | 0 | 0 | 0 | 0 | 0 | 0 | 0 | 49962.2581 | 0 | 0 | 0 | 0 | 0 | 0 | 0 | 0 | 0 | 277166.1862 | 0 | 16412.1417 | 0 | 0 | 0 | 0 | 0 | 0
2016-02-24 18:00 | 0 | 0 | 0 | 0 | 0 | 782463.1698 | 456504 | 0 | 0 | 0 | 0 | 199501.4846 | 0 | 0 | 0 | 0 | 0 | 0 | 0 | 2789817.1759 | 0 | 0 | 0 | 0 | 0 | 0 | 0 | 0 | 0 | 0 | 0 | 83051.4577 | 0 | 0 | 0 | 0 | 0 | 0 | 0 | 0 | 0 | 259319.8538 | 0 | -16412.1417 | 0 | 0 | 0 | 0 | 0 | 0
2016-02-24 19:00 | 0 | 0 | 0 | 0 | 0 | 769430.6778 | 451870 | 0 | 0 | 0 | 0 | 239895.9762 | 0 | 0 | 0 | 0 | 0 | 0 | 0 | 3066983.3621 | 0 | 0 | 0 | 0 | 0 | 0 | 0 | 0 | 0 | 0 | 0 | 40394.4916 | 0 | 0 | 0 | 0 | 0 | 0 | 0 | 0 | 0 | 277166.1862 | 0 | 0 | 0 | 0 | 0 | 0 | 0 | 0
2016-02-24 20:00 | 0 | 0 | 0 | 0 | 0 | 777791.4581 | 447422 | 0 | 0 | 0 | 0 | 293099.2481 | 0 | 0 | 0 | 0 | 0 | 0 | 0 | 3344149.5483 | 0 | 0 | 0 | 0 | 0 | 0 | 0 | 0 | 0 | 0 | 0 | 53203.2719 | 0 | 0 | 0 | 0 | 0 | 0 | 0 | 0 | 0 | 277166.1862 | 0 | 0 | 0 | 0 | 0 | 0 | 0 | 0
2016-02-24 21:00 | 0 | 0 | 0 | 0 | 0 | 786462.7938 | 447402 | 0 | 0 | 0 | 0 | 376150.7058 | 0 | 0 | 0 | 0 | 0 | 0 | 0 | 3600158.8844 | 0 | 0 | 0 | 0 | 0 | 0 | 0 | 0 | 0 | 0 | 0 | 83051.4577 | 0 | 0 | 0 | 0 | 0 | 0 | 0 | 0 | 0 | 256009.3361 | 0 | 0 | 0 | 0 | 0 | 0 | 0 | 0
2016-02-24 22:00 | 0 | 0 | 0 | 0 | 0 | 752146.211 | 453275 | 0 | 0 | 0 | 0 | 365082.6453 | 0 | 0 | 0 | 0 | 0 | 0 | 0 | 3877325.0706 | 0 | 32773.0854 | 0 | 0 | 0 | 0 | 0 | 0 | 0 | 0 | 0 | -11068.0605 | 0 | 0 | 0 | 0 | 0 | 0 | 0 | 0 | 0 | 277166.1862 | 0 | 32773.0854 | 0 | 0 | 0 | 0 | 0 | 0
2016-02-24 23:00 | 0 | 0 | 0 | 0 | 0 | 528735.4554 | 464896 | 0 | 0 | 0 | 0 | 282031.1876 | 0 | 0 | 0 | 0 | 0 | 0 | 0 | 4056989.069 | 0 | 0 | 0 | 0 | 0 | 0 | 0 | 0 | 0 | 0 | 0 | -83051.4577 | 0 | 0 | 0 | 0 | 0 | 0 | 0 | 0 | 0 | 179663.9984 | 0 | -32773.0854 | 0 | 0 | 0 | 0 | 0 | 0
2016-02-25 | 0 | 0 | 0 | 0 | 0 | 122060.7871 | 474305 | 0 | 0 | 0 | 0 | 198979.7299 | 0 | 0 | 0 | 0 | 0 | 0 | 0 | 3787796.3138 | 0 | 0 | 0 | 0 | 0 | 0 | 0 | 0 | 0 | 0 | 0 | -83051.4577 | 0 | 0 | 0 | 0 | 0 | 0 | 0 | 0 | 0 | -269192.7552 | 0 | 0 | 0 | 0 | 0 | 0 | 0 | 0
2016-02-25 01:00 | 0 | 0 | 0 | 0 | 279604.7613 | 88.5102 | 473808 | 0 | 0 | 0 | 0 | 282031.1876 | 0 | 0 | 0 | 0 | 0 | 0 | 0 | 3510630.1276 | 0 | 0 | 0 | 0 | 0 | 0 | 0 | 0 | 0 | 0 | 0 | 83051.4577 | 0 | 0 | 0 | 0 | 0 | 0 | 0 | 0 | 0 | -277166.1862 | 0 | 0 | 0 | 0 | 0 | 0 | 0 | 0
2016-02-25 02:00 | 0 | 0 | 0 | 0 | 104763.3561 | 0 | 464981 | 0 | 0 | 0 | 0 | 198979.7299 | 0 | 0 | 0 | 0 | 0 | 0 | 0 | 3233463.9415 | 0 | 0 | 0 | 0 | 0 | 0 | 0 | 0 | 0 | 0 | 0 | -83051.4577 | 0 | 0 | 0 | 0 | 0 | 0 | 0 | 0 | 0 | -277166.1862 | 0 | 0 | 0 | 0 | 0 | 0 | 0 | 0
2016-02-25 03:00 | 0 | 0 | 0 | 0 | 602455.3754 | 0 | 447005 | 0 | 0 | 0 | 0 | 115928.2722 | 0 | 0 | 0 | 0 | 0 | 0 | 0 | 3471965.7745 | 0 | 0 | 0 | 0 | 0 | 0 | 0 | 0 | 0 | 0 | 0 | -83051.4577 | 0 | 0 | 0 | 0 | 0 | 0 | 0 | 0 | 0 | 238501.8331 | 0 | 0 | 0 | 0 | 0 | 0 | 0 | 0
2016-02-25 04:00 | 0 | 0 | 0 | 0 | 63560.3561 | 0 | 423778 | 0 | 0 | 0 | 0 | 32876.8145 | 0 | 0 | 0 | 0 | 0 | 0 | 0 | 3194799.5884 | 0 | 0 | 0 | 0 | 0 | 0 | 0 | 0 | 0 | 0 | 0 | -83051.4577 | 0 | 0 | 0 | 0 | 0 | 0 | 0 | 0 | 0 | -277166.1862 | 0 | 0 | 0 | 0 | 0 | 0 | 0 | 0
2016-02-25 05:00 | 0 | 0 | 0 | 0 | 209757.2715 | 0 | 403872 | 0 | 0 | 0 | 0 | 115928.2722 | 0 | 0 | 0 | 0 | 0 | 0 | 0 | 2917633.4022 | 0 | 0 | 0 | 0 | 0 | 0 | 0 | 0 | 0 | 0 | 0 | 83051.4577 | 0 | 0 | 0 | 0 | 0 | 0 | 0 | 0 | 0 | -277166.1862 | 0 | 0 | 0 | 0 | 0 | 0 | 0 | 0
2016-02-25 06:00 | 0 | 0 | 0 | 0 | 565838.8621 | 0 | 390676 | 0 | 0 | 0 | 0 | 198979.7299 | 0 | 0 | 0 | 0 | 0 | 0 | 0 | 3009744.8065 | 0 | 0 | 0 | 0 | 0 | 0 | 0 | 0 | 0 | 0 | 0 | 83051.4577 | 0 | 0 | 0 | 0 | 0 | 0 | 0 | 0 | 0 | 92111.4043 | 0 | 0 | 0 | 0 | 0 | 0 | 0 | 0
2016-02-25 07:00 | 0 | 0 | 0 | 0 | 21987.3561 | 0 | 382205 | 0 | 0 | 0 | 0 | 115928.2722 | 0 | 0 | 0 | 0 | 0 | 0 | 0 | 2732578.6204 | 0 | 0 | 0 | 0 | 0 | 0 | 0 | 0 | 0 | 0 | 0 | -83051.4577 | 0 | 0 | 0 | 0 | 0 | 0 | 0 | 0 | 0 | -277166.1862 | 0 | 0 | 0 | 0 | 0 | 0 | 0 | 0
2016-02-25 08:00 | 0 | 0 | 0 | 0 | 18756.3561 | 0 | 378974 | 0 | 0 | 0 | 0 | 32876.8145 | 0 | 0 | 0 | 0 | 0 | 0 | 0 | 2455412.4342 | 0 | 0 | 0 | 0 | 0 | 0 | 0 | 0 | 0 | 0 | 0 | -83051.4577 | 0 | 0 | 0 | 0 | 0 | 0 | 0 | 0 | 0 | -277166.1862 | 0 | 0 | 0 | 0 | 0 | 0 | 0 | 0
2016-02-25 09:00 | 0 | 0 | 0 | 0 | 521541.5395 | 0 | 382788 | 0 | 0 | 0 | 0 | 115928.2722 | 0 | 0 | 0 | 0 | 0 | 0 | 0 | 2511114.516 | 0 | 0 | 0 | 0 | 0 | 0 | 0 | 0 | 0 | 0 | 0 | 83051.4577 | 0 | 0 | 0 | 0 | 0 | 0 | 0 | 0 | 0 | 55702.0818 | 0 | 0 | 0 | 0 | 0 | 0 | 0 | 0
2016-02-25 10:00 | 0 | 0 | 0 | 0 | 37395.3561 | 0 | 397613 | 0 | 0 | 0 | 0 | 32876.8145 | 0 | 0 | 0 | 0 | 0 | 0 | 0 | 2233948.3299 | 0 | 0 | 0 | 0 | 0 | 0 | 0 | 0 | 0 | 0 | 0 | -83051.4577 | 0 | 0 | 0 | 0 | 0 | 0 | 0 | 0 | 0 | -277166.1862 | 0 | 0 | 0 | 0 | 0 | 0 | 0 | 0
2016-02-25 11:00 | 0 | 0 | 0 | 0 | 120690.9994 | 0 | 430734 | 0 | 0 | 0 | 0 | 0 | 0 | 0 | 0 | 0 | 0 | 0 | 0 | 1956782.1437 | 0 | 0 | 0 | 0 | 0 | 0 | 0 | 0 | 0 | 0 | 0 | -32876.8145 | 0 | 0 | 0 | 0 | 0 | 0 | 0 | 0 | 0 | -277166.1862 | 0 | 0 | 0 | 0 | 0 | 0 | 0 | 0
2016-02-25 12:00 | 0 | 0 | 0 | 0 | 470419.1969 | 0 | 460048 | 0 | 0 | 0 | 0 | 83051.4577 | 0 | 0 | 0 | 0 | 0 | 0 | 0 | 1884101.8829 | 0 | 0 | 0 | 0 | 0 | 0 | 0 | 0 | 0 | 0 | 0 | 83051.4577 | 0 | 0 | 0 | 0 | 0 | 0 | 0 | 0 | 0 | -72680.2608 | 0 | 0 | 0 | 0 | 0 | 0 | 0 | 0
2016-02-25 13:00 | 0 | 0 | 0 | 0 | 104157.3241 | 5079.032 | 469454 | 0 | 0 | 0 | 0 | 0 | 0 | 0 | 0 | 0 | 0 | 0 | 0 | 1606935.6967 | 0 | 0 | 0 | 0 | 0 | 0 | 0 | 0 | 0 | 0 | 0 | -83051.4577 | 0 | 0 | 0 | 0 | 0 | 0 | 0 | 0 | 0 | -277166.1862 | 0 | 0 | 0 | 0 | 0 | 0 | 0 | 0
2016-02-25 14:00 | 0 | 0 | 0 | 0 | 398197.409 | 316561.9124 | 469941 | 0 | 0 | 0 | 0 | 0 | 0 | 0 | 0 | 0 | 0 | 0 | 0 | 1851754.0181 | 0 | 0 | 0 | 0 | 0 | 0 | 0 | 0 | 0 | 0 | 0 | 0 | 0 | 0 | 0 | 0 | 0 | 0 | 0 | 0 | 0 | 244818.3214 | 0 | 0 | 0 | 0 | 0 | 0 | 0 | 0
2016-02-25 15:00 | 0 | 0 | 0 | 0 | 0 | 775650.4243 | 468999 | 0 | 0 | 0 | 0 | 0 | 0 | 0 | 0 | 0 | 0 | 0 | 0 | 2128920.2043 | 0 | 29485.2382 | 0 | 0 | 0 | 0 | 0 | 0 | 0 | 0 | 0 | 0 | 0 | 0 | 0 | 0 | 0 | 0 | 0 | 0 | 0 | 277166.1862 | 0 | 29485.2382 | 0 | 0 | 0 | 0 | 0 | 0
2016-02-25 16:00 | 0 | 0 | 0 | 0 | 0 | 832896.8713 | 464064 | 0 | 0 | 0 | 0 | 83051.4577 | 0 | 0 | 0 | 0 | 0 | 0 | 0 | 2406086.3904 | 0 | 38100.4656 | 0 | 0 | 0 | 0 | 0 | 0 | 0 | 0 | 0 | 83051.4577 | 0 | 0 | 0 | 0 | 0 | 0 | 0 | 0 | 0 | 277166.1862 | 0 | 8615.2274 | 0 | 0 | 0 | 0 | 0 | 0
2016-02-25 17:00 | 0 | 0 | 0 | 0 | 0 | 807118.1271 | 457790 | 0 | 0 | 0 | 0 | 166102.9154 | 0 | 0 | 0 | 0 | 0 | 0 | 0 | 2683252.5766 | 0 | 27210.9488 | 0 | 0 | 0 | 0 | 0 | 0 | 0 | 0 | 0 | 83051.4577 | 0 | 0 | 0 | 0 | 0 | 0 | 0 | 0 | 0 | 277166.1862 | 0 | -10889.5168 | 0 | 0 | 0 | 0 | 0 | 0
2016-02-25 18:00 | 0 | 0 | 0 | 0 | 0 | 780399.2761 | 452895 | 0 | 0 | 0 | 0 | 203125.0506 | 0 | 0 | 0 | 0 | 0 | 0 | 0 | 2960418.7628 | 0 | 40526.9035 | 0 | 0 | 0 | 0 | 0 | 0 | 0 | 0 | 0 | 37022.1352 | 0 | 0 | 0 | 0 | 0 | 0 | 0 | 0 | 0 | 277166.1862 | 0 | 13315.9547 | 0 | 0 | 0 | 0 | 0 | 0
2016-02-25 19:00 | 0 | 0 | 0 | 0 | 0 | 766642.511 | 449327 | 0 | 0 | 0 | 0 | 243274.3755 | 0 | 0 | 0 | 0 | 0 | 0 | 0 | 3237584.9489 | 0 | 40526.9035 | 0 | 0 | 0 | 0 | 0 | 0 | 0 | 0 | 0 | 40149.3249 | 0 | 0 | 0 | 0 | 0 | 0 | 0 | 0 | 0 | 277166.1862 | 0 | 0 | 0 | 0 | 0 | 0 | 0 | 0
2016-02-25 20:00 | 0 | 0 | 0 | 0 | 0 | 775928.0091 | 447423 | 0 | 0 | 0 | 0 | 294613.1984 | 0 | 0 | 0 | 0 | 0 | 0 | 0 | 3514751.1351 | 0 | 40526.9035 | 0 | 0 | 0 | 0 | 0 | 0 | 0 | 0 | 0 | 51338.8229 | 0 | 0 | 0 | 0 | 0 | 0 | 0 | 0 | 0 | 277166.1862 | 0 | 0 | 0 | 0 | 0 | 0 | 0 | 0
2016-02-25 21:00 | 0 | 0 | 0 | 0 | 0 | 791285.9504 | 449033 | 0 | 0 | 0 | 0 | 359699.9626 | 0 | 0 | 0 | 0 | 0 | 0 | 0 | 3791917.3213 | 0 | 40526.9035 | 0 | 0 | 0 | 0 | 0 | 0 | 0 | 0 | 0 | 65086.7642 | 0 | 0 | 0 | 0 | 0 | 0 | 0 | 0 | 0 | 277166.1862 | 0 | 0 | 0 | 0 | 0 | 0 | 0 | 0
2016-02-25 22:00 | 0 | 0 | 0 | 0 | 0 | 750133.9293 | 456517 | 0 | 0 | 0 | 0 | 376150.7058 | 0 | 0 | 0 | 0 | 0 | 0 | 0 | 4069083.5074 | 0 | 40526.9035 | 0 | 0 | 0 | 0 | 0 | 0 | 0 | 0 | 0 | 16450.7432 | 0 | 0 | 0 | 0 | 0 | 0 | 0 | 0 | 0 | 277166.1862 | 0 | 0 | 0 | 0 | 0 | 0 | 0 | 0
2016-02-25 23:00 | 0 | 0 | 0 | 0 | 80447.3605 | 552964.2826 | 472070 | 0 | 0 | 0 | 0 | 293099.2481 | 0 | 0 | 0 | 0 | 0 | 0 | 0 | 4346249.6936 | 0 | 7753.8181 | 0 | 0 | 0 | 0 | 0 | 0 | 0 | 0 | 0 | -83051.4577 | 0 | 0 | 0 | 0 | 0 | 0 | 0 | 0 | 0 | 277166.1862 | 0 | -32773.0854 | 0 | 0 | 0 | 0 | 0 | 0
2016-02-26 | 0 | 0 | 0 | 0 | 284067.0597 | 136883.0799 | 484445 | 0 | 0 | 0 | 0 | 376150.7058 | 0 | 0 | 0 | 0 | 0 | 0 | 0 | 4207457.1935 | 0 | 0 | 0 | 0 | 0 | 0 | 0 | 0 | 0 | 0 | 0 | 83051.4577 | 0 | 0 | 0 | 0 | 0 | 0 | 0 | 0 | 0 | -138792.5001 | 0 | -7753.8181 | 0 | 0 | 0 | 0 | 0 | 0
2016-02-26 01:00 | 0 | 0 | 0 | 0 | 291105.9147 | 109.044 | 486525 | 0 | 0 | 0 | 0 | 293099.2481 | 0 | 0 | 0 | 0 | 0 | 0 | 0 | 4095198.6099 | 0 | 0 | 0 | 0 | 0 | 0 | 0 | 0 | 0 | 0 | 0 | -83051.4577 | 0 | 0 | 0 | 0 | 0 | 0 | 0 | 0 | 0 | -112258.5836 | 0 | 0 | 0 | 0 | 0 | 0 | 0 | 0
2016-02-26 02:00 | 0 | 0 | 0 | 0 | 117926.3561 | 0 | 478144 | 0 | 0 | 0 | 0 | 210047.7904 | 0 | 0 | 0 | 0 | 0 | 0 | 0 | 3818032.4238 | 0 | 0 | 0 | 0 | 0 | 0 | 0 | 0 | 0 | 0 | 0 | -83051.4577 | 0 | 0 | 0 | 0 | 0 | 0 | 0 | 0 | 0 | -277166.1862 | 0 | 0 | 0 | 0 | 0 | 0 | 0 | 0
2016-02-26 03:00 | 0 | 0 | 0 | 0 | 327736.884 | 0 | 462233 | 0 | 0 | 0 | 0 | 293099.2481 | 0 | 0 | 0 | 0 | 0 | 0 | 0 | 3600484.85 | 0 | 0 | 0 | 0 | 0 | 0 | 0 | 0 | 0 | 0 | 0 | 83051.4577 | 0 | 0 | 0 | 0 | 0 | 0 | 0 | 0 | 0 | -217547.5737 | 0 | 0 | 0 | 0 | 0 | 0 | 0 | 0
2016-02-26 04:00 | 0 | 0 | 0 | 0 | 80076.3561 | 0 | 440294 | 0 | 0 | 0 | 0 | 210047.7904 | 0 | 0 | 0 | 0 | 0 | 0 | 0 | 3323318.6639 | 0 | 0 | 0 | 0 | 0 | 0 | 0 | 0 | 0 | 0 | 0 | -83051.4577 | 0 | 0 | 0 | 0 | 0 | 0 | 0 | 0 | 0 | -277166.1862 | 0 | 0 | 0 | 0 | 0 | 0 | 0 | 0
2016-02-26 05:00 | 0 | 0 | 0 | 0 | 371098.8585 | 0 | 420829 | 0 | 0 | 0 | 0 | 166102.9154 | 0 | 0 | 0 | 0 | 0 | 0 | 0 | 3317533.3974 | 0 | 0 | 0 | 0 | 0 | 0 | 0 | 0 | 0 | 0 | 0 | -43944.875 | 0 | 0 | 0 | 0 | 0 | 0 | 0 | 0 | 0 | -5785.2665 | 0 | 0 | 0 | 0 | 0 | 0 | 0 | 0
2016-02-26 06:00 | 0 | 0 | 0 | 0 | 48690.3561 | 0 | 408908 | 0 | 0 | 0 | 0 | 83051.4577 | 0 | 0 | 0 | 0 | 0 | 0 | 0 | 3040367.2112 | 0 | 0 | 0 | 0 | 0 | 0 | 0 | 0 | 0 | 0 | 0 | -83051.4577 | 0 | 0 | 0 | 0 | 0 | 0 | 0 | 0 | 0 | -277166.1862 | 0 | 0 | 0 | 0 | 0 | 0 | 0 | 0
2016-02-26 07:00 | 0 | 0 | 0 | 0 | 41763.3561 | 0 | 401981 | 0 | 0 | 0 | 0 | 0 | 0 | 0 | 0 | 0 | 0 | 0 | 0 | 2763201.0251 | 0 | 0 | 0 | 0 | 0 | 0 | 0 | 0 | 0 | 0 | 0 | -83051.4577 | 0 | 0 | 0 | 0 | 0 | 0 | 0 | 0 | 0 | -277166.1862 | 0 | 0 | 0 | 0 | 0 | 0 | 0 | 0
2016-02-26 08:00 | 0 | 0 | 0 | 0 | 477591.3558 | 0 | 400044 | 0 | 0 | 0 | 0 | 83051.4577 | 0 | 0 | 0 | 0 | 0 | 0 | 0 | 2757696.9232 | 0 | 0 | 0 | 0 | 0 | 0 | 0 | 0 | 0 | 0 | 0 | 83051.4577 | 0 | 0 | 0 | 0 | 0 | 0 | 0 | 0 | 0 | -5504.1019 | 0 | 0 | 0 | 0 | 0 | 0 | 0 | 0
2016-02-26 09:00 | 0 | 0 | 0 | 0 | 44107.3561 | 0 | 404325 | 0 | 0 | 0 | 0 | 0 | 0 | 0 | 0 | 0 | 0 | 0 | 0 | 2480530.7371 | 0 | 0 | 0 | 0 | 0 | 0 | 0 | 0 | 0 | 0 | 0 | -83051.4577 | 0 | 0 | 0 | 0 | 0 | 0 | 0 | 0 | 0 | -277166.1862 | 0 | 0 | 0 | 0 | 0 | 0 | 0 | 0
2016-02-26 10:00 | 0 | 0 | 0 | 0 | 142622.8138 | 0 | 419789 | 0 | 0 | 0 | 0 | 0 | 0 | 0 | 0 | 0 | 0 | 0 | 0 | 2203364.5509 | 0 | 0 | 0 | 0 | 0 | 0 | 0 | 0 | 0 | 0 | 0 | 0 | 0 | 0 | 0 | 0 | 0 | 0 | 0 | 0 | 0 | -277166.1862 | 0 | 0 | 0 | 0 | 0 | 0 | 0 | 0
2016-02-26 11:00 | 0 | 0 | 0 | 0 | 512877.354 | 0 | 453147 | 0 | 0 | 0 | 0 | 83051.4577 | 0 | 0 | 0 | 0 | 0 | 0 | 0 | 2180043.4472 | 0 | 0 | 0 | 0 | 0 | 0 | 0 | 0 | 0 | 0 | 0 | 83051.4577 | 0 | 0 | 0 | 0 | 0 | 0 | 0 | 0 | 0 | -23321.1037 | 0 | 0 | 0 | 0 | 0 | 0 | 0 | 0
2016-02-26 12:00 | 0 | 0 | 0 | 0 | 120748.3561 | 0 | 480966 | 0 | 0 | 0 | 0 | 0 | 0 | 0 | 0 | 0 | 0 | 0 | 0 | 1902877.261 | 0 | 0 | 0 | 0 | 0 | 0 | 0 | 0 | 0 | 0 | 0 | -83051.4577 | 0 | 0 | 0 | 0 | 0 | 0 | 0 | 0 | 0 | -277166.1862 | 0 | 0 | 0 | 0 | 0 | 0 | 0 | 0
2016-02-26 13:00 | 0 | 0 | 0 | 0 | 480000.1126 | 7332.6085 | 487257 | 0 | 0 | 0 | 0 | 0 | 0 | 0 | 0 | 0 | 0 | 0 | 0 | 1902952.9821 | 0 | 0 | 0 | 0 | 0 | 0 | 0 | 0 | 0 | 0 | 0 | 0 | 0 | 0 | 0 | 0 | 0 | 0 | 0 | 0 | 0 | 75.7211 | 0 | 0 | 0 | 0 | 0 | 0 | 0 | 0
2016-02-26 14:00 | 0 | 0 | 0 | 0 | 266667.1674 | 338063.6228 | 482161 | 0 | 0 | 0 | 0 | 0 | 0 | 0 | 0 | 0 | 0 | 0 | 0 | 1992749.6869 | 0 | 32773.0854 | 0 | 0 | 0 | 0 | 0 | 0 | 0 | 0 | 0 | 0 | 0 | 0 | 0 | 0 | 0 | 0 | 0 | 0 | 0 | 89796.7049 | 0 | 32773.0854 | 0 | 0 | 0 | 0 | 0 | 0
2016-02-26 15:00 | 0 | 0 | 0 | 0 | 0 | 748286.8164 | 474541 | 0 | 0 | 0 | 0 | 29352.7156 | 0 | 0 | 0 | 0 | 0 | 0 | 0 | 2269915.8731 | 0 | 0 | 0 | 0 | 0 | 0 | 0 | 0 | 0 | 0 | 0 | 29352.7156 | 0 | 0 | 0 | 0 | 0 | 0 | 0 | 0 | 0 | 277166.1862 | 0 | -32773.0854 | 0 | 0 | 0 | 0 | 0 | 0
2016-02-26 16:00 | 0 | 0 | 0 | 0 | 0 | 797324.8344 | 465184 | 0 | 0 | 0 | 0 | 110345.8015 | 0 | 0 | 0 | 0 | 0 | 0 | 0 | 2488345.5057 | 0 | 32718.1159 | 0 | 0 | 0 | 0 | 0 | 0 | 0 | 0 | 0 | 80993.0859 | 0 | 0 | 0 | 0 | 0 | 0 | 0 | 0 | 0 | 218429.6326 | 0 | 32718.1159 | 0 | 0 | 0 | 0 | 0 | 0
2016-02-26 17:00 | 0 | 0 | 0 | 0 | 0 | 782465.528 | 454966 | 0 | 0 | 0 | 0 | 193397.2592 | 0 | 0 | 0 | 0 | 0 | 0 | 0 | 2765511.6919 | 0 | 0 | 0 | 0 | 0 | 0 | 0 | 0 | 0 | 0 | 0 | 83051.4577 | 0 | 0 | 0 | 0 | 0 | 0 | 0 | 0 | 0 | 277166.1862 | 0 | -32718.1159 | 0 | 0 | 0 | 0 | 0 | 0
2016-02-26 18:00 | 0 | 0 | 0 | 0 | 0 | 757521.9077 | 445971 | 0 | 0 | 0 | 0 | 227781.9807 | 0 | 0 | 0 | 0 | 0 | 0 | 0 | 3042677.8781 | 0 | 0 | 0 | 0 | 0 | 0 | 0 | 0 | 0 | 0 | 0 | 34384.7215 | 0 | 0 | 0 | 0 | 0 | 0 | 0 | 0 | 0 | 277166.1862 | 0 | 0 | 0 | 0 | 0 | 0 | 0 | 0
2016-02-26 19:00 | 0 | 0 | 0 | 0 | 0 | 742350.8153 | 439126 | 0 | 0 | 0 | 0 | 253840.6098 | 0 | 0 | 0 | 0 | 0 | 0 | 0 | 3319844.0642 | 0 | 0 | 0 | 0 | 0 | 0 | 0 | 0 | 0 | 0 | 0 | 26058.6291 | 0 | 0 | 0 | 0 | 0 | 0 | 0 | 0 | 0 | 277166.1862 | 0 | 0 | 0 | 0 | 0 | 0 | 0 | 0
2016-02-26 20:00 | 0 | 0 | 0 | 0 | 0 | 748070.6204 | 434190 | 0 | 0 | 0 | 0 | 290555.0441 | 0 | 0 | 0 | 0 | 0 | 0 | 0 | 3597010.2504 | 0 | 0 | 0 | 0 | 0 | 0 | 0 | 0 | 0 | 0 | 0 | 36714.4343 | 0 | 0 | 0 | 0 | 0 | 0 | 0 | 0 | 0 | 277166.1862 | 0 | 0 | 0 | 0 | 0 | 0 | 0 | 0
2016-02-26 21:00 | 0 | 0 | 0 | 0 | 0 | 755513.0604 | 433274 | 0 | 0 | 0 | 0 | 335627.9183 | 0 | 0 | 0 | 0 | 0 | 0 | 0 | 3874176.4366 | 0 | 0 | 0 | 0 | 0 | 0 | 0 | 0 | 0 | 0 | 0 | 45072.8742 | 0 | 0 | 0 | 0 | 0 | 0 | 0 | 0 | 0 | 277166.1862 | 0 | 0 | 0 | 0 | 0 | 0 | 0 | 0
2016-02-26 22:00 | 0 | 0 | 0 | 0 | 0 | 713432.0987 | 439688 | 0 | 0 | 0 | 0 | 332205.8308 | 0 | 0 | 0 | 0 | 0 | 0 | 0 | 4151342.6227 | 0 | 0 | 0 | 0 | 0 | 0 | 0 | 0 | 0 | 0 | 0 | -3422.0875 | 0 | 0 | 0 | 0 | 0 | 0 | 0 | 0 | 0 | 277166.1862 | 0 | 0 | 0 | 0 | 0 | 0 | 0 | 0
2016-02-26 23:00 | 0 | 0 | 0 | 0 | 0 | 496767.9971 | 454068 | 0 | 0 | 0 | 0 | 249154.3731 | 0 | 0 | 0 | 0 | 0 | 0 | 0 | 4277094.0775 | 0 | 0 | 0 | 0 | 0 | 0 | 0 | 0 | 0 | 0 | 0 | -83051.4577 | 0 | 0 | 0 | 0 | 0 | 0 | 0 | 0 | 0 | 125751.4548 | 0 | 0 | 0 | 0 | 0 | 0 | 0 | 0
2016-02-27 | 0 | 0 | 0 | 0 | 3542.0008 | 103459.3553 | 467219 | 0 | 0 | 0 | 0 | 166102.9154 | 0 | 0 | 0 | 0 | 0 | 0 | 0 | 3999927.8913 | 0 | 0 | 0 | 0 | 0 | 0 | 0 | 0 | 0 | 0 | 0 | -83051.4577 | 0 | 0 | 0 | 0 | 0 | 0 | 0 | 0 | 0 | -277166.1862 | 0 | 0 | 0 | 0 | 0 | 0 | 0 | 0
2016-02-27 01:00 | 0 | 0 | 0 | 0 | 420332.8739 | 109.0566 | 470275 | 0 | 0 | 0 | 0 | 249154.3731 | 0 | 0 | 0 | 0 | 0 | 0 | 0 | 3867043.3641 | 0 | 0 | 0 | 0 | 0 | 0 | 0 | 0 | 0 | 0 | 0 | 83051.4577 | 0 | 0 | 0 | 0 | 0 | 0 | 0 | 0 | 0 | -132884.5272 | 0 | 0 | 0 | 0 | 0 | 0 | 0 | 0
2016-02-27 02:00 | 0 | 0 | 0 | 0 | 105866.3561 | 0 | 466084 | 0 | 0 | 0 | 0 | 166102.9154 | 0 | 0 | 0 | 0 | 0 | 0 | 0 | 3589877.178 | 0 | 0 | 0 | 0 | 0 | 0 | 0 | 0 | 0 | 0 | 0 | -83051.4577 | 0 | 0 | 0 | 0 | 0 | 0 | 0 | 0 | 0 | -277166.1862 | 0 | 0 | 0 | 0 | 0 | 0 | 0 | 0
2016-02-27 03:00 | 0 | 0 | 0 | 0 | 94476.3561 | 0 | 454694 | 0 | 0 | 0 | 0 | 83051.4577 | 0 | 0 | 0 | 0 | 0 | 0 | 0 | 3312710.9918 | 0 | 0 | 0 | 0 | 0 | 0 | 0 | 0 | 0 | 0 | 0 | -83051.4577 | 0 | 0 | 0 | 0 | 0 | 0 | 0 | 0 | 0 | -277166.1862 | 0 | 0 | 0 | 0 | 0 | 0 | 0 | 0
2016-02-27 04:00 | 0 | 0 | 0 | 0 | 243478.2715 | 0 | 437593 | 0 | 0 | 0 | 0 | 166102.9154 | 0 | 0 | 0 | 0 | 0 | 0 | 0 | 3035544.8056 | 0 | 0 | 0 | 0 | 0 | 0 | 0 | 0 | 0 | 0 | 0 | 83051.4577 | 0 | 0 | 0 | 0 | 0 | 0 | 0 | 0 | 0 | -277166.1862 | 0 | 0 | 0 | 0 | 0 | 0 | 0 | 0
2016-02-27 05:00 | 0 | 0 | 0 | 0 | 60687.3561 | 0 | 420905 | 0 | 0 | 0 | 0 | 83051.4577 | 0 | 0 | 0 | 0 | 0 | 0 | 0 | 2758378.6195 | 0 | 0 | 0 | 0 | 0 | 0 | 0 | 0 | 0 | 0 | 0 | -83051.4577 | 0 | 0 | 0 | 0 | 0 | 0 | 0 | 0 | 0 | -277166.1862 | 0 | 0 | 0 | 0 | 0 | 0 | 0 | 0
2016-02-27 06:00 | 0 | 0 | 0 | 0 | 729959.5202 | 0 | 409881 | 0 | 0 | 0 | 0 | 166102.9154 | 0 | 0 | 0 | 0 | 0 | 0 | 0 | 2995405.682 | 0 | 0 | 0 | 0 | 0 | 0 | 0 | 0 | 0 | 0 | 0 | 83051.4577 | 0 | 0 | 0 | 0 | 0 | 0 | 0 | 0 | 0 | 237027.0625 | 0 | 0 | 0 | 0 | 0 | 0 | 0 | 0
2016-02-27 07:00 | 0 | 0 | 0 | 0 | 43221.3561 | 0 | 403439 | 0 | 0 | 0 | 0 | 83051.4577 | 0 | 0 | 0 | 0 | 0 | 0 | 0 | 2718239.4958 | 0 | 0 | 0 | 0 | 0 | 0 | 0 | 0 | 0 | 0 | 0 | -83051.4577 | 0 | 0 | 0 | 0 | 0 | 0 | 0 | 0 | 0 | -277166.1862 | 0 | 0 | 0 | 0 | 0 | 0 | 0 | 0
2016-02-27 08:00 | 0 | 0 | 0 | 0 | 39892.3561 | 0 | 400110 | 0 | 0 | 0 | 0 | 0 | 0 | 0 | 0 | 0 | 0 | 0 | 0 | 2441073.3096 | 0 | 0 | 0 | 0 | 0 | 0 | 0 | 0 | 0 | 0 | 0 | -83051.4577 | 0 | 0 | 0 | 0 | 0 | 0 | 0 | 0 | 0 | -277166.1862 | 0 | 0 | 0 | 0 | 0 | 0 | 0 | 0
2016-02-27 09:00 | 0 | 0 | 0 | 0 | 207470.2715 | 0 | 401585 | 0 | 0 | 0 | 0 | 83051.4577 | 0 | 0 | 0 | 0 | 0 | 0 | 0 | 2163907.1235 | 0 | 0 | 0 | 0 | 0 | 0 | 0 | 0 | 0 | 0 | 0 | 83051.4577 | 0 | 0 | 0 | 0 | 0 | 0 | 0 | 0 | 0 | -277166.1862 | 0 | 0 | 0 | 0 | 0 | 0 | 0 | 0
2016-02-27 10:00 | 0 | 0 | 0 | 0 | 47067.3561 | 0 | 407285 | 0 | 0 | 0 | 0 | 0 | 0 | 0 | 0 | 0 | 0 | 0 | 0 | 1886740.9373 | 0 | 0 | 0 | 0 | 0 | 0 | 0 | 0 | 0 | 0 | 0 | -83051.4577 | 0 | 0 | 0 | 0 | 0 | 0 | 0 | 0 | 0 | -277166.1862 | 0 | 0 | 0 | 0 | 0 | 0 | 0 | 0
2016-02-27 11:00 | 0 | 0 | 0 | 0 | 698977.1862 | 0 | 421811 | 0 | 0 | 0 | 0 | 0 | 0 | 0 | 0 | 0 | 0 | 0 | 0 | 2163907.1235 | 0 | 0 | 0 | 0 | 0 | 0 | 0 | 0 | 0 | 0 | 0 | 0 | 0 | 0 | 0 | 0 | 0 | 0 | 0 | 0 | 0 | 277166.1862 | 0 | 0 | 0 | 0 | 0 | 0 | 0 | 0
2016-02-27 12:00 | 0 | 0 | 0 | 0 | 242799.2715 | 0 | 436914 | 0 | 0 | 0 | 0 | 83051.4577 | 0 | 0 | 0 | 0 | 0 | 0 | 0 | 1886740.9373 | 0 | 0 | 0 | 0 | 0 | 0 | 0 | 0 | 0 | 0 | 0 | 83051.4577 | 0 | 0 | 0 | 0 | 0 | 0 | 0 | 0 | 0 | -277166.1862 | 0 | 0 | 0 | 0 | 0 | 0 | 0 | 0
2016-02-27 13:00 | 0 | 0 | 0 | 0 | 76068.6992 | 7290.657 | 443577 | 0 | 0 | 0 | 0 | 0 | 0 | 0 | 0 | 0 | 0 | 0 | 0 | 1609574.7511 | 0 | 0 | 0 | 0 | 0 | 0 | 0 | 0 | 0 | 0 | 0 | -83051.4577 | 0 | 0 | 0 | 0 | 0 | 0 | 0 | 0 | 0 | -277166.1862 | 0 | 0 | 0 | 0 | 0 | 0 | 0 | 0
2016-02-27 14:00 | 0 | 0 | 0 | 0 | 418911.6448 | 306048.2808 | 440303 | 0 | 0 | 0 | 0 | 7490.7395 | 0 | 0 | 0 | 0 | 0 | 0 | 0 | 1886740.9373 | 0 | 0 | 0 | 0 | 0 | 0 | 0 | 0 | 0 | 0 | 0 | 7490.7395 | 0 | 0 | 0 | 0 | 0 | 0 | 0 | 0 | 0 | 277166.1862 | 0 | 0 | 0 | 0 | 0 | 0 | 0 | 0
2016-02-27 15:00 | 0 | 0 | 0 | 0 | 25933.8514 | 675507.5953 | 431766 | 0 | 0 | 0 | 0 | 0 | 0 | 0 | 0 | 0 | 0 | 0 | 0 | 2163907.1235 | 0 | 0 | 0 | 0 | 0 | 0 | 0 | 0 | 0 | 0 | 0 | -7490.7395 | 0 | 0 | 0 | 0 | 0 | 0 | 0 | 0 | 0 | 277166.1862 | 0 | 0 | 0 | 0 | 0 | 0 | 0 | 0
2016-02-27 16:00 | 0 | 0 | 0 | 0 | 0 | 752426.1291 | 421204 | 0 | 0 | 0 | 0 | 21282.8575 | 0 | 0 | 0 | 0 | 0 | 0 | 0 | 2441073.3096 | 0 | 32773.0854 | 0 | 0 | 0 | 0 | 0 | 0 | 0 | 0 | 0 | 21282.8575 | 0 | 0 | 0 | 0 | 0 | 0 | 0 | 0 | 0 | 277166.1862 | 0 | 32773.0854 | 0 | 0 | 0 | 0 | 0 | 0
2016-02-27 17:00 | 0 | 0 | 0 | 0 | 0 | 751406.8009 | 410971 | 0 | 0 | 0 | 0 | 104334.3152 | 0 | 0 | 0 | 0 | 0 | 0 | 0 | 2718239.4958 | 0 | 12991.2424 | 0 | 0 | 0 | 0 | 0 | 0 | 0 | 0 | 0 | 83051.4577 | 0 | 0 | 0 | 0 | 0 | 0 | 0 | 0 | 0 | 277166.1862 | 0 | -19781.8429 | 0 | 0 | 0 | 0 | 0 | 0
2016-02-27 18:00 | 0 | 0 | 0 | 0 | 0 | 734692.7905 | 401316 | 0 | 0 | 0 | 0 | 133009.2585 | 0 | 0 | 0 | 0 | 0 | 0 | 0 | 2995405.682 | 0 | 40526.9035 | 0 | 0 | 0 | 0 | 0 | 0 | 0 | 0 | 0 | 28674.9433 | 0 | 0 | 0 | 0 | 0 | 0 | 0 | 0 | 0 | 277166.1862 | 0 | 27535.661 | 0 | 0 | 0 | 0 | 0 | 0
2016-02-27 19:00 | 0 | 0 | 0 | 0 | 0 | 724248.1717 | 394032 | 0 | 0 | 0 | 0 | 186059.2441 | 0 | 0 | 0 | 0 | 0 | 0 | 0 | 3272571.8681 | 0 | 40526.9035 | 0 | 0 | 0 | 0 | 0 | 0 | 0 | 0 | 0 | 53049.9855 | 0 | 0 | 0 | 0 | 0 | 0 | 0 | 0 | 0 | 277166.1862 | 0 | 0 | 0 | 0 | 0 | 0 | 0 | 0
2016-02-27 20:00 | 0 | 0 | 0 | 0 | 0 | 730473.322 | 388994 | 0 | 0 | 0 | 0 | 269110.7018 | 0 | 0 | 0 | 0 | 0 | 0 | 0 | 3549738.0543 | 0 | 21788.5816 | 0 | 0 | 0 | 0 | 0 | 0 | 0 | 0 | 0 | 83051.4577 | 0 | 0 | 0 | 0 | 0 | 0 | 0 | 0 | 0 | 277166.1862 | 0 | -18738.3219 | 0 | 0 | 0 | 0 | 0 | 0
2016-02-27 21:00 | 0 | 0 | 0 | 0 | 0 | 736931.1827 | 388726 | 0 | 0 | 0 | 0 | 321411.3764 | 0 | 0 | 0 | 0 | 0 | 0 | 0 | 3826904.2405 | 0 | 40526.9035 | 0 | 0 | 0 | 0 | 0 | 0 | 0 | 0 | 0 | 52300.6746 | 0 | 0 | 0 | 0 | 0 | 0 | 0 | 0 | 0 | 277166.1862 | 0 | 18738.3219 | 0 | 0 | 0 | 0 | 0 | 0
2016-02-27 22:00 | 0 | 0 | 0 | 0 | 0 | 698473.3427 | 393736 | 0 | 0 | 0 | 0 | 356736.351 | 0 | 0 | 0 | 0 | 0 | 0 | 0 | 4104070.4266 | 0 | 32773.0854 | 0 | 0 | 0 | 0 | 0 | 0 | 0 | 0 | 0 | 35324.9746 | 0 | 0 | 0 | 0 | 0 | 0 | 0 | 0 | 0 | 277166.1862 | 0 | -7753.8181 | 0 | 0 | 0 | 0 | 0 | 0
2016-02-27 23:00 | 0 | 0 | 0 | 0 | 0 | 513791.9466 | 408718 | 0 | 0 | 0 | 0 | 273684.8933 | 0 | 0 | 0 | 0 | 0 | 0 | 0 | 4324968.9163 | 0 | 0 | 0 | 0 | 0 | 0 | 0 | 0 | 0 | 0 | 0 | -83051.4577 | 0 | 0 | 0 | 0 | 0 | 0 | 0 | 0 | 0 | 220898.4897 | 0 | -32773.0854 | 0 | 0 | 0 | 0 | 0 | 0
2016-02-28 | 0 | 0 | 0 | 0 | 0 | 134685.0622 | 423181 | 0 | 0 | 0 | 0 | 190633.4356 | 0 | 0 | 0 | 0 | 0 | 0 | 0 | 4119524.4362 | 0 | 0 | 0 | 0 | 0 | 0 | 0 | 0 | 0 | 0 | 0 | -83051.4577 | 0 | 0 | 0 | 0 | 0 | 0 | 0 | 0 | 0 | -205444.4801 | 0 | 0 | 0 | 0 | 0 | 0 | 0 | 0
2016-02-28 01:00 | 0 | 0 | 0 | 0 | 66647.3802 | 170.9759 | 427036 | 0 | 0 | 0 | 0 | 107581.9779 | 0 | 0 | 0 | 0 | 0 | 0 | 0 | 3842358.25 | 0 | 0 | 0 | 0 | 0 | 0 | 0 | 0 | 0 | 0 | 0 | -83051.4577 | 0 | 0 | 0 | 0 | 0 | 0 | 0 | 0 | 0 | -277166.1862 | 0 | 0 | 0 | 0 | 0 | 0 | 0 | 0
2016-02-28 02:00 | 0 | 0 | 0 | 0 | 230944.2715 | 0 | 425059 | 0 | 0 | 0 | 0 | 190633.4356 | 0 | 0 | 0 | 0 | 0 | 0 | 0 | 3565192.0639 | 0 | 0 | 0 | 0 | 0 | 0 | 0 | 0 | 0 | 0 | 0 | 83051.4577 | 0 | 0 | 0 | 0 | 0 | 0 | 0 | 0 | 0 | -277166.1862 | 0 | 0 | 0 | 0 | 0 | 0 | 0 | 0
2016-02-28 03:00 | 0 | 0 | 0 | 0 | 56615.3561 | 0 | 416833 | 0 | 0 | 0 | 0 | 107581.9779 | 0 | 0 | 0 | 0 | 0 | 0 | 0 | 3288025.8777 | 0 | 0 | 0 | 0 | 0 | 0 | 0 | 0 | 0 | 0 | 0 | -83051.4577 | 0 | 0 | 0 | 0 | 0 | 0 | 0 | 0 | 0 | -277166.1862 | 0 | 0 | 0 | 0 | 0 | 0 | 0 | 0
2016-02-28 04:00 | 0 | 0 | 0 | 0 | 42719.3561 | 0 | 402937 | 0 | 0 | 0 | 0 | 24530.5202 | 0 | 0 | 0 | 0 | 0 | 0 | 0 | 3010859.6915 | 0 | 0 | 0 | 0 | 0 | 0 | 0 | 0 | 0 | 0 | 0 | -83051.4577 | 0 | 0 | 0 | 0 | 0 | 0 | 0 | 0 | 0 | -277166.1862 | 0 | 0 | 0 | 0 | 0 | 0 | 0 | 0
2016-02-28 05:00 | 0 | 0 | 0 | 0 | 749737.6439 | 0 | 389520 | 0 | 0 | 0 | 0 | 107581.9779 | 0 | 0 | 0 | 0 | 0 | 0 | 0 | 3288025.8777 | 0 | 0 | 0 | 0 | 0 | 0 | 0 | 0 | 0 | 0 | 0 | 83051.4577 | 0 | 0 | 0 | 0 | 0 | 0 | 0 | 0 | 0 | 277166.1862 | 0 | 0 | 0 | 0 | 0 | 0 | 0 | 0
2016-02-28 06:00 | 0 | 0 | 0 | 0 | 18797.3561 | 0 | 379015 | 0 | 0 | 0 | 0 | 24530.5202 | 0 | 0 | 0 | 0 | 0 | 0 | 0 | 3010859.6915 | 0 | 0 | 0 | 0 | 0 | 0 | 0 | 0 | 0 | 0 | 0 | -83051.4577 | 0 | 0 | 0 | 0 | 0 | 0 | 0 | 0 | 0 | -277166.1862 | 0 | 0 | 0 | 0 | 0 | 0 | 0 | 0
2016-02-28 07:00 | 0 | 0 | 0 | 0 | 70504.2936 | 0 | 372201 | 0 | 0 | 0 | 0 | 0 | 0 | 0 | 0 | 0 | 0 | 0 | 0 | 2733693.5054 | 0 | 0 | 0 | 0 | 0 | 0 | 0 | 0 | 0 | 0 | 0 | -24530.5202 | 0 | 0 | 0 | 0 | 0 | 0 | 0 | 0 | 0 | -277166.1862 | 0 | 0 | 0 | 0 | 0 | 0 | 0 | 0
2016-02-28 08:00 | 0 | 0 | 0 | 0 | 174471.2715 | 0 | 368586 | 0 | 0 | 0 | 0 | 83051.4577 | 0 | 0 | 0 | 0 | 0 | 0 | 0 | 2456527.3192 | 0 | 0 | 0 | 0 | 0 | 0 | 0 | 0 | 0 | 0 | 0 | 83051.4577 | 0 | 0 | 0 | 0 | 0 | 0 | 0 | 0 | 0 | -277166.1862 | 0 | 0 | 0 | 0 | 0 | 0 | 0 | 0
2016-02-28 09:00 | 0 | 0 | 0 | 0 | 8713.3561 | 0 | 368931 | 0 | 0 | 0 | 0 | 0 | 0 | 0 | 0 | 0 | 0 | 0 | 0 | 2179361.133 | 0 | 0 | 0 | 0 | 0 | 0 | 0 | 0 | 0 | 0 | 0 | -83051.4577 | 0 | 0 | 0 | 0 | 0 | 0 | 0 | 0 | 0 | -277166.1862 | 0 | 0 | 0 | 0 | 0 | 0 | 0 | 0
2016-02-28 10:00 | 0 | 0 | 0 | 0 | 650431.1862 | 0 | 373265 | 0 | 0 | 0 | 0 | 0 | 0 | 0 | 0 | 0 | 0 | 0 | 0 | 2456527.3192 | 0 | 0 | 0 | 0 | 0 | 0 | 0 | 0 | 0 | 0 | 0 | 0 | 0 | 0 | 0 | 0 | 0 | 0 | 0 | 0 | 0 | 277166.1862 | 0 | 0 | 0 | 0 | 0 | 0 | 0 | 0
2016-02-28 11:00 | 0 | 0 | 0 | 0 | 188006.2715 | 0 | 382121 | 0 | 0 | 0 | 0 | 83051.4577 | 0 | 0 | 0 | 0 | 0 | 0 | 0 | 2179361.133 | 0 | 0 | 0 | 0 | 0 | 0 | 0 | 0 | 0 | 0 | 0 | 83051.4577 | 0 | 0 | 0 | 0 | 0 | 0 | 0 | 0 | 0 | -277166.1862 | 0 | 0 | 0 | 0 | 0 | 0 | 0 | 0
2016-02-28 12:00 | 0 | 0 | 0 | 0 | 32030.3561 | 0 | 392248 | 0 | 0 | 0 | 0 | 0 | 0 | 0 | 0 | 0 | 0 | 0 | 0 | 1902194.9469 | 0 | 0 | 0 | 0 | 0 | 0 | 0 | 0 | 0 | 0 | 0 | -83051.4577 | 0 | 0 | 0 | 0 | 0 | 0 | 0 | 0 | 0 | -277166.1862 | 0 | 0 | 0 | 0 | 0 | 0 | 0 | 0
2016-02-28 13:00 | 0 | 0 | 0 | 0 | 111273.8823 | 8730.9316 | 397171 | 0 | 0 | 0 | 0 | 0 | 0 | 0 | 0 | 0 | 0 | 0 | 0 | 1625028.7607 | 0 | 0 | 0 | 0 | 0 | 0 | 0 | 0 | 0 | 0 | 0 | 0 | 0 | 0 | 0 | 0 | 0 | 0 | 0 | 0 | 0 | -277166.1862 | 0 | 0 | 0 | 0 | 0 | 0 | 0 | 0
2016-02-28 14:00 | 0 | 0 | 0 | 0 | 346243.5181 | 326924.6681 | 396002 | 0 | 0 | 0 | 0 | 0 | 0 | 0 | 0 | 0 | 0 | 0 | 0 | 1902194.9469 | 0 | 0 | 0 | 0 | 0 | 0 | 0 | 0 | 0 | 0 | 0 | 0 | 0 | 0 | 0 | 0 | 0 | 0 | 0 | 0 | 0 | 277166.1862 | 0 | 0 | 0 | 0 | 0 | 0 | 0 | 0
2016-02-28 15:00 | 0 | 0 | 0 | 0 | 0 | 675239.0666 | 390876 | 0 | 0 | 0 | 0 | 7196.8804 | 0 | 0 | 0 | 0 | 0 | 0 | 0 | 2179361.133 | 0 | 0 | 0 | 0 | 0 | 0 | 0 | 0 | 0 | 0 | 0 | 7196.8804 | 0 | 0 | 0 | 0 | 0 | 0 | 0 | 0 | 0 | 277166.1862 | 0 | 0 | 0 | 0 | 0 | 0 | 0 | 0
2016-02-28 16:00 | 0 | 0 | 0 | 0 | 0 | 754982.672 | 385642 | 0 | 0 | 0 | 0 | 90248.3381 | 0 | 0 | 0 | 0 | 0 | 0 | 0 | 2456527.3192 | 0 | 9123.0281 | 0 | 0 | 0 | 0 | 0 | 0 | 0 | 0 | 0 | 83051.4577 | 0 | 0 | 0 | 0 | 0 | 0 | 0 | 0 | 0 | 277166.1862 | 0 | 9123.0281 | 0 | 0 | 0 | 0 | 0 | 0
2016-02-28 17:00 | 0 | 0 | 0 | 0 | 0 | 745127.0547 | 380965 | 0 | 0 | 0 | 0 | 145840.3313 | 0 | 0 | 0 | 0 | 0 | 0 | 0 | 2733693.5054 | 0 | 40526.9035 | 0 | 0 | 0 | 0 | 0 | 0 | 0 | 0 | 0 | 55591.9932 | 0 | 0 | 0 | 0 | 0 | 0 | 0 | 0 | 0 | 277166.1862 | 0 | 31403.8753 | 0 | 0 | 0 | 0 | 0 | 0
2016-02-28 18:00 | 0 | 0 | 0 | 0 | 0 | 724733.7926 | 377464 | 0 | 0 | 0 | 0 | 228891.789 | 0 | 0 | 0 | 0 | 0 | 0 | 0 | 3010859.6915 | 0 | 27579.0522 | 0 | 0 | 0 | 0 | 0 | 0 | 0 | 0 | 0 | 83051.4577 | 0 | 0 | 0 | 0 | 0 | 0 | 0 | 0 | 0 | 277166.1862 | 0 | -12947.8513 | 0 | 0 | 0 | 0 | 0 | 0
2016-02-28 19:00 | 0 | 0 | 0 | 0 | 0 | 708769.2611 | 374184 | 0 | 0 | 0 | 0 | 273363.0127 | 0 | 0 | 0 | 0 | 0 | 0 | 0 | 3288025.8777 | 0 | 40526.9035 | 0 | 0 | 0 | 0 | 0 | 0 | 0 | 0 | 0 | 44471.2237 | 0 | 0 | 0 | 0 | 0 | 0 | 0 | 0 | 0 | 277166.1862 | 0 | 12947.8513 | 0 | 0 | 0 | 0 | 0 | 0
2016-02-28 20:00 | 0 | 0 | 0 | 0 | 0 | 706602.2745 | 372997 | 0 | 0 | 0 | 0 | 329802.101 | 0 | 0 | 0 | 0 | 0 | 0 | 0 | 3565192.0639 | 0 | 40526.9035 | 0 | 0 | 0 | 0 | 0 | 0 | 0 | 0 | 0 | 56439.0883 | 0 | 0 | 0 | 0 | 0 | 0 | 0 | 0 | 0 | 277166.1862 | 0 | 0 | 0 | 0 | 0 | 0 | 0 | 0
2016-02-28 21:00 | 0 | 0 | 0 | 0 | 0 | 699114.7909 | 375600 | 0 | 0 | 0 | 0 | 376150.7058 | 0 | 0 | 0 | 0 | 0 | 0 | 0 | 3842358.25 | 0 | 40526.9035 | 0 | 0 | 0 | 0 | 0 | 0 | 0 | 0 | 0 | 46348.6048 | 0 | 0 | 0 | 0 | 0 | 0 | 0 | 0 | 0 | 277166.1862 | 0 | 0 | 0 | 0 | 0 | 0 | 0 | 0
2016-02-28 22:00 | 0 | 0 | 0 | 0 | 0 | 632677.1158 | 384629 | 0 | 0 | 0 | 0 | 354786.4536 | 0 | 0 | 0 | 0 | 0 | 0 | 0 | 4119524.4362 | 0 | 32773.0854 | 0 | 0 | 0 | 0 | 0 | 0 | 0 | 0 | 0 | -21364.2523 | 0 | 0 | 0 | 0 | 0 | 0 | 0 | 0 | 0 | 277166.1862 | 0 | -7753.8181 | 0 | 0 | 0 | 0 | 0 | 0
2016-02-28 23:00 | 0 | 0 | 0 | 0 | 0 | 451531.4136 | 401421 | 0 | 0 | 0 | 0 | 271734.9959 | 0 | 0 | 0 | 0 | 0 | 0 | 0 | 4285459.3929 | 0 | 0 | 0 | 0 | 0 | 0 | 0 | 0 | 0 | 0 | 0 | -83051.4577 | 0 | 0 | 0 | 0 | 0 | 0 | 0 | 0 | 0 | 165934.9567 | 0 | -32773.0854 | 0 | 0 | 0 | 0 | 0 | 0
2016-02-29 | 0 | 0 | 0 | 0 | 0 | 93108.9857 | 416582 | 0 | 0 | 0 | 0 | 188683.5381 | 0 | 0 | 0 | 0 | 0 | 0 | 0 | 4045037.8363 | 0 | 0 | 0 | 0 | 0 | 0 | 0 | 0 | 0 | 0 | 0 | -83051.4577 | 0 | 0 | 0 | 0 | 0 | 0 | 0 | 0 | 0 | -240421.5566 | 0 | 0 | 0 | 0 | 0 | 0 | 0 | 0
2016-02-29 01:00 | 0 | 0 | 0 | 0 | 59251.2095 | 179.1466 | 419648 | 0 | 0 | 0 | 0 | 105632.0804 | 0 | 0 | 0 | 0 | 0 | 0 | 0 | 3767871.6502 | 0 | 0 | 0 | 0 | 0 | 0 | 0 | 0 | 0 | 0 | 0 | -83051.4577 | 0 | 0 | 0 | 0 | 0 | 0 | 0 | 0 | 0 | -277166.1862 | 0 | 0 | 0 | 0 | 0 | 0 | 0 | 0
2016-02-29 02:00 | 0 | 0 | 0 | 0 | 218674.2715 | 0 | 412789 | 0 | 0 | 0 | 0 | 188683.5381 | 0 | 0 | 0 | 0 | 0 | 0 | 0 | 3490705.464 | 0 | 0 | 0 | 0 | 0 | 0 | 0 | 0 | 0 | 0 | 0 | 83051.4577 | 0 | 0 | 0 | 0 | 0 | 0 | 0 | 0 | 0 | -277166.1862 | 0 | 0 | 0 | 0 | 0 | 0 | 0 | 0
2016-02-29 03:00 | 0 | 0 | 0 | 0 | 38513.3561 | 0 | 398731 | 0 | 0 | 0 | 0 | 105632.0804 | 0 | 0 | 0 | 0 | 0 | 0 | 0 | 3213539.2778 | 0 | 0 | 0 | 0 | 0 | 0 | 0 | 0 | 0 | 0 | 0 | -83051.4577 | 0 | 0 | 0 | 0 | 0 | 0 | 0 | 0 | 0 | -277166.1862 | 0 | 0 | 0 | 0 | 0 | 0 | 0 | 0
2016-02-29 04:00 | 0 | 0 | 0 | 0 | 656610.8537 | 0 | 379684 | 0 | 0 | 0 | 0 | 188683.5381 | 0 | 0 | 0 | 0 | 0 | 0 | 0 | 3403940.3177 | 0 | 3474.3561 | 0 | 0 | 0 | 0 | 0 | 0 | 0 | 0 | 0 | 83051.4577 | 0 | 0 | 0 | 0 | 0 | 0 | 0 | 0 | 0 | 190401.0399 | 0 | 3474.3561 | 0 | 0 | 0 | 0 | 0 | 0
2016-02-29 05:00 | 0 | 0 | 0 | 0 | 0 | 0 | 363692 | 0 | 0 | 0 | 0 | 105632.0804 | 0 | 0 | 0 | 0 | 0 | 0 | 0 | 3126774.1316 | 0 | 0 | 0 | 0 | 0 | 0 | 0 | 0 | 0 | 0 | 0 | -83051.4577 | 0 | 0 | 0 | 0 | 0 | 0 | 0 | 0 | 0 | -277166.1862 | 0 | -3474.3561 | 0 | 0 | 0 | 0 | 0 | 0
2016-02-29 06:00 | 0 | 0 | 0 | 0 | 0 | 0 | 350896 | 0 | 0 | 0 | 0 | 31902.2666 | 0 | 0 | 0 | 0 | 0 | 0 | 0 | 2849607.9454 | 0 | 0 | 0 | 0 | 0 | 0 | 0 | 0 | 0 | 0 | 0 | -73729.8138 | 0 | 0 | 0 | 0 | 0 | 0 | 0 | 0 | 0 | -277166.1862 | 0 | 0 | 0 | 0 | 0 | 0 | 0 | 0
2016-02-29 07:00 | 0 | 0 | 0 | 0 | 149118.2715 | 0 | 343233 | 0 | 0 | 0 | 0 | 114953.7243 | 0 | 0 | 0 | 0 | 0 | 0 | 0 | 2572441.7592 | 0 | 0 | 0 | 0 | 0 | 0 | 0 | 0 | 0 | 0 | 0 | 83051.4577 | 0 | 0 | 0 | 0 | 0 | 0 | 0 | 0 | 0 | -277166.1862 | 0 | 0 | 0 | 0 | 0 | 0 | 0 | 0
2016-02-29 08:00 | 0 | 0 | 0 | 0 | 0 | 0 | 341224 | 0 | 0 | 0 | 0 | 31902.2666 | 0 | 0 | 0 | 0 | 0 | 0 | 0 | 2314269.217 | 0 | 0 | 0 | 0 | 0 | 0 | 0 | 0 | 0 | 0 | 0 | -83051.4577 | 0 | 0 | 0 | 0 | 0 | 0 | 0 | 0 | 0 | -258172.5423 | 0 | 0 | 0 | 0 | 0 | 0 | 0 | 0
2016-02-29 09:00 | 0 | 0 | 0 | 0 | 590807.9196 | 0 | 345544 | 0 | 0 | 0 | 0 | 0 | 0 | 0 | 0 | 0 | 0 | 0 | 0 | 2591435.4031 | 0 | 0 | 0 | 0 | 0 | 0 | 0 | 0 | 0 | 0 | 0 | -31902.2666 | 0 | 0 | 0 | 0 | 0 | 0 | 0 | 0 | 0 | 277166.1862 | 0 | 0 | 0 | 0 | 0 | 0 | 0 | 0
2016-02-29 10:00 | 0 | 0 | 0 | 0 | 168009.2715 | 0 | 362124 | 0 | 0 | 0 | 0 | 83051.4577 | 0 | 0 | 0 | 0 | 0 | 0 | 0 | 2314269.217 | 0 | 0 | 0 | 0 | 0 | 0 | 0 | 0 | 0 | 0 | 0 | 83051.4577 | 0 | 0 | 0 | 0 | 0 | 0 | 0 | 0 | 0 | -277166.1862 | 0 | 0 | 0 | 0 | 0 | 0 | 0 | 0
2016-02-29 11:00 | 0 | 0 | 0 | 0 | 35409.3561 | 0 | 395627 | 0 | 0 | 0 | 0 | 0 | 0 | 0 | 0 | 0 | 0 | 0 | 0 | 2037103.0308 | 0 | 0 | 0 | 0 | 0 | 0 | 0 | 0 | 0 | 0 | 0 | -83051.4577 | 0 | 0 | 0 | 0 | 0 | 0 | 0 | 0 | 0 | -277166.1862 | 0 | 0 | 0 | 0 | 0 | 0 | 0 | 0
2016-02-29 12:00 | 0 | 0 | 0 | 0 | 147400.8138 | 0 | 424567 | 0 | 0 | 0 | 0 | 0 | 0 | 0 | 0 | 0 | 0 | 0 | 0 | 1759936.8446 | 0 | 0 | 0 | 0 | 0 | 0 | 0 | 0 | 0 | 0 | 0 | 0 | 0 | 0 | 0 | 0 | 0 | 0 | 0 | 0 | 0 | -277166.1862 | 0 | 0 | 0 | 0 | 0 | 0 | 0 | 0
2016-02-29 13:00 | 0 | 0 | 0 | 0 | 600953.3794 | 11620.5858 | 433075 | 0 | 0 | 0 | 0 | 0 | 0 | 0 | 0 | 0 | 0 | 0 | 0 | 1939435.8099 | 0 | 0 | 0 | 0 | 0 | 0 | 0 | 0 | 0 | 0 | 0 | 0 | 0 | 0 | 0 | 0 | 0 | 0 | 0 | 0 | 0 | 179498.9653 | 0 | 0 | 0 | 0 | 0 | 0 | 0 | 0
2016-02-29 14:00 | 0 | 0 | 0 | 0 | 386645.9516 | 326135.2345 | 435615 | 0 | 0 | 0 | 0 | 0 | 0 | 0 | 0 | 0 | 0 | 0 | 0 | 2216601.9961 | 0 | 0 | 0 | 0 | 0 | 0 | 0 | 0 | 0 | 0 | 0 | 0 | 0 | 0 | 0 | 0 | 0 | 0 | 0 | 0 | 0 | 277166.1862 | 0 | 0 | 0 | 0 | 0 | 0 | 0 | 0
2016-02-29 15:00 | 0 | 0 | 0 | 0 | 19274.5563 | 694243.6299 | 436352 | 0 | 0 | 0 | 0 | 0 | 0 | 0 | 0 | 0 | 0 | 0 | 0 | 2493768.1822 | 0 | 0 | 0 | 0 | 0 | 0 | 0 | 0 | 0 | 0 | 0 | 0 | 0 | 0 | 0 | 0 | 0 | 0 | 0 | 0 | 0 | 277166.1862 | 0 | 0 | 0 | 0 | 0 | 0 | 0 | 0
2016-02-29 16:00 | 0 | 0 | 0 | 0 | 14894.3485 | 779593.2954 | 434270 | 0 | 0 | 0 | 0 | 83051.4577 | 0 | 0 | 0 | 0 | 0 | 0 | 0 | 2770934.3684 | 0 | 0 | 0 | 0 | 0 | 0 | 0 | 0 | 0 | 0 | 0 | 83051.4577 | 0 | 0 | 0 | 0 | 0 | 0 | 0 | 0 | 0 | 277166.1862 | 0 | 0 | 0 | 0 | 0 | 0 | 0 | 0
2016-02-29 17:00 | 0 | 0 | 0 | 0 | 0 | 761961.815 | 430284 | 0 | 0 | 0 | 0 | 137563.0865 | 0 | 0 | 0 | 0 | 0 | 0 | 0 | 3048100.5545 | 0 | 0 | 0 | 0 | 0 | 0 | 0 | 0 | 0 | 0 | 0 | 54511.6288 | 0 | 0 | 0 | 0 | 0 | 0 | 0 | 0 | 0 | 277166.1862 | 0 | 0 | 0 | 0 | 0 | 0 | 0 | 0
2016-02-29 18:00 | 0 | 0 | 0 | 0 | 0 | 736105.4621 | 426871 | 0 | 0 | 0 | 0 | 169631.3624 | 0 | 0 | 0 | 0 | 0 | 0 | 0 | 3325266.7407 | 0 | 0 | 0 | 0 | 0 | 0 | 0 | 0 | 0 | 0 | 0 | 32068.2759 | 0 | 0 | 0 | 0 | 0 | 0 | 0 | 0 | 0 | 277166.1862 | 0 | 0 | 0 | 0 | 0 | 0 | 0 | 0
2016-02-29 19:00 | 0 | 0 | 0 | 0 | 0 | 717897.9554 | 424041 | 0 | 0 | 0 | 0 | 186322.1316 | 0 | 0 | 0 | 0 | 0 | 0 | 0 | 3602432.9269 | 0 | 0 | 0 | 0 | 0 | 0 | 0 | 0 | 0 | 0 | 0 | 16690.7692 | 0 | 0 | 0 | 0 | 0 | 0 | 0 | 0 | 0 | 277166.1862 | 0 | 0 | 0 | 0 | 0 | 0 | 0 | 0
2016-02-29 20:00 | 0 | 0 | 0 | 0 | 0 | 721389.1978 | 421577 | 0 | 0 | 0 | 0 | 258837.254 | 0 | 0 | 0 | 0 | 0 | 0 | 0 | 3829730.0023 | 0 | 0 | 0 | 0 | 0 | 0 | 0 | 0 | 0 | 0 | 0 | 72515.1224 | 0 | 0 | 0 | 0 | 0 | 0 | 0 | 0 | 0 | 227297.0754 | 0 | 0 | 0 | 0 | 0 | 0 | 0 | 0
2016-02-29 21:00 | 0 | 0 | 0 | 0 | 0 | 724114.5433 | 422147 | 0 | 0 | 0 | 0 | 283638.6111 | 0 | 0 | 0 | 0 | 0 | 0 | 0 | 4106896.1885 | 0 | 0 | 0 | 0 | 0 | 0 | 0 | 0 | 0 | 0 | 0 | 24801.3571 | 0 | 0 | 0 | 0 | 0 | 0 | 0 | 0 | 0 | 277166.1862 | 0 | 0 | 0 | 0 | 0 | 0 | 0 | 0
2016-02-29 22:00 | 0 | 0 | 0 | 0 | 0 | 692146.5275 | 427406 | 0 | 0 | 0 | 0 | 271212.9524 | 0 | 0 | 0 | 0 | 0 | 0 | 0 | 4384062.3746 | 0 | 0 | 0 | 0 | 0 | 0 | 0 | 0 | 0 | 0 | 0 | -12425.6587 | 0 | 0 | 0 | 0 | 0 | 0 | 0 | 0 | 0 | 277166.1862 | 0 | 0 | 0 | 0 | 0 | 0 | 0 | 0
2016-02-29 23:00 | 0 | 0 | 0 | 0 | 0 | 521744.8586 | 440807 | 0 | 0 | 0 | 0 | 188161.4947 | 0 | 0 | 0 | 0 | 0 | 0 | 0 | 4548051.6909 | 0 | 0 | 0 | 0 | 0 | 0 | 0 | 0 | 0 | 0 | 0 | -83051.4577 | 0 | 0 | 0 | 0 | 0 | 0 | 0 | 0 | 0 | 163989.3163 | 0 | 0 | 0 | 0 | 0 | 0 | 0 | 0
2016-03-01 | 0 | 0 | 0 | 0 | 0 | 155750.2345 | 454975 | 0 | 0 | 0 | 0 | 166102.9154 | 0 | 0 | 0 | 0 | 0 | 0 | 0 | 4270885.5047 | 0 | 0 | 0 | 0 | 0 | 0 | 0 | 0 | 0 | 0 | 0 | -22058.5793 | 0 | 0 | 0 | 0 | 0 | 0 | 0 | 0 | 0 | -277166.1862 | 0 | 0 | 0 | 0 | 0 | 0 | 0 | 0
2016-03-01 01:00 | 0 | 0 | 0 | 0 | 260538.258 | 287.0136 | 454940 | 0 | 0 | 0 | 0 | 249154.3731 | 0 | 0 | 0 | 0 | 0 | 0 | 0 | 3993719.3186 | 0 | 0 | 0 | 0 | 0 | 0 | 0 | 0 | 0 | 0 | 0 | 83051.4577 | 0 | 0 | 0 | 0 | 0 | 0 | 0 | 0 | 0 | -277166.1862 | 0 | 0 | 0 | 0 | 0 | 0 | 0 | 0
2016-03-01 02:00 | 0 | 0 | 0 | 0 | 83428.3561 | 0 | 443646 | 0 | 0 | 0 | 0 | 166102.9154 | 0 | 0 | 0 | 0 | 0 | 0 | 0 | 3716553.1324 | 0 | 0 | 0 | 0 | 0 | 0 | 0 | 0 | 0 | 0 | 0 | -83051.4577 | 0 | 0 | 0 | 0 | 0 | 0 | 0 | 0 | 0 | -277166.1862 | 0 | 0 | 0 | 0 | 0 | 0 | 0 | 0
2016-03-01 03:00 | 0 | 0 | 0 | 0 | 526153.8491 | 0 | 424940 | 0 | 0 | 0 | 0 | 83051.4577 | 0 | 0 | 0 | 0 | 0 | 0 | 0 | 3900818.4392 | 0 | 0 | 0 | 0 | 0 | 0 | 0 | 0 | 0 | 0 | 0 | -83051.4577 | 0 | 0 | 0 | 0 | 0 | 0 | 0 | 0 | 0 | 184265.3068 | 0 | 0 | 0 | 0 | 0 | 0 | 0 | 0
2016-03-01 04:00 | 0 | 0 | 0 | 0 | 42230.3561 | 0 | 402448 | 0 | 0 | 0 | 0 | 0 | 0 | 0 | 0 | 0 | 0 | 0 | 0 | 3623652.2531 | 0 | 0 | 0 | 0 | 0 | 0 | 0 | 0 | 0 | 0 | 0 | -83051.4577 | 0 | 0 | 0 | 0 | 0 | 0 | 0 | 0 | 0 | -277166.1862 | 0 | 0 | 0 | 0 | 0 | 0 | 0 | 0
2016-03-01 05:00 | 0 | 0 | 0 | 0 | 188407.2715 | 0 | 382522 | 0 | 0 | 0 | 0 | 83051.4577 | 0 | 0 | 0 | 0 | 0 | 0 | 0 | 3346486.0669 | 0 | 0 | 0 | 0 | 0 | 0 | 0 | 0 | 0 | 0 | 0 | 83051.4577 | 0 | 0 | 0 | 0 | 0 | 0 | 0 | 0 | 0 | -277166.1862 | 0 | 0 | 0 | 0 | 0 | 0 | 0 | 0
2016-03-01 06:00 | 0 | 0 | 0 | 0 | 504725.6616 | 0 | 369140 | 0 | 0 | 0 | 0 | 166102.9154 | 0 | 0 | 0 | 0 | 0 | 0 | 0 | 3399020.2708 | 0 | 0 | 0 | 0 | 0 | 0 | 0 | 0 | 0 | 0 | 0 | 83051.4577 | 0 | 0 | 0 | 0 | 0 | 0 | 0 | 0 | 0 | 52534.2039 | 0 | 0 | 0 | 0 | 0 | 0 | 0 | 0
2016-03-01 07:00 | 0 | 0 | 0 | 0 | 0 | 0 | 360103 | 0 | 0 | 0 | 0 | 83051.4577 | 0 | 0 | 0 | 0 | 0 | 0 | 0 | 3121968.7286 | 0 | 0 | 0 | 0 | 0 | 0 | 0 | 0 | 0 | 0 | 0 | -83051.4577 | 0 | 0 | 0 | 0 | 0 | 0 | 0 | 0 | 0 | -277051.5423 | 0 | 0 | 0 | 0 | 0 | 0 | 0 | 0
2016-03-01 08:00 | 0 | 0 | 0 | 0 | 79809.8138 | 0 | 356976 | 0 | 0 | 0 | 0 | 83051.4577 | 0 | 0 | 0 | 0 | 0 | 0 | 0 | 2844802.5424 | 0 | 0 | 0 | 0 | 0 | 0 | 0 | 0 | 0 | 0 | 0 | 0 | 0 | 0 | 0 | 0 | 0 | 0 | 0 | 0 | 0 | -277166.1862 | 0 | 0 | 0 | 0 | 0 | 0 | 0 | 0
2016-03-01 09:00 | 0 | 0 | 0 | 0 | 516259.2539 | 0 | 359428 | 0 | 0 | 0 | 0 | 166102.9154 | 0 | 0 | 0 | 0 | 0 | 0 | 0 | 2905110.9824 | 0 | 13471.3561 | 0 | 0 | 0 | 0 | 0 | 0 | 0 | 0 | 0 | 83051.4577 | 0 | 0 | 0 | 0 | 0 | 0 | 0 | 0 | 0 | 60308.44 | 0 | 13471.3561 | 0 | 0 | 0 | 0 | 0 | 0
2016-03-01 10:00 | 0 | 0 | 0 | 0 | 0 | 0 | 373689 | 0 | 0 | 0 | 0 | 83051.4577 | 0 | 0 | 0 | 0 | 0 | 0 | 0 | 2627944.7962 | 0 | 0 | 0 | 0 | 0 | 0 | 0 | 0 | 0 | 0 | 0 | -83051.4577 | 0 | 0 | 0 | 0 | 0 | 0 | 0 | 0 | 0 | -277166.1862 | 0 | -13471.3561 | 0 | 0 | 0 | 0 | 0 | 0
2016-03-01 11:00 | 0 | 0 | 0 | 0 | 45177.3561 | 0 | 405395 | 0 | 0 | 0 | 0 | 0 | 0 | 0 | 0 | 0 | 0 | 0 | 0 | 2350778.6101 | 0 | 0 | 0 | 0 | 0 | 0 | 0 | 0 | 0 | 0 | 0 | -83051.4577 | 0 | 0 | 0 | 0 | 0 | 0 | 0 | 0 | 0 | -277166.1862 | 0 | 0 | 0 | 0 | 0 | 0 | 0 | 0
2016-03-01 12:00 | 0 | 0 | 0 | 0 | 473351.368 | 0 | 430326 | 0 | 0 | 0 | 0 | 83051.4577 | 0 | 0 | 0 | 0 | 0 | 0 | 0 | 2310752.5204 | 0 | 0 | 0 | 0 | 0 | 0 | 0 | 0 | 0 | 0 | 0 | 83051.4577 | 0 | 0 | 0 | 0 | 0 | 0 | 0 | 0 | 0 | -40026.0897 | 0 | 0 | 0 | 0 | 0 | 0 | 0 | 0
2016-03-01 13:00 | 0 | 0 | 0 | 0 | 61248.5406 | 14260.8156 | 435727 | 0 | 0 | 0 | 0 | 0 | 0 | 0 | 0 | 0 | 0 | 0 | 0 | 2033586.3342 | 0 | 0 | 0 | 0 | 0 | 0 | 0 | 0 | 0 | 0 | 0 | -83051.4577 | 0 | 0 | 0 | 0 | 0 | 0 | 0 | 0 | 0 | -277166.1862 | 0 | 0 | 0 | 0 | 0 | 0 | 0 | 0
2016-03-01 14:00 | 0 | 0 | 0 | 0 | 344727.1773 | 334191.9953 | 436321 | 0 | 0 | 0 | 0 | 0 | 0 | 0 | 0 | 0 | 0 | 0 | 0 | 2276184.5069 | 0 | 0 | 0 | 0 | 0 | 0 | 0 | 0 | 0 | 0 | 0 | 0 | 0 | 0 | 0 | 0 | 0 | 0 | 0 | 0 | 0 | 242598.1726 | 0 | 0 | 0 | 0 | 0 | 0 | 0 | 0
2016-03-01 15:00 | 0 | 0 | 0 | 0 | 89168.0609 | 625029.1253 | 437031 | 0 | 0 | 0 | 0 | 0 | 0 | 0 | 0 | 0 | 0 | 0 | 0 | 2553350.693 | 0 | 0 | 0 | 0 | 0 | 0 | 0 | 0 | 0 | 0 | 0 | 0 | 0 | 0 | 0 | 0 | 0 | 0 | 0 | 0 | 0 | 277166.1862 | 0 | 0 | 0 | 0 | 0 | 0 | 0 | 0
2016-03-01 16:00 | 0 | 0 | 0 | 0 | 79860.7707 | 716394.8732 | 436038 | 0 | 0 | 0 | 0 | 83051.4577 | 0 | 0 | 0 | 0 | 0 | 0 | 0 | 2830516.8792 | 0 | 0 | 0 | 0 | 0 | 0 | 0 | 0 | 0 | 0 | 0 | 83051.4577 | 0 | 0 | 0 | 0 | 0 | 0 | 0 | 0 | 0 | 277166.1862 | 0 | 0 | 0 | 0 | 0 | 0 | 0 | 0
2016-03-01 17:00 | 0 | 0 | 0 | 0 | 0 | 741808.3547 | 434122 | 0 | 0 | 0 | 0 | 113571.6262 | 0 | 0 | 0 | 0 | 0 | 0 | 0 | 3107683.0654 | 0 | 0 | 0 | 0 | 0 | 0 | 0 | 0 | 0 | 0 | 0 | 30520.1685 | 0 | 0 | 0 | 0 | 0 | 0 | 0 | 0 | 0 | 277166.1862 | 0 | 0 | 0 | 0 | 0 | 0 | 0 | 0
2016-03-01 18:00 | 0 | 0 | 0 | 0 | 0 | 731594.2888 | 434041 | 0 | 0 | 0 | 0 | 133958.7289 | 0 | 0 | 0 | 0 | 0 | 0 | 0 | 3384849.2515 | 0 | 0 | 0 | 0 | 0 | 0 | 0 | 0 | 0 | 0 | 0 | 20387.1026 | 0 | 0 | 0 | 0 | 0 | 0 | 0 | 0 | 0 | 277166.1862 | 0 | 0 | 0 | 0 | 0 | 0 | 0 | 0
2016-03-01 19:00 | 0 | 0 | 0 | 0 | 0 | 724362.2176 | 433074 | 0 | 0 | 0 | 0 | 148080.7603 | 0 | 0 | 0 | 0 | 0 | 0 | 0 | 3662015.4377 | 0 | 0 | 0 | 0 | 0 | 0 | 0 | 0 | 0 | 0 | 0 | 14122.0315 | 0 | 0 | 0 | 0 | 0 | 0 | 0 | 0 | 0 | 277166.1862 | 0 | 0 | 0 | 0 | 0 | 0 | 0 | 0
2016-03-01 20:00 | 0 | 0 | 0 | 0 | 59196.2858 | 733882.358 | 432861 | 0 | 0 | 0 | 0 | 231132.218 | 0 | 0 | 0 | 0 | 0 | 0 | 0 | 3939181.6238 | 0 | 0 | 0 | 0 | 0 | 0 | 0 | 0 | 0 | 0 | 0 | 83051.4577 | 0 | 0 | 0 | 0 | 0 | 0 | 0 | 0 | 0 | 277166.1862 | 0 | 0 | 0 | 0 | 0 | 0 | 0 | 0
2016-03-01 21:00 | 0 | 0 | 0 | 0 | 0 | 739023.8291 | 434932 | 0 | 0 | 0 | 0 | 258057.861 | 0 | 0 | 0 | 0 | 0 | 0 | 0 | 4216347.81 | 0 | 0 | 0 | 0 | 0 | 0 | 0 | 0 | 0 | 0 | 0 | 26925.643 | 0 | 0 | 0 | 0 | 0 | 0 | 0 | 0 | 0 | 277166.1862 | 0 | 0 | 0 | 0 | 0 | 0 | 0 | 0
2016-03-01 22:00 | 0 | 0 | 0 | 0 | 0 | 696697.0043 | 441207 | 0 | 0 | 0 | 0 | 236381.6791 | 0 | 0 | 0 | 0 | 0 | 0 | 0 | 4493513.9962 | 0 | 0 | 0 | 0 | 0 | 0 | 0 | 0 | 0 | 0 | 0 | -21676.1818 | 0 | 0 | 0 | 0 | 0 | 0 | 0 | 0 | 0 | 277166.1862 | 0 | 0 | 0 | 0 | 0 | 0 | 0 | 0
2016-03-01 23:00 | 0 | 0 | 0 | 0 | 0 | 525450.0553 | 453833 | 0 | 0 | 0 | 0 | 319433.1368 | 0 | 0 | 0 | 0 | 0 | 0 | 0 | 4482079.5938 | 0 | 0 | 0 | 0 | 0 | 0 | 0 | 0 | 0 | 0 | 0 | 83051.4577 | 0 | 0 | 0 | 0 | 0 | 0 | 0 | 0 | 0 | -11434.4024 | 0 | 0 | 0 | 0 | 0 | 0 | 0 | 0
2016-03-02 | 0 | 0 | 0 | 0 | 232097.0207 | 183256.2197 | 465032 | 0 | 0 | 0 | 0 | 236381.6791 | 0 | 0 | 0 | 0 | 0 | 0 | 0 | 4515452.2919 | 0 | 0 | 0 | 0 | 0 | 0 | 0 | 0 | 0 | 0 | 0 | -83051.4577 | 0 | 0 | 0 | 0 | 0 | 0 | 0 | 0 | 0 | 33372.6981 | 0 | 0 | 0 | 0 | 0 | 0 | 0 | 0
2016-03-02 01:00 | 0 | 0 | 0 | 0 | 239984.2842 | 382.8661 | 465282 | 0 | 0 | 0 | 0 | 153330.2214 | 0 | 0 | 0 | 0 | 0 | 0 | 0 | 4373588.8999 | 0 | 0 | 0 | 0 | 0 | 0 | 0 | 0 | 0 | 0 | 0 | -83051.4577 | 0 | 0 | 0 | 0 | 0 | 0 | 0 | 0 | 0 | -141863.392 | 0 | 0 | 0 | 0 | 0 | 0 | 0 | 0
2016-03-02 02:00 | 0 | 0 | 0 | 0 | 94352.3561 | 0 | 454570 | 0 | 0 | 0 | 0 | 70278.7637 | 0 | 0 | 0 | 0 | 0 | 0 | 0 | 4096422.7138 | 0 | 0 | 0 | 0 | 0 | 0 | 0 | 0 | 0 | 0 | 0 | -83051.4577 | 0 | 0 | 0 | 0 | 0 | 0 | 0 | 0 | 0 | -277166.1862 | 0 | 0 | 0 | 0 | 0 | 0 | 0 | 0
2016-03-02 03:00 | 0 | 0 | 0 | 0 | 296299.2654 | 0 | 436355 | 0 | 0 | 0 | 0 | 153330.2214 | 0 | 0 | 0 | 0 | 0 | 0 | 0 | 3873315.5215 | 0 | 0 | 0 | 0 | 0 | 0 | 0 | 0 | 0 | 0 | 0 | 83051.4577 | 0 | 0 | 0 | 0 | 0 | 0 | 0 | 0 | 0 | -223107.1923 | 0 | 0 | 0 | 0 | 0 | 0 | 0 | 0
2016-03-02 04:00 | 0 | 0 | 0 | 0 | 52216.3561 | 0 | 412434 | 0 | 0 | 0 | 0 | 70278.7637 | 0 | 0 | 0 | 0 | 0 | 0 | 0 | 3596149.3353 | 0 | 0 | 0 | 0 | 0 | 0 | 0 | 0 | 0 | 0 | 0 | -83051.4577 | 0 | 0 | 0 | 0 | 0 | 0 | 0 | 0 | 0 | -277166.1862 | 0 | 0 | 0 | 0 | 0 | 0 | 0 | 0
2016-03-02 05:00 | 0 | 0 | 0 | 0 | 127845.5078 | 0 | 392239 | 0 | 0 | 0 | 0 | 83051.4577 | 0 | 0 | 0 | 0 | 0 | 0 | 0 | 3318983.1492 | 0 | 0 | 0 | 0 | 0 | 0 | 0 | 0 | 0 | 0 | 0 | 12772.694 | 0 | 0 | 0 | 0 | 0 | 0 | 0 | 0 | 0 | -277166.1862 | 0 | 0 | 0 | 0 | 0 | 0 | 0 | 0
2016-03-02 06:00 | 0 | 0 | 0 | 0 | 434729.1947 | 0 | 377688 | 0 | 0 | 0 | 0 | 166102.9154 | 0 | 0 | 0 | 0 | 0 | 0 | 0 | 3285316.53 | 0 | 7656.3561 | 0 | 0 | 0 | 0 | 0 | 0 | 0 | 0 | 0 | 83051.4577 | 0 | 0 | 0 | 0 | 0 | 0 | 0 | 0 | 0 | -33666.6192 | 0 | 7656.3561 | 0 | 0 | 0 | 0 | 0 | 0
2016-03-02 07:00 | 0 | 0 | 0 | 0 | 0 | 0 | 367874 | 0 | 0 | 0 | 0 | 83051.4577 | 0 | 0 | 0 | 0 | 0 | 0 | 0 | 3008150.3438 | 0 | 0 | 0 | 0 | 0 | 0 | 0 | 0 | 0 | 0 | 0 | -83051.4577 | 0 | 0 | 0 | 0 | 0 | 0 | 0 | 0 | 0 | -277166.1862 | 0 | -7656.3561 | 0 | 0 | 0 | 0 | 0 | 0
2016-03-02 08:00 | 0 | 0 | 0 | 0 | 2829.3561 | 0 | 363047 | 0 | 0 | 0 | 0 | 0 | 0 | 0 | 0 | 0 | 0 | 0 | 0 | 2730984.1577 | 0 | 0 | 0 | 0 | 0 | 0 | 0 | 0 | 0 | 0 | 0 | -83051.4577 | 0 | 0 | 0 | 0 | 0 | 0 | 0 | 0 | 0 | -277166.1862 | 0 | 0 | 0 | 0 | 0 | 0 | 0 | 0
2016-03-02 09:00 | 0 | 0 | 0 | 0 | 461891.7195 | 0 | 366611 | 0 | 0 | 0 | 0 | 83051.4577 | 0 | 0 | 0 | 0 | 0 | 0 | 0 | 2743213.4195 | 0 | 0 | 0 | 0 | 0 | 0 | 0 | 0 | 0 | 0 | 0 | 83051.4577 | 0 | 0 | 0 | 0 | 0 | 0 | 0 | 0 | 0 | 12229.2618 | 0 | 0 | 0 | 0 | 0 | 0 | 0 | 0
2016-03-02 10:00 | 0 | 0 | 0 | 0 | 20567.3561 | 0 | 380785 | 0 | 0 | 0 | 0 | 0 | 0 | 0 | 0 | 0 | 0 | 0 | 0 | 2466047.2333 | 0 | 0 | 0 | 0 | 0 | 0 | 0 | 0 | 0 | 0 | 0 | -83051.4577 | 0 | 0 | 0 | 0 | 0 | 0 | 0 | 0 | 0 | -277166.1862 | 0 | 0 | 0 | 0 | 0 | 0 | 0 | 0
2016-03-02 11:00 | 0 | 0 | 0 | 0 | 437316.0543 | 0 | 413576 | 0 | 0 | 0 | 0 | 0 | 0 | 0 | 0 | 0 | 0 | 0 | 0 | 2489787.2876 | 0 | 0 | 0 | 0 | 0 | 0 | 0 | 0 | 0 | 0 | 0 | 0 | 0 | 0 | 0 | 0 | 0 | 0 | 0 | 0 | 0 | 23740.0543 | 0 | 0 | 0 | 0 | 0 | 0 | 0 | 0
2016-03-02 12:00 | 0 | 0 | 0 | 0 | 438607.4969 | 0 | 442641 | 0 | 0 | 0 | 0 | 83051.4577 | 0 | 0 | 0 | 0 | 0 | 0 | 0 | 2402702.3267 | 0 | 0 | 0 | 0 | 0 | 0 | 0 | 0 | 0 | 0 | 0 | 83051.4577 | 0 | 0 | 0 | 0 | 0 | 0 | 0 | 0 | 0 | -87084.9608 | 0 | 0 | 0 | 0 | 0 | 0 | 0 | 0
2016-03-02 13:00 | 0 | 0 | 0 | 0 | 77204.3432 | 15929.0129 | 453351 | 0 | 0 | 0 | 0 | 0 | 0 | 0 | 0 | 0 | 0 | 0 | 0 | 2125536.1406 | 0 | 0 | 0 | 0 | 0 | 0 | 0 | 0 | 0 | 0 | 0 | -83051.4577 | 0 | 0 | 0 | 0 | 0 | 0 | 0 | 0 | 0 | -277166.1862 | 0 | 0 | 0 | 0 | 0 | 0 | 0 | 0
2016-03-02 14:00 | 0 | 0 | 0 | 0 | 307653.5836 | 336798.4568 | 455991 | 0 | 0 | 0 | 0 | 0 | 0 | 0 | 0 | 0 | 0 | 0 | 0 | 2313997.1809 | 0 | 0 | 0 | 0 | 0 | 0 | 0 | 0 | 0 | 0 | 0 | 0 | 0 | 0 | 0 | 0 | 0 | 0 | 0 | 0 | 0 | 188461.0404 | 0 | 0 | 0 | 0 | 0 | 0 | 0 | 0
2016-03-02 15:00 | 0 | 0 | 0 | 0 | 3017.3678 | 730603.8184 | 456455 | 0 | 0 | 0 | 0 | 0 | 0 | 0 | 0 | 0 | 0 | 0 | 0 | 2591163.3671 | 0 | 0 | 0 | 0 | 0 | 0 | 0 | 0 | 0 | 0 | 0 | 0 | 0 | 0 | 0 | 0 | 0 | 0 | 0 | 0 | 0 | 277166.1862 | 0 | 0 | 0 | 0 | 0 | 0 | 0 | 0
2016-03-02 16:00 | 0 | 0 | 0 | 0 | 0 | 793202.2105 | 452835 | 0 | 0 | 0 | 0 | 63201.0244 | 0 | 0 | 0 | 0 | 0 | 0 | 0 | 2868329.5533 | 0 | 0 | 0 | 0 | 0 | 0 | 0 | 0 | 0 | 0 | 0 | 63201.0244 | 0 | 0 | 0 | 0 | 0 | 0 | 0 | 0 | 0 | 277166.1862 | 0 | 0 | 0 | 0 | 0 | 0 | 0 | 0
2016-03-02 17:00 | 0 | 0 | 0 | 0 | 0 | 788286.7408 | 447782 | 0 | 0 | 0 | 0 | 113146.0646 | 0 | 0 | 0 | 0 | 0 | 0 | 0 | 3145495.7394 | 0 | 13393.5144 | 0 | 0 | 0 | 0 | 0 | 0 | 0 | 0 | 0 | 49945.0403 | 0 | 0 | 0 | 0 | 0 | 0 | 0 | 0 | 0 | 277166.1862 | 0 | 13393.5144 | 0 | 0 | 0 | 0 | 0 | 0
2016-03-02 18:00 | 0 | 0 | 0 | 0 | 0 | 771173.3277 | 444000 | 0 | 0 | 0 | 0 | 196197.5223 | 0 | 0 | 0 | 0 | 0 | 0 | 0 | 3403011.1238 | 0 | 0 | 0 | 0 | 0 | 0 | 0 | 0 | 0 | 0 | 0 | 83051.4577 | 0 | 0 | 0 | 0 | 0 | 0 | 0 | 0 | 0 | 257515.3844 | 0 | -13393.5144 | 0 | 0 | 0 | 0 | 0 | 0
2016-03-02 19:00 | 0 | 0 | 0 | 0 | 0 | 760947.5329 | 440889 | 0 | 0 | 0 | 0 | 239089.869 | 0 | 0 | 0 | 0 | 0 | 0 | 0 | 3680177.31 | 0 | 0 | 0 | 0 | 0 | 0 | 0 | 0 | 0 | 0 | 0 | 42892.3467 | 0 | 0 | 0 | 0 | 0 | 0 | 0 | 0 | 0 | 277166.1862 | 0 | 0 | 0 | 0 | 0 | 0 | 0 | 0
2016-03-02 20:00 | 0 | 0 | 0 | 0 | 0 | 771568.5652 | 440393 | 0 | 0 | 0 | 0 | 293099.2481 | 0 | 0 | 0 | 0 | 0 | 0 | 0 | 3957343.4962 | 0 | 0 | 0 | 0 | 0 | 0 | 0 | 0 | 0 | 0 | 0 | 54009.3791 | 0 | 0 | 0 | 0 | 0 | 0 | 0 | 0 | 0 | 277166.1862 | 0 | 0 | 0 | 0 | 0 | 0 | 0 | 0
2016-03-02 21:00 | 0 | 0 | 0 | 0 | 0 | 780552.1856 | 441612 | 0 | 0 | 0 | 0 | 376150.7058 | 0 | 0 | 0 | 0 | 0 | 0 | 0 | 4213232.2241 | 0 | 0 | 0 | 0 | 0 | 0 | 0 | 0 | 0 | 0 | 0 | 83051.4577 | 0 | 0 | 0 | 0 | 0 | 0 | 0 | 0 | 0 | 255888.7279 | 0 | 0 | 0 | 0 | 0 | 0 | 0 | 0
2016-03-02 22:00 | 0 | 0 | 0 | 0 | 0 | 754461.9137 | 448869 | 0 | 0 | 0 | 0 | 371804.348 | 0 | 0 | 0 | 0 | 0 | 0 | 0 | 4490398.4102 | 0 | 32773.0854 | 0 | 0 | 0 | 0 | 0 | 0 | 0 | 0 | 0 | -4346.3578 | 0 | 0 | 0 | 0 | 0 | 0 | 0 | 0 | 0 | 277166.1862 | 0 | 32773.0854 | 0 | 0 | 0 | 0 | 0 | 0
2016-03-02 23:00 | 0 | 0 | 0 | 0 | 0 | 581035.4481 | 464980 | 0 | 0 | 0 | 0 | 288752.8903 | 0 | 0 | 0 | 0 | 0 | 0 | 0 | 4722278.4014 | 0 | 0 | 0 | 0 | 0 | 0 | 0 | 0 | 0 | 0 | 0 | -83051.4577 | 0 | 0 | 0 | 0 | 0 | 0 | 0 | 0 | 0 | 231879.9912 | 0 | -32773.0854 | 0 | 0 | 0 | 0 | 0 | 0
2016-03-03 | 0 | 0 | 0 | 0 | 0 | 159879.4887 | 480343 | 0 | 0 | 0 | 0 | 205701.4326 | 0 | 0 | 0 | 0 | 0 | 0 | 0 | 4484866.3478 | 0 | 0 | 0 | 0 | 0 | 0 | 0 | 0 | 0 | 0 | 0 | -83051.4577 | 0 | 0 | 0 | 0 | 0 | 0 | 0 | 0 | 0 | -237412.0536 | 0 | 0 | 0 | 0 | 0 | 0 | 0 | 0
2016-03-03 01:00 | 0 | 0 | 0 | 0 | 121596.6143 | 429.7418 | 482244 | 0 | 0 | 0 | 0 | 122649.9749 | 0 | 0 | 0 | 0 | 0 | 0 | 0 | 4207700.1617 | 0 | 0 | 0 | 0 | 0 | 0 | 0 | 0 | 0 | 0 | 0 | -83051.4577 | 0 | 0 | 0 | 0 | 0 | 0 | 0 | 0 | 0 | -277166.1862 | 0 | 0 | 0 | 0 | 0 | 0 | 0 | 0
2016-03-03 02:00 | 0 | 0 | 0 | 0 | 552709.0262 | 0 | 473944 | 0 | 0 | 0 | 0 | 205701.4326 | 0 | 0 | 0 | 0 | 0 | 0 | 0 | 4203413.7301 | 0 | 0 | 0 | 0 | 0 | 0 | 0 | 0 | 0 | 0 | 0 | 83051.4577 | 0 | 0 | 0 | 0 | 0 | 0 | 0 | 0 | 0 | -4286.4316 | 0 | 0 | 0 | 0 | 0 | 0 | 0 | 0
2016-03-03 03:00 | 0 | 0 | 0 | 0 | 95478.3561 | 0 | 455696 | 0 | 0 | 0 | 0 | 122649.9749 | 0 | 0 | 0 | 0 | 0 | 0 | 0 | 3926247.544 | 0 | 0 | 0 | 0 | 0 | 0 | 0 | 0 | 0 | 0 | 0 | -83051.4577 | 0 | 0 | 0 | 0 | 0 | 0 | 0 | 0 | 0 | -277166.1862 | 0 | 0 | 0 | 0 | 0 | 0 | 0 | 0
2016-03-03 04:00 | 0 | 0 | 0 | 0 | 72249.3561 | 0 | 432467 | 0 | 0 | 0 | 0 | 39598.5172 | 0 | 0 | 0 | 0 | 0 | 0 | 0 | 3649081.3578 | 0 | 0 | 0 | 0 | 0 | 0 | 0 | 0 | 0 | 0 | 0 | -83051.4577 | 0 | 0 | 0 | 0 | 0 | 0 | 0 | 0 | 0 | -277166.1862 | 0 | 0 | 0 | 0 | 0 | 0 | 0 | 0
2016-03-03 05:00 | 0 | 0 | 0 | 0 | 492642.7068 | 0 | 412330 | 0 | 0 | 0 | 0 | 122649.9749 | 0 | 0 | 0 | 0 | 0 | 0 | 0 | 3646342.6069 | 0 | 0 | 0 | 0 | 0 | 0 | 0 | 0 | 0 | 0 | 0 | 83051.4577 | 0 | 0 | 0 | 0 | 0 | 0 | 0 | 0 | 0 | -2738.7509 | 0 | 0 | 0 | 0 | 0 | 0 | 0 | 0
2016-03-03 06:00 | 0 | 0 | 0 | 0 | 37839.3561 | 0 | 398057 | 0 | 0 | 0 | 0 | 39598.5172 | 0 | 0 | 0 | 0 | 0 | 0 | 0 | 3369176.4207 | 0 | 0 | 0 | 0 | 0 | 0 | 0 | 0 | 0 | 0 | 0 | -83051.4577 | 0 | 0 | 0 | 0 | 0 | 0 | 0 | 0 | 0 | -277166.1862 | 0 | 0 | 0 | 0 | 0 | 0 | 0 | 0
2016-03-03 07:00 | 0 | 0 | 0 | 0 | 475631.6775 | 0 | 389473 | 0 | 0 | 0 | 0 | 83051.4577 | 0 | 0 | 0 | 0 | 0 | 0 | 0 | 3411882.1577 | 0 | 0 | 0 | 0 | 0 | 0 | 0 | 0 | 0 | 0 | 0 | 43452.9405 | 0 | 0 | 0 | 0 | 0 | 0 | 0 | 0 | 0 | 42705.737 | 0 | 0 | 0 | 0 | 0 | 0 | 0 | 0
2016-03-03 08:00 | 0 | 0 | 0 | 0 | 465469.8579 | 0 | 385904 | 0 | 0 | 0 | 0 | 166102.9154 | 0 | 0 | 0 | 0 | 0 | 0 | 0 | 3408396.5579 | 0 | 0 | 0 | 0 | 0 | 0 | 0 | 0 | 0 | 0 | 0 | 83051.4577 | 0 | 0 | 0 | 0 | 0 | 0 | 0 | 0 | 0 | -3485.5998 | 0 | 0 | 0 | 0 | 0 | 0 | 0 | 0
2016-03-03 09:00 | 0 | 0 | 0 | 0 | 28970.3561 | 0 | 389188 | 0 | 0 | 0 | 0 | 83051.4577 | 0 | 0 | 0 | 0 | 0 | 0 | 0 | 3131230.3717 | 0 | 0 | 0 | 0 | 0 | 0 | 0 | 0 | 0 | 0 | 0 | -83051.4577 | 0 | 0 | 0 | 0 | 0 | 0 | 0 | 0 | 0 | -277166.1862 | 0 | 0 | 0 | 0 | 0 | 0 | 0 | 0
2016-03-03 10:00 | 0 | 0 | 0 | 0 | 43066.3561 | 0 | 403284 | 0 | 0 | 0 | 0 | 0 | 0 | 0 | 0 | 0 | 0 | 0 | 0 | 2854064.1856 | 0 | 0 | 0 | 0 | 0 | 0 | 0 | 0 | 0 | 0 | 0 | -83051.4577 | 0 | 0 | 0 | 0 | 0 | 0 | 0 | 0 | 0 | -277166.1862 | 0 | 0 | 0 | 0 | 0 | 0 | 0 | 0
2016-03-03 11:00 | 0 | 0 | 0 | 0 | 478631.1326 | 0 | 434864 | 0 | 0 | 0 | 0 | 83051.4577 | 0 | 0 | 0 | 0 | 0 | 0 | 0 | 2814779.8605 | 0 | 0 | 0 | 0 | 0 | 0 | 0 | 0 | 0 | 0 | 0 | 83051.4577 | 0 | 0 | 0 | 0 | 0 | 0 | 0 | 0 | 0 | -39284.3251 | 0 | 0 | 0 | 0 | 0 | 0 | 0 | 0
2016-03-03 12:00 | 0 | 0 | 0 | 0 | 98784.3561 | 0 | 459002 | 0 | 0 | 0 | 0 | 0 | 0 | 0 | 0 | 0 | 0 | 0 | 0 | 2537613.6743 | 0 | 0 | 0 | 0 | 0 | 0 | 0 | 0 | 0 | 0 | 0 | -83051.4577 | 0 | 0 | 0 | 0 | 0 | 0 | 0 | 0 | 0 | -277166.1862 | 0 | 0 | 0 | 0 | 0 | 0 | 0 | 0
2016-03-03 13:00 | 0 | 0 | 0 | 0 | 429783.9741 | 17171.5821 | 463654 | 0 | 0 | 0 | 0 | 83051.4577 | 0 | 0 | 0 | 0 | 0 | 0 | 0 | 2437863.7728 | 0 | 0 | 0 | 0 | 0 | 0 | 0 | 0 | 0 | 0 | 0 | 83051.4577 | 0 | 0 | 0 | 0 | 0 | 0 | 0 | 0 | 0 | -99749.9015 | 0 | 0 | 0 | 0 | 0 | 0 | 0 | 0
2016-03-03 14:00 | 0 | 0 | 0 | 0 | 0 | 341232.3951 | 463675 | 0 | 0 | 0 | 0 | 83051.4577 | 0 | 0 | 0 | 0 | 0 | 0 | 0 | 2315421.168 | 0 | 0 | 0 | 0 | 0 | 0 | 0 | 0 | 0 | 0 | 0 | 0 | 0 | 0 | 0 | 0 | 0 | 0 | 0 | 0 | 0 | -122442.6049 | 0 | 0 | 0 | 0 | 0 | 0 | 0 | 0
2016-03-03 15:00 | 0 | 0 | 0 | 0 | 0 | 622756.9868 | 462773 | 0 | 0 | 0 | 0 | 0 | 0 | 0 | 0 | 0 | 0 | 0 | 0 | 2558456.6125 | 0 | 0 | 0 | 0 | 0 | 0 | 0 | 0 | 0 | 0 | 0 | -83051.4577 | 0 | 0 | 0 | 0 | 0 | 0 | 0 | 0 | 0 | 243035.4445 | 0 | 0 | 0 | 0 | 0 | 0 | 0 | 0
2016-03-03 16:00 | 0 | 0 | 0 | 0 | 110725.5831 | 709458.0608 | 459966 | 0 | 0 | 0 | 0 | 83051.4577 | 0 | 0 | 0 | 0 | 0 | 0 | 0 | 2835622.7987 | 0 | 0 | 0 | 0 | 0 | 0 | 0 | 0 | 0 | 0 | 0 | 83051.4577 | 0 | 0 | 0 | 0 | 0 | 0 | 0 | 0 | 0 | 277166.1862 | 0 | 0 | 0 | 0 | 0 | 0 | 0 | 0
2016-03-03 17:00 | 0 | 0 | 0 | 0 | 0 | 723590.3874 | 456789 | 0 | 0 | 0 | 0 | 72686.6589 | 0 | 0 | 0 | 0 | 0 | 0 | 0 | 3112788.9848 | 0 | 0 | 0 | 0 | 0 | 0 | 0 | 0 | 0 | 0 | 0 | -10364.7988 | 0 | 0 | 0 | 0 | 0 | 0 | 0 | 0 | 0 | 277166.1862 | 0 | 0 | 0 | 0 | 0 | 0 | 0 | 0
2016-03-03 18:00 | 0 | 0 | 0 | 0 | 0 | 711617.3944 | 455812 | 0 | 0 | 0 | 0 | 51325.8671 | 0 | 0 | 0 | 0 | 0 | 0 | 0 | 3389955.171 | 0 | 0 | 0 | 0 | 0 | 0 | 0 | 0 | 0 | 0 | 0 | -21360.7918 | 0 | 0 | 0 | 0 | 0 | 0 | 0 | 0 | 0 | 277166.1862 | 0 | 0 | 0 | 0 | 0 | 0 | 0 | 0
2016-03-03 19:00 | 0 | 0 | 0 | 0 | 0 | 699806.9777 | 455296 | 0 | 0 | 0 | 0 | 134377.3248 | 0 | 0 | 0 | 0 | 0 | 0 | 0 | 3551414.691 | 0 | 0 | 0 | 0 | 0 | 0 | 0 | 0 | 0 | 0 | 0 | 83051.4577 | 0 | 0 | 0 | 0 | 0 | 0 | 0 | 0 | 0 | 161459.52 | 0 | 0 | 0 | 0 | 0 | 0 | 0 | 0
2016-03-03 20:00 | 0 | 0 | 0 | 0 | 0 | 695966.0012 | 455980 | 0 | 0 | 0 | 0 | 97197.1398 | 0 | 0 | 0 | 0 | 0 | 0 | 0 | 3828580.8771 | 0 | 0 | 0 | 0 | 0 | 0 | 0 | 0 | 0 | 0 | 0 | -37180.185 | 0 | 0 | 0 | 0 | 0 | 0 | 0 | 0 | 0 | 277166.1862 | 0 | 0 | 0 | 0 | 0 | 0 | 0 | 0
2016-03-03 21:00 | 0 | 0 | 0 | 0 | 0 | 670480.8746 | 459774 | 0 | 0 | 0 | 0 | 30737.8283 | 0 | 0 | 0 | 0 | 0 | 0 | 0 | 4105747.0633 | 0 | 0 | 0 | 0 | 0 | 0 | 0 | 0 | 0 | 0 | 0 | -66459.3115 | 0 | 0 | 0 | 0 | 0 | 0 | 0 | 0 | 0 | 277166.1862 | 0 | 0 | 0 | 0 | 0 | 0 | 0 | 0
2016-03-03 22:00 | 0 | 0 | 0 | 0 | 0 | 595802.8099 | 466502 | 0 | 0 | 0 | 0 | 113789.286 | 0 | 0 | 0 | 0 | 0 | 0 | 0 | 4151996.4155 | 0 | 0 | 0 | 0 | 0 | 0 | 0 | 0 | 0 | 0 | 0 | 83051.4577 | 0 | 0 | 0 | 0 | 0 | 0 | 0 | 0 | 0 | 46249.3522 | 0 | 0 | 0 | 0 | 0 | 0 | 0 | 0
2016-03-03 23:00 | 0 | 0 | 0 | 0 | 209601.1003 | 414140.2878 | 478087 | 0 | 0 | 0 | 0 | 196840.7437 | 0 | 0 | 0 | 0 | 0 | 0 | 0 | 4214599.3459 | 0 | 0 | 0 | 0 | 0 | 0 | 0 | 0 | 0 | 0 | 0 | 83051.4577 | 0 | 0 | 0 | 0 | 0 | 0 | 0 | 0 | 0 | 62602.9304 | 0 | 0 | 0 | 0 | 0 | 0 | 0 | 0
2016-03-04 | 0 | 0 | 0 | 0 | 23102.5199 | 101925.8363 | 485246 | 0 | 0 | 0 | 0 | 113789.286 | 0 | 0 | 0 | 0 | 0 | 0 | 0 | 3937433.1597 | 0 | 0 | 0 | 0 | 0 | 0 | 0 | 0 | 0 | 0 | 0 | -83051.4577 | 0 | 0 | 0 | 0 | 0 | 0 | 0 | 0 | 0 | -277166.1862 | 0 | 0 | 0 | 0 | 0 | 0 | 0 | 0
2016-03-04 01:00 | 0 | 0 | 0 | 0 | 371870.4582 | 339.4583 | 483854 | 0 | 0 | 0 | 0 | 83051.4577 | 0 | 0 | 0 | 0 | 0 | 0 | 0 | 3856526.9045 | 0 | 0 | 0 | 0 | 0 | 0 | 0 | 0 | 0 | 0 | 0 | -30737.8283 | 0 | 0 | 0 | 0 | 0 | 0 | 0 | 0 | 0 | -80906.2553 | 0 | 0 | 0 | 0 | 0 | 0 | 0 | 0
2016-03-04 02:00 | 0 | 0 | 0 | 0 | 112432.3561 | 0 | 472650 | 0 | 0 | 0 | 0 | 0 | 0 | 0 | 0 | 0 | 0 | 0 | 0 | 3579360.7183 | 0 | 0 | 0 | 0 | 0 | 0 | 0 | 0 | 0 | 0 | 0 | -83051.4577 | 0 | 0 | 0 | 0 | 0 | 0 | 0 | 0 | 0 | -277166.1862 | 0 | 0 | 0 | 0 | 0 | 0 | 0 | 0
2016-03-04 03:00 | 0 | 0 | 0 | 0 | 259499.2715 | 0 | 453614 | 0 | 0 | 0 | 0 | 83051.4577 | 0 | 0 | 0 | 0 | 0 | 0 | 0 | 3302194.5322 | 0 | 0 | 0 | 0 | 0 | 0 | 0 | 0 | 0 | 0 | 0 | 83051.4577 | 0 | 0 | 0 | 0 | 0 | 0 | 0 | 0 | 0 | -277166.1862 | 0 | 0 | 0 | 0 | 0 | 0 | 0 | 0
2016-03-04 04:00 | 0 | 0 | 0 | 0 | 492597.9851 | 0 | 429518 | 0 | 0 | 0 | 0 | 166102.9154 | 0 | 0 | 0 | 0 | 0 | 0 | 0 | 3282223.0596 | 0 | 0 | 0 | 0 | 0 | 0 | 0 | 0 | 0 | 0 | 0 | 83051.4577 | 0 | 0 | 0 | 0 | 0 | 0 | 0 | 0 | 0 | -19971.4726 | 0 | 0 | 0 | 0 | 0 | 0 | 0 | 0
2016-03-04 05:00 | 0 | 0 | 0 | 0 | 48879.3561 | 0 | 409097 | 0 | 0 | 0 | 0 | 83051.4577 | 0 | 0 | 0 | 0 | 0 | 0 | 0 | 3005056.8734 | 0 | 0 | 0 | 0 | 0 | 0 | 0 | 0 | 0 | 0 | 0 | -83051.4577 | 0 | 0 | 0 | 0 | 0 | 0 | 0 | 0 | 0 | -277166.1862 | 0 | 0 | 0 | 0 | 0 | 0 | 0 | 0
2016-03-04 06:00 | 0 | 0 | 0 | 0 | 35559.3561 | 0 | 395777 | 0 | 0 | 0 | 0 | 0 | 0 | 0 | 0 | 0 | 0 | 0 | 0 | 2727890.6873 | 0 | 0 | 0 | 0 | 0 | 0 | 0 | 0 | 0 | 0 | 0 | -83051.4577 | 0 | 0 | 0 | 0 | 0 | 0 | 0 | 0 | 0 | -277166.1862 | 0 | 0 | 0 | 0 | 0 | 0 | 0 | 0
2016-03-04 07:00 | 0 | 0 | 0 | 0 | 520460.2937 | 0 | 386963 | 0 | 0 | 0 | 0 | 83051.4577 | 0 | 0 | 0 | 0 | 0 | 0 | 0 | 2778336.5233 | 0 | 0 | 0 | 0 | 0 | 0 | 0 | 0 | 0 | 0 | 0 | 83051.4577 | 0 | 0 | 0 | 0 | 0 | 0 | 0 | 0 | 0 | 50445.836 | 0 | 0 | 0 | 0 | 0 | 0 | 0 | 0
2016-03-04 08:00 | 0 | 0 | 0 | 0 | 22228.3561 | 0 | 382446 | 0 | 0 | 0 | 0 | 0 | 0 | 0 | 0 | 0 | 0 | 0 | 0 | 2501170.3371 | 0 | 0 | 0 | 0 | 0 | 0 | 0 | 0 | 0 | 0 | 0 | -83051.4577 | 0 | 0 | 0 | 0 | 0 | 0 | 0 | 0 | 0 | -277166.1862 | 0 | 0 | 0 | 0 | 0 | 0 | 0 | 0
2016-03-04 09:00 | 0 | 0 | 0 | 0 | 106763.8138 | 0 | 383930 | 0 | 0 | 0 | 0 | 0 | 0 | 0 | 0 | 0 | 0 | 0 | 0 | 2224004.151 | 0 | 0 | 0 | 0 | 0 | 0 | 0 | 0 | 0 | 0 | 0 | 0 | 0 | 0 | 0 | 0 | 0 | 0 | 0 | 0 | 0 | -277166.1862 | 0 | 0 | 0 | 0 | 0 | 0 | 0 | 0
2016-03-04 10:00 | 0 | 0 | 0 | 0 | 554494.6321 | 0 | 396378 | 0 | 0 | 0 | 0 | 83051.4577 | 0 | 0 | 0 | 0 | 0 | 0 | 0 | 2299069.3254 | 0 | 0 | 0 | 0 | 0 | 0 | 0 | 0 | 0 | 0 | 0 | 83051.4577 | 0 | 0 | 0 | 0 | 0 | 0 | 0 | 0 | 0 | 75065.1744 | 0 | 0 | 0 | 0 | 0 | 0 | 0 | 0
2016-03-04 11:00 | 0 | 0 | 0 | 0 | 65977.3561 | 0 | 426195 | 0 | 0 | 0 | 0 | 0 | 0 | 0 | 0 | 0 | 0 | 0 | 0 | 2021903.1392 | 0 | 0 | 0 | 0 | 0 | 0 | 0 | 0 | 0 | 0 | 0 | -83051.4577 | 0 | 0 | 0 | 0 | 0 | 0 | 0 | 0 | 0 | -277166.1862 | 0 | 0 | 0 | 0 | 0 | 0 | 0 | 0
2016-03-04 12:00 | 0 | 0 | 0 | 0 | 560381.9561 | 0 | 452772 | 0 | 0 | 0 | 0 | 0 | 0 | 0 | 0 | 0 | 0 | 0 | 0 | 2129513.0953 | 0 | 0 | 0 | 0 | 0 | 0 | 0 | 0 | 0 | 0 | 0 | 0 | 0 | 0 | 0 | 0 | 0 | 0 | 0 | 0 | 0 | 107609.9561 | 0 | 0 | 0 | 0 | 0 | 0 | 0 | 0
2016-03-04 13:00 | 0 | 0 | 0 | 0 | 519087.0794 | 18786.0612 | 463137 | 0 | 0 | 0 | 0 | 83051.4577 | 0 | 0 | 0 | 0 | 0 | 0 | 0 | 2121197.7782 | 0 | 0 | 0 | 0 | 0 | 0 | 0 | 0 | 0 | 0 | 0 | 83051.4577 | 0 | 0 | 0 | 0 | 0 | 0 | 0 | 0 | 0 | -8315.3171 | 0 | 0 | 0 | 0 | 0 | 0 | 0 | 0
2016-03-04 14:00 | 0 | 0 | 0 | 0 | 0 | 273392.9552 | 466733 | 0 | 0 | 0 | 0 | 83051.4577 | 0 | 0 | 0 | 0 | 0 | 0 | 0 | 1927857.7334 | 0 | 0 | 0 | 0 | 0 | 0 | 0 | 0 | 0 | 0 | 0 | 0 | 0 | 0 | 0 | 0 | 0 | 0 | 0 | 0 | 0 | -193340.0448 | 0 | 0 | 0 | 0 | 0 | 0 | 0 | 0
2016-03-04 15:00 | 0 | 0 | 0 | 0 | 0 | 625445.2714 | 467077 | 0 | 0 | 0 | 0 | 0 | 0 | 0 | 0 | 0 | 0 | 0 | 0 | 2169277.4625 | 0 | 0 | 0 | 0 | 0 | 0 | 0 | 0 | 0 | 0 | 0 | -83051.4577 | 0 | 0 | 0 | 0 | 0 | 0 | 0 | 0 | 0 | 241419.7291 | 0 | 0 | 0 | 0 | 0 | 0 | 0 | 0
2016-03-04 16:00 | 0 | 0 | 0 | 0 | 103639.8824 | 720862.7614 | 464285 | 0 | 0 | 0 | 0 | 83051.4577 | 0 | 0 | 0 | 0 | 0 | 0 | 0 | 2446443.6487 | 0 | 0 | 0 | 0 | 0 | 0 | 0 | 0 | 0 | 0 | 0 | 83051.4577 | 0 | 0 | 0 | 0 | 0 | 0 | 0 | 0 | 0 | 277166.1862 | 0 | 0 | 0 | 0 | 0 | 0 | 0 | 0
2016-03-04 17:00 | 0 | 0 | 0 | 0 | 0 | 726037.2564 | 456607 | 0 | 0 | 0 | 0 | 75315.5279 | 0 | 0 | 0 | 0 | 0 | 0 | 0 | 2723609.8349 | 0 | 0 | 0 | 0 | 0 | 0 | 0 | 0 | 0 | 0 | 0 | -7735.9298 | 0 | 0 | 0 | 0 | 0 | 0 | 0 | 0 | 0 | 277166.1862 | 0 | 0 | 0 | 0 | 0 | 0 | 0 | 0
2016-03-04 18:00 | 0 | 0 | 0 | 0 | 0 | 712844.0863 | 452165 | 0 | 0 | 0 | 0 | 58828.4281 | 0 | 0 | 0 | 0 | 0 | 0 | 0 | 3000776.021 | 0 | 0 | 0 | 0 | 0 | 0 | 0 | 0 | 0 | 0 | 0 | -16487.0999 | 0 | 0 | 0 | 0 | 0 | 0 | 0 | 0 | 0 | 277166.1862 | 0 | 0 | 0 | 0 | 0 | 0 | 0 | 0
2016-03-04 19:00 | 0 | 0 | 0 | 0 | 0 | 700880.6089 | 448207 | 0 | 0 | 0 | 0 | 141879.8858 | 0 | 0 | 0 | 0 | 0 | 0 | 0 | 3170398.1722 | 0 | 0 | 0 | 0 | 0 | 0 | 0 | 0 | 0 | 0 | 0 | 83051.4577 | 0 | 0 | 0 | 0 | 0 | 0 | 0 | 0 | 0 | 169622.1512 | 0 | 0 | 0 | 0 | 0 | 0 | 0 | 0
2016-03-04 20:00 | 0 | 0 | 0 | 0 | 0 | 700121.0966 | 444972 | 0 | 0 | 0 | 0 | 119862.7962 | 0 | 0 | 0 | 0 | 0 | 0 | 0 | 3447564.3584 | 0 | 0 | 0 | 0 | 0 | 0 | 0 | 0 | 0 | 0 | 0 | -22017.0896 | 0 | 0 | 0 | 0 | 0 | 0 | 0 | 0 | 0 | 277166.1862 | 0 | 0 | 0 | 0 | 0 | 0 | 0 | 0
2016-03-04 21:00 | 0 | 0 | 0 | 0 | 0 | 692143.8291 | 444497 | 0 | 0 | 0 | 0 | 90343.4392 | 0 | 0 | 0 | 0 | 0 | 0 | 0 | 3724730.5445 | 0 | 0 | 0 | 0 | 0 | 0 | 0 | 0 | 0 | 0 | 0 | -29519.357 | 0 | 0 | 0 | 0 | 0 | 0 | 0 | 0 | 0 | 277166.1862 | 0 | 0 | 0 | 0 | 0 | 0 | 0 | 0
2016-03-04 22:00 | 0 | 0 | 0 | 0 | 0 | 638154.8796 | 447234 | 0 | 0 | 0 | 0 | 173394.8969 | 0 | 0 | 0 | 0 | 0 | 0 | 0 | 3832599.9664 | 0 | 0 | 0 | 0 | 0 | 0 | 0 | 0 | 0 | 0 | 0 | 83051.4577 | 0 | 0 | 0 | 0 | 0 | 0 | 0 | 0 | 0 | 107869.4219 | 0 | 0 | 0 | 0 | 0 | 0 | 0 | 0
2016-03-04 23:00 | 0 | 0 | 0 | 0 | 0 | 459187.6431 | 454889 | 0 | 0 | 0 | 0 | 90343.4392 | 0 | 0 | 0 | 0 | 0 | 0 | 0 | 3919950.0672 | 0 | 0 | 0 | 0 | 0 | 0 | 0 | 0 | 0 | 0 | 0 | -83051.4577 | 0 | 0 | 0 | 0 | 0 | 0 | 0 | 0 | 0 | 87350.1008 | 0 | 0 | 0 | 0 | 0 | 0 | 0 | 0
2016-03-05 | 0 | 0 | 0 | 0 | 0 | 104554.0819 | 462545 | 0 | 0 | 0 | 0 | 7291.9815 | 0 | 0 | 0 | 0 | 0 | 0 | 0 | 3645010.6068 | 0 | 0 | 0 | 0 | 0 | 0 | 0 | 0 | 0 | 0 | 0 | -83051.4577 | 0 | 0 | 0 | 0 | 0 | 0 | 0 | 0 | 0 | -274939.4604 | 0 | 0 | 0 | 0 | 0 | 0 | 0 | 0
2016-03-05 01:00 | 0 | 0 | 0 | 0 | 527265.5819 | 336.0312 | 459738 | 0 | 0 | 0 | 0 | 90343.4392 | 0 | 0 | 0 | 0 | 0 | 0 | 0 | 3629822.7622 | 0 | 0 | 0 | 0 | 0 | 0 | 0 | 0 | 0 | 0 | 0 | 83051.4577 | 0 | 0 | 0 | 0 | 0 | 0 | 0 | 0 | 0 | -15187.8446 | 0 | 0 | 0 | 0 | 0 | 0 | 0 | 0
2016-03-05 02:00 | 0 | 0 | 0 | 0 | 93830.3561 | 0 | 454048 | 0 | 0 | 0 | 0 | 7291.9815 | 0 | 0 | 0 | 0 | 0 | 0 | 0 | 3352656.5761 | 0 | 0 | 0 | 0 | 0 | 0 | 0 | 0 | 0 | 0 | 0 | -83051.4577 | 0 | 0 | 0 | 0 | 0 | 0 | 0 | 0 | 0 | -277166.1862 | 0 | 0 | 0 | 0 | 0 | 0 | 0 | 0
2016-03-05 03:00 | 0 | 0 | 0 | 0 | 502871.9504 | 0 | 439985 | 0 | 0 | 0 | 0 | 0 | 0 | 0 | 0 | 0 | 0 | 0 | 0 | 3422835.508 | 0 | 0 | 0 | 0 | 0 | 0 | 0 | 0 | 0 | 0 | 0 | -7291.9815 | 0 | 0 | 0 | 0 | 0 | 0 | 0 | 0 | 0 | 70178.9319 | 0 | 0 | 0 | 0 | 0 | 0 | 0 | 0
2016-03-05 04:00 | 0 | 0 | 0 | 0 | 501826.7681 | 0 | 419916 | 0 | 0 | 0 | 0 | 83051.4577 | 0 | 0 | 0 | 0 | 0 | 0 | 0 | 3421694.8184 | 0 | 0 | 0 | 0 | 0 | 0 | 0 | 0 | 0 | 0 | 0 | 83051.4577 | 0 | 0 | 0 | 0 | 0 | 0 | 0 | 0 | 0 | -1140.6896 | 0 | 0 | 0 | 0 | 0 | 0 | 0 | 0
2016-03-05 05:00 | 0 | 0 | 0 | 0 | 42090.3561 | 0 | 402308 | 0 | 0 | 0 | 0 | 0 | 0 | 0 | 0 | 0 | 0 | 0 | 0 | 3144528.6322 | 0 | 0 | 0 | 0 | 0 | 0 | 0 | 0 | 0 | 0 | 0 | -83051.4577 | 0 | 0 | 0 | 0 | 0 | 0 | 0 | 0 | 0 | -277166.1862 | 0 | 0 | 0 | 0 | 0 | 0 | 0 | 0
2016-03-05 06:00 | 0 | 0 | 0 | 0 | 489627.6381 | 0 | 389789 | 0 | 0 | 0 | 0 | 83051.4577 | 0 | 0 | 0 | 0 | 0 | 0 | 0 | 3161315.8126 | 0 | 0 | 0 | 0 | 0 | 0 | 0 | 0 | 0 | 0 | 0 | 83051.4577 | 0 | 0 | 0 | 0 | 0 | 0 | 0 | 0 | 0 | 16787.1804 | 0 | 0 | 0 | 0 | 0 | 0 | 0 | 0
2016-03-05 07:00 | 0 | 0 | 0 | 0 | 480292.8764 | 0 | 381883 | 0 | 0 | 0 | 0 | 166102.9154 | 0 | 0 | 0 | 0 | 0 | 0 | 0 | 3158530.8752 | 0 | 18143.3561 | 0 | 0 | 0 | 0 | 0 | 0 | 0 | 0 | 0 | 83051.4577 | 0 | 0 | 0 | 0 | 0 | 0 | 0 | 0 | 0 | -2784.9374 | 0 | 18143.3561 | 0 | 0 | 0 | 0 | 0 | 0
2016-03-05 08:00 | 0 | 0 | 0 | 0 | 0 | 0 | 378361 | 0 | 0 | 0 | 0 | 83051.4577 | 0 | 0 | 0 | 0 | 0 | 0 | 0 | 2881364.689 | 0 | 0 | 0 | 0 | 0 | 0 | 0 | 0 | 0 | 0 | 0 | -83051.4577 | 0 | 0 | 0 | 0 | 0 | 0 | 0 | 0 | 0 | -277166.1862 | 0 | -18143.3561 | 0 | 0 | 0 | 0 | 0 | 0
2016-03-05 09:00 | 0 | 0 | 0 | 0 | 18586.3561 | 0 | 378804 | 0 | 0 | 0 | 0 | 0 | 0 | 0 | 0 | 0 | 0 | 0 | 0 | 2604198.5029 | 0 | 0 | 0 | 0 | 0 | 0 | 0 | 0 | 0 | 0 | 0 | -83051.4577 | 0 | 0 | 0 | 0 | 0 | 0 | 0 | 0 | 0 | -277166.1862 | 0 | 0 | 0 | 0 | 0 | 0 | 0 | 0
2016-03-05 10:00 | 0 | 0 | 0 | 0 | 479284.7259 | 0 | 383622 | 0 | 0 | 0 | 0 | 83051.4577 | 0 | 0 | 0 | 0 | 0 | 0 | 0 | 2616809.7711 | 0 | 0 | 0 | 0 | 0 | 0 | 0 | 0 | 0 | 0 | 0 | 83051.4577 | 0 | 0 | 0 | 0 | 0 | 0 | 0 | 0 | 0 | 12611.2682 | 0 | 0 | 0 | 0 | 0 | 0 | 0 | 0
2016-03-05 11:00 | 0 | 0 | 0 | 0 | 34515.3561 | 0 | 394733 | 0 | 0 | 0 | 0 | 0 | 0 | 0 | 0 | 0 | 0 | 0 | 0 | 2339643.5849 | 0 | 0 | 0 | 0 | 0 | 0 | 0 | 0 | 0 | 0 | 0 | -83051.4577 | 0 | 0 | 0 | 0 | 0 | 0 | 0 | 0 | 0 | -277166.1862 | 0 | 0 | 0 | 0 | 0 | 0 | 0 | 0
2016-03-05 12:00 | 0 | 0 | 0 | 0 | 130600.8138 | 0 | 407767 | 0 | 0 | 0 | 0 | 0 | 0 | 0 | 0 | 0 | 0 | 0 | 0 | 2062477.3988 | 0 | 0 | 0 | 0 | 0 | 0 | 0 | 0 | 0 | 0 | 0 | 0 | 0 | 0 | 0 | 0 | 0 | 0 | 0 | 0 | 0 | -277166.1862 | 0 | 0 | 0 | 0 | 0 | 0 | 0 | 0
2016-03-05 13:00 | 0 | 0 | 0 | 0 | 406440.4338 | 22637.2778 | 417596 | 0 | 0 | 0 | 0 | 83051.4577 | 0 | 0 | 0 | 0 | 0 | 0 | 0 | 1990907.6527 | 0 | 0 | 0 | 0 | 0 | 0 | 0 | 0 | 0 | 0 | 0 | 83051.4577 | 0 | 0 | 0 | 0 | 0 | 0 | 0 | 0 | 0 | -71569.7461 | 0 | 0 | 0 | 0 | 0 | 0 | 0 | 0
2016-03-05 14:00 | 0 | 0 | 0 | 0 | 239692.3543 | 253924.6429 | 421215 | 0 | 0 | 0 | 0 | 166102.9154 | 0 | 0 | 0 | 0 | 0 | 0 | 0 | 1980258.1922 | 0 | 0 | 0 | 0 | 0 | 0 | 0 | 0 | 0 | 0 | 0 | 83051.4577 | 0 | 0 | 0 | 0 | 0 | 0 | 0 | 0 | 0 | -10649.4605 | 0 | 0 | 0 | 0 | 0 | 0 | 0 | 0
2016-03-05 15:00 | 0 | 0 | 0 | 0 | 0 | 485128.8209 | 420620 | 0 | 0 | 0 | 0 | 83051.4577 | 0 | 0 | 0 | 0 | 0 | 0 | 0 | 2127818.4708 | 0 | 0 | 0 | 0 | 0 | 0 | 0 | 0 | 0 | 0 | 0 | -83051.4577 | 0 | 0 | 0 | 0 | 0 | 0 | 0 | 0 | 0 | 147560.2786 | 0 | 0 | 0 | 0 | 0 | 0 | 0 | 0
2016-03-05 16:00 | 0 | 0 | 0 | 0 | 646.2186 | 609589.5099 | 416121 | 0 | 0 | 0 | 0 | 0 | 0 | 0 | 0 | 0 | 0 | 0 | 0 | 2404984.6569 | 0 | 0 | 0 | 0 | 0 | 0 | 0 | 0 | 0 | 0 | 0 | -83051.4577 | 0 | 0 | 0 | 0 | 0 | 0 | 0 | 0 | 0 | 277166.1862 | 0 | 0 | 0 | 0 | 0 | 0 | 0 | 0
2016-03-05 17:00 | 0 | 0 | 0 | 0 | 117859.6833 | 654250.9605 | 411893 | 0 | 0 | 0 | 0 | 83051.4577 | 0 | 0 | 0 | 0 | 0 | 0 | 0 | 2682150.8431 | 0 | 0 | 0 | 0 | 0 | 0 | 0 | 0 | 0 | 0 | 0 | 83051.4577 | 0 | 0 | 0 | 0 | 0 | 0 | 0 | 0 | 0 | 277166.1862 | 0 | 0 | 0 | 0 | 0 | 0 | 0 | 0
2016-03-05 18:00 | 0 | 0 | 0 | 0 | 0 | 649329.3392 | 407135 | 0 | 0 | 0 | 0 | 166102.9154 | 0 | 0 | 0 | 0 | 0 | 0 | 0 | 2841293.7246 | 0 | 0 | 0 | 0 | 0 | 0 | 0 | 0 | 0 | 0 | 0 | 83051.4577 | 0 | 0 | 0 | 0 | 0 | 0 | 0 | 0 | 0 | 159142.8815 | 0 | 0 | 0 | 0 | 0 | 0 | 0 | 0
2016-03-05 19:00 | 0 | 0 | 0 | 0 | 0 | 640226.777 | 404596 | 0 | 0 | 0 | 0 | 124567.5063 | 0 | 0 | 0 | 0 | 0 | 0 | 0 | 3118459.9108 | 0 | 0 | 0 | 0 | 0 | 0 | 0 | 0 | 0 | 0 | 0 | -41535.4091 | 0 | 0 | 0 | 0 | 0 | 0 | 0 | 0 | 0 | 277166.1862 | 0 | 0 | 0 | 0 | 0 | 0 | 0 | 0
2016-03-05 20:00 | 0 | 0 | 0 | 0 | 0 | 630931.0168 | 402744 | 0 | 0 | 0 | 0 | 207618.964 | 0 | 0 | 0 | 0 | 0 | 0 | 0 | 3263595.4699 | 0 | 0 | 0 | 0 | 0 | 0 | 0 | 0 | 0 | 0 | 0 | 83051.4577 | 0 | 0 | 0 | 0 | 0 | 0 | 0 | 0 | 0 | 145135.5591 | 0 | 0 | 0 | 0 | 0 | 0 | 0 | 0
2016-03-05 21:00 | 0 | 0 | 0 | 0 | 671.3733 | 597070.3552 | 403627 | 0 | 0 | 0 | 0 | 124567.5063 | 0 | 0 | 0 | 0 | 0 | 0 | 0 | 3540761.6561 | 0 | 0 | 0 | 0 | 0 | 0 | 0 | 0 | 0 | 0 | 0 | -83051.4577 | 0 | 0 | 0 | 0 | 0 | 0 | 0 | 0 | 0 | 277166.1862 | 0 | 0 | 0 | 0 | 0 | 0 | 0 | 0
2016-03-05 22:00 | 0 | 0 | 0 | 0 | 0 | 518334.6045 | 407156 | 0 | 0 | 0 | 0 | 207618.964 | 0 | 0 | 0 | 0 | 0 | 0 | 0 | 3568888.8029 | 0 | 0 | 0 | 0 | 0 | 0 | 0 | 0 | 0 | 0 | 0 | 83051.4577 | 0 | 0 | 0 | 0 | 0 | 0 | 0 | 0 | 0 | 28127.1468 | 0 | 0 | 0 | 0 | 0 | 0 | 0 | 0
2016-03-05 23:00 | 0 | 0 | 0 | 0 | 0 | 363682.1657 | 417186 | 0 | 0 | 0 | 0 | 124567.5063 | 0 | 0 | 0 | 0 | 0 | 0 | 0 | 3598436.4263 | 0 | 0 | 0 | 0 | 0 | 0 | 0 | 0 | 0 | 0 | 0 | -83051.4577 | 0 | 0 | 0 | 0 | 0 | 0 | 0 | 0 | 0 | 29547.6234 | 0 | 0 | 0 | 0 | 0 | 0 | 0 | 0
2016-03-06 | 0 | 0 | 0 | 0 | 0 | 113533.1907 | 426981 | 0 | 0 | 0 | 0 | 88285.8832 | 0 | 0 | 0 | 0 | 0 | 0 | 0 | 3321270.2401 | 0 | 0 | 0 | 0 | 0 | 0 | 0 | 0 | 0 | 0 | 0 | -36281.6231 | 0 | 0 | 0 | 0 | 0 | 0 | 0 | 0 | 0 | -277166.1862 | 0 | 0 | 0 | 0 | 0 | 0 | 0 | 0
2016-03-06 01:00 | 0 | 0 | 0 | 0 | 233983.2588 | 460.0128 | 428558 | 0 | 0 | 0 | 0 | 171337.3409 | 0 | 0 | 0 | 0 | 0 | 0 | 0 | 3044104.0539 | 0 | 0 | 0 | 0 | 0 | 0 | 0 | 0 | 0 | 0 | 0 | 83051.4577 | 0 | 0 | 0 | 0 | 0 | 0 | 0 | 0 | 0 | -277166.1862 | 0 | 0 | 0 | 0 | 0 | 0 | 0 | 0
2016-03-06 02:00 | 0 | 0 | 0 | 0 | 617571.7285 | 0 | 423457 | 0 | 0 | 0 | 0 | 88285.8832 | 0 | 0 | 0 | 0 | 0 | 0 | 0 | 3321270.2401 | 0 | 0 | 0 | 0 | 0 | 0 | 0 | 0 | 0 | 0 | 0 | -83051.4577 | 0 | 0 | 0 | 0 | 0 | 0 | 0 | 0 | 0 | 277166.1862 | 0 | 0 | 0 | 0 | 0 | 0 | 0 | 0
2016-03-06 03:00 | 0 | 0 | 0 | 0 | 51329.3561 | 0 | 411547 | 0 | 0 | 0 | 0 | 5234.4254 | 0 | 0 | 0 | 0 | 0 | 0 | 0 | 3044104.0539 | 0 | 0 | 0 | 0 | 0 | 0 | 0 | 0 | 0 | 0 | 0 | -83051.4577 | 0 | 0 | 0 | 0 | 0 | 0 | 0 | 0 | 0 | -277166.1862 | 0 | 0 | 0 | 0 | 0 | 0 | 0 | 0
2016-03-06 04:00 | 0 | 0 | 0 | 0 | 200732.2715 | 0 | 394847 | 0 | 0 | 0 | 0 | 88285.8832 | 0 | 0 | 0 | 0 | 0 | 0 | 0 | 2766937.8678 | 0 | 0 | 0 | 0 | 0 | 0 | 0 | 0 | 0 | 0 | 0 | 83051.4577 | 0 | 0 | 0 | 0 | 0 | 0 | 0 | 0 | 0 | -277166.1862 | 0 | 0 | 0 | 0 | 0 | 0 | 0 | 0
2016-03-06 05:00 | 0 | 0 | 0 | 0 | 18119.3561 | 0 | 378337 | 0 | 0 | 0 | 0 | 5234.4254 | 0 | 0 | 0 | 0 | 0 | 0 | 0 | 2489771.6816 | 0 | 0 | 0 | 0 | 0 | 0 | 0 | 0 | 0 | 0 | 0 | -83051.4577 | 0 | 0 | 0 | 0 | 0 | 0 | 0 | 0 | 0 | -277166.1862 | 0 | 0 | 0 | 0 | 0 | 0 | 0 | 0
2016-03-06 06:00 | 0 | 0 | 0 | 0 | 638735.7607 | 0 | 366804 | 0 | 0 | 0 | 0 | 0 | 0 | 0 | 0 | 0 | 0 | 0 | 0 | 2766937.8678 | 0 | 0 | 0 | 0 | 0 | 0 | 0 | 0 | 0 | 0 | 0 | -5234.4254 | 0 | 0 | 0 | 0 | 0 | 0 | 0 | 0 | 0 | 277166.1862 | 0 | 0 | 0 | 0 | 0 | 0 | 0 | 0
2016-03-06 07:00 | 0 | 0 | 0 | 0 | 166058.2715 | 0 | 360173 | 0 | 0 | 0 | 0 | 83051.4577 | 0 | 0 | 0 | 0 | 0 | 0 | 0 | 2489771.6816 | 0 | 0 | 0 | 0 | 0 | 0 | 0 | 0 | 0 | 0 | 0 | 83051.4577 | 0 | 0 | 0 | 0 | 0 | 0 | 0 | 0 | 0 | -277166.1862 | 0 | 0 | 0 | 0 | 0 | 0 | 0 | 0
2016-03-06 08:00 | 0 | 0 | 0 | 0 | 0 | 0 | 356411 | 0 | 0 | 0 | 0 | 0 | 0 | 0 | 0 | 0 | 0 | 0 | 0 | 2216412.1393 | 0 | 0 | 0 | 0 | 0 | 0 | 0 | 0 | 0 | 0 | 0 | -83051.4577 | 0 | 0 | 0 | 0 | 0 | 0 | 0 | 0 | 0 | -273359.5423 | 0 | 0 | 0 | 0 | 0 | 0 | 0 | 0
2016-03-06 09:00 | 0 | 0 | 0 | 0 | 162300.2715 | 0 | 356415 | 0 | 0 | 0 | 0 | 83051.4577 | 0 | 0 | 0 | 0 | 0 | 0 | 0 | 1939245.9532 | 0 | 0 | 0 | 0 | 0 | 0 | 0 | 0 | 0 | 0 | 0 | 83051.4577 | 0 | 0 | 0 | 0 | 0 | 0 | 0 | 0 | 0 | -277166.1862 | 0 | 0 | 0 | 0 | 0 | 0 | 0 | 0
2016-03-06 10:00 | 0 | 0 | 0 | 0 | 719265.6439 | 0 | 359048 | 0 | 0 | 0 | 0 | 166102.9154 | 0 | 0 | 0 | 0 | 0 | 0 | 0 | 2216412.1393 | 0 | 0 | 0 | 0 | 0 | 0 | 0 | 0 | 0 | 0 | 0 | 83051.4577 | 0 | 0 | 0 | 0 | 0 | 0 | 0 | 0 | 0 | 277166.1862 | 0 | 0 | 0 | 0 | 0 | 0 | 0 | 0
2016-03-06 11:00 | 0 | 0 | 0 | 0 | 6428.3561 | 0 | 366646 | 0 | 0 | 0 | 0 | 83051.4577 | 0 | 0 | 0 | 0 | 0 | 0 | 0 | 1939245.9532 | 0 | 0 | 0 | 0 | 0 | 0 | 0 | 0 | 0 | 0 | 0 | -83051.4577 | 0 | 0 | 0 | 0 | 0 | 0 | 0 | 0 | 0 | -277166.1862 | 0 | 0 | 0 | 0 | 0 | 0 | 0 | 0
2016-03-06 12:00 | 0 | 0 | 0 | 0 | 100433.8138 | 0 | 377600 | 0 | 0 | 0 | 0 | 83051.4577 | 0 | 0 | 0 | 0 | 0 | 0 | 0 | 1662079.767 | 0 | 0 | 0 | 0 | 0 | 0 | 0 | 0 | 0 | 0 | 0 | 0 | 0 | 0 | 0 | 0 | 0 | 0 | 0 | 0 | 0 | -277166.1862 | 0 | 0 | 0 | 0 | 0 | 0 | 0 | 0
2016-03-06 13:00 | 0 | 0 | 0 | 0 | 670198.5566 | 13191.2225 | 387619 | 0 | 0 | 0 | 0 | 166102.9154 | 0 | 0 | 0 | 0 | 0 | 0 | 0 | 1874799.0883 | 0 | 0 | 0 | 0 | 0 | 0 | 0 | 0 | 0 | 0 | 0 | 83051.4577 | 0 | 0 | 0 | 0 | 0 | 0 | 0 | 0 | 0 | 212719.3213 | 0 | 0 | 0 | 0 | 0 | 0 | 0 | 0
2016-03-06 14:00 | 0 | 0 | 0 | 0 | 353818.5806 | 234132.1479 | 393836 | 0 | 0 | 0 | 0 | 83051.4577 | 0 | 0 | 0 | 0 | 0 | 0 | 0 | 2151965.2745 | 0 | 0 | 0 | 0 | 0 | 0 | 0 | 0 | 0 | 0 | 0 | -83051.4577 | 0 | 0 | 0 | 0 | 0 | 0 | 0 | 0 | 0 | 277166.1862 | 0 | 0 | 0 | 0 | 0 | 0 | 0 | 0
2016-03-06 15:00 | 0 | 0 | 0 | 0 | 0 | 469997.0888 | 394051 | 0 | 0 | 0 | 0 | 0 | 0 | 0 | 0 | 0 | 0 | 0 | 0 | 2310962.821 | 0 | 0 | 0 | 0 | 0 | 0 | 0 | 0 | 0 | 0 | 0 | -83051.4577 | 0 | 0 | 0 | 0 | 0 | 0 | 0 | 0 | 0 | 158997.5465 | 0 | 0 | 0 | 0 | 0 | 0 | 0 | 0
2016-03-06 16:00 | 0 | 0 | 0 | 0 | 167058.3882 | 584686.2557 | 391527 | 0 | 0 | 0 | 0 | 83051.4577 | 0 | 0 | 0 | 0 | 0 | 0 | 0 | 2588129.0072 | 0 | 0 | 0 | 0 | 0 | 0 | 0 | 0 | 0 | 0 | 0 | 83051.4577 | 0 | 0 | 0 | 0 | 0 | 0 | 0 | 0 | 0 | 277166.1862 | 0 | 0 | 0 | 0 | 0 | 0 | 0 | 0
2016-03-06 17:00 | 0 | 0 | 0 | 0 | 0 | 629008.0581 | 389677 | 0 | 0 | 0 | 0 | 166102.9154 | 0 | 0 | 0 | 0 | 0 | 0 | 0 | 2744408.6075 | 0 | 0 | 0 | 0 | 0 | 0 | 0 | 0 | 0 | 0 | 0 | 83051.4577 | 0 | 0 | 0 | 0 | 0 | 0 | 0 | 0 | 0 | 156279.6004 | 0 | 0 | 0 | 0 | 0 | 0 | 0 | 0
2016-03-06 18:00 | 0 | 0 | 0 | 0 | 0 | 625591.077 | 387230 | 0 | 0 | 0 | 0 | 127297.8063 | 0 | 0 | 0 | 0 | 0 | 0 | 0 | 3021574.7937 | 0 | 0 | 0 | 0 | 0 | 0 | 0 | 0 | 0 | 0 | 0 | -38805.1091 | 0 | 0 | 0 | 0 | 0 | 0 | 0 | 0 | 0 | 277166.1862 | 0 | 0 | 0 | 0 | 0 | 0 | 0 | 0
2016-03-06 19:00 | 0 | 0 | 0 | 0 | 0 | 615272.5449 | 385165 | 0 | 0 | 0 | 0 | 210349.264 | 0 | 0 | 0 | 0 | 0 | 0 | 0 | 3168630.8809 | 0 | 0 | 0 | 0 | 0 | 0 | 0 | 0 | 0 | 0 | 0 | 83051.4577 | 0 | 0 | 0 | 0 | 0 | 0 | 0 | 0 | 0 | 147056.0872 | 0 | 0 | 0 | 0 | 0 | 0 | 0 | 0
2016-03-06 20:00 | 0 | 0 | 0 | 0 | 0 | 606968.2757 | 383511 | 0 | 0 | 0 | 0 | 156640.3536 | 0 | 0 | 0 | 0 | 0 | 0 | 0 | 3445797.0671 | 0 | 0 | 0 | 0 | 0 | 0 | 0 | 0 | 0 | 0 | 0 | -53708.9104 | 0 | 0 | 0 | 0 | 0 | 0 | 0 | 0 | 0 | 277166.1862 | 0 | 0 | 0 | 0 | 0 | 0 | 0 | 0
2016-03-06 21:00 | 0 | 0 | 0 | 0 | 0 | 583786.5623 | 386144 | 0 | 0 | 0 | 0 | 239691.8113 | 0 | 0 | 0 | 0 | 0 | 0 | 0 | 3560388.1717 | 0 | 0 | 0 | 0 | 0 | 0 | 0 | 0 | 0 | 0 | 0 | 83051.4577 | 0 | 0 | 0 | 0 | 0 | 0 | 0 | 0 | 0 | 114591.1046 | 0 | 0 | 0 | 0 | 0 | 0 | 0 | 0
2016-03-06 22:00 | 0 | 0 | 0 | 0 | 59935.4263 | 526787.3021 | 392608 | 0 | 0 | 0 | 0 | 156640.3536 | 0 | 0 | 0 | 0 | 0 | 0 | 0 | 3837554.3579 | 0 | 0 | 0 | 0 | 0 | 0 | 0 | 0 | 0 | 0 | 0 | -83051.4577 | 0 | 0 | 0 | 0 | 0 | 0 | 0 | 0 | 0 | 277166.1862 | 0 | 0 | 0 | 0 | 0 | 0 | 0 | 0
2016-03-06 23:00 | 0 | 0 | 0 | 0 | 0 | 404513.9057 | 408579 | 0 | 0 | 0 | 0 | 83051.4577 | 0 | 0 | 0 | 0 | 0 | 0 | 0 | 3907078.1595 | 0 | 0 | 0 | 0 | 0 | 0 | 0 | 0 | 0 | 0 | 0 | -73588.8959 | 0 | 0 | 0 | 0 | 0 | 0 | 0 | 0 | 0 | 69523.8016 | 0 | 0 | 0 | 0 | 0 | 0 | 0 | 0
2016-03-07 | 0 | 0 | 0 | 0 | 59469.7237 | 172840.5479 | 426425 | 0 | 0 | 0 | 0 | 166102.9154 | 0 | 0 | 0 | 0 | 0 | 0 | 0 | 3629911.9733 | 0 | 0 | 0 | 0 | 0 | 0 | 0 | 0 | 0 | 0 | 0 | 83051.4577 | 0 | 0 | 0 | 0 | 0 | 0 | 0 | 0 | 0 | -277166.1862 | 0 | 0 | 0 | 0 | 0 | 0 | 0 | 0
2016-03-07 01:00 | 0 | 0 | 0 | 0 | 70337.7067 | 1093.6494 | 431649 | 0 | 0 | 0 | 0 | 83051.4577 | 0 | 0 | 0 | 0 | 0 | 0 | 0 | 3352745.7871 | 0 | 0 | 0 | 0 | 0 | 0 | 0 | 0 | 0 | 0 | 0 | -83051.4577 | 0 | 0 | 0 | 0 | 0 | 0 | 0 | 0 | 0 | -277166.1862 | 0 | 0 | 0 | 0 | 0 | 0 | 0 | 0
2016-03-07 02:00 | 0 | 0 | 0 | 0 | 779879.7002 | 0 | 424435 | 0 | 0 | 0 | 0 | 166102.9154 | 0 | 0 | 0 | 0 | 0 | 0 | 0 | 3625139.0297 | 0 | 0 | 0 | 0 | 0 | 0 | 0 | 0 | 0 | 0 | 0 | 83051.4577 | 0 | 0 | 0 | 0 | 0 | 0 | 0 | 0 | 0 | 272393.2425 | 0 | 0 | 0 | 0 | 0 | 0 | 0 | 0
2016-03-07 03:00 | 0 | 0 | 0 | 0 | 50470.3561 | 0 | 410688 | 0 | 0 | 0 | 0 | 83051.4577 | 0 | 0 | 0 | 0 | 0 | 0 | 0 | 3347972.8435 | 0 | 0 | 0 | 0 | 0 | 0 | 0 | 0 | 0 | 0 | 0 | -83051.4577 | 0 | 0 | 0 | 0 | 0 | 0 | 0 | 0 | 0 | -277166.1862 | 0 | 0 | 0 | 0 | 0 | 0 | 0 | 0
2016-03-07 04:00 | 0 | 0 | 0 | 0 | 31513.3561 | 0 | 391731 | 0 | 0 | 0 | 0 | 0 | 0 | 0 | 0 | 0 | 0 | 0 | 0 | 3070806.6573 | 0 | 0 | 0 | 0 | 0 | 0 | 0 | 0 | 0 | 0 | 0 | -83051.4577 | 0 | 0 | 0 | 0 | 0 | 0 | 0 | 0 | 0 | -277166.1862 | 0 | 0 | 0 | 0 | 0 | 0 | 0 | 0
2016-03-07 05:00 | 0 | 0 | 0 | 0 | 182233.2715 | 0 | 376348 | 0 | 0 | 0 | 0 | 83051.4577 | 0 | 0 | 0 | 0 | 0 | 0 | 0 | 2793640.4712 | 0 | 0 | 0 | 0 | 0 | 0 | 0 | 0 | 0 | 0 | 0 | 83051.4577 | 0 | 0 | 0 | 0 | 0 | 0 | 0 | 0 | 0 | -277166.1862 | 0 | 0 | 0 | 0 | 0 | 0 | 0 | 0
2016-03-07 06:00 | 0 | 0 | 0 | 0 | 560274.7285 | 0 | 366160 | 0 | 0 | 0 | 0 | 0 | 0 | 0 | 0 | 0 | 0 | 0 | 0 | 3070806.6573 | 0 | 0 | 0 | 0 | 0 | 0 | 0 | 0 | 0 | 0 | 0 | -83051.4577 | 0 | 0 | 0 | 0 | 0 | 0 | 0 | 0 | 0 | 277166.1862 | 0 | 0 | 0 | 0 | 0 | 0 | 0 | 0
2016-03-07 07:00 | 0 | 0 | 0 | 0 | 165824.2715 | 0 | 359939 | 0 | 0 | 0 | 0 | 83051.4577 | 0 | 0 | 0 | 0 | 0 | 0 | 0 | 2793640.4712 | 0 | 0 | 0 | 0 | 0 | 0 | 0 | 0 | 0 | 0 | 0 | 83051.4577 | 0 | 0 | 0 | 0 | 0 | 0 | 0 | 0 | 0 | -277166.1862 | 0 | 0 | 0 | 0 | 0 | 0 | 0 | 0
2016-03-07 08:00 | 0 | 0 | 0 | 0 | 163845.2715 | 0 | 357960 | 0 | 0 | 0 | 0 | 166102.9154 | 0 | 0 | 0 | 0 | 0 | 0 | 0 | 2516474.285 | 0 | 0 | 0 | 0 | 0 | 0 | 0 | 0 | 0 | 0 | 0 | 83051.4577 | 0 | 0 | 0 | 0 | 0 | 0 | 0 | 0 | 0 | -277166.1862 | 0 | 0 | 0 | 0 | 0 | 0 | 0 | 0
2016-03-07 09:00 | 0 | 0 | 0 | 0 | 1318.3561 | 0 | 361536 | 0 | 0 | 0 | 0 | 83051.4577 | 0 | 0 | 0 | 0 | 0 | 0 | 0 | 2239308.0988 | 0 | 0 | 0 | 0 | 0 | 0 | 0 | 0 | 0 | 0 | 0 | -83051.4577 | 0 | 0 | 0 | 0 | 0 | 0 | 0 | 0 | 0 | -277166.1862 | 0 | 0 | 0 | 0 | 0 | 0 | 0 | 0
2016-03-07 10:00 | 0 | 0 | 0 | 0 | 702517.2419 | 0 | 376711 | 0 | 0 | 0 | 0 | 166102.9154 | 0 | 0 | 0 | 0 | 0 | 0 | 0 | 2482062.883 | 0 | 0 | 0 | 0 | 0 | 0 | 0 | 0 | 0 | 0 | 0 | 83051.4577 | 0 | 0 | 0 | 0 | 0 | 0 | 0 | 0 | 0 | 242754.7842 | 0 | 0 | 0 | 0 | 0 | 0 | 0 | 0
2016-03-07 11:00 | 0 | 0 | 0 | 0 | 48126.3561 | 0 | 408344 | 0 | 0 | 0 | 0 | 83051.4577 | 0 | 0 | 0 | 0 | 0 | 0 | 0 | 2204896.6969 | 0 | 0 | 0 | 0 | 0 | 0 | 0 | 0 | 0 | 0 | 0 | -83051.4577 | 0 | 0 | 0 | 0 | 0 | 0 | 0 | 0 | 0 | -277166.1862 | 0 | 0 | 0 | 0 | 0 | 0 | 0 | 0
2016-03-07 12:00 | 0 | 0 | 0 | 0 | 71233.3561 | 0 | 431451 | 0 | 0 | 0 | 0 | 0 | 0 | 0 | 0 | 0 | 0 | 0 | 0 | 1927730.5107 | 0 | 0 | 0 | 0 | 0 | 0 | 0 | 0 | 0 | 0 | 0 | -83051.4577 | 0 | 0 | 0 | 0 | 0 | 0 | 0 | 0 | 0 | -277166.1862 | 0 | 0 | 0 | 0 | 0 | 0 | 0 | 0
2016-03-07 13:00 | 0 | 0 | 0 | 0 | 574272.3564 | 20530.3637 | 436012 | 0 | 0 | 0 | 0 | 83051.4577 | 0 | 0 | 0 | 0 | 0 | 0 | 0 | 2003469.7731 | 0 | 0 | 0 | 0 | 0 | 0 | 0 | 0 | 0 | 0 | 0 | 83051.4577 | 0 | 0 | 0 | 0 | 0 | 0 | 0 | 0 | 0 | 75739.2624 | 0 | 0 | 0 | 0 | 0 | 0 | 0 | 0
2016-03-07 14:00 | 0 | 0 | 0 | 0 | 0 | 324044.1977 | 435209 | 0 | 0 | 0 | 0 | 0 | 0 | 0 | 0 | 0 | 0 | 0 | 0 | 1975356.4285 | 0 | 0 | 0 | 0 | 0 | 0 | 0 | 0 | 0 | 0 | 0 | -83051.4577 | 0 | 0 | 0 | 0 | 0 | 0 | 0 | 0 | 0 | -28113.3446 | 0 | 0 | 0 | 0 | 0 | 0 | 0 | 0
2016-03-07 15:00 | 0 | 0 | 0 | 0 | 135077.8854 | 577080.3007 | 434992 | 0 | 0 | 0 | 0 | 0 | 0 | 0 | 0 | 0 | 0 | 0 | 0 | 2252522.6146 | 0 | 0 | 0 | 0 | 0 | 0 | 0 | 0 | 0 | 0 | 0 | 0 | 0 | 0 | 0 | 0 | 0 | 0 | 0 | 0 | 0 | 277166.1862 | 0 | 0 | 0 | 0 | 0 | 0 | 0 | 0
2016-03-07 16:00 | 0 | 0 | 0 | 0 | 154801.1799 | 639021.464 | 433605 | 0 | 0 | 0 | 0 | 83051.4577 | 0 | 0 | 0 | 0 | 0 | 0 | 0 | 2529688.8008 | 0 | 0 | 0 | 0 | 0 | 0 | 0 | 0 | 0 | 0 | 0 | 83051.4577 | 0 | 0 | 0 | 0 | 0 | 0 | 0 | 0 | 0 | 277166.1862 | 0 | 0 | 0 | 0 | 0 | 0 | 0 | 0
2016-03-07 17:00 | 0 | 0 | 0 | 0 | 0 | 655303.2107 | 430155 | 0 | 0 | 0 | 0 | 166102.9154 | 0 | 0 | 0 | 0 | 0 | 0 | 0 | 2671785.5538 | 0 | 0 | 0 | 0 | 0 | 0 | 0 | 0 | 0 | 0 | 0 | 83051.4577 | 0 | 0 | 0 | 0 | 0 | 0 | 0 | 0 | 0 | 142096.753 | 0 | 0 | 0 | 0 | 0 | 0 | 0 | 0
2016-03-07 18:00 | 0 | 0 | 0 | 0 | 0 | 654196.9882 | 428360 | 0 | 0 | 0 | 0 | 114773.7174 | 0 | 0 | 0 | 0 | 0 | 0 | 0 | 2948951.74 | 0 | 0 | 0 | 0 | 0 | 0 | 0 | 0 | 0 | 0 | 0 | -51329.198 | 0 | 0 | 0 | 0 | 0 | 0 | 0 | 0 | 0 | 277166.1862 | 0 | 0 | 0 | 0 | 0 | 0 | 0 | 0
2016-03-07 19:00 | 0 | 0 | 0 | 0 | 0 | 642836.4471 | 425749 | 0 | 0 | 0 | 0 | 197825.1751 | 0 | 0 | 0 | 0 | 0 | 0 | 0 | 3082987.7293 | 0 | 0 | 0 | 0 | 0 | 0 | 0 | 0 | 0 | 0 | 0 | 83051.4577 | 0 | 0 | 0 | 0 | 0 | 0 | 0 | 0 | 0 | 134035.9894 | 0 | 0 | 0 | 0 | 0 | 0 | 0 | 0
2016-03-07 20:00 | 0 | 0 | 0 | 0 | 0 | 627976.6104 | 423283 | 0 | 0 | 0 | 0 | 125352.5994 | 0 | 0 | 0 | 0 | 0 | 0 | 0 | 3360153.9155 | 0 | 0 | 0 | 0 | 0 | 0 | 0 | 0 | 0 | 0 | 0 | -72472.5757 | 0 | 0 | 0 | 0 | 0 | 0 | 0 | 0 | 0 | 277166.1862 | 0 | 0 | 0 | 0 | 0 | 0 | 0 | 0
2016-03-07 21:00 | 0 | 0 | 0 | 0 | 0 | 593356.615 | 422736 | 0 | 0 | 0 | 0 | 208404.0571 | 0 | 0 | 0 | 0 | 0 | 0 | 0 | 3447723.0728 | 0 | 0 | 0 | 0 | 0 | 0 | 0 | 0 | 0 | 0 | 0 | 83051.4577 | 0 | 0 | 0 | 0 | 0 | 0 | 0 | 0 | 0 | 87569.1573 | 0 | 0 | 0 | 0 | 0 | 0 | 0 | 0
2016-03-07 22:00 | 0 | 0 | 0 | 0 | 100571.3371 | 518570.3914 | 425027 | 0 | 0 | 0 | 0 | 125352.5994 | 0 | 0 | 0 | 0 | 0 | 0 | 0 | 3724889.2589 | 0 | 0 | 0 | 0 | 0 | 0 | 0 | 0 | 0 | 0 | 0 | -83051.4577 | 0 | 0 | 0 | 0 | 0 | 0 | 0 | 0 | 0 | 277166.1862 | 0 | 0 | 0 | 0 | 0 | 0 | 0 | 0
2016-03-07 23:00 | 0 | 0 | 0 | 0 | 0 | 357739.0239 | 436129 | 0 | 0 | 0 | 0 | 83051.4577 | 0 | 0 | 0 | 0 | 0 | 0 | 0 | 3688800.4246 | 0 | 0 | 0 | 0 | 0 | 0 | 0 | 0 | 0 | 0 | 0 | -42301.1417 | 0 | 0 | 0 | 0 | 0 | 0 | 0 | 0 | 0 | -36088.8343 | 0 | 0 | 0 | 0 | 0 | 0 | 0 | 0
2016-03-08 | 0 | 0 | 0 | 0 | 159648.17 | 95033.1016 | 448796 | 0 | 0 | 0 | 0 | 166102.9154 | 0 | 0 | 0 | 0 | 0 | 0 | 0 | 3411634.2384 | 0 | 0 | 0 | 0 | 0 | 0 | 0 | 0 | 0 | 0 | 0 | 83051.4577 | 0 | 0 | 0 | 0 | 0 | 0 | 0 | 0 | 0 | -277166.1862 | 0 | 0 | 0 | 0 | 0 | 0 | 0 | 0
2016-03-08 01:00 | 0 | 0 | 0 | 0 | 85839.5483 | 1505.8079 | 447563 | 0 | 0 | 0 | 0 | 83051.4577 | 0 | 0 | 0 | 0 | 0 | 0 | 0 | 3134468.0523 | 0 | 0 | 0 | 0 | 0 | 0 | 0 | 0 | 0 | 0 | 0 | -83051.4577 | 0 | 0 | 0 | 0 | 0 | 0 | 0 | 0 | 0 | -277166.1862 | 0 | 0 | 0 | 0 | 0 | 0 | 0 | 0
2016-03-08 02:00 | 0 | 0 | 0 | 0 | 786298.5373 | 0 | 436677 | 0 | 0 | 0 | 0 | 166102.9154 | 0 | 0 | 0 | 0 | 0 | 0 | 0 | 3401038.1318 | 0 | 0 | 0 | 0 | 0 | 0 | 0 | 0 | 0 | 0 | 0 | 83051.4577 | 0 | 0 | 0 | 0 | 0 | 0 | 0 | 0 | 0 | 266570.0796 | 0 | 0 | 0 | 0 | 0 | 0 | 0 | 0
2016-03-08 03:00 | 0 | 0 | 0 | 0 | 58313.3561 | 0 | 418531 | 0 | 0 | 0 | 0 | 83051.4577 | 0 | 0 | 0 | 0 | 0 | 0 | 0 | 3123871.9457 | 0 | 0 | 0 | 0 | 0 | 0 | 0 | 0 | 0 | 0 | 0 | -83051.4577 | 0 | 0 | 0 | 0 | 0 | 0 | 0 | 0 | 0 | -277166.1862 | 0 | 0 | 0 | 0 | 0 | 0 | 0 | 0
2016-03-08 04:00 | 0 | 0 | 0 | 0 | 35249.3561 | 0 | 395467 | 0 | 0 | 0 | 0 | 0 | 0 | 0 | 0 | 0 | 0 | 0 | 0 | 2846705.7595 | 0 | 0 | 0 | 0 | 0 | 0 | 0 | 0 | 0 | 0 | 0 | -83051.4577 | 0 | 0 | 0 | 0 | 0 | 0 | 0 | 0 | 0 | -277166.1862 | 0 | 0 | 0 | 0 | 0 | 0 | 0 | 0
2016-03-08 05:00 | 0 | 0 | 0 | 0 | 180166.2715 | 0 | 374281 | 0 | 0 | 0 | 0 | 83051.4577 | 0 | 0 | 0 | 0 | 0 | 0 | 0 | 2569539.5733 | 0 | 0 | 0 | 0 | 0 | 0 | 0 | 0 | 0 | 0 | 0 | 83051.4577 | 0 | 0 | 0 | 0 | 0 | 0 | 0 | 0 | 0 | -277166.1862 | 0 | 0 | 0 | 0 | 0 | 0 | 0 | 0
2016-03-08 06:00 | 0 | 0 | 0 | 0 | 553183.7285 | 0 | 359069 | 0 | 0 | 0 | 0 | 0 | 0 | 0 | 0 | 0 | 0 | 0 | 0 | 2846705.7595 | 0 | 0 | 0 | 0 | 0 | 0 | 0 | 0 | 0 | 0 | 0 | -83051.4577 | 0 | 0 | 0 | 0 | 0 | 0 | 0 | 0 | 0 | 277166.1862 | 0 | 0 | 0 | 0 | 0 | 0 | 0 | 0
2016-03-08 07:00 | 0 | 0 | 0 | 0 | 71978.8138 | 0 | 349145 | 0 | 0 | 0 | 0 | 0 | 0 | 0 | 0 | 0 | 0 | 0 | 0 | 2569539.5733 | 0 | 0 | 0 | 0 | 0 | 0 | 0 | 0 | 0 | 0 | 0 | 0 | 0 | 0 | 0 | 0 | 0 | 0 | 0 | 0 | 0 | -277166.1862 | 0 | 0 | 0 | 0 | 0 | 0 | 0 | 0
2016-03-08 08:00 | 0 | 0 | 0 | 0 | 150152.2715 | 0 | 344267 | 0 | 0 | 0 | 0 | 83051.4577 | 0 | 0 | 0 | 0 | 0 | 0 | 0 | 2292373.3872 | 0 | 0 | 0 | 0 | 0 | 0 | 0 | 0 | 0 | 0 | 0 | 83051.4577 | 0 | 0 | 0 | 0 | 0 | 0 | 0 | 0 | 0 | -277166.1862 | 0 | 0 | 0 | 0 | 0 | 0 | 0 | 0
2016-03-08 09:00 | 0 | 0 | 0 | 0 | 0 | 0 | 346924 | 0 | 0 | 0 | 0 | 0 | 0 | 0 | 0 | 0 | 0 | 0 | 0 | 2028500.8449 | 0 | 0 | 0 | 0 | 0 | 0 | 0 | 0 | 0 | 0 | 0 | -83051.4577 | 0 | 0 | 0 | 0 | 0 | 0 | 0 | 0 | 0 | -263872.5423 | 0 | 0 | 0 | 0 | 0 | 0 | 0 | 0
2016-03-08 10:00 | 0 | 0 | 0 | 0 | 640496.8526 | 0 | 358915 | 0 | 0 | 0 | 0 | 83051.4577 | 0 | 0 | 0 | 0 | 0 | 0 | 0 | 2227031.2398 | 0 | 0 | 0 | 0 | 0 | 0 | 0 | 0 | 0 | 0 | 0 | 83051.4577 | 0 | 0 | 0 | 0 | 0 | 0 | 0 | 0 | 0 | 198530.3949 | 0 | 0 | 0 | 0 | 0 | 0 | 0 | 0
2016-03-08 11:00 | 0 | 0 | 0 | 0 | 27212.3561 | 0 | 387430 | 0 | 0 | 0 | 0 | 0 | 0 | 0 | 0 | 0 | 0 | 0 | 0 | 1949865.0536 | 0 | 0 | 0 | 0 | 0 | 0 | 0 | 0 | 0 | 0 | 0 | -83051.4577 | 0 | 0 | 0 | 0 | 0 | 0 | 0 | 0 | 0 | -277166.1862 | 0 | 0 | 0 | 0 | 0 | 0 | 0 | 0
2016-03-08 12:00 | 0 | 0 | 0 | 0 | 619353.5768 | 0 | 411254 | 0 | 0 | 0 | 0 | 0 | 0 | 0 | 0 | 0 | 0 | 0 | 0 | 2157964.6304 | 0 | 0 | 0 | 0 | 0 | 0 | 0 | 0 | 0 | 0 | 0 | 0 | 0 | 0 | 0 | 0 | 0 | 0 | 0 | 0 | 0 | 208099.5768 | 0 | 0 | 0 | 0 | 0 | 0 | 0 | 0
2016-03-08 13:00 | 0 | 0 | 0 | 0 | 551976.7281 | 13505.4369 | 419161 | 0 | 0 | 0 | 0 | 83051.4577 | 0 | 0 | 0 | 0 | 0 | 0 | 0 | 2221234.3378 | 0 | 0 | 0 | 0 | 0 | 0 | 0 | 0 | 0 | 0 | 0 | 83051.4577 | 0 | 0 | 0 | 0 | 0 | 0 | 0 | 0 | 0 | 63269.7074 | 0 | 0 | 0 | 0 | 0 | 0 | 0 | 0
2016-03-08 14:00 | 0 | 0 | 0 | 0 | 316519.3396 | 300931.3889 | 423336 | 0 | 0 | 0 | 0 | 0 | 0 | 0 | 0 | 0 | 0 | 0 | 0 | 2498400.5239 | 0 | 0 | 0 | 0 | 0 | 0 | 0 | 0 | 0 | 0 | 0 | -83051.4577 | 0 | 0 | 0 | 0 | 0 | 0 | 0 | 0 | 0 | 277166.1862 | 0 | 0 | 0 | 0 | 0 | 0 | 0 | 0
2016-03-08 15:00 | 0 | 0 | 0 | 0 | 17372.442 | 685670.7442 | 425877 | 0 | 0 | 0 | 0 | 0 | 0 | 0 | 0 | 0 | 0 | 0 | 0 | 2775566.7101 | 0 | 0 | 0 | 0 | 0 | 0 | 0 | 0 | 0 | 0 | 0 | 0 | 0 | 0 | 0 | 0 | 0 | 0 | 0 | 0 | 0 | 277166.1862 | 0 | 0 | 0 | 0 | 0 | 0 | 0 | 0
2016-03-08 16:00 | 0 | 0 | 0 | 0 | 0 | 767184.9097 | 426409 | 0 | 0 | 0 | 0 | 83051.4577 | 0 | 0 | 0 | 0 | 0 | 0 | 0 | 3033291.1621 | 0 | 0 | 0 | 0 | 0 | 0 | 0 | 0 | 0 | 0 | 0 | 83051.4577 | 0 | 0 | 0 | 0 | 0 | 0 | 0 | 0 | 0 | 257724.452 | 0 | 0 | 0 | 0 | 0 | 0 | 0 | 0
2016-03-08 17:00 | 0 | 0 | 0 | 0 | 0 | 757993.2462 | 424840 | 0 | 0 | 0 | 0 | 139038.5177 | 0 | 0 | 0 | 0 | 0 | 0 | 0 | 3310457.3482 | 0 | 0 | 0 | 0 | 0 | 0 | 0 | 0 | 0 | 0 | 0 | 55987.06 | 0 | 0 | 0 | 0 | 0 | 0 | 0 | 0 | 0 | 277166.1862 | 0 | 0 | 0 | 0 | 0 | 0 | 0 | 0
2016-03-08 18:00 | 0 | 0 | 0 | 0 | 0 | 728774.1922 | 424108 | 0 | 0 | 0 | 0 | 166538.5238 | 0 | 0 | 0 | 0 | 0 | 0 | 0 | 3587623.5344 | 0 | 0 | 0 | 0 | 0 | 0 | 0 | 0 | 0 | 0 | 0 | 27500.006 | 0 | 0 | 0 | 0 | 0 | 0 | 0 | 0 | 0 | 277166.1862 | 0 | 0 | 0 | 0 | 0 | 0 | 0 | 0
2016-03-08 19:00 | 0 | 0 | 0 | 0 | 0 | 697616.7485 | 423858 | 0 | 0 | 0 | 0 | 163131.0861 | 0 | 0 | 0 | 0 | 0 | 0 | 0 | 3864789.7206 | 0 | 0 | 0 | 0 | 0 | 0 | 0 | 0 | 0 | 0 | 0 | -3407.4377 | 0 | 0 | 0 | 0 | 0 | 0 | 0 | 0 | 0 | 277166.1862 | 0 | 0 | 0 | 0 | 0 | 0 | 0 | 0
2016-03-08 20:00 | 0 | 0 | 0 | 0 | 0 | 679611.9953 | 422736 | 0 | 0 | 0 | 0 | 142840.8952 | 0 | 0 | 0 | 0 | 0 | 0 | 0 | 4141955.9067 | 0 | 0 | 0 | 0 | 0 | 0 | 0 | 0 | 0 | 0 | 0 | -20290.1909 | 0 | 0 | 0 | 0 | 0 | 0 | 0 | 0 | 0 | 277166.1862 | 0 | 0 | 0 | 0 | 0 | 0 | 0 | 0
2016-03-08 21:00 | 0 | 0 | 0 | 0 | 0 | 649804.7536 | 422784 | 0 | 0 | 0 | 0 | 92695.4626 | 0 | 0 | 0 | 0 | 0 | 0 | 0 | 4419122.0929 | 0 | 0 | 0 | 0 | 0 | 0 | 0 | 0 | 0 | 0 | 0 | -50145.4326 | 0 | 0 | 0 | 0 | 0 | 0 | 0 | 0 | 0 | 277166.1862 | 0 | 0 | 0 | 0 | 0 | 0 | 0 | 0
2016-03-08 22:00 | 0 | 0 | 0 | 0 | 0 | 585612.8759 | 424813 | 0 | 0 | 0 | 0 | 9644.0049 | 0 | 0 | 0 | 0 | 0 | 0 | 0 | 4662973.4265 | 0 | 0 | 0 | 0 | 0 | 0 | 0 | 0 | 0 | 0 | 0 | -83051.4577 | 0 | 0 | 0 | 0 | 0 | 0 | 0 | 0 | 0 | 243851.3336 | 0 | 0 | 0 | 0 | 0 | 0 | 0 | 0
2016-03-08 23:00 | 0 | 0 | 0 | 0 | 0 | 424535.4584 | 433883 | 0 | 0 | 0 | 0 | 92695.4626 | 0 | 0 | 0 | 0 | 0 | 0 | 0 | 4570574.4273 | 0 | 0 | 0 | 0 | 0 | 0 | 0 | 0 | 0 | 0 | 0 | 83051.4577 | 0 | 0 | 0 | 0 | 0 | 0 | 0 | 0 | 0 | -92398.9993 | 0 | 0 | 0 | 0 | 0 | 0 | 0 | 0
2016-03-09 | 0 | 0 | 0 | 0 | 284763.9184 | 147543.4085 | 446635 | 0 | 0 | 0 | 0 | 175746.9203 | 0 | 0 | 0 | 0 | 0 | 0 | 0 | 4473195.2964 | 0 | 0 | 0 | 0 | 0 | 0 | 0 | 0 | 0 | 0 | 0 | 83051.4577 | 0 | 0 | 0 | 0 | 0 | 0 | 0 | 0 | 0 | -97379.1309 | 0 | 0 | 0 | 0 | 0 | 0 | 0 | 0
2016-03-09 01:00 | 0 | 0 | 0 | 0 | 290368.6016 | 1549.2913 | 445107 | 0 | 0 | 0 | 0 | 92695.4626 | 0 | 0 | 0 | 0 | 0 | 0 | 0 | 4403057.6469 | 0 | 0 | 0 | 0 | 0 | 0 | 0 | 0 | 0 | 0 | 0 | -83051.4577 | 0 | 0 | 0 | 0 | 0 | 0 | 0 | 0 | 0 | -70137.6494 | 0 | 0 | 0 | 0 | 0 | 0 | 0 | 0
2016-03-09 02:00 | 0 | 0 | 0 | 0 | 293511.5455 | 0 | 432794 | 0 | 0 | 0 | 0 | 9644.0049 | 0 | 0 | 0 | 0 | 0 | 0 | 0 | 4346826.6501 | 0 | 0 | 0 | 0 | 0 | 0 | 0 | 0 | 0 | 0 | 0 | -83051.4577 | 0 | 0 | 0 | 0 | 0 | 0 | 0 | 0 | 0 | -56230.9968 | 0 | 0 | 0 | 0 | 0 | 0 | 0 | 0
2016-03-09 03:00 | 0 | 0 | 0 | 0 | 273983.279 | 0 | 413765 | 0 | 0 | 0 | 0 | 92695.4626 | 0 | 0 | 0 | 0 | 0 | 0 | 0 | 4123993.4714 | 0 | 0 | 0 | 0 | 0 | 0 | 0 | 0 | 0 | 0 | 0 | 83051.4577 | 0 | 0 | 0 | 0 | 0 | 0 | 0 | 0 | 0 | -222833.1787 | 0 | 0 | 0 | 0 | 0 | 0 | 0 | 0
2016-03-09 04:00 | 0 | 0 | 0 | 0 | 249857.6836 | 0 | 389747 | 0 | 0 | 0 | 0 | 175746.9203 | 0 | 0 | 0 | 0 | 0 | 0 | 0 | 3893472.3411 | 0 | 7580.3561 | 0 | 0 | 0 | 0 | 0 | 0 | 0 | 0 | 0 | 83051.4577 | 0 | 0 | 0 | 0 | 0 | 0 | 0 | 0 | 0 | -230521.1303 | 0 | 7580.3561 | 0 | 0 | 0 | 0 | 0 | 0
2016-03-09 05:00 | 0 | 0 | 0 | 0 | 0 | 0 | 367798 | 0 | 0 | 0 | 0 | 92695.4626 | 0 | 0 | 0 | 0 | 0 | 0 | 0 | 3616306.155 | 0 | 0 | 0 | 0 | 0 | 0 | 0 | 0 | 0 | 0 | 0 | -83051.4577 | 0 | 0 | 0 | 0 | 0 | 0 | 0 | 0 | 0 | -277166.1862 | 0 | -7580.3561 | 0 | 0 | 0 | 0 | 0 | 0
2016-03-09 06:00 | 0 | 0 | 0 | 0 | 230678.1919 | 0 | 350590 | 0 | 0 | 0 | 0 | 175746.9203 | 0 | 0 | 0 | 0 | 0 | 0 | 0 | 3413342.8891 | 0 | 0 | 0 | 0 | 0 | 0 | 0 | 0 | 0 | 0 | 0 | 83051.4577 | 0 | 0 | 0 | 0 | 0 | 0 | 0 | 0 | 0 | -202963.2658 | 0 | 0 | 0 | 0 | 0 | 0 | 0 | 0
2016-03-09 07:00 | 0 | 0 | 0 | 0 | 0 | 0 | 339505 | 0 | 0 | 0 | 0 | 113408.1065 | 0 | 0 | 0 | 0 | 0 | 0 | 0 | 3136176.703 | 0 | 0 | 0 | 0 | 0 | 0 | 0 | 0 | 0 | 0 | 0 | -62338.8138 | 0 | 0 | 0 | 0 | 0 | 0 | 0 | 0 | 0 | -277166.1862 | 0 | 0 | 0 | 0 | 0 | 0 | 0 | 0
2016-03-09 08:00 | 0 | 0 | 0 | 0 | 251443.1442 | 0 | 334541 | 0 | 0 | 0 | 0 | 30356.6488 | 0 | 0 | 0 | 0 | 0 | 0 | 0 | 3136130.3049 | 0 | 0 | 0 | 0 | 0 | 0 | 0 | 0 | 0 | 0 | 0 | -83051.4577 | 0 | 0 | 0 | 0 | 0 | 0 | 0 | 0 | 0 | -46.3981 | 0 | 0 | 0 | 0 | 0 | 0 | 0 | 0
2016-03-09 09:00 | 0 | 0 | 0 | 0 | 141986.2715 | 0 | 336101 | 0 | 0 | 0 | 0 | 113408.1065 | 0 | 0 | 0 | 0 | 0 | 0 | 0 | 2858964.1188 | 0 | 0 | 0 | 0 | 0 | 0 | 0 | 0 | 0 | 0 | 0 | 83051.4577 | 0 | 0 | 0 | 0 | 0 | 0 | 0 | 0 | 0 | -277166.1862 | 0 | 0 | 0 | 0 | 0 | 0 | 0 | 0
2016-03-09 10:00 | 0 | 0 | 0 | 0 | 238263.3928 | 0 | 349279 | 0 | 0 | 0 | 0 | 30356.6488 | 0 | 0 | 0 | 0 | 0 | 0 | 0 | 2830999.9693 | 0 | 0 | 0 | 0 | 0 | 0 | 0 | 0 | 0 | 0 | 0 | -83051.4577 | 0 | 0 | 0 | 0 | 0 | 0 | 0 | 0 | 0 | -27964.1495 | 0 | 0 | 0 | 0 | 0 | 0 | 0 | 0
2016-03-09 11:00 | 0 | 0 | 0 | 0 | 181247.2715 | 0 | 375362 | 0 | 0 | 0 | 0 | 113408.1065 | 0 | 0 | 0 | 0 | 0 | 0 | 0 | 2553833.7831 | 0 | 0 | 0 | 0 | 0 | 0 | 0 | 0 | 0 | 0 | 0 | 83051.4577 | 0 | 0 | 0 | 0 | 0 | 0 | 0 | 0 | 0 | -277166.1862 | 0 | 0 | 0 | 0 | 0 | 0 | 0 | 0
2016-03-09 12:00 | 0 | 0 | 0 | 0 | 225368.8284 | 0 | 399305 | 0 | 0 | 0 | 0 | 196459.5642 | 0 | 0 | 0 | 0 | 0 | 0 | 0 | 2289092.3357 | 0 | 7753.8181 | 0 | 0 | 0 | 0 | 0 | 0 | 0 | 0 | 0 | 83051.4577 | 0 | 0 | 0 | 0 | 0 | 0 | 0 | 0 | 0 | -264741.4474 | 0 | 7753.8181 | 0 | 0 | 0 | 0 | 0 | 0
2016-03-09 13:00 | 0 | 0 | 0 | 0 | 195535.8903 | 12089.0622 | 409712 | 0 | 0 | 0 | 0 | 113408.1065 | 0 | 0 | 0 | 0 | 0 | 0 | 0 | 2137283.6605 | 0 | 40526.9035 | 0 | 0 | 0 | 0 | 0 | 0 | 0 | 0 | 0 | -83051.4577 | 0 | 0 | 0 | 0 | 0 | 0 | 0 | 0 | 0 | -151808.6751 | 0 | 32773.0854 | 0 | 0 | 0 | 0 | 0 | 0
2016-03-09 14:00 | 0 | 0 | 0 | 0 | 0 | 299779.7889 | 415738 | 0 | 0 | 0 | 0 | 77629.7967 | 0 | 0 | 0 | 0 | 0 | 0 | 0 | 2089876.8446 | 0 | 7753.8181 | 0 | 0 | 0 | 0 | 0 | 0 | 0 | 0 | 0 | -35778.3098 | 0 | 0 | 0 | 0 | 0 | 0 | 0 | 0 | 0 | -47406.816 | 0 | -32773.0854 | 0 | 0 | 0 | 0 | 0 | 0
2016-03-09 15:00 | 0 | 0 | 0 | 0 | 0 | 620350.3895 | 420814 | 0 | 0 | 0 | 0 | 0 | 0 | 0 | 0 | 0 | 0 | 0 | 0 | 2367043.0307 | 0 | 7753.8181 | 0 | 0 | 0 | 0 | 0 | 0 | 0 | 0 | 0 | -77629.7967 | 0 | 0 | 0 | 0 | 0 | 0 | 0 | 0 | 0 | 277166.1862 | 0 | 0 | 0 | 0 | 0 | 0 | 0 | 0
2016-03-09 16:00 | 0 | 0 | 0 | 0 | 92724.4517 | 724024.2776 | 423758 | 0 | 0 | 0 | 0 | 83051.4577 | 0 | 0 | 0 | 0 | 0 | 0 | 0 | 2644209.2169 | 0 | 40526.9035 | 0 | 0 | 0 | 0 | 0 | 0 | 0 | 0 | 0 | 83051.4577 | 0 | 0 | 0 | 0 | 0 | 0 | 0 | 0 | 0 | 277166.1862 | 0 | 32773.0854 | 0 | 0 | 0 | 0 | 0 | 0
2016-03-09 17:00 | 0 | 0 | 0 | 0 | 0 | 736261.8658 | 424288 | 0 | 0 | 0 | 0 | 117859.1374 | 0 | 0 | 0 | 0 | 0 | 0 | 0 | 2921375.4031 | 0 | 40526.9035 | 0 | 0 | 0 | 0 | 0 | 0 | 0 | 0 | 0 | 34807.6797 | 0 | 0 | 0 | 0 | 0 | 0 | 0 | 0 | 0 | 277166.1862 | 0 | 0 | 0 | 0 | 0 | 0 | 0 | 0
2016-03-09 18:00 | 0 | 0 | 0 | 0 | 0 | 727354.3884 | 424566 | 0 | 0 | 0 | 0 | 182455.1243 | 0 | 0 | 0 | 0 | 0 | 0 | 0 | 3159567.8045 | 0 | 40526.9035 | 0 | 0 | 0 | 0 | 0 | 0 | 0 | 0 | 0 | 64595.9869 | 0 | 0 | 0 | 0 | 0 | 0 | 0 | 0 | 0 | 238192.4015 | 0 | 0 | 0 | 0 | 0 | 0 | 0 | 0
2016-03-09 19:00 | 0 | 0 | 0 | 0 | 0 | 719677.4068 | 424719 | 0 | 0 | 0 | 0 | 233020.4303 | 0 | 0 | 0 | 0 | 0 | 0 | 0 | 3436733.9907 | 0 | 7753.8181 | 0 | 0 | 0 | 0 | 0 | 0 | 0 | 0 | 0 | 50565.306 | 0 | 0 | 0 | 0 | 0 | 0 | 0 | 0 | 0 | 277166.1862 | 0 | -32773.0854 | 0 | 0 | 0 | 0 | 0 | 0
2016-03-09 20:00 | 0 | 0 | 0 | 0 | 0 | 727802.5746 | 423876 | 0 | 0 | 0 | 0 | 316071.888 | 0 | 0 | 0 | 0 | 0 | 0 | 0 | 3624836.0222 | 0 | 40526.9035 | 0 | 0 | 0 | 0 | 0 | 0 | 0 | 0 | 0 | 83051.4577 | 0 | 0 | 0 | 0 | 0 | 0 | 0 | 0 | 0 | 188102.0315 | 0 | 32773.0854 | 0 | 0 | 0 | 0 | 0 | 0
2016-03-09 21:00 | 0 | 0 | 0 | 0 | 0 | 728964.9186 | 424493 | 0 | 0 | 0 | 0 | 376150.7058 | 0 | 0 | 0 | 0 | 0 | 0 | 0 | 3902002.2084 | 0 | 7753.8181 | 0 | 0 | 0 | 0 | 0 | 0 | 0 | 0 | 0 | 60078.8178 | 0 | 0 | 0 | 0 | 0 | 0 | 0 | 0 | 0 | 277166.1862 | 0 | -32773.0854 | 0 | 0 | 0 | 0 | 0 | 0
2016-03-09 22:00 | 0 | 0 | 0 | 0 | 0 | 688582.4987 | 426869 | 0 | 0 | 0 | 0 | 368451.8365 | 0 | 0 | 0 | 0 | 0 | 0 | 0 | 4179168.3945 | 0 | 0 | 0 | 0 | 0 | 0 | 0 | 0 | 0 | 0 | 0 | -7698.8693 | 0 | 0 | 0 | 0 | 0 | 0 | 0 | 0 | 0 | 277166.1862 | 0 | -7753.8181 | 0 | 0 | 0 | 0 | 0 | 0
2016-03-09 23:00 | 0 | 0 | 0 | 0 | 0 | 520946.3587 | 436308 | 0 | 0 | 0 | 0 | 285400.3788 | 0 | 0 | 0 | 0 | 0 | 0 | 0 | 4346858.211 | 0 | 0 | 0 | 0 | 0 | 0 | 0 | 0 | 0 | 0 | 0 | -83051.4577 | 0 | 0 | 0 | 0 | 0 | 0 | 0 | 0 | 0 | 167689.8164 | 0 | 0 | 0 | 0 | 0 | 0 | 0 | 0
2016-03-10 | 0 | 0 | 0 | 0 | 0 | 158883.4862 | 446277 | 0 | 0 | 0 | 0 | 202348.9211 | 0 | 0 | 0 | 0 | 0 | 0 | 0 | 4142516.1548 | 0 | 0 | 0 | 0 | 0 | 0 | 0 | 0 | 0 | 0 | 0 | -83051.4577 | 0 | 0 | 0 | 0 | 0 | 0 | 0 | 0 | 0 | -204342.0561 | 0 | 0 | 0 | 0 | 0 | 0 | 0 | 0
2016-03-10 01:00 | 0 | 0 | 0 | 0 | 229038.1136 | 2485.8744 | 443311 | 0 | 0 | 0 | 0 | 119297.4634 | 0 | 0 | 0 | 0 | 0 | 0 | 0 | 4013780.6006 | 0 | 0 | 0 | 0 | 0 | 0 | 0 | 0 | 0 | 0 | 0 | -83051.4577 | 0 | 0 | 0 | 0 | 0 | 0 | 0 | 0 | 0 | -128735.5543 | 0 | 0 | 0 | 0 | 0 | 0 | 0 | 0
2016-03-10 02:00 | 0 | 0 | 0 | 0 | 256885.6735 | 0 | 431802 | 0 | 0 | 0 | 0 | 202348.9211 | 0 | 0 | 0 | 0 | 0 | 0 | 0 | 3736614.4144 | 0 | 19198.4019 | 0 | 0 | 0 | 0 | 0 | 0 | 0 | 0 | 0 | 83051.4577 | 0 | 0 | 0 | 0 | 0 | 0 | 0 | 0 | 0 | -277166.1862 | 0 | 19198.4019 | 0 | 0 | 0 | 0 | 0 | 0
2016-03-10 03:00 | 0 | 0 | 0 | 0 | 33000.9542 | 0 | 412417 | 0 | 0 | 0 | 0 | 119297.4634 | 0 | 0 | 0 | 0 | 0 | 0 | 0 | 3459448.2282 | 0 | 0 | 0 | 0 | 0 | 0 | 0 | 0 | 0 | 0 | 0 | -83051.4577 | 0 | 0 | 0 | 0 | 0 | 0 | 0 | 0 | 0 | -277166.1862 | 0 | -19198.4019 | 0 | 0 | 0 | 0 | 0 | 0
2016-03-10 04:00 | 0 | 0 | 0 | 0 | 244172.6036 | 0 | 387558 | 0 | 0 | 0 | 0 | 83051.4577 | 0 | 0 | 0 | 0 | 0 | 0 | 0 | 3352308.8376 | 0 | 0 | 0 | 0 | 0 | 0 | 0 | 0 | 0 | 0 | 0 | -36246.0057 | 0 | 0 | 0 | 0 | 0 | 0 | 0 | 0 | 0 | -107139.3907 | 0 | 0 | 0 | 0 | 0 | 0 | 0 | 0
2016-03-10 05:00 | 0 | 0 | 0 | 0 | 5080.3561 | 0 | 365298 | 0 | 0 | 0 | 0 | 0 | 0 | 0 | 0 | 0 | 0 | 0 | 0 | 3075142.6514 | 0 | 0 | 0 | 0 | 0 | 0 | 0 | 0 | 0 | 0 | 0 | -83051.4577 | 0 | 0 | 0 | 0 | 0 | 0 | 0 | 0 | 0 | -277166.1862 | 0 | 0 | 0 | 0 | 0 | 0 | 0 | 0
2016-03-10 06:00 | 0 | 0 | 0 | 0 | 230906.9814 | 0 | 348775 | 0 | 0 | 0 | 0 | 83051.4577 | 0 | 0 | 0 | 0 | 0 | 0 | 0 | 2874223.1751 | 0 | 0 | 0 | 0 | 0 | 0 | 0 | 0 | 0 | 0 | 0 | 83051.4577 | 0 | 0 | 0 | 0 | 0 | 0 | 0 | 0 | 0 | -200919.4763 | 0 | 0 | 0 | 0 | 0 | 0 | 0 | 0
2016-03-10 07:00 | 0 | 0 | 0 | 0 | 0 | 0 | 337334 | 0 | 0 | 0 | 0 | 0 | 0 | 0 | 0 | 0 | 0 | 0 | 0 | 2619940.6328 | 0 | 0 | 0 | 0 | 0 | 0 | 0 | 0 | 0 | 0 | 0 | -83051.4577 | 0 | 0 | 0 | 0 | 0 | 0 | 0 | 0 | 0 | -254282.5423 | 0 | 0 | 0 | 0 | 0 | 0 | 0 | 0
2016-03-10 08:00 | 0 | 0 | 0 | 0 | 268909.8566 | 0 | 331475 | 0 | 0 | 0 | 0 | 83051.4577 | 0 | 0 | 0 | 0 | 0 | 0 | 0 | 2474324.0317 | 0 | 0 | 0 | 0 | 0 | 0 | 0 | 0 | 0 | 0 | 0 | 83051.4577 | 0 | 0 | 0 | 0 | 0 | 0 | 0 | 0 | 0 | -145616.6011 | 0 | 0 | 0 | 0 | 0 | 0 | 0 | 0
2016-03-10 09:00 | 0 | 0 | 0 | 0 | 0 | 0 | 332082 | 0 | 0 | 0 | 0 | 0 | 0 | 0 | 0 | 0 | 0 | 0 | 0 | 2225293.4894 | 0 | 0 | 0 | 0 | 0 | 0 | 0 | 0 | 0 | 0 | 0 | -83051.4577 | 0 | 0 | 0 | 0 | 0 | 0 | 0 | 0 | 0 | -249030.5423 | 0 | 0 | 0 | 0 | 0 | 0 | 0 | 0
2016-03-10 10:00 | 0 | 0 | 0 | 0 | 312589.9537 | 0 | 344103 | 0 | 0 | 0 | 0 | 83051.4577 | 0 | 0 | 0 | 0 | 0 | 0 | 0 | 2110728.9855 | 0 | 0 | 0 | 0 | 0 | 0 | 0 | 0 | 0 | 0 | 0 | 83051.4577 | 0 | 0 | 0 | 0 | 0 | 0 | 0 | 0 | 0 | -114564.504 | 0 | 0 | 0 | 0 | 0 | 0 | 0 | 0
2016-03-10 11:00 | 0 | 0 | 0 | 0 | 7977.3561 | 0 | 368195 | 0 | 0 | 0 | 0 | 0 | 0 | 0 | 0 | 0 | 0 | 0 | 0 | 1833562.7993 | 0 | 0 | 0 | 0 | 0 | 0 | 0 | 0 | 0 | 0 | 0 | -83051.4577 | 0 | 0 | 0 | 0 | 0 | 0 | 0 | 0 | 0 | -277166.1862 | 0 | 0 | 0 | 0 | 0 | 0 | 0 | 0
2016-03-10 12:00 | 0 | 0 | 0 | 0 | 347399.1482 | 0 | 393405 | 0 | 0 | 0 | 0 | 83051.4577 | 0 | 0 | 0 | 0 | 0 | 0 | 0 | 1704505.4898 | 0 | 0 | 0 | 0 | 0 | 0 | 0 | 0 | 0 | 0 | 0 | 83051.4577 | 0 | 0 | 0 | 0 | 0 | 0 | 0 | 0 | 0 | -129057.3095 | 0 | 0 | 0 | 0 | 0 | 0 | 0 | 0
2016-03-10 13:00 | 0 | 0 | 0 | 0 | 25310.1944 | 21359.1618 | 406887 | 0 | 0 | 0 | 0 | 0 | 0 | 0 | 0 | 0 | 0 | 0 | 0 | 1427339.3036 | 0 | 0 | 0 | 0 | 0 | 0 | 0 | 0 | 0 | 0 | 0 | -83051.4577 | 0 | 0 | 0 | 0 | 0 | 0 | 0 | 0 | 0 | -277166.1862 | 0 | 0 | 0 | 0 | 0 | 0 | 0 | 0
2016-03-10 14:00 | 0 | 0 | 0 | 0 | 196289.6007 | 386387.3454 | 416430 | 0 | 0 | 0 | 0 | 0 | 0 | 0 | 0 | 0 | 0 | 0 | 0 | 1593586.2498 | 0 | 0 | 0 | 0 | 0 | 0 | 0 | 0 | 0 | 0 | 0 | 0 | 0 | 0 | 0 | 0 | 0 | 0 | 0 | 0 | 0 | 166246.9462 | 0 | 0 | 0 | 0 | 0 | 0 | 0 | 0
2016-03-10 15:00 | 0 | 0 | 0 | 0 | 0 | 701250.1862 | 424084 | 0 | 0 | 0 | 0 | 0 | 0 | 0 | 0 | 0 | 0 | 0 | 0 | 1870752.4359 | 0 | 0 | 0 | 0 | 0 | 0 | 0 | 0 | 0 | 0 | 0 | 0 | 0 | 0 | 0 | 0 | 0 | 0 | 0 | 0 | 0 | 277166.1862 | 0 | 0 | 0 | 0 | 0 | 0 | 0 | 0
2016-03-10 16:00 | 0 | 0 | 0 | 0 | 0 | 787552.6439 | 427335 | 0 | 0 | 0 | 0 | 83051.4577 | 0 | 0 | 0 | 0 | 0 | 0 | 0 | 2147918.6221 | 0 | 0 | 0 | 0 | 0 | 0 | 0 | 0 | 0 | 0 | 0 | 83051.4577 | 0 | 0 | 0 | 0 | 0 | 0 | 0 | 0 | 0 | 277166.1862 | 0 | 0 | 0 | 0 | 0 | 0 | 0 | 0
2016-03-10 17:00 | 0 | 0 | 0 | 0 | 0 | 674733.4748 | 428866 | 0 | 0 | 0 | 0 | 51752.7464 | 0 | 0 | 0 | 0 | 0 | 0 | 0 | 2425084.8083 | 0 | 0 | 0 | 0 | 0 | 0 | 0 | 0 | 0 | 0 | 0 | -31298.7113 | 0 | 0 | 0 | 0 | 0 | 0 | 0 | 0 | 0 | 277166.1862 | 0 | 0 | 0 | 0 | 0 | 0 | 0 | 0
2016-03-10 18:00 | 0 | 0 | 0 | 0 | 0 | 798381.7431 | 430572 | 0 | 0 | 0 | 0 | 134804.2041 | 0 | 0 | 0 | 0 | 0 | 0 | 0 | 2702250.9944 | 0 | 7592.0993 | 0 | 0 | 0 | 0 | 0 | 0 | 0 | 0 | 0 | 83051.4577 | 0 | 0 | 0 | 0 | 0 | 0 | 0 | 0 | 0 | 277166.1862 | 0 | 7592.0993 | 0 | 0 | 0 | 0 | 0 | 0
2016-03-10 19:00 | 0 | 0 | 0 | 0 | 0 | 783203.8828 | 431701 | 0 | 0 | 0 | 0 | 216733 | 0 | 0 | 0 | 0 | 0 | 0 | 0 | 2979417.1806 | 0 | 0 | 0 | 0 | 0 | 0 | 0 | 0 | 0 | 0 | 0 | 81928.7959 | 0 | 0 | 0 | 0 | 0 | 0 | 0 | 0 | 0 | 277166.1862 | 0 | -7592.0993 | 0 | 0 | 0 | 0 | 0 | 0
2016-03-10 20:00 | 0 | 0 | 0 | 0 | 0 | 786947.4372 | 432151 | 0 | 0 | 0 | 0 | 294363.251 | 0 | 0 | 0 | 0 | 0 | 0 | 0 | 3256583.3668 | 0 | 0 | 0 | 0 | 0 | 0 | 0 | 0 | 0 | 0 | 0 | 77630.251 | 0 | 0 | 0 | 0 | 0 | 0 | 0 | 0 | 0 | 277166.1862 | 0 | 0 | 0 | 0 | 0 | 0 | 0 | 0
2016-03-10 21:00 | 0 | 0 | 0 | 0 | 0 | 790228.9766 | 433016 | 0 | 0 | 0 | 0 | 341636.9561 | 0 | 0 | 0 | 0 | 0 | 0 | 0 | 3533749.5529 | 0 | 32773.0854 | 0 | 0 | 0 | 0 | 0 | 0 | 0 | 0 | 0 | 47273.705 | 0 | 0 | 0 | 0 | 0 | 0 | 0 | 0 | 0 | 277166.1862 | 0 | 32773.0854 | 0 | 0 | 0 | 0 | 0 | 0
2016-03-10 22:00 | 0 | 0 | 0 | 0 | 0 | 754068.754 | 434635 | 0 | 0 | 0 | 0 | 376150.7058 | 0 | 0 | 0 | 0 | 0 | 0 | 0 | 3810915.7391 | 0 | 40526.9035 | 0 | 0 | 0 | 0 | 0 | 0 | 0 | 0 | 0 | 34513.7497 | 0 | 0 | 0 | 0 | 0 | 0 | 0 | 0 | 0 | 277166.1862 | 0 | 7753.8181 | 0 | 0 | 0 | 0 | 0 | 0
2016-03-10 23:00 | 0 | 0 | 0 | 0 | 0 | 586631.4397 | 440543 | 0 | 0 | 0 | 0 | 376150.7058 | 0 | 0 | 0 | 0 | 0 | 0 | 0 | 3989777.2641 | 0 | 7753.8181 | 0 | 0 | 0 | 0 | 0 | 0 | 0 | 0 | 0 | 0 | 0 | 0 | 0 | 0 | 0 | 0 | 0 | 0 | 0 | 178861.5251 | 0 | -32773.0854 | 0 | 0 | 0 | 0 | 0 | 0
2016-03-11 | 0 | 0 | 0 | 0 | 0 | 186702.8553 | 448569 | 0 | 0 | 0 | 0 | 293099.2481 | 0 | 0 | 0 | 0 | 0 | 0 | 0 | 3818716.3952 | 0 | 0 | 0 | 0 | 0 | 0 | 0 | 0 | 0 | 0 | 0 | -83051.4577 | 0 | 0 | 0 | 0 | 0 | 0 | 0 | 0 | 0 | -171060.8689 | 0 | -7753.8181 | 0 | 0 | 0 | 0 | 0 | 0
2016-03-11 01:00 | 0 | 0 | 0 | 0 | 83772.0773 | 3020.2788 | 447010 | 0 | 0 | 0 | 0 | 210047.7904 | 0 | 0 | 0 | 0 | 0 | 0 | 0 | 3541550.2091 | 0 | 0 | 0 | 0 | 0 | 0 | 0 | 0 | 0 | 0 | 0 | -83051.4577 | 0 | 0 | 0 | 0 | 0 | 0 | 0 | 0 | 0 | -277166.1862 | 0 | 0 | 0 | 0 | 0 | 0 | 0 | 0
2016-03-11 02:00 | 0 | 0 | 0 | 0 | 76037.3561 | 0 | 436255 | 0 | 0 | 0 | 0 | 126996.3327 | 0 | 0 | 0 | 0 | 0 | 0 | 0 | 3264384.0229 | 0 | 0 | 0 | 0 | 0 | 0 | 0 | 0 | 0 | 0 | 0 | -83051.4577 | 0 | 0 | 0 | 0 | 0 | 0 | 0 | 0 | 0 | -277166.1862 | 0 | 0 | 0 | 0 | 0 | 0 | 0 | 0
2016-03-11 03:00 | 0 | 0 | 0 | 0 | 666545.0705 | 0 | 417010 | 0 | 0 | 0 | 0 | 210047.7904 | 0 | 0 | 0 | 0 | 0 | 0 | 0 | 3430867.6357 | 0 | 0 | 0 | 0 | 0 | 0 | 0 | 0 | 0 | 0 | 0 | 83051.4577 | 0 | 0 | 0 | 0 | 0 | 0 | 0 | 0 | 0 | 166483.6128 | 0 | 0 | 0 | 0 | 0 | 0 | 0 | 0
2016-03-11 04:00 | 0 | 0 | 0 | 0 | 32478.3561 | 0 | 392696 | 0 | 0 | 0 | 0 | 126996.3327 | 0 | 0 | 0 | 0 | 0 | 0 | 0 | 3153701.4495 | 0 | 0 | 0 | 0 | 0 | 0 | 0 | 0 | 0 | 0 | 0 | -83051.4577 | 0 | 0 | 0 | 0 | 0 | 0 | 0 | 0 | 0 | -277166.1862 | 0 | 0 | 0 | 0 | 0 | 0 | 0 | 0
2016-03-11 05:00 | 0 | 0 | 0 | 0 | 11368.3561 | 0 | 371586 | 0 | 0 | 0 | 0 | 43944.875 | 0 | 0 | 0 | 0 | 0 | 0 | 0 | 2876535.2633 | 0 | 0 | 0 | 0 | 0 | 0 | 0 | 0 | 0 | 0 | 0 | -83051.4577 | 0 | 0 | 0 | 0 | 0 | 0 | 0 | 0 | 0 | -277166.1862 | 0 | 0 | 0 | 0 | 0 | 0 | 0 | 0
2016-03-11 06:00 | 0 | 0 | 0 | 0 | 160548.2715 | 0 | 354663 | 0 | 0 | 0 | 0 | 126996.3327 | 0 | 0 | 0 | 0 | 0 | 0 | 0 | 2599369.0772 | 0 | 0 | 0 | 0 | 0 | 0 | 0 | 0 | 0 | 0 | 0 | 83051.4577 | 0 | 0 | 0 | 0 | 0 | 0 | 0 | 0 | 0 | -277166.1862 | 0 | 0 | 0 | 0 | 0 | 0 | 0 | 0
2016-03-11 07:00 | 0 | 0 | 0 | 0 | 0 | 0 | 342633 | 0 | 0 | 0 | 0 | 43944.875 | 0 | 0 | 0 | 0 | 0 | 0 | 0 | 2339787.5349 | 0 | 0 | 0 | 0 | 0 | 0 | 0 | 0 | 0 | 0 | 0 | -83051.4577 | 0 | 0 | 0 | 0 | 0 | 0 | 0 | 0 | 0 | -259581.5423 | 0 | 0 | 0 | 0 | 0 | 0 | 0 | 0
2016-03-11 08:00 | 0 | 0 | 0 | 0 | 569353.3112 | 0 | 336132 | 0 | 0 | 0 | 0 | 0 | 0 | 0 | 0 | 0 | 0 | 0 | 0 | 2616953.721 | 0 | 0 | 0 | 0 | 0 | 0 | 0 | 0 | 0 | 0 | 0 | -43944.875 | 0 | 0 | 0 | 0 | 0 | 0 | 0 | 0 | 0 | 277166.1862 | 0 | 0 | 0 | 0 | 0 | 0 | 0 | 0
2016-03-11 09:00 | 0 | 0 | 0 | 0 | 141963.2715 | 0 | 336078 | 0 | 0 | 0 | 0 | 83051.4577 | 0 | 0 | 0 | 0 | 0 | 0 | 0 | 2339787.5349 | 0 | 0 | 0 | 0 | 0 | 0 | 0 | 0 | 0 | 0 | 0 | 83051.4577 | 0 | 0 | 0 | 0 | 0 | 0 | 0 | 0 | 0 | -277166.1862 | 0 | 0 | 0 | 0 | 0 | 0 | 0 | 0
2016-03-11 10:00 | 0 | 0 | 0 | 0 | 0 | 0 | 345496 | 0 | 0 | 0 | 0 | 0 | 0 | 0 | 0 | 0 | 0 | 0 | 0 | 2077342.9926 | 0 | 0 | 0 | 0 | 0 | 0 | 0 | 0 | 0 | 0 | 0 | -83051.4577 | 0 | 0 | 0 | 0 | 0 | 0 | 0 | 0 | 0 | -262444.5423 | 0 | 0 | 0 | 0 | 0 | 0 | 0 | 0
2016-03-11 11:00 | 0 | 0 | 0 | 0 | 93085.8138 | 0 | 370252 | 0 | 0 | 0 | 0 | 0 | 0 | 0 | 0 | 0 | 0 | 0 | 0 | 1800176.8064 | 0 | 0 | 0 | 0 | 0 | 0 | 0 | 0 | 0 | 0 | 0 | 0 | 0 | 0 | 0 | 0 | 0 | 0 | 0 | 0 | 0 | -277166.1862 | 0 | 0 | 0 | 0 | 0 | 0 | 0 | 0
2016-03-11 12:00 | 0 | 0 | 0 | 0 | 635769.739 | 0 | 395329 | 0 | 0 | 0 | 0 | 83051.4577 | 0 | 0 | 0 | 0 | 0 | 0 | 0 | 1937681.1318 | 0 | 19884.956 | 0 | 0 | 0 | 0 | 0 | 0 | 0 | 0 | 0 | 83051.4577 | 0 | 0 | 0 | 0 | 0 | 0 | 0 | 0 | 0 | 137504.3253 | 0 | 19884.956 | 0 | 0 | 0 | 0 | 0 | 0
2016-03-11 13:00 | 0 | 0 | 0 | 0 | 0 | 28912.4001 | 409015 | 0 | 0 | 0 | 0 | 0 | 0 | 0 | 0 | 0 | 0 | 0 | 0 | 1660514.9456 | 0 | 0 | 0 | 0 | 0 | 0 | 0 | 0 | 0 | 0 | 0 | -83051.4577 | 0 | 0 | 0 | 0 | 0 | 0 | 0 | 0 | 0 | -277166.1862 | 0 | -19884.956 | 0 | 0 | 0 | 0 | 0 | 0
2016-03-11 14:00 | 0 | 0 | 0 | 0 | 289075.411 | 370272.7456 | 417633 | 0 | 0 | 0 | 0 | 0 | 0 | 0 | 0 | 0 | 0 | 0 | 0 | 1902230.1021 | 0 | 0 | 0 | 0 | 0 | 0 | 0 | 0 | 0 | 0 | 0 | 0 | 0 | 0 | 0 | 0 | 0 | 0 | 0 | 0 | 0 | 241715.1565 | 0 | 0 | 0 | 0 | 0 | 0 | 0 | 0
2016-03-11 15:00 | 0 | 0 | 0 | 0 | 210715.9665 | 574175.6774 | 424674 | 0 | 0 | 0 | 0 | 83051.4577 | 0 | 0 | 0 | 0 | 0 | 0 | 0 | 2179396.2883 | 0 | 0 | 0 | 0 | 0 | 0 | 0 | 0 | 0 | 0 | 0 | 83051.4577 | 0 | 0 | 0 | 0 | 0 | 0 | 0 | 0 | 0 | 277166.1862 | 0 | 0 | 0 | 0 | 0 | 0 | 0 | 0
2016-03-11 16:00 | 0 | 0 | 0 | 0 | 0 | 621027.7678 | 429006 | 0 | 0 | 0 | 0 | 166102.9154 | 0 | 0 | 0 | 0 | 0 | 0 | 0 | 2288366.5984 | 0 | 0 | 0 | 0 | 0 | 0 | 0 | 0 | 0 | 0 | 0 | 83051.4577 | 0 | 0 | 0 | 0 | 0 | 0 | 0 | 0 | 0 | 108970.3101 | 0 | 0 | 0 | 0 | 0 | 0 | 0 | 0
2016-03-11 17:00 | 0 | 0 | 0 | 0 | 0 | 644700.797 | 429653 | 0 | 0 | 0 | 0 | 103984.5262 | 0 | 0 | 0 | 0 | 0 | 0 | 0 | 2565532.7845 | 0 | 0 | 0 | 0 | 0 | 0 | 0 | 0 | 0 | 0 | 0 | -62118.3892 | 0 | 0 | 0 | 0 | 0 | 0 | 0 | 0 | 0 | 277166.1862 | 0 | 0 | 0 | 0 | 0 | 0 | 0 | 0
2016-03-11 18:00 | 0 | 0 | 0 | 0 | 135800.2705 | 654188.3734 | 429771 | 0 | 0 | 0 | 0 | 187035.9839 | 0 | 0 | 0 | 0 | 0 | 0 | 0 | 2842698.9707 | 0 | 0 | 0 | 0 | 0 | 0 | 0 | 0 | 0 | 0 | 0 | 83051.4577 | 0 | 0 | 0 | 0 | 0 | 0 | 0 | 0 | 0 | 277166.1862 | 0 | 0 | 0 | 0 | 0 | 0 | 0 | 0
2016-03-11 19:00 | 0 | 0 | 0 | 0 | 0 | 649754.2177 | 429113 | 0 | 0 | 0 | 0 | 130511.0155 | 0 | 0 | 0 | 0 | 0 | 0 | 0 | 3119865.1569 | 0 | 0 | 0 | 0 | 0 | 0 | 0 | 0 | 0 | 0 | 0 | -56524.9685 | 0 | 0 | 0 | 0 | 0 | 0 | 0 | 0 | 0 | 277166.1862 | 0 | 0 | 0 | 0 | 0 | 0 | 0 | 0
2016-03-11 20:00 | 0 | 0 | 0 | 0 | 0 | 640702.7458 | 426720 | 0 | 0 | 0 | 0 | 213562.4732 | 0 | 0 | 0 | 0 | 0 | 0 | 0 | 3250796.4449 | 0 | 0 | 0 | 0 | 0 | 0 | 0 | 0 | 0 | 0 | 0 | 83051.4577 | 0 | 0 | 0 | 0 | 0 | 0 | 0 | 0 | 0 | 130931.2881 | 0 | 0 | 0 | 0 | 0 | 0 | 0 | 0
2016-03-11 21:00 | 0 | 0 | 0 | 0 | 4645.9913 | 614402.7372 | 424934 | 0 | 0 | 0 | 0 | 130511.0155 | 0 | 0 | 0 | 0 | 0 | 0 | 0 | 3527962.6311 | 0 | 0 | 0 | 0 | 0 | 0 | 0 | 0 | 0 | 0 | 0 | -83051.4577 | 0 | 0 | 0 | 0 | 0 | 0 | 0 | 0 | 0 | 277166.1862 | 0 | 0 | 0 | 0 | 0 | 0 | 0 | 0
2016-03-11 22:00 | 0 | 0 | 0 | 0 | 0 | 547738.5808 | 422823 | 0 | 0 | 0 | 0 | 213562.4732 | 0 | 0 | 0 | 0 | 0 | 0 | 0 | 3569826.7542 | 0 | 0 | 0 | 0 | 0 | 0 | 0 | 0 | 0 | 0 | 0 | 83051.4577 | 0 | 0 | 0 | 0 | 0 | 0 | 0 | 0 | 0 | 41864.1231 | 0 | 0 | 0 | 0 | 0 | 0 | 0 | 0
2016-03-11 23:00 | 0 | 0 | 0 | 0 | 0 | 393733.4489 | 424991 | 0 | 0 | 0 | 0 | 130511.0155 | 0 | 0 | 0 | 0 | 0 | 0 | 0 | 3621620.6608 | 0 | 0 | 0 | 0 | 0 | 0 | 0 | 0 | 0 | 0 | 0 | -83051.4577 | 0 | 0 | 0 | 0 | 0 | 0 | 0 | 0 | 0 | 51793.9066 | 0 | 0 | 0 | 0 | 0 | 0 | 0 | 0
2016-03-12 | 0 | 0 | 0 | 0 | 0 | 116795.3471 | 430809 | 0 | 0 | 0 | 0 | 93663.5487 | 0 | 0 | 0 | 0 | 0 | 0 | 0 | 3344454.4746 | 0 | 0 | 0 | 0 | 0 | 0 | 0 | 0 | 0 | 0 | 0 | -36847.4667 | 0 | 0 | 0 | 0 | 0 | 0 | 0 | 0 | 0 | -277166.1862 | 0 | 0 | 0 | 0 | 0 | 0 | 0 | 0
2016-03-12 01:00 | 0 | 0 | 0 | 0 | 596224.1062 | 2639.0632 | 428644 | 0 | 0 | 0 | 0 | 176715.0064 | 0 | 0 | 0 | 0 | 0 | 0 | 0 | 3431622.1863 | 0 | 0 | 0 | 0 | 0 | 0 | 0 | 0 | 0 | 0 | 0 | 83051.4577 | 0 | 0 | 0 | 0 | 0 | 0 | 0 | 0 | 0 | 87167.7117 | 0 | 0 | 0 | 0 | 0 | 0 | 0 | 0
2016-03-12 02:00 | 0 | 0 | 0 | 0 | 57448.3561 | 0 | 417666 | 0 | 0 | 0 | 0 | 93663.5487 | 0 | 0 | 0 | 0 | 0 | 0 | 0 | 3154456.0002 | 0 | 0 | 0 | 0 | 0 | 0 | 0 | 0 | 0 | 0 | 0 | -83051.4577 | 0 | 0 | 0 | 0 | 0 | 0 | 0 | 0 | 0 | -277166.1862 | 0 | 0 | 0 | 0 | 0 | 0 | 0 | 0
2016-03-12 03:00 | 0 | 0 | 0 | 0 | 88376.079 | 0 | 404957 | 0 | 0 | 0 | 0 | 54248.8138 | 0 | 0 | 0 | 0 | 0 | 0 | 0 | 2877289.814 | 0 | 0 | 0 | 0 | 0 | 0 | 0 | 0 | 0 | 0 | 0 | -39414.7349 | 0 | 0 | 0 | 0 | 0 | 0 | 0 | 0 | 0 | -277166.1862 | 0 | 0 | 0 | 0 | 0 | 0 | 0 | 0
2016-03-12 04:00 | 0 | 0 | 0 | 0 | 188049.2715 | 0 | 382164 | 0 | 0 | 0 | 0 | 137300.2715 | 0 | 0 | 0 | 0 | 0 | 0 | 0 | 2600123.6278 | 0 | 0 | 0 | 0 | 0 | 0 | 0 | 0 | 0 | 0 | 0 | 83051.4577 | 0 | 0 | 0 | 0 | 0 | 0 | 0 | 0 | 0 | -277166.1862 | 0 | 0 | 0 | 0 | 0 | 0 | 0 | 0
2016-03-12 05:00 | 0 | 0 | 0 | 0 | 4740.3561 | 0 | 364958 | 0 | 0 | 0 | 0 | 54248.8138 | 0 | 0 | 0 | 0 | 0 | 0 | 0 | 2322957.4417 | 0 | 0 | 0 | 0 | 0 | 0 | 0 | 0 | 0 | 0 | 0 | -83051.4577 | 0 | 0 | 0 | 0 | 0 | 0 | 0 | 0 | 0 | -277166.1862 | 0 | 0 | 0 | 0 | 0 | 0 | 0 | 0
2016-03-12 06:00 | 0 | 0 | 0 | 0 | 602337.3043 | 0 | 350331 | 0 | 0 | 0 | 0 | 137300.2715 | 0 | 0 | 0 | 0 | 0 | 0 | 0 | 2491912.2883 | 0 | 0 | 0 | 0 | 0 | 0 | 0 | 0 | 0 | 0 | 0 | 83051.4577 | 0 | 0 | 0 | 0 | 0 | 0 | 0 | 0 | 0 | 168954.8466 | 0 | 0 | 0 | 0 | 0 | 0 | 0 | 0
2016-03-12 07:00 | 0 | 0 | 0 | 0 | 0 | 0 | 338382 | 0 | 0 | 0 | 0 | 54248.8138 | 0 | 0 | 0 | 0 | 0 | 0 | 0 | 2236581.746 | 0 | 0 | 0 | 0 | 0 | 0 | 0 | 0 | 0 | 0 | 0 | -83051.4577 | 0 | 0 | 0 | 0 | 0 | 0 | 0 | 0 | 0 | -255330.5423 | 0 | 0 | 0 | 0 | 0 | 0 | 0 | 0
2016-03-12 08:00 | 0 | 0 | 0 | 0 | 0 | 0 | 331415 | 0 | 0 | 0 | 0 | 0 | 0 | 0 | 0 | 0 | 0 | 0 | 0 | 1959415.5598 | 0 | 0 | 0 | 0 | 0 | 0 | 0 | 0 | 0 | 0 | 0 | -54248.8138 | 0 | 0 | 0 | 0 | 0 | 0 | 0 | 0 | 0 | -277166.1862 | 0 | 0 | 0 | 0 | 0 | 0 | 0 | 0
2016-03-12 09:00 | 0 | 0 | 0 | 0 | 134756.2715 | 0 | 328871 | 0 | 0 | 0 | 0 | 83051.4577 | 0 | 0 | 0 | 0 | 0 | 0 | 0 | 1682249.3736 | 0 | 0 | 0 | 0 | 0 | 0 | 0 | 0 | 0 | 0 | 0 | 83051.4577 | 0 | 0 | 0 | 0 | 0 | 0 | 0 | 0 | 0 | -277166.1862 | 0 | 0 | 0 | 0 | 0 | 0 | 0 | 0
2016-03-12 10:00 | 0 | 0 | 0 | 0 | 464382.8752 | 0 | 331181 | 0 | 0 | 0 | 0 | 83051.4577 | 0 | 0 | 0 | 0 | 0 | 0 | 0 | 1815451.2488 | 0 | 0 | 0 | 0 | 0 | 0 | 0 | 0 | 0 | 0 | 0 | 0 | 0 | 0 | 0 | 0 | 0 | 0 | 0 | 0 | 0 | 133201.8752 | 0 | 0 | 0 | 0 | 0 | 0 | 0 | 0
2016-03-12 11:00 | 0 | 0 | 0 | 0 | 0 | 0 | 337640 | 0 | 0 | 0 | 0 | 0 | 0 | 0 | 0 | 0 | 0 | 0 | 0 | 1560862.7065 | 0 | 0 | 0 | 0 | 0 | 0 | 0 | 0 | 0 | 0 | 0 | -83051.4577 | 0 | 0 | 0 | 0 | 0 | 0 | 0 | 0 | 0 | -254588.5423 | 0 | 0 | 0 | 0 | 0 | 0 | 0 | 0
2016-03-12 12:00 | 0 | 0 | 0 | 0 | 71135.8138 | 0 | 348302 | 0 | 0 | 0 | 0 | 0 | 0 | 0 | 0 | 0 | 0 | 0 | 0 | 1283696.5203 | 0 | 0 | 0 | 0 | 0 | 0 | 0 | 0 | 0 | 0 | 0 | 0 | 0 | 0 | 0 | 0 | 0 | 0 | 0 | 0 | 0 | -277166.1862 | 0 | 0 | 0 | 0 | 0 | 0 | 0 | 0
2016-03-12 13:00 | 0 | 0 | 0 | 0 | 351825.7182 | 24402.6989 | 362752 | 0 | 0 | 0 | 0 | 0 | 0 | 0 | 0 | 0 | 0 | 0 | 0 | 1297172.9375 | 0 | 0 | 0 | 0 | 0 | 0 | 0 | 0 | 0 | 0 | 0 | 0 | 0 | 0 | 0 | 0 | 0 | 0 | 0 | 0 | 0 | 13476.4171 | 0 | 0 | 0 | 0 | 0 | 0 | 0 | 0
2016-03-12 14:00 | 0 | 0 | 0 | 0 | 218574.7861 | 336076.6742 | 377676 | 0 | 0 | 0 | 0 | 0 | 0 | 0 | 0 | 0 | 0 | 0 | 0 | 1474148.3978 | 0 | 0 | 0 | 0 | 0 | 0 | 0 | 0 | 0 | 0 | 0 | 0 | 0 | 0 | 0 | 0 | 0 | 0 | 0 | 0 | 0 | 176975.4603 | 0 | 0 | 0 | 0 | 0 | 0 | 0 | 0
2016-03-12 15:00 | 0 | 0 | 0 | 0 | 0 | 665421.1862 | 388255 | 0 | 0 | 0 | 0 | 0 | 0 | 0 | 0 | 0 | 0 | 0 | 0 | 1751314.5839 | 0 | 0 | 0 | 0 | 0 | 0 | 0 | 0 | 0 | 0 | 0 | 0 | 0 | 0 | 0 | 0 | 0 | 0 | 0 | 0 | 0 | 277166.1862 | 0 | 0 | 0 | 0 | 0 | 0 | 0 | 0
2016-03-12 16:00 | 0 | 0 | 0 | 0 | 0 | 670641.1862 | 393475 | 0 | 0 | 0 | 0 | 0 | 0 | 0 | 0 | 0 | 0 | 0 | 0 | 2028480.7701 | 0 | 0 | 0 | 0 | 0 | 0 | 0 | 0 | 0 | 0 | 0 | 0 | 0 | 0 | 0 | 0 | 0 | 0 | 0 | 0 | 0 | 277166.1862 | 0 | 0 | 0 | 0 | 0 | 0 | 0 | 0
2016-03-12 17:00 | 0 | 0 | 0 | 0 | 0 | 754675.6439 | 394458 | 0 | 0 | 0 | 0 | 83051.4577 | 0 | 0 | 0 | 0 | 0 | 0 | 0 | 2305646.9563 | 0 | 0 | 0 | 0 | 0 | 0 | 0 | 0 | 0 | 0 | 0 | 83051.4577 | 0 | 0 | 0 | 0 | 0 | 0 | 0 | 0 | 0 | 277166.1862 | 0 | 0 | 0 | 0 | 0 | 0 | 0 | 0
2016-03-12 18:00 | 0 | 0 | 0 | 0 | 0 | 753605.6439 | 393388 | 0 | 0 | 0 | 0 | 166102.9154 | 0 | 0 | 0 | 0 | 0 | 0 | 0 | 2582813.1424 | 0 | 0 | 0 | 0 | 0 | 0 | 0 | 0 | 0 | 0 | 0 | 83051.4577 | 0 | 0 | 0 | 0 | 0 | 0 | 0 | 0 | 0 | 277166.1862 | 0 | 0 | 0 | 0 | 0 | 0 | 0 | 0
2016-03-12 19:00 | 0 | 0 | 0 | 0 | 0 | 759573.2955 | 391365 | 0 | 0 | 0 | 0 | 224371.9394 | 0 | 0 | 0 | 0 | 0 | 0 | 0 | 2859979.3286 | 0 | 32773.0854 | 0 | 0 | 0 | 0 | 0 | 0 | 0 | 0 | 0 | 58269.024 | 0 | 0 | 0 | 0 | 0 | 0 | 0 | 0 | 0 | 277166.1862 | 0 | 32773.0854 | 0 | 0 | 0 | 0 | 0 | 0
2016-03-12 20:00 | 0 | 0 | 0 | 0 | 0 | 690278.3388 | 390385 | 0 | 0 | 0 | 0 | 279872.1774 | 0 | 0 | 0 | 0 | 0 | 0 | 0 | 3137145.5148 | 0 | 0 | 0 | 0 | 0 | 0 | 0 | 0 | 0 | 0 | 0 | 55500.238 | 0 | 0 | 0 | 0 | 0 | 0 | 0 | 0 | 0 | 277166.1862 | 0 | -32773.0854 | 0 | 0 | 0 | 0 | 0 | 0
2016-03-12 21:00 | 0 | 0 | 0 | 0 | 0 | 760190.4061 | 390775 | 0 | 0 | 0 | 0 | 339348.3119 | 0 | 0 | 0 | 0 | 0 | 0 | 0 | 3414311.7009 | 0 | 32773.0854 | 0 | 0 | 0 | 0 | 0 | 0 | 0 | 0 | 0 | 59476.1345 | 0 | 0 | 0 | 0 | 0 | 0 | 0 | 0 | 0 | 277166.1862 | 0 | 32773.0854 | 0 | 0 | 0 | 0 | 0 | 0
2016-03-12 22:00 | 0 | 0 | 0 | 0 | 0 | 714454.3982 | 392732 | 0 | 0 | 0 | 0 | 376150.7058 | 0 | 0 | 0 | 0 | 0 | 0 | 0 | 3691477.8871 | 0 | 40526.9035 | 0 | 0 | 0 | 0 | 0 | 0 | 0 | 0 | 0 | 36802.3939 | 0 | 0 | 0 | 0 | 0 | 0 | 0 | 0 | 0 | 277166.1862 | 0 | 7753.8181 | 0 | 0 | 0 | 0 | 0 | 0
2016-03-12 23:00 | 0 | 0 | 0 | 0 | 0 | 568890.0984 | 399719 | 0 | 0 | 0 | 0 | 300928.7034 | 0 | 0 | 0 | 0 | 0 | 0 | 0 | 3968644.0733 | 0 | 7753.8181 | 0 | 0 | 0 | 0 | 0 | 0 | 0 | 0 | 0 | -75222.0024 | 0 | 0 | 0 | 0 | 0 | 0 | 0 | 0 | 0 | 277166.1862 | 0 | -32773.0854 | 0 | 0 | 0 | 0 | 0 | 0
2016-03-13 | 0 | 0 | 0 | 0 | 0 | 205263.5115 | 407436 | 0 | 0 | 0 | 0 | 217877.2457 | 0 | 0 | 0 | 0 | 0 | 0 | 0 | 3857276.8606 | 0 | 0 | 0 | 0 | 0 | 0 | 0 | 0 | 0 | 0 | 0 | -83051.4577 | 0 | 0 | 0 | 0 | 0 | 0 | 0 | 0 | 0 | -111367.2127 | 0 | -7753.8181 | 0 | 0 | 0 | 0 | 0 | 0
2016-03-13 01:00 | 0 | 0 | 0 | 0 | 42388.8635 | 3909.4927 | 406516 | 0 | 0 | 0 | 0 | 134825.788 | 0 | 0 | 0 | 0 | 0 | 0 | 0 | 3580110.6744 | 0 | 0 | 0 | 0 | 0 | 0 | 0 | 0 | 0 | 0 | 0 | -83051.4577 | 0 | 0 | 0 | 0 | 0 | 0 | 0 | 0 | 0 | -277166.1862 | 0 | 0 | 0 | 0 | 0 | 0 | 0 | 0
2016-03-13 02:00 | 0 | 0 | 0 | 0 | 204761.2715 | 0 | 398876 | 0 | 0 | 0 | 0 | 217877.2457 | 0 | 0 | 0 | 0 | 0 | 0 | 0 | 3302944.4882 | 0 | 0 | 0 | 0 | 0 | 0 | 0 | 0 | 0 | 0 | 0 | 83051.4577 | 0 | 0 | 0 | 0 | 0 | 0 | 0 | 0 | 0 | -277166.1862 | 0 | 0 | 0 | 0 | 0 | 0 | 0 | 0
2016-03-13 03:00 | 0 | 0 | 0 | 0 | 26073.3561 | 0 | 386291 | 0 | 0 | 0 | 0 | 134825.788 | 0 | 0 | 0 | 0 | 0 | 0 | 0 | 3025778.3021 | 0 | 0 | 0 | 0 | 0 | 0 | 0 | 0 | 0 | 0 | 0 | -83051.4577 | 0 | 0 | 0 | 0 | 0 | 0 | 0 | 0 | 0 | -277166.1862 | 0 | 0 | 0 | 0 | 0 | 0 | 0 | 0
2016-03-13 04:00 | 0 | 0 | 0 | 0 | 8171.3561 | 0 | 368389 | 0 | 0 | 0 | 0 | 51774.3303 | 0 | 0 | 0 | 0 | 0 | 0 | 0 | 2748612.1159 | 0 | 0 | 0 | 0 | 0 | 0 | 0 | 0 | 0 | 0 | 0 | -83051.4577 | 0 | 0 | 0 | 0 | 0 | 0 | 0 | 0 | 0 | -277166.1862 | 0 | 0 | 0 | 0 | 0 | 0 | 0 | 0
2016-03-13 05:00 | 0 | 0 | 0 | 0 | 650934.1778 | 0 | 351061 | 0 | 0 | 0 | 0 | 134825.788 | 0 | 0 | 0 | 0 | 0 | 0 | 0 | 2965433.836 | 0 | 0 | 0 | 0 | 0 | 0 | 0 | 0 | 0 | 0 | 0 | 83051.4577 | 0 | 0 | 0 | 0 | 0 | 0 | 0 | 0 | 0 | 216821.7201 | 0 | 0 | 0 | 0 | 0 | 0 | 0 | 0
2016-03-13 06:00 | 0 | 0 | 0 | 0 | 0 | 0 | 337314 | 0 | 0 | 0 | 0 | 51774.3303 | 0 | 0 | 0 | 0 | 0 | 0 | 0 | 2711171.2937 | 0 | 0 | 0 | 0 | 0 | 0 | 0 | 0 | 0 | 0 | 0 | -83051.4577 | 0 | 0 | 0 | 0 | 0 | 0 | 0 | 0 | 0 | -254262.5423 | 0 | 0 | 0 | 0 | 0 | 0 | 0 | 0
2016-03-13 07:00 | 0 | 0 | 0 | 0 | 57612.2973 | 0 | 327141 | 0 | 0 | 0 | 0 | 59411.8138 | 0 | 0 | 0 | 0 | 0 | 0 | 0 | 2434005.1075 | 0 | 0 | 0 | 0 | 0 | 0 | 0 | 0 | 0 | 0 | 0 | 7637.4835 | 0 | 0 | 0 | 0 | 0 | 0 | 0 | 0 | 0 | -277166.1862 | 0 | 0 | 0 | 0 | 0 | 0 | 0 | 0
2016-03-13 08:00 | 0 | 0 | 0 | 0 | 126400.2715 | 0 | 320515 | 0 | 0 | 0 | 0 | 142463.2715 | 0 | 0 | 0 | 0 | 0 | 0 | 0 | 2156838.9214 | 0 | 0 | 0 | 0 | 0 | 0 | 0 | 0 | 0 | 0 | 0 | 83051.4577 | 0 | 0 | 0 | 0 | 0 | 0 | 0 | 0 | 0 | -277166.1862 | 0 | 0 | 0 | 0 | 0 | 0 | 0 | 0
2016-03-13 09:00 | 0 | 0 | 0 | 0 | 0 | 0 | 318901 | 0 | 0 | 0 | 0 | 59411.8138 | 0 | 0 | 0 | 0 | 0 | 0 | 0 | 1920989.3791 | 0 | 0 | 0 | 0 | 0 | 0 | 0 | 0 | 0 | 0 | 0 | -83051.4577 | 0 | 0 | 0 | 0 | 0 | 0 | 0 | 0 | 0 | -235849.5423 | 0 | 0 | 0 | 0 | 0 | 0 | 0 | 0
2016-03-13 10:00 | 0 | 0 | 0 | 0 | 557193.563 | 0 | 322082 | 0 | 0 | 0 | 0 | 142463.2715 | 0 | 0 | 0 | 0 | 0 | 0 | 0 | 2073049.4843 | 0 | 0 | 0 | 0 | 0 | 0 | 0 | 0 | 0 | 0 | 0 | 83051.4577 | 0 | 0 | 0 | 0 | 0 | 0 | 0 | 0 | 0 | 152060.1053 | 0 | 0 | 0 | 0 | 0 | 0 | 0 | 0
2016-03-13 11:00 | 0 | 0 | 0 | 0 | 0 | 0 | 327898 | 0 | 0 | 0 | 0 | 59411.8138 | 0 | 0 | 0 | 0 | 0 | 0 | 0 | 1828202.942 | 0 | 0 | 0 | 0 | 0 | 0 | 0 | 0 | 0 | 0 | 0 | -83051.4577 | 0 | 0 | 0 | 0 | 0 | 0 | 0 | 0 | 0 | -244846.5423 | 0 | 0 | 0 | 0 | 0 | 0 | 0 | 0
2016-03-13 12:00 | 0 | 0 | 0 | 0 | 0 | 0 | 336578 | 0 | 0 | 0 | 0 | 0 | 0 | 0 | 0 | 0 | 0 | 0 | 0 | 1551036.7559 | 0 | 0 | 0 | 0 | 0 | 0 | 0 | 0 | 0 | 0 | 0 | -59411.8138 | 0 | 0 | 0 | 0 | 0 | 0 | 0 | 0 | 0 | -277166.1862 | 0 | 0 | 0 | 0 | 0 | 0 | 0 | 0
2016-03-13 13:00 | 0 | 0 | 0 | 0 | 471742.5981 | 40872.8432 | 349873 | 0 | 0 | 0 | 0 | 0 | 0 | 0 | 0 | 0 | 0 | 0 | 0 | 1713779.1972 | 0 | 0 | 0 | 0 | 0 | 0 | 0 | 0 | 0 | 0 | 0 | 0 | 0 | 0 | 0 | 0 | 0 | 0 | 0 | 0 | 0 | 162742.4413 | 0 | 0 | 0 | 0 | 0 | 0 | 0 | 0
2016-03-13 14:00 | 0 | 0 | 0 | 0 | 236940.5928 | 404528.5934 | 364303 | 0 | 0 | 0 | 0 | 0 | 0 | 0 | 0 | 0 | 0 | 0 | 0 | 1990945.3834 | 0 | 0 | 0 | 0 | 0 | 0 | 0 | 0 | 0 | 0 | 0 | 0 | 0 | 0 | 0 | 0 | 0 | 0 | 0 | 0 | 0 | 277166.1862 | 0 | 0 | 0 | 0 | 0 | 0 | 0 | 0
2016-03-13 15:00 | 0 | 0 | 0 | 0 | 0 | 675462.7743 | 374745 | 0 | 0 | 0 | 0 | 23551.5881 | 0 | 0 | 0 | 0 | 0 | 0 | 0 | 2268111.5695 | 0 | 0 | 0 | 0 | 0 | 0 | 0 | 0 | 0 | 0 | 0 | 23551.5881 | 0 | 0 | 0 | 0 | 0 | 0 | 0 | 0 | 0 | 277166.1862 | 0 | 0 | 0 | 0 | 0 | 0 | 0 | 0
2016-03-13 16:00 | 0 | 0 | 0 | 0 | 9995.6836 | 733566.9603 | 383345 | 0 | 0 | 0 | 0 | 106603.0458 | 0 | 0 | 0 | 0 | 0 | 0 | 0 | 2545277.7557 | 0 | 0 | 0 | 0 | 0 | 0 | 0 | 0 | 0 | 0 | 0 | 83051.4577 | 0 | 0 | 0 | 0 | 0 | 0 | 0 | 0 | 0 | 277166.1862 | 0 | 0 | 0 | 0 | 0 | 0 | 0 | 0
2016-03-13 17:00 | 0 | 0 | 0 | 0 | 0 | 740660.1681 | 389604 | 0 | 0 | 0 | 0 | 154631.7367 | 0 | 0 | 0 | 0 | 0 | 0 | 0 | 2822443.9419 | 0 | 25861.291 | 0 | 0 | 0 | 0 | 0 | 0 | 0 | 0 | 0 | 48028.6909 | 0 | 0 | 0 | 0 | 0 | 0 | 0 | 0 | 0 | 277166.1862 | 0 | 25861.291 | 0 | 0 | 0 | 0 | 0 | 0
2016-03-13 18:00 | 0 | 0 | 0 | 0 | 0 | 726389.3528 | 392033 | 0 | 0 | 0 | 0 | 237683.1944 | 0 | 0 | 0 | 0 | 0 | 0 | 0 | 3099610.128 | 0 | 0 | 0 | 0 | 0 | 0 | 0 | 0 | 0 | 0 | 0 | 83051.4577 | 0 | 0 | 0 | 0 | 0 | 0 | 0 | 0 | 0 | 277166.1862 | 0 | -25861.291 | 0 | 0 | 0 | 0 | 0 | 0
2016-03-13 19:00 | 0 | 0 | 0 | 0 | 0 | 712557.0433 | 392600 | 0 | 0 | 0 | 0 | 320734.6521 | 0 | 0 | 0 | 0 | 0 | 0 | 0 | 3336515.7136 | 0 | 0 | 0 | 0 | 0 | 0 | 0 | 0 | 0 | 0 | 0 | 83051.4577 | 0 | 0 | 0 | 0 | 0 | 0 | 0 | 0 | 0 | 236905.5856 | 0 | 0 | 0 | 0 | 0 | 0 | 0 | 0
2016-03-13 20:00 | 0 | 0 | 0 | 0 | 0 | 706850.5021 | 394457 | 0 | 0 | 0 | 0 | 355961.968 | 0 | 0 | 0 | 0 | 0 | 0 | 0 | 3613681.8998 | 0 | 0 | 0 | 0 | 0 | 0 | 0 | 0 | 0 | 0 | 0 | 35227.316 | 0 | 0 | 0 | 0 | 0 | 0 | 0 | 0 | 0 | 277166.1862 | 0 | 0 | 0 | 0 | 0 | 0 | 0 | 0
2016-03-13 21:00 | 0 | 0 | 0 | 0 | 0 | 687297.557 | 398498 | 0 | 0 | 0 | 0 | 367595.3389 | 0 | 0 | 0 | 0 | 0 | 0 | 0 | 3890848.086 | 0 | 0 | 0 | 0 | 0 | 0 | 0 | 0 | 0 | 0 | 0 | 11633.3708 | 0 | 0 | 0 | 0 | 0 | 0 | 0 | 0 | 0 | 277166.1862 | 0 | 0 | 0 | 0 | 0 | 0 | 0 | 0
2016-03-13 22:00 | 0 | 0 | 0 | 0 | 0 | 630355.3896 | 402033 | 0 | 0 | 0 | 0 | 318751.5423 | 0 | 0 | 0 | 0 | 0 | 0 | 0 | 4168014.2721 | 0 | 0 | 0 | 0 | 0 | 0 | 0 | 0 | 0 | 0 | 0 | -48843.7966 | 0 | 0 | 0 | 0 | 0 | 0 | 0 | 0 | 0 | 277166.1862 | 0 | 0 | 0 | 0 | 0 | 0 | 0 | 0
2016-03-13 23:00 | 0 | 0 | 0 | 0 | 0 | 456206.9597 | 407399 | 0 | 0 | 0 | 0 | 235700.0846 | 0 | 0 | 0 | 0 | 0 | 0 | 0 | 4299873.6896 | 0 | 0 | 0 | 0 | 0 | 0 | 0 | 0 | 0 | 0 | 0 | -83051.4577 | 0 | 0 | 0 | 0 | 0 | 0 | 0 | 0 | 0 | 131859.4174 | 0 | 0 | 0 | 0 | 0 | 0 | 0 | 0
2016-03-14 | 0 | 0 | 0 | 0 | 65843.3523 | 155331.9192 | 415290 | 0 | 0 | 0 | 0 | 318751.5423 | 0 | 0 | 0 | 0 | 0 | 0 | 0 | 4022707.5034 | 0 | 0 | 0 | 0 | 0 | 0 | 0 | 0 | 0 | 0 | 0 | 83051.4577 | 0 | 0 | 0 | 0 | 0 | 0 | 0 | 0 | 0 | -277166.1862 | 0 | 0 | 0 | 0 | 0 | 0 | 0 | 0
2016-03-14 01:00 | 0 | 0 | 0 | 0 | 292726.7876 | 2872.1927 | 416415 | 0 | 0 | 0 | 0 | 235700.0846 | 0 | 0 | 0 | 0 | 0 | 0 | 0 | 3984942.9414 | 0 | 0 | 0 | 0 | 0 | 0 | 0 | 0 | 0 | 0 | 0 | -83051.4577 | 0 | 0 | 0 | 0 | 0 | 0 | 0 | 0 | 0 | -37764.562 | 0 | 0 | 0 | 0 | 0 | 0 | 0 | 0
2016-03-14 02:00 | 0 | 0 | 0 | 0 | 44506.3561 | 0 | 404724 | 0 | 0 | 0 | 0 | 152648.6269 | 0 | 0 | 0 | 0 | 0 | 0 | 0 | 3707776.7553 | 0 | 0 | 0 | 0 | 0 | 0 | 0 | 0 | 0 | 0 | 0 | -83051.4577 | 0 | 0 | 0 | 0 | 0 | 0 | 0 | 0 | 0 | -277166.1862 | 0 | 0 | 0 | 0 | 0 | 0 | 0 | 0
2016-03-14 03:00 | 0 | 0 | 0 | 0 | 284776.3219 | 0 | 385037 | 0 | 0 | 0 | 0 | 231958.7292 | 0 | 0 | 0 | 0 | 0 | 0 | 0 | 3495432.8894 | 0 | 32773.0854 | 0 | 0 | 0 | 0 | 0 | 0 | 0 | 0 | 0 | 79310.1024 | 0 | 0 | 0 | 0 | 0 | 0 | 0 | 0 | 0 | -212343.8659 | 0 | 32773.0854 | 0 | 0 | 0 | 0 | 0 | 0
2016-03-14 04:00 | 0 | 0 | 0 | 0 | 0 | 0 | 361989 | 0 | 0 | 0 | 0 | 148907.2715 | 0 | 0 | 0 | 0 | 0 | 0 | 0 | 3249268.4325 | 0 | 0 | 0 | 0 | 0 | 0 | 0 | 0 | 0 | 0 | 0 | -83051.4577 | 0 | 0 | 0 | 0 | 0 | 0 | 0 | 0 | 0 | -246164.4569 | 0 | -32773.0854 | 0 | 0 | 0 | 0 | 0 | 0
2016-03-14 05:00 | 0 | 0 | 0 | 0 | 0 | 0 | 343022 | 0 | 0 | 0 | 0 | 83051.4577 | 0 | 0 | 0 | 0 | 0 | 0 | 0 | 2972102.2463 | 0 | 0 | 0 | 0 | 0 | 0 | 0 | 0 | 0 | 0 | 0 | -65855.8138 | 0 | 0 | 0 | 0 | 0 | 0 | 0 | 0 | 0 | -277166.1862 | 0 | 0 | 0 | 0 | 0 | 0 | 0 | 0
2016-03-14 06:00 | 0 | 0 | 0 | 0 | 137774.2715 | 0 | 331889 | 0 | 0 | 0 | 0 | 166102.9154 | 0 | 0 | 0 | 0 | 0 | 0 | 0 | 2694936.0601 | 0 | 0 | 0 | 0 | 0 | 0 | 0 | 0 | 0 | 0 | 0 | 83051.4577 | 0 | 0 | 0 | 0 | 0 | 0 | 0 | 0 | 0 | -277166.1862 | 0 | 0 | 0 | 0 | 0 | 0 | 0 | 0
2016-03-14 07:00 | 0 | 0 | 0 | 0 | 0 | 0 | 325049 | 0 | 0 | 0 | 0 | 83051.4577 | 0 | 0 | 0 | 0 | 0 | 0 | 0 | 2452938.5179 | 0 | 0 | 0 | 0 | 0 | 0 | 0 | 0 | 0 | 0 | 0 | -83051.4577 | 0 | 0 | 0 | 0 | 0 | 0 | 0 | 0 | 0 | -241997.5423 | 0 | 0 | 0 | 0 | 0 | 0 | 0 | 0
2016-03-14 08:00 | 0 | 0 | 0 | 0 | 472282.6514 | 0 | 326183 | 0 | 0 | 0 | 0 | 166102.9154 | 0 | 0 | 0 | 0 | 0 | 0 | 0 | 2515986.7115 | 0 | 0 | 0 | 0 | 0 | 0 | 0 | 0 | 0 | 0 | 0 | 83051.4577 | 0 | 0 | 0 | 0 | 0 | 0 | 0 | 0 | 0 | 63048.1937 | 0 | 0 | 0 | 0 | 0 | 0 | 0 | 0
2016-03-14 09:00 | 0 | 0 | 0 | 0 | 0 | 0 | 338931 | 0 | 0 | 0 | 0 | 83051.4577 | 0 | 0 | 0 | 0 | 0 | 0 | 0 | 2260107.1692 | 0 | 0 | 0 | 0 | 0 | 0 | 0 | 0 | 0 | 0 | 0 | -83051.4577 | 0 | 0 | 0 | 0 | 0 | 0 | 0 | 0 | 0 | -255879.5423 | 0 | 0 | 0 | 0 | 0 | 0 | 0 | 0
2016-03-14 10:00 | 0 | 0 | 0 | 0 | 2138.3561 | 0 | 362356 | 0 | 0 | 0 | 0 | 0 | 0 | 0 | 0 | 0 | 0 | 0 | 0 | 1982940.9831 | 0 | 0 | 0 | 0 | 0 | 0 | 0 | 0 | 0 | 0 | 0 | -83051.4577 | 0 | 0 | 0 | 0 | 0 | 0 | 0 | 0 | 0 | -277166.1862 | 0 | 0 | 0 | 0 | 0 | 0 | 0 | 0
2016-03-14 11:00 | 0 | 0 | 0 | 0 | 197761.2715 | 0 | 391876 | 0 | 0 | 0 | 0 | 83051.4577 | 0 | 0 | 0 | 0 | 0 | 0 | 0 | 1705774.7969 | 0 | 0 | 0 | 0 | 0 | 0 | 0 | 0 | 0 | 0 | 0 | 83051.4577 | 0 | 0 | 0 | 0 | 0 | 0 | 0 | 0 | 0 | -277166.1862 | 0 | 0 | 0 | 0 | 0 | 0 | 0 | 0
2016-03-14 12:00 | 0 | 0 | 0 | 0 | 48967.3561 | 0 | 409185 | 0 | 0 | 0 | 0 | 0 | 0 | 0 | 0 | 0 | 0 | 0 | 0 | 1428608.6107 | 0 | 0 | 0 | 0 | 0 | 0 | 0 | 0 | 0 | 0 | 0 | -83051.4577 | 0 | 0 | 0 | 0 | 0 | 0 | 0 | 0 | 0 | -277166.1862 | 0 | 0 | 0 | 0 | 0 | 0 | 0 | 0
2016-03-14 13:00 | 0 | 0 | 0 | 0 | 412514.0926 | 56464.5429 | 420455 | 0 | 0 | 0 | 0 | 0 | 0 | 0 | 0 | 0 | 0 | 0 | 0 | 1477132.2462 | 0 | 0 | 0 | 0 | 0 | 0 | 0 | 0 | 0 | 0 | 0 | 0 | 0 | 0 | 0 | 0 | 0 | 0 | 0 | 0 | 0 | 48523.6355 | 0 | 0 | 0 | 0 | 0 | 0 | 0 | 0
2016-03-14 14:00 | 0 | 0 | 0 | 0 | 251887.0014 | 455223.1848 | 429944 | 0 | 0 | 0 | 0 | 0 | 0 | 0 | 0 | 0 | 0 | 0 | 0 | 1754298.4324 | 0 | 0 | 0 | 0 | 0 | 0 | 0 | 0 | 0 | 0 | 0 | 0 | 0 | 0 | 0 | 0 | 0 | 0 | 0 | 0 | 0 | 277166.1862 | 0 | 0 | 0 | 0 | 0 | 0 | 0 | 0
2016-03-14 15:00 | 0 | 0 | 0 | 0 | 0 | 728265.8285 | 437125 | 0 | 0 | 0 | 0 | 13974.6423 | 0 | 0 | 0 | 0 | 0 | 0 | 0 | 2031464.6186 | 0 | 0 | 0 | 0 | 0 | 0 | 0 | 0 | 0 | 0 | 0 | 13974.6423 | 0 | 0 | 0 | 0 | 0 | 0 | 0 | 0 | 0 | 277166.1862 | 0 | 0 | 0 | 0 | 0 | 0 | 0 | 0
2016-03-14 16:00 | 0 | 0 | 0 | 0 | 0 | 792999.5337 | 440561 | 0 | 0 | 0 | 0 | 56473.9045 | 0 | 0 | 0 | 0 | 0 | 0 | 0 | 2308630.8047 | 0 | 32773.0854 | 0 | 0 | 0 | 0 | 0 | 0 | 0 | 0 | 0 | 42499.2621 | 0 | 0 | 0 | 0 | 0 | 0 | 0 | 0 | 0 | 277166.1862 | 0 | 32773.0854 | 0 | 0 | 0 | 0 | 0 | 0
2016-03-14 17:00 | 0 | 0 | 0 | 0 | 0 | 791741.0935 | 443657 | 0 | 0 | 0 | 0 | 139525.3622 | 0 | 0 | 0 | 0 | 0 | 0 | 0 | 2585796.9909 | 0 | 20639.535 | 0 | 0 | 0 | 0 | 0 | 0 | 0 | 0 | 0 | 83051.4577 | 0 | 0 | 0 | 0 | 0 | 0 | 0 | 0 | 0 | 277166.1862 | 0 | -12133.5503 | 0 | 0 | 0 | 0 | 0 | 0
2016-03-14 18:00 | 0 | 0 | 0 | 0 | 0 | 778591.8279 | 446603 | 0 | 0 | 0 | 0 | 182214.4536 | 0 | 0 | 0 | 0 | 0 | 0 | 0 | 2862963.177 | 0 | 32773.0854 | 0 | 0 | 0 | 0 | 0 | 0 | 0 | 0 | 0 | 42689.0914 | 0 | 0 | 0 | 0 | 0 | 0 | 0 | 0 | 0 | 277166.1862 | 0 | 12133.5503 | 0 | 0 | 0 | 0 | 0 | 0
2016-03-14 19:00 | 0 | 0 | 0 | 0 | 0 | 769379.0867 | 448872 | 0 | 0 | 0 | 0 | 258328.4395 | 0 | 0 | 0 | 0 | 0 | 0 | 0 | 3140129.3632 | 0 | 0 | 0 | 0 | 0 | 0 | 0 | 0 | 0 | 0 | 0 | 76113.9859 | 0 | 0 | 0 | 0 | 0 | 0 | 0 | 0 | 0 | 277166.1862 | 0 | -32773.0854 | 0 | 0 | 0 | 0 | 0 | 0
2016-03-14 20:00 | 0 | 0 | 0 | 0 | 0 | 774674.9562 | 450737 | 0 | 0 | 0 | 0 | 305100.2095 | 0 | 0 | 0 | 0 | 0 | 0 | 0 | 3417295.5494 | 0 | 0 | 0 | 0 | 0 | 0 | 0 | 0 | 0 | 0 | 0 | 46771.77 | 0 | 0 | 0 | 0 | 0 | 0 | 0 | 0 | 0 | 277166.1862 | 0 | 0 | 0 | 0 | 0 | 0 | 0 | 0
2016-03-14 21:00 | 0 | 0 | 0 | 0 | 0 | 777967.5903 | 452592 | 0 | 0 | 0 | 0 | 376150.7058 | 0 | 0 | 0 | 0 | 0 | 0 | 0 | 3671620.6434 | 0 | 0 | 0 | 0 | 0 | 0 | 0 | 0 | 0 | 0 | 0 | 71050.4963 | 0 | 0 | 0 | 0 | 0 | 0 | 0 | 0 | 0 | 254325.094 | 0 | 0 | 0 | 0 | 0 | 0 | 0 | 0
2016-03-14 22:00 | 0 | 0 | 0 | 0 | 0 | 741162.6384 | 452529 | 0 | 0 | 0 | 0 | 354845.0727 | 0 | 0 | 0 | 0 | 0 | 0 | 0 | 3948786.8295 | 0 | 32773.0854 | 0 | 0 | 0 | 0 | 0 | 0 | 0 | 0 | 0 | -21305.6331 | 0 | 0 | 0 | 0 | 0 | 0 | 0 | 0 | 0 | 277166.1862 | 0 | 32773.0854 | 0 | 0 | 0 | 0 | 0 | 0
2016-03-14 23:00 | 0 | 0 | 0 | 0 | 0 | 592297.4531 | 452786 | 0 | 0 | 0 | 0 | 311968.1869 | 0 | 0 | 0 | 0 | 0 | 0 | 0 | 4163948.2537 | 0 | 0 | 0 | 0 | 0 | 0 | 0 | 0 | 0 | 0 | 0 | -42876.8858 | 0 | 0 | 0 | 0 | 0 | 0 | 0 | 0 | 0 | 215161.4242 | 0 | -32773.0854 | 0 | 0 | 0 | 0 | 0 | 0
2016-03-15 | 0 | 0 | 0 | 0 | 0 | 260213.8313 | 455067 | 0 | 0 | 0 | 0 | 228916.7292 | 0 | 0 | 0 | 0 | 0 | 0 | 0 | 4052146.5427 | 0 | 0 | 0 | 0 | 0 | 0 | 0 | 0 | 0 | 0 | 0 | -83051.4577 | 0 | 0 | 0 | 0 | 0 | 0 | 0 | 0 | 0 | -111801.711 | 0 | 0 | 0 | 0 | 0 | 0 | 0 | 0
2016-03-15 01:00 | 0 | 0 | 0 | 0 | 81320.3414 | 6445.0147 | 447983 | 0 | 0 | 0 | 0 | 145865.2715 | 0 | 0 | 0 | 0 | 0 | 0 | 0 | 3774980.3565 | 0 | 0 | 0 | 0 | 0 | 0 | 0 | 0 | 0 | 0 | 0 | -83051.4577 | 0 | 0 | 0 | 0 | 0 | 0 | 0 | 0 | 0 | -277166.1862 | 0 | 0 | 0 | 0 | 0 | 0 | 0 | 0
2016-03-15 02:00 | 0 | 0 | 0 | 0 | 234851.2715 | 0 | 428966 | 0 | 0 | 0 | 0 | 228916.7292 | 0 | 0 | 0 | 0 | 0 | 0 | 0 | 3497814.1704 | 0 | 0 | 0 | 0 | 0 | 0 | 0 | 0 | 0 | 0 | 0 | 83051.4577 | 0 | 0 | 0 | 0 | 0 | 0 | 0 | 0 | 0 | -277166.1862 | 0 | 0 | 0 | 0 | 0 | 0 | 0 | 0
2016-03-15 03:00 | 0 | 0 | 0 | 0 | 46195.3561 | 0 | 406413 | 0 | 0 | 0 | 0 | 145865.2715 | 0 | 0 | 0 | 0 | 0 | 0 | 0 | 3220647.9842 | 0 | 0 | 0 | 0 | 0 | 0 | 0 | 0 | 0 | 0 | 0 | -83051.4577 | 0 | 0 | 0 | 0 | 0 | 0 | 0 | 0 | 0 | -277166.1862 | 0 | 0 | 0 | 0 | 0 | 0 | 0 | 0
2016-03-15 04:00 | 0 | 0 | 0 | 0 | 22135.3561 | 0 | 382353 | 0 | 0 | 0 | 0 | 62813.8138 | 0 | 0 | 0 | 0 | 0 | 0 | 0 | 2943481.798 | 0 | 0 | 0 | 0 | 0 | 0 | 0 | 0 | 0 | 0 | 0 | -83051.4577 | 0 | 0 | 0 | 0 | 0 | 0 | 0 | 0 | 0 | -277166.1862 | 0 | 0 | 0 | 0 | 0 | 0 | 0 | 0
2016-03-15 05:00 | 0 | 0 | 0 | 0 | 168058.2715 | 0 | 362173 | 0 | 0 | 0 | 0 | 145865.2715 | 0 | 0 | 0 | 0 | 0 | 0 | 0 | 2666315.6119 | 0 | 0 | 0 | 0 | 0 | 0 | 0 | 0 | 0 | 0 | 0 | 83051.4577 | 0 | 0 | 0 | 0 | 0 | 0 | 0 | 0 | 0 | -277166.1862 | 0 | 0 | 0 | 0 | 0 | 0 | 0 | 0
2016-03-15 06:00 | 0 | 0 | 0 | 0 | 542699.7285 | 0 | 348585 | 0 | 0 | 0 | 0 | 62813.8138 | 0 | 0 | 0 | 0 | 0 | 0 | 0 | 2943481.798 | 0 | 0 | 0 | 0 | 0 | 0 | 0 | 0 | 0 | 0 | 0 | -83051.4577 | 0 | 0 | 0 | 0 | 0 | 0 | 0 | 0 | 0 | 277166.1862 | 0 | 0 | 0 | 0 | 0 | 0 | 0 | 0
2016-03-15 07:00 | 0 | 0 | 0 | 0 | 0 | 0 | 339980 | 0 | 0 | 0 | 0 | 0 | 0 | 0 | 0 | 0 | 0 | 0 | 0 | 2666315.6119 | 0 | 0 | 0 | 0 | 0 | 0 | 0 | 0 | 0 | 0 | 0 | -62813.8138 | 0 | 0 | 0 | 0 | 0 | 0 | 0 | 0 | 0 | -277166.1862 | 0 | 0 | 0 | 0 | 0 | 0 | 0 | 0
2016-03-15 08:00 | 0 | 0 | 0 | 0 | 144971.2715 | 0 | 339086 | 0 | 0 | 0 | 0 | 83051.4577 | 0 | 0 | 0 | 0 | 0 | 0 | 0 | 2389149.4257 | 0 | 0 | 0 | 0 | 0 | 0 | 0 | 0 | 0 | 0 | 0 | 83051.4577 | 0 | 0 | 0 | 0 | 0 | 0 | 0 | 0 | 0 | -277166.1862 | 0 | 0 | 0 | 0 | 0 | 0 | 0 | 0
2016-03-15 09:00 | 0 | 0 | 0 | 0 | 0 | 0 | 347259 | 0 | 0 | 0 | 0 | 0 | 0 | 0 | 0 | 0 | 0 | 0 | 0 | 2124941.8834 | 0 | 0 | 0 | 0 | 0 | 0 | 0 | 0 | 0 | 0 | 0 | -83051.4577 | 0 | 0 | 0 | 0 | 0 | 0 | 0 | 0 | 0 | -264207.5423 | 0 | 0 | 0 | 0 | 0 | 0 | 0 | 0
2016-03-15 10:00 | 0 | 0 | 0 | 0 | 95965.8138 | 0 | 373132 | 0 | 0 | 0 | 0 | 0 | 0 | 0 | 0 | 0 | 0 | 0 | 0 | 1847775.6972 | 0 | 0 | 0 | 0 | 0 | 0 | 0 | 0 | 0 | 0 | 0 | 0 | 0 | 0 | 0 | 0 | 0 | 0 | 0 | 0 | 0 | -277166.1862 | 0 | 0 | 0 | 0 | 0 | 0 | 0 | 0
2016-03-15 11:00 | 0 | 0 | 0 | 0 | 206138.2715 | 0 | 400253 | 0 | 0 | 0 | 0 | 83051.4577 | 0 | 0 | 0 | 0 | 0 | 0 | 0 | 1570609.5111 | 0 | 0 | 0 | 0 | 0 | 0 | 0 | 0 | 0 | 0 | 0 | 83051.4577 | 0 | 0 | 0 | 0 | 0 | 0 | 0 | 0 | 0 | -277166.1862 | 0 | 0 | 0 | 0 | 0 | 0 | 0 | 0
2016-03-15 12:00 | 0 | 0 | 0 | 0 | 52833.3561 | 0 | 413051 | 0 | 0 | 0 | 0 | 0 | 0 | 0 | 0 | 0 | 0 | 0 | 0 | 1293443.3249 | 0 | 0 | 0 | 0 | 0 | 0 | 0 | 0 | 0 | 0 | 0 | -83051.4577 | 0 | 0 | 0 | 0 | 0 | 0 | 0 | 0 | 0 | -277166.1862 | 0 | 0 | 0 | 0 | 0 | 0 | 0 | 0
2016-03-15 13:00 | 0 | 0 | 0 | 0 | 635252.7911 | 56187.6455 | 421080 | 0 | 0 | 0 | 0 | 0 | 0 | 0 | 0 | 0 | 0 | 0 | 0 | 1563803.7616 | 0 | 0 | 0 | 0 | 0 | 0 | 0 | 0 | 0 | 0 | 0 | 0 | 0 | 0 | 0 | 0 | 0 | 0 | 0 | 0 | 0 | 270360.4367 | 0 | 0 | 0 | 0 | 0 | 0 | 0 | 0
2016-03-15 14:00 | 0 | 0 | 0 | 0 | 208205.7946 | 498758.3916 | 429798 | 0 | 0 | 0 | 0 | 0 | 0 | 0 | 0 | 0 | 0 | 0 | 0 | 1840969.9478 | 0 | 0 | 0 | 0 | 0 | 0 | 0 | 0 | 0 | 0 | 0 | 0 | 0 | 0 | 0 | 0 | 0 | 0 | 0 | 0 | 0 | 277166.1862 | 0 | 0 | 0 | 0 | 0 | 0 | 0 | 0
2016-03-15 15:00 | 0 | 0 | 0 | 0 | 0 | 711913.1862 | 434747 | 0 | 0 | 0 | 0 | 0 | 0 | 0 | 0 | 0 | 0 | 0 | 0 | 2118136.1339 | 0 | 0 | 0 | 0 | 0 | 0 | 0 | 0 | 0 | 0 | 0 | 0 | 0 | 0 | 0 | 0 | 0 | 0 | 0 | 0 | 0 | 277166.1862 | 0 | 0 | 0 | 0 | 0 | 0 | 0 | 0
2016-03-15 16:00 | 0 | 0 | 0 | 0 | 0 | 798961.6439 | 438744 | 0 | 0 | 0 | 0 | 83051.4577 | 0 | 0 | 0 | 0 | 0 | 0 | 0 | 2395302.3201 | 0 | 0 | 0 | 0 | 0 | 0 | 0 | 0 | 0 | 0 | 0 | 83051.4577 | 0 | 0 | 0 | 0 | 0 | 0 | 0 | 0 | 0 | 277166.1862 | 0 | 0 | 0 | 0 | 0 | 0 | 0 | 0
2016-03-15 17:00 | 0 | 0 | 0 | 0 | 0 | 802706.6439 | 442489 | 0 | 0 | 0 | 0 | 166102.9154 | 0 | 0 | 0 | 0 | 0 | 0 | 0 | 2672468.5062 | 0 | 0 | 0 | 0 | 0 | 0 | 0 | 0 | 0 | 0 | 0 | 83051.4577 | 0 | 0 | 0 | 0 | 0 | 0 | 0 | 0 | 0 | 277166.1862 | 0 | 0 | 0 | 0 | 0 | 0 | 0 | 0
2016-03-15 18:00 | 0 | 0 | 0 | 0 | 0 | 801776.7415 | 445272 | 0 | 0 | 0 | 0 | 212668.3854 | 0 | 0 | 0 | 0 | 0 | 0 | 0 | 2949634.6924 | 0 | 32773.0854 | 0 | 0 | 0 | 0 | 0 | 0 | 0 | 0 | 0 | 46565.47 | 0 | 0 | 0 | 0 | 0 | 0 | 0 | 0 | 0 | 277166.1862 | 0 | 32773.0854 | 0 | 0 | 0 | 0 | 0 | 0
2016-03-15 19:00 | 0 | 0 | 0 | 0 | 0 | 763487.358 | 447216 | 0 | 0 | 0 | 0 | 244019.7391 | 0 | 0 | 0 | 0 | 0 | 0 | 0 | 3226800.8786 | 0 | 40526.9035 | 0 | 0 | 0 | 0 | 0 | 0 | 0 | 0 | 0 | 31351.3538 | 0 | 0 | 0 | 0 | 0 | 0 | 0 | 0 | 0 | 277166.1862 | 0 | 7753.8181 | 0 | 0 | 0 | 0 | 0 | 0
2016-03-15 20:00 | 0 | 0 | 0 | 0 | 0 | 795859.9512 | 450355 | 0 | 0 | 0 | 0 | 327071.1968 | 0 | 0 | 0 | 0 | 0 | 0 | 0 | 3503967.0647 | 0 | 25814.2108 | 0 | 0 | 0 | 0 | 0 | 0 | 0 | 0 | 0 | 83051.4577 | 0 | 0 | 0 | 0 | 0 | 0 | 0 | 0 | 0 | 277166.1862 | 0 | -14712.6926 | 0 | 0 | 0 | 0 | 0 | 0
2016-03-15 21:00 | 0 | 0 | 0 | 0 | 0 | 786576.531 | 453096 | 0 | 0 | 0 | 0 | 368672.8491 | 0 | 0 | 0 | 0 | 0 | 0 | 0 | 3781133.2509 | 0 | 40526.9035 | 0 | 0 | 0 | 0 | 0 | 0 | 0 | 0 | 0 | 41601.6522 | 0 | 0 | 0 | 0 | 0 | 0 | 0 | 0 | 0 | 277166.1862 | 0 | 14712.6926 | 0 | 0 | 0 | 0 | 0 | 0
2016-03-15 22:00 | 0 | 0 | 0 | 0 | 0 | 736471.0429 | 451827 | 0 | 0 | 0 | 0 | 376150.7058 | 0 | 0 | 0 | 0 | 0 | 0 | 0 | 4058299.4371 | 0 | 40526.9035 | 0 | 0 | 0 | 0 | 0 | 0 | 0 | 0 | 0 | 7477.8567 | 0 | 0 | 0 | 0 | 0 | 0 | 0 | 0 | 0 | 277166.1862 | 0 | 0 | 0 | 0 | 0 | 0 | 0 | 0
2016-03-15 23:00 | 0 | 0 | 0 | 0 | 0 | 587798.287 | 453300 | 0 | 0 | 0 | 0 | 376150.7058 | 0 | 0 | 0 | 0 | 0 | 0 | 0 | 4225570.8094 | 0 | 7753.8181 | 0 | 0 | 0 | 0 | 0 | 0 | 0 | 0 | 0 | 0 | 0 | 0 | 0 | 0 | 0 | 0 | 0 | 0 | 0 | 167271.3723 | 0 | -32773.0854 | 0 | 0 | 0 | 0 | 0 | 0
2016-03-16 | 0 | 0 | 0 | 0 | 0 | 256010.0647 | 457078 | 0 | 0 | 0 | 0 | 293099.2481 | 0 | 0 | 0 | 0 | 0 | 0 | 0 | 4115308.1499 | 0 | 0 | 0 | 0 | 0 | 0 | 0 | 0 | 0 | 0 | 0 | -83051.4577 | 0 | 0 | 0 | 0 | 0 | 0 | 0 | 0 | 0 | -110262.6595 | 0 | -7753.8181 | 0 | 0 | 0 | 0 | 0 | 0
2016-03-16 01:00 | 0 | 0 | 0 | 0 | 80893.9006 | 9064.4555 | 450176 | 0 | 0 | 0 | 0 | 210047.7904 | 0 | 0 | 0 | 0 | 0 | 0 | 0 | 3838141.9637 | 0 | 0 | 0 | 0 | 0 | 0 | 0 | 0 | 0 | 0 | 0 | -83051.4577 | 0 | 0 | 0 | 0 | 0 | 0 | 0 | 0 | 0 | -277166.1862 | 0 | 0 | 0 | 0 | 0 | 0 | 0 | 0
2016-03-16 02:00 | 0 | 0 | 0 | 0 | 69677.3561 | 0 | 429895 | 0 | 0 | 0 | 0 | 126996.3327 | 0 | 0 | 0 | 0 | 0 | 0 | 0 | 3560975.7775 | 0 | 0 | 0 | 0 | 0 | 0 | 0 | 0 | 0 | 0 | 0 | -83051.4577 | 0 | 0 | 0 | 0 | 0 | 0 | 0 | 0 | 0 | -277166.1862 | 0 | 0 | 0 | 0 | 0 | 0 | 0 | 0
2016-03-16 03:00 | 0 | 0 | 0 | 0 | 211875.2715 | 0 | 405990 | 0 | 0 | 0 | 0 | 210047.7904 | 0 | 0 | 0 | 0 | 0 | 0 | 0 | 3283809.5914 | 0 | 0 | 0 | 0 | 0 | 0 | 0 | 0 | 0 | 0 | 0 | 83051.4577 | 0 | 0 | 0 | 0 | 0 | 0 | 0 | 0 | 0 | -277166.1862 | 0 | 0 | 0 | 0 | 0 | 0 | 0 | 0
2016-03-16 04:00 | 0 | 0 | 0 | 0 | 21318.3561 | 0 | 381536 | 0 | 0 | 0 | 0 | 126996.3327 | 0 | 0 | 0 | 0 | 0 | 0 | 0 | 3006643.4052 | 0 | 0 | 0 | 0 | 0 | 0 | 0 | 0 | 0 | 0 | 0 | -83051.4577 | 0 | 0 | 0 | 0 | 0 | 0 | 0 | 0 | 0 | -277166.1862 | 0 | 0 | 0 | 0 | 0 | 0 | 0 | 0
2016-03-16 05:00 | 0 | 0 | 0 | 0 | 2586.3561 | 0 | 362804 | 0 | 0 | 0 | 0 | 43944.875 | 0 | 0 | 0 | 0 | 0 | 0 | 0 | 2729477.219 | 0 | 0 | 0 | 0 | 0 | 0 | 0 | 0 | 0 | 0 | 0 | -83051.4577 | 0 | 0 | 0 | 0 | 0 | 0 | 0 | 0 | 0 | -277166.1862 | 0 | 0 | 0 | 0 | 0 | 0 | 0 | 0
2016-03-16 06:00 | 0 | 0 | 0 | 0 | 679511.8296 | 0 | 348463 | 0 | 0 | 0 | 0 | 126996.3327 | 0 | 0 | 0 | 0 | 0 | 0 | 0 | 2977474.5909 | 0 | 0 | 0 | 0 | 0 | 0 | 0 | 0 | 0 | 0 | 0 | 83051.4577 | 0 | 0 | 0 | 0 | 0 | 0 | 0 | 0 | 0 | 247997.3719 | 0 | 0 | 0 | 0 | 0 | 0 | 0 | 0
2016-03-16 07:00 | 0 | 0 | 0 | 0 | 0 | 0 | 340052 | 0 | 0 | 0 | 0 | 43944.875 | 0 | 0 | 0 | 0 | 0 | 0 | 0 | 2720474.0486 | 0 | 0 | 0 | 0 | 0 | 0 | 0 | 0 | 0 | 0 | 0 | -83051.4577 | 0 | 0 | 0 | 0 | 0 | 0 | 0 | 0 | 0 | -257000.5423 | 0 | 0 | 0 | 0 | 0 | 0 | 0 | 0
2016-03-16 08:00 | 0 | 0 | 0 | 0 | 17371.9388 | 0 | 338483 | 0 | 0 | 0 | 0 | 0 | 0 | 0 | 0 | 0 | 0 | 0 | 0 | 2443307.8624 | 0 | 0 | 0 | 0 | 0 | 0 | 0 | 0 | 0 | 0 | 0 | -43944.875 | 0 | 0 | 0 | 0 | 0 | 0 | 0 | 0 | 0 | -277166.1862 | 0 | 0 | 0 | 0 | 0 | 0 | 0 | 0
2016-03-16 09:00 | 0 | 0 | 0 | 0 | 153241.2715 | 0 | 347356 | 0 | 0 | 0 | 0 | 83051.4577 | 0 | 0 | 0 | 0 | 0 | 0 | 0 | 2166141.6763 | 0 | 0 | 0 | 0 | 0 | 0 | 0 | 0 | 0 | 0 | 0 | 83051.4577 | 0 | 0 | 0 | 0 | 0 | 0 | 0 | 0 | 0 | -277166.1862 | 0 | 0 | 0 | 0 | 0 | 0 | 0 | 0
2016-03-16 10:00 | 0 | 0 | 0 | 0 | 12912.3561 | 0 | 373130 | 0 | 0 | 0 | 0 | 0 | 0 | 0 | 0 | 0 | 0 | 0 | 0 | 1888975.4901 | 0 | 0 | 0 | 0 | 0 | 0 | 0 | 0 | 0 | 0 | 0 | -83051.4577 | 0 | 0 | 0 | 0 | 0 | 0 | 0 | 0 | 0 | -277166.1862 | 0 | 0 | 0 | 0 | 0 | 0 | 0 | 0
2016-03-16 11:00 | 0 | 0 | 0 | 0 | 122470.8138 | 0 | 399637 | 0 | 0 | 0 | 0 | 0 | 0 | 0 | 0 | 0 | 0 | 0 | 0 | 1611809.3039 | 0 | 0 | 0 | 0 | 0 | 0 | 0 | 0 | 0 | 0 | 0 | 0 | 0 | 0 | 0 | 0 | 0 | 0 | 0 | 0 | 0 | -277166.1862 | 0 | 0 | 0 | 0 | 0 | 0 | 0 | 0
2016-03-16 12:00 | 0 | 0 | 0 | 0 | 654188.7136 | 0 | 411341 | 0 | 0 | 0 | 0 | 83051.4577 | 0 | 0 | 0 | 0 | 0 | 0 | 0 | 1771605.5599 | 0 | 0 | 0 | 0 | 0 | 0 | 0 | 0 | 0 | 0 | 0 | 83051.4577 | 0 | 0 | 0 | 0 | 0 | 0 | 0 | 0 | 0 | 159796.2559 | 0 | 0 | 0 | 0 | 0 | 0 | 0 | 0
2016-03-16 13:00 | 0 | 0 | 0 | 0 | 0 | 60329.5789 | 418427 | 0 | 0 | 0 | 0 | 0 | 0 | 0 | 0 | 0 | 0 | 0 | 0 | 1496559.5965 | 0 | 0 | 0 | 0 | 0 | 0 | 0 | 0 | 0 | 0 | 0 | -83051.4577 | 0 | 0 | 0 | 0 | 0 | 0 | 0 | 0 | 0 | -275045.9634 | 0 | 0 | 0 | 0 | 0 | 0 | 0 | 0
2016-03-16 14:00 | 0 | 0 | 0 | 0 | 206982.989 | 496968.1971 | 426785 | 0 | 0 | 0 | 0 | 0 | 0 | 0 | 0 | 0 | 0 | 0 | 0 | 1773725.7826 | 0 | 0 | 0 | 0 | 0 | 0 | 0 | 0 | 0 | 0 | 0 | 0 | 0 | 0 | 0 | 0 | 0 | 0 | 0 | 0 | 0 | 277166.1862 | 0 | 0 | 0 | 0 | 0 | 0 | 0 | 0
2016-03-16 15:00 | 0 | 0 | 0 | 0 | 0 | 708116.1862 | 430950 | 0 | 0 | 0 | 0 | 0 | 0 | 0 | 0 | 0 | 0 | 0 | 0 | 2050891.9688 | 0 | 0 | 0 | 0 | 0 | 0 | 0 | 0 | 0 | 0 | 0 | 0 | 0 | 0 | 0 | 0 | 0 | 0 | 0 | 0 | 0 | 277166.1862 | 0 | 0 | 0 | 0 | 0 | 0 | 0 | 0
2016-03-16 16:00 | 0 | 0 | 0 | 0 | 0 | 793464.6439 | 433247 | 0 | 0 | 0 | 0 | 83051.4577 | 0 | 0 | 0 | 0 | 0 | 0 | 0 | 2328058.155 | 0 | 0 | 0 | 0 | 0 | 0 | 0 | 0 | 0 | 0 | 0 | 83051.4577 | 0 | 0 | 0 | 0 | 0 | 0 | 0 | 0 | 0 | 277166.1862 | 0 | 0 | 0 | 0 | 0 | 0 | 0 | 0
2016-03-16 17:00 | 0 | 0 | 0 | 0 | 0 | 630837.7384 | 436321 | 0 | 0 | 0 | 0 | 402.0099 | 0 | 0 | 0 | 0 | 0 | 0 | 0 | 2605224.3411 | 0 | 0 | 0 | 0 | 0 | 0 | 0 | 0 | 0 | 0 | 0 | -82649.4478 | 0 | 0 | 0 | 0 | 0 | 0 | 0 | 0 | 0 | 277166.1862 | 0 | 0 | 0 | 0 | 0 | 0 | 0 | 0
2016-03-16 18:00 | 0 | 0 | 0 | 0 | 0 | 800250.6439 | 440033 | 0 | 0 | 0 | 0 | 83453.4676 | 0 | 0 | 0 | 0 | 0 | 0 | 0 | 2882390.5273 | 0 | 0 | 0 | 0 | 0 | 0 | 0 | 0 | 0 | 0 | 0 | 83051.4577 | 0 | 0 | 0 | 0 | 0 | 0 | 0 | 0 | 0 | 277166.1862 | 0 | 0 | 0 | 0 | 0 | 0 | 0 | 0
2016-03-16 19:00 | 0 | 0 | 0 | 0 | 0 | 801576.6439 | 441359 | 0 | 0 | 0 | 0 | 166504.9253 | 0 | 0 | 0 | 0 | 0 | 0 | 0 | 3159556.7135 | 0 | 0 | 0 | 0 | 0 | 0 | 0 | 0 | 0 | 0 | 0 | 83051.4577 | 0 | 0 | 0 | 0 | 0 | 0 | 0 | 0 | 0 | 277166.1862 | 0 | 0 | 0 | 0 | 0 | 0 | 0 | 0
2016-03-16 20:00 | 0 | 0 | 0 | 0 | 0 | 825395.8109 | 442901 | 0 | 0 | 0 | 0 | 249556.383 | 0 | 0 | 0 | 0 | 0 | 0 | 0 | 3436722.8996 | 0 | 22277.167 | 0 | 0 | 0 | 0 | 0 | 0 | 0 | 0 | 0 | 83051.4577 | 0 | 0 | 0 | 0 | 0 | 0 | 0 | 0 | 0 | 277166.1862 | 0 | 22277.167 | 0 | 0 | 0 | 0 | 0 | 0
2016-03-16 21:00 | 0 | 0 | 0 | 0 | 0 | 790720.2949 | 445026 | 0 | 0 | 0 | 0 | 332607.8407 | 0 | 0 | 0 | 0 | 0 | 0 | 0 | 3713889.0858 | 0 | 7753.8181 | 0 | 0 | 0 | 0 | 0 | 0 | 0 | 0 | 0 | 83051.4577 | 0 | 0 | 0 | 0 | 0 | 0 | 0 | 0 | 0 | 277166.1862 | 0 | -14523.3489 | 0 | 0 | 0 | 0 | 0 | 0
2016-03-16 22:00 | 0 | 0 | 0 | 0 | 0 | 796511.1366 | 443029 | 0 | 0 | 0 | 0 | 376150.7058 | 0 | 0 | 0 | 0 | 0 | 0 | 0 | 3991055.272 | 0 | 40526.9035 | 0 | 0 | 0 | 0 | 0 | 0 | 0 | 0 | 0 | 43542.8651 | 0 | 0 | 0 | 0 | 0 | 0 | 0 | 0 | 0 | 277166.1862 | 0 | 32773.0854 | 0 | 0 | 0 | 0 | 0 | 0
2016-03-16 23:00 | 0 | 0 | 0 | 0 | 0 | 634534.83 | 444337 | 0 | 0 | 0 | 0 | 321955.4351 | 0 | 0 | 0 | 0 | 0 | 0 | 0 | 4268221.4581 | 0 | 7753.8181 | 0 | 0 | 0 | 0 | 0 | 0 | 0 | 0 | 0 | -54195.2708 | 0 | 0 | 0 | 0 | 0 | 0 | 0 | 0 | 0 | 277166.1862 | 0 | -32773.0854 | 0 | 0 | 0 | 0 | 0 | 0
2016-03-17 | 0 | 0 | 0 | 0 | 0 | 277608.3416 | 450102 | 0 | 0 | 0 | 0 | 238903.9774 | 0 | 0 | 0 | 0 | 0 | 0 | 0 | 4186533.0755 | 0 | 0 | 0 | 0 | 0 | 0 | 0 | 0 | 0 | 0 | 0 | -83051.4577 | 0 | 0 | 0 | 0 | 0 | 0 | 0 | 0 | 0 | -81688.3826 | 0 | -7753.8181 | 0 | 0 | 0 | 0 | 0 | 0
2016-03-17 01:00 | 0 | 0 | 0 | 0 | 74546.2735 | 8988.0827 | 443752 | 0 | 0 | 0 | 0 | 155852.5197 | 0 | 0 | 0 | 0 | 0 | 0 | 0 | 3909366.8893 | 0 | 0 | 0 | 0 | 0 | 0 | 0 | 0 | 0 | 0 | 0 | -83051.4577 | 0 | 0 | 0 | 0 | 0 | 0 | 0 | 0 | 0 | -277166.1862 | 0 | 0 | 0 | 0 | 0 | 0 | 0 | 0
2016-03-17 02:00 | 0 | 0 | 0 | 0 | 230983.2715 | 0 | 425098 | 0 | 0 | 0 | 0 | 238903.9774 | 0 | 0 | 0 | 0 | 0 | 0 | 0 | 3632200.7032 | 0 | 0 | 0 | 0 | 0 | 0 | 0 | 0 | 0 | 0 | 0 | 83051.4577 | 0 | 0 | 0 | 0 | 0 | 0 | 0 | 0 | 0 | -277166.1862 | 0 | 0 | 0 | 0 | 0 | 0 | 0 | 0
2016-03-17 03:00 | 0 | 0 | 0 | 0 | 41616.3561 | 0 | 401834 | 0 | 0 | 0 | 0 | 155852.5197 | 0 | 0 | 0 | 0 | 0 | 0 | 0 | 3355034.517 | 0 | 0 | 0 | 0 | 0 | 0 | 0 | 0 | 0 | 0 | 0 | -83051.4577 | 0 | 0 | 0 | 0 | 0 | 0 | 0 | 0 | 0 | -277166.1862 | 0 | 0 | 0 | 0 | 0 | 0 | 0 | 0
2016-03-17 04:00 | 0 | 0 | 0 | 0 | 19549.3561 | 0 | 379767 | 0 | 0 | 0 | 0 | 72801.0619 | 0 | 0 | 0 | 0 | 0 | 0 | 0 | 3077868.3308 | 0 | 0 | 0 | 0 | 0 | 0 | 0 | 0 | 0 | 0 | 0 | -83051.4577 | 0 | 0 | 0 | 0 | 0 | 0 | 0 | 0 | 0 | -277166.1862 | 0 | 0 | 0 | 0 | 0 | 0 | 0 | 0
2016-03-17 05:00 | 0 | 0 | 0 | 0 | 597093.2051 | 0 | 360361 | 0 | 0 | 0 | 0 | 155852.5197 | 0 | 0 | 0 | 0 | 0 | 0 | 0 | 3231549.0783 | 0 | 0 | 0 | 0 | 0 | 0 | 0 | 0 | 0 | 0 | 0 | 83051.4577 | 0 | 0 | 0 | 0 | 0 | 0 | 0 | 0 | 0 | 153680.7474 | 0 | 0 | 0 | 0 | 0 | 0 | 0 | 0
2016-03-17 06:00 | 0 | 0 | 0 | 0 | 0 | 0 | 347411 | 0 | 0 | 0 | 0 | 72801.0619 | 0 | 0 | 0 | 0 | 0 | 0 | 0 | 2967189.536 | 0 | 0 | 0 | 0 | 0 | 0 | 0 | 0 | 0 | 0 | 0 | -83051.4577 | 0 | 0 | 0 | 0 | 0 | 0 | 0 | 0 | 0 | -264359.5423 | 0 | 0 | 0 | 0 | 0 | 0 | 0 | 0
2016-03-17 07:00 | 0 | 0 | 0 | 0 | 0 | 0 | 339963 | 0 | 0 | 0 | 0 | 10004.2481 | 0 | 0 | 0 | 0 | 0 | 0 | 0 | 2690023.3498 | 0 | 0 | 0 | 0 | 0 | 0 | 0 | 0 | 0 | 0 | 0 | -62796.8138 | 0 | 0 | 0 | 0 | 0 | 0 | 0 | 0 | 0 | -277166.1862 | 0 | 0 | 0 | 0 | 0 | 0 | 0 | 0
2016-03-17 08:00 | 0 | 0 | 0 | 0 | 145609.2715 | 0 | 339724 | 0 | 0 | 0 | 0 | 93055.7058 | 0 | 0 | 0 | 0 | 0 | 0 | 0 | 2412857.1637 | 0 | 0 | 0 | 0 | 0 | 0 | 0 | 0 | 0 | 0 | 0 | 83051.4577 | 0 | 0 | 0 | 0 | 0 | 0 | 0 | 0 | 0 | -277166.1862 | 0 | 0 | 0 | 0 | 0 | 0 | 0 | 0
2016-03-17 09:00 | 0 | 0 | 0 | 0 | 0 | 0 | 349694 | 0 | 0 | 0 | 0 | 10004.2481 | 0 | 0 | 0 | 0 | 0 | 0 | 0 | 2146214.6214 | 0 | 0 | 0 | 0 | 0 | 0 | 0 | 0 | 0 | 0 | 0 | -83051.4577 | 0 | 0 | 0 | 0 | 0 | 0 | 0 | 0 | 0 | -266642.5423 | 0 | 0 | 0 | 0 | 0 | 0 | 0 | 0
2016-03-17 10:00 | 0 | 0 | 0 | 0 | 506351.1815 | 0 | 376622 | 0 | 0 | 0 | 0 | 93055.7058 | 0 | 0 | 0 | 0 | 0 | 0 | 0 | 2192892.3452 | 0 | 0 | 0 | 0 | 0 | 0 | 0 | 0 | 0 | 0 | 0 | 83051.4577 | 0 | 0 | 0 | 0 | 0 | 0 | 0 | 0 | 0 | 46677.7238 | 0 | 0 | 0 | 0 | 0 | 0 | 0 | 0
2016-03-17 11:00 | 0 | 0 | 0 | 0 | 44644.3561 | 0 | 404862 | 0 | 0 | 0 | 0 | 10004.2481 | 0 | 0 | 0 | 0 | 0 | 0 | 0 | 1915726.159 | 0 | 0 | 0 | 0 | 0 | 0 | 0 | 0 | 0 | 0 | 0 | -83051.4577 | 0 | 0 | 0 | 0 | 0 | 0 | 0 | 0 | 0 | -277166.1862 | 0 | 0 | 0 | 0 | 0 | 0 | 0 | 0
2016-03-17 12:00 | 0 | 0 | 0 | 0 | 129022.5657 | 0 | 416193 | 0 | 0 | 0 | 0 | 0 | 0 | 0 | 0 | 0 | 0 | 0 | 0 | 1638559.9729 | 0 | 0 | 0 | 0 | 0 | 0 | 0 | 0 | 0 | 0 | 0 | -10004.2481 | 0 | 0 | 0 | 0 | 0 | 0 | 0 | 0 | 0 | -277166.1862 | 0 | 0 | 0 | 0 | 0 | 0 | 0 | 0
2016-03-17 13:00 | 0 | 0 | 0 | 0 | 336469.3198 | 104711.6029 | 422526 | 0 | 0 | 0 | 0 | 0 | 0 | 0 | 0 | 0 | 0 | 0 | 0 | 1657214.8955 | 0 | 0 | 0 | 0 | 0 | 0 | 0 | 0 | 0 | 0 | 0 | 0 | 0 | 0 | 0 | 0 | 0 | 0 | 0 | 0 | 0 | 18654.9226 | 0 | 0 | 0 | 0 | 0 | 0 | 0 | 0
2016-03-17 14:00 | 0 | 0 | 0 | 0 | 0 | 502656.5396 | 428195 | 0 | 0 | 0 | 0 | 0 | 0 | 0 | 0 | 0 | 0 | 0 | 0 | 1731676.4351 | 0 | 0 | 0 | 0 | 0 | 0 | 0 | 0 | 0 | 0 | 0 | 0 | 0 | 0 | 0 | 0 | 0 | 0 | 0 | 0 | 0 | 74461.5396 | 0 | 0 | 0 | 0 | 0 | 0 | 0 | 0
2016-03-17 15:00 | 0 | 0 | 0 | 0 | 0 | 708237.1862 | 431071 | 0 | 0 | 0 | 0 | 0 | 0 | 0 | 0 | 0 | 0 | 0 | 0 | 2008842.6213 | 0 | 0 | 0 | 0 | 0 | 0 | 0 | 0 | 0 | 0 | 0 | 0 | 0 | 0 | 0 | 0 | 0 | 0 | 0 | 0 | 0 | 277166.1862 | 0 | 0 | 0 | 0 | 0 | 0 | 0 | 0
2016-03-17 16:00 | 0 | 0 | 0 | 0 | 0 | 792145.6439 | 431928 | 0 | 0 | 0 | 0 | 83051.4577 | 0 | 0 | 0 | 0 | 0 | 0 | 0 | 2286008.8075 | 0 | 0 | 0 | 0 | 0 | 0 | 0 | 0 | 0 | 0 | 0 | 83051.4577 | 0 | 0 | 0 | 0 | 0 | 0 | 0 | 0 | 0 | 277166.1862 | 0 | 0 | 0 | 0 | 0 | 0 | 0 | 0
2016-03-17 17:00 | 0 | 0 | 0 | 0 | 0 | 627645.119 | 433473 | 0 | 0 | 0 | 0 | 57.3906 | 0 | 0 | 0 | 0 | 0 | 0 | 0 | 2563174.9936 | 0 | 0 | 0 | 0 | 0 | 0 | 0 | 0 | 0 | 0 | 0 | -82994.0672 | 0 | 0 | 0 | 0 | 0 | 0 | 0 | 0 | 0 | 277166.1862 | 0 | 0 | 0 | 0 | 0 | 0 | 0 | 0
2016-03-17 18:00 | 0 | 0 | 0 | 0 | 0 | 794108.6439 | 433891 | 0 | 0 | 0 | 0 | 83108.8483 | 0 | 0 | 0 | 0 | 0 | 0 | 0 | 2840341.1798 | 0 | 0 | 0 | 0 | 0 | 0 | 0 | 0 | 0 | 0 | 0 | 83051.4577 | 0 | 0 | 0 | 0 | 0 | 0 | 0 | 0 | 0 | 277166.1862 | 0 | 0 | 0 | 0 | 0 | 0 | 0 | 0
2016-03-17 19:00 | 0 | 0 | 0 | 0 | 0 | 793275.6439 | 433058 | 0 | 0 | 0 | 0 | 166160.306 | 0 | 0 | 0 | 0 | 0 | 0 | 0 | 3117507.3659 | 0 | 0 | 0 | 0 | 0 | 0 | 0 | 0 | 0 | 0 | 0 | 83051.4577 | 0 | 0 | 0 | 0 | 0 | 0 | 0 | 0 | 0 | 277166.1862 | 0 | 0 | 0 | 0 | 0 | 0 | 0 | 0
2016-03-17 20:00 | 0 | 0 | 0 | 0 | 0 | 793186.6439 | 432969 | 0 | 0 | 0 | 0 | 249211.7637 | 0 | 0 | 0 | 0 | 0 | 0 | 0 | 3394673.5521 | 0 | 0 | 0 | 0 | 0 | 0 | 0 | 0 | 0 | 0 | 0 | 83051.4577 | 0 | 0 | 0 | 0 | 0 | 0 | 0 | 0 | 0 | 277166.1862 | 0 | 0 | 0 | 0 | 0 | 0 | 0 | 0
2016-03-17 21:00 | 0 | 0 | 0 | 0 | 0 | 800987.462 | 433016 | 0 | 0 | 0 | 0 | 332263.2214 | 0 | 0 | 0 | 0 | 0 | 0 | 0 | 3671839.7383 | 0 | 7753.8181 | 0 | 0 | 0 | 0 | 0 | 0 | 0 | 0 | 0 | 83051.4577 | 0 | 0 | 0 | 0 | 0 | 0 | 0 | 0 | 0 | 277166.1862 | 0 | 7753.8181 | 0 | 0 | 0 | 0 | 0 | 0
2016-03-17 22:00 | 0 | 0 | 0 | 0 | 0 | 785354.756 | 431528 | 0 | 0 | 0 | 0 | 376150.7058 | 0 | 0 | 0 | 0 | 0 | 0 | 0 | 3949005.9244 | 0 | 40526.9035 | 0 | 0 | 0 | 0 | 0 | 0 | 0 | 0 | 0 | 43887.4844 | 0 | 0 | 0 | 0 | 0 | 0 | 0 | 0 | 0 | 277166.1862 | 0 | 32773.0854 | 0 | 0 | 0 | 0 | 0 | 0
2016-03-17 23:00 | 0 | 0 | 0 | 0 | 0 | 624176.7823 | 434635 | 0 | 0 | 0 | 0 | 321299.3873 | 0 | 0 | 0 | 0 | 0 | 0 | 0 | 4226172.1106 | 0 | 7753.8181 | 0 | 0 | 0 | 0 | 0 | 0 | 0 | 0 | 0 | -54851.3185 | 0 | 0 | 0 | 0 | 0 | 0 | 0 | 0 | 0 | 277166.1862 | 0 | -32773.0854 | 0 | 0 | 0 | 0 | 0 | 0
2016-03-18 | 0 | 0 | 0 | 0 | 0 | 287906.0344 | 442171 | 0 | 0 | 0 | 0 | 238247.9296 | 0 | 0 | 0 | 0 | 0 | 0 | 0 | 4162712.4208 | 0 | 0 | 0 | 0 | 0 | 0 | 0 | 0 | 0 | 0 | 0 | -83051.4577 | 0 | 0 | 0 | 0 | 0 | 0 | 0 | 0 | 0 | -63459.6898 | 0 | -7753.8181 | 0 | 0 | 0 | 0 | 0 | 0
2016-03-18 01:00 | 0 | 0 | 0 | 0 | 63911.3056 | 11881.0506 | 436010 | 0 | 0 | 0 | 0 | 155196.4719 | 0 | 0 | 0 | 0 | 0 | 0 | 0 | 3885546.2347 | 0 | 0 | 0 | 0 | 0 | 0 | 0 | 0 | 0 | 0 | 0 | -83051.4577 | 0 | 0 | 0 | 0 | 0 | 0 | 0 | 0 | 0 | -277166.1862 | 0 | 0 | 0 | 0 | 0 | 0 | 0 | 0
2016-03-18 02:00 | 0 | 0 | 0 | 0 | 225618.2715 | 0 | 419733 | 0 | 0 | 0 | 0 | 238247.9296 | 0 | 0 | 0 | 0 | 0 | 0 | 0 | 3608380.0485 | 0 | 0 | 0 | 0 | 0 | 0 | 0 | 0 | 0 | 0 | 0 | 83051.4577 | 0 | 0 | 0 | 0 | 0 | 0 | 0 | 0 | 0 | -277166.1862 | 0 | 0 | 0 | 0 | 0 | 0 | 0 | 0
2016-03-18 03:00 | 0 | 0 | 0 | 0 | 38931.3561 | 0 | 399149 | 0 | 0 | 0 | 0 | 155196.4719 | 0 | 0 | 0 | 0 | 0 | 0 | 0 | 3331213.8623 | 0 | 0 | 0 | 0 | 0 | 0 | 0 | 0 | 0 | 0 | 0 | -83051.4577 | 0 | 0 | 0 | 0 | 0 | 0 | 0 | 0 | 0 | -277166.1862 | 0 | 0 | 0 | 0 | 0 | 0 | 0 | 0
2016-03-18 04:00 | 0 | 0 | 0 | 0 | 478466.9929 | 0 | 378574 | 0 | 0 | 0 | 0 | 166102.9154 | 0 | 0 | 0 | 0 | 0 | 0 | 0 | 3419246.0555 | 0 | 954.3561 | 0 | 0 | 0 | 0 | 0 | 0 | 0 | 0 | 0 | 10906.4435 | 0 | 0 | 0 | 0 | 0 | 0 | 0 | 0 | 0 | 88032.1932 | 0 | 954.3561 | 0 | 0 | 0 | 0 | 0 | 0
2016-03-18 05:00 | 0 | 0 | 0 | 0 | 0 | 0 | 361172 | 0 | 0 | 0 | 0 | 83051.4577 | 0 | 0 | 0 | 0 | 0 | 0 | 0 | 3142079.8694 | 0 | 0 | 0 | 0 | 0 | 0 | 0 | 0 | 0 | 0 | 0 | -83051.4577 | 0 | 0 | 0 | 0 | 0 | 0 | 0 | 0 | 0 | -277166.1862 | 0 | -954.3561 | 0 | 0 | 0 | 0 | 0 | 0
2016-03-18 06:00 | 0 | 0 | 0 | 0 | 0 | 0 | 348755 | 0 | 0 | 0 | 0 | 0 | 0 | 0 | 0 | 0 | 0 | 0 | 0 | 2876376.3271 | 0 | 0 | 0 | 0 | 0 | 0 | 0 | 0 | 0 | 0 | 0 | -83051.4577 | 0 | 0 | 0 | 0 | 0 | 0 | 0 | 0 | 0 | -265703.5423 | 0 | 0 | 0 | 0 | 0 | 0 | 0 | 0
2016-03-18 07:00 | 0 | 0 | 0 | 0 | 364322.5344 | 0 | 341577 | 0 | 0 | 0 | 0 | 83051.4577 | 0 | 0 | 0 | 0 | 0 | 0 | 0 | 2816070.4038 | 0 | 0 | 0 | 0 | 0 | 0 | 0 | 0 | 0 | 0 | 0 | 83051.4577 | 0 | 0 | 0 | 0 | 0 | 0 | 0 | 0 | 0 | -60305.9233 | 0 | 0 | 0 | 0 | 0 | 0 | 0 | 0
2016-03-18 08:00 | 0 | 0 | 0 | 0 | 0 | 0 | 341671 | 0 | 0 | 0 | 0 | 0 | 0 | 0 | 0 | 0 | 0 | 0 | 0 | 2557450.8615 | 0 | 0 | 0 | 0 | 0 | 0 | 0 | 0 | 0 | 0 | 0 | -83051.4577 | 0 | 0 | 0 | 0 | 0 | 0 | 0 | 0 | 0 | -258619.5423 | 0 | 0 | 0 | 0 | 0 | 0 | 0 | 0
2016-03-18 09:00 | 0 | 0 | 0 | 0 | 74874.8138 | 0 | 352041 | 0 | 0 | 0 | 0 | 0 | 0 | 0 | 0 | 0 | 0 | 0 | 0 | 2280284.6754 | 0 | 0 | 0 | 0 | 0 | 0 | 0 | 0 | 0 | 0 | 0 | 0 | 0 | 0 | 0 | 0 | 0 | 0 | 0 | 0 | 0 | -277166.1862 | 0 | 0 | 0 | 0 | 0 | 0 | 0 | 0
2016-03-18 10:00 | 0 | 0 | 0 | 0 | 341232.0224 | 0 | 378131 | 0 | 0 | 0 | 0 | 83051.4577 | 0 | 0 | 0 | 0 | 0 | 0 | 0 | 2160334.2401 | 0 | 0 | 0 | 0 | 0 | 0 | 0 | 0 | 0 | 0 | 0 | 83051.4577 | 0 | 0 | 0 | 0 | 0 | 0 | 0 | 0 | 0 | -119950.4353 | 0 | 0 | 0 | 0 | 0 | 0 | 0 | 0
2016-03-18 11:00 | 0 | 0 | 0 | 0 | 45175.3561 | 0 | 405393 | 0 | 0 | 0 | 0 | 0 | 0 | 0 | 0 | 0 | 0 | 0 | 0 | 1883168.0539 | 0 | 0 | 0 | 0 | 0 | 0 | 0 | 0 | 0 | 0 | 0 | -83051.4577 | 0 | 0 | 0 | 0 | 0 | 0 | 0 | 0 | 0 | -277166.1862 | 0 | 0 | 0 | 0 | 0 | 0 | 0 | 0
2016-03-18 12:00 | 0 | 0 | 0 | 0 | 139597.8138 | 0 | 416764 | 0 | 0 | 0 | 0 | 0 | 0 | 0 | 0 | 0 | 0 | 0 | 0 | 1606001.8677 | 0 | 0 | 0 | 0 | 0 | 0 | 0 | 0 | 0 | 0 | 0 | 0 | 0 | 0 | 0 | 0 | 0 | 0 | 0 | 0 | 0 | -277166.1862 | 0 | 0 | 0 | 0 | 0 | 0 | 0 | 0
2016-03-18 13:00 | 0 | 0 | 0 | 0 | 309959.6935 | 76500.5292 | 422899 | 0 | 0 | 0 | 0 | 0 | 0 | 0 | 0 | 0 | 0 | 0 | 0 | 1569563.0904 | 0 | 0 | 0 | 0 | 0 | 0 | 0 | 0 | 0 | 0 | 0 | 0 | 0 | 0 | 0 | 0 | 0 | 0 | 0 | 0 | 0 | -36438.7773 | 0 | 0 | 0 | 0 | 0 | 0 | 0 | 0
2016-03-18 14:00 | 0 | 0 | 0 | 0 | 248743.8799 | 456917.3063 | 428495 | 0 | 0 | 0 | 0 | 0 | 0 | 0 | 0 | 0 | 0 | 0 | 0 | 1846729.2766 | 0 | 0 | 0 | 0 | 0 | 0 | 0 | 0 | 0 | 0 | 0 | 0 | 0 | 0 | 0 | 0 | 0 | 0 | 0 | 0 | 0 | 277166.1862 | 0 | 0 | 0 | 0 | 0 | 0 | 0 | 0
2016-03-18 15:00 | 0 | 0 | 0 | 0 | 0 | 707901.1862 | 430735 | 0 | 0 | 0 | 0 | 0 | 0 | 0 | 0 | 0 | 0 | 0 | 0 | 2123895.4627 | 0 | 0 | 0 | 0 | 0 | 0 | 0 | 0 | 0 | 0 | 0 | 0 | 0 | 0 | 0 | 0 | 0 | 0 | 0 | 0 | 0 | 277166.1862 | 0 | 0 | 0 | 0 | 0 | 0 | 0 | 0
2016-03-18 16:00 | 0 | 0 | 0 | 0 | 0 | 790572.6439 | 430355 | 0 | 0 | 0 | 0 | 83051.4577 | 0 | 0 | 0 | 0 | 0 | 0 | 0 | 2401061.6489 | 0 | 0 | 0 | 0 | 0 | 0 | 0 | 0 | 0 | 0 | 0 | 83051.4577 | 0 | 0 | 0 | 0 | 0 | 0 | 0 | 0 | 0 | 277166.1862 | 0 | 0 | 0 | 0 | 0 | 0 | 0 | 0
2016-03-18 17:00 | 0 | 0 | 0 | 0 | 0 | 625092.7285 | 430978 | 0 | 0 | 0 | 0 | 0 | 0 | 0 | 0 | 0 | 0 | 0 | 0 | 2678227.8351 | 0 | 0 | 0 | 0 | 0 | 0 | 0 | 0 | 0 | 0 | 0 | -83051.4577 | 0 | 0 | 0 | 0 | 0 | 0 | 0 | 0 | 0 | 277166.1862 | 0 | 0 | 0 | 0 | 0 | 0 | 0 | 0
2016-03-18 18:00 | 0 | 0 | 0 | 0 | 0 | 790993.6439 | 430776 | 0 | 0 | 0 | 0 | 83051.4577 | 0 | 0 | 0 | 0 | 0 | 0 | 0 | 2955394.0212 | 0 | 0 | 0 | 0 | 0 | 0 | 0 | 0 | 0 | 0 | 0 | 83051.4577 | 0 | 0 | 0 | 0 | 0 | 0 | 0 | 0 | 0 | 277166.1862 | 0 | 0 | 0 | 0 | 0 | 0 | 0 | 0
2016-03-18 19:00 | 0 | 0 | 0 | 0 | 0 | 790086.6439 | 429869 | 0 | 0 | 0 | 0 | 166102.9154 | 0 | 0 | 0 | 0 | 0 | 0 | 0 | 3232560.2074 | 0 | 0 | 0 | 0 | 0 | 0 | 0 | 0 | 0 | 0 | 0 | 83051.4577 | 0 | 0 | 0 | 0 | 0 | 0 | 0 | 0 | 0 | 277166.1862 | 0 | 0 | 0 | 0 | 0 | 0 | 0 | 0
2016-03-18 20:00 | 0 | 0 | 0 | 0 | 0 | 788096.6439 | 427879 | 0 | 0 | 0 | 0 | 249154.3731 | 0 | 0 | 0 | 0 | 0 | 0 | 0 | 3509726.3936 | 0 | 0 | 0 | 0 | 0 | 0 | 0 | 0 | 0 | 0 | 0 | 83051.4577 | 0 | 0 | 0 | 0 | 0 | 0 | 0 | 0 | 0 | 277166.1862 | 0 | 0 | 0 | 0 | 0 | 0 | 0 | 0
2016-03-18 21:00 | 0 | 0 | 0 | 0 | 0 | 763753.596 | 426015 | 0 | 0 | 0 | 0 | 301972.9648 | 0 | 0 | 0 | 0 | 0 | 0 | 0 | 3786892.5797 | 0 | 7753.8181 | 0 | 0 | 0 | 0 | 0 | 0 | 0 | 0 | 0 | 52818.5917 | 0 | 0 | 0 | 0 | 0 | 0 | 0 | 0 | 0 | 277166.1862 | 0 | 7753.8181 | 0 | 0 | 0 | 0 | 0 | 0
2016-03-18 22:00 | 0 | 0 | 0 | 0 | 0 | 807560.0125 | 423443 | 0 | 0 | 0 | 0 | 376150.7058 | 0 | 0 | 0 | 0 | 0 | 0 | 0 | 4064058.7659 | 0 | 40526.9035 | 0 | 0 | 0 | 0 | 0 | 0 | 0 | 0 | 0 | 74177.741 | 0 | 0 | 0 | 0 | 0 | 0 | 0 | 0 | 0 | 277166.1862 | 0 | 32773.0854 | 0 | 0 | 0 | 0 | 0 | 0
2016-03-18 23:00 | 0 | 0 | 0 | 0 | 0 | 656415.9271 | 426392 | 0 | 0 | 0 | 0 | 336762.2648 | 0 | 0 | 0 | 0 | 0 | 0 | 0 | 4341224.9521 | 0 | 32773.0854 | 0 | 0 | 0 | 0 | 0 | 0 | 0 | 0 | 0 | -39388.441 | 0 | 0 | 0 | 0 | 0 | 0 | 0 | 0 | 0 | 277166.1862 | 0 | -7753.8181 | 0 | 0 | 0 | 0 | 0 | 0
2016-03-19 | 0 | 0 | 0 | 0 | 0 | 290370.4585 | 431619 | 0 | 0 | 0 | 0 | 253710.8071 | 0 | 0 | 0 | 0 | 0 | 0 | 0 | 4315800.9536 | 0 | 0 | 0 | 0 | 0 | 0 | 0 | 0 | 0 | 0 | 0 | -83051.4577 | 0 | 0 | 0 | 0 | 0 | 0 | 0 | 0 | 0 | -25423.9985 | 0 | -32773.0854 | 0 | 0 | 0 | 0 | 0 | 0
2016-03-19 01:00 | 0 | 0 | 0 | 0 | 53500.0028 | 13104.3533 | 426822 | 0 | 0 | 0 | 0 | 170659.3494 | 0 | 0 | 0 | 0 | 0 | 0 | 0 | 4038634.7674 | 0 | 0 | 0 | 0 | 0 | 0 | 0 | 0 | 0 | 0 | 0 | -83051.4577 | 0 | 0 | 0 | 0 | 0 | 0 | 0 | 0 | 0 | -277166.1862 | 0 | 0 | 0 | 0 | 0 | 0 | 0 | 0
2016-03-19 02:00 | 0 | 0 | 0 | 0 | 54813.3561 | 0 | 415031 | 0 | 0 | 0 | 0 | 87607.8917 | 0 | 0 | 0 | 0 | 0 | 0 | 0 | 3761468.5813 | 0 | 0 | 0 | 0 | 0 | 0 | 0 | 0 | 0 | 0 | 0 | -83051.4577 | 0 | 0 | 0 | 0 | 0 | 0 | 0 | 0 | 0 | -277166.1862 | 0 | 0 | 0 | 0 | 0 | 0 | 0 | 0
2016-03-19 03:00 | 0 | 0 | 0 | 0 | 386500.4221 | 0 | 397357 | 0 | 0 | 0 | 0 | 170659.3494 | 0 | 0 | 0 | 0 | 0 | 0 | 0 | 3649625.1896 | 0 | 17935.3561 | 0 | 0 | 0 | 0 | 0 | 0 | 0 | 0 | 0 | 83051.4577 | 0 | 0 | 0 | 0 | 0 | 0 | 0 | 0 | 0 | -111843.3917 | 0 | 17935.3561 | 0 | 0 | 0 | 0 | 0 | 0
2016-03-19 04:00 | 0 | 0 | 0 | 0 | 0 | 0 | 378153 | 0 | 0 | 0 | 0 | 87607.8917 | 0 | 0 | 0 | 0 | 0 | 0 | 0 | 3372459.0034 | 0 | 0 | 0 | 0 | 0 | 0 | 0 | 0 | 0 | 0 | 0 | -83051.4577 | 0 | 0 | 0 | 0 | 0 | 0 | 0 | 0 | 0 | -277166.1862 | 0 | -17935.3561 | 0 | 0 | 0 | 0 | 0 | 0
2016-03-19 05:00 | 0 | 0 | 0 | 0 | 2467.3561 | 0 | 362685 | 0 | 0 | 0 | 0 | 4556.434 | 0 | 0 | 0 | 0 | 0 | 0 | 0 | 3095292.8172 | 0 | 0 | 0 | 0 | 0 | 0 | 0 | 0 | 0 | 0 | 0 | -83051.4577 | 0 | 0 | 0 | 0 | 0 | 0 | 0 | 0 | 0 | -277166.1862 | 0 | 0 | 0 | 0 | 0 | 0 | 0 | 0
2016-03-19 06:00 | 0 | 0 | 0 | 0 | 326181.9161 | 0 | 350609 | 0 | 0 | 0 | 0 | 87607.8917 | 0 | 0 | 0 | 0 | 0 | 0 | 0 | 2987814.2756 | 0 | 0 | 0 | 0 | 0 | 0 | 0 | 0 | 0 | 0 | 0 | 83051.4577 | 0 | 0 | 0 | 0 | 0 | 0 | 0 | 0 | 0 | -107478.5416 | 0 | 0 | 0 | 0 | 0 | 0 | 0 | 0
2016-03-19 07:00 | 0 | 0 | 0 | 0 | 0 | 0 | 342841 | 0 | 0 | 0 | 0 | 4556.434 | 0 | 0 | 0 | 0 | 0 | 0 | 0 | 2728024.7333 | 0 | 0 | 0 | 0 | 0 | 0 | 0 | 0 | 0 | 0 | 0 | -83051.4577 | 0 | 0 | 0 | 0 | 0 | 0 | 0 | 0 | 0 | -259789.5423 | 0 | 0 | 0 | 0 | 0 | 0 | 0 | 0
2016-03-19 08:00 | 0 | 0 | 0 | 0 | 58447.3798 | 0 | 340170 | 0 | 0 | 0 | 0 | 0 | 0 | 0 | 0 | 0 | 0 | 0 | 0 | 2450858.5472 | 0 | 0 | 0 | 0 | 0 | 0 | 0 | 0 | 0 | 0 | 0 | -4556.434 | 0 | 0 | 0 | 0 | 0 | 0 | 0 | 0 | 0 | -277166.1862 | 0 | 0 | 0 | 0 | 0 | 0 | 0 | 0
2016-03-19 09:00 | 0 | 0 | 0 | 0 | 302797.8749 | 0 | 342388 | 0 | 0 | 0 | 0 | 83051.4577 | 0 | 0 | 0 | 0 | 0 | 0 | 0 | 2328216.9644 | 0 | 0 | 0 | 0 | 0 | 0 | 0 | 0 | 0 | 0 | 0 | 83051.4577 | 0 | 0 | 0 | 0 | 0 | 0 | 0 | 0 | 0 | -122641.5828 | 0 | 0 | 0 | 0 | 0 | 0 | 0 | 0
2016-03-19 10:00 | 0 | 0 | 0 | 0 | 0 | 0 | 351318 | 0 | 0 | 0 | 0 | 0 | 0 | 0 | 0 | 0 | 0 | 0 | 0 | 2059950.4221 | 0 | 0 | 0 | 0 | 0 | 0 | 0 | 0 | 0 | 0 | 0 | -83051.4577 | 0 | 0 | 0 | 0 | 0 | 0 | 0 | 0 | 0 | -268266.5423 | 0 | 0 | 0 | 0 | 0 | 0 | 0 | 0
2016-03-19 11:00 | 0 | 0 | 0 | 0 | 302394.6217 | 0 | 364242 | 0 | 0 | 0 | 0 | 0 | 0 | 0 | 0 | 0 | 0 | 0 | 0 | 1998103.0437 | 0 | 0 | 0 | 0 | 0 | 0 | 0 | 0 | 0 | 0 | 0 | 0 | 0 | 0 | 0 | 0 | 0 | 0 | 0 | 0 | 0 | -61847.3783 | 0 | 0 | 0 | 0 | 0 | 0 | 0 | 0
2016-03-19 12:00 | 0 | 0 | 0 | 0 | 293706.3558 | 0 | 379072 | 0 | 0 | 0 | 0 | 83051.4577 | 0 | 0 | 0 | 0 | 0 | 0 | 0 | 1829685.9418 | 0 | 0 | 0 | 0 | 0 | 0 | 0 | 0 | 0 | 0 | 0 | 83051.4577 | 0 | 0 | 0 | 0 | 0 | 0 | 0 | 0 | 0 | -168417.1019 | 0 | 0 | 0 | 0 | 0 | 0 | 0 | 0
2016-03-19 13:00 | 0 | 0 | 0 | 0 | 0 | 120833.0578 | 393999 | 0 | 0 | 0 | 0 | 0 | 0 | 0 | 0 | 0 | 0 | 0 | 0 | 1639571.4573 | 0 | 0 | 0 | 0 | 0 | 0 | 0 | 0 | 0 | 0 | 0 | -83051.4577 | 0 | 0 | 0 | 0 | 0 | 0 | 0 | 0 | 0 | -190114.4845 | 0 | 0 | 0 | 0 | 0 | 0 | 0 | 0
2016-03-19 14:00 | 0 | 0 | 0 | 0 | 169662.3812 | 511947.805 | 404444 | 0 | 0 | 0 | 0 | 0 | 0 | 0 | 0 | 0 | 0 | 0 | 0 | 1916737.6435 | 0 | 0 | 0 | 0 | 0 | 0 | 0 | 0 | 0 | 0 | 0 | 0 | 0 | 0 | 0 | 0 | 0 | 0 | 0 | 0 | 0 | 277166.1862 | 0 | 0 | 0 | 0 | 0 | 0 | 0 | 0
2016-03-19 15:00 | 0 | 0 | 0 | 0 | 0 | 684757.1862 | 407591 | 0 | 0 | 0 | 0 | 0 | 0 | 0 | 0 | 0 | 0 | 0 | 0 | 2193903.8296 | 0 | 0 | 0 | 0 | 0 | 0 | 0 | 0 | 0 | 0 | 0 | 0 | 0 | 0 | 0 | 0 | 0 | 0 | 0 | 0 | 0 | 277166.1862 | 0 | 0 | 0 | 0 | 0 | 0 | 0 | 0
2016-03-19 16:00 | 0 | 0 | 0 | 0 | 0 | 766317.6439 | 406100 | 0 | 0 | 0 | 0 | 83051.4577 | 0 | 0 | 0 | 0 | 0 | 0 | 0 | 2471070.0158 | 0 | 0 | 0 | 0 | 0 | 0 | 0 | 0 | 0 | 0 | 0 | 83051.4577 | 0 | 0 | 0 | 0 | 0 | 0 | 0 | 0 | 0 | 277166.1862 | 0 | 0 | 0 | 0 | 0 | 0 | 0 | 0
2016-03-19 17:00 | 0 | 0 | 0 | 0 | 0 | 596067.7285 | 401953 | 0 | 0 | 0 | 0 | 0 | 0 | 0 | 0 | 0 | 0 | 0 | 0 | 2748236.202 | 0 | 0 | 0 | 0 | 0 | 0 | 0 | 0 | 0 | 0 | 0 | -83051.4577 | 0 | 0 | 0 | 0 | 0 | 0 | 0 | 0 | 0 | 277166.1862 | 0 | 0 | 0 | 0 | 0 | 0 | 0 | 0
2016-03-19 18:00 | 0 | 0 | 0 | 0 | 0 | 756960.6439 | 396743 | 0 | 0 | 0 | 0 | 83051.4577 | 0 | 0 | 0 | 0 | 0 | 0 | 0 | 3025402.3881 | 0 | 0 | 0 | 0 | 0 | 0 | 0 | 0 | 0 | 0 | 0 | 83051.4577 | 0 | 0 | 0 | 0 | 0 | 0 | 0 | 0 | 0 | 277166.1862 | 0 | 0 | 0 | 0 | 0 | 0 | 0 | 0
2016-03-19 19:00 | 0 | 0 | 0 | 0 | 0 | 752317.6439 | 392100 | 0 | 0 | 0 | 0 | 166102.9154 | 0 | 0 | 0 | 0 | 0 | 0 | 0 | 3302568.5743 | 0 | 0 | 0 | 0 | 0 | 0 | 0 | 0 | 0 | 0 | 0 | 83051.4577 | 0 | 0 | 0 | 0 | 0 | 0 | 0 | 0 | 0 | 277166.1862 | 0 | 0 | 0 | 0 | 0 | 0 | 0 | 0
2016-03-19 20:00 | 0 | 0 | 0 | 0 | 0 | 751032.6439 | 390815 | 0 | 0 | 0 | 0 | 249154.3731 | 0 | 0 | 0 | 0 | 0 | 0 | 0 | 3579734.7605 | 0 | 0 | 0 | 0 | 0 | 0 | 0 | 0 | 0 | 0 | 0 | 83051.4577 | 0 | 0 | 0 | 0 | 0 | 0 | 0 | 0 | 0 | 277166.1862 | 0 | 0 | 0 | 0 | 0 | 0 | 0 | 0
2016-03-19 21:00 | 0 | 0 | 0 | 0 | 0 | 726599.0087 | 392401 | 0 | 0 | 0 | 0 | 298432.3776 | 0 | 0 | 0 | 0 | 0 | 0 | 0 | 3856900.9466 | 0 | 7753.8181 | 0 | 0 | 0 | 0 | 0 | 0 | 0 | 0 | 0 | 49278.0045 | 0 | 0 | 0 | 0 | 0 | 0 | 0 | 0 | 0 | 277166.1862 | 0 | 7753.8181 | 0 | 0 | 0 | 0 | 0 | 0
2016-03-19 22:00 | 0 | 0 | 0 | 0 | 0 | 782131.5998 | 394474 | 0 | 0 | 0 | 0 | 376150.7058 | 0 | 0 | 0 | 0 | 0 | 0 | 0 | 4134067.1328 | 0 | 40526.9035 | 0 | 0 | 0 | 0 | 0 | 0 | 0 | 0 | 0 | 77718.3282 | 0 | 0 | 0 | 0 | 0 | 0 | 0 | 0 | 0 | 277166.1862 | 0 | 32773.0854 | 0 | 0 | 0 | 0 | 0 | 0
2016-03-19 23:00 | 0 | 0 | 0 | 0 | 0 | 605258.3967 | 401004 | 0 | 0 | 0 | 0 | 336012.0017 | 0 | 0 | 0 | 0 | 0 | 0 | 0 | 4411233.319 | 0 | 7753.8181 | 0 | 0 | 0 | 0 | 0 | 0 | 0 | 0 | 0 | -40138.7041 | 0 | 0 | 0 | 0 | 0 | 0 | 0 | 0 | 0 | 277166.1862 | 0 | -32773.0854 | 0 | 0 | 0 | 0 | 0 | 0
2016-03-20 | 0 | 0 | 0 | 0 | 0 | 265161.2581 | 411271 | 0 | 0 | 0 | 0 | 252960.544 | 0 | 0 | 0 | 0 | 0 | 0 | 0 | 4355928.8529 | 0 | 0 | 0 | 0 | 0 | 0 | 0 | 0 | 0 | 0 | 0 | -83051.4577 | 0 | 0 | 0 | 0 | 0 | 0 | 0 | 0 | 0 | -55304.4661 | 0 | -7753.8181 | 0 | 0 | 0 | 0 | 0 | 0
2016-03-20 01:00 | 0 | 0 | 0 | 0 | 37030.2 | 14348.1562 | 411596 | 0 | 0 | 0 | 0 | 169909.0863 | 0 | 0 | 0 | 0 | 0 | 0 | 0 | 4078762.6667 | 0 | 0 | 0 | 0 | 0 | 0 | 0 | 0 | 0 | 0 | 0 | -83051.4577 | 0 | 0 | 0 | 0 | 0 | 0 | 0 | 0 | 0 | -277166.1862 | 0 | 0 | 0 | 0 | 0 | 0 | 0 | 0
2016-03-20 02:00 | 0 | 0 | 0 | 0 | 43066.3561 | 0 | 403284 | 0 | 0 | 0 | 0 | 86857.6286 | 0 | 0 | 0 | 0 | 0 | 0 | 0 | 3801596.4806 | 0 | 0 | 0 | 0 | 0 | 0 | 0 | 0 | 0 | 0 | 0 | -83051.4577 | 0 | 0 | 0 | 0 | 0 | 0 | 0 | 0 | 0 | -277166.1862 | 0 | 0 | 0 | 0 | 0 | 0 | 0 | 0
2016-03-20 03:00 | 0 | 0 | 0 | 0 | 416418.7073 | 0 | 390083 | 0 | 0 | 0 | 0 | 169909.0863 | 0 | 0 | 0 | 0 | 0 | 0 | 0 | 3729789.374 | 0 | 15091.3561 | 0 | 0 | 0 | 0 | 0 | 0 | 0 | 0 | 0 | 83051.4577 | 0 | 0 | 0 | 0 | 0 | 0 | 0 | 0 | 0 | -71807.1065 | 0 | 15091.3561 | 0 | 0 | 0 | 0 | 0 | 0
2016-03-20 04:00 | 0 | 0 | 0 | 0 | 0 | 0 | 375309 | 0 | 0 | 0 | 0 | 86857.6286 | 0 | 0 | 0 | 0 | 0 | 0 | 0 | 3452623.1879 | 0 | 0 | 0 | 0 | 0 | 0 | 0 | 0 | 0 | 0 | 0 | -83051.4577 | 0 | 0 | 0 | 0 | 0 | 0 | 0 | 0 | 0 | -277166.1862 | 0 | -15091.3561 | 0 | 0 | 0 | 0 | 0 | 0
2016-03-20 05:00 | 0 | 0 | 0 | 0 | 2272.3561 | 0 | 362490 | 0 | 0 | 0 | 0 | 3806.1709 | 0 | 0 | 0 | 0 | 0 | 0 | 0 | 3175457.0017 | 0 | 0 | 0 | 0 | 0 | 0 | 0 | 0 | 0 | 0 | 0 | -83051.4577 | 0 | 0 | 0 | 0 | 0 | 0 | 0 | 0 | 0 | -277166.1862 | 0 | 0 | 0 | 0 | 0 | 0 | 0 | 0
2016-03-20 06:00 | 0 | 0 | 0 | 0 | 343131.2274 | 0 | 352719 | 0 | 0 | 0 | 0 | 86857.6286 | 0 | 0 | 0 | 0 | 0 | 0 | 0 | 3082817.7714 | 0 | 0 | 0 | 0 | 0 | 0 | 0 | 0 | 0 | 0 | 0 | 83051.4577 | 0 | 0 | 0 | 0 | 0 | 0 | 0 | 0 | 0 | -92639.2303 | 0 | 0 | 0 | 0 | 0 | 0 | 0 | 0
2016-03-20 07:00 | 0 | 0 | 0 | 0 | 0 | 0 | 346932 | 0 | 0 | 0 | 0 | 3806.1709 | 0 | 0 | 0 | 0 | 0 | 0 | 0 | 2818937.2291 | 0 | 0 | 0 | 0 | 0 | 0 | 0 | 0 | 0 | 0 | 0 | -83051.4577 | 0 | 0 | 0 | 0 | 0 | 0 | 0 | 0 | 0 | -263880.5423 | 0 | 0 | 0 | 0 | 0 | 0 | 0 | 0
2016-03-20 08:00 | 0 | 0 | 0 | 0 | 63409.643 | 0 | 344382 | 0 | 0 | 0 | 0 | 0 | 0 | 0 | 0 | 0 | 0 | 0 | 0 | 2541771.0429 | 0 | 0 | 0 | 0 | 0 | 0 | 0 | 0 | 0 | 0 | 0 | -3806.1709 | 0 | 0 | 0 | 0 | 0 | 0 | 0 | 0 | 0 | -277166.1862 | 0 | 0 | 0 | 0 | 0 | 0 | 0 | 0
2016-03-20 09:00 | 0 | 0 | 0 | 0 | 322291.7786 | 0 | 347241 | 0 | 0 | 0 | 0 | 83051.4577 | 0 | 0 | 0 | 0 | 0 | 0 | 0 | 2433770.3638 | 0 | 0 | 0 | 0 | 0 | 0 | 0 | 0 | 0 | 0 | 0 | 83051.4577 | 0 | 0 | 0 | 0 | 0 | 0 | 0 | 0 | 0 | -108000.6791 | 0 | 0 | 0 | 0 | 0 | 0 | 0 | 0
2016-03-20 10:00 | 0 | 0 | 0 | 0 | 0 | 0 | 354367 | 0 | 0 | 0 | 0 | 0 | 0 | 0 | 0 | 0 | 0 | 0 | 0 | 2162454.8215 | 0 | 0 | 0 | 0 | 0 | 0 | 0 | 0 | 0 | 0 | 0 | -83051.4577 | 0 | 0 | 0 | 0 | 0 | 0 | 0 | 0 | 0 | -271315.5423 | 0 | 0 | 0 | 0 | 0 | 0 | 0 | 0
2016-03-20 11:00 | 0 | 0 | 0 | 0 | 295319.1938 | 0 | 366569 | 0 | 0 | 0 | 0 | 0 | 0 | 0 | 0 | 0 | 0 | 0 | 0 | 2091205.0153 | 0 | 0 | 0 | 0 | 0 | 0 | 0 | 0 | 0 | 0 | 0 | 0 | 0 | 0 | 0 | 0 | 0 | 0 | 0 | 0 | 0 | -71249.8062 | 0 | 0 | 0 | 0 | 0 | 0 | 0 | 0
2016-03-20 12:00 | 0 | 0 | 0 | 0 | 268463.6878 | 0 | 380362 | 0 | 0 | 0 | 0 | 83051.4577 | 0 | 0 | 0 | 0 | 0 | 0 | 0 | 1896255.2454 | 0 | 0 | 0 | 0 | 0 | 0 | 0 | 0 | 0 | 0 | 0 | 83051.4577 | 0 | 0 | 0 | 0 | 0 | 0 | 0 | 0 | 0 | -194949.7699 | 0 | 0 | 0 | 0 | 0 | 0 | 0 | 0
2016-03-20 13:00 | 0 | 0 | 0 | 0 | 157313.4567 | 110923.0524 | 392900 | 0 | 0 | 0 | 0 | 0 | 0 | 0 | 0 | 0 | 0 | 0 | 0 | 1821870.1268 | 0 | 32773.0854 | 0 | 0 | 0 | 0 | 0 | 0 | 0 | 0 | 0 | -83051.4577 | 0 | 0 | 0 | 0 | 0 | 0 | 0 | 0 | 0 | -74385.1186 | 0 | 32773.0854 | 0 | 0 | 0 | 0 | 0 | 0
2016-03-20 14:00 | 0 | 0 | 0 | 0 | 133977.4477 | 498531.1954 | 399596 | 0 | 0 | 0 | 0 | 0 | 0 | 0 | 0 | 0 | 0 | 0 | 0 | 2087555.8553 | 0 | 0 | 0 | 0 | 0 | 0 | 0 | 0 | 0 | 0 | 0 | 0 | 0 | 0 | 0 | 0 | 0 | 0 | 0 | 0 | 0 | 265685.7285 | 0 | -32773.0854 | 0 | 0 | 0 | 0 | 0 | 0
2016-03-20 15:00 | 0 | 0 | 0 | 0 | 0 | 677700.1862 | 400534 | 0 | 0 | 0 | 0 | 0 | 0 | 0 | 0 | 0 | 0 | 0 | 0 | 2364722.0415 | 0 | 0 | 0 | 0 | 0 | 0 | 0 | 0 | 0 | 0 | 0 | 0 | 0 | 0 | 0 | 0 | 0 | 0 | 0 | 0 | 0 | 277166.1862 | 0 | 0 | 0 | 0 | 0 | 0 | 0 | 0
2016-03-20 16:00 | 0 | 0 | 0 | 0 | 0 | 761027.6439 | 400810 | 0 | 0 | 0 | 0 | 83051.4577 | 0 | 0 | 0 | 0 | 0 | 0 | 0 | 2641888.2276 | 0 | 0 | 0 | 0 | 0 | 0 | 0 | 0 | 0 | 0 | 0 | 83051.4577 | 0 | 0 | 0 | 0 | 0 | 0 | 0 | 0 | 0 | 277166.1862 | 0 | 0 | 0 | 0 | 0 | 0 | 0 | 0
2016-03-20 17:00 | 0 | 0 | 0 | 0 | 0 | 594216.7285 | 400102 | 0 | 0 | 0 | 0 | 0 | 0 | 0 | 0 | 0 | 0 | 0 | 0 | 2919054.4138 | 0 | 0 | 0 | 0 | 0 | 0 | 0 | 0 | 0 | 0 | 0 | -83051.4577 | 0 | 0 | 0 | 0 | 0 | 0 | 0 | 0 | 0 | 277166.1862 | 0 | 0 | 0 | 0 | 0 | 0 | 0 | 0
2016-03-20 18:00 | 0 | 0 | 0 | 0 | 0 | 757661.6439 | 397444 | 0 | 0 | 0 | 0 | 83051.4577 | 0 | 0 | 0 | 0 | 0 | 0 | 0 | 3196220.6 | 0 | 0 | 0 | 0 | 0 | 0 | 0 | 0 | 0 | 0 | 0 | 83051.4577 | 0 | 0 | 0 | 0 | 0 | 0 | 0 | 0 | 0 | 277166.1862 | 0 | 0 | 0 | 0 | 0 | 0 | 0 | 0
2016-03-20 19:00 | 0 | 0 | 0 | 0 | 0 | 755695.6439 | 395478 | 0 | 0 | 0 | 0 | 166102.9154 | 0 | 0 | 0 | 0 | 0 | 0 | 0 | 3473386.7861 | 0 | 0 | 0 | 0 | 0 | 0 | 0 | 0 | 0 | 0 | 0 | 83051.4577 | 0 | 0 | 0 | 0 | 0 | 0 | 0 | 0 | 0 | 277166.1862 | 0 | 0 | 0 | 0 | 0 | 0 | 0 | 0
2016-03-20 20:00 | 0 | 0 | 0 | 0 | 0 | 756094.6439 | 395877 | 0 | 0 | 0 | 0 | 249154.3731 | 0 | 0 | 0 | 0 | 0 | 0 | 0 | 3750552.9723 | 0 | 0 | 0 | 0 | 0 | 0 | 0 | 0 | 0 | 0 | 0 | 83051.4577 | 0 | 0 | 0 | 0 | 0 | 0 | 0 | 0 | 0 | 277166.1862 | 0 | 0 | 0 | 0 | 0 | 0 | 0 | 0
2016-03-20 21:00 | 0 | 0 | 0 | 0 | 0 | 728526.8793 | 399662 | 0 | 0 | 0 | 0 | 293099.2481 | 0 | 0 | 0 | 0 | 0 | 0 | 0 | 4027719.1585 | 0 | 7753.8181 | 0 | 0 | 0 | 0 | 0 | 0 | 0 | 0 | 0 | 43944.875 | 0 | 0 | 0 | 0 | 0 | 0 | 0 | 0 | 0 | 277166.1862 | 0 | 7753.8181 | 0 | 0 | 0 | 0 | 0 | 0
2016-03-20 22:00 | 0 | 0 | 0 | 0 | 0 | 798562.7292 | 405572 | 0 | 0 | 0 | 0 | 376150.7058 | 0 | 0 | 0 | 0 | 0 | 0 | 0 | 4304885.3446 | 0 | 40526.9035 | 0 | 0 | 0 | 0 | 0 | 0 | 0 | 0 | 0 | 83051.4577 | 0 | 0 | 0 | 0 | 0 | 0 | 0 | 0 | 0 | 277166.1862 | 0 | 32773.0854 | 0 | 0 | 0 | 0 | 0 | 0
2016-03-20 23:00 | 0 | 0 | 0 | 0 | 0 | 655578.9678 | 416082 | 0 | 0 | 0 | 0 | 338481.4875 | 0 | 0 | 0 | 0 | 0 | 0 | 0 | 4582051.5308 | 0 | 40526.9035 | 0 | 0 | 0 | 0 | 0 | 0 | 0 | 0 | 0 | -37669.2183 | 0 | 0 | 0 | 0 | 0 | 0 | 0 | 0 | 0 | 277166.1862 | 0 | 0 | 0 | 0 | 0 | 0 | 0 | 0
2016-03-21 | 0 | 0 | 0 | 0 | 0 | 302724.4004 | 427870 | 0 | 0 | 0 | 0 | 255430.0298 | 0 | 0 | 0 | 0 | 0 | 0 | 0 | 4572730.4742 | 0 | 7753.8181 | 0 | 0 | 0 | 0 | 0 | 0 | 0 | 0 | 0 | -83051.4577 | 0 | 0 | 0 | 0 | 0 | 0 | 0 | 0 | 0 | -9321.0565 | 0 | -32773.0854 | 0 | 0 | 0 | 0 | 0 | 0
2016-03-21 01:00 | 0 | 0 | 0 | 0 | 47928.4716 | 13868.0664 | 429768 | 0 | 0 | 0 | 0 | 172378.5721 | 0 | 0 | 0 | 0 | 0 | 0 | 0 | 4295564.2881 | 0 | 0 | 0 | 0 | 0 | 0 | 0 | 0 | 0 | 0 | 0 | -83051.4577 | 0 | 0 | 0 | 0 | 0 | 0 | 0 | 0 | 0 | -277166.1862 | 0 | -7753.8181 | 0 | 0 | 0 | 0 | 0 | 0
2016-03-21 02:00 | 0 | 0 | 0 | 0 | 59006.3561 | 0 | 419224 | 0 | 0 | 0 | 0 | 89327.1144 | 0 | 0 | 0 | 0 | 0 | 0 | 0 | 4018398.1019 | 0 | 0 | 0 | 0 | 0 | 0 | 0 | 0 | 0 | 0 | 0 | -83051.4577 | 0 | 0 | 0 | 0 | 0 | 0 | 0 | 0 | 0 | -277166.1862 | 0 | 0 | 0 | 0 | 0 | 0 | 0 | 0
2016-03-21 03:00 | 0 | 0 | 0 | 0 | 209985.2715 | 0 | 404100 | 0 | 0 | 0 | 0 | 172378.5721 | 0 | 0 | 0 | 0 | 0 | 0 | 0 | 3741231.9157 | 0 | 0 | 0 | 0 | 0 | 0 | 0 | 0 | 0 | 0 | 0 | 83051.4577 | 0 | 0 | 0 | 0 | 0 | 0 | 0 | 0 | 0 | -277166.1862 | 0 | 0 | 0 | 0 | 0 | 0 | 0 | 0
2016-03-21 04:00 | 0 | 0 | 0 | 0 | 26708.3561 | 0 | 386926 | 0 | 0 | 0 | 0 | 89327.1144 | 0 | 0 | 0 | 0 | 0 | 0 | 0 | 3464065.7296 | 0 | 0 | 0 | 0 | 0 | 0 | 0 | 0 | 0 | 0 | 0 | -83051.4577 | 0 | 0 | 0 | 0 | 0 | 0 | 0 | 0 | 0 | -277166.1862 | 0 | 0 | 0 | 0 | 0 | 0 | 0 | 0
2016-03-21 05:00 | 0 | 0 | 0 | 0 | 90997.1572 | 0 | 374439 | 0 | 0 | 0 | 0 | 83051.4577 | 0 | 0 | 0 | 0 | 0 | 0 | 0 | 3186899.5434 | 0 | 0 | 0 | 0 | 0 | 0 | 0 | 0 | 0 | 0 | 0 | -6275.6567 | 0 | 0 | 0 | 0 | 0 | 0 | 0 | 0 | 0 | -277166.1862 | 0 | 0 | 0 | 0 | 0 | 0 | 0 | 0
2016-03-21 06:00 | 0 | 0 | 0 | 0 | 172469.2715 | 0 | 366584 | 0 | 0 | 0 | 0 | 166102.9154 | 0 | 0 | 0 | 0 | 0 | 0 | 0 | 2909733.3572 | 0 | 0 | 0 | 0 | 0 | 0 | 0 | 0 | 0 | 0 | 0 | 83051.4577 | 0 | 0 | 0 | 0 | 0 | 0 | 0 | 0 | 0 | -277166.1862 | 0 | 0 | 0 | 0 | 0 | 0 | 0 | 0
2016-03-21 07:00 | 0 | 0 | 0 | 0 | 3347.3561 | 0 | 363565 | 0 | 0 | 0 | 0 | 83051.4577 | 0 | 0 | 0 | 0 | 0 | 0 | 0 | 2632567.1711 | 0 | 0 | 0 | 0 | 0 | 0 | 0 | 0 | 0 | 0 | 0 | -83051.4577 | 0 | 0 | 0 | 0 | 0 | 0 | 0 | 0 | 0 | -277166.1862 | 0 | 0 | 0 | 0 | 0 | 0 | 0 | 0
2016-03-21 08:00 | 0 | 0 | 0 | 0 | 684683.1968 | 0 | 367334 | 0 | 0 | 0 | 0 | 166102.9154 | 0 | 0 | 0 | 0 | 0 | 0 | 0 | 2866864.9101 | 0 | 0 | 0 | 0 | 0 | 0 | 0 | 0 | 0 | 0 | 0 | 83051.4577 | 0 | 0 | 0 | 0 | 0 | 0 | 0 | 0 | 0 | 234297.7391 | 0 | 0 | 0 | 0 | 0 | 0 | 0 | 0
2016-03-21 09:00 | 0 | 0 | 0 | 0 | 21843.3561 | 0 | 382061 | 0 | 0 | 0 | 0 | 83051.4577 | 0 | 0 | 0 | 0 | 0 | 0 | 0 | 2589698.724 | 0 | 0 | 0 | 0 | 0 | 0 | 0 | 0 | 0 | 0 | 0 | -83051.4577 | 0 | 0 | 0 | 0 | 0 | 0 | 0 | 0 | 0 | -277166.1862 | 0 | 0 | 0 | 0 | 0 | 0 | 0 | 0
2016-03-21 10:00 | 0 | 0 | 0 | 0 | 53899.3561 | 0 | 414117 | 0 | 0 | 0 | 0 | 0 | 0 | 0 | 0 | 0 | 0 | 0 | 0 | 2312532.5378 | 0 | 0 | 0 | 0 | 0 | 0 | 0 | 0 | 0 | 0 | 0 | -83051.4577 | 0 | 0 | 0 | 0 | 0 | 0 | 0 | 0 | 0 | -277166.1862 | 0 | 0 | 0 | 0 | 0 | 0 | 0 | 0
2016-03-21 11:00 | 0 | 0 | 0 | 0 | 252127.2715 | 0 | 446242 | 0 | 0 | 0 | 0 | 83051.4577 | 0 | 0 | 0 | 0 | 0 | 0 | 0 | 2035366.3517 | 0 | 0 | 0 | 0 | 0 | 0 | 0 | 0 | 0 | 0 | 0 | 83051.4577 | 0 | 0 | 0 | 0 | 0 | 0 | 0 | 0 | 0 | -277166.1862 | 0 | 0 | 0 | 0 | 0 | 0 | 0 | 0
2016-03-21 12:00 | 0 | 0 | 0 | 0 | 98975.3561 | 0 | 459193 | 0 | 0 | 0 | 0 | 0 | 0 | 0 | 0 | 0 | 0 | 0 | 0 | 1758200.1655 | 0 | 0 | 0 | 0 | 0 | 0 | 0 | 0 | 0 | 0 | 0 | -83051.4577 | 0 | 0 | 0 | 0 | 0 | 0 | 0 | 0 | 0 | -277166.1862 | 0 | 0 | 0 | 0 | 0 | 0 | 0 | 0
2016-03-21 13:00 | 0 | 0 | 0 | 0 | 437190.2412 | 88828.8882 | 458799 | 0 | 0 | 0 | 0 | 0 | 0 | 0 | 0 | 0 | 0 | 0 | 0 | 1825420.2949 | 0 | 0 | 0 | 0 | 0 | 0 | 0 | 0 | 0 | 0 | 0 | 0 | 0 | 0 | 0 | 0 | 0 | 0 | 0 | 0 | 0 | 67220.1294 | 0 | 0 | 0 | 0 | 0 | 0 | 0 | 0
2016-03-21 14:00 | 0 | 0 | 0 | 0 | 232760.3364 | 498801.8498 | 454396 | 0 | 0 | 0 | 0 | 0 | 0 | 0 | 0 | 0 | 0 | 0 | 0 | 2102586.481 | 0 | 0 | 0 | 0 | 0 | 0 | 0 | 0 | 0 | 0 | 0 | 0 | 0 | 0 | 0 | 0 | 0 | 0 | 0 | 0 | 0 | 277166.1862 | 0 | 0 | 0 | 0 | 0 | 0 | 0 | 0
2016-03-21 15:00 | 0 | 0 | 0 | 0 | 12919.1096 | 712405.0766 | 448158 | 0 | 0 | 0 | 0 | 0 | 0 | 0 | 0 | 0 | 0 | 0 | 0 | 2379752.6672 | 0 | 0 | 0 | 0 | 0 | 0 | 0 | 0 | 0 | 0 | 0 | 0 | 0 | 0 | 0 | 0 | 0 | 0 | 0 | 0 | 0 | 277166.1862 | 0 | 0 | 0 | 0 | 0 | 0 | 0 | 0
2016-03-21 16:00 | 0 | 0 | 0 | 0 | 0 | 768906.8411 | 440472 | 0 | 0 | 0 | 0 | 81143.626 | 0 | 0 | 0 | 0 | 0 | 0 | 0 | 2627043.8823 | 0 | 0 | 0 | 0 | 0 | 0 | 0 | 0 | 0 | 0 | 0 | 81143.626 | 0 | 0 | 0 | 0 | 0 | 0 | 0 | 0 | 0 | 247291.2151 | 0 | 0 | 0 | 0 | 0 | 0 | 0 | 0
2016-03-21 17:00 | 0 | 0 | 0 | 0 | 19797.1012 | 773621.5427 | 433201 | 0 | 0 | 0 | 0 | 164195.0837 | 0 | 0 | 0 | 0 | 0 | 0 | 0 | 2904210.0684 | 0 | 0 | 0 | 0 | 0 | 0 | 0 | 0 | 0 | 0 | 0 | 83051.4577 | 0 | 0 | 0 | 0 | 0 | 0 | 0 | 0 | 0 | 277166.1862 | 0 | 0 | 0 | 0 | 0 | 0 | 0 | 0
2016-03-21 18:00 | 0 | 0 | 0 | 0 | 0 | 760081.0345 | 426170 | 0 | 0 | 0 | 0 | 220939.9321 | 0 | 0 | 0 | 0 | 0 | 0 | 0 | 3181376.2546 | 0 | 0 | 0 | 0 | 0 | 0 | 0 | 0 | 0 | 0 | 0 | 56744.8484 | 0 | 0 | 0 | 0 | 0 | 0 | 0 | 0 | 0 | 277166.1862 | 0 | 0 | 0 | 0 | 0 | 0 | 0 | 0
2016-03-21 19:00 | 0 | 0 | 0 | 0 | 0 | 747519.0641 | 420613 | 0 | 0 | 0 | 0 | 270679.81 | 0 | 0 | 0 | 0 | 0 | 0 | 0 | 3458542.4408 | 0 | 0 | 0 | 0 | 0 | 0 | 0 | 0 | 0 | 0 | 0 | 49739.878 | 0 | 0 | 0 | 0 | 0 | 0 | 0 | 0 | 0 | 277166.1862 | 0 | 0 | 0 | 0 | 0 | 0 | 0 | 0
2016-03-21 20:00 | 0 | 0 | 0 | 0 | 0 | 740372.5529 | 417130 | 0 | 0 | 0 | 0 | 353731.2678 | 0 | 0 | 0 | 0 | 0 | 0 | 0 | 3698733.5359 | 0 | 0 | 0 | 0 | 0 | 0 | 0 | 0 | 0 | 0 | 0 | 83051.4577 | 0 | 0 | 0 | 0 | 0 | 0 | 0 | 0 | 0 | 240191.0952 | 0 | 0 | 0 | 0 | 0 | 0 | 0 | 0
2016-03-21 21:00 | 0 | 0 | 0 | 0 | 0 | 716725.6242 | 417140 | 0 | 0 | 0 | 0 | 376150.7058 | 0 | 0 | 0 | 0 | 0 | 0 | 0 | 3975899.7221 | 0 | 0 | 0 | 0 | 0 | 0 | 0 | 0 | 0 | 0 | 0 | 22419.4381 | 0 | 0 | 0 | 0 | 0 | 0 | 0 | 0 | 0 | 277166.1862 | 0 | 0 | 0 | 0 | 0 | 0 | 0 | 0
2016-03-21 22:00 | 0 | 0 | 0 | 0 | 0 | 649575.7557 | 419473 | 0 | 0 | 0 | 0 | 329087.2753 | 0 | 0 | 0 | 0 | 0 | 0 | 0 | 4253065.9082 | 0 | 0 | 0 | 0 | 0 | 0 | 0 | 0 | 0 | 0 | 0 | -47063.4305 | 0 | 0 | 0 | 0 | 0 | 0 | 0 | 0 | 0 | 277166.1862 | 0 | 0 | 0 | 0 | 0 | 0 | 0 | 0
2016-03-21 23:00 | 0 | 0 | 0 | 0 | 0 | 505481.7085 | 429597 | 0 | 0 | 0 | 0 | 246035.8176 | 0 | 0 | 0 | 0 | 0 | 0 | 0 | 4412002.0744 | 0 | 0 | 0 | 0 | 0 | 0 | 0 | 0 | 0 | 0 | 0 | -83051.4577 | 0 | 0 | 0 | 0 | 0 | 0 | 0 | 0 | 0 | 158936.1662 | 0 | 0 | 0 | 0 | 0 | 0 | 0 | 0
2016-03-22 | 0 | 0 | 0 | 0 | 0 | 215884.5418 | 443841 | 0 | 0 | 0 | 0 | 162984.3599 | 0 | 0 | 0 | 0 | 0 | 0 | 0 | 4267097.0739 | 0 | 0 | 0 | 0 | 0 | 0 | 0 | 0 | 0 | 0 | 0 | -83051.4577 | 0 | 0 | 0 | 0 | 0 | 0 | 0 | 0 | 0 | -144905.0005 | 0 | 0 | 0 | 0 | 0 | 0 | 0 | 0
2016-03-22 01:00 | 0 | 0 | 0 | 0 | 234945.4542 | 14455.8174 | 443516 | 0 | 0 | 0 | 0 | 246035.8176 | 0 | 0 | 0 | 0 | 0 | 0 | 0 | 3989930.8877 | 0 | 0 | 0 | 0 | 0 | 0 | 0 | 0 | 0 | 0 | 0 | 83051.4577 | 0 | 0 | 0 | 0 | 0 | 0 | 0 | 0 | 0 | -277166.1862 | 0 | 0 | 0 | 0 | 0 | 0 | 0 | 0
2016-03-22 02:00 | 0 | 0 | 0 | 0 | 69125.3561 | 0 | 429343 | 0 | 0 | 0 | 0 | 162984.3599 | 0 | 0 | 0 | 0 | 0 | 0 | 0 | 3712764.7016 | 0 | 0 | 0 | 0 | 0 | 0 | 0 | 0 | 0 | 0 | 0 | -83051.4577 | 0 | 0 | 0 | 0 | 0 | 0 | 0 | 0 | 0 | -277166.1862 | 0 | 0 | 0 | 0 | 0 | 0 | 0 | 0
2016-03-22 03:00 | 0 | 0 | 0 | 0 | 49684.3561 | 0 | 409902 | 0 | 0 | 0 | 0 | 79932.9022 | 0 | 0 | 0 | 0 | 0 | 0 | 0 | 3435598.5154 | 0 | 0 | 0 | 0 | 0 | 0 | 0 | 0 | 0 | 0 | 0 | -83051.4577 | 0 | 0 | 0 | 0 | 0 | 0 | 0 | 0 | 0 | -277166.1862 | 0 | 0 | 0 | 0 | 0 | 0 | 0 | 0
2016-03-22 04:00 | 0 | 0 | 0 | 0 | 197032.2715 | 0 | 391147 | 0 | 0 | 0 | 0 | 162984.3599 | 0 | 0 | 0 | 0 | 0 | 0 | 0 | 3158432.3293 | 0 | 0 | 0 | 0 | 0 | 0 | 0 | 0 | 0 | 0 | 0 | 83051.4577 | 0 | 0 | 0 | 0 | 0 | 0 | 0 | 0 | 0 | -277166.1862 | 0 | 0 | 0 | 0 | 0 | 0 | 0 | 0
2016-03-22 05:00 | 0 | 0 | 0 | 0 | 17987.3561 | 0 | 378205 | 0 | 0 | 0 | 0 | 79932.9022 | 0 | 0 | 0 | 0 | 0 | 0 | 0 | 2881266.1431 | 0 | 0 | 0 | 0 | 0 | 0 | 0 | 0 | 0 | 0 | 0 | -83051.4577 | 0 | 0 | 0 | 0 | 0 | 0 | 0 | 0 | 0 | -277166.1862 | 0 | 0 | 0 | 0 | 0 | 0 | 0 | 0
2016-03-22 06:00 | 0 | 0 | 0 | 0 | 687068.3718 | 0 | 369958 | 0 | 0 | 0 | 0 | 162984.3599 | 0 | 0 | 0 | 0 | 0 | 0 | 0 | 3108293.701 | 0 | 7031.3561 | 0 | 0 | 0 | 0 | 0 | 0 | 0 | 0 | 0 | 83051.4577 | 0 | 0 | 0 | 0 | 0 | 0 | 0 | 0 | 0 | 227027.5579 | 0 | 7031.3561 | 0 | 0 | 0 | 0 | 0 | 0
2016-03-22 07:00 | 0 | 0 | 0 | 0 | 0 | 0 | 367249 | 0 | 0 | 0 | 0 | 79932.9022 | 0 | 0 | 0 | 0 | 0 | 0 | 0 | 2831127.5149 | 0 | 0 | 0 | 0 | 0 | 0 | 0 | 0 | 0 | 0 | 0 | -83051.4577 | 0 | 0 | 0 | 0 | 0 | 0 | 0 | 0 | 0 | -277166.1862 | 0 | -7031.3561 | 0 | 0 | 0 | 0 | 0 | 0
2016-03-22 08:00 | 0 | 0 | 0 | 0 | 13048.9116 | 0 | 370148 | 0 | 0 | 0 | 0 | 0 | 0 | 0 | 0 | 0 | 0 | 0 | 0 | 2553961.3287 | 0 | 0 | 0 | 0 | 0 | 0 | 0 | 0 | 0 | 0 | 0 | -79932.9022 | 0 | 0 | 0 | 0 | 0 | 0 | 0 | 0 | 0 | -277166.1862 | 0 | 0 | 0 | 0 | 0 | 0 | 0 | 0
2016-03-22 09:00 | 0 | 0 | 0 | 0 | 189973.2715 | 0 | 384088 | 0 | 0 | 0 | 0 | 83051.4577 | 0 | 0 | 0 | 0 | 0 | 0 | 0 | 2276795.1425 | 0 | 0 | 0 | 0 | 0 | 0 | 0 | 0 | 0 | 0 | 0 | 83051.4577 | 0 | 0 | 0 | 0 | 0 | 0 | 0 | 0 | 0 | -277166.1862 | 0 | 0 | 0 | 0 | 0 | 0 | 0 | 0
2016-03-22 10:00 | 0 | 0 | 0 | 0 | 55226.3561 | 0 | 415444 | 0 | 0 | 0 | 0 | 0 | 0 | 0 | 0 | 0 | 0 | 0 | 0 | 1999628.9564 | 0 | 0 | 0 | 0 | 0 | 0 | 0 | 0 | 0 | 0 | 0 | -83051.4577 | 0 | 0 | 0 | 0 | 0 | 0 | 0 | 0 | 0 | -277166.1862 | 0 | 0 | 0 | 0 | 0 | 0 | 0 | 0
2016-03-22 11:00 | 0 | 0 | 0 | 0 | 583374.7407 | 0 | 444966 | 0 | 0 | 0 | 0 | 83051.4577 | 0 | 0 | 0 | 0 | 0 | 0 | 0 | 2054986.2394 | 0 | 0 | 0 | 0 | 0 | 0 | 0 | 0 | 0 | 0 | 0 | 83051.4577 | 0 | 0 | 0 | 0 | 0 | 0 | 0 | 0 | 0 | 55357.283 | 0 | 0 | 0 | 0 | 0 | 0 | 0 | 0
2016-03-22 12:00 | 0 | 0 | 0 | 0 | 92279.3561 | 0 | 452497 | 0 | 0 | 0 | 0 | 0 | 0 | 0 | 0 | 0 | 0 | 0 | 0 | 1777820.0532 | 0 | 0 | 0 | 0 | 0 | 0 | 0 | 0 | 0 | 0 | 0 | -83051.4577 | 0 | 0 | 0 | 0 | 0 | 0 | 0 | 0 | 0 | -277166.1862 | 0 | 0 | 0 | 0 | 0 | 0 | 0 | 0
2016-03-22 13:00 | 0 | 0 | 0 | 0 | 97217.8759 | 72687.9379 | 447072 | 0 | 0 | 0 | 0 | 0 | 0 | 0 | 0 | 0 | 0 | 0 | 0 | 1500653.867 | 0 | 0 | 0 | 0 | 0 | 0 | 0 | 0 | 0 | 0 | 0 | 0 | 0 | 0 | 0 | 0 | 0 | 0 | 0 | 0 | 0 | -277166.1862 | 0 | 0 | 0 | 0 | 0 | 0 | 0 | 0
2016-03-22 14:00 | 0 | 0 | 0 | 0 | 300425.3438 | 416904.8424 | 440164 | 0 | 0 | 0 | 0 | 0 | 0 | 0 | 0 | 0 | 0 | 0 | 0 | 1777820.0532 | 0 | 0 | 0 | 0 | 0 | 0 | 0 | 0 | 0 | 0 | 0 | 0 | 0 | 0 | 0 | 0 | 0 | 0 | 0 | 0 | 0 | 277166.1862 | 0 | 0 | 0 | 0 | 0 | 0 | 0 | 0
2016-03-22 15:00 | 0 | 0 | 0 | 0 | 56949.1769 | 653593.0093 | 433376 | 0 | 0 | 0 | 0 | 0 | 0 | 0 | 0 | 0 | 0 | 0 | 0 | 2054986.2394 | 0 | 0 | 0 | 0 | 0 | 0 | 0 | 0 | 0 | 0 | 0 | 0 | 0 | 0 | 0 | 0 | 0 | 0 | 0 | 0 | 0 | 277166.1862 | 0 | 0 | 0 | 0 | 0 | 0 | 0 | 0
2016-03-22 16:00 | 0 | 0 | 0 | 0 | 0 | 743802.3127 | 426274 | 0 | 0 | 0 | 0 | 7589.0412 | 0 | 0 | 0 | 0 | 0 | 0 | 0 | 2332152.4255 | 0 | 32773.0854 | 0 | 0 | 0 | 0 | 0 | 0 | 0 | 0 | 0 | 7589.0412 | 0 | 0 | 0 | 0 | 0 | 0 | 0 | 0 | 0 | 277166.1862 | 0 | 32773.0854 | 0 | 0 | 0 | 0 | 0 | 0
2016-03-22 17:00 | 0 | 0 | 0 | 0 | 0 | 760422.1937 | 419962 | 0 | 0 | 0 | 0 | 90640.4989 | 0 | 0 | 0 | 0 | 0 | 0 | 0 | 2609318.6117 | 0 | 13015.6352 | 0 | 0 | 0 | 0 | 0 | 0 | 0 | 0 | 0 | 83051.4577 | 0 | 0 | 0 | 0 | 0 | 0 | 0 | 0 | 0 | 277166.1862 | 0 | -19757.4502 | 0 | 0 | 0 | 0 | 0 | 0
2016-03-22 18:00 | 0 | 0 | 0 | 0 | 0 | 759357.6634 | 415490 | 0 | 0 | 0 | 0 | 129830.7079 | 0 | 0 | 0 | 0 | 0 | 0 | 0 | 2886484.7979 | 0 | 40526.9035 | 0 | 0 | 0 | 0 | 0 | 0 | 0 | 0 | 0 | 39190.2089 | 0 | 0 | 0 | 0 | 0 | 0 | 0 | 0 | 0 | 277166.1862 | 0 | 27511.2683 | 0 | 0 | 0 | 0 | 0 | 0
2016-03-22 19:00 | 0 | 0 | 0 | 0 | 0 | 755633.7031 | 410986 | 0 | 0 | 0 | 0 | 212882.1656 | 0 | 0 | 0 | 0 | 0 | 0 | 0 | 3163650.984 | 0 | 24956.9627 | 0 | 0 | 0 | 0 | 0 | 0 | 0 | 0 | 0 | 83051.4577 | 0 | 0 | 0 | 0 | 0 | 0 | 0 | 0 | 0 | 277166.1862 | 0 | -15569.9408 | 0 | 0 | 0 | 0 | 0 | 0
2016-03-22 20:00 | 0 | 0 | 0 | 0 | 0 | 758427.5889 | 408946 | 0 | 0 | 0 | 0 | 269627.6275 | 0 | 0 | 0 | 0 | 0 | 0 | 0 | 3440817.1702 | 0 | 40526.9035 | 0 | 0 | 0 | 0 | 0 | 0 | 0 | 0 | 0 | 56745.4619 | 0 | 0 | 0 | 0 | 0 | 0 | 0 | 0 | 0 | 277166.1862 | 0 | 15569.9408 | 0 | 0 | 0 | 0 | 0 | 0
2016-03-22 21:00 | 0 | 0 | 0 | 0 | 0 | 748087.6358 | 409661 | 0 | 0 | 0 | 0 | 352679.0852 | 0 | 0 | 0 | 0 | 0 | 0 | 0 | 3717983.3564 | 0 | 18735.8954 | 0 | 0 | 0 | 0 | 0 | 0 | 0 | 0 | 0 | 83051.4577 | 0 | 0 | 0 | 0 | 0 | 0 | 0 | 0 | 0 | 277166.1862 | 0 | -21791.0081 | 0 | 0 | 0 | 0 | 0 | 0
2016-03-22 22:00 | 0 | 0 | 0 | 0 | 0 | 689903.5869 | 411033 | 0 | 0 | 0 | 0 | 340346.296 | 0 | 0 | 0 | 0 | 0 | 0 | 0 | 3995149.5425 | 0 | 32773.0854 | 0 | 0 | 0 | 0 | 0 | 0 | 0 | 0 | 0 | -12332.7892 | 0 | 0 | 0 | 0 | 0 | 0 | 0 | 0 | 0 | 277166.1862 | 0 | 14037.19 | 0 | 0 | 0 | 0 | 0 | 0
2016-03-22 23:00 | 0 | 0 | 0 | 0 | 0 | 569333.7373 | 417740 | 0 | 0 | 0 | 0 | 310495.1869 | 0 | 0 | 0 | 0 | 0 | 0 | 0 | 4209367.4742 | 0 | 0 | 0 | 0 | 0 | 0 | 0 | 0 | 0 | 0 | 0 | -29851.109 | 0 | 0 | 0 | 0 | 0 | 0 | 0 | 0 | 0 | 214217.9317 | 0 | -32773.0854 | 0 | 0 | 0 | 0 | 0 | 0
2016-03-23 | 0 | 0 | 0 | 0 | 0 | 291551.9167 | 429407 | 0 | 0 | 0 | 0 | 227443.7292 | 0 | 0 | 0 | 0 | 0 | 0 | 0 | 4154563.8487 | 0 | 0 | 0 | 0 | 0 | 0 | 0 | 0 | 0 | 0 | 0 | -83051.4577 | 0 | 0 | 0 | 0 | 0 | 0 | 0 | 0 | 0 | -54803.6256 | 0 | 0 | 0 | 0 | 0 | 0 | 0 | 0
2016-03-23 01:00 | 0 | 0 | 0 | 0 | 41690.8641 | 25501.492 | 427410 | 0 | 0 | 0 | 0 | 144392.2715 | 0 | 0 | 0 | 0 | 0 | 0 | 0 | 3877397.6625 | 0 | 0 | 0 | 0 | 0 | 0 | 0 | 0 | 0 | 0 | 0 | -83051.4577 | 0 | 0 | 0 | 0 | 0 | 0 | 0 | 0 | 0 | -277166.1862 | 0 | 0 | 0 | 0 | 0 | 0 | 0 | 0
2016-03-23 02:00 | 0 | 0 | 0 | 0 | 218054.2715 | 0 | 412169 | 0 | 0 | 0 | 0 | 227443.7292 | 0 | 0 | 0 | 0 | 0 | 0 | 0 | 3600231.4763 | 0 | 0 | 0 | 0 | 0 | 0 | 0 | 0 | 0 | 0 | 0 | 83051.4577 | 0 | 0 | 0 | 0 | 0 | 0 | 0 | 0 | 0 | -277166.1862 | 0 | 0 | 0 | 0 | 0 | 0 | 0 | 0
2016-03-23 03:00 | 0 | 0 | 0 | 0 | 31859.3561 | 0 | 392077 | 0 | 0 | 0 | 0 | 144392.2715 | 0 | 0 | 0 | 0 | 0 | 0 | 0 | 3323065.2902 | 0 | 0 | 0 | 0 | 0 | 0 | 0 | 0 | 0 | 0 | 0 | -83051.4577 | 0 | 0 | 0 | 0 | 0 | 0 | 0 | 0 | 0 | -277166.1862 | 0 | 0 | 0 | 0 | 0 | 0 | 0 | 0
2016-03-23 04:00 | 0 | 0 | 0 | 0 | 11217.3561 | 0 | 371435 | 0 | 0 | 0 | 0 | 61340.8138 | 0 | 0 | 0 | 0 | 0 | 0 | 0 | 3045899.104 | 0 | 0 | 0 | 0 | 0 | 0 | 0 | 0 | 0 | 0 | 0 | -83051.4577 | 0 | 0 | 0 | 0 | 0 | 0 | 0 | 0 | 0 | -277166.1862 | 0 | 0 | 0 | 0 | 0 | 0 | 0 | 0
2016-03-23 05:00 | 0 | 0 | 0 | 0 | 161160.2715 | 0 | 355275 | 0 | 0 | 0 | 0 | 144392.2715 | 0 | 0 | 0 | 0 | 0 | 0 | 0 | 2768732.9178 | 0 | 0 | 0 | 0 | 0 | 0 | 0 | 0 | 0 | 0 | 0 | 83051.4577 | 0 | 0 | 0 | 0 | 0 | 0 | 0 | 0 | 0 | -277166.1862 | 0 | 0 | 0 | 0 | 0 | 0 | 0 | 0
2016-03-23 06:00 | 0 | 0 | 0 | 0 | 0 | 0 | 344743 | 0 | 0 | 0 | 0 | 61340.8138 | 0 | 0 | 0 | 0 | 0 | 0 | 0 | 2507041.3755 | 0 | 0 | 0 | 0 | 0 | 0 | 0 | 0 | 0 | 0 | 0 | -83051.4577 | 0 | 0 | 0 | 0 | 0 | 0 | 0 | 0 | 0 | -261691.5423 | 0 | 0 | 0 | 0 | 0 | 0 | 0 | 0
2016-03-23 07:00 | 0 | 0 | 0 | 0 | 0 | 0 | 338507 | 0 | 0 | 0 | 0 | 0 | 0 | 0 | 0 | 0 | 0 | 0 | 0 | 2229875.1894 | 0 | 0 | 0 | 0 | 0 | 0 | 0 | 0 | 0 | 0 | 0 | -61340.8138 | 0 | 0 | 0 | 0 | 0 | 0 | 0 | 0 | 0 | -277166.1862 | 0 | 0 | 0 | 0 | 0 | 0 | 0 | 0
2016-03-23 08:00 | 0 | 0 | 0 | 0 | 700501.6439 | 0 | 340284 | 0 | 0 | 0 | 0 | 83051.4577 | 0 | 0 | 0 | 0 | 0 | 0 | 0 | 2507041.3755 | 0 | 0 | 0 | 0 | 0 | 0 | 0 | 0 | 0 | 0 | 0 | 83051.4577 | 0 | 0 | 0 | 0 | 0 | 0 | 0 | 0 | 0 | 277166.1862 | 0 | 0 | 0 | 0 | 0 | 0 | 0 | 0
2016-03-23 09:00 | 0 | 0 | 0 | 0 | 0 | 0 | 351735 | 0 | 0 | 0 | 0 | 0 | 0 | 0 | 0 | 0 | 0 | 0 | 0 | 2238357.8332 | 0 | 0 | 0 | 0 | 0 | 0 | 0 | 0 | 0 | 0 | 0 | -83051.4577 | 0 | 0 | 0 | 0 | 0 | 0 | 0 | 0 | 0 | -268683.5423 | 0 | 0 | 0 | 0 | 0 | 0 | 0 | 0
2016-03-23 10:00 | 0 | 0 | 0 | 0 | 102390.8138 | 0 | 379557 | 0 | 0 | 0 | 0 | 0 | 0 | 0 | 0 | 0 | 0 | 0 | 0 | 1961191.6471 | 0 | 0 | 0 | 0 | 0 | 0 | 0 | 0 | 0 | 0 | 0 | 0 | 0 | 0 | 0 | 0 | 0 | 0 | 0 | 0 | 0 | -277166.1862 | 0 | 0 | 0 | 0 | 0 | 0 | 0 | 0
2016-03-23 11:00 | 0 | 0 | 0 | 0 | 212458.2715 | 0 | 406573 | 0 | 0 | 0 | 0 | 83051.4577 | 0 | 0 | 0 | 0 | 0 | 0 | 0 | 1684025.4609 | 0 | 0 | 0 | 0 | 0 | 0 | 0 | 0 | 0 | 0 | 0 | 83051.4577 | 0 | 0 | 0 | 0 | 0 | 0 | 0 | 0 | 0 | -277166.1862 | 0 | 0 | 0 | 0 | 0 | 0 | 0 | 0
2016-03-23 12:00 | 0 | 0 | 0 | 0 | 57354.2546 | 0.10153 | 417572 | 0 | 0 | 0 | 0 | 0 | 0 | 0 | 0 | 0 | 0 | 0 | 0 | 1406859.2747 | 0 | 0 | 0 | 0 | 0 | 0 | 0 | 0 | 0 | 0 | 0 | -83051.4577 | 0 | 0 | 0 | 0 | 0 | 0 | 0 | 0 | 0 | -277166.1862 | 0 | 0 | 0 | 0 | 0 | 0 | 0 | 0
2016-03-23 13:00 | 0 | 0 | 0 | 0 | 40821.1305 | 102535.6833 | 420523 | 0 | 0 | 0 | 0 | 0 | 0 | 0 | 0 | 0 | 0 | 0 | 0 | 1129693.0886 | 0 | 0 | 0 | 0 | 0 | 0 | 0 | 0 | 0 | 0 | 0 | 0 | 0 | 0 | 0 | 0 | 0 | 0 | 0 | 0 | 0 | -277166.1862 | 0 | 0 | 0 | 0 | 0 | 0 | 0 | 0
2016-03-23 14:00 | 0 | 0 | 0 | 0 | 241798.3873 | 458957.7989 | 423590 | 0 | 0 | 0 | 0 | 0 | 0 | 0 | 0 | 0 | 0 | 0 | 0 | 1406859.2747 | 0 | 0 | 0 | 0 | 0 | 0 | 0 | 0 | 0 | 0 | 0 | 0 | 0 | 0 | 0 | 0 | 0 | 0 | 0 | 0 | 0 | 277166.1862 | 0 | 0 | 0 | 0 | 0 | 0 | 0 | 0
2016-03-23 15:00 | 0 | 0 | 0 | 0 | 0 | 701113.1862 | 423947 | 0 | 0 | 0 | 0 | 0 | 0 | 0 | 0 | 0 | 0 | 0 | 0 | 1684025.4609 | 0 | 0 | 0 | 0 | 0 | 0 | 0 | 0 | 0 | 0 | 0 | 0 | 0 | 0 | 0 | 0 | 0 | 0 | 0 | 0 | 0 | 277166.1862 | 0 | 0 | 0 | 0 | 0 | 0 | 0 | 0
2016-03-23 16:00 | 0 | 0 | 0 | 0 | 0 | 699126.1862 | 421960 | 0 | 0 | 0 | 0 | 0 | 0 | 0 | 0 | 0 | 0 | 0 | 0 | 1961191.6471 | 0 | 0 | 0 | 0 | 0 | 0 | 0 | 0 | 0 | 0 | 0 | 0 | 0 | 0 | 0 | 0 | 0 | 0 | 0 | 0 | 0 | 277166.1862 | 0 | 0 | 0 | 0 | 0 | 0 | 0 | 0
2016-03-23 17:00 | 0 | 0 | 0 | 0 | 0 | 781302.6439 | 421085 | 0 | 0 | 0 | 0 | 83051.4577 | 0 | 0 | 0 | 0 | 0 | 0 | 0 | 2238357.8332 | 0 | 0 | 0 | 0 | 0 | 0 | 0 | 0 | 0 | 0 | 0 | 83051.4577 | 0 | 0 | 0 | 0 | 0 | 0 | 0 | 0 | 0 | 277166.1862 | 0 | 0 | 0 | 0 | 0 | 0 | 0 | 0
2016-03-23 18:00 | 0 | 0 | 0 | 0 | 0 | 690269.3971 | 420827 | 0 | 0 | 0 | 0 | 75327.6686 | 0 | 0 | 0 | 0 | 0 | 0 | 0 | 2515524.0194 | 0 | 0 | 0 | 0 | 0 | 0 | 0 | 0 | 0 | 0 | 0 | -7723.7891 | 0 | 0 | 0 | 0 | 0 | 0 | 0 | 0 | 0 | 277166.1862 | 0 | 0 | 0 | 0 | 0 | 0 | 0 | 0
2016-03-23 19:00 | 0 | 0 | 0 | 0 | 0 | 780674.6439 | 420457 | 0 | 0 | 0 | 0 | 158379.1263 | 0 | 0 | 0 | 0 | 0 | 0 | 0 | 2792690.2056 | 0 | 0 | 0 | 0 | 0 | 0 | 0 | 0 | 0 | 0 | 0 | 83051.4577 | 0 | 0 | 0 | 0 | 0 | 0 | 0 | 0 | 0 | 277166.1862 | 0 | 0 | 0 | 0 | 0 | 0 | 0 | 0
2016-03-23 20:00 | 0 | 0 | 0 | 0 | 0 | 781776.6439 | 421559 | 0 | 0 | 0 | 0 | 241430.584 | 0 | 0 | 0 | 0 | 0 | 0 | 0 | 3069856.3917 | 0 | 0 | 0 | 0 | 0 | 0 | 0 | 0 | 0 | 0 | 0 | 83051.4577 | 0 | 0 | 0 | 0 | 0 | 0 | 0 | 0 | 0 | 277166.1862 | 0 | 0 | 0 | 0 | 0 | 0 | 0 | 0
2016-03-23 21:00 | 0 | 0 | 0 | 0 | 0 | 804138.9682 | 423750 | 0 | 0 | 0 | 0 | 324482.0417 | 0 | 0 | 0 | 0 | 0 | 0 | 0 | 3347022.5779 | 0 | 20171.3244 | 0 | 0 | 0 | 0 | 0 | 0 | 0 | 0 | 0 | 83051.4577 | 0 | 0 | 0 | 0 | 0 | 0 | 0 | 0 | 0 | 277166.1862 | 0 | 20171.3244 | 0 | 0 | 0 | 0 | 0 | 0
2016-03-23 22:00 | 0 | 0 | 0 | 0 | 0 | 773334.4294 | 424144 | 0 | 0 | 0 | 0 | 376150.7058 | 0 | 0 | 0 | 0 | 0 | 0 | 0 | 3624188.7641 | 0 | 40526.9035 | 0 | 0 | 0 | 0 | 0 | 0 | 0 | 0 | 0 | 51668.6641 | 0 | 0 | 0 | 0 | 0 | 0 | 0 | 0 | 0 | 277166.1862 | 0 | 20355.5791 | 0 | 0 | 0 | 0 | 0 | 0
2016-03-23 23:00 | 0 | 0 | 0 | 0 | 0 | 650472.8641 | 428453 | 0 | 0 | 0 | 0 | 353777.4691 | 0 | 0 | 0 | 0 | 0 | 0 | 0 | 3901354.9502 | 0 | 7753.8181 | 0 | 0 | 0 | 0 | 0 | 0 | 0 | 0 | 0 | -22373.2367 | 0 | 0 | 0 | 0 | 0 | 0 | 0 | 0 | 0 | 277166.1862 | 0 | -32773.0854 | 0 | 0 | 0 | 0 | 0 | 0
2016-03-24 | 0 | 0 | 0 | 0 | 0 | 371776.9838 | 436285 | 0 | 0 | 0 | 0 | 270726.0114 | 0 | 0 | 0 | 0 | 0 | 0 | 0 | 3927652.2098 | 0 | 0 | 0 | 0 | 0 | 0 | 0 | 0 | 0 | 0 | 0 | -83051.4577 | 0 | 0 | 0 | 0 | 0 | 0 | 0 | 0 | 0 | 26297.2596 | 0 | -7753.8181 | 0 | 0 | 0 | 0 | 0 | 0
2016-03-24 01:00 | 0 | 0 | 0 | 0 | 42501.6413 | 29093.7149 | 431813 | 0 | 0 | 0 | 0 | 187674.5537 | 0 | 0 | 0 | 0 | 0 | 0 | 0 | 3650486.0236 | 0 | 0 | 0 | 0 | 0 | 0 | 0 | 0 | 0 | 0 | 0 | -83051.4577 | 0 | 0 | 0 | 0 | 0 | 0 | 0 | 0 | 0 | -277166.1862 | 0 | 0 | 0 | 0 | 0 | 0 | 0 | 0
2016-03-24 02:00 | 0 | 0 | 0 | 0 | 54966.3561 | 0 | 415184 | 0 | 0 | 0 | 0 | 104623.096 | 0 | 0 | 0 | 0 | 0 | 0 | 0 | 3373319.8375 | 0 | 0 | 0 | 0 | 0 | 0 | 0 | 0 | 0 | 0 | 0 | -83051.4577 | 0 | 0 | 0 | 0 | 0 | 0 | 0 | 0 | 0 | -277166.1862 | 0 | 0 | 0 | 0 | 0 | 0 | 0 | 0
2016-03-24 03:00 | 0 | 0 | 0 | 0 | 199133.2715 | 0 | 393248 | 0 | 0 | 0 | 0 | 187674.5537 | 0 | 0 | 0 | 0 | 0 | 0 | 0 | 3096153.6513 | 0 | 0 | 0 | 0 | 0 | 0 | 0 | 0 | 0 | 0 | 0 | 83051.4577 | 0 | 0 | 0 | 0 | 0 | 0 | 0 | 0 | 0 | -277166.1862 | 0 | 0 | 0 | 0 | 0 | 0 | 0 | 0
2016-03-24 04:00 | 0 | 0 | 0 | 0 | 10562.3561 | 0 | 370780 | 0 | 0 | 0 | 0 | 104623.096 | 0 | 0 | 0 | 0 | 0 | 0 | 0 | 2818987.4651 | 0 | 0 | 0 | 0 | 0 | 0 | 0 | 0 | 0 | 0 | 0 | -83051.4577 | 0 | 0 | 0 | 0 | 0 | 0 | 0 | 0 | 0 | -277166.1862 | 0 | 0 | 0 | 0 | 0 | 0 | 0 | 0
2016-03-24 05:00 | 0 | 0 | 0 | 0 | 0 | 0 | 353765 | 0 | 0 | 0 | 0 | 28024.2821 | 0 | 0 | 0 | 0 | 0 | 0 | 0 | 2541821.279 | 0 | 0 | 0 | 0 | 0 | 0 | 0 | 0 | 0 | 0 | 0 | -76598.8138 | 0 | 0 | 0 | 0 | 0 | 0 | 0 | 0 | 0 | -277166.1862 | 0 | 0 | 0 | 0 | 0 | 0 | 0 | 0
2016-03-24 06:00 | 0 | 0 | 0 | 0 | 148084.2715 | 0 | 342199 | 0 | 0 | 0 | 0 | 111075.7399 | 0 | 0 | 0 | 0 | 0 | 0 | 0 | 2264655.0928 | 0 | 0 | 0 | 0 | 0 | 0 | 0 | 0 | 0 | 0 | 0 | 83051.4577 | 0 | 0 | 0 | 0 | 0 | 0 | 0 | 0 | 0 | -277166.1862 | 0 | 0 | 0 | 0 | 0 | 0 | 0 | 0
2016-03-24 07:00 | 0 | 0 | 0 | 0 | 529379.7285 | 0 | 335265 | 0 | 0 | 0 | 0 | 28024.2821 | 0 | 0 | 0 | 0 | 0 | 0 | 0 | 2541821.279 | 0 | 0 | 0 | 0 | 0 | 0 | 0 | 0 | 0 | 0 | 0 | -83051.4577 | 0 | 0 | 0 | 0 | 0 | 0 | 0 | 0 | 0 | 277166.1862 | 0 | 0 | 0 | 0 | 0 | 0 | 0 | 0
2016-03-24 08:00 | 0 | 0 | 0 | 0 | 29223.5317 | 0 | 334414 | 0 | 0 | 0 | 0 | 0 | 0 | 0 | 0 | 0 | 0 | 0 | 0 | 2264655.0928 | 0 | 0 | 0 | 0 | 0 | 0 | 0 | 0 | 0 | 0 | 0 | -28024.2821 | 0 | 0 | 0 | 0 | 0 | 0 | 0 | 0 | 0 | -277166.1862 | 0 | 0 | 0 | 0 | 0 | 0 | 0 | 0
2016-03-24 09:00 | 0 | 0 | 0 | 0 | 150455.2715 | 0 | 344570 | 0 | 0 | 0 | 0 | 83051.4577 | 0 | 0 | 0 | 0 | 0 | 0 | 0 | 1987488.9066 | 0 | 0 | 0 | 0 | 0 | 0 | 0 | 0 | 0 | 0 | 0 | 83051.4577 | 0 | 0 | 0 | 0 | 0 | 0 | 0 | 0 | 0 | -277166.1862 | 0 | 0 | 0 | 0 | 0 | 0 | 0 | 0
2016-03-24 10:00 | 0 | 0 | 0 | 0 | 9767.3561 | 0 | 369985 | 0 | 0 | 0 | 0 | 0 | 0 | 0 | 0 | 0 | 0 | 0 | 0 | 1710322.7205 | 0 | 0 | 0 | 0 | 0 | 0 | 0 | 0 | 0 | 0 | 0 | -83051.4577 | 0 | 0 | 0 | 0 | 0 | 0 | 0 | 0 | 0 | -277166.1862 | 0 | 0 | 0 | 0 | 0 | 0 | 0 | 0
2016-03-24 11:00 | 0 | 0 | 0 | 0 | 119885.8138 | 0 | 397052 | 0 | 0 | 0 | 0 | 0 | 0 | 0 | 0 | 0 | 0 | 0 | 0 | 1433156.5343 | 0 | 0 | 0 | 0 | 0 | 0 | 0 | 0 | 0 | 0 | 0 | 0 | 0 | 0 | 0 | 0 | 0 | 0 | 0 | 0 | 0 | -277166.1862 | 0 | 0 | 0 | 0 | 0 | 0 | 0 | 0
2016-03-24 12:00 | 0 | 0 | 0 | 0 | 216559.8987 | 2.3729 | 410677 | 0 | 0 | 0 | 0 | 83051.4577 | 0 | 0 | 0 | 0 | 0 | 0 | 0 | 1155990.3482 | 0 | 0 | 0 | 0 | 0 | 0 | 0 | 0 | 0 | 0 | 0 | 83051.4577 | 0 | 0 | 0 | 0 | 0 | 0 | 0 | 0 | 0 | -277166.1862 | 0 | 0 | 0 | 0 | 0 | 0 | 0 | 0
2016-03-24 13:00 | 0 | 0 | 0 | 0 | 485660.2137 | 126144.5147 | 417690 | 0 | 0 | 0 | 0 | 0 | 0 | 0 | 0 | 0 | 0 | 0 | 0 | 1433156.5343 | 0 | 0 | 0 | 0 | 0 | 0 | 0 | 0 | 0 | 0 | 0 | -83051.4577 | 0 | 0 | 0 | 0 | 0 | 0 | 0 | 0 | 0 | 277166.1862 | 0 | 0 | 0 | 0 | 0 | 0 | 0 | 0
2016-03-24 14:00 | 0 | 0 | 0 | 0 | 160393 | 541214.1862 | 424441 | 0 | 0 | 0 | 0 | 0 | 0 | 0 | 0 | 0 | 0 | 0 | 0 | 1710322.7205 | 0 | 0 | 0 | 0 | 0 | 0 | 0 | 0 | 0 | 0 | 0 | 0 | 0 | 0 | 0 | 0 | 0 | 0 | 0 | 0 | 0 | 277166.1862 | 0 | 0 | 0 | 0 | 0 | 0 | 0 | 0
2016-03-24 15:00 | 0 | 0 | 0 | 0 | 0 | 703944.1862 | 426778 | 0 | 0 | 0 | 0 | 0 | 0 | 0 | 0 | 0 | 0 | 0 | 0 | 1987488.9066 | 0 | 0 | 0 | 0 | 0 | 0 | 0 | 0 | 0 | 0 | 0 | 0 | 0 | 0 | 0 | 0 | 0 | 0 | 0 | 0 | 0 | 277166.1862 | 0 | 0 | 0 | 0 | 0 | 0 | 0 | 0
2016-03-24 16:00 | 0 | 0 | 0 | 0 | 0 | 786593.6439 | 426376 | 0 | 0 | 0 | 0 | 83051.4577 | 0 | 0 | 0 | 0 | 0 | 0 | 0 | 2264655.0928 | 0 | 0 | 0 | 0 | 0 | 0 | 0 | 0 | 0 | 0 | 0 | 83051.4577 | 0 | 0 | 0 | 0 | 0 | 0 | 0 | 0 | 0 | 277166.1862 | 0 | 0 | 0 | 0 | 0 | 0 | 0 | 0
2016-03-24 17:00 | 0 | 0 | 0 | 0 | 0 | 619889.7285 | 425775 | 0 | 0 | 0 | 0 | 0 | 0 | 0 | 0 | 0 | 0 | 0 | 0 | 2541821.279 | 0 | 0 | 0 | 0 | 0 | 0 | 0 | 0 | 0 | 0 | 0 | -83051.4577 | 0 | 0 | 0 | 0 | 0 | 0 | 0 | 0 | 0 | 277166.1862 | 0 | 0 | 0 | 0 | 0 | 0 | 0 | 0
2016-03-24 18:00 | 0 | 0 | 0 | 0 | 0 | 784379.6439 | 424162 | 0 | 0 | 0 | 0 | 83051.4577 | 0 | 0 | 0 | 0 | 0 | 0 | 0 | 2818987.4651 | 0 | 0 | 0 | 0 | 0 | 0 | 0 | 0 | 0 | 0 | 0 | 83051.4577 | 0 | 0 | 0 | 0 | 0 | 0 | 0 | 0 | 0 | 277166.1862 | 0 | 0 | 0 | 0 | 0 | 0 | 0 | 0
2016-03-24 19:00 | 0 | 0 | 0 | 0 | 0 | 782347.6439 | 422130 | 0 | 0 | 0 | 0 | 166102.9154 | 0 | 0 | 0 | 0 | 0 | 0 | 0 | 3096153.6513 | 0 | 0 | 0 | 0 | 0 | 0 | 0 | 0 | 0 | 0 | 0 | 83051.4577 | 0 | 0 | 0 | 0 | 0 | 0 | 0 | 0 | 0 | 277166.1862 | 0 | 0 | 0 | 0 | 0 | 0 | 0 | 0
2016-03-24 20:00 | 0 | 0 | 0 | 0 | 0 | 781852.6439 | 421635 | 0 | 0 | 0 | 0 | 249154.3731 | 0 | 0 | 0 | 0 | 0 | 0 | 0 | 3373319.8375 | 0 | 0 | 0 | 0 | 0 | 0 | 0 | 0 | 0 | 0 | 0 | 83051.4577 | 0 | 0 | 0 | 0 | 0 | 0 | 0 | 0 | 0 | 277166.1862 | 0 | 0 | 0 | 0 | 0 | 0 | 0 | 0
2016-03-24 21:00 | 0 | 0 | 0 | 0 | 0 | 758529.1929 | 422036 | 0 | 0 | 0 | 0 | 300727.5617 | 0 | 0 | 0 | 0 | 0 | 0 | 0 | 3650486.0236 | 0 | 7753.8181 | 0 | 0 | 0 | 0 | 0 | 0 | 0 | 0 | 0 | 51573.1886 | 0 | 0 | 0 | 0 | 0 | 0 | 0 | 0 | 0 | 277166.1862 | 0 | 7753.8181 | 0 | 0 | 0 | 0 | 0 | 0
2016-03-24 22:00 | 0 | 0 | 0 | 0 | 0 | 806924.4156 | 421562 | 0 | 0 | 0 | 0 | 376150.7058 | 0 | 0 | 0 | 0 | 0 | 0 | 0 | 3927652.2098 | 0 | 40526.9035 | 0 | 0 | 0 | 0 | 0 | 0 | 0 | 0 | 0 | 75423.1441 | 0 | 0 | 0 | 0 | 0 | 0 | 0 | 0 | 0 | 277166.1862 | 0 | 32773.0854 | 0 | 0 | 0 | 0 | 0 | 0
2016-03-24 23:00 | 0 | 0 | 0 | 0 | 0 | 673868.7701 | 424048 | 0 | 0 | 0 | 0 | 356559.1079 | 0 | 0 | 0 | 0 | 0 | 0 | 0 | 4204818.396 | 0 | 32773.0854 | 0 | 0 | 0 | 0 | 0 | 0 | 0 | 0 | 0 | -19591.5979 | 0 | 0 | 0 | 0 | 0 | 0 | 0 | 0 | 0 | 277166.1862 | 0 | -7753.8181 | 0 | 0 | 0 | 0 | 0 | 0
2016-03-25 | 0 | 0 | 0 | 0 | 0 | 355777.148 | 429148 | 0 | 0 | 0 | 0 | 273507.6502 | 0 | 0 | 0 | 0 | 0 | 0 | 0 | 4247272.087 | 0 | 0 | 0 | 0 | 0 | 0 | 0 | 0 | 0 | 0 | 0 | -83051.4577 | 0 | 0 | 0 | 0 | 0 | 0 | 0 | 0 | 0 | 42453.691 | 0 | -32773.0854 | 0 | 0 | 0 | 0 | 0 | 0
2016-03-25 01:00 | 0 | 0 | 0 | 0 | 36154.0272 | 30450.3289 | 426822 | 0 | 0 | 0 | 0 | 190456.1925 | 0 | 0 | 0 | 0 | 0 | 0 | 0 | 3970105.9008 | 0 | 0 | 0 | 0 | 0 | 0 | 0 | 0 | 0 | 0 | 0 | -83051.4577 | 0 | 0 | 0 | 0 | 0 | 0 | 0 | 0 | 0 | -277166.1862 | 0 | 0 | 0 | 0 | 0 | 0 | 0 | 0
2016-03-25 02:00 | 0 | 0 | 0 | 0 | 51175.3561 | 0 | 411393 | 0 | 0 | 0 | 0 | 107404.7348 | 0 | 0 | 0 | 0 | 0 | 0 | 0 | 3692939.7147 | 0 | 0 | 0 | 0 | 0 | 0 | 0 | 0 | 0 | 0 | 0 | -83051.4577 | 0 | 0 | 0 | 0 | 0 | 0 | 0 | 0 | 0 | -277166.1862 | 0 | 0 | 0 | 0 | 0 | 0 | 0 | 0
2016-03-25 03:00 | 0 | 0 | 0 | 0 | 197233.2715 | 0 | 391348 | 0 | 0 | 0 | 0 | 190456.1925 | 0 | 0 | 0 | 0 | 0 | 0 | 0 | 3415773.5285 | 0 | 0 | 0 | 0 | 0 | 0 | 0 | 0 | 0 | 0 | 0 | 83051.4577 | 0 | 0 | 0 | 0 | 0 | 0 | 0 | 0 | 0 | -277166.1862 | 0 | 0 | 0 | 0 | 0 | 0 | 0 | 0
2016-03-25 04:00 | 0 | 0 | 0 | 0 | 10400.3561 | 0 | 370618 | 0 | 0 | 0 | 0 | 107404.7348 | 0 | 0 | 0 | 0 | 0 | 0 | 0 | 3138607.3423 | 0 | 0 | 0 | 0 | 0 | 0 | 0 | 0 | 0 | 0 | 0 | -83051.4577 | 0 | 0 | 0 | 0 | 0 | 0 | 0 | 0 | 0 | -277166.1862 | 0 | 0 | 0 | 0 | 0 | 0 | 0 | 0
2016-03-25 05:00 | 0 | 0 | 0 | 0 | 0 | 0 | 353765 | 0 | 0 | 0 | 0 | 24353.2771 | 0 | 0 | 0 | 0 | 0 | 0 | 0 | 2867893.8 | 0 | 0 | 0 | 0 | 0 | 0 | 0 | 0 | 0 | 0 | 0 | -83051.4577 | 0 | 0 | 0 | 0 | 0 | 0 | 0 | 0 | 0 | -270713.5423 | 0 | 0 | 0 | 0 | 0 | 0 | 0 | 0
2016-03-25 06:00 | 0 | 0 | 0 | 0 | 556148.1729 | 0 | 342034 | 0 | 0 | 0 | 0 | 107404.7348 | 0 | 0 | 0 | 0 | 0 | 0 | 0 | 2998956.5153 | 0 | 0 | 0 | 0 | 0 | 0 | 0 | 0 | 0 | 0 | 0 | 83051.4577 | 0 | 0 | 0 | 0 | 0 | 0 | 0 | 0 | 0 | 131062.7152 | 0 | 0 | 0 | 0 | 0 | 0 | 0 | 0
2016-03-25 07:00 | 0 | 0 | 0 | 0 | 0 | 0 | 335251 | 0 | 0 | 0 | 0 | 24353.2771 | 0 | 0 | 0 | 0 | 0 | 0 | 0 | 2746756.973 | 0 | 0 | 0 | 0 | 0 | 0 | 0 | 0 | 0 | 0 | 0 | -83051.4577 | 0 | 0 | 0 | 0 | 0 | 0 | 0 | 0 | 0 | -252199.5423 | 0 | 0 | 0 | 0 | 0 | 0 | 0 | 0
2016-03-25 08:00 | 0 | 0 | 0 | 0 | 32779.5368 | 0 | 334299 | 0 | 0 | 0 | 0 | 0 | 0 | 0 | 0 | 0 | 0 | 0 | 0 | 2469590.7868 | 0 | 0 | 0 | 0 | 0 | 0 | 0 | 0 | 0 | 0 | 0 | -24353.2771 | 0 | 0 | 0 | 0 | 0 | 0 | 0 | 0 | 0 | -277166.1862 | 0 | 0 | 0 | 0 | 0 | 0 | 0 | 0
2016-03-25 09:00 | 0 | 0 | 0 | 0 | 146599.2715 | 0 | 340714 | 0 | 0 | 0 | 0 | 83051.4577 | 0 | 0 | 0 | 0 | 0 | 0 | 0 | 2192424.6006 | 0 | 0 | 0 | 0 | 0 | 0 | 0 | 0 | 0 | 0 | 0 | 83051.4577 | 0 | 0 | 0 | 0 | 0 | 0 | 0 | 0 | 0 | -277166.1862 | 0 | 0 | 0 | 0 | 0 | 0 | 0 | 0
2016-03-25 10:00 | 0 | 0 | 0 | 0 | 0 | 0 | 358380 | 0 | 0 | 0 | 0 | 0 | 0 | 0 | 0 | 0 | 0 | 0 | 0 | 1917096.0583 | 0 | 0 | 0 | 0 | 0 | 0 | 0 | 0 | 0 | 0 | 0 | -83051.4577 | 0 | 0 | 0 | 0 | 0 | 0 | 0 | 0 | 0 | -275328.5423 | 0 | 0 | 0 | 0 | 0 | 0 | 0 | 0
2016-03-25 11:00 | 0 | 0 | 0 | 0 | 483986.8208 | 0 | 380796 | 0 | 0 | 0 | 0 | 83051.4577 | 0 | 0 | 0 | 0 | 0 | 0 | 0 | 1937235.4215 | 0 | 0 | 0 | 0 | 0 | 0 | 0 | 0 | 0 | 0 | 0 | 83051.4577 | 0 | 0 | 0 | 0 | 0 | 0 | 0 | 0 | 0 | 20139.3631 | 0 | 0 | 0 | 0 | 0 | 0 | 0 | 0
2016-03-25 12:00 | 0 | 0 | 0 | 0 | 36982.8414 | 4.5148 | 397205 | 0 | 0 | 0 | 0 | 0 | 0 | 0 | 0 | 0 | 0 | 0 | 0 | 1660069.2353 | 0 | 0 | 0 | 0 | 0 | 0 | 0 | 0 | 0 | 0 | 0 | -83051.4577 | 0 | 0 | 0 | 0 | 0 | 0 | 0 | 0 | 0 | -277166.1862 | 0 | 0 | 0 | 0 | 0 | 0 | 0 | 0
2016-03-25 13:00 | 0 | 0 | 0 | 0 | 314913.5112 | 112561.3809 | 410507 | 0 | 0 | 0 | 0 | 0 | 0 | 0 | 0 | 0 | 0 | 0 | 0 | 1677037.1275 | 0 | 0 | 0 | 0 | 0 | 0 | 0 | 0 | 0 | 0 | 0 | 0 | 0 | 0 | 0 | 0 | 0 | 0 | 0 | 0 | 0 | 16967.8922 | 0 | 0 | 0 | 0 | 0 | 0 | 0 | 0
2016-03-25 14:00 | 0 | 0 | 0 | 0 | 160861.5315 | 535333.6547 | 419029 | 0 | 0 | 0 | 0 | 0 | 0 | 0 | 0 | 0 | 0 | 0 | 0 | 1954203.3137 | 0 | 0 | 0 | 0 | 0 | 0 | 0 | 0 | 0 | 0 | 0 | 0 | 0 | 0 | 0 | 0 | 0 | 0 | 0 | 0 | 0 | 277166.1862 | 0 | 0 | 0 | 0 | 0 | 0 | 0 | 0
2016-03-25 15:00 | 0 | 0 | 0 | 0 | 0 | 697516.1862 | 420350 | 0 | 0 | 0 | 0 | 0 | 0 | 0 | 0 | 0 | 0 | 0 | 0 | 2231369.4998 | 0 | 0 | 0 | 0 | 0 | 0 | 0 | 0 | 0 | 0 | 0 | 0 | 0 | 0 | 0 | 0 | 0 | 0 | 0 | 0 | 0 | 277166.1862 | 0 | 0 | 0 | 0 | 0 | 0 | 0 | 0
2016-03-25 16:00 | 0 | 0 | 0 | 0 | 0 | 777641.6439 | 417424 | 0 | 0 | 0 | 0 | 83051.4577 | 0 | 0 | 0 | 0 | 0 | 0 | 0 | 2508535.686 | 0 | 0 | 0 | 0 | 0 | 0 | 0 | 0 | 0 | 0 | 0 | 83051.4577 | 0 | 0 | 0 | 0 | 0 | 0 | 0 | 0 | 0 | 277166.1862 | 0 | 0 | 0 | 0 | 0 | 0 | 0 | 0
2016-03-25 17:00 | 0 | 0 | 0 | 0 | 0 | 614756.0208 | 413151 | 0 | 0 | 0 | 0 | 7490.2924 | 0 | 0 | 0 | 0 | 0 | 0 | 0 | 2785701.8722 | 0 | 0 | 0 | 0 | 0 | 0 | 0 | 0 | 0 | 0 | 0 | -75561.1653 | 0 | 0 | 0 | 0 | 0 | 0 | 0 | 0 | 0 | 277166.1862 | 0 | 0 | 0 | 0 | 0 | 0 | 0 | 0
2016-03-25 18:00 | 0 | 0 | 0 | 0 | 0 | 769475.6439 | 409258 | 0 | 0 | 0 | 0 | 90541.7501 | 0 | 0 | 0 | 0 | 0 | 0 | 0 | 3062868.0583 | 0 | 0 | 0 | 0 | 0 | 0 | 0 | 0 | 0 | 0 | 0 | 83051.4577 | 0 | 0 | 0 | 0 | 0 | 0 | 0 | 0 | 0 | 277166.1862 | 0 | 0 | 0 | 0 | 0 | 0 | 0 | 0
2016-03-25 19:00 | 0 | 0 | 0 | 0 | 0 | 765508.6439 | 405291 | 0 | 0 | 0 | 0 | 173593.2078 | 0 | 0 | 0 | 0 | 0 | 0 | 0 | 3340034.2445 | 0 | 0 | 0 | 0 | 0 | 0 | 0 | 0 | 0 | 0 | 0 | 83051.4577 | 0 | 0 | 0 | 0 | 0 | 0 | 0 | 0 | 0 | 277166.1862 | 0 | 0 | 0 | 0 | 0 | 0 | 0 | 0
2016-03-25 20:00 | 0 | 0 | 0 | 0 | 0 | 762678.6439 | 402461 | 0 | 0 | 0 | 0 | 256644.6655 | 0 | 0 | 0 | 0 | 0 | 0 | 0 | 3617200.4307 | 0 | 0 | 0 | 0 | 0 | 0 | 0 | 0 | 0 | 0 | 0 | 83051.4577 | 0 | 0 | 0 | 0 | 0 | 0 | 0 | 0 | 0 | 277166.1862 | 0 | 0 | 0 | 0 | 0 | 0 | 0 | 0
2016-03-25 21:00 | 0 | 0 | 0 | 0 | 0 | 769611.462 | 401640 | 0 | 0 | 0 | 0 | 339696.1232 | 0 | 0 | 0 | 0 | 0 | 0 | 0 | 3894366.6168 | 0 | 7753.8181 | 0 | 0 | 0 | 0 | 0 | 0 | 0 | 0 | 0 | 83051.4577 | 0 | 0 | 0 | 0 | 0 | 0 | 0 | 0 | 0 | 277166.1862 | 0 | 7753.8181 | 0 | 0 | 0 | 0 | 0 | 0
2016-03-25 22:00 | 0 | 0 | 0 | 0 | 0 | 746012.8542 | 399619 | 0 | 0 | 0 | 0 | 376150.7058 | 0 | 0 | 0 | 0 | 0 | 0 | 0 | 4171532.803 | 0 | 40526.9035 | 0 | 0 | 0 | 0 | 0 | 0 | 0 | 0 | 0 | 36454.5826 | 0 | 0 | 0 | 0 | 0 | 0 | 0 | 0 | 0 | 277166.1862 | 0 | 32773.0854 | 0 | 0 | 0 | 0 | 0 | 0
2016-03-25 23:00 | 0 | 0 | 0 | 0 | 0 | 621189.0307 | 400658 | 0 | 0 | 0 | 0 | 352288.6357 | 0 | 0 | 0 | 0 | 0 | 0 | 0 | 4448698.9891 | 0 | 7753.8181 | 0 | 0 | 0 | 0 | 0 | 0 | 0 | 0 | 0 | -23862.0701 | 0 | 0 | 0 | 0 | 0 | 0 | 0 | 0 | 0 | 277166.1862 | 0 | -32773.0854 | 0 | 0 | 0 | 0 | 0 | 0
2016-03-26 | 0 | 0 | 0 | 0 | 0 | 337965.0741 | 407842 | 0 | 0 | 0 | 0 | 269237.178 | 0 | 0 | 0 | 0 | 0 | 0 | 0 | 4469627.3391 | 0 | 0 | 0 | 0 | 0 | 0 | 0 | 0 | 0 | 0 | 0 | -83051.4577 | 0 | 0 | 0 | 0 | 0 | 0 | 0 | 0 | 0 | 20928.3499 | 0 | -7753.8181 | 0 | 0 | 0 | 0 | 0 | 0
2016-03-26 01:00 | 0 | 0 | 0 | 0 | 13933.5367 | 32277.8195 | 406429 | 0 | 0 | 0 | 0 | 186185.7203 | 0 | 0 | 0 | 0 | 0 | 0 | 0 | 4192461.1529 | 0 | 0 | 0 | 0 | 0 | 0 | 0 | 0 | 0 | 0 | 0 | -83051.4577 | 0 | 0 | 0 | 0 | 0 | 0 | 0 | 0 | 0 | -277166.1862 | 0 | 0 | 0 | 0 | 0 | 0 | 0 | 0
2016-03-26 02:00 | 0 | 0 | 0 | 0 | 36109.3561 | 0 | 396327 | 0 | 0 | 0 | 0 | 103134.2626 | 0 | 0 | 0 | 0 | 0 | 0 | 0 | 3915294.9667 | 0 | 0 | 0 | 0 | 0 | 0 | 0 | 0 | 0 | 0 | 0 | -83051.4577 | 0 | 0 | 0 | 0 | 0 | 0 | 0 | 0 | 0 | -277166.1862 | 0 | 0 | 0 | 0 | 0 | 0 | 0 | 0
2016-03-26 03:00 | 0 | 0 | 0 | 0 | 187474.2715 | 0 | 381589 | 0 | 0 | 0 | 0 | 186185.7203 | 0 | 0 | 0 | 0 | 0 | 0 | 0 | 3638128.7806 | 0 | 0 | 0 | 0 | 0 | 0 | 0 | 0 | 0 | 0 | 0 | 83051.4577 | 0 | 0 | 0 | 0 | 0 | 0 | 0 | 0 | 0 | -277166.1862 | 0 | 0 | 0 | 0 | 0 | 0 | 0 | 0
2016-03-26 04:00 | 0 | 0 | 0 | 0 | 5000.3561 | 0 | 365218 | 0 | 0 | 0 | 0 | 103134.2626 | 0 | 0 | 0 | 0 | 0 | 0 | 0 | 3360962.5944 | 0 | 0 | 0 | 0 | 0 | 0 | 0 | 0 | 0 | 0 | 0 | -83051.4577 | 0 | 0 | 0 | 0 | 0 | 0 | 0 | 0 | 0 | -277166.1862 | 0 | 0 | 0 | 0 | 0 | 0 | 0 | 0
2016-03-26 05:00 | 0 | 0 | 0 | 0 | 0 | 0 | 350691 | 0 | 0 | 0 | 0 | 20082.8049 | 0 | 0 | 0 | 0 | 0 | 0 | 0 | 3093323.0521 | 0 | 0 | 0 | 0 | 0 | 0 | 0 | 0 | 0 | 0 | 0 | -83051.4577 | 0 | 0 | 0 | 0 | 0 | 0 | 0 | 0 | 0 | -267639.5423 | 0 | 0 | 0 | 0 | 0 | 0 | 0 | 0
2016-03-26 06:00 | 0 | 0 | 0 | 0 | 517770.8327 | 0 | 340886 | 0 | 0 | 0 | 0 | 103134.2626 | 0 | 0 | 0 | 0 | 0 | 0 | 0 | 3187156.4271 | 0 | 0 | 0 | 0 | 0 | 0 | 0 | 0 | 0 | 0 | 0 | 83051.4577 | 0 | 0 | 0 | 0 | 0 | 0 | 0 | 0 | 0 | 93833.375 | 0 | 0 | 0 | 0 | 0 | 0 | 0 | 0
2016-03-26 07:00 | 0 | 0 | 0 | 0 | 0 | 0 | 333906 | 0 | 0 | 0 | 0 | 20082.8049 | 0 | 0 | 0 | 0 | 0 | 0 | 0 | 2936301.8848 | 0 | 0 | 0 | 0 | 0 | 0 | 0 | 0 | 0 | 0 | 0 | -83051.4577 | 0 | 0 | 0 | 0 | 0 | 0 | 0 | 0 | 0 | -250854.5423 | 0 | 0 | 0 | 0 | 0 | 0 | 0 | 0
2016-03-26 08:00 | 0 | 0 | 0 | 0 | 34362.0089 | 0 | 331611 | 0 | 0 | 0 | 0 | 0 | 0 | 0 | 0 | 0 | 0 | 0 | 0 | 2659135.6986 | 0 | 0 | 0 | 0 | 0 | 0 | 0 | 0 | 0 | 0 | 0 | -20082.8049 | 0 | 0 | 0 | 0 | 0 | 0 | 0 | 0 | 0 | -277166.1862 | 0 | 0 | 0 | 0 | 0 | 0 | 0 | 0
2016-03-26 09:00 | 0 | 0 | 0 | 0 | 140105.2715 | 0 | 334220 | 0 | 0 | 0 | 0 | 83051.4577 | 0 | 0 | 0 | 0 | 0 | 0 | 0 | 2381969.5124 | 0 | 0 | 0 | 0 | 0 | 0 | 0 | 0 | 0 | 0 | 0 | 83051.4577 | 0 | 0 | 0 | 0 | 0 | 0 | 0 | 0 | 0 | -277166.1862 | 0 | 0 | 0 | 0 | 0 | 0 | 0 | 0
2016-03-26 10:00 | 0 | 0 | 0 | 0 | 0 | 0 | 342424 | 0 | 0 | 0 | 0 | 0 | 0 | 0 | 0 | 0 | 0 | 0 | 0 | 2122596.9701 | 0 | 0 | 0 | 0 | 0 | 0 | 0 | 0 | 0 | 0 | 0 | -83051.4577 | 0 | 0 | 0 | 0 | 0 | 0 | 0 | 0 | 0 | -259372.5423 | 0 | 0 | 0 | 0 | 0 | 0 | 0 | 0
2016-03-26 11:00 | 0 | 0 | 0 | 0 | 423791.028 | 0 | 354664 | 0 | 0 | 0 | 0 | 83051.4577 | 0 | 0 | 0 | 0 | 0 | 0 | 0 | 2099478.5237 | 0 | 9194.0167 | 0 | 0 | 0 | 0 | 0 | 0 | 0 | 0 | 0 | 83051.4577 | 0 | 0 | 0 | 0 | 0 | 0 | 0 | 0 | 0 | -23118.4465 | 0 | 9194.0167 | 0 | 0 | 0 | 0 | 0 | 0
2016-03-26 12:00 | 0 | 0 | 0 | 0 | 0 | 11.3394 | 369423 | 0 | 0 | 0 | 0 | 0 | 0 | 0 | 0 | 0 | 0 | 0 | 0 | 1822312.3375 | 0 | 0 | 0 | 0 | 0 | 0 | 0 | 0 | 0 | 0 | 0 | -83051.4577 | 0 | 0 | 0 | 0 | 0 | 0 | 0 | 0 | 0 | -277166.1862 | 0 | -9194.0167 | 0 | 0 | 0 | 0 | 0 | 0
2016-03-26 13:00 | 0 | 0 | 0 | 0 | 1056.3991 | 104022.4147 | 382245 | 0 | 0 | 0 | 0 | 0 | 0 | 0 | 0 | 0 | 0 | 0 | 0 | 1545146.1514 | 0 | 0 | 0 | 0 | 0 | 0 | 0 | 0 | 0 | 0 | 0 | 0 | 0 | 0 | 0 | 0 | 0 | 0 | 0 | 0 | 0 | -277166.1862 | 0 | 0 | 0 | 0 | 0 | 0 | 0 | 0
2016-03-26 14:00 | 0 | 0 | 0 | 0 | 161220.1882 | 505632.998 | 389687 | 0 | 0 | 0 | 0 | 0 | 0 | 0 | 0 | 0 | 0 | 0 | 0 | 1822312.3375 | 0 | 0 | 0 | 0 | 0 | 0 | 0 | 0 | 0 | 0 | 0 | 0 | 0 | 0 | 0 | 0 | 0 | 0 | 0 | 0 | 0 | 277166.1862 | 0 | 0 | 0 | 0 | 0 | 0 | 0 | 0
2016-03-26 15:00 | 0 | 0 | 0 | 0 | 0 | 668545.1862 | 391379 | 0 | 0 | 0 | 0 | 0 | 0 | 0 | 0 | 0 | 0 | 0 | 0 | 2099478.5237 | 0 | 0 | 0 | 0 | 0 | 0 | 0 | 0 | 0 | 0 | 0 | 0 | 0 | 0 | 0 | 0 | 0 | 0 | 0 | 0 | 0 | 277166.1862 | 0 | 0 | 0 | 0 | 0 | 0 | 0 | 0
2016-03-26 16:00 | 0 | 0 | 0 | 0 | 0 | 750011.6439 | 389794 | 0 | 0 | 0 | 0 | 83051.4577 | 0 | 0 | 0 | 0 | 0 | 0 | 0 | 2376644.7099 | 0 | 0 | 0 | 0 | 0 | 0 | 0 | 0 | 0 | 0 | 0 | 83051.4577 | 0 | 0 | 0 | 0 | 0 | 0 | 0 | 0 | 0 | 277166.1862 | 0 | 0 | 0 | 0 | 0 | 0 | 0 | 0
2016-03-26 17:00 | 0 | 0 | 0 | 0 | 0 | 579795.7285 | 385681 | 0 | 0 | 0 | 0 | 0 | 0 | 0 | 0 | 0 | 0 | 0 | 0 | 2653810.896 | 0 | 0 | 0 | 0 | 0 | 0 | 0 | 0 | 0 | 0 | 0 | -83051.4577 | 0 | 0 | 0 | 0 | 0 | 0 | 0 | 0 | 0 | 277166.1862 | 0 | 0 | 0 | 0 | 0 | 0 | 0 | 0
2016-03-26 18:00 | 0 | 0 | 0 | 0 | 0 | 741262.6439 | 381045 | 0 | 0 | 0 | 0 | 83051.4577 | 0 | 0 | 0 | 0 | 0 | 0 | 0 | 2930977.0822 | 0 | 0 | 0 | 0 | 0 | 0 | 0 | 0 | 0 | 0 | 0 | 83051.4577 | 0 | 0 | 0 | 0 | 0 | 0 | 0 | 0 | 0 | 277166.1862 | 0 | 0 | 0 | 0 | 0 | 0 | 0 | 0
2016-03-26 19:00 | 0 | 0 | 0 | 0 | 0 | 738906.6439 | 378689 | 0 | 0 | 0 | 0 | 166102.9154 | 0 | 0 | 0 | 0 | 0 | 0 | 0 | 3208143.2683 | 0 | 0 | 0 | 0 | 0 | 0 | 0 | 0 | 0 | 0 | 0 | 83051.4577 | 0 | 0 | 0 | 0 | 0 | 0 | 0 | 0 | 0 | 277166.1862 | 0 | 0 | 0 | 0 | 0 | 0 | 0 | 0
2016-03-26 20:00 | 0 | 0 | 0 | 0 | 0 | 738830.6439 | 378613 | 0 | 0 | 0 | 0 | 249154.3731 | 0 | 0 | 0 | 0 | 0 | 0 | 0 | 3485309.4545 | 0 | 0 | 0 | 0 | 0 | 0 | 0 | 0 | 0 | 0 | 0 | 83051.4577 | 0 | 0 | 0 | 0 | 0 | 0 | 0 | 0 | 0 | 277166.1862 | 0 | 0 | 0 | 0 | 0 | 0 | 0 | 0
2016-03-26 21:00 | 0 | 0 | 0 | 0 | 0 | 738724.5526 | 380015 | 0 | 0 | 0 | 0 | 322943.9215 | 0 | 0 | 0 | 0 | 0 | 0 | 0 | 3762475.6407 | 0 | 7753.8181 | 0 | 0 | 0 | 0 | 0 | 0 | 0 | 0 | 0 | 73789.5483 | 0 | 0 | 0 | 0 | 0 | 0 | 0 | 0 | 0 | 277166.1862 | 0 | 7753.8181 | 0 | 0 | 0 | 0 | 0 | 0
2016-03-26 22:00 | 0 | 0 | 0 | 0 | 0 | 745321.0559 | 382175 | 0 | 0 | 0 | 0 | 376150.7058 | 0 | 0 | 0 | 0 | 0 | 0 | 0 | 4039641.8268 | 0 | 40526.9035 | 0 | 0 | 0 | 0 | 0 | 0 | 0 | 0 | 0 | 53206.7844 | 0 | 0 | 0 | 0 | 0 | 0 | 0 | 0 | 0 | 277166.1862 | 0 | 32773.0854 | 0 | 0 | 0 | 0 | 0 | 0
2016-03-26 23:00 | 0 | 0 | 0 | 0 | 0 | 627690.0252 | 387402 | 0 | 0 | 0 | 0 | 347026.363 | 0 | 0 | 0 | 0 | 0 | 0 | 0 | 4316808.013 | 0 | 32773.0854 | 0 | 0 | 0 | 0 | 0 | 0 | 0 | 0 | 0 | -29124.3428 | 0 | 0 | 0 | 0 | 0 | 0 | 0 | 0 | 0 | 277166.1862 | 0 | -7753.8181 | 0 | 0 | 0 | 0 | 0 | 0
2016-03-27 | 0 | 0 | 0 | 0 | 0 | 366122.0515 | 397354 | 0 | 0 | 0 | 0 | 263974.9053 | 0 | 0 | 0 | 0 | 0 | 0 | 0 | 4401400.6076 | 0 | 0 | 0 | 0 | 0 | 0 | 0 | 0 | 0 | 0 | 0 | -83051.4577 | 0 | 0 | 0 | 0 | 0 | 0 | 0 | 0 | 0 | 84592.5946 | 0 | -32773.0854 | 0 | 0 | 0 | 0 | 0 | 0
2016-03-27 01:00 | 0 | 0 | 0 | 0 | 3512.7537 | 34023.6024 | 397754 | 0 | 0 | 0 | 0 | 180923.4476 | 0 | 0 | 0 | 0 | 0 | 0 | 0 | 4124234.4214 | 0 | 0 | 0 | 0 | 0 | 0 | 0 | 0 | 0 | 0 | 0 | -83051.4577 | 0 | 0 | 0 | 0 | 0 | 0 | 0 | 0 | 0 | -277166.1862 | 0 | 0 | 0 | 0 | 0 | 0 | 0 | 0
2016-03-27 02:00 | 0 | 0 | 0 | 0 | 29000.3561 | 0 | 389218 | 0 | 0 | 0 | 0 | 97871.9899 | 0 | 0 | 0 | 0 | 0 | 0 | 0 | 3847068.2352 | 0 | 0 | 0 | 0 | 0 | 0 | 0 | 0 | 0 | 0 | 0 | -83051.4577 | 0 | 0 | 0 | 0 | 0 | 0 | 0 | 0 | 0 | -277166.1862 | 0 | 0 | 0 | 0 | 0 | 0 | 0 | 0
2016-03-27 03:00 | 0 | 0 | 0 | 0 | 181568.2715 | 0 | 375683 | 0 | 0 | 0 | 0 | 180923.4476 | 0 | 0 | 0 | 0 | 0 | 0 | 0 | 3569902.0491 | 0 | 0 | 0 | 0 | 0 | 0 | 0 | 0 | 0 | 0 | 0 | 83051.4577 | 0 | 0 | 0 | 0 | 0 | 0 | 0 | 0 | 0 | -277166.1862 | 0 | 0 | 0 | 0 | 0 | 0 | 0 | 0
2016-03-27 04:00 | 0 | 0 | 0 | 0 | 0 | 0 | 359203 | 0 | 0 | 0 | 0 | 97871.9899 | 0 | 0 | 0 | 0 | 0 | 0 | 0 | 3293750.5068 | 0 | 0 | 0 | 0 | 0 | 0 | 0 | 0 | 0 | 0 | 0 | -83051.4577 | 0 | 0 | 0 | 0 | 0 | 0 | 0 | 0 | 0 | -276151.5423 | 0 | 0 | 0 | 0 | 0 | 0 | 0 | 0
2016-03-27 05:00 | 0 | 0 | 0 | 0 | 453767.0461 | 0 | 343173 | 0 | 0 | 0 | 0 | 129462.2715 | 0 | 0 | 0 | 0 | 0 | 0 | 0 | 3372754.2712 | 0 | 0 | 0 | 0 | 0 | 0 | 0 | 0 | 0 | 0 | 0 | 31590.2817 | 0 | 0 | 0 | 0 | 0 | 0 | 0 | 0 | 0 | 79003.7644 | 0 | 0 | 0 | 0 | 0 | 0 | 0 | 0
2016-03-27 06:00 | 0 | 0 | 0 | 0 | 0 | 0 | 331201 | 0 | 0 | 0 | 0 | 46410.8138 | 0 | 0 | 0 | 0 | 0 | 0 | 0 | 3124604.7289 | 0 | 0 | 0 | 0 | 0 | 0 | 0 | 0 | 0 | 0 | 0 | -83051.4577 | 0 | 0 | 0 | 0 | 0 | 0 | 0 | 0 | 0 | -248149.5423 | 0 | 0 | 0 | 0 | 0 | 0 | 0 | 0
2016-03-27 07:00 | 0 | 0 | 0 | 0 | 0 | 0 | 323577 | 0 | 0 | 0 | 0 | 0 | 0 | 0 | 0 | 0 | 0 | 0 | 0 | 2847438.5428 | 0 | 0 | 0 | 0 | 0 | 0 | 0 | 0 | 0 | 0 | 0 | -46410.8138 | 0 | 0 | 0 | 0 | 0 | 0 | 0 | 0 | 0 | -277166.1862 | 0 | 0 | 0 | 0 | 0 | 0 | 0 | 0
2016-03-27 08:00 | 0 | 0 | 0 | 0 | 125891.2715 | 0 | 320006 | 0 | 0 | 0 | 0 | 83051.4577 | 0 | 0 | 0 | 0 | 0 | 0 | 0 | 2570272.3566 | 0 | 0 | 0 | 0 | 0 | 0 | 0 | 0 | 0 | 0 | 0 | 83051.4577 | 0 | 0 | 0 | 0 | 0 | 0 | 0 | 0 | 0 | -277166.1862 | 0 | 0 | 0 | 0 | 0 | 0 | 0 | 0
2016-03-27 09:00 | 0 | 0 | 0 | 0 | 0 | 0 | 321002 | 0 | 0 | 0 | 0 | 0 | 0 | 0 | 0 | 0 | 0 | 0 | 0 | 2332321.8143 | 0 | 0 | 0 | 0 | 0 | 0 | 0 | 0 | 0 | 0 | 0 | -83051.4577 | 0 | 0 | 0 | 0 | 0 | 0 | 0 | 0 | 0 | -237950.5423 | 0 | 0 | 0 | 0 | 0 | 0 | 0 | 0
2016-03-27 10:00 | 0 | 0 | 0 | 0 | 49528.8138 | 0 | 326695 | 0 | 0 | 0 | 0 | 0 | 0 | 0 | 0 | 0 | 0 | 0 | 0 | 2055155.6281 | 0 | 0 | 0 | 0 | 0 | 0 | 0 | 0 | 0 | 0 | 0 | 0 | 0 | 0 | 0 | 0 | 0 | 0 | 0 | 0 | 0 | -277166.1862 | 0 | 0 | 0 | 0 | 0 | 0 | 0 | 0
2016-03-27 11:00 | 0 | 0 | 0 | 0 | 466361.9434 | 0 | 335550 | 0 | 0 | 0 | 0 | 83051.4577 | 0 | 0 | 0 | 0 | 0 | 0 | 0 | 2102916.1138 | 0 | 0 | 0 | 0 | 0 | 0 | 0 | 0 | 0 | 0 | 0 | 83051.4577 | 0 | 0 | 0 | 0 | 0 | 0 | 0 | 0 | 0 | 47760.4857 | 0 | 0 | 0 | 0 | 0 | 0 | 0 | 0
2016-03-27 12:00 | 0 | 0 | 0 | 0 | 0 | 20.5789 | 350038 | 0 | 0 | 0 | 0 | 0 | 0 | 0 | 0 | 0 | 0 | 0 | 0 | 1835950.1504 | 0 | 0 | 0 | 0 | 0 | 0 | 0 | 0 | 0 | 0 | 0 | -83051.4577 | 0 | 0 | 0 | 0 | 0 | 0 | 0 | 0 | 0 | -266965.9634 | 0 | 0 | 0 | 0 | 0 | 0 | 0 | 0
2016-03-27 13:00 | 0 | 0 | 0 | 0 | 0 | 182906.2851 | 364893 | 0 | 0 | 0 | 0 | 0 | 0 | 0 | 0 | 0 | 0 | 0 | 0 | 1653963.4355 | 0 | 0 | 0 | 0 | 0 | 0 | 0 | 0 | 0 | 0 | 0 | 0 | 0 | 0 | 0 | 0 | 0 | 0 | 0 | 0 | 0 | -181986.7149 | 0 | 0 | 0 | 0 | 0 | 0 | 0 | 0
2016-03-27 14:00 | 0 | 0 | 0 | 0 | 90277.755 | 560414.4312 | 373526 | 0 | 0 | 0 | 0 | 0 | 0 | 0 | 0 | 0 | 0 | 0 | 0 | 1931129.6217 | 0 | 0 | 0 | 0 | 0 | 0 | 0 | 0 | 0 | 0 | 0 | 0 | 0 | 0 | 0 | 0 | 0 | 0 | 0 | 0 | 0 | 277166.1862 | 0 | 0 | 0 | 0 | 0 | 0 | 0 | 0
2016-03-27 15:00 | 0 | 0 | 0 | 0 | 0 | 653284.1862 | 376118 | 0 | 0 | 0 | 0 | 0 | 0 | 0 | 0 | 0 | 0 | 0 | 0 | 2208295.8078 | 0 | 0 | 0 | 0 | 0 | 0 | 0 | 0 | 0 | 0 | 0 | 0 | 0 | 0 | 0 | 0 | 0 | 0 | 0 | 0 | 0 | 277166.1862 | 0 | 0 | 0 | 0 | 0 | 0 | 0 | 0
2016-03-27 16:00 | 0 | 0 | 0 | 0 | 0 | 736913.6439 | 376696 | 0 | 0 | 0 | 0 | 83051.4577 | 0 | 0 | 0 | 0 | 0 | 0 | 0 | 2485461.994 | 0 | 0 | 0 | 0 | 0 | 0 | 0 | 0 | 0 | 0 | 0 | 83051.4577 | 0 | 0 | 0 | 0 | 0 | 0 | 0 | 0 | 0 | 277166.1862 | 0 | 0 | 0 | 0 | 0 | 0 | 0 | 0
2016-03-27 17:00 | 0 | 0 | 0 | 0 | 0 | 568164.7285 | 374050 | 0 | 0 | 0 | 0 | 0 | 0 | 0 | 0 | 0 | 0 | 0 | 0 | 2762628.1802 | 0 | 0 | 0 | 0 | 0 | 0 | 0 | 0 | 0 | 0 | 0 | -83051.4577 | 0 | 0 | 0 | 0 | 0 | 0 | 0 | 0 | 0 | 277166.1862 | 0 | 0 | 0 | 0 | 0 | 0 | 0 | 0
2016-03-27 18:00 | 0 | 0 | 0 | 0 | 0 | 729641.6439 | 369424 | 0 | 0 | 0 | 0 | 83051.4577 | 0 | 0 | 0 | 0 | 0 | 0 | 0 | 3039794.3663 | 0 | 0 | 0 | 0 | 0 | 0 | 0 | 0 | 0 | 0 | 0 | 83051.4577 | 0 | 0 | 0 | 0 | 0 | 0 | 0 | 0 | 0 | 277166.1862 | 0 | 0 | 0 | 0 | 0 | 0 | 0 | 0
2016-03-27 19:00 | 0 | 0 | 0 | 0 | 0 | 726810.6439 | 366593 | 0 | 0 | 0 | 0 | 166102.9154 | 0 | 0 | 0 | 0 | 0 | 0 | 0 | 3316960.5525 | 0 | 0 | 0 | 0 | 0 | 0 | 0 | 0 | 0 | 0 | 0 | 83051.4577 | 0 | 0 | 0 | 0 | 0 | 0 | 0 | 0 | 0 | 277166.1862 | 0 | 0 | 0 | 0 | 0 | 0 | 0 | 0
2016-03-27 20:00 | 0 | 0 | 0 | 0 | 0 | 726134.6439 | 365917 | 0 | 0 | 0 | 0 | 249154.3731 | 0 | 0 | 0 | 0 | 0 | 0 | 0 | 3594126.7387 | 0 | 0 | 0 | 0 | 0 | 0 | 0 | 0 | 0 | 0 | 0 | 83051.4577 | 0 | 0 | 0 | 0 | 0 | 0 | 0 | 0 | 0 | 277166.1862 | 0 | 0 | 0 | 0 | 0 | 0 | 0 | 0
2016-03-27 21:00 | 0 | 0 | 0 | 0 | 0 | 690253.1977 | 366194 | 0 | 0 | 0 | 0 | 288293.5665 | 0 | 0 | 0 | 0 | 0 | 0 | 0 | 3871292.9248 | 0 | 7753.8181 | 0 | 0 | 0 | 0 | 0 | 0 | 0 | 0 | 0 | 39139.1934 | 0 | 0 | 0 | 0 | 0 | 0 | 0 | 0 | 0 | 277166.1862 | 0 | 7753.8181 | 0 | 0 | 0 | 0 | 0 | 0
2016-03-27 22:00 | 0 | 0 | 0 | 0 | 0 | 762728.7292 | 369738 | 0 | 0 | 0 | 0 | 371345.0242 | 0 | 0 | 0 | 0 | 0 | 0 | 0 | 4148459.111 | 0 | 40526.9035 | 0 | 0 | 0 | 0 | 0 | 0 | 0 | 0 | 0 | 83051.4577 | 0 | 0 | 0 | 0 | 0 | 0 | 0 | 0 | 0 | 277166.1862 | 0 | 32773.0854 | 0 | 0 | 0 | 0 | 0 | 0
2016-03-27 23:00 | 0 | 0 | 0 | 0 | 0 | 660520.8678 | 378549 | 0 | 0 | 0 | 0 | 376150.7058 | 0 | 0 | 0 | 0 | 0 | 0 | 0 | 4425625.2972 | 0 | 40526.9035 | 0 | 0 | 0 | 0 | 0 | 0 | 0 | 0 | 0 | 4805.6816 | 0 | 0 | 0 | 0 | 0 | 0 | 0 | 0 | 0 | 277166.1862 | 0 | 0 | 0 | 0 | 0 | 0 | 0 | 0
2016-03-28 | 0 | 0 | 0 | 0 | 172722.429 | 349561.527 | 389831 | 0 | 0 | 0 | 0 | 293099.2481 | 0 | 0 | 0 | 0 | 0 | 0 | 0 | 4673902.7962 | 0 | 7753.8181 | 0 | 0 | 0 | 0 | 0 | 0 | 0 | 0 | 0 | -83051.4577 | 0 | 0 | 0 | 0 | 0 | 0 | 0 | 0 | 0 | 248277.4991 | 0 | -32773.0854 | 0 | 0 | 0 | 0 | 0 | 0
2016-03-28 01:00 | 0 | 0 | 0 | 0 | 0 | 28655.6774 | 391812 | 0 | 0 | 0 | 0 | 210047.7904 | 0 | 0 | 0 | 0 | 0 | 0 | 0 | 4401551.7494 | 0 | 0 | 0 | 0 | 0 | 0 | 0 | 0 | 0 | 0 | 0 | -83051.4577 | 0 | 0 | 0 | 0 | 0 | 0 | 0 | 0 | 0 | -272351.0468 | 0 | -7753.8181 | 0 | 0 | 0 | 0 | 0 | 0
2016-03-28 02:00 | 0 | 0 | 0 | 0 | 22712.3561 | 0 | 382930 | 0 | 0 | 0 | 0 | 126996.3327 | 0 | 0 | 0 | 0 | 0 | 0 | 0 | 4124385.5633 | 0 | 0 | 0 | 0 | 0 | 0 | 0 | 0 | 0 | 0 | 0 | -83051.4577 | 0 | 0 | 0 | 0 | 0 | 0 | 0 | 0 | 0 | -277166.1862 | 0 | 0 | 0 | 0 | 0 | 0 | 0 | 0
2016-03-28 03:00 | 0 | 0 | 0 | 0 | 7847.3561 | 0 | 368065 | 0 | 0 | 0 | 0 | 43944.875 | 0 | 0 | 0 | 0 | 0 | 0 | 0 | 3847219.3771 | 0 | 0 | 0 | 0 | 0 | 0 | 0 | 0 | 0 | 0 | 0 | -83051.4577 | 0 | 0 | 0 | 0 | 0 | 0 | 0 | 0 | 0 | -277166.1862 | 0 | 0 | 0 | 0 | 0 | 0 | 0 | 0
2016-03-28 04:00 | 0 | 0 | 0 | 0 | 156370.2715 | 0 | 350485 | 0 | 0 | 0 | 0 | 126996.3327 | 0 | 0 | 0 | 0 | 0 | 0 | 0 | 3570053.191 | 0 | 0 | 0 | 0 | 0 | 0 | 0 | 0 | 0 | 0 | 0 | 83051.4577 | 0 | 0 | 0 | 0 | 0 | 0 | 0 | 0 | 0 | -277166.1862 | 0 | 0 | 0 | 0 | 0 | 0 | 0 | 0
2016-03-28 05:00 | 0 | 0 | 0 | 0 | 0 | 0 | 337077 | 0 | 0 | 0 | 0 | 43944.875 | 0 | 0 | 0 | 0 | 0 | 0 | 0 | 3316027.6487 | 0 | 0 | 0 | 0 | 0 | 0 | 0 | 0 | 0 | 0 | 0 | -83051.4577 | 0 | 0 | 0 | 0 | 0 | 0 | 0 | 0 | 0 | -254025.5423 | 0 | 0 | 0 | 0 | 0 | 0 | 0 | 0
2016-03-28 06:00 | 0 | 0 | 0 | 0 | 66919.7527 | 0 | 328173 | 0 | 0 | 0 | 0 | 59857.8138 | 0 | 0 | 0 | 0 | 0 | 0 | 0 | 3038861.4625 | 0 | 0 | 0 | 0 | 0 | 0 | 0 | 0 | 0 | 0 | 0 | 15912.9388 | 0 | 0 | 0 | 0 | 0 | 0 | 0 | 0 | 0 | -277166.1862 | 0 | 0 | 0 | 0 | 0 | 0 | 0 | 0
2016-03-28 07:00 | 0 | 0 | 0 | 0 | 644530.7495 | 0 | 323301 | 0 | 0 | 0 | 0 | 142909.2715 | 0 | 0 | 0 | 0 | 0 | 0 | 0 | 3277039.7543 | 0 | 0 | 0 | 0 | 0 | 0 | 0 | 0 | 0 | 0 | 0 | 83051.4577 | 0 | 0 | 0 | 0 | 0 | 0 | 0 | 0 | 0 | 238178.2918 | 0 | 0 | 0 | 0 | 0 | 0 | 0 | 0
2016-03-28 08:00 | 0 | 0 | 0 | 0 | 0 | 0 | 324491 | 0 | 0 | 0 | 0 | 59857.8138 | 0 | 0 | 0 | 0 | 0 | 0 | 0 | 3035600.212 | 0 | 0 | 0 | 0 | 0 | 0 | 0 | 0 | 0 | 0 | 0 | -83051.4577 | 0 | 0 | 0 | 0 | 0 | 0 | 0 | 0 | 0 | -241439.5423 | 0 | 0 | 0 | 0 | 0 | 0 | 0 | 0
2016-03-28 09:00 | 0 | 0 | 0 | 0 | 0 | 0 | 337024 | 0 | 0 | 0 | 0 | 0 | 0 | 0 | 0 | 0 | 0 | 0 | 0 | 2758434.0258 | 0 | 0 | 0 | 0 | 0 | 0 | 0 | 0 | 0 | 0 | 0 | -59857.8138 | 0 | 0 | 0 | 0 | 0 | 0 | 0 | 0 | 0 | -277166.1862 | 0 | 0 | 0 | 0 | 0 | 0 | 0 | 0
2016-03-28 10:00 | 0 | 0 | 0 | 0 | 169228.2715 | 0 | 363343 | 0 | 0 | 0 | 0 | 83051.4577 | 0 | 0 | 0 | 0 | 0 | 0 | 0 | 2481267.8396 | 0 | 0 | 0 | 0 | 0 | 0 | 0 | 0 | 0 | 0 | 0 | 83051.4577 | 0 | 0 | 0 | 0 | 0 | 0 | 0 | 0 | 0 | -277166.1862 | 0 | 0 | 0 | 0 | 0 | 0 | 0 | 0
2016-03-28 11:00 | 0 | 0 | 0 | 0 | 32552.3561 | 0 | 392770 | 0 | 0 | 0 | 0 | 0 | 0 | 0 | 0 | 0 | 0 | 0 | 0 | 2204101.6535 | 0 | 0 | 0 | 0 | 0 | 0 | 0 | 0 | 0 | 0 | 0 | -83051.4577 | 0 | 0 | 0 | 0 | 0 | 0 | 0 | 0 | 0 | -277166.1862 | 0 | 0 | 0 | 0 | 0 | 0 | 0 | 0
2016-03-28 12:00 | 0 | 0 | 0 | 0 | 481531.4089 | 37.693 | 410892 | 0 | 0 | 0 | 0 | 83051.4577 | 0 | 0 | 0 | 0 | 0 | 0 | 0 | 2158954.2123 | 0 | 32773.0854 | 0 | 0 | 0 | 0 | 0 | 0 | 0 | 0 | 0 | 83051.4577 | 0 | 0 | 0 | 0 | 0 | 0 | 0 | 0 | 0 | -45147.4412 | 0 | 32773.0854 | 0 | 0 | 0 | 0 | 0 | 0
2016-03-28 13:00 | 0 | 0 | 0 | 0 | 0 | 167295.9604 | 421543 | 0 | 0 | 0 | 0 | 0 | 0 | 0 | 0 | 0 | 0 | 0 | 0 | 2020531.7158 | 0 | 0 | 0 | 0 | 0 | 0 | 0 | 0 | 0 | 0 | 0 | -83051.4577 | 0 | 0 | 0 | 0 | 0 | 0 | 0 | 0 | 0 | -138422.4965 | 0 | -32773.0854 | 0 | 0 | 0 | 0 | 0 | 0
2016-03-28 14:00 | 0 | 0 | 0 | 0 | 0 | 473684.8177 | 429601 | 0 | 0 | 0 | 0 | 0 | 0 | 0 | 0 | 0 | 0 | 0 | 0 | 2064615.5335 | 0 | 0 | 0 | 0 | 0 | 0 | 0 | 0 | 0 | 0 | 0 | 0 | 0 | 0 | 0 | 0 | 0 | 0 | 0 | 0 | 0 | 44083.8177 | 0 | 0 | 0 | 0 | 0 | 0 | 0 | 0
2016-03-28 15:00 | 0 | 0 | 0 | 0 | 132068.8246 | 660909.8193 | 432761 | 0 | 0 | 0 | 0 | 83051.4577 | 0 | 0 | 0 | 0 | 0 | 0 | 0 | 2341781.7196 | 0 | 0 | 0 | 0 | 0 | 0 | 0 | 0 | 0 | 0 | 0 | 83051.4577 | 0 | 0 | 0 | 0 | 0 | 0 | 0 | 0 | 0 | 277166.1862 | 0 | 0 | 0 | 0 | 0 | 0 | 0 | 0
2016-03-28 16:00 | 0 | 0 | 0 | 0 | 0 | 712921.5333 | 432650 | 0 | 0 | 0 | 0 | 86156.8048 | 0 | 0 | 0 | 0 | 0 | 0 | 0 | 2618947.9058 | 0 | 0 | 0 | 0 | 0 | 0 | 0 | 0 | 0 | 0 | 0 | 3105.3471 | 0 | 0 | 0 | 0 | 0 | 0 | 0 | 0 | 0 | 277166.1862 | 0 | 0 | 0 | 0 | 0 | 0 | 0 | 0
2016-03-28 17:00 | 0 | 0 | 0 | 0 | 0 | 726657.3908 | 432249 | 0 | 0 | 0 | 0 | 103399.0094 | 0 | 0 | 0 | 0 | 0 | 0 | 0 | 2896114.092 | 0 | 0 | 0 | 0 | 0 | 0 | 0 | 0 | 0 | 0 | 0 | 17242.2046 | 0 | 0 | 0 | 0 | 0 | 0 | 0 | 0 | 0 | 277166.1862 | 0 | 0 | 0 | 0 | 0 | 0 | 0 | 0
2016-03-28 18:00 | 0 | 0 | 0 | 0 | 68745.5568 | 722836.0871 | 431364 | 0 | 0 | 0 | 0 | 186450.4671 | 0 | 0 | 0 | 0 | 0 | 0 | 0 | 3173280.2781 | 0 | 0 | 0 | 0 | 0 | 0 | 0 | 0 | 0 | 0 | 0 | 83051.4577 | 0 | 0 | 0 | 0 | 0 | 0 | 0 | 0 | 0 | 277166.1862 | 0 | 0 | 0 | 0 | 0 | 0 | 0 | 0
2016-03-28 19:00 | 0 | 0 | 0 | 0 | 0 | 710276.1494 | 429831 | 0 | 0 | 0 | 0 | 189729.4304 | 0 | 0 | 0 | 0 | 0 | 0 | 0 | 3450446.4643 | 0 | 0 | 0 | 0 | 0 | 0 | 0 | 0 | 0 | 0 | 0 | 3278.9632 | 0 | 0 | 0 | 0 | 0 | 0 | 0 | 0 | 0 | 277166.1862 | 0 | 0 | 0 | 0 | 0 | 0 | 0 | 0
2016-03-28 20:00 | 0 | 0 | 0 | 0 | 0 | 695640.8494 | 428490 | 0 | 0 | 0 | 0 | 207860.2853 | 0 | 0 | 0 | 0 | 0 | 0 | 0 | 3699466.4588 | 0 | 0 | 0 | 0 | 0 | 0 | 0 | 0 | 0 | 0 | 0 | 18130.855 | 0 | 0 | 0 | 0 | 0 | 0 | 0 | 0 | 0 | 249019.9945 | 0 | 0 | 0 | 0 | 0 | 0 | 0 | 0
2016-03-28 21:00 | 0 | 0 | 0 | 0 | 0 | 664624.8163 | 429216 | 0 | 0 | 0 | 0 | 166102.9154 | 0 | 0 | 0 | 0 | 0 | 0 | 0 | 3976632.6449 | 0 | 0 | 0 | 0 | 0 | 0 | 0 | 0 | 0 | 0 | 0 | -41757.3699 | 0 | 0 | 0 | 0 | 0 | 0 | 0 | 0 | 0 | 277166.1862 | 0 | 0 | 0 | 0 | 0 | 0 | 0 | 0
2016-03-28 22:00 | 0 | 0 | 0 | 0 | 0 | 604998.0842 | 428639 | 0 | 0 | 0 | 0 | 83051.4577 | 0 | 0 | 0 | 0 | 0 | 0 | 0 | 4236043.1868 | 0 | 0 | 0 | 0 | 0 | 0 | 0 | 0 | 0 | 0 | 0 | -83051.4577 | 0 | 0 | 0 | 0 | 0 | 0 | 0 | 0 | 0 | 259410.5419 | 0 | 0 | 0 | 0 | 0 | 0 | 0 | 0
2016-03-28 23:00 | 0 | 0 | 0 | 0 | 0 | 475043.7038 | 430926 | 0 | 0 | 0 | 0 | 166102.9154 | 0 | 0 | 0 | 0 | 0 | 0 | 0 | 4197109.4329 | 0 | 0 | 0 | 0 | 0 | 0 | 0 | 0 | 0 | 0 | 0 | 83051.4577 | 0 | 0 | 0 | 0 | 0 | 0 | 0 | 0 | 0 | -38933.7539 | 0 | 0 | 0 | 0 | 0 | 0 | 0 | 0
2016-03-29 | 0 | 0 | 0 | 0 | 0 | 232688.9933 | 437328 | 0 | 0 | 0 | 0 | 83051.4577 | 0 | 0 | 0 | 0 | 0 | 0 | 0 | 4075521.884 | 0 | 0 | 0 | 0 | 0 | 0 | 0 | 0 | 0 | 0 | 0 | -83051.4577 | 0 | 0 | 0 | 0 | 0 | 0 | 0 | 0 | 0 | -121587.549 | 0 | 0 | 0 | 0 | 0 | 0 | 0 | 0
2016-03-29 01:00 | 0 | 0 | 0 | 0 | 46811.9758 | 26876.3803 | 433906 | 0 | 0 | 0 | 0 | 0 | 0 | 0 | 0 | 0 | 0 | 0 | 0 | 3798355.6978 | 0 | 0 | 0 | 0 | 0 | 0 | 0 | 0 | 0 | 0 | 0 | -83051.4577 | 0 | 0 | 0 | 0 | 0 | 0 | 0 | 0 | 0 | -277166.1862 | 0 | 0 | 0 | 0 | 0 | 0 | 0 | 0
2016-03-29 02:00 | 0 | 0 | 0 | 0 | 223705.2715 | 0 | 417820 | 0 | 0 | 0 | 0 | 83051.4577 | 0 | 0 | 0 | 0 | 0 | 0 | 0 | 3521189.5116 | 0 | 0 | 0 | 0 | 0 | 0 | 0 | 0 | 0 | 0 | 0 | 83051.4577 | 0 | 0 | 0 | 0 | 0 | 0 | 0 | 0 | 0 | -277166.1862 | 0 | 0 | 0 | 0 | 0 | 0 | 0 | 0
2016-03-29 03:00 | 0 | 0 | 0 | 0 | 36692.3561 | 0 | 396910 | 0 | 0 | 0 | 0 | 0 | 0 | 0 | 0 | 0 | 0 | 0 | 0 | 3244023.3255 | 0 | 0 | 0 | 0 | 0 | 0 | 0 | 0 | 0 | 0 | 0 | -83051.4577 | 0 | 0 | 0 | 0 | 0 | 0 | 0 | 0 | 0 | -277166.1862 | 0 | 0 | 0 | 0 | 0 | 0 | 0 | 0
2016-03-29 04:00 | 0 | 0 | 0 | 0 | 97902.8138 | 0 | 375069 | 0 | 0 | 0 | 0 | 0 | 0 | 0 | 0 | 0 | 0 | 0 | 0 | 2966857.1393 | 0 | 0 | 0 | 0 | 0 | 0 | 0 | 0 | 0 | 0 | 0 | 0 | 0 | 0 | 0 | 0 | 0 | 0 | 0 | 0 | 0 | -277166.1862 | 0 | 0 | 0 | 0 | 0 | 0 | 0 | 0
2016-03-29 05:00 | 0 | 0 | 0 | 0 | 164891.2715 | 0 | 359006 | 0 | 0 | 0 | 0 | 83051.4577 | 0 | 0 | 0 | 0 | 0 | 0 | 0 | 2689690.9531 | 0 | 0 | 0 | 0 | 0 | 0 | 0 | 0 | 0 | 0 | 0 | 83051.4577 | 0 | 0 | 0 | 0 | 0 | 0 | 0 | 0 | 0 | -277166.1862 | 0 | 0 | 0 | 0 | 0 | 0 | 0 | 0
2016-03-29 06:00 | 0 | 0 | 0 | 0 | 542190.7285 | 0 | 348076 | 0 | 0 | 0 | 0 | 0 | 0 | 0 | 0 | 0 | 0 | 0 | 0 | 2966857.1393 | 0 | 0 | 0 | 0 | 0 | 0 | 0 | 0 | 0 | 0 | 0 | -83051.4577 | 0 | 0 | 0 | 0 | 0 | 0 | 0 | 0 | 0 | 277166.1862 | 0 | 0 | 0 | 0 | 0 | 0 | 0 | 0
2016-03-29 07:00 | 0 | 0 | 0 | 0 | 148394.2715 | 0 | 342509 | 0 | 0 | 0 | 0 | 83051.4577 | 0 | 0 | 0 | 0 | 0 | 0 | 0 | 2689690.9531 | 0 | 0 | 0 | 0 | 0 | 0 | 0 | 0 | 0 | 0 | 0 | 83051.4577 | 0 | 0 | 0 | 0 | 0 | 0 | 0 | 0 | 0 | -277166.1862 | 0 | 0 | 0 | 0 | 0 | 0 | 0 | 0
2016-03-29 08:00 | 0 | 0 | 0 | 0 | 148381.2715 | 0 | 342496 | 0 | 0 | 0 | 0 | 166102.9154 | 0 | 0 | 0 | 0 | 0 | 0 | 0 | 2412524.767 | 0 | 0 | 0 | 0 | 0 | 0 | 0 | 0 | 0 | 0 | 0 | 83051.4577 | 0 | 0 | 0 | 0 | 0 | 0 | 0 | 0 | 0 | -277166.1862 | 0 | 0 | 0 | 0 | 0 | 0 | 0 | 0
2016-03-29 09:00 | 0 | 0 | 0 | 0 | 0 | 0 | 353594 | 0 | 0 | 0 | 0 | 83051.4577 | 0 | 0 | 0 | 0 | 0 | 0 | 0 | 2141982.2247 | 0 | 0 | 0 | 0 | 0 | 0 | 0 | 0 | 0 | 0 | 0 | -83051.4577 | 0 | 0 | 0 | 0 | 0 | 0 | 0 | 0 | 0 | -270542.5423 | 0 | 0 | 0 | 0 | 0 | 0 | 0 | 0
2016-03-29 10:00 | 0 | 0 | 0 | 0 | 48608.3342 | 0 | 381057 | 0 | 0 | 0 | 0 | 27768.978 | 0 | 0 | 0 | 0 | 0 | 0 | 0 | 1864816.0385 | 0 | 0 | 0 | 0 | 0 | 0 | 0 | 0 | 0 | 0 | 0 | -55282.4797 | 0 | 0 | 0 | 0 | 0 | 0 | 0 | 0 | 0 | -277166.1862 | 0 | 0 | 0 | 0 | 0 | 0 | 0 | 0
2016-03-29 11:00 | 0 | 0 | 0 | 0 | 617659.2713 | 0 | 409016 | 0 | 0 | 0 | 0 | 110820.4357 | 0 | 0 | 0 | 0 | 0 | 0 | 0 | 1957634.7668 | 0 | 32773.0854 | 0 | 0 | 0 | 0 | 0 | 0 | 0 | 0 | 0 | 83051.4577 | 0 | 0 | 0 | 0 | 0 | 0 | 0 | 0 | 0 | 92818.7282 | 0 | 32773.0854 | 0 | 0 | 0 | 0 | 0 | 0
2016-03-29 12:00 | 0 | 0 | 0 | 0 | 28260.2821 | 24.9887 | 421276 | 0 | 0 | 0 | 0 | 27768.978 | 0 | 0 | 0 | 0 | 0 | 0 | 0 | 1680468.5806 | 0 | 0 | 0 | 0 | 0 | 0 | 0 | 0 | 0 | 0 | 0 | -83051.4577 | 0 | 0 | 0 | 0 | 0 | 0 | 0 | 0 | 0 | -277166.1862 | 0 | -32773.0854 | 0 | 0 | 0 | 0 | 0 | 0
2016-03-29 13:00 | 0 | 0 | 0 | 0 | 0 | 121180.8358 | 426116 | 0 | 0 | 0 | 0 | 0 | 0 | 0 | 0 | 0 | 0 | 0 | 0 | 1403302.3944 | 0 | 0 | 0 | 0 | 0 | 0 | 0 | 0 | 0 | 0 | 0 | -27768.978 | 0 | 0 | 0 | 0 | 0 | 0 | 0 | 0 | 0 | -277166.1862 | 0 | 0 | 0 | 0 | 0 | 0 | 0 | 0
2016-03-29 14:00 | 0 | 0 | 0 | 0 | 0 | 442530.1909 | 430112 | 0 | 0 | 0 | 0 | 0 | 0 | 0 | 0 | 0 | 0 | 0 | 0 | 1415720.5854 | 0 | 0 | 0 | 0 | 0 | 0 | 0 | 0 | 0 | 0 | 0 | 0 | 0 | 0 | 0 | 0 | 0 | 0 | 0 | 0 | 0 | 12418.1909 | 0 | 0 | 0 | 0 | 0 | 0 | 0 | 0
2016-03-29 15:00 | 0 | 0 | 0 | 0 | 42177.6506 | 664870.5356 | 429882 | 0 | 0 | 0 | 0 | 0 | 0 | 0 | 0 | 0 | 0 | 0 | 0 | 1692886.7716 | 0 | 0 | 0 | 0 | 0 | 0 | 0 | 0 | 0 | 0 | 0 | 0 | 0 | 0 | 0 | 0 | 0 | 0 | 0 | 0 | 0 | 277166.1862 | 0 | 0 | 0 | 0 | 0 | 0 | 0 | 0
2016-03-29 16:00 | 0 | 0 | 0 | 0 | 60325.5121 | 726337.1318 | 426445 | 0 | 0 | 0 | 0 | 83051.4577 | 0 | 0 | 0 | 0 | 0 | 0 | 0 | 1970052.9577 | 0 | 0 | 0 | 0 | 0 | 0 | 0 | 0 | 0 | 0 | 0 | 83051.4577 | 0 | 0 | 0 | 0 | 0 | 0 | 0 | 0 | 0 | 277166.1862 | 0 | 0 | 0 | 0 | 0 | 0 | 0 | 0
2016-03-29 17:00 | 0 | 0 | 0 | 0 | 0 | 741370.1618 | 423530 | 0 | 0 | 0 | 0 | 123725.4334 | 0 | 0 | 0 | 0 | 0 | 0 | 0 | 2247219.1439 | 0 | 0 | 0 | 0 | 0 | 0 | 0 | 0 | 0 | 0 | 0 | 40673.9757 | 0 | 0 | 0 | 0 | 0 | 0 | 0 | 0 | 0 | 277166.1862 | 0 | 0 | 0 | 0 | 0 | 0 | 0 | 0
2016-03-29 18:00 | 0 | 0 | 0 | 0 | 0 | 733069.726 | 419707 | 0 | 0 | 0 | 0 | 159921.9732 | 0 | 0 | 0 | 0 | 0 | 0 | 0 | 2524385.33 | 0 | 0 | 0 | 0 | 0 | 0 | 0 | 0 | 0 | 0 | 0 | 36196.5398 | 0 | 0 | 0 | 0 | 0 | 0 | 0 | 0 | 0 | 277166.1862 | 0 | 0 | 0 | 0 | 0 | 0 | 0 | 0
2016-03-29 19:00 | 0 | 0 | 0 | 0 | 0 | 719129.1421 | 414668 | 0 | 0 | 0 | 0 | 187216.9292 | 0 | 0 | 0 | 0 | 0 | 0 | 0 | 2801551.5162 | 0 | 0 | 0 | 0 | 0 | 0 | 0 | 0 | 0 | 0 | 0 | 27294.9559 | 0 | 0 | 0 | 0 | 0 | 0 | 0 | 0 | 0 | 277166.1862 | 0 | 0 | 0 | 0 | 0 | 0 | 0 | 0
2016-03-29 20:00 | 0 | 0 | 0 | 0 | 0 | 702459.8372 | 411618 | 0 | 0 | 0 | 0 | 270268.3869 | 0 | 0 | 0 | 0 | 0 | 0 | 0 | 3009341.8957 | 0 | 0 | 0 | 0 | 0 | 0 | 0 | 0 | 0 | 0 | 0 | 83051.4577 | 0 | 0 | 0 | 0 | 0 | 0 | 0 | 0 | 0 | 207790.3795 | 0 | 0 | 0 | 0 | 0 | 0 | 0 | 0
2016-03-29 21:00 | 0 | 0 | 0 | 0 | 0 | 666874.5143 | 410978 | 0 | 0 | 0 | 0 | 248998.715 | 0 | 0 | 0 | 0 | 0 | 0 | 0 | 3286508.0818 | 0 | 0 | 0 | 0 | 0 | 0 | 0 | 0 | 0 | 0 | 0 | -21269.6719 | 0 | 0 | 0 | 0 | 0 | 0 | 0 | 0 | 0 | 277166.1862 | 0 | 0 | 0 | 0 | 0 | 0 | 0 | 0
2016-03-29 22:00 | 0 | 0 | 0 | 0 | 0 | 581936.1893 | 411659 | 0 | 0 | 0 | 0 | 165947.2573 | 0 | 0 | 0 | 0 | 0 | 0 | 0 | 3539836.7289 | 0 | 0 | 0 | 0 | 0 | 0 | 0 | 0 | 0 | 0 | 0 | -83051.4577 | 0 | 0 | 0 | 0 | 0 | 0 | 0 | 0 | 0 | 253328.647 | 0 | 0 | 0 | 0 | 0 | 0 | 0 | 0
2016-03-29 23:00 | 0 | 0 | 0 | 0 | 0 | 423859.2245 | 416763 | 0 | 0 | 0 | 0 | 82895.7996 | 0 | 0 | 0 | 0 | 0 | 0 | 0 | 3629984.4111 | 0 | 0 | 0 | 0 | 0 | 0 | 0 | 0 | 0 | 0 | 0 | -83051.4577 | 0 | 0 | 0 | 0 | 0 | 0 | 0 | 0 | 0 | 90147.6822 | 0 | 0 | 0 | 0 | 0 | 0 | 0 | 0
2016-03-30 | 0 | 0 | 0 | 0 | 7835.7106 | 226925.5609 | 428876 | 0 | 0 | 0 | 0 | 165947.2573 | 0 | 0 | 0 | 0 | 0 | 0 | 0 | 3352818.2249 | 0 | 0 | 0 | 0 | 0 | 0 | 0 | 0 | 0 | 0 | 0 | 83051.4577 | 0 | 0 | 0 | 0 | 0 | 0 | 0 | 0 | 0 | -277166.1862 | 0 | 0 | 0 | 0 | 0 | 0 | 0 | 0
2016-03-30 01:00 | 0 | 0 | 0 | 0 | 37048.1268 | 29603.2293 | 426869 | 0 | 0 | 0 | 0 | 82895.7996 | 0 | 0 | 0 | 0 | 0 | 0 | 0 | 3075652.0388 | 0 | 0 | 0 | 0 | 0 | 0 | 0 | 0 | 0 | 0 | 0 | -83051.4577 | 0 | 0 | 0 | 0 | 0 | 0 | 0 | 0 | 0 | -277166.1862 | 0 | 0 | 0 | 0 | 0 | 0 | 0 | 0
2016-03-30 02:00 | 0 | 0 | 0 | 0 | 117985.8281 | 0 | 411229 | 0 | 0 | 0 | 0 | 66818.8138 | 0 | 0 | 0 | 0 | 0 | 0 | 0 | 2798485.8526 | 0 | 0 | 0 | 0 | 0 | 0 | 0 | 0 | 0 | 0 | 0 | -16076.9857 | 0 | 0 | 0 | 0 | 0 | 0 | 0 | 0 | 0 | -277166.1862 | 0 | 0 | 0 | 0 | 0 | 0 | 0 | 0
2016-03-30 03:00 | 0 | 0 | 0 | 0 | 197828.2715 | 0 | 391943 | 0 | 0 | 0 | 0 | 149870.2715 | 0 | 0 | 0 | 0 | 0 | 0 | 0 | 2521319.6664 | 0 | 0 | 0 | 0 | 0 | 0 | 0 | 0 | 0 | 0 | 0 | 83051.4577 | 0 | 0 | 0 | 0 | 0 | 0 | 0 | 0 | 0 | -277166.1862 | 0 | 0 | 0 | 0 | 0 | 0 | 0 | 0
2016-03-30 04:00 | 0 | 0 | 0 | 0 | 13081.3561 | 0 | 373299 | 0 | 0 | 0 | 0 | 66818.8138 | 0 | 0 | 0 | 0 | 0 | 0 | 0 | 2244153.4803 | 0 | 0 | 0 | 0 | 0 | 0 | 0 | 0 | 0 | 0 | 0 | -83051.4577 | 0 | 0 | 0 | 0 | 0 | 0 | 0 | 0 | 0 | -277166.1862 | 0 | 0 | 0 | 0 | 0 | 0 | 0 | 0
2016-03-30 05:00 | 0 | 0 | 0 | 0 | 688023.9707 | 0 | 358903 | 0 | 0 | 0 | 0 | 149870.2715 | 0 | 0 | 0 | 0 | 0 | 0 | 0 | 2490222.9932 | 0 | 0 | 0 | 0 | 0 | 0 | 0 | 0 | 0 | 0 | 0 | 83051.4577 | 0 | 0 | 0 | 0 | 0 | 0 | 0 | 0 | 0 | 246069.5129 | 0 | 0 | 0 | 0 | 0 | 0 | 0 | 0
2016-03-30 06:00 | 0 | 0 | 0 | 0 | 0 | 0 | 348692 | 0 | 0 | 0 | 0 | 66818.8138 | 0 | 0 | 0 | 0 | 0 | 0 | 0 | 2224582.4509 | 0 | 0 | 0 | 0 | 0 | 0 | 0 | 0 | 0 | 0 | 0 | -83051.4577 | 0 | 0 | 0 | 0 | 0 | 0 | 0 | 0 | 0 | -265640.5423 | 0 | 0 | 0 | 0 | 0 | 0 | 0 | 0
2016-03-30 07:00 | 0 | 0 | 0 | 0 | 0 | 0 | 343985 | 0 | 0 | 0 | 0 | 0 | 0 | 0 | 0 | 0 | 0 | 0 | 0 | 1947416.2648 | 0 | 0 | 0 | 0 | 0 | 0 | 0 | 0 | 0 | 0 | 0 | -66818.8138 | 0 | 0 | 0 | 0 | 0 | 0 | 0 | 0 | 0 | -277166.1862 | 0 | 0 | 0 | 0 | 0 | 0 | 0 | 0
2016-03-30 08:00 | 0 | 0 | 0 | 0 | 151209.2715 | 0 | 345324 | 0 | 0 | 0 | 0 | 83051.4577 | 0 | 0 | 0 | 0 | 0 | 0 | 0 | 1670250.0786 | 0 | 0 | 0 | 0 | 0 | 0 | 0 | 0 | 0 | 0 | 0 | 83051.4577 | 0 | 0 | 0 | 0 | 0 | 0 | 0 | 0 | 0 | -277166.1862 | 0 | 0 | 0 | 0 | 0 | 0 | 0 | 0
2016-03-30 09:00 | 0 | 0 | 0 | 0 | 0 | 0 | 354962 | 0 | 0 | 0 | 0 | 0 | 0 | 0 | 0 | 0 | 0 | 0 | 0 | 1398339.5363 | 0 | 0 | 0 | 0 | 0 | 0 | 0 | 0 | 0 | 0 | 0 | -83051.4577 | 0 | 0 | 0 | 0 | 0 | 0 | 0 | 0 | 0 | -271910.5423 | 0 | 0 | 0 | 0 | 0 | 0 | 0 | 0
2016-03-30 10:00 | 0 | 0 | 0 | 0 | 105512.8138 | 0 | 382679 | 0 | 0 | 0 | 0 | 0 | 0 | 0 | 0 | 0 | 0 | 0 | 0 | 1121173.3501 | 0 | 0 | 0 | 0 | 0 | 0 | 0 | 0 | 0 | 0 | 0 | 0 | 0 | 0 | 0 | 0 | 0 | 0 | 0 | 0 | 0 | -277166.1862 | 0 | 0 | 0 | 0 | 0 | 0 | 0 | 0
2016-03-30 11:00 | 0 | 0 | 0 | 0 | 616147.2248 | 0 | 409373 | 0 | 0 | 0 | 0 | 83051.4577 | 0 | 0 | 0 | 0 | 0 | 0 | 0 | 1244896.1172 | 0 | 0 | 0 | 0 | 0 | 0 | 0 | 0 | 0 | 0 | 0 | 83051.4577 | 0 | 0 | 0 | 0 | 0 | 0 | 0 | 0 | 0 | 123722.7671 | 0 | 0 | 0 | 0 | 0 | 0 | 0 | 0
2016-03-30 12:00 | 0 | 0 | 0 | 0 | 59738.7324 | 23.6237 | 419980 | 0 | 0 | 0 | 0 | 0 | 0 | 0 | 0 | 0 | 0 | 0 | 0 | 967729.9311 | 0 | 0 | 0 | 0 | 0 | 0 | 0 | 0 | 0 | 0 | 0 | -83051.4577 | 0 | 0 | 0 | 0 | 0 | 0 | 0 | 0 | 0 | -277166.1862 | 0 | 0 | 0 | 0 | 0 | 0 | 0 | 0
2016-03-30 13:00 | 0 | 0 | 0 | 0 | 24029.8578 | 122199.956 | 423396 | 0 | 0 | 0 | 0 | 0 | 0 | 0 | 0 | 0 | 0 | 0 | 0 | 690563.7449 | 0 | 0 | 0 | 0 | 0 | 0 | 0 | 0 | 0 | 0 | 0 | 0 | 0 | 0 | 0 | 0 | 0 | 0 | 0 | 0 | 0 | -277166.1862 | 0 | 0 | 0 | 0 | 0 | 0 | 0 | 0
2016-03-30 14:00 | 0 | 0 | 0 | 0 | 220282.5047 | 482872.6815 | 425989 | 0 | 0 | 0 | 0 | 0 | 0 | 0 | 0 | 0 | 0 | 0 | 0 | 967729.9311 | 0 | 0 | 0 | 0 | 0 | 0 | 0 | 0 | 0 | 0 | 0 | 0 | 0 | 0 | 0 | 0 | 0 | 0 | 0 | 0 | 0 | 277166.1862 | 0 | 0 | 0 | 0 | 0 | 0 | 0 | 0
2016-03-30 15:00 | 0 | 0 | 0 | 0 | 0 | 703044.1862 | 425878 | 0 | 0 | 0 | 0 | 0 | 0 | 0 | 0 | 0 | 0 | 0 | 0 | 1244896.1172 | 0 | 0 | 0 | 0 | 0 | 0 | 0 | 0 | 0 | 0 | 0 | 0 | 0 | 0 | 0 | 0 | 0 | 0 | 0 | 0 | 0 | 277166.1862 | 0 | 0 | 0 | 0 | 0 | 0 | 0 | 0
2016-03-30 16:00 | 0 | 0 | 0 | 0 | 0 | 793968.9779 | 423641 | 0 | 0 | 0 | 0 | 83051.4577 | 0 | 0 | 0 | 0 | 0 | 0 | 0 | 1522062.3034 | 0 | 10110.3341 | 0 | 0 | 0 | 0 | 0 | 0 | 0 | 0 | 0 | 83051.4577 | 0 | 0 | 0 | 0 | 0 | 0 | 0 | 0 | 0 | 277166.1862 | 0 | 10110.3341 | 0 | 0 | 0 | 0 | 0 | 0
2016-03-30 17:00 | 0 | 0 | 0 | 0 | 0 | 711255.1809 | 422023 | 0 | 0 | 0 | 0 | 105227.7865 | 0 | 0 | 0 | 0 | 0 | 0 | 0 | 1799228.4896 | 0 | 0 | 0 | 0 | 0 | 0 | 0 | 0 | 0 | 0 | 0 | 22176.3287 | 0 | 0 | 0 | 0 | 0 | 0 | 0 | 0 | 0 | 277166.1862 | 0 | -10110.3341 | 0 | 0 | 0 | 0 | 0 | 0
2016-03-30 18:00 | 0 | 0 | 0 | 0 | 0 | 782565.6401 | 419795 | 0 | 0 | 0 | 0 | 188279.2442 | 0 | 0 | 0 | 0 | 0 | 0 | 0 | 2076394.6757 | 0 | 2552.9962 | 0 | 0 | 0 | 0 | 0 | 0 | 0 | 0 | 0 | 83051.4577 | 0 | 0 | 0 | 0 | 0 | 0 | 0 | 0 | 0 | 277166.1862 | 0 | 2552.9962 | 0 | 0 | 0 | 0 | 0 | 0
2016-03-30 19:00 | 0 | 0 | 0 | 0 | 0 | 771301.3494 | 420096 | 0 | 0 | 0 | 0 | 229545.322 | 0 | 0 | 0 | 0 | 0 | 0 | 0 | 2353560.8619 | 0 | 35326.0816 | 0 | 0 | 0 | 0 | 0 | 0 | 0 | 0 | 0 | 41266.0779 | 0 | 0 | 0 | 0 | 0 | 0 | 0 | 0 | 0 | 277166.1862 | 0 | 32773.0854 | 0 | 0 | 0 | 0 | 0 | 0
2016-03-30 20:00 | 0 | 0 | 0 | 0 | 0 | 767898.7757 | 419362 | 0 | 0 | 0 | 0 | 312596.7797 | 0 | 0 | 0 | 0 | 0 | 0 | 0 | 2630727.0481 | 0 | 23645.2134 | 0 | 0 | 0 | 0 | 0 | 0 | 0 | 0 | 0 | 83051.4577 | 0 | 0 | 0 | 0 | 0 | 0 | 0 | 0 | 0 | 277166.1862 | 0 | -11680.8682 | 0 | 0 | 0 | 0 | 0 | 0
2016-03-30 21:00 | 0 | 0 | 0 | 0 | 0 | 755565.9124 | 420230 | 0 | 0 | 0 | 0 | 353884.8159 | 0 | 0 | 0 | 0 | 0 | 0 | 0 | 2907893.2342 | 0 | 40526.9035 | 0 | 0 | 0 | 0 | 0 | 0 | 0 | 0 | 0 | 41288.0362 | 0 | 0 | 0 | 0 | 0 | 0 | 0 | 0 | 0 | 277166.1862 | 0 | 16881.6901 | 0 | 0 | 0 | 0 | 0 | 0
2016-03-30 22:00 | 0 | 0 | 0 | 0 | 0 | 720563.0761 | 421131 | 0 | 0 | 0 | 0 | 376150.7058 | 0 | 0 | 0 | 0 | 0 | 0 | 0 | 3185059.4204 | 0 | 40526.9035 | 0 | 0 | 0 | 0 | 0 | 0 | 0 | 0 | 0 | 22265.8899 | 0 | 0 | 0 | 0 | 0 | 0 | 0 | 0 | 0 | 277166.1862 | 0 | 0 | 0 | 0 | 0 | 0 | 0 | 0
2016-03-30 23:00 | 0 | 0 | 0 | 0 | 0 | 603844.5922 | 425611 | 0 | 0 | 0 | 0 | 309991.1972 | 0 | 0 | 0 | 0 | 0 | 0 | 0 | 3462225.6066 | 0 | 7753.8181 | 0 | 0 | 0 | 0 | 0 | 0 | 0 | 0 | 0 | -66159.5086 | 0 | 0 | 0 | 0 | 0 | 0 | 0 | 0 | 0 | 277166.1862 | 0 | -32773.0854 | 0 | 0 | 0 | 0 | 0 | 0
2016-03-31 | 0 | 0 | 0 | 0 | 0 | 354222.5356 | 434380 | 0 | 0 | 0 | 0 | 226939.7395 | 0 | 0 | 0 | 0 | 0 | 0 | 0 | 3472873.4179 | 0 | 0 | 0 | 0 | 0 | 0 | 0 | 0 | 0 | 0 | 0 | -83051.4577 | 0 | 0 | 0 | 0 | 0 | 0 | 0 | 0 | 0 | 10647.8114 | 0 | -7753.8181 | 0 | 0 | 0 | 0 | 0 | 0
2016-03-31 01:00 | 0 | 0 | 0 | 0 | 18396.6046 | 50841.7515 | 429456 | 0 | 0 | 0 | 0 | 143888.2818 | 0 | 0 | 0 | 0 | 0 | 0 | 0 | 3195707.2318 | 0 | 0 | 0 | 0 | 0 | 0 | 0 | 0 | 0 | 0 | 0 | -83051.4577 | 0 | 0 | 0 | 0 | 0 | 0 | 0 | 0 | 0 | -277166.1862 | 0 | 0 | 0 | 0 | 0 | 0 | 0 | 0
2016-03-31 02:00 | 0 | 0 | 0 | 0 | 52094.3561 | 0 | 412312 | 0 | 0 | 0 | 0 | 60836.8241 | 0 | 0 | 0 | 0 | 0 | 0 | 0 | 2918541.0456 | 0 | 0 | 0 | 0 | 0 | 0 | 0 | 0 | 0 | 0 | 0 | -83051.4577 | 0 | 0 | 0 | 0 | 0 | 0 | 0 | 0 | 0 | -277166.1862 | 0 | 0 | 0 | 0 | 0 | 0 | 0 | 0
2016-03-31 03:00 | 0 | 0 | 0 | 0 | 197947.2715 | 0 | 392062 | 0 | 0 | 0 | 0 | 143888.2818 | 0 | 0 | 0 | 0 | 0 | 0 | 0 | 2641374.8594 | 0 | 0 | 0 | 0 | 0 | 0 | 0 | 0 | 0 | 0 | 0 | 83051.4577 | 0 | 0 | 0 | 0 | 0 | 0 | 0 | 0 | 0 | -277166.1862 | 0 | 0 | 0 | 0 | 0 | 0 | 0 | 0
2016-03-31 04:00 | 0 | 0 | 0 | 0 | 10390.3561 | 0 | 370608 | 0 | 0 | 0 | 0 | 60836.8241 | 0 | 0 | 0 | 0 | 0 | 0 | 0 | 2364208.6733 | 0 | 0 | 0 | 0 | 0 | 0 | 0 | 0 | 0 | 0 | 0 | -83051.4577 | 0 | 0 | 0 | 0 | 0 | 0 | 0 | 0 | 0 | -277166.1862 | 0 | 0 | 0 | 0 | 0 | 0 | 0 | 0
2016-03-31 05:00 | 0 | 0 | 0 | 0 | 99061.4474 | 0 | 354013 | 0 | 0 | 0 | 0 | 83051.4577 | 0 | 0 | 0 | 0 | 0 | 0 | 0 | 2087042.4871 | 0 | 0 | 0 | 0 | 0 | 0 | 0 | 0 | 0 | 0 | 0 | 22214.6336 | 0 | 0 | 0 | 0 | 0 | 0 | 0 | 0 | 0 | -277166.1862 | 0 | 0 | 0 | 0 | 0 | 0 | 0 | 0
2016-03-31 06:00 | 0 | 0 | 0 | 0 | 147870.2715 | 0 | 341985 | 0 | 0 | 0 | 0 | 166102.9154 | 0 | 0 | 0 | 0 | 0 | 0 | 0 | 1809876.3009 | 0 | 0 | 0 | 0 | 0 | 0 | 0 | 0 | 0 | 0 | 0 | 83051.4577 | 0 | 0 | 0 | 0 | 0 | 0 | 0 | 0 | 0 | -277166.1862 | 0 | 0 | 0 | 0 | 0 | 0 | 0 | 0
2016-03-31 07:00 | 0 | 0 | 0 | 0 | 0 | 0 | 334931 | 0 | 0 | 0 | 0 | 83051.4577 | 0 | 0 | 0 | 0 | 0 | 0 | 0 | 1557996.7587 | 0 | 0 | 0 | 0 | 0 | 0 | 0 | 0 | 0 | 0 | 0 | -83051.4577 | 0 | 0 | 0 | 0 | 0 | 0 | 0 | 0 | 0 | -251879.5423 | 0 | 0 | 0 | 0 | 0 | 0 | 0 | 0
2016-03-31 08:00 | 0 | 0 | 0 | 0 | 596431.5606 | 0 | 334585 | 0 | 0 | 0 | 0 | 166102.9154 | 0 | 0 | 0 | 0 | 0 | 0 | 0 | 1736791.8615 | 0 | 0 | 0 | 0 | 0 | 0 | 0 | 0 | 0 | 0 | 0 | 83051.4577 | 0 | 0 | 0 | 0 | 0 | 0 | 0 | 0 | 0 | 178795.1029 | 0 | 0 | 0 | 0 | 0 | 0 | 0 | 0
2016-03-31 09:00 | 0 | 0 | 0 | 0 | 0 | 0 | 343135 | 0 | 0 | 0 | 0 | 83051.4577 | 0 | 0 | 0 | 0 | 0 | 0 | 0 | 1476708.3192 | 0 | 0 | 0 | 0 | 0 | 0 | 0 | 0 | 0 | 0 | 0 | -83051.4577 | 0 | 0 | 0 | 0 | 0 | 0 | 0 | 0 | 0 | -260083.5423 | 0 | 0 | 0 | 0 | 0 | 0 | 0 | 0
2016-03-31 10:00 | 0 | 0 | 0 | 0 | 6039.3561 | 0 | 366257 | 0 | 0 | 0 | 0 | 0 | 0 | 0 | 0 | 0 | 0 | 0 | 0 | 1199542.1331 | 0 | 0 | 0 | 0 | 0 | 0 | 0 | 0 | 0 | 0 | 0 | -83051.4577 | 0 | 0 | 0 | 0 | 0 | 0 | 0 | 0 | 0 | -277166.1862 | 0 | 0 | 0 | 0 | 0 | 0 | 0 | 0
2016-03-31 11:00 | 0 | 0 | 0 | 0 | 198135.2715 | 0 | 392250 | 0 | 0 | 0 | 0 | 83051.4577 | 0 | 0 | 0 | 0 | 0 | 0 | 0 | 922375.9469 | 0 | 0 | 0 | 0 | 0 | 0 | 0 | 0 | 0 | 0 | 0 | 83051.4577 | 0 | 0 | 0 | 0 | 0 | 0 | 0 | 0 | 0 | -277166.1862 | 0 | 0 | 0 | 0 | 0 | 0 | 0 | 0
2016-03-31 12:00 | 0 | 0 | 0 | 0 | 45627.376 | 89.9802 | 405935 | 0 | 0 | 0 | 0 | 0 | 0 | 0 | 0 | 0 | 0 | 0 | 0 | 645209.7607 | 0 | 0 | 0 | 0 | 0 | 0 | 0 | 0 | 0 | 0 | 0 | -83051.4577 | 0 | 0 | 0 | 0 | 0 | 0 | 0 | 0 | 0 | -277166.1862 | 0 | 0 | 0 | 0 | 0 | 0 | 0 | 0
2016-03-31 13:00 | 0 | 0 | 0 | 0 | 464578.6112 | 185640.3955 | 415097 | 0 | 0 | 0 | 0 | 0 | 0 | 0 | 0 | 0 | 0 | 0 | 0 | 880331.7674 | 0 | 0 | 0 | 0 | 0 | 0 | 0 | 0 | 0 | 0 | 0 | 0 | 0 | 0 | 0 | 0 | 0 | 0 | 0 | 0 | 0 | 235122.0067 | 0 | 0 | 0 | 0 | 0 | 0 | 0 | 0
2016-03-31 14:00 | 0 | 0 | 0 | 0 | 157352.711 | 544119.4752 | 424306 | 0 | 0 | 0 | 0 | 0 | 0 | 0 | 0 | 0 | 0 | 0 | 0 | 1157497.9536 | 0 | 0 | 0 | 0 | 0 | 0 | 0 | 0 | 0 | 0 | 0 | 0 | 0 | 0 | 0 | 0 | 0 | 0 | 0 | 0 | 0 | 277166.1862 | 0 | 0 | 0 | 0 | 0 | 0 | 0 | 0
2016-03-31 15:00 | 0 | 0 | 0 | 0 | 0 | 706343.1862 | 429177 | 0 | 0 | 0 | 0 | 0 | 0 | 0 | 0 | 0 | 0 | 0 | 0 | 1434664.1397 | 0 | 0 | 0 | 0 | 0 | 0 | 0 | 0 | 0 | 0 | 0 | 0 | 0 | 0 | 0 | 0 | 0 | 0 | 0 | 0 | 0 | 277166.1862 | 0 | 0 | 0 | 0 | 0 | 0 | 0 | 0
2016-03-31 16:00 | 0 | 0 | 0 | 0 | 0 | 790895.6439 | 430678 | 0 | 0 | 0 | 0 | 83051.4577 | 0 | 0 | 0 | 0 | 0 | 0 | 0 | 1711830.3259 | 0 | 0 | 0 | 0 | 0 | 0 | 0 | 0 | 0 | 0 | 0 | 83051.4577 | 0 | 0 | 0 | 0 | 0 | 0 | 0 | 0 | 0 | 277166.1862 | 0 | 0 | 0 | 0 | 0 | 0 | 0 | 0
2016-03-31 17:00 | 0 | 0 | 0 | 0 | 0 | 760123.0673 | 432261 | 0 | 0 | 0 | 0 | 133747.3388 | 0 | 0 | 0 | 0 | 0 | 0 | 0 | 1988996.5121 | 0 | 0 | 0 | 0 | 0 | 0 | 0 | 0 | 0 | 0 | 0 | 50695.8811 | 0 | 0 | 0 | 0 | 0 | 0 | 0 | 0 | 0 | 277166.1862 | 0 | 0 | 0 | 0 | 0 | 0 | 0 | 0
2016-03-31 18:00 | 0 | 0 | 0 | 0 | 0 | 793730.6439 | 433513 | 0 | 0 | 0 | 0 | 216798.7965 | 0 | 0 | 0 | 0 | 0 | 0 | 0 | 2266162.6982 | 0 | 0 | 0 | 0 | 0 | 0 | 0 | 0 | 0 | 0 | 0 | 83051.4577 | 0 | 0 | 0 | 0 | 0 | 0 | 0 | 0 | 0 | 277166.1862 | 0 | 0 | 0 | 0 | 0 | 0 | 0 | 0
2016-03-31 19:00 | 0 | 0 | 0 | 0 | 0 | 793236.6439 | 433019 | 0 | 0 | 0 | 0 | 299850.2542 | 0 | 0 | 0 | 0 | 0 | 0 | 0 | 2543328.8844 | 0 | 0 | 0 | 0 | 0 | 0 | 0 | 0 | 0 | 0 | 0 | 83051.4577 | 0 | 0 | 0 | 0 | 0 | 0 | 0 | 0 | 0 | 277166.1862 | 0 | 0 | 0 | 0 | 0 | 0 | 0 | 0
2016-03-31 20:00 | 0 | 0 | 0 | 0 | 0 | 785350.3473 | 433947 | 0 | 0 | 0 | 0 | 341314.33 | 0 | 0 | 0 | 0 | 0 | 0 | 0 | 2820495.0706 | 0 | 32773.0854 | 0 | 0 | 0 | 0 | 0 | 0 | 0 | 0 | 0 | 41464.0757 | 0 | 0 | 0 | 0 | 0 | 0 | 0 | 0 | 0 | 277166.1862 | 0 | 32773.0854 | 0 | 0 | 0 | 0 | 0 | 0
2016-03-31 21:00 | 0 | 0 | 0 | 0 | 0 | 755329.3801 | 435573 | 0 | 0 | 0 | 0 | 376150.7058 | 0 | 0 | 0 | 0 | 0 | 0 | 0 | 3097661.2567 | 0 | 40526.9035 | 0 | 0 | 0 | 0 | 0 | 0 | 0 | 0 | 0 | 34836.3759 | 0 | 0 | 0 | 0 | 0 | 0 | 0 | 0 | 0 | 277166.1862 | 0 | 7753.8181 | 0 | 0 | 0 | 0 | 0 | 0
2016-03-31 22:00 | 0 | 0 | 0 | 0 | 0 | 690976.6711 | 434337 | 0 | 0 | 0 | 0 | 363378.0088 | 0 | 0 | 0 | 0 | 0 | 0 | 0 | 3374827.4429 | 0 | 32773.0854 | 0 | 0 | 0 | 0 | 0 | 0 | 0 | 0 | 0 | -12772.697 | 0 | 0 | 0 | 0 | 0 | 0 | 0 | 0 | 0 | 277166.1862 | 0 | -7753.8181 | 0 | 0 | 0 | 0 | 0 | 0
2016-03-31 23:00 | 0 | 0 | 0 | 0 | 0 | 566169.5081 | 435426 | 0 | 0 | 0 | 0 | 280326.5511 | 0 | 0 | 0 | 0 | 0 | 0 | 0 | 3621395.4941 | 0 | 0 | 0 | 0 | 0 | 0 | 0 | 0 | 0 | 0 | 0 | -83051.4577 | 0 | 0 | 0 | 0 | 0 | 0 | 0 | 0 | 0 | 246568.0512 | 0 | -32773.0854 | 0 | 0 | 0 | 0 | 0 | 0
2016-04-01 | 0 | 0 | 0 | 0 | 0 | 332982.4112 | 439296 | 0 | 0 | 0 | 0 | 197275.0934 | 0 | 0 | 0 | 0 | 0 | 0 | 0 | 3598133.3629 | 0 | 0 | 0 | 0 | 0 | 0 | 0 | 0 | 0 | 0 | 0 | -83051.4577 | 0 | 0 | 0 | 0 | 0 | 0 | 0 | 0 | 0 | -23262.1311 | 0 | 0 | 0 | 0 | 0 | 0 | 0 | 0
2016-04-01 01:00 | 0 | 0 | 0 | 0 | 20824.2516 | 53548.1046 | 434590 | 0 | 0 | 0 | 0 | 114223.6357 | 0 | 0 | 0 | 0 | 0 | 0 | 0 | 3320967.1768 | 0 | 0 | 0 | 0 | 0 | 0 | 0 | 0 | 0 | 0 | 0 | -83051.4577 | 0 | 0 | 0 | 0 | 0 | 0 | 0 | 0 | 0 | -277166.1862 | 0 | 0 | 0 | 0 | 0 | 0 | 0 | 0
2016-04-01 02:00 | 0 | 0 | 0 | 0 | 57002.1755 | 0.18059 | 417220 | 0 | 0 | 0 | 0 | 31172.178 | 0 | 0 | 0 | 0 | 0 | 0 | 0 | 3043800.9906 | 0 | 0 | 0 | 0 | 0 | 0 | 0 | 0 | 0 | 0 | 0 | -83051.4577 | 0 | 0 | 0 | 0 | 0 | 0 | 0 | 0 | 0 | -277166.1862 | 0 | 0 | 0 | 0 | 0 | 0 | 0 | 0
2016-04-01 03:00 | 0 | 0 | 0 | 0 | 202246.2715 | 0 | 396361 | 0 | 0 | 0 | 0 | 114223.6357 | 0 | 0 | 0 | 0 | 0 | 0 | 0 | 2766634.8044 | 0 | 0 | 0 | 0 | 0 | 0 | 0 | 0 | 0 | 0 | 0 | 83051.4577 | 0 | 0 | 0 | 0 | 0 | 0 | 0 | 0 | 0 | -277166.1862 | 0 | 0 | 0 | 0 | 0 | 0 | 0 | 0
2016-04-01 04:00 | 0 | 0 | 0 | 0 | 13547.3561 | 0 | 373765 | 0 | 0 | 0 | 0 | 31172.178 | 0 | 0 | 0 | 0 | 0 | 0 | 0 | 2489468.6183 | 0 | 0 | 0 | 0 | 0 | 0 | 0 | 0 | 0 | 0 | 0 | -83051.4577 | 0 | 0 | 0 | 0 | 0 | 0 | 0 | 0 | 0 | -277166.1862 | 0 | 0 | 0 | 0 | 0 | 0 | 0 | 0
2016-04-01 05:00 | 0 | 0 | 0 | 0 | 130319.0935 | 0 | 355606 | 0 | 0 | 0 | 0 | 83051.4577 | 0 | 0 | 0 | 0 | 0 | 0 | 0 | 2212302.4321 | 0 | 0 | 0 | 0 | 0 | 0 | 0 | 0 | 0 | 0 | 0 | 51879.2797 | 0 | 0 | 0 | 0 | 0 | 0 | 0 | 0 | 0 | -277166.1862 | 0 | 0 | 0 | 0 | 0 | 0 | 0 | 0
2016-04-01 06:00 | 0 | 0 | 0 | 0 | 148483.2715 | 0 | 342598 | 0 | 0 | 0 | 0 | 166102.9154 | 0 | 0 | 0 | 0 | 0 | 0 | 0 | 1935136.246 | 0 | 0 | 0 | 0 | 0 | 0 | 0 | 0 | 0 | 0 | 0 | 83051.4577 | 0 | 0 | 0 | 0 | 0 | 0 | 0 | 0 | 0 | -277166.1862 | 0 | 0 | 0 | 0 | 0 | 0 | 0 | 0
2016-04-01 07:00 | 0 | 0 | 0 | 0 | 0 | 0 | 334101 | 0 | 0 | 0 | 0 | 83051.4577 | 0 | 0 | 0 | 0 | 0 | 0 | 0 | 1684086.7037 | 0 | 0 | 0 | 0 | 0 | 0 | 0 | 0 | 0 | 0 | 0 | -83051.4577 | 0 | 0 | 0 | 0 | 0 | 0 | 0 | 0 | 0 | -251049.5423 | 0 | 0 | 0 | 0 | 0 | 0 | 0 | 0
2016-04-01 08:00 | 0 | 0 | 0 | 0 | 541525.8476 | 0 | 332912 | 0 | 0 | 0 | 0 | 166102.9154 | 0 | 0 | 0 | 0 | 0 | 0 | 0 | 1809649.0936 | 0 | 0 | 0 | 0 | 0 | 0 | 0 | 0 | 0 | 0 | 0 | 83051.4577 | 0 | 0 | 0 | 0 | 0 | 0 | 0 | 0 | 0 | 125562.3899 | 0 | 0 | 0 | 0 | 0 | 0 | 0 | 0
2016-04-01 09:00 | 0 | 0 | 0 | 0 | 0 | 0 | 340789 | 0 | 0 | 0 | 0 | 83051.4577 | 0 | 0 | 0 | 0 | 0 | 0 | 0 | 1551911.5513 | 0 | 0 | 0 | 0 | 0 | 0 | 0 | 0 | 0 | 0 | 0 | -83051.4577 | 0 | 0 | 0 | 0 | 0 | 0 | 0 | 0 | 0 | -257737.5423 | 0 | 0 | 0 | 0 | 0 | 0 | 0 | 0
2016-04-01 10:00 | 0 | 0 | 0 | 0 | 2804.3561 | 0 | 363022 | 0 | 0 | 0 | 0 | 0 | 0 | 0 | 0 | 0 | 0 | 0 | 0 | 1274745.3651 | 0 | 0 | 0 | 0 | 0 | 0 | 0 | 0 | 0 | 0 | 0 | -83051.4577 | 0 | 0 | 0 | 0 | 0 | 0 | 0 | 0 | 0 | -277166.1862 | 0 | 0 | 0 | 0 | 0 | 0 | 0 | 0
2016-04-01 11:00 | 0 | 0 | 0 | 0 | 195404.2715 | 0 | 389519 | 0 | 0 | 0 | 0 | 83051.4577 | 0 | 0 | 0 | 0 | 0 | 0 | 0 | 997579.1789 | 0 | 0 | 0 | 0 | 0 | 0 | 0 | 0 | 0 | 0 | 0 | 83051.4577 | 0 | 0 | 0 | 0 | 0 | 0 | 0 | 0 | 0 | -277166.1862 | 0 | 0 | 0 | 0 | 0 | 0 | 0 | 0
2016-04-01 12:00 | 0 | 0 | 0 | 0 | 44733.1178 | 30.2384 | 404981 | 0 | 0 | 0 | 0 | 0 | 0 | 0 | 0 | 0 | 0 | 0 | 0 | 720412.9928 | 0 | 0 | 0 | 0 | 0 | 0 | 0 | 0 | 0 | 0 | 0 | -83051.4577 | 0 | 0 | 0 | 0 | 0 | 0 | 0 | 0 | 0 | -277166.1862 | 0 | 0 | 0 | 0 | 0 | 0 | 0 | 0
2016-04-01 13:00 | 0 | 0 | 0 | 0 | 411301.9132 | 124403.5605 | 416209 | 0 | 0 | 0 | 0 | 0 | 0 | 0 | 0 | 0 | 0 | 0 | 0 | 839909.4665 | 0 | 0 | 0 | 0 | 0 | 0 | 0 | 0 | 0 | 0 | 0 | 0 | 0 | 0 | 0 | 0 | 0 | 0 | 0 | 0 | 0 | 119496.4737 | 0 | 0 | 0 | 0 | 0 | 0 | 0 | 0
2016-04-01 14:00 | 0 | 0 | 0 | 0 | 171128.6199 | 531720.5663 | 425683 | 0 | 0 | 0 | 0 | 0 | 0 | 0 | 0 | 0 | 0 | 0 | 0 | 1117075.6527 | 0 | 0 | 0 | 0 | 0 | 0 | 0 | 0 | 0 | 0 | 0 | 0 | 0 | 0 | 0 | 0 | 0 | 0 | 0 | 0 | 0 | 277166.1862 | 0 | 0 | 0 | 0 | 0 | 0 | 0 | 0
2016-04-01 15:00 | 0 | 0 | 0 | 0 | 0 | 707305.1862 | 430139 | 0 | 0 | 0 | 0 | 0 | 0 | 0 | 0 | 0 | 0 | 0 | 0 | 1394241.8388 | 0 | 0 | 0 | 0 | 0 | 0 | 0 | 0 | 0 | 0 | 0 | 0 | 0 | 0 | 0 | 0 | 0 | 0 | 0 | 0 | 0 | 277166.1862 | 0 | 0 | 0 | 0 | 0 | 0 | 0 | 0
2016-04-01 16:00 | 0 | 0 | 0 | 0 | 0 | 707619.1862 | 430453 | 0 | 0 | 0 | 0 | 0 | 0 | 0 | 0 | 0 | 0 | 0 | 0 | 1671408.025 | 0 | 0 | 0 | 0 | 0 | 0 | 0 | 0 | 0 | 0 | 0 | 0 | 0 | 0 | 0 | 0 | 0 | 0 | 0 | 0 | 0 | 277166.1862 | 0 | 0 | 0 | 0 | 0 | 0 | 0 | 0
2016-04-01 17:00 | 0 | 0 | 0 | 0 | 0 | 789983.6439 | 429766 | 0 | 0 | 0 | 0 | 83051.4577 | 0 | 0 | 0 | 0 | 0 | 0 | 0 | 1948574.2112 | 0 | 0 | 0 | 0 | 0 | 0 | 0 | 0 | 0 | 0 | 0 | 83051.4577 | 0 | 0 | 0 | 0 | 0 | 0 | 0 | 0 | 0 | 277166.1862 | 0 | 0 | 0 | 0 | 0 | 0 | 0 | 0
2016-04-01 18:00 | 0 | 0 | 0 | 0 | 0 | 662641.9764 | 427550 | 0 | 0 | 0 | 0 | 40977.248 | 0 | 0 | 0 | 0 | 0 | 0 | 0 | 2225740.3973 | 0 | 0 | 0 | 0 | 0 | 0 | 0 | 0 | 0 | 0 | 0 | -42074.2097 | 0 | 0 | 0 | 0 | 0 | 0 | 0 | 0 | 0 | 277166.1862 | 0 | 0 | 0 | 0 | 0 | 0 | 0 | 0
2016-04-01 19:00 | 0 | 0 | 0 | 0 | 0 | 784790.6439 | 424573 | 0 | 0 | 0 | 0 | 124028.7057 | 0 | 0 | 0 | 0 | 0 | 0 | 0 | 2502906.5835 | 0 | 0 | 0 | 0 | 0 | 0 | 0 | 0 | 0 | 0 | 0 | 83051.4577 | 0 | 0 | 0 | 0 | 0 | 0 | 0 | 0 | 0 | 277166.1862 | 0 | 0 | 0 | 0 | 0 | 0 | 0 | 0
2016-04-01 20:00 | 0 | 0 | 0 | 0 | 0 | 782024.6439 | 421807 | 0 | 0 | 0 | 0 | 207080.1634 | 0 | 0 | 0 | 0 | 0 | 0 | 0 | 2780072.7696 | 0 | 0 | 0 | 0 | 0 | 0 | 0 | 0 | 0 | 0 | 0 | 83051.4577 | 0 | 0 | 0 | 0 | 0 | 0 | 0 | 0 | 0 | 277166.1862 | 0 | 0 | 0 | 0 | 0 | 0 | 0 | 0
2016-04-01 21:00 | 0 | 0 | 0 | 0 | 0 | 779557.6439 | 419340 | 0 | 0 | 0 | 0 | 290131.6211 | 0 | 0 | 0 | 0 | 0 | 0 | 0 | 3057238.9558 | 0 | 0 | 0 | 0 | 0 | 0 | 0 | 0 | 0 | 0 | 0 | 83051.4577 | 0 | 0 | 0 | 0 | 0 | 0 | 0 | 0 | 0 | 277166.1862 | 0 | 0 | 0 | 0 | 0 | 0 | 0 | 0
2016-04-01 22:00 | 0 | 0 | 0 | 0 | 0 | 808118.9961 | 415624 | 0 | 0 | 0 | 0 | 372687.3457 | 0 | 0 | 0 | 0 | 0 | 0 | 0 | 3334405.142 | 0 | 32773.0854 | 0 | 0 | 0 | 0 | 0 | 0 | 0 | 0 | 0 | 82555.7246 | 0 | 0 | 0 | 0 | 0 | 0 | 0 | 0 | 0 | 277166.1862 | 0 | 32773.0854 | 0 | 0 | 0 | 0 | 0 | 0
2016-04-01 23:00 | 0 | 0 | 0 | 0 | 0 | 702994.3644 | 414611 | 0 | 0 | 0 | 0 | 376150.7058 | 0 | 0 | 0 | 0 | 0 | 0 | 0 | 3611571.3281 | 0 | 40526.9035 | 0 | 0 | 0 | 0 | 0 | 0 | 0 | 0 | 0 | 3463.3602 | 0 | 0 | 0 | 0 | 0 | 0 | 0 | 0 | 0 | 277166.1862 | 0 | 7753.8181 | 0 | 0 | 0 | 0 | 0 | 0
2016-04-02 | 0 | 0 | 0 | 0 | 0 | 451492.2707 | 419217 | 0 | 0 | 0 | 0 | 293099.2481 | 0 | 0 | 0 | 0 | 0 | 0 | 0 | 3759671.1419 | 0 | 7753.8181 | 0 | 0 | 0 | 0 | 0 | 0 | 0 | 0 | 0 | -83051.4577 | 0 | 0 | 0 | 0 | 0 | 0 | 0 | 0 | 0 | 148099.8138 | 0 | -32773.0854 | 0 | 0 | 0 | 0 | 0 | 0
2016-04-02 01:00 | 0 | 0 | 0 | 0 | 0 | 60137.6125 | 416423 | 0 | 0 | 0 | 0 | 210047.7904 | 0 | 0 | 0 | 0 | 0 | 0 | 0 | 3494191.0302 | 0 | 0 | 0 | 0 | 0 | 0 | 0 | 0 | 0 | 0 | 0 | -83051.4577 | 0 | 0 | 0 | 0 | 0 | 0 | 0 | 0 | 0 | -265480.1117 | 0 | -7753.8181 | 0 | 0 | 0 | 0 | 0 | 0
2016-04-02 02:00 | 0 | 0 | 0 | 0 | 44709.9068 | 0.44938 | 404928 | 0 | 0 | 0 | 0 | 126996.3327 | 0 | 0 | 0 | 0 | 0 | 0 | 0 | 3217024.844 | 0 | 0 | 0 | 0 | 0 | 0 | 0 | 0 | 0 | 0 | 0 | -83051.4577 | 0 | 0 | 0 | 0 | 0 | 0 | 0 | 0 | 0 | -277166.1862 | 0 | 0 | 0 | 0 | 0 | 0 | 0 | 0
2016-04-02 03:00 | 0 | 0 | 0 | 0 | 27792.3561 | 0 | 388010 | 0 | 0 | 0 | 0 | 43944.875 | 0 | 0 | 0 | 0 | 0 | 0 | 0 | 2939858.6579 | 0 | 0 | 0 | 0 | 0 | 0 | 0 | 0 | 0 | 0 | 0 | -83051.4577 | 0 | 0 | 0 | 0 | 0 | 0 | 0 | 0 | 0 | -277166.1862 | 0 | 0 | 0 | 0 | 0 | 0 | 0 | 0
2016-04-02 04:00 | 0 | 0 | 0 | 0 | 174156.2715 | 0 | 368271 | 0 | 0 | 0 | 0 | 126996.3327 | 0 | 0 | 0 | 0 | 0 | 0 | 0 | 2662692.4717 | 0 | 0 | 0 | 0 | 0 | 0 | 0 | 0 | 0 | 0 | 0 | 83051.4577 | 0 | 0 | 0 | 0 | 0 | 0 | 0 | 0 | 0 | -277166.1862 | 0 | 0 | 0 | 0 | 0 | 0 | 0 | 0
2016-04-02 05:00 | 0 | 0 | 0 | 0 | 0 | 0 | 353021 | 0 | 0 | 0 | 0 | 43944.875 | 0 | 0 | 0 | 0 | 0 | 0 | 0 | 2392722.9294 | 0 | 0 | 0 | 0 | 0 | 0 | 0 | 0 | 0 | 0 | 0 | -83051.4577 | 0 | 0 | 0 | 0 | 0 | 0 | 0 | 0 | 0 | -269969.5423 | 0 | 0 | 0 | 0 | 0 | 0 | 0 | 0
2016-04-02 06:00 | 0 | 0 | 0 | 0 | 19938.9388 | 0 | 341050 | 0 | 0 | 0 | 0 | 0 | 0 | 0 | 0 | 0 | 0 | 0 | 0 | 2115556.7433 | 0 | 0 | 0 | 0 | 0 | 0 | 0 | 0 | 0 | 0 | 0 | -43944.875 | 0 | 0 | 0 | 0 | 0 | 0 | 0 | 0 | 0 | -277166.1862 | 0 | 0 | 0 | 0 | 0 | 0 | 0 | 0
2016-04-02 07:00 | 0 | 0 | 0 | 0 | 138668.2715 | 0 | 332783 | 0 | 0 | 0 | 0 | 83051.4577 | 0 | 0 | 0 | 0 | 0 | 0 | 0 | 1838390.5571 | 0 | 0 | 0 | 0 | 0 | 0 | 0 | 0 | 0 | 0 | 0 | 83051.4577 | 0 | 0 | 0 | 0 | 0 | 0 | 0 | 0 | 0 | -277166.1862 | 0 | 0 | 0 | 0 | 0 | 0 | 0 | 0
2016-04-02 08:00 | 0 | 0 | 0 | 0 | 0 | 0 | 329988 | 0 | 0 | 0 | 0 | 0 | 0 | 0 | 0 | 0 | 0 | 0 | 0 | 1591454.0148 | 0 | 0 | 0 | 0 | 0 | 0 | 0 | 0 | 0 | 0 | 0 | -83051.4577 | 0 | 0 | 0 | 0 | 0 | 0 | 0 | 0 | 0 | -246936.5423 | 0 | 0 | 0 | 0 | 0 | 0 | 0 | 0
2016-04-02 09:00 | 0 | 0 | 0 | 0 | 56076.8138 | 0 | 333243 | 0 | 0 | 0 | 0 | 0 | 0 | 0 | 0 | 0 | 0 | 0 | 0 | 1314287.8286 | 0 | 0 | 0 | 0 | 0 | 0 | 0 | 0 | 0 | 0 | 0 | 0 | 0 | 0 | 0 | 0 | 0 | 0 | 0 | 0 | 0 | -277166.1862 | 0 | 0 | 0 | 0 | 0 | 0 | 0 | 0
2016-04-02 10:00 | 0 | 0 | 0 | 0 | 681996.1592 | 0 | 342208 | 0 | 0 | 0 | 0 | 83051.4577 | 0 | 0 | 0 | 0 | 0 | 0 | 0 | 1571024.5301 | 0 | 0 | 0 | 0 | 0 | 0 | 0 | 0 | 0 | 0 | 0 | 83051.4577 | 0 | 0 | 0 | 0 | 0 | 0 | 0 | 0 | 0 | 256736.7015 | 0 | 0 | 0 | 0 | 0 | 0 | 0 | 0
2016-04-02 11:00 | 0 | 0 | 0 | 0 | 0 | 0 | 355236 | 0 | 0 | 0 | 0 | 0 | 0 | 0 | 0 | 0 | 0 | 0 | 0 | 1298839.9878 | 0 | 0 | 0 | 0 | 0 | 0 | 0 | 0 | 0 | 0 | 0 | -83051.4577 | 0 | 0 | 0 | 0 | 0 | 0 | 0 | 0 | 0 | -272184.5423 | 0 | 0 | 0 | 0 | 0 | 0 | 0 | 0
2016-04-02 12:00 | 0 | 0 | 0 | 0 | 92686.7328 | 106.081 | 369959 | 0 | 0 | 0 | 0 | 0 | 0 | 0 | 0 | 0 | 0 | 0 | 0 | 1021673.8017 | 0 | 0 | 0 | 0 | 0 | 0 | 0 | 0 | 0 | 0 | 0 | 0 | 0 | 0 | 0 | 0 | 0 | 0 | 0 | 0 | 0 | -277166.1862 | 0 | 0 | 0 | 0 | 0 | 0 | 0 | 0
2016-04-02 13:00 | 0 | 0 | 0 | 0 | 0 | 184511.0533 | 384596 | 0 | 0 | 0 | 0 | 0 | 0 | 0 | 0 | 0 | 0 | 0 | 0 | 821588.8549 | 0 | 0 | 0 | 0 | 0 | 0 | 0 | 0 | 0 | 0 | 0 | 0 | 0 | 0 | 0 | 0 | 0 | 0 | 0 | 0 | 0 | -200084.9467 | 0 | 0 | 0 | 0 | 0 | 0 | 0 | 0
2016-04-02 14:00 | 0 | 0 | 0 | 0 | 47266.7934 | 623623.3928 | 393724 | 0 | 0 | 0 | 0 | 0 | 0 | 0 | 0 | 0 | 0 | 0 | 0 | 1098755.0411 | 0 | 0 | 0 | 0 | 0 | 0 | 0 | 0 | 0 | 0 | 0 | 0 | 0 | 0 | 0 | 0 | 0 | 0 | 0 | 0 | 0 | 277166.1862 | 0 | 0 | 0 | 0 | 0 | 0 | 0 | 0
2016-04-02 15:00 | 0 | 0 | 0 | 0 | 0 | 673920.1862 | 396754 | 0 | 0 | 0 | 0 | 0 | 0 | 0 | 0 | 0 | 0 | 0 | 0 | 1375921.2273 | 0 | 0 | 0 | 0 | 0 | 0 | 0 | 0 | 0 | 0 | 0 | 0 | 0 | 0 | 0 | 0 | 0 | 0 | 0 | 0 | 0 | 277166.1862 | 0 | 0 | 0 | 0 | 0 | 0 | 0 | 0
2016-04-02 16:00 | 0 | 0 | 0 | 0 | 0 | 754218.6439 | 394001 | 0 | 0 | 0 | 0 | 83051.4577 | 0 | 0 | 0 | 0 | 0 | 0 | 0 | 1653087.4134 | 0 | 0 | 0 | 0 | 0 | 0 | 0 | 0 | 0 | 0 | 0 | 83051.4577 | 0 | 0 | 0 | 0 | 0 | 0 | 0 | 0 | 0 | 277166.1862 | 0 | 0 | 0 | 0 | 0 | 0 | 0 | 0
2016-04-02 17:00 | 0 | 0 | 0 | 0 | 0 | 584009.7285 | 389895 | 0 | 0 | 0 | 0 | 0 | 0 | 0 | 0 | 0 | 0 | 0 | 0 | 1930253.5996 | 0 | 0 | 0 | 0 | 0 | 0 | 0 | 0 | 0 | 0 | 0 | -83051.4577 | 0 | 0 | 0 | 0 | 0 | 0 | 0 | 0 | 0 | 277166.1862 | 0 | 0 | 0 | 0 | 0 | 0 | 0 | 0
2016-04-02 18:00 | 0 | 0 | 0 | 0 | 0 | 745728.6439 | 385511 | 0 | 0 | 0 | 0 | 83051.4577 | 0 | 0 | 0 | 0 | 0 | 0 | 0 | 2207419.7858 | 0 | 0 | 0 | 0 | 0 | 0 | 0 | 0 | 0 | 0 | 0 | 83051.4577 | 0 | 0 | 0 | 0 | 0 | 0 | 0 | 0 | 0 | 277166.1862 | 0 | 0 | 0 | 0 | 0 | 0 | 0 | 0
2016-04-02 19:00 | 0 | 0 | 0 | 0 | 0 | 654287.803 | 381717 | 0 | 0 | 0 | 0 | 78456.0746 | 0 | 0 | 0 | 0 | 0 | 0 | 0 | 2484585.9719 | 0 | 0 | 0 | 0 | 0 | 0 | 0 | 0 | 0 | 0 | 0 | -4595.3831 | 0 | 0 | 0 | 0 | 0 | 0 | 0 | 0 | 0 | 277166.1862 | 0 | 0 | 0 | 0 | 0 | 0 | 0 | 0
2016-04-02 20:00 | 0 | 0 | 0 | 0 | 0 | 741144.6439 | 380927 | 0 | 0 | 0 | 0 | 161507.5323 | 0 | 0 | 0 | 0 | 0 | 0 | 0 | 2761752.1581 | 0 | 0 | 0 | 0 | 0 | 0 | 0 | 0 | 0 | 0 | 0 | 83051.4577 | 0 | 0 | 0 | 0 | 0 | 0 | 0 | 0 | 0 | 277166.1862 | 0 | 0 | 0 | 0 | 0 | 0 | 0 | 0
2016-04-02 21:00 | 0 | 0 | 0 | 0 | 0 | 742219.6439 | 382002 | 0 | 0 | 0 | 0 | 244558.99 | 0 | 0 | 0 | 0 | 0 | 0 | 0 | 3038918.3442 | 0 | 0 | 0 | 0 | 0 | 0 | 0 | 0 | 0 | 0 | 0 | 83051.4577 | 0 | 0 | 0 | 0 | 0 | 0 | 0 | 0 | 0 | 277166.1862 | 0 | 0 | 0 | 0 | 0 | 0 | 0 | 0
2016-04-02 22:00 | 0 | 0 | 0 | 0 | 0 | 751562.462 | 383591 | 0 | 0 | 0 | 0 | 327610.4477 | 0 | 0 | 0 | 0 | 0 | 0 | 0 | 3316084.5304 | 0 | 7753.8181 | 0 | 0 | 0 | 0 | 0 | 0 | 0 | 0 | 0 | 83051.4577 | 0 | 0 | 0 | 0 | 0 | 0 | 0 | 0 | 0 | 277166.1862 | 0 | 7753.8181 | 0 | 0 | 0 | 0 | 0 | 0
2016-04-02 23:00 | 0 | 0 | 0 | 0 | 0 | 746535.5296 | 388056 | 0 | 0 | 0 | 0 | 376150.7058 | 0 | 0 | 0 | 0 | 0 | 0 | 0 | 3593250.7166 | 0 | 40526.9035 | 0 | 0 | 0 | 0 | 0 | 0 | 0 | 0 | 0 | 48540.2581 | 0 | 0 | 0 | 0 | 0 | 0 | 0 | 0 | 0 | 277166.1862 | 0 | 32773.0854 | 0 | 0 | 0 | 0 | 0 | 0
2016-04-03 | 0 | 0 | 0 | 0 | 0 | 446604.8439 | 397214 | 0 | 0 | 0 | 0 | 293099.2481 | 0 | 0 | 0 | 0 | 0 | 0 | 0 | 3758466.1036 | 0 | 7753.8181 | 0 | 0 | 0 | 0 | 0 | 0 | 0 | 0 | 0 | -83051.4577 | 0 | 0 | 0 | 0 | 0 | 0 | 0 | 0 | 0 | 165215.387 | 0 | -32773.0854 | 0 | 0 | 0 | 0 | 0 | 0
2016-04-03 01:00 | 0 | 0 | 0 | 0 | 0 | 58682.0129 | 399248 | 0 | 0 | 0 | 0 | 210047.7904 | 0 | 0 | 0 | 0 | 0 | 0 | 0 | 3508705.3923 | 0 | 0 | 0 | 0 | 0 | 0 | 0 | 0 | 0 | 0 | 0 | -83051.4577 | 0 | 0 | 0 | 0 | 0 | 0 | 0 | 0 | 0 | -249760.7113 | 0 | -7753.8181 | 0 | 0 | 0 | 0 | 0 | 0
2016-04-03 02:00 | 0 | 0 | 0 | 0 | 30228.2793 | 0.076856 | 390446 | 0 | 0 | 0 | 0 | 126996.3327 | 0 | 0 | 0 | 0 | 0 | 0 | 0 | 3231539.2061 | 0 | 0 | 0 | 0 | 0 | 0 | 0 | 0 | 0 | 0 | 0 | -83051.4577 | 0 | 0 | 0 | 0 | 0 | 0 | 0 | 0 | 0 | -277166.1862 | 0 | 0 | 0 | 0 | 0 | 0 | 0 | 0
2016-04-03 03:00 | 0 | 0 | 0 | 0 | 16932.3561 | 0 | 377150 | 0 | 0 | 0 | 0 | 43944.875 | 0 | 0 | 0 | 0 | 0 | 0 | 0 | 2954373.02 | 0 | 0 | 0 | 0 | 0 | 0 | 0 | 0 | 0 | 0 | 0 | -83051.4577 | 0 | 0 | 0 | 0 | 0 | 0 | 0 | 0 | 0 | -277166.1862 | 0 | 0 | 0 | 0 | 0 | 0 | 0 | 0
2016-04-03 04:00 | 0 | 0 | 0 | 0 | 167165.2715 | 0 | 361280 | 0 | 0 | 0 | 0 | 126996.3327 | 0 | 0 | 0 | 0 | 0 | 0 | 0 | 2677206.8338 | 0 | 0 | 0 | 0 | 0 | 0 | 0 | 0 | 0 | 0 | 0 | 83051.4577 | 0 | 0 | 0 | 0 | 0 | 0 | 0 | 0 | 0 | -277166.1862 | 0 | 0 | 0 | 0 | 0 | 0 | 0 | 0
2016-04-03 05:00 | 0 | 0 | 0 | 0 | 0 | 0 | 347844 | 0 | 0 | 0 | 0 | 43944.875 | 0 | 0 | 0 | 0 | 0 | 0 | 0 | 2412414.2915 | 0 | 0 | 0 | 0 | 0 | 0 | 0 | 0 | 0 | 0 | 0 | -83051.4577 | 0 | 0 | 0 | 0 | 0 | 0 | 0 | 0 | 0 | -264792.5423 | 0 | 0 | 0 | 0 | 0 | 0 | 0 | 0
2016-04-03 06:00 | 0 | 0 | 0 | 0 | 17039.9388 | 0 | 338151 | 0 | 0 | 0 | 0 | 0 | 0 | 0 | 0 | 0 | 0 | 0 | 0 | 2135248.1053 | 0 | 0 | 0 | 0 | 0 | 0 | 0 | 0 | 0 | 0 | 0 | -43944.875 | 0 | 0 | 0 | 0 | 0 | 0 | 0 | 0 | 0 | -277166.1862 | 0 | 0 | 0 | 0 | 0 | 0 | 0 | 0
2016-04-03 07:00 | 0 | 0 | 0 | 0 | 138709.2715 | 0 | 332824 | 0 | 0 | 0 | 0 | 83051.4577 | 0 | 0 | 0 | 0 | 0 | 0 | 0 | 1858081.9192 | 0 | 0 | 0 | 0 | 0 | 0 | 0 | 0 | 0 | 0 | 0 | 83051.4577 | 0 | 0 | 0 | 0 | 0 | 0 | 0 | 0 | 0 | -277166.1862 | 0 | 0 | 0 | 0 | 0 | 0 | 0 | 0
2016-04-03 08:00 | 0 | 0 | 0 | 0 | 525462.7285 | 0 | 331348 | 0 | 0 | 0 | 0 | 0 | 0 | 0 | 0 | 0 | 0 | 0 | 0 | 2135248.1053 | 0 | 0 | 0 | 0 | 0 | 0 | 0 | 0 | 0 | 0 | 0 | -83051.4577 | 0 | 0 | 0 | 0 | 0 | 0 | 0 | 0 | 0 | 277166.1862 | 0 | 0 | 0 | 0 | 0 | 0 | 0 | 0
2016-04-03 09:00 | 0 | 0 | 0 | 0 | 56421.8138 | 0 | 333588 | 0 | 0 | 0 | 0 | 0 | 0 | 0 | 0 | 0 | 0 | 0 | 0 | 1858081.9192 | 0 | 0 | 0 | 0 | 0 | 0 | 0 | 0 | 0 | 0 | 0 | 0 | 0 | 0 | 0 | 0 | 0 | 0 | 0 | 0 | 0 | -277166.1862 | 0 | 0 | 0 | 0 | 0 | 0 | 0 | 0
2016-04-03 10:00 | 0 | 0 | 0 | 0 | 147316.2715 | 0 | 341431 | 0 | 0 | 0 | 0 | 83051.4577 | 0 | 0 | 0 | 0 | 0 | 0 | 0 | 1580915.733 | 0 | 0 | 0 | 0 | 0 | 0 | 0 | 0 | 0 | 0 | 0 | 83051.4577 | 0 | 0 | 0 | 0 | 0 | 0 | 0 | 0 | 0 | -277166.1862 | 0 | 0 | 0 | 0 | 0 | 0 | 0 | 0
2016-04-03 11:00 | 0 | 0 | 0 | 0 | 0 | 0 | 351983 | 0 | 0 | 0 | 0 | 0 | 0 | 0 | 0 | 0 | 0 | 0 | 0 | 1311984.1907 | 0 | 0 | 0 | 0 | 0 | 0 | 0 | 0 | 0 | 0 | 0 | -83051.4577 | 0 | 0 | 0 | 0 | 0 | 0 | 0 | 0 | 0 | -268931.5423 | 0 | 0 | 0 | 0 | 0 | 0 | 0 | 0
2016-04-03 12:00 | 0 | 0 | 0 | 0 | 87362.0295 | 104.7844 | 364633 | 0 | 0 | 0 | 0 | 0 | 0 | 0 | 0 | 0 | 0 | 0 | 0 | 1034818.0046 | 0 | 0 | 0 | 0 | 0 | 0 | 0 | 0 | 0 | 0 | 0 | 0 | 0 | 0 | 0 | 0 | 0 | 0 | 0 | 0 | 0 | -277166.1862 | 0 | 0 | 0 | 0 | 0 | 0 | 0 | 0
2016-04-03 13:00 | 0 | 0 | 0 | 0 | 463558.6942 | 187993.4919 | 374386 | 0 | 0 | 0 | 0 | 0 | 0 | 0 | 0 | 0 | 0 | 0 | 0 | 1311984.1907 | 0 | 0 | 0 | 0 | 0 | 0 | 0 | 0 | 0 | 0 | 0 | 0 | 0 | 0 | 0 | 0 | 0 | 0 | 0 | 0 | 0 | 277166.1862 | 0 | 0 | 0 | 0 | 0 | 0 | 0 | 0
2016-04-03 14:00 | 0 | 0 | 0 | 0 | 59782.7837 | 596251.4024 | 378868 | 0 | 0 | 0 | 0 | 0 | 0 | 0 | 0 | 0 | 0 | 0 | 0 | 1589150.3769 | 0 | 0 | 0 | 0 | 0 | 0 | 0 | 0 | 0 | 0 | 0 | 0 | 0 | 0 | 0 | 0 | 0 | 0 | 0 | 0 | 0 | 277166.1862 | 0 | 0 | 0 | 0 | 0 | 0 | 0 | 0
2016-04-03 15:00 | 0 | 0 | 0 | 0 | 0 | 655362.1862 | 378196 | 0 | 0 | 0 | 0 | 0 | 0 | 0 | 0 | 0 | 0 | 0 | 0 | 1866316.563 | 0 | 0 | 0 | 0 | 0 | 0 | 0 | 0 | 0 | 0 | 0 | 0 | 0 | 0 | 0 | 0 | 0 | 0 | 0 | 0 | 0 | 277166.1862 | 0 | 0 | 0 | 0 | 0 | 0 | 0 | 0
2016-04-03 16:00 | 0 | 0 | 0 | 0 | 0 | 737484.6439 | 377267 | 0 | 0 | 0 | 0 | 83051.4577 | 0 | 0 | 0 | 0 | 0 | 0 | 0 | 2143482.7492 | 0 | 0 | 0 | 0 | 0 | 0 | 0 | 0 | 0 | 0 | 0 | 83051.4577 | 0 | 0 | 0 | 0 | 0 | 0 | 0 | 0 | 0 | 277166.1862 | 0 | 0 | 0 | 0 | 0 | 0 | 0 | 0
2016-04-03 17:00 | 0 | 0 | 0 | 0 | 0 | 569752.7285 | 375638 | 0 | 0 | 0 | 0 | 0 | 0 | 0 | 0 | 0 | 0 | 0 | 0 | 2420648.9354 | 0 | 0 | 0 | 0 | 0 | 0 | 0 | 0 | 0 | 0 | 0 | -83051.4577 | 0 | 0 | 0 | 0 | 0 | 0 | 0 | 0 | 0 | 277166.1862 | 0 | 0 | 0 | 0 | 0 | 0 | 0 | 0
2016-04-03 18:00 | 0 | 0 | 0 | 0 | 0 | 733909.6439 | 373692 | 0 | 0 | 0 | 0 | 83051.4577 | 0 | 0 | 0 | 0 | 0 | 0 | 0 | 2697815.1215 | 0 | 0 | 0 | 0 | 0 | 0 | 0 | 0 | 0 | 0 | 0 | 83051.4577 | 0 | 0 | 0 | 0 | 0 | 0 | 0 | 0 | 0 | 277166.1862 | 0 | 0 | 0 | 0 | 0 | 0 | 0 | 0
2016-04-03 19:00 | 0 | 0 | 0 | 0 | 0 | 732355.6439 | 372138 | 0 | 0 | 0 | 0 | 166102.9154 | 0 | 0 | 0 | 0 | 0 | 0 | 0 | 2974981.3077 | 0 | 0 | 0 | 0 | 0 | 0 | 0 | 0 | 0 | 0 | 0 | 83051.4577 | 0 | 0 | 0 | 0 | 0 | 0 | 0 | 0 | 0 | 277166.1862 | 0 | 0 | 0 | 0 | 0 | 0 | 0 | 0
2016-04-03 20:00 | 0 | 0 | 0 | 0 | 0 | 735110.6439 | 374893 | 0 | 0 | 0 | 0 | 249154.3731 | 0 | 0 | 0 | 0 | 0 | 0 | 0 | 3252147.4939 | 0 | 0 | 0 | 0 | 0 | 0 | 0 | 0 | 0 | 0 | 0 | 83051.4577 | 0 | 0 | 0 | 0 | 0 | 0 | 0 | 0 | 0 | 277166.1862 | 0 | 0 | 0 | 0 | 0 | 0 | 0 | 0
2016-04-03 21:00 | 0 | 0 | 0 | 0 | 0 | 694286.6193 | 380097 | 0 | 0 | 0 | 0 | 286177.8063 | 0 | 0 | 0 | 0 | 0 | 0 | 0 | 3529313.68 | 0 | 0 | 0 | 0 | 0 | 0 | 0 | 0 | 0 | 0 | 0 | 37023.4332 | 0 | 0 | 0 | 0 | 0 | 0 | 0 | 0 | 0 | 277166.1862 | 0 | 0 | 0 | 0 | 0 | 0 | 0 | 0
2016-04-03 22:00 | 0 | 0 | 0 | 0 | 0 | 779290.7292 | 386300 | 0 | 0 | 0 | 0 | 369229.264 | 0 | 0 | 0 | 0 | 0 | 0 | 0 | 3806479.8662 | 0 | 32773.0854 | 0 | 0 | 0 | 0 | 0 | 0 | 0 | 0 | 0 | 83051.4577 | 0 | 0 | 0 | 0 | 0 | 0 | 0 | 0 | 0 | 277166.1862 | 0 | 32773.0854 | 0 | 0 | 0 | 0 | 0 | 0
2016-04-03 23:00 | 0 | 0 | 0 | 0 | 0 | 685804.4461 | 393963 | 0 | 0 | 0 | 0 | 376150.7058 | 0 | 0 | 0 | 0 | 0 | 0 | 0 | 4083646.0524 | 0 | 40526.9035 | 0 | 0 | 0 | 0 | 0 | 0 | 0 | 0 | 0 | 6921.4418 | 0 | 0 | 0 | 0 | 0 | 0 | 0 | 0 | 0 | 277166.1862 | 0 | 7753.8181 | 0 | 0 | 0 | 0 | 0 | 0
2016-04-04 | 0 | 0 | 0 | 0 | 0 | 401046.8077 | 405691 | 0 | 0 | 0 | 0 | 293099.2481 | 0 | 0 | 0 | 0 | 0 | 0 | 0 | 4194826.4032 | 0 | 7753.8181 | 0 | 0 | 0 | 0 | 0 | 0 | 0 | 0 | 0 | -83051.4577 | 0 | 0 | 0 | 0 | 0 | 0 | 0 | 0 | 0 | 111180.3508 | 0 | -32773.0854 | 0 | 0 | 0 | 0 | 0 | 0
2016-04-04 01:00 | 0 | 0 | 0 | 0 | 0 | 50967.6555 | 406544 | 0 | 0 | 0 | 0 | 210047.7904 | 0 | 0 | 0 | 0 | 0 | 0 | 0 | 3930055.3345 | 0 | 0 | 0 | 0 | 0 | 0 | 0 | 0 | 0 | 0 | 0 | -83051.4577 | 0 | 0 | 0 | 0 | 0 | 0 | 0 | 0 | 0 | -264771.0687 | 0 | -7753.8181 | 0 | 0 | 0 | 0 | 0 | 0
2016-04-04 02:00 | 0 | 0 | 0 | 0 | 33389.8048 | 2.5514 | 393610 | 0 | 0 | 0 | 0 | 126996.3327 | 0 | 0 | 0 | 0 | 0 | 0 | 0 | 3652889.1483 | 0 | 0 | 0 | 0 | 0 | 0 | 0 | 0 | 0 | 0 | 0 | -83051.4577 | 0 | 0 | 0 | 0 | 0 | 0 | 0 | 0 | 0 | -277166.1862 | 0 | 0 | 0 | 0 | 0 | 0 | 0 | 0
2016-04-04 03:00 | 0 | 0 | 0 | 0 | 182331.2715 | 0 | 376446 | 0 | 0 | 0 | 0 | 210047.7904 | 0 | 0 | 0 | 0 | 0 | 0 | 0 | 3375722.9621 | 0 | 0 | 0 | 0 | 0 | 0 | 0 | 0 | 0 | 0 | 0 | 83051.4577 | 0 | 0 | 0 | 0 | 0 | 0 | 0 | 0 | 0 | -277166.1862 | 0 | 0 | 0 | 0 | 0 | 0 | 0 | 0
2016-04-04 04:00 | 0 | 0 | 0 | 0 | 0 | 0 | 357190 | 0 | 0 | 0 | 0 | 126996.3327 | 0 | 0 | 0 | 0 | 0 | 0 | 0 | 3101584.4198 | 0 | 0 | 0 | 0 | 0 | 0 | 0 | 0 | 0 | 0 | 0 | -83051.4577 | 0 | 0 | 0 | 0 | 0 | 0 | 0 | 0 | 0 | -274138.5423 | 0 | 0 | 0 | 0 | 0 | 0 | 0 | 0
2016-04-04 05:00 | 0 | 0 | 0 | 0 | 0 | 0 | 342504 | 0 | 0 | 0 | 0 | 43944.875 | 0 | 0 | 0 | 0 | 0 | 0 | 0 | 2842131.8775 | 0 | 0 | 0 | 0 | 0 | 0 | 0 | 0 | 0 | 0 | 0 | -83051.4577 | 0 | 0 | 0 | 0 | 0 | 0 | 0 | 0 | 0 | -259452.5423 | 0 | 0 | 0 | 0 | 0 | 0 | 0 | 0
2016-04-04 06:00 | 0 | 0 | 0 | 0 | 512173.1281 | 0 | 332944 | 0 | 0 | 0 | 0 | 126996.3327 | 0 | 0 | 0 | 0 | 0 | 0 | 0 | 2938309.548 | 0 | 0 | 0 | 0 | 0 | 0 | 0 | 0 | 0 | 0 | 0 | 83051.4577 | 0 | 0 | 0 | 0 | 0 | 0 | 0 | 0 | 0 | 96177.6704 | 0 | 0 | 0 | 0 | 0 | 0 | 0 | 0
2016-04-04 07:00 | 0 | 0 | 0 | 0 | 0 | 0 | 327624 | 0 | 0 | 0 | 0 | 43944.875 | 0 | 0 | 0 | 0 | 0 | 0 | 0 | 2693737.0057 | 0 | 0 | 0 | 0 | 0 | 0 | 0 | 0 | 0 | 0 | 0 | -83051.4577 | 0 | 0 | 0 | 0 | 0 | 0 | 0 | 0 | 0 | -244572.5423 | 0 | 0 | 0 | 0 | 0 | 0 | 0 | 0
2016-04-04 08:00 | 0 | 0 | 0 | 0 | 7645.9388 | 0 | 328757 | 0 | 0 | 0 | 0 | 0 | 0 | 0 | 0 | 0 | 0 | 0 | 0 | 2416570.8195 | 0 | 0 | 0 | 0 | 0 | 0 | 0 | 0 | 0 | 0 | 0 | -43944.875 | 0 | 0 | 0 | 0 | 0 | 0 | 0 | 0 | 0 | -277166.1862 | 0 | 0 | 0 | 0 | 0 | 0 | 0 | 0
2016-04-04 09:00 | 0 | 0 | 0 | 0 | 148040.2715 | 0 | 342155 | 0 | 0 | 0 | 0 | 83051.4577 | 0 | 0 | 0 | 0 | 0 | 0 | 0 | 2139404.6333 | 0 | 0 | 0 | 0 | 0 | 0 | 0 | 0 | 0 | 0 | 0 | 83051.4577 | 0 | 0 | 0 | 0 | 0 | 0 | 0 | 0 | 0 | -277166.1862 | 0 | 0 | 0 | 0 | 0 | 0 | 0 | 0
2016-04-04 10:00 | 0 | 0 | 0 | 0 | 387704.872 | 0 | 371782 | 0 | 0 | 0 | 0 | 0 | 0 | 0 | 0 | 0 | 0 | 0 | 0 | 2238378.9631 | 0 | 0 | 0 | 0 | 0 | 0 | 0 | 0 | 0 | 0 | 0 | -83051.4577 | 0 | 0 | 0 | 0 | 0 | 0 | 0 | 0 | 0 | 98974.3297 | 0 | 0 | 0 | 0 | 0 | 0 | 0 | 0
2016-04-04 11:00 | 0 | 0 | 0 | 0 | 379456.1963 | 0 | 399995 | 0 | 0 | 0 | 0 | 83051.4577 | 0 | 0 | 0 | 0 | 0 | 0 | 0 | 2134788.7017 | 0 | 0 | 0 | 0 | 0 | 0 | 0 | 0 | 0 | 0 | 0 | 83051.4577 | 0 | 0 | 0 | 0 | 0 | 0 | 0 | 0 | 0 | -103590.2614 | 0 | 0 | 0 | 0 | 0 | 0 | 0 | 0
2016-04-04 12:00 | 0 | 0 | 0 | 0 | 336770.9852 | 111.9366 | 411957 | 0 | 0 | 0 | 0 | 83051.4577 | 0 | 0 | 0 | 0 | 0 | 0 | 0 | 2026941.5381 | 0 | 32773.0854 | 0 | 0 | 0 | 0 | 0 | 0 | 0 | 0 | 0 | 0 | 0 | 0 | 0 | 0 | 0 | 0 | 0 | 0 | 0 | -107847.1636 | 0 | 32773.0854 | 0 | 0 | 0 | 0 | 0 | 0
2016-04-04 13:00 | 0 | 0 | 0 | 0 | 0 | 231059.7856 | 417396 | 0 | 0 | 0 | 0 | 0 | 0 | 0 | 0 | 0 | 0 | 0 | 0 | 1956429.8668 | 0 | 0 | 0 | 0 | 0 | 0 | 0 | 0 | 0 | 0 | 0 | -83051.4577 | 0 | 0 | 0 | 0 | 0 | 0 | 0 | 0 | 0 | -70511.6713 | 0 | -32773.0854 | 0 | 0 | 0 | 0 | 0 | 0
2016-04-04 14:00 | 0 | 0 | 0 | 0 | 0 | 537139.2644 | 422326 | 0 | 0 | 0 | 0 | 0 | 0 | 0 | 0 | 0 | 0 | 0 | 0 | 2071243.1312 | 0 | 0 | 0 | 0 | 0 | 0 | 0 | 0 | 0 | 0 | 0 | 0 | 0 | 0 | 0 | 0 | 0 | 0 | 0 | 0 | 0 | 114813.2644 | 0 | 0 | 0 | 0 | 0 | 0 | 0 | 0
2016-04-04 15:00 | 0 | 0 | 0 | 0 | 0 | 702127.1862 | 424961 | 0 | 0 | 0 | 0 | 0 | 0 | 0 | 0 | 0 | 0 | 0 | 0 | 2348409.3174 | 0 | 0 | 0 | 0 | 0 | 0 | 0 | 0 | 0 | 0 | 0 | 0 | 0 | 0 | 0 | 0 | 0 | 0 | 0 | 0 | 0 | 277166.1862 | 0 | 0 | 0 | 0 | 0 | 0 | 0 | 0
2016-04-04 16:00 | 0 | 0 | 0 | 0 | 0 | 703483.1862 | 426317 | 0 | 0 | 0 | 0 | 0 | 0 | 0 | 0 | 0 | 0 | 0 | 0 | 2625575.5036 | 0 | 0 | 0 | 0 | 0 | 0 | 0 | 0 | 0 | 0 | 0 | 0 | 0 | 0 | 0 | 0 | 0 | 0 | 0 | 0 | 0 | 277166.1862 | 0 | 0 | 0 | 0 | 0 | 0 | 0 | 0
2016-04-04 17:00 | 0 | 0 | 0 | 0 | 0 | 788744.6439 | 428527 | 0 | 0 | 0 | 0 | 83051.4577 | 0 | 0 | 0 | 0 | 0 | 0 | 0 | 2902741.6897 | 0 | 0 | 0 | 0 | 0 | 0 | 0 | 0 | 0 | 0 | 0 | 83051.4577 | 0 | 0 | 0 | 0 | 0 | 0 | 0 | 0 | 0 | 277166.1862 | 0 | 0 | 0 | 0 | 0 | 0 | 0 | 0
2016-04-04 18:00 | 0 | 0 | 0 | 0 | 0 | 790841.6439 | 430624 | 0 | 0 | 0 | 0 | 166102.9154 | 0 | 0 | 0 | 0 | 0 | 0 | 0 | 3179907.8759 | 0 | 0 | 0 | 0 | 0 | 0 | 0 | 0 | 0 | 0 | 0 | 83051.4577 | 0 | 0 | 0 | 0 | 0 | 0 | 0 | 0 | 0 | 277166.1862 | 0 | 0 | 0 | 0 | 0 | 0 | 0 | 0
2016-04-04 19:00 | 0 | 0 | 0 | 0 | 0 | 793003.6439 | 432786 | 0 | 0 | 0 | 0 | 249154.3731 | 0 | 0 | 0 | 0 | 0 | 0 | 0 | 3457074.062 | 0 | 0 | 0 | 0 | 0 | 0 | 0 | 0 | 0 | 0 | 0 | 83051.4577 | 0 | 0 | 0 | 0 | 0 | 0 | 0 | 0 | 0 | 277166.1862 | 0 | 0 | 0 | 0 | 0 | 0 | 0 | 0
2016-04-04 20:00 | 0 | 0 | 0 | 0 | 0 | 779096.4702 | 436918 | 0 | 0 | 0 | 0 | 281393.5718 | 0 | 0 | 0 | 0 | 0 | 0 | 0 | 3734240.2482 | 0 | 32773.0854 | 0 | 0 | 0 | 0 | 0 | 0 | 0 | 0 | 0 | 32239.1987 | 0 | 0 | 0 | 0 | 0 | 0 | 0 | 0 | 0 | 277166.1862 | 0 | 32773.0854 | 0 | 0 | 0 | 0 | 0 | 0
2016-04-04 21:00 | 0 | 0 | 0 | 0 | 0 | 797173.0178 | 441503 | 0 | 0 | 0 | 0 | 364445.0295 | 0 | 0 | 0 | 0 | 0 | 0 | 0 | 4011406.4344 | 0 | 28225.4593 | 0 | 0 | 0 | 0 | 0 | 0 | 0 | 0 | 0 | 83051.4577 | 0 | 0 | 0 | 0 | 0 | 0 | 0 | 0 | 0 | 277166.1862 | 0 | -4547.626 | 0 | 0 | 0 | 0 | 0 | 0
2016-04-04 22:00 | 0 | 0 | 0 | 0 | 0 | 745215.3066 | 444042 | 0 | 0 | 0 | 0 | 376150.7058 | 0 | 0 | 0 | 0 | 0 | 0 | 0 | 4288572.6205 | 0 | 40526.9035 | 0 | 0 | 0 | 0 | 0 | 0 | 0 | 0 | 0 | 11705.6763 | 0 | 0 | 0 | 0 | 0 | 0 | 0 | 0 | 0 | 277166.1862 | 0 | 12301.4442 | 0 | 0 | 0 | 0 | 0 | 0
2016-04-04 23:00 | 0 | 0 | 0 | 0 | 0 | 627570.9071 | 445816 | 0 | 0 | 0 | 0 | 313512.5121 | 0 | 0 | 0 | 0 | 0 | 0 | 0 | 4565738.8067 | 0 | 7753.8181 | 0 | 0 | 0 | 0 | 0 | 0 | 0 | 0 | 0 | -62638.1937 | 0 | 0 | 0 | 0 | 0 | 0 | 0 | 0 | 0 | 277166.1862 | 0 | -32773.0854 | 0 | 0 | 0 | 0 | 0 | 0
2016-04-05 | 0 | 0 | 0 | 0 | 0 | 372058.6731 | 451312 | 0 | 0 | 0 | 0 | 230461.0544 | 0 | 0 | 0 | 0 | 0 | 0 | 0 | 4577290.7556 | 0 | 0 | 0 | 0 | 0 | 0 | 0 | 0 | 0 | 0 | 0 | -83051.4577 | 0 | 0 | 0 | 0 | 0 | 0 | 0 | 0 | 0 | 11551.9489 | 0 | -7753.8181 | 0 | 0 | 0 | 0 | 0 | 0
2016-04-05 01:00 | 0 | 0 | 0 | 0 | 24975.6022 | 61218.7539 | 446412 | 0 | 0 | 0 | 0 | 147409.5967 | 0 | 0 | 0 | 0 | 0 | 0 | 0 | 4300124.5694 | 0 | 0 | 0 | 0 | 0 | 0 | 0 | 0 | 0 | 0 | 0 | -83051.4577 | 0 | 0 | 0 | 0 | 0 | 0 | 0 | 0 | 0 | -277166.1862 | 0 | 0 | 0 | 0 | 0 | 0 | 0 | 0
2016-04-05 02:00 | 0 | 0 | 0 | 0 | 233455.3158 | 4.9557 | 427575 | 0 | 0 | 0 | 0 | 230461.0544 | 0 | 0 | 0 | 0 | 0 | 0 | 0 | 4022958.3833 | 0 | 0 | 0 | 0 | 0 | 0 | 0 | 0 | 0 | 0 | 0 | 83051.4577 | 0 | 0 | 0 | 0 | 0 | 0 | 0 | 0 | 0 | -277166.1862 | 0 | 0 | 0 | 0 | 0 | 0 | 0 | 0
2016-04-05 03:00 | 0 | 0 | 0 | 0 | 44003.3561 | 0 | 404221 | 0 | 0 | 0 | 0 | 147409.5967 | 0 | 0 | 0 | 0 | 0 | 0 | 0 | 3745792.1971 | 0 | 0 | 0 | 0 | 0 | 0 | 0 | 0 | 0 | 0 | 0 | -83051.4577 | 0 | 0 | 0 | 0 | 0 | 0 | 0 | 0 | 0 | -277166.1862 | 0 | 0 | 0 | 0 | 0 | 0 | 0 | 0
2016-04-05 04:00 | 0 | 0 | 0 | 0 | 21833.3561 | 0 | 382051 | 0 | 0 | 0 | 0 | 64358.139 | 0 | 0 | 0 | 0 | 0 | 0 | 0 | 3468626.0109 | 0 | 0 | 0 | 0 | 0 | 0 | 0 | 0 | 0 | 0 | 0 | -83051.4577 | 0 | 0 | 0 | 0 | 0 | 0 | 0 | 0 | 0 | -277166.1862 | 0 | 0 | 0 | 0 | 0 | 0 | 0 | 0
2016-04-05 05:00 | 0 | 0 | 0 | 0 | 170219.2715 | 0 | 364334 | 0 | 0 | 0 | 0 | 147409.5967 | 0 | 0 | 0 | 0 | 0 | 0 | 0 | 3191459.8248 | 0 | 0 | 0 | 0 | 0 | 0 | 0 | 0 | 0 | 0 | 0 | 83051.4577 | 0 | 0 | 0 | 0 | 0 | 0 | 0 | 0 | 0 | -277166.1862 | 0 | 0 | 0 | 0 | 0 | 0 | 0 | 0
2016-04-05 06:00 | 0 | 0 | 0 | 0 | 0 | 0 | 352651 | 0 | 0 | 0 | 0 | 64358.139 | 0 | 0 | 0 | 0 | 0 | 0 | 0 | 2921860.2825 | 0 | 0 | 0 | 0 | 0 | 0 | 0 | 0 | 0 | 0 | 0 | -83051.4577 | 0 | 0 | 0 | 0 | 0 | 0 | 0 | 0 | 0 | -269599.5423 | 0 | 0 | 0 | 0 | 0 | 0 | 0 | 0
2016-04-05 07:00 | 0 | 0 | 0 | 0 | 4457.6749 | 0 | 345982 | 0 | 0 | 0 | 0 | 0 | 0 | 0 | 0 | 0 | 0 | 0 | 0 | 2644694.0963 | 0 | 0 | 0 | 0 | 0 | 0 | 0 | 0 | 0 | 0 | 0 | -64358.139 | 0 | 0 | 0 | 0 | 0 | 0 | 0 | 0 | 0 | -277166.1862 | 0 | 0 | 0 | 0 | 0 | 0 | 0 | 0
2016-04-05 08:00 | 0 | 0 | 0 | 0 | 706448.6439 | 0 | 346231 | 0 | 0 | 0 | 0 | 83051.4577 | 0 | 0 | 0 | 0 | 0 | 0 | 0 | 2921860.2825 | 0 | 0 | 0 | 0 | 0 | 0 | 0 | 0 | 0 | 0 | 0 | 83051.4577 | 0 | 0 | 0 | 0 | 0 | 0 | 0 | 0 | 0 | 277166.1862 | 0 | 0 | 0 | 0 | 0 | 0 | 0 | 0
2016-04-05 09:00 | 0 | 0 | 0 | 0 | 0 | 0 | 359065 | 0 | 0 | 0 | 0 | 0 | 0 | 0 | 0 | 0 | 0 | 0 | 0 | 2645846.7402 | 0 | 0 | 0 | 0 | 0 | 0 | 0 | 0 | 0 | 0 | 0 | -83051.4577 | 0 | 0 | 0 | 0 | 0 | 0 | 0 | 0 | 0 | -276013.5423 | 0 | 0 | 0 | 0 | 0 | 0 | 0 | 0
2016-04-05 10:00 | 0 | 0 | 0 | 0 | 110876.8138 | 0 | 388043 | 0 | 0 | 0 | 0 | 0 | 0 | 0 | 0 | 0 | 0 | 0 | 0 | 2368680.554 | 0 | 0 | 0 | 0 | 0 | 0 | 0 | 0 | 0 | 0 | 0 | 0 | 0 | 0 | 0 | 0 | 0 | 0 | 0 | 0 | 0 | -277166.1862 | 0 | 0 | 0 | 0 | 0 | 0 | 0 | 0
2016-04-05 11:00 | 0 | 0 | 0 | 0 | 221215.2715 | 0 | 415330 | 0 | 0 | 0 | 0 | 83051.4577 | 0 | 0 | 0 | 0 | 0 | 0 | 0 | 2091514.3679 | 0 | 0 | 0 | 0 | 0 | 0 | 0 | 0 | 0 | 0 | 0 | 83051.4577 | 0 | 0 | 0 | 0 | 0 | 0 | 0 | 0 | 0 | -277166.1862 | 0 | 0 | 0 | 0 | 0 | 0 | 0 | 0
2016-04-05 12:00 | 0 | 0 | 0 | 0 | 64990.3313 | 135.0248 | 425343 | 0 | 0 | 0 | 0 | 0 | 0 | 0 | 0 | 0 | 0 | 0 | 0 | 1814348.1817 | 0 | 0 | 0 | 0 | 0 | 0 | 0 | 0 | 0 | 0 | 0 | -83051.4577 | 0 | 0 | 0 | 0 | 0 | 0 | 0 | 0 | 0 | -277166.1862 | 0 | 0 | 0 | 0 | 0 | 0 | 0 | 0
2016-04-05 13:00 | 0 | 0 | 0 | 0 | 0 | 211746.6234 | 429582 | 0 | 0 | 0 | 0 | 0 | 0 | 0 | 0 | 0 | 0 | 0 | 0 | 1596512.8051 | 0 | 0 | 0 | 0 | 0 | 0 | 0 | 0 | 0 | 0 | 0 | 0 | 0 | 0 | 0 | 0 | 0 | 0 | 0 | 0 | 0 | -217835.3766 | 0 | 0 | 0 | 0 | 0 | 0 | 0 | 0
2016-04-05 14:00 | 0 | 0 | 0 | 0 | 131575.6676 | 579376.5186 | 433786 | 0 | 0 | 0 | 0 | 0 | 0 | 0 | 0 | 0 | 0 | 0 | 0 | 1873678.9913 | 0 | 0 | 0 | 0 | 0 | 0 | 0 | 0 | 0 | 0 | 0 | 0 | 0 | 0 | 0 | 0 | 0 | 0 | 0 | 0 | 0 | 277166.1862 | 0 | 0 | 0 | 0 | 0 | 0 | 0 | 0
2016-04-05 15:00 | 0 | 0 | 0 | 0 | 0 | 711818.1862 | 434652 | 0 | 0 | 0 | 0 | 0 | 0 | 0 | 0 | 0 | 0 | 0 | 0 | 2150845.1774 | 0 | 0 | 0 | 0 | 0 | 0 | 0 | 0 | 0 | 0 | 0 | 0 | 0 | 0 | 0 | 0 | 0 | 0 | 0 | 0 | 0 | 277166.1862 | 0 | 0 | 0 | 0 | 0 | 0 | 0 | 0
2016-04-05 16:00 | 0 | 0 | 0 | 0 | 0 | 793823.6439 | 433606 | 0 | 0 | 0 | 0 | 83051.4577 | 0 | 0 | 0 | 0 | 0 | 0 | 0 | 2428011.3636 | 0 | 0 | 0 | 0 | 0 | 0 | 0 | 0 | 0 | 0 | 0 | 83051.4577 | 0 | 0 | 0 | 0 | 0 | 0 | 0 | 0 | 0 | 277166.1862 | 0 | 0 | 0 | 0 | 0 | 0 | 0 | 0
2016-04-05 17:00 | 0 | 0 | 0 | 0 | 0 | 637015.7659 | 433699 | 0 | 0 | 0 | 0 | 9202.0374 | 0 | 0 | 0 | 0 | 0 | 0 | 0 | 2705177.5497 | 0 | 0 | 0 | 0 | 0 | 0 | 0 | 0 | 0 | 0 | 0 | -73849.4203 | 0 | 0 | 0 | 0 | 0 | 0 | 0 | 0 | 0 | 277166.1862 | 0 | 0 | 0 | 0 | 0 | 0 | 0 | 0
2016-04-05 18:00 | 0 | 0 | 0 | 0 | 0 | 794091.6439 | 433874 | 0 | 0 | 0 | 0 | 92253.4951 | 0 | 0 | 0 | 0 | 0 | 0 | 0 | 2982343.7359 | 0 | 0 | 0 | 0 | 0 | 0 | 0 | 0 | 0 | 0 | 0 | 83051.4577 | 0 | 0 | 0 | 0 | 0 | 0 | 0 | 0 | 0 | 277166.1862 | 0 | 0 | 0 | 0 | 0 | 0 | 0 | 0
2016-04-05 19:00 | 0 | 0 | 0 | 0 | 0 | 794680.6439 | 434463 | 0 | 0 | 0 | 0 | 175304.9528 | 0 | 0 | 0 | 0 | 0 | 0 | 0 | 3259509.9221 | 0 | 0 | 0 | 0 | 0 | 0 | 0 | 0 | 0 | 0 | 0 | 83051.4577 | 0 | 0 | 0 | 0 | 0 | 0 | 0 | 0 | 0 | 277166.1862 | 0 | 0 | 0 | 0 | 0 | 0 | 0 | 0
2016-04-05 20:00 | 0 | 0 | 0 | 0 | 0 | 796713.6439 | 436496 | 0 | 0 | 0 | 0 | 258356.4105 | 0 | 0 | 0 | 0 | 0 | 0 | 0 | 3536676.1082 | 0 | 0 | 0 | 0 | 0 | 0 | 0 | 0 | 0 | 0 | 0 | 83051.4577 | 0 | 0 | 0 | 0 | 0 | 0 | 0 | 0 | 0 | 277166.1862 | 0 | 0 | 0 | 0 | 0 | 0 | 0 | 0
2016-04-05 21:00 | 0 | 0 | 0 | 0 | 0 | 808059.462 | 440088 | 0 | 0 | 0 | 0 | 341407.8682 | 0 | 0 | 0 | 0 | 0 | 0 | 0 | 3813842.2944 | 0 | 7753.8181 | 0 | 0 | 0 | 0 | 0 | 0 | 0 | 0 | 0 | 83051.4577 | 0 | 0 | 0 | 0 | 0 | 0 | 0 | 0 | 0 | 277166.1862 | 0 | 7753.8181 | 0 | 0 | 0 | 0 | 0 | 0
2016-04-05 22:00 | 0 | 0 | 0 | 0 | 0 | 787420.1091 | 442738 | 0 | 0 | 0 | 0 | 376150.7058 | 0 | 0 | 0 | 0 | 0 | 0 | 0 | 4091008.4806 | 0 | 40526.9035 | 0 | 0 | 0 | 0 | 0 | 0 | 0 | 0 | 0 | 34742.8376 | 0 | 0 | 0 | 0 | 0 | 0 | 0 | 0 | 0 | 277166.1862 | 0 | 32773.0854 | 0 | 0 | 0 | 0 | 0 | 0
2016-04-05 23:00 | 0 | 0 | 0 | 0 | 0 | 671391.4223 | 446832 | 0 | 0 | 0 | 0 | 332205.8308 | 0 | 0 | 0 | 0 | 0 | 0 | 0 | 4368174.6667 | 0 | 31865.0146 | 0 | 0 | 0 | 0 | 0 | 0 | 0 | 0 | 0 | -43944.875 | 0 | 0 | 0 | 0 | 0 | 0 | 0 | 0 | 0 | 277166.1862 | 0 | -8661.8888 | 0 | 0 | 0 | 0 | 0 | 0
2016-04-06 | 0 | 0 | 0 | 0 | 0 | 413781.3678 | 457670 | 0 | 0 | 0 | 0 | 249154.3731 | 0 | 0 | 0 | 0 | 0 | 0 | 0 | 4439202.5069 | 0 | 0 | 0 | 0 | 0 | 0 | 0 | 0 | 0 | 0 | 0 | -83051.4577 | 0 | 0 | 0 | 0 | 0 | 0 | 0 | 0 | 0 | 71027.8401 | 0 | -31865.0146 | 0 | 0 | 0 | 0 | 0 | 0
2016-04-06 01:00 | 0 | 0 | 0 | 0 | 29840.9761 | 65211.3801 | 455270 | 0 | 0 | 0 | 0 | 166102.9154 | 0 | 0 | 0 | 0 | 0 | 0 | 0 | 4162036.3207 | 0 | 0 | 0 | 0 | 0 | 0 | 0 | 0 | 0 | 0 | 0 | -83051.4577 | 0 | 0 | 0 | 0 | 0 | 0 | 0 | 0 | 0 | -277166.1862 | 0 | 0 | 0 | 0 | 0 | 0 | 0 | 0
2016-04-06 02:00 | 0 | 0 | 0 | 0 | 77317.9906 | 9.3655 | 437545 | 0 | 0 | 0 | 0 | 83051.4577 | 0 | 0 | 0 | 0 | 0 | 0 | 0 | 3884870.1345 | 0 | 0 | 0 | 0 | 0 | 0 | 0 | 0 | 0 | 0 | 0 | -83051.4577 | 0 | 0 | 0 | 0 | 0 | 0 | 0 | 0 | 0 | -277166.1862 | 0 | 0 | 0 | 0 | 0 | 0 | 0 | 0
2016-04-06 03:00 | 0 | 0 | 0 | 0 | 220572.2715 | 0 | 414687 | 0 | 0 | 0 | 0 | 166102.9154 | 0 | 0 | 0 | 0 | 0 | 0 | 0 | 3607703.9484 | 0 | 0 | 0 | 0 | 0 | 0 | 0 | 0 | 0 | 0 | 0 | 83051.4577 | 0 | 0 | 0 | 0 | 0 | 0 | 0 | 0 | 0 | -277166.1862 | 0 | 0 | 0 | 0 | 0 | 0 | 0 | 0
2016-04-06 04:00 | 0 | 0 | 0 | 0 | 34118.3561 | 0 | 394336 | 0 | 0 | 0 | 0 | 83051.4577 | 0 | 0 | 0 | 0 | 0 | 0 | 0 | 3330537.7622 | 0 | 0 | 0 | 0 | 0 | 0 | 0 | 0 | 0 | 0 | 0 | -83051.4577 | 0 | 0 | 0 | 0 | 0 | 0 | 0 | 0 | 0 | -277166.1862 | 0 | 0 | 0 | 0 | 0 | 0 | 0 | 0
2016-04-06 05:00 | 0 | 0 | 0 | 0 | 17181.3561 | 0 | 377399 | 0 | 0 | 0 | 0 | 0 | 0 | 0 | 0 | 0 | 0 | 0 | 0 | 3053371.576 | 0 | 0 | 0 | 0 | 0 | 0 | 0 | 0 | 0 | 0 | 0 | -83051.4577 | 0 | 0 | 0 | 0 | 0 | 0 | 0 | 0 | 0 | -277166.1862 | 0 | 0 | 0 | 0 | 0 | 0 | 0 | 0
2016-04-06 06:00 | 0 | 0 | 0 | 0 | 171612.2715 | 0 | 365727 | 0 | 0 | 0 | 0 | 83051.4577 | 0 | 0 | 0 | 0 | 0 | 0 | 0 | 2776205.3899 | 0 | 0 | 0 | 0 | 0 | 0 | 0 | 0 | 0 | 0 | 0 | 83051.4577 | 0 | 0 | 0 | 0 | 0 | 0 | 0 | 0 | 0 | -277166.1862 | 0 | 0 | 0 | 0 | 0 | 0 | 0 | 0
2016-04-06 07:00 | 0 | 0 | 0 | 0 | 0 | 0 | 359665 | 0 | 0 | 0 | 0 | 0 | 0 | 0 | 0 | 0 | 0 | 0 | 0 | 2499591.8476 | 0 | 0 | 0 | 0 | 0 | 0 | 0 | 0 | 0 | 0 | 0 | -83051.4577 | 0 | 0 | 0 | 0 | 0 | 0 | 0 | 0 | 0 | -276613.5423 | 0 | 0 | 0 | 0 | 0 | 0 | 0 | 0
2016-04-06 08:00 | 0 | 0 | 0 | 0 | 636906.1862 | 0 | 359740 | 0 | 0 | 0 | 0 | 0 | 0 | 0 | 0 | 0 | 0 | 0 | 0 | 2776758.0338 | 0 | 0 | 0 | 0 | 0 | 0 | 0 | 0 | 0 | 0 | 0 | 0 | 0 | 0 | 0 | 0 | 0 | 0 | 0 | 0 | 0 | 277166.1862 | 0 | 0 | 0 | 0 | 0 | 0 | 0 | 0
2016-04-06 09:00 | 0 | 0 | 0 | 0 | 176431.2715 | 0 | 370546 | 0 | 0 | 0 | 0 | 83051.4577 | 0 | 0 | 0 | 0 | 0 | 0 | 0 | 2499591.8476 | 0 | 0 | 0 | 0 | 0 | 0 | 0 | 0 | 0 | 0 | 0 | 83051.4577 | 0 | 0 | 0 | 0 | 0 | 0 | 0 | 0 | 0 | -277166.1862 | 0 | 0 | 0 | 0 | 0 | 0 | 0 | 0
2016-04-06 10:00 | 0 | 0 | 0 | 0 | 38460.3561 | 0 | 398678 | 0 | 0 | 0 | 0 | 0 | 0 | 0 | 0 | 0 | 0 | 0 | 0 | 2222425.6614 | 0 | 0 | 0 | 0 | 0 | 0 | 0 | 0 | 0 | 0 | 0 | -83051.4577 | 0 | 0 | 0 | 0 | 0 | 0 | 0 | 0 | 0 | -277166.1862 | 0 | 0 | 0 | 0 | 0 | 0 | 0 | 0
2016-04-06 11:00 | 0 | 0 | 0 | 0 | 146310.8138 | 0 | 423477 | 0 | 0 | 0 | 0 | 0 | 0 | 0 | 0 | 0 | 0 | 0 | 0 | 1945259.4753 | 0 | 0 | 0 | 0 | 0 | 0 | 0 | 0 | 0 | 0 | 0 | 0 | 0 | 0 | 0 | 0 | 0 | 0 | 0 | 0 | 0 | -277166.1862 | 0 | 0 | 0 | 0 | 0 | 0 | 0 | 0
2016-04-06 12:00 | 0 | 0 | 0 | 0 | 152318.1197 | 157.6942 | 429642 | 0 | 0 | 0 | 0 | 0 | 0 | 0 | 0 | 0 | 0 | 0 | 0 | 1668093.2891 | 0 | 0 | 0 | 0 | 0 | 0 | 0 | 0 | 0 | 0 | 0 | 0 | 0 | 0 | 0 | 0 | 0 | 0 | 0 | 0 | 0 | -277166.1862 | 0 | 0 | 0 | 0 | 0 | 0 | 0 | 0
2016-04-06 13:00 | 0 | 0 | 0 | 0 | 0 | 222944.7792 | 430930 | 0 | 0 | 0 | 0 | 0 | 0 | 0 | 0 | 0 | 0 | 0 | 0 | 1460108.0683 | 0 | 0 | 0 | 0 | 0 | 0 | 0 | 0 | 0 | 0 | 0 | 0 | 0 | 0 | 0 | 0 | 0 | 0 | 0 | 0 | 0 | -207985.2208 | 0 | 0 | 0 | 0 | 0 | 0 | 0 | 0
2016-04-06 14:00 | 0 | 0 | 0 | 0 | 86183.0213 | 623873.1649 | 432890 | 0 | 0 | 0 | 0 | 0 | 0 | 0 | 0 | 0 | 0 | 0 | 0 | 1737274.2545 | 0 | 0 | 0 | 0 | 0 | 0 | 0 | 0 | 0 | 0 | 0 | 0 | 0 | 0 | 0 | 0 | 0 | 0 | 0 | 0 | 0 | 277166.1862 | 0 | 0 | 0 | 0 | 0 | 0 | 0 | 0
2016-04-06 15:00 | 0 | 0 | 0 | 0 | 0 | 709504.1862 | 432338 | 0 | 0 | 0 | 0 | 0 | 0 | 0 | 0 | 0 | 0 | 0 | 0 | 2014440.4406 | 0 | 0 | 0 | 0 | 0 | 0 | 0 | 0 | 0 | 0 | 0 | 0 | 0 | 0 | 0 | 0 | 0 | 0 | 0 | 0 | 0 | 277166.1862 | 0 | 0 | 0 | 0 | 0 | 0 | 0 | 0
2016-04-06 16:00 | 0 | 0 | 0 | 0 | 0 | 790351.6439 | 430134 | 0 | 0 | 0 | 0 | 83051.4577 | 0 | 0 | 0 | 0 | 0 | 0 | 0 | 2291606.6268 | 0 | 0 | 0 | 0 | 0 | 0 | 0 | 0 | 0 | 0 | 0 | 83051.4577 | 0 | 0 | 0 | 0 | 0 | 0 | 0 | 0 | 0 | 277166.1862 | 0 | 0 | 0 | 0 | 0 | 0 | 0 | 0
2016-04-06 17:00 | 0 | 0 | 0 | 0 | 0 | 623469.7285 | 429355 | 0 | 0 | 0 | 0 | 0 | 0 | 0 | 0 | 0 | 0 | 0 | 0 | 2568772.813 | 0 | 0 | 0 | 0 | 0 | 0 | 0 | 0 | 0 | 0 | 0 | -83051.4577 | 0 | 0 | 0 | 0 | 0 | 0 | 0 | 0 | 0 | 277166.1862 | 0 | 0 | 0 | 0 | 0 | 0 | 0 | 0
2016-04-06 18:00 | 0 | 0 | 0 | 0 | 0 | 789931.6439 | 429714 | 0 | 0 | 0 | 0 | 83051.4577 | 0 | 0 | 0 | 0 | 0 | 0 | 0 | 2845938.9991 | 0 | 0 | 0 | 0 | 0 | 0 | 0 | 0 | 0 | 0 | 0 | 83051.4577 | 0 | 0 | 0 | 0 | 0 | 0 | 0 | 0 | 0 | 277166.1862 | 0 | 0 | 0 | 0 | 0 | 0 | 0 | 0
2016-04-06 19:00 | 0 | 0 | 0 | 0 | 0 | 789849.6439 | 429632 | 0 | 0 | 0 | 0 | 166102.9154 | 0 | 0 | 0 | 0 | 0 | 0 | 0 | 3123105.1853 | 0 | 0 | 0 | 0 | 0 | 0 | 0 | 0 | 0 | 0 | 0 | 83051.4577 | 0 | 0 | 0 | 0 | 0 | 0 | 0 | 0 | 0 | 277166.1862 | 0 | 0 | 0 | 0 | 0 | 0 | 0 | 0
2016-04-06 20:00 | 0 | 0 | 0 | 0 | 0 | 792468.6439 | 432251 | 0 | 0 | 0 | 0 | 249154.3731 | 0 | 0 | 0 | 0 | 0 | 0 | 0 | 3400271.3715 | 0 | 0 | 0 | 0 | 0 | 0 | 0 | 0 | 0 | 0 | 0 | 83051.4577 | 0 | 0 | 0 | 0 | 0 | 0 | 0 | 0 | 0 | 277166.1862 | 0 | 0 | 0 | 0 | 0 | 0 | 0 | 0
2016-04-06 21:00 | 0 | 0 | 0 | 0 | 0 | 762499.9172 | 435366 | 0 | 0 | 0 | 0 | 291368.2861 | 0 | 0 | 0 | 0 | 0 | 0 | 0 | 3677437.5576 | 0 | 7753.8181 | 0 | 0 | 0 | 0 | 0 | 0 | 0 | 0 | 0 | 42213.913 | 0 | 0 | 0 | 0 | 0 | 0 | 0 | 0 | 0 | 277166.1862 | 0 | 7753.8181 | 0 | 0 | 0 | 0 | 0 | 0
2016-04-06 22:00 | 0 | 0 | 0 | 0 | 0 | 831334.7292 | 438344 | 0 | 0 | 0 | 0 | 374419.7438 | 0 | 0 | 0 | 0 | 0 | 0 | 0 | 3954603.7438 | 0 | 40526.9035 | 0 | 0 | 0 | 0 | 0 | 0 | 0 | 0 | 0 | 83051.4577 | 0 | 0 | 0 | 0 | 0 | 0 | 0 | 0 | 0 | 277166.1862 | 0 | 32773.0854 | 0 | 0 | 0 | 0 | 0 | 0
2016-04-06 23:00 | 0 | 0 | 0 | 0 | 0 | 722079.1482 | 443182 | 0 | 0 | 0 | 0 | 376150.7058 | 0 | 0 | 0 | 0 | 0 | 0 | 0 | 4231769.9299 | 0 | 40526.9035 | 0 | 0 | 0 | 0 | 0 | 0 | 0 | 0 | 0 | 1730.962 | 0 | 0 | 0 | 0 | 0 | 0 | 0 | 0 | 0 | 277166.1862 | 0 | 0 | 0 | 0 | 0 | 0 | 0 | 0
2016-04-07 | 0 | 0 | 0 | 0 | 0 | 438776.8007 | 448526 | 0 | 0 | 0 | 0 | 293099.2481 | 0 | 0 | 0 | 0 | 0 | 0 | 0 | 4337845.2737 | 0 | 7753.8181 | 0 | 0 | 0 | 0 | 0 | 0 | 0 | 0 | 0 | -83051.4577 | 0 | 0 | 0 | 0 | 0 | 0 | 0 | 0 | 0 | 106075.3438 | 0 | -32773.0854 | 0 | 0 | 0 | 0 | 0 | 0
2016-04-07 01:00 | 0 | 0 | 0 | 0 | 13878.1148 | 61174.4232 | 443024 | 0 | 0 | 0 | 0 | 210047.7904 | 0 | 0 | 0 | 0 | 0 | 0 | 0 | 4060679.0876 | 0 | 0 | 0 | 0 | 0 | 0 | 0 | 0 | 0 | 0 | 0 | -83051.4577 | 0 | 0 | 0 | 0 | 0 | 0 | 0 | 0 | 0 | -277166.1862 | 0 | -7753.8181 | 0 | 0 | 0 | 0 | 0 | 0
2016-04-07 02:00 | 0 | 0 | 0 | 0 | 64522.6757 | 9.6805 | 424750 | 0 | 0 | 0 | 0 | 126996.3327 | 0 | 0 | 0 | 0 | 0 | 0 | 0 | 3783512.9014 | 0 | 0 | 0 | 0 | 0 | 0 | 0 | 0 | 0 | 0 | 0 | -83051.4577 | 0 | 0 | 0 | 0 | 0 | 0 | 0 | 0 | 0 | -277166.1862 | 0 | 0 | 0 | 0 | 0 | 0 | 0 | 0
2016-04-07 03:00 | 0 | 0 | 0 | 0 | 207504.2715 | 0 | 401619 | 0 | 0 | 0 | 0 | 210047.7904 | 0 | 0 | 0 | 0 | 0 | 0 | 0 | 3506346.7152 | 0 | 0 | 0 | 0 | 0 | 0 | 0 | 0 | 0 | 0 | 0 | 83051.4577 | 0 | 0 | 0 | 0 | 0 | 0 | 0 | 0 | 0 | -277166.1862 | 0 | 0 | 0 | 0 | 0 | 0 | 0 | 0
2016-04-07 04:00 | 0 | 0 | 0 | 0 | 18440.3561 | 0 | 378658 | 0 | 0 | 0 | 0 | 126996.3327 | 0 | 0 | 0 | 0 | 0 | 0 | 0 | 3229180.5291 | 0 | 0 | 0 | 0 | 0 | 0 | 0 | 0 | 0 | 0 | 0 | -83051.4577 | 0 | 0 | 0 | 0 | 0 | 0 | 0 | 0 | 0 | -277166.1862 | 0 | 0 | 0 | 0 | 0 | 0 | 0 | 0
2016-04-07 05:00 | 0 | 0 | 0 | 0 | 39982.9388 | 0 | 361094 | 0 | 0 | 0 | 0 | 83051.4577 | 0 | 0 | 0 | 0 | 0 | 0 | 0 | 2952014.3429 | 0 | 0 | 0 | 0 | 0 | 0 | 0 | 0 | 0 | 0 | 0 | -43944.875 | 0 | 0 | 0 | 0 | 0 | 0 | 0 | 0 | 0 | -277166.1862 | 0 | 0 | 0 | 0 | 0 | 0 | 0 | 0
2016-04-07 06:00 | 0 | 0 | 0 | 0 | 154834.2715 | 0 | 348949 | 0 | 0 | 0 | 0 | 166102.9154 | 0 | 0 | 0 | 0 | 0 | 0 | 0 | 2674848.1567 | 0 | 0 | 0 | 0 | 0 | 0 | 0 | 0 | 0 | 0 | 0 | 83051.4577 | 0 | 0 | 0 | 0 | 0 | 0 | 0 | 0 | 0 | -277166.1862 | 0 | 0 | 0 | 0 | 0 | 0 | 0 | 0
2016-04-07 07:00 | 0 | 0 | 0 | 0 | 536236.7285 | 0 | 342122 | 0 | 0 | 0 | 0 | 83051.4577 | 0 | 0 | 0 | 0 | 0 | 0 | 0 | 2952014.3429 | 0 | 0 | 0 | 0 | 0 | 0 | 0 | 0 | 0 | 0 | 0 | -83051.4577 | 0 | 0 | 0 | 0 | 0 | 0 | 0 | 0 | 0 | 277166.1862 | 0 | 0 | 0 | 0 | 0 | 0 | 0 | 0
2016-04-07 08:00 | 0 | 0 | 0 | 0 | 708633.0017 | 0 | 341886 | 0 | 0 | 0 | 0 | 166102.9154 | 0 | 0 | 0 | 0 | 0 | 0 | 0 | 3229180.5291 | 0 | 6529.3578 | 0 | 0 | 0 | 0 | 0 | 0 | 0 | 0 | 0 | 83051.4577 | 0 | 0 | 0 | 0 | 0 | 0 | 0 | 0 | 0 | 277166.1862 | 0 | 6529.3578 | 0 | 0 | 0 | 0 | 0 | 0
2016-04-07 09:00 | 0 | 0 | 0 | 0 | 0 | 0 | 350117 | 0 | 0 | 0 | 0 | 83051.4577 | 0 | 0 | 0 | 0 | 0 | 0 | 0 | 2968644.3446 | 0 | 0 | 0 | 0 | 0 | 0 | 0 | 0 | 0 | 0 | 0 | -83051.4577 | 0 | 0 | 0 | 0 | 0 | 0 | 0 | 0 | 0 | -260536.1845 | 0 | -6529.3578 | 0 | 0 | 0 | 0 | 0 | 0
2016-04-07 10:00 | 0 | 0 | 0 | 0 | 16773.3561 | 0 | 376991 | 0 | 0 | 0 | 0 | 0 | 0 | 0 | 0 | 0 | 0 | 0 | 0 | 2691478.1584 | 0 | 0 | 0 | 0 | 0 | 0 | 0 | 0 | 0 | 0 | 0 | -83051.4577 | 0 | 0 | 0 | 0 | 0 | 0 | 0 | 0 | 0 | -277166.1862 | 0 | 0 | 0 | 0 | 0 | 0 | 0 | 0
2016-04-07 11:00 | 0 | 0 | 0 | 0 | 209277.2715 | 0 | 403392 | 0 | 0 | 0 | 0 | 83051.4577 | 0 | 0 | 0 | 0 | 0 | 0 | 0 | 2414311.9723 | 0 | 0 | 0 | 0 | 0 | 0 | 0 | 0 | 0 | 0 | 0 | 83051.4577 | 0 | 0 | 0 | 0 | 0 | 0 | 0 | 0 | 0 | -277166.1862 | 0 | 0 | 0 | 0 | 0 | 0 | 0 | 0
2016-04-07 12:00 | 0 | 0 | 0 | 0 | 54433.5589 | 189.7972 | 414841 | 0 | 0 | 0 | 0 | 0 | 0 | 0 | 0 | 0 | 0 | 0 | 0 | 2137145.7861 | 0 | 0 | 0 | 0 | 0 | 0 | 0 | 0 | 0 | 0 | 0 | -83051.4577 | 0 | 0 | 0 | 0 | 0 | 0 | 0 | 0 | 0 | -277166.1862 | 0 | 0 | 0 | 0 | 0 | 0 | 0 | 0
2016-04-07 13:00 | 0 | 0 | 0 | 0 | 498022.7044 | 193767.2579 | 421774 | 0 | 0 | 0 | 0 | 0 | 0 | 0 | 0 | 0 | 0 | 0 | 0 | 2407161.7484 | 0 | 0 | 0 | 0 | 0 | 0 | 0 | 0 | 0 | 0 | 0 | 0 | 0 | 0 | 0 | 0 | 0 | 0 | 0 | 0 | 0 | 270015.9623 | 0 | 0 | 0 | 0 | 0 | 0 | 0 | 0
2016-04-07 14:00 | 0 | 0 | 0 | 0 | 230307.8896 | 475288.2965 | 428430 | 0 | 0 | 0 | 0 | 0 | 0 | 0 | 0 | 0 | 0 | 0 | 0 | 2684327.9345 | 0 | 0 | 0 | 0 | 0 | 0 | 0 | 0 | 0 | 0 | 0 | 0 | 0 | 0 | 0 | 0 | 0 | 0 | 0 | 0 | 0 | 277166.1862 | 0 | 0 | 0 | 0 | 0 | 0 | 0 | 0
2016-04-07 15:00 | 0 | 0 | 0 | 0 | 66814.2332 | 642242.9529 | 431891 | 0 | 0 | 0 | 0 | 0 | 0 | 0 | 0 | 0 | 0 | 0 | 0 | 2961494.1207 | 0 | 0 | 0 | 0 | 0 | 0 | 0 | 0 | 0 | 0 | 0 | 0 | 0 | 0 | 0 | 0 | 0 | 0 | 0 | 0 | 0 | 277166.1862 | 0 | 0 | 0 | 0 | 0 | 0 | 0 | 0
2016-04-07 16:00 | 0 | 0 | 0 | 0 | 65167.748 | 728563.8959 | 433514 | 0 | 0 | 0 | 0 | 83051.4577 | 0 | 0 | 0 | 0 | 0 | 0 | 0 | 3238660.3069 | 0 | 0 | 0 | 0 | 0 | 0 | 0 | 0 | 0 | 0 | 0 | 83051.4577 | 0 | 0 | 0 | 0 | 0 | 0 | 0 | 0 | 0 | 277166.1862 | 0 | 0 | 0 | 0 | 0 | 0 | 0 | 0
2016-04-07 17:00 | 0 | 0 | 0 | 0 | 0 | 753706.5582 | 435105 | 0 | 0 | 0 | 0 | 166102.9154 | 0 | 0 | 0 | 0 | 0 | 0 | 0 | 3474210.4073 | 0 | 0 | 0 | 0 | 0 | 0 | 0 | 0 | 0 | 0 | 0 | 83051.4577 | 0 | 0 | 0 | 0 | 0 | 0 | 0 | 0 | 0 | 235550.1005 | 0 | 0 | 0 | 0 | 0 | 0 | 0 | 0
2016-04-07 18:00 | 0 | 0 | 0 | 0 | 0 | 752319.2322 | 436583 | 0 | 0 | 0 | 0 | 204672.9615 | 0 | 0 | 0 | 0 | 0 | 0 | 0 | 3751376.5935 | 0 | 0 | 0 | 0 | 0 | 0 | 0 | 0 | 0 | 0 | 0 | 38570.0461 | 0 | 0 | 0 | 0 | 0 | 0 | 0 | 0 | 0 | 277166.1862 | 0 | 0 | 0 | 0 | 0 | 0 | 0 | 0
2016-04-07 19:00 | 0 | 0 | 0 | 0 | 0 | 738621.7701 | 438358 | 0 | 0 | 0 | 0 | 287724.4192 | 0 | 0 | 0 | 0 | 0 | 0 | 0 | 3968588.9059 | 0 | 0 | 0 | 0 | 0 | 0 | 0 | 0 | 0 | 0 | 0 | 83051.4577 | 0 | 0 | 0 | 0 | 0 | 0 | 0 | 0 | 0 | 217212.3124 | 0 | 0 | 0 | 0 | 0 | 0 | 0 | 0
2016-04-07 20:00 | 0 | 0 | 0 | 0 | 0 | 726094.3324 | 441584 | 0 | 0 | 0 | 0 | 295068.5654 | 0 | 0 | 0 | 0 | 0 | 0 | 0 | 4245755.0921 | 0 | 0 | 0 | 0 | 0 | 0 | 0 | 0 | 0 | 0 | 0 | 7344.1462 | 0 | 0 | 0 | 0 | 0 | 0 | 0 | 0 | 0 | 277166.1862 | 0 | 0 | 0 | 0 | 0 | 0 | 0 | 0
2016-04-07 21:00 | 0 | 0 | 0 | 0 | 0 | 694829.1235 | 444346 | 0 | 0 | 0 | 0 | 268385.5027 | 0 | 0 | 0 | 0 | 0 | 0 | 0 | 4522921.2782 | 0 | 0 | 0 | 0 | 0 | 0 | 0 | 0 | 0 | 0 | 0 | -26683.0627 | 0 | 0 | 0 | 0 | 0 | 0 | 0 | 0 | 0 | 277166.1862 | 0 | 0 | 0 | 0 | 0 | 0 | 0 | 0
2016-04-07 22:00 | 0 | 0 | 0 | 0 | 0 | 624549.3001 | 443858 | 0 | 0 | 0 | 0 | 185334.045 | 0 | 0 | 0 | 0 | 0 | 0 | 0 | 4786664.036 | 0 | 0 | 0 | 0 | 0 | 0 | 0 | 0 | 0 | 0 | 0 | -83051.4577 | 0 | 0 | 0 | 0 | 0 | 0 | 0 | 0 | 0 | 263742.7578 | 0 | 0 | 0 | 0 | 0 | 0 | 0 | 0
2016-04-07 23:00 | 0 | 0 | 0 | 0 | 0 | 488000.307 | 443415 | 0 | 0 | 0 | 0 | 102282.5873 | 0 | 0 | 0 | 0 | 0 | 0 | 0 | 4914300.8007 | 0 | 0 | 0 | 0 | 0 | 0 | 0 | 0 | 0 | 0 | 0 | -83051.4577 | 0 | 0 | 0 | 0 | 0 | 0 | 0 | 0 | 0 | 127636.7647 | 0 | 0 | 0 | 0 | 0 | 0 | 0 | 0
2016-04-08 | 0 | 0 | 0 | 0 | 0 | 276077.229 | 447159 | 0 | 0 | 0 | 0 | 185334.045 | 0 | 0 | 0 | 0 | 0 | 0 | 0 | 4660167.572 | 0 | 0 | 0 | 0 | 0 | 0 | 0 | 0 | 0 | 0 | 0 | 83051.4577 | 0 | 0 | 0 | 0 | 0 | 0 | 0 | 0 | 0 | -254133.2287 | 0 | 0 | 0 | 0 | 0 | 0 | 0 | 0
2016-04-08 01:00 | 0 | 0 | 0 | 0 | 46169.5233 | 36016.8328 | 442404 | 0 | 0 | 0 | 0 | 102282.5873 | 0 | 0 | 0 | 0 | 0 | 0 | 0 | 4383001.3859 | 0 | 0 | 0 | 0 | 0 | 0 | 0 | 0 | 0 | 0 | 0 | -83051.4577 | 0 | 0 | 0 | 0 | 0 | 0 | 0 | 0 | 0 | -277166.1862 | 0 | 0 | 0 | 0 | 0 | 0 | 0 | 0
2016-04-08 02:00 | 0 | 0 | 0 | 0 | 64643.878 | 6.4782 | 424868 | 0 | 0 | 0 | 0 | 19231.1296 | 0 | 0 | 0 | 0 | 0 | 0 | 0 | 4105835.1997 | 0 | 0 | 0 | 0 | 0 | 0 | 0 | 0 | 0 | 0 | 0 | -83051.4577 | 0 | 0 | 0 | 0 | 0 | 0 | 0 | 0 | 0 | -277166.1862 | 0 | 0 | 0 | 0 | 0 | 0 | 0 | 0
2016-04-08 03:00 | 0 | 0 | 0 | 0 | 208634.2715 | 0 | 402749 | 0 | 0 | 0 | 0 | 102282.5873 | 0 | 0 | 0 | 0 | 0 | 0 | 0 | 3828669.0135 | 0 | 0 | 0 | 0 | 0 | 0 | 0 | 0 | 0 | 0 | 0 | 83051.4577 | 0 | 0 | 0 | 0 | 0 | 0 | 0 | 0 | 0 | -277166.1862 | 0 | 0 | 0 | 0 | 0 | 0 | 0 | 0
2016-04-08 04:00 | 0 | 0 | 0 | 0 | 638856.1849 | 0 | 380965 | 0 | 0 | 0 | 0 | 185334.045 | 0 | 0 | 0 | 0 | 0 | 0 | 0 | 4000101.3846 | 0 | 3407.3561 | 0 | 0 | 0 | 0 | 0 | 0 | 0 | 0 | 0 | 83051.4577 | 0 | 0 | 0 | 0 | 0 | 0 | 0 | 0 | 0 | 171432.3711 | 0 | 3407.3561 | 0 | 0 | 0 | 0 | 0 | 0
2016-04-08 05:00 | 0 | 0 | 0 | 0 | 0 | 0 | 363625 | 0 | 0 | 0 | 0 | 102282.5873 | 0 | 0 | 0 | 0 | 0 | 0 | 0 | 3722935.1984 | 0 | 0 | 0 | 0 | 0 | 0 | 0 | 0 | 0 | 0 | 0 | -83051.4577 | 0 | 0 | 0 | 0 | 0 | 0 | 0 | 0 | 0 | -277166.1862 | 0 | -3407.3561 | 0 | 0 | 0 | 0 | 0 | 0
2016-04-08 06:00 | 0 | 0 | 0 | 0 | 0 | 0 | 351875 | 0 | 0 | 0 | 0 | 27573.7735 | 0 | 0 | 0 | 0 | 0 | 0 | 0 | 3445769.0123 | 0 | 0 | 0 | 0 | 0 | 0 | 0 | 0 | 0 | 0 | 0 | -74708.8138 | 0 | 0 | 0 | 0 | 0 | 0 | 0 | 0 | 0 | -277166.1862 | 0 | 0 | 0 | 0 | 0 | 0 | 0 | 0
2016-04-08 07:00 | 0 | 0 | 0 | 0 | 151135.2715 | 0 | 345250 | 0 | 0 | 0 | 0 | 110625.2312 | 0 | 0 | 0 | 0 | 0 | 0 | 0 | 3168602.8261 | 0 | 0 | 0 | 0 | 0 | 0 | 0 | 0 | 0 | 0 | 0 | 83051.4577 | 0 | 0 | 0 | 0 | 0 | 0 | 0 | 0 | 0 | -277166.1862 | 0 | 0 | 0 | 0 | 0 | 0 | 0 | 0
2016-04-08 08:00 | 0 | 0 | 0 | 0 | 0 | 0 | 345398 | 0 | 0 | 0 | 0 | 27573.7735 | 0 | 0 | 0 | 0 | 0 | 0 | 0 | 2906256.2838 | 0 | 0 | 0 | 0 | 0 | 0 | 0 | 0 | 0 | 0 | 0 | -83051.4577 | 0 | 0 | 0 | 0 | 0 | 0 | 0 | 0 | 0 | -262346.5423 | 0 | 0 | 0 | 0 | 0 | 0 | 0 | 0
2016-04-08 09:00 | 0 | 0 | 0 | 0 | 398651.4378 | 0 | 355321 | 0 | 0 | 0 | 0 | 110625.2312 | 0 | 0 | 0 | 0 | 0 | 0 | 0 | 2846319.9078 | 0 | 20215.3561 | 0 | 0 | 0 | 0 | 0 | 0 | 0 | 0 | 0 | 83051.4577 | 0 | 0 | 0 | 0 | 0 | 0 | 0 | 0 | 0 | -59936.376 | 0 | 20215.3561 | 0 | 0 | 0 | 0 | 0 | 0
2016-04-08 10:00 | 0 | 0 | 0 | 0 | 0 | 0 | 380433 | 0 | 0 | 0 | 0 | 27573.7735 | 0 | 0 | 0 | 0 | 0 | 0 | 0 | 2569153.7216 | 0 | 0 | 0 | 0 | 0 | 0 | 0 | 0 | 0 | 0 | 0 | -83051.4577 | 0 | 0 | 0 | 0 | 0 | 0 | 0 | 0 | 0 | -277166.1862 | 0 | -20215.3561 | 0 | 0 | 0 | 0 | 0 | 0
2016-04-08 11:00 | 0 | 0 | 0 | 0 | 99932.0404 | 0 | 404672 | 0 | 0 | 0 | 0 | 0 | 0 | 0 | 0 | 0 | 0 | 0 | 0 | 2291987.5355 | 0 | 0 | 0 | 0 | 0 | 0 | 0 | 0 | 0 | 0 | 0 | -27573.7735 | 0 | 0 | 0 | 0 | 0 | 0 | 0 | 0 | 0 | -277166.1862 | 0 | 0 | 0 | 0 | 0 | 0 | 0 | 0
2016-04-08 12:00 | 0 | 0 | 0 | 0 | 360881.2299 | 206.0073 | 414752 | 0 | 0 | 0 | 0 | 83051.4577 | 0 | 0 | 0 | 0 | 0 | 0 | 0 | 2122498.2296 | 0 | 32773.0854 | 0 | 0 | 0 | 0 | 0 | 0 | 0 | 0 | 0 | 83051.4577 | 0 | 0 | 0 | 0 | 0 | 0 | 0 | 0 | 0 | -169489.3059 | 0 | 32773.0854 | 0 | 0 | 0 | 0 | 0 | 0
2016-04-08 13:00 | 0 | 0 | 0 | 0 | 0 | 136943.9472 | 420576 | 0 | 0 | 0 | 0 | 0 | 0 | 0 | 0 | 0 | 0 | 0 | 0 | 1954690.7199 | 0 | 0 | 0 | 0 | 0 | 0 | 0 | 0 | 0 | 0 | 0 | -83051.4577 | 0 | 0 | 0 | 0 | 0 | 0 | 0 | 0 | 0 | -167807.5098 | 0 | -32773.0854 | 0 | 0 | 0 | 0 | 0 | 0
2016-04-08 14:00 | 0 | 0 | 0 | 0 | 0 | 345360.6603 | 426123 | 0 | 0 | 0 | 0 | 0 | 0 | 0 | 0 | 0 | 0 | 0 | 0 | 1873928.3802 | 0 | 0 | 0 | 0 | 0 | 0 | 0 | 0 | 0 | 0 | 0 | 0 | 0 | 0 | 0 | 0 | 0 | 0 | 0 | 0 | 0 | -80762.3397 | 0 | 0 | 0 | 0 | 0 | 0 | 0 | 0
2016-04-08 15:00 | 0 | 0 | 0 | 0 | 0 | 503166.7607 | 429033 | 0 | 0 | 0 | 0 | 83051.4577 | 0 | 0 | 0 | 0 | 0 | 0 | 0 | 1865010.6832 | 0 | 0 | 0 | 0 | 0 | 0 | 0 | 0 | 0 | 0 | 0 | 83051.4577 | 0 | 0 | 0 | 0 | 0 | 0 | 0 | 0 | 0 | -8917.697 | 0 | 0 | 0 | 0 | 0 | 0 | 0 | 0
2016-04-08 16:00 | 0 | 0 | 0 | 0 | 29594.3228 | 593262.4057 | 428742 | 0 | 0 | 0 | 0 | 0 | 0 | 0 | 0 | 0 | 0 | 0 | 0 | 2142176.8693 | 0 | 0 | 0 | 0 | 0 | 0 | 0 | 0 | 0 | 0 | 0 | -83051.4577 | 0 | 0 | 0 | 0 | 0 | 0 | 0 | 0 | 0 | 277166.1862 | 0 | 0 | 0 | 0 | 0 | 0 | 0 | 0
2016-04-08 17:00 | 0 | 0 | 0 | 0 | 0 | 633691.0252 | 428449 | 0 | 0 | 0 | 0 | 83051.4577 | 0 | 0 | 0 | 0 | 0 | 0 | 0 | 2264367.4368 | 0 | 0 | 0 | 0 | 0 | 0 | 0 | 0 | 0 | 0 | 0 | 83051.4577 | 0 | 0 | 0 | 0 | 0 | 0 | 0 | 0 | 0 | 122190.5675 | 0 | 0 | 0 | 0 | 0 | 0 | 0 | 0
2016-04-08 18:00 | 0 | 0 | 0 | 0 | 0 | 639892.0719 | 428302 | 0 | 0 | 0 | 0 | 17475.3434 | 0 | 0 | 0 | 0 | 0 | 0 | 0 | 2541533.6229 | 0 | 0 | 0 | 0 | 0 | 0 | 0 | 0 | 0 | 0 | 0 | -65576.1143 | 0 | 0 | 0 | 0 | 0 | 0 | 0 | 0 | 0 | 277166.1862 | 0 | 0 | 0 | 0 | 0 | 0 | 0 | 0
2016-04-08 19:00 | 0 | 0 | 0 | 0 | 0 | 631627.438 | 426825 | 0 | 0 | 0 | 0 | 100526.8011 | 0 | 0 | 0 | 0 | 0 | 0 | 0 | 2663284.6033 | 0 | 0 | 0 | 0 | 0 | 0 | 0 | 0 | 0 | 0 | 0 | 83051.4577 | 0 | 0 | 0 | 0 | 0 | 0 | 0 | 0 | 0 | 121750.9803 | 0 | 0 | 0 | 0 | 0 | 0 | 0 | 0
2016-04-08 20:00 | 0 | 0 | 0 | 0 | 5700.9128 | 615129.8156 | 426716 | 0 | 0 | 0 | 0 | 17475.3434 | 0 | 0 | 0 | 0 | 0 | 0 | 0 | 2940450.7894 | 0 | 0 | 0 | 0 | 0 | 0 | 0 | 0 | 0 | 0 | 0 | -83051.4577 | 0 | 0 | 0 | 0 | 0 | 0 | 0 | 0 | 0 | 277166.1862 | 0 | 0 | 0 | 0 | 0 | 0 | 0 | 0
2016-04-08 21:00 | 0 | 0 | 0 | 0 | 0 | 569471.3345 | 426130 | 0 | 0 | 0 | 0 | 100526.8011 | 0 | 0 | 0 | 0 | 0 | 0 | 0 | 3000740.6662 | 0 | 0 | 0 | 0 | 0 | 0 | 0 | 0 | 0 | 0 | 0 | 83051.4577 | 0 | 0 | 0 | 0 | 0 | 0 | 0 | 0 | 0 | 60289.8768 | 0 | 0 | 0 | 0 | 0 | 0 | 0 | 0
2016-04-08 22:00 | 0 | 0 | 0 | 0 | 0 | 494551.3985 | 423852 | 0 | 0 | 0 | 0 | 17475.3434 | 0 | 0 | 0 | 0 | 0 | 0 | 0 | 3154491.5224 | 0 | 0 | 0 | 0 | 0 | 0 | 0 | 0 | 0 | 0 | 0 | -83051.4577 | 0 | 0 | 0 | 0 | 0 | 0 | 0 | 0 | 0 | 153750.8562 | 0 | 0 | 0 | 0 | 0 | 0 | 0 | 0
2016-04-08 23:00 | 0 | 0 | 0 | 0 | 0 | 363945.7855 | 422141 | 0 | 0 | 0 | 0 | 100526.8011 | 0 | 0 | 0 | 0 | 0 | 0 | 0 | 3013244.8502 | 0 | 0 | 0 | 0 | 0 | 0 | 0 | 0 | 0 | 0 | 0 | 83051.4577 | 0 | 0 | 0 | 0 | 0 | 0 | 0 | 0 | 0 | -141246.6722 | 0 | 0 | 0 | 0 | 0 | 0 | 0 | 0
2016-04-09 | 0 | 0 | 0 | 0 | 44626.5227 | 189125.7488 | 427867 | 0 | 0 | 0 | 0 | 183578.2588 | 0 | 0 | 0 | 0 | 0 | 0 | 0 | 2736078.664 | 0 | 0 | 0 | 0 | 0 | 0 | 0 | 0 | 0 | 0 | 0 | 83051.4577 | 0 | 0 | 0 | 0 | 0 | 0 | 0 | 0 | 0 | -277166.1862 | 0 | 0 | 0 | 0 | 0 | 0 | 0 | 0
2016-04-09 01:00 | 0 | 0 | 0 | 0 | 48293.2562 | 18113.1 | 426624 | 0 | 0 | 0 | 0 | 100526.8011 | 0 | 0 | 0 | 0 | 0 | 0 | 0 | 2458912.4778 | 0 | 0 | 0 | 0 | 0 | 0 | 0 | 0 | 0 | 0 | 0 | -83051.4577 | 0 | 0 | 0 | 0 | 0 | 0 | 0 | 0 | 0 | -277166.1862 | 0 | 0 | 0 | 0 | 0 | 0 | 0 | 0
2016-04-09 02:00 | 0 | 0 | 0 | 0 | 55056.2597 | 0.096385 | 415274 | 0 | 0 | 0 | 0 | 17475.3434 | 0 | 0 | 0 | 0 | 0 | 0 | 0 | 2181746.2917 | 0 | 0 | 0 | 0 | 0 | 0 | 0 | 0 | 0 | 0 | 0 | -83051.4577 | 0 | 0 | 0 | 0 | 0 | 0 | 0 | 0 | 0 | -277166.1862 | 0 | 0 | 0 | 0 | 0 | 0 | 0 | 0
2016-04-09 03:00 | 0 | 0 | 0 | 0 | 633702.0769 | 0 | 399143 | 0 | 0 | 0 | 0 | 100526.8011 | 0 | 0 | 0 | 0 | 0 | 0 | 0 | 2333253.9109 | 0 | 0 | 0 | 0 | 0 | 0 | 0 | 0 | 0 | 0 | 0 | 83051.4577 | 0 | 0 | 0 | 0 | 0 | 0 | 0 | 0 | 0 | 151507.6192 | 0 | 0 | 0 | 0 | 0 | 0 | 0 | 0
2016-04-09 04:00 | 0 | 0 | 0 | 0 | 20843.3561 | 0 | 381061 | 0 | 0 | 0 | 0 | 17475.3434 | 0 | 0 | 0 | 0 | 0 | 0 | 0 | 2056087.7247 | 0 | 0 | 0 | 0 | 0 | 0 | 0 | 0 | 0 | 0 | 0 | -83051.4577 | 0 | 0 | 0 | 0 | 0 | 0 | 0 | 0 | 0 | -277166.1862 | 0 | 0 | 0 | 0 | 0 | 0 | 0 | 0
2016-04-09 05:00 | 0 | 0 | 0 | 0 | 172933.2715 | 0 | 367048 | 0 | 0 | 0 | 0 | 100526.8011 | 0 | 0 | 0 | 0 | 0 | 0 | 0 | 1778921.5386 | 0 | 0 | 0 | 0 | 0 | 0 | 0 | 0 | 0 | 0 | 0 | 83051.4577 | 0 | 0 | 0 | 0 | 0 | 0 | 0 | 0 | 0 | -277166.1862 | 0 | 0 | 0 | 0 | 0 | 0 | 0 | 0
2016-04-09 06:00 | 0 | 0 | 0 | 0 | 562520.2446 | 0 | 356187 | 0 | 0 | 0 | 0 | 183578.2588 | 0 | 0 | 0 | 0 | 0 | 0 | 0 | 1902203.3255 | 0 | 0 | 0 | 0 | 0 | 0 | 0 | 0 | 0 | 0 | 0 | 83051.4577 | 0 | 0 | 0 | 0 | 0 | 0 | 0 | 0 | 0 | 123281.7869 | 0 | 0 | 0 | 0 | 0 | 0 | 0 | 0
2016-04-09 07:00 | 0 | 0 | 0 | 0 | 547280.2136 | 0 | 349844 | 0 | 0 | 0 | 0 | 157055.2715 | 0 | 0 | 0 | 0 | 0 | 0 | 0 | 2093389.441 | 0 | 32773.0854 | 0 | 0 | 0 | 0 | 0 | 0 | 0 | 0 | 0 | -26522.9873 | 0 | 0 | 0 | 0 | 0 | 0 | 0 | 0 | 0 | 191186.1155 | 0 | 32773.0854 | 0 | 0 | 0 | 0 | 0 | 0
2016-04-09 08:00 | 0 | 0 | 0 | 0 | 0 | 0 | 347363 | 0 | 0 | 0 | 0 | 74003.8138 | 0 | 0 | 0 | 0 | 0 | 0 | 0 | 1861850.9841 | 0 | 0 | 0 | 0 | 0 | 0 | 0 | 0 | 0 | 0 | 0 | -83051.4577 | 0 | 0 | 0 | 0 | 0 | 0 | 0 | 0 | 0 | -231538.4569 | 0 | -32773.0854 | 0 | 0 | 0 | 0 | 0 | 0
2016-04-09 09:00 | 0 | 0 | 0 | 0 | 0 | 0 | 351170 | 0 | 0 | 0 | 0 | 0 | 0 | 0 | 0 | 0 | 0 | 0 | 0 | 1584684.7979 | 0 | 0 | 0 | 0 | 0 | 0 | 0 | 0 | 0 | 0 | 0 | -74003.8138 | 0 | 0 | 0 | 0 | 0 | 0 | 0 | 0 | 0 | -277166.1862 | 0 | 0 | 0 | 0 | 0 | 0 | 0 | 0
2016-04-09 10:00 | 0 | 0 | 0 | 0 | 165102.2715 | 0 | 359217 | 0 | 0 | 0 | 0 | 83051.4577 | 0 | 0 | 0 | 0 | 0 | 0 | 0 | 1307518.6117 | 0 | 0 | 0 | 0 | 0 | 0 | 0 | 0 | 0 | 0 | 0 | 83051.4577 | 0 | 0 | 0 | 0 | 0 | 0 | 0 | 0 | 0 | -277166.1862 | 0 | 0 | 0 | 0 | 0 | 0 | 0 | 0
2016-04-09 11:00 | 0 | 0 | 0 | 0 | 502364.5438 | 0 | 369960 | 0 | 0 | 0 | 0 | 83051.4577 | 0 | 0 | 0 | 0 | 0 | 0 | 0 | 1439923.1556 | 0 | 0 | 0 | 0 | 0 | 0 | 0 | 0 | 0 | 0 | 0 | 0 | 0 | 0 | 0 | 0 | 0 | 0 | 0 | 0 | 0 | 132404.5438 | 0 | 0 | 0 | 0 | 0 | 0 | 0 | 0
2016-04-09 12:00 | 0 | 0 | 0 | 0 | 22790.0578 | 231.2983 | 383239 | 0 | 0 | 0 | 0 | 0 | 0 | 0 | 0 | 0 | 0 | 0 | 0 | 1162756.9694 | 0 | 0 | 0 | 0 | 0 | 0 | 0 | 0 | 0 | 0 | 0 | -83051.4577 | 0 | 0 | 0 | 0 | 0 | 0 | 0 | 0 | 0 | -277166.1862 | 0 | 0 | 0 | 0 | 0 | 0 | 0 | 0
2016-04-09 13:00 | 0 | 0 | 0 | 0 | 0 | 175001.4301 | 394503 | 0 | 0 | 0 | 0 | 0 | 0 | 0 | 0 | 0 | 0 | 0 | 0 | 943255.3995 | 0 | 0 | 0 | 0 | 0 | 0 | 0 | 0 | 0 | 0 | 0 | 0 | 0 | 0 | 0 | 0 | 0 | 0 | 0 | 0 | 0 | -219501.5699 | 0 | 0 | 0 | 0 | 0 | 0 | 0 | 0
2016-04-09 14:00 | 0 | 0 | 0 | 0 | 222057.3174 | 457267.8688 | 402159 | 0 | 0 | 0 | 0 | 0 | 0 | 0 | 0 | 0 | 0 | 0 | 0 | 1220421.5857 | 0 | 0 | 0 | 0 | 0 | 0 | 0 | 0 | 0 | 0 | 0 | 0 | 0 | 0 | 0 | 0 | 0 | 0 | 0 | 0 | 0 | 277166.1862 | 0 | 0 | 0 | 0 | 0 | 0 | 0 | 0
2016-04-09 15:00 | 0 | 0 | 0 | 0 | 37825.1943 | 643875.9919 | 404535 | 0 | 0 | 0 | 0 | 0 | 0 | 0 | 0 | 0 | 0 | 0 | 0 | 1497587.7718 | 0 | 0 | 0 | 0 | 0 | 0 | 0 | 0 | 0 | 0 | 0 | 0 | 0 | 0 | 0 | 0 | 0 | 0 | 0 | 0 | 0 | 277166.1862 | 0 | 0 | 0 | 0 | 0 | 0 | 0 | 0
2016-04-09 16:00 | 0 | 0 | 0 | 0 | 52202.9703 | 711439.6736 | 403425 | 0 | 0 | 0 | 0 | 83051.4577 | 0 | 0 | 0 | 0 | 0 | 0 | 0 | 1774753.958 | 0 | 0 | 0 | 0 | 0 | 0 | 0 | 0 | 0 | 0 | 0 | 83051.4577 | 0 | 0 | 0 | 0 | 0 | 0 | 0 | 0 | 0 | 277166.1862 | 0 | 0 | 0 | 0 | 0 | 0 | 0 | 0
2016-04-09 17:00 | 0 | 0 | 0 | 0 | 0 | 721753.5985 | 401764 | 0 | 0 | 0 | 0 | 125874.8701 | 0 | 0 | 0 | 0 | 0 | 0 | 0 | 2051920.1442 | 0 | 0 | 0 | 0 | 0 | 0 | 0 | 0 | 0 | 0 | 0 | 42823.4124 | 0 | 0 | 0 | 0 | 0 | 0 | 0 | 0 | 0 | 277166.1862 | 0 | 0 | 0 | 0 | 0 | 0 | 0 | 0
2016-04-09 18:00 | 0 | 0 | 0 | 0 | 0 | 716305.8884 | 399211 | 0 | 0 | 0 | 0 | 165803.5723 | 0 | 0 | 0 | 0 | 0 | 0 | 0 | 2329086.3303 | 0 | 0 | 0 | 0 | 0 | 0 | 0 | 0 | 0 | 0 | 0 | 39928.7022 | 0 | 0 | 0 | 0 | 0 | 0 | 0 | 0 | 0 | 277166.1862 | 0 | 0 | 0 | 0 | 0 | 0 | 0 | 0
2016-04-09 19:00 | 0 | 0 | 0 | 0 | 0 | 708968.0039 | 396576 | 0 | 0 | 0 | 0 | 248855.03 | 0 | 0 | 0 | 0 | 0 | 0 | 0 | 2558426.8765 | 0 | 0 | 0 | 0 | 0 | 0 | 0 | 0 | 0 | 0 | 0 | 83051.4577 | 0 | 0 | 0 | 0 | 0 | 0 | 0 | 0 | 0 | 229340.5462 | 0 | 0 | 0 | 0 | 0 | 0 | 0 | 0
2016-04-09 20:00 | 0 | 0 | 0 | 0 | 0 | 700685.4968 | 396480 | 0 | 0 | 0 | 0 | 275894.3406 | 0 | 0 | 0 | 0 | 0 | 0 | 0 | 2835593.0627 | 0 | 0 | 0 | 0 | 0 | 0 | 0 | 0 | 0 | 0 | 0 | 27039.3107 | 0 | 0 | 0 | 0 | 0 | 0 | 0 | 0 | 0 | 277166.1862 | 0 | 0 | 0 | 0 | 0 | 0 | 0 | 0
2016-04-09 21:00 | 0 | 0 | 0 | 0 | 0 | 671648.2994 | 396600 | 0 | 0 | 0 | 0 | 273776.4539 | 0 | 0 | 0 | 0 | 0 | 0 | 0 | 3112759.2488 | 0 | 0 | 0 | 0 | 0 | 0 | 0 | 0 | 0 | 0 | 0 | -2117.8868 | 0 | 0 | 0 | 0 | 0 | 0 | 0 | 0 | 0 | 277166.1862 | 0 | 0 | 0 | 0 | 0 | 0 | 0 | 0
2016-04-09 22:00 | 0 | 0 | 0 | 0 | 0 | 607010.0089 | 397334 | 0 | 0 | 0 | 0 | 206286.2766 | 0 | 0 | 0 | 0 | 0 | 0 | 0 | 3389925.435 | 0 | 0 | 0 | 0 | 0 | 0 | 0 | 0 | 0 | 0 | 0 | -67490.1773 | 0 | 0 | 0 | 0 | 0 | 0 | 0 | 0 | 0 | 277166.1862 | 0 | 0 | 0 | 0 | 0 | 0 | 0 | 0
2016-04-09 23:00 | 0 | 0 | 0 | 0 | 0 | 485242.6621 | 400185 | 0 | 0 | 0 | 0 | 123234.8189 | 0 | 0 | 0 | 0 | 0 | 0 | 0 | 3558034.5548 | 0 | 0 | 0 | 0 | 0 | 0 | 0 | 0 | 0 | 0 | 0 | -83051.4577 | 0 | 0 | 0 | 0 | 0 | 0 | 0 | 0 | 0 | 168109.1198 | 0 | 0 | 0 | 0 | 0 | 0 | 0 | 0
2016-04-10 | 0 | 0 | 0 | 0 | 0 | 278034.1325 | 410290 | 0 | 0 | 0 | 0 | 206286.2766 | 0 | 0 | 0 | 0 | 0 | 0 | 0 | 3342727.2295 | 0 | 0 | 0 | 0 | 0 | 0 | 0 | 0 | 0 | 0 | 0 | 83051.4577 | 0 | 0 | 0 | 0 | 0 | 0 | 0 | 0 | 0 | -215307.3252 | 0 | 0 | 0 | 0 | 0 | 0 | 0 | 0
2016-04-10 01:00 | 0 | 0 | 0 | 0 | 25671.4844 | 26973.8717 | 412863 | 0 | 0 | 0 | 0 | 123234.8189 | 0 | 0 | 0 | 0 | 0 | 0 | 0 | 3065561.0434 | 0 | 0 | 0 | 0 | 0 | 0 | 0 | 0 | 0 | 0 | 0 | -83051.4577 | 0 | 0 | 0 | 0 | 0 | 0 | 0 | 0 | 0 | -277166.1862 | 0 | 0 | 0 | 0 | 0 | 0 | 0 | 0
2016-04-10 02:00 | 0 | 0 | 0 | 0 | 44087.2259 | 0.13019 | 404305 | 0 | 0 | 0 | 0 | 40183.3612 | 0 | 0 | 0 | 0 | 0 | 0 | 0 | 2788394.8572 | 0 | 0 | 0 | 0 | 0 | 0 | 0 | 0 | 0 | 0 | 0 | -83051.4577 | 0 | 0 | 0 | 0 | 0 | 0 | 0 | 0 | 0 | -277166.1862 | 0 | 0 | 0 | 0 | 0 | 0 | 0 | 0
2016-04-10 03:00 | 0 | 0 | 0 | 0 | 196953.2715 | 0 | 391068 | 0 | 0 | 0 | 0 | 123234.8189 | 0 | 0 | 0 | 0 | 0 | 0 | 0 | 2511228.671 | 0 | 0 | 0 | 0 | 0 | 0 | 0 | 0 | 0 | 0 | 0 | 83051.4577 | 0 | 0 | 0 | 0 | 0 | 0 | 0 | 0 | 0 | -277166.1862 | 0 | 0 | 0 | 0 | 0 | 0 | 0 | 0
2016-04-10 04:00 | 0 | 0 | 0 | 0 | 570165.7285 | 0 | 376051 | 0 | 0 | 0 | 0 | 40183.3612 | 0 | 0 | 0 | 0 | 0 | 0 | 0 | 2788394.8572 | 0 | 0 | 0 | 0 | 0 | 0 | 0 | 0 | 0 | 0 | 0 | -83051.4577 | 0 | 0 | 0 | 0 | 0 | 0 | 0 | 0 | 0 | 277166.1862 | 0 | 0 | 0 | 0 | 0 | 0 | 0 | 0
2016-04-10 05:00 | 0 | 0 | 0 | 0 | 46576.4527 | 0 | 363926 | 0 | 0 | 0 | 0 | 0 | 0 | 0 | 0 | 0 | 0 | 0 | 0 | 2511228.671 | 0 | 0 | 0 | 0 | 0 | 0 | 0 | 0 | 0 | 0 | 0 | -40183.3612 | 0 | 0 | 0 | 0 | 0 | 0 | 0 | 0 | 0 | -277166.1862 | 0 | 0 | 0 | 0 | 0 | 0 | 0 | 0
2016-04-10 06:00 | 0 | 0 | 0 | 0 | 160506.2715 | 0 | 354621 | 0 | 0 | 0 | 0 | 83051.4577 | 0 | 0 | 0 | 0 | 0 | 0 | 0 | 2234062.4849 | 0 | 0 | 0 | 0 | 0 | 0 | 0 | 0 | 0 | 0 | 0 | 83051.4577 | 0 | 0 | 0 | 0 | 0 | 0 | 0 | 0 | 0 | -277166.1862 | 0 | 0 | 0 | 0 | 0 | 0 | 0 | 0
2016-04-10 07:00 | 0 | 0 | 0 | 0 | 0 | 0 | 348915 | 0 | 0 | 0 | 0 | 0 | 0 | 0 | 0 | 0 | 0 | 0 | 0 | 1968198.9426 | 0 | 0 | 0 | 0 | 0 | 0 | 0 | 0 | 0 | 0 | 0 | -83051.4577 | 0 | 0 | 0 | 0 | 0 | 0 | 0 | 0 | 0 | -265863.5423 | 0 | 0 | 0 | 0 | 0 | 0 | 0 | 0
2016-04-10 08:00 | 0 | 0 | 0 | 0 | 70148.8138 | 0 | 347315 | 0 | 0 | 0 | 0 | 0 | 0 | 0 | 0 | 0 | 0 | 0 | 0 | 1691032.7564 | 0 | 0 | 0 | 0 | 0 | 0 | 0 | 0 | 0 | 0 | 0 | 0 | 0 | 0 | 0 | 0 | 0 | 0 | 0 | 0 | 0 | -277166.1862 | 0 | 0 | 0 | 0 | 0 | 0 | 0 | 0
2016-04-10 09:00 | 0 | 0 | 0 | 0 | 709171.6439 | 0 | 348954 | 0 | 0 | 0 | 0 | 83051.4577 | 0 | 0 | 0 | 0 | 0 | 0 | 0 | 1968198.9426 | 0 | 0 | 0 | 0 | 0 | 0 | 0 | 0 | 0 | 0 | 0 | 83051.4577 | 0 | 0 | 0 | 0 | 0 | 0 | 0 | 0 | 0 | 277166.1862 | 0 | 0 | 0 | 0 | 0 | 0 | 0 | 0
2016-04-10 10:00 | 0 | 0 | 0 | 0 | 0 | 0 | 354885 | 0 | 0 | 0 | 0 | 0 | 0 | 0 | 0 | 0 | 0 | 0 | 0 | 1696365.4003 | 0 | 0 | 0 | 0 | 0 | 0 | 0 | 0 | 0 | 0 | 0 | -83051.4577 | 0 | 0 | 0 | 0 | 0 | 0 | 0 | 0 | 0 | -271833.5423 | 0 | 0 | 0 | 0 | 0 | 0 | 0 | 0
2016-04-10 11:00 | 0 | 0 | 0 | 0 | 85310.8138 | 0 | 362477 | 0 | 0 | 0 | 0 | 0 | 0 | 0 | 0 | 0 | 0 | 0 | 0 | 1419199.2141 | 0 | 0 | 0 | 0 | 0 | 0 | 0 | 0 | 0 | 0 | 0 | 0 | 0 | 0 | 0 | 0 | 0 | 0 | 0 | 0 | 0 | -277166.1862 | 0 | 0 | 0 | 0 | 0 | 0 | 0 | 0
2016-04-10 12:00 | 0 | 0 | 0 | 0 | 176513.7156 | 480.556 | 371109 | 0 | 0 | 0 | 0 | 83051.4577 | 0 | 0 | 0 | 0 | 0 | 0 | 0 | 1142033.028 | 0 | 0 | 0 | 0 | 0 | 0 | 0 | 0 | 0 | 0 | 0 | 83051.4577 | 0 | 0 | 0 | 0 | 0 | 0 | 0 | 0 | 0 | -277166.1862 | 0 | 0 | 0 | 0 | 0 | 0 | 0 | 0
2016-04-10 13:00 | 0 | 0 | 0 | 0 | 346815.7831 | 226964.9454 | 379666 | 0 | 0 | 0 | 0 | 0 | 0 | 0 | 0 | 0 | 0 | 0 | 0 | 1419199.2141 | 0 | 0 | 0 | 0 | 0 | 0 | 0 | 0 | 0 | 0 | 0 | -83051.4577 | 0 | 0 | 0 | 0 | 0 | 0 | 0 | 0 | 0 | 277166.1862 | 0 | 0 | 0 | 0 | 0 | 0 | 0 | 0
2016-04-10 14:00 | 0 | 0 | 0 | 0 | 168188.0789 | 494087.1072 | 385109 | 0 | 0 | 0 | 0 | 0 | 0 | 0 | 0 | 0 | 0 | 0 | 0 | 1696365.4003 | 0 | 0 | 0 | 0 | 0 | 0 | 0 | 0 | 0 | 0 | 0 | 0 | 0 | 0 | 0 | 0 | 0 | 0 | 0 | 0 | 0 | 277166.1862 | 0 | 0 | 0 | 0 | 0 | 0 | 0 | 0
2016-04-10 15:00 | 0 | 0 | 0 | 0 | 0 | 677827.8432 | 386806 | 0 | 0 | 0 | 0 | 13855.6571 | 0 | 0 | 0 | 0 | 0 | 0 | 0 | 1973531.5864 | 0 | 0 | 0 | 0 | 0 | 0 | 0 | 0 | 0 | 0 | 0 | 13855.6571 | 0 | 0 | 0 | 0 | 0 | 0 | 0 | 0 | 0 | 277166.1862 | 0 | 0 | 0 | 0 | 0 | 0 | 0 | 0
2016-04-10 16:00 | 0 | 0 | 0 | 0 | 10526.6577 | 738492.9861 | 388802 | 0 | 0 | 0 | 0 | 96907.1148 | 0 | 0 | 0 | 0 | 0 | 0 | 0 | 2250697.7726 | 0 | 0 | 0 | 0 | 0 | 0 | 0 | 0 | 0 | 0 | 0 | 83051.4577 | 0 | 0 | 0 | 0 | 0 | 0 | 0 | 0 | 0 | 277166.1862 | 0 | 0 | 0 | 0 | 0 | 0 | 0 | 0
2016-04-10 17:00 | 0 | 0 | 0 | 0 | 0 | 737535.9648 | 388882 | 0 | 0 | 0 | 0 | 168394.8934 | 0 | 0 | 0 | 0 | 0 | 0 | 0 | 2527863.9588 | 0 | 0 | 0 | 0 | 0 | 0 | 0 | 0 | 0 | 0 | 0 | 71487.7786 | 0 | 0 | 0 | 0 | 0 | 0 | 0 | 0 | 0 | 277166.1862 | 0 | 0 | 0 | 0 | 0 | 0 | 0 | 0
2016-04-10 18:00 | 0 | 0 | 0 | 0 | 0 | 720598.3752 | 388785 | 0 | 0 | 0 | 0 | 251446.3511 | 0 | 0 | 0 | 0 | 0 | 0 | 0 | 2776625.8763 | 0 | 0 | 0 | 0 | 0 | 0 | 0 | 0 | 0 | 0 | 0 | 83051.4577 | 0 | 0 | 0 | 0 | 0 | 0 | 0 | 0 | 0 | 248761.9175 | 0 | 0 | 0 | 0 | 0 | 0 | 0 | 0
2016-04-10 19:00 | 0 | 0 | 0 | 0 | 0 | 694005.9857 | 388616 | 0 | 0 | 0 | 0 | 279670.1507 | 0 | 0 | 0 | 0 | 0 | 0 | 0 | 3053792.0624 | 0 | 0 | 0 | 0 | 0 | 0 | 0 | 0 | 0 | 0 | 0 | 28223.7995 | 0 | 0 | 0 | 0 | 0 | 0 | 0 | 0 | 0 | 277166.1862 | 0 | 0 | 0 | 0 | 0 | 0 | 0 | 0
2016-04-10 20:00 | 0 | 0 | 0 | 0 | 0 | 664577.0228 | 391078 | 0 | 0 | 0 | 0 | 362721.6084 | 0 | 0 | 0 | 0 | 0 | 0 | 0 | 3244239.6276 | 0 | 0 | 0 | 0 | 0 | 0 | 0 | 0 | 0 | 0 | 0 | 83051.4577 | 0 | 0 | 0 | 0 | 0 | 0 | 0 | 0 | 0 | 190447.5651 | 0 | 0 | 0 | 0 | 0 | 0 | 0 | 0
2016-04-10 21:00 | 0 | 0 | 0 | 0 | 0 | 612852.7382 | 395313 | 0 | 0 | 0 | 0 | 303095.1604 | 0 | 0 | 0 | 0 | 0 | 0 | 0 | 3521405.8137 | 0 | 0 | 0 | 0 | 0 | 0 | 0 | 0 | 0 | 0 | 0 | -59626.4479 | 0 | 0 | 0 | 0 | 0 | 0 | 0 | 0 | 0 | 277166.1862 | 0 | 0 | 0 | 0 | 0 | 0 | 0 | 0
2016-04-10 22:00 | 0 | 0 | 0 | 0 | 0 | 522939.2049 | 399719 | 0 | 0 | 0 | 0 | 220043.7027 | 0 | 0 | 0 | 0 | 0 | 0 | 0 | 3727677.4763 | 0 | 0 | 0 | 0 | 0 | 0 | 0 | 0 | 0 | 0 | 0 | -83051.4577 | 0 | 0 | 0 | 0 | 0 | 0 | 0 | 0 | 0 | 206271.6626 | 0 | 0 | 0 | 0 | 0 | 0 | 0 | 0
2016-04-10 23:00 | 0 | 0 | 0 | 0 | 0 | 396731.1791 | 405711 | 0 | 0 | 0 | 0 | 136992.245 | 0 | 0 | 0 | 0 | 0 | 0 | 0 | 3801749.1131 | 0 | 0 | 0 | 0 | 0 | 0 | 0 | 0 | 0 | 0 | 0 | -83051.4577 | 0 | 0 | 0 | 0 | 0 | 0 | 0 | 0 | 0 | 74071.6368 | 0 | 0 | 0 | 0 | 0 | 0 | 0 | 0
2016-04-11 | 0 | 0 | 0 | 0 | 7964.108 | 214279.1636 | 416358 | 0 | 0 | 0 | 0 | 220043.7027 | 0 | 0 | 0 | 0 | 0 | 0 | 0 | 3524582.927 | 0 | 0 | 0 | 0 | 0 | 0 | 0 | 0 | 0 | 0 | 0 | 83051.4577 | 0 | 0 | 0 | 0 | 0 | 0 | 0 | 0 | 0 | -277166.1862 | 0 | 0 | 0 | 0 | 0 | 0 | 0 | 0
2016-04-11 01:00 | 0 | 0 | 0 | 0 | 11975.4474 | 43182.9088 | 415376 | 0 | 0 | 0 | 0 | 136992.245 | 0 | 0 | 0 | 0 | 0 | 0 | 0 | 3247416.7408 | 0 | 0 | 0 | 0 | 0 | 0 | 0 | 0 | 0 | 0 | 0 | -83051.4577 | 0 | 0 | 0 | 0 | 0 | 0 | 0 | 0 | 0 | -277166.1862 | 0 | 0 | 0 | 0 | 0 | 0 | 0 | 0
2016-04-11 02:00 | 0 | 0 | 0 | 0 | 41290.4767 | 1.8794 | 401510 | 0 | 0 | 0 | 0 | 53940.7873 | 0 | 0 | 0 | 0 | 0 | 0 | 0 | 2970250.5546 | 0 | 0 | 0 | 0 | 0 | 0 | 0 | 0 | 0 | 0 | 0 | -83051.4577 | 0 | 0 | 0 | 0 | 0 | 0 | 0 | 0 | 0 | -277166.1862 | 0 | 0 | 0 | 0 | 0 | 0 | 0 | 0
2016-04-11 03:00 | 0 | 0 | 0 | 0 | 630860.1153 | 0 | 383794 | 0 | 0 | 0 | 0 | 136992.245 | 0 | 0 | 0 | 0 | 0 | 0 | 0 | 3129248.8561 | 0 | 5016.3561 | 0 | 0 | 0 | 0 | 0 | 0 | 0 | 0 | 0 | 83051.4577 | 0 | 0 | 0 | 0 | 0 | 0 | 0 | 0 | 0 | 158998.3015 | 0 | 5016.3561 | 0 | 0 | 0 | 0 | 0 | 0
2016-04-11 04:00 | 0 | 0 | 0 | 0 | 0 | 0 | 365234 | 0 | 0 | 0 | 0 | 53940.7873 | 0 | 0 | 0 | 0 | 0 | 0 | 0 | 2852082.6699 | 0 | 0 | 0 | 0 | 0 | 0 | 0 | 0 | 0 | 0 | 0 | -83051.4577 | 0 | 0 | 0 | 0 | 0 | 0 | 0 | 0 | 0 | -277166.1862 | 0 | -5016.3561 | 0 | 0 | 0 | 0 | 0 | 0
2016-04-11 05:00 | 0 | 0 | 0 | 0 | 102368.4842 | 0 | 350424 | 0 | 0 | 0 | 0 | 83051.4577 | 0 | 0 | 0 | 0 | 0 | 0 | 0 | 2574916.4838 | 0 | 0 | 0 | 0 | 0 | 0 | 0 | 0 | 0 | 0 | 0 | 29110.6704 | 0 | 0 | 0 | 0 | 0 | 0 | 0 | 0 | 0 | -277166.1862 | 0 | 0 | 0 | 0 | 0 | 0 | 0 | 0
2016-04-11 06:00 | 0 | 0 | 0 | 0 | 146332.2715 | 0 | 340447 | 0 | 0 | 0 | 0 | 166102.9154 | 0 | 0 | 0 | 0 | 0 | 0 | 0 | 2297750.2976 | 0 | 0 | 0 | 0 | 0 | 0 | 0 | 0 | 0 | 0 | 0 | 83051.4577 | 0 | 0 | 0 | 0 | 0 | 0 | 0 | 0 | 0 | -277166.1862 | 0 | 0 | 0 | 0 | 0 | 0 | 0 | 0
2016-04-11 07:00 | 0 | 0 | 0 | 0 | 0 | 0 | 335183 | 0 | 0 | 0 | 0 | 83051.4577 | 0 | 0 | 0 | 0 | 0 | 0 | 0 | 2045618.7553 | 0 | 0 | 0 | 0 | 0 | 0 | 0 | 0 | 0 | 0 | 0 | -83051.4577 | 0 | 0 | 0 | 0 | 0 | 0 | 0 | 0 | 0 | -252131.5423 | 0 | 0 | 0 | 0 | 0 | 0 | 0 | 0
2016-04-11 08:00 | 0 | 0 | 0 | 0 | 556911.4962 | 0 | 337219 | 0 | 0 | 0 | 0 | 166102.9154 | 0 | 0 | 0 | 0 | 0 | 0 | 0 | 2182259.7937 | 0 | 0 | 0 | 0 | 0 | 0 | 0 | 0 | 0 | 0 | 0 | 83051.4577 | 0 | 0 | 0 | 0 | 0 | 0 | 0 | 0 | 0 | 136641.0384 | 0 | 0 | 0 | 0 | 0 | 0 | 0 | 0
2016-04-11 09:00 | 0 | 0 | 0 | 0 | 0 | 0 | 348728 | 0 | 0 | 0 | 0 | 83051.4577 | 0 | 0 | 0 | 0 | 0 | 0 | 0 | 1916583.2515 | 0 | 0 | 0 | 0 | 0 | 0 | 0 | 0 | 0 | 0 | 0 | -83051.4577 | 0 | 0 | 0 | 0 | 0 | 0 | 0 | 0 | 0 | -265676.5423 | 0 | 0 | 0 | 0 | 0 | 0 | 0 | 0
2016-04-11 10:00 | 0 | 0 | 0 | 0 | 16114.3561 | 0 | 376332 | 0 | 0 | 0 | 0 | 0 | 0 | 0 | 0 | 0 | 0 | 0 | 0 | 1639417.0653 | 0 | 0 | 0 | 0 | 0 | 0 | 0 | 0 | 0 | 0 | 0 | -83051.4577 | 0 | 0 | 0 | 0 | 0 | 0 | 0 | 0 | 0 | -277166.1862 | 0 | 0 | 0 | 0 | 0 | 0 | 0 | 0
2016-04-11 11:00 | 0 | 0 | 0 | 0 | 208145.2715 | 0 | 402260 | 0 | 0 | 0 | 0 | 83051.4577 | 0 | 0 | 0 | 0 | 0 | 0 | 0 | 1362250.8791 | 0 | 0 | 0 | 0 | 0 | 0 | 0 | 0 | 0 | 0 | 0 | 83051.4577 | 0 | 0 | 0 | 0 | 0 | 0 | 0 | 0 | 0 | -277166.1862 | 0 | 0 | 0 | 0 | 0 | 0 | 0 | 0
2016-04-11 12:00 | 0 | 0 | 0 | 0 | 412543.7485 | 392.578 | 414026 | 0 | 0 | 0 | 0 | 83051.4577 | 0 | 0 | 0 | 0 | 0 | 0 | 0 | 1361161.2057 | 0 | 0 | 0 | 0 | 0 | 0 | 0 | 0 | 0 | 0 | 0 | 0 | 0 | 0 | 0 | 0 | 0 | 0 | 0 | 0 | 0 | -1089.6734 | 0 | 0 | 0 | 0 | 0 | 0 | 0 | 0
2016-04-11 13:00 | 0 | 0 | 0 | 0 | 0 | 213412.9729 | 421216 | 0 | 0 | 0 | 0 | 0 | 0 | 0 | 0 | 0 | 0 | 0 | 0 | 1236409.6363 | 0 | 0 | 0 | 0 | 0 | 0 | 0 | 0 | 0 | 0 | 0 | -83051.4577 | 0 | 0 | 0 | 0 | 0 | 0 | 0 | 0 | 0 | -124751.5694 | 0 | 0 | 0 | 0 | 0 | 0 | 0 | 0
2016-04-11 14:00 | 0 | 0 | 0 | 0 | 199332.5546 | 505322.6316 | 427489 | 0 | 0 | 0 | 0 | 0 | 0 | 0 | 0 | 0 | 0 | 0 | 0 | 1513575.8224 | 0 | 0 | 0 | 0 | 0 | 0 | 0 | 0 | 0 | 0 | 0 | 0 | 0 | 0 | 0 | 0 | 0 | 0 | 0 | 0 | 0 | 277166.1862 | 0 | 0 | 0 | 0 | 0 | 0 | 0 | 0
2016-04-11 15:00 | 0 | 0 | 0 | 0 | 1011.8886 | 706646.2976 | 430492 | 0 | 0 | 0 | 0 | 0 | 0 | 0 | 0 | 0 | 0 | 0 | 0 | 1790742.0086 | 0 | 0 | 0 | 0 | 0 | 0 | 0 | 0 | 0 | 0 | 0 | 0 | 0 | 0 | 0 | 0 | 0 | 0 | 0 | 0 | 0 | 277166.1862 | 0 | 0 | 0 | 0 | 0 | 0 | 0 | 0
2016-04-11 16:00 | 0 | 0 | 0 | 0 | 3942.9534 | 786995.6905 | 430721 | 0 | 0 | 0 | 0 | 83051.4577 | 0 | 0 | 0 | 0 | 0 | 0 | 0 | 2067908.1948 | 0 | 0 | 0 | 0 | 0 | 0 | 0 | 0 | 0 | 0 | 0 | 83051.4577 | 0 | 0 | 0 | 0 | 0 | 0 | 0 | 0 | 0 | 277166.1862 | 0 | 0 | 0 | 0 | 0 | 0 | 0 | 0
2016-04-11 17:00 | 0 | 0 | 0 | 0 | 0 | 788600.6487 | 431134 | 0 | 0 | 0 | 0 | 143695.5488 | 0 | 0 | 0 | 0 | 0 | 0 | 0 | 2345074.3809 | 0 | 19656.3715 | 0 | 0 | 0 | 0 | 0 | 0 | 0 | 0 | 0 | 60644.0911 | 0 | 0 | 0 | 0 | 0 | 0 | 0 | 0 | 0 | 277166.1862 | 0 | 19656.3715 | 0 | 0 | 0 | 0 | 0 | 0
2016-04-11 18:00 | 0 | 0 | 0 | 0 | 0 | 772042.2724 | 431481 | 0 | 0 | 0 | 0 | 226747.0065 | 0 | 0 | 0 | 0 | 0 | 0 | 0 | 2622240.5671 | 0 | 0 | 0 | 0 | 0 | 0 | 0 | 0 | 0 | 0 | 0 | 83051.4577 | 0 | 0 | 0 | 0 | 0 | 0 | 0 | 0 | 0 | 277166.1862 | 0 | -19656.3715 | 0 | 0 | 0 | 0 | 0 | 0
2016-04-11 19:00 | 0 | 0 | 0 | 0 | 0 | 758250.0214 | 431842 | 0 | 0 | 0 | 0 | 275988.8417 | 0 | 0 | 0 | 0 | 0 | 0 | 0 | 2899406.7532 | 0 | 0 | 0 | 0 | 0 | 0 | 0 | 0 | 0 | 0 | 0 | 49241.8352 | 0 | 0 | 0 | 0 | 0 | 0 | 0 | 0 | 0 | 277166.1862 | 0 | 0 | 0 | 0 | 0 | 0 | 0 | 0
2016-04-11 20:00 | 0 | 0 | 0 | 0 | 0 | 753070.7523 | 432855 | 0 | 0 | 0 | 0 | 319038.4079 | 0 | 0 | 0 | 0 | 0 | 0 | 0 | 3176572.9394 | 0 | 0 | 0 | 0 | 0 | 0 | 0 | 0 | 0 | 0 | 0 | 43049.5662 | 0 | 0 | 0 | 0 | 0 | 0 | 0 | 0 | 0 | 277166.1862 | 0 | 0 | 0 | 0 | 0 | 0 | 0 | 0
2016-04-11 21:00 | 0 | 0 | 0 | 0 | 0 | 735637.3889 | 434795 | 0 | 0 | 0 | 0 | 376150.7058 | 0 | 0 | 0 | 0 | 0 | 0 | 0 | 3420303.0304 | 0 | 0 | 0 | 0 | 0 | 0 | 0 | 0 | 0 | 0 | 0 | 57112.2979 | 0 | 0 | 0 | 0 | 0 | 0 | 0 | 0 | 0 | 243730.0909 | 0 | 0 | 0 | 0 | 0 | 0 | 0 | 0
2016-04-11 22:00 | 0 | 0 | 0 | 0 | 0 | 688891.496 | 434879 | 0 | 0 | 0 | 0 | 352997.0157 | 0 | 0 | 0 | 0 | 0 | 0 | 0 | 3697469.2165 | 0 | 0 | 0 | 0 | 0 | 0 | 0 | 0 | 0 | 0 | 0 | -23153.6901 | 0 | 0 | 0 | 0 | 0 | 0 | 0 | 0 | 0 | 277166.1862 | 0 | 0 | 0 | 0 | 0 | 0 | 0 | 0
2016-04-11 23:00 | 0 | 0 | 0 | 0 | 0 | 574478.3771 | 435622 | 0 | 0 | 0 | 0 | 269945.558 | 0 | 0 | 0 | 0 | 0 | 0 | 0 | 3919377.0514 | 0 | 0 | 0 | 0 | 0 | 0 | 0 | 0 | 0 | 0 | 0 | -83051.4577 | 0 | 0 | 0 | 0 | 0 | 0 | 0 | 0 | 0 | 221907.8348 | 0 | 0 | 0 | 0 | 0 | 0 | 0 | 0
2016-04-12 | 0 | 0 | 0 | 0 | 0 | 360411.4628 | 440493 | 0 | 0 | 0 | 0 | 186894.1003 | 0 | 0 | 0 | 0 | 0 | 0 | 0 | 3922346.9718 | 0 | 0 | 0 | 0 | 0 | 0 | 0 | 0 | 0 | 0 | 0 | -83051.4577 | 0 | 0 | 0 | 0 | 0 | 0 | 0 | 0 | 0 | 2969.9205 | 0 | 0 | 0 | 0 | 0 | 0 | 0 | 0
2016-04-12 01:00 | 0 | 0 | 0 | 0 | 2391.6035 | 73780.7526 | 436390 | 0 | 0 | 0 | 0 | 103842.6426 | 0 | 0 | 0 | 0 | 0 | 0 | 0 | 3645180.7857 | 0 | 0 | 0 | 0 | 0 | 0 | 0 | 0 | 0 | 0 | 0 | -83051.4577 | 0 | 0 | 0 | 0 | 0 | 0 | 0 | 0 | 0 | -277166.1862 | 0 | 0 | 0 | 0 | 0 | 0 | 0 | 0
2016-04-12 02:00 | 0 | 0 | 0 | 0 | 225032.3777 | 20.8939 | 419168 | 0 | 0 | 0 | 0 | 186894.1003 | 0 | 0 | 0 | 0 | 0 | 0 | 0 | 3368014.5995 | 0 | 0 | 0 | 0 | 0 | 0 | 0 | 0 | 0 | 0 | 0 | 83051.4577 | 0 | 0 | 0 | 0 | 0 | 0 | 0 | 0 | 0 | -277166.1862 | 0 | 0 | 0 | 0 | 0 | 0 | 0 | 0
2016-04-12 03:00 | 0 | 0 | 0 | 0 | 36179.3561 | 0 | 396397 | 0 | 0 | 0 | 0 | 103842.6426 | 0 | 0 | 0 | 0 | 0 | 0 | 0 | 3090848.4133 | 0 | 0 | 0 | 0 | 0 | 0 | 0 | 0 | 0 | 0 | 0 | -83051.4577 | 0 | 0 | 0 | 0 | 0 | 0 | 0 | 0 | 0 | -277166.1862 | 0 | 0 | 0 | 0 | 0 | 0 | 0 | 0
2016-04-12 04:00 | 0 | 0 | 0 | 0 | 15146.3561 | 0 | 375364 | 0 | 0 | 0 | 0 | 20791.1849 | 0 | 0 | 0 | 0 | 0 | 0 | 0 | 2813682.2272 | 0 | 0 | 0 | 0 | 0 | 0 | 0 | 0 | 0 | 0 | 0 | -83051.4577 | 0 | 0 | 0 | 0 | 0 | 0 | 0 | 0 | 0 | -277166.1862 | 0 | 0 | 0 | 0 | 0 | 0 | 0 | 0
2016-04-12 05:00 | 0 | 0 | 0 | 0 | 478686.3348 | 0 | 357673 | 0 | 0 | 0 | 0 | 103842.6426 | 0 | 0 | 0 | 0 | 0 | 0 | 0 | 2851644.1043 | 0 | 0 | 0 | 0 | 0 | 0 | 0 | 0 | 0 | 0 | 0 | 83051.4577 | 0 | 0 | 0 | 0 | 0 | 0 | 0 | 0 | 0 | 37961.8771 | 0 | 0 | 0 | 0 | 0 | 0 | 0 | 0
2016-04-12 06:00 | 0 | 0 | 0 | 0 | 0 | 0 | 345682 | 0 | 0 | 0 | 0 | 20791.1849 | 0 | 0 | 0 | 0 | 0 | 0 | 0 | 2589013.562 | 0 | 0 | 0 | 0 | 0 | 0 | 0 | 0 | 0 | 0 | 0 | -83051.4577 | 0 | 0 | 0 | 0 | 0 | 0 | 0 | 0 | 0 | -262630.5423 | 0 | 0 | 0 | 0 | 0 | 0 | 0 | 0
2016-04-12 07:00 | 0 | 0 | 0 | 0 | 41443.629 | 0 | 339401 | 0 | 0 | 0 | 0 | 0 | 0 | 0 | 0 | 0 | 0 | 0 | 0 | 2311847.3758 | 0 | 0 | 0 | 0 | 0 | 0 | 0 | 0 | 0 | 0 | 0 | -20791.1849 | 0 | 0 | 0 | 0 | 0 | 0 | 0 | 0 | 0 | -277166.1862 | 0 | 0 | 0 | 0 | 0 | 0 | 0 | 0
2016-04-12 08:00 | 0 | 0 | 0 | 0 | 145501.2715 | 0 | 339616 | 0 | 0 | 0 | 0 | 83051.4577 | 0 | 0 | 0 | 0 | 0 | 0 | 0 | 2034681.1896 | 0 | 0 | 0 | 0 | 0 | 0 | 0 | 0 | 0 | 0 | 0 | 83051.4577 | 0 | 0 | 0 | 0 | 0 | 0 | 0 | 0 | 0 | -277166.1862 | 0 | 0 | 0 | 0 | 0 | 0 | 0 | 0
2016-04-12 09:00 | 0 | 0 | 0 | 0 | 0 | 0 | 349814 | 0 | 0 | 0 | 0 | 0 | 0 | 0 | 0 | 0 | 0 | 0 | 0 | 1767918.6473 | 0 | 0 | 0 | 0 | 0 | 0 | 0 | 0 | 0 | 0 | 0 | -83051.4577 | 0 | 0 | 0 | 0 | 0 | 0 | 0 | 0 | 0 | -266762.5423 | 0 | 0 | 0 | 0 | 0 | 0 | 0 | 0
2016-04-12 10:00 | 0 | 0 | 0 | 0 | 404830.2608 | 0 | 376869 | 0 | 0 | 0 | 0 | 83051.4577 | 0 | 0 | 0 | 0 | 0 | 0 | 0 | 1712828.4504 | 0 | 0 | 0 | 0 | 0 | 0 | 0 | 0 | 0 | 0 | 0 | 83051.4577 | 0 | 0 | 0 | 0 | 0 | 0 | 0 | 0 | 0 | -55090.1969 | 0 | 0 | 0 | 0 | 0 | 0 | 0 | 0
2016-04-12 11:00 | 0 | 0 | 0 | 0 | 42565.3561 | 0 | 402783 | 0 | 0 | 0 | 0 | 0 | 0 | 0 | 0 | 0 | 0 | 0 | 0 | 1435662.2642 | 0 | 0 | 0 | 0 | 0 | 0 | 0 | 0 | 0 | 0 | 0 | -83051.4577 | 0 | 0 | 0 | 0 | 0 | 0 | 0 | 0 | 0 | -277166.1862 | 0 | 0 | 0 | 0 | 0 | 0 | 0 | 0
2016-04-12 12:00 | 0 | 0 | 0 | 0 | 358012.9983 | 938.3166 | 414108 | 0 | 0 | 0 | 0 | 0 | 0 | 0 | 0 | 0 | 0 | 0 | 0 | 1380505.5791 | 0 | 0 | 0 | 0 | 0 | 0 | 0 | 0 | 0 | 0 | 0 | 0 | 0 | 0 | 0 | 0 | 0 | 0 | 0 | 0 | 0 | -55156.6851 | 0 | 0 | 0 | 0 | 0 | 0 | 0 | 0
2016-04-12 13:00 | 0 | 0 | 0 | 0 | 229147.9875 | 187565.4342 | 420206 | 0 | 0 | 0 | 0 | 83051.4577 | 0 | 0 | 0 | 0 | 0 | 0 | 0 | 1293961.5431 | 0 | 0 | 0 | 0 | 0 | 0 | 0 | 0 | 0 | 0 | 0 | 83051.4577 | 0 | 0 | 0 | 0 | 0 | 0 | 0 | 0 | 0 | -86544.036 | 0 | 0 | 0 | 0 | 0 | 0 | 0 | 0
2016-04-12 14:00 | 0 | 0 | 0 | 0 | 0 | 522097.3151 | 426478 | 0 | 0 | 0 | 0 | 3103.3053 | 0 | 0 | 0 | 0 | 0 | 0 | 0 | 1469529.0106 | 0 | 0 | 0 | 0 | 0 | 0 | 0 | 0 | 0 | 0 | 0 | -79948.1524 | 0 | 0 | 0 | 0 | 0 | 0 | 0 | 0 | 0 | 175567.4675 | 0 | 0 | 0 | 0 | 0 | 0 | 0 | 0
2016-04-12 15:00 | 0 | 0 | 0 | 0 | 0 | 702689.8808 | 428627 | 0 | 0 | 0 | 0 | 0 | 0 | 0 | 0 | 0 | 0 | 0 | 0 | 1746695.1968 | 0 | 0 | 0 | 0 | 0 | 0 | 0 | 0 | 0 | 0 | 0 | -3103.3053 | 0 | 0 | 0 | 0 | 0 | 0 | 0 | 0 | 0 | 277166.1862 | 0 | 0 | 0 | 0 | 0 | 0 | 0 | 0
2016-04-12 16:00 | 0 | 0 | 0 | 0 | 26364.1266 | 762654.5172 | 428801 | 0 | 0 | 0 | 0 | 83051.4577 | 0 | 0 | 0 | 0 | 0 | 0 | 0 | 2023861.3829 | 0 | 0 | 0 | 0 | 0 | 0 | 0 | 0 | 0 | 0 | 0 | 83051.4577 | 0 | 0 | 0 | 0 | 0 | 0 | 0 | 0 | 0 | 277166.1862 | 0 | 0 | 0 | 0 | 0 | 0 | 0 | 0
2016-04-12 17:00 | 0 | 0 | 0 | 0 | 0 | 756479.3149 | 429079 | 0 | 0 | 0 | 0 | 166102.9154 | 0 | 0 | 0 | 0 | 0 | 0 | 0 | 2268210.2401 | 0 | 0 | 0 | 0 | 0 | 0 | 0 | 0 | 0 | 0 | 0 | 83051.4577 | 0 | 0 | 0 | 0 | 0 | 0 | 0 | 0 | 0 | 244348.8572 | 0 | 0 | 0 | 0 | 0 | 0 | 0 | 0
2016-04-12 18:00 | 0 | 0 | 0 | 0 | 0 | 738692.6213 | 428016 | 0 | 0 | 0 | 0 | 199613.3506 | 0 | 0 | 0 | 0 | 0 | 0 | 0 | 2545376.4263 | 0 | 0 | 0 | 0 | 0 | 0 | 0 | 0 | 0 | 0 | 0 | 33510.4352 | 0 | 0 | 0 | 0 | 0 | 0 | 0 | 0 | 0 | 277166.1862 | 0 | 0 | 0 | 0 | 0 | 0 | 0 | 0
2016-04-12 19:00 | 0 | 0 | 0 | 0 | 0 | 720557.2332 | 426659 | 0 | 0 | 0 | 0 | 282664.8083 | 0 | 0 | 0 | 0 | 0 | 0 | 0 | 2756223.2017 | 0 | 0 | 0 | 0 | 0 | 0 | 0 | 0 | 0 | 0 | 0 | 83051.4577 | 0 | 0 | 0 | 0 | 0 | 0 | 0 | 0 | 0 | 210846.7755 | 0 | 0 | 0 | 0 | 0 | 0 | 0 | 0
2016-04-12 20:00 | 0 | 0 | 0 | 0 | 0 | 706249.8883 | 426407 | 0 | 0 | 0 | 0 | 285341.5104 | 0 | 0 | 0 | 0 | 0 | 0 | 0 | 3033389.3879 | 0 | 0 | 0 | 0 | 0 | 0 | 0 | 0 | 0 | 0 | 0 | 2676.7021 | 0 | 0 | 0 | 0 | 0 | 0 | 0 | 0 | 0 | 277166.1862 | 0 | 0 | 0 | 0 | 0 | 0 | 0 | 0
2016-04-12 21:00 | 0 | 0 | 0 | 0 | 0 | 678731.3804 | 426789 | 0 | 0 | 0 | 0 | 260117.7047 | 0 | 0 | 0 | 0 | 0 | 0 | 0 | 3310555.5741 | 0 | 0 | 0 | 0 | 0 | 0 | 0 | 0 | 0 | 0 | 0 | -25223.8057 | 0 | 0 | 0 | 0 | 0 | 0 | 0 | 0 | 0 | 277166.1862 | 0 | 0 | 0 | 0 | 0 | 0 | 0 | 0
2016-04-12 22:00 | 0 | 0 | 0 | 0 | 0 | 630020.4135 | 425314 | 0 | 0 | 0 | 0 | 187657.932 | 0 | 0 | 0 | 0 | 0 | 0 | 0 | 3587721.7602 | 0 | 0 | 0 | 0 | 0 | 0 | 0 | 0 | 0 | 0 | 0 | -72459.7727 | 0 | 0 | 0 | 0 | 0 | 0 | 0 | 0 | 0 | 277166.1862 | 0 | 0 | 0 | 0 | 0 | 0 | 0 | 0
2016-04-12 23:00 | 0 | 0 | 0 | 0 | 0 | 523807.0755 | 426837 | 0 | 0 | 0 | 0 | 104606.4743 | 0 | 0 | 0 | 0 | 0 | 0 | 0 | 3767743.2935 | 0 | 0 | 0 | 0 | 0 | 0 | 0 | 0 | 0 | 0 | 0 | -83051.4577 | 0 | 0 | 0 | 0 | 0 | 0 | 0 | 0 | 0 | 180021.5332 | 0 | 0 | 0 | 0 | 0 | 0 | 0 | 0
2016-04-13 | 0 | 0 | 0 | 0 | 0 | 355139.3756 | 437655 | 0 | 0 | 0 | 0 | 187657.932 | 0 | 0 | 0 | 0 | 0 | 0 | 0 | 3602176.2113 | 0 | 0 | 0 | 0 | 0 | 0 | 0 | 0 | 0 | 0 | 0 | 83051.4577 | 0 | 0 | 0 | 0 | 0 | 0 | 0 | 0 | 0 | -165567.0821 | 0 | 0 | 0 | 0 | 0 | 0 | 0 | 0
2016-04-13 01:00 | 0 | 0 | 0 | 0 | 0 | 89956.329 | 436961 | 0 | 0 | 0 | 0 | 104606.4743 | 0 | 0 | 0 | 0 | 0 | 0 | 0 | 3338222.9981 | 0 | 0 | 0 | 0 | 0 | 0 | 0 | 0 | 0 | 0 | 0 | -83051.4577 | 0 | 0 | 0 | 0 | 0 | 0 | 0 | 0 | 0 | -263953.2133 | 0 | 0 | 0 | 0 | 0 | 0 | 0 | 0
2016-04-13 02:00 | 0 | 0 | 0 | 0 | 59755.9373 | 21.4188 | 419995 | 0 | 0 | 0 | 0 | 21555.0166 | 0 | 0 | 0 | 0 | 0 | 0 | 0 | 3061056.8119 | 0 | 0 | 0 | 0 | 0 | 0 | 0 | 0 | 0 | 0 | 0 | -83051.4577 | 0 | 0 | 0 | 0 | 0 | 0 | 0 | 0 | 0 | -277166.1862 | 0 | 0 | 0 | 0 | 0 | 0 | 0 | 0
2016-04-13 03:00 | 0 | 0 | 0 | 0 | 527196.0581 | 0 | 397238 | 0 | 0 | 0 | 0 | 104606.4743 | 0 | 0 | 0 | 0 | 0 | 0 | 0 | 3091986.0561 | 0 | 15977.3561 | 0 | 0 | 0 | 0 | 0 | 0 | 0 | 0 | 0 | 83051.4577 | 0 | 0 | 0 | 0 | 0 | 0 | 0 | 0 | 0 | 30929.2442 | 0 | 15977.3561 | 0 | 0 | 0 | 0 | 0 | 0
2016-04-13 04:00 | 0 | 0 | 0 | 0 | 0 | 0 | 376195 | 0 | 0 | 0 | 0 | 21555.0166 | 0 | 0 | 0 | 0 | 0 | 0 | 0 | 2814819.87 | 0 | 0 | 0 | 0 | 0 | 0 | 0 | 0 | 0 | 0 | 0 | -83051.4577 | 0 | 0 | 0 | 0 | 0 | 0 | 0 | 0 | 0 | -277166.1862 | 0 | -15977.3561 | 0 | 0 | 0 | 0 | 0 | 0
2016-04-13 05:00 | 0 | 0 | 0 | 0 | 144949.2549 | 0 | 360619 | 0 | 0 | 0 | 0 | 83051.4577 | 0 | 0 | 0 | 0 | 0 | 0 | 0 | 2537653.6838 | 0 | 0 | 0 | 0 | 0 | 0 | 0 | 0 | 0 | 0 | 0 | 61496.4411 | 0 | 0 | 0 | 0 | 0 | 0 | 0 | 0 | 0 | -277166.1862 | 0 | 0 | 0 | 0 | 0 | 0 | 0 | 0
2016-04-13 06:00 | 0 | 0 | 0 | 0 | 155643.2715 | 0 | 349758 | 0 | 0 | 0 | 0 | 166102.9154 | 0 | 0 | 0 | 0 | 0 | 0 | 0 | 2260487.4976 | 0 | 0 | 0 | 0 | 0 | 0 | 0 | 0 | 0 | 0 | 0 | 83051.4577 | 0 | 0 | 0 | 0 | 0 | 0 | 0 | 0 | 0 | -277166.1862 | 0 | 0 | 0 | 0 | 0 | 0 | 0 | 0
2016-04-13 07:00 | 0 | 0 | 0 | 0 | 0 | 0 | 344004 | 0 | 0 | 0 | 0 | 83051.4577 | 0 | 0 | 0 | 0 | 0 | 0 | 0 | 1999534.9553 | 0 | 0 | 0 | 0 | 0 | 0 | 0 | 0 | 0 | 0 | 0 | -83051.4577 | 0 | 0 | 0 | 0 | 0 | 0 | 0 | 0 | 0 | -260952.5423 | 0 | 0 | 0 | 0 | 0 | 0 | 0 | 0
2016-04-13 08:00 | 0 | 0 | 0 | 0 | 459955.9128 | 0 | 343734 | 0 | 0 | 0 | 0 | 166102.9154 | 0 | 0 | 0 | 0 | 0 | 0 | 0 | 2032705.4105 | 0 | 0 | 0 | 0 | 0 | 0 | 0 | 0 | 0 | 0 | 0 | 83051.4577 | 0 | 0 | 0 | 0 | 0 | 0 | 0 | 0 | 0 | 33170.4551 | 0 | 0 | 0 | 0 | 0 | 0 | 0 | 0
2016-04-13 09:00 | 0 | 0 | 0 | 0 | 0 | 0 | 355247 | 0 | 0 | 0 | 0 | 83051.4577 | 0 | 0 | 0 | 0 | 0 | 0 | 0 | 1760509.8682 | 0 | 0 | 0 | 0 | 0 | 0 | 0 | 0 | 0 | 0 | 0 | -83051.4577 | 0 | 0 | 0 | 0 | 0 | 0 | 0 | 0 | 0 | -272195.5423 | 0 | 0 | 0 | 0 | 0 | 0 | 0 | 0
2016-04-13 10:00 | 0 | 0 | 0 | 0 | 23627.3561 | 0 | 383845 | 0 | 0 | 0 | 0 | 0 | 0 | 0 | 0 | 0 | 0 | 0 | 0 | 1483343.682 | 0 | 0 | 0 | 0 | 0 | 0 | 0 | 0 | 0 | 0 | 0 | -83051.4577 | 0 | 0 | 0 | 0 | 0 | 0 | 0 | 0 | 0 | -277166.1862 | 0 | 0 | 0 | 0 | 0 | 0 | 0 | 0
2016-04-13 11:00 | 0 | 0 | 0 | 0 | 378614.5482 | 0 | 408309 | 0 | 0 | 0 | 0 | 83051.4577 | 0 | 0 | 0 | 0 | 0 | 0 | 0 | 1362843.9544 | 0 | 7753.8181 | 0 | 0 | 0 | 0 | 0 | 0 | 0 | 0 | 0 | 83051.4577 | 0 | 0 | 0 | 0 | 0 | 0 | 0 | 0 | 0 | -120499.7276 | 0 | 7753.8181 | 0 | 0 | 0 | 0 | 0 | 0
2016-04-13 12:00 | 0 | 0 | 0 | 0 | 86453.3485 | 2120.093 | 416018 | 0 | 0 | 0 | 0 | 0 | 0 | 0 | 0 | 0 | 0 | 0 | 0 | 1085677.7682 | 0 | 40526.9035 | 0 | 0 | 0 | 0 | 0 | 0 | 0 | 0 | 0 | -83051.4577 | 0 | 0 | 0 | 0 | 0 | 0 | 0 | 0 | 0 | -277166.1862 | 0 | 32773.0854 | 0 | 0 | 0 | 0 | 0 | 0
2016-04-13 13:00 | 0 | 0 | 0 | 0 | 150911.7822 | 232738.5118 | 419496 | 0 | 0 | 0 | 0 | 0 | 0 | 0 | 0 | 0 | 0 | 0 | 0 | 1082605.1476 | 0 | 7753.8181 | 0 | 0 | 0 | 0 | 0 | 0 | 0 | 0 | 0 | 0 | 0 | 0 | 0 | 0 | 0 | 0 | 0 | 0 | 0 | -3072.6206 | 0 | -32773.0854 | 0 | 0 | 0 | 0 | 0 | 0
2016-04-13 14:00 | 0 | 0 | 0 | 0 | 102845.2291 | 588589.139 | 422022 | 0 | 0 | 0 | 0 | 0 | 0 | 0 | 0 | 0 | 0 | 0 | 0 | 1359771.3338 | 0 | 0 | 0 | 0 | 0 | 0 | 0 | 0 | 0 | 0 | 0 | 0 | 0 | 0 | 0 | 0 | 0 | 0 | 0 | 0 | 0 | 277166.1862 | 0 | -7753.8181 | 0 | 0 | 0 | 0 | 0 | 0
2016-04-13 15:00 | 0 | 0 | 0 | 0 | 0 | 699843.1862 | 422677 | 0 | 0 | 0 | 0 | 0 | 0 | 0 | 0 | 0 | 0 | 0 | 0 | 1636937.5199 | 0 | 0 | 0 | 0 | 0 | 0 | 0 | 0 | 0 | 0 | 0 | 0 | 0 | 0 | 0 | 0 | 0 | 0 | 0 | 0 | 0 | 277166.1862 | 0 | 0 | 0 | 0 | 0 | 0 | 0 | 0
2016-04-13 16:00 | 0 | 0 | 0 | 0 | 0 | 781852.6439 | 421635 | 0 | 0 | 0 | 0 | 83051.4577 | 0 | 0 | 0 | 0 | 0 | 0 | 0 | 1914103.7061 | 0 | 0 | 0 | 0 | 0 | 0 | 0 | 0 | 0 | 0 | 0 | 83051.4577 | 0 | 0 | 0 | 0 | 0 | 0 | 0 | 0 | 0 | 277166.1862 | 0 | 0 | 0 | 0 | 0 | 0 | 0 | 0
2016-04-13 17:00 | 0 | 0 | 0 | 0 | 0 | 615535.7285 | 421421 | 0 | 0 | 0 | 0 | 0 | 0 | 0 | 0 | 0 | 0 | 0 | 0 | 2191269.8923 | 0 | 0 | 0 | 0 | 0 | 0 | 0 | 0 | 0 | 0 | 0 | -83051.4577 | 0 | 0 | 0 | 0 | 0 | 0 | 0 | 0 | 0 | 277166.1862 | 0 | 0 | 0 | 0 | 0 | 0 | 0 | 0
2016-04-13 18:00 | 0 | 0 | 0 | 0 | 0 | 780535.6439 | 420318 | 0 | 0 | 0 | 0 | 83051.4577 | 0 | 0 | 0 | 0 | 0 | 0 | 0 | 2468436.0784 | 0 | 0 | 0 | 0 | 0 | 0 | 0 | 0 | 0 | 0 | 0 | 83051.4577 | 0 | 0 | 0 | 0 | 0 | 0 | 0 | 0 | 0 | 277166.1862 | 0 | 0 | 0 | 0 | 0 | 0 | 0 | 0
2016-04-13 19:00 | 0 | 0 | 0 | 0 | 0 | 779364.6439 | 419147 | 0 | 0 | 0 | 0 | 166102.9154 | 0 | 0 | 0 | 0 | 0 | 0 | 0 | 2745602.2646 | 0 | 0 | 0 | 0 | 0 | 0 | 0 | 0 | 0 | 0 | 0 | 83051.4577 | 0 | 0 | 0 | 0 | 0 | 0 | 0 | 0 | 0 | 277166.1862 | 0 | 0 | 0 | 0 | 0 | 0 | 0 | 0
2016-04-13 20:00 | 0 | 0 | 0 | 0 | 0 | 779797.6439 | 419580 | 0 | 0 | 0 | 0 | 249154.3731 | 0 | 0 | 0 | 0 | 0 | 0 | 0 | 3022768.4507 | 0 | 0 | 0 | 0 | 0 | 0 | 0 | 0 | 0 | 0 | 0 | 83051.4577 | 0 | 0 | 0 | 0 | 0 | 0 | 0 | 0 | 0 | 277166.1862 | 0 | 0 | 0 | 0 | 0 | 0 | 0 | 0
2016-04-13 21:00 | 0 | 0 | 0 | 0 | 0 | 799933.4469 | 420450 | 0 | 0 | 0 | 0 | 318698.5485 | 0 | 0 | 0 | 0 | 0 | 0 | 0 | 3299934.6369 | 0 | 32773.0854 | 0 | 0 | 0 | 0 | 0 | 0 | 0 | 0 | 0 | 69544.1754 | 0 | 0 | 0 | 0 | 0 | 0 | 0 | 0 | 0 | 277166.1862 | 0 | 32773.0854 | 0 | 0 | 0 | 0 | 0 | 0
2016-04-13 22:00 | 0 | 0 | 0 | 0 | 0 | 763086.1616 | 420714 | 0 | 0 | 0 | 0 | 376150.7058 | 0 | 0 | 0 | 0 | 0 | 0 | 0 | 3577100.8231 | 0 | 40526.9035 | 0 | 0 | 0 | 0 | 0 | 0 | 0 | 0 | 0 | 57452.1573 | 0 | 0 | 0 | 0 | 0 | 0 | 0 | 0 | 0 | 277166.1862 | 0 | 7753.8181 | 0 | 0 | 0 | 0 | 0 | 0
2016-04-13 23:00 | 0 | 0 | 0 | 0 | 0 | 652229.4215 | 423466 | 0 | 0 | 0 | 0 | 335501.7593 | 0 | 0 | 0 | 0 | 0 | 0 | 0 | 3854267.0092 | 0 | 32773.0854 | 0 | 0 | 0 | 0 | 0 | 0 | 0 | 0 | 0 | -40648.9465 | 0 | 0 | 0 | 0 | 0 | 0 | 0 | 0 | 0 | 277166.1862 | 0 | -7753.8181 | 0 | 0 | 0 | 0 | 0 | 0
2016-04-14 | 0 | 0 | 0 | 0 | 0 | 448614.4272 | 433333 | 0 | 0 | 0 | 0 | 330211.1869 | 0 | 0 | 0 | 0 | 0 | 0 | 0 | 3907612.0942 | 0 | 0 | 0 | 0 | 0 | 0 | 0 | 0 | 0 | 0 | 0 | -5290.5723 | 0 | 0 | 0 | 0 | 0 | 0 | 0 | 0 | 0 | 53345.0849 | 0 | -32773.0854 | 0 | 0 | 0 | 0 | 0 | 0
2016-04-14 01:00 | 0 | 0 | 0 | 0 | 0 | 105595.6038 | 431857 | 0 | 0 | 0 | 0 | 247159.7292 | 0 | 0 | 0 | 0 | 0 | 0 | 0 | 3664402.1556 | 0 | 0 | 0 | 0 | 0 | 0 | 0 | 0 | 0 | 0 | 0 | -83051.4577 | 0 | 0 | 0 | 0 | 0 | 0 | 0 | 0 | 0 | -243209.9385 | 0 | 0 | 0 | 0 | 0 | 0 | 0 | 0
2016-04-14 02:00 | 0 | 0 | 0 | 0 | 54956.3096 | 64.0465 | 415238 | 0 | 0 | 0 | 0 | 164108.2715 | 0 | 0 | 0 | 0 | 0 | 0 | 0 | 3387235.9695 | 0 | 0 | 0 | 0 | 0 | 0 | 0 | 0 | 0 | 0 | 0 | -83051.4577 | 0 | 0 | 0 | 0 | 0 | 0 | 0 | 0 | 0 | -277166.1862 | 0 | 0 | 0 | 0 | 0 | 0 | 0 | 0
2016-04-14 03:00 | 0 | 0 | 0 | 0 | 198987.2715 | 0 | 393102 | 0 | 0 | 0 | 0 | 247159.7292 | 0 | 0 | 0 | 0 | 0 | 0 | 0 | 3110069.7833 | 0 | 0 | 0 | 0 | 0 | 0 | 0 | 0 | 0 | 0 | 0 | 83051.4577 | 0 | 0 | 0 | 0 | 0 | 0 | 0 | 0 | 0 | -277166.1862 | 0 | 0 | 0 | 0 | 0 | 0 | 0 | 0
2016-04-14 04:00 | 0 | 0 | 0 | 0 | 12788.3561 | 0 | 373006 | 0 | 0 | 0 | 0 | 164108.2715 | 0 | 0 | 0 | 0 | 0 | 0 | 0 | 2832903.5971 | 0 | 0 | 0 | 0 | 0 | 0 | 0 | 0 | 0 | 0 | 0 | -83051.4577 | 0 | 0 | 0 | 0 | 0 | 0 | 0 | 0 | 0 | -277166.1862 | 0 | 0 | 0 | 0 | 0 | 0 | 0 | 0
2016-04-14 05:00 | 0 | 0 | 0 | 0 | 0 | 0 | 358223 | 0 | 0 | 0 | 0 | 83051.4577 | 0 | 0 | 0 | 0 | 0 | 0 | 0 | 2555737.411 | 0 | 0 | 0 | 0 | 0 | 0 | 0 | 0 | 0 | 0 | 0 | -81056.8138 | 0 | 0 | 0 | 0 | 0 | 0 | 0 | 0 | 0 | -277166.1862 | 0 | 0 | 0 | 0 | 0 | 0 | 0 | 0
2016-04-14 06:00 | 0 | 0 | 0 | 0 | 153228.2715 | 0 | 347343 | 0 | 0 | 0 | 0 | 166102.9154 | 0 | 0 | 0 | 0 | 0 | 0 | 0 | 2278571.2248 | 0 | 0 | 0 | 0 | 0 | 0 | 0 | 0 | 0 | 0 | 0 | 83051.4577 | 0 | 0 | 0 | 0 | 0 | 0 | 0 | 0 | 0 | -277166.1862 | 0 | 0 | 0 | 0 | 0 | 0 | 0 | 0
2016-04-14 07:00 | 0 | 0 | 0 | 0 | 0 | 0 | 341993 | 0 | 0 | 0 | 0 | 83051.4577 | 0 | 0 | 0 | 0 | 0 | 0 | 0 | 2019629.6825 | 0 | 0 | 0 | 0 | 0 | 0 | 0 | 0 | 0 | 0 | 0 | -83051.4577 | 0 | 0 | 0 | 0 | 0 | 0 | 0 | 0 | 0 | -258941.5423 | 0 | 0 | 0 | 0 | 0 | 0 | 0 | 0
2016-04-14 08:00 | 0 | 0 | 0 | 0 | 496496.2512 | 0 | 341746 | 0 | 0 | 0 | 0 | 166102.9154 | 0 | 0 | 0 | 0 | 0 | 0 | 0 | 2091328.476 | 0 | 0 | 0 | 0 | 0 | 0 | 0 | 0 | 0 | 0 | 0 | 83051.4577 | 0 | 0 | 0 | 0 | 0 | 0 | 0 | 0 | 0 | 71698.7935 | 0 | 0 | 0 | 0 | 0 | 0 | 0 | 0
2016-04-14 09:00 | 0 | 0 | 0 | 0 | 0 | 0 | 352742 | 0 | 0 | 0 | 0 | 83051.4577 | 0 | 0 | 0 | 0 | 0 | 0 | 0 | 1821637.9337 | 0 | 0 | 0 | 0 | 0 | 0 | 0 | 0 | 0 | 0 | 0 | -83051.4577 | 0 | 0 | 0 | 0 | 0 | 0 | 0 | 0 | 0 | -269690.5423 | 0 | 0 | 0 | 0 | 0 | 0 | 0 | 0
2016-04-14 10:00 | 0 | 0 | 0 | 0 | 20529.3561 | 0 | 380747 | 0 | 0 | 0 | 0 | 0 | 0 | 0 | 0 | 0 | 0 | 0 | 0 | 1544471.7476 | 0 | 0 | 0 | 0 | 0 | 0 | 0 | 0 | 0 | 0 | 0 | -83051.4577 | 0 | 0 | 0 | 0 | 0 | 0 | 0 | 0 | 0 | -277166.1862 | 0 | 0 | 0 | 0 | 0 | 0 | 0 | 0
2016-04-14 11:00 | 0 | 0 | 0 | 0 | 210475.2715 | 0 | 404590 | 0 | 0 | 0 | 0 | 83051.4577 | 0 | 0 | 0 | 0 | 0 | 0 | 0 | 1267305.5614 | 0 | 0 | 0 | 0 | 0 | 0 | 0 | 0 | 0 | 0 | 0 | 83051.4577 | 0 | 0 | 0 | 0 | 0 | 0 | 0 | 0 | 0 | -277166.1862 | 0 | 0 | 0 | 0 | 0 | 0 | 0 | 0
2016-04-14 12:00 | 0 | 0 | 0 | 0 | 318731.5043 | 1169.7483 | 413020 | 0 | 0 | 0 | 0 | 0 | 0 | 0 | 0 | 0 | 0 | 0 | 0 | 1257238.2717 | 0 | 0 | 0 | 0 | 0 | 0 | 0 | 0 | 0 | 0 | 0 | -83051.4577 | 0 | 0 | 0 | 0 | 0 | 0 | 0 | 0 | 0 | -10067.2897 | 0 | 0 | 0 | 0 | 0 | 0 | 0 | 0
2016-04-14 13:00 | 0 | 0 | 0 | 0 | 194369.1737 | 284512.7905 | 416572 | 0 | 0 | 0 | 0 | 0 | 0 | 0 | 0 | 0 | 0 | 0 | 0 | 1319548.2359 | 0 | 0 | 0 | 0 | 0 | 0 | 0 | 0 | 0 | 0 | 0 | 0 | 0 | 0 | 0 | 0 | 0 | 0 | 0 | 0 | 0 | 62309.9642 | 0 | 0 | 0 | 0 | 0 | 0 | 0 | 0
2016-04-14 14:00 | 0 | 0 | 0 | 0 | 0 | 633496.0675 | 420562 | 0 | 0 | 0 | 0 | 0 | 0 | 0 | 0 | 0 | 0 | 0 | 0 | 1532482.3034 | 0 | 0 | 0 | 0 | 0 | 0 | 0 | 0 | 0 | 0 | 0 | 0 | 0 | 0 | 0 | 0 | 0 | 0 | 0 | 0 | 0 | 212934.0675 | 0 | 0 | 0 | 0 | 0 | 0 | 0 | 0
2016-04-14 15:00 | 0 | 0 | 0 | 0 | 0 | 699668.1862 | 422502 | 0 | 0 | 0 | 0 | 0 | 0 | 0 | 0 | 0 | 0 | 0 | 0 | 1809648.4896 | 0 | 0 | 0 | 0 | 0 | 0 | 0 | 0 | 0 | 0 | 0 | 0 | 0 | 0 | 0 | 0 | 0 | 0 | 0 | 0 | 0 | 277166.1862 | 0 | 0 | 0 | 0 | 0 | 0 | 0 | 0
2016-04-14 16:00 | 0 | 0 | 0 | 0 | 0 | 783223.6439 | 423006 | 0 | 0 | 0 | 0 | 83051.4577 | 0 | 0 | 0 | 0 | 0 | 0 | 0 | 2086814.6757 | 0 | 0 | 0 | 0 | 0 | 0 | 0 | 0 | 0 | 0 | 0 | 83051.4577 | 0 | 0 | 0 | 0 | 0 | 0 | 0 | 0 | 0 | 277166.1862 | 0 | 0 | 0 | 0 | 0 | 0 | 0 | 0
2016-04-14 17:00 | 0 | 0 | 0 | 0 | 0 | 618670.7285 | 424556 | 0 | 0 | 0 | 0 | 0 | 0 | 0 | 0 | 0 | 0 | 0 | 0 | 2363980.8619 | 0 | 0 | 0 | 0 | 0 | 0 | 0 | 0 | 0 | 0 | 0 | -83051.4577 | 0 | 0 | 0 | 0 | 0 | 0 | 0 | 0 | 0 | 277166.1862 | 0 | 0 | 0 | 0 | 0 | 0 | 0 | 0
2016-04-14 18:00 | 0 | 0 | 0 | 0 | 0 | 785544.6439 | 425327 | 0 | 0 | 0 | 0 | 83051.4577 | 0 | 0 | 0 | 0 | 0 | 0 | 0 | 2641147.0481 | 0 | 0 | 0 | 0 | 0 | 0 | 0 | 0 | 0 | 0 | 0 | 83051.4577 | 0 | 0 | 0 | 0 | 0 | 0 | 0 | 0 | 0 | 277166.1862 | 0 | 0 | 0 | 0 | 0 | 0 | 0 | 0
2016-04-14 19:00 | 0 | 0 | 0 | 0 | 0 | 785319.6439 | 425102 | 0 | 0 | 0 | 0 | 166102.9154 | 0 | 0 | 0 | 0 | 0 | 0 | 0 | 2918313.2342 | 0 | 0 | 0 | 0 | 0 | 0 | 0 | 0 | 0 | 0 | 0 | 83051.4577 | 0 | 0 | 0 | 0 | 0 | 0 | 0 | 0 | 0 | 277166.1862 | 0 | 0 | 0 | 0 | 0 | 0 | 0 | 0
2016-04-14 20:00 | 0 | 0 | 0 | 0 | 0 | 786036.6439 | 425819 | 0 | 0 | 0 | 0 | 249154.3731 | 0 | 0 | 0 | 0 | 0 | 0 | 0 | 3195479.4204 | 0 | 0 | 0 | 0 | 0 | 0 | 0 | 0 | 0 | 0 | 0 | 83051.4577 | 0 | 0 | 0 | 0 | 0 | 0 | 0 | 0 | 0 | 277166.1862 | 0 | 0 | 0 | 0 | 0 | 0 | 0 | 0
2016-04-14 21:00 | 0 | 0 | 0 | 0 | 0 | 782332.367 | 426379 | 0 | 0 | 0 | 0 | 320187.7358 | 0 | 0 | 0 | 0 | 0 | 0 | 0 | 3472645.6066 | 0 | 7753.8181 | 0 | 0 | 0 | 0 | 0 | 0 | 0 | 0 | 0 | 71033.3627 | 0 | 0 | 0 | 0 | 0 | 0 | 0 | 0 | 0 | 277166.1862 | 0 | 7753.8181 | 0 | 0 | 0 | 0 | 0 | 0
2016-04-14 22:00 | 0 | 0 | 0 | 0 | 0 | 791017.2415 | 425115 | 0 | 0 | 0 | 0 | 376150.7058 | 0 | 0 | 0 | 0 | 0 | 0 | 0 | 3749811.7927 | 0 | 40526.9035 | 0 | 0 | 0 | 0 | 0 | 0 | 0 | 0 | 0 | 55962.97 | 0 | 0 | 0 | 0 | 0 | 0 | 0 | 0 | 0 | 277166.1862 | 0 | 32773.0854 | 0 | 0 | 0 | 0 | 0 | 0
2016-04-14 23:00 | 0 | 0 | 0 | 0 | 0 | 683668.8843 | 426133 | 0 | 0 | 0 | 0 | 364274.222 | 0 | 0 | 0 | 0 | 0 | 0 | 0 | 4026977.9789 | 0 | 32773.0854 | 0 | 0 | 0 | 0 | 0 | 0 | 0 | 0 | 0 | -11876.4838 | 0 | 0 | 0 | 0 | 0 | 0 | 0 | 0 | 0 | 277166.1862 | 0 | -7753.8181 | 0 | 0 | 0 | 0 | 0 | 0
2016-04-15 | 0 | 0 | 0 | 0 | 0 | 458892.3685 | 434114 | 0 | 0 | 0 | 0 | 302992.5431 | 0 | 0 | 0 | 0 | 0 | 0 | 0 | 4145811.1117 | 0 | 0 | 0 | 0 | 0 | 0 | 0 | 0 | 0 | 0 | 0 | -61281.679 | 0 | 0 | 0 | 0 | 0 | 0 | 0 | 0 | 0 | 118833.1328 | 0 | -32773.0854 | 0 | 0 | 0 | 0 | 0 | 0
2016-04-15 01:00 | 0 | 0 | 0 | 0 | 0 | 116542.4126 | 432498 | 0 | 0 | 0 | 0 | 219941.0854 | 0 | 0 | 0 | 0 | 0 | 0 | 0 | 3912906.982 | 0 | 0 | 0 | 0 | 0 | 0 | 0 | 0 | 0 | 0 | 0 | -83051.4577 | 0 | 0 | 0 | 0 | 0 | 0 | 0 | 0 | 0 | -232904.1297 | 0 | 0 | 0 | 0 | 0 | 0 | 0 | 0
2016-04-15 02:00 | 0 | 0 | 0 | 0 | 55352.8754 | 79.4807 | 415650 | 0 | 0 | 0 | 0 | 136889.6277 | 0 | 0 | 0 | 0 | 0 | 0 | 0 | 3635740.7958 | 0 | 0 | 0 | 0 | 0 | 0 | 0 | 0 | 0 | 0 | 0 | -83051.4577 | 0 | 0 | 0 | 0 | 0 | 0 | 0 | 0 | 0 | -277166.1862 | 0 | 0 | 0 | 0 | 0 | 0 | 0 | 0
2016-04-15 03:00 | 0 | 0 | 0 | 0 | 200609.2715 | 0 | 394724 | 0 | 0 | 0 | 0 | 219941.0854 | 0 | 0 | 0 | 0 | 0 | 0 | 0 | 3358574.6097 | 0 | 0 | 0 | 0 | 0 | 0 | 0 | 0 | 0 | 0 | 0 | 83051.4577 | 0 | 0 | 0 | 0 | 0 | 0 | 0 | 0 | 0 | -277166.1862 | 0 | 0 | 0 | 0 | 0 | 0 | 0 | 0
2016-04-15 04:00 | 0 | 0 | 0 | 0 | 12737.3561 | 0 | 372955 | 0 | 0 | 0 | 0 | 136889.6277 | 0 | 0 | 0 | 0 | 0 | 0 | 0 | 3081408.4235 | 0 | 0 | 0 | 0 | 0 | 0 | 0 | 0 | 0 | 0 | 0 | -83051.4577 | 0 | 0 | 0 | 0 | 0 | 0 | 0 | 0 | 0 | -277166.1862 | 0 | 0 | 0 | 0 | 0 | 0 | 0 | 0
2016-04-15 05:00 | 0 | 0 | 0 | 0 | 0 | 0 | 354842 | 0 | 0 | 0 | 0 | 59213.8138 | 0 | 0 | 0 | 0 | 0 | 0 | 0 | 2804242.2373 | 0 | 0 | 0 | 0 | 0 | 0 | 0 | 0 | 0 | 0 | 0 | -77675.8138 | 0 | 0 | 0 | 0 | 0 | 0 | 0 | 0 | 0 | -277166.1862 | 0 | 0 | 0 | 0 | 0 | 0 | 0 | 0
2016-04-15 06:00 | 0 | 0 | 0 | 0 | 149186.2715 | 0 | 343301 | 0 | 0 | 0 | 0 | 142265.2715 | 0 | 0 | 0 | 0 | 0 | 0 | 0 | 2527076.0512 | 0 | 0 | 0 | 0 | 0 | 0 | 0 | 0 | 0 | 0 | 0 | 83051.4577 | 0 | 0 | 0 | 0 | 0 | 0 | 0 | 0 | 0 | -277166.1862 | 0 | 0 | 0 | 0 | 0 | 0 | 0 | 0
2016-04-15 07:00 | 0 | 0 | 0 | 0 | 0 | 0 | 337169 | 0 | 0 | 0 | 0 | 59213.8138 | 0 | 0 | 0 | 0 | 0 | 0 | 0 | 2272958.5089 | 0 | 0 | 0 | 0 | 0 | 0 | 0 | 0 | 0 | 0 | 0 | -83051.4577 | 0 | 0 | 0 | 0 | 0 | 0 | 0 | 0 | 0 | -254117.5423 | 0 | 0 | 0 | 0 | 0 | 0 | 0 | 0
2016-04-15 08:00 | 0 | 0 | 0 | 0 | 0 | 0 | 336380 | 0 | 0 | 0 | 0 | 0 | 0 | 0 | 0 | 0 | 0 | 0 | 0 | 1995792.3227 | 0 | 0 | 0 | 0 | 0 | 0 | 0 | 0 | 0 | 0 | 0 | -59213.8138 | 0 | 0 | 0 | 0 | 0 | 0 | 0 | 0 | 0 | -277166.1862 | 0 | 0 | 0 | 0 | 0 | 0 | 0 | 0
2016-04-15 09:00 | 0 | 0 | 0 | 0 | 153043.2715 | 0 | 347158 | 0 | 0 | 0 | 0 | 83051.4577 | 0 | 0 | 0 | 0 | 0 | 0 | 0 | 1718626.1366 | 0 | 0 | 0 | 0 | 0 | 0 | 0 | 0 | 0 | 0 | 0 | 83051.4577 | 0 | 0 | 0 | 0 | 0 | 0 | 0 | 0 | 0 | -277166.1862 | 0 | 0 | 0 | 0 | 0 | 0 | 0 | 0
2016-04-15 10:00 | 0 | 0 | 0 | 0 | 567653.7285 | 0 | 373539 | 0 | 0 | 0 | 0 | 0 | 0 | 0 | 0 | 0 | 0 | 0 | 0 | 1995792.3227 | 0 | 0 | 0 | 0 | 0 | 0 | 0 | 0 | 0 | 0 | 0 | -83051.4577 | 0 | 0 | 0 | 0 | 0 | 0 | 0 | 0 | 0 | 277166.1862 | 0 | 0 | 0 | 0 | 0 | 0 | 0 | 0
2016-04-15 11:00 | 0 | 0 | 0 | 0 | 119335.8138 | 0 | 396502 | 0 | 0 | 0 | 0 | 0 | 0 | 0 | 0 | 0 | 0 | 0 | 0 | 1718626.1366 | 0 | 0 | 0 | 0 | 0 | 0 | 0 | 0 | 0 | 0 | 0 | 0 | 0 | 0 | 0 | 0 | 0 | 0 | 0 | 0 | 0 | -277166.1862 | 0 | 0 | 0 | 0 | 0 | 0 | 0 | 0
2016-04-15 12:00 | 0 | 0 | 0 | 0 | 124948.1603 | 3573.6536 | 405688 | 0 | 0 | 0 | 0 | 0 | 0 | 0 | 0 | 0 | 0 | 0 | 0 | 1441459.9504 | 0 | 0 | 0 | 0 | 0 | 0 | 0 | 0 | 0 | 0 | 0 | 0 | 0 | 0 | 0 | 0 | 0 | 0 | 0 | 0 | 0 | -277166.1862 | 0 | 0 | 0 | 0 | 0 | 0 | 0 | 0
2016-04-15 13:00 | 0 | 0 | 0 | 0 | 0 | 168555.7067 | 412042 | 0 | 0 | 0 | 0 | 0 | 0 | 0 | 0 | 0 | 0 | 0 | 0 | 1197973.6571 | 0 | 0 | 0 | 0 | 0 | 0 | 0 | 0 | 0 | 0 | 0 | 0 | 0 | 0 | 0 | 0 | 0 | 0 | 0 | 0 | 0 | -243486.2933 | 0 | 0 | 0 | 0 | 0 | 0 | 0 | 0
2016-04-15 14:00 | 0 | 0 | 0 | 0 | 175058.6445 | 518852.5416 | 416745 | 0 | 0 | 0 | 0 | 0 | 0 | 0 | 0 | 0 | 0 | 0 | 0 | 1475139.8433 | 0 | 0 | 0 | 0 | 0 | 0 | 0 | 0 | 0 | 0 | 0 | 0 | 0 | 0 | 0 | 0 | 0 | 0 | 0 | 0 | 0 | 277166.1862 | 0 | 0 | 0 | 0 | 0 | 0 | 0 | 0
2016-04-15 15:00 | 0 | 0 | 0 | 0 | 0 | 693865.119 | 418833 | 0 | 0 | 0 | 0 | 0 | 0 | 0 | 0 | 0 | 0 | 0 | 0 | 1750171.9622 | 0 | 0 | 0 | 0 | 0 | 0 | 0 | 0 | 0 | 0 | 0 | 0 | 0 | 0 | 0 | 0 | 0 | 0 | 0 | 0 | 0 | 275032.119 | 0 | 0 | 0 | 0 | 0 | 0 | 0 | 0
2016-04-15 16:00 | 0 | 0 | 0 | 0 | 0 | 754436.378 | 418523 | 0 | 0 | 0 | 0 | 58747.1919 | 0 | 0 | 0 | 0 | 0 | 0 | 0 | 2027338.1484 | 0 | 0 | 0 | 0 | 0 | 0 | 0 | 0 | 0 | 0 | 0 | 58747.1919 | 0 | 0 | 0 | 0 | 0 | 0 | 0 | 0 | 0 | 277166.1862 | 0 | 0 | 0 | 0 | 0 | 0 | 0 | 0
2016-04-15 17:00 | 0 | 0 | 0 | 0 | 5906.8129 | 772433.831 | 418123 | 0 | 0 | 0 | 0 | 141798.6496 | 0 | 0 | 0 | 0 | 0 | 0 | 0 | 2304504.3346 | 0 | 0 | 0 | 0 | 0 | 0 | 0 | 0 | 0 | 0 | 0 | 83051.4577 | 0 | 0 | 0 | 0 | 0 | 0 | 0 | 0 | 0 | 277166.1862 | 0 | 0 | 0 | 0 | 0 | 0 | 0 | 0
2016-04-15 18:00 | 0 | 0 | 0 | 0 | 0 | 770184.0059 | 418358 | 0 | 0 | 0 | 0 | 216458.4693 | 0 | 0 | 0 | 0 | 0 | 0 | 0 | 2581670.5207 | 0 | 0 | 0 | 0 | 0 | 0 | 0 | 0 | 0 | 0 | 0 | 74659.8197 | 0 | 0 | 0 | 0 | 0 | 0 | 0 | 0 | 0 | 277166.1862 | 0 | 0 | 0 | 0 | 0 | 0 | 0 | 0
2016-04-15 19:00 | 0 | 0 | 0 | 0 | 0 | 754171.1665 | 418101 | 0 | 0 | 0 | 0 | 299509.927 | 0 | 0 | 0 | 0 | 0 | 0 | 0 | 2834689.2296 | 0 | 0 | 0 | 0 | 0 | 0 | 0 | 0 | 0 | 0 | 0 | 83051.4577 | 0 | 0 | 0 | 0 | 0 | 0 | 0 | 0 | 0 | 253018.7088 | 0 | 0 | 0 | 0 | 0 | 0 | 0 | 0
2016-04-15 20:00 | 0 | 0 | 0 | 0 | 0 | 739031.5557 | 417358 | 0 | 0 | 0 | 0 | 344017.2965 | 0 | 0 | 0 | 0 | 0 | 0 | 0 | 3111855.4157 | 0 | 0 | 0 | 0 | 0 | 0 | 0 | 0 | 0 | 0 | 0 | 44507.3695 | 0 | 0 | 0 | 0 | 0 | 0 | 0 | 0 | 0 | 277166.1862 | 0 | 0 | 0 | 0 | 0 | 0 | 0 | 0
2016-04-15 21:00 | 0 | 0 | 0 | 0 | 0 | 710466.4842 | 416596 | 0 | 0 | 0 | 0 | 360721.5945 | 0 | 0 | 0 | 0 | 0 | 0 | 0 | 3389021.6019 | 0 | 0 | 0 | 0 | 0 | 0 | 0 | 0 | 0 | 0 | 0 | 16704.298 | 0 | 0 | 0 | 0 | 0 | 0 | 0 | 0 | 0 | 277166.1862 | 0 | 0 | 0 | 0 | 0 | 0 | 0 | 0
2016-04-15 22:00 | 0 | 0 | 0 | 0 | 0 | 657398.8148 | 413276 | 0 | 0 | 0 | 0 | 327678.2232 | 0 | 0 | 0 | 0 | 0 | 0 | 0 | 3666187.7881 | 0 | 0 | 0 | 0 | 0 | 0 | 0 | 0 | 0 | 0 | 0 | -33043.3714 | 0 | 0 | 0 | 0 | 0 | 0 | 0 | 0 | 0 | 277166.1862 | 0 | 0 | 0 | 0 | 0 | 0 | 0 | 0
2016-04-15 23:00 | 0 | 0 | 0 | 0 | 0 | 560635.5514 | 410671 | 0 | 0 | 0 | 0 | 299813.1869 | 0 | 0 | 0 | 0 | 0 | 0 | 0 | 3844017.3757 | 0 | 0 | 0 | 0 | 0 | 0 | 0 | 0 | 0 | 0 | 0 | -27865.0362 | 0 | 0 | 0 | 0 | 0 | 0 | 0 | 0 | 0 | 177829.5876 | 0 | 0 | 0 | 0 | 0 | 0 | 0 | 0
2016-04-16 | 0 | 0 | 0 | 0 | 0 | 396348.2616 | 414985 | 0 | 0 | 0 | 0 | 216761.7292 | 0 | 0 | 0 | 0 | 0 | 0 | 0 | 3908432.0949 | 0 | 0 | 0 | 0 | 0 | 0 | 0 | 0 | 0 | 0 | 0 | -83051.4577 | 0 | 0 | 0 | 0 | 0 | 0 | 0 | 0 | 0 | 64414.7193 | 0 | 0 | 0 | 0 | 0 | 0 | 0 | 0
2016-04-16 01:00 | 0 | 0 | 0 | 0 | 0 | 128413.9517 | 414242 | 0 | 0 | 0 | 0 | 133710.2715 | 0 | 0 | 0 | 0 | 0 | 0 | 0 | 3705655.5043 | 0 | 0 | 0 | 0 | 0 | 0 | 0 | 0 | 0 | 0 | 0 | -83051.4577 | 0 | 0 | 0 | 0 | 0 | 0 | 0 | 0 | 0 | -202776.5906 | 0 | 0 | 0 | 0 | 0 | 0 | 0 | 0
2016-04-16 02:00 | 0 | 0 | 0 | 0 | 206428.1674 | 106.1041 | 400649 | 0 | 0 | 0 | 0 | 216761.7292 | 0 | 0 | 0 | 0 | 0 | 0 | 0 | 3428489.3182 | 0 | 0 | 0 | 0 | 0 | 0 | 0 | 0 | 0 | 0 | 0 | 83051.4577 | 0 | 0 | 0 | 0 | 0 | 0 | 0 | 0 | 0 | -277166.1862 | 0 | 0 | 0 | 0 | 0 | 0 | 0 | 0
2016-04-16 03:00 | 0 | 0 | 0 | 0 | 22677.3561 | 0 | 382895 | 0 | 0 | 0 | 0 | 133710.2715 | 0 | 0 | 0 | 0 | 0 | 0 | 0 | 3151323.132 | 0 | 0 | 0 | 0 | 0 | 0 | 0 | 0 | 0 | 0 | 0 | -83051.4577 | 0 | 0 | 0 | 0 | 0 | 0 | 0 | 0 | 0 | -277166.1862 | 0 | 0 | 0 | 0 | 0 | 0 | 0 | 0
2016-04-16 04:00 | 0 | 0 | 0 | 0 | 3637.3561 | 0 | 363855 | 0 | 0 | 0 | 0 | 50658.8138 | 0 | 0 | 0 | 0 | 0 | 0 | 0 | 2874156.9458 | 0 | 0 | 0 | 0 | 0 | 0 | 0 | 0 | 0 | 0 | 0 | -83051.4577 | 0 | 0 | 0 | 0 | 0 | 0 | 0 | 0 | 0 | -277166.1862 | 0 | 0 | 0 | 0 | 0 | 0 | 0 | 0
2016-04-16 05:00 | 0 | 0 | 0 | 0 | 153381.2715 | 0 | 347496 | 0 | 0 | 0 | 0 | 133710.2715 | 0 | 0 | 0 | 0 | 0 | 0 | 0 | 2596990.7597 | 0 | 0 | 0 | 0 | 0 | 0 | 0 | 0 | 0 | 0 | 0 | 83051.4577 | 0 | 0 | 0 | 0 | 0 | 0 | 0 | 0 | 0 | -277166.1862 | 0 | 0 | 0 | 0 | 0 | 0 | 0 | 0
2016-04-16 06:00 | 0 | 0 | 0 | 0 | 0 | 0 | 335417 | 0 | 0 | 0 | 0 | 50658.8138 | 0 | 0 | 0 | 0 | 0 | 0 | 0 | 2344625.2174 | 0 | 0 | 0 | 0 | 0 | 0 | 0 | 0 | 0 | 0 | 0 | -83051.4577 | 0 | 0 | 0 | 0 | 0 | 0 | 0 | 0 | 0 | -252365.5423 | 0 | 0 | 0 | 0 | 0 | 0 | 0 | 0
2016-04-16 07:00 | 0 | 0 | 0 | 0 | 0 | 0 | 327825 | 0 | 0 | 0 | 0 | 0 | 0 | 0 | 0 | 0 | 0 | 0 | 0 | 2067459.0312 | 0 | 0 | 0 | 0 | 0 | 0 | 0 | 0 | 0 | 0 | 0 | -50658.8138 | 0 | 0 | 0 | 0 | 0 | 0 | 0 | 0 | 0 | -277166.1862 | 0 | 0 | 0 | 0 | 0 | 0 | 0 | 0
2016-04-16 08:00 | 0 | 0 | 0 | 0 | 131222.2715 | 0 | 325337 | 0 | 0 | 0 | 0 | 83051.4577 | 0 | 0 | 0 | 0 | 0 | 0 | 0 | 1790292.8451 | 0 | 0 | 0 | 0 | 0 | 0 | 0 | 0 | 0 | 0 | 0 | 83051.4577 | 0 | 0 | 0 | 0 | 0 | 0 | 0 | 0 | 0 | -277166.1862 | 0 | 0 | 0 | 0 | 0 | 0 | 0 | 0
2016-04-16 09:00 | 0 | 0 | 0 | 0 | 0 | 0 | 327933 | 0 | 0 | 0 | 0 | 0 | 0 | 0 | 0 | 0 | 0 | 0 | 0 | 1545411.3028 | 0 | 0 | 0 | 0 | 0 | 0 | 0 | 0 | 0 | 0 | 0 | -83051.4577 | 0 | 0 | 0 | 0 | 0 | 0 | 0 | 0 | 0 | -244881.5423 | 0 | 0 | 0 | 0 | 0 | 0 | 0 | 0
2016-04-16 10:00 | 0 | 0 | 0 | 0 | 57579.8138 | 0 | 334746 | 0 | 0 | 0 | 0 | 0 | 0 | 0 | 0 | 0 | 0 | 0 | 0 | 1268245.1166 | 0 | 0 | 0 | 0 | 0 | 0 | 0 | 0 | 0 | 0 | 0 | 0 | 0 | 0 | 0 | 0 | 0 | 0 | 0 | 0 | 0 | -277166.1862 | 0 | 0 | 0 | 0 | 0 | 0 | 0 | 0
2016-04-16 11:00 | 0 | 0 | 0 | 0 | 655940.1008 | 0 | 344307 | 0 | 0 | 0 | 0 | 83051.4577 | 0 | 0 | 0 | 0 | 0 | 0 | 0 | 1496826.7596 | 0 | 0 | 0 | 0 | 0 | 0 | 0 | 0 | 0 | 0 | 0 | 83051.4577 | 0 | 0 | 0 | 0 | 0 | 0 | 0 | 0 | 0 | 228581.643 | 0 | 0 | 0 | 0 | 0 | 0 | 0 | 0
2016-04-16 12:00 | 0 | 0 | 0 | 0 | 0 | 1956.5486 | 357102 | 0 | 0 | 0 | 0 | 0 | 0 | 0 | 0 | 0 | 0 | 0 | 0 | 1224732.7659 | 0 | 0 | 0 | 0 | 0 | 0 | 0 | 0 | 0 | 0 | 0 | -83051.4577 | 0 | 0 | 0 | 0 | 0 | 0 | 0 | 0 | 0 | -272093.9937 | 0 | 0 | 0 | 0 | 0 | 0 | 0 | 0
2016-04-16 13:00 | 0 | 0 | 0 | 0 | 0 | 175986.7075 | 369331 | 0 | 0 | 0 | 0 | 0 | 0 | 0 | 0 | 0 | 0 | 0 | 0 | 1031388.4734 | 0 | 0 | 0 | 0 | 0 | 0 | 0 | 0 | 0 | 0 | 0 | 0 | 0 | 0 | 0 | 0 | 0 | 0 | 0 | 0 | 0 | -193344.2925 | 0 | 0 | 0 | 0 | 0 | 0 | 0 | 0
2016-04-16 14:00 | 0 | 0 | 0 | 0 | 130631.7094 | 524651.4768 | 378117 | 0 | 0 | 0 | 0 | 0 | 0 | 0 | 0 | 0 | 0 | 0 | 0 | 1308554.6596 | 0 | 0 | 0 | 0 | 0 | 0 | 0 | 0 | 0 | 0 | 0 | 0 | 0 | 0 | 0 | 0 | 0 | 0 | 0 | 0 | 0 | 277166.1862 | 0 | 0 | 0 | 0 | 0 | 0 | 0 | 0
2016-04-16 15:00 | 0 | 0 | 0 | 0 | 0 | 660027.1862 | 382861 | 0 | 0 | 0 | 0 | 0 | 0 | 0 | 0 | 0 | 0 | 0 | 0 | 1585720.8458 | 0 | 0 | 0 | 0 | 0 | 0 | 0 | 0 | 0 | 0 | 0 | 0 | 0 | 0 | 0 | 0 | 0 | 0 | 0 | 0 | 0 | 277166.1862 | 0 | 0 | 0 | 0 | 0 | 0 | 0 | 0
2016-04-16 16:00 | 0 | 0 | 0 | 0 | 0 | 745358.6439 | 385141 | 0 | 0 | 0 | 0 | 83051.4577 | 0 | 0 | 0 | 0 | 0 | 0 | 0 | 1862887.0319 | 0 | 0 | 0 | 0 | 0 | 0 | 0 | 0 | 0 | 0 | 0 | 83051.4577 | 0 | 0 | 0 | 0 | 0 | 0 | 0 | 0 | 0 | 277166.1862 | 0 | 0 | 0 | 0 | 0 | 0 | 0 | 0
2016-04-16 17:00 | 0 | 0 | 0 | 0 | 0 | 578455.7285 | 384341 | 0 | 0 | 0 | 0 | 0 | 0 | 0 | 0 | 0 | 0 | 0 | 0 | 2140053.2181 | 0 | 0 | 0 | 0 | 0 | 0 | 0 | 0 | 0 | 0 | 0 | -83051.4577 | 0 | 0 | 0 | 0 | 0 | 0 | 0 | 0 | 0 | 277166.1862 | 0 | 0 | 0 | 0 | 0 | 0 | 0 | 0
2016-04-16 18:00 | 0 | 0 | 0 | 0 | 0 | 743987.6439 | 383770 | 0 | 0 | 0 | 0 | 83051.4577 | 0 | 0 | 0 | 0 | 0 | 0 | 0 | 2417219.4042 | 0 | 0 | 0 | 0 | 0 | 0 | 0 | 0 | 0 | 0 | 0 | 83051.4577 | 0 | 0 | 0 | 0 | 0 | 0 | 0 | 0 | 0 | 277166.1862 | 0 | 0 | 0 | 0 | 0 | 0 | 0 | 0
2016-04-16 19:00 | 0 | 0 | 0 | 0 | 0 | 744318.6439 | 384101 | 0 | 0 | 0 | 0 | 166102.9154 | 0 | 0 | 0 | 0 | 0 | 0 | 0 | 2694385.5904 | 0 | 0 | 0 | 0 | 0 | 0 | 0 | 0 | 0 | 0 | 0 | 83051.4577 | 0 | 0 | 0 | 0 | 0 | 0 | 0 | 0 | 0 | 277166.1862 | 0 | 0 | 0 | 0 | 0 | 0 | 0 | 0
2016-04-16 20:00 | 0 | 0 | 0 | 0 | 0 | 745679.6439 | 385462 | 0 | 0 | 0 | 0 | 249154.3731 | 0 | 0 | 0 | 0 | 0 | 0 | 0 | 2971551.7766 | 0 | 0 | 0 | 0 | 0 | 0 | 0 | 0 | 0 | 0 | 0 | 83051.4577 | 0 | 0 | 0 | 0 | 0 | 0 | 0 | 0 | 0 | 277166.1862 | 0 | 0 | 0 | 0 | 0 | 0 | 0 | 0
2016-04-16 21:00 | 0 | 0 | 0 | 0 | 0 | 771684.2434 | 387085 | 0 | 0 | 0 | 0 | 323814.345 | 0 | 0 | 0 | 0 | 0 | 0 | 0 | 3248717.9627 | 0 | 32773.0854 | 0 | 0 | 0 | 0 | 0 | 0 | 0 | 0 | 0 | 74659.9719 | 0 | 0 | 0 | 0 | 0 | 0 | 0 | 0 | 0 | 277166.1862 | 0 | 32773.0854 | 0 | 0 | 0 | 0 | 0 | 0
2016-04-16 22:00 | 0 | 0 | 0 | 0 | 0 | 725358.3651 | 388102 | 0 | 0 | 0 | 0 | 376150.7058 | 0 | 0 | 0 | 0 | 0 | 0 | 0 | 3525884.1489 | 0 | 40526.9035 | 0 | 0 | 0 | 0 | 0 | 0 | 0 | 0 | 0 | 52336.3608 | 0 | 0 | 0 | 0 | 0 | 0 | 0 | 0 | 0 | 277166.1862 | 0 | 7753.8181 | 0 | 0 | 0 | 0 | 0 | 0
2016-04-16 23:00 | 0 | 0 | 0 | 0 | 0 | 620307.7345 | 388037 | 0 | 0 | 0 | 0 | 339009.0722 | 0 | 0 | 0 | 0 | 0 | 0 | 0 | 3803050.3351 | 0 | 32773.0854 | 0 | 0 | 0 | 0 | 0 | 0 | 0 | 0 | 0 | -37141.6336 | 0 | 0 | 0 | 0 | 0 | 0 | 0 | 0 | 0 | 277166.1862 | 0 | -7753.8181 | 0 | 0 | 0 | 0 | 0 | 0
2016-04-17 | 0 | 0 | 0 | 0 | 0 | 431662.0229 | 394464 | 0 | 0 | 0 | 0 | 255957.6145 | 0 | 0 | 0 | 0 | 0 | 0 | 0 | 3956072.901 | 0 | 0 | 0 | 0 | 0 | 0 | 0 | 0 | 0 | 0 | 0 | -83051.4577 | 0 | 0 | 0 | 0 | 0 | 0 | 0 | 0 | 0 | 153022.566 | 0 | -32773.0854 | 0 | 0 | 0 | 0 | 0 | 0
2016-04-17 01:00 | 0 | 0 | 0 | 0 | 0 | 136158.6882 | 395190 | 0 | 0 | 0 | 0 | 172906.1568 | 0 | 0 | 0 | 0 | 0 | 0 | 0 | 3780093.0469 | 0 | 0 | 0 | 0 | 0 | 0 | 0 | 0 | 0 | 0 | 0 | -83051.4577 | 0 | 0 | 0 | 0 | 0 | 0 | 0 | 0 | 0 | -175979.8541 | 0 | 0 | 0 | 0 | 0 | 0 | 0 | 0
2016-04-17 02:00 | 0 | 0 | 0 | 0 | 24450.605 | 131.7511 | 384800 | 0 | 0 | 0 | 0 | 89854.6991 | 0 | 0 | 0 | 0 | 0 | 0 | 0 | 3502926.8608 | 0 | 0 | 0 | 0 | 0 | 0 | 0 | 0 | 0 | 0 | 0 | -83051.4577 | 0 | 0 | 0 | 0 | 0 | 0 | 0 | 0 | 0 | -277166.1862 | 0 | 0 | 0 | 0 | 0 | 0 | 0 | 0
2016-04-17 03:00 | 0 | 0 | 0 | 0 | 175232.2715 | 0 | 369347 | 0 | 0 | 0 | 0 | 172906.1568 | 0 | 0 | 0 | 0 | 0 | 0 | 0 | 3225760.6746 | 0 | 0 | 0 | 0 | 0 | 0 | 0 | 0 | 0 | 0 | 0 | 83051.4577 | 0 | 0 | 0 | 0 | 0 | 0 | 0 | 0 | 0 | -277166.1862 | 0 | 0 | 0 | 0 | 0 | 0 | 0 | 0
2016-04-17 04:00 | 0 | 0 | 0 | 0 | 0 | 0 | 351753 | 0 | 0 | 0 | 0 | 89854.6991 | 0 | 0 | 0 | 0 | 0 | 0 | 0 | 2957059.1323 | 0 | 0 | 0 | 0 | 0 | 0 | 0 | 0 | 0 | 0 | 0 | -83051.4577 | 0 | 0 | 0 | 0 | 0 | 0 | 0 | 0 | 0 | -268701.5423 | 0 | 0 | 0 | 0 | 0 | 0 | 0 | 0
2016-04-17 05:00 | 0 | 0 | 0 | 0 | 0 | 0 | 335850 | 0 | 0 | 0 | 0 | 31170.8853 | 0 | 0 | 0 | 0 | 0 | 0 | 0 | 2679892.9462 | 0 | 0 | 0 | 0 | 0 | 0 | 0 | 0 | 0 | 0 | 0 | -58683.8138 | 0 | 0 | 0 | 0 | 0 | 0 | 0 | 0 | 0 | -277166.1862 | 0 | 0 | 0 | 0 | 0 | 0 | 0 | 0
2016-04-17 06:00 | 0 | 0 | 0 | 0 | 129932.2715 | 0 | 324047 | 0 | 0 | 0 | 0 | 114222.343 | 0 | 0 | 0 | 0 | 0 | 0 | 0 | 2402726.76 | 0 | 0 | 0 | 0 | 0 | 0 | 0 | 0 | 0 | 0 | 0 | 83051.4577 | 0 | 0 | 0 | 0 | 0 | 0 | 0 | 0 | 0 | -277166.1862 | 0 | 0 | 0 | 0 | 0 | 0 | 0 | 0
2016-04-17 07:00 | 0 | 0 | 0 | 0 | 0 | 0 | 316631 | 0 | 0 | 0 | 0 | 31170.8853 | 0 | 0 | 0 | 0 | 0 | 0 | 0 | 2169147.2177 | 0 | 0 | 0 | 0 | 0 | 0 | 0 | 0 | 0 | 0 | 0 | -83051.4577 | 0 | 0 | 0 | 0 | 0 | 0 | 0 | 0 | 0 | -233579.5423 | 0 | 0 | 0 | 0 | 0 | 0 | 0 | 0
2016-04-17 08:00 | 0 | 0 | 0 | 0 | 535892.6294 | 0 | 313590 | 0 | 0 | 0 | 0 | 47499.8138 | 0 | 0 | 0 | 0 | 0 | 0 | 0 | 2375120.9185 | 0 | 0 | 0 | 0 | 0 | 0 | 0 | 0 | 0 | 0 | 0 | 16328.9286 | 0 | 0 | 0 | 0 | 0 | 0 | 0 | 0 | 0 | 205973.7008 | 0 | 0 | 0 | 0 | 0 | 0 | 0 | 0
2016-04-17 09:00 | 0 | 0 | 0 | 0 | 500220.4604 | 0 | 314738 | 0 | 0 | 0 | 0 | 130551.2715 | 0 | 0 | 0 | 0 | 0 | 0 | 0 | 2444778.8358 | 0 | 32773.0854 | 0 | 0 | 0 | 0 | 0 | 0 | 0 | 0 | 0 | 83051.4577 | 0 | 0 | 0 | 0 | 0 | 0 | 0 | 0 | 0 | 69657.9173 | 0 | 32773.0854 | 0 | 0 | 0 | 0 | 0 | 0
2016-04-17 10:00 | 0 | 0 | 0 | 0 | 0 | 0 | 318416 | 0 | 0 | 0 | 0 | 47499.8138 | 0 | 0 | 0 | 0 | 0 | 0 | 0 | 2242187.3789 | 0 | 0 | 0 | 0 | 0 | 0 | 0 | 0 | 0 | 0 | 0 | -83051.4577 | 0 | 0 | 0 | 0 | 0 | 0 | 0 | 0 | 0 | -202591.4569 | 0 | -32773.0854 | 0 | 0 | 0 | 0 | 0 | 0
2016-04-17 11:00 | 0 | 0 | 0 | 0 | 0 | 0 | 324666 | 0 | 0 | 0 | 0 | 0 | 0 | 0 | 0 | 0 | 0 | 0 | 0 | 1965021.1927 | 0 | 0 | 0 | 0 | 0 | 0 | 0 | 0 | 0 | 0 | 0 | -47499.8138 | 0 | 0 | 0 | 0 | 0 | 0 | 0 | 0 | 0 | -277166.1862 | 0 | 0 | 0 | 0 | 0 | 0 | 0 | 0
2016-04-17 12:00 | 0 | 0 | 0 | 0 | 56746.1761 | 2486.6377 | 336399 | 0 | 0 | 0 | 0 | 0 | 0 | 0 | 0 | 0 | 0 | 0 | 0 | 1687855.0065 | 0 | 0 | 0 | 0 | 0 | 0 | 0 | 0 | 0 | 0 | 0 | 0 | 0 | 0 | 0 | 0 | 0 | 0 | 0 | 0 | 0 | -277166.1862 | 0 | 0 | 0 | 0 | 0 | 0 | 0 | 0
2016-04-17 13:00 | 0 | 0 | 0 | 0 | 0 | 208952.2525 | 348917 | 0 | 0 | 0 | 0 | 0 | 0 | 0 | 0 | 0 | 0 | 0 | 0 | 1547890.2591 | 0 | 0 | 0 | 0 | 0 | 0 | 0 | 0 | 0 | 0 | 0 | 0 | 0 | 0 | 0 | 0 | 0 | 0 | 0 | 0 | 0 | -139964.7475 | 0 | 0 | 0 | 0 | 0 | 0 | 0 | 0
2016-04-17 14:00 | 0 | 0 | 0 | 0 | 61895.6421 | 573134.544 | 357864 | 0 | 0 | 0 | 0 | 0 | 0 | 0 | 0 | 0 | 0 | 0 | 0 | 1825056.4452 | 0 | 0 | 0 | 0 | 0 | 0 | 0 | 0 | 0 | 0 | 0 | 0 | 0 | 0 | 0 | 0 | 0 | 0 | 0 | 0 | 0 | 277166.1862 | 0 | 0 | 0 | 0 | 0 | 0 | 0 | 0
2016-04-17 15:00 | 0 | 0 | 0 | 0 | 0 | 641151.1862 | 363985 | 0 | 0 | 0 | 0 | 0 | 0 | 0 | 0 | 0 | 0 | 0 | 0 | 2102222.6314 | 0 | 0 | 0 | 0 | 0 | 0 | 0 | 0 | 0 | 0 | 0 | 0 | 0 | 0 | 0 | 0 | 0 | 0 | 0 | 0 | 0 | 277166.1862 | 0 | 0 | 0 | 0 | 0 | 0 | 0 | 0
2016-04-17 16:00 | 0 | 0 | 0 | 0 | 0 | 729876.6439 | 369659 | 0 | 0 | 0 | 0 | 83051.4577 | 0 | 0 | 0 | 0 | 0 | 0 | 0 | 2379388.8176 | 0 | 0 | 0 | 0 | 0 | 0 | 0 | 0 | 0 | 0 | 0 | 83051.4577 | 0 | 0 | 0 | 0 | 0 | 0 | 0 | 0 | 0 | 277166.1862 | 0 | 0 | 0 | 0 | 0 | 0 | 0 | 0
2016-04-17 17:00 | 0 | 0 | 0 | 0 | 0 | 567975.7285 | 373861 | 0 | 0 | 0 | 0 | 0 | 0 | 0 | 0 | 0 | 0 | 0 | 0 | 2656555.0037 | 0 | 0 | 0 | 0 | 0 | 0 | 0 | 0 | 0 | 0 | 0 | -83051.4577 | 0 | 0 | 0 | 0 | 0 | 0 | 0 | 0 | 0 | 277166.1862 | 0 | 0 | 0 | 0 | 0 | 0 | 0 | 0
2016-04-17 18:00 | 0 | 0 | 0 | 0 | 0 | 737429.6439 | 377212 | 0 | 0 | 0 | 0 | 83051.4577 | 0 | 0 | 0 | 0 | 0 | 0 | 0 | 2933721.1899 | 0 | 0 | 0 | 0 | 0 | 0 | 0 | 0 | 0 | 0 | 0 | 83051.4577 | 0 | 0 | 0 | 0 | 0 | 0 | 0 | 0 | 0 | 277166.1862 | 0 | 0 | 0 | 0 | 0 | 0 | 0 | 0
2016-04-17 19:00 | 0 | 0 | 0 | 0 | 0 | 740435.6439 | 380218 | 0 | 0 | 0 | 0 | 166102.9154 | 0 | 0 | 0 | 0 | 0 | 0 | 0 | 3210887.3761 | 0 | 0 | 0 | 0 | 0 | 0 | 0 | 0 | 0 | 0 | 0 | 83051.4577 | 0 | 0 | 0 | 0 | 0 | 0 | 0 | 0 | 0 | 277166.1862 | 0 | 0 | 0 | 0 | 0 | 0 | 0 | 0
2016-04-17 20:00 | 0 | 0 | 0 | 0 | 0 | 745262.6439 | 385045 | 0 | 0 | 0 | 0 | 249154.3731 | 0 | 0 | 0 | 0 | 0 | 0 | 0 | 3488053.5622 | 0 | 0 | 0 | 0 | 0 | 0 | 0 | 0 | 0 | 0 | 0 | 83051.4577 | 0 | 0 | 0 | 0 | 0 | 0 | 0 | 0 | 0 | 277166.1862 | 0 | 0 | 0 | 0 | 0 | 0 | 0 | 0
2016-04-17 21:00 | 0 | 0 | 0 | 0 | 0 | 723334.9488 | 391181 | 0 | 0 | 0 | 0 | 296388.3177 | 0 | 0 | 0 | 0 | 0 | 0 | 0 | 3765219.7484 | 0 | 7753.8181 | 0 | 0 | 0 | 0 | 0 | 0 | 0 | 0 | 0 | 47233.9445 | 0 | 0 | 0 | 0 | 0 | 0 | 0 | 0 | 0 | 277166.1862 | 0 | 7753.8181 | 0 | 0 | 0 | 0 | 0 | 0
2016-04-17 22:00 | 0 | 0 | 0 | 0 | 0 | 785816.6597 | 396115 | 0 | 0 | 0 | 0 | 376150.7058 | 0 | 0 | 0 | 0 | 0 | 0 | 0 | 4042385.9345 | 0 | 40526.9035 | 0 | 0 | 0 | 0 | 0 | 0 | 0 | 0 | 0 | 79762.3882 | 0 | 0 | 0 | 0 | 0 | 0 | 0 | 0 | 0 | 277166.1862 | 0 | 32773.0854 | 0 | 0 | 0 | 0 | 0 | 0
2016-04-17 23:00 | 0 | 0 | 0 | 0 | 0 | 671062.474 | 399850 | 0 | 0 | 0 | 0 | 370196.9937 | 0 | 0 | 0 | 0 | 0 | 0 | 0 | 4319552.1207 | 0 | 40526.9035 | 0 | 0 | 0 | 0 | 0 | 0 | 0 | 0 | 0 | -5953.7122 | 0 | 0 | 0 | 0 | 0 | 0 | 0 | 0 | 0 | 277166.1862 | 0 | 0 | 0 | 0 | 0 | 0 | 0 | 0
2016-04-18 | 0 | 0 | 0 | 0 | 0 | 460243.0714 | 409894 | 0 | 0 | 0 | 0 | 376150.7058 | 0 | 0 | 0 | 0 | 0 | 0 | 0 | 4396720.5653 | 0 | 7753.8181 | 0 | 0 | 0 | 0 | 0 | 0 | 0 | 0 | 0 | 5953.7122 | 0 | 0 | 0 | 0 | 0 | 0 | 0 | 0 | 0 | 77168.4446 | 0 | -32773.0854 | 0 | 0 | 0 | 0 | 0 | 0
2016-04-18 01:00 | 0 | 0 | 0 | 0 | 0 | 137277.0039 | 410275 | 0 | 0 | 0 | 0 | 293099.2481 | 0 | 0 | 0 | 0 | 0 | 0 | 0 | 4214527.8451 | 0 | 0 | 0 | 0 | 0 | 0 | 0 | 0 | 0 | 0 | 0 | -83051.4577 | 0 | 0 | 0 | 0 | 0 | 0 | 0 | 0 | 0 | -182192.7203 | 0 | -7753.8181 | 0 | 0 | 0 | 0 | 0 | 0
2016-04-18 02:00 | 0 | 0 | 0 | 0 | 34043.5015 | 169.8546 | 394431 | 0 | 0 | 0 | 0 | 210047.7904 | 0 | 0 | 0 | 0 | 0 | 0 | 0 | 3937361.6589 | 0 | 0 | 0 | 0 | 0 | 0 | 0 | 0 | 0 | 0 | 0 | -83051.4577 | 0 | 0 | 0 | 0 | 0 | 0 | 0 | 0 | 0 | -277166.1862 | 0 | 0 | 0 | 0 | 0 | 0 | 0 | 0
2016-04-18 03:00 | 0 | 0 | 0 | 0 | 13675.3561 | 0 | 373893 | 0 | 0 | 0 | 0 | 126996.3327 | 0 | 0 | 0 | 0 | 0 | 0 | 0 | 3660195.4727 | 0 | 0 | 0 | 0 | 0 | 0 | 0 | 0 | 0 | 0 | 0 | -83051.4577 | 0 | 0 | 0 | 0 | 0 | 0 | 0 | 0 | 0 | -277166.1862 | 0 | 0 | 0 | 0 | 0 | 0 | 0 | 0
2016-04-18 04:00 | 0 | 0 | 0 | 0 | 158697.2715 | 0 | 352812 | 0 | 0 | 0 | 0 | 210047.7904 | 0 | 0 | 0 | 0 | 0 | 0 | 0 | 3383029.2866 | 0 | 0 | 0 | 0 | 0 | 0 | 0 | 0 | 0 | 0 | 0 | 83051.4577 | 0 | 0 | 0 | 0 | 0 | 0 | 0 | 0 | 0 | -277166.1862 | 0 | 0 | 0 | 0 | 0 | 0 | 0 | 0
2016-04-18 05:00 | 0 | 0 | 0 | 0 | 314931.8218 | 0 | 335936 | 0 | 0 | 0 | 0 | 126996.3327 | 0 | 0 | 0 | 0 | 0 | 0 | 0 | 3445076.566 | 0 | 0 | 0 | 0 | 0 | 0 | 0 | 0 | 0 | 0 | 0 | -83051.4577 | 0 | 0 | 0 | 0 | 0 | 0 | 0 | 0 | 0 | 62047.2795 | 0 | 0 | 0 | 0 | 0 | 0 | 0 | 0
2016-04-18 06:00 | 0 | 0 | 0 | 0 | 301151.7109 | 0 | 324461 | 0 | 0 | 0 | 0 | 124670.2715 | 0 | 0 | 0 | 0 | 0 | 0 | 0 | 3391320.2527 | 0 | 32773.0854 | 0 | 0 | 0 | 0 | 0 | 0 | 0 | 0 | 0 | -2326.0612 | 0 | 0 | 0 | 0 | 0 | 0 | 0 | 0 | 0 | -53756.3133 | 0 | 32773.0854 | 0 | 0 | 0 | 0 | 0 | 0
2016-04-18 07:00 | 0 | 0 | 0 | 0 | 0 | 0 | 317564 | 0 | 0 | 0 | 0 | 41618.8138 | 0 | 0 | 0 | 0 | 0 | 0 | 0 | 3189580.7958 | 0 | 0 | 0 | 0 | 0 | 0 | 0 | 0 | 0 | 0 | 0 | -83051.4577 | 0 | 0 | 0 | 0 | 0 | 0 | 0 | 0 | 0 | -201739.4569 | 0 | -32773.0854 | 0 | 0 | 0 | 0 | 0 | 0
2016-04-18 08:00 | 0 | 0 | 0 | 0 | 0 | 0 | 318785 | 0 | 0 | 0 | 0 | 0 | 0 | 0 | 0 | 0 | 0 | 0 | 0 | 2912414.6096 | 0 | 0 | 0 | 0 | 0 | 0 | 0 | 0 | 0 | 0 | 0 | -41618.8138 | 0 | 0 | 0 | 0 | 0 | 0 | 0 | 0 | 0 | -277166.1862 | 0 | 0 | 0 | 0 | 0 | 0 | 0 | 0
2016-04-18 09:00 | 0 | 0 | 0 | 0 | 136706.2715 | 0 | 330821 | 0 | 0 | 0 | 0 | 83051.4577 | 0 | 0 | 0 | 0 | 0 | 0 | 0 | 2635248.4235 | 0 | 0 | 0 | 0 | 0 | 0 | 0 | 0 | 0 | 0 | 0 | 83051.4577 | 0 | 0 | 0 | 0 | 0 | 0 | 0 | 0 | 0 | -277166.1862 | 0 | 0 | 0 | 0 | 0 | 0 | 0 | 0
2016-04-18 10:00 | 0 | 0 | 0 | 0 | 0 | 0 | 355668 | 0 | 0 | 0 | 0 | 0 | 0 | 0 | 0 | 0 | 0 | 0 | 0 | 2362631.8812 | 0 | 0 | 0 | 0 | 0 | 0 | 0 | 0 | 0 | 0 | 0 | -83051.4577 | 0 | 0 | 0 | 0 | 0 | 0 | 0 | 0 | 0 | -272616.5423 | 0 | 0 | 0 | 0 | 0 | 0 | 0 | 0
2016-04-18 11:00 | 0 | 0 | 0 | 0 | 273995.5926 | 0 | 379602 | 0 | 0 | 0 | 0 | 83051.4577 | 0 | 0 | 0 | 0 | 0 | 0 | 0 | 2173974.0161 | 0 | 0 | 0 | 0 | 0 | 0 | 0 | 0 | 0 | 0 | 0 | 83051.4577 | 0 | 0 | 0 | 0 | 0 | 0 | 0 | 0 | 0 | -188657.8651 | 0 | 0 | 0 | 0 | 0 | 0 | 0 | 0
2016-04-18 12:00 | 0 | 0 | 0 | 0 | 28643.2317 | 4193.1244 | 393054 | 0 | 0 | 0 | 0 | 0 | 0 | 0 | 0 | 0 | 0 | 0 | 0 | 1896807.8299 | 0 | 0 | 0 | 0 | 0 | 0 | 0 | 0 | 0 | 0 | 0 | -83051.4577 | 0 | 0 | 0 | 0 | 0 | 0 | 0 | 0 | 0 | -277166.1862 | 0 | 0 | 0 | 0 | 0 | 0 | 0 | 0
2016-04-18 13:00 | 0 | 0 | 0 | 0 | 0 | 215922.0793 | 402340 | 0 | 0 | 0 | 0 | 0 | 0 | 0 | 0 | 0 | 0 | 0 | 0 | 1710389.9093 | 0 | 0 | 0 | 0 | 0 | 0 | 0 | 0 | 0 | 0 | 0 | 0 | 0 | 0 | 0 | 0 | 0 | 0 | 0 | 0 | 0 | -186417.9207 | 0 | 0 | 0 | 0 | 0 | 0 | 0 | 0
2016-04-18 14:00 | 0 | 0 | 0 | 0 | 81383.5637 | 607296.6224 | 411514 | 0 | 0 | 0 | 0 | 0 | 0 | 0 | 0 | 0 | 0 | 0 | 0 | 1987556.0954 | 0 | 0 | 0 | 0 | 0 | 0 | 0 | 0 | 0 | 0 | 0 | 0 | 0 | 0 | 0 | 0 | 0 | 0 | 0 | 0 | 0 | 277166.1862 | 0 | 0 | 0 | 0 | 0 | 0 | 0 | 0
2016-04-18 15:00 | 0 | 0 | 0 | 0 | 0 | 695741.1862 | 418575 | 0 | 0 | 0 | 0 | 0 | 0 | 0 | 0 | 0 | 0 | 0 | 0 | 2264722.2816 | 0 | 0 | 0 | 0 | 0 | 0 | 0 | 0 | 0 | 0 | 0 | 0 | 0 | 0 | 0 | 0 | 0 | 0 | 0 | 0 | 0 | 277166.1862 | 0 | 0 | 0 | 0 | 0 | 0 | 0 | 0
2016-04-18 16:00 | 0 | 0 | 0 | 0 | 0 | 784143.6439 | 423926 | 0 | 0 | 0 | 0 | 83051.4577 | 0 | 0 | 0 | 0 | 0 | 0 | 0 | 2541888.4678 | 0 | 0 | 0 | 0 | 0 | 0 | 0 | 0 | 0 | 0 | 0 | 83051.4577 | 0 | 0 | 0 | 0 | 0 | 0 | 0 | 0 | 0 | 277166.1862 | 0 | 0 | 0 | 0 | 0 | 0 | 0 | 0
2016-04-18 17:00 | 0 | 0 | 0 | 0 | 0 | 657663.9156 | 430108 | 0 | 0 | 0 | 0 | 33441.1872 | 0 | 0 | 0 | 0 | 0 | 0 | 0 | 2819054.6539 | 0 | 0 | 0 | 0 | 0 | 0 | 0 | 0 | 0 | 0 | 0 | -49610.2705 | 0 | 0 | 0 | 0 | 0 | 0 | 0 | 0 | 0 | 277166.1862 | 0 | 0 | 0 | 0 | 0 | 0 | 0 | 0
2016-04-18 18:00 | 0 | 0 | 0 | 0 | 0 | 795867.6439 | 435650 | 0 | 0 | 0 | 0 | 116492.6449 | 0 | 0 | 0 | 0 | 0 | 0 | 0 | 3096220.8401 | 0 | 0 | 0 | 0 | 0 | 0 | 0 | 0 | 0 | 0 | 0 | 83051.4577 | 0 | 0 | 0 | 0 | 0 | 0 | 0 | 0 | 0 | 277166.1862 | 0 | 0 | 0 | 0 | 0 | 0 | 0 | 0
2016-04-18 19:00 | 0 | 0 | 0 | 0 | 0 | 801111.6439 | 440894 | 0 | 0 | 0 | 0 | 199544.1026 | 0 | 0 | 0 | 0 | 0 | 0 | 0 | 3373387.0263 | 0 | 0 | 0 | 0 | 0 | 0 | 0 | 0 | 0 | 0 | 0 | 83051.4577 | 0 | 0 | 0 | 0 | 0 | 0 | 0 | 0 | 0 | 277166.1862 | 0 | 0 | 0 | 0 | 0 | 0 | 0 | 0
2016-04-18 20:00 | 0 | 0 | 0 | 0 | 0 | 806340.6439 | 446123 | 0 | 0 | 0 | 0 | 282595.5603 | 0 | 0 | 0 | 0 | 0 | 0 | 0 | 3650553.2124 | 0 | 0 | 0 | 0 | 0 | 0 | 0 | 0 | 0 | 0 | 0 | 83051.4577 | 0 | 0 | 0 | 0 | 0 | 0 | 0 | 0 | 0 | 277166.1862 | 0 | 0 | 0 | 0 | 0 | 0 | 0 | 0
2016-04-18 21:00 | 0 | 0 | 0 | 0 | 0 | 815994.3991 | 449708 | 0 | 0 | 0 | 0 | 338942.6879 | 0 | 0 | 0 | 0 | 0 | 0 | 0 | 3927719.3986 | 0 | 32773.0854 | 0 | 0 | 0 | 0 | 0 | 0 | 0 | 0 | 0 | 56347.1276 | 0 | 0 | 0 | 0 | 0 | 0 | 0 | 0 | 0 | 277166.1862 | 0 | 32773.0854 | 0 | 0 | 0 | 0 | 0 | 0
2016-04-18 22:00 | 0 | 0 | 0 | 0 | 0 | 771735.0222 | 449607 | 0 | 0 | 0 | 0 | 376150.7058 | 0 | 0 | 0 | 0 | 0 | 0 | 0 | 4204885.5847 | 0 | 40526.9035 | 0 | 0 | 0 | 0 | 0 | 0 | 0 | 0 | 0 | 37208.0179 | 0 | 0 | 0 | 0 | 0 | 0 | 0 | 0 | 0 | 277166.1862 | 0 | 7753.8181 | 0 | 0 | 0 | 0 | 0 | 0
2016-04-18 23:00 | 0 | 0 | 0 | 0 | 0 | 658655.7903 | 447482 | 0 | 0 | 0 | 0 | 342931.3953 | 0 | 0 | 0 | 0 | 0 | 0 | 0 | 4482051.7709 | 0 | 7753.8181 | 0 | 0 | 0 | 0 | 0 | 0 | 0 | 0 | 0 | -33219.3105 | 0 | 0 | 0 | 0 | 0 | 0 | 0 | 0 | 0 | 277166.1862 | 0 | -32773.0854 | 0 | 0 | 0 | 0 | 0 | 0
2016-04-19 | 0 | 0 | 0 | 0 | 0 | 480209.9546 | 451741 | 0 | 0 | 0 | 0 | 259879.9376 | 0 | 0 | 0 | 0 | 0 | 0 | 0 | 4601326.0013 | 0 | 0 | 0 | 0 | 0 | 0 | 0 | 0 | 0 | 0 | 0 | -83051.4577 | 0 | 0 | 0 | 0 | 0 | 0 | 0 | 0 | 0 | 119274.2304 | 0 | -7753.8181 | 0 | 0 | 0 | 0 | 0 | 0
2016-04-19 01:00 | 0 | 0 | 0 | 0 | 0 | 142744.6641 | 445831 | 0 | 0 | 0 | 0 | 176828.4799 | 0 | 0 | 0 | 0 | 0 | 0 | 0 | 4381291.1231 | 0 | 0 | 0 | 0 | 0 | 0 | 0 | 0 | 0 | 0 | 0 | -83051.4577 | 0 | 0 | 0 | 0 | 0 | 0 | 0 | 0 | 0 | -220034.8782 | 0 | 0 | 0 | 0 | 0 | 0 | 0 | 0
2016-04-19 02:00 | 0 | 0 | 0 | 0 | 62595.5593 | 206.7969 | 423020 | 0 | 0 | 0 | 0 | 93777.0222 | 0 | 0 | 0 | 0 | 0 | 0 | 0 | 4104124.937 | 0 | 0 | 0 | 0 | 0 | 0 | 0 | 0 | 0 | 0 | 0 | -83051.4577 | 0 | 0 | 0 | 0 | 0 | 0 | 0 | 0 | 0 | -277166.1862 | 0 | 0 | 0 | 0 | 0 | 0 | 0 | 0
2016-04-19 03:00 | 0 | 0 | 0 | 0 | 201790.2715 | 0 | 395905 | 0 | 0 | 0 | 0 | 176828.4799 | 0 | 0 | 0 | 0 | 0 | 0 | 0 | 3826958.7508 | 0 | 0 | 0 | 0 | 0 | 0 | 0 | 0 | 0 | 0 | 0 | 83051.4577 | 0 | 0 | 0 | 0 | 0 | 0 | 0 | 0 | 0 | -277166.1862 | 0 | 0 | 0 | 0 | 0 | 0 | 0 | 0
2016-04-19 04:00 | 0 | 0 | 0 | 0 | 301482.3017 | 0 | 370617 | 0 | 0 | 0 | 0 | 93777.0222 | 0 | 0 | 0 | 0 | 0 | 0 | 0 | 3840875.5102 | 0 | 0 | 0 | 0 | 0 | 0 | 0 | 0 | 0 | 0 | 0 | -83051.4577 | 0 | 0 | 0 | 0 | 0 | 0 | 0 | 0 | 0 | 13916.7594 | 0 | 0 | 0 | 0 | 0 | 0 | 0 | 0
2016-04-19 05:00 | 0 | 0 | 0 | 0 | 272917.4931 | 0 | 351081 | 0 | 0 | 0 | 0 | 176828.4799 | 0 | 0 | 0 | 0 | 0 | 0 | 0 | 3646887.4603 | 0 | 32773.0854 | 0 | 0 | 0 | 0 | 0 | 0 | 0 | 0 | 0 | 83051.4577 | 0 | 0 | 0 | 0 | 0 | 0 | 0 | 0 | 0 | -193988.0499 | 0 | 32773.0854 | 0 | 0 | 0 | 0 | 0 | 0
2016-04-19 06:00 | 0 | 0 | 0 | 0 | 0 | 0 | 335723 | 0 | 0 | 0 | 0 | 93777.0222 | 0 | 0 | 0 | 0 | 0 | 0 | 0 | 3426989.0034 | 0 | 0 | 0 | 0 | 0 | 0 | 0 | 0 | 0 | 0 | 0 | -83051.4577 | 0 | 0 | 0 | 0 | 0 | 0 | 0 | 0 | 0 | -219898.4569 | 0 | -32773.0854 | 0 | 0 | 0 | 0 | 0 | 0
2016-04-19 07:00 | 0 | 0 | 0 | 0 | 0 | 0 | 326292 | 0 | 0 | 0 | 0 | 44651.2083 | 0 | 0 | 0 | 0 | 0 | 0 | 0 | 3149822.8172 | 0 | 0 | 0 | 0 | 0 | 0 | 0 | 0 | 0 | 0 | 0 | -49125.8138 | 0 | 0 | 0 | 0 | 0 | 0 | 0 | 0 | 0 | -277166.1862 | 0 | 0 | 0 | 0 | 0 | 0 | 0 | 0
2016-04-19 08:00 | 0 | 0 | 0 | 0 | 197333.7007 | 0 | 324772 | 0 | 0 | 0 | 0 | 127702.666 | 0 | 0 | 0 | 0 | 0 | 0 | 0 | 2939333.0602 | 0 | 0 | 0 | 0 | 0 | 0 | 0 | 0 | 0 | 0 | 0 | 83051.4577 | 0 | 0 | 0 | 0 | 0 | 0 | 0 | 0 | 0 | -210489.757 | 0 | 0 | 0 | 0 | 0 | 0 | 0 | 0
2016-04-19 09:00 | 0 | 0 | 0 | 0 | 0 | 0 | 334201 | 0 | 0 | 0 | 0 | 70667.8522 | 0 | 0 | 0 | 0 | 0 | 0 | 0 | 2662166.8741 | 0 | 0 | 0 | 0 | 0 | 0 | 0 | 0 | 0 | 0 | 0 | -57034.8138 | 0 | 0 | 0 | 0 | 0 | 0 | 0 | 0 | 0 | -277166.1862 | 0 | 0 | 0 | 0 | 0 | 0 | 0 | 0
2016-04-19 10:00 | 0 | 0 | 0 | 0 | 165160.6997 | 0 | 357981 | 0 | 0 | 0 | 0 | 113034.7353 | 0 | 0 | 0 | 0 | 0 | 0 | 0 | 2426979.6906 | 0 | 0 | 0 | 0 | 0 | 0 | 0 | 0 | 0 | 0 | 0 | 42366.8831 | 0 | 0 | 0 | 0 | 0 | 0 | 0 | 0 | 0 | -235187.1834 | 0 | 0 | 0 | 0 | 0 | 0 | 0 | 0
2016-04-19 11:00 | 0 | 0 | 0 | 0 | 157199.994 | 0 | 381298 | 0 | 0 | 0 | 0 | 166102.9154 | 0 | 0 | 0 | 0 | 0 | 0 | 0 | 2149813.5045 | 0 | 0 | 0 | 0 | 0 | 0 | 0 | 0 | 0 | 0 | 0 | 53068.1801 | 0 | 0 | 0 | 0 | 0 | 0 | 0 | 0 | 0 | -277166.1862 | 0 | 0 | 0 | 0 | 0 | 0 | 0 | 0
2016-04-19 12:00 | 0 | 0 | 0 | 0 | 126978.994 | 2677.6487 | 394412 | 0 | 0 | 0 | 0 | 83051.4577 | 0 | 0 | 0 | 0 | 0 | 0 | 0 | 1968109.6048 | 0 | 0 | 0 | 0 | 0 | 0 | 0 | 0 | 0 | 0 | 0 | -83051.4577 | 0 | 0 | 0 | 0 | 0 | 0 | 0 | 0 | 0 | -181703.8997 | 0 | 0 | 0 | 0 | 0 | 0 | 0 | 0
2016-04-19 13:00 | 0 | 0 | 0 | 0 | 81833.7442 | 209646.0908 | 403745 | 0 | 0 | 0 | 0 | 0 | 0 | 0 | 0 | 0 | 0 | 0 | 0 | 1906122.8122 | 0 | 32773.0854 | 0 | 0 | 0 | 0 | 0 | 0 | 0 | 0 | 0 | -83051.4577 | 0 | 0 | 0 | 0 | 0 | 0 | 0 | 0 | 0 | -61986.7926 | 0 | 32773.0854 | 0 | 0 | 0 | 0 | 0 | 0
2016-04-19 14:00 | 0 | 0 | 0 | 0 | 0 | 542727.7731 | 412923 | 0 | 0 | 0 | 0 | 0 | 0 | 0 | 0 | 0 | 0 | 0 | 0 | 2068700.6706 | 0 | 0 | 0 | 0 | 0 | 0 | 0 | 0 | 0 | 0 | 0 | 0 | 0 | 0 | 0 | 0 | 0 | 0 | 0 | 0 | 0 | 162577.8585 | 0 | -32773.0854 | 0 | 0 | 0 | 0 | 0 | 0
2016-04-19 15:00 | 0 | 0 | 0 | 0 | 0 | 697406.1862 | 420240 | 0 | 0 | 0 | 0 | 0 | 0 | 0 | 0 | 0 | 0 | 0 | 0 | 2345866.8568 | 0 | 0 | 0 | 0 | 0 | 0 | 0 | 0 | 0 | 0 | 0 | 0 | 0 | 0 | 0 | 0 | 0 | 0 | 0 | 0 | 0 | 277166.1862 | 0 | 0 | 0 | 0 | 0 | 0 | 0 | 0
2016-04-19 16:00 | 0 | 0 | 0 | 0 | 0 | 703653.1862 | 426487 | 0 | 0 | 0 | 0 | 0 | 0 | 0 | 0 | 0 | 0 | 0 | 0 | 2623033.043 | 0 | 0 | 0 | 0 | 0 | 0 | 0 | 0 | 0 | 0 | 0 | 0 | 0 | 0 | 0 | 0 | 0 | 0 | 0 | 0 | 0 | 277166.1862 | 0 | 0 | 0 | 0 | 0 | 0 | 0 | 0
2016-04-19 17:00 | 0 | 0 | 0 | 0 | 0 | 793309.6439 | 433092 | 0 | 0 | 0 | 0 | 83051.4577 | 0 | 0 | 0 | 0 | 0 | 0 | 0 | 2900199.2291 | 0 | 0 | 0 | 0 | 0 | 0 | 0 | 0 | 0 | 0 | 0 | 83051.4577 | 0 | 0 | 0 | 0 | 0 | 0 | 0 | 0 | 0 | 277166.1862 | 0 | 0 | 0 | 0 | 0 | 0 | 0 | 0
2016-04-19 18:00 | 0 | 0 | 0 | 0 | 0 | 722105.011 | 439811 | 0 | 0 | 0 | 0 | 88179.2826 | 0 | 0 | 0 | 0 | 0 | 0 | 0 | 3177365.4153 | 0 | 0 | 0 | 0 | 0 | 0 | 0 | 0 | 0 | 0 | 0 | 5127.8249 | 0 | 0 | 0 | 0 | 0 | 0 | 0 | 0 | 0 | 277166.1862 | 0 | 0 | 0 | 0 | 0 | 0 | 0 | 0
2016-04-19 19:00 | 0 | 0 | 0 | 0 | 0 | 804665.6439 | 444448 | 0 | 0 | 0 | 0 | 171230.7403 | 0 | 0 | 0 | 0 | 0 | 0 | 0 | 3454531.6015 | 0 | 0 | 0 | 0 | 0 | 0 | 0 | 0 | 0 | 0 | 0 | 83051.4577 | 0 | 0 | 0 | 0 | 0 | 0 | 0 | 0 | 0 | 277166.1862 | 0 | 0 | 0 | 0 | 0 | 0 | 0 | 0
2016-04-19 20:00 | 0 | 0 | 0 | 0 | 0 | 809227.6439 | 449010 | 0 | 0 | 0 | 0 | 254282.198 | 0 | 0 | 0 | 0 | 0 | 0 | 0 | 3731697.7876 | 0 | 0 | 0 | 0 | 0 | 0 | 0 | 0 | 0 | 0 | 0 | 83051.4577 | 0 | 0 | 0 | 0 | 0 | 0 | 0 | 0 | 0 | 277166.1862 | 0 | 0 | 0 | 0 | 0 | 0 | 0 | 0
2016-04-19 21:00 | 0 | 0 | 0 | 0 | 0 | 828647.4983 | 451693 | 0 | 0 | 0 | 0 | 337333.6557 | 0 | 0 | 0 | 0 | 0 | 0 | 0 | 4008863.9738 | 0 | 16736.8544 | 0 | 0 | 0 | 0 | 0 | 0 | 0 | 0 | 0 | 83051.4577 | 0 | 0 | 0 | 0 | 0 | 0 | 0 | 0 | 0 | 277166.1862 | 0 | 16736.8544 | 0 | 0 | 0 | 0 | 0 | 0
2016-04-19 22:00 | 0 | 0 | 0 | 0 | 0 | 790710.2853 | 450937 | 0 | 0 | 0 | 0 | 376150.7058 | 0 | 0 | 0 | 0 | 0 | 0 | 0 | 4286030.16 | 0 | 40526.9035 | 0 | 0 | 0 | 0 | 0 | 0 | 0 | 0 | 0 | 38817.0501 | 0 | 0 | 0 | 0 | 0 | 0 | 0 | 0 | 0 | 277166.1862 | 0 | 23790.0491 | 0 | 0 | 0 | 0 | 0 | 0
2016-04-19 23:00 | 0 | 0 | 0 | 0 | 0 | 684167.8447 | 448986 | 0 | 0 | 0 | 0 | 334166.3643 | 0 | 0 | 0 | 0 | 0 | 0 | 0 | 4563196.3461 | 0 | 40526.9035 | 0 | 0 | 0 | 0 | 0 | 0 | 0 | 0 | 0 | -41984.3415 | 0 | 0 | 0 | 0 | 0 | 0 | 0 | 0 | 0 | 277166.1862 | 0 | 0 | 0 | 0 | 0 | 0 | 0 | 0
2016-04-20 | 0 | 0 | 0 | 0 | 0 | 485858.414 | 453335 | 0 | 0 | 0 | 0 | 251114.9066 | 0 | 0 | 0 | 0 | 0 | 0 | 0 | 4678771.2178 | 0 | 40526.9035 | 0 | 0 | 0 | 0 | 0 | 0 | 0 | 0 | 0 | -83051.4577 | 0 | 0 | 0 | 0 | 0 | 0 | 0 | 0 | 0 | 115574.8717 | 0 | 0 | 0 | 0 | 0 | 0 | 0 | 0
2016-04-20 01:00 | 0 | 0 | 0 | 0 | 0 | 127846.1171 | 447800 | 0 | 0 | 0 | 0 | 241100.2953 | 0 | 0 | 0 | 0 | 0 | 0 | 0 | 4401605.0317 | 0 | 7753.8181 | 0 | 0 | 0 | 0 | 0 | 0 | 0 | 0 | 0 | -10014.6114 | 0 | 0 | 0 | 0 | 0 | 0 | 0 | 0 | 0 | -277166.1862 | 0 | -32773.0854 | 0 | 0 | 0 | 0 | 0 | 0
2016-04-20 02:00 | 0 | 0 | 0 | 0 | 57018.5378 | 217.0002 | 425207 | 0 | 0 | 0 | 0 | 158048.8376 | 0 | 0 | 0 | 0 | 0 | 0 | 0 | 4124438.8455 | 0 | 0 | 0 | 0 | 0 | 0 | 0 | 0 | 0 | 0 | 0 | -83051.4577 | 0 | 0 | 0 | 0 | 0 | 0 | 0 | 0 | 0 | -277166.1862 | 0 | -7753.8181 | 0 | 0 | 0 | 0 | 0 | 0
2016-04-20 03:00 | 0 | 0 | 0 | 0 | 38123.3561 | 0 | 398341 | 0 | 0 | 0 | 0 | 74997.3798 | 0 | 0 | 0 | 0 | 0 | 0 | 0 | 3847272.6593 | 0 | 0 | 0 | 0 | 0 | 0 | 0 | 0 | 0 | 0 | 0 | -83051.4577 | 0 | 0 | 0 | 0 | 0 | 0 | 0 | 0 | 0 | -277166.1862 | 0 | 0 | 0 | 0 | 0 | 0 | 0 | 0
2016-04-20 04:00 | 0 | 0 | 0 | 0 | 243379.4805 | 0 | 373790 | 0 | 0 | 0 | 0 | 158048.8376 | 0 | 0 | 0 | 0 | 0 | 0 | 0 | 3633810.6821 | 0 | 0 | 0 | 0 | 0 | 0 | 0 | 0 | 0 | 0 | 0 | 83051.4577 | 0 | 0 | 0 | 0 | 0 | 0 | 0 | 0 | 0 | -213461.9772 | 0 | 0 | 0 | 0 | 0 | 0 | 0 | 0
2016-04-20 05:00 | 0 | 0 | 0 | 0 | 0 | 0 | 354341 | 0 | 0 | 0 | 0 | 74997.3798 | 0 | 0 | 0 | 0 | 0 | 0 | 0 | 3362521.1398 | 0 | 0 | 0 | 0 | 0 | 0 | 0 | 0 | 0 | 0 | 0 | -83051.4577 | 0 | 0 | 0 | 0 | 0 | 0 | 0 | 0 | 0 | -271289.5423 | 0 | 0 | 0 | 0 | 0 | 0 | 0 | 0
2016-04-20 06:00 | 0 | 0 | 0 | 0 | 209597.5443 | 0 | 338967 | 0 | 0 | 0 | 0 | 158048.8376 | 0 | 0 | 0 | 0 | 0 | 0 | 0 | 3150100.2264 | 0 | 0 | 0 | 0 | 0 | 0 | 0 | 0 | 0 | 0 | 0 | 83051.4577 | 0 | 0 | 0 | 0 | 0 | 0 | 0 | 0 | 0 | -212420.9134 | 0 | 0 | 0 | 0 | 0 | 0 | 0 | 0
2016-04-20 07:00 | 0 | 0 | 0 | 0 | 188493.0937 | 0 | 329453 | 0 | 0 | 0 | 0 | 203838.4676 | 0 | 0 | 0 | 0 | 0 | 0 | 0 | 2963350.6901 | 0 | 0 | 0 | 0 | 0 | 0 | 0 | 0 | 0 | 0 | 0 | 45789.63 | 0 | 0 | 0 | 0 | 0 | 0 | 0 | 0 | 0 | -186749.5364 | 0 | 0 | 0 | 0 | 0 | 0 | 0 | 0
2016-04-20 08:00 | 0 | 0 | 0 | 0 | 0 | 0 | 327697 | 0 | 0 | 0 | 0 | 153307.6538 | 0 | 0 | 0 | 0 | 0 | 0 | 0 | 2686184.5039 | 0 | 0 | 0 | 0 | 0 | 0 | 0 | 0 | 0 | 0 | 0 | -50530.8138 | 0 | 0 | 0 | 0 | 0 | 0 | 0 | 0 | 0 | -277166.1862 | 0 | 0 | 0 | 0 | 0 | 0 | 0 | 0
2016-04-20 09:00 | 0 | 0 | 0 | 0 | 153590.8893 | 0 | 335851 | 0 | 0 | 0 | 0 | 215440.6439 | 0 | 0 | 0 | 0 | 0 | 0 | 0 | 2409018.3177 | 0 | 32773.0854 | 0 | 0 | 0 | 0 | 0 | 0 | 0 | 0 | 0 | 62132.9901 | 0 | 0 | 0 | 0 | 0 | 0 | 0 | 0 | 0 | -277166.1862 | 0 | 32773.0854 | 0 | 0 | 0 | 0 | 0 | 0
2016-04-20 10:00 | 0 | 0 | 0 | 0 | 0 | 0 | 359277 | 0 | 0 | 0 | 0 | 166102.9154 | 0 | 0 | 0 | 0 | 0 | 0 | 0 | 2131852.1316 | 0 | 0 | 0 | 0 | 0 | 0 | 0 | 0 | 0 | 0 | 0 | -49337.7285 | 0 | 0 | 0 | 0 | 0 | 0 | 0 | 0 | 0 | -277166.1862 | 0 | -32773.0854 | 0 | 0 | 0 | 0 | 0 | 0
2016-04-20 11:00 | 0 | 0 | 0 | 0 | 141953.2491 | 0 | 381420 | 0 | 0 | 0 | 0 | 83051.4577 | 0 | 0 | 0 | 0 | 0 | 0 | 0 | 1967683.0202 | 0 | 7753.8181 | 0 | 0 | 0 | 0 | 0 | 0 | 0 | 0 | 0 | -83051.4577 | 0 | 0 | 0 | 0 | 0 | 0 | 0 | 0 | 0 | -164169.1113 | 0 | 7753.8181 | 0 | 0 | 0 | 0 | 0 | 0
2016-04-20 12:00 | 0 | 0 | 0 | 0 | 124360.9507 | 8031.9979 | 393612 | 0 | 0 | 0 | 0 | 0 | 0 | 0 | 0 | 0 | 0 | 0 | 0 | 1756742.3411 | 0 | 40526.9035 | 0 | 0 | 0 | 0 | 0 | 0 | 0 | 0 | 0 | -83051.4577 | 0 | 0 | 0 | 0 | 0 | 0 | 0 | 0 | 0 | -210940.6791 | 0 | 32773.0854 | 0 | 0 | 0 | 0 | 0 | 0
2016-04-20 13:00 | 0 | 0 | 0 | 0 | 0 | 266076.6996 | 402045 | 0 | 0 | 0 | 0 | 0 | 0 | 0 | 0 | 0 | 0 | 0 | 0 | 1628527.8588 | 0 | 32773.0854 | 0 | 0 | 0 | 0 | 0 | 0 | 0 | 0 | 0 | 0 | 0 | 0 | 0 | 0 | 0 | 0 | 0 | 0 | 0 | -128214.4823 | 0 | -7753.8181 | 0 | 0 | 0 | 0 | 0 | 0
2016-04-20 14:00 | 0 | 0 | 0 | 0 | 0 | 623500.3237 | 411489 | 0 | 0 | 0 | 0 | 0 | 0 | 0 | 0 | 0 | 0 | 0 | 0 | 1873312.2679 | 0 | 0 | 0 | 0 | 0 | 0 | 0 | 0 | 0 | 0 | 0 | 0 | 0 | 0 | 0 | 0 | 0 | 0 | 0 | 0 | 0 | 244784.409 | 0 | -32773.0854 | 0 | 0 | 0 | 0 | 0 | 0
2016-04-20 15:00 | 0 | 0 | 0 | 0 | 0 | 695427.1862 | 418261 | 0 | 0 | 0 | 0 | 0 | 0 | 0 | 0 | 0 | 0 | 0 | 0 | 2150478.454 | 0 | 0 | 0 | 0 | 0 | 0 | 0 | 0 | 0 | 0 | 0 | 0 | 0 | 0 | 0 | 0 | 0 | 0 | 0 | 0 | 0 | 277166.1862 | 0 | 0 | 0 | 0 | 0 | 0 | 0 | 0
2016-04-20 16:00 | 0 | 0 | 0 | 0 | 0 | 783812.6439 | 423595 | 0 | 0 | 0 | 0 | 83051.4577 | 0 | 0 | 0 | 0 | 0 | 0 | 0 | 2427644.6402 | 0 | 0 | 0 | 0 | 0 | 0 | 0 | 0 | 0 | 0 | 0 | 83051.4577 | 0 | 0 | 0 | 0 | 0 | 0 | 0 | 0 | 0 | 277166.1862 | 0 | 0 | 0 | 0 | 0 | 0 | 0 | 0
2016-04-20 17:00 | 0 | 0 | 0 | 0 | 0 | 623979.7285 | 429865 | 0 | 0 | 0 | 0 | 0 | 0 | 0 | 0 | 0 | 0 | 0 | 0 | 2704810.8264 | 0 | 0 | 0 | 0 | 0 | 0 | 0 | 0 | 0 | 0 | 0 | -83051.4577 | 0 | 0 | 0 | 0 | 0 | 0 | 0 | 0 | 0 | 277166.1862 | 0 | 0 | 0 | 0 | 0 | 0 | 0 | 0
2016-04-20 18:00 | 0 | 0 | 0 | 0 | 0 | 796277.6439 | 436060 | 0 | 0 | 0 | 0 | 83051.4577 | 0 | 0 | 0 | 0 | 0 | 0 | 0 | 2981977.0125 | 0 | 0 | 0 | 0 | 0 | 0 | 0 | 0 | 0 | 0 | 0 | 83051.4577 | 0 | 0 | 0 | 0 | 0 | 0 | 0 | 0 | 0 | 277166.1862 | 0 | 0 | 0 | 0 | 0 | 0 | 0 | 0
2016-04-20 19:00 | 0 | 0 | 0 | 0 | 0 | 802023.6439 | 441806 | 0 | 0 | 0 | 0 | 166102.9154 | 0 | 0 | 0 | 0 | 0 | 0 | 0 | 3259143.1987 | 0 | 0 | 0 | 0 | 0 | 0 | 0 | 0 | 0 | 0 | 0 | 83051.4577 | 0 | 0 | 0 | 0 | 0 | 0 | 0 | 0 | 0 | 277166.1862 | 0 | 0 | 0 | 0 | 0 | 0 | 0 | 0
2016-04-20 20:00 | 0 | 0 | 0 | 0 | 0 | 807053.6439 | 446836 | 0 | 0 | 0 | 0 | 249154.3731 | 0 | 0 | 0 | 0 | 0 | 0 | 0 | 3536309.3848 | 0 | 0 | 0 | 0 | 0 | 0 | 0 | 0 | 0 | 0 | 0 | 83051.4577 | 0 | 0 | 0 | 0 | 0 | 0 | 0 | 0 | 0 | 277166.1862 | 0 | 0 | 0 | 0 | 0 | 0 | 0 | 0
2016-04-20 21:00 | 0 | 0 | 0 | 0 | 0 | 781825.6763 | 450042 | 0 | 0 | 0 | 0 | 296018.0452 | 0 | 0 | 0 | 0 | 0 | 0 | 0 | 3813475.571 | 0 | 7753.8181 | 0 | 0 | 0 | 0 | 0 | 0 | 0 | 0 | 0 | 46863.6721 | 0 | 0 | 0 | 0 | 0 | 0 | 0 | 0 | 0 | 277166.1862 | 0 | 7753.8181 | 0 | 0 | 0 | 0 | 0 | 0
2016-04-20 22:00 | 0 | 0 | 0 | 0 | 0 | 828420.3934 | 449574 | 0 | 0 | 0 | 0 | 364925.1671 | 0 | 0 | 0 | 0 | 0 | 0 | 0 | 4090641.7572 | 0 | 40526.9035 | 0 | 0 | 0 | 0 | 0 | 0 | 0 | 0 | 0 | 68907.1219 | 0 | 0 | 0 | 0 | 0 | 0 | 0 | 0 | 0 | 277166.1862 | 0 | 32773.0854 | 0 | 0 | 0 | 0 | 0 | 0
2016-04-20 23:00 | 0 | 0 | 0 | 0 | 0 | 736206.7249 | 447815 | 0 | 0 | 0 | 0 | 376150.7058 | 0 | 0 | 0 | 0 | 0 | 0 | 0 | 4367807.9433 | 0 | 40526.9035 | 0 | 0 | 0 | 0 | 0 | 0 | 0 | 0 | 0 | 11225.5387 | 0 | 0 | 0 | 0 | 0 | 0 | 0 | 0 | 0 | 277166.1862 | 0 | 0 | 0 | 0 | 0 | 0 | 0 | 0
2016-04-21 | 0 | 0 | 0 | 0 | 0 | 544692.2141 | 452475 | 0 | 0 | 0 | 0 | 311028.1869 | 0 | 0 | 0 | 0 | 0 | 0 | 0 | 4557920.7617 | 0 | 7753.8181 | 0 | 0 | 0 | 0 | 0 | 0 | 0 | 0 | 0 | -65122.5189 | 0 | 0 | 0 | 0 | 0 | 0 | 0 | 0 | 0 | 190112.8183 | 0 | -32773.0854 | 0 | 0 | 0 | 0 | 0 | 0
2016-04-21 01:00 | 0 | 0 | 0 | 0 | 0 | 157144.7284 | 446707 | 0 | 0 | 0 | 0 | 227976.7292 | 0 | 0 | 0 | 0 | 0 | 0 | 0 | 4359163.7659 | 0 | 0 | 0 | 0 | 0 | 0 | 0 | 0 | 0 | 0 | 0 | -83051.4577 | 0 | 0 | 0 | 0 | 0 | 0 | 0 | 0 | 0 | -198756.9958 | 0 | -7753.8181 | 0 | 0 | 0 | 0 | 0 | 0
2016-04-21 02:00 | 0 | 0 | 0 | 0 | 64205.513 | 377.8431 | 424801 | 0 | 0 | 0 | 0 | 144925.2715 | 0 | 0 | 0 | 0 | 0 | 0 | 0 | 4081997.5797 | 0 | 0 | 0 | 0 | 0 | 0 | 0 | 0 | 0 | 0 | 0 | -83051.4577 | 0 | 0 | 0 | 0 | 0 | 0 | 0 | 0 | 0 | -277166.1862 | 0 | 0 | 0 | 0 | 0 | 0 | 0 | 0
2016-04-21 03:00 | 0 | 0 | 0 | 0 | 37231.3561 | 0 | 397449 | 0 | 0 | 0 | 0 | 61873.8138 | 0 | 0 | 0 | 0 | 0 | 0 | 0 | 3804831.3936 | 0 | 0 | 0 | 0 | 0 | 0 | 0 | 0 | 0 | 0 | 0 | -83051.4577 | 0 | 0 | 0 | 0 | 0 | 0 | 0 | 0 | 0 | -277166.1862 | 0 | 0 | 0 | 0 | 0 | 0 | 0 | 0
2016-04-21 04:00 | 0 | 0 | 0 | 0 | 178837.2715 | 0 | 372952 | 0 | 0 | 0 | 0 | 144925.2715 | 0 | 0 | 0 | 0 | 0 | 0 | 0 | 3527665.2074 | 0 | 0 | 0 | 0 | 0 | 0 | 0 | 0 | 0 | 0 | 0 | 83051.4577 | 0 | 0 | 0 | 0 | 0 | 0 | 0 | 0 | 0 | -277166.1862 | 0 | 0 | 0 | 0 | 0 | 0 | 0 | 0
2016-04-21 05:00 | 0 | 0 | 0 | 0 | 0 | 0 | 353450 | 0 | 0 | 0 | 0 | 61873.8138 | 0 | 0 | 0 | 0 | 0 | 0 | 0 | 3257266.6651 | 0 | 0 | 0 | 0 | 0 | 0 | 0 | 0 | 0 | 0 | 0 | -83051.4577 | 0 | 0 | 0 | 0 | 0 | 0 | 0 | 0 | 0 | -270398.5423 | 0 | 0 | 0 | 0 | 0 | 0 | 0 | 0
2016-04-21 06:00 | 0 | 0 | 0 | 0 | 0 | 0 | 339040 | 0 | 0 | 0 | 0 | 0 | 0 | 0 | 0 | 0 | 0 | 0 | 0 | 2980100.4789 | 0 | 0 | 0 | 0 | 0 | 0 | 0 | 0 | 0 | 0 | 0 | -61873.8138 | 0 | 0 | 0 | 0 | 0 | 0 | 0 | 0 | 0 | -277166.1862 | 0 | 0 | 0 | 0 | 0 | 0 | 0 | 0
2016-04-21 07:00 | 0 | 0 | 0 | 0 | 134989.2715 | 0 | 329104 | 0 | 0 | 0 | 0 | 83051.4577 | 0 | 0 | 0 | 0 | 0 | 0 | 0 | 2702934.2928 | 0 | 0 | 0 | 0 | 0 | 0 | 0 | 0 | 0 | 0 | 0 | 83051.4577 | 0 | 0 | 0 | 0 | 0 | 0 | 0 | 0 | 0 | -277166.1862 | 0 | 0 | 0 | 0 | 0 | 0 | 0 | 0
2016-04-21 08:00 | 0 | 0 | 0 | 0 | 0 | 0 | 328157 | 0 | 0 | 0 | 0 | 0 | 0 | 0 | 0 | 0 | 0 | 0 | 0 | 2457828.7505 | 0 | 0 | 0 | 0 | 0 | 0 | 0 | 0 | 0 | 0 | 0 | -83051.4577 | 0 | 0 | 0 | 0 | 0 | 0 | 0 | 0 | 0 | -245105.5423 | 0 | 0 | 0 | 0 | 0 | 0 | 0 | 0
2016-04-21 09:00 | 0 | 0 | 0 | 0 | 444874.5098 | 0 | 338269 | 0 | 0 | 0 | 0 | 83051.4577 | 0 | 0 | 0 | 0 | 0 | 0 | 0 | 2480391.4464 | 0 | 991.3561 | 0 | 0 | 0 | 0 | 0 | 0 | 0 | 0 | 0 | 83051.4577 | 0 | 0 | 0 | 0 | 0 | 0 | 0 | 0 | 0 | 22562.6959 | 0 | 991.3561 | 0 | 0 | 0 | 0 | 0 | 0
2016-04-21 10:00 | 0 | 0 | 0 | 0 | 0 | 0 | 361209 | 0 | 0 | 0 | 0 | 0 | 0 | 0 | 0 | 0 | 0 | 0 | 0 | 2203225.2602 | 0 | 0 | 0 | 0 | 0 | 0 | 0 | 0 | 0 | 0 | 0 | -83051.4577 | 0 | 0 | 0 | 0 | 0 | 0 | 0 | 0 | 0 | -277166.1862 | 0 | -991.3561 | 0 | 0 | 0 | 0 | 0 | 0
2016-04-21 11:00 | 0 | 0 | 0 | 0 | 106603.8138 | 0 | 383770 | 0 | 0 | 0 | 0 | 0 | 0 | 0 | 0 | 0 | 0 | 0 | 0 | 1926059.0741 | 0 | 0 | 0 | 0 | 0 | 0 | 0 | 0 | 0 | 0 | 0 | 0 | 0 | 0 | 0 | 0 | 0 | 0 | 0 | 0 | 0 | -277166.1862 | 0 | 0 | 0 | 0 | 0 | 0 | 0 | 0
2016-04-21 12:00 | 0 | 0 | 0 | 0 | 113171.4576 | 6051.3563 | 396389 | 0 | 0 | 0 | 0 | 0 | 0 | 0 | 0 | 0 | 0 | 0 | 0 | 1648892.8879 | 0 | 0 | 0 | 0 | 0 | 0 | 0 | 0 | 0 | 0 | 0 | 0 | 0 | 0 | 0 | 0 | 0 | 0 | 0 | 0 | 0 | -277166.1862 | 0 | 0 | 0 | 0 | 0 | 0 | 0 | 0
2016-04-21 13:00 | 0 | 0 | 0 | 0 | 233207.0199 | 305475.6175 | 406990 | 0 | 0 | 0 | 0 | 0 | 0 | 0 | 0 | 0 | 0 | 0 | 0 | 1780585.5254 | 0 | 0 | 0 | 0 | 0 | 0 | 0 | 0 | 0 | 0 | 0 | 0 | 0 | 0 | 0 | 0 | 0 | 0 | 0 | 0 | 0 | 131692.6375 | 0 | 0 | 0 | 0 | 0 | 0 | 0 | 0
2016-04-21 14:00 | 0 | 0 | 0 | 0 | 38643.2673 | 654978.9189 | 416456 | 0 | 0 | 0 | 0 | 0 | 0 | 0 | 0 | 0 | 0 | 0 | 0 | 2057751.7115 | 0 | 0 | 0 | 0 | 0 | 0 | 0 | 0 | 0 | 0 | 0 | 0 | 0 | 0 | 0 | 0 | 0 | 0 | 0 | 0 | 0 | 277166.1862 | 0 | 0 | 0 | 0 | 0 | 0 | 0 | 0
2016-04-21 15:00 | 0 | 0 | 0 | 0 | 0 | 699876.1862 | 422710 | 0 | 0 | 0 | 0 | 0 | 0 | 0 | 0 | 0 | 0 | 0 | 0 | 2334917.8977 | 0 | 0 | 0 | 0 | 0 | 0 | 0 | 0 | 0 | 0 | 0 | 0 | 0 | 0 | 0 | 0 | 0 | 0 | 0 | 0 | 0 | 277166.1862 | 0 | 0 | 0 | 0 | 0 | 0 | 0 | 0
2016-04-21 16:00 | 0 | 0 | 0 | 0 | 0 | 787434.6439 | 427217 | 0 | 0 | 0 | 0 | 83051.4577 | 0 | 0 | 0 | 0 | 0 | 0 | 0 | 2612084.0839 | 0 | 0 | 0 | 0 | 0 | 0 | 0 | 0 | 0 | 0 | 0 | 83051.4577 | 0 | 0 | 0 | 0 | 0 | 0 | 0 | 0 | 0 | 277166.1862 | 0 | 0 | 0 | 0 | 0 | 0 | 0 | 0
2016-04-21 17:00 | 0 | 0 | 0 | 0 | 0 | 626830.7285 | 432716 | 0 | 0 | 0 | 0 | 0 | 0 | 0 | 0 | 0 | 0 | 0 | 0 | 2889250.27 | 0 | 0 | 0 | 0 | 0 | 0 | 0 | 0 | 0 | 0 | 0 | -83051.4577 | 0 | 0 | 0 | 0 | 0 | 0 | 0 | 0 | 0 | 277166.1862 | 0 | 0 | 0 | 0 | 0 | 0 | 0 | 0
2016-04-21 18:00 | 0 | 0 | 0 | 0 | 0 | 798308.6439 | 438091 | 0 | 0 | 0 | 0 | 83051.4577 | 0 | 0 | 0 | 0 | 0 | 0 | 0 | 3166416.4562 | 0 | 0 | 0 | 0 | 0 | 0 | 0 | 0 | 0 | 0 | 0 | 83051.4577 | 0 | 0 | 0 | 0 | 0 | 0 | 0 | 0 | 0 | 277166.1862 | 0 | 0 | 0 | 0 | 0 | 0 | 0 | 0
2016-04-21 19:00 | 0 | 0 | 0 | 0 | 0 | 801711.6439 | 441494 | 0 | 0 | 0 | 0 | 166102.9154 | 0 | 0 | 0 | 0 | 0 | 0 | 0 | 3443582.6423 | 0 | 0 | 0 | 0 | 0 | 0 | 0 | 0 | 0 | 0 | 0 | 83051.4577 | 0 | 0 | 0 | 0 | 0 | 0 | 0 | 0 | 0 | 277166.1862 | 0 | 0 | 0 | 0 | 0 | 0 | 0 | 0
2016-04-21 20:00 | 0 | 0 | 0 | 0 | 0 | 805416.6439 | 445199 | 0 | 0 | 0 | 0 | 249154.3731 | 0 | 0 | 0 | 0 | 0 | 0 | 0 | 3720748.8285 | 0 | 0 | 0 | 0 | 0 | 0 | 0 | 0 | 0 | 0 | 0 | 83051.4577 | 0 | 0 | 0 | 0 | 0 | 0 | 0 | 0 | 0 | 277166.1862 | 0 | 0 | 0 | 0 | 0 | 0 | 0 | 0
2016-04-21 21:00 | 0 | 0 | 0 | 0 | 0 | 742671.5119 | 446943 | 0 | 0 | 0 | 0 | 267716.6988 | 0 | 0 | 0 | 0 | 0 | 0 | 0 | 3997915.0147 | 0 | 0 | 0 | 0 | 0 | 0 | 0 | 0 | 0 | 0 | 0 | 18562.3257 | 0 | 0 | 0 | 0 | 0 | 0 | 0 | 0 | 0 | 277166.1862 | 0 | 0 | 0 | 0 | 0 | 0 | 0 | 0
2016-04-21 22:00 | 0 | 0 | 0 | 0 | 0 | 837517.7292 | 444527 | 0 | 0 | 0 | 0 | 350768.1565 | 0 | 0 | 0 | 0 | 0 | 0 | 0 | 4275081.2008 | 0 | 32773.0854 | 0 | 0 | 0 | 0 | 0 | 0 | 0 | 0 | 0 | 83051.4577 | 0 | 0 | 0 | 0 | 0 | 0 | 0 | 0 | 0 | 277166.1862 | 0 | 32773.0854 | 0 | 0 | 0 | 0 | 0 | 0
2016-04-21 23:00 | 0 | 0 | 0 | 0 | 0 | 753161.5535 | 442859 | 0 | 0 | 0 | 0 | 376150.7058 | 0 | 0 | 0 | 0 | 0 | 0 | 0 | 4552247.387 | 0 | 40526.9035 | 0 | 0 | 0 | 0 | 0 | 0 | 0 | 0 | 0 | 25382.5493 | 0 | 0 | 0 | 0 | 0 | 0 | 0 | 0 | 0 | 277166.1862 | 0 | 7753.8181 | 0 | 0 | 0 | 0 | 0 | 0
2016-04-22 | 0 | 0 | 0 | 0 | 0 | 559619.2786 | 447196 | 0 | 0 | 0 | 0 | 293099.2481 | 0 | 0 | 0 | 0 | 0 | 0 | 0 | 4780495.2087 | 0 | 7753.8181 | 0 | 0 | 0 | 0 | 0 | 0 | 0 | 0 | 0 | -83051.4577 | 0 | 0 | 0 | 0 | 0 | 0 | 0 | 0 | 0 | 228247.8217 | 0 | -32773.0854 | 0 | 0 | 0 | 0 | 0 | 0
2016-04-22 01:00 | 0 | 0 | 0 | 0 | 0 | 154382.0595 | 441770 | 0 | 0 | 0 | 0 | 210047.7904 | 0 | 0 | 0 | 0 | 0 | 0 | 0 | 4583912.544 | 0 | 0 | 0 | 0 | 0 | 0 | 0 | 0 | 0 | 0 | 0 | -83051.4577 | 0 | 0 | 0 | 0 | 0 | 0 | 0 | 0 | 0 | -196582.6647 | 0 | -7753.8181 | 0 | 0 | 0 | 0 | 0 | 0
2016-04-22 02:00 | 0 | 0 | 0 | 0 | 61909.3754 | 444.9807 | 422572 | 0 | 0 | 0 | 0 | 126996.3327 | 0 | 0 | 0 | 0 | 0 | 0 | 0 | 4306746.3579 | 0 | 0 | 0 | 0 | 0 | 0 | 0 | 0 | 0 | 0 | 0 | -83051.4577 | 0 | 0 | 0 | 0 | 0 | 0 | 0 | 0 | 0 | -277166.1862 | 0 | 0 | 0 | 0 | 0 | 0 | 0 | 0
2016-04-22 03:00 | 0 | 0 | 0 | 0 | 37449.3561 | 0 | 397667 | 0 | 0 | 0 | 0 | 43944.875 | 0 | 0 | 0 | 0 | 0 | 0 | 0 | 4029580.1717 | 0 | 0 | 0 | 0 | 0 | 0 | 0 | 0 | 0 | 0 | 0 | -83051.4577 | 0 | 0 | 0 | 0 | 0 | 0 | 0 | 0 | 0 | -277166.1862 | 0 | 0 | 0 | 0 | 0 | 0 | 0 | 0
2016-04-22 04:00 | 0 | 0 | 0 | 0 | 178209.2715 | 0 | 372324 | 0 | 0 | 0 | 0 | 126996.3327 | 0 | 0 | 0 | 0 | 0 | 0 | 0 | 3752413.9855 | 0 | 0 | 0 | 0 | 0 | 0 | 0 | 0 | 0 | 0 | 0 | 83051.4577 | 0 | 0 | 0 | 0 | 0 | 0 | 0 | 0 | 0 | -277166.1862 | 0 | 0 | 0 | 0 | 0 | 0 | 0 | 0
2016-04-22 05:00 | 0 | 0 | 0 | 0 | 0 | 0 | 351972 | 0 | 0 | 0 | 0 | 43944.875 | 0 | 0 | 0 | 0 | 0 | 0 | 0 | 3483493.4432 | 0 | 0 | 0 | 0 | 0 | 0 | 0 | 0 | 0 | 0 | 0 | -83051.4577 | 0 | 0 | 0 | 0 | 0 | 0 | 0 | 0 | 0 | -268920.5423 | 0 | 0 | 0 | 0 | 0 | 0 | 0 | 0
2016-04-22 06:00 | 0 | 0 | 0 | 0 | 16081.9388 | 0 | 337193 | 0 | 0 | 0 | 0 | 0 | 0 | 0 | 0 | 0 | 0 | 0 | 0 | 3206327.2571 | 0 | 0 | 0 | 0 | 0 | 0 | 0 | 0 | 0 | 0 | 0 | -43944.875 | 0 | 0 | 0 | 0 | 0 | 0 | 0 | 0 | 0 | -277166.1862 | 0 | 0 | 0 | 0 | 0 | 0 | 0 | 0
2016-04-22 07:00 | 0 | 0 | 0 | 0 | 406456.7354 | 0 | 328530 | 0 | 0 | 0 | 0 | 83051.4577 | 0 | 0 | 0 | 0 | 0 | 0 | 0 | 3168429.4494 | 0 | 32773.0854 | 0 | 0 | 0 | 0 | 0 | 0 | 0 | 0 | 0 | 83051.4577 | 0 | 0 | 0 | 0 | 0 | 0 | 0 | 0 | 0 | -37897.8077 | 0 | 32773.0854 | 0 | 0 | 0 | 0 | 0 | 0
2016-04-22 08:00 | 0 | 0 | 0 | 0 | 0 | 0 | 326530 | 0 | 0 | 0 | 0 | 0 | 0 | 0 | 0 | 0 | 0 | 0 | 0 | 2957723.9924 | 0 | 0 | 0 | 0 | 0 | 0 | 0 | 0 | 0 | 0 | 0 | -83051.4577 | 0 | 0 | 0 | 0 | 0 | 0 | 0 | 0 | 0 | -210705.4569 | 0 | -32773.0854 | 0 | 0 | 0 | 0 | 0 | 0
2016-04-22 09:00 | 0 | 0 | 0 | 0 | 140849.2715 | 0 | 334964 | 0 | 0 | 0 | 0 | 83051.4577 | 0 | 0 | 0 | 0 | 0 | 0 | 0 | 2680557.8063 | 0 | 0 | 0 | 0 | 0 | 0 | 0 | 0 | 0 | 0 | 0 | 83051.4577 | 0 | 0 | 0 | 0 | 0 | 0 | 0 | 0 | 0 | -277166.1862 | 0 | 0 | 0 | 0 | 0 | 0 | 0 | 0
2016-04-22 10:00 | 0 | 0 | 0 | 0 | 163504.2715 | 0 | 357619 | 0 | 0 | 0 | 0 | 166102.9154 | 0 | 0 | 0 | 0 | 0 | 0 | 0 | 2403391.6201 | 0 | 0 | 0 | 0 | 0 | 0 | 0 | 0 | 0 | 0 | 0 | 83051.4577 | 0 | 0 | 0 | 0 | 0 | 0 | 0 | 0 | 0 | -277166.1862 | 0 | 0 | 0 | 0 | 0 | 0 | 0 | 0
2016-04-22 11:00 | 0 | 0 | 0 | 0 | 19682.3561 | 0 | 379900 | 0 | 0 | 0 | 0 | 83051.4577 | 0 | 0 | 0 | 0 | 0 | 0 | 0 | 2126225.4339 | 0 | 0 | 0 | 0 | 0 | 0 | 0 | 0 | 0 | 0 | 0 | -83051.4577 | 0 | 0 | 0 | 0 | 0 | 0 | 0 | 0 | 0 | -277166.1862 | 0 | 0 | 0 | 0 | 0 | 0 | 0 | 0
2016-04-22 12:00 | 0 | 0 | 0 | 0 | 303916.5119 | 7558.0482 | 394673 | 0 | 0 | 0 | 0 | 144580.7347 | 0 | 0 | 0 | 0 | 0 | 0 | 0 | 1981497.717 | 0 | 0 | 0 | 0 | 0 | 0 | 0 | 0 | 0 | 0 | 0 | 61529.277 | 0 | 0 | 0 | 0 | 0 | 0 | 0 | 0 | 0 | -144727.7169 | 0 | 0 | 0 | 0 | 0 | 0 | 0 | 0
2016-04-22 13:00 | 0 | 0 | 0 | 0 | 0 | 334512.6953 | 406988 | 0 | 0 | 0 | 0 | 61529.277 | 0 | 0 | 0 | 0 | 0 | 0 | 0 | 1992073.87 | 0 | 0 | 0 | 0 | 0 | 0 | 0 | 0 | 0 | 0 | 0 | -83051.4577 | 0 | 0 | 0 | 0 | 0 | 0 | 0 | 0 | 0 | 10576.153 | 0 | 0 | 0 | 0 | 0 | 0 | 0 | 0
2016-04-22 14:00 | 0 | 0 | 0 | 0 | 0 | 634096.9091 | 418460 | 0 | 0 | 0 | 0 | 0 | 0 | 0 | 0 | 0 | 0 | 0 | 0 | 2269240.0562 | 0 | 0 | 0 | 0 | 0 | 0 | 0 | 0 | 0 | 0 | 0 | -61529.277 | 0 | 0 | 0 | 0 | 0 | 0 | 0 | 0 | 0 | 277166.1862 | 0 | 0 | 0 | 0 | 0 | 0 | 0 | 0
2016-04-22 15:00 | 0 | 0 | 0 | 0 | 0 | 704823.1862 | 427657 | 0 | 0 | 0 | 0 | 0 | 0 | 0 | 0 | 0 | 0 | 0 | 0 | 2546406.2423 | 0 | 0 | 0 | 0 | 0 | 0 | 0 | 0 | 0 | 0 | 0 | 0 | 0 | 0 | 0 | 0 | 0 | 0 | 0 | 0 | 0 | 277166.1862 | 0 | 0 | 0 | 0 | 0 | 0 | 0 | 0
2016-04-22 16:00 | 0 | 0 | 0 | 0 | 0 | 793875.6439 | 433658 | 0 | 0 | 0 | 0 | 83051.4577 | 0 | 0 | 0 | 0 | 0 | 0 | 0 | 2823572.4285 | 0 | 0 | 0 | 0 | 0 | 0 | 0 | 0 | 0 | 0 | 0 | 83051.4577 | 0 | 0 | 0 | 0 | 0 | 0 | 0 | 0 | 0 | 277166.1862 | 0 | 0 | 0 | 0 | 0 | 0 | 0 | 0
2016-04-22 17:00 | 0 | 0 | 0 | 0 | 0 | 757868.183 | 439032 | 0 | 0 | 0 | 0 | 124721.4546 | 0 | 0 | 0 | 0 | 0 | 0 | 0 | 3100738.6147 | 0 | 0 | 0 | 0 | 0 | 0 | 0 | 0 | 0 | 0 | 0 | 41669.9969 | 0 | 0 | 0 | 0 | 0 | 0 | 0 | 0 | 0 | 277166.1862 | 0 | 0 | 0 | 0 | 0 | 0 | 0 | 0
2016-04-22 18:00 | 0 | 0 | 0 | 0 | 0 | 802433.6439 | 442216 | 0 | 0 | 0 | 0 | 207772.9123 | 0 | 0 | 0 | 0 | 0 | 0 | 0 | 3377904.8008 | 0 | 0 | 0 | 0 | 0 | 0 | 0 | 0 | 0 | 0 | 0 | 83051.4577 | 0 | 0 | 0 | 0 | 0 | 0 | 0 | 0 | 0 | 277166.1862 | 0 | 0 | 0 | 0 | 0 | 0 | 0 | 0
2016-04-22 19:00 | 0 | 0 | 0 | 0 | 0 | 805101.6439 | 444884 | 0 | 0 | 0 | 0 | 290824.37 | 0 | 0 | 0 | 0 | 0 | 0 | 0 | 3655070.987 | 0 | 0 | 0 | 0 | 0 | 0 | 0 | 0 | 0 | 0 | 0 | 83051.4577 | 0 | 0 | 0 | 0 | 0 | 0 | 0 | 0 | 0 | 277166.1862 | 0 | 0 | 0 | 0 | 0 | 0 | 0 | 0
2016-04-22 20:00 | 0 | 0 | 0 | 0 | 0 | 799449.0474 | 446311 | 0 | 0 | 0 | 0 | 334023.1458 | 0 | 0 | 0 | 0 | 0 | 0 | 0 | 3932237.1732 | 0 | 32773.0854 | 0 | 0 | 0 | 0 | 0 | 0 | 0 | 0 | 0 | 43198.7758 | 0 | 0 | 0 | 0 | 0 | 0 | 0 | 0 | 0 | 277166.1862 | 0 | 32773.0854 | 0 | 0 | 0 | 0 | 0 | 0
2016-04-22 21:00 | 0 | 0 | 0 | 0 | 0 | 771857.5643 | 444810 | 0 | 0 | 0 | 0 | 376150.7058 | 0 | 0 | 0 | 0 | 0 | 0 | 0 | 4209403.3593 | 0 | 40526.9035 | 0 | 0 | 0 | 0 | 0 | 0 | 0 | 0 | 0 | 42127.56 | 0 | 0 | 0 | 0 | 0 | 0 | 0 | 0 | 0 | 277166.1862 | 0 | 7753.8181 | 0 | 0 | 0 | 0 | 0 | 0
2016-04-22 22:00 | 0 | 0 | 0 | 0 | 0 | 713089.0717 | 438929 | 0 | 0 | 0 | 0 | 373144.5914 | 0 | 0 | 0 | 0 | 0 | 0 | 0 | 4486569.5455 | 0 | 40526.9035 | 0 | 0 | 0 | 0 | 0 | 0 | 0 | 0 | 0 | -3006.1145 | 0 | 0 | 0 | 0 | 0 | 0 | 0 | 0 | 0 | 277166.1862 | 0 | 0 | 0 | 0 | 0 | 0 | 0 | 0
2016-04-22 23:00 | 0 | 0 | 0 | 0 | 0 | 610579.0658 | 432558 | 0 | 0 | 0 | 0 | 376150.7058 | 0 | 0 | 0 | 0 | 0 | 0 | 0 | 4669338.3149 | 0 | 32773.0854 | 0 | 0 | 0 | 0 | 0 | 0 | 0 | 0 | 0 | 3006.1145 | 0 | 0 | 0 | 0 | 0 | 0 | 0 | 0 | 0 | 182768.7694 | 0 | -7753.8181 | 0 | 0 | 0 | 0 | 0 | 0
2016-04-23 | 0 | 0 | 0 | 0 | 0 | 418532.6831 | 430109 | 0 | 0 | 0 | 0 | 293099.2481 | 0 | 0 | 0 | 0 | 0 | 0 | 0 | 4773586.5411 | 0 | 0 | 0 | 0 | 0 | 0 | 0 | 0 | 0 | 0 | 0 | -83051.4577 | 0 | 0 | 0 | 0 | 0 | 0 | 0 | 0 | 0 | 104248.2261 | 0 | -32773.0854 | 0 | 0 | 0 | 0 | 0 | 0
2016-04-23 01:00 | 0 | 0 | 0 | 0 | 0 | 109778.2602 | 425116 | 0 | 0 | 0 | 0 | 210047.7904 | 0 | 0 | 0 | 0 | 0 | 0 | 0 | 4541300.259 | 0 | 0 | 0 | 0 | 0 | 0 | 0 | 0 | 0 | 0 | 0 | -83051.4577 | 0 | 0 | 0 | 0 | 0 | 0 | 0 | 0 | 0 | -232286.2821 | 0 | 0 | 0 | 0 | 0 | 0 | 0 | 0
2016-04-23 02:00 | 0 | 0 | 0 | 0 | 49183.5582 | 516.7979 | 409918 | 0 | 0 | 0 | 0 | 126996.3327 | 0 | 0 | 0 | 0 | 0 | 0 | 0 | 4264134.0728 | 0 | 0 | 0 | 0 | 0 | 0 | 0 | 0 | 0 | 0 | 0 | -83051.4577 | 0 | 0 | 0 | 0 | 0 | 0 | 0 | 0 | 0 | -277166.1862 | 0 | 0 | 0 | 0 | 0 | 0 | 0 | 0
2016-04-23 03:00 | 0 | 0 | 0 | 0 | 195000.2715 | 0 | 389115 | 0 | 0 | 0 | 0 | 210047.7904 | 0 | 0 | 0 | 0 | 0 | 0 | 0 | 3986967.8867 | 0 | 0 | 0 | 0 | 0 | 0 | 0 | 0 | 0 | 0 | 0 | 83051.4577 | 0 | 0 | 0 | 0 | 0 | 0 | 0 | 0 | 0 | -277166.1862 | 0 | 0 | 0 | 0 | 0 | 0 | 0 | 0
2016-04-23 04:00 | 0 | 0 | 0 | 0 | 6903.3561 | 0 | 367121 | 0 | 0 | 0 | 0 | 126996.3327 | 0 | 0 | 0 | 0 | 0 | 0 | 0 | 3709801.7005 | 0 | 0 | 0 | 0 | 0 | 0 | 0 | 0 | 0 | 0 | 0 | -83051.4577 | 0 | 0 | 0 | 0 | 0 | 0 | 0 | 0 | 0 | -277166.1862 | 0 | 0 | 0 | 0 | 0 | 0 | 0 | 0
2016-04-23 05:00 | 0 | 0 | 0 | 0 | 0 | 0 | 349095 | 0 | 0 | 0 | 0 | 55067.5189 | 0 | 0 | 0 | 0 | 0 | 0 | 0 | 3432635.5143 | 0 | 0 | 0 | 0 | 0 | 0 | 0 | 0 | 0 | 0 | 0 | -71928.8138 | 0 | 0 | 0 | 0 | 0 | 0 | 0 | 0 | 0 | -277166.1862 | 0 | 0 | 0 | 0 | 0 | 0 | 0 | 0
2016-04-23 06:00 | 0 | 0 | 0 | 0 | 140403.2715 | 0 | 334518 | 0 | 0 | 0 | 0 | 138118.9766 | 0 | 0 | 0 | 0 | 0 | 0 | 0 | 3155469.3282 | 0 | 0 | 0 | 0 | 0 | 0 | 0 | 0 | 0 | 0 | 0 | 83051.4577 | 0 | 0 | 0 | 0 | 0 | 0 | 0 | 0 | 0 | -277166.1862 | 0 | 0 | 0 | 0 | 0 | 0 | 0 | 0
2016-04-23 07:00 | 0 | 0 | 0 | 0 | 0 | 0 | 324061 | 0 | 0 | 0 | 0 | 55067.5189 | 0 | 0 | 0 | 0 | 0 | 0 | 0 | 2914459.7859 | 0 | 0 | 0 | 0 | 0 | 0 | 0 | 0 | 0 | 0 | 0 | -83051.4577 | 0 | 0 | 0 | 0 | 0 | 0 | 0 | 0 | 0 | -241009.5423 | 0 | 0 | 0 | 0 | 0 | 0 | 0 | 0
2016-04-23 08:00 | 0 | 0 | 0 | 0 | 0 | 0 | 319655 | 0 | 0 | 0 | 0 | 12578.705 | 0 | 0 | 0 | 0 | 0 | 0 | 0 | 2637293.5997 | 0 | 0 | 0 | 0 | 0 | 0 | 0 | 0 | 0 | 0 | 0 | -42488.8138 | 0 | 0 | 0 | 0 | 0 | 0 | 0 | 0 | 0 | -277166.1862 | 0 | 0 | 0 | 0 | 0 | 0 | 0 | 0
2016-04-23 09:00 | 0 | 0 | 0 | 0 | 125858.2715 | 0 | 319973 | 0 | 0 | 0 | 0 | 95630.1627 | 0 | 0 | 0 | 0 | 0 | 0 | 0 | 2360127.4135 | 0 | 0 | 0 | 0 | 0 | 0 | 0 | 0 | 0 | 0 | 0 | 83051.4577 | 0 | 0 | 0 | 0 | 0 | 0 | 0 | 0 | 0 | -277166.1862 | 0 | 0 | 0 | 0 | 0 | 0 | 0 | 0
2016-04-23 10:00 | 0 | 0 | 0 | 0 | 0 | 0 | 324738 | 0 | 0 | 0 | 0 | 12578.705 | 0 | 0 | 0 | 0 | 0 | 0 | 0 | 2118440.8713 | 0 | 0 | 0 | 0 | 0 | 0 | 0 | 0 | 0 | 0 | 0 | -83051.4577 | 0 | 0 | 0 | 0 | 0 | 0 | 0 | 0 | 0 | -241686.5423 | 0 | 0 | 0 | 0 | 0 | 0 | 0 | 0
2016-04-23 11:00 | 0 | 0 | 0 | 0 | 41743.1088 | 0 | 331488 | 0 | 0 | 0 | 0 | 0 | 0 | 0 | 0 | 0 | 0 | 0 | 0 | 1841274.6851 | 0 | 0 | 0 | 0 | 0 | 0 | 0 | 0 | 0 | 0 | 0 | -12578.705 | 0 | 0 | 0 | 0 | 0 | 0 | 0 | 0 | 0 | -277166.1862 | 0 | 0 | 0 | 0 | 0 | 0 | 0 | 0
2016-04-23 12:00 | 0 | 0 | 0 | 0 | 506271.7666 | 10131.3597 | 347734 | 0 | 0 | 0 | 0 | 83051.4577 | 0 | 0 | 0 | 0 | 0 | 0 | 0 | 1894119.2684 | 0 | 32773.0854 | 0 | 0 | 0 | 0 | 0 | 0 | 0 | 0 | 0 | 83051.4577 | 0 | 0 | 0 | 0 | 0 | 0 | 0 | 0 | 0 | 52844.5833 | 0 | 32773.0854 | 0 | 0 | 0 | 0 | 0 | 0
2016-04-23 13:00 | 0 | 0 | 0 | 0 | 0 | 263148.4998 | 364929 | 0 | 0 | 0 | 0 | 0 | 0 | 0 | 0 | 0 | 0 | 0 | 0 | 1908163.3112 | 0 | 0 | 0 | 0 | 0 | 0 | 0 | 0 | 0 | 0 | 0 | -83051.4577 | 0 | 0 | 0 | 0 | 0 | 0 | 0 | 0 | 0 | 14044.0428 | 0 | -32773.0854 | 0 | 0 | 0 | 0 | 0 | 0
2016-04-23 14:00 | 0 | 0 | 0 | 0 | 52212.9815 | 603562.2047 | 378609 | 0 | 0 | 0 | 0 | 0 | 0 | 0 | 0 | 0 | 0 | 0 | 0 | 2185329.4974 | 0 | 0 | 0 | 0 | 0 | 0 | 0 | 0 | 0 | 0 | 0 | 0 | 0 | 0 | 0 | 0 | 0 | 0 | 0 | 0 | 0 | 277166.1862 | 0 | 0 | 0 | 0 | 0 | 0 | 0 | 0
2016-04-23 15:00 | 0 | 0 | 0 | 0 | 0 | 665004.1862 | 387838 | 0 | 0 | 0 | 0 | 0 | 0 | 0 | 0 | 0 | 0 | 0 | 0 | 2462495.6835 | 0 | 0 | 0 | 0 | 0 | 0 | 0 | 0 | 0 | 0 | 0 | 0 | 0 | 0 | 0 | 0 | 0 | 0 | 0 | 0 | 0 | 277166.1862 | 0 | 0 | 0 | 0 | 0 | 0 | 0 | 0
2016-04-23 16:00 | 0 | 0 | 0 | 0 | 0 | 753675.6439 | 393458 | 0 | 0 | 0 | 0 | 83051.4577 | 0 | 0 | 0 | 0 | 0 | 0 | 0 | 2739661.8697 | 0 | 0 | 0 | 0 | 0 | 0 | 0 | 0 | 0 | 0 | 0 | 83051.4577 | 0 | 0 | 0 | 0 | 0 | 0 | 0 | 0 | 0 | 277166.1862 | 0 | 0 | 0 | 0 | 0 | 0 | 0 | 0
2016-04-23 17:00 | 0 | 0 | 0 | 0 | 0 | 595497.6812 | 396452 | 0 | 0 | 0 | 0 | 4930.9527 | 0 | 0 | 0 | 0 | 0 | 0 | 0 | 3016828.0559 | 0 | 0 | 0 | 0 | 0 | 0 | 0 | 0 | 0 | 0 | 0 | -78120.505 | 0 | 0 | 0 | 0 | 0 | 0 | 0 | 0 | 0 | 277166.1862 | 0 | 0 | 0 | 0 | 0 | 0 | 0 | 0
2016-04-23 18:00 | 0 | 0 | 0 | 0 | 0 | 759450.6439 | 399233 | 0 | 0 | 0 | 0 | 87982.4104 | 0 | 0 | 0 | 0 | 0 | 0 | 0 | 3293994.242 | 0 | 0 | 0 | 0 | 0 | 0 | 0 | 0 | 0 | 0 | 0 | 83051.4577 | 0 | 0 | 0 | 0 | 0 | 0 | 0 | 0 | 0 | 277166.1862 | 0 | 0 | 0 | 0 | 0 | 0 | 0 | 0
2016-04-23 19:00 | 0 | 0 | 0 | 0 | 0 | 763053.6439 | 402836 | 0 | 0 | 0 | 0 | 171033.8681 | 0 | 0 | 0 | 0 | 0 | 0 | 0 | 3571160.4282 | 0 | 0 | 0 | 0 | 0 | 0 | 0 | 0 | 0 | 0 | 0 | 83051.4577 | 0 | 0 | 0 | 0 | 0 | 0 | 0 | 0 | 0 | 277166.1862 | 0 | 0 | 0 | 0 | 0 | 0 | 0 | 0
2016-04-23 20:00 | 0 | 0 | 0 | 0 | 0 | 767415.6439 | 407198 | 0 | 0 | 0 | 0 | 254085.3258 | 0 | 0 | 0 | 0 | 0 | 0 | 0 | 3848326.6144 | 0 | 0 | 0 | 0 | 0 | 0 | 0 | 0 | 0 | 0 | 0 | 83051.4577 | 0 | 0 | 0 | 0 | 0 | 0 | 0 | 0 | 0 | 277166.1862 | 0 | 0 | 0 | 0 | 0 | 0 | 0 | 0
2016-04-23 21:00 | 0 | 0 | 0 | 0 | 0 | 789758.6754 | 410530 | 0 | 0 | 0 | 0 | 323374.7297 | 0 | 0 | 0 | 0 | 0 | 0 | 0 | 4125492.8005 | 0 | 32773.0854 | 0 | 0 | 0 | 0 | 0 | 0 | 0 | 0 | 0 | 69289.4039 | 0 | 0 | 0 | 0 | 0 | 0 | 0 | 0 | 0 | 277166.1862 | 0 | 32773.0854 | 0 | 0 | 0 | 0 | 0 | 0
2016-04-23 22:00 | 0 | 0 | 0 | 0 | 0 | 748274.9804 | 410579 | 0 | 0 | 0 | 0 | 376150.7058 | 0 | 0 | 0 | 0 | 0 | 0 | 0 | 4402658.9867 | 0 | 40526.9035 | 0 | 0 | 0 | 0 | 0 | 0 | 0 | 0 | 0 | 52775.9761 | 0 | 0 | 0 | 0 | 0 | 0 | 0 | 0 | 0 | 277166.1862 | 0 | 7753.8181 | 0 | 0 | 0 | 0 | 0 | 0
2016-04-23 23:00 | 0 | 0 | 0 | 0 | 0 | 660744.7588 | 406408 | 0 | 0 | 0 | 0 | 361075.0965 | 0 | 0 | 0 | 0 | 0 | 0 | 0 | 4679825.1728 | 0 | 32773.0854 | 0 | 0 | 0 | 0 | 0 | 0 | 0 | 0 | 0 | -15075.6093 | 0 | 0 | 0 | 0 | 0 | 0 | 0 | 0 | 0 | 277166.1862 | 0 | -7753.8181 | 0 | 0 | 0 | 0 | 0 | 0
2016-04-24 | 0 | 0 | 0 | 0 | 0 | 501251.9012 | 406739 | 0 | 0 | 0 | 0 | 330210.0008 | 0 | 0 | 0 | 0 | 0 | 0 | 0 | 4837976.2551 | 0 | 0 | 0 | 0 | 0 | 0 | 0 | 0 | 0 | 0 | 0 | -30865.0957 | 0 | 0 | 0 | 0 | 0 | 0 | 0 | 0 | 0 | 158151.0823 | 0 | -32773.0854 | 0 | 0 | 0 | 0 | 0 | 0
2016-04-24 01:00 | 0 | 0 | 0 | 0 | 0 | 184707.2625 | 404663 | 0 | 0 | 0 | 0 | 247158.5431 | 0 | 0 | 0 | 0 | 0 | 0 | 0 | 4701071.9753 | 0 | 0 | 0 | 0 | 0 | 0 | 0 | 0 | 0 | 0 | 0 | -83051.4577 | 0 | 0 | 0 | 0 | 0 | 0 | 0 | 0 | 0 | -136904.2798 | 0 | 0 | 0 | 0 | 0 | 0 | 0 | 0
2016-04-24 02:00 | 0 | 0 | 0 | 0 | 30474.2096 | 783.1465 | 391475 | 0 | 0 | 0 | 0 | 164107.0854 | 0 | 0 | 0 | 0 | 0 | 0 | 0 | 4423905.7891 | 0 | 0 | 0 | 0 | 0 | 0 | 0 | 0 | 0 | 0 | 0 | -83051.4577 | 0 | 0 | 0 | 0 | 0 | 0 | 0 | 0 | 0 | -277166.1862 | 0 | 0 | 0 | 0 | 0 | 0 | 0 | 0
2016-04-24 03:00 | 0 | 0 | 0 | 0 | 13555.3561 | 0 | 373773 | 0 | 0 | 0 | 0 | 81055.6277 | 0 | 0 | 0 | 0 | 0 | 0 | 0 | 4146739.603 | 0 | 0 | 0 | 0 | 0 | 0 | 0 | 0 | 0 | 0 | 0 | -83051.4577 | 0 | 0 | 0 | 0 | 0 | 0 | 0 | 0 | 0 | -277166.1862 | 0 | 0 | 0 | 0 | 0 | 0 | 0 | 0
2016-04-24 04:00 | 0 | 0 | 0 | 0 | 160571.2715 | 0 | 354686 | 0 | 0 | 0 | 0 | 164107.0854 | 0 | 0 | 0 | 0 | 0 | 0 | 0 | 3869573.4168 | 0 | 0 | 0 | 0 | 0 | 0 | 0 | 0 | 0 | 0 | 0 | 83051.4577 | 0 | 0 | 0 | 0 | 0 | 0 | 0 | 0 | 0 | -277166.1862 | 0 | 0 | 0 | 0 | 0 | 0 | 0 | 0
2016-04-24 05:00 | 0 | 0 | 0 | 0 | 0 | 0 | 337640 | 0 | 0 | 0 | 0 | 81055.6277 | 0 | 0 | 0 | 0 | 0 | 0 | 0 | 3614984.8745 | 0 | 0 | 0 | 0 | 0 | 0 | 0 | 0 | 0 | 0 | 0 | -83051.4577 | 0 | 0 | 0 | 0 | 0 | 0 | 0 | 0 | 0 | -254588.5423 | 0 | 0 | 0 | 0 | 0 | 0 | 0 | 0
2016-04-24 06:00 | 0 | 0 | 0 | 0 | 0 | 0 | 324491 | 0 | 0 | 0 | 0 | 33730.8138 | 0 | 0 | 0 | 0 | 0 | 0 | 0 | 3337818.6884 | 0 | 0 | 0 | 0 | 0 | 0 | 0 | 0 | 0 | 0 | 0 | -47324.8138 | 0 | 0 | 0 | 0 | 0 | 0 | 0 | 0 | 0 | -277166.1862 | 0 | 0 | 0 | 0 | 0 | 0 | 0 | 0
2016-04-24 07:00 | 0 | 0 | 0 | 0 | 121383.2715 | 0 | 315498 | 0 | 0 | 0 | 0 | 116782.2715 | 0 | 0 | 0 | 0 | 0 | 0 | 0 | 3060652.5022 | 0 | 0 | 0 | 0 | 0 | 0 | 0 | 0 | 0 | 0 | 0 | 83051.4577 | 0 | 0 | 0 | 0 | 0 | 0 | 0 | 0 | 0 | -277166.1862 | 0 | 0 | 0 | 0 | 0 | 0 | 0 | 0
2016-04-24 08:00 | 0 | 0 | 0 | 0 | 0 | 0 | 310594 | 0 | 0 | 0 | 0 | 33730.8138 | 0 | 0 | 0 | 0 | 0 | 0 | 0 | 2833109.9599 | 0 | 0 | 0 | 0 | 0 | 0 | 0 | 0 | 0 | 0 | 0 | -83051.4577 | 0 | 0 | 0 | 0 | 0 | 0 | 0 | 0 | 0 | -227542.5423 | 0 | 0 | 0 | 0 | 0 | 0 | 0 | 0
2016-04-24 09:00 | 0 | 0 | 0 | 0 | 0 | 0 | 310897 | 0 | 0 | 0 | 0 | 0 | 0 | 0 | 0 | 0 | 0 | 0 | 0 | 2555943.7737 | 0 | 0 | 0 | 0 | 0 | 0 | 0 | 0 | 0 | 0 | 0 | -33730.8138 | 0 | 0 | 0 | 0 | 0 | 0 | 0 | 0 | 0 | -277166.1862 | 0 | 0 | 0 | 0 | 0 | 0 | 0 | 0
2016-04-24 10:00 | 0 | 0 | 0 | 0 | 118902.2715 | 0 | 313017 | 0 | 0 | 0 | 0 | 83051.4577 | 0 | 0 | 0 | 0 | 0 | 0 | 0 | 2278777.5876 | 0 | 0 | 0 | 0 | 0 | 0 | 0 | 0 | 0 | 0 | 0 | 83051.4577 | 0 | 0 | 0 | 0 | 0 | 0 | 0 | 0 | 0 | -277166.1862 | 0 | 0 | 0 | 0 | 0 | 0 | 0 | 0
2016-04-24 11:00 | 0 | 0 | 0 | 0 | 0 | 0 | 318226 | 0 | 0 | 0 | 0 | 0 | 0 | 0 | 0 | 0 | 0 | 0 | 0 | 2043603.0453 | 0 | 0 | 0 | 0 | 0 | 0 | 0 | 0 | 0 | 0 | 0 | -83051.4577 | 0 | 0 | 0 | 0 | 0 | 0 | 0 | 0 | 0 | -235174.5423 | 0 | 0 | 0 | 0 | 0 | 0 | 0 | 0
2016-04-24 12:00 | 0 | 0 | 0 | 0 | 40543.6378 | 11556.176 | 329266 | 0 | 0 | 0 | 0 | 0 | 0 | 0 | 0 | 0 | 0 | 0 | 0 | 1766436.8591 | 0 | 0 | 0 | 0 | 0 | 0 | 0 | 0 | 0 | 0 | 0 | 0 | 0 | 0 | 0 | 0 | 0 | 0 | 0 | 0 | 0 | -277166.1862 | 0 | 0 | 0 | 0 | 0 | 0 | 0 | 0
2016-04-24 13:00 | 0 | 0 | 0 | 0 | 308138.8201 | 313485.3661 | 344458 | 0 | 0 | 0 | 0 | 0 | 0 | 0 | 0 | 0 | 0 | 0 | 0 | 2043603.0453 | 0 | 0 | 0 | 0 | 0 | 0 | 0 | 0 | 0 | 0 | 0 | 0 | 0 | 0 | 0 | 0 | 0 | 0 | 0 | 0 | 0 | 277166.1862 | 0 | 0 | 0 | 0 | 0 | 0 | 0 | 0
2016-04-24 14:00 | 0 | 0 | 0 | 0 | 41061.0735 | 592892.1127 | 356787 | 0 | 0 | 0 | 0 | 0 | 0 | 0 | 0 | 0 | 0 | 0 | 0 | 2320769.2314 | 0 | 0 | 0 | 0 | 0 | 0 | 0 | 0 | 0 | 0 | 0 | 0 | 0 | 0 | 0 | 0 | 0 | 0 | 0 | 0 | 0 | 277166.1862 | 0 | 0 | 0 | 0 | 0 | 0 | 0 | 0
2016-04-24 15:00 | 0 | 0 | 0 | 0 | 0 | 643510.1862 | 366344 | 0 | 0 | 0 | 0 | 0 | 0 | 0 | 0 | 0 | 0 | 0 | 0 | 2597935.4176 | 0 | 0 | 0 | 0 | 0 | 0 | 0 | 0 | 0 | 0 | 0 | 0 | 0 | 0 | 0 | 0 | 0 | 0 | 0 | 0 | 0 | 277166.1862 | 0 | 0 | 0 | 0 | 0 | 0 | 0 | 0
2016-04-24 16:00 | 0 | 0 | 0 | 0 | 0 | 735425.6439 | 375208 | 0 | 0 | 0 | 0 | 83051.4577 | 0 | 0 | 0 | 0 | 0 | 0 | 0 | 2875101.6038 | 0 | 0 | 0 | 0 | 0 | 0 | 0 | 0 | 0 | 0 | 0 | 83051.4577 | 0 | 0 | 0 | 0 | 0 | 0 | 0 | 0 | 0 | 277166.1862 | 0 | 0 | 0 | 0 | 0 | 0 | 0 | 0
2016-04-24 17:00 | 0 | 0 | 0 | 0 | 0 | 596073.3919 | 382701 | 0 | 0 | 0 | 0 | 19257.6635 | 0 | 0 | 0 | 0 | 0 | 0 | 0 | 3152267.7899 | 0 | 0 | 0 | 0 | 0 | 0 | 0 | 0 | 0 | 0 | 0 | -63793.7942 | 0 | 0 | 0 | 0 | 0 | 0 | 0 | 0 | 0 | 277166.1862 | 0 | 0 | 0 | 0 | 0 | 0 | 0 | 0
2016-04-24 18:00 | 0 | 0 | 0 | 0 | 0 | 749544.6439 | 389327 | 0 | 0 | 0 | 0 | 102309.1212 | 0 | 0 | 0 | 0 | 0 | 0 | 0 | 3429433.9761 | 0 | 0 | 0 | 0 | 0 | 0 | 0 | 0 | 0 | 0 | 0 | 83051.4577 | 0 | 0 | 0 | 0 | 0 | 0 | 0 | 0 | 0 | 277166.1862 | 0 | 0 | 0 | 0 | 0 | 0 | 0 | 0
2016-04-24 19:00 | 0 | 0 | 0 | 0 | 0 | 755437.6439 | 395220 | 0 | 0 | 0 | 0 | 185360.5789 | 0 | 0 | 0 | 0 | 0 | 0 | 0 | 3706600.1623 | 0 | 0 | 0 | 0 | 0 | 0 | 0 | 0 | 0 | 0 | 0 | 83051.4577 | 0 | 0 | 0 | 0 | 0 | 0 | 0 | 0 | 0 | 277166.1862 | 0 | 0 | 0 | 0 | 0 | 0 | 0 | 0
2016-04-24 20:00 | 0 | 0 | 0 | 0 | 0 | 762940.6439 | 402723 | 0 | 0 | 0 | 0 | 268412.0366 | 0 | 0 | 0 | 0 | 0 | 0 | 0 | 3983766.3484 | 0 | 0 | 0 | 0 | 0 | 0 | 0 | 0 | 0 | 0 | 0 | 83051.4577 | 0 | 0 | 0 | 0 | 0 | 0 | 0 | 0 | 0 | 277166.1862 | 0 | 0 | 0 | 0 | 0 | 0 | 0 | 0
2016-04-24 21:00 | 0 | 0 | 0 | 0 | 0 | 789112.7985 | 410249 | 0 | 0 | 0 | 0 | 337336.5636 | 0 | 0 | 0 | 0 | 0 | 0 | 0 | 4260932.5346 | 0 | 32773.0854 | 0 | 0 | 0 | 0 | 0 | 0 | 0 | 0 | 0 | 68924.527 | 0 | 0 | 0 | 0 | 0 | 0 | 0 | 0 | 0 | 277166.1862 | 0 | 32773.0854 | 0 | 0 | 0 | 0 | 0 | 0
2016-04-24 22:00 | 0 | 0 | 0 | 0 | 0 | 737670.1465 | 413936 | 0 | 0 | 0 | 0 | 376150.7058 | 0 | 0 | 0 | 0 | 0 | 0 | 0 | 4538098.7207 | 0 | 40526.9035 | 0 | 0 | 0 | 0 | 0 | 0 | 0 | 0 | 0 | 38814.1423 | 0 | 0 | 0 | 0 | 0 | 0 | 0 | 0 | 0 | 277166.1862 | 0 | 7753.8181 | 0 | 0 | 0 | 0 | 0 | 0
2016-04-24 23:00 | 0 | 0 | 0 | 0 | 0 | 641269.4328 | 414161 | 0 | 0 | 0 | 0 | 333846.7705 | 0 | 0 | 0 | 0 | 0 | 0 | 0 | 4815264.9069 | 0 | 32773.0854 | 0 | 0 | 0 | 0 | 0 | 0 | 0 | 0 | 0 | -42303.9353 | 0 | 0 | 0 | 0 | 0 | 0 | 0 | 0 | 0 | 277166.1862 | 0 | -7753.8181 | 0 | 0 | 0 | 0 | 0 | 0
2016-04-25 | 0 | 0 | 0 | 0 | 0 | 455634.9485 | 419221 | 0 | 0 | 0 | 0 | 272457.5431 | 0 | 0 | 0 | 0 | 0 | 0 | 0 | 4945841.1682 | 0 | 0 | 0 | 0 | 0 | 0 | 0 | 0 | 0 | 0 | 0 | -61389.2275 | 0 | 0 | 0 | 0 | 0 | 0 | 0 | 0 | 0 | 130576.2613 | 0 | -32773.0854 | 0 | 0 | 0 | 0 | 0 | 0
2016-04-25 01:00 | 0 | 0 | 0 | 0 | 0 | 102096.6138 | 417903 | 0 | 0 | 0 | 0 | 189406.0854 | 0 | 0 | 0 | 0 | 0 | 0 | 0 | 4713086.2397 | 0 | 0 | 0 | 0 | 0 | 0 | 0 | 0 | 0 | 0 | 0 | -83051.4577 | 0 | 0 | 0 | 0 | 0 | 0 | 0 | 0 | 0 | -232754.9285 | 0 | 0 | 0 | 0 | 0 | 0 | 0 | 0
2016-04-25 02:00 | 0 | 0 | 0 | 0 | 41143.2348 | 725.1214 | 402086 | 0 | 0 | 0 | 0 | 106354.6277 | 0 | 0 | 0 | 0 | 0 | 0 | 0 | 4435920.0535 | 0 | 0 | 0 | 0 | 0 | 0 | 0 | 0 | 0 | 0 | 0 | -83051.4577 | 0 | 0 | 0 | 0 | 0 | 0 | 0 | 0 | 0 | -277166.1862 | 0 | 0 | 0 | 0 | 0 | 0 | 0 | 0
2016-04-25 03:00 | 0 | 0 | 0 | 0 | 185736.2715 | 0 | 379851 | 0 | 0 | 0 | 0 | 189406.0854 | 0 | 0 | 0 | 0 | 0 | 0 | 0 | 4158753.8673 | 0 | 0 | 0 | 0 | 0 | 0 | 0 | 0 | 0 | 0 | 0 | 83051.4577 | 0 | 0 | 0 | 0 | 0 | 0 | 0 | 0 | 0 | -277166.1862 | 0 | 0 | 0 | 0 | 0 | 0 | 0 | 0
2016-04-25 04:00 | 0 | 0 | 0 | 0 | 0 | 0 | 358291 | 0 | 0 | 0 | 0 | 106354.6277 | 0 | 0 | 0 | 0 | 0 | 0 | 0 | 3883514.325 | 0 | 0 | 0 | 0 | 0 | 0 | 0 | 0 | 0 | 0 | 0 | -83051.4577 | 0 | 0 | 0 | 0 | 0 | 0 | 0 | 0 | 0 | -275239.5423 | 0 | 0 | 0 | 0 | 0 | 0 | 0 | 0
2016-04-25 05:00 | 0 | 0 | 0 | 0 | 0 | 0 | 340422 | 0 | 0 | 0 | 0 | 43098.8138 | 0 | 0 | 0 | 0 | 0 | 0 | 0 | 3606348.1389 | 0 | 0 | 0 | 0 | 0 | 0 | 0 | 0 | 0 | 0 | 0 | -63255.8138 | 0 | 0 | 0 | 0 | 0 | 0 | 0 | 0 | 0 | -277166.1862 | 0 | 0 | 0 | 0 | 0 | 0 | 0 | 0
2016-04-25 06:00 | 0 | 0 | 0 | 0 | 133799.2715 | 0 | 327914 | 0 | 0 | 0 | 0 | 126150.2715 | 0 | 0 | 0 | 0 | 0 | 0 | 0 | 3329181.9527 | 0 | 0 | 0 | 0 | 0 | 0 | 0 | 0 | 0 | 0 | 0 | 83051.4577 | 0 | 0 | 0 | 0 | 0 | 0 | 0 | 0 | 0 | -277166.1862 | 0 | 0 | 0 | 0 | 0 | 0 | 0 | 0
2016-04-25 07:00 | 0 | 0 | 0 | 0 | 0 | 0 | 321046 | 0 | 0 | 0 | 0 | 43098.8138 | 0 | 0 | 0 | 0 | 0 | 0 | 0 | 3091187.4104 | 0 | 0 | 0 | 0 | 0 | 0 | 0 | 0 | 0 | 0 | 0 | -83051.4577 | 0 | 0 | 0 | 0 | 0 | 0 | 0 | 0 | 0 | -237994.5423 | 0 | 0 | 0 | 0 | 0 | 0 | 0 | 0
2016-04-25 08:00 | 0 | 0 | 0 | 0 | 0 | 0 | 320265 | 0 | 0 | 0 | 0 | 0 | 0 | 0 | 0 | 0 | 0 | 0 | 0 | 2814021.2243 | 0 | 0 | 0 | 0 | 0 | 0 | 0 | 0 | 0 | 0 | 0 | -43098.8138 | 0 | 0 | 0 | 0 | 0 | 0 | 0 | 0 | 0 | -277166.1862 | 0 | 0 | 0 | 0 | 0 | 0 | 0 | 0
2016-04-25 09:00 | 0 | 0 | 0 | 0 | 510398.0742 | 0 | 331202 | 0 | 0 | 0 | 0 | 83051.4577 | 0 | 0 | 0 | 0 | 0 | 0 | 0 | 2910165.8408 | 0 | 0 | 0 | 0 | 0 | 0 | 0 | 0 | 0 | 0 | 0 | 83051.4577 | 0 | 0 | 0 | 0 | 0 | 0 | 0 | 0 | 0 | 96144.6165 | 0 | 0 | 0 | 0 | 0 | 0 | 0 | 0
2016-04-25 10:00 | 0 | 0 | 0 | 0 | 0 | 0 | 355674 | 0 | 0 | 0 | 0 | 0 | 0 | 0 | 0 | 0 | 0 | 0 | 0 | 2637543.2985 | 0 | 0 | 0 | 0 | 0 | 0 | 0 | 0 | 0 | 0 | 0 | -83051.4577 | 0 | 0 | 0 | 0 | 0 | 0 | 0 | 0 | 0 | -272622.5423 | 0 | 0 | 0 | 0 | 0 | 0 | 0 | 0
2016-04-25 11:00 | 0 | 0 | 0 | 0 | 103249.8138 | 0 | 380416 | 0 | 0 | 0 | 0 | 0 | 0 | 0 | 0 | 0 | 0 | 0 | 0 | 2360377.1123 | 0 | 0 | 0 | 0 | 0 | 0 | 0 | 0 | 0 | 0 | 0 | 0 | 0 | 0 | 0 | 0 | 0 | 0 | 0 | 0 | 0 | -277166.1862 | 0 | 0 | 0 | 0 | 0 | 0 | 0 | 0
2016-04-25 12:00 | 0 | 0 | 0 | 0 | 100922.563 | 18521.2508 | 396610 | 0 | 0 | 0 | 0 | 0 | 0 | 0 | 0 | 0 | 0 | 0 | 0 | 2083210.9262 | 0 | 0 | 0 | 0 | 0 | 0 | 0 | 0 | 0 | 0 | 0 | 0 | 0 | 0 | 0 | 0 | 0 | 0 | 0 | 0 | 0 | -277166.1862 | 0 | 0 | 0 | 0 | 0 | 0 | 0 | 0
2016-04-25 13:00 | 0 | 0 | 0 | 0 | 279915.6995 | 311107.1865 | 410489 | 0 | 0 | 0 | 0 | 0 | 0 | 0 | 0 | 0 | 0 | 0 | 0 | 2263744.8122 | 0 | 0 | 0 | 0 | 0 | 0 | 0 | 0 | 0 | 0 | 0 | 0 | 0 | 0 | 0 | 0 | 0 | 0 | 0 | 0 | 0 | 180533.886 | 0 | 0 | 0 | 0 | 0 | 0 | 0 | 0
2016-04-25 14:00 | 0 | 0 | 0 | 0 | 106446.9249 | 594436.2613 | 423717 | 0 | 0 | 0 | 0 | 0 | 0 | 0 | 0 | 0 | 0 | 0 | 0 | 2540910.9983 | 0 | 0 | 0 | 0 | 0 | 0 | 0 | 0 | 0 | 0 | 0 | 0 | 0 | 0 | 0 | 0 | 0 | 0 | 0 | 0 | 0 | 277166.1862 | 0 | 0 | 0 | 0 | 0 | 0 | 0 | 0
2016-04-25 15:00 | 0 | 0 | 0 | 0 | 0 | 711721.1862 | 434555 | 0 | 0 | 0 | 0 | 0 | 0 | 0 | 0 | 0 | 0 | 0 | 0 | 2818077.1845 | 0 | 0 | 0 | 0 | 0 | 0 | 0 | 0 | 0 | 0 | 0 | 0 | 0 | 0 | 0 | 0 | 0 | 0 | 0 | 0 | 0 | 277166.1862 | 0 | 0 | 0 | 0 | 0 | 0 | 0 | 0
2016-04-25 16:00 | 0 | 0 | 0 | 0 | 0 | 818050.2335 | 443887 | 0 | 0 | 0 | 0 | 83051.4577 | 0 | 0 | 0 | 0 | 0 | 0 | 0 | 3095243.3707 | 0 | 13945.5896 | 0 | 0 | 0 | 0 | 0 | 0 | 0 | 0 | 0 | 83051.4577 | 0 | 0 | 0 | 0 | 0 | 0 | 0 | 0 | 0 | 277166.1862 | 0 | 13945.5896 | 0 | 0 | 0 | 0 | 0 | 0
2016-04-25 17:00 | 0 | 0 | 0 | 0 | 0 | 820286.5619 | 453038 | 0 | 0 | 0 | 0 | 166102.9154 | 0 | 0 | 0 | 0 | 0 | 0 | 0 | 3372409.5568 | 0 | 20976.5077 | 0 | 0 | 0 | 0 | 0 | 0 | 0 | 0 | 0 | 83051.4577 | 0 | 0 | 0 | 0 | 0 | 0 | 0 | 0 | 0 | 277166.1862 | 0 | 7030.9181 | 0 | 0 | 0 | 0 | 0 | 0
2016-04-25 18:00 | 0 | 0 | 0 | 0 | 0 | 822641.8545 | 460667 | 0 | 0 | 0 | 0 | 249154.3731 | 0 | 0 | 0 | 0 | 0 | 0 | 0 | 3649575.743 | 0 | 22733.7183 | 0 | 0 | 0 | 0 | 0 | 0 | 0 | 0 | 0 | 83051.4577 | 0 | 0 | 0 | 0 | 0 | 0 | 0 | 0 | 0 | 277166.1862 | 0 | 1757.2106 | 0 | 0 | 0 | 0 | 0 | 0
2016-04-25 19:00 | 0 | 0 | 0 | 0 | 0 | 809964.2391 | 466214 | 0 | 0 | 0 | 0 | 297945.2409 | 0 | 0 | 0 | 0 | 0 | 0 | 0 | 3926741.9292 | 0 | 40526.9035 | 0 | 0 | 0 | 0 | 0 | 0 | 0 | 0 | 0 | 48790.8678 | 0 | 0 | 0 | 0 | 0 | 0 | 0 | 0 | 0 | 277166.1862 | 0 | 17793.1852 | 0 | 0 | 0 | 0 | 0 | 0
2016-04-25 20:00 | 0 | 0 | 0 | 0 | 0 | 799616.2236 | 470456 | 0 | 0 | 0 | 0 | 349939.2783 | 0 | 0 | 0 | 0 | 0 | 0 | 0 | 4203908.1153 | 0 | 40526.9035 | 0 | 0 | 0 | 0 | 0 | 0 | 0 | 0 | 0 | 51994.0374 | 0 | 0 | 0 | 0 | 0 | 0 | 0 | 0 | 0 | 277166.1862 | 0 | 0 | 0 | 0 | 0 | 0 | 0 | 0
2016-04-25 21:00 | 0 | 0 | 0 | 0 | 0 | 776118.6137 | 472741 | 0 | 0 | 0 | 0 | 376150.7058 | 0 | 0 | 0 | 0 | 0 | 0 | 0 | 4481074.3015 | 0 | 40526.9035 | 0 | 0 | 0 | 0 | 0 | 0 | 0 | 0 | 0 | 26211.4275 | 0 | 0 | 0 | 0 | 0 | 0 | 0 | 0 | 0 | 277166.1862 | 0 | 0 | 0 | 0 | 0 | 0 | 0 | 0
2016-04-25 22:00 | 0 | 0 | 0 | 0 | 0 | 711702.8177 | 470154 | 0 | 0 | 0 | 0 | 348287.1555 | 0 | 0 | 0 | 0 | 0 | 0 | 0 | 4758240.4877 | 0 | 32773.0854 | 0 | 0 | 0 | 0 | 0 | 0 | 0 | 0 | 0 | -27863.5503 | 0 | 0 | 0 | 0 | 0 | 0 | 0 | 0 | 0 | 277166.1862 | 0 | -7753.8181 | 0 | 0 | 0 | 0 | 0 | 0
2016-04-25 23:00 | 0 | 0 | 0 | 0 | 0 | 606765.3983 | 464938 | 0 | 0 | 0 | 0 | 265235.6978 | 0 | 0 | 0 | 0 | 0 | 0 | 0 | 5015892.429 | 0 | 0 | 0 | 0 | 0 | 0 | 0 | 0 | 0 | 0 | 0 | -83051.4577 | 0 | 0 | 0 | 0 | 0 | 0 | 0 | 0 | 0 | 257651.9414 | 0 | -32773.0854 | 0 | 0 | 0 | 0 | 0 | 0
2016-04-26 | 0 | 0 | 0 | 0 | 0 | 434450.4899 | 465175 | 0 | 0 | 0 | 0 | 182184.2401 | 0 | 0 | 0 | 0 | 0 | 0 | 0 | 5068219.3767 | 0 | 0 | 0 | 0 | 0 | 0 | 0 | 0 | 0 | 0 | 0 | -83051.4577 | 0 | 0 | 0 | 0 | 0 | 0 | 0 | 0 | 0 | 52326.9476 | 0 | 0 | 0 | 0 | 0 | 0 | 0 | 0
2016-04-26 01:00 | 0 | 0 | 0 | 0 | 0 | 131171.9756 | 459454 | 0 | 0 | 0 | 0 | 99132.7824 | 0 | 0 | 0 | 0 | 0 | 0 | 0 | 4822988.81 | 0 | 0 | 0 | 0 | 0 | 0 | 0 | 0 | 0 | 0 | 0 | -83051.4577 | 0 | 0 | 0 | 0 | 0 | 0 | 0 | 0 | 0 | -245230.5667 | 0 | 0 | 0 | 0 | 0 | 0 | 0 | 0
2016-04-26 02:00 | 0 | 0 | 0 | 0 | 75727.9932 | 1331.3629 | 437277 | 0 | 0 | 0 | 0 | 16081.3247 | 0 | 0 | 0 | 0 | 0 | 0 | 0 | 4545822.6238 | 0 | 0 | 0 | 0 | 0 | 0 | 0 | 0 | 0 | 0 | 0 | -83051.4577 | 0 | 0 | 0 | 0 | 0 | 0 | 0 | 0 | 0 | -277166.1862 | 0 | 0 | 0 | 0 | 0 | 0 | 0 | 0
2016-04-26 03:00 | 0 | 0 | 0 | 0 | 215879.2715 | 0 | 409994 | 0 | 0 | 0 | 0 | 99132.7824 | 0 | 0 | 0 | 0 | 0 | 0 | 0 | 4268656.4377 | 0 | 0 | 0 | 0 | 0 | 0 | 0 | 0 | 0 | 0 | 0 | 83051.4577 | 0 | 0 | 0 | 0 | 0 | 0 | 0 | 0 | 0 | -277166.1862 | 0 | 0 | 0 | 0 | 0 | 0 | 0 | 0
2016-04-26 04:00 | 0 | 0 | 0 | 0 | 23831.3561 | 0 | 384049 | 0 | 0 | 0 | 0 | 16081.3247 | 0 | 0 | 0 | 0 | 0 | 0 | 0 | 3991490.2515 | 0 | 0 | 0 | 0 | 0 | 0 | 0 | 0 | 0 | 0 | 0 | -83051.4577 | 0 | 0 | 0 | 0 | 0 | 0 | 0 | 0 | 0 | -277166.1862 | 0 | 0 | 0 | 0 | 0 | 0 | 0 | 0
2016-04-26 05:00 | 0 | 0 | 0 | 0 | 153636.9469 | 0 | 363833 | 0 | 0 | 0 | 0 | 83051.4577 | 0 | 0 | 0 | 0 | 0 | 0 | 0 | 3714324.0653 | 0 | 0 | 0 | 0 | 0 | 0 | 0 | 0 | 0 | 0 | 0 | 66970.133 | 0 | 0 | 0 | 0 | 0 | 0 | 0 | 0 | 0 | -277166.1862 | 0 | 0 | 0 | 0 | 0 | 0 | 0 | 0
2016-04-26 06:00 | 0 | 0 | 0 | 0 | 153508.2715 | 0 | 347623 | 0 | 0 | 0 | 0 | 166102.9154 | 0 | 0 | 0 | 0 | 0 | 0 | 0 | 3437157.8792 | 0 | 0 | 0 | 0 | 0 | 0 | 0 | 0 | 0 | 0 | 0 | 83051.4577 | 0 | 0 | 0 | 0 | 0 | 0 | 0 | 0 | 0 | -277166.1862 | 0 | 0 | 0 | 0 | 0 | 0 | 0 | 0
2016-04-26 07:00 | 0 | 0 | 0 | 0 | 0 | 0 | 337973 | 0 | 0 | 0 | 0 | 83051.4577 | 0 | 0 | 0 | 0 | 0 | 0 | 0 | 3182236.3369 | 0 | 0 | 0 | 0 | 0 | 0 | 0 | 0 | 0 | 0 | 0 | -83051.4577 | 0 | 0 | 0 | 0 | 0 | 0 | 0 | 0 | 0 | -254921.5423 | 0 | 0 | 0 | 0 | 0 | 0 | 0 | 0
2016-04-26 08:00 | 0 | 0 | 0 | 0 | 499667.9794 | 0 | 335367 | 0 | 0 | 0 | 0 | 166102.9154 | 0 | 0 | 0 | 0 | 0 | 0 | 0 | 3230712.7733 | 0 | 32773.0854 | 0 | 0 | 0 | 0 | 0 | 0 | 0 | 0 | 0 | 83051.4577 | 0 | 0 | 0 | 0 | 0 | 0 | 0 | 0 | 0 | 48476.4364 | 0 | 32773.0854 | 0 | 0 | 0 | 0 | 0 | 0
2016-04-26 09:00 | 0 | 0 | 0 | 0 | 0 | 0 | 344432 | 0 | 0 | 0 | 0 | 83051.4577 | 0 | 0 | 0 | 0 | 0 | 0 | 0 | 3002105.3163 | 0 | 0 | 0 | 0 | 0 | 0 | 0 | 0 | 0 | 0 | 0 | -83051.4577 | 0 | 0 | 0 | 0 | 0 | 0 | 0 | 0 | 0 | -228607.4569 | 0 | -32773.0854 | 0 | 0 | 0 | 0 | 0 | 0
2016-04-26 10:00 | 0 | 0 | 0 | 0 | 7669.3561 | 0 | 367887 | 0 | 0 | 0 | 0 | 0 | 0 | 0 | 0 | 0 | 0 | 0 | 0 | 2724939.1302 | 0 | 0 | 0 | 0 | 0 | 0 | 0 | 0 | 0 | 0 | 0 | -83051.4577 | 0 | 0 | 0 | 0 | 0 | 0 | 0 | 0 | 0 | -277166.1862 | 0 | 0 | 0 | 0 | 0 | 0 | 0 | 0
2016-04-26 11:00 | 0 | 0 | 0 | 0 | 197065.2715 | 0 | 391180 | 0 | 0 | 0 | 0 | 83051.4577 | 0 | 0 | 0 | 0 | 0 | 0 | 0 | 2447772.944 | 0 | 0 | 0 | 0 | 0 | 0 | 0 | 0 | 0 | 0 | 0 | 83051.4577 | 0 | 0 | 0 | 0 | 0 | 0 | 0 | 0 | 0 | -277166.1862 | 0 | 0 | 0 | 0 | 0 | 0 | 0 | 0
2016-04-26 12:00 | 0 | 0 | 0 | 0 | 31973.6926 | 14986.6635 | 407178 | 0 | 0 | 0 | 0 | 0 | 0 | 0 | 0 | 0 | 0 | 0 | 0 | 2170606.7578 | 0 | 0 | 0 | 0 | 0 | 0 | 0 | 0 | 0 | 0 | 0 | -83051.4577 | 0 | 0 | 0 | 0 | 0 | 0 | 0 | 0 | 0 | -277166.1862 | 0 | 0 | 0 | 0 | 0 | 0 | 0 | 0
2016-04-26 13:00 | 0 | 0 | 0 | 0 | 0 | 280559.763 | 422235 | 0 | 0 | 0 | 0 | 0 | 0 | 0 | 0 | 0 | 0 | 0 | 0 | 2028931.5208 | 0 | 0 | 0 | 0 | 0 | 0 | 0 | 0 | 0 | 0 | 0 | 0 | 0 | 0 | 0 | 0 | 0 | 0 | 0 | 0 | 0 | -141675.237 | 0 | 0 | 0 | 0 | 0 | 0 | 0 | 0
2016-04-26 14:00 | 0 | 0 | 0 | 0 | 119731.335 | 593768.8511 | 436334 | 0 | 0 | 0 | 0 | 0 | 0 | 0 | 0 | 0 | 0 | 0 | 0 | 2306097.707 | 0 | 0 | 0 | 0 | 0 | 0 | 0 | 0 | 0 | 0 | 0 | 0 | 0 | 0 | 0 | 0 | 0 | 0 | 0 | 0 | 0 | 277166.1862 | 0 | 0 | 0 | 0 | 0 | 0 | 0 | 0
2016-04-26 15:00 | 0 | 0 | 0 | 0 | 0 | 738079.6728 | 446619 | 0 | 0 | 0 | 0 | 14294.4867 | 0 | 0 | 0 | 0 | 0 | 0 | 0 | 2583263.8932 | 0 | 0 | 0 | 0 | 0 | 0 | 0 | 0 | 0 | 0 | 0 | 14294.4867 | 0 | 0 | 0 | 0 | 0 | 0 | 0 | 0 | 0 | 277166.1862 | 0 | 0 | 0 | 0 | 0 | 0 | 0 | 0
2016-04-26 16:00 | 0 | 0 | 0 | 0 | 0 | 815448.6439 | 455231 | 0 | 0 | 0 | 0 | 97345.9444 | 0 | 0 | 0 | 0 | 0 | 0 | 0 | 2860430.0793 | 0 | 0 | 0 | 0 | 0 | 0 | 0 | 0 | 0 | 0 | 0 | 83051.4577 | 0 | 0 | 0 | 0 | 0 | 0 | 0 | 0 | 0 | 277166.1862 | 0 | 0 | 0 | 0 | 0 | 0 | 0 | 0
2016-04-26 17:00 | 0 | 0 | 0 | 0 | 0 | 823770.6439 | 463553 | 0 | 0 | 0 | 0 | 180397.4021 | 0 | 0 | 0 | 0 | 0 | 0 | 0 | 3137596.2655 | 0 | 0 | 0 | 0 | 0 | 0 | 0 | 0 | 0 | 0 | 0 | 83051.4577 | 0 | 0 | 0 | 0 | 0 | 0 | 0 | 0 | 0 | 277166.1862 | 0 | 0 | 0 | 0 | 0 | 0 | 0 | 0
2016-04-26 18:00 | 0 | 0 | 0 | 0 | 0 | 838852.8003 | 469707 | 0 | 0 | 0 | 0 | 239603.9308 | 0 | 0 | 0 | 0 | 0 | 0 | 0 | 3414762.4516 | 0 | 32773.0854 | 0 | 0 | 0 | 0 | 0 | 0 | 0 | 0 | 0 | 59206.5288 | 0 | 0 | 0 | 0 | 0 | 0 | 0 | 0 | 0 | 277166.1862 | 0 | 32773.0854 | 0 | 0 | 0 | 0 | 0 | 0
2016-04-26 19:00 | 0 | 0 | 0 | 0 | 0 | 821505.5186 | 475374 | 0 | 0 | 0 | 0 | 300815.4451 | 0 | 0 | 0 | 0 | 0 | 0 | 0 | 3691928.6378 | 0 | 40526.9035 | 0 | 0 | 0 | 0 | 0 | 0 | 0 | 0 | 0 | 61211.5143 | 0 | 0 | 0 | 0 | 0 | 0 | 0 | 0 | 0 | 277166.1862 | 0 | 7753.8181 | 0 | 0 | 0 | 0 | 0 | 0
2016-04-26 20:00 | 0 | 0 | 0 | 0 | 0 | 809016.7292 | 480460 | 0 | 0 | 0 | 0 | 352205.9882 | 0 | 0 | 0 | 0 | 0 | 0 | 0 | 3969094.824 | 0 | 40526.9035 | 0 | 0 | 0 | 0 | 0 | 0 | 0 | 0 | 0 | 51390.5431 | 0 | 0 | 0 | 0 | 0 | 0 | 0 | 0 | 0 | 277166.1862 | 0 | 0 | 0 | 0 | 0 | 0 | 0 | 0
2016-04-26 21:00 | 0 | 0 | 0 | 0 | 0 | 782715.9038 | 481605 | 0 | 0 | 0 | 0 | 376150.7058 | 0 | 0 | 0 | 0 | 0 | 0 | 0 | 4246261.0101 | 0 | 40526.9035 | 0 | 0 | 0 | 0 | 0 | 0 | 0 | 0 | 0 | 23944.7176 | 0 | 0 | 0 | 0 | 0 | 0 | 0 | 0 | 0 | 277166.1862 | 0 | 0 | 0 | 0 | 0 | 0 | 0 | 0
2016-04-26 22:00 | 0 | 0 | 0 | 0 | 0 | 727358.5105 | 476490 | 0 | 0 | 0 | 0 | 357606.8482 | 0 | 0 | 0 | 0 | 0 | 0 | 0 | 4523427.1963 | 0 | 32773.0854 | 0 | 0 | 0 | 0 | 0 | 0 | 0 | 0 | 0 | -18543.8576 | 0 | 0 | 0 | 0 | 0 | 0 | 0 | 0 | 0 | 277166.1862 | 0 | -7753.8181 | 0 | 0 | 0 | 0 | 0 | 0
2016-04-26 23:00 | 0 | 0 | 0 | 0 | 0 | 619006.0503 | 470285 | 0 | 0 | 0 | 0 | 274555.3905 | 0 | 0 | 0 | 0 | 0 | 0 | 0 | 4787972.7897 | 0 | 0 | 0 | 0 | 0 | 0 | 0 | 0 | 0 | 0 | 0 | -83051.4577 | 0 | 0 | 0 | 0 | 0 | 0 | 0 | 0 | 0 | 264545.5934 | 0 | -32773.0854 | 0 | 0 | 0 | 0 | 0 | 0
2016-04-27 | 0 | 0 | 0 | 0 | 0 | 449847.8094 | 469467 | 0 | 0 | 0 | 0 | 191503.9328 | 0 | 0 | 0 | 0 | 0 | 0 | 0 | 4851405.0568 | 0 | 0 | 0 | 0 | 0 | 0 | 0 | 0 | 0 | 0 | 0 | -83051.4577 | 0 | 0 | 0 | 0 | 0 | 0 | 0 | 0 | 0 | 63432.2671 | 0 | 0 | 0 | 0 | 0 | 0 | 0 | 0
2016-04-27 01:00 | 0 | 0 | 0 | 0 | 0 | 148895.4321 | 461997 | 0 | 0 | 0 | 0 | 108452.4751 | 0 | 0 | 0 | 0 | 0 | 0 | 0 | 4621354.9466 | 0 | 0 | 0 | 0 | 0 | 0 | 0 | 0 | 0 | 0 | 0 | -83051.4577 | 0 | 0 | 0 | 0 | 0 | 0 | 0 | 0 | 0 | -230050.1102 | 0 | 0 | 0 | 0 | 0 | 0 | 0 | 0
2016-04-27 02:00 | 0 | 0 | 0 | 0 | 77492.5205 | 1356.8356 | 439067 | 0 | 0 | 0 | 0 | 25401.0174 | 0 | 0 | 0 | 0 | 0 | 0 | 0 | 4344188.7605 | 0 | 0 | 0 | 0 | 0 | 0 | 0 | 0 | 0 | 0 | 0 | -83051.4577 | 0 | 0 | 0 | 0 | 0 | 0 | 0 | 0 | 0 | -277166.1862 | 0 | 0 | 0 | 0 | 0 | 0 | 0 | 0
2016-04-27 03:00 | 0 | 0 | 0 | 0 | 216727.2715 | 0 | 410842 | 0 | 0 | 0 | 0 | 108452.4751 | 0 | 0 | 0 | 0 | 0 | 0 | 0 | 4067022.5743 | 0 | 0 | 0 | 0 | 0 | 0 | 0 | 0 | 0 | 0 | 0 | 83051.4577 | 0 | 0 | 0 | 0 | 0 | 0 | 0 | 0 | 0 | -277166.1862 | 0 | 0 | 0 | 0 | 0 | 0 | 0 | 0
2016-04-27 04:00 | 0 | 0 | 0 | 0 | 25758.3561 | 0 | 385976 | 0 | 0 | 0 | 0 | 25401.0174 | 0 | 0 | 0 | 0 | 0 | 0 | 0 | 3789856.3881 | 0 | 0 | 0 | 0 | 0 | 0 | 0 | 0 | 0 | 0 | 0 | -83051.4577 | 0 | 0 | 0 | 0 | 0 | 0 | 0 | 0 | 0 | -277166.1862 | 0 | 0 | 0 | 0 | 0 | 0 | 0 | 0
2016-04-27 05:00 | 0 | 0 | 0 | 0 | 146297.2541 | 0 | 365813 | 0 | 0 | 0 | 0 | 83051.4577 | 0 | 0 | 0 | 0 | 0 | 0 | 0 | 3512690.202 | 0 | 0 | 0 | 0 | 0 | 0 | 0 | 0 | 0 | 0 | 0 | 57650.4403 | 0 | 0 | 0 | 0 | 0 | 0 | 0 | 0 | 0 | -277166.1862 | 0 | 0 | 0 | 0 | 0 | 0 | 0 | 0
2016-04-27 06:00 | 0 | 0 | 0 | 0 | 156504.2715 | 0 | 350619 | 0 | 0 | 0 | 0 | 166102.9154 | 0 | 0 | 0 | 0 | 0 | 0 | 0 | 3235524.0158 | 0 | 0 | 0 | 0 | 0 | 0 | 0 | 0 | 0 | 0 | 0 | 83051.4577 | 0 | 0 | 0 | 0 | 0 | 0 | 0 | 0 | 0 | -277166.1862 | 0 | 0 | 0 | 0 | 0 | 0 | 0 | 0
2016-04-27 07:00 | 0 | 0 | 0 | 0 | 0 | 0 | 340552 | 0 | 0 | 0 | 0 | 83051.4577 | 0 | 0 | 0 | 0 | 0 | 0 | 0 | 2978023.4735 | 0 | 0 | 0 | 0 | 0 | 0 | 0 | 0 | 0 | 0 | 0 | -83051.4577 | 0 | 0 | 0 | 0 | 0 | 0 | 0 | 0 | 0 | -257500.5423 | 0 | 0 | 0 | 0 | 0 | 0 | 0 | 0
2016-04-27 08:00 | 0 | 0 | 0 | 0 | 520384.0782 | 0 | 338420 | 0 | 0 | 0 | 0 | 166102.9154 | 0 | 0 | 0 | 0 | 0 | 0 | 0 | 3076936.094 | 0 | 0 | 0 | 0 | 0 | 0 | 0 | 0 | 0 | 0 | 0 | 83051.4577 | 0 | 0 | 0 | 0 | 0 | 0 | 0 | 0 | 0 | 98912.6205 | 0 | 0 | 0 | 0 | 0 | 0 | 0 | 0
2016-04-27 09:00 | 0 | 0 | 0 | 0 | 0 | 0 | 346567 | 0 | 0 | 0 | 0 | 83051.4577 | 0 | 0 | 0 | 0 | 0 | 0 | 0 | 2813420.5518 | 0 | 0 | 0 | 0 | 0 | 0 | 0 | 0 | 0 | 0 | 0 | -83051.4577 | 0 | 0 | 0 | 0 | 0 | 0 | 0 | 0 | 0 | -263515.5423 | 0 | 0 | 0 | 0 | 0 | 0 | 0 | 0
2016-04-27 10:00 | 0 | 0 | 0 | 0 | 6696.3561 | 0 | 366914 | 0 | 0 | 0 | 0 | 0 | 0 | 0 | 0 | 0 | 0 | 0 | 0 | 2536254.3656 | 0 | 0 | 0 | 0 | 0 | 0 | 0 | 0 | 0 | 0 | 0 | -83051.4577 | 0 | 0 | 0 | 0 | 0 | 0 | 0 | 0 | 0 | -277166.1862 | 0 | 0 | 0 | 0 | 0 | 0 | 0 | 0
2016-04-27 11:00 | 0 | 0 | 0 | 0 | 195145.2715 | 0 | 389260 | 0 | 0 | 0 | 0 | 83051.4577 | 0 | 0 | 0 | 0 | 0 | 0 | 0 | 2259088.1794 | 0 | 0 | 0 | 0 | 0 | 0 | 0 | 0 | 0 | 0 | 0 | 83051.4577 | 0 | 0 | 0 | 0 | 0 | 0 | 0 | 0 | 0 | -277166.1862 | 0 | 0 | 0 | 0 | 0 | 0 | 0 | 0
2016-04-27 12:00 | 0 | 0 | 0 | 0 | 19378.5511 | 24455.805 | 404052 | 0 | 0 | 0 | 0 | 0 | 0 | 0 | 0 | 0 | 0 | 0 | 0 | 1981921.9933 | 0 | 0 | 0 | 0 | 0 | 0 | 0 | 0 | 0 | 0 | 0 | -83051.4577 | 0 | 0 | 0 | 0 | 0 | 0 | 0 | 0 | 0 | -277166.1862 | 0 | 0 | 0 | 0 | 0 | 0 | 0 | 0
2016-04-27 13:00 | 0 | 0 | 0 | 0 | 0 | 332237.259 | 416117 | 0 | 0 | 0 | 0 | 0 | 0 | 0 | 0 | 0 | 0 | 0 | 0 | 1898042.2522 | 0 | 0 | 0 | 0 | 0 | 0 | 0 | 0 | 0 | 0 | 0 | 0 | 0 | 0 | 0 | 0 | 0 | 0 | 0 | 0 | 0 | -83879.741 | 0 | 0 | 0 | 0 | 0 | 0 | 0 | 0
2016-04-27 14:00 | 0 | 0 | 0 | 0 | 138754.6144 | 566362.5717 | 427951 | 0 | 0 | 0 | 0 | 0 | 0 | 0 | 0 | 0 | 0 | 0 | 0 | 2175208.4384 | 0 | 0 | 0 | 0 | 0 | 0 | 0 | 0 | 0 | 0 | 0 | 0 | 0 | 0 | 0 | 0 | 0 | 0 | 0 | 0 | 0 | 277166.1862 | 0 | 0 | 0 | 0 | 0 | 0 | 0 | 0
2016-04-27 15:00 | 0 | 0 | 0 | 0 | 7612.3719 | 706854.8142 | 437301 | 0 | 0 | 0 | 0 | 0 | 0 | 0 | 0 | 0 | 0 | 0 | 0 | 2452374.6245 | 0 | 0 | 0 | 0 | 0 | 0 | 0 | 0 | 0 | 0 | 0 | 0 | 0 | 0 | 0 | 0 | 0 | 0 | 0 | 0 | 0 | 277166.1862 | 0 | 0 | 0 | 0 | 0 | 0 | 0 | 0
2016-04-27 16:00 | 0 | 0 | 0 | 0 | 27895.0119 | 777327.6319 | 445005 | 0 | 0 | 0 | 0 | 83051.4577 | 0 | 0 | 0 | 0 | 0 | 0 | 0 | 2729540.8107 | 0 | 0 | 0 | 0 | 0 | 0 | 0 | 0 | 0 | 0 | 0 | 83051.4577 | 0 | 0 | 0 | 0 | 0 | 0 | 0 | 0 | 0 | 277166.1862 | 0 | 0 | 0 | 0 | 0 | 0 | 0 | 0
2016-04-27 17:00 | 0 | 0 | 0 | 0 | 0 | 794488.9866 | 451967 | 0 | 0 | 0 | 0 | 148407.2581 | 0 | 0 | 0 | 0 | 0 | 0 | 0 | 3006706.9969 | 0 | 0 | 0 | 0 | 0 | 0 | 0 | 0 | 0 | 0 | 0 | 65355.8004 | 0 | 0 | 0 | 0 | 0 | 0 | 0 | 0 | 0 | 277166.1862 | 0 | 0 | 0 | 0 | 0 | 0 | 0 | 0
2016-04-27 18:00 | 0 | 0 | 0 | 0 | 0 | 792792.7442 | 457457 | 0 | 0 | 0 | 0 | 206576.8161 | 0 | 0 | 0 | 0 | 0 | 0 | 0 | 3283873.183 | 0 | 0 | 0 | 0 | 0 | 0 | 0 | 0 | 0 | 0 | 0 | 58169.558 | 0 | 0 | 0 | 0 | 0 | 0 | 0 | 0 | 0 | 277166.1862 | 0 | 0 | 0 | 0 | 0 | 0 | 0 | 0
2016-04-27 19:00 | 0 | 0 | 0 | 0 | 0 | 782680.5259 | 461254 | 0 | 0 | 0 | 0 | 289628.2738 | 0 | 0 | 0 | 0 | 0 | 0 | 0 | 3522248.2513 | 0 | 0 | 0 | 0 | 0 | 0 | 0 | 0 | 0 | 0 | 0 | 83051.4577 | 0 | 0 | 0 | 0 | 0 | 0 | 0 | 0 | 0 | 238375.0682 | 0 | 0 | 0 | 0 | 0 | 0 | 0 | 0
2016-04-27 20:00 | 0 | 0 | 0 | 0 | 0 | 765792.8527 | 464324 | 0 | 0 | 0 | 0 | 313930.9404 | 0 | 0 | 0 | 0 | 0 | 0 | 0 | 3799414.4374 | 0 | 0 | 0 | 0 | 0 | 0 | 0 | 0 | 0 | 0 | 0 | 24302.6666 | 0 | 0 | 0 | 0 | 0 | 0 | 0 | 0 | 0 | 277166.1862 | 0 | 0 | 0 | 0 | 0 | 0 | 0 | 0
2016-04-27 21:00 | 0 | 0 | 0 | 0 | 0 | 729442.855 | 465915 | 0 | 0 | 0 | 0 | 376150.7058 | 0 | 0 | 0 | 0 | 0 | 0 | 0 | 4000722.527 | 0 | 0 | 0 | 0 | 0 | 0 | 0 | 0 | 0 | 0 | 0 | 62219.7655 | 0 | 0 | 0 | 0 | 0 | 0 | 0 | 0 | 0 | 201308.0895 | 0 | 0 | 0 | 0 | 0 | 0 | 0 | 0
2016-04-27 22:00 | 0 | 0 | 0 | 0 | 0 | 657945.4552 | 464293 | 0 | 0 | 0 | 0 | 293099.2481 | 0 | 0 | 0 | 0 | 0 | 0 | 0 | 4277426.4399 | 0 | 0 | 0 | 0 | 0 | 0 | 0 | 0 | 0 | 0 | 0 | -83051.4577 | 0 | 0 | 0 | 0 | 0 | 0 | 0 | 0 | 0 | 276703.913 | 0 | 0 | 0 | 0 | 0 | 0 | 0 | 0
2016-04-27 23:00 | 0 | 0 | 0 | 0 | 0 | 546858.2915 | 459867 | 0 | 0 | 0 | 0 | 210047.7904 | 0 | 0 | 0 | 0 | 0 | 0 | 0 | 4447469.1891 | 0 | 0 | 0 | 0 | 0 | 0 | 0 | 0 | 0 | 0 | 0 | -83051.4577 | 0 | 0 | 0 | 0 | 0 | 0 | 0 | 0 | 0 | 170042.7492 | 0 | 0 | 0 | 0 | 0 | 0 | 0 | 0
2016-04-28 | 0 | 0 | 0 | 0 | 0 | 369507.1174 | 460658 | 0 | 0 | 0 | 0 | 126996.3327 | 0 | 0 | 0 | 0 | 0 | 0 | 0 | 4439369.7642 | 0 | 0 | 0 | 0 | 0 | 0 | 0 | 0 | 0 | 0 | 0 | -83051.4577 | 0 | 0 | 0 | 0 | 0 | 0 | 0 | 0 | 0 | -8099.4249 | 0 | 0 | 0 | 0 | 0 | 0 | 0 | 0
2016-04-28 01:00 | 0 | 0 | 0 | 0 | 158627.4524 | 100399.8191 | 453142 | 0 | 0 | 0 | 0 | 210047.7904 | 0 | 0 | 0 | 0 | 0 | 0 | 0 | 4162203.578 | 0 | 0 | 0 | 0 | 0 | 0 | 0 | 0 | 0 | 0 | 0 | 83051.4577 | 0 | 0 | 0 | 0 | 0 | 0 | 0 | 0 | 0 | -277166.1862 | 0 | 0 | 0 | 0 | 0 | 0 | 0 | 0
2016-04-28 02:00 | 0 | 0 | 0 | 0 | 70864.2346 | 1458.1215 | 432540 | 0 | 0 | 0 | 0 | 126996.3327 | 0 | 0 | 0 | 0 | 0 | 0 | 0 | 3885037.3918 | 0 | 0 | 0 | 0 | 0 | 0 | 0 | 0 | 0 | 0 | 0 | -83051.4577 | 0 | 0 | 0 | 0 | 0 | 0 | 0 | 0 | 0 | -277166.1862 | 0 | 0 | 0 | 0 | 0 | 0 | 0 | 0
2016-04-28 03:00 | 0 | 0 | 0 | 0 | 61363.295 | 0 | 406442 | 0 | 0 | 0 | 0 | 59083.8138 | 0 | 0 | 0 | 0 | 0 | 0 | 0 | 3607871.2057 | 0 | 0 | 0 | 0 | 0 | 0 | 0 | 0 | 0 | 0 | 0 | -67912.5189 | 0 | 0 | 0 | 0 | 0 | 0 | 0 | 0 | 0 | -277166.1862 | 0 | 0 | 0 | 0 | 0 | 0 | 0 | 0
2016-04-28 04:00 | 0 | 0 | 0 | 0 | 188106.2715 | 0 | 382221 | 0 | 0 | 0 | 0 | 142135.2715 | 0 | 0 | 0 | 0 | 0 | 0 | 0 | 3330705.0195 | 0 | 0 | 0 | 0 | 0 | 0 | 0 | 0 | 0 | 0 | 0 | 83051.4577 | 0 | 0 | 0 | 0 | 0 | 0 | 0 | 0 | 0 | -277166.1862 | 0 | 0 | 0 | 0 | 0 | 0 | 0 | 0
2016-04-28 05:00 | 0 | 0 | 0 | 0 | 1820.3561 | 0 | 362038 | 0 | 0 | 0 | 0 | 59083.8138 | 0 | 0 | 0 | 0 | 0 | 0 | 0 | 3053538.8333 | 0 | 0 | 0 | 0 | 0 | 0 | 0 | 0 | 0 | 0 | 0 | -83051.4577 | 0 | 0 | 0 | 0 | 0 | 0 | 0 | 0 | 0 | -277166.1862 | 0 | 0 | 0 | 0 | 0 | 0 | 0 | 0
2016-04-28 06:00 | 0 | 0 | 0 | 0 | 447924.5201 | 0 | 346774 | 0 | 0 | 0 | 0 | 142135.2715 | 0 | 0 | 0 | 0 | 0 | 0 | 0 | 3071637.8957 | 0 | 0 | 0 | 0 | 0 | 0 | 0 | 0 | 0 | 0 | 0 | 83051.4577 | 0 | 0 | 0 | 0 | 0 | 0 | 0 | 0 | 0 | 18099.0624 | 0 | 0 | 0 | 0 | 0 | 0 | 0 | 0
2016-04-28 07:00 | 0 | 0 | 0 | 0 | 0 | 0 | 337582 | 0 | 0 | 0 | 0 | 59083.8138 | 0 | 0 | 0 | 0 | 0 | 0 | 0 | 2817107.3534 | 0 | 0 | 0 | 0 | 0 | 0 | 0 | 0 | 0 | 0 | 0 | -83051.4577 | 0 | 0 | 0 | 0 | 0 | 0 | 0 | 0 | 0 | -254530.5423 | 0 | 0 | 0 | 0 | 0 | 0 | 0 | 0
2016-04-28 08:00 | 0 | 0 | 0 | 0 | 0 | 0 | 336250 | 0 | 0 | 0 | 0 | 0 | 0 | 0 | 0 | 0 | 0 | 0 | 0 | 2539941.1672 | 0 | 0 | 0 | 0 | 0 | 0 | 0 | 0 | 0 | 0 | 0 | -59083.8138 | 0 | 0 | 0 | 0 | 0 | 0 | 0 | 0 | 0 | -277166.1862 | 0 | 0 | 0 | 0 | 0 | 0 | 0 | 0
2016-04-28 09:00 | 0 | 0 | 0 | 0 | 151373.2715 | 0 | 345488 | 0 | 0 | 0 | 0 | 83051.4577 | 0 | 0 | 0 | 0 | 0 | 0 | 0 | 2262774.9811 | 0 | 0 | 0 | 0 | 0 | 0 | 0 | 0 | 0 | 0 | 0 | 83051.4577 | 0 | 0 | 0 | 0 | 0 | 0 | 0 | 0 | 0 | -277166.1862 | 0 | 0 | 0 | 0 | 0 | 0 | 0 | 0
2016-04-28 10:00 | 0 | 0 | 0 | 0 | 371560.1047 | 0 | 368035 | 0 | 0 | 0 | 0 | 0 | 0 | 0 | 0 | 0 | 0 | 0 | 0 | 2349351.5434 | 0 | 0 | 0 | 0 | 0 | 0 | 0 | 0 | 0 | 0 | 0 | -83051.4577 | 0 | 0 | 0 | 0 | 0 | 0 | 0 | 0 | 0 | 86576.5624 | 0 | 0 | 0 | 0 | 0 | 0 | 0 | 0
2016-04-28 11:00 | 0 | 0 | 0 | 0 | 357592.0481 | 0 | 391846 | 0 | 0 | 0 | 0 | 83051.4577 | 0 | 0 | 0 | 0 | 0 | 0 | 0 | 2232046.1338 | 0 | 0 | 0 | 0 | 0 | 0 | 0 | 0 | 0 | 0 | 0 | 83051.4577 | 0 | 0 | 0 | 0 | 0 | 0 | 0 | 0 | 0 | -117305.4096 | 0 | 0 | 0 | 0 | 0 | 0 | 0 | 0
2016-04-28 12:00 | 0 | 0 | 0 | 0 | 31804.0267 | 14880.3294 | 406902 | 0 | 0 | 0 | 0 | 0 | 0 | 0 | 0 | 0 | 0 | 0 | 0 | 1954879.9476 | 0 | 0 | 0 | 0 | 0 | 0 | 0 | 0 | 0 | 0 | 0 | -83051.4577 | 0 | 0 | 0 | 0 | 0 | 0 | 0 | 0 | 0 | -277166.1862 | 0 | 0 | 0 | 0 | 0 | 0 | 0 | 0
2016-04-28 13:00 | 0 | 0 | 0 | 0 | 0 | 254096.8997 | 419282 | 0 | 0 | 0 | 0 | 0 | 0 | 0 | 0 | 0 | 0 | 0 | 0 | 1789694.8474 | 0 | 0 | 0 | 0 | 0 | 0 | 0 | 0 | 0 | 0 | 0 | 0 | 0 | 0 | 0 | 0 | 0 | 0 | 0 | 0 | 0 | -165185.1003 | 0 | 0 | 0 | 0 | 0 | 0 | 0 | 0
2016-04-28 14:00 | 0 | 0 | 0 | 0 | 180605.1994 | 529616.9868 | 433056 | 0 | 0 | 0 | 0 | 0 | 0 | 0 | 0 | 0 | 0 | 0 | 0 | 2066861.0336 | 0 | 0 | 0 | 0 | 0 | 0 | 0 | 0 | 0 | 0 | 0 | 0 | 0 | 0 | 0 | 0 | 0 | 0 | 0 | 0 | 0 | 277166.1862 | 0 | 0 | 0 | 0 | 0 | 0 | 0 | 0
2016-04-28 15:00 | 0 | 0 | 0 | 0 | 16075.2736 | 702774.9126 | 441684 | 0 | 0 | 0 | 0 | 0 | 0 | 0 | 0 | 0 | 0 | 0 | 0 | 2344027.2197 | 0 | 0 | 0 | 0 | 0 | 0 | 0 | 0 | 0 | 0 | 0 | 0 | 0 | 0 | 0 | 0 | 0 | 0 | 0 | 0 | 0 | 277166.1862 | 0 | 0 | 0 | 0 | 0 | 0 | 0 | 0
2016-04-28 16:00 | 0 | 0 | 0 | 0 | 29015.0976 | 782036.5463 | 450834 | 0 | 0 | 0 | 0 | 83051.4577 | 0 | 0 | 0 | 0 | 0 | 0 | 0 | 2621193.4059 | 0 | 0 | 0 | 0 | 0 | 0 | 0 | 0 | 0 | 0 | 0 | 83051.4577 | 0 | 0 | 0 | 0 | 0 | 0 | 0 | 0 | 0 | 277166.1862 | 0 | 0 | 0 | 0 | 0 | 0 | 0 | 0
2016-04-28 17:00 | 0 | 0 | 0 | 0 | 0 | 798151.1357 | 458772 | 0 | 0 | 0 | 0 | 145264.4072 | 0 | 0 | 0 | 0 | 0 | 0 | 0 | 2898359.592 | 0 | 0 | 0 | 0 | 0 | 0 | 0 | 0 | 0 | 0 | 0 | 62212.9495 | 0 | 0 | 0 | 0 | 0 | 0 | 0 | 0 | 0 | 277166.1862 | 0 | 0 | 0 | 0 | 0 | 0 | 0 | 0
2016-04-28 18:00 | 0 | 0 | 0 | 0 | 0 | 791233.4207 | 465420 | 0 | 0 | 0 | 0 | 193911.6417 | 0 | 0 | 0 | 0 | 0 | 0 | 0 | 3175525.7782 | 0 | 0 | 0 | 0 | 0 | 0 | 0 | 0 | 0 | 0 | 0 | 48647.2345 | 0 | 0 | 0 | 0 | 0 | 0 | 0 | 0 | 0 | 277166.1862 | 0 | 0 | 0 | 0 | 0 | 0 | 0 | 0
2016-04-28 19:00 | 0 | 0 | 0 | 0 | 0 | 777242.4469 | 469346 | 0 | 0 | 0 | 0 | 276963.0994 | 0 | 0 | 0 | 0 | 0 | 0 | 0 | 3400370.7674 | 0 | 0 | 0 | 0 | 0 | 0 | 0 | 0 | 0 | 0 | 0 | 83051.4577 | 0 | 0 | 0 | 0 | 0 | 0 | 0 | 0 | 0 | 224844.9892 | 0 | 0 | 0 | 0 | 0 | 0 | 0 | 0
2016-04-28 20:00 | 0 | 0 | 0 | 0 | 0 | 761475.8865 | 472165 | 0 | 0 | 0 | 0 | 289107.7997 | 0 | 0 | 0 | 0 | 0 | 0 | 0 | 3677536.9536 | 0 | 0 | 0 | 0 | 0 | 0 | 0 | 0 | 0 | 0 | 0 | 12144.7003 | 0 | 0 | 0 | 0 | 0 | 0 | 0 | 0 | 0 | 277166.1862 | 0 | 0 | 0 | 0 | 0 | 0 | 0 | 0
2016-04-28 21:00 | 0 | 0 | 0 | 0 | 0 | 728327.0423 | 474195 | 0 | 0 | 0 | 0 | 266073.6559 | 0 | 0 | 0 | 0 | 0 | 0 | 0 | 3954703.1397 | 0 | 0 | 0 | 0 | 0 | 0 | 0 | 0 | 0 | 0 | 0 | -23034.1439 | 0 | 0 | 0 | 0 | 0 | 0 | 0 | 0 | 0 | 277166.1862 | 0 | 0 | 0 | 0 | 0 | 0 | 0 | 0
2016-04-28 22:00 | 0 | 0 | 0 | 0 | 0 | 667664.8277 | 471519 | 0 | 0 | 0 | 0 | 185053.2974 | 0 | 0 | 0 | 0 | 0 | 0 | 0 | 4231869.3259 | 0 | 0 | 0 | 0 | 0 | 0 | 0 | 0 | 0 | 0 | 0 | -81020.3585 | 0 | 0 | 0 | 0 | 0 | 0 | 0 | 0 | 0 | 277166.1862 | 0 | 0 | 0 | 0 | 0 | 0 | 0 | 0
2016-04-28 23:00 | 0 | 0 | 0 | 0 | 0 | 548873.6117 | 466295 | 0 | 0 | 0 | 0 | 102001.8397 | 0 | 0 | 0 | 0 | 0 | 0 | 0 | 4397499.3952 | 0 | 0 | 0 | 0 | 0 | 0 | 0 | 0 | 0 | 0 | 0 | -83051.4577 | 0 | 0 | 0 | 0 | 0 | 0 | 0 | 0 | 0 | 165630.0694 | 0 | 0 | 0 | 0 | 0 | 0 | 0 | 0
2016-04-29 | 0 | 0 | 0 | 0 | 0 | 379113.3406 | 464614 | 0 | 0 | 0 | 0 | 185053.2974 | 0 | 0 | 0 | 0 | 0 | 0 | 0 | 4228947.2781 | 0 | 0 | 0 | 0 | 0 | 0 | 0 | 0 | 0 | 0 | 0 | 83051.4577 | 0 | 0 | 0 | 0 | 0 | 0 | 0 | 0 | 0 | -168552.1171 | 0 | 0 | 0 | 0 | 0 | 0 | 0 | 0
2016-04-29 01:00 | 0 | 0 | 0 | 0 | 0 | 128044.5543 | 457563 | 0 | 0 | 0 | 0 | 102001.8397 | 0 | 0 | 0 | 0 | 0 | 0 | 0 | 3982480.2901 | 0 | 0 | 0 | 0 | 0 | 0 | 0 | 0 | 0 | 0 | 0 | -83051.4577 | 0 | 0 | 0 | 0 | 0 | 0 | 0 | 0 | 0 | -246466.988 | 0 | 0 | 0 | 0 | 0 | 0 | 0 | 0
2016-04-29 02:00 | 0 | 0 | 0 | 0 | 400761.2715 | 2621.0147 | 437103 | 0 | 0 | 0 | 0 | 185053.2974 | 0 | 0 | 0 | 0 | 0 | 0 | 0 | 3865708.1186 | 0 | 0 | 0 | 0 | 0 | 0 | 0 | 0 | 0 | 0 | 0 | 83051.4577 | 0 | 0 | 0 | 0 | 0 | 0 | 0 | 0 | 0 | -116772.1715 | 0 | 0 | 0 | 0 | 0 | 0 | 0 | 0
2016-04-29 03:00 | 0 | 0 | 0 | 0 | 51773.3561 | 0 | 411991 | 0 | 0 | 0 | 0 | 102001.8397 | 0 | 0 | 0 | 0 | 0 | 0 | 0 | 3588541.9325 | 0 | 0 | 0 | 0 | 0 | 0 | 0 | 0 | 0 | 0 | 0 | -83051.4577 | 0 | 0 | 0 | 0 | 0 | 0 | 0 | 0 | 0 | -277166.1862 | 0 | 0 | 0 | 0 | 0 | 0 | 0 | 0
2016-04-29 04:00 | 0 | 0 | 0 | 0 | 91825.4318 | 0 | 387942 | 0 | 0 | 0 | 0 | 83051.4577 | 0 | 0 | 0 | 0 | 0 | 0 | 0 | 3311375.7463 | 0 | 0 | 0 | 0 | 0 | 0 | 0 | 0 | 0 | 0 | 0 | -18950.382 | 0 | 0 | 0 | 0 | 0 | 0 | 0 | 0 | 0 | -277166.1862 | 0 | 0 | 0 | 0 | 0 | 0 | 0 | 0
2016-04-29 05:00 | 0 | 0 | 0 | 0 | 173408.2715 | 0 | 367523 | 0 | 0 | 0 | 0 | 166102.9154 | 0 | 0 | 0 | 0 | 0 | 0 | 0 | 3034209.5601 | 0 | 0 | 0 | 0 | 0 | 0 | 0 | 0 | 0 | 0 | 0 | 83051.4577 | 0 | 0 | 0 | 0 | 0 | 0 | 0 | 0 | 0 | -277166.1862 | 0 | 0 | 0 | 0 | 0 | 0 | 0 | 0
2016-04-29 06:00 | 0 | 0 | 0 | 0 | 0 | 0 | 352398 | 0 | 0 | 0 | 0 | 83051.4577 | 0 | 0 | 0 | 0 | 0 | 0 | 0 | 2764863.0178 | 0 | 0 | 0 | 0 | 0 | 0 | 0 | 0 | 0 | 0 | 0 | -83051.4577 | 0 | 0 | 0 | 0 | 0 | 0 | 0 | 0 | 0 | -269346.5423 | 0 | 0 | 0 | 0 | 0 | 0 | 0 | 0
2016-04-29 07:00 | 0 | 0 | 0 | 0 | 306096.7333 | 0 | 343479 | 0 | 0 | 0 | 0 | 166102.9154 | 0 | 0 | 0 | 0 | 0 | 0 | 0 | 2644429.2935 | 0 | 0 | 0 | 0 | 0 | 0 | 0 | 0 | 0 | 0 | 0 | 83051.4577 | 0 | 0 | 0 | 0 | 0 | 0 | 0 | 0 | 0 | -120433.7244 | 0 | 0 | 0 | 0 | 0 | 0 | 0 | 0
2016-04-29 08:00 | 0 | 0 | 0 | 0 | 0 | 0 | 341591 | 0 | 0 | 0 | 0 | 83051.4577 | 0 | 0 | 0 | 0 | 0 | 0 | 0 | 2385889.7512 | 0 | 0 | 0 | 0 | 0 | 0 | 0 | 0 | 0 | 0 | 0 | -83051.4577 | 0 | 0 | 0 | 0 | 0 | 0 | 0 | 0 | 0 | -258539.5423 | 0 | 0 | 0 | 0 | 0 | 0 | 0 | 0
2016-04-29 09:00 | 0 | 0 | 0 | 0 | 0 | 0 | 348117 | 0 | 0 | 0 | 0 | 0 | 0 | 0 | 0 | 0 | 0 | 0 | 0 | 2120824.2089 | 0 | 0 | 0 | 0 | 0 | 0 | 0 | 0 | 0 | 0 | 0 | -83051.4577 | 0 | 0 | 0 | 0 | 0 | 0 | 0 | 0 | 0 | -265065.5423 | 0 | 0 | 0 | 0 | 0 | 0 | 0 | 0
2016-04-29 10:00 | 0 | 0 | 0 | 0 | 262965.2722 | 0 | 371354 | 0 | 0 | 0 | 0 | 83051.4577 | 0 | 0 | 0 | 0 | 0 | 0 | 0 | 1929384.0234 | 0 | 0 | 0 | 0 | 0 | 0 | 0 | 0 | 0 | 0 | 0 | 83051.4577 | 0 | 0 | 0 | 0 | 0 | 0 | 0 | 0 | 0 | -191440.1855 | 0 | 0 | 0 | 0 | 0 | 0 | 0 | 0
2016-04-29 11:00 | 0 | 0 | 0 | 0 | 33595.3561 | 0 | 393813 | 0 | 0 | 0 | 0 | 0 | 0 | 0 | 0 | 0 | 0 | 0 | 0 | 1652217.8372 | 0 | 0 | 0 | 0 | 0 | 0 | 0 | 0 | 0 | 0 | 0 | -83051.4577 | 0 | 0 | 0 | 0 | 0 | 0 | 0 | 0 | 0 | -277166.1862 | 0 | 0 | 0 | 0 | 0 | 0 | 0 | 0
2016-04-29 12:00 | 0 | 0 | 0 | 0 | 247764.2983 | 10018.9444 | 409204 | 0 | 0 | 0 | 0 | 0 | 0 | 0 | 0 | 0 | 0 | 0 | 0 | 1500797.0799 | 0 | 0 | 0 | 0 | 0 | 0 | 0 | 0 | 0 | 0 | 0 | 0 | 0 | 0 | 0 | 0 | 0 | 0 | 0 | 0 | 0 | -151420.7572 | 0 | 0 | 0 | 0 | 0 | 0 | 0 | 0
2016-04-29 13:00 | 0 | 0 | 0 | 0 | 224436.1764 | 263333.0704 | 422065 | 0 | 0 | 0 | 0 | 83051.4577 | 0 | 0 | 0 | 0 | 0 | 0 | 0 | 1483449.869 | 0 | 0 | 0 | 0 | 0 | 0 | 0 | 0 | 0 | 0 | 0 | 83051.4577 | 0 | 0 | 0 | 0 | 0 | 0 | 0 | 0 | 0 | -17347.2109 | 0 | 0 | 0 | 0 | 0 | 0 | 0 | 0
2016-04-29 14:00 | 0 | 0 | 0 | 0 | 0 | 556750.7985 | 435392 | 0 | 0 | 0 | 0 | 32176.0417 | 0 | 0 | 0 | 0 | 0 | 0 | 0 | 1655684.0836 | 0 | 0 | 0 | 0 | 0 | 0 | 0 | 0 | 0 | 0 | 0 | -50875.416 | 0 | 0 | 0 | 0 | 0 | 0 | 0 | 0 | 0 | 172234.2146 | 0 | 0 | 0 | 0 | 0 | 0 | 0 | 0
2016-04-29 15:00 | 0 | 0 | 0 | 0 | 0 | 698099.8694 | 444825 | 0 | 0 | 0 | 0 | 8284.7249 | 0 | 0 | 0 | 0 | 0 | 0 | 0 | 1932850.2697 | 0 | 0 | 0 | 0 | 0 | 0 | 0 | 0 | 0 | 0 | 0 | -23891.3167 | 0 | 0 | 0 | 0 | 0 | 0 | 0 | 0 | 0 | 277166.1862 | 0 | 0 | 0 | 0 | 0 | 0 | 0 | 0
2016-04-29 16:00 | 0 | 0 | 0 | 0 | 40975.7152 | 771054.9287 | 451813 | 0 | 0 | 0 | 0 | 91336.1826 | 0 | 0 | 0 | 0 | 0 | 0 | 0 | 2210016.4559 | 0 | 0 | 0 | 0 | 0 | 0 | 0 | 0 | 0 | 0 | 0 | 83051.4577 | 0 | 0 | 0 | 0 | 0 | 0 | 0 | 0 | 0 | 277166.1862 | 0 | 0 | 0 | 0 | 0 | 0 | 0 | 0
2016-04-29 17:00 | 0 | 0 | 0 | 0 | 0 | 776452.88 | 458114 | 0 | 0 | 0 | 0 | 132508.8764 | 0 | 0 | 0 | 0 | 0 | 0 | 0 | 2487182.6421 | 0 | 0 | 0 | 0 | 0 | 0 | 0 | 0 | 0 | 0 | 0 | 41172.6938 | 0 | 0 | 0 | 0 | 0 | 0 | 0 | 0 | 0 | 277166.1862 | 0 | 0 | 0 | 0 | 0 | 0 | 0 | 0
2016-04-29 18:00 | 0 | 0 | 0 | 0 | 0 | 764630.8971 | 462240 | 0 | 0 | 0 | 0 | 157733.5874 | 0 | 0 | 0 | 0 | 0 | 0 | 0 | 2764348.8282 | 0 | 0 | 0 | 0 | 0 | 0 | 0 | 0 | 0 | 0 | 0 | 25224.711 | 0 | 0 | 0 | 0 | 0 | 0 | 0 | 0 | 0 | 277166.1862 | 0 | 0 | 0 | 0 | 0 | 0 | 0 | 0
2016-04-29 19:00 | 0 | 0 | 0 | 0 | 0 | 750356.8827 | 463801 | 0 | 0 | 0 | 0 | 240785.0451 | 0 | 0 | 0 | 0 | 0 | 0 | 0 | 2967853.2532 | 0 | 0 | 0 | 0 | 0 | 0 | 0 | 0 | 0 | 0 | 0 | 83051.4577 | 0 | 0 | 0 | 0 | 0 | 0 | 0 | 0 | 0 | 203504.425 | 0 | 0 | 0 | 0 | 0 | 0 | 0 | 0
2016-04-29 20:00 | 0 | 0 | 0 | 0 | 0 | 739676.9874 | 463626 | 0 | 0 | 0 | 0 | 239669.8463 | 0 | 0 | 0 | 0 | 0 | 0 | 0 | 3245019.4394 | 0 | 0 | 0 | 0 | 0 | 0 | 0 | 0 | 0 | 0 | 0 | -1115.1988 | 0 | 0 | 0 | 0 | 0 | 0 | 0 | 0 | 0 | 277166.1862 | 0 | 0 | 0 | 0 | 0 | 0 | 0 | 0
2016-04-29 21:00 | 0 | 0 | 0 | 0 | 0 | 712487.4709 | 460788 | 0 | 0 | 0 | 0 | 322721.3041 | 0 | 0 | 0 | 0 | 0 | 0 | 0 | 3413667.4526 | 0 | 0 | 0 | 0 | 0 | 0 | 0 | 0 | 0 | 0 | 0 | 83051.4577 | 0 | 0 | 0 | 0 | 0 | 0 | 0 | 0 | 0 | 168648.0132 | 0 | 0 | 0 | 0 | 0 | 0 | 0 | 0
2016-04-29 22:00 | 0 | 0 | 0 | 0 | 0 | 657465.2552 | 453866 | 0 | 0 | 0 | 0 | 249154.3731 | 0 | 0 | 0 | 0 | 0 | 0 | 0 | 3690833.6388 | 0 | 0 | 0 | 0 | 0 | 0 | 0 | 0 | 0 | 0 | 0 | -73566.9309 | 0 | 0 | 0 | 0 | 0 | 0 | 0 | 0 | 0 | 277166.1862 | 0 | 0 | 0 | 0 | 0 | 0 | 0 | 0
2016-04-29 23:00 | 0 | 0 | 0 | 0 | 0 | 554447.692 | 445437 | 0 | 0 | 0 | 0 | 166102.9154 | 0 | 0 | 0 | 0 | 0 | 0 | 0 | 3882895.7885 | 0 | 0 | 0 | 0 | 0 | 0 | 0 | 0 | 0 | 0 | 0 | -83051.4577 | 0 | 0 | 0 | 0 | 0 | 0 | 0 | 0 | 0 | 192062.1497 | 0 | 0 | 0 | 0 | 0 | 0 | 0 | 0
2016-04-30 | 0 | 0 | 0 | 0 | 0 | 380748.9498 | 444156 | 0 | 0 | 0 | 0 | 249154.3731 | 0 | 0 | 0 | 0 | 0 | 0 | 0 | 3736437.2806 | 0 | 0 | 0 | 0 | 0 | 0 | 0 | 0 | 0 | 0 | 0 | 83051.4577 | 0 | 0 | 0 | 0 | 0 | 0 | 0 | 0 | 0 | -146458.5079 | 0 | 0 | 0 | 0 | 0 | 0 | 0 | 0
2016-04-30 01:00 | 0 | 0 | 0 | 0 | 0 | 131275.6376 | 438874 | 0 | 0 | 0 | 0 | 166102.9154 | 0 | 0 | 0 | 0 | 0 | 0 | 0 | 3511890.3758 | 0 | 0 | 0 | 0 | 0 | 0 | 0 | 0 | 0 | 0 | 0 | -83051.4577 | 0 | 0 | 0 | 0 | 0 | 0 | 0 | 0 | 0 | -224546.9047 | 0 | 0 | 0 | 0 | 0 | 0 | 0 | 0
2016-04-30 02:00 | 0 | 0 | 0 | 0 | 59489.0834 | 2957.2727 | 422664 | 0 | 0 | 0 | 0 | 83051.4577 | 0 | 0 | 0 | 0 | 0 | 0 | 0 | 3234724.1897 | 0 | 0 | 0 | 0 | 0 | 0 | 0 | 0 | 0 | 0 | 0 | -83051.4577 | 0 | 0 | 0 | 0 | 0 | 0 | 0 | 0 | 0 | -277166.1862 | 0 | 0 | 0 | 0 | 0 | 0 | 0 | 0
2016-04-30 03:00 | 0 | 0 | 0 | 0 | 470003.142 | 0 | 402570 | 0 | 0 | 0 | 0 | 166102.9154 | 0 | 0 | 0 | 0 | 0 | 0 | 0 | 3219105.874 | 0 | 0 | 0 | 0 | 0 | 0 | 0 | 0 | 0 | 0 | 0 | 83051.4577 | 0 | 0 | 0 | 0 | 0 | 0 | 0 | 0 | 0 | -15618.3157 | 0 | 0 | 0 | 0 | 0 | 0 | 0 | 0
2016-04-30 04:00 | 0 | 0 | 0 | 0 | 20973.3561 | 0 | 381191 | 0 | 0 | 0 | 0 | 83051.4577 | 0 | 0 | 0 | 0 | 0 | 0 | 0 | 2941939.6878 | 0 | 0 | 0 | 0 | 0 | 0 | 0 | 0 | 0 | 0 | 0 | -83051.4577 | 0 | 0 | 0 | 0 | 0 | 0 | 0 | 0 | 0 | -277166.1862 | 0 | 0 | 0 | 0 | 0 | 0 | 0 | 0
2016-04-30 05:00 | 0 | 0 | 0 | 0 | 1920.3561 | 0 | 362138 | 0 | 0 | 0 | 0 | 0 | 0 | 0 | 0 | 0 | 0 | 0 | 0 | 2664773.5016 | 0 | 0 | 0 | 0 | 0 | 0 | 0 | 0 | 0 | 0 | 0 | -83051.4577 | 0 | 0 | 0 | 0 | 0 | 0 | 0 | 0 | 0 | -277166.1862 | 0 | 0 | 0 | 0 | 0 | 0 | 0 | 0
2016-04-30 06:00 | 0 | 0 | 0 | 0 | 153412.2715 | 0 | 347527 | 0 | 0 | 0 | 0 | 83051.4577 | 0 | 0 | 0 | 0 | 0 | 0 | 0 | 2387607.3155 | 0 | 0 | 0 | 0 | 0 | 0 | 0 | 0 | 0 | 0 | 0 | 83051.4577 | 0 | 0 | 0 | 0 | 0 | 0 | 0 | 0 | 0 | -277166.1862 | 0 | 0 | 0 | 0 | 0 | 0 | 0 | 0
2016-04-30 07:00 | 0 | 0 | 0 | 0 | 0 | 0 | 338012 | 0 | 0 | 0 | 0 | 0 | 0 | 0 | 0 | 0 | 0 | 0 | 0 | 2132646.7732 | 0 | 0 | 0 | 0 | 0 | 0 | 0 | 0 | 0 | 0 | 0 | -83051.4577 | 0 | 0 | 0 | 0 | 0 | 0 | 0 | 0 | 0 | -254960.5423 | 0 | 0 | 0 | 0 | 0 | 0 | 0 | 0
2016-04-30 08:00 | 0 | 0 | 0 | 0 | 55409.8138 | 0 | 332576 | 0 | 0 | 0 | 0 | 0 | 0 | 0 | 0 | 0 | 0 | 0 | 0 | 1855480.587 | 0 | 0 | 0 | 0 | 0 | 0 | 0 | 0 | 0 | 0 | 0 | 0 | 0 | 0 | 0 | 0 | 0 | 0 | 0 | 0 | 0 | -277166.1862 | 0 | 0 | 0 | 0 | 0 | 0 | 0 | 0
2016-04-30 09:00 | 0 | 0 | 0 | 0 | 408610.7234 | 0 | 332710 | 0 | 0 | 0 | 0 | 83051.4577 | 0 | 0 | 0 | 0 | 0 | 0 | 0 | 1848329.8528 | 0 | 0 | 0 | 0 | 0 | 0 | 0 | 0 | 0 | 0 | 0 | 83051.4577 | 0 | 0 | 0 | 0 | 0 | 0 | 0 | 0 | 0 | -7150.7343 | 0 | 0 | 0 | 0 | 0 | 0 | 0 | 0
2016-04-30 10:00 | 0 | 0 | 0 | 0 | 0 | 0 | 336162 | 0 | 0 | 0 | 0 | 0 | 0 | 0 | 0 | 0 | 0 | 0 | 0 | 1595219.3105 | 0 | 0 | 0 | 0 | 0 | 0 | 0 | 0 | 0 | 0 | 0 | -83051.4577 | 0 | 0 | 0 | 0 | 0 | 0 | 0 | 0 | 0 | -253110.5423 | 0 | 0 | 0 | 0 | 0 | 0 | 0 | 0
2016-04-30 11:00 | 0 | 0 | 0 | 0 | 67158.8138 | 0 | 344325 | 0 | 0 | 0 | 0 | 0 | 0 | 0 | 0 | 0 | 0 | 0 | 0 | 1318053.1243 | 0 | 0 | 0 | 0 | 0 | 0 | 0 | 0 | 0 | 0 | 0 | 0 | 0 | 0 | 0 | 0 | 0 | 0 | 0 | 0 | 0 | -277166.1862 | 0 | 0 | 0 | 0 | 0 | 0 | 0 | 0
2016-04-30 12:00 | 0 | 0 | 0 | 0 | 63963.9785 | 18635.8353 | 359766 | 0 | 0 | 0 | 0 | 0 | 0 | 0 | 0 | 0 | 0 | 0 | 0 | 1040886.9381 | 0 | 0 | 0 | 0 | 0 | 0 | 0 | 0 | 0 | 0 | 0 | 0 | 0 | 0 | 0 | 0 | 0 | 0 | 0 | 0 | 0 | -277166.1862 | 0 | 0 | 0 | 0 | 0 | 0 | 0 | 0
2016-04-30 13:00 | 0 | 0 | 0 | 0 | 0 | 320434.2696 | 376422 | 0 | 0 | 0 | 0 | 0 | 0 | 0 | 0 | 0 | 0 | 0 | 0 | 984899.2077 | 0 | 0 | 0 | 0 | 0 | 0 | 0 | 0 | 0 | 0 | 0 | 0 | 0 | 0 | 0 | 0 | 0 | 0 | 0 | 0 | 0 | -55987.7304 | 0 | 0 | 0 | 0 | 0 | 0 | 0 | 0
2016-04-30 14:00 | 0 | 0 | 0 | 0 | 54571.2322 | 612416.954 | 389822 | 0 | 0 | 0 | 0 | 0 | 0 | 0 | 0 | 0 | 0 | 0 | 0 | 1262065.3939 | 0 | 0 | 0 | 0 | 0 | 0 | 0 | 0 | 0 | 0 | 0 | 0 | 0 | 0 | 0 | 0 | 0 | 0 | 0 | 0 | 0 | 277166.1862 | 0 | 0 | 0 | 0 | 0 | 0 | 0 | 0
2016-04-30 15:00 | 0 | 0 | 0 | 0 | 0 | 677265.1862 | 400099 | 0 | 0 | 0 | 0 | 0 | 0 | 0 | 0 | 0 | 0 | 0 | 0 | 1539231.58 | 0 | 0 | 0 | 0 | 0 | 0 | 0 | 0 | 0 | 0 | 0 | 0 | 0 | 0 | 0 | 0 | 0 | 0 | 0 | 0 | 0 | 277166.1862 | 0 | 0 | 0 | 0 | 0 | 0 | 0 | 0
2016-04-30 16:00 | 0 | 0 | 0 | 0 | 0 | 766336.6439 | 406119 | 0 | 0 | 0 | 0 | 83051.4577 | 0 | 0 | 0 | 0 | 0 | 0 | 0 | 1816397.7662 | 0 | 0 | 0 | 0 | 0 | 0 | 0 | 0 | 0 | 0 | 0 | 83051.4577 | 0 | 0 | 0 | 0 | 0 | 0 | 0 | 0 | 0 | 277166.1862 | 0 | 0 | 0 | 0 | 0 | 0 | 0 | 0
2016-04-30 17:00 | 0 | 0 | 0 | 0 | 0 | 769740.6439 | 409523 | 0 | 0 | 0 | 0 | 166102.9154 | 0 | 0 | 0 | 0 | 0 | 0 | 0 | 2093563.9524 | 0 | 0 | 0 | 0 | 0 | 0 | 0 | 0 | 0 | 0 | 0 | 83051.4577 | 0 | 0 | 0 | 0 | 0 | 0 | 0 | 0 | 0 | 277166.1862 | 0 | 0 | 0 | 0 | 0 | 0 | 0 | 0
2016-04-30 18:00 | 0 | 0 | 0 | 0 | 0 | 795259.1988 | 411456 | 0 | 0 | 0 | 0 | 249154.3731 | 0 | 0 | 0 | 0 | 0 | 0 | 0 | 2370730.1385 | 0 | 23585.5549 | 0 | 0 | 0 | 0 | 0 | 0 | 0 | 0 | 0 | 83051.4577 | 0 | 0 | 0 | 0 | 0 | 0 | 0 | 0 | 0 | 277166.1862 | 0 | 23585.5549 | 0 | 0 | 0 | 0 | 0 | 0
2016-04-30 19:00 | 0 | 0 | 0 | 0 | 0 | 755774.5397 | 413469 | 0 | 0 | 0 | 0 | 297352.3781 | 0 | 0 | 0 | 0 | 0 | 0 | 0 | 2647896.3247 | 0 | 40526.9035 | 0 | 0 | 0 | 0 | 0 | 0 | 0 | 0 | 0 | 48198.005 | 0 | 0 | 0 | 0 | 0 | 0 | 0 | 0 | 0 | 277166.1862 | 0 | 16941.3485 | 0 | 0 | 0 | 0 | 0 | 0
2016-04-30 20:00 | 0 | 0 | 0 | 0 | 0 | 752525.2511 | 416757 | 0 | 0 | 0 | 0 | 355954.443 | 0 | 0 | 0 | 0 | 0 | 0 | 0 | 2925062.5109 | 0 | 40526.9035 | 0 | 0 | 0 | 0 | 0 | 0 | 0 | 0 | 0 | 58602.0649 | 0 | 0 | 0 | 0 | 0 | 0 | 0 | 0 | 0 | 277166.1862 | 0 | 0 | 0 | 0 | 0 | 0 | 0 | 0
2016-04-30 21:00 | 0 | 0 | 0 | 0 | 0 | 715656.449 | 418294 | 0 | 0 | 0 | 0 | 376150.7058 | 0 | 0 | 0 | 0 | 0 | 0 | 0 | 3202228.697 | 0 | 40526.9035 | 0 | 0 | 0 | 0 | 0 | 0 | 0 | 0 | 0 | 20196.2628 | 0 | 0 | 0 | 0 | 0 | 0 | 0 | 0 | 0 | 277166.1862 | 0 | 0 | 0 | 0 | 0 | 0 | 0 | 0
2016-04-30 22:00 | 0 | 0 | 0 | 0 | 0 | 645086.9242 | 417016 | 0 | 0 | 0 | 0 | 334809.2619 | 0 | 0 | 0 | 0 | 0 | 0 | 0 | 3479394.8832 | 0 | 32773.0854 | 0 | 0 | 0 | 0 | 0 | 0 | 0 | 0 | 0 | -41341.4439 | 0 | 0 | 0 | 0 | 0 | 0 | 0 | 0 | 0 | 277166.1862 | 0 | -7753.8181 | 0 | 0 | 0 | 0 | 0 | 0
2016-04-30 23:00 | 0 | 0 | 0 | 0 | 0 | 529170.6286 | 415549 | 0 | 0 | 0 | 0 | 251757.8042 | 0 | 0 | 0 | 0 | 0 | 0 | 0 | 3708841.0548 | 0 | 0 | 0 | 0 | 0 | 0 | 0 | 0 | 0 | 0 | 0 | -83051.4577 | 0 | 0 | 0 | 0 | 0 | 0 | 0 | 0 | 0 | 229446.1716 | 0 | -32773.0854 | 0 | 0 | 0 | 0 | 0 | 0
2016-05-01 | 0 | 0 | 0 | 0 | 0 | 366042.5046 | 416916 | 0 | 0 | 0 | 0 | 168706.3465 | 0 | 0 | 0 | 0 | 0 | 0 | 0 | 3741019.0172 | 0 | 0 | 0 | 0 | 0 | 0 | 0 | 0 | 0 | 0 | 0 | -83051.4577 | 0 | 0 | 0 | 0 | 0 | 0 | 0 | 0 | 0 | 32177.9623 | 0 | 0 | 0 | 0 | 0 | 0 | 0 | 0
2016-05-01 01:00 | 0 | 0 | 0 | 0 | 0 | 139950.5998 | 412798 | 0 | 0 | 0 | 0 | 85654.8888 | 0 | 0 | 0 | 0 | 0 | 0 | 0 | 3551223.0747 | 0 | 0 | 0 | 0 | 0 | 0 | 0 | 0 | 0 | 0 | 0 | -83051.4577 | 0 | 0 | 0 | 0 | 0 | 0 | 0 | 0 | 0 | -189795.9425 | 0 | 0 | 0 | 0 | 0 | 0 | 0 | 0
2016-05-01 02:00 | 0 | 0 | 0 | 0 | 203818.2907 | 3569.9809 | 401503 | 0 | 0 | 0 | 0 | 168706.3465 | 0 | 0 | 0 | 0 | 0 | 0 | 0 | 3274056.8885 | 0 | 0 | 0 | 0 | 0 | 0 | 0 | 0 | 0 | 0 | 0 | 83051.4577 | 0 | 0 | 0 | 0 | 0 | 0 | 0 | 0 | 0 | -277166.1862 | 0 | 0 | 0 | 0 | 0 | 0 | 0 | 0
2016-05-01 03:00 | 0 | 0 | 0 | 0 | 25142.3561 | 0 | 385360 | 0 | 0 | 0 | 0 | 85654.8888 | 0 | 0 | 0 | 0 | 0 | 0 | 0 | 2996890.7023 | 0 | 0 | 0 | 0 | 0 | 0 | 0 | 0 | 0 | 0 | 0 | -83051.4577 | 0 | 0 | 0 | 0 | 0 | 0 | 0 | 0 | 0 | -277166.1862 | 0 | 0 | 0 | 0 | 0 | 0 | 0 | 0
2016-05-01 04:00 | 0 | 0 | 0 | 0 | 5547.3561 | 0 | 365765 | 0 | 0 | 0 | 0 | 2603.4311 | 0 | 0 | 0 | 0 | 0 | 0 | 0 | 2719724.5162 | 0 | 0 | 0 | 0 | 0 | 0 | 0 | 0 | 0 | 0 | 0 | -83051.4577 | 0 | 0 | 0 | 0 | 0 | 0 | 0 | 0 | 0 | -277166.1862 | 0 | 0 | 0 | 0 | 0 | 0 | 0 | 0
2016-05-01 05:00 | 0 | 0 | 0 | 0 | 153934.2715 | 0 | 348049 | 0 | 0 | 0 | 0 | 85654.8888 | 0 | 0 | 0 | 0 | 0 | 0 | 0 | 2442558.33 | 0 | 0 | 0 | 0 | 0 | 0 | 0 | 0 | 0 | 0 | 0 | 83051.4577 | 0 | 0 | 0 | 0 | 0 | 0 | 0 | 0 | 0 | -277166.1862 | 0 | 0 | 0 | 0 | 0 | 0 | 0 | 0
2016-05-01 06:00 | 0 | 0 | 0 | 0 | 0 | 0 | 335251 | 0 | 0 | 0 | 0 | 2603.4311 | 0 | 0 | 0 | 0 | 0 | 0 | 0 | 2190358.7877 | 0 | 0 | 0 | 0 | 0 | 0 | 0 | 0 | 0 | 0 | 0 | -83051.4577 | 0 | 0 | 0 | 0 | 0 | 0 | 0 | 0 | 0 | -252199.5423 | 0 | 0 | 0 | 0 | 0 | 0 | 0 | 0
2016-05-01 07:00 | 0 | 0 | 0 | 0 | 88660.1966 | 0 | 326397 | 0 | 0 | 0 | 0 | 42032.8138 | 0 | 0 | 0 | 0 | 0 | 0 | 0 | 1913192.6015 | 0 | 0 | 0 | 0 | 0 | 0 | 0 | 0 | 0 | 0 | 0 | 39429.3827 | 0 | 0 | 0 | 0 | 0 | 0 | 0 | 0 | 0 | -277166.1862 | 0 | 0 | 0 | 0 | 0 | 0 | 0 | 0
2016-05-01 08:00 | 0 | 0 | 0 | 0 | 463337.5963 | 0 | 321535 | 0 | 0 | 0 | 0 | 125084.2715 | 0 | 0 | 0 | 0 | 0 | 0 | 0 | 1971943.7401 | 0 | 0 | 0 | 0 | 0 | 0 | 0 | 0 | 0 | 0 | 0 | 83051.4577 | 0 | 0 | 0 | 0 | 0 | 0 | 0 | 0 | 0 | 58751.1386 | 0 | 0 | 0 | 0 | 0 | 0 | 0 | 0
2016-05-01 09:00 | 0 | 0 | 0 | 0 | 0 | 0 | 319199 | 0 | 0 | 0 | 0 | 83051.4577 | 0 | 0 | 0 | 0 | 0 | 0 | 0 | 1694777.5539 | 0 | 0 | 0 | 0 | 0 | 0 | 0 | 0 | 0 | 0 | 0 | -42032.8138 | 0 | 0 | 0 | 0 | 0 | 0 | 0 | 0 | 0 | -277166.1862 | 0 | 0 | 0 | 0 | 0 | 0 | 0 | 0
2016-05-01 10:00 | 0 | 0 | 0 | 0 | 0 | 0 | 323091 | 0 | 0 | 0 | 0 | 0 | 0 | 0 | 0 | 0 | 0 | 0 | 0 | 1454738.0116 | 0 | 0 | 0 | 0 | 0 | 0 | 0 | 0 | 0 | 0 | 0 | -83051.4577 | 0 | 0 | 0 | 0 | 0 | 0 | 0 | 0 | 0 | -240039.5423 | 0 | 0 | 0 | 0 | 0 | 0 | 0 | 0
2016-05-01 11:00 | 0 | 0 | 0 | 0 | 134746.2715 | 0 | 328861 | 0 | 0 | 0 | 0 | 83051.4577 | 0 | 0 | 0 | 0 | 0 | 0 | 0 | 1177571.8255 | 0 | 0 | 0 | 0 | 0 | 0 | 0 | 0 | 0 | 0 | 0 | 83051.4577 | 0 | 0 | 0 | 0 | 0 | 0 | 0 | 0 | 0 | -277166.1862 | 0 | 0 | 0 | 0 | 0 | 0 | 0 | 0
2016-05-01 12:00 | 0 | 0 | 0 | 0 | 0 | 28757.3644 | 343758 | 0 | 0 | 0 | 0 | 0 | 0 | 0 | 0 | 0 | 0 | 0 | 0 | 945622.6476 | 0 | 0 | 0 | 0 | 0 | 0 | 0 | 0 | 0 | 0 | 0 | -83051.4577 | 0 | 0 | 0 | 0 | 0 | 0 | 0 | 0 | 0 | -231949.1779 | 0 | 0 | 0 | 0 | 0 | 0 | 0 | 0
2016-05-01 13:00 | 0 | 0 | 0 | 0 | 341057.9069 | 298570.2793 | 362462 | 0 | 0 | 0 | 0 | 0 | 0 | 0 | 0 | 0 | 0 | 0 | 0 | 1222788.8338 | 0 | 0 | 0 | 0 | 0 | 0 | 0 | 0 | 0 | 0 | 0 | 0 | 0 | 0 | 0 | 0 | 0 | 0 | 0 | 0 | 0 | 277166.1862 | 0 | 0 | 0 | 0 | 0 | 0 | 0 | 0
2016-05-01 14:00 | 0 | 0 | 0 | 0 | 35361.7384 | 620055.4477 | 378251 | 0 | 0 | 0 | 0 | 0 | 0 | 0 | 0 | 0 | 0 | 0 | 0 | 1499955.0199 | 0 | 0 | 0 | 0 | 0 | 0 | 0 | 0 | 0 | 0 | 0 | 0 | 0 | 0 | 0 | 0 | 0 | 0 | 0 | 0 | 0 | 277166.1862 | 0 | 0 | 0 | 0 | 0 | 0 | 0 | 0
2016-05-01 15:00 | 0 | 0 | 0 | 0 | 0 | 667289.1862 | 390123 | 0 | 0 | 0 | 0 | 0 | 0 | 0 | 0 | 0 | 0 | 0 | 0 | 1777121.2061 | 0 | 0 | 0 | 0 | 0 | 0 | 0 | 0 | 0 | 0 | 0 | 0 | 0 | 0 | 0 | 0 | 0 | 0 | 0 | 0 | 0 | 277166.1862 | 0 | 0 | 0 | 0 | 0 | 0 | 0 | 0
2016-05-01 16:00 | 0 | 0 | 0 | 0 | 0 | 760710.6439 | 400493 | 0 | 0 | 0 | 0 | 83051.4577 | 0 | 0 | 0 | 0 | 0 | 0 | 0 | 2054287.3923 | 0 | 0 | 0 | 0 | 0 | 0 | 0 | 0 | 0 | 0 | 0 | 83051.4577 | 0 | 0 | 0 | 0 | 0 | 0 | 0 | 0 | 0 | 277166.1862 | 0 | 0 | 0 | 0 | 0 | 0 | 0 | 0
2016-05-01 17:00 | 0 | 0 | 0 | 0 | 0 | 689161.4478 | 407354 | 0 | 0 | 0 | 0 | 87692.7193 | 0 | 0 | 0 | 0 | 0 | 0 | 0 | 2331453.5784 | 0 | 0 | 0 | 0 | 0 | 0 | 0 | 0 | 0 | 0 | 0 | 4641.2616 | 0 | 0 | 0 | 0 | 0 | 0 | 0 | 0 | 0 | 277166.1862 | 0 | 0 | 0 | 0 | 0 | 0 | 0 | 0
2016-05-01 18:00 | 0 | 0 | 0 | 0 | 0 | 772144.6439 | 411927 | 0 | 0 | 0 | 0 | 170744.177 | 0 | 0 | 0 | 0 | 0 | 0 | 0 | 2608619.7646 | 0 | 0 | 0 | 0 | 0 | 0 | 0 | 0 | 0 | 0 | 0 | 83051.4577 | 0 | 0 | 0 | 0 | 0 | 0 | 0 | 0 | 0 | 277166.1862 | 0 | 0 | 0 | 0 | 0 | 0 | 0 | 0
2016-05-01 19:00 | 0 | 0 | 0 | 0 | 0 | 774426.6439 | 414209 | 0 | 0 | 0 | 0 | 253795.6347 | 0 | 0 | 0 | 0 | 0 | 0 | 0 | 2885785.9508 | 0 | 0 | 0 | 0 | 0 | 0 | 0 | 0 | 0 | 0 | 0 | 83051.4577 | 0 | 0 | 0 | 0 | 0 | 0 | 0 | 0 | 0 | 277166.1862 | 0 | 0 | 0 | 0 | 0 | 0 | 0 | 0
2016-05-01 20:00 | 0 | 0 | 0 | 0 | 0 | 790671.281 | 421199 | 0 | 0 | 0 | 0 | 336847.0924 | 0 | 0 | 0 | 0 | 0 | 0 | 0 | 3162952.1369 | 0 | 9254.6371 | 0 | 0 | 0 | 0 | 0 | 0 | 0 | 0 | 0 | 83051.4577 | 0 | 0 | 0 | 0 | 0 | 0 | 0 | 0 | 0 | 277166.1862 | 0 | 9254.6371 | 0 | 0 | 0 | 0 | 0 | 0
2016-05-01 21:00 | 0 | 0 | 0 | 0 | 0 | 763527.7688 | 424474 | 0 | 0 | 0 | 0 | 367462.4087 | 0 | 0 | 0 | 0 | 0 | 0 | 0 | 3440118.3231 | 0 | 40526.9035 | 0 | 0 | 0 | 0 | 0 | 0 | 0 | 0 | 0 | 30615.3163 | 0 | 0 | 0 | 0 | 0 | 0 | 0 | 0 | 0 | 277166.1862 | 0 | 31272.2664 | 0 | 0 | 0 | 0 | 0 | 0
2016-05-01 22:00 | 0 | 0 | 0 | 0 | 0 | 711671.4832 | 425817 | 0 | 0 | 0 | 0 | 376150.7058 | 0 | 0 | 0 | 0 | 0 | 0 | 0 | 3717284.5093 | 0 | 40526.9035 | 0 | 0 | 0 | 0 | 0 | 0 | 0 | 0 | 0 | 8688.2971 | 0 | 0 | 0 | 0 | 0 | 0 | 0 | 0 | 0 | 277166.1862 | 0 | 0 | 0 | 0 | 0 | 0 | 0 | 0
2016-05-01 23:00 | 0 | 0 | 0 | 0 | 0 | 604721.3044 | 426115 | 0 | 0 | 0 | 0 | 376150.7058 | 0 | 0 | 0 | 0 | 0 | 0 | 0 | 3895890.8137 | 0 | 40526.9035 | 0 | 0 | 0 | 0 | 0 | 0 | 0 | 0 | 0 | 0 | 0 | 0 | 0 | 0 | 0 | 0 | 0 | 0 | 0 | 178606.3044 | 0 | 0 | 0 | 0 | 0 | 0 | 0 | 0
2016-05-02 | 0 | 0 | 0 | 0 | 0 | 434481.2176 | 429974 | 0 | 0 | 0 | 0 | 293099.2481 | 0 | 0 | 0 | 0 | 0 | 0 | 0 | 4016222.5743 | 0 | 7753.8181 | 0 | 0 | 0 | 0 | 0 | 0 | 0 | 0 | 0 | -83051.4577 | 0 | 0 | 0 | 0 | 0 | 0 | 0 | 0 | 0 | 120331.7607 | 0 | -32773.0854 | 0 | 0 | 0 | 0 | 0 | 0
2016-05-02 01:00 | 0 | 0 | 0 | 0 | 0 | 178118.1777 | 426880 | 0 | 0 | 0 | 0 | 247268.4542 | 0 | 0 | 0 | 0 | 0 | 0 | 0 | 3821045.3641 | 0 | 0 | 0 | 0 | 0 | 0 | 0 | 0 | 0 | 0 | 0 | -45830.7939 | 0 | 0 | 0 | 0 | 0 | 0 | 0 | 0 | 0 | -195177.2103 | 0 | -7753.8181 | 0 | 0 | 0 | 0 | 0 | 0
2016-05-02 02:00 | 0 | 0 | 0 | 0 | 184736.3026 | 4161.4875 | 411645 | 0 | 0 | 0 | 0 | 164216.9965 | 0 | 0 | 0 | 0 | 0 | 0 | 0 | 3681349.6119 | 0 | 0 | 0 | 0 | 0 | 0 | 0 | 0 | 0 | 0 | 0 | -83051.4577 | 0 | 0 | 0 | 0 | 0 | 0 | 0 | 0 | 0 | -139695.7522 | 0 | 0 | 0 | 0 | 0 | 0 | 0 | 0
2016-05-02 03:00 | 0 | 0 | 0 | 0 | 173749.9027 | 0 | 388976 | 0 | 0 | 0 | 0 | 218245.7292 | 0 | 0 | 0 | 0 | 0 | 0 | 0 | 3404183.4257 | 0 | 7911.3561 | 0 | 0 | 0 | 0 | 0 | 0 | 0 | 0 | 0 | 54028.7328 | 0 | 0 | 0 | 0 | 0 | 0 | 0 | 0 | 0 | -277166.1862 | 0 | 7911.3561 | 0 | 0 | 0 | 0 | 0 | 0
2016-05-02 04:00 | 0 | 0 | 0 | 0 | 0 | 0 | 368129 | 0 | 0 | 0 | 0 | 135194.2715 | 0 | 0 | 0 | 0 | 0 | 0 | 0 | 3127017.2396 | 0 | 0 | 0 | 0 | 0 | 0 | 0 | 0 | 0 | 0 | 0 | -83051.4577 | 0 | 0 | 0 | 0 | 0 | 0 | 0 | 0 | 0 | -277166.1862 | 0 | -7911.3561 | 0 | 0 | 0 | 0 | 0 | 0
2016-05-02 05:00 | 0 | 0 | 0 | 0 | 0 | 0 | 349560 | 0 | 0 | 0 | 0 | 52142.8138 | 0 | 0 | 0 | 0 | 0 | 0 | 0 | 2860508.6973 | 0 | 0 | 0 | 0 | 0 | 0 | 0 | 0 | 0 | 0 | 0 | -83051.4577 | 0 | 0 | 0 | 0 | 0 | 0 | 0 | 0 | 0 | -266508.5423 | 0 | 0 | 0 | 0 | 0 | 0 | 0 | 0
2016-05-02 06:00 | 0 | 0 | 0 | 0 | 228486.7382 | 0 | 337193 | 0 | 0 | 0 | 0 | 135194.2715 | 0 | 0 | 0 | 0 | 0 | 0 | 0 | 2635977.8923 | 0 | 32773.0854 | 0 | 0 | 0 | 0 | 0 | 0 | 0 | 0 | 0 | 83051.4577 | 0 | 0 | 0 | 0 | 0 | 0 | 0 | 0 | 0 | -224530.8049 | 0 | 32773.0854 | 0 | 0 | 0 | 0 | 0 | 0
2016-05-02 07:00 | 0 | 0 | 0 | 0 | 0 | 0 | 329807 | 0 | 0 | 0 | 0 | 52142.8138 | 0 | 0 | 0 | 0 | 0 | 0 | 0 | 2421995.4354 | 0 | 0 | 0 | 0 | 0 | 0 | 0 | 0 | 0 | 0 | 0 | -83051.4577 | 0 | 0 | 0 | 0 | 0 | 0 | 0 | 0 | 0 | -213982.4569 | 0 | -32773.0854 | 0 | 0 | 0 | 0 | 0 | 0
2016-05-02 08:00 | 0 | 0 | 0 | 0 | 0 | 0 | 329309 | 0 | 0 | 0 | 0 | 0 | 0 | 0 | 0 | 0 | 0 | 0 | 0 | 2144829.2493 | 0 | 0 | 0 | 0 | 0 | 0 | 0 | 0 | 0 | 0 | 0 | -52142.8138 | 0 | 0 | 0 | 0 | 0 | 0 | 0 | 0 | 0 | -277166.1862 | 0 | 0 | 0 | 0 | 0 | 0 | 0 | 0
2016-05-02 09:00 | 0 | 0 | 0 | 0 | 145022.2715 | 0 | 339137 | 0 | 0 | 0 | 0 | 83051.4577 | 0 | 0 | 0 | 0 | 0 | 0 | 0 | 1867663.0631 | 0 | 0 | 0 | 0 | 0 | 0 | 0 | 0 | 0 | 0 | 0 | 83051.4577 | 0 | 0 | 0 | 0 | 0 | 0 | 0 | 0 | 0 | -277166.1862 | 0 | 0 | 0 | 0 | 0 | 0 | 0 | 0
2016-05-02 10:00 | 0 | 0 | 0 | 0 | 4375.3561 | 0 | 364593 | 0 | 0 | 0 | 0 | 0 | 0 | 0 | 0 | 0 | 0 | 0 | 0 | 1590496.8769 | 0 | 0 | 0 | 0 | 0 | 0 | 0 | 0 | 0 | 0 | 0 | -83051.4577 | 0 | 0 | 0 | 0 | 0 | 0 | 0 | 0 | 0 | -277166.1862 | 0 | 0 | 0 | 0 | 0 | 0 | 0 | 0
2016-05-02 11:00 | 0 | 0 | 0 | 0 | 111308.8138 | 0 | 388475 | 0 | 0 | 0 | 0 | 0 | 0 | 0 | 0 | 0 | 0 | 0 | 0 | 1313330.6908 | 0 | 0 | 0 | 0 | 0 | 0 | 0 | 0 | 0 | 0 | 0 | 0 | 0 | 0 | 0 | 0 | 0 | 0 | 0 | 0 | 0 | -277166.1862 | 0 | 0 | 0 | 0 | 0 | 0 | 0 | 0
2016-05-02 12:00 | 0 | 0 | 0 | 0 | 305459.056 | 46310.9265 | 405413 | 0 | 0 | 0 | 0 | 0 | 0 | 0 | 0 | 0 | 0 | 0 | 0 | 1226914.5879 | 0 | 32773.0854 | 0 | 0 | 0 | 0 | 0 | 0 | 0 | 0 | 0 | 0 | 0 | 0 | 0 | 0 | 0 | 0 | 0 | 0 | 0 | -86416.1028 | 0 | 32773.0854 | 0 | 0 | 0 | 0 | 0 | 0
2016-05-02 13:00 | 0 | 0 | 0 | 0 | 0 | 403588.9549 | 418102 | 0 | 0 | 0 | 0 | 0 | 0 | 0 | 0 | 0 | 0 | 0 | 0 | 1245174.6282 | 0 | 0 | 0 | 0 | 0 | 0 | 0 | 0 | 0 | 0 | 0 | 0 | 0 | 0 | 0 | 0 | 0 | 0 | 0 | 0 | 0 | 18260.0403 | 0 | -32773.0854 | 0 | 0 | 0 | 0 | 0 | 0
2016-05-02 14:00 | 0 | 0 | 0 | 0 | 0 | 708297.1862 | 431131 | 0 | 0 | 0 | 0 | 0 | 0 | 0 | 0 | 0 | 0 | 0 | 0 | 1522340.8143 | 0 | 0 | 0 | 0 | 0 | 0 | 0 | 0 | 0 | 0 | 0 | 0 | 0 | 0 | 0 | 0 | 0 | 0 | 0 | 0 | 0 | 277166.1862 | 0 | 0 | 0 | 0 | 0 | 0 | 0 | 0
2016-05-02 15:00 | 0 | 0 | 0 | 0 | 0 | 717971.1862 | 440805 | 0 | 0 | 0 | 0 | 0 | 0 | 0 | 0 | 0 | 0 | 0 | 0 | 1799507.0005 | 0 | 0 | 0 | 0 | 0 | 0 | 0 | 0 | 0 | 0 | 0 | 0 | 0 | 0 | 0 | 0 | 0 | 0 | 0 | 0 | 0 | 277166.1862 | 0 | 0 | 0 | 0 | 0 | 0 | 0 | 0
2016-05-02 16:00 | 0 | 0 | 0 | 0 | 0 | 806362.6439 | 446145 | 0 | 0 | 0 | 0 | 83051.4577 | 0 | 0 | 0 | 0 | 0 | 0 | 0 | 2076673.1867 | 0 | 0 | 0 | 0 | 0 | 0 | 0 | 0 | 0 | 0 | 0 | 83051.4577 | 0 | 0 | 0 | 0 | 0 | 0 | 0 | 0 | 0 | 277166.1862 | 0 | 0 | 0 | 0 | 0 | 0 | 0 | 0
2016-05-02 17:00 | 0 | 0 | 0 | 0 | 0 | 645120.7285 | 451006 | 0 | 0 | 0 | 0 | 0 | 0 | 0 | 0 | 0 | 0 | 0 | 0 | 2353839.3728 | 0 | 0 | 0 | 0 | 0 | 0 | 0 | 0 | 0 | 0 | 0 | -83051.4577 | 0 | 0 | 0 | 0 | 0 | 0 | 0 | 0 | 0 | 277166.1862 | 0 | 0 | 0 | 0 | 0 | 0 | 0 | 0
2016-05-02 18:00 | 0 | 0 | 0 | 0 | 0 | 814838.6439 | 454621 | 0 | 0 | 0 | 0 | 83051.4577 | 0 | 0 | 0 | 0 | 0 | 0 | 0 | 2631005.559 | 0 | 0 | 0 | 0 | 0 | 0 | 0 | 0 | 0 | 0 | 0 | 83051.4577 | 0 | 0 | 0 | 0 | 0 | 0 | 0 | 0 | 0 | 277166.1862 | 0 | 0 | 0 | 0 | 0 | 0 | 0 | 0
2016-05-02 19:00 | 0 | 0 | 0 | 0 | 0 | 814972.6439 | 454755 | 0 | 0 | 0 | 0 | 166102.9154 | 0 | 0 | 0 | 0 | 0 | 0 | 0 | 2908171.7452 | 0 | 0 | 0 | 0 | 0 | 0 | 0 | 0 | 0 | 0 | 0 | 83051.4577 | 0 | 0 | 0 | 0 | 0 | 0 | 0 | 0 | 0 | 277166.1862 | 0 | 0 | 0 | 0 | 0 | 0 | 0 | 0
2016-05-02 20:00 | 0 | 0 | 0 | 0 | 0 | 815022.6439 | 454805 | 0 | 0 | 0 | 0 | 249154.3731 | 0 | 0 | 0 | 0 | 0 | 0 | 0 | 3185337.9313 | 0 | 0 | 0 | 0 | 0 | 0 | 0 | 0 | 0 | 0 | 0 | 83051.4577 | 0 | 0 | 0 | 0 | 0 | 0 | 0 | 0 | 0 | 277166.1862 | 0 | 0 | 0 | 0 | 0 | 0 | 0 | 0
2016-05-02 21:00 | 0 | 0 | 0 | 0 | 0 | 753577.2427 | 454255 | 0 | 0 | 0 | 0 | 271310.4297 | 0 | 0 | 0 | 0 | 0 | 0 | 0 | 3462504.1175 | 0 | 0 | 0 | 0 | 0 | 0 | 0 | 0 | 0 | 0 | 0 | 22156.0565 | 0 | 0 | 0 | 0 | 0 | 0 | 0 | 0 | 0 | 277166.1862 | 0 | 0 | 0 | 0 | 0 | 0 | 0 | 0
2016-05-02 22:00 | 0 | 0 | 0 | 0 | 0 | 845249.7292 | 452259 | 0 | 0 | 0 | 0 | 354361.8874 | 0 | 0 | 0 | 0 | 0 | 0 | 0 | 3739670.3036 | 0 | 32773.0854 | 0 | 0 | 0 | 0 | 0 | 0 | 0 | 0 | 0 | 83051.4577 | 0 | 0 | 0 | 0 | 0 | 0 | 0 | 0 | 0 | 277166.1862 | 0 | 32773.0854 | 0 | 0 | 0 | 0 | 0 | 0
2016-05-02 23:00 | 0 | 0 | 0 | 0 | 0 | 757264.8227 | 450556 | 0 | 0 | 0 | 0 | 376150.7058 | 0 | 0 | 0 | 0 | 0 | 0 | 0 | 4016836.4898 | 0 | 40526.9035 | 0 | 0 | 0 | 0 | 0 | 0 | 0 | 0 | 0 | 21788.8185 | 0 | 0 | 0 | 0 | 0 | 0 | 0 | 0 | 0 | 277166.1862 | 0 | 7753.8181 | 0 | 0 | 0 | 0 | 0 | 0
2016-05-03 | 0 | 0 | 0 | 0 | 0 | 560390.6122 | 452680 | 0 | 0 | 0 | 0 | 293099.2481 | 0 | 0 | 0 | 0 | 0 | 0 | 0 | 4240371.6451 | 0 | 7753.8181 | 0 | 0 | 0 | 0 | 0 | 0 | 0 | 0 | 0 | -83051.4577 | 0 | 0 | 0 | 0 | 0 | 0 | 0 | 0 | 0 | 223535.1553 | 0 | -32773.0854 | 0 | 0 | 0 | 0 | 0 | 0
2016-05-03 01:00 | 0 | 0 | 0 | 0 | 122754.957 | 211134.4917 | 448063 | 0 | 0 | 0 | 0 | 376150.7058 | 0 | 0 | 0 | 0 | 0 | 0 | 0 | 4050900.4541 | 0 | 0 | 0 | 0 | 0 | 0 | 0 | 0 | 0 | 0 | 0 | 83051.4577 | 0 | 0 | 0 | 0 | 0 | 0 | 0 | 0 | 0 | -189471.191 | 0 | -7753.8181 | 0 | 0 | 0 | 0 | 0 | 0
2016-05-03 02:00 | 0 | 0 | 0 | 0 | 131531.638 | 4184.8676 | 427991 | 0 | 0 | 0 | 0 | 293099.2481 | 0 | 0 | 0 | 0 | 0 | 0 | 0 | 3841677.4174 | 0 | 0 | 0 | 0 | 0 | 0 | 0 | 0 | 0 | 0 | 0 | -83051.4577 | 0 | 0 | 0 | 0 | 0 | 0 | 0 | 0 | 0 | -209223.0367 | 0 | 0 | 0 | 0 | 0 | 0 | 0 | 0
2016-05-03 03:00 | 0 | 0 | 0 | 0 | 150279.1568 | 0 | 402380 | 0 | 0 | 0 | 0 | 210047.7904 | 0 | 0 | 0 | 0 | 0 | 0 | 0 | 3639854.9466 | 0 | 32773.0854 | 0 | 0 | 0 | 0 | 0 | 0 | 0 | 0 | 0 | -83051.4577 | 0 | 0 | 0 | 0 | 0 | 0 | 0 | 0 | 0 | -201822.4708 | 0 | 32773.0854 | 0 | 0 | 0 | 0 | 0 | 0
2016-05-03 04:00 | 0 | 0 | 0 | 0 | 0 | 0 | 378036 | 0 | 0 | 0 | 0 | 126996.3327 | 0 | 0 | 0 | 0 | 0 | 0 | 0 | 3377643.4897 | 0 | 0 | 0 | 0 | 0 | 0 | 0 | 0 | 0 | 0 | 0 | -83051.4577 | 0 | 0 | 0 | 0 | 0 | 0 | 0 | 0 | 0 | -262211.4569 | 0 | -32773.0854 | 0 | 0 | 0 | 0 | 0 | 0
2016-05-03 05:00 | 0 | 0 | 0 | 0 | 0 | 0 | 359393 | 0 | 0 | 0 | 0 | 44769.5189 | 0 | 0 | 0 | 0 | 0 | 0 | 0 | 3100477.3035 | 0 | 0 | 0 | 0 | 0 | 0 | 0 | 0 | 0 | 0 | 0 | -82226.8138 | 0 | 0 | 0 | 0 | 0 | 0 | 0 | 0 | 0 | -277166.1862 | 0 | 0 | 0 | 0 | 0 | 0 | 0 | 0
2016-05-03 06:00 | 0 | 0 | 0 | 0 | 150381.2715 | 0 | 344496 | 0 | 0 | 0 | 0 | 127820.9766 | 0 | 0 | 0 | 0 | 0 | 0 | 0 | 2823311.1173 | 0 | 0 | 0 | 0 | 0 | 0 | 0 | 0 | 0 | 0 | 0 | 83051.4577 | 0 | 0 | 0 | 0 | 0 | 0 | 0 | 0 | 0 | -277166.1862 | 0 | 0 | 0 | 0 | 0 | 0 | 0 | 0
2016-05-03 07:00 | 0 | 0 | 0 | 0 | 0 | 0 | 336170 | 0 | 0 | 0 | 0 | 44769.5189 | 0 | 0 | 0 | 0 | 0 | 0 | 0 | 2570192.575 | 0 | 0 | 0 | 0 | 0 | 0 | 0 | 0 | 0 | 0 | 0 | -83051.4577 | 0 | 0 | 0 | 0 | 0 | 0 | 0 | 0 | 0 | -253118.5423 | 0 | 0 | 0 | 0 | 0 | 0 | 0 | 0
2016-05-03 08:00 | 0 | 0 | 0 | 0 | 12687.295 | 0 | 334623 | 0 | 0 | 0 | 0 | 0 | 0 | 0 | 0 | 0 | 0 | 0 | 0 | 2293026.3889 | 0 | 0 | 0 | 0 | 0 | 0 | 0 | 0 | 0 | 0 | 0 | -44769.5189 | 0 | 0 | 0 | 0 | 0 | 0 | 0 | 0 | 0 | -277166.1862 | 0 | 0 | 0 | 0 | 0 | 0 | 0 | 0
2016-05-03 09:00 | 0 | 0 | 0 | 0 | 339642.8463 | 0 | 343487 | 0 | 0 | 0 | 0 | 83051.4577 | 0 | 0 | 0 | 0 | 0 | 0 | 0 | 2199591.4213 | 0 | 6539.3561 | 0 | 0 | 0 | 0 | 0 | 0 | 0 | 0 | 0 | 83051.4577 | 0 | 0 | 0 | 0 | 0 | 0 | 0 | 0 | 0 | -93434.9675 | 0 | 6539.3561 | 0 | 0 | 0 | 0 | 0 | 0
2016-05-03 10:00 | 0 | 0 | 0 | 0 | 0 | 0 | 366757 | 0 | 0 | 0 | 0 | 0 | 0 | 0 | 0 | 0 | 0 | 0 | 0 | 1922425.2352 | 0 | 0 | 0 | 0 | 0 | 0 | 0 | 0 | 0 | 0 | 0 | -83051.4577 | 0 | 0 | 0 | 0 | 0 | 0 | 0 | 0 | 0 | -277166.1862 | 0 | -6539.3561 | 0 | 0 | 0 | 0 | 0 | 0
2016-05-03 11:00 | 0 | 0 | 0 | 0 | 113193.8138 | 0 | 390360 | 0 | 0 | 0 | 0 | 0 | 0 | 0 | 0 | 0 | 0 | 0 | 0 | 1645259.049 | 0 | 0 | 0 | 0 | 0 | 0 | 0 | 0 | 0 | 0 | 0 | 0 | 0 | 0 | 0 | 0 | 0 | 0 | 0 | 0 | 0 | -277166.1862 | 0 | 0 | 0 | 0 | 0 | 0 | 0 | 0
2016-05-03 12:00 | 0 | 0 | 0 | 0 | 163981.3666 | 46945.905 | 405042 | 0 | 0 | 0 | 0 | 83051.4577 | 0 | 0 | 0 | 0 | 0 | 0 | 0 | 1368092.8628 | 0 | 0 | 0 | 0 | 0 | 0 | 0 | 0 | 0 | 0 | 0 | 83051.4577 | 0 | 0 | 0 | 0 | 0 | 0 | 0 | 0 | 0 | -277166.1862 | 0 | 0 | 0 | 0 | 0 | 0 | 0 | 0
2016-05-03 13:00 | 0 | 0 | 0 | 0 | 0 | 403914.9907 | 415297 | 0 | 0 | 0 | 0 | 0 | 0 | 0 | 0 | 0 | 0 | 0 | 0 | 1439762.3112 | 0 | 0 | 0 | 0 | 0 | 0 | 0 | 0 | 0 | 0 | 0 | -83051.4577 | 0 | 0 | 0 | 0 | 0 | 0 | 0 | 0 | 0 | 71669.4484 | 0 | 0 | 0 | 0 | 0 | 0 | 0 | 0
2016-05-03 14:00 | 0 | 0 | 0 | 0 | 0 | 702647.1862 | 425481 | 0 | 0 | 0 | 0 | 0 | 0 | 0 | 0 | 0 | 0 | 0 | 0 | 1716928.4974 | 0 | 0 | 0 | 0 | 0 | 0 | 0 | 0 | 0 | 0 | 0 | 0 | 0 | 0 | 0 | 0 | 0 | 0 | 0 | 0 | 0 | 277166.1862 | 0 | 0 | 0 | 0 | 0 | 0 | 0 | 0
2016-05-03 15:00 | 0 | 0 | 0 | 0 | 0 | 710266.1862 | 433100 | 0 | 0 | 0 | 0 | 0 | 0 | 0 | 0 | 0 | 0 | 0 | 0 | 1994094.6835 | 0 | 0 | 0 | 0 | 0 | 0 | 0 | 0 | 0 | 0 | 0 | 0 | 0 | 0 | 0 | 0 | 0 | 0 | 0 | 0 | 0 | 277166.1862 | 0 | 0 | 0 | 0 | 0 | 0 | 0 | 0
2016-05-03 16:00 | 0 | 0 | 0 | 0 | 0 | 799018.6439 | 438801 | 0 | 0 | 0 | 0 | 83051.4577 | 0 | 0 | 0 | 0 | 0 | 0 | 0 | 2271260.8697 | 0 | 0 | 0 | 0 | 0 | 0 | 0 | 0 | 0 | 0 | 0 | 83051.4577 | 0 | 0 | 0 | 0 | 0 | 0 | 0 | 0 | 0 | 277166.1862 | 0 | 0 | 0 | 0 | 0 | 0 | 0 | 0
2016-05-03 17:00 | 0 | 0 | 0 | 0 | 0 | 638335.7285 | 444221 | 0 | 0 | 0 | 0 | 0 | 0 | 0 | 0 | 0 | 0 | 0 | 0 | 2548427.0559 | 0 | 0 | 0 | 0 | 0 | 0 | 0 | 0 | 0 | 0 | 0 | -83051.4577 | 0 | 0 | 0 | 0 | 0 | 0 | 0 | 0 | 0 | 277166.1862 | 0 | 0 | 0 | 0 | 0 | 0 | 0 | 0
2016-05-03 18:00 | 0 | 0 | 0 | 0 | 0 | 809162.6439 | 448945 | 0 | 0 | 0 | 0 | 83051.4577 | 0 | 0 | 0 | 0 | 0 | 0 | 0 | 2825593.242 | 0 | 0 | 0 | 0 | 0 | 0 | 0 | 0 | 0 | 0 | 0 | 83051.4577 | 0 | 0 | 0 | 0 | 0 | 0 | 0 | 0 | 0 | 277166.1862 | 0 | 0 | 0 | 0 | 0 | 0 | 0 | 0
2016-05-03 19:00 | 0 | 0 | 0 | 0 | 0 | 812414.6439 | 452197 | 0 | 0 | 0 | 0 | 166102.9154 | 0 | 0 | 0 | 0 | 0 | 0 | 0 | 3102759.4282 | 0 | 0 | 0 | 0 | 0 | 0 | 0 | 0 | 0 | 0 | 0 | 83051.4577 | 0 | 0 | 0 | 0 | 0 | 0 | 0 | 0 | 0 | 277166.1862 | 0 | 0 | 0 | 0 | 0 | 0 | 0 | 0
2016-05-03 20:00 | 0 | 0 | 0 | 0 | 0 | 813828.6439 | 453611 | 0 | 0 | 0 | 0 | 249154.3731 | 0 | 0 | 0 | 0 | 0 | 0 | 0 | 3379925.6144 | 0 | 0 | 0 | 0 | 0 | 0 | 0 | 0 | 0 | 0 | 0 | 83051.4577 | 0 | 0 | 0 | 0 | 0 | 0 | 0 | 0 | 0 | 277166.1862 | 0 | 0 | 0 | 0 | 0 | 0 | 0 | 0
2016-05-03 21:00 | 0 | 0 | 0 | 0 | 0 | 766642.2603 | 455985 | 0 | 0 | 0 | 0 | 282645.4473 | 0 | 0 | 0 | 0 | 0 | 0 | 0 | 3657091.8005 | 0 | 0 | 0 | 0 | 0 | 0 | 0 | 0 | 0 | 0 | 0 | 33491.0741 | 0 | 0 | 0 | 0 | 0 | 0 | 0 | 0 | 0 | 277166.1862 | 0 | 0 | 0 | 0 | 0 | 0 | 0 | 0
2016-05-03 22:00 | 0 | 0 | 0 | 0 | 0 | 846643.7292 | 453653 | 0 | 0 | 0 | 0 | 365696.905 | 0 | 0 | 0 | 0 | 0 | 0 | 0 | 3934257.9867 | 0 | 32773.0854 | 0 | 0 | 0 | 0 | 0 | 0 | 0 | 0 | 0 | 83051.4577 | 0 | 0 | 0 | 0 | 0 | 0 | 0 | 0 | 0 | 277166.1862 | 0 | 32773.0854 | 0 | 0 | 0 | 0 | 0 | 0
2016-05-03 23:00 | 0 | 0 | 0 | 0 | 0 | 745507.8051 | 450134 | 0 | 0 | 0 | 0 | 376150.7058 | 0 | 0 | 0 | 0 | 0 | 0 | 0 | 4211424.1728 | 0 | 40526.9035 | 0 | 0 | 0 | 0 | 0 | 0 | 0 | 0 | 0 | 10453.8009 | 0 | 0 | 0 | 0 | 0 | 0 | 0 | 0 | 0 | 277166.1862 | 0 | 7753.8181 | 0 | 0 | 0 | 0 | 0 | 0
2016-05-04 | 0 | 0 | 0 | 0 | 0 | 545025.1879 | 450877 | 0 | 0 | 0 | 0 | 293099.2481 | 0 | 0 | 0 | 0 | 0 | 0 | 0 | 4421396.9038 | 0 | 7753.8181 | 0 | 0 | 0 | 0 | 0 | 0 | 0 | 0 | 0 | -83051.4577 | 0 | 0 | 0 | 0 | 0 | 0 | 0 | 0 | 0 | 209972.731 | 0 | -32773.0854 | 0 | 0 | 0 | 0 | 0 | 0
2016-05-04 01:00 | 0 | 0 | 0 | 0 | 0 | 157319.8852 | 447810 | 0 | 0 | 0 | 0 | 216498.0854 | 0 | 0 | 0 | 0 | 0 | 0 | 0 | 4215261.7699 | 0 | 0 | 0 | 0 | 0 | 0 | 0 | 0 | 0 | 0 | 0 | -76601.1627 | 0 | 0 | 0 | 0 | 0 | 0 | 0 | 0 | 0 | -206135.1339 | 0 | -7753.8181 | 0 | 0 | 0 | 0 | 0 | 0
2016-05-04 02:00 | 0 | 0 | 0 | 0 | 65286.4538 | 2775.9024 | 428280 | 0 | 0 | 0 | 0 | 133446.6277 | 0 | 0 | 0 | 0 | 0 | 0 | 0 | 3938095.5837 | 0 | 0 | 0 | 0 | 0 | 0 | 0 | 0 | 0 | 0 | 0 | -83051.4577 | 0 | 0 | 0 | 0 | 0 | 0 | 0 | 0 | 0 | -277166.1862 | 0 | 0 | 0 | 0 | 0 | 0 | 0 | 0
2016-05-04 03:00 | 0 | 0 | 0 | 0 | 207900.2715 | 0 | 402015 | 0 | 0 | 0 | 0 | 216498.0854 | 0 | 0 | 0 | 0 | 0 | 0 | 0 | 3660929.3975 | 0 | 0 | 0 | 0 | 0 | 0 | 0 | 0 | 0 | 0 | 0 | 83051.4577 | 0 | 0 | 0 | 0 | 0 | 0 | 0 | 0 | 0 | -277166.1862 | 0 | 0 | 0 | 0 | 0 | 0 | 0 | 0
2016-05-04 04:00 | 0 | 0 | 0 | 0 | 17385.3561 | 0 | 377603 | 0 | 0 | 0 | 0 | 133446.6277 | 0 | 0 | 0 | 0 | 0 | 0 | 0 | 3383763.2114 | 0 | 0 | 0 | 0 | 0 | 0 | 0 | 0 | 0 | 0 | 0 | -83051.4577 | 0 | 0 | 0 | 0 | 0 | 0 | 0 | 0 | 0 | -277166.1862 | 0 | 0 | 0 | 0 | 0 | 0 | 0 | 0
2016-05-04 05:00 | 0 | 0 | 0 | 0 | 0 | 0 | 356872 | 0 | 0 | 0 | 0 | 53740.8138 | 0 | 0 | 0 | 0 | 0 | 0 | 0 | 3106597.0252 | 0 | 0 | 0 | 0 | 0 | 0 | 0 | 0 | 0 | 0 | 0 | -79705.8138 | 0 | 0 | 0 | 0 | 0 | 0 | 0 | 0 | 0 | -277166.1862 | 0 | 0 | 0 | 0 | 0 | 0 | 0 | 0
2016-05-04 06:00 | 0 | 0 | 0 | 0 | 148109.2715 | 0 | 342224 | 0 | 0 | 0 | 0 | 136792.2715 | 0 | 0 | 0 | 0 | 0 | 0 | 0 | 2829430.8391 | 0 | 0 | 0 | 0 | 0 | 0 | 0 | 0 | 0 | 0 | 0 | 83051.4577 | 0 | 0 | 0 | 0 | 0 | 0 | 0 | 0 | 0 | -277166.1862 | 0 | 0 | 0 | 0 | 0 | 0 | 0 | 0
2016-05-04 07:00 | 0 | 0 | 0 | 0 | 0 | 0 | 333126 | 0 | 0 | 0 | 0 | 53740.8138 | 0 | 0 | 0 | 0 | 0 | 0 | 0 | 2579356.2968 | 0 | 0 | 0 | 0 | 0 | 0 | 0 | 0 | 0 | 0 | 0 | -83051.4577 | 0 | 0 | 0 | 0 | 0 | 0 | 0 | 0 | 0 | -250074.5423 | 0 | 0 | 0 | 0 | 0 | 0 | 0 | 0
2016-05-04 08:00 | 0 | 0 | 0 | 0 | 0 | 0 | 330907 | 0 | 0 | 0 | 0 | 0 | 0 | 0 | 0 | 0 | 0 | 0 | 0 | 2302190.1106 | 0 | 0 | 0 | 0 | 0 | 0 | 0 | 0 | 0 | 0 | 0 | -53740.8138 | 0 | 0 | 0 | 0 | 0 | 0 | 0 | 0 | 0 | -277166.1862 | 0 | 0 | 0 | 0 | 0 | 0 | 0 | 0
2016-05-04 09:00 | 0 | 0 | 0 | 0 | 145508.2715 | 0 | 339623 | 0 | 0 | 0 | 0 | 83051.4577 | 0 | 0 | 0 | 0 | 0 | 0 | 0 | 2025023.9244 | 0 | 0 | 0 | 0 | 0 | 0 | 0 | 0 | 0 | 0 | 0 | 83051.4577 | 0 | 0 | 0 | 0 | 0 | 0 | 0 | 0 | 0 | -277166.1862 | 0 | 0 | 0 | 0 | 0 | 0 | 0 | 0
2016-05-04 10:00 | 0 | 0 | 0 | 0 | 3033.3561 | 0 | 363251 | 0 | 0 | 0 | 0 | 0 | 0 | 0 | 0 | 0 | 0 | 0 | 0 | 1747857.7383 | 0 | 0 | 0 | 0 | 0 | 0 | 0 | 0 | 0 | 0 | 0 | -83051.4577 | 0 | 0 | 0 | 0 | 0 | 0 | 0 | 0 | 0 | -277166.1862 | 0 | 0 | 0 | 0 | 0 | 0 | 0 | 0
2016-05-04 11:00 | 0 | 0 | 0 | 0 | 107605.8138 | 0 | 384772 | 0 | 0 | 0 | 0 | 0 | 0 | 0 | 0 | 0 | 0 | 0 | 0 | 1470691.5521 | 0 | 0 | 0 | 0 | 0 | 0 | 0 | 0 | 0 | 0 | 0 | 0 | 0 | 0 | 0 | 0 | 0 | 0 | 0 | 0 | 0 | -277166.1862 | 0 | 0 | 0 | 0 | 0 | 0 | 0 | 0
2016-05-04 12:00 | 0 | 0 | 0 | 0 | 377628.1753 | 46053.662 | 397724 | 0 | 0 | 0 | 0 | 0 | 0 | 0 | 0 | 0 | 0 | 0 | 0 | 1496649.3894 | 0 | 0 | 0 | 0 | 0 | 0 | 0 | 0 | 0 | 0 | 0 | 0 | 0 | 0 | 0 | 0 | 0 | 0 | 0 | 0 | 0 | 25957.8373 | 0 | 0 | 0 | 0 | 0 | 0 | 0 | 0
2016-05-04 13:00 | 0 | 0 | 0 | 0 | 173368.8455 | 412192.7845 | 408059 | 0 | 0 | 0 | 0 | 16183.0943 | 0 | 0 | 0 | 0 | 0 | 0 | 0 | 1625195.8398 | 0 | 32773.0854 | 0 | 0 | 0 | 0 | 0 | 0 | 0 | 0 | 0 | 16183.0943 | 0 | 0 | 0 | 0 | 0 | 0 | 0 | 0 | 0 | 128546.4504 | 0 | 32773.0854 | 0 | 0 | 0 | 0 | 0 | 0
2016-05-04 14:00 | 0 | 0 | 0 | 0 | 0 | 645588.0065 | 417378 | 0 | 0 | 0 | 0 | 0 | 0 | 0 | 0 | 0 | 0 | 0 | 0 | 1902362.026 | 0 | 0 | 0 | 0 | 0 | 0 | 0 | 0 | 0 | 0 | 0 | -16183.0943 | 0 | 0 | 0 | 0 | 0 | 0 | 0 | 0 | 0 | 277166.1862 | 0 | -32773.0854 | 0 | 0 | 0 | 0 | 0 | 0
2016-05-04 15:00 | 0 | 0 | 0 | 0 | 0 | 701456.1862 | 424290 | 0 | 0 | 0 | 0 | 0 | 0 | 0 | 0 | 0 | 0 | 0 | 0 | 2179528.2121 | 0 | 0 | 0 | 0 | 0 | 0 | 0 | 0 | 0 | 0 | 0 | 0 | 0 | 0 | 0 | 0 | 0 | 0 | 0 | 0 | 0 | 277166.1862 | 0 | 0 | 0 | 0 | 0 | 0 | 0 | 0
2016-05-04 16:00 | 0 | 0 | 0 | 0 | 0 | 788288.6439 | 428071 | 0 | 0 | 0 | 0 | 83051.4577 | 0 | 0 | 0 | 0 | 0 | 0 | 0 | 2456694.3983 | 0 | 0 | 0 | 0 | 0 | 0 | 0 | 0 | 0 | 0 | 0 | 83051.4577 | 0 | 0 | 0 | 0 | 0 | 0 | 0 | 0 | 0 | 277166.1862 | 0 | 0 | 0 | 0 | 0 | 0 | 0 | 0
2016-05-04 17:00 | 0 | 0 | 0 | 0 | 0 | 625613.7285 | 431499 | 0 | 0 | 0 | 0 | 0 | 0 | 0 | 0 | 0 | 0 | 0 | 0 | 2733860.5845 | 0 | 0 | 0 | 0 | 0 | 0 | 0 | 0 | 0 | 0 | 0 | -83051.4577 | 0 | 0 | 0 | 0 | 0 | 0 | 0 | 0 | 0 | 277166.1862 | 0 | 0 | 0 | 0 | 0 | 0 | 0 | 0
2016-05-04 18:00 | 0 | 0 | 0 | 0 | 0 | 794631.6439 | 434414 | 0 | 0 | 0 | 0 | 83051.4577 | 0 | 0 | 0 | 0 | 0 | 0 | 0 | 3011026.7706 | 0 | 0 | 0 | 0 | 0 | 0 | 0 | 0 | 0 | 0 | 0 | 83051.4577 | 0 | 0 | 0 | 0 | 0 | 0 | 0 | 0 | 0 | 277166.1862 | 0 | 0 | 0 | 0 | 0 | 0 | 0 | 0
2016-05-04 19:00 | 0 | 0 | 0 | 0 | 0 | 797117.6439 | 436900 | 0 | 0 | 0 | 0 | 166102.9154 | 0 | 0 | 0 | 0 | 0 | 0 | 0 | 3288192.9568 | 0 | 0 | 0 | 0 | 0 | 0 | 0 | 0 | 0 | 0 | 0 | 83051.4577 | 0 | 0 | 0 | 0 | 0 | 0 | 0 | 0 | 0 | 277166.1862 | 0 | 0 | 0 | 0 | 0 | 0 | 0 | 0
2016-05-04 20:00 | 0 | 0 | 0 | 0 | 0 | 800597.6439 | 440380 | 0 | 0 | 0 | 0 | 249154.3731 | 0 | 0 | 0 | 0 | 0 | 0 | 0 | 3565359.143 | 0 | 0 | 0 | 0 | 0 | 0 | 0 | 0 | 0 | 0 | 0 | 83051.4577 | 0 | 0 | 0 | 0 | 0 | 0 | 0 | 0 | 0 | 277166.1862 | 0 | 0 | 0 | 0 | 0 | 0 | 0 | 0
2016-05-04 21:00 | 0 | 0 | 0 | 0 | 0 | 782265.5941 | 444502 | 0 | 0 | 0 | 0 | 301997.963 | 0 | 0 | 0 | 0 | 0 | 0 | 0 | 3842525.3291 | 0 | 7753.8181 | 0 | 0 | 0 | 0 | 0 | 0 | 0 | 0 | 0 | 52843.5899 | 0 | 0 | 0 | 0 | 0 | 0 | 0 | 0 | 0 | 277166.1862 | 0 | 7753.8181 | 0 | 0 | 0 | 0 | 0 | 0
2016-05-04 22:00 | 0 | 0 | 0 | 0 | 0 | 821476.0802 | 445815 | 0 | 0 | 0 | 0 | 367719.7717 | 0 | 0 | 0 | 0 | 0 | 0 | 0 | 4119691.5153 | 0 | 40526.9035 | 0 | 0 | 0 | 0 | 0 | 0 | 0 | 0 | 0 | 65721.8087 | 0 | 0 | 0 | 0 | 0 | 0 | 0 | 0 | 0 | 277166.1862 | 0 | 32773.0854 | 0 | 0 | 0 | 0 | 0 | 0
2016-05-04 23:00 | 0 | 0 | 0 | 0 | 0 | 730797.1203 | 445200 | 0 | 0 | 0 | 0 | 376150.7058 | 0 | 0 | 0 | 0 | 0 | 0 | 0 | 4396857.7014 | 0 | 40526.9035 | 0 | 0 | 0 | 0 | 0 | 0 | 0 | 0 | 0 | 8430.9341 | 0 | 0 | 0 | 0 | 0 | 0 | 0 | 0 | 0 | 277166.1862 | 0 | 0 | 0 | 0 | 0 | 0 | 0 | 0
2016-05-05 | 0 | 0 | 0 | 0 | 0 | 549192.1445 | 446544 | 0 | 0 | 0 | 0 | 371298.0008 | 0 | 0 | 0 | 0 | 0 | 0 | 0 | 4537131.6364 | 0 | 7753.8181 | 0 | 0 | 0 | 0 | 0 | 0 | 0 | 0 | 0 | -4852.705 | 0 | 0 | 0 | 0 | 0 | 0 | 0 | 0 | 0 | 140273.9349 | 0 | -32773.0854 | 0 | 0 | 0 | 0 | 0 | 0
2016-05-05 01:00 | 0 | 0 | 0 | 0 | 0 | 174017.6226 | 441798 | 0 | 0 | 0 | 0 | 288246.5431 | 0 | 0 | 0 | 0 | 0 | 0 | 0 | 4360156.5348 | 0 | 0 | 0 | 0 | 0 | 0 | 0 | 0 | 0 | 0 | 0 | -83051.4577 | 0 | 0 | 0 | 0 | 0 | 0 | 0 | 0 | 0 | -176975.1016 | 0 | -7753.8181 | 0 | 0 | 0 | 0 | 0 | 0
2016-05-05 02:00 | 0 | 0 | 0 | 0 | 60506.034 | 2529.3221 | 423253 | 0 | 0 | 0 | 0 | 205195.0854 | 0 | 0 | 0 | 0 | 0 | 0 | 0 | 4082990.3487 | 0 | 0 | 0 | 0 | 0 | 0 | 0 | 0 | 0 | 0 | 0 | -83051.4577 | 0 | 0 | 0 | 0 | 0 | 0 | 0 | 0 | 0 | -277166.1862 | 0 | 0 | 0 | 0 | 0 | 0 | 0 | 0
2016-05-05 03:00 | 0 | 0 | 0 | 0 | 36376.3561 | 0 | 396594 | 0 | 0 | 0 | 0 | 122143.6277 | 0 | 0 | 0 | 0 | 0 | 0 | 0 | 3805824.1625 | 0 | 0 | 0 | 0 | 0 | 0 | 0 | 0 | 0 | 0 | 0 | -83051.4577 | 0 | 0 | 0 | 0 | 0 | 0 | 0 | 0 | 0 | -277166.1862 | 0 | 0 | 0 | 0 | 0 | 0 | 0 | 0
2016-05-05 04:00 | 0 | 0 | 0 | 0 | 178950.2715 | 0 | 373065 | 0 | 0 | 0 | 0 | 205195.0854 | 0 | 0 | 0 | 0 | 0 | 0 | 0 | 3528657.9763 | 0 | 0 | 0 | 0 | 0 | 0 | 0 | 0 | 0 | 0 | 0 | 83051.4577 | 0 | 0 | 0 | 0 | 0 | 0 | 0 | 0 | 0 | -277166.1862 | 0 | 0 | 0 | 0 | 0 | 0 | 0 | 0
2016-05-05 05:00 | 0 | 0 | 0 | 0 | 0 | 0 | 353190 | 0 | 0 | 0 | 0 | 122143.6277 | 0 | 0 | 0 | 0 | 0 | 0 | 0 | 3258519.434 | 0 | 0 | 0 | 0 | 0 | 0 | 0 | 0 | 0 | 0 | 0 | -83051.4577 | 0 | 0 | 0 | 0 | 0 | 0 | 0 | 0 | 0 | -270138.5423 | 0 | 0 | 0 | 0 | 0 | 0 | 0 | 0
2016-05-05 06:00 | 0 | 0 | 0 | 0 | 0 | 0 | 338476 | 0 | 0 | 0 | 0 | 60833.8138 | 0 | 0 | 0 | 0 | 0 | 0 | 0 | 2981353.2479 | 0 | 0 | 0 | 0 | 0 | 0 | 0 | 0 | 0 | 0 | 0 | -61309.8138 | 0 | 0 | 0 | 0 | 0 | 0 | 0 | 0 | 0 | -277166.1862 | 0 | 0 | 0 | 0 | 0 | 0 | 0 | 0
2016-05-05 07:00 | 0 | 0 | 0 | 0 | 136093.2715 | 0 | 330208 | 0 | 0 | 0 | 0 | 143885.2715 | 0 | 0 | 0 | 0 | 0 | 0 | 0 | 2704187.0617 | 0 | 0 | 0 | 0 | 0 | 0 | 0 | 0 | 0 | 0 | 0 | 83051.4577 | 0 | 0 | 0 | 0 | 0 | 0 | 0 | 0 | 0 | -277166.1862 | 0 | 0 | 0 | 0 | 0 | 0 | 0 | 0
2016-05-05 08:00 | 0 | 0 | 0 | 0 | 0 | 0 | 328324 | 0 | 0 | 0 | 0 | 60833.8138 | 0 | 0 | 0 | 0 | 0 | 0 | 0 | 2458914.5194 | 0 | 0 | 0 | 0 | 0 | 0 | 0 | 0 | 0 | 0 | 0 | -83051.4577 | 0 | 0 | 0 | 0 | 0 | 0 | 0 | 0 | 0 | -245272.5423 | 0 | 0 | 0 | 0 | 0 | 0 | 0 | 0
2016-05-05 09:00 | 0 | 0 | 0 | 0 | 0 | 0 | 338000 | 0 | 0 | 0 | 0 | 0 | 0 | 0 | 0 | 0 | 0 | 0 | 0 | 2181748.3332 | 0 | 0 | 0 | 0 | 0 | 0 | 0 | 0 | 0 | 0 | 0 | -60833.8138 | 0 | 0 | 0 | 0 | 0 | 0 | 0 | 0 | 0 | -277166.1862 | 0 | 0 | 0 | 0 | 0 | 0 | 0 | 0
2016-05-05 10:00 | 0 | 0 | 0 | 0 | 432715.3481 | 0 | 360668 | 0 | 0 | 0 | 0 | 83051.4577 | 0 | 0 | 0 | 0 | 0 | 0 | 0 | 2170744.2236 | 0 | 0 | 0 | 0 | 0 | 0 | 0 | 0 | 0 | 0 | 0 | 83051.4577 | 0 | 0 | 0 | 0 | 0 | 0 | 0 | 0 | 0 | -11004.1096 | 0 | 0 | 0 | 0 | 0 | 0 | 0 | 0
2016-05-05 11:00 | 0 | 0 | 0 | 0 | 31848.1742 | 0 | 384312 | 0 | 0 | 0 | 0 | 0 | 0 | 0 | 0 | 0 | 0 | 0 | 0 | 1893578.0375 | 0 | 7753.8181 | 0 | 0 | 0 | 0 | 0 | 0 | 0 | 0 | 0 | -83051.4577 | 0 | 0 | 0 | 0 | 0 | 0 | 0 | 0 | 0 | -277166.1862 | 0 | 7753.8181 | 0 | 0 | 0 | 0 | 0 | 0
2016-05-05 12:00 | 0 | 0 | 0 | 0 | 298963.645 | 46421.8236 | 397866 | 0 | 0 | 0 | 0 | 83051.4577 | 0 | 0 | 0 | 0 | 0 | 0 | 0 | 1725272.963 | 0 | 40526.9035 | 0 | 0 | 0 | 0 | 0 | 0 | 0 | 0 | 0 | 83051.4577 | 0 | 0 | 0 | 0 | 0 | 0 | 0 | 0 | 0 | -168305.0745 | 0 | 32773.0854 | 0 | 0 | 0 | 0 | 0 | 0
2016-05-05 13:00 | 0 | 0 | 0 | 0 | 0 | 405566.495 | 407841 | 0 | 0 | 0 | 0 | 0 | 0 | 0 | 0 | 0 | 0 | 0 | 0 | 1838823.001 | 0 | 7753.8181 | 0 | 0 | 0 | 0 | 0 | 0 | 0 | 0 | 0 | -83051.4577 | 0 | 0 | 0 | 0 | 0 | 0 | 0 | 0 | 0 | 113550.038 | 0 | -32773.0854 | 0 | 0 | 0 | 0 | 0 | 0
2016-05-05 14:00 | 0 | 0 | 0 | 0 | 0 | 636520.2321 | 417112 | 0 | 0 | 0 | 0 | 0 | 0 | 0 | 0 | 0 | 0 | 0 | 0 | 2065985.0513 | 0 | 0 | 0 | 0 | 0 | 0 | 0 | 0 | 0 | 0 | 0 | 0 | 0 | 0 | 0 | 0 | 0 | 0 | 0 | 0 | 0 | 227162.0502 | 0 | -7753.8181 | 0 | 0 | 0 | 0 | 0 | 0
2016-05-05 15:00 | 0 | 0 | 0 | 0 | 0 | 700850.1862 | 423684 | 0 | 0 | 0 | 0 | 0 | 0 | 0 | 0 | 0 | 0 | 0 | 0 | 2343151.2374 | 0 | 0 | 0 | 0 | 0 | 0 | 0 | 0 | 0 | 0 | 0 | 0 | 0 | 0 | 0 | 0 | 0 | 0 | 0 | 0 | 0 | 277166.1862 | 0 | 0 | 0 | 0 | 0 | 0 | 0 | 0
2016-05-05 16:00 | 0 | 0 | 0 | 0 | 0 | 788263.6439 | 428046 | 0 | 0 | 0 | 0 | 83051.4577 | 0 | 0 | 0 | 0 | 0 | 0 | 0 | 2620317.4236 | 0 | 0 | 0 | 0 | 0 | 0 | 0 | 0 | 0 | 0 | 0 | 83051.4577 | 0 | 0 | 0 | 0 | 0 | 0 | 0 | 0 | 0 | 277166.1862 | 0 | 0 | 0 | 0 | 0 | 0 | 0 | 0
2016-05-05 17:00 | 0 | 0 | 0 | 0 | 0 | 632543.9657 | 432047 | 0 | 0 | 0 | 0 | 6382.2373 | 0 | 0 | 0 | 0 | 0 | 0 | 0 | 2897483.6097 | 0 | 0 | 0 | 0 | 0 | 0 | 0 | 0 | 0 | 0 | 0 | -76669.2204 | 0 | 0 | 0 | 0 | 0 | 0 | 0 | 0 | 0 | 277166.1862 | 0 | 0 | 0 | 0 | 0 | 0 | 0 | 0
2016-05-05 18:00 | 0 | 0 | 0 | 0 | 0 | 795378.6439 | 435161 | 0 | 0 | 0 | 0 | 89433.695 | 0 | 0 | 0 | 0 | 0 | 0 | 0 | 3174649.7959 | 0 | 0 | 0 | 0 | 0 | 0 | 0 | 0 | 0 | 0 | 0 | 83051.4577 | 0 | 0 | 0 | 0 | 0 | 0 | 0 | 0 | 0 | 277166.1862 | 0 | 0 | 0 | 0 | 0 | 0 | 0 | 0
2016-05-05 19:00 | 0 | 0 | 0 | 0 | 0 | 799042.6439 | 438825 | 0 | 0 | 0 | 0 | 172485.1527 | 0 | 0 | 0 | 0 | 0 | 0 | 0 | 3451815.9821 | 0 | 0 | 0 | 0 | 0 | 0 | 0 | 0 | 0 | 0 | 0 | 83051.4577 | 0 | 0 | 0 | 0 | 0 | 0 | 0 | 0 | 0 | 277166.1862 | 0 | 0 | 0 | 0 | 0 | 0 | 0 | 0
2016-05-05 20:00 | 0 | 0 | 0 | 0 | 0 | 802936.6439 | 442719 | 0 | 0 | 0 | 0 | 255536.6104 | 0 | 0 | 0 | 0 | 0 | 0 | 0 | 3728982.1682 | 0 | 0 | 0 | 0 | 0 | 0 | 0 | 0 | 0 | 0 | 0 | 83051.4577 | 0 | 0 | 0 | 0 | 0 | 0 | 0 | 0 | 0 | 277166.1862 | 0 | 0 | 0 | 0 | 0 | 0 | 0 | 0
2016-05-05 21:00 | 0 | 0 | 0 | 0 | 0 | 824940.8085 | 445012 | 0 | 0 | 0 | 0 | 325526.1473 | 0 | 0 | 0 | 0 | 0 | 0 | 0 | 4006148.3544 | 0 | 32773.0854 | 0 | 0 | 0 | 0 | 0 | 0 | 0 | 0 | 0 | 69989.537 | 0 | 0 | 0 | 0 | 0 | 0 | 0 | 0 | 0 | 277166.1862 | 0 | 32773.0854 | 0 | 0 | 0 | 0 | 0 | 0
2016-05-05 22:00 | 0 | 0 | 0 | 0 | 0 | 779071.5628 | 443527 | 0 | 0 | 0 | 0 | 376150.7058 | 0 | 0 | 0 | 0 | 0 | 0 | 0 | 4283314.5406 | 0 | 40526.9035 | 0 | 0 | 0 | 0 | 0 | 0 | 0 | 0 | 0 | 50624.5585 | 0 | 0 | 0 | 0 | 0 | 0 | 0 | 0 | 0 | 277166.1862 | 0 | 7753.8181 | 0 | 0 | 0 | 0 | 0 | 0
2016-05-05 23:00 | 0 | 0 | 0 | 0 | 0 | 663791.2158 | 439817 | 0 | 0 | 0 | 0 | 376150.7058 | 0 | 0 | 0 | 0 | 0 | 0 | 0 | 4515042.5745 | 0 | 32773.0854 | 0 | 0 | 0 | 0 | 0 | 0 | 0 | 0 | 0 | 0 | 0 | 0 | 0 | 0 | 0 | 0 | 0 | 0 | 0 | 231728.0339 | 0 | -7753.8181 | 0 | 0 | 0 | 0 | 0 | 0
2016-05-06 | 0 | 0 | 0 | 0 | 0 | 460360.6787 | 440439 | 0 | 0 | 0 | 0 | 373054.0008 | 0 | 0 | 0 | 0 | 0 | 0 | 0 | 4570834.0436 | 0 | 0 | 0 | 0 | 0 | 0 | 0 | 0 | 0 | 0 | 0 | -3096.705 | 0 | 0 | 0 | 0 | 0 | 0 | 0 | 0 | 0 | 55791.4691 | 0 | -32773.0854 | 0 | 0 | 0 | 0 | 0 | 0
2016-05-06 01:00 | 0 | 0 | 0 | 0 | 0 | 139533.7765 | 437238 | 0 | 0 | 0 | 0 | 290002.5431 | 0 | 0 | 0 | 0 | 0 | 0 | 0 | 4356181.2777 | 0 | 0 | 0 | 0 | 0 | 0 | 0 | 0 | 0 | 0 | 0 | -83051.4577 | 0 | 0 | 0 | 0 | 0 | 0 | 0 | 0 | 0 | -214652.7658 | 0 | 0 | 0 | 0 | 0 | 0 | 0 | 0
2016-05-06 02:00 | 0 | 0 | 0 | 0 | 55387.9063 | 3883.4499 | 419489 | 0 | 0 | 0 | 0 | 206951.0854 | 0 | 0 | 0 | 0 | 0 | 0 | 0 | 4079015.0916 | 0 | 0 | 0 | 0 | 0 | 0 | 0 | 0 | 0 | 0 | 0 | -83051.4577 | 0 | 0 | 0 | 0 | 0 | 0 | 0 | 0 | 0 | -277166.1862 | 0 | 0 | 0 | 0 | 0 | 0 | 0 | 0
2016-05-06 03:00 | 0 | 0 | 0 | 0 | 35725.3561 | 0 | 395943 | 0 | 0 | 0 | 0 | 123899.6277 | 0 | 0 | 0 | 0 | 0 | 0 | 0 | 3801848.9054 | 0 | 0 | 0 | 0 | 0 | 0 | 0 | 0 | 0 | 0 | 0 | -83051.4577 | 0 | 0 | 0 | 0 | 0 | 0 | 0 | 0 | 0 | -277166.1862 | 0 | 0 | 0 | 0 | 0 | 0 | 0 | 0
2016-05-06 04:00 | 0 | 0 | 0 | 0 | 178943.2715 | 0 | 373058 | 0 | 0 | 0 | 0 | 206951.0854 | 0 | 0 | 0 | 0 | 0 | 0 | 0 | 3524682.7192 | 0 | 0 | 0 | 0 | 0 | 0 | 0 | 0 | 0 | 0 | 0 | 83051.4577 | 0 | 0 | 0 | 0 | 0 | 0 | 0 | 0 | 0 | -277166.1862 | 0 | 0 | 0 | 0 | 0 | 0 | 0 | 0
2016-05-06 05:00 | 0 | 0 | 0 | 0 | 0 | 0 | 354787 | 0 | 0 | 0 | 0 | 123899.6277 | 0 | 0 | 0 | 0 | 0 | 0 | 0 | 3252947.1769 | 0 | 0 | 0 | 0 | 0 | 0 | 0 | 0 | 0 | 0 | 0 | -83051.4577 | 0 | 0 | 0 | 0 | 0 | 0 | 0 | 0 | 0 | -271735.5423 | 0 | 0 | 0 | 0 | 0 | 0 | 0 | 0
2016-05-06 06:00 | 0 | 0 | 0 | 0 | 0 | 0 | 340135 | 0 | 0 | 0 | 0 | 60930.8138 | 0 | 0 | 0 | 0 | 0 | 0 | 0 | 2975780.9908 | 0 | 0 | 0 | 0 | 0 | 0 | 0 | 0 | 0 | 0 | 0 | -62968.8138 | 0 | 0 | 0 | 0 | 0 | 0 | 0 | 0 | 0 | -277166.1862 | 0 | 0 | 0 | 0 | 0 | 0 | 0 | 0
2016-05-06 07:00 | 0 | 0 | 0 | 0 | 137816.2715 | 0 | 331931 | 0 | 0 | 0 | 0 | 143982.2715 | 0 | 0 | 0 | 0 | 0 | 0 | 0 | 2698614.8046 | 0 | 0 | 0 | 0 | 0 | 0 | 0 | 0 | 0 | 0 | 0 | 83051.4577 | 0 | 0 | 0 | 0 | 0 | 0 | 0 | 0 | 0 | -277166.1862 | 0 | 0 | 0 | 0 | 0 | 0 | 0 | 0
2016-05-06 08:00 | 0 | 0 | 0 | 0 | 0 | 0 | 330173 | 0 | 0 | 0 | 0 | 60930.8138 | 0 | 0 | 0 | 0 | 0 | 0 | 0 | 2451493.2623 | 0 | 0 | 0 | 0 | 0 | 0 | 0 | 0 | 0 | 0 | 0 | -83051.4577 | 0 | 0 | 0 | 0 | 0 | 0 | 0 | 0 | 0 | -247121.5423 | 0 | 0 | 0 | 0 | 0 | 0 | 0 | 0
2016-05-06 09:00 | 0 | 0 | 0 | 0 | 0 | 0 | 338097 | 0 | 0 | 0 | 0 | 0 | 0 | 0 | 0 | 0 | 0 | 0 | 0 | 2174327.0762 | 0 | 0 | 0 | 0 | 0 | 0 | 0 | 0 | 0 | 0 | 0 | -60930.8138 | 0 | 0 | 0 | 0 | 0 | 0 | 0 | 0 | 0 | -277166.1862 | 0 | 0 | 0 | 0 | 0 | 0 | 0 | 0
2016-05-06 10:00 | 0 | 0 | 0 | 0 | 166372.2715 | 0 | 360487 | 0 | 0 | 0 | 0 | 83051.4577 | 0 | 0 | 0 | 0 | 0 | 0 | 0 | 1897160.89 | 0 | 0 | 0 | 0 | 0 | 0 | 0 | 0 | 0 | 0 | 0 | 83051.4577 | 0 | 0 | 0 | 0 | 0 | 0 | 0 | 0 | 0 | -277166.1862 | 0 | 0 | 0 | 0 | 0 | 0 | 0 | 0
2016-05-06 11:00 | 0 | 0 | 0 | 0 | 20459.3561 | 0 | 380677 | 0 | 0 | 0 | 0 | 0 | 0 | 0 | 0 | 0 | 0 | 0 | 0 | 1619994.7038 | 0 | 0 | 0 | 0 | 0 | 0 | 0 | 0 | 0 | 0 | 0 | -83051.4577 | 0 | 0 | 0 | 0 | 0 | 0 | 0 | 0 | 0 | -277166.1862 | 0 | 0 | 0 | 0 | 0 | 0 | 0 | 0
2016-05-06 12:00 | 0 | 0 | 0 | 0 | 433633.3519 | 50575.7032 | 393325 | 0 | 0 | 0 | 0 | 83051.4577 | 0 | 0 | 0 | 0 | 0 | 0 | 0 | 1627827.3012 | 0 | 0 | 0 | 0 | 0 | 0 | 0 | 0 | 0 | 0 | 0 | 83051.4577 | 0 | 0 | 0 | 0 | 0 | 0 | 0 | 0 | 0 | 7832.5974 | 0 | 0 | 0 | 0 | 0 | 0 | 0 | 0
2016-05-06 13:00 | 0 | 0 | 0 | 0 | 0 | 360979.1483 | 404237 | 0 | 0 | 0 | 0 | 0 | 0 | 0 | 0 | 0 | 0 | 0 | 0 | 1667620.9072 | 0 | 0 | 0 | 0 | 0 | 0 | 0 | 0 | 0 | 0 | 0 | -83051.4577 | 0 | 0 | 0 | 0 | 0 | 0 | 0 | 0 | 0 | 39793.606 | 0 | 0 | 0 | 0 | 0 | 0 | 0 | 0
2016-05-06 14:00 | 0 | 0 | 0 | 0 | 98300.8242 | 593282.3619 | 414417 | 0 | 0 | 0 | 0 | 0 | 0 | 0 | 0 | 0 | 0 | 0 | 0 | 1944787.0933 | 0 | 0 | 0 | 0 | 0 | 0 | 0 | 0 | 0 | 0 | 0 | 0 | 0 | 0 | 0 | 0 | 0 | 0 | 0 | 0 | 0 | 277166.1862 | 0 | 0 | 0 | 0 | 0 | 0 | 0 | 0
2016-05-06 15:00 | 0 | 0 | 0 | 0 | 0 | 718130.0559 | 420427 | 0 | 0 | 0 | 0 | 0 | 0 | 0 | 0 | 0 | 0 | 0 | 0 | 2221953.2795 | 0 | 20536.8697 | 0 | 0 | 0 | 0 | 0 | 0 | 0 | 0 | 0 | 0 | 0 | 0 | 0 | 0 | 0 | 0 | 0 | 0 | 0 | 277166.1862 | 0 | 20536.8697 | 0 | 0 | 0 | 0 | 0 | 0
2016-05-06 16:00 | 0 | 0 | 0 | 0 | 0 | 787616.6008 | 423953 | 0 | 0 | 0 | 0 | 83051.4577 | 0 | 0 | 0 | 0 | 0 | 0 | 0 | 2499119.4657 | 0 | 23982.8266 | 0 | 0 | 0 | 0 | 0 | 0 | 0 | 0 | 0 | 83051.4577 | 0 | 0 | 0 | 0 | 0 | 0 | 0 | 0 | 0 | 277166.1862 | 0 | 3445.9569 | 0 | 0 | 0 | 0 | 0 | 0
2016-05-06 17:00 | 0 | 0 | 0 | 0 | 0 | 796694.021 | 429165 | 0 | 0 | 0 | 0 | 166102.9154 | 0 | 0 | 0 | 0 | 0 | 0 | 0 | 2776285.6518 | 0 | 31294.2038 | 0 | 0 | 0 | 0 | 0 | 0 | 0 | 0 | 0 | 83051.4577 | 0 | 0 | 0 | 0 | 0 | 0 | 0 | 0 | 0 | 277166.1862 | 0 | 7311.3772 | 0 | 0 | 0 | 0 | 0 | 0
2016-05-06 18:00 | 0 | 0 | 0 | 0 | 0 | 789447.9741 | 432520 | 0 | 0 | 0 | 0 | 249154.3731 | 0 | 0 | 0 | 0 | 0 | 0 | 0 | 3053451.838 | 0 | 28004.534 | 0 | 0 | 0 | 0 | 0 | 0 | 0 | 0 | 0 | 83051.4577 | 0 | 0 | 0 | 0 | 0 | 0 | 0 | 0 | 0 | 277166.1862 | 0 | -3289.6698 | 0 | 0 | 0 | 0 | 0 | 0
2016-05-06 19:00 | 0 | 0 | 0 | 0 | 0 | 775638.9113 | 435460 | 0 | 0 | 0 | 0 | 299644.7288 | 0 | 0 | 0 | 0 | 0 | 0 | 0 | 3330618.0242 | 0 | 40526.9035 | 0 | 0 | 0 | 0 | 0 | 0 | 0 | 0 | 0 | 50490.3557 | 0 | 0 | 0 | 0 | 0 | 0 | 0 | 0 | 0 | 277166.1862 | 0 | 12522.3695 | 0 | 0 | 0 | 0 | 0 | 0
2016-05-06 20:00 | 0 | 0 | 0 | 0 | 0 | 762508.4922 | 438257 | 0 | 0 | 0 | 0 | 346730.0348 | 0 | 0 | 0 | 0 | 0 | 0 | 0 | 3607784.2103 | 0 | 40526.9035 | 0 | 0 | 0 | 0 | 0 | 0 | 0 | 0 | 0 | 47085.306 | 0 | 0 | 0 | 0 | 0 | 0 | 0 | 0 | 0 | 277166.1862 | 0 | 0 | 0 | 0 | 0 | 0 | 0 | 0
2016-05-06 21:00 | 0 | 0 | 0 | 0 | 0 | 731920.3183 | 439977 | 0 | 0 | 0 | 0 | 361507.1669 | 0 | 0 | 0 | 0 | 0 | 0 | 0 | 3884950.3965 | 0 | 40526.9035 | 0 | 0 | 0 | 0 | 0 | 0 | 0 | 0 | 0 | 14777.1321 | 0 | 0 | 0 | 0 | 0 | 0 | 0 | 0 | 0 | 277166.1862 | 0 | 0 | 0 | 0 | 0 | 0 | 0 | 0
2016-05-06 22:00 | 0 | 0 | 0 | 0 | 0 | 667448.4827 | 436609 | 0 | 0 | 0 | 0 | 322934.2815 | 0 | 0 | 0 | 0 | 0 | 0 | 0 | 4162116.5826 | 0 | 32773.0854 | 0 | 0 | 0 | 0 | 0 | 0 | 0 | 0 | 0 | -38572.8854 | 0 | 0 | 0 | 0 | 0 | 0 | 0 | 0 | 0 | 277166.1862 | 0 | -7753.8181 | 0 | 0 | 0 | 0 | 0 | 0
2016-05-06 23:00 | 0 | 0 | 0 | 0 | 0 | 560386.8177 | 430635 | 0 | 0 | 0 | 0 | 360227.0008 | 0 | 0 | 0 | 0 | 0 | 0 | 0 | 4287348.7664 | 0 | 0 | 0 | 0 | 0 | 0 | 0 | 0 | 0 | 0 | 0 | 37292.7193 | 0 | 0 | 0 | 0 | 0 | 0 | 0 | 0 | 0 | 125232.1838 | 0 | -32773.0854 | 0 | 0 | 0 | 0 | 0 | 0
2016-05-07 | 0 | 0 | 0 | 0 | 0 | 382517.4766 | 427574 | 0 | 0 | 0 | 0 | 277175.5431 | 0 | 0 | 0 | 0 | 0 | 0 | 0 | 4325343.7007 | 0 | 0 | 0 | 0 | 0 | 0 | 0 | 0 | 0 | 0 | 0 | -83051.4577 | 0 | 0 | 0 | 0 | 0 | 0 | 0 | 0 | 0 | 37994.9343 | 0 | 0 | 0 | 0 | 0 | 0 | 0 | 0
2016-05-07 01:00 | 0 | 0 | 0 | 0 | 0 | 97165.5335 | 423353 | 0 | 0 | 0 | 0 | 194124.0854 | 0 | 0 | 0 | 0 | 0 | 0 | 0 | 4082207.6919 | 0 | 0 | 0 | 0 | 0 | 0 | 0 | 0 | 0 | 0 | 0 | -83051.4577 | 0 | 0 | 0 | 0 | 0 | 0 | 0 | 0 | 0 | -243136.0088 | 0 | 0 | 0 | 0 | 0 | 0 | 0 | 0
2016-05-07 02:00 | 0 | 0 | 0 | 0 | 45046.0866 | 3251.2695 | 408515 | 0 | 0 | 0 | 0 | 111072.6277 | 0 | 0 | 0 | 0 | 0 | 0 | 0 | 3805041.5057 | 0 | 0 | 0 | 0 | 0 | 0 | 0 | 0 | 0 | 0 | 0 | -83051.4577 | 0 | 0 | 0 | 0 | 0 | 0 | 0 | 0 | 0 | -277166.1862 | 0 | 0 | 0 | 0 | 0 | 0 | 0 | 0
2016-05-07 03:00 | 0 | 0 | 0 | 0 | 193183.2715 | 0 | 387298 | 0 | 0 | 0 | 0 | 194124.0854 | 0 | 0 | 0 | 0 | 0 | 0 | 0 | 3527875.3195 | 0 | 0 | 0 | 0 | 0 | 0 | 0 | 0 | 0 | 0 | 0 | 83051.4577 | 0 | 0 | 0 | 0 | 0 | 0 | 0 | 0 | 0 | -277166.1862 | 0 | 0 | 0 | 0 | 0 | 0 | 0 | 0
2016-05-07 04:00 | 0 | 0 | 0 | 0 | 5294.3561 | 0 | 365512 | 0 | 0 | 0 | 0 | 111072.6277 | 0 | 0 | 0 | 0 | 0 | 0 | 0 | 3250709.1334 | 0 | 0 | 0 | 0 | 0 | 0 | 0 | 0 | 0 | 0 | 0 | -83051.4577 | 0 | 0 | 0 | 0 | 0 | 0 | 0 | 0 | 0 | -277166.1862 | 0 | 0 | 0 | 0 | 0 | 0 | 0 | 0
2016-05-07 05:00 | 0 | 0 | 0 | 0 | 0 | 0 | 346615 | 0 | 0 | 0 | 0 | 41623.8138 | 0 | 0 | 0 | 0 | 0 | 0 | 0 | 2973542.9472 | 0 | 0 | 0 | 0 | 0 | 0 | 0 | 0 | 0 | 0 | 0 | -69448.8138 | 0 | 0 | 0 | 0 | 0 | 0 | 0 | 0 | 0 | -277166.1862 | 0 | 0 | 0 | 0 | 0 | 0 | 0 | 0
2016-05-07 06:00 | 0 | 0 | 0 | 0 | 138336.2715 | 0 | 332451 | 0 | 0 | 0 | 0 | 124675.2715 | 0 | 0 | 0 | 0 | 0 | 0 | 0 | 2696376.7611 | 0 | 0 | 0 | 0 | 0 | 0 | 0 | 0 | 0 | 0 | 0 | 83051.4577 | 0 | 0 | 0 | 0 | 0 | 0 | 0 | 0 | 0 | -277166.1862 | 0 | 0 | 0 | 0 | 0 | 0 | 0 | 0
2016-05-07 07:00 | 0 | 0 | 0 | 0 | 0 | 0 | 322728 | 0 | 0 | 0 | 0 | 41623.8138 | 0 | 0 | 0 | 0 | 0 | 0 | 0 | 2456700.2188 | 0 | 0 | 0 | 0 | 0 | 0 | 0 | 0 | 0 | 0 | 0 | -83051.4577 | 0 | 0 | 0 | 0 | 0 | 0 | 0 | 0 | 0 | -239676.5423 | 0 | 0 | 0 | 0 | 0 | 0 | 0 | 0
2016-05-07 08:00 | 0 | 0 | 0 | 0 | 0 | 0 | 318790 | 0 | 0 | 0 | 0 | 0 | 0 | 0 | 0 | 0 | 0 | 0 | 0 | 2179534.0326 | 0 | 0 | 0 | 0 | 0 | 0 | 0 | 0 | 0 | 0 | 0 | -41623.8138 | 0 | 0 | 0 | 0 | 0 | 0 | 0 | 0 | 0 | -277166.1862 | 0 | 0 | 0 | 0 | 0 | 0 | 0 | 0
2016-05-07 09:00 | 0 | 0 | 0 | 0 | 125891.2715 | 0 | 320006 | 0 | 0 | 0 | 0 | 83051.4577 | 0 | 0 | 0 | 0 | 0 | 0 | 0 | 1902367.8464 | 0 | 0 | 0 | 0 | 0 | 0 | 0 | 0 | 0 | 0 | 0 | 83051.4577 | 0 | 0 | 0 | 0 | 0 | 0 | 0 | 0 | 0 | -277166.1862 | 0 | 0 | 0 | 0 | 0 | 0 | 0 | 0
2016-05-07 10:00 | 0 | 0 | 0 | 0 | 0 | 0 | 324047 | 0 | 0 | 0 | 0 | 0 | 0 | 0 | 0 | 0 | 0 | 0 | 0 | 1661372.3041 | 0 | 0 | 0 | 0 | 0 | 0 | 0 | 0 | 0 | 0 | 0 | -83051.4577 | 0 | 0 | 0 | 0 | 0 | 0 | 0 | 0 | 0 | -240995.5423 | 0 | 0 | 0 | 0 | 0 | 0 | 0 | 0
2016-05-07 11:00 | 0 | 0 | 0 | 0 | 54811.8138 | 0 | 331978 | 0 | 0 | 0 | 0 | 0 | 0 | 0 | 0 | 0 | 0 | 0 | 0 | 1384206.118 | 0 | 0 | 0 | 0 | 0 | 0 | 0 | 0 | 0 | 0 | 0 | 0 | 0 | 0 | 0 | 0 | 0 | 0 | 0 | 0 | 0 | -277166.1862 | 0 | 0 | 0 | 0 | 0 | 0 | 0 | 0
2016-05-07 12:00 | 0 | 0 | 0 | 0 | 369273.3229 | 53553.6052 | 345804 | 0 | 0 | 0 | 0 | 83051.4577 | 0 | 0 | 0 | 0 | 0 | 0 | 0 | 1378177.5883 | 0 | 0 | 0 | 0 | 0 | 0 | 0 | 0 | 0 | 0 | 0 | 83051.4577 | 0 | 0 | 0 | 0 | 0 | 0 | 0 | 0 | 0 | -6028.5296 | 0 | 0 | 0 | 0 | 0 | 0 | 0 | 0
2016-05-07 13:00 | 0 | 0 | 0 | 0 | 0 | 356454.3184 | 360939 | 0 | 0 | 0 | 0 | 0 | 0 | 0 | 0 | 0 | 0 | 0 | 0 | 1456744.3645 | 0 | 0 | 0 | 0 | 0 | 0 | 0 | 0 | 0 | 0 | 0 | -83051.4577 | 0 | 0 | 0 | 0 | 0 | 0 | 0 | 0 | 0 | 78566.7761 | 0 | 0 | 0 | 0 | 0 | 0 | 0 | 0
2016-05-07 14:00 | 0 | 0 | 0 | 0 | 88139.2059 | 561705.9803 | 372679 | 0 | 0 | 0 | 0 | 0 | 0 | 0 | 0 | 0 | 0 | 0 | 0 | 1733910.5506 | 0 | 0 | 0 | 0 | 0 | 0 | 0 | 0 | 0 | 0 | 0 | 0 | 0 | 0 | 0 | 0 | 0 | 0 | 0 | 0 | 0 | 277166.1862 | 0 | 0 | 0 | 0 | 0 | 0 | 0 | 0
2016-05-07 15:00 | 0 | 0 | 0 | 0 | 0 | 671818.5675 | 381821 | 0 | 0 | 0 | 0 | 0 | 0 | 0 | 0 | 0 | 0 | 0 | 0 | 2011076.7368 | 0 | 12831.3814 | 0 | 0 | 0 | 0 | 0 | 0 | 0 | 0 | 0 | 0 | 0 | 0 | 0 | 0 | 0 | 0 | 0 | 0 | 0 | 277166.1862 | 0 | 12831.3814 | 0 | 0 | 0 | 0 | 0 | 0
2016-05-07 16:00 | 0 | 0 | 0 | 0 | 0 | 743653.5316 | 387645 | 0 | 0 | 0 | 0 | 83051.4577 | 0 | 0 | 0 | 0 | 0 | 0 | 0 | 2288242.923 | 0 | 8622.2691 | 0 | 0 | 0 | 0 | 0 | 0 | 0 | 0 | 0 | 83051.4577 | 0 | 0 | 0 | 0 | 0 | 0 | 0 | 0 | 0 | 277166.1862 | 0 | -4209.1123 | 0 | 0 | 0 | 0 | 0 | 0
2016-05-07 17:00 | 0 | 0 | 0 | 0 | 0 | 756052.1528 | 392381 | 0 | 0 | 0 | 0 | 166102.9154 | 0 | 0 | 0 | 0 | 0 | 0 | 0 | 2565409.1091 | 0 | 12075.778 | 0 | 0 | 0 | 0 | 0 | 0 | 0 | 0 | 0 | 83051.4577 | 0 | 0 | 0 | 0 | 0 | 0 | 0 | 0 | 0 | 277166.1862 | 0 | 3453.5089 | 0 | 0 | 0 | 0 | 0 | 0
2016-05-07 18:00 | 0 | 0 | 0 | 0 | 0 | 756096.8751 | 397613 | 0 | 0 | 0 | 0 | 218969.4789 | 0 | 0 | 0 | 0 | 0 | 0 | 0 | 2842575.2953 | 0 | 40526.9035 | 0 | 0 | 0 | 0 | 0 | 0 | 0 | 0 | 0 | 52866.5634 | 0 | 0 | 0 | 0 | 0 | 0 | 0 | 0 | 0 | 277166.1862 | 0 | 28451.1255 | 0 | 0 | 0 | 0 | 0 | 0
2016-05-07 19:00 | 0 | 0 | 0 | 0 | 0 | 749102.4282 | 403027 | 0 | 0 | 0 | 0 | 287878.7209 | 0 | 0 | 0 | 0 | 0 | 0 | 0 | 3119741.4814 | 0 | 40526.9035 | 0 | 0 | 0 | 0 | 0 | 0 | 0 | 0 | 0 | 68909.242 | 0 | 0 | 0 | 0 | 0 | 0 | 0 | 0 | 0 | 277166.1862 | 0 | 0 | 0 | 0 | 0 | 0 | 0 | 0
2016-05-07 20:00 | 0 | 0 | 0 | 0 | 0 | 740206.1694 | 408250 | 0 | 0 | 0 | 0 | 342668.7041 | 0 | 0 | 0 | 0 | 0 | 0 | 0 | 3396907.6676 | 0 | 40526.9035 | 0 | 0 | 0 | 0 | 0 | 0 | 0 | 0 | 0 | 54789.9832 | 0 | 0 | 0 | 0 | 0 | 0 | 0 | 0 | 0 | 277166.1862 | 0 | 0 | 0 | 0 | 0 | 0 | 0 | 0
2016-05-07 21:00 | 0 | 0 | 0 | 0 | 0 | 723516.1879 | 412868 | 0 | 0 | 0 | 0 | 376150.7058 | 0 | 0 | 0 | 0 | 0 | 0 | 0 | 3674073.8538 | 0 | 40526.9035 | 0 | 0 | 0 | 0 | 0 | 0 | 0 | 0 | 0 | 33482.0017 | 0 | 0 | 0 | 0 | 0 | 0 | 0 | 0 | 0 | 277166.1862 | 0 | 0 | 0 | 0 | 0 | 0 | 0 | 0
2016-05-07 22:00 | 0 | 0 | 0 | 0 | 0 | 682032.4635 | 411596 | 0 | 0 | 0 | 0 | 376150.7058 | 0 | 0 | 0 | 0 | 0 | 0 | 0 | 3951240.0399 | 0 | 33797.1808 | 0 | 0 | 0 | 0 | 0 | 0 | 0 | 0 | 0 | 0 | 0 | 0 | 0 | 0 | 0 | 0 | 0 | 0 | 0 | 277166.1862 | 0 | -6729.7227 | 0 | 0 | 0 | 0 | 0 | 0
2016-05-07 23:00 | 0 | 0 | 0 | 0 | 0 | 580376.2999 | 408324 | 0 | 0 | 0 | 0 | 303809.9049 | 0 | 0 | 0 | 0 | 0 | 0 | 0 | 4228406.2261 | 0 | 1024.0954 | 0 | 0 | 0 | 0 | 0 | 0 | 0 | 0 | 0 | -72340.8009 | 0 | 0 | 0 | 0 | 0 | 0 | 0 | 0 | 0 | 277166.1862 | 0 | -32773.0854 | 0 | 0 | 0 | 0 | 0 | 0
2016-05-08 | 0 | 0 | 0 | 0 | 0 | 407519.8412 | 407114 | 0 | 0 | 0 | 0 | 259662.5431 | 0 | 0 | 0 | 0 | 0 | 0 | 0 | 4273983.5246 | 0 | 0 | 0 | 0 | 0 | 0 | 0 | 0 | 0 | 0 | 0 | -44147.3618 | 0 | 0 | 0 | 0 | 0 | 0 | 0 | 0 | 0 | 45577.2985 | 0 | -1024.0954 | 0 | 0 | 0 | 0 | 0 | 0
2016-05-08 01:00 | 0 | 0 | 0 | 0 | 0 | 123830.7324 | 405342 | 0 | 0 | 0 | 0 | 176611.0854 | 0 | 0 | 0 | 0 | 0 | 0 | 0 | 4075523.7146 | 0 | 0 | 0 | 0 | 0 | 0 | 0 | 0 | 0 | 0 | 0 | -83051.4577 | 0 | 0 | 0 | 0 | 0 | 0 | 0 | 0 | 0 | -198459.8099 | 0 | 0 | 0 | 0 | 0 | 0 | 0 | 0
2016-05-08 02:00 | 0 | 0 | 0 | 0 | 27420.0147 | 5422.3415 | 393060 | 0 | 0 | 0 | 0 | 93559.6277 | 0 | 0 | 0 | 0 | 0 | 0 | 0 | 3798357.5285 | 0 | 0 | 0 | 0 | 0 | 0 | 0 | 0 | 0 | 0 | 0 | -83051.4577 | 0 | 0 | 0 | 0 | 0 | 0 | 0 | 0 | 0 | -277166.1862 | 0 | 0 | 0 | 0 | 0 | 0 | 0 | 0
2016-05-08 03:00 | 0 | 0 | 0 | 0 | 180014.2715 | 0 | 374129 | 0 | 0 | 0 | 0 | 176611.0854 | 0 | 0 | 0 | 0 | 0 | 0 | 0 | 3521191.3423 | 0 | 0 | 0 | 0 | 0 | 0 | 0 | 0 | 0 | 0 | 0 | 83051.4577 | 0 | 0 | 0 | 0 | 0 | 0 | 0 | 0 | 0 | -277166.1862 | 0 | 0 | 0 | 0 | 0 | 0 | 0 | 0
2016-05-08 04:00 | 0 | 0 | 0 | 0 | 0 | 0 | 355169 | 0 | 0 | 0 | 0 | 93559.6277 | 0 | 0 | 0 | 0 | 0 | 0 | 0 | 3249073.8 | 0 | 0 | 0 | 0 | 0 | 0 | 0 | 0 | 0 | 0 | 0 | -83051.4577 | 0 | 0 | 0 | 0 | 0 | 0 | 0 | 0 | 0 | -272117.5423 | 0 | 0 | 0 | 0 | 0 | 0 | 0 | 0
2016-05-08 05:00 | 0 | 0 | 0 | 0 | 0 | 0 | 338425 | 0 | 0 | 0 | 0 | 32300.8138 | 0 | 0 | 0 | 0 | 0 | 0 | 0 | 2971907.6139 | 0 | 0 | 0 | 0 | 0 | 0 | 0 | 0 | 0 | 0 | 0 | -61258.8138 | 0 | 0 | 0 | 0 | 0 | 0 | 0 | 0 | 0 | -277166.1862 | 0 | 0 | 0 | 0 | 0 | 0 | 0 | 0
2016-05-08 06:00 | 0 | 0 | 0 | 0 | 129732.2715 | 0 | 323847 | 0 | 0 | 0 | 0 | 115352.2715 | 0 | 0 | 0 | 0 | 0 | 0 | 0 | 2694741.4277 | 0 | 0 | 0 | 0 | 0 | 0 | 0 | 0 | 0 | 0 | 0 | 83051.4577 | 0 | 0 | 0 | 0 | 0 | 0 | 0 | 0 | 0 | -277166.1862 | 0 | 0 | 0 | 0 | 0 | 0 | 0 | 0
2016-05-08 07:00 | 0 | 0 | 0 | 0 | 0 | 0 | 314294 | 0 | 0 | 0 | 0 | 32300.8138 | 0 | 0 | 0 | 0 | 0 | 0 | 0 | 2463498.8854 | 0 | 0 | 0 | 0 | 0 | 0 | 0 | 0 | 0 | 0 | 0 | -83051.4577 | 0 | 0 | 0 | 0 | 0 | 0 | 0 | 0 | 0 | -231242.5423 | 0 | 0 | 0 | 0 | 0 | 0 | 0 | 0
2016-05-08 08:00 | 0 | 0 | 0 | 0 | 0 | 0 | 309467 | 0 | 0 | 0 | 0 | 0 | 0 | 0 | 0 | 0 | 0 | 0 | 0 | 2186332.6992 | 0 | 0 | 0 | 0 | 0 | 0 | 0 | 0 | 0 | 0 | 0 | -32300.8138 | 0 | 0 | 0 | 0 | 0 | 0 | 0 | 0 | 0 | -277166.1862 | 0 | 0 | 0 | 0 | 0 | 0 | 0 | 0
2016-05-08 09:00 | 0 | 0 | 0 | 0 | 114989.2715 | 0 | 309104 | 0 | 0 | 0 | 0 | 83051.4577 | 0 | 0 | 0 | 0 | 0 | 0 | 0 | 1909166.5131 | 0 | 0 | 0 | 0 | 0 | 0 | 0 | 0 | 0 | 0 | 0 | 83051.4577 | 0 | 0 | 0 | 0 | 0 | 0 | 0 | 0 | 0 | -277166.1862 | 0 | 0 | 0 | 0 | 0 | 0 | 0 | 0
2016-05-08 10:00 | 0 | 0 | 0 | 0 | 0 | 0 | 310431 | 0 | 0 | 0 | 0 | 0 | 0 | 0 | 0 | 0 | 0 | 0 | 0 | 1681786.9708 | 0 | 0 | 0 | 0 | 0 | 0 | 0 | 0 | 0 | 0 | 0 | -83051.4577 | 0 | 0 | 0 | 0 | 0 | 0 | 0 | 0 | 0 | -227379.5423 | 0 | 0 | 0 | 0 | 0 | 0 | 0 | 0
2016-05-08 11:00 | 0 | 0 | 0 | 0 | 359918.3992 | 0 | 316560 | 0 | 0 | 0 | 0 | 83051.4577 | 0 | 0 | 0 | 0 | 0 | 0 | 0 | 1642093.9122 | 0 | 0 | 0 | 0 | 0 | 0 | 0 | 0 | 0 | 0 | 0 | 83051.4577 | 0 | 0 | 0 | 0 | 0 | 0 | 0 | 0 | 0 | -39693.0585 | 0 | 0 | 0 | 0 | 0 | 0 | 0 | 0
2016-05-08 12:00 | 0 | 0 | 0 | 0 | 37573.9121 | 48617.9871 | 330585 | 0 | 0 | 0 | 0 | 83051.4577 | 0 | 0 | 0 | 0 | 0 | 0 | 0 | 1364927.7261 | 0 | 32773.0854 | 0 | 0 | 0 | 0 | 0 | 0 | 0 | 0 | 0 | 0 | 0 | 0 | 0 | 0 | 0 | 0 | 0 | 0 | 0 | -277166.1862 | 0 | 32773.0854 | 0 | 0 | 0 | 0 | 0 | 0
2016-05-08 13:00 | 0 | 0 | 0 | 0 | 0 | 351878.5474 | 347778 | 0 | 0 | 0 | 0 | 0 | 0 | 0 | 0 | 0 | 0 | 0 | 0 | 1484852.8165 | 0 | 0 | 0 | 0 | 0 | 0 | 0 | 0 | 0 | 0 | 0 | -83051.4577 | 0 | 0 | 0 | 0 | 0 | 0 | 0 | 0 | 0 | 119925.0905 | 0 | -32773.0854 | 0 | 0 | 0 | 0 | 0 | 0
2016-05-08 14:00 | 0 | 0 | 0 | 0 | 0 | 566627.4137 | 361514 | 0 | 0 | 0 | 0 | 0 | 0 | 0 | 0 | 0 | 0 | 0 | 0 | 1689966.2302 | 0 | 0 | 0 | 0 | 0 | 0 | 0 | 0 | 0 | 0 | 0 | 0 | 0 | 0 | 0 | 0 | 0 | 0 | 0 | 0 | 0 | 205113.4137 | 0 | 0 | 0 | 0 | 0 | 0 | 0 | 0
2016-05-08 15:00 | 0 | 0 | 0 | 0 | 0 | 648258.1862 | 371092 | 0 | 0 | 0 | 0 | 0 | 0 | 0 | 0 | 0 | 0 | 0 | 0 | 1967132.4163 | 0 | 0 | 0 | 0 | 0 | 0 | 0 | 0 | 0 | 0 | 0 | 0 | 0 | 0 | 0 | 0 | 0 | 0 | 0 | 0 | 0 | 277166.1862 | 0 | 0 | 0 | 0 | 0 | 0 | 0 | 0
2016-05-08 16:00 | 0 | 0 | 0 | 0 | 0 | 738427.6439 | 378210 | 0 | 0 | 0 | 0 | 83051.4577 | 0 | 0 | 0 | 0 | 0 | 0 | 0 | 2244298.6025 | 0 | 0 | 0 | 0 | 0 | 0 | 0 | 0 | 0 | 0 | 0 | 83051.4577 | 0 | 0 | 0 | 0 | 0 | 0 | 0 | 0 | 0 | 277166.1862 | 0 | 0 | 0 | 0 | 0 | 0 | 0 | 0
2016-05-08 17:00 | 0 | 0 | 0 | 0 | 0 | 688864.7557 | 385384 | 0 | 0 | 0 | 0 | 109366.0272 | 0 | 0 | 0 | 0 | 0 | 0 | 0 | 2521464.7887 | 0 | 0 | 0 | 0 | 0 | 0 | 0 | 0 | 0 | 0 | 0 | 26314.5695 | 0 | 0 | 0 | 0 | 0 | 0 | 0 | 0 | 0 | 277166.1862 | 0 | 0 | 0 | 0 | 0 | 0 | 0 | 0
2016-05-08 18:00 | 0 | 0 | 0 | 0 | 0 | 769590.4382 | 390460 | 0 | 0 | 0 | 0 | 192417.4849 | 0 | 0 | 0 | 0 | 0 | 0 | 0 | 2798630.9748 | 0 | 18912.7944 | 0 | 0 | 0 | 0 | 0 | 0 | 0 | 0 | 0 | 83051.4577 | 0 | 0 | 0 | 0 | 0 | 0 | 0 | 0 | 0 | 277166.1862 | 0 | 18912.7944 | 0 | 0 | 0 | 0 | 0 | 0
2016-05-08 19:00 | 0 | 0 | 0 | 0 | 0 | 761014.0226 | 394844 | 0 | 0 | 0 | 0 | 259807.2123 | 0 | 0 | 0 | 0 | 0 | 0 | 0 | 3075797.161 | 0 | 40526.9035 | 0 | 0 | 0 | 0 | 0 | 0 | 0 | 0 | 0 | 67389.7274 | 0 | 0 | 0 | 0 | 0 | 0 | 0 | 0 | 0 | 277166.1862 | 0 | 21614.1091 | 0 | 0 | 0 | 0 | 0 | 0
2016-05-08 20:00 | 0 | 0 | 0 | 0 | 0 | 750208.5866 | 399732 | 0 | 0 | 0 | 0 | 342858.67 | 0 | 0 | 0 | 0 | 0 | 0 | 0 | 3352963.3472 | 0 | 30785.8462 | 0 | 0 | 0 | 0 | 0 | 0 | 0 | 0 | 0 | 83051.4577 | 0 | 0 | 0 | 0 | 0 | 0 | 0 | 0 | 0 | 277166.1862 | 0 | -9741.0573 | 0 | 0 | 0 | 0 | 0 | 0
2016-05-08 21:00 | 0 | 0 | 0 | 0 | 0 | 724055.2793 | 403856 | 0 | 0 | 0 | 0 | 376150.7058 | 0 | 0 | 0 | 0 | 0 | 0 | 0 | 3630129.5333 | 0 | 40526.9035 | 0 | 0 | 0 | 0 | 0 | 0 | 0 | 0 | 0 | 33292.0358 | 0 | 0 | 0 | 0 | 0 | 0 | 0 | 0 | 0 | 277166.1862 | 0 | 9741.0573 | 0 | 0 | 0 | 0 | 0 | 0
2016-05-08 22:00 | 0 | 0 | 0 | 0 | 0 | 669421.991 | 405261 | 0 | 0 | 0 | 0 | 370899.3287 | 0 | 0 | 0 | 0 | 0 | 0 | 0 | 3907295.7195 | 0 | 32773.0854 | 0 | 0 | 0 | 0 | 0 | 0 | 0 | 0 | 0 | -5251.3771 | 0 | 0 | 0 | 0 | 0 | 0 | 0 | 0 | 0 | 277166.1862 | 0 | -7753.8181 | 0 | 0 | 0 | 0 | 0 | 0
2016-05-08 23:00 | 0 | 0 | 0 | 0 | 0 | 567664.3861 | 404452 | 0 | 0 | 0 | 0 | 289718.614 | 0 | 0 | 0 | 0 | 0 | 0 | 0 | 4184461.9057 | 0 | 0 | 0 | 0 | 0 | 0 | 0 | 0 | 0 | 0 | 0 | -81180.7147 | 0 | 0 | 0 | 0 | 0 | 0 | 0 | 0 | 0 | 277166.1862 | 0 | -32773.0854 | 0 | 0 | 0 | 0 | 0 | 0
2016-05-09 | 0 | 0 | 0 | 0 | 0 | 407988.3711 | 408354 | 0 | 0 | 0 | 0 | 353846.0008 | 0 | 0 | 0 | 0 | 0 | 0 | 0 | 4119968.89 | 0 | 0 | 0 | 0 | 0 | 0 | 0 | 0 | 0 | 0 | 0 | 64127.3868 | 0 | 0 | 0 | 0 | 0 | 0 | 0 | 0 | 0 | -64493.0157 | 0 | 0 | 0 | 0 | 0 | 0 | 0 | 0
2016-05-09 01:00 | 0 | 0 | 0 | 0 | 0 | 152036.0975 | 410942 | 0 | 0 | 0 | 0 | 270794.5431 | 0 | 0 | 0 | 0 | 0 | 0 | 0 | 3944114.4451 | 0 | 0 | 0 | 0 | 0 | 0 | 0 | 0 | 0 | 0 | 0 | -83051.4577 | 0 | 0 | 0 | 0 | 0 | 0 | 0 | 0 | 0 | -175854.4448 | 0 | 0 | 0 | 0 | 0 | 0 | 0 | 0
2016-05-09 02:00 | 0 | 0 | 0 | 0 | 29566.0791 | 8488.277 | 398272 | 0 | 0 | 0 | 0 | 187743.0854 | 0 | 0 | 0 | 0 | 0 | 0 | 0 | 3666948.259 | 0 | 0 | 0 | 0 | 0 | 0 | 0 | 0 | 0 | 0 | 0 | -83051.4577 | 0 | 0 | 0 | 0 | 0 | 0 | 0 | 0 | 0 | -277166.1862 | 0 | 0 | 0 | 0 | 0 | 0 | 0 | 0
2016-05-09 03:00 | 0 | 0 | 0 | 0 | 182619.2715 | 0 | 376734 | 0 | 0 | 0 | 0 | 270794.5431 | 0 | 0 | 0 | 0 | 0 | 0 | 0 | 3389782.0728 | 0 | 0 | 0 | 0 | 0 | 0 | 0 | 0 | 0 | 0 | 0 | 83051.4577 | 0 | 0 | 0 | 0 | 0 | 0 | 0 | 0 | 0 | -277166.1862 | 0 | 0 | 0 | 0 | 0 | 0 | 0 | 0
2016-05-09 04:00 | 0 | 0 | 0 | 0 | 0 | 0 | 356149 | 0 | 0 | 0 | 0 | 187743.0854 | 0 | 0 | 0 | 0 | 0 | 0 | 0 | 3116684.5305 | 0 | 0 | 0 | 0 | 0 | 0 | 0 | 0 | 0 | 0 | 0 | -83051.4577 | 0 | 0 | 0 | 0 | 0 | 0 | 0 | 0 | 0 | -273097.5423 | 0 | 0 | 0 | 0 | 0 | 0 | 0 | 0
2016-05-09 05:00 | 0 | 0 | 0 | 0 | 0 | 0 | 339213 | 0 | 0 | 0 | 0 | 125696.2715 | 0 | 0 | 0 | 0 | 0 | 0 | 0 | 2839518.3443 | 0 | 0 | 0 | 0 | 0 | 0 | 0 | 0 | 0 | 0 | 0 | -62046.8138 | 0 | 0 | 0 | 0 | 0 | 0 | 0 | 0 | 0 | -277166.1862 | 0 | 0 | 0 | 0 | 0 | 0 | 0 | 0
2016-05-09 06:00 | 0 | 0 | 0 | 0 | 132751.2715 | 0 | 326866 | 0 | 0 | 0 | 0 | 208747.7292 | 0 | 0 | 0 | 0 | 0 | 0 | 0 | 2562352.1582 | 0 | 0 | 0 | 0 | 0 | 0 | 0 | 0 | 0 | 0 | 0 | 83051.4577 | 0 | 0 | 0 | 0 | 0 | 0 | 0 | 0 | 0 | -277166.1862 | 0 | 0 | 0 | 0 | 0 | 0 | 0 | 0
2016-05-09 07:00 | 0 | 0 | 0 | 0 | 0 | 0 | 319749 | 0 | 0 | 0 | 0 | 125696.2715 | 0 | 0 | 0 | 0 | 0 | 0 | 0 | 2325654.6159 | 0 | 0 | 0 | 0 | 0 | 0 | 0 | 0 | 0 | 0 | 0 | -83051.4577 | 0 | 0 | 0 | 0 | 0 | 0 | 0 | 0 | 0 | -236697.5423 | 0 | 0 | 0 | 0 | 0 | 0 | 0 | 0
2016-05-09 08:00 | 0 | 0 | 0 | 0 | 0 | 0 | 319811 | 0 | 0 | 0 | 0 | 83051.4577 | 0 | 0 | 0 | 0 | 0 | 0 | 0 | 2048488.4297 | 0 | 0 | 0 | 0 | 0 | 0 | 0 | 0 | 0 | 0 | 0 | -42644.8138 | 0 | 0 | 0 | 0 | 0 | 0 | 0 | 0 | 0 | -277166.1862 | 0 | 0 | 0 | 0 | 0 | 0 | 0 | 0
2016-05-09 09:00 | 0 | 0 | 0 | 0 | 136221.2715 | 0 | 330336 | 0 | 0 | 0 | 0 | 166102.9154 | 0 | 0 | 0 | 0 | 0 | 0 | 0 | 1771322.2436 | 0 | 0 | 0 | 0 | 0 | 0 | 0 | 0 | 0 | 0 | 0 | 83051.4577 | 0 | 0 | 0 | 0 | 0 | 0 | 0 | 0 | 0 | -277166.1862 | 0 | 0 | 0 | 0 | 0 | 0 | 0 | 0
2016-05-09 10:00 | 0 | 0 | 0 | 0 | 0 | 0 | 354415 | 0 | 0 | 0 | 0 | 83051.4577 | 0 | 0 | 0 | 0 | 0 | 0 | 0 | 1499958.7013 | 0 | 0 | 0 | 0 | 0 | 0 | 0 | 0 | 0 | 0 | 0 | -83051.4577 | 0 | 0 | 0 | 0 | 0 | 0 | 0 | 0 | 0 | -271363.5423 | 0 | 0 | 0 | 0 | 0 | 0 | 0 | 0
2016-05-09 11:00 | 0 | 0 | 0 | 0 | 18692.3561 | 0 | 378910 | 0 | 0 | 0 | 0 | 0 | 0 | 0 | 0 | 0 | 0 | 0 | 0 | 1222792.5151 | 0 | 0 | 0 | 0 | 0 | 0 | 0 | 0 | 0 | 0 | 0 | -83051.4577 | 0 | 0 | 0 | 0 | 0 | 0 | 0 | 0 | 0 | -277166.1862 | 0 | 0 | 0 | 0 | 0 | 0 | 0 | 0
2016-05-09 12:00 | 0 | 0 | 0 | 0 | 428077.757 | 57366.3456 | 395303 | 0 | 0 | 0 | 0 | 83051.4577 | 0 | 0 | 0 | 0 | 0 | 0 | 0 | 1229882.16 | 0 | 0 | 0 | 0 | 0 | 0 | 0 | 0 | 0 | 0 | 0 | 83051.4577 | 0 | 0 | 0 | 0 | 0 | 0 | 0 | 0 | 0 | 7089.6449 | 0 | 0 | 0 | 0 | 0 | 0 | 0 | 0
2016-05-09 13:00 | 0 | 0 | 0 | 0 | 0 | 398218.046 | 408599 | 0 | 0 | 0 | 0 | 0 | 0 | 0 | 0 | 0 | 0 | 0 | 0 | 1302552.6637 | 0 | 0 | 0 | 0 | 0 | 0 | 0 | 0 | 0 | 0 | 0 | -83051.4577 | 0 | 0 | 0 | 0 | 0 | 0 | 0 | 0 | 0 | 72670.5037 | 0 | 0 | 0 | 0 | 0 | 0 | 0 | 0
2016-05-09 14:00 | 0 | 0 | 0 | 0 | 0 | 665298.1219 | 421708 | 0 | 0 | 0 | 0 | 0 | 0 | 0 | 0 | 0 | 0 | 0 | 0 | 1546142.7856 | 0 | 0 | 0 | 0 | 0 | 0 | 0 | 0 | 0 | 0 | 0 | 0 | 0 | 0 | 0 | 0 | 0 | 0 | 0 | 0 | 0 | 243590.1219 | 0 | 0 | 0 | 0 | 0 | 0 | 0 | 0
2016-05-09 15:00 | 0 | 0 | 0 | 0 | 0 | 709913.1862 | 432747 | 0 | 0 | 0 | 0 | 0 | 0 | 0 | 0 | 0 | 0 | 0 | 0 | 1823308.9718 | 0 | 0 | 0 | 0 | 0 | 0 | 0 | 0 | 0 | 0 | 0 | 0 | 0 | 0 | 0 | 0 | 0 | 0 | 0 | 0 | 0 | 277166.1862 | 0 | 0 | 0 | 0 | 0 | 0 | 0 | 0
2016-05-09 16:00 | 0 | 0 | 0 | 0 | 0 | 801356.6439 | 441139 | 0 | 0 | 0 | 0 | 83051.4577 | 0 | 0 | 0 | 0 | 0 | 0 | 0 | 2100475.1579 | 0 | 0 | 0 | 0 | 0 | 0 | 0 | 0 | 0 | 0 | 0 | 83051.4577 | 0 | 0 | 0 | 0 | 0 | 0 | 0 | 0 | 0 | 277166.1862 | 0 | 0 | 0 | 0 | 0 | 0 | 0 | 0
2016-05-09 17:00 | 0 | 0 | 0 | 0 | 0 | 643520.7285 | 449406 | 0 | 0 | 0 | 0 | 0 | 0 | 0 | 0 | 0 | 0 | 0 | 0 | 2377641.3441 | 0 | 0 | 0 | 0 | 0 | 0 | 0 | 0 | 0 | 0 | 0 | -83051.4577 | 0 | 0 | 0 | 0 | 0 | 0 | 0 | 0 | 0 | 277166.1862 | 0 | 0 | 0 | 0 | 0 | 0 | 0 | 0
2016-05-09 18:00 | 0 | 0 | 0 | 0 | 0 | 814831.6439 | 454614 | 0 | 0 | 0 | 0 | 83051.4577 | 0 | 0 | 0 | 0 | 0 | 0 | 0 | 2654807.5302 | 0 | 0 | 0 | 0 | 0 | 0 | 0 | 0 | 0 | 0 | 0 | 83051.4577 | 0 | 0 | 0 | 0 | 0 | 0 | 0 | 0 | 0 | 277166.1862 | 0 | 0 | 0 | 0 | 0 | 0 | 0 | 0
2016-05-09 19:00 | 0 | 0 | 0 | 0 | 0 | 818277.6439 | 458060 | 0 | 0 | 0 | 0 | 166102.9154 | 0 | 0 | 0 | 0 | 0 | 0 | 0 | 2931973.7164 | 0 | 0 | 0 | 0 | 0 | 0 | 0 | 0 | 0 | 0 | 0 | 83051.4577 | 0 | 0 | 0 | 0 | 0 | 0 | 0 | 0 | 0 | 277166.1862 | 0 | 0 | 0 | 0 | 0 | 0 | 0 | 0
2016-05-09 20:00 | 0 | 0 | 0 | 0 | 0 | 820698.6439 | 460481 | 0 | 0 | 0 | 0 | 249154.3731 | 0 | 0 | 0 | 0 | 0 | 0 | 0 | 3209139.9026 | 0 | 0 | 0 | 0 | 0 | 0 | 0 | 0 | 0 | 0 | 0 | 83051.4577 | 0 | 0 | 0 | 0 | 0 | 0 | 0 | 0 | 0 | 277166.1862 | 0 | 0 | 0 | 0 | 0 | 0 | 0 | 0
2016-05-09 21:00 | 0 | 0 | 0 | 0 | 0 | 733561.6522 | 462328 | 0 | 0 | 0 | 0 | 243221.8392 | 0 | 0 | 0 | 0 | 0 | 0 | 0 | 3486306.0887 | 0 | 0 | 0 | 0 | 0 | 0 | 0 | 0 | 0 | 0 | 0 | -5932.534 | 0 | 0 | 0 | 0 | 0 | 0 | 0 | 0 | 0 | 277166.1862 | 0 | 0 | 0 | 0 | 0 | 0 | 0 | 0
2016-05-09 22:00 | 0 | 0 | 0 | 0 | 0 | 854413.7292 | 461423 | 0 | 0 | 0 | 0 | 326273.2969 | 0 | 0 | 0 | 0 | 0 | 0 | 0 | 3763472.2749 | 0 | 32773.0854 | 0 | 0 | 0 | 0 | 0 | 0 | 0 | 0 | 0 | 83051.4577 | 0 | 0 | 0 | 0 | 0 | 0 | 0 | 0 | 0 | 277166.1862 | 0 | 32773.0854 | 0 | 0 | 0 | 0 | 0 | 0
2016-05-09 23:00 | 0 | 0 | 0 | 0 | 0 | 793771.4132 | 458974 | 0 | 0 | 0 | 0 | 376150.7058 | 0 | 0 | 0 | 0 | 0 | 0 | 0 | 4040638.4611 | 0 | 40526.9035 | 0 | 0 | 0 | 0 | 0 | 0 | 0 | 0 | 0 | 49877.409 | 0 | 0 | 0 | 0 | 0 | 0 | 0 | 0 | 0 | 277166.1862 | 0 | 7753.8181 | 0 | 0 | 0 | 0 | 0 | 0
2016-05-10 | 0 | 0 | 0 | 0 | 0 | 615623.5274 | 460125 | 0 | 0 | 0 | 0 | 293099.2481 | 0 | 0 | 0 | 0 | 0 | 0 | 0 | 4311961.5315 | 0 | 7753.8181 | 0 | 0 | 0 | 0 | 0 | 0 | 0 | 0 | 0 | -83051.4577 | 0 | 0 | 0 | 0 | 0 | 0 | 0 | 0 | 0 | 271323.0704 | 0 | -32773.0854 | 0 | 0 | 0 | 0 | 0 | 0
2016-05-10 01:00 | 0 | 0 | 0 | 0 | 0 | 277430.4938 | 454568 | 0 | 0 | 0 | 0 | 237270.7292 | 0 | 0 | 0 | 0 | 0 | 0 | 0 | 4198406.3622 | 0 | 0 | 0 | 0 | 0 | 0 | 0 | 0 | 0 | 0 | 0 | -55828.5189 | 0 | 0 | 0 | 0 | 0 | 0 | 0 | 0 | 0 | -113555.1693 | 0 | -7753.8181 | 0 | 0 | 0 | 0 | 0 | 0
2016-05-10 02:00 | 0 | 0 | 0 | 0 | 62864.4321 | 10736.9241 | 433819 | 0 | 0 | 0 | 0 | 154219.2715 | 0 | 0 | 0 | 0 | 0 | 0 | 0 | 3921240.1761 | 0 | 0 | 0 | 0 | 0 | 0 | 0 | 0 | 0 | 0 | 0 | -83051.4577 | 0 | 0 | 0 | 0 | 0 | 0 | 0 | 0 | 0 | -277166.1862 | 0 | 0 | 0 | 0 | 0 | 0 | 0 | 0
2016-05-10 03:00 | 0 | 0 | 0 | 0 | 46316.3561 | 0 | 406534 | 0 | 0 | 0 | 0 | 71167.8138 | 0 | 0 | 0 | 0 | 0 | 0 | 0 | 3644073.9899 | 0 | 0 | 0 | 0 | 0 | 0 | 0 | 0 | 0 | 0 | 0 | -83051.4577 | 0 | 0 | 0 | 0 | 0 | 0 | 0 | 0 | 0 | -277166.1862 | 0 | 0 | 0 | 0 | 0 | 0 | 0 | 0
2016-05-10 04:00 | 0 | 0 | 0 | 0 | 188969.2715 | 0 | 383084 | 0 | 0 | 0 | 0 | 154219.2715 | 0 | 0 | 0 | 0 | 0 | 0 | 0 | 3366907.8037 | 0 | 0 | 0 | 0 | 0 | 0 | 0 | 0 | 0 | 0 | 0 | 83051.4577 | 0 | 0 | 0 | 0 | 0 | 0 | 0 | 0 | 0 | -277166.1862 | 0 | 0 | 0 | 0 | 0 | 0 | 0 | 0
2016-05-10 05:00 | 0 | 0 | 0 | 0 | 2230.3561 | 0 | 362448 | 0 | 0 | 0 | 0 | 71167.8138 | 0 | 0 | 0 | 0 | 0 | 0 | 0 | 3089741.6176 | 0 | 0 | 0 | 0 | 0 | 0 | 0 | 0 | 0 | 0 | 0 | -83051.4577 | 0 | 0 | 0 | 0 | 0 | 0 | 0 | 0 | 0 | -277166.1862 | 0 | 0 | 0 | 0 | 0 | 0 | 0 | 0
2016-05-10 06:00 | 0 | 0 | 0 | 0 | 0 | 0 | 348334 | 0 | 0 | 0 | 0 | 0 | 0 | 0 | 0 | 0 | 0 | 0 | 0 | 2812575.4314 | 0 | 0 | 0 | 0 | 0 | 0 | 0 | 0 | 0 | 0 | 0 | -71167.8138 | 0 | 0 | 0 | 0 | 0 | 0 | 0 | 0 | 0 | -277166.1862 | 0 | 0 | 0 | 0 | 0 | 0 | 0 | 0
2016-05-10 07:00 | 0 | 0 | 0 | 0 | 145198.2715 | 0 | 339313 | 0 | 0 | 0 | 0 | 83051.4577 | 0 | 0 | 0 | 0 | 0 | 0 | 0 | 2535409.2453 | 0 | 0 | 0 | 0 | 0 | 0 | 0 | 0 | 0 | 0 | 0 | 83051.4577 | 0 | 0 | 0 | 0 | 0 | 0 | 0 | 0 | 0 | -277166.1862 | 0 | 0 | 0 | 0 | 0 | 0 | 0 | 0
2016-05-10 08:00 | 0 | 0 | 0 | 0 | 0 | 0 | 337125 | 0 | 0 | 0 | 0 | 0 | 0 | 0 | 0 | 0 | 0 | 0 | 0 | 2281335.703 | 0 | 0 | 0 | 0 | 0 | 0 | 0 | 0 | 0 | 0 | 0 | -83051.4577 | 0 | 0 | 0 | 0 | 0 | 0 | 0 | 0 | 0 | -254073.5423 | 0 | 0 | 0 | 0 | 0 | 0 | 0 | 0
2016-05-10 09:00 | 0 | 0 | 0 | 0 | 67749.8138 | 0 | 344916 | 0 | 0 | 0 | 0 | 0 | 0 | 0 | 0 | 0 | 0 | 0 | 0 | 2004169.5168 | 0 | 0 | 0 | 0 | 0 | 0 | 0 | 0 | 0 | 0 | 0 | 0 | 0 | 0 | 0 | 0 | 0 | 0 | 0 | 0 | 0 | -277166.1862 | 0 | 0 | 0 | 0 | 0 | 0 | 0 | 0
2016-05-10 10:00 | 0 | 0 | 0 | 0 | 428027.0366 | 0 | 366983 | 0 | 0 | 0 | 0 | 83051.4577 | 0 | 0 | 0 | 0 | 0 | 0 | 0 | 1982162.0956 | 0 | 0 | 0 | 0 | 0 | 0 | 0 | 0 | 0 | 0 | 0 | 83051.4577 | 0 | 0 | 0 | 0 | 0 | 0 | 0 | 0 | 0 | -22007.4211 | 0 | 0 | 0 | 0 | 0 | 0 | 0 | 0
2016-05-10 11:00 | 0 | 0 | 0 | 0 | 29441.3561 | 0 | 389659 | 0 | 0 | 0 | 0 | 0 | 0 | 0 | 0 | 0 | 0 | 0 | 0 | 1704995.9095 | 0 | 0 | 0 | 0 | 0 | 0 | 0 | 0 | 0 | 0 | 0 | -83051.4577 | 0 | 0 | 0 | 0 | 0 | 0 | 0 | 0 | 0 | -277166.1862 | 0 | 0 | 0 | 0 | 0 | 0 | 0 | 0
2016-05-10 12:00 | 0 | 0 | 0 | 0 | 77164.486 | 50088.3279 | 404419 | 0 | 0 | 0 | 0 | 0 | 0 | 0 | 0 | 0 | 0 | 0 | 0 | 1427829.7233 | 0 | 0 | 0 | 0 | 0 | 0 | 0 | 0 | 0 | 0 | 0 | 0 | 0 | 0 | 0 | 0 | 0 | 0 | 0 | 0 | 0 | -277166.1862 | 0 | 0 | 0 | 0 | 0 | 0 | 0 | 0
2016-05-10 13:00 | 0 | 0 | 0 | 0 | 0 | 450465.0523 | 419261 | 0 | 0 | 0 | 0 | 0 | 0 | 0 | 0 | 0 | 0 | 0 | 0 | 1459033.7756 | 0 | 0 | 0 | 0 | 0 | 0 | 0 | 0 | 0 | 0 | 0 | 0 | 0 | 0 | 0 | 0 | 0 | 0 | 0 | 0 | 0 | 31204.0523 | 0 | 0 | 0 | 0 | 0 | 0 | 0 | 0
2016-05-10 14:00 | 0 | 0 | 0 | 0 | 0 | 711232.1862 | 434066 | 0 | 0 | 0 | 0 | 0 | 0 | 0 | 0 | 0 | 0 | 0 | 0 | 1736199.9617 | 0 | 0 | 0 | 0 | 0 | 0 | 0 | 0 | 0 | 0 | 0 | 0 | 0 | 0 | 0 | 0 | 0 | 0 | 0 | 0 | 0 | 277166.1862 | 0 | 0 | 0 | 0 | 0 | 0 | 0 | 0
2016-05-10 15:00 | 0 | 0 | 0 | 0 | 0 | 723707.1862 | 446541 | 0 | 0 | 0 | 0 | 0 | 0 | 0 | 0 | 0 | 0 | 0 | 0 | 2013366.1479 | 0 | 0 | 0 | 0 | 0 | 0 | 0 | 0 | 0 | 0 | 0 | 0 | 0 | 0 | 0 | 0 | 0 | 0 | 0 | 0 | 0 | 277166.1862 | 0 | 0 | 0 | 0 | 0 | 0 | 0 | 0
2016-05-10 16:00 | 0 | 0 | 0 | 0 | 0 | 816525.6439 | 456308 | 0 | 0 | 0 | 0 | 83051.4577 | 0 | 0 | 0 | 0 | 0 | 0 | 0 | 2290532.3341 | 0 | 0 | 0 | 0 | 0 | 0 | 0 | 0 | 0 | 0 | 0 | 83051.4577 | 0 | 0 | 0 | 0 | 0 | 0 | 0 | 0 | 0 | 277166.1862 | 0 | 0 | 0 | 0 | 0 | 0 | 0 | 0
2016-05-10 17:00 | 0 | 0 | 0 | 0 | 0 | 660034.7285 | 465920 | 0 | 0 | 0 | 0 | 0 | 0 | 0 | 0 | 0 | 0 | 0 | 0 | 2567698.5202 | 0 | 0 | 0 | 0 | 0 | 0 | 0 | 0 | 0 | 0 | 0 | -83051.4577 | 0 | 0 | 0 | 0 | 0 | 0 | 0 | 0 | 0 | 277166.1862 | 0 | 0 | 0 | 0 | 0 | 0 | 0 | 0
2016-05-10 18:00 | 0 | 0 | 0 | 0 | 0 | 832720.6439 | 472503 | 0 | 0 | 0 | 0 | 83051.4577 | 0 | 0 | 0 | 0 | 0 | 0 | 0 | 2844864.7064 | 0 | 0 | 0 | 0 | 0 | 0 | 0 | 0 | 0 | 0 | 0 | 83051.4577 | 0 | 0 | 0 | 0 | 0 | 0 | 0 | 0 | 0 | 277166.1862 | 0 | 0 | 0 | 0 | 0 | 0 | 0 | 0
2016-05-10 19:00 | 0 | 0 | 0 | 0 | 0 | 842690.6439 | 482473 | 0 | 0 | 0 | 0 | 166102.9154 | 0 | 0 | 0 | 0 | 0 | 0 | 0 | 3122030.8926 | 0 | 0 | 0 | 0 | 0 | 0 | 0 | 0 | 0 | 0 | 0 | 83051.4577 | 0 | 0 | 0 | 0 | 0 | 0 | 0 | 0 | 0 | 277166.1862 | 0 | 0 | 0 | 0 | 0 | 0 | 0 | 0
2016-05-10 20:00 | 0 | 0 | 0 | 0 | 0 | 847300.6439 | 487083 | 0 | 0 | 0 | 0 | 249154.3731 | 0 | 0 | 0 | 0 | 0 | 0 | 0 | 3399197.0787 | 0 | 0 | 0 | 0 | 0 | 0 | 0 | 0 | 0 | 0 | 0 | 83051.4577 | 0 | 0 | 0 | 0 | 0 | 0 | 0 | 0 | 0 | 277166.1862 | 0 | 0 | 0 | 0 | 0 | 0 | 0 | 0
2016-05-10 21:00 | 0 | 0 | 0 | 0 | 0 | 857680.6586 | 491162 | 0 | 0 | 0 | 0 | 330753.0274 | 0 | 0 | 0 | 0 | 0 | 0 | 0 | 3676363.2649 | 0 | 7753.8181 | 0 | 0 | 0 | 0 | 0 | 0 | 0 | 0 | 0 | 81598.6543 | 0 | 0 | 0 | 0 | 0 | 0 | 0 | 0 | 0 | 277166.1862 | 0 | 7753.8181 | 0 | 0 | 0 | 0 | 0 | 0
2016-05-10 22:00 | 0 | 0 | 0 | 0 | 0 | 844625.9499 | 489289 | 0 | 0 | 0 | 0 | 376150.7058 | 0 | 0 | 0 | 0 | 0 | 0 | 0 | 3953529.4511 | 0 | 40526.9035 | 0 | 0 | 0 | 0 | 0 | 0 | 0 | 0 | 0 | 45397.6784 | 0 | 0 | 0 | 0 | 0 | 0 | 0 | 0 | 0 | 277166.1862 | 0 | 32773.0854 | 0 | 0 | 0 | 0 | 0 | 0
2016-05-10 23:00 | 0 | 0 | 0 | 0 | 0 | 744481.0518 | 484040 | 0 | 0 | 0 | 0 | 367179.3896 | 0 | 0 | 0 | 0 | 0 | 0 | 0 | 4230695.6372 | 0 | 32773.0854 | 0 | 0 | 0 | 0 | 0 | 0 | 0 | 0 | 0 | -8971.3162 | 0 | 0 | 0 | 0 | 0 | 0 | 0 | 0 | 0 | 277166.1862 | 0 | -7753.8181 | 0 | 0 | 0 | 0 | 0 | 0
2016-05-11 | 0 | 0 | 0 | 0 | 0 | 581520.1902 | 482045 | 0 | 0 | 0 | 0 | 328952.1869 | 0 | 0 | 0 | 0 | 0 | 0 | 0 | 4401171.1154 | 0 | 0 | 0 | 0 | 0 | 0 | 0 | 0 | 0 | 0 | 0 | -38227.2026 | 0 | 0 | 0 | 0 | 0 | 0 | 0 | 0 | 0 | 170475.4782 | 0 | -32773.0854 | 0 | 0 | 0 | 0 | 0 | 0
2016-05-11 01:00 | 0 | 0 | 0 | 0 | 0 | 267419.6833 | 474763 | 0 | 0 | 0 | 0 | 245900.7292 | 0 | 0 | 0 | 0 | 0 | 0 | 0 | 4276879.2563 | 0 | 0 | 0 | 0 | 0 | 0 | 0 | 0 | 0 | 0 | 0 | -83051.4577 | 0 | 0 | 0 | 0 | 0 | 0 | 0 | 0 | 0 | -124291.859 | 0 | 0 | 0 | 0 | 0 | 0 | 0 | 0
2016-05-11 02:00 | 0 | 0 | 0 | 0 | 79610.9572 | 11967.399 | 451796 | 0 | 0 | 0 | 0 | 162849.2715 | 0 | 0 | 0 | 0 | 0 | 0 | 0 | 3999713.0702 | 0 | 0 | 0 | 0 | 0 | 0 | 0 | 0 | 0 | 0 | 0 | -83051.4577 | 0 | 0 | 0 | 0 | 0 | 0 | 0 | 0 | 0 | -277166.1862 | 0 | 0 | 0 | 0 | 0 | 0 | 0 | 0
2016-05-11 03:00 | 0 | 0 | 0 | 0 | 62250.3561 | 0 | 422468 | 0 | 0 | 0 | 0 | 79797.8138 | 0 | 0 | 0 | 0 | 0 | 0 | 0 | 3722546.884 | 0 | 0 | 0 | 0 | 0 | 0 | 0 | 0 | 0 | 0 | 0 | -83051.4577 | 0 | 0 | 0 | 0 | 0 | 0 | 0 | 0 | 0 | -277166.1862 | 0 | 0 | 0 | 0 | 0 | 0 | 0 | 0
2016-05-11 04:00 | 0 | 0 | 0 | 0 | 201366.2715 | 0 | 395481 | 0 | 0 | 0 | 0 | 162849.2715 | 0 | 0 | 0 | 0 | 0 | 0 | 0 | 3445380.6978 | 0 | 0 | 0 | 0 | 0 | 0 | 0 | 0 | 0 | 0 | 0 | 83051.4577 | 0 | 0 | 0 | 0 | 0 | 0 | 0 | 0 | 0 | -277166.1862 | 0 | 0 | 0 | 0 | 0 | 0 | 0 | 0
2016-05-11 05:00 | 0 | 0 | 0 | 0 | 13990.3561 | 0 | 374208 | 0 | 0 | 0 | 0 | 79797.8138 | 0 | 0 | 0 | 0 | 0 | 0 | 0 | 3168214.5117 | 0 | 0 | 0 | 0 | 0 | 0 | 0 | 0 | 0 | 0 | 0 | -83051.4577 | 0 | 0 | 0 | 0 | 0 | 0 | 0 | 0 | 0 | -277166.1862 | 0 | 0 | 0 | 0 | 0 | 0 | 0 | 0
2016-05-11 06:00 | 0 | 0 | 0 | 0 | 0 | 0 | 356964 | 0 | 0 | 0 | 0 | 0 | 0 | 0 | 0 | 0 | 0 | 0 | 0 | 2891048.3255 | 0 | 0 | 0 | 0 | 0 | 0 | 0 | 0 | 0 | 0 | 0 | -79797.8138 | 0 | 0 | 0 | 0 | 0 | 0 | 0 | 0 | 0 | -277166.1862 | 0 | 0 | 0 | 0 | 0 | 0 | 0 | 0
2016-05-11 07:00 | 0 | 0 | 0 | 0 | 152850.2715 | 0 | 346965 | 0 | 0 | 0 | 0 | 83051.4577 | 0 | 0 | 0 | 0 | 0 | 0 | 0 | 2613882.1394 | 0 | 0 | 0 | 0 | 0 | 0 | 0 | 0 | 0 | 0 | 0 | 83051.4577 | 0 | 0 | 0 | 0 | 0 | 0 | 0 | 0 | 0 | -277166.1862 | 0 | 0 | 0 | 0 | 0 | 0 | 0 | 0
2016-05-11 08:00 | 0 | 0 | 0 | 0 | 0 | 0 | 343361 | 0 | 0 | 0 | 0 | 0 | 0 | 0 | 0 | 0 | 0 | 0 | 0 | 2353572.5971 | 0 | 0 | 0 | 0 | 0 | 0 | 0 | 0 | 0 | 0 | 0 | -83051.4577 | 0 | 0 | 0 | 0 | 0 | 0 | 0 | 0 | 0 | -260309.5423 | 0 | 0 | 0 | 0 | 0 | 0 | 0 | 0
2016-05-11 09:00 | 0 | 0 | 0 | 0 | 73319.8138 | 0 | 350486 | 0 | 0 | 0 | 0 | 0 | 0 | 0 | 0 | 0 | 0 | 0 | 0 | 2076406.4109 | 0 | 0 | 0 | 0 | 0 | 0 | 0 | 0 | 0 | 0 | 0 | 0 | 0 | 0 | 0 | 0 | 0 | 0 | 0 | 0 | 0 | -277166.1862 | 0 | 0 | 0 | 0 | 0 | 0 | 0 | 0
2016-05-11 10:00 | 0 | 0 | 0 | 0 | 177163.2715 | 0 | 371278 | 0 | 0 | 0 | 0 | 83051.4577 | 0 | 0 | 0 | 0 | 0 | 0 | 0 | 1799240.2247 | 0 | 0 | 0 | 0 | 0 | 0 | 0 | 0 | 0 | 0 | 0 | 83051.4577 | 0 | 0 | 0 | 0 | 0 | 0 | 0 | 0 | 0 | -277166.1862 | 0 | 0 | 0 | 0 | 0 | 0 | 0 | 0
2016-05-11 11:00 | 0 | 0 | 0 | 0 | 32989.3561 | 0 | 393207 | 0 | 0 | 0 | 0 | 0 | 0 | 0 | 0 | 0 | 0 | 0 | 0 | 1522074.0386 | 0 | 0 | 0 | 0 | 0 | 0 | 0 | 0 | 0 | 0 | 0 | -83051.4577 | 0 | 0 | 0 | 0 | 0 | 0 | 0 | 0 | 0 | -277166.1862 | 0 | 0 | 0 | 0 | 0 | 0 | 0 | 0
2016-05-11 12:00 | 0 | 0 | 0 | 0 | 415067.3353 | 72859.6236 | 408675 | 0 | 0 | 0 | 0 | 0 | 0 | 0 | 0 | 0 | 0 | 0 | 0 | 1601325.9975 | 0 | 0 | 0 | 0 | 0 | 0 | 0 | 0 | 0 | 0 | 0 | 0 | 0 | 0 | 0 | 0 | 0 | 0 | 0 | 0 | 0 | 79251.959 | 0 | 0 | 0 | 0 | 0 | 0 | 0 | 0
2016-05-11 13:00 | 0 | 0 | 0 | 0 | 190266.7772 | 510143.409 | 423244 | 0 | 0 | 0 | 0 | 0 | 0 | 0 | 0 | 0 | 0 | 0 | 0 | 1878492.1837 | 0 | 0 | 0 | 0 | 0 | 0 | 0 | 0 | 0 | 0 | 0 | 0 | 0 | 0 | 0 | 0 | 0 | 0 | 0 | 0 | 0 | 277166.1862 | 0 | 0 | 0 | 0 | 0 | 0 | 0 | 0
2016-05-11 14:00 | 0 | 0 | 0 | 0 | 0 | 716272.1862 | 439106 | 0 | 0 | 0 | 0 | 0 | 0 | 0 | 0 | 0 | 0 | 0 | 0 | 2155658.3699 | 0 | 0 | 0 | 0 | 0 | 0 | 0 | 0 | 0 | 0 | 0 | 0 | 0 | 0 | 0 | 0 | 0 | 0 | 0 | 0 | 0 | 277166.1862 | 0 | 0 | 0 | 0 | 0 | 0 | 0 | 0
2016-05-11 15:00 | 0 | 0 | 0 | 0 | 0 | 731043.1862 | 453877 | 0 | 0 | 0 | 0 | 0 | 0 | 0 | 0 | 0 | 0 | 0 | 0 | 2432824.556 | 0 | 0 | 0 | 0 | 0 | 0 | 0 | 0 | 0 | 0 | 0 | 0 | 0 | 0 | 0 | 0 | 0 | 0 | 0 | 0 | 0 | 277166.1862 | 0 | 0 | 0 | 0 | 0 | 0 | 0 | 0
2016-05-11 16:00 | 0 | 0 | 0 | 0 | 0 | 826493.6439 | 466276 | 0 | 0 | 0 | 0 | 83051.4577 | 0 | 0 | 0 | 0 | 0 | 0 | 0 | 2709990.7422 | 0 | 0 | 0 | 0 | 0 | 0 | 0 | 0 | 0 | 0 | 0 | 83051.4577 | 0 | 0 | 0 | 0 | 0 | 0 | 0 | 0 | 0 | 277166.1862 | 0 | 0 | 0 | 0 | 0 | 0 | 0 | 0
2016-05-11 17:00 | 0 | 0 | 0 | 0 | 0 | 672667.7285 | 478553 | 0 | 0 | 0 | 0 | 0 | 0 | 0 | 0 | 0 | 0 | 0 | 0 | 2987156.9284 | 0 | 0 | 0 | 0 | 0 | 0 | 0 | 0 | 0 | 0 | 0 | -83051.4577 | 0 | 0 | 0 | 0 | 0 | 0 | 0 | 0 | 0 | 277166.1862 | 0 | 0 | 0 | 0 | 0 | 0 | 0 | 0
2016-05-11 18:00 | 0 | 0 | 0 | 0 | 0 | 848678.6439 | 488461 | 0 | 0 | 0 | 0 | 83051.4577 | 0 | 0 | 0 | 0 | 0 | 0 | 0 | 3264323.1145 | 0 | 0 | 0 | 0 | 0 | 0 | 0 | 0 | 0 | 0 | 0 | 83051.4577 | 0 | 0 | 0 | 0 | 0 | 0 | 0 | 0 | 0 | 277166.1862 | 0 | 0 | 0 | 0 | 0 | 0 | 0 | 0
2016-05-11 19:00 | 0 | 0 | 0 | 0 | 0 | 856901.6439 | 496684 | 0 | 0 | 0 | 0 | 166102.9154 | 0 | 0 | 0 | 0 | 0 | 0 | 0 | 3541489.3007 | 0 | 0 | 0 | 0 | 0 | 0 | 0 | 0 | 0 | 0 | 0 | 83051.4577 | 0 | 0 | 0 | 0 | 0 | 0 | 0 | 0 | 0 | 277166.1862 | 0 | 0 | 0 | 0 | 0 | 0 | 0 | 0
2016-05-11 20:00 | 0 | 0 | 0 | 0 | 0 | 863663.6439 | 503446 | 0 | 0 | 0 | 0 | 249154.3731 | 0 | 0 | 0 | 0 | 0 | 0 | 0 | 3818655.4869 | 0 | 0 | 0 | 0 | 0 | 0 | 0 | 0 | 0 | 0 | 0 | 83051.4577 | 0 | 0 | 0 | 0 | 0 | 0 | 0 | 0 | 0 | 277166.1862 | 0 | 0 | 0 | 0 | 0 | 0 | 0 | 0
2016-05-11 21:00 | 0 | 0 | 0 | 0 | 0 | 872076.4716 | 507256 | 0 | 0 | 0 | 0 | 329054.8404 | 0 | 0 | 0 | 0 | 0 | 0 | 0 | 4095821.673 | 0 | 7753.8181 | 0 | 0 | 0 | 0 | 0 | 0 | 0 | 0 | 0 | 79900.4673 | 0 | 0 | 0 | 0 | 0 | 0 | 0 | 0 | 0 | 277166.1862 | 0 | 7753.8181 | 0 | 0 | 0 | 0 | 0 | 0
2016-05-11 22:00 | 0 | 0 | 0 | 0 | 0 | 862693.1369 | 505658 | 0 | 0 | 0 | 0 | 376150.7058 | 0 | 0 | 0 | 0 | 0 | 0 | 0 | 4372987.8592 | 0 | 40526.9035 | 0 | 0 | 0 | 0 | 0 | 0 | 0 | 0 | 0 | 47095.8654 | 0 | 0 | 0 | 0 | 0 | 0 | 0 | 0 | 0 | 277166.1862 | 0 | 32773.0854 | 0 | 0 | 0 | 0 | 0 | 0
2016-05-11 23:00 | 0 | 0 | 0 | 0 | 0 | 763542.9048 | 499182 | 0 | 0 | 0 | 0 | 371099.2426 | 0 | 0 | 0 | 0 | 0 | 0 | 0 | 4650154.0453 | 0 | 32773.0854 | 0 | 0 | 0 | 0 | 0 | 0 | 0 | 0 | 0 | -5051.4632 | 0 | 0 | 0 | 0 | 0 | 0 | 0 | 0 | 0 | 277166.1862 | 0 | -7753.8181 | 0 | 0 | 0 | 0 | 0 | 0
2016-05-12 | 0 | 0 | 0 | 0 | 0 | 603256.5546 | 494879 | 0 | 0 | 0 | 0 | 332205.8308 | 0 | 0 | 0 | 0 | 0 | 0 | 0 | 4830198.0971 | 0 | 0 | 0 | 0 | 0 | 0 | 0 | 0 | 0 | 0 | 0 | -38893.4118 | 0 | 0 | 0 | 0 | 0 | 0 | 0 | 0 | 0 | 180044.0517 | 0 | -32773.0854 | 0 | 0 | 0 | 0 | 0 | 0
2016-05-12 01:00 | 0 | 0 | 0 | 0 | 0 | 285193.3365 | 486960 | 0 | 0 | 0 | 0 | 249154.3731 | 0 | 0 | 0 | 0 | 0 | 0 | 0 | 4711482.8913 | 0 | 0 | 0 | 0 | 0 | 0 | 0 | 0 | 0 | 0 | 0 | -83051.4577 | 0 | 0 | 0 | 0 | 0 | 0 | 0 | 0 | 0 | -118715.2058 | 0 | 0 | 0 | 0 | 0 | 0 | 0 | 0
2016-05-12 02:00 | 0 | 0 | 0 | 0 | 80833.1466 | 22105.2096 | 463156 | 0 | 0 | 0 | 0 | 166102.9154 | 0 | 0 | 0 | 0 | 0 | 0 | 0 | 4434316.7051 | 0 | 0 | 0 | 0 | 0 | 0 | 0 | 0 | 0 | 0 | 0 | -83051.4577 | 0 | 0 | 0 | 0 | 0 | 0 | 0 | 0 | 0 | -277166.1862 | 0 | 0 | 0 | 0 | 0 | 0 | 0 | 0
2016-05-12 03:00 | 0 | 0 | 0 | 0 | 71568.3561 | 0 | 431786 | 0 | 0 | 0 | 0 | 83051.4577 | 0 | 0 | 0 | 0 | 0 | 0 | 0 | 4157150.519 | 0 | 0 | 0 | 0 | 0 | 0 | 0 | 0 | 0 | 0 | 0 | -83051.4577 | 0 | 0 | 0 | 0 | 0 | 0 | 0 | 0 | 0 | -277166.1862 | 0 | 0 | 0 | 0 | 0 | 0 | 0 | 0
2016-05-12 04:00 | 0 | 0 | 0 | 0 | 208830.2715 | 0 | 402945 | 0 | 0 | 0 | 0 | 166102.9154 | 0 | 0 | 0 | 0 | 0 | 0 | 0 | 3879984.3328 | 0 | 0 | 0 | 0 | 0 | 0 | 0 | 0 | 0 | 0 | 0 | 83051.4577 | 0 | 0 | 0 | 0 | 0 | 0 | 0 | 0 | 0 | -277166.1862 | 0 | 0 | 0 | 0 | 0 | 0 | 0 | 0
2016-05-12 05:00 | 0 | 0 | 0 | 0 | 18576.3561 | 0 | 378794 | 0 | 0 | 0 | 0 | 83051.4577 | 0 | 0 | 0 | 0 | 0 | 0 | 0 | 3602818.1466 | 0 | 0 | 0 | 0 | 0 | 0 | 0 | 0 | 0 | 0 | 0 | -83051.4577 | 0 | 0 | 0 | 0 | 0 | 0 | 0 | 0 | 0 | -277166.1862 | 0 | 0 | 0 | 0 | 0 | 0 | 0 | 0
2016-05-12 06:00 | 0 | 0 | 0 | 0 | 209.3561 | 0 | 360427 | 0 | 0 | 0 | 0 | 0 | 0 | 0 | 0 | 0 | 0 | 0 | 0 | 3325651.9605 | 0 | 0 | 0 | 0 | 0 | 0 | 0 | 0 | 0 | 0 | 0 | -83051.4577 | 0 | 0 | 0 | 0 | 0 | 0 | 0 | 0 | 0 | -277166.1862 | 0 | 0 | 0 | 0 | 0 | 0 | 0 | 0
2016-05-12 07:00 | 0 | 0 | 0 | 0 | 154263.2715 | 0 | 348378 | 0 | 0 | 0 | 0 | 83051.4577 | 0 | 0 | 0 | 0 | 0 | 0 | 0 | 3048485.7743 | 0 | 0 | 0 | 0 | 0 | 0 | 0 | 0 | 0 | 0 | 0 | 83051.4577 | 0 | 0 | 0 | 0 | 0 | 0 | 0 | 0 | 0 | -277166.1862 | 0 | 0 | 0 | 0 | 0 | 0 | 0 | 0
2016-05-12 08:00 | 0 | 0 | 0 | 0 | 0 | 0 | 344455 | 0 | 0 | 0 | 0 | 0 | 0 | 0 | 0 | 0 | 0 | 0 | 0 | 2787082.232 | 0 | 0 | 0 | 0 | 0 | 0 | 0 | 0 | 0 | 0 | 0 | -83051.4577 | 0 | 0 | 0 | 0 | 0 | 0 | 0 | 0 | 0 | -261403.5423 | 0 | 0 | 0 | 0 | 0 | 0 | 0 | 0
2016-05-12 09:00 | 0 | 0 | 0 | 0 | 74578.8138 | 0 | 351745 | 0 | 0 | 0 | 0 | 0 | 0 | 0 | 0 | 0 | 0 | 0 | 0 | 2509916.0459 | 0 | 0 | 0 | 0 | 0 | 0 | 0 | 0 | 0 | 0 | 0 | 0 | 0 | 0 | 0 | 0 | 0 | 0 | 0 | 0 | 0 | -277166.1862 | 0 | 0 | 0 | 0 | 0 | 0 | 0 | 0
2016-05-12 10:00 | 0 | 0 | 0 | 0 | 177374.2715 | 0 | 371489 | 0 | 0 | 0 | 0 | 83051.4577 | 0 | 0 | 0 | 0 | 0 | 0 | 0 | 2232749.8597 | 0 | 0 | 0 | 0 | 0 | 0 | 0 | 0 | 0 | 0 | 0 | 83051.4577 | 0 | 0 | 0 | 0 | 0 | 0 | 0 | 0 | 0 | -277166.1862 | 0 | 0 | 0 | 0 | 0 | 0 | 0 | 0
2016-05-12 11:00 | 0 | 0 | 0 | 0 | 33869.3561 | 0 | 394087 | 0 | 0 | 0 | 0 | 0 | 0 | 0 | 0 | 0 | 0 | 0 | 0 | 1955583.6735 | 0 | 0 | 0 | 0 | 0 | 0 | 0 | 0 | 0 | 0 | 0 | -83051.4577 | 0 | 0 | 0 | 0 | 0 | 0 | 0 | 0 | 0 | -277166.1862 | 0 | 0 | 0 | 0 | 0 | 0 | 0 | 0
2016-05-12 12:00 | 0 | 0 | 0 | 0 | 336647.4371 | 71264.5559 | 411018 | 0 | 0 | 0 | 0 | 0 | 0 | 0 | 0 | 0 | 0 | 0 | 0 | 1952477.6665 | 0 | 0 | 0 | 0 | 0 | 0 | 0 | 0 | 0 | 0 | 0 | 0 | 0 | 0 | 0 | 0 | 0 | 0 | 0 | 0 | 0 | -3106.007 | 0 | 0 | 0 | 0 | 0 | 0 | 0 | 0
2016-05-12 13:00 | 0 | 0 | 0 | 0 | 0 | 484234.6261 | 425972 | 0 | 0 | 0 | 0 | 0 | 0 | 0 | 0 | 0 | 0 | 0 | 0 | 2010740.2926 | 0 | 0 | 0 | 0 | 0 | 0 | 0 | 0 | 0 | 0 | 0 | 0 | 0 | 0 | 0 | 0 | 0 | 0 | 0 | 0 | 0 | 58262.6261 | 0 | 0 | 0 | 0 | 0 | 0 | 0 | 0
2016-05-12 14:00 | 0 | 0 | 0 | 0 | 9763.4352 | 709131.7509 | 441729 | 0 | 0 | 0 | 0 | 0 | 0 | 0 | 0 | 0 | 0 | 0 | 0 | 2287906.4788 | 0 | 0 | 0 | 0 | 0 | 0 | 0 | 0 | 0 | 0 | 0 | 0 | 0 | 0 | 0 | 0 | 0 | 0 | 0 | 0 | 0 | 277166.1862 | 0 | 0 | 0 | 0 | 0 | 0 | 0 | 0
2016-05-12 15:00 | 0 | 0 | 0 | 0 | 0 | 733400.1862 | 456234 | 0 | 0 | 0 | 0 | 0 | 0 | 0 | 0 | 0 | 0 | 0 | 0 | 2565072.665 | 0 | 0 | 0 | 0 | 0 | 0 | 0 | 0 | 0 | 0 | 0 | 0 | 0 | 0 | 0 | 0 | 0 | 0 | 0 | 0 | 0 | 277166.1862 | 0 | 0 | 0 | 0 | 0 | 0 | 0 | 0
2016-05-12 16:00 | 0 | 0 | 0 | 0 | 0 | 827566.6439 | 467349 | 0 | 0 | 0 | 0 | 83051.4577 | 0 | 0 | 0 | 0 | 0 | 0 | 0 | 2842238.8511 | 0 | 0 | 0 | 0 | 0 | 0 | 0 | 0 | 0 | 0 | 0 | 83051.4577 | 0 | 0 | 0 | 0 | 0 | 0 | 0 | 0 | 0 | 277166.1862 | 0 | 0 | 0 | 0 | 0 | 0 | 0 | 0
2016-05-12 17:00 | 0 | 0 | 0 | 0 | 0 | 680940.6816 | 478180 | 0 | 0 | 0 | 0 | 8645.9531 | 0 | 0 | 0 | 0 | 0 | 0 | 0 | 3119405.0373 | 0 | 0 | 0 | 0 | 0 | 0 | 0 | 0 | 0 | 0 | 0 | -74405.5046 | 0 | 0 | 0 | 0 | 0 | 0 | 0 | 0 | 0 | 277166.1862 | 0 | 0 | 0 | 0 | 0 | 0 | 0 | 0
2016-05-12 18:00 | 0 | 0 | 0 | 0 | 0 | 846695.6439 | 486478 | 0 | 0 | 0 | 0 | 91697.4108 | 0 | 0 | 0 | 0 | 0 | 0 | 0 | 3396571.2235 | 0 | 0 | 0 | 0 | 0 | 0 | 0 | 0 | 0 | 0 | 0 | 83051.4577 | 0 | 0 | 0 | 0 | 0 | 0 | 0 | 0 | 0 | 277166.1862 | 0 | 0 | 0 | 0 | 0 | 0 | 0 | 0
2016-05-12 19:00 | 0 | 0 | 0 | 0 | 0 | 852258.6439 | 492041 | 0 | 0 | 0 | 0 | 174748.8685 | 0 | 0 | 0 | 0 | 0 | 0 | 0 | 3673737.4096 | 0 | 0 | 0 | 0 | 0 | 0 | 0 | 0 | 0 | 0 | 0 | 83051.4577 | 0 | 0 | 0 | 0 | 0 | 0 | 0 | 0 | 0 | 277166.1862 | 0 | 0 | 0 | 0 | 0 | 0 | 0 | 0
2016-05-12 20:00 | 0 | 0 | 0 | 0 | 0 | 856661.6439 | 496444 | 0 | 0 | 0 | 0 | 257800.3262 | 0 | 0 | 0 | 0 | 0 | 0 | 0 | 3950903.5958 | 0 | 0 | 0 | 0 | 0 | 0 | 0 | 0 | 0 | 0 | 0 | 83051.4577 | 0 | 0 | 0 | 0 | 0 | 0 | 0 | 0 | 0 | 277166.1862 | 0 | 0 | 0 | 0 | 0 | 0 | 0 | 0
2016-05-12 21:00 | 0 | 0 | 0 | 0 | 0 | 866533.462 | 498562 | 0 | 0 | 0 | 0 | 340851.7839 | 0 | 0 | 0 | 0 | 0 | 0 | 0 | 4228069.7819 | 0 | 7753.8181 | 0 | 0 | 0 | 0 | 0 | 0 | 0 | 0 | 0 | 83051.4577 | 0 | 0 | 0 | 0 | 0 | 0 | 0 | 0 | 0 | 277166.1862 | 0 | 7753.8181 | 0 | 0 | 0 | 0 | 0 | 0
2016-05-12 22:00 | 0 | 0 | 0 | 0 | 0 | 840786.1934 | 495548 | 0 | 0 | 0 | 0 | 376150.7058 | 0 | 0 | 0 | 0 | 0 | 0 | 0 | 4505235.9681 | 0 | 40526.9035 | 0 | 0 | 0 | 0 | 0 | 0 | 0 | 0 | 0 | 35298.9219 | 0 | 0 | 0 | 0 | 0 | 0 | 0 | 0 | 0 | 277166.1862 | 0 | 32773.0854 | 0 | 0 | 0 | 0 | 0 | 0
2016-05-12 23:00 | 0 | 0 | 0 | 0 | 0 | 743286.5291 | 488381 | 0 | 0 | 0 | 0 | 376150.7058 | 0 | 0 | 0 | 0 | 0 | 0 | 0 | 4767895.3153 | 0 | 32773.0854 | 0 | 0 | 0 | 0 | 0 | 0 | 0 | 0 | 0 | 0 | 0 | 0 | 0 | 0 | 0 | 0 | 0 | 0 | 0 | 262659.3472 | 0 | -7753.8181 | 0 | 0 | 0 | 0 | 0 | 0
2016-05-13 | 0 | 0 | 0 | 0 | 0 | 588503.4857 | 485226 | 0 | 0 | 0 | 0 | 327526.1869 | 0 | 0 | 0 | 0 | 0 | 0 | 0 | 4952570.4052 | 0 | 0 | 0 | 0 | 0 | 0 | 0 | 0 | 0 | 0 | 0 | -48624.5189 | 0 | 0 | 0 | 0 | 0 | 0 | 0 | 0 | 0 | 184675.0899 | 0 | -32773.0854 | 0 | 0 | 0 | 0 | 0 | 0
2016-05-13 01:00 | 0 | 0 | 0 | 0 | 0 | 283318.3329 | 476994 | 0 | 0 | 0 | 0 | 244474.7292 | 0 | 0 | 0 | 0 | 0 | 0 | 0 | 4841946.1958 | 0 | 0 | 0 | 0 | 0 | 0 | 0 | 0 | 0 | 0 | 0 | -83051.4577 | 0 | 0 | 0 | 0 | 0 | 0 | 0 | 0 | 0 | -110624.2094 | 0 | 0 | 0 | 0 | 0 | 0 | 0 | 0
2016-05-13 02:00 | 0 | 0 | 0 | 0 | 70408.0444 | 23712.3118 | 454338 | 0 | 0 | 0 | 0 | 161423.2715 | 0 | 0 | 0 | 0 | 0 | 0 | 0 | 4564780.0096 | 0 | 0 | 0 | 0 | 0 | 0 | 0 | 0 | 0 | 0 | 0 | -83051.4577 | 0 | 0 | 0 | 0 | 0 | 0 | 0 | 0 | 0 | -277166.1862 | 0 | 0 | 0 | 0 | 0 | 0 | 0 | 0
2016-05-13 03:00 | 0 | 0 | 0 | 0 | 65023.3561 | 0 | 425241 | 0 | 0 | 0 | 0 | 78371.8138 | 0 | 0 | 0 | 0 | 0 | 0 | 0 | 4287613.8234 | 0 | 0 | 0 | 0 | 0 | 0 | 0 | 0 | 0 | 0 | 0 | -83051.4577 | 0 | 0 | 0 | 0 | 0 | 0 | 0 | 0 | 0 | -277166.1862 | 0 | 0 | 0 | 0 | 0 | 0 | 0 | 0
2016-05-13 04:00 | 0 | 0 | 0 | 0 | 202960.2715 | 0 | 397075 | 0 | 0 | 0 | 0 | 161423.2715 | 0 | 0 | 0 | 0 | 0 | 0 | 0 | 4010447.6373 | 0 | 0 | 0 | 0 | 0 | 0 | 0 | 0 | 0 | 0 | 0 | 83051.4577 | 0 | 0 | 0 | 0 | 0 | 0 | 0 | 0 | 0 | -277166.1862 | 0 | 0 | 0 | 0 | 0 | 0 | 0 | 0
2016-05-13 05:00 | 0 | 0 | 0 | 0 | 13522.3561 | 0 | 373740 | 0 | 0 | 0 | 0 | 78371.8138 | 0 | 0 | 0 | 0 | 0 | 0 | 0 | 3733281.4511 | 0 | 0 | 0 | 0 | 0 | 0 | 0 | 0 | 0 | 0 | 0 | -83051.4577 | 0 | 0 | 0 | 0 | 0 | 0 | 0 | 0 | 0 | -277166.1862 | 0 | 0 | 0 | 0 | 0 | 0 | 0 | 0
2016-05-13 06:00 | 0 | 0 | 0 | 0 | 0 | 0 | 355538 | 0 | 0 | 0 | 0 | 0 | 0 | 0 | 0 | 0 | 0 | 0 | 0 | 3456115.2649 | 0 | 0 | 0 | 0 | 0 | 0 | 0 | 0 | 0 | 0 | 0 | -78371.8138 | 0 | 0 | 0 | 0 | 0 | 0 | 0 | 0 | 0 | -277166.1862 | 0 | 0 | 0 | 0 | 0 | 0 | 0 | 0
2016-05-13 07:00 | 0 | 0 | 0 | 0 | 150769.2715 | 0 | 344884 | 0 | 0 | 0 | 0 | 83051.4577 | 0 | 0 | 0 | 0 | 0 | 0 | 0 | 3178949.0788 | 0 | 0 | 0 | 0 | 0 | 0 | 0 | 0 | 0 | 0 | 0 | 83051.4577 | 0 | 0 | 0 | 0 | 0 | 0 | 0 | 0 | 0 | -277166.1862 | 0 | 0 | 0 | 0 | 0 | 0 | 0 | 0
2016-05-13 08:00 | 0 | 0 | 0 | 0 | 0 | 0 | 340706 | 0 | 0 | 0 | 0 | 0 | 0 | 0 | 0 | 0 | 0 | 0 | 0 | 2921294.5365 | 0 | 0 | 0 | 0 | 0 | 0 | 0 | 0 | 0 | 0 | 0 | -83051.4577 | 0 | 0 | 0 | 0 | 0 | 0 | 0 | 0 | 0 | -257654.5423 | 0 | 0 | 0 | 0 | 0 | 0 | 0 | 0
2016-05-13 09:00 | 0 | 0 | 0 | 0 | 69970.8138 | 0 | 347137 | 0 | 0 | 0 | 0 | 0 | 0 | 0 | 0 | 0 | 0 | 0 | 0 | 2644128.3503 | 0 | 0 | 0 | 0 | 0 | 0 | 0 | 0 | 0 | 0 | 0 | 0 | 0 | 0 | 0 | 0 | 0 | 0 | 0 | 0 | 0 | -277166.1862 | 0 | 0 | 0 | 0 | 0 | 0 | 0 | 0
2016-05-13 10:00 | 0 | 0 | 0 | 0 | 171684.2715 | 0 | 365799 | 0 | 0 | 0 | 0 | 83051.4577 | 0 | 0 | 0 | 0 | 0 | 0 | 0 | 2366962.1642 | 0 | 0 | 0 | 0 | 0 | 0 | 0 | 0 | 0 | 0 | 0 | 83051.4577 | 0 | 0 | 0 | 0 | 0 | 0 | 0 | 0 | 0 | -277166.1862 | 0 | 0 | 0 | 0 | 0 | 0 | 0 | 0
2016-05-13 11:00 | 0 | 0 | 0 | 0 | 26622.3561 | 0 | 386840 | 0 | 0 | 0 | 0 | 0 | 0 | 0 | 0 | 0 | 0 | 0 | 0 | 2089795.978 | 0 | 0 | 0 | 0 | 0 | 0 | 0 | 0 | 0 | 0 | 0 | -83051.4577 | 0 | 0 | 0 | 0 | 0 | 0 | 0 | 0 | 0 | -277166.1862 | 0 | 0 | 0 | 0 | 0 | 0 | 0 | 0
2016-05-13 12:00 | 0 | 0 | 0 | 0 | 404350.4045 | 87310.922 | 404240 | 0 | 0 | 0 | 0 | 83051.4577 | 0 | 0 | 0 | 0 | 0 | 0 | 0 | 2094165.8469 | 0 | 0 | 0 | 0 | 0 | 0 | 0 | 0 | 0 | 0 | 0 | 83051.4577 | 0 | 0 | 0 | 0 | 0 | 0 | 0 | 0 | 0 | 4369.8689 | 0 | 0 | 0 | 0 | 0 | 0 | 0 | 0
2016-05-13 13:00 | 0 | 0 | 0 | 0 | 0 | 515589.8928 | 420934 | 0 | 0 | 0 | 0 | 0 | 0 | 0 | 0 | 0 | 0 | 0 | 0 | 2271873.1974 | 0 | 0 | 0 | 0 | 0 | 0 | 0 | 0 | 0 | 0 | 0 | -83051.4577 | 0 | 0 | 0 | 0 | 0 | 0 | 0 | 0 | 0 | 177707.3505 | 0 | 0 | 0 | 0 | 0 | 0 | 0 | 0
2016-05-13 14:00 | 0 | 0 | 0 | 0 | 3574.28 | 710922.9061 | 437331 | 0 | 0 | 0 | 0 | 0 | 0 | 0 | 0 | 0 | 0 | 0 | 0 | 2549039.3836 | 0 | 0 | 0 | 0 | 0 | 0 | 0 | 0 | 0 | 0 | 0 | 0 | 0 | 0 | 0 | 0 | 0 | 0 | 0 | 0 | 0 | 277166.1862 | 0 | 0 | 0 | 0 | 0 | 0 | 0 | 0
2016-05-13 15:00 | 0 | 0 | 0 | 0 | 0 | 727916.1862 | 450750 | 0 | 0 | 0 | 0 | 0 | 0 | 0 | 0 | 0 | 0 | 0 | 0 | 2826205.5697 | 0 | 0 | 0 | 0 | 0 | 0 | 0 | 0 | 0 | 0 | 0 | 0 | 0 | 0 | 0 | 0 | 0 | 0 | 0 | 0 | 0 | 277166.1862 | 0 | 0 | 0 | 0 | 0 | 0 | 0 | 0
2016-05-13 16:00 | 0 | 0 | 0 | 0 | 0 | 821098.6439 | 460881 | 0 | 0 | 0 | 0 | 83051.4577 | 0 | 0 | 0 | 0 | 0 | 0 | 0 | 3103371.7559 | 0 | 0 | 0 | 0 | 0 | 0 | 0 | 0 | 0 | 0 | 0 | 83051.4577 | 0 | 0 | 0 | 0 | 0 | 0 | 0 | 0 | 0 | 277166.1862 | 0 | 0 | 0 | 0 | 0 | 0 | 0 | 0
2016-05-13 17:00 | 0 | 0 | 0 | 0 | 0 | 667563.9442 | 470063 | 0 | 0 | 0 | 0 | 3386.2157 | 0 | 0 | 0 | 0 | 0 | 0 | 0 | 3380537.9421 | 0 | 0 | 0 | 0 | 0 | 0 | 0 | 0 | 0 | 0 | 0 | -79665.242 | 0 | 0 | 0 | 0 | 0 | 0 | 0 | 0 | 0 | 277166.1862 | 0 | 0 | 0 | 0 | 0 | 0 | 0 | 0
2016-05-13 18:00 | 0 | 0 | 0 | 0 | 0 | 837612.6439 | 477395 | 0 | 0 | 0 | 0 | 86437.6734 | 0 | 0 | 0 | 0 | 0 | 0 | 0 | 3657704.1282 | 0 | 0 | 0 | 0 | 0 | 0 | 0 | 0 | 0 | 0 | 0 | 83051.4577 | 0 | 0 | 0 | 0 | 0 | 0 | 0 | 0 | 0 | 277166.1862 | 0 | 0 | 0 | 0 | 0 | 0 | 0 | 0
2016-05-13 19:00 | 0 | 0 | 0 | 0 | 0 | 842467.6439 | 482250 | 0 | 0 | 0 | 0 | 169489.1311 | 0 | 0 | 0 | 0 | 0 | 0 | 0 | 3934870.3144 | 0 | 0 | 0 | 0 | 0 | 0 | 0 | 0 | 0 | 0 | 0 | 83051.4577 | 0 | 0 | 0 | 0 | 0 | 0 | 0 | 0 | 0 | 277166.1862 | 0 | 0 | 0 | 0 | 0 | 0 | 0 | 0
2016-05-13 20:00 | 0 | 0 | 0 | 0 | 0 | 862744.6293 | 487130 | 0 | 0 | 0 | 0 | 252540.5888 | 0 | 0 | 0 | 0 | 0 | 0 | 0 | 4212036.5006 | 0 | 15396.9854 | 0 | 0 | 0 | 0 | 0 | 0 | 0 | 0 | 0 | 83051.4577 | 0 | 0 | 0 | 0 | 0 | 0 | 0 | 0 | 0 | 277166.1862 | 0 | 15396.9854 | 0 | 0 | 0 | 0 | 0 | 0
2016-05-13 21:00 | 0 | 0 | 0 | 0 | 0 | 852443.6543 | 488871 | 0 | 0 | 0 | 0 | 313817.1389 | 0 | 0 | 0 | 0 | 0 | 0 | 0 | 4489202.6867 | 0 | 40526.9035 | 0 | 0 | 0 | 0 | 0 | 0 | 0 | 0 | 0 | 61276.5501 | 0 | 0 | 0 | 0 | 0 | 0 | 0 | 0 | 0 | 277166.1862 | 0 | 25129.9181 | 0 | 0 | 0 | 0 | 0 | 0
2016-05-13 22:00 | 0 | 0 | 0 | 0 | 0 | 822138.7531 | 482639 | 0 | 0 | 0 | 0 | 376150.7058 | 0 | 0 | 0 | 0 | 0 | 0 | 0 | 4766368.8729 | 0 | 40526.9035 | 0 | 0 | 0 | 0 | 0 | 0 | 0 | 0 | 0 | 62333.5669 | 0 | 0 | 0 | 0 | 0 | 0 | 0 | 0 | 0 | 277166.1862 | 0 | 0 | 0 | 0 | 0 | 0 | 0 | 0
2016-05-13 23:00 | 0 | 0 | 0 | 0 | 0 | 733832.2621 | 472125 | 0 | 0 | 0 | 0 | 368445.5999 | 0 | 0 | 0 | 0 | 0 | 0 | 0 | 5043535.059 | 0 | 32773.0854 | 0 | 0 | 0 | 0 | 0 | 0 | 0 | 0 | 0 | -7705.106 | 0 | 0 | 0 | 0 | 0 | 0 | 0 | 0 | 0 | 277166.1862 | 0 | -7753.8181 | 0 | 0 | 0 | 0 | 0 | 0
2016-05-14 | 0 | 0 | 0 | 0 | 0 | 580849.5399 | 464396 | 0 | 0 | 0 | 0 | 376150.7058 | 0 | 0 | 0 | 0 | 0 | 0 | 0 | 5185056.5783 | 0 | 0 | 0 | 0 | 0 | 0 | 0 | 0 | 0 | 0 | 0 | 7705.106 | 0 | 0 | 0 | 0 | 0 | 0 | 0 | 0 | 0 | 141521.5193 | 0 | -32773.0854 | 0 | 0 | 0 | 0 | 0 | 0
2016-05-14 01:00 | 0 | 0 | 0 | 0 | 0 | 272730.3275 | 456650 | 0 | 0 | 0 | 0 | 293099.2481 | 0 | 0 | 0 | 0 | 0 | 0 | 0 | 5084188.3635 | 0 | 0 | 0 | 0 | 0 | 0 | 0 | 0 | 0 | 0 | 0 | -83051.4577 | 0 | 0 | 0 | 0 | 0 | 0 | 0 | 0 | 0 | -100868.2148 | 0 | 0 | 0 | 0 | 0 | 0 | 0 | 0
2016-05-14 02:00 | 0 | 0 | 0 | 0 | 61985.5354 | 14369.8207 | 436573 | 0 | 0 | 0 | 0 | 210047.7904 | 0 | 0 | 0 | 0 | 0 | 0 | 0 | 4807022.1774 | 0 | 0 | 0 | 0 | 0 | 0 | 0 | 0 | 0 | 0 | 0 | -83051.4577 | 0 | 0 | 0 | 0 | 0 | 0 | 0 | 0 | 0 | -277166.1862 | 0 | 0 | 0 | 0 | 0 | 0 | 0 | 0
2016-05-14 03:00 | 0 | 0 | 0 | 0 | 50751.3561 | 0 | 410969 | 0 | 0 | 0 | 0 | 126996.3327 | 0 | 0 | 0 | 0 | 0 | 0 | 0 | 4529855.9912 | 0 | 0 | 0 | 0 | 0 | 0 | 0 | 0 | 0 | 0 | 0 | -83051.4577 | 0 | 0 | 0 | 0 | 0 | 0 | 0 | 0 | 0 | -277166.1862 | 0 | 0 | 0 | 0 | 0 | 0 | 0 | 0
2016-05-14 04:00 | 0 | 0 | 0 | 0 | 192433.2715 | 0 | 386548 | 0 | 0 | 0 | 0 | 210047.7904 | 0 | 0 | 0 | 0 | 0 | 0 | 0 | 4252689.8051 | 0 | 0 | 0 | 0 | 0 | 0 | 0 | 0 | 0 | 0 | 0 | 83051.4577 | 0 | 0 | 0 | 0 | 0 | 0 | 0 | 0 | 0 | -277166.1862 | 0 | 0 | 0 | 0 | 0 | 0 | 0 | 0
2016-05-14 05:00 | 0 | 0 | 0 | 0 | 4517.3561 | 0 | 364735 | 0 | 0 | 0 | 0 | 126996.3327 | 0 | 0 | 0 | 0 | 0 | 0 | 0 | 3975523.6189 | 0 | 0 | 0 | 0 | 0 | 0 | 0 | 0 | 0 | 0 | 0 | -83051.4577 | 0 | 0 | 0 | 0 | 0 | 0 | 0 | 0 | 0 | -277166.1862 | 0 | 0 | 0 | 0 | 0 | 0 | 0 | 0
2016-05-14 06:00 | 0 | 0 | 0 | 0 | 0 | 0 | 347950 | 0 | 0 | 0 | 0 | 56212.5189 | 0 | 0 | 0 | 0 | 0 | 0 | 0 | 3698357.4327 | 0 | 0 | 0 | 0 | 0 | 0 | 0 | 0 | 0 | 0 | 0 | -70783.8138 | 0 | 0 | 0 | 0 | 0 | 0 | 0 | 0 | 0 | -277166.1862 | 0 | 0 | 0 | 0 | 0 | 0 | 0 | 0
2016-05-14 07:00 | 0 | 0 | 0 | 0 | 142480.2715 | 0 | 336595 | 0 | 0 | 0 | 0 | 139263.9766 | 0 | 0 | 0 | 0 | 0 | 0 | 0 | 3421191.2466 | 0 | 0 | 0 | 0 | 0 | 0 | 0 | 0 | 0 | 0 | 0 | 83051.4577 | 0 | 0 | 0 | 0 | 0 | 0 | 0 | 0 | 0 | -277166.1862 | 0 | 0 | 0 | 0 | 0 | 0 | 0 | 0
2016-05-14 08:00 | 0 | 0 | 0 | 0 | 0 | 0 | 329954 | 0 | 0 | 0 | 0 | 56212.5189 | 0 | 0 | 0 | 0 | 0 | 0 | 0 | 3174288.7043 | 0 | 0 | 0 | 0 | 0 | 0 | 0 | 0 | 0 | 0 | 0 | -83051.4577 | 0 | 0 | 0 | 0 | 0 | 0 | 0 | 0 | 0 | -246902.5423 | 0 | 0 | 0 | 0 | 0 | 0 | 0 | 0
2016-05-14 09:00 | 0 | 0 | 0 | 0 | 20083.0261 | 0 | 329381 | 0 | 0 | 0 | 0 | 24080.7311 | 0 | 0 | 0 | 0 | 0 | 0 | 0 | 2897122.5181 | 0 | 0 | 0 | 0 | 0 | 0 | 0 | 0 | 0 | 0 | 0 | -32131.7877 | 0 | 0 | 0 | 0 | 0 | 0 | 0 | 0 | 0 | -277166.1862 | 0 | 0 | 0 | 0 | 0 | 0 | 0 | 0
2016-05-14 10:00 | 0 | 0 | 0 | 0 | 432034.5194 | 0 | 331966 | 0 | 0 | 0 | 0 | 107132.1888 | 0 | 0 | 0 | 0 | 0 | 0 | 0 | 2914139.5798 | 0 | 0 | 0 | 0 | 0 | 0 | 0 | 0 | 0 | 0 | 0 | 83051.4577 | 0 | 0 | 0 | 0 | 0 | 0 | 0 | 0 | 0 | 17017.0617 | 0 | 0 | 0 | 0 | 0 | 0 | 0 | 0
2016-05-14 11:00 | 0 | 0 | 0 | 0 | 0 | 0 | 339821 | 0 | 0 | 0 | 0 | 24080.7311 | 0 | 0 | 0 | 0 | 0 | 0 | 0 | 2657370.0375 | 0 | 0 | 0 | 0 | 0 | 0 | 0 | 0 | 0 | 0 | 0 | -83051.4577 | 0 | 0 | 0 | 0 | 0 | 0 | 0 | 0 | 0 | -256769.5423 | 0 | 0 | 0 | 0 | 0 | 0 | 0 | 0
2016-05-14 12:00 | 0 | 0 | 0 | 0 | 0 | 53543.0827 | 354790 | 0 | 0 | 0 | 0 | 0 | 0 | 0 | 0 | 0 | 0 | 0 | 0 | 2380203.8514 | 0 | 0 | 0 | 0 | 0 | 0 | 0 | 0 | 0 | 0 | 0 | -24080.7311 | 0 | 0 | 0 | 0 | 0 | 0 | 0 | 0 | 0 | -277166.1862 | 0 | 0 | 0 | 0 | 0 | 0 | 0 | 0
2016-05-14 13:00 | 0 | 0 | 0 | 0 | 311642.2018 | 338784.9844 | 373261 | 0 | 0 | 0 | 0 | 0 | 0 | 0 | 0 | 0 | 0 | 0 | 0 | 2657370.0375 | 0 | 0 | 0 | 0 | 0 | 0 | 0 | 0 | 0 | 0 | 0 | 0 | 0 | 0 | 0 | 0 | 0 | 0 | 0 | 0 | 0 | 277166.1862 | 0 | 0 | 0 | 0 | 0 | 0 | 0 | 0
2016-05-14 14:00 | 0 | 0 | 0 | 0 | 96576.8872 | 570278.299 | 389689 | 0 | 0 | 0 | 0 | 0 | 0 | 0 | 0 | 0 | 0 | 0 | 0 | 2934536.2237 | 0 | 0 | 0 | 0 | 0 | 0 | 0 | 0 | 0 | 0 | 0 | 0 | 0 | 0 | 0 | 0 | 0 | 0 | 0 | 0 | 0 | 277166.1862 | 0 | 0 | 0 | 0 | 0 | 0 | 0 | 0
2016-05-14 15:00 | 0 | 0 | 0 | 0 | 0 | 680140.1862 | 402974 | 0 | 0 | 0 | 0 | 0 | 0 | 0 | 0 | 0 | 0 | 0 | 0 | 3211702.4099 | 0 | 0 | 0 | 0 | 0 | 0 | 0 | 0 | 0 | 0 | 0 | 0 | 0 | 0 | 0 | 0 | 0 | 0 | 0 | 0 | 0 | 277166.1862 | 0 | 0 | 0 | 0 | 0 | 0 | 0 | 0
2016-05-14 16:00 | 0 | 0 | 0 | 0 | 0 | 772783.6439 | 412566 | 0 | 0 | 0 | 0 | 83051.4577 | 0 | 0 | 0 | 0 | 0 | 0 | 0 | 3488868.596 | 0 | 0 | 0 | 0 | 0 | 0 | 0 | 0 | 0 | 0 | 0 | 83051.4577 | 0 | 0 | 0 | 0 | 0 | 0 | 0 | 0 | 0 | 277166.1862 | 0 | 0 | 0 | 0 | 0 | 0 | 0 | 0
2016-05-14 17:00 | 0 | 0 | 0 | 0 | 0 | 741156.4602 | 419073 | 0 | 0 | 0 | 0 | 127968.7317 | 0 | 0 | 0 | 0 | 0 | 0 | 0 | 3766034.7822 | 0 | 0 | 0 | 0 | 0 | 0 | 0 | 0 | 0 | 0 | 0 | 44917.274 | 0 | 0 | 0 | 0 | 0 | 0 | 0 | 0 | 0 | 277166.1862 | 0 | 0 | 0 | 0 | 0 | 0 | 0 | 0
2016-05-14 18:00 | 0 | 0 | 0 | 0 | 0 | 806208.5191 | 423400 | 0 | 0 | 0 | 0 | 211020.1894 | 0 | 0 | 0 | 0 | 0 | 0 | 0 | 4043200.9684 | 0 | 22590.8752 | 0 | 0 | 0 | 0 | 0 | 0 | 0 | 0 | 0 | 83051.4577 | 0 | 0 | 0 | 0 | 0 | 0 | 0 | 0 | 0 | 277166.1862 | 0 | 22590.8752 | 0 | 0 | 0 | 0 | 0 | 0
2016-05-14 19:00 | 0 | 0 | 0 | 0 | 0 | 790168.3938 | 426488 | 0 | 0 | 0 | 0 | 279598.3688 | 0 | 0 | 0 | 0 | 0 | 0 | 0 | 4320367.1545 | 0 | 40526.9035 | 0 | 0 | 0 | 0 | 0 | 0 | 0 | 0 | 0 | 68578.1793 | 0 | 0 | 0 | 0 | 0 | 0 | 0 | 0 | 0 | 277166.1862 | 0 | 17936.0283 | 0 | 0 | 0 | 0 | 0 | 0
2016-05-14 20:00 | 0 | 0 | 0 | 0 | 0 | 773018.4395 | 428397 | 0 | 0 | 0 | 0 | 347053.622 | 0 | 0 | 0 | 0 | 0 | 0 | 0 | 4597533.3407 | 0 | 40526.9035 | 0 | 0 | 0 | 0 | 0 | 0 | 0 | 0 | 0 | 67455.2533 | 0 | 0 | 0 | 0 | 0 | 0 | 0 | 0 | 0 | 277166.1862 | 0 | 0 | 0 | 0 | 0 | 0 | 0 | 0
2016-05-14 21:00 | 0 | 0 | 0 | 0 | 0 | 735906.2699 | 429643 | 0 | 0 | 0 | 0 | 376150.7058 | 0 | 0 | 0 | 0 | 0 | 0 | 0 | 4874699.5268 | 0 | 40526.9035 | 0 | 0 | 0 | 0 | 0 | 0 | 0 | 0 | 0 | 29097.0838 | 0 | 0 | 0 | 0 | 0 | 0 | 0 | 0 | 0 | 277166.1862 | 0 | 0 | 0 | 0 | 0 | 0 | 0 | 0
2016-05-14 22:00 | 0 | 0 | 0 | 0 | 0 | 676992.6395 | 426999 | 0 | 0 | 0 | 0 | 356731.9773 | 0 | 0 | 0 | 0 | 0 | 0 | 0 | 5151865.713 | 0 | 32773.0854 | 0 | 0 | 0 | 0 | 0 | 0 | 0 | 0 | 0 | -19418.7286 | 0 | 0 | 0 | 0 | 0 | 0 | 0 | 0 | 0 | 277166.1862 | 0 | -7753.8181 | 0 | 0 | 0 | 0 | 0 | 0
2016-05-14 23:00 | 0 | 0 | 0 | 0 | 0 | 564966.0262 | 421121 | 0 | 0 | 0 | 0 | 273680.5195 | 0 | 0 | 0 | 0 | 0 | 0 | 0 | 5411535.2823 | 0 | 0 | 0 | 0 | 0 | 0 | 0 | 0 | 0 | 0 | 0 | -83051.4577 | 0 | 0 | 0 | 0 | 0 | 0 | 0 | 0 | 0 | 259669.5693 | 0 | -32773.0854 | 0 | 0 | 0 | 0 | 0 | 0
2016-05-15 | 0 | 0 | 0 | 0 | 0 | 406074.8534 | 418122 | 0 | 0 | 0 | 0 | 190629.0618 | 0 | 0 | 0 | 0 | 0 | 0 | 0 | 5482539.5934 | 0 | 0 | 0 | 0 | 0 | 0 | 0 | 0 | 0 | 0 | 0 | -83051.4577 | 0 | 0 | 0 | 0 | 0 | 0 | 0 | 0 | 0 | 71004.3111 | 0 | 0 | 0 | 0 | 0 | 0 | 0 | 0
2016-05-15 01:00 | 0 | 0 | 0 | 0 | 0 | 197130.9039 | 415781 | 0 | 0 | 0 | 0 | 107577.6041 | 0 | 0 | 0 | 0 | 0 | 0 | 0 | 5346940.955 | 0 | 0 | 0 | 0 | 0 | 0 | 0 | 0 | 0 | 0 | 0 | -83051.4577 | 0 | 0 | 0 | 0 | 0 | 0 | 0 | 0 | 0 | -135598.6384 | 0 | 0 | 0 | 0 | 0 | 0 | 0 | 0
2016-05-15 02:00 | 0 | 0 | 0 | 0 | 26026.643 | 16621.7131 | 402866 | 0 | 0 | 0 | 0 | 24526.1464 | 0 | 0 | 0 | 0 | 0 | 0 | 0 | 5069774.7688 | 0 | 0 | 0 | 0 | 0 | 0 | 0 | 0 | 0 | 0 | 0 | -83051.4577 | 0 | 0 | 0 | 0 | 0 | 0 | 0 | 0 | 0 | -277166.1862 | 0 | 0 | 0 | 0 | 0 | 0 | 0 | 0
2016-05-15 03:00 | 0 | 0 | 0 | 0 | 258845.2842 | 0 | 383232 | 0 | 0 | 0 | 0 | 107577.6041 | 0 | 0 | 0 | 0 | 0 | 0 | 0 | 4859609.2392 | 0 | 2727.3561 | 0 | 0 | 0 | 0 | 0 | 0 | 0 | 0 | 0 | 83051.4577 | 0 | 0 | 0 | 0 | 0 | 0 | 0 | 0 | 0 | -210165.5297 | 0 | 2727.3561 | 0 | 0 | 0 | 0 | 0 | 0
2016-05-15 04:00 | 0 | 0 | 0 | 0 | 0 | 0 | 362945 | 0 | 0 | 0 | 0 | 24526.1464 | 0 | 0 | 0 | 0 | 0 | 0 | 0 | 4582443.053 | 0 | 0 | 0 | 0 | 0 | 0 | 0 | 0 | 0 | 0 | 0 | -83051.4577 | 0 | 0 | 0 | 0 | 0 | 0 | 0 | 0 | 0 | -277166.1862 | 0 | -2727.3561 | 0 | 0 | 0 | 0 | 0 | 0
2016-05-15 05:00 | 0 | 0 | 0 | 0 | 236365.2836 | 0 | 346723 | 0 | 0 | 0 | 0 | 107577.6041 | 0 | 0 | 0 | 0 | 0 | 0 | 0 | 4389033.879 | 0 | 0 | 0 | 0 | 0 | 0 | 0 | 0 | 0 | 0 | 0 | 83051.4577 | 0 | 0 | 0 | 0 | 0 | 0 | 0 | 0 | 0 | -193409.1741 | 0 | 0 | 0 | 0 | 0 | 0 | 0 | 0
2016-05-15 06:00 | 0 | 0 | 0 | 0 | 233818.8099 | 0 | 333578 | 0 | 0 | 0 | 0 | 190629.0618 | 0 | 0 | 0 | 0 | 0 | 0 | 0 | 4173450.1458 | 0 | 32773.0854 | 0 | 0 | 0 | 0 | 0 | 0 | 0 | 0 | 0 | 83051.4577 | 0 | 0 | 0 | 0 | 0 | 0 | 0 | 0 | 0 | -215583.7332 | 0 | 32773.0854 | 0 | 0 | 0 | 0 | 0 | 0
2016-05-15 07:00 | 0 | 0 | 0 | 0 | 0 | 0 | 324196 | 0 | 0 | 0 | 0 | 107577.6041 | 0 | 0 | 0 | 0 | 0 | 0 | 0 | 3965078.6888 | 0 | 0 | 0 | 0 | 0 | 0 | 0 | 0 | 0 | 0 | 0 | -83051.4577 | 0 | 0 | 0 | 0 | 0 | 0 | 0 | 0 | 0 | -208371.4569 | 0 | -32773.0854 | 0 | 0 | 0 | 0 | 0 | 0
2016-05-15 08:00 | 0 | 0 | 0 | 0 | 0 | 0 | 319701 | 0 | 0 | 0 | 0 | 65042.7903 | 0 | 0 | 0 | 0 | 0 | 0 | 0 | 3687912.5027 | 0 | 0 | 0 | 0 | 0 | 0 | 0 | 0 | 0 | 0 | 0 | -42534.8138 | 0 | 0 | 0 | 0 | 0 | 0 | 0 | 0 | 0 | -277166.1862 | 0 | 0 | 0 | 0 | 0 | 0 | 0 | 0
2016-05-15 09:00 | 0 | 0 | 0 | 0 | 124757.2715 | 0 | 318872 | 0 | 0 | 0 | 0 | 148094.248 | 0 | 0 | 0 | 0 | 0 | 0 | 0 | 3410746.3165 | 0 | 0 | 0 | 0 | 0 | 0 | 0 | 0 | 0 | 0 | 0 | 83051.4577 | 0 | 0 | 0 | 0 | 0 | 0 | 0 | 0 | 0 | -277166.1862 | 0 | 0 | 0 | 0 | 0 | 0 | 0 | 0
2016-05-15 10:00 | 0 | 0 | 0 | 0 | 0 | 0 | 318994 | 0 | 0 | 0 | 0 | 65042.7903 | 0 | 0 | 0 | 0 | 0 | 0 | 0 | 3174803.7742 | 0 | 0 | 0 | 0 | 0 | 0 | 0 | 0 | 0 | 0 | 0 | -83051.4577 | 0 | 0 | 0 | 0 | 0 | 0 | 0 | 0 | 0 | -235942.5423 | 0 | 0 | 0 | 0 | 0 | 0 | 0 | 0
2016-05-15 11:00 | 0 | 0 | 0 | 0 | 137422.0896 | 0 | 323783 | 0 | 0 | 0 | 0 | 148094.248 | 0 | 0 | 0 | 0 | 0 | 0 | 0 | 2897637.588 | 0 | 7753.8181 | 0 | 0 | 0 | 0 | 0 | 0 | 0 | 0 | 0 | 83051.4577 | 0 | 0 | 0 | 0 | 0 | 0 | 0 | 0 | 0 | -277166.1862 | 0 | 7753.8181 | 0 | 0 | 0 | 0 | 0 | 0
2016-05-15 12:00 | 0 | 0 | 0 | 0 | 166368.0504 | 15723.645 | 337445 | 0 | 0 | 0 | 0 | 101845.7657 | 0 | 0 | 0 | 0 | 0 | 0 | 0 | 2755759.6804 | 0 | 40526.9035 | 0 | 0 | 0 | 0 | 0 | 0 | 0 | 0 | 0 | -46248.4823 | 0 | 0 | 0 | 0 | 0 | 0 | 0 | 0 | 0 | -141877.9076 | 0 | 32773.0854 | 0 | 0 | 0 | 0 | 0 | 0
2016-05-15 13:00 | 0 | 0 | 0 | 0 | 0 | 224442.8952 | 352435 | 0 | 0 | 0 | 0 | 18794.308 | 0 | 0 | 0 | 0 | 0 | 0 | 0 | 2743592.1187 | 0 | 7753.8181 | 0 | 0 | 0 | 0 | 0 | 0 | 0 | 0 | 0 | -83051.4577 | 0 | 0 | 0 | 0 | 0 | 0 | 0 | 0 | 0 | -12167.5618 | 0 | -32773.0854 | 0 | 0 | 0 | 0 | 0 | 0
2016-05-15 14:00 | 0 | 0 | 0 | 0 | 0 | 429805.303 | 363915 | 0 | 0 | 0 | 0 | 101845.7657 | 0 | 0 | 0 | 0 | 0 | 0 | 0 | 2734184.782 | 0 | 0 | 0 | 0 | 0 | 0 | 0 | 0 | 0 | 0 | 0 | 83051.4577 | 0 | 0 | 0 | 0 | 0 | 0 | 0 | 0 | 0 | -9407.3366 | 0 | -7753.8181 | 0 | 0 | 0 | 0 | 0 | 0
2016-05-15 15:00 | 0 | 0 | 0 | 0 | 0 | 558777.7584 | 373504 | 0 | 0 | 0 | 0 | 18794.308 | 0 | 0 | 0 | 0 | 0 | 0 | 0 | 3002509.9981 | 0 | 0 | 0 | 0 | 0 | 0 | 0 | 0 | 0 | 0 | 0 | -83051.4577 | 0 | 0 | 0 | 0 | 0 | 0 | 0 | 0 | 0 | 268325.2161 | 0 | 0 | 0 | 0 | 0 | 0 | 0 | 0
2016-05-15 16:00 | 0 | 0 | 0 | 0 | 0 | 640290.8782 | 381919 | 0 | 0 | 0 | 0 | 0 | 0 | 0 | 0 | 0 | 0 | 0 | 0 | 3279676.1843 | 0 | 0 | 0 | 0 | 0 | 0 | 0 | 0 | 0 | 0 | 0 | -18794.308 | 0 | 0 | 0 | 0 | 0 | 0 | 0 | 0 | 0 | 277166.1862 | 0 | 0 | 0 | 0 | 0 | 0 | 0 | 0
2016-05-15 17:00 | 0 | 0 | 0 | 0 | 0 | 679184.4184 | 388083 | 0 | 0 | 0 | 0 | 83051.4577 | 0 | 0 | 0 | 0 | 0 | 0 | 0 | 3487726.145 | 0 | 0 | 0 | 0 | 0 | 0 | 0 | 0 | 0 | 0 | 0 | 83051.4577 | 0 | 0 | 0 | 0 | 0 | 0 | 0 | 0 | 0 | 208049.9607 | 0 | 0 | 0 | 0 | 0 | 0 | 0 | 0
2016-05-15 18:00 | 0 | 0 | 0 | 0 | 0 | 690064.5569 | 392908 | 0 | 0 | 0 | 0 | 103041.8284 | 0 | 0 | 0 | 0 | 0 | 0 | 0 | 3764892.3312 | 0 | 0 | 0 | 0 | 0 | 0 | 0 | 0 | 0 | 0 | 0 | 19990.3707 | 0 | 0 | 0 | 0 | 0 | 0 | 0 | 0 | 0 | 277166.1862 | 0 | 0 | 0 | 0 | 0 | 0 | 0 | 0
2016-05-15 19:00 | 0 | 0 | 0 | 0 | 0 | 682943.7167 | 396532 | 0 | 0 | 0 | 0 | 112287.359 | 0 | 0 | 0 | 0 | 0 | 0 | 0 | 4042058.5173 | 0 | 0 | 0 | 0 | 0 | 0 | 0 | 0 | 0 | 0 | 0 | 9245.5305 | 0 | 0 | 0 | 0 | 0 | 0 | 0 | 0 | 0 | 277166.1862 | 0 | 0 | 0 | 0 | 0 | 0 | 0 | 0
2016-05-15 20:00 | 0 | 0 | 0 | 0 | 0 | 667284.2285 | 400970 | 0 | 0 | 0 | 0 | 101435.4013 | 0 | 0 | 0 | 0 | 0 | 0 | 0 | 4319224.7035 | 0 | 0 | 0 | 0 | 0 | 0 | 0 | 0 | 0 | 0 | 0 | -10851.9577 | 0 | 0 | 0 | 0 | 0 | 0 | 0 | 0 | 0 | 277166.1862 | 0 | 0 | 0 | 0 | 0 | 0 | 0 | 0
2016-05-15 21:00 | 0 | 0 | 0 | 0 | 0 | 635016.9126 | 406594 | 0 | 0 | 0 | 0 | 184486.859 | 0 | 0 | 0 | 0 | 0 | 0 | 0 | 4464596.1584 | 0 | 0 | 0 | 0 | 0 | 0 | 0 | 0 | 0 | 0 | 0 | 83051.4577 | 0 | 0 | 0 | 0 | 0 | 0 | 0 | 0 | 0 | 145371.4549 | 0 | 0 | 0 | 0 | 0 | 0 | 0 | 0
2016-05-15 22:00 | 0 | 0 | 0 | 0 | 0 | 590014.8687 | 409840 | 0 | 0 | 0 | 0 | 101435.4013 | 0 | 0 | 0 | 0 | 0 | 0 | 0 | 4727822.4848 | 0 | 0 | 0 | 0 | 0 | 0 | 0 | 0 | 0 | 0 | 0 | -83051.4577 | 0 | 0 | 0 | 0 | 0 | 0 | 0 | 0 | 0 | 263226.3264 | 0 | 0 | 0 | 0 | 0 | 0 | 0 | 0
2016-05-15 23:00 | 0 | 0 | 0 | 0 | 0 | 522752.063 | 410874 | 0 | 0 | 0 | 0 | 184486.859 | 0 | 0 | 0 | 0 | 0 | 0 | 0 | 4756649.0901 | 0 | 0 | 0 | 0 | 0 | 0 | 0 | 0 | 0 | 0 | 0 | 83051.4577 | 0 | 0 | 0 | 0 | 0 | 0 | 0 | 0 | 0 | 28826.6053 | 0 | 0 | 0 | 0 | 0 | 0 | 0 | 0
2016-05-16 | 0 | 0 | 0 | 0 | 0 | 409096.346 | 415868 | 0 | 0 | 0 | 0 | 101435.4013 | 0 | 0 | 0 | 0 | 0 | 0 | 0 | 4832928.8938 | 0 | 0 | 0 | 0 | 0 | 0 | 0 | 0 | 0 | 0 | 0 | -83051.4577 | 0 | 0 | 0 | 0 | 0 | 0 | 0 | 0 | 0 | 76279.8037 | 0 | 0 | 0 | 0 | 0 | 0 | 0 | 0
2016-05-16 01:00 | 0 | 0 | 0 | 0 | 0 | 228737.4305 | 417754 | 0 | 0 | 0 | 0 | 18383.9435 | 0 | 0 | 0 | 0 | 0 | 0 | 0 | 4726963.7819 | 0 | 0 | 0 | 0 | 0 | 0 | 0 | 0 | 0 | 0 | 0 | -83051.4577 | 0 | 0 | 0 | 0 | 0 | 0 | 0 | 0 | 0 | -105965.1118 | 0 | 0 | 0 | 0 | 0 | 0 | 0 | 0
2016-05-16 02:00 | 0 | 0 | 0 | 0 | 190249.093 | 19772.1786 | 404136 | 0 | 0 | 0 | 0 | 101435.4013 | 0 | 0 | 0 | 0 | 0 | 0 | 0 | 4449797.5958 | 0 | 0 | 0 | 0 | 0 | 0 | 0 | 0 | 0 | 0 | 0 | 83051.4577 | 0 | 0 | 0 | 0 | 0 | 0 | 0 | 0 | 0 | -277166.1862 | 0 | 0 | 0 | 0 | 0 | 0 | 0 | 0
2016-05-16 03:00 | 0 | 0 | 0 | 0 | 23107.3561 | 0 | 383325 | 0 | 0 | 0 | 0 | 18383.9435 | 0 | 0 | 0 | 0 | 0 | 0 | 0 | 4172631.4096 | 0 | 0 | 0 | 0 | 0 | 0 | 0 | 0 | 0 | 0 | 0 | -83051.4577 | 0 | 0 | 0 | 0 | 0 | 0 | 0 | 0 | 0 | -277166.1862 | 0 | 0 | 0 | 0 | 0 | 0 | 0 | 0
2016-05-16 04:00 | 0 | 0 | 0 | 0 | 120289.6841 | 0 | 363727 | 0 | 0 | 0 | 0 | 52112.8138 | 0 | 0 | 0 | 0 | 0 | 0 | 0 | 3895465.2234 | 0 | 0 | 0 | 0 | 0 | 0 | 0 | 0 | 0 | 0 | 0 | 33728.8703 | 0 | 0 | 0 | 0 | 0 | 0 | 0 | 0 | 0 | -277166.1862 | 0 | 0 | 0 | 0 | 0 | 0 | 0 | 0
2016-05-16 05:00 | 0 | 0 | 0 | 0 | 366786.5224 | 0 | 346806 | 0 | 0 | 0 | 0 | 135164.2715 | 0 | 0 | 0 | 0 | 0 | 0 | 0 | 3799621.2027 | 0 | 32773.0854 | 0 | 0 | 0 | 0 | 0 | 0 | 0 | 0 | 0 | 83051.4577 | 0 | 0 | 0 | 0 | 0 | 0 | 0 | 0 | 0 | -95844.0207 | 0 | 32773.0854 | 0 | 0 | 0 | 0 | 0 | 0
2016-05-16 06:00 | 0 | 0 | 0 | 0 | 0 | 0 | 335215 | 0 | 0 | 0 | 0 | 52112.8138 | 0 | 0 | 0 | 0 | 0 | 0 | 0 | 3580230.7458 | 0 | 0 | 0 | 0 | 0 | 0 | 0 | 0 | 0 | 0 | 0 | -83051.4577 | 0 | 0 | 0 | 0 | 0 | 0 | 0 | 0 | 0 | -219390.4569 | 0 | -32773.0854 | 0 | 0 | 0 | 0 | 0 | 0
2016-05-16 07:00 | 0 | 0 | 0 | 0 | 0 | 0 | 329279 | 0 | 0 | 0 | 0 | 0 | 0 | 0 | 0 | 0 | 0 | 0 | 0 | 3303064.5596 | 0 | 0 | 0 | 0 | 0 | 0 | 0 | 0 | 0 | 0 | 0 | -52112.8138 | 0 | 0 | 0 | 0 | 0 | 0 | 0 | 0 | 0 | -277166.1862 | 0 | 0 | 0 | 0 | 0 | 0 | 0 | 0
2016-05-16 08:00 | 0 | 0 | 0 | 0 | 136150.2715 | 0 | 330265 | 0 | 0 | 0 | 0 | 83051.4577 | 0 | 0 | 0 | 0 | 0 | 0 | 0 | 3025898.3735 | 0 | 0 | 0 | 0 | 0 | 0 | 0 | 0 | 0 | 0 | 0 | 83051.4577 | 0 | 0 | 0 | 0 | 0 | 0 | 0 | 0 | 0 | -277166.1862 | 0 | 0 | 0 | 0 | 0 | 0 | 0 | 0
2016-05-16 09:00 | 0 | 0 | 0 | 0 | 0 | 0 | 340929 | 0 | 0 | 0 | 0 | 0 | 0 | 0 | 0 | 0 | 0 | 0 | 0 | 2768020.8312 | 0 | 0 | 0 | 0 | 0 | 0 | 0 | 0 | 0 | 0 | 0 | -83051.4577 | 0 | 0 | 0 | 0 | 0 | 0 | 0 | 0 | 0 | -257877.5423 | 0 | 0 | 0 | 0 | 0 | 0 | 0 | 0
2016-05-16 10:00 | 0 | 0 | 0 | 0 | 264732.9821 | 0 | 364383 | 0 | 0 | 0 | 0 | 83051.4577 | 0 | 0 | 0 | 0 | 0 | 0 | 0 | 2585319.3556 | 0 | 0 | 0 | 0 | 0 | 0 | 0 | 0 | 0 | 0 | 0 | 83051.4577 | 0 | 0 | 0 | 0 | 0 | 0 | 0 | 0 | 0 | -182701.4756 | 0 | 0 | 0 | 0 | 0 | 0 | 0 | 0
2016-05-16 11:00 | 0 | 0 | 0 | 0 | 27808.3561 | 0 | 388026 | 0 | 0 | 0 | 0 | 0 | 0 | 0 | 0 | 0 | 0 | 0 | 0 | 2308153.1695 | 0 | 0 | 0 | 0 | 0 | 0 | 0 | 0 | 0 | 0 | 0 | -83051.4577 | 0 | 0 | 0 | 0 | 0 | 0 | 0 | 0 | 0 | -277166.1862 | 0 | 0 | 0 | 0 | 0 | 0 | 0 | 0
2016-05-16 12:00 | 0 | 0 | 0 | 0 | 150879.6728 | 45686.2752 | 402296 | 0 | 0 | 0 | 0 | 0 | 0 | 0 | 0 | 0 | 0 | 0 | 0 | 2102423.1175 | 0 | 0 | 0 | 0 | 0 | 0 | 0 | 0 | 0 | 0 | 0 | 0 | 0 | 0 | 0 | 0 | 0 | 0 | 0 | 0 | 0 | -205730.0519 | 0 | 0 | 0 | 0 | 0 | 0 | 0 | 0
2016-05-16 13:00 | 0 | 0 | 0 | 0 | 123587.9219 | 391254.2395 | 413477 | 0 | 0 | 0 | 0 | 35436.8421 | 0 | 0 | 0 | 0 | 0 | 0 | 0 | 2135578.3515 | 0 | 32773.0854 | 0 | 0 | 0 | 0 | 0 | 0 | 0 | 0 | 0 | 35436.8421 | 0 | 0 | 0 | 0 | 0 | 0 | 0 | 0 | 0 | 33155.234 | 0 | 32773.0854 | 0 | 0 | 0 | 0 | 0 | 0
2016-05-16 14:00 | 0 | 0 | 0 | 0 | 0 | 633225.2587 | 424269 | 0 | 0 | 0 | 0 | 0 | 0 | 0 | 0 | 0 | 0 | 0 | 0 | 2412744.5376 | 0 | 0 | 0 | 0 | 0 | 0 | 0 | 0 | 0 | 0 | 0 | -35436.8421 | 0 | 0 | 0 | 0 | 0 | 0 | 0 | 0 | 0 | 277166.1862 | 0 | -32773.0854 | 0 | 0 | 0 | 0 | 0 | 0
2016-05-16 15:00 | 0 | 0 | 0 | 0 | 0 | 721294.3829 | 431985 | 0 | 0 | 0 | 0 | 12143.1967 | 0 | 0 | 0 | 0 | 0 | 0 | 0 | 2689910.7238 | 0 | 0 | 0 | 0 | 0 | 0 | 0 | 0 | 0 | 0 | 0 | 12143.1967 | 0 | 0 | 0 | 0 | 0 | 0 | 0 | 0 | 0 | 277166.1862 | 0 | 0 | 0 | 0 | 0 | 0 | 0 | 0
2016-05-16 16:00 | 0 | 0 | 0 | 0 | 0 | 814886.5923 | 437327 | 0 | 0 | 0 | 0 | 95194.6544 | 0 | 0 | 0 | 0 | 0 | 0 | 0 | 2967076.91 | 0 | 17341.9484 | 0 | 0 | 0 | 0 | 0 | 0 | 0 | 0 | 0 | 83051.4577 | 0 | 0 | 0 | 0 | 0 | 0 | 0 | 0 | 0 | 277166.1862 | 0 | 17341.9484 | 0 | 0 | 0 | 0 | 0 | 0
2016-05-16 17:00 | 0 | 0 | 0 | 0 | 0 | 817406.6402 | 442315 | 0 | 0 | 0 | 0 | 178246.1121 | 0 | 0 | 0 | 0 | 0 | 0 | 0 | 3244243.0961 | 0 | 32215.9448 | 0 | 0 | 0 | 0 | 0 | 0 | 0 | 0 | 0 | 83051.4577 | 0 | 0 | 0 | 0 | 0 | 0 | 0 | 0 | 0 | 277166.1862 | 0 | 14873.9964 | 0 | 0 | 0 | 0 | 0 | 0
2016-05-16 18:00 | 0 | 0 | 0 | 0 | 0 | 805151.939 | 446051 | 0 | 0 | 0 | 0 | 261297.5698 | 0 | 0 | 0 | 0 | 0 | 0 | 0 | 3521409.2823 | 0 | 31099.2399 | 0 | 0 | 0 | 0 | 0 | 0 | 0 | 0 | 0 | 83051.4577 | 0 | 0 | 0 | 0 | 0 | 0 | 0 | 0 | 0 | 277166.1862 | 0 | -1116.7049 | 0 | 0 | 0 | 0 | 0 | 0
2016-05-16 19:00 | 0 | 0 | 0 | 0 | 0 | 788822.8482 | 447837 | 0 | 0 | 0 | 0 | 315689.5683 | 0 | 0 | 0 | 0 | 0 | 0 | 0 | 3798575.4685 | 0 | 40526.9035 | 0 | 0 | 0 | 0 | 0 | 0 | 0 | 0 | 0 | 54391.9985 | 0 | 0 | 0 | 0 | 0 | 0 | 0 | 0 | 0 | 277166.1862 | 0 | 9427.6636 | 0 | 0 | 0 | 0 | 0 | 0
2016-05-16 20:00 | 0 | 0 | 0 | 0 | 0 | 772765.107 | 450109 | 0 | 0 | 0 | 0 | 361179.4891 | 0 | 0 | 0 | 0 | 0 | 0 | 0 | 4075741.6546 | 0 | 40526.9035 | 0 | 0 | 0 | 0 | 0 | 0 | 0 | 0 | 0 | 45489.9208 | 0 | 0 | 0 | 0 | 0 | 0 | 0 | 0 | 0 | 277166.1862 | 0 | 0 | 0 | 0 | 0 | 0 | 0 | 0
2016-05-16 21:00 | 0 | 0 | 0 | 0 | 0 | 744036.4029 | 451899 | 0 | 0 | 0 | 0 | 376150.7058 | 0 | 0 | 0 | 0 | 0 | 0 | 0 | 4352907.8408 | 0 | 40526.9035 | 0 | 0 | 0 | 0 | 0 | 0 | 0 | 0 | 0 | 14971.2167 | 0 | 0 | 0 | 0 | 0 | 0 | 0 | 0 | 0 | 277166.1862 | 0 | 0 | 0 | 0 | 0 | 0 | 0 | 0
2016-05-16 22:00 | 0 | 0 | 0 | 0 | 0 | 690877.1931 | 451067 | 0 | 0 | 0 | 0 | 346548.5309 | 0 | 0 | 0 | 0 | 0 | 0 | 0 | 4630074.027 | 0 | 32773.0854 | 0 | 0 | 0 | 0 | 0 | 0 | 0 | 0 | 0 | -29602.1749 | 0 | 0 | 0 | 0 | 0 | 0 | 0 | 0 | 0 | 277166.1862 | 0 | -7753.8181 | 0 | 0 | 0 | 0 | 0 | 0
2016-05-16 23:00 | 0 | 0 | 0 | 0 | 0 | 594269.6521 | 449437 | 0 | 0 | 0 | 0 | 376150.7058 | 0 | 0 | 0 | 0 | 0 | 0 | 0 | 4778077.5895 | 0 | 0 | 0 | 0 | 0 | 0 | 0 | 0 | 0 | 0 | 0 | 29602.1749 | 0 | 0 | 0 | 0 | 0 | 0 | 0 | 0 | 0 | 148003.5625 | 0 | -32773.0854 | 0 | 0 | 0 | 0 | 0 | 0
2016-05-17 | 0 | 0 | 0 | 0 | 0 | 435601.3928 | 452267 | 0 | 0 | 0 | 0 | 293099.2481 | 0 | 0 | 0 | 0 | 0 | 0 | 0 | 4844463.44 | 0 | 0 | 0 | 0 | 0 | 0 | 0 | 0 | 0 | 0 | 0 | -83051.4577 | 0 | 0 | 0 | 0 | 0 | 0 | 0 | 0 | 0 | 66385.8505 | 0 | 0 | 0 | 0 | 0 | 0 | 0 | 0
2016-05-17 01:00 | 0 | 0 | 0 | 0 | 0 | 200440.3581 | 449303 | 0 | 0 | 0 | 0 | 210047.7904 | 0 | 0 | 0 | 0 | 0 | 0 | 0 | 4678652.2557 | 0 | 0 | 0 | 0 | 0 | 0 | 0 | 0 | 0 | 0 | 0 | -83051.4577 | 0 | 0 | 0 | 0 | 0 | 0 | 0 | 0 | 0 | -165811.1842 | 0 | 0 | 0 | 0 | 0 | 0 | 0 | 0
2016-05-17 02:00 | 0 | 0 | 0 | 0 | 50307.988 | 19551.3681 | 430077 | 0 | 0 | 0 | 0 | 126996.3327 | 0 | 0 | 0 | 0 | 0 | 0 | 0 | 4401486.0696 | 0 | 0 | 0 | 0 | 0 | 0 | 0 | 0 | 0 | 0 | 0 | -83051.4577 | 0 | 0 | 0 | 0 | 0 | 0 | 0 | 0 | 0 | -277166.1862 | 0 | 0 | 0 | 0 | 0 | 0 | 0 | 0
2016-05-17 03:00 | 0 | 0 | 0 | 0 | 209444.2715 | 0 | 403559 | 0 | 0 | 0 | 0 | 210047.7904 | 0 | 0 | 0 | 0 | 0 | 0 | 0 | 4124319.8834 | 0 | 0 | 0 | 0 | 0 | 0 | 0 | 0 | 0 | 0 | 0 | 83051.4577 | 0 | 0 | 0 | 0 | 0 | 0 | 0 | 0 | 0 | -277166.1862 | 0 | 0 | 0 | 0 | 0 | 0 | 0 | 0
2016-05-17 04:00 | 0 | 0 | 0 | 0 | 20711.3561 | 0 | 380929 | 0 | 0 | 0 | 0 | 126996.3327 | 0 | 0 | 0 | 0 | 0 | 0 | 0 | 3847153.6972 | 0 | 0 | 0 | 0 | 0 | 0 | 0 | 0 | 0 | 0 | 0 | -83051.4577 | 0 | 0 | 0 | 0 | 0 | 0 | 0 | 0 | 0 | -277166.1862 | 0 | 0 | 0 | 0 | 0 | 0 | 0 | 0
2016-05-17 05:00 | 0 | 0 | 0 | 0 | 2236.3561 | 0 | 362454 | 0 | 0 | 0 | 0 | 43944.875 | 0 | 0 | 0 | 0 | 0 | 0 | 0 | 3569987.5111 | 0 | 0 | 0 | 0 | 0 | 0 | 0 | 0 | 0 | 0 | 0 | -83051.4577 | 0 | 0 | 0 | 0 | 0 | 0 | 0 | 0 | 0 | -277166.1862 | 0 | 0 | 0 | 0 | 0 | 0 | 0 | 0
2016-05-17 06:00 | 0 | 0 | 0 | 0 | 153405.2715 | 0 | 347520 | 0 | 0 | 0 | 0 | 126996.3327 | 0 | 0 | 0 | 0 | 0 | 0 | 0 | 3292821.3249 | 0 | 0 | 0 | 0 | 0 | 0 | 0 | 0 | 0 | 0 | 0 | 83051.4577 | 0 | 0 | 0 | 0 | 0 | 0 | 0 | 0 | 0 | -277166.1862 | 0 | 0 | 0 | 0 | 0 | 0 | 0 | 0
2016-05-17 07:00 | 0 | 0 | 0 | 0 | 0 | 0 | 339506 | 0 | 0 | 0 | 0 | 43944.875 | 0 | 0 | 0 | 0 | 0 | 0 | 0 | 3036366.7826 | 0 | 0 | 0 | 0 | 0 | 0 | 0 | 0 | 0 | 0 | 0 | -83051.4577 | 0 | 0 | 0 | 0 | 0 | 0 | 0 | 0 | 0 | -256454.5423 | 0 | 0 | 0 | 0 | 0 | 0 | 0 | 0
2016-05-17 08:00 | 0 | 0 | 0 | 0 | 362865.0214 | 0 | 338388 | 0 | 0 | 0 | 0 | 126996.3327 | 0 | 0 | 0 | 0 | 0 | 0 | 0 | 2977792.3464 | 0 | 0 | 0 | 0 | 0 | 0 | 0 | 0 | 0 | 0 | 0 | 83051.4577 | 0 | 0 | 0 | 0 | 0 | 0 | 0 | 0 | 0 | -58574.4363 | 0 | 0 | 0 | 0 | 0 | 0 | 0 | 0
2016-05-17 09:00 | 0 | 0 | 0 | 0 | 0 | 0 | 347189 | 0 | 0 | 0 | 0 | 43944.875 | 0 | 0 | 0 | 0 | 0 | 0 | 0 | 2713654.8041 | 0 | 0 | 0 | 0 | 0 | 0 | 0 | 0 | 0 | 0 | 0 | -83051.4577 | 0 | 0 | 0 | 0 | 0 | 0 | 0 | 0 | 0 | -264137.5423 | 0 | 0 | 0 | 0 | 0 | 0 | 0 | 0
2016-05-17 10:00 | 0 | 0 | 0 | 0 | 48950.9388 | 0 | 370062 | 0 | 0 | 0 | 0 | 0 | 0 | 0 | 0 | 0 | 0 | 0 | 0 | 2436488.6179 | 0 | 0 | 0 | 0 | 0 | 0 | 0 | 0 | 0 | 0 | 0 | -43944.875 | 0 | 0 | 0 | 0 | 0 | 0 | 0 | 0 | 0 | -277166.1862 | 0 | 0 | 0 | 0 | 0 | 0 | 0 | 0
2016-05-17 11:00 | 0 | 0 | 0 | 0 | 274727.8056 | 0 | 393054 | 0 | 0 | 0 | 0 | 83051.4577 | 0 | 0 | 0 | 0 | 0 | 0 | 0 | 2225244.6927 | 0 | 9866.2731 | 0 | 0 | 0 | 0 | 0 | 0 | 0 | 0 | 0 | 83051.4577 | 0 | 0 | 0 | 0 | 0 | 0 | 0 | 0 | 0 | -211243.9252 | 0 | 9866.2731 | 0 | 0 | 0 | 0 | 0 | 0
2016-05-17 12:00 | 0 | 0 | 0 | 0 | 0 | 38443.083 | 408527 | 0 | 0 | 0 | 0 | 0 | 0 | 0 | 0 | 0 | 0 | 0 | 0 | 1948078.5065 | 0 | 0 | 0 | 0 | 0 | 0 | 0 | 0 | 0 | 0 | 0 | -83051.4577 | 0 | 0 | 0 | 0 | 0 | 0 | 0 | 0 | 0 | -277166.1862 | 0 | -9866.2731 | 0 | 0 | 0 | 0 | 0 | 0
2016-05-17 13:00 | 0 | 0 | 0 | 0 | 0 | 324747.9506 | 420490 | 0 | 0 | 0 | 0 | 0 | 0 | 0 | 0 | 0 | 0 | 0 | 0 | 1852336.4571 | 0 | 0 | 0 | 0 | 0 | 0 | 0 | 0 | 0 | 0 | 0 | 0 | 0 | 0 | 0 | 0 | 0 | 0 | 0 | 0 | 0 | -95742.0494 | 0 | 0 | 0 | 0 | 0 | 0 | 0 | 0
2016-05-17 14:00 | 0 | 0 | 0 | 0 | 129107.6978 | 580169.4884 | 432111 | 0 | 0 | 0 | 0 | 0 | 0 | 0 | 0 | 0 | 0 | 0 | 0 | 2129502.6433 | 0 | 0 | 0 | 0 | 0 | 0 | 0 | 0 | 0 | 0 | 0 | 0 | 0 | 0 | 0 | 0 | 0 | 0 | 0 | 0 | 0 | 277166.1862 | 0 | 0 | 0 | 0 | 0 | 0 | 0 | 0
2016-05-17 15:00 | 0 | 0 | 0 | 0 | 94986.1121 | 704809.5318 | 439578 | 0 | 0 | 0 | 0 | 83051.4577 | 0 | 0 | 0 | 0 | 0 | 0 | 0 | 2406668.8295 | 0 | 0 | 0 | 0 | 0 | 0 | 0 | 0 | 0 | 0 | 0 | 83051.4577 | 0 | 0 | 0 | 0 | 0 | 0 | 0 | 0 | 0 | 277166.1862 | 0 | 0 | 0 | 0 | 0 | 0 | 0 | 0
2016-05-17 16:00 | 0 | 0 | 0 | 0 | 0 | 748289.1084 | 447591 | 0 | 0 | 0 | 0 | 106583.3799 | 0 | 0 | 0 | 0 | 0 | 0 | 0 | 2683835.0156 | 0 | 0 | 0 | 0 | 0 | 0 | 0 | 0 | 0 | 0 | 0 | 23531.9222 | 0 | 0 | 0 | 0 | 0 | 0 | 0 | 0 | 0 | 277166.1862 | 0 | 0 | 0 | 0 | 0 | 0 | 0 | 0
2016-05-17 17:00 | 0 | 0 | 0 | 0 | 0 | 758767.0051 | 452503 | 0 | 0 | 0 | 0 | 189634.8376 | 0 | 0 | 0 | 0 | 0 | 0 | 0 | 2907047.5631 | 0 | 0 | 0 | 0 | 0 | 0 | 0 | 0 | 0 | 0 | 0 | 83051.4577 | 0 | 0 | 0 | 0 | 0 | 0 | 0 | 0 | 0 | 223212.5474 | 0 | 0 | 0 | 0 | 0 | 0 | 0 | 0
2016-05-17 18:00 | 0 | 0 | 0 | 0 | 0 | 745734.9068 | 455461 | 0 | 0 | 0 | 0 | 202742.5583 | 0 | 0 | 0 | 0 | 0 | 0 | 0 | 3184213.7492 | 0 | 0 | 0 | 0 | 0 | 0 | 0 | 0 | 0 | 0 | 0 | 13107.7207 | 0 | 0 | 0 | 0 | 0 | 0 | 0 | 0 | 0 | 277166.1862 | 0 | 0 | 0 | 0 | 0 | 0 | 0 | 0
2016-05-17 19:00 | 0 | 0 | 0 | 0 | 0 | 723443.4121 | 458010 | 0 | 0 | 0 | 0 | 285794.016 | 0 | 0 | 0 | 0 | 0 | 0 | 0 | 3366595.7036 | 0 | 0 | 0 | 0 | 0 | 0 | 0 | 0 | 0 | 0 | 0 | 83051.4577 | 0 | 0 | 0 | 0 | 0 | 0 | 0 | 0 | 0 | 182381.9544 | 0 | 0 | 0 | 0 | 0 | 0 | 0 | 0
2016-05-17 20:00 | 0 | 0 | 0 | 0 | 0 | 699469.9952 | 458342 | 0 | 0 | 0 | 0 | 249755.8251 | 0 | 0 | 0 | 0 | 0 | 0 | 0 | 3643761.8898 | 0 | 0 | 0 | 0 | 0 | 0 | 0 | 0 | 0 | 0 | 0 | -36038.191 | 0 | 0 | 0 | 0 | 0 | 0 | 0 | 0 | 0 | 277166.1862 | 0 | 0 | 0 | 0 | 0 | 0 | 0 | 0
2016-05-17 21:00 | 0 | 0 | 0 | 0 | 0 | 656441.8397 | 459922 | 0 | 0 | 0 | 0 | 169109.4786 | 0 | 0 | 0 | 0 | 0 | 0 | 0 | 3920928.076 | 0 | 0 | 0 | 0 | 0 | 0 | 0 | 0 | 0 | 0 | 0 | -80646.3465 | 0 | 0 | 0 | 0 | 0 | 0 | 0 | 0 | 0 | 277166.1862 | 0 | 0 | 0 | 0 | 0 | 0 | 0 | 0
2016-05-17 22:00 | 0 | 0 | 0 | 0 | 0 | 594278.4202 | 459064 | 0 | 0 | 0 | 0 | 86058.0209 | 0 | 0 | 0 | 0 | 0 | 0 | 0 | 4139193.9538 | 0 | 0 | 0 | 0 | 0 | 0 | 0 | 0 | 0 | 0 | 0 | -83051.4577 | 0 | 0 | 0 | 0 | 0 | 0 | 0 | 0 | 0 | 218265.8779 | 0 | 0 | 0 | 0 | 0 | 0 | 0 | 0
2016-05-17 23:00 | 0 | 0 | 0 | 0 | 0 | 504849.8998 | 455928 | 0 | 0 | 0 | 0 | 169109.4786 | 0 | 0 | 0 | 0 | 0 | 0 | 0 | 4105064.3959 | 0 | 0 | 0 | 0 | 0 | 0 | 0 | 0 | 0 | 0 | 0 | 83051.4577 | 0 | 0 | 0 | 0 | 0 | 0 | 0 | 0 | 0 | -34129.5579 | 0 | 0 | 0 | 0 | 0 | 0 | 0 | 0
2016-05-18 | 0 | 0 | 0 | 0 | 0 | 378413.7391 | 456165 | 0 | 0 | 0 | 0 | 86058.0209 | 0 | 0 | 0 | 0 | 0 | 0 | 0 | 4110364.5927 | 0 | 0 | 0 | 0 | 0 | 0 | 0 | 0 | 0 | 0 | 0 | -83051.4577 | 0 | 0 | 0 | 0 | 0 | 0 | 0 | 0 | 0 | 5300.1968 | 0 | 0 | 0 | 0 | 0 | 0 | 0 | 0
2016-05-18 01:00 | 0 | 0 | 0 | 0 | 0 | 204142.5132 | 453024 | 0 | 0 | 0 | 0 | 114342.7202 | 0 | 0 | 0 | 0 | 0 | 0 | 0 | 3833198.4066 | 0 | 0 | 0 | 0 | 0 | 0 | 0 | 0 | 0 | 0 | 0 | 28284.6993 | 0 | 0 | 0 | 0 | 0 | 0 | 0 | 0 | 0 | -277166.1862 | 0 | 0 | 0 | 0 | 0 | 0 | 0 | 0
2016-05-18 02:00 | 0 | 0 | 0 | 0 | 344702.4592 | 39639.8023 | 434923 | 0 | 0 | 0 | 0 | 197394.1779 | 0 | 0 | 0 | 0 | 0 | 0 | 0 | 3699566.2103 | 0 | 0 | 0 | 0 | 0 | 0 | 0 | 0 | 0 | 0 | 0 | 83051.4577 | 0 | 0 | 0 | 0 | 0 | 0 | 0 | 0 | 0 | -133632.1963 | 0 | 0 | 0 | 0 | 0 | 0 | 0 | 0
2016-05-18 03:00 | 0 | 0 | 0 | 0 | 48573.3561 | 0 | 408791 | 0 | 0 | 0 | 0 | 114342.7202 | 0 | 0 | 0 | 0 | 0 | 0 | 0 | 3422400.0241 | 0 | 0 | 0 | 0 | 0 | 0 | 0 | 0 | 0 | 0 | 0 | -83051.4577 | 0 | 0 | 0 | 0 | 0 | 0 | 0 | 0 | 0 | -277166.1862 | 0 | 0 | 0 | 0 | 0 | 0 | 0 | 0
2016-05-18 04:00 | 0 | 0 | 0 | 0 | 24878.3561 | 0 | 385096 | 0 | 0 | 0 | 0 | 31291.2625 | 0 | 0 | 0 | 0 | 0 | 0 | 0 | 3145233.838 | 0 | 0 | 0 | 0 | 0 | 0 | 0 | 0 | 0 | 0 | 0 | -83051.4577 | 0 | 0 | 0 | 0 | 0 | 0 | 0 | 0 | 0 | -277166.1862 | 0 | 0 | 0 | 0 | 0 | 0 | 0 | 0
2016-05-18 05:00 | 0 | 0 | 0 | 0 | 171032.2715 | 0 | 365147 | 0 | 0 | 0 | 0 | 114342.7202 | 0 | 0 | 0 | 0 | 0 | 0 | 0 | 2868067.6518 | 0 | 0 | 0 | 0 | 0 | 0 | 0 | 0 | 0 | 0 | 0 | 83051.4577 | 0 | 0 | 0 | 0 | 0 | 0 | 0 | 0 | 0 | -277166.1862 | 0 | 0 | 0 | 0 | 0 | 0 | 0 | 0
2016-05-18 06:00 | 0 | 0 | 0 | 0 | 0 | 0 | 349847 | 0 | 0 | 0 | 0 | 31291.2625 | 0 | 0 | 0 | 0 | 0 | 0 | 0 | 2601272.1095 | 0 | 0 | 0 | 0 | 0 | 0 | 0 | 0 | 0 | 0 | 0 | -83051.4577 | 0 | 0 | 0 | 0 | 0 | 0 | 0 | 0 | 0 | -266795.5423 | 0 | 0 | 0 | 0 | 0 | 0 | 0 | 0
2016-05-18 07:00 | 0 | 0 | 0 | 0 | 32434.5513 | 0 | 340892 | 0 | 0 | 0 | 0 | 0 | 0 | 0 | 0 | 0 | 0 | 0 | 0 | 2324105.9234 | 0 | 0 | 0 | 0 | 0 | 0 | 0 | 0 | 0 | 0 | 0 | -31291.2625 | 0 | 0 | 0 | 0 | 0 | 0 | 0 | 0 | 0 | -277166.1862 | 0 | 0 | 0 | 0 | 0 | 0 | 0 | 0
2016-05-18 08:00 | 0 | 0 | 0 | 0 | 375359.2934 | 0 | 339155 | 0 | 0 | 0 | 0 | 83051.4577 | 0 | 0 | 0 | 0 | 0 | 0 | 0 | 2277258.759 | 0 | 0 | 0 | 0 | 0 | 0 | 0 | 0 | 0 | 0 | 0 | 83051.4577 | 0 | 0 | 0 | 0 | 0 | 0 | 0 | 0 | 0 | -46847.1643 | 0 | 0 | 0 | 0 | 0 | 0 | 0 | 0
2016-05-18 09:00 | 0 | 0 | 0 | 0 | 0 | 0 | 347311 | 0 | 0 | 0 | 0 | 0 | 0 | 0 | 0 | 0 | 0 | 0 | 0 | 2012999.2167 | 0 | 0 | 0 | 0 | 0 | 0 | 0 | 0 | 0 | 0 | 0 | -83051.4577 | 0 | 0 | 0 | 0 | 0 | 0 | 0 | 0 | 0 | -264259.5423 | 0 | 0 | 0 | 0 | 0 | 0 | 0 | 0
2016-05-18 10:00 | 0 | 0 | 0 | 0 | 91974.8138 | 0 | 369141 | 0 | 0 | 0 | 0 | 0 | 0 | 0 | 0 | 0 | 0 | 0 | 0 | 1735833.0306 | 0 | 0 | 0 | 0 | 0 | 0 | 0 | 0 | 0 | 0 | 0 | 0 | 0 | 0 | 0 | 0 | 0 | 0 | 0 | 0 | 0 | -277166.1862 | 0 | 0 | 0 | 0 | 0 | 0 | 0 | 0
2016-05-18 11:00 | 0 | 0 | 0 | 0 | 288976.3935 | 0 | 391333 | 0 | 0 | 0 | 0 | 83051.4577 | 0 | 0 | 0 | 0 | 0 | 0 | 0 | 1550424.9664 | 0 | 0 | 0 | 0 | 0 | 0 | 0 | 0 | 0 | 0 | 0 | 83051.4577 | 0 | 0 | 0 | 0 | 0 | 0 | 0 | 0 | 0 | -185408.0642 | 0 | 0 | 0 | 0 | 0 | 0 | 0 | 0
2016-05-18 12:00 | 0 | 0 | 0 | 0 | 164951.4663 | 45416.6141 | 404643 | 0 | 0 | 0 | 0 | 165942.7242 | 0 | 0 | 0 | 0 | 0 | 0 | 0 | 1273258.7802 | 0 | 0 | 0 | 0 | 0 | 0 | 0 | 0 | 0 | 0 | 0 | 82891.2665 | 0 | 0 | 0 | 0 | 0 | 0 | 0 | 0 | 0 | -277166.1862 | 0 | 0 | 0 | 0 | 0 | 0 | 0 | 0
2016-05-18 13:00 | 0 | 0 | 0 | 0 | 109442.7075 | 345519.8653 | 414696 | 0 | 0 | 0 | 0 | 197792.9461 | 0 | 0 | 0 | 0 | 0 | 0 | 0 | 1248902.0458 | 0 | 32773.0854 | 0 | 0 | 0 | 0 | 0 | 0 | 0 | 0 | 0 | 31850.2219 | 0 | 0 | 0 | 0 | 0 | 0 | 0 | 0 | 0 | -24356.7344 | 0 | 32773.0854 | 0 | 0 | 0 | 0 | 0 | 0
2016-05-18 14:00 | 0 | 0 | 0 | 0 | 0 | 585650.9721 | 425309 | 0 | 0 | 0 | 0 | 114741.4884 | 0 | 0 | 0 | 0 | 0 | 0 | 0 | 1525068.561 | 0 | 0 | 0 | 0 | 0 | 0 | 0 | 0 | 0 | 0 | 0 | -83051.4577 | 0 | 0 | 0 | 0 | 0 | 0 | 0 | 0 | 0 | 276166.5151 | 0 | -32773.0854 | 0 | 0 | 0 | 0 | 0 | 0
2016-05-18 15:00 | 0 | 0 | 0 | 0 | 0 | 711217.115 | 433956 | 0 | 0 | 0 | 0 | 114836.4172 | 0 | 0 | 0 | 0 | 0 | 0 | 0 | 1802234.7471 | 0 | 0 | 0 | 0 | 0 | 0 | 0 | 0 | 0 | 0 | 0 | 94.9288 | 0 | 0 | 0 | 0 | 0 | 0 | 0 | 0 | 0 | 277166.1862 | 0 | 0 | 0 | 0 | 0 | 0 | 0 | 0
2016-05-18 16:00 | 0 | 0 | 0 | 0 | 0 | 761909.1771 | 441180 | 0 | 0 | 0 | 0 | 158399.4081 | 0 | 0 | 0 | 0 | 0 | 0 | 0 | 2079400.9333 | 0 | 0 | 0 | 0 | 0 | 0 | 0 | 0 | 0 | 0 | 0 | 43562.9909 | 0 | 0 | 0 | 0 | 0 | 0 | 0 | 0 | 0 | 277166.1862 | 0 | 0 | 0 | 0 | 0 | 0 | 0 | 0
2016-05-18 17:00 | 0 | 0 | 0 | 0 | 68763.9857 | 771314.7435 | 447088 | 0 | 0 | 0 | 0 | 241450.8658 | 0 | 0 | 0 | 0 | 0 | 0 | 0 | 2356567.1195 | 0 | 32773.0854 | 0 | 0 | 0 | 0 | 0 | 0 | 0 | 0 | 0 | 83051.4577 | 0 | 0 | 0 | 0 | 0 | 0 | 0 | 0 | 0 | 277166.1862 | 0 | 32773.0854 | 0 | 0 | 0 | 0 | 0 | 0
2016-05-18 18:00 | 0 | 0 | 0 | 0 | 0 | 757001.8371 | 452422 | 0 | 0 | 0 | 0 | 261110.6986 | 0 | 0 | 0 | 0 | 0 | 0 | 0 | 2633733.3056 | 0 | 40526.9035 | 0 | 0 | 0 | 0 | 0 | 0 | 0 | 0 | 0 | 19659.8328 | 0 | 0 | 0 | 0 | 0 | 0 | 0 | 0 | 0 | 277166.1862 | 0 | 7753.8181 | 0 | 0 | 0 | 0 | 0 | 0
2016-05-18 19:00 | 0 | 0 | 0 | 0 | 0 | 738422.8583 | 455695 | 0 | 0 | 0 | 0 | 274426.1889 | 0 | 0 | 0 | 0 | 0 | 0 | 0 | 2910899.4918 | 0 | 32773.0854 | 0 | 0 | 0 | 0 | 0 | 0 | 0 | 0 | 0 | 13315.4903 | 0 | 0 | 0 | 0 | 0 | 0 | 0 | 0 | 0 | 277166.1862 | 0 | -7753.8181 | 0 | 0 | 0 | 0 | 0 | 0
2016-05-18 20:00 | 0 | 0 | 0 | 0 | 0 | 721625.16 | 458559 | 0 | 0 | 0 | 0 | 293099.2481 | 0 | 0 | 0 | 0 | 0 | 0 | 0 | 3188065.678 | 0 | 0 | 0 | 0 | 0 | 0 | 0 | 0 | 0 | 0 | 0 | 18673.0592 | 0 | 0 | 0 | 0 | 0 | 0 | 0 | 0 | 0 | 277166.1862 | 0 | -32773.0854 | 0 | 0 | 0 | 0 | 0 | 0
2016-05-18 21:00 | 0 | 0 | 0 | 0 | 0 | 691125.7977 | 460812 | 0 | 0 | 0 | 0 | 376150.7058 | 0 | 0 | 0 | 0 | 0 | 0 | 0 | 3302554.9326 | 0 | 32773.0854 | 0 | 0 | 0 | 0 | 0 | 0 | 0 | 0 | 0 | 83051.4577 | 0 | 0 | 0 | 0 | 0 | 0 | 0 | 0 | 0 | 114489.2546 | 0 | 32773.0854 | 0 | 0 | 0 | 0 | 0 | 0
2016-05-18 22:00 | 0 | 0 | 0 | 0 | 0 | 640951.5152 | 458743 | 0 | 0 | 0 | 0 | 313966.1202 | 0 | 0 | 0 | 0 | 0 | 0 | 0 | 3579721.1188 | 0 | 0 | 0 | 0 | 0 | 0 | 0 | 0 | 0 | 0 | 0 | -62184.5856 | 0 | 0 | 0 | 0 | 0 | 0 | 0 | 0 | 0 | 277166.1862 | 0 | -32773.0854 | 0 | 0 | 0 | 0 | 0 | 0
2016-05-18 23:00 | 0 | 0 | 0 | 0 | 0 | 551653.6949 | 455111 | 0 | 0 | 0 | 0 | 249154.3731 | 0 | 0 | 0 | 0 | 0 | 0 | 0 | 3741075.5607 | 0 | 0 | 0 | 0 | 0 | 0 | 0 | 0 | 0 | 0 | 0 | -64811.7471 | 0 | 0 | 0 | 0 | 0 | 0 | 0 | 0 | 0 | 161354.442 | 0 | 0 | 0 | 0 | 0 | 0 | 0 | 0
2016-05-19 | 0 | 0 | 0 | 0 | 0 | 430612.5646 | 455162 | 0 | 0 | 0 | 0 | 332205.8308 | 0 | 0 | 0 | 0 | 0 | 0 | 0 | 3633474.6676 | 0 | 0 | 0 | 0 | 0 | 0 | 0 | 0 | 0 | 0 | 0 | 83051.4577 | 0 | 0 | 0 | 0 | 0 | 0 | 0 | 0 | 0 | -107600.8931 | 0 | 0 | 0 | 0 | 0 | 0 | 0 | 0
2016-05-19 01:00 | 0 | 0 | 0 | 0 | 0 | 248783.407 | 452069 | 0 | 0 | 0 | 0 | 249154.3731 | 0 | 0 | 0 | 0 | 0 | 0 | 0 | 3513240.5323 | 0 | 0 | 0 | 0 | 0 | 0 | 0 | 0 | 0 | 0 | 0 | -83051.4577 | 0 | 0 | 0 | 0 | 0 | 0 | 0 | 0 | 0 | -120234.1353 | 0 | 0 | 0 | 0 | 0 | 0 | 0 | 0
2016-05-19 02:00 | 0 | 0 | 0 | 0 | 51284.2132 | 22932.1429 | 434434 | 0 | 0 | 0 | 0 | 166102.9154 | 0 | 0 | 0 | 0 | 0 | 0 | 0 | 3236074.3461 | 0 | 0 | 0 | 0 | 0 | 0 | 0 | 0 | 0 | 0 | 0 | -83051.4577 | 0 | 0 | 0 | 0 | 0 | 0 | 0 | 0 | 0 | -277166.1862 | 0 | 0 | 0 | 0 | 0 | 0 | 0 | 0
2016-05-19 03:00 | 0 | 0 | 0 | 0 | 214004.2715 | 0 | 408119 | 0 | 0 | 0 | 0 | 249154.3731 | 0 | 0 | 0 | 0 | 0 | 0 | 0 | 2958908.1599 | 0 | 0 | 0 | 0 | 0 | 0 | 0 | 0 | 0 | 0 | 0 | 83051.4577 | 0 | 0 | 0 | 0 | 0 | 0 | 0 | 0 | 0 | -277166.1862 | 0 | 0 | 0 | 0 | 0 | 0 | 0 | 0
2016-05-19 04:00 | 0 | 0 | 0 | 0 | 22924.3561 | 0 | 383142 | 0 | 0 | 0 | 0 | 166102.9154 | 0 | 0 | 0 | 0 | 0 | 0 | 0 | 2681741.9738 | 0 | 0 | 0 | 0 | 0 | 0 | 0 | 0 | 0 | 0 | 0 | -83051.4577 | 0 | 0 | 0 | 0 | 0 | 0 | 0 | 0 | 0 | -277166.1862 | 0 | 0 | 0 | 0 | 0 | 0 | 0 | 0
2016-05-19 05:00 | 0 | 0 | 0 | 0 | 2723.3561 | 0 | 362941 | 0 | 0 | 0 | 0 | 83051.4577 | 0 | 0 | 0 | 0 | 0 | 0 | 0 | 2404575.7876 | 0 | 0 | 0 | 0 | 0 | 0 | 0 | 0 | 0 | 0 | 0 | -83051.4577 | 0 | 0 | 0 | 0 | 0 | 0 | 0 | 0 | 0 | -277166.1862 | 0 | 0 | 0 | 0 | 0 | 0 | 0 | 0
2016-05-19 06:00 | 0 | 0 | 0 | 0 | 153655.2715 | 0 | 347770 | 0 | 0 | 0 | 0 | 166102.9154 | 0 | 0 | 0 | 0 | 0 | 0 | 0 | 2127409.6014 | 0 | 0 | 0 | 0 | 0 | 0 | 0 | 0 | 0 | 0 | 0 | 83051.4577 | 0 | 0 | 0 | 0 | 0 | 0 | 0 | 0 | 0 | -277166.1862 | 0 | 0 | 0 | 0 | 0 | 0 | 0 | 0
2016-05-19 07:00 | 0 | 0 | 0 | 0 | 0 | 0 | 337967 | 0 | 0 | 0 | 0 | 83051.4577 | 0 | 0 | 0 | 0 | 0 | 0 | 0 | 1872494.0591 | 0 | 0 | 0 | 0 | 0 | 0 | 0 | 0 | 0 | 0 | 0 | -83051.4577 | 0 | 0 | 0 | 0 | 0 | 0 | 0 | 0 | 0 | -254915.5423 | 0 | 0 | 0 | 0 | 0 | 0 | 0 | 0
2016-05-19 08:00 | 0 | 0 | 0 | 0 | 0 | 0 | 336146 | 0 | 0 | 0 | 0 | 0 | 0 | 0 | 0 | 0 | 0 | 0 | 0 | 1619399.5168 | 0 | 0 | 0 | 0 | 0 | 0 | 0 | 0 | 0 | 0 | 0 | -83051.4577 | 0 | 0 | 0 | 0 | 0 | 0 | 0 | 0 | 0 | -253094.5423 | 0 | 0 | 0 | 0 | 0 | 0 | 0 | 0
2016-05-19 09:00 | 0 | 0 | 0 | 0 | 417207.2115 | 0 | 345081 | 0 | 0 | 0 | 0 | 83051.4577 | 0 | 0 | 0 | 0 | 0 | 0 | 0 | 1601573.9145 | 0 | 6900.3561 | 0 | 0 | 0 | 0 | 0 | 0 | 0 | 0 | 0 | 83051.4577 | 0 | 0 | 0 | 0 | 0 | 0 | 0 | 0 | 0 | -17825.6023 | 0 | 6900.3561 | 0 | 0 | 0 | 0 | 0 | 0
2016-05-19 10:00 | 0 | 0 | 0 | 0 | 0 | 0 | 367118 | 0 | 0 | 0 | 0 | 0 | 0 | 0 | 0 | 0 | 0 | 0 | 0 | 1324407.7283 | 0 | 0 | 0 | 0 | 0 | 0 | 0 | 0 | 0 | 0 | 0 | -83051.4577 | 0 | 0 | 0 | 0 | 0 | 0 | 0 | 0 | 0 | -277166.1862 | 0 | -6900.3561 | 0 | 0 | 0 | 0 | 0 | 0
2016-05-19 11:00 | 0 | 0 | 0 | 0 | 112072.8138 | 0 | 389239 | 0 | 0 | 0 | 0 | 0 | 0 | 0 | 0 | 0 | 0 | 0 | 0 | 1047241.5422 | 0 | 0 | 0 | 0 | 0 | 0 | 0 | 0 | 0 | 0 | 0 | 0 | 0 | 0 | 0 | 0 | 0 | 0 | 0 | 0 | 0 | -277166.1862 | 0 | 0 | 0 | 0 | 0 | 0 | 0 | 0
2016-05-19 12:00 | 0 | 0 | 0 | 0 | 197785.1987 | 64524.5648 | 403543 | 0 | 0 | 0 | 0 | 83051.4577 | 0 | 0 | 0 | 0 | 0 | 0 | 0 | 822956.848 | 0 | 0 | 0 | 0 | 0 | 0 | 0 | 0 | 0 | 0 | 0 | 83051.4577 | 0 | 0 | 0 | 0 | 0 | 0 | 0 | 0 | 0 | -224284.6941 | 0 | 0 | 0 | 0 | 0 | 0 | 0 | 0
2016-05-19 13:00 | 0 | 0 | 0 | 0 | 0 | 427018.603 | 415692 | 0 | 0 | 0 | 0 | 0 | 0 | 0 | 0 | 0 | 0 | 0 | 0 | 917334.9087 | 0 | 0 | 0 | 0 | 0 | 0 | 0 | 0 | 0 | 0 | 0 | -83051.4577 | 0 | 0 | 0 | 0 | 0 | 0 | 0 | 0 | 0 | 94378.0607 | 0 | 0 | 0 | 0 | 0 | 0 | 0 | 0
2016-05-19 14:00 | 0 | 0 | 0 | 0 | 55878.2935 | 648593.8927 | 427306 | 0 | 0 | 0 | 0 | 0 | 0 | 0 | 0 | 0 | 0 | 0 | 0 | 1194501.0949 | 0 | 0 | 0 | 0 | 0 | 0 | 0 | 0 | 0 | 0 | 0 | 0 | 0 | 0 | 0 | 0 | 0 | 0 | 0 | 0 | 0 | 277166.1862 | 0 | 0 | 0 | 0 | 0 | 0 | 0 | 0
2016-05-19 15:00 | 0 | 0 | 0 | 0 | 0 | 713768.1862 | 436602 | 0 | 0 | 0 | 0 | 0 | 0 | 0 | 0 | 0 | 0 | 0 | 0 | 1471667.2811 | 0 | 0 | 0 | 0 | 0 | 0 | 0 | 0 | 0 | 0 | 0 | 0 | 0 | 0 | 0 | 0 | 0 | 0 | 0 | 0 | 0 | 277166.1862 | 0 | 0 | 0 | 0 | 0 | 0 | 0 | 0
2016-05-19 16:00 | 0 | 0 | 0 | 0 | 0 | 803882.6439 | 443665 | 0 | 0 | 0 | 0 | 83051.4577 | 0 | 0 | 0 | 0 | 0 | 0 | 0 | 1748833.4672 | 0 | 0 | 0 | 0 | 0 | 0 | 0 | 0 | 0 | 0 | 0 | 83051.4577 | 0 | 0 | 0 | 0 | 0 | 0 | 0 | 0 | 0 | 277166.1862 | 0 | 0 | 0 | 0 | 0 | 0 | 0 | 0
2016-05-19 17:00 | 0 | 0 | 0 | 0 | 0 | 676236.6438 | 449379 | 0 | 0 | 0 | 0 | 32742.9154 | 0 | 0 | 0 | 0 | 0 | 0 | 0 | 2025999.6534 | 0 | 0 | 0 | 0 | 0 | 0 | 0 | 0 | 0 | 0 | 0 | -50308.5424 | 0 | 0 | 0 | 0 | 0 | 0 | 0 | 0 | 0 | 277166.1862 | 0 | 0 | 0 | 0 | 0 | 0 | 0 | 0
2016-05-19 18:00 | 0 | 0 | 0 | 0 | 0 | 813462.6439 | 453245 | 0 | 0 | 0 | 0 | 115794.3731 | 0 | 0 | 0 | 0 | 0 | 0 | 0 | 2303165.8395 | 0 | 0 | 0 | 0 | 0 | 0 | 0 | 0 | 0 | 0 | 0 | 83051.4577 | 0 | 0 | 0 | 0 | 0 | 0 | 0 | 0 | 0 | 277166.1862 | 0 | 0 | 0 | 0 | 0 | 0 | 0 | 0
2016-05-19 19:00 | 0 | 0 | 0 | 0 | 0 | 815564.6439 | 455347 | 0 | 0 | 0 | 0 | 198845.8308 | 0 | 0 | 0 | 0 | 0 | 0 | 0 | 2580332.0257 | 0 | 0 | 0 | 0 | 0 | 0 | 0 | 0 | 0 | 0 | 0 | 83051.4577 | 0 | 0 | 0 | 0 | 0 | 0 | 0 | 0 | 0 | 277166.1862 | 0 | 0 | 0 | 0 | 0 | 0 | 0 | 0
2016-05-19 20:00 | 0 | 0 | 0 | 0 | 0 | 824670.4449 | 456705 | 0 | 0 | 0 | 0 | 281891.2714 | 0 | 0 | 0 | 0 | 0 | 0 | 0 | 2857498.2119 | 0 | 7753.8181 | 0 | 0 | 0 | 0 | 0 | 0 | 0 | 0 | 0 | 83045.4406 | 0 | 0 | 0 | 0 | 0 | 0 | 0 | 0 | 0 | 277166.1862 | 0 | 7753.8181 | 0 | 0 | 0 | 0 | 0 | 0
2016-05-19 21:00 | 0 | 0 | 0 | 0 | 0 | 813118.3416 | 457769 | 0 | 0 | 0 | 0 | 327301.3415 | 0 | 0 | 0 | 0 | 0 | 0 | 0 | 3134664.398 | 0 | 40526.9035 | 0 | 0 | 0 | 0 | 0 | 0 | 0 | 0 | 0 | 45410.0701 | 0 | 0 | 0 | 0 | 0 | 0 | 0 | 0 | 0 | 277166.1862 | 0 | 32773.0854 | 0 | 0 | 0 | 0 | 0 | 0
2016-05-19 22:00 | 0 | 0 | 0 | 0 | 0 | 780759.5505 | 454744 | 0 | 0 | 0 | 0 | 376150.7058 | 0 | 0 | 0 | 0 | 0 | 0 | 0 | 3411830.5842 | 0 | 40526.9035 | 0 | 0 | 0 | 0 | 0 | 0 | 0 | 0 | 0 | 48849.3643 | 0 | 0 | 0 | 0 | 0 | 0 | 0 | 0 | 0 | 277166.1862 | 0 | 0 | 0 | 0 | 0 | 0 | 0 | 0
2016-05-19 23:00 | 0 | 0 | 0 | 0 | 0 | 699568.8684 | 450085 | 0 | 0 | 0 | 0 | 356222.2061 | 0 | 0 | 0 | 0 | 0 | 0 | 0 | 3688996.7704 | 0 | 32773.0854 | 0 | 0 | 0 | 0 | 0 | 0 | 0 | 0 | 0 | -19928.4997 | 0 | 0 | 0 | 0 | 0 | 0 | 0 | 0 | 0 | 277166.1862 | 0 | -7753.8181 | 0 | 0 | 0 | 0 | 0 | 0
2016-05-20 | 0 | 0 | 0 | 0 | 0 | 549878.5923 | 449796 | 0 | 0 | 0 | 0 | 376150.7058 | 0 | 0 | 0 | 0 | 0 | 0 | 0 | 3801923.9483 | 0 | 0 | 0 | 0 | 0 | 0 | 0 | 0 | 0 | 0 | 0 | 19928.4997 | 0 | 0 | 0 | 0 | 0 | 0 | 0 | 0 | 0 | 112927.178 | 0 | -32773.0854 | 0 | 0 | 0 | 0 | 0 | 0
2016-05-20 01:00 | 0 | 0 | 0 | 0 | 0 | 258436.4692 | 447542 | 0 | 0 | 0 | 0 | 293099.2481 | 0 | 0 | 0 | 0 | 0 | 0 | 0 | 3695869.8752 | 0 | 0 | 0 | 0 | 0 | 0 | 0 | 0 | 0 | 0 | 0 | -83051.4577 | 0 | 0 | 0 | 0 | 0 | 0 | 0 | 0 | 0 | -106054.0731 | 0 | 0 | 0 | 0 | 0 | 0 | 0 | 0
2016-05-20 02:00 | 0 | 0 | 0 | 0 | 57461.1486 | 12405.2075 | 430084 | 0 | 0 | 0 | 0 | 210047.7904 | 0 | 0 | 0 | 0 | 0 | 0 | 0 | 3418703.6891 | 0 | 0 | 0 | 0 | 0 | 0 | 0 | 0 | 0 | 0 | 0 | -83051.4577 | 0 | 0 | 0 | 0 | 0 | 0 | 0 | 0 | 0 | -277166.1862 | 0 | 0 | 0 | 0 | 0 | 0 | 0 | 0
2016-05-20 03:00 | 0 | 0 | 0 | 0 | 43145.3561 | 0 | 403363 | 0 | 0 | 0 | 0 | 126996.3327 | 0 | 0 | 0 | 0 | 0 | 0 | 0 | 3141537.5029 | 0 | 0 | 0 | 0 | 0 | 0 | 0 | 0 | 0 | 0 | 0 | -83051.4577 | 0 | 0 | 0 | 0 | 0 | 0 | 0 | 0 | 0 | -277166.1862 | 0 | 0 | 0 | 0 | 0 | 0 | 0 | 0
2016-05-20 04:00 | 0 | 0 | 0 | 0 | 183993.2715 | 0 | 378108 | 0 | 0 | 0 | 0 | 210047.7904 | 0 | 0 | 0 | 0 | 0 | 0 | 0 | 2864371.3168 | 0 | 0 | 0 | 0 | 0 | 0 | 0 | 0 | 0 | 0 | 0 | 83051.4577 | 0 | 0 | 0 | 0 | 0 | 0 | 0 | 0 | 0 | -277166.1862 | 0 | 0 | 0 | 0 | 0 | 0 | 0 | 0
2016-05-20 05:00 | 0 | 0 | 0 | 0 | 0 | 0 | 359636 | 0 | 0 | 0 | 0 | 126996.3327 | 0 | 0 | 0 | 0 | 0 | 0 | 0 | 2587786.7745 | 0 | 0 | 0 | 0 | 0 | 0 | 0 | 0 | 0 | 0 | 0 | -83051.4577 | 0 | 0 | 0 | 0 | 0 | 0 | 0 | 0 | 0 | -276584.5423 | 0 | 0 | 0 | 0 | 0 | 0 | 0 | 0
2016-05-20 06:00 | 0 | 0 | 0 | 0 | 0 | 0 | 344888 | 0 | 0 | 0 | 0 | 59274.5189 | 0 | 0 | 0 | 0 | 0 | 0 | 0 | 2310620.5883 | 0 | 0 | 0 | 0 | 0 | 0 | 0 | 0 | 0 | 0 | 0 | -67721.8138 | 0 | 0 | 0 | 0 | 0 | 0 | 0 | 0 | 0 | -277166.1862 | 0 | 0 | 0 | 0 | 0 | 0 | 0 | 0
2016-05-20 07:00 | 0 | 0 | 0 | 0 | 140888.2715 | 0 | 335003 | 0 | 0 | 0 | 0 | 142325.9766 | 0 | 0 | 0 | 0 | 0 | 0 | 0 | 2033454.4021 | 0 | 0 | 0 | 0 | 0 | 0 | 0 | 0 | 0 | 0 | 0 | 83051.4577 | 0 | 0 | 0 | 0 | 0 | 0 | 0 | 0 | 0 | -277166.1862 | 0 | 0 | 0 | 0 | 0 | 0 | 0 | 0
2016-05-20 08:00 | 0 | 0 | 0 | 0 | 0 | 0 | 332872 | 0 | 0 | 0 | 0 | 59274.5189 | 0 | 0 | 0 | 0 | 0 | 0 | 0 | 1783633.8598 | 0 | 0 | 0 | 0 | 0 | 0 | 0 | 0 | 0 | 0 | 0 | -83051.4577 | 0 | 0 | 0 | 0 | 0 | 0 | 0 | 0 | 0 | -249820.5423 | 0 | 0 | 0 | 0 | 0 | 0 | 0 | 0
2016-05-20 09:00 | 0 | 0 | 0 | 0 | 4912.295 | 0 | 341353 | 0 | 0 | 0 | 0 | 0 | 0 | 0 | 0 | 0 | 0 | 0 | 0 | 1506467.6737 | 0 | 0 | 0 | 0 | 0 | 0 | 0 | 0 | 0 | 0 | 0 | -59274.5189 | 0 | 0 | 0 | 0 | 0 | 0 | 0 | 0 | 0 | -277166.1862 | 0 | 0 | 0 | 0 | 0 | 0 | 0 | 0
2016-05-20 10:00 | 0 | 0 | 0 | 0 | 368602.6694 | 0 | 361869 | 0 | 0 | 0 | 0 | 83051.4577 | 0 | 0 | 0 | 0 | 0 | 0 | 0 | 1430149.8854 | 0 | 0 | 0 | 0 | 0 | 0 | 0 | 0 | 0 | 0 | 0 | 83051.4577 | 0 | 0 | 0 | 0 | 0 | 0 | 0 | 0 | 0 | -76317.7883 | 0 | 0 | 0 | 0 | 0 | 0 | 0 | 0
2016-05-20 11:00 | 0 | 0 | 0 | 0 | 23425.3561 | 0 | 383643 | 0 | 0 | 0 | 0 | 0 | 0 | 0 | 0 | 0 | 0 | 0 | 0 | 1152983.6992 | 0 | 0 | 0 | 0 | 0 | 0 | 0 | 0 | 0 | 0 | 0 | -83051.4577 | 0 | 0 | 0 | 0 | 0 | 0 | 0 | 0 | 0 | -277166.1862 | 0 | 0 | 0 | 0 | 0 | 0 | 0 | 0
2016-05-20 12:00 | 0 | 0 | 0 | 0 | 215509.9555 | 91157.7919 | 399492 | 0 | 0 | 0 | 0 | 83051.4577 | 0 | 0 | 0 | 0 | 0 | 0 | 0 | 977107.9889 | 0 | 0 | 0 | 0 | 0 | 0 | 0 | 0 | 0 | 0 | 0 | 83051.4577 | 0 | 0 | 0 | 0 | 0 | 0 | 0 | 0 | 0 | -175875.7103 | 0 | 0 | 0 | 0 | 0 | 0 | 0 | 0
2016-05-20 13:00 | 0 | 0 | 0 | 0 | 0 | 439068.5275 | 413654 | 0 | 0 | 0 | 0 | 0 | 0 | 0 | 0 | 0 | 0 | 0 | 0 | 1085573.9741 | 0 | 0 | 0 | 0 | 0 | 0 | 0 | 0 | 0 | 0 | 0 | -83051.4577 | 0 | 0 | 0 | 0 | 0 | 0 | 0 | 0 | 0 | 108465.9852 | 0 | 0 | 0 | 0 | 0 | 0 | 0 | 0
2016-05-20 14:00 | 0 | 0 | 0 | 0 | 38445.6098 | 665458.5763 | 426738 | 0 | 0 | 0 | 0 | 0 | 0 | 0 | 0 | 0 | 0 | 0 | 0 | 1362740.1603 | 0 | 0 | 0 | 0 | 0 | 0 | 0 | 0 | 0 | 0 | 0 | 0 | 0 | 0 | 0 | 0 | 0 | 0 | 0 | 0 | 0 | 277166.1862 | 0 | 0 | 0 | 0 | 0 | 0 | 0 | 0
2016-05-20 15:00 | 0 | 0 | 0 | 0 | 0 | 712995.1862 | 435829 | 0 | 0 | 0 | 0 | 0 | 0 | 0 | 0 | 0 | 0 | 0 | 0 | 1639906.3464 | 0 | 0 | 0 | 0 | 0 | 0 | 0 | 0 | 0 | 0 | 0 | 0 | 0 | 0 | 0 | 0 | 0 | 0 | 0 | 0 | 0 | 277166.1862 | 0 | 0 | 0 | 0 | 0 | 0 | 0 | 0
2016-05-20 16:00 | 0 | 0 | 0 | 0 | 0 | 802022.6439 | 441805 | 0 | 0 | 0 | 0 | 83051.4577 | 0 | 0 | 0 | 0 | 0 | 0 | 0 | 1917072.5326 | 0 | 0 | 0 | 0 | 0 | 0 | 0 | 0 | 0 | 0 | 0 | 83051.4577 | 0 | 0 | 0 | 0 | 0 | 0 | 0 | 0 | 0 | 277166.1862 | 0 | 0 | 0 | 0 | 0 | 0 | 0 | 0
2016-05-20 17:00 | 0 | 0 | 0 | 0 | 0 | 640600.3001 | 446073 | 0 | 0 | 0 | 0 | 412.5716 | 0 | 0 | 0 | 0 | 0 | 0 | 0 | 2194238.7188 | 0 | 0 | 0 | 0 | 0 | 0 | 0 | 0 | 0 | 0 | 0 | -82638.8861 | 0 | 0 | 0 | 0 | 0 | 0 | 0 | 0 | 0 | 277166.1862 | 0 | 0 | 0 | 0 | 0 | 0 | 0 | 0
2016-05-20 18:00 | 0 | 0 | 0 | 0 | 0 | 809575.6439 | 449358 | 0 | 0 | 0 | 0 | 83464.0294 | 0 | 0 | 0 | 0 | 0 | 0 | 0 | 2471404.9049 | 0 | 0 | 0 | 0 | 0 | 0 | 0 | 0 | 0 | 0 | 0 | 83051.4577 | 0 | 0 | 0 | 0 | 0 | 0 | 0 | 0 | 0 | 277166.1862 | 0 | 0 | 0 | 0 | 0 | 0 | 0 | 0
2016-05-20 19:00 | 0 | 0 | 0 | 0 | 0 | 811943.6439 | 451726 | 0 | 0 | 0 | 0 | 166515.4871 | 0 | 0 | 0 | 0 | 0 | 0 | 0 | 2748571.0911 | 0 | 0 | 0 | 0 | 0 | 0 | 0 | 0 | 0 | 0 | 0 | 83051.4577 | 0 | 0 | 0 | 0 | 0 | 0 | 0 | 0 | 0 | 277166.1862 | 0 | 0 | 0 | 0 | 0 | 0 | 0 | 0
2016-05-20 20:00 | 0 | 0 | 0 | 0 | 0 | 814250.6439 | 454033 | 0 | 0 | 0 | 0 | 249566.9448 | 0 | 0 | 0 | 0 | 0 | 0 | 0 | 3025737.2773 | 0 | 0 | 0 | 0 | 0 | 0 | 0 | 0 | 0 | 0 | 0 | 83051.4577 | 0 | 0 | 0 | 0 | 0 | 0 | 0 | 0 | 0 | 277166.1862 | 0 | 0 | 0 | 0 | 0 | 0 | 0 | 0
2016-05-20 21:00 | 0 | 0 | 0 | 0 | 0 | 822370.462 | 454399 | 0 | 0 | 0 | 0 | 332618.4025 | 0 | 0 | 0 | 0 | 0 | 0 | 0 | 3302903.4634 | 0 | 7753.8181 | 0 | 0 | 0 | 0 | 0 | 0 | 0 | 0 | 0 | 83051.4577 | 0 | 0 | 0 | 0 | 0 | 0 | 0 | 0 | 0 | 277166.1862 | 0 | 7753.8181 | 0 | 0 | 0 | 0 | 0 | 0
2016-05-20 22:00 | 0 | 0 | 0 | 0 | 0 | 803117.5749 | 449646 | 0 | 0 | 0 | 0 | 376150.7058 | 0 | 0 | 0 | 0 | 0 | 0 | 0 | 3580069.6496 | 0 | 40526.9035 | 0 | 0 | 0 | 0 | 0 | 0 | 0 | 0 | 0 | 43532.3034 | 0 | 0 | 0 | 0 | 0 | 0 | 0 | 0 | 0 | 277166.1862 | 0 | 32773.0854 | 0 | 0 | 0 | 0 | 0 | 0
2016-05-20 23:00 | 0 | 0 | 0 | 0 | 0 | 697558.6215 | 441625 | 0 | 0 | 0 | 0 | 354918.1411 | 0 | 0 | 0 | 0 | 0 | 0 | 0 | 3857235.8358 | 0 | 40526.9035 | 0 | 0 | 0 | 0 | 0 | 0 | 0 | 0 | 0 | -21232.5647 | 0 | 0 | 0 | 0 | 0 | 0 | 0 | 0 | 0 | 277166.1862 | 0 | 0 | 0 | 0 | 0 | 0 | 0 | 0
2016-05-21 | 0 | 0 | 0 | 0 | 0 | 562596.0267 | 438654 | 0 | 0 | 0 | 0 | 271866.6834 | 0 | 0 | 0 | 0 | 0 | 0 | 0 | 4064229.3202 | 0 | 40526.9035 | 0 | 0 | 0 | 0 | 0 | 0 | 0 | 0 | 0 | -83051.4577 | 0 | 0 | 0 | 0 | 0 | 0 | 0 | 0 | 0 | 206993.4844 | 0 | 0 | 0 | 0 | 0 | 0 | 0 | 0
2016-05-21 01:00 | 0 | 0 | 0 | 0 | 0 | 246877.4363 | 433474 | 0 | 0 | 0 | 0 | 354918.1411 | 0 | 0 | 0 | 0 | 0 | 0 | 0 | 3827354.3842 | 0 | 7753.8181 | 0 | 0 | 0 | 0 | 0 | 0 | 0 | 0 | 0 | 83051.4577 | 0 | 0 | 0 | 0 | 0 | 0 | 0 | 0 | 0 | -236874.9361 | 0 | -32773.0854 | 0 | 0 | 0 | 0 | 0 | 0
2016-05-21 02:00 | 0 | 0 | 0 | 0 | 21161.8801 | 25878.6579 | 415012 | 0 | 0 | 0 | 0 | 271866.6834 | 0 | 0 | 0 | 0 | 0 | 0 | 0 | 3550188.198 | 0 | 0 | 0 | 0 | 0 | 0 | 0 | 0 | 0 | 0 | 0 | -83051.4577 | 0 | 0 | 0 | 0 | 0 | 0 | 0 | 0 | 0 | -277166.1862 | 0 | -7753.8181 | 0 | 0 | 0 | 0 | 0 | 0
2016-05-21 03:00 | 0 | 0 | 0 | 0 | 36312.3561 | 0 | 396530 | 0 | 0 | 0 | 0 | 188815.2257 | 0 | 0 | 0 | 0 | 0 | 0 | 0 | 3273022.0118 | 0 | 0 | 0 | 0 | 0 | 0 | 0 | 0 | 0 | 0 | 0 | -83051.4577 | 0 | 0 | 0 | 0 | 0 | 0 | 0 | 0 | 0 | -277166.1862 | 0 | 0 | 0 | 0 | 0 | 0 | 0 | 0
2016-05-21 04:00 | 0 | 0 | 0 | 0 | 14312.3561 | 0 | 374530 | 0 | 0 | 0 | 0 | 105763.768 | 0 | 0 | 0 | 0 | 0 | 0 | 0 | 2995855.8257 | 0 | 0 | 0 | 0 | 0 | 0 | 0 | 0 | 0 | 0 | 0 | -83051.4577 | 0 | 0 | 0 | 0 | 0 | 0 | 0 | 0 | 0 | -277166.1862 | 0 | 0 | 0 | 0 | 0 | 0 | 0 | 0
2016-05-21 05:00 | 0 | 0 | 0 | 0 | 161707.2715 | 0 | 355822 | 0 | 0 | 0 | 0 | 188815.2257 | 0 | 0 | 0 | 0 | 0 | 0 | 0 | 2718689.6395 | 0 | 0 | 0 | 0 | 0 | 0 | 0 | 0 | 0 | 0 | 0 | 83051.4577 | 0 | 0 | 0 | 0 | 0 | 0 | 0 | 0 | 0 | -277166.1862 | 0 | 0 | 0 | 0 | 0 | 0 | 0 | 0
2016-05-21 06:00 | 0 | 0 | 0 | 0 | 0 | 0 | 340289 | 0 | 0 | 0 | 0 | 105763.768 | 0 | 0 | 0 | 0 | 0 | 0 | 0 | 2461452.0972 | 0 | 0 | 0 | 0 | 0 | 0 | 0 | 0 | 0 | 0 | 0 | -83051.4577 | 0 | 0 | 0 | 0 | 0 | 0 | 0 | 0 | 0 | -257237.5423 | 0 | 0 | 0 | 0 | 0 | 0 | 0 | 0
2016-05-21 07:00 | 0 | 0 | 0 | 0 | 1236.8596 | 0 | 330939 | 0 | 0 | 0 | 0 | 53227.8138 | 0 | 0 | 0 | 0 | 0 | 0 | 0 | 2184285.911 | 0 | 0 | 0 | 0 | 0 | 0 | 0 | 0 | 0 | 0 | 0 | -52535.9542 | 0 | 0 | 0 | 0 | 0 | 0 | 0 | 0 | 0 | -277166.1862 | 0 | 0 | 0 | 0 | 0 | 0 | 0 | 0
2016-05-21 08:00 | 0 | 0 | 0 | 0 | 131938.2715 | 0 | 326053 | 0 | 0 | 0 | 0 | 136279.2715 | 0 | 0 | 0 | 0 | 0 | 0 | 0 | 1907119.7249 | 0 | 0 | 0 | 0 | 0 | 0 | 0 | 0 | 0 | 0 | 0 | 83051.4577 | 0 | 0 | 0 | 0 | 0 | 0 | 0 | 0 | 0 | -277166.1862 | 0 | 0 | 0 | 0 | 0 | 0 | 0 | 0
2016-05-21 09:00 | 0 | 0 | 0 | 0 | 0 | 0 | 325912 | 0 | 0 | 0 | 0 | 53227.8138 | 0 | 0 | 0 | 0 | 0 | 0 | 0 | 1664259.1826 | 0 | 0 | 0 | 0 | 0 | 0 | 0 | 0 | 0 | 0 | 0 | -83051.4577 | 0 | 0 | 0 | 0 | 0 | 0 | 0 | 0 | 0 | -242860.5423 | 0 | 0 | 0 | 0 | 0 | 0 | 0 | 0
2016-05-21 10:00 | 0 | 0 | 0 | 0 | 0 | 0 | 330394 | 0 | 0 | 0 | 0 | 0 | 0 | 0 | 0 | 0 | 0 | 0 | 0 | 1387092.9964 | 0 | 0 | 0 | 0 | 0 | 0 | 0 | 0 | 0 | 0 | 0 | -53227.8138 | 0 | 0 | 0 | 0 | 0 | 0 | 0 | 0 | 0 | -277166.1862 | 0 | 0 | 0 | 0 | 0 | 0 | 0 | 0
2016-05-21 11:00 | 0 | 0 | 0 | 0 | 60884.8138 | 0 | 338051 | 0 | 0 | 0 | 0 | 0 | 0 | 0 | 0 | 0 | 0 | 0 | 0 | 1109926.8103 | 0 | 0 | 0 | 0 | 0 | 0 | 0 | 0 | 0 | 0 | 0 | 0 | 0 | 0 | 0 | 0 | 0 | 0 | 0 | 0 | 0 | -277166.1862 | 0 | 0 | 0 | 0 | 0 | 0 | 0 | 0
2016-05-21 12:00 | 0 | 0 | 0 | 0 | 335123.0277 | 87763.3185 | 355555 | 0 | 0 | 0 | 0 | 83051.4577 | 0 | 0 | 0 | 0 | 0 | 0 | 0 | 1094206.6987 | 0 | 0 | 0 | 0 | 0 | 0 | 0 | 0 | 0 | 0 | 0 | 83051.4577 | 0 | 0 | 0 | 0 | 0 | 0 | 0 | 0 | 0 | -15720.1115 | 0 | 0 | 0 | 0 | 0 | 0 | 0 | 0
2016-05-21 13:00 | 0 | 0 | 0 | 0 | 0 | 451302.7171 | 375291 | 0 | 0 | 0 | 0 | 0 | 0 | 0 | 0 | 0 | 0 | 0 | 0 | 1253269.8735 | 0 | 0 | 0 | 0 | 0 | 0 | 0 | 0 | 0 | 0 | 0 | -83051.4577 | 0 | 0 | 0 | 0 | 0 | 0 | 0 | 0 | 0 | 159063.1748 | 0 | 0 | 0 | 0 | 0 | 0 | 0 | 0
2016-05-21 14:00 | 0 | 0 | 0 | 0 | 0 | 671153.1862 | 393987 | 0 | 0 | 0 | 0 | 0 | 0 | 0 | 0 | 0 | 0 | 0 | 0 | 1530436.0597 | 0 | 0 | 0 | 0 | 0 | 0 | 0 | 0 | 0 | 0 | 0 | 0 | 0 | 0 | 0 | 0 | 0 | 0 | 0 | 0 | 0 | 277166.1862 | 0 | 0 | 0 | 0 | 0 | 0 | 0 | 0
2016-05-21 15:00 | 0 | 0 | 0 | 0 | 0 | 685675.1862 | 408509 | 0 | 0 | 0 | 0 | 0 | 0 | 0 | 0 | 0 | 0 | 0 | 0 | 1807602.2458 | 0 | 0 | 0 | 0 | 0 | 0 | 0 | 0 | 0 | 0 | 0 | 0 | 0 | 0 | 0 | 0 | 0 | 0 | 0 | 0 | 0 | 277166.1862 | 0 | 0 | 0 | 0 | 0 | 0 | 0 | 0
2016-05-21 16:00 | 0 | 0 | 0 | 0 | 0 | 778339.6439 | 418122 | 0 | 0 | 0 | 0 | 83051.4577 | 0 | 0 | 0 | 0 | 0 | 0 | 0 | 2084768.432 | 0 | 0 | 0 | 0 | 0 | 0 | 0 | 0 | 0 | 0 | 0 | 83051.4577 | 0 | 0 | 0 | 0 | 0 | 0 | 0 | 0 | 0 | 277166.1862 | 0 | 0 | 0 | 0 | 0 | 0 | 0 | 0
2016-05-21 17:00 | 0 | 0 | 0 | 0 | 0 | 618633.7285 | 424519 | 0 | 0 | 0 | 0 | 0 | 0 | 0 | 0 | 0 | 0 | 0 | 0 | 2361934.6182 | 0 | 0 | 0 | 0 | 0 | 0 | 0 | 0 | 0 | 0 | 0 | -83051.4577 | 0 | 0 | 0 | 0 | 0 | 0 | 0 | 0 | 0 | 277166.1862 | 0 | 0 | 0 | 0 | 0 | 0 | 0 | 0
2016-05-21 18:00 | 0 | 0 | 0 | 0 | 0 | 789789.6439 | 429572 | 0 | 0 | 0 | 0 | 83051.4577 | 0 | 0 | 0 | 0 | 0 | 0 | 0 | 2639100.8043 | 0 | 0 | 0 | 0 | 0 | 0 | 0 | 0 | 0 | 0 | 0 | 83051.4577 | 0 | 0 | 0 | 0 | 0 | 0 | 0 | 0 | 0 | 277166.1862 | 0 | 0 | 0 | 0 | 0 | 0 | 0 | 0
2016-05-21 19:00 | 0 | 0 | 0 | 0 | 0 | 793635.6439 | 433418 | 0 | 0 | 0 | 0 | 166102.9154 | 0 | 0 | 0 | 0 | 0 | 0 | 0 | 2916266.9905 | 0 | 0 | 0 | 0 | 0 | 0 | 0 | 0 | 0 | 0 | 0 | 83051.4577 | 0 | 0 | 0 | 0 | 0 | 0 | 0 | 0 | 0 | 277166.1862 | 0 | 0 | 0 | 0 | 0 | 0 | 0 | 0
2016-05-21 20:00 | 0 | 0 | 0 | 0 | 0 | 797194.6439 | 436977 | 0 | 0 | 0 | 0 | 249154.3731 | 0 | 0 | 0 | 0 | 0 | 0 | 0 | 3193433.1767 | 0 | 0 | 0 | 0 | 0 | 0 | 0 | 0 | 0 | 0 | 0 | 83051.4577 | 0 | 0 | 0 | 0 | 0 | 0 | 0 | 0 | 0 | 277166.1862 | 0 | 0 | 0 | 0 | 0 | 0 | 0 | 0
2016-05-21 21:00 | 0 | 0 | 0 | 0 | 0 | 773023.8491 | 439549 | 0 | 0 | 0 | 0 | 297709.2179 | 0 | 0 | 0 | 0 | 0 | 0 | 0 | 3470599.3628 | 0 | 7753.8181 | 0 | 0 | 0 | 0 | 0 | 0 | 0 | 0 | 0 | 48554.8448 | 0 | 0 | 0 | 0 | 0 | 0 | 0 | 0 | 0 | 277166.1862 | 0 | 7753.8181 | 0 | 0 | 0 | 0 | 0 | 0
2016-05-21 22:00 | 0 | 0 | 0 | 0 | 0 | 816329.4602 | 436862 | 0 | 0 | 0 | 0 | 367237.4066 | 0 | 0 | 0 | 0 | 0 | 0 | 0 | 3747765.549 | 0 | 40526.9035 | 0 | 0 | 0 | 0 | 0 | 0 | 0 | 0 | 0 | 69528.1887 | 0 | 0 | 0 | 0 | 0 | 0 | 0 | 0 | 0 | 277166.1862 | 0 | 32773.0854 | 0 | 0 | 0 | 0 | 0 | 0
2016-05-21 23:00 | 0 | 0 | 0 | 0 | 0 | 717651.4853 | 431572 | 0 | 0 | 0 | 0 | 376150.7058 | 0 | 0 | 0 | 0 | 0 | 0 | 0 | 4024931.7352 | 0 | 40526.9035 | 0 | 0 | 0 | 0 | 0 | 0 | 0 | 0 | 0 | 8913.2992 | 0 | 0 | 0 | 0 | 0 | 0 | 0 | 0 | 0 | 277166.1862 | 0 | 0 | 0 | 0 | 0 | 0 | 0 | 0
2016-05-22 | 0 | 0 | 0 | 0 | 0 | 535066.6824 | 426922 | 0 | 0 | 0 | 0 | 293099.2481 | 0 | 0 | 0 | 0 | 0 | 0 | 0 | 4248900.9607 | 0 | 7753.8181 | 0 | 0 | 0 | 0 | 0 | 0 | 0 | 0 | 0 | -83051.4577 | 0 | 0 | 0 | 0 | 0 | 0 | 0 | 0 | 0 | 223969.2255 | 0 | -32773.0854 | 0 | 0 | 0 | 0 | 0 | 0
2016-05-22 01:00 | 0 | 0 | 0 | 0 | 0 | 246206.05 | 422713 | 0 | 0 | 0 | 0 | 268271.5431 | 0 | 0 | 0 | 0 | 0 | 0 | 0 | 4104975.5338 | 0 | 0 | 0 | 0 | 0 | 0 | 0 | 0 | 0 | 0 | 0 | -24827.705 | 0 | 0 | 0 | 0 | 0 | 0 | 0 | 0 | 0 | -143925.4269 | 0 | -7753.8181 | 0 | 0 | 0 | 0 | 0 | 0
2016-05-22 02:00 | 0 | 0 | 0 | 0 | 31952.6028 | 18515.7533 | 410686 | 0 | 0 | 0 | 0 | 185220.0854 | 0 | 0 | 0 | 0 | 0 | 0 | 0 | 3827809.3476 | 0 | 0 | 0 | 0 | 0 | 0 | 0 | 0 | 0 | 0 | 0 | -83051.4577 | 0 | 0 | 0 | 0 | 0 | 0 | 0 | 0 | 0 | -277166.1862 | 0 | 0 | 0 | 0 | 0 | 0 | 0 | 0
2016-05-22 03:00 | 0 | 0 | 0 | 0 | 31634.3561 | 0 | 391852 | 0 | 0 | 0 | 0 | 102168.6277 | 0 | 0 | 0 | 0 | 0 | 0 | 0 | 3550643.1614 | 0 | 0 | 0 | 0 | 0 | 0 | 0 | 0 | 0 | 0 | 0 | -83051.4577 | 0 | 0 | 0 | 0 | 0 | 0 | 0 | 0 | 0 | -277166.1862 | 0 | 0 | 0 | 0 | 0 | 0 | 0 | 0
2016-05-22 04:00 | 0 | 0 | 0 | 0 | 177560.2715 | 0 | 371675 | 0 | 0 | 0 | 0 | 185220.0854 | 0 | 0 | 0 | 0 | 0 | 0 | 0 | 3273476.9753 | 0 | 0 | 0 | 0 | 0 | 0 | 0 | 0 | 0 | 0 | 0 | 83051.4577 | 0 | 0 | 0 | 0 | 0 | 0 | 0 | 0 | 0 | -277166.1862 | 0 | 0 | 0 | 0 | 0 | 0 | 0 | 0
2016-05-22 05:00 | 0 | 0 | 0 | 0 | 0 | 0 | 352334 | 0 | 0 | 0 | 0 | 102168.6277 | 0 | 0 | 0 | 0 | 0 | 0 | 0 | 3004194.433 | 0 | 0 | 0 | 0 | 0 | 0 | 0 | 0 | 0 | 0 | 0 | -83051.4577 | 0 | 0 | 0 | 0 | 0 | 0 | 0 | 0 | 0 | -269282.5423 | 0 | 0 | 0 | 0 | 0 | 0 | 0 | 0
2016-05-22 06:00 | 0 | 0 | 0 | 0 | 0 | 0 | 337141 | 0 | 0 | 0 | 0 | 42193.8138 | 0 | 0 | 0 | 0 | 0 | 0 | 0 | 2727028.2468 | 0 | 0 | 0 | 0 | 0 | 0 | 0 | 0 | 0 | 0 | 0 | -59974.8138 | 0 | 0 | 0 | 0 | 0 | 0 | 0 | 0 | 0 | -277166.1862 | 0 | 0 | 0 | 0 | 0 | 0 | 0 | 0
2016-05-22 07:00 | 0 | 0 | 0 | 0 | 132535.2715 | 0 | 326650 | 0 | 0 | 0 | 0 | 125245.2715 | 0 | 0 | 0 | 0 | 0 | 0 | 0 | 2449862.0606 | 0 | 0 | 0 | 0 | 0 | 0 | 0 | 0 | 0 | 0 | 0 | 83051.4577 | 0 | 0 | 0 | 0 | 0 | 0 | 0 | 0 | 0 | -277166.1862 | 0 | 0 | 0 | 0 | 0 | 0 | 0 | 0
2016-05-22 08:00 | 0 | 0 | 0 | 0 | 0 | 0 | 321017 | 0 | 0 | 0 | 0 | 42193.8138 | 0 | 0 | 0 | 0 | 0 | 0 | 0 | 2211896.5184 | 0 | 0 | 0 | 0 | 0 | 0 | 0 | 0 | 0 | 0 | 0 | -83051.4577 | 0 | 0 | 0 | 0 | 0 | 0 | 0 | 0 | 0 | -237965.5423 | 0 | 0 | 0 | 0 | 0 | 0 | 0 | 0
2016-05-22 09:00 | 0 | 0 | 0 | 0 | 0 | 0 | 319360 | 0 | 0 | 0 | 0 | 0 | 0 | 0 | 0 | 0 | 0 | 0 | 0 | 1934730.3322 | 0 | 0 | 0 | 0 | 0 | 0 | 0 | 0 | 0 | 0 | 0 | -42193.8138 | 0 | 0 | 0 | 0 | 0 | 0 | 0 | 0 | 0 | -277166.1862 | 0 | 0 | 0 | 0 | 0 | 0 | 0 | 0
2016-05-22 10:00 | 0 | 0 | 0 | 0 | 125106.2715 | 0 | 319221 | 0 | 0 | 0 | 0 | 83051.4577 | 0 | 0 | 0 | 0 | 0 | 0 | 0 | 1657564.146 | 0 | 0 | 0 | 0 | 0 | 0 | 0 | 0 | 0 | 0 | 0 | 83051.4577 | 0 | 0 | 0 | 0 | 0 | 0 | 0 | 0 | 0 | -277166.1862 | 0 | 0 | 0 | 0 | 0 | 0 | 0 | 0
2016-05-22 11:00 | 0 | 0 | 0 | 0 | 0 | 0 | 324076 | 0 | 0 | 0 | 0 | 0 | 0 | 0 | 0 | 0 | 0 | 0 | 0 | 1416539.6037 | 0 | 0 | 0 | 0 | 0 | 0 | 0 | 0 | 0 | 0 | 0 | -83051.4577 | 0 | 0 | 0 | 0 | 0 | 0 | 0 | 0 | 0 | -241024.5423 | 0 | 0 | 0 | 0 | 0 | 0 | 0 | 0
2016-05-22 12:00 | 0 | 0 | 0 | 0 | 0 | 85996.2322 | 340092 | 0 | 0 | 0 | 0 | 0 | 0 | 0 | 0 | 0 | 0 | 0 | 0 | 1162443.836 | 0 | 0 | 0 | 0 | 0 | 0 | 0 | 0 | 0 | 0 | 0 | 0 | 0 | 0 | 0 | 0 | 0 | 0 | 0 | 0 | 0 | -254095.7678 | 0 | 0 | 0 | 0 | 0 | 0 | 0 | 0
2016-05-22 13:00 | 0 | 0 | 0 | 0 | 164974.6515 | 470981.5347 | 358790 | 0 | 0 | 0 | 0 | 0 | 0 | 0 | 0 | 0 | 0 | 0 | 0 | 1439610.0221 | 0 | 0 | 0 | 0 | 0 | 0 | 0 | 0 | 0 | 0 | 0 | 0 | 0 | 0 | 0 | 0 | 0 | 0 | 0 | 0 | 0 | 277166.1862 | 0 | 0 | 0 | 0 | 0 | 0 | 0 | 0
2016-05-22 14:00 | 0 | 0 | 0 | 0 | 0 | 652696.1862 | 375530 | 0 | 0 | 0 | 0 | 0 | 0 | 0 | 0 | 0 | 0 | 0 | 0 | 1716776.2083 | 0 | 0 | 0 | 0 | 0 | 0 | 0 | 0 | 0 | 0 | 0 | 0 | 0 | 0 | 0 | 0 | 0 | 0 | 0 | 0 | 0 | 277166.1862 | 0 | 0 | 0 | 0 | 0 | 0 | 0 | 0
2016-05-22 15:00 | 0 | 0 | 0 | 0 | 0 | 666206.1862 | 389040 | 0 | 0 | 0 | 0 | 0 | 0 | 0 | 0 | 0 | 0 | 0 | 0 | 1993942.3944 | 0 | 0 | 0 | 0 | 0 | 0 | 0 | 0 | 0 | 0 | 0 | 0 | 0 | 0 | 0 | 0 | 0 | 0 | 0 | 0 | 0 | 277166.1862 | 0 | 0 | 0 | 0 | 0 | 0 | 0 | 0
2016-05-22 16:00 | 0 | 0 | 0 | 0 | 0 | 761323.6439 | 401106 | 0 | 0 | 0 | 0 | 83051.4577 | 0 | 0 | 0 | 0 | 0 | 0 | 0 | 2271108.5806 | 0 | 0 | 0 | 0 | 0 | 0 | 0 | 0 | 0 | 0 | 0 | 83051.4577 | 0 | 0 | 0 | 0 | 0 | 0 | 0 | 0 | 0 | 277166.1862 | 0 | 0 | 0 | 0 | 0 | 0 | 0 | 0
2016-05-22 17:00 | 0 | 0 | 0 | 0 | 0 | 604764.7285 | 410650 | 0 | 0 | 0 | 0 | 0 | 0 | 0 | 0 | 0 | 0 | 0 | 0 | 2548274.7668 | 0 | 0 | 0 | 0 | 0 | 0 | 0 | 0 | 0 | 0 | 0 | -83051.4577 | 0 | 0 | 0 | 0 | 0 | 0 | 0 | 0 | 0 | 277166.1862 | 0 | 0 | 0 | 0 | 0 | 0 | 0 | 0
2016-05-22 18:00 | 0 | 0 | 0 | 0 | 0 | 779227.6439 | 419010 | 0 | 0 | 0 | 0 | 83051.4577 | 0 | 0 | 0 | 0 | 0 | 0 | 0 | 2825440.9529 | 0 | 0 | 0 | 0 | 0 | 0 | 0 | 0 | 0 | 0 | 0 | 83051.4577 | 0 | 0 | 0 | 0 | 0 | 0 | 0 | 0 | 0 | 277166.1862 | 0 | 0 | 0 | 0 | 0 | 0 | 0 | 0
2016-05-22 19:00 | 0 | 0 | 0 | 0 | 0 | 786414.6439 | 426197 | 0 | 0 | 0 | 0 | 166102.9154 | 0 | 0 | 0 | 0 | 0 | 0 | 0 | 3102607.1391 | 0 | 0 | 0 | 0 | 0 | 0 | 0 | 0 | 0 | 0 | 0 | 83051.4577 | 0 | 0 | 0 | 0 | 0 | 0 | 0 | 0 | 0 | 277166.1862 | 0 | 0 | 0 | 0 | 0 | 0 | 0 | 0
2016-05-22 20:00 | 0 | 0 | 0 | 0 | 0 | 794566.6439 | 434349 | 0 | 0 | 0 | 0 | 249154.3731 | 0 | 0 | 0 | 0 | 0 | 0 | 0 | 3379773.3253 | 0 | 0 | 0 | 0 | 0 | 0 | 0 | 0 | 0 | 0 | 0 | 83051.4577 | 0 | 0 | 0 | 0 | 0 | 0 | 0 | 0 | 0 | 277166.1862 | 0 | 0 | 0 | 0 | 0 | 0 | 0 | 0
2016-05-22 21:00 | 0 | 0 | 0 | 0 | 0 | 734743.0401 | 440959 | 0 | 0 | 0 | 0 | 265772.2271 | 0 | 0 | 0 | 0 | 0 | 0 | 0 | 3656939.5114 | 0 | 0 | 0 | 0 | 0 | 0 | 0 | 0 | 0 | 0 | 0 | 16617.854 | 0 | 0 | 0 | 0 | 0 | 0 | 0 | 0 | 0 | 277166.1862 | 0 | 0 | 0 | 0 | 0 | 0 | 0 | 0
2016-05-22 22:00 | 0 | 0 | 0 | 0 | 0 | 836889.7292 | 443899 | 0 | 0 | 0 | 0 | 348823.6848 | 0 | 0 | 0 | 0 | 0 | 0 | 0 | 3934105.6976 | 0 | 32773.0854 | 0 | 0 | 0 | 0 | 0 | 0 | 0 | 0 | 0 | 83051.4577 | 0 | 0 | 0 | 0 | 0 | 0 | 0 | 0 | 0 | 277166.1862 | 0 | 32773.0854 | 0 | 0 | 0 | 0 | 0 | 0
2016-05-22 23:00 | 0 | 0 | 0 | 0 | 0 | 754503.0253 | 442256 | 0 | 0 | 0 | 0 | 376150.7058 | 0 | 0 | 0 | 0 | 0 | 0 | 0 | 4211271.8838 | 0 | 40526.9035 | 0 | 0 | 0 | 0 | 0 | 0 | 0 | 0 | 0 | 27327.021 | 0 | 0 | 0 | 0 | 0 | 0 | 0 | 0 | 0 | 277166.1862 | 0 | 7753.8181 | 0 | 0 | 0 | 0 | 0 | 0
2016-05-23 | 0 | 0 | 0 | 0 | 0 | 598466.6476 | 440455 | 0 | 0 | 0 | 0 | 293099.2481 | 0 | 0 | 0 | 0 | 0 | 0 | 0 | 4485108.0745 | 0 | 7753.8181 | 0 | 0 | 0 | 0 | 0 | 0 | 0 | 0 | 0 | -83051.4577 | 0 | 0 | 0 | 0 | 0 | 0 | 0 | 0 | 0 | 273836.1907 | 0 | -32773.0854 | 0 | 0 | 0 | 0 | 0 | 0
2016-05-23 01:00 | 0 | 0 | 0 | 0 | 0 | 289091.8489 | 437320 | 0 | 0 | 0 | 0 | 301054.1869 | 0 | 0 | 0 | 0 | 0 | 0 | 0 | 4336678.8026 | 0 | 0 | 0 | 0 | 0 | 0 | 0 | 0 | 0 | 0 | 0 | 7954.9388 | 0 | 0 | 0 | 0 | 0 | 0 | 0 | 0 | 0 | -148429.2718 | 0 | -7753.8181 | 0 | 0 | 0 | 0 | 0 | 0
2016-05-23 02:00 | 0 | 0 | 0 | 0 | 33857.9754 | 27532.3807 | 421608 | 0 | 0 | 0 | 0 | 218002.7292 | 0 | 0 | 0 | 0 | 0 | 0 | 0 | 4059512.6165 | 0 | 0 | 0 | 0 | 0 | 0 | 0 | 0 | 0 | 0 | 0 | -83051.4577 | 0 | 0 | 0 | 0 | 0 | 0 | 0 | 0 | 0 | -277166.1862 | 0 | 0 | 0 | 0 | 0 | 0 | 0 | 0
2016-05-23 03:00 | 0 | 0 | 0 | 0 | 36981.3561 | 0 | 397199 | 0 | 0 | 0 | 0 | 134951.2715 | 0 | 0 | 0 | 0 | 0 | 0 | 0 | 3782346.4303 | 0 | 0 | 0 | 0 | 0 | 0 | 0 | 0 | 0 | 0 | 0 | -83051.4577 | 0 | 0 | 0 | 0 | 0 | 0 | 0 | 0 | 0 | -277166.1862 | 0 | 0 | 0 | 0 | 0 | 0 | 0 | 0
2016-05-23 04:00 | 0 | 0 | 0 | 0 | 12620.3561 | 0 | 372838 | 0 | 0 | 0 | 0 | 51899.8138 | 0 | 0 | 0 | 0 | 0 | 0 | 0 | 3505180.2441 | 0 | 0 | 0 | 0 | 0 | 0 | 0 | 0 | 0 | 0 | 0 | -83051.4577 | 0 | 0 | 0 | 0 | 0 | 0 | 0 | 0 | 0 | -277166.1862 | 0 | 0 | 0 | 0 | 0 | 0 | 0 | 0
2016-05-23 05:00 | 0 | 0 | 0 | 0 | 158467.2715 | 0 | 352582 | 0 | 0 | 0 | 0 | 134951.2715 | 0 | 0 | 0 | 0 | 0 | 0 | 0 | 3228014.058 | 0 | 0 | 0 | 0 | 0 | 0 | 0 | 0 | 0 | 0 | 0 | 83051.4577 | 0 | 0 | 0 | 0 | 0 | 0 | 0 | 0 | 0 | -277166.1862 | 0 | 0 | 0 | 0 | 0 | 0 | 0 | 0
2016-05-23 06:00 | 0 | 0 | 0 | 0 | 0 | 0 | 337779 | 0 | 0 | 0 | 0 | 51899.8138 | 0 | 0 | 0 | 0 | 0 | 0 | 0 | 2973286.5157 | 0 | 0 | 0 | 0 | 0 | 0 | 0 | 0 | 0 | 0 | 0 | -83051.4577 | 0 | 0 | 0 | 0 | 0 | 0 | 0 | 0 | 0 | -254727.5423 | 0 | 0 | 0 | 0 | 0 | 0 | 0 | 0
2016-05-23 07:00 | 0 | 0 | 0 | 0 | 0 | 0 | 329066 | 0 | 0 | 0 | 0 | 0 | 0 | 0 | 0 | 0 | 0 | 0 | 0 | 2696120.3295 | 0 | 0 | 0 | 0 | 0 | 0 | 0 | 0 | 0 | 0 | 0 | -51899.8138 | 0 | 0 | 0 | 0 | 0 | 0 | 0 | 0 | 0 | -277166.1862 | 0 | 0 | 0 | 0 | 0 | 0 | 0 | 0
2016-05-23 08:00 | 0 | 0 | 0 | 0 | 132570.2715 | 0 | 326685 | 0 | 0 | 0 | 0 | 83051.4577 | 0 | 0 | 0 | 0 | 0 | 0 | 0 | 2418954.1433 | 0 | 0 | 0 | 0 | 0 | 0 | 0 | 0 | 0 | 0 | 0 | 83051.4577 | 0 | 0 | 0 | 0 | 0 | 0 | 0 | 0 | 0 | -277166.1862 | 0 | 0 | 0 | 0 | 0 | 0 | 0 | 0
2016-05-23 09:00 | 0 | 0 | 0 | 0 | 0 | 0 | 336393 | 0 | 0 | 0 | 0 | 0 | 0 | 0 | 0 | 0 | 0 | 0 | 0 | 2165612.601 | 0 | 0 | 0 | 0 | 0 | 0 | 0 | 0 | 0 | 0 | 0 | -83051.4577 | 0 | 0 | 0 | 0 | 0 | 0 | 0 | 0 | 0 | -253341.5423 | 0 | 0 | 0 | 0 | 0 | 0 | 0 | 0
2016-05-23 10:00 | 0 | 0 | 0 | 0 | 80967.8138 | 0 | 358134 | 0 | 0 | 0 | 0 | 0 | 0 | 0 | 0 | 0 | 0 | 0 | 0 | 1888446.4149 | 0 | 0 | 0 | 0 | 0 | 0 | 0 | 0 | 0 | 0 | 0 | 0 | 0 | 0 | 0 | 0 | 0 | 0 | 0 | 0 | 0 | -277166.1862 | 0 | 0 | 0 | 0 | 0 | 0 | 0 | 0
2016-05-23 11:00 | 0 | 0 | 0 | 0 | 104293.8138 | 0 | 381460 | 0 | 0 | 0 | 0 | 0 | 0 | 0 | 0 | 0 | 0 | 0 | 0 | 1611280.2287 | 0 | 0 | 0 | 0 | 0 | 0 | 0 | 0 | 0 | 0 | 0 | 0 | 0 | 0 | 0 | 0 | 0 | 0 | 0 | 0 | 0 | -277166.1862 | 0 | 0 | 0 | 0 | 0 | 0 | 0 | 0
2016-05-23 12:00 | 0 | 0 | 0 | 0 | 397009.2907 | 97630.0537 | 399759 | 0 | 0 | 0 | 0 | 0 | 0 | 0 | 0 | 0 | 0 | 0 | 0 | 1706160.5731 | 0 | 0 | 0 | 0 | 0 | 0 | 0 | 0 | 0 | 0 | 0 | 0 | 0 | 0 | 0 | 0 | 0 | 0 | 0 | 0 | 0 | 94880.3444 | 0 | 0 | 0 | 0 | 0 | 0 | 0 | 0
2016-05-23 13:00 | 0 | 0 | 0 | 0 | 207753.2866 | 485621.8995 | 416209 | 0 | 0 | 0 | 0 | 0 | 0 | 0 | 0 | 0 | 0 | 0 | 0 | 1983326.7593 | 0 | 0 | 0 | 0 | 0 | 0 | 0 | 0 | 0 | 0 | 0 | 0 | 0 | 0 | 0 | 0 | 0 | 0 | 0 | 0 | 0 | 277166.1862 | 0 | 0 | 0 | 0 | 0 | 0 | 0 | 0
2016-05-23 14:00 | 0 | 0 | 0 | 0 | 0 | 709280.1862 | 432114 | 0 | 0 | 0 | 0 | 0 | 0 | 0 | 0 | 0 | 0 | 0 | 0 | 2260492.9454 | 0 | 0 | 0 | 0 | 0 | 0 | 0 | 0 | 0 | 0 | 0 | 0 | 0 | 0 | 0 | 0 | 0 | 0 | 0 | 0 | 0 | 277166.1862 | 0 | 0 | 0 | 0 | 0 | 0 | 0 | 0
2016-05-23 15:00 | 0 | 0 | 0 | 0 | 0 | 723172.1862 | 446006 | 0 | 0 | 0 | 0 | 0 | 0 | 0 | 0 | 0 | 0 | 0 | 0 | 2537659.1316 | 0 | 0 | 0 | 0 | 0 | 0 | 0 | 0 | 0 | 0 | 0 | 0 | 0 | 0 | 0 | 0 | 0 | 0 | 0 | 0 | 0 | 277166.1862 | 0 | 0 | 0 | 0 | 0 | 0 | 0 | 0
2016-05-23 16:00 | 0 | 0 | 0 | 0 | 0 | 817895.6439 | 457678 | 0 | 0 | 0 | 0 | 83051.4577 | 0 | 0 | 0 | 0 | 0 | 0 | 0 | 2814825.3178 | 0 | 0 | 0 | 0 | 0 | 0 | 0 | 0 | 0 | 0 | 0 | 83051.4577 | 0 | 0 | 0 | 0 | 0 | 0 | 0 | 0 | 0 | 277166.1862 | 0 | 0 | 0 | 0 | 0 | 0 | 0 | 0
2016-05-23 17:00 | 0 | 0 | 0 | 0 | 0 | 669767.8917 | 469006 | 0 | 0 | 0 | 0 | 6647.1633 | 0 | 0 | 0 | 0 | 0 | 0 | 0 | 3091991.5039 | 0 | 0 | 0 | 0 | 0 | 0 | 0 | 0 | 0 | 0 | 0 | -76404.2944 | 0 | 0 | 0 | 0 | 0 | 0 | 0 | 0 | 0 | 277166.1862 | 0 | 0 | 0 | 0 | 0 | 0 | 0 | 0
2016-05-23 18:00 | 0 | 0 | 0 | 0 | 0 | 838565.6439 | 478348 | 0 | 0 | 0 | 0 | 89698.621 | 0 | 0 | 0 | 0 | 0 | 0 | 0 | 3369157.6901 | 0 | 0 | 0 | 0 | 0 | 0 | 0 | 0 | 0 | 0 | 0 | 83051.4577 | 0 | 0 | 0 | 0 | 0 | 0 | 0 | 0 | 0 | 277166.1862 | 0 | 0 | 0 | 0 | 0 | 0 | 0 | 0
2016-05-23 19:00 | 0 | 0 | 0 | 0 | 0 | 846306.6439 | 486089 | 0 | 0 | 0 | 0 | 172750.0787 | 0 | 0 | 0 | 0 | 0 | 0 | 0 | 3646323.8762 | 0 | 0 | 0 | 0 | 0 | 0 | 0 | 0 | 0 | 0 | 0 | 83051.4577 | 0 | 0 | 0 | 0 | 0 | 0 | 0 | 0 | 0 | 277166.1862 | 0 | 0 | 0 | 0 | 0 | 0 | 0 | 0
2016-05-23 20:00 | 0 | 0 | 0 | 0 | 0 | 851089.6439 | 490872 | 0 | 0 | 0 | 0 | 255801.5364 | 0 | 0 | 0 | 0 | 0 | 0 | 0 | 3923490.0624 | 0 | 0 | 0 | 0 | 0 | 0 | 0 | 0 | 0 | 0 | 0 | 83051.4577 | 0 | 0 | 0 | 0 | 0 | 0 | 0 | 0 | 0 | 277166.1862 | 0 | 0 | 0 | 0 | 0 | 0 | 0 | 0
2016-05-23 21:00 | 0 | 0 | 0 | 0 | 0 | 861081.462 | 493110 | 0 | 0 | 0 | 0 | 338852.9941 | 0 | 0 | 0 | 0 | 0 | 0 | 0 | 4200656.2486 | 0 | 7753.8181 | 0 | 0 | 0 | 0 | 0 | 0 | 0 | 0 | 0 | 83051.4577 | 0 | 0 | 0 | 0 | 0 | 0 | 0 | 0 | 0 | 277166.1862 | 0 | 7753.8181 | 0 | 0 | 0 | 0 | 0 | 0
2016-05-23 22:00 | 0 | 0 | 0 | 0 | 0 | 837977.9832 | 490741 | 0 | 0 | 0 | 0 | 376150.7058 | 0 | 0 | 0 | 0 | 0 | 0 | 0 | 4477822.4347 | 0 | 40526.9035 | 0 | 0 | 0 | 0 | 0 | 0 | 0 | 0 | 0 | 37297.7117 | 0 | 0 | 0 | 0 | 0 | 0 | 0 | 0 | 0 | 277166.1862 | 0 | 32773.0854 | 0 | 0 | 0 | 0 | 0 | 0
2016-05-23 23:00 | 0 | 0 | 0 | 0 | 0 | 744293.4689 | 484074 | 0 | 0 | 0 | 0 | 376150.7058 | 0 | 0 | 0 | 0 | 0 | 0 | 0 | 4745795.7218 | 0 | 32773.0854 | 0 | 0 | 0 | 0 | 0 | 0 | 0 | 0 | 0 | 0 | 0 | 0 | 0 | 0 | 0 | 0 | 0 | 0 | 0 | 267973.287 | 0 | -7753.8181 | 0 | 0 | 0 | 0 | 0 | 0
2016-05-24 | 0 | 0 | 0 | 0 | 0 | 572679.4314 | 477807 | 0 | 0 | 0 | 0 | 293099.2481 | 0 | 0 | 0 | 0 | 0 | 0 | 0 | 4956492.6962 | 0 | 0 | 0 | 0 | 0 | 0 | 0 | 0 | 0 | 0 | 0 | -83051.4577 | 0 | 0 | 0 | 0 | 0 | 0 | 0 | 0 | 0 | 210696.9744 | 0 | -32773.0854 | 0 | 0 | 0 | 0 | 0 | 0
2016-05-24 01:00 | 0 | 0 | 0 | 0 | 0 | 251379.2829 | 471053 | 0 | 0 | 0 | 0 | 243033.7292 | 0 | 0 | 0 | 0 | 0 | 0 | 0 | 4786884.498 | 0 | 0 | 0 | 0 | 0 | 0 | 0 | 0 | 0 | 0 | 0 | -50065.5189 | 0 | 0 | 0 | 0 | 0 | 0 | 0 | 0 | 0 | -169608.1982 | 0 | 0 | 0 | 0 | 0 | 0 | 0 | 0
2016-05-24 02:00 | 0 | 0 | 0 | 0 | 71178.0852 | 17512.2709 | 448908 | 0 | 0 | 0 | 0 | 159982.2715 | 0 | 0 | 0 | 0 | 0 | 0 | 0 | 4509718.3118 | 0 | 0 | 0 | 0 | 0 | 0 | 0 | 0 | 0 | 0 | 0 | -83051.4577 | 0 | 0 | 0 | 0 | 0 | 0 | 0 | 0 | 0 | -277166.1862 | 0 | 0 | 0 | 0 | 0 | 0 | 0 | 0
2016-05-24 03:00 | 0 | 0 | 0 | 0 | 59893.3561 | 0 | 420111 | 0 | 0 | 0 | 0 | 76930.8138 | 0 | 0 | 0 | 0 | 0 | 0 | 0 | 4232552.1256 | 0 | 0 | 0 | 0 | 0 | 0 | 0 | 0 | 0 | 0 | 0 | -83051.4577 | 0 | 0 | 0 | 0 | 0 | 0 | 0 | 0 | 0 | -277166.1862 | 0 | 0 | 0 | 0 | 0 | 0 | 0 | 0
2016-05-24 04:00 | 0 | 0 | 0 | 0 | 198119.2715 | 0 | 392234 | 0 | 0 | 0 | 0 | 159982.2715 | 0 | 0 | 0 | 0 | 0 | 0 | 0 | 3955385.9395 | 0 | 0 | 0 | 0 | 0 | 0 | 0 | 0 | 0 | 0 | 0 | 83051.4577 | 0 | 0 | 0 | 0 | 0 | 0 | 0 | 0 | 0 | -277166.1862 | 0 | 0 | 0 | 0 | 0 | 0 | 0 | 0
2016-05-24 05:00 | 0 | 0 | 0 | 0 | 10124.3561 | 0 | 370342 | 0 | 0 | 0 | 0 | 76930.8138 | 0 | 0 | 0 | 0 | 0 | 0 | 0 | 3678219.7533 | 0 | 0 | 0 | 0 | 0 | 0 | 0 | 0 | 0 | 0 | 0 | -83051.4577 | 0 | 0 | 0 | 0 | 0 | 0 | 0 | 0 | 0 | -277166.1862 | 0 | 0 | 0 | 0 | 0 | 0 | 0 | 0
2016-05-24 06:00 | 0 | 0 | 0 | 0 | 0 | 0 | 354097 | 0 | 0 | 0 | 0 | 0 | 0 | 0 | 0 | 0 | 0 | 0 | 0 | 3401053.5672 | 0 | 0 | 0 | 0 | 0 | 0 | 0 | 0 | 0 | 0 | 0 | -76930.8138 | 0 | 0 | 0 | 0 | 0 | 0 | 0 | 0 | 0 | -277166.1862 | 0 | 0 | 0 | 0 | 0 | 0 | 0 | 0
2016-05-24 07:00 | 0 | 0 | 0 | 0 | 149896.2715 | 0 | 344011 | 0 | 0 | 0 | 0 | 83051.4577 | 0 | 0 | 0 | 0 | 0 | 0 | 0 | 3123887.381 | 0 | 0 | 0 | 0 | 0 | 0 | 0 | 0 | 0 | 0 | 0 | 83051.4577 | 0 | 0 | 0 | 0 | 0 | 0 | 0 | 0 | 0 | -277166.1862 | 0 | 0 | 0 | 0 | 0 | 0 | 0 | 0
2016-05-24 08:00 | 0 | 0 | 0 | 0 | 0 | 0 | 341307 | 0 | 0 | 0 | 0 | 0 | 0 | 0 | 0 | 0 | 0 | 0 | 0 | 2865631.8387 | 0 | 0 | 0 | 0 | 0 | 0 | 0 | 0 | 0 | 0 | 0 | -83051.4577 | 0 | 0 | 0 | 0 | 0 | 0 | 0 | 0 | 0 | -258255.5423 | 0 | 0 | 0 | 0 | 0 | 0 | 0 | 0
2016-05-24 09:00 | 0 | 0 | 0 | 0 | 71171.8138 | 0 | 348338 | 0 | 0 | 0 | 0 | 0 | 0 | 0 | 0 | 0 | 0 | 0 | 0 | 2588465.6525 | 0 | 0 | 0 | 0 | 0 | 0 | 0 | 0 | 0 | 0 | 0 | 0 | 0 | 0 | 0 | 0 | 0 | 0 | 0 | 0 | 0 | -277166.1862 | 0 | 0 | 0 | 0 | 0 | 0 | 0 | 0
2016-05-24 10:00 | 0 | 0 | 0 | 0 | 385542.937 | 0 | 366672 | 0 | 0 | 0 | 0 | 83051.4577 | 0 | 0 | 0 | 0 | 0 | 0 | 0 | 2524285.1318 | 0 | 0 | 0 | 0 | 0 | 0 | 0 | 0 | 0 | 0 | 0 | 83051.4577 | 0 | 0 | 0 | 0 | 0 | 0 | 0 | 0 | 0 | -64180.5207 | 0 | 0 | 0 | 0 | 0 | 0 | 0 | 0
2016-05-24 11:00 | 0 | 0 | 0 | 0 | 37362.1742 | 0 | 389826 | 0 | 0 | 0 | 0 | 0 | 0 | 0 | 0 | 0 | 0 | 0 | 0 | 2247118.9457 | 0 | 7753.8181 | 0 | 0 | 0 | 0 | 0 | 0 | 0 | 0 | 0 | -83051.4577 | 0 | 0 | 0 | 0 | 0 | 0 | 0 | 0 | 0 | -277166.1862 | 0 | 7753.8181 | 0 | 0 | 0 | 0 | 0 | 0
2016-05-24 12:00 | 0 | 0 | 0 | 0 | 195098.6337 | 107475.1957 | 408663 | 0 | 0 | 0 | 0 | 83051.4577 | 0 | 0 | 0 | 0 | 0 | 0 | 0 | 2025205.232 | 0 | 40526.9035 | 0 | 0 | 0 | 0 | 0 | 0 | 0 | 0 | 0 | 83051.4577 | 0 | 0 | 0 | 0 | 0 | 0 | 0 | 0 | 0 | -221913.7137 | 0 | 32773.0854 | 0 | 0 | 0 | 0 | 0 | 0
2016-05-24 13:00 | 0 | 0 | 0 | 0 | 0 | 462938.8536 | 426934 | 0 | 0 | 0 | 0 | 20512.4178 | 0 | 0 | 0 | 0 | 0 | 0 | 0 | 2131502.9436 | 0 | 32773.0854 | 0 | 0 | 0 | 0 | 0 | 0 | 0 | 0 | 0 | -62539.0399 | 0 | 0 | 0 | 0 | 0 | 0 | 0 | 0 | 0 | 106297.7116 | 0 | -7753.8181 | 0 | 0 | 0 | 0 | 0 | 0
2016-05-24 14:00 | 0 | 0 | 0 | 0 | 0 | 669313.683 | 445433 | 0 | 0 | 0 | 0 | 0 | 0 | 0 | 0 | 0 | 0 | 0 | 0 | 2408669.1298 | 0 | 0 | 0 | 0 | 0 | 0 | 0 | 0 | 0 | 0 | 0 | -20512.4178 | 0 | 0 | 0 | 0 | 0 | 0 | 0 | 0 | 0 | 277166.1862 | 0 | -32773.0854 | 0 | 0 | 0 | 0 | 0 | 0
2016-05-24 15:00 | 0 | 0 | 0 | 0 | 0 | 754849.2332 | 462381 | 0 | 0 | 0 | 0 | 15302.047 | 0 | 0 | 0 | 0 | 0 | 0 | 0 | 2685835.3159 | 0 | 0 | 0 | 0 | 0 | 0 | 0 | 0 | 0 | 0 | 0 | 15302.047 | 0 | 0 | 0 | 0 | 0 | 0 | 0 | 0 | 0 | 277166.1862 | 0 | 0 | 0 | 0 | 0 | 0 | 0 | 0
2016-05-24 16:00 | 0 | 0 | 0 | 0 | 0 | 857916.6786 | 476400 | 0 | 0 | 0 | 0 | 98353.5047 | 0 | 0 | 0 | 0 | 0 | 0 | 0 | 2963001.5021 | 0 | 21299.0348 | 0 | 0 | 0 | 0 | 0 | 0 | 0 | 0 | 0 | 83051.4577 | 0 | 0 | 0 | 0 | 0 | 0 | 0 | 0 | 0 | 277166.1862 | 0 | 21299.0348 | 0 | 0 | 0 | 0 | 0 | 0
2016-05-24 17:00 | 0 | 0 | 0 | 0 | 0 | 866701.9332 | 489270 | 0 | 0 | 0 | 0 | 181404.9624 | 0 | 0 | 0 | 0 | 0 | 0 | 0 | 3240167.6883 | 0 | 38513.3241 | 0 | 0 | 0 | 0 | 0 | 0 | 0 | 0 | 0 | 83051.4577 | 0 | 0 | 0 | 0 | 0 | 0 | 0 | 0 | 0 | 277166.1862 | 0 | 17214.2894 | 0 | 0 | 0 | 0 | 0 | 0
2016-05-24 18:00 | 0 | 0 | 0 | 0 | 0 | 857664.1704 | 500907 | 0 | 0 | 0 | 0 | 264456.4201 | 0 | 0 | 0 | 0 | 0 | 0 | 0 | 3517333.8744 | 0 | 35052.8507 | 0 | 0 | 0 | 0 | 0 | 0 | 0 | 0 | 0 | 83051.4577 | 0 | 0 | 0 | 0 | 0 | 0 | 0 | 0 | 0 | 277166.1862 | 0 | -3460.4735 | 0 | 0 | 0 | 0 | 0 | 0
2016-05-24 19:00 | 0 | 0 | 0 | 0 | 0 | 844921.4302 | 509782 | 0 | 0 | 0 | 0 | 316955.6114 | 0 | 0 | 0 | 0 | 0 | 0 | 0 | 3794500.0606 | 0 | 40526.9035 | 0 | 0 | 0 | 0 | 0 | 0 | 0 | 0 | 0 | 52499.1913 | 0 | 0 | 0 | 0 | 0 | 0 | 0 | 0 | 0 | 277166.1862 | 0 | 5474.0528 | 0 | 0 | 0 | 0 | 0 | 0
2016-05-24 20:00 | 0 | 0 | 0 | 0 | 0 | 835388.0868 | 516707 | 0 | 0 | 0 | 0 | 358470.512 | 0 | 0 | 0 | 0 | 0 | 0 | 0 | 4071666.2468 | 0 | 40526.9035 | 0 | 0 | 0 | 0 | 0 | 0 | 0 | 0 | 0 | 41514.9006 | 0 | 0 | 0 | 0 | 0 | 0 | 0 | 0 | 0 | 277166.1862 | 0 | 0 | 0 | 0 | 0 | 0 | 0 | 0
2016-05-24 21:00 | 0 | 0 | 0 | 0 | 0 | 814979.38 | 520133 | 0 | 0 | 0 | 0 | 376150.7058 | 0 | 0 | 0 | 0 | 0 | 0 | 0 | 4348832.4329 | 0 | 40526.9035 | 0 | 0 | 0 | 0 | 0 | 0 | 0 | 0 | 0 | 17680.1938 | 0 | 0 | 0 | 0 | 0 | 0 | 0 | 0 | 0 | 277166.1862 | 0 | 0 | 0 | 0 | 0 | 0 | 0 | 0
2016-05-24 22:00 | 0 | 0 | 0 | 0 | 0 | 767884.3883 | 518155 | 0 | 0 | 0 | 0 | 356467.7261 | 0 | 0 | 0 | 0 | 0 | 0 | 0 | 4625998.6191 | 0 | 32773.0854 | 0 | 0 | 0 | 0 | 0 | 0 | 0 | 0 | 0 | -19682.9797 | 0 | 0 | 0 | 0 | 0 | 0 | 0 | 0 | 0 | 277166.1862 | 0 | -7753.8181 | 0 | 0 | 0 | 0 | 0 | 0
2016-05-24 23:00 | 0 | 0 | 0 | 0 | 0 | 664793.6892 | 509918 | 0 | 0 | 0 | 0 | 376150.7058 | 0 | 0 | 0 | 0 | 0 | 0 | 0 | 4793964.4139 | 0 | 0 | 0 | 0 | 0 | 0 | 0 | 0 | 0 | 0 | 0 | 19682.9797 | 0 | 0 | 0 | 0 | 0 | 0 | 0 | 0 | 0 | 167965.7948 | 0 | -32773.0854 | 0 | 0 | 0 | 0 | 0 | 0
2016-05-25 | 0 | 0 | 0 | 0 | 0 | 514073.8155 | 501806 | 0 | 0 | 0 | 0 | 293099.2481 | 0 | 0 | 0 | 0 | 0 | 0 | 0 | 4889283.6871 | 0 | 0 | 0 | 0 | 0 | 0 | 0 | 0 | 0 | 0 | 0 | -83051.4577 | 0 | 0 | 0 | 0 | 0 | 0 | 0 | 0 | 0 | 95319.2732 | 0 | 0 | 0 | 0 | 0 | 0 | 0 | 0
2016-05-25 01:00 | 0 | 0 | 0 | 0 | 0 | 236985.6432 | 493666 | 0 | 0 | 0 | 0 | 249154.3731 | 0 | 0 | 0 | 0 | 0 | 0 | 0 | 4676548.2052 | 0 | 0 | 0 | 0 | 0 | 0 | 0 | 0 | 0 | 0 | 0 | -43944.875 | 0 | 0 | 0 | 0 | 0 | 0 | 0 | 0 | 0 | -212735.4818 | 0 | 0 | 0 | 0 | 0 | 0 | 0 | 0
2016-05-25 02:00 | 0 | 0 | 0 | 0 | 93385.5892 | 16278.7669 | 469882 | 0 | 0 | 0 | 0 | 166102.9154 | 0 | 0 | 0 | 0 | 0 | 0 | 0 | 4399382.0191 | 0 | 0 | 0 | 0 | 0 | 0 | 0 | 0 | 0 | 0 | 0 | -83051.4577 | 0 | 0 | 0 | 0 | 0 | 0 | 0 | 0 | 0 | -277166.1862 | 0 | 0 | 0 | 0 | 0 | 0 | 0 | 0
2016-05-25 03:00 | 0 | 0 | 0 | 0 | 79612.3561 | 0 | 439830 | 0 | 0 | 0 | 0 | 83051.4577 | 0 | 0 | 0 | 0 | 0 | 0 | 0 | 4122215.8329 | 0 | 0 | 0 | 0 | 0 | 0 | 0 | 0 | 0 | 0 | 0 | -83051.4577 | 0 | 0 | 0 | 0 | 0 | 0 | 0 | 0 | 0 | -277166.1862 | 0 | 0 | 0 | 0 | 0 | 0 | 0 | 0
2016-05-25 04:00 | 0 | 0 | 0 | 0 | 217989.2715 | 0 | 412104 | 0 | 0 | 0 | 0 | 166102.9154 | 0 | 0 | 0 | 0 | 0 | 0 | 0 | 3845049.6468 | 0 | 0 | 0 | 0 | 0 | 0 | 0 | 0 | 0 | 0 | 0 | 83051.4577 | 0 | 0 | 0 | 0 | 0 | 0 | 0 | 0 | 0 | -277166.1862 | 0 | 0 | 0 | 0 | 0 | 0 | 0 | 0
2016-05-25 05:00 | 0 | 0 | 0 | 0 | 27892.3561 | 0 | 388110 | 0 | 0 | 0 | 0 | 83051.4577 | 0 | 0 | 0 | 0 | 0 | 0 | 0 | 3567883.4606 | 0 | 0 | 0 | 0 | 0 | 0 | 0 | 0 | 0 | 0 | 0 | -83051.4577 | 0 | 0 | 0 | 0 | 0 | 0 | 0 | 0 | 0 | -277166.1862 | 0 | 0 | 0 | 0 | 0 | 0 | 0 | 0
2016-05-25 06:00 | 0 | 0 | 0 | 0 | 9131.3561 | 0 | 369349 | 0 | 0 | 0 | 0 | 0 | 0 | 0 | 0 | 0 | 0 | 0 | 0 | 3290717.2744 | 0 | 0 | 0 | 0 | 0 | 0 | 0 | 0 | 0 | 0 | 0 | -83051.4577 | 0 | 0 | 0 | 0 | 0 | 0 | 0 | 0 | 0 | -277166.1862 | 0 | 0 | 0 | 0 | 0 | 0 | 0 | 0
2016-05-25 07:00 | 0 | 0 | 0 | 0 | 163215.2715 | 0 | 357330 | 0 | 0 | 0 | 0 | 83051.4577 | 0 | 0 | 0 | 0 | 0 | 0 | 0 | 3013551.0883 | 0 | 0 | 0 | 0 | 0 | 0 | 0 | 0 | 0 | 0 | 0 | 83051.4577 | 0 | 0 | 0 | 0 | 0 | 0 | 0 | 0 | 0 | -277166.1862 | 0 | 0 | 0 | 0 | 0 | 0 | 0 | 0
2016-05-25 08:00 | 0 | 0 | 0 | 0 | 0 | 0 | 353196 | 0 | 0 | 0 | 0 | 0 | 0 | 0 | 0 | 0 | 0 | 0 | 0 | 2743406.546 | 0 | 0 | 0 | 0 | 0 | 0 | 0 | 0 | 0 | 0 | 0 | -83051.4577 | 0 | 0 | 0 | 0 | 0 | 0 | 0 | 0 | 0 | -270144.5423 | 0 | 0 | 0 | 0 | 0 | 0 | 0 | 0
2016-05-25 09:00 | 0 | 0 | 0 | 0 | 83271.8138 | 0 | 360438 | 0 | 0 | 0 | 0 | 0 | 0 | 0 | 0 | 0 | 0 | 0 | 0 | 2466240.3598 | 0 | 0 | 0 | 0 | 0 | 0 | 0 | 0 | 0 | 0 | 0 | 0 | 0 | 0 | 0 | 0 | 0 | 0 | 0 | 0 | 0 | -277166.1862 | 0 | 0 | 0 | 0 | 0 | 0 | 0 | 0
2016-05-25 10:00 | 0 | 0 | 0 | 0 | 183766.2715 | 0 | 377881 | 0 | 0 | 0 | 0 | 83051.4577 | 0 | 0 | 0 | 0 | 0 | 0 | 0 | 2189074.1736 | 0 | 0 | 0 | 0 | 0 | 0 | 0 | 0 | 0 | 0 | 0 | 83051.4577 | 0 | 0 | 0 | 0 | 0 | 0 | 0 | 0 | 0 | -277166.1862 | 0 | 0 | 0 | 0 | 0 | 0 | 0 | 0
2016-05-25 11:00 | 0 | 0 | 0 | 0 | 39887.5823 | 0.77381 | 400106 | 0 | 0 | 0 | 0 | 0 | 0 | 0 | 0 | 0 | 0 | 0 | 0 | 1911907.9875 | 0 | 0 | 0 | 0 | 0 | 0 | 0 | 0 | 0 | 0 | 0 | -83051.4577 | 0 | 0 | 0 | 0 | 0 | 0 | 0 | 0 | 0 | -277166.1862 | 0 | 0 | 0 | 0 | 0 | 0 | 0 | 0
2016-05-25 12:00 | 0 | 0 | 0 | 0 | 336075.5943 | 114039.9218 | 420344 | 0 | 0 | 0 | 0 | 83051.4577 | 0 | 0 | 0 | 0 | 0 | 0 | 0 | 1858628.0459 | 0 | 0 | 0 | 0 | 0 | 0 | 0 | 0 | 0 | 0 | 0 | 83051.4577 | 0 | 0 | 0 | 0 | 0 | 0 | 0 | 0 | 0 | -53279.9416 | 0 | 0 | 0 | 0 | 0 | 0 | 0 | 0
2016-05-25 13:00 | 0 | 0 | 0 | 0 | 0 | 477042.08 | 440803 | 0 | 0 | 0 | 0 | 0 | 0 | 0 | 0 | 0 | 0 | 0 | 0 | 1977918.5836 | 0 | 0 | 0 | 0 | 0 | 0 | 0 | 0 | 0 | 0 | 0 | -83051.4577 | 0 | 0 | 0 | 0 | 0 | 0 | 0 | 0 | 0 | 119290.5377 | 0 | 0 | 0 | 0 | 0 | 0 | 0 | 0
2016-05-25 14:00 | 0 | 0 | 0 | 0 | 59148.6146 | 679950.5716 | 461933 | 0 | 0 | 0 | 0 | 0 | 0 | 0 | 0 | 0 | 0 | 0 | 0 | 2255084.7698 | 0 | 0 | 0 | 0 | 0 | 0 | 0 | 0 | 0 | 0 | 0 | 0 | 0 | 0 | 0 | 0 | 0 | 0 | 0 | 0 | 0 | 277166.1862 | 0 | 0 | 0 | 0 | 0 | 0 | 0 | 0
2016-05-25 15:00 | 0 | 0 | 0 | 0 | 0 | 817829.0451 | 481414 | 0 | 0 | 0 | 0 | 59248.8589 | 0 | 0 | 0 | 0 | 0 | 0 | 0 | 2532250.9559 | 0 | 0 | 0 | 0 | 0 | 0 | 0 | 0 | 0 | 0 | 0 | 59248.8589 | 0 | 0 | 0 | 0 | 0 | 0 | 0 | 0 | 0 | 277166.1862 | 0 | 0 | 0 | 0 | 0 | 0 | 0 | 0
2016-05-25 16:00 | 0 | 0 | 0 | 0 | 0 | 857598.4796 | 497705 | 0 | 0 | 0 | 0 | 142300.3166 | 0 | 0 | 0 | 0 | 0 | 0 | 0 | 2809092.9779 | 0 | 0 | 0 | 0 | 0 | 0 | 0 | 0 | 0 | 0 | 0 | 83051.4577 | 0 | 0 | 0 | 0 | 0 | 0 | 0 | 0 | 0 | 276842.0219 | 0 | 0 | 0 | 0 | 0 | 0 | 0 | 0
2016-05-25 17:00 | 0 | 0 | 0 | 0 | 0 | 864531.3064 | 513227 | 0 | 0 | 0 | 0 | 216438.4369 | 0 | 0 | 0 | 0 | 0 | 0 | 0 | 3086259.164 | 0 | 0 | 0 | 0 | 0 | 0 | 0 | 0 | 0 | 0 | 0 | 74138.1203 | 0 | 0 | 0 | 0 | 0 | 0 | 0 | 0 | 0 | 277166.1862 | 0 | 0 | 0 | 0 | 0 | 0 | 0 | 0
2016-05-25 18:00 | 0 | 0 | 0 | 0 | 0 | 857079.7572 | 526761 | 0 | 0 | 0 | 0 | 299489.8946 | 0 | 0 | 0 | 0 | 0 | 0 | 0 | 3333526.4635 | 0 | 0 | 0 | 0 | 0 | 0 | 0 | 0 | 0 | 0 | 0 | 83051.4577 | 0 | 0 | 0 | 0 | 0 | 0 | 0 | 0 | 0 | 247267.2995 | 0 | 0 | 0 | 0 | 0 | 0 | 0 | 0
2016-05-25 19:00 | 0 | 0 | 0 | 0 | 0 | 846639.649 | 537291 | 0 | 0 | 0 | 0 | 331672.3574 | 0 | 0 | 0 | 0 | 0 | 0 | 0 | 3610692.6497 | 0 | 0 | 0 | 0 | 0 | 0 | 0 | 0 | 0 | 0 | 0 | 32182.4628 | 0 | 0 | 0 | 0 | 0 | 0 | 0 | 0 | 0 | 277166.1862 | 0 | 0 | 0 | 0 | 0 | 0 | 0 | 0
2016-05-25 20:00 | 0 | 0 | 0 | 0 | 0 | 837644.8855 | 544450 | 0 | 0 | 0 | 0 | 347701.0568 | 0 | 0 | 0 | 0 | 0 | 0 | 0 | 3887858.8358 | 0 | 0 | 0 | 0 | 0 | 0 | 0 | 0 | 0 | 0 | 0 | 16028.6994 | 0 | 0 | 0 | 0 | 0 | 0 | 0 | 0 | 0 | 277166.1862 | 0 | 0 | 0 | 0 | 0 | 0 | 0 | 0
2016-05-25 21:00 | 0 | 0 | 0 | 0 | 0 | 821011.3333 | 547431 | 0 | 0 | 0 | 0 | 376150.7058 | 0 | 0 | 0 | 0 | 0 | 0 | 0 | 4132989.5201 | 0 | 0 | 0 | 0 | 0 | 0 | 0 | 0 | 0 | 0 | 0 | 28449.649 | 0 | 0 | 0 | 0 | 0 | 0 | 0 | 0 | 0 | 245130.6843 | 0 | 0 | 0 | 0 | 0 | 0 | 0 | 0
2016-05-25 22:00 | 0 | 0 | 0 | 0 | 0 | 776169.6808 | 542287 | 0 | 0 | 0 | 0 | 332867.2005 | 0 | 0 | 0 | 0 | 0 | 0 | 0 | 4410155.7063 | 0 | 0 | 0 | 0 | 0 | 0 | 0 | 0 | 0 | 0 | 0 | -43283.5053 | 0 | 0 | 0 | 0 | 0 | 0 | 0 | 0 | 0 | 277166.1862 | 0 | 0 | 0 | 0 | 0 | 0 | 0 | 0
2016-05-25 23:00 | 0 | 0 | 0 | 0 | 0 | 681297.3141 | 531381 | 0 | 0 | 0 | 0 | 376150.7058 | 0 | 0 | 0 | 0 | 0 | 0 | 0 | 4516788.515 | 0 | 0 | 0 | 0 | 0 | 0 | 0 | 0 | 0 | 0 | 0 | 43283.5053 | 0 | 0 | 0 | 0 | 0 | 0 | 0 | 0 | 0 | 106632.8087 | 0 | 0 | 0 | 0 | 0 | 0 | 0 | 0
2016-05-26 | 0 | 0 | 0 | 0 | 0 | 535342.8994 | 521817 | 0 | 0 | 0 | 0 | 293099.2481 | 0 | 0 | 0 | 0 | 0 | 0 | 0 | 4613365.8722 | 0 | 0 | 0 | 0 | 0 | 0 | 0 | 0 | 0 | 0 | 0 | -83051.4577 | 0 | 0 | 0 | 0 | 0 | 0 | 0 | 0 | 0 | 96577.3572 | 0 | 0 | 0 | 0 | 0 | 0 | 0 | 0
2016-05-26 01:00 | 0 | 0 | 0 | 0 | 0 | 248349.4286 | 512256 | 0 | 0 | 0 | 0 | 210047.7904 | 0 | 0 | 0 | 0 | 0 | 0 | 0 | 4432510.7585 | 0 | 0 | 0 | 0 | 0 | 0 | 0 | 0 | 0 | 0 | 0 | -83051.4577 | 0 | 0 | 0 | 0 | 0 | 0 | 0 | 0 | 0 | -180855.1137 | 0 | 0 | 0 | 0 | 0 | 0 | 0 | 0
2016-05-26 02:00 | 0 | 0 | 0 | 0 | 107338.994 | 20855.3622 | 488412 | 0 | 0 | 0 | 0 | 126996.3327 | 0 | 0 | 0 | 0 | 0 | 0 | 0 | 4155344.5723 | 0 | 0 | 0 | 0 | 0 | 0 | 0 | 0 | 0 | 0 | 0 | -83051.4577 | 0 | 0 | 0 | 0 | 0 | 0 | 0 | 0 | 0 | -277166.1862 | 0 | 0 | 0 | 0 | 0 | 0 | 0 | 0
2016-05-26 03:00 | 0 | 0 | 0 | 0 | 261829.2715 | 0 | 455944 | 0 | 0 | 0 | 0 | 210047.7904 | 0 | 0 | 0 | 0 | 0 | 0 | 0 | 3878178.3862 | 0 | 0 | 0 | 0 | 0 | 0 | 0 | 0 | 0 | 0 | 0 | 83051.4577 | 0 | 0 | 0 | 0 | 0 | 0 | 0 | 0 | 0 | -277166.1862 | 0 | 0 | 0 | 0 | 0 | 0 | 0 | 0
2016-05-26 04:00 | 0 | 0 | 0 | 0 | 65417.3561 | 0 | 425635 | 0 | 0 | 0 | 0 | 126996.3327 | 0 | 0 | 0 | 0 | 0 | 0 | 0 | 3601012.2 | 0 | 0 | 0 | 0 | 0 | 0 | 0 | 0 | 0 | 0 | 0 | -83051.4577 | 0 | 0 | 0 | 0 | 0 | 0 | 0 | 0 | 0 | -277166.1862 | 0 | 0 | 0 | 0 | 0 | 0 | 0 | 0
2016-05-26 05:00 | 0 | 0 | 0 | 0 | 40339.3561 | 0 | 400557 | 0 | 0 | 0 | 0 | 43944.875 | 0 | 0 | 0 | 0 | 0 | 0 | 0 | 3323846.0138 | 0 | 0 | 0 | 0 | 0 | 0 | 0 | 0 | 0 | 0 | 0 | -83051.4577 | 0 | 0 | 0 | 0 | 0 | 0 | 0 | 0 | 0 | -277166.1862 | 0 | 0 | 0 | 0 | 0 | 0 | 0 | 0
2016-05-26 06:00 | 0 | 0 | 0 | 0 | 186852.2715 | 0 | 380967 | 0 | 0 | 0 | 0 | 126996.3327 | 0 | 0 | 0 | 0 | 0 | 0 | 0 | 3046679.8277 | 0 | 0 | 0 | 0 | 0 | 0 | 0 | 0 | 0 | 0 | 0 | 83051.4577 | 0 | 0 | 0 | 0 | 0 | 0 | 0 | 0 | 0 | -277166.1862 | 0 | 0 | 0 | 0 | 0 | 0 | 0 | 0
2016-05-26 07:00 | 0 | 0 | 0 | 0 | 6931.3561 | 0 | 367149 | 0 | 0 | 0 | 0 | 43944.875 | 0 | 0 | 0 | 0 | 0 | 0 | 0 | 2769513.6415 | 0 | 0 | 0 | 0 | 0 | 0 | 0 | 0 | 0 | 0 | 0 | -83051.4577 | 0 | 0 | 0 | 0 | 0 | 0 | 0 | 0 | 0 | -277166.1862 | 0 | 0 | 0 | 0 | 0 | 0 | 0 | 0
2016-05-26 08:00 | 0 | 0 | 0 | 0 | 40867.9388 | 0 | 361979 | 0 | 0 | 0 | 0 | 0 | 0 | 0 | 0 | 0 | 0 | 0 | 0 | 2492347.4553 | 0 | 0 | 0 | 0 | 0 | 0 | 0 | 0 | 0 | 0 | 0 | -43944.875 | 0 | 0 | 0 | 0 | 0 | 0 | 0 | 0 | 0 | -277166.1862 | 0 | 0 | 0 | 0 | 0 | 0 | 0 | 0
2016-05-26 09:00 | 0 | 0 | 0 | 0 | 173770.2715 | 0 | 367885 | 0 | 0 | 0 | 0 | 83051.4577 | 0 | 0 | 0 | 0 | 0 | 0 | 0 | 2215181.2692 | 0 | 0 | 0 | 0 | 0 | 0 | 0 | 0 | 0 | 0 | 0 | 83051.4577 | 0 | 0 | 0 | 0 | 0 | 0 | 0 | 0 | 0 | -277166.1862 | 0 | 0 | 0 | 0 | 0 | 0 | 0 | 0
2016-05-26 10:00 | 0 | 0 | 0 | 0 | 27028.3561 | 0 | 387246 | 0 | 0 | 0 | 0 | 0 | 0 | 0 | 0 | 0 | 0 | 0 | 0 | 1938015.083 | 0 | 0 | 0 | 0 | 0 | 0 | 0 | 0 | 0 | 0 | 0 | -83051.4577 | 0 | 0 | 0 | 0 | 0 | 0 | 0 | 0 | 0 | -277166.1862 | 0 | 0 | 0 | 0 | 0 | 0 | 0 | 0
2016-05-26 11:00 | 0 | 0 | 0 | 0 | 398760.6102 | 2.1104 | 410827 | 0 | 0 | 0 | 0 | 83051.4577 | 0 | 0 | 0 | 0 | 0 | 0 | 0 | 1842899.3459 | 0 | 0 | 0 | 0 | 0 | 0 | 0 | 0 | 0 | 0 | 0 | 83051.4577 | 0 | 0 | 0 | 0 | 0 | 0 | 0 | 0 | 0 | -95115.7371 | 0 | 0 | 0 | 0 | 0 | 0 | 0 | 0
2016-05-26 12:00 | 0 | 0 | 0 | 0 | 0 | 133035.5548 | 432688 | 0 | 0 | 0 | 0 | 0 | 0 | 0 | 0 | 0 | 0 | 0 | 0 | 1626298.3584 | 0 | 0 | 0 | 0 | 0 | 0 | 0 | 0 | 0 | 0 | 0 | -83051.4577 | 0 | 0 | 0 | 0 | 0 | 0 | 0 | 0 | 0 | -216600.9875 | 0 | 0 | 0 | 0 | 0 | 0 | 0 | 0
2016-05-26 13:00 | 0 | 0 | 0 | 0 | 192891.063 | 507083.5421 | 453714 | 0 | 0 | 0 | 0 | 0 | 0 | 0 | 0 | 0 | 0 | 0 | 0 | 1872558.9634 | 0 | 0 | 0 | 0 | 0 | 0 | 0 | 0 | 0 | 0 | 0 | 0 | 0 | 0 | 0 | 0 | 0 | 0 | 0 | 0 | 0 | 246260.605 | 0 | 0 | 0 | 0 | 0 | 0 | 0 | 0
2016-05-26 14:00 | 0 | 0 | 0 | 0 | 40032.0815 | 713412.1046 | 476278 | 0 | 0 | 0 | 0 | 0 | 0 | 0 | 0 | 0 | 0 | 0 | 0 | 2149725.1496 | 0 | 0 | 0 | 0 | 0 | 0 | 0 | 0 | 0 | 0 | 0 | 0 | 0 | 0 | 0 | 0 | 0 | 0 | 0 | 0 | 0 | 277166.1862 | 0 | 0 | 0 | 0 | 0 | 0 | 0 | 0
2016-05-26 15:00 | 0 | 0 | 0 | 0 | 18605.1232 | 838714.5207 | 497102 | 0 | 0 | 0 | 0 | 83051.4577 | 0 | 0 | 0 | 0 | 0 | 0 | 0 | 2426891.3358 | 0 | 0 | 0 | 0 | 0 | 0 | 0 | 0 | 0 | 0 | 0 | 83051.4577 | 0 | 0 | 0 | 0 | 0 | 0 | 0 | 0 | 0 | 277166.1862 | 0 | 0 | 0 | 0 | 0 | 0 | 0 | 0
2016-05-26 16:00 | 0 | 0 | 0 | 0 | 0 | 878857.8222 | 514615 | 0 | 0 | 0 | 0 | 156484.8627 | 0 | 0 | 0 | 0 | 0 | 0 | 0 | 2704057.5219 | 0 | 13643.2311 | 0 | 0 | 0 | 0 | 0 | 0 | 0 | 0 | 0 | 73433.405 | 0 | 0 | 0 | 0 | 0 | 0 | 0 | 0 | 0 | 277166.1862 | 0 | 13643.2311 | 0 | 0 | 0 | 0 | 0 | 0
2016-05-26 17:00 | 0 | 0 | 0 | 0 | 0 | 876576.4128 | 530002 | 0 | 0 | 0 | 0 | 239536.3204 | 0 | 0 | 0 | 0 | 0 | 0 | 0 | 2981223.7081 | 0 | 0 | 0 | 0 | 0 | 0 | 0 | 0 | 0 | 0 | 0 | 83051.4577 | 0 | 0 | 0 | 0 | 0 | 0 | 0 | 0 | 0 | 277166.1862 | 0 | -13643.2311 | 0 | 0 | 0 | 0 | 0 | 0
2016-05-26 18:00 | 0 | 0 | 0 | 0 | 0 | 861058.5545 | 540760 | 0 | 0 | 0 | 0 | 322587.7781 | 0 | 0 | 0 | 0 | 0 | 0 | 0 | 3218470.8049 | 0 | 0 | 0 | 0 | 0 | 0 | 0 | 0 | 0 | 0 | 0 | 83051.4577 | 0 | 0 | 0 | 0 | 0 | 0 | 0 | 0 | 0 | 237247.0968 | 0 | 0 | 0 | 0 | 0 | 0 | 0 | 0
2016-05-26 19:00 | 0 | 0 | 0 | 0 | 0 | 841946.8156 | 550035 | 0 | 0 | 0 | 0 | 376150.7058 | 0 | 0 | 0 | 0 | 0 | 0 | 0 | 3456819.6928 | 0 | 0 | 0 | 0 | 0 | 0 | 0 | 0 | 0 | 0 | 0 | 53562.9277 | 0 | 0 | 0 | 0 | 0 | 0 | 0 | 0 | 0 | 238348.8878 | 0 | 0 | 0 | 0 | 0 | 0 | 0 | 0
2016-05-26 20:00 | 0 | 0 | 0 | 0 | 0 | 826523.3 | 554684 | 0 | 0 | 0 | 0 | 370823.8197 | 0 | 0 | 0 | 0 | 0 | 0 | 0 | 3733985.8789 | 0 | 0 | 0 | 0 | 0 | 0 | 0 | 0 | 0 | 0 | 0 | -5326.8862 | 0 | 0 | 0 | 0 | 0 | 0 | 0 | 0 | 0 | 277166.1862 | 0 | 0 | 0 | 0 | 0 | 0 | 0 | 0
2016-05-26 21:00 | 0 | 0 | 0 | 0 | 0 | 804127.8126 | 553672 | 0 | 0 | 0 | 0 | 344113.4461 | 0 | 0 | 0 | 0 | 0 | 0 | 0 | 4011152.0651 | 0 | 0 | 0 | 0 | 0 | 0 | 0 | 0 | 0 | 0 | 0 | -26710.3736 | 0 | 0 | 0 | 0 | 0 | 0 | 0 | 0 | 0 | 277166.1862 | 0 | 0 | 0 | 0 | 0 | 0 | 0 | 0
2016-05-26 22:00 | 0 | 0 | 0 | 0 | 0 | 757484.5759 | 546361 | 0 | 0 | 0 | 0 | 278070.8358 | 0 | 0 | 0 | 0 | 0 | 0 | 0 | 4288318.2513 | 0 | 0 | 0 | 0 | 0 | 0 | 0 | 0 | 0 | 0 | 0 | -66042.6103 | 0 | 0 | 0 | 0 | 0 | 0 | 0 | 0 | 0 | 277166.1862 | 0 | 0 | 0 | 0 | 0 | 0 | 0 | 0
2016-05-26 23:00 | 0 | 0 | 0 | 0 | 0 | 669935.1288 | 533794 | 0 | 0 | 0 | 0 | 332205.8308 | 0 | 0 | 0 | 0 | 0 | 0 | 0 | 4370324.385 | 0 | 0 | 0 | 0 | 0 | 0 | 0 | 0 | 0 | 0 | 0 | 54134.995 | 0 | 0 | 0 | 0 | 0 | 0 | 0 | 0 | 0 | 82006.1337 | 0 | 0 | 0 | 0 | 0 | 0 | 0 | 0
2016-05-27 | 0 | 0 | 0 | 0 | 0 | 534724.8471 | 523360 | 0 | 0 | 0 | 0 | 249154.3731 | 0 | 0 | 0 | 0 | 0 | 0 | 0 | 4464740.6898 | 0 | 0 | 0 | 0 | 0 | 0 | 0 | 0 | 0 | 0 | 0 | -83051.4577 | 0 | 0 | 0 | 0 | 0 | 0 | 0 | 0 | 0 | 94416.3048 | 0 | 0 | 0 | 0 | 0 | 0 | 0 | 0
2016-05-27 01:00 | 0 | 0 | 0 | 0 | 43973.5599 | 276529.7116 | 514618 | 0 | 0 | 0 | 0 | 332205.8308 | 0 | 0 | 0 | 0 | 0 | 0 | 0 | 4187574.5037 | 0 | 0 | 0 | 0 | 0 | 0 | 0 | 0 | 0 | 0 | 0 | 83051.4577 | 0 | 0 | 0 | 0 | 0 | 0 | 0 | 0 | 0 | -277166.1862 | 0 | 0 | 0 | 0 | 0 | 0 | 0 | 0
2016-05-27 02:00 | 0 | 0 | 0 | 0 | 97621.4855 | 31970.8706 | 489810 | 0 | 0 | 0 | 0 | 249154.3731 | 0 | 0 | 0 | 0 | 0 | 0 | 0 | 3910408.3175 | 0 | 0 | 0 | 0 | 0 | 0 | 0 | 0 | 0 | 0 | 0 | -83051.4577 | 0 | 0 | 0 | 0 | 0 | 0 | 0 | 0 | 0 | -277166.1862 | 0 | 0 | 0 | 0 | 0 | 0 | 0 | 0
2016-05-27 03:00 | 0 | 0 | 0 | 0 | 99259.3561 | 0 | 459477 | 0 | 0 | 0 | 0 | 166102.9154 | 0 | 0 | 0 | 0 | 0 | 0 | 0 | 3633242.1313 | 0 | 0 | 0 | 0 | 0 | 0 | 0 | 0 | 0 | 0 | 0 | -83051.4577 | 0 | 0 | 0 | 0 | 0 | 0 | 0 | 0 | 0 | -277166.1862 | 0 | 0 | 0 | 0 | 0 | 0 | 0 | 0
2016-05-27 04:00 | 0 | 0 | 0 | 0 | 68557.3561 | 0 | 428775 | 0 | 0 | 0 | 0 | 83051.4577 | 0 | 0 | 0 | 0 | 0 | 0 | 0 | 3356075.9452 | 0 | 0 | 0 | 0 | 0 | 0 | 0 | 0 | 0 | 0 | 0 | -83051.4577 | 0 | 0 | 0 | 0 | 0 | 0 | 0 | 0 | 0 | -277166.1862 | 0 | 0 | 0 | 0 | 0 | 0 | 0 | 0
2016-05-27 05:00 | 0 | 0 | 0 | 0 | 412191.8352 | 0 | 402449 | 0 | 0 | 0 | 0 | 166102.9154 | 0 | 0 | 0 | 0 | 0 | 0 | 0 | 3260992.9665 | 0 | 21774.3561 | 0 | 0 | 0 | 0 | 0 | 0 | 0 | 0 | 0 | 83051.4577 | 0 | 0 | 0 | 0 | 0 | 0 | 0 | 0 | 0 | -95082.9787 | 0 | 21774.3561 | 0 | 0 | 0 | 0 | 0 | 0
2016-05-27 06:00 | 0 | 0 | 0 | 0 | 0 | 0 | 381992 | 0 | 0 | 0 | 0 | 83051.4577 | 0 | 0 | 0 | 0 | 0 | 0 | 0 | 2983826.7803 | 0 | 0 | 0 | 0 | 0 | 0 | 0 | 0 | 0 | 0 | 0 | -83051.4577 | 0 | 0 | 0 | 0 | 0 | 0 | 0 | 0 | 0 | -277166.1862 | 0 | -21774.3561 | 0 | 0 | 0 | 0 | 0 | 0
2016-05-27 07:00 | 0 | 0 | 0 | 0 | 8535.3561 | 0 | 368753 | 0 | 0 | 0 | 0 | 0 | 0 | 0 | 0 | 0 | 0 | 0 | 0 | 2706660.5942 | 0 | 0 | 0 | 0 | 0 | 0 | 0 | 0 | 0 | 0 | 0 | -83051.4577 | 0 | 0 | 0 | 0 | 0 | 0 | 0 | 0 | 0 | -277166.1862 | 0 | 0 | 0 | 0 | 0 | 0 | 0 | 0
2016-05-27 08:00 | 0 | 0 | 0 | 0 | 169865.2715 | 0 | 363980 | 0 | 0 | 0 | 0 | 83051.4577 | 0 | 0 | 0 | 0 | 0 | 0 | 0 | 2429494.408 | 0 | 0 | 0 | 0 | 0 | 0 | 0 | 0 | 0 | 0 | 0 | 83051.4577 | 0 | 0 | 0 | 0 | 0 | 0 | 0 | 0 | 0 | -277166.1862 | 0 | 0 | 0 | 0 | 0 | 0 | 0 | 0
2016-05-27 09:00 | 0 | 0 | 0 | 0 | 8716.3561 | 0 | 368934 | 0 | 0 | 0 | 0 | 0 | 0 | 0 | 0 | 0 | 0 | 0 | 0 | 2152328.2218 | 0 | 0 | 0 | 0 | 0 | 0 | 0 | 0 | 0 | 0 | 0 | -83051.4577 | 0 | 0 | 0 | 0 | 0 | 0 | 0 | 0 | 0 | -277166.1862 | 0 | 0 | 0 | 0 | 0 | 0 | 0 | 0
2016-05-27 10:00 | 0 | 0 | 0 | 0 | 290425.3528 | 0 | 384185 | 0 | 0 | 0 | 0 | 83051.4577 | 0 | 0 | 0 | 0 | 0 | 0 | 0 | 1975517.1169 | 0 | 0 | 0 | 0 | 0 | 0 | 0 | 0 | 0 | 0 | 0 | 83051.4577 | 0 | 0 | 0 | 0 | 0 | 0 | 0 | 0 | 0 | -176811.1049 | 0 | 0 | 0 | 0 | 0 | 0 | 0 | 0
2016-05-27 11:00 | 0 | 0 | 0 | 0 | 44884.4268 | 2.9293 | 405105 | 0 | 0 | 0 | 0 | 0 | 0 | 0 | 0 | 0 | 0 | 0 | 0 | 1698350.9307 | 0 | 0 | 0 | 0 | 0 | 0 | 0 | 0 | 0 | 0 | 0 | -83051.4577 | 0 | 0 | 0 | 0 | 0 | 0 | 0 | 0 | 0 | -277166.1862 | 0 | 0 | 0 | 0 | 0 | 0 | 0 | 0
2016-05-27 12:00 | 0 | 0 | 0 | 0 | 182660.3563 | 117783.8415 | 429110 | 0 | 0 | 0 | 0 | 0 | 0 | 0 | 0 | 0 | 0 | 0 | 0 | 1569685.1286 | 0 | 0 | 0 | 0 | 0 | 0 | 0 | 0 | 0 | 0 | 0 | 0 | 0 | 0 | 0 | 0 | 0 | 0 | 0 | 0 | 0 | -128665.8021 | 0 | 0 | 0 | 0 | 0 | 0 | 0 | 0
2016-05-27 13:00 | 0 | 0 | 0 | 0 | 146165.6392 | 491943.9491 | 452260 | 0 | 0 | 0 | 0 | 0 | 0 | 0 | 0 | 0 | 0 | 0 | 0 | 1722761.6315 | 0 | 32773.0854 | 0 | 0 | 0 | 0 | 0 | 0 | 0 | 0 | 0 | 0 | 0 | 0 | 0 | 0 | 0 | 0 | 0 | 0 | 0 | 153076.5029 | 0 | 32773.0854 | 0 | 0 | 0 | 0 | 0 | 0
2016-05-27 14:00 | 0 | 0 | 0 | 0 | 0 | 721331.2693 | 475781 | 0 | 0 | 0 | 0 | 1157.1685 | 0 | 0 | 0 | 0 | 0 | 0 | 0 | 1999927.8176 | 0 | 0 | 0 | 0 | 0 | 0 | 0 | 0 | 0 | 0 | 0 | 1157.1685 | 0 | 0 | 0 | 0 | 0 | 0 | 0 | 0 | 0 | 277166.1862 | 0 | -32773.0854 | 0 | 0 | 0 | 0 | 0 | 0
2016-05-27 15:00 | 0 | 0 | 0 | 0 | 0 | 832438.1342 | 496673 | 0 | 0 | 0 | 0 | 59756.1166 | 0 | 0 | 0 | 0 | 0 | 0 | 0 | 2277094.0038 | 0 | 0 | 0 | 0 | 0 | 0 | 0 | 0 | 0 | 0 | 0 | 58598.9481 | 0 | 0 | 0 | 0 | 0 | 0 | 0 | 0 | 0 | 277166.1862 | 0 | 0 | 0 | 0 | 0 | 0 | 0 | 0
2016-05-27 16:00 | 0 | 0 | 0 | 0 | 0 | 869918.0349 | 513944 | 0 | 0 | 0 | 0 | 124730.3865 | 0 | 0 | 0 | 0 | 0 | 0 | 0 | 2554260.19 | 0 | 13833.5787 | 0 | 0 | 0 | 0 | 0 | 0 | 0 | 0 | 0 | 64974.27 | 0 | 0 | 0 | 0 | 0 | 0 | 0 | 0 | 0 | 277166.1862 | 0 | 13833.5787 | 0 | 0 | 0 | 0 | 0 | 0
2016-05-27 17:00 | 0 | 0 | 0 | 0 | 0 | 873710.0651 | 527326 | 0 | 0 | 0 | 0 | 207781.8442 | 0 | 0 | 0 | 0 | 0 | 0 | 0 | 2831426.3761 | 0 | 0 | 0 | 0 | 0 | 0 | 0 | 0 | 0 | 0 | 0 | 83051.4577 | 0 | 0 | 0 | 0 | 0 | 0 | 0 | 0 | 0 | 277166.1862 | 0 | -13833.5787 | 0 | 0 | 0 | 0 | 0 | 0
2016-05-27 18:00 | 0 | 0 | 0 | 0 | 0 | 865170.9215 | 537440 | 0 | 0 | 0 | 0 | 258346.5795 | 0 | 0 | 0 | 0 | 0 | 0 | 0 | 3108592.5623 | 0 | 0 | 0 | 0 | 0 | 0 | 0 | 0 | 0 | 0 | 0 | 50564.7353 | 0 | 0 | 0 | 0 | 0 | 0 | 0 | 0 | 0 | 277166.1862 | 0 | 0 | 0 | 0 | 0 | 0 | 0 | 0
2016-05-27 19:00 | 0 | 0 | 0 | 0 | 0 | 854535.1227 | 543658 | 0 | 0 | 0 | 0 | 284303.698 | 0 | 0 | 0 | 0 | 0 | 0 | 0 | 3385758.7484 | 0 | 7753.8181 | 0 | 0 | 0 | 0 | 0 | 0 | 0 | 0 | 0 | 25957.1184 | 0 | 0 | 0 | 0 | 0 | 0 | 0 | 0 | 0 | 277166.1862 | 0 | 7753.8181 | 0 | 0 | 0 | 0 | 0 | 0
2016-05-27 20:00 | 0 | 0 | 0 | 0 | 87857.0981 | 845693.0147 | 546585 | 0 | 0 | 0 | 0 | 361329.5393 | 0 | 0 | 0 | 0 | 0 | 0 | 0 | 3662924.9346 | 0 | 40526.9035 | 0 | 0 | 0 | 0 | 0 | 0 | 0 | 0 | 0 | 77025.8413 | 0 | 0 | 0 | 0 | 0 | 0 | 0 | 0 | 0 | 277166.1862 | 0 | 32773.0854 | 0 | 0 | 0 | 0 | 0 | 0
2016-05-27 21:00 | 0 | 0 | 0 | 0 | 0 | 827000.199 | 544994 | 0 | 0 | 0 | 0 | 366169.5521 | 0 | 0 | 0 | 0 | 0 | 0 | 0 | 3940091.1208 | 0 | 40526.9035 | 0 | 0 | 0 | 0 | 0 | 0 | 0 | 0 | 0 | 4840.0128 | 0 | 0 | 0 | 0 | 0 | 0 | 0 | 0 | 0 | 277166.1862 | 0 | 0 | 0 | 0 | 0 | 0 | 0 | 0
2016-05-27 22:00 | 0 | 0 | 0 | 0 | 0 | 789686.2545 | 535312 | 0 | 0 | 0 | 0 | 376150.7058 | 0 | 0 | 0 | 0 | 0 | 0 | 0 | 4217257.3069 | 0 | 7753.8181 | 0 | 0 | 0 | 0 | 0 | 0 | 0 | 0 | 0 | 9981.1537 | 0 | 0 | 0 | 0 | 0 | 0 | 0 | 0 | 0 | 277166.1862 | 0 | -32773.0854 | 0 | 0 | 0 | 0 | 0 | 0
2016-05-27 23:00 | 0 | 0 | 0 | 0 | 0 | 707000.0624 | 520452 | 0 | 0 | 0 | 0 | 332205.8308 | 0 | 0 | 0 | 0 | 0 | 0 | 0 | 4414977.1589 | 0 | 40526.9035 | 0 | 0 | 0 | 0 | 0 | 0 | 0 | 0 | 0 | -43944.875 | 0 | 0 | 0 | 0 | 0 | 0 | 0 | 0 | 0 | 197719.852 | 0 | 32773.0854 | 0 | 0 | 0 | 0 | 0 | 0
2016-05-28 | 0 | 0 | 0 | 0 | 0 | 570715.2214 | 507956 | 0 | 0 | 0 | 0 | 249154.3731 | 0 | 0 | 0 | 0 | 0 | 0 | 0 | 4593560.9234 | 0 | 7753.8181 | 0 | 0 | 0 | 0 | 0 | 0 | 0 | 0 | 0 | -83051.4577 | 0 | 0 | 0 | 0 | 0 | 0 | 0 | 0 | 0 | 178583.7644 | 0 | -32773.0854 | 0 | 0 | 0 | 0 | 0 | 0
2016-05-28 01:00 | 0 | 0 | 0 | 0 | 0 | 296790.6262 | 498303 | 0 | 0 | 0 | 0 | 332205.8308 | 0 | 0 | 0 | 0 | 0 | 0 | 0 | 4316750.91 | 0 | 0 | 0 | 0 | 0 | 0 | 0 | 0 | 0 | 0 | 0 | 83051.4577 | 0 | 0 | 0 | 0 | 0 | 0 | 0 | 0 | 0 | -276810.0134 | 0 | -7753.8181 | 0 | 0 | 0 | 0 | 0 | 0
2016-05-28 02:00 | 0 | 0 | 0 | 0 | 71727.7596 | 45110.5965 | 477056 | 0 | 0 | 0 | 0 | 249154.3731 | 0 | 0 | 0 | 0 | 0 | 0 | 0 | 4039584.7239 | 0 | 0 | 0 | 0 | 0 | 0 | 0 | 0 | 0 | 0 | 0 | -83051.4577 | 0 | 0 | 0 | 0 | 0 | 0 | 0 | 0 | 0 | -277166.1862 | 0 | 0 | 0 | 0 | 0 | 0 | 0 | 0
2016-05-28 03:00 | 0 | 0 | 0 | 0 | 87588.3561 | 0 | 447806 | 0 | 0 | 0 | 0 | 166102.9154 | 0 | 0 | 0 | 0 | 0 | 0 | 0 | 3762418.5377 | 0 | 0 | 0 | 0 | 0 | 0 | 0 | 0 | 0 | 0 | 0 | -83051.4577 | 0 | 0 | 0 | 0 | 0 | 0 | 0 | 0 | 0 | -277166.1862 | 0 | 0 | 0 | 0 | 0 | 0 | 0 | 0
2016-05-28 04:00 | 0 | 0 | 0 | 0 | 57848.3561 | 0 | 418066 | 0 | 0 | 0 | 0 | 83051.4577 | 0 | 0 | 0 | 0 | 0 | 0 | 0 | 3485252.3515 | 0 | 0 | 0 | 0 | 0 | 0 | 0 | 0 | 0 | 0 | 0 | -83051.4577 | 0 | 0 | 0 | 0 | 0 | 0 | 0 | 0 | 0 | -277166.1862 | 0 | 0 | 0 | 0 | 0 | 0 | 0 | 0
2016-05-28 05:00 | 0 | 0 | 0 | 0 | 311029.3581 | 0 | 394181 | 0 | 0 | 0 | 0 | 166102.9154 | 0 | 0 | 0 | 0 | 0 | 0 | 0 | 3303831.8958 | 0 | 15217.3561 | 0 | 0 | 0 | 0 | 0 | 0 | 0 | 0 | 0 | 83051.4577 | 0 | 0 | 0 | 0 | 0 | 0 | 0 | 0 | 0 | -181420.4558 | 0 | 15217.3561 | 0 | 0 | 0 | 0 | 0 | 0
2016-05-28 06:00 | 0 | 0 | 0 | 0 | 0 | 0 | 375435 | 0 | 0 | 0 | 0 | 83051.4577 | 0 | 0 | 0 | 0 | 0 | 0 | 0 | 3026665.7096 | 0 | 0 | 0 | 0 | 0 | 0 | 0 | 0 | 0 | 0 | 0 | -83051.4577 | 0 | 0 | 0 | 0 | 0 | 0 | 0 | 0 | 0 | -277166.1862 | 0 | -15217.3561 | 0 | 0 | 0 | 0 | 0 | 0
2016-05-28 07:00 | 0 | 0 | 0 | 0 | 642.3561 | 0 | 360860 | 0 | 0 | 0 | 0 | 0 | 0 | 0 | 0 | 0 | 0 | 0 | 0 | 2749499.5234 | 0 | 0 | 0 | 0 | 0 | 0 | 0 | 0 | 0 | 0 | 0 | -83051.4577 | 0 | 0 | 0 | 0 | 0 | 0 | 0 | 0 | 0 | -277166.1862 | 0 | 0 | 0 | 0 | 0 | 0 | 0 | 0
2016-05-28 08:00 | 0 | 0 | 0 | 0 | 158020.2715 | 0 | 352135 | 0 | 0 | 0 | 0 | 83051.4577 | 0 | 0 | 0 | 0 | 0 | 0 | 0 | 2472333.3373 | 0 | 0 | 0 | 0 | 0 | 0 | 0 | 0 | 0 | 0 | 0 | 83051.4577 | 0 | 0 | 0 | 0 | 0 | 0 | 0 | 0 | 0 | -277166.1862 | 0 | 0 | 0 | 0 | 0 | 0 | 0 | 0
2016-05-28 09:00 | 0 | 0 | 0 | 0 | 0 | 0 | 348132 | 0 | 0 | 0 | 0 | 0 | 0 | 0 | 0 | 0 | 0 | 0 | 0 | 2207252.795 | 0 | 0 | 0 | 0 | 0 | 0 | 0 | 0 | 0 | 0 | 0 | -83051.4577 | 0 | 0 | 0 | 0 | 0 | 0 | 0 | 0 | 0 | -265080.5423 | 0 | 0 | 0 | 0 | 0 | 0 | 0 | 0
2016-05-28 10:00 | 0 | 0 | 0 | 0 | 72154.8138 | 0 | 349321 | 0 | 0 | 0 | 0 | 0 | 0 | 0 | 0 | 0 | 0 | 0 | 0 | 1930086.6088 | 0 | 0 | 0 | 0 | 0 | 0 | 0 | 0 | 0 | 0 | 0 | 0 | 0 | 0 | 0 | 0 | 0 | 0 | 0 | 0 | 0 | -277166.1862 | 0 | 0 | 0 | 0 | 0 | 0 | 0 | 0
2016-05-28 11:00 | 0 | 0 | 0 | 0 | 253938.9787 | 4.6407 | 357711 | 0 | 0 | 0 | 0 | 83051.4577 | 0 | 0 | 0 | 0 | 0 | 0 | 0 | 1743267.7706 | 0 | 0 | 0 | 0 | 0 | 0 | 0 | 0 | 0 | 0 | 0 | 83051.4577 | 0 | 0 | 0 | 0 | 0 | 0 | 0 | 0 | 0 | -186818.8382 | 0 | 0 | 0 | 0 | 0 | 0 | 0 | 0
2016-05-28 12:00 | 0 | 0 | 0 | 0 | 0 | 153388.2377 | 377804 | 0 | 0 | 0 | 0 | 0 | 0 | 0 | 0 | 0 | 0 | 0 | 0 | 1601903.466 | 0 | 0 | 0 | 0 | 0 | 0 | 0 | 0 | 0 | 0 | 0 | -83051.4577 | 0 | 0 | 0 | 0 | 0 | 0 | 0 | 0 | 0 | -141364.3046 | 0 | 0 | 0 | 0 | 0 | 0 | 0 | 0
2016-05-28 13:00 | 0 | 0 | 0 | 0 | 110582.8304 | 566901.9865 | 404774 | 0 | 0 | 0 | 0 | 0 | 0 | 0 | 0 | 0 | 0 | 0 | 0 | 1874614.2828 | 0 | 0 | 0 | 0 | 0 | 0 | 0 | 0 | 0 | 0 | 0 | 0 | 0 | 0 | 0 | 0 | 0 | 0 | 0 | 0 | 0 | 272710.8168 | 0 | 0 | 0 | 0 | 0 | 0 | 0 | 0
2016-05-28 14:00 | 0 | 0 | 0 | 0 | 0 | 709083.1862 | 431917 | 0 | 0 | 0 | 0 | 0 | 0 | 0 | 0 | 0 | 0 | 0 | 0 | 2151780.4689 | 0 | 0 | 0 | 0 | 0 | 0 | 0 | 0 | 0 | 0 | 0 | 0 | 0 | 0 | 0 | 0 | 0 | 0 | 0 | 0 | 0 | 277166.1862 | 0 | 0 | 0 | 0 | 0 | 0 | 0 | 0
2016-05-28 15:00 | 0 | 0 | 0 | 0 | 0 | 734062.1862 | 456896 | 0 | 0 | 0 | 0 | 0 | 0 | 0 | 0 | 0 | 0 | 0 | 0 | 2428946.6551 | 0 | 0 | 0 | 0 | 0 | 0 | 0 | 0 | 0 | 0 | 0 | 0 | 0 | 0 | 0 | 0 | 0 | 0 | 0 | 0 | 0 | 277166.1862 | 0 | 0 | 0 | 0 | 0 | 0 | 0 | 0
2016-05-28 16:00 | 0 | 0 | 0 | 0 | 0 | 837642.6439 | 477425 | 0 | 0 | 0 | 0 | 83051.4577 | 0 | 0 | 0 | 0 | 0 | 0 | 0 | 2706112.8413 | 0 | 0 | 0 | 0 | 0 | 0 | 0 | 0 | 0 | 0 | 0 | 83051.4577 | 0 | 0 | 0 | 0 | 0 | 0 | 0 | 0 | 0 | 277166.1862 | 0 | 0 | 0 | 0 | 0 | 0 | 0 | 0
2016-05-28 17:00 | 0 | 0 | 0 | 0 | 0 | 852699.6439 | 492482 | 0 | 0 | 0 | 0 | 166102.9154 | 0 | 0 | 0 | 0 | 0 | 0 | 0 | 2983279.0274 | 0 | 0 | 0 | 0 | 0 | 0 | 0 | 0 | 0 | 0 | 0 | 83051.4577 | 0 | 0 | 0 | 0 | 0 | 0 | 0 | 0 | 0 | 277166.1862 | 0 | 0 | 0 | 0 | 0 | 0 | 0 | 0
2016-05-28 18:00 | 0 | 0 | 0 | 0 | 0 | 864583.6439 | 504366 | 0 | 0 | 0 | 0 | 249154.3731 | 0 | 0 | 0 | 0 | 0 | 0 | 0 | 3260445.2136 | 0 | 0 | 0 | 0 | 0 | 0 | 0 | 0 | 0 | 0 | 0 | 83051.4577 | 0 | 0 | 0 | 0 | 0 | 0 | 0 | 0 | 0 | 277166.1862 | 0 | 0 | 0 | 0 | 0 | 0 | 0 | 0
2016-05-28 19:00 | 0 | 0 | 0 | 0 | 0 | 857830.5037 | 514319 | 0 | 0 | 0 | 0 | 282726.6053 | 0 | 0 | 0 | 0 | 0 | 0 | 0 | 3537611.3998 | 0 | 32773.0854 | 0 | 0 | 0 | 0 | 0 | 0 | 0 | 0 | 0 | 33572.2322 | 0 | 0 | 0 | 0 | 0 | 0 | 0 | 0 | 0 | 277166.1862 | 0 | 32773.0854 | 0 | 0 | 0 | 0 | 0 | 0
2016-05-28 20:00 | 0 | 0 | 0 | 0 | 0 | 864022.8734 | 522878 | 0 | 0 | 0 | 0 | 338951.4745 | 0 | 0 | 0 | 0 | 0 | 0 | 0 | 3814777.5859 | 0 | 40526.9035 | 0 | 0 | 0 | 0 | 0 | 0 | 0 | 0 | 0 | 56224.8692 | 0 | 0 | 0 | 0 | 0 | 0 | 0 | 0 | 0 | 277166.1862 | 0 | 7753.8181 | 0 | 0 | 0 | 0 | 0 | 0
2016-05-28 21:00 | 0 | 0 | 0 | 0 | 0 | 841169.4175 | 526804 | 0 | 0 | 0 | 0 | 376150.7058 | 0 | 0 | 0 | 0 | 0 | 0 | 0 | 4091943.7721 | 0 | 40526.9035 | 0 | 0 | 0 | 0 | 0 | 0 | 0 | 0 | 0 | 37199.2313 | 0 | 0 | 0 | 0 | 0 | 0 | 0 | 0 | 0 | 277166.1862 | 0 | 0 | 0 | 0 | 0 | 0 | 0 | 0
2016-05-28 22:00 | 0 | 0 | 0 | 0 | 0 | 793872.8283 | 524119 | 0 | 0 | 0 | 0 | 368738.348 | 0 | 0 | 0 | 0 | 0 | 0 | 0 | 4369109.9583 | 0 | 40526.9035 | 0 | 0 | 0 | 0 | 0 | 0 | 0 | 0 | 0 | -7412.3579 | 0 | 0 | 0 | 0 | 0 | 0 | 0 | 0 | 0 | 277166.1862 | 0 | 0 | 0 | 0 | 0 | 0 | 0 | 0
2016-05-28 23:00 | 0 | 0 | 0 | 0 | 0 | 700030.2996 | 513281 | 0 | 0 | 0 | 0 | 376150.7058 | 0 | 0 | 0 | 0 | 0 | 0 | 0 | 4556200.7181 | 0 | 32773.0854 | 0 | 0 | 0 | 0 | 0 | 0 | 0 | 0 | 0 | 7412.3579 | 0 | 0 | 0 | 0 | 0 | 0 | 0 | 0 | 0 | 187090.7599 | 0 | -7753.8181 | 0 | 0 | 0 | 0 | 0 | 0
2016-05-29 | 0 | 0 | 0 | 0 | 0 | 542988.2641 | 501272 | 0 | 0 | 0 | 0 | 376150.7058 | 0 | 0 | 0 | 0 | 0 | 0 | 0 | 4630690.0675 | 0 | 0 | 0 | 0 | 0 | 0 | 0 | 0 | 0 | 0 | 0 | 0 | 0 | 0 | 0 | 0 | 0 | 0 | 0 | 0 | 0 | 74489.3494 | 0 | -32773.0854 | 0 | 0 | 0 | 0 | 0 | 0
2016-05-29 01:00 | 0 | 0 | 0 | 0 | 0 | 264030.7305 | 491484 | 0 | 0 | 0 | 0 | 293099.2481 | 0 | 0 | 0 | 0 | 0 | 0 | 0 | 4486288.2557 | 0 | 0 | 0 | 0 | 0 | 0 | 0 | 0 | 0 | 0 | 0 | -83051.4577 | 0 | 0 | 0 | 0 | 0 | 0 | 0 | 0 | 0 | -144401.8118 | 0 | 0 | 0 | 0 | 0 | 0 | 0 | 0
2016-05-29 02:00 | 0 | 0 | 0 | 0 | 83963.3127 | 28310.0434 | 472491 | 0 | 0 | 0 | 0 | 210047.7904 | 0 | 0 | 0 | 0 | 0 | 0 | 0 | 4209122.0696 | 0 | 0 | 0 | 0 | 0 | 0 | 0 | 0 | 0 | 0 | 0 | -83051.4577 | 0 | 0 | 0 | 0 | 0 | 0 | 0 | 0 | 0 | -277166.1862 | 0 | 0 | 0 | 0 | 0 | 0 | 0 | 0
2016-05-29 03:00 | 0 | 0 | 0 | 0 | 84374.3561 | 0 | 444592 | 0 | 0 | 0 | 0 | 126996.3327 | 0 | 0 | 0 | 0 | 0 | 0 | 0 | 3931955.8834 | 0 | 0 | 0 | 0 | 0 | 0 | 0 | 0 | 0 | 0 | 0 | -83051.4577 | 0 | 0 | 0 | 0 | 0 | 0 | 0 | 0 | 0 | -277166.1862 | 0 | 0 | 0 | 0 | 0 | 0 | 0 | 0
2016-05-29 04:00 | 0 | 0 | 0 | 0 | 224090.2715 | 0 | 418205 | 0 | 0 | 0 | 0 | 210047.7904 | 0 | 0 | 0 | 0 | 0 | 0 | 0 | 3654789.6972 | 0 | 0 | 0 | 0 | 0 | 0 | 0 | 0 | 0 | 0 | 0 | 83051.4577 | 0 | 0 | 0 | 0 | 0 | 0 | 0 | 0 | 0 | -277166.1862 | 0 | 0 | 0 | 0 | 0 | 0 | 0 | 0
2016-05-29 05:00 | 0 | 0 | 0 | 0 | 33856.3561 | 0 | 394074 | 0 | 0 | 0 | 0 | 126996.3327 | 0 | 0 | 0 | 0 | 0 | 0 | 0 | 3377623.5111 | 0 | 0 | 0 | 0 | 0 | 0 | 0 | 0 | 0 | 0 | 0 | -83051.4577 | 0 | 0 | 0 | 0 | 0 | 0 | 0 | 0 | 0 | -277166.1862 | 0 | 0 | 0 | 0 | 0 | 0 | 0 | 0
2016-05-29 06:00 | 0 | 0 | 0 | 0 | 13737.3561 | 0 | 373955 | 0 | 0 | 0 | 0 | 43944.875 | 0 | 0 | 0 | 0 | 0 | 0 | 0 | 3100457.3249 | 0 | 0 | 0 | 0 | 0 | 0 | 0 | 0 | 0 | 0 | 0 | -83051.4577 | 0 | 0 | 0 | 0 | 0 | 0 | 0 | 0 | 0 | -277166.1862 | 0 | 0 | 0 | 0 | 0 | 0 | 0 | 0
2016-05-29 07:00 | 0 | 0 | 0 | 0 | 164892.2715 | 0 | 359007 | 0 | 0 | 0 | 0 | 126996.3327 | 0 | 0 | 0 | 0 | 0 | 0 | 0 | 2823291.1387 | 0 | 0 | 0 | 0 | 0 | 0 | 0 | 0 | 0 | 0 | 0 | 83051.4577 | 0 | 0 | 0 | 0 | 0 | 0 | 0 | 0 | 0 | -277166.1862 | 0 | 0 | 0 | 0 | 0 | 0 | 0 | 0
2016-05-29 08:00 | 0 | 0 | 0 | 0 | 0 | 0 | 349369 | 0 | 0 | 0 | 0 | 43944.875 | 0 | 0 | 0 | 0 | 0 | 0 | 0 | 2556973.5964 | 0 | 0 | 0 | 0 | 0 | 0 | 0 | 0 | 0 | 0 | 0 | -83051.4577 | 0 | 0 | 0 | 0 | 0 | 0 | 0 | 0 | 0 | -266317.5423 | 0 | 0 | 0 | 0 | 0 | 0 | 0 | 0
2016-05-29 09:00 | 0 | 0 | 0 | 0 | 23456.9388 | 0 | 344568 | 0 | 0 | 0 | 0 | 0 | 0 | 0 | 0 | 0 | 0 | 0 | 0 | 2279807.4103 | 0 | 0 | 0 | 0 | 0 | 0 | 0 | 0 | 0 | 0 | 0 | -43944.875 | 0 | 0 | 0 | 0 | 0 | 0 | 0 | 0 | 0 | -277166.1862 | 0 | 0 | 0 | 0 | 0 | 0 | 0 | 0
2016-05-29 10:00 | 0 | 0 | 0 | 0 | 148255.2715 | 0 | 342370 | 0 | 0 | 0 | 0 | 83051.4577 | 0 | 0 | 0 | 0 | 0 | 0 | 0 | 2002641.2241 | 0 | 0 | 0 | 0 | 0 | 0 | 0 | 0 | 0 | 0 | 0 | 83051.4577 | 0 | 0 | 0 | 0 | 0 | 0 | 0 | 0 | 0 | -277166.1862 | 0 | 0 | 0 | 0 | 0 | 0 | 0 | 0
2016-05-29 11:00 | 0 | 0 | 0 | 0 | 0 | 0.79901 | 347608 | 0 | 0 | 0 | 0 | 0 | 0 | 0 | 0 | 0 | 0 | 0 | 0 | 1738085.4808 | 0 | 0 | 0 | 0 | 0 | 0 | 0 | 0 | 0 | 0 | 0 | -83051.4577 | 0 | 0 | 0 | 0 | 0 | 0 | 0 | 0 | 0 | -264555.7433 | 0 | 0 | 0 | 0 | 0 | 0 | 0 | 0
2016-05-29 12:00 | 0 | 0 | 0 | 0 | 193707.4799 | 117327.5624 | 364457 | 0 | 0 | 0 | 0 | 83051.4577 | 0 | 0 | 0 | 0 | 0 | 0 | 0 | 1568838.98 | 0 | 32773.0854 | 0 | 0 | 0 | 0 | 0 | 0 | 0 | 0 | 0 | 83051.4577 | 0 | 0 | 0 | 0 | 0 | 0 | 0 | 0 | 0 | -169246.5008 | 0 | 32773.0854 | 0 | 0 | 0 | 0 | 0 | 0
2016-05-29 13:00 | 0 | 0 | 0 | 0 | 0 | 449033.6129 | 390643 | 0 | 0 | 0 | 0 | 0 | 0 | 0 | 0 | 0 | 0 | 0 | 0 | 1743054.136 | 0 | 0 | 0 | 0 | 0 | 0 | 0 | 0 | 0 | 0 | 0 | -83051.4577 | 0 | 0 | 0 | 0 | 0 | 0 | 0 | 0 | 0 | 174215.156 | 0 | -32773.0854 | 0 | 0 | 0 | 0 | 0 | 0
2016-05-29 14:00 | 0 | 0 | 0 | 0 | 0 | 655345.8132 | 417784 | 0 | 0 | 0 | 0 | 0 | 0 | 0 | 0 | 0 | 0 | 0 | 0 | 1980615.9492 | 0 | 0 | 0 | 0 | 0 | 0 | 0 | 0 | 0 | 0 | 0 | 0 | 0 | 0 | 0 | 0 | 0 | 0 | 0 | 0 | 0 | 237561.8132 | 0 | 0 | 0 | 0 | 0 | 0 | 0 | 0
2016-05-29 15:00 | 0 | 0 | 0 | 0 | 0 | 766212.9718 | 442750 | 0 | 0 | 0 | 0 | 46296.7857 | 0 | 0 | 0 | 0 | 0 | 0 | 0 | 2257782.1354 | 0 | 0 | 0 | 0 | 0 | 0 | 0 | 0 | 0 | 0 | 0 | 46296.7857 | 0 | 0 | 0 | 0 | 0 | 0 | 0 | 0 | 0 | 277166.1862 | 0 | 0 | 0 | 0 | 0 | 0 | 0 | 0
2016-05-29 16:00 | 0 | 0 | 0 | 0 | 0 | 818877.8609 | 464005 | 0 | 0 | 0 | 0 | 129348.2434 | 0 | 0 | 0 | 0 | 0 | 0 | 0 | 2529603.5385 | 0 | 0 | 0 | 0 | 0 | 0 | 0 | 0 | 0 | 0 | 0 | 83051.4577 | 0 | 0 | 0 | 0 | 0 | 0 | 0 | 0 | 0 | 271821.4031 | 0 | 0 | 0 | 0 | 0 | 0 | 0 | 0
2016-05-29 17:00 | 0 | 0 | 0 | 0 | 0 | 829793.7058 | 480240 | 0 | 0 | 0 | 0 | 201735.763 | 0 | 0 | 0 | 0 | 0 | 0 | 0 | 2806769.7247 | 0 | 0 | 0 | 0 | 0 | 0 | 0 | 0 | 0 | 0 | 0 | 72387.5196 | 0 | 0 | 0 | 0 | 0 | 0 | 0 | 0 | 0 | 277166.1862 | 0 | 0 | 0 | 0 | 0 | 0 | 0 | 0
2016-05-29 18:00 | 0 | 0 | 0 | 0 | 0 | 826873.2147 | 492006 | 0 | 0 | 0 | 0 | 259436.7915 | 0 | 0 | 0 | 0 | 0 | 0 | 0 | 3083935.9108 | 0 | 0 | 0 | 0 | 0 | 0 | 0 | 0 | 0 | 0 | 0 | 57701.0285 | 0 | 0 | 0 | 0 | 0 | 0 | 0 | 0 | 0 | 277166.1862 | 0 | 0 | 0 | 0 | 0 | 0 | 0 | 0
2016-05-29 19:00 | 0 | 0 | 0 | 0 | 0 | 815988.1446 | 500465 | 0 | 0 | 0 | 0 | 297793.7499 | 0 | 0 | 0 | 0 | 0 | 0 | 0 | 3361102.097 | 0 | 0 | 0 | 0 | 0 | 0 | 0 | 0 | 0 | 0 | 0 | 38356.9585 | 0 | 0 | 0 | 0 | 0 | 0 | 0 | 0 | 0 | 277166.1862 | 0 | 0 | 0 | 0 | 0 | 0 | 0 | 0
2016-05-29 20:00 | 0 | 0 | 0 | 0 | 0 | 808273.1257 | 506111 | 0 | 0 | 0 | 0 | 373785.5783 | 0 | 0 | 0 | 0 | 0 | 0 | 0 | 3587272.3943 | 0 | 0 | 0 | 0 | 0 | 0 | 0 | 0 | 0 | 0 | 0 | 75991.8284 | 0 | 0 | 0 | 0 | 0 | 0 | 0 | 0 | 0 | 226170.2973 | 0 | 0 | 0 | 0 | 0 | 0 | 0 | 0
2016-05-29 21:00 | 0 | 0 | 0 | 0 | 0 | 787779.3137 | 508248 | 0 | 0 | 0 | 0 | 376150.7058 | 0 | 0 | 0 | 0 | 0 | 0 | 0 | 3864438.5805 | 0 | 0 | 0 | 0 | 0 | 0 | 0 | 0 | 0 | 0 | 0 | 2365.1275 | 0 | 0 | 0 | 0 | 0 | 0 | 0 | 0 | 0 | 277166.1862 | 0 | 0 | 0 | 0 | 0 | 0 | 0 | 0
2016-05-29 22:00 | 0 | 0 | 0 | 0 | 0 | 749317.2225 | 504790 | 0 | 0 | 0 | 0 | 376150.7058 | 0 | 0 | 0 | 0 | 0 | 0 | 0 | 4108965.8029 | 0 | 0 | 0 | 0 | 0 | 0 | 0 | 0 | 0 | 0 | 0 | 0 | 0 | 0 | 0 | 0 | 0 | 0 | 0 | 0 | 0 | 244527.2225 | 0 | 0 | 0 | 0 | 0 | 0 | 0 | 0
2016-05-29 23:00 | 0 | 0 | 0 | 0 | 0 | 657154.8069 | 494498 | 0 | 0 | 0 | 0 | 293099.2481 | 0 | 0 | 0 | 0 | 0 | 0 | 0 | 4354674.0676 | 0 | 0 | 0 | 0 | 0 | 0 | 0 | 0 | 0 | 0 | 0 | -83051.4577 | 0 | 0 | 0 | 0 | 0 | 0 | 0 | 0 | 0 | 245708.2646 | 0 | 0 | 0 | 0 | 0 | 0 | 0 | 0
2016-05-30 | 0 | 0 | 0 | 0 | 0 | 515996.1138 | 483132 | 0 | 0 | 0 | 0 | 376150.7058 | 0 | 0 | 0 | 0 | 0 | 0 | 0 | 4304486.7237 | 0 | 0 | 0 | 0 | 0 | 0 | 0 | 0 | 0 | 0 | 0 | 83051.4577 | 0 | 0 | 0 | 0 | 0 | 0 | 0 | 0 | 0 | -50187.3439 | 0 | 0 | 0 | 0 | 0 | 0 | 0 | 0
2016-05-30 01:00 | 0 | 0 | 0 | 0 | 0 | 278499.3162 | 472908 | 0 | 0 | 0 | 0 | 293099.2481 | 0 | 0 | 0 | 0 | 0 | 0 | 0 | 4193129.4976 | 0 | 0 | 0 | 0 | 0 | 0 | 0 | 0 | 0 | 0 | 0 | -83051.4577 | 0 | 0 | 0 | 0 | 0 | 0 | 0 | 0 | 0 | -111357.2261 | 0 | 0 | 0 | 0 | 0 | 0 | 0 | 0
2016-05-30 02:00 | 0 | 0 | 0 | 0 | 58377.7204 | 37593.6358 | 456189 | 0 | 0 | 0 | 0 | 210047.7904 | 0 | 0 | 0 | 0 | 0 | 0 | 0 | 3915963.3114 | 0 | 0 | 0 | 0 | 0 | 0 | 0 | 0 | 0 | 0 | 0 | -83051.4577 | 0 | 0 | 0 | 0 | 0 | 0 | 0 | 0 | 0 | -277166.1862 | 0 | 0 | 0 | 0 | 0 | 0 | 0 | 0
2016-05-30 03:00 | 0 | 0 | 0 | 0 | 236913.2715 | 0 | 431028 | 0 | 0 | 0 | 0 | 293099.2481 | 0 | 0 | 0 | 0 | 0 | 0 | 0 | 3638797.1253 | 0 | 0 | 0 | 0 | 0 | 0 | 0 | 0 | 0 | 0 | 0 | 83051.4577 | 0 | 0 | 0 | 0 | 0 | 0 | 0 | 0 | 0 | -277166.1862 | 0 | 0 | 0 | 0 | 0 | 0 | 0 | 0
2016-05-30 04:00 | 0 | 0 | 0 | 0 | 44280.3561 | 0 | 404498 | 0 | 0 | 0 | 0 | 210047.7904 | 0 | 0 | 0 | 0 | 0 | 0 | 0 | 3361630.9391 | 0 | 0 | 0 | 0 | 0 | 0 | 0 | 0 | 0 | 0 | 0 | -83051.4577 | 0 | 0 | 0 | 0 | 0 | 0 | 0 | 0 | 0 | -277166.1862 | 0 | 0 | 0 | 0 | 0 | 0 | 0 | 0
2016-05-30 05:00 | 0 | 0 | 0 | 0 | 20204.3561 | 0 | 380422 | 0 | 0 | 0 | 0 | 126996.3327 | 0 | 0 | 0 | 0 | 0 | 0 | 0 | 3084464.753 | 0 | 0 | 0 | 0 | 0 | 0 | 0 | 0 | 0 | 0 | 0 | -83051.4577 | 0 | 0 | 0 | 0 | 0 | 0 | 0 | 0 | 0 | -277166.1862 | 0 | 0 | 0 | 0 | 0 | 0 | 0 | 0
2016-05-30 06:00 | 0 | 0 | 0 | 0 | 168884.2715 | 0 | 362999 | 0 | 0 | 0 | 0 | 210047.7904 | 0 | 0 | 0 | 0 | 0 | 0 | 0 | 2807298.5668 | 0 | 0 | 0 | 0 | 0 | 0 | 0 | 0 | 0 | 0 | 0 | 83051.4577 | 0 | 0 | 0 | 0 | 0 | 0 | 0 | 0 | 0 | -277166.1862 | 0 | 0 | 0 | 0 | 0 | 0 | 0 | 0
2016-05-30 07:00 | 0 | 0 | 0 | 0 | 0 | 0 | 349662 | 0 | 0 | 0 | 0 | 126996.3327 | 0 | 0 | 0 | 0 | 0 | 0 | 0 | 2540688.0245 | 0 | 0 | 0 | 0 | 0 | 0 | 0 | 0 | 0 | 0 | 0 | -83051.4577 | 0 | 0 | 0 | 0 | 0 | 0 | 0 | 0 | 0 | -266610.5423 | 0 | 0 | 0 | 0 | 0 | 0 | 0 | 0
2016-05-30 08:00 | 0 | 0 | 0 | 0 | 342753.79 | 0 | 342344 | 0 | 0 | 0 | 0 | 43944.875 | 0 | 0 | 0 | 0 | 0 | 0 | 0 | 2624149.2722 | 0 | 0 | 0 | 0 | 0 | 0 | 0 | 0 | 0 | 0 | 0 | -83051.4577 | 0 | 0 | 0 | 0 | 0 | 0 | 0 | 0 | 0 | 83461.2477 | 0 | 0 | 0 | 0 | 0 | 0 | 0 | 0
2016-05-30 09:00 | 0 | 0 | 0 | 0 | 298825.7743 | 0 | 340098 | 0 | 0 | 0 | 0 | 126996.3327 | 0 | 0 | 0 | 0 | 0 | 0 | 0 | 2467052.5034 | 0 | 32773.0854 | 0 | 0 | 0 | 0 | 0 | 0 | 0 | 0 | 0 | 83051.4577 | 0 | 0 | 0 | 0 | 0 | 0 | 0 | 0 | 0 | -157096.7687 | 0 | 32773.0854 | 0 | 0 | 0 | 0 | 0 | 0
2016-05-30 10:00 | 0 | 0 | 0 | 0 | 0 | 0 | 340563 | 0 | 0 | 0 | 0 | 43944.875 | 0 | 0 | 0 | 0 | 0 | 0 | 0 | 2242314.0465 | 0 | 0 | 0 | 0 | 0 | 0 | 0 | 0 | 0 | 0 | 0 | -83051.4577 | 0 | 0 | 0 | 0 | 0 | 0 | 0 | 0 | 0 | -224738.4569 | 0 | -32773.0854 | 0 | 0 | 0 | 0 | 0 | 0
2016-05-30 11:00 | 0 | 0 | 0 | 0 | 25470.6008 | 0.33808 | 346582 | 0 | 0 | 0 | 0 | 0 | 0 | 0 | 0 | 0 | 0 | 0 | 0 | 1965147.8603 | 0 | 0 | 0 | 0 | 0 | 0 | 0 | 0 | 0 | 0 | 0 | -43944.875 | 0 | 0 | 0 | 0 | 0 | 0 | 0 | 0 | 0 | -277166.1862 | 0 | 0 | 0 | 0 | 0 | 0 | 0 | 0
2016-05-30 12:00 | 0 | 0 | 0 | 0 | 134873.9502 | 102978.855 | 362900 | 0 | 0 | 0 | 0 | 83051.4577 | 0 | 0 | 0 | 0 | 0 | 0 | 0 | 1757049.2078 | 0 | 0 | 0 | 0 | 0 | 0 | 0 | 0 | 0 | 0 | 0 | 83051.4577 | 0 | 0 | 0 | 0 | 0 | 0 | 0 | 0 | 0 | -208098.6525 | 0 | 0 | 0 | 0 | 0 | 0 | 0 | 0
2016-05-30 13:00 | 0 | 0 | 0 | 0 | 0 | 465239.5106 | 390192 | 0 | 0 | 0 | 0 | 0 | 0 | 0 | 0 | 0 | 0 | 0 | 0 | 1915148.1762 | 0 | 0 | 0 | 0 | 0 | 0 | 0 | 0 | 0 | 0 | 0 | -83051.4577 | 0 | 0 | 0 | 0 | 0 | 0 | 0 | 0 | 0 | 158098.9684 | 0 | 0 | 0 | 0 | 0 | 0 | 0 | 0
2016-05-30 14:00 | 0 | 0 | 0 | 0 | 0 | 697418.1862 | 420252 | 0 | 0 | 0 | 0 | 0 | 0 | 0 | 0 | 0 | 0 | 0 | 0 | 2192314.3623 | 0 | 0 | 0 | 0 | 0 | 0 | 0 | 0 | 0 | 0 | 0 | 0 | 0 | 0 | 0 | 0 | 0 | 0 | 0 | 0 | 0 | 277166.1862 | 0 | 0 | 0 | 0 | 0 | 0 | 0 | 0
2016-05-30 15:00 | 0 | 0 | 0 | 0 | 0 | 726088.1862 | 448922 | 0 | 0 | 0 | 0 | 0 | 0 | 0 | 0 | 0 | 0 | 0 | 0 | 2469480.5485 | 0 | 0 | 0 | 0 | 0 | 0 | 0 | 0 | 0 | 0 | 0 | 0 | 0 | 0 | 0 | 0 | 0 | 0 | 0 | 0 | 0 | 277166.1862 | 0 | 0 | 0 | 0 | 0 | 0 | 0 | 0
2016-05-30 16:00 | 0 | 0 | 0 | 0 | 0 | 832929.6439 | 472712 | 0 | 0 | 0 | 0 | 83051.4577 | 0 | 0 | 0 | 0 | 0 | 0 | 0 | 2746646.7347 | 0 | 0 | 0 | 0 | 0 | 0 | 0 | 0 | 0 | 0 | 0 | 83051.4577 | 0 | 0 | 0 | 0 | 0 | 0 | 0 | 0 | 0 | 277166.1862 | 0 | 0 | 0 | 0 | 0 | 0 | 0 | 0
2016-05-30 17:00 | 0 | 0 | 0 | 0 | 0 | 778252.7214 | 490171 | 0 | 0 | 0 | 0 | 93966.9929 | 0 | 0 | 0 | 0 | 0 | 0 | 0 | 3023812.9208 | 0 | 0 | 0 | 0 | 0 | 0 | 0 | 0 | 0 | 0 | 0 | 10915.5352 | 0 | 0 | 0 | 0 | 0 | 0 | 0 | 0 | 0 | 277166.1862 | 0 | 0 | 0 | 0 | 0 | 0 | 0 | 0
2016-05-30 18:00 | 0 | 0 | 0 | 0 | 0 | 877604.7746 | 503610 | 0 | 0 | 0 | 0 | 177018.4506 | 0 | 0 | 0 | 0 | 0 | 0 | 0 | 3300979.107 | 0 | 13777.1307 | 0 | 0 | 0 | 0 | 0 | 0 | 0 | 0 | 0 | 83051.4577 | 0 | 0 | 0 | 0 | 0 | 0 | 0 | 0 | 0 | 277166.1862 | 0 | 13777.1307 | 0 | 0 | 0 | 0 | 0 | 0
2016-05-30 19:00 | 0 | 0 | 0 | 0 | 0 | 869797.263 | 513592 | 0 | 0 | 0 | 0 | 229307.7547 | 0 | 0 | 0 | 0 | 0 | 0 | 0 | 3578145.2932 | 0 | 40526.9035 | 0 | 0 | 0 | 0 | 0 | 0 | 0 | 0 | 0 | 52289.3041 | 0 | 0 | 0 | 0 | 0 | 0 | 0 | 0 | 0 | 277166.1862 | 0 | 26749.7727 | 0 | 0 | 0 | 0 | 0 | 0
2016-05-30 20:00 | 0 | 0 | 0 | 0 | 0 | 867747.0522 | 521499 | 0 | 0 | 0 | 0 | 312359.2124 | 0 | 0 | 0 | 0 | 0 | 0 | 0 | 3855311.4793 | 0 | 26557.3118 | 0 | 0 | 0 | 0 | 0 | 0 | 0 | 0 | 0 | 83051.4577 | 0 | 0 | 0 | 0 | 0 | 0 | 0 | 0 | 0 | 277166.1862 | 0 | -13969.5917 | 0 | 0 | 0 | 0 | 0 | 0
2016-05-30 21:00 | 0 | 0 | 0 | 0 | 0 | 858565.0754 | 526698 | 0 | 0 | 0 | 0 | 353090.51 | 0 | 0 | 0 | 0 | 0 | 0 | 0 | 4132477.6655 | 0 | 40526.9035 | 0 | 0 | 0 | 0 | 0 | 0 | 0 | 0 | 0 | 40731.2975 | 0 | 0 | 0 | 0 | 0 | 0 | 0 | 0 | 0 | 277166.1862 | 0 | 13969.5917 | 0 | 0 | 0 | 0 | 0 | 0
2016-05-30 22:00 | 0 | 0 | 0 | 0 | 0 | 826266.382 | 526040 | 0 | 0 | 0 | 0 | 376150.7058 | 0 | 0 | 0 | 0 | 0 | 0 | 0 | 4409643.8517 | 0 | 40526.9035 | 0 | 0 | 0 | 0 | 0 | 0 | 0 | 0 | 0 | 23060.1958 | 0 | 0 | 0 | 0 | 0 | 0 | 0 | 0 | 0 | 277166.1862 | 0 | 0 | 0 | 0 | 0 | 0 | 0 | 0
2016-05-30 23:00 | 0 | 0 | 0 | 0 | 0 | 737051.1377 | 519884 | 0 | 0 | 0 | 0 | 348924.7427 | 0 | 0 | 0 | 0 | 0 | 0 | 0 | 4686810.0378 | 0 | 7753.8181 | 0 | 0 | 0 | 0 | 0 | 0 | 0 | 0 | 0 | -27225.9631 | 0 | 0 | 0 | 0 | 0 | 0 | 0 | 0 | 0 | 277166.1862 | 0 | -32773.0854 | 0 | 0 | 0 | 0 | 0 | 0
2016-05-31 | 0 | 0 | 0 | 0 | 0 | 581337.7132 | 510821 | 0 | 0 | 0 | 0 | 332205.8308 | 0 | 0 | 0 | 0 | 0 | 0 | 0 | 4781799.481 | 0 | 0 | 0 | 0 | 0 | 0 | 0 | 0 | 0 | 0 | 0 | -16718.9119 | 0 | 0 | 0 | 0 | 0 | 0 | 0 | 0 | 0 | 94989.4431 | 0 | -7753.8181 | 0 | 0 | 0 | 0 | 0 | 0
2016-05-31 01:00 | 0 | 0 | 0 | 0 | 0 | 315899.2385 | 501289 | 0 | 0 | 0 | 0 | 249154.3731 | 0 | 0 | 0 | 0 | 0 | 0 | 0 | 4679461.1771 | 0 | 0 | 0 | 0 | 0 | 0 | 0 | 0 | 0 | 0 | 0 | -83051.4577 | 0 | 0 | 0 | 0 | 0 | 0 | 0 | 0 | 0 | -102338.3038 | 0 | 0 | 0 | 0 | 0 | 0 | 0 | 0
2016-05-31 02:00 | 0 | 0 | 0 | 0 | 73307.9123 | 44949.4438 | 478475 | 0 | 0 | 0 | 0 | 166102.9154 | 0 | 0 | 0 | 0 | 0 | 0 | 0 | 4402294.991 | 0 | 0 | 0 | 0 | 0 | 0 | 0 | 0 | 0 | 0 | 0 | -83051.4577 | 0 | 0 | 0 | 0 | 0 | 0 | 0 | 0 | 0 | -277166.1862 | 0 | 0 | 0 | 0 | 0 | 0 | 0 | 0
2016-05-31 03:00 | 0 | 0 | 0 | 0 | 86357.3561 | 0 | 446575 | 0 | 0 | 0 | 0 | 83051.4577 | 0 | 0 | 0 | 0 | 0 | 0 | 0 | 4125128.8048 | 0 | 0 | 0 | 0 | 0 | 0 | 0 | 0 | 0 | 0 | 0 | -83051.4577 | 0 | 0 | 0 | 0 | 0 | 0 | 0 | 0 | 0 | -277166.1862 | 0 | 0 | 0 | 0 | 0 | 0 | 0 | 0
2016-05-31 04:00 | 0 | 0 | 0 | 0 | 223311.2715 | 0 | 417426 | 0 | 0 | 0 | 0 | 166102.9154 | 0 | 0 | 0 | 0 | 0 | 0 | 0 | 3847962.6186 | 0 | 0 | 0 | 0 | 0 | 0 | 0 | 0 | 0 | 0 | 0 | 83051.4577 | 0 | 0 | 0 | 0 | 0 | 0 | 0 | 0 | 0 | -277166.1862 | 0 | 0 | 0 | 0 | 0 | 0 | 0 | 0
2016-05-31 05:00 | 0 | 0 | 0 | 0 | 31848.3561 | 0 | 392066 | 0 | 0 | 0 | 0 | 83051.4577 | 0 | 0 | 0 | 0 | 0 | 0 | 0 | 3570796.4325 | 0 | 0 | 0 | 0 | 0 | 0 | 0 | 0 | 0 | 0 | 0 | -83051.4577 | 0 | 0 | 0 | 0 | 0 | 0 | 0 | 0 | 0 | -277166.1862 | 0 | 0 | 0 | 0 | 0 | 0 | 0 | 0
2016-05-31 06:00 | 0 | 0 | 0 | 0 | 12056.3561 | 0 | 372274 | 0 | 0 | 0 | 0 | 0 | 0 | 0 | 0 | 0 | 0 | 0 | 0 | 3293630.2463 | 0 | 0 | 0 | 0 | 0 | 0 | 0 | 0 | 0 | 0 | 0 | -83051.4577 | 0 | 0 | 0 | 0 | 0 | 0 | 0 | 0 | 0 | -277166.1862 | 0 | 0 | 0 | 0 | 0 | 0 | 0 | 0
2016-05-31 07:00 | 0 | 0 | 0 | 0 | 165032.2715 | 0 | 359147 | 0 | 0 | 0 | 0 | 83051.4577 | 0 | 0 | 0 | 0 | 0 | 0 | 0 | 3016464.0602 | 0 | 0 | 0 | 0 | 0 | 0 | 0 | 0 | 0 | 0 | 0 | 83051.4577 | 0 | 0 | 0 | 0 | 0 | 0 | 0 | 0 | 0 | -277166.1862 | 0 | 0 | 0 | 0 | 0 | 0 | 0 | 0
2016-05-31 08:00 | 0 | 0 | 0 | 0 | 0 | 0 | 355102 | 0 | 0 | 0 | 0 | 0 | 0 | 0 | 0 | 0 | 0 | 0 | 0 | 2744413.5179 | 0 | 0 | 0 | 0 | 0 | 0 | 0 | 0 | 0 | 0 | 0 | -83051.4577 | 0 | 0 | 0 | 0 | 0 | 0 | 0 | 0 | 0 | -272050.5423 | 0 | 0 | 0 | 0 | 0 | 0 | 0 | 0
2016-05-31 09:00 | 0 | 0 | 0 | 0 | 112855.0506 | 0 | 362437 | 0 | 0 | 0 | 0 | 27584.2368 | 0 | 0 | 0 | 0 | 0 | 0 | 0 | 2467247.3317 | 0 | 0 | 0 | 0 | 0 | 0 | 0 | 0 | 0 | 0 | 0 | 27584.2368 | 0 | 0 | 0 | 0 | 0 | 0 | 0 | 0 | 0 | -277166.1862 | 0 | 0 | 0 | 0 | 0 | 0 | 0 | 0
2016-05-31 10:00 | 0 | 0 | 0 | 0 | 388847.6406 | 0 | 380869 | 0 | 0 | 0 | 0 | 110635.6945 | 0 | 0 | 0 | 0 | 0 | 0 | 0 | 2392174.5146 | 0 | 0 | 0 | 0 | 0 | 0 | 0 | 0 | 0 | 0 | 0 | 83051.4577 | 0 | 0 | 0 | 0 | 0 | 0 | 0 | 0 | 0 | -75072.8171 | 0 | 0 | 0 | 0 | 0 | 0 | 0 | 0
2016-05-31 11:00 | 0 | 0 | 0 | 0 | 44215.9225 | 0.43363 | 404434 | 0 | 0 | 0 | 0 | 27584.2368 | 0 | 0 | 0 | 0 | 0 | 0 | 0 | 2115008.3284 | 0 | 0 | 0 | 0 | 0 | 0 | 0 | 0 | 0 | 0 | 0 | -83051.4577 | 0 | 0 | 0 | 0 | 0 | 0 | 0 | 0 | 0 | -277166.1862 | 0 | 0 | 0 | 0 | 0 | 0 | 0 | 0
2016-05-31 12:00 | 0 | 0 | 0 | 0 | 0 | 125507.5771 | 430258 | 0 | 0 | 0 | 0 | 0 | 0 | 0 | 0 | 0 | 0 | 0 | 0 | 1837842.1423 | 0 | 0 | 0 | 0 | 0 | 0 | 0 | 0 | 0 | 0 | 0 | -27584.2368 | 0 | 0 | 0 | 0 | 0 | 0 | 0 | 0 | 0 | -277166.1862 | 0 | 0 | 0 | 0 | 0 | 0 | 0 | 0
2016-05-31 13:00 | 0 | 0 | 0 | 0 | 205631.9132 | 528968.273 | 457434 | 0 | 0 | 0 | 0 | 0 | 0 | 0 | 0 | 0 | 0 | 0 | 0 | 2115008.3284 | 0 | 0 | 0 | 0 | 0 | 0 | 0 | 0 | 0 | 0 | 0 | 0 | 0 | 0 | 0 | 0 | 0 | 0 | 0 | 0 | 0 | 277166.1862 | 0 | 0 | 0 | 0 | 0 | 0 | 0 | 0
2016-05-31 14:00 | 0 | 0 | 0 | 0 | 34735.0443 | 727830.1419 | 485399 | 0 | 0 | 0 | 0 | 0 | 0 | 0 | 0 | 0 | 0 | 0 | 0 | 2392174.5146 | 0 | 0 | 0 | 0 | 0 | 0 | 0 | 0 | 0 | 0 | 0 | 0 | 0 | 0 | 0 | 0 | 0 | 0 | 0 | 0 | 0 | 277166.1862 | 0 | 0 | 0 | 0 | 0 | 0 | 0 | 0
2016-05-31 15:00 | 0 | 0 | 0 | 0 | 49080.4927 | 822703.1512 | 511566 | 0 | 0 | 0 | 0 | 83051.4577 | 0 | 0 | 0 | 0 | 0 | 0 | 0 | 2669340.7008 | 0 | 0 | 0 | 0 | 0 | 0 | 0 | 0 | 0 | 0 | 0 | 83051.4577 | 0 | 0 | 0 | 0 | 0 | 0 | 0 | 0 | 0 | 277166.1862 | 0 | 0 | 0 | 0 | 0 | 0 | 0 | 0
2016-05-31 16:00 | 0 | 0 | 0 | 0 | 0 | 864449.455 | 533684 | 0 | 0 | 0 | 0 | 136650.7265 | 0 | 0 | 0 | 0 | 0 | 0 | 0 | 2946506.8869 | 0 | 0 | 0 | 0 | 0 | 0 | 0 | 0 | 0 | 0 | 0 | 53599.2688 | 0 | 0 | 0 | 0 | 0 | 0 | 0 | 0 | 0 | 277166.1862 | 0 | 0 | 0 | 0 | 0 | 0 | 0 | 0
2016-05-31 17:00 | 0 | 0 | 0 | 0 | 0 | 864496.8116 | 552896 | 0 | 0 | 0 | 0 | 171085.3519 | 0 | 0 | 0 | 0 | 0 | 0 | 0 | 3223673.0731 | 0 | 0 | 0 | 0 | 0 | 0 | 0 | 0 | 0 | 0 | 0 | 34434.6254 | 0 | 0 | 0 | 0 | 0 | 0 | 0 | 0 | 0 | 277166.1862 | 0 | 0 | 0 | 0 | 0 | 0 | 0 | 0
2016-05-31 18:00 | 0 | 0 | 0 | 0 | 0 | 849100.6544 | 566702 | 0 | 0 | 0 | 0 | 176317.8202 | 0 | 0 | 0 | 0 | 0 | 0 | 0 | 3500839.2593 | 0 | 0 | 0 | 0 | 0 | 0 | 0 | 0 | 0 | 0 | 0 | 5232.4683 | 0 | 0 | 0 | 0 | 0 | 0 | 0 | 0 | 0 | 277166.1862 | 0 | 0 | 0 | 0 | 0 | 0 | 0 | 0
2016-05-31 19:00 | 0 | 0 | 0 | 0 | 0 | 826382.133 | 575476 | 0 | 0 | 0 | 0 | 214093.2056 | 0 | 0 | 0 | 0 | 0 | 0 | 0 | 3713970.0069 | 0 | 0 | 0 | 0 | 0 | 0 | 0 | 0 | 0 | 0 | 0 | 37775.3854 | 0 | 0 | 0 | 0 | 0 | 0 | 0 | 0 | 0 | 213130.7476 | 0 | 0 | 0 | 0 | 0 | 0 | 0 | 0
2016-05-31 20:00 | 0 | 0 | 0 | 0 | 0 | 808105.896 | 578930 | 0 | 0 | 0 | 0 | 166102.9154 | 0 | 0 | 0 | 0 | 0 | 0 | 0 | 3991136.193 | 0 | 0 | 0 | 0 | 0 | 0 | 0 | 0 | 0 | 0 | 0 | -47990.2902 | 0 | 0 | 0 | 0 | 0 | 0 | 0 | 0 | 0 | 277166.1862 | 0 | 0 | 0 | 0 | 0 | 0 | 0 | 0
2016-05-31 21:00 | 0 | 0 | 0 | 0 | 0 | 785744.9076 | 578388 | 0 | 0 | 0 | 0 | 249154.3731 | 0 | 0 | 0 | 0 | 0 | 0 | 0 | 4115441.6429 | 0 | 0 | 0 | 0 | 0 | 0 | 0 | 0 | 0 | 0 | 0 | 83051.4577 | 0 | 0 | 0 | 0 | 0 | 0 | 0 | 0 | 0 | 124305.4499 | 0 | 0 | 0 | 0 | 0 | 0 | 0 | 0
2016-05-31 22:00 | 0 | 0 | 0 | 0 | 0 | 750891.4866 | 571152 | 0 | 0 | 0 | 0 | 166102.9154 | 0 | 0 | 0 | 0 | 0 | 0 | 0 | 4378232.5873 | 0 | 0 | 0 | 0 | 0 | 0 | 0 | 0 | 0 | 0 | 0 | -83051.4577 | 0 | 0 | 0 | 0 | 0 | 0 | 0 | 0 | 0 | 262790.9443 | 0 | 0 | 0 | 0 | 0 | 0 | 0 | 0
2016-05-31 23:00 | 0 | 0 | 0 | 0 | 0 | 674742.2412 | 558447 | 0 | 0 | 0 | 0 | 249154.3731 | 0 | 0 | 0 | 0 | 0 | 0 | 0 | 4411476.3707 | 0 | 0 | 0 | 0 | 0 | 0 | 0 | 0 | 0 | 0 | 0 | 83051.4577 | 0 | 0 | 0 | 0 | 0 | 0 | 0 | 0 | 0 | 33243.7835 | 0 | 0 | 0 | 0 | 0 | 0 | 0 | 0
2016-06-01 | 0 | 0 | 0 | 0 | 0 | 539868.4475 | 545151 | 0 | 0 | 0 | 0 | 166102.9154 | 0 | 0 | 0 | 0 | 0 | 0 | 0 | 4489245.2759 | 0 | 0 | 0 | 0 | 0 | 0 | 0 | 0 | 0 | 0 | 0 | -83051.4577 | 0 | 0 | 0 | 0 | 0 | 0 | 0 | 0 | 0 | 77768.9052 | 0 | 0 | 0 | 0 | 0 | 0 | 0 | 0
2016-06-01 01:00 | 0 | 0 | 0 | 0 | 0 | 324339.6486 | 533134 | 0 | 0 | 0 | 0 | 83051.4577 | 0 | 0 | 0 | 0 | 0 | 0 | 0 | 4363502.3822 | 0 | 0 | 0 | 0 | 0 | 0 | 0 | 0 | 0 | 0 | 0 | -83051.4577 | 0 | 0 | 0 | 0 | 0 | 0 | 0 | 0 | 0 | -125742.8937 | 0 | 0 | 0 | 0 | 0 | 0 | 0 | 0
2016-06-01 02:00 | 0 | 0 | 0 | 0 | 251133.2024 | 60388.0691 | 505636 | 0 | 0 | 0 | 0 | 166102.9154 | 0 | 0 | 0 | 0 | 0 | 0 | 0 | 4086336.196 | 0 | 0 | 0 | 0 | 0 | 0 | 0 | 0 | 0 | 0 | 0 | 83051.4577 | 0 | 0 | 0 | 0 | 0 | 0 | 0 | 0 | 0 | -277166.1862 | 0 | 0 | 0 | 0 | 0 | 0 | 0 | 0
2016-06-01 03:00 | 0 | 0 | 0 | 0 | 109737.3361 | 0.020054 | 469955 | 0 | 0 | 0 | 0 | 83051.4577 | 0 | 0 | 0 | 0 | 0 | 0 | 0 | 3809170.0099 | 0 | 0 | 0 | 0 | 0 | 0 | 0 | 0 | 0 | 0 | 0 | -83051.4577 | 0 | 0 | 0 | 0 | 0 | 0 | 0 | 0 | 0 | -277166.1862 | 0 | 0 | 0 | 0 | 0 | 0 | 0 | 0
2016-06-01 04:00 | 0 | 0 | 0 | 0 | 408899.5718 | 0 | 436947 | 0 | 0 | 0 | 0 | 166102.9154 | 0 | 0 | 0 | 0 | 0 | 0 | 0 | 3698071.124 | 0 | 0 | 0 | 0 | 0 | 0 | 0 | 0 | 0 | 0 | 0 | 83051.4577 | 0 | 0 | 0 | 0 | 0 | 0 | 0 | 0 | 0 | -111098.8859 | 0 | 0 | 0 | 0 | 0 | 0 | 0 | 0
2016-06-01 05:00 | 0 | 0 | 0 | 0 | 49310.3561 | 0 | 409528 | 0 | 0 | 0 | 0 | 83051.4577 | 0 | 0 | 0 | 0 | 0 | 0 | 0 | 3420904.9378 | 0 | 0 | 0 | 0 | 0 | 0 | 0 | 0 | 0 | 0 | 0 | -83051.4577 | 0 | 0 | 0 | 0 | 0 | 0 | 0 | 0 | 0 | -277166.1862 | 0 | 0 | 0 | 0 | 0 | 0 | 0 | 0
2016-06-01 06:00 | 0 | 0 | 0 | 0 | 28244.3561 | 0 | 388462 | 0 | 0 | 0 | 0 | 0 | 0 | 0 | 0 | 0 | 0 | 0 | 0 | 3143738.7516 | 0 | 0 | 0 | 0 | 0 | 0 | 0 | 0 | 0 | 0 | 0 | -83051.4577 | 0 | 0 | 0 | 0 | 0 | 0 | 0 | 0 | 0 | -277166.1862 | 0 | 0 | 0 | 0 | 0 | 0 | 0 | 0
2016-06-01 07:00 | 0 | 0 | 0 | 0 | 179745.2715 | 0 | 373860 | 0 | 0 | 0 | 0 | 83051.4577 | 0 | 0 | 0 | 0 | 0 | 0 | 0 | 2866572.5655 | 0 | 0 | 0 | 0 | 0 | 0 | 0 | 0 | 0 | 0 | 0 | 83051.4577 | 0 | 0 | 0 | 0 | 0 | 0 | 0 | 0 | 0 | -277166.1862 | 0 | 0 | 0 | 0 | 0 | 0 | 0 | 0
2016-06-01 08:00 | 0 | 0 | 0 | 0 | 7409.3561 | 0 | 367627 | 0 | 0 | 0 | 0 | 0 | 0 | 0 | 0 | 0 | 0 | 0 | 0 | 2589406.3793 | 0 | 0 | 0 | 0 | 0 | 0 | 0 | 0 | 0 | 0 | 0 | -83051.4577 | 0 | 0 | 0 | 0 | 0 | 0 | 0 | 0 | 0 | -277166.1862 | 0 | 0 | 0 | 0 | 0 | 0 | 0 | 0
2016-06-01 09:00 | 0 | 0 | 0 | 0 | 95676.8138 | 0 | 372843 | 0 | 0 | 0 | 0 | 0 | 0 | 0 | 0 | 0 | 0 | 0 | 0 | 2312240.1931 | 0 | 0 | 0 | 0 | 0 | 0 | 0 | 0 | 0 | 0 | 0 | 0 | 0 | 0 | 0 | 0 | 0 | 0 | 0 | 0 | 0 | -277166.1862 | 0 | 0 | 0 | 0 | 0 | 0 | 0 | 0
2016-06-01 10:00 | 0 | 0 | 0 | 0 | 420684.1873 | 0 | 388457 | 0 | 0 | 0 | 0 | 83051.4577 | 0 | 0 | 0 | 0 | 0 | 0 | 0 | 2261415.9227 | 0 | 0 | 0 | 0 | 0 | 0 | 0 | 0 | 0 | 0 | 0 | 83051.4577 | 0 | 0 | 0 | 0 | 0 | 0 | 0 | 0 | 0 | -50824.2705 | 0 | 0 | 0 | 0 | 0 | 0 | 0 | 0
2016-06-01 11:00 | 0 | 0 | 0 | 0 | 50914.3871 | 7.9691 | 411140 | 0 | 0 | 0 | 0 | 0 | 0 | 0 | 0 | 0 | 0 | 0 | 0 | 1984249.7365 | 0 | 0 | 0 | 0 | 0 | 0 | 0 | 0 | 0 | 0 | 0 | -83051.4577 | 0 | 0 | 0 | 0 | 0 | 0 | 0 | 0 | 0 | -277166.1862 | 0 | 0 | 0 | 0 | 0 | 0 | 0 | 0
2016-06-01 12:00 | 0 | 0 | 0 | 0 | 80091.5022 | 77907.3117 | 435165 | 0 | 0 | 0 | 0 | 0 | 0 | 0 | 0 | 0 | 0 | 0 | 0 | 1707083.5503 | 0 | 0 | 0 | 0 | 0 | 0 | 0 | 0 | 0 | 0 | 0 | 0 | 0 | 0 | 0 | 0 | 0 | 0 | 0 | 0 | 0 | -277166.1862 | 0 | 0 | 0 | 0 | 0 | 0 | 0 | 0
2016-06-01 13:00 | 0 | 0 | 0 | 0 | 0 | 435236.2245 | 458866 | 0 | 0 | 0 | 0 | 83051.4577 | 0 | 0 | 0 | 0 | 0 | 0 | 0 | 1600402.3172 | 0 | 0 | 0 | 0 | 0 | 0 | 0 | 0 | 0 | 0 | 0 | 83051.4577 | 0 | 0 | 0 | 0 | 0 | 0 | 0 | 0 | 0 | -106681.2332 | 0 | 0 | 0 | 0 | 0 | 0 | 0 | 0
2016-06-01 14:00 | 0 | 0 | 0 | 0 | 42835.1342 | 636659.5942 | 485380 | 0 | 0 | 0 | 0 | 0 | 0 | 0 | 0 | 0 | 0 | 0 | 0 | 1877568.5034 | 0 | 0 | 0 | 0 | 0 | 0 | 0 | 0 | 0 | 0 | 0 | -83051.4577 | 0 | 0 | 0 | 0 | 0 | 0 | 0 | 0 | 0 | 277166.1862 | 0 | 0 | 0 | 0 | 0 | 0 | 0 | 0
2016-06-01 15:00 | 0 | 0 | 0 | 0 | 120670.4948 | 750094.1491 | 510547 | 0 | 0 | 0 | 0 | 83051.4577 | 0 | 0 | 0 | 0 | 0 | 0 | 0 | 2154734.6895 | 0 | 0 | 0 | 0 | 0 | 0 | 0 | 0 | 0 | 0 | 0 | 83051.4577 | 0 | 0 | 0 | 0 | 0 | 0 | 0 | 0 | 0 | 277166.1862 | 0 | 0 | 0 | 0 | 0 | 0 | 0 | 0
2016-06-01 16:00 | 0 | 0 | 0 | 0 | 0 | 793297.621 | 531408 | 0 | 0 | 0 | 0 | 67774.8925 | 0 | 0 | 0 | 0 | 0 | 0 | 0 | 2431900.8757 | 0 | 0 | 0 | 0 | 0 | 0 | 0 | 0 | 0 | 0 | 0 | -15276.5652 | 0 | 0 | 0 | 0 | 0 | 0 | 0 | 0 | 0 | 277166.1862 | 0 | 0 | 0 | 0 | 0 | 0 | 0 | 0
2016-06-01 17:00 | 0 | 0 | 0 | 0 | 0 | 799742.9055 | 550110 | 0 | 0 | 0 | 0 | 40241.6119 | 0 | 0 | 0 | 0 | 0 | 0 | 0 | 2709067.0618 | 0 | 0 | 0 | 0 | 0 | 0 | 0 | 0 | 0 | 0 | 0 | -27533.2806 | 0 | 0 | 0 | 0 | 0 | 0 | 0 | 0 | 0 | 277166.1862 | 0 | 0 | 0 | 0 | 0 | 0 | 0 | 0
2016-06-01 18:00 | 0 | 0 | 0 | 0 | 0 | 786498.6578 | 564854 | 0 | 0 | 0 | 0 | 123293.0696 | 0 | 0 | 0 | 0 | 0 | 0 | 0 | 2847660.2619 | 0 | 0 | 0 | 0 | 0 | 0 | 0 | 0 | 0 | 0 | 0 | 83051.4577 | 0 | 0 | 0 | 0 | 0 | 0 | 0 | 0 | 0 | 138593.2001 | 0 | 0 | 0 | 0 | 0 | 0 | 0 | 0
2016-06-01 19:00 | 0 | 0 | 0 | 0 | 0 | 770564.4896 | 574628 | 0 | 0 | 0 | 0 | 42063.3731 | 0 | 0 | 0 | 0 | 0 | 0 | 0 | 3124826.4481 | 0 | 0 | 0 | 0 | 0 | 0 | 0 | 0 | 0 | 0 | 0 | -81229.6965 | 0 | 0 | 0 | 0 | 0 | 0 | 0 | 0 | 0 | 277166.1862 | 0 | 0 | 0 | 0 | 0 | 0 | 0 | 0
2016-06-01 20:00 | 0 | 0 | 0 | 0 | 0 | 752658.1424 | 580324 | 0 | 0 | 0 | 0 | 125114.8308 | 0 | 0 | 0 | 0 | 0 | 0 | 0 | 3214109.1328 | 0 | 0 | 0 | 0 | 0 | 0 | 0 | 0 | 0 | 0 | 0 | 83051.4577 | 0 | 0 | 0 | 0 | 0 | 0 | 0 | 0 | 0 | 89282.6847 | 0 | 0 | 0 | 0 | 0 | 0 | 0 | 0
2016-06-01 21:00 | 0 | 0 | 0 | 0 | 44970.4538 | 728236.2747 | 579092 | 0 | 0 | 0 | 0 | 42063.3731 | 0 | 0 | 0 | 0 | 0 | 0 | 0 | 3491275.319 | 0 | 0 | 0 | 0 | 0 | 0 | 0 | 0 | 0 | 0 | 0 | -83051.4577 | 0 | 0 | 0 | 0 | 0 | 0 | 0 | 0 | 0 | 277166.1862 | 0 | 0 | 0 | 0 | 0 | 0 | 0 | 0
2016-06-01 22:00 | 0 | 0 | 0 | 0 | 0 | 695073.4128 | 570068 | 0 | 0 | 0 | 0 | 125114.8308 | 0 | 0 | 0 | 0 | 0 | 0 | 0 | 3533229.274 | 0 | 0 | 0 | 0 | 0 | 0 | 0 | 0 | 0 | 0 | 0 | 83051.4577 | 0 | 0 | 0 | 0 | 0 | 0 | 0 | 0 | 0 | 41953.9551 | 0 | 0 | 0 | 0 | 0 | 0 | 0 | 0
2016-06-01 23:00 | 0 | 0 | 0 | 0 | 0 | 626534.6119 | 556557 | 0 | 0 | 0 | 0 | 45404.404 | 0 | 0 | 0 | 0 | 0 | 0 | 0 | 3675163.4946 | 0 | 7753.8181 | 0 | 0 | 0 | 0 | 0 | 0 | 0 | 0 | 0 | -79710.4268 | 0 | 0 | 0 | 0 | 0 | 0 | 0 | 0 | 0 | 141934.2205 | 0 | 7753.8181 | 0 | 0 | 0 | 0 | 0 | 0
2016-06-02 | 0 | 0 | 0 | 0 | 162946.4914 | 498366.265 | 544273 | 0 | 0 | 0 | 0 | 128455.8617 | 0 | 0 | 0 | 0 | 0 | 0 | 0 | 3676378.7079 | 0 | 40526.9035 | 0 | 0 | 0 | 0 | 0 | 0 | 0 | 0 | 0 | 83051.4577 | 0 | 0 | 0 | 0 | 0 | 0 | 0 | 0 | 0 | 1215.2133 | 0 | 32773.0854 | 0 | 0 | 0 | 0 | 0 | 0
2016-06-02 01:00 | 0 | 0 | 0 | 0 | 175958.7277 | 315016.1752 | 532348 | 0 | 0 | 0 | 0 | 211507.3194 | 0 | 0 | 0 | 0 | 0 | 0 | 0 | 3584727.2384 | 0 | 7753.8181 | 0 | 0 | 0 | 0 | 0 | 0 | 0 | 0 | 0 | 83051.4577 | 0 | 0 | 0 | 0 | 0 | 0 | 0 | 0 | 0 | -91651.4694 | 0 | -32773.0854 | 0 | 0 | 0 | 0 | 0 | 0
2016-06-02 02:00 | 0 | 0 | 0 | 0 | 78779.9705 | 60738.5675 | 507490 | 0 | 0 | 0 | 0 | 128455.8617 | 0 | 0 | 0 | 0 | 0 | 0 | 0 | 3307561.0523 | 0 | 0 | 0 | 0 | 0 | 0 | 0 | 0 | 0 | 0 | 0 | -83051.4577 | 0 | 0 | 0 | 0 | 0 | 0 | 0 | 0 | 0 | -277166.1862 | 0 | -7753.8181 | 0 | 0 | 0 | 0 | 0 | 0
2016-06-02 03:00 | 0 | 0 | 0 | 0 | 233069.6575 | 0.20999 | 472589 | 0 | 0 | 0 | 0 | 166102.9154 | 0 | 0 | 0 | 0 | 0 | 0 | 0 | 3030394.8661 | 0 | 0 | 0 | 0 | 0 | 0 | 0 | 0 | 0 | 0 | 0 | 37647.0537 | 0 | 0 | 0 | 0 | 0 | 0 | 0 | 0 | 0 | -277166.1862 | 0 | 0 | 0 | 0 | 0 | 0 | 0 | 0
2016-06-02 04:00 | 0 | 0 | 0 | 0 | 79472.3561 | 0 | 439690 | 0 | 0 | 0 | 0 | 83051.4577 | 0 | 0 | 0 | 0 | 0 | 0 | 0 | 2753228.6799 | 0 | 0 | 0 | 0 | 0 | 0 | 0 | 0 | 0 | 0 | 0 | -83051.4577 | 0 | 0 | 0 | 0 | 0 | 0 | 0 | 0 | 0 | -277166.1862 | 0 | 0 | 0 | 0 | 0 | 0 | 0 | 0
2016-06-02 05:00 | 0 | 0 | 0 | 0 | 284448.888 | 0 | 412308 | 0 | 0 | 0 | 0 | 166102.9154 | 0 | 0 | 0 | 0 | 0 | 0 | 0 | 2542318.1102 | 0 | 0 | 0 | 0 | 0 | 0 | 0 | 0 | 0 | 0 | 0 | 83051.4577 | 0 | 0 | 0 | 0 | 0 | 0 | 0 | 0 | 0 | -210910.5697 | 0 | 0 | 0 | 0 | 0 | 0 | 0 | 0
2016-06-02 06:00 | 0 | 0 | 0 | 0 | 30140.3561 | 0 | 390358 | 0 | 0 | 0 | 0 | 83051.4577 | 0 | 0 | 0 | 0 | 0 | 0 | 0 | 2265151.924 | 0 | 0 | 0 | 0 | 0 | 0 | 0 | 0 | 0 | 0 | 0 | -83051.4577 | 0 | 0 | 0 | 0 | 0 | 0 | 0 | 0 | 0 | -277166.1862 | 0 | 0 | 0 | 0 | 0 | 0 | 0 | 0
2016-06-02 07:00 | 0 | 0 | 0 | 0 | 15661.3561 | 0 | 375879 | 0 | 0 | 0 | 0 | 0 | 0 | 0 | 0 | 0 | 0 | 0 | 0 | 1987985.7379 | 0 | 0 | 0 | 0 | 0 | 0 | 0 | 0 | 0 | 0 | 0 | -83051.4577 | 0 | 0 | 0 | 0 | 0 | 0 | 0 | 0 | 0 | -277166.1862 | 0 | 0 | 0 | 0 | 0 | 0 | 0 | 0
2016-06-02 08:00 | 0 | 0 | 0 | 0 | 176104.2715 | 0 | 370219 | 0 | 0 | 0 | 0 | 83051.4577 | 0 | 0 | 0 | 0 | 0 | 0 | 0 | 1710819.5517 | 0 | 0 | 0 | 0 | 0 | 0 | 0 | 0 | 0 | 0 | 0 | 83051.4577 | 0 | 0 | 0 | 0 | 0 | 0 | 0 | 0 | 0 | -277166.1862 | 0 | 0 | 0 | 0 | 0 | 0 | 0 | 0
2016-06-02 09:00 | 0 | 0 | 0 | 0 | 15580.3561 | 0 | 375798 | 0 | 0 | 0 | 0 | 0 | 0 | 0 | 0 | 0 | 0 | 0 | 0 | 1433653.3655 | 0 | 0 | 0 | 0 | 0 | 0 | 0 | 0 | 0 | 0 | 0 | -83051.4577 | 0 | 0 | 0 | 0 | 0 | 0 | 0 | 0 | 0 | -277166.1862 | 0 | 0 | 0 | 0 | 0 | 0 | 0 | 0
2016-06-02 10:00 | 0 | 0 | 0 | 0 | 338406.7547 | 0 | 393345 | 0 | 0 | 0 | 0 | 83051.4577 | 0 | 0 | 0 | 0 | 0 | 0 | 0 | 1295663.6625 | 0 | 0 | 0 | 0 | 0 | 0 | 0 | 0 | 0 | 0 | 0 | 83051.4577 | 0 | 0 | 0 | 0 | 0 | 0 | 0 | 0 | 0 | -137989.703 | 0 | 0 | 0 | 0 | 0 | 0 | 0 | 0
2016-06-02 11:00 | 0 | 0 | 0 | 0 | 302759.787 | 5.5647 | 414211 | 0 | 0 | 0 | 0 | 0 | 0 | 0 | 0 | 0 | 0 | 0 | 0 | 1259515.6538 | 0 | 7753.8181 | 0 | 0 | 0 | 0 | 0 | 0 | 0 | 0 | 0 | -83051.4577 | 0 | 0 | 0 | 0 | 0 | 0 | 0 | 0 | 0 | -36148.0087 | 0 | 7753.8181 | 0 | 0 | 0 | 0 | 0 | 0
2016-06-02 12:00 | 0 | 0 | 0 | 0 | 159991.7502 | 109999.4854 | 435951 | 0 | 0 | 0 | 0 | 0 | 0 | 0 | 0 | 0 | 0 | 0 | 0 | 1060782.804 | 0 | 40526.9035 | 0 | 0 | 0 | 0 | 0 | 0 | 0 | 0 | 0 | 0 | 0 | 0 | 0 | 0 | 0 | 0 | 0 | 0 | 0 | -198732.8498 | 0 | 32773.0854 | 0 | 0 | 0 | 0 | 0 | 0
2016-06-02 13:00 | 0 | 0 | 0 | 0 | 100773.9996 | 492372.8362 | 457230 | 0 | 0 | 0 | 0 | 51406.0143 | 0 | 0 | 0 | 0 | 0 | 0 | 0 | 1145293.6256 | 0 | 40526.9035 | 0 | 0 | 0 | 0 | 0 | 0 | 0 | 0 | 0 | 51406.0143 | 0 | 0 | 0 | 0 | 0 | 0 | 0 | 0 | 0 | 84510.8216 | 0 | 0 | 0 | 0 | 0 | 0 | 0 | 0
2016-06-02 14:00 | 0 | 0 | 0 | 0 | 0 | 704885.1718 | 479125 | 0 | 0 | 0 | 0 | 0 | 0 | 0 | 0 | 0 | 0 | 0 | 0 | 1422459.8117 | 0 | 40526.9035 | 0 | 0 | 0 | 0 | 0 | 0 | 0 | 0 | 0 | -51406.0143 | 0 | 0 | 0 | 0 | 0 | 0 | 0 | 0 | 0 | 277166.1862 | 0 | 0 | 0 | 0 | 0 | 0 | 0 | 0
2016-06-02 15:00 | 0 | 0 | 0 | 0 | 0 | 825510.5582 | 500458 | 0 | 0 | 0 | 0 | 72696.2979 | 0 | 0 | 0 | 0 | 0 | 0 | 0 | 1699625.9979 | 0 | 15716.9776 | 0 | 0 | 0 | 0 | 0 | 0 | 0 | 0 | 0 | 72696.2979 | 0 | 0 | 0 | 0 | 0 | 0 | 0 | 0 | 0 | 277166.1862 | 0 | -24809.9259 | 0 | 0 | 0 | 0 | 0 | 0
2016-06-02 16:00 | 0 | 0 | 0 | 0 | 0 | 871854.4844 | 519600 | 0 | 0 | 0 | 0 | 155747.7556 | 0 | 0 | 0 | 0 | 0 | 0 | 0 | 1976792.1841 | 0 | 7753.8181 | 0 | 0 | 0 | 0 | 0 | 0 | 0 | 0 | 0 | 83051.4577 | 0 | 0 | 0 | 0 | 0 | 0 | 0 | 0 | 0 | 277166.1862 | 0 | -7963.1595 | 0 | 0 | 0 | 0 | 0 | 0
2016-06-02 17:00 | 0 | 0 | 0 | 0 | 0 | 877957.3908 | 537657 | 0 | 0 | 0 | 0 | 188083.6109 | 0 | 0 | 0 | 0 | 0 | 0 | 0 | 2251983.6342 | 0 | 40526.9035 | 0 | 0 | 0 | 0 | 0 | 0 | 0 | 0 | 0 | 32335.8553 | 0 | 0 | 0 | 0 | 0 | 0 | 0 | 0 | 0 | 275191.4501 | 0 | 32773.0854 | 0 | 0 | 0 | 0 | 0 | 0
2016-06-02 18:00 | 0 | 0 | 0 | 0 | 0 | 871516.4645 | 551753 | 0 | 0 | 0 | 0 | 230680.8893 | 0 | 0 | 0 | 0 | 0 | 0 | 0 | 2529149.8203 | 0 | 40526.9035 | 0 | 0 | 0 | 0 | 0 | 0 | 0 | 0 | 0 | 42597.2784 | 0 | 0 | 0 | 0 | 0 | 0 | 0 | 0 | 0 | 277166.1862 | 0 | 0 | 0 | 0 | 0 | 0 | 0 | 0
2016-06-02 19:00 | 0 | 0 | 0 | 0 | 0 | 860311.9114 | 561585 | 0 | 0 | 0 | 0 | 252241.6145 | 0 | 0 | 0 | 0 | 0 | 0 | 0 | 2806316.0065 | 0 | 40526.9035 | 0 | 0 | 0 | 0 | 0 | 0 | 0 | 0 | 0 | 21560.7253 | 0 | 0 | 0 | 0 | 0 | 0 | 0 | 0 | 0 | 277166.1862 | 0 | 0 | 0 | 0 | 0 | 0 | 0 | 0
2016-06-02 20:00 | 0 | 0 | 0 | 0 | 0 | 852528.7344 | 567278 | 0 | 0 | 0 | 0 | 293099.2481 | 0 | 0 | 0 | 0 | 0 | 0 | 0 | 3083482.1926 | 0 | 7753.8181 | 0 | 0 | 0 | 0 | 0 | 0 | 0 | 0 | 0 | 40857.6336 | 0 | 0 | 0 | 0 | 0 | 0 | 0 | 0 | 0 | 277166.1862 | 0 | -32773.0854 | 0 | 0 | 0 | 0 | 0 | 0
2016-06-02 21:00 | 0 | 0 | 0 | 0 | 0 | 833570.0908 | 568552 | 0 | 0 | 0 | 0 | 376150.7058 | 0 | 0 | 0 | 0 | 0 | 0 | 0 | 3273202.6439 | 0 | 0 | 0 | 0 | 0 | 0 | 0 | 0 | 0 | 0 | 0 | 83051.4577 | 0 | 0 | 0 | 0 | 0 | 0 | 0 | 0 | 0 | 189720.4512 | 0 | -7753.8181 | 0 | 0 | 0 | 0 | 0 | 0
2016-06-02 22:00 | 0 | 0 | 0 | 0 | 0 | 801951.0216 | 562007 | 0 | 0 | 0 | 0 | 338928.5413 | 0 | 0 | 0 | 0 | 0 | 0 | 0 | 3550368.83 | 0 | 0 | 0 | 0 | 0 | 0 | 0 | 0 | 0 | 0 | 0 | -37222.1646 | 0 | 0 | 0 | 0 | 0 | 0 | 0 | 0 | 0 | 277166.1862 | 0 | 0 | 0 | 0 | 0 | 0 | 0 | 0
2016-06-02 23:00 | 0 | 0 | 0 | 0 | 0 | 730159.58 | 550541 | 0 | 0 | 0 | 0 | 332205.8308 | 0 | 0 | 0 | 0 | 0 | 0 | 0 | 3736710.1204 | 0 | 0 | 0 | 0 | 0 | 0 | 0 | 0 | 0 | 0 | 0 | -6722.7104 | 0 | 0 | 0 | 0 | 0 | 0 | 0 | 0 | 0 | 186341.2904 | 0 | 0 | 0 | 0 | 0 | 0 | 0 | 0
2016-06-03 | 0 | 0 | 0 | 0 | 0 | 586857.8505 | 540859 | 0 | 0 | 0 | 0 | 249154.3731 | 0 | 0 | 0 | 0 | 0 | 0 | 0 | 3865760.4287 | 0 | 0 | 0 | 0 | 0 | 0 | 0 | 0 | 0 | 0 | 0 | -83051.4577 | 0 | 0 | 0 | 0 | 0 | 0 | 0 | 0 | 0 | 129050.3082 | 0 | 0 | 0 | 0 | 0 | 0 | 0 | 0
2016-06-03 01:00 | 0 | 0 | 0 | 0 | 0 | 357255.399 | 528804 | 0 | 0 | 0 | 0 | 166102.9154 | 0 | 0 | 0 | 0 | 0 | 0 | 0 | 3777263.2854 | 0 | 0 | 0 | 0 | 0 | 0 | 0 | 0 | 0 | 0 | 0 | -83051.4577 | 0 | 0 | 0 | 0 | 0 | 0 | 0 | 0 | 0 | -88497.1433 | 0 | 0 | 0 | 0 | 0 | 0 | 0 | 0
2016-06-03 02:00 | 0 | 0 | 0 | 0 | 95694.2315 | 48736.1246 | 504648 | 0 | 0 | 0 | 0 | 83051.4577 | 0 | 0 | 0 | 0 | 0 | 0 | 0 | 3500097.0992 | 0 | 0 | 0 | 0 | 0 | 0 | 0 | 0 | 0 | 0 | 0 | -83051.4577 | 0 | 0 | 0 | 0 | 0 | 0 | 0 | 0 | 0 | -277166.1862 | 0 | 0 | 0 | 0 | 0 | 0 | 0 | 0
2016-06-03 03:00 | 0 | 0 | 0 | 0 | 277710.9177 | 0.35383 | 471826 | 0 | 0 | 0 | 0 | 166102.9154 | 0 | 0 | 0 | 0 | 0 | 0 | 0 | 3222930.913 | 0 | 0 | 0 | 0 | 0 | 0 | 0 | 0 | 0 | 0 | 0 | 83051.4577 | 0 | 0 | 0 | 0 | 0 | 0 | 0 | 0 | 0 | -277166.1862 | 0 | 0 | 0 | 0 | 0 | 0 | 0 | 0
2016-06-03 04:00 | 0 | 0 | 0 | 0 | 80394.3561 | 0 | 440612 | 0 | 0 | 0 | 0 | 83051.4577 | 0 | 0 | 0 | 0 | 0 | 0 | 0 | 2945764.7269 | 0 | 0 | 0 | 0 | 0 | 0 | 0 | 0 | 0 | 0 | 0 | -83051.4577 | 0 | 0 | 0 | 0 | 0 | 0 | 0 | 0 | 0 | -277166.1862 | 0 | 0 | 0 | 0 | 0 | 0 | 0 | 0
2016-06-03 05:00 | 0 | 0 | 0 | 0 | 52557.3561 | 0 | 412775 | 0 | 0 | 0 | 0 | 0 | 0 | 0 | 0 | 0 | 0 | 0 | 0 | 2668598.5407 | 0 | 0 | 0 | 0 | 0 | 0 | 0 | 0 | 0 | 0 | 0 | -83051.4577 | 0 | 0 | 0 | 0 | 0 | 0 | 0 | 0 | 0 | -277166.1862 | 0 | 0 | 0 | 0 | 0 | 0 | 0 | 0
2016-06-03 06:00 | 0 | 0 | 0 | 0 | 196904.2715 | 0 | 391019 | 0 | 0 | 0 | 0 | 83051.4577 | 0 | 0 | 0 | 0 | 0 | 0 | 0 | 2391432.3545 | 0 | 0 | 0 | 0 | 0 | 0 | 0 | 0 | 0 | 0 | 0 | 83051.4577 | 0 | 0 | 0 | 0 | 0 | 0 | 0 | 0 | 0 | -277166.1862 | 0 | 0 | 0 | 0 | 0 | 0 | 0 | 0
2016-06-03 07:00 | 0 | 0 | 0 | 0 | 16589.3561 | 0 | 376807 | 0 | 0 | 0 | 0 | 0 | 0 | 0 | 0 | 0 | 0 | 0 | 0 | 2114266.1684 | 0 | 0 | 0 | 0 | 0 | 0 | 0 | 0 | 0 | 0 | 0 | -83051.4577 | 0 | 0 | 0 | 0 | 0 | 0 | 0 | 0 | 0 | -277166.1862 | 0 | 0 | 0 | 0 | 0 | 0 | 0 | 0
2016-06-03 08:00 | 0 | 0 | 0 | 0 | 93581.8138 | 0 | 370748 | 0 | 0 | 0 | 0 | 0 | 0 | 0 | 0 | 0 | 0 | 0 | 0 | 1837099.9822 | 0 | 0 | 0 | 0 | 0 | 0 | 0 | 0 | 0 | 0 | 0 | 0 | 0 | 0 | 0 | 0 | 0 | 0 | 0 | 0 | 0 | -277166.1862 | 0 | 0 | 0 | 0 | 0 | 0 | 0 | 0
2016-06-03 09:00 | 0 | 0 | 0 | 0 | 504342.1356 | 0 | 376029 | 0 | 0 | 0 | 0 | 83051.4577 | 0 | 0 | 0 | 0 | 0 | 0 | 0 | 1882361.6601 | 0 | 0 | 0 | 0 | 0 | 0 | 0 | 0 | 0 | 0 | 0 | 83051.4577 | 0 | 0 | 0 | 0 | 0 | 0 | 0 | 0 | 0 | 45261.6778 | 0 | 0 | 0 | 0 | 0 | 0 | 0 | 0
2016-06-03 10:00 | 0 | 0 | 0 | 0 | 30350.3561 | 0 | 390568 | 0 | 0 | 0 | 0 | 0 | 0 | 0 | 0 | 0 | 0 | 0 | 0 | 1605195.4739 | 0 | 0 | 0 | 0 | 0 | 0 | 0 | 0 | 0 | 0 | 0 | -83051.4577 | 0 | 0 | 0 | 0 | 0 | 0 | 0 | 0 | 0 | -277166.1862 | 0 | 0 | 0 | 0 | 0 | 0 | 0 | 0
2016-06-03 11:00 | 0 | 0 | 0 | 0 | 133553.0153 | 8.7985 | 410728 | 0 | 0 | 0 | 0 | 0 | 0 | 0 | 0 | 0 | 0 | 0 | 0 | 1328029.2877 | 0 | 0 | 0 | 0 | 0 | 0 | 0 | 0 | 0 | 0 | 0 | 0 | 0 | 0 | 0 | 0 | 0 | 0 | 0 | 0 | 0 | -277166.1862 | 0 | 0 | 0 | 0 | 0 | 0 | 0 | 0
2016-06-03 12:00 | 0 | 0 | 0 | 0 | 27781.9806 | 128452.8332 | 433401 | 0 | 0 | 0 | 0 | 0 | 0 | 0 | 0 | 0 | 0 | 0 | 0 | 1050863.1016 | 0 | 0 | 0 | 0 | 0 | 0 | 0 | 0 | 0 | 0 | 0 | 0 | 0 | 0 | 0 | 0 | 0 | 0 | 0 | 0 | 0 | -277166.1862 | 0 | 0 | 0 | 0 | 0 | 0 | 0 | 0
2016-06-03 13:00 | 0 | 0 | 0 | 0 | 214598.5225 | 519277.6637 | 456710 | 0 | 0 | 0 | 0 | 0 | 0 | 0 | 0 | 0 | 0 | 0 | 0 | 1328029.2877 | 0 | 0 | 0 | 0 | 0 | 0 | 0 | 0 | 0 | 0 | 0 | 0 | 0 | 0 | 0 | 0 | 0 | 0 | 0 | 0 | 0 | 277166.1862 | 0 | 0 | 0 | 0 | 0 | 0 | 0 | 0
2016-06-03 14:00 | 0 | 0 | 0 | 0 | 22769.9677 | 736748.2185 | 482352 | 0 | 0 | 0 | 0 | 0 | 0 | 0 | 0 | 0 | 0 | 0 | 0 | 1605195.4739 | 0 | 0 | 0 | 0 | 0 | 0 | 0 | 0 | 0 | 0 | 0 | 0 | 0 | 0 | 0 | 0 | 0 | 0 | 0 | 0 | 0 | 277166.1862 | 0 | 0 | 0 | 0 | 0 | 0 | 0 | 0
2016-06-03 15:00 | 0 | 0 | 0 | 0 | 0 | 835728.6779 | 506438 | 0 | 0 | 0 | 0 | 52124.4917 | 0 | 0 | 0 | 0 | 0 | 0 | 0 | 1882361.6601 | 0 | 0 | 0 | 0 | 0 | 0 | 0 | 0 | 0 | 0 | 0 | 52124.4917 | 0 | 0 | 0 | 0 | 0 | 0 | 0 | 0 | 0 | 277166.1862 | 0 | 0 | 0 | 0 | 0 | 0 | 0 | 0
2016-06-03 16:00 | 0 | 0 | 0 | 0 | 0 | 879365.3418 | 526219 | 0 | 0 | 0 | 0 | 135175.9494 | 0 | 0 | 0 | 0 | 0 | 0 | 0 | 2152456.5441 | 0 | 0 | 0 | 0 | 0 | 0 | 0 | 0 | 0 | 0 | 0 | 83051.4577 | 0 | 0 | 0 | 0 | 0 | 0 | 0 | 0 | 0 | 270094.8841 | 0 | 0 | 0 | 0 | 0 | 0 | 0 | 0
2016-06-03 17:00 | 0 | 0 | 0 | 0 | 0 | 890950.26 | 544271 | 0 | 0 | 0 | 0 | 204689.0233 | 0 | 0 | 0 | 0 | 0 | 0 | 0 | 2429622.7303 | 0 | 0 | 0 | 0 | 0 | 0 | 0 | 0 | 0 | 0 | 0 | 69513.0738 | 0 | 0 | 0 | 0 | 0 | 0 | 0 | 0 | 0 | 277166.1862 | 0 | 0 | 0 | 0 | 0 | 0 | 0 | 0
2016-06-03 18:00 | 0 | 0 | 0 | 0 | 0 | 885581.8867 | 559157 | 0 | 0 | 0 | 0 | 253947.7238 | 0 | 0 | 0 | 0 | 0 | 0 | 0 | 2706788.9165 | 0 | 0 | 0 | 0 | 0 | 0 | 0 | 0 | 0 | 0 | 0 | 49258.7005 | 0 | 0 | 0 | 0 | 0 | 0 | 0 | 0 | 0 | 277166.1862 | 0 | 0 | 0 | 0 | 0 | 0 | 0 | 0
2016-06-03 19:00 | 0 | 0 | 0 | 0 | 0 | 877102.6098 | 568887 | 0 | 0 | 0 | 0 | 284997.1474 | 0 | 0 | 0 | 0 | 0 | 0 | 0 | 2983955.1026 | 0 | 0 | 0 | 0 | 0 | 0 | 0 | 0 | 0 | 0 | 0 | 31049.4236 | 0 | 0 | 0 | 0 | 0 | 0 | 0 | 0 | 0 | 277166.1862 | 0 | 0 | 0 | 0 | 0 | 0 | 0 | 0
2016-06-03 20:00 | 0 | 0 | 0 | 0 | 0 | 873774.0959 | 574581 | 0 | 0 | 0 | 0 | 320187.2353 | 0 | 0 | 0 | 0 | 0 | 0 | 0 | 3247958.1106 | 0 | 0 | 0 | 0 | 0 | 0 | 0 | 0 | 0 | 0 | 0 | 35190.0879 | 0 | 0 | 0 | 0 | 0 | 0 | 0 | 0 | 0 | 264003.008 | 0 | 0 | 0 | 0 | 0 | 0 | 0 | 0
2016-06-03 21:00 | 0 | 0 | 0 | 0 | 0 | 864412.2744 | 574869 | 0 | 0 | 0 | 0 | 332564.3235 | 0 | 0 | 0 | 0 | 0 | 0 | 0 | 3525124.2968 | 0 | 0 | 0 | 0 | 0 | 0 | 0 | 0 | 0 | 0 | 0 | 12377.0882 | 0 | 0 | 0 | 0 | 0 | 0 | 0 | 0 | 0 | 277166.1862 | 0 | 0 | 0 | 0 | 0 | 0 | 0 | 0
2016-06-03 22:00 | 0 | 0 | 0 | 0 | 0 | 834132.5991 | 567521 | 0 | 0 | 0 | 0 | 322009.7364 | 0 | 0 | 0 | 0 | 0 | 0 | 0 | 3802290.483 | 0 | 0 | 0 | 0 | 0 | 0 | 0 | 0 | 0 | 0 | 0 | -10554.5871 | 0 | 0 | 0 | 0 | 0 | 0 | 0 | 0 | 0 | 277166.1862 | 0 | 0 | 0 | 0 | 0 | 0 | 0 | 0
2016-06-03 23:00 | 0 | 0 | 0 | 0 | 0 | 758233.8229 | 553923 | 0 | 0 | 0 | 0 | 249154.3731 | 0 | 0 | 0 | 0 | 0 | 0 | 0 | 4079456.6691 | 0 | 0 | 0 | 0 | 0 | 0 | 0 | 0 | 0 | 0 | 0 | -72855.3633 | 0 | 0 | 0 | 0 | 0 | 0 | 0 | 0 | 0 | 277166.1862 | 0 | 0 | 0 | 0 | 0 | 0 | 0 | 0
2016-06-04 | 0 | 0 | 0 | 0 | 0 | 620101.5161 | 541270 | 0 | 0 | 0 | 0 | 332205.8308 | 0 | 0 | 0 | 0 | 0 | 0 | 0 | 4075236.7275 | 0 | 0 | 0 | 0 | 0 | 0 | 0 | 0 | 0 | 0 | 0 | 83051.4577 | 0 | 0 | 0 | 0 | 0 | 0 | 0 | 0 | 0 | -4219.9416 | 0 | 0 | 0 | 0 | 0 | 0 | 0 | 0
2016-06-04 01:00 | 0 | 0 | 0 | 0 | 0 | 371146.0591 | 530077 | 0 | 0 | 0 | 0 | 249154.3731 | 0 | 0 | 0 | 0 | 0 | 0 | 0 | 3999357.2443 | 0 | 0 | 0 | 0 | 0 | 0 | 0 | 0 | 0 | 0 | 0 | -83051.4577 | 0 | 0 | 0 | 0 | 0 | 0 | 0 | 0 | 0 | -75879.4832 | 0 | 0 | 0 | 0 | 0 | 0 | 0 | 0
2016-06-04 02:00 | 0 | 0 | 0 | 0 | 97614.8583 | 49924.4978 | 507757 | 0 | 0 | 0 | 0 | 166102.9154 | 0 | 0 | 0 | 0 | 0 | 0 | 0 | 3722191.0582 | 0 | 0 | 0 | 0 | 0 | 0 | 0 | 0 | 0 | 0 | 0 | -83051.4577 | 0 | 0 | 0 | 0 | 0 | 0 | 0 | 0 | 0 | -277166.1862 | 0 | 0 | 0 | 0 | 0 | 0 | 0 | 0
2016-06-04 03:00 | 0 | 0 | 0 | 0 | 282635.819 | 0.45253 | 476751 | 0 | 0 | 0 | 0 | 249154.3731 | 0 | 0 | 0 | 0 | 0 | 0 | 0 | 3445024.872 | 0 | 0 | 0 | 0 | 0 | 0 | 0 | 0 | 0 | 0 | 0 | 83051.4577 | 0 | 0 | 0 | 0 | 0 | 0 | 0 | 0 | 0 | -277166.1862 | 0 | 0 | 0 | 0 | 0 | 0 | 0 | 0
2016-06-04 04:00 | 0 | 0 | 0 | 0 | 85348.3561 | 0 | 445566 | 0 | 0 | 0 | 0 | 166102.9154 | 0 | 0 | 0 | 0 | 0 | 0 | 0 | 3167858.6858 | 0 | 0 | 0 | 0 | 0 | 0 | 0 | 0 | 0 | 0 | 0 | -83051.4577 | 0 | 0 | 0 | 0 | 0 | 0 | 0 | 0 | 0 | -277166.1862 | 0 | 0 | 0 | 0 | 0 | 0 | 0 | 0
2016-06-04 05:00 | 0 | 0 | 0 | 0 | 57663.3561 | 0 | 417881 | 0 | 0 | 0 | 0 | 83051.4577 | 0 | 0 | 0 | 0 | 0 | 0 | 0 | 2890692.4997 | 0 | 0 | 0 | 0 | 0 | 0 | 0 | 0 | 0 | 0 | 0 | -83051.4577 | 0 | 0 | 0 | 0 | 0 | 0 | 0 | 0 | 0 | -277166.1862 | 0 | 0 | 0 | 0 | 0 | 0 | 0 | 0
2016-06-04 06:00 | 0 | 0 | 0 | 0 | 403031.6454 | 0 | 395618 | 0 | 0 | 0 | 0 | 166102.9154 | 0 | 0 | 0 | 0 | 0 | 0 | 0 | 2796822.3313 | 0 | 18232.3561 | 0 | 0 | 0 | 0 | 0 | 0 | 0 | 0 | 0 | 83051.4577 | 0 | 0 | 0 | 0 | 0 | 0 | 0 | 0 | 0 | -93870.1684 | 0 | 18232.3561 | 0 | 0 | 0 | 0 | 0 | 0
2016-06-04 07:00 | 0 | 0 | 0 | 0 | 0 | 0 | 378450 | 0 | 0 | 0 | 0 | 83051.4577 | 0 | 0 | 0 | 0 | 0 | 0 | 0 | 2519656.1451 | 0 | 0 | 0 | 0 | 0 | 0 | 0 | 0 | 0 | 0 | 0 | -83051.4577 | 0 | 0 | 0 | 0 | 0 | 0 | 0 | 0 | 0 | -277166.1862 | 0 | -18232.3561 | 0 | 0 | 0 | 0 | 0 | 0
2016-06-04 08:00 | 0 | 0 | 0 | 0 | 7485.3561 | 0 | 367703 | 0 | 0 | 0 | 0 | 0 | 0 | 0 | 0 | 0 | 0 | 0 | 0 | 2242489.9589 | 0 | 0 | 0 | 0 | 0 | 0 | 0 | 0 | 0 | 0 | 0 | -83051.4577 | 0 | 0 | 0 | 0 | 0 | 0 | 0 | 0 | 0 | -277166.1862 | 0 | 0 | 0 | 0 | 0 | 0 | 0 | 0
2016-06-04 09:00 | 0 | 0 | 0 | 0 | 169999.2715 | 0 | 364114 | 0 | 0 | 0 | 0 | 83051.4577 | 0 | 0 | 0 | 0 | 0 | 0 | 0 | 1965323.7728 | 0 | 0 | 0 | 0 | 0 | 0 | 0 | 0 | 0 | 0 | 0 | 83051.4577 | 0 | 0 | 0 | 0 | 0 | 0 | 0 | 0 | 0 | -277166.1862 | 0 | 0 | 0 | 0 | 0 | 0 | 0 | 0
2016-06-04 10:00 | 0 | 0 | 0 | 0 | 4052.3561 | 0 | 364270 | 0 | 0 | 0 | 0 | 0 | 0 | 0 | 0 | 0 | 0 | 0 | 0 | 1688157.5866 | 0 | 0 | 0 | 0 | 0 | 0 | 0 | 0 | 0 | 0 | 0 | -83051.4577 | 0 | 0 | 0 | 0 | 0 | 0 | 0 | 0 | 0 | -277166.1862 | 0 | 0 | 0 | 0 | 0 | 0 | 0 | 0
2016-06-04 11:00 | 0 | 0 | 0 | 0 | 95327.3984 | 10.4154 | 372504 | 0 | 0 | 0 | 0 | 0 | 0 | 0 | 0 | 0 | 0 | 0 | 0 | 1410991.4005 | 0 | 0 | 0 | 0 | 0 | 0 | 0 | 0 | 0 | 0 | 0 | 0 | 0 | 0 | 0 | 0 | 0 | 0 | 0 | 0 | 0 | -277166.1862 | 0 | 0 | 0 | 0 | 0 | 0 | 0 | 0
2016-06-04 12:00 | 0 | 0 | 0 | 0 | 228951.4466 | 157607.2936 | 391583 | 0 | 0 | 0 | 0 | 0 | 0 | 0 | 0 | 0 | 0 | 0 | 0 | 1405967.1406 | 0 | 0 | 0 | 0 | 0 | 0 | 0 | 0 | 0 | 0 | 0 | 0 | 0 | 0 | 0 | 0 | 0 | 0 | 0 | 0 | 0 | -5024.2598 | 0 | 0 | 0 | 0 | 0 | 0 | 0 | 0
2016-06-04 13:00 | 0 | 0 | 0 | 0 | 136141.083 | 557935.1032 | 416910 | 0 | 0 | 0 | 0 | 0 | 0 | 0 | 0 | 0 | 0 | 0 | 0 | 1683133.3268 | 0 | 0 | 0 | 0 | 0 | 0 | 0 | 0 | 0 | 0 | 0 | 0 | 0 | 0 | 0 | 0 | 0 | 0 | 0 | 0 | 0 | 277166.1862 | 0 | 0 | 0 | 0 | 0 | 0 | 0 | 0
2016-06-04 14:00 | 0 | 0 | 0 | 0 | 7085.1569 | 714330.0292 | 444249 | 0 | 0 | 0 | 0 | 0 | 0 | 0 | 0 | 0 | 0 | 0 | 0 | 1960299.5129 | 0 | 0 | 0 | 0 | 0 | 0 | 0 | 0 | 0 | 0 | 0 | 0 | 0 | 0 | 0 | 0 | 0 | 0 | 0 | 0 | 0 | 277166.1862 | 0 | 0 | 0 | 0 | 0 | 0 | 0 | 0
2016-06-04 15:00 | 0 | 0 | 0 | 0 | 0 | 816385.2539 | 469972 | 0 | 0 | 0 | 0 | 37728.7345 | 0 | 0 | 0 | 0 | 0 | 0 | 0 | 2237465.6991 | 0 | 31518.3333 | 0 | 0 | 0 | 0 | 0 | 0 | 0 | 0 | 0 | 37728.7345 | 0 | 0 | 0 | 0 | 0 | 0 | 0 | 0 | 0 | 277166.1862 | 0 | 31518.3333 | 0 | 0 | 0 | 0 | 0 | 0
2016-06-04 16:00 | 0 | 0 | 0 | 0 | 0 | 860060.1959 | 491295 | 0 | 0 | 0 | 0 | 120780.1922 | 0 | 0 | 0 | 0 | 0 | 0 | 0 | 2514631.8853 | 0 | 40065.8853 | 0 | 0 | 0 | 0 | 0 | 0 | 0 | 0 | 0 | 83051.4577 | 0 | 0 | 0 | 0 | 0 | 0 | 0 | 0 | 0 | 277166.1862 | 0 | 8547.552 | 0 | 0 | 0 | 0 | 0 | 0
2016-06-04 17:00 | 0 | 0 | 0 | 0 | 0 | 868557.662 | 507879 | 0 | 0 | 0 | 0 | 203831.6499 | 0 | 0 | 0 | 0 | 0 | 0 | 0 | 2791798.0714 | 0 | 40526.9035 | 0 | 0 | 0 | 0 | 0 | 0 | 0 | 0 | 0 | 83051.4577 | 0 | 0 | 0 | 0 | 0 | 0 | 0 | 0 | 0 | 277166.1862 | 0 | 461.0182 | 0 | 0 | 0 | 0 | 0 | 0
2016-06-04 18:00 | 0 | 0 | 0 | 0 | 0 | 863660.5023 | 520690 | 0 | 0 | 0 | 0 | 269635.966 | 0 | 0 | 0 | 0 | 0 | 0 | 0 | 3068964.2576 | 0 | 40526.9035 | 0 | 0 | 0 | 0 | 0 | 0 | 0 | 0 | 0 | 65804.3161 | 0 | 0 | 0 | 0 | 0 | 0 | 0 | 0 | 0 | 277166.1862 | 0 | 0 | 0 | 0 | 0 | 0 | 0 | 0
2016-06-04 19:00 | 0 | 0 | 0 | 0 | 0 | 855052.6335 | 530123 | 0 | 0 | 0 | 0 | 317399.4134 | 0 | 0 | 0 | 0 | 0 | 0 | 0 | 3346130.4438 | 0 | 40526.9035 | 0 | 0 | 0 | 0 | 0 | 0 | 0 | 0 | 0 | 47763.4474 | 0 | 0 | 0 | 0 | 0 | 0 | 0 | 0 | 0 | 277166.1862 | 0 | 0 | 0 | 0 | 0 | 0 | 0 | 0
2016-06-04 20:00 | 0 | 0 | 0 | 0 | 0 | 850443.8596 | 536156 | 0 | 0 | 0 | 0 | 354521.0868 | 0 | 0 | 0 | 0 | 0 | 0 | 0 | 3623296.6299 | 0 | 40526.9035 | 0 | 0 | 0 | 0 | 0 | 0 | 0 | 0 | 0 | 37121.6735 | 0 | 0 | 0 | 0 | 0 | 0 | 0 | 0 | 0 | 277166.1862 | 0 | 0 | 0 | 0 | 0 | 0 | 0 | 0
2016-06-04 21:00 | 0 | 0 | 0 | 0 | 0 | 837872.8052 | 539077 | 0 | 0 | 0 | 0 | 376150.7058 | 0 | 0 | 0 | 0 | 0 | 0 | 0 | 3900462.8161 | 0 | 40526.9035 | 0 | 0 | 0 | 0 | 0 | 0 | 0 | 0 | 0 | 21629.619 | 0 | 0 | 0 | 0 | 0 | 0 | 0 | 0 | 0 | 277166.1862 | 0 | 0 | 0 | 0 | 0 | 0 | 0 | 0
2016-06-04 22:00 | 0 | 0 | 0 | 0 | 0 | 808256.1051 | 535584 | 0 | 0 | 0 | 0 | 371656.6247 | 0 | 0 | 0 | 0 | 0 | 0 | 0 | 4177629.0022 | 0 | 40526.9035 | 0 | 0 | 0 | 0 | 0 | 0 | 0 | 0 | 0 | -4494.0811 | 0 | 0 | 0 | 0 | 0 | 0 | 0 | 0 | 0 | 277166.1862 | 0 | 0 | 0 | 0 | 0 | 0 | 0 | 0
2016-06-04 23:00 | 0 | 0 | 0 | 0 | 0 | 730579.8891 | 526357 | 0 | 0 | 0 | 0 | 376150.7058 | 0 | 0 | 0 | 0 | 0 | 0 | 0 | 4385111.6284 | 0 | 32773.0854 | 0 | 0 | 0 | 0 | 0 | 0 | 0 | 0 | 0 | 4494.0811 | 0 | 0 | 0 | 0 | 0 | 0 | 0 | 0 | 0 | 207482.6261 | 0 | -7753.8181 | 0 | 0 | 0 | 0 | 0 | 0
2016-06-05 | 0 | 0 | 0 | 0 | 0 | 595819.6993 | 517223 | 0 | 0 | 0 | 0 | 293099.2481 | 0 | 0 | 0 | 0 | 0 | 0 | 0 | 4579532.8708 | 0 | 0 | 0 | 0 | 0 | 0 | 0 | 0 | 0 | 0 | 0 | -83051.4577 | 0 | 0 | 0 | 0 | 0 | 0 | 0 | 0 | 0 | 194421.2424 | 0 | -32773.0854 | 0 | 0 | 0 | 0 | 0 | 0
2016-06-05 01:00 | 0 | 0 | 0 | 0 | 0 | 323800.1709 | 507566 | 0 | 0 | 0 | 0 | 210047.7904 | 0 | 0 | 0 | 0 | 0 | 0 | 0 | 4478818.4993 | 0 | 0 | 0 | 0 | 0 | 0 | 0 | 0 | 0 | 0 | 0 | -83051.4577 | 0 | 0 | 0 | 0 | 0 | 0 | 0 | 0 | 0 | -100714.3714 | 0 | 0 | 0 | 0 | 0 | 0 | 0 | 0
2016-06-05 02:00 | 0 | 0 | 0 | 0 | 95801.753 | 32675.6031 | 488695 | 0 | 0 | 0 | 0 | 126996.3327 | 0 | 0 | 0 | 0 | 0 | 0 | 0 | 4201652.3132 | 0 | 0 | 0 | 0 | 0 | 0 | 0 | 0 | 0 | 0 | 0 | -83051.4577 | 0 | 0 | 0 | 0 | 0 | 0 | 0 | 0 | 0 | -277166.1862 | 0 | 0 | 0 | 0 | 0 | 0 | 0 | 0
2016-06-05 03:00 | 0 | 0 | 0 | 0 | 267094.2715 | 0 | 461209 | 0 | 0 | 0 | 0 | 210047.7904 | 0 | 0 | 0 | 0 | 0 | 0 | 0 | 3924486.127 | 0 | 0 | 0 | 0 | 0 | 0 | 0 | 0 | 0 | 0 | 0 | 83051.4577 | 0 | 0 | 0 | 0 | 0 | 0 | 0 | 0 | 0 | -277166.1862 | 0 | 0 | 0 | 0 | 0 | 0 | 0 | 0
2016-06-05 04:00 | 0 | 0 | 0 | 0 | 71355.3561 | 0 | 431573 | 0 | 0 | 0 | 0 | 126996.3327 | 0 | 0 | 0 | 0 | 0 | 0 | 0 | 3647319.9408 | 0 | 0 | 0 | 0 | 0 | 0 | 0 | 0 | 0 | 0 | 0 | -83051.4577 | 0 | 0 | 0 | 0 | 0 | 0 | 0 | 0 | 0 | -277166.1862 | 0 | 0 | 0 | 0 | 0 | 0 | 0 | 0
2016-06-05 05:00 | 0 | 0 | 0 | 0 | 46563.3561 | 0 | 406781 | 0 | 0 | 0 | 0 | 43944.875 | 0 | 0 | 0 | 0 | 0 | 0 | 0 | 3370153.7547 | 0 | 0 | 0 | 0 | 0 | 0 | 0 | 0 | 0 | 0 | 0 | -83051.4577 | 0 | 0 | 0 | 0 | 0 | 0 | 0 | 0 | 0 | -277166.1862 | 0 | 0 | 0 | 0 | 0 | 0 | 0 | 0
2016-06-05 06:00 | 0 | 0 | 0 | 0 | 192304.2715 | 0 | 386419 | 0 | 0 | 0 | 0 | 126996.3327 | 0 | 0 | 0 | 0 | 0 | 0 | 0 | 3092987.5685 | 0 | 0 | 0 | 0 | 0 | 0 | 0 | 0 | 0 | 0 | 0 | 83051.4577 | 0 | 0 | 0 | 0 | 0 | 0 | 0 | 0 | 0 | -277166.1862 | 0 | 0 | 0 | 0 | 0 | 0 | 0 | 0
2016-06-05 07:00 | 0 | 0 | 0 | 0 | 10211.3561 | 0 | 370429 | 0 | 0 | 0 | 0 | 43944.875 | 0 | 0 | 0 | 0 | 0 | 0 | 0 | 2815821.3823 | 0 | 0 | 0 | 0 | 0 | 0 | 0 | 0 | 0 | 0 | 0 | -83051.4577 | 0 | 0 | 0 | 0 | 0 | 0 | 0 | 0 | 0 | -277166.1862 | 0 | 0 | 0 | 0 | 0 | 0 | 0 | 0
2016-06-05 08:00 | 0 | 0 | 0 | 0 | 386906.6758 | 0 | 360252 | 0 | 0 | 0 | 0 | 126996.3327 | 0 | 0 | 0 | 0 | 0 | 0 | 0 | 2759424.6004 | 0 | 0 | 0 | 0 | 0 | 0 | 0 | 0 | 0 | 0 | 0 | 83051.4577 | 0 | 0 | 0 | 0 | 0 | 0 | 0 | 0 | 0 | -56396.7819 | 0 | 0 | 0 | 0 | 0 | 0 | 0 | 0
2016-06-05 09:00 | 0 | 0 | 0 | 0 | 0 | 0 | 355281 | 0 | 0 | 0 | 0 | 43944.875 | 0 | 0 | 0 | 0 | 0 | 0 | 0 | 2487195.0581 | 0 | 0 | 0 | 0 | 0 | 0 | 0 | 0 | 0 | 0 | 0 | -83051.4577 | 0 | 0 | 0 | 0 | 0 | 0 | 0 | 0 | 0 | -272229.5423 | 0 | 0 | 0 | 0 | 0 | 0 | 0 | 0
2016-06-05 10:00 | 0 | 0 | 0 | 0 | 31843.9388 | 0 | 352955 | 0 | 0 | 0 | 0 | 0 | 0 | 0 | 0 | 0 | 0 | 0 | 0 | 2210028.8719 | 0 | 0 | 0 | 0 | 0 | 0 | 0 | 0 | 0 | 0 | 0 | -43944.875 | 0 | 0 | 0 | 0 | 0 | 0 | 0 | 0 | 0 | -277166.1862 | 0 | 0 | 0 | 0 | 0 | 0 | 0 | 0
2016-06-05 11:00 | 0 | 0 | 0 | 0 | 80109.7446 | 14.0692 | 357290 | 0 | 0 | 0 | 0 | 0 | 0 | 0 | 0 | 0 | 0 | 0 | 0 | 1932862.6858 | 0 | 0 | 0 | 0 | 0 | 0 | 0 | 0 | 0 | 0 | 0 | 0 | 0 | 0 | 0 | 0 | 0 | 0 | 0 | 0 | 0 | -277166.1862 | 0 | 0 | 0 | 0 | 0 | 0 | 0 | 0
2016-06-05 12:00 | 0 | 0 | 0 | 0 | 186677.8811 | 157339.5139 | 374022 | 0 | 0 | 0 | 0 | 0 | 0 | 0 | 0 | 0 | 0 | 0 | 0 | 1902858.0807 | 0 | 0 | 0 | 0 | 0 | 0 | 0 | 0 | 0 | 0 | 0 | 0 | 0 | 0 | 0 | 0 | 0 | 0 | 0 | 0 | 0 | -30004.605 | 0 | 0 | 0 | 0 | 0 | 0 | 0 | 0
2016-06-05 13:00 | 0 | 0 | 0 | 0 | 114673.2687 | 557552.4944 | 397413 | 0 | 0 | 0 | 0 | 0 | 0 | 0 | 0 | 0 | 0 | 0 | 0 | 2177670.8438 | 0 | 0 | 0 | 0 | 0 | 0 | 0 | 0 | 0 | 0 | 0 | 0 | 0 | 0 | 0 | 0 | 0 | 0 | 0 | 0 | 0 | 274812.7631 | 0 | 0 | 0 | 0 | 0 | 0 | 0 | 0
2016-06-05 14:00 | 0 | 0 | 0 | 0 | 0 | 699451.1862 | 422285 | 0 | 0 | 0 | 0 | 0 | 0 | 0 | 0 | 0 | 0 | 0 | 0 | 2454837.03 | 0 | 0 | 0 | 0 | 0 | 0 | 0 | 0 | 0 | 0 | 0 | 0 | 0 | 0 | 0 | 0 | 0 | 0 | 0 | 0 | 0 | 277166.1862 | 0 | 0 | 0 | 0 | 0 | 0 | 0 | 0
2016-06-05 15:00 | 0 | 0 | 0 | 0 | 0 | 722689.1862 | 445523 | 0 | 0 | 0 | 0 | 0 | 0 | 0 | 0 | 0 | 0 | 0 | 0 | 2732003.2162 | 0 | 0 | 0 | 0 | 0 | 0 | 0 | 0 | 0 | 0 | 0 | 0 | 0 | 0 | 0 | 0 | 0 | 0 | 0 | 0 | 0 | 277166.1862 | 0 | 0 | 0 | 0 | 0 | 0 | 0 | 0
2016-06-05 16:00 | 0 | 0 | 0 | 0 | 0 | 826261.6439 | 466044 | 0 | 0 | 0 | 0 | 83051.4577 | 0 | 0 | 0 | 0 | 0 | 0 | 0 | 3009169.4023 | 0 | 0 | 0 | 0 | 0 | 0 | 0 | 0 | 0 | 0 | 0 | 83051.4577 | 0 | 0 | 0 | 0 | 0 | 0 | 0 | 0 | 0 | 277166.1862 | 0 | 0 | 0 | 0 | 0 | 0 | 0 | 0
2016-06-05 17:00 | 0 | 0 | 0 | 0 | 0 | 772458.8944 | 483304 | 0 | 0 | 0 | 0 | 95040.166 | 0 | 0 | 0 | 0 | 0 | 0 | 0 | 3286335.5885 | 0 | 0 | 0 | 0 | 0 | 0 | 0 | 0 | 0 | 0 | 0 | 11988.7083 | 0 | 0 | 0 | 0 | 0 | 0 | 0 | 0 | 0 | 277166.1862 | 0 | 0 | 0 | 0 | 0 | 0 | 0 | 0
2016-06-05 18:00 | 0 | 0 | 0 | 0 | 0 | 857418.6439 | 497201 | 0 | 0 | 0 | 0 | 178091.6237 | 0 | 0 | 0 | 0 | 0 | 0 | 0 | 3563501.7746 | 0 | 0 | 0 | 0 | 0 | 0 | 0 | 0 | 0 | 0 | 0 | 83051.4577 | 0 | 0 | 0 | 0 | 0 | 0 | 0 | 0 | 0 | 277166.1862 | 0 | 0 | 0 | 0 | 0 | 0 | 0 | 0
2016-06-05 19:00 | 0 | 0 | 0 | 0 | 0 | 869207.6439 | 508990 | 0 | 0 | 0 | 0 | 261143.0814 | 0 | 0 | 0 | 0 | 0 | 0 | 0 | 3840667.9608 | 0 | 0 | 0 | 0 | 0 | 0 | 0 | 0 | 0 | 0 | 0 | 83051.4577 | 0 | 0 | 0 | 0 | 0 | 0 | 0 | 0 | 0 | 277166.1862 | 0 | 0 | 0 | 0 | 0 | 0 | 0 | 0
2016-06-05 20:00 | 0 | 0 | 0 | 0 | 0 | 868911.4699 | 519010 | 0 | 0 | 0 | 0 | 326124.547 | 0 | 0 | 0 | 0 | 0 | 0 | 0 | 4117834.147 | 0 | 7753.8181 | 0 | 0 | 0 | 0 | 0 | 0 | 0 | 0 | 0 | 64981.4656 | 0 | 0 | 0 | 0 | 0 | 0 | 0 | 0 | 0 | 277166.1862 | 0 | 7753.8181 | 0 | 0 | 0 | 0 | 0 | 0
2016-06-05 21:00 | 0 | 0 | 0 | 0 | 0 | 859229.993 | 525768 | 0 | 0 | 0 | 0 | 349647.2685 | 0 | 0 | 0 | 0 | 0 | 0 | 0 | 4395000.3331 | 0 | 40526.9035 | 0 | 0 | 0 | 0 | 0 | 0 | 0 | 0 | 0 | 23522.7215 | 0 | 0 | 0 | 0 | 0 | 0 | 0 | 0 | 0 | 277166.1862 | 0 | 32773.0854 | 0 | 0 | 0 | 0 | 0 | 0
2016-06-05 22:00 | 0 | 0 | 0 | 0 | 0 | 830659.6235 | 526990 | 0 | 0 | 0 | 0 | 376150.7058 | 0 | 0 | 0 | 0 | 0 | 0 | 0 | 4672166.5193 | 0 | 40526.9035 | 0 | 0 | 0 | 0 | 0 | 0 | 0 | 0 | 0 | 26503.4373 | 0 | 0 | 0 | 0 | 0 | 0 | 0 | 0 | 0 | 277166.1862 | 0 | 0 | 0 | 0 | 0 | 0 | 0 | 0
2016-06-05 23:00 | 0 | 0 | 0 | 0 | 0 | 743206.6378 | 521930 | 0 | 0 | 0 | 0 | 353034.2429 | 0 | 0 | 0 | 0 | 0 | 0 | 0 | 4949332.7055 | 0 | 7753.8181 | 0 | 0 | 0 | 0 | 0 | 0 | 0 | 0 | 0 | -23116.463 | 0 | 0 | 0 | 0 | 0 | 0 | 0 | 0 | 0 | 277166.1862 | 0 | -32773.0854 | 0 | 0 | 0 | 0 | 0 | 0
2016-06-06 | 0 | 0 | 0 | 0 | 0 | 606853.1883 | 513888 | 0 | 0 | 0 | 0 | 269982.7852 | 0 | 0 | 0 | 0 | 0 | 0 | 0 | 5133103.1696 | 0 | 0 | 0 | 0 | 0 | 0 | 0 | 0 | 0 | 0 | 0 | -83051.4577 | 0 | 0 | 0 | 0 | 0 | 0 | 0 | 0 | 0 | 183770.4641 | 0 | -7753.8181 | 0 | 0 | 0 | 0 | 0 | 0
2016-06-06 01:00 | 0 | 0 | 0 | 0 | 0 | 333483.4578 | 504098 | 0 | 0 | 0 | 0 | 186931.3274 | 0 | 0 | 0 | 0 | 0 | 0 | 0 | 5045540.0851 | 0 | 0 | 0 | 0 | 0 | 0 | 0 | 0 | 0 | 0 | 0 | -83051.4577 | 0 | 0 | 0 | 0 | 0 | 0 | 0 | 0 | 0 | -87563.0845 | 0 | 0 | 0 | 0 | 0 | 0 | 0 | 0
2016-06-06 02:00 | 0 | 0 | 0 | 0 | 79407.3641 | 45985.9921 | 485611 | 0 | 0 | 0 | 0 | 103879.8697 | 0 | 0 | 0 | 0 | 0 | 0 | 0 | 4768373.8989 | 0 | 0 | 0 | 0 | 0 | 0 | 0 | 0 | 0 | 0 | 0 | -83051.4577 | 0 | 0 | 0 | 0 | 0 | 0 | 0 | 0 | 0 | -277166.1862 | 0 | 0 | 0 | 0 | 0 | 0 | 0 | 0
2016-06-06 03:00 | 0 | 0 | 0 | 0 | 262400.3948 | 0.8767 | 456516 | 0 | 0 | 0 | 0 | 186931.3274 | 0 | 0 | 0 | 0 | 0 | 0 | 0 | 4491207.7127 | 0 | 0 | 0 | 0 | 0 | 0 | 0 | 0 | 0 | 0 | 0 | 83051.4577 | 0 | 0 | 0 | 0 | 0 | 0 | 0 | 0 | 0 | -277166.1862 | 0 | 0 | 0 | 0 | 0 | 0 | 0 | 0
2016-06-06 04:00 | 0 | 0 | 0 | 0 | 66022.3561 | 0 | 426240 | 0 | 0 | 0 | 0 | 103879.8697 | 0 | 0 | 0 | 0 | 0 | 0 | 0 | 4214041.5266 | 0 | 0 | 0 | 0 | 0 | 0 | 0 | 0 | 0 | 0 | 0 | -83051.4577 | 0 | 0 | 0 | 0 | 0 | 0 | 0 | 0 | 0 | -277166.1862 | 0 | 0 | 0 | 0 | 0 | 0 | 0 | 0
2016-06-06 05:00 | 0 | 0 | 0 | 0 | 42970.3561 | 0 | 403188 | 0 | 0 | 0 | 0 | 20828.412 | 0 | 0 | 0 | 0 | 0 | 0 | 0 | 3936875.3404 | 0 | 0 | 0 | 0 | 0 | 0 | 0 | 0 | 0 | 0 | 0 | -83051.4577 | 0 | 0 | 0 | 0 | 0 | 0 | 0 | 0 | 0 | -277166.1862 | 0 | 0 | 0 | 0 | 0 | 0 | 0 | 0
2016-06-06 06:00 | 0 | 0 | 0 | 0 | 190269.2715 | 0 | 384384 | 0 | 0 | 0 | 0 | 103879.8697 | 0 | 0 | 0 | 0 | 0 | 0 | 0 | 3659709.1542 | 0 | 0 | 0 | 0 | 0 | 0 | 0 | 0 | 0 | 0 | 0 | 83051.4577 | 0 | 0 | 0 | 0 | 0 | 0 | 0 | 0 | 0 | -277166.1862 | 0 | 0 | 0 | 0 | 0 | 0 | 0 | 0
2016-06-06 07:00 | 0 | 0 | 0 | 0 | 10377.3561 | 0 | 370595 | 0 | 0 | 0 | 0 | 20828.412 | 0 | 0 | 0 | 0 | 0 | 0 | 0 | 3382542.9681 | 0 | 0 | 0 | 0 | 0 | 0 | 0 | 0 | 0 | 0 | 0 | -83051.4577 | 0 | 0 | 0 | 0 | 0 | 0 | 0 | 0 | 0 | -277166.1862 | 0 | 0 | 0 | 0 | 0 | 0 | 0 | 0
2016-06-06 08:00 | 0 | 0 | 0 | 0 | 476866.3583 | 0 | 366015 | 0 | 0 | 0 | 0 | 103879.8697 | 0 | 0 | 0 | 0 | 0 | 0 | 0 | 3399135.5125 | 0 | 11207.3561 | 0 | 0 | 0 | 0 | 0 | 0 | 0 | 0 | 0 | 83051.4577 | 0 | 0 | 0 | 0 | 0 | 0 | 0 | 0 | 0 | 16592.5444 | 0 | 11207.3561 | 0 | 0 | 0 | 0 | 0 | 0
2016-06-06 09:00 | 0 | 0 | 0 | 0 | 0 | 0 | 371425 | 0 | 0 | 0 | 0 | 20828.412 | 0 | 0 | 0 | 0 | 0 | 0 | 0 | 3121969.3264 | 0 | 0 | 0 | 0 | 0 | 0 | 0 | 0 | 0 | 0 | 0 | -83051.4577 | 0 | 0 | 0 | 0 | 0 | 0 | 0 | 0 | 0 | -277166.1862 | 0 | -11207.3561 | 0 | 0 | 0 | 0 | 0 | 0
2016-06-06 10:00 | 0 | 0 | 0 | 0 | 89940.4018 | 0 | 387935 | 0 | 0 | 0 | 0 | 0 | 0 | 0 | 0 | 0 | 0 | 0 | 0 | 2844803.1402 | 0 | 0 | 0 | 0 | 0 | 0 | 0 | 0 | 0 | 0 | 0 | -20828.412 | 0 | 0 | 0 | 0 | 0 | 0 | 0 | 0 | 0 | -277166.1862 | 0 | 0 | 0 | 0 | 0 | 0 | 0 | 0
2016-06-06 11:00 | 0 | 0 | 0 | 0 | 217533.4622 | 12.8093 | 411661 | 0 | 0 | 0 | 0 | 83051.4577 | 0 | 0 | 0 | 0 | 0 | 0 | 0 | 2567636.954 | 0 | 0 | 0 | 0 | 0 | 0 | 0 | 0 | 0 | 0 | 0 | 83051.4577 | 0 | 0 | 0 | 0 | 0 | 0 | 0 | 0 | 0 | -277166.1862 | 0 | 0 | 0 | 0 | 0 | 0 | 0 | 0
2016-06-06 12:00 | 0 | 0 | 0 | 0 | 0 | 137021.2734 | 435162 | 0 | 0 | 0 | 0 | 0 | 0 | 0 | 0 | 0 | 0 | 0 | 0 | 2352547.6852 | 0 | 0 | 0 | 0 | 0 | 0 | 0 | 0 | 0 | 0 | 0 | -83051.4577 | 0 | 0 | 0 | 0 | 0 | 0 | 0 | 0 | 0 | -215089.2689 | 0 | 0 | 0 | 0 | 0 | 0 | 0 | 0
2016-06-06 13:00 | 0 | 0 | 0 | 0 | 214024.7173 | 501474.2792 | 461328 | 0 | 0 | 0 | 0 | 45750.5693 | 0 | 0 | 0 | 0 | 0 | 0 | 0 | 2560968.1123 | 0 | 0 | 0 | 0 | 0 | 0 | 0 | 0 | 0 | 0 | 0 | 45750.5693 | 0 | 0 | 0 | 0 | 0 | 0 | 0 | 0 | 0 | 208420.4272 | 0 | 0 | 0 | 0 | 0 | 0 | 0 | 0
2016-06-06 14:00 | 0 | 0 | 0 | 0 | 0 | 716695.6168 | 485280 | 0 | 0 | 0 | 0 | 0 | 0 | 0 | 0 | 0 | 0 | 0 | 0 | 2838134.2985 | 0 | 0 | 0 | 0 | 0 | 0 | 0 | 0 | 0 | 0 | 0 | -45750.5693 | 0 | 0 | 0 | 0 | 0 | 0 | 0 | 0 | 0 | 277166.1862 | 0 | 0 | 0 | 0 | 0 | 0 | 0 | 0
2016-06-06 15:00 | 0 | 0 | 0 | 0 | 0 | 818130.9269 | 509087 | 0 | 0 | 0 | 0 | 31877.7407 | 0 | 0 | 0 | 0 | 0 | 0 | 0 | 3115300.4846 | 0 | 0 | 0 | 0 | 0 | 0 | 0 | 0 | 0 | 0 | 0 | 31877.7407 | 0 | 0 | 0 | 0 | 0 | 0 | 0 | 0 | 0 | 277166.1862 | 0 | 0 | 0 | 0 | 0 | 0 | 0 | 0
2016-06-06 16:00 | 0 | 0 | 0 | 0 | 0 | 861313.632 | 527204 | 0 | 0 | 0 | 0 | 88821.1866 | 0 | 0 | 0 | 0 | 0 | 0 | 0 | 3392466.6708 | 0 | 0 | 0 | 0 | 0 | 0 | 0 | 0 | 0 | 0 | 0 | 56943.4458 | 0 | 0 | 0 | 0 | 0 | 0 | 0 | 0 | 0 | 277166.1862 | 0 | 0 | 0 | 0 | 0 | 0 | 0 | 0
2016-06-06 17:00 | 0 | 0 | 0 | 0 | 0 | 868640.427 | 545385 | 0 | 0 | 0 | 0 | 134910.4274 | 0 | 0 | 0 | 0 | 0 | 0 | 0 | 3669632.857 | 0 | 0 | 0 | 0 | 0 | 0 | 0 | 0 | 0 | 0 | 0 | 46089.2408 | 0 | 0 | 0 | 0 | 0 | 0 | 0 | 0 | 0 | 277166.1862 | 0 | 0 | 0 | 0 | 0 | 0 | 0 | 0
2016-06-06 18:00 | 0 | 0 | 0 | 0 | 0 | 858082.8763 | 560299 | 0 | 0 | 0 | 0 | 155528.1175 | 0 | 0 | 0 | 0 | 0 | 0 | 0 | 3946799.0431 | 0 | 0 | 0 | 0 | 0 | 0 | 0 | 0 | 0 | 0 | 0 | 20617.6901 | 0 | 0 | 0 | 0 | 0 | 0 | 0 | 0 | 0 | 277166.1862 | 0 | 0 | 0 | 0 | 0 | 0 | 0 | 0
2016-06-06 19:00 | 0 | 0 | 0 | 0 | 0 | 838353.6897 | 570244 | 0 | 0 | 0 | 0 | 238579.5752 | 0 | 0 | 0 | 0 | 0 | 0 | 0 | 4131857.2752 | 0 | 0 | 0 | 0 | 0 | 0 | 0 | 0 | 0 | 0 | 0 | 83051.4577 | 0 | 0 | 0 | 0 | 0 | 0 | 0 | 0 | 0 | 185058.232 | 0 | 0 | 0 | 0 | 0 | 0 | 0 | 0
2016-06-06 20:00 | 0 | 0 | 0 | 0 | 0 | 818537.7989 | 578371 | 0 | 0 | 0 | 0 | 201580.1879 | 0 | 0 | 0 | 0 | 0 | 0 | 0 | 4409023.4613 | 0 | 0 | 0 | 0 | 0 | 0 | 0 | 0 | 0 | 0 | 0 | -36999.3873 | 0 | 0 | 0 | 0 | 0 | 0 | 0 | 0 | 0 | 277166.1862 | 0 | 0 | 0 | 0 | 0 | 0 | 0 | 0
2016-06-06 21:00 | 0 | 0 | 0 | 0 | 0 | 788882.4861 | 581232 | 0 | 0 | 0 | 0 | 284631.6456 | 0 | 0 | 0 | 0 | 0 | 0 | 0 | 4533622.4897 | 0 | 0 | 0 | 0 | 0 | 0 | 0 | 0 | 0 | 0 | 0 | 83051.4577 | 0 | 0 | 0 | 0 | 0 | 0 | 0 | 0 | 0 | 124599.0284 | 0 | 0 | 0 | 0 | 0 | 0 | 0 | 0
2016-06-06 22:00 | 0 | 0 | 0 | 0 | 0 | 751792.2079 | 579340 | 0 | 0 | 0 | 0 | 201580.1879 | 0 | 0 | 0 | 0 | 0 | 0 | 0 | 4789126.1553 | 0 | 0 | 0 | 0 | 0 | 0 | 0 | 0 | 0 | 0 | 0 | -83051.4577 | 0 | 0 | 0 | 0 | 0 | 0 | 0 | 0 | 0 | 255503.6656 | 0 | 0 | 0 | 0 | 0 | 0 | 0 | 0
2016-06-06 23:00 | 0 | 0 | 0 | 0 | 0 | 672680.0483 | 568858 | 0 | 0 | 0 | 0 | 284631.6456 | 0 | 0 | 0 | 0 | 0 | 0 | 0 | 4809896.7459 | 0 | 0 | 0 | 0 | 0 | 0 | 0 | 0 | 0 | 0 | 0 | 83051.4577 | 0 | 0 | 0 | 0 | 0 | 0 | 0 | 0 | 0 | 20770.5906 | 0 | 0 | 0 | 0 | 0 | 0 | 0 | 0
2016-06-07 | 0 | 0 | 0 | 0 | 0 | 548116.7326 | 558041 | 0 | 0 | 0 | 0 | 201580.1879 | 0 | 0 | 0 | 0 | 0 | 0 | 0 | 4883023.9363 | 0 | 0 | 0 | 0 | 0 | 0 | 0 | 0 | 0 | 0 | 0 | -83051.4577 | 0 | 0 | 0 | 0 | 0 | 0 | 0 | 0 | 0 | 73127.1904 | 0 | 0 | 0 | 0 | 0 | 0 | 0 | 0
2016-06-07 01:00 | 0 | 0 | 0 | 0 | 0 | 320735.7902 | 544630 | 0 | 0 | 0 | 0 | 118528.7302 | 0 | 0 | 0 | 0 | 0 | 0 | 0 | 4742181.1842 | 0 | 0 | 0 | 0 | 0 | 0 | 0 | 0 | 0 | 0 | 0 | -83051.4577 | 0 | 0 | 0 | 0 | 0 | 0 | 0 | 0 | 0 | -140842.7521 | 0 | 0 | 0 | 0 | 0 | 0 | 0 | 0
2016-06-07 02:00 | 0 | 0 | 0 | 0 | 282177.345 | 41246.9265 | 517539 | 0 | 0 | 0 | 0 | 201580.1879 | 0 | 0 | 0 | 0 | 0 | 0 | 0 | 4465014.9981 | 0 | 0 | 0 | 0 | 0 | 0 | 0 | 0 | 0 | 0 | 0 | 83051.4577 | 0 | 0 | 0 | 0 | 0 | 0 | 0 | 0 | 0 | -277166.1862 | 0 | 0 | 0 | 0 | 0 | 0 | 0 | 0
2016-06-07 03:00 | 0 | 0 | 0 | 0 | 122996.6653 | 0.69086 | 483215 | 0 | 0 | 0 | 0 | 118528.7302 | 0 | 0 | 0 | 0 | 0 | 0 | 0 | 4187848.8119 | 0 | 0 | 0 | 0 | 0 | 0 | 0 | 0 | 0 | 0 | 0 | -83051.4577 | 0 | 0 | 0 | 0 | 0 | 0 | 0 | 0 | 0 | -277166.1862 | 0 | 0 | 0 | 0 | 0 | 0 | 0 | 0
2016-06-07 04:00 | 0 | 0 | 0 | 0 | 87825.3561 | 0 | 448043 | 0 | 0 | 0 | 0 | 35477.2725 | 0 | 0 | 0 | 0 | 0 | 0 | 0 | 3910682.6257 | 0 | 0 | 0 | 0 | 0 | 0 | 0 | 0 | 0 | 0 | 0 | -83051.4577 | 0 | 0 | 0 | 0 | 0 | 0 | 0 | 0 | 0 | -277166.1862 | 0 | 0 | 0 | 0 | 0 | 0 | 0 | 0
2016-06-07 05:00 | 0 | 0 | 0 | 0 | 476128.1977 | 0 | 419365 | 0 | 0 | 0 | 0 | 118528.7302 | 0 | 0 | 0 | 0 | 0 | 0 | 0 | 3884394.3657 | 0 | 0 | 0 | 0 | 0 | 0 | 0 | 0 | 0 | 0 | 0 | 83051.4577 | 0 | 0 | 0 | 0 | 0 | 0 | 0 | 0 | 0 | -26288.26 | 0 | 0 | 0 | 0 | 0 | 0 | 0 | 0
2016-06-07 06:00 | 0 | 0 | 0 | 0 | 37090.3561 | 0 | 397308 | 0 | 0 | 0 | 0 | 35477.2725 | 0 | 0 | 0 | 0 | 0 | 0 | 0 | 3607228.1796 | 0 | 0 | 0 | 0 | 0 | 0 | 0 | 0 | 0 | 0 | 0 | -83051.4577 | 0 | 0 | 0 | 0 | 0 | 0 | 0 | 0 | 0 | -277166.1862 | 0 | 0 | 0 | 0 | 0 | 0 | 0 | 0
2016-06-07 07:00 | 0 | 0 | 0 | 0 | 374715.6733 | 0 | 381818 | 0 | 0 | 0 | 0 | 118528.7302 | 0 | 0 | 0 | 0 | 0 | 0 | 0 | 3517074.3952 | 0 | 0 | 0 | 0 | 0 | 0 | 0 | 0 | 0 | 0 | 0 | 83051.4577 | 0 | 0 | 0 | 0 | 0 | 0 | 0 | 0 | 0 | -90153.7844 | 0 | 0 | 0 | 0 | 0 | 0 | 0 | 0
2016-06-07 08:00 | 0 | 0 | 0 | 0 | 342136.265 | 0 | 375224 | 0 | 0 | 0 | 0 | 201580.1879 | 0 | 0 | 0 | 0 | 0 | 0 | 0 | 3381234.8464 | 0 | 19700.3561 | 0 | 0 | 0 | 0 | 0 | 0 | 0 | 0 | 0 | 83051.4577 | 0 | 0 | 0 | 0 | 0 | 0 | 0 | 0 | 0 | -135839.5488 | 0 | 19700.3561 | 0 | 0 | 0 | 0 | 0 | 0
2016-06-07 09:00 | 0 | 0 | 0 | 0 | 0 | 0 | 379918 | 0 | 0 | 0 | 0 | 118528.7302 | 0 | 0 | 0 | 0 | 0 | 0 | 0 | 3104068.6602 | 0 | 0 | 0 | 0 | 0 | 0 | 0 | 0 | 0 | 0 | 0 | -83051.4577 | 0 | 0 | 0 | 0 | 0 | 0 | 0 | 0 | 0 | -277166.1862 | 0 | -19700.3561 | 0 | 0 | 0 | 0 | 0 | 0
2016-06-07 10:00 | 0 | 0 | 0 | 0 | 200300.2715 | 0 | 394415 | 0 | 0 | 0 | 0 | 201580.1879 | 0 | 0 | 0 | 0 | 0 | 0 | 0 | 2826902.474 | 0 | 0 | 0 | 0 | 0 | 0 | 0 | 0 | 0 | 0 | 0 | 83051.4577 | 0 | 0 | 0 | 0 | 0 | 0 | 0 | 0 | 0 | -277166.1862 | 0 | 0 | 0 | 0 | 0 | 0 | 0 | 0
2016-06-07 11:00 | 0 | 0 | 0 | 0 | 244039.5645 | 6.0162 | 414034 | 0 | 0 | 0 | 0 | 118528.7302 | 0 | 0 | 0 | 0 | 0 | 0 | 0 | 2732211.6943 | 0 | 7753.8181 | 0 | 0 | 0 | 0 | 0 | 0 | 0 | 0 | 0 | -83051.4577 | 0 | 0 | 0 | 0 | 0 | 0 | 0 | 0 | 0 | -94690.7797 | 0 | 7753.8181 | 0 | 0 | 0 | 0 | 0 | 0
2016-06-07 12:00 | 0 | 0 | 0 | 0 | 117438.7269 | 118087.0085 | 436079 | 0 | 0 | 0 | 0 | 162368.5664 | 0 | 0 | 0 | 0 | 0 | 0 | 0 | 2455045.5081 | 0 | 40526.9035 | 0 | 0 | 0 | 0 | 0 | 0 | 0 | 0 | 0 | 43839.8362 | 0 | 0 | 0 | 0 | 0 | 0 | 0 | 0 | 0 | -277166.1862 | 0 | 32773.0854 | 0 | 0 | 0 | 0 | 0 | 0
2016-06-07 13:00 | 0 | 0 | 0 | 0 | 0 | 484649.8682 | 460021 | 0 | 0 | 0 | 0 | 79317.1087 | 0 | 0 | 0 | 0 | 0 | 0 | 0 | 2570479.6522 | 0 | 32773.0854 | 0 | 0 | 0 | 0 | 0 | 0 | 0 | 0 | 0 | -83051.4577 | 0 | 0 | 0 | 0 | 0 | 0 | 0 | 0 | 0 | 115434.144 | 0 | -7753.8181 | 0 | 0 | 0 | 0 | 0 | 0
2016-06-07 14:00 | 0 | 0 | 0 | 0 | 0 | 692495.0457 | 485342 | 0 | 0 | 0 | 0 | 162368.5664 | 0 | 0 | 0 | 0 | 0 | 0 | 0 | 2727354.3255 | 0 | 0 | 0 | 0 | 0 | 0 | 0 | 0 | 0 | 0 | 0 | 83051.4577 | 0 | 0 | 0 | 0 | 0 | 0 | 0 | 0 | 0 | 156874.6734 | 0 | -32773.0854 | 0 | 0 | 0 | 0 | 0 | 0
2016-06-07 15:00 | 0 | 0 | 0 | 0 | 0 | 799682.9317 | 508842 | 0 | 0 | 0 | 0 | 176043.3119 | 0 | 0 | 0 | 0 | 0 | 0 | 0 | 3004520.5117 | 0 | 0 | 0 | 0 | 0 | 0 | 0 | 0 | 0 | 0 | 0 | 13674.7456 | 0 | 0 | 0 | 0 | 0 | 0 | 0 | 0 | 0 | 277166.1862 | 0 | 0 | 0 | 0 | 0 | 0 | 0 | 0
2016-06-07 16:00 | 0 | 0 | 0 | 0 | 0 | 846694.9464 | 528600 | 0 | 0 | 0 | 0 | 216972.0721 | 0 | 0 | 0 | 0 | 0 | 0 | 0 | 3281686.6979 | 0 | 0 | 0 | 0 | 0 | 0 | 0 | 0 | 0 | 0 | 0 | 40928.7602 | 0 | 0 | 0 | 0 | 0 | 0 | 0 | 0 | 0 | 277166.1862 | 0 | 0 | 0 | 0 | 0 | 0 | 0 | 0
2016-06-07 17:00 | 0 | 0 | 0 | 0 | 81376.4705 | 857858.2587 | 546244 | 0 | 0 | 0 | 0 | 300023.5298 | 0 | 0 | 0 | 0 | 0 | 0 | 0 | 3558852.884 | 0 | 32773.0854 | 0 | 0 | 0 | 0 | 0 | 0 | 0 | 0 | 0 | 83051.4577 | 0 | 0 | 0 | 0 | 0 | 0 | 0 | 0 | 0 | 277166.1862 | 0 | 32773.0854 | 0 | 0 | 0 | 0 | 0 | 0
2016-06-07 18:00 | 0 | 0 | 0 | 0 | 0 | 848059.4633 | 559521 | 0 | 0 | 0 | 0 | 303641.9889 | 0 | 0 | 0 | 0 | 0 | 0 | 0 | 3836019.0702 | 0 | 40526.9035 | 0 | 0 | 0 | 0 | 0 | 0 | 0 | 0 | 0 | 3618.4591 | 0 | 0 | 0 | 0 | 0 | 0 | 0 | 0 | 0 | 277166.1862 | 0 | 7753.8181 | 0 | 0 | 0 | 0 | 0 | 0
2016-06-07 19:00 | 0 | 0 | 0 | 0 | 0 | 831011.7189 | 569433 | 0 | 0 | 0 | 0 | 320827.607 | 0 | 0 | 0 | 0 | 0 | 0 | 0 | 4113185.2564 | 0 | 7753.8181 | 0 | 0 | 0 | 0 | 0 | 0 | 0 | 0 | 0 | 17185.6181 | 0 | 0 | 0 | 0 | 0 | 0 | 0 | 0 | 0 | 277166.1862 | 0 | -32773.0854 | 0 | 0 | 0 | 0 | 0 | 0
2016-06-07 20:00 | 0 | 0 | 0 | 0 | 0 | 814085.3143 | 575757 | 0 | 0 | 0 | 0 | 249216.6497 | 0 | 0 | 0 | 0 | 0 | 0 | 0 | 4390351.4425 | 0 | 40526.9035 | 0 | 0 | 0 | 0 | 0 | 0 | 0 | 0 | 0 | -71610.9572 | 0 | 0 | 0 | 0 | 0 | 0 | 0 | 0 | 0 | 277166.1862 | 0 | 32773.0854 | 0 | 0 | 0 | 0 | 0 | 0
2016-06-07 21:00 | 0 | 0 | 0 | 0 | 0 | 791990.3606 | 579190 | 0 | 0 | 0 | 0 | 217623.9095 | 0 | 0 | 0 | 0 | 0 | 0 | 0 | 4667517.6287 | 0 | 7753.8181 | 0 | 0 | 0 | 0 | 0 | 0 | 0 | 0 | 0 | -31592.7402 | 0 | 0 | 0 | 0 | 0 | 0 | 0 | 0 | 0 | 277166.1862 | 0 | -32773.0854 | 0 | 0 | 0 | 0 | 0 | 0
2016-06-07 22:00 | 0 | 0 | 0 | 0 | 0 | 756336.0176 | 575363 | 0 | 0 | 0 | 0 | 300675.3672 | 0 | 0 | 0 | 0 | 0 | 0 | 0 | 4740419.9213 | 0 | 32773.0854 | 0 | 0 | 0 | 0 | 0 | 0 | 0 | 0 | 0 | 83051.4577 | 0 | 0 | 0 | 0 | 0 | 0 | 0 | 0 | 0 | 72902.2926 | 0 | 25019.2673 | 0 | 0 | 0 | 0 | 0 | 0
2016-06-07 23:00 | 0 | 0 | 0 | 0 | 0 | 668235.2483 | 564201 | 0 | 0 | 0 | 0 | 249154.3731 | 0 | 0 | 0 | 0 | 0 | 0 | 0 | 4928748.2491 | 0 | 0 | 0 | 0 | 0 | 0 | 0 | 0 | 0 | 0 | 0 | -51520.9941 | 0 | 0 | 0 | 0 | 0 | 0 | 0 | 0 | 0 | 188328.3278 | 0 | -32773.0854 | 0 | 0 | 0 | 0 | 0 | 0
2016-06-08 | 0 | 0 | 0 | 0 | 0 | 530316.7604 | 548515 | 0 | 0 | 0 | 0 | 332205.8308 | 0 | 0 | 0 | 0 | 0 | 0 | 0 | 4827498.5518 | 0 | 0 | 0 | 0 | 0 | 0 | 0 | 0 | 0 | 0 | 0 | 83051.4577 | 0 | 0 | 0 | 0 | 0 | 0 | 0 | 0 | 0 | -101249.6973 | 0 | 0 | 0 | 0 | 0 | 0 | 0 | 0
2016-06-08 01:00 | 0 | 0 | 0 | 0 | 0 | 294156.2888 | 533334 | 0 | 0 | 0 | 0 | 249154.3731 | 0 | 0 | 0 | 0 | 0 | 0 | 0 | 4671372.2983 | 0 | 0 | 0 | 0 | 0 | 0 | 0 | 0 | 0 | 0 | 0 | -83051.4577 | 0 | 0 | 0 | 0 | 0 | 0 | 0 | 0 | 0 | -156126.2535 | 0 | 0 | 0 | 0 | 0 | 0 | 0 | 0
2016-06-08 02:00 | 0 | 0 | 0 | 0 | 106093.5636 | 40558.7925 | 506870 | 0 | 0 | 0 | 0 | 166102.9154 | 0 | 0 | 0 | 0 | 0 | 0 | 0 | 4394206.1122 | 0 | 0 | 0 | 0 | 0 | 0 | 0 | 0 | 0 | 0 | 0 | -83051.4577 | 0 | 0 | 0 | 0 | 0 | 0 | 0 | 0 | 0 | -277166.1862 | 0 | 0 | 0 | 0 | 0 | 0 | 0 | 0
2016-06-08 03:00 | 0 | 0 | 0 | 0 | 276861.2451 | 2.0264 | 470978 | 0 | 0 | 0 | 0 | 249154.3731 | 0 | 0 | 0 | 0 | 0 | 0 | 0 | 4117039.926 | 0 | 0 | 0 | 0 | 0 | 0 | 0 | 0 | 0 | 0 | 0 | 83051.4577 | 0 | 0 | 0 | 0 | 0 | 0 | 0 | 0 | 0 | -277166.1862 | 0 | 0 | 0 | 0 | 0 | 0 | 0 | 0
2016-06-08 04:00 | 0 | 0 | 0 | 0 | 77347.3561 | 0 | 437565 | 0 | 0 | 0 | 0 | 166102.9154 | 0 | 0 | 0 | 0 | 0 | 0 | 0 | 3839873.7399 | 0 | 0 | 0 | 0 | 0 | 0 | 0 | 0 | 0 | 0 | 0 | -83051.4577 | 0 | 0 | 0 | 0 | 0 | 0 | 0 | 0 | 0 | -277166.1862 | 0 | 0 | 0 | 0 | 0 | 0 | 0 | 0
2016-06-08 05:00 | 0 | 0 | 0 | 0 | 48632.3561 | 0 | 408850 | 0 | 0 | 0 | 0 | 83051.4577 | 0 | 0 | 0 | 0 | 0 | 0 | 0 | 3562707.5537 | 0 | 0 | 0 | 0 | 0 | 0 | 0 | 0 | 0 | 0 | 0 | -83051.4577 | 0 | 0 | 0 | 0 | 0 | 0 | 0 | 0 | 0 | -277166.1862 | 0 | 0 | 0 | 0 | 0 | 0 | 0 | 0
2016-06-08 06:00 | 0 | 0 | 0 | 0 | 453561.8171 | 0 | 386228 | 0 | 0 | 0 | 0 | 166102.9154 | 0 | 0 | 0 | 0 | 0 | 0 | 0 | 3535721.5569 | 0 | 11268.3561 | 0 | 0 | 0 | 0 | 0 | 0 | 0 | 0 | 0 | 83051.4577 | 0 | 0 | 0 | 0 | 0 | 0 | 0 | 0 | 0 | -26985.9967 | 0 | 11268.3561 | 0 | 0 | 0 | 0 | 0 | 0
2016-06-08 07:00 | 0 | 0 | 0 | 0 | 0 | 0 | 371486 | 0 | 0 | 0 | 0 | 83051.4577 | 0 | 0 | 0 | 0 | 0 | 0 | 0 | 3258555.3708 | 0 | 0 | 0 | 0 | 0 | 0 | 0 | 0 | 0 | 0 | 0 | -83051.4577 | 0 | 0 | 0 | 0 | 0 | 0 | 0 | 0 | 0 | -277166.1862 | 0 | -11268.3561 | 0 | 0 | 0 | 0 | 0 | 0
2016-06-08 08:00 | 0 | 0 | 0 | 0 | 4497.3561 | 0 | 364715 | 0 | 0 | 0 | 0 | 0 | 0 | 0 | 0 | 0 | 0 | 0 | 0 | 2981389.1846 | 0 | 0 | 0 | 0 | 0 | 0 | 0 | 0 | 0 | 0 | 0 | -83051.4577 | 0 | 0 | 0 | 0 | 0 | 0 | 0 | 0 | 0 | -277166.1862 | 0 | 0 | 0 | 0 | 0 | 0 | 0 | 0
2016-06-08 09:00 | 0 | 0 | 0 | 0 | 176357.2715 | 0 | 370472 | 0 | 0 | 0 | 0 | 83051.4577 | 0 | 0 | 0 | 0 | 0 | 0 | 0 | 2704222.9984 | 0 | 0 | 0 | 0 | 0 | 0 | 0 | 0 | 0 | 0 | 0 | 83051.4577 | 0 | 0 | 0 | 0 | 0 | 0 | 0 | 0 | 0 | -277166.1862 | 0 | 0 | 0 | 0 | 0 | 0 | 0 | 0
2016-06-08 10:00 | 0 | 0 | 0 | 0 | 22187.3561 | 0 | 382405 | 0 | 0 | 0 | 0 | 0 | 0 | 0 | 0 | 0 | 0 | 0 | 0 | 2427056.8123 | 0 | 0 | 0 | 0 | 0 | 0 | 0 | 0 | 0 | 0 | 0 | -83051.4577 | 0 | 0 | 0 | 0 | 0 | 0 | 0 | 0 | 0 | -277166.1862 | 0 | 0 | 0 | 0 | 0 | 0 | 0 | 0
2016-06-08 11:00 | 0 | 0 | 0 | 0 | 371782.9977 | 4.5253 | 400432 | 0 | 0 | 0 | 0 | 83051.4577 | 0 | 0 | 0 | 0 | 0 | 0 | 0 | 2282587.7922 | 0 | 32773.0854 | 0 | 0 | 0 | 0 | 0 | 0 | 0 | 0 | 0 | 83051.4577 | 0 | 0 | 0 | 0 | 0 | 0 | 0 | 0 | 0 | -144469.0201 | 0 | 32773.0854 | 0 | 0 | 0 | 0 | 0 | 0
2016-06-08 12:00 | 0 | 0 | 0 | 0 | 0 | 123131.7651 | 420465 | 0 | 0 | 0 | 0 | 0 | 0 | 0 | 0 | 0 | 0 | 0 | 0 | 2101079.1004 | 0 | 0 | 0 | 0 | 0 | 0 | 0 | 0 | 0 | 0 | 0 | -83051.4577 | 0 | 0 | 0 | 0 | 0 | 0 | 0 | 0 | 0 | -181508.6918 | 0 | -32773.0854 | 0 | 0 | 0 | 0 | 0 | 0
2016-06-08 13:00 | 0 | 0 | 0 | 0 | 0 | 463582.9845 | 442199 | 0 | 0 | 0 | 0 | 0 | 0 | 0 | 0 | 0 | 0 | 0 | 0 | 2122463.0848 | 0 | 0 | 0 | 0 | 0 | 0 | 0 | 0 | 0 | 0 | 0 | 0 | 0 | 0 | 0 | 0 | 0 | 0 | 0 | 0 | 0 | 21383.9845 | 0 | 0 | 0 | 0 | 0 | 0 | 0 | 0
2016-06-08 14:00 | 0 | 0 | 0 | 0 | 0 | 661696.3781 | 465246 | 0 | 0 | 0 | 0 | 0 | 0 | 0 | 0 | 0 | 0 | 0 | 0 | 2318913.463 | 0 | 0 | 0 | 0 | 0 | 0 | 0 | 0 | 0 | 0 | 0 | 0 | 0 | 0 | 0 | 0 | 0 | 0 | 0 | 0 | 0 | 196450.3781 | 0 | 0 | 0 | 0 | 0 | 0 | 0 | 0
2016-06-08 15:00 | 0 | 0 | 0 | 0 | 91142.8638 | 755091.78 | 486017 | 0 | 0 | 0 | 0 | 83051.4577 | 0 | 0 | 0 | 0 | 0 | 0 | 0 | 2596079.6491 | 0 | 0 | 0 | 0 | 0 | 0 | 0 | 0 | 0 | 0 | 0 | 83051.4577 | 0 | 0 | 0 | 0 | 0 | 0 | 0 | 0 | 0 | 277166.1862 | 0 | 0 | 0 | 0 | 0 | 0 | 0 | 0
2016-06-08 16:00 | 0 | 0 | 0 | 0 | 0 | 805229.3954 | 502863 | 0 | 0 | 0 | 0 | 108251.6669 | 0 | 0 | 0 | 0 | 0 | 0 | 0 | 2873245.8353 | 0 | 0 | 0 | 0 | 0 | 0 | 0 | 0 | 0 | 0 | 0 | 25200.2092 | 0 | 0 | 0 | 0 | 0 | 0 | 0 | 0 | 0 | 277166.1862 | 0 | 0 | 0 | 0 | 0 | 0 | 0 | 0
2016-06-08 17:00 | 0 | 0 | 0 | 0 | 0 | 818625.8041 | 519109 | 0 | 0 | 0 | 0 | 130602.2848 | 0 | 0 | 0 | 0 | 0 | 0 | 0 | 3150412.0214 | 0 | 0 | 0 | 0 | 0 | 0 | 0 | 0 | 0 | 0 | 0 | 22350.6179 | 0 | 0 | 0 | 0 | 0 | 0 | 0 | 0 | 0 | 277166.1862 | 0 | 0 | 0 | 0 | 0 | 0 | 0 | 0
2016-06-08 18:00 | 0 | 0 | 0 | 0 | 0 | 816169.4929 | 532051 | 0 | 0 | 0 | 0 | 137554.5916 | 0 | 0 | 0 | 0 | 0 | 0 | 0 | 3427578.2076 | 0 | 0 | 0 | 0 | 0 | 0 | 0 | 0 | 0 | 0 | 0 | 6952.3068 | 0 | 0 | 0 | 0 | 0 | 0 | 0 | 0 | 0 | 277166.1862 | 0 | 0 | 0 | 0 | 0 | 0 | 0 | 0
2016-06-08 19:00 | 0 | 0 | 0 | 0 | 0 | 804474.4073 | 543040 | 0 | 0 | 0 | 0 | 121822.8128 | 0 | 0 | 0 | 0 | 0 | 0 | 0 | 3704744.3938 | 0 | 0 | 0 | 0 | 0 | 0 | 0 | 0 | 0 | 0 | 0 | -15731.7788 | 0 | 0 | 0 | 0 | 0 | 0 | 0 | 0 | 0 | 277166.1862 | 0 | 0 | 0 | 0 | 0 | 0 | 0 | 0
2016-06-08 20:00 | 0 | 0 | 0 | 0 | 0 | 793794.6222 | 551323 | 0 | 0 | 0 | 0 | 87128.2488 | 0 | 0 | 0 | 0 | 0 | 0 | 0 | 3981910.5799 | 0 | 0 | 0 | 0 | 0 | 0 | 0 | 0 | 0 | 0 | 0 | -34694.5639 | 0 | 0 | 0 | 0 | 0 | 0 | 0 | 0 | 0 | 277166.1862 | 0 | 0 | 0 | 0 | 0 | 0 | 0 | 0
2016-06-08 21:00 | 0 | 0 | 0 | 0 | 0 | 773103.6602 | 555836 | 0 | 0 | 0 | 0 | 170179.7065 | 0 | 0 | 0 | 0 | 0 | 0 | 0 | 4116126.7824 | 0 | 0 | 0 | 0 | 0 | 0 | 0 | 0 | 0 | 0 | 0 | 83051.4577 | 0 | 0 | 0 | 0 | 0 | 0 | 0 | 0 | 0 | 134216.2025 | 0 | 0 | 0 | 0 | 0 | 0 | 0 | 0
2016-06-08 22:00 | 0 | 0 | 0 | 0 | 0 | 734801.9783 | 553751 | 0 | 0 | 0 | 0 | 253231.1642 | 0 | 0 | 0 | 0 | 0 | 0 | 0 | 4214126.303 | 0 | 0 | 0 | 0 | 0 | 0 | 0 | 0 | 0 | 0 | 0 | 83051.4577 | 0 | 0 | 0 | 0 | 0 | 0 | 0 | 0 | 0 | 97999.5206 | 0 | 0 | 0 | 0 | 0 | 0 | 0 | 0
2016-06-08 23:00 | 0 | 0 | 0 | 0 | 87502.9019 | 650395.8266 | 543784 | 0 | 0 | 0 | 0 | 170179.7065 | 0 | 0 | 0 | 0 | 0 | 0 | 0 | 4491292.4892 | 0 | 0 | 0 | 0 | 0 | 0 | 0 | 0 | 0 | 0 | 0 | -83051.4577 | 0 | 0 | 0 | 0 | 0 | 0 | 0 | 0 | 0 | 277166.1862 | 0 | 0 | 0 | 0 | 0 | 0 | 0 | 0
2016-06-09 | 0 | 0 | 0 | 0 | 0 | 511487.5655 | 530422 | 0 | 0 | 0 | 0 | 87128.2488 | 0 | 0 | 0 | 0 | 0 | 0 | 0 | 4555409.5124 | 0 | 0 | 0 | 0 | 0 | 0 | 0 | 0 | 0 | 0 | 0 | -83051.4577 | 0 | 0 | 0 | 0 | 0 | 0 | 0 | 0 | 0 | 64117.0232 | 0 | 0 | 0 | 0 | 0 | 0 | 0 | 0
2016-06-09 01:00 | 0 | 0 | 0 | 0 | 44546.2755 | 278780.9961 | 517442 | 0 | 0 | 0 | 0 | 170179.7065 | 0 | 0 | 0 | 0 | 0 | 0 | 0 | 4278243.3262 | 0 | 0 | 0 | 0 | 0 | 0 | 0 | 0 | 0 | 0 | 0 | 83051.4577 | 0 | 0 | 0 | 0 | 0 | 0 | 0 | 0 | 0 | -277166.1862 | 0 | 0 | 0 | 0 | 0 | 0 | 0 | 0
2016-06-09 02:00 | 0 | 0 | 0 | 0 | 97584.9836 | 36600.3725 | 494403 | 0 | 0 | 0 | 0 | 87128.2488 | 0 | 0 | 0 | 0 | 0 | 0 | 0 | 4001077.14 | 0 | 0 | 0 | 0 | 0 | 0 | 0 | 0 | 0 | 0 | 0 | -83051.4577 | 0 | 0 | 0 | 0 | 0 | 0 | 0 | 0 | 0 | -277166.1862 | 0 | 0 | 0 | 0 | 0 | 0 | 0 | 0
2016-06-09 03:00 | 0 | 0 | 0 | 0 | 101285.7917 | 1.5644 | 461505 | 0 | 0 | 0 | 0 | 4076.7911 | 0 | 0 | 0 | 0 | 0 | 0 | 0 | 3723910.9539 | 0 | 0 | 0 | 0 | 0 | 0 | 0 | 0 | 0 | 0 | 0 | -83051.4577 | 0 | 0 | 0 | 0 | 0 | 0 | 0 | 0 | 0 | -277166.1862 | 0 | 0 | 0 | 0 | 0 | 0 | 0 | 0
2016-06-09 04:00 | 0 | 0 | 0 | 0 | 235370.2715 | 0 | 429485 | 0 | 0 | 0 | 0 | 87128.2488 | 0 | 0 | 0 | 0 | 0 | 0 | 0 | 3446744.7677 | 0 | 0 | 0 | 0 | 0 | 0 | 0 | 0 | 0 | 0 | 0 | 83051.4577 | 0 | 0 | 0 | 0 | 0 | 0 | 0 | 0 | 0 | -277166.1862 | 0 | 0 | 0 | 0 | 0 | 0 | 0 | 0
2016-06-09 05:00 | 0 | 0 | 0 | 0 | 42631.3561 | 0 | 402849 | 0 | 0 | 0 | 0 | 4076.7911 | 0 | 0 | 0 | 0 | 0 | 0 | 0 | 3169578.5815 | 0 | 0 | 0 | 0 | 0 | 0 | 0 | 0 | 0 | 0 | 0 | -83051.4577 | 0 | 0 | 0 | 0 | 0 | 0 | 0 | 0 | 0 | -277166.1862 | 0 | 0 | 0 | 0 | 0 | 0 | 0 | 0
2016-06-09 06:00 | 0 | 0 | 0 | 0 | 610974.4884 | 0 | 382478 | 0 | 0 | 0 | 0 | 87128.2488 | 0 | 0 | 0 | 0 | 0 | 0 | 0 | 3306420.2561 | 0 | 8603.3561 | 0 | 0 | 0 | 0 | 0 | 0 | 0 | 0 | 0 | 83051.4577 | 0 | 0 | 0 | 0 | 0 | 0 | 0 | 0 | 0 | 136841.6745 | 0 | 8603.3561 | 0 | 0 | 0 | 0 | 0 | 0
2016-06-09 07:00 | 0 | 0 | 0 | 0 | 0 | 0 | 368821 | 0 | 0 | 0 | 0 | 4076.7911 | 0 | 0 | 0 | 0 | 0 | 0 | 0 | 3029254.0699 | 0 | 0 | 0 | 0 | 0 | 0 | 0 | 0 | 0 | 0 | 0 | -83051.4577 | 0 | 0 | 0 | 0 | 0 | 0 | 0 | 0 | 0 | -277166.1862 | 0 | -8603.3561 | 0 | 0 | 0 | 0 | 0 | 0
2016-06-09 08:00 | 0 | 0 | 0 | 0 | 81466.0227 | 0 | 362709 | 0 | 0 | 0 | 0 | 0 | 0 | 0 | 0 | 0 | 0 | 0 | 0 | 2752087.8837 | 0 | 0 | 0 | 0 | 0 | 0 | 0 | 0 | 0 | 0 | 0 | -4076.7911 | 0 | 0 | 0 | 0 | 0 | 0 | 0 | 0 | 0 | -277166.1862 | 0 | 0 | 0 | 0 | 0 | 0 | 0 | 0
2016-06-09 09:00 | 0 | 0 | 0 | 0 | 172501.2715 | 0 | 366616 | 0 | 0 | 0 | 0 | 83051.4577 | 0 | 0 | 0 | 0 | 0 | 0 | 0 | 2474921.6976 | 0 | 0 | 0 | 0 | 0 | 0 | 0 | 0 | 0 | 0 | 0 | 83051.4577 | 0 | 0 | 0 | 0 | 0 | 0 | 0 | 0 | 0 | -277166.1862 | 0 | 0 | 0 | 0 | 0 | 0 | 0 | 0
2016-06-09 10:00 | 0 | 0 | 0 | 0 | 20097.3561 | 0 | 380315 | 0 | 0 | 0 | 0 | 0 | 0 | 0 | 0 | 0 | 0 | 0 | 0 | 2197755.5114 | 0 | 0 | 0 | 0 | 0 | 0 | 0 | 0 | 0 | 0 | 0 | -83051.4577 | 0 | 0 | 0 | 0 | 0 | 0 | 0 | 0 | 0 | -277166.1862 | 0 | 0 | 0 | 0 | 0 | 0 | 0 | 0
2016-06-09 11:00 | 0 | 0 | 0 | 0 | 389321.2593 | 7.6331 | 398304 | 0 | 0 | 0 | 0 | 83051.4577 | 0 | 0 | 0 | 0 | 0 | 0 | 0 | 2105728.9461 | 0 | 0 | 0 | 0 | 0 | 0 | 0 | 0 | 0 | 0 | 0 | 83051.4577 | 0 | 0 | 0 | 0 | 0 | 0 | 0 | 0 | 0 | -92026.5653 | 0 | 0 | 0 | 0 | 0 | 0 | 0 | 0
2016-06-09 12:00 | 0 | 0 | 0 | 0 | 0 | 121115.8317 | 419320 | 0 | 0 | 0 | 0 | 0 | 0 | 0 | 0 | 0 | 0 | 0 | 0 | 1890576.2355 | 0 | 0 | 0 | 0 | 0 | 0 | 0 | 0 | 0 | 0 | 0 | -83051.4577 | 0 | 0 | 0 | 0 | 0 | 0 | 0 | 0 | 0 | -215152.7106 | 0 | 0 | 0 | 0 | 0 | 0 | 0 | 0
2016-06-09 13:00 | 0 | 0 | 0 | 0 | 228333.1399 | 456696.1242 | 441583 | 0 | 0 | 0 | 0 | 0 | 0 | 0 | 0 | 0 | 0 | 0 | 0 | 2134022.4996 | 0 | 0 | 0 | 0 | 0 | 0 | 0 | 0 | 0 | 0 | 0 | 0 | 0 | 0 | 0 | 0 | 0 | 0 | 0 | 0 | 0 | 243446.264 | 0 | 0 | 0 | 0 | 0 | 0 | 0 | 0
2016-06-09 14:00 | 0 | 0 | 0 | 0 | 68783.99 | 672979.1961 | 464597 | 0 | 0 | 0 | 0 | 0 | 0 | 0 | 0 | 0 | 0 | 0 | 0 | 2411188.6857 | 0 | 0 | 0 | 0 | 0 | 0 | 0 | 0 | 0 | 0 | 0 | 0 | 0 | 0 | 0 | 0 | 0 | 0 | 0 | 0 | 0 | 277166.1862 | 0 | 0 | 0 | 0 | 0 | 0 | 0 | 0
2016-06-09 15:00 | 0 | 0 | 0 | 0 | 0 | 789246.7419 | 485879 | 0 | 0 | 0 | 0 | 26201.5557 | 0 | 0 | 0 | 0 | 0 | 0 | 0 | 2688354.8719 | 0 | 0 | 0 | 0 | 0 | 0 | 0 | 0 | 0 | 0 | 0 | 26201.5557 | 0 | 0 | 0 | 0 | 0 | 0 | 0 | 0 | 0 | 277166.1862 | 0 | 0 | 0 | 0 | 0 | 0 | 0 | 0
2016-06-09 16:00 | 0 | 0 | 0 | 0 | 16816.8466 | 849389.7973 | 505989 | 0 | 0 | 0 | 0 | 109253.0134 | 0 | 0 | 0 | 0 | 0 | 0 | 0 | 2965521.0581 | 0 | 0 | 0 | 0 | 0 | 0 | 0 | 0 | 0 | 0 | 0 | 83051.4577 | 0 | 0 | 0 | 0 | 0 | 0 | 0 | 0 | 0 | 277166.1862 | 0 | 0 | 0 | 0 | 0 | 0 | 0 | 0
2016-06-09 17:00 | 0 | 0 | 0 | 0 | 0 | 863704.0371 | 524767 | 0 | 0 | 0 | 0 | 192304.4711 | 0 | 0 | 0 | 0 | 0 | 0 | 0 | 3221406.6375 | 0 | 0 | 0 | 0 | 0 | 0 | 0 | 0 | 0 | 0 | 0 | 83051.4577 | 0 | 0 | 0 | 0 | 0 | 0 | 0 | 0 | 0 | 255885.5794 | 0 | 0 | 0 | 0 | 0 | 0 | 0 | 0
2016-06-09 18:00 | 0 | 0 | 0 | 0 | 0 | 861259.7667 | 539999 | 0 | 0 | 0 | 0 | 236399.0517 | 0 | 0 | 0 | 0 | 0 | 0 | 0 | 3498572.8237 | 0 | 0 | 0 | 0 | 0 | 0 | 0 | 0 | 0 | 0 | 0 | 44094.5806 | 0 | 0 | 0 | 0 | 0 | 0 | 0 | 0 | 0 | 277166.1862 | 0 | 0 | 0 | 0 | 0 | 0 | 0 | 0
2016-06-09 19:00 | 0 | 0 | 0 | 0 | 0 | 852879.7725 | 552774 | 0 | 0 | 0 | 0 | 259338.638 | 0 | 0 | 0 | 0 | 0 | 0 | 0 | 3775739.0098 | 0 | 0 | 0 | 0 | 0 | 0 | 0 | 0 | 0 | 0 | 0 | 22939.5863 | 0 | 0 | 0 | 0 | 0 | 0 | 0 | 0 | 0 | 277166.1862 | 0 | 0 | 0 | 0 | 0 | 0 | 0 | 0
2016-06-09 20:00 | 0 | 0 | 0 | 0 | 0 | 846432.3009 | 560594 | 0 | 0 | 0 | 0 | 268010.7528 | 0 | 0 | 0 | 0 | 0 | 0 | 0 | 4052905.196 | 0 | 0 | 0 | 0 | 0 | 0 | 0 | 0 | 0 | 0 | 0 | 8672.1147 | 0 | 0 | 0 | 0 | 0 | 0 | 0 | 0 | 0 | 277166.1862 | 0 | 0 | 0 | 0 | 0 | 0 | 0 | 0
2016-06-09 21:00 | 0 | 0 | 0 | 0 | 0 | 830714.2195 | 566846 | 0 | 0 | 0 | 0 | 254712.7861 | 0 | 0 | 0 | 0 | 0 | 0 | 0 | 4330071.3822 | 0 | 0 | 0 | 0 | 0 | 0 | 0 | 0 | 0 | 0 | 0 | -13297.9666 | 0 | 0 | 0 | 0 | 0 | 0 | 0 | 0 | 0 | 277166.1862 | 0 | 0 | 0 | 0 | 0 | 0 | 0 | 0
2016-06-09 22:00 | 0 | 0 | 0 | 0 | 0 | 795113.4058 | 564371 | 0 | 0 | 0 | 0 | 208289.0057 | 0 | 0 | 0 | 0 | 0 | 0 | 0 | 4607237.5683 | 0 | 0 | 0 | 0 | 0 | 0 | 0 | 0 | 0 | 0 | 0 | -46423.7804 | 0 | 0 | 0 | 0 | 0 | 0 | 0 | 0 | 0 | 277166.1862 | 0 | 0 | 0 | 0 | 0 | 0 | 0 | 0
2016-06-09 23:00 | 0 | 0 | 0 | 0 | 0 | 712223.1424 | 554318 | 0 | 0 | 0 | 0 | 166102.9154 | 0 | 0 | 0 | 0 | 0 | 0 | 0 | 4807328.801 | 0 | 0 | 0 | 0 | 0 | 0 | 0 | 0 | 0 | 0 | 0 | -42186.0903 | 0 | 0 | 0 | 0 | 0 | 0 | 0 | 0 | 0 | 200091.2327 | 0 | 0 | 0 | 0 | 0 | 0 | 0 | 0
2016-06-10 | 0 | 0 | 0 | 0 | 0 | 566460.8002 | 540316 | 0 | 0 | 0 | 0 | 83051.4577 | 0 | 0 | 0 | 0 | 0 | 0 | 0 | 4916525.059 | 0 | 0 | 0 | 0 | 0 | 0 | 0 | 0 | 0 | 0 | 0 | -83051.4577 | 0 | 0 | 0 | 0 | 0 | 0 | 0 | 0 | 0 | 109196.2579 | 0 | 0 | 0 | 0 | 0 | 0 | 0 | 0
2016-06-10 01:00 | 0 | 0 | 0 | 0 | 7453.7289 | 328829.5426 | 530398 | 0 | 0 | 0 | 0 | 166102.9154 | 0 | 0 | 0 | 0 | 0 | 0 | 0 | 4639358.8728 | 0 | 0 | 0 | 0 | 0 | 0 | 0 | 0 | 0 | 0 | 0 | 83051.4577 | 0 | 0 | 0 | 0 | 0 | 0 | 0 | 0 | 0 | -277166.1862 | 0 | 0 | 0 | 0 | 0 | 0 | 0 | 0
2016-06-10 02:00 | 0 | 0 | 0 | 0 | 90108.3614 | 55096.9948 | 505423 | 0 | 0 | 0 | 0 | 83051.4577 | 0 | 0 | 0 | 0 | 0 | 0 | 0 | 4362192.6866 | 0 | 0 | 0 | 0 | 0 | 0 | 0 | 0 | 0 | 0 | 0 | -83051.4577 | 0 | 0 | 0 | 0 | 0 | 0 | 0 | 0 | 0 | -277166.1862 | 0 | 0 | 0 | 0 | 0 | 0 | 0 | 0
2016-06-10 03:00 | 0 | 0 | 0 | 0 | 112878.2037 | 2.1524 | 473098 | 0 | 0 | 0 | 0 | 0 | 0 | 0 | 0 | 0 | 0 | 0 | 0 | 4085026.5005 | 0 | 0 | 0 | 0 | 0 | 0 | 0 | 0 | 0 | 0 | 0 | -83051.4577 | 0 | 0 | 0 | 0 | 0 | 0 | 0 | 0 | 0 | -277166.1862 | 0 | 0 | 0 | 0 | 0 | 0 | 0 | 0
2016-06-10 04:00 | 0 | 0 | 0 | 0 | 667684.5845 | 0 | 438393 | 0 | 0 | 0 | 0 | 83051.4577 | 0 | 0 | 0 | 0 | 0 | 0 | 0 | 4231266.6273 | 0 | 0 | 0 | 0 | 0 | 0 | 0 | 0 | 0 | 0 | 0 | 83051.4577 | 0 | 0 | 0 | 0 | 0 | 0 | 0 | 0 | 0 | 146240.1268 | 0 | 0 | 0 | 0 | 0 | 0 | 0 | 0
2016-06-10 05:00 | 0 | 0 | 0 | 0 | 51294.3561 | 0 | 411512 | 0 | 0 | 0 | 0 | 0 | 0 | 0 | 0 | 0 | 0 | 0 | 0 | 3954100.4411 | 0 | 0 | 0 | 0 | 0 | 0 | 0 | 0 | 0 | 0 | 0 | -83051.4577 | 0 | 0 | 0 | 0 | 0 | 0 | 0 | 0 | 0 | -277166.1862 | 0 | 0 | 0 | 0 | 0 | 0 | 0 | 0
2016-06-10 06:00 | 0 | 0 | 0 | 0 | 197111.2715 | 0 | 391226 | 0 | 0 | 0 | 0 | 83051.4577 | 0 | 0 | 0 | 0 | 0 | 0 | 0 | 3676934.255 | 0 | 0 | 0 | 0 | 0 | 0 | 0 | 0 | 0 | 0 | 0 | 83051.4577 | 0 | 0 | 0 | 0 | 0 | 0 | 0 | 0 | 0 | -277166.1862 | 0 | 0 | 0 | 0 | 0 | 0 | 0 | 0
2016-06-10 07:00 | 0 | 0 | 0 | 0 | 182770.2715 | 0 | 376885 | 0 | 0 | 0 | 0 | 166102.9154 | 0 | 0 | 0 | 0 | 0 | 0 | 0 | 3399768.0688 | 0 | 0 | 0 | 0 | 0 | 0 | 0 | 0 | 0 | 0 | 0 | 83051.4577 | 0 | 0 | 0 | 0 | 0 | 0 | 0 | 0 | 0 | -277166.1862 | 0 | 0 | 0 | 0 | 0 | 0 | 0 | 0
2016-06-10 08:00 | 0 | 0 | 0 | 0 | 9328.3561 | 0 | 369546 | 0 | 0 | 0 | 0 | 83051.4577 | 0 | 0 | 0 | 0 | 0 | 0 | 0 | 3122601.8827 | 0 | 0 | 0 | 0 | 0 | 0 | 0 | 0 | 0 | 0 | 0 | -83051.4577 | 0 | 0 | 0 | 0 | 0 | 0 | 0 | 0 | 0 | -277166.1862 | 0 | 0 | 0 | 0 | 0 | 0 | 0 | 0
2016-06-10 09:00 | 0 | 0 | 0 | 0 | 450952.0135 | 0 | 372398 | 0 | 0 | 0 | 0 | 166102.9154 | 0 | 0 | 0 | 0 | 0 | 0 | 0 | 3118104.4385 | 0 | 0 | 0 | 0 | 0 | 0 | 0 | 0 | 0 | 0 | 0 | 83051.4577 | 0 | 0 | 0 | 0 | 0 | 0 | 0 | 0 | 0 | -4497.4442 | 0 | 0 | 0 | 0 | 0 | 0 | 0 | 0
2016-06-10 10:00 | 0 | 0 | 0 | 0 | 23639.3561 | 0 | 383857 | 0 | 0 | 0 | 0 | 83051.4577 | 0 | 0 | 0 | 0 | 0 | 0 | 0 | 2840938.2523 | 0 | 0 | 0 | 0 | 0 | 0 | 0 | 0 | 0 | 0 | 0 | -83051.4577 | 0 | 0 | 0 | 0 | 0 | 0 | 0 | 0 | 0 | -277166.1862 | 0 | 0 | 0 | 0 | 0 | 0 | 0 | 0
2016-06-10 11:00 | 0 | 0 | 0 | 0 | 328012.1973 | 9.5965 | 402748 | 0 | 0 | 0 | 0 | 83051.4577 | 0 | 0 | 0 | 0 | 0 | 0 | 0 | 2733438.9607 | 0 | 32773.0854 | 0 | 0 | 0 | 0 | 0 | 0 | 0 | 0 | 0 | 0 | 0 | 0 | 0 | 0 | 0 | 0 | 0 | 0 | 0 | -107499.2916 | 0 | 32773.0854 | 0 | 0 | 0 | 0 | 0 | 0
2016-06-10 12:00 | 0 | 0 | 0 | 0 | 0 | 132894.5527 | 426829 | 0 | 0 | 0 | 0 | 0 | 0 | 0 | 0 | 0 | 0 | 0 | 0 | 2555329.0565 | 0 | 0 | 0 | 0 | 0 | 0 | 0 | 0 | 0 | 0 | 0 | -83051.4577 | 0 | 0 | 0 | 0 | 0 | 0 | 0 | 0 | 0 | -178109.9042 | 0 | -32773.0854 | 0 | 0 | 0 | 0 | 0 | 0
2016-06-10 13:00 | 0 | 0 | 0 | 0 | 0 | 449549.6864 | 454646 | 0 | 0 | 0 | 0 | 0 | 0 | 0 | 0 | 0 | 0 | 0 | 0 | 2550232.7428 | 0 | 0 | 0 | 0 | 0 | 0 | 0 | 0 | 0 | 0 | 0 | 0 | 0 | 0 | 0 | 0 | 0 | 0 | 0 | 0 | 0 | -5096.3136 | 0 | 0 | 0 | 0 | 0 | 0 | 0 | 0
2016-06-10 14:00 | 0 | 0 | 0 | 0 | 0 | 618267.4896 | 482301 | 0 | 0 | 0 | 0 | 83051.4577 | 0 | 0 | 0 | 0 | 0 | 0 | 0 | 2603147.7748 | 0 | 0 | 0 | 0 | 0 | 0 | 0 | 0 | 0 | 0 | 0 | 83051.4577 | 0 | 0 | 0 | 0 | 0 | 0 | 0 | 0 | 0 | 52915.0319 | 0 | 0 | 0 | 0 | 0 | 0 | 0 | 0
2016-06-10 15:00 | 0 | 0 | 0 | 0 | 0 | 715400.8329 | 508873 | 0 | 0 | 0 | 0 | 12413.1045 | 0 | 0 | 0 | 0 | 0 | 0 | 0 | 2880313.9609 | 0 | 0 | 0 | 0 | 0 | 0 | 0 | 0 | 0 | 0 | 0 | -70638.3532 | 0 | 0 | 0 | 0 | 0 | 0 | 0 | 0 | 0 | 277166.1862 | 0 | 0 | 0 | 0 | 0 | 0 | 0 | 0
2016-06-10 16:00 | 0 | 0 | 0 | 0 | 0 | 766438.7464 | 531905 | 0 | 0 | 0 | 0 | 95464.5622 | 0 | 0 | 0 | 0 | 0 | 0 | 0 | 3031796.2497 | 0 | 0 | 0 | 0 | 0 | 0 | 0 | 0 | 0 | 0 | 0 | 83051.4577 | 0 | 0 | 0 | 0 | 0 | 0 | 0 | 0 | 0 | 151482.2887 | 0 | 0 | 0 | 0 | 0 | 0 | 0 | 0
2016-06-10 17:00 | 0 | 0 | 0 | 0 | 0 | 781640.9035 | 551022 | 0 | 0 | 0 | 0 | 48917.2795 | 0 | 0 | 0 | 0 | 0 | 0 | 0 | 3308962.4358 | 0 | 0 | 0 | 0 | 0 | 0 | 0 | 0 | 0 | 0 | 0 | -46547.2827 | 0 | 0 | 0 | 0 | 0 | 0 | 0 | 0 | 0 | 277166.1862 | 0 | 0 | 0 | 0 | 0 | 0 | 0 | 0
2016-06-10 18:00 | 0 | 0 | 0 | 0 | 0 | 779517.1965 | 567314 | 0 | 0 | 0 | 0 | 131968.7372 | 0 | 0 | 0 | 0 | 0 | 0 | 0 | 3438114.1747 | 0 | 0 | 0 | 0 | 0 | 0 | 0 | 0 | 0 | 0 | 0 | 83051.4577 | 0 | 0 | 0 | 0 | 0 | 0 | 0 | 0 | 0 | 129151.7388 | 0 | 0 | 0 | 0 | 0 | 0 | 0 | 0
2016-06-10 19:00 | 0 | 0 | 0 | 0 | 3882.9333 | 770099.7952 | 579868 | 0 | 0 | 0 | 0 | 48917.2795 | 0 | 0 | 0 | 0 | 0 | 0 | 0 | 3715280.3608 | 0 | 0 | 0 | 0 | 0 | 0 | 0 | 0 | 0 | 0 | 0 | -83051.4577 | 0 | 0 | 0 | 0 | 0 | 0 | 0 | 0 | 0 | 277166.1862 | 0 | 0 | 0 | 0 | 0 | 0 | 0 | 0
2016-06-10 20:00 | 0 | 0 | 0 | 0 | 0 | 752697.2612 | 589997 | 0 | 0 | 0 | 0 | 131968.7372 | 0 | 0 | 0 | 0 | 0 | 0 | 0 | 3794929.1643 | 0 | 0 | 0 | 0 | 0 | 0 | 0 | 0 | 0 | 0 | 0 | 83051.4577 | 0 | 0 | 0 | 0 | 0 | 0 | 0 | 0 | 0 | 79648.8035 | 0 | 0 | 0 | 0 | 0 | 0 | 0 | 0
2016-06-10 21:00 | 0 | 0 | 0 | 0 | 69622.7942 | 717911.9343 | 593420 | 0 | 0 | 0 | 0 | 48917.2795 | 0 | 0 | 0 | 0 | 0 | 0 | 0 | 4072095.3505 | 0 | 0 | 0 | 0 | 0 | 0 | 0 | 0 | 0 | 0 | 0 | -83051.4577 | 0 | 0 | 0 | 0 | 0 | 0 | 0 | 0 | 0 | 277166.1862 | 0 | 0 | 0 | 0 | 0 | 0 | 0 | 0
2016-06-10 22:00 | 0 | 0 | 0 | 0 | 0 | 660940.8924 | 587600 | 0 | 0 | 0 | 0 | 131968.7372 | 0 | 0 | 0 | 0 | 0 | 0 | 0 | 4062384.7852 | 0 | 0 | 0 | 0 | 0 | 0 | 0 | 0 | 0 | 0 | 0 | 83051.4577 | 0 | 0 | 0 | 0 | 0 | 0 | 0 | 0 | 0 | -9710.5653 | 0 | 0 | 0 | 0 | 0 | 0 | 0 | 0
2016-06-10 23:00 | 0 | 0 | 0 | 0 | 0 | 564265.0294 | 573688 | 0 | 0 | 0 | 0 | 48917.2795 | 0 | 0 | 0 | 0 | 0 | 0 | 0 | 4136013.2723 | 0 | 0 | 0 | 0 | 0 | 0 | 0 | 0 | 0 | 0 | 0 | -83051.4577 | 0 | 0 | 0 | 0 | 0 | 0 | 0 | 0 | 0 | 73628.4871 | 0 | 0 | 0 | 0 | 0 | 0 | 0 | 0
2016-06-11 | 0 | 0 | 0 | 0 | 0 | 425323.0535 | 556480 | 0 | 0 | 0 | 0 | 131968.7372 | 0 | 0 | 0 | 0 | 0 | 0 | 0 | 3921804.8681 | 0 | 0 | 0 | 0 | 0 | 0 | 0 | 0 | 0 | 0 | 0 | 83051.4577 | 0 | 0 | 0 | 0 | 0 | 0 | 0 | 0 | 0 | -214208.4042 | 0 | 0 | 0 | 0 | 0 | 0 | 0 | 0
2016-06-11 01:00 | 0 | 0 | 0 | 0 | 122002.8647 | 224618.4069 | 540736 | 0 | 0 | 0 | 0 | 215020.1949 | 0 | 0 | 0 | 0 | 0 | 0 | 0 | 3644638.682 | 0 | 0 | 0 | 0 | 0 | 0 | 0 | 0 | 0 | 0 | 0 | 83051.4577 | 0 | 0 | 0 | 0 | 0 | 0 | 0 | 0 | 0 | -277166.1862 | 0 | 0 | 0 | 0 | 0 | 0 | 0 | 0
2016-06-11 02:00 | 0 | 0 | 0 | 0 | 123243.8866 | 34177.4695 | 517639 | 0 | 0 | 0 | 0 | 131968.7372 | 0 | 0 | 0 | 0 | 0 | 0 | 0 | 3367472.4958 | 0 | 0 | 0 | 0 | 0 | 0 | 0 | 0 | 0 | 0 | 0 | -83051.4577 | 0 | 0 | 0 | 0 | 0 | 0 | 0 | 0 | 0 | -277166.1862 | 0 | 0 | 0 | 0 | 0 | 0 | 0 | 0
2016-06-11 03:00 | 0 | 0 | 0 | 0 | 671365.8414 | 2.7509 | 486640 | 0 | 0 | 0 | 0 | 83051.4577 | 0 | 0 | 0 | 0 | 0 | 0 | 0 | 3601118.3675 | 0 | 0 | 0 | 0 | 0 | 0 | 0 | 0 | 0 | 0 | 0 | -48917.2795 | 0 | 0 | 0 | 0 | 0 | 0 | 0 | 0 | 0 | 233645.8717 | 0 | 0 | 0 | 0 | 0 | 0 | 0 | 0
2016-06-11 04:00 | 0 | 0 | 0 | 0 | 95013.3561 | 0 | 455231 | 0 | 0 | 0 | 0 | 0 | 0 | 0 | 0 | 0 | 0 | 0 | 0 | 3323952.1813 | 0 | 0 | 0 | 0 | 0 | 0 | 0 | 0 | 0 | 0 | 0 | -83051.4577 | 0 | 0 | 0 | 0 | 0 | 0 | 0 | 0 | 0 | -277166.1862 | 0 | 0 | 0 | 0 | 0 | 0 | 0 | 0
2016-06-11 05:00 | 0 | 0 | 0 | 0 | 232338.2715 | 0 | 426453 | 0 | 0 | 0 | 0 | 83051.4577 | 0 | 0 | 0 | 0 | 0 | 0 | 0 | 3046785.9951 | 0 | 0 | 0 | 0 | 0 | 0 | 0 | 0 | 0 | 0 | 0 | 83051.4577 | 0 | 0 | 0 | 0 | 0 | 0 | 0 | 0 | 0 | -277166.1862 | 0 | 0 | 0 | 0 | 0 | 0 | 0 | 0
2016-06-11 06:00 | 0 | 0 | 0 | 0 | 211574.2715 | 0 | 405689 | 0 | 0 | 0 | 0 | 166102.9154 | 0 | 0 | 0 | 0 | 0 | 0 | 0 | 2769619.809 | 0 | 0 | 0 | 0 | 0 | 0 | 0 | 0 | 0 | 0 | 0 | 83051.4577 | 0 | 0 | 0 | 0 | 0 | 0 | 0 | 0 | 0 | -277166.1862 | 0 | 0 | 0 | 0 | 0 | 0 | 0 | 0
2016-06-11 07:00 | 0 | 0 | 0 | 0 | 544151.7904 | 0 | 388245 | 0 | 0 | 0 | 0 | 83051.4577 | 0 | 0 | 0 | 0 | 0 | 0 | 0 | 3008578.0571 | 0 | 0 | 0 | 0 | 0 | 0 | 0 | 0 | 0 | 0 | 0 | -83051.4577 | 0 | 0 | 0 | 0 | 0 | 0 | 0 | 0 | 0 | 238958.2481 | 0 | 0 | 0 | 0 | 0 | 0 | 0 | 0
2016-06-11 08:00 | 0 | 0 | 0 | 0 | 516459.3044 | 0 | 375972 | 0 | 0 | 0 | 0 | 166102.9154 | 0 | 0 | 0 | 0 | 0 | 0 | 0 | 3054175.5477 | 0 | 11838.3561 | 0 | 0 | 0 | 0 | 0 | 0 | 0 | 0 | 0 | 83051.4577 | 0 | 0 | 0 | 0 | 0 | 0 | 0 | 0 | 0 | 45597.4906 | 0 | 11838.3561 | 0 | 0 | 0 | 0 | 0 | 0
2016-06-11 09:00 | 0 | 0 | 0 | 0 | 0 | 0 | 372056 | 0 | 0 | 0 | 0 | 83051.4577 | 0 | 0 | 0 | 0 | 0 | 0 | 0 | 2777009.3616 | 0 | 0 | 0 | 0 | 0 | 0 | 0 | 0 | 0 | 0 | 0 | -83051.4577 | 0 | 0 | 0 | 0 | 0 | 0 | 0 | 0 | 0 | -277166.1862 | 0 | -11838.3561 | 0 | 0 | 0 | 0 | 0 | 0
2016-06-11 10:00 | 0 | 0 | 0 | 0 | 12255.3561 | 0 | 372473 | 0 | 0 | 0 | 0 | 0 | 0 | 0 | 0 | 0 | 0 | 0 | 0 | 2499843.1754 | 0 | 0 | 0 | 0 | 0 | 0 | 0 | 0 | 0 | 0 | 0 | -83051.4577 | 0 | 0 | 0 | 0 | 0 | 0 | 0 | 0 | 0 | -277166.1862 | 0 | 0 | 0 | 0 | 0 | 0 | 0 | 0
2016-06-11 11:00 | 0 | 0 | 0 | 0 | 366466.8411 | 8.431 | 382390 | 0 | 0 | 0 | 0 | 83051.4577 | 0 | 0 | 0 | 0 | 0 | 0 | 0 | 2400876.9898 | 0 | 0 | 0 | 0 | 0 | 0 | 0 | 0 | 0 | 0 | 0 | 83051.4577 | 0 | 0 | 0 | 0 | 0 | 0 | 0 | 0 | 0 | -98966.1855 | 0 | 0 | 0 | 0 | 0 | 0 | 0 | 0
2016-06-11 12:00 | 0 | 0 | 0 | 0 | 0 | 96722.7713 | 405494 | 0 | 0 | 0 | 0 | 0 | 0 | 0 | 0 | 0 | 0 | 0 | 0 | 2175157.2188 | 0 | 0 | 0 | 0 | 0 | 0 | 0 | 0 | 0 | 0 | 0 | -83051.4577 | 0 | 0 | 0 | 0 | 0 | 0 | 0 | 0 | 0 | -225719.771 | 0 | 0 | 0 | 0 | 0 | 0 | 0 | 0
2016-06-11 13:00 | 0 | 0 | 0 | 0 | 0 | 324009.0802 | 438077 | 0 | 0 | 0 | 0 | 0 | 0 | 0 | 0 | 0 | 0 | 0 | 0 | 2061089.299 | 0 | 0 | 0 | 0 | 0 | 0 | 0 | 0 | 0 | 0 | 0 | 0 | 0 | 0 | 0 | 0 | 0 | 0 | 0 | 0 | 0 | -114067.9198 | 0 | 0 | 0 | 0 | 0 | 0 | 0 | 0
2016-06-11 14:00 | 0 | 0 | 0 | 0 | 293944.9504 | 510790.3463 | 473340 | 0 | 0 | 0 | 0 | 83051.4577 | 0 | 0 | 0 | 0 | 0 | 0 | 0 | 2309433.138 | 0 | 0 | 0 | 0 | 0 | 0 | 0 | 0 | 0 | 0 | 0 | 83051.4577 | 0 | 0 | 0 | 0 | 0 | 0 | 0 | 0 | 0 | 248343.839 | 0 | 0 | 0 | 0 | 0 | 0 | 0 | 0
2016-06-11 15:00 | 0 | 0 | 0 | 0 | 70922.9974 | 629857.7311 | 506666 | 0 | 0 | 0 | 0 | 0 | 0 | 0 | 0 | 0 | 0 | 0 | 0 | 2586599.3242 | 0 | 0 | 0 | 0 | 0 | 0 | 0 | 0 | 0 | 0 | 0 | -83051.4577 | 0 | 0 | 0 | 0 | 0 | 0 | 0 | 0 | 0 | 277166.1862 | 0 | 0 | 0 | 0 | 0 | 0 | 0 | 0
2016-06-11 16:00 | 0 | 0 | 0 | 0 | 199583.5968 | 695386.0471 | 534752 | 0 | 0 | 0 | 0 | 83051.4577 | 0 | 0 | 0 | 0 | 0 | 0 | 0 | 2863765.5104 | 0 | 0 | 0 | 0 | 0 | 0 | 0 | 0 | 0 | 0 | 0 | 83051.4577 | 0 | 0 | 0 | 0 | 0 | 0 | 0 | 0 | 0 | 277166.1862 | 0 | 0 | 0 | 0 | 0 | 0 | 0 | 0
2016-06-11 17:00 | 0 | 0 | 0 | 0 | 32285.3816 | 717114.3469 | 555285 | 0 | 0 | 0 | 0 | 0 | 0 | 0 | 0 | 0 | 0 | 0 | 0 | 3140931.6965 | 0 | 0 | 0 | 0 | 0 | 0 | 0 | 0 | 0 | 0 | 0 | -83051.4577 | 0 | 0 | 0 | 0 | 0 | 0 | 0 | 0 | 0 | 277166.1862 | 0 | 0 | 0 | 0 | 0 | 0 | 0 | 0
2016-06-11 18:00 | 0 | 0 | 0 | 0 | 0 | 711085.1077 | 571006 | 0 | 0 | 0 | 0 | 83051.4577 | 0 | 0 | 0 | 0 | 0 | 0 | 0 | 3197959.3465 | 0 | 0 | 0 | 0 | 0 | 0 | 0 | 0 | 0 | 0 | 0 | 83051.4577 | 0 | 0 | 0 | 0 | 0 | 0 | 0 | 0 | 0 | 57027.65 | 0 | 0 | 0 | 0 | 0 | 0 | 0 | 0
2016-06-11 19:00 | 0 | 0 | 0 | 0 | 79588.9582 | 697036.7702 | 582511 | 0 | 0 | 0 | 0 | 0 | 0 | 0 | 0 | 0 | 0 | 0 | 0 | 3475125.5327 | 0 | 0 | 0 | 0 | 0 | 0 | 0 | 0 | 0 | 0 | 0 | -83051.4577 | 0 | 0 | 0 | 0 | 0 | 0 | 0 | 0 | 0 | 277166.1862 | 0 | 0 | 0 | 0 | 0 | 0 | 0 | 0
2016-06-11 20:00 | 0 | 0 | 0 | 0 | 0 | 672982.389 | 590597 | 0 | 0 | 0 | 0 | 83051.4577 | 0 | 0 | 0 | 0 | 0 | 0 | 0 | 3474459.464 | 0 | 0 | 0 | 0 | 0 | 0 | 0 | 0 | 0 | 0 | 0 | 83051.4577 | 0 | 0 | 0 | 0 | 0 | 0 | 0 | 0 | 0 | -666.0687 | 0 | 0 | 0 | 0 | 0 | 0 | 0 | 0
2016-06-11 21:00 | 0 | 0 | 0 | 0 | 0 | 635174.7916 | 595049 | 0 | 0 | 0 | 0 | 0 | 0 | 0 | 0 | 0 | 0 | 0 | 0 | 3597636.7132 | 0 | 0 | 0 | 0 | 0 | 0 | 0 | 0 | 0 | 0 | 0 | -83051.4577 | 0 | 0 | 0 | 0 | 0 | 0 | 0 | 0 | 0 | 123177.2493 | 0 | 0 | 0 | 0 | 0 | 0 | 0 | 0
2016-06-11 22:00 | 0 | 0 | 0 | 0 | 0 | 577440.9416 | 591829 | 0 | 0 | 0 | 0 | 83051.4577 | 0 | 0 | 0 | 0 | 0 | 0 | 0 | 3500197.1971 | 0 | 0 | 0 | 0 | 0 | 0 | 0 | 0 | 0 | 0 | 0 | 83051.4577 | 0 | 0 | 0 | 0 | 0 | 0 | 0 | 0 | 0 | -97439.5161 | 0 | 0 | 0 | 0 | 0 | 0 | 0 | 0
2016-06-11 23:00 | 0 | 0 | 0 | 0 | 0 | 495286.7001 | 580903 | 0 | 0 | 0 | 0 | 0 | 0 | 0 | 0 | 0 | 0 | 0 | 0 | 3497632.3549 | 0 | 0 | 0 | 0 | 0 | 0 | 0 | 0 | 0 | 0 | 0 | -83051.4577 | 0 | 0 | 0 | 0 | 0 | 0 | 0 | 0 | 0 | -2564.8422 | 0 | 0 | 0 | 0 | 0 | 0 | 0 | 0
2016-06-12 | 0 | 0 | 0 | 0 | 0 | 376665.4825 | 566512 | 0 | 0 | 0 | 0 | 83051.4577 | 0 | 0 | 0 | 0 | 0 | 0 | 0 | 3224734.3798 | 0 | 0 | 0 | 0 | 0 | 0 | 0 | 0 | 0 | 0 | 0 | 83051.4577 | 0 | 0 | 0 | 0 | 0 | 0 | 0 | 0 | 0 | -272897.9752 | 0 | 0 | 0 | 0 | 0 | 0 | 0 | 0
2016-06-12 01:00 | 0 | 0 | 0 | 0 | 145287.0837 | 213439.1878 | 552841 | 0 | 0 | 0 | 0 | 166102.9154 | 0 | 0 | 0 | 0 | 0 | 0 | 0 | 2947568.1936 | 0 | 0 | 0 | 0 | 0 | 0 | 0 | 0 | 0 | 0 | 0 | 83051.4577 | 0 | 0 | 0 | 0 | 0 | 0 | 0 | 0 | 0 | -277166.1862 | 0 | 0 | 0 | 0 | 0 | 0 | 0 | 0
2016-06-12 02:00 | 0 | 0 | 0 | 0 | 734328.9573 | 26010.2862 | 531300 | 0 | 0 | 0 | 0 | 117975.9728 | 0 | 0 | 0 | 0 | 0 | 0 | 0 | 3224734.3798 | 0 | 0 | 0 | 0 | 0 | 0 | 0 | 0 | 0 | 0 | 0 | -48126.9427 | 0 | 0 | 0 | 0 | 0 | 0 | 0 | 0 | 0 | 277166.1862 | 0 | 0 | 0 | 0 | 0 | 0 | 0 | 0
2016-06-12 03:00 | 0 | 0 | 0 | 0 | 141023.6762 | 1.6799 | 501243 | 0 | 0 | 0 | 0 | 34924.5151 | 0 | 0 | 0 | 0 | 0 | 0 | 0 | 2947568.1936 | 0 | 0 | 0 | 0 | 0 | 0 | 0 | 0 | 0 | 0 | 0 | -83051.4577 | 0 | 0 | 0 | 0 | 0 | 0 | 0 | 0 | 0 | -277166.1862 | 0 | 0 | 0 | 0 | 0 | 0 | 0 | 0
2016-06-12 04:00 | 0 | 0 | 0 | 0 | 241647.7565 | 0 | 470687 | 0 | 0 | 0 | 0 | 83051.4577 | 0 | 0 | 0 | 0 | 0 | 0 | 0 | 2670402.0074 | 0 | 0 | 0 | 0 | 0 | 0 | 0 | 0 | 0 | 0 | 0 | 48126.9427 | 0 | 0 | 0 | 0 | 0 | 0 | 0 | 0 | 0 | -277166.1862 | 0 | 0 | 0 | 0 | 0 | 0 | 0 | 0
2016-06-12 05:00 | 0 | 0 | 0 | 0 | 247939.2715 | 0 | 442054 | 0 | 0 | 0 | 0 | 166102.9154 | 0 | 0 | 0 | 0 | 0 | 0 | 0 | 2393235.8213 | 0 | 0 | 0 | 0 | 0 | 0 | 0 | 0 | 0 | 0 | 0 | 83051.4577 | 0 | 0 | 0 | 0 | 0 | 0 | 0 | 0 | 0 | -277166.1862 | 0 | 0 | 0 | 0 | 0 | 0 | 0 | 0
2016-06-12 06:00 | 0 | 0 | 0 | 0 | 57993.3561 | 0 | 418211 | 0 | 0 | 0 | 0 | 83051.4577 | 0 | 0 | 0 | 0 | 0 | 0 | 0 | 2116069.6351 | 0 | 0 | 0 | 0 | 0 | 0 | 0 | 0 | 0 | 0 | 0 | -83051.4577 | 0 | 0 | 0 | 0 | 0 | 0 | 0 | 0 | 0 | -277166.1862 | 0 | 0 | 0 | 0 | 0 | 0 | 0 | 0
2016-06-12 07:00 | 0 | 0 | 0 | 0 | 597454.6618 | 0 | 400428 | 0 | 0 | 0 | 0 | 166102.9154 | 0 | 0 | 0 | 0 | 0 | 0 | 0 | 2230044.8392 | 0 | 0 | 0 | 0 | 0 | 0 | 0 | 0 | 0 | 0 | 0 | 83051.4577 | 0 | 0 | 0 | 0 | 0 | 0 | 0 | 0 | 0 | 113975.2041 | 0 | 0 | 0 | 0 | 0 | 0 | 0 | 0
2016-06-12 08:00 | 0 | 0 | 0 | 0 | 27349.3561 | 0 | 387567 | 0 | 0 | 0 | 0 | 83051.4577 | 0 | 0 | 0 | 0 | 0 | 0 | 0 | 1952878.653 | 0 | 0 | 0 | 0 | 0 | 0 | 0 | 0 | 0 | 0 | 0 | -83051.4577 | 0 | 0 | 0 | 0 | 0 | 0 | 0 | 0 | 0 | -277166.1862 | 0 | 0 | 0 | 0 | 0 | 0 | 0 | 0
2016-06-12 09:00 | 0 | 0 | 0 | 0 | 19802.3561 | 0 | 380020 | 0 | 0 | 0 | 0 | 0 | 0 | 0 | 0 | 0 | 0 | 0 | 0 | 1675712.4668 | 0 | 0 | 0 | 0 | 0 | 0 | 0 | 0 | 0 | 0 | 0 | -83051.4577 | 0 | 0 | 0 | 0 | 0 | 0 | 0 | 0 | 0 | -277166.1862 | 0 | 0 | 0 | 0 | 0 | 0 | 0 | 0
2016-06-12 10:00 | 0 | 0 | 0 | 0 | 449923.4865 | 0 | 376210 | 0 | 0 | 0 | 0 | 83051.4577 | 0 | 0 | 0 | 0 | 0 | 0 | 0 | 1666374.4956 | 0 | 0 | 0 | 0 | 0 | 0 | 0 | 0 | 0 | 0 | 0 | 83051.4577 | 0 | 0 | 0 | 0 | 0 | 0 | 0 | 0 | 0 | -9337.9712 | 0 | 0 | 0 | 0 | 0 | 0 | 0 | 0
2016-06-12 11:00 | 0 | 0 | 0 | 0 | 23802.3978 | 3.9583 | 384024 | 0 | 0 | 0 | 0 | 0 | 0 | 0 | 0 | 0 | 0 | 0 | 0 | 1389208.3095 | 0 | 0 | 0 | 0 | 0 | 0 | 0 | 0 | 0 | 0 | 0 | -83051.4577 | 0 | 0 | 0 | 0 | 0 | 0 | 0 | 0 | 0 | -277166.1862 | 0 | 0 | 0 | 0 | 0 | 0 | 0 | 0
2016-06-12 12:00 | 0 | 0 | 0 | 0 | 296103.0994 | 109165.2476 | 407958 | 0 | 0 | 0 | 0 | 0 | 0 | 0 | 0 | 0 | 0 | 0 | 0 | 1386518.6565 | 0 | 0 | 0 | 0 | 0 | 0 | 0 | 0 | 0 | 0 | 0 | 0 | 0 | 0 | 0 | 0 | 0 | 0 | 0 | 0 | 0 | -2689.653 | 0 | 0 | 0 | 0 | 0 | 0 | 0 | 0
2016-06-12 13:00 | 0 | 0 | 0 | 0 | 310233.9979 | 434434.471 | 437678 | 0 | 0 | 0 | 0 | 83051.4577 | 0 | 0 | 0 | 0 | 0 | 0 | 0 | 1610457.6676 | 0 | 0 | 0 | 0 | 0 | 0 | 0 | 0 | 0 | 0 | 0 | 83051.4577 | 0 | 0 | 0 | 0 | 0 | 0 | 0 | 0 | 0 | 223939.0112 | 0 | 0 | 0 | 0 | 0 | 0 | 0 | 0
2016-06-12 14:00 | 0 | 0 | 0 | 0 | 0 | 642866.2203 | 468012 | 0 | 0 | 0 | 0 | 57566.481 | 0 | 0 | 0 | 0 | 0 | 0 | 0 | 1810796.8647 | 0 | 0 | 0 | 0 | 0 | 0 | 0 | 0 | 0 | 0 | 0 | -25484.9767 | 0 | 0 | 0 | 0 | 0 | 0 | 0 | 0 | 0 | 200339.197 | 0 | 0 | 0 | 0 | 0 | 0 | 0 | 0
2016-06-12 15:00 | 0 | 0 | 0 | 0 | 0 | 755122.2557 | 494687 | 0 | 0 | 0 | 0 | 40835.5505 | 0 | 0 | 0 | 0 | 0 | 0 | 0 | 2087963.0508 | 0 | 0 | 0 | 0 | 0 | 0 | 0 | 0 | 0 | 0 | 0 | -16730.9305 | 0 | 0 | 0 | 0 | 0 | 0 | 0 | 0 | 0 | 277166.1862 | 0 | 0 | 0 | 0 | 0 | 0 | 0 | 0
2016-06-12 16:00 | 0 | 0 | 0 | 0 | 64340.2322 | 813299.4117 | 517422 | 0 | 0 | 0 | 0 | 123887.0082 | 0 | 0 | 0 | 0 | 0 | 0 | 0 | 2365129.237 | 0 | 0 | 0 | 0 | 0 | 0 | 0 | 0 | 0 | 0 | 0 | 83051.4577 | 0 | 0 | 0 | 0 | 0 | 0 | 0 | 0 | 0 | 277166.1862 | 0 | 0 | 0 | 0 | 0 | 0 | 0 | 0
2016-06-12 17:00 | 0 | 0 | 0 | 0 | 0 | 825337.5055 | 534487 | 0 | 0 | 0 | 0 | 137571.3275 | 0 | 0 | 0 | 0 | 0 | 0 | 0 | 2642295.4232 | 0 | 0 | 0 | 0 | 0 | 0 | 0 | 0 | 0 | 0 | 0 | 13684.3193 | 0 | 0 | 0 | 0 | 0 | 0 | 0 | 0 | 0 | 277166.1862 | 0 | 0 | 0 | 0 | 0 | 0 | 0 | 0
2016-06-12 18:00 | 0 | 0 | 0 | 0 | 0 | 819552.2227 | 545621 | 0 | 0 | 0 | 0 | 220622.7852 | 0 | 0 | 0 | 0 | 0 | 0 | 0 | 2833175.1882 | 0 | 0 | 0 | 0 | 0 | 0 | 0 | 0 | 0 | 0 | 0 | 83051.4577 | 0 | 0 | 0 | 0 | 0 | 0 | 0 | 0 | 0 | 190879.765 | 0 | 0 | 0 | 0 | 0 | 0 | 0 | 0
2016-06-12 19:00 | 0 | 0 | 0 | 0 | 0 | 809543.1719 | 552724 | 0 | 0 | 0 | 0 | 200275.771 | 0 | 0 | 0 | 0 | 0 | 0 | 0 | 3110341.3743 | 0 | 0 | 0 | 0 | 0 | 0 | 0 | 0 | 0 | 0 | 0 | -20347.0142 | 0 | 0 | 0 | 0 | 0 | 0 | 0 | 0 | 0 | 277166.1862 | 0 | 0 | 0 | 0 | 0 | 0 | 0 | 0
2016-06-12 20:00 | 0 | 0 | 0 | 0 | 0 | 799940.3306 | 556947 | 0 | 0 | 0 | 0 | 166102.9154 | 0 | 0 | 0 | 0 | 0 | 0 | 0 | 3387507.5605 | 0 | 0 | 0 | 0 | 0 | 0 | 0 | 0 | 0 | 0 | 0 | -34172.8556 | 0 | 0 | 0 | 0 | 0 | 0 | 0 | 0 | 0 | 277166.1862 | 0 | 0 | 0 | 0 | 0 | 0 | 0 | 0
2016-06-12 21:00 | 0 | 0 | 0 | 0 | 0 | 781595.717 | 558748 | 0 | 0 | 0 | 0 | 249154.3731 | 0 | 0 | 0 | 0 | 0 | 0 | 0 | 3527303.8199 | 0 | 0 | 0 | 0 | 0 | 0 | 0 | 0 | 0 | 0 | 0 | 83051.4577 | 0 | 0 | 0 | 0 | 0 | 0 | 0 | 0 | 0 | 139796.2593 | 0 | 0 | 0 | 0 | 0 | 0 | 0 | 0
2016-06-12 22:00 | 0 | 0 | 0 | 0 | 3864.9839 | 744456.7446 | 554207 | 0 | 0 | 0 | 0 | 166102.9154 | 0 | 0 | 0 | 0 | 0 | 0 | 0 | 3804470.006 | 0 | 0 | 0 | 0 | 0 | 0 | 0 | 0 | 0 | 0 | 0 | -83051.4577 | 0 | 0 | 0 | 0 | 0 | 0 | 0 | 0 | 0 | 277166.1862 | 0 | 0 | 0 | 0 | 0 | 0 | 0 | 0
2016-06-12 23:00 | 0 | 0 | 0 | 0 | 0 | 666142.3877 | 543277 | 0 | 0 | 0 | 0 | 83051.4577 | 0 | 0 | 0 | 0 | 0 | 0 | 0 | 4010386.8514 | 0 | 0 | 0 | 0 | 0 | 0 | 0 | 0 | 0 | 0 | 0 | -83051.4577 | 0 | 0 | 0 | 0 | 0 | 0 | 0 | 0 | 0 | 205916.8454 | 0 | 0 | 0 | 0 | 0 | 0 | 0 | 0
2016-06-13 | 0 | 0 | 0 | 0 | 0 | 553171.8795 | 530139 | 0 | 0 | 0 | 0 | 166102.9154 | 0 | 0 | 0 | 0 | 0 | 0 | 0 | 3950368.2732 | 0 | 0 | 0 | 0 | 0 | 0 | 0 | 0 | 0 | 0 | 0 | 83051.4577 | 0 | 0 | 0 | 0 | 0 | 0 | 0 | 0 | 0 | -60018.5782 | 0 | 0 | 0 | 0 | 0 | 0 | 0 | 0
2016-06-13 01:00 | 0 | 0 | 0 | 0 | 0 | 318706.2307 | 519068 | 0 | 0 | 0 | 0 | 83051.4577 | 0 | 0 | 0 | 0 | 0 | 0 | 0 | 3833057.9616 | 0 | 0 | 0 | 0 | 0 | 0 | 0 | 0 | 0 | 0 | 0 | -83051.4577 | 0 | 0 | 0 | 0 | 0 | 0 | 0 | 0 | 0 | -117310.3116 | 0 | 0 | 0 | 0 | 0 | 0 | 0 | 0
2016-06-13 02:00 | 0 | 0 | 0 | 0 | 458417.2513 | 37656.1778 | 498816 | 0 | 0 | 0 | 0 | 166102.9154 | 0 | 0 | 0 | 0 | 0 | 0 | 0 | 3747263.933 | 0 | 0 | 0 | 0 | 0 | 0 | 0 | 0 | 0 | 0 | 0 | 83051.4577 | 0 | 0 | 0 | 0 | 0 | 0 | 0 | 0 | 0 | -85794.0286 | 0 | 0 | 0 | 0 | 0 | 0 | 0 | 0
2016-06-13 03:00 | 0 | 0 | 0 | 0 | 108917.4793 | 2.8768 | 469138 | 0 | 0 | 0 | 0 | 83051.4577 | 0 | 0 | 0 | 0 | 0 | 0 | 0 | 3470097.7468 | 0 | 0 | 0 | 0 | 0 | 0 | 0 | 0 | 0 | 0 | 0 | -83051.4577 | 0 | 0 | 0 | 0 | 0 | 0 | 0 | 0 | 0 | -277166.1862 | 0 | 0 | 0 | 0 | 0 | 0 | 0 | 0
2016-06-13 04:00 | 0 | 0 | 0 | 0 | 79493.3561 | 0 | 439711 | 0 | 0 | 0 | 0 | 0 | 0 | 0 | 0 | 0 | 0 | 0 | 0 | 3192931.5607 | 0 | 0 | 0 | 0 | 0 | 0 | 0 | 0 | 0 | 0 | 0 | -83051.4577 | 0 | 0 | 0 | 0 | 0 | 0 | 0 | 0 | 0 | -277166.1862 | 0 | 0 | 0 | 0 | 0 | 0 | 0 | 0
2016-06-13 05:00 | 0 | 0 | 0 | 0 | 353512.843 | 0 | 415207 | 0 | 0 | 0 | 0 | 83051.4577 | 0 | 0 | 0 | 0 | 0 | 0 | 0 | 3048185.946 | 0 | 0 | 0 | 0 | 0 | 0 | 0 | 0 | 0 | 0 | 0 | 83051.4577 | 0 | 0 | 0 | 0 | 0 | 0 | 0 | 0 | 0 | -144745.6147 | 0 | 0 | 0 | 0 | 0 | 0 | 0 | 0
2016-06-13 06:00 | 0 | 0 | 0 | 0 | 34299.3561 | 0 | 394517 | 0 | 0 | 0 | 0 | 0 | 0 | 0 | 0 | 0 | 0 | 0 | 0 | 2771019.7598 | 0 | 0 | 0 | 0 | 0 | 0 | 0 | 0 | 0 | 0 | 0 | -83051.4577 | 0 | 0 | 0 | 0 | 0 | 0 | 0 | 0 | 0 | -277166.1862 | 0 | 0 | 0 | 0 | 0 | 0 | 0 | 0
2016-06-13 07:00 | 0 | 0 | 0 | 0 | 284036.565 | 0 | 380639 | 0 | 0 | 0 | 0 | 83051.4577 | 0 | 0 | 0 | 0 | 0 | 0 | 0 | 2591365.8671 | 0 | 0 | 0 | 0 | 0 | 0 | 0 | 0 | 0 | 0 | 0 | 83051.4577 | 0 | 0 | 0 | 0 | 0 | 0 | 0 | 0 | 0 | -179653.8927 | 0 | 0 | 0 | 0 | 0 | 0 | 0 | 0
2016-06-13 08:00 | 0 | 0 | 0 | 0 | 180444.2715 | 0 | 374559 | 0 | 0 | 0 | 0 | 166102.9154 | 0 | 0 | 0 | 0 | 0 | 0 | 0 | 2314199.6809 | 0 | 0 | 0 | 0 | 0 | 0 | 0 | 0 | 0 | 0 | 0 | 83051.4577 | 0 | 0 | 0 | 0 | 0 | 0 | 0 | 0 | 0 | -277166.1862 | 0 | 0 | 0 | 0 | 0 | 0 | 0 | 0
2016-06-13 09:00 | 0 | 0 | 0 | 0 | 234138.9221 | 0 | 379564 | 0 | 0 | 0 | 0 | 83051.4577 | 0 | 0 | 0 | 0 | 0 | 0 | 0 | 2251826.0607 | 0 | 0 | 0 | 0 | 0 | 0 | 0 | 0 | 0 | 0 | 0 | -83051.4577 | 0 | 0 | 0 | 0 | 0 | 0 | 0 | 0 | 0 | -62373.6202 | 0 | 0 | 0 | 0 | 0 | 0 | 0 | 0
2016-06-13 10:00 | 0 | 0 | 0 | 0 | 85533.7658 | 0 | 394195 | 0 | 0 | 0 | 0 | 51556.4096 | 0 | 0 | 0 | 0 | 0 | 0 | 0 | 1974659.8746 | 0 | 0 | 0 | 0 | 0 | 0 | 0 | 0 | 0 | 0 | 0 | -31495.0481 | 0 | 0 | 0 | 0 | 0 | 0 | 0 | 0 | 0 | -277166.1862 | 0 | 0 | 0 | 0 | 0 | 0 | 0 | 0
2016-06-13 11:00 | 0 | 0 | 0 | 0 | 178288.4802 | 4.1998 | 416210 | 0 | 0 | 0 | 0 | 83051.4577 | 0 | 0 | 0 | 0 | 0 | 0 | 0 | 1697493.6884 | 0 | 7753.8181 | 0 | 0 | 0 | 0 | 0 | 0 | 0 | 0 | 0 | 31495.0481 | 0 | 0 | 0 | 0 | 0 | 0 | 0 | 0 | 0 | -277166.1862 | 0 | 7753.8181 | 0 | 0 | 0 | 0 | 0 | 0
2016-06-13 12:00 | 0 | 0 | 0 | 0 | 107173.9792 | 148500.3909 | 440541 | 0 | 0 | 0 | 0 | 0 | 0 | 0 | 0 | 0 | 0 | 0 | 0 | 1562905.4309 | 0 | 40526.9035 | 0 | 0 | 0 | 0 | 0 | 0 | 0 | 0 | 0 | -83051.4577 | 0 | 0 | 0 | 0 | 0 | 0 | 0 | 0 | 0 | -134588.2575 | 0 | 32773.0854 | 0 | 0 | 0 | 0 | 0 | 0
2016-06-13 13:00 | 0 | 0 | 0 | 0 | 0 | 490259.2623 | 467299 | 0 | 0 | 0 | 0 | 39481.2692 | 0 | 0 | 0 | 0 | 0 | 0 | 0 | 1554138.2421 | 0 | 32773.0854 | 0 | 0 | 0 | 0 | 0 | 0 | 0 | 0 | 0 | 39481.2692 | 0 | 0 | 0 | 0 | 0 | 0 | 0 | 0 | 0 | -8767.1888 | 0 | -7753.8181 | 0 | 0 | 0 | 0 | 0 | 0
2016-06-13 14:00 | 0 | 0 | 0 | 0 | 0 | 700623.8316 | 495712 | 0 | 0 | 0 | 0 | 0 | 0 | 0 | 0 | 0 | 0 | 0 | 0 | 1831304.4283 | 0 | 0 | 0 | 0 | 0 | 0 | 0 | 0 | 0 | 0 | 0 | -39481.2692 | 0 | 0 | 0 | 0 | 0 | 0 | 0 | 0 | 0 | 277166.1862 | 0 | -32773.0854 | 0 | 0 | 0 | 0 | 0 | 0
2016-06-13 15:00 | 0 | 0 | 0 | 0 | 0 | 802033.124 | 522570 | 0 | 0 | 0 | 0 | 83051.4577 | 0 | 0 | 0 | 0 | 0 | 0 | 0 | 2027716.0946 | 0 | 0 | 0 | 0 | 0 | 0 | 0 | 0 | 0 | 0 | 0 | 83051.4577 | 0 | 0 | 0 | 0 | 0 | 0 | 0 | 0 | 0 | 196411.6663 | 0 | 0 | 0 | 0 | 0 | 0 | 0 | 0
2016-06-13 16:00 | 0 | 0 | 0 | 0 | 0 | 843109.272 | 545584 | 0 | 0 | 0 | 0 | 103410.5435 | 0 | 0 | 0 | 0 | 0 | 0 | 0 | 2304882.2807 | 0 | 0 | 0 | 0 | 0 | 0 | 0 | 0 | 0 | 0 | 0 | 20359.0858 | 0 | 0 | 0 | 0 | 0 | 0 | 0 | 0 | 0 | 277166.1862 | 0 | 0 | 0 | 0 | 0 | 0 | 0 | 0
2016-06-13 17:00 | 0 | 0 | 0 | 0 | 86851.1285 | 845853.9847 | 565469 | 0 | 0 | 0 | 0 | 160707.3852 | 0 | 0 | 0 | 0 | 0 | 0 | 0 | 2582048.4669 | 0 | 32773.0854 | 0 | 0 | 0 | 0 | 0 | 0 | 0 | 0 | 0 | 57296.8417 | 0 | 0 | 0 | 0 | 0 | 0 | 0 | 0 | 0 | 277166.1862 | 0 | 32773.0854 | 0 | 0 | 0 | 0 | 0 | 0
2016-06-13 18:00 | 0 | 0 | 0 | 0 | 0 | 834626.6867 | 580343 | 0 | 0 | 0 | 0 | 170597.9711 | 0 | 0 | 0 | 0 | 0 | 0 | 0 | 2859214.6531 | 0 | 0 | 0 | 0 | 0 | 0 | 0 | 0 | 0 | 0 | 0 | 9890.5859 | 0 | 0 | 0 | 0 | 0 | 0 | 0 | 0 | 0 | 277166.1862 | 0 | -32773.0854 | 0 | 0 | 0 | 0 | 0 | 0
2016-06-13 19:00 | 0 | 0 | 0 | 0 | 0 | 823008.1724 | 589658 | 0 | 0 | 0 | 0 | 253649.4288 | 0 | 0 | 0 | 0 | 0 | 0 | 0 | 2976740.2824 | 0 | 32773.0854 | 0 | 0 | 0 | 0 | 0 | 0 | 0 | 0 | 0 | 83051.4577 | 0 | 0 | 0 | 0 | 0 | 0 | 0 | 0 | 0 | 117525.6293 | 0 | 32773.0854 | 0 | 0 | 0 | 0 | 0 | 0
2016-06-13 20:00 | 0 | 0 | 0 | 0 | 0 | 815994.9399 | 595279 | 0 | 0 | 0 | 0 | 229972.2679 | 0 | 0 | 0 | 0 | 0 | 0 | 0 | 3253906.4685 | 0 | 0 | 0 | 0 | 0 | 0 | 0 | 0 | 0 | 0 | 0 | -23677.1609 | 0 | 0 | 0 | 0 | 0 | 0 | 0 | 0 | 0 | 277166.1862 | 0 | -32773.0854 | 0 | 0 | 0 | 0 | 0 | 0
2016-06-13 21:00 | 0 | 0 | 0 | 0 | 0 | 804970.0405 | 596967 | 0 | 0 | 0 | 0 | 313023.7256 | 0 | 0 | 0 | 0 | 0 | 0 | 0 | 3378858.0513 | 0 | 0 | 0 | 0 | 0 | 0 | 0 | 0 | 0 | 0 | 0 | 83051.4577 | 0 | 0 | 0 | 0 | 0 | 0 | 0 | 0 | 0 | 124951.5828 | 0 | 0 | 0 | 0 | 0 | 0 | 0 | 0
2016-06-13 22:00 | 0 | 0 | 0 | 0 | 47571.948 | 770406.8658 | 591091 | 0 | 0 | 0 | 0 | 229972.2679 | 0 | 0 | 0 | 0 | 0 | 0 | 0 | 3656024.2375 | 0 | 32773.0854 | 0 | 0 | 0 | 0 | 0 | 0 | 0 | 0 | 0 | -83051.4577 | 0 | 0 | 0 | 0 | 0 | 0 | 0 | 0 | 0 | 277166.1862 | 0 | 32773.0854 | 0 | 0 | 0 | 0 | 0 | 0
2016-06-13 23:00 | 0 | 0 | 0 | 0 | 0 | 683056.111 | 579889 | 0 | 0 | 0 | 0 | 313023.7256 | 0 | 0 | 0 | 0 | 0 | 0 | 0 | 3708912.9762 | 0 | 0 | 0 | 0 | 0 | 0 | 0 | 0 | 0 | 0 | 0 | 83051.4577 | 0 | 0 | 0 | 0 | 0 | 0 | 0 | 0 | 0 | 52888.7387 | 0 | -32773.0854 | 0 | 0 | 0 | 0 | 0 | 0
2016-06-14 | 0 | 0 | 0 | 0 | 0 | 565118.6607 | 565632 | 0 | 0 | 0 | 0 | 229972.2679 | 0 | 0 | 0 | 0 | 0 | 0 | 0 | 3791451.0946 | 0 | 0 | 0 | 0 | 0 | 0 | 0 | 0 | 0 | 0 | 0 | -83051.4577 | 0 | 0 | 0 | 0 | 0 | 0 | 0 | 0 | 0 | 82538.1184 | 0 | 0 | 0 | 0 | 0 | 0 | 0 | 0
2016-06-14 01:00 | 0 | 0 | 0 | 0 | 0 | 309519.0326 | 551948 | 0 | 0 | 0 | 0 | 146920.8102 | 0 | 0 | 0 | 0 | 0 | 0 | 0 | 3632073.5849 | 0 | 0 | 0 | 0 | 0 | 0 | 0 | 0 | 0 | 0 | 0 | -83051.4577 | 0 | 0 | 0 | 0 | 0 | 0 | 0 | 0 | 0 | -159377.5097 | 0 | 0 | 0 | 0 | 0 | 0 | 0 | 0
2016-06-14 02:00 | 0 | 0 | 0 | 0 | 289874.6455 | 43037.626 | 527027 | 0 | 0 | 0 | 0 | 229972.2679 | 0 | 0 | 0 | 0 | 0 | 0 | 0 | 3354907.3987 | 0 | 0 | 0 | 0 | 0 | 0 | 0 | 0 | 0 | 0 | 0 | 83051.4577 | 0 | 0 | 0 | 0 | 0 | 0 | 0 | 0 | 0 | -277166.1862 | 0 | 0 | 0 | 0 | 0 | 0 | 0 | 0
2016-06-14 03:00 | 0 | 0 | 0 | 0 | 131637.3561 | 0 | 491855 | 0 | 0 | 0 | 0 | 146920.8102 | 0 | 0 | 0 | 0 | 0 | 0 | 0 | 3077741.2125 | 0 | 0 | 0 | 0 | 0 | 0 | 0 | 0 | 0 | 0 | 0 | -83051.4577 | 0 | 0 | 0 | 0 | 0 | 0 | 0 | 0 | 0 | -277166.1862 | 0 | 0 | 0 | 0 | 0 | 0 | 0 | 0
2016-06-14 04:00 | 0 | 0 | 0 | 0 | 431074.4214 | 0 | 458318 | 0 | 0 | 0 | 0 | 166102.9154 | 0 | 0 | 0 | 0 | 0 | 0 | 0 | 3031315.5287 | 0 | 0 | 0 | 0 | 0 | 0 | 0 | 0 | 0 | 0 | 0 | 19182.1052 | 0 | 0 | 0 | 0 | 0 | 0 | 0 | 0 | 0 | -46425.6838 | 0 | 0 | 0 | 0 | 0 | 0 | 0 | 0
2016-06-14 05:00 | 0 | 0 | 0 | 0 | 69476.3561 | 0 | 429694 | 0 | 0 | 0 | 0 | 83051.4577 | 0 | 0 | 0 | 0 | 0 | 0 | 0 | 2754149.3426 | 0 | 0 | 0 | 0 | 0 | 0 | 0 | 0 | 0 | 0 | 0 | -83051.4577 | 0 | 0 | 0 | 0 | 0 | 0 | 0 | 0 | 0 | -277166.1862 | 0 | 0 | 0 | 0 | 0 | 0 | 0 | 0
2016-06-14 06:00 | 0 | 0 | 0 | 0 | 48392.3561 | 0 | 408610 | 0 | 0 | 0 | 0 | 0 | 0 | 0 | 0 | 0 | 0 | 0 | 0 | 2476983.1564 | 0 | 0 | 0 | 0 | 0 | 0 | 0 | 0 | 0 | 0 | 0 | -83051.4577 | 0 | 0 | 0 | 0 | 0 | 0 | 0 | 0 | 0 | -277166.1862 | 0 | 0 | 0 | 0 | 0 | 0 | 0 | 0
2016-06-14 07:00 | 0 | 0 | 0 | 0 | 357661.9236 | 0 | 393006 | 0 | 0 | 0 | 0 | 83051.4577 | 0 | 0 | 0 | 0 | 0 | 0 | 0 | 2358587.6223 | 0 | 0 | 0 | 0 | 0 | 0 | 0 | 0 | 0 | 0 | 0 | 83051.4577 | 0 | 0 | 0 | 0 | 0 | 0 | 0 | 0 | 0 | -118395.5341 | 0 | 0 | 0 | 0 | 0 | 0 | 0 | 0
2016-06-14 08:00 | 0 | 0 | 0 | 0 | 26044.3561 | 0 | 386262 | 0 | 0 | 0 | 0 | 0 | 0 | 0 | 0 | 0 | 0 | 0 | 0 | 2081421.4362 | 0 | 0 | 0 | 0 | 0 | 0 | 0 | 0 | 0 | 0 | 0 | -83051.4577 | 0 | 0 | 0 | 0 | 0 | 0 | 0 | 0 | 0 | -277166.1862 | 0 | 0 | 0 | 0 | 0 | 0 | 0 | 0
2016-06-14 09:00 | 0 | 0 | 0 | 0 | 113095.8138 | 0 | 390262 | 0 | 0 | 0 | 0 | 0 | 0 | 0 | 0 | 0 | 0 | 0 | 0 | 1804255.25 | 0 | 0 | 0 | 0 | 0 | 0 | 0 | 0 | 0 | 0 | 0 | 0 | 0 | 0 | 0 | 0 | 0 | 0 | 0 | 0 | 0 | -277166.1862 | 0 | 0 | 0 | 0 | 0 | 0 | 0 | 0
2016-06-14 10:00 | 0 | 0 | 0 | 0 | 296751.1915 | 0 | 405010 | 0 | 0 | 0 | 0 | 83051.4577 | 0 | 0 | 0 | 0 | 0 | 0 | 0 | 1612944.9838 | 0 | 0 | 0 | 0 | 0 | 0 | 0 | 0 | 0 | 0 | 0 | 83051.4577 | 0 | 0 | 0 | 0 | 0 | 0 | 0 | 0 | 0 | -191310.2662 | 0 | 0 | 0 | 0 | 0 | 0 | 0 | 0
2016-06-14 11:00 | 0 | 0 | 0 | 0 | 279198.6924 | 13.8593 | 425599 | 0 | 0 | 0 | 0 | 166102.9154 | 0 | 0 | 0 | 0 | 0 | 0 | 0 | 1383507.0777 | 0 | 0 | 0 | 0 | 0 | 0 | 0 | 0 | 0 | 0 | 0 | 83051.4577 | 0 | 0 | 0 | 0 | 0 | 0 | 0 | 0 | 0 | -229437.9061 | 0 | 0 | 0 | 0 | 0 | 0 | 0 | 0
2016-06-14 12:00 | 0 | 0 | 0 | 0 | 194756.7999 | 174824.8422 | 449688 | 0 | 0 | 0 | 0 | 83051.4577 | 0 | 0 | 0 | 0 | 0 | 0 | 0 | 1386452.1775 | 0 | 0 | 0 | 0 | 0 | 0 | 0 | 0 | 0 | 0 | 0 | -83051.4577 | 0 | 0 | 0 | 0 | 0 | 0 | 0 | 0 | 0 | 2945.0998 | 0 | 0 | 0 | 0 | 0 | 0 | 0 | 0
2016-06-14 13:00 | 0 | 0 | 0 | 0 | 0 | 578569.9059 | 476353 | 0 | 0 | 0 | 0 | 0 | 0 | 0 | 0 | 0 | 0 | 0 | 0 | 1571720.5411 | 0 | 0 | 0 | 0 | 0 | 0 | 0 | 0 | 0 | 0 | 0 | -83051.4577 | 0 | 0 | 0 | 0 | 0 | 0 | 0 | 0 | 0 | 185268.3636 | 0 | 0 | 0 | 0 | 0 | 0 | 0 | 0
2016-06-14 14:00 | 0 | 0 | 0 | 0 | 43826.9606 | 737283.2256 | 503944 | 0 | 0 | 0 | 0 | 0 | 0 | 0 | 0 | 0 | 0 | 0 | 0 | 1848886.7273 | 0 | 0 | 0 | 0 | 0 | 0 | 0 | 0 | 0 | 0 | 0 | 0 | 0 | 0 | 0 | 0 | 0 | 0 | 0 | 0 | 0 | 277166.1862 | 0 | 0 | 0 | 0 | 0 | 0 | 0 | 0
2016-06-14 15:00 | 0 | 0 | 0 | 0 | 0 | 844529.857 | 530927 | 0 | 0 | 0 | 0 | 36436.6708 | 0 | 0 | 0 | 0 | 0 | 0 | 0 | 2126052.9134 | 0 | 0 | 0 | 0 | 0 | 0 | 0 | 0 | 0 | 0 | 0 | 36436.6708 | 0 | 0 | 0 | 0 | 0 | 0 | 0 | 0 | 0 | 277166.1862 | 0 | 0 | 0 | 0 | 0 | 0 | 0 | 0
2016-06-14 16:00 | 0 | 0 | 0 | 0 | 0 | 902213.2036 | 553952 | 0 | 0 | 0 | 0 | 119488.1285 | 0 | 0 | 0 | 0 | 0 | 0 | 0 | 2391262.6593 | 0 | 0 | 0 | 0 | 0 | 0 | 0 | 0 | 0 | 0 | 0 | 83051.4577 | 0 | 0 | 0 | 0 | 0 | 0 | 0 | 0 | 0 | 265209.7459 | 0 | 0 | 0 | 0 | 0 | 0 | 0 | 0
2016-06-14 17:00 | 0 | 0 | 0 | 0 | 0 | 908536.5698 | 573249 | 0 | 0 | 0 | 0 | 177609.5121 | 0 | 0 | 0 | 0 | 0 | 0 | 0 | 2668428.8455 | 0 | 0 | 0 | 0 | 0 | 0 | 0 | 0 | 0 | 0 | 0 | 58121.3836 | 0 | 0 | 0 | 0 | 0 | 0 | 0 | 0 | 0 | 277166.1862 | 0 | 0 | 0 | 0 | 0 | 0 | 0 | 0
2016-06-14 18:00 | 0 | 0 | 0 | 0 | 0 | 896300.2645 | 587081 | 0 | 0 | 0 | 0 | 234973.614 | 0 | 0 | 0 | 0 | 0 | 0 | 0 | 2920284.0082 | 0 | 0 | 0 | 0 | 0 | 0 | 0 | 0 | 0 | 0 | 0 | 57364.1018 | 0 | 0 | 0 | 0 | 0 | 0 | 0 | 0 | 0 | 251855.1627 | 0 | 0 | 0 | 0 | 0 | 0 | 0 | 0
2016-06-14 19:00 | 0 | 0 | 0 | 0 | 0 | 882015.1102 | 595687 | 0 | 0 | 0 | 0 | 244135.538 | 0 | 0 | 0 | 0 | 0 | 0 | 0 | 3197450.1944 | 0 | 0 | 0 | 0 | 0 | 0 | 0 | 0 | 0 | 0 | 0 | 9161.9241 | 0 | 0 | 0 | 0 | 0 | 0 | 0 | 0 | 0 | 277166.1862 | 0 | 0 | 0 | 0 | 0 | 0 | 0 | 0
2016-06-14 20:00 | 0 | 0 | 0 | 0 | 0 | 873462.71 | 601822 | 0 | 0 | 0 | 0 | 238610.0619 | 0 | 0 | 0 | 0 | 0 | 0 | 0 | 3474616.3805 | 0 | 0 | 0 | 0 | 0 | 0 | 0 | 0 | 0 | 0 | 0 | -5525.4762 | 0 | 0 | 0 | 0 | 0 | 0 | 0 | 0 | 0 | 277166.1862 | 0 | 0 | 0 | 0 | 0 | 0 | 0 | 0
2016-06-14 21:00 | 0 | 0 | 0 | 0 | 0 | 857891.0884 | 603737 | 0 | 0 | 0 | 0 | 215597.9641 | 0 | 0 | 0 | 0 | 0 | 0 | 0 | 3751782.5667 | 0 | 0 | 0 | 0 | 0 | 0 | 0 | 0 | 0 | 0 | 0 | -23012.0978 | 0 | 0 | 0 | 0 | 0 | 0 | 0 | 0 | 0 | 277166.1862 | 0 | 0 | 0 | 0 | 0 | 0 | 0 | 0
2016-06-14 22:00 | 0 | 0 | 0 | 0 | 0 | 825271.1375 | 597600 | 0 | 0 | 0 | 0 | 166102.9154 | 0 | 0 | 0 | 0 | 0 | 0 | 0 | 4028948.7529 | 0 | 0 | 0 | 0 | 0 | 0 | 0 | 0 | 0 | 0 | 0 | -49495.0487 | 0 | 0 | 0 | 0 | 0 | 0 | 0 | 0 | 0 | 277166.1862 | 0 | 0 | 0 | 0 | 0 | 0 | 0 | 0
2016-06-14 23:00 | 0 | 0 | 0 | 0 | 0 | 737645.3731 | 585548 | 0 | 0 | 0 | 0 | 83051.4577 | 0 | 0 | 0 | 0 | 0 | 0 | 0 | 4264097.5837 | 0 | 0 | 0 | 0 | 0 | 0 | 0 | 0 | 0 | 0 | 0 | -83051.4577 | 0 | 0 | 0 | 0 | 0 | 0 | 0 | 0 | 0 | 235148.8308 | 0 | 0 | 0 | 0 | 0 | 0 | 0 | 0
2016-06-15 | 0 | 0 | 0 | 0 | 0 | 581673.1722 | 570965 | 0 | 0 | 0 | 0 | 166102.9154 | 0 | 0 | 0 | 0 | 0 | 0 | 0 | 4191754.2981 | 0 | 0 | 0 | 0 | 0 | 0 | 0 | 0 | 0 | 0 | 0 | 83051.4577 | 0 | 0 | 0 | 0 | 0 | 0 | 0 | 0 | 0 | -72343.2855 | 0 | 0 | 0 | 0 | 0 | 0 | 0 | 0
2016-06-15 01:00 | 0 | 0 | 0 | 0 | 0 | 316398.6262 | 557325 | 0 | 0 | 0 | 0 | 83051.4577 | 0 | 0 | 0 | 0 | 0 | 0 | 0 | 4033879.3821 | 0 | 0 | 0 | 0 | 0 | 0 | 0 | 0 | 0 | 0 | 0 | -83051.4577 | 0 | 0 | 0 | 0 | 0 | 0 | 0 | 0 | 0 | -157874.9161 | 0 | 0 | 0 | 0 | 0 | 0 | 0 | 0
2016-06-15 02:00 | 0 | 0 | 0 | 0 | 444512.5091 | 38936.4735 | 532471 | 0 | 0 | 0 | 0 | 166102.9154 | 0 | 0 | 0 | 0 | 0 | 0 | 0 | 3901805.907 | 0 | 0 | 0 | 0 | 0 | 0 | 0 | 0 | 0 | 0 | 0 | 83051.4577 | 0 | 0 | 0 | 0 | 0 | 0 | 0 | 0 | 0 | -132073.4751 | 0 | 0 | 0 | 0 | 0 | 0 | 0 | 0
2016-06-15 03:00 | 0 | 0 | 0 | 0 | 138469.6158 | 2.7404 | 498690 | 0 | 0 | 0 | 0 | 83051.4577 | 0 | 0 | 0 | 0 | 0 | 0 | 0 | 3624639.7208 | 0 | 0 | 0 | 0 | 0 | 0 | 0 | 0 | 0 | 0 | 0 | -83051.4577 | 0 | 0 | 0 | 0 | 0 | 0 | 0 | 0 | 0 | -277166.1862 | 0 | 0 | 0 | 0 | 0 | 0 | 0 | 0
2016-06-15 04:00 | 0 | 0 | 0 | 0 | 105993.3561 | 0 | 466211 | 0 | 0 | 0 | 0 | 0 | 0 | 0 | 0 | 0 | 0 | 0 | 0 | 3347473.5346 | 0 | 0 | 0 | 0 | 0 | 0 | 0 | 0 | 0 | 0 | 0 | -83051.4577 | 0 | 0 | 0 | 0 | 0 | 0 | 0 | 0 | 0 | -277166.1862 | 0 | 0 | 0 | 0 | 0 | 0 | 0 | 0
2016-06-15 05:00 | 0 | 0 | 0 | 0 | 244027.2715 | 0 | 438142 | 0 | 0 | 0 | 0 | 83051.4577 | 0 | 0 | 0 | 0 | 0 | 0 | 0 | 3070307.3485 | 0 | 0 | 0 | 0 | 0 | 0 | 0 | 0 | 0 | 0 | 0 | 83051.4577 | 0 | 0 | 0 | 0 | 0 | 0 | 0 | 0 | 0 | -277166.1862 | 0 | 0 | 0 | 0 | 0 | 0 | 0 | 0
2016-06-15 06:00 | 0 | 0 | 0 | 0 | 56882.3561 | 0 | 417100 | 0 | 0 | 0 | 0 | 0 | 0 | 0 | 0 | 0 | 0 | 0 | 0 | 2793141.1623 | 0 | 0 | 0 | 0 | 0 | 0 | 0 | 0 | 0 | 0 | 0 | -83051.4577 | 0 | 0 | 0 | 0 | 0 | 0 | 0 | 0 | 0 | -277166.1862 | 0 | 0 | 0 | 0 | 0 | 0 | 0 | 0
2016-06-15 07:00 | 0 | 0 | 0 | 0 | 124945.8138 | 0 | 402112 | 0 | 0 | 0 | 0 | 0 | 0 | 0 | 0 | 0 | 0 | 0 | 0 | 2515974.9761 | 0 | 0 | 0 | 0 | 0 | 0 | 0 | 0 | 0 | 0 | 0 | 0 | 0 | 0 | 0 | 0 | 0 | 0 | 0 | 0 | 0 | -277166.1862 | 0 | 0 | 0 | 0 | 0 | 0 | 0 | 0
2016-06-15 08:00 | 0 | 0 | 0 | 0 | 496964.534 | 0 | 394759 | 0 | 0 | 0 | 0 | 83051.4577 | 0 | 0 | 0 | 0 | 0 | 0 | 0 | 2535129.0524 | 0 | 0 | 0 | 0 | 0 | 0 | 0 | 0 | 0 | 0 | 0 | 83051.4577 | 0 | 0 | 0 | 0 | 0 | 0 | 0 | 0 | 0 | 19154.0763 | 0 | 0 | 0 | 0 | 0 | 0 | 0 | 0
2016-06-15 09:00 | 0 | 0 | 0 | 0 | 38296.3561 | 0 | 398514 | 0 | 0 | 0 | 0 | 0 | 0 | 0 | 0 | 0 | 0 | 0 | 0 | 2257962.8663 | 0 | 0 | 0 | 0 | 0 | 0 | 0 | 0 | 0 | 0 | 0 | -83051.4577 | 0 | 0 | 0 | 0 | 0 | 0 | 0 | 0 | 0 | -277166.1862 | 0 | 0 | 0 | 0 | 0 | 0 | 0 | 0
2016-06-15 10:00 | 0 | 0 | 0 | 0 | 136517.8138 | 0 | 413684 | 0 | 0 | 0 | 0 | 0 | 0 | 0 | 0 | 0 | 0 | 0 | 0 | 1980796.6801 | 0 | 0 | 0 | 0 | 0 | 0 | 0 | 0 | 0 | 0 | 0 | 0 | 0 | 0 | 0 | 0 | 0 | 0 | 0 | 0 | 0 | -277166.1862 | 0 | 0 | 0 | 0 | 0 | 0 | 0 | 0
2016-06-15 11:00 | 0 | 0 | 0 | 0 | 395635.3584 | 18.374 | 433725 | 0 | 0 | 0 | 0 | 83051.4577 | 0 | 0 | 0 | 0 | 0 | 0 | 0 | 1851920.1367 | 0 | 7753.8181 | 0 | 0 | 0 | 0 | 0 | 0 | 0 | 0 | 0 | 83051.4577 | 0 | 0 | 0 | 0 | 0 | 0 | 0 | 0 | 0 | -128876.5434 | 0 | 7753.8181 | 0 | 0 | 0 | 0 | 0 | 0
2016-06-15 12:00 | 0 | 0 | 0 | 0 | 0 | 158240.0567 | 458210 | 0 | 0 | 0 | 0 | 0 | 0 | 0 | 0 | 0 | 0 | 0 | 0 | 1602228.5657 | 0 | 40526.9035 | 0 | 0 | 0 | 0 | 0 | 0 | 0 | 0 | 0 | -83051.4577 | 0 | 0 | 0 | 0 | 0 | 0 | 0 | 0 | 0 | -249691.571 | 0 | 32773.0854 | 0 | 0 | 0 | 0 | 0 | 0
2016-06-15 13:00 | 0 | 0 | 0 | 0 | 153269.9267 | 550918.0982 | 486171 | 0 | 0 | 0 | 0 | 83051.4577 | 0 | 0 | 0 | 0 | 0 | 0 | 0 | 1769967.2184 | 0 | 7753.8181 | 0 | 0 | 0 | 0 | 0 | 0 | 0 | 0 | 0 | 83051.4577 | 0 | 0 | 0 | 0 | 0 | 0 | 0 | 0 | 0 | 167738.6526 | 0 | -32773.0854 | 0 | 0 | 0 | 0 | 0 | 0
2016-06-15 14:00 | 0 | 0 | 0 | 0 | 0 | 718897.2201 | 515729 | 0 | 0 | 0 | 0 | 131592.009 | 0 | 0 | 0 | 0 | 0 | 0 | 0 | 1932348.7053 | 0 | 0 | 0 | 0 | 0 | 0 | 0 | 0 | 0 | 0 | 0 | 48540.5513 | 0 | 0 | 0 | 0 | 0 | 0 | 0 | 0 | 0 | 162381.4869 | 0 | -7753.8181 | 0 | 0 | 0 | 0 | 0 | 0
2016-06-15 15:00 | 0 | 0 | 0 | 0 | 0 | 836275.0653 | 544200 | 0 | 0 | 0 | 0 | 146500.8881 | 0 | 0 | 0 | 0 | 0 | 0 | 0 | 2209514.8915 | 0 | 0 | 0 | 0 | 0 | 0 | 0 | 0 | 0 | 0 | 0 | 14908.8791 | 0 | 0 | 0 | 0 | 0 | 0 | 0 | 0 | 0 | 277166.1862 | 0 | 0 | 0 | 0 | 0 | 0 | 0 | 0
2016-06-15 16:00 | 0 | 0 | 0 | 0 | 0 | 884364.7576 | 569028 | 0 | 0 | 0 | 0 | 184671.4596 | 0 | 0 | 0 | 0 | 0 | 0 | 0 | 2486681.0776 | 0 | 0 | 0 | 0 | 0 | 0 | 0 | 0 | 0 | 0 | 0 | 38170.5715 | 0 | 0 | 0 | 0 | 0 | 0 | 0 | 0 | 0 | 277166.1862 | 0 | 0 | 0 | 0 | 0 | 0 | 0 | 0
2016-06-15 17:00 | 0 | 0 | 0 | 0 | 0 | 896321.8409 | 590949 | 0 | 0 | 0 | 0 | 212878.1143 | 0 | 0 | 0 | 0 | 0 | 0 | 0 | 2763847.2638 | 0 | 0 | 0 | 0 | 0 | 0 | 0 | 0 | 0 | 0 | 0 | 28206.6547 | 0 | 0 | 0 | 0 | 0 | 0 | 0 | 0 | 0 | 277166.1862 | 0 | 0 | 0 | 0 | 0 | 0 | 0 | 0
2016-06-15 18:00 | 0 | 0 | 0 | 0 | 0 | 892307.3266 | 608682 | 0 | 0 | 0 | 0 | 219337.2547 | 0 | 0 | 0 | 0 | 0 | 0 | 0 | 3041013.45 | 0 | 0 | 0 | 0 | 0 | 0 | 0 | 0 | 0 | 0 | 0 | 6459.1404 | 0 | 0 | 0 | 0 | 0 | 0 | 0 | 0 | 0 | 277166.1862 | 0 | 0 | 0 | 0 | 0 | 0 | 0 | 0
2016-06-15 19:00 | 0 | 0 | 0 | 0 | 0 | 885410.5748 | 621100 | 0 | 0 | 0 | 0 | 302388.7124 | 0 | 0 | 0 | 0 | 0 | 0 | 0 | 3222272.567 | 0 | 0 | 0 | 0 | 0 | 0 | 0 | 0 | 0 | 0 | 0 | 83051.4577 | 0 | 0 | 0 | 0 | 0 | 0 | 0 | 0 | 0 | 181259.1171 | 0 | 0 | 0 | 0 | 0 | 0 | 0 | 0
2016-06-15 20:00 | 0 | 0 | 0 | 0 | 0 | 884310.0535 | 629859 | 0 | 0 | 0 | 0 | 279673.5797 | 0 | 0 | 0 | 0 | 0 | 0 | 0 | 3499438.7532 | 0 | 0 | 0 | 0 | 0 | 0 | 0 | 0 | 0 | 0 | 0 | -22715.1327 | 0 | 0 | 0 | 0 | 0 | 0 | 0 | 0 | 0 | 277166.1862 | 0 | 0 | 0 | 0 | 0 | 0 | 0 | 0
2016-06-15 21:00 | 0 | 0 | 0 | 0 | 0 | 878670.9795 | 632024 | 0 | 0 | 0 | 0 | 249154.3731 | 0 | 0 | 0 | 0 | 0 | 0 | 0 | 3776604.9394 | 0 | 0 | 0 | 0 | 0 | 0 | 0 | 0 | 0 | 0 | 0 | -30519.2066 | 0 | 0 | 0 | 0 | 0 | 0 | 0 | 0 | 0 | 277166.1862 | 0 | 0 | 0 | 0 | 0 | 0 | 0 | 0
2016-06-15 22:00 | 0 | 0 | 0 | 0 | 0 | 848812.026 | 626813 | 0 | 0 | 0 | 0 | 332205.8308 | 0 | 0 | 0 | 0 | 0 | 0 | 0 | 3915552.5077 | 0 | 0 | 0 | 0 | 0 | 0 | 0 | 0 | 0 | 0 | 0 | 83051.4577 | 0 | 0 | 0 | 0 | 0 | 0 | 0 | 0 | 0 | 138947.5683 | 0 | 0 | 0 | 0 | 0 | 0 | 0 | 0
2016-06-15 23:00 | 0 | 0 | 0 | 0 | 27840.0904 | 779421.638 | 613147 | 0 | 0 | 0 | 0 | 249154.3731 | 0 | 0 | 0 | 0 | 0 | 0 | 0 | 4192718.6938 | 0 | 0 | 0 | 0 | 0 | 0 | 0 | 0 | 0 | 0 | 0 | -83051.4577 | 0 | 0 | 0 | 0 | 0 | 0 | 0 | 0 | 0 | 277166.1862 | 0 | 0 | 0 | 0 | 0 | 0 | 0 | 0
2016-06-16 | 0 | 0 | 0 | 0 | 0 | 624147.6222 | 596583 | 0 | 0 | 0 | 0 | 166102.9154 | 0 | 0 | 0 | 0 | 0 | 0 | 0 | 4303334.7737 | 0 | 0 | 0 | 0 | 0 | 0 | 0 | 0 | 0 | 0 | 0 | -83051.4577 | 0 | 0 | 0 | 0 | 0 | 0 | 0 | 0 | 0 | 110616.0799 | 0 | 0 | 0 | 0 | 0 | 0 | 0 | 0
2016-06-16 01:00 | 0 | 0 | 0 | 0 | 28266.451 | 357365.8205 | 579747 | 0 | 0 | 0 | 0 | 249154.3731 | 0 | 0 | 0 | 0 | 0 | 0 | 0 | 4026168.5876 | 0 | 0 | 0 | 0 | 0 | 0 | 0 | 0 | 0 | 0 | 0 | 83051.4577 | 0 | 0 | 0 | 0 | 0 | 0 | 0 | 0 | 0 | -277166.1862 | 0 | 0 | 0 | 0 | 0 | 0 | 0 | 0
2016-06-16 02:00 | 0 | 0 | 0 | 0 | 142679.9626 | 49978.3935 | 552876 | 0 | 0 | 0 | 0 | 166102.9154 | 0 | 0 | 0 | 0 | 0 | 0 | 0 | 3749002.4014 | 0 | 0 | 0 | 0 | 0 | 0 | 0 | 0 | 0 | 0 | 0 | -83051.4577 | 0 | 0 | 0 | 0 | 0 | 0 | 0 | 0 | 0 | -277166.1862 | 0 | 0 | 0 | 0 | 0 | 0 | 0 | 0
2016-06-16 03:00 | 0 | 0 | 0 | 0 | 156589.1827 | 2.1734 | 516809 | 0 | 0 | 0 | 0 | 83051.4577 | 0 | 0 | 0 | 0 | 0 | 0 | 0 | 3471836.2152 | 0 | 0 | 0 | 0 | 0 | 0 | 0 | 0 | 0 | 0 | 0 | -83051.4577 | 0 | 0 | 0 | 0 | 0 | 0 | 0 | 0 | 0 | -277166.1862 | 0 | 0 | 0 | 0 | 0 | 0 | 0 | 0
2016-06-16 04:00 | 0 | 0 | 0 | 0 | 288179.2715 | 0 | 482294 | 0 | 0 | 0 | 0 | 166102.9154 | 0 | 0 | 0 | 0 | 0 | 0 | 0 | 3194670.0291 | 0 | 0 | 0 | 0 | 0 | 0 | 0 | 0 | 0 | 0 | 0 | 83051.4577 | 0 | 0 | 0 | 0 | 0 | 0 | 0 | 0 | 0 | -277166.1862 | 0 | 0 | 0 | 0 | 0 | 0 | 0 | 0
2016-06-16 05:00 | 0 | 0 | 0 | 0 | 92476.3561 | 0 | 452694 | 0 | 0 | 0 | 0 | 83051.4577 | 0 | 0 | 0 | 0 | 0 | 0 | 0 | 2917503.8429 | 0 | 0 | 0 | 0 | 0 | 0 | 0 | 0 | 0 | 0 | 0 | -83051.4577 | 0 | 0 | 0 | 0 | 0 | 0 | 0 | 0 | 0 | -277166.1862 | 0 | 0 | 0 | 0 | 0 | 0 | 0 | 0
2016-06-16 06:00 | 0 | 0 | 0 | 0 | 628212.131 | 0 | 429579 | 0 | 0 | 0 | 0 | 166102.9154 | 0 | 0 | 0 | 0 | 0 | 0 | 0 | 3033085.5162 | 0 | 0 | 0 | 0 | 0 | 0 | 0 | 0 | 0 | 0 | 0 | 83051.4577 | 0 | 0 | 0 | 0 | 0 | 0 | 0 | 0 | 0 | 115581.6733 | 0 | 0 | 0 | 0 | 0 | 0 | 0 | 0
2016-06-16 07:00 | 0 | 0 | 0 | 0 | 52692.3561 | 0 | 412910 | 0 | 0 | 0 | 0 | 83051.4577 | 0 | 0 | 0 | 0 | 0 | 0 | 0 | 2755919.33 | 0 | 0 | 0 | 0 | 0 | 0 | 0 | 0 | 0 | 0 | 0 | -83051.4577 | 0 | 0 | 0 | 0 | 0 | 0 | 0 | 0 | 0 | -277166.1862 | 0 | 0 | 0 | 0 | 0 | 0 | 0 | 0
2016-06-16 08:00 | 0 | 0 | 0 | 0 | 44755.3561 | 0 | 404973 | 0 | 0 | 0 | 0 | 0 | 0 | 0 | 0 | 0 | 0 | 0 | 0 | 2478753.1439 | 0 | 0 | 0 | 0 | 0 | 0 | 0 | 0 | 0 | 0 | 0 | -83051.4577 | 0 | 0 | 0 | 0 | 0 | 0 | 0 | 0 | 0 | -277166.1862 | 0 | 0 | 0 | 0 | 0 | 0 | 0 | 0
2016-06-16 09:00 | 0 | 0 | 0 | 0 | 214390.2715 | 0 | 408505 | 0 | 0 | 0 | 0 | 83051.4577 | 0 | 0 | 0 | 0 | 0 | 0 | 0 | 2201586.9577 | 0 | 0 | 0 | 0 | 0 | 0 | 0 | 0 | 0 | 0 | 0 | 83051.4577 | 0 | 0 | 0 | 0 | 0 | 0 | 0 | 0 | 0 | -277166.1862 | 0 | 0 | 0 | 0 | 0 | 0 | 0 | 0
2016-06-16 10:00 | 0 | 0 | 0 | 0 | 62021.3561 | 0 | 422239 | 0 | 0 | 0 | 0 | 0 | 0 | 0 | 0 | 0 | 0 | 0 | 0 | 1924420.7716 | 0 | 0 | 0 | 0 | 0 | 0 | 0 | 0 | 0 | 0 | 0 | -83051.4577 | 0 | 0 | 0 | 0 | 0 | 0 | 0 | 0 | 0 | -277166.1862 | 0 | 0 | 0 | 0 | 0 | 0 | 0 | 0
2016-06-16 11:00 | 0 | 0 | 0 | 0 | 443784.7827 | 17.5341 | 442317 | 0 | 0 | 0 | 0 | 83051.4577 | 0 | 0 | 0 | 0 | 0 | 0 | 0 | 1842854.6306 | 0 | 0 | 0 | 0 | 0 | 0 | 0 | 0 | 0 | 0 | 0 | 83051.4577 | 0 | 0 | 0 | 0 | 0 | 0 | 0 | 0 | 0 | -81566.141 | 0 | 0 | 0 | 0 | 0 | 0 | 0 | 0
2016-06-16 12:00 | 0 | 0 | 0 | 0 | 0 | 169449.2505 | 467491 | 0 | 0 | 0 | 0 | 0 | 0 | 0 | 0 | 0 | 0 | 0 | 0 | 1627864.3388 | 0 | 0 | 0 | 0 | 0 | 0 | 0 | 0 | 0 | 0 | 0 | -83051.4577 | 0 | 0 | 0 | 0 | 0 | 0 | 0 | 0 | 0 | -214990.2917 | 0 | 0 | 0 | 0 | 0 | 0 | 0 | 0
2016-06-16 13:00 | 0 | 0 | 0 | 0 | 0 | 586846.6917 | 494771 | 0 | 0 | 0 | 0 | 0 | 0 | 0 | 0 | 0 | 0 | 0 | 0 | 1719940.0306 | 0 | 0 | 0 | 0 | 0 | 0 | 0 | 0 | 0 | 0 | 0 | 0 | 0 | 0 | 0 | 0 | 0 | 0 | 0 | 0 | 0 | 92075.6917 | 0 | 0 | 0 | 0 | 0 | 0 | 0 | 0
2016-06-16 14:00 | 0 | 0 | 0 | 0 | 54990.7653 | 745419.4209 | 523244 | 0 | 0 | 0 | 0 | 0 | 0 | 0 | 0 | 0 | 0 | 0 | 0 | 1997106.2167 | 0 | 0 | 0 | 0 | 0 | 0 | 0 | 0 | 0 | 0 | 0 | 0 | 0 | 0 | 0 | 0 | 0 | 0 | 0 | 0 | 0 | 277166.1862 | 0 | 0 | 0 | 0 | 0 | 0 | 0 | 0
2016-06-16 15:00 | 0 | 0 | 0 | 0 | 0 | 858974.8505 | 550557 | 0 | 0 | 0 | 0 | 31251.6643 | 0 | 0 | 0 | 0 | 0 | 0 | 0 | 2274272.4029 | 0 | 0 | 0 | 0 | 0 | 0 | 0 | 0 | 0 | 0 | 0 | 31251.6643 | 0 | 0 | 0 | 0 | 0 | 0 | 0 | 0 | 0 | 277166.1862 | 0 | 0 | 0 | 0 | 0 | 0 | 0 | 0
2016-06-16 16:00 | 0 | 0 | 0 | 0 | 33835.9341 | 899874.7098 | 573493 | 0 | 0 | 0 | 0 | 114303.122 | 0 | 0 | 0 | 0 | 0 | 0 | 0 | 2551438.5891 | 0 | 0 | 0 | 0 | 0 | 0 | 0 | 0 | 0 | 0 | 0 | 83051.4577 | 0 | 0 | 0 | 0 | 0 | 0 | 0 | 0 | 0 | 277166.1862 | 0 | 0 | 0 | 0 | 0 | 0 | 0 | 0
2016-06-16 17:00 | 0 | 0 | 0 | 0 | 0 | 918691.6729 | 593314 | 0 | 0 | 0 | 0 | 162514.6088 | 0 | 0 | 0 | 0 | 0 | 0 | 0 | 2828604.7752 | 0 | 0 | 0 | 0 | 0 | 0 | 0 | 0 | 0 | 0 | 0 | 48211.4868 | 0 | 0 | 0 | 0 | 0 | 0 | 0 | 0 | 0 | 277166.1862 | 0 | 0 | 0 | 0 | 0 | 0 | 0 | 0
2016-06-16 18:00 | 0 | 0 | 0 | 0 | 0 | 911735.7316 | 608327 | 0 | 0 | 0 | 0 | 188757.1542 | 0 | 0 | 0 | 0 | 0 | 0 | 0 | 3105770.9614 | 0 | 0 | 0 | 0 | 0 | 0 | 0 | 0 | 0 | 0 | 0 | 26242.5455 | 0 | 0 | 0 | 0 | 0 | 0 | 0 | 0 | 0 | 277166.1862 | 0 | 0 | 0 | 0 | 0 | 0 | 0 | 0
2016-06-16 19:00 | 0 | 0 | 0 | 0 | 0 | 902995.7957 | 617141 | 0 | 0 | 0 | 0 | 271808.6119 | 0 | 0 | 0 | 0 | 0 | 0 | 0 | 3308574.2994 | 0 | 0 | 0 | 0 | 0 | 0 | 0 | 0 | 0 | 0 | 0 | 83051.4577 | 0 | 0 | 0 | 0 | 0 | 0 | 0 | 0 | 0 | 202803.338 | 0 | 0 | 0 | 0 | 0 | 0 | 0 | 0
2016-06-16 20:00 | 0 | 0 | 0 | 0 | 0 | 901194.454 | 622344 | 0 | 0 | 0 | 0 | 273492.8798 | 0 | 0 | 0 | 0 | 0 | 0 | 0 | 3585740.4856 | 0 | 0 | 0 | 0 | 0 | 0 | 0 | 0 | 0 | 0 | 0 | 1684.2678 | 0 | 0 | 0 | 0 | 0 | 0 | 0 | 0 | 0 | 277166.1862 | 0 | 0 | 0 | 0 | 0 | 0 | 0 | 0
2016-06-16 21:00 | 0 | 0 | 0 | 0 | 0 | 894340.0874 | 623112 | 0 | 0 | 0 | 0 | 267554.781 | 0 | 0 | 0 | 0 | 0 | 0 | 0 | 3862906.6718 | 0 | 0 | 0 | 0 | 0 | 0 | 0 | 0 | 0 | 0 | 0 | -5938.0988 | 0 | 0 | 0 | 0 | 0 | 0 | 0 | 0 | 0 | 277166.1862 | 0 | 0 | 0 | 0 | 0 | 0 | 0 | 0
2016-06-16 22:00 | 0 | 0 | 0 | 0 | 0 | 864689.977 | 617203 | 0 | 0 | 0 | 0 | 237875.5719 | 0 | 0 | 0 | 0 | 0 | 0 | 0 | 4140072.8579 | 0 | 0 | 0 | 0 | 0 | 0 | 0 | 0 | 0 | 0 | 0 | -29679.2091 | 0 | 0 | 0 | 0 | 0 | 0 | 0 | 0 | 0 | 277166.1862 | 0 | 0 | 0 | 0 | 0 | 0 | 0 | 0
2016-06-16 23:00 | 0 | 0 | 0 | 0 | 0 | 795542.274 | 605611 | 0 | 0 | 0 | 0 | 166102.9154 | 0 | 0 | 0 | 0 | 0 | 0 | 0 | 4401776.7885 | 0 | 0 | 0 | 0 | 0 | 0 | 0 | 0 | 0 | 0 | 0 | -71772.6565 | 0 | 0 | 0 | 0 | 0 | 0 | 0 | 0 | 0 | 261703.9305 | 0 | 0 | 0 | 0 | 0 | 0 | 0 | 0
2016-06-17 | 0 | 0 | 0 | 0 | 0 | 632815.008 | 591553 | 0 | 0 | 0 | 0 | 83051.4577 | 0 | 0 | 0 | 0 | 0 | 0 | 0 | 4526090.2542 | 0 | 0 | 0 | 0 | 0 | 0 | 0 | 0 | 0 | 0 | 0 | -83051.4577 | 0 | 0 | 0 | 0 | 0 | 0 | 0 | 0 | 0 | 124313.4657 | 0 | 0 | 0 | 0 | 0 | 0 | 0 | 0
2016-06-17 01:00 | 0 | 0 | 0 | 0 | 7222.7705 | 374385.501 | 575723 | 0 | 0 | 0 | 0 | 166102.9154 | 0 | 0 | 0 | 0 | 0 | 0 | 0 | 4248924.068 | 0 | 0 | 0 | 0 | 0 | 0 | 0 | 0 | 0 | 0 | 0 | 83051.4577 | 0 | 0 | 0 | 0 | 0 | 0 | 0 | 0 | 0 | -277166.1862 | 0 | 0 | 0 | 0 | 0 | 0 | 0 | 0
2016-06-17 02:00 | 0 | 0 | 0 | 0 | 136939.8484 | 52433.5077 | 549591 | 0 | 0 | 0 | 0 | 83051.4577 | 0 | 0 | 0 | 0 | 0 | 0 | 0 | 3971757.8819 | 0 | 0 | 0 | 0 | 0 | 0 | 0 | 0 | 0 | 0 | 0 | -83051.4577 | 0 | 0 | 0 | 0 | 0 | 0 | 0 | 0 | 0 | -277166.1862 | 0 | 0 | 0 | 0 | 0 | 0 | 0 | 0
2016-06-17 03:00 | 0 | 0 | 0 | 0 | 155497.4872 | 1.8689 | 515717 | 0 | 0 | 0 | 0 | 0 | 0 | 0 | 0 | 0 | 0 | 0 | 0 | 3694591.6957 | 0 | 0 | 0 | 0 | 0 | 0 | 0 | 0 | 0 | 0 | 0 | -83051.4577 | 0 | 0 | 0 | 0 | 0 | 0 | 0 | 0 | 0 | -277166.1862 | 0 | 0 | 0 | 0 | 0 | 0 | 0 | 0
2016-06-17 04:00 | 0 | 0 | 0 | 0 | 289602.2715 | 0 | 483717 | 0 | 0 | 0 | 0 | 83051.4577 | 0 | 0 | 0 | 0 | 0 | 0 | 0 | 3417425.5095 | 0 | 0 | 0 | 0 | 0 | 0 | 0 | 0 | 0 | 0 | 0 | 83051.4577 | 0 | 0 | 0 | 0 | 0 | 0 | 0 | 0 | 0 | -277166.1862 | 0 | 0 | 0 | 0 | 0 | 0 | 0 | 0
2016-06-17 05:00 | 0 | 0 | 0 | 0 | 94061.3561 | 0 | 454279 | 0 | 0 | 0 | 0 | 0 | 0 | 0 | 0 | 0 | 0 | 0 | 0 | 3140259.3234 | 0 | 0 | 0 | 0 | 0 | 0 | 0 | 0 | 0 | 0 | 0 | -83051.4577 | 0 | 0 | 0 | 0 | 0 | 0 | 0 | 0 | 0 | -277166.1862 | 0 | 0 | 0 | 0 | 0 | 0 | 0 | 0
2016-06-17 06:00 | 0 | 0 | 0 | 0 | 627958.8862 | 0 | 428248 | 0 | 0 | 0 | 0 | 83051.4577 | 0 | 0 | 0 | 0 | 0 | 0 | 0 | 3256918.7519 | 0 | 0 | 0 | 0 | 0 | 0 | 0 | 0 | 0 | 0 | 0 | 83051.4577 | 0 | 0 | 0 | 0 | 0 | 0 | 0 | 0 | 0 | 116659.4285 | 0 | 0 | 0 | 0 | 0 | 0 | 0 | 0
2016-06-17 07:00 | 0 | 0 | 0 | 0 | 51534.3561 | 0 | 411752 | 0 | 0 | 0 | 0 | 0 | 0 | 0 | 0 | 0 | 0 | 0 | 0 | 2979752.5657 | 0 | 0 | 0 | 0 | 0 | 0 | 0 | 0 | 0 | 0 | 0 | -83051.4577 | 0 | 0 | 0 | 0 | 0 | 0 | 0 | 0 | 0 | -277166.1862 | 0 | 0 | 0 | 0 | 0 | 0 | 0 | 0
2016-06-17 08:00 | 0 | 0 | 0 | 0 | 126333.8138 | 0 | 403500 | 0 | 0 | 0 | 0 | 0 | 0 | 0 | 0 | 0 | 0 | 0 | 0 | 2702586.3796 | 0 | 0 | 0 | 0 | 0 | 0 | 0 | 0 | 0 | 0 | 0 | 0 | 0 | 0 | 0 | 0 | 0 | 0 | 0 | 0 | 0 | -277166.1862 | 0 | 0 | 0 | 0 | 0 | 0 | 0 | 0
2016-06-17 09:00 | 0 | 0 | 0 | 0 | 211398.2715 | 0 | 405513 | 0 | 0 | 0 | 0 | 83051.4577 | 0 | 0 | 0 | 0 | 0 | 0 | 0 | 2425420.1934 | 0 | 0 | 0 | 0 | 0 | 0 | 0 | 0 | 0 | 0 | 0 | 83051.4577 | 0 | 0 | 0 | 0 | 0 | 0 | 0 | 0 | 0 | -277166.1862 | 0 | 0 | 0 | 0 | 0 | 0 | 0 | 0
2016-06-17 10:00 | 0 | 0 | 0 | 0 | 56426.3561 | 0 | 416644 | 0 | 0 | 0 | 0 | 0 | 0 | 0 | 0 | 0 | 0 | 0 | 0 | 2148254.0072 | 0 | 0 | 0 | 0 | 0 | 0 | 0 | 0 | 0 | 0 | 0 | -83051.4577 | 0 | 0 | 0 | 0 | 0 | 0 | 0 | 0 | 0 | -277166.1862 | 0 | 0 | 0 | 0 | 0 | 0 | 0 | 0
2016-06-17 11:00 | 0 | 0 | 0 | 0 | 446823.5394 | 17.4291 | 434301 | 0 | 0 | 0 | 0 | 83051.4577 | 0 | 0 | 0 | 0 | 0 | 0 | 0 | 2044969.4326 | 0 | 32773.0854 | 0 | 0 | 0 | 0 | 0 | 0 | 0 | 0 | 0 | 83051.4577 | 0 | 0 | 0 | 0 | 0 | 0 | 0 | 0 | 0 | -103284.5746 | 0 | 32773.0854 | 0 | 0 | 0 | 0 | 0 | 0
2016-06-17 12:00 | 0 | 0 | 0 | 0 | 0 | 164911.3573 | 459290 | 0 | 0 | 0 | 0 | 0 | 0 | 0 | 0 | 0 | 0 | 0 | 0 | 1866415.333 | 0 | 0 | 0 | 0 | 0 | 0 | 0 | 0 | 0 | 0 | 0 | -83051.4577 | 0 | 0 | 0 | 0 | 0 | 0 | 0 | 0 | 0 | -178554.0996 | 0 | -32773.0854 | 0 | 0 | 0 | 0 | 0 | 0
2016-06-17 13:00 | 0 | 0 | 0 | 0 | 0 | 580676.7202 | 488911 | 0 | 0 | 0 | 0 | 0 | 0 | 0 | 0 | 0 | 0 | 0 | 0 | 1958181.0532 | 0 | 0 | 0 | 0 | 0 | 0 | 0 | 0 | 0 | 0 | 0 | 0 | 0 | 0 | 0 | 0 | 0 | 0 | 0 | 0 | 0 | 91765.7202 | 0 | 0 | 0 | 0 | 0 | 0 | 0 | 0
2016-06-17 14:00 | 0 | 0 | 0 | 0 | 52786.8399 | 742974.3463 | 518595 | 0 | 0 | 0 | 0 | 0 | 0 | 0 | 0 | 0 | 0 | 0 | 0 | 2235347.2394 | 0 | 0 | 0 | 0 | 0 | 0 | 0 | 0 | 0 | 0 | 0 | 0 | 0 | 0 | 0 | 0 | 0 | 0 | 0 | 0 | 0 | 277166.1862 | 0 | 0 | 0 | 0 | 0 | 0 | 0 | 0
2016-06-17 15:00 | 0 | 0 | 0 | 0 | 0 | 851431.7294 | 545741 | 0 | 0 | 0 | 0 | 28524.5432 | 0 | 0 | 0 | 0 | 0 | 0 | 0 | 2512513.4255 | 0 | 0 | 0 | 0 | 0 | 0 | 0 | 0 | 0 | 0 | 0 | 28524.5432 | 0 | 0 | 0 | 0 | 0 | 0 | 0 | 0 | 0 | 277166.1862 | 0 | 0 | 0 | 0 | 0 | 0 | 0 | 0
2016-06-17 16:00 | 0 | 0 | 0 | 0 | 33129.1689 | 894578.4749 | 567490 | 0 | 0 | 0 | 0 | 111576.0009 | 0 | 0 | 0 | 0 | 0 | 0 | 0 | 2789679.6117 | 0 | 0 | 0 | 0 | 0 | 0 | 0 | 0 | 0 | 0 | 0 | 83051.4577 | 0 | 0 | 0 | 0 | 0 | 0 | 0 | 0 | 0 | 277166.1862 | 0 | 0 | 0 | 0 | 0 | 0 | 0 | 0
2016-06-17 17:00 | 0 | 0 | 0 | 0 | 0 | 908473.1206 | 584549 | 0 | 0 | 0 | 0 | 158333.9354 | 0 | 0 | 0 | 0 | 0 | 0 | 0 | 3066845.7978 | 0 | 0 | 0 | 0 | 0 | 0 | 0 | 0 | 0 | 0 | 0 | 46757.9345 | 0 | 0 | 0 | 0 | 0 | 0 | 0 | 0 | 0 | 277166.1862 | 0 | 0 | 0 | 0 | 0 | 0 | 0 | 0
2016-06-17 18:00 | 0 | 0 | 0 | 0 | 0 | 904010.6595 | 597291 | 0 | 0 | 0 | 0 | 187887.4087 | 0 | 0 | 0 | 0 | 0 | 0 | 0 | 3344011.984 | 0 | 0 | 0 | 0 | 0 | 0 | 0 | 0 | 0 | 0 | 0 | 29553.4733 | 0 | 0 | 0 | 0 | 0 | 0 | 0 | 0 | 0 | 277166.1862 | 0 | 0 | 0 | 0 | 0 | 0 | 0 | 0
2016-06-17 19:00 | 0 | 0 | 0 | 0 | 0 | 895916.8851 | 606608 | 0 | 0 | 0 | 0 | 200030.1076 | 0 | 0 | 0 | 0 | 0 | 0 | 0 | 3621178.1702 | 0 | 0 | 0 | 0 | 0 | 0 | 0 | 0 | 0 | 0 | 0 | 12142.6989 | 0 | 0 | 0 | 0 | 0 | 0 | 0 | 0 | 0 | 277166.1862 | 0 | 0 | 0 | 0 | 0 | 0 | 0 | 0
2016-06-17 20:00 | 0 | 0 | 0 | 0 | 0 | 893651.7581 | 612181 | 0 | 0 | 0 | 0 | 204334.6796 | 0 | 0 | 0 | 0 | 0 | 0 | 0 | 3898344.3563 | 0 | 0 | 0 | 0 | 0 | 0 | 0 | 0 | 0 | 0 | 0 | 4304.572 | 0 | 0 | 0 | 0 | 0 | 0 | 0 | 0 | 0 | 277166.1862 | 0 | 0 | 0 | 0 | 0 | 0 | 0 | 0
2016-06-17 21:00 | 0 | 0 | 0 | 0 | 0 | 886102.1977 | 612561 | 0 | 0 | 0 | 0 | 287386.1373 | 0 | 0 | 0 | 0 | 0 | 0 | 0 | 4088834.0963 | 0 | 0 | 0 | 0 | 0 | 0 | 0 | 0 | 0 | 0 | 0 | 83051.4577 | 0 | 0 | 0 | 0 | 0 | 0 | 0 | 0 | 0 | 190489.74 | 0 | 0 | 0 | 0 | 0 | 0 | 0 | 0
2016-06-17 22:00 | 0 | 0 | 0 | 0 | 0 | 854659.1431 | 604742 | 0 | 0 | 0 | 0 | 260137.0942 | 0 | 0 | 0 | 0 | 0 | 0 | 0 | 4366000.2825 | 0 | 0 | 0 | 0 | 0 | 0 | 0 | 0 | 0 | 0 | 0 | -27249.0431 | 0 | 0 | 0 | 0 | 0 | 0 | 0 | 0 | 0 | 277166.1862 | 0 | 0 | 0 | 0 | 0 | 0 | 0 | 0
2016-06-17 23:00 | 0 | 0 | 0 | 0 | 0 | 779329.3239 | 590018 | 0 | 0 | 0 | 0 | 177085.6365 | 0 | 0 | 0 | 0 | 0 | 0 | 0 | 4638363.0641 | 0 | 0 | 0 | 0 | 0 | 0 | 0 | 0 | 0 | 0 | 0 | -83051.4577 | 0 | 0 | 0 | 0 | 0 | 0 | 0 | 0 | 0 | 272362.7816 | 0 | 0 | 0 | 0 | 0 | 0 | 0 | 0
2016-06-18 | 0 | 0 | 0 | 0 | 0 | 617044.1281 | 571383 | 0 | 0 | 0 | 0 | 94034.1788 | 0 | 0 | 0 | 0 | 0 | 0 | 0 | 4767075.6499 | 0 | 0 | 0 | 0 | 0 | 0 | 0 | 0 | 0 | 0 | 0 | -83051.4577 | 0 | 0 | 0 | 0 | 0 | 0 | 0 | 0 | 0 | 128712.5858 | 0 | 0 | 0 | 0 | 0 | 0 | 0 | 0
2016-06-18 01:00 | 0 | 0 | 0 | 0 | 16831.327 | 343561.9445 | 554508 | 0 | 0 | 0 | 0 | 177085.6365 | 0 | 0 | 0 | 0 | 0 | 0 | 0 | 4489909.4637 | 0 | 0 | 0 | 0 | 0 | 0 | 0 | 0 | 0 | 0 | 0 | 83051.4577 | 0 | 0 | 0 | 0 | 0 | 0 | 0 | 0 | 0 | -277166.1862 | 0 | 0 | 0 | 0 | 0 | 0 | 0 | 0
2016-06-18 02:00 | 0 | 0 | 0 | 0 | 119264.4014 | 50613.9547 | 530096 | 0 | 0 | 0 | 0 | 94034.1788 | 0 | 0 | 0 | 0 | 0 | 0 | 0 | 4212743.2776 | 0 | 0 | 0 | 0 | 0 | 0 | 0 | 0 | 0 | 0 | 0 | -83051.4577 | 0 | 0 | 0 | 0 | 0 | 0 | 0 | 0 | 0 | -277166.1862 | 0 | 0 | 0 | 0 | 0 | 0 | 0 | 0
2016-06-18 03:00 | 0 | 0 | 0 | 0 | 137265.491 | 0.86515 | 497484 | 0 | 0 | 0 | 0 | 10982.7211 | 0 | 0 | 0 | 0 | 0 | 0 | 0 | 3935577.0914 | 0 | 0 | 0 | 0 | 0 | 0 | 0 | 0 | 0 | 0 | 0 | -83051.4577 | 0 | 0 | 0 | 0 | 0 | 0 | 0 | 0 | 0 | -277166.1862 | 0 | 0 | 0 | 0 | 0 | 0 | 0 | 0
2016-06-18 04:00 | 0 | 0 | 0 | 0 | 529098.5571 | 0 | 465759 | 0 | 0 | 0 | 0 | 94034.1788 | 0 | 0 | 0 | 0 | 0 | 0 | 0 | 3915865.1908 | 0 | 0 | 0 | 0 | 0 | 0 | 0 | 0 | 0 | 0 | 0 | 83051.4577 | 0 | 0 | 0 | 0 | 0 | 0 | 0 | 0 | 0 | -19711.9006 | 0 | 0 | 0 | 0 | 0 | 0 | 0 | 0
2016-06-18 05:00 | 0 | 0 | 0 | 0 | 75907.3561 | 0 | 436125 | 0 | 0 | 0 | 0 | 10982.7211 | 0 | 0 | 0 | 0 | 0 | 0 | 0 | 3638699.0047 | 0 | 0 | 0 | 0 | 0 | 0 | 0 | 0 | 0 | 0 | 0 | -83051.4577 | 0 | 0 | 0 | 0 | 0 | 0 | 0 | 0 | 0 | -277166.1862 | 0 | 0 | 0 | 0 | 0 | 0 | 0 | 0
2016-06-18 06:00 | 0 | 0 | 0 | 0 | 122758.0928 | 0 | 410907 | 0 | 0 | 0 | 0 | 0 | 0 | 0 | 0 | 0 | 0 | 0 | 0 | 3361532.8185 | 0 | 0 | 0 | 0 | 0 | 0 | 0 | 0 | 0 | 0 | 0 | -10982.7211 | 0 | 0 | 0 | 0 | 0 | 0 | 0 | 0 | 0 | -277166.1862 | 0 | 0 | 0 | 0 | 0 | 0 | 0 | 0
2016-06-18 07:00 | 0 | 0 | 0 | 0 | 199053.2715 | 0 | 393168 | 0 | 0 | 0 | 0 | 83051.4577 | 0 | 0 | 0 | 0 | 0 | 0 | 0 | 3084366.6323 | 0 | 0 | 0 | 0 | 0 | 0 | 0 | 0 | 0 | 0 | 0 | 83051.4577 | 0 | 0 | 0 | 0 | 0 | 0 | 0 | 0 | 0 | -277166.1862 | 0 | 0 | 0 | 0 | 0 | 0 | 0 | 0
2016-06-18 08:00 | 0 | 0 | 0 | 0 | 21540.3561 | 0 | 381758 | 0 | 0 | 0 | 0 | 0 | 0 | 0 | 0 | 0 | 0 | 0 | 0 | 2807200.4462 | 0 | 0 | 0 | 0 | 0 | 0 | 0 | 0 | 0 | 0 | 0 | -83051.4577 | 0 | 0 | 0 | 0 | 0 | 0 | 0 | 0 | 0 | -277166.1862 | 0 | 0 | 0 | 0 | 0 | 0 | 0 | 0
2016-06-18 09:00 | 0 | 0 | 0 | 0 | 336205.7065 | 0 | 376227 | 0 | 0 | 0 | 0 | 83051.4577 | 0 | 0 | 0 | 0 | 0 | 0 | 0 | 2684127.695 | 0 | 0 | 0 | 0 | 0 | 0 | 0 | 0 | 0 | 0 | 0 | 83051.4577 | 0 | 0 | 0 | 0 | 0 | 0 | 0 | 0 | 0 | -123072.7512 | 0 | 0 | 0 | 0 | 0 | 0 | 0 | 0
2016-06-18 10:00 | 0 | 0 | 0 | 0 | 15612.3561 | 0 | 375830 | 0 | 0 | 0 | 0 | 0 | 0 | 0 | 0 | 0 | 0 | 0 | 0 | 2406961.5088 | 0 | 0 | 0 | 0 | 0 | 0 | 0 | 0 | 0 | 0 | 0 | -83051.4577 | 0 | 0 | 0 | 0 | 0 | 0 | 0 | 0 | 0 | -277166.1862 | 0 | 0 | 0 | 0 | 0 | 0 | 0 | 0
2016-06-18 11:00 | 0 | 0 | 0 | 0 | 237603.2847 | 9.1975 | 384738 | 0 | 0 | 0 | 0 | 83051.4577 | 0 | 0 | 0 | 0 | 0 | 0 | 0 | 2169030.7152 | 0 | 7753.8181 | 0 | 0 | 0 | 0 | 0 | 0 | 0 | 0 | 0 | 83051.4577 | 0 | 0 | 0 | 0 | 0 | 0 | 0 | 0 | 0 | -237930.7937 | 0 | 7753.8181 | 0 | 0 | 0 | 0 | 0 | 0
2016-06-18 12:00 | 0 | 0 | 0 | 0 | 137808.0965 | 170755.9954 | 405325 | 0 | 0 | 0 | 0 | 83051.4577 | 0 | 0 | 0 | 0 | 0 | 0 | 0 | 2039496.7218 | 0 | 40526.9035 | 0 | 0 | 0 | 0 | 0 | 0 | 0 | 0 | 0 | 0 | 0 | 0 | 0 | 0 | 0 | 0 | 0 | 0 | 0 | -129533.9934 | 0 | 32773.0854 | 0 | 0 | 0 | 0 | 0 | 0
2016-06-18 13:00 | 0 | 0 | 0 | 0 | 0 | 564874.9258 | 432021 | 0 | 0 | 0 | 0 | 0 | 0 | 0 | 0 | 0 | 0 | 0 | 0 | 2255402.1053 | 0 | 40526.9035 | 0 | 0 | 0 | 0 | 0 | 0 | 0 | 0 | 0 | -83051.4577 | 0 | 0 | 0 | 0 | 0 | 0 | 0 | 0 | 0 | 215905.3835 | 0 | 0 | 0 | 0 | 0 | 0 | 0 | 0
2016-06-18 14:00 | 0 | 0 | 0 | 0 | 15905.2399 | 722081.9463 | 460821 | 0 | 0 | 0 | 0 | 0 | 0 | 0 | 0 | 0 | 0 | 0 | 0 | 2532568.2914 | 0 | 40526.9035 | 0 | 0 | 0 | 0 | 0 | 0 | 0 | 0 | 0 | 0 | 0 | 0 | 0 | 0 | 0 | 0 | 0 | 0 | 0 | 277166.1862 | 0 | 0 | 0 | 0 | 0 | 0 | 0 | 0
2016-06-18 15:00 | 0 | 0 | 0 | 0 | 0 | 825027.1905 | 489654 | 0 | 0 | 0 | 0 | 58207.0043 | 0 | 0 | 0 | 0 | 0 | 0 | 0 | 2809734.4776 | 0 | 40526.9035 | 0 | 0 | 0 | 0 | 0 | 0 | 0 | 0 | 0 | 58207.0043 | 0 | 0 | 0 | 0 | 0 | 0 | 0 | 0 | 0 | 277166.1862 | 0 | 0 | 0 | 0 | 0 | 0 | 0 | 0
2016-06-18 16:00 | 0 | 0 | 0 | 0 | 0 | 864966.3537 | 514631 | 0 | 0 | 0 | 0 | 141258.462 | 0 | 0 | 0 | 0 | 0 | 0 | 0 | 3077018.3735 | 0 | 40526.9035 | 0 | 0 | 0 | 0 | 0 | 0 | 0 | 0 | 0 | 83051.4577 | 0 | 0 | 0 | 0 | 0 | 0 | 0 | 0 | 0 | 267283.896 | 0 | 0 | 0 | 0 | 0 | 0 | 0 | 0
2016-06-18 17:00 | 0 | 0 | 0 | 0 | 0 | 870215.8219 | 534606 | 0 | 0 | 0 | 0 | 199702.0978 | 0 | 0 | 0 | 0 | 0 | 0 | 0 | 3354184.5597 | 0 | 40526.9035 | 0 | 0 | 0 | 0 | 0 | 0 | 0 | 0 | 0 | 58443.6358 | 0 | 0 | 0 | 0 | 0 | 0 | 0 | 0 | 0 | 277166.1862 | 0 | 0 | 0 | 0 | 0 | 0 | 0 | 0
2016-06-18 18:00 | 0 | 0 | 0 | 0 | 0 | 861589.3314 | 551191 | 0 | 0 | 0 | 0 | 232934.243 | 0 | 0 | 0 | 0 | 0 | 0 | 0 | 3631350.7459 | 0 | 40526.9035 | 0 | 0 | 0 | 0 | 0 | 0 | 0 | 0 | 0 | 33232.1452 | 0 | 0 | 0 | 0 | 0 | 0 | 0 | 0 | 0 | 277166.1862 | 0 | 0 | 0 | 0 | 0 | 0 | 0 | 0
2016-06-18 19:00 | 0 | 0 | 0 | 0 | 54469.2935 | 850406.9289 | 564545 | 0 | 0 | 0 | 0 | 296099.2792 | 0 | 0 | 0 | 0 | 0 | 0 | 0 | 3908516.932 | 0 | 40526.9035 | 0 | 0 | 0 | 0 | 0 | 0 | 0 | 0 | 0 | 63165.0362 | 0 | 0 | 0 | 0 | 0 | 0 | 0 | 0 | 0 | 277166.1862 | 0 | 0 | 0 | 0 | 0 | 0 | 0 | 0
2016-06-18 20:00 | 0 | 0 | 0 | 0 | 0 | 841556.245 | 574478 | 0 | 0 | 0 | 0 | 318784.4235 | 0 | 0 | 0 | 0 | 0 | 0 | 0 | 4185683.1182 | 0 | 7753.8181 | 0 | 0 | 0 | 0 | 0 | 0 | 0 | 0 | 0 | 22685.1442 | 0 | 0 | 0 | 0 | 0 | 0 | 0 | 0 | 0 | 277166.1862 | 0 | -32773.0854 | 0 | 0 | 0 | 0 | 0 | 0
2016-06-18 21:00 | 0 | 0 | 0 | 0 | 0 | 823412.1927 | 579685 | 0 | 0 | 0 | 0 | 293099.2481 | 0 | 0 | 0 | 0 | 0 | 0 | 0 | 4462849.3044 | 0 | 0 | 0 | 0 | 0 | 0 | 0 | 0 | 0 | 0 | 0 | -25685.1754 | 0 | 0 | 0 | 0 | 0 | 0 | 0 | 0 | 0 | 277166.1862 | 0 | -7753.8181 | 0 | 0 | 0 | 0 | 0 | 0
2016-06-18 22:00 | 0 | 0 | 0 | 0 | 0 | 788712.0834 | 575841 | 0 | 0 | 0 | 0 | 376150.7058 | 0 | 0 | 0 | 0 | 0 | 0 | 0 | 4559895.8447 | 0 | 32773.0854 | 0 | 0 | 0 | 0 | 0 | 0 | 0 | 0 | 0 | 83051.4577 | 0 | 0 | 0 | 0 | 0 | 0 | 0 | 0 | 0 | 97046.5403 | 0 | 32773.0854 | 0 | 0 | 0 | 0 | 0 | 0
2016-06-18 23:00 | 0 | 0 | 0 | 0 | 0 | 703862.8986 | 562708 | 0 | 0 | 0 | 0 | 376150.7058 | 0 | 0 | 0 | 0 | 0 | 0 | 0 | 4733823.8287 | 0 | 0 | 0 | 0 | 0 | 0 | 0 | 0 | 0 | 0 | 0 | 0 | 0 | 0 | 0 | 0 | 0 | 0 | 0 | 0 | 0 | 173927.984 | 0 | -32773.0854 | 0 | 0 | 0 | 0 | 0 | 0
2016-06-19 | 0 | 0 | 0 | 0 | 0 | 542649.798 | 545617 | 0 | 0 | 0 | 0 | 293099.2481 | 0 | 0 | 0 | 0 | 0 | 0 | 0 | 4813908.0844 | 0 | 0 | 0 | 0 | 0 | 0 | 0 | 0 | 0 | 0 | 0 | -83051.4577 | 0 | 0 | 0 | 0 | 0 | 0 | 0 | 0 | 0 | 80084.2557 | 0 | 0 | 0 | 0 | 0 | 0 | 0 | 0
2016-06-19 01:00 | 0 | 0 | 0 | 0 | 0 | 297061.5116 | 531539 | 0 | 0 | 0 | 0 | 210047.7904 | 0 | 0 | 0 | 0 | 0 | 0 | 0 | 4662482.0537 | 0 | 0 | 0 | 0 | 0 | 0 | 0 | 0 | 0 | 0 | 0 | -83051.4577 | 0 | 0 | 0 | 0 | 0 | 0 | 0 | 0 | 0 | -151426.0307 | 0 | 0 | 0 | 0 | 0 | 0 | 0 | 0
2016-06-19 02:00 | 0 | 0 | 0 | 0 | 267301.8879 | 49891.3837 | 511308 | 0 | 0 | 0 | 0 | 293099.2481 | 0 | 0 | 0 | 0 | 0 | 0 | 0 | 4385315.8676 | 0 | 0 | 0 | 0 | 0 | 0 | 0 | 0 | 0 | 0 | 0 | 83051.4577 | 0 | 0 | 0 | 0 | 0 | 0 | 0 | 0 | 0 | -277166.1862 | 0 | 0 | 0 | 0 | 0 | 0 | 0 | 0
2016-06-19 03:00 | 0 | 0 | 0 | 0 | 121505.0304 | 4.3258 | 481727 | 0 | 0 | 0 | 0 | 210047.7904 | 0 | 0 | 0 | 0 | 0 | 0 | 0 | 4108149.6814 | 0 | 0 | 0 | 0 | 0 | 0 | 0 | 0 | 0 | 0 | 0 | -83051.4577 | 0 | 0 | 0 | 0 | 0 | 0 | 0 | 0 | 0 | -277166.1862 | 0 | 0 | 0 | 0 | 0 | 0 | 0 | 0
2016-06-19 04:00 | 0 | 0 | 0 | 0 | 90745.3561 | 0 | 450963 | 0 | 0 | 0 | 0 | 126996.3327 | 0 | 0 | 0 | 0 | 0 | 0 | 0 | 3830983.4953 | 0 | 0 | 0 | 0 | 0 | 0 | 0 | 0 | 0 | 0 | 0 | -83051.4577 | 0 | 0 | 0 | 0 | 0 | 0 | 0 | 0 | 0 | -277166.1862 | 0 | 0 | 0 | 0 | 0 | 0 | 0 | 0
2016-06-19 05:00 | 0 | 0 | 0 | 0 | 229665.2715 | 0 | 423780 | 0 | 0 | 0 | 0 | 210047.7904 | 0 | 0 | 0 | 0 | 0 | 0 | 0 | 3553817.3091 | 0 | 0 | 0 | 0 | 0 | 0 | 0 | 0 | 0 | 0 | 0 | 83051.4577 | 0 | 0 | 0 | 0 | 0 | 0 | 0 | 0 | 0 | -277166.1862 | 0 | 0 | 0 | 0 | 0 | 0 | 0 | 0
2016-06-19 06:00 | 0 | 0 | 0 | 0 | 40414.3561 | 0 | 400632 | 0 | 0 | 0 | 0 | 126996.3327 | 0 | 0 | 0 | 0 | 0 | 0 | 0 | 3276651.1229 | 0 | 0 | 0 | 0 | 0 | 0 | 0 | 0 | 0 | 0 | 0 | -83051.4577 | 0 | 0 | 0 | 0 | 0 | 0 | 0 | 0 | 0 | -277166.1862 | 0 | 0 | 0 | 0 | 0 | 0 | 0 | 0
2016-06-19 07:00 | 0 | 0 | 0 | 0 | 23526.3561 | 0 | 383744 | 0 | 0 | 0 | 0 | 43944.875 | 0 | 0 | 0 | 0 | 0 | 0 | 0 | 2999484.9368 | 0 | 0 | 0 | 0 | 0 | 0 | 0 | 0 | 0 | 0 | 0 | -83051.4577 | 0 | 0 | 0 | 0 | 0 | 0 | 0 | 0 | 0 | -277166.1862 | 0 | 0 | 0 | 0 | 0 | 0 | 0 | 0
2016-06-19 08:00 | 0 | 0 | 0 | 0 | 544251.5539 | 0 | 372003 | 0 | 0 | 0 | 0 | 126996.3327 | 0 | 0 | 0 | 0 | 0 | 0 | 0 | 3084271.6768 | 0 | 4410.3561 | 0 | 0 | 0 | 0 | 0 | 0 | 0 | 0 | 0 | 83051.4577 | 0 | 0 | 0 | 0 | 0 | 0 | 0 | 0 | 0 | 84786.74 | 0 | 4410.3561 | 0 | 0 | 0 | 0 | 0 | 0
2016-06-19 09:00 | 0 | 0 | 0 | 0 | 0 | 0 | 364628 | 0 | 0 | 0 | 0 | 43944.875 | 0 | 0 | 0 | 0 | 0 | 0 | 0 | 2807105.4906 | 0 | 0 | 0 | 0 | 0 | 0 | 0 | 0 | 0 | 0 | 0 | -83051.4577 | 0 | 0 | 0 | 0 | 0 | 0 | 0 | 0 | 0 | -277166.1862 | 0 | -4410.3561 | 0 | 0 | 0 | 0 | 0 | 0
2016-06-19 10:00 | 0 | 0 | 0 | 0 | 40372.9388 | 0 | 361484 | 0 | 0 | 0 | 0 | 0 | 0 | 0 | 0 | 0 | 0 | 0 | 0 | 2529939.3045 | 0 | 0 | 0 | 0 | 0 | 0 | 0 | 0 | 0 | 0 | 0 | -43944.875 | 0 | 0 | 0 | 0 | 0 | 0 | 0 | 0 | 0 | -277166.1862 | 0 | 0 | 0 | 0 | 0 | 0 | 0 | 0
2016-06-19 11:00 | 0 | 0 | 0 | 0 | 173177.6274 | 15.6442 | 367308 | 0 | 0 | 0 | 0 | 83051.4577 | 0 | 0 | 0 | 0 | 0 | 0 | 0 | 2252773.1183 | 0 | 0 | 0 | 0 | 0 | 0 | 0 | 0 | 0 | 0 | 0 | 83051.4577 | 0 | 0 | 0 | 0 | 0 | 0 | 0 | 0 | 0 | -277166.1862 | 0 | 0 | 0 | 0 | 0 | 0 | 0 | 0
2016-06-19 12:00 | 0 | 0 | 0 | 0 | 0 | 144933.0895 | 387174 | 0 | 0 | 0 | 0 | 0 | 0 | 0 | 0 | 0 | 0 | 0 | 0 | 2093583.6655 | 0 | 0 | 0 | 0 | 0 | 0 | 0 | 0 | 0 | 0 | 0 | -83051.4577 | 0 | 0 | 0 | 0 | 0 | 0 | 0 | 0 | 0 | -159189.4528 | 0 | 0 | 0 | 0 | 0 | 0 | 0 | 0
2016-06-19 13:00 | 0 | 0 | 0 | 0 | 207682.8556 | 485364.3306 | 415881 | 0 | 0 | 0 | 0 | 0 | 0 | 0 | 0 | 0 | 0 | 0 | 0 | 2370749.8517 | 0 | 0 | 0 | 0 | 0 | 0 | 0 | 0 | 0 | 0 | 0 | 0 | 0 | 0 | 0 | 0 | 0 | 0 | 0 | 0 | 0 | 277166.1862 | 0 | 0 | 0 | 0 | 0 | 0 | 0 | 0
2016-06-19 14:00 | 0 | 0 | 0 | 0 | 55584.9427 | 669569.2434 | 447988 | 0 | 0 | 0 | 0 | 0 | 0 | 0 | 0 | 0 | 0 | 0 | 0 | 2647916.0378 | 0 | 0 | 0 | 0 | 0 | 0 | 0 | 0 | 0 | 0 | 0 | 0 | 0 | 0 | 0 | 0 | 0 | 0 | 0 | 0 | 0 | 277166.1862 | 0 | 0 | 0 | 0 | 0 | 0 | 0 | 0
2016-06-19 15:00 | 0 | 0 | 0 | 0 | 56279.9596 | 782972.6842 | 479035 | 0 | 0 | 0 | 0 | 83051.4577 | 0 | 0 | 0 | 0 | 0 | 0 | 0 | 2925082.224 | 0 | 0 | 0 | 0 | 0 | 0 | 0 | 0 | 0 | 0 | 0 | 83051.4577 | 0 | 0 | 0 | 0 | 0 | 0 | 0 | 0 | 0 | 277166.1862 | 0 | 0 | 0 | 0 | 0 | 0 | 0 | 0
2016-06-19 16:00 | 0 | 0 | 0 | 0 | 0 | 836154.6567 | 506647 | 0 | 0 | 0 | 0 | 135392.9283 | 0 | 0 | 0 | 0 | 0 | 0 | 0 | 3202248.4102 | 0 | 0 | 0 | 0 | 0 | 0 | 0 | 0 | 0 | 0 | 0 | 52341.4706 | 0 | 0 | 0 | 0 | 0 | 0 | 0 | 0 | 0 | 277166.1862 | 0 | 0 | 0 | 0 | 0 | 0 | 0 | 0
2016-06-19 17:00 | 0 | 0 | 0 | 0 | 0 | 848676.6306 | 530674 | 0 | 0 | 0 | 0 | 176229.3727 | 0 | 0 | 0 | 0 | 0 | 0 | 0 | 3479414.5963 | 0 | 0 | 0 | 0 | 0 | 0 | 0 | 0 | 0 | 0 | 0 | 40836.4444 | 0 | 0 | 0 | 0 | 0 | 0 | 0 | 0 | 0 | 277166.1862 | 0 | 0 | 0 | 0 | 0 | 0 | 0 | 0
2016-06-19 18:00 | 0 | 0 | 0 | 0 | 0 | 846324.54 | 550246 | 0 | 0 | 0 | 0 | 259280.8304 | 0 | 0 | 0 | 0 | 0 | 0 | 0 | 3692441.6786 | 0 | 0 | 0 | 0 | 0 | 0 | 0 | 0 | 0 | 0 | 0 | 83051.4577 | 0 | 0 | 0 | 0 | 0 | 0 | 0 | 0 | 0 | 213027.0823 | 0 | 0 | 0 | 0 | 0 | 0 | 0 | 0
2016-06-19 19:00 | 0 | 0 | 0 | 0 | 0 | 840268.6459 | 567009 | 0 | 0 | 0 | 0 | 255374.2901 | 0 | 0 | 0 | 0 | 0 | 0 | 0 | 3969607.8648 | 0 | 0 | 0 | 0 | 0 | 0 | 0 | 0 | 0 | 0 | 0 | -3906.5403 | 0 | 0 | 0 | 0 | 0 | 0 | 0 | 0 | 0 | 277166.1862 | 0 | 0 | 0 | 0 | 0 | 0 | 0 | 0
2016-06-19 20:00 | 0 | 0 | 0 | 0 | 0 | 835603.2653 | 580864 | 0 | 0 | 0 | 0 | 232947.3692 | 0 | 0 | 0 | 0 | 0 | 0 | 0 | 4246774.0509 | 0 | 0 | 0 | 0 | 0 | 0 | 0 | 0 | 0 | 0 | 0 | -22426.9209 | 0 | 0 | 0 | 0 | 0 | 0 | 0 | 0 | 0 | 277166.1862 | 0 | 0 | 0 | 0 | 0 | 0 | 0 | 0
2016-06-19 21:00 | 0 | 0 | 0 | 0 | 0 | 821135.5384 | 590387 | 0 | 0 | 0 | 0 | 186529.7215 | 0 | 0 | 0 | 0 | 0 | 0 | 0 | 4523940.2371 | 0 | 0 | 0 | 0 | 0 | 0 | 0 | 0 | 0 | 0 | 0 | -46417.6477 | 0 | 0 | 0 | 0 | 0 | 0 | 0 | 0 | 0 | 277166.1862 | 0 | 0 | 0 | 0 | 0 | 0 | 0 | 0
2016-06-19 22:00 | 0 | 0 | 0 | 0 | 0 | 789163.4257 | 591563 | 0 | 0 | 0 | 0 | 106963.9611 | 0 | 0 | 0 | 0 | 0 | 0 | 0 | 4801106.4232 | 0 | 0 | 0 | 0 | 0 | 0 | 0 | 0 | 0 | 0 | 0 | -79565.7604 | 0 | 0 | 0 | 0 | 0 | 0 | 0 | 0 | 0 | 277166.1862 | 0 | 0 | 0 | 0 | 0 | 0 | 0 | 0
2016-06-19 23:00 | 0 | 0 | 0 | 0 | 0 | 717658.6848 | 584623 | 0 | 0 | 0 | 0 | 190015.4188 | 0 | 0 | 0 | 0 | 0 | 0 | 0 | 4851090.6503 | 0 | 0 | 0 | 0 | 0 | 0 | 0 | 0 | 0 | 0 | 0 | 83051.4577 | 0 | 0 | 0 | 0 | 0 | 0 | 0 | 0 | 0 | 49984.2271 | 0 | 0 | 0 | 0 | 0 | 0 | 0 | 0
2016-06-20 | 0 | 0 | 0 | 0 | 0 | 567520.8714 | 571899 | 0 | 0 | 0 | 0 | 106963.9611 | 0 | 0 | 0 | 0 | 0 | 0 | 0 | 4929763.9795 | 0 | 0 | 0 | 0 | 0 | 0 | 0 | 0 | 0 | 0 | 0 | -83051.4577 | 0 | 0 | 0 | 0 | 0 | 0 | 0 | 0 | 0 | 78673.3291 | 0 | 0 | 0 | 0 | 0 | 0 | 0 | 0
2016-06-20 01:00 | 0 | 0 | 0 | 0 | 0 | 350013.9518 | 560612 | 0 | 0 | 0 | 0 | 23912.5034 | 0 | 0 | 0 | 0 | 0 | 0 | 0 | 4802217.389 | 0 | 0 | 0 | 0 | 0 | 0 | 0 | 0 | 0 | 0 | 0 | -83051.4577 | 0 | 0 | 0 | 0 | 0 | 0 | 0 | 0 | 0 | -127546.5905 | 0 | 0 | 0 | 0 | 0 | 0 | 0 | 0
2016-06-20 02:00 | 0 | 0 | 0 | 0 | 296680.2268 | 47834.0447 | 538629 | 0 | 0 | 0 | 0 | 106963.9611 | 0 | 0 | 0 | 0 | 0 | 0 | 0 | 4525051.2028 | 0 | 0 | 0 | 0 | 0 | 0 | 0 | 0 | 0 | 0 | 0 | 83051.4577 | 0 | 0 | 0 | 0 | 0 | 0 | 0 | 0 | 0 | -277166.1862 | 0 | 0 | 0 | 0 | 0 | 0 | 0 | 0
2016-06-20 03:00 | 0 | 0 | 0 | 0 | 146184.8337 | 1.5224 | 506404 | 0 | 0 | 0 | 0 | 23912.5034 | 0 | 0 | 0 | 0 | 0 | 0 | 0 | 4247885.0166 | 0 | 0 | 0 | 0 | 0 | 0 | 0 | 0 | 0 | 0 | 0 | -83051.4577 | 0 | 0 | 0 | 0 | 0 | 0 | 0 | 0 | 0 | -277166.1862 | 0 | 0 | 0 | 0 | 0 | 0 | 0 | 0
2016-06-20 04:00 | 0 | 0 | 0 | 0 | 278673.2715 | 0 | 472788 | 0 | 0 | 0 | 0 | 106963.9611 | 0 | 0 | 0 | 0 | 0 | 0 | 0 | 3970718.8305 | 0 | 0 | 0 | 0 | 0 | 0 | 0 | 0 | 0 | 0 | 0 | 83051.4577 | 0 | 0 | 0 | 0 | 0 | 0 | 0 | 0 | 0 | -277166.1862 | 0 | 0 | 0 | 0 | 0 | 0 | 0 | 0
2016-06-20 05:00 | 0 | 0 | 0 | 0 | 693515.1998 | 0 | 444380 | 0 | 0 | 0 | 0 | 190015.4188 | 0 | 0 | 0 | 0 | 0 | 0 | 0 | 4136802.5726 | 0 | 0 | 0 | 0 | 0 | 0 | 0 | 0 | 0 | 0 | 0 | 83051.4577 | 0 | 0 | 0 | 0 | 0 | 0 | 0 | 0 | 0 | 166083.7421 | 0 | 0 | 0 | 0 | 0 | 0 | 0 | 0
2016-06-20 06:00 | 0 | 0 | 0 | 0 | 59856.3561 | 0 | 420074 | 0 | 0 | 0 | 0 | 106963.9611 | 0 | 0 | 0 | 0 | 0 | 0 | 0 | 3859636.3864 | 0 | 0 | 0 | 0 | 0 | 0 | 0 | 0 | 0 | 0 | 0 | -83051.4577 | 0 | 0 | 0 | 0 | 0 | 0 | 0 | 0 | 0 | -277166.1862 | 0 | 0 | 0 | 0 | 0 | 0 | 0 | 0
2016-06-20 07:00 | 0 | 0 | 0 | 0 | 43050.3561 | 0 | 403268 | 0 | 0 | 0 | 0 | 23912.5034 | 0 | 0 | 0 | 0 | 0 | 0 | 0 | 3582470.2003 | 0 | 0 | 0 | 0 | 0 | 0 | 0 | 0 | 0 | 0 | 0 | -83051.4577 | 0 | 0 | 0 | 0 | 0 | 0 | 0 | 0 | 0 | -277166.1862 | 0 | 0 | 0 | 0 | 0 | 0 | 0 | 0
2016-06-20 08:00 | 0 | 0 | 0 | 0 | 200561.2715 | 0 | 394676 | 0 | 0 | 0 | 0 | 106963.9611 | 0 | 0 | 0 | 0 | 0 | 0 | 0 | 3305304.0141 | 0 | 0 | 0 | 0 | 0 | 0 | 0 | 0 | 0 | 0 | 0 | 83051.4577 | 0 | 0 | 0 | 0 | 0 | 0 | 0 | 0 | 0 | -277166.1862 | 0 | 0 | 0 | 0 | 0 | 0 | 0 | 0
2016-06-20 09:00 | 0 | 0 | 0 | 0 | 37113.3561 | 0 | 397331 | 0 | 0 | 0 | 0 | 23912.5034 | 0 | 0 | 0 | 0 | 0 | 0 | 0 | 3028137.8279 | 0 | 0 | 0 | 0 | 0 | 0 | 0 | 0 | 0 | 0 | 0 | -83051.4577 | 0 | 0 | 0 | 0 | 0 | 0 | 0 | 0 | 0 | -277166.1862 | 0 | 0 | 0 | 0 | 0 | 0 | 0 | 0
2016-06-20 10:00 | 0 | 0 | 0 | 0 | 500251.7745 | 0 | 410679 | 0 | 0 | 0 | 0 | 106963.9611 | 0 | 0 | 0 | 0 | 0 | 0 | 0 | 3034659.1447 | 0 | 0 | 0 | 0 | 0 | 0 | 0 | 0 | 0 | 0 | 0 | 83051.4577 | 0 | 0 | 0 | 0 | 0 | 0 | 0 | 0 | 0 | 6521.3168 | 0 | 0 | 0 | 0 | 0 | 0 | 0 | 0
2016-06-20 11:00 | 0 | 0 | 0 | 0 | 73143.9271 | 17.4291 | 433379 | 0 | 0 | 0 | 0 | 23912.5034 | 0 | 0 | 0 | 0 | 0 | 0 | 0 | 2757492.9586 | 0 | 0 | 0 | 0 | 0 | 0 | 0 | 0 | 0 | 0 | 0 | -83051.4577 | 0 | 0 | 0 | 0 | 0 | 0 | 0 | 0 | 0 | -277166.1862 | 0 | 0 | 0 | 0 | 0 | 0 | 0 | 0
2016-06-20 12:00 | 0 | 0 | 0 | 0 | 217019.5873 | 170727.4653 | 461784 | 0 | 0 | 0 | 0 | 0 | 0 | 0 | 0 | 0 | 0 | 0 | 0 | 2707368.5145 | 0 | 0 | 0 | 0 | 0 | 0 | 0 | 0 | 0 | 0 | 0 | -23912.5034 | 0 | 0 | 0 | 0 | 0 | 0 | 0 | 0 | 0 | -50124.4441 | 0 | 0 | 0 | 0 | 0 | 0 | 0 | 0
2016-06-20 13:00 | 0 | 0 | 0 | 0 | 0 | 540253.8765 | 494530 | 0 | 0 | 0 | 0 | 83051.4577 | 0 | 0 | 0 | 0 | 0 | 0 | 0 | 2670040.9333 | 0 | 0 | 0 | 0 | 0 | 0 | 0 | 0 | 0 | 0 | 0 | 83051.4577 | 0 | 0 | 0 | 0 | 0 | 0 | 0 | 0 | 0 | -37327.5812 | 0 | 0 | 0 | 0 | 0 | 0 | 0 | 0
2016-06-20 14:00 | 0 | 0 | 0 | 0 | 0 | 729370.978 | 529278 | 0 | 0 | 0 | 0 | 5978.2495 | 0 | 0 | 0 | 0 | 0 | 0 | 0 | 2947207.1194 | 0 | 0 | 0 | 0 | 0 | 0 | 0 | 0 | 0 | 0 | 0 | -77073.2082 | 0 | 0 | 0 | 0 | 0 | 0 | 0 | 0 | 0 | 277166.1862 | 0 | 0 | 0 | 0 | 0 | 0 | 0 | 0
2016-06-20 15:00 | 0 | 0 | 0 | 0 | 102871.5911 | 820470.0528 | 563124 | 0 | 0 | 0 | 0 | 89029.7072 | 0 | 0 | 0 | 0 | 0 | 0 | 0 | 3224373.3056 | 0 | 0 | 0 | 0 | 0 | 0 | 0 | 0 | 0 | 0 | 0 | 83051.4577 | 0 | 0 | 0 | 0 | 0 | 0 | 0 | 0 | 0 | 277166.1862 | 0 | 0 | 0 | 0 | 0 | 0 | 0 | 0
2016-06-20 16:00 | 0 | 0 | 0 | 0 | 0 | 865054.1751 | 592728 | 0 | 0 | 0 | 0 | 84189.6962 | 0 | 0 | 0 | 0 | 0 | 0 | 0 | 3501539.4918 | 0 | 0 | 0 | 0 | 0 | 0 | 0 | 0 | 0 | 0 | 0 | -4840.011 | 0 | 0 | 0 | 0 | 0 | 0 | 0 | 0 | 0 | 277166.1862 | 0 | 0 | 0 | 0 | 0 | 0 | 0 | 0
2016-06-20 17:00 | 0 | 0 | 0 | 0 | 0 | 871122.9751 | 618309 | 0 | 0 | 0 | 0 | 59837.4851 | 0 | 0 | 0 | 0 | 0 | 0 | 0 | 3778705.6779 | 0 | 0 | 0 | 0 | 0 | 0 | 0 | 0 | 0 | 0 | 0 | -24352.211 | 0 | 0 | 0 | 0 | 0 | 0 | 0 | 0 | 0 | 277166.1862 | 0 | 0 | 0 | 0 | 0 | 0 | 0 | 0
2016-06-20 18:00 | 0 | 0 | 0 | 0 | 0 | 864152.3094 | 637952 | 0 | 0 | 0 | 0 | 8871.6084 | 0 | 0 | 0 | 0 | 0 | 0 | 0 | 4055871.8641 | 0 | 0 | 0 | 0 | 0 | 0 | 0 | 0 | 0 | 0 | 0 | -50965.8767 | 0 | 0 | 0 | 0 | 0 | 0 | 0 | 0 | 0 | 277166.1862 | 0 | 0 | 0 | 0 | 0 | 0 | 0 | 0
2016-06-20 19:00 | 0 | 0 | 0 | 0 | 0 | 856145.6845 | 653245 | 0 | 0 | 0 | 0 | 91923.0661 | 0 | 0 | 0 | 0 | 0 | 0 | 0 | 4175721.0909 | 0 | 0 | 0 | 0 | 0 | 0 | 0 | 0 | 0 | 0 | 0 | 83051.4577 | 0 | 0 | 0 | 0 | 0 | 0 | 0 | 0 | 0 | 119849.2268 | 0 | 0 | 0 | 0 | 0 | 0 | 0 | 0
2016-06-20 20:00 | 0 | 0 | 0 | 0 | 4073.674 | 854343.0545 | 664302 | 0 | 0 | 0 | 0 | 8871.6084 | 0 | 0 | 0 | 0 | 0 | 0 | 0 | 4452887.277 | 0 | 0 | 0 | 0 | 0 | 0 | 0 | 0 | 0 | 0 | 0 | -83051.4577 | 0 | 0 | 0 | 0 | 0 | 0 | 0 | 0 | 0 | 277166.1862 | 0 | 0 | 0 | 0 | 0 | 0 | 0 | 0
2016-06-20 21:00 | 0 | 0 | 0 | 0 | 0 | 847335.8665 | 668915 | 0 | 0 | 0 | 0 | 91923.0661 | 0 | 0 | 0 | 0 | 0 | 0 | 0 | 4548256.6858 | 0 | 0 | 0 | 0 | 0 | 0 | 0 | 0 | 0 | 0 | 0 | 83051.4577 | 0 | 0 | 0 | 0 | 0 | 0 | 0 | 0 | 0 | 95369.4088 | 0 | 0 | 0 | 0 | 0 | 0 | 0 | 0
2016-06-20 22:00 | 0 | 0 | 0 | 0 | 36327.7071 | 822693.0214 | 664906 | 0 | 0 | 0 | 0 | 8871.6084 | 0 | 0 | 0 | 0 | 0 | 0 | 0 | 4825422.872 | 0 | 0 | 0 | 0 | 0 | 0 | 0 | 0 | 0 | 0 | 0 | -83051.4577 | 0 | 0 | 0 | 0 | 0 | 0 | 0 | 0 | 0 | 277166.1862 | 0 | 0 | 0 | 0 | 0 | 0 | 0 | 0
2016-06-20 23:00 | 0 | 0 | 0 | 0 | 0 | 745508.1012 | 651397 | 0 | 0 | 0 | 0 | 91923.0661 | 0 | 0 | 0 | 0 | 0 | 0 | 0 | 4828728.6974 | 0 | 7753.8181 | 0 | 0 | 0 | 0 | 0 | 0 | 0 | 0 | 0 | 83051.4577 | 0 | 0 | 0 | 0 | 0 | 0 | 0 | 0 | 0 | 3305.8254 | 0 | 7753.8181 | 0 | 0 | 0 | 0 | 0 | 0
2016-06-21 | 0 | 0 | 0 | 0 | 199994.704 | 608712.0963 | 631507 | 0 | 0 | 0 | 0 | 174974.5238 | 0 | 0 | 0 | 0 | 0 | 0 | 0 | 4890103.9546 | 0 | 40526.9035 | 0 | 0 | 0 | 0 | 0 | 0 | 0 | 0 | 0 | 83051.4577 | 0 | 0 | 0 | 0 | 0 | 0 | 0 | 0 | 0 | 61375.2573 | 0 | 32773.0854 | 0 | 0 | 0 | 0 | 0 | 0
2016-06-21 01:00 | 0 | 0 | 0 | 0 | 0 | 342442.6219 | 612804 | 0 | 0 | 0 | 0 | 91923.0661 | 0 | 0 | 0 | 0 | 0 | 0 | 0 | 4735567.1196 | 0 | 7753.8181 | 0 | 0 | 0 | 0 | 0 | 0 | 0 | 0 | 0 | -83051.4577 | 0 | 0 | 0 | 0 | 0 | 0 | 0 | 0 | 0 | -154536.8351 | 0 | -32773.0854 | 0 | 0 | 0 | 0 | 0 | 0
2016-06-21 02:00 | 0 | 0 | 0 | 0 | 162962.4764 | 51061.0616 | 581995 | 0 | 0 | 0 | 0 | 8871.6084 | 0 | 0 | 0 | 0 | 0 | 0 | 0 | 4458400.9334 | 0 | 0 | 0 | 0 | 0 | 0 | 0 | 0 | 0 | 0 | 0 | -83051.4577 | 0 | 0 | 0 | 0 | 0 | 0 | 0 | 0 | 0 | -277166.1862 | 0 | -7753.8181 | 0 | 0 | 0 | 0 | 0 | 0
2016-06-21 03:00 | 0 | 0 | 0 | 0 | 253909.8825 | 1.3229 | 539949 | 0 | 0 | 0 | 0 | 0 | 0 | 0 | 0 | 0 | 0 | 0 | 0 | 4181234.7473 | 0 | 0 | 0 | 0 | 0 | 0 | 0 | 0 | 0 | 0 | 0 | -8871.6084 | 0 | 0 | 0 | 0 | 0 | 0 | 0 | 0 | 0 | -277166.1862 | 0 | 0 | 0 | 0 | 0 | 0 | 0 | 0
2016-06-21 04:00 | 0 | 0 | 0 | 0 | 525709.7685 | 0 | 501362 | 0 | 0 | 0 | 0 | 83051.4577 | 0 | 0 | 0 | 0 | 0 | 0 | 0 | 4122531.058 | 0 | 0 | 0 | 0 | 0 | 0 | 0 | 0 | 0 | 0 | 0 | 83051.4577 | 0 | 0 | 0 | 0 | 0 | 0 | 0 | 0 | 0 | -58703.6893 | 0 | 0 | 0 | 0 | 0 | 0 | 0 | 0
2016-06-21 05:00 | 0 | 0 | 0 | 0 | 109020.3561 | 0 | 469238 | 0 | 0 | 0 | 0 | 0 | 0 | 0 | 0 | 0 | 0 | 0 | 0 | 3845364.8718 | 0 | 0 | 0 | 0 | 0 | 0 | 0 | 0 | 0 | 0 | 0 | -83051.4577 | 0 | 0 | 0 | 0 | 0 | 0 | 0 | 0 | 0 | -277166.1862 | 0 | 0 | 0 | 0 | 0 | 0 | 0 | 0
2016-06-21 06:00 | 0 | 0 | 0 | 0 | 247843.2715 | 0 | 441958 | 0 | 0 | 0 | 0 | 83051.4577 | 0 | 0 | 0 | 0 | 0 | 0 | 0 | 3568198.6857 | 0 | 0 | 0 | 0 | 0 | 0 | 0 | 0 | 0 | 0 | 0 | 83051.4577 | 0 | 0 | 0 | 0 | 0 | 0 | 0 | 0 | 0 | -277166.1862 | 0 | 0 | 0 | 0 | 0 | 0 | 0 | 0
2016-06-21 07:00 | 0 | 0 | 0 | 0 | 461176.4188 | 0 | 422625 | 0 | 0 | 0 | 0 | 166102.9154 | 0 | 0 | 0 | 0 | 0 | 0 | 0 | 3523698.6468 | 0 | 0 | 0 | 0 | 0 | 0 | 0 | 0 | 0 | 0 | 0 | 83051.4577 | 0 | 0 | 0 | 0 | 0 | 0 | 0 | 0 | 0 | -44500.0389 | 0 | 0 | 0 | 0 | 0 | 0 | 0 | 0
2016-06-21 08:00 | 0 | 0 | 0 | 0 | 52487.3561 | 0 | 412705 | 0 | 0 | 0 | 0 | 83051.4577 | 0 | 0 | 0 | 0 | 0 | 0 | 0 | 3246532.4606 | 0 | 0 | 0 | 0 | 0 | 0 | 0 | 0 | 0 | 0 | 0 | -83051.4577 | 0 | 0 | 0 | 0 | 0 | 0 | 0 | 0 | 0 | -277166.1862 | 0 | 0 | 0 | 0 | 0 | 0 | 0 | 0
2016-06-21 09:00 | 0 | 0 | 0 | 0 | 54036.3561 | 0 | 414254 | 0 | 0 | 0 | 0 | 0 | 0 | 0 | 0 | 0 | 0 | 0 | 0 | 2969366.2745 | 0 | 0 | 0 | 0 | 0 | 0 | 0 | 0 | 0 | 0 | 0 | -83051.4577 | 0 | 0 | 0 | 0 | 0 | 0 | 0 | 0 | 0 | -277166.1862 | 0 | 0 | 0 | 0 | 0 | 0 | 0 | 0
2016-06-21 10:00 | 0 | 0 | 0 | 0 | 391128.4651 | 0 | 427487 | 0 | 0 | 0 | 0 | 83051.4577 | 0 | 0 | 0 | 0 | 0 | 0 | 0 | 2849956.2819 | 0 | 0 | 0 | 0 | 0 | 0 | 0 | 0 | 0 | 0 | 0 | 83051.4577 | 0 | 0 | 0 | 0 | 0 | 0 | 0 | 0 | 0 | -119409.9926 | 0 | 0 | 0 | 0 | 0 | 0 | 0 | 0
2016-06-21 11:00 | 0 | 0 | 0 | 0 | 333100.266 | 14.8042 | 447267 | 0 | 0 | 0 | 0 | 0 | 0 | 0 | 0 | 0 | 0 | 0 | 0 | 2818855.8098 | 0 | 0 | 0 | 0 | 0 | 0 | 0 | 0 | 0 | 0 | 0 | -83051.4577 | 0 | 0 | 0 | 0 | 0 | 0 | 0 | 0 | 0 | -31100.4721 | 0 | 0 | 0 | 0 | 0 | 0 | 0 | 0
2016-06-21 12:00 | 0 | 0 | 0 | 0 | 181473.1869 | 147525.0166 | 470193 | 0 | 0 | 0 | 0 | 83051.4577 | 0 | 0 | 0 | 0 | 0 | 0 | 0 | 2594609.5556 | 0 | 0 | 0 | 0 | 0 | 0 | 0 | 0 | 0 | 0 | 0 | 83051.4577 | 0 | 0 | 0 | 0 | 0 | 0 | 0 | 0 | 0 | -224246.2542 | 0 | 0 | 0 | 0 | 0 | 0 | 0 | 0
2016-06-21 13:00 | 0 | 0 | 0 | 0 | 0 | 467523.6279 | 498042 | 0 | 0 | 0 | 0 | 83051.4577 | 0 | 0 | 0 | 0 | 0 | 0 | 0 | 2564091.1835 | 0 | 0 | 0 | 0 | 0 | 0 | 0 | 0 | 0 | 0 | 0 | 0 | 0 | 0 | 0 | 0 | 0 | 0 | 0 | 0 | 0 | -30518.3721 | 0 | 0 | 0 | 0 | 0 | 0 | 0 | 0
2016-06-21 14:00 | 0 | 0 | 0 | 0 | 0 | 679494.892 | 529549 | 0 | 0 | 0 | 0 | 0 | 0 | 0 | 0 | 0 | 0 | 0 | 0 | 2797088.5332 | 0 | 0 | 0 | 0 | 0 | 0 | 0 | 0 | 0 | 0 | 0 | -83051.4577 | 0 | 0 | 0 | 0 | 0 | 0 | 0 | 0 | 0 | 232997.3497 | 0 | 0 | 0 | 0 | 0 | 0 | 0 | 0
2016-06-21 15:00 | 0 | 0 | 0 | 0 | 0 | 770971.8603 | 560715 | 0 | 0 | 0 | 0 | 83051.4577 | 0 | 0 | 0 | 0 | 0 | 0 | 0 | 2924293.9358 | 0 | 0 | 0 | 0 | 0 | 0 | 0 | 0 | 0 | 0 | 0 | 83051.4577 | 0 | 0 | 0 | 0 | 0 | 0 | 0 | 0 | 0 | 127205.4026 | 0 | 0 | 0 | 0 | 0 | 0 | 0 | 0
2016-06-21 16:00 | 0 | 0 | 0 | 0 | 0 | 826050.2228 | 586867 | 0 | 0 | 0 | 0 | 45068.4943 | 0 | 0 | 0 | 0 | 0 | 0 | 0 | 3201460.1219 | 0 | 0 | 0 | 0 | 0 | 0 | 0 | 0 | 0 | 0 | 0 | -37982.9634 | 0 | 0 | 0 | 0 | 0 | 0 | 0 | 0 | 0 | 277166.1862 | 0 | 0 | 0 | 0 | 0 | 0 | 0 | 0
2016-06-21 17:00 | 0 | 0 | 0 | 0 | 0 | 839987.1266 | 609939 | 0 | 0 | 0 | 0 | 128119.952 | 0 | 0 | 0 | 0 | 0 | 0 | 0 | 3348456.7909 | 0 | 0 | 0 | 0 | 0 | 0 | 0 | 0 | 0 | 0 | 0 | 83051.4577 | 0 | 0 | 0 | 0 | 0 | 0 | 0 | 0 | 0 | 146996.6689 | 0 | 0 | 0 | 0 | 0 | 0 | 0 | 0
2016-06-21 18:00 | 0 | 0 | 0 | 0 | 0 | 840422.6463 | 627655 | 0 | 0 | 0 | 0 | 63721.4122 | 0 | 0 | 0 | 0 | 0 | 0 | 0 | 3625622.977 | 0 | 0 | 0 | 0 | 0 | 0 | 0 | 0 | 0 | 0 | 0 | -64398.5399 | 0 | 0 | 0 | 0 | 0 | 0 | 0 | 0 | 0 | 277166.1862 | 0 | 0 | 0 | 0 | 0 | 0 | 0 | 0
2016-06-21 19:00 | 0 | 0 | 0 | 0 | 0 | 833428.928 | 640291 | 0 | 0 | 0 | 0 | 146772.8699 | 0 | 0 | 0 | 0 | 0 | 0 | 0 | 3735709.4474 | 0 | 0 | 0 | 0 | 0 | 0 | 0 | 0 | 0 | 0 | 0 | 83051.4577 | 0 | 0 | 0 | 0 | 0 | 0 | 0 | 0 | 0 | 110086.4703 | 0 | 0 | 0 | 0 | 0 | 0 | 0 | 0
2016-06-21 20:00 | 0 | 0 | 0 | 0 | 16775.5608 | 827046.1676 | 649707 | 0 | 0 | 0 | 0 | 63721.4122 | 0 | 0 | 0 | 0 | 0 | 0 | 0 | 4012875.6335 | 0 | 0 | 0 | 0 | 0 | 0 | 0 | 0 | 0 | 0 | 0 | -83051.4577 | 0 | 0 | 0 | 0 | 0 | 0 | 0 | 0 | 0 | 277166.1862 | 0 | 0 | 0 | 0 | 0 | 0 | 0 | 0
2016-06-21 21:00 | 0 | 0 | 0 | 0 | 0 | 814416.8602 | 653434 | 0 | 0 | 0 | 0 | 146772.8699 | 0 | 0 | 0 | 0 | 0 | 0 | 0 | 4090807.036 | 0 | 0 | 0 | 0 | 0 | 0 | 0 | 0 | 0 | 0 | 0 | 83051.4577 | 0 | 0 | 0 | 0 | 0 | 0 | 0 | 0 | 0 | 77931.4025 | 0 | 0 | 0 | 0 | 0 | 0 | 0 | 0
2016-06-21 22:00 | 0 | 0 | 0 | 0 | 61382.5947 | 780849.1338 | 648117 | 0 | 0 | 0 | 0 | 63721.4122 | 0 | 0 | 0 | 0 | 0 | 0 | 0 | 4367973.2222 | 0 | 0 | 0 | 0 | 0 | 0 | 0 | 0 | 0 | 0 | 0 | -83051.4577 | 0 | 0 | 0 | 0 | 0 | 0 | 0 | 0 | 0 | 277166.1862 | 0 | 0 | 0 | 0 | 0 | 0 | 0 | 0
2016-06-21 23:00 | 0 | 0 | 0 | 0 | 0 | 697741.593 | 634951 | 0 | 0 | 0 | 0 | 146772.8699 | 0 | 0 | 0 | 0 | 0 | 0 | 0 | 4347712.3575 | 0 | 0 | 0 | 0 | 0 | 0 | 0 | 0 | 0 | 0 | 0 | 83051.4577 | 0 | 0 | 0 | 0 | 0 | 0 | 0 | 0 | 0 | -20260.8647 | 0 | 0 | 0 | 0 | 0 | 0 | 0 | 0
2016-06-22 | 0 | 0 | 0 | 0 | 0 | 549711.246 | 617957 | 0 | 0 | 0 | 0 | 63721.4122 | 0 | 0 | 0 | 0 | 0 | 0 | 0 | 4362518.0612 | 0 | 0 | 0 | 0 | 0 | 0 | 0 | 0 | 0 | 0 | 0 | -83051.4577 | 0 | 0 | 0 | 0 | 0 | 0 | 0 | 0 | 0 | 14805.7037 | 0 | 0 | 0 | 0 | 0 | 0 | 0 | 0
2016-06-22 01:00 | 0 | 0 | 0 | 0 | 0 | 292144.5237 | 599868 | 0 | 0 | 0 | 0 | 33164.1221 | 0 | 0 | 0 | 0 | 0 | 0 | 0 | 4085351.8751 | 0 | 0 | 0 | 0 | 0 | 0 | 0 | 0 | 0 | 0 | 0 | -30557.2901 | 0 | 0 | 0 | 0 | 0 | 0 | 0 | 0 | 0 | -277166.1862 | 0 | 0 | 0 | 0 | 0 | 0 | 0 | 0
2016-06-22 02:00 | 0 | 0 | 0 | 0 | 327248.4231 | 50535.8484 | 571899 | 0 | 0 | 0 | 0 | 116215.5798 | 0 | 0 | 0 | 0 | 0 | 0 | 0 | 3808185.6889 | 0 | 0 | 0 | 0 | 0 | 0 | 0 | 0 | 0 | 0 | 0 | 83051.4577 | 0 | 0 | 0 | 0 | 0 | 0 | 0 | 0 | 0 | -277166.1862 | 0 | 0 | 0 | 0 | 0 | 0 | 0 | 0
2016-06-22 03:00 | 0 | 0 | 0 | 0 | 172681.3453 | 4.0108 | 532903 | 0 | 0 | 0 | 0 | 33164.1221 | 0 | 0 | 0 | 0 | 0 | 0 | 0 | 3531019.5027 | 0 | 0 | 0 | 0 | 0 | 0 | 0 | 0 | 0 | 0 | 0 | -83051.4577 | 0 | 0 | 0 | 0 | 0 | 0 | 0 | 0 | 0 | -277166.1862 | 0 | 0 | 0 | 0 | 0 | 0 | 0 | 0
2016-06-22 04:00 | 0 | 0 | 0 | 0 | 807177.6684 | 0 | 495486 | 0 | 0 | 0 | 0 | 116215.5798 | 0 | 0 | 0 | 0 | 0 | 0 | 0 | 3759659.7134 | 0 | 0 | 0 | 0 | 0 | 0 | 0 | 0 | 0 | 0 | 0 | 83051.4577 | 0 | 0 | 0 | 0 | 0 | 0 | 0 | 0 | 0 | 228640.2107 | 0 | 0 | 0 | 0 | 0 | 0 | 0 | 0
2016-06-22 05:00 | 0 | 0 | 0 | 0 | 104563.3561 | 0 | 464781 | 0 | 0 | 0 | 0 | 33164.1221 | 0 | 0 | 0 | 0 | 0 | 0 | 0 | 3482493.5273 | 0 | 0 | 0 | 0 | 0 | 0 | 0 | 0 | 0 | 0 | 0 | -83051.4577 | 0 | 0 | 0 | 0 | 0 | 0 | 0 | 0 | 0 | -277166.1862 | 0 | 0 | 0 | 0 | 0 | 0 | 0 | 0
2016-06-22 06:00 | 0 | 0 | 0 | 0 | 129397.6918 | 0 | 439728 | 0 | 0 | 0 | 0 | 0 | 0 | 0 | 0 | 0 | 0 | 0 | 0 | 3205327.3411 | 0 | 0 | 0 | 0 | 0 | 0 | 0 | 0 | 0 | 0 | 0 | -33164.1221 | 0 | 0 | 0 | 0 | 0 | 0 | 0 | 0 | 0 | -277166.1862 | 0 | 0 | 0 | 0 | 0 | 0 | 0 | 0
2016-06-22 07:00 | 0 | 0 | 0 | 0 | 228212.2715 | 0 | 422327 | 0 | 0 | 0 | 0 | 83051.4577 | 0 | 0 | 0 | 0 | 0 | 0 | 0 | 2928161.1549 | 0 | 0 | 0 | 0 | 0 | 0 | 0 | 0 | 0 | 0 | 0 | 83051.4577 | 0 | 0 | 0 | 0 | 0 | 0 | 0 | 0 | 0 | -277166.1862 | 0 | 0 | 0 | 0 | 0 | 0 | 0 | 0
2016-06-22 08:00 | 0 | 0 | 0 | 0 | 51105.3561 | 0 | 411323 | 0 | 0 | 0 | 0 | 0 | 0 | 0 | 0 | 0 | 0 | 0 | 0 | 2650994.9688 | 0 | 0 | 0 | 0 | 0 | 0 | 0 | 0 | 0 | 0 | 0 | -83051.4577 | 0 | 0 | 0 | 0 | 0 | 0 | 0 | 0 | 0 | -277166.1862 | 0 | 0 | 0 | 0 | 0 | 0 | 0 | 0
2016-06-22 09:00 | 0 | 0 | 0 | 0 | 671094.9209 | 0 | 412625 | 0 | 0 | 0 | 0 | 83051.4577 | 0 | 0 | 0 | 0 | 0 | 0 | 0 | 2826413.432 | 0 | 0 | 0 | 0 | 0 | 0 | 0 | 0 | 0 | 0 | 0 | 83051.4577 | 0 | 0 | 0 | 0 | 0 | 0 | 0 | 0 | 0 | 175418.4632 | 0 | 0 | 0 | 0 | 0 | 0 | 0 | 0
2016-06-22 10:00 | 0 | 0 | 0 | 0 | 64445.3561 | 0 | 424663 | 0 | 0 | 0 | 0 | 0 | 0 | 0 | 0 | 0 | 0 | 0 | 0 | 2549247.2458 | 0 | 0 | 0 | 0 | 0 | 0 | 0 | 0 | 0 | 0 | 0 | -83051.4577 | 0 | 0 | 0 | 0 | 0 | 0 | 0 | 0 | 0 | -277166.1862 | 0 | 0 | 0 | 0 | 0 | 0 | 0 | 0
2016-06-22 11:00 | 0 | 0 | 0 | 0 | 572670.57 | 17.1141 | 445447 | 0 | 0 | 0 | 0 | 5872.9862 | 0 | 0 | 0 | 0 | 0 | 0 | 0 | 2670614.9436 | 0 | 0 | 0 | 0 | 0 | 0 | 0 | 0 | 0 | 0 | 0 | 5872.9862 | 0 | 0 | 0 | 0 | 0 | 0 | 0 | 0 | 0 | 121367.6978 | 0 | 0 | 0 | 0 | 0 | 0 | 0 | 0
2016-06-22 12:00 | 0 | 0 | 0 | 0 | 442186.9117 | 146176.3832 | 469789 | 0 | 0 | 0 | 0 | 88924.4439 | 0 | 0 | 0 | 0 | 0 | 0 | 0 | 2673364.6955 | 0 | 32773.0854 | 0 | 0 | 0 | 0 | 0 | 0 | 0 | 0 | 0 | 83051.4577 | 0 | 0 | 0 | 0 | 0 | 0 | 0 | 0 | 0 | 2749.7518 | 0 | 32773.0854 | 0 | 0 | 0 | 0 | 0 | 0
2016-06-22 13:00 | 0 | 0 | 0 | 0 | 0 | 464590.2634 | 498029 | 0 | 0 | 0 | 0 | 5872.9862 | 0 | 0 | 0 | 0 | 0 | 0 | 0 | 2755750.502 | 0 | 0 | 0 | 0 | 0 | 0 | 0 | 0 | 0 | 0 | 0 | -83051.4577 | 0 | 0 | 0 | 0 | 0 | 0 | 0 | 0 | 0 | 82385.8065 | 0 | -32773.0854 | 0 | 0 | 0 | 0 | 0 | 0
2016-06-22 14:00 | 0 | 0 | 0 | 0 | 0 | 677499.8346 | 528101 | 0 | 0 | 0 | 0 | 88924.4439 | 0 | 0 | 0 | 0 | 0 | 0 | 0 | 2822097.8789 | 0 | 0 | 0 | 0 | 0 | 0 | 0 | 0 | 0 | 0 | 0 | 83051.4577 | 0 | 0 | 0 | 0 | 0 | 0 | 0 | 0 | 0 | 66347.3769 | 0 | 0 | 0 | 0 | 0 | 0 | 0 | 0
2016-06-22 15:00 | 0 | 0 | 0 | 0 | 156134.091 | 761162.5529 | 557079 | 0 | 0 | 0 | 0 | 171975.9016 | 0 | 0 | 0 | 0 | 0 | 0 | 0 | 3099264.065 | 0 | 0 | 0 | 0 | 0 | 0 | 0 | 0 | 0 | 0 | 0 | 83051.4577 | 0 | 0 | 0 | 0 | 0 | 0 | 0 | 0 | 0 | 277166.1862 | 0 | 0 | 0 | 0 | 0 | 0 | 0 | 0
2016-06-22 16:00 | 0 | 0 | 0 | 0 | 0 | 815292.0678 | 582091 | 0 | 0 | 0 | 0 | 255027.3593 | 0 | 0 | 0 | 0 | 0 | 0 | 0 | 3249413.6752 | 0 | 0 | 0 | 0 | 0 | 0 | 0 | 0 | 0 | 0 | 0 | 83051.4577 | 0 | 0 | 0 | 0 | 0 | 0 | 0 | 0 | 0 | 150149.6101 | 0 | 0 | 0 | 0 | 0 | 0 | 0 | 0
2016-06-22 17:00 | 0 | 0 | 0 | 0 | 0 | 828254.5916 | 604925 | 0 | 0 | 0 | 0 | 201190.7648 | 0 | 0 | 0 | 0 | 0 | 0 | 0 | 3526579.8613 | 0 | 0 | 0 | 0 | 0 | 0 | 0 | 0 | 0 | 0 | 0 | -53836.5946 | 0 | 0 | 0 | 0 | 0 | 0 | 0 | 0 | 0 | 277166.1862 | 0 | 0 | 0 | 0 | 0 | 0 | 0 | 0
2016-06-22 18:00 | 0 | 0 | 0 | 0 | 0 | 823762.9242 | 623197 | 0 | 0 | 0 | 0 | 124590.5028 | 0 | 0 | 0 | 0 | 0 | 0 | 0 | 3803746.0475 | 0 | 0 | 0 | 0 | 0 | 0 | 0 | 0 | 0 | 0 | 0 | -76600.262 | 0 | 0 | 0 | 0 | 0 | 0 | 0 | 0 | 0 | 277166.1862 | 0 | 0 | 0 | 0 | 0 | 0 | 0 | 0
2016-06-22 19:00 | 0 | 0 | 0 | 0 | 0 | 810359.7801 | 636797 | 0 | 0 | 0 | 0 | 207641.9605 | 0 | 0 | 0 | 0 | 0 | 0 | 0 | 3894257.3699 | 0 | 0 | 0 | 0 | 0 | 0 | 0 | 0 | 0 | 0 | 0 | 83051.4577 | 0 | 0 | 0 | 0 | 0 | 0 | 0 | 0 | 0 | 90511.3224 | 0 | 0 | 0 | 0 | 0 | 0 | 0 | 0
2016-06-22 20:00 | 0 | 0 | 0 | 0 | 43260.6827 | 799596.0457 | 648742 | 0 | 0 | 0 | 0 | 124590.5028 | 0 | 0 | 0 | 0 | 0 | 0 | 0 | 4171423.5561 | 0 | 0 | 0 | 0 | 0 | 0 | 0 | 0 | 0 | 0 | 0 | -83051.4577 | 0 | 0 | 0 | 0 | 0 | 0 | 0 | 0 | 0 | 277166.1862 | 0 | 0 | 0 | 0 | 0 | 0 | 0 | 0
2016-06-22 21:00 | 0 | 0 | 0 | 0 | 0 | 783613.3387 | 653933 | 0 | 0 | 0 | 0 | 207641.9605 | 0 | 0 | 0 | 0 | 0 | 0 | 0 | 4218052.4371 | 0 | 0 | 0 | 0 | 0 | 0 | 0 | 0 | 0 | 0 | 0 | 83051.4577 | 0 | 0 | 0 | 0 | 0 | 0 | 0 | 0 | 0 | 46628.881 | 0 | 0 | 0 | 0 | 0 | 0 | 0 | 0
2016-06-22 22:00 | 0 | 0 | 0 | 0 | 98502.0916 | 746706.6368 | 651094 | 0 | 0 | 0 | 0 | 124590.5028 | 0 | 0 | 0 | 0 | 0 | 0 | 0 | 4495218.6233 | 0 | 0 | 0 | 0 | 0 | 0 | 0 | 0 | 0 | 0 | 0 | -83051.4577 | 0 | 0 | 0 | 0 | 0 | 0 | 0 | 0 | 0 | 277166.1862 | 0 | 0 | 0 | 0 | 0 | 0 | 0 | 0
2016-06-22 23:00 | 0 | 0 | 0 | 0 | 0 | 670268.1404 | 640266 | 0 | 0 | 0 | 0 | 207641.9605 | 0 | 0 | 0 | 0 | 0 | 0 | 0 | 4434415.4878 | 0 | 7753.8181 | 0 | 0 | 0 | 0 | 0 | 0 | 0 | 0 | 0 | 83051.4577 | 0 | 0 | 0 | 0 | 0 | 0 | 0 | 0 | 0 | -60803.1354 | 0 | 7753.8181 | 0 | 0 | 0 | 0 | 0 | 0
2016-06-23 | 0 | 0 | 0 | 0 | 351263.7424 | 540766.484 | 623630 | 0 | 0 | 0 | 0 | 166102.9154 | 0 | 0 | 0 | 0 | 0 | 0 | 0 | 4711581.674 | 0 | 40526.9035 | 0 | 0 | 0 | 0 | 0 | 0 | 0 | 0 | 0 | -41539.0451 | 0 | 0 | 0 | 0 | 0 | 0 | 0 | 0 | 0 | 277166.1862 | 0 | 32773.0854 | 0 | 0 | 0 | 0 | 0 | 0
2016-06-23 01:00 | 0 | 0 | 0 | 0 | 0 | 305514.0318 | 607473 | 0 | 0 | 0 | 0 | 83051.4577 | 0 | 0 | 0 | 0 | 0 | 0 | 0 | 4525447.2488 | 0 | 7753.8181 | 0 | 0 | 0 | 0 | 0 | 0 | 0 | 0 | 0 | -83051.4577 | 0 | 0 | 0 | 0 | 0 | 0 | 0 | 0 | 0 | -186134.4251 | 0 | -32773.0854 | 0 | 0 | 0 | 0 | 0 | 0
2016-06-23 02:00 | 0 | 0 | 0 | 0 | 158648.3452 | 52655.1928 | 579275 | 0 | 0 | 0 | 0 | 0 | 0 | 0 | 0 | 0 | 0 | 0 | 0 | 4248281.0627 | 0 | 0 | 0 | 0 | 0 | 0 | 0 | 0 | 0 | 0 | 0 | -83051.4577 | 0 | 0 | 0 | 0 | 0 | 0 | 0 | 0 | 0 | -277166.1862 | 0 | -7753.8181 | 0 | 0 | 0 | 0 | 0 | 0
2016-06-23 03:00 | 0 | 0 | 0 | 0 | 263956.5826 | 4.2313 | 541127 | 0 | 0 | 0 | 0 | 0 | 0 | 0 | 0 | 0 | 0 | 0 | 0 | 3971114.8765 | 0 | 0 | 0 | 0 | 0 | 0 | 0 | 0 | 0 | 0 | 0 | 0 | 0 | 0 | 0 | 0 | 0 | 0 | 0 | 0 | 0 | -277166.1862 | 0 | 0 | 0 | 0 | 0 | 0 | 0 | 0
2016-06-23 04:00 | 0 | 0 | 0 | 0 | 582390.8909 | 0 | 505365 | 0 | 0 | 0 | 0 | 83051.4577 | 0 | 0 | 0 | 0 | 0 | 0 | 0 | 3965089.3097 | 0 | 0 | 0 | 0 | 0 | 0 | 0 | 0 | 0 | 0 | 0 | 83051.4577 | 0 | 0 | 0 | 0 | 0 | 0 | 0 | 0 | 0 | -6025.5668 | 0 | 0 | 0 | 0 | 0 | 0 | 0 | 0
2016-06-23 05:00 | 0 | 0 | 0 | 0 | 114700.3561 | 0 | 474918 | 0 | 0 | 0 | 0 | 0 | 0 | 0 | 0 | 0 | 0 | 0 | 0 | 3687923.1235 | 0 | 0 | 0 | 0 | 0 | 0 | 0 | 0 | 0 | 0 | 0 | -83051.4577 | 0 | 0 | 0 | 0 | 0 | 0 | 0 | 0 | 0 | -277166.1862 | 0 | 0 | 0 | 0 | 0 | 0 | 0 | 0
2016-06-23 06:00 | 0 | 0 | 0 | 0 | 255499.2715 | 0 | 449614 | 0 | 0 | 0 | 0 | 83051.4577 | 0 | 0 | 0 | 0 | 0 | 0 | 0 | 3410756.9374 | 0 | 0 | 0 | 0 | 0 | 0 | 0 | 0 | 0 | 0 | 0 | 83051.4577 | 0 | 0 | 0 | 0 | 0 | 0 | 0 | 0 | 0 | -277166.1862 | 0 | 0 | 0 | 0 | 0 | 0 | 0 | 0
2016-06-23 07:00 | 0 | 0 | 0 | 0 | 463696.4013 | 0 | 430975 | 0 | 0 | 0 | 0 | 166102.9154 | 0 | 0 | 0 | 0 | 0 | 0 | 0 | 3360426.881 | 0 | 0 | 0 | 0 | 0 | 0 | 0 | 0 | 0 | 0 | 0 | 83051.4577 | 0 | 0 | 0 | 0 | 0 | 0 | 0 | 0 | 0 | -50330.0564 | 0 | 0 | 0 | 0 | 0 | 0 | 0 | 0
2016-06-23 08:00 | 0 | 0 | 0 | 0 | 60702.3561 | 0 | 420920 | 0 | 0 | 0 | 0 | 83051.4577 | 0 | 0 | 0 | 0 | 0 | 0 | 0 | 3083260.6948 | 0 | 0 | 0 | 0 | 0 | 0 | 0 | 0 | 0 | 0 | 0 | -83051.4577 | 0 | 0 | 0 | 0 | 0 | 0 | 0 | 0 | 0 | -277166.1862 | 0 | 0 | 0 | 0 | 0 | 0 | 0 | 0
2016-06-23 09:00 | 0 | 0 | 0 | 0 | 395475.5014 | 0 | 422636 | 0 | 0 | 0 | 0 | 166102.9154 | 0 | 0 | 0 | 0 | 0 | 0 | 0 | 2973048.7385 | 0 | 0 | 0 | 0 | 0 | 0 | 0 | 0 | 0 | 0 | 0 | 83051.4577 | 0 | 0 | 0 | 0 | 0 | 0 | 0 | 0 | 0 | -110211.9564 | 0 | 0 | 0 | 0 | 0 | 0 | 0 | 0
2016-06-23 10:00 | 0 | 0 | 0 | 0 | 358487.6857 | 0 | 435624 | 0 | 0 | 0 | 0 | 249154.3731 | 0 | 0 | 0 | 0 | 0 | 0 | 0 | 2812860.9665 | 0 | 0 | 0 | 0 | 0 | 0 | 0 | 0 | 0 | 0 | 0 | 83051.4577 | 0 | 0 | 0 | 0 | 0 | 0 | 0 | 0 | 0 | -160187.772 | 0 | 0 | 0 | 0 | 0 | 0 | 0 | 0
2016-06-23 11:00 | 0 | 0 | 0 | 0 | 273399.3593 | 1.9424 | 453506 | 0 | 0 | 0 | 0 | 166102.9154 | 0 | 0 | 0 | 0 | 0 | 0 | 0 | 2715807.7259 | 0 | 0 | 0 | 0 | 0 | 0 | 0 | 0 | 0 | 0 | 0 | -83051.4577 | 0 | 0 | 0 | 0 | 0 | 0 | 0 | 0 | 0 | -97053.2406 | 0 | 0 | 0 | 0 | 0 | 0 | 0 | 0
2016-06-23 12:00 | 0 | 0 | 0 | 0 | 0 | 119951.8917 | 476162 | 0 | 0 | 0 | 0 | 83051.4577 | 0 | 0 | 0 | 0 | 0 | 0 | 0 | 2442649.0753 | 0 | 0 | 0 | 0 | 0 | 0 | 0 | 0 | 0 | 0 | 0 | -83051.4577 | 0 | 0 | 0 | 0 | 0 | 0 | 0 | 0 | 0 | -273158.6506 | 0 | 0 | 0 | 0 | 0 | 0 | 0 | 0
2016-06-23 13:00 | 0 | 0 | 0 | 0 | 0 | 453833.8461 | 503574 | 0 | 0 | 0 | 0 | 166102.9154 | 0 | 0 | 0 | 0 | 0 | 0 | 0 | 2309857.4637 | 0 | 0 | 0 | 0 | 0 | 0 | 0 | 0 | 0 | 0 | 0 | 83051.4577 | 0 | 0 | 0 | 0 | 0 | 0 | 0 | 0 | 0 | -132791.6116 | 0 | 0 | 0 | 0 | 0 | 0 | 0 | 0
2016-06-23 14:00 | 0 | 0 | 0 | 0 | 209818.6198 | 650526.7629 | 533806 | 0 | 0 | 0 | 0 | 249154.3731 | 0 | 0 | 0 | 0 | 0 | 0 | 0 | 2553345.3887 | 0 | 0 | 0 | 0 | 0 | 0 | 0 | 0 | 0 | 0 | 0 | 83051.4577 | 0 | 0 | 0 | 0 | 0 | 0 | 0 | 0 | 0 | 243487.925 | 0 | 0 | 0 | 0 | 0 | 0 | 0 | 0
2016-06-23 15:00 | 0 | 0 | 0 | 0 | 0 | 740049.7058 | 562667 | 0 | 0 | 0 | 0 | 166102.9154 | 0 | 0 | 0 | 0 | 0 | 0 | 0 | 2806025.7341 | 0 | 7753.8181 | 0 | 0 | 0 | 0 | 0 | 0 | 0 | 0 | 0 | -83051.4577 | 0 | 0 | 0 | 0 | 0 | 0 | 0 | 0 | 0 | 252680.3454 | 0 | 7753.8181 | 0 | 0 | 0 | 0 | 0 | 0
2016-06-23 16:00 | 0 | 0 | 0 | 0 | 29104.2567 | 784691.5571 | 586908 | 0 | 0 | 0 | 0 | 83051.4577 | 0 | 0 | 0 | 0 | 0 | 0 | 0 | 3083191.9202 | 0 | 40526.9035 | 0 | 0 | 0 | 0 | 0 | 0 | 0 | 0 | 0 | -83051.4577 | 0 | 0 | 0 | 0 | 0 | 0 | 0 | 0 | 0 | 277166.1862 | 0 | 32773.0854 | 0 | 0 | 0 | 0 | 0 | 0
2016-06-23 17:00 | 0 | 0 | 0 | 0 | 154979.3839 | 798834.2173 | 609543 | 0 | 0 | 0 | 0 | 166102.9154 | 0 | 0 | 0 | 0 | 0 | 0 | 0 | 3344411.0637 | 0 | 40526.9035 | 0 | 0 | 0 | 0 | 0 | 0 | 0 | 0 | 0 | 83051.4577 | 0 | 0 | 0 | 0 | 0 | 0 | 0 | 0 | 0 | 261219.1435 | 0 | 0 | 0 | 0 | 0 | 0 | 0 | 0
2016-06-23 18:00 | 0 | 0 | 0 | 0 | 145556.5356 | 792214.9865 | 626573 | 0 | 0 | 0 | 0 | 200135.2514 | 0 | 0 | 0 | 0 | 0 | 0 | 0 | 3621577.2499 | 0 | 40526.9035 | 0 | 0 | 0 | 0 | 0 | 0 | 0 | 0 | 0 | 34032.336 | 0 | 0 | 0 | 0 | 0 | 0 | 0 | 0 | 0 | 277166.1862 | 0 | 0 | 0 | 0 | 0 | 0 | 0 | 0
2016-06-23 19:00 | 0 | 0 | 0 | 0 | 0 | 781154.8731 | 639206 | 0 | 0 | 0 | 0 | 117083.7937 | 0 | 0 | 0 | 0 | 0 | 0 | 0 | 3846577.5807 | 0 | 40526.9035 | 0 | 0 | 0 | 0 | 0 | 0 | 0 | 0 | 0 | -83051.4577 | 0 | 0 | 0 | 0 | 0 | 0 | 0 | 0 | 0 | 225000.3308 | 0 | 0 | 0 | 0 | 0 | 0 | 0 | 0
2016-06-23 20:00 | 0 | 0 | 0 | 0 | 135606.9362 | 770752.4117 | 646663 | 0 | 0 | 0 | 0 | 200135.2514 | 0 | 0 | 0 | 0 | 0 | 0 | 0 | 4023222.4709 | 0 | 40526.9035 | 0 | 0 | 0 | 0 | 0 | 0 | 0 | 0 | 0 | 83051.4577 | 0 | 0 | 0 | 0 | 0 | 0 | 0 | 0 | 0 | 176644.8902 | 0 | 0 | 0 | 0 | 0 | 0 | 0 | 0
2016-06-23 21:00 | 0 | 0 | 0 | 0 | 141191.0497 | 750755.6628 | 648522 | 0 | 0 | 0 | 0 | 283186.7091 | 0 | 0 | 0 | 0 | 0 | 0 | 0 | 4183595.7256 | 0 | 40526.9035 | 0 | 0 | 0 | 0 | 0 | 0 | 0 | 0 | 0 | 83051.4577 | 0 | 0 | 0 | 0 | 0 | 0 | 0 | 0 | 0 | 160373.2548 | 0 | 0 | 0 | 0 | 0 | 0 | 0 | 0
2016-06-23 22:00 | 0 | 0 | 0 | 0 | 0 | 715530.1408 | 641842 | 0 | 0 | 0 | 0 | 200135.2514 | 0 | 0 | 0 | 0 | 0 | 0 | 0 | 4373108.4095 | 0 | 7753.8181 | 0 | 0 | 0 | 0 | 0 | 0 | 0 | 0 | 0 | -83051.4577 | 0 | 0 | 0 | 0 | 0 | 0 | 0 | 0 | 0 | 189512.6839 | 0 | -32773.0854 | 0 | 0 | 0 | 0 | 0 | 0
2016-06-23 23:00 | 0 | 0 | 0 | 0 | 0 | 640333.1846 | 627035 | 0 | 0 | 0 | 0 | 283186.7091 | 0 | 0 | 0 | 0 | 0 | 0 | 0 | 4303355.1364 | 0 | 7753.8181 | 0 | 0 | 0 | 0 | 0 | 0 | 0 | 0 | 0 | 83051.4577 | 0 | 0 | 0 | 0 | 0 | 0 | 0 | 0 | 0 | -69753.2731 | 0 | 0 | 0 | 0 | 0 | 0 | 0 | 0
2016-06-24 | 0 | 0 | 0 | 0 | 0 | 513449.3732 | 610069 | 0 | 0 | 0 | 0 | 200135.2514 | 0 | 0 | 0 | 0 | 0 | 0 | 0 | 4257013.8819 | 0 | 40526.9035 | 0 | 0 | 0 | 0 | 0 | 0 | 0 | 0 | 0 | -83051.4577 | 0 | 0 | 0 | 0 | 0 | 0 | 0 | 0 | 0 | -46341.2545 | 0 | 32773.0854 | 0 | 0 | 0 | 0 | 0 | 0
2016-06-24 01:00 | 0 | 0 | 0 | 0 | 0 | 312104.2831 | 593801 | 0 | 0 | 0 | 0 | 117083.7937 | 0 | 0 | 0 | 0 | 0 | 0 | 0 | 4091141.7081 | 0 | 7753.8181 | 0 | 0 | 0 | 0 | 0 | 0 | 0 | 0 | 0 | -83051.4577 | 0 | 0 | 0 | 0 | 0 | 0 | 0 | 0 | 0 | -165872.1739 | 0 | -32773.0854 | 0 | 0 | 0 | 0 | 0 | 0
2016-06-24 02:00 | 0 | 0 | 0 | 0 | 150151.2465 | 49777.2916 | 567900 | 0 | 0 | 0 | 0 | 34032.336 | 0 | 0 | 0 | 0 | 0 | 0 | 0 | 3813975.5219 | 0 | 0 | 0 | 0 | 0 | 0 | 0 | 0 | 0 | 0 | 0 | -83051.4577 | 0 | 0 | 0 | 0 | 0 | 0 | 0 | 0 | 0 | -277166.1862 | 0 | -7753.8181 | 0 | 0 | 0 | 0 | 0 | 0
2016-06-24 03:00 | 0 | 0 | 0 | 0 | 607457.5655 | 4.1473 | 530470 | 0 | 0 | 0 | 0 | 117083.7937 | 0 | 0 | 0 | 0 | 0 | 0 | 0 | 3807915.777 | 0 | 0 | 0 | 0 | 0 | 0 | 0 | 0 | 0 | 0 | 0 | 83051.4577 | 0 | 0 | 0 | 0 | 0 | 0 | 0 | 0 | 0 | -6059.7449 | 0 | 0 | 0 | 0 | 0 | 0 | 0 | 0
2016-06-24 04:00 | 0 | 0 | 0 | 0 | 582714.706 | 0 | 495549 | 0 | 0 | 0 | 0 | 200135.2514 | 0 | 0 | 0 | 0 | 0 | 0 | 0 | 3779256.9399 | 0 | 32773.0854 | 0 | 0 | 0 | 0 | 0 | 0 | 0 | 0 | 0 | 83051.4577 | 0 | 0 | 0 | 0 | 0 | 0 | 0 | 0 | 0 | -28658.8371 | 0 | 32773.0854 | 0 | 0 | 0 | 0 | 0 | 0
2016-06-24 05:00 | 0 | 0 | 0 | 0 | 71948.2708 | 0 | 464939 | 0 | 0 | 0 | 0 | 117083.7937 | 0 | 0 | 0 | 0 | 0 | 0 | 0 | 3502090.7537 | 0 | 0 | 0 | 0 | 0 | 0 | 0 | 0 | 0 | 0 | 0 | -83051.4577 | 0 | 0 | 0 | 0 | 0 | 0 | 0 | 0 | 0 | -277166.1862 | 0 | -32773.0854 | 0 | 0 | 0 | 0 | 0 | 0
2016-06-24 06:00 | 0 | 0 | 0 | 0 | 79307.3561 | 0 | 439525 | 0 | 0 | 0 | 0 | 34032.336 | 0 | 0 | 0 | 0 | 0 | 0 | 0 | 3224924.5676 | 0 | 0 | 0 | 0 | 0 | 0 | 0 | 0 | 0 | 0 | 0 | -83051.4577 | 0 | 0 | 0 | 0 | 0 | 0 | 0 | 0 | 0 | -277166.1862 | 0 | 0 | 0 | 0 | 0 | 0 | 0 | 0
2016-06-24 07:00 | 0 | 0 | 0 | 0 | 484834.1915 | 0 | 421376 | 0 | 0 | 0 | 0 | 117083.7937 | 0 | 0 | 0 | 0 | 0 | 0 | 0 | 3205331.3013 | 0 | 0 | 0 | 0 | 0 | 0 | 0 | 0 | 0 | 0 | 0 | 83051.4577 | 0 | 0 | 0 | 0 | 0 | 0 | 0 | 0 | 0 | -19593.2662 | 0 | 0 | 0 | 0 | 0 | 0 | 0 | 0
2016-06-24 08:00 | 0 | 0 | 0 | 0 | 51867.3561 | 0 | 412085 | 0 | 0 | 0 | 0 | 34032.336 | 0 | 0 | 0 | 0 | 0 | 0 | 0 | 2928165.1152 | 0 | 0 | 0 | 0 | 0 | 0 | 0 | 0 | 0 | 0 | 0 | -83051.4577 | 0 | 0 | 0 | 0 | 0 | 0 | 0 | 0 | 0 | -277166.1862 | 0 | 0 | 0 | 0 | 0 | 0 | 0 | 0
2016-06-24 09:00 | 0 | 0 | 0 | 0 | 446031.1671 | 0 | 413435 | 0 | 0 | 0 | 0 | 117083.7937 | 0 | 0 | 0 | 0 | 0 | 0 | 0 | 2877709.8245 | 0 | 0 | 0 | 0 | 0 | 0 | 0 | 0 | 0 | 0 | 0 | 83051.4577 | 0 | 0 | 0 | 0 | 0 | 0 | 0 | 0 | 0 | -50455.2906 | 0 | 0 | 0 | 0 | 0 | 0 | 0 | 0
2016-06-24 10:00 | 0 | 0 | 0 | 0 | 64026.3561 | 0 | 424244 | 0 | 0 | 0 | 0 | 34032.336 | 0 | 0 | 0 | 0 | 0 | 0 | 0 | 2600543.6384 | 0 | 0 | 0 | 0 | 0 | 0 | 0 | 0 | 0 | 0 | 0 | -83051.4577 | 0 | 0 | 0 | 0 | 0 | 0 | 0 | 0 | 0 | -277166.1862 | 0 | 0 | 0 | 0 | 0 | 0 | 0 | 0
2016-06-24 11:00 | 0 | 0 | 0 | 0 | 354531.3823 | 2.6774 | 440458 | 0 | 0 | 0 | 0 | 83051.4577 | 0 | 0 | 0 | 0 | 0 | 0 | 0 | 2465600.5763 | 0 | 0 | 0 | 0 | 0 | 0 | 0 | 0 | 0 | 0 | 0 | 49019.1217 | 0 | 0 | 0 | 0 | 0 | 0 | 0 | 0 | 0 | -134943.0621 | 0 | 0 | 0 | 0 | 0 | 0 | 0 | 0
2016-06-24 12:00 | 0 | 0 | 0 | 0 | 0 | 112475.8893 | 463708 | 0 | 0 | 0 | 0 | 0 | 0 | 0 | 0 | 0 | 0 | 0 | 0 | 2197419.9233 | 0 | 0 | 0 | 0 | 0 | 0 | 0 | 0 | 0 | 0 | 0 | -83051.4577 | 0 | 0 | 0 | 0 | 0 | 0 | 0 | 0 | 0 | -268180.653 | 0 | 0 | 0 | 0 | 0 | 0 | 0 | 0
2016-06-24 13:00 | 0 | 0 | 0 | 0 | 0 | 442560.4209 | 493073 | 0 | 0 | 0 | 0 | 0 | 0 | 0 | 0 | 0 | 0 | 0 | 0 | 2146907.3442 | 0 | 0 | 0 | 0 | 0 | 0 | 0 | 0 | 0 | 0 | 0 | 0 | 0 | 0 | 0 | 0 | 0 | 0 | 0 | 0 | 0 | -50512.5791 | 0 | 0 | 0 | 0 | 0 | 0 | 0 | 0
2016-06-24 14:00 | 0 | 0 | 0 | 0 | 245277.8621 | 640817.7818 | 525878 | 0 | 0 | 0 | 0 | 83051.4577 | 0 | 0 | 0 | 0 | 0 | 0 | 0 | 2424073.5304 | 0 | 0 | 0 | 0 | 0 | 0 | 0 | 0 | 0 | 0 | 0 | 83051.4577 | 0 | 0 | 0 | 0 | 0 | 0 | 0 | 0 | 0 | 277166.1862 | 0 | 0 | 0 | 0 | 0 | 0 | 0 | 0
2016-06-24 15:00 | 0 | 0 | 0 | 0 | 0 | 747522.1825 | 555545 | 0 | 0 | 0 | 0 | 123922.1315 | 0 | 0 | 0 | 0 | 0 | 0 | 0 | 2575180.0391 | 0 | 0 | 0 | 0 | 0 | 0 | 0 | 0 | 0 | 0 | 0 | 40870.6738 | 0 | 0 | 0 | 0 | 0 | 0 | 0 | 0 | 0 | 151106.5087 | 0 | 0 | 0 | 0 | 0 | 0 | 0 | 0
2016-06-24 16:00 | 0 | 0 | 0 | 0 | 0 | 804935.491 | 580705 | 0 | 0 | 0 | 0 | 70986.4364 | 0 | 0 | 0 | 0 | 0 | 0 | 0 | 2852346.2253 | 0 | 0 | 0 | 0 | 0 | 0 | 0 | 0 | 0 | 0 | 0 | -52935.6951 | 0 | 0 | 0 | 0 | 0 | 0 | 0 | 0 | 0 | 277166.1862 | 0 | 0 | 0 | 0 | 0 | 0 | 0 | 0
2016-06-24 17:00 | 0 | 0 | 0 | 0 | 132212.8502 | 830439.7937 | 602435 | 0 | 0 | 0 | 0 | 154037.8941 | 0 | 0 | 0 | 0 | 0 | 0 | 0 | 3129512.4114 | 0 | 0 | 0 | 0 | 0 | 0 | 0 | 0 | 0 | 0 | 0 | 83051.4577 | 0 | 0 | 0 | 0 | 0 | 0 | 0 | 0 | 0 | 277166.1862 | 0 | 0 | 0 | 0 | 0 | 0 | 0 | 0
2016-06-24 18:00 | 0 | 0 | 0 | 0 | 0 | 825872.7498 | 619693 | 0 | 0 | 0 | 0 | 83051.4577 | 0 | 0 | 0 | 0 | 0 | 0 | 0 | 3406678.5976 | 0 | 0 | 0 | 0 | 0 | 0 | 0 | 0 | 0 | 0 | 0 | -70986.4364 | 0 | 0 | 0 | 0 | 0 | 0 | 0 | 0 | 0 | 277166.1862 | 0 | 0 | 0 | 0 | 0 | 0 | 0 | 0
2016-06-24 19:00 | 0 | 0 | 0 | 0 | 0 | 813708.5253 | 630709 | 0 | 0 | 0 | 0 | 166102.9154 | 0 | 0 | 0 | 0 | 0 | 0 | 0 | 3506626.6652 | 0 | 0 | 0 | 0 | 0 | 0 | 0 | 0 | 0 | 0 | 0 | 83051.4577 | 0 | 0 | 0 | 0 | 0 | 0 | 0 | 0 | 0 | 99948.0676 | 0 | 0 | 0 | 0 | 0 | 0 | 0 | 0
2016-06-24 20:00 | 0 | 0 | 0 | 0 | 32426.8 | 800182.9284 | 638495 | 0 | 0 | 0 | 0 | 83051.4577 | 0 | 0 | 0 | 0 | 0 | 0 | 0 | 3783792.8514 | 0 | 0 | 0 | 0 | 0 | 0 | 0 | 0 | 0 | 0 | 0 | -83051.4577 | 0 | 0 | 0 | 0 | 0 | 0 | 0 | 0 | 0 | 277166.1862 | 0 | 0 | 0 | 0 | 0 | 0 | 0 | 0
2016-06-24 21:00 | 0 | 0 | 0 | 0 | 0 | 777408.2938 | 640690 | 0 | 0 | 0 | 0 | 166102.9154 | 0 | 0 | 0 | 0 | 0 | 0 | 0 | 3837459.6875 | 0 | 0 | 0 | 0 | 0 | 0 | 0 | 0 | 0 | 0 | 0 | 83051.4577 | 0 | 0 | 0 | 0 | 0 | 0 | 0 | 0 | 0 | 53666.8361 | 0 | 0 | 0 | 0 | 0 | 0 | 0 | 0
2016-06-24 22:00 | 0 | 0 | 0 | 0 | 93774.154 | 734312.5745 | 633972 | 0 | 0 | 0 | 0 | 83051.4577 | 0 | 0 | 0 | 0 | 0 | 0 | 0 | 4114625.8737 | 0 | 0 | 0 | 0 | 0 | 0 | 0 | 0 | 0 | 0 | 0 | -83051.4577 | 0 | 0 | 0 | 0 | 0 | 0 | 0 | 0 | 0 | 277166.1862 | 0 | 0 | 0 | 0 | 0 | 0 | 0 | 0
2016-06-24 23:00 | 0 | 0 | 0 | 0 | 0 | 653877.8001 | 618931 | 0 | 0 | 0 | 0 | 166102.9154 | 0 | 0 | 0 | 0 | 0 | 0 | 0 | 4066521.2161 | 0 | 0 | 0 | 0 | 0 | 0 | 0 | 0 | 0 | 0 | 0 | 83051.4577 | 0 | 0 | 0 | 0 | 0 | 0 | 0 | 0 | 0 | -48104.6576 | 0 | 0 | 0 | 0 | 0 | 0 | 0 | 0
2016-06-25 | 0 | 0 | 0 | 0 | 0 | 513645.2496 | 599867 | 0 | 0 | 0 | 0 | 83051.4577 | 0 | 0 | 0 | 0 | 0 | 0 | 0 | 4063350.9234 | 0 | 0 | 0 | 0 | 0 | 0 | 0 | 0 | 0 | 0 | 0 | -83051.4577 | 0 | 0 | 0 | 0 | 0 | 0 | 0 | 0 | 0 | -3170.2927 | 0 | 0 | 0 | 0 | 0 | 0 | 0 | 0
2016-06-25 01:00 | 0 | 0 | 0 | 0 | 0 | 304334.8477 | 582333 | 0 | 0 | 0 | 0 | 0 | 0 | 0 | 0 | 0 | 0 | 0 | 0 | 3868404.2288 | 0 | 0 | 0 | 0 | 0 | 0 | 0 | 0 | 0 | 0 | 0 | -83051.4577 | 0 | 0 | 0 | 0 | 0 | 0 | 0 | 0 | 0 | -194946.6946 | 0 | 0 | 0 | 0 | 0 | 0 | 0 | 0
2016-06-25 02:00 | 0 | 0 | 0 | 0 | 754968.3662 | 42915.9155 | 556986 | 0 | 0 | 0 | 0 | 83051.4577 | 0 | 0 | 0 | 0 | 0 | 0 | 0 | 4026251.0528 | 0 | 0 | 0 | 0 | 0 | 0 | 0 | 0 | 0 | 0 | 0 | 83051.4577 | 0 | 0 | 0 | 0 | 0 | 0 | 0 | 0 | 0 | 157846.824 | 0 | 0 | 0 | 0 | 0 | 0 | 0 | 0
2016-06-25 03:00 | 0 | 0 | 0 | 0 | 163226.4608 | 3.8953 | 523448 | 0 | 0 | 0 | 0 | 0 | 0 | 0 | 0 | 0 | 0 | 0 | 0 | 3749084.8666 | 0 | 0 | 0 | 0 | 0 | 0 | 0 | 0 | 0 | 0 | 0 | -83051.4577 | 0 | 0 | 0 | 0 | 0 | 0 | 0 | 0 | 0 | -277166.1862 | 0 | 0 | 0 | 0 | 0 | 0 | 0 | 0
2016-06-25 04:00 | 0 | 0 | 0 | 0 | 211572.8138 | 0 | 488739 | 0 | 0 | 0 | 0 | 0 | 0 | 0 | 0 | 0 | 0 | 0 | 0 | 3471918.6804 | 0 | 0 | 0 | 0 | 0 | 0 | 0 | 0 | 0 | 0 | 0 | 0 | 0 | 0 | 0 | 0 | 0 | 0 | 0 | 0 | 0 | -277166.1862 | 0 | 0 | 0 | 0 | 0 | 0 | 0 | 0
2016-06-25 05:00 | 0 | 0 | 0 | 0 | 704013.7376 | 0 | 458760 | 0 | 0 | 0 | 0 | 83051.4577 | 0 | 0 | 0 | 0 | 0 | 0 | 0 | 3634120.9604 | 0 | 0 | 0 | 0 | 0 | 0 | 0 | 0 | 0 | 0 | 0 | 83051.4577 | 0 | 0 | 0 | 0 | 0 | 0 | 0 | 0 | 0 | 162202.2799 | 0 | 0 | 0 | 0 | 0 | 0 | 0 | 0
2016-06-25 06:00 | 0 | 0 | 0 | 0 | 74148.3561 | 0 | 434366 | 0 | 0 | 0 | 0 | 0 | 0 | 0 | 0 | 0 | 0 | 0 | 0 | 3356954.7742 | 0 | 0 | 0 | 0 | 0 | 0 | 0 | 0 | 0 | 0 | 0 | -83051.4577 | 0 | 0 | 0 | 0 | 0 | 0 | 0 | 0 | 0 | -277166.1862 | 0 | 0 | 0 | 0 | 0 | 0 | 0 | 0
2016-06-25 07:00 | 0 | 0 | 0 | 0 | 221313.2715 | 0 | 415428 | 0 | 0 | 0 | 0 | 83051.4577 | 0 | 0 | 0 | 0 | 0 | 0 | 0 | 3079788.588 | 0 | 0 | 0 | 0 | 0 | 0 | 0 | 0 | 0 | 0 | 0 | 83051.4577 | 0 | 0 | 0 | 0 | 0 | 0 | 0 | 0 | 0 | -277166.1862 | 0 | 0 | 0 | 0 | 0 | 0 | 0 | 0
2016-06-25 08:00 | 0 | 0 | 0 | 0 | 641941.9901 | 0 | 403474 | 0 | 0 | 0 | 0 | 166102.9154 | 0 | 0 | 0 | 0 | 0 | 0 | 0 | 3235205.1204 | 0 | 0 | 0 | 0 | 0 | 0 | 0 | 0 | 0 | 0 | 0 | 83051.4577 | 0 | 0 | 0 | 0 | 0 | 0 | 0 | 0 | 0 | 155416.5324 | 0 | 0 | 0 | 0 | 0 | 0 | 0 | 0
2016-06-25 09:00 | 0 | 0 | 0 | 0 | 37988.3561 | 0 | 398206 | 0 | 0 | 0 | 0 | 83051.4577 | 0 | 0 | 0 | 0 | 0 | 0 | 0 | 2958038.9343 | 0 | 0 | 0 | 0 | 0 | 0 | 0 | 0 | 0 | 0 | 0 | -83051.4577 | 0 | 0 | 0 | 0 | 0 | 0 | 0 | 0 | 0 | -277166.1862 | 0 | 0 | 0 | 0 | 0 | 0 | 0 | 0
2016-06-25 10:00 | 0 | 0 | 0 | 0 | 36219.3561 | 0 | 396437 | 0 | 0 | 0 | 0 | 0 | 0 | 0 | 0 | 0 | 0 | 0 | 0 | 2680872.7481 | 0 | 0 | 0 | 0 | 0 | 0 | 0 | 0 | 0 | 0 | 0 | -83051.4577 | 0 | 0 | 0 | 0 | 0 | 0 | 0 | 0 | 0 | -277166.1862 | 0 | 0 | 0 | 0 | 0 | 0 | 0 | 0
2016-06-25 11:00 | 0 | 0 | 0 | 0 | 530587.6017 | 10.048 | 406211 | 0 | 0 | 0 | 0 | 83051.4577 | 0 | 0 | 0 | 0 | 0 | 0 | 0 | 2722207.9401 | 0 | 0 | 0 | 0 | 0 | 0 | 0 | 0 | 0 | 0 | 0 | 83051.4577 | 0 | 0 | 0 | 0 | 0 | 0 | 0 | 0 | 0 | 41335.1919 | 0 | 0 | 0 | 0 | 0 | 0 | 0 | 0
2016-06-25 12:00 | 0 | 0 | 0 | 0 | 0 | 111065.0016 | 429393 | 0 | 0 | 0 | 0 | 0 | 0 | 0 | 0 | 0 | 0 | 0 | 0 | 2486931.3993 | 0 | 0 | 0 | 0 | 0 | 0 | 0 | 0 | 0 | 0 | 0 | -83051.4577 | 0 | 0 | 0 | 0 | 0 | 0 | 0 | 0 | 0 | -235276.5407 | 0 | 0 | 0 | 0 | 0 | 0 | 0 | 0
2016-06-25 13:00 | 0 | 0 | 0 | 0 | 295532.6823 | 441910.5038 | 460277 | 0 | 0 | 0 | 0 | 0 | 0 | 0 | 0 | 0 | 0 | 0 | 0 | 2764097.5855 | 0 | 0 | 0 | 0 | 0 | 0 | 0 | 0 | 0 | 0 | 0 | 0 | 0 | 0 | 0 | 0 | 0 | 0 | 0 | 0 | 0 | 277166.1862 | 0 | 0 | 0 | 0 | 0 | 0 | 0 | 0
2016-06-25 14:00 | 0 | 0 | 0 | 0 | 204081.7823 | 652437.8615 | 496302 | 0 | 0 | 0 | 0 | 83051.4577 | 0 | 0 | 0 | 0 | 0 | 0 | 0 | 3041263.7717 | 0 | 0 | 0 | 0 | 0 | 0 | 0 | 0 | 0 | 0 | 0 | 83051.4577 | 0 | 0 | 0 | 0 | 0 | 0 | 0 | 0 | 0 | 277166.1862 | 0 | 0 | 0 | 0 | 0 | 0 | 0 | 0
2016-06-25 15:00 | 0 | 0 | 0 | 0 | 0 | 760133.1989 | 529538 | 0 | 0 | 0 | 0 | 61920.9125 | 0 | 0 | 0 | 0 | 0 | 0 | 0 | 3292989.5157 | 0 | 0 | 0 | 0 | 0 | 0 | 0 | 0 | 0 | 0 | 0 | -21130.5452 | 0 | 0 | 0 | 0 | 0 | 0 | 0 | 0 | 0 | 251725.744 | 0 | 0 | 0 | 0 | 0 | 0 | 0 | 0
2016-06-25 16:00 | 0 | 0 | 0 | 0 | 0 | 812492.7297 | 556540 | 0 | 0 | 0 | 0 | 40707.4561 | 0 | 0 | 0 | 0 | 0 | 0 | 0 | 3570155.7018 | 0 | 0 | 0 | 0 | 0 | 0 | 0 | 0 | 0 | 0 | 0 | -21213.4565 | 0 | 0 | 0 | 0 | 0 | 0 | 0 | 0 | 0 | 277166.1862 | 0 | 0 | 0 | 0 | 0 | 0 | 0 | 0
2016-06-25 17:00 | 0 | 0 | 0 | 0 | 0 | 828775.3845 | 577439 | 0 | 0 | 0 | 0 | 123758.9138 | 0 | 0 | 0 | 0 | 0 | 0 | 0 | 3738440.6287 | 0 | 0 | 0 | 0 | 0 | 0 | 0 | 0 | 0 | 0 | 0 | 83051.4577 | 0 | 0 | 0 | 0 | 0 | 0 | 0 | 0 | 0 | 168284.9268 | 0 | 0 | 0 | 0 | 0 | 0 | 0 | 0
2016-06-25 18:00 | 0 | 0 | 0 | 0 | 0 | 824564.7439 | 594128 | 0 | 0 | 0 | 0 | 77029.4715 | 0 | 0 | 0 | 0 | 0 | 0 | 0 | 4015606.8149 | 0 | 0 | 0 | 0 | 0 | 0 | 0 | 0 | 0 | 0 | 0 | -46729.4422 | 0 | 0 | 0 | 0 | 0 | 0 | 0 | 0 | 0 | 277166.1862 | 0 | 0 | 0 | 0 | 0 | 0 | 0 | 0
2016-06-25 19:00 | 0 | 0 | 0 | 0 | 0 | 807762.7146 | 607626 | 0 | 0 | 0 | 0 | 0 | 0 | 0 | 0 | 0 | 0 | 0 | 0 | 4292773.001 | 0 | 0 | 0 | 0 | 0 | 0 | 0 | 0 | 0 | 0 | 0 | -77029.4715 | 0 | 0 | 0 | 0 | 0 | 0 | 0 | 0 | 0 | 277166.1862 | 0 | 0 | 0 | 0 | 0 | 0 | 0 | 0
2016-06-25 20:00 | 0 | 0 | 0 | 0 | 0 | 790442.3986 | 617969 | 0 | 0 | 0 | 0 | 83051.4577 | 0 | 0 | 0 | 0 | 0 | 0 | 0 | 4382194.9419 | 0 | 0 | 0 | 0 | 0 | 0 | 0 | 0 | 0 | 0 | 0 | 83051.4577 | 0 | 0 | 0 | 0 | 0 | 0 | 0 | 0 | 0 | 89421.9409 | 0 | 0 | 0 | 0 | 0 | 0 | 0 | 0
2016-06-25 21:00 | 0 | 0 | 0 | 0 | 53732.7287 | 762699.9997 | 622318 | 0 | 0 | 0 | 0 | 0 | 0 | 0 | 0 | 0 | 0 | 0 | 0 | 4659361.128 | 0 | 0 | 0 | 0 | 0 | 0 | 0 | 0 | 0 | 0 | 0 | -83051.4577 | 0 | 0 | 0 | 0 | 0 | 0 | 0 | 0 | 0 | 277166.1862 | 0 | 0 | 0 | 0 | 0 | 0 | 0 | 0
2016-06-25 22:00 | 0 | 0 | 0 | 0 | 0 | 711666.8845 | 618800 | 0 | 0 | 0 | 0 | 83051.4577 | 0 | 0 | 0 | 0 | 0 | 0 | 0 | 4669176.5548 | 0 | 0 | 0 | 0 | 0 | 0 | 0 | 0 | 0 | 0 | 0 | 83051.4577 | 0 | 0 | 0 | 0 | 0 | 0 | 0 | 0 | 0 | 9815.4268 | 0 | 0 | 0 | 0 | 0 | 0 | 0 | 0
2016-06-25 23:00 | 0 | 0 | 0 | 0 | 174576.1474 | 626514.581 | 606976 | 0 | 0 | 0 | 0 | 0 | 0 | 0 | 0 | 0 | 0 | 0 | 0 | 4946342.741 | 0 | 0 | 0 | 0 | 0 | 0 | 0 | 0 | 0 | 0 | 0 | -83051.4577 | 0 | 0 | 0 | 0 | 0 | 0 | 0 | 0 | 0 | 277166.1862 | 0 | 0 | 0 | 0 | 0 | 0 | 0 | 0
2016-06-26 | 0 | 0 | 0 | 0 | 0 | 497671.97 | 589083 | 0 | 0 | 0 | 0 | 83051.4577 | 0 | 0 | 0 | 0 | 0 | 0 | 0 | 4771880.2533 | 0 | 0 | 0 | 0 | 0 | 0 | 0 | 0 | 0 | 0 | 0 | 83051.4577 | 0 | 0 | 0 | 0 | 0 | 0 | 0 | 0 | 0 | -174462.4877 | 0 | 0 | 0 | 0 | 0 | 0 | 0 | 0
2016-06-26 01:00 | 0 | 0 | 0 | 0 | 78585.4789 | 301943.7926 | 574644 | 0 | 0 | 0 | 0 | 166102.9154 | 0 | 0 | 0 | 0 | 0 | 0 | 0 | 4494714.0671 | 0 | 0 | 0 | 0 | 0 | 0 | 0 | 0 | 0 | 0 | 0 | 83051.4577 | 0 | 0 | 0 | 0 | 0 | 0 | 0 | 0 | 0 | -277166.1862 | 0 | 0 | 0 | 0 | 0 | 0 | 0 | 0
2016-06-26 02:00 | 0 | 0 | 0 | 0 | 617446.9042 | 55505.2705 | 551576 | 0 | 0 | 0 | 0 | 249154.3731 | 0 | 0 | 0 | 0 | 0 | 0 | 0 | 4533038.7841 | 0 | 0 | 0 | 0 | 0 | 0 | 0 | 0 | 0 | 0 | 0 | 83051.4577 | 0 | 0 | 0 | 0 | 0 | 0 | 0 | 0 | 0 | 38324.717 | 0 | 0 | 0 | 0 | 0 | 0 | 0 | 0
2016-06-26 03:00 | 0 | 0 | 0 | 0 | 565309.9184 | 3.3913 | 519032 | 0 | 0 | 0 | 0 | 166102.9154 | 0 | 0 | 0 | 0 | 0 | 0 | 0 | 4662371.5516 | 0 | 0 | 0 | 0 | 0 | 0 | 0 | 0 | 0 | 0 | 0 | -83051.4577 | 0 | 0 | 0 | 0 | 0 | 0 | 0 | 0 | 0 | 129332.7674 | 0 | 0 | 0 | 0 | 0 | 0 | 0 | 0
2016-06-26 04:00 | 0 | 0 | 0 | 0 | 516543.1972 | 0 | 486390 | 0 | 0 | 0 | 0 | 249154.3731 | 0 | 0 | 0 | 0 | 0 | 0 | 0 | 4609473.2911 | 0 | 0 | 0 | 0 | 0 | 0 | 0 | 0 | 0 | 0 | 0 | 83051.4577 | 0 | 0 | 0 | 0 | 0 | 0 | 0 | 0 | 0 | -52898.2605 | 0 | 0 | 0 | 0 | 0 | 0 | 0 | 0
2016-06-26 05:00 | 0 | 0 | 0 | 0 | 98811.3561 | 0 | 459029 | 0 | 0 | 0 | 0 | 166102.9154 | 0 | 0 | 0 | 0 | 0 | 0 | 0 | 4332307.1049 | 0 | 0 | 0 | 0 | 0 | 0 | 0 | 0 | 0 | 0 | 0 | -83051.4577 | 0 | 0 | 0 | 0 | 0 | 0 | 0 | 0 | 0 | -277166.1862 | 0 | 0 | 0 | 0 | 0 | 0 | 0 | 0
2016-06-26 06:00 | 0 | 0 | 0 | 0 | 433552.6305 | 0 | 434515 | 0 | 0 | 0 | 0 | 249154.3731 | 0 | 0 | 0 | 0 | 0 | 0 | 0 | 4248293.2777 | 0 | 0 | 0 | 0 | 0 | 0 | 0 | 0 | 0 | 0 | 0 | 83051.4577 | 0 | 0 | 0 | 0 | 0 | 0 | 0 | 0 | 0 | -84013.8272 | 0 | 0 | 0 | 0 | 0 | 0 | 0 | 0
2016-06-26 07:00 | 0 | 0 | 0 | 0 | 55284.3561 | 0 | 415502 | 0 | 0 | 0 | 0 | 166102.9154 | 0 | 0 | 0 | 0 | 0 | 0 | 0 | 3971127.0915 | 0 | 0 | 0 | 0 | 0 | 0 | 0 | 0 | 0 | 0 | 0 | -83051.4577 | 0 | 0 | 0 | 0 | 0 | 0 | 0 | 0 | 0 | -277166.1862 | 0 | 0 | 0 | 0 | 0 | 0 | 0 | 0
2016-06-26 08:00 | 0 | 0 | 0 | 0 | 400811.9234 | 0 | 402118 | 0 | 0 | 0 | 0 | 249154.3731 | 0 | 0 | 0 | 0 | 0 | 0 | 0 | 3886769.5572 | 0 | 0 | 0 | 0 | 0 | 0 | 0 | 0 | 0 | 0 | 0 | 83051.4577 | 0 | 0 | 0 | 0 | 0 | 0 | 0 | 0 | 0 | -84357.5343 | 0 | 0 | 0 | 0 | 0 | 0 | 0 | 0
2016-06-26 09:00 | 0 | 0 | 0 | 0 | 399230.6874 | 0 | 393992 | 0 | 0 | 0 | 0 | 166102.9154 | 0 | 0 | 0 | 0 | 0 | 0 | 0 | 3975059.7023 | 0 | 0 | 0 | 0 | 0 | 0 | 0 | 0 | 0 | 0 | 0 | -83051.4577 | 0 | 0 | 0 | 0 | 0 | 0 | 0 | 0 | 0 | 88290.1451 | 0 | 0 | 0 | 0 | 0 | 0 | 0 | 0
2016-06-26 10:00 | 0 | 0 | 0 | 0 | 388416.291 | 0 | 389269 | 0 | 0 | 0 | 0 | 83051.4577 | 0 | 0 | 0 | 0 | 0 | 0 | 0 | 4057258.451 | 0 | 0 | 0 | 0 | 0 | 0 | 0 | 0 | 0 | 0 | 0 | -83051.4577 | 0 | 0 | 0 | 0 | 0 | 0 | 0 | 0 | 0 | 82198.7487 | 0 | 0 | 0 | 0 | 0 | 0 | 0 | 0
2016-06-26 11:00 | 0 | 0 | 0 | 0 | 334775.7313 | 2.7928 | 395323 | 0 | 0 | 0 | 0 | 166102.9154 | 0 | 0 | 0 | 0 | 0 | 0 | 0 | 3913662.5175 | 0 | 0 | 0 | 0 | 0 | 0 | 0 | 0 | 0 | 0 | 0 | 83051.4577 | 0 | 0 | 0 | 0 | 0 | 0 | 0 | 0 | 0 | -143595.9335 | 0 | 0 | 0 | 0 | 0 | 0 | 0 | 0
2016-06-26 12:00 | 0 | 0 | 0 | 0 | 223383.8106 | 98022.7409 | 417009 | 0 | 0 | 0 | 0 | 83051.4577 | 0 | 0 | 0 | 0 | 0 | 0 | 0 | 3901111.5267 | 0 | 0 | 0 | 0 | 0 | 0 | 0 | 0 | 0 | 0 | 0 | -83051.4577 | 0 | 0 | 0 | 0 | 0 | 0 | 0 | 0 | 0 | -12550.9908 | 0 | 0 | 0 | 0 | 0 | 0 | 0 | 0
2016-06-26 13:00 | 0 | 0 | 0 | 0 | 0 | 434958.2468 | 448690 | 0 | 0 | 0 | 0 | 0 | 0 | 0 | 0 | 0 | 0 | 0 | 0 | 3970431.2312 | 0 | 0 | 0 | 0 | 0 | 0 | 0 | 0 | 0 | 0 | 0 | -83051.4577 | 0 | 0 | 0 | 0 | 0 | 0 | 0 | 0 | 0 | 69319.7045 | 0 | 0 | 0 | 0 | 0 | 0 | 0 | 0
2016-06-26 14:00 | 0 | 0 | 0 | 0 | 0 | 606152.624 | 482510 | 0 | 0 | 0 | 0 | 83051.4577 | 0 | 0 | 0 | 0 | 0 | 0 | 0 | 4011022.3975 | 0 | 0 | 0 | 0 | 0 | 0 | 0 | 0 | 0 | 0 | 0 | 83051.4577 | 0 | 0 | 0 | 0 | 0 | 0 | 0 | 0 | 0 | 40591.1663 | 0 | 0 | 0 | 0 | 0 | 0 | 0 | 0
2016-06-26 15:00 | 0 | 0 | 0 | 0 | 0 | 717796.1455 | 515606 | 0 | 0 | 0 | 0 | 8075.417 | 0 | 0 | 0 | 0 | 0 | 0 | 0 | 4288188.5837 | 0 | 0 | 0 | 0 | 0 | 0 | 0 | 0 | 0 | 0 | 0 | -74976.0407 | 0 | 0 | 0 | 0 | 0 | 0 | 0 | 0 | 0 | 277166.1862 | 0 | 0 | 0 | 0 | 0 | 0 | 0 | 0
2016-06-26 16:00 | 0 | 0 | 0 | 0 | 136035.5199 | 769334.1239 | 545152 | 0 | 0 | 0 | 0 | 91126.8747 | 0 | 0 | 0 | 0 | 0 | 0 | 0 | 4565354.7698 | 0 | 0 | 0 | 0 | 0 | 0 | 0 | 0 | 0 | 0 | 0 | 83051.4577 | 0 | 0 | 0 | 0 | 0 | 0 | 0 | 0 | 0 | 277166.1862 | 0 | 0 | 0 | 0 | 0 | 0 | 0 | 0
2016-06-26 17:00 | 0 | 0 | 0 | 0 | 0 | 782713.0941 | 569377 | 0 | 0 | 0 | 0 | 27296.7827 | 0 | 0 | 0 | 0 | 0 | 0 | 0 | 4842520.956 | 0 | 0 | 0 | 0 | 0 | 0 | 0 | 0 | 0 | 0 | 0 | -63830.092 | 0 | 0 | 0 | 0 | 0 | 0 | 0 | 0 | 0 | 277166.1862 | 0 | 0 | 0 | 0 | 0 | 0 | 0 | 0
2016-06-26 18:00 | 0 | 0 | 0 | 0 | 0 | 775852.6116 | 587630 | 0 | 0 | 0 | 0 | 110348.2404 | 0 | 0 | 0 | 0 | 0 | 0 | 0 | 4947692.1099 | 0 | 0 | 0 | 0 | 0 | 0 | 0 | 0 | 0 | 0 | 0 | 83051.4577 | 0 | 0 | 0 | 0 | 0 | 0 | 0 | 0 | 0 | 105171.1539 | 0 | 0 | 0 | 0 | 0 | 0 | 0 | 0
2016-06-26 19:00 | 0 | 0 | 0 | 0 | 34895.9539 | 759769.7746 | 600551 | 0 | 0 | 0 | 0 | 27296.7827 | 0 | 0 | 0 | 0 | 0 | 0 | 0 | 5224858.296 | 0 | 0 | 0 | 0 | 0 | 0 | 0 | 0 | 0 | 0 | 0 | -83051.4577 | 0 | 0 | 0 | 0 | 0 | 0 | 0 | 0 | 0 | 277166.1862 | 0 | 0 | 0 | 0 | 0 | 0 | 0 | 0
2016-06-26 20:00 | 0 | 0 | 0 | 0 | 0 | 743792.3845 | 611011 | 0 | 0 | 0 | 0 | 110348.2404 | 0 | 0 | 0 | 0 | 0 | 0 | 0 | 5274588.2228 | 0 | 0 | 0 | 0 | 0 | 0 | 0 | 0 | 0 | 0 | 0 | 83051.4577 | 0 | 0 | 0 | 0 | 0 | 0 | 0 | 0 | 0 | 49729.9268 | 0 | 0 | 0 | 0 | 0 | 0 | 0 | 0
2016-06-26 21:00 | 0 | 0 | 0 | 0 | 94095.324 | 718396.4044 | 618377 | 0 | 0 | 0 | 0 | 27296.7827 | 0 | 0 | 0 | 0 | 0 | 0 | 0 | 5551754.409 | 0 | 0 | 0 | 0 | 0 | 0 | 0 | 0 | 0 | 0 | 0 | -83051.4577 | 0 | 0 | 0 | 0 | 0 | 0 | 0 | 0 | 0 | 277166.1862 | 0 | 0 | 0 | 0 | 0 | 0 | 0 | 0
2016-06-26 22:00 | 0 | 0 | 0 | 0 | 301276.633 | 679038.4385 | 617665 | 0 | 0 | 0 | 0 | 110348.2404 | 0 | 0 | 0 | 0 | 0 | 0 | 0 | 5828920.5951 | 0 | 2432.4277 | 0 | 0 | 0 | 0 | 0 | 0 | 0 | 0 | 0 | 83051.4577 | 0 | 0 | 0 | 0 | 0 | 0 | 0 | 0 | 0 | 277166.1862 | 0 | 2432.4277 | 0 | 0 | 0 | 0 | 0 | 0
2016-06-26 23:00 | 0 | 0 | 0 | 0 | 0 | 607788.4485 | 607496 | 0 | 0 | 0 | 0 | 27296.7827 | 0 | 0 | 0 | 0 | 0 | 0 | 0 | 5914696.929 | 0 | 0 | 0 | 0 | 0 | 0 | 0 | 0 | 0 | 0 | 0 | -83051.4577 | 0 | 0 | 0 | 0 | 0 | 0 | 0 | 0 | 0 | 85776.3339 | 0 | -2432.4277 | 0 | 0 | 0 | 0 | 0 | 0
2016-06-27 | 0 | 0 | 0 | 0 | 0 | 470658.9606 | 592599 | 0 | 0 | 0 | 0 | 110348.2404 | 0 | 0 | 0 | 0 | 0 | 0 | 0 | 5709705.4318 | 0 | 0 | 0 | 0 | 0 | 0 | 0 | 0 | 0 | 0 | 0 | 83051.4577 | 0 | 0 | 0 | 0 | 0 | 0 | 0 | 0 | 0 | -204991.4972 | 0 | 0 | 0 | 0 | 0 | 0 | 0 | 0
2016-06-27 01:00 | 0 | 0 | 0 | 0 | 354595.9499 | 288632.1448 | 578817 | 0 | 0 | 0 | 0 | 193399.6981 | 0 | 0 | 0 | 0 | 0 | 0 | 0 | 5691065.0689 | 0 | 0 | 0 | 0 | 0 | 0 | 0 | 0 | 0 | 0 | 0 | 83051.4577 | 0 | 0 | 0 | 0 | 0 | 0 | 0 | 0 | 0 | -18640.3629 | 0 | 0 | 0 | 0 | 0 | 0 | 0 | 0
2016-06-27 02:00 | 0 | 0 | 0 | 0 | 430747.775 | 53811.0031 | 554582 | 0 | 0 | 0 | 0 | 276451.1558 | 0 | 0 | 0 | 0 | 0 | 0 | 0 | 5537990.3893 | 0 | 0 | 0 | 0 | 0 | 0 | 0 | 0 | 0 | 0 | 0 | 83051.4577 | 0 | 0 | 0 | 0 | 0 | 0 | 0 | 0 | 0 | -153074.6796 | 0 | 0 | 0 | 0 | 0 | 0 | 0 | 0
2016-06-27 03:00 | 0 | 0 | 0 | 0 | 456438.5996 | 2.4254 | 522357 | 0 | 0 | 0 | 0 | 193399.6981 | 0 | 0 | 0 | 0 | 0 | 0 | 0 | 5555125.8719 | 0 | 0 | 0 | 0 | 0 | 0 | 0 | 0 | 0 | 0 | 0 | -83051.4577 | 0 | 0 | 0 | 0 | 0 | 0 | 0 | 0 | 0 | 17135.4826 | 0 | 0 | 0 | 0 | 0 | 0 | 0 | 0
2016-06-27 04:00 | 0 | 0 | 0 | 0 | 443008.7332 | 0 | 487380 | 0 | 0 | 0 | 0 | 276451.1558 | 0 | 0 | 0 | 0 | 0 | 0 | 0 | 5427703.1474 | 0 | 0 | 0 | 0 | 0 | 0 | 0 | 0 | 0 | 0 | 0 | 83051.4577 | 0 | 0 | 0 | 0 | 0 | 0 | 0 | 0 | 0 | -127422.7245 | 0 | 0 | 0 | 0 | 0 | 0 | 0 | 0
2016-06-27 05:00 | 0 | 0 | 0 | 0 | 409277.2459 | 0 | 457889 | 0 | 0 | 0 | 0 | 193399.6981 | 0 | 0 | 0 | 0 | 0 | 0 | 0 | 5462142.8511 | 0 | 0 | 0 | 0 | 0 | 0 | 0 | 0 | 0 | 0 | 0 | -83051.4577 | 0 | 0 | 0 | 0 | 0 | 0 | 0 | 0 | 0 | 34439.7036 | 0 | 0 | 0 | 0 | 0 | 0 | 0 | 0
2016-06-27 06:00 | 0 | 0 | 0 | 0 | 367397.3441 | 0 | 434252 | 0 | 0 | 0 | 0 | 276451.1558 | 0 | 0 | 0 | 0 | 0 | 0 | 0 | 5312236.7374 | 0 | 0 | 0 | 0 | 0 | 0 | 0 | 0 | 0 | 0 | 0 | 83051.4577 | 0 | 0 | 0 | 0 | 0 | 0 | 0 | 0 | 0 | -149906.1137 | 0 | 0 | 0 | 0 | 0 | 0 | 0 | 0
2016-06-27 07:00 | 0 | 0 | 0 | 0 | 323474.3629 | 0 | 417528 | 0 | 0 | 0 | 0 | 193399.6981 | 0 | 0 | 0 | 0 | 0 | 0 | 0 | 5301234.558 | 0 | 0 | 0 | 0 | 0 | 0 | 0 | 0 | 0 | 0 | 0 | -83051.4577 | 0 | 0 | 0 | 0 | 0 | 0 | 0 | 0 | 0 | -11002.1794 | 0 | 0 | 0 | 0 | 0 | 0 | 0 | 0
2016-06-27 08:00 | 0 | 0 | 0 | 0 | 215578.2715 | 0 | 409693 | 0 | 0 | 0 | 0 | 276451.1558 | 0 | 0 | 0 | 0 | 0 | 0 | 0 | 5024068.3718 | 0 | 0 | 0 | 0 | 0 | 0 | 0 | 0 | 0 | 0 | 0 | 83051.4577 | 0 | 0 | 0 | 0 | 0 | 0 | 0 | 0 | 0 | -277166.1862 | 0 | 0 | 0 | 0 | 0 | 0 | 0 | 0
2016-06-27 09:00 | 0 | 0 | 0 | 0 | 248160.0173 | 0 | 412485 | 0 | 0 | 0 | 0 | 193399.6981 | 0 | 0 | 0 | 0 | 0 | 0 | 0 | 4935041.0287 | 0 | 7753.8181 | 0 | 0 | 0 | 0 | 0 | 0 | 0 | 0 | 0 | -83051.4577 | 0 | 0 | 0 | 0 | 0 | 0 | 0 | 0 | 0 | -89027.3431 | 0 | 7753.8181 | 0 | 0 | 0 | 0 | 0 | 0
2016-06-27 10:00 | 0 | 0 | 0 | 0 | 214800.7368 | 0 | 425260 | 0 | 0 | 0 | 0 | 227333.5357 | 0 | 0 | 0 | 0 | 0 | 0 | 0 | 4657874.8426 | 0 | 40526.9035 | 0 | 0 | 0 | 0 | 0 | 0 | 0 | 0 | 0 | 33933.8376 | 0 | 0 | 0 | 0 | 0 | 0 | 0 | 0 | 0 | -277166.1862 | 0 | 32773.0854 | 0 | 0 | 0 | 0 | 0 | 0
2016-06-27 11:00 | 0 | 0 | 0 | 0 | 152640.1539 | 14.2792 | 445867 | 0 | 0 | 0 | 0 | 144282.078 | 0 | 0 | 0 | 0 | 0 | 0 | 0 | 4480486.8187 | 0 | 7753.8181 | 0 | 0 | 0 | 0 | 0 | 0 | 0 | 0 | 0 | -83051.4577 | 0 | 0 | 0 | 0 | 0 | 0 | 0 | 0 | 0 | -177388.0238 | 0 | -32773.0854 | 0 | 0 | 0 | 0 | 0 | 0
2016-06-27 12:00 | 0 | 0 | 0 | 0 | 89977.1736 | 138865.0203 | 473347 | 0 | 0 | 0 | 0 | 184697.2762 | 0 | 0 | 0 | 0 | 0 | 0 | 0 | 4203320.6326 | 0 | 0 | 0 | 0 | 0 | 0 | 0 | 0 | 0 | 0 | 0 | 40415.1982 | 0 | 0 | 0 | 0 | 0 | 0 | 0 | 0 | 0 | -277166.1862 | 0 | -7753.8181 | 0 | 0 | 0 | 0 | 0 | 0
2016-06-27 13:00 | 0 | 0 | 0 | 0 | 91378.9143 | 456103.5477 | 505702 | 0 | 0 | 0 | 0 | 101645.8185 | 0 | 0 | 0 | 0 | 0 | 0 | 0 | 4295379.4669 | 0 | 32773.0854 | 0 | 0 | 0 | 0 | 0 | 0 | 0 | 0 | 0 | -83051.4577 | 0 | 0 | 0 | 0 | 0 | 0 | 0 | 0 | 0 | 92058.8343 | 0 | 32773.0854 | 0 | 0 | 0 | 0 | 0 | 0
2016-06-27 14:00 | 0 | 0 | 0 | 0 | 105570.5771 | 635621.1015 | 541134 | 0 | 0 | 0 | 0 | 184697.2762 | 0 | 0 | 0 | 0 | 0 | 0 | 0 | 4404631.8697 | 0 | 40526.9035 | 0 | 0 | 0 | 0 | 0 | 0 | 0 | 0 | 0 | 83051.4577 | 0 | 0 | 0 | 0 | 0 | 0 | 0 | 0 | 0 | 109252.4028 | 0 | 7753.8181 | 0 | 0 | 0 | 0 | 0 | 0
2016-06-27 15:00 | 0 | 0 | 0 | 0 | 0 | 742606.3337 | 575398 | 0 | 0 | 0 | 0 | 267748.7339 | 0 | 0 | 0 | 0 | 0 | 0 | 0 | 4488788.7457 | 0 | 40526.9035 | 0 | 0 | 0 | 0 | 0 | 0 | 0 | 0 | 0 | 83051.4577 | 0 | 0 | 0 | 0 | 0 | 0 | 0 | 0 | 0 | 84156.876 | 0 | 0 | 0 | 0 | 0 | 0 | 0 | 0
2016-06-27 16:00 | 0 | 0 | 0 | 0 | 113277.3075 | 787358.8103 | 605106 | 0 | 0 | 0 | 0 | 286112.6655 | 0 | 0 | 0 | 0 | 0 | 0 | 0 | 4765954.9319 | 0 | 40526.9035 | 0 | 0 | 0 | 0 | 0 | 0 | 0 | 0 | 0 | 18363.9316 | 0 | 0 | 0 | 0 | 0 | 0 | 0 | 0 | 0 | 277166.1862 | 0 | 0 | 0 | 0 | 0 | 0 | 0 | 0
2016-06-27 17:00 | 0 | 0 | 0 | 0 | 18574.1029 | 805756.6255 | 630216 | 0 | 0 | 0 | 0 | 203061.2078 | 0 | 0 | 0 | 0 | 0 | 0 | 0 | 5043121.118 | 0 | 40526.9035 | 0 | 0 | 0 | 0 | 0 | 0 | 0 | 0 | 0 | -83051.4577 | 0 | 0 | 0 | 0 | 0 | 0 | 0 | 0 | 0 | 277166.1862 | 0 | 0 | 0 | 0 | 0 | 0 | 0 | 0
2016-06-27 18:00 | 0 | 0 | 0 | 0 | 111476.7663 | 800833.5857 | 649665 | 0 | 0 | 0 | 0 | 188540.3737 | 0 | 0 | 0 | 0 | 0 | 0 | 0 | 5320287.3042 | 0 | 40526.9035 | 0 | 0 | 0 | 0 | 0 | 0 | 0 | 0 | 0 | -14520.8341 | 0 | 0 | 0 | 0 | 0 | 0 | 0 | 0 | 0 | 277166.1862 | 0 | 0 | 0 | 0 | 0 | 0 | 0 | 0
2016-06-27 19:00 | 0 | 0 | 0 | 0 | 0 | 789206.3159 | 662709 | 0 | 0 | 0 | 0 | 271591.8314 | 0 | 0 | 0 | 0 | 0 | 0 | 0 | 5363733.1624 | 0 | 40526.9035 | 0 | 0 | 0 | 0 | 0 | 0 | 0 | 0 | 0 | 83051.4577 | 0 | 0 | 0 | 0 | 0 | 0 | 0 | 0 | 0 | 43445.8582 | 0 | 0 | 0 | 0 | 0 | 0 | 0 | 0
2016-06-27 20:00 | 0 | 0 | 0 | 0 | 107738.8791 | 778803.6277 | 670215 | 0 | 0 | 0 | 0 | 210753.152 | 0 | 0 | 0 | 0 | 0 | 0 | 0 | 5640899.3486 | 0 | 40526.9035 | 0 | 0 | 0 | 0 | 0 | 0 | 0 | 0 | 0 | -60838.6794 | 0 | 0 | 0 | 0 | 0 | 0 | 0 | 0 | 0 | 277166.1862 | 0 | 0 | 0 | 0 | 0 | 0 | 0 | 0
2016-06-27 21:00 | 0 | 0 | 0 | 0 | 0 | 758719.8333 | 671047 | 0 | 0 | 0 | 0 | 293804.6097 | 0 | 0 | 0 | 0 | 0 | 0 | 0 | 5678293.8095 | 0 | 7753.8181 | 0 | 0 | 0 | 0 | 0 | 0 | 0 | 0 | 0 | 83051.4577 | 0 | 0 | 0 | 0 | 0 | 0 | 0 | 0 | 0 | 37394.4609 | 0 | -32773.0854 | 0 | 0 | 0 | 0 | 0 | 0
2016-06-27 22:00 | 0 | 0 | 0 | 0 | 105631.0824 | 719925.9337 | 663408 | 0 | 0 | 0 | 0 | 210753.152 | 0 | 0 | 0 | 0 | 0 | 0 | 0 | 5890721.1979 | 0 | 40526.9035 | 0 | 0 | 0 | 0 | 0 | 0 | 0 | 0 | 0 | -83051.4577 | 0 | 0 | 0 | 0 | 0 | 0 | 0 | 0 | 0 | 212427.3884 | 0 | 32773.0854 | 0 | 0 | 0 | 0 | 0 | 0
2016-06-27 23:00 | 0 | 0 | 0 | 0 | 0 | 633010.8708 | 649398 | 0 | 0 | 0 | 0 | 293804.6097 | 0 | 0 | 0 | 0 | 0 | 0 | 0 | 5824055.6964 | 0 | 7753.8181 | 0 | 0 | 0 | 0 | 0 | 0 | 0 | 0 | 0 | 83051.4577 | 0 | 0 | 0 | 0 | 0 | 0 | 0 | 0 | 0 | -66665.5016 | 0 | -32773.0854 | 0 | 0 | 0 | 0 | 0 | 0
2016-06-28 | 0 | 0 | 0 | 0 | 135512.4479 | 490944.8659 | 630972 | 0 | 0 | 0 | 0 | 210753.152 | 0 | 0 | 0 | 0 | 0 | 0 | 0 | 5910346.286 | 0 | 0 | 0 | 0 | 0 | 0 | 0 | 0 | 0 | 0 | 0 | -83051.4577 | 0 | 0 | 0 | 0 | 0 | 0 | 0 | 0 | 0 | 86290.5897 | 0 | -7753.8181 | 0 | 0 | 0 | 0 | 0 | 0
2016-06-28 01:00 | 0 | 0 | 0 | 0 | 0 | 275081.4711 | 611553 | 0 | 0 | 0 | 0 | 151447.8093 | 0 | 0 | 0 | 0 | 0 | 0 | 0 | 5633180.0998 | 0 | 0 | 0 | 0 | 0 | 0 | 0 | 0 | 0 | 0 | 0 | -59305.3427 | 0 | 0 | 0 | 0 | 0 | 0 | 0 | 0 | 0 | -277166.1862 | 0 | 0 | 0 | 0 | 0 | 0 | 0 | 0
2016-06-28 02:00 | 0 | 0 | 0 | 0 | 368189.269 | 41825.7278 | 582436 | 0 | 0 | 0 | 0 | 68396.3516 | 0 | 0 | 0 | 0 | 0 | 0 | 0 | 5543810.5543 | 0 | 0 | 0 | 0 | 0 | 0 | 0 | 0 | 0 | 0 | 0 | -83051.4577 | 0 | 0 | 0 | 0 | 0 | 0 | 0 | 0 | 0 | -89369.5456 | 0 | 0 | 0 | 0 | 0 | 0 | 0 | 0
2016-06-28 03:00 | 0 | 0 | 0 | 0 | 422135.8976 | 2.5724 | 542570 | 0 | 0 | 0 | 0 | 151447.8093 | 0 | 0 | 0 | 0 | 0 | 0 | 0 | 5340327.5665 | 0 | 0 | 0 | 0 | 0 | 0 | 0 | 0 | 0 | 0 | 0 | 83051.4577 | 0 | 0 | 0 | 0 | 0 | 0 | 0 | 0 | 0 | -203482.9878 | 0 | 0 | 0 | 0 | 0 | 0 | 0 | 0
2016-06-28 04:00 | 0 | 0 | 0 | 0 | 407338.2495 | 0 | 505108 | 0 | 0 | 0 | 0 | 68396.3516 | 0 | 0 | 0 | 0 | 0 | 0 | 0 | 5325609.2737 | 0 | 0 | 0 | 0 | 0 | 0 | 0 | 0 | 0 | 0 | 0 | -83051.4577 | 0 | 0 | 0 | 0 | 0 | 0 | 0 | 0 | 0 | -14718.2928 | 0 | 0 | 0 | 0 | 0 | 0 | 0 | 0
2016-06-28 05:00 | 0 | 0 | 0 | 0 | 372648.4712 | 0 | 472652 | 0 | 0 | 0 | 0 | 151447.8093 | 0 | 0 | 0 | 0 | 0 | 0 | 0 | 5142554.2871 | 0 | 0 | 0 | 0 | 0 | 0 | 0 | 0 | 0 | 0 | 0 | 83051.4577 | 0 | 0 | 0 | 0 | 0 | 0 | 0 | 0 | 0 | -183054.9865 | 0 | 0 | 0 | 0 | 0 | 0 | 0 | 0
2016-06-28 06:00 | 0 | 0 | 0 | 0 | 332467.8647 | 0 | 447155 | 0 | 0 | 0 | 0 | 234499.267 | 0 | 0 | 0 | 0 | 0 | 0 | 0 | 4944815.6942 | 0 | 0 | 0 | 0 | 0 | 0 | 0 | 0 | 0 | 0 | 0 | 83051.4577 | 0 | 0 | 0 | 0 | 0 | 0 | 0 | 0 | 0 | -197738.593 | 0 | 0 | 0 | 0 | 0 | 0 | 0 | 0
2016-06-28 07:00 | 0 | 0 | 0 | 0 | 234200.2715 | 0 | 428315 | 0 | 0 | 0 | 0 | 317550.7247 | 0 | 0 | 0 | 0 | 0 | 0 | 0 | 4667649.508 | 0 | 0 | 0 | 0 | 0 | 0 | 0 | 0 | 0 | 0 | 0 | 83051.4577 | 0 | 0 | 0 | 0 | 0 | 0 | 0 | 0 | 0 | -277166.1862 | 0 | 0 | 0 | 0 | 0 | 0 | 0 | 0
2016-06-28 08:00 | 0 | 0 | 0 | 0 | 253273.7028 | 0 | 418966 | 0 | 0 | 0 | 0 | 234499.267 | 0 | 0 | 0 | 0 | 0 | 0 | 0 | 4577254.8504 | 0 | 7753.8181 | 0 | 0 | 0 | 0 | 0 | 0 | 0 | 0 | 0 | -83051.4577 | 0 | 0 | 0 | 0 | 0 | 0 | 0 | 0 | 0 | -90394.6576 | 0 | 7753.8181 | 0 | 0 | 0 | 0 | 0 | 0
2016-06-28 09:00 | 0 | 0 | 0 | 0 | 93686.4415 | 0 | 421131 | 0 | 0 | 0 | 0 | 151447.8093 | 0 | 0 | 0 | 0 | 0 | 0 | 0 | 4300088.6642 | 0 | 40526.9035 | 0 | 0 | 0 | 0 | 0 | 0 | 0 | 0 | 0 | -83051.4577 | 0 | 0 | 0 | 0 | 0 | 0 | 0 | 0 | 0 | -277166.1862 | 0 | 32773.0854 | 0 | 0 | 0 | 0 | 0 | 0
2016-06-28 10:00 | 0 | 0 | 0 | 0 | 183874.7833 | 0 | 432714 | 0 | 0 | 0 | 0 | 212547.8641 | 0 | 0 | 0 | 0 | 0 | 0 | 0 | 4022922.478 | 0 | 7753.8181 | 0 | 0 | 0 | 0 | 0 | 0 | 0 | 0 | 0 | 61100.0549 | 0 | 0 | 0 | 0 | 0 | 0 | 0 | 0 | 0 | -277166.1862 | 0 | -32773.0854 | 0 | 0 | 0 | 0 | 0 | 0
2016-06-28 11:00 | 0 | 0 | 0 | 0 | 150393.5337 | 5.2812 | 450973 | 0 | 0 | 0 | 0 | 129496.4064 | 0 | 0 | 0 | 0 | 0 | 0 | 0 | 3813153.5687 | 0 | 0 | 0 | 0 | 0 | 0 | 0 | 0 | 0 | 0 | 0 | -83051.4577 | 0 | 0 | 0 | 0 | 0 | 0 | 0 | 0 | 0 | -209768.9093 | 0 | -7753.8181 | 0 | 0 | 0 | 0 | 0 | 0
2016-06-28 12:00 | 0 | 0 | 0 | 0 | 66756.6692 | 132825.2942 | 473234 | 0 | 0 | 0 | 0 | 46444.9487 | 0 | 0 | 0 | 0 | 0 | 0 | 0 | 3622552.9899 | 0 | 0 | 0 | 0 | 0 | 0 | 0 | 0 | 0 | 0 | 0 | -83051.4577 | 0 | 0 | 0 | 0 | 0 | 0 | 0 | 0 | 0 | -190600.5788 | 0 | 0 | 0 | 0 | 0 | 0 | 0 | 0
2016-06-28 13:00 | 0 | 0 | 0 | 0 | 45286.0503 | 418983.8794 | 500024 | 0 | 0 | 0 | 0 | 129496.4064 | 0 | 0 | 0 | 0 | 0 | 0 | 0 | 3503747.4619 | 0 | 0 | 0 | 0 | 0 | 0 | 0 | 0 | 0 | 0 | 0 | 83051.4577 | 0 | 0 | 0 | 0 | 0 | 0 | 0 | 0 | 0 | -118805.528 | 0 | 0 | 0 | 0 | 0 | 0 | 0 | 0
2016-06-28 14:00 | 0 | 0 | 0 | 0 | 44263.1085 | 606136.3352 | 529073 | 0 | 0 | 0 | 0 | 46444.9487 | 0 | 0 | 0 | 0 | 0 | 0 | 0 | 3708125.3633 | 0 | 0 | 0 | 0 | 0 | 0 | 0 | 0 | 0 | 0 | 0 | -83051.4577 | 0 | 0 | 0 | 0 | 0 | 0 | 0 | 0 | 0 | 204377.9014 | 0 | 0 | 0 | 0 | 0 | 0 | 0 | 0
2016-06-28 15:00 | 0 | 0 | 0 | 0 | 0 | 726027.0289 | 556879 | 0 | 0 | 0 | 0 | 129496.4064 | 0 | 0 | 0 | 0 | 0 | 0 | 0 | 3794221.9345 | 0 | 0 | 0 | 0 | 0 | 0 | 0 | 0 | 0 | 0 | 0 | 83051.4577 | 0 | 0 | 0 | 0 | 0 | 0 | 0 | 0 | 0 | 86096.5712 | 0 | 0 | 0 | 0 | 0 | 0 | 0 | 0
2016-06-28 16:00 | 0 | 0 | 0 | 0 | 36162.0255 | 775635.8613 | 580836 | 0 | 0 | 0 | 0 | 83292.1071 | 0 | 0 | 0 | 0 | 0 | 0 | 0 | 4071388.1207 | 0 | 0 | 0 | 0 | 0 | 0 | 0 | 0 | 0 | 0 | 0 | -46204.2994 | 0 | 0 | 0 | 0 | 0 | 0 | 0 | 0 | 0 | 277166.1862 | 0 | 0 | 0 | 0 | 0 | 0 | 0 | 0
2016-06-28 17:00 | 0 | 0 | 0 | 0 | 0 | 792753.6947 | 601203 | 0 | 0 | 0 | 0 | 166343.5648 | 0 | 0 | 0 | 0 | 0 | 0 | 0 | 4179887.3577 | 0 | 0 | 0 | 0 | 0 | 0 | 0 | 0 | 0 | 0 | 0 | 83051.4577 | 0 | 0 | 0 | 0 | 0 | 0 | 0 | 0 | 0 | 108499.237 | 0 | 0 | 0 | 0 | 0 | 0 | 0 | 0
2016-06-28 18:00 | 0 | 0 | 0 | 0 | 39336.1086 | 789138.9096 | 616276 | 0 | 0 | 0 | 0 | 101376.3968 | 0 | 0 | 0 | 0 | 0 | 0 | 0 | 4457053.5438 | 0 | 0 | 0 | 0 | 0 | 0 | 0 | 0 | 0 | 0 | 0 | -64967.168 | 0 | 0 | 0 | 0 | 0 | 0 | 0 | 0 | 0 | 277166.1862 | 0 | 0 | 0 | 0 | 0 | 0 | 0 | 0
2016-06-28 19:00 | 0 | 0 | 0 | 0 | 43479.6842 | 776805.5329 | 624529 | 0 | 0 | 0 | 0 | 184427.8545 | 0 | 0 | 0 | 0 | 0 | 0 | 0 | 4569758.3032 | 0 | 0 | 0 | 0 | 0 | 0 | 0 | 0 | 0 | 0 | 0 | 83051.4577 | 0 | 0 | 0 | 0 | 0 | 0 | 0 | 0 | 0 | 112704.7594 | 0 | 0 | 0 | 0 | 0 | 0 | 0 | 0
2016-06-28 20:00 | 0 | 0 | 0 | 0 | 49075.5441 | 761645.0565 | 628520 | 0 | 0 | 0 | 0 | 267479.3122 | 0 | 0 | 0 | 0 | 0 | 0 | 0 | 4636134.3607 | 0 | 32773.0854 | 0 | 0 | 0 | 0 | 0 | 0 | 0 | 0 | 0 | 83051.4577 | 0 | 0 | 0 | 0 | 0 | 0 | 0 | 0 | 0 | 66376.0575 | 0 | 32773.0854 | 0 | 0 | 0 | 0 | 0 | 0
2016-06-28 21:00 | 0 | 0 | 0 | 0 | 57707.9101 | 727184.5054 | 628828 | 0 | 0 | 0 | 0 | 184427.8545 | 0 | 0 | 0 | 0 | 0 | 0 | 0 | 4867496.4158 | 0 | 40526.9035 | 0 | 0 | 0 | 0 | 0 | 0 | 0 | 0 | 0 | -83051.4577 | 0 | 0 | 0 | 0 | 0 | 0 | 0 | 0 | 0 | 231362.0551 | 0 | 7753.8181 | 0 | 0 | 0 | 0 | 0 | 0
2016-06-28 22:00 | 0 | 0 | 0 | 0 | 69904.147 | 675639.9953 | 621537 | 0 | 0 | 0 | 0 | 267479.3122 | 0 | 0 | 0 | 0 | 0 | 0 | 0 | 4941225.1857 | 0 | 7753.8181 | 0 | 0 | 0 | 0 | 0 | 0 | 0 | 0 | 0 | 83051.4577 | 0 | 0 | 0 | 0 | 0 | 0 | 0 | 0 | 0 | 73728.77 | 0 | -32773.0854 | 0 | 0 | 0 | 0 | 0 | 0
2016-06-28 23:00 | 0 | 0 | 0 | 0 | 87613.7657 | 588504.2133 | 607995 | 0 | 0 | 0 | 0 | 350530.7699 | 0 | 0 | 0 | 0 | 0 | 0 | 0 | 4901277.4397 | 0 | 32773.0854 | 0 | 0 | 0 | 0 | 0 | 0 | 0 | 0 | 0 | 83051.4577 | 0 | 0 | 0 | 0 | 0 | 0 | 0 | 0 | 0 | -39947.746 | 0 | 25019.2673 | 0 | 0 | 0 | 0 | 0 | 0
2016-06-29 | 0 | 0 | 0 | 0 | 0 | 444149.1911 | 591546 | 0 | 0 | 0 | 0 | 267479.3122 | 0 | 0 | 0 | 0 | 0 | 0 | 0 | 4869705.1739 | 0 | 0 | 0 | 0 | 0 | 0 | 0 | 0 | 0 | 0 | 0 | -83051.4577 | 0 | 0 | 0 | 0 | 0 | 0 | 0 | 0 | 0 | -31572.2658 | 0 | -32773.0854 | 0 | 0 | 0 | 0 | 0 | 0
2016-06-29 01:00 | 0 | 0 | 0 | 0 | 145698.8001 | 234835.4714 | 574649 | 0 | 0 | 0 | 0 | 350530.7699 | 0 | 0 | 0 | 0 | 0 | 0 | 0 | 4592538.9877 | 0 | 0 | 0 | 0 | 0 | 0 | 0 | 0 | 0 | 0 | 0 | 83051.4577 | 0 | 0 | 0 | 0 | 0 | 0 | 0 | 0 | 0 | -277166.1862 | 0 | 0 | 0 | 0 | 0 | 0 | 0 | 0
2016-06-29 02:00 | 0 | 0 | 0 | 0 | 335457.1523 | 38116.2157 | 547945 | 0 | 0 | 0 | 0 | 267479.3122 | 0 | 0 | 0 | 0 | 0 | 0 | 0 | 4501218.8135 | 0 | 0 | 0 | 0 | 0 | 0 | 0 | 0 | 0 | 0 | 0 | -83051.4577 | 0 | 0 | 0 | 0 | 0 | 0 | 0 | 0 | 0 | -91320.1742 | 0 | 0 | 0 | 0 | 0 | 0 | 0 | 0
2016-06-29 03:00 | 0 | 0 | 0 | 0 | 361617.3902 | 2.3099 | 513219 | 0 | 0 | 0 | 0 | 350530.7699 | 0 | 0 | 0 | 0 | 0 | 0 | 0 | 4266568.0559 | 0 | 0 | 0 | 0 | 0 | 0 | 0 | 0 | 0 | 0 | 0 | 83051.4577 | 0 | 0 | 0 | 0 | 0 | 0 | 0 | 0 | 0 | -234650.7576 | 0 | 0 | 0 | 0 | 0 | 0 | 0 | 0
2016-06-29 04:00 | 0 | 0 | 0 | 0 | 344249.6016 | 0 | 478698 | 0 | 0 | 0 | 0 | 267479.3122 | 0 | 0 | 0 | 0 | 0 | 0 | 0 | 4215171.1151 | 0 | 0 | 0 | 0 | 0 | 0 | 0 | 0 | 0 | 0 | 0 | -83051.4577 | 0 | 0 | 0 | 0 | 0 | 0 | 0 | 0 | 0 | -51396.9407 | 0 | 0 | 0 | 0 | 0 | 0 | 0 | 0
2016-06-29 05:00 | 0 | 0 | 0 | 0 | 255234.2715 | 0 | 449349 | 0 | 0 | 0 | 0 | 350530.7699 | 0 | 0 | 0 | 0 | 0 | 0 | 0 | 3938004.929 | 0 | 0 | 0 | 0 | 0 | 0 | 0 | 0 | 0 | 0 | 0 | 83051.4577 | 0 | 0 | 0 | 0 | 0 | 0 | 0 | 0 | 0 | -277166.1862 | 0 | 0 | 0 | 0 | 0 | 0 | 0 | 0
2016-06-29 06:00 | 0 | 0 | 0 | 0 | 293768.0544 | 0 | 424797 | 0 | 0 | 0 | 0 | 267479.3122 | 0 | 0 | 0 | 0 | 0 | 0 | 0 | 3890027.4411 | 0 | 0 | 0 | 0 | 0 | 0 | 0 | 0 | 0 | 0 | 0 | -83051.4577 | 0 | 0 | 0 | 0 | 0 | 0 | 0 | 0 | 0 | -47977.4879 | 0 | 0 | 0 | 0 | 0 | 0 | 0 | 0
2016-06-29 07:00 | 0 | 0 | 0 | 0 | 213728.2715 | 0 | 407843 | 0 | 0 | 0 | 0 | 350530.7699 | 0 | 0 | 0 | 0 | 0 | 0 | 0 | 3612861.2549 | 0 | 0 | 0 | 0 | 0 | 0 | 0 | 0 | 0 | 0 | 0 | 83051.4577 | 0 | 0 | 0 | 0 | 0 | 0 | 0 | 0 | 0 | -277166.1862 | 0 | 0 | 0 | 0 | 0 | 0 | 0 | 0
2016-06-29 08:00 | 0 | 0 | 0 | 0 | 255656.2195 | 0 | 399379 | 0 | 0 | 0 | 0 | 267479.3122 | 0 | 0 | 0 | 0 | 0 | 0 | 0 | 3544436.114 | 0 | 7753.8181 | 0 | 0 | 0 | 0 | 0 | 0 | 0 | 0 | 0 | -83051.4577 | 0 | 0 | 0 | 0 | 0 | 0 | 0 | 0 | 0 | -68425.1409 | 0 | 7753.8181 | 0 | 0 | 0 | 0 | 0 | 0
2016-06-29 09:00 | 0 | 0 | 0 | 0 | 224463.2223 | 0 | 401264 | 0 | 0 | 0 | 0 | 335071.6353 | 0 | 0 | 0 | 0 | 0 | 0 | 0 | 3267269.9278 | 0 | 40526.9035 | 0 | 0 | 0 | 0 | 0 | 0 | 0 | 0 | 0 | 67592.3231 | 0 | 0 | 0 | 0 | 0 | 0 | 0 | 0 | 0 | -277166.1862 | 0 | 32773.0854 | 0 | 0 | 0 | 0 | 0 | 0
2016-06-29 10:00 | 0 | 0 | 0 | 0 | 194264.9605 | 0 | 413223 | 0 | 0 | 0 | 0 | 252020.1776 | 0 | 0 | 0 | 0 | 0 | 0 | 0 | 3131363.346 | 0 | 40526.9035 | 0 | 0 | 0 | 0 | 0 | 0 | 0 | 0 | 0 | -83051.4577 | 0 | 0 | 0 | 0 | 0 | 0 | 0 | 0 | 0 | -135906.5818 | 0 | 0 | 0 | 0 | 0 | 0 | 0 | 0
2016-06-29 11:00 | 0 | 0 | 0 | 0 | 151737.9318 | 4.0318 | 432696 | 0 | 0 | 0 | 0 | 168968.7199 | 0 | 0 | 0 | 0 | 0 | 0 | 0 | 2966233.8527 | 0 | 7753.8181 | 0 | 0 | 0 | 0 | 0 | 0 | 0 | 0 | 0 | -83051.4577 | 0 | 0 | 0 | 0 | 0 | 0 | 0 | 0 | 0 | -165129.4933 | 0 | -32773.0854 | 0 | 0 | 0 | 0 | 0 | 0
2016-06-29 12:00 | 0 | 0 | 0 | 0 | 67698.2992 | 113438.4302 | 456995 | 0 | 0 | 0 | 0 | 137503.5501 | 0 | 0 | 0 | 0 | 0 | 0 | 0 | 2689067.6665 | 0 | 40526.9035 | 0 | 0 | 0 | 0 | 0 | 0 | 0 | 0 | 0 | -31465.1698 | 0 | 0 | 0 | 0 | 0 | 0 | 0 | 0 | 0 | -277166.1862 | 0 | 32773.0854 | 0 | 0 | 0 | 0 | 0 | 0
2016-06-29 13:00 | 0 | 0 | 0 | 0 | 52914.5697 | 385277.487 | 482516 | 0 | 0 | 0 | 0 | 220555.0078 | 0 | 0 | 0 | 0 | 0 | 0 | 0 | 2561692.2655 | 0 | 40526.9035 | 0 | 0 | 0 | 0 | 0 | 0 | 0 | 0 | 0 | 83051.4577 | 0 | 0 | 0 | 0 | 0 | 0 | 0 | 0 | 0 | -127375.401 | 0 | 0 | 0 | 0 | 0 | 0 | 0 | 0
2016-06-29 14:00 | 0 | 0 | 0 | 0 | 60713.6626 | 563388.503 | 511202 | 0 | 0 | 0 | 0 | 137503.5501 | 0 | 0 | 0 | 0 | 0 | 0 | 0 | 2757643.8889 | 0 | 40526.9035 | 0 | 0 | 0 | 0 | 0 | 0 | 0 | 0 | 0 | -83051.4577 | 0 | 0 | 0 | 0 | 0 | 0 | 0 | 0 | 0 | 195951.6234 | 0 | 0 | 0 | 0 | 0 | 0 | 0 | 0
2016-06-29 15:00 | 0 | 0 | 0 | 0 | 0 | 661521.4197 | 540055 | 0 | 0 | 0 | 0 | 220555.0078 | 0 | 0 | 0 | 0 | 0 | 0 | 0 | 2796058.8509 | 0 | 40526.9035 | 0 | 0 | 0 | 0 | 0 | 0 | 0 | 0 | 0 | 83051.4577 | 0 | 0 | 0 | 0 | 0 | 0 | 0 | 0 | 0 | 38414.962 | 0 | 0 | 0 | 0 | 0 | 0 | 0 | 0
2016-06-29 16:00 | 0 | 0 | 0 | 0 | 38161.7428 | 715293.1098 | 565473 | 0 | 0 | 0 | 0 | 303606.4655 | 0 | 0 | 0 | 0 | 0 | 0 | 0 | 2900989.2458 | 0 | 40526.9035 | 0 | 0 | 0 | 0 | 0 | 0 | 0 | 0 | 0 | 83051.4577 | 0 | 0 | 0 | 0 | 0 | 0 | 0 | 0 | 0 | 104930.3949 | 0 | 0 | 0 | 0 | 0 | 0 | 0 | 0
2016-06-29 17:00 | 0 | 0 | 0 | 0 | 0 | 736651.9135 | 588208 | 0 | 0 | 0 | 0 | 220555.0078 | 0 | 0 | 0 | 0 | 0 | 0 | 0 | 3132484.617 | 0 | 40526.9035 | 0 | 0 | 0 | 0 | 0 | 0 | 0 | 0 | 0 | -83051.4577 | 0 | 0 | 0 | 0 | 0 | 0 | 0 | 0 | 0 | 231495.3712 | 0 | 0 | 0 | 0 | 0 | 0 | 0 | 0
2016-06-29 18:00 | 0 | 0 | 0 | 0 | 28429.8513 | 737411.9056 | 607375 | 0 | 0 | 0 | 0 | 303606.4655 | 0 | 0 | 0 | 0 | 0 | 0 | 0 | 3207899.9162 | 0 | 40526.9035 | 0 | 0 | 0 | 0 | 0 | 0 | 0 | 0 | 0 | 83051.4577 | 0 | 0 | 0 | 0 | 0 | 0 | 0 | 0 | 0 | 75415.2992 | 0 | 0 | 0 | 0 | 0 | 0 | 0 | 0
2016-06-29 19:00 | 0 | 0 | 0 | 0 | 29768.4651 | 728063.8351 | 621004 | 0 | 0 | 0 | 0 | 220555.0078 | 0 | 0 | 0 | 0 | 0 | 0 | 0 | 3427779.6742 | 0 | 40526.9035 | 0 | 0 | 0 | 0 | 0 | 0 | 0 | 0 | 0 | -83051.4577 | 0 | 0 | 0 | 0 | 0 | 0 | 0 | 0 | 0 | 219879.758 | 0 | 0 | 0 | 0 | 0 | 0 | 0 | 0
2016-06-29 20:00 | 0 | 0 | 0 | 0 | 0 | 716381.898 | 630653 | 0 | 0 | 0 | 0 | 303606.4655 | 0 | 0 | 0 | 0 | 0 | 0 | 0 | 3430457.1145 | 0 | 40526.9035 | 0 | 0 | 0 | 0 | 0 | 0 | 0 | 0 | 0 | 83051.4577 | 0 | 0 | 0 | 0 | 0 | 0 | 0 | 0 | 0 | 2677.4402 | 0 | 0 | 0 | 0 | 0 | 0 | 0 | 0
2016-06-29 21:00 | 0 | 0 | 0 | 0 | 37076.0887 | 694582.1579 | 634465 | 0 | 0 | 0 | 0 | 220555.0078 | 0 | 0 | 0 | 0 | 0 | 0 | 0 | 3610701.8188 | 0 | 40526.9035 | 0 | 0 | 0 | 0 | 0 | 0 | 0 | 0 | 0 | -83051.4577 | 0 | 0 | 0 | 0 | 0 | 0 | 0 | 0 | 0 | 180244.7043 | 0 | 0 | 0 | 0 | 0 | 0 | 0 | 0
2016-06-29 22:00 | 0 | 0 | 0 | 0 | 0 | 649946.938 | 629556 | 0 | 0 | 0 | 0 | 303606.4655 | 0 | 0 | 0 | 0 | 0 | 0 | 0 | 3548041.299 | 0 | 40526.9035 | 0 | 0 | 0 | 0 | 0 | 0 | 0 | 0 | 0 | 83051.4577 | 0 | 0 | 0 | 0 | 0 | 0 | 0 | 0 | 0 | -62660.5197 | 0 | 0 | 0 | 0 | 0 | 0 | 0 | 0
2016-06-29 23:00 | 0 | 0 | 0 | 0 | 63630.7053 | 563556.4257 | 616067 | 0 | 0 | 0 | 0 | 220555.0078 | 0 | 0 | 0 | 0 | 0 | 0 | 0 | 3642212.8877 | 0 | 40526.9035 | 0 | 0 | 0 | 0 | 0 | 0 | 0 | 0 | 0 | -83051.4577 | 0 | 0 | 0 | 0 | 0 | 0 | 0 | 0 | 0 | 94171.5887 | 0 | 0 | 0 | 0 | 0 | 0 | 0 | 0
2016-06-30 | 0 | 0 | 0 | 0 | 0 | 415676.0348 | 597182 | 0 | 0 | 0 | 0 | 303606.4655 | 0 | 0 | 0 | 0 | 0 | 0 | 0 | 3377655.4648 | 0 | 40526.9035 | 0 | 0 | 0 | 0 | 0 | 0 | 0 | 0 | 0 | 83051.4577 | 0 | 0 | 0 | 0 | 0 | 0 | 0 | 0 | 0 | -264557.4229 | 0 | 0 | 0 | 0 | 0 | 0 | 0 | 0
2016-06-30 01:00 | 0 | 0 | 0 | 0 | 201017.2197 | 207544.3393 | 580014 | 0 | 0 | 0 | 0 | 220555.0078 | 0 | 0 | 0 | 0 | 0 | 0 | 0 | 3322027.5669 | 0 | 7753.8181 | 0 | 0 | 0 | 0 | 0 | 0 | 0 | 0 | 0 | -83051.4577 | 0 | 0 | 0 | 0 | 0 | 0 | 0 | 0 | 0 | -55627.898 | 0 | -32773.0854 | 0 | 0 | 0 | 0 | 0 | 0
2016-06-30 02:00 | 0 | 0 | 0 | 0 | 141876.1717 | 43697.3664 | 553545 | 0 | 0 | 0 | 0 | 137503.5501 | 0 | 0 | 0 | 0 | 0 | 0 | 0 | 3044861.3807 | 0 | 0 | 0 | 0 | 0 | 0 | 0 | 0 | 0 | 0 | 0 | -83051.4577 | 0 | 0 | 0 | 0 | 0 | 0 | 0 | 0 | 0 | -277166.1862 | 0 | -7753.8181 | 0 | 0 | 0 | 0 | 0 | 0
2016-06-30 03:00 | 0 | 0 | 0 | 0 | 363881.8629 | 2.1734 | 516726 | 0 | 0 | 0 | 0 | 220555.0078 | 0 | 0 | 0 | 0 | 0 | 0 | 0 | 2808967.9593 | 0 | 0 | 0 | 0 | 0 | 0 | 0 | 0 | 0 | 0 | 0 | 83051.4577 | 0 | 0 | 0 | 0 | 0 | 0 | 0 | 0 | 0 | -235893.4214 | 0 | 0 | 0 | 0 | 0 | 0 | 0 | 0
2016-06-30 04:00 | 0 | 0 | 0 | 0 | 350012.9851 | 0 | 480169 | 0 | 0 | 0 | 0 | 137503.5501 | 0 | 0 | 0 | 0 | 0 | 0 | 0 | 2761863.4021 | 0 | 0 | 0 | 0 | 0 | 0 | 0 | 0 | 0 | 0 | 0 | -83051.4577 | 0 | 0 | 0 | 0 | 0 | 0 | 0 | 0 | 0 | -47104.5571 | 0 | 0 | 0 | 0 | 0 | 0 | 0 | 0
2016-06-30 05:00 | 0 | 0 | 0 | 0 | 323256.9178 | 0 | 449511 | 0 | 0 | 0 | 0 | 220555.0078 | 0 | 0 | 0 | 0 | 0 | 0 | 0 | 2552557.8622 | 0 | 0 | 0 | 0 | 0 | 0 | 0 | 0 | 0 | 0 | 0 | 83051.4577 | 0 | 0 | 0 | 0 | 0 | 0 | 0 | 0 | 0 | -209305.5399 | 0 | 0 | 0 | 0 | 0 | 0 | 0 | 0
2016-06-30 06:00 | 0 | 0 | 0 | 0 | 297152.2706 | 0 | 424274 | 0 | 0 | 0 | 0 | 303606.4655 | 0 | 0 | 0 | 0 | 0 | 0 | 0 | 2342384.6751 | 0 | 0 | 0 | 0 | 0 | 0 | 0 | 0 | 0 | 0 | 0 | 83051.4577 | 0 | 0 | 0 | 0 | 0 | 0 | 0 | 0 | 0 | -210173.1871 | 0 | 0 | 0 | 0 | 0 | 0 | 0 | 0
2016-06-30 07:00 | 0 | 0 | 0 | 0 | 276398.6685 | 0 | 406855 | 0 | 0 | 0 | 0 | 220555.0078 | 0 | 0 | 0 | 0 | 0 | 0 | 0 | 2294979.8013 | 0 | 0 | 0 | 0 | 0 | 0 | 0 | 0 | 0 | 0 | 0 | -83051.4577 | 0 | 0 | 0 | 0 | 0 | 0 | 0 | 0 | 0 | -47404.8738 | 0 | 0 | 0 | 0 | 0 | 0 | 0 | 0
2016-06-30 08:00 | 0 | 0 | 0 | 0 | 113989.835 | 0 | 398026 | 0 | 0 | 0 | 0 | 213685.0289 | 0 | 0 | 0 | 0 | 0 | 0 | 0 | 2017813.6151 | 0 | 0 | 0 | 0 | 0 | 0 | 0 | 0 | 0 | 0 | 0 | -6869.9789 | 0 | 0 | 0 | 0 | 0 | 0 | 0 | 0 | 0 | -277166.1862 | 0 | 0 | 0 | 0 | 0 | 0 | 0 | 0
2016-06-30 09:00 | 0 | 0 | 0 | 0 | 241632.0002 | 0 | 399538 | 0 | 0 | 0 | 0 | 130633.5712 | 0 | 0 | 0 | 0 | 0 | 0 | 0 | 1935205.2549 | 0 | 7753.8181 | 0 | 0 | 0 | 0 | 0 | 0 | 0 | 0 | 0 | -83051.4577 | 0 | 0 | 0 | 0 | 0 | 0 | 0 | 0 | 0 | -82608.3602 | 0 | 7753.8181 | 0 | 0 | 0 | 0 | 0 | 0
2016-06-30 10:00 | 0 | 0 | 0 | 0 | 221348.1554 | 0 | 410455 | 0 | 0 | 0 | 0 | 185919.8274 | 0 | 0 | 0 | 0 | 0 | 0 | 0 | 1658039.0687 | 0 | 40526.9035 | 0 | 0 | 0 | 0 | 0 | 0 | 0 | 0 | 0 | 55286.2562 | 0 | 0 | 0 | 0 | 0 | 0 | 0 | 0 | 0 | -277166.1862 | 0 | 32773.0854 | 0 | 0 | 0 | 0 | 0 | 0
2016-06-30 11:00 | 0 | 0 | 0 | 0 | 183910.8749 | 2.1104 | 428603 | 0 | 0 | 0 | 0 | 102868.3697 | 0 | 0 | 0 | 0 | 0 | 0 | 0 | 1529173.597 | 0 | 7753.8181 | 0 | 0 | 0 | 0 | 0 | 0 | 0 | 0 | 0 | -83051.4577 | 0 | 0 | 0 | 0 | 0 | 0 | 0 | 0 | 0 | -128865.4717 | 0 | -32773.0854 | 0 | 0 | 0 | 0 | 0 | 0
2016-06-30 12:00 | 0 | 0 | 0 | 0 | 110501.5369 | 86111.7061 | 452042 | 0 | 0 | 0 | 0 | 91832.7135 | 0 | 0 | 0 | 0 | 0 | 0 | 0 | 1252007.4109 | 0 | 40526.9035 | 0 | 0 | 0 | 0 | 0 | 0 | 0 | 0 | 0 | -11035.6562 | 0 | 0 | 0 | 0 | 0 | 0 | 0 | 0 | 0 | -277166.1862 | 0 | 32773.0854 | 0 | 0 | 0 | 0 | 0 | 0
2016-06-30 13:00 | 0 | 0 | 0 | 0 | 0 | 316030.4646 | 479897 | 0 | 0 | 0 | 0 | 174884.1712 | 0 | 0 | 0 | 0 | 0 | 0 | 0 | 1037862.5031 | 0 | 7753.8181 | 0 | 0 | 0 | 0 | 0 | 0 | 0 | 0 | 0 | 83051.4577 | 0 | 0 | 0 | 0 | 0 | 0 | 0 | 0 | 0 | -214144.9077 | 0 | -32773.0854 | 0 | 0 | 0 | 0 | 0 | 0
2016-06-30 14:00 | 0 | 0 | 0 | 0 | 152004.6063 | 499426.5556 | 509011 | 0 | 0 | 0 | 0 | 91832.7135 | 0 | 0 | 0 | 0 | 0 | 0 | 0 | 1230561.0374 | 0 | 40526.9035 | 0 | 0 | 0 | 0 | 0 | 0 | 0 | 0 | 0 | -83051.4577 | 0 | 0 | 0 | 0 | 0 | 0 | 0 | 0 | 0 | 192698.5343 | 0 | 32773.0854 | 0 | 0 | 0 | 0 | 0 | 0
2016-06-30 15:00 | 0 | 0 | 0 | 0 | 0 | 600617.7066 | 536971 | 0 | 0 | 0 | 0 | 174884.1712 | 0 | 0 | 0 | 0 | 0 | 0 | 0 | 1243929.3717 | 0 | 7753.8181 | 0 | 0 | 0 | 0 | 0 | 0 | 0 | 0 | 0 | 83051.4577 | 0 | 0 | 0 | 0 | 0 | 0 | 0 | 0 | 0 | 13368.3343 | 0 | -32773.0854 | 0 | 0 | 0 | 0 | 0 | 0
2016-06-30 16:00 | 0 | 0 | 0 | 0 | 154099.5338 | 656911.8615 | 561106 | 0 | 0 | 0 | 0 | 147623.3803 | 0 | 0 | 0 | 0 | 0 | 0 | 0 | 1521095.5579 | 0 | 7753.8181 | 0 | 0 | 0 | 0 | 0 | 0 | 0 | 0 | 0 | -27260.7909 | 0 | 0 | 0 | 0 | 0 | 0 | 0 | 0 | 0 | 277166.1862 | 0 | 0 | 0 | 0 | 0 | 0 | 0 | 0
2016-06-30 17:00 | 0 | 0 | 0 | 0 | 151299.0189 | 676175.3299 | 582107 | 0 | 0 | 0 | 0 | 83051.4577 | 0 | 0 | 0 | 0 | 0 | 0 | 0 | 1798261.744 | 0 | 40526.9035 | 0 | 0 | 0 | 0 | 0 | 0 | 0 | 0 | 0 | -64571.9226 | 0 | 0 | 0 | 0 | 0 | 0 | 0 | 0 | 0 | 277166.1862 | 0 | 32773.0854 | 0 | 0 | 0 | 0 | 0 | 0
2016-06-30 18:00 | 0 | 0 | 0 | 0 | 153331.1577 | 665239.7723 | 600446 | 0 | 0 | 0 | 0 | 166102.9154 | 0 | 0 | 0 | 0 | 0 | 0 | 0 | 1966108.3017 | 0 | 7753.8181 | 0 | 0 | 0 | 0 | 0 | 0 | 0 | 0 | 0 | 83051.4577 | 0 | 0 | 0 | 0 | 0 | 0 | 0 | 0 | 0 | 167846.5577 | 0 | -32773.0854 | 0 | 0 | 0 | 0 | 0 | 0
2016-06-30 19:00 | 0 | 0 | 0 | 0 | 160477.4323 | 642614.8187 | 614080 | 0 | 0 | 0 | 0 | 249154.3731 | 0 | 0 | 0 | 0 | 0 | 0 | 0 | 2079822.9131 | 0 | 0 | 0 | 0 | 0 | 0 | 0 | 0 | 0 | 0 | 0 | 83051.4577 | 0 | 0 | 0 | 0 | 0 | 0 | 0 | 0 | 0 | 113714.6114 | 0 | -7753.8181 | 0 | 0 | 0 | 0 | 0 | 0
2016-06-30 20:00 | 0 | 0 | 0 | 0 | 172284.4361 | 613454.8398 | 623589 | 0 | 0 | 0 | 0 | 166102.9154 | 0 | 0 | 0 | 0 | 0 | 0 | 0 | 2292251.5614 | 0 | 32773.0854 | 0 | 0 | 0 | 0 | 0 | 0 | 0 | 0 | 0 | -83051.4577 | 0 | 0 | 0 | 0 | 0 | 0 | 0 | 0 | 0 | 212428.6482 | 0 | 32773.0854 | 0 | 0 | 0 | 0 | 0 | 0
2016-06-30 21:00 | 0 | 0 | 0 | 0 | 0 | 567824.2914 | 626709 | 0 | 0 | 0 | 0 | 249154.3731 | 0 | 0 | 0 | 0 | 0 | 0 | 0 | 2183088.4804 | 0 | 0 | 0 | 0 | 0 | 0 | 0 | 0 | 0 | 0 | 0 | 83051.4577 | 0 | 0 | 0 | 0 | 0 | 0 | 0 | 0 | 0 | -109163.0809 | 0 | -32773.0854 | 0 | 0 | 0 | 0 | 0 | 0
2016-06-30 22:00 | 0 | 0 | 0 | 0 | 200800.5786 | 505788.4274 | 620594 | 0 | 0 | 0 | 0 | 166102.9154 | 0 | 0 | 0 | 0 | 0 | 0 | 0 | 2352134.9441 | 0 | 0 | 0 | 0 | 0 | 0 | 0 | 0 | 0 | 0 | 0 | -83051.4577 | 0 | 0 | 0 | 0 | 0 | 0 | 0 | 0 | 0 | 169046.4637 | 0 | 0 | 0 | 0 | 0 | 0 | 0 | 0
2016-06-30 23:00 | 0 | 0 | 0 | 0 | 215705.7776 | 423398.5377 | 607167 | 0 | 0 | 0 | 0 | 249154.3731 | 0 | 0 | 0 | 0 | 0 | 0 | 0 | 2301020.8017 | 0 | 0 | 0 | 0 | 0 | 0 | 0 | 0 | 0 | 0 | 0 | 83051.4577 | 0 | 0 | 0 | 0 | 0 | 0 | 0 | 0 | 0 | -51114.1424 | 0 | 0 | 0 | 0 | 0 | 0 | 0 | 0
2016-07-01 | 0 | 0 | 0 | 0 | 249398.026 | 306298.034 | 590202 | 0 | 0 | 0 | 0 | 166102.9154 | 0 | 0 | 0 | 0 | 0 | 0 | 0 | 2349566.3194 | 0 | 0 | 0 | 0 | 0 | 0 | 0 | 0 | 0 | 0 | 0 | -83051.4577 | 0 | 0 | 0 | 0 | 0 | 0 | 0 | 0 | 0 | 48545.5177 | 0 | 0 | 0 | 0 | 0 | 0 | 0 | 0
2016-07-01 01:00 | 0 | 0 | 0 | 0 | 47399.2611 | 167173.095 | 574790 | 0 | 0 | 0 | 0 | 83051.4577 | 0 | 0 | 0 | 0 | 0 | 0 | 0 | 2072400.1333 | 0 | 0 | 0 | 0 | 0 | 0 | 0 | 0 | 0 | 0 | 0 | -83051.4577 | 0 | 0 | 0 | 0 | 0 | 0 | 0 | 0 | 0 | -277166.1862 | 0 | 0 | 0 | 0 | 0 | 0 | 0 | 0
2016-07-01 02:00 | 0 | 0 | 0 | 0 | 503377.3761 | 49989.3759 | 549953 | 0 | 0 | 0 | 0 | 0 | 0 | 0 | 0 | 0 | 0 | 0 | 0 | 2158865.343 | 0 | 0 | 0 | 0 | 0 | 0 | 0 | 0 | 0 | 0 | 0 | -83051.4577 | 0 | 0 | 0 | 0 | 0 | 0 | 0 | 0 | 0 | 86465.2097 | 0 | 0 | 0 | 0 | 0 | 0 | 0 | 0
2016-07-01 03:00 | 0 | 0 | 0 | 0 | 525093.1827 | 2.4569 | 515518 | 0 | 0 | 0 | 0 | 83051.4577 | 0 | 0 | 0 | 0 | 0 | 0 | 0 | 2085391.5249 | 0 | 0 | 0 | 0 | 0 | 0 | 0 | 0 | 0 | 0 | 0 | 83051.4577 | 0 | 0 | 0 | 0 | 0 | 0 | 0 | 0 | 0 | -73473.8181 | 0 | 0 | 0 | 0 | 0 | 0 | 0 | 0
2016-07-01 04:00 | 0 | 0 | 0 | 0 | 490409.1781 | 0 | 480417 | 0 | 0 | 0 | 0 | 0 | 0 | 0 | 0 | 0 | 0 | 0 | 0 | 2178435.1607 | 0 | 0 | 0 | 0 | 0 | 0 | 0 | 0 | 0 | 0 | 0 | -83051.4577 | 0 | 0 | 0 | 0 | 0 | 0 | 0 | 0 | 0 | 93043.6358 | 0 | 0 | 0 | 0 | 0 | 0 | 0 | 0
2016-07-01 05:00 | 0 | 0 | 0 | 0 | 454668.584 | 0 | 450190 | 0 | 0 | 0 | 0 | 83051.4577 | 0 | 0 | 0 | 0 | 0 | 0 | 0 | 2099862.287 | 0 | 0 | 0 | 0 | 0 | 0 | 0 | 0 | 0 | 0 | 0 | 83051.4577 | 0 | 0 | 0 | 0 | 0 | 0 | 0 | 0 | 0 | -78572.8737 | 0 | 0 | 0 | 0 | 0 | 0 | 0 | 0
2016-07-01 06:00 | 0 | 0 | 0 | 0 | 416741.4923 | 0 | 426366 | 0 | 0 | 0 | 0 | 166102.9154 | 0 | 0 | 0 | 0 | 0 | 0 | 0 | 2007186.3217 | 0 | 0 | 0 | 0 | 0 | 0 | 0 | 0 | 0 | 0 | 0 | 83051.4577 | 0 | 0 | 0 | 0 | 0 | 0 | 0 | 0 | 0 | -92675.9654 | 0 | 0 | 0 | 0 | 0 | 0 | 0 | 0
2016-07-01 07:00 | 0 | 0 | 0 | 0 | 215098.2715 | 0 | 409213 | 0 | 0 | 0 | 0 | 249154.3731 | 0 | 0 | 0 | 0 | 0 | 0 | 0 | 1730020.1355 | 0 | 0 | 0 | 0 | 0 | 0 | 0 | 0 | 0 | 0 | 0 | 83051.4577 | 0 | 0 | 0 | 0 | 0 | 0 | 0 | 0 | 0 | -277166.1862 | 0 | 0 | 0 | 0 | 0 | 0 | 0 | 0
2016-07-01 08:00 | 0 | 0 | 0 | 0 | 360059.6403 | 0 | 400250 | 0 | 0 | 0 | 0 | 166102.9154 | 0 | 0 | 0 | 0 | 0 | 0 | 0 | 1772881.2335 | 0 | 0 | 0 | 0 | 0 | 0 | 0 | 0 | 0 | 0 | 0 | -83051.4577 | 0 | 0 | 0 | 0 | 0 | 0 | 0 | 0 | 0 | 42861.098 | 0 | 0 | 0 | 0 | 0 | 0 | 0 | 0
2016-07-01 09:00 | 0 | 0 | 0 | 0 | 331853.0879 | 0 | 401487 | 0 | 0 | 0 | 0 | 249154.3731 | 0 | 0 | 0 | 0 | 0 | 0 | 0 | 1620195.8638 | 0 | 0 | 0 | 0 | 0 | 0 | 0 | 0 | 0 | 0 | 0 | 83051.4577 | 0 | 0 | 0 | 0 | 0 | 0 | 0 | 0 | 0 | -152685.3698 | 0 | 0 | 0 | 0 | 0 | 0 | 0 | 0
2016-07-01 10:00 | 0 | 0 | 0 | 0 | 300441.6514 | 0 | 412287 | 0 | 0 | 0 | 0 | 166102.9154 | 0 | 0 | 0 | 0 | 0 | 0 | 0 | 1591401.9729 | 0 | 0 | 0 | 0 | 0 | 0 | 0 | 0 | 0 | 0 | 0 | -83051.4577 | 0 | 0 | 0 | 0 | 0 | 0 | 0 | 0 | 0 | -28793.8909 | 0 | 0 | 0 | 0 | 0 | 0 | 0 | 0
2016-07-01 11:00 | 0 | 0 | 0 | 0 | 68528.3561 | 0 | 428746 | 0 | 0 | 0 | 0 | 83051.4577 | 0 | 0 | 0 | 0 | 0 | 0 | 0 | 1314235.7867 | 0 | 0 | 0 | 0 | 0 | 0 | 0 | 0 | 0 | 0 | 0 | -83051.4577 | 0 | 0 | 0 | 0 | 0 | 0 | 0 | 0 | 0 | -277166.1862 | 0 | 0 | 0 | 0 | 0 | 0 | 0 | 0
2016-07-01 12:00 | 0 | 0 | 0 | 0 | 147976.6126 | 72121.3507 | 450070 | 0 | 0 | 0 | 0 | 130245.6071 | 0 | 0 | 0 | 0 | 0 | 0 | 0 | 1037069.6006 | 0 | 0 | 0 | 0 | 0 | 0 | 0 | 0 | 0 | 0 | 0 | 47194.1494 | 0 | 0 | 0 | 0 | 0 | 0 | 0 | 0 | 0 | -277166.1862 | 0 | 0 | 0 | 0 | 0 | 0 | 0 | 0
2016-07-01 13:00 | 0 | 0 | 0 | 0 | 172215.7201 | 303037.8977 | 478324 | 0 | 0 | 0 | 0 | 47194.1494 | 0 | 0 | 0 | 0 | 0 | 0 | 0 | 1117050.6761 | 0 | 0 | 0 | 0 | 0 | 0 | 0 | 0 | 0 | 0 | 0 | -83051.4577 | 0 | 0 | 0 | 0 | 0 | 0 | 0 | 0 | 0 | 79981.0755 | 0 | 0 | 0 | 0 | 0 | 0 | 0 | 0
2016-07-01 14:00 | 0 | 0 | 0 | 0 | 183433.4789 | 510003.7791 | 508012 | 0 | 0 | 0 | 0 | 130245.6071 | 0 | 0 | 0 | 0 | 0 | 0 | 0 | 1186651.391 | 0 | 32773.0854 | 0 | 0 | 0 | 0 | 0 | 0 | 0 | 0 | 0 | 83051.4577 | 0 | 0 | 0 | 0 | 0 | 0 | 0 | 0 | 0 | 69600.7149 | 0 | 32773.0854 | 0 | 0 | 0 | 0 | 0 | 0
2016-07-01 15:00 | 0 | 0 | 0 | 0 | 162995.0985 | 629020.9283 | 535615 | 0 | 0 | 0 | 0 | 213297.0649 | 0 | 0 | 0 | 0 | 0 | 0 | 0 | 1352247.142 | 0 | 40526.9035 | 0 | 0 | 0 | 0 | 0 | 0 | 0 | 0 | 0 | 83051.4577 | 0 | 0 | 0 | 0 | 0 | 0 | 0 | 0 | 0 | 165595.751 | 0 | 7753.8181 | 0 | 0 | 0 | 0 | 0 | 0
2016-07-01 16:00 | 0 | 0 | 0 | 0 | 144886.8755 | 679972.8913 | 559186 | 0 | 0 | 0 | 0 | 201804.6455 | 0 | 0 | 0 | 0 | 0 | 0 | 0 | 1629413.3281 | 0 | 40526.9035 | 0 | 0 | 0 | 0 | 0 | 0 | 0 | 0 | 0 | -11492.4194 | 0 | 0 | 0 | 0 | 0 | 0 | 0 | 0 | 0 | 277166.1862 | 0 | 0 | 0 | 0 | 0 | 0 | 0 | 0
2016-07-01 17:00 | 0 | 0 | 0 | 0 | 0 | 698466.1285 | 579245 | 0 | 0 | 0 | 0 | 284856.1032 | 0 | 0 | 0 | 0 | 0 | 0 | 0 | 1665582.999 | 0 | 40526.9035 | 0 | 0 | 0 | 0 | 0 | 0 | 0 | 0 | 0 | 83051.4577 | 0 | 0 | 0 | 0 | 0 | 0 | 0 | 0 | 0 | 36169.6708 | 0 | 0 | 0 | 0 | 0 | 0 | 0 | 0
2016-07-01 18:00 | 0 | 0 | 0 | 0 | 141166.6814 | 688080.4777 | 595305 | 0 | 0 | 0 | 0 | 241632.0761 | 0 | 0 | 0 | 0 | 0 | 0 | 0 | 1942749.1851 | 0 | 40526.9035 | 0 | 0 | 0 | 0 | 0 | 0 | 0 | 0 | 0 | -43224.027 | 0 | 0 | 0 | 0 | 0 | 0 | 0 | 0 | 0 | 277166.1862 | 0 | 0 | 0 | 0 | 0 | 0 | 0 | 0
2016-07-01 19:00 | 0 | 0 | 0 | 0 | 0 | 663345.8728 | 605699 | 0 | 0 | 0 | 0 | 158580.6184 | 0 | 0 | 0 | 0 | 0 | 0 | 0 | 2083447.5157 | 0 | 40526.9035 | 0 | 0 | 0 | 0 | 0 | 0 | 0 | 0 | 0 | -83051.4577 | 0 | 0 | 0 | 0 | 0 | 0 | 0 | 0 | 0 | 140698.3305 | 0 | 0 | 0 | 0 | 0 | 0 | 0 | 0
2016-07-01 20:00 | 0 | 0 | 0 | 0 | 154702.9873 | 626552.5407 | 611337 | 0 | 0 | 0 | 0 | 241632.0761 | 0 | 0 | 0 | 0 | 0 | 0 | 0 | 2170314.586 | 0 | 40526.9035 | 0 | 0 | 0 | 0 | 0 | 0 | 0 | 0 | 0 | 83051.4577 | 0 | 0 | 0 | 0 | 0 | 0 | 0 | 0 | 0 | 86867.0703 | 0 | 0 | 0 | 0 | 0 | 0 | 0 | 0
2016-07-01 21:00 | 0 | 0 | 0 | 0 | 0 | 566587.4308 | 611951 | 0 | 0 | 0 | 0 | 166102.9154 | 0 | 0 | 0 | 0 | 0 | 0 | 0 | 2233253.2629 | 0 | 7753.8181 | 0 | 0 | 0 | 0 | 0 | 0 | 0 | 0 | 0 | -75529.1607 | 0 | 0 | 0 | 0 | 0 | 0 | 0 | 0 | 0 | 62938.6769 | 0 | -32773.0854 | 0 | 0 | 0 | 0 | 0 | 0
2016-07-01 22:00 | 0 | 0 | 0 | 0 | 0 | 499850.2015 | 605031 | 0 | 0 | 0 | 0 | 249154.3731 | 0 | 0 | 0 | 0 | 0 | 0 | 0 | 2052774.8248 | 0 | 0 | 0 | 0 | 0 | 0 | 0 | 0 | 0 | 0 | 0 | 83051.4577 | 0 | 0 | 0 | 0 | 0 | 0 | 0 | 0 | 0 | -180478.4381 | 0 | -7753.8181 | 0 | 0 | 0 | 0 | 0 | 0
2016-07-01 23:00 | 0 | 0 | 0 | 0 | 195128.0751 | 412735.0593 | 590638 | 0 | 0 | 0 | 0 | 166102.9154 | 0 | 0 | 0 | 0 | 0 | 0 | 0 | 2153051.4169 | 0 | 0 | 0 | 0 | 0 | 0 | 0 | 0 | 0 | 0 | 0 | -83051.4577 | 0 | 0 | 0 | 0 | 0 | 0 | 0 | 0 | 0 | 100276.5921 | 0 | 0 | 0 | 0 | 0 | 0 | 0 | 0
2016-07-02 | 0 | 0 | 0 | 0 | 71202.5178 | 306394.7537 | 571712 | 0 | 0 | 0 | 0 | 249154.3731 | 0 | 0 | 0 | 0 | 0 | 0 | 0 | 1875885.2307 | 0 | 0 | 0 | 0 | 0 | 0 | 0 | 0 | 0 | 0 | 0 | 83051.4577 | 0 | 0 | 0 | 0 | 0 | 0 | 0 | 0 | 0 | -277166.1862 | 0 | 0 | 0 | 0 | 0 | 0 | 0 | 0
2016-07-02 01:00 | 0 | 0 | 0 | 0 | 281409.4432 | 176852.9864 | 554807 | 0 | 0 | 0 | 0 | 166102.9154 | 0 | 0 | 0 | 0 | 0 | 0 | 0 | 1862392.1181 | 0 | 0 | 0 | 0 | 0 | 0 | 0 | 0 | 0 | 0 | 0 | -83051.4577 | 0 | 0 | 0 | 0 | 0 | 0 | 0 | 0 | 0 | -13493.1126 | 0 | 0 | 0 | 0 | 0 | 0 | 0 | 0
2016-07-02 02:00 | 0 | 0 | 0 | 0 | 132297.0452 | 38813.3109 | 531328 | 0 | 0 | 0 | 0 | 83051.4577 | 0 | 0 | 0 | 0 | 0 | 0 | 0 | 1585225.9319 | 0 | 0 | 0 | 0 | 0 | 0 | 0 | 0 | 0 | 0 | 0 | -83051.4577 | 0 | 0 | 0 | 0 | 0 | 0 | 0 | 0 | 0 | -277166.1862 | 0 | 0 | 0 | 0 | 0 | 0 | 0 | 0
2016-07-02 03:00 | 0 | 0 | 0 | 0 | 391410.443 | 2.0579 | 499376 | 0 | 0 | 0 | 0 | 0 | 0 | 0 | 0 | 0 | 0 | 0 | 0 | 1560313.8906 | 0 | 0 | 0 | 0 | 0 | 0 | 0 | 0 | 0 | 0 | 0 | -83051.4577 | 0 | 0 | 0 | 0 | 0 | 0 | 0 | 0 | 0 | -24912.0414 | 0 | 0 | 0 | 0 | 0 | 0 | 0 | 0
2016-07-02 04:00 | 0 | 0 | 0 | 0 | 379534.3396 | 0 | 466635 | 0 | 0 | 0 | 0 | 83051.4577 | 0 | 0 | 0 | 0 | 0 | 0 | 0 | 1390161.7725 | 0 | 0 | 0 | 0 | 0 | 0 | 0 | 0 | 0 | 0 | 0 | 83051.4577 | 0 | 0 | 0 | 0 | 0 | 0 | 0 | 0 | 0 | -170152.1181 | 0 | 0 | 0 | 0 | 0 | 0 | 0 | 0
2016-07-02 05:00 | 0 | 0 | 0 | 0 | 358189.5405 | 0 | 439718 | 0 | 0 | 0 | 0 | 83051.4577 | 0 | 0 | 0 | 0 | 0 | 0 | 0 | 1308633.313 | 0 | 0 | 0 | 0 | 0 | 0 | 0 | 0 | 0 | 0 | 0 | 0 | 0 | 0 | 0 | 0 | 0 | 0 | 0 | 0 | 0 | -81528.4595 | 0 | 0 | 0 | 0 | 0 | 0 | 0 | 0
2016-07-02 06:00 | 0 | 0 | 0 | 0 | 222851.2715 | 0 | 416966 | 0 | 0 | 0 | 0 | 166102.9154 | 0 | 0 | 0 | 0 | 0 | 0 | 0 | 1031467.1268 | 0 | 0 | 0 | 0 | 0 | 0 | 0 | 0 | 0 | 0 | 0 | 83051.4577 | 0 | 0 | 0 | 0 | 0 | 0 | 0 | 0 | 0 | -277166.1862 | 0 | 0 | 0 | 0 | 0 | 0 | 0 | 0
2016-07-02 07:00 | 0 | 0 | 0 | 0 | 314501.9352 | 0 | 399240 | 0 | 0 | 0 | 0 | 83051.4577 | 0 | 0 | 0 | 0 | 0 | 0 | 0 | 1029780.5197 | 0 | 0 | 0 | 0 | 0 | 0 | 0 | 0 | 0 | 0 | 0 | -83051.4577 | 0 | 0 | 0 | 0 | 0 | 0 | 0 | 0 | 0 | -1686.6071 | 0 | 0 | 0 | 0 | 0 | 0 | 0 | 0
2016-07-02 08:00 | 0 | 0 | 0 | 0 | 295472.1457 | 0 | 387170 | 0 | 0 | 0 | 0 | 166102.9154 | 0 | 0 | 0 | 0 | 0 | 0 | 0 | 855031.2077 | 0 | 0 | 0 | 0 | 0 | 0 | 0 | 0 | 0 | 0 | 0 | 83051.4577 | 0 | 0 | 0 | 0 | 0 | 0 | 0 | 0 | 0 | -174749.312 | 0 | 0 | 0 | 0 | 0 | 0 | 0 | 0
2016-07-02 09:00 | 0 | 0 | 0 | 0 | 274108.4611 | 0 | 380581 | 0 | 0 | 0 | 0 | 83051.4577 | 0 | 0 | 0 | 0 | 0 | 0 | 0 | 831610.1265 | 0 | 0 | 0 | 0 | 0 | 0 | 0 | 0 | 0 | 0 | 0 | -83051.4577 | 0 | 0 | 0 | 0 | 0 | 0 | 0 | 0 | 0 | -23421.0812 | 0 | 0 | 0 | 0 | 0 | 0 | 0 | 0
2016-07-02 10:00 | 0 | 0 | 0 | 0 | 255966.9952 | 0 | 378094 | 0 | 0 | 0 | 0 | 166102.9154 | 0 | 0 | 0 | 0 | 0 | 0 | 0 | 626431.664 | 0 | 0 | 0 | 0 | 0 | 0 | 0 | 0 | 0 | 0 | 0 | 83051.4577 | 0 | 0 | 0 | 0 | 0 | 0 | 0 | 0 | 0 | -205178.4625 | 0 | 0 | 0 | 0 | 0 | 0 | 0 | 0
2016-07-02 11:00 | 0 | 0 | 0 | 0 | 222842.1967 | 5.9217 | 383661 | 0 | 0 | 0 | 0 | 83051.4577 | 0 | 0 | 0 | 0 | 0 | 0 | 0 | 548670.2402 | 0 | 0 | 0 | 0 | 0 | 0 | 0 | 0 | 0 | 0 | 0 | -83051.4577 | 0 | 0 | 0 | 0 | 0 | 0 | 0 | 0 | 0 | -77761.4239 | 0 | 0 | 0 | 0 | 0 | 0 | 0 | 0
2016-07-02 12:00 | 0 | 0 | 0 | 0 | 0 | 103013.9808 | 400616 | 0 | 0 | 0 | 0 | 0 | 0 | 0 | 0 | 0 | 0 | 0 | 0 | 334119.6787 | 0 | 0 | 0 | 0 | 0 | 0 | 0 | 0 | 0 | 0 | 0 | -83051.4577 | 0 | 0 | 0 | 0 | 0 | 0 | 0 | 0 | 0 | -214550.5615 | 0 | 0 | 0 | 0 | 0 | 0 | 0 | 0
2016-07-02 13:00 | 0 | 0 | 0 | 0 | 174199.7677 | 398479.6247 | 426470 | 0 | 0 | 0 | 0 | 83051.4577 | 0 | 0 | 0 | 0 | 0 | 0 | 0 | 364504.528 | 0 | 32773.0854 | 0 | 0 | 0 | 0 | 0 | 0 | 0 | 0 | 0 | 83051.4577 | 0 | 0 | 0 | 0 | 0 | 0 | 0 | 0 | 0 | 30384.8493 | 0 | 32773.0854 | 0 | 0 | 0 | 0 | 0 | 0
2016-07-02 14:00 | 0 | 0 | 0 | 0 | 0 | 616662.6301 | 455527 | 0 | 0 | 0 | 0 | 29226.0258 | 0 | 0 | 0 | 0 | 0 | 0 | 0 | 612238.6754 | 0 | 0 | 0 | 0 | 0 | 0 | 0 | 0 | 0 | 0 | 0 | -53825.4319 | 0 | 0 | 0 | 0 | 0 | 0 | 0 | 0 | 0 | 247734.1474 | 0 | -32773.0854 | 0 | 0 | 0 | 0 | 0 | 0
2016-07-02 15:00 | 0 | 0 | 0 | 0 | 0 | 731035.1603 | 483095 | 0 | 0 | 0 | 0 | 0 | 0 | 0 | 0 | 0 | 0 | 0 | 0 | 889404.8615 | 0 | 0 | 0 | 0 | 0 | 0 | 0 | 0 | 0 | 0 | 0 | -29226.0258 | 0 | 0 | 0 | 0 | 0 | 0 | 0 | 0 | 0 | 277166.1862 | 0 | 0 | 0 | 0 | 0 | 0 | 0 | 0
2016-07-02 16:00 | 0 | 0 | 0 | 0 | 0 | 772368.7565 | 505288 | 0 | 0 | 0 | 0 | 83051.4577 | 0 | 0 | 0 | 0 | 0 | 0 | 0 | 1073434.1603 | 0 | 0 | 0 | 0 | 0 | 0 | 0 | 0 | 0 | 0 | 0 | 83051.4577 | 0 | 0 | 0 | 0 | 0 | 0 | 0 | 0 | 0 | 184029.2988 | 0 | 0 | 0 | 0 | 0 | 0 | 0 | 0
2016-07-02 17:00 | 0 | 0 | 0 | 0 | 0 | 778134.1544 | 521550 | 0 | 0 | 0 | 0 | 62469.4259 | 0 | 0 | 0 | 0 | 0 | 0 | 0 | 1350600.3465 | 0 | 0 | 0 | 0 | 0 | 0 | 0 | 0 | 0 | 0 | 0 | -20582.0318 | 0 | 0 | 0 | 0 | 0 | 0 | 0 | 0 | 0 | 277166.1862 | 0 | 0 | 0 | 0 | 0 | 0 | 0 | 0
2016-07-02 18:00 | 0 | 0 | 0 | 0 | 0 | 765816.6581 | 534147 | 0 | 0 | 0 | 0 | 16972.8978 | 0 | 0 | 0 | 0 | 0 | 0 | 0 | 1627766.5327 | 0 | 0 | 0 | 0 | 0 | 0 | 0 | 0 | 0 | 0 | 0 | -45496.5281 | 0 | 0 | 0 | 0 | 0 | 0 | 0 | 0 | 0 | 277166.1862 | 0 | 0 | 0 | 0 | 0 | 0 | 0 | 0
2016-07-02 19:00 | 0 | 0 | 0 | 0 | 0 | 748426.8022 | 543318 | 0 | 0 | 0 | 0 | 100024.3555 | 0 | 0 | 0 | 0 | 0 | 0 | 0 | 1749823.8771 | 0 | 0 | 0 | 0 | 0 | 0 | 0 | 0 | 0 | 0 | 0 | 83051.4577 | 0 | 0 | 0 | 0 | 0 | 0 | 0 | 0 | 0 | 122057.3445 | 0 | 0 | 0 | 0 | 0 | 0 | 0 | 0
2016-07-02 20:00 | 0 | 0 | 0 | 0 | 18020.211 | 726623.5175 | 550529 | 0 | 0 | 0 | 0 | 16972.8978 | 0 | 0 | 0 | 0 | 0 | 0 | 0 | 2026990.0633 | 0 | 0 | 0 | 0 | 0 | 0 | 0 | 0 | 0 | 0 | 0 | -83051.4577 | 0 | 0 | 0 | 0 | 0 | 0 | 0 | 0 | 0 | 277166.1862 | 0 | 0 | 0 | 0 | 0 | 0 | 0 | 0
2016-07-02 21:00 | 0 | 0 | 0 | 0 | 167513.8087 | 690326.9944 | 553668 | 0 | 0 | 0 | 0 | 100024.3555 | 0 | 0 | 0 | 0 | 0 | 0 | 0 | 2248111.4088 | 0 | 0 | 0 | 0 | 0 | 0 | 0 | 0 | 0 | 0 | 0 | 83051.4577 | 0 | 0 | 0 | 0 | 0 | 0 | 0 | 0 | 0 | 221121.3455 | 0 | 0 | 0 | 0 | 0 | 0 | 0 | 0
2016-07-02 22:00 | 0 | 0 | 0 | 0 | 180508.3579 | 644516.6211 | 551163 | 0 | 0 | 0 | 0 | 183075.8133 | 0 | 0 | 0 | 0 | 0 | 0 | 0 | 2438921.9301 | 0 | 0 | 0 | 0 | 0 | 0 | 0 | 0 | 0 | 0 | 0 | 83051.4577 | 0 | 0 | 0 | 0 | 0 | 0 | 0 | 0 | 0 | 190810.5213 | 0 | 0 | 0 | 0 | 0 | 0 | 0 | 0
2016-07-02 23:00 | 0 | 0 | 0 | 0 | 0 | 567337.336 | 541555 | 0 | 0 | 0 | 0 | 100024.3555 | 0 | 0 | 0 | 0 | 0 | 0 | 0 | 2547755.7238 | 0 | 0 | 0 | 0 | 0 | 0 | 0 | 0 | 0 | 0 | 0 | -83051.4577 | 0 | 0 | 0 | 0 | 0 | 0 | 0 | 0 | 0 | 108833.7938 | 0 | 0 | 0 | 0 | 0 | 0 | 0 | 0
2016-07-03 | 0 | 0 | 0 | 0 | 0 | 451896.1892 | 529567 | 0 | 0 | 0 | 0 | 16972.8978 | 0 | 0 | 0 | 0 | 0 | 0 | 0 | 2553136.3707 | 0 | 0 | 0 | 0 | 0 | 0 | 0 | 0 | 0 | 0 | 0 | -83051.4577 | 0 | 0 | 0 | 0 | 0 | 0 | 0 | 0 | 0 | 5380.6469 | 0 | 0 | 0 | 0 | 0 | 0 | 0 | 0
2016-07-03 01:00 | 0 | 0 | 0 | 0 | 53396.9392 | 271970.3323 | 519482 | 0 | 0 | 0 | 0 | 100024.3555 | 0 | 0 | 0 | 0 | 0 | 0 | 0 | 2275970.1846 | 0 | 0 | 0 | 0 | 0 | 0 | 0 | 0 | 0 | 0 | 0 | 83051.4577 | 0 | 0 | 0 | 0 | 0 | 0 | 0 | 0 | 0 | -277166.1862 | 0 | 0 | 0 | 0 | 0 | 0 | 0 | 0
2016-07-03 02:00 | 0 | 0 | 0 | 0 | 433207.0599 | 41300.0358 | 501337 | 0 | 0 | 0 | 0 | 166102.9154 | 0 | 0 | 0 | 0 | 0 | 0 | 0 | 2183061.7204 | 0 | 0 | 0 | 0 | 0 | 0 | 0 | 0 | 0 | 0 | 0 | 66078.5599 | 0 | 0 | 0 | 0 | 0 | 0 | 0 | 0 | 0 | -92908.4641 | 0 | 0 | 0 | 0 | 0 | 0 | 0 | 0
2016-07-03 03:00 | 0 | 0 | 0 | 0 | 114822.6657 | 1.6904 | 475042 | 0 | 0 | 0 | 0 | 83051.4577 | 0 | 0 | 0 | 0 | 0 | 0 | 0 | 1905895.5343 | 0 | 0 | 0 | 0 | 0 | 0 | 0 | 0 | 0 | 0 | 0 | -83051.4577 | 0 | 0 | 0 | 0 | 0 | 0 | 0 | 0 | 0 | -277166.1862 | 0 | 0 | 0 | 0 | 0 | 0 | 0 | 0
2016-07-03 04:00 | 0 | 0 | 0 | 0 | 451210.6136 | 0 | 447642 | 0 | 0 | 0 | 0 | 166102.9154 | 0 | 0 | 0 | 0 | 0 | 0 | 0 | 1826412.6901 | 0 | 0 | 0 | 0 | 0 | 0 | 0 | 0 | 0 | 0 | 0 | 83051.4577 | 0 | 0 | 0 | 0 | 0 | 0 | 0 | 0 | 0 | -79482.8441 | 0 | 0 | 0 | 0 | 0 | 0 | 0 | 0
2016-07-03 05:00 | 0 | 0 | 0 | 0 | 63434.3561 | 0 | 423652 | 0 | 0 | 0 | 0 | 83051.4577 | 0 | 0 | 0 | 0 | 0 | 0 | 0 | 1549246.504 | 0 | 0 | 0 | 0 | 0 | 0 | 0 | 0 | 0 | 0 | 0 | -83051.4577 | 0 | 0 | 0 | 0 | 0 | 0 | 0 | 0 | 0 | -277166.1862 | 0 | 0 | 0 | 0 | 0 | 0 | 0 | 0
2016-07-03 06:00 | 0 | 0 | 0 | 0 | 444319.7976 | 0 | 404833 | 0 | 0 | 0 | 0 | 166102.9154 | 0 | 0 | 0 | 0 | 0 | 0 | 0 | 1505681.8439 | 0 | 0 | 0 | 0 | 0 | 0 | 0 | 0 | 0 | 0 | 0 | 83051.4577 | 0 | 0 | 0 | 0 | 0 | 0 | 0 | 0 | 0 | -43564.6601 | 0 | 0 | 0 | 0 | 0 | 0 | 0 | 0
2016-07-03 07:00 | 0 | 0 | 0 | 0 | 28997.3561 | 0 | 389215 | 0 | 0 | 0 | 0 | 83051.4577 | 0 | 0 | 0 | 0 | 0 | 0 | 0 | 1228515.6577 | 0 | 0 | 0 | 0 | 0 | 0 | 0 | 0 | 0 | 0 | 0 | -83051.4577 | 0 | 0 | 0 | 0 | 0 | 0 | 0 | 0 | 0 | -277166.1862 | 0 | 0 | 0 | 0 | 0 | 0 | 0 | 0
2016-07-03 08:00 | 0 | 0 | 0 | 0 | 17928.3561 | 0 | 378146 | 0 | 0 | 0 | 0 | 0 | 0 | 0 | 0 | 0 | 0 | 0 | 0 | 951349.4715 | 0 | 0 | 0 | 0 | 0 | 0 | 0 | 0 | 0 | 0 | 0 | -83051.4577 | 0 | 0 | 0 | 0 | 0 | 0 | 0 | 0 | 0 | -277166.1862 | 0 | 0 | 0 | 0 | 0 | 0 | 0 | 0
2016-07-03 09:00 | 0 | 0 | 0 | 0 | 404638.0334 | 0 | 372341 | 0 | 0 | 0 | 0 | 83051.4577 | 0 | 0 | 0 | 0 | 0 | 0 | 0 | 900595.0472 | 0 | 0 | 0 | 0 | 0 | 0 | 0 | 0 | 0 | 0 | 0 | 83051.4577 | 0 | 0 | 0 | 0 | 0 | 0 | 0 | 0 | 0 | -50754.4243 | 0 | 0 | 0 | 0 | 0 | 0 | 0 | 0
2016-07-03 10:00 | 0 | 0 | 0 | 0 | 8672.3561 | 0 | 368890 | 0 | 0 | 0 | 0 | 0 | 0 | 0 | 0 | 0 | 0 | 0 | 0 | 623428.8611 | 0 | 0 | 0 | 0 | 0 | 0 | 0 | 0 | 0 | 0 | 0 | -83051.4577 | 0 | 0 | 0 | 0 | 0 | 0 | 0 | 0 | 0 | -277166.1862 | 0 | 0 | 0 | 0 | 0 | 0 | 0 | 0
2016-07-03 11:00 | 0 | 0 | 0 | 0 | 306242.6698 | 4.0528 | 371706 | 0 | 0 | 0 | 0 | 83051.4577 | 0 | 0 | 0 | 0 | 0 | 0 | 0 | 474918.1259 | 0 | 0 | 0 | 0 | 0 | 0 | 0 | 0 | 0 | 0 | 0 | 83051.4577 | 0 | 0 | 0 | 0 | 0 | 0 | 0 | 0 | 0 | -148510.7352 | 0 | 0 | 0 | 0 | 0 | 0 | 0 | 0
2016-07-03 12:00 | 0 | 0 | 0 | 0 | 0 | 139484.7924 | 386611 | 0 | 0 | 0 | 0 | 0 | 0 | 0 | 0 | 0 | 0 | 0 | 0 | 310843.376 | 0 | 0 | 0 | 0 | 0 | 0 | 0 | 0 | 0 | 0 | 0 | -83051.4577 | 0 | 0 | 0 | 0 | 0 | 0 | 0 | 0 | 0 | -164074.7499 | 0 | 0 | 0 | 0 | 0 | 0 | 0 | 0
2016-07-03 13:00 | 0 | 0 | 0 | 0 | 179066.5801 | 509644.6061 | 411545 | 0 | 0 | 0 | 0 | 0 | 0 | 0 | 0 | 0 | 0 | 0 | 0 | 588009.5622 | 0 | 0 | 0 | 0 | 0 | 0 | 0 | 0 | 0 | 0 | 0 | 0 | 0 | 0 | 0 | 0 | 0 | 0 | 0 | 0 | 0 | 277166.1862 | 0 | 0 | 0 | 0 | 0 | 0 | 0 | 0
2016-07-03 14:00 | 0 | 0 | 0 | 0 | 11287.9351 | 705187.2511 | 439309 | 0 | 0 | 0 | 0 | 0 | 0 | 0 | 0 | 0 | 0 | 0 | 0 | 865175.7484 | 0 | 0 | 0 | 0 | 0 | 0 | 0 | 0 | 0 | 0 | 0 | 0 | 0 | 0 | 0 | 0 | 0 | 0 | 0 | 0 | 0 | 277166.1862 | 0 | 0 | 0 | 0 | 0 | 0 | 0 | 0
2016-07-03 15:00 | 0 | 0 | 0 | 0 | 0 | 805196.9017 | 464843 | 0 | 0 | 0 | 0 | 63187.7156 | 0 | 0 | 0 | 0 | 0 | 0 | 0 | 1142341.9345 | 0 | 0 | 0 | 0 | 0 | 0 | 0 | 0 | 0 | 0 | 0 | 63187.7156 | 0 | 0 | 0 | 0 | 0 | 0 | 0 | 0 | 0 | 277166.1862 | 0 | 0 | 0 | 0 | 0 | 0 | 0 | 0
2016-07-03 16:00 | 0 | 0 | 0 | 0 | 741.1238 | 847941.52 | 488465 | 0 | 0 | 0 | 0 | 146239.1733 | 0 | 0 | 0 | 0 | 0 | 0 | 0 | 1419508.1207 | 0 | 0 | 0 | 0 | 0 | 0 | 0 | 0 | 0 | 0 | 0 | 83051.4577 | 0 | 0 | 0 | 0 | 0 | 0 | 0 | 0 | 0 | 277166.1862 | 0 | 0 | 0 | 0 | 0 | 0 | 0 | 0
2016-07-03 17:00 | 0 | 0 | 0 | 0 | 0 | 857013.6591 | 506543 | 0 | 0 | 0 | 0 | 219543.6462 | 0 | 0 | 0 | 0 | 0 | 0 | 0 | 1696674.3069 | 0 | 0 | 0 | 0 | 0 | 0 | 0 | 0 | 0 | 0 | 0 | 73304.4729 | 0 | 0 | 0 | 0 | 0 | 0 | 0 | 0 | 0 | 277166.1862 | 0 | 0 | 0 | 0 | 0 | 0 | 0 | 0
2016-07-03 18:00 | 0 | 0 | 0 | 0 | 0 | 847786.7489 | 520834 | 0 | 0 | 0 | 0 | 302595.1039 | 0 | 0 | 0 | 0 | 0 | 0 | 0 | 1940575.5981 | 0 | 0 | 0 | 0 | 0 | 0 | 0 | 0 | 0 | 0 | 0 | 83051.4577 | 0 | 0 | 0 | 0 | 0 | 0 | 0 | 0 | 0 | 243901.2912 | 0 | 0 | 0 | 0 | 0 | 0 | 0 | 0
2016-07-03 19:00 | 0 | 0 | 0 | 0 | 0 | 837636.7012 | 531090 | 0 | 0 | 0 | 0 | 331975.6189 | 0 | 0 | 0 | 0 | 0 | 0 | 0 | 2217741.7842 | 0 | 0 | 0 | 0 | 0 | 0 | 0 | 0 | 0 | 0 | 0 | 29380.5151 | 0 | 0 | 0 | 0 | 0 | 0 | 0 | 0 | 0 | 277166.1862 | 0 | 0 | 0 | 0 | 0 | 0 | 0 | 0
2016-07-03 20:00 | 0 | 0 | 0 | 0 | 0 | 832527.7941 | 538146 | 0 | 0 | 0 | 0 | 349191.2269 | 0 | 0 | 0 | 0 | 0 | 0 | 0 | 2494907.9704 | 0 | 0 | 0 | 0 | 0 | 0 | 0 | 0 | 0 | 0 | 0 | 17215.608 | 0 | 0 | 0 | 0 | 0 | 0 | 0 | 0 | 0 | 277166.1862 | 0 | 0 | 0 | 0 | 0 | 0 | 0 | 0
2016-07-03 21:00 | 0 | 0 | 0 | 0 | 0 | 821902.3321 | 542328 | 0 | 0 | 0 | 0 | 351599.3728 | 0 | 0 | 0 | 0 | 0 | 0 | 0 | 2772074.1566 | 0 | 0 | 0 | 0 | 0 | 0 | 0 | 0 | 0 | 0 | 0 | 2408.1459 | 0 | 0 | 0 | 0 | 0 | 0 | 0 | 0 | 0 | 277166.1862 | 0 | 0 | 0 | 0 | 0 | 0 | 0 | 0
2016-07-03 22:00 | 0 | 0 | 0 | 0 | 0 | 794318.0285 | 540729 | 0 | 0 | 0 | 0 | 376150.7058 | 0 | 0 | 0 | 0 | 0 | 0 | 0 | 3001111.852 | 0 | 0 | 0 | 0 | 0 | 0 | 0 | 0 | 0 | 0 | 0 | 24551.333 | 0 | 0 | 0 | 0 | 0 | 0 | 0 | 0 | 0 | 229037.6955 | 0 | 0 | 0 | 0 | 0 | 0 | 0 | 0
2016-07-03 23:00 | 0 | 0 | 0 | 0 | 0 | 724848.2154 | 532210 | 0 | 0 | 0 | 0 | 293099.2481 | 0 | 0 | 0 | 0 | 0 | 0 | 0 | 3276801.5252 | 0 | 0 | 0 | 0 | 0 | 0 | 0 | 0 | 0 | 0 | 0 | -83051.4577 | 0 | 0 | 0 | 0 | 0 | 0 | 0 | 0 | 0 | 275689.6731 | 0 | 0 | 0 | 0 | 0 | 0 | 0 | 0
2016-07-04 | 0 | 0 | 0 | 0 | 0 | 586233.2245 | 521496 | 0 | 0 | 0 | 0 | 210047.7904 | 0 | 0 | 0 | 0 | 0 | 0 | 0 | 3424590.2074 | 0 | 0 | 0 | 0 | 0 | 0 | 0 | 0 | 0 | 0 | 0 | -83051.4577 | 0 | 0 | 0 | 0 | 0 | 0 | 0 | 0 | 0 | 147788.6822 | 0 | 0 | 0 | 0 | 0 | 0 | 0 | 0
2016-07-04 01:00 | 0 | 0 | 0 | 0 | 0 | 341500.115 | 511466 | 0 | 0 | 0 | 0 | 126996.3327 | 0 | 0 | 0 | 0 | 0 | 0 | 0 | 3337675.78 | 0 | 0 | 0 | 0 | 0 | 0 | 0 | 0 | 0 | 0 | 0 | -83051.4577 | 0 | 0 | 0 | 0 | 0 | 0 | 0 | 0 | 0 | -86914.4273 | 0 | 0 | 0 | 0 | 0 | 0 | 0 | 0
2016-07-04 02:00 | 0 | 0 | 0 | 0 | 254603.0801 | 46708.1915 | 495426 | 0 | 0 | 0 | 0 | 210047.7904 | 0 | 0 | 0 | 0 | 0 | 0 | 0 | 3060509.5939 | 0 | 0 | 0 | 0 | 0 | 0 | 0 | 0 | 0 | 0 | 0 | 83051.4577 | 0 | 0 | 0 | 0 | 0 | 0 | 0 | 0 | 0 | -277166.1862 | 0 | 0 | 0 | 0 | 0 | 0 | 0 | 0
2016-07-04 03:00 | 0 | 0 | 0 | 0 | 111731.7943 | 2.5619 | 471952 | 0 | 0 | 0 | 0 | 126996.3327 | 0 | 0 | 0 | 0 | 0 | 0 | 0 | 2783343.4077 | 0 | 0 | 0 | 0 | 0 | 0 | 0 | 0 | 0 | 0 | 0 | -83051.4577 | 0 | 0 | 0 | 0 | 0 | 0 | 0 | 0 | 0 | -277166.1862 | 0 | 0 | 0 | 0 | 0 | 0 | 0 | 0
2016-07-04 04:00 | 0 | 0 | 0 | 0 | 412323.7795 | 0 | 444686 | 0 | 0 | 0 | 0 | 210047.7904 | 0 | 0 | 0 | 0 | 0 | 0 | 0 | 2667929.7295 | 0 | 0 | 0 | 0 | 0 | 0 | 0 | 0 | 0 | 0 | 0 | 83051.4577 | 0 | 0 | 0 | 0 | 0 | 0 | 0 | 0 | 0 | -115413.6782 | 0 | 0 | 0 | 0 | 0 | 0 | 0 | 0
2016-07-04 05:00 | 0 | 0 | 0 | 0 | 60732.3561 | 0 | 420950 | 0 | 0 | 0 | 0 | 126996.3327 | 0 | 0 | 0 | 0 | 0 | 0 | 0 | 2390763.5433 | 0 | 0 | 0 | 0 | 0 | 0 | 0 | 0 | 0 | 0 | 0 | -83051.4577 | 0 | 0 | 0 | 0 | 0 | 0 | 0 | 0 | 0 | -277166.1862 | 0 | 0 | 0 | 0 | 0 | 0 | 0 | 0
2016-07-04 06:00 | 0 | 0 | 0 | 0 | 360838.1645 | 0 | 400759 | 0 | 0 | 0 | 0 | 83051.4577 | 0 | 0 | 0 | 0 | 0 | 0 | 0 | 2394787.5828 | 0 | 0 | 0 | 0 | 0 | 0 | 0 | 0 | 0 | 0 | 0 | -43944.875 | 0 | 0 | 0 | 0 | 0 | 0 | 0 | 0 | 0 | 4024.0395 | 0 | 0 | 0 | 0 | 0 | 0 | 0 | 0
2016-07-04 07:00 | 0 | 0 | 0 | 0 | 354288.6152 | 0 | 385823 | 0 | 0 | 0 | 0 | 166102.9154 | 0 | 0 | 0 | 0 | 0 | 0 | 0 | 2262471.3842 | 0 | 17730.3561 | 0 | 0 | 0 | 0 | 0 | 0 | 0 | 0 | 0 | 83051.4577 | 0 | 0 | 0 | 0 | 0 | 0 | 0 | 0 | 0 | -132316.1987 | 0 | 17730.3561 | 0 | 0 | 0 | 0 | 0 | 0
2016-07-04 08:00 | 0 | 0 | 0 | 0 | 0 | 0 | 377948 | 0 | 0 | 0 | 0 | 83051.4577 | 0 | 0 | 0 | 0 | 0 | 0 | 0 | 1985305.198 | 0 | 0 | 0 | 0 | 0 | 0 | 0 | 0 | 0 | 0 | 0 | -83051.4577 | 0 | 0 | 0 | 0 | 0 | 0 | 0 | 0 | 0 | -277166.1862 | 0 | -17730.3561 | 0 | 0 | 0 | 0 | 0 | 0
2016-07-04 09:00 | 0 | 0 | 0 | 0 | 14805.3561 | 0 | 375023 | 0 | 0 | 0 | 0 | 0 | 0 | 0 | 0 | 0 | 0 | 0 | 0 | 1708139.0118 | 0 | 0 | 0 | 0 | 0 | 0 | 0 | 0 | 0 | 0 | 0 | -83051.4577 | 0 | 0 | 0 | 0 | 0 | 0 | 0 | 0 | 0 | -277166.1862 | 0 | 0 | 0 | 0 | 0 | 0 | 0 | 0
2016-07-04 10:00 | 0 | 0 | 0 | 0 | 349458.8026 | 0 | 373626 | 0 | 0 | 0 | 0 | 83051.4577 | 0 | 0 | 0 | 0 | 0 | 0 | 0 | 1600920.3567 | 0 | 0 | 0 | 0 | 0 | 0 | 0 | 0 | 0 | 0 | 0 | 83051.4577 | 0 | 0 | 0 | 0 | 0 | 0 | 0 | 0 | 0 | -107218.6552 | 0 | 0 | 0 | 0 | 0 | 0 | 0 | 0
2016-07-04 11:00 | 0 | 0 | 0 | 0 | 24189.7849 | 12.3893 | 376666 | 0 | 0 | 0 | 0 | 0 | 0 | 0 | 0 | 0 | 0 | 0 | 0 | 1323754.1705 | 0 | 7753.8181 | 0 | 0 | 0 | 0 | 0 | 0 | 0 | 0 | 0 | -83051.4577 | 0 | 0 | 0 | 0 | 0 | 0 | 0 | 0 | 0 | -277166.1862 | 0 | 7753.8181 | 0 | 0 | 0 | 0 | 0 | 0
2016-07-04 12:00 | 0 | 0 | 0 | 0 | 192267.2744 | 180496.2229 | 392312 | 0 | 0 | 0 | 0 | 0 | 0 | 0 | 0 | 0 | 0 | 0 | 0 | 1271432.5825 | 0 | 40526.9035 | 0 | 0 | 0 | 0 | 0 | 0 | 0 | 0 | 0 | 0 | 0 | 0 | 0 | 0 | 0 | 0 | 0 | 0 | 0 | -52321.5881 | 0 | 32773.0854 | 0 | 0 | 0 | 0 | 0 | 0
2016-07-04 13:00 | 0 | 0 | 0 | 0 | 104735.5224 | 558549.5784 | 418892 | 0 | 0 | 0 | 0 | 0 | 0 | 0 | 0 | 0 | 0 | 0 | 0 | 1548598.7686 | 0 | 7753.8181 | 0 | 0 | 0 | 0 | 0 | 0 | 0 | 0 | 0 | 0 | 0 | 0 | 0 | 0 | 0 | 0 | 0 | 0 | 0 | 277166.1862 | 0 | -32773.0854 | 0 | 0 | 0 | 0 | 0 | 0
2016-07-04 14:00 | 0 | 0 | 0 | 0 | 32511.2239 | 727693.0476 | 450265 | 0 | 0 | 0 | 0 | 0 | 0 | 0 | 0 | 0 | 0 | 0 | 0 | 1825764.9548 | 0 | 40526.9035 | 0 | 0 | 0 | 0 | 0 | 0 | 0 | 0 | 0 | 0 | 0 | 0 | 0 | 0 | 0 | 0 | 0 | 0 | 0 | 277166.1862 | 0 | 32773.0854 | 0 | 0 | 0 | 0 | 0 | 0
2016-07-04 15:00 | 0 | 0 | 0 | 0 | 0 | 814016.7824 | 479712 | 0 | 0 | 0 | 0 | 62123.9303 | 0 | 0 | 0 | 0 | 0 | 0 | 0 | 2102931.141 | 0 | 35541.5694 | 0 | 0 | 0 | 0 | 0 | 0 | 0 | 0 | 0 | 62123.9303 | 0 | 0 | 0 | 0 | 0 | 0 | 0 | 0 | 0 | 277166.1862 | 0 | -4985.3341 | 0 | 0 | 0 | 0 | 0 | 0
2016-07-04 16:00 | 0 | 0 | 0 | 0 | 0 | 870327.9779 | 505125 | 0 | 0 | 0 | 0 | 145175.388 | 0 | 0 | 0 | 0 | 0 | 0 | 0 | 2380097.3271 | 0 | 40526.9035 | 0 | 0 | 0 | 0 | 0 | 0 | 0 | 0 | 0 | 83051.4577 | 0 | 0 | 0 | 0 | 0 | 0 | 0 | 0 | 0 | 277166.1862 | 0 | 4985.3341 | 0 | 0 | 0 | 0 | 0 | 0
2016-07-04 17:00 | 0 | 0 | 0 | 0 | 0 | 875755.6184 | 524716 | 0 | 0 | 0 | 0 | 228226.8457 | 0 | 0 | 0 | 0 | 0 | 0 | 0 | 2648085.4879 | 0 | 40526.9035 | 0 | 0 | 0 | 0 | 0 | 0 | 0 | 0 | 0 | 83051.4577 | 0 | 0 | 0 | 0 | 0 | 0 | 0 | 0 | 0 | 267988.1607 | 0 | 0 | 0 | 0 | 0 | 0 | 0 | 0
2016-07-04 18:00 | 0 | 0 | 0 | 0 | 0 | 869529.8676 | 539792 | 0 | 0 | 0 | 0 | 280798.5272 | 0 | 0 | 0 | 0 | 0 | 0 | 0 | 2925251.674 | 0 | 40526.9035 | 0 | 0 | 0 | 0 | 0 | 0 | 0 | 0 | 0 | 52571.6815 | 0 | 0 | 0 | 0 | 0 | 0 | 0 | 0 | 0 | 277166.1862 | 0 | 0 | 0 | 0 | 0 | 0 | 0 | 0
2016-07-04 19:00 | 0 | 0 | 0 | 0 | 0 | 859573.8579 | 550802 | 0 | 0 | 0 | 0 | 312404.1989 | 0 | 0 | 0 | 0 | 0 | 0 | 0 | 3202417.8602 | 0 | 40526.9035 | 0 | 0 | 0 | 0 | 0 | 0 | 0 | 0 | 0 | 31605.6717 | 0 | 0 | 0 | 0 | 0 | 0 | 0 | 0 | 0 | 277166.1862 | 0 | 0 | 0 | 0 | 0 | 0 | 0 | 0
2016-07-04 20:00 | 0 | 0 | 0 | 0 | 0 | 855859.1717 | 559591 | 0 | 0 | 0 | 0 | 331506.1845 | 0 | 0 | 0 | 0 | 0 | 0 | 0 | 3479584.0464 | 0 | 40526.9035 | 0 | 0 | 0 | 0 | 0 | 0 | 0 | 0 | 0 | 19101.9856 | 0 | 0 | 0 | 0 | 0 | 0 | 0 | 0 | 0 | 277166.1862 | 0 | 0 | 0 | 0 | 0 | 0 | 0 | 0
2016-07-04 21:00 | 0 | 0 | 0 | 0 | 0 | 844280.717 | 564260 | 0 | 0 | 0 | 0 | 334360.7153 | 0 | 0 | 0 | 0 | 0 | 0 | 0 | 3756750.2325 | 0 | 40526.9035 | 0 | 0 | 0 | 0 | 0 | 0 | 0 | 0 | 0 | 2854.5308 | 0 | 0 | 0 | 0 | 0 | 0 | 0 | 0 | 0 | 277166.1862 | 0 | 0 | 0 | 0 | 0 | 0 | 0 | 0
2016-07-04 22:00 | 0 | 0 | 0 | 0 | 0 | 811651.7743 | 562347 | 0 | 0 | 0 | 0 | 306499.3034 | 0 | 0 | 0 | 0 | 0 | 0 | 0 | 4033916.4187 | 0 | 40526.9035 | 0 | 0 | 0 | 0 | 0 | 0 | 0 | 0 | 0 | -27861.4118 | 0 | 0 | 0 | 0 | 0 | 0 | 0 | 0 | 0 | 277166.1862 | 0 | 0 | 0 | 0 | 0 | 0 | 0 | 0
2016-07-04 23:00 | 0 | 0 | 0 | 0 | 7885.5404 | 739848.188 | 553619 | 0 | 0 | 0 | 0 | 223447.8457 | 0 | 0 | 0 | 0 | 0 | 0 | 0 | 4311082.6049 | 0 | 40526.9035 | 0 | 0 | 0 | 0 | 0 | 0 | 0 | 0 | 0 | -83051.4577 | 0 | 0 | 0 | 0 | 0 | 0 | 0 | 0 | 0 | 277166.1862 | 0 | 0 | 0 | 0 | 0 | 0 | 0 | 0
2016-07-05 | 0 | 0 | 0 | 0 | 0 | 592832.4696 | 541829 | 0 | 0 | 0 | 0 | 166102.9154 | 0 | 0 | 0 | 0 | 0 | 0 | 0 | 4452204.0901 | 0 | 7753.8181 | 0 | 0 | 0 | 0 | 0 | 0 | 0 | 0 | 0 | -57344.9303 | 0 | 0 | 0 | 0 | 0 | 0 | 0 | 0 | 0 | 141121.4853 | 0 | -32773.0854 | 0 | 0 | 0 | 0 | 0 | 0
2016-07-05 01:00 | 0 | 0 | 0 | 0 | 0 | 340970.6379 | 528918 | 0 | 0 | 0 | 0 | 249154.3731 | 0 | 0 | 0 | 0 | 0 | 0 | 0 | 4188959.0885 | 0 | 0 | 0 | 0 | 0 | 0 | 0 | 0 | 0 | 0 | 0 | 83051.4577 | 0 | 0 | 0 | 0 | 0 | 0 | 0 | 0 | 0 | -263245.0017 | 0 | -7753.8181 | 0 | 0 | 0 | 0 | 0 | 0
2016-07-05 02:00 | 0 | 0 | 0 | 0 | 109047.9601 | 42977.396 | 512243 | 0 | 0 | 0 | 0 | 166102.9154 | 0 | 0 | 0 | 0 | 0 | 0 | 0 | 3911792.9023 | 0 | 0 | 0 | 0 | 0 | 0 | 0 | 0 | 0 | 0 | 0 | -83051.4577 | 0 | 0 | 0 | 0 | 0 | 0 | 0 | 0 | 0 | -277166.1862 | 0 | 0 | 0 | 0 | 0 | 0 | 0 | 0
2016-07-05 03:00 | 0 | 0 | 0 | 0 | 128794.8442 | 1.5119 | 489014 | 0 | 0 | 0 | 0 | 83051.4577 | 0 | 0 | 0 | 0 | 0 | 0 | 0 | 3634626.7161 | 0 | 0 | 0 | 0 | 0 | 0 | 0 | 0 | 0 | 0 | 0 | -83051.4577 | 0 | 0 | 0 | 0 | 0 | 0 | 0 | 0 | 0 | -277166.1862 | 0 | 0 | 0 | 0 | 0 | 0 | 0 | 0
2016-07-05 04:00 | 0 | 0 | 0 | 0 | 269310.2715 | 0 | 463425 | 0 | 0 | 0 | 0 | 166102.9154 | 0 | 0 | 0 | 0 | 0 | 0 | 0 | 3357460.53 | 0 | 0 | 0 | 0 | 0 | 0 | 0 | 0 | 0 | 0 | 0 | 83051.4577 | 0 | 0 | 0 | 0 | 0 | 0 | 0 | 0 | 0 | -277166.1862 | 0 | 0 | 0 | 0 | 0 | 0 | 0 | 0
2016-07-05 05:00 | 0 | 0 | 0 | 0 | 78799.3561 | 0 | 439017 | 0 | 0 | 0 | 0 | 83051.4577 | 0 | 0 | 0 | 0 | 0 | 0 | 0 | 3080294.3438 | 0 | 0 | 0 | 0 | 0 | 0 | 0 | 0 | 0 | 0 | 0 | -83051.4577 | 0 | 0 | 0 | 0 | 0 | 0 | 0 | 0 | 0 | -277166.1862 | 0 | 0 | 0 | 0 | 0 | 0 | 0 | 0
2016-07-05 06:00 | 0 | 0 | 0 | 0 | 577431.9778 | 0 | 420628 | 0 | 0 | 0 | 0 | 166102.9154 | 0 | 0 | 0 | 0 | 0 | 0 | 0 | 3154046.8639 | 0 | 0 | 0 | 0 | 0 | 0 | 0 | 0 | 0 | 0 | 0 | 83051.4577 | 0 | 0 | 0 | 0 | 0 | 0 | 0 | 0 | 0 | 73752.5201 | 0 | 0 | 0 | 0 | 0 | 0 | 0 | 0
2016-07-05 07:00 | 0 | 0 | 0 | 0 | 46986.3561 | 0 | 407204 | 0 | 0 | 0 | 0 | 83051.4577 | 0 | 0 | 0 | 0 | 0 | 0 | 0 | 2876880.6777 | 0 | 0 | 0 | 0 | 0 | 0 | 0 | 0 | 0 | 0 | 0 | -83051.4577 | 0 | 0 | 0 | 0 | 0 | 0 | 0 | 0 | 0 | -277166.1862 | 0 | 0 | 0 | 0 | 0 | 0 | 0 | 0
2016-07-05 08:00 | 0 | 0 | 0 | 0 | 40655.3561 | 0 | 400873 | 0 | 0 | 0 | 0 | 0 | 0 | 0 | 0 | 0 | 0 | 0 | 0 | 2599714.4916 | 0 | 0 | 0 | 0 | 0 | 0 | 0 | 0 | 0 | 0 | 0 | -83051.4577 | 0 | 0 | 0 | 0 | 0 | 0 | 0 | 0 | 0 | -277166.1862 | 0 | 0 | 0 | 0 | 0 | 0 | 0 | 0
2016-07-05 09:00 | 0 | 0 | 0 | 0 | 210613.2715 | 0 | 404728 | 0 | 0 | 0 | 0 | 83051.4577 | 0 | 0 | 0 | 0 | 0 | 0 | 0 | 2322548.3054 | 0 | 0 | 0 | 0 | 0 | 0 | 0 | 0 | 0 | 0 | 0 | 83051.4577 | 0 | 0 | 0 | 0 | 0 | 0 | 0 | 0 | 0 | -277166.1862 | 0 | 0 | 0 | 0 | 0 | 0 | 0 | 0
2016-07-05 10:00 | 0 | 0 | 0 | 0 | 58377.3561 | 0 | 418595 | 0 | 0 | 0 | 0 | 0 | 0 | 0 | 0 | 0 | 0 | 0 | 0 | 2045382.1192 | 0 | 0 | 0 | 0 | 0 | 0 | 0 | 0 | 0 | 0 | 0 | -83051.4577 | 0 | 0 | 0 | 0 | 0 | 0 | 0 | 0 | 0 | -277166.1862 | 0 | 0 | 0 | 0 | 0 | 0 | 0 | 0
2016-07-05 11:00 | 0 | 0 | 0 | 0 | 393574.6952 | 5.3652 | 438717 | 0 | 0 | 0 | 0 | 83051.4577 | 0 | 0 | 0 | 0 | 0 | 0 | 0 | 1917193.722 | 0 | 0 | 0 | 0 | 0 | 0 | 0 | 0 | 0 | 0 | 0 | 83051.4577 | 0 | 0 | 0 | 0 | 0 | 0 | 0 | 0 | 0 | -128188.3973 | 0 | 0 | 0 | 0 | 0 | 0 | 0 | 0
2016-07-05 12:00 | 0 | 0 | 0 | 0 | 0 | 160200.0155 | 466482 | 0 | 0 | 0 | 0 | 0 | 0 | 0 | 0 | 0 | 0 | 0 | 0 | 1693963.1951 | 0 | 0 | 0 | 0 | 0 | 0 | 0 | 0 | 0 | 0 | 0 | -83051.4577 | 0 | 0 | 0 | 0 | 0 | 0 | 0 | 0 | 0 | -223230.5268 | 0 | 0 | 0 | 0 | 0 | 0 | 0 | 0
2016-07-05 13:00 | 0 | 0 | 0 | 0 | 0 | 537816.3247 | 498721 | 0 | 0 | 0 | 0 | 0 | 0 | 0 | 0 | 0 | 0 | 0 | 0 | 1733058.5198 | 0 | 0 | 0 | 0 | 0 | 0 | 0 | 0 | 0 | 0 | 0 | 0 | 0 | 0 | 0 | 0 | 0 | 0 | 0 | 0 | 0 | 39095.3247 | 0 | 0 | 0 | 0 | 0 | 0 | 0 | 0
2016-07-05 14:00 | 0 | 0 | 0 | 0 | 180460.8639 | 711887.78 | 532131 | 0 | 0 | 0 | 0 | 83051.4577 | 0 | 0 | 0 | 0 | 0 | 0 | 0 | 2010224.706 | 0 | 0 | 0 | 0 | 0 | 0 | 0 | 0 | 0 | 0 | 0 | 83051.4577 | 0 | 0 | 0 | 0 | 0 | 0 | 0 | 0 | 0 | 277166.1862 | 0 | 0 | 0 | 0 | 0 | 0 | 0 | 0
2016-07-05 15:00 | 0 | 0 | 0 | 0 | 0 | 809327.5198 | 562591 | 0 | 0 | 0 | 0 | 52621.7914 | 0 | 0 | 0 | 0 | 0 | 0 | 0 | 2287390.8921 | 0 | 0 | 0 | 0 | 0 | 0 | 0 | 0 | 0 | 0 | 0 | -30429.6663 | 0 | 0 | 0 | 0 | 0 | 0 | 0 | 0 | 0 | 277166.1862 | 0 | 0 | 0 | 0 | 0 | 0 | 0 | 0
2016-07-05 16:00 | 0 | 0 | 0 | 0 | 0 | 864118.853 | 588617 | 0 | 0 | 0 | 0 | 135673.2491 | 0 | 0 | 0 | 0 | 0 | 0 | 0 | 2479841.2874 | 0 | 0 | 0 | 0 | 0 | 0 | 0 | 0 | 0 | 0 | 0 | 83051.4577 | 0 | 0 | 0 | 0 | 0 | 0 | 0 | 0 | 0 | 192450.3953 | 0 | 0 | 0 | 0 | 0 | 0 | 0 | 0
2016-07-05 17:00 | 0 | 0 | 0 | 0 | 0 | 872330.1612 | 611568 | 0 | 0 | 0 | 0 | 119269.2242 | 0 | 0 | 0 | 0 | 0 | 0 | 0 | 2757007.4736 | 0 | 0 | 0 | 0 | 0 | 0 | 0 | 0 | 0 | 0 | 0 | -16404.0249 | 0 | 0 | 0 | 0 | 0 | 0 | 0 | 0 | 0 | 277166.1862 | 0 | 0 | 0 | 0 | 0 | 0 | 0 | 0
2016-07-05 18:00 | 0 | 0 | 0 | 0 | 0 | 866641.9458 | 630490 | 0 | 0 | 0 | 0 | 78254.9838 | 0 | 0 | 0 | 0 | 0 | 0 | 0 | 3034173.6597 | 0 | 0 | 0 | 0 | 0 | 0 | 0 | 0 | 0 | 0 | 0 | -41014.2404 | 0 | 0 | 0 | 0 | 0 | 0 | 0 | 0 | 0 | 277166.1862 | 0 | 0 | 0 | 0 | 0 | 0 | 0 | 0
2016-07-05 19:00 | 0 | 0 | 0 | 0 | 0 | 860066.9334 | 645161 | 0 | 0 | 0 | 0 | 161306.4415 | 0 | 0 | 0 | 0 | 0 | 0 | 0 | 3166028.1354 | 0 | 0 | 0 | 0 | 0 | 0 | 0 | 0 | 0 | 0 | 0 | 83051.4577 | 0 | 0 | 0 | 0 | 0 | 0 | 0 | 0 | 0 | 131854.4757 | 0 | 0 | 0 | 0 | 0 | 0 | 0 | 0
2016-07-05 20:00 | 0 | 0 | 0 | 0 | 0 | 858636.2878 | 655847 | 0 | 0 | 0 | 0 | 86929.5431 | 0 | 0 | 0 | 0 | 0 | 0 | 0 | 3443194.3216 | 0 | 0 | 0 | 0 | 0 | 0 | 0 | 0 | 0 | 0 | 0 | -74376.8983 | 0 | 0 | 0 | 0 | 0 | 0 | 0 | 0 | 0 | 277166.1862 | 0 | 0 | 0 | 0 | 0 | 0 | 0 | 0
2016-07-05 21:00 | 0 | 0 | 0 | 0 | 0 | 851519.7871 | 660906 | 0 | 0 | 0 | 0 | 169981.0008 | 0 | 0 | 0 | 0 | 0 | 0 | 0 | 3550756.6509 | 0 | 0 | 0 | 0 | 0 | 0 | 0 | 0 | 0 | 0 | 0 | 83051.4577 | 0 | 0 | 0 | 0 | 0 | 0 | 0 | 0 | 0 | 107562.3294 | 0 | 0 | 0 | 0 | 0 | 0 | 0 | 0
2016-07-05 22:00 | 0 | 0 | 0 | 0 | 143777.7439 | 823091.3835 | 659394 | 0 | 0 | 0 | 0 | 200289.9421 | 0 | 0 | 0 | 0 | 0 | 0 | 0 | 3827922.8371 | 0 | 0 | 0 | 0 | 0 | 0 | 0 | 0 | 0 | 0 | 0 | 30308.9413 | 0 | 0 | 0 | 0 | 0 | 0 | 0 | 0 | 0 | 277166.1862 | 0 | 0 | 0 | 0 | 0 | 0 | 0 | 0
2016-07-05 23:00 | 0 | 0 | 0 | 0 | 0 | 742826.468 | 648330 | 0 | 0 | 0 | 0 | 283341.3998 | 0 | 0 | 0 | 0 | 0 | 0 | 0 | 3831614.0293 | 0 | 7753.8181 | 0 | 0 | 0 | 0 | 0 | 0 | 0 | 0 | 0 | 83051.4577 | 0 | 0 | 0 | 0 | 0 | 0 | 0 | 0 | 0 | 3691.1922 | 0 | 7753.8181 | 0 | 0 | 0 | 0 | 0 | 0
2016-07-06 | 0 | 0 | 0 | 0 | 307004.5261 | 600588.7187 | 631841 | 0 | 0 | 0 | 0 | 249154.3731 | 0 | 0 | 0 | 0 | 0 | 0 | 0 | 4108780.2155 | 0 | 40526.9035 | 0 | 0 | 0 | 0 | 0 | 0 | 0 | 0 | 0 | -34187.0267 | 0 | 0 | 0 | 0 | 0 | 0 | 0 | 0 | 0 | 277166.1862 | 0 | 32773.0854 | 0 | 0 | 0 | 0 | 0 | 0
2016-07-06 01:00 | 0 | 0 | 0 | 0 | 0 | 349740.0741 | 615342 | 0 | 0 | 0 | 0 | 166102.9154 | 0 | 0 | 0 | 0 | 0 | 0 | 0 | 3959002.8326 | 0 | 7753.8181 | 0 | 0 | 0 | 0 | 0 | 0 | 0 | 0 | 0 | -83051.4577 | 0 | 0 | 0 | 0 | 0 | 0 | 0 | 0 | 0 | -149777.3829 | 0 | -32773.0854 | 0 | 0 | 0 | 0 | 0 | 0
2016-07-06 02:00 | 0 | 0 | 0 | 0 | 180214.6992 | 40449.8389 | 588636 | 0 | 0 | 0 | 0 | 83051.4577 | 0 | 0 | 0 | 0 | 0 | 0 | 0 | 3681836.6464 | 0 | 0 | 0 | 0 | 0 | 0 | 0 | 0 | 0 | 0 | 0 | -83051.4577 | 0 | 0 | 0 | 0 | 0 | 0 | 0 | 0 | 0 | -277166.1862 | 0 | -7753.8181 | 0 | 0 | 0 | 0 | 0 | 0
2016-07-06 03:00 | 0 | 0 | 0 | 0 | 190655.6867 | 1.6694 | 550875 | 0 | 0 | 0 | 0 | 0 | 0 | 0 | 0 | 0 | 0 | 0 | 0 | 3404670.4603 | 0 | 0 | 0 | 0 | 0 | 0 | 0 | 0 | 0 | 0 | 0 | -83051.4577 | 0 | 0 | 0 | 0 | 0 | 0 | 0 | 0 | 0 | -277166.1862 | 0 | 0 | 0 | 0 | 0 | 0 | 0 | 0
2016-07-06 04:00 | 0 | 0 | 0 | 0 | 487147.1505 | 0 | 513295 | 0 | 0 | 0 | 0 | 83051.4577 | 0 | 0 | 0 | 0 | 0 | 0 | 0 | 3295471.1531 | 0 | 0 | 0 | 0 | 0 | 0 | 0 | 0 | 0 | 0 | 0 | 83051.4577 | 0 | 0 | 0 | 0 | 0 | 0 | 0 | 0 | 0 | -109199.3072 | 0 | 0 | 0 | 0 | 0 | 0 | 0 | 0
2016-07-06 05:00 | 0 | 0 | 0 | 0 | 122562.3561 | 0 | 482780 | 0 | 0 | 0 | 0 | 0 | 0 | 0 | 0 | 0 | 0 | 0 | 0 | 3018304.9669 | 0 | 0 | 0 | 0 | 0 | 0 | 0 | 0 | 0 | 0 | 0 | -83051.4577 | 0 | 0 | 0 | 0 | 0 | 0 | 0 | 0 | 0 | -277166.1862 | 0 | 0 | 0 | 0 | 0 | 0 | 0 | 0
2016-07-06 06:00 | 0 | 0 | 0 | 0 | 179744.8138 | 0 | 456911 | 0 | 0 | 0 | 0 | 0 | 0 | 0 | 0 | 0 | 0 | 0 | 0 | 2741138.7807 | 0 | 0 | 0 | 0 | 0 | 0 | 0 | 0 | 0 | 0 | 0 | 0 | 0 | 0 | 0 | 0 | 0 | 0 | 0 | 0 | 0 | -277166.1862 | 0 | 0 | 0 | 0 | 0 | 0 | 0 | 0
2016-07-06 07:00 | 0 | 0 | 0 | 0 | 426005.4605 | 0 | 438013 | 0 | 0 | 0 | 0 | 83051.4577 | 0 | 0 | 0 | 0 | 0 | 0 | 0 | 2646079.7835 | 0 | 0 | 0 | 0 | 0 | 0 | 0 | 0 | 0 | 0 | 0 | 83051.4577 | 0 | 0 | 0 | 0 | 0 | 0 | 0 | 0 | 0 | -95058.9972 | 0 | 0 | 0 | 0 | 0 | 0 | 0 | 0
2016-07-06 08:00 | 0 | 0 | 0 | 0 | 68719.3561 | 0 | 428937 | 0 | 0 | 0 | 0 | 0 | 0 | 0 | 0 | 0 | 0 | 0 | 0 | 2368913.5974 | 0 | 0 | 0 | 0 | 0 | 0 | 0 | 0 | 0 | 0 | 0 | -83051.4577 | 0 | 0 | 0 | 0 | 0 | 0 | 0 | 0 | 0 | -277166.1862 | 0 | 0 | 0 | 0 | 0 | 0 | 0 | 0
2016-07-06 09:00 | 0 | 0 | 0 | 0 | 153541.8138 | 0 | 430708 | 0 | 0 | 0 | 0 | 0 | 0 | 0 | 0 | 0 | 0 | 0 | 0 | 2091747.4112 | 0 | 0 | 0 | 0 | 0 | 0 | 0 | 0 | 0 | 0 | 0 | 0 | 0 | 0 | 0 | 0 | 0 | 0 | 0 | 0 | 0 | -277166.1862 | 0 | 0 | 0 | 0 | 0 | 0 | 0 | 0
2016-07-06 10:00 | 0 | 0 | 0 | 0 | 381576.7937 | 0 | 445156 | 0 | 0 | 0 | 0 | 83051.4577 | 0 | 0 | 0 | 0 | 0 | 0 | 0 | 1945116.7472 | 0 | 0 | 0 | 0 | 0 | 0 | 0 | 0 | 0 | 0 | 0 | 83051.4577 | 0 | 0 | 0 | 0 | 0 | 0 | 0 | 0 | 0 | -146630.664 | 0 | 0 | 0 | 0 | 0 | 0 | 0 | 0
2016-07-06 11:00 | 0 | 0 | 0 | 0 | 103542.5392 | 9.817 | 463770 | 0 | 0 | 0 | 0 | 0 | 0 | 0 | 0 | 0 | 0 | 0 | 0 | 1667950.561 | 0 | 0 | 0 | 0 | 0 | 0 | 0 | 0 | 0 | 0 | 0 | -83051.4577 | 0 | 0 | 0 | 0 | 0 | 0 | 0 | 0 | 0 | -277166.1862 | 0 | 0 | 0 | 0 | 0 | 0 | 0 | 0
2016-07-06 12:00 | 0 | 0 | 0 | 0 | 206840.6766 | 158467.7884 | 489145 | 0 | 0 | 0 | 0 | 83051.4577 | 0 | 0 | 0 | 0 | 0 | 0 | 0 | 1461062.5683 | 0 | 0 | 0 | 0 | 0 | 0 | 0 | 0 | 0 | 0 | 0 | 83051.4577 | 0 | 0 | 0 | 0 | 0 | 0 | 0 | 0 | 0 | -206887.9927 | 0 | 0 | 0 | 0 | 0 | 0 | 0 | 0
2016-07-06 13:00 | 0 | 0 | 0 | 0 | 0 | 543870.142 | 520664 | 0 | 0 | 0 | 0 | 0 | 0 | 0 | 0 | 0 | 0 | 0 | 0 | 1567320.168 | 0 | 0 | 0 | 0 | 0 | 0 | 0 | 0 | 0 | 0 | 0 | -83051.4577 | 0 | 0 | 0 | 0 | 0 | 0 | 0 | 0 | 0 | 106257.5997 | 0 | 0 | 0 | 0 | 0 | 0 | 0 | 0
2016-07-06 14:00 | 0 | 0 | 0 | 0 | 0 | 702839.9891 | 555412 | 0 | 0 | 0 | 0 | 0 | 0 | 0 | 0 | 0 | 0 | 0 | 0 | 1714748.1571 | 0 | 0 | 0 | 0 | 0 | 0 | 0 | 0 | 0 | 0 | 0 | 0 | 0 | 0 | 0 | 0 | 0 | 0 | 0 | 0 | 0 | 147427.9891 | 0 | 0 | 0 | 0 | 0 | 0 | 0 | 0
2016-07-06 15:00 | 0 | 0 | 0 | 0 | 0 | 812610.1375 | 588346 | 0 | 0 | 0 | 0 | 83051.4577 | 0 | 0 | 0 | 0 | 0 | 0 | 0 | 1855960.8369 | 0 | 0 | 0 | 0 | 0 | 0 | 0 | 0 | 0 | 0 | 0 | 83051.4577 | 0 | 0 | 0 | 0 | 0 | 0 | 0 | 0 | 0 | 141212.6798 | 0 | 0 | 0 | 0 | 0 | 0 | 0 | 0
2016-07-06 16:00 | 0 | 0 | 0 | 0 | 0 | 858447.2718 | 615929 | 0 | 0 | 0 | 0 | 48403.5433 | 0 | 0 | 0 | 0 | 0 | 0 | 0 | 2133127.0231 | 0 | 0 | 0 | 0 | 0 | 0 | 0 | 0 | 0 | 0 | 0 | -34647.9144 | 0 | 0 | 0 | 0 | 0 | 0 | 0 | 0 | 0 | 277166.1862 | 0 | 0 | 0 | 0 | 0 | 0 | 0 | 0
2016-07-06 17:00 | 0 | 0 | 0 | 0 | 0 | 872278.6762 | 637138 | 0 | 0 | 0 | 0 | 131455.001 | 0 | 0 | 0 | 0 | 0 | 0 | 0 | 2285216.2416 | 0 | 0 | 0 | 0 | 0 | 0 | 0 | 0 | 0 | 0 | 0 | 83051.4577 | 0 | 0 | 0 | 0 | 0 | 0 | 0 | 0 | 0 | 152089.2185 | 0 | 0 | 0 | 0 | 0 | 0 | 0 | 0
2016-07-06 18:00 | 0 | 0 | 0 | 0 | 0 | 866411.2438 | 653810 | 0 | 0 | 0 | 0 | 66890.0586 | 0 | 0 | 0 | 0 | 0 | 0 | 0 | 2562382.4277 | 0 | 0 | 0 | 0 | 0 | 0 | 0 | 0 | 0 | 0 | 0 | -64564.9424 | 0 | 0 | 0 | 0 | 0 | 0 | 0 | 0 | 0 | 277166.1862 | 0 | 0 | 0 | 0 | 0 | 0 | 0 | 0
2016-07-06 19:00 | 0 | 0 | 0 | 0 | 0 | 857796.0296 | 665008 | 0 | 0 | 0 | 0 | 149941.5163 | 0 | 0 | 0 | 0 | 0 | 0 | 0 | 2672118.9997 | 0 | 0 | 0 | 0 | 0 | 0 | 0 | 0 | 0 | 0 | 0 | 83051.4577 | 0 | 0 | 0 | 0 | 0 | 0 | 0 | 0 | 0 | 109736.5719 | 0 | 0 | 0 | 0 | 0 | 0 | 0 | 0
2016-07-06 20:00 | 0 | 0 | 0 | 0 | 12661.7171 | 853825.0113 | 672372 | 0 | 0 | 0 | 0 | 66890.0586 | 0 | 0 | 0 | 0 | 0 | 0 | 0 | 2949285.1859 | 0 | 0 | 0 | 0 | 0 | 0 | 0 | 0 | 0 | 0 | 0 | -83051.4577 | 0 | 0 | 0 | 0 | 0 | 0 | 0 | 0 | 0 | 277166.1862 | 0 | 0 | 0 | 0 | 0 | 0 | 0 | 0
2016-07-06 21:00 | 0 | 0 | 0 | 0 | 0 | 844579.4227 | 676348 | 0 | 0 | 0 | 0 | 149941.5163 | 0 | 0 | 0 | 0 | 0 | 0 | 0 | 3034465.1509 | 0 | 0 | 0 | 0 | 0 | 0 | 0 | 0 | 0 | 0 | 0 | 83051.4577 | 0 | 0 | 0 | 0 | 0 | 0 | 0 | 0 | 0 | 85179.965 | 0 | 0 | 0 | 0 | 0 | 0 | 0 | 0
2016-07-06 22:00 | 0 | 0 | 0 | 0 | 135363.6696 | 816540.7235 | 672541 | 0 | 0 | 0 | 0 | 152138.7233 | 0 | 0 | 0 | 0 | 0 | 0 | 0 | 3311631.337 | 0 | 0 | 0 | 0 | 0 | 0 | 0 | 0 | 0 | 0 | 0 | 2197.207 | 0 | 0 | 0 | 0 | 0 | 0 | 0 | 0 | 0 | 277166.1862 | 0 | 0 | 0 | 0 | 0 | 0 | 0 | 0
2016-07-06 23:00 | 0 | 0 | 0 | 0 | 0 | 736725.6951 | 659367 | 0 | 0 | 0 | 0 | 235190.181 | 0 | 0 | 0 | 0 | 0 | 0 | 0 | 3298184.7563 | 0 | 7753.8181 | 0 | 0 | 0 | 0 | 0 | 0 | 0 | 0 | 0 | 83051.4577 | 0 | 0 | 0 | 0 | 0 | 0 | 0 | 0 | 0 | -13446.5807 | 0 | 7753.8181 | 0 | 0 | 0 | 0 | 0 | 0
2016-07-07 | 0 | 0 | 0 | 0 | 279717.5231 | 588264.2907 | 641094 | 0 | 0 | 0 | 0 | 152138.7233 | 0 | 0 | 0 | 0 | 0 | 0 | 0 | 3575350.9425 | 0 | 40526.9035 | 0 | 0 | 0 | 0 | 0 | 0 | 0 | 0 | 0 | -83051.4577 | 0 | 0 | 0 | 0 | 0 | 0 | 0 | 0 | 0 | 277166.1862 | 0 | 32773.0854 | 0 | 0 | 0 | 0 | 0 | 0
2016-07-07 01:00 | 0 | 0 | 0 | 0 | 0 | 327219.9206 | 623195 | 0 | 0 | 0 | 0 | 166102.9154 | 0 | 0 | 0 | 0 | 0 | 0 | 0 | 3298184.7563 | 0 | 7753.8181 | 0 | 0 | 0 | 0 | 0 | 0 | 0 | 0 | 0 | 13964.1921 | 0 | 0 | 0 | 0 | 0 | 0 | 0 | 0 | 0 | -277166.1862 | 0 | -32773.0854 | 0 | 0 | 0 | 0 | 0 | 0
2016-07-07 02:00 | 0 | 0 | 0 | 0 | 183337.7285 | 43713.8095 | 595023 | 0 | 0 | 0 | 0 | 83051.4577 | 0 | 0 | 0 | 0 | 0 | 0 | 0 | 3021018.5702 | 0 | 0 | 0 | 0 | 0 | 0 | 0 | 0 | 0 | 0 | 0 | -83051.4577 | 0 | 0 | 0 | 0 | 0 | 0 | 0 | 0 | 0 | -277166.1862 | 0 | -7753.8181 | 0 | 0 | 0 | 0 | 0 | 0
2016-07-07 03:00 | 0 | 0 | 0 | 0 | 362133.0851 | 1.1864 | 556249 | 0 | 0 | 0 | 0 | 166102.9154 | 0 | 0 | 0 | 0 | 0 | 0 | 0 | 2743852.384 | 0 | 0 | 0 | 0 | 0 | 0 | 0 | 0 | 0 | 0 | 0 | 83051.4577 | 0 | 0 | 0 | 0 | 0 | 0 | 0 | 0 | 0 | -277166.1862 | 0 | 0 | 0 | 0 | 0 | 0 | 0 | 0
2016-07-07 04:00 | 0 | 0 | 0 | 0 | 325136.2715 | 0 | 519251 | 0 | 0 | 0 | 0 | 249154.3731 | 0 | 0 | 0 | 0 | 0 | 0 | 0 | 2466686.1978 | 0 | 0 | 0 | 0 | 0 | 0 | 0 | 0 | 0 | 0 | 0 | 83051.4577 | 0 | 0 | 0 | 0 | 0 | 0 | 0 | 0 | 0 | -277166.1862 | 0 | 0 | 0 | 0 | 0 | 0 | 0 | 0
2016-07-07 05:00 | 0 | 0 | 0 | 0 | 126800.3561 | 0 | 487018 | 0 | 0 | 0 | 0 | 166102.9154 | 0 | 0 | 0 | 0 | 0 | 0 | 0 | 2189520.0117 | 0 | 0 | 0 | 0 | 0 | 0 | 0 | 0 | 0 | 0 | 0 | -83051.4577 | 0 | 0 | 0 | 0 | 0 | 0 | 0 | 0 | 0 | -277166.1862 | 0 | 0 | 0 | 0 | 0 | 0 | 0 | 0
2016-07-07 06:00 | 0 | 0 | 0 | 0 | 529403.7805 | 0 | 460529 | 0 | 0 | 0 | 0 | 83051.4577 | 0 | 0 | 0 | 0 | 0 | 0 | 0 | 2341446.2499 | 0 | 0 | 0 | 0 | 0 | 0 | 0 | 0 | 0 | 0 | 0 | -83051.4577 | 0 | 0 | 0 | 0 | 0 | 0 | 0 | 0 | 0 | 151926.2382 | 0 | 0 | 0 | 0 | 0 | 0 | 0 | 0
2016-07-07 07:00 | 0 | 0 | 0 | 0 | 81401.3561 | 0 | 441619 | 0 | 0 | 0 | 0 | 0 | 0 | 0 | 0 | 0 | 0 | 0 | 0 | 2064280.0637 | 0 | 0 | 0 | 0 | 0 | 0 | 0 | 0 | 0 | 0 | 0 | -83051.4577 | 0 | 0 | 0 | 0 | 0 | 0 | 0 | 0 | 0 | -277166.1862 | 0 | 0 | 0 | 0 | 0 | 0 | 0 | 0
2016-07-07 08:00 | 0 | 0 | 0 | 0 | 155103.8138 | 0 | 432270 | 0 | 0 | 0 | 0 | 0 | 0 | 0 | 0 | 0 | 0 | 0 | 0 | 1787113.8776 | 0 | 0 | 0 | 0 | 0 | 0 | 0 | 0 | 0 | 0 | 0 | 0 | 0 | 0 | 0 | 0 | 0 | 0 | 0 | 0 | 0 | -277166.1862 | 0 | 0 | 0 | 0 | 0 | 0 | 0 | 0
2016-07-07 09:00 | 0 | 0 | 0 | 0 | 475210.2635 | 0 | 434678 | 0 | 0 | 0 | 0 | 83051.4577 | 0 | 0 | 0 | 0 | 0 | 0 | 0 | 1744594.6834 | 0 | 0 | 0 | 0 | 0 | 0 | 0 | 0 | 0 | 0 | 0 | 83051.4577 | 0 | 0 | 0 | 0 | 0 | 0 | 0 | 0 | 0 | -42519.1942 | 0 | 0 | 0 | 0 | 0 | 0 | 0 | 0
2016-07-07 10:00 | 0 | 0 | 0 | 0 | 87114.3561 | 0 | 447332 | 0 | 0 | 0 | 0 | 0 | 0 | 0 | 0 | 0 | 0 | 0 | 0 | 1467428.4972 | 0 | 0 | 0 | 0 | 0 | 0 | 0 | 0 | 0 | 0 | 0 | -83051.4577 | 0 | 0 | 0 | 0 | 0 | 0 | 0 | 0 | 0 | -277166.1862 | 0 | 0 | 0 | 0 | 0 | 0 | 0 | 0
2016-07-07 11:00 | 0 | 0 | 0 | 0 | 415096.4347 | 11.9694 | 467197 | 0 | 0 | 0 | 0 | 0 | 0 | 0 | 0 | 0 | 0 | 0 | 0 | 1415339.9013 | 0 | 0 | 0 | 0 | 0 | 0 | 0 | 0 | 0 | 0 | 0 | 0 | 0 | 0 | 0 | 0 | 0 | 0 | 0 | 0 | 0 | -52088.5959 | 0 | 0 | 0 | 0 | 0 | 0 | 0 | 0
2016-07-07 12:00 | 0 | 0 | 0 | 0 | 314828.3535 | 137298.9142 | 491641 | 0 | 0 | 0 | 0 | 83051.4577 | 0 | 0 | 0 | 0 | 0 | 0 | 0 | 1292774.7113 | 0 | 0 | 0 | 0 | 0 | 0 | 0 | 0 | 0 | 0 | 0 | 83051.4577 | 0 | 0 | 0 | 0 | 0 | 0 | 0 | 0 | 0 | -122565.19 | 0 | 0 | 0 | 0 | 0 | 0 | 0 | 0
2016-07-07 13:00 | 0 | 0 | 0 | 0 | 0 | 523332.373 | 521731 | 0 | 0 | 0 | 0 | 108382.969 | 0 | 0 | 0 | 0 | 0 | 0 | 0 | 1269044.573 | 0 | 0 | 0 | 0 | 0 | 0 | 0 | 0 | 0 | 0 | 0 | 25331.5113 | 0 | 0 | 0 | 0 | 0 | 0 | 0 | 0 | 0 | -23730.1383 | 0 | 0 | 0 | 0 | 0 | 0 | 0 | 0
2016-07-07 14:00 | 0 | 0 | 0 | 0 | 0 | 693992.3438 | 555164 | 0 | 0 | 0 | 0 | 25331.5113 | 0 | 0 | 0 | 0 | 0 | 0 | 0 | 1490924.3745 | 0 | 0 | 0 | 0 | 0 | 0 | 0 | 0 | 0 | 0 | 0 | -83051.4577 | 0 | 0 | 0 | 0 | 0 | 0 | 0 | 0 | 0 | 221879.8015 | 0 | 0 | 0 | 0 | 0 | 0 | 0 | 0
2016-07-07 15:00 | 0 | 0 | 0 | 0 | 145960.139 | 801874.5049 | 587617 | 0 | 0 | 0 | 0 | 108382.969 | 0 | 0 | 0 | 0 | 0 | 0 | 0 | 1768090.5606 | 0 | 0 | 0 | 0 | 0 | 0 | 0 | 0 | 0 | 0 | 0 | 83051.4577 | 0 | 0 | 0 | 0 | 0 | 0 | 0 | 0 | 0 | 277166.1862 | 0 | 0 | 0 | 0 | 0 | 0 | 0 | 0
2016-07-07 16:00 | 0 | 0 | 0 | 0 | 0 | 854419.1554 | 614204 | 0 | 0 | 0 | 0 | 71431.9382 | 0 | 0 | 0 | 0 | 0 | 0 | 0 | 2045256.7468 | 0 | 0 | 0 | 0 | 0 | 0 | 0 | 0 | 0 | 0 | 0 | -36951.0307 | 0 | 0 | 0 | 0 | 0 | 0 | 0 | 0 | 0 | 277166.1862 | 0 | 0 | 0 | 0 | 0 | 0 | 0 | 0
2016-07-07 17:00 | 0 | 0 | 0 | 0 | 0 | 868068.8745 | 635168 | 0 | 0 | 0 | 0 | 154483.3959 | 0 | 0 | 0 | 0 | 0 | 0 | 0 | 2195106.1636 | 0 | 0 | 0 | 0 | 0 | 0 | 0 | 0 | 0 | 0 | 0 | 83051.4577 | 0 | 0 | 0 | 0 | 0 | 0 | 0 | 0 | 0 | 149849.4168 | 0 | 0 | 0 | 0 | 0 | 0 | 0 | 0
2016-07-07 18:00 | 0 | 0 | 0 | 0 | 0 | 860098.2479 | 654364 | 0 | 0 | 0 | 0 | 83051.4577 | 0 | 0 | 0 | 0 | 0 | 0 | 0 | 2472272.3498 | 0 | 0 | 0 | 0 | 0 | 0 | 0 | 0 | 0 | 0 | 0 | -71431.9382 | 0 | 0 | 0 | 0 | 0 | 0 | 0 | 0 | 0 | 277166.1862 | 0 | 0 | 0 | 0 | 0 | 0 | 0 | 0
2016-07-07 19:00 | 0 | 0 | 0 | 0 | 0 | 848663.0831 | 664473 | 0 | 0 | 0 | 0 | 166102.9154 | 0 | 0 | 0 | 0 | 0 | 0 | 0 | 2573410.9752 | 0 | 0 | 0 | 0 | 0 | 0 | 0 | 0 | 0 | 0 | 0 | 83051.4577 | 0 | 0 | 0 | 0 | 0 | 0 | 0 | 0 | 0 | 101138.6254 | 0 | 0 | 0 | 0 | 0 | 0 | 0 | 0
2016-07-07 20:00 | 0 | 0 | 0 | 0 | 22944.851 | 842240.8774 | 671071 | 0 | 0 | 0 | 0 | 83051.4577 | 0 | 0 | 0 | 0 | 0 | 0 | 0 | 2850577.1614 | 0 | 0 | 0 | 0 | 0 | 0 | 0 | 0 | 0 | 0 | 0 | -83051.4577 | 0 | 0 | 0 | 0 | 0 | 0 | 0 | 0 | 0 | 277166.1862 | 0 | 0 | 0 | 0 | 0 | 0 | 0 | 0
2016-07-07 21:00 | 0 | 0 | 0 | 0 | 0 | 828453.3543 | 673729 | 0 | 0 | 0 | 0 | 166102.9154 | 0 | 0 | 0 | 0 | 0 | 0 | 0 | 2922250.058 | 0 | 0 | 0 | 0 | 0 | 0 | 0 | 0 | 0 | 0 | 0 | 83051.4577 | 0 | 0 | 0 | 0 | 0 | 0 | 0 | 0 | 0 | 71672.8966 | 0 | 0 | 0 | 0 | 0 | 0 | 0 | 0
2016-07-07 22:00 | 0 | 0 | 0 | 0 | 67335.5531 | 794848.1754 | 668069 | 0 | 0 | 0 | 0 | 83051.4577 | 0 | 0 | 0 | 0 | 0 | 0 | 0 | 3199416.2442 | 0 | 0 | 0 | 0 | 0 | 0 | 0 | 0 | 0 | 0 | 0 | -83051.4577 | 0 | 0 | 0 | 0 | 0 | 0 | 0 | 0 | 0 | 277166.1862 | 0 | 0 | 0 | 0 | 0 | 0 | 0 | 0
2016-07-07 23:00 | 0 | 0 | 0 | 0 | 0 | 704139.4327 | 654646 | 0 | 0 | 0 | 0 | 166102.9154 | 0 | 0 | 0 | 0 | 0 | 0 | 0 | 3165858.2192 | 0 | 0 | 0 | 0 | 0 | 0 | 0 | 0 | 0 | 0 | 0 | 83051.4577 | 0 | 0 | 0 | 0 | 0 | 0 | 0 | 0 | 0 | -33558.025 | 0 | 0 | 0 | 0 | 0 | 0 | 0 | 0
2016-07-08 | 0 | 0 | 0 | 0 | 0 | 576507.0201 | 638410 | 0 | 0 | 0 | 0 | 83051.4577 | 0 | 0 | 0 | 0 | 0 | 0 | 0 | 3187006.6969 | 0 | 0 | 0 | 0 | 0 | 0 | 0 | 0 | 0 | 0 | 0 | -83051.4577 | 0 | 0 | 0 | 0 | 0 | 0 | 0 | 0 | 0 | 21148.4778 | 0 | 0 | 0 | 0 | 0 | 0 | 0 | 0
2016-07-08 01:00 | 0 | 0 | 0 | 0 | 0 | 327073.1847 | 621532 | 0 | 0 | 0 | 0 | 0 | 0 | 0 | 0 | 0 | 0 | 0 | 0 | 2975599.3393 | 0 | 0 | 0 | 0 | 0 | 0 | 0 | 0 | 0 | 0 | 0 | -83051.4577 | 0 | 0 | 0 | 0 | 0 | 0 | 0 | 0 | 0 | -211407.3576 | 0 | 0 | 0 | 0 | 0 | 0 | 0 | 0
2016-07-08 02:00 | 0 | 0 | 0 | 0 | 482793.6854 | 41951.4469 | 593605 | 0 | 0 | 0 | 0 | 83051.4577 | 0 | 0 | 0 | 0 | 0 | 0 | 0 | 2823688.014 | 0 | 0 | 0 | 0 | 0 | 0 | 0 | 0 | 0 | 0 | 0 | 83051.4577 | 0 | 0 | 0 | 0 | 0 | 0 | 0 | 0 | 0 | -151911.3253 | 0 | 0 | 0 | 0 | 0 | 0 | 0 | 0
2016-07-08 03:00 | 0 | 0 | 0 | 0 | 195639.5046 | 0.8515 | 555858 | 0 | 0 | 0 | 0 | 0 | 0 | 0 | 0 | 0 | 0 | 0 | 0 | 2546521.8278 | 0 | 0 | 0 | 0 | 0 | 0 | 0 | 0 | 0 | 0 | 0 | -83051.4577 | 0 | 0 | 0 | 0 | 0 | 0 | 0 | 0 | 0 | -277166.1862 | 0 | 0 | 0 | 0 | 0 | 0 | 0 | 0
2016-07-08 04:00 | 0 | 0 | 0 | 0 | 241437.8138 | 0 | 518604 | 0 | 0 | 0 | 0 | 0 | 0 | 0 | 0 | 0 | 0 | 0 | 0 | 2269355.6417 | 0 | 0 | 0 | 0 | 0 | 0 | 0 | 0 | 0 | 0 | 0 | 0 | 0 | 0 | 0 | 0 | 0 | 0 | 0 | 0 | 0 | -277166.1862 | 0 | 0 | 0 | 0 | 0 | 0 | 0 | 0
2016-07-08 05:00 | 0 | 0 | 0 | 0 | 435463.6118 | 0 | 488114 | 0 | 0 | 0 | 0 | 83051.4577 | 0 | 0 | 0 | 0 | 0 | 0 | 0 | 2133653.7958 | 0 | 0 | 0 | 0 | 0 | 0 | 0 | 0 | 0 | 0 | 0 | 83051.4577 | 0 | 0 | 0 | 0 | 0 | 0 | 0 | 0 | 0 | -135701.8459 | 0 | 0 | 0 | 0 | 0 | 0 | 0 | 0
2016-07-08 06:00 | 0 | 0 | 0 | 0 | 101656.3561 | 0 | 461874 | 0 | 0 | 0 | 0 | 0 | 0 | 0 | 0 | 0 | 0 | 0 | 0 | 1856487.6096 | 0 | 0 | 0 | 0 | 0 | 0 | 0 | 0 | 0 | 0 | 0 | -83051.4577 | 0 | 0 | 0 | 0 | 0 | 0 | 0 | 0 | 0 | -277166.1862 | 0 | 0 | 0 | 0 | 0 | 0 | 0 | 0
2016-07-08 07:00 | 0 | 0 | 0 | 0 | 386396.7713 | 0 | 442742 | 0 | 0 | 0 | 0 | 83051.4577 | 0 | 0 | 0 | 0 | 0 | 0 | 0 | 1717090.9232 | 0 | 0 | 0 | 0 | 0 | 0 | 0 | 0 | 0 | 0 | 0 | 83051.4577 | 0 | 0 | 0 | 0 | 0 | 0 | 0 | 0 | 0 | -139396.6864 | 0 | 0 | 0 | 0 | 0 | 0 | 0 | 0
2016-07-08 08:00 | 0 | 0 | 0 | 0 | 374319.2316 | 0 | 432778 | 0 | 0 | 0 | 0 | 166102.9154 | 0 | 0 | 0 | 0 | 0 | 0 | 0 | 1575580.697 | 0 | 0 | 0 | 0 | 0 | 0 | 0 | 0 | 0 | 0 | 0 | 83051.4577 | 0 | 0 | 0 | 0 | 0 | 0 | 0 | 0 | 0 | -141510.2261 | 0 | 0 | 0 | 0 | 0 | 0 | 0 | 0
2016-07-08 09:00 | 0 | 0 | 0 | 0 | 74385.3561 | 0 | 434603 | 0 | 0 | 0 | 0 | 83051.4577 | 0 | 0 | 0 | 0 | 0 | 0 | 0 | 1298414.5109 | 0 | 0 | 0 | 0 | 0 | 0 | 0 | 0 | 0 | 0 | 0 | -83051.4577 | 0 | 0 | 0 | 0 | 0 | 0 | 0 | 0 | 0 | -277166.1862 | 0 | 0 | 0 | 0 | 0 | 0 | 0 | 0
2016-07-08 10:00 | 0 | 0 | 0 | 0 | 252626.2715 | 0 | 446741 | 0 | 0 | 0 | 0 | 166102.9154 | 0 | 0 | 0 | 0 | 0 | 0 | 0 | 1021248.3247 | 0 | 0 | 0 | 0 | 0 | 0 | 0 | 0 | 0 | 0 | 0 | 83051.4577 | 0 | 0 | 0 | 0 | 0 | 0 | 0 | 0 | 0 | -277166.1862 | 0 | 0 | 0 | 0 | 0 | 0 | 0 | 0
2016-07-08 11:00 | 0 | 0 | 0 | 0 | 283923.1157 | 0.010174 | 464941 | 0 | 0 | 0 | 0 | 249154.3731 | 0 | 0 | 0 | 0 | 0 | 0 | 0 | 757178.9929 | 0 | 0 | 0 | 0 | 0 | 0 | 0 | 0 | 0 | 0 | 0 | 83051.4577 | 0 | 0 | 0 | 0 | 0 | 0 | 0 | 0 | 0 | -264069.3318 | 0 | 0 | 0 | 0 | 0 | 0 | 0 | 0
2016-07-08 12:00 | 0 | 0 | 0 | 0 | 180232.1556 | 101452.9911 | 491037 | 0 | 0 | 0 | 0 | 166102.9154 | 0 | 0 | 0 | 0 | 0 | 0 | 0 | 630878.5973 | 0 | 0 | 0 | 0 | 0 | 0 | 0 | 0 | 0 | 0 | 0 | -83051.4577 | 0 | 0 | 0 | 0 | 0 | 0 | 0 | 0 | 0 | -126300.3956 | 0 | 0 | 0 | 0 | 0 | 0 | 0 | 0
2016-07-08 13:00 | 0 | 0 | 0 | 0 | 0 | 458778.6166 | 523699 | 0 | 0 | 0 | 0 | 83051.4577 | 0 | 0 | 0 | 0 | 0 | 0 | 0 | 649009.6716 | 0 | 0 | 0 | 0 | 0 | 0 | 0 | 0 | 0 | 0 | 0 | -83051.4577 | 0 | 0 | 0 | 0 | 0 | 0 | 0 | 0 | 0 | 18131.0743 | 0 | 0 | 0 | 0 | 0 | 0 | 0 | 0
2016-07-08 14:00 | 0 | 0 | 0 | 0 | 0 | 651339.7362 | 557938 | 0 | 0 | 0 | 0 | 0 | 0 | 0 | 0 | 0 | 0 | 0 | 0 | 825462.8655 | 0 | 0 | 0 | 0 | 0 | 0 | 0 | 0 | 0 | 0 | 0 | -83051.4577 | 0 | 0 | 0 | 0 | 0 | 0 | 0 | 0 | 0 | 176453.1939 | 0 | 0 | 0 | 0 | 0 | 0 | 0 | 0
2016-07-08 15:00 | 0 | 0 | 0 | 0 | 0 | 763153.6792 | 591140 | 0 | 0 | 0 | 0 | 83051.4577 | 0 | 0 | 0 | 0 | 0 | 0 | 0 | 914425.0871 | 0 | 0 | 0 | 0 | 0 | 0 | 0 | 0 | 0 | 0 | 0 | 83051.4577 | 0 | 0 | 0 | 0 | 0 | 0 | 0 | 0 | 0 | 88962.2215 | 0 | 0 | 0 | 0 | 0 | 0 | 0 | 0
2016-07-08 16:00 | 0 | 0 | 0 | 0 | 0 | 825300.517 | 616688 | 0 | 0 | 0 | 0 | 14497.7885 | 0 | 0 | 0 | 0 | 0 | 0 | 0 | 1191591.2732 | 0 | 0 | 0 | 0 | 0 | 0 | 0 | 0 | 0 | 0 | 0 | -68553.6692 | 0 | 0 | 0 | 0 | 0 | 0 | 0 | 0 | 0 | 277166.1862 | 0 | 0 | 0 | 0 | 0 | 0 | 0 | 0
2016-07-08 17:00 | 0 | 0 | 0 | 0 | 0 | 839408.2729 | 637306 | 0 | 0 | 0 | 0 | 97549.2462 | 0 | 0 | 0 | 0 | 0 | 0 | 0 | 1310642.0884 | 0 | 0 | 0 | 0 | 0 | 0 | 0 | 0 | 0 | 0 | 0 | 83051.4577 | 0 | 0 | 0 | 0 | 0 | 0 | 0 | 0 | 0 | 119050.8152 | 0 | 0 | 0 | 0 | 0 | 0 | 0 | 0
2016-07-08 18:00 | 0 | 0 | 0 | 0 | 10463.2502 | 835807.4783 | 652156 | 0 | 0 | 0 | 0 | 14497.7885 | 0 | 0 | 0 | 0 | 0 | 0 | 0 | 1587808.2746 | 0 | 0 | 0 | 0 | 0 | 0 | 0 | 0 | 0 | 0 | 0 | -83051.4577 | 0 | 0 | 0 | 0 | 0 | 0 | 0 | 0 | 0 | 277166.1862 | 0 | 0 | 0 | 0 | 0 | 0 | 0 | 0
2016-07-08 19:00 | 0 | 0 | 0 | 0 | 0 | 826016.464 | 661112 | 0 | 0 | 0 | 0 | 97549.2462 | 0 | 0 | 0 | 0 | 0 | 0 | 0 | 1669661.2808 | 0 | 0 | 0 | 0 | 0 | 0 | 0 | 0 | 0 | 0 | 0 | 83051.4577 | 0 | 0 | 0 | 0 | 0 | 0 | 0 | 0 | 0 | 81853.0063 | 0 | 0 | 0 | 0 | 0 | 0 | 0 | 0
2016-07-08 20:00 | 0 | 0 | 0 | 0 | 41906.7155 | 818485.013 | 666277 | 0 | 0 | 0 | 0 | 14497.7885 | 0 | 0 | 0 | 0 | 0 | 0 | 0 | 1946827.467 | 0 | 0 | 0 | 0 | 0 | 0 | 0 | 0 | 0 | 0 | 0 | -83051.4577 | 0 | 0 | 0 | 0 | 0 | 0 | 0 | 0 | 0 | 277166.1862 | 0 | 0 | 0 | 0 | 0 | 0 | 0 | 0
2016-07-08 21:00 | 0 | 0 | 0 | 0 | 172467.3395 | 800020.541 | 666264 | 0 | 0 | 0 | 0 | 97549.2462 | 0 | 0 | 0 | 0 | 0 | 0 | 0 | 2169999.8898 | 0 | 0 | 0 | 0 | 0 | 0 | 0 | 0 | 0 | 0 | 0 | 83051.4577 | 0 | 0 | 0 | 0 | 0 | 0 | 0 | 0 | 0 | 223172.4229 | 0 | 0 | 0 | 0 | 0 | 0 | 0 | 0
2016-07-08 22:00 | 0 | 0 | 0 | 0 | 164137.755 | 769106.5046 | 657650 | 0 | 0 | 0 | 0 | 95977.3197 | 0 | 0 | 0 | 0 | 0 | 0 | 0 | 2447166.076 | 0 | 0 | 0 | 0 | 0 | 0 | 0 | 0 | 0 | 0 | 0 | -1571.9266 | 0 | 0 | 0 | 0 | 0 | 0 | 0 | 0 | 0 | 277166.1862 | 0 | 0 | 0 | 0 | 0 | 0 | 0 | 0
2016-07-08 23:00 | 0 | 0 | 0 | 0 | 0 | 680861.1886 | 641615 | 0 | 0 | 0 | 0 | 179028.7774 | 0 | 0 | 0 | 0 | 0 | 0 | 0 | 2403360.8069 | 0 | 0 | 0 | 0 | 0 | 0 | 0 | 0 | 0 | 0 | 0 | 83051.4577 | 0 | 0 | 0 | 0 | 0 | 0 | 0 | 0 | 0 | -43805.2691 | 0 | 0 | 0 | 0 | 0 | 0 | 0 | 0
2016-07-09 | 0 | 0 | 0 | 0 | 0 | 567793.8913 | 621080 | 0 | 0 | 0 | 0 | 95977.3197 | 0 | 0 | 0 | 0 | 0 | 0 | 0 | 2433126.1559 | 0 | 0 | 0 | 0 | 0 | 0 | 0 | 0 | 0 | 0 | 0 | -83051.4577 | 0 | 0 | 0 | 0 | 0 | 0 | 0 | 0 | 0 | 29765.349 | 0 | 0 | 0 | 0 | 0 | 0 | 0 | 0
2016-07-09 01:00 | 0 | 0 | 0 | 0 | 81221.262 | 325319.0096 | 600655 | 0 | 0 | 0 | 0 | 179028.7774 | 0 | 0 | 0 | 0 | 0 | 0 | 0 | 2155959.9698 | 0 | 0 | 0 | 0 | 0 | 0 | 0 | 0 | 0 | 0 | 0 | 83051.4577 | 0 | 0 | 0 | 0 | 0 | 0 | 0 | 0 | 0 | -277166.1862 | 0 | 0 | 0 | 0 | 0 | 0 | 0 | 0
2016-07-09 02:00 | 0 | 0 | 0 | 0 | 474781.1413 | 42102.4488 | 573074 | 0 | 0 | 0 | 0 | 95977.3197 | 0 | 0 | 0 | 0 | 0 | 0 | 0 | 2182821.0175 | 0 | 0 | 0 | 0 | 0 | 0 | 0 | 0 | 0 | 0 | 0 | -83051.4577 | 0 | 0 | 0 | 0 | 0 | 0 | 0 | 0 | 0 | 26861.0477 | 0 | 0 | 0 | 0 | 0 | 0 | 0 | 0
2016-07-09 03:00 | 0 | 0 | 0 | 0 | 176808.1062 | 0.24989 | 537026 | 0 | 0 | 0 | 0 | 12925.862 | 0 | 0 | 0 | 0 | 0 | 0 | 0 | 1905654.8313 | 0 | 0 | 0 | 0 | 0 | 0 | 0 | 0 | 0 | 0 | 0 | -83051.4577 | 0 | 0 | 0 | 0 | 0 | 0 | 0 | 0 | 0 | -277166.1862 | 0 | 0 | 0 | 0 | 0 | 0 | 0 | 0
2016-07-09 04:00 | 0 | 0 | 0 | 0 | 473768.7361 | 0 | 503058 | 0 | 0 | 0 | 0 | 95977.3197 | 0 | 0 | 0 | 0 | 0 | 0 | 0 | 1793314.1097 | 0 | 0 | 0 | 0 | 0 | 0 | 0 | 0 | 0 | 0 | 0 | 83051.4577 | 0 | 0 | 0 | 0 | 0 | 0 | 0 | 0 | 0 | -112340.7216 | 0 | 0 | 0 | 0 | 0 | 0 | 0 | 0
2016-07-09 05:00 | 0 | 0 | 0 | 0 | 112015.3561 | 0 | 472233 | 0 | 0 | 0 | 0 | 12925.862 | 0 | 0 | 0 | 0 | 0 | 0 | 0 | 1516147.9236 | 0 | 0 | 0 | 0 | 0 | 0 | 0 | 0 | 0 | 0 | 0 | -83051.4577 | 0 | 0 | 0 | 0 | 0 | 0 | 0 | 0 | 0 | -277166.1862 | 0 | 0 | 0 | 0 | 0 | 0 | 0 | 0
2016-07-09 06:00 | 0 | 0 | 0 | 0 | 422926.4755 | 0 | 446984 | 0 | 0 | 0 | 0 | 95977.3197 | 0 | 0 | 0 | 0 | 0 | 0 | 0 | 1409038.9413 | 0 | 0 | 0 | 0 | 0 | 0 | 0 | 0 | 0 | 0 | 0 | 83051.4577 | 0 | 0 | 0 | 0 | 0 | 0 | 0 | 0 | 0 | -107108.9822 | 0 | 0 | 0 | 0 | 0 | 0 | 0 | 0
2016-07-09 07:00 | 0 | 0 | 0 | 0 | 67593.3561 | 0 | 427811 | 0 | 0 | 0 | 0 | 12925.862 | 0 | 0 | 0 | 0 | 0 | 0 | 0 | 1131872.7551 | 0 | 0 | 0 | 0 | 0 | 0 | 0 | 0 | 0 | 0 | 0 | -83051.4577 | 0 | 0 | 0 | 0 | 0 | 0 | 0 | 0 | 0 | -277166.1862 | 0 | 0 | 0 | 0 | 0 | 0 | 0 | 0
2016-07-09 08:00 | 0 | 0 | 0 | 0 | 384880.817 | 0 | 415102 | 0 | 0 | 0 | 0 | 95977.3197 | 0 | 0 | 0 | 0 | 0 | 0 | 0 | 1018600.1145 | 0 | 0 | 0 | 0 | 0 | 0 | 0 | 0 | 0 | 0 | 0 | 83051.4577 | 0 | 0 | 0 | 0 | 0 | 0 | 0 | 0 | 0 | -113272.6407 | 0 | 0 | 0 | 0 | 0 | 0 | 0 | 0
2016-07-09 09:00 | 0 | 0 | 0 | 0 | 48085.3561 | 0 | 408303 | 0 | 0 | 0 | 0 | 12925.862 | 0 | 0 | 0 | 0 | 0 | 0 | 0 | 741433.9283 | 0 | 0 | 0 | 0 | 0 | 0 | 0 | 0 | 0 | 0 | 0 | -83051.4577 | 0 | 0 | 0 | 0 | 0 | 0 | 0 | 0 | 0 | -277166.1862 | 0 | 0 | 0 | 0 | 0 | 0 | 0 | 0
2016-07-09 10:00 | 0 | 0 | 0 | 0 | 336738.5937 | 0 | 405812 | 0 | 0 | 0 | 0 | 83051.4577 | 0 | 0 | 0 | 0 | 0 | 0 | 0 | 602234.9262 | 0 | 0 | 0 | 0 | 0 | 0 | 0 | 0 | 0 | 0 | 0 | 70125.5957 | 0 | 0 | 0 | 0 | 0 | 0 | 0 | 0 | 0 | -139199.0021 | 0 | 0 | 0 | 0 | 0 | 0 | 0 | 0
2016-07-09 11:00 | 0 | 0 | 0 | 0 | 287892.1135 | 7.7381 | 412095 | 0 | 0 | 0 | 0 | 0 | 0 | 0 | 0 | 0 | 0 | 0 | 0 | 561091.2355 | 0 | 0 | 0 | 0 | 0 | 0 | 0 | 0 | 0 | 0 | 0 | -83051.4577 | 0 | 0 | 0 | 0 | 0 | 0 | 0 | 0 | 0 | -41143.6907 | 0 | 0 | 0 | 0 | 0 | 0 | 0 | 0
2016-07-09 12:00 | 0 | 0 | 0 | 0 | 162349.9063 | 127410.211 | 431529 | 0 | 0 | 0 | 0 | 83051.4577 | 0 | 0 | 0 | 0 | 0 | 0 | 0 | 336270.8951 | 0 | 0 | 0 | 0 | 0 | 0 | 0 | 0 | 0 | 0 | 0 | 83051.4577 | 0 | 0 | 0 | 0 | 0 | 0 | 0 | 0 | 0 | -224820.3404 | 0 | 0 | 0 | 0 | 0 | 0 | 0 | 0
2016-07-09 13:00 | 0 | 0 | 0 | 0 | 0 | 514628.0449 | 461399 | 0 | 0 | 0 | 0 | 83051.4577 | 0 | 0 | 0 | 0 | 0 | 0 | 0 | 389499.9401 | 0 | 0 | 0 | 0 | 0 | 0 | 0 | 0 | 0 | 0 | 0 | 0 | 0 | 0 | 0 | 0 | 0 | 0 | 0 | 0 | 0 | 53229.0449 | 0 | 0 | 0 | 0 | 0 | 0 | 0 | 0
2016-07-09 14:00 | 0 | 0 | 0 | 0 | 0 | 677738.2652 | 494489 | 0 | 0 | 0 | 0 | 0 | 0 | 0 | 0 | 0 | 0 | 0 | 0 | 655800.663 | 0 | 0 | 0 | 0 | 0 | 0 | 0 | 0 | 0 | 0 | 0 | -83051.4577 | 0 | 0 | 0 | 0 | 0 | 0 | 0 | 0 | 0 | 266300.7229 | 0 | 0 | 0 | 0 | 0 | 0 | 0 | 0
2016-07-09 15:00 | 0 | 0 | 0 | 0 | 98706.5213 | 786768.1226 | 525257 | 0 | 0 | 0 | 0 | 83051.4577 | 0 | 0 | 0 | 0 | 0 | 0 | 0 | 932966.8491 | 0 | 0 | 0 | 0 | 0 | 0 | 0 | 0 | 0 | 0 | 0 | 83051.4577 | 0 | 0 | 0 | 0 | 0 | 0 | 0 | 0 | 0 | 277166.1862 | 0 | 0 | 0 | 0 | 0 | 0 | 0 | 0
2016-07-09 16:00 | 0 | 0 | 0 | 0 | 0 | 846184.3967 | 550195 | 0 | 0 | 0 | 0 | 101874.6682 | 0 | 0 | 0 | 0 | 0 | 0 | 0 | 1210133.0353 | 0 | 0 | 0 | 0 | 0 | 0 | 0 | 0 | 0 | 0 | 0 | 18823.2105 | 0 | 0 | 0 | 0 | 0 | 0 | 0 | 0 | 0 | 277166.1862 | 0 | 0 | 0 | 0 | 0 | 0 | 0 | 0
2016-07-09 17:00 | 0 | 0 | 0 | 0 | 0 | 858402.5442 | 569722 | 0 | 0 | 0 | 0 | 135599.9587 | 0 | 0 | 0 | 0 | 0 | 0 | 0 | 1465088.289 | 0 | 0 | 0 | 0 | 0 | 0 | 0 | 0 | 0 | 0 | 0 | 33725.2905 | 0 | 0 | 0 | 0 | 0 | 0 | 0 | 0 | 0 | 254955.2537 | 0 | 0 | 0 | 0 | 0 | 0 | 0 | 0
2016-07-09 18:00 | 0 | 0 | 0 | 0 | 0 | 854290.8177 | 583892 | 0 | 0 | 0 | 0 | 128832.5902 | 0 | 0 | 0 | 0 | 0 | 0 | 0 | 1742254.4751 | 0 | 0 | 0 | 0 | 0 | 0 | 0 | 0 | 0 | 0 | 0 | -6767.3685 | 0 | 0 | 0 | 0 | 0 | 0 | 0 | 0 | 0 | 277166.1862 | 0 | 0 | 0 | 0 | 0 | 0 | 0 | 0
2016-07-09 19:00 | 0 | 0 | 0 | 0 | 0 | 844914.782 | 595393 | 0 | 0 | 0 | 0 | 101188.186 | 0 | 0 | 0 | 0 | 0 | 0 | 0 | 2019420.6613 | 0 | 0 | 0 | 0 | 0 | 0 | 0 | 0 | 0 | 0 | 0 | -27644.4042 | 0 | 0 | 0 | 0 | 0 | 0 | 0 | 0 | 0 | 277166.1862 | 0 | 0 | 0 | 0 | 0 | 0 | 0 | 0
2016-07-09 20:00 | 0 | 0 | 0 | 0 | 0 | 839888.3889 | 603013 | 0 | 0 | 0 | 0 | 184239.6437 | 0 | 0 | 0 | 0 | 0 | 0 | 0 | 2173244.5925 | 0 | 0 | 0 | 0 | 0 | 0 | 0 | 0 | 0 | 0 | 0 | 83051.4577 | 0 | 0 | 0 | 0 | 0 | 0 | 0 | 0 | 0 | 153823.9312 | 0 | 0 | 0 | 0 | 0 | 0 | 0 | 0
2016-07-09 21:00 | 0 | 0 | 0 | 0 | 0 | 828027.6442 | 605780 | 0 | 0 | 0 | 0 | 129321.1018 | 0 | 0 | 0 | 0 | 0 | 0 | 0 | 2450410.7787 | 0 | 0 | 0 | 0 | 0 | 0 | 0 | 0 | 0 | 0 | 0 | -54918.5419 | 0 | 0 | 0 | 0 | 0 | 0 | 0 | 0 | 0 | 277166.1862 | 0 | 0 | 0 | 0 | 0 | 0 | 0 | 0
2016-07-09 22:00 | 0 | 0 | 0 | 0 | 0 | 799487.9667 | 600420 | 0 | 0 | 0 | 0 | 51222.8823 | 0 | 0 | 0 | 0 | 0 | 0 | 0 | 2727576.9648 | 0 | 0 | 0 | 0 | 0 | 0 | 0 | 0 | 0 | 0 | 0 | -78098.2195 | 0 | 0 | 0 | 0 | 0 | 0 | 0 | 0 | 0 | 277166.1862 | 0 | 0 | 0 | 0 | 0 | 0 | 0 | 0
2016-07-09 23:00 | 0 | 0 | 0 | 0 | 0 | 717803.6494 | 588550 | 0 | 0 | 0 | 0 | 134274.34 | 0 | 0 | 0 | 0 | 0 | 0 | 0 | 2773779.1566 | 0 | 0 | 0 | 0 | 0 | 0 | 0 | 0 | 0 | 0 | 0 | 83051.4577 | 0 | 0 | 0 | 0 | 0 | 0 | 0 | 0 | 0 | 46202.1917 | 0 | 0 | 0 | 0 | 0 | 0 | 0 | 0
2016-07-10 | 0 | 0 | 0 | 0 | 0 | 581939.2982 | 572382 | 0 | 0 | 0 | 0 | 51222.8823 | 0 | 0 | 0 | 0 | 0 | 0 | 0 | 2866387.9125 | 0 | 0 | 0 | 0 | 0 | 0 | 0 | 0 | 0 | 0 | 0 | -83051.4577 | 0 | 0 | 0 | 0 | 0 | 0 | 0 | 0 | 0 | 92608.7559 | 0 | 0 | 0 | 0 | 0 | 0 | 0 | 0
2016-07-10 01:00 | 0 | 0 | 0 | 0 | 0 | 311692.3892 | 557030 | 0 | 0 | 0 | 0 | 83051.4577 | 0 | 0 | 0 | 0 | 0 | 0 | 0 | 2589221.7263 | 0 | 0 | 0 | 0 | 0 | 0 | 0 | 0 | 0 | 0 | 0 | 31828.5754 | 0 | 0 | 0 | 0 | 0 | 0 | 0 | 0 | 0 | -277166.1862 | 0 | 0 | 0 | 0 | 0 | 0 | 0 | 0
2016-07-10 02:00 | 0 | 0 | 0 | 0 | 302846.3426 | 37773.9289 | 534735 | 0 | 0 | 0 | 0 | 166102.9154 | 0 | 0 | 0 | 0 | 0 | 0 | 0 | 2312055.5401 | 0 | 0 | 0 | 0 | 0 | 0 | 0 | 0 | 0 | 0 | 0 | 83051.4577 | 0 | 0 | 0 | 0 | 0 | 0 | 0 | 0 | 0 | -277166.1862 | 0 | 0 | 0 | 0 | 0 | 0 | 0 | 0
2016-07-10 03:00 | 0 | 0 | 0 | 0 | 144419.039 | 0.31708 | 504637 | 0 | 0 | 0 | 0 | 83051.4577 | 0 | 0 | 0 | 0 | 0 | 0 | 0 | 2034889.354 | 0 | 0 | 0 | 0 | 0 | 0 | 0 | 0 | 0 | 0 | 0 | -83051.4577 | 0 | 0 | 0 | 0 | 0 | 0 | 0 | 0 | 0 | -277166.1862 | 0 | 0 | 0 | 0 | 0 | 0 | 0 | 0
2016-07-10 04:00 | 0 | 0 | 0 | 0 | 624616.3053 | 0 | 472865 | 0 | 0 | 0 | 0 | 166102.9154 | 0 | 0 | 0 | 0 | 0 | 0 | 0 | 2103589.2016 | 0 | 0 | 0 | 0 | 0 | 0 | 0 | 0 | 0 | 0 | 0 | 83051.4577 | 0 | 0 | 0 | 0 | 0 | 0 | 0 | 0 | 0 | 68699.8476 | 0 | 0 | 0 | 0 | 0 | 0 | 0 | 0
2016-07-10 05:00 | 0 | 0 | 0 | 0 | 84950.3561 | 0 | 445168 | 0 | 0 | 0 | 0 | 83051.4577 | 0 | 0 | 0 | 0 | 0 | 0 | 0 | 1826423.0154 | 0 | 0 | 0 | 0 | 0 | 0 | 0 | 0 | 0 | 0 | 0 | -83051.4577 | 0 | 0 | 0 | 0 | 0 | 0 | 0 | 0 | 0 | -277166.1862 | 0 | 0 | 0 | 0 | 0 | 0 | 0 | 0
2016-07-10 06:00 | 0 | 0 | 0 | 0 | 62824.3561 | 0 | 423042 | 0 | 0 | 0 | 0 | 0 | 0 | 0 | 0 | 0 | 0 | 0 | 0 | 1549256.8293 | 0 | 0 | 0 | 0 | 0 | 0 | 0 | 0 | 0 | 0 | 0 | -83051.4577 | 0 | 0 | 0 | 0 | 0 | 0 | 0 | 0 | 0 | -277166.1862 | 0 | 0 | 0 | 0 | 0 | 0 | 0 | 0
2016-07-10 07:00 | 0 | 0 | 0 | 0 | 211274.2715 | 0 | 405389 | 0 | 0 | 0 | 0 | 83051.4577 | 0 | 0 | 0 | 0 | 0 | 0 | 0 | 1272090.6431 | 0 | 0 | 0 | 0 | 0 | 0 | 0 | 0 | 0 | 0 | 0 | 83051.4577 | 0 | 0 | 0 | 0 | 0 | 0 | 0 | 0 | 0 | -277166.1862 | 0 | 0 | 0 | 0 | 0 | 0 | 0 | 0
2016-07-10 08:00 | 0 | 0 | 0 | 0 | 32777.3561 | 0 | 392995 | 0 | 0 | 0 | 0 | 0 | 0 | 0 | 0 | 0 | 0 | 0 | 0 | 994924.4569 | 0 | 0 | 0 | 0 | 0 | 0 | 0 | 0 | 0 | 0 | 0 | -83051.4577 | 0 | 0 | 0 | 0 | 0 | 0 | 0 | 0 | 0 | -277166.1862 | 0 | 0 | 0 | 0 | 0 | 0 | 0 | 0
2016-07-10 09:00 | 0 | 0 | 0 | 0 | 451872.0214 | 0 | 386041 | 0 | 0 | 0 | 0 | 83051.4577 | 0 | 0 | 0 | 0 | 0 | 0 | 0 | 977704.0206 | 0 | 0 | 0 | 0 | 0 | 0 | 0 | 0 | 0 | 0 | 0 | 83051.4577 | 0 | 0 | 0 | 0 | 0 | 0 | 0 | 0 | 0 | -17220.4363 | 0 | 0 | 0 | 0 | 0 | 0 | 0 | 0
2016-07-10 10:00 | 0 | 0 | 0 | 0 | 22197.3561 | 0 | 382415 | 0 | 0 | 0 | 0 | 0 | 0 | 0 | 0 | 0 | 0 | 0 | 0 | 700537.8345 | 0 | 0 | 0 | 0 | 0 | 0 | 0 | 0 | 0 | 0 | 0 | -83051.4577 | 0 | 0 | 0 | 0 | 0 | 0 | 0 | 0 | 0 | -277166.1862 | 0 | 0 | 0 | 0 | 0 | 0 | 0 | 0
2016-07-10 11:00 | 0 | 0 | 0 | 0 | 342768.2285 | 6.6671 | 387490 | 0 | 0 | 0 | 0 | 0 | 0 | 0 | 0 | 0 | 0 | 0 | 0 | 655822.7301 | 0 | 0 | 0 | 0 | 0 | 0 | 0 | 0 | 0 | 0 | 0 | 0 | 0 | 0 | 0 | 0 | 0 | 0 | 0 | 0 | 0 | -44715.1043 | 0 | 0 | 0 | 0 | 0 | 0 | 0 | 0
2016-07-10 12:00 | 0 | 0 | 0 | 0 | 220096.6696 | 110362.1369 | 407703 | 0 | 0 | 0 | 0 | 83051.4577 | 0 | 0 | 0 | 0 | 0 | 0 | 0 | 495527.0789 | 0 | 0 | 0 | 0 | 0 | 0 | 0 | 0 | 0 | 0 | 0 | 83051.4577 | 0 | 0 | 0 | 0 | 0 | 0 | 0 | 0 | 0 | -160295.6512 | 0 | 0 | 0 | 0 | 0 | 0 | 0 | 0
2016-07-10 13:00 | 0 | 0 | 0 | 0 | 0 | 503699.7372 | 435099 | 0 | 0 | 0 | 0 | 0 | 0 | 0 | 0 | 0 | 0 | 0 | 0 | 647179.2738 | 0 | 0 | 0 | 0 | 0 | 0 | 0 | 0 | 0 | 0 | 0 | -83051.4577 | 0 | 0 | 0 | 0 | 0 | 0 | 0 | 0 | 0 | 151652.1949 | 0 | 0 | 0 | 0 | 0 | 0 | 0 | 0
2016-07-10 14:00 | 0 | 0 | 0 | 0 | 27969.0739 | 715336.1123 | 466139 | 0 | 0 | 0 | 0 | 0 | 0 | 0 | 0 | 0 | 0 | 0 | 0 | 924345.46 | 0 | 0 | 0 | 0 | 0 | 0 | 0 | 0 | 0 | 0 | 0 | 0 | 0 | 0 | 0 | 0 | 0 | 0 | 0 | 0 | 0 | 277166.1862 | 0 | 0 | 0 | 0 | 0 | 0 | 0 | 0
2016-07-10 15:00 | 0 | 0 | 0 | 0 | 0 | 822453.9009 | 496547 | 0 | 0 | 0 | 0 | 48740.7148 | 0 | 0 | 0 | 0 | 0 | 0 | 0 | 1201511.6461 | 0 | 0 | 0 | 0 | 0 | 0 | 0 | 0 | 0 | 0 | 0 | 48740.7148 | 0 | 0 | 0 | 0 | 0 | 0 | 0 | 0 | 0 | 277166.1862 | 0 | 0 | 0 | 0 | 0 | 0 | 0 | 0
2016-07-10 16:00 | 0 | 0 | 0 | 0 | 0 | 878189.045 | 524202 | 0 | 0 | 0 | 0 | 131792.1725 | 0 | 0 | 0 | 0 | 0 | 0 | 0 | 1472447.2335 | 0 | 0 | 0 | 0 | 0 | 0 | 0 | 0 | 0 | 0 | 0 | 83051.4577 | 0 | 0 | 0 | 0 | 0 | 0 | 0 | 0 | 0 | 270935.5873 | 0 | 0 | 0 | 0 | 0 | 0 | 0 | 0
2016-07-10 17:00 | 0 | 0 | 0 | 0 | 0 | 887434.0478 | 547624 | 0 | 0 | 0 | 0 | 214843.6302 | 0 | 0 | 0 | 0 | 0 | 0 | 0 | 1729205.8235 | 0 | 0 | 0 | 0 | 0 | 0 | 0 | 0 | 0 | 0 | 0 | 83051.4577 | 0 | 0 | 0 | 0 | 0 | 0 | 0 | 0 | 0 | 256758.5901 | 0 | 0 | 0 | 0 | 0 | 0 | 0 | 0
2016-07-10 18:00 | 0 | 0 | 0 | 0 | 0 | 881776.8539 | 566798 | 0 | 0 | 0 | 0 | 252656.298 | 0 | 0 | 0 | 0 | 0 | 0 | 0 | 2006372.0097 | 0 | 0 | 0 | 0 | 0 | 0 | 0 | 0 | 0 | 0 | 0 | 37812.6678 | 0 | 0 | 0 | 0 | 0 | 0 | 0 | 0 | 0 | 277166.1862 | 0 | 0 | 0 | 0 | 0 | 0 | 0 | 0
2016-07-10 19:00 | 0 | 0 | 0 | 0 | 0 | 874876.2982 | 581698 | 0 | 0 | 0 | 0 | 268668.41 | 0 | 0 | 0 | 0 | 0 | 0 | 0 | 2283538.1959 | 0 | 0 | 0 | 0 | 0 | 0 | 0 | 0 | 0 | 0 | 0 | 16012.112 | 0 | 0 | 0 | 0 | 0 | 0 | 0 | 0 | 0 | 277166.1862 | 0 | 0 | 0 | 0 | 0 | 0 | 0 | 0
2016-07-10 20:00 | 0 | 0 | 0 | 0 | 0 | 875314.0721 | 592595 | 0 | 0 | 0 | 0 | 274221.2959 | 0 | 0 | 0 | 0 | 0 | 0 | 0 | 2560704.382 | 0 | 0 | 0 | 0 | 0 | 0 | 0 | 0 | 0 | 0 | 0 | 5552.8859 | 0 | 0 | 0 | 0 | 0 | 0 | 0 | 0 | 0 | 277166.1862 | 0 | 0 | 0 | 0 | 0 | 0 | 0 | 0
2016-07-10 21:00 | 0 | 0 | 0 | 0 | 0 | 869965.7611 | 599783 | 0 | 0 | 0 | 0 | 267237.8708 | 0 | 0 | 0 | 0 | 0 | 0 | 0 | 2837870.5682 | 0 | 0 | 0 | 0 | 0 | 0 | 0 | 0 | 0 | 0 | 0 | -6983.4251 | 0 | 0 | 0 | 0 | 0 | 0 | 0 | 0 | 0 | 277166.1862 | 0 | 0 | 0 | 0 | 0 | 0 | 0 | 0
2016-07-10 22:00 | 0 | 0 | 0 | 0 | 0 | 846578.3344 | 600387 | 0 | 0 | 0 | 0 | 236263.0191 | 0 | 0 | 0 | 0 | 0 | 0 | 0 | 3115036.7544 | 0 | 0 | 0 | 0 | 0 | 0 | 0 | 0 | 0 | 0 | 0 | -30974.8518 | 0 | 0 | 0 | 0 | 0 | 0 | 0 | 0 | 0 | 277166.1862 | 0 | 0 | 0 | 0 | 0 | 0 | 0 | 0
2016-07-10 23:00 | 0 | 0 | 0 | 0 | 0 | 763564.5609 | 591233 | 0 | 0 | 0 | 0 | 249154.3731 | 0 | 0 | 0 | 0 | 0 | 0 | 0 | 3274476.9613 | 0 | 0 | 0 | 0 | 0 | 0 | 0 | 0 | 0 | 0 | 0 | 12891.354 | 0 | 0 | 0 | 0 | 0 | 0 | 0 | 0 | 0 | 159440.2069 | 0 | 0 | 0 | 0 | 0 | 0 | 0 | 0
2016-07-11 | 0 | 0 | 0 | 0 | 0 | 628053.4348 | 576878 | 0 | 0 | 0 | 0 | 166102.9154 | 0 | 0 | 0 | 0 | 0 | 0 | 0 | 3408703.8538 | 0 | 0 | 0 | 0 | 0 | 0 | 0 | 0 | 0 | 0 | 0 | -83051.4577 | 0 | 0 | 0 | 0 | 0 | 0 | 0 | 0 | 0 | 134226.8925 | 0 | 0 | 0 | 0 | 0 | 0 | 0 | 0
2016-07-11 01:00 | 0 | 0 | 0 | 0 | 27957.9846 | 342102.2869 | 564175 | 0 | 0 | 0 | 0 | 249154.3731 | 0 | 0 | 0 | 0 | 0 | 0 | 0 | 3131537.6676 | 0 | 0 | 0 | 0 | 0 | 0 | 0 | 0 | 0 | 0 | 0 | 83051.4577 | 0 | 0 | 0 | 0 | 0 | 0 | 0 | 0 | 0 | -277166.1862 | 0 | 0 | 0 | 0 | 0 | 0 | 0 | 0
2016-07-11 02:00 | 0 | 0 | 0 | 0 | 129049.3942 | 52397.9619 | 541665 | 0 | 0 | 0 | 0 | 166102.9154 | 0 | 0 | 0 | 0 | 0 | 0 | 0 | 2854371.4814 | 0 | 0 | 0 | 0 | 0 | 0 | 0 | 0 | 0 | 0 | 0 | -83051.4577 | 0 | 0 | 0 | 0 | 0 | 0 | 0 | 0 | 0 | -277166.1862 | 0 | 0 | 0 | 0 | 0 | 0 | 0 | 0
2016-07-11 03:00 | 0 | 0 | 0 | 0 | 149543.165 | 0.19109 | 509761 | 0 | 0 | 0 | 0 | 83051.4577 | 0 | 0 | 0 | 0 | 0 | 0 | 0 | 2577205.2953 | 0 | 0 | 0 | 0 | 0 | 0 | 0 | 0 | 0 | 0 | 0 | -83051.4577 | 0 | 0 | 0 | 0 | 0 | 0 | 0 | 0 | 0 | -277166.1862 | 0 | 0 | 0 | 0 | 0 | 0 | 0 | 0
2016-07-11 04:00 | 0 | 0 | 0 | 0 | 283413.2715 | 0 | 477528 | 0 | 0 | 0 | 0 | 166102.9154 | 0 | 0 | 0 | 0 | 0 | 0 | 0 | 2300039.1091 | 0 | 0 | 0 | 0 | 0 | 0 | 0 | 0 | 0 | 0 | 0 | 83051.4577 | 0 | 0 | 0 | 0 | 0 | 0 | 0 | 0 | 0 | -277166.1862 | 0 | 0 | 0 | 0 | 0 | 0 | 0 | 0
2016-07-11 05:00 | 0 | 0 | 0 | 0 | 90324.3561 | 0 | 450542 | 0 | 0 | 0 | 0 | 83051.4577 | 0 | 0 | 0 | 0 | 0 | 0 | 0 | 2022872.9229 | 0 | 0 | 0 | 0 | 0 | 0 | 0 | 0 | 0 | 0 | 0 | -83051.4577 | 0 | 0 | 0 | 0 | 0 | 0 | 0 | 0 | 0 | -277166.1862 | 0 | 0 | 0 | 0 | 0 | 0 | 0 | 0
2016-07-11 06:00 | 0 | 0 | 0 | 0 | 68428.3561 | 0 | 428646 | 0 | 0 | 0 | 0 | 0 | 0 | 0 | 0 | 0 | 0 | 0 | 0 | 1745706.7368 | 0 | 0 | 0 | 0 | 0 | 0 | 0 | 0 | 0 | 0 | 0 | -83051.4577 | 0 | 0 | 0 | 0 | 0 | 0 | 0 | 0 | 0 | -277166.1862 | 0 | 0 | 0 | 0 | 0 | 0 | 0 | 0
2016-07-11 07:00 | 0 | 0 | 0 | 0 | 728897.5619 | 0 | 412850 | 0 | 0 | 0 | 0 | 83051.4577 | 0 | 0 | 0 | 0 | 0 | 0 | 0 | 1978702.841 | 0 | 0 | 0 | 0 | 0 | 0 | 0 | 0 | 0 | 0 | 0 | 83051.4577 | 0 | 0 | 0 | 0 | 0 | 0 | 0 | 0 | 0 | 232996.1042 | 0 | 0 | 0 | 0 | 0 | 0 | 0 | 0
2016-07-11 08:00 | 0 | 0 | 0 | 0 | 45883.3561 | 0 | 406101 | 0 | 0 | 0 | 0 | 0 | 0 | 0 | 0 | 0 | 0 | 0 | 0 | 1701536.6548 | 0 | 0 | 0 | 0 | 0 | 0 | 0 | 0 | 0 | 0 | 0 | -83051.4577 | 0 | 0 | 0 | 0 | 0 | 0 | 0 | 0 | 0 | -277166.1862 | 0 | 0 | 0 | 0 | 0 | 0 | 0 | 0
2016-07-11 09:00 | 0 | 0 | 0 | 0 | 133809.8138 | 0 | 410976 | 0 | 0 | 0 | 0 | 0 | 0 | 0 | 0 | 0 | 0 | 0 | 0 | 1424370.4686 | 0 | 0 | 0 | 0 | 0 | 0 | 0 | 0 | 0 | 0 | 0 | 0 | 0 | 0 | 0 | 0 | 0 | 0 | 0 | 0 | 0 | -277166.1862 | 0 | 0 | 0 | 0 | 0 | 0 | 0 | 0
2016-07-11 10:00 | 0 | 0 | 0 | 0 | 230627.2715 | 0 | 424742 | 0 | 0 | 0 | 0 | 83051.4577 | 0 | 0 | 0 | 0 | 0 | 0 | 0 | 1147204.2825 | 0 | 0 | 0 | 0 | 0 | 0 | 0 | 0 | 0 | 0 | 0 | 83051.4577 | 0 | 0 | 0 | 0 | 0 | 0 | 0 | 0 | 0 | -277166.1862 | 0 | 0 | 0 | 0 | 0 | 0 | 0 | 0
2016-07-11 11:00 | 0 | 0 | 0 | 0 | 82915.382 | 5.9742 | 443139 | 0 | 0 | 0 | 0 | 0 | 0 | 0 | 0 | 0 | 0 | 0 | 0 | 870038.0963 | 0 | 0 | 0 | 0 | 0 | 0 | 0 | 0 | 0 | 0 | 0 | -83051.4577 | 0 | 0 | 0 | 0 | 0 | 0 | 0 | 0 | 0 | -277166.1862 | 0 | 0 | 0 | 0 | 0 | 0 | 0 | 0
2016-07-11 12:00 | 0 | 0 | 0 | 0 | 62275.6479 | 130341.1659 | 469783 | 0 | 0 | 0 | 0 | 0 | 0 | 0 | 0 | 0 | 0 | 0 | 0 | 592871.9101 | 0 | 0 | 0 | 0 | 0 | 0 | 0 | 0 | 0 | 0 | 0 | 0 | 0 | 0 | 0 | 0 | 0 | 0 | 0 | 0 | 0 | -277166.1862 | 0 | 0 | 0 | 0 | 0 | 0 | 0 | 0
2016-07-11 13:00 | 0 | 0 | 0 | 0 | 262703.1714 | 515488.0147 | 501025 | 0 | 0 | 0 | 0 | 0 | 0 | 0 | 0 | 0 | 0 | 0 | 0 | 870038.0963 | 0 | 0 | 0 | 0 | 0 | 0 | 0 | 0 | 0 | 0 | 0 | 0 | 0 | 0 | 0 | 0 | 0 | 0 | 0 | 0 | 0 | 277166.1862 | 0 | 0 | 0 | 0 | 0 | 0 | 0 | 0
2016-07-11 14:00 | 0 | 0 | 0 | 0 | 83228.4323 | 729755.7539 | 535818 | 0 | 0 | 0 | 0 | 0 | 0 | 0 | 0 | 0 | 0 | 0 | 0 | 1147204.2825 | 0 | 0 | 0 | 0 | 0 | 0 | 0 | 0 | 0 | 0 | 0 | 0 | 0 | 0 | 0 | 0 | 0 | 0 | 0 | 0 | 0 | 277166.1862 | 0 | 0 | 0 | 0 | 0 | 0 | 0 | 0
2016-07-11 15:00 | 0 | 0 | 0 | 0 | 86571.9944 | 842069.6495 | 568424 | 0 | 0 | 0 | 0 | 83051.4577 | 0 | 0 | 0 | 0 | 0 | 0 | 0 | 1424370.4686 | 0 | 0 | 0 | 0 | 0 | 0 | 0 | 0 | 0 | 0 | 0 | 83051.4577 | 0 | 0 | 0 | 0 | 0 | 0 | 0 | 0 | 0 | 277166.1862 | 0 | 0 | 0 | 0 | 0 | 0 | 0 | 0
2016-07-11 16:00 | 0 | 0 | 0 | 0 | 0 | 891773.0408 | 596823 | 0 | 0 | 0 | 0 | 100835.3124 | 0 | 0 | 0 | 0 | 0 | 0 | 0 | 1701536.6548 | 0 | 0 | 0 | 0 | 0 | 0 | 0 | 0 | 0 | 0 | 0 | 17783.8546 | 0 | 0 | 0 | 0 | 0 | 0 | 0 | 0 | 0 | 277166.1862 | 0 | 0 | 0 | 0 | 0 | 0 | 0 | 0
2016-07-11 17:00 | 0 | 0 | 0 | 0 | 0 | 904727.2501 | 621048 | 0 | 0 | 0 | 0 | 107348.3763 | 0 | 0 | 0 | 0 | 0 | 0 | 0 | 1978702.841 | 0 | 0 | 0 | 0 | 0 | 0 | 0 | 0 | 0 | 0 | 0 | 6513.0639 | 0 | 0 | 0 | 0 | 0 | 0 | 0 | 0 | 0 | 277166.1862 | 0 | 0 | 0 | 0 | 0 | 0 | 0 | 0
2016-07-11 18:00 | 0 | 0 | 0 | 0 | 0 | 899176.4061 | 640543 | 0 | 0 | 0 | 0 | 190399.834 | 0 | 0 | 0 | 0 | 0 | 0 | 0 | 2154284.7893 | 0 | 0 | 0 | 0 | 0 | 0 | 0 | 0 | 0 | 0 | 0 | 83051.4577 | 0 | 0 | 0 | 0 | 0 | 0 | 0 | 0 | 0 | 175581.9484 | 0 | 0 | 0 | 0 | 0 | 0 | 0 | 0
2016-07-11 19:00 | 0 | 0 | 0 | 0 | 0 | 891262.6539 | 654436 | 0 | 0 | 0 | 0 | 150060.3017 | 0 | 0 | 0 | 0 | 0 | 0 | 0 | 2431450.9755 | 0 | 0 | 0 | 0 | 0 | 0 | 0 | 0 | 0 | 0 | 0 | -40339.5323 | 0 | 0 | 0 | 0 | 0 | 0 | 0 | 0 | 0 | 277166.1862 | 0 | 0 | 0 | 0 | 0 | 0 | 0 | 0
2016-07-11 20:00 | 0 | 0 | 0 | 0 | 0 | 889469.9658 | 663615 | 0 | 0 | 0 | 0 | 98749.0813 | 0 | 0 | 0 | 0 | 0 | 0 | 0 | 2708617.1616 | 0 | 0 | 0 | 0 | 0 | 0 | 0 | 0 | 0 | 0 | 0 | -51311.2204 | 0 | 0 | 0 | 0 | 0 | 0 | 0 | 0 | 0 | 277166.1862 | 0 | 0 | 0 | 0 | 0 | 0 | 0 | 0
2016-07-11 21:00 | 0 | 0 | 0 | 0 | 0 | 883279.1707 | 666782 | 0 | 0 | 0 | 0 | 181800.539 | 0 | 0 | 0 | 0 | 0 | 0 | 0 | 2842062.8747 | 0 | 0 | 0 | 0 | 0 | 0 | 0 | 0 | 0 | 0 | 0 | 83051.4577 | 0 | 0 | 0 | 0 | 0 | 0 | 0 | 0 | 0 | 133445.713 | 0 | 0 | 0 | 0 | 0 | 0 | 0 | 0
2016-07-11 22:00 | 0 | 0 | 0 | 0 | 0 | 858040.6959 | 661340 | 0 | 0 | 0 | 0 | 101335.0487 | 0 | 0 | 0 | 0 | 0 | 0 | 0 | 3119229.0608 | 0 | 0 | 0 | 0 | 0 | 0 | 0 | 0 | 0 | 0 | 0 | -80465.4903 | 0 | 0 | 0 | 0 | 0 | 0 | 0 | 0 | 0 | 277166.1862 | 0 | 0 | 0 | 0 | 0 | 0 | 0 | 0
2016-07-11 23:00 | 0 | 0 | 0 | 0 | 0 | 781128.7673 | 647838 | 0 | 0 | 0 | 0 | 83051.4577 | 0 | 0 | 0 | 0 | 0 | 0 | 0 | 3270803.4191 | 0 | 0 | 0 | 0 | 0 | 0 | 0 | 0 | 0 | 0 | 0 | -18283.591 | 0 | 0 | 0 | 0 | 0 | 0 | 0 | 0 | 0 | 151574.3583 | 0 | 0 | 0 | 0 | 0 | 0 | 0 | 0
2016-07-12 | 0 | 0 | 0 | 0 | 0 | 616829.3475 | 629895 | 0 | 0 | 0 | 0 | 166102.9154 | 0 | 0 | 0 | 0 | 0 | 0 | 0 | 3174686.3089 | 0 | 0 | 0 | 0 | 0 | 0 | 0 | 0 | 0 | 0 | 0 | 83051.4577 | 0 | 0 | 0 | 0 | 0 | 0 | 0 | 0 | 0 | -96117.1102 | 0 | 0 | 0 | 0 | 0 | 0 | 0 | 0
2016-07-12 01:00 | 0 | 0 | 0 | 0 | 0 | 343832.7638 | 611767 | 0 | 0 | 0 | 0 | 83051.4577 | 0 | 0 | 0 | 0 | 0 | 0 | 0 | 2989803.5304 | 0 | 0 | 0 | 0 | 0 | 0 | 0 | 0 | 0 | 0 | 0 | -83051.4577 | 0 | 0 | 0 | 0 | 0 | 0 | 0 | 0 | 0 | -184882.7785 | 0 | 0 | 0 | 0 | 0 | 0 | 0 | 0
2016-07-12 02:00 | 0 | 0 | 0 | 0 | 185569.9183 | 37659.4378 | 583447 | 0 | 0 | 0 | 0 | 0 | 0 | 0 | 0 | 0 | 0 | 0 | 0 | 2712637.3442 | 0 | 0 | 0 | 0 | 0 | 0 | 0 | 0 | 0 | 0 | 0 | -83051.4577 | 0 | 0 | 0 | 0 | 0 | 0 | 0 | 0 | 0 | -277166.1862 | 0 | 0 | 0 | 0 | 0 | 0 | 0 | 0
2016-07-12 03:00 | 0 | 0 | 0 | 0 | 350777.2573 | 0.014279 | 544892 | 0 | 0 | 0 | 0 | 83051.4577 | 0 | 0 | 0 | 0 | 0 | 0 | 0 | 2435471.158 | 0 | 0 | 0 | 0 | 0 | 0 | 0 | 0 | 0 | 0 | 0 | 83051.4577 | 0 | 0 | 0 | 0 | 0 | 0 | 0 | 0 | 0 | -277166.1862 | 0 | 0 | 0 | 0 | 0 | 0 | 0 | 0
2016-07-12 04:00 | 0 | 0 | 0 | 0 | 314907.2715 | 0 | 509022 | 0 | 0 | 0 | 0 | 166102.9154 | 0 | 0 | 0 | 0 | 0 | 0 | 0 | 2158304.9719 | 0 | 0 | 0 | 0 | 0 | 0 | 0 | 0 | 0 | 0 | 0 | 83051.4577 | 0 | 0 | 0 | 0 | 0 | 0 | 0 | 0 | 0 | -277166.1862 | 0 | 0 | 0 | 0 | 0 | 0 | 0 | 0
2016-07-12 05:00 | 0 | 0 | 0 | 0 | 671428.7285 | 0 | 477314 | 0 | 0 | 0 | 0 | 83051.4577 | 0 | 0 | 0 | 0 | 0 | 0 | 0 | 2435471.158 | 0 | 0 | 0 | 0 | 0 | 0 | 0 | 0 | 0 | 0 | 0 | -83051.4577 | 0 | 0 | 0 | 0 | 0 | 0 | 0 | 0 | 0 | 277166.1862 | 0 | 0 | 0 | 0 | 0 | 0 | 0 | 0
2016-07-12 06:00 | 0 | 0 | 0 | 0 | 173331.8138 | 0 | 450498 | 0 | 0 | 0 | 0 | 83051.4577 | 0 | 0 | 0 | 0 | 0 | 0 | 0 | 2158304.9719 | 0 | 0 | 0 | 0 | 0 | 0 | 0 | 0 | 0 | 0 | 0 | 0 | 0 | 0 | 0 | 0 | 0 | 0 | 0 | 0 | 0 | -277166.1862 | 0 | 0 | 0 | 0 | 0 | 0 | 0 | 0
2016-07-12 07:00 | 0 | 0 | 0 | 0 | 237589.2715 | 0 | 431704 | 0 | 0 | 0 | 0 | 166102.9154 | 0 | 0 | 0 | 0 | 0 | 0 | 0 | 1881138.7857 | 0 | 0 | 0 | 0 | 0 | 0 | 0 | 0 | 0 | 0 | 0 | 83051.4577 | 0 | 0 | 0 | 0 | 0 | 0 | 0 | 0 | 0 | -277166.1862 | 0 | 0 | 0 | 0 | 0 | 0 | 0 | 0
2016-07-12 08:00 | 0 | 0 | 0 | 0 | 61781.3561 | 0 | 421999 | 0 | 0 | 0 | 0 | 83051.4577 | 0 | 0 | 0 | 0 | 0 | 0 | 0 | 1603972.5995 | 0 | 0 | 0 | 0 | 0 | 0 | 0 | 0 | 0 | 0 | 0 | -83051.4577 | 0 | 0 | 0 | 0 | 0 | 0 | 0 | 0 | 0 | -277166.1862 | 0 | 0 | 0 | 0 | 0 | 0 | 0 | 0
2016-07-12 09:00 | 0 | 0 | 0 | 0 | 655202.1991 | 0 | 422987 | 0 | 0 | 0 | 0 | 166102.9154 | 0 | 0 | 0 | 0 | 0 | 0 | 0 | 1753136.341 | 0 | 0 | 0 | 0 | 0 | 0 | 0 | 0 | 0 | 0 | 0 | 83051.4577 | 0 | 0 | 0 | 0 | 0 | 0 | 0 | 0 | 0 | 149163.7414 | 0 | 0 | 0 | 0 | 0 | 0 | 0 | 0
2016-07-12 10:00 | 0 | 0 | 0 | 0 | 75811.3561 | 0 | 436029 | 0 | 0 | 0 | 0 | 83051.4577 | 0 | 0 | 0 | 0 | 0 | 0 | 0 | 1475970.1548 | 0 | 0 | 0 | 0 | 0 | 0 | 0 | 0 | 0 | 0 | 0 | -83051.4577 | 0 | 0 | 0 | 0 | 0 | 0 | 0 | 0 | 0 | -277166.1862 | 0 | 0 | 0 | 0 | 0 | 0 | 0 | 0
2016-07-12 11:00 | 0 | 0 | 0 | 0 | 574154.3056 | 4.9032 | 456498 | 0 | 0 | 0 | 0 | 0 | 0 | 0 | 0 | 0 | 0 | 0 | 0 | 1676682.8214 | 0 | 0 | 0 | 0 | 0 | 0 | 0 | 0 | 0 | 0 | 0 | -83051.4577 | 0 | 0 | 0 | 0 | 0 | 0 | 0 | 0 | 0 | 200712.6666 | 0 | 0 | 0 | 0 | 0 | 0 | 0 | 0
2016-07-12 12:00 | 0 | 0 | 0 | 0 | 428289.3733 | 132352.6391 | 482934 | 0 | 0 | 0 | 0 | 83051.4577 | 0 | 0 | 0 | 0 | 0 | 0 | 0 | 1638566.2907 | 0 | 32773.0854 | 0 | 0 | 0 | 0 | 0 | 0 | 0 | 0 | 0 | 83051.4577 | 0 | 0 | 0 | 0 | 0 | 0 | 0 | 0 | 0 | -38116.5307 | 0 | 32773.0854 | 0 | 0 | 0 | 0 | 0 | 0
2016-07-12 13:00 | 0 | 0 | 0 | 0 | 0 | 518748.865 | 512658 | 0 | 0 | 0 | 0 | 0 | 0 | 0 | 0 | 0 | 0 | 0 | 0 | 1760481.6988 | 0 | 0 | 0 | 0 | 0 | 0 | 0 | 0 | 0 | 0 | 0 | -83051.4577 | 0 | 0 | 0 | 0 | 0 | 0 | 0 | 0 | 0 | 121915.408 | 0 | -32773.0854 | 0 | 0 | 0 | 0 | 0 | 0
2016-07-12 14:00 | 0 | 0 | 0 | 0 | 0 | 720670.0286 | 546489 | 0 | 0 | 0 | 0 | 56331.2223 | 0 | 0 | 0 | 0 | 0 | 0 | 0 | 1878331.505 | 0 | 0 | 0 | 0 | 0 | 0 | 0 | 0 | 0 | 0 | 0 | 56331.2223 | 0 | 0 | 0 | 0 | 0 | 0 | 0 | 0 | 0 | 117849.8063 | 0 | 0 | 0 | 0 | 0 | 0 | 0 | 0
2016-07-12 15:00 | 0 | 0 | 0 | 0 | 100085.1177 | 838850.5261 | 578718 | 0 | 0 | 0 | 0 | 139382.68 | 0 | 0 | 0 | 0 | 0 | 0 | 0 | 2155497.6912 | 0 | 0 | 0 | 0 | 0 | 0 | 0 | 0 | 0 | 0 | 0 | 83051.4577 | 0 | 0 | 0 | 0 | 0 | 0 | 0 | 0 | 0 | 277166.1862 | 0 | 0 | 0 | 0 | 0 | 0 | 0 | 0
2016-07-12 16:00 | 0 | 0 | 0 | 0 | 0 | 886420.7022 | 607314 | 0 | 0 | 0 | 0 | 141323.1961 | 0 | 0 | 0 | 0 | 0 | 0 | 0 | 2432663.8774 | 0 | 0 | 0 | 0 | 0 | 0 | 0 | 0 | 0 | 0 | 0 | 1940.5161 | 0 | 0 | 0 | 0 | 0 | 0 | 0 | 0 | 0 | 277166.1862 | 0 | 0 | 0 | 0 | 0 | 0 | 0 | 0
2016-07-12 17:00 | 0 | 0 | 0 | 0 | 0 | 894915.6958 | 630683 | 0 | 0 | 0 | 0 | 128389.7057 | 0 | 0 | 0 | 0 | 0 | 0 | 0 | 2709830.0635 | 0 | 0 | 0 | 0 | 0 | 0 | 0 | 0 | 0 | 0 | 0 | -12933.4904 | 0 | 0 | 0 | 0 | 0 | 0 | 0 | 0 | 0 | 277166.1862 | 0 | 0 | 0 | 0 | 0 | 0 | 0 | 0
2016-07-12 18:00 | 0 | 0 | 0 | 0 | 0 | 890416.7848 | 648626 | 0 | 0 | 0 | 0 | 211441.1634 | 0 | 0 | 0 | 0 | 0 | 0 | 0 | 2868569.3906 | 0 | 0 | 0 | 0 | 0 | 0 | 0 | 0 | 0 | 0 | 0 | 83051.4577 | 0 | 0 | 0 | 0 | 0 | 0 | 0 | 0 | 0 | 158739.3271 | 0 | 0 | 0 | 0 | 0 | 0 | 0 | 0
2016-07-12 19:00 | 0 | 0 | 0 | 0 | 0 | 882802.8114 | 661644 | 0 | 0 | 0 | 0 | 155433.7886 | 0 | 0 | 0 | 0 | 0 | 0 | 0 | 3145735.5768 | 0 | 0 | 0 | 0 | 0 | 0 | 0 | 0 | 0 | 0 | 0 | -56007.3748 | 0 | 0 | 0 | 0 | 0 | 0 | 0 | 0 | 0 | 277166.1862 | 0 | 0 | 0 | 0 | 0 | 0 | 0 | 0
2016-07-12 20:00 | 0 | 0 | 0 | 0 | 0 | 882679.2918 | 670411 | 0 | 0 | 0 | 0 | 238485.2463 | 0 | 0 | 0 | 0 | 0 | 0 | 0 | 3274952.4109 | 0 | 0 | 0 | 0 | 0 | 0 | 0 | 0 | 0 | 0 | 0 | 83051.4577 | 0 | 0 | 0 | 0 | 0 | 0 | 0 | 0 | 0 | 129216.8341 | 0 | 0 | 0 | 0 | 0 | 0 | 0 | 0
2016-07-12 21:00 | 0 | 0 | 0 | 0 | 0 | 878229.8553 | 673446 | 0 | 0 | 0 | 0 | 166102.9154 | 0 | 0 | 0 | 0 | 0 | 0 | 0 | 3552118.5971 | 0 | 0 | 0 | 0 | 0 | 0 | 0 | 0 | 0 | 0 | 0 | -72382.3309 | 0 | 0 | 0 | 0 | 0 | 0 | 0 | 0 | 0 | 277166.1862 | 0 | 0 | 0 | 0 | 0 | 0 | 0 | 0
2016-07-12 22:00 | 0 | 0 | 0 | 0 | 0 | 852927.8021 | 669508 | 0 | 0 | 0 | 0 | 249154.3731 | 0 | 0 | 0 | 0 | 0 | 0 | 0 | 3652486.9415 | 0 | 0 | 0 | 0 | 0 | 0 | 0 | 0 | 0 | 0 | 0 | 83051.4577 | 0 | 0 | 0 | 0 | 0 | 0 | 0 | 0 | 0 | 100368.3444 | 0 | 0 | 0 | 0 | 0 | 0 | 0 | 0
2016-07-12 23:00 | 0 | 0 | 0 | 0 | 71332.5941 | 779078.1344 | 656296 | 0 | 0 | 0 | 0 | 166102.9154 | 0 | 0 | 0 | 0 | 0 | 0 | 0 | 3929653.1277 | 0 | 0 | 0 | 0 | 0 | 0 | 0 | 0 | 0 | 0 | 0 | -83051.4577 | 0 | 0 | 0 | 0 | 0 | 0 | 0 | 0 | 0 | 277166.1862 | 0 | 0 | 0 | 0 | 0 | 0 | 0 | 0
2016-07-13 | 0 | 0 | 0 | 0 | 0 | 593497.0544 | 638843 | 0 | 0 | 0 | 0 | 83051.4577 | 0 | 0 | 0 | 0 | 0 | 0 | 0 | 3967358.6398 | 0 | 0 | 0 | 0 | 0 | 0 | 0 | 0 | 0 | 0 | 0 | -83051.4577 | 0 | 0 | 0 | 0 | 0 | 0 | 0 | 0 | 0 | 37705.5121 | 0 | 0 | 0 | 0 | 0 | 0 | 0 | 0
2016-07-13 01:00 | 0 | 0 | 0 | 0 | 116075.5572 | 310469.7144 | 620660 | 0 | 0 | 0 | 0 | 166102.9154 | 0 | 0 | 0 | 0 | 0 | 0 | 0 | 3690192.4536 | 0 | 0 | 0 | 0 | 0 | 0 | 0 | 0 | 0 | 0 | 0 | 83051.4577 | 0 | 0 | 0 | 0 | 0 | 0 | 0 | 0 | 0 | -277166.1862 | 0 | 0 | 0 | 0 | 0 | 0 | 0 | 0
2016-07-13 02:00 | 0 | 0 | 0 | 0 | 196153.7853 | 36325.5708 | 592697 | 0 | 0 | 0 | 0 | 83051.4577 | 0 | 0 | 0 | 0 | 0 | 0 | 0 | 3413026.2674 | 0 | 0 | 0 | 0 | 0 | 0 | 0 | 0 | 0 | 0 | 0 | -83051.4577 | 0 | 0 | 0 | 0 | 0 | 0 | 0 | 0 | 0 | -277166.1862 | 0 | 0 | 0 | 0 | 0 | 0 | 0 | 0
2016-07-13 03:00 | 0 | 0 | 0 | 0 | 722938.4085 | 0 | 554697 | 0 | 0 | 0 | 0 | 166102.9154 | 0 | 0 | 0 | 0 | 0 | 0 | 0 | 3498216.2182 | 0 | 0 | 0 | 0 | 0 | 0 | 0 | 0 | 0 | 0 | 0 | 83051.4577 | 0 | 0 | 0 | 0 | 0 | 0 | 0 | 0 | 0 | 85189.9507 | 0 | 0 | 0 | 0 | 0 | 0 | 0 | 0
2016-07-13 04:00 | 0 | 0 | 0 | 0 | 157506.3561 | 0 | 517724 | 0 | 0 | 0 | 0 | 83051.4577 | 0 | 0 | 0 | 0 | 0 | 0 | 0 | 3221050.032 | 0 | 0 | 0 | 0 | 0 | 0 | 0 | 0 | 0 | 0 | 0 | -83051.4577 | 0 | 0 | 0 | 0 | 0 | 0 | 0 | 0 | 0 | -277166.1862 | 0 | 0 | 0 | 0 | 0 | 0 | 0 | 0
2016-07-13 05:00 | 0 | 0 | 0 | 0 | 125161.3561 | 0 | 485379 | 0 | 0 | 0 | 0 | 0 | 0 | 0 | 0 | 0 | 0 | 0 | 0 | 2943883.8459 | 0 | 0 | 0 | 0 | 0 | 0 | 0 | 0 | 0 | 0 | 0 | -83051.4577 | 0 | 0 | 0 | 0 | 0 | 0 | 0 | 0 | 0 | -277166.1862 | 0 | 0 | 0 | 0 | 0 | 0 | 0 | 0
2016-07-13 06:00 | 0 | 0 | 0 | 0 | 265802.2715 | 0 | 459917 | 0 | 0 | 0 | 0 | 83051.4577 | 0 | 0 | 0 | 0 | 0 | 0 | 0 | 2666717.6597 | 0 | 0 | 0 | 0 | 0 | 0 | 0 | 0 | 0 | 0 | 0 | 83051.4577 | 0 | 0 | 0 | 0 | 0 | 0 | 0 | 0 | 0 | -277166.1862 | 0 | 0 | 0 | 0 | 0 | 0 | 0 | 0
2016-07-13 07:00 | 0 | 0 | 0 | 0 | 81716.3561 | 0 | 441934 | 0 | 0 | 0 | 0 | 0 | 0 | 0 | 0 | 0 | 0 | 0 | 0 | 2389551.4735 | 0 | 0 | 0 | 0 | 0 | 0 | 0 | 0 | 0 | 0 | 0 | -83051.4577 | 0 | 0 | 0 | 0 | 0 | 0 | 0 | 0 | 0 | -277166.1862 | 0 | 0 | 0 | 0 | 0 | 0 | 0 | 0
2016-07-13 08:00 | 0 | 0 | 0 | 0 | 639800.1736 | 0 | 432676 | 0 | 0 | 0 | 0 | 83051.4577 | 0 | 0 | 0 | 0 | 0 | 0 | 0 | 2513624.1894 | 0 | 0 | 0 | 0 | 0 | 0 | 0 | 0 | 0 | 0 | 0 | 83051.4577 | 0 | 0 | 0 | 0 | 0 | 0 | 0 | 0 | 0 | 124072.7159 | 0 | 0 | 0 | 0 | 0 | 0 | 0 | 0
2016-07-13 09:00 | 0 | 0 | 0 | 0 | 75615.3561 | 0 | 435833 | 0 | 0 | 0 | 0 | 0 | 0 | 0 | 0 | 0 | 0 | 0 | 0 | 2236458.0033 | 0 | 0 | 0 | 0 | 0 | 0 | 0 | 0 | 0 | 0 | 0 | -83051.4577 | 0 | 0 | 0 | 0 | 0 | 0 | 0 | 0 | 0 | -277166.1862 | 0 | 0 | 0 | 0 | 0 | 0 | 0 | 0
2016-07-13 10:00 | 0 | 0 | 0 | 0 | 601637.9805 | 0 | 448951 | 0 | 0 | 0 | 0 | 83051.4577 | 0 | 0 | 0 | 0 | 0 | 0 | 0 | 2306093.5261 | 0 | 0 | 0 | 0 | 0 | 0 | 0 | 0 | 0 | 0 | 0 | 83051.4577 | 0 | 0 | 0 | 0 | 0 | 0 | 0 | 0 | 0 | 69635.5228 | 0 | 0 | 0 | 0 | 0 | 0 | 0 | 0
2016-07-13 11:00 | 0 | 0 | 0 | 0 | 539629.1377 | 4.6303 | 469550 | 0 | 0 | 0 | 0 | 166102.9154 | 0 | 0 | 0 | 0 | 0 | 0 | 0 | 2289390.0868 | 0 | 3735.7496 | 0 | 0 | 0 | 0 | 0 | 0 | 0 | 0 | 0 | 83051.4577 | 0 | 0 | 0 | 0 | 0 | 0 | 0 | 0 | 0 | -16703.4394 | 0 | 3735.7496 | 0 | 0 | 0 | 0 | 0 | 0
2016-07-13 12:00 | 0 | 0 | 0 | 0 | 0 | 132116.6066 | 496070 | 0 | 0 | 0 | 0 | 83051.4577 | 0 | 0 | 0 | 0 | 0 | 0 | 0 | 2012223.9006 | 0 | 0 | 0 | 0 | 0 | 0 | 0 | 0 | 0 | 0 | 0 | -83051.4577 | 0 | 0 | 0 | 0 | 0 | 0 | 0 | 0 | 0 | -277166.1862 | 0 | -3735.7496 | 0 | 0 | 0 | 0 | 0 | 0
2016-07-13 13:00 | 0 | 0 | 0 | 0 | 0 | 511804.6988 | 525443 | 0 | 0 | 0 | 0 | 0 | 0 | 0 | 0 | 0 | 0 | 0 | 0 | 2081637.0571 | 0 | 0 | 0 | 0 | 0 | 0 | 0 | 0 | 0 | 0 | 0 | -83051.4577 | 0 | 0 | 0 | 0 | 0 | 0 | 0 | 0 | 0 | 69413.1565 | 0 | 0 | 0 | 0 | 0 | 0 | 0 | 0
2016-07-13 14:00 | 0 | 0 | 0 | 0 | 187587.3726 | 732440.2713 | 559810 | 0 | 0 | 0 | 0 | 83051.4577 | 0 | 0 | 0 | 0 | 0 | 0 | 0 | 2358803.2432 | 0 | 0 | 0 | 0 | 0 | 0 | 0 | 0 | 0 | 0 | 0 | 83051.4577 | 0 | 0 | 0 | 0 | 0 | 0 | 0 | 0 | 0 | 277166.1862 | 0 | 0 | 0 | 0 | 0 | 0 | 0 | 0
2016-07-13 15:00 | 0 | 0 | 0 | 0 | 0 | 835183.5389 | 594899 | 0 | 0 | 0 | 0 | 46169.8104 | 0 | 0 | 0 | 0 | 0 | 0 | 0 | 2635969.4294 | 0 | 0 | 0 | 0 | 0 | 0 | 0 | 0 | 0 | 0 | 0 | -36881.6473 | 0 | 0 | 0 | 0 | 0 | 0 | 0 | 0 | 0 | 277166.1862 | 0 | 0 | 0 | 0 | 0 | 0 | 0 | 0
2016-07-13 16:00 | 0 | 0 | 0 | 0 | 0 | 885972.6032 | 625088 | 0 | 0 | 0 | 0 | 129221.2681 | 0 | 0 | 0 | 0 | 0 | 0 | 0 | 2813802.5749 | 0 | 0 | 0 | 0 | 0 | 0 | 0 | 0 | 0 | 0 | 0 | 83051.4577 | 0 | 0 | 0 | 0 | 0 | 0 | 0 | 0 | 0 | 177833.1455 | 0 | 0 | 0 | 0 | 0 | 0 | 0 | 0
2016-07-13 17:00 | 0 | 0 | 0 | 0 | 0 | 893237.589 | 649828 | 0 | 0 | 0 | 0 | 95464.671 | 0 | 0 | 0 | 0 | 0 | 0 | 0 | 3090968.761 | 0 | 0 | 0 | 0 | 0 | 0 | 0 | 0 | 0 | 0 | 0 | -33756.5971 | 0 | 0 | 0 | 0 | 0 | 0 | 0 | 0 | 0 | 277166.1862 | 0 | 0 | 0 | 0 | 0 | 0 | 0 | 0
2016-07-13 18:00 | 0 | 0 | 0 | 0 | 0 | 886351.7367 | 668009 | 0 | 0 | 0 | 0 | 178516.1287 | 0 | 0 | 0 | 0 | 0 | 0 | 0 | 3226260.04 | 0 | 0 | 0 | 0 | 0 | 0 | 0 | 0 | 0 | 0 | 0 | 83051.4577 | 0 | 0 | 0 | 0 | 0 | 0 | 0 | 0 | 0 | 135291.279 | 0 | 0 | 0 | 0 | 0 | 0 | 0 | 0
2016-07-13 19:00 | 0 | 0 | 0 | 0 | 0 | 878406.5313 | 679325 | 0 | 0 | 0 | 0 | 100431.4739 | 0 | 0 | 0 | 0 | 0 | 0 | 0 | 3503426.2262 | 0 | 0 | 0 | 0 | 0 | 0 | 0 | 0 | 0 | 0 | 0 | -78084.6548 | 0 | 0 | 0 | 0 | 0 | 0 | 0 | 0 | 0 | 277166.1862 | 0 | 0 | 0 | 0 | 0 | 0 | 0 | 0
2016-07-13 20:00 | 0 | 0 | 0 | 0 | 0 | 877946.4871 | 684178 | 0 | 0 | 0 | 0 | 183482.9316 | 0 | 0 | 0 | 0 | 0 | 0 | 0 | 3614143.2556 | 0 | 0 | 0 | 0 | 0 | 0 | 0 | 0 | 0 | 0 | 0 | 83051.4577 | 0 | 0 | 0 | 0 | 0 | 0 | 0 | 0 | 0 | 110717.0294 | 0 | 0 | 0 | 0 | 0 | 0 | 0 | 0
2016-07-13 21:00 | 0 | 0 | 0 | 0 | 7209.7951 | 871982.9334 | 685078 | 0 | 0 | 0 | 0 | 100431.4739 | 0 | 0 | 0 | 0 | 0 | 0 | 0 | 3891309.4417 | 0 | 0 | 0 | 0 | 0 | 0 | 0 | 0 | 0 | 0 | 0 | -83051.4577 | 0 | 0 | 0 | 0 | 0 | 0 | 0 | 0 | 0 | 277166.1862 | 0 | 0 | 0 | 0 | 0 | 0 | 0 | 0
2016-07-13 22:00 | 0 | 0 | 0 | 0 | 0 | 847416.1787 | 679696 | 0 | 0 | 0 | 0 | 183482.9316 | 0 | 0 | 0 | 0 | 0 | 0 | 0 | 3975978.1628 | 0 | 0 | 0 | 0 | 0 | 0 | 0 | 0 | 0 | 0 | 0 | 83051.4577 | 0 | 0 | 0 | 0 | 0 | 0 | 0 | 0 | 0 | 84668.721 | 0 | 0 | 0 | 0 | 0 | 0 | 0 | 0
2016-07-13 23:00 | 0 | 0 | 0 | 0 | 91816.1927 | 777042.3539 | 666990 | 0 | 0 | 0 | 0 | 100431.4739 | 0 | 0 | 0 | 0 | 0 | 0 | 0 | 4253144.3489 | 0 | 7753.8181 | 0 | 0 | 0 | 0 | 0 | 0 | 0 | 0 | 0 | -83051.4577 | 0 | 0 | 0 | 0 | 0 | 0 | 0 | 0 | 0 | 277166.1862 | 0 | 7753.8181 | 0 | 0 | 0 | 0 | 0 | 0
2016-07-14 | 0 | 0 | 0 | 0 | 0 | 588453.9777 | 650042 | 0 | 0 | 0 | 0 | 183482.9316 | 0 | 0 | 0 | 0 | 0 | 0 | 0 | 4075731.7835 | 0 | 40526.9035 | 0 | 0 | 0 | 0 | 0 | 0 | 0 | 0 | 0 | 83051.4577 | 0 | 0 | 0 | 0 | 0 | 0 | 0 | 0 | 0 | -177412.5654 | 0 | 32773.0854 | 0 | 0 | 0 | 0 | 0 | 0
2016-07-14 01:00 | 0 | 0 | 0 | 0 | 519571.8966 | 313209.8966 | 631894 | 0 | 0 | 0 | 0 | 166102.9154 | 0 | 0 | 0 | 0 | 0 | 0 | 0 | 4326772.6783 | 0 | 7753.8181 | 0 | 0 | 0 | 0 | 0 | 0 | 0 | 0 | 0 | -17380.0162 | 0 | 0 | 0 | 0 | 0 | 0 | 0 | 0 | 0 | 251040.8948 | 0 | -32773.0854 | 0 | 0 | 0 | 0 | 0 | 0
2016-07-14 02:00 | 0 | 0 | 0 | 0 | 195969.9676 | 38859.5704 | 602801 | 0 | 0 | 0 | 0 | 83051.4577 | 0 | 0 | 0 | 0 | 0 | 0 | 0 | 4049606.4921 | 0 | 0 | 0 | 0 | 0 | 0 | 0 | 0 | 0 | 0 | 0 | -83051.4577 | 0 | 0 | 0 | 0 | 0 | 0 | 0 | 0 | 0 | -277166.1862 | 0 | -7753.8181 | 0 | 0 | 0 | 0 | 0 | 0
2016-07-14 03:00 | 0 | 0 | 0 | 0 | 204457.3561 | 0 | 564675 | 0 | 0 | 0 | 0 | 0 | 0 | 0 | 0 | 0 | 0 | 0 | 0 | 3772440.306 | 0 | 0 | 0 | 0 | 0 | 0 | 0 | 0 | 0 | 0 | 0 | -83051.4577 | 0 | 0 | 0 | 0 | 0 | 0 | 0 | 0 | 0 | -277166.1862 | 0 | 0 | 0 | 0 | 0 | 0 | 0 | 0
2016-07-14 04:00 | 0 | 0 | 0 | 0 | 552171.2882 | 0 | 526053 | 0 | 0 | 0 | 0 | 83051.4577 | 0 | 0 | 0 | 0 | 0 | 0 | 0 | 3715507.1364 | 0 | 0 | 0 | 0 | 0 | 0 | 0 | 0 | 0 | 0 | 0 | 83051.4577 | 0 | 0 | 0 | 0 | 0 | 0 | 0 | 0 | 0 | -56933.1695 | 0 | 0 | 0 | 0 | 0 | 0 | 0 | 0
2016-07-14 05:00 | 0 | 0 | 0 | 0 | 133744.3561 | 0 | 493962 | 0 | 0 | 0 | 0 | 0 | 0 | 0 | 0 | 0 | 0 | 0 | 0 | 3438340.9503 | 0 | 0 | 0 | 0 | 0 | 0 | 0 | 0 | 0 | 0 | 0 | -83051.4577 | 0 | 0 | 0 | 0 | 0 | 0 | 0 | 0 | 0 | -277166.1862 | 0 | 0 | 0 | 0 | 0 | 0 | 0 | 0
2016-07-14 06:00 | 0 | 0 | 0 | 0 | 272938.2715 | 0 | 467053 | 0 | 0 | 0 | 0 | 83051.4577 | 0 | 0 | 0 | 0 | 0 | 0 | 0 | 3161174.7641 | 0 | 0 | 0 | 0 | 0 | 0 | 0 | 0 | 0 | 0 | 0 | 83051.4577 | 0 | 0 | 0 | 0 | 0 | 0 | 0 | 0 | 0 | -277166.1862 | 0 | 0 | 0 | 0 | 0 | 0 | 0 | 0
2016-07-14 07:00 | 0 | 0 | 0 | 0 | 481958.0786 | 0 | 447367 | 0 | 0 | 0 | 0 | 166102.9154 | 0 | 0 | 0 | 0 | 0 | 0 | 0 | 3112714.385 | 0 | 0 | 0 | 0 | 0 | 0 | 0 | 0 | 0 | 0 | 0 | 83051.4577 | 0 | 0 | 0 | 0 | 0 | 0 | 0 | 0 | 0 | -48460.3791 | 0 | 0 | 0 | 0 | 0 | 0 | 0 | 0
2016-07-14 08:00 | 0 | 0 | 0 | 0 | 77528.3561 | 0 | 437746 | 0 | 0 | 0 | 0 | 83051.4577 | 0 | 0 | 0 | 0 | 0 | 0 | 0 | 2835548.1989 | 0 | 0 | 0 | 0 | 0 | 0 | 0 | 0 | 0 | 0 | 0 | -83051.4577 | 0 | 0 | 0 | 0 | 0 | 0 | 0 | 0 | 0 | -277166.1862 | 0 | 0 | 0 | 0 | 0 | 0 | 0 | 0
2016-07-14 09:00 | 0 | 0 | 0 | 0 | 446446.818 | 0 | 439448 | 0 | 0 | 0 | 0 | 166102.9154 | 0 | 0 | 0 | 0 | 0 | 0 | 0 | 2759495.5592 | 0 | 0 | 0 | 0 | 0 | 0 | 0 | 0 | 0 | 0 | 0 | 83051.4577 | 0 | 0 | 0 | 0 | 0 | 0 | 0 | 0 | 0 | -76052.6397 | 0 | 0 | 0 | 0 | 0 | 0 | 0 | 0
2016-07-14 10:00 | 0 | 0 | 0 | 0 | 92928.3561 | 0 | 453146 | 0 | 0 | 0 | 0 | 83051.4577 | 0 | 0 | 0 | 0 | 0 | 0 | 0 | 2482329.373 | 0 | 0 | 0 | 0 | 0 | 0 | 0 | 0 | 0 | 0 | 0 | -83051.4577 | 0 | 0 | 0 | 0 | 0 | 0 | 0 | 0 | 0 | -277166.1862 | 0 | 0 | 0 | 0 | 0 | 0 | 0 | 0
2016-07-14 11:00 | 0 | 0 | 0 | 0 | 366135.7748 | 0 | 473437 | 0 | 0 | 0 | 0 | 83051.4577 | 0 | 0 | 0 | 0 | 0 | 0 | 0 | 2375028.1479 | 0 | 0 | 0 | 0 | 0 | 0 | 0 | 0 | 0 | 0 | 0 | 0 | 0 | 0 | 0 | 0 | 0 | 0 | 0 | 0 | 0 | -107301.2252 | 0 | 0 | 0 | 0 | 0 | 0 | 0 | 0
2016-07-14 12:00 | 0 | 0 | 0 | 0 | 25369.1201 | 112575.236 | 498162 | 0 | 0 | 0 | 0 | 0 | 0 | 0 | 0 | 0 | 0 | 0 | 0 | 2097861.9617 | 0 | 0 | 0 | 0 | 0 | 0 | 0 | 0 | 0 | 0 | 0 | -83051.4577 | 0 | 0 | 0 | 0 | 0 | 0 | 0 | 0 | 0 | -277166.1862 | 0 | 0 | 0 | 0 | 0 | 0 | 0 | 0
2016-07-14 13:00 | 0 | 0 | 0 | 0 | 250848.828 | 510947.589 | 527954 | 0 | 0 | 0 | 0 | 0 | 0 | 0 | 0 | 0 | 0 | 0 | 0 | 2331704.3787 | 0 | 0 | 0 | 0 | 0 | 0 | 0 | 0 | 0 | 0 | 0 | 0 | 0 | 0 | 0 | 0 | 0 | 0 | 0 | 0 | 0 | 233842.417 | 0 | 0 | 0 | 0 | 0 | 0 | 0 | 0
2016-07-14 14:00 | 0 | 0 | 0 | 0 | 205583.0082 | 718296.6357 | 563662 | 0 | 0 | 0 | 0 | 83051.4577 | 0 | 0 | 0 | 0 | 0 | 0 | 0 | 2608870.5649 | 0 | 0 | 0 | 0 | 0 | 0 | 0 | 0 | 0 | 0 | 0 | 83051.4577 | 0 | 0 | 0 | 0 | 0 | 0 | 0 | 0 | 0 | 277166.1862 | 0 | 0 | 0 | 0 | 0 | 0 | 0 | 0
2016-07-14 15:00 | 0 | 0 | 0 | 0 | 0 | 824023.285 | 597192 | 0 | 0 | 0 | 0 | 32716.5565 | 0 | 0 | 0 | 0 | 0 | 0 | 0 | 2886036.7511 | 0 | 0 | 0 | 0 | 0 | 0 | 0 | 0 | 0 | 0 | 0 | -50334.9012 | 0 | 0 | 0 | 0 | 0 | 0 | 0 | 0 | 0 | 277166.1862 | 0 | 0 | 0 | 0 | 0 | 0 | 0 | 0
2016-07-14 16:00 | 0 | 0 | 0 | 0 | 0 | 869680.2773 | 624767 | 0 | 0 | 0 | 0 | 463.6476 | 0 | 0 | 0 | 0 | 0 | 0 | 0 | 3163202.9372 | 0 | 0 | 0 | 0 | 0 | 0 | 0 | 0 | 0 | 0 | 0 | -32252.9089 | 0 | 0 | 0 | 0 | 0 | 0 | 0 | 0 | 0 | 277166.1862 | 0 | 0 | 0 | 0 | 0 | 0 | 0 | 0
2016-07-14 17:00 | 0 | 0 | 0 | 0 | 0 | 877013.8339 | 645953 | 0 | 0 | 0 | 0 | 83515.1053 | 0 | 0 | 0 | 0 | 0 | 0 | 0 | 3311212.3134 | 0 | 0 | 0 | 0 | 0 | 0 | 0 | 0 | 0 | 0 | 0 | 83051.4577 | 0 | 0 | 0 | 0 | 0 | 0 | 0 | 0 | 0 | 148009.3762 | 0 | 0 | 0 | 0 | 0 | 0 | 0 | 0
2016-07-14 18:00 | 0 | 0 | 0 | 0 | 0 | 870454.8982 | 661070 | 0 | 0 | 0 | 0 | 15733.8174 | 0 | 0 | 0 | 0 | 0 | 0 | 0 | 3588378.4996 | 0 | 0 | 0 | 0 | 0 | 0 | 0 | 0 | 0 | 0 | 0 | -67781.2879 | 0 | 0 | 0 | 0 | 0 | 0 | 0 | 0 | 0 | 277166.1862 | 0 | 0 | 0 | 0 | 0 | 0 | 0 | 0
2016-07-14 19:00 | 0 | 0 | 0 | 0 | 0 | 863126.478 | 671398 | 0 | 0 | 0 | 0 | 98785.2751 | 0 | 0 | 0 | 0 | 0 | 0 | 0 | 3697055.5198 | 0 | 0 | 0 | 0 | 0 | 0 | 0 | 0 | 0 | 0 | 0 | 83051.4577 | 0 | 0 | 0 | 0 | 0 | 0 | 0 | 0 | 0 | 108677.0202 | 0 | 0 | 0 | 0 | 0 | 0 | 0 | 0
2016-07-14 20:00 | 0 | 0 | 0 | 0 | 7104.102 | 863317.6265 | 676307 | 0 | 0 | 0 | 0 | 15733.8174 | 0 | 0 | 0 | 0 | 0 | 0 | 0 | 3974221.706 | 0 | 0 | 0 | 0 | 0 | 0 | 0 | 0 | 0 | 0 | 0 | -83051.4577 | 0 | 0 | 0 | 0 | 0 | 0 | 0 | 0 | 0 | 277166.1862 | 0 | 0 | 0 | 0 | 0 | 0 | 0 | 0
2016-07-14 21:00 | 0 | 0 | 0 | 0 | 0 | 856766.5423 | 677747 | 0 | 0 | 0 | 0 | 98785.2751 | 0 | 0 | 0 | 0 | 0 | 0 | 0 | 4070189.7906 | 0 | 0 | 0 | 0 | 0 | 0 | 0 | 0 | 0 | 0 | 0 | 83051.4577 | 0 | 0 | 0 | 0 | 0 | 0 | 0 | 0 | 0 | 95968.0846 | 0 | 0 | 0 | 0 | 0 | 0 | 0 | 0
2016-07-14 22:00 | 0 | 0 | 0 | 0 | 32244.7092 | 835148.0193 | 673278 | 0 | 0 | 0 | 0 | 15733.8174 | 0 | 0 | 0 | 0 | 0 | 0 | 0 | 4347355.9767 | 0 | 0 | 0 | 0 | 0 | 0 | 0 | 0 | 0 | 0 | 0 | -83051.4577 | 0 | 0 | 0 | 0 | 0 | 0 | 0 | 0 | 0 | 277166.1862 | 0 | 0 | 0 | 0 | 0 | 0 | 0 | 0
2016-07-14 23:00 | 0 | 0 | 0 | 0 | 0 | 751782.5085 | 660714 | 0 | 0 | 0 | 0 | 98785.2751 | 0 | 0 | 0 | 0 | 0 | 0 | 0 | 4355373.0275 | 0 | 0 | 0 | 0 | 0 | 0 | 0 | 0 | 0 | 0 | 0 | 83051.4577 | 0 | 0 | 0 | 0 | 0 | 0 | 0 | 0 | 0 | 8017.0508 | 0 | 0 | 0 | 0 | 0 | 0 | 0 | 0
2016-07-15 | 0 | 0 | 0 | 0 | 249065.8378 | 588108.8907 | 643060 | 0 | 0 | 0 | 0 | 15733.8174 | 0 | 0 | 0 | 0 | 0 | 0 | 0 | 4632539.2137 | 0 | 0 | 0 | 0 | 0 | 0 | 0 | 0 | 0 | 0 | 0 | -83051.4577 | 0 | 0 | 0 | 0 | 0 | 0 | 0 | 0 | 0 | 277166.1862 | 0 | 0 | 0 | 0 | 0 | 0 | 0 | 0
2016-07-15 01:00 | 0 | 0 | 0 | 0 | 335208.9092 | 300648.131 | 626168 | 0 | 0 | 0 | 0 | 98785.2751 | 0 | 0 | 0 | 0 | 0 | 0 | 0 | 4559176.7961 | 0 | 0 | 0 | 0 | 0 | 0 | 0 | 0 | 0 | 0 | 0 | 83051.4577 | 0 | 0 | 0 | 0 | 0 | 0 | 0 | 0 | 0 | -73362.4176 | 0 | 0 | 0 | 0 | 0 | 0 | 0 | 0
2016-07-15 02:00 | 0 | 0 | 0 | 0 | 417051.6332 | 34307.4084 | 596932 | 0 | 0 | 0 | 0 | 181836.7328 | 0 | 0 | 0 | 0 | 0 | 0 | 0 | 4330552.3801 | 0 | 0 | 0 | 0 | 0 | 0 | 0 | 0 | 0 | 0 | 0 | 83051.4577 | 0 | 0 | 0 | 0 | 0 | 0 | 0 | 0 | 0 | -228624.4161 | 0 | 0 | 0 | 0 | 0 | 0 | 0 | 0
2016-07-15 03:00 | 0 | 0 | 0 | 0 | 412575.7932 | 0 | 557655 | 0 | 0 | 0 | 0 | 264888.1905 | 0 | 0 | 0 | 0 | 0 | 0 | 0 | 4102421.7156 | 0 | 0 | 0 | 0 | 0 | 0 | 0 | 0 | 0 | 0 | 0 | 83051.4577 | 0 | 0 | 0 | 0 | 0 | 0 | 0 | 0 | 0 | -228130.6645 | 0 | 0 | 0 | 0 | 0 | 0 | 0 | 0
2016-07-15 04:00 | 0 | 0 | 0 | 0 | 160750.3561 | 0 | 520968 | 0 | 0 | 0 | 0 | 181836.7328 | 0 | 0 | 0 | 0 | 0 | 0 | 0 | 3825255.5294 | 0 | 0 | 0 | 0 | 0 | 0 | 0 | 0 | 0 | 0 | 0 | -83051.4577 | 0 | 0 | 0 | 0 | 0 | 0 | 0 | 0 | 0 | -277166.1862 | 0 | 0 | 0 | 0 | 0 | 0 | 0 | 0
2016-07-15 05:00 | 0 | 0 | 0 | 0 | 341137.6104 | 0 | 488419 | 0 | 0 | 0 | 0 | 264888.1905 | 0 | 0 | 0 | 0 | 0 | 0 | 0 | 3594922.6821 | 0 | 0 | 0 | 0 | 0 | 0 | 0 | 0 | 0 | 0 | 0 | 83051.4577 | 0 | 0 | 0 | 0 | 0 | 0 | 0 | 0 | 0 | -230332.8473 | 0 | 0 | 0 | 0 | 0 | 0 | 0 | 0
2016-07-15 06:00 | 0 | 0 | 0 | 0 | 267638.2715 | 0 | 461753 | 0 | 0 | 0 | 0 | 347939.6482 | 0 | 0 | 0 | 0 | 0 | 0 | 0 | 3317756.4959 | 0 | 0 | 0 | 0 | 0 | 0 | 0 | 0 | 0 | 0 | 0 | 83051.4577 | 0 | 0 | 0 | 0 | 0 | 0 | 0 | 0 | 0 | -277166.1862 | 0 | 0 | 0 | 0 | 0 | 0 | 0 | 0
2016-07-15 07:00 | 0 | 0 | 0 | 0 | 277024.8795 | 0 | 442091 | 0 | 0 | 0 | 0 | 264888.1905 | 0 | 0 | 0 | 0 | 0 | 0 | 0 | 3202968.7478 | 0 | 32773.0854 | 0 | 0 | 0 | 0 | 0 | 0 | 0 | 0 | 0 | -83051.4577 | 0 | 0 | 0 | 0 | 0 | 0 | 0 | 0 | 0 | -114787.7481 | 0 | 32773.0854 | 0 | 0 | 0 | 0 | 0 | 0
2016-07-15 08:00 | 0 | 0 | 0 | 0 | 204941.1862 | 0 | 431829 | 0 | 0 | 0 | 0 | 347939.6482 | 0 | 0 | 0 | 0 | 0 | 0 | 0 | 2925802.5616 | 0 | 0 | 0 | 0 | 0 | 0 | 0 | 0 | 0 | 0 | 0 | 83051.4577 | 0 | 0 | 0 | 0 | 0 | 0 | 0 | 0 | 0 | -277166.1862 | 0 | -32773.0854 | 0 | 0 | 0 | 0 | 0 | 0
2016-07-15 09:00 | 0 | 0 | 0 | 0 | 216432.8469 | 0 | 432607 | 0 | 0 | 0 | 0 | 264888.1905 | 0 | 0 | 0 | 0 | 0 | 0 | 0 | 2792679.8662 | 0 | 0 | 0 | 0 | 0 | 0 | 0 | 0 | 0 | 0 | 0 | -83051.4577 | 0 | 0 | 0 | 0 | 0 | 0 | 0 | 0 | 0 | -133122.6954 | 0 | 0 | 0 | 0 | 0 | 0 | 0 | 0
2016-07-15 10:00 | 0 | 0 | 0 | 0 | 195201.4806 | 0 | 444406 | 0 | 0 | 0 | 0 | 181836.7328 | 0 | 0 | 0 | 0 | 0 | 0 | 0 | 2593753.7192 | 0 | 32773.0854 | 0 | 0 | 0 | 0 | 0 | 0 | 0 | 0 | 0 | -83051.4577 | 0 | 0 | 0 | 0 | 0 | 0 | 0 | 0 | 0 | -198926.1471 | 0 | 32773.0854 | 0 | 0 | 0 | 0 | 0 | 0
2016-07-15 11:00 | 0 | 0 | 0 | 0 | 159037.9795 | 1.9844 | 462733 | 0 | 0 | 0 | 0 | 98785.2751 | 0 | 0 | 0 | 0 | 0 | 0 | 0 | 2365358.3227 | 0 | 40526.9035 | 0 | 0 | 0 | 0 | 0 | 0 | 0 | 0 | 0 | -83051.4577 | 0 | 0 | 0 | 0 | 0 | 0 | 0 | 0 | 0 | -228395.3965 | 0 | 7753.8181 | 0 | 0 | 0 | 0 | 0 | 0
2016-07-15 12:00 | 0 | 0 | 0 | 0 | 86437.2662 | 110569.5448 | 487020 | 0 | 0 | 0 | 0 | 85938.2723 | 0 | 0 | 0 | 0 | 0 | 0 | 0 | 2088192.1365 | 0 | 40526.9035 | 0 | 0 | 0 | 0 | 0 | 0 | 0 | 0 | 0 | -12847.0028 | 0 | 0 | 0 | 0 | 0 | 0 | 0 | 0 | 0 | -277166.1862 | 0 | 0 | 0 | 0 | 0 | 0 | 0 | 0
2016-07-15 13:00 | 0 | 0 | 0 | 0 | 0 | 484318.295 | 517382 | 0 | 0 | 0 | 0 | 83051.4577 | 0 | 0 | 0 | 0 | 0 | 0 | 0 | 2058015.2462 | 0 | 40526.9035 | 0 | 0 | 0 | 0 | 0 | 0 | 0 | 0 | 0 | -2886.8146 | 0 | 0 | 0 | 0 | 0 | 0 | 0 | 0 | 0 | -30176.8903 | 0 | 0 | 0 | 0 | 0 | 0 | 0 | 0
2016-07-15 14:00 | 0 | 0 | 0 | 0 | 36585.9421 | 706233.7864 | 548705 | 0 | 0 | 0 | 0 | 0 | 0 | 0 | 0 | 0 | 0 | 0 | 0 | 2335181.4324 | 0 | 40526.9035 | 0 | 0 | 0 | 0 | 0 | 0 | 0 | 0 | 0 | -83051.4577 | 0 | 0 | 0 | 0 | 0 | 0 | 0 | 0 | 0 | 277166.1862 | 0 | 0 | 0 | 0 | 0 | 0 | 0 | 0
2016-07-15 15:00 | 0 | 0 | 0 | 0 | 99462.5043 | 807130.4145 | 577335 | 0 | 0 | 0 | 0 | 83051.4577 | 0 | 0 | 0 | 0 | 0 | 0 | 0 | 2581387.8934 | 0 | 40526.9035 | 0 | 0 | 0 | 0 | 0 | 0 | 0 | 0 | 0 | 83051.4577 | 0 | 0 | 0 | 0 | 0 | 0 | 0 | 0 | 0 | 246206.4611 | 0 | 0 | 0 | 0 | 0 | 0 | 0 | 0
2016-07-15 16:00 | 0 | 0 | 0 | 0 | 84004.1334 | 853850.1795 | 601301 | 0 | 0 | 0 | 0 | 142438.5845 | 0 | 0 | 0 | 0 | 0 | 0 | 0 | 2858554.0796 | 0 | 40526.9035 | 0 | 0 | 0 | 0 | 0 | 0 | 0 | 0 | 0 | 59387.1268 | 0 | 0 | 0 | 0 | 0 | 0 | 0 | 0 | 0 | 277166.1862 | 0 | 0 | 0 | 0 | 0 | 0 | 0 | 0
2016-07-15 17:00 | 0 | 0 | 0 | 0 | 70435.2272 | 863538.4967 | 623336 | 0 | 0 | 0 | 0 | 175910.1222 | 0 | 0 | 0 | 0 | 0 | 0 | 0 | 3135720.2658 | 0 | 40526.9035 | 0 | 0 | 0 | 0 | 0 | 0 | 0 | 0 | 0 | 33471.5377 | 0 | 0 | 0 | 0 | 0 | 0 | 0 | 0 | 0 | 277166.1862 | 0 | 0 | 0 | 0 | 0 | 0 | 0 | 0
2016-07-15 18:00 | 0 | 0 | 0 | 0 | 0 | 859137.8038 | 640286 | 0 | 0 | 0 | 0 | 254261.2187 | 0 | 0 | 0 | 0 | 0 | 0 | 0 | 3276220.9731 | 0 | 40526.9035 | 0 | 0 | 0 | 0 | 0 | 0 | 0 | 0 | 0 | 78351.0965 | 0 | 0 | 0 | 0 | 0 | 0 | 0 | 0 | 0 | 140500.7073 | 0 | 0 | 0 | 0 | 0 | 0 | 0 | 0
2016-07-15 19:00 | 0 | 0 | 0 | 0 | 0 | 850883.6725 | 650704 | 0 | 0 | 0 | 0 | 210047.7904 | 0 | 0 | 0 | 0 | 0 | 0 | 0 | 3553387.1593 | 0 | 7753.8181 | 0 | 0 | 0 | 0 | 0 | 0 | 0 | 0 | 0 | -44213.4283 | 0 | 0 | 0 | 0 | 0 | 0 | 0 | 0 | 0 | 277166.1862 | 0 | -32773.0854 | 0 | 0 | 0 | 0 | 0 | 0
2016-07-15 20:00 | 0 | 0 | 0 | 0 | 0 | 847431.7442 | 657165 | 0 | 0 | 0 | 0 | 293099.2481 | 0 | 0 | 0 | 0 | 0 | 0 | 0 | 3635583.1785 | 0 | 32773.0854 | 0 | 0 | 0 | 0 | 0 | 0 | 0 | 0 | 0 | 83051.4577 | 0 | 0 | 0 | 0 | 0 | 0 | 0 | 0 | 0 | 82196.0192 | 0 | 25019.2673 | 0 | 0 | 0 | 0 | 0 | 0
2016-07-15 21:00 | 0 | 0 | 0 | 0 | 0 | 837302.2124 | 657587 | 0 | 0 | 0 | 0 | 376150.7058 | 0 | 0 | 0 | 0 | 0 | 0 | 0 | 3765020.0185 | 0 | 0 | 0 | 0 | 0 | 0 | 0 | 0 | 0 | 0 | 0 | 83051.4577 | 0 | 0 | 0 | 0 | 0 | 0 | 0 | 0 | 0 | 129436.84 | 0 | -32773.0854 | 0 | 0 | 0 | 0 | 0 | 0
2016-07-15 22:00 | 0 | 0 | 0 | 0 | 0 | 804490.3749 | 648192 | 0 | 0 | 0 | 0 | 376150.7058 | 0 | 0 | 0 | 0 | 0 | 0 | 0 | 3921318.3933 | 0 | 0 | 0 | 0 | 0 | 0 | 0 | 0 | 0 | 0 | 0 | 0 | 0 | 0 | 0 | 0 | 0 | 0 | 0 | 0 | 0 | 156298.3749 | 0 | 0 | 0 | 0 | 0 | 0 | 0 | 0
2016-07-15 23:00 | 0 | 0 | 0 | 0 | 94186.1208 | 715587.9024 | 630495 | 0 | 0 | 0 | 0 | 293099.2481 | 0 | 0 | 0 | 0 | 0 | 0 | 0 | 4150875.7889 | 0 | 32773.0854 | 0 | 0 | 0 | 0 | 0 | 0 | 0 | 0 | 0 | -83051.4577 | 0 | 0 | 0 | 0 | 0 | 0 | 0 | 0 | 0 | 229557.3955 | 0 | 32773.0854 | 0 | 0 | 0 | 0 | 0 | 0
2016-07-16 | 0 | 0 | 0 | 0 | 0 | 554303.4917 | 610563 | 0 | 0 | 0 | 0 | 376150.7058 | 0 | 0 | 0 | 0 | 0 | 0 | 0 | 4044337.9082 | 0 | 0 | 0 | 0 | 0 | 0 | 0 | 0 | 0 | 0 | 0 | 83051.4577 | 0 | 0 | 0 | 0 | 0 | 0 | 0 | 0 | 0 | -106537.8806 | 0 | -32773.0854 | 0 | 0 | 0 | 0 | 0 | 0
2016-07-16 01:00 | 0 | 0 | 0 | 0 | 0 | 270197.6708 | 593282 | 0 | 0 | 0 | 0 | 293099.2481 | 0 | 0 | 0 | 0 | 0 | 0 | 0 | 3804305.0368 | 0 | 0 | 0 | 0 | 0 | 0 | 0 | 0 | 0 | 0 | 0 | -83051.4577 | 0 | 0 | 0 | 0 | 0 | 0 | 0 | 0 | 0 | -240032.8715 | 0 | 0 | 0 | 0 | 0 | 0 | 0 | 0
2016-07-16 02:00 | 0 | 0 | 0 | 0 | 409195.8327 | 28421.2408 | 566934 | 0 | 0 | 0 | 0 | 210047.7904 | 0 | 0 | 0 | 0 | 0 | 0 | 0 | 3758039.5679 | 0 | 0 | 0 | 0 | 0 | 0 | 0 | 0 | 0 | 0 | 0 | -83051.4577 | 0 | 0 | 0 | 0 | 0 | 0 | 0 | 0 | 0 | -46265.4688 | 0 | 0 | 0 | 0 | 0 | 0 | 0 | 0
2016-07-16 03:00 | 0 | 0 | 0 | 0 | 171178.3561 | 0 | 531396 | 0 | 0 | 0 | 0 | 126996.3327 | 0 | 0 | 0 | 0 | 0 | 0 | 0 | 3480873.3818 | 0 | 0 | 0 | 0 | 0 | 0 | 0 | 0 | 0 | 0 | 0 | -83051.4577 | 0 | 0 | 0 | 0 | 0 | 0 | 0 | 0 | 0 | -277166.1862 | 0 | 0 | 0 | 0 | 0 | 0 | 0 | 0
2016-07-16 04:00 | 0 | 0 | 0 | 0 | 423208.4737 | 0 | 495930 | 0 | 0 | 0 | 0 | 210047.7904 | 0 | 0 | 0 | 0 | 0 | 0 | 0 | 3325100.3977 | 0 | 0 | 0 | 0 | 0 | 0 | 0 | 0 | 0 | 0 | 0 | 83051.4577 | 0 | 0 | 0 | 0 | 0 | 0 | 0 | 0 | 0 | -155772.984 | 0 | 0 | 0 | 0 | 0 | 0 | 0 | 0
2016-07-16 05:00 | 0 | 0 | 0 | 0 | 105397.3561 | 0 | 465615 | 0 | 0 | 0 | 0 | 126996.3327 | 0 | 0 | 0 | 0 | 0 | 0 | 0 | 3047934.2116 | 0 | 0 | 0 | 0 | 0 | 0 | 0 | 0 | 0 | 0 | 0 | -83051.4577 | 0 | 0 | 0 | 0 | 0 | 0 | 0 | 0 | 0 | -277166.1862 | 0 | 0 | 0 | 0 | 0 | 0 | 0 | 0
2016-07-16 06:00 | 0 | 0 | 0 | 0 | 374855.0959 | 0 | 441570 | 0 | 0 | 0 | 0 | 210047.7904 | 0 | 0 | 0 | 0 | 0 | 0 | 0 | 2898167.8498 | 0 | 0 | 0 | 0 | 0 | 0 | 0 | 0 | 0 | 0 | 0 | 83051.4577 | 0 | 0 | 0 | 0 | 0 | 0 | 0 | 0 | 0 | -149766.3618 | 0 | 0 | 0 | 0 | 0 | 0 | 0 | 0
2016-07-16 07:00 | 0 | 0 | 0 | 0 | 62161.3561 | 0 | 422379 | 0 | 0 | 0 | 0 | 126996.3327 | 0 | 0 | 0 | 0 | 0 | 0 | 0 | 2621001.6636 | 0 | 0 | 0 | 0 | 0 | 0 | 0 | 0 | 0 | 0 | 0 | -83051.4577 | 0 | 0 | 0 | 0 | 0 | 0 | 0 | 0 | 0 | -277166.1862 | 0 | 0 | 0 | 0 | 0 | 0 | 0 | 0
2016-07-16 08:00 | 0 | 0 | 0 | 0 | 344066.6527 | 0 | 410187 | 0 | 0 | 0 | 0 | 210047.7904 | 0 | 0 | 0 | 0 | 0 | 0 | 0 | 2471829.8586 | 0 | 0 | 0 | 0 | 0 | 0 | 0 | 0 | 0 | 0 | 0 | 83051.4577 | 0 | 0 | 0 | 0 | 0 | 0 | 0 | 0 | 0 | -149171.805 | 0 | 0 | 0 | 0 | 0 | 0 | 0 | 0
2016-07-16 09:00 | 0 | 0 | 0 | 0 | 83321.9388 | 0 | 404433 | 0 | 0 | 0 | 0 | 166102.9154 | 0 | 0 | 0 | 0 | 0 | 0 | 0 | 2194663.6724 | 0 | 0 | 0 | 0 | 0 | 0 | 0 | 0 | 0 | 0 | 0 | -43944.875 | 0 | 0 | 0 | 0 | 0 | 0 | 0 | 0 | 0 | -277166.1862 | 0 | 0 | 0 | 0 | 0 | 0 | 0 | 0
2016-07-16 10:00 | 0 | 0 | 0 | 0 | 270052.4812 | 0 | 403956 | 0 | 0 | 0 | 0 | 83051.4577 | 0 | 0 | 0 | 0 | 0 | 0 | 0 | 2143811.6113 | 0 | 0 | 0 | 0 | 0 | 0 | 0 | 0 | 0 | 0 | 0 | -83051.4577 | 0 | 0 | 0 | 0 | 0 | 0 | 0 | 0 | 0 | -50852.0611 | 0 | 0 | 0 | 0 | 0 | 0 | 0 | 0
2016-07-16 11:00 | 0 | 0 | 0 | 0 | 229198.8065 | 0 | 411897 | 0 | 0 | 0 | 0 | 0 | 0 | 0 | 0 | 0 | 0 | 0 | 0 | 2044164.8756 | 0 | 0 | 0 | 0 | 0 | 0 | 0 | 0 | 0 | 0 | 0 | -83051.4577 | 0 | 0 | 0 | 0 | 0 | 0 | 0 | 0 | 0 | -99646.7358 | 0 | 0 | 0 | 0 | 0 | 0 | 0 | 0
2016-07-16 12:00 | 0 | 0 | 0 | 0 | 160410.2479 | 95959.643 | 431408 | 0 | 0 | 0 | 0 | 83051.4577 | 0 | 0 | 0 | 0 | 0 | 0 | 0 | 1786075.3088 | 0 | 0 | 0 | 0 | 0 | 0 | 0 | 0 | 0 | 0 | 0 | 83051.4577 | 0 | 0 | 0 | 0 | 0 | 0 | 0 | 0 | 0 | -258089.5668 | 0 | 0 | 0 | 0 | 0 | 0 | 0 | 0
2016-07-16 13:00 | 0 | 0 | 0 | 0 | 0 | 432408.4287 | 460733 | 0 | 0 | 0 | 0 | 145718.622 | 0 | 0 | 0 | 0 | 0 | 0 | 0 | 1695083.5732 | 0 | 0 | 0 | 0 | 0 | 0 | 0 | 0 | 0 | 0 | 0 | 62667.1642 | 0 | 0 | 0 | 0 | 0 | 0 | 0 | 0 | 0 | -90991.7355 | 0 | 0 | 0 | 0 | 0 | 0 | 0 | 0
2016-07-16 14:00 | 0 | 0 | 0 | 0 | 26893.0904 | 660221.6381 | 493000 | 0 | 0 | 0 | 0 | 62667.1642 | 0 | 0 | 0 | 0 | 0 | 0 | 0 | 1972249.7594 | 0 | 0 | 0 | 0 | 0 | 0 | 0 | 0 | 0 | 0 | 0 | -83051.4577 | 0 | 0 | 0 | 0 | 0 | 0 | 0 | 0 | 0 | 277166.1862 | 0 | 0 | 0 | 0 | 0 | 0 | 0 | 0
2016-07-16 15:00 | 0 | 0 | 0 | 0 | 104032.5593 | 780356.0845 | 524171 | 0 | 0 | 0 | 0 | 145718.622 | 0 | 0 | 0 | 0 | 0 | 0 | 0 | 2249415.9456 | 0 | 0 | 0 | 0 | 0 | 0 | 0 | 0 | 0 | 0 | 0 | 83051.4577 | 0 | 0 | 0 | 0 | 0 | 0 | 0 | 0 | 0 | 277166.1862 | 0 | 0 | 0 | 0 | 0 | 0 | 0 | 0
2016-07-16 16:00 | 0 | 0 | 0 | 0 | 0 | 839321.683 | 550527 | 0 | 0 | 0 | 0 | 157347.1188 | 0 | 0 | 0 | 0 | 0 | 0 | 0 | 2526582.1317 | 0 | 0 | 0 | 0 | 0 | 0 | 0 | 0 | 0 | 0 | 0 | 11628.4968 | 0 | 0 | 0 | 0 | 0 | 0 | 0 | 0 | 0 | 277166.1862 | 0 | 0 | 0 | 0 | 0 | 0 | 0 | 0
2016-07-16 17:00 | 0 | 0 | 0 | 0 | 0 | 857894.5563 | 572417 | 0 | 0 | 0 | 0 | 165658.4889 | 0 | 0 | 0 | 0 | 0 | 0 | 0 | 2803748.3179 | 0 | 0 | 0 | 0 | 0 | 0 | 0 | 0 | 0 | 0 | 0 | 8311.3702 | 0 | 0 | 0 | 0 | 0 | 0 | 0 | 0 | 0 | 277166.1862 | 0 | 0 | 0 | 0 | 0 | 0 | 0 | 0
2016-07-16 18:00 | 0 | 0 | 0 | 0 | 0 | 855736.9678 | 589029 | 0 | 0 | 0 | 0 | 155200.2705 | 0 | 0 | 0 | 0 | 0 | 0 | 0 | 3080914.5041 | 0 | 0 | 0 | 0 | 0 | 0 | 0 | 0 | 0 | 0 | 0 | -10458.2184 | 0 | 0 | 0 | 0 | 0 | 0 | 0 | 0 | 0 | 277166.1862 | 0 | 0 | 0 | 0 | 0 | 0 | 0 | 0
2016-07-16 19:00 | 0 | 0 | 0 | 0 | 0 | 847786.2649 | 600006 | 0 | 0 | 0 | 0 | 125814.3493 | 0 | 0 | 0 | 0 | 0 | 0 | 0 | 3358080.6902 | 0 | 0 | 0 | 0 | 0 | 0 | 0 | 0 | 0 | 0 | 0 | -29385.9213 | 0 | 0 | 0 | 0 | 0 | 0 | 0 | 0 | 0 | 277166.1862 | 0 | 0 | 0 | 0 | 0 | 0 | 0 | 0
2016-07-16 20:00 | 0 | 0 | 0 | 0 | 0 | 843581.7423 | 606513 | 0 | 0 | 0 | 0 | 208865.807 | 0 | 0 | 0 | 0 | 0 | 0 | 0 | 3512097.9748 | 0 | 0 | 0 | 0 | 0 | 0 | 0 | 0 | 0 | 0 | 0 | 83051.4577 | 0 | 0 | 0 | 0 | 0 | 0 | 0 | 0 | 0 | 154017.2846 | 0 | 0 | 0 | 0 | 0 | 0 | 0 | 0
2016-07-16 21:00 | 0 | 0 | 0 | 0 | 0 | 834230.3666 | 608656 | 0 | 0 | 0 | 0 | 157273.9874 | 0 | 0 | 0 | 0 | 0 | 0 | 0 | 3789264.161 | 0 | 0 | 0 | 0 | 0 | 0 | 0 | 0 | 0 | 0 | 0 | -51591.8195 | 0 | 0 | 0 | 0 | 0 | 0 | 0 | 0 | 0 | 277166.1862 | 0 | 0 | 0 | 0 | 0 | 0 | 0 | 0
2016-07-16 22:00 | 0 | 0 | 0 | 0 | 0 | 806412.6564 | 603469 | 0 | 0 | 0 | 0 | 83051.4577 | 0 | 0 | 0 | 0 | 0 | 0 | 0 | 4066430.3472 | 0 | 0 | 0 | 0 | 0 | 0 | 0 | 0 | 0 | 0 | 0 | -74222.5297 | 0 | 0 | 0 | 0 | 0 | 0 | 0 | 0 | 0 | 277166.1862 | 0 | 0 | 0 | 0 | 0 | 0 | 0 | 0
2016-07-16 23:00 | 0 | 0 | 0 | 0 | 0 | 724862.5346 | 591077 | 0 | 0 | 0 | 0 | 166102.9154 | 0 | 0 | 0 | 0 | 0 | 0 | 0 | 4117164.424 | 0 | 0 | 0 | 0 | 0 | 0 | 0 | 0 | 0 | 0 | 0 | 83051.4577 | 0 | 0 | 0 | 0 | 0 | 0 | 0 | 0 | 0 | 50734.0768 | 0 | 0 | 0 | 0 | 0 | 0 | 0 | 0
2016-07-17 | 0 | 0 | 0 | 0 | 0 | 565429.6235 | 575707 | 0 | 0 | 0 | 0 | 83051.4577 | 0 | 0 | 0 | 0 | 0 | 0 | 0 | 4189938.5052 | 0 | 0 | 0 | 0 | 0 | 0 | 0 | 0 | 0 | 0 | 0 | -83051.4577 | 0 | 0 | 0 | 0 | 0 | 0 | 0 | 0 | 0 | 72774.0812 | 0 | 0 | 0 | 0 | 0 | 0 | 0 | 0
2016-07-17 01:00 | 0 | 0 | 0 | 0 | 0 | 287448.4187 | 560346 | 0 | 0 | 0 | 0 | 0 | 0 | 0 | 0 | 0 | 0 | 0 | 0 | 4000092.3816 | 0 | 0 | 0 | 0 | 0 | 0 | 0 | 0 | 0 | 0 | 0 | -83051.4577 | 0 | 0 | 0 | 0 | 0 | 0 | 0 | 0 | 0 | -189846.1236 | 0 | 0 | 0 | 0 | 0 | 0 | 0 | 0
2016-07-17 02:00 | 0 | 0 | 0 | 0 | 683361.3822 | 26197.1792 | 538670 | 0 | 0 | 0 | 0 | 83051.4577 | 0 | 0 | 0 | 0 | 0 | 0 | 0 | 4087929.4853 | 0 | 0 | 0 | 0 | 0 | 0 | 0 | 0 | 0 | 0 | 0 | 83051.4577 | 0 | 0 | 0 | 0 | 0 | 0 | 0 | 0 | 0 | 87837.1037 | 0 | 0 | 0 | 0 | 0 | 0 | 0 | 0
2016-07-17 03:00 | 0 | 0 | 0 | 0 | 148274.3561 | 0 | 508492 | 0 | 0 | 0 | 0 | 0 | 0 | 0 | 0 | 0 | 0 | 0 | 0 | 3810763.2992 | 0 | 0 | 0 | 0 | 0 | 0 | 0 | 0 | 0 | 0 | 0 | -83051.4577 | 0 | 0 | 0 | 0 | 0 | 0 | 0 | 0 | 0 | -277166.1862 | 0 | 0 | 0 | 0 | 0 | 0 | 0 | 0
2016-07-17 04:00 | 0 | 0 | 0 | 0 | 200315.8138 | 0 | 477482 | 0 | 0 | 0 | 0 | 0 | 0 | 0 | 0 | 0 | 0 | 0 | 0 | 3533597.113 | 0 | 0 | 0 | 0 | 0 | 0 | 0 | 0 | 0 | 0 | 0 | 0 | 0 | 0 | 0 | 0 | 0 | 0 | 0 | 0 | 0 | -277166.1862 | 0 | 0 | 0 | 0 | 0 | 0 | 0 | 0
2016-07-17 05:00 | 0 | 0 | 0 | 0 | 598177.0329 | 0 | 451035 | 0 | 0 | 0 | 0 | 83051.4577 | 0 | 0 | 0 | 0 | 0 | 0 | 0 | 3597687.6882 | 0 | 0 | 0 | 0 | 0 | 0 | 0 | 0 | 0 | 0 | 0 | 83051.4577 | 0 | 0 | 0 | 0 | 0 | 0 | 0 | 0 | 0 | 64090.5752 | 0 | 0 | 0 | 0 | 0 | 0 | 0 | 0
2016-07-17 06:00 | 0 | 0 | 0 | 0 | 69425.3561 | 0 | 429643 | 0 | 0 | 0 | 0 | 0 | 0 | 0 | 0 | 0 | 0 | 0 | 0 | 3320521.5021 | 0 | 0 | 0 | 0 | 0 | 0 | 0 | 0 | 0 | 0 | 0 | -83051.4577 | 0 | 0 | 0 | 0 | 0 | 0 | 0 | 0 | 0 | -277166.1862 | 0 | 0 | 0 | 0 | 0 | 0 | 0 | 0
2016-07-17 07:00 | 0 | 0 | 0 | 0 | 217473.2715 | 0 | 411588 | 0 | 0 | 0 | 0 | 83051.4577 | 0 | 0 | 0 | 0 | 0 | 0 | 0 | 3043355.3159 | 0 | 0 | 0 | 0 | 0 | 0 | 0 | 0 | 0 | 0 | 0 | 83051.4577 | 0 | 0 | 0 | 0 | 0 | 0 | 0 | 0 | 0 | -277166.1862 | 0 | 0 | 0 | 0 | 0 | 0 | 0 | 0
2016-07-17 08:00 | 0 | 0 | 0 | 0 | 515409.9419 | 0 | 399818 | 0 | 0 | 0 | 0 | 166102.9154 | 0 | 0 | 0 | 0 | 0 | 0 | 0 | 3075895.8001 | 0 | 0 | 0 | 0 | 0 | 0 | 0 | 0 | 0 | 0 | 0 | 83051.4577 | 0 | 0 | 0 | 0 | 0 | 0 | 0 | 0 | 0 | 32540.4842 | 0 | 0 | 0 | 0 | 0 | 0 | 0 | 0
2016-07-17 09:00 | 0 | 0 | 0 | 0 | 32404.3561 | 0 | 392622 | 0 | 0 | 0 | 0 | 83051.4577 | 0 | 0 | 0 | 0 | 0 | 0 | 0 | 2798729.614 | 0 | 0 | 0 | 0 | 0 | 0 | 0 | 0 | 0 | 0 | 0 | -83051.4577 | 0 | 0 | 0 | 0 | 0 | 0 | 0 | 0 | 0 | -277166.1862 | 0 | 0 | 0 | 0 | 0 | 0 | 0 | 0
2016-07-17 10:00 | 0 | 0 | 0 | 0 | 27309.3561 | 0 | 387527 | 0 | 0 | 0 | 0 | 0 | 0 | 0 | 0 | 0 | 0 | 0 | 0 | 2521563.4278 | 0 | 0 | 0 | 0 | 0 | 0 | 0 | 0 | 0 | 0 | 0 | -83051.4577 | 0 | 0 | 0 | 0 | 0 | 0 | 0 | 0 | 0 | -277166.1862 | 0 | 0 | 0 | 0 | 0 | 0 | 0 | 0
2016-07-17 11:00 | 0 | 0 | 0 | 0 | 417038.5813 | 0.83051 | 391641 | 0 | 0 | 0 | 0 | 83051.4577 | 0 | 0 | 0 | 0 | 0 | 0 | 0 | 2463910.3819 | 0 | 0 | 0 | 0 | 0 | 0 | 0 | 0 | 0 | 0 | 0 | 83051.4577 | 0 | 0 | 0 | 0 | 0 | 0 | 0 | 0 | 0 | -57653.0459 | 0 | 0 | 0 | 0 | 0 | 0 | 0 | 0
2016-07-17 12:00 | 0 | 0 | 0 | 0 | 0 | 111675.424 | 411311 | 0 | 0 | 0 | 0 | 0 | 0 | 0 | 0 | 0 | 0 | 0 | 0 | 2247326.2636 | 0 | 0 | 0 | 0 | 0 | 0 | 0 | 0 | 0 | 0 | 0 | -83051.4577 | 0 | 0 | 0 | 0 | 0 | 0 | 0 | 0 | 0 | -216584.1183 | 0 | 0 | 0 | 0 | 0 | 0 | 0 | 0
2016-07-17 13:00 | 0 | 0 | 0 | 0 | 265808.0002 | 455468.1859 | 444110 | 0 | 0 | 0 | 0 | 0 | 0 | 0 | 0 | 0 | 0 | 0 | 0 | 2524492.4498 | 0 | 0 | 0 | 0 | 0 | 0 | 0 | 0 | 0 | 0 | 0 | 0 | 0 | 0 | 0 | 0 | 0 | 0 | 0 | 0 | 0 | 277166.1862 | 0 | 0 | 0 | 0 | 0 | 0 | 0 | 0
2016-07-17 14:00 | 0 | 0 | 0 | 0 | 160712.3007 | 679144.3431 | 479639 | 0 | 0 | 0 | 0 | 83051.4577 | 0 | 0 | 0 | 0 | 0 | 0 | 0 | 2801658.636 | 0 | 0 | 0 | 0 | 0 | 0 | 0 | 0 | 0 | 0 | 0 | 83051.4577 | 0 | 0 | 0 | 0 | 0 | 0 | 0 | 0 | 0 | 277166.1862 | 0 | 0 | 0 | 0 | 0 | 0 | 0 | 0
2016-07-17 15:00 | 0 | 0 | 0 | 0 | 0 | 778095.7065 | 514092 | 0 | 0 | 0 | 0 | 99663.9747 | 0 | 0 | 0 | 0 | 0 | 0 | 0 | 3049049.8254 | 0 | 0 | 0 | 0 | 0 | 0 | 0 | 0 | 0 | 0 | 0 | 16612.517 | 0 | 0 | 0 | 0 | 0 | 0 | 0 | 0 | 0 | 247391.1895 | 0 | 0 | 0 | 0 | 0 | 0 | 0 | 0
2016-07-17 16:00 | 0 | 0 | 0 | 0 | 0 | 828581.9346 | 545689 | 0 | 0 | 0 | 0 | 105390.7231 | 0 | 0 | 0 | 0 | 0 | 0 | 0 | 3326216.0116 | 0 | 0 | 0 | 0 | 0 | 0 | 0 | 0 | 0 | 0 | 0 | 5726.7484 | 0 | 0 | 0 | 0 | 0 | 0 | 0 | 0 | 0 | 277166.1862 | 0 | 0 | 0 | 0 | 0 | 0 | 0 | 0
2016-07-17 17:00 | 0 | 0 | 0 | 0 | 0 | 844566.3992 | 571375 | 0 | 0 | 0 | 0 | 188442.1808 | 0 | 0 | 0 | 0 | 0 | 0 | 0 | 3516355.9531 | 0 | 0 | 0 | 0 | 0 | 0 | 0 | 0 | 0 | 0 | 0 | 83051.4577 | 0 | 0 | 0 | 0 | 0 | 0 | 0 | 0 | 0 | 190139.9415 | 0 | 0 | 0 | 0 | 0 | 0 | 0 | 0
2016-07-17 18:00 | 0 | 0 | 0 | 0 | 0 | 840503.2641 | 591889 | 0 | 0 | 0 | 0 | 159890.2588 | 0 | 0 | 0 | 0 | 0 | 0 | 0 | 3793522.1393 | 0 | 0 | 0 | 0 | 0 | 0 | 0 | 0 | 0 | 0 | 0 | -28551.9221 | 0 | 0 | 0 | 0 | 0 | 0 | 0 | 0 | 0 | 277166.1862 | 0 | 0 | 0 | 0 | 0 | 0 | 0 | 0
2016-07-17 19:00 | 0 | 0 | 0 | 0 | 0 | 828608.957 | 607872 | 0 | 0 | 0 | 0 | 242941.7165 | 0 | 0 | 0 | 0 | 0 | 0 | 0 | 3931207.6385 | 0 | 0 | 0 | 0 | 0 | 0 | 0 | 0 | 0 | 0 | 0 | 83051.4577 | 0 | 0 | 0 | 0 | 0 | 0 | 0 | 0 | 0 | 137685.4993 | 0 | 0 | 0 | 0 | 0 | 0 | 0 | 0
2016-07-17 20:00 | 0 | 0 | 0 | 0 | 0 | 820455.3851 | 620128 | 0 | 0 | 0 | 0 | 166102.9154 | 0 | 0 | 0 | 0 | 0 | 0 | 0 | 4208373.8247 | 0 | 0 | 0 | 0 | 0 | 0 | 0 | 0 | 0 | 0 | 0 | -76838.8011 | 0 | 0 | 0 | 0 | 0 | 0 | 0 | 0 | 0 | 277166.1862 | 0 | 0 | 0 | 0 | 0 | 0 | 0 | 0
2016-07-17 21:00 | 0 | 0 | 0 | 0 | 0 | 804290.9602 | 628734 | 0 | 0 | 0 | 0 | 249154.3731 | 0 | 0 | 0 | 0 | 0 | 0 | 0 | 4300879.3271 | 0 | 0 | 0 | 0 | 0 | 0 | 0 | 0 | 0 | 0 | 0 | 83051.4577 | 0 | 0 | 0 | 0 | 0 | 0 | 0 | 0 | 0 | 92505.5024 | 0 | 0 | 0 | 0 | 0 | 0 | 0 | 0
2016-07-17 22:00 | 0 | 0 | 0 | 0 | 56313.3309 | 767889.3976 | 630088 | 0 | 0 | 0 | 0 | 166102.9154 | 0 | 0 | 0 | 0 | 0 | 0 | 0 | 4578045.5133 | 0 | 0 | 0 | 0 | 0 | 0 | 0 | 0 | 0 | 0 | 0 | -83051.4577 | 0 | 0 | 0 | 0 | 0 | 0 | 0 | 0 | 0 | 277166.1862 | 0 | 0 | 0 | 0 | 0 | 0 | 0 | 0
2016-07-17 23:00 | 0 | 0 | 0 | 0 | 0 | 685936.2392 | 622054 | 0 | 0 | 0 | 0 | 83051.4577 | 0 | 0 | 0 | 0 | 0 | 0 | 0 | 4724979.2102 | 0 | 0 | 0 | 0 | 0 | 0 | 0 | 0 | 0 | 0 | 0 | -83051.4577 | 0 | 0 | 0 | 0 | 0 | 0 | 0 | 0 | 0 | 146933.6969 | 0 | 0 | 0 | 0 | 0 | 0 | 0 | 0
2016-07-18 | 0 | 0 | 0 | 0 | 0 | 532813.0156 | 608973 | 0 | 0 | 0 | 0 | 166102.9154 | 0 | 0 | 0 | 0 | 0 | 0 | 0 | 4565767.7681 | 0 | 0 | 0 | 0 | 0 | 0 | 0 | 0 | 0 | 0 | 0 | 83051.4577 | 0 | 0 | 0 | 0 | 0 | 0 | 0 | 0 | 0 | -159211.4421 | 0 | 0 | 0 | 0 | 0 | 0 | 0 | 0
2016-07-18 01:00 | 0 | 0 | 0 | 0 | 427303.9175 | 268412.4846 | 595724 | 0 | 0 | 0 | 0 | 83051.4577 | 0 | 0 | 0 | 0 | 0 | 0 | 0 | 4748811.6279 | 0 | 0 | 0 | 0 | 0 | 0 | 0 | 0 | 0 | 0 | 0 | -83051.4577 | 0 | 0 | 0 | 0 | 0 | 0 | 0 | 0 | 0 | 183043.8598 | 0 | 0 | 0 | 0 | 0 | 0 | 0 | 0
2016-07-18 02:00 | 0 | 0 | 0 | 0 | 181529.5734 | 30431.7827 | 572179 | 0 | 0 | 0 | 0 | 0 | 0 | 0 | 0 | 0 | 0 | 0 | 0 | 4471645.4417 | 0 | 0 | 0 | 0 | 0 | 0 | 0 | 0 | 0 | 0 | 0 | -83051.4577 | 0 | 0 | 0 | 0 | 0 | 0 | 0 | 0 | 0 | -277166.1862 | 0 | 0 | 0 | 0 | 0 | 0 | 0 | 0
2016-07-18 03:00 | 0 | 0 | 0 | 0 | 507271.8649 | 0 | 540002 | 0 | 0 | 0 | 0 | 83051.4577 | 0 | 0 | 0 | 0 | 0 | 0 | 0 | 4355863.8489 | 0 | 0 | 0 | 0 | 0 | 0 | 0 | 0 | 0 | 0 | 0 | 83051.4577 | 0 | 0 | 0 | 0 | 0 | 0 | 0 | 0 | 0 | -115781.5928 | 0 | 0 | 0 | 0 | 0 | 0 | 0 | 0
2016-07-18 04:00 | 0 | 0 | 0 | 0 | 146588.3561 | 0 | 506806 | 0 | 0 | 0 | 0 | 0 | 0 | 0 | 0 | 0 | 0 | 0 | 0 | 4078697.6627 | 0 | 0 | 0 | 0 | 0 | 0 | 0 | 0 | 0 | 0 | 0 | -83051.4577 | 0 | 0 | 0 | 0 | 0 | 0 | 0 | 0 | 0 | -277166.1862 | 0 | 0 | 0 | 0 | 0 | 0 | 0 | 0
2016-07-18 05:00 | 0 | 0 | 0 | 0 | 440294.9647 | 0 | 477936 | 0 | 0 | 0 | 0 | 83051.4577 | 0 | 0 | 0 | 0 | 0 | 0 | 0 | 3958005.1697 | 0 | 0 | 0 | 0 | 0 | 0 | 0 | 0 | 0 | 0 | 0 | 83051.4577 | 0 | 0 | 0 | 0 | 0 | 0 | 0 | 0 | 0 | -120692.493 | 0 | 0 | 0 | 0 | 0 | 0 | 0 | 0
2016-07-18 06:00 | 0 | 0 | 0 | 0 | 94854.3561 | 0 | 455072 | 0 | 0 | 0 | 0 | 0 | 0 | 0 | 0 | 0 | 0 | 0 | 0 | 3680838.9836 | 0 | 0 | 0 | 0 | 0 | 0 | 0 | 0 | 0 | 0 | 0 | -83051.4577 | 0 | 0 | 0 | 0 | 0 | 0 | 0 | 0 | 0 | -277166.1862 | 0 | 0 | 0 | 0 | 0 | 0 | 0 | 0
2016-07-18 07:00 | 0 | 0 | 0 | 0 | 415878.9449 | 0 | 438275 | 0 | 0 | 0 | 0 | 83051.4577 | 0 | 0 | 0 | 0 | 0 | 0 | 0 | 3575391.4708 | 0 | 0 | 0 | 0 | 0 | 0 | 0 | 0 | 0 | 0 | 0 | 83051.4577 | 0 | 0 | 0 | 0 | 0 | 0 | 0 | 0 | 0 | -105447.5128 | 0 | 0 | 0 | 0 | 0 | 0 | 0 | 0
2016-07-18 08:00 | 0 | 0 | 0 | 0 | 69817.3561 | 0 | 430035 | 0 | 0 | 0 | 0 | 0 | 0 | 0 | 0 | 0 | 0 | 0 | 0 | 3298225.2846 | 0 | 0 | 0 | 0 | 0 | 0 | 0 | 0 | 0 | 0 | 0 | -83051.4577 | 0 | 0 | 0 | 0 | 0 | 0 | 0 | 0 | 0 | -277166.1862 | 0 | 0 | 0 | 0 | 0 | 0 | 0 | 0
2016-07-18 09:00 | 0 | 0 | 0 | 0 | 370961.5454 | 0 | 432780 | 0 | 0 | 0 | 0 | 83051.4577 | 0 | 0 | 0 | 0 | 0 | 0 | 0 | 3153355.3723 | 0 | 0 | 0 | 0 | 0 | 0 | 0 | 0 | 0 | 0 | 0 | 83051.4577 | 0 | 0 | 0 | 0 | 0 | 0 | 0 | 0 | 0 | -144869.9123 | 0 | 0 | 0 | 0 | 0 | 0 | 0 | 0
2016-07-18 10:00 | 0 | 0 | 0 | 0 | 337740.6245 | 0 | 446146 | 0 | 0 | 0 | 0 | 166102.9154 | 0 | 0 | 0 | 0 | 0 | 0 | 0 | 2961898.5391 | 0 | 0 | 0 | 0 | 0 | 0 | 0 | 0 | 0 | 0 | 0 | 83051.4577 | 0 | 0 | 0 | 0 | 0 | 0 | 0 | 0 | 0 | -191456.8332 | 0 | 0 | 0 | 0 | 0 | 0 | 0 | 0
2016-07-18 11:00 | 0 | 0 | 0 | 0 | 307036.5147 | 0.45253 | 466590 | 0 | 0 | 0 | 0 | 166102.9154 | 0 | 0 | 0 | 0 | 0 | 0 | 0 | 2802345.5064 | 0 | 0 | 0 | 0 | 0 | 0 | 0 | 0 | 0 | 0 | 0 | 0 | 0 | 0 | 0 | 0 | 0 | 0 | 0 | 0 | 0 | -159553.0327 | 0 | 0 | 0 | 0 | 0 | 0 | 0 | 0
2016-07-18 12:00 | 0 | 0 | 0 | 0 | 55000.7342 | 80388.622 | 495607 | 0 | 0 | 0 | 0 | 83051.4577 | 0 | 0 | 0 | 0 | 0 | 0 | 0 | 2525179.3202 | 0 | 0 | 0 | 0 | 0 | 0 | 0 | 0 | 0 | 0 | 0 | -83051.4577 | 0 | 0 | 0 | 0 | 0 | 0 | 0 | 0 | 0 | -277166.1862 | 0 | 0 | 0 | 0 | 0 | 0 | 0 | 0
2016-07-18 13:00 | 0 | 0 | 0 | 0 | 0 | 379816.9308 | 530189 | 0 | 0 | 0 | 0 | 0 | 0 | 0 | 0 | 0 | 0 | 0 | 0 | 2457858.7087 | 0 | 0 | 0 | 0 | 0 | 0 | 0 | 0 | 0 | 0 | 0 | -83051.4577 | 0 | 0 | 0 | 0 | 0 | 0 | 0 | 0 | 0 | -67320.6115 | 0 | 0 | 0 | 0 | 0 | 0 | 0 | 0
2016-07-18 14:00 | 0 | 0 | 0 | 0 | 0 | 590296.5622 | 567488 | 0 | 0 | 0 | 0 | 0 | 0 | 0 | 0 | 0 | 0 | 0 | 0 | 2480667.2709 | 0 | 0 | 0 | 0 | 0 | 0 | 0 | 0 | 0 | 0 | 0 | 0 | 0 | 0 | 0 | 0 | 0 | 0 | 0 | 0 | 0 | 22808.5622 | 0 | 0 | 0 | 0 | 0 | 0 | 0 | 0
2016-07-18 15:00 | 0 | 0 | 0 | 0 | 198259.2349 | 704224.2272 | 602663 | 0 | 0 | 0 | 0 | 83051.4577 | 0 | 0 | 0 | 0 | 0 | 0 | 0 | 2697436.2753 | 0 | 0 | 0 | 0 | 0 | 0 | 0 | 0 | 0 | 0 | 0 | 83051.4577 | 0 | 0 | 0 | 0 | 0 | 0 | 0 | 0 | 0 | 216769.0044 | 0 | 0 | 0 | 0 | 0 | 0 | 0 | 0
2016-07-18 16:00 | 0 | 0 | 0 | 0 | 167689.0938 | 765645.5604 | 632805 | 0 | 0 | 0 | 0 | 166102.9154 | 0 | 0 | 0 | 0 | 0 | 0 | 0 | 2882141.3865 | 0 | 32773.0854 | 0 | 0 | 0 | 0 | 0 | 0 | 0 | 0 | 0 | 83051.4577 | 0 | 0 | 0 | 0 | 0 | 0 | 0 | 0 | 0 | 184705.1111 | 0 | 32773.0854 | 0 | 0 | 0 | 0 | 0 | 0
2016-07-18 17:00 | 0 | 0 | 0 | 0 | 0 | 790791.4281 | 655699 | 0 | 0 | 0 | 0 | 152325.6282 | 0 | 0 | 0 | 0 | 0 | 0 | 0 | 3063784.1872 | 0 | 0 | 0 | 0 | 0 | 0 | 0 | 0 | 0 | 0 | 0 | -13777.2873 | 0 | 0 | 0 | 0 | 0 | 0 | 0 | 0 | 0 | 181642.8007 | 0 | -32773.0854 | 0 | 0 | 0 | 0 | 0 | 0
2016-07-18 18:00 | 0 | 0 | 0 | 0 | 0 | 788245.5862 | 671854 | 0 | 0 | 0 | 0 | 69274.1705 | 0 | 0 | 0 | 0 | 0 | 0 | 0 | 3263227.2311 | 0 | 0 | 0 | 0 | 0 | 0 | 0 | 0 | 0 | 0 | 0 | -83051.4577 | 0 | 0 | 0 | 0 | 0 | 0 | 0 | 0 | 0 | 199443.0439 | 0 | 0 | 0 | 0 | 0 | 0 | 0 | 0
2016-07-18 19:00 | 0 | 0 | 0 | 0 | 0 | 773874.8909 | 678778 | 0 | 0 | 0 | 0 | 152325.6282 | 0 | 0 | 0 | 0 | 0 | 0 | 0 | 3275272.6643 | 0 | 0 | 0 | 0 | 0 | 0 | 0 | 0 | 0 | 0 | 0 | 83051.4577 | 0 | 0 | 0 | 0 | 0 | 0 | 0 | 0 | 0 | 12045.4332 | 0 | 0 | 0 | 0 | 0 | 0 | 0 | 0
2016-07-18 20:00 | 0 | 0 | 0 | 0 | 212649.0688 | 758176.4046 | 679882 | 0 | 0 | 0 | 0 | 166102.9154 | 0 | 0 | 0 | 0 | 0 | 0 | 0 | 3552438.8504 | 0 | 0 | 0 | 0 | 0 | 0 | 0 | 0 | 0 | 0 | 0 | 13777.2873 | 0 | 0 | 0 | 0 | 0 | 0 | 0 | 0 | 0 | 277166.1862 | 0 | 0 | 0 | 0 | 0 | 0 | 0 | 0
2016-07-18 21:00 | 0 | 0 | 0 | 0 | 0 | 731105.8005 | 677977 | 0 | 0 | 0 | 0 | 83051.4577 | 0 | 0 | 0 | 0 | 0 | 0 | 0 | 3688619.1087 | 0 | 0 | 0 | 0 | 0 | 0 | 0 | 0 | 0 | 0 | 0 | -83051.4577 | 0 | 0 | 0 | 0 | 0 | 0 | 0 | 0 | 0 | 136180.2582 | 0 | 0 | 0 | 0 | 0 | 0 | 0 | 0
2016-07-18 22:00 | 0 | 0 | 0 | 0 | 0 | 690361.7518 | 673385 | 0 | 0 | 0 | 0 | 0 | 0 | 0 | 0 | 0 | 0 | 0 | 0 | 3788647.3181 | 0 | 0 | 0 | 0 | 0 | 0 | 0 | 0 | 0 | 0 | 0 | -83051.4577 | 0 | 0 | 0 | 0 | 0 | 0 | 0 | 0 | 0 | 100028.2095 | 0 | 0 | 0 | 0 | 0 | 0 | 0 | 0
2016-07-18 23:00 | 0 | 0 | 0 | 0 | 0 | 606906.3385 | 662839 | 0 | 0 | 0 | 0 | 83051.4577 | 0 | 0 | 0 | 0 | 0 | 0 | 0 | 3649663.199 | 0 | 0 | 0 | 0 | 0 | 0 | 0 | 0 | 0 | 0 | 0 | 83051.4577 | 0 | 0 | 0 | 0 | 0 | 0 | 0 | 0 | 0 | -138984.1192 | 0 | 0 | 0 | 0 | 0 | 0 | 0 | 0
2016-07-19 | 0 | 0 | 0 | 0 | 392752.323 | 458871.9996 | 645707 | 0 | 0 | 0 | 0 | 166102.9154 | 0 | 0 | 0 | 0 | 0 | 0 | 0 | 3772529.0638 | 0 | 0 | 0 | 0 | 0 | 0 | 0 | 0 | 0 | 0 | 0 | 83051.4577 | 0 | 0 | 0 | 0 | 0 | 0 | 0 | 0 | 0 | 122865.8649 | 0 | 0 | 0 | 0 | 0 | 0 | 0 | 0
2016-07-19 01:00 | 0 | 0 | 0 | 0 | 39025.8133 | 227682.5429 | 626926 | 0 | 0 | 0 | 0 | 83051.4577 | 0 | 0 | 0 | 0 | 0 | 0 | 0 | 3495362.8777 | 0 | 0 | 0 | 0 | 0 | 0 | 0 | 0 | 0 | 0 | 0 | -83051.4577 | 0 | 0 | 0 | 0 | 0 | 0 | 0 | 0 | 0 | -277166.1862 | 0 | 0 | 0 | 0 | 0 | 0 | 0 | 0
2016-07-19 02:00 | 0 | 0 | 0 | 0 | 612034.4455 | 36584.3283 | 597364 | 0 | 0 | 0 | 0 | 166102.9154 | 0 | 0 | 0 | 0 | 0 | 0 | 0 | 3463566.1937 | 0 | 0 | 0 | 0 | 0 | 0 | 0 | 0 | 0 | 0 | 0 | 83051.4577 | 0 | 0 | 0 | 0 | 0 | 0 | 0 | 0 | 0 | -31796.6839 | 0 | 0 | 0 | 0 | 0 | 0 | 0 | 0
2016-07-19 03:00 | 0 | 0 | 0 | 0 | 198516.3561 | 0 | 558734 | 0 | 0 | 0 | 0 | 83051.4577 | 0 | 0 | 0 | 0 | 0 | 0 | 0 | 3186400.0076 | 0 | 0 | 0 | 0 | 0 | 0 | 0 | 0 | 0 | 0 | 0 | -83051.4577 | 0 | 0 | 0 | 0 | 0 | 0 | 0 | 0 | 0 | -277166.1862 | 0 | 0 | 0 | 0 | 0 | 0 | 0 | 0
2016-07-19 04:00 | 0 | 0 | 0 | 0 | 577039.1288 | 0 | 520670 | 0 | 0 | 0 | 0 | 166102.9154 | 0 | 0 | 0 | 0 | 0 | 0 | 0 | 3159717.6786 | 0 | 0 | 0 | 0 | 0 | 0 | 0 | 0 | 0 | 0 | 0 | 83051.4577 | 0 | 0 | 0 | 0 | 0 | 0 | 0 | 0 | 0 | -26682.3289 | 0 | 0 | 0 | 0 | 0 | 0 | 0 | 0
2016-07-19 05:00 | 0 | 0 | 0 | 0 | 128080.3561 | 0 | 488298 | 0 | 0 | 0 | 0 | 83051.4577 | 0 | 0 | 0 | 0 | 0 | 0 | 0 | 2882551.4925 | 0 | 0 | 0 | 0 | 0 | 0 | 0 | 0 | 0 | 0 | 0 | -83051.4577 | 0 | 0 | 0 | 0 | 0 | 0 | 0 | 0 | 0 | -277166.1862 | 0 | 0 | 0 | 0 | 0 | 0 | 0 | 0
2016-07-19 06:00 | 0 | 0 | 0 | 0 | 502134.417 | 0 | 461564 | 0 | 0 | 0 | 0 | 166102.9154 | 0 | 0 | 0 | 0 | 0 | 0 | 0 | 2840070.4517 | 0 | 0 | 0 | 0 | 0 | 0 | 0 | 0 | 0 | 0 | 0 | 83051.4577 | 0 | 0 | 0 | 0 | 0 | 0 | 0 | 0 | 0 | -42481.0408 | 0 | 0 | 0 | 0 | 0 | 0 | 0 | 0
2016-07-19 07:00 | 0 | 0 | 0 | 0 | 82630.3561 | 0 | 442848 | 0 | 0 | 0 | 0 | 83051.4577 | 0 | 0 | 0 | 0 | 0 | 0 | 0 | 2562904.2655 | 0 | 0 | 0 | 0 | 0 | 0 | 0 | 0 | 0 | 0 | 0 | -83051.4577 | 0 | 0 | 0 | 0 | 0 | 0 | 0 | 0 | 0 | -277166.1862 | 0 | 0 | 0 | 0 | 0 | 0 | 0 | 0
2016-07-19 08:00 | 0 | 0 | 0 | 0 | 462441.5354 | 0 | 433311 | 0 | 0 | 0 | 0 | 83051.4577 | 0 | 0 | 0 | 0 | 0 | 0 | 0 | 2592034.8009 | 0 | 0 | 0 | 0 | 0 | 0 | 0 | 0 | 0 | 0 | 0 | 0 | 0 | 0 | 0 | 0 | 0 | 0 | 0 | 0 | 0 | 29130.5354 | 0 | 0 | 0 | 0 | 0 | 0 | 0 | 0
2016-07-19 09:00 | 0 | 0 | 0 | 0 | 75270.3561 | 0 | 435488 | 0 | 0 | 0 | 0 | 0 | 0 | 0 | 0 | 0 | 0 | 0 | 0 | 2314868.6148 | 0 | 0 | 0 | 0 | 0 | 0 | 0 | 0 | 0 | 0 | 0 | -83051.4577 | 0 | 0 | 0 | 0 | 0 | 0 | 0 | 0 | 0 | -277166.1862 | 0 | 0 | 0 | 0 | 0 | 0 | 0 | 0
2016-07-19 10:00 | 0 | 0 | 0 | 0 | 413095.8922 | 0 | 448967 | 0 | 0 | 0 | 0 | 83051.4577 | 0 | 0 | 0 | 0 | 0 | 0 | 0 | 2195946.0493 | 0 | 0 | 0 | 0 | 0 | 0 | 0 | 0 | 0 | 0 | 0 | 83051.4577 | 0 | 0 | 0 | 0 | 0 | 0 | 0 | 0 | 0 | -118922.5655 | 0 | 0 | 0 | 0 | 0 | 0 | 0 | 0
2016-07-19 11:00 | 0 | 0 | 0 | 0 | 356257.7585 | 0.082841 | 468631 | 0 | 0 | 0 | 0 | 166102.9154 | 0 | 0 | 0 | 0 | 0 | 0 | 0 | 2000521.4329 | 0 | 0 | 0 | 0 | 0 | 0 | 0 | 0 | 0 | 0 | 0 | 83051.4577 | 0 | 0 | 0 | 0 | 0 | 0 | 0 | 0 | 0 | -195424.6164 | 0 | 0 | 0 | 0 | 0 | 0 | 0 | 0
2016-07-19 12:00 | 0 | 0 | 0 | 0 | 198846.0661 | 85738.8963 | 495509 | 0 | 0 | 0 | 0 | 83051.4577 | 0 | 0 | 0 | 0 | 0 | 0 | 0 | 1872648.853 | 0 | 0 | 0 | 0 | 0 | 0 | 0 | 0 | 0 | 0 | 0 | -83051.4577 | 0 | 0 | 0 | 0 | 0 | 0 | 0 | 0 | 0 | -127872.5799 | 0 | 0 | 0 | 0 | 0 | 0 | 0 | 0
2016-07-19 13:00 | 0 | 0 | 0 | 0 | 173168.451 | 424143.2269 | 525717 | 0 | 0 | 0 | 0 | 83051.4577 | 0 | 0 | 0 | 0 | 0 | 0 | 0 | 1944243.5309 | 0 | 0 | 0 | 0 | 0 | 0 | 0 | 0 | 0 | 0 | 0 | 0 | 0 | 0 | 0 | 0 | 0 | 0 | 0 | 0 | 0 | 71594.6778 | 0 | 0 | 0 | 0 | 0 | 0 | 0 | 0
2016-07-19 14:00 | 0 | 0 | 0 | 0 | 0 | 648664.4268 | 561169 | 0 | 0 | 0 | 0 | 0 | 0 | 0 | 0 | 0 | 0 | 0 | 0 | 2114790.4154 | 0 | 0 | 0 | 0 | 0 | 0 | 0 | 0 | 0 | 0 | 0 | -83051.4577 | 0 | 0 | 0 | 0 | 0 | 0 | 0 | 0 | 0 | 170546.8845 | 0 | 0 | 0 | 0 | 0 | 0 | 0 | 0
2016-07-19 15:00 | 0 | 0 | 0 | 0 | 0 | 750576.4143 | 594934 | 0 | 0 | 0 | 0 | 83051.4577 | 0 | 0 | 0 | 0 | 0 | 0 | 0 | 2187381.3721 | 0 | 0 | 0 | 0 | 0 | 0 | 0 | 0 | 0 | 0 | 0 | 83051.4577 | 0 | 0 | 0 | 0 | 0 | 0 | 0 | 0 | 0 | 72590.9566 | 0 | 0 | 0 | 0 | 0 | 0 | 0 | 0
2016-07-19 16:00 | 0 | 0 | 0 | 0 | 0 | 804899.2585 | 622824 | 0 | 0 | 0 | 0 | 166102.9154 | 0 | 0 | 0 | 0 | 0 | 0 | 0 | 2286405.1729 | 0 | 0 | 0 | 0 | 0 | 0 | 0 | 0 | 0 | 0 | 0 | 83051.4577 | 0 | 0 | 0 | 0 | 0 | 0 | 0 | 0 | 0 | 99023.8008 | 0 | 0 | 0 | 0 | 0 | 0 | 0 | 0
2016-07-19 17:00 | 0 | 0 | 0 | 0 | 27122.3803 | 811313.3482 | 644321 | 0 | 0 | 0 | 0 | 83051.4577 | 0 | 0 | 0 | 0 | 0 | 0 | 0 | 2563571.359 | 0 | 0 | 0 | 0 | 0 | 0 | 0 | 0 | 0 | 0 | 0 | -83051.4577 | 0 | 0 | 0 | 0 | 0 | 0 | 0 | 0 | 0 | 277166.1862 | 0 | 0 | 0 | 0 | 0 | 0 | 0 | 0
2016-07-19 18:00 | 0 | 0 | 0 | 0 | 0 | 797848.0632 | 659831 | 0 | 0 | 0 | 0 | 166102.9154 | 0 | 0 | 0 | 0 | 0 | 0 | 0 | 2618536.9645 | 0 | 0 | 0 | 0 | 0 | 0 | 0 | 0 | 0 | 0 | 0 | 83051.4577 | 0 | 0 | 0 | 0 | 0 | 0 | 0 | 0 | 0 | 54965.6055 | 0 | 0 | 0 | 0 | 0 | 0 | 0 | 0
2016-07-19 19:00 | 0 | 0 | 0 | 0 | 82622.4145 | 781197.3139 | 669705 | 0 | 0 | 0 | 0 | 83051.4577 | 0 | 0 | 0 | 0 | 0 | 0 | 0 | 2895703.1507 | 0 | 0 | 0 | 0 | 0 | 0 | 0 | 0 | 0 | 0 | 0 | -83051.4577 | 0 | 0 | 0 | 0 | 0 | 0 | 0 | 0 | 0 | 277166.1862 | 0 | 0 | 0 | 0 | 0 | 0 | 0 | 0
2016-07-19 20:00 | 0 | 0 | 0 | 0 | 0 | 766287.8002 | 676736 | 0 | 0 | 0 | 0 | 166102.9154 | 0 | 0 | 0 | 0 | 0 | 0 | 0 | 2902203.4932 | 0 | 0 | 0 | 0 | 0 | 0 | 0 | 0 | 0 | 0 | 0 | 83051.4577 | 0 | 0 | 0 | 0 | 0 | 0 | 0 | 0 | 0 | 6500.3425 | 0 | 0 | 0 | 0 | 0 | 0 | 0 | 0
2016-07-19 21:00 | 0 | 0 | 0 | 0 | 133496.286 | 738820.4425 | 678202 | 0 | 0 | 0 | 0 | 83051.4577 | 0 | 0 | 0 | 0 | 0 | 0 | 0 | 3179369.6794 | 0 | 0 | 0 | 0 | 0 | 0 | 0 | 0 | 0 | 0 | 0 | -83051.4577 | 0 | 0 | 0 | 0 | 0 | 0 | 0 | 0 | 0 | 277166.1862 | 0 | 0 | 0 | 0 | 0 | 0 | 0 | 0
2016-07-19 22:00 | 0 | 0 | 0 | 0 | 263960.7766 | 693926.8074 | 671340 | 0 | 0 | 0 | 0 | 166102.9154 | 0 | 0 | 0 | 0 | 0 | 0 | 0 | 3382865.8057 | 0 | 0 | 0 | 0 | 0 | 0 | 0 | 0 | 0 | 0 | 0 | 83051.4577 | 0 | 0 | 0 | 0 | 0 | 0 | 0 | 0 | 0 | 203496.1263 | 0 | 0 | 0 | 0 | 0 | 0 | 0 | 0
2016-07-19 23:00 | 0 | 0 | 0 | 0 | 286946.5633 | 603854.2737 | 655422 | 0 | 0 | 0 | 0 | 124315.5662 | 0 | 0 | 0 | 0 | 0 | 0 | 0 | 3660031.9919 | 0 | 0 | 0 | 0 | 0 | 0 | 0 | 0 | 0 | 0 | 0 | -41787.3492 | 0 | 0 | 0 | 0 | 0 | 0 | 0 | 0 | 0 | 277166.1862 | 0 | 0 | 0 | 0 | 0 | 0 | 0 | 0
2016-07-20 | 0 | 0 | 0 | 0 | 0 | 453890.5987 | 636565 | 0 | 0 | 0 | 0 | 41264.1085 | 0 | 0 | 0 | 0 | 0 | 0 | 0 | 3560409.0483 | 0 | 0 | 0 | 0 | 0 | 0 | 0 | 0 | 0 | 0 | 0 | -83051.4577 | 0 | 0 | 0 | 0 | 0 | 0 | 0 | 0 | 0 | -99622.9436 | 0 | 0 | 0 | 0 | 0 | 0 | 0 | 0
2016-07-20 01:00 | 0 | 0 | 0 | 0 | 146022.3288 | 237117.8342 | 618519 | 0 | 0 | 0 | 0 | 83051.4577 | 0 | 0 | 0 | 0 | 0 | 0 | 0 | 3283242.8621 | 0 | 0 | 0 | 0 | 0 | 0 | 0 | 0 | 0 | 0 | 0 | 41787.3492 | 0 | 0 | 0 | 0 | 0 | 0 | 0 | 0 | 0 | -277166.1862 | 0 | 0 | 0 | 0 | 0 | 0 | 0 | 0
2016-07-20 02:00 | 0 | 0 | 0 | 0 | 607681.6008 | 32103.0417 | 589729 | 0 | 0 | 0 | 0 | 166102.9154 | 0 | 0 | 0 | 0 | 0 | 0 | 0 | 3250247.0469 | 0 | 0 | 0 | 0 | 0 | 0 | 0 | 0 | 0 | 0 | 0 | 83051.4577 | 0 | 0 | 0 | 0 | 0 | 0 | 0 | 0 | 0 | -32995.8152 | 0 | 0 | 0 | 0 | 0 | 0 | 0 | 0
2016-07-20 03:00 | 0 | 0 | 0 | 0 | 191830.3561 | 0 | 552048 | 0 | 0 | 0 | 0 | 83051.4577 | 0 | 0 | 0 | 0 | 0 | 0 | 0 | 2973080.8607 | 0 | 0 | 0 | 0 | 0 | 0 | 0 | 0 | 0 | 0 | 0 | -83051.4577 | 0 | 0 | 0 | 0 | 0 | 0 | 0 | 0 | 0 | -277166.1862 | 0 | 0 | 0 | 0 | 0 | 0 | 0 | 0
2016-07-20 04:00 | 0 | 0 | 0 | 0 | 567564.6401 | 0 | 514405 | 0 | 0 | 0 | 0 | 166102.9154 | 0 | 0 | 0 | 0 | 0 | 0 | 0 | 2943189.0431 | 0 | 0 | 0 | 0 | 0 | 0 | 0 | 0 | 0 | 0 | 0 | 83051.4577 | 0 | 0 | 0 | 0 | 0 | 0 | 0 | 0 | 0 | -29891.8176 | 0 | 0 | 0 | 0 | 0 | 0 | 0 | 0
2016-07-20 05:00 | 0 | 0 | 0 | 0 | 122439.3561 | 0 | 482657 | 0 | 0 | 0 | 0 | 83051.4577 | 0 | 0 | 0 | 0 | 0 | 0 | 0 | 2666022.8569 | 0 | 0 | 0 | 0 | 0 | 0 | 0 | 0 | 0 | 0 | 0 | -83051.4577 | 0 | 0 | 0 | 0 | 0 | 0 | 0 | 0 | 0 | -277166.1862 | 0 | 0 | 0 | 0 | 0 | 0 | 0 | 0
2016-07-20 06:00 | 0 | 0 | 0 | 0 | 528781.3892 | 0 | 456339 | 0 | 0 | 0 | 0 | 166102.9154 | 0 | 0 | 0 | 0 | 0 | 0 | 0 | 2655413.7885 | 0 | 0 | 0 | 0 | 0 | 0 | 0 | 0 | 0 | 0 | 0 | 83051.4577 | 0 | 0 | 0 | 0 | 0 | 0 | 0 | 0 | 0 | -10609.0685 | 0 | 0 | 0 | 0 | 0 | 0 | 0 | 0
2016-07-20 07:00 | 0 | 0 | 0 | 0 | 77093.3561 | 0 | 437311 | 0 | 0 | 0 | 0 | 83051.4577 | 0 | 0 | 0 | 0 | 0 | 0 | 0 | 2378247.6023 | 0 | 0 | 0 | 0 | 0 | 0 | 0 | 0 | 0 | 0 | 0 | -83051.4577 | 0 | 0 | 0 | 0 | 0 | 0 | 0 | 0 | 0 | -277166.1862 | 0 | 0 | 0 | 0 | 0 | 0 | 0 | 0
2016-07-20 08:00 | 0 | 0 | 0 | 0 | 476582.4574 | 0 | 427406 | 0 | 0 | 0 | 0 | 166102.9154 | 0 | 0 | 0 | 0 | 0 | 0 | 0 | 2344372.602 | 0 | 0 | 0 | 0 | 0 | 0 | 0 | 0 | 0 | 0 | 0 | 83051.4577 | 0 | 0 | 0 | 0 | 0 | 0 | 0 | 0 | 0 | -33875.0003 | 0 | 0 | 0 | 0 | 0 | 0 | 0 | 0
2016-07-20 09:00 | 0 | 0 | 0 | 0 | 69211.3561 | 0 | 429429 | 0 | 0 | 0 | 0 | 83051.4577 | 0 | 0 | 0 | 0 | 0 | 0 | 0 | 2067206.4159 | 0 | 0 | 0 | 0 | 0 | 0 | 0 | 0 | 0 | 0 | 0 | -83051.4577 | 0 | 0 | 0 | 0 | 0 | 0 | 0 | 0 | 0 | -277166.1862 | 0 | 0 | 0 | 0 | 0 | 0 | 0 | 0
2016-07-20 10:00 | 0 | 0 | 0 | 0 | 432045.5005 | 0 | 441816 | 0 | 0 | 0 | 0 | 0 | 0 | 0 | 0 | 0 | 0 | 0 | 0 | 2140487.3741 | 0 | 0 | 0 | 0 | 0 | 0 | 0 | 0 | 0 | 0 | 0 | -83051.4577 | 0 | 0 | 0 | 0 | 0 | 0 | 0 | 0 | 0 | 73280.9582 | 0 | 0 | 0 | 0 | 0 | 0 | 0 | 0
2016-07-20 11:00 | 0 | 0 | 0 | 0 | 383801.6468 | 0.035698 | 460581 | 0 | 0 | 0 | 0 | 83051.4577 | 0 | 0 | 0 | 0 | 0 | 0 | 0 | 1980656.5989 | 0 | 0 | 0 | 0 | 0 | 0 | 0 | 0 | 0 | 0 | 0 | 83051.4577 | 0 | 0 | 0 | 0 | 0 | 0 | 0 | 0 | 0 | -159830.7752 | 0 | 0 | 0 | 0 | 0 | 0 | 0 | 0
2016-07-20 12:00 | 0 | 0 | 0 | 0 | 238785.0273 | 93849.2095 | 486874 | 0 | 0 | 0 | 0 | 83051.4577 | 0 | 0 | 0 | 0 | 0 | 0 | 0 | 1818663.0176 | 0 | 7753.8181 | 0 | 0 | 0 | 0 | 0 | 0 | 0 | 0 | 0 | 0 | 0 | 0 | 0 | 0 | 0 | 0 | 0 | 0 | 0 | -161993.5813 | 0 | 7753.8181 | 0 | 0 | 0 | 0 | 0 | 0
2016-07-20 13:00 | 0 | 0 | 0 | 0 | 0 | 422204.7027 | 517655 | 0 | 0 | 0 | 0 | 0 | 0 | 0 | 0 | 0 | 0 | 0 | 0 | 1773491.0927 | 0 | 40526.9035 | 0 | 0 | 0 | 0 | 0 | 0 | 0 | 0 | 0 | -83051.4577 | 0 | 0 | 0 | 0 | 0 | 0 | 0 | 0 | 0 | -45171.925 | 0 | 32773.0854 | 0 | 0 | 0 | 0 | 0 | 0
2016-07-20 14:00 | 0 | 0 | 0 | 0 | 227685.33 | 652460.2285 | 552701 | 0 | 0 | 0 | 0 | 83051.4577 | 0 | 0 | 0 | 0 | 0 | 0 | 0 | 2050657.2788 | 0 | 7753.8181 | 0 | 0 | 0 | 0 | 0 | 0 | 0 | 0 | 0 | 83051.4577 | 0 | 0 | 0 | 0 | 0 | 0 | 0 | 0 | 0 | 277166.1862 | 0 | -32773.0854 | 0 | 0 | 0 | 0 | 0 | 0
2016-07-20 15:00 | 0 | 0 | 0 | 0 | 0 | 743581.1548 | 587835 | 0 | 0 | 0 | 0 | 0 | 0 | 0 | 0 | 0 | 0 | 0 | 0 | 2297208.7094 | 0 | 0 | 0 | 0 | 0 | 0 | 0 | 0 | 0 | 0 | 0 | -83051.4577 | 0 | 0 | 0 | 0 | 0 | 0 | 0 | 0 | 0 | 246551.4306 | 0 | -7753.8181 | 0 | 0 | 0 | 0 | 0 | 0
2016-07-20 16:00 | 0 | 0 | 0 | 0 | 0 | 793099.4841 | 618472 | 0 | 0 | 0 | 0 | 0 | 0 | 0 | 0 | 0 | 0 | 0 | 0 | 2471836.1935 | 0 | 0 | 0 | 0 | 0 | 0 | 0 | 0 | 0 | 0 | 0 | 0 | 0 | 0 | 0 | 0 | 0 | 0 | 0 | 0 | 0 | 174627.4841 | 0 | 0 | 0 | 0 | 0 | 0 | 0 | 0
2016-07-20 17:00 | 0 | 0 | 0 | 0 | 186554.8229 | 800092.8548 | 645401 | 0 | 0 | 0 | 0 | 83051.4577 | 0 | 0 | 0 | 0 | 0 | 0 | 0 | 2730031.4135 | 0 | 0 | 0 | 0 | 0 | 0 | 0 | 0 | 0 | 0 | 0 | 83051.4577 | 0 | 0 | 0 | 0 | 0 | 0 | 0 | 0 | 0 | 258195.22 | 0 | 0 | 0 | 0 | 0 | 0 | 0 | 0
2016-07-20 18:00 | 0 | 0 | 0 | 0 | 219632.9768 | 788131.9508 | 666420 | 0 | 0 | 0 | 0 | 147230.1992 | 0 | 0 | 0 | 0 | 0 | 0 | 0 | 3007197.5996 | 0 | 0 | 0 | 0 | 0 | 0 | 0 | 0 | 0 | 0 | 0 | 64178.7415 | 0 | 0 | 0 | 0 | 0 | 0 | 0 | 0 | 0 | 277166.1862 | 0 | 0 | 0 | 0 | 0 | 0 | 0 | 0
2016-07-20 19:00 | 0 | 0 | 0 | 0 | 0 | 770064.7544 | 681326 | 0 | 0 | 0 | 0 | 166102.9154 | 0 | 0 | 0 | 0 | 0 | 0 | 0 | 3077063.6378 | 0 | 0 | 0 | 0 | 0 | 0 | 0 | 0 | 0 | 0 | 0 | 18872.7163 | 0 | 0 | 0 | 0 | 0 | 0 | 0 | 0 | 0 | 69866.0381 | 0 | 0 | 0 | 0 | 0 | 0 | 0 | 0
2016-07-20 20:00 | 0 | 0 | 0 | 0 | 0 | 751442.9537 | 691916 | 0 | 0 | 0 | 0 | 83051.4577 | 0 | 0 | 0 | 0 | 0 | 0 | 0 | 3219642.0491 | 0 | 0 | 0 | 0 | 0 | 0 | 0 | 0 | 0 | 0 | 0 | -83051.4577 | 0 | 0 | 0 | 0 | 0 | 0 | 0 | 0 | 0 | 142578.4114 | 0 | 0 | 0 | 0 | 0 | 0 | 0 | 0
2016-07-20 21:00 | 0 | 0 | 0 | 0 | 0 | 719780.7475 | 696978 | 0 | 0 | 0 | 0 | 166102.9154 | 0 | 0 | 0 | 0 | 0 | 0 | 0 | 3159393.3389 | 0 | 0 | 0 | 0 | 0 | 0 | 0 | 0 | 0 | 0 | 0 | 83051.4577 | 0 | 0 | 0 | 0 | 0 | 0 | 0 | 0 | 0 | -60248.7102 | 0 | 0 | 0 | 0 | 0 | 0 | 0 | 0
2016-07-20 22:00 | 0 | 0 | 0 | 0 | 218961.0948 | 666537.6336 | 691384 | 0 | 0 | 0 | 0 | 83051.4577 | 0 | 0 | 0 | 0 | 0 | 0 | 0 | 3436559.5251 | 0 | 0 | 0 | 0 | 0 | 0 | 0 | 0 | 0 | 0 | 0 | -83051.4577 | 0 | 0 | 0 | 0 | 0 | 0 | 0 | 0 | 0 | 277166.1862 | 0 | 0 | 0 | 0 | 0 | 0 | 0 | 0
2016-07-20 23:00 | 0 | 0 | 0 | 0 | 0 | 576522.8049 | 678219 | 0 | 0 | 0 | 0 | 166102.9154 | 0 | 0 | 0 | 0 | 0 | 0 | 0 | 3251811.8723 | 0 | 0 | 0 | 0 | 0 | 0 | 0 | 0 | 0 | 0 | 0 | 83051.4577 | 0 | 0 | 0 | 0 | 0 | 0 | 0 | 0 | 0 | -184747.6528 | 0 | 0 | 0 | 0 | 0 | 0 | 0 | 0
2016-07-21 | 0 | 0 | 0 | 0 | 0 | 435874.3067 | 659397 | 0 | 0 | 0 | 0 | 83051.4577 | 0 | 0 | 0 | 0 | 0 | 0 | 0 | 3111340.6366 | 0 | 0 | 0 | 0 | 0 | 0 | 0 | 0 | 0 | 0 | 0 | -83051.4577 | 0 | 0 | 0 | 0 | 0 | 0 | 0 | 0 | 0 | -140471.2356 | 0 | 0 | 0 | 0 | 0 | 0 | 0 | 0
2016-07-21 01:00 | 0 | 0 | 0 | 0 | 564710.0943 | 229171.3553 | 640391 | 0 | 0 | 0 | 0 | 166102.9154 | 0 | 0 | 0 | 0 | 0 | 0 | 0 | 3181779.6285 | 0 | 0 | 0 | 0 | 0 | 0 | 0 | 0 | 0 | 0 | 0 | 83051.4577 | 0 | 0 | 0 | 0 | 0 | 0 | 0 | 0 | 0 | 70438.9918 | 0 | 0 | 0 | 0 | 0 | 0 | 0 | 0
2016-07-21 02:00 | 0 | 0 | 0 | 0 | 650405.4294 | 22606.6751 | 611187 | 0 | 0 | 0 | 0 | 83051.4577 | 0 | 0 | 0 | 0 | 0 | 0 | 0 | 3326656.1907 | 0 | 0 | 0 | 0 | 0 | 0 | 0 | 0 | 0 | 0 | 0 | -83051.4577 | 0 | 0 | 0 | 0 | 0 | 0 | 0 | 0 | 0 | 144876.5622 | 0 | 0 | 0 | 0 | 0 | 0 | 0 | 0
2016-07-21 03:00 | 0 | 0 | 0 | 0 | 660030.1999 | 0 | 572027 | 0 | 0 | 0 | 0 | 166102.9154 | 0 | 0 | 0 | 0 | 0 | 0 | 0 | 3331607.9329 | 0 | 0 | 0 | 0 | 0 | 0 | 0 | 0 | 0 | 0 | 0 | 83051.4577 | 0 | 0 | 0 | 0 | 0 | 0 | 0 | 0 | 0 | 4951.7422 | 0 | 0 | 0 | 0 | 0 | 0 | 0 | 0
2016-07-21 04:00 | 0 | 0 | 0 | 0 | 173036.3561 | 0 | 533254 | 0 | 0 | 0 | 0 | 83051.4577 | 0 | 0 | 0 | 0 | 0 | 0 | 0 | 3054441.7467 | 0 | 0 | 0 | 0 | 0 | 0 | 0 | 0 | 0 | 0 | 0 | -83051.4577 | 0 | 0 | 0 | 0 | 0 | 0 | 0 | 0 | 0 | -277166.1862 | 0 | 0 | 0 | 0 | 0 | 0 | 0 | 0
2016-07-21 05:00 | 0 | 0 | 0 | 0 | 615963.4275 | 0 | 498740 | 0 | 0 | 0 | 0 | 0 | 0 | 0 | 0 | 0 | 0 | 0 | 0 | 3254716.632 | 0 | 0 | 0 | 0 | 0 | 0 | 0 | 0 | 0 | 0 | 0 | -83051.4577 | 0 | 0 | 0 | 0 | 0 | 0 | 0 | 0 | 0 | 200274.8852 | 0 | 0 | 0 | 0 | 0 | 0 | 0 | 0
2016-07-21 06:00 | 0 | 0 | 0 | 0 | 276142.2715 | 0 | 470257 | 0 | 0 | 0 | 0 | 83051.4577 | 0 | 0 | 0 | 0 | 0 | 0 | 0 | 2977550.4458 | 0 | 0 | 0 | 0 | 0 | 0 | 0 | 0 | 0 | 0 | 0 | 83051.4577 | 0 | 0 | 0 | 0 | 0 | 0 | 0 | 0 | 0 | -277166.1862 | 0 | 0 | 0 | 0 | 0 | 0 | 0 | 0
2016-07-21 07:00 | 0 | 0 | 0 | 0 | 558211.0779 | 0 | 449749 | 0 | 0 | 0 | 0 | 166102.9154 | 0 | 0 | 0 | 0 | 0 | 0 | 0 | 3002961.066 | 0 | 0 | 0 | 0 | 0 | 0 | 0 | 0 | 0 | 0 | 0 | 83051.4577 | 0 | 0 | 0 | 0 | 0 | 0 | 0 | 0 | 0 | 25410.6202 | 0 | 0 | 0 | 0 | 0 | 0 | 0 | 0
2016-07-21 08:00 | 0 | 0 | 0 | 0 | 522957.8202 | 0 | 438554 | 0 | 0 | 0 | 0 | 83051.4577 | 0 | 0 | 0 | 0 | 0 | 0 | 0 | 3170416.344 | 0 | 0 | 0 | 0 | 0 | 0 | 0 | 0 | 0 | 0 | 0 | -83051.4577 | 0 | 0 | 0 | 0 | 0 | 0 | 0 | 0 | 0 | 167455.2779 | 0 | 0 | 0 | 0 | 0 | 0 | 0 | 0
2016-07-21 09:00 | 0 | 0 | 0 | 0 | 474350.3782 | 0 | 440488 | 0 | 0 | 0 | 0 | 166102.9154 | 0 | 0 | 0 | 0 | 0 | 0 | 0 | 3121227.2645 | 0 | 0 | 0 | 0 | 0 | 0 | 0 | 0 | 0 | 0 | 0 | 83051.4577 | 0 | 0 | 0 | 0 | 0 | 0 | 0 | 0 | 0 | -49189.0795 | 0 | 0 | 0 | 0 | 0 | 0 | 0 | 0
2016-07-21 10:00 | 0 | 0 | 0 | 0 | 422280.0193 | 0 | 453335 | 0 | 0 | 0 | 0 | 249154.3731 | 0 | 0 | 0 | 0 | 0 | 0 | 0 | 3007120.8261 | 0 | 0 | 0 | 0 | 0 | 0 | 0 | 0 | 0 | 0 | 0 | 83051.4577 | 0 | 0 | 0 | 0 | 0 | 0 | 0 | 0 | 0 | -114106.4384 | 0 | 0 | 0 | 0 | 0 | 0 | 0 | 0
2016-07-21 11:00 | 0 | 0 | 0 | 0 | 354524.135 | 0 | 472775 | 0 | 0 | 0 | 0 | 166102.9154 | 0 | 0 | 0 | 0 | 0 | 0 | 0 | 2971921.4188 | 0 | 0 | 0 | 0 | 0 | 0 | 0 | 0 | 0 | 0 | 0 | -83051.4577 | 0 | 0 | 0 | 0 | 0 | 0 | 0 | 0 | 0 | -35199.4073 | 0 | 0 | 0 | 0 | 0 | 0 | 0 | 0
2016-07-21 12:00 | 0 | 0 | 0 | 0 | 40686.5416 | 98445.8145 | 499350 | 0 | 0 | 0 | 0 | 83051.4577 | 0 | 0 | 0 | 0 | 0 | 0 | 0 | 2694755.2326 | 0 | 0 | 0 | 0 | 0 | 0 | 0 | 0 | 0 | 0 | 0 | -83051.4577 | 0 | 0 | 0 | 0 | 0 | 0 | 0 | 0 | 0 | -277166.1862 | 0 | 0 | 0 | 0 | 0 | 0 | 0 | 0
2016-07-21 13:00 | 0 | 0 | 0 | 0 | 204178.8239 | 430967.814 | 533096 | 0 | 0 | 0 | 0 | 83051.4577 | 0 | 0 | 0 | 0 | 0 | 0 | 0 | 2764032.7851 | 0 | 32773.0854 | 0 | 0 | 0 | 0 | 0 | 0 | 0 | 0 | 0 | 0 | 0 | 0 | 0 | 0 | 0 | 0 | 0 | 0 | 0 | 69277.5525 | 0 | 32773.0854 | 0 | 0 | 0 | 0 | 0 | 0
2016-07-21 14:00 | 0 | 0 | 0 | 0 | 0 | 671087.8784 | 571530 | 0 | 0 | 0 | 0 | 166102.9154 | 0 | 0 | 0 | 0 | 0 | 0 | 0 | 2813312.2912 | 0 | 0 | 0 | 0 | 0 | 0 | 0 | 0 | 0 | 0 | 0 | 83051.4577 | 0 | 0 | 0 | 0 | 0 | 0 | 0 | 0 | 0 | 49279.5061 | 0 | -32773.0854 | 0 | 0 | 0 | 0 | 0 | 0
2016-07-21 15:00 | 0 | 0 | 0 | 0 | 0 | 770938.364 | 609171 | 0 | 0 | 0 | 0 | 83051.4577 | 0 | 0 | 0 | 0 | 0 | 0 | 0 | 3058131.1129 | 0 | 0 | 0 | 0 | 0 | 0 | 0 | 0 | 0 | 0 | 0 | -83051.4577 | 0 | 0 | 0 | 0 | 0 | 0 | 0 | 0 | 0 | 244818.8217 | 0 | 0 | 0 | 0 | 0 | 0 | 0 | 0
2016-07-21 16:00 | 0 | 0 | 0 | 0 | 25178.1704 | 809657.558 | 640721 | 0 | 0 | 0 | 0 | 0 | 0 | 0 | 0 | 0 | 0 | 0 | 0 | 3335297.2991 | 0 | 0 | 0 | 0 | 0 | 0 | 0 | 0 | 0 | 0 | 0 | -83051.4577 | 0 | 0 | 0 | 0 | 0 | 0 | 0 | 0 | 0 | 277166.1862 | 0 | 0 | 0 | 0 | 0 | 0 | 0 | 0
2016-07-21 17:00 | 0 | 0 | 0 | 0 | 164644.5161 | 823011.6435 | 668011 | 0 | 0 | 0 | 0 | 83051.4577 | 0 | 0 | 0 | 0 | 0 | 0 | 0 | 3571891.001 | 0 | 0 | 0 | 0 | 0 | 0 | 0 | 0 | 0 | 0 | 0 | 83051.4577 | 0 | 0 | 0 | 0 | 0 | 0 | 0 | 0 | 0 | 236593.7019 | 0 | 0 | 0 | 0 | 0 | 0 | 0 | 0
2016-07-21 18:00 | 0 | 0 | 0 | 0 | 0 | 811434.5799 | 687574 | 0 | 0 | 0 | 0 | 166102.9154 | 0 | 0 | 0 | 0 | 0 | 0 | 0 | 3612700.1232 | 0 | 0 | 0 | 0 | 0 | 0 | 0 | 0 | 0 | 0 | 0 | 83051.4577 | 0 | 0 | 0 | 0 | 0 | 0 | 0 | 0 | 0 | 40809.1222 | 0 | 0 | 0 | 0 | 0 | 0 | 0 | 0
2016-07-21 19:00 | 0 | 0 | 0 | 0 | 99197.7292 | 794009.9992 | 699093 | 0 | 0 | 0 | 0 | 83051.4577 | 0 | 0 | 0 | 0 | 0 | 0 | 0 | 3889866.3093 | 0 | 0 | 0 | 0 | 0 | 0 | 0 | 0 | 0 | 0 | 0 | -83051.4577 | 0 | 0 | 0 | 0 | 0 | 0 | 0 | 0 | 0 | 277166.1862 | 0 | 0 | 0 | 0 | 0 | 0 | 0 | 0
2016-07-21 20:00 | 0 | 0 | 0 | 0 | 0 | 778278.5184 | 706996 | 0 | 0 | 0 | 0 | 166102.9154 | 0 | 0 | 0 | 0 | 0 | 0 | 0 | 3878097.3701 | 0 | 0 | 0 | 0 | 0 | 0 | 0 | 0 | 0 | 0 | 0 | 83051.4577 | 0 | 0 | 0 | 0 | 0 | 0 | 0 | 0 | 0 | -11768.9393 | 0 | 0 | 0 | 0 | 0 | 0 | 0 | 0
2016-07-21 21:00 | 0 | 0 | 0 | 0 | 204667.4658 | 752566.5769 | 708155 | 0 | 0 | 0 | 0 | 249154.3731 | 0 | 0 | 0 | 0 | 0 | 0 | 0 | 4044124.955 | 0 | 0 | 0 | 0 | 0 | 0 | 0 | 0 | 0 | 0 | 0 | 83051.4577 | 0 | 0 | 0 | 0 | 0 | 0 | 0 | 0 | 0 | 166027.5849 | 0 | 0 | 0 | 0 | 0 | 0 | 0 | 0
2016-07-21 22:00 | 0 | 0 | 0 | 0 | 0 | 705995.2298 | 703672 | 0 | 0 | 0 | 0 | 166102.9154 | 0 | 0 | 0 | 0 | 0 | 0 | 0 | 4129499.6425 | 0 | 0 | 0 | 0 | 0 | 0 | 0 | 0 | 0 | 0 | 0 | -83051.4577 | 0 | 0 | 0 | 0 | 0 | 0 | 0 | 0 | 0 | 85374.6875 | 0 | 0 | 0 | 0 | 0 | 0 | 0 | 0
2016-07-21 23:00 | 0 | 0 | 0 | 0 | 202523.909 | 617766.6456 | 690274 | 0 | 0 | 0 | 0 | 249154.3731 | 0 | 0 | 0 | 0 | 0 | 0 | 0 | 4176464.7393 | 0 | 0 | 0 | 0 | 0 | 0 | 0 | 0 | 0 | 0 | 0 | 83051.4577 | 0 | 0 | 0 | 0 | 0 | 0 | 0 | 0 | 0 | 46965.0969 | 0 | 0 | 0 | 0 | 0 | 0 | 0 | 0
2016-07-22 | 0 | 0 | 0 | 0 | 245626.3964 | 474049.1964 | 672875 | 0 | 0 | 0 | 0 | 166102.9154 | 0 | 0 | 0 | 0 | 0 | 0 | 0 | 4306316.7898 | 0 | 0 | 0 | 0 | 0 | 0 | 0 | 0 | 0 | 0 | 0 | -83051.4577 | 0 | 0 | 0 | 0 | 0 | 0 | 0 | 0 | 0 | 129852.0504 | 0 | 0 | 0 | 0 | 0 | 0 | 0 | 0
2016-07-22 01:00 | 0 | 0 | 0 | 0 | 145941.0027 | 231558.8111 | 654666 | 0 | 0 | 0 | 0 | 166102.9154 | 0 | 0 | 0 | 0 | 0 | 0 | 0 | 4029150.6036 | 0 | 0 | 0 | 0 | 0 | 0 | 0 | 0 | 0 | 0 | 0 | 0 | 0 | 0 | 0 | 0 | 0 | 0 | 0 | 0 | 0 | -277166.1862 | 0 | 0 | 0 | 0 | 0 | 0 | 0 | 0
2016-07-22 02:00 | 0 | 0 | 0 | 0 | 471517.3579 | 23018.1711 | 622878 | 0 | 0 | 0 | 0 | 83051.4577 | 0 | 0 | 0 | 0 | 0 | 0 | 0 | 3983859.5902 | 0 | 0 | 0 | 0 | 0 | 0 | 0 | 0 | 0 | 0 | 0 | -83051.4577 | 0 | 0 | 0 | 0 | 0 | 0 | 0 | 0 | 0 | -45291.0134 | 0 | 0 | 0 | 0 | 0 | 0 | 0 | 0
2016-07-22 03:00 | 0 | 0 | 0 | 0 | 225105.3561 | 0 | 585323 | 0 | 0 | 0 | 0 | 0 | 0 | 0 | 0 | 0 | 0 | 0 | 0 | 3706693.4041 | 0 | 0 | 0 | 0 | 0 | 0 | 0 | 0 | 0 | 0 | 0 | -83051.4577 | 0 | 0 | 0 | 0 | 0 | 0 | 0 | 0 | 0 | -277166.1862 | 0 | 0 | 0 | 0 | 0 | 0 | 0 | 0
2016-07-22 04:00 | 0 | 0 | 0 | 0 | 501458.5416 | 0 | 547793 | 0 | 0 | 0 | 0 | 0 | 0 | 0 | 0 | 0 | 0 | 0 | 0 | 3660358.9456 | 0 | 0 | 0 | 0 | 0 | 0 | 0 | 0 | 0 | 0 | 0 | 0 | 0 | 0 | 0 | 0 | 0 | 0 | 0 | 0 | 0 | -46334.4584 | 0 | 0 | 0 | 0 | 0 | 0 | 0 | 0
2016-07-22 05:00 | 0 | 0 | 0 | 0 | 318510.2715 | 0 | 512625 | 0 | 0 | 0 | 0 | 83051.4577 | 0 | 0 | 0 | 0 | 0 | 0 | 0 | 3383192.7595 | 0 | 0 | 0 | 0 | 0 | 0 | 0 | 0 | 0 | 0 | 0 | 83051.4577 | 0 | 0 | 0 | 0 | 0 | 0 | 0 | 0 | 0 | -277166.1862 | 0 | 0 | 0 | 0 | 0 | 0 | 0 | 0
2016-07-22 06:00 | 0 | 0 | 0 | 0 | 466591.5804 | 0 | 483330 | 0 | 0 | 0 | 0 | 166102.9154 | 0 | 0 | 0 | 0 | 0 | 0 | 0 | 3283402.8821 | 0 | 0 | 0 | 0 | 0 | 0 | 0 | 0 | 0 | 0 | 0 | 83051.4577 | 0 | 0 | 0 | 0 | 0 | 0 | 0 | 0 | 0 | -99789.8774 | 0 | 0 | 0 | 0 | 0 | 0 | 0 | 0
2016-07-22 07:00 | 0 | 0 | 0 | 0 | 268626.2715 | 0 | 462741 | 0 | 0 | 0 | 0 | 249154.3731 | 0 | 0 | 0 | 0 | 0 | 0 | 0 | 3006236.696 | 0 | 0 | 0 | 0 | 0 | 0 | 0 | 0 | 0 | 0 | 0 | 83051.4577 | 0 | 0 | 0 | 0 | 0 | 0 | 0 | 0 | 0 | -277166.1862 | 0 | 0 | 0 | 0 | 0 | 0 | 0 | 0
2016-07-22 08:00 | 0 | 0 | 0 | 0 | 426510.1952 | 0 | 451233 | 0 | 0 | 0 | 0 | 166102.9154 | 0 | 0 | 0 | 0 | 0 | 0 | 0 | 3064565.3489 | 0 | 0 | 0 | 0 | 0 | 0 | 0 | 0 | 0 | 0 | 0 | -83051.4577 | 0 | 0 | 0 | 0 | 0 | 0 | 0 | 0 | 0 | 58328.6529 | 0 | 0 | 0 | 0 | 0 | 0 | 0 | 0
2016-07-22 09:00 | 0 | 0 | 0 | 0 | 398600.0584 | 0 | 451810 | 0 | 0 | 0 | 0 | 249154.3731 | 0 | 0 | 0 | 0 | 0 | 0 | 0 | 2928303.9495 | 0 | 0 | 0 | 0 | 0 | 0 | 0 | 0 | 0 | 0 | 0 | 83051.4577 | 0 | 0 | 0 | 0 | 0 | 0 | 0 | 0 | 0 | -136261.3994 | 0 | 0 | 0 | 0 | 0 | 0 | 0 | 0
2016-07-22 10:00 | 0 | 0 | 0 | 0 | 371838.3951 | 0 | 463057 | 0 | 0 | 0 | 0 | 166102.9154 | 0 | 0 | 0 | 0 | 0 | 0 | 0 | 2920136.8024 | 0 | 0 | 0 | 0 | 0 | 0 | 0 | 0 | 0 | 0 | 0 | -83051.4577 | 0 | 0 | 0 | 0 | 0 | 0 | 0 | 0 | 0 | -8167.1472 | 0 | 0 | 0 | 0 | 0 | 0 | 0 | 0
2016-07-22 11:00 | 0 | 0 | 0 | 0 | 335175.6788 | 0 | 480339 | 0 | 0 | 0 | 0 | 166102.9154 | 0 | 0 | 0 | 0 | 0 | 0 | 0 | 2774973.4812 | 0 | 0 | 0 | 0 | 0 | 0 | 0 | 0 | 0 | 0 | 0 | 0 | 0 | 0 | 0 | 0 | 0 | 0 | 0 | 0 | 0 | -145163.3212 | 0 | 0 | 0 | 0 | 0 | 0 | 0 | 0
2016-07-22 12:00 | 0 | 0 | 0 | 0 | 184801.1988 | 88544.11 | 506206 | 0 | 0 | 0 | 0 | 83051.4577 | 0 | 0 | 0 | 0 | 0 | 0 | 0 | 2625164.2477 | 0 | 0 | 0 | 0 | 0 | 0 | 0 | 0 | 0 | 0 | 0 | -83051.4577 | 0 | 0 | 0 | 0 | 0 | 0 | 0 | 0 | 0 | -149809.2335 | 0 | 0 | 0 | 0 | 0 | 0 | 0 | 0
2016-07-22 13:00 | 0 | 0 | 0 | 0 | 0 | 411751.7726 | 540344 | 0 | 0 | 0 | 0 | 0 | 0 | 0 | 0 | 0 | 0 | 0 | 0 | 2546850.3926 | 0 | 32773.0854 | 0 | 0 | 0 | 0 | 0 | 0 | 0 | 0 | 0 | -83051.4577 | 0 | 0 | 0 | 0 | 0 | 0 | 0 | 0 | 0 | -78313.8551 | 0 | 32773.0854 | 0 | 0 | 0 | 0 | 0 | 0
2016-07-22 14:00 | 0 | 0 | 0 | 0 | 143612.4283 | 626474.4123 | 574745 | 0 | 0 | 0 | 0 | 83051.4577 | 0 | 0 | 0 | 0 | 0 | 0 | 0 | 2684160.0428 | 0 | 7753.8181 | 0 | 0 | 0 | 0 | 0 | 0 | 0 | 0 | 0 | 83051.4577 | 0 | 0 | 0 | 0 | 0 | 0 | 0 | 0 | 0 | 137309.6502 | 0 | -25019.2673 | 0 | 0 | 0 | 0 | 0 | 0
2016-07-22 15:00 | 0 | 0 | 0 | 0 | 0 | 745404.1631 | 611626 | 0 | 0 | 0 | 0 | 0 | 0 | 0 | 0 | 0 | 0 | 0 | 0 | 2868216.5782 | 0 | 40526.9035 | 0 | 0 | 0 | 0 | 0 | 0 | 0 | 0 | 0 | -83051.4577 | 0 | 0 | 0 | 0 | 0 | 0 | 0 | 0 | 0 | 184056.5355 | 0 | 32773.0854 | 0 | 0 | 0 | 0 | 0 | 0
2016-07-22 16:00 | 0 | 0 | 0 | 0 | 0 | 802281.3527 | 643805 | 0 | 0 | 0 | 0 | 83051.4577 | 0 | 0 | 0 | 0 | 0 | 0 | 0 | 2976414.5586 | 0 | 7753.8181 | 0 | 0 | 0 | 0 | 0 | 0 | 0 | 0 | 0 | 83051.4577 | 0 | 0 | 0 | 0 | 0 | 0 | 0 | 0 | 0 | 108197.9804 | 0 | -32773.0854 | 0 | 0 | 0 | 0 | 0 | 0
2016-07-22 17:00 | 0 | 0 | 0 | 0 | 35658.2622 | 820338.6482 | 669636 | 0 | 0 | 0 | 0 | 0 | 0 | 0 | 0 | 0 | 0 | 0 | 0 | 3253580.7448 | 0 | 0 | 0 | 0 | 0 | 0 | 0 | 0 | 0 | 0 | 0 | -83051.4577 | 0 | 0 | 0 | 0 | 0 | 0 | 0 | 0 | 0 | 277166.1862 | 0 | -7753.8181 | 0 | 0 | 0 | 0 | 0 | 0
2016-07-22 18:00 | 0 | 0 | 0 | 0 | 0 | 809266.0982 | 689538 | 0 | 0 | 0 | 0 | 83051.4577 | 0 | 0 | 0 | 0 | 0 | 0 | 0 | 3290257.3852 | 0 | 0 | 0 | 0 | 0 | 0 | 0 | 0 | 0 | 0 | 0 | 83051.4577 | 0 | 0 | 0 | 0 | 0 | 0 | 0 | 0 | 0 | 36676.6405 | 0 | 0 | 0 | 0 | 0 | 0 | 0 | 0
2016-07-22 19:00 | 0 | 0 | 0 | 0 | 189881.6588 | 791469.1424 | 702510 | 0 | 0 | 0 | 0 | 84726.0727 | 0 | 0 | 0 | 0 | 0 | 0 | 0 | 3567423.5714 | 0 | 0 | 0 | 0 | 0 | 0 | 0 | 0 | 0 | 0 | 0 | 1674.615 | 0 | 0 | 0 | 0 | 0 | 0 | 0 | 0 | 0 | 277166.1862 | 0 | 0 | 0 | 0 | 0 | 0 | 0 | 0
2016-07-22 20:00 | 0 | 0 | 0 | 0 | 0 | 778354.9123 | 709819 | 0 | 0 | 0 | 0 | 83051.4577 | 0 | 0 | 0 | 0 | 0 | 0 | 0 | 3604861.0134 | 0 | 32773.0854 | 0 | 0 | 0 | 0 | 0 | 0 | 0 | 0 | 0 | -1674.615 | 0 | 0 | 0 | 0 | 0 | 0 | 0 | 0 | 0 | 37437.442 | 0 | 32773.0854 | 0 | 0 | 0 | 0 | 0 | 0
2016-07-22 21:00 | 0 | 0 | 0 | 0 | 0 | 755553.2228 | 711442 | 0 | 0 | 0 | 0 | 0 | 0 | 0 | 0 | 0 | 0 | 0 | 0 | 3764796.7793 | 0 | 0 | 0 | 0 | 0 | 0 | 0 | 0 | 0 | 0 | 0 | -83051.4577 | 0 | 0 | 0 | 0 | 0 | 0 | 0 | 0 | 0 | 159935.7659 | 0 | -32773.0854 | 0 | 0 | 0 | 0 | 0 | 0
2016-07-22 22:00 | 0 | 0 | 0 | 0 | 0 | 718113.3932 | 706132 | 0 | 0 | 0 | 0 | 83051.4577 | 0 | 0 | 0 | 0 | 0 | 0 | 0 | 3693726.7148 | 0 | 0 | 0 | 0 | 0 | 0 | 0 | 0 | 0 | 0 | 0 | 83051.4577 | 0 | 0 | 0 | 0 | 0 | 0 | 0 | 0 | 0 | -71070.0645 | 0 | 0 | 0 | 0 | 0 | 0 | 0 | 0
2016-07-22 23:00 | 0 | 0 | 0 | 0 | 245089.1763 | 634980.7085 | 692225 | 0 | 0 | 0 | 0 | 166102.9154 | 0 | 0 | 0 | 0 | 0 | 0 | 0 | 3798520.1419 | 0 | 0 | 0 | 0 | 0 | 0 | 0 | 0 | 0 | 0 | 0 | 83051.4577 | 0 | 0 | 0 | 0 | 0 | 0 | 0 | 0 | 0 | 104793.4271 | 0 | 0 | 0 | 0 | 0 | 0 | 0 | 0
2016-07-23 | 0 | 0 | 0 | 0 | 0 | 490924.1411 | 671763 | 0 | 0 | 0 | 0 | 83051.4577 | 0 | 0 | 0 | 0 | 0 | 0 | 0 | 3700732.7407 | 0 | 0 | 0 | 0 | 0 | 0 | 0 | 0 | 0 | 0 | 0 | -83051.4577 | 0 | 0 | 0 | 0 | 0 | 0 | 0 | 0 | 0 | -97787.4012 | 0 | 0 | 0 | 0 | 0 | 0 | 0 | 0
2016-07-23 01:00 | 0 | 0 | 0 | 0 | 473218.4477 | 227373.3912 | 651983 | 0 | 0 | 0 | 0 | 166102.9154 | 0 | 0 | 0 | 0 | 0 | 0 | 0 | 3666290.1219 | 0 | 0 | 0 | 0 | 0 | 0 | 0 | 0 | 0 | 0 | 0 | 83051.4577 | 0 | 0 | 0 | 0 | 0 | 0 | 0 | 0 | 0 | -34442.6188 | 0 | 0 | 0 | 0 | 0 | 0 | 0 | 0
2016-07-23 02:00 | 0 | 0 | 0 | 0 | 244610.4913 | 17906.8648 | 622735 | 0 | 0 | 0 | 0 | 83051.4577 | 0 | 0 | 0 | 0 | 0 | 0 | 0 | 3389123.9358 | 0 | 0 | 0 | 0 | 0 | 0 | 0 | 0 | 0 | 0 | 0 | -83051.4577 | 0 | 0 | 0 | 0 | 0 | 0 | 0 | 0 | 0 | -277166.1862 | 0 | 0 | 0 | 0 | 0 | 0 | 0 | 0
2016-07-23 03:00 | 0 | 0 | 0 | 0 | 635425.3532 | 0 | 585435 | 0 | 0 | 0 | 0 | 166102.9154 | 0 | 0 | 0 | 0 | 0 | 0 | 0 | 3356062.8313 | 0 | 0 | 0 | 0 | 0 | 0 | 0 | 0 | 0 | 0 | 0 | 83051.4577 | 0 | 0 | 0 | 0 | 0 | 0 | 0 | 0 | 0 | -33061.1045 | 0 | 0 | 0 | 0 | 0 | 0 | 0 | 0
2016-07-23 04:00 | 0 | 0 | 0 | 0 | 188082.3561 | 0 | 548300 | 0 | 0 | 0 | 0 | 83051.4577 | 0 | 0 | 0 | 0 | 0 | 0 | 0 | 3078896.6451 | 0 | 0 | 0 | 0 | 0 | 0 | 0 | 0 | 0 | 0 | 0 | -83051.4577 | 0 | 0 | 0 | 0 | 0 | 0 | 0 | 0 | 0 | -277166.1862 | 0 | 0 | 0 | 0 | 0 | 0 | 0 | 0
2016-07-23 05:00 | 0 | 0 | 0 | 0 | 593268.1561 | 0 | 513775 | 0 | 0 | 0 | 0 | 83051.4577 | 0 | 0 | 0 | 0 | 0 | 0 | 0 | 3158389.8012 | 0 | 0 | 0 | 0 | 0 | 0 | 0 | 0 | 0 | 0 | 0 | 0 | 0 | 0 | 0 | 0 | 0 | 0 | 0 | 0 | 0 | 79493.1561 | 0 | 0 | 0 | 0 | 0 | 0 | 0 | 0
2016-07-23 06:00 | 0 | 0 | 0 | 0 | 570842.9075 | 0 | 485017 | 0 | 0 | 0 | 0 | 0 | 0 | 0 | 0 | 0 | 0 | 0 | 0 | 3327267.1664 | 0 | 0 | 0 | 0 | 0 | 0 | 0 | 0 | 0 | 0 | 0 | -83051.4577 | 0 | 0 | 0 | 0 | 0 | 0 | 0 | 0 | 0 | 168877.3652 | 0 | 0 | 0 | 0 | 0 | 0 | 0 | 0
2016-07-23 07:00 | 0 | 0 | 0 | 0 | 543614.1085 | 0 | 462396 | 0 | 0 | 0 | 0 | 83051.4577 | 0 | 0 | 0 | 0 | 0 | 0 | 0 | 3325433.8172 | 0 | 0 | 0 | 0 | 0 | 0 | 0 | 0 | 0 | 0 | 0 | 83051.4577 | 0 | 0 | 0 | 0 | 0 | 0 | 0 | 0 | 0 | -1833.3492 | 0 | 0 | 0 | 0 | 0 | 0 | 0 | 0
2016-07-23 08:00 | 0 | 0 | 0 | 0 | 86686.3561 | 0 | 446904 | 0 | 0 | 0 | 0 | 0 | 0 | 0 | 0 | 0 | 0 | 0 | 0 | 3048267.631 | 0 | 0 | 0 | 0 | 0 | 0 | 0 | 0 | 0 | 0 | 0 | -83051.4577 | 0 | 0 | 0 | 0 | 0 | 0 | 0 | 0 | 0 | -277166.1862 | 0 | 0 | 0 | 0 | 0 | 0 | 0 | 0
2016-07-23 09:00 | 0 | 0 | 0 | 0 | 508583.3564 | 0 | 438752 | 0 | 0 | 0 | 0 | 83051.4577 | 0 | 0 | 0 | 0 | 0 | 0 | 0 | 3035047.5297 | 0 | 0 | 0 | 0 | 0 | 0 | 0 | 0 | 0 | 0 | 0 | 83051.4577 | 0 | 0 | 0 | 0 | 0 | 0 | 0 | 0 | 0 | -13220.1013 | 0 | 0 | 0 | 0 | 0 | 0 | 0 | 0
2016-07-23 10:00 | 0 | 0 | 0 | 0 | 76520.3561 | 0 | 436738 | 0 | 0 | 0 | 0 | 0 | 0 | 0 | 0 | 0 | 0 | 0 | 0 | 2757881.3435 | 0 | 0 | 0 | 0 | 0 | 0 | 0 | 0 | 0 | 0 | 0 | -83051.4577 | 0 | 0 | 0 | 0 | 0 | 0 | 0 | 0 | 0 | -277166.1862 | 0 | 0 | 0 | 0 | 0 | 0 | 0 | 0
2016-07-23 11:00 | 0 | 0 | 0 | 0 | 445643.0752 | 0 | 444141 | 0 | 0 | 0 | 0 | 83051.4577 | 0 | 0 | 0 | 0 | 0 | 0 | 0 | 2676331.961 | 0 | 0 | 0 | 0 | 0 | 0 | 0 | 0 | 0 | 0 | 0 | 83051.4577 | 0 | 0 | 0 | 0 | 0 | 0 | 0 | 0 | 0 | -81549.3825 | 0 | 0 | 0 | 0 | 0 | 0 | 0 | 0
2016-07-23 12:00 | 0 | 0 | 0 | 0 | 309391.3274 | 81137.45 | 469768 | 0 | 0 | 0 | 0 | 0 | 0 | 0 | 0 | 0 | 0 | 0 | 0 | 2680144.1961 | 0 | 0 | 0 | 0 | 0 | 0 | 0 | 0 | 0 | 0 | 0 | -83051.4577 | 0 | 0 | 0 | 0 | 0 | 0 | 0 | 0 | 0 | 3812.2351 | 0 | 0 | 0 | 0 | 0 | 0 | 0 | 0
2016-07-23 13:00 | 0 | 0 | 0 | 0 | 297721.0975 | 452419.0159 | 507074 | 0 | 0 | 0 | 0 | 83051.4577 | 0 | 0 | 0 | 0 | 0 | 0 | 0 | 2840158.8518 | 0 | 0 | 0 | 0 | 0 | 0 | 0 | 0 | 0 | 0 | 0 | 83051.4577 | 0 | 0 | 0 | 0 | 0 | 0 | 0 | 0 | 0 | 160014.6557 | 0 | 0 | 0 | 0 | 0 | 0 | 0 | 0
2016-07-23 14:00 | 0 | 0 | 0 | 0 | 0 | 675917.1174 | 548202 | 0 | 0 | 0 | 0 | 0 | 0 | 0 | 0 | 0 | 0 | 0 | 0 | 3050925.4269 | 0 | 0 | 0 | 0 | 0 | 0 | 0 | 0 | 0 | 0 | 0 | -83051.4577 | 0 | 0 | 0 | 0 | 0 | 0 | 0 | 0 | 0 | 210766.5751 | 0 | 0 | 0 | 0 | 0 | 0 | 0 | 0
2016-07-23 15:00 | 0 | 0 | 0 | 0 | 0 | 804852.8741 | 587785 | 0 | 0 | 0 | 0 | 83051.4577 | 0 | 0 | 0 | 0 | 0 | 0 | 0 | 3184941.8433 | 0 | 0 | 0 | 0 | 0 | 0 | 0 | 0 | 0 | 0 | 0 | 83051.4577 | 0 | 0 | 0 | 0 | 0 | 0 | 0 | 0 | 0 | 134016.4164 | 0 | 0 | 0 | 0 | 0 | 0 | 0 | 0
2016-07-23 16:00 | 0 | 0 | 0 | 0 | 0 | 846726.3911 | 621140 | 0 | 0 | 0 | 0 | 31471.6627 | 0 | 0 | 0 | 0 | 0 | 0 | 0 | 3462108.0295 | 0 | 0 | 0 | 0 | 0 | 0 | 0 | 0 | 0 | 0 | 0 | -51579.7951 | 0 | 0 | 0 | 0 | 0 | 0 | 0 | 0 | 0 | 277166.1862 | 0 | 0 | 0 | 0 | 0 | 0 | 0 | 0
2016-07-23 17:00 | 0 | 0 | 0 | 0 | 146458.8439 | 858375.8 | 644617 | 0 | 0 | 0 | 0 | 114523.1204 | 0 | 0 | 0 | 0 | 0 | 0 | 0 | 3739274.2156 | 0 | 0 | 0 | 0 | 0 | 0 | 0 | 0 | 0 | 0 | 0 | 83051.4577 | 0 | 0 | 0 | 0 | 0 | 0 | 0 | 0 | 0 | 277166.1862 | 0 | 0 | 0 | 0 | 0 | 0 | 0 | 0
2016-07-23 18:00 | 0 | 0 | 0 | 0 | 2634.0736 | 853846.6549 | 662366 | 0 | 0 | 0 | 0 | 31471.6627 | 0 | 0 | 0 | 0 | 0 | 0 | 0 | 4016440.4018 | 0 | 0 | 0 | 0 | 0 | 0 | 0 | 0 | 0 | 0 | 0 | -83051.4577 | 0 | 0 | 0 | 0 | 0 | 0 | 0 | 0 | 0 | 277166.1862 | 0 | 0 | 0 | 0 | 0 | 0 | 0 | 0
2016-07-23 19:00 | 0 | 0 | 0 | 0 | 189107.9372 | 844622.7066 | 673513 | 0 | 0 | 0 | 0 | 114523.1204 | 0 | 0 | 0 | 0 | 0 | 0 | 0 | 4293606.5879 | 0 | 0 | 0 | 0 | 0 | 0 | 0 | 0 | 0 | 0 | 0 | 83051.4577 | 0 | 0 | 0 | 0 | 0 | 0 | 0 | 0 | 0 | 277166.1862 | 0 | 0 | 0 | 0 | 0 | 0 | 0 | 0
2016-07-23 20:00 | 0 | 0 | 0 | 0 | 34711.1617 | 840389.5668 | 680986 | 0 | 0 | 0 | 0 | 31471.6627 | 0 | 0 | 0 | 0 | 0 | 0 | 0 | 4570772.7741 | 0 | 0 | 0 | 0 | 0 | 0 | 0 | 0 | 0 | 0 | 0 | -83051.4577 | 0 | 0 | 0 | 0 | 0 | 0 | 0 | 0 | 0 | 277166.1862 | 0 | 0 | 0 | 0 | 0 | 0 | 0 | 0
2016-07-23 21:00 | 0 | 0 | 0 | 0 | 0 | 827875.4602 | 683097 | 0 | 0 | 0 | 0 | 114523.1204 | 0 | 0 | 0 | 0 | 0 | 0 | 0 | 4632499.7766 | 0 | 0 | 0 | 0 | 0 | 0 | 0 | 0 | 0 | 0 | 0 | 83051.4577 | 0 | 0 | 0 | 0 | 0 | 0 | 0 | 0 | 0 | 61727.0025 | 0 | 0 | 0 | 0 | 0 | 0 | 0 | 0
2016-07-23 22:00 | 0 | 0 | 0 | 0 | 77005.2341 | 794226.4944 | 677117 | 0 | 0 | 0 | 0 | 31471.6627 | 0 | 0 | 0 | 0 | 0 | 0 | 0 | 4909665.9628 | 0 | 0 | 0 | 0 | 0 | 0 | 0 | 0 | 0 | 0 | 0 | -83051.4577 | 0 | 0 | 0 | 0 | 0 | 0 | 0 | 0 | 0 | 277166.1862 | 0 | 0 | 0 | 0 | 0 | 0 | 0 | 0
2016-07-23 23:00 | 0 | 0 | 0 | 0 | 0 | 710144.1967 | 661899 | 0 | 0 | 0 | 0 | 114523.1204 | 0 | 0 | 0 | 0 | 0 | 0 | 0 | 4874859.7017 | 0 | 0 | 0 | 0 | 0 | 0 | 0 | 0 | 0 | 0 | 0 | 83051.4577 | 0 | 0 | 0 | 0 | 0 | 0 | 0 | 0 | 0 | -34806.261 | 0 | 0 | 0 | 0 | 0 | 0 | 0 | 0
2016-07-24 | 0 | 0 | 0 | 0 | 285318.8202 | 552217.9082 | 643422 | 0 | 0 | 0 | 0 | 31471.6627 | 0 | 0 | 0 | 0 | 0 | 0 | 0 | 5152025.8879 | 0 | 0 | 0 | 0 | 0 | 0 | 0 | 0 | 0 | 0 | 0 | -83051.4577 | 0 | 0 | 0 | 0 | 0 | 0 | 0 | 0 | 0 | 277166.1862 | 0 | 0 | 0 | 0 | 0 | 0 | 0 | 0
2016-07-24 01:00 | 0 | 0 | 0 | 0 | 562109.0261 | 275192.8827 | 626308 | 0 | 0 | 0 | 0 | 114523.1204 | 0 | 0 | 0 | 0 | 0 | 0 | 0 | 5279968.339 | 0 | 0 | 0 | 0 | 0 | 0 | 0 | 0 | 0 | 0 | 0 | 83051.4577 | 0 | 0 | 0 | 0 | 0 | 0 | 0 | 0 | 0 | 127942.4511 | 0 | 0 | 0 | 0 | 0 | 0 | 0 | 0
2016-07-24 02:00 | 0 | 0 | 0 | 0 | 668962.293 | 20300.5994 | 599234 | 0 | 0 | 0 | 0 | 197574.5781 | 0 | 0 | 0 | 0 | 0 | 0 | 0 | 5286945.7737 | 0 | 0 | 0 | 0 | 0 | 0 | 0 | 0 | 0 | 0 | 0 | 83051.4577 | 0 | 0 | 0 | 0 | 0 | 0 | 0 | 0 | 0 | 6977.4347 | 0 | 0 | 0 | 0 | 0 | 0 | 0 | 0
2016-07-24 03:00 | 0 | 0 | 0 | 0 | 437850.9557 | 0 | 565417 | 0 | 0 | 0 | 0 | 114523.1204 | 0 | 0 | 0 | 0 | 0 | 0 | 0 | 5242431.1871 | 0 | 0 | 0 | 0 | 0 | 0 | 0 | 0 | 0 | 0 | 0 | -83051.4577 | 0 | 0 | 0 | 0 | 0 | 0 | 0 | 0 | 0 | -44514.5866 | 0 | 0 | 0 | 0 | 0 | 0 | 0 | 0
2016-07-24 04:00 | 0 | 0 | 0 | 0 | 614358.863 | 0 | 531046 | 0 | 0 | 0 | 0 | 83051.4577 | 0 | 0 | 0 | 0 | 0 | 0 | 0 | 5357215.7127 | 0 | 0 | 0 | 0 | 0 | 0 | 0 | 0 | 0 | 0 | 0 | -31471.6627 | 0 | 0 | 0 | 0 | 0 | 0 | 0 | 0 | 0 | 114784.5256 | 0 | 0 | 0 | 0 | 0 | 0 | 0 | 0
2016-07-24 05:00 | 0 | 0 | 0 | 0 | 551403.2938 | 0 | 499365 | 0 | 0 | 0 | 0 | 166102.9154 | 0 | 0 | 0 | 0 | 0 | 0 | 0 | 5326202.5488 | 0 | 0 | 0 | 0 | 0 | 0 | 0 | 0 | 0 | 0 | 0 | 83051.4577 | 0 | 0 | 0 | 0 | 0 | 0 | 0 | 0 | 0 | -31013.1639 | 0 | 0 | 0 | 0 | 0 | 0 | 0 | 0
2016-07-24 06:00 | 0 | 0 | 0 | 0 | 504125.7998 | 0 | 472698 | 0 | 0 | 0 | 0 | 83051.4577 | 0 | 0 | 0 | 0 | 0 | 0 | 0 | 5440681.8063 | 0 | 0 | 0 | 0 | 0 | 0 | 0 | 0 | 0 | 0 | 0 | -83051.4577 | 0 | 0 | 0 | 0 | 0 | 0 | 0 | 0 | 0 | 114479.2575 | 0 | 0 | 0 | 0 | 0 | 0 | 0 | 0
2016-07-24 07:00 | 0 | 0 | 0 | 0 | 257324.2715 | 0 | 451439 | 0 | 0 | 0 | 0 | 166102.9154 | 0 | 0 | 0 | 0 | 0 | 0 | 0 | 5163515.6202 | 0 | 0 | 0 | 0 | 0 | 0 | 0 | 0 | 0 | 0 | 0 | 83051.4577 | 0 | 0 | 0 | 0 | 0 | 0 | 0 | 0 | 0 | -277166.1862 | 0 | 0 | 0 | 0 | 0 | 0 | 0 | 0
2016-07-24 08:00 | 0 | 0 | 0 | 0 | 432983.1715 | 0 | 436259 | 0 | 0 | 0 | 0 | 83051.4577 | 0 | 0 | 0 | 0 | 0 | 0 | 0 | 5243291.2494 | 0 | 0 | 0 | 0 | 0 | 0 | 0 | 0 | 0 | 0 | 0 | -83051.4577 | 0 | 0 | 0 | 0 | 0 | 0 | 0 | 0 | 0 | 79775.6292 | 0 | 0 | 0 | 0 | 0 | 0 | 0 | 0
2016-07-24 09:00 | 0 | 0 | 0 | 0 | 394675.3754 | 0 | 427100 | 0 | 0 | 0 | 0 | 166102.9154 | 0 | 0 | 0 | 0 | 0 | 0 | 0 | 5127815.1671 | 0 | 0 | 0 | 0 | 0 | 0 | 0 | 0 | 0 | 0 | 0 | 83051.4577 | 0 | 0 | 0 | 0 | 0 | 0 | 0 | 0 | 0 | -115476.0823 | 0 | 0 | 0 | 0 | 0 | 0 | 0 | 0
2016-07-24 10:00 | 0 | 0 | 0 | 0 | 376292.8605 | 0 | 422282 | 0 | 0 | 0 | 0 | 83051.4577 | 0 | 0 | 0 | 0 | 0 | 0 | 0 | 5164877.4853 | 0 | 0 | 0 | 0 | 0 | 0 | 0 | 0 | 0 | 0 | 0 | -83051.4577 | 0 | 0 | 0 | 0 | 0 | 0 | 0 | 0 | 0 | 37062.3182 | 0 | 0 | 0 | 0 | 0 | 0 | 0 | 0
2016-07-24 11:00 | 0 | 0 | 0 | 0 | 334440.6694 | 0 | 426061 | 0 | 0 | 0 | 0 | 166102.9154 | 0 | 0 | 0 | 0 | 0 | 0 | 0 | 4990205.697 | 0 | 0 | 0 | 0 | 0 | 0 | 0 | 0 | 0 | 0 | 0 | 83051.4577 | 0 | 0 | 0 | 0 | 0 | 0 | 0 | 0 | 0 | -174671.7883 | 0 | 0 | 0 | 0 | 0 | 0 | 0 | 0
2016-07-24 12:00 | 0 | 0 | 0 | 0 | 182369.1618 | 71253.605 | 447059 | 0 | 0 | 0 | 0 | 83051.4577 | 0 | 0 | 0 | 0 | 0 | 0 | 0 | 4879820.9214 | 0 | 0 | 0 | 0 | 0 | 0 | 0 | 0 | 0 | 0 | 0 | -83051.4577 | 0 | 0 | 0 | 0 | 0 | 0 | 0 | 0 | 0 | -110384.7755 | 0 | 0 | 0 | 0 | 0 | 0 | 0 | 0
2016-07-24 13:00 | 0 | 0 | 0 | 0 | 0 | 398142.1634 | 480914 | 0 | 0 | 0 | 0 | 0 | 0 | 0 | 0 | 0 | 0 | 0 | 0 | 4847327.4572 | 0 | 32773.0854 | 0 | 0 | 0 | 0 | 0 | 0 | 0 | 0 | 0 | -83051.4577 | 0 | 0 | 0 | 0 | 0 | 0 | 0 | 0 | 0 | -32493.4643 | 0 | 32773.0854 | 0 | 0 | 0 | 0 | 0 | 0
2016-07-24 14:00 | 0 | 0 | 0 | 0 | 248374.5866 | 615201.72 | 520133 | 0 | 0 | 0 | 0 | 83051.4577 | 0 | 0 | 0 | 0 | 0 | 0 | 0 | 5124493.6433 | 0 | 15998.7481 | 0 | 0 | 0 | 0 | 0 | 0 | 0 | 0 | 0 | 83051.4577 | 0 | 0 | 0 | 0 | 0 | 0 | 0 | 0 | 0 | 277166.1862 | 0 | -16774.3373 | 0 | 0 | 0 | 0 | 0 | 0
2016-07-24 15:00 | 0 | 0 | 0 | 0 | 0 | 751515.0281 | 558015 | 0 | 0 | 0 | 0 | 166102.9154 | 0 | 0 | 0 | 0 | 0 | 0 | 0 | 5250940.9618 | 0 | 0 | 0 | 0 | 0 | 0 | 0 | 0 | 0 | 0 | 0 | 83051.4577 | 0 | 0 | 0 | 0 | 0 | 0 | 0 | 0 | 0 | 126447.3184 | 0 | -15998.7481 | 0 | 0 | 0 | 0 | 0 | 0
2016-07-24 16:00 | 0 | 0 | 0 | 0 | 0 | 808865.6298 | 591243 | 0 | 0 | 0 | 0 | 106559.359 | 0 | 0 | 0 | 0 | 0 | 0 | 0 | 5528107.1479 | 0 | 0 | 0 | 0 | 0 | 0 | 0 | 0 | 0 | 0 | 0 | -59543.5564 | 0 | 0 | 0 | 0 | 0 | 0 | 0 | 0 | 0 | 277166.1862 | 0 | 0 | 0 | 0 | 0 | 0 | 0 | 0
2016-07-24 17:00 | 0 | 0 | 0 | 0 | 161030.0147 | 817273.6292 | 618086 | 0 | 0 | 0 | 0 | 189610.8167 | 0 | 0 | 0 | 0 | 0 | 0 | 0 | 5805273.3341 | 0 | 0 | 0 | 0 | 0 | 0 | 0 | 0 | 0 | 0 | 0 | 83051.4577 | 0 | 0 | 0 | 0 | 0 | 0 | 0 | 0 | 0 | 277166.1862 | 0 | 0 | 0 | 0 | 0 | 0 | 0 | 0
2016-07-24 18:00 | 0 | 0 | 0 | 0 | 131245.9041 | 805657.2557 | 639300 | 0 | 0 | 0 | 0 | 210047.7904 | 0 | 0 | 0 | 0 | 0 | 0 | 0 | 6082439.5203 | 0 | 0 | 0 | 0 | 0 | 0 | 0 | 0 | 0 | 0 | 0 | 20436.9737 | 0 | 0 | 0 | 0 | 0 | 0 | 0 | 0 | 0 | 277166.1862 | 0 | 0 | 0 | 0 | 0 | 0 | 0 | 0
2016-07-24 19:00 | 0 | 0 | 0 | 0 | 0 | 787786.6654 | 654798 | 0 | 0 | 0 | 0 | 126996.3327 | 0 | 0 | 0 | 0 | 0 | 0 | 0 | 6298479.6434 | 0 | 0 | 0 | 0 | 0 | 0 | 0 | 0 | 0 | 0 | 0 | -83051.4577 | 0 | 0 | 0 | 0 | 0 | 0 | 0 | 0 | 0 | 216040.1231 | 0 | 0 | 0 | 0 | 0 | 0 | 0 | 0
2016-07-24 20:00 | 0 | 0 | 0 | 0 | 184201.3688 | 772081.5697 | 666727 | 0 | 0 | 0 | 0 | 210047.7904 | 0 | 0 | 0 | 0 | 0 | 0 | 0 | 6504984.1242 | 0 | 0 | 0 | 0 | 0 | 0 | 0 | 0 | 0 | 0 | 0 | 83051.4577 | 0 | 0 | 0 | 0 | 0 | 0 | 0 | 0 | 0 | 206504.4808 | 0 | 0 | 0 | 0 | 0 | 0 | 0 | 0
2016-07-24 21:00 | 0 | 0 | 0 | 0 | 188761.7762 | 755707.5225 | 674628 | 0 | 0 | 0 | 0 | 293099.2481 | 0 | 0 | 0 | 0 | 0 | 0 | 0 | 6691773.9651 | 0 | 0 | 0 | 0 | 0 | 0 | 0 | 0 | 0 | 0 | 0 | 83051.4577 | 0 | 0 | 0 | 0 | 0 | 0 | 0 | 0 | 0 | 186789.841 | 0 | 0 | 0 | 0 | 0 | 0 | 0 | 0
2016-07-24 22:00 | 0 | 0 | 0 | 0 | 194969.1757 | 718871.1983 | 674912 | 0 | 0 | 0 | 0 | 376150.7058 | 0 | 0 | 0 | 0 | 0 | 0 | 0 | 6847650.8814 | 0 | 0 | 0 | 0 | 0 | 0 | 0 | 0 | 0 | 0 | 0 | 83051.4577 | 0 | 0 | 0 | 0 | 0 | 0 | 0 | 0 | 0 | 155876.9163 | 0 | 0 | 0 | 0 | 0 | 0 | 0 | 0
2016-07-24 23:00 | 0 | 0 | 0 | 0 | 202806.6937 | 638291.6294 | 664359 | 0 | 0 | 0 | 0 | 376150.7058 | 0 | 0 | 0 | 0 | 0 | 0 | 0 | 6991617.1193 | 0 | 32773.0854 | 0 | 0 | 0 | 0 | 0 | 0 | 0 | 0 | 0 | 0 | 0 | 0 | 0 | 0 | 0 | 0 | 0 | 0 | 0 | 143966.2378 | 0 | 32773.0854 | 0 | 0 | 0 | 0 | 0 | 0
2016-07-25 | 0 | 0 | 0 | 0 | 233205.5637 | 484590.1128 | 649454 | 0 | 0 | 0 | 0 | 376150.7058 | 0 | 0 | 0 | 0 | 0 | 0 | 0 | 7052204.9777 | 0 | 40526.9035 | 0 | 0 | 0 | 0 | 0 | 0 | 0 | 0 | 0 | 0 | 0 | 0 | 0 | 0 | 0 | 0 | 0 | 0 | 0 | 60587.8584 | 0 | 7753.8181 | 0 | 0 | 0 | 0 | 0 | 0
2016-07-25 01:00 | 0 | 0 | 0 | 0 | 341549.8174 | 242742.6961 | 634444 | 0 | 0 | 0 | 0 | 376150.7058 | 0 | 0 | 0 | 0 | 0 | 0 | 0 | 7002053.4912 | 0 | 40526.9035 | 0 | 0 | 0 | 0 | 0 | 0 | 0 | 0 | 0 | 0 | 0 | 0 | 0 | 0 | 0 | 0 | 0 | 0 | 0 | -50151.4865 | 0 | 0 | 0 | 0 | 0 | 0 | 0 | 0
2016-07-25 02:00 | 0 | 0 | 0 | 0 | 416997.7549 | 17838.1061 | 605194 | 0 | 0 | 0 | 0 | 376150.7058 | 0 | 0 | 0 | 0 | 0 | 0 | 0 | 6831695.3522 | 0 | 40526.9035 | 0 | 0 | 0 | 0 | 0 | 0 | 0 | 0 | 0 | 0 | 0 | 0 | 0 | 0 | 0 | 0 | 0 | 0 | 0 | -170358.139 | 0 | 0 | 0 | 0 | 0 | 0 | 0 | 0
2016-07-25 03:00 | 0 | 0 | 0 | 0 | 416641.7009 | 0 | 570238 | 0 | 0 | 0 | 0 | 293099.2481 | 0 | 0 | 0 | 0 | 0 | 0 | 0 | 6761150.5108 | 0 | 40526.9035 | 0 | 0 | 0 | 0 | 0 | 0 | 0 | 0 | 0 | -83051.4577 | 0 | 0 | 0 | 0 | 0 | 0 | 0 | 0 | 0 | -70544.8414 | 0 | 0 | 0 | 0 | 0 | 0 | 0 | 0
2016-07-25 04:00 | 0 | 0 | 0 | 0 | 408844.3667 | 0 | 536805 | 0 | 0 | 0 | 0 | 376150.7058 | 0 | 0 | 0 | 0 | 0 | 0 | 0 | 6550138.4198 | 0 | 40526.9035 | 0 | 0 | 0 | 0 | 0 | 0 | 0 | 0 | 0 | 83051.4577 | 0 | 0 | 0 | 0 | 0 | 0 | 0 | 0 | 0 | -211012.091 | 0 | 0 | 0 | 0 | 0 | 0 | 0 | 0
2016-07-25 05:00 | 0 | 0 | 0 | 0 | 402455.0117 | 0 | 505415 | 0 | 0 | 0 | 0 | 293099.2481 | 0 | 0 | 0 | 0 | 0 | 0 | 0 | 6530229.8892 | 0 | 40526.9035 | 0 | 0 | 0 | 0 | 0 | 0 | 0 | 0 | 0 | -83051.4577 | 0 | 0 | 0 | 0 | 0 | 0 | 0 | 0 | 0 | -19908.5306 | 0 | 0 | 0 | 0 | 0 | 0 | 0 | 0
2016-07-25 06:00 | 0 | 0 | 0 | 0 | 395869.2191 | 0 | 479358 | 0 | 0 | 0 | 0 | 376150.7058 | 0 | 0 | 0 | 0 | 0 | 0 | 0 | 6363689.6506 | 0 | 40526.9035 | 0 | 0 | 0 | 0 | 0 | 0 | 0 | 0 | 0 | 83051.4577 | 0 | 0 | 0 | 0 | 0 | 0 | 0 | 0 | 0 | -166540.2386 | 0 | 0 | 0 | 0 | 0 | 0 | 0 | 0
2016-07-25 07:00 | 0 | 0 | 0 | 0 | 386756.4344 | 0 | 460062 | 0 | 0 | 0 | 0 | 293099.2481 | 0 | 0 | 0 | 0 | 0 | 0 | 0 | 6373435.5427 | 0 | 40526.9035 | 0 | 0 | 0 | 0 | 0 | 0 | 0 | 0 | 0 | -83051.4577 | 0 | 0 | 0 | 0 | 0 | 0 | 0 | 0 | 0 | 9745.8921 | 0 | 0 | 0 | 0 | 0 | 0 | 0 | 0
2016-07-25 08:00 | 0 | 0 | 0 | 0 | 376070.7868 | 0 | 450411 | 0 | 0 | 0 | 0 | 376150.7058 | 0 | 0 | 0 | 0 | 0 | 0 | 0 | 6216043.8718 | 0 | 40526.9035 | 0 | 0 | 0 | 0 | 0 | 0 | 0 | 0 | 0 | 83051.4577 | 0 | 0 | 0 | 0 | 0 | 0 | 0 | 0 | 0 | -157391.6709 | 0 | 0 | 0 | 0 | 0 | 0 | 0 | 0
2016-07-25 09:00 | 0 | 0 | 0 | 0 | 328402.4547 | 0 | 451810 | 0 | 0 | 0 | 0 | 293099.2481 | 0 | 0 | 0 | 0 | 0 | 0 | 0 | 6175687.7842 | 0 | 40526.9035 | 0 | 0 | 0 | 0 | 0 | 0 | 0 | 0 | 0 | -83051.4577 | 0 | 0 | 0 | 0 | 0 | 0 | 0 | 0 | 0 | -40356.0876 | 0 | 0 | 0 | 0 | 0 | 0 | 0 | 0
2016-07-25 10:00 | 0 | 0 | 0 | 0 | 277734.1881 | 0 | 464579 | 0 | 0 | 0 | 0 | 210047.7904 | 0 | 0 | 0 | 0 | 0 | 0 | 0 | 6071894.4301 | 0 | 40526.9035 | 0 | 0 | 0 | 0 | 0 | 0 | 0 | 0 | 0 | -83051.4577 | 0 | 0 | 0 | 0 | 0 | 0 | 0 | 0 | 0 | -103793.3541 | 0 | 0 | 0 | 0 | 0 | 0 | 0 | 0
2016-07-25 11:00 | 0 | 0 | 0 | 0 | 235339.7937 | 0 | 484904 | 0 | 0 | 0 | 0 | 237649.7703 | 0 | 0 | 0 | 0 | 0 | 0 | 0 | 5794728.2439 | 0 | 40526.9035 | 0 | 0 | 0 | 0 | 0 | 0 | 0 | 0 | 0 | 27601.9799 | 0 | 0 | 0 | 0 | 0 | 0 | 0 | 0 | 0 | -277166.1862 | 0 | 0 | 0 | 0 | 0 | 0 | 0 | 0
2016-07-25 12:00 | 0 | 0 | 0 | 0 | 119576.4743 | 67485.6993 | 513142 | 0 | 0 | 0 | 0 | 154598.3126 | 0 | 0 | 0 | 0 | 0 | 0 | 0 | 5551699.8751 | 0 | 40526.9035 | 0 | 0 | 0 | 0 | 0 | 0 | 0 | 0 | 0 | -83051.4577 | 0 | 0 | 0 | 0 | 0 | 0 | 0 | 0 | 0 | -243028.3688 | 0 | 0 | 0 | 0 | 0 | 0 | 0 | 0
2016-07-25 13:00 | 0 | 0 | 0 | 0 | 82274.1181 | 353174.0358 | 546585 | 0 | 0 | 0 | 0 | 237649.7703 | 0 | 0 | 0 | 0 | 0 | 0 | 0 | 5357511.5713 | 0 | 40526.9035 | 0 | 0 | 0 | 0 | 0 | 0 | 0 | 0 | 0 | 83051.4577 | 0 | 0 | 0 | 0 | 0 | 0 | 0 | 0 | 0 | -194188.3038 | 0 | 0 | 0 | 0 | 0 | 0 | 0 | 0
2016-07-25 14:00 | 0 | 0 | 0 | 0 | 120059.7773 | 596818.8958 | 584999 | 0 | 0 | 0 | 0 | 154598.3126 | 0 | 0 | 0 | 0 | 0 | 0 | 0 | 5572442.7021 | 0 | 40526.9035 | 0 | 0 | 0 | 0 | 0 | 0 | 0 | 0 | 0 | -83051.4577 | 0 | 0 | 0 | 0 | 0 | 0 | 0 | 0 | 0 | 214931.1308 | 0 | 0 | 0 | 0 | 0 | 0 | 0 | 0
2016-07-25 15:00 | 0 | 0 | 0 | 0 | 128570.9163 | 721222.1214 | 623644 | 0 | 0 | 0 | 0 | 237649.7703 | 0 | 0 | 0 | 0 | 0 | 0 | 0 | 5715540.2821 | 0 | 40526.9035 | 0 | 0 | 0 | 0 | 0 | 0 | 0 | 0 | 0 | 83051.4577 | 0 | 0 | 0 | 0 | 0 | 0 | 0 | 0 | 0 | 143097.58 | 0 | 0 | 0 | 0 | 0 | 0 | 0 | 0
2016-07-25 16:00 | 0 | 0 | 0 | 0 | 129257.2954 | 771844.4988 | 655225 | 0 | 0 | 0 | 0 | 206360.3784 | 0 | 0 | 0 | 0 | 0 | 0 | 0 | 5992706.4683 | 0 | 40526.9035 | 0 | 0 | 0 | 0 | 0 | 0 | 0 | 0 | 0 | -31289.392 | 0 | 0 | 0 | 0 | 0 | 0 | 0 | 0 | 0 | 277166.1862 | 0 | 0 | 0 | 0 | 0 | 0 | 0 | 0
2016-07-25 17:00 | 0 | 0 | 0 | 0 | 128441.6458 | 780217.6726 | 680782 | 0 | 0 | 0 | 0 | 289411.8361 | 0 | 0 | 0 | 0 | 0 | 0 | 0 | 6137532.329 | 0 | 40526.9035 | 0 | 0 | 0 | 0 | 0 | 0 | 0 | 0 | 0 | 83051.4577 | 0 | 0 | 0 | 0 | 0 | 0 | 0 | 0 | 0 | 144825.8607 | 0 | 0 | 0 | 0 | 0 | 0 | 0 | 0
2016-07-25 18:00 | 0 | 0 | 0 | 0 | 127143.4419 | 775719.0871 | 699429 | 0 | 0 | 0 | 0 | 372463.2938 | 0 | 0 | 0 | 0 | 0 | 0 | 0 | 6257914.4003 | 0 | 40526.9035 | 0 | 0 | 0 | 0 | 0 | 0 | 0 | 0 | 0 | 83051.4577 | 0 | 0 | 0 | 0 | 0 | 0 | 0 | 0 | 0 | 120382.0713 | 0 | 0 | 0 | 0 | 0 | 0 | 0 | 0
2016-07-25 19:00 | 0 | 0 | 0 | 0 | 125576.2638 | 756435.7318 | 711269 | 0 | 0 | 0 | 0 | 289411.8361 | 0 | 0 | 0 | 0 | 0 | 0 | 0 | 6511708.8535 | 0 | 40526.9035 | 0 | 0 | 0 | 0 | 0 | 0 | 0 | 0 | 0 | -83051.4577 | 0 | 0 | 0 | 0 | 0 | 0 | 0 | 0 | 0 | 253794.4532 | 0 | 0 | 0 | 0 | 0 | 0 | 0 | 0
2016-07-25 20:00 | 0 | 0 | 0 | 0 | 125318.5373 | 742973.3142 | 716310 | 0 | 0 | 0 | 0 | 372463.2938 | 0 | 0 | 0 | 0 | 0 | 0 | 0 | 6580639.2473 | 0 | 40526.9035 | 0 | 0 | 0 | 0 | 0 | 0 | 0 | 0 | 0 | 83051.4577 | 0 | 0 | 0 | 0 | 0 | 0 | 0 | 0 | 0 | 68930.3937 | 0 | 0 | 0 | 0 | 0 | 0 | 0 | 0
2016-07-25 21:00 | 0 | 0 | 0 | 0 | 130828.1069 | 713155.5226 | 716023 | 0 | 0 | 0 | 0 | 289411.8361 | 0 | 0 | 0 | 0 | 0 | 0 | 0 | 6791651.3345 | 0 | 40526.9035 | 0 | 0 | 0 | 0 | 0 | 0 | 0 | 0 | 0 | -83051.4577 | 0 | 0 | 0 | 0 | 0 | 0 | 0 | 0 | 0 | 211012.0872 | 0 | 0 | 0 | 0 | 0 | 0 | 0 | 0
2016-07-25 22:00 | 0 | 0 | 0 | 0 | 140855.4215 | 663704.8516 | 709531 | 0 | 0 | 0 | 0 | 372463.2938 | 0 | 0 | 0 | 0 | 0 | 0 | 0 | 6803629.1499 | 0 | 40526.9035 | 0 | 0 | 0 | 0 | 0 | 0 | 0 | 0 | 0 | 83051.4577 | 0 | 0 | 0 | 0 | 0 | 0 | 0 | 0 | 0 | 11977.8154 | 0 | 0 | 0 | 0 | 0 | 0 | 0 | 0
2016-07-25 23:00 | 0 | 0 | 0 | 0 | 161566.3157 | 574284.4337 | 694428 | 0 | 0 | 0 | 0 | 289411.8361 | 0 | 0 | 0 | 0 | 0 | 0 | 0 | 6928103.357 | 0 | 40526.9035 | 0 | 0 | 0 | 0 | 0 | 0 | 0 | 0 | 0 | -83051.4577 | 0 | 0 | 0 | 0 | 0 | 0 | 0 | 0 | 0 | 124474.2071 | 0 | 0 | 0 | 0 | 0 | 0 | 0 | 0
2016-07-26 | 0 | 0 | 0 | 0 | 212625.4262 | 430752.8517 | 676132 | 0 | 0 | 0 | 0 | 372463.2938 | 0 | 0 | 0 | 0 | 0 | 0 | 0 | 6812298.1772 | 0 | 40526.9035 | 0 | 0 | 0 | 0 | 0 | 0 | 0 | 0 | 0 | 83051.4577 | 0 | 0 | 0 | 0 | 0 | 0 | 0 | 0 | 0 | -115805.1798 | 0 | 0 | 0 | 0 | 0 | 0 | 0 | 0
2016-07-26 01:00 | 0 | 0 | 0 | 0 | 352644.5548 | 215066.0185 | 655962 | 0 | 0 | 0 | 0 | 289411.8361 | 0 | 0 | 0 | 0 | 0 | 0 | 0 | 6807098.2082 | 0 | 40526.9035 | 0 | 0 | 0 | 0 | 0 | 0 | 0 | 0 | 0 | -83051.4577 | 0 | 0 | 0 | 0 | 0 | 0 | 0 | 0 | 0 | -5199.969 | 0 | 0 | 0 | 0 | 0 | 0 | 0 | 0
2016-07-26 02:00 | 0 | 0 | 0 | 0 | 466810.9232 | 18262.0282 | 623004 | 0 | 0 | 0 | 0 | 372463.2938 | 0 | 0 | 0 | 0 | 0 | 0 | 0 | 6586115.7019 | 0 | 40526.9035 | 0 | 0 | 0 | 0 | 0 | 0 | 0 | 0 | 0 | 83051.4577 | 0 | 0 | 0 | 0 | 0 | 0 | 0 | 0 | 0 | -220982.5063 | 0 | 0 | 0 | 0 | 0 | 0 | 0 | 0
2016-07-26 03:00 | 0 | 0 | 0 | 0 | 481477.8233 | 0 | 581261 | 0 | 0 | 0 | 0 | 289411.8361 | 0 | 0 | 0 | 0 | 0 | 0 | 0 | 6569383.9829 | 0 | 40526.9035 | 0 | 0 | 0 | 0 | 0 | 0 | 0 | 0 | 0 | -83051.4577 | 0 | 0 | 0 | 0 | 0 | 0 | 0 | 0 | 0 | -16731.719 | 0 | 0 | 0 | 0 | 0 | 0 | 0 | 0
2016-07-26 04:00 | 0 | 0 | 0 | 0 | 467839.5024 | 0 | 543580 | 0 | 0 | 0 | 0 | 372463.2938 | 0 | 0 | 0 | 0 | 0 | 0 | 0 | 6410592.0276 | 0 | 40526.9035 | 0 | 0 | 0 | 0 | 0 | 0 | 0 | 0 | 0 | 83051.4577 | 0 | 0 | 0 | 0 | 0 | 0 | 0 | 0 | 0 | -158791.9553 | 0 | 0 | 0 | 0 | 0 | 0 | 0 | 0
2016-07-26 05:00 | 0 | 0 | 0 | 0 | 436471.827 | 0 | 508876 | 0 | 0 | 0 | 0 | 289411.8361 | 0 | 0 | 0 | 0 | 0 | 0 | 0 | 6421239.3123 | 0 | 40526.9035 | 0 | 0 | 0 | 0 | 0 | 0 | 0 | 0 | 0 | -83051.4577 | 0 | 0 | 0 | 0 | 0 | 0 | 0 | 0 | 0 | 10647.2847 | 0 | 0 | 0 | 0 | 0 | 0 | 0 | 0
2016-07-26 06:00 | 0 | 0 | 0 | 0 | 398598.9597 | 0 | 480696 | 0 | 0 | 0 | 0 | 372463.2938 | 0 | 0 | 0 | 0 | 0 | 0 | 0 | 6256090.8143 | 0 | 40526.9035 | 0 | 0 | 0 | 0 | 0 | 0 | 0 | 0 | 0 | 83051.4577 | 0 | 0 | 0 | 0 | 0 | 0 | 0 | 0 | 0 | -165148.498 | 0 | 0 | 0 | 0 | 0 | 0 | 0 | 0
2016-07-26 07:00 | 0 | 0 | 0 | 0 | 362203.5798 | 0 | 460391 | 0 | 0 | 0 | 0 | 289411.8361 | 0 | 0 | 0 | 0 | 0 | 0 | 0 | 6240954.8518 | 0 | 40526.9035 | 0 | 0 | 0 | 0 | 0 | 0 | 0 | 0 | 0 | -83051.4577 | 0 | 0 | 0 | 0 | 0 | 0 | 0 | 0 | 0 | -15135.9625 | 0 | 0 | 0 | 0 | 0 | 0 | 0 | 0
2016-07-26 08:00 | 0 | 0 | 0 | 0 | 336867.5144 | 0 | 449809 | 0 | 0 | 0 | 0 | 372463.2938 | 0 | 0 | 0 | 0 | 0 | 0 | 0 | 6044961.9085 | 0 | 40526.9035 | 0 | 0 | 0 | 0 | 0 | 0 | 0 | 0 | 0 | 83051.4577 | 0 | 0 | 0 | 0 | 0 | 0 | 0 | 0 | 0 | -195992.9433 | 0 | 0 | 0 | 0 | 0 | 0 | 0 | 0
2016-07-26 09:00 | 0 | 0 | 0 | 0 | 304588.0061 | 0 | 451638 | 0 | 0 | 0 | 0 | 289411.8361 | 0 | 0 | 0 | 0 | 0 | 0 | 0 | 5980963.3723 | 0 | 40526.9035 | 0 | 0 | 0 | 0 | 0 | 0 | 0 | 0 | 0 | -83051.4577 | 0 | 0 | 0 | 0 | 0 | 0 | 0 | 0 | 0 | -63998.5362 | 0 | 0 | 0 | 0 | 0 | 0 | 0 | 0
2016-07-26 10:00 | 0 | 0 | 0 | 0 | 276652.8747 | 0 | 465570 | 0 | 0 | 0 | 0 | 206360.3784 | 0 | 0 | 0 | 0 | 0 | 0 | 0 | 5875097.7047 | 0 | 40526.9035 | 0 | 0 | 0 | 0 | 0 | 0 | 0 | 0 | 0 | -83051.4577 | 0 | 0 | 0 | 0 | 0 | 0 | 0 | 0 | 0 | -105865.6676 | 0 | 0 | 0 | 0 | 0 | 0 | 0 | 0
2016-07-26 11:00 | 0 | 0 | 0 | 0 | 239808.2512 | 0 | 484569 | 0 | 0 | 0 | 0 | 238765.8157 | 0 | 0 | 0 | 0 | 0 | 0 | 0 | 5597931.5185 | 0 | 40526.9035 | 0 | 0 | 0 | 0 | 0 | 0 | 0 | 0 | 0 | 32405.4374 | 0 | 0 | 0 | 0 | 0 | 0 | 0 | 0 | 0 | -277166.1862 | 0 | 0 | 0 | 0 | 0 | 0 | 0 | 0
2016-07-26 12:00 | 0 | 0 | 0 | 0 | 125505.3939 | 55084.5529 | 509911 | 0 | 0 | 0 | 0 | 155714.358 | 0 | 0 | 0 | 0 | 0 | 0 | 0 | 5351661.9231 | 0 | 40526.9035 | 0 | 0 | 0 | 0 | 0 | 0 | 0 | 0 | 0 | -83051.4577 | 0 | 0 | 0 | 0 | 0 | 0 | 0 | 0 | 0 | -246269.5955 | 0 | 0 | 0 | 0 | 0 | 0 | 0 | 0
2016-07-26 13:00 | 0 | 0 | 0 | 0 | 82858.0543 | 322986.6222 | 540417 | 0 | 0 | 0 | 0 | 238765.8157 | 0 | 0 | 0 | 0 | 0 | 0 | 0 | 5134038.1418 | 0 | 40526.9035 | 0 | 0 | 0 | 0 | 0 | 0 | 0 | 0 | 0 | 83051.4577 | 0 | 0 | 0 | 0 | 0 | 0 | 0 | 0 | 0 | -217623.7813 | 0 | 0 | 0 | 0 | 0 | 0 | 0 | 0
2016-07-26 14:00 | 0 | 0 | 0 | 0 | 119036.6345 | 575853.8293 | 576926 | 0 | 0 | 0 | 0 | 155714.358 | 0 | 0 | 0 | 0 | 0 | 0 | 0 | 5335054.0633 | 0 | 40526.9035 | 0 | 0 | 0 | 0 | 0 | 0 | 0 | 0 | 0 | -83051.4577 | 0 | 0 | 0 | 0 | 0 | 0 | 0 | 0 | 0 | 201015.9215 | 0 | 0 | 0 | 0 | 0 | 0 | 0 | 0
2016-07-26 15:00 | 0 | 0 | 0 | 0 | 126240.4652 | 700921.3435 | 612758 | 0 | 0 | 0 | 0 | 238765.8157 | 0 | 0 | 0 | 0 | 0 | 0 | 0 | 5466406.4144 | 0 | 40526.9035 | 0 | 0 | 0 | 0 | 0 | 0 | 0 | 0 | 0 | 83051.4577 | 0 | 0 | 0 | 0 | 0 | 0 | 0 | 0 | 0 | 131352.351 | 0 | 0 | 0 | 0 | 0 | 0 | 0 | 0
2016-07-26 16:00 | 0 | 0 | 0 | 0 | 115572.8837 | 766970.7202 | 643650 | 0 | 0 | 0 | 0 | 200493.2334 | 0 | 0 | 0 | 0 | 0 | 0 | 0 | 5743572.6005 | 0 | 40526.9035 | 0 | 0 | 0 | 0 | 0 | 0 | 0 | 0 | 0 | -38272.5823 | 0 | 0 | 0 | 0 | 0 | 0 | 0 | 0 | 0 | 277166.1862 | 0 | 0 | 0 | 0 | 0 | 0 | 0 | 0
2016-07-26 17:00 | 0 | 0 | 0 | 0 | 108254.8182 | 782200.4194 | 669322 | 0 | 0 | 0 | 0 | 283544.6911 | 0 | 0 | 0 | 0 | 0 | 0 | 0 | 5881654.3804 | 0 | 40526.9035 | 0 | 0 | 0 | 0 | 0 | 0 | 0 | 0 | 0 | 83051.4577 | 0 | 0 | 0 | 0 | 0 | 0 | 0 | 0 | 0 | 138081.7798 | 0 | 0 | 0 | 0 | 0 | 0 | 0 | 0
2016-07-26 18:00 | 0 | 0 | 0 | 0 | 101442.6519 | 773633.342 | 688128 | 0 | 0 | 0 | 0 | 366596.1488 | 0 | 0 | 0 | 0 | 0 | 0 | 0 | 5985550.9165 | 0 | 40526.9035 | 0 | 0 | 0 | 0 | 0 | 0 | 0 | 0 | 0 | 83051.4577 | 0 | 0 | 0 | 0 | 0 | 0 | 0 | 0 | 0 | 103896.5361 | 0 | 0 | 0 | 0 | 0 | 0 | 0 | 0
2016-07-26 19:00 | 0 | 0 | 0 | 0 | 95785.6712 | 754178.8028 | 700540 | 0 | 0 | 0 | 0 | 283544.6911 | 0 | 0 | 0 | 0 | 0 | 0 | 0 | 6218026.8482 | 0 | 40526.9035 | 0 | 0 | 0 | 0 | 0 | 0 | 0 | 0 | 0 | -83051.4577 | 0 | 0 | 0 | 0 | 0 | 0 | 0 | 0 | 0 | 232475.9317 | 0 | 0 | 0 | 0 | 0 | 0 | 0 | 0
2016-07-26 20:00 | 0 | 0 | 0 | 0 | 94550.0869 | 735049.4678 | 708679 | 0 | 0 | 0 | 0 | 366596.1488 | 0 | 0 | 0 | 0 | 0 | 0 | 0 | 6255895.9452 | 0 | 40526.9035 | 0 | 0 | 0 | 0 | 0 | 0 | 0 | 0 | 0 | 83051.4577 | 0 | 0 | 0 | 0 | 0 | 0 | 0 | 0 | 0 | 37869.097 | 0 | 0 | 0 | 0 | 0 | 0 | 0 | 0
2016-07-26 21:00 | 0 | 0 | 0 | 0 | 103512.809 | 703463.9422 | 711359 | 0 | 0 | 0 | 0 | 283544.6911 | 0 | 0 | 0 | 0 | 0 | 0 | 0 | 6434565.154 | 0 | 40526.9035 | 0 | 0 | 0 | 0 | 0 | 0 | 0 | 0 | 0 | -83051.4577 | 0 | 0 | 0 | 0 | 0 | 0 | 0 | 0 | 0 | 178669.2089 | 0 | 0 | 0 | 0 | 0 | 0 | 0 | 0
2016-07-26 22:00 | 0 | 0 | 0 | 0 | 124623.0062 | 658321.2489 | 706608 | 0 | 0 | 0 | 0 | 366596.1488 | 0 | 0 | 0 | 0 | 0 | 0 | 0 | 6427849.9515 | 0 | 40526.9035 | 0 | 0 | 0 | 0 | 0 | 0 | 0 | 0 | 0 | 83051.4577 | 0 | 0 | 0 | 0 | 0 | 0 | 0 | 0 | 0 | -6715.2026 | 0 | 0 | 0 | 0 | 0 | 0 | 0 | 0
2016-07-26 23:00 | 0 | 0 | 0 | 0 | 158555.0437 | 578914.8249 | 691752 | 0 | 0 | 0 | 0 | 283544.6911 | 0 | 0 | 0 | 0 | 0 | 0 | 0 | 6556619.2777 | 0 | 40526.9035 | 0 | 0 | 0 | 0 | 0 | 0 | 0 | 0 | 0 | -83051.4577 | 0 | 0 | 0 | 0 | 0 | 0 | 0 | 0 | 0 | 128769.3262 | 0 | 0 | 0 | 0 | 0 | 0 | 0 | 0
2016-07-27 | 0 | 0 | 0 | 0 | 216573.9025 | 441101.6369 | 673003 | 0 | 0 | 0 | 0 | 366596.1488 | 0 | 0 | 0 | 0 | 0 | 0 | 0 | 6458240.3594 | 0 | 40526.9035 | 0 | 0 | 0 | 0 | 0 | 0 | 0 | 0 | 0 | 83051.4577 | 0 | 0 | 0 | 0 | 0 | 0 | 0 | 0 | 0 | -98378.9183 | 0 | 0 | 0 | 0 | 0 | 0 | 0 | 0
2016-07-27 01:00 | 0 | 0 | 0 | 0 | 342074.289 | 233936.2946 | 653739 | 0 | 0 | 0 | 0 | 283544.6911 | 0 | 0 | 0 | 0 | 0 | 0 | 0 | 6463563.4007 | 0 | 40526.9035 | 0 | 0 | 0 | 0 | 0 | 0 | 0 | 0 | 0 | -83051.4577 | 0 | 0 | 0 | 0 | 0 | 0 | 0 | 0 | 0 | 5323.0413 | 0 | 0 | 0 | 0 | 0 | 0 | 0 | 0
2016-07-27 02:00 | 0 | 0 | 0 | 0 | 419277.7271 | 15184.3133 | 621186 | 0 | 0 | 0 | 0 | 366596.1488 | 0 | 0 | 0 | 0 | 0 | 0 | 0 | 6193787.9834 | 0 | 40526.9035 | 0 | 0 | 0 | 0 | 0 | 0 | 0 | 0 | 0 | 83051.4577 | 0 | 0 | 0 | 0 | 0 | 0 | 0 | 0 | 0 | -269775.4173 | 0 | 0 | 0 | 0 | 0 | 0 | 0 | 0
2016-07-27 03:00 | 0 | 0 | 0 | 0 | 391653.9465 | 0 | 580774 | 0 | 0 | 0 | 0 | 283544.6911 | 0 | 0 | 0 | 0 | 0 | 0 | 0 | 6087719.3876 | 0 | 40526.9035 | 0 | 0 | 0 | 0 | 0 | 0 | 0 | 0 | 0 | -83051.4577 | 0 | 0 | 0 | 0 | 0 | 0 | 0 | 0 | 0 | -106068.5958 | 0 | 0 | 0 | 0 | 0 | 0 | 0 | 0
2016-07-27 04:00 | 0 | 0 | 0 | 0 | 344291.6562 | 0 | 542329 | 0 | 0 | 0 | 0 | 362673.5335 | 0 | 0 | 0 | 0 | 0 | 0 | 0 | 5810553.2014 | 0 | 40526.9035 | 0 | 0 | 0 | 0 | 0 | 0 | 0 | 0 | 0 | 79128.8423 | 0 | 0 | 0 | 0 | 0 | 0 | 0 | 0 | 0 | -277166.1862 | 0 | 0 | 0 | 0 | 0 | 0 | 0 | 0
2016-07-27 05:00 | 0 | 0 | 0 | 0 | 300878.1321 | 0 | 507273 | 0 | 0 | 0 | 0 | 279622.0758 | 0 | 0 | 0 | 0 | 0 | 0 | 0 | 5687209.7912 | 0 | 40526.9035 | 0 | 0 | 0 | 0 | 0 | 0 | 0 | 0 | 0 | -83051.4577 | 0 | 0 | 0 | 0 | 0 | 0 | 0 | 0 | 0 | -123343.4102 | 0 | 0 | 0 | 0 | 0 | 0 | 0 | 0
2016-07-27 06:00 | 0 | 0 | 0 | 0 | 255303.9611 | 0 | 480502 | 0 | 0 | 0 | 0 | 331590.223 | 0 | 0 | 0 | 0 | 0 | 0 | 0 | 5410043.6051 | 0 | 40526.9035 | 0 | 0 | 0 | 0 | 0 | 0 | 0 | 0 | 0 | 51968.1473 | 0 | 0 | 0 | 0 | 0 | 0 | 0 | 0 | 0 | -277166.1862 | 0 | 0 | 0 | 0 | 0 | 0 | 0 | 0
2016-07-27 07:00 | 0 | 0 | 0 | 0 | 215306.9809 | 0 | 460678 | 0 | 0 | 0 | 0 | 363385.3901 | 0 | 0 | 0 | 0 | 0 | 0 | 0 | 5132877.4189 | 0 | 40526.9035 | 0 | 0 | 0 | 0 | 0 | 0 | 0 | 0 | 0 | 31795.1671 | 0 | 0 | 0 | 0 | 0 | 0 | 0 | 0 | 0 | -277166.1862 | 0 | 0 | 0 | 0 | 0 | 0 | 0 | 0
2016-07-27 08:00 | 0 | 0 | 0 | 0 | 182208.9163 | 0 | 450024 | 0 | 0 | 0 | 0 | 372736.4926 | 0 | 0 | 0 | 0 | 0 | 0 | 0 | 4855711.2327 | 0 | 40526.9035 | 0 | 0 | 0 | 0 | 0 | 0 | 0 | 0 | 0 | 9351.1024 | 0 | 0 | 0 | 0 | 0 | 0 | 0 | 0 | 0 | -277166.1862 | 0 | 0 | 0 | 0 | 0 | 0 | 0 | 0
2016-07-27 09:00 | 0 | 0 | 0 | 0 | 155795.0906 | 0 | 451869 | 0 | 0 | 0 | 0 | 289685.0349 | 0 | 0 | 0 | 0 | 0 | 0 | 0 | 4642688.781 | 0 | 40526.9035 | 0 | 0 | 0 | 0 | 0 | 0 | 0 | 0 | 0 | -83051.4577 | 0 | 0 | 0 | 0 | 0 | 0 | 0 | 0 | 0 | -213022.4517 | 0 | 0 | 0 | 0 | 0 | 0 | 0 | 0
2016-07-27 10:00 | 0 | 0 | 0 | 0 | 141342.1346 | 0 | 463705 | 0 | 0 | 0 | 0 | 206633.5772 | 0 | 0 | 0 | 0 | 0 | 0 | 0 | 4403377.3733 | 0 | 40526.9035 | 0 | 0 | 0 | 0 | 0 | 0 | 0 | 0 | 0 | -83051.4577 | 0 | 0 | 0 | 0 | 0 | 0 | 0 | 0 | 0 | -239311.4077 | 0 | 0 | 0 | 0 | 0 | 0 | 0 | 0
2016-07-27 11:00 | 0 | 0 | 0 | 0 | 124153.505 | 0 | 482751 | 0 | 0 | 0 | 0 | 123582.1195 | 0 | 0 | 0 | 0 | 0 | 0 | 0 | 4127831.336 | 0 | 40526.9035 | 0 | 0 | 0 | 0 | 0 | 0 | 0 | 0 | 0 | -83051.4577 | 0 | 0 | 0 | 0 | 0 | 0 | 0 | 0 | 0 | -275546.0373 | 0 | 0 | 0 | 0 | 0 | 0 | 0 | 0
2016-07-27 12:00 | 0 | 0 | 0 | 0 | 66743.4424 | 59318.1012 | 506035 | 0 | 0 | 0 | 0 | 53547.9346 | 0 | 0 | 0 | 0 | 0 | 0 | 0 | 3850665.1498 | 0 | 7753.8181 | 0 | 0 | 0 | 0 | 0 | 0 | 0 | 0 | 0 | -70034.1849 | 0 | 0 | 0 | 0 | 0 | 0 | 0 | 0 | 0 | -277166.1862 | 0 | -32773.0854 | 0 | 0 | 0 | 0 | 0 | 0
2016-07-27 13:00 | 0 | 0 | 0 | 0 | 52852.8295 | 416237.2159 | 535215 | 0 | 0 | 0 | 0 | 136599.3923 | 0 | 0 | 0 | 0 | 0 | 0 | 0 | 3668715.6522 | 0 | 40526.9035 | 0 | 0 | 0 | 0 | 0 | 0 | 0 | 0 | 0 | 83051.4577 | 0 | 0 | 0 | 0 | 0 | 0 | 0 | 0 | 0 | -181949.4976 | 0 | 32773.0854 | 0 | 0 | 0 | 0 | 0 | 0
2016-07-27 14:00 | 0 | 0 | 0 | 0 | 65252.9677 | 659395.4912 | 571253 | 0 | 0 | 0 | 0 | 219650.85 | 0 | 0 | 0 | 0 | 0 | 0 | 0 | 3739059.6534 | 0 | 40526.9035 | 0 | 0 | 0 | 0 | 0 | 0 | 0 | 0 | 0 | 83051.4577 | 0 | 0 | 0 | 0 | 0 | 0 | 0 | 0 | 0 | 70344.0012 | 0 | 0 | 0 | 0 | 0 | 0 | 0 | 0
2016-07-27 15:00 | 0 | 0 | 0 | 0 | 64165.6217 | 764910.7081 | 606150 | 0 | 0 | 0 | 0 | 165410.9936 | 0 | 0 | 0 | 0 | 0 | 0 | 0 | 4016225.8396 | 0 | 40526.9035 | 0 | 0 | 0 | 0 | 0 | 0 | 0 | 0 | 0 | -54239.8564 | 0 | 0 | 0 | 0 | 0 | 0 | 0 | 0 | 0 | 277166.1862 | 0 | 0 | 0 | 0 | 0 | 0 | 0 | 0
2016-07-27 16:00 | 0 | 0 | 0 | 0 | 60799.5479 | 822492.1693 | 636932 | 0 | 0 | 0 | 0 | 248462.4513 | 0 | 0 | 0 | 0 | 0 | 0 | 0 | 4179534.0991 | 0 | 40526.9035 | 0 | 0 | 0 | 0 | 0 | 0 | 0 | 0 | 0 | 83051.4577 | 0 | 0 | 0 | 0 | 0 | 0 | 0 | 0 | 0 | 163308.2595 | 0 | 0 | 0 | 0 | 0 | 0 | 0 | 0
2016-07-27 17:00 | 0 | 0 | 0 | 0 | 59655.4632 | 835685.6691 | 663231 | 0 | 0 | 0 | 0 | 203406.3975 | 0 | 0 | 0 | 0 | 0 | 0 | 0 | 4456700.2852 | 0 | 40526.9035 | 0 | 0 | 0 | 0 | 0 | 0 | 0 | 0 | 0 | -45056.0539 | 0 | 0 | 0 | 0 | 0 | 0 | 0 | 0 | 0 | 277166.1862 | 0 | 0 | 0 | 0 | 0 | 0 | 0 | 0
2016-07-27 18:00 | 0 | 0 | 0 | 0 | 60559.7116 | 828711.3369 | 683972 | 0 | 0 | 0 | 0 | 286457.8552 | 0 | 0 | 0 | 0 | 0 | 0 | 0 | 4578947.8761 | 0 | 40526.9035 | 0 | 0 | 0 | 0 | 0 | 0 | 0 | 0 | 0 | 83051.4577 | 0 | 0 | 0 | 0 | 0 | 0 | 0 | 0 | 0 | 122247.5909 | 0 | 0 | 0 | 0 | 0 | 0 | 0 | 0
2016-07-27 19:00 | 0 | 0 | 0 | 0 | 62927.2583 | 816361.5538 | 697747 | 0 | 0 | 0 | 0 | 203406.3975 | 0 | 0 | 0 | 0 | 0 | 0 | 0 | 4843541.1459 | 0 | 40526.9035 | 0 | 0 | 0 | 0 | 0 | 0 | 0 | 0 | 0 | -83051.4577 | 0 | 0 | 0 | 0 | 0 | 0 | 0 | 0 | 0 | 264593.2698 | 0 | 0 | 0 | 0 | 0 | 0 | 0 | 0
2016-07-27 20:00 | 0 | 0 | 0 | 0 | 66518.1548 | 808765.6857 | 707014 | 0 | 0 | 0 | 0 | 286457.8552 | 0 | 0 | 0 | 0 | 0 | 0 | 0 | 4928759.5287 | 0 | 40526.9035 | 0 | 0 | 0 | 0 | 0 | 0 | 0 | 0 | 0 | 83051.4577 | 0 | 0 | 0 | 0 | 0 | 0 | 0 | 0 | 0 | 85218.3828 | 0 | 0 | 0 | 0 | 0 | 0 | 0 | 0
2016-07-27 21:00 | 0 | 0 | 0 | 0 | 70957.1573 | 796702.5917 | 710613 | 0 | 0 | 0 | 0 | 369509.3129 | 0 | 0 | 0 | 0 | 0 | 0 | 0 | 5002754.8201 | 0 | 40526.9035 | 0 | 0 | 0 | 0 | 0 | 0 | 0 | 0 | 0 | 83051.4577 | 0 | 0 | 0 | 0 | 0 | 0 | 0 | 0 | 0 | 73995.2913 | 0 | 0 | 0 | 0 | 0 | 0 | 0 | 0
2016-07-27 22:00 | 0 | 0 | 0 | 0 | 78086.4316 | 766278.356 | 705857 | 0 | 0 | 0 | 0 | 286457.8552 | 0 | 0 | 0 | 0 | 0 | 0 | 0 | 5224314.0654 | 0 | 40526.9035 | 0 | 0 | 0 | 0 | 0 | 0 | 0 | 0 | 0 | -83051.4577 | 0 | 0 | 0 | 0 | 0 | 0 | 0 | 0 | 0 | 221559.2453 | 0 | 0 | 0 | 0 | 0 | 0 | 0 | 0
2016-07-27 23:00 | 0 | 0 | 0 | 0 | 92141.4925 | 679492.0561 | 690397 | 0 | 0 | 0 | 0 | 369509.3129 | 0 | 0 | 0 | 0 | 0 | 0 | 0 | 5222499.1563 | 0 | 40526.9035 | 0 | 0 | 0 | 0 | 0 | 0 | 0 | 0 | 0 | 83051.4577 | 0 | 0 | 0 | 0 | 0 | 0 | 0 | 0 | 0 | -1814.9091 | 0 | 0 | 0 | 0 | 0 | 0 | 0 | 0
2016-07-28 | 0 | 0 | 0 | 0 | 123498.4313 | 534263.5807 | 671829 | 0 | 0 | 0 | 0 | 376150.7058 | 0 | 0 | 0 | 0 | 0 | 0 | 0 | 5201790.7753 | 0 | 40526.9035 | 0 | 0 | 0 | 0 | 0 | 0 | 0 | 0 | 0 | 6641.393 | 0 | 0 | 0 | 0 | 0 | 0 | 0 | 0 | 0 | -20708.381 | 0 | 0 | 0 | 0 | 0 | 0 | 0 | 0
2016-07-28 01:00 | 0 | 0 | 0 | 0 | 220898.0885 | 235910.7153 | 653940 | 0 | 0 | 0 | 0 | 376150.7058 | 0 | 0 | 0 | 0 | 0 | 0 | 0 | 5004659.5791 | 0 | 40526.9035 | 0 | 0 | 0 | 0 | 0 | 0 | 0 | 0 | 0 | 0 | 0 | 0 | 0 | 0 | 0 | 0 | 0 | 0 | 0 | -197131.1962 | 0 | 0 | 0 | 0 | 0 | 0 | 0 | 0
2016-07-28 02:00 | 0 | 0 | 0 | 0 | 308950.452 | 13481.6673 | 622504 | 0 | 0 | 0 | 0 | 293099.2481 | 0 | 0 | 0 | 0 | 0 | 0 | 0 | 4787639.1561 | 0 | 40526.9035 | 0 | 0 | 0 | 0 | 0 | 0 | 0 | 0 | 0 | -83051.4577 | 0 | 0 | 0 | 0 | 0 | 0 | 0 | 0 | 0 | -217020.423 | 0 | 0 | 0 | 0 | 0 | 0 | 0 | 0
2016-07-28 03:00 | 0 | 0 | 0 | 0 | 303568.2947 | 0 | 581709 | 0 | 0 | 0 | 0 | 292124.729 | 0 | 0 | 0 | 0 | 0 | 0 | 0 | 4510472.9699 | 0 | 40526.9035 | 0 | 0 | 0 | 0 | 0 | 0 | 0 | 0 | 0 | -974.5191 | 0 | 0 | 0 | 0 | 0 | 0 | 0 | 0 | 0 | -277166.1862 | 0 | 0 | 0 | 0 | 0 | 0 | 0 | 0
2016-07-28 04:00 | 0 | 0 | 0 | 0 | 268191.4174 | 0 | 544970 | 0 | 0 | 0 | 0 | 292512.3325 | 0 | 0 | 0 | 0 | 0 | 0 | 0 | 4233306.7837 | 0 | 40526.9035 | 0 | 0 | 0 | 0 | 0 | 0 | 0 | 0 | 0 | 387.6035 | 0 | 0 | 0 | 0 | 0 | 0 | 0 | 0 | 0 | -277166.1862 | 0 | 0 | 0 | 0 | 0 | 0 | 0 | 0
2016-07-28 05:00 | 0 | 0 | 0 | 0 | 234885.7833 | 0 | 511693 | 0 | 0 | 0 | 0 | 292871.302 | 0 | 0 | 0 | 0 | 0 | 0 | 0 | 3956140.5976 | 0 | 40526.9035 | 0 | 0 | 0 | 0 | 0 | 0 | 0 | 0 | 0 | 358.9695 | 0 | 0 | 0 | 0 | 0 | 0 | 0 | 0 | 0 | -277166.1862 | 0 | 0 | 0 | 0 | 0 | 0 | 0 | 0
2016-07-28 06:00 | 0 | 0 | 0 | 0 | 206693.8289 | 0 | 484090 | 0 | 0 | 0 | 0 | 292641.3171 | 0 | 0 | 0 | 0 | 0 | 0 | 0 | 3678974.4114 | 0 | 40526.9035 | 0 | 0 | 0 | 0 | 0 | 0 | 0 | 0 | 0 | -229.9849 | 0 | 0 | 0 | 0 | 0 | 0 | 0 | 0 | 0 | -277166.1862 | 0 | 0 | 0 | 0 | 0 | 0 | 0 | 0
2016-07-28 07:00 | 0 | 0 | 0 | 0 | 186500.6431 | 0 | 463557 | 0 | 0 | 0 | 0 | 292751.1463 | 0 | 0 | 0 | 0 | 0 | 0 | 0 | 3401808.2252 | 0 | 40526.9035 | 0 | 0 | 0 | 0 | 0 | 0 | 0 | 0 | 0 | 109.8292 | 0 | 0 | 0 | 0 | 0 | 0 | 0 | 0 | 0 | -277166.1862 | 0 | 0 | 0 | 0 | 0 | 0 | 0 | 0
2016-07-28 08:00 | 0 | 0 | 0 | 0 | 175803.5534 | 0 | 452595 | 0 | 0 | 0 | 0 | 293125.8859 | 0 | 0 | 0 | 0 | 0 | 0 | 0 | 3124642.0391 | 0 | 40526.9035 | 0 | 0 | 0 | 0 | 0 | 0 | 0 | 0 | 0 | 374.7396 | 0 | 0 | 0 | 0 | 0 | 0 | 0 | 0 | 0 | -277166.1862 | 0 | 0 | 0 | 0 | 0 | 0 | 0 | 0
2016-07-28 09:00 | 0 | 0 | 0 | 0 | 161202.7922 | 0 | 454199 | 0 | 0 | 0 | 0 | 277295.8642 | 0 | 0 | 0 | 0 | 0 | 0 | 0 | 2847475.8529 | 0 | 40526.9035 | 0 | 0 | 0 | 0 | 0 | 0 | 0 | 0 | 0 | -15830.0217 | 0 | 0 | 0 | 0 | 0 | 0 | 0 | 0 | 0 | -277166.1862 | 0 | 0 | 0 | 0 | 0 | 0 | 0 | 0
2016-07-28 10:00 | 0 | 0 | 0 | 0 | 150891.5797 | 0 | 466476 | 0 | 0 | 0 | 0 | 194244.4065 | 0 | 0 | 0 | 0 | 0 | 0 | 0 | 2614942.8903 | 0 | 40526.9035 | 0 | 0 | 0 | 0 | 0 | 0 | 0 | 0 | 0 | -83051.4577 | 0 | 0 | 0 | 0 | 0 | 0 | 0 | 0 | 0 | -232532.9626 | 0 | 0 | 0 | 0 | 0 | 0 | 0 | 0
2016-07-28 11:00 | 0 | 0 | 0 | 0 | 133496.3972 | 0 | 484847 | 0 | 0 | 0 | 0 | 111192.9488 | 0 | 0 | 0 | 0 | 0 | 0 | 0 | 2346643.7451 | 0 | 40526.9035 | 0 | 0 | 0 | 0 | 0 | 0 | 0 | 0 | 0 | -83051.4577 | 0 | 0 | 0 | 0 | 0 | 0 | 0 | 0 | 0 | -268299.1451 | 0 | 0 | 0 | 0 | 0 | 0 | 0 | 0
2016-07-28 12:00 | 0 | 0 | 0 | 0 | 72208.7118 | 77740.5114 | 508526 | 0 | 0 | 0 | 0 | 62555.4434 | 0 | 0 | 0 | 0 | 0 | 0 | 0 | 2069477.559 | 0 | 7753.8181 | 0 | 0 | 0 | 0 | 0 | 0 | 0 | 0 | 0 | -48637.5054 | 0 | 0 | 0 | 0 | 0 | 0 | 0 | 0 | 0 | -277166.1862 | 0 | -32773.0854 | 0 | 0 | 0 | 0 | 0 | 0
2016-07-28 13:00 | 0 | 0 | 0 | 0 | 60784.4967 | 427525.5661 | 538216 | 0 | 0 | 0 | 0 | 145606.9011 | 0 | 0 | 0 | 0 | 0 | 0 | 0 | 1903747.0787 | 0 | 40526.9035 | 0 | 0 | 0 | 0 | 0 | 0 | 0 | 0 | 0 | 83051.4577 | 0 | 0 | 0 | 0 | 0 | 0 | 0 | 0 | 0 | -165730.4803 | 0 | 32773.0854 | 0 | 0 | 0 | 0 | 0 | 0
2016-07-28 14:00 | 0 | 0 | 0 | 0 | 77307.3402 | 668372.6912 | 571509 | 0 | 0 | 0 | 0 | 228658.3589 | 0 | 0 | 0 | 0 | 0 | 0 | 0 | 1994866.6524 | 0 | 40526.9035 | 0 | 0 | 0 | 0 | 0 | 0 | 0 | 0 | 0 | 83051.4577 | 0 | 0 | 0 | 0 | 0 | 0 | 0 | 0 | 0 | 91119.5737 | 0 | 0 | 0 | 0 | 0 | 0 | 0 | 0
2016-07-28 15:00 | 0 | 0 | 0 | 0 | 90900.8999 | 777227.9556 | 604417 | 0 | 0 | 0 | 0 | 215204.0281 | 0 | 0 | 0 | 0 | 0 | 0 | 0 | 2272032.8385 | 0 | 40526.9035 | 0 | 0 | 0 | 0 | 0 | 0 | 0 | 0 | 0 | -13454.3307 | 0 | 0 | 0 | 0 | 0 | 0 | 0 | 0 | 0 | 277166.1862 | 0 | 0 | 0 | 0 | 0 | 0 | 0 | 0
2016-07-28 16:00 | 0 | 0 | 0 | 0 | 94165.0157 | 819197.7576 | 631869 | 0 | 0 | 0 | 0 | 219531.6153 | 0 | 0 | 0 | 0 | 0 | 0 | 0 | 2549199.0247 | 0 | 40526.9035 | 0 | 0 | 0 | 0 | 0 | 0 | 0 | 0 | 0 | 4327.5871 | 0 | 0 | 0 | 0 | 0 | 0 | 0 | 0 | 0 | 277166.1862 | 0 | 0 | 0 | 0 | 0 | 0 | 0 | 0
2016-07-28 17:00 | 0 | 0 | 0 | 0 | 91257.5955 | 839604.3771 | 655351 | 0 | 0 | 0 | 0 | 217876.4017 | 0 | 0 | 0 | 0 | 0 | 0 | 0 | 2826365.2109 | 0 | 40526.9035 | 0 | 0 | 0 | 0 | 0 | 0 | 0 | 0 | 0 | -1655.2136 | 0 | 0 | 0 | 0 | 0 | 0 | 0 | 0 | 0 | 277166.1862 | 0 | 0 | 0 | 0 | 0 | 0 | 0 | 0
2016-07-28 18:00 | 0 | 0 | 0 | 0 | 83509.8531 | 832399.3304 | 672844 | 0 | 0 | 0 | 0 | 300927.8594 | 0 | 0 | 0 | 0 | 0 | 0 | 0 | 2986378.9367 | 0 | 40526.9035 | 0 | 0 | 0 | 0 | 0 | 0 | 0 | 0 | 0 | 83051.4577 | 0 | 0 | 0 | 0 | 0 | 0 | 0 | 0 | 0 | 160013.7258 | 0 | 0 | 0 | 0 | 0 | 0 | 0 | 0
2016-07-28 19:00 | 0 | 0 | 0 | 0 | 75662.8295 | 823583.1539 | 682884 | 0 | 0 | 0 | 0 | 240123.6567 | 0 | 0 | 0 | 0 | 0 | 0 | 0 | 3263545.1229 | 0 | 40526.9035 | 0 | 0 | 0 | 0 | 0 | 0 | 0 | 0 | 0 | -60804.2027 | 0 | 0 | 0 | 0 | 0 | 0 | 0 | 0 | 0 | 277166.1862 | 0 | 0 | 0 | 0 | 0 | 0 | 0 | 0
2016-07-28 20:00 | 0 | 0 | 0 | 0 | 70377.6614 | 820552.381 | 687430 | 0 | 0 | 0 | 0 | 323175.1144 | 0 | 0 | 0 | 0 | 0 | 0 | 0 | 3383993.7075 | 0 | 40526.9035 | 0 | 0 | 0 | 0 | 0 | 0 | 0 | 0 | 0 | 83051.4577 | 0 | 0 | 0 | 0 | 0 | 0 | 0 | 0 | 0 | 120448.5846 | 0 | 0 | 0 | 0 | 0 | 0 | 0 | 0
2016-07-28 21:00 | 0 | 0 | 0 | 0 | 69942.3335 | 811314.7898 | 685827 | 0 | 0 | 0 | 0 | 241439.0515 | 0 | 0 | 0 | 0 | 0 | 0 | 0 | 3661159.8937 | 0 | 40526.9035 | 0 | 0 | 0 | 0 | 0 | 0 | 0 | 0 | 0 | -81736.0629 | 0 | 0 | 0 | 0 | 0 | 0 | 0 | 0 | 0 | 277166.1862 | 0 | 0 | 0 | 0 | 0 | 0 | 0 | 0
2016-07-28 22:00 | 0 | 0 | 0 | 0 | 77124.5315 | 780398.2881 | 677578 | 0 | 0 | 0 | 0 | 324490.5092 | 0 | 0 | 0 | 0 | 0 | 0 | 0 | 3758053.2555 | 0 | 40526.9035 | 0 | 0 | 0 | 0 | 0 | 0 | 0 | 0 | 0 | 83051.4577 | 0 | 0 | 0 | 0 | 0 | 0 | 0 | 0 | 0 | 96893.3618 | 0 | 0 | 0 | 0 | 0 | 0 | 0 | 0
2016-07-28 23:00 | 0 | 0 | 0 | 0 | 92985.5912 | 693150.6556 | 662885 | 0 | 0 | 0 | 0 | 241439.0515 | 0 | 0 | 0 | 0 | 0 | 0 | 0 | 3964355.96 | 0 | 40526.9035 | 0 | 0 | 0 | 0 | 0 | 0 | 0 | 0 | 0 | -83051.4577 | 0 | 0 | 0 | 0 | 0 | 0 | 0 | 0 | 0 | 206302.7045 | 0 | 0 | 0 | 0 | 0 | 0 | 0 | 0
2016-07-29 | 0 | 0 | 0 | 0 | 130927.6539 | 539763.9897 | 647637 | 0 | 0 | 0 | 0 | 324490.5092 | 0 | 0 | 0 | 0 | 0 | 0 | 0 | 3904359.1458 | 0 | 40526.9035 | 0 | 0 | 0 | 0 | 0 | 0 | 0 | 0 | 0 | 83051.4577 | 0 | 0 | 0 | 0 | 0 | 0 | 0 | 0 | 0 | -59996.8142 | 0 | 0 | 0 | 0 | 0 | 0 | 0 | 0
2016-07-29 01:00 | 0 | 0 | 0 | 0 | 242493.4199 | 231723.5913 | 630930 | 0 | 0 | 0 | 0 | 376150.7058 | 0 | 0 | 0 | 0 | 0 | 0 | 0 | 3695985.9605 | 0 | 40526.9035 | 0 | 0 | 0 | 0 | 0 | 0 | 0 | 0 | 0 | 51660.1966 | 0 | 0 | 0 | 0 | 0 | 0 | 0 | 0 | 0 | -208373.1853 | 0 | 0 | 0 | 0 | 0 | 0 | 0 | 0
2016-07-29 02:00 | 0 | 0 | 0 | 0 | 324814.2822 | 12341.6051 | 601375 | 0 | 0 | 0 | 0 | 293099.2481 | 0 | 0 | 0 | 0 | 0 | 0 | 0 | 3514818.3055 | 0 | 40526.9035 | 0 | 0 | 0 | 0 | 0 | 0 | 0 | 0 | 0 | -83051.4577 | 0 | 0 | 0 | 0 | 0 | 0 | 0 | 0 | 0 | -181167.655 | 0 | 0 | 0 | 0 | 0 | 0 | 0 | 0
2016-07-29 03:00 | 0 | 0 | 0 | 0 | 318024.6385 | 0 | 565258 | 0 | 0 | 0 | 0 | 323032.0728 | 0 | 0 | 0 | 0 | 0 | 0 | 0 | 3237652.1193 | 0 | 40526.9035 | 0 | 0 | 0 | 0 | 0 | 0 | 0 | 0 | 0 | 29932.8247 | 0 | 0 | 0 | 0 | 0 | 0 | 0 | 0 | 0 | -277166.1862 | 0 | 0 | 0 | 0 | 0 | 0 | 0 | 0
2016-07-29 04:00 | 0 | 0 | 0 | 0 | 283432.1151 | 0 | 530970 | 0 | 0 | 0 | 0 | 352660.3741 | 0 | 0 | 0 | 0 | 0 | 0 | 0 | 2960485.9331 | 0 | 40526.9035 | 0 | 0 | 0 | 0 | 0 | 0 | 0 | 0 | 0 | 29628.3013 | 0 | 0 | 0 | 0 | 0 | 0 | 0 | 0 | 0 | -277166.1862 | 0 | 0 | 0 | 0 | 0 | 0 | 0 | 0
2016-07-29 05:00 | 0 | 0 | 0 | 0 | 243139.1929 | 0 | 499706 | 0 | 0 | 0 | 0 | 373259.7531 | 0 | 0 | 0 | 0 | 0 | 0 | 0 | 2683319.747 | 0 | 40526.9035 | 0 | 0 | 0 | 0 | 0 | 0 | 0 | 0 | 0 | 20599.3791 | 0 | 0 | 0 | 0 | 0 | 0 | 0 | 0 | 0 | -277166.1862 | 0 | 0 | 0 | 0 | 0 | 0 | 0 | 0
2016-07-29 06:00 | 0 | 0 | 0 | 0 | 204864.3633 | 0 | 473385 | 0 | 0 | 0 | 0 | 376150.7058 | 0 | 0 | 0 | 0 | 0 | 0 | 0 | 2411908.1576 | 0 | 40526.9035 | 0 | 0 | 0 | 0 | 0 | 0 | 0 | 0 | 0 | 2890.9527 | 0 | 0 | 0 | 0 | 0 | 0 | 0 | 0 | 0 | -271411.5894 | 0 | 0 | 0 | 0 | 0 | 0 | 0 | 0
2016-07-29 07:00 | 0 | 0 | 0 | 0 | 178339.8133 | 0 | 453827 | 0 | 0 | 0 | 0 | 293099.2481 | 0 | 0 | 0 | 0 | 0 | 0 | 0 | 2219472.4286 | 0 | 40526.9035 | 0 | 0 | 0 | 0 | 0 | 0 | 0 | 0 | 0 | -83051.4577 | 0 | 0 | 0 | 0 | 0 | 0 | 0 | 0 | 0 | -192435.729 | 0 | 0 | 0 | 0 | 0 | 0 | 0 | 0
2016-07-29 08:00 | 0 | 0 | 0 | 0 | 158774.4214 | 0 | 443185 | 0 | 0 | 0 | 0 | 285854.8556 | 0 | 0 | 0 | 0 | 0 | 0 | 0 | 1942306.2425 | 0 | 40526.9035 | 0 | 0 | 0 | 0 | 0 | 0 | 0 | 0 | 0 | -7244.3925 | 0 | 0 | 0 | 0 | 0 | 0 | 0 | 0 | 0 | -277166.1862 | 0 | 0 | 0 | 0 | 0 | 0 | 0 | 0
2016-07-29 09:00 | 0 | 0 | 0 | 0 | 138246.273 | 0 | 444954 | 0 | 0 | 0 | 0 | 256313.3148 | 0 | 0 | 0 | 0 | 0 | 0 | 0 | 1665140.0563 | 0 | 40526.9035 | 0 | 0 | 0 | 0 | 0 | 0 | 0 | 0 | 0 | -29541.5408 | 0 | 0 | 0 | 0 | 0 | 0 | 0 | 0 | 0 | -277166.1862 | 0 | 0 | 0 | 0 | 0 | 0 | 0 | 0
2016-07-29 10:00 | 0 | 0 | 0 | 0 | 122554.23 | 0 | 456762 | 0 | 0 | 0 | 0 | 199271.731 | 0 | 0 | 0 | 0 | 0 | 0 | 0 | 1387973.8701 | 0 | 40526.9035 | 0 | 0 | 0 | 0 | 0 | 0 | 0 | 0 | 0 | -57041.5839 | 0 | 0 | 0 | 0 | 0 | 0 | 0 | 0 | 0 | -277166.1862 | 0 | 0 | 0 | 0 | 0 | 0 | 0 | 0
2016-07-29 11:00 | 0 | 0 | 0 | 0 | 103038.538 | 0 | 471010 | 0 | 0 | 0 | 0 | 116220.2733 | 0 | 0 | 0 | 0 | 0 | 0 | 0 | 1110807.684 | 0 | 32773.0854 | 0 | 0 | 0 | 0 | 0 | 0 | 0 | 0 | 0 | -83051.4577 | 0 | 0 | 0 | 0 | 0 | 0 | 0 | 0 | 0 | -277166.1862 | 0 | -7753.8181 | 0 | 0 | 0 | 0 | 0 | 0
2016-07-29 12:00 | 0 | 0 | 0 | 0 | 53652.1766 | 45819.0941 | 492462 | 0 | 0 | 0 | 0 | 33168.8156 | 0 | 0 | 0 | 0 | 0 | 0 | 0 | 833641.4978 | 0 | 0 | 0 | 0 | 0 | 0 | 0 | 0 | 0 | 0 | 0 | -83051.4577 | 0 | 0 | 0 | 0 | 0 | 0 | 0 | 0 | 0 | -277166.1862 | 0 | -32773.0854 | 0 | 0 | 0 | 0 | 0 | 0
2016-07-29 13:00 | 0 | 0 | 0 | 0 | 37063.6262 | 361596.7838 | 519661 | 0 | 0 | 0 | 0 | 116220.2733 | 0 | 0 | 0 | 0 | 0 | 0 | 0 | 596816.3648 | 0 | 32773.0854 | 0 | 0 | 0 | 0 | 0 | 0 | 0 | 0 | 0 | 83051.4577 | 0 | 0 | 0 | 0 | 0 | 0 | 0 | 0 | 0 | -236825.133 | 0 | 32773.0854 | 0 | 0 | 0 | 0 | 0 | 0
2016-07-29 14:00 | 0 | 0 | 0 | 0 | 36298.9009 | 606422.7986 | 550570 | 0 | 0 | 0 | 0 | 199271.731 | 0 | 0 | 0 | 0 | 0 | 0 | 0 | 598162.7885 | 0 | 40526.9035 | 0 | 0 | 0 | 0 | 0 | 0 | 0 | 0 | 0 | 83051.4577 | 0 | 0 | 0 | 0 | 0 | 0 | 0 | 0 | 0 | 1346.4237 | 0 | 7753.8181 | 0 | 0 | 0 | 0 | 0 | 0
2016-07-29 15:00 | 0 | 0 | 0 | 0 | 33944.2226 | 728154.0463 | 581314 | 0 | 0 | 0 | 0 | 116220.2733 | 0 | 0 | 0 | 0 | 0 | 0 | 0 | 875328.9747 | 0 | 27196.4439 | 0 | 0 | 0 | 0 | 0 | 0 | 0 | 0 | 0 | -83051.4577 | 0 | 0 | 0 | 0 | 0 | 0 | 0 | 0 | 0 | 277166.1862 | 0 | -13330.4596 | 0 | 0 | 0 | 0 | 0 | 0
2016-07-29 16:00 | 0 | 0 | 0 | 0 | 34379.5852 | 774897.5988 | 607866 | 0 | 0 | 0 | 0 | 199271.731 | 0 | 0 | 0 | 0 | 0 | 0 | 0 | 980358.2413 | 0 | 40526.9035 | 0 | 0 | 0 | 0 | 0 | 0 | 0 | 0 | 0 | 83051.4577 | 0 | 0 | 0 | 0 | 0 | 0 | 0 | 0 | 0 | 105029.2667 | 0 | 13330.4596 | 0 | 0 | 0 | 0 | 0 | 0
2016-07-29 17:00 | 0 | 0 | 0 | 0 | 38974.8057 | 794465.7167 | 630198 | 0 | 0 | 0 | 0 | 282323.1887 | 0 | 0 | 0 | 0 | 0 | 0 | 0 | 1100549.306 | 0 | 40526.9035 | 0 | 0 | 0 | 0 | 0 | 0 | 0 | 0 | 0 | 83051.4577 | 0 | 0 | 0 | 0 | 0 | 0 | 0 | 0 | 0 | 120191.0646 | 0 | 0 | 0 | 0 | 0 | 0 | 0 | 0
2016-07-29 18:00 | 0 | 0 | 0 | 0 | 45550.452 | 792764.5374 | 648328 | 0 | 0 | 0 | 0 | 199271.731 | 0 | 0 | 0 | 0 | 0 | 0 | 0 | 1377715.4921 | 0 | 36399.1645 | 0 | 0 | 0 | 0 | 0 | 0 | 0 | 0 | 0 | -83051.4577 | 0 | 0 | 0 | 0 | 0 | 0 | 0 | 0 | 0 | 277166.1862 | 0 | -4127.739 | 0 | 0 | 0 | 0 | 0 | 0
2016-07-29 19:00 | 0 | 0 | 0 | 0 | 52544.9237 | 784622.895 | 661198 | 0 | 0 | 0 | 0 | 282323.1887 | 0 | 0 | 0 | 0 | 0 | 0 | 0 | 1466506.1141 | 0 | 40526.9035 | 0 | 0 | 0 | 0 | 0 | 0 | 0 | 0 | 0 | 83051.4577 | 0 | 0 | 0 | 0 | 0 | 0 | 0 | 0 | 0 | 88790.622 | 0 | 4127.739 | 0 | 0 | 0 | 0 | 0 | 0
2016-07-29 20:00 | 0 | 0 | 0 | 0 | 60223.8486 | 774652.7583 | 670462 | 0 | 0 | 0 | 0 | 199271.731 | 0 | 0 | 0 | 0 | 0 | 0 | 0 | 1713972.1787 | 0 | 40526.9035 | 0 | 0 | 0 | 0 | 0 | 0 | 0 | 0 | 0 | -83051.4577 | 0 | 0 | 0 | 0 | 0 | 0 | 0 | 0 | 0 | 247466.0646 | 0 | 0 | 0 | 0 | 0 | 0 | 0 | 0
2016-07-29 21:00 | 0 | 0 | 0 | 0 | 65175.7772 | 753210.3003 | 673061 | 0 | 0 | 0 | 0 | 282323.1887 | 0 | 0 | 0 | 0 | 0 | 0 | 0 | 1776245.7986 | 0 | 40526.9035 | 0 | 0 | 0 | 0 | 0 | 0 | 0 | 0 | 0 | 83051.4577 | 0 | 0 | 0 | 0 | 0 | 0 | 0 | 0 | 0 | 62273.6199 | 0 | 0 | 0 | 0 | 0 | 0 | 0 | 0
2016-07-29 22:00 | 0 | 0 | 0 | 0 | 68140.7729 | 716383.3385 | 665364 | 0 | 0 | 0 | 0 | 199271.731 | 0 | 0 | 0 | 0 | 0 | 0 | 0 | 1978457.3676 | 0 | 40526.9035 | 0 | 0 | 0 | 0 | 0 | 0 | 0 | 0 | 0 | -83051.4577 | 0 | 0 | 0 | 0 | 0 | 0 | 0 | 0 | 0 | 202211.5691 | 0 | 0 | 0 | 0 | 0 | 0 | 0 | 0
2016-07-29 23:00 | 0 | 0 | 0 | 0 | 75190.5124 | 624098.7925 | 647298 | 0 | 0 | 0 | 0 | 282323.1887 | 0 | 0 | 0 | 0 | 0 | 0 | 0 | 1947397.2148 | 0 | 40526.9035 | 0 | 0 | 0 | 0 | 0 | 0 | 0 | 0 | 0 | 83051.4577 | 0 | 0 | 0 | 0 | 0 | 0 | 0 | 0 | 0 | -31060.1528 | 0 | 0 | 0 | 0 | 0 | 0 | 0 | 0
2016-07-30 | 0 | 0 | 0 | 0 | 104923.9538 | 470558.6532 | 628330 | 0 | 0 | 0 | 0 | 365374.6464 | 0 | 0 | 0 | 0 | 0 | 0 | 0 | 1811498.364 | 0 | 40526.9035 | 0 | 0 | 0 | 0 | 0 | 0 | 0 | 0 | 0 | 83051.4577 | 0 | 0 | 0 | 0 | 0 | 0 | 0 | 0 | 0 | -135898.8508 | 0 | 0 | 0 | 0 | 0 | 0 | 0 | 0
2016-07-30 01:00 | 0 | 0 | 0 | 0 | 213041.2308 | 208019.0135 | 610732 | 0 | 0 | 0 | 0 | 282323.1887 | 0 | 0 | 0 | 0 | 0 | 0 | 0 | 1704878.066 | 0 | 40526.9035 | 0 | 0 | 0 | 0 | 0 | 0 | 0 | 0 | 0 | -83051.4577 | 0 | 0 | 0 | 0 | 0 | 0 | 0 | 0 | 0 | -106620.298 | 0 | 0 | 0 | 0 | 0 | 0 | 0 | 0
2016-07-30 02:00 | 0 | 0 | 0 | 0 | 327403.7121 | 11817.7295 | 582387 | 0 | 0 | 0 | 0 | 199271.731 | 0 | 0 | 0 | 0 | 0 | 0 | 0 | 1544763.9654 | 0 | 40526.9035 | 0 | 0 | 0 | 0 | 0 | 0 | 0 | 0 | 0 | -83051.4577 | 0 | 0 | 0 | 0 | 0 | 0 | 0 | 0 | 0 | -160114.1006 | 0 | 0 | 0 | 0 | 0 | 0 | 0 | 0
2016-07-30 03:00 | 0 | 0 | 0 | 0 | 355419.9021 | 0 | 546078 | 0 | 0 | 0 | 0 | 282323.1887 | 0 | 0 | 0 | 0 | 0 | 0 | 0 | 1271054.4098 | 0 | 40526.9035 | 0 | 0 | 0 | 0 | 0 | 0 | 0 | 0 | 0 | 83051.4577 | 0 | 0 | 0 | 0 | 0 | 0 | 0 | 0 | 0 | -273709.5556 | 0 | 0 | 0 | 0 | 0 | 0 | 0 | 0
2016-07-30 04:00 | 0 | 0 | 0 | 0 | 349978.2571 | 0 | 511269 | 0 | 0 | 0 | 0 | 199271.731 | 0 | 0 | 0 | 0 | 0 | 0 | 0 | 1192815.1245 | 0 | 40526.9035 | 0 | 0 | 0 | 0 | 0 | 0 | 0 | 0 | 0 | -83051.4577 | 0 | 0 | 0 | 0 | 0 | 0 | 0 | 0 | 0 | -78239.2852 | 0 | 0 | 0 | 0 | 0 | 0 | 0 | 0
2016-07-30 05:00 | 0 | 0 | 0 | 0 | 335071.424 | 0 | 481131 | 0 | 0 | 0 | 0 | 282323.1887 | 0 | 0 | 0 | 0 | 0 | 0 | 0 | 963704.0909 | 0 | 40526.9035 | 0 | 0 | 0 | 0 | 0 | 0 | 0 | 0 | 0 | 83051.4577 | 0 | 0 | 0 | 0 | 0 | 0 | 0 | 0 | 0 | -229111.0337 | 0 | 0 | 0 | 0 | 0 | 0 | 0 | 0
2016-07-30 06:00 | 0 | 0 | 0 | 0 | 322168.2431 | 0 | 455364 | 0 | 0 | 0 | 0 | 199271.731 | 0 | 0 | 0 | 0 | 0 | 0 | 0 | 913559.7916 | 0 | 40526.9035 | 0 | 0 | 0 | 0 | 0 | 0 | 0 | 0 | 0 | -83051.4577 | 0 | 0 | 0 | 0 | 0 | 0 | 0 | 0 | 0 | -50144.2992 | 0 | 0 | 0 | 0 | 0 | 0 | 0 | 0
2016-07-30 07:00 | 0 | 0 | 0 | 0 | 307216.1917 | 0 | 436572 | 0 | 0 | 0 | 0 | 282323.1887 | 0 | 0 | 0 | 0 | 0 | 0 | 0 | 701152.5256 | 0 | 40526.9035 | 0 | 0 | 0 | 0 | 0 | 0 | 0 | 0 | 0 | 83051.4577 | 0 | 0 | 0 | 0 | 0 | 0 | 0 | 0 | 0 | -212407.266 | 0 | 0 | 0 | 0 | 0 | 0 | 0 | 0
2016-07-30 08:00 | 0 | 0 | 0 | 0 | 287801.2063 | 0 | 424111 | 0 | 0 | 0 | 0 | 199271.731 | 0 | 0 | 0 | 0 | 0 | 0 | 0 | 647894.1896 | 0 | 40526.9035 | 0 | 0 | 0 | 0 | 0 | 0 | 0 | 0 | 0 | -83051.4577 | 0 | 0 | 0 | 0 | 0 | 0 | 0 | 0 | 0 | -53258.336 | 0 | 0 | 0 | 0 | 0 | 0 | 0 | 0
2016-07-30 09:00 | 0 | 0 | 0 | 0 | 248193.9153 | 0 | 418253 | 0 | 0 | 0 | 0 | 116220.2733 | 0 | 0 | 0 | 0 | 0 | 0 | 0 | 560886.5627 | 0 | 40526.9035 | 0 | 0 | 0 | 0 | 0 | 0 | 0 | 0 | 0 | -83051.4577 | 0 | 0 | 0 | 0 | 0 | 0 | 0 | 0 | 0 | -87007.627 | 0 | 0 | 0 | 0 | 0 | 0 | 0 | 0
2016-07-30 10:00 | 0 | 0 | 0 | 0 | 212557.5122 | 0 | 418195 | 0 | 0 | 0 | 0 | 166102.9154 | 0 | 0 | 0 | 0 | 0 | 0 | 0 | 305366.4328 | 0 | 40526.9035 | 0 | 0 | 0 | 0 | 0 | 0 | 0 | 0 | 0 | 49882.6421 | 0 | 0 | 0 | 0 | 0 | 0 | 0 | 0 | 0 | -255520.1299 | 0 | 0 | 0 | 0 | 0 | 0 | 0 | 0
2016-07-30 11:00 | 0 | 0 | 0 | 0 | 184684.3569 | 0 | 424007 | 0 | 0 | 0 | 0 | 83051.4577 | 0 | 0 | 0 | 0 | 0 | 0 | 0 | 156243.4595 | 0 | 33378.6914 | 0 | 0 | 0 | 0 | 0 | 0 | 0 | 0 | 0 | -83051.4577 | 0 | 0 | 0 | 0 | 0 | 0 | 0 | 0 | 0 | -149122.9733 | 0 | -7148.2121 | 0 | 0 | 0 | 0 | 0 | 0
2016-07-30 12:00 | 0 | 0 | 0 | 0 | 110206.0259 | 62138.9716 | 444413 | 0 | 0 | 0 | 0 | 0 | 0 | 0 | 0 | 0 | 0 | 0 | 0 | 0 | 0 | 605.606 | 0 | 0 | 0 | 0 | 0 | 0 | 0 | 0 | 0 | -83051.4577 | 0 | 0 | 0 | 0 | 0 | 0 | 0 | 0 | 0 | -156243.4595 | 0 | -32773.0854 | 0 | 0 | 0 | 0 | 0 | 0
2016-07-30 13:00 | 0 | 0 | 0 | 0 | 109473.4003 | 363581.9937 | 473661 | 0 | 0 | 0 | 0 | 0 | 0 | 0 | 0 | 0 | 0 | 0 | 0 | 0 | 0 | 0 | 0 | 0 | 0 | 0 | 0 | 0 | 0 | 0 | 0 | 0 | 0 | 0 | 0 | 0 | 0 | 0 | 0 | 0 | 0 | 0 | 0 | -605.606 | 0 | 0 | 0 | 0 | 0 | 0
2016-07-30 14:00 | 0 | 0 | 0 | 0 | 0 | 598536.8426 | 507186 | 0 | 0 | 0 | 0 | 0 | 0 | 0 | 0 | 0 | 0 | 0 | 0 | 58577.7573 | 0 | 32773.0854 | 0 | 0 | 0 | 0 | 0 | 0 | 0 | 0 | 0 | 0 | 0 | 0 | 0 | 0 | 0 | 0 | 0 | 0 | 0 | 58577.7573 | 0 | 32773.0854 | 0 | 0 | 0 | 0 | 0 | 0
2016-07-30 15:00 | 0 | 0 | 0 | 0 | 127123.0345 | 724931.1305 | 539766 | 0 | 0 | 0 | 0 | 60141.2461 | 0 | 0 | 0 | 0 | 0 | 0 | 0 | 335743.9434 | 0 | 7753.8181 | 0 | 0 | 0 | 0 | 0 | 0 | 0 | 0 | 0 | 60141.2461 | 0 | 0 | 0 | 0 | 0 | 0 | 0 | 0 | 0 | 277166.1862 | 0 | -25019.2673 | 0 | 0 | 0 | 0 | 0 | 0
2016-07-30 16:00 | 0 | 0 | 0 | 0 | 122492.8135 | 777567.5062 | 567012 | 0 | 0 | 0 | 0 | 143192.7038 | 0 | 0 | 0 | 0 | 0 | 0 | 0 | 552967.72 | 0 | 40526.9035 | 0 | 0 | 0 | 0 | 0 | 0 | 0 | 0 | 0 | 83051.4577 | 0 | 0 | 0 | 0 | 0 | 0 | 0 | 0 | 0 | 217223.7766 | 0 | 32773.0854 | 0 | 0 | 0 | 0 | 0 | 0
2016-07-30 17:00 | 0 | 0 | 0 | 0 | 0 | 788529.0646 | 587831 | 0 | 0 | 0 | 0 | 99497.6676 | 0 | 0 | 0 | 0 | 0 | 0 | 0 | 830133.9062 | 0 | 7753.8181 | 0 | 0 | 0 | 0 | 0 | 0 | 0 | 0 | 0 | -43695.0362 | 0 | 0 | 0 | 0 | 0 | 0 | 0 | 0 | 0 | 277166.1862 | 0 | -32773.0854 | 0 | 0 | 0 | 0 | 0 | 0
2016-07-30 18:00 | 0 | 0 | 0 | 0 | 0 | 778970.3041 | 602724 | 0 | 0 | 0 | 0 | 16446.2099 | 0 | 0 | 0 | 0 | 0 | 0 | 0 | 1097185.4861 | 0 | 0 | 0 | 0 | 0 | 0 | 0 | 0 | 0 | 0 | 0 | -83051.4577 | 0 | 0 | 0 | 0 | 0 | 0 | 0 | 0 | 0 | 267051.5799 | 0 | -7753.8181 | 0 | 0 | 0 | 0 | 0 | 0
2016-07-30 19:00 | 0 | 0 | 0 | 0 | 0 | 761417.7091 | 612872 | 0 | 0 | 0 | 0 | 99497.6676 | 0 | 0 | 0 | 0 | 0 | 0 | 0 | 1162679.7375 | 0 | 0 | 0 | 0 | 0 | 0 | 0 | 0 | 0 | 0 | 0 | 83051.4577 | 0 | 0 | 0 | 0 | 0 | 0 | 0 | 0 | 0 | 65494.2514 | 0 | 0 | 0 | 0 | 0 | 0 | 0 | 0
2016-07-30 20:00 | 0 | 0 | 0 | 0 | 118651.1913 | 741814.9567 | 620163 | 0 | 0 | 0 | 0 | 29861.5441 | 0 | 0 | 0 | 0 | 0 | 0 | 0 | 1439845.9237 | 0 | 32773.0854 | 0 | 0 | 0 | 0 | 0 | 0 | 0 | 0 | 0 | -69636.1235 | 0 | 0 | 0 | 0 | 0 | 0 | 0 | 0 | 0 | 277166.1862 | 0 | 32773.0854 | 0 | 0 | 0 | 0 | 0 | 0
2016-07-30 21:00 | 0 | 0 | 0 | 0 | 0 | 710400.7661 | 621612 | 0 | 0 | 0 | 0 | 112913.0018 | 0 | 0 | 0 | 0 | 0 | 0 | 0 | 1478356.3174 | 0 | 0 | 0 | 0 | 0 | 0 | 0 | 0 | 0 | 0 | 0 | 83051.4577 | 0 | 0 | 0 | 0 | 0 | 0 | 0 | 0 | 0 | 38510.3938 | 0 | -32773.0854 | 0 | 0 | 0 | 0 | 0 | 0
2016-07-30 22:00 | 0 | 0 | 0 | 0 | 0 | 659986.1977 | 615579 | 0 | 0 | 0 | 0 | 195964.4595 | 0 | 0 | 0 | 0 | 0 | 0 | 0 | 1439712.0575 | 0 | 0 | 0 | 0 | 0 | 0 | 0 | 0 | 0 | 0 | 0 | 83051.4577 | 0 | 0 | 0 | 0 | 0 | 0 | 0 | 0 | 0 | -38644.26 | 0 | 0 | 0 | 0 | 0 | 0 | 0 | 0
2016-07-30 23:00 | 0 | 0 | 0 | 0 | 184260.96 | 567390.1451 | 599767 | 0 | 0 | 0 | 0 | 112913.0018 | 0 | 0 | 0 | 0 | 0 | 0 | 0 | 1674647.6202 | 0 | 0 | 0 | 0 | 0 | 0 | 0 | 0 | 0 | 0 | 0 | -83051.4577 | 0 | 0 | 0 | 0 | 0 | 0 | 0 | 0 | 0 | 234935.5628 | 0 | 0 | 0 | 0 | 0 | 0 | 0 | 0
2016-07-31 | 0 | 0 | 0 | 0 | 0 | 418423.9971 | 586029 | 0 | 0 | 0 | 0 | 195964.4595 | 0 | 0 | 0 | 0 | 0 | 0 | 0 | 1423991.1596 | 0 | 0 | 0 | 0 | 0 | 0 | 0 | 0 | 0 | 0 | 0 | 83051.4577 | 0 | 0 | 0 | 0 | 0 | 0 | 0 | 0 | 0 | -250656.4606 | 0 | 0 | 0 | 0 | 0 | 0 | 0 | 0
2016-07-31 01:00 | 0 | 0 | 0 | 0 | 482695.8131 | 183084.7555 | 573461 | 0 | 0 | 0 | 0 | 112913.0018 | 0 | 0 | 0 | 0 | 0 | 0 | 0 | 1599362.1859 | 0 | 0 | 0 | 0 | 0 | 0 | 0 | 0 | 0 | 0 | 0 | -83051.4577 | 0 | 0 | 0 | 0 | 0 | 0 | 0 | 0 | 0 | 175371.0263 | 0 | 0 | 0 | 0 | 0 | 0 | 0 | 0
2016-07-31 02:00 | 0 | 0 | 0 | 0 | 625349.0913 | 11361.4829 | 550364 | 0 | 0 | 0 | 0 | 195964.4595 | 0 | 0 | 0 | 0 | 0 | 0 | 0 | 1602657.3025 | 0 | 0 | 0 | 0 | 0 | 0 | 0 | 0 | 0 | 0 | 0 | 83051.4577 | 0 | 0 | 0 | 0 | 0 | 0 | 0 | 0 | 0 | 3295.1165 | 0 | 0 | 0 | 0 | 0 | 0 | 0 | 0
2016-07-31 03:00 | 0 | 0 | 0 | 0 | 616689.7238 | 0 | 522363 | 0 | 0 | 0 | 0 | 112913.0018 | 0 | 0 | 0 | 0 | 0 | 0 | 0 | 1780035.484 | 0 | 0 | 0 | 0 | 0 | 0 | 0 | 0 | 0 | 0 | 0 | -83051.4577 | 0 | 0 | 0 | 0 | 0 | 0 | 0 | 0 | 0 | 177378.1815 | 0 | 0 | 0 | 0 | 0 | 0 | 0 | 0
2016-07-31 04:00 | 0 | 0 | 0 | 0 | 185449.2697 | 0 | 492477 | 0 | 0 | 0 | 0 | 83051.4577 | 0 | 0 | 0 | 0 | 0 | 0 | 0 | 1502869.2978 | 0 | 0 | 0 | 0 | 0 | 0 | 0 | 0 | 0 | 0 | 0 | -29861.5441 | 0 | 0 | 0 | 0 | 0 | 0 | 0 | 0 | 0 | -277166.1862 | 0 | 0 | 0 | 0 | 0 | 0 | 0 | 0
2016-07-31 05:00 | 0 | 0 | 0 | 0 | 541297.1808 | 0 | 465571 | 0 | 0 | 0 | 0 | 0 | 0 | 0 | 0 | 0 | 0 | 0 | 0 | 1661646.9364 | 0 | 0 | 0 | 0 | 0 | 0 | 0 | 0 | 0 | 0 | 0 | -83051.4577 | 0 | 0 | 0 | 0 | 0 | 0 | 0 | 0 | 0 | 158777.6385 | 0 | 0 | 0 | 0 | 0 | 0 | 0 | 0
2016-07-31 06:00 | 0 | 0 | 0 | 0 | 248377.2715 | 0 | 442492 | 0 | 0 | 0 | 0 | 83051.4577 | 0 | 0 | 0 | 0 | 0 | 0 | 0 | 1384480.7502 | 0 | 0 | 0 | 0 | 0 | 0 | 0 | 0 | 0 | 0 | 0 | 83051.4577 | 0 | 0 | 0 | 0 | 0 | 0 | 0 | 0 | 0 | -277166.1862 | 0 | 0 | 0 | 0 | 0 | 0 | 0 | 0
2016-07-31 07:00 | 0 | 0 | 0 | 0 | 492482.1627 | 0 | 424682 | 0 | 0 | 0 | 0 | 0 | 0 | 0 | 0 | 0 | 0 | 0 | 0 | 1535332.3706 | 0 | 0 | 0 | 0 | 0 | 0 | 0 | 0 | 0 | 0 | 0 | -83051.4577 | 0 | 0 | 0 | 0 | 0 | 0 | 0 | 0 | 0 | 150851.6204 | 0 | 0 | 0 | 0 | 0 | 0 | 0 | 0
2016-07-31 08:00 | 0 | 0 | 0 | 0 | 480449.3669 | 0 | 412231 | 0 | 0 | 0 | 0 | 83051.4577 | 0 | 0 | 0 | 0 | 0 | 0 | 0 | 1520499.2797 | 0 | 0 | 0 | 0 | 0 | 0 | 0 | 0 | 0 | 0 | 0 | 83051.4577 | 0 | 0 | 0 | 0 | 0 | 0 | 0 | 0 | 0 | -14833.0909 | 0 | 0 | 0 | 0 | 0 | 0 | 0 | 0
2016-07-31 09:00 | 0 | 0 | 0 | 0 | 455154.6913 | 0 | 405962 | 0 | 0 | 0 | 0 | 0 | 0 | 0 | 0 | 0 | 0 | 0 | 0 | 1652743.4287 | 0 | 0 | 0 | 0 | 0 | 0 | 0 | 0 | 0 | 0 | 0 | -83051.4577 | 0 | 0 | 0 | 0 | 0 | 0 | 0 | 0 | 0 | 132244.149 | 0 | 0 | 0 | 0 | 0 | 0 | 0 | 0
2016-07-31 10:00 | 0 | 0 | 0 | 0 | 209991.2715 | 0 | 404106 | 0 | 0 | 0 | 0 | 83051.4577 | 0 | 0 | 0 | 0 | 0 | 0 | 0 | 1375577.2425 | 0 | 0 | 0 | 0 | 0 | 0 | 0 | 0 | 0 | 0 | 0 | 83051.4577 | 0 | 0 | 0 | 0 | 0 | 0 | 0 | 0 | 0 | -277166.1862 | 0 | 0 | 0 | 0 | 0 | 0 | 0 | 0
2016-07-31 11:00 | 0 | 0 | 0 | 0 | 379340.4106 | 0 | 406223 | 0 | 0 | 0 | 0 | 0 | 0 | 0 | 0 | 0 | 0 | 0 | 0 | 1431746.1108 | 0 | 0 | 0 | 0 | 0 | 0 | 0 | 0 | 0 | 0 | 0 | -83051.4577 | 0 | 0 | 0 | 0 | 0 | 0 | 0 | 0 | 0 | 56168.8683 | 0 | 0 | 0 | 0 | 0 | 0 | 0 | 0
2016-07-31 12:00 | 0 | 0 | 0 | 0 | 167126.0256 | 63686.2459 | 424927 | 0 | 0 | 0 | 0 | 83051.4577 | 0 | 0 | 0 | 0 | 0 | 0 | 0 | 1154579.9247 | 0 | 0 | 0 | 0 | 0 | 0 | 0 | 0 | 0 | 0 | 0 | 83051.4577 | 0 | 0 | 0 | 0 | 0 | 0 | 0 | 0 | 0 | -277166.1862 | 0 | 0 | 0 | 0 | 0 | 0 | 0 | 0
2016-07-31 13:00 | 0 | 0 | 0 | 0 | 209714.5128 | 322230.5905 | 454237 | 0 | 0 | 0 | 0 | 0 | 0 | 0 | 0 | 0 | 0 | 0 | 0 | 1315339.4857 | 0 | 0 | 0 | 0 | 0 | 0 | 0 | 0 | 0 | 0 | 0 | -83051.4577 | 0 | 0 | 0 | 0 | 0 | 0 | 0 | 0 | 0 | 160759.561 | 0 | 0 | 0 | 0 | 0 | 0 | 0 | 0
2016-07-31 14:00 | 0 | 0 | 0 | 0 | 241996.1924 | 566421.0158 | 488251 | 0 | 0 | 0 | 0 | 83051.4577 | 0 | 0 | 0 | 0 | 0 | 0 | 0 | 1552454.2361 | 0 | 0 | 0 | 0 | 0 | 0 | 0 | 0 | 0 | 0 | 0 | 83051.4577 | 0 | 0 | 0 | 0 | 0 | 0 | 0 | 0 | 0 | 237114.7505 | 0 | 0 | 0 | 0 | 0 | 0 | 0 | 0
2016-07-31 15:00 | 0 | 0 | 0 | 0 | 0 | 703607.9619 | 521252 | 0 | 0 | 0 | 0 | 0 | 0 | 0 | 0 | 0 | 0 | 0 | 0 | 1817861.6557 | 0 | 0 | 0 | 0 | 0 | 0 | 0 | 0 | 0 | 0 | 0 | -83051.4577 | 0 | 0 | 0 | 0 | 0 | 0 | 0 | 0 | 0 | 265407.4196 | 0 | 0 | 0 | 0 | 0 | 0 | 0 | 0
2016-07-31 16:00 | 0 | 0 | 0 | 0 | 0 | 749922.1547 | 552152 | 0 | 0 | 0 | 0 | 0 | 0 | 0 | 0 | 0 | 0 | 0 | 0 | 2015631.8104 | 0 | 0 | 0 | 0 | 0 | 0 | 0 | 0 | 0 | 0 | 0 | 0 | 0 | 0 | 0 | 0 | 0 | 0 | 0 | 0 | 0 | 197770.1547 | 0 | 0 | 0 | 0 | 0 | 0 | 0 | 0
2016-07-31 17:00 | 0 | 0 | 0 | 0 | 0 | 758668.868 | 577859 | 0 | 0 | 0 | 0 | 83051.4577 | 0 | 0 | 0 | 0 | 0 | 0 | 0 | 2113390.2207 | 0 | 0 | 0 | 0 | 0 | 0 | 0 | 0 | 0 | 0 | 0 | 83051.4577 | 0 | 0 | 0 | 0 | 0 | 0 | 0 | 0 | 0 | 97758.4103 | 0 | 0 | 0 | 0 | 0 | 0 | 0 | 0
2016-07-31 18:00 | 0 | 0 | 0 | 0 | 52634.4788 | 739615.2497 | 598135 | 0 | 0 | 0 | 0 | 0 | 0 | 0 | 0 | 0 | 0 | 0 | 0 | 2390556.4068 | 0 | 0 | 0 | 0 | 0 | 0 | 0 | 0 | 0 | 0 | 0 | -83051.4577 | 0 | 0 | 0 | 0 | 0 | 0 | 0 | 0 | 0 | 277166.1862 | 0 | 0 | 0 | 0 | 0 | 0 | 0 | 0
2016-07-31 19:00 | 0 | 0 | 0 | 0 | 0 | 716463.4313 | 611955 | 0 | 0 | 0 | 0 | 83051.4577 | 0 | 0 | 0 | 0 | 0 | 0 | 0 | 2412013.3804 | 0 | 0 | 0 | 0 | 0 | 0 | 0 | 0 | 0 | 0 | 0 | 83051.4577 | 0 | 0 | 0 | 0 | 0 | 0 | 0 | 0 | 0 | 21456.9736 | 0 | 0 | 0 | 0 | 0 | 0 | 0 | 0
2016-07-31 20:00 | 0 | 0 | 0 | 0 | 290289.3163 | 691453.3275 | 621525 | 0 | 0 | 0 | 0 | 166102.9154 | 0 | 0 | 0 | 0 | 0 | 0 | 0 | 2689179.5666 | 0 | 0 | 0 | 0 | 0 | 0 | 0 | 0 | 0 | 0 | 0 | 83051.4577 | 0 | 0 | 0 | 0 | 0 | 0 | 0 | 0 | 0 | 277166.1862 | 0 | 0 | 0 | 0 | 0 | 0 | 0 | 0
2016-07-31 21:00 | 0 | 0 | 0 | 0 | 309541.8403 | 654901.3721 | 625838 | 0 | 0 | 0 | 0 | 249154.3731 | 0 | 0 | 0 | 0 | 0 | 0 | 0 | 2936979.5032 | 0 | 7753.8181 | 0 | 0 | 0 | 0 | 0 | 0 | 0 | 0 | 0 | 83051.4577 | 0 | 0 | 0 | 0 | 0 | 0 | 0 | 0 | 0 | 247799.9366 | 0 | 7753.8181 | 0 | 0 | 0 | 0 | 0 | 0
2016-07-31 22:00 | 0 | 0 | 0 | 0 | 332145.7696 | 603239.9928 | 622856 | 0 | 0 | 0 | 0 | 251744.864 | 0 | 0 | 0 | 0 | 0 | 0 | 0 | 3214145.6894 | 0 | 40526.9035 | 0 | 0 | 0 | 0 | 0 | 0 | 0 | 0 | 0 | 2590.4909 | 0 | 0 | 0 | 0 | 0 | 0 | 0 | 0 | 0 | 277166.1862 | 0 | 32773.0854 | 0 | 0 | 0 | 0 | 0 | 0
2016-07-31 23:00 | 0 | 0 | 0 | 0 | 0 | 519932.7392 | 612704 | 0 | 0 | 0 | 0 | 334796.3217 | 0 | 0 | 0 | 0 | 0 | 0 | 0 | 3071096.0562 | 0 | 7753.8181 | 0 | 0 | 0 | 0 | 0 | 0 | 0 | 0 | 0 | 83051.4577 | 0 | 0 | 0 | 0 | 0 | 0 | 0 | 0 | 0 | -143049.6332 | 0 | -32773.0854 | 0 | 0 | 0 | 0 | 0 | 0
2016-08-01 | 0 | 0 | 0 | 0 | 0 | 381133.3099 | 600594 | 0 | 0 | 0 | 0 | 251744.864 | 0 | 0 | 0 | 0 | 0 | 0 | 0 | 2942440.6419 | 0 | 0 | 0 | 0 | 0 | 0 | 0 | 0 | 0 | 0 | 0 | -83051.4577 | 0 | 0 | 0 | 0 | 0 | 0 | 0 | 0 | 0 | -128655.4143 | 0 | -7753.8181 | 0 | 0 | 0 | 0 | 0 | 0
2016-08-01 01:00 | 0 | 0 | 0 | 0 | 654111.0951 | 177751.4682 | 586283 | 0 | 0 | 0 | 0 | 334796.3217 | 0 | 0 | 0 | 0 | 0 | 0 | 0 | 3104968.7475 | 0 | 0 | 0 | 0 | 0 | 0 | 0 | 0 | 0 | 0 | 0 | 83051.4577 | 0 | 0 | 0 | 0 | 0 | 0 | 0 | 0 | 0 | 162528.1055 | 0 | 0 | 0 | 0 | 0 | 0 | 0 | 0
2016-08-01 02:00 | 0 | 0 | 0 | 0 | 726004.4111 | 9643.9225 | 562283 | 0 | 0 | 0 | 0 | 251744.864 | 0 | 0 | 0 | 0 | 0 | 0 | 0 | 3361385.5388 | 0 | 0 | 0 | 0 | 0 | 0 | 0 | 0 | 0 | 0 | 0 | -83051.4577 | 0 | 0 | 0 | 0 | 0 | 0 | 0 | 0 | 0 | 256416.7913 | 0 | 0 | 0 | 0 | 0 | 0 | 0 | 0
2016-08-01 03:00 | 0 | 0 | 0 | 0 | 684533.5439 | 0 | 529962 | 0 | 0 | 0 | 0 | 334796.3217 | 0 | 0 | 0 | 0 | 0 | 0 | 0 | 3432905.625 | 0 | 0 | 0 | 0 | 0 | 0 | 0 | 0 | 0 | 0 | 0 | 83051.4577 | 0 | 0 | 0 | 0 | 0 | 0 | 0 | 0 | 0 | 71520.0862 | 0 | 0 | 0 | 0 | 0 | 0 | 0 | 0
2016-08-01 04:00 | 0 | 0 | 0 | 0 | 136775.3561 | 0 | 496993 | 0 | 0 | 0 | 0 | 251744.864 | 0 | 0 | 0 | 0 | 0 | 0 | 0 | 3155739.4388 | 0 | 0 | 0 | 0 | 0 | 0 | 0 | 0 | 0 | 0 | 0 | -83051.4577 | 0 | 0 | 0 | 0 | 0 | 0 | 0 | 0 | 0 | -277166.1862 | 0 | 0 | 0 | 0 | 0 | 0 | 0 | 0
2016-08-01 05:00 | 0 | 0 | 0 | 0 | 573488.0759 | 0 | 468458 | 0 | 0 | 0 | 0 | 168693.4063 | 0 | 0 | 0 | 0 | 0 | 0 | 0 | 3343820.9725 | 0 | 0 | 0 | 0 | 0 | 0 | 0 | 0 | 0 | 0 | 0 | -83051.4577 | 0 | 0 | 0 | 0 | 0 | 0 | 0 | 0 | 0 | 188081.5337 | 0 | 0 | 0 | 0 | 0 | 0 | 0 | 0
2016-08-01 06:00 | 0 | 0 | 0 | 0 | 529876.5953 | 0 | 446164 | 0 | 0 | 0 | 0 | 251744.864 | 0 | 0 | 0 | 0 | 0 | 0 | 0 | 3344482.1101 | 0 | 0 | 0 | 0 | 0 | 0 | 0 | 0 | 0 | 0 | 0 | 83051.4577 | 0 | 0 | 0 | 0 | 0 | 0 | 0 | 0 | 0 | 661.1376 | 0 | 0 | 0 | 0 | 0 | 0 | 0 | 0
2016-08-01 07:00 | 0 | 0 | 0 | 0 | 489440.8395 | 0 | 430203 | 0 | 0 | 0 | 0 | 168693.4063 | 0 | 0 | 0 | 0 | 0 | 0 | 0 | 3486771.4072 | 0 | 0 | 0 | 0 | 0 | 0 | 0 | 0 | 0 | 0 | 0 | -83051.4577 | 0 | 0 | 0 | 0 | 0 | 0 | 0 | 0 | 0 | 142289.2972 | 0 | 0 | 0 | 0 | 0 | 0 | 0 | 0
2016-08-01 08:00 | 0 | 0 | 0 | 0 | 226746.7806 | 0 | 423452 | 0 | 0 | 0 | 0 | 249154.3731 | 0 | 0 | 0 | 0 | 0 | 0 | 0 | 3209605.2211 | 0 | 0 | 0 | 0 | 0 | 0 | 0 | 0 | 0 | 0 | 0 | 80460.9668 | 0 | 0 | 0 | 0 | 0 | 0 | 0 | 0 | 0 | -277166.1862 | 0 | 0 | 0 | 0 | 0 | 0 | 0 | 0
2016-08-01 09:00 | 0 | 0 | 0 | 0 | 427553.5531 | 0 | 426831 | 0 | 0 | 0 | 0 | 166102.9154 | 0 | 0 | 0 | 0 | 0 | 0 | 0 | 3293379.2319 | 0 | 0 | 0 | 0 | 0 | 0 | 0 | 0 | 0 | 0 | 0 | -83051.4577 | 0 | 0 | 0 | 0 | 0 | 0 | 0 | 0 | 0 | 83774.0108 | 0 | 0 | 0 | 0 | 0 | 0 | 0 | 0
2016-08-01 10:00 | 0 | 0 | 0 | 0 | 247860.2715 | 0 | 441975 | 0 | 0 | 0 | 0 | 249154.3731 | 0 | 0 | 0 | 0 | 0 | 0 | 0 | 3016213.0457 | 0 | 0 | 0 | 0 | 0 | 0 | 0 | 0 | 0 | 0 | 0 | 83051.4577 | 0 | 0 | 0 | 0 | 0 | 0 | 0 | 0 | 0 | -277166.1862 | 0 | 0 | 0 | 0 | 0 | 0 | 0 | 0
2016-08-01 11:00 | 0 | 0 | 0 | 0 | 367899.4176 | 0 | 460070 | 0 | 0 | 0 | 0 | 166102.9154 | 0 | 0 | 0 | 0 | 0 | 0 | 0 | 3007093.921 | 0 | 0 | 0 | 0 | 0 | 0 | 0 | 0 | 0 | 0 | 0 | -83051.4577 | 0 | 0 | 0 | 0 | 0 | 0 | 0 | 0 | 0 | -9119.1247 | 0 | 0 | 0 | 0 | 0 | 0 | 0 | 0
2016-08-01 12:00 | 0 | 0 | 0 | 0 | 68827.7117 | 54917.6445 | 483963 | 0 | 0 | 0 | 0 | 83051.4577 | 0 | 0 | 0 | 0 | 0 | 0 | 0 | 2729927.7349 | 0 | 0 | 0 | 0 | 0 | 0 | 0 | 0 | 0 | 0 | 0 | -83051.4577 | 0 | 0 | 0 | 0 | 0 | 0 | 0 | 0 | 0 | -277166.1862 | 0 | 0 | 0 | 0 | 0 | 0 | 0 | 0
2016-08-01 13:00 | 0 | 0 | 0 | 0 | 0 | 319389.3008 | 514411 | 0 | 0 | 0 | 0 | 0 | 0 | 0 | 0 | 0 | 0 | 0 | 0 | 2617957.4934 | 0 | 0 | 0 | 0 | 0 | 0 | 0 | 0 | 0 | 0 | 0 | -83051.4577 | 0 | 0 | 0 | 0 | 0 | 0 | 0 | 0 | 0 | -111970.2415 | 0 | 0 | 0 | 0 | 0 | 0 | 0 | 0
2016-08-01 14:00 | 0 | 0 | 0 | 0 | 312203.9771 | 566377.4043 | 548025 | 0 | 0 | 0 | 0 | 83051.4577 | 0 | 0 | 0 | 0 | 0 | 0 | 0 | 2865462.417 | 0 | 0 | 0 | 0 | 0 | 0 | 0 | 0 | 0 | 0 | 0 | 83051.4577 | 0 | 0 | 0 | 0 | 0 | 0 | 0 | 0 | 0 | 247504.9237 | 0 | 0 | 0 | 0 | 0 | 0 | 0 | 0
2016-08-01 15:00 | 0 | 0 | 0 | 0 | 0 | 689208.1663 | 581008 | 0 | 0 | 0 | 0 | 0 | 0 | 0 | 0 | 0 | 0 | 0 | 0 | 3056714.0411 | 0 | 0 | 0 | 0 | 0 | 0 | 0 | 0 | 0 | 0 | 0 | -83051.4577 | 0 | 0 | 0 | 0 | 0 | 0 | 0 | 0 | 0 | 191251.624 | 0 | 0 | 0 | 0 | 0 | 0 | 0 | 0
2016-08-01 16:00 | 0 | 0 | 0 | 0 | 223059.1575 | 746258.4863 | 609100 | 0 | 0 | 0 | 0 | 83051.4577 | 0 | 0 | 0 | 0 | 0 | 0 | 0 | 3333880.2272 | 0 | 0 | 0 | 0 | 0 | 0 | 0 | 0 | 0 | 0 | 0 | 83051.4577 | 0 | 0 | 0 | 0 | 0 | 0 | 0 | 0 | 0 | 277166.1862 | 0 | 0 | 0 | 0 | 0 | 0 | 0 | 0
2016-08-01 17:00 | 0 | 0 | 0 | 0 | 65518.7106 | 762091.0179 | 633495 | 0 | 0 | 0 | 0 | 0 | 0 | 0 | 0 | 0 | 0 | 0 | 0 | 3611046.4134 | 0 | 0 | 0 | 0 | 0 | 0 | 0 | 0 | 0 | 0 | 0 | -83051.4577 | 0 | 0 | 0 | 0 | 0 | 0 | 0 | 0 | 0 | 277166.1862 | 0 | 0 | 0 | 0 | 0 | 0 | 0 | 0
2016-08-01 18:00 | 0 | 0 | 0 | 0 | 0 | 754126.5429 | 652822 | 0 | 0 | 0 | 0 | 83051.4577 | 0 | 0 | 0 | 0 | 0 | 0 | 0 | 3629299.4986 | 0 | 0 | 0 | 0 | 0 | 0 | 0 | 0 | 0 | 0 | 0 | 83051.4577 | 0 | 0 | 0 | 0 | 0 | 0 | 0 | 0 | 0 | 18253.0852 | 0 | 0 | 0 | 0 | 0 | 0 | 0 | 0
2016-08-01 19:00 | 0 | 0 | 0 | 0 | 291445.851 | 734777.7928 | 666006 | 0 | 0 | 0 | 0 | 166102.9154 | 0 | 0 | 0 | 0 | 0 | 0 | 0 | 3906465.6847 | 0 | 0 | 0 | 0 | 0 | 0 | 0 | 0 | 0 | 0 | 0 | 83051.4577 | 0 | 0 | 0 | 0 | 0 | 0 | 0 | 0 | 0 | 277166.1862 | 0 | 0 | 0 | 0 | 0 | 0 | 0 | 0
2016-08-01 20:00 | 0 | 0 | 0 | 0 | 299762.767 | 711838.0799 | 674610 | 0 | 0 | 0 | 0 | 249154.3731 | 0 | 0 | 0 | 0 | 0 | 0 | 0 | 4160405.0739 | 0 | 0 | 0 | 0 | 0 | 0 | 0 | 0 | 0 | 0 | 0 | 83051.4577 | 0 | 0 | 0 | 0 | 0 | 0 | 0 | 0 | 0 | 253939.3891 | 0 | 0 | 0 | 0 | 0 | 0 | 0 | 0
2016-08-01 21:00 | 0 | 0 | 0 | 0 | 0 | 675286.7355 | 677045 | 0 | 0 | 0 | 0 | 166102.9154 | 0 | 0 | 0 | 0 | 0 | 0 | 0 | 4241698.2671 | 0 | 0 | 0 | 0 | 0 | 0 | 0 | 0 | 0 | 0 | 0 | -83051.4577 | 0 | 0 | 0 | 0 | 0 | 0 | 0 | 0 | 0 | 81293.1932 | 0 | 0 | 0 | 0 | 0 | 0 | 0 | 0
2016-08-01 22:00 | 0 | 0 | 0 | 0 | 278366.5314 | 622326.7221 | 670787 | 0 | 0 | 0 | 0 | 249154.3731 | 0 | 0 | 0 | 0 | 0 | 0 | 0 | 4388553.0629 | 0 | 0 | 0 | 0 | 0 | 0 | 0 | 0 | 0 | 0 | 0 | 83051.4577 | 0 | 0 | 0 | 0 | 0 | 0 | 0 | 0 | 0 | 146854.7958 | 0 | 0 | 0 | 0 | 0 | 0 | 0 | 0
2016-08-01 23:00 | 0 | 0 | 0 | 0 | 279743.3878 | 529457.8983 | 657844 | 0 | 0 | 0 | 0 | 166102.9154 | 0 | 0 | 0 | 0 | 0 | 0 | 0 | 4622961.8067 | 0 | 0 | 0 | 0 | 0 | 0 | 0 | 0 | 0 | 0 | 0 | -83051.4577 | 0 | 0 | 0 | 0 | 0 | 0 | 0 | 0 | 0 | 234408.7438 | 0 | 0 | 0 | 0 | 0 | 0 | 0 | 0
2016-08-02 | 0 | 0 | 0 | 0 | 0 | 383326.3677 | 641335 | 0 | 0 | 0 | 0 | 185260.4693 | 0 | 0 | 0 | 0 | 0 | 0 | 0 | 4345795.6205 | 0 | 0 | 0 | 0 | 0 | 0 | 0 | 0 | 0 | 0 | 0 | 19157.5539 | 0 | 0 | 0 | 0 | 0 | 0 | 0 | 0 | 0 | -277166.1862 | 0 | 0 | 0 | 0 | 0 | 0 | 0 | 0
2016-08-02 01:00 | 0 | 0 | 0 | 0 | 474992.2454 | 180168.061 | 622717 | 0 | 0 | 0 | 0 | 102209.0116 | 0 | 0 | 0 | 0 | 0 | 0 | 0 | 4461290.3847 | 0 | 0 | 0 | 0 | 0 | 0 | 0 | 0 | 0 | 0 | 0 | -83051.4577 | 0 | 0 | 0 | 0 | 0 | 0 | 0 | 0 | 0 | 115494.7641 | 0 | 0 | 0 | 0 | 0 | 0 | 0 | 0
2016-08-02 02:00 | 0 | 0 | 0 | 0 | 390199.5442 | 8442.7273 | 592757 | 0 | 0 | 0 | 0 | 185260.4693 | 0 | 0 | 0 | 0 | 0 | 0 | 0 | 4184124.1985 | 0 | 0 | 0 | 0 | 0 | 0 | 0 | 0 | 0 | 0 | 0 | 83051.4577 | 0 | 0 | 0 | 0 | 0 | 0 | 0 | 0 | 0 | -277166.1862 | 0 | 0 | 0 | 0 | 0 | 0 | 0 | 0
2016-08-02 03:00 | 0 | 0 | 0 | 0 | 533513.7924 | 0 | 554537 | 0 | 0 | 0 | 0 | 102209.0116 | 0 | 0 | 0 | 0 | 0 | 0 | 0 | 4246152.4486 | 0 | 0 | 0 | 0 | 0 | 0 | 0 | 0 | 0 | 0 | 0 | -83051.4577 | 0 | 0 | 0 | 0 | 0 | 0 | 0 | 0 | 0 | 62028.2501 | 0 | 0 | 0 | 0 | 0 | 0 | 0 | 0
2016-08-02 04:00 | 0 | 0 | 0 | 0 | 322577.2715 | 0 | 516692 | 0 | 0 | 0 | 0 | 185260.4693 | 0 | 0 | 0 | 0 | 0 | 0 | 0 | 3968986.2624 | 0 | 0 | 0 | 0 | 0 | 0 | 0 | 0 | 0 | 0 | 0 | 83051.4577 | 0 | 0 | 0 | 0 | 0 | 0 | 0 | 0 | 0 | -277166.1862 | 0 | 0 | 0 | 0 | 0 | 0 | 0 | 0
2016-08-02 05:00 | 0 | 0 | 0 | 0 | 453773.071 | 0 | 485217 | 0 | 0 | 0 | 0 | 102209.0116 | 0 | 0 | 0 | 0 | 0 | 0 | 0 | 4020593.7911 | 0 | 0 | 0 | 0 | 0 | 0 | 0 | 0 | 0 | 0 | 0 | -83051.4577 | 0 | 0 | 0 | 0 | 0 | 0 | 0 | 0 | 0 | 51607.5287 | 0 | 0 | 0 | 0 | 0 | 0 | 0 | 0
2016-08-02 06:00 | 0 | 0 | 0 | 0 | 420284.5615 | 0 | 459636 | 0 | 0 | 0 | 0 | 185260.4693 | 0 | 0 | 0 | 0 | 0 | 0 | 0 | 3898190.895 | 0 | 0 | 0 | 0 | 0 | 0 | 0 | 0 | 0 | 0 | 0 | 83051.4577 | 0 | 0 | 0 | 0 | 0 | 0 | 0 | 0 | 0 | -122402.8962 | 0 | 0 | 0 | 0 | 0 | 0 | 0 | 0
2016-08-02 07:00 | 0 | 0 | 0 | 0 | 403672.2535 | 0 | 441125 | 0 | 0 | 0 | 0 | 102209.0116 | 0 | 0 | 0 | 0 | 0 | 0 | 0 | 3943789.6062 | 0 | 0 | 0 | 0 | 0 | 0 | 0 | 0 | 0 | 0 | 0 | -83051.4577 | 0 | 0 | 0 | 0 | 0 | 0 | 0 | 0 | 0 | 45598.7112 | 0 | 0 | 0 | 0 | 0 | 0 | 0 | 0
2016-08-02 08:00 | 0 | 0 | 0 | 0 | 238294.2715 | 0 | 432409 | 0 | 0 | 0 | 0 | 185260.4693 | 0 | 0 | 0 | 0 | 0 | 0 | 0 | 3666623.42 | 0 | 0 | 0 | 0 | 0 | 0 | 0 | 0 | 0 | 0 | 0 | 83051.4577 | 0 | 0 | 0 | 0 | 0 | 0 | 0 | 0 | 0 | -277166.1862 | 0 | 0 | 0 | 0 | 0 | 0 | 0 | 0
2016-08-02 09:00 | 0 | 0 | 0 | 0 | 359226.3855 | 0 | 435990 | 0 | 0 | 0 | 0 | 102209.0116 | 0 | 0 | 0 | 0 | 0 | 0 | 0 | 3672911.2632 | 0 | 0 | 0 | 0 | 0 | 0 | 0 | 0 | 0 | 0 | 0 | -83051.4577 | 0 | 0 | 0 | 0 | 0 | 0 | 0 | 0 | 0 | 6287.8432 | 0 | 0 | 0 | 0 | 0 | 0 | 0 | 0
2016-08-02 10:00 | 0 | 0 | 0 | 0 | 237999.7177 | 0 | 451272 | 0 | 0 | 0 | 0 | 166102.9154 | 0 | 0 | 0 | 0 | 0 | 0 | 0 | 3395745.0771 | 0 | 0 | 0 | 0 | 0 | 0 | 0 | 0 | 0 | 0 | 0 | 63893.9038 | 0 | 0 | 0 | 0 | 0 | 0 | 0 | 0 | 0 | -277166.1862 | 0 | 0 | 0 | 0 | 0 | 0 | 0 | 0
2016-08-02 11:00 | 0 | 0 | 0 | 0 | 269740.37 | 0 | 468913 | 0 | 0 | 0 | 0 | 83051.4577 | 0 | 0 | 0 | 0 | 0 | 0 | 0 | 3279623.9048 | 0 | 0 | 0 | 0 | 0 | 0 | 0 | 0 | 0 | 0 | 0 | -83051.4577 | 0 | 0 | 0 | 0 | 0 | 0 | 0 | 0 | 0 | -116121.1723 | 0 | 0 | 0 | 0 | 0 | 0 | 0 | 0
2016-08-02 12:00 | 0 | 0 | 0 | 0 | 155508.7092 | 50655.3393 | 489949 | 0 | 0 | 0 | 0 | 0 | 0 | 0 | 0 | 0 | 0 | 0 | 0 | 3078890.411 | 0 | 0 | 0 | 0 | 0 | 0 | 0 | 0 | 0 | 0 | 0 | -83051.4577 | 0 | 0 | 0 | 0 | 0 | 0 | 0 | 0 | 0 | -200733.4938 | 0 | 0 | 0 | 0 | 0 | 0 | 0 | 0
2016-08-02 13:00 | 0 | 0 | 0 | 0 | 116476.9369 | 336013.4456 | 517096 | 0 | 0 | 0 | 0 | 83051.4577 | 0 | 0 | 0 | 0 | 0 | 0 | 0 | 2931233.3357 | 0 | 0 | 0 | 0 | 0 | 0 | 0 | 0 | 0 | 0 | 0 | 83051.4577 | 0 | 0 | 0 | 0 | 0 | 0 | 0 | 0 | 0 | -147657.0753 | 0 | 0 | 0 | 0 | 0 | 0 | 0 | 0
2016-08-02 14:00 | 0 | 0 | 0 | 0 | 125314.4662 | 579900.9664 | 549361 | 0 | 0 | 0 | 0 | 166102.9154 | 0 | 0 | 0 | 0 | 0 | 0 | 0 | 2971263.2252 | 0 | 32773.0854 | 0 | 0 | 0 | 0 | 0 | 0 | 0 | 0 | 0 | 83051.4577 | 0 | 0 | 0 | 0 | 0 | 0 | 0 | 0 | 0 | 40029.8895 | 0 | 32773.0854 | 0 | 0 | 0 | 0 | 0 | 0
2016-08-02 15:00 | 0 | 0 | 0 | 0 | 111999.9517 | 705222.2467 | 581580 | 0 | 0 | 0 | 0 | 249154.3731 | 0 | 0 | 0 | 0 | 0 | 0 | 0 | 3123853.966 | 0 | 32773.0854 | 0 | 0 | 0 | 0 | 0 | 0 | 0 | 0 | 0 | 83051.4577 | 0 | 0 | 0 | 0 | 0 | 0 | 0 | 0 | 0 | 152590.7408 | 0 | 0 | 0 | 0 | 0 | 0 | 0 | 0
2016-08-02 16:00 | 0 | 0 | 0 | 0 | 0 | 751222.1694 | 609773 | 0 | 0 | 0 | 0 | 166102.9154 | 0 | 0 | 0 | 0 | 0 | 0 | 0 | 3381127.6785 | 0 | 0 | 0 | 0 | 0 | 0 | 0 | 0 | 0 | 0 | 0 | -83051.4577 | 0 | 0 | 0 | 0 | 0 | 0 | 0 | 0 | 0 | 257273.7125 | 0 | -32773.0854 | 0 | 0 | 0 | 0 | 0 | 0
2016-08-02 17:00 | 0 | 0 | 0 | 0 | 76931.7263 | 754037.3019 | 634098 | 0 | 0 | 0 | 0 | 249154.3731 | 0 | 0 | 0 | 0 | 0 | 0 | 0 | 3494947.2489 | 0 | 0 | 0 | 0 | 0 | 0 | 0 | 0 | 0 | 0 | 0 | 83051.4577 | 0 | 0 | 0 | 0 | 0 | 0 | 0 | 0 | 0 | 113819.5704 | 0 | 0 | 0 | 0 | 0 | 0 | 0 | 0
2016-08-02 18:00 | 0 | 0 | 0 | 0 | 74599.5425 | 735538.5955 | 653280 | 0 | 0 | 0 | 0 | 332205.8308 | 0 | 0 | 0 | 0 | 0 | 0 | 0 | 3535980.8439 | 0 | 32773.0854 | 0 | 0 | 0 | 0 | 0 | 0 | 0 | 0 | 0 | 83051.4577 | 0 | 0 | 0 | 0 | 0 | 0 | 0 | 0 | 0 | 41033.595 | 0 | 32773.0854 | 0 | 0 | 0 | 0 | 0 | 0
2016-08-02 19:00 | 0 | 0 | 0 | 0 | 0 | 705201.5775 | 663366 | 0 | 0 | 0 | 0 | 249154.3731 | 0 | 0 | 0 | 0 | 0 | 0 | 0 | 3653114.061 | 0 | 40526.9035 | 0 | 0 | 0 | 0 | 0 | 0 | 0 | 0 | 0 | -83051.4577 | 0 | 0 | 0 | 0 | 0 | 0 | 0 | 0 | 0 | 117133.2171 | 0 | 7753.8181 | 0 | 0 | 0 | 0 | 0 | 0
2016-08-02 20:00 | 0 | 0 | 0 | 0 | 87082.1898 | 671770.6808 | 670381 | 0 | 0 | 0 | 0 | 332205.8308 | 0 | 0 | 0 | 0 | 0 | 0 | 0 | 3691307.5593 | 0 | 7753.8181 | 0 | 0 | 0 | 0 | 0 | 0 | 0 | 0 | 0 | 83051.4577 | 0 | 0 | 0 | 0 | 0 | 0 | 0 | 0 | 0 | 38193.4983 | 0 | -32773.0854 | 0 | 0 | 0 | 0 | 0 | 0
2016-08-02 21:00 | 0 | 0 | 0 | 0 | 96906.5481 | 630781.7149 | 672154 | 0 | 0 | 0 | 0 | 249154.3731 | 0 | 0 | 0 | 0 | 0 | 0 | 0 | 3804874.0127 | 0 | 32773.0854 | 0 | 0 | 0 | 0 | 0 | 0 | 0 | 0 | 0 | -83051.4577 | 0 | 0 | 0 | 0 | 0 | 0 | 0 | 0 | 0 | 113566.4534 | 0 | 25019.2673 | 0 | 0 | 0 | 0 | 0 | 0
2016-08-02 22:00 | 0 | 0 | 0 | 0 | 0 | 576917.7044 | 666562 | 0 | 0 | 0 | 0 | 166102.9154 | 0 | 0 | 0 | 0 | 0 | 0 | 0 | 3831054.2602 | 0 | 0 | 0 | 0 | 0 | 0 | 0 | 0 | 0 | 0 | 0 | -83051.4577 | 0 | 0 | 0 | 0 | 0 | 0 | 0 | 0 | 0 | 26180.2475 | 0 | -32773.0854 | 0 | 0 | 0 | 0 | 0 | 0
2016-08-02 23:00 | 0 | 0 | 0 | 0 | 0 | 498803.1244 | 652378 | 0 | 0 | 0 | 0 | 249154.3731 | 0 | 0 | 0 | 0 | 0 | 0 | 0 | 3594427.9269 | 0 | 0 | 0 | 0 | 0 | 0 | 0 | 0 | 0 | 0 | 0 | 83051.4577 | 0 | 0 | 0 | 0 | 0 | 0 | 0 | 0 | 0 | -236626.3333 | 0 | 0 | 0 | 0 | 0 | 0 | 0 | 0
2016-08-03 | 0 | 0 | 0 | 0 | 193198.1658 | 370937.6159 | 635814 | 0 | 0 | 0 | 0 | 166102.9154 | 0 | 0 | 0 | 0 | 0 | 0 | 0 | 3605801.1664 | 0 | 0 | 0 | 0 | 0 | 0 | 0 | 0 | 0 | 0 | 0 | -83051.4577 | 0 | 0 | 0 | 0 | 0 | 0 | 0 | 0 | 0 | 11373.2394 | 0 | 0 | 0 | 0 | 0 | 0 | 0 | 0
2016-08-03 01:00 | 0 | 0 | 0 | 0 | 240008.8807 | 183205.3909 | 617329 | 0 | 0 | 0 | 0 | 249154.3731 | 0 | 0 | 0 | 0 | 0 | 0 | 0 | 3328634.9802 | 0 | 0 | 0 | 0 | 0 | 0 | 0 | 0 | 0 | 0 | 0 | 83051.4577 | 0 | 0 | 0 | 0 | 0 | 0 | 0 | 0 | 0 | -277166.1862 | 0 | 0 | 0 | 0 | 0 | 0 | 0 | 0
2016-08-03 02:00 | 0 | 0 | 0 | 0 | 435948.2029 | 8388.8526 | 587534 | 0 | 0 | 0 | 0 | 166102.9154 | 0 | 0 | 0 | 0 | 0 | 0 | 0 | 3268489.4935 | 0 | 0 | 0 | 0 | 0 | 0 | 0 | 0 | 0 | 0 | 0 | -83051.4577 | 0 | 0 | 0 | 0 | 0 | 0 | 0 | 0 | 0 | -60145.4867 | 0 | 0 | 0 | 0 | 0 | 0 | 0 | 0
2016-08-03 03:00 | 0 | 0 | 0 | 0 | 354615.2715 | 0 | 548730 | 0 | 0 | 0 | 0 | 249154.3731 | 0 | 0 | 0 | 0 | 0 | 0 | 0 | 2991323.3073 | 0 | 0 | 0 | 0 | 0 | 0 | 0 | 0 | 0 | 0 | 0 | 83051.4577 | 0 | 0 | 0 | 0 | 0 | 0 | 0 | 0 | 0 | -277166.1862 | 0 | 0 | 0 | 0 | 0 | 0 | 0 | 0
2016-08-03 04:00 | 0 | 0 | 0 | 0 | 437469.2863 | 0 | 512360 | 0 | 0 | 0 | 0 | 166102.9154 | 0 | 0 | 0 | 0 | 0 | 0 | 0 | 2999484.0514 | 0 | 0 | 0 | 0 | 0 | 0 | 0 | 0 | 0 | 0 | 0 | -83051.4577 | 0 | 0 | 0 | 0 | 0 | 0 | 0 | 0 | 0 | 8160.744 | 0 | 0 | 0 | 0 | 0 | 0 | 0 | 0
2016-08-03 05:00 | 0 | 0 | 0 | 0 | 287446.2715 | 0 | 481561 | 0 | 0 | 0 | 0 | 249154.3731 | 0 | 0 | 0 | 0 | 0 | 0 | 0 | 2722317.8652 | 0 | 0 | 0 | 0 | 0 | 0 | 0 | 0 | 0 | 0 | 0 | 83051.4577 | 0 | 0 | 0 | 0 | 0 | 0 | 0 | 0 | 0 | -277166.1862 | 0 | 0 | 0 | 0 | 0 | 0 | 0 | 0
2016-08-03 06:00 | 0 | 0 | 0 | 0 | 407129.449 | 0 | 456311 | 0 | 0 | 0 | 0 | 166102.9154 | 0 | 0 | 0 | 0 | 0 | 0 | 0 | 2756187.7719 | 0 | 0 | 0 | 0 | 0 | 0 | 0 | 0 | 0 | 0 | 0 | -83051.4577 | 0 | 0 | 0 | 0 | 0 | 0 | 0 | 0 | 0 | 33869.9067 | 0 | 0 | 0 | 0 | 0 | 0 | 0 | 0
2016-08-03 07:00 | 0 | 0 | 0 | 0 | 244308.2715 | 0 | 438423 | 0 | 0 | 0 | 0 | 249154.3731 | 0 | 0 | 0 | 0 | 0 | 0 | 0 | 2479021.5857 | 0 | 0 | 0 | 0 | 0 | 0 | 0 | 0 | 0 | 0 | 0 | 83051.4577 | 0 | 0 | 0 | 0 | 0 | 0 | 0 | 0 | 0 | -277166.1862 | 0 | 0 | 0 | 0 | 0 | 0 | 0 | 0
2016-08-03 08:00 | 0 | 0 | 0 | 0 | 370760.2125 | 0 | 429382 | 0 | 0 | 0 | 0 | 166102.9154 | 0 | 0 | 0 | 0 | 0 | 0 | 0 | 2503451.2559 | 0 | 0 | 0 | 0 | 0 | 0 | 0 | 0 | 0 | 0 | 0 | -83051.4577 | 0 | 0 | 0 | 0 | 0 | 0 | 0 | 0 | 0 | 24429.6702 | 0 | 0 | 0 | 0 | 0 | 0 | 0 | 0
2016-08-03 09:00 | 0 | 0 | 0 | 0 | 101738.3824 | 0 | 432012 | 0 | 0 | 0 | 0 | 112995.484 | 0 | 0 | 0 | 0 | 0 | 0 | 0 | 2226285.0698 | 0 | 0 | 0 | 0 | 0 | 0 | 0 | 0 | 0 | 0 | 0 | -53107.4315 | 0 | 0 | 0 | 0 | 0 | 0 | 0 | 0 | 0 | -277166.1862 | 0 | 0 | 0 | 0 | 0 | 0 | 0 | 0
2016-08-03 10:00 | 0 | 0 | 0 | 0 | 332468.5121 | 0 | 446890 | 0 | 0 | 0 | 0 | 29944.0262 | 0 | 0 | 0 | 0 | 0 | 0 | 0 | 2194915.0396 | 0 | 0 | 0 | 0 | 0 | 0 | 0 | 0 | 0 | 0 | 0 | -83051.4577 | 0 | 0 | 0 | 0 | 0 | 0 | 0 | 0 | 0 | -31370.0301 | 0 | 0 | 0 | 0 | 0 | 0 | 0 | 0
2016-08-03 11:00 | 0 | 0 | 0 | 0 | 321253.2406 | 0 | 465284 | 0 | 0 | 0 | 0 | 112995.484 | 0 | 0 | 0 | 0 | 0 | 0 | 0 | 1967832.8226 | 0 | 0 | 0 | 0 | 0 | 0 | 0 | 0 | 0 | 0 | 0 | 83051.4577 | 0 | 0 | 0 | 0 | 0 | 0 | 0 | 0 | 0 | -227082.2171 | 0 | 0 | 0 | 0 | 0 | 0 | 0 | 0
2016-08-03 12:00 | 0 | 0 | 0 | 0 | 225178.6448 | 41256.859 | 486959 | 0 | 0 | 0 | 0 | 29944.0262 | 0 | 0 | 0 | 0 | 0 | 0 | 0 | 1830360.784 | 0 | 0 | 0 | 0 | 0 | 0 | 0 | 0 | 0 | 0 | 0 | -83051.4577 | 0 | 0 | 0 | 0 | 0 | 0 | 0 | 0 | 0 | -137472.0386 | 0 | 0 | 0 | 0 | 0 | 0 | 0 | 0
2016-08-03 13:00 | 0 | 0 | 0 | 0 | 0 | 291102.2659 | 514567 | 0 | 0 | 0 | 0 | 75891.6602 | 0 | 0 | 0 | 0 | 0 | 0 | 0 | 1553194.5978 | 0 | 7753.8181 | 0 | 0 | 0 | 0 | 0 | 0 | 0 | 0 | 0 | 45947.6339 | 0 | 0 | 0 | 0 | 0 | 0 | 0 | 0 | 0 | -277166.1862 | 0 | 7753.8181 | 0 | 0 | 0 | 0 | 0 | 0
2016-08-03 14:00 | 0 | 0 | 0 | 0 | 266076.2043 | 515107.4071 | 547136 | 0 | 0 | 0 | 0 | 0 | 0 | 0 | 0 | 0 | 0 | 0 | 0 | 1830360.784 | 0 | 40526.9035 | 0 | 0 | 0 | 0 | 0 | 0 | 0 | 0 | 0 | -75891.6602 | 0 | 0 | 0 | 0 | 0 | 0 | 0 | 0 | 0 | 277166.1862 | 0 | 32773.0854 | 0 | 0 | 0 | 0 | 0 | 0
2016-08-03 15:00 | 0 | 0 | 0 | 0 | 0 | 657603.3784 | 580434 | 0 | 0 | 0 | 0 | 83051.4577 | 0 | 0 | 0 | 0 | 0 | 0 | 0 | 1857251.7901 | 0 | 7753.8181 | 0 | 0 | 0 | 0 | 0 | 0 | 0 | 0 | 0 | 83051.4577 | 0 | 0 | 0 | 0 | 0 | 0 | 0 | 0 | 0 | 26891.0061 | 0 | -32773.0854 | 0 | 0 | 0 | 0 | 0 | 0
2016-08-03 16:00 | 0 | 0 | 0 | 0 | 0 | 723258.9812 | 610440 | 0 | 0 | 0 | 0 | 0 | 0 | 0 | 0 | 0 | 0 | 0 | 0 | 2053122.229 | 0 | 7753.8181 | 0 | 0 | 0 | 0 | 0 | 0 | 0 | 0 | 0 | -83051.4577 | 0 | 0 | 0 | 0 | 0 | 0 | 0 | 0 | 0 | 195870.4389 | 0 | 0 | 0 | 0 | 0 | 0 | 0 | 0
2016-08-03 17:00 | 0 | 0 | 0 | 0 | 297305.3572 | 731709.372 | 636024 | 0 | 0 | 0 | 0 | 83051.4577 | 0 | 0 | 0 | 0 | 0 | 0 | 0 | 2330288.4151 | 0 | 40526.9035 | 0 | 0 | 0 | 0 | 0 | 0 | 0 | 0 | 0 | 83051.4577 | 0 | 0 | 0 | 0 | 0 | 0 | 0 | 0 | 0 | 277166.1862 | 0 | 32773.0854 | 0 | 0 | 0 | 0 | 0 | 0
2016-08-03 18:00 | 0 | 0 | 0 | 0 | 100063.9665 | 717697.6766 | 656420 | 0 | 0 | 0 | 0 | 0 | 0 | 0 | 0 | 0 | 0 | 0 | 0 | 2607454.6013 | 0 | 7753.8181 | 0 | 0 | 0 | 0 | 0 | 0 | 0 | 0 | 0 | -83051.4577 | 0 | 0 | 0 | 0 | 0 | 0 | 0 | 0 | 0 | 277166.1862 | 0 | -32773.0854 | 0 | 0 | 0 | 0 | 0 | 0
2016-08-03 19:00 | 0 | 0 | 0 | 0 | 0 | 693038.2969 | 671477 | 0 | 0 | 0 | 0 | 0 | 0 | 0 | 0 | 0 | 0 | 0 | 0 | 2629015.8982 | 0 | 7753.8181 | 0 | 0 | 0 | 0 | 0 | 0 | 0 | 0 | 0 | 0 | 0 | 0 | 0 | 0 | 0 | 0 | 0 | 0 | 0 | 21561.2969 | 0 | 0 | 0 | 0 | 0 | 0 | 0 | 0
2016-08-03 20:00 | 0 | 0 | 0 | 0 | 398325.9027 | 663720.7919 | 681036 | 0 | 0 | 0 | 0 | 83051.4577 | 0 | 0 | 0 | 0 | 0 | 0 | 0 | 2894202.0497 | 0 | 40526.9035 | 0 | 0 | 0 | 0 | 0 | 0 | 0 | 0 | 0 | 83051.4577 | 0 | 0 | 0 | 0 | 0 | 0 | 0 | 0 | 0 | 265186.1515 | 0 | 32773.0854 | 0 | 0 | 0 | 0 | 0 | 0
2016-08-03 21:00 | 0 | 0 | 0 | 0 | 0 | 625663.8045 | 683380 | 0 | 0 | 0 | 0 | 0 | 0 | 0 | 0 | 0 | 0 | 0 | 0 | 2952310.3973 | 0 | 7753.8181 | 0 | 0 | 0 | 0 | 0 | 0 | 0 | 0 | 0 | -83051.4577 | 0 | 0 | 0 | 0 | 0 | 0 | 0 | 0 | 0 | 58108.3476 | 0 | -32773.0854 | 0 | 0 | 0 | 0 | 0 | 0
2016-08-03 22:00 | 0 | 0 | 0 | 0 | 0 | 577321.8119 | 677806 | 0 | 0 | 0 | 0 | 83051.4577 | 0 | 0 | 0 | 0 | 0 | 0 | 0 | 2776528.5696 | 0 | 0 | 0 | 0 | 0 | 0 | 0 | 0 | 0 | 0 | 0 | 83051.4577 | 0 | 0 | 0 | 0 | 0 | 0 | 0 | 0 | 0 | -175781.8277 | 0 | -7753.8181 | 0 | 0 | 0 | 0 | 0 | 0
2016-08-03 23:00 | 0 | 0 | 0 | 0 | 479856.3242 | 485898.2541 | 663640 | 0 | 0 | 0 | 0 | 166102.9154 | 0 | 0 | 0 | 0 | 0 | 0 | 0 | 2995591.6902 | 0 | 0 | 0 | 0 | 0 | 0 | 0 | 0 | 0 | 0 | 0 | 83051.4577 | 0 | 0 | 0 | 0 | 0 | 0 | 0 | 0 | 0 | 219063.1206 | 0 | 0 | 0 | 0 | 0 | 0 | 0 | 0
2016-08-04 | 0 | 0 | 0 | 0 | 0 | 349084.0421 | 647265 | 0 | 0 | 0 | 0 | 83051.4577 | 0 | 0 | 0 | 0 | 0 | 0 | 0 | 2780462.1901 | 0 | 0 | 0 | 0 | 0 | 0 | 0 | 0 | 0 | 0 | 0 | -83051.4577 | 0 | 0 | 0 | 0 | 0 | 0 | 0 | 0 | 0 | -215129.5002 | 0 | 0 | 0 | 0 | 0 | 0 | 0 | 0
2016-08-04 01:00 | 0 | 0 | 0 | 0 | 682591.4707 | 162949.5863 | 629193 | 0 | 0 | 0 | 0 | 166102.9154 | 0 | 0 | 0 | 0 | 0 | 0 | 0 | 2913758.7894 | 0 | 0 | 0 | 0 | 0 | 0 | 0 | 0 | 0 | 0 | 0 | 83051.4577 | 0 | 0 | 0 | 0 | 0 | 0 | 0 | 0 | 0 | 133296.5993 | 0 | 0 | 0 | 0 | 0 | 0 | 0 | 0
2016-08-04 02:00 | 0 | 0 | 0 | 0 | 737573.9171 | 7917.5005 | 597187 | 0 | 0 | 0 | 0 | 83051.4577 | 0 | 0 | 0 | 0 | 0 | 0 | 0 | 3145114.6647 | 0 | 0 | 0 | 0 | 0 | 0 | 0 | 0 | 0 | 0 | 0 | -83051.4577 | 0 | 0 | 0 | 0 | 0 | 0 | 0 | 0 | 0 | 231355.8753 | 0 | 0 | 0 | 0 | 0 | 0 | 0 | 0
2016-08-04 03:00 | 0 | 0 | 0 | 0 | 718216.7796 | 0 | 558357 | 0 | 0 | 0 | 0 | 166102.9154 | 0 | 0 | 0 | 0 | 0 | 0 | 0 | 3221922.9866 | 0 | 0 | 0 | 0 | 0 | 0 | 0 | 0 | 0 | 0 | 0 | 83051.4577 | 0 | 0 | 0 | 0 | 0 | 0 | 0 | 0 | 0 | 76808.3219 | 0 | 0 | 0 | 0 | 0 | 0 | 0 | 0
2016-08-04 04:00 | 0 | 0 | 0 | 0 | 161109.3561 | 0 | 521327 | 0 | 0 | 0 | 0 | 83051.4577 | 0 | 0 | 0 | 0 | 0 | 0 | 0 | 2944756.8004 | 0 | 0 | 0 | 0 | 0 | 0 | 0 | 0 | 0 | 0 | 0 | -83051.4577 | 0 | 0 | 0 | 0 | 0 | 0 | 0 | 0 | 0 | -277166.1862 | 0 | 0 | 0 | 0 | 0 | 0 | 0 | 0
2016-08-04 05:00 | 0 | 0 | 0 | 0 | 644847.5048 | 0 | 490549 | 0 | 0 | 0 | 0 | 166102.9154 | 0 | 0 | 0 | 0 | 0 | 0 | 0 | 3016003.8475 | 0 | 0 | 0 | 0 | 0 | 0 | 0 | 0 | 0 | 0 | 0 | 83051.4577 | 0 | 0 | 0 | 0 | 0 | 0 | 0 | 0 | 0 | 71247.047 | 0 | 0 | 0 | 0 | 0 | 0 | 0 | 0
2016-08-04 06:00 | 0 | 0 | 0 | 0 | 620511.4284 | 0 | 462055 | 0 | 0 | 0 | 0 | 83051.4577 | 0 | 0 | 0 | 0 | 0 | 0 | 0 | 3257511.7336 | 0 | 0 | 0 | 0 | 0 | 0 | 0 | 0 | 0 | 0 | 0 | -83051.4577 | 0 | 0 | 0 | 0 | 0 | 0 | 0 | 0 | 0 | 241507.8861 | 0 | 0 | 0 | 0 | 0 | 0 | 0 | 0
2016-08-04 07:00 | 0 | 0 | 0 | 0 | 593178.5747 | 0 | 443032 | 0 | 0 | 0 | 0 | 166102.9154 | 0 | 0 | 0 | 0 | 0 | 0 | 0 | 3324606.8506 | 0 | 0 | 0 | 0 | 0 | 0 | 0 | 0 | 0 | 0 | 0 | 83051.4577 | 0 | 0 | 0 | 0 | 0 | 0 | 0 | 0 | 0 | 67095.117 | 0 | 0 | 0 | 0 | 0 | 0 | 0 | 0
2016-08-04 08:00 | 0 | 0 | 0 | 0 | 566007.901 | 0 | 433845 | 0 | 0 | 0 | 0 | 83051.4577 | 0 | 0 | 0 | 0 | 0 | 0 | 0 | 3539821.2092 | 0 | 0 | 0 | 0 | 0 | 0 | 0 | 0 | 0 | 0 | 0 | -83051.4577 | 0 | 0 | 0 | 0 | 0 | 0 | 0 | 0 | 0 | 215214.3587 | 0 | 0 | 0 | 0 | 0 | 0 | 0 | 0
2016-08-04 09:00 | 0 | 0 | 0 | 0 | 532826.5726 | 0 | 436996 | 0 | 0 | 0 | 0 | 166102.9154 | 0 | 0 | 0 | 0 | 0 | 0 | 0 | 3552600.3241 | 0 | 0 | 0 | 0 | 0 | 0 | 0 | 0 | 0 | 0 | 0 | 83051.4577 | 0 | 0 | 0 | 0 | 0 | 0 | 0 | 0 | 0 | 12779.1149 | 0 | 0 | 0 | 0 | 0 | 0 | 0 | 0
2016-08-04 10:00 | 0 | 0 | 0 | 0 | 510002.5321 | 0 | 452952 | 0 | 0 | 0 | 0 | 249154.3731 | 0 | 0 | 0 | 0 | 0 | 0 | 0 | 3526599.3985 | 0 | 0 | 0 | 0 | 0 | 0 | 0 | 0 | 0 | 0 | 0 | 83051.4577 | 0 | 0 | 0 | 0 | 0 | 0 | 0 | 0 | 0 | -26000.9256 | 0 | 0 | 0 | 0 | 0 | 0 | 0 | 0
2016-08-04 11:00 | 0 | 0 | 0 | 0 | 478737.9723 | 0 | 471032 | 0 | 0 | 0 | 0 | 166102.9154 | 0 | 0 | 0 | 0 | 0 | 0 | 0 | 3617356.8285 | 0 | 0 | 0 | 0 | 0 | 0 | 0 | 0 | 0 | 0 | 0 | -83051.4577 | 0 | 0 | 0 | 0 | 0 | 0 | 0 | 0 | 0 | 90757.43 | 0 | 0 | 0 | 0 | 0 | 0 | 0 | 0
2016-08-04 12:00 | 0 | 0 | 0 | 0 | 88126.2654 | 44413.0907 | 492757 | 0 | 0 | 0 | 0 | 83051.4577 | 0 | 0 | 0 | 0 | 0 | 0 | 0 | 3340190.6423 | 0 | 0 | 0 | 0 | 0 | 0 | 0 | 0 | 0 | 0 | 0 | -83051.4577 | 0 | 0 | 0 | 0 | 0 | 0 | 0 | 0 | 0 | -277166.1862 | 0 | 0 | 0 | 0 | 0 | 0 | 0 | 0
2016-08-04 13:00 | 0 | 0 | 0 | 0 | 396043.9495 | 289570.4898 | 520777 | 0 | 0 | 0 | 0 | 166102.9154 | 0 | 0 | 0 | 0 | 0 | 0 | 0 | 3421976.6239 | 0 | 0 | 0 | 0 | 0 | 0 | 0 | 0 | 0 | 0 | 0 | 83051.4577 | 0 | 0 | 0 | 0 | 0 | 0 | 0 | 0 | 0 | 81785.9816 | 0 | 0 | 0 | 0 | 0 | 0 | 0 | 0
2016-08-04 14:00 | 0 | 0 | 0 | 0 | 224376.7529 | 524704.9756 | 554967 | 0 | 0 | 0 | 0 | 83051.4577 | 0 | 0 | 0 | 0 | 0 | 0 | 0 | 3699142.8101 | 0 | 0 | 0 | 0 | 0 | 0 | 0 | 0 | 0 | 0 | 0 | -83051.4577 | 0 | 0 | 0 | 0 | 0 | 0 | 0 | 0 | 0 | 277166.1862 | 0 | 0 | 0 | 0 | 0 | 0 | 0 | 0
2016-08-04 15:00 | 0 | 0 | 0 | 0 | 285711.4537 | 662693.1902 | 588187 | 0 | 0 | 0 | 0 | 166102.9154 | 0 | 0 | 0 | 0 | 0 | 0 | 0 | 3976308.9963 | 0 | 0 | 0 | 0 | 0 | 0 | 0 | 0 | 0 | 0 | 0 | 83051.4577 | 0 | 0 | 0 | 0 | 0 | 0 | 0 | 0 | 0 | 277166.1862 | 0 | 0 | 0 | 0 | 0 | 0 | 0 | 0
2016-08-04 16:00 | 0 | 0 | 0 | 0 | 0 | 732559.0451 | 616495 | 0 | 0 | 0 | 0 | 83051.4577 | 0 | 0 | 0 | 0 | 0 | 0 | 0 | 4175424.499 | 0 | 0 | 0 | 0 | 0 | 0 | 0 | 0 | 0 | 0 | 0 | -83051.4577 | 0 | 0 | 0 | 0 | 0 | 0 | 0 | 0 | 0 | 199115.5028 | 0 | 0 | 0 | 0 | 0 | 0 | 0 | 0
2016-08-04 17:00 | 0 | 0 | 0 | 0 | 253144.0618 | 747361.5821 | 640288 | 0 | 0 | 0 | 0 | 166102.9154 | 0 | 0 | 0 | 0 | 0 | 0 | 0 | 4452590.6852 | 0 | 0 | 0 | 0 | 0 | 0 | 0 | 0 | 0 | 0 | 0 | 83051.4577 | 0 | 0 | 0 | 0 | 0 | 0 | 0 | 0 | 0 | 277166.1862 | 0 | 0 | 0 | 0 | 0 | 0 | 0 | 0
2016-08-04 18:00 | 0 | 0 | 0 | 0 | 0 | 734346.7764 | 658458 | 0 | 0 | 0 | 0 | 83051.4577 | 0 | 0 | 0 | 0 | 0 | 0 | 0 | 4611530.9193 | 0 | 0 | 0 | 0 | 0 | 0 | 0 | 0 | 0 | 0 | 0 | -83051.4577 | 0 | 0 | 0 | 0 | 0 | 0 | 0 | 0 | 0 | 158940.2341 | 0 | 0 | 0 | 0 | 0 | 0 | 0 | 0
2016-08-04 19:00 | 0 | 0 | 0 | 0 | 0 | 711022.3043 | 670155 | 0 | 0 | 0 | 0 | 166102.9154 | 0 | 0 | 0 | 0 | 0 | 0 | 0 | 4569346.7658 | 0 | 0 | 0 | 0 | 0 | 0 | 0 | 0 | 0 | 0 | 0 | 83051.4577 | 0 | 0 | 0 | 0 | 0 | 0 | 0 | 0 | 0 | -42184.1534 | 0 | 0 | 0 | 0 | 0 | 0 | 0 | 0
2016-08-04 20:00 | 0 | 0 | 0 | 0 | 183627.3717 | 687486.3568 | 676999 | 0 | 0 | 0 | 0 | 83051.4577 | 0 | 0 | 0 | 0 | 0 | 0 | 0 | 4846512.952 | 0 | 0 | 0 | 0 | 0 | 0 | 0 | 0 | 0 | 0 | 0 | -83051.4577 | 0 | 0 | 0 | 0 | 0 | 0 | 0 | 0 | 0 | 277166.1862 | 0 | 0 | 0 | 0 | 0 | 0 | 0 | 0
2016-08-04 21:00 | 0 | 0 | 0 | 0 | 0 | 651973.7152 | 678514 | 0 | 0 | 0 | 0 | 0 | 0 | 0 | 0 | 0 | 0 | 0 | 0 | 4903024.1249 | 0 | 0 | 0 | 0 | 0 | 0 | 0 | 0 | 0 | 0 | 0 | -83051.4577 | 0 | 0 | 0 | 0 | 0 | 0 | 0 | 0 | 0 | 56511.1729 | 0 | 0 | 0 | 0 | 0 | 0 | 0 | 0
2016-08-04 22:00 | 0 | 0 | 0 | 0 | 333980.5471 | 597036.5753 | 672659 | 0 | 0 | 0 | 0 | 83051.4577 | 0 | 0 | 0 | 0 | 0 | 0 | 0 | 5078330.7895 | 0 | 0 | 0 | 0 | 0 | 0 | 0 | 0 | 0 | 0 | 0 | 83051.4577 | 0 | 0 | 0 | 0 | 0 | 0 | 0 | 0 | 0 | 175306.6647 | 0 | 0 | 0 | 0 | 0 | 0 | 0 | 0
2016-08-04 23:00 | 0 | 0 | 0 | 0 | 320176.4669 | 498319.0291 | 657579 | 0 | 0 | 0 | 0 | 166102.9154 | 0 | 0 | 0 | 0 | 0 | 0 | 0 | 5156195.8279 | 0 | 0 | 0 | 0 | 0 | 0 | 0 | 0 | 0 | 0 | 0 | 83051.4577 | 0 | 0 | 0 | 0 | 0 | 0 | 0 | 0 | 0 | 77865.0383 | 0 | 0 | 0 | 0 | 0 | 0 | 0 | 0
2016-08-05 | 0 | 0 | 0 | 0 | 320982.0245 | 349206.664 | 641092 | 0 | 0 | 0 | 0 | 249154.3731 | 0 | 0 | 0 | 0 | 0 | 0 | 0 | 5102241.0586 | 0 | 0 | 0 | 0 | 0 | 0 | 0 | 0 | 0 | 0 | 0 | 83051.4577 | 0 | 0 | 0 | 0 | 0 | 0 | 0 | 0 | 0 | -53954.7693 | 0 | 0 | 0 | 0 | 0 | 0 | 0 | 0
2016-08-05 01:00 | 0 | 0 | 0 | 0 | 281580.5982 | 147783.6733 | 623479 | 0 | 0 | 0 | 0 | 332205.8308 | 0 | 0 | 0 | 0 | 0 | 0 | 0 | 4825074.8724 | 0 | 0 | 0 | 0 | 0 | 0 | 0 | 0 | 0 | 0 | 0 | 83051.4577 | 0 | 0 | 0 | 0 | 0 | 0 | 0 | 0 | 0 | -277166.1862 | 0 | 0 | 0 | 0 | 0 | 0 | 0 | 0
2016-08-05 02:00 | 0 | 0 | 0 | 0 | 474143.5046 | 7159.2146 | 592327 | 0 | 0 | 0 | 0 | 249154.3731 | 0 | 0 | 0 | 0 | 0 | 0 | 0 | 4797102.0493 | 0 | 0 | 0 | 0 | 0 | 0 | 0 | 0 | 0 | 0 | 0 | -83051.4577 | 0 | 0 | 0 | 0 | 0 | 0 | 0 | 0 | 0 | -27972.8232 | 0 | 0 | 0 | 0 | 0 | 0 | 0 | 0
2016-08-05 03:00 | 0 | 0 | 0 | 0 | 360817.2715 | 0 | 554932 | 0 | 0 | 0 | 0 | 332205.8308 | 0 | 0 | 0 | 0 | 0 | 0 | 0 | 4519935.8631 | 0 | 0 | 0 | 0 | 0 | 0 | 0 | 0 | 0 | 0 | 0 | 83051.4577 | 0 | 0 | 0 | 0 | 0 | 0 | 0 | 0 | 0 | -277166.1862 | 0 | 0 | 0 | 0 | 0 | 0 | 0 | 0
2016-08-05 04:00 | 0 | 0 | 0 | 0 | 464791.273 | 0 | 518997 | 0 | 0 | 0 | 0 | 249154.3731 | 0 | 0 | 0 | 0 | 0 | 0 | 0 | 4548781.5938 | 0 | 0 | 0 | 0 | 0 | 0 | 0 | 0 | 0 | 0 | 0 | -83051.4577 | 0 | 0 | 0 | 0 | 0 | 0 | 0 | 0 | 0 | 28845.7307 | 0 | 0 | 0 | 0 | 0 | 0 | 0 | 0
2016-08-05 05:00 | 0 | 0 | 0 | 0 | 293040.2715 | 0 | 487155 | 0 | 0 | 0 | 0 | 332205.8308 | 0 | 0 | 0 | 0 | 0 | 0 | 0 | 4271615.4077 | 0 | 0 | 0 | 0 | 0 | 0 | 0 | 0 | 0 | 0 | 0 | 83051.4577 | 0 | 0 | 0 | 0 | 0 | 0 | 0 | 0 | 0 | -277166.1862 | 0 | 0 | 0 | 0 | 0 | 0 | 0 | 0
2016-08-05 06:00 | 0 | 0 | 0 | 0 | 397131.4541 | 0 | 461710 | 0 | 0 | 0 | 0 | 249154.3731 | 0 | 0 | 0 | 0 | 0 | 0 | 0 | 4290088.3195 | 0 | 0 | 0 | 0 | 0 | 0 | 0 | 0 | 0 | 0 | 0 | -83051.4577 | 0 | 0 | 0 | 0 | 0 | 0 | 0 | 0 | 0 | 18472.9118 | 0 | 0 | 0 | 0 | 0 | 0 | 0 | 0
2016-08-05 07:00 | 0 | 0 | 0 | 0 | 364135.4981 | 0 | 444178 | 0 | 0 | 0 | 0 | 332205.8308 | 0 | 0 | 0 | 0 | 0 | 0 | 0 | 4126994.3598 | 0 | 0 | 0 | 0 | 0 | 0 | 0 | 0 | 0 | 0 | 0 | 83051.4577 | 0 | 0 | 0 | 0 | 0 | 0 | 0 | 0 | 0 | -163093.9596 | 0 | 0 | 0 | 0 | 0 | 0 | 0 | 0
2016-08-05 08:00 | 0 | 0 | 0 | 0 | 339937.9051 | 0 | 434777 | 0 | 0 | 0 | 0 | 249154.3731 | 0 | 0 | 0 | 0 | 0 | 0 | 0 | 4115206.7226 | 0 | 0 | 0 | 0 | 0 | 0 | 0 | 0 | 0 | 0 | 0 | -83051.4577 | 0 | 0 | 0 | 0 | 0 | 0 | 0 | 0 | 0 | -11787.6372 | 0 | 0 | 0 | 0 | 0 | 0 | 0 | 0
2016-08-05 09:00 | 0 | 0 | 0 | 0 | 293958.5502 | 0 | 437450 | 0 | 0 | 0 | 0 | 332205.8308 | 0 | 0 | 0 | 0 | 0 | 0 | 0 | 3888663.8151 | 0 | 0 | 0 | 0 | 0 | 0 | 0 | 0 | 0 | 0 | 0 | 83051.4577 | 0 | 0 | 0 | 0 | 0 | 0 | 0 | 0 | 0 | -226542.9075 | 0 | 0 | 0 | 0 | 0 | 0 | 0 | 0
2016-08-05 10:00 | 0 | 0 | 0 | 0 | 248247.2555 | 0 | 450978 | 0 | 0 | 0 | 0 | 249154.3731 | 0 | 0 | 0 | 0 | 0 | 0 | 0 | 3768984.5283 | 0 | 0 | 0 | 0 | 0 | 0 | 0 | 0 | 0 | 0 | 0 | -83051.4577 | 0 | 0 | 0 | 0 | 0 | 0 | 0 | 0 | 0 | -119679.2868 | 0 | 0 | 0 | 0 | 0 | 0 | 0 | 0
2016-08-05 11:00 | 0 | 0 | 0 | 0 | 207392.5159 | 0 | 467665 | 0 | 0 | 0 | 0 | 266048.0752 | 0 | 0 | 0 | 0 | 0 | 0 | 0 | 3491818.3421 | 0 | 0 | 0 | 0 | 0 | 0 | 0 | 0 | 0 | 0 | 0 | 16893.7021 | 0 | 0 | 0 | 0 | 0 | 0 | 0 | 0 | 0 | -277166.1862 | 0 | 0 | 0 | 0 | 0 | 0 | 0 | 0
2016-08-05 12:00 | 0 | 0 | 0 | 0 | 129972.3642 | 46649.9039 | 489571 | 0 | 0 | 0 | 0 | 182996.6175 | 0 | 0 | 0 | 0 | 0 | 0 | 0 | 3261921.0679 | 0 | 0 | 0 | 0 | 0 | 0 | 0 | 0 | 0 | 0 | 0 | -83051.4577 | 0 | 0 | 0 | 0 | 0 | 0 | 0 | 0 | 0 | -229897.2742 | 0 | 0 | 0 | 0 | 0 | 0 | 0 | 0
2016-08-05 13:00 | 0 | 0 | 0 | 0 | 111855.7894 | 294699.2093 | 517694 | 0 | 0 | 0 | 0 | 266048.0752 | 0 | 0 | 0 | 0 | 0 | 0 | 0 | 3059976.7908 | 0 | 7753.8181 | 0 | 0 | 0 | 0 | 0 | 0 | 0 | 0 | 0 | 83051.4577 | 0 | 0 | 0 | 0 | 0 | 0 | 0 | 0 | 0 | -201944.2771 | 0 | 7753.8181 | 0 | 0 | 0 | 0 | 0 | 0
2016-08-05 14:00 | 0 | 0 | 0 | 0 | 119136.6038 | 546469.1688 | 548878 | 0 | 0 | 0 | 0 | 182996.6175 | 0 | 0 | 0 | 0 | 0 | 0 | 0 | 3226982.9357 | 0 | 40526.9035 | 0 | 0 | 0 | 0 | 0 | 0 | 0 | 0 | 0 | -83051.4577 | 0 | 0 | 0 | 0 | 0 | 0 | 0 | 0 | 0 | 167006.1449 | 0 | 32773.0854 | 0 | 0 | 0 | 0 | 0 | 0
2016-08-05 15:00 | 0 | 0 | 0 | 0 | 0 | 679526.1992 | 579384 | 0 | 0 | 0 | 0 | 266048.0752 | 0 | 0 | 0 | 0 | 0 | 0 | 0 | 3276846.7625 | 0 | 7753.8181 | 0 | 0 | 0 | 0 | 0 | 0 | 0 | 0 | 0 | 83051.4577 | 0 | 0 | 0 | 0 | 0 | 0 | 0 | 0 | 0 | 49863.8268 | 0 | -32773.0854 | 0 | 0 | 0 | 0 | 0 | 0
2016-08-05 16:00 | 0 | 0 | 0 | 0 | 102722.7713 | 734057.9831 | 605984 | 0 | 0 | 0 | 0 | 349099.5329 | 0 | 0 | 0 | 0 | 0 | 0 | 0 | 3391818.9738 | 0 | 40526.9035 | 0 | 0 | 0 | 0 | 0 | 0 | 0 | 0 | 0 | 83051.4577 | 0 | 0 | 0 | 0 | 0 | 0 | 0 | 0 | 0 | 114972.2113 | 0 | 32773.0854 | 0 | 0 | 0 | 0 | 0 | 0
2016-08-05 17:00 | 0 | 0 | 0 | 0 | 82484.1052 | 740860.6233 | 629230 | 0 | 0 | 0 | 0 | 266048.0752 | 0 | 0 | 0 | 0 | 0 | 0 | 0 | 3668985.16 | 0 | 40526.9035 | 0 | 0 | 0 | 0 | 0 | 0 | 0 | 0 | 0 | -83051.4577 | 0 | 0 | 0 | 0 | 0 | 0 | 0 | 0 | 0 | 277166.1862 | 0 | 0 | 0 | 0 | 0 | 0 | 0 | 0
2016-08-05 18:00 | 0 | 0 | 0 | 0 | 109081.1233 | 724309.3467 | 646679 | 0 | 0 | 0 | 0 | 182996.6175 | 0 | 0 | 0 | 0 | 0 | 0 | 0 | 3938748.0877 | 0 | 40526.9035 | 0 | 0 | 0 | 0 | 0 | 0 | 0 | 0 | 0 | -83051.4577 | 0 | 0 | 0 | 0 | 0 | 0 | 0 | 0 | 0 | 269762.9277 | 0 | 0 | 0 | 0 | 0 | 0 | 0 | 0
2016-08-05 19:00 | 0 | 0 | 0 | 0 | 0 | 702425.8316 | 657913 | 0 | 0 | 0 | 0 | 266048.0752 | 0 | 0 | 0 | 0 | 0 | 0 | 0 | 3900209.4616 | 0 | 40526.9035 | 0 | 0 | 0 | 0 | 0 | 0 | 0 | 0 | 0 | 83051.4577 | 0 | 0 | 0 | 0 | 0 | 0 | 0 | 0 | 0 | -38538.6261 | 0 | 0 | 0 | 0 | 0 | 0 | 0 | 0
2016-08-05 20:00 | 0 | 0 | 0 | 0 | 123680.9183 | 679385.8942 | 662883 | 0 | 0 | 0 | 0 | 293099.2481 | 0 | 0 | 0 | 0 | 0 | 0 | 0 | 4021095.9192 | 0 | 32773.0854 | 0 | 0 | 0 | 0 | 0 | 0 | 0 | 0 | 0 | 27051.1729 | 0 | 0 | 0 | 0 | 0 | 0 | 0 | 0 | 0 | 120886.4576 | 0 | -7753.8181 | 0 | 0 | 0 | 0 | 0 | 0
2016-08-05 21:00 | 0 | 0 | 0 | 0 | 0 | 643188.2726 | 661113 | 0 | 0 | 0 | 0 | 376150.7058 | 0 | 0 | 0 | 0 | 0 | 0 | 0 | 3952892.8195 | 0 | 0 | 0 | 0 | 0 | 0 | 0 | 0 | 0 | 0 | 0 | 83051.4577 | 0 | 0 | 0 | 0 | 0 | 0 | 0 | 0 | 0 | -68203.0997 | 0 | -32773.0854 | 0 | 0 | 0 | 0 | 0 | 0
2016-08-05 22:00 | 0 | 0 | 0 | 0 | 139651.477 | 590196.2979 | 651147 | 0 | 0 | 0 | 0 | 293099.2481 | 0 | 0 | 0 | 0 | 0 | 0 | 0 | 4114645.0521 | 0 | 0 | 0 | 0 | 0 | 0 | 0 | 0 | 0 | 0 | 0 | -83051.4577 | 0 | 0 | 0 | 0 | 0 | 0 | 0 | 0 | 0 | 161752.2326 | 0 | 0 | 0 | 0 | 0 | 0 | 0 | 0
2016-08-05 23:00 | 0 | 0 | 0 | 0 | 0 | 503113.1033 | 634076 | 0 | 0 | 0 | 0 | 376150.7058 | 0 | 0 | 0 | 0 | 0 | 0 | 0 | 3900630.6977 | 0 | 0 | 0 | 0 | 0 | 0 | 0 | 0 | 0 | 0 | 0 | 83051.4577 | 0 | 0 | 0 | 0 | 0 | 0 | 0 | 0 | 0 | -214014.3544 | 0 | 0 | 0 | 0 | 0 | 0 | 0 | 0
2016-08-06 | 0 | 0 | 0 | 0 | 188829.4022 | 365555.8957 | 616767 | 0 | 0 | 0 | 0 | 293099.2481 | 0 | 0 | 0 | 0 | 0 | 0 | 0 | 3921300.4533 | 0 | 0 | 0 | 0 | 0 | 0 | 0 | 0 | 0 | 0 | 0 | -83051.4577 | 0 | 0 | 0 | 0 | 0 | 0 | 0 | 0 | 0 | 20669.7556 | 0 | 0 | 0 | 0 | 0 | 0 | 0 | 0
2016-08-06 01:00 | 0 | 0 | 0 | 0 | 308753.54 | 164367.7228 | 600353 | 0 | 0 | 0 | 0 | 376150.7058 | 0 | 0 | 0 | 0 | 0 | 0 | 0 | 3711017.2584 | 0 | 0 | 0 | 0 | 0 | 0 | 0 | 0 | 0 | 0 | 0 | 83051.4577 | 0 | 0 | 0 | 0 | 0 | 0 | 0 | 0 | 0 | -210283.1949 | 0 | 0 | 0 | 0 | 0 | 0 | 0 | 0
2016-08-06 02:00 | 0 | 0 | 0 | 0 | 396880.9014 | 5985.2602 | 573118 | 0 | 0 | 0 | 0 | 293099.2481 | 0 | 0 | 0 | 0 | 0 | 0 | 0 | 3623816.8778 | 0 | 0 | 0 | 0 | 0 | 0 | 0 | 0 | 0 | 0 | 0 | -83051.4577 | 0 | 0 | 0 | 0 | 0 | 0 | 0 | 0 | 0 | -87200.3806 | 0 | 0 | 0 | 0 | 0 | 0 | 0 | 0
2016-08-06 03:00 | 0 | 0 | 0 | 0 | 179359.3561 | 0 | 539577 | 0 | 0 | 0 | 0 | 210047.7904 | 0 | 0 | 0 | 0 | 0 | 0 | 0 | 3346650.6916 | 0 | 0 | 0 | 0 | 0 | 0 | 0 | 0 | 0 | 0 | 0 | -83051.4577 | 0 | 0 | 0 | 0 | 0 | 0 | 0 | 0 | 0 | -277166.1862 | 0 | 0 | 0 | 0 | 0 | 0 | 0 | 0
2016-08-06 04:00 | 0 | 0 | 0 | 0 | 387945.9143 | 0 | 506865 | 0 | 0 | 0 | 0 | 126996.3327 | 0 | 0 | 0 | 0 | 0 | 0 | 0 | 3310783.0636 | 0 | 0 | 0 | 0 | 0 | 0 | 0 | 0 | 0 | 0 | 0 | -83051.4577 | 0 | 0 | 0 | 0 | 0 | 0 | 0 | 0 | 0 | -35867.628 | 0 | 0 | 0 | 0 | 0 | 0 | 0 | 0
2016-08-06 05:00 | 0 | 0 | 0 | 0 | 283384.2715 | 0 | 477499 | 0 | 0 | 0 | 0 | 210047.7904 | 0 | 0 | 0 | 0 | 0 | 0 | 0 | 3033616.8774 | 0 | 0 | 0 | 0 | 0 | 0 | 0 | 0 | 0 | 0 | 0 | 83051.4577 | 0 | 0 | 0 | 0 | 0 | 0 | 0 | 0 | 0 | -277166.1862 | 0 | 0 | 0 | 0 | 0 | 0 | 0 | 0
2016-08-06 06:00 | 0 | 0 | 0 | 0 | 351847.8061 | 0 | 453173 | 0 | 0 | 0 | 0 | 126996.3327 | 0 | 0 | 0 | 0 | 0 | 0 | 0 | 3015343.1412 | 0 | 0 | 0 | 0 | 0 | 0 | 0 | 0 | 0 | 0 | 0 | -83051.4577 | 0 | 0 | 0 | 0 | 0 | 0 | 0 | 0 | 0 | -18273.7362 | 0 | 0 | 0 | 0 | 0 | 0 | 0 | 0
2016-08-06 07:00 | 0 | 0 | 0 | 0 | 241103.2715 | 0 | 435218 | 0 | 0 | 0 | 0 | 210047.7904 | 0 | 0 | 0 | 0 | 0 | 0 | 0 | 2738176.955 | 0 | 0 | 0 | 0 | 0 | 0 | 0 | 0 | 0 | 0 | 0 | 83051.4577 | 0 | 0 | 0 | 0 | 0 | 0 | 0 | 0 | 0 | -277166.1862 | 0 | 0 | 0 | 0 | 0 | 0 | 0 | 0
2016-08-06 08:00 | 0 | 0 | 0 | 0 | 319723.0015 | 0 | 423260 | 0 | 0 | 0 | 0 | 126996.3327 | 0 | 0 | 0 | 0 | 0 | 0 | 0 | 2717691.4142 | 0 | 0 | 0 | 0 | 0 | 0 | 0 | 0 | 0 | 0 | 0 | -83051.4577 | 0 | 0 | 0 | 0 | 0 | 0 | 0 | 0 | 0 | -20485.5408 | 0 | 0 | 0 | 0 | 0 | 0 | 0 | 0
2016-08-06 09:00 | 0 | 0 | 0 | 0 | 224873.2715 | 0 | 418988 | 0 | 0 | 0 | 0 | 210047.7904 | 0 | 0 | 0 | 0 | 0 | 0 | 0 | 2440525.2281 | 0 | 0 | 0 | 0 | 0 | 0 | 0 | 0 | 0 | 0 | 0 | 83051.4577 | 0 | 0 | 0 | 0 | 0 | 0 | 0 | 0 | 0 | -277166.1862 | 0 | 0 | 0 | 0 | 0 | 0 | 0 | 0
2016-08-06 10:00 | 0 | 0 | 0 | 0 | 260021.4561 | 0 | 419093 | 0 | 0 | 0 | 0 | 126996.3327 | 0 | 0 | 0 | 0 | 0 | 0 | 0 | 2364505.1418 | 0 | 0 | 0 | 0 | 0 | 0 | 0 | 0 | 0 | 0 | 0 | -83051.4577 | 0 | 0 | 0 | 0 | 0 | 0 | 0 | 0 | 0 | -76020.0862 | 0 | 0 | 0 | 0 | 0 | 0 | 0 | 0
2016-08-06 11:00 | 0 | 0 | 0 | 0 | 231016.5654 | 0 | 424830 | 0 | 0 | 0 | 0 | 210047.7904 | 0 | 0 | 0 | 0 | 0 | 0 | 0 | 2087640.2495 | 0 | 0 | 0 | 0 | 0 | 0 | 0 | 0 | 0 | 0 | 0 | 83051.4577 | 0 | 0 | 0 | 0 | 0 | 0 | 0 | 0 | 0 | -276864.8923 | 0 | 0 | 0 | 0 | 0 | 0 | 0 | 0
2016-08-06 12:00 | 0 | 0 | 0 | 0 | 137492.2689 | 32422.9689 | 443533 | 0 | 0 | 0 | 0 | 126996.3327 | 0 | 0 | 0 | 0 | 0 | 0 | 0 | 1897073.945 | 0 | 0 | 0 | 0 | 0 | 0 | 0 | 0 | 0 | 0 | 0 | -83051.4577 | 0 | 0 | 0 | 0 | 0 | 0 | 0 | 0 | 0 | -190566.3045 | 0 | 0 | 0 | 0 | 0 | 0 | 0 | 0
2016-08-06 13:00 | 0 | 0 | 0 | 0 | 0 | 322662.8952 | 472726 | 0 | 0 | 0 | 0 | 43944.875 | 0 | 0 | 0 | 0 | 0 | 0 | 0 | 1830062.2979 | 0 | 0 | 0 | 0 | 0 | 0 | 0 | 0 | 0 | 0 | 0 | -83051.4577 | 0 | 0 | 0 | 0 | 0 | 0 | 0 | 0 | 0 | -67011.647 | 0 | 0 | 0 | 0 | 0 | 0 | 0 | 0
2016-08-06 14:00 | 0 | 0 | 0 | 0 | 134575.8485 | 587078.3145 | 507408 | 0 | 0 | 0 | 0 | 126996.3327 | 0 | 0 | 0 | 0 | 0 | 0 | 0 | 1961257.0033 | 0 | 0 | 0 | 0 | 0 | 0 | 0 | 0 | 0 | 0 | 0 | 83051.4577 | 0 | 0 | 0 | 0 | 0 | 0 | 0 | 0 | 0 | 131194.7053 | 0 | 0 | 0 | 0 | 0 | 0 | 0 | 0
2016-08-06 15:00 | 0 | 0 | 0 | 0 | 128636.6976 | 708391.4894 | 541235 | 0 | 0 | 0 | 0 | 145623.3336 | 0 | 0 | 0 | 0 | 0 | 0 | 0 | 2238423.1894 | 0 | 0 | 0 | 0 | 0 | 0 | 0 | 0 | 0 | 0 | 0 | 18627.0009 | 0 | 0 | 0 | 0 | 0 | 0 | 0 | 0 | 0 | 277166.1862 | 0 | 0 | 0 | 0 | 0 | 0 | 0 | 0
2016-08-06 16:00 | 0 | 0 | 0 | 0 | 0 | 758419.7605 | 569814 | 0 | 0 | 0 | 0 | 228674.7913 | 0 | 0 | 0 | 0 | 0 | 0 | 0 | 2343977.4922 | 0 | 0 | 0 | 0 | 0 | 0 | 0 | 0 | 0 | 0 | 0 | 83051.4577 | 0 | 0 | 0 | 0 | 0 | 0 | 0 | 0 | 0 | 105554.3028 | 0 | 0 | 0 | 0 | 0 | 0 | 0 | 0
2016-08-06 17:00 | 0 | 0 | 0 | 0 | 28801.6397 | 765217.9069 | 592151 | 0 | 0 | 0 | 0 | 145623.3336 | 0 | 0 | 0 | 0 | 0 | 0 | 0 | 2621143.6784 | 0 | 7753.8181 | 0 | 0 | 0 | 0 | 0 | 0 | 0 | 0 | 0 | -83051.4577 | 0 | 0 | 0 | 0 | 0 | 0 | 0 | 0 | 0 | 277166.1862 | 0 | 7753.8181 | 0 | 0 | 0 | 0 | 0 | 0
2016-08-06 18:00 | 0 | 0 | 0 | 0 | 117196.3212 | 749382.3893 | 608053 | 0 | 0 | 0 | 0 | 228674.7913 | 0 | 0 | 0 | 0 | 0 | 0 | 0 | 2763844.8458 | 0 | 40526.9035 | 0 | 0 | 0 | 0 | 0 | 0 | 0 | 0 | 0 | 83051.4577 | 0 | 0 | 0 | 0 | 0 | 0 | 0 | 0 | 0 | 142701.1674 | 0 | 32773.0854 | 0 | 0 | 0 | 0 | 0 | 0
2016-08-06 19:00 | 0 | 0 | 0 | 0 | 121697.174 | 726483.8971 | 619282 | 0 | 0 | 0 | 0 | 311726.249 | 0 | 0 | 0 | 0 | 0 | 0 | 0 | 2942465.5445 | 0 | 7753.8181 | 0 | 0 | 0 | 0 | 0 | 0 | 0 | 0 | 0 | 83051.4577 | 0 | 0 | 0 | 0 | 0 | 0 | 0 | 0 | 0 | 178620.6988 | 0 | -32773.0854 | 0 | 0 | 0 | 0 | 0 | 0
2016-08-06 20:00 | 0 | 0 | 0 | 0 | 129731.7858 | 709869.7835 | 626743 | 0 | 0 | 0 | 0 | 228674.7913 | 0 | 0 | 0 | 0 | 0 | 0 | 0 | 3213356.3042 | 0 | 32773.0854 | 0 | 0 | 0 | 0 | 0 | 0 | 0 | 0 | 0 | -83051.4577 | 0 | 0 | 0 | 0 | 0 | 0 | 0 | 0 | 0 | 270890.7597 | 0 | 25019.2673 | 0 | 0 | 0 | 0 | 0 | 0
2016-08-06 21:00 | 0 | 0 | 0 | 0 | 0 | 682827.9877 | 629027 | 0 | 0 | 0 | 0 | 145623.3336 | 0 | 0 | 0 | 0 | 0 | 0 | 0 | 3382981.835 | 0 | 0 | 0 | 0 | 0 | 0 | 0 | 0 | 0 | 0 | 0 | -83051.4577 | 0 | 0 | 0 | 0 | 0 | 0 | 0 | 0 | 0 | 169625.5308 | 0 | -32773.0854 | 0 | 0 | 0 | 0 | 0 | 0
2016-08-06 22:00 | 0 | 0 | 0 | 0 | 0 | 642405.3613 | 623131 | 0 | 0 | 0 | 0 | 228674.7913 | 0 | 0 | 0 | 0 | 0 | 0 | 0 | 3319204.7387 | 0 | 0 | 0 | 0 | 0 | 0 | 0 | 0 | 0 | 0 | 0 | 83051.4577 | 0 | 0 | 0 | 0 | 0 | 0 | 0 | 0 | 0 | -63777.0964 | 0 | 0 | 0 | 0 | 0 | 0 | 0 | 0
2016-08-06 23:00 | 0 | 0 | 0 | 0 | 185498.6875 | 562440.8073 | 609762 | 0 | 0 | 0 | 0 | 145623.3336 | 0 | 0 | 0 | 0 | 0 | 0 | 0 | 3540433.6912 | 0 | 0 | 0 | 0 | 0 | 0 | 0 | 0 | 0 | 0 | 0 | -83051.4577 | 0 | 0 | 0 | 0 | 0 | 0 | 0 | 0 | 0 | 221228.9526 | 0 | 0 | 0 | 0 | 0 | 0 | 0 | 0
2016-08-07 | 0 | 0 | 0 | 0 | 0 | 416788.9202 | 594637 | 0 | 0 | 0 | 0 | 228674.7913 | 0 | 0 | 0 | 0 | 0 | 0 | 0 | 3279534.1537 | 0 | 0 | 0 | 0 | 0 | 0 | 0 | 0 | 0 | 0 | 0 | 83051.4577 | 0 | 0 | 0 | 0 | 0 | 0 | 0 | 0 | 0 | -260899.5375 | 0 | 0 | 0 | 0 | 0 | 0 | 0 | 0
2016-08-07 01:00 | 0 | 0 | 0 | 0 | 373224.3821 | 194629.3643 | 579373 | 0 | 0 | 0 | 0 | 145623.3336 | 0 | 0 | 0 | 0 | 0 | 0 | 0 | 3351066.3579 | 0 | 0 | 0 | 0 | 0 | 0 | 0 | 0 | 0 | 0 | 0 | -83051.4577 | 0 | 0 | 0 | 0 | 0 | 0 | 0 | 0 | 0 | 71532.2041 | 0 | 0 | 0 | 0 | 0 | 0 | 0 | 0
2016-08-07 02:00 | 0 | 0 | 0 | 0 | 447966.5679 | 5124.4662 | 551628 | 0 | 0 | 0 | 0 | 228674.7913 | 0 | 0 | 0 | 0 | 0 | 0 | 0 | 3169477.9343 | 0 | 0 | 0 | 0 | 0 | 0 | 0 | 0 | 0 | 0 | 0 | 83051.4577 | 0 | 0 | 0 | 0 | 0 | 0 | 0 | 0 | 0 | -181588.4236 | 0 | 0 | 0 | 0 | 0 | 0 | 0 | 0
2016-08-07 03:00 | 0 | 0 | 0 | 0 | 447360.0086 | 0 | 518395 | 0 | 0 | 0 | 0 | 145623.3336 | 0 | 0 | 0 | 0 | 0 | 0 | 0 | 3181494.4006 | 0 | 0 | 0 | 0 | 0 | 0 | 0 | 0 | 0 | 0 | 0 | -83051.4577 | 0 | 0 | 0 | 0 | 0 | 0 | 0 | 0 | 0 | 12016.4663 | 0 | 0 | 0 | 0 | 0 | 0 | 0 | 0
2016-08-07 04:00 | 0 | 0 | 0 | 0 | 230331.3957 | 0 | 487018 | 0 | 0 | 0 | 0 | 166102.9154 | 0 | 0 | 0 | 0 | 0 | 0 | 0 | 2904328.2145 | 0 | 0 | 0 | 0 | 0 | 0 | 0 | 0 | 0 | 0 | 0 | 20479.5818 | 0 | 0 | 0 | 0 | 0 | 0 | 0 | 0 | 0 | -277166.1862 | 0 | 0 | 0 | 0 | 0 | 0 | 0 | 0
2016-08-07 05:00 | 0 | 0 | 0 | 0 | 400559.4719 | 0 | 460336 | 0 | 0 | 0 | 0 | 83051.4577 | 0 | 0 | 0 | 0 | 0 | 0 | 0 | 2927603.1441 | 0 | 0 | 0 | 0 | 0 | 0 | 0 | 0 | 0 | 0 | 0 | -83051.4577 | 0 | 0 | 0 | 0 | 0 | 0 | 0 | 0 | 0 | 23274.9296 | 0 | 0 | 0 | 0 | 0 | 0 | 0 | 0
2016-08-07 06:00 | 0 | 0 | 0 | 0 | 242323.2715 | 0 | 436438 | 0 | 0 | 0 | 0 | 166102.9154 | 0 | 0 | 0 | 0 | 0 | 0 | 0 | 2650436.9579 | 0 | 0 | 0 | 0 | 0 | 0 | 0 | 0 | 0 | 0 | 0 | 83051.4577 | 0 | 0 | 0 | 0 | 0 | 0 | 0 | 0 | 0 | -277166.1862 | 0 | 0 | 0 | 0 | 0 | 0 | 0 | 0
2016-08-07 07:00 | 0 | 0 | 0 | 0 | 354608.8134 | 0 | 418176 | 0 | 0 | 0 | 0 | 83051.4577 | 0 | 0 | 0 | 0 | 0 | 0 | 0 | 2669921.229 | 0 | 0 | 0 | 0 | 0 | 0 | 0 | 0 | 0 | 0 | 0 | -83051.4577 | 0 | 0 | 0 | 0 | 0 | 0 | 0 | 0 | 0 | 19484.2711 | 0 | 0 | 0 | 0 | 0 | 0 | 0 | 0
2016-08-07 08:00 | 0 | 0 | 0 | 0 | 210994.2715 | 0 | 405109 | 0 | 0 | 0 | 0 | 166102.9154 | 0 | 0 | 0 | 0 | 0 | 0 | 0 | 2392755.0429 | 0 | 0 | 0 | 0 | 0 | 0 | 0 | 0 | 0 | 0 | 0 | 83051.4577 | 0 | 0 | 0 | 0 | 0 | 0 | 0 | 0 | 0 | -277166.1862 | 0 | 0 | 0 | 0 | 0 | 0 | 0 | 0
2016-08-07 09:00 | 0 | 0 | 0 | 0 | 301211.3436 | 0 | 398654 | 0 | 0 | 0 | 0 | 83051.4577 | 0 | 0 | 0 | 0 | 0 | 0 | 0 | 2378363.8442 | 0 | 0 | 0 | 0 | 0 | 0 | 0 | 0 | 0 | 0 | 0 | -83051.4577 | 0 | 0 | 0 | 0 | 0 | 0 | 0 | 0 | 0 | -14391.1987 | 0 | 0 | 0 | 0 | 0 | 0 | 0 | 0
2016-08-07 10:00 | 0 | 0 | 0 | 0 | 265306.8097 | 0 | 396437 | 0 | 0 | 0 | 0 | 166102.9154 | 0 | 0 | 0 | 0 | 0 | 0 | 0 | 2164182.1962 | 0 | 0 | 0 | 0 | 0 | 0 | 0 | 0 | 0 | 0 | 0 | 83051.4577 | 0 | 0 | 0 | 0 | 0 | 0 | 0 | 0 | 0 | -214181.648 | 0 | 0 | 0 | 0 | 0 | 0 | 0 | 0
2016-08-07 11:00 | 0 | 0 | 0 | 0 | 236916.5306 | 0 | 400201 | 0 | 0 | 0 | 0 | 83051.4577 | 0 | 0 | 0 | 0 | 0 | 0 | 0 | 2083949.1845 | 0 | 0 | 0 | 0 | 0 | 0 | 0 | 0 | 0 | 0 | 0 | -83051.4577 | 0 | 0 | 0 | 0 | 0 | 0 | 0 | 0 | 0 | -80233.0117 | 0 | 0 | 0 | 0 | 0 | 0 | 0 | 0
2016-08-07 12:00 | 0 | 0 | 0 | 0 | 29805.9139 | 27422.4422 | 417446 | 0 | 0 | 0 | 0 | 0 | 0 | 0 | 0 | 0 | 0 | 0 | 0 | 1806782.9983 | 0 | 0 | 0 | 0 | 0 | 0 | 0 | 0 | 0 | 0 | 0 | -83051.4577 | 0 | 0 | 0 | 0 | 0 | 0 | 0 | 0 | 0 | -277166.1862 | 0 | 0 | 0 | 0 | 0 | 0 | 0 | 0
2016-08-07 13:00 | 0 | 0 | 0 | 0 | 110821.7216 | 346935.5849 | 445771 | 0 | 0 | 0 | 0 | 83051.4577 | 0 | 0 | 0 | 0 | 0 | 0 | 0 | 1735717.8472 | 0 | 0 | 0 | 0 | 0 | 0 | 0 | 0 | 0 | 0 | 0 | 83051.4577 | 0 | 0 | 0 | 0 | 0 | 0 | 0 | 0 | 0 | -71065.1512 | 0 | 0 | 0 | 0 | 0 | 0 | 0 | 0
2016-08-07 14:00 | 0 | 0 | 0 | 0 | 23713.9361 | 647093.7923 | 476693 | 0 | 0 | 0 | 0 | 0 | 0 | 0 | 0 | 0 | 0 | 0 | 0 | 2012884.0333 | 0 | 0 | 0 | 0 | 0 | 0 | 0 | 0 | 0 | 0 | 0 | -83051.4577 | 0 | 0 | 0 | 0 | 0 | 0 | 0 | 0 | 0 | 277166.1862 | 0 | 0 | 0 | 0 | 0 | 0 | 0 | 0
2016-08-07 15:00 | 0 | 0 | 0 | 0 | 107192.4347 | 761762.2092 | 508737 | 0 | 0 | 0 | 0 | 83051.4577 | 0 | 0 | 0 | 0 | 0 | 0 | 0 | 2290050.2195 | 0 | 0 | 0 | 0 | 0 | 0 | 0 | 0 | 0 | 0 | 0 | 83051.4577 | 0 | 0 | 0 | 0 | 0 | 0 | 0 | 0 | 0 | 277166.1862 | 0 | 0 | 0 | 0 | 0 | 0 | 0 | 0
2016-08-07 16:00 | 0 | 0 | 0 | 0 | 0 | 814707.2451 | 537718 | 0 | 0 | 0 | 0 | 82874.5167 | 0 | 0 | 0 | 0 | 0 | 0 | 0 | 2567216.4057 | 0 | 0 | 0 | 0 | 0 | 0 | 0 | 0 | 0 | 0 | 0 | -176.941 | 0 | 0 | 0 | 0 | 0 | 0 | 0 | 0 | 0 | 277166.1862 | 0 | 0 | 0 | 0 | 0 | 0 | 0 | 0
2016-08-07 17:00 | 0 | 0 | 0 | 0 | 111665.3362 | 818023.3696 | 561896 | 0 | 0 | 0 | 0 | 140727.951 | 0 | 0 | 0 | 0 | 0 | 0 | 0 | 2844382.5918 | 0 | 32773.0854 | 0 | 0 | 0 | 0 | 0 | 0 | 0 | 0 | 0 | 57853.4343 | 0 | 0 | 0 | 0 | 0 | 0 | 0 | 0 | 0 | 277166.1862 | 0 | 32773.0854 | 0 | 0 | 0 | 0 | 0 | 0
2016-08-07 18:00 | 0 | 0 | 0 | 0 | 103618.1915 | 799746.5278 | 580214 | 0 | 0 | 0 | 0 | 223779.4087 | 0 | 0 | 0 | 0 | 0 | 0 | 0 | 3084481.8534 | 0 | 32773.0854 | 0 | 0 | 0 | 0 | 0 | 0 | 0 | 0 | 0 | 83051.4577 | 0 | 0 | 0 | 0 | 0 | 0 | 0 | 0 | 0 | 240099.2616 | 0 | 0 | 0 | 0 | 0 | 0 | 0 | 0
2016-08-07 19:00 | 0 | 0 | 0 | 0 | 0 | 778339.6304 | 594523 | 0 | 0 | 0 | 0 | 293099.2481 | 0 | 0 | 0 | 0 | 0 | 0 | 0 | 3231751.7298 | 0 | 0 | 0 | 0 | 0 | 0 | 0 | 0 | 0 | 0 | 0 | 69319.8394 | 0 | 0 | 0 | 0 | 0 | 0 | 0 | 0 | 0 | 147269.8764 | 0 | -32773.0854 | 0 | 0 | 0 | 0 | 0 | 0
2016-08-07 20:00 | 0 | 0 | 0 | 0 | 0 | 759289.5137 | 604471 | 0 | 0 | 0 | 0 | 376150.7058 | 0 | 0 | 0 | 0 | 0 | 0 | 0 | 3303518.7858 | 0 | 0 | 0 | 0 | 0 | 0 | 0 | 0 | 0 | 0 | 0 | 83051.4577 | 0 | 0 | 0 | 0 | 0 | 0 | 0 | 0 | 0 | 71767.056 | 0 | 0 | 0 | 0 | 0 | 0 | 0 | 0
2016-08-07 21:00 | 0 | 0 | 0 | 0 | 108616.0323 | 735852.4509 | 610725 | 0 | 0 | 0 | 0 | 299954.9174 | 0 | 0 | 0 | 0 | 0 | 0 | 0 | 3580684.972 | 0 | 32773.0854 | 0 | 0 | 0 | 0 | 0 | 0 | 0 | 0 | 0 | -76195.7884 | 0 | 0 | 0 | 0 | 0 | 0 | 0 | 0 | 0 | 277166.1862 | 0 | 32773.0854 | 0 | 0 | 0 | 0 | 0 | 0
2016-08-07 22:00 | 0 | 0 | 0 | 0 | 0 | 696822.8348 | 609226 | 0 | 0 | 0 | 0 | 332205.8308 | 0 | 0 | 0 | 0 | 0 | 0 | 0 | 3668803.9787 | 0 | 0 | 0 | 0 | 0 | 0 | 0 | 0 | 0 | 0 | 0 | 32250.9134 | 0 | 0 | 0 | 0 | 0 | 0 | 0 | 0 | 0 | 88119.0068 | 0 | -32773.0854 | 0 | 0 | 0 | 0 | 0 | 0
2016-08-07 23:00 | 0 | 0 | 0 | 0 | 0 | 606696.605 | 598850 | 0 | 0 | 0 | 0 | 249154.3731 | 0 | 0 | 0 | 0 | 0 | 0 | 0 | 3759702.0414 | 0 | 0 | 0 | 0 | 0 | 0 | 0 | 0 | 0 | 0 | 0 | -83051.4577 | 0 | 0 | 0 | 0 | 0 | 0 | 0 | 0 | 0 | 90898.0627 | 0 | 0 | 0 | 0 | 0 | 0 | 0 | 0
2016-08-08 | 0 | 0 | 0 | 0 | 238699.9324 | 446059.3395 | 586835 | 0 | 0 | 0 | 0 | 332205.8308 | 0 | 0 | 0 | 0 | 0 | 0 | 0 | 3774574.8556 | 0 | 0 | 0 | 0 | 0 | 0 | 0 | 0 | 0 | 0 | 0 | 83051.4577 | 0 | 0 | 0 | 0 | 0 | 0 | 0 | 0 | 0 | 14872.8142 | 0 | 0 | 0 | 0 | 0 | 0 | 0 | 0
2016-08-08 01:00 | 0 | 0 | 0 | 0 | 390885.0486 | 204070.2813 | 573941 | 0 | 0 | 0 | 0 | 249154.3731 | 0 | 0 | 0 | 0 | 0 | 0 | 0 | 3878640.6432 | 0 | 0 | 0 | 0 | 0 | 0 | 0 | 0 | 0 | 0 | 0 | -83051.4577 | 0 | 0 | 0 | 0 | 0 | 0 | 0 | 0 | 0 | 104065.7876 | 0 | 0 | 0 | 0 | 0 | 0 | 0 | 0
2016-08-08 02:00 | 0 | 0 | 0 | 0 | 181601.6062 | 5688.7499 | 547508 | 0 | 0 | 0 | 0 | 166102.9154 | 0 | 0 | 0 | 0 | 0 | 0 | 0 | 3601474.4571 | 0 | 0 | 0 | 0 | 0 | 0 | 0 | 0 | 0 | 0 | 0 | -83051.4577 | 0 | 0 | 0 | 0 | 0 | 0 | 0 | 0 | 0 | -277166.1862 | 0 | 0 | 0 | 0 | 0 | 0 | 0 | 0
2016-08-08 03:00 | 0 | 0 | 0 | 0 | 470587.8405 | 0 | 514602 | 0 | 0 | 0 | 0 | 83051.4577 | 0 | 0 | 0 | 0 | 0 | 0 | 0 | 3640511.7553 | 0 | 0 | 0 | 0 | 0 | 0 | 0 | 0 | 0 | 0 | 0 | -83051.4577 | 0 | 0 | 0 | 0 | 0 | 0 | 0 | 0 | 0 | 39037.2982 | 0 | 0 | 0 | 0 | 0 | 0 | 0 | 0
2016-08-08 04:00 | 0 | 0 | 0 | 0 | 290245.2715 | 0 | 484360 | 0 | 0 | 0 | 0 | 166102.9154 | 0 | 0 | 0 | 0 | 0 | 0 | 0 | 3363345.5692 | 0 | 0 | 0 | 0 | 0 | 0 | 0 | 0 | 0 | 0 | 0 | 83051.4577 | 0 | 0 | 0 | 0 | 0 | 0 | 0 | 0 | 0 | -277166.1862 | 0 | 0 | 0 | 0 | 0 | 0 | 0 | 0
2016-08-08 05:00 | 0 | 0 | 0 | 0 | 427100.8153 | 0 | 456614 | 0 | 0 | 0 | 0 | 83051.4577 | 0 | 0 | 0 | 0 | 0 | 0 | 0 | 3416883.8422 | 0 | 0 | 0 | 0 | 0 | 0 | 0 | 0 | 0 | 0 | 0 | -83051.4577 | 0 | 0 | 0 | 0 | 0 | 0 | 0 | 0 | 0 | 53538.273 | 0 | 0 | 0 | 0 | 0 | 0 | 0 | 0
2016-08-08 06:00 | 0 | 0 | 0 | 0 | 240695.2715 | 0 | 434810 | 0 | 0 | 0 | 0 | 166102.9154 | 0 | 0 | 0 | 0 | 0 | 0 | 0 | 3139717.656 | 0 | 0 | 0 | 0 | 0 | 0 | 0 | 0 | 0 | 0 | 0 | 83051.4577 | 0 | 0 | 0 | 0 | 0 | 0 | 0 | 0 | 0 | -277166.1862 | 0 | 0 | 0 | 0 | 0 | 0 | 0 | 0
2016-08-08 07:00 | 0 | 0 | 0 | 0 | 361244.9467 | 0 | 420049 | 0 | 0 | 0 | 0 | 83051.4577 | 0 | 0 | 0 | 0 | 0 | 0 | 0 | 3163965.0604 | 0 | 0 | 0 | 0 | 0 | 0 | 0 | 0 | 0 | 0 | 0 | -83051.4577 | 0 | 0 | 0 | 0 | 0 | 0 | 0 | 0 | 0 | 24247.4044 | 0 | 0 | 0 | 0 | 0 | 0 | 0 | 0
2016-08-08 08:00 | 0 | 0 | 0 | 0 | 219493.2715 | 0 | 413608 | 0 | 0 | 0 | 0 | 166102.9154 | 0 | 0 | 0 | 0 | 0 | 0 | 0 | 2886798.8743 | 0 | 0 | 0 | 0 | 0 | 0 | 0 | 0 | 0 | 0 | 0 | 83051.4577 | 0 | 0 | 0 | 0 | 0 | 0 | 0 | 0 | 0 | -277166.1862 | 0 | 0 | 0 | 0 | 0 | 0 | 0 | 0
2016-08-08 09:00 | 0 | 0 | 0 | 0 | 311822.2889 | 0 | 418611 | 0 | 0 | 0 | 0 | 83051.4577 | 0 | 0 | 0 | 0 | 0 | 0 | 0 | 2863061.6209 | 0 | 0 | 0 | 0 | 0 | 0 | 0 | 0 | 0 | 0 | 0 | -83051.4577 | 0 | 0 | 0 | 0 | 0 | 0 | 0 | 0 | 0 | -23737.2534 | 0 | 0 | 0 | 0 | 0 | 0 | 0 | 0
2016-08-08 10:00 | 0 | 0 | 0 | 0 | 239439.2715 | 0 | 433554 | 0 | 0 | 0 | 0 | 166102.9154 | 0 | 0 | 0 | 0 | 0 | 0 | 0 | 2585895.4347 | 0 | 0 | 0 | 0 | 0 | 0 | 0 | 0 | 0 | 0 | 0 | 83051.4577 | 0 | 0 | 0 | 0 | 0 | 0 | 0 | 0 | 0 | -277166.1862 | 0 | 0 | 0 | 0 | 0 | 0 | 0 | 0
2016-08-08 11:00 | 0 | 0 | 0 | 0 | 290538.7933 | 0 | 451396 | 0 | 0 | 0 | 0 | 83051.4577 | 0 | 0 | 0 | 0 | 0 | 0 | 0 | 2508089.6857 | 0 | 0 | 0 | 0 | 0 | 0 | 0 | 0 | 0 | 0 | 0 | -83051.4577 | 0 | 0 | 0 | 0 | 0 | 0 | 0 | 0 | 0 | -77805.749 | 0 | 0 | 0 | 0 | 0 | 0 | 0 | 0
2016-08-08 12:00 | 0 | 0 | 0 | 0 | 89535.1875 | 22991.1686 | 472744 | 0 | 0 | 0 | 0 | 0 | 0 | 0 | 0 | 0 | 0 | 0 | 0 | 2230923.4996 | 0 | 0 | 0 | 0 | 0 | 0 | 0 | 0 | 0 | 0 | 0 | -83051.4577 | 0 | 0 | 0 | 0 | 0 | 0 | 0 | 0 | 0 | -277166.1862 | 0 | 0 | 0 | 0 | 0 | 0 | 0 | 0
2016-08-08 13:00 | 0 | 0 | 0 | 0 | 199182.6336 | 336793.6774 | 500555 | 0 | 0 | 0 | 0 | 0 | 0 | 0 | 0 | 0 | 0 | 0 | 0 | 2266344.8105 | 0 | 0 | 0 | 0 | 0 | 0 | 0 | 0 | 0 | 0 | 0 | 0 | 0 | 0 | 0 | 0 | 0 | 0 | 0 | 0 | 0 | 35421.311 | 0 | 0 | 0 | 0 | 0 | 0 | 0 | 0
2016-08-08 14:00 | 0 | 0 | 0 | 0 | 0 | 633153.0719 | 530957 | 0 | 0 | 0 | 0 | 0 | 0 | 0 | 0 | 0 | 0 | 0 | 0 | 2368540.8825 | 0 | 0 | 0 | 0 | 0 | 0 | 0 | 0 | 0 | 0 | 0 | 0 | 0 | 0 | 0 | 0 | 0 | 0 | 0 | 0 | 0 | 102196.0719 | 0 | 0 | 0 | 0 | 0 | 0 | 0 | 0
2016-08-08 15:00 | 0 | 0 | 0 | 0 | 0 | 758749.5414 | 562651 | 0 | 0 | 0 | 0 | 83051.4577 | 0 | 0 | 0 | 0 | 0 | 0 | 0 | 2481587.9662 | 0 | 0 | 0 | 0 | 0 | 0 | 0 | 0 | 0 | 0 | 0 | 83051.4577 | 0 | 0 | 0 | 0 | 0 | 0 | 0 | 0 | 0 | 113047.0837 | 0 | 0 | 0 | 0 | 0 | 0 | 0 | 0
2016-08-08 16:00 | 0 | 0 | 0 | 0 | 0 | 818128.5404 | 588832 | 0 | 0 | 0 | 0 | 35181.8119 | 0 | 0 | 0 | 0 | 0 | 0 | 0 | 2758754.1524 | 0 | 0 | 0 | 0 | 0 | 0 | 0 | 0 | 0 | 0 | 0 | -47869.6458 | 0 | 0 | 0 | 0 | 0 | 0 | 0 | 0 | 0 | 277166.1862 | 0 | 0 | 0 | 0 | 0 | 0 | 0 | 0
2016-08-08 17:00 | 0 | 0 | 0 | 0 | 149243.3929 | 821921.251 | 610947 | 0 | 0 | 0 | 0 | 118233.2696 | 0 | 0 | 0 | 0 | 0 | 0 | 0 | 3035920.3385 | 0 | 0 | 0 | 0 | 0 | 0 | 0 | 0 | 0 | 0 | 0 | 83051.4577 | 0 | 0 | 0 | 0 | 0 | 0 | 0 | 0 | 0 | 277166.1862 | 0 | 0 | 0 | 0 | 0 | 0 | 0 | 0
2016-08-08 18:00 | 0 | 0 | 0 | 0 | 13746.765 | 808581.9634 | 628214 | 0 | 0 | 0 | 0 | 35181.8119 | 0 | 0 | 0 | 0 | 0 | 0 | 0 | 3313086.5247 | 0 | 0 | 0 | 0 | 0 | 0 | 0 | 0 | 0 | 0 | 0 | -83051.4577 | 0 | 0 | 0 | 0 | 0 | 0 | 0 | 0 | 0 | 277166.1862 | 0 | 0 | 0 | 0 | 0 | 0 | 0 | 0
2016-08-08 19:00 | 0 | 0 | 0 | 0 | 0 | 793797.8288 | 640296 | 0 | 0 | 0 | 0 | 118233.2696 | 0 | 0 | 0 | 0 | 0 | 0 | 0 | 3383536.8957 | 0 | 0 | 0 | 0 | 0 | 0 | 0 | 0 | 0 | 0 | 0 | 83051.4577 | 0 | 0 | 0 | 0 | 0 | 0 | 0 | 0 | 0 | 70450.371 | 0 | 0 | 0 | 0 | 0 | 0 | 0 | 0
2016-08-08 20:00 | 0 | 0 | 0 | 0 | 54893.053 | 787787.6754 | 648566 | 0 | 0 | 0 | 0 | 35181.8119 | 0 | 0 | 0 | 0 | 0 | 0 | 0 | 3660703.0819 | 0 | 0 | 0 | 0 | 0 | 0 | 0 | 0 | 0 | 0 | 0 | -83051.4577 | 0 | 0 | 0 | 0 | 0 | 0 | 0 | 0 | 0 | 277166.1862 | 0 | 0 | 0 | 0 | 0 | 0 | 0 | 0
2016-08-08 21:00 | 0 | 0 | 0 | 0 | 225170.7481 | 772508.8683 | 651755 | 0 | 0 | 0 | 0 | 118233.2696 | 0 | 0 | 0 | 0 | 0 | 0 | 0 | 3923576.2406 | 0 | 0 | 0 | 0 | 0 | 0 | 0 | 0 | 0 | 0 | 0 | 83051.4577 | 0 | 0 | 0 | 0 | 0 | 0 | 0 | 0 | 0 | 262873.1587 | 0 | 0 | 0 | 0 | 0 | 0 | 0 | 0
2016-08-08 22:00 | 0 | 0 | 0 | 0 | 222788.5068 | 738040.4374 | 647720 | 0 | 0 | 0 | 0 | 154176.0277 | 0 | 0 | 0 | 0 | 0 | 0 | 0 | 4200742.4268 | 0 | 0 | 0 | 0 | 0 | 0 | 0 | 0 | 0 | 0 | 0 | 35942.7581 | 0 | 0 | 0 | 0 | 0 | 0 | 0 | 0 | 0 | 277166.1862 | 0 | 0 | 0 | 0 | 0 | 0 | 0 | 0
2016-08-08 23:00 | 0 | 0 | 0 | 0 | 0 | 652688.8736 | 635421 | 0 | 0 | 0 | 0 | 71124.57 | 0 | 0 | 0 | 0 | 0 | 0 | 0 | 4301061.7581 | 0 | 0 | 0 | 0 | 0 | 0 | 0 | 0 | 0 | 0 | 0 | -83051.4577 | 0 | 0 | 0 | 0 | 0 | 0 | 0 | 0 | 0 | 100319.3313 | 0 | 0 | 0 | 0 | 0 | 0 | 0 | 0
2016-08-09 | 0 | 0 | 0 | 0 | 265719.4072 | 493458.9387 | 621949 | 0 | 0 | 0 | 0 | 154176.0277 | 0 | 0 | 0 | 0 | 0 | 0 | 0 | 4355239.6462 | 0 | 0 | 0 | 0 | 0 | 0 | 0 | 0 | 0 | 0 | 0 | 83051.4577 | 0 | 0 | 0 | 0 | 0 | 0 | 0 | 0 | 0 | 54177.8881 | 0 | 0 | 0 | 0 | 0 | 0 | 0 | 0
2016-08-09 01:00 | 0 | 0 | 0 | 0 | 424547.9832 | 211628.4313 | 604820 | 0 | 0 | 0 | 0 | 166102.9154 | 0 | 0 | 0 | 0 | 0 | 0 | 0 | 4374669.173 | 0 | 0 | 0 | 0 | 0 | 0 | 0 | 0 | 0 | 0 | 0 | 11926.8877 | 0 | 0 | 0 | 0 | 0 | 0 | 0 | 0 | 0 | 19429.5268 | 0 | 0 | 0 | 0 | 0 | 0 | 0 | 0
2016-08-09 02:00 | 0 | 0 | 0 | 0 | 374445.1109 | 4488.1606 | 573048 | 0 | 0 | 0 | 0 | 249154.3731 | 0 | 0 | 0 | 0 | 0 | 0 | 0 | 4097502.9869 | 0 | 0 | 0 | 0 | 0 | 0 | 0 | 0 | 0 | 0 | 0 | 83051.4577 | 0 | 0 | 0 | 0 | 0 | 0 | 0 | 0 | 0 | -277166.1862 | 0 | 0 | 0 | 0 | 0 | 0 | 0 | 0
2016-08-09 03:00 | 0 | 0 | 0 | 0 | 482732.4071 | 0 | 534744 | 0 | 0 | 0 | 0 | 166102.9154 | 0 | 0 | 0 | 0 | 0 | 0 | 0 | 4128542.8517 | 0 | 0 | 0 | 0 | 0 | 0 | 0 | 0 | 0 | 0 | 0 | -83051.4577 | 0 | 0 | 0 | 0 | 0 | 0 | 0 | 0 | 0 | 31039.8648 | 0 | 0 | 0 | 0 | 0 | 0 | 0 | 0
2016-08-09 04:00 | 0 | 0 | 0 | 0 | 306537.2715 | 0 | 500652 | 0 | 0 | 0 | 0 | 249154.3731 | 0 | 0 | 0 | 0 | 0 | 0 | 0 | 3851376.6655 | 0 | 0 | 0 | 0 | 0 | 0 | 0 | 0 | 0 | 0 | 0 | 83051.4577 | 0 | 0 | 0 | 0 | 0 | 0 | 0 | 0 | 0 | -277166.1862 | 0 | 0 | 0 | 0 | 0 | 0 | 0 | 0
2016-08-09 05:00 | 0 | 0 | 0 | 0 | 418695.1747 | 0 | 471436 | 0 | 0 | 0 | 0 | 166102.9154 | 0 | 0 | 0 | 0 | 0 | 0 | 0 | 3881687.298 | 0 | 0 | 0 | 0 | 0 | 0 | 0 | 0 | 0 | 0 | 0 | -83051.4577 | 0 | 0 | 0 | 0 | 0 | 0 | 0 | 0 | 0 | 30310.6324 | 0 | 0 | 0 | 0 | 0 | 0 | 0 | 0
2016-08-09 06:00 | 0 | 0 | 0 | 0 | 254053.2715 | 0 | 448168 | 0 | 0 | 0 | 0 | 249154.3731 | 0 | 0 | 0 | 0 | 0 | 0 | 0 | 3604521.1118 | 0 | 0 | 0 | 0 | 0 | 0 | 0 | 0 | 0 | 0 | 0 | 83051.4577 | 0 | 0 | 0 | 0 | 0 | 0 | 0 | 0 | 0 | -277166.1862 | 0 | 0 | 0 | 0 | 0 | 0 | 0 | 0
2016-08-09 07:00 | 0 | 0 | 0 | 0 | 370719.2634 | 0 | 431015 | 0 | 0 | 0 | 0 | 166102.9154 | 0 | 0 | 0 | 0 | 0 | 0 | 0 | 3627276.8329 | 0 | 0 | 0 | 0 | 0 | 0 | 0 | 0 | 0 | 0 | 0 | -83051.4577 | 0 | 0 | 0 | 0 | 0 | 0 | 0 | 0 | 0 | 22755.7211 | 0 | 0 | 0 | 0 | 0 | 0 | 0 | 0
2016-08-09 08:00 | 0 | 0 | 0 | 0 | 229490.2715 | 0 | 423605 | 0 | 0 | 0 | 0 | 249154.3731 | 0 | 0 | 0 | 0 | 0 | 0 | 0 | 3350110.6467 | 0 | 0 | 0 | 0 | 0 | 0 | 0 | 0 | 0 | 0 | 0 | 83051.4577 | 0 | 0 | 0 | 0 | 0 | 0 | 0 | 0 | 0 | -277166.1862 | 0 | 0 | 0 | 0 | 0 | 0 | 0 | 0
2016-08-09 09:00 | 0 | 0 | 0 | 0 | 327367.092 | 0 | 428396 | 0 | 0 | 0 | 0 | 166102.9154 | 0 | 0 | 0 | 0 | 0 | 0 | 0 | 3332133.1964 | 0 | 0 | 0 | 0 | 0 | 0 | 0 | 0 | 0 | 0 | 0 | -83051.4577 | 0 | 0 | 0 | 0 | 0 | 0 | 0 | 0 | 0 | -17977.4503 | 0 | 0 | 0 | 0 | 0 | 0 | 0 | 0
2016-08-09 10:00 | 0 | 0 | 0 | 0 | 297387.5169 | 0 | 445945 | 0 | 0 | 0 | 0 | 249154.3731 | 0 | 0 | 0 | 0 | 0 | 0 | 0 | 3100524.2557 | 0 | 0 | 0 | 0 | 0 | 0 | 0 | 0 | 0 | 0 | 0 | 83051.4577 | 0 | 0 | 0 | 0 | 0 | 0 | 0 | 0 | 0 | -231608.9408 | 0 | 0 | 0 | 0 | 0 | 0 | 0 | 0
2016-08-09 11:00 | 0 | 0 | 0 | 0 | 262997.7101 | 0 | 464137 | 0 | 0 | 0 | 0 | 166102.9154 | 0 | 0 | 0 | 0 | 0 | 0 | 0 | 2949663.3381 | 0 | 32773.0854 | 0 | 0 | 0 | 0 | 0 | 0 | 0 | 0 | 0 | -83051.4577 | 0 | 0 | 0 | 0 | 0 | 0 | 0 | 0 | 0 | -150860.9175 | 0 | 32773.0854 | 0 | 0 | 0 | 0 | 0 | 0
2016-08-09 12:00 | 0 | 0 | 0 | 0 | 153619.1345 | 23922.5199 | 484561 | 0 | 0 | 0 | 0 | 83051.4577 | 0 | 0 | 0 | 0 | 0 | 0 | 0 | 2717941.6321 | 0 | 40526.9035 | 0 | 0 | 0 | 0 | 0 | 0 | 0 | 0 | 0 | -83051.4577 | 0 | 0 | 0 | 0 | 0 | 0 | 0 | 0 | 0 | -231721.7061 | 0 | 7753.8181 | 0 | 0 | 0 | 0 | 0 | 0
2016-08-09 13:00 | 0 | 0 | 0 | 0 | 0 | 305620.3291 | 510825 | 0 | 0 | 0 | 0 | 166102.9154 | 0 | 0 | 0 | 0 | 0 | 0 | 0 | 2462458.5888 | 0 | 7753.8181 | 0 | 0 | 0 | 0 | 0 | 0 | 0 | 0 | 0 | 83051.4577 | 0 | 0 | 0 | 0 | 0 | 0 | 0 | 0 | 0 | -255483.0432 | 0 | -32773.0854 | 0 | 0 | 0 | 0 | 0 | 0
2016-08-09 14:00 | 0 | 0 | 0 | 0 | 104914.0153 | 589898.1958 | 544130 | 0 | 0 | 0 | 0 | 83051.4577 | 0 | 0 | 0 | 0 | 0 | 0 | 0 | 2663419.1723 | 0 | 40526.9035 | 0 | 0 | 0 | 0 | 0 | 0 | 0 | 0 | 0 | -83051.4577 | 0 | 0 | 0 | 0 | 0 | 0 | 0 | 0 | 0 | 200960.5835 | 0 | 32773.0854 | 0 | 0 | 0 | 0 | 0 | 0
2016-08-09 15:00 | 0 | 0 | 0 | 0 | 0 | 716478.8497 | 576327 | 0 | 0 | 0 | 0 | 166102.9154 | 0 | 0 | 0 | 0 | 0 | 0 | 0 | 2720519.5644 | 0 | 40526.9035 | 0 | 0 | 0 | 0 | 0 | 0 | 0 | 0 | 0 | 83051.4577 | 0 | 0 | 0 | 0 | 0 | 0 | 0 | 0 | 0 | 57100.392 | 0 | 0 | 0 | 0 | 0 | 0 | 0 | 0
2016-08-09 16:00 | 0 | 0 | 0 | 0 | 0 | 763105.4112 | 604939 | 0 | 0 | 0 | 0 | 83051.4577 | 0 | 0 | 0 | 0 | 0 | 0 | 0 | 2994510.5187 | 0 | 7753.8181 | 0 | 0 | 0 | 0 | 0 | 0 | 0 | 0 | 0 | -83051.4577 | 0 | 0 | 0 | 0 | 0 | 0 | 0 | 0 | 0 | 273990.9543 | 0 | -32773.0854 | 0 | 0 | 0 | 0 | 0 | 0
2016-08-09 17:00 | 0 | 0 | 0 | 0 | 0 | 781112.0837 | 630306 | 0 | 0 | 0 | 0 | 166102.9154 | 0 | 0 | 0 | 0 | 0 | 0 | 0 | 3070018.9628 | 0 | 0 | 0 | 0 | 0 | 0 | 0 | 0 | 0 | 0 | 0 | 83051.4577 | 0 | 0 | 0 | 0 | 0 | 0 | 0 | 0 | 0 | 75508.4441 | 0 | -7753.8181 | 0 | 0 | 0 | 0 | 0 | 0
2016-08-09 18:00 | 0 | 0 | 0 | 0 | 64746.0389 | 779636.6896 | 650268 | 0 | 0 | 0 | 0 | 83051.4577 | 0 | 0 | 0 | 0 | 0 | 0 | 0 | 3347185.149 | 0 | 0 | 0 | 0 | 0 | 0 | 0 | 0 | 0 | 0 | 0 | -83051.4577 | 0 | 0 | 0 | 0 | 0 | 0 | 0 | 0 | 0 | 277166.1862 | 0 | 0 | 0 | 0 | 0 | 0 | 0 | 0
2016-08-09 19:00 | 0 | 0 | 0 | 0 | 146405.1093 | 767940.176 | 662438 | 0 | 0 | 0 | 0 | 166102.9154 | 0 | 0 | 0 | 0 | 0 | 0 | 0 | 3516040.9765 | 0 | 0 | 0 | 0 | 0 | 0 | 0 | 0 | 0 | 0 | 0 | 83051.4577 | 0 | 0 | 0 | 0 | 0 | 0 | 0 | 0 | 0 | 168855.8276 | 0 | 0 | 0 | 0 | 0 | 0 | 0 | 0
2016-08-09 20:00 | 0 | 0 | 0 | 0 | 0 | 755243.8286 | 669236 | 0 | 0 | 0 | 0 | 83051.4577 | 0 | 0 | 0 | 0 | 0 | 0 | 0 | 3685100.2629 | 0 | 0 | 0 | 0 | 0 | 0 | 0 | 0 | 0 | 0 | 0 | -83051.4577 | 0 | 0 | 0 | 0 | 0 | 0 | 0 | 0 | 0 | 169059.2863 | 0 | 0 | 0 | 0 | 0 | 0 | 0 | 0
2016-08-09 21:00 | 0 | 0 | 0 | 0 | 0 | 730344.791 | 670932 | 0 | 0 | 0 | 0 | 0 | 0 | 0 | 0 | 0 | 0 | 0 | 0 | 3827564.5116 | 0 | 0 | 0 | 0 | 0 | 0 | 0 | 0 | 0 | 0 | 0 | -83051.4577 | 0 | 0 | 0 | 0 | 0 | 0 | 0 | 0 | 0 | 142464.2487 | 0 | 0 | 0 | 0 | 0 | 0 | 0 | 0
2016-08-09 22:00 | 0 | 0 | 0 | 0 | 0 | 686493.8095 | 664467 | 0 | 0 | 0 | 0 | 83051.4577 | 0 | 0 | 0 | 0 | 0 | 0 | 0 | 3766539.8634 | 0 | 0 | 0 | 0 | 0 | 0 | 0 | 0 | 0 | 0 | 0 | 83051.4577 | 0 | 0 | 0 | 0 | 0 | 0 | 0 | 0 | 0 | -61024.6482 | 0 | 0 | 0 | 0 | 0 | 0 | 0 | 0
2016-08-09 23:00 | 0 | 0 | 0 | 0 | 313354.0848 | 586887.0001 | 651555 | 0 | 0 | 0 | 0 | 166102.9154 | 0 | 0 | 0 | 0 | 0 | 0 | 0 | 3932174.4906 | 0 | 0 | 0 | 0 | 0 | 0 | 0 | 0 | 0 | 0 | 0 | 83051.4577 | 0 | 0 | 0 | 0 | 0 | 0 | 0 | 0 | 0 | 165634.6272 | 0 | 0 | 0 | 0 | 0 | 0 | 0 | 0
2016-08-10 | 0 | 0 | 0 | 0 | 396977.8606 | 435668.8065 | 638816 | 0 | 0 | 0 | 0 | 249154.3731 | 0 | 0 | 0 | 0 | 0 | 0 | 0 | 4042953.7001 | 0 | 0 | 0 | 0 | 0 | 0 | 0 | 0 | 0 | 0 | 0 | 83051.4577 | 0 | 0 | 0 | 0 | 0 | 0 | 0 | 0 | 0 | 110779.2094 | 0 | 0 | 0 | 0 | 0 | 0 | 0 | 0
2016-08-10 01:00 | 0 | 0 | 0 | 0 | 531769.7492 | 201646.4638 | 622333 | 0 | 0 | 0 | 0 | 166102.9154 | 0 | 0 | 0 | 0 | 0 | 0 | 0 | 4237088.3707 | 0 | 0 | 0 | 0 | 0 | 0 | 0 | 0 | 0 | 0 | 0 | -83051.4577 | 0 | 0 | 0 | 0 | 0 | 0 | 0 | 0 | 0 | 194134.6707 | 0 | 0 | 0 | 0 | 0 | 0 | 0 | 0
2016-08-10 02:00 | 0 | 0 | 0 | 0 | 394885.7336 | 4235.5379 | 593236 | 0 | 0 | 0 | 0 | 249154.3731 | 0 | 0 | 0 | 0 | 0 | 0 | 0 | 3959922.1846 | 0 | 0 | 0 | 0 | 0 | 0 | 0 | 0 | 0 | 0 | 0 | 83051.4577 | 0 | 0 | 0 | 0 | 0 | 0 | 0 | 0 | 0 | -277166.1862 | 0 | 0 | 0 | 0 | 0 | 0 | 0 | 0
2016-08-10 03:00 | 0 | 0 | 0 | 0 | 573008.8217 | 0 | 555718 | 0 | 0 | 0 | 0 | 166102.9154 | 0 | 0 | 0 | 0 | 0 | 0 | 0 | 4060264.464 | 0 | 0 | 0 | 0 | 0 | 0 | 0 | 0 | 0 | 0 | 0 | -83051.4577 | 0 | 0 | 0 | 0 | 0 | 0 | 0 | 0 | 0 | 100342.2794 | 0 | 0 | 0 | 0 | 0 | 0 | 0 | 0
2016-08-10 04:00 | 0 | 0 | 0 | 0 | 327915.2715 | 0 | 522030 | 0 | 0 | 0 | 0 | 249154.3731 | 0 | 0 | 0 | 0 | 0 | 0 | 0 | 3783098.2778 | 0 | 0 | 0 | 0 | 0 | 0 | 0 | 0 | 0 | 0 | 0 | 83051.4577 | 0 | 0 | 0 | 0 | 0 | 0 | 0 | 0 | 0 | -277166.1862 | 0 | 0 | 0 | 0 | 0 | 0 | 0 | 0
2016-08-10 05:00 | 0 | 0 | 0 | 0 | 542017.3314 | 0 | 491580 | 0 | 0 | 0 | 0 | 166102.9154 | 0 | 0 | 0 | 0 | 0 | 0 | 0 | 3916587.067 | 0 | 0 | 0 | 0 | 0 | 0 | 0 | 0 | 0 | 0 | 0 | -83051.4577 | 0 | 0 | 0 | 0 | 0 | 0 | 0 | 0 | 0 | 133488.7891 | 0 | 0 | 0 | 0 | 0 | 0 | 0 | 0
2016-08-10 06:00 | 0 | 0 | 0 | 0 | 272791.2715 | 0 | 466906 | 0 | 0 | 0 | 0 | 249154.3731 | 0 | 0 | 0 | 0 | 0 | 0 | 0 | 3639420.8808 | 0 | 0 | 0 | 0 | 0 | 0 | 0 | 0 | 0 | 0 | 0 | 83051.4577 | 0 | 0 | 0 | 0 | 0 | 0 | 0 | 0 | 0 | -277166.1862 | 0 | 0 | 0 | 0 | 0 | 0 | 0 | 0
2016-08-10 07:00 | 0 | 0 | 0 | 0 | 493025.9469 | 0 | 449880 | 0 | 0 | 0 | 0 | 166102.9154 | 0 | 0 | 0 | 0 | 0 | 0 | 0 | 3765618.2853 | 0 | 0 | 0 | 0 | 0 | 0 | 0 | 0 | 0 | 0 | 0 | -83051.4577 | 0 | 0 | 0 | 0 | 0 | 0 | 0 | 0 | 0 | 126197.4046 | 0 | 0 | 0 | 0 | 0 | 0 | 0 | 0
2016-08-10 08:00 | 0 | 0 | 0 | 0 | 460406.8968 | 0 | 442094 | 0 | 0 | 0 | 0 | 249154.3731 | 0 | 0 | 0 | 0 | 0 | 0 | 0 | 3700879.7244 | 0 | 0 | 0 | 0 | 0 | 0 | 0 | 0 | 0 | 0 | 0 | 83051.4577 | 0 | 0 | 0 | 0 | 0 | 0 | 0 | 0 | 0 | -64738.5609 | 0 | 0 | 0 | 0 | 0 | 0 | 0 | 0
2016-08-10 09:00 | 0 | 0 | 0 | 0 | 424812.47 | 0 | 446610 | 0 | 0 | 0 | 0 | 166102.9154 | 0 | 0 | 0 | 0 | 0 | 0 | 0 | 3762133.6522 | 0 | 0 | 0 | 0 | 0 | 0 | 0 | 0 | 0 | 0 | 0 | -83051.4577 | 0 | 0 | 0 | 0 | 0 | 0 | 0 | 0 | 0 | 61253.9277 | 0 | 0 | 0 | 0 | 0 | 0 | 0 | 0
2016-08-10 10:00 | 0 | 0 | 0 | 0 | 388070.4383 | 0 | 463323 | 0 | 0 | 0 | 0 | 249154.3731 | 0 | 0 | 0 | 0 | 0 | 0 | 0 | 3603829.6328 | 0 | 0 | 0 | 0 | 0 | 0 | 0 | 0 | 0 | 0 | 0 | 83051.4577 | 0 | 0 | 0 | 0 | 0 | 0 | 0 | 0 | 0 | -158304.0194 | 0 | 0 | 0 | 0 | 0 | 0 | 0 | 0
2016-08-10 11:00 | 0 | 0 | 0 | 0 | 361492.2072 | 0 | 482624 | 0 | 0 | 0 | 0 | 166102.9154 | 0 | 0 | 0 | 0 | 0 | 0 | 0 | 3565749.2976 | 0 | 0 | 0 | 0 | 0 | 0 | 0 | 0 | 0 | 0 | 0 | -83051.4577 | 0 | 0 | 0 | 0 | 0 | 0 | 0 | 0 | 0 | -38080.3351 | 0 | 0 | 0 | 0 | 0 | 0 | 0 | 0
2016-08-10 12:00 | 0 | 0 | 0 | 0 | 118054.9592 | 26032.3969 | 504305 | 0 | 0 | 0 | 0 | 83051.4577 | 0 | 0 | 0 | 0 | 0 | 0 | 0 | 3288583.1115 | 0 | 0 | 0 | 0 | 0 | 0 | 0 | 0 | 0 | 0 | 0 | -83051.4577 | 0 | 0 | 0 | 0 | 0 | 0 | 0 | 0 | 0 | -277166.1862 | 0 | 0 | 0 | 0 | 0 | 0 | 0 | 0
2016-08-10 13:00 | 0 | 0 | 0 | 0 | 213307.3323 | 293120.2907 | 532360 | 0 | 0 | 0 | 0 | 83051.4577 | 0 | 0 | 0 | 0 | 0 | 0 | 0 | 3262650.7345 | 0 | 0 | 0 | 0 | 0 | 0 | 0 | 0 | 0 | 0 | 0 | 0 | 0 | 0 | 0 | 0 | 0 | 0 | 0 | 0 | 0 | -25932.377 | 0 | 0 | 0 | 0 | 0 | 0 | 0 | 0
2016-08-10 14:00 | 0 | 0 | 0 | 0 | 0 | 579181.3614 | 566502 | 0 | 0 | 0 | 0 | 0 | 0 | 0 | 0 | 0 | 0 | 0 | 0 | 3358381.5536 | 0 | 0 | 0 | 0 | 0 | 0 | 0 | 0 | 0 | 0 | 0 | -83051.4577 | 0 | 0 | 0 | 0 | 0 | 0 | 0 | 0 | 0 | 95730.8191 | 0 | 0 | 0 | 0 | 0 | 0 | 0 | 0
2016-08-10 15:00 | 0 | 0 | 0 | 0 | 238738.3937 | 722361.2501 | 600882 | 0 | 0 | 0 | 0 | 83051.4577 | 0 | 0 | 0 | 0 | 0 | 0 | 0 | 3635547.7398 | 0 | 0 | 0 | 0 | 0 | 0 | 0 | 0 | 0 | 0 | 0 | 83051.4577 | 0 | 0 | 0 | 0 | 0 | 0 | 0 | 0 | 0 | 277166.1862 | 0 | 0 | 0 | 0 | 0 | 0 | 0 | 0
2016-08-10 16:00 | 0 | 0 | 0 | 0 | 0 | 790705.632 | 630175 | 0 | 0 | 0 | 0 | 0 | 0 | 0 | 0 | 0 | 0 | 0 | 0 | 3879129.8294 | 0 | 0 | 0 | 0 | 0 | 0 | 0 | 0 | 0 | 0 | 0 | -83051.4577 | 0 | 0 | 0 | 0 | 0 | 0 | 0 | 0 | 0 | 243582.0897 | 0 | 0 | 0 | 0 | 0 | 0 | 0 | 0
2016-08-10 17:00 | 0 | 0 | 0 | 0 | 0 | 796845.8481 | 654319 | 0 | 0 | 0 | 0 | 83051.4577 | 0 | 0 | 0 | 0 | 0 | 0 | 0 | 3938605.2198 | 0 | 0 | 0 | 0 | 0 | 0 | 0 | 0 | 0 | 0 | 0 | 83051.4577 | 0 | 0 | 0 | 0 | 0 | 0 | 0 | 0 | 0 | 59475.3904 | 0 | 0 | 0 | 0 | 0 | 0 | 0 | 0
2016-08-10 18:00 | 0 | 0 | 0 | 0 | 89555.8839 | 776921.8446 | 672363 | 0 | 0 | 0 | 0 | 0 | 0 | 0 | 0 | 0 | 0 | 0 | 0 | 4215771.406 | 0 | 0 | 0 | 0 | 0 | 0 | 0 | 0 | 0 | 0 | 0 | -83051.4577 | 0 | 0 | 0 | 0 | 0 | 0 | 0 | 0 | 0 | 277166.1862 | 0 | 0 | 0 | 0 | 0 | 0 | 0 | 0
2016-08-10 19:00 | 0 | 0 | 0 | 0 | 295253.5645 | 748427.0794 | 683463 | 0 | 0 | 0 | 0 | 83051.4577 | 0 | 0 | 0 | 0 | 0 | 0 | 0 | 4492937.5922 | 0 | 0 | 0 | 0 | 0 | 0 | 0 | 0 | 0 | 0 | 0 | 83051.4577 | 0 | 0 | 0 | 0 | 0 | 0 | 0 | 0 | 0 | 277166.1862 | 0 | 0 | 0 | 0 | 0 | 0 | 0 | 0
2016-08-10 20:00 | 0 | 0 | 0 | 0 | 0 | 718459.8798 | 692115 | 0 | 0 | 0 | 0 | 166102.9154 | 0 | 0 | 0 | 0 | 0 | 0 | 0 | 4436231.0143 | 0 | 0 | 0 | 0 | 0 | 0 | 0 | 0 | 0 | 0 | 0 | 83051.4577 | 0 | 0 | 0 | 0 | 0 | 0 | 0 | 0 | 0 | -56706.5779 | 0 | 0 | 0 | 0 | 0 | 0 | 0 | 0
2016-08-10 21:00 | 0 | 0 | 0 | 0 | 208794.7944 | 679362.934 | 694043 | 0 | 0 | 0 | 0 | 83051.4577 | 0 | 0 | 0 | 0 | 0 | 0 | 0 | 4713397.2005 | 0 | 0 | 0 | 0 | 0 | 0 | 0 | 0 | 0 | 0 | 0 | -83051.4577 | 0 | 0 | 0 | 0 | 0 | 0 | 0 | 0 | 0 | 277166.1862 | 0 | 0 | 0 | 0 | 0 | 0 | 0 | 0
2016-08-10 22:00 | 0 | 0 | 0 | 0 | 0 | 624911.8875 | 689634 | 0 | 0 | 0 | 0 | 166102.9154 | 0 | 0 | 0 | 0 | 0 | 0 | 0 | 4565623.6303 | 0 | 0 | 0 | 0 | 0 | 0 | 0 | 0 | 0 | 0 | 0 | 83051.4577 | 0 | 0 | 0 | 0 | 0 | 0 | 0 | 0 | 0 | -147773.5702 | 0 | 0 | 0 | 0 | 0 | 0 | 0 | 0
2016-08-10 23:00 | 0 | 0 | 0 | 0 | 341721.9482 | 529280.7802 | 676888 | 0 | 0 | 0 | 0 | 83051.4577 | 0 | 0 | 0 | 0 | 0 | 0 | 0 | 4842789.8165 | 0 | 0 | 0 | 0 | 0 | 0 | 0 | 0 | 0 | 0 | 0 | -83051.4577 | 0 | 0 | 0 | 0 | 0 | 0 | 0 | 0 | 0 | 277166.1862 | 0 | 0 | 0 | 0 | 0 | 0 | 0 | 0
2016-08-11 | 0 | 0 | 0 | 0 | 487838.9226 | 392339.7445 | 663518 | 0 | 0 | 0 | 0 | 166102.9154 | 0 | 0 | 0 | 0 | 0 | 0 | 0 | 4976399.0259 | 0 | 0 | 0 | 0 | 0 | 0 | 0 | 0 | 0 | 0 | 0 | 83051.4577 | 0 | 0 | 0 | 0 | 0 | 0 | 0 | 0 | 0 | 133609.2094 | 0 | 0 | 0 | 0 | 0 | 0 | 0 | 0
2016-08-11 01:00 | 0 | 0 | 0 | 0 | 592178.5817 | 189070.5082 | 645779 | 0 | 0 | 0 | 0 | 249154.3731 | 0 | 0 | 0 | 0 | 0 | 0 | 0 | 5028817.6581 | 0 | 0 | 0 | 0 | 0 | 0 | 0 | 0 | 0 | 0 | 0 | 83051.4577 | 0 | 0 | 0 | 0 | 0 | 0 | 0 | 0 | 0 | 52418.6322 | 0 | 0 | 0 | 0 | 0 | 0 | 0 | 0
2016-08-11 02:00 | 0 | 0 | 0 | 0 | 604383.6062 | 6143.8143 | 613591 | 0 | 0 | 0 | 0 | 166102.9154 | 0 | 0 | 0 | 0 | 0 | 0 | 0 | 5108805.5363 | 0 | 0 | 0 | 0 | 0 | 0 | 0 | 0 | 0 | 0 | 0 | -83051.4577 | 0 | 0 | 0 | 0 | 0 | 0 | 0 | 0 | 0 | 79987.8782 | 0 | 0 | 0 | 0 | 0 | 0 | 0 | 0
2016-08-11 03:00 | 0 | 0 | 0 | 0 | 380765.2715 | 0 | 574880 | 0 | 0 | 0 | 0 | 249154.3731 | 0 | 0 | 0 | 0 | 0 | 0 | 0 | 4831639.3501 | 0 | 0 | 0 | 0 | 0 | 0 | 0 | 0 | 0 | 0 | 0 | 83051.4577 | 0 | 0 | 0 | 0 | 0 | 0 | 0 | 0 | 0 | -277166.1862 | 0 | 0 | 0 | 0 | 0 | 0 | 0 | 0
2016-08-11 04:00 | 0 | 0 | 0 | 0 | 519195.5821 | 0 | 539161 | 0 | 0 | 0 | 0 | 166102.9154 | 0 | 0 | 0 | 0 | 0 | 0 | 0 | 4894725.3899 | 0 | 0 | 0 | 0 | 0 | 0 | 0 | 0 | 0 | 0 | 0 | -83051.4577 | 0 | 0 | 0 | 0 | 0 | 0 | 0 | 0 | 0 | 63086.0398 | 0 | 0 | 0 | 0 | 0 | 0 | 0 | 0
2016-08-11 05:00 | 0 | 0 | 0 | 0 | 482680.2778 | 0 | 506885 | 0 | 0 | 0 | 0 | 249154.3731 | 0 | 0 | 0 | 0 | 0 | 0 | 0 | 4787469.21 | 0 | 0 | 0 | 0 | 0 | 0 | 0 | 0 | 0 | 0 | 0 | 83051.4577 | 0 | 0 | 0 | 0 | 0 | 0 | 0 | 0 | 0 | -107256.1799 | 0 | 0 | 0 | 0 | 0 | 0 | 0 | 0
2016-08-11 06:00 | 0 | 0 | 0 | 0 | 438280.7529 | 0 | 480926 | 0 | 0 | 0 | 0 | 166102.9154 | 0 | 0 | 0 | 0 | 0 | 0 | 0 | 4827875.4205 | 0 | 0 | 0 | 0 | 0 | 0 | 0 | 0 | 0 | 0 | 0 | -83051.4577 | 0 | 0 | 0 | 0 | 0 | 0 | 0 | 0 | 0 | 40406.2106 | 0 | 0 | 0 | 0 | 0 | 0 | 0 | 0
2016-08-11 07:00 | 0 | 0 | 0 | 0 | 401496.424 | 0 | 463267 | 0 | 0 | 0 | 0 | 249154.3731 | 0 | 0 | 0 | 0 | 0 | 0 | 0 | 4683053.3868 | 0 | 0 | 0 | 0 | 0 | 0 | 0 | 0 | 0 | 0 | 0 | 83051.4577 | 0 | 0 | 0 | 0 | 0 | 0 | 0 | 0 | 0 | -144822.0337 | 0 | 0 | 0 | 0 | 0 | 0 | 0 | 0
2016-08-11 08:00 | 0 | 0 | 0 | 0 | 376973.2244 | 0 | 454853 | 0 | 0 | 0 | 0 | 166102.9154 | 0 | 0 | 0 | 0 | 0 | 0 | 0 | 4688225.0689 | 0 | 0 | 0 | 0 | 0 | 0 | 0 | 0 | 0 | 0 | 0 | -83051.4577 | 0 | 0 | 0 | 0 | 0 | 0 | 0 | 0 | 0 | 5171.6821 | 0 | 0 | 0 | 0 | 0 | 0 | 0 | 0
2016-08-11 09:00 | 0 | 0 | 0 | 0 | 125644.6583 | 0 | 459811 | 0 | 0 | 0 | 0 | 109102.7598 | 0 | 0 | 0 | 0 | 0 | 0 | 0 | 4411058.8827 | 0 | 0 | 0 | 0 | 0 | 0 | 0 | 0 | 0 | 0 | 0 | -57000.1556 | 0 | 0 | 0 | 0 | 0 | 0 | 0 | 0 | 0 | -277166.1862 | 0 | 0 | 0 | 0 | 0 | 0 | 0 | 0
2016-08-11 10:00 | 0 | 0 | 0 | 0 | 330748.9252 | 0 | 477411 | 0 | 0 | 0 | 0 | 26051.3021 | 0 | 0 | 0 | 0 | 0 | 0 | 0 | 4347448.2656 | 0 | 0 | 0 | 0 | 0 | 0 | 0 | 0 | 0 | 0 | 0 | -83051.4577 | 0 | 0 | 0 | 0 | 0 | 0 | 0 | 0 | 0 | -63610.6171 | 0 | 0 | 0 | 0 | 0 | 0 | 0 | 0
2016-08-11 11:00 | 0 | 0 | 0 | 0 | 321096.783 | 0 | 496658 | 0 | 0 | 0 | 0 | 109102.7598 | 0 | 0 | 0 | 0 | 0 | 0 | 0 | 4088835.591 | 0 | 0 | 0 | 0 | 0 | 0 | 0 | 0 | 0 | 0 | 0 | 83051.4577 | 0 | 0 | 0 | 0 | 0 | 0 | 0 | 0 | 0 | -258612.6747 | 0 | 0 | 0 | 0 | 0 | 0 | 0 | 0
2016-08-11 12:00 | 0 | 0 | 0 | 0 | 237716.4623 | 24516.0686 | 520056 | 0 | 0 | 0 | 0 | 26051.3021 | 0 | 0 | 0 | 0 | 0 | 0 | 0 | 3914063.5797 | 0 | 0 | 0 | 0 | 0 | 0 | 0 | 0 | 0 | 0 | 0 | -83051.4577 | 0 | 0 | 0 | 0 | 0 | 0 | 0 | 0 | 0 | -174772.0113 | 0 | 0 | 0 | 0 | 0 | 0 | 0 | 0
2016-08-11 13:00 | 0 | 0 | 0 | 0 | 0 | 295569.6607 | 548905 | 0 | 0 | 0 | 0 | 42128.3309 | 0 | 0 | 0 | 0 | 0 | 0 | 0 | 3636897.3935 | 0 | 7753.8181 | 0 | 0 | 0 | 0 | 0 | 0 | 0 | 0 | 0 | 16077.0287 | 0 | 0 | 0 | 0 | 0 | 0 | 0 | 0 | 0 | -277166.1862 | 0 | 7753.8181 | 0 | 0 | 0 | 0 | 0 | 0
2016-08-11 14:00 | 0 | 0 | 0 | 0 | 300735.0144 | 551629.9263 | 584554 | 0 | 0 | 0 | 0 | 0 | 0 | 0 | 0 | 0 | 0 | 0 | 0 | 3914063.5797 | 0 | 40526.9035 | 0 | 0 | 0 | 0 | 0 | 0 | 0 | 0 | 0 | -42128.3309 | 0 | 0 | 0 | 0 | 0 | 0 | 0 | 0 | 0 | 277166.1862 | 0 | 32773.0854 | 0 | 0 | 0 | 0 | 0 | 0
2016-08-11 15:00 | 0 | 0 | 0 | 0 | 254146.9111 | 694223.6474 | 620926 | 0 | 0 | 0 | 0 | 83051.4577 | 0 | 0 | 0 | 0 | 0 | 0 | 0 | 4191229.7658 | 0 | 7753.8181 | 0 | 0 | 0 | 0 | 0 | 0 | 0 | 0 | 0 | 83051.4577 | 0 | 0 | 0 | 0 | 0 | 0 | 0 | 0 | 0 | 277166.1862 | 0 | -32773.0854 | 0 | 0 | 0 | 0 | 0 | 0
2016-08-11 16:00 | 0 | 0 | 0 | 0 | 71393.7465 | 765443.1638 | 650476 | 0 | 0 | 0 | 0 | 0 | 0 | 0 | 0 | 0 | 0 | 0 | 0 | 4468395.952 | 0 | 0 | 0 | 0 | 0 | 0 | 0 | 0 | 0 | 0 | 0 | -83051.4577 | 0 | 0 | 0 | 0 | 0 | 0 | 0 | 0 | 0 | 277166.1862 | 0 | -7753.8181 | 0 | 0 | 0 | 0 | 0 | 0
2016-08-11 17:00 | 0 | 0 | 0 | 0 | 251985.0155 | 781071.6283 | 672839 | 0 | 0 | 0 | 0 | 83051.4577 | 0 | 0 | 0 | 0 | 0 | 0 | 0 | 4745562.1382 | 0 | 0 | 0 | 0 | 0 | 0 | 0 | 0 | 0 | 0 | 0 | 83051.4577 | 0 | 0 | 0 | 0 | 0 | 0 | 0 | 0 | 0 | 277166.1862 | 0 | 0 | 0 | 0 | 0 | 0 | 0 | 0
2016-08-11 18:00 | 0 | 0 | 0 | 0 | 238303.1003 | 776515.5448 | 691270 | 0 | 0 | 0 | 0 | 166102.9154 | 0 | 0 | 0 | 0 | 0 | 0 | 0 | 4986059.3255 | 0 | 0 | 0 | 0 | 0 | 0 | 0 | 0 | 0 | 0 | 0 | 83051.4577 | 0 | 0 | 0 | 0 | 0 | 0 | 0 | 0 | 0 | 240497.1874 | 0 | 0 | 0 | 0 | 0 | 0 | 0 | 0
2016-08-11 19:00 | 0 | 0 | 0 | 0 | 0 | 766600.9354 | 704348 | 0 | 0 | 0 | 0 | 249154.3731 | 0 | 0 | 0 | 0 | 0 | 0 | 0 | 4965260.8032 | 0 | 0 | 0 | 0 | 0 | 0 | 0 | 0 | 0 | 0 | 0 | 83051.4577 | 0 | 0 | 0 | 0 | 0 | 0 | 0 | 0 | 0 | -20798.5223 | 0 | 0 | 0 | 0 | 0 | 0 | 0 | 0
2016-08-11 20:00 | 0 | 0 | 0 | 0 | 215909.2228 | 760386.8368 | 711228 | 0 | 0 | 0 | 0 | 237056.2466 | 0 | 0 | 0 | 0 | 0 | 0 | 0 | 5242426.9894 | 0 | 0 | 0 | 0 | 0 | 0 | 0 | 0 | 0 | 0 | 0 | -12098.1265 | 0 | 0 | 0 | 0 | 0 | 0 | 0 | 0 | 0 | 277166.1862 | 0 | 0 | 0 | 0 | 0 | 0 | 0 | 0
2016-08-11 21:00 | 0 | 0 | 0 | 0 | 205989.7384 | 746982.73 | 712067 | 0 | 0 | 0 | 0 | 320107.7043 | 0 | 0 | 0 | 0 | 0 | 0 | 0 | 5400281 | 0 | 0 | 0 | 0 | 0 | 0 | 0 | 0 | 0 | 0 | 0 | 83051.4577 | 0 | 0 | 0 | 0 | 0 | 0 | 0 | 0 | 0 | 157854.0106 | 0 | 0 | 0 | 0 | 0 | 0 | 0 | 0
2016-08-11 22:00 | 0 | 0 | 0 | 0 | 195025.0514 | 710554.0977 | 705532 | 0 | 0 | 0 | 0 | 237056.2466 | 0 | 0 | 0 | 0 | 0 | 0 | 0 | 5677447.1861 | 0 | 5932.4207 | 0 | 0 | 0 | 0 | 0 | 0 | 0 | 0 | 0 | -83051.4577 | 0 | 0 | 0 | 0 | 0 | 0 | 0 | 0 | 0 | 277166.1862 | 0 | 5932.4207 | 0 | 0 | 0 | 0 | 0 | 0
2016-08-11 23:00 | 0 | 0 | 0 | 0 | 0 | 614249.0622 | 693311 | 0 | 0 | 0 | 0 | 320107.7043 | 0 | 0 | 0 | 0 | 0 | 0 | 0 | 5521266.2113 | 0 | 0 | 0 | 0 | 0 | 0 | 0 | 0 | 0 | 0 | 0 | 83051.4577 | 0 | 0 | 0 | 0 | 0 | 0 | 0 | 0 | 0 | -156180.9748 | 0 | -5932.4207 | 0 | 0 | 0 | 0 | 0 | 0
2016-08-12 | 0 | 0 | 0 | 0 | 223326.4216 | 466199.0844 | 679786 | 0 | 0 | 0 | 0 | 237056.2466 | 0 | 0 | 0 | 0 | 0 | 0 | 0 | 5606303.3569 | 0 | 7753.8181 | 0 | 0 | 0 | 0 | 0 | 0 | 0 | 0 | 0 | -83051.4577 | 0 | 0 | 0 | 0 | 0 | 0 | 0 | 0 | 0 | 85037.1456 | 0 | 7753.8181 | 0 | 0 | 0 | 0 | 0 | 0
2016-08-12 01:00 | 0 | 0 | 0 | 0 | 314316.1483 | 212343.932 | 661145 | 0 | 0 | 0 | 0 | 320107.7043 | 0 | 0 | 0 | 0 | 0 | 0 | 0 | 5355993.8942 | 0 | 40526.9035 | 0 | 0 | 0 | 0 | 0 | 0 | 0 | 0 | 0 | 83051.4577 | 0 | 0 | 0 | 0 | 0 | 0 | 0 | 0 | 0 | -250309.4628 | 0 | 32773.0854 | 0 | 0 | 0 | 0 | 0 | 0
2016-08-12 02:00 | 0 | 0 | 0 | 0 | 354568.3 | 2888.2379 | 627372 | 0 | 0 | 0 | 0 | 237056.2466 | 0 | 0 | 0 | 0 | 0 | 0 | 0 | 5201902.9752 | 0 | 7753.8181 | 0 | 0 | 0 | 0 | 0 | 0 | 0 | 0 | 0 | -83051.4577 | 0 | 0 | 0 | 0 | 0 | 0 | 0 | 0 | 0 | -154090.919 | 0 | -32773.0854 | 0 | 0 | 0 | 0 | 0 | 0
2016-08-12 03:00 | 0 | 0 | 0 | 0 | 260384.4415 | 0 | 587829 | 0 | 0 | 0 | 0 | 154004.7889 | 0 | 0 | 0 | 0 | 0 | 0 | 0 | 4924736.789 | 0 | 40526.9035 | 0 | 0 | 0 | 0 | 0 | 0 | 0 | 0 | 0 | -83051.4577 | 0 | 0 | 0 | 0 | 0 | 0 | 0 | 0 | 0 | -277166.1862 | 0 | 32773.0854 | 0 | 0 | 0 | 0 | 0 | 0
2016-08-12 04:00 | 0 | 0 | 0 | 0 | 307391.8131 | 0 | 552138 | 0 | 0 | 0 | 0 | 219197.8735 | 0 | 0 | 0 | 0 | 0 | 0 | 0 | 4647570.6029 | 0 | 7753.8181 | 0 | 0 | 0 | 0 | 0 | 0 | 0 | 0 | 0 | 65193.0846 | 0 | 0 | 0 | 0 | 0 | 0 | 0 | 0 | 0 | -277166.1862 | 0 | -32773.0854 | 0 | 0 | 0 | 0 | 0 | 0
2016-08-12 05:00 | 0 | 0 | 0 | 0 | 219150.1023 | 0 | 518806 | 0 | 0 | 0 | 0 | 204461.98 | 0 | 0 | 0 | 0 | 0 | 0 | 0 | 4370404.4167 | 0 | 0 | 0 | 0 | 0 | 0 | 0 | 0 | 0 | 0 | 0 | -14735.8935 | 0 | 0 | 0 | 0 | 0 | 0 | 0 | 0 | 0 | -277166.1862 | 0 | -7753.8181 | 0 | 0 | 0 | 0 | 0 | 0
2016-08-12 06:00 | 0 | 0 | 0 | 0 | 270342.7974 | 0 | 491927 | 0 | 0 | 0 | 0 | 260043.9636 | 0 | 0 | 0 | 0 | 0 | 0 | 0 | 4093238.2305 | 0 | 0 | 0 | 0 | 0 | 0 | 0 | 0 | 0 | 0 | 0 | 55581.9836 | 0 | 0 | 0 | 0 | 0 | 0 | 0 | 0 | 0 | -277166.1862 | 0 | 0 | 0 | 0 | 0 | 0 | 0 | 0
2016-08-12 07:00 | 0 | 0 | 0 | 0 | 267803.6811 | 0 | 472808 | 0 | 0 | 0 | 0 | 332205.8308 | 0 | 0 | 0 | 0 | 0 | 0 | 0 | 3816072.0444 | 0 | 0 | 0 | 0 | 0 | 0 | 0 | 0 | 0 | 0 | 0 | 72161.8672 | 0 | 0 | 0 | 0 | 0 | 0 | 0 | 0 | 0 | -277166.1862 | 0 | 0 | 0 | 0 | 0 | 0 | 0 | 0
2016-08-12 08:00 | 0 | 0 | 0 | 0 | 273274.6236 | 0 | 463193 | 0 | 0 | 0 | 0 | 249154.3731 | 0 | 0 | 0 | 0 | 0 | 0 | 0 | 3709205.1257 | 0 | 0 | 0 | 0 | 0 | 0 | 0 | 0 | 0 | 0 | 0 | -83051.4577 | 0 | 0 | 0 | 0 | 0 | 0 | 0 | 0 | 0 | -106866.9187 | 0 | 0 | 0 | 0 | 0 | 0 | 0 | 0
2016-08-12 09:00 | 0 | 0 | 0 | 0 | 272095.2715 | 0 | 466210 | 0 | 0 | 0 | 0 | 332205.8308 | 0 | 0 | 0 | 0 | 0 | 0 | 0 | 3432038.9395 | 0 | 0 | 0 | 0 | 0 | 0 | 0 | 0 | 0 | 0 | 0 | 83051.4577 | 0 | 0 | 0 | 0 | 0 | 0 | 0 | 0 | 0 | -277166.1862 | 0 | 0 | 0 | 0 | 0 | 0 | 0 | 0
2016-08-12 10:00 | 0 | 0 | 0 | 0 | 285879.8546 | 0 | 482275 | 0 | 0 | 0 | 0 | 249154.3731 | 0 | 0 | 0 | 0 | 0 | 0 | 0 | 3318695.2518 | 0 | 0 | 0 | 0 | 0 | 0 | 0 | 0 | 0 | 0 | 0 | -83051.4577 | 0 | 0 | 0 | 0 | 0 | 0 | 0 | 0 | 0 | -113343.6877 | 0 | 0 | 0 | 0 | 0 | 0 | 0 | 0
2016-08-12 11:00 | 0 | 0 | 0 | 0 | 293481.3793 | 0 | 501898 | 0 | 0 | 0 | 0 | 166102.9154 | 0 | 0 | 0 | 0 | 0 | 0 | 0 | 3160557.0034 | 0 | 32773.0854 | 0 | 0 | 0 | 0 | 0 | 0 | 0 | 0 | 0 | -83051.4577 | 0 | 0 | 0 | 0 | 0 | 0 | 0 | 0 | 0 | -158138.2483 | 0 | 32773.0854 | 0 | 0 | 0 | 0 | 0 | 0
2016-08-12 12:00 | 0 | 0 | 0 | 0 | 215999.529 | 30378.3689 | 523776 | 0 | 0 | 0 | 0 | 83051.4577 | 0 | 0 | 0 | 0 | 0 | 0 | 0 | 2998983.4444 | 0 | 0 | 0 | 0 | 0 | 0 | 0 | 0 | 0 | 0 | 0 | -83051.4577 | 0 | 0 | 0 | 0 | 0 | 0 | 0 | 0 | 0 | -161573.559 | 0 | -32773.0854 | 0 | 0 | 0 | 0 | 0 | 0
2016-08-12 13:00 | 0 | 0 | 0 | 0 | 0 | 398152.4581 | 552524 | 0 | 0 | 0 | 0 | 0 | 0 | 0 | 0 | 0 | 0 | 0 | 0 | 2927663.3602 | 0 | 0 | 0 | 0 | 0 | 0 | 0 | 0 | 0 | 0 | 0 | -83051.4577 | 0 | 0 | 0 | 0 | 0 | 0 | 0 | 0 | 0 | -71320.0842 | 0 | 0 | 0 | 0 | 0 | 0 | 0 | 0
2016-08-12 14:00 | 0 | 0 | 0 | 0 | 245392.1656 | 621816.9882 | 585241 | 0 | 0 | 0 | 0 | 4801.9677 | 0 | 0 | 0 | 0 | 0 | 0 | 0 | 3204829.5464 | 0 | 0 | 0 | 0 | 0 | 0 | 0 | 0 | 0 | 0 | 0 | 4801.9677 | 0 | 0 | 0 | 0 | 0 | 0 | 0 | 0 | 0 | 277166.1862 | 0 | 0 | 0 | 0 | 0 | 0 | 0 | 0
2016-08-12 15:00 | 0 | 0 | 0 | 0 | 0 | 771381.3519 | 618102 | 0 | 0 | 0 | 0 | 87853.4254 | 0 | 0 | 0 | 0 | 0 | 0 | 0 | 3275057.4406 | 0 | 0 | 0 | 0 | 0 | 0 | 0 | 0 | 0 | 0 | 0 | 83051.4577 | 0 | 0 | 0 | 0 | 0 | 0 | 0 | 0 | 0 | 70227.8942 | 0 | 0 | 0 | 0 | 0 | 0 | 0 | 0
2016-08-12 16:00 | 0 | 0 | 0 | 0 | 0 | 831870.5527 | 645060 | 0 | 0 | 0 | 0 | 4801.9677 | 0 | 0 | 0 | 0 | 0 | 0 | 0 | 3544919.4509 | 0 | 0 | 0 | 0 | 0 | 0 | 0 | 0 | 0 | 0 | 0 | -83051.4577 | 0 | 0 | 0 | 0 | 0 | 0 | 0 | 0 | 0 | 269862.0104 | 0 | 0 | 0 | 0 | 0 | 0 | 0 | 0
2016-08-12 17:00 | 0 | 0 | 0 | 0 | 187114.3599 | 840288.284 | 667185 | 0 | 0 | 0 | 0 | 87853.4254 | 0 | 0 | 0 | 0 | 0 | 0 | 0 | 3822085.6371 | 0 | 0 | 0 | 0 | 0 | 0 | 0 | 0 | 0 | 0 | 0 | 83051.4577 | 0 | 0 | 0 | 0 | 0 | 0 | 0 | 0 | 0 | 277166.1862 | 0 | 0 | 0 | 0 | 0 | 0 | 0 | 0
2016-08-12 18:00 | 0 | 0 | 0 | 0 | 0 | 829638.4454 | 683130 | 0 | 0 | 0 | 0 | 170904.8831 | 0 | 0 | 0 | 0 | 0 | 0 | 0 | 3885542.6248 | 0 | 0 | 0 | 0 | 0 | 0 | 0 | 0 | 0 | 0 | 0 | 83051.4577 | 0 | 0 | 0 | 0 | 0 | 0 | 0 | 0 | 0 | 63456.9877 | 0 | 0 | 0 | 0 | 0 | 0 | 0 | 0
2016-08-12 19:00 | 0 | 0 | 0 | 0 | 224768.7907 | 816183.4477 | 691605 | 0 | 0 | 0 | 0 | 253956.3408 | 0 | 0 | 0 | 0 | 0 | 0 | 0 | 4151838.4055 | 0 | 0 | 0 | 0 | 0 | 0 | 0 | 0 | 0 | 0 | 0 | 83051.4577 | 0 | 0 | 0 | 0 | 0 | 0 | 0 | 0 | 0 | 266295.7807 | 0 | 0 | 0 | 0 | 0 | 0 | 0 | 0
2016-08-12 20:00 | 0 | 0 | 0 | 0 | 79841.9996 | 807948.7289 | 693676 | 0 | 0 | 0 | 0 | 170904.8831 | 0 | 0 | 0 | 0 | 0 | 0 | 0 | 4429004.5917 | 0 | 0 | 0 | 0 | 0 | 0 | 0 | 0 | 0 | 0 | 0 | -83051.4577 | 0 | 0 | 0 | 0 | 0 | 0 | 0 | 0 | 0 | 277166.1862 | 0 | 0 | 0 | 0 | 0 | 0 | 0 | 0
2016-08-12 21:00 | 0 | 0 | 0 | 0 | 209090.9552 | 791224.1087 | 691677 | 0 | 0 | 0 | 0 | 253956.3408 | 0 | 0 | 0 | 0 | 0 | 0 | 0 | 4621818.1125 | 0 | 32773.0854 | 0 | 0 | 0 | 0 | 0 | 0 | 0 | 0 | 0 | 83051.4577 | 0 | 0 | 0 | 0 | 0 | 0 | 0 | 0 | 0 | 192813.5209 | 0 | 32773.0854 | 0 | 0 | 0 | 0 | 0 | 0
2016-08-12 22:00 | 0 | 0 | 0 | 0 | 0 | 753052.2135 | 681134 | 0 | 0 | 0 | 0 | 337007.7985 | 0 | 0 | 0 | 0 | 0 | 0 | 0 | 4643457.9537 | 0 | 0 | 0 | 0 | 0 | 0 | 0 | 0 | 0 | 0 | 0 | 83051.4577 | 0 | 0 | 0 | 0 | 0 | 0 | 0 | 0 | 0 | 21639.8411 | 0 | -32773.0854 | 0 | 0 | 0 | 0 | 0 | 0
2016-08-12 23:00 | 0 | 0 | 0 | 0 | 190421.3931 | 649763.7638 | 662811 | 0 | 0 | 0 | 0 | 253956.3408 | 0 | 0 | 0 | 0 | 0 | 0 | 0 | 4903883.5683 | 0 | 0 | 0 | 0 | 0 | 0 | 0 | 0 | 0 | 0 | 0 | -83051.4577 | 0 | 0 | 0 | 0 | 0 | 0 | 0 | 0 | 0 | 260425.6146 | 0 | 0 | 0 | 0 | 0 | 0 | 0 | 0
2016-08-13 | 0 | 0 | 0 | 0 | 193739.4907 | 488726.7754 | 647312 | 0 | 0 | 0 | 0 | 337007.7985 | 0 | 0 | 0 | 0 | 0 | 0 | 0 | 4855986.3768 | 0 | 0 | 0 | 0 | 0 | 0 | 0 | 0 | 0 | 0 | 0 | 83051.4577 | 0 | 0 | 0 | 0 | 0 | 0 | 0 | 0 | 0 | -47897.1916 | 0 | 0 | 0 | 0 | 0 | 0 | 0 | 0
2016-08-13 01:00 | 0 | 0 | 0 | 0 | 263442.6315 | 185327.0451 | 628394 | 0 | 0 | 0 | 0 | 253956.3408 | 0 | 0 | 0 | 0 | 0 | 0 | 0 | 4751659.693 | 0 | 7753.8181 | 0 | 0 | 0 | 0 | 0 | 0 | 0 | 0 | 0 | -83051.4577 | 0 | 0 | 0 | 0 | 0 | 0 | 0 | 0 | 0 | -104326.6838 | 0 | 7753.8181 | 0 | 0 | 0 | 0 | 0 | 0
2016-08-13 02:00 | 0 | 0 | 0 | 0 | 268921.8859 | 2491.5556 | 598858 | 0 | 0 | 0 | 0 | 170904.8831 | 0 | 0 | 0 | 0 | 0 | 0 | 0 | 4474493.5068 | 0 | 40526.9035 | 0 | 0 | 0 | 0 | 0 | 0 | 0 | 0 | 0 | -83051.4577 | 0 | 0 | 0 | 0 | 0 | 0 | 0 | 0 | 0 | -277166.1862 | 0 | 32773.0854 | 0 | 0 | 0 | 0 | 0 | 0
2016-08-13 03:00 | 0 | 0 | 0 | 0 | 293086.7658 | 0 | 564410 | 0 | 0 | 0 | 0 | 87853.4254 | 0 | 0 | 0 | 0 | 0 | 0 | 0 | 4293975.5484 | 0 | 32773.0854 | 0 | 0 | 0 | 0 | 0 | 0 | 0 | 0 | 0 | -83051.4577 | 0 | 0 | 0 | 0 | 0 | 0 | 0 | 0 | 0 | -180517.9584 | 0 | -7753.8181 | 0 | 0 | 0 | 0 | 0 | 0
2016-08-13 04:00 | 0 | 0 | 0 | 0 | 137976.2708 | 0 | 530967 | 0 | 0 | 0 | 0 | 4801.9677 | 0 | 0 | 0 | 0 | 0 | 0 | 0 | 4016809.3623 | 0 | 0 | 0 | 0 | 0 | 0 | 0 | 0 | 0 | 0 | 0 | -83051.4577 | 0 | 0 | 0 | 0 | 0 | 0 | 0 | 0 | 0 | -277166.1862 | 0 | -32773.0854 | 0 | 0 | 0 | 0 | 0 | 0
2016-08-13 05:00 | 0 | 0 | 0 | 0 | 280674.9749 | 0 | 500597 | 0 | 0 | 0 | 0 | 62046.1287 | 0 | 0 | 0 | 0 | 0 | 0 | 0 | 3739643.1761 | 0 | 0 | 0 | 0 | 0 | 0 | 0 | 0 | 0 | 0 | 0 | 57244.1611 | 0 | 0 | 0 | 0 | 0 | 0 | 0 | 0 | 0 | -277166.1862 | 0 | 0 | 0 | 0 | 0 | 0 | 0 | 0
2016-08-13 06:00 | 0 | 0 | 0 | 0 | 272037.2033 | 0 | 474944 | 0 | 0 | 0 | 0 | 136305.5182 | 0 | 0 | 0 | 0 | 0 | 0 | 0 | 3462476.9899 | 0 | 0 | 0 | 0 | 0 | 0 | 0 | 0 | 0 | 0 | 0 | 74259.3895 | 0 | 0 | 0 | 0 | 0 | 0 | 0 | 0 | 0 | -277166.1862 | 0 | 0 | 0 | 0 | 0 | 0 | 0 | 0
2016-08-13 07:00 | 0 | 0 | 0 | 0 | 267648.3792 | 0 | 456605 | 0 | 0 | 0 | 0 | 53254.0605 | 0 | 0 | 0 | 0 | 0 | 0 | 0 | 3356571.8268 | 0 | 0 | 0 | 0 | 0 | 0 | 0 | 0 | 0 | 0 | 0 | -83051.4577 | 0 | 0 | 0 | 0 | 0 | 0 | 0 | 0 | 0 | -105905.1631 | 0 | 0 | 0 | 0 | 0 | 0 | 0 | 0
2016-08-13 08:00 | 0 | 0 | 0 | 0 | 114197.7533 | 0 | 444618 | 0 | 0 | 0 | 0 | 0 | 0 | 0 | 0 | 0 | 0 | 0 | 0 | 3079405.6407 | 0 | 0 | 0 | 0 | 0 | 0 | 0 | 0 | 0 | 0 | 0 | -53254.0605 | 0 | 0 | 0 | 0 | 0 | 0 | 0 | 0 | 0 | -277166.1862 | 0 | 0 | 0 | 0 | 0 | 0 | 0 | 0
2016-08-13 09:00 | 0 | 0 | 0 | 0 | 279227.4951 | 0 | 439691 | 0 | 0 | 0 | 0 | 83051.4577 | 0 | 0 | 0 | 0 | 0 | 0 | 0 | 2835890.678 | 0 | 0 | 0 | 0 | 0 | 0 | 0 | 0 | 0 | 0 | 0 | 83051.4577 | 0 | 0 | 0 | 0 | 0 | 0 | 0 | 0 | 0 | -243514.9626 | 0 | 0 | 0 | 0 | 0 | 0 | 0 | 0
2016-08-13 10:00 | 0 | 0 | 0 | 0 | 292521.5664 | 0 | 440900 | 0 | 0 | 0 | 0 | 0 | 0 | 0 | 0 | 0 | 0 | 0 | 0 | 2770563.7021 | 0 | 0 | 0 | 0 | 0 | 0 | 0 | 0 | 0 | 0 | 0 | -83051.4577 | 0 | 0 | 0 | 0 | 0 | 0 | 0 | 0 | 0 | -65326.9759 | 0 | 0 | 0 | 0 | 0 | 0 | 0 | 0
2016-08-13 11:00 | 0 | 0 | 0 | 0 | 300765.5728 | 0 | 448811 | 0 | 0 | 0 | 0 | 83051.4577 | 0 | 0 | 0 | 0 | 0 | 0 | 0 | 2531712.9991 | 0 | 7753.8181 | 0 | 0 | 0 | 0 | 0 | 0 | 0 | 0 | 0 | 83051.4577 | 0 | 0 | 0 | 0 | 0 | 0 | 0 | 0 | 0 | -238850.703 | 0 | 7753.8181 | 0 | 0 | 0 | 0 | 0 | 0
2016-08-13 12:00 | 0 | 0 | 0 | 0 | 175980.0319 | 23372.6498 | 469762 | 0 | 0 | 0 | 0 | 0 | 0 | 0 | 0 | 0 | 0 | 0 | 0 | 2311582.0532 | 0 | 40526.9035 | 0 | 0 | 0 | 0 | 0 | 0 | 0 | 0 | 0 | -83051.4577 | 0 | 0 | 0 | 0 | 0 | 0 | 0 | 0 | 0 | -220130.9459 | 0 | 32773.0854 | 0 | 0 | 0 | 0 | 0 | 0
2016-08-13 13:00 | 0 | 0 | 0 | 0 | 117498.3238 | 319344.5344 | 498958 | 0 | 0 | 0 | 0 | 83051.4577 | 0 | 0 | 0 | 0 | 0 | 0 | 0 | 2199188.5391 | 0 | 7753.8181 | 0 | 0 | 0 | 0 | 0 | 0 | 0 | 0 | 0 | 83051.4577 | 0 | 0 | 0 | 0 | 0 | 0 | 0 | 0 | 0 | -112393.5141 | 0 | -32773.0854 | 0 | 0 | 0 | 0 | 0 | 0
2016-08-13 14:00 | 0 | 0 | 0 | 0 | 181200.1483 | 586649.9586 | 531719 | 0 | 0 | 0 | 0 | 83051.4577 | 0 | 0 | 0 | 0 | 0 | 0 | 0 | 2402546.5606 | 0 | 40526.9035 | 0 | 0 | 0 | 0 | 0 | 0 | 0 | 0 | 0 | 0 | 0 | 0 | 0 | 0 | 0 | 0 | 0 | 0 | 0 | 203358.0215 | 0 | 32773.0854 | 0 | 0 | 0 | 0 | 0 | 0
2016-08-13 15:00 | 0 | 0 | 0 | 0 | 0 | 714765.8943 | 563517 | 0 | 0 | 0 | 0 | 0 | 0 | 0 | 0 | 0 | 0 | 0 | 0 | 2669619.998 | 0 | 7753.8181 | 0 | 0 | 0 | 0 | 0 | 0 | 0 | 0 | 0 | -83051.4577 | 0 | 0 | 0 | 0 | 0 | 0 | 0 | 0 | 0 | 267073.4374 | 0 | -32773.0854 | 0 | 0 | 0 | 0 | 0 | 0
2016-08-13 16:00 | 0 | 0 | 0 | 0 | 0 | 785618.3275 | 590577 | 0 | 0 | 0 | 0 | 83051.4577 | 0 | 0 | 0 | 0 | 0 | 0 | 0 | 2789363.6859 | 0 | 0 | 0 | 0 | 0 | 0 | 0 | 0 | 0 | 0 | 0 | 83051.4577 | 0 | 0 | 0 | 0 | 0 | 0 | 0 | 0 | 0 | 119743.6879 | 0 | -7753.8181 | 0 | 0 | 0 | 0 | 0 | 0
2016-08-13 17:00 | 0 | 0 | 0 | 0 | 11038.6213 | 793106.1071 | 610030 | 0 | 0 | 0 | 0 | 0 | 0 | 0 | 0 | 0 | 0 | 0 | 0 | 3066529.872 | 0 | 0 | 0 | 0 | 0 | 0 | 0 | 0 | 0 | 0 | 0 | -83051.4577 | 0 | 0 | 0 | 0 | 0 | 0 | 0 | 0 | 0 | 277166.1862 | 0 | 0 | 0 | 0 | 0 | 0 | 0 | 0
2016-08-13 18:00 | 0 | 0 | 0 | 0 | 200129.9164 | 783524.2605 | 625920 | 0 | 0 | 0 | 0 | 83051.4577 | 0 | 0 | 0 | 0 | 0 | 0 | 0 | 3341212.5912 | 0 | 0 | 0 | 0 | 0 | 0 | 0 | 0 | 0 | 0 | 0 | 83051.4577 | 0 | 0 | 0 | 0 | 0 | 0 | 0 | 0 | 0 | 274682.7192 | 0 | 0 | 0 | 0 | 0 | 0 | 0 | 0
2016-08-13 19:00 | 0 | 0 | 0 | 0 | 58016.2901 | 773874.4384 | 637776 | 0 | 0 | 0 | 0 | 0 | 0 | 0 | 0 | 0 | 0 | 0 | 0 | 3618378.7774 | 0 | 0 | 0 | 0 | 0 | 0 | 0 | 0 | 0 | 0 | 0 | -83051.4577 | 0 | 0 | 0 | 0 | 0 | 0 | 0 | 0 | 0 | 277166.1862 | 0 | 0 | 0 | 0 | 0 | 0 | 0 | 0
2016-08-13 20:00 | 0 | 0 | 0 | 0 | 194443.0875 | 770883.6829 | 645466 | 0 | 0 | 0 | 0 | 83051.4577 | 0 | 0 | 0 | 0 | 0 | 0 | 0 | 3855188.0901 | 0 | 0 | 0 | 0 | 0 | 0 | 0 | 0 | 0 | 0 | 0 | 83051.4577 | 0 | 0 | 0 | 0 | 0 | 0 | 0 | 0 | 0 | 236809.3127 | 0 | 0 | 0 | 0 | 0 | 0 | 0 | 0
2016-08-13 21:00 | 0 | 0 | 0 | 0 | 195762.1346 | 760272.0423 | 647940 | 0 | 0 | 0 | 0 | 113979.4484 | 0 | 0 | 0 | 0 | 0 | 0 | 0 | 4132354.2763 | 0 | 0 | 0 | 0 | 0 | 0 | 0 | 0 | 0 | 0 | 0 | 30927.9907 | 0 | 0 | 0 | 0 | 0 | 0 | 0 | 0 | 0 | 277166.1862 | 0 | 0 | 0 | 0 | 0 | 0 | 0 | 0
2016-08-13 22:00 | 0 | 0 | 0 | 0 | 196399.2929 | 724950.6311 | 643110 | 0 | 0 | 0 | 0 | 197030.9061 | 0 | 0 | 0 | 0 | 0 | 0 | 0 | 4327542.7426 | 0 | 0 | 0 | 0 | 0 | 0 | 0 | 0 | 0 | 0 | 0 | 83051.4577 | 0 | 0 | 0 | 0 | 0 | 0 | 0 | 0 | 0 | 195188.4663 | 0 | 0 | 0 | 0 | 0 | 0 | 0 | 0
2016-08-13 23:00 | 0 | 0 | 0 | 0 | 194428.2228 | 631551.3665 | 628592 | 0 | 0 | 0 | 0 | 117252.3092 | 0 | 0 | 0 | 0 | 0 | 0 | 0 | 4604708.9288 | 0 | 0 | 0 | 0 | 0 | 0 | 0 | 0 | 0 | 0 | 0 | -79778.5969 | 0 | 0 | 0 | 0 | 0 | 0 | 0 | 0 | 0 | 277166.1862 | 0 | 0 | 0 | 0 | 0 | 0 | 0 | 0
2016-08-14 | 0 | 0 | 0 | 0 | 0 | 473478.8482 | 615613 | 0 | 0 | 0 | 0 | 200303.7669 | 0 | 0 | 0 | 0 | 0 | 0 | 0 | 4379523.3192 | 0 | 0 | 0 | 0 | 0 | 0 | 0 | 0 | 0 | 0 | 0 | 83051.4577 | 0 | 0 | 0 | 0 | 0 | 0 | 0 | 0 | 0 | -225185.6095 | 0 | 0 | 0 | 0 | 0 | 0 | 0 | 0
2016-08-14 01:00 | 0 | 0 | 0 | 0 | 309300.6502 | 183493.6696 | 598889 | 0 | 0 | 0 | 0 | 117252.3092 | 0 | 0 | 0 | 0 | 0 | 0 | 0 | 4356480.0968 | 0 | 0 | 0 | 0 | 0 | 0 | 0 | 0 | 0 | 0 | 0 | -83051.4577 | 0 | 0 | 0 | 0 | 0 | 0 | 0 | 0 | 0 | -23043.2225 | 0 | 0 | 0 | 0 | 0 | 0 | 0 | 0
2016-08-14 02:00 | 0 | 0 | 0 | 0 | 332543.6077 | 2022.7958 | 570370 | 0 | 0 | 0 | 0 | 158614.8989 | 0 | 0 | 0 | 0 | 0 | 0 | 0 | 4079313.9106 | 0 | 0 | 0 | 0 | 0 | 0 | 0 | 0 | 0 | 0 | 0 | 41362.5897 | 0 | 0 | 0 | 0 | 0 | 0 | 0 | 0 | 0 | -277166.1862 | 0 | 0 | 0 | 0 | 0 | 0 | 0 | 0
2016-08-14 03:00 | 0 | 0 | 0 | 0 | 319782.5511 | 0 | 539040 | 0 | 0 | 0 | 0 | 75563.4412 | 0 | 0 | 0 | 0 | 0 | 0 | 0 | 3943107.9194 | 0 | 0 | 0 | 0 | 0 | 0 | 0 | 0 | 0 | 0 | 0 | -83051.4577 | 0 | 0 | 0 | 0 | 0 | 0 | 0 | 0 | 0 | -136205.9912 | 0 | 0 | 0 | 0 | 0 | 0 | 0 | 0
2016-08-14 04:00 | 0 | 0 | 0 | 0 | 292374.6018 | 0 | 506573 | 0 | 0 | 0 | 0 | 138531.2291 | 0 | 0 | 0 | 0 | 0 | 0 | 0 | 3665941.7332 | 0 | 0 | 0 | 0 | 0 | 0 | 0 | 0 | 0 | 0 | 0 | 62967.7879 | 0 | 0 | 0 | 0 | 0 | 0 | 0 | 0 | 0 | -277166.1862 | 0 | 0 | 0 | 0 | 0 | 0 | 0 | 0
2016-08-14 05:00 | 0 | 0 | 0 | 0 | 262348.9242 | 0 | 479368 | 0 | 0 | 0 | 0 | 55479.7714 | 0 | 0 | 0 | 0 | 0 | 0 | 0 | 3531974.1151 | 0 | 0 | 0 | 0 | 0 | 0 | 0 | 0 | 0 | 0 | 0 | -83051.4577 | 0 | 0 | 0 | 0 | 0 | 0 | 0 | 0 | 0 | -133967.6181 | 0 | 0 | 0 | 0 | 0 | 0 | 0 | 0
2016-08-14 06:00 | 0 | 0 | 0 | 0 | 243699.873 | 0 | 454836 | 0 | 0 | 0 | 0 | 121509.8305 | 0 | 0 | 0 | 0 | 0 | 0 | 0 | 3254807.929 | 0 | 0 | 0 | 0 | 0 | 0 | 0 | 0 | 0 | 0 | 0 | 66030.0591 | 0 | 0 | 0 | 0 | 0 | 0 | 0 | 0 | 0 | -277166.1862 | 0 | 0 | 0 | 0 | 0 | 0 | 0 | 0
2016-08-14 07:00 | 0 | 0 | 0 | 0 | 237807.3638 | 0 | 436168 | 0 | 0 | 0 | 0 | 200315.3805 | 0 | 0 | 0 | 0 | 0 | 0 | 0 | 2977641.7428 | 0 | 0 | 0 | 0 | 0 | 0 | 0 | 0 | 0 | 0 | 0 | 78805.5499 | 0 | 0 | 0 | 0 | 0 | 0 | 0 | 0 | 0 | -277166.1862 | 0 | 0 | 0 | 0 | 0 | 0 | 0 | 0
2016-08-14 08:00 | 0 | 0 | 0 | 0 | 243888.0244 | 0 | 423088 | 0 | 0 | 0 | 0 | 117263.9227 | 0 | 0 | 0 | 0 | 0 | 0 | 0 | 2881493.2249 | 0 | 0 | 0 | 0 | 0 | 0 | 0 | 0 | 0 | 0 | 0 | -83051.4577 | 0 | 0 | 0 | 0 | 0 | 0 | 0 | 0 | 0 | -96148.5179 | 0 | 0 | 0 | 0 | 0 | 0 | 0 | 0
2016-08-14 09:00 | 0 | 0 | 0 | 0 | 246953.8474 | 0 | 416755 | 0 | 0 | 0 | 0 | 200315.3805 | 0 | 0 | 0 | 0 | 0 | 0 | 0 | 2628640.6146 | 0 | 0 | 0 | 0 | 0 | 0 | 0 | 0 | 0 | 0 | 0 | 83051.4577 | 0 | 0 | 0 | 0 | 0 | 0 | 0 | 0 | 0 | -252852.6103 | 0 | 0 | 0 | 0 | 0 | 0 | 0 | 0
2016-08-14 10:00 | 0 | 0 | 0 | 0 | 219124.2715 | 0 | 413239 | 0 | 0 | 0 | 0 | 283366.8382 | 0 | 0 | 0 | 0 | 0 | 0 | 0 | 2351474.4285 | 0 | 0 | 0 | 0 | 0 | 0 | 0 | 0 | 0 | 0 | 0 | 83051.4577 | 0 | 0 | 0 | 0 | 0 | 0 | 0 | 0 | 0 | -277166.1862 | 0 | 0 | 0 | 0 | 0 | 0 | 0 | 0
2016-08-14 11:00 | 0 | 0 | 0 | 0 | 257960.6827 | 0 | 417707 | 0 | 0 | 0 | 0 | 200315.3805 | 0 | 0 | 0 | 0 | 0 | 0 | 0 | 2242006.4835 | 0 | 32773.0854 | 0 | 0 | 0 | 0 | 0 | 0 | 0 | 0 | 0 | -83051.4577 | 0 | 0 | 0 | 0 | 0 | 0 | 0 | 0 | 0 | -109467.9449 | 0 | 32773.0854 | 0 | 0 | 0 | 0 | 0 | 0
2016-08-14 12:00 | 0 | 0 | 0 | 0 | 177238.1253 | 13989.3453 | 437681 | 0 | 0 | 0 | 0 | 223274.2192 | 0 | 0 | 0 | 0 | 0 | 0 | 0 | 1964840.2974 | 0 | 40526.9035 | 0 | 0 | 0 | 0 | 0 | 0 | 0 | 0 | 0 | 22958.8387 | 0 | 0 | 0 | 0 | 0 | 0 | 0 | 0 | 0 | -277166.1862 | 0 | 7753.8181 | 0 | 0 | 0 | 0 | 0 | 0
2016-08-14 13:00 | 0 | 0 | 0 | 0 | 78326.3433 | 295544.4925 | 467631 | 0 | 0 | 0 | 0 | 144579.6031 | 0 | 0 | 0 | 0 | 0 | 0 | 0 | 1949774.7492 | 0 | 40526.9035 | 0 | 0 | 0 | 0 | 0 | 0 | 0 | 0 | 0 | -78694.6161 | 0 | 0 | 0 | 0 | 0 | 0 | 0 | 0 | 0 | -15065.5481 | 0 | 0 | 0 | 0 | 0 | 0 | 0 | 0
2016-08-14 14:00 | 0 | 0 | 0 | 0 | 98715.7832 | 584787.591 | 499596 | 0 | 0 | 0 | 0 | 61528.1454 | 0 | 0 | 0 | 0 | 0 | 0 | 0 | 2216733.5811 | 0 | 40526.9035 | 0 | 0 | 0 | 0 | 0 | 0 | 0 | 0 | 0 | -83051.4577 | 0 | 0 | 0 | 0 | 0 | 0 | 0 | 0 | 0 | 266958.8319 | 0 | 0 | 0 | 0 | 0 | 0 | 0 | 0
2016-08-14 15:00 | 0 | 0 | 0 | 0 | 0 | 746481.0407 | 530843 | 0 | 0 | 0 | 0 | 0 | 0 | 0 | 0 | 0 | 0 | 0 | 0 | 2493899.7672 | 0 | 40526.9035 | 0 | 0 | 0 | 0 | 0 | 0 | 0 | 0 | 0 | -61528.1454 | 0 | 0 | 0 | 0 | 0 | 0 | 0 | 0 | 0 | 277166.1862 | 0 | 0 | 0 | 0 | 0 | 0 | 0 | 0
2016-08-14 16:00 | 0 | 0 | 0 | 0 | 0 | 818643.4809 | 558890 | 0 | 0 | 0 | 0 | 83051.4577 | 0 | 0 | 0 | 0 | 0 | 0 | 0 | 2670601.7905 | 0 | 40526.9035 | 0 | 0 | 0 | 0 | 0 | 0 | 0 | 0 | 0 | 83051.4577 | 0 | 0 | 0 | 0 | 0 | 0 | 0 | 0 | 0 | 176702.0232 | 0 | 0 | 0 | 0 | 0 | 0 | 0 | 0
2016-08-14 17:00 | 0 | 0 | 0 | 0 | 0 | 829010.9142 | 580961 | 0 | 0 | 0 | 0 | 53935.1857 | 0 | 0 | 0 | 0 | 0 | 0 | 0 | 2947767.9766 | 0 | 40526.9035 | 0 | 0 | 0 | 0 | 0 | 0 | 0 | 0 | 0 | -29116.272 | 0 | 0 | 0 | 0 | 0 | 0 | 0 | 0 | 0 | 277166.1862 | 0 | 0 | 0 | 0 | 0 | 0 | 0 | 0
2016-08-14 18:00 | 0 | 0 | 0 | 0 | 116158.6606 | 820810.73 | 597919 | 0 | 0 | 0 | 0 | 136986.6434 | 0 | 0 | 0 | 0 | 0 | 0 | 0 | 3203766.9096 | 0 | 40526.9035 | 0 | 0 | 0 | 0 | 0 | 0 | 0 | 0 | 0 | 83051.4577 | 0 | 0 | 0 | 0 | 0 | 0 | 0 | 0 | 0 | 255998.933 | 0 | 0 | 0 | 0 | 0 | 0 | 0 | 0
2016-08-14 19:00 | 0 | 0 | 0 | 0 | 112897.8264 | 809880.9282 | 610934 | 0 | 0 | 0 | 0 | 220038.1011 | 0 | 0 | 0 | 0 | 0 | 0 | 0 | 3432560.2065 | 0 | 40526.9035 | 0 | 0 | 0 | 0 | 0 | 0 | 0 | 0 | 0 | 83051.4577 | 0 | 0 | 0 | 0 | 0 | 0 | 0 | 0 | 0 | 228793.2969 | 0 | 0 | 0 | 0 | 0 | 0 | 0 | 0
2016-08-14 20:00 | 0 | 0 | 0 | 0 | 8621.8968 | 806410.8316 | 620918 | 0 | 0 | 0 | 0 | 136986.6434 | 0 | 0 | 0 | 0 | 0 | 0 | 0 | 3709726.3926 | 0 | 40526.9035 | 0 | 0 | 0 | 0 | 0 | 0 | 0 | 0 | 0 | -83051.4577 | 0 | 0 | 0 | 0 | 0 | 0 | 0 | 0 | 0 | 277166.1862 | 0 | 0 | 0 | 0 | 0 | 0 | 0 | 0
2016-08-14 21:00 | 0 | 0 | 0 | 0 | 115483.8105 | 796990.1481 | 627236 | 0 | 0 | 0 | 0 | 220038.1011 | 0 | 0 | 0 | 0 | 0 | 0 | 0 | 3911912.8936 | 0 | 40526.9035 | 0 | 0 | 0 | 0 | 0 | 0 | 0 | 0 | 0 | 83051.4577 | 0 | 0 | 0 | 0 | 0 | 0 | 0 | 0 | 0 | 202186.5009 | 0 | 0 | 0 | 0 | 0 | 0 | 0 | 0
2016-08-14 22:00 | 0 | 0 | 0 | 0 | 0 | 767572.7441 | 625583 | 0 | 0 | 0 | 0 | 303089.5588 | 0 | 0 | 0 | 0 | 0 | 0 | 0 | 4003624.2653 | 0 | 7753.8181 | 0 | 0 | 0 | 0 | 0 | 0 | 0 | 0 | 0 | 83051.4577 | 0 | 0 | 0 | 0 | 0 | 0 | 0 | 0 | 0 | 91711.3718 | 0 | -32773.0854 | 0 | 0 | 0 | 0 | 0 | 0
2016-08-14 23:00 | 0 | 0 | 0 | 0 | 0 | 671682.2451 | 616316 | 0 | 0 | 0 | 0 | 376150.7058 | 0 | 0 | 0 | 0 | 0 | 0 | 0 | 3993683.1815 | 0 | 0 | 0 | 0 | 0 | 0 | 0 | 0 | 0 | 0 | 0 | 73061.147 | 0 | 0 | 0 | 0 | 0 | 0 | 0 | 0 | 0 | -9941.0838 | 0 | -7753.8181 | 0 | 0 | 0 | 0 | 0 | 0
2016-08-15 | 0 | 0 | 0 | 0 | 255572.7431 | 517030.6367 | 607623 | 0 | 0 | 0 | 0 | 293099.2481 | 0 | 0 | 0 | 0 | 0 | 0 | 0 | 4241715.0191 | 0 | 0 | 0 | 0 | 0 | 0 | 0 | 0 | 0 | 0 | 0 | -83051.4577 | 0 | 0 | 0 | 0 | 0 | 0 | 0 | 0 | 0 | 248031.8376 | 0 | 0 | 0 | 0 | 0 | 0 | 0 | 0
2016-08-15 01:00 | 0 | 0 | 0 | 0 | 398779.2357 | 177176.4058 | 594043 | 0 | 0 | 0 | 0 | 376150.7058 | 0 | 0 | 0 | 0 | 0 | 0 | 0 | 4140576.2029 | 0 | 0 | 0 | 0 | 0 | 0 | 0 | 0 | 0 | 0 | 0 | 83051.4577 | 0 | 0 | 0 | 0 | 0 | 0 | 0 | 0 | 0 | -101138.8162 | 0 | 0 | 0 | 0 | 0 | 0 | 0 | 0
2016-08-15 02:00 | 0 | 0 | 0 | 0 | 462960.9628 | 1965.4741 | 565864 | 0 | 0 | 0 | 0 | 293099.2481 | 0 | 0 | 0 | 0 | 0 | 0 | 0 | 4122690.0976 | 0 | 0 | 0 | 0 | 0 | 0 | 0 | 0 | 0 | 0 | 0 | -83051.4577 | 0 | 0 | 0 | 0 | 0 | 0 | 0 | 0 | 0 | -17886.1053 | 0 | 0 | 0 | 0 | 0 | 0 | 0 | 0
2016-08-15 03:00 | 0 | 0 | 0 | 0 | 337688.2715 | 0 | 531803 | 0 | 0 | 0 | 0 | 376150.7058 | 0 | 0 | 0 | 0 | 0 | 0 | 0 | 3845523.9114 | 0 | 0 | 0 | 0 | 0 | 0 | 0 | 0 | 0 | 0 | 0 | 83051.4577 | 0 | 0 | 0 | 0 | 0 | 0 | 0 | 0 | 0 | -277166.1862 | 0 | 0 | 0 | 0 | 0 | 0 | 0 | 0
2016-08-15 04:00 | 0 | 0 | 0 | 0 | 443666.5232 | 0 | 498640 | 0 | 0 | 0 | 0 | 293099.2481 | 0 | 0 | 0 | 0 | 0 | 0 | 0 | 3873601.8923 | 0 | 0 | 0 | 0 | 0 | 0 | 0 | 0 | 0 | 0 | 0 | -83051.4577 | 0 | 0 | 0 | 0 | 0 | 0 | 0 | 0 | 0 | 28077.9809 | 0 | 0 | 0 | 0 | 0 | 0 | 0 | 0
2016-08-15 05:00 | 0 | 0 | 0 | 0 | 404361.8601 | 0 | 471763 | 0 | 0 | 0 | 0 | 376150.7058 | 0 | 0 | 0 | 0 | 0 | 0 | 0 | 3723149.2947 | 0 | 0 | 0 | 0 | 0 | 0 | 0 | 0 | 0 | 0 | 0 | 83051.4577 | 0 | 0 | 0 | 0 | 0 | 0 | 0 | 0 | 0 | -150452.5976 | 0 | 0 | 0 | 0 | 0 | 0 | 0 | 0
2016-08-15 06:00 | 0 | 0 | 0 | 0 | 355529.2426 | 0 | 448691 | 0 | 0 | 0 | 0 | 293099.2481 | 0 | 0 | 0 | 0 | 0 | 0 | 0 | 3713038.995 | 0 | 0 | 0 | 0 | 0 | 0 | 0 | 0 | 0 | 0 | 0 | -83051.4577 | 0 | 0 | 0 | 0 | 0 | 0 | 0 | 0 | 0 | -10110.2997 | 0 | 0 | 0 | 0 | 0 | 0 | 0 | 0
2016-08-15 07:00 | 0 | 0 | 0 | 0 | 112129.9388 | 0 | 433241 | 0 | 0 | 0 | 0 | 249154.3731 | 0 | 0 | 0 | 0 | 0 | 0 | 0 | 3435872.8088 | 0 | 0 | 0 | 0 | 0 | 0 | 0 | 0 | 0 | 0 | 0 | -43944.875 | 0 | 0 | 0 | 0 | 0 | 0 | 0 | 0 | 0 | -277166.1862 | 0 | 0 | 0 | 0 | 0 | 0 | 0 | 0
2016-08-15 08:00 | 0 | 0 | 0 | 0 | 286692.1715 | 0 | 426487 | 0 | 0 | 0 | 0 | 166102.9154 | 0 | 0 | 0 | 0 | 0 | 0 | 0 | 3379129.438 | 0 | 0 | 0 | 0 | 0 | 0 | 0 | 0 | 0 | 0 | 0 | -83051.4577 | 0 | 0 | 0 | 0 | 0 | 0 | 0 | 0 | 0 | -56743.3708 | 0 | 0 | 0 | 0 | 0 | 0 | 0 | 0
2016-08-15 09:00 | 0 | 0 | 0 | 0 | 266403.7029 | 0 | 430827 | 0 | 0 | 0 | 0 | 249154.3731 | 0 | 0 | 0 | 0 | 0 | 0 | 0 | 3131654.6833 | 0 | 0 | 0 | 0 | 0 | 0 | 0 | 0 | 0 | 0 | 0 | 83051.4577 | 0 | 0 | 0 | 0 | 0 | 0 | 0 | 0 | 0 | -247474.7548 | 0 | 0 | 0 | 0 | 0 | 0 | 0 | 0
2016-08-15 10:00 | 0 | 0 | 0 | 0 | 247590.6134 | 0 | 448712 | 0 | 0 | 0 | 0 | 166102.9154 | 0 | 0 | 0 | 0 | 0 | 0 | 0 | 3013584.7544 | 0 | 0 | 0 | 0 | 0 | 0 | 0 | 0 | 0 | 0 | 0 | -83051.4577 | 0 | 0 | 0 | 0 | 0 | 0 | 0 | 0 | 0 | -118069.9288 | 0 | 0 | 0 | 0 | 0 | 0 | 0 | 0
2016-08-15 11:00 | 0 | 0 | 0 | 0 | 238208.7965 | 0 | 470395 | 0 | 0 | 0 | 0 | 83051.4577 | 0 | 0 | 0 | 0 | 0 | 0 | 0 | 2864450.0086 | 0 | 0 | 0 | 0 | 0 | 0 | 0 | 0 | 0 | 0 | 0 | -83051.4577 | 0 | 0 | 0 | 0 | 0 | 0 | 0 | 0 | 0 | -149134.7458 | 0 | 0 | 0 | 0 | 0 | 0 | 0 | 0
2016-08-15 12:00 | 0 | 0 | 0 | 0 | 158812.5431 | 12970.1128 | 491924 | 0 | 0 | 0 | 0 | 0 | 0 | 0 | 0 | 0 | 0 | 0 | 0 | 2627360.1222 | 0 | 0 | 0 | 0 | 0 | 0 | 0 | 0 | 0 | 0 | 0 | -83051.4577 | 0 | 0 | 0 | 0 | 0 | 0 | 0 | 0 | 0 | -237089.8864 | 0 | 0 | 0 | 0 | 0 | 0 | 0 | 0
2016-08-15 13:00 | 0 | 0 | 0 | 0 | 66688.3001 | 324823.578 | 518273 | 0 | 0 | 0 | 0 | 83051.4577 | 0 | 0 | 0 | 0 | 0 | 0 | 0 | 2384774.4573 | 0 | 32773.0854 | 0 | 0 | 0 | 0 | 0 | 0 | 0 | 0 | 0 | 83051.4577 | 0 | 0 | 0 | 0 | 0 | 0 | 0 | 0 | 0 | -242585.6649 | 0 | 32773.0854 | 0 | 0 | 0 | 0 | 0 | 0
2016-08-15 14:00 | 0 | 0 | 0 | 0 | 85512.4799 | 622274.8927 | 549237 | 0 | 0 | 0 | 0 | 0 | 0 | 0 | 0 | 0 | 0 | 0 | 0 | 2618622.4695 | 0 | 40526.9035 | 0 | 0 | 0 | 0 | 0 | 0 | 0 | 0 | 0 | -83051.4577 | 0 | 0 | 0 | 0 | 0 | 0 | 0 | 0 | 0 | 233848.0122 | 0 | 7753.8181 | 0 | 0 | 0 | 0 | 0 | 0
2016-08-15 15:00 | 0 | 0 | 0 | 0 | 0 | 758835.5213 | 578771 | 0 | 0 | 0 | 0 | 83051.4577 | 0 | 0 | 0 | 0 | 0 | 0 | 0 | 2748408.6184 | 0 | 7753.8181 | 0 | 0 | 0 | 0 | 0 | 0 | 0 | 0 | 0 | 83051.4577 | 0 | 0 | 0 | 0 | 0 | 0 | 0 | 0 | 0 | 129786.1489 | 0 | -32773.0854 | 0 | 0 | 0 | 0 | 0 | 0
2016-08-15 16:00 | 0 | 0 | 0 | 0 | 96484.7447 | 830893.4155 | 603983 | 0 | 0 | 0 | 0 | 96507.3463 | 0 | 0 | 0 | 0 | 0 | 0 | 0 | 3025574.8046 | 0 | 40526.9035 | 0 | 0 | 0 | 0 | 0 | 0 | 0 | 0 | 0 | 13455.8886 | 0 | 0 | 0 | 0 | 0 | 0 | 0 | 0 | 0 | 277166.1862 | 0 | 32773.0854 | 0 | 0 | 0 | 0 | 0 | 0
2016-08-15 17:00 | 0 | 0 | 0 | 0 | 92841.1371 | 835140.0387 | 625189 | 0 | 0 | 0 | 0 | 122133.3359 | 0 | 0 | 0 | 0 | 0 | 0 | 0 | 3302740.9908 | 0 | 40526.9035 | 0 | 0 | 0 | 0 | 0 | 0 | 0 | 0 | 0 | 25625.9896 | 0 | 0 | 0 | 0 | 0 | 0 | 0 | 0 | 0 | 277166.1862 | 0 | 0 | 0 | 0 | 0 | 0 | 0 | 0
2016-08-15 18:00 | 0 | 0 | 0 | 0 | 91338.5362 | 828394.0283 | 639774 | 0 | 0 | 0 | 0 | 205184.7936 | 0 | 0 | 0 | 0 | 0 | 0 | 0 | 3499648.0976 | 0 | 40526.9035 | 0 | 0 | 0 | 0 | 0 | 0 | 0 | 0 | 0 | 83051.4577 | 0 | 0 | 0 | 0 | 0 | 0 | 0 | 0 | 0 | 196907.1068 | 0 | 0 | 0 | 0 | 0 | 0 | 0 | 0
2016-08-15 19:00 | 0 | 0 | 0 | 0 | 87119.0602 | 819239.6462 | 650054 | 0 | 0 | 0 | 0 | 288236.2513 | 0 | 0 | 0 | 0 | 0 | 0 | 0 | 3672901.3462 | 0 | 40526.9035 | 0 | 0 | 0 | 0 | 0 | 0 | 0 | 0 | 0 | 83051.4577 | 0 | 0 | 0 | 0 | 0 | 0 | 0 | 0 | 0 | 173253.2487 | 0 | 0 | 0 | 0 | 0 | 0 | 0 | 0
2016-08-15 20:00 | 0 | 0 | 0 | 0 | 33674.1863 | 818367.5422 | 657927 | 0 | 0 | 0 | 0 | 205184.7936 | 0 | 0 | 0 | 0 | 0 | 0 | 0 | 3950067.5324 | 0 | 40526.9035 | 0 | 0 | 0 | 0 | 0 | 0 | 0 | 0 | 0 | -83051.4577 | 0 | 0 | 0 | 0 | 0 | 0 | 0 | 0 | 0 | 277166.1862 | 0 | 0 | 0 | 0 | 0 | 0 | 0 | 0
2016-08-15 21:00 | 0 | 0 | 0 | 0 | 0 | 811302.3973 | 659978 | 0 | 0 | 0 | 0 | 288236.2513 | 0 | 0 | 0 | 0 | 0 | 0 | 0 | 4018340.472 | 0 | 40526.9035 | 0 | 0 | 0 | 0 | 0 | 0 | 0 | 0 | 0 | 83051.4577 | 0 | 0 | 0 | 0 | 0 | 0 | 0 | 0 | 0 | 68272.9396 | 0 | 0 | 0 | 0 | 0 | 0 | 0 | 0
2016-08-15 22:00 | 0 | 0 | 0 | 0 | 82880.4851 | 772723.4673 | 653805 | 0 | 0 | 0 | 0 | 220622.8357 | 0 | 0 | 0 | 0 | 0 | 0 | 0 | 4295506.6581 | 0 | 32773.0854 | 0 | 0 | 0 | 0 | 0 | 0 | 0 | 0 | 0 | -67613.4156 | 0 | 0 | 0 | 0 | 0 | 0 | 0 | 0 | 0 | 277166.1862 | 0 | -7753.8181 | 0 | 0 | 0 | 0 | 0 | 0
2016-08-15 23:00 | 0 | 0 | 0 | 0 | 0 | 682595.818 | 641039 | 0 | 0 | 0 | 0 | 303674.2934 | 0 | 0 | 0 | 0 | 0 | 0 | 0 | 4286785.1038 | 0 | 0 | 0 | 0 | 0 | 0 | 0 | 0 | 0 | 0 | 0 | 83051.4577 | 0 | 0 | 0 | 0 | 0 | 0 | 0 | 0 | 0 | -8721.5544 | 0 | -32773.0854 | 0 | 0 | 0 | 0 | 0 | 0
2016-08-16 | 0 | 0 | 0 | 0 | 177874.5213 | 471894.576 | 631686 | 0 | 0 | 0 | 0 | 220622.8357 | 0 | 0 | 0 | 0 | 0 | 0 | 0 | 4387919.6587 | 0 | 0 | 0 | 0 | 0 | 0 | 0 | 0 | 0 | 0 | 0 | -83051.4577 | 0 | 0 | 0 | 0 | 0 | 0 | 0 | 0 | 0 | 101134.555 | 0 | 0 | 0 | 0 | 0 | 0 | 0 | 0
2016-08-16 01:00 | 0 | 0 | 0 | 0 | 362838.8394 | 156806.0356 | 615028 | 0 | 0 | 0 | 0 | 303674.2934 | 0 | 0 | 0 | 0 | 0 | 0 | 0 | 4176711.9906 | 0 | 32773.0854 | 0 | 0 | 0 | 0 | 0 | 0 | 0 | 0 | 0 | 83051.4577 | 0 | 0 | 0 | 0 | 0 | 0 | 0 | 0 | 0 | -211207.6681 | 0 | 32773.0854 | 0 | 0 | 0 | 0 | 0 | 0
2016-08-16 02:00 | 0 | 0 | 0 | 0 | 188312.5249 | 1394.7459 | 582698 | 0 | 0 | 0 | 0 | 220622.8357 | 0 | 0 | 0 | 0 | 0 | 0 | 0 | 3899545.8044 | 0 | 0 | 0 | 0 | 0 | 0 | 0 | 0 | 0 | 0 | 0 | -83051.4577 | 0 | 0 | 0 | 0 | 0 | 0 | 0 | 0 | 0 | -277166.1862 | 0 | -32773.0854 | 0 | 0 | 0 | 0 | 0 | 0
2016-08-16 03:00 | 0 | 0 | 0 | 0 | 433458.3885 | 0 | 545197 | 0 | 0 | 0 | 0 | 137571.378 | 0 | 0 | 0 | 0 | 0 | 0 | 0 | 3870858.6506 | 0 | 0 | 0 | 0 | 0 | 0 | 0 | 0 | 0 | 0 | 0 | -83051.4577 | 0 | 0 | 0 | 0 | 0 | 0 | 0 | 0 | 0 | -28687.1538 | 0 | 0 | 0 | 0 | 0 | 0 | 0 | 0
2016-08-16 04:00 | 0 | 0 | 0 | 0 | 315434.2715 | 0 | 509549 | 0 | 0 | 0 | 0 | 220622.8357 | 0 | 0 | 0 | 0 | 0 | 0 | 0 | 3593692.4645 | 0 | 0 | 0 | 0 | 0 | 0 | 0 | 0 | 0 | 0 | 0 | 83051.4577 | 0 | 0 | 0 | 0 | 0 | 0 | 0 | 0 | 0 | -277166.1862 | 0 | 0 | 0 | 0 | 0 | 0 | 0 | 0
2016-08-16 05:00 | 0 | 0 | 0 | 0 | 359637.0107 | 0 | 478492 | 0 | 0 | 0 | 0 | 137571.378 | 0 | 0 | 0 | 0 | 0 | 0 | 0 | 3557888.9329 | 0 | 0 | 0 | 0 | 0 | 0 | 0 | 0 | 0 | 0 | 0 | -83051.4577 | 0 | 0 | 0 | 0 | 0 | 0 | 0 | 0 | 0 | -35803.5316 | 0 | 0 | 0 | 0 | 0 | 0 | 0 | 0
2016-08-16 06:00 | 0 | 0 | 0 | 0 | 321912.5361 | 0 | 454127 | 0 | 0 | 0 | 0 | 220622.8357 | 0 | 0 | 0 | 0 | 0 | 0 | 0 | 3342623.0113 | 0 | 0 | 0 | 0 | 0 | 0 | 0 | 0 | 0 | 0 | 0 | 83051.4577 | 0 | 0 | 0 | 0 | 0 | 0 | 0 | 0 | 0 | -215265.9216 | 0 | 0 | 0 | 0 | 0 | 0 | 0 | 0
2016-08-16 07:00 | 0 | 0 | 0 | 0 | 293030.1567 | 0 | 437248 | 0 | 0 | 0 | 0 | 137571.378 | 0 | 0 | 0 | 0 | 0 | 0 | 0 | 3281456.6257 | 0 | 0 | 0 | 0 | 0 | 0 | 0 | 0 | 0 | 0 | 0 | -83051.4577 | 0 | 0 | 0 | 0 | 0 | 0 | 0 | 0 | 0 | -61166.3856 | 0 | 0 | 0 | 0 | 0 | 0 | 0 | 0
2016-08-16 08:00 | 0 | 0 | 0 | 0 | 278732.2456 | 0 | 429944 | 0 | 0 | 0 | 0 | 220622.8357 | 0 | 0 | 0 | 0 | 0 | 0 | 0 | 3047193.4136 | 0 | 0 | 0 | 0 | 0 | 0 | 0 | 0 | 0 | 0 | 0 | 83051.4577 | 0 | 0 | 0 | 0 | 0 | 0 | 0 | 0 | 0 | -234263.2121 | 0 | 0 | 0 | 0 | 0 | 0 | 0 | 0
2016-08-16 09:00 | 0 | 0 | 0 | 0 | 259620.3287 | 0 | 434927 | 0 | 0 | 0 | 0 | 137571.378 | 0 | 0 | 0 | 0 | 0 | 0 | 0 | 2947184.3819 | 0 | 7753.8181 | 0 | 0 | 0 | 0 | 0 | 0 | 0 | 0 | 0 | -83051.4577 | 0 | 0 | 0 | 0 | 0 | 0 | 0 | 0 | 0 | -100009.0317 | 0 | 7753.8181 | 0 | 0 | 0 | 0 | 0 | 0
2016-08-16 10:00 | 0 | 0 | 0 | 0 | 240361.7873 | 0 | 453229 | 0 | 0 | 0 | 0 | 169097.2661 | 0 | 0 | 0 | 0 | 0 | 0 | 0 | 2670018.1957 | 0 | 40526.9035 | 0 | 0 | 0 | 0 | 0 | 0 | 0 | 0 | 0 | 31525.8881 | 0 | 0 | 0 | 0 | 0 | 0 | 0 | 0 | 0 | -277166.1862 | 0 | 32773.0854 | 0 | 0 | 0 | 0 | 0 | 0
2016-08-16 11:00 | 0 | 0 | 0 | 0 | 221896.716 | 0 | 473966 | 0 | 0 | 0 | 0 | 86045.8084 | 0 | 0 | 0 | 0 | 0 | 0 | 0 | 2501000.3694 | 0 | 40526.9035 | 0 | 0 | 0 | 0 | 0 | 0 | 0 | 0 | 0 | -83051.4577 | 0 | 0 | 0 | 0 | 0 | 0 | 0 | 0 | 0 | -169017.8262 | 0 | 0 | 0 | 0 | 0 | 0 | 0 | 0
2016-08-16 12:00 | 0 | 0 | 0 | 0 | 135820.8813 | 9696.7672 | 495516 | 0 | 0 | 0 | 0 | 45986.7285 | 0 | 0 | 0 | 0 | 0 | 0 | 0 | 2223834.1833 | 0 | 7753.8181 | 0 | 0 | 0 | 0 | 0 | 0 | 0 | 0 | 0 | -40059.08 | 0 | 0 | 0 | 0 | 0 | 0 | 0 | 0 | 0 | -277166.1862 | 0 | -32773.0854 | 0 | 0 | 0 | 0 | 0 | 0
2016-08-16 13:00 | 0 | 0 | 0 | 0 | 49907.6084 | 297460.9616 | 521078 | 0 | 0 | 0 | 0 | 116670.3992 | 0 | 0 | 0 | 0 | 0 | 0 | 0 | 1946667.9971 | 0 | 40526.9035 | 0 | 0 | 0 | 0 | 0 | 0 | 0 | 0 | 0 | 70683.6707 | 0 | 0 | 0 | 0 | 0 | 0 | 0 | 0 | 0 | -277166.1862 | 0 | 32773.0854 | 0 | 0 | 0 | 0 | 0 | 0
2016-08-16 14:00 | 0 | 0 | 0 | 0 | 0 | 599714.1085 | 551975 | 0 | 0 | 0 | 0 | 33618.9415 | 0 | 0 | 0 | 0 | 0 | 0 | 0 | 2077458.5633 | 0 | 40526.9035 | 0 | 0 | 0 | 0 | 0 | 0 | 0 | 0 | 0 | -83051.4577 | 0 | 0 | 0 | 0 | 0 | 0 | 0 | 0 | 0 | 130790.5662 | 0 | 0 | 0 | 0 | 0 | 0 | 0 | 0
2016-08-16 15:00 | 0 | 0 | 0 | 0 | 58582.6069 | 743227.2755 | 581844 | 0 | 0 | 0 | 0 | 116670.3992 | 0 | 0 | 0 | 0 | 0 | 0 | 0 | 2214372.988 | 0 | 40526.9035 | 0 | 0 | 0 | 0 | 0 | 0 | 0 | 0 | 0 | 83051.4577 | 0 | 0 | 0 | 0 | 0 | 0 | 0 | 0 | 0 | 136914.4247 | 0 | 0 | 0 | 0 | 0 | 0 | 0 | 0
2016-08-16 16:00 | 0 | 0 | 0 | 0 | 51925.4391 | 819707.0915 | 607904 | 0 | 0 | 0 | 0 | 103232.7436 | 0 | 0 | 0 | 0 | 0 | 0 | 0 | 2491539.1742 | 0 | 40526.9035 | 0 | 0 | 0 | 0 | 0 | 0 | 0 | 0 | 0 | -13437.6556 | 0 | 0 | 0 | 0 | 0 | 0 | 0 | 0 | 0 | 277166.1862 | 0 | 0 | 0 | 0 | 0 | 0 | 0 | 0
2016-08-16 17:00 | 0 | 0 | 0 | 0 | 51798.3417 | 828467.0361 | 629406 | 0 | 0 | 0 | 0 | 186284.2013 | 0 | 0 | 0 | 0 | 0 | 0 | 0 | 2659347.0943 | 0 | 40526.9035 | 0 | 0 | 0 | 0 | 0 | 0 | 0 | 0 | 0 | 83051.4577 | 0 | 0 | 0 | 0 | 0 | 0 | 0 | 0 | 0 | 167807.9201 | 0 | 0 | 0 | 0 | 0 | 0 | 0 | 0
2016-08-16 18:00 | 0 | 0 | 0 | 0 | 54953.8853 | 823816.3936 | 645681 | 0 | 0 | 0 | 0 | 269335.659 | 0 | 0 | 0 | 0 | 0 | 0 | 0 | 2809384.9155 | 0 | 40526.9035 | 0 | 0 | 0 | 0 | 0 | 0 | 0 | 0 | 0 | 83051.4577 | 0 | 0 | 0 | 0 | 0 | 0 | 0 | 0 | 0 | 150037.8212 | 0 | 0 | 0 | 0 | 0 | 0 | 0 | 0
2016-08-16 19:00 | 0 | 0 | 0 | 0 | 0 | 811622.5681 | 655792 | 0 | 0 | 0 | 0 | 186284.2013 | 0 | 0 | 0 | 0 | 0 | 0 | 0 | 3081040.0267 | 0 | 7753.8181 | 0 | 0 | 0 | 0 | 0 | 0 | 0 | 0 | 0 | -83051.4577 | 0 | 0 | 0 | 0 | 0 | 0 | 0 | 0 | 0 | 271655.1111 | 0 | -32773.0854 | 0 | 0 | 0 | 0 | 0 | 0
2016-08-16 20:00 | 0 | 0 | 0 | 0 | 0 | 804291.9597 | 662781 | 0 | 0 | 0 | 0 | 269335.659 | 0 | 0 | 0 | 0 | 0 | 0 | 0 | 3147253.3468 | 0 | 0 | 0 | 0 | 0 | 0 | 0 | 0 | 0 | 0 | 0 | 83051.4577 | 0 | 0 | 0 | 0 | 0 | 0 | 0 | 0 | 0 | 66213.3201 | 0 | -7753.8181 | 0 | 0 | 0 | 0 | 0 | 0
2016-08-16 21:00 | 0 | 0 | 0 | 0 | 0 | 787412.5663 | 666103 | 0 | 0 | 0 | 0 | 186284.2013 | 0 | 0 | 0 | 0 | 0 | 0 | 0 | 3351614.3708 | 0 | 0 | 0 | 0 | 0 | 0 | 0 | 0 | 0 | 0 | 0 | -83051.4577 | 0 | 0 | 0 | 0 | 0 | 0 | 0 | 0 | 0 | 204361.024 | 0 | 0 | 0 | 0 | 0 | 0 | 0 | 0
2016-08-16 22:00 | 0 | 0 | 0 | 0 | 70377.6652 | 745581.9059 | 660448 | 0 | 0 | 0 | 0 | 166102.9154 | 0 | 0 | 0 | 0 | 0 | 0 | 0 | 3527307.2278 | 0 | 0 | 0 | 0 | 0 | 0 | 0 | 0 | 0 | 0 | 0 | -20181.2859 | 0 | 0 | 0 | 0 | 0 | 0 | 0 | 0 | 0 | 175692.857 | 0 | 0 | 0 | 0 | 0 | 0 | 0 | 0
2016-08-16 23:00 | 0 | 0 | 0 | 0 | 81669.9437 | 637402.9657 | 649221 | 0 | 0 | 0 | 0 | 83051.4577 | 0 | 0 | 0 | 0 | 0 | 0 | 0 | 3647437.5096 | 0 | 32773.0854 | 0 | 0 | 0 | 0 | 0 | 0 | 0 | 0 | 0 | -83051.4577 | 0 | 0 | 0 | 0 | 0 | 0 | 0 | 0 | 0 | 120130.2817 | 0 | 32773.0854 | 0 | 0 | 0 | 0 | 0 | 0
2016-08-17 | 0 | 0 | 0 | 0 | 0 | 470316.9572 | 639748 | 0 | 0 | 0 | 0 | 0 | 0 | 0 | 0 | 0 | 0 | 0 | 0 | 3593831.0099 | 0 | 0 | 0 | 0 | 0 | 0 | 0 | 0 | 0 | 0 | 0 | -83051.4577 | 0 | 0 | 0 | 0 | 0 | 0 | 0 | 0 | 0 | -53606.4997 | 0 | -32773.0854 | 0 | 0 | 0 | 0 | 0 | 0
2016-08-17 01:00 | 0 | 0 | 0 | 0 | 314519.3133 | 159283.7456 | 622478 | 0 | 0 | 0 | 0 | 83051.4577 | 0 | 0 | 0 | 0 | 0 | 0 | 0 | 3362104.611 | 0 | 0 | 0 | 0 | 0 | 0 | 0 | 0 | 0 | 0 | 0 | 83051.4577 | 0 | 0 | 0 | 0 | 0 | 0 | 0 | 0 | 0 | -231726.3989 | 0 | 0 | 0 | 0 | 0 | 0 | 0 | 0
2016-08-17 02:00 | 0 | 0 | 0 | 0 | 442649.4025 | 1105.3237 | 589902 | 0 | 0 | 0 | 0 | 0 | 0 | 0 | 0 | 0 | 0 | 0 | 0 | 3299008.7949 | 0 | 0 | 0 | 0 | 0 | 0 | 0 | 0 | 0 | 0 | 0 | -83051.4577 | 0 | 0 | 0 | 0 | 0 | 0 | 0 | 0 | 0 | -63095.8161 | 0 | 0 | 0 | 0 | 0 | 0 | 0 | 0
2016-08-17 03:00 | 0 | 0 | 0 | 0 | 357581.2715 | 0 | 551696 | 0 | 0 | 0 | 0 | 83051.4577 | 0 | 0 | 0 | 0 | 0 | 0 | 0 | 3021842.6088 | 0 | 0 | 0 | 0 | 0 | 0 | 0 | 0 | 0 | 0 | 0 | 83051.4577 | 0 | 0 | 0 | 0 | 0 | 0 | 0 | 0 | 0 | -277166.1862 | 0 | 0 | 0 | 0 | 0 | 0 | 0 | 0
2016-08-17 04:00 | 0 | 0 | 0 | 0 | 488857.0985 | 0 | 516398 | 0 | 0 | 0 | 0 | 0 | 0 | 0 | 0 | 0 | 0 | 0 | 0 | 3077353.165 | 0 | 0 | 0 | 0 | 0 | 0 | 0 | 0 | 0 | 0 | 0 | -83051.4577 | 0 | 0 | 0 | 0 | 0 | 0 | 0 | 0 | 0 | 55510.5562 | 0 | 0 | 0 | 0 | 0 | 0 | 0 | 0
2016-08-17 05:00 | 0 | 0 | 0 | 0 | 466034.4235 | 0 | 486058 | 0 | 0 | 0 | 0 | 83051.4577 | 0 | 0 | 0 | 0 | 0 | 0 | 0 | 2974278.1307 | 0 | 0 | 0 | 0 | 0 | 0 | 0 | 0 | 0 | 0 | 0 | 83051.4577 | 0 | 0 | 0 | 0 | 0 | 0 | 0 | 0 | 0 | -103075.0342 | 0 | 0 | 0 | 0 | 0 | 0 | 0 | 0
2016-08-17 06:00 | 0 | 0 | 0 | 0 | 430554.505 | 0 | 460748 | 0 | 0 | 0 | 0 | 166102.9154 | 0 | 0 | 0 | 0 | 0 | 0 | 0 | 2861033.1781 | 0 | 0 | 0 | 0 | 0 | 0 | 0 | 0 | 0 | 0 | 0 | 83051.4577 | 0 | 0 | 0 | 0 | 0 | 0 | 0 | 0 | 0 | -113244.9527 | 0 | 0 | 0 | 0 | 0 | 0 | 0 | 0
2016-08-17 07:00 | 0 | 0 | 0 | 0 | 248593.2715 | 0 | 442708 | 0 | 0 | 0 | 0 | 249154.3731 | 0 | 0 | 0 | 0 | 0 | 0 | 0 | 2583866.9919 | 0 | 0 | 0 | 0 | 0 | 0 | 0 | 0 | 0 | 0 | 0 | 83051.4577 | 0 | 0 | 0 | 0 | 0 | 0 | 0 | 0 | 0 | -277166.1862 | 0 | 0 | 0 | 0 | 0 | 0 | 0 | 0
2016-08-17 08:00 | 0 | 0 | 0 | 0 | 360570.2096 | 0 | 435260 | 0 | 0 | 0 | 0 | 166102.9154 | 0 | 0 | 0 | 0 | 0 | 0 | 0 | 2592228.6592 | 0 | 0 | 0 | 0 | 0 | 0 | 0 | 0 | 0 | 0 | 0 | -83051.4577 | 0 | 0 | 0 | 0 | 0 | 0 | 0 | 0 | 0 | 8361.6673 | 0 | 0 | 0 | 0 | 0 | 0 | 0 | 0
2016-08-17 09:00 | 0 | 0 | 0 | 0 | 330787.2634 | 0 | 439205 | 0 | 0 | 0 | 0 | 249154.3731 | 0 | 0 | 0 | 0 | 0 | 0 | 0 | 2400759.465 | 0 | 0 | 0 | 0 | 0 | 0 | 0 | 0 | 0 | 0 | 0 | 83051.4577 | 0 | 0 | 0 | 0 | 0 | 0 | 0 | 0 | 0 | -191469.1943 | 0 | 0 | 0 | 0 | 0 | 0 | 0 | 0
2016-08-17 10:00 | 0 | 0 | 0 | 0 | 301901.328 | 0 | 458406 | 0 | 0 | 0 | 0 | 166102.9154 | 0 | 0 | 0 | 0 | 0 | 0 | 0 | 2319552.4326 | 0 | 7753.8181 | 0 | 0 | 0 | 0 | 0 | 0 | 0 | 0 | 0 | -83051.4577 | 0 | 0 | 0 | 0 | 0 | 0 | 0 | 0 | 0 | -81207.0324 | 0 | 7753.8181 | 0 | 0 | 0 | 0 | 0 | 0
2016-08-17 11:00 | 0 | 0 | 0 | 0 | 276903.0998 | 0 | 480095 | 0 | 0 | 0 | 0 | 207304.116 | 0 | 0 | 0 | 0 | 0 | 0 | 0 | 2042386.2464 | 0 | 40526.9035 | 0 | 0 | 0 | 0 | 0 | 0 | 0 | 0 | 0 | 41201.2006 | 0 | 0 | 0 | 0 | 0 | 0 | 0 | 0 | 0 | -277166.1862 | 0 | 32773.0854 | 0 | 0 | 0 | 0 | 0 | 0
2016-08-17 12:00 | 0 | 0 | 0 | 0 | 187300.1921 | 13194.4993 | 498402 | 0 | 0 | 0 | 0 | 124252.6583 | 0 | 0 | 0 | 0 | 0 | 0 | 0 | 1845158.8018 | 0 | 22898.4972 | 0 | 0 | 0 | 0 | 0 | 0 | 0 | 0 | 0 | -83051.4577 | 0 | 0 | 0 | 0 | 0 | 0 | 0 | 0 | 0 | -197227.4446 | 0 | -17628.4062 | 0 | 0 | 0 | 0 | 0 | 0
2016-08-17 13:00 | 0 | 0 | 0 | 0 | 71107.132 | 273688.5458 | 521282 | 0 | 0 | 0 | 0 | 207304.116 | 0 | 0 | 0 | 0 | 0 | 0 | 0 | 1567992.6156 | 0 | 40526.9035 | 0 | 0 | 0 | 0 | 0 | 0 | 0 | 0 | 0 | 83051.4577 | 0 | 0 | 0 | 0 | 0 | 0 | 0 | 0 | 0 | -277166.1862 | 0 | 17628.4062 | 0 | 0 | 0 | 0 | 0 | 0
2016-08-17 14:00 | 0 | 0 | 0 | 0 | 0 | 585123.7871 | 549024 | 0 | 0 | 0 | 0 | 124252.6583 | 0 | 0 | 0 | 0 | 0 | 0 | 0 | 1687143.8604 | 0 | 40526.9035 | 0 | 0 | 0 | 0 | 0 | 0 | 0 | 0 | 0 | -83051.4577 | 0 | 0 | 0 | 0 | 0 | 0 | 0 | 0 | 0 | 119151.2448 | 0 | 0 | 0 | 0 | 0 | 0 | 0 | 0
2016-08-17 15:00 | 0 | 0 | 0 | 0 | 90378.9301 | 723379.6659 | 576883 | 0 | 0 | 0 | 0 | 207304.116 | 0 | 0 | 0 | 0 | 0 | 0 | 0 | 1840967.9986 | 0 | 40526.9035 | 0 | 0 | 0 | 0 | 0 | 0 | 0 | 0 | 0 | 83051.4577 | 0 | 0 | 0 | 0 | 0 | 0 | 0 | 0 | 0 | 153824.1382 | 0 | 0 | 0 | 0 | 0 | 0 | 0 | 0
2016-08-17 16:00 | 0 | 0 | 0 | 0 | 0 | 794496.3404 | 602481 | 0 | 0 | 0 | 0 | 154926.3556 | 0 | 0 | 0 | 0 | 0 | 0 | 0 | 2118134.1848 | 0 | 7753.8181 | 0 | 0 | 0 | 0 | 0 | 0 | 0 | 0 | 0 | -52377.7604 | 0 | 0 | 0 | 0 | 0 | 0 | 0 | 0 | 0 | 277166.1862 | 0 | -32773.0854 | 0 | 0 | 0 | 0 | 0 | 0
2016-08-17 17:00 | 0 | 0 | 0 | 0 | 79228.1518 | 799186.9027 | 624699 | 0 | 0 | 0 | 0 | 237977.8133 | 0 | 0 | 0 | 0 | 0 | 0 | 0 | 2263779.5144 | 0 | 32773.0854 | 0 | 0 | 0 | 0 | 0 | 0 | 0 | 0 | 0 | 83051.4577 | 0 | 0 | 0 | 0 | 0 | 0 | 0 | 0 | 0 | 145645.3296 | 0 | 25019.2673 | 0 | 0 | 0 | 0 | 0 | 0
2016-08-17 18:00 | 0 | 0 | 0 | 0 | 0 | 786709.2796 | 642586 | 0 | 0 | 0 | 0 | 154926.3556 | 0 | 0 | 0 | 0 | 0 | 0 | 0 | 2523727.337 | 0 | 0 | 0 | 0 | 0 | 0 | 0 | 0 | 0 | 0 | 0 | -83051.4577 | 0 | 0 | 0 | 0 | 0 | 0 | 0 | 0 | 0 | 259947.8227 | 0 | -32773.0854 | 0 | 0 | 0 | 0 | 0 | 0
2016-08-17 19:00 | 0 | 0 | 0 | 0 | 0 | 768498.3007 | 655492 | 0 | 0 | 0 | 0 | 237977.8133 | 0 | 0 | 0 | 0 | 0 | 0 | 0 | 2520909.0947 | 0 | 32773.0854 | 0 | 0 | 0 | 0 | 0 | 0 | 0 | 0 | 0 | 83051.4577 | 0 | 0 | 0 | 0 | 0 | 0 | 0 | 0 | 0 | -2818.2423 | 0 | 32773.0854 | 0 | 0 | 0 | 0 | 0 | 0
2016-08-17 20:00 | 0 | 0 | 0 | 0 | 75952.6696 | 750695.9735 | 665307 | 0 | 0 | 0 | 0 | 154926.3556 | 0 | 0 | 0 | 0 | 0 | 0 | 0 | 2798075.2809 | 0 | 0 | 0 | 0 | 0 | 0 | 0 | 0 | 0 | 0 | 0 | -83051.4577 | 0 | 0 | 0 | 0 | 0 | 0 | 0 | 0 | 0 | 277166.1862 | 0 | -32773.0854 | 0 | 0 | 0 | 0 | 0 | 0
2016-08-17 21:00 | 0 | 0 | 0 | 0 | 101402.8246 | 723091.3042 | 668430 | 0 | 0 | 0 | 0 | 237977.8133 | 0 | 0 | 0 | 0 | 0 | 0 | 0 | 2871087.9519 | 0 | 0 | 0 | 0 | 0 | 0 | 0 | 0 | 0 | 0 | 0 | 83051.4577 | 0 | 0 | 0 | 0 | 0 | 0 | 0 | 0 | 0 | 73012.671 | 0 | 0 | 0 | 0 | 0 | 0 | 0 | 0
2016-08-17 22:00 | 0 | 0 | 0 | 0 | 119151.9275 | 674854.6408 | 661194 | 0 | 0 | 0 | 0 | 241222.2313 | 0 | 0 | 0 | 0 | 0 | 0 | 0 | 3000656.1021 | 0 | 0 | 0 | 0 | 0 | 0 | 0 | 0 | 0 | 0 | 0 | 3244.418 | 0 | 0 | 0 | 0 | 0 | 0 | 0 | 0 | 0 | 129568.1502 | 0 | 0 | 0 | 0 | 0 | 0 | 0 | 0
2016-08-17 23:00 | 0 | 0 | 0 | 0 | 0 | 578845.1527 | 646276 | 0 | 0 | 0 | 0 | 324273.689 | 0 | 0 | 0 | 0 | 0 | 0 | 0 | 2850173.7971 | 0 | 0 | 0 | 0 | 0 | 0 | 0 | 0 | 0 | 0 | 0 | 83051.4577 | 0 | 0 | 0 | 0 | 0 | 0 | 0 | 0 | 0 | -150482.305 | 0 | 0 | 0 | 0 | 0 | 0 | 0 | 0
2016-08-18 | 0 | 0 | 0 | 0 | 271833.3484 | 412663.1613 | 634017 | 0 | 0 | 0 | 0 | 241222.2313 | 0 | 0 | 0 | 0 | 0 | 0 | 0 | 2983704.7645 | 0 | 0 | 0 | 0 | 0 | 0 | 0 | 0 | 0 | 0 | 0 | -83051.4577 | 0 | 0 | 0 | 0 | 0 | 0 | 0 | 0 | 0 | 133530.9674 | 0 | 0 | 0 | 0 | 0 | 0 | 0 | 0
2016-08-18 01:00 | 0 | 0 | 0 | 0 | 480306.3689 | 144189.4167 | 614945 | 0 | 0 | 0 | 0 | 158170.7736 | 0 | 0 | 0 | 0 | 0 | 0 | 0 | 3076307.0078 | 0 | 0 | 0 | 0 | 0 | 0 | 0 | 0 | 0 | 0 | 0 | -83051.4577 | 0 | 0 | 0 | 0 | 0 | 0 | 0 | 0 | 0 | 92602.2433 | 0 | 0 | 0 | 0 | 0 | 0 | 0 | 0
2016-08-18 02:00 | 0 | 0 | 0 | 0 | 387261.7039 | 917.5676 | 582294 | 0 | 0 | 0 | 0 | 241222.2313 | 0 | 0 | 0 | 0 | 0 | 0 | 0 | 2799140.8217 | 0 | 0 | 0 | 0 | 0 | 0 | 0 | 0 | 0 | 0 | 0 | 83051.4577 | 0 | 0 | 0 | 0 | 0 | 0 | 0 | 0 | 0 | -277166.1862 | 0 | 0 | 0 | 0 | 0 | 0 | 0 | 0
2016-08-18 03:00 | 0 | 0 | 0 | 0 | 579310.7366 | 0 | 543538 | 0 | 0 | 0 | 0 | 158170.7736 | 0 | 0 | 0 | 0 | 0 | 0 | 0 | 2917965.016 | 0 | 0 | 0 | 0 | 0 | 0 | 0 | 0 | 0 | 0 | 0 | -83051.4577 | 0 | 0 | 0 | 0 | 0 | 0 | 0 | 0 | 0 | 118824.1944 | 0 | 0 | 0 | 0 | 0 | 0 | 0 | 0
2016-08-18 04:00 | 0 | 0 | 0 | 0 | 549147.8832 | 0 | 507707 | 0 | 0 | 0 | 0 | 241222.2313 | 0 | 0 | 0 | 0 | 0 | 0 | 0 | 2876354.4415 | 0 | 0 | 0 | 0 | 0 | 0 | 0 | 0 | 0 | 0 | 0 | 83051.4577 | 0 | 0 | 0 | 0 | 0 | 0 | 0 | 0 | 0 | -41610.5745 | 0 | 0 | 0 | 0 | 0 | 0 | 0 | 0
2016-08-18 05:00 | 0 | 0 | 0 | 0 | 504429.2123 | 0 | 476687 | 0 | 0 | 0 | 0 | 158170.7736 | 0 | 0 | 0 | 0 | 0 | 0 | 0 | 2954375.0261 | 0 | 32773.0854 | 0 | 0 | 0 | 0 | 0 | 0 | 0 | 0 | 0 | -83051.4577 | 0 | 0 | 0 | 0 | 0 | 0 | 0 | 0 | 0 | 78020.5847 | 0 | 32773.0854 | 0 | 0 | 0 | 0 | 0 | 0
2016-08-18 06:00 | 0 | 0 | 0 | 0 | 226051.1862 | 0 | 452939 | 0 | 0 | 0 | 0 | 241222.2313 | 0 | 0 | 0 | 0 | 0 | 0 | 0 | 2677208.84 | 0 | 0 | 0 | 0 | 0 | 0 | 0 | 0 | 0 | 0 | 0 | 83051.4577 | 0 | 0 | 0 | 0 | 0 | 0 | 0 | 0 | 0 | -277166.1862 | 0 | -32773.0854 | 0 | 0 | 0 | 0 | 0 | 0
2016-08-18 07:00 | 0 | 0 | 0 | 0 | 412694.0237 | 0 | 435719 | 0 | 0 | 0 | 0 | 158170.7736 | 0 | 0 | 0 | 0 | 0 | 0 | 0 | 2737235.3214 | 0 | 0 | 0 | 0 | 0 | 0 | 0 | 0 | 0 | 0 | 0 | -83051.4577 | 0 | 0 | 0 | 0 | 0 | 0 | 0 | 0 | 0 | 60026.4814 | 0 | 0 | 0 | 0 | 0 | 0 | 0 | 0
2016-08-18 08:00 | 0 | 0 | 0 | 0 | 381362.6273 | 0 | 427768 | 0 | 0 | 0 | 0 | 241222.2313 | 0 | 0 | 0 | 0 | 0 | 0 | 0 | 2607778.491 | 0 | 0 | 0 | 0 | 0 | 0 | 0 | 0 | 0 | 0 | 0 | 83051.4577 | 0 | 0 | 0 | 0 | 0 | 0 | 0 | 0 | 0 | -129456.8304 | 0 | 0 | 0 | 0 | 0 | 0 | 0 | 0
2016-08-18 09:00 | 0 | 0 | 0 | 0 | 351050.6447 | 0 | 433040 | 0 | 0 | 0 | 0 | 158170.7736 | 0 | 0 | 0 | 0 | 0 | 0 | 0 | 2608840.5934 | 0 | 0 | 0 | 0 | 0 | 0 | 0 | 0 | 0 | 0 | 0 | -83051.4577 | 0 | 0 | 0 | 0 | 0 | 0 | 0 | 0 | 0 | 1062.1024 | 0 | 0 | 0 | 0 | 0 | 0 | 0 | 0
2016-08-18 10:00 | 0 | 0 | 0 | 0 | 258001.2715 | 0 | 452116 | 0 | 0 | 0 | 0 | 241222.2313 | 0 | 0 | 0 | 0 | 0 | 0 | 0 | 2331674.4072 | 0 | 0 | 0 | 0 | 0 | 0 | 0 | 0 | 0 | 0 | 0 | 83051.4577 | 0 | 0 | 0 | 0 | 0 | 0 | 0 | 0 | 0 | -277166.1862 | 0 | 0 | 0 | 0 | 0 | 0 | 0 | 0
2016-08-18 11:00 | 0 | 0 | 0 | 0 | 305730.4993 | 0 | 472052 | 0 | 0 | 0 | 0 | 158170.7736 | 0 | 0 | 0 | 0 | 0 | 0 | 0 | 2240650.5461 | 0 | 7753.8181 | 0 | 0 | 0 | 0 | 0 | 0 | 0 | 0 | 0 | -83051.4577 | 0 | 0 | 0 | 0 | 0 | 0 | 0 | 0 | 0 | -91023.8611 | 0 | 7753.8181 | 0 | 0 | 0 | 0 | 0 | 0
2016-08-18 12:00 | 0 | 0 | 0 | 0 | 206603.3739 | 11825.286 | 491223 | 0 | 0 | 0 | 0 | 75119.3159 | 0 | 0 | 0 | 0 | 0 | 0 | 0 | 2018134.5784 | 0 | 40526.9035 | 0 | 0 | 0 | 0 | 0 | 0 | 0 | 0 | 0 | -83051.4577 | 0 | 0 | 0 | 0 | 0 | 0 | 0 | 0 | 0 | -222515.9678 | 0 | 32773.0854 | 0 | 0 | 0 | 0 | 0 | 0
2016-08-18 13:00 | 0 | 0 | 0 | 0 | 0 | 221255.6134 | 514763 | 0 | 0 | 0 | 0 | 91551.2008 | 0 | 0 | 0 | 0 | 0 | 0 | 0 | 1740968.3922 | 0 | 7753.8181 | 0 | 0 | 0 | 0 | 0 | 0 | 0 | 0 | 0 | 16431.885 | 0 | 0 | 0 | 0 | 0 | 0 | 0 | 0 | 0 | -277166.1862 | 0 | -32773.0854 | 0 | 0 | 0 | 0 | 0 | 0
2016-08-18 14:00 | 0 | 0 | 0 | 0 | 138969.5931 | 536209.2592 | 543408 | 0 | 0 | 0 | 0 | 174602.6586 | 0 | 0 | 0 | 0 | 0 | 0 | 0 | 1789687.7868 | 0 | 7753.8181 | 0 | 0 | 0 | 0 | 0 | 0 | 0 | 0 | 0 | 83051.4577 | 0 | 0 | 0 | 0 | 0 | 0 | 0 | 0 | 0 | 48719.3946 | 0 | 0 | 0 | 0 | 0 | 0 | 0 | 0
2016-08-18 15:00 | 0 | 0 | 0 | 0 | 187439.9075 | 687295.6209 | 573296 | 0 | 0 | 0 | 0 | 166102.9154 | 0 | 0 | 0 | 0 | 0 | 0 | 0 | 2066853.973 | 0 | 40526.9035 | 0 | 0 | 0 | 0 | 0 | 0 | 0 | 0 | 0 | -8499.7431 | 0 | 0 | 0 | 0 | 0 | 0 | 0 | 0 | 0 | 277166.1862 | 0 | 32773.0854 | 0 | 0 | 0 | 0 | 0 | 0
2016-08-18 16:00 | 0 | 0 | 0 | 0 | 0 | 753112.0351 | 600194 | 0 | 0 | 0 | 0 | 83051.4577 | 0 | 0 | 0 | 0 | 0 | 0 | 0 | 2302823.4657 | 0 | 40526.9035 | 0 | 0 | 0 | 0 | 0 | 0 | 0 | 0 | 0 | -83051.4577 | 0 | 0 | 0 | 0 | 0 | 0 | 0 | 0 | 0 | 235969.4928 | 0 | 0 | 0 | 0 | 0 | 0 | 0 | 0
2016-08-18 17:00 | 0 | 0 | 0 | 0 | 229698.1616 | 754484.4823 | 623965 | 0 | 0 | 0 | 0 | 166102.9154 | 0 | 0 | 0 | 0 | 0 | 0 | 0 | 2579989.6519 | 0 | 40526.9035 | 0 | 0 | 0 | 0 | 0 | 0 | 0 | 0 | 0 | 83051.4577 | 0 | 0 | 0 | 0 | 0 | 0 | 0 | 0 | 0 | 277166.1862 | 0 | 0 | 0 | 0 | 0 | 0 | 0 | 0
2016-08-18 18:00 | 0 | 0 | 0 | 0 | 0 | 740205.1205 | 642152 | 0 | 0 | 0 | 0 | 83051.4577 | 0 | 0 | 0 | 0 | 0 | 0 | 0 | 2793867.3155 | 0 | 7753.8181 | 0 | 0 | 0 | 0 | 0 | 0 | 0 | 0 | 0 | -83051.4577 | 0 | 0 | 0 | 0 | 0 | 0 | 0 | 0 | 0 | 213877.6635 | 0 | -32773.0854 | 0 | 0 | 0 | 0 | 0 | 0
2016-08-18 19:00 | 0 | 0 | 0 | 0 | 0 | 719300.8247 | 654155 | 0 | 0 | 0 | 0 | 0 | 0 | 0 | 0 | 0 | 0 | 0 | 0 | 2949818.4159 | 0 | 0 | 0 | 0 | 0 | 0 | 0 | 0 | 0 | 0 | 0 | -83051.4577 | 0 | 0 | 0 | 0 | 0 | 0 | 0 | 0 | 0 | 155951.1005 | 0 | -7753.8181 | 0 | 0 | 0 | 0 | 0 | 0
2016-08-18 20:00 | 0 | 0 | 0 | 0 | 256000.0767 | 698501.373 | 661159 | 0 | 0 | 0 | 0 | 83051.4577 | 0 | 0 | 0 | 0 | 0 | 0 | 0 | 3160109.408 | 0 | 0 | 0 | 0 | 0 | 0 | 0 | 0 | 0 | 0 | 0 | 83051.4577 | 0 | 0 | 0 | 0 | 0 | 0 | 0 | 0 | 0 | 210290.9921 | 0 | 0 | 0 | 0 | 0 | 0 | 0 | 0
2016-08-18 21:00 | 0 | 0 | 0 | 0 | 0 | 670399.735 | 661487 | 0 | 0 | 0 | 0 | 166102.9154 | 0 | 0 | 0 | 0 | 0 | 0 | 0 | 3085970.6853 | 0 | 0 | 0 | 0 | 0 | 0 | 0 | 0 | 0 | 0 | 0 | 83051.4577 | 0 | 0 | 0 | 0 | 0 | 0 | 0 | 0 | 0 | -74138.7227 | 0 | 0 | 0 | 0 | 0 | 0 | 0 | 0
2016-08-18 22:00 | 0 | 0 | 0 | 0 | 275419.3177 | 626032.6916 | 652540 | 0 | 0 | 0 | 0 | 137848.7386 | 0 | 0 | 0 | 0 | 0 | 0 | 0 | 3363136.8715 | 0 | 0 | 0 | 0 | 0 | 0 | 0 | 0 | 0 | 0 | 0 | -28254.1768 | 0 | 0 | 0 | 0 | 0 | 0 | 0 | 0 | 0 | 277166.1862 | 0 | 0 | 0 | 0 | 0 | 0 | 0 | 0
2016-08-18 23:00 | 0 | 0 | 0 | 0 | 301289.1052 | 538845.8971 | 637120 | 0 | 0 | 0 | 0 | 220900.1963 | 0 | 0 | 0 | 0 | 0 | 0 | 0 | 3483100.416 | 0 | 0 | 0 | 0 | 0 | 0 | 0 | 0 | 0 | 0 | 0 | 83051.4577 | 0 | 0 | 0 | 0 | 0 | 0 | 0 | 0 | 0 | 119963.5445 | 0 | 0 | 0 | 0 | 0 | 0 | 0 | 0
2016-08-19 | 0 | 0 | 0 | 0 | 363869.8566 | 386029.7053 | 625313 | 0 | 0 | 0 | 0 | 137848.7386 | 0 | 0 | 0 | 0 | 0 | 0 | 0 | 3690738.4356 | 0 | 0 | 0 | 0 | 0 | 0 | 0 | 0 | 0 | 0 | 0 | -83051.4577 | 0 | 0 | 0 | 0 | 0 | 0 | 0 | 0 | 0 | 207638.0196 | 0 | 0 | 0 | 0 | 0 | 0 | 0 | 0
2016-08-19 01:00 | 0 | 0 | 0 | 0 | 282592.7809 | 131763.4906 | 608471 | 0 | 0 | 0 | 0 | 220900.1963 | 0 | 0 | 0 | 0 | 0 | 0 | 0 | 3413572.2494 | 0 | 0 | 0 | 0 | 0 | 0 | 0 | 0 | 0 | 0 | 0 | 83051.4577 | 0 | 0 | 0 | 0 | 0 | 0 | 0 | 0 | 0 | -277166.1862 | 0 | 0 | 0 | 0 | 0 | 0 | 0 | 0
2016-08-19 02:00 | 0 | 0 | 0 | 0 | 468094.5629 | 864.6242 | 577238 | 0 | 0 | 0 | 0 | 137848.7386 | 0 | 0 | 0 | 0 | 0 | 0 | 0 | 3388344.8942 | 0 | 0 | 0 | 0 | 0 | 0 | 0 | 0 | 0 | 0 | 0 | -83051.4577 | 0 | 0 | 0 | 0 | 0 | 0 | 0 | 0 | 0 | -25227.3552 | 0 | 0 | 0 | 0 | 0 | 0 | 0 | 0
2016-08-19 03:00 | 0 | 0 | 0 | 0 | 439215.926 | 0 | 539195 | 0 | 0 | 0 | 0 | 220900.1963 | 0 | 0 | 0 | 0 | 0 | 0 | 0 | 3205314.3625 | 0 | 0 | 0 | 0 | 0 | 0 | 0 | 0 | 0 | 0 | 0 | 83051.4577 | 0 | 0 | 0 | 0 | 0 | 0 | 0 | 0 | 0 | -183030.5317 | 0 | 0 | 0 | 0 | 0 | 0 | 0 | 0
2016-08-19 04:00 | 0 | 0 | 0 | 0 | 407025.2135 | 0 | 504080 | 0 | 0 | 0 | 0 | 137848.7386 | 0 | 0 | 0 | 0 | 0 | 0 | 0 | 3191311.0337 | 0 | 0 | 0 | 0 | 0 | 0 | 0 | 0 | 0 | 0 | 0 | -83051.4577 | 0 | 0 | 0 | 0 | 0 | 0 | 0 | 0 | 0 | -14003.3288 | 0 | 0 | 0 | 0 | 0 | 0 | 0 | 0
2016-08-19 05:00 | 0 | 0 | 0 | 0 | 279035.2715 | 0 | 473150 | 0 | 0 | 0 | 0 | 220900.1963 | 0 | 0 | 0 | 0 | 0 | 0 | 0 | 2914144.8475 | 0 | 0 | 0 | 0 | 0 | 0 | 0 | 0 | 0 | 0 | 0 | 83051.4577 | 0 | 0 | 0 | 0 | 0 | 0 | 0 | 0 | 0 | -277166.1862 | 0 | 0 | 0 | 0 | 0 | 0 | 0 | 0
2016-08-19 06:00 | 0 | 0 | 0 | 0 | 337656.3066 | 0 | 449103 | 0 | 0 | 0 | 0 | 137848.7386 | 0 | 0 | 0 | 0 | 0 | 0 | 0 | 2885749.6118 | 0 | 0 | 0 | 0 | 0 | 0 | 0 | 0 | 0 | 0 | 0 | -83051.4577 | 0 | 0 | 0 | 0 | 0 | 0 | 0 | 0 | 0 | -28395.2357 | 0 | 0 | 0 | 0 | 0 | 0 | 0 | 0
2016-08-19 07:00 | 0 | 0 | 0 | 0 | 237878.2715 | 0 | 431993 | 0 | 0 | 0 | 0 | 220900.1963 | 0 | 0 | 0 | 0 | 0 | 0 | 0 | 2608583.4256 | 0 | 0 | 0 | 0 | 0 | 0 | 0 | 0 | 0 | 0 | 0 | 83051.4577 | 0 | 0 | 0 | 0 | 0 | 0 | 0 | 0 | 0 | -277166.1862 | 0 | 0 | 0 | 0 | 0 | 0 | 0 | 0
2016-08-19 08:00 | 0 | 0 | 0 | 0 | 287381.4022 | 0 | 424279 | 0 | 0 | 0 | 0 | 137848.7386 | 0 | 0 | 0 | 0 | 0 | 0 | 0 | 2554737.2855 | 0 | 0 | 0 | 0 | 0 | 0 | 0 | 0 | 0 | 0 | 0 | -83051.4577 | 0 | 0 | 0 | 0 | 0 | 0 | 0 | 0 | 0 | -53846.1401 | 0 | 0 | 0 | 0 | 0 | 0 | 0 | 0
2016-08-19 09:00 | 0 | 0 | 0 | 0 | 219249.3809 | 0 | 428643 | 0 | 0 | 0 | 0 | 205621.3057 | 0 | 0 | 0 | 0 | 0 | 0 | 0 | 2277571.0993 | 0 | 0 | 0 | 0 | 0 | 0 | 0 | 0 | 0 | 0 | 0 | 67772.567 | 0 | 0 | 0 | 0 | 0 | 0 | 0 | 0 | 0 | -277166.1862 | 0 | 0 | 0 | 0 | 0 | 0 | 0 | 0
2016-08-19 10:00 | 0 | 0 | 0 | 0 | 242871.0786 | 0 | 445811 | 0 | 0 | 0 | 0 | 122569.848 | 0 | 0 | 0 | 0 | 0 | 0 | 0 | 2157682.6357 | 0 | 0 | 0 | 0 | 0 | 0 | 0 | 0 | 0 | 0 | 0 | -83051.4577 | 0 | 0 | 0 | 0 | 0 | 0 | 0 | 0 | 0 | -119888.4637 | 0 | 0 | 0 | 0 | 0 | 0 | 0 | 0
2016-08-19 11:00 | 0 | 0 | 0 | 0 | 231881.8813 | 0 | 465515 | 0 | 0 | 0 | 0 | 166102.9154 | 0 | 0 | 0 | 0 | 0 | 0 | 0 | 1880516.4495 | 0 | 0 | 0 | 0 | 0 | 0 | 0 | 0 | 0 | 0 | 0 | 43533.0674 | 0 | 0 | 0 | 0 | 0 | 0 | 0 | 0 | 0 | -277166.1862 | 0 | 0 | 0 | 0 | 0 | 0 | 0 | 0
2016-08-19 12:00 | 0 | 0 | 0 | 0 | 166040.5469 | 5842.932 | 485714 | 0 | 0 | 0 | 0 | 83051.4577 | 0 | 0 | 0 | 0 | 0 | 0 | 0 | 1649737.3861 | 0 | 0 | 0 | 0 | 0 | 0 | 0 | 0 | 0 | 0 | 0 | -83051.4577 | 0 | 0 | 0 | 0 | 0 | 0 | 0 | 0 | 0 | -230779.0634 | 0 | 0 | 0 | 0 | 0 | 0 | 0 | 0
2016-08-19 13:00 | 0 | 0 | 0 | 0 | 0 | 225485.6864 | 509916 | 0 | 0 | 0 | 0 | 0 | 0 | 0 | 0 | 0 | 0 | 0 | 0 | 1448358.5302 | 0 | 0 | 0 | 0 | 0 | 0 | 0 | 0 | 0 | 0 | 0 | -83051.4577 | 0 | 0 | 0 | 0 | 0 | 0 | 0 | 0 | 0 | -201378.8559 | 0 | 0 | 0 | 0 | 0 | 0 | 0 | 0
2016-08-19 14:00 | 0 | 0 | 0 | 0 | 164880.0118 | 539227.7164 | 539855 | 0 | 0 | 0 | 0 | 83051.4577 | 0 | 0 | 0 | 0 | 0 | 0 | 0 | 1521805.9825 | 0 | 7753.8181 | 0 | 0 | 0 | 0 | 0 | 0 | 0 | 0 | 0 | 83051.4577 | 0 | 0 | 0 | 0 | 0 | 0 | 0 | 0 | 0 | 73447.4523 | 0 | 7753.8181 | 0 | 0 | 0 | 0 | 0 | 0
2016-08-19 15:00 | 0 | 0 | 0 | 0 | 165709.556 | 685923.1789 | 568155 | 0 | 0 | 0 | 0 | 166102.9154 | 0 | 0 | 0 | 0 | 0 | 0 | 0 | 1689459.1743 | 0 | 40526.9035 | 0 | 0 | 0 | 0 | 0 | 0 | 0 | 0 | 0 | 83051.4577 | 0 | 0 | 0 | 0 | 0 | 0 | 0 | 0 | 0 | 167653.1919 | 0 | 32773.0854 | 0 | 0 | 0 | 0 | 0 | 0
2016-08-19 16:00 | 0 | 0 | 0 | 0 | 0 | 750544.0918 | 593314 | 0 | 0 | 0 | 0 | 83051.4577 | 0 | 0 | 0 | 0 | 0 | 0 | 0 | 1929740.7239 | 0 | 40526.9035 | 0 | 0 | 0 | 0 | 0 | 0 | 0 | 0 | 0 | -83051.4577 | 0 | 0 | 0 | 0 | 0 | 0 | 0 | 0 | 0 | 240281.5495 | 0 | 0 | 0 | 0 | 0 | 0 | 0 | 0
2016-08-19 17:00 | 0 | 0 | 0 | 0 | 155023.803 | 762793.1465 | 615385 | 0 | 0 | 0 | 0 | 166102.9154 | 0 | 0 | 0 | 0 | 0 | 0 | 0 | 2149121.2157 | 0 | 40526.9035 | 0 | 0 | 0 | 0 | 0 | 0 | 0 | 0 | 0 | 83051.4577 | 0 | 0 | 0 | 0 | 0 | 0 | 0 | 0 | 0 | 219380.4919 | 0 | 0 | 0 | 0 | 0 | 0 | 0 | 0
2016-08-19 18:00 | 0 | 0 | 0 | 0 | 0 | 753165.1065 | 632255 | 0 | 0 | 0 | 0 | 249154.3731 | 0 | 0 | 0 | 0 | 0 | 0 | 0 | 2219752.95 | 0 | 7753.8181 | 0 | 0 | 0 | 0 | 0 | 0 | 0 | 0 | 0 | 83051.4577 | 0 | 0 | 0 | 0 | 0 | 0 | 0 | 0 | 0 | 70631.7342 | 0 | -32773.0854 | 0 | 0 | 0 | 0 | 0 | 0
2016-08-19 19:00 | 0 | 0 | 0 | 0 | 0 | 734849.483 | 642342 | 0 | 0 | 0 | 0 | 166102.9154 | 0 | 0 | 0 | 0 | 0 | 0 | 0 | 2403065.7087 | 0 | 0 | 0 | 0 | 0 | 0 | 0 | 0 | 0 | 0 | 0 | -83051.4577 | 0 | 0 | 0 | 0 | 0 | 0 | 0 | 0 | 0 | 183312.7588 | 0 | -7753.8181 | 0 | 0 | 0 | 0 | 0 | 0
2016-08-19 20:00 | 0 | 0 | 0 | 0 | 185627.6788 | 720743.4627 | 647445 | 0 | 0 | 0 | 0 | 115089.7854 | 0 | 0 | 0 | 0 | 0 | 0 | 0 | 2680231.8949 | 0 | 32773.0854 | 0 | 0 | 0 | 0 | 0 | 0 | 0 | 0 | 0 | -51013.13 | 0 | 0 | 0 | 0 | 0 | 0 | 0 | 0 | 0 | 277166.1862 | 0 | 32773.0854 | 0 | 0 | 0 | 0 | 0 | 0
2016-08-19 21:00 | 0 | 0 | 0 | 0 | 0 | 692655.9548 | 645344 | 0 | 0 | 0 | 0 | 32038.3277 | 0 | 0 | 0 | 0 | 0 | 0 | 0 | 2843368.3928 | 0 | 0 | 0 | 0 | 0 | 0 | 0 | 0 | 0 | 0 | 0 | -83051.4577 | 0 | 0 | 0 | 0 | 0 | 0 | 0 | 0 | 0 | 163136.4979 | 0 | -32773.0854 | 0 | 0 | 0 | 0 | 0 | 0
2016-08-19 22:00 | 0 | 0 | 0 | 0 | 0 | 644891.9654 | 633038 | 0 | 0 | 0 | 0 | 115089.7854 | 0 | 0 | 0 | 0 | 0 | 0 | 0 | 2772170.9005 | 0 | 0 | 0 | 0 | 0 | 0 | 0 | 0 | 0 | 0 | 0 | 83051.4577 | 0 | 0 | 0 | 0 | 0 | 0 | 0 | 0 | 0 | -71197.4923 | 0 | 0 | 0 | 0 | 0 | 0 | 0 | 0
2016-08-19 23:00 | 0 | 0 | 0 | 0 | 262885.7703 | 552747.3496 | 613220 | 0 | 0 | 0 | 0 | 198141.2431 | 0 | 0 | 0 | 0 | 0 | 0 | 0 | 2891532.5626 | 0 | 0 | 0 | 0 | 0 | 0 | 0 | 0 | 0 | 0 | 0 | 83051.4577 | 0 | 0 | 0 | 0 | 0 | 0 | 0 | 0 | 0 | 119361.6621 | 0 | 0 | 0 | 0 | 0 | 0 | 0 | 0
2016-08-20 | 0 | 0 | 0 | 0 | 304074.6606 | 399056.6263 | 598060 | 0 | 0 | 0 | 0 | 281192.7008 | 0 | 0 | 0 | 0 | 0 | 0 | 0 | 2913552.3918 | 0 | 0 | 0 | 0 | 0 | 0 | 0 | 0 | 0 | 0 | 0 | 83051.4577 | 0 | 0 | 0 | 0 | 0 | 0 | 0 | 0 | 0 | 22019.8292 | 0 | 0 | 0 | 0 | 0 | 0 | 0 | 0
2016-08-20 01:00 | 0 | 0 | 0 | 0 | 362344.7466 | 127375.7099 | 580612 | 0 | 0 | 0 | 0 | 198141.2431 | 0 | 0 | 0 | 0 | 0 | 0 | 0 | 2905712.306 | 0 | 0 | 0 | 0 | 0 | 0 | 0 | 0 | 0 | 0 | 0 | -83051.4577 | 0 | 0 | 0 | 0 | 0 | 0 | 0 | 0 | 0 | -7840.0859 | 0 | 0 | 0 | 0 | 0 | 0 | 0 | 0
2016-08-20 02:00 | 0 | 0 | 0 | 0 | 190761.9763 | 602.3798 | 551582 | 0 | 0 | 0 | 0 | 115089.7854 | 0 | 0 | 0 | 0 | 0 | 0 | 0 | 2628546.1198 | 0 | 0 | 0 | 0 | 0 | 0 | 0 | 0 | 0 | 0 | 0 | -83051.4577 | 0 | 0 | 0 | 0 | 0 | 0 | 0 | 0 | 0 | -277166.1862 | 0 | 0 | 0 | 0 | 0 | 0 | 0 | 0
2016-08-20 03:00 | 0 | 0 | 0 | 0 | 375041.3795 | 0 | 517337 | 0 | 0 | 0 | 0 | 198141.2431 | 0 | 0 | 0 | 0 | 0 | 0 | 0 | 2403199.0416 | 0 | 0 | 0 | 0 | 0 | 0 | 0 | 0 | 0 | 0 | 0 | 83051.4577 | 0 | 0 | 0 | 0 | 0 | 0 | 0 | 0 | 0 | -225347.0782 | 0 | 0 | 0 | 0 | 0 | 0 | 0 | 0
2016-08-20 04:00 | 0 | 0 | 0 | 0 | 357814.1556 | 0 | 484281 | 0 | 0 | 0 | 0 | 115089.7854 | 0 | 0 | 0 | 0 | 0 | 0 | 0 | 2359783.6549 | 0 | 0 | 0 | 0 | 0 | 0 | 0 | 0 | 0 | 0 | 0 | -83051.4577 | 0 | 0 | 0 | 0 | 0 | 0 | 0 | 0 | 0 | -43415.3867 | 0 | 0 | 0 | 0 | 0 | 0 | 0 | 0
2016-08-20 05:00 | 0 | 0 | 0 | 0 | 353384.4827 | 0 | 457219 | 0 | 0 | 0 | 0 | 83051.4577 | 0 | 0 | 0 | 0 | 0 | 0 | 0 | 2287987.4653 | 0 | 0 | 0 | 0 | 0 | 0 | 0 | 0 | 0 | 0 | 0 | -32038.3277 | 0 | 0 | 0 | 0 | 0 | 0 | 0 | 0 | 0 | -71796.1896 | 0 | 0 | 0 | 0 | 0 | 0 | 0 | 0
2016-08-20 06:00 | 0 | 0 | 0 | 0 | 240852.2715 | 0 | 434967 | 0 | 0 | 0 | 0 | 166102.9154 | 0 | 0 | 0 | 0 | 0 | 0 | 0 | 2010821.2791 | 0 | 0 | 0 | 0 | 0 | 0 | 0 | 0 | 0 | 0 | 0 | 83051.4577 | 0 | 0 | 0 | 0 | 0 | 0 | 0 | 0 | 0 | -277166.1862 | 0 | 0 | 0 | 0 | 0 | 0 | 0 | 0
2016-08-20 07:00 | 0 | 0 | 0 | 0 | 369689.5768 | 0 | 418235 | 0 | 0 | 0 | 0 | 83051.4577 | 0 | 0 | 0 | 0 | 0 | 0 | 0 | 2012554.2283 | 0 | 32773.0854 | 0 | 0 | 0 | 0 | 0 | 0 | 0 | 0 | 0 | -83051.4577 | 0 | 0 | 0 | 0 | 0 | 0 | 0 | 0 | 0 | 1732.9491 | 0 | 32773.0854 | 0 | 0 | 0 | 0 | 0 | 0
2016-08-20 08:00 | 0 | 0 | 0 | 0 | 181030.1862 | 0 | 407918 | 0 | 0 | 0 | 0 | 166102.9154 | 0 | 0 | 0 | 0 | 0 | 0 | 0 | 1735388.0421 | 0 | 0 | 0 | 0 | 0 | 0 | 0 | 0 | 0 | 0 | 0 | 83051.4577 | 0 | 0 | 0 | 0 | 0 | 0 | 0 | 0 | 0 | -277166.1862 | 0 | -32773.0854 | 0 | 0 | 0 | 0 | 0 | 0
2016-08-20 09:00 | 0 | 0 | 0 | 0 | 402657.1727 | 0 | 404022 | 0 | 0 | 0 | 0 | 83051.4577 | 0 | 0 | 0 | 0 | 0 | 0 | 0 | 1817074.6725 | 0 | 0 | 0 | 0 | 0 | 0 | 0 | 0 | 0 | 0 | 0 | -83051.4577 | 0 | 0 | 0 | 0 | 0 | 0 | 0 | 0 | 0 | 81686.6304 | 0 | 0 | 0 | 0 | 0 | 0 | 0 | 0
2016-08-20 10:00 | 0 | 0 | 0 | 0 | 212234.2715 | 0 | 406349 | 0 | 0 | 0 | 0 | 166102.9154 | 0 | 0 | 0 | 0 | 0 | 0 | 0 | 1539908.4863 | 0 | 0 | 0 | 0 | 0 | 0 | 0 | 0 | 0 | 0 | 0 | 83051.4577 | 0 | 0 | 0 | 0 | 0 | 0 | 0 | 0 | 0 | -277166.1862 | 0 | 0 | 0 | 0 | 0 | 0 | 0 | 0
2016-08-20 11:00 | 0 | 0 | 0 | 0 | 402921.3541 | 0 | 414084 | 0 | 0 | 0 | 0 | 83051.4577 | 0 | 0 | 0 | 0 | 0 | 0 | 0 | 1611797.2981 | 0 | 0 | 0 | 0 | 0 | 0 | 0 | 0 | 0 | 0 | 0 | -83051.4577 | 0 | 0 | 0 | 0 | 0 | 0 | 0 | 0 | 0 | 71888.8118 | 0 | 0 | 0 | 0 | 0 | 0 | 0 | 0
2016-08-20 12:00 | 0 | 0 | 0 | 0 | 68842.0002 | 5064.3559 | 434124 | 0 | 0 | 0 | 0 | 0 | 0 | 0 | 0 | 0 | 0 | 0 | 0 | 1334631.1119 | 0 | 0 | 0 | 0 | 0 | 0 | 0 | 0 | 0 | 0 | 0 | -83051.4577 | 0 | 0 | 0 | 0 | 0 | 0 | 0 | 0 | 0 | -277166.1862 | 0 | 0 | 0 | 0 | 0 | 0 | 0 | 0
2016-08-20 13:00 | 0 | 0 | 0 | 0 | 365756.2879 | 231435.1057 | 461548 | 0 | 0 | 0 | 0 | 0 | 0 | 0 | 0 | 0 | 0 | 0 | 0 | 1470274.5056 | 0 | 0 | 0 | 0 | 0 | 0 | 0 | 0 | 0 | 0 | 0 | 0 | 0 | 0 | 0 | 0 | 0 | 0 | 0 | 0 | 0 | 135643.3936 | 0 | 0 | 0 | 0 | 0 | 0 | 0 | 0
2016-08-20 14:00 | 0 | 0 | 0 | 0 | 0 | 538130.9192 | 491914 | 0 | 0 | 0 | 0 | 0 | 0 | 0 | 0 | 0 | 0 | 0 | 0 | 1516491.4248 | 0 | 0 | 0 | 0 | 0 | 0 | 0 | 0 | 0 | 0 | 0 | 0 | 0 | 0 | 0 | 0 | 0 | 0 | 0 | 0 | 0 | 46216.9192 | 0 | 0 | 0 | 0 | 0 | 0 | 0 | 0
2016-08-20 15:00 | 0 | 0 | 0 | 0 | 164177.5273 | 716976.1166 | 520936 | 0 | 0 | 0 | 0 | 83051.4577 | 0 | 0 | 0 | 0 | 0 | 0 | 0 | 1793657.6109 | 0 | 0 | 0 | 0 | 0 | 0 | 0 | 0 | 0 | 0 | 0 | 83051.4577 | 0 | 0 | 0 | 0 | 0 | 0 | 0 | 0 | 0 | 277166.1862 | 0 | 0 | 0 | 0 | 0 | 0 | 0 | 0
2016-08-20 16:00 | 0 | 0 | 0 | 0 | 0 | 782461.5917 | 543602 | 0 | 0 | 0 | 0 | 166102.9154 | 0 | 0 | 0 | 0 | 0 | 0 | 0 | 1949465.745 | 0 | 0 | 0 | 0 | 0 | 0 | 0 | 0 | 0 | 0 | 0 | 83051.4577 | 0 | 0 | 0 | 0 | 0 | 0 | 0 | 0 | 0 | 155808.134 | 0 | 0 | 0 | 0 | 0 | 0 | 0 | 0
2016-08-20 17:00 | 0 | 0 | 0 | 0 | 0 | 790622.5972 | 560233 | 0 | 0 | 0 | 0 | 119326.3265 | 0 | 0 | 0 | 0 | 0 | 0 | 0 | 2226631.9311 | 0 | 0 | 0 | 0 | 0 | 0 | 0 | 0 | 0 | 0 | 0 | -46776.589 | 0 | 0 | 0 | 0 | 0 | 0 | 0 | 0 | 0 | 277166.1862 | 0 | 0 | 0 | 0 | 0 | 0 | 0 | 0
2016-08-20 18:00 | 0 | 0 | 0 | 0 | 153574.7531 | 778686.8908 | 572044 | 0 | 0 | 0 | 0 | 202377.7842 | 0 | 0 | 0 | 0 | 0 | 0 | 0 | 2503798.1173 | 0 | 0 | 0 | 0 | 0 | 0 | 0 | 0 | 0 | 0 | 0 | 83051.4577 | 0 | 0 | 0 | 0 | 0 | 0 | 0 | 0 | 0 | 277166.1862 | 0 | 0 | 0 | 0 | 0 | 0 | 0 | 0
2016-08-20 19:00 | 0 | 0 | 0 | 0 | 13963.4296 | 760151.2988 | 580000 | 0 | 0 | 0 | 0 | 119326.3265 | 0 | 0 | 0 | 0 | 0 | 0 | 0 | 2780964.3035 | 0 | 0 | 0 | 0 | 0 | 0 | 0 | 0 | 0 | 0 | 0 | -83051.4577 | 0 | 0 | 0 | 0 | 0 | 0 | 0 | 0 | 0 | 277166.1862 | 0 | 0 | 0 | 0 | 0 | 0 | 0 | 0
2016-08-20 20:00 | 0 | 0 | 0 | 0 | 0 | 745903.1676 | 587024 | 0 | 0 | 0 | 0 | 202377.7842 | 0 | 0 | 0 | 0 | 0 | 0 | 0 | 2856792.0134 | 0 | 0 | 0 | 0 | 0 | 0 | 0 | 0 | 0 | 0 | 0 | 83051.4577 | 0 | 0 | 0 | 0 | 0 | 0 | 0 | 0 | 0 | 75827.7099 | 0 | 0 | 0 | 0 | 0 | 0 | 0 | 0
2016-08-20 21:00 | 0 | 0 | 0 | 0 | 64188.2999 | 719474.4286 | 589548 | 0 | 0 | 0 | 0 | 119326.3265 | 0 | 0 | 0 | 0 | 0 | 0 | 0 | 3133958.1995 | 0 | 0 | 0 | 0 | 0 | 0 | 0 | 0 | 0 | 0 | 0 | -83051.4577 | 0 | 0 | 0 | 0 | 0 | 0 | 0 | 0 | 0 | 277166.1862 | 0 | 0 | 0 | 0 | 0 | 0 | 0 | 0
2016-08-20 22:00 | 0 | 0 | 0 | 0 | 230648.4886 | 678421.9915 | 583463 | 0 | 0 | 0 | 0 | 202377.7842 | 0 | 0 | 0 | 0 | 0 | 0 | 0 | 3376514.2219 | 0 | 0 | 0 | 0 | 0 | 0 | 0 | 0 | 0 | 0 | 0 | 83051.4577 | 0 | 0 | 0 | 0 | 0 | 0 | 0 | 0 | 0 | 242556.0224 | 0 | 0 | 0 | 0 | 0 | 0 | 0 | 0
2016-08-20 23:00 | 0 | 0 | 0 | 0 | 208045.4454 | 579825.0702 | 570525 | 0 | 0 | 0 | 0 | 285429.2419 | 0 | 0 | 0 | 0 | 0 | 0 | 0 | 3510808.2798 | 0 | 0 | 0 | 0 | 0 | 0 | 0 | 0 | 0 | 0 | 0 | 83051.4577 | 0 | 0 | 0 | 0 | 0 | 0 | 0 | 0 | 0 | 134294.0578 | 0 | 0 | 0 | 0 | 0 | 0 | 0 | 0
2016-08-21 | 0 | 0 | 0 | 0 | 210066.7538 | 414590.7356 | 560708 | 0 | 0 | 0 | 0 | 202377.7842 | 0 | 0 | 0 | 0 | 0 | 0 | 0 | 3657809.2268 | 0 | 0 | 0 | 0 | 0 | 0 | 0 | 0 | 0 | 0 | 0 | -83051.4577 | 0 | 0 | 0 | 0 | 0 | 0 | 0 | 0 | 0 | 147000.947 | 0 | 0 | 0 | 0 | 0 | 0 | 0 | 0
2016-08-21 01:00 | 0 | 0 | 0 | 0 | 272551.8505 | 126597.6325 | 546320 | 0 | 0 | 0 | 0 | 285429.2419 | 0 | 0 | 0 | 0 | 0 | 0 | 0 | 3427587.2521 | 0 | 0 | 0 | 0 | 0 | 0 | 0 | 0 | 0 | 0 | 0 | 83051.4577 | 0 | 0 | 0 | 0 | 0 | 0 | 0 | 0 | 0 | -230221.9747 | 0 | 0 | 0 | 0 | 0 | 0 | 0 | 0
2016-08-21 02:00 | 0 | 0 | 0 | 0 | 272941.5986 | 473.1612 | 522016 | 0 | 0 | 0 | 0 | 202377.7842 | 0 | 0 | 0 | 0 | 0 | 0 | 0 | 3262037.4696 | 0 | 0 | 0 | 0 | 0 | 0 | 0 | 0 | 0 | 0 | 0 | -83051.4577 | 0 | 0 | 0 | 0 | 0 | 0 | 0 | 0 | 0 | -165549.7825 | 0 | 0 | 0 | 0 | 0 | 0 | 0 | 0
2016-08-21 03:00 | 0 | 0 | 0 | 0 | 132586.3561 | 0 | 492804 | 0 | 0 | 0 | 0 | 119326.3265 | 0 | 0 | 0 | 0 | 0 | 0 | 0 | 2984871.2834 | 0 | 0 | 0 | 0 | 0 | 0 | 0 | 0 | 0 | 0 | 0 | -83051.4577 | 0 | 0 | 0 | 0 | 0 | 0 | 0 | 0 | 0 | -277166.1862 | 0 | 0 | 0 | 0 | 0 | 0 | 0 | 0
2016-08-21 04:00 | 0 | 0 | 0 | 0 | 256293.0464 | 0 | 463664 | 0 | 0 | 0 | 0 | 166102.9154 | 0 | 0 | 0 | 0 | 0 | 0 | 0 | 2730723.7409 | 0 | 0 | 0 | 0 | 0 | 0 | 0 | 0 | 0 | 0 | 0 | 46776.589 | 0 | 0 | 0 | 0 | 0 | 0 | 0 | 0 | 0 | -254147.5426 | 0 | 0 | 0 | 0 | 0 | 0 | 0 | 0
2016-08-21 05:00 | 0 | 0 | 0 | 0 | 245608.2715 | 0 | 439723 | 0 | 0 | 0 | 0 | 249154.3731 | 0 | 0 | 0 | 0 | 0 | 0 | 0 | 2453557.5547 | 0 | 0 | 0 | 0 | 0 | 0 | 0 | 0 | 0 | 0 | 0 | 83051.4577 | 0 | 0 | 0 | 0 | 0 | 0 | 0 | 0 | 0 | -277166.1862 | 0 | 0 | 0 | 0 | 0 | 0 | 0 | 0
2016-08-21 06:00 | 0 | 0 | 0 | 0 | 282232.6688 | 0 | 419299 | 0 | 0 | 0 | 0 | 166102.9154 | 0 | 0 | 0 | 0 | 0 | 0 | 0 | 2366769.5958 | 0 | 32773.0854 | 0 | 0 | 0 | 0 | 0 | 0 | 0 | 0 | 0 | -83051.4577 | 0 | 0 | 0 | 0 | 0 | 0 | 0 | 0 | 0 | -86787.9589 | 0 | 32773.0854 | 0 | 0 | 0 | 0 | 0 | 0
2016-08-21 07:00 | 0 | 0 | 0 | 0 | 10942.2708 | 0 | 403933 | 0 | 0 | 0 | 0 | 83051.4577 | 0 | 0 | 0 | 0 | 0 | 0 | 0 | 2089603.4096 | 0 | 0 | 0 | 0 | 0 | 0 | 0 | 0 | 0 | 0 | 0 | -83051.4577 | 0 | 0 | 0 | 0 | 0 | 0 | 0 | 0 | 0 | -277166.1862 | 0 | -32773.0854 | 0 | 0 | 0 | 0 | 0 | 0
2016-08-21 08:00 | 0 | 0 | 0 | 0 | 342233.5421 | 0 | 393719 | 0 | 0 | 0 | 0 | 166102.9154 | 0 | 0 | 0 | 0 | 0 | 0 | 0 | 1955066.494 | 0 | 0 | 0 | 0 | 0 | 0 | 0 | 0 | 0 | 0 | 0 | 83051.4577 | 0 | 0 | 0 | 0 | 0 | 0 | 0 | 0 | 0 | -134536.9156 | 0 | 0 | 0 | 0 | 0 | 0 | 0 | 0
2016-08-21 09:00 | 0 | 0 | 0 | 0 | 194408.2715 | 0 | 388523 | 0 | 0 | 0 | 0 | 249154.3731 | 0 | 0 | 0 | 0 | 0 | 0 | 0 | 1677900.3079 | 0 | 0 | 0 | 0 | 0 | 0 | 0 | 0 | 0 | 0 | 0 | 83051.4577 | 0 | 0 | 0 | 0 | 0 | 0 | 0 | 0 | 0 | -277166.1862 | 0 | 0 | 0 | 0 | 0 | 0 | 0 | 0
2016-08-21 10:00 | 0 | 0 | 0 | 0 | 350424.8926 | 0 | 389420 | 0 | 0 | 0 | 0 | 166102.9154 | 0 | 0 | 0 | 0 | 0 | 0 | 0 | 1721956.6582 | 0 | 0 | 0 | 0 | 0 | 0 | 0 | 0 | 0 | 0 | 0 | -83051.4577 | 0 | 0 | 0 | 0 | 0 | 0 | 0 | 0 | 0 | 44056.3503 | 0 | 0 | 0 | 0 | 0 | 0 | 0 | 0
2016-08-21 11:00 | 0 | 0 | 0 | 0 | 358899.0279 | 0 | 393384 | 0 | 0 | 0 | 0 | 249154.3731 | 0 | 0 | 0 | 0 | 0 | 0 | 0 | 1596666.4103 | 0 | 7753.8181 | 0 | 0 | 0 | 0 | 0 | 0 | 0 | 0 | 0 | 83051.4577 | 0 | 0 | 0 | 0 | 0 | 0 | 0 | 0 | 0 | -125290.2479 | 0 | 7753.8181 | 0 | 0 | 0 | 0 | 0 | 0
2016-08-21 12:00 | 0 | 0 | 0 | 0 | 283078.4257 | 6038.9722 | 409119 | 0 | 0 | 0 | 0 | 166102.9154 | 0 | 0 | 0 | 0 | 0 | 0 | 0 | 1526943.1805 | 0 | 40526.9035 | 0 | 0 | 0 | 0 | 0 | 0 | 0 | 0 | 0 | -83051.4577 | 0 | 0 | 0 | 0 | 0 | 0 | 0 | 0 | 0 | -69723.2298 | 0 | 32773.0854 | 0 | 0 | 0 | 0 | 0 | 0
2016-08-21 13:00 | 0 | 0 | 0 | 0 | 0 | 227231.022 | 434233 | 0 | 0 | 0 | 0 | 83051.4577 | 0 | 0 | 0 | 0 | 0 | 0 | 0 | 1435765.7456 | 0 | 7753.8181 | 0 | 0 | 0 | 0 | 0 | 0 | 0 | 0 | 0 | -83051.4577 | 0 | 0 | 0 | 0 | 0 | 0 | 0 | 0 | 0 | -91177.4349 | 0 | -32773.0854 | 0 | 0 | 0 | 0 | 0 | 0
2016-08-21 14:00 | 0 | 0 | 0 | 0 | 0 | 526134.8998 | 460036 | 0 | 0 | 0 | 0 | 0 | 0 | 0 | 0 | 0 | 0 | 0 | 0 | 1592669.9212 | 0 | 0 | 0 | 0 | 0 | 0 | 0 | 0 | 0 | 0 | 0 | -83051.4577 | 0 | 0 | 0 | 0 | 0 | 0 | 0 | 0 | 0 | 156904.1757 | 0 | -7753.8181 | 0 | 0 | 0 | 0 | 0 | 0
2016-08-21 15:00 | 0 | 0 | 0 | 0 | 119569.4695 | 692803.7427 | 486552 | 0 | 0 | 0 | 0 | 83051.4577 | 0 | 0 | 0 | 0 | 0 | 0 | 0 | 1835439.6758 | 0 | 0 | 0 | 0 | 0 | 0 | 0 | 0 | 0 | 0 | 0 | 83051.4577 | 0 | 0 | 0 | 0 | 0 | 0 | 0 | 0 | 0 | 242769.7545 | 0 | 0 | 0 | 0 | 0 | 0 | 0 | 0
2016-08-21 16:00 | 0 | 0 | 0 | 0 | 0 | 760682.5838 | 510928 | 0 | 0 | 0 | 0 | 55639.8554 | 0 | 0 | 0 | 0 | 0 | 0 | 0 | 2112605.8619 | 0 | 0 | 0 | 0 | 0 | 0 | 0 | 0 | 0 | 0 | 0 | -27411.6023 | 0 | 0 | 0 | 0 | 0 | 0 | 0 | 0 | 0 | 277166.1862 | 0 | 0 | 0 | 0 | 0 | 0 | 0 | 0
2016-08-21 17:00 | 0 | 0 | 0 | 0 | 0 | 767391.5501 | 530086 | 0 | 0 | 0 | 0 | 138691.3131 | 0 | 0 | 0 | 0 | 0 | 0 | 0 | 2234086.869 | 0 | 32773.0854 | 0 | 0 | 0 | 0 | 0 | 0 | 0 | 0 | 0 | 83051.4577 | 0 | 0 | 0 | 0 | 0 | 0 | 0 | 0 | 0 | 121481.0071 | 0 | 32773.0854 | 0 | 0 | 0 | 0 | 0 | 0
2016-08-21 18:00 | 0 | 0 | 0 | 0 | 131295.3325 | 753091.1265 | 544479 | 0 | 0 | 0 | 0 | 193678.7679 | 0 | 0 | 0 | 0 | 0 | 0 | 0 | 2511253.0551 | 0 | 40526.9035 | 0 | 0 | 0 | 0 | 0 | 0 | 0 | 0 | 0 | 54987.4548 | 0 | 0 | 0 | 0 | 0 | 0 | 0 | 0 | 0 | 277166.1862 | 0 | 7753.8181 | 0 | 0 | 0 | 0 | 0 | 0
2016-08-21 19:00 | 0 | 0 | 0 | 0 | 0 | 728302.082 | 554802 | 0 | 0 | 0 | 0 | 276730.2256 | 0 | 0 | 0 | 0 | 0 | 0 | 0 | 2634474.7648 | 0 | 7753.8181 | 0 | 0 | 0 | 0 | 0 | 0 | 0 | 0 | 0 | 83051.4577 | 0 | 0 | 0 | 0 | 0 | 0 | 0 | 0 | 0 | 123221.7097 | 0 | -32773.0854 | 0 | 0 | 0 | 0 | 0 | 0
2016-08-21 20:00 | 0 | 0 | 0 | 0 | 0 | 704050.5424 | 562710 | 0 | 0 | 0 | 0 | 193678.7679 | 0 | 0 | 0 | 0 | 0 | 0 | 0 | 2866620.583 | 0 | 0 | 0 | 0 | 0 | 0 | 0 | 0 | 0 | 0 | 0 | -83051.4577 | 0 | 0 | 0 | 0 | 0 | 0 | 0 | 0 | 0 | 232145.8182 | 0 | -7753.8181 | 0 | 0 | 0 | 0 | 0 | 0
2016-08-21 21:00 | 0 | 0 | 0 | 0 | 0 | 667498.9786 | 569215 | 0 | 0 | 0 | 0 | 276730.2256 | 0 | 0 | 0 | 0 | 0 | 0 | 0 | 2881853.104 | 0 | 0 | 0 | 0 | 0 | 0 | 0 | 0 | 0 | 0 | 0 | 83051.4577 | 0 | 0 | 0 | 0 | 0 | 0 | 0 | 0 | 0 | 15232.5209 | 0 | 0 | 0 | 0 | 0 | 0 | 0 | 0
2016-08-21 22:00 | 0 | 0 | 0 | 0 | 140973.5215 | 618031.8508 | 568881 | 0 | 0 | 0 | 0 | 193678.7679 | 0 | 0 | 0 | 0 | 0 | 0 | 0 | 3155028.934 | 0 | 0 | 0 | 0 | 0 | 0 | 0 | 0 | 0 | 0 | 0 | -83051.4577 | 0 | 0 | 0 | 0 | 0 | 0 | 0 | 0 | 0 | 273175.8301 | 0 | 0 | 0 | 0 | 0 | 0 | 0 | 0
2016-08-21 23:00 | 0 | 0 | 0 | 0 | 0 | 511110.5087 | 561221 | 0 | 0 | 0 | 0 | 110627.3102 | 0 | 0 | 0 | 0 | 0 | 0 | 0 | 3187969.9005 | 0 | 0 | 0 | 0 | 0 | 0 | 0 | 0 | 0 | 0 | 0 | -83051.4577 | 0 | 0 | 0 | 0 | 0 | 0 | 0 | 0 | 0 | 32940.9664 | 0 | 0 | 0 | 0 | 0 | 0 | 0 | 0
2016-08-22 | 0 | 0 | 0 | 0 | 0 | 347948.4968 | 553368 | 0 | 0 | 0 | 0 | 27575.8524 | 0 | 0 | 0 | 0 | 0 | 0 | 0 | 3065601.855 | 0 | 0 | 0 | 0 | 0 | 0 | 0 | 0 | 0 | 0 | 0 | -83051.4577 | 0 | 0 | 0 | 0 | 0 | 0 | 0 | 0 | 0 | -122368.0455 | 0 | 0 | 0 | 0 | 0 | 0 | 0 | 0
2016-08-22 01:00 | 0 | 0 | 0 | 0 | 491232.3012 | 109911.4298 | 540660 | 0 | 0 | 0 | 0 | 110627.3102 | 0 | 0 | 0 | 0 | 0 | 0 | 0 | 3043034.1283 | 0 | 0 | 0 | 0 | 0 | 0 | 0 | 0 | 0 | 0 | 0 | 83051.4577 | 0 | 0 | 0 | 0 | 0 | 0 | 0 | 0 | 0 | -22567.7267 | 0 | 0 | 0 | 0 | 0 | 0 | 0 | 0
2016-08-22 02:00 | 0 | 0 | 0 | 0 | 153438.5069 | 315.8492 | 513972 | 0 | 0 | 0 | 0 | 27575.8524 | 0 | 0 | 0 | 0 | 0 | 0 | 0 | 2765867.9421 | 0 | 0 | 0 | 0 | 0 | 0 | 0 | 0 | 0 | 0 | 0 | -83051.4577 | 0 | 0 | 0 | 0 | 0 | 0 | 0 | 0 | 0 | -277166.1862 | 0 | 0 | 0 | 0 | 0 | 0 | 0 | 0
2016-08-22 03:00 | 0 | 0 | 0 | 0 | 638119.3655 | 0 | 480482 | 0 | 0 | 0 | 0 | 110627.3102 | 0 | 0 | 0 | 0 | 0 | 0 | 0 | 2840453.85 | 0 | 0 | 0 | 0 | 0 | 0 | 0 | 0 | 0 | 0 | 0 | 83051.4577 | 0 | 0 | 0 | 0 | 0 | 0 | 0 | 0 | 0 | 74585.9078 | 0 | 0 | 0 | 0 | 0 | 0 | 0 | 0
2016-08-22 04:00 | 0 | 0 | 0 | 0 | 90114.3561 | 0 | 450332 | 0 | 0 | 0 | 0 | 27575.8524 | 0 | 0 | 0 | 0 | 0 | 0 | 0 | 2563287.6638 | 0 | 0 | 0 | 0 | 0 | 0 | 0 | 0 | 0 | 0 | 0 | -83051.4577 | 0 | 0 | 0 | 0 | 0 | 0 | 0 | 0 | 0 | -277166.1862 | 0 | 0 | 0 | 0 | 0 | 0 | 0 | 0
2016-08-22 05:00 | 0 | 0 | 0 | 0 | 658878.0727 | 0 | 424764 | 0 | 0 | 0 | 0 | 110627.3102 | 0 | 0 | 0 | 0 | 0 | 0 | 0 | 2714350.2788 | 0 | 0 | 0 | 0 | 0 | 0 | 0 | 0 | 0 | 0 | 0 | 83051.4577 | 0 | 0 | 0 | 0 | 0 | 0 | 0 | 0 | 0 | 151062.615 | 0 | 0 | 0 | 0 | 0 | 0 | 0 | 0
2016-08-22 06:00 | 0 | 0 | 0 | 0 | 44889.3561 | 0 | 405107 | 0 | 0 | 0 | 0 | 27575.8524 | 0 | 0 | 0 | 0 | 0 | 0 | 0 | 2437184.0926 | 0 | 0 | 0 | 0 | 0 | 0 | 0 | 0 | 0 | 0 | 0 | -83051.4577 | 0 | 0 | 0 | 0 | 0 | 0 | 0 | 0 | 0 | -277166.1862 | 0 | 0 | 0 | 0 | 0 | 0 | 0 | 0
2016-08-22 07:00 | 0 | 0 | 0 | 0 | 633288.5054 | 0 | 391802 | 0 | 0 | 0 | 0 | 110627.3102 | 0 | 0 | 0 | 0 | 0 | 0 | 0 | 2595619.1403 | 0 | 0 | 0 | 0 | 0 | 0 | 0 | 0 | 0 | 0 | 0 | 83051.4577 | 0 | 0 | 0 | 0 | 0 | 0 | 0 | 0 | 0 | 158435.0477 | 0 | 0 | 0 | 0 | 0 | 0 | 0 | 0
2016-08-22 08:00 | 0 | 0 | 0 | 0 | 26342.3561 | 0 | 386560 | 0 | 0 | 0 | 0 | 27575.8524 | 0 | 0 | 0 | 0 | 0 | 0 | 0 | 2318452.9542 | 0 | 0 | 0 | 0 | 0 | 0 | 0 | 0 | 0 | 0 | 0 | -83051.4577 | 0 | 0 | 0 | 0 | 0 | 0 | 0 | 0 | 0 | -277166.1862 | 0 | 0 | 0 | 0 | 0 | 0 | 0 | 0
2016-08-22 09:00 | 0 | 0 | 0 | 0 | 589373.5881 | 0 | 392538 | 0 | 0 | 0 | 0 | 110627.3102 | 0 | 0 | 0 | 0 | 0 | 0 | 0 | 2432237.0846 | 0 | 0 | 0 | 0 | 0 | 0 | 0 | 0 | 0 | 0 | 0 | 83051.4577 | 0 | 0 | 0 | 0 | 0 | 0 | 0 | 0 | 0 | 113784.1304 | 0 | 0 | 0 | 0 | 0 | 0 | 0 | 0
2016-08-22 10:00 | 0 | 0 | 0 | 0 | 50819.3561 | 0 | 411037 | 0 | 0 | 0 | 0 | 27575.8524 | 0 | 0 | 0 | 0 | 0 | 0 | 0 | 2155070.8984 | 0 | 0 | 0 | 0 | 0 | 0 | 0 | 0 | 0 | 0 | 0 | -83051.4577 | 0 | 0 | 0 | 0 | 0 | 0 | 0 | 0 | 0 | -277166.1862 | 0 | 0 | 0 | 0 | 0 | 0 | 0 | 0
2016-08-22 11:00 | 0 | 0 | 0 | 0 | 542242.3301 | 0 | 432991 | 0 | 0 | 0 | 0 | 83051.4577 | 0 | 0 | 0 | 0 | 0 | 0 | 0 | 2208846.6232 | 0 | 0 | 0 | 0 | 0 | 0 | 0 | 0 | 0 | 0 | 0 | 55475.6053 | 0 | 0 | 0 | 0 | 0 | 0 | 0 | 0 | 0 | 53775.7248 | 0 | 0 | 0 | 0 | 0 | 0 | 0 | 0
2016-08-22 12:00 | 0 | 0 | 0 | 0 | 406501.9005 | 4379.923 | 452576 | 0 | 0 | 0 | 0 | 0 | 0 | 0 | 0 | 0 | 0 | 0 | 0 | 2250203.9044 | 0 | 0 | 0 | 0 | 0 | 0 | 0 | 0 | 0 | 0 | 0 | -83051.4577 | 0 | 0 | 0 | 0 | 0 | 0 | 0 | 0 | 0 | 41357.2812 | 0 | 0 | 0 | 0 | 0 | 0 | 0 | 0
2016-08-22 13:00 | 0 | 0 | 0 | 0 | 298141.4341 | 192925.5182 | 476225 | 0 | 0 | 0 | 0 | 83051.4577 | 0 | 0 | 0 | 0 | 0 | 0 | 0 | 2181994.3991 | 0 | 0 | 0 | 0 | 0 | 0 | 0 | 0 | 0 | 0 | 0 | 83051.4577 | 0 | 0 | 0 | 0 | 0 | 0 | 0 | 0 | 0 | -68209.5054 | 0 | 0 | 0 | 0 | 0 | 0 | 0 | 0
2016-08-22 14:00 | 0 | 0 | 0 | 0 | 0 | 451453.4595 | 502924 | 0 | 0 | 0 | 0 | 0 | 0 | 0 | 0 | 0 | 0 | 0 | 0 | 2213575.3163 | 0 | 0 | 0 | 0 | 0 | 0 | 0 | 0 | 0 | 0 | 0 | -83051.4577 | 0 | 0 | 0 | 0 | 0 | 0 | 0 | 0 | 0 | 31580.9172 | 0 | 0 | 0 | 0 | 0 | 0 | 0 | 0
2016-08-22 15:00 | 0 | 0 | 0 | 0 | 0 | 595585.8139 | 527223 | 0 | 0 | 0 | 0 | 83051.4577 | 0 | 0 | 0 | 0 | 0 | 0 | 0 | 2198886.6725 | 0 | 0 | 0 | 0 | 0 | 0 | 0 | 0 | 0 | 0 | 0 | 83051.4577 | 0 | 0 | 0 | 0 | 0 | 0 | 0 | 0 | 0 | -14688.6438 | 0 | 0 | 0 | 0 | 0 | 0 | 0 | 0
2016-08-22 16:00 | 0 | 0 | 0 | 0 | 79969.3093 | 662258.4191 | 548113 | 0 | 0 | 0 | 0 | 0 | 0 | 0 | 0 | 0 | 0 | 0 | 0 | 2476052.8587 | 0 | 0 | 0 | 0 | 0 | 0 | 0 | 0 | 0 | 0 | 0 | -83051.4577 | 0 | 0 | 0 | 0 | 0 | 0 | 0 | 0 | 0 | 277166.1862 | 0 | 0 | 0 | 0 | 0 | 0 | 0 | 0
2016-08-22 17:00 | 0 | 0 | 0 | 0 | 0 | 673477.9812 | 567815 | 0 | 0 | 0 | 0 | 83051.4577 | 0 | 0 | 0 | 0 | 0 | 0 | 0 | 2498664.3822 | 0 | 0 | 0 | 0 | 0 | 0 | 0 | 0 | 0 | 0 | 0 | 83051.4577 | 0 | 0 | 0 | 0 | 0 | 0 | 0 | 0 | 0 | 22611.5235 | 0 | 0 | 0 | 0 | 0 | 0 | 0 | 0
2016-08-22 18:00 | 0 | 0 | 0 | 0 | 115316.452 | 663426.2765 | 584628 | 0 | 0 | 0 | 0 | 0 | 0 | 0 | 0 | 0 | 0 | 0 | 0 | 2775830.5683 | 0 | 0 | 0 | 0 | 0 | 0 | 0 | 0 | 0 | 0 | 0 | -83051.4577 | 0 | 0 | 0 | 0 | 0 | 0 | 0 | 0 | 0 | 277166.1862 | 0 | 0 | 0 | 0 | 0 | 0 | 0 | 0
2016-08-22 19:00 | 0 | 0 | 0 | 0 | 0 | 645517.2067 | 597886 | 0 | 0 | 0 | 0 | 83051.4577 | 0 | 0 | 0 | 0 | 0 | 0 | 0 | 2740410.3173 | 0 | 0 | 0 | 0 | 0 | 0 | 0 | 0 | 0 | 0 | 0 | 83051.4577 | 0 | 0 | 0 | 0 | 0 | 0 | 0 | 0 | 0 | -35420.251 | 0 | 0 | 0 | 0 | 0 | 0 | 0 | 0
2016-08-22 20:00 | 0 | 0 | 0 | 0 | 171221.5761 | 629633.1524 | 606740 | 0 | 0 | 0 | 0 | 0 | 0 | 0 | 0 | 0 | 0 | 0 | 0 | 3017576.5035 | 0 | 0 | 0 | 0 | 0 | 0 | 0 | 0 | 0 | 0 | 0 | -83051.4577 | 0 | 0 | 0 | 0 | 0 | 0 | 0 | 0 | 0 | 277166.1862 | 0 | 0 | 0 | 0 | 0 | 0 | 0 | 0
2016-08-22 21:00 | 0 | 0 | 0 | 0 | 0 | 600002.0502 | 610780 | 0 | 0 | 0 | 0 | 83051.4577 | 0 | 0 | 0 | 0 | 0 | 0 | 0 | 2923747.096 | 0 | 0 | 0 | 0 | 0 | 0 | 0 | 0 | 0 | 0 | 0 | 83051.4577 | 0 | 0 | 0 | 0 | 0 | 0 | 0 | 0 | 0 | -93829.4075 | 0 | 0 | 0 | 0 | 0 | 0 | 0 | 0
2016-08-22 22:00 | 0 | 0 | 0 | 0 | 249502.2736 | 549776.4549 | 605164 | 0 | 0 | 0 | 0 | 0 | 0 | 0 | 0 | 0 | 0 | 0 | 0 | 3200913.2822 | 0 | 0 | 0 | 0 | 0 | 0 | 0 | 0 | 0 | 0 | 0 | -83051.4577 | 0 | 0 | 0 | 0 | 0 | 0 | 0 | 0 | 0 | 277166.1862 | 0 | 0 | 0 | 0 | 0 | 0 | 0 | 0
2016-08-22 23:00 | 0 | 0 | 0 | 0 | 0 | 456427.4437 | 590472 | 0 | 0 | 0 | 0 | 83051.4577 | 0 | 0 | 0 | 0 | 0 | 0 | 0 | 2983817.2681 | 0 | 0 | 0 | 0 | 0 | 0 | 0 | 0 | 0 | 0 | 0 | 83051.4577 | 0 | 0 | 0 | 0 | 0 | 0 | 0 | 0 | 0 | -217096.014 | 0 | 0 | 0 | 0 | 0 | 0 | 0 | 0
2016-08-23 | 0 | 0 | 0 | 0 | 467726.5061 | 304812.2223 | 578424 | 0 | 0 | 0 | 0 | 0 | 0 | 0 | 0 | 0 | 0 | 0 | 0 | 3260983.4543 | 0 | 0 | 0 | 0 | 0 | 0 | 0 | 0 | 0 | 0 | 0 | -83051.4577 | 0 | 0 | 0 | 0 | 0 | 0 | 0 | 0 | 0 | 277166.1862 | 0 | 0 | 0 | 0 | 0 | 0 | 0 | 0
2016-08-23 01:00 | 0 | 0 | 0 | 0 | 277476.8195 | 82727.4413 | 561596 | 0 | 0 | 0 | 0 | 75774.4469 | 0 | 0 | 0 | 0 | 0 | 0 | 0 | 2983817.2681 | 0 | 0 | 0 | 0 | 0 | 0 | 0 | 0 | 0 | 0 | 0 | 75774.4469 | 0 | 0 | 0 | 0 | 0 | 0 | 0 | 0 | 0 | -277166.1862 | 0 | 0 | 0 | 0 | 0 | 0 | 0 | 0
2016-08-23 02:00 | 0 | 0 | 0 | 0 | 765042.995 | 283.806 | 528809 | 0 | 0 | 0 | 0 | 158825.9046 | 0 | 0 | 0 | 0 | 0 | 0 | 0 | 3137283.6114 | 0 | 0 | 0 | 0 | 0 | 0 | 0 | 0 | 0 | 0 | 0 | 83051.4577 | 0 | 0 | 0 | 0 | 0 | 0 | 0 | 0 | 0 | 153466.3433 | 0 | 0 | 0 | 0 | 0 | 0 | 0 | 0
2016-08-23 03:00 | 0 | 0 | 0 | 0 | 131933.3561 | 0 | 492151 | 0 | 0 | 0 | 0 | 75774.4469 | 0 | 0 | 0 | 0 | 0 | 0 | 0 | 2860117.4253 | 0 | 0 | 0 | 0 | 0 | 0 | 0 | 0 | 0 | 0 | 0 | -83051.4577 | 0 | 0 | 0 | 0 | 0 | 0 | 0 | 0 | 0 | -277166.1862 | 0 | 0 | 0 | 0 | 0 | 0 | 0 | 0
2016-08-23 04:00 | 0 | 0 | 0 | 0 | 746740.0883 | 0 | 459051 | 0 | 0 | 0 | 0 | 158825.9046 | 0 | 0 | 0 | 0 | 0 | 0 | 0 | 3064755.0558 | 0 | 0 | 0 | 0 | 0 | 0 | 0 | 0 | 0 | 0 | 0 | 83051.4577 | 0 | 0 | 0 | 0 | 0 | 0 | 0 | 0 | 0 | 204637.6306 | 0 | 0 | 0 | 0 | 0 | 0 | 0 | 0
2016-08-23 05:00 | 0 | 0 | 0 | 0 | 723821.1614 | 0 | 431811 | 0 | 0 | 0 | 0 | 241877.3623 | 0 | 0 | 0 | 0 | 0 | 0 | 0 | 3273713.7595 | 0 | 0 | 0 | 0 | 0 | 0 | 0 | 0 | 0 | 0 | 0 | 83051.4577 | 0 | 0 | 0 | 0 | 0 | 0 | 0 | 0 | 0 | 208958.7037 | 0 | 0 | 0 | 0 | 0 | 0 | 0 | 0
2016-08-23 06:00 | 0 | 0 | 0 | 0 | 50599.3561 | 0 | 410817 | 0 | 0 | 0 | 0 | 158825.9046 | 0 | 0 | 0 | 0 | 0 | 0 | 0 | 2996547.5733 | 0 | 0 | 0 | 0 | 0 | 0 | 0 | 0 | 0 | 0 | 0 | -83051.4577 | 0 | 0 | 0 | 0 | 0 | 0 | 0 | 0 | 0 | -277166.1862 | 0 | 0 | 0 | 0 | 0 | 0 | 0 | 0
2016-08-23 07:00 | 0 | 0 | 0 | 0 | 692259.5019 | 0 | 396993 | 0 | 0 | 0 | 0 | 241877.3623 | 0 | 0 | 0 | 0 | 0 | 0 | 0 | 3208762.6175 | 0 | 0 | 0 | 0 | 0 | 0 | 0 | 0 | 0 | 0 | 0 | 83051.4577 | 0 | 0 | 0 | 0 | 0 | 0 | 0 | 0 | 0 | 212215.0442 | 0 | 0 | 0 | 0 | 0 | 0 | 0 | 0
2016-08-23 08:00 | 0 | 0 | 0 | 0 | 30528.3561 | 0 | 390746 | 0 | 0 | 0 | 0 | 158825.9046 | 0 | 0 | 0 | 0 | 0 | 0 | 0 | 2931596.4313 | 0 | 0 | 0 | 0 | 0 | 0 | 0 | 0 | 0 | 0 | 0 | -83051.4577 | 0 | 0 | 0 | 0 | 0 | 0 | 0 | 0 | 0 | -277166.1862 | 0 | 0 | 0 | 0 | 0 | 0 | 0 | 0
2016-08-23 09:00 | 0 | 0 | 0 | 0 | 677163.724 | 0 | 397163 | 0 | 0 | 0 | 0 | 241877.3623 | 0 | 0 | 0 | 0 | 0 | 0 | 0 | 3128545.6976 | 0 | 0 | 0 | 0 | 0 | 0 | 0 | 0 | 0 | 0 | 0 | 83051.4577 | 0 | 0 | 0 | 0 | 0 | 0 | 0 | 0 | 0 | 196949.2663 | 0 | 0 | 0 | 0 | 0 | 0 | 0 | 0
2016-08-23 10:00 | 0 | 0 | 0 | 0 | 56576.3561 | 0 | 416794 | 0 | 0 | 0 | 0 | 158825.9046 | 0 | 0 | 0 | 0 | 0 | 0 | 0 | 2851379.5115 | 0 | 0 | 0 | 0 | 0 | 0 | 0 | 0 | 0 | 0 | 0 | -83051.4577 | 0 | 0 | 0 | 0 | 0 | 0 | 0 | 0 | 0 | -277166.1862 | 0 | 0 | 0 | 0 | 0 | 0 | 0 | 0
2016-08-23 11:00 | 0 | 0 | 0 | 0 | 638808.7393 | 0 | 437417 | 0 | 0 | 0 | 0 | 83051.4577 | 0 | 0 | 0 | 0 | 0 | 0 | 0 | 3128545.6976 | 0 | 0 | 0 | 0 | 0 | 0 | 0 | 0 | 0 | 0 | 0 | -75774.4469 | 0 | 0 | 0 | 0 | 0 | 0 | 0 | 0 | 0 | 277166.1862 | 0 | 0 | 0 | 0 | 0 | 0 | 0 | 0
2016-08-23 12:00 | 0 | 0 | 0 | 0 | 88295.1199 | 6135.2362 | 454648 | 0 | 0 | 0 | 0 | 0 | 0 | 0 | 0 | 0 | 0 | 0 | 0 | 2851379.5115 | 0 | 0 | 0 | 0 | 0 | 0 | 0 | 0 | 0 | 0 | 0 | -83051.4577 | 0 | 0 | 0 | 0 | 0 | 0 | 0 | 0 | 0 | -277166.1862 | 0 | 0 | 0 | 0 | 0 | 0 | 0 | 0
2016-08-23 13:00 | 0 | 0 | 0 | 0 | 473078.2425 | 200442.6112 | 477293 | 0 | 0 | 0 | 0 | 83051.4577 | 0 | 0 | 0 | 0 | 0 | 0 | 0 | 2964555.9074 | 0 | 0 | 0 | 0 | 0 | 0 | 0 | 0 | 0 | 0 | 0 | 83051.4577 | 0 | 0 | 0 | 0 | 0 | 0 | 0 | 0 | 0 | 113176.396 | 0 | 0 | 0 | 0 | 0 | 0 | 0 | 0
2016-08-23 14:00 | 0 | 0 | 0 | 0 | 0 | 491773.9632 | 505355 | 0 | 0 | 0 | 0 | 0 | 0 | 0 | 0 | 0 | 0 | 0 | 0 | 3034026.3284 | 0 | 0 | 0 | 0 | 0 | 0 | 0 | 0 | 0 | 0 | 0 | -83051.4577 | 0 | 0 | 0 | 0 | 0 | 0 | 0 | 0 | 0 | 69470.4209 | 0 | 0 | 0 | 0 | 0 | 0 | 0 | 0
2016-08-23 15:00 | 0 | 0 | 0 | 0 | 241142.4588 | 652130.1851 | 533055 | 0 | 0 | 0 | 0 | 83051.4577 | 0 | 0 | 0 | 0 | 0 | 0 | 0 | 3311192.5145 | 0 | 0 | 0 | 0 | 0 | 0 | 0 | 0 | 0 | 0 | 0 | 83051.4577 | 0 | 0 | 0 | 0 | 0 | 0 | 0 | 0 | 0 | 277166.1862 | 0 | 0 | 0 | 0 | 0 | 0 | 0 | 0
2016-08-23 16:00 | 0 | 0 | 0 | 0 | 17155.4417 | 734733.2868 | 557774 | 0 | 0 | 0 | 0 | 0 | 0 | 0 | 0 | 0 | 0 | 0 | 0 | 3588358.7007 | 0 | 0 | 0 | 0 | 0 | 0 | 0 | 0 | 0 | 0 | 0 | -83051.4577 | 0 | 0 | 0 | 0 | 0 | 0 | 0 | 0 | 0 | 277166.1862 | 0 | 0 | 0 | 0 | 0 | 0 | 0 | 0
2016-08-23 17:00 | 0 | 0 | 0 | 0 | 0 | 743347.7481 | 579989 | 0 | 0 | 0 | 0 | 83051.4577 | 0 | 0 | 0 | 0 | 0 | 0 | 0 | 3668665.9911 | 0 | 0 | 0 | 0 | 0 | 0 | 0 | 0 | 0 | 0 | 0 | 83051.4577 | 0 | 0 | 0 | 0 | 0 | 0 | 0 | 0 | 0 | 80307.2904 | 0 | 0 | 0 | 0 | 0 | 0 | 0 | 0
2016-08-23 18:00 | 0 | 0 | 0 | 0 | 60014.1102 | 733725.6183 | 599625 | 0 | 0 | 0 | 0 | 0 | 0 | 0 | 0 | 0 | 0 | 0 | 0 | 3945832.1773 | 0 | 0 | 0 | 0 | 0 | 0 | 0 | 0 | 0 | 0 | 0 | -83051.4577 | 0 | 0 | 0 | 0 | 0 | 0 | 0 | 0 | 0 | 277166.1862 | 0 | 0 | 0 | 0 | 0 | 0 | 0 | 0
2016-08-23 19:00 | 0 | 0 | 0 | 0 | 0 | 711421.288 | 613462 | 0 | 0 | 0 | 0 | 83051.4577 | 0 | 0 | 0 | 0 | 0 | 0 | 0 | 3960740.0076 | 0 | 0 | 0 | 0 | 0 | 0 | 0 | 0 | 0 | 0 | 0 | 83051.4577 | 0 | 0 | 0 | 0 | 0 | 0 | 0 | 0 | 0 | 14907.8303 | 0 | 0 | 0 | 0 | 0 | 0 | 0 | 0
2016-08-23 20:00 | 0 | 0 | 0 | 0 | 130506.7352 | 686898.9932 | 623291 | 0 | 0 | 0 | 0 | 0 | 0 | 0 | 0 | 0 | 0 | 0 | 0 | 4237906.1938 | 0 | 0 | 0 | 0 | 0 | 0 | 0 | 0 | 0 | 0 | 0 | -83051.4577 | 0 | 0 | 0 | 0 | 0 | 0 | 0 | 0 | 0 | 277166.1862 | 0 | 0 | 0 | 0 | 0 | 0 | 0 | 0
2016-08-23 21:00 | 0 | 0 | 0 | 0 | 0 | 652264.2019 | 628108 | 0 | 0 | 0 | 0 | 83051.4577 | 0 | 0 | 0 | 0 | 0 | 0 | 0 | 4179010.938 | 0 | 0 | 0 | 0 | 0 | 0 | 0 | 0 | 0 | 0 | 0 | 83051.4577 | 0 | 0 | 0 | 0 | 0 | 0 | 0 | 0 | 0 | -58895.2558 | 0 | 0 | 0 | 0 | 0 | 0 | 0 | 0
2016-08-23 22:00 | 0 | 0 | 0 | 0 | 213194.0119 | 603304.7166 | 622384 | 0 | 0 | 0 | 0 | 0 | 0 | 0 | 0 | 0 | 0 | 0 | 0 | 4456177.1242 | 0 | 0 | 0 | 0 | 0 | 0 | 0 | 0 | 0 | 0 | 0 | -83051.4577 | 0 | 0 | 0 | 0 | 0 | 0 | 0 | 0 | 0 | 277166.1862 | 0 | 0 | 0 | 0 | 0 | 0 | 0 | 0
2016-08-23 23:00 | 0 | 0 | 0 | 0 | 0 | 515867.312 | 608385 | 0 | 0 | 0 | 0 | 83051.4577 | 0 | 0 | 0 | 0 | 0 | 0 | 0 | 4280607.9785 | 0 | 0 | 0 | 0 | 0 | 0 | 0 | 0 | 0 | 0 | 0 | 83051.4577 | 0 | 0 | 0 | 0 | 0 | 0 | 0 | 0 | 0 | -175569.1457 | 0 | 0 | 0 | 0 | 0 | 0 | 0 | 0
2016-08-24 | 0 | 0 | 0 | 0 | 419186.1501 | 373694.5784 | 598766 | 0 | 0 | 0 | 0 | 0 | 0 | 0 | 0 | 0 | 0 | 0 | 0 | 4557774.1647 | 0 | 0 | 0 | 0 | 0 | 0 | 0 | 0 | 0 | 0 | 0 | -83051.4577 | 0 | 0 | 0 | 0 | 0 | 0 | 0 | 0 | 0 | 277166.1862 | 0 | 0 | 0 | 0 | 0 | 0 | 0 | 0
2016-08-24 01:00 | 0 | 0 | 0 | 0 | 260143.383 | 127680.8885 | 581939 | 0 | 0 | 0 | 0 | 83051.4577 | 0 | 0 | 0 | 0 | 0 | 0 | 0 | 4280607.9785 | 0 | 0 | 0 | 0 | 0 | 0 | 0 | 0 | 0 | 0 | 0 | 83051.4577 | 0 | 0 | 0 | 0 | 0 | 0 | 0 | 0 | 0 | -277166.1862 | 0 | 0 | 0 | 0 | 0 | 0 | 0 | 0
2016-08-24 02:00 | 0 | 0 | 0 | 0 | 763493.5978 | 189.6628 | 548730 | 0 | 0 | 0 | 0 | 166102.9154 | 0 | 0 | 0 | 0 | 0 | 0 | 0 | 4412509.7815 | 0 | 0 | 0 | 0 | 0 | 0 | 0 | 0 | 0 | 0 | 0 | 83051.4577 | 0 | 0 | 0 | 0 | 0 | 0 | 0 | 0 | 0 | 131901.8029 | 0 | 0 | 0 | 0 | 0 | 0 | 0 | 0
2016-08-24 03:00 | 0 | 0 | 0 | 0 | 150532.3561 | 0 | 510750 | 0 | 0 | 0 | 0 | 83051.4577 | 0 | 0 | 0 | 0 | 0 | 0 | 0 | 4135343.5953 | 0 | 0 | 0 | 0 | 0 | 0 | 0 | 0 | 0 | 0 | 0 | -83051.4577 | 0 | 0 | 0 | 0 | 0 | 0 | 0 | 0 | 0 | -277166.1862 | 0 | 0 | 0 | 0 | 0 | 0 | 0 | 0
2016-08-24 04:00 | 0 | 0 | 0 | 0 | 698992.661 | 0 | 477056 | 0 | 0 | 0 | 0 | 166102.9154 | 0 | 0 | 0 | 0 | 0 | 0 | 0 | 4274228.7986 | 0 | 0 | 0 | 0 | 0 | 0 | 0 | 0 | 0 | 0 | 0 | 83051.4577 | 0 | 0 | 0 | 0 | 0 | 0 | 0 | 0 | 0 | 138885.2033 | 0 | 0 | 0 | 0 | 0 | 0 | 0 | 0
2016-08-24 05:00 | 0 | 0 | 0 | 0 | 641993.7285 | 0 | 447879 | 0 | 0 | 0 | 0 | 83051.4577 | 0 | 0 | 0 | 0 | 0 | 0 | 0 | 4551394.9848 | 0 | 0 | 0 | 0 | 0 | 0 | 0 | 0 | 0 | 0 | 0 | -83051.4577 | 0 | 0 | 0 | 0 | 0 | 0 | 0 | 0 | 0 | 277166.1862 | 0 | 0 | 0 | 0 | 0 | 0 | 0 | 0
2016-08-24 06:00 | 0 | 0 | 0 | 0 | 624840.7378 | 0 | 425903 | 0 | 0 | 0 | 0 | 166102.9154 | 0 | 0 | 0 | 0 | 0 | 0 | 0 | 4667281.2648 | 0 | 0 | 0 | 0 | 0 | 0 | 0 | 0 | 0 | 0 | 0 | 83051.4577 | 0 | 0 | 0 | 0 | 0 | 0 | 0 | 0 | 0 | 115886.2801 | 0 | 0 | 0 | 0 | 0 | 0 | 0 | 0
2016-08-24 07:00 | 0 | 0 | 0 | 0 | 50429.3561 | 0 | 410647 | 0 | 0 | 0 | 0 | 83051.4577 | 0 | 0 | 0 | 0 | 0 | 0 | 0 | 4390115.0787 | 0 | 0 | 0 | 0 | 0 | 0 | 0 | 0 | 0 | 0 | 0 | -83051.4577 | 0 | 0 | 0 | 0 | 0 | 0 | 0 | 0 | 0 | -277166.1862 | 0 | 0 | 0 | 0 | 0 | 0 | 0 | 0
2016-08-24 08:00 | 0 | 0 | 0 | 0 | 575830.5547 | 0 | 403762 | 0 | 0 | 0 | 0 | 83051.4577 | 0 | 0 | 0 | 0 | 0 | 0 | 0 | 4562183.6334 | 0 | 0 | 0 | 0 | 0 | 0 | 0 | 0 | 0 | 0 | 0 | 0 | 0 | 0 | 0 | 0 | 0 | 0 | 0 | 0 | 0 | 172068.5547 | 0 | 0 | 0 | 0 | 0 | 0 | 0 | 0
2016-08-24 09:00 | 0 | 0 | 0 | 0 | 49494.3561 | 0 | 409712 | 0 | 0 | 0 | 0 | 0 | 0 | 0 | 0 | 0 | 0 | 0 | 0 | 4285017.4472 | 0 | 0 | 0 | 0 | 0 | 0 | 0 | 0 | 0 | 0 | 0 | -83051.4577 | 0 | 0 | 0 | 0 | 0 | 0 | 0 | 0 | 0 | -277166.1862 | 0 | 0 | 0 | 0 | 0 | 0 | 0 | 0
2016-08-24 10:00 | 0 | 0 | 0 | 0 | 522761.9103 | 0 | 428782 | 0 | 0 | 0 | 0 | 83051.4577 | 0 | 0 | 0 | 0 | 0 | 0 | 0 | 4295945.8998 | 0 | 0 | 0 | 0 | 0 | 0 | 0 | 0 | 0 | 0 | 0 | 83051.4577 | 0 | 0 | 0 | 0 | 0 | 0 | 0 | 0 | 0 | 10928.4526 | 0 | 0 | 0 | 0 | 0 | 0 | 0 | 0
2016-08-24 11:00 | 0 | 0 | 0 | 0 | 497115.7784 | 0 | 447986 | 0 | 0 | 0 | 0 | 166102.9154 | 0 | 0 | 0 | 0 | 0 | 0 | 0 | 4262024.2204 | 0 | 0 | 0 | 0 | 0 | 0 | 0 | 0 | 0 | 0 | 0 | 83051.4577 | 0 | 0 | 0 | 0 | 0 | 0 | 0 | 0 | 0 | -33921.6793 | 0 | 0 | 0 | 0 | 0 | 0 | 0 | 0
2016-08-24 12:00 | 0 | 0 | 0 | 0 | 388282.9098 | 2783.4137 | 465480 | 0 | 0 | 0 | 0 | 83051.4577 | 0 | 0 | 0 | 0 | 0 | 0 | 0 | 4270662.0016 | 0 | 0 | 0 | 0 | 0 | 0 | 0 | 0 | 0 | 0 | 0 | -83051.4577 | 0 | 0 | 0 | 0 | 0 | 0 | 0 | 0 | 0 | 8637.7812 | 0 | 0 | 0 | 0 | 0 | 0 | 0 | 0
2016-08-24 13:00 | 0 | 0 | 0 | 0 | 0 | 183687.064 | 488202 | 0 | 0 | 0 | 0 | 0 | 0 | 0 | 0 | 0 | 0 | 0 | 0 | 4049198.5233 | 0 | 0 | 0 | 0 | 0 | 0 | 0 | 0 | 0 | 0 | 0 | -83051.4577 | 0 | 0 | 0 | 0 | 0 | 0 | 0 | 0 | 0 | -221463.4783 | 0 | 0 | 0 | 0 | 0 | 0 | 0 | 0
2016-08-24 14:00 | 0 | 0 | 0 | 0 | 268759.5525 | 524643.6337 | 516237 | 0 | 0 | 0 | 0 | 0 | 0 | 0 | 0 | 0 | 0 | 0 | 0 | 4326364.7094 | 0 | 0 | 0 | 0 | 0 | 0 | 0 | 0 | 0 | 0 | 0 | 0 | 0 | 0 | 0 | 0 | 0 | 0 | 0 | 0 | 0 | 277166.1862 | 0 | 0 | 0 | 0 | 0 | 0 | 0 | 0
2016-08-24 15:00 | 0 | 0 | 0 | 0 | 0 | 681430.6222 | 544552 | 0 | 0 | 0 | 0 | 83051.4577 | 0 | 0 | 0 | 0 | 0 | 0 | 0 | 4380191.874 | 0 | 0 | 0 | 0 | 0 | 0 | 0 | 0 | 0 | 0 | 0 | 83051.4577 | 0 | 0 | 0 | 0 | 0 | 0 | 0 | 0 | 0 | 53827.1645 | 0 | 0 | 0 | 0 | 0 | 0 | 0 | 0
2016-08-24 16:00 | 0 | 0 | 0 | 0 | 0 | 773020.8008 | 569357 | 0 | 0 | 0 | 0 | 9549.0723 | 0 | 0 | 0 | 0 | 0 | 0 | 0 | 4657358.0601 | 0 | 0 | 0 | 0 | 0 | 0 | 0 | 0 | 0 | 0 | 0 | -73502.3854 | 0 | 0 | 0 | 0 | 0 | 0 | 0 | 0 | 0 | 277166.1862 | 0 | 0 | 0 | 0 | 0 | 0 | 0 | 0
2016-08-24 17:00 | 0 | 0 | 0 | 0 | 169929.4088 | 783469.235 | 593181 | 0 | 0 | 0 | 0 | 92600.53 | 0 | 0 | 0 | 0 | 0 | 0 | 0 | 4934524.2463 | 0 | 0 | 0 | 0 | 0 | 0 | 0 | 0 | 0 | 0 | 0 | 83051.4577 | 0 | 0 | 0 | 0 | 0 | 0 | 0 | 0 | 0 | 277166.1862 | 0 | 0 | 0 | 0 | 0 | 0 | 0 | 0
2016-08-24 18:00 | 0 | 0 | 0 | 0 | 35912.2538 | 772244.4747 | 614042 | 0 | 0 | 0 | 0 | 9549.0723 | 0 | 0 | 0 | 0 | 0 | 0 | 0 | 5211690.4325 | 0 | 0 | 0 | 0 | 0 | 0 | 0 | 0 | 0 | 0 | 0 | -83051.4577 | 0 | 0 | 0 | 0 | 0 | 0 | 0 | 0 | 0 | 277166.1862 | 0 | 0 | 0 | 0 | 0 | 0 | 0 | 0
2016-08-24 19:00 | 0 | 0 | 0 | 0 | 0 | 752829.6286 | 628911 | 0 | 0 | 0 | 0 | 92600.53 | 0 | 0 | 0 | 0 | 0 | 0 | 0 | 5252557.6034 | 0 | 0 | 0 | 0 | 0 | 0 | 0 | 0 | 0 | 0 | 0 | 83051.4577 | 0 | 0 | 0 | 0 | 0 | 0 | 0 | 0 | 0 | 40867.1709 | 0 | 0 | 0 | 0 | 0 | 0 | 0 | 0
2016-08-24 20:00 | 0 | 0 | 0 | 0 | 95589.1679 | 738185.5606 | 639660 | 0 | 0 | 0 | 0 | 9549.0723 | 0 | 0 | 0 | 0 | 0 | 0 | 0 | 5529723.7895 | 0 | 0 | 0 | 0 | 0 | 0 | 0 | 0 | 0 | 0 | 0 | -83051.4577 | 0 | 0 | 0 | 0 | 0 | 0 | 0 | 0 | 0 | 277166.1862 | 0 | 0 | 0 | 0 | 0 | 0 | 0 | 0
2016-08-24 21:00 | 0 | 0 | 0 | 0 | 294848.9724 | 710021.6714 | 644653 | 0 | 0 | 0 | 0 | 92600.53 | 0 | 0 | 0 | 0 | 0 | 0 | 0 | 5806889.9757 | 0 | 0 | 0 | 0 | 0 | 0 | 0 | 0 | 0 | 0 | 0 | 83051.4577 | 0 | 0 | 0 | 0 | 0 | 0 | 0 | 0 | 0 | 277166.1862 | 0 | 0 | 0 | 0 | 0 | 0 | 0 | 0
2016-08-24 22:00 | 0 | 0 | 0 | 0 | 333664.771 | 665649.8729 | 639097 | 0 | 0 | 0 | 0 | 175651.9877 | 0 | 0 | 0 | 0 | 0 | 0 | 0 | 6084056.1619 | 0 | 0 | 0 | 0 | 0 | 0 | 0 | 0 | 0 | 0 | 0 | 83051.4577 | 0 | 0 | 0 | 0 | 0 | 0 | 0 | 0 | 0 | 277166.1862 | 0 | 0 | 0 | 0 | 0 | 0 | 0 | 0
2016-08-24 23:00 | 0 | 0 | 0 | 0 | 249946.1141 | 570446.6143 | 626278 | 0 | 0 | 0 | 0 | 92600.53 | 0 | 0 | 0 | 0 | 0 | 0 | 0 | 6361222.348 | 0 | 0 | 0 | 0 | 0 | 0 | 0 | 0 | 0 | 0 | 0 | -83051.4577 | 0 | 0 | 0 | 0 | 0 | 0 | 0 | 0 | 0 | 277166.1862 | 0 | 0 | 0 | 0 | 0 | 0 | 0 | 0
2016-08-25 | 0 | 0 | 0 | 0 | 369269.9852 | 406710.9806 | 615389 | 0 | 0 | 0 | 0 | 175651.9877 | 0 | 0 | 0 | 0 | 0 | 0 | 0 | 6438762.8561 | 0 | 0 | 0 | 0 | 0 | 0 | 0 | 0 | 0 | 0 | 0 | 83051.4577 | 0 | 0 | 0 | 0 | 0 | 0 | 0 | 0 | 0 | 77540.5081 | 0 | 0 | 0 | 0 | 0 | 0 | 0 | 0
2016-08-25 01:00 | 0 | 0 | 0 | 0 | 434173.4554 | 123398.9053 | 596882 | 0 | 0 | 0 | 0 | 258703.4454 | 0 | 0 | 0 | 0 | 0 | 0 | 0 | 6316401.7591 | 0 | 0 | 0 | 0 | 0 | 0 | 0 | 0 | 0 | 0 | 0 | 83051.4577 | 0 | 0 | 0 | 0 | 0 | 0 | 0 | 0 | 0 | -122361.097 | 0 | 0 | 0 | 0 | 0 | 0 | 0 | 0
2016-08-25 02:00 | 0 | 0 | 0 | 0 | 428964.0727 | 151.5614 | 563679 | 0 | 0 | 0 | 0 | 175651.9877 | 0 | 0 | 0 | 0 | 0 | 0 | 0 | 6264889.851 | 0 | 0 | 0 | 0 | 0 | 0 | 0 | 0 | 0 | 0 | 0 | -83051.4577 | 0 | 0 | 0 | 0 | 0 | 0 | 0 | 0 | 0 | -51511.9082 | 0 | 0 | 0 | 0 | 0 | 0 | 0 | 0
2016-08-25 03:00 | 0 | 0 | 0 | 0 | 330823.2715 | 0 | 524938 | 0 | 0 | 0 | 0 | 258703.4454 | 0 | 0 | 0 | 0 | 0 | 0 | 0 | 5987723.6648 | 0 | 0 | 0 | 0 | 0 | 0 | 0 | 0 | 0 | 0 | 0 | 83051.4577 | 0 | 0 | 0 | 0 | 0 | 0 | 0 | 0 | 0 | -277166.1862 | 0 | 0 | 0 | 0 | 0 | 0 | 0 | 0
2016-08-25 04:00 | 0 | 0 | 0 | 0 | 394091.2209 | 0 | 489614 | 0 | 0 | 0 | 0 | 175651.9877 | 0 | 0 | 0 | 0 | 0 | 0 | 0 | 5975252.3434 | 0 | 0 | 0 | 0 | 0 | 0 | 0 | 0 | 0 | 0 | 0 | -83051.4577 | 0 | 0 | 0 | 0 | 0 | 0 | 0 | 0 | 0 | -12471.3214 | 0 | 0 | 0 | 0 | 0 | 0 | 0 | 0
2016-08-25 05:00 | 0 | 0 | 0 | 0 | 371773.3666 | 0 | 461217 | 0 | 0 | 0 | 0 | 258703.4454 | 0 | 0 | 0 | 0 | 0 | 0 | 0 | 5802757.2522 | 0 | 0 | 0 | 0 | 0 | 0 | 0 | 0 | 0 | 0 | 0 | 83051.4577 | 0 | 0 | 0 | 0 | 0 | 0 | 0 | 0 | 0 | -172495.0911 | 0 | 0 | 0 | 0 | 0 | 0 | 0 | 0
2016-08-25 06:00 | 0 | 0 | 0 | 0 | 353827.2618 | 0 | 437953 | 0 | 0 | 0 | 0 | 175651.9877 | 0 | 0 | 0 | 0 | 0 | 0 | 0 | 5801682.9717 | 0 | 0 | 0 | 0 | 0 | 0 | 0 | 0 | 0 | 0 | 0 | -83051.4577 | 0 | 0 | 0 | 0 | 0 | 0 | 0 | 0 | 0 | -1074.2805 | 0 | 0 | 0 | 0 | 0 | 0 | 0 | 0
2016-08-25 07:00 | 0 | 0 | 0 | 0 | 342616.7136 | 0 | 421820 | 0 | 0 | 0 | 0 | 258703.4454 | 0 | 0 | 0 | 0 | 0 | 0 | 0 | 5639428.2276 | 0 | 0 | 0 | 0 | 0 | 0 | 0 | 0 | 0 | 0 | 0 | 83051.4577 | 0 | 0 | 0 | 0 | 0 | 0 | 0 | 0 | 0 | -162254.7441 | 0 | 0 | 0 | 0 | 0 | 0 | 0 | 0
2016-08-25 08:00 | 0 | 0 | 0 | 0 | 339837.4691 | 0 | 415450 | 0 | 0 | 0 | 0 | 175651.9877 | 0 | 0 | 0 | 0 | 0 | 0 | 0 | 5646867.1544 | 0 | 0 | 0 | 0 | 0 | 0 | 0 | 0 | 0 | 0 | 0 | -83051.4577 | 0 | 0 | 0 | 0 | 0 | 0 | 0 | 0 | 0 | 7438.9268 | 0 | 0 | 0 | 0 | 0 | 0 | 0 | 0
2016-08-25 09:00 | 0 | 0 | 0 | 0 | 325298.9226 | 0 | 420070 | 0 | 0 | 0 | 0 | 258703.4454 | 0 | 0 | 0 | 0 | 0 | 0 | 0 | 5469044.6193 | 0 | 0 | 0 | 0 | 0 | 0 | 0 | 0 | 0 | 0 | 0 | 83051.4577 | 0 | 0 | 0 | 0 | 0 | 0 | 0 | 0 | 0 | -177822.5351 | 0 | 0 | 0 | 0 | 0 | 0 | 0 | 0
2016-08-25 10:00 | 0 | 0 | 0 | 0 | 310911.0599 | 0 | 439258 | 0 | 0 | 0 | 0 | 175651.9877 | 0 | 0 | 0 | 0 | 0 | 0 | 0 | 5423749.1369 | 0 | 0 | 0 | 0 | 0 | 0 | 0 | 0 | 0 | 0 | 0 | -83051.4577 | 0 | 0 | 0 | 0 | 0 | 0 | 0 | 0 | 0 | -45295.4824 | 0 | 0 | 0 | 0 | 0 | 0 | 0 | 0
2016-08-25 11:00 | 0 | 0 | 0 | 0 | 295285.348 | 0 | 460850 | 0 | 0 | 0 | 0 | 166102.9154 | 0 | 0 | 0 | 0 | 0 | 0 | 0 | 5267733.5572 | 0 | 0 | 0 | 0 | 0 | 0 | 0 | 0 | 0 | 0 | 0 | -9549.0723 | 0 | 0 | 0 | 0 | 0 | 0 | 0 | 0 | 0 | -156015.5797 | 0 | 0 | 0 | 0 | 0 | 0 | 0 | 0
2016-08-25 12:00 | 0 | 0 | 0 | 0 | 220562.669 | 1556.8845 | 479942 | 0 | 0 | 0 | 0 | 83051.4577 | 0 | 0 | 0 | 0 | 0 | 0 | 0 | 5092962.5684 | 0 | 0 | 0 | 0 | 0 | 0 | 0 | 0 | 0 | 0 | 0 | -83051.4577 | 0 | 0 | 0 | 0 | 0 | 0 | 0 | 0 | 0 | -174770.9888 | 0 | 0 | 0 | 0 | 0 | 0 | 0 | 0
2016-08-25 13:00 | 0 | 0 | 0 | 0 | 202952.4833 | 199748.4989 | 504835 | 0 | 0 | 0 | 0 | 0 | 0 | 0 | 0 | 0 | 0 | 0 | 0 | 5073880.0083 | 0 | 0 | 0 | 0 | 0 | 0 | 0 | 0 | 0 | 0 | 0 | -83051.4577 | 0 | 0 | 0 | 0 | 0 | 0 | 0 | 0 | 0 | -19082.5601 | 0 | 0 | 0 | 0 | 0 | 0 | 0 | 0
2016-08-25 14:00 | 0 | 0 | 0 | 0 | 218098.7922 | 530269.9582 | 535488 | 0 | 0 | 0 | 0 | 83051.4577 | 0 | 0 | 0 | 0 | 0 | 0 | 0 | 5203709.301 | 0 | 0 | 0 | 0 | 0 | 0 | 0 | 0 | 0 | 0 | 0 | 83051.4577 | 0 | 0 | 0 | 0 | 0 | 0 | 0 | 0 | 0 | 129829.2927 | 0 | 0 | 0 | 0 | 0 | 0 | 0 | 0
2016-08-25 15:00 | 0 | 0 | 0 | 0 | 194594.3744 | 696350.3561 | 565825 | 0 | 0 | 0 | 0 | 98231.9166 | 0 | 0 | 0 | 0 | 0 | 0 | 0 | 5480875.4871 | 0 | 32773.0854 | 0 | 0 | 0 | 0 | 0 | 0 | 0 | 0 | 0 | 15180.4589 | 0 | 0 | 0 | 0 | 0 | 0 | 0 | 0 | 0 | 277166.1862 | 0 | 32773.0854 | 0 | 0 | 0 | 0 | 0 | 0
2016-08-25 16:00 | 0 | 0 | 0 | 0 | 160784.824 | 768894.1934 | 594468 | 0 | 0 | 0 | 0 | 181283.3743 | 0 | 0 | 0 | 0 | 0 | 0 | 0 | 5725281.2288 | 0 | 40526.9035 | 0 | 0 | 0 | 0 | 0 | 0 | 0 | 0 | 0 | 83051.4577 | 0 | 0 | 0 | 0 | 0 | 0 | 0 | 0 | 0 | 244405.7417 | 0 | 7753.8181 | 0 | 0 | 0 | 0 | 0 | 0
2016-08-25 17:00 | 0 | 0 | 0 | 0 | 136545.2518 | 768428.5005 | 620489 | 0 | 0 | 0 | 0 | 188601.9404 | 0 | 0 | 0 | 0 | 0 | 0 | 0 | 6002447.4149 | 0 | 40526.9035 | 0 | 0 | 0 | 0 | 0 | 0 | 0 | 0 | 0 | 7318.5661 | 0 | 0 | 0 | 0 | 0 | 0 | 0 | 0 | 0 | 277166.1862 | 0 | 0 | 0 | 0 | 0 | 0 | 0 | 0
2016-08-25 18:00 | 0 | 0 | 0 | 0 | 121266.7753 | 758461.6448 | 639768 | 0 | 0 | 0 | 0 | 271653.3981 | 0 | 0 | 0 | 0 | 0 | 0 | 0 | 6159356.3774 | 0 | 40526.9035 | 0 | 0 | 0 | 0 | 0 | 0 | 0 | 0 | 0 | 83051.4577 | 0 | 0 | 0 | 0 | 0 | 0 | 0 | 0 | 0 | 156908.9624 | 0 | 0 | 0 | 0 | 0 | 0 | 0 | 0
2016-08-25 19:00 | 0 | 0 | 0 | 0 | 110752.5727 | 736609.0748 | 652454 | 0 | 0 | 0 | 0 | 354704.8558 | 0 | 0 | 0 | 0 | 0 | 0 | 0 | 6271212.5672 | 0 | 40526.9035 | 0 | 0 | 0 | 0 | 0 | 0 | 0 | 0 | 0 | 83051.4577 | 0 | 0 | 0 | 0 | 0 | 0 | 0 | 0 | 0 | 111856.1898 | 0 | 0 | 0 | 0 | 0 | 0 | 0 | 0
2016-08-25 20:00 | 0 | 0 | 0 | 0 | 102571.2921 | 713311.2943 | 659693 | 0 | 0 | 0 | 0 | 271653.3981 | 0 | 0 | 0 | 0 | 0 | 0 | 0 | 6510453.6113 | 0 | 40526.9035 | 0 | 0 | 0 | 0 | 0 | 0 | 0 | 0 | 0 | -83051.4577 | 0 | 0 | 0 | 0 | 0 | 0 | 0 | 0 | 0 | 239241.0441 | 0 | 0 | 0 | 0 | 0 | 0 | 0 | 0
2016-08-25 21:00 | 0 | 0 | 0 | 0 | 0 | 673596.1534 | 660450 | 0 | 0 | 0 | 0 | 354704.8558 | 0 | 0 | 0 | 0 | 0 | 0 | 0 | 6440548.307 | 0 | 40526.9035 | 0 | 0 | 0 | 0 | 0 | 0 | 0 | 0 | 0 | 83051.4577 | 0 | 0 | 0 | 0 | 0 | 0 | 0 | 0 | 0 | -69905.3043 | 0 | 0 | 0 | 0 | 0 | 0 | 0 | 0
2016-08-25 22:00 | 0 | 0 | 0 | 0 | 89834.8077 | 616776.7023 | 651636 | 0 | 0 | 0 | 0 | 271653.3981 | 0 | 0 | 0 | 0 | 0 | 0 | 0 | 6578575.2746 | 0 | 40526.9035 | 0 | 0 | 0 | 0 | 0 | 0 | 0 | 0 | 0 | -83051.4577 | 0 | 0 | 0 | 0 | 0 | 0 | 0 | 0 | 0 | 138026.9677 | 0 | 0 | 0 | 0 | 0 | 0 | 0 | 0
2016-08-25 23:00 | 0 | 0 | 0 | 0 | 91074.8911 | 510292.6668 | 636994 | 0 | 0 | 0 | 0 | 354704.8558 | 0 | 0 | 0 | 0 | 0 | 0 | 0 | 6459897.3749 | 0 | 40526.9035 | 0 | 0 | 0 | 0 | 0 | 0 | 0 | 0 | 0 | 83051.4577 | 0 | 0 | 0 | 0 | 0 | 0 | 0 | 0 | 0 | -118677.8998 | 0 | 0 | 0 | 0 | 0 | 0 | 0 | 0
2016-08-26 | 0 | 0 | 0 | 0 | 132040.2447 | 353760.6109 | 625254 | 0 | 0 | 0 | 0 | 376150.7058 | 0 | 0 | 0 | 0 | 0 | 0 | 0 | 6298998.3805 | 0 | 40526.9035 | 0 | 0 | 0 | 0 | 0 | 0 | 0 | 0 | 0 | 21445.85 | 0 | 0 | 0 | 0 | 0 | 0 | 0 | 0 | 0 | -160898.9944 | 0 | 0 | 0 | 0 | 0 | 0 | 0 | 0
2016-08-26 01:00 | 0 | 0 | 0 | 0 | 195922.9231 | 117214.3428 | 606013 | 0 | 0 | 0 | 0 | 293099.2481 | 0 | 0 | 0 | 0 | 0 | 0 | 0 | 6096927.9222 | 0 | 32773.0854 | 0 | 0 | 0 | 0 | 0 | 0 | 0 | 0 | 0 | -83051.4577 | 0 | 0 | 0 | 0 | 0 | 0 | 0 | 0 | 0 | -202070.4583 | 0 | -7753.8181 | 0 | 0 | 0 | 0 | 0 | 0
2016-08-26 02:00 | 0 | 0 | 0 | 0 | 179225.773 | 127.4978 | 572344 | 0 | 0 | 0 | 0 | 210047.7904 | 0 | 0 | 0 | 0 | 0 | 0 | 0 | 5819761.736 | 0 | 0 | 0 | 0 | 0 | 0 | 0 | 0 | 0 | 0 | 0 | -83051.4577 | 0 | 0 | 0 | 0 | 0 | 0 | 0 | 0 | 0 | -277166.1862 | 0 | -32773.0854 | 0 | 0 | 0 | 0 | 0 | 0
2016-08-26 03:00 | 0 | 0 | 0 | 0 | 234846.0372 | 0 | 533346 | 0 | 0 | 0 | 0 | 188714.0138 | 0 | 0 | 0 | 0 | 0 | 0 | 0 | 5542595.5498 | 0 | 0 | 0 | 0 | 0 | 0 | 0 | 0 | 0 | 0 | 0 | -21333.7766 | 0 | 0 | 0 | 0 | 0 | 0 | 0 | 0 | 0 | -277166.1862 | 0 | 0 | 0 | 0 | 0 | 0 | 0 | 0
2016-08-26 04:00 | 0 | 0 | 0 | 0 | 239000.6422 | 0 | 497549 | 0 | 0 | 0 | 0 | 174558.7567 | 0 | 0 | 0 | 0 | 0 | 0 | 0 | 5265429.3637 | 0 | 32773.0854 | 0 | 0 | 0 | 0 | 0 | 0 | 0 | 0 | 0 | -14155.257 | 0 | 0 | 0 | 0 | 0 | 0 | 0 | 0 | 0 | -277166.1862 | 0 | 32773.0854 | 0 | 0 | 0 | 0 | 0 | 0
2016-08-26 05:00 | 0 | 0 | 0 | 0 | 245285.0921 | 0 | 467937 | 0 | 0 | 0 | 0 | 221319.2169 | 0 | 0 | 0 | 0 | 0 | 0 | 0 | 4988263.1775 | 0 | 40526.9035 | 0 | 0 | 0 | 0 | 0 | 0 | 0 | 0 | 0 | 46760.4601 | 0 | 0 | 0 | 0 | 0 | 0 | 0 | 0 | 0 | -277166.1862 | 0 | 7753.8181 | 0 | 0 | 0 | 0 | 0 | 0
2016-08-26 06:00 | 0 | 0 | 0 | 0 | 163624.4936 | 0 | 444734 | 0 | 0 | 0 | 0 | 217375.8966 | 0 | 0 | 0 | 0 | 0 | 0 | 0 | 4711096.9914 | 0 | 40526.9035 | 0 | 0 | 0 | 0 | 0 | 0 | 0 | 0 | 0 | -3943.3202 | 0 | 0 | 0 | 0 | 0 | 0 | 0 | 0 | 0 | -277166.1862 | 0 | 0 | 0 | 0 | 0 | 0 | 0 | 0
2016-08-26 07:00 | 0 | 0 | 0 | 0 | 256158.8254 | 0 | 428458 | 0 | 0 | 0 | 0 | 300427.3543 | 0 | 0 | 0 | 0 | 0 | 0 | 0 | 4488519.4444 | 0 | 7753.8181 | 0 | 0 | 0 | 0 | 0 | 0 | 0 | 0 | 0 | 83051.4577 | 0 | 0 | 0 | 0 | 0 | 0 | 0 | 0 | 0 | -222577.5469 | 0 | -32773.0854 | 0 | 0 | 0 | 0 | 0 | 0
2016-08-26 08:00 | 0 | 0 | 0 | 0 | 252196.2507 | 0 | 420866 | 0 | 0 | 0 | 0 | 376150.7058 | 0 | 0 | 0 | 0 | 0 | 0 | 0 | 4211353.2583 | 0 | 40526.9035 | 0 | 0 | 0 | 0 | 0 | 0 | 0 | 0 | 0 | 75723.3515 | 0 | 0 | 0 | 0 | 0 | 0 | 0 | 0 | 0 | -277166.1862 | 0 | 32773.0854 | 0 | 0 | 0 | 0 | 0 | 0
2016-08-26 09:00 | 0 | 0 | 0 | 0 | 233377.5595 | 0 | 425519 | 0 | 0 | 0 | 0 | 293099.2481 | 0 | 0 | 0 | 0 | 0 | 0 | 0 | 4135036.3609 | 0 | 7753.8181 | 0 | 0 | 0 | 0 | 0 | 0 | 0 | 0 | 0 | -83051.4577 | 0 | 0 | 0 | 0 | 0 | 0 | 0 | 0 | 0 | -76316.8974 | 0 | -32773.0854 | 0 | 0 | 0 | 0 | 0 | 0
2016-08-26 10:00 | 0 | 0 | 0 | 0 | 117283.4415 | 0 | 444728 | 0 | 0 | 0 | 0 | 210047.7904 | 0 | 0 | 0 | 0 | 0 | 0 | 0 | 3857870.1747 | 0 | 40526.9035 | 0 | 0 | 0 | 0 | 0 | 0 | 0 | 0 | 0 | -83051.4577 | 0 | 0 | 0 | 0 | 0 | 0 | 0 | 0 | 0 | -277166.1862 | 0 | 32773.0854 | 0 | 0 | 0 | 0 | 0 | 0
2016-08-26 11:00 | 0 | 0 | 0 | 0 | 199793.634 | 0 | 466043 | 0 | 0 | 0 | 0 | 166102.9154 | 0 | 0 | 0 | 0 | 0 | 0 | 0 | 3668338.7691 | 0 | 7753.8181 | 0 | 0 | 0 | 0 | 0 | 0 | 0 | 0 | 0 | -43944.875 | 0 | 0 | 0 | 0 | 0 | 0 | 0 | 0 | 0 | -189531.4056 | 0 | -32773.0854 | 0 | 0 | 0 | 0 | 0 | 0
2016-08-26 12:00 | 0 | 0 | 0 | 0 | 133499.7184 | 960.8862 | 487524 | 0 | 0 | 0 | 0 | 83051.4577 | 0 | 0 | 0 | 0 | 0 | 0 | 0 | 3406080.6494 | 0 | 0 | 0 | 0 | 0 | 0 | 0 | 0 | 0 | 0 | 0 | -83051.4577 | 0 | 0 | 0 | 0 | 0 | 0 | 0 | 0 | 0 | -262258.1197 | 0 | -7753.8181 | 0 | 0 | 0 | 0 | 0 | 0
2016-08-26 13:00 | 0 | 0 | 0 | 0 | 53083.3729 | 158993.3774 | 514353 | 0 | 0 | 0 | 0 | 0 | 0 | 0 | 0 | 0 | 0 | 0 | 0 | 3186855.8574 | 0 | 0 | 0 | 0 | 0 | 0 | 0 | 0 | 0 | 0 | 0 | -83051.4577 | 0 | 0 | 0 | 0 | 0 | 0 | 0 | 0 | 0 | -219224.792 | 0 | 0 | 0 | 0 | 0 | 0 | 0 | 0
2016-08-26 14:00 | 0 | 0 | 0 | 0 | 61701.0395 | 480319.2359 | 545261 | 0 | 0 | 0 | 0 | 83051.4577 | 0 | 0 | 0 | 0 | 0 | 0 | 0 | 3067790.5897 | 0 | 32773.0854 | 0 | 0 | 0 | 0 | 0 | 0 | 0 | 0 | 0 | 83051.4577 | 0 | 0 | 0 | 0 | 0 | 0 | 0 | 0 | 0 | -119065.2677 | 0 | 32773.0854 | 0 | 0 | 0 | 0 | 0 | 0
2016-08-26 15:00 | 0 | 0 | 0 | 0 | 76418.4097 | 638889.5145 | 576723 | 0 | 0 | 0 | 0 | 166102.9154 | 0 | 0 | 0 | 0 | 0 | 0 | 0 | 3115570.2381 | 0 | 40526.9035 | 0 | 0 | 0 | 0 | 0 | 0 | 0 | 0 | 0 | 83051.4577 | 0 | 0 | 0 | 0 | 0 | 0 | 0 | 0 | 0 | 47779.6484 | 0 | 7753.8181 | 0 | 0 | 0 | 0 | 0 | 0
2016-08-26 16:00 | 0 | 0 | 0 | 0 | 78356.1645 | 722106.7103 | 603840 | 0 | 0 | 0 | 0 | 249154.3731 | 0 | 0 | 0 | 0 | 0 | 0 | 0 | 3261914.7405 | 0 | 7753.8181 | 0 | 0 | 0 | 0 | 0 | 0 | 0 | 0 | 0 | 83051.4577 | 0 | 0 | 0 | 0 | 0 | 0 | 0 | 0 | 0 | 146344.5024 | 0 | -32773.0854 | 0 | 0 | 0 | 0 | 0 | 0
2016-08-26 17:00 | 0 | 0 | 0 | 0 | 77113.3658 | 733671.2018 | 625441 | 0 | 0 | 0 | 0 | 166102.9154 | 0 | 0 | 0 | 0 | 0 | 0 | 0 | 3497536.6805 | 0 | 40526.9035 | 0 | 0 | 0 | 0 | 0 | 0 | 0 | 0 | 0 | -83051.4577 | 0 | 0 | 0 | 0 | 0 | 0 | 0 | 0 | 0 | 235621.94 | 0 | 32773.0854 | 0 | 0 | 0 | 0 | 0 | 0
2016-08-26 18:00 | 0 | 0 | 0 | 0 | 77600.1852 | 729996.6077 | 641847 | 0 | 0 | 0 | 0 | 249154.3731 | 0 | 0 | 0 | 0 | 0 | 0 | 0 | 3613008.1011 | 0 | 7753.8181 | 0 | 0 | 0 | 0 | 0 | 0 | 0 | 0 | 0 | 83051.4577 | 0 | 0 | 0 | 0 | 0 | 0 | 0 | 0 | 0 | 115471.4206 | 0 | -32773.0854 | 0 | 0 | 0 | 0 | 0 | 0
2016-08-26 19:00 | 0 | 0 | 0 | 0 | 0 | 717272.5776 | 651451 | 0 | 0 | 0 | 0 | 332205.8308 | 0 | 0 | 0 | 0 | 0 | 0 | 0 | 3563005.1356 | 0 | 40526.9035 | 0 | 0 | 0 | 0 | 0 | 0 | 0 | 0 | 0 | 83051.4577 | 0 | 0 | 0 | 0 | 0 | 0 | 0 | 0 | 0 | -50002.9655 | 0 | 32773.0854 | 0 | 0 | 0 | 0 | 0 | 0
2016-08-26 20:00 | 0 | 0 | 0 | 0 | 85861.4354 | 711407.1537 | 655480 | 0 | 0 | 0 | 0 | 249154.3731 | 0 | 0 | 0 | 0 | 0 | 0 | 0 | 3820618.2678 | 0 | 7753.8181 | 0 | 0 | 0 | 0 | 0 | 0 | 0 | 0 | 0 | -83051.4577 | 0 | 0 | 0 | 0 | 0 | 0 | 0 | 0 | 0 | 257613.1322 | 0 | -32773.0854 | 0 | 0 | 0 | 0 | 0 | 0
2016-08-26 21:00 | 0 | 0 | 0 | 0 | 88492.6804 | 691052.3153 | 653550 | 0 | 0 | 0 | 0 | 332205.8308 | 0 | 0 | 0 | 0 | 0 | 0 | 0 | 3830788.7204 | 0 | 40526.9035 | 0 | 0 | 0 | 0 | 0 | 0 | 0 | 0 | 0 | 83051.4577 | 0 | 0 | 0 | 0 | 0 | 0 | 0 | 0 | 0 | 10170.4526 | 0 | 32773.0854 | 0 | 0 | 0 | 0 | 0 | 0
2016-08-26 22:00 | 0 | 0 | 0 | 0 | 89672.043 | 656896.0714 | 639815 | 0 | 0 | 0 | 0 | 249154.3731 | 0 | 0 | 0 | 0 | 0 | 0 | 0 | 4053366.378 | 0 | 7753.8181 | 0 | 0 | 0 | 0 | 0 | 0 | 0 | 0 | 0 | -83051.4577 | 0 | 0 | 0 | 0 | 0 | 0 | 0 | 0 | 0 | 222577.6575 | 0 | -32773.0854 | 0 | 0 | 0 | 0 | 0 | 0
2016-08-26 23:00 | 0 | 0 | 0 | 0 | 0 | 559170.874 | 617267 | 0 | 0 | 0 | 0 | 332205.8308 | 0 | 0 | 0 | 0 | 0 | 0 | 0 | 3879445.7089 | 0 | 40526.9035 | 0 | 0 | 0 | 0 | 0 | 0 | 0 | 0 | 0 | 83051.4577 | 0 | 0 | 0 | 0 | 0 | 0 | 0 | 0 | 0 | -173920.6691 | 0 | 32773.0854 | 0 | 0 | 0 | 0 | 0 | 0
2016-08-27 | 0 | 0 | 0 | 0 | 157469.5239 | 387557.5441 | 600923 | 0 | 0 | 0 | 0 | 249154.3731 | 0 | 0 | 0 | 0 | 0 | 0 | 0 | 3939374.32 | 0 | 7753.8181 | 0 | 0 | 0 | 0 | 0 | 0 | 0 | 0 | 0 | -83051.4577 | 0 | 0 | 0 | 0 | 0 | 0 | 0 | 0 | 0 | 59928.6111 | 0 | -32773.0854 | 0 | 0 | 0 | 0 | 0 | 0
2016-08-27 01:00 | 0 | 0 | 0 | 0 | 139469.6074 | 113101.8341 | 580016 | 0 | 0 | 0 | 0 | 166102.9154 | 0 | 0 | 0 | 0 | 0 | 0 | 0 | 3662208.1339 | 0 | 40526.9035 | 0 | 0 | 0 | 0 | 0 | 0 | 0 | 0 | 0 | -83051.4577 | 0 | 0 | 0 | 0 | 0 | 0 | 0 | 0 | 0 | -277166.1862 | 0 | 32773.0854 | 0 | 0 | 0 | 0 | 0 | 0
2016-08-27 02:00 | 0 | 0 | 0 | 0 | 331144.5108 | 92.605 | 549444 | 0 | 0 | 0 | 0 | 83051.4577 | 0 | 0 | 0 | 0 | 0 | 0 | 0 | 3559825.7928 | 0 | 7753.8181 | 0 | 0 | 0 | 0 | 0 | 0 | 0 | 0 | 0 | -83051.4577 | 0 | 0 | 0 | 0 | 0 | 0 | 0 | 0 | 0 | -102382.3411 | 0 | -32773.0854 | 0 | 0 | 0 | 0 | 0 | 0
2016-08-27 03:00 | 0 | 0 | 0 | 0 | 333047.7211 | 0 | 516865 | 0 | 0 | 0 | 0 | 143627.2796 | 0 | 0 | 0 | 0 | 0 | 0 | 0 | 3282659.6066 | 0 | 40526.9035 | 0 | 0 | 0 | 0 | 0 | 0 | 0 | 0 | 0 | 60575.8219 | 0 | 0 | 0 | 0 | 0 | 0 | 0 | 0 | 0 | -277166.1862 | 0 | 32773.0854 | 0 | 0 | 0 | 0 | 0 | 0
2016-08-27 04:00 | 0 | 0 | 0 | 0 | 314519.2678 | 0 | 484549 | 0 | 0 | 0 | 0 | 60575.8219 | 0 | 0 | 0 | 0 | 0 | 0 | 0 | 3228454.4175 | 0 | 7753.8181 | 0 | 0 | 0 | 0 | 0 | 0 | 0 | 0 | 0 | -83051.4577 | 0 | 0 | 0 | 0 | 0 | 0 | 0 | 0 | 0 | -54205.1891 | 0 | -32773.0854 | 0 | 0 | 0 | 0 | 0 | 0
2016-08-27 05:00 | 0 | 0 | 0 | 0 | 291190.8251 | 0 | 455263 | 0 | 0 | 0 | 0 | 140896.7478 | 0 | 0 | 0 | 0 | 0 | 0 | 0 | 2951288.2313 | 0 | 40526.9035 | 0 | 0 | 0 | 0 | 0 | 0 | 0 | 0 | 0 | 80320.9259 | 0 | 0 | 0 | 0 | 0 | 0 | 0 | 0 | 0 | -277166.1862 | 0 | 32773.0854 | 0 | 0 | 0 | 0 | 0 | 0
2016-08-27 06:00 | 0 | 0 | 0 | 0 | 274131.924 | 0 | 431590 | 0 | 0 | 0 | 0 | 223948.2055 | 0 | 0 | 0 | 0 | 0 | 0 | 0 | 2743551.783 | 0 | 7753.8181 | 0 | 0 | 0 | 0 | 0 | 0 | 0 | 0 | 0 | 83051.4577 | 0 | 0 | 0 | 0 | 0 | 0 | 0 | 0 | 0 | -207736.4484 | 0 | -32773.0854 | 0 | 0 | 0 | 0 | 0 | 0
2016-08-27 07:00 | 0 | 0 | 0 | 0 | 262054.9051 | 0 | 414085 | 0 | 0 | 0 | 0 | 140896.7478 | 0 | 0 | 0 | 0 | 0 | 0 | 0 | 2641800.0605 | 0 | 40526.9035 | 0 | 0 | 0 | 0 | 0 | 0 | 0 | 0 | 0 | -83051.4577 | 0 | 0 | 0 | 0 | 0 | 0 | 0 | 0 | 0 | -101751.7225 | 0 | 32773.0854 | 0 | 0 | 0 | 0 | 0 | 0
2016-08-27 08:00 | 0 | 0 | 0 | 0 | 250850.0388 | 0 | 404444 | 0 | 0 | 0 | 0 | 57845.2901 | 0 | 0 | 0 | 0 | 0 | 0 | 0 | 2604030.6424 | 0 | 7753.8181 | 0 | 0 | 0 | 0 | 0 | 0 | 0 | 0 | 0 | -83051.4577 | 0 | 0 | 0 | 0 | 0 | 0 | 0 | 0 | 0 | -37769.4181 | 0 | -32773.0854 | 0 | 0 | 0 | 0 | 0 | 0
2016-08-27 09:00 | 0 | 0 | 0 | 0 | 236085.6268 | 0 | 400736 | 0 | 0 | 0 | 0 | 137588.0177 | 0 | 0 | 0 | 0 | 0 | 0 | 0 | 2326864.4562 | 0 | 40526.9035 | 0 | 0 | 0 | 0 | 0 | 0 | 0 | 0 | 0 | 79742.7276 | 0 | 0 | 0 | 0 | 0 | 0 | 0 | 0 | 0 | -277166.1862 | 0 | 32773.0854 | 0 | 0 | 0 | 0 | 0 | 0
2016-08-27 10:00 | 0 | 0 | 0 | 0 | 222022.1765 | 0 | 403135 | 0 | 0 | 0 | 0 | 220639.4754 | 0 | 0 | 0 | 0 | 0 | 0 | 0 | 2095473.2603 | 0 | 7753.8181 | 0 | 0 | 0 | 0 | 0 | 0 | 0 | 0 | 0 | 83051.4577 | 0 | 0 | 0 | 0 | 0 | 0 | 0 | 0 | 0 | -231391.1959 | 0 | -32773.0854 | 0 | 0 | 0 | 0 | 0 | 0
2016-08-27 11:00 | 0 | 0 | 0 | 0 | 209449.2124 | 0 | 411095 | 0 | 0 | 0 | 0 | 137588.0177 | 0 | 0 | 0 | 0 | 0 | 0 | 0 | 1944105.845 | 0 | 40526.9035 | 0 | 0 | 0 | 0 | 0 | 0 | 0 | 0 | 0 | -83051.4577 | 0 | 0 | 0 | 0 | 0 | 0 | 0 | 0 | 0 | -151367.4153 | 0 | 32773.0854 | 0 | 0 | 0 | 0 | 0 | 0
2016-08-27 12:00 | 0 | 0 | 0 | 0 | 169407.499 | 1404.755 | 431558 | 0 | 0 | 0 | 0 | 54536.56 | 0 | 0 | 0 | 0 | 0 | 0 | 0 | 1766411.5567 | 0 | 40526.9035 | 0 | 0 | 0 | 0 | 0 | 0 | 0 | 0 | 0 | -83051.4577 | 0 | 0 | 0 | 0 | 0 | 0 | 0 | 0 | 0 | -177694.2883 | 0 | 0 | 0 | 0 | 0 | 0 | 0 | 0
2016-08-27 13:00 | 0 | 0 | 0 | 0 | 91072.6483 | 207667.0651 | 461423 | 0 | 0 | 0 | 0 | 137588.0177 | 0 | 0 | 0 | 0 | 0 | 0 | 0 | 1520676.8124 | 0 | 40526.9035 | 0 | 0 | 0 | 0 | 0 | 0 | 0 | 0 | 0 | 83051.4577 | 0 | 0 | 0 | 0 | 0 | 0 | 0 | 0 | 0 | -245734.7443 | 0 | 0 | 0 | 0 | 0 | 0 | 0 | 0
2016-08-27 14:00 | 0 | 0 | 0 | 0 | 77477.1589 | 550872.1968 | 494132 | 0 | 0 | 0 | 0 | 54536.56 | 0 | 0 | 0 | 0 | 0 | 0 | 0 | 1737945.6258 | 0 | 40526.9035 | 0 | 0 | 0 | 0 | 0 | 0 | 0 | 0 | 0 | -83051.4577 | 0 | 0 | 0 | 0 | 0 | 0 | 0 | 0 | 0 | 217268.8135 | 0 | 0 | 0 | 0 | 0 | 0 | 0 | 0
2016-08-27 15:00 | 0 | 0 | 0 | 0 | 80663.9412 | 698922.2523 | 525588 | 0 | 0 | 0 | 0 | 137588.0177 | 0 | 0 | 0 | 0 | 0 | 0 | 0 | 1908892.3617 | 0 | 40526.9035 | 0 | 0 | 0 | 0 | 0 | 0 | 0 | 0 | 0 | 83051.4577 | 0 | 0 | 0 | 0 | 0 | 0 | 0 | 0 | 0 | 170946.7359 | 0 | 0 | 0 | 0 | 0 | 0 | 0 | 0
2016-08-27 16:00 | 0 | 0 | 0 | 0 | 79240.9863 | 770227.6657 | 554105 | 0 | 0 | 0 | 0 | 155785.4835 | 0 | 0 | 0 | 0 | 0 | 0 | 0 | 2186058.5479 | 0 | 40526.9035 | 0 | 0 | 0 | 0 | 0 | 0 | 0 | 0 | 0 | 18197.4658 | 0 | 0 | 0 | 0 | 0 | 0 | 0 | 0 | 0 | 277166.1862 | 0 | 0 | 0 | 0 | 0 | 0 | 0 | 0
2016-08-27 17:00 | 0 | 0 | 0 | 0 | 0 | 772986.6482 | 576251 | 0 | 0 | 0 | 0 | 238836.9412 | 0 | 0 | 0 | 0 | 0 | 0 | 0 | 2299742.7384 | 0 | 40526.9035 | 0 | 0 | 0 | 0 | 0 | 0 | 0 | 0 | 0 | 83051.4577 | 0 | 0 | 0 | 0 | 0 | 0 | 0 | 0 | 0 | 113684.1905 | 0 | 0 | 0 | 0 | 0 | 0 | 0 | 0
2016-08-27 18:00 | 0 | 0 | 0 | 0 | 81387.7203 | 759798.5126 | 591311 | 0 | 0 | 0 | 0 | 244319.0733 | 0 | 0 | 0 | 0 | 0 | 0 | 0 | 2576908.9245 | 0 | 7753.8181 | 0 | 0 | 0 | 0 | 0 | 0 | 0 | 0 | 0 | 5482.1321 | 0 | 0 | 0 | 0 | 0 | 0 | 0 | 0 | 0 | 277166.1862 | 0 | -32773.0854 | 0 | 0 | 0 | 0 | 0 | 0
2016-08-27 19:00 | 0 | 0 | 0 | 0 | 87149.437 | 743148.093 | 600803 | 0 | 0 | 0 | 0 | 327370.531 | 0 | 0 | 0 | 0 | 0 | 0 | 0 | 2690578.9115 | 0 | 40526.9035 | 0 | 0 | 0 | 0 | 0 | 0 | 0 | 0 | 0 | 83051.4577 | 0 | 0 | 0 | 0 | 0 | 0 | 0 | 0 | 0 | 113669.9869 | 0 | 32773.0854 | 0 | 0 | 0 | 0 | 0 | 0
2016-08-27 20:00 | 0 | 0 | 0 | 0 | 91776.8548 | 731386.842 | 606858 | 0 | 0 | 0 | 0 | 266510.0416 | 0 | 0 | 0 | 0 | 0 | 0 | 0 | 2967745.0976 | 0 | 40526.9035 | 0 | 0 | 0 | 0 | 0 | 0 | 0 | 0 | 0 | -60860.4893 | 0 | 0 | 0 | 0 | 0 | 0 | 0 | 0 | 0 | 277166.1862 | 0 | 0 | 0 | 0 | 0 | 0 | 0 | 0
2016-08-27 21:00 | 0 | 0 | 0 | 0 | 0 | 708112.4879 | 604271 | 0 | 0 | 0 | 0 | 349561.4993 | 0 | 0 | 0 | 0 | 0 | 0 | 0 | 3021308.2132 | 0 | 7753.8181 | 0 | 0 | 0 | 0 | 0 | 0 | 0 | 0 | 0 | 83051.4577 | 0 | 0 | 0 | 0 | 0 | 0 | 0 | 0 | 0 | 53563.1156 | 0 | -32773.0854 | 0 | 0 | 0 | 0 | 0 | 0
2016-08-27 22:00 | 0 | 0 | 0 | 0 | 97052.27 | 662372.4325 | 598870 | 0 | 0 | 0 | 0 | 266510.0416 | 0 | 0 | 0 | 0 | 0 | 0 | 0 | 3272668.1915 | 0 | 0 | 0 | 0 | 0 | 0 | 0 | 0 | 0 | 0 | 0 | -83051.4577 | 0 | 0 | 0 | 0 | 0 | 0 | 0 | 0 | 0 | 251359.9783 | 0 | -7753.8181 | 0 | 0 | 0 | 0 | 0 | 0
2016-08-27 23:00 | 0 | 0 | 0 | 0 | 114510.7321 | 555974.336 | 582528 | 0 | 0 | 0 | 0 | 349561.4993 | 0 | 0 | 0 | 0 | 0 | 0 | 0 | 3244800.7165 | 0 | 32773.0854 | 0 | 0 | 0 | 0 | 0 | 0 | 0 | 0 | 0 | 83051.4577 | 0 | 0 | 0 | 0 | 0 | 0 | 0 | 0 | 0 | -27867.475 | 0 | 32773.0854 | 0 | 0 | 0 | 0 | 0 | 0
2016-08-28 | 0 | 0 | 0 | 0 | 204987.7336 | 389976.5035 | 569917 | 0 | 0 | 0 | 0 | 266510.0416 | 0 | 0 | 0 | 0 | 0 | 0 | 0 | 3377918.6786 | 0 | 7753.8181 | 0 | 0 | 0 | 0 | 0 | 0 | 0 | 0 | 0 | -83051.4577 | 0 | 0 | 0 | 0 | 0 | 0 | 0 | 0 | 0 | 133117.9621 | 0 | -25019.2673 | 0 | 0 | 0 | 0 | 0 | 0
2016-08-28 01:00 | 0 | 0 | 0 | 0 | 112810.8545 | 113104.587 | 553360 | 0 | 0 | 0 | 0 | 183458.5839 | 0 | 0 | 0 | 0 | 0 | 0 | 0 | 3100752.4924 | 0 | 40526.9035 | 0 | 0 | 0 | 0 | 0 | 0 | 0 | 0 | 0 | -83051.4577 | 0 | 0 | 0 | 0 | 0 | 0 | 0 | 0 | 0 | -277166.1862 | 0 | 32773.0854 | 0 | 0 | 0 | 0 | 0 | 0
2016-08-28 02:00 | 0 | 0 | 0 | 0 | 487124.364 | 73.391 | 527742 | 0 | 0 | 0 | 0 | 100407.1262 | 0 | 0 | 0 | 0 | 0 | 0 | 0 | 3176032.7906 | 0 | 7753.8181 | 0 | 0 | 0 | 0 | 0 | 0 | 0 | 0 | 0 | -83051.4577 | 0 | 0 | 0 | 0 | 0 | 0 | 0 | 0 | 0 | 75280.2981 | 0 | -32773.0854 | 0 | 0 | 0 | 0 | 0 | 0
2016-08-28 03:00 | 0 | 0 | 0 | 0 | 548654.3924 | 0 | 498208 | 0 | 0 | 0 | 0 | 183458.5839 | 0 | 0 | 0 | 0 | 0 | 0 | 0 | 3151181.5433 | 0 | 0 | 0 | 0 | 0 | 0 | 0 | 0 | 0 | 0 | 0 | 83051.4577 | 0 | 0 | 0 | 0 | 0 | 0 | 0 | 0 | 0 | -24851.2472 | 0 | -7753.8181 | 0 | 0 | 0 | 0 | 0 | 0
2016-08-28 04:00 | 0 | 0 | 0 | 0 | 563841.8476 | 0 | 468879 | 0 | 0 | 0 | 0 | 100407.1262 | 0 | 0 | 0 | 0 | 0 | 0 | 0 | 3329195.8486 | 0 | 0 | 0 | 0 | 0 | 0 | 0 | 0 | 0 | 0 | 0 | -83051.4577 | 0 | 0 | 0 | 0 | 0 | 0 | 0 | 0 | 0 | 178014.3053 | 0 | 0 | 0 | 0 | 0 | 0 | 0 | 0
2016-08-28 05:00 | 0 | 0 | 0 | 0 | 559263.4582 | 0 | 442377 | 0 | 0 | 0 | 0 | 183458.5839 | 0 | 0 | 0 | 0 | 0 | 0 | 0 | 3363030.8491 | 0 | 0 | 0 | 0 | 0 | 0 | 0 | 0 | 0 | 0 | 0 | 83051.4577 | 0 | 0 | 0 | 0 | 0 | 0 | 0 | 0 | 0 | 33835.0005 | 0 | 0 | 0 | 0 | 0 | 0 | 0 | 0
2016-08-28 06:00 | 0 | 0 | 0 | 0 | 542175.8743 | 0 | 421597 | 0 | 0 | 0 | 0 | 100407.1262 | 0 | 0 | 0 | 0 | 0 | 0 | 0 | 3558907.363 | 0 | 7753.8181 | 0 | 0 | 0 | 0 | 0 | 0 | 0 | 0 | 0 | -83051.4577 | 0 | 0 | 0 | 0 | 0 | 0 | 0 | 0 | 0 | 195876.5139 | 0 | 7753.8181 | 0 | 0 | 0 | 0 | 0 | 0
2016-08-28 07:00 | 0 | 0 | 0 | 0 | 518994.4241 | 0 | 406476 | 0 | 0 | 0 | 0 | 183458.5839 | 0 | 0 | 0 | 0 | 0 | 0 | 0 | 3555601.2441 | 0 | 40526.9035 | 0 | 0 | 0 | 0 | 0 | 0 | 0 | 0 | 0 | 83051.4577 | 0 | 0 | 0 | 0 | 0 | 0 | 0 | 0 | 0 | -3306.119 | 0 | 32773.0854 | 0 | 0 | 0 | 0 | 0 | 0
2016-08-28 08:00 | 0 | 0 | 0 | 0 | 490822.2674 | 0 | 395549 | 0 | 0 | 0 | 0 | 100407.1262 | 0 | 0 | 0 | 0 | 0 | 0 | 0 | 3766699.0545 | 0 | 7753.8181 | 0 | 0 | 0 | 0 | 0 | 0 | 0 | 0 | 0 | -83051.4577 | 0 | 0 | 0 | 0 | 0 | 0 | 0 | 0 | 0 | 211097.8105 | 0 | -32773.0854 | 0 | 0 | 0 | 0 | 0 | 0
2016-08-28 09:00 | 0 | 0 | 0 | 0 | 453847.5549 | 0 | 390437 | 0 | 0 | 0 | 0 | 183458.5839 | 0 | 0 | 0 | 0 | 0 | 0 | 0 | 3714285.0664 | 0 | 40526.9035 | 0 | 0 | 0 | 0 | 0 | 0 | 0 | 0 | 0 | 83051.4577 | 0 | 0 | 0 | 0 | 0 | 0 | 0 | 0 | 0 | -52413.9882 | 0 | 32773.0854 | 0 | 0 | 0 | 0 | 0 | 0
2016-08-28 10:00 | 0 | 0 | 0 | 0 | 416345.3869 | 0 | 390275 | 0 | 0 | 0 | 0 | 100407.1262 | 0 | 0 | 0 | 0 | 0 | 0 | 0 | 3856179.9963 | 0 | 7753.8181 | 0 | 0 | 0 | 0 | 0 | 0 | 0 | 0 | 0 | -83051.4577 | 0 | 0 | 0 | 0 | 0 | 0 | 0 | 0 | 0 | 141894.9299 | 0 | -32773.0854 | 0 | 0 | 0 | 0 | 0 | 0
2016-08-28 11:00 | 0 | 0 | 0 | 0 | 380843.2086 | 0 | 394254 | 0 | 0 | 0 | 0 | 183458.5839 | 0 | 0 | 0 | 0 | 0 | 0 | 0 | 3767471.5653 | 0 | 0 | 0 | 0 | 0 | 0 | 0 | 0 | 0 | 0 | 0 | 83051.4577 | 0 | 0 | 0 | 0 | 0 | 0 | 0 | 0 | 0 | -88708.431 | 0 | -7753.8181 | 0 | 0 | 0 | 0 | 0 | 0
2016-08-28 12:00 | 0 | 0 | 0 | 0 | 286661.6198 | 1169.6433 | 413566 | 0 | 0 | 0 | 0 | 100407.1262 | 0 | 0 | 0 | 0 | 0 | 0 | 0 | 3692015.2006 | 0 | 32773.0854 | 0 | 0 | 0 | 0 | 0 | 0 | 0 | 0 | 0 | -83051.4577 | 0 | 0 | 0 | 0 | 0 | 0 | 0 | 0 | 0 | -75456.3646 | 0 | 32773.0854 | 0 | 0 | 0 | 0 | 0 | 0
2016-08-28 13:00 | 0 | 0 | 0 | 0 | 141826.7702 | 178411.8647 | 444935 | 0 | 0 | 0 | 0 | 183458.5839 | 0 | 0 | 0 | 0 | 0 | 0 | 0 | 3509286.6451 | 0 | 7753.8181 | 0 | 0 | 0 | 0 | 0 | 0 | 0 | 0 | 0 | 83051.4577 | 0 | 0 | 0 | 0 | 0 | 0 | 0 | 0 | 0 | -182728.5555 | 0 | -25019.2673 | 0 | 0 | 0 | 0 | 0 | 0
2016-08-28 14:00 | 0 | 0 | 0 | 0 | 109550.3714 | 540525.9399 | 478450 | 0 | 0 | 0 | 0 | 266510.0416 | 0 | 0 | 0 | 0 | 0 | 0 | 0 | 3565088.4134 | 0 | 40526.9035 | 0 | 0 | 0 | 0 | 0 | 0 | 0 | 0 | 0 | 83051.4577 | 0 | 0 | 0 | 0 | 0 | 0 | 0 | 0 | 0 | 55801.7683 | 0 | 32773.0854 | 0 | 0 | 0 | 0 | 0 | 0
2016-08-28 15:00 | 0 | 0 | 0 | 0 | 0 | 736248.8066 | 511645 | 0 | 0 | 0 | 0 | 246720.7475 | 0 | 0 | 0 | 0 | 0 | 0 | 0 | 3842254.5995 | 0 | 7753.8181 | 0 | 0 | 0 | 0 | 0 | 0 | 0 | 0 | 0 | -19789.2942 | 0 | 0 | 0 | 0 | 0 | 0 | 0 | 0 | 0 | 277166.1862 | 0 | -32773.0854 | 0 | 0 | 0 | 0 | 0 | 0
2016-08-28 16:00 | 0 | 0 | 0 | 0 | 0 | 777973.8459 | 544093 | 0 | 0 | 0 | 0 | 211189.2253 | 0 | 0 | 0 | 0 | 0 | 0 | 0 | 4119420.7857 | 0 | 0 | 0 | 0 | 0 | 0 | 0 | 0 | 0 | 0 | 0 | -35531.5222 | 0 | 0 | 0 | 0 | 0 | 0 | 0 | 0 | 0 | 277166.1862 | 0 | -7753.8181 | 0 | 0 | 0 | 0 | 0 | 0
2016-08-28 17:00 | 0 | 0 | 0 | 0 | 138087.3079 | 775401.6472 | 570618 | 0 | 0 | 0 | 0 | 294240.683 | 0 | 0 | 0 | 0 | 0 | 0 | 0 | 4379240.2831 | 0 | 0 | 0 | 0 | 0 | 0 | 0 | 0 | 0 | 0 | 0 | 83051.4577 | 0 | 0 | 0 | 0 | 0 | 0 | 0 | 0 | 0 | 259819.4974 | 0 | 0 | 0 | 0 | 0 | 0 | 0 | 0
2016-08-28 18:00 | 0 | 0 | 0 | 0 | 0 | 763418.391 | 591249 | 0 | 0 | 0 | 0 | 211189.2253 | 0 | 0 | 0 | 0 | 0 | 0 | 0 | 4634461.1318 | 0 | 0 | 0 | 0 | 0 | 0 | 0 | 0 | 0 | 0 | 0 | -83051.4577 | 0 | 0 | 0 | 0 | 0 | 0 | 0 | 0 | 0 | 255220.8487 | 0 | 0 | 0 | 0 | 0 | 0 | 0 | 0
2016-08-28 19:00 | 0 | 0 | 0 | 0 | 165907.1173 | 743730.8137 | 604776 | 0 | 0 | 0 | 0 | 238884.9701 | 0 | 0 | 0 | 0 | 0 | 0 | 0 | 4911627.318 | 0 | 0 | 0 | 0 | 0 | 0 | 0 | 0 | 0 | 0 | 0 | 27695.7449 | 0 | 0 | 0 | 0 | 0 | 0 | 0 | 0 | 0 | 277166.1862 | 0 | 0 | 0 | 0 | 0 | 0 | 0 | 0
2016-08-28 20:00 | 0 | 0 | 0 | 0 | 175637.5999 | 728818.9765 | 615064 | 0 | 0 | 0 | 0 | 251111.3604 | 0 | 0 | 0 | 0 | 0 | 0 | 0 | 5188793.5041 | 0 | 0 | 0 | 0 | 0 | 0 | 0 | 0 | 0 | 0 | 0 | 12226.3903 | 0 | 0 | 0 | 0 | 0 | 0 | 0 | 0 | 0 | 277166.1862 | 0 | 0 | 0 | 0 | 0 | 0 | 0 | 0
2016-08-28 21:00 | 0 | 0 | 0 | 0 | 186852.0829 | 703061.1471 | 618991 | 0 | 0 | 0 | 0 | 334162.8181 | 0 | 0 | 0 | 0 | 0 | 0 | 0 | 5376664.2765 | 0 | 0 | 0 | 0 | 0 | 0 | 0 | 0 | 0 | 0 | 0 | 83051.4577 | 0 | 0 | 0 | 0 | 0 | 0 | 0 | 0 | 0 | 187870.7724 | 0 | 0 | 0 | 0 | 0 | 0 | 0 | 0
2016-08-28 22:00 | 0 | 0 | 0 | 0 | 203223.9391 | 663634.9895 | 613165 | 0 | 0 | 0 | 0 | 310690.5605 | 0 | 0 | 0 | 0 | 0 | 0 | 0 | 5653830.4626 | 0 | 0 | 0 | 0 | 0 | 0 | 0 | 0 | 0 | 0 | 0 | -23472.2576 | 0 | 0 | 0 | 0 | 0 | 0 | 0 | 0 | 0 | 277166.1862 | 0 | 0 | 0 | 0 | 0 | 0 | 0 | 0
2016-08-28 23:00 | 0 | 0 | 0 | 0 | 236251.1522 | 572696.0866 | 600665 | 0 | 0 | 0 | 0 | 227639.1028 | 0 | 0 | 0 | 0 | 0 | 0 | 0 | 5912391.0738 | 0 | 32773.0854 | 0 | 0 | 0 | 0 | 0 | 0 | 0 | 0 | 0 | -83051.4577 | 0 | 0 | 0 | 0 | 0 | 0 | 0 | 0 | 0 | 258560.6112 | 0 | 32773.0854 | 0 | 0 | 0 | 0 | 0 | 0
2016-08-29 | 0 | 0 | 0 | 0 | 328906.2618 | 415026.6626 | 591304 | 0 | 0 | 0 | 0 | 310690.5605 | 0 | 0 | 0 | 0 | 0 | 0 | 0 | 6006987.8078 | 0 | 7753.8181 | 0 | 0 | 0 | 0 | 0 | 0 | 0 | 0 | 0 | 83051.4577 | 0 | 0 | 0 | 0 | 0 | 0 | 0 | 0 | 0 | 94596.734 | 0 | -25019.2673 | 0 | 0 | 0 | 0 | 0 | 0
2016-08-29 01:00 | 0 | 0 | 0 | 0 | 282727.0947 | 112078.9498 | 573739 | 0 | 0 | 0 | 0 | 376150.7058 | 0 | 0 | 0 | 0 | 0 | 0 | 0 | 5729821.6216 | 0 | 40526.9035 | 0 | 0 | 0 | 0 | 0 | 0 | 0 | 0 | 0 | 65460.1453 | 0 | 0 | 0 | 0 | 0 | 0 | 0 | 0 | 0 | -277166.1862 | 0 | 32773.0854 | 0 | 0 | 0 | 0 | 0 | 0
2016-08-29 02:00 | 0 | 0 | 0 | 0 | 471474.2248 | 58.6918 | 542108 | 0 | 0 | 0 | 0 | 293099.2481 | 0 | 0 | 0 | 0 | 0 | 0 | 0 | 5775071.0814 | 0 | 7753.8181 | 0 | 0 | 0 | 0 | 0 | 0 | 0 | 0 | 0 | -83051.4577 | 0 | 0 | 0 | 0 | 0 | 0 | 0 | 0 | 0 | 45249.4597 | 0 | -32773.0854 | 0 | 0 | 0 | 0 | 0 | 0
2016-08-29 03:00 | 0 | 0 | 0 | 0 | 452994.0212 | 0 | 506758 | 0 | 0 | 0 | 0 | 376150.7058 | 0 | 0 | 0 | 0 | 0 | 0 | 0 | 5605482.5595 | 0 | 40526.9035 | 0 | 0 | 0 | 0 | 0 | 0 | 0 | 0 | 0 | 83051.4577 | 0 | 0 | 0 | 0 | 0 | 0 | 0 | 0 | 0 | -169588.5219 | 0 | 32773.0854 | 0 | 0 | 0 | 0 | 0 | 0
2016-08-29 04:00 | 0 | 0 | 0 | 0 | 429663.0167 | 0 | 473517 | 0 | 0 | 0 | 0 | 293099.2481 | 0 | 0 | 0 | 0 | 0 | 0 | 0 | 5677453.1192 | 0 | 7753.8181 | 0 | 0 | 0 | 0 | 0 | 0 | 0 | 0 | 0 | -83051.4577 | 0 | 0 | 0 | 0 | 0 | 0 | 0 | 0 | 0 | 71970.5598 | 0 | -32773.0854 | 0 | 0 | 0 | 0 | 0 | 0
2016-08-29 05:00 | 0 | 0 | 0 | 0 | 403853.8786 | 0 | 446810 | 0 | 0 | 0 | 0 | 376150.7058 | 0 | 0 | 0 | 0 | 0 | 0 | 0 | 5518672.4547 | 0 | 40526.9035 | 0 | 0 | 0 | 0 | 0 | 0 | 0 | 0 | 0 | 83051.4577 | 0 | 0 | 0 | 0 | 0 | 0 | 0 | 0 | 0 | -158780.6645 | 0 | 32773.0854 | 0 | 0 | 0 | 0 | 0 | 0
2016-08-29 06:00 | 0 | 0 | 0 | 0 | 372927.41 | 0 | 426452 | 0 | 0 | 0 | 0 | 293099.2481 | 0 | 0 | 0 | 0 | 0 | 0 | 0 | 5580972.4078 | 0 | 7753.8181 | 0 | 0 | 0 | 0 | 0 | 0 | 0 | 0 | 0 | -83051.4577 | 0 | 0 | 0 | 0 | 0 | 0 | 0 | 0 | 0 | 62299.9531 | 0 | -32773.0854 | 0 | 0 | 0 | 0 | 0 | 0
2016-08-29 07:00 | 0 | 0 | 0 | 0 | 334224.954 | 0 | 412154 | 0 | 0 | 0 | 0 | 376150.7058 | 0 | 0 | 0 | 0 | 0 | 0 | 0 | 5387218.8188 | 0 | 40526.9035 | 0 | 0 | 0 | 0 | 0 | 0 | 0 | 0 | 0 | 83051.4577 | 0 | 0 | 0 | 0 | 0 | 0 | 0 | 0 | 0 | -193753.5891 | 0 | 32773.0854 | 0 | 0 | 0 | 0 | 0 | 0
2016-08-29 08:00 | 0 | 0 | 0 | 0 | 298473.8938 | 0 | 407216 | 0 | 0 | 0 | 0 | 293099.2481 | 0 | 0 | 0 | 0 | 0 | 0 | 0 | 5394301.2556 | 0 | 7753.8181 | 0 | 0 | 0 | 0 | 0 | 0 | 0 | 0 | 0 | -83051.4577 | 0 | 0 | 0 | 0 | 0 | 0 | 0 | 0 | 0 | 7082.4369 | 0 | -32773.0854 | 0 | 0 | 0 | 0 | 0 | 0
2016-08-29 09:00 | 0 | 0 | 0 | 0 | 252828.3569 | 0 | 414170 | 0 | 0 | 0 | 0 | 376150.7058 | 0 | 0 | 0 | 0 | 0 | 0 | 0 | 5117135.0695 | 0 | 40526.9035 | 0 | 0 | 0 | 0 | 0 | 0 | 0 | 0 | 0 | 83051.4577 | 0 | 0 | 0 | 0 | 0 | 0 | 0 | 0 | 0 | -277166.1862 | 0 | 32773.0854 | 0 | 0 | 0 | 0 | 0 | 0
2016-08-29 10:00 | 0 | 0 | 0 | 0 | 229224.747 | 0 | 436856 | 0 | 0 | 0 | 0 | 293099.2481 | 0 | 0 | 0 | 0 | 0 | 0 | 0 | 5025328.3596 | 0 | 7753.8181 | 0 | 0 | 0 | 0 | 0 | 0 | 0 | 0 | 0 | -83051.4577 | 0 | 0 | 0 | 0 | 0 | 0 | 0 | 0 | 0 | -91806.7099 | 0 | -32773.0854 | 0 | 0 | 0 | 0 | 0 | 0
2016-08-29 11:00 | 0 | 0 | 0 | 0 | 205762.9878 | 0 | 457948 | 0 | 0 | 0 | 0 | 285307.3367 | 0 | 0 | 0 | 0 | 0 | 0 | 0 | 4748162.1734 | 0 | 40526.9035 | 0 | 0 | 0 | 0 | 0 | 0 | 0 | 0 | 0 | -7791.9114 | 0 | 0 | 0 | 0 | 0 | 0 | 0 | 0 | 0 | -277166.1862 | 0 | 32773.0854 | 0 | 0 | 0 | 0 | 0 | 0
2016-08-29 12:00 | 0 | 0 | 0 | 0 | 153965.8829 | 368.0545 | 478038 | 0 | 0 | 0 | 0 | 202255.879 | 0 | 0 | 0 | 0 | 0 | 0 | 0 | 4540282.6539 | 0 | 7753.8181 | 0 | 0 | 0 | 0 | 0 | 0 | 0 | 0 | 0 | -83051.4577 | 0 | 0 | 0 | 0 | 0 | 0 | 0 | 0 | 0 | -207879.5195 | 0 | -32773.0854 | 0 | 0 | 0 | 0 | 0 | 0
2016-08-29 13:00 | 0 | 0 | 0 | 0 | 90751.5214 | 121698.5083 | 505765 | 0 | 0 | 0 | 0 | 119204.4213 | 0 | 0 | 0 | 0 | 0 | 0 | 0 | 4297246.056 | 0 | 40526.9035 | 0 | 0 | 0 | 0 | 0 | 0 | 0 | 0 | 0 | -83051.4577 | 0 | 0 | 0 | 0 | 0 | 0 | 0 | 0 | 0 | -243036.5979 | 0 | 32773.0854 | 0 | 0 | 0 | 0 | 0 | 0
2016-08-29 14:00 | 0 | 0 | 0 | 0 | 95113.1634 | 477929.697 | 537954 | 0 | 0 | 0 | 0 | 202255.879 | 0 | 0 | 0 | 0 | 0 | 0 | 0 | 4249283.4587 | 0 | 40526.9035 | 0 | 0 | 0 | 0 | 0 | 0 | 0 | 0 | 0 | 83051.4577 | 0 | 0 | 0 | 0 | 0 | 0 | 0 | 0 | 0 | -47962.5974 | 0 | 0 | 0 | 0 | 0 | 0 | 0 | 0
2016-08-29 15:00 | 0 | 0 | 0 | 0 | 0 | 672255.9163 | 569735 | 0 | 0 | 0 | 0 | 285307.3367 | 0 | 0 | 0 | 0 | 0 | 0 | 0 | 4301526.0027 | 0 | 7753.8181 | 0 | 0 | 0 | 0 | 0 | 0 | 0 | 0 | 0 | 83051.4577 | 0 | 0 | 0 | 0 | 0 | 0 | 0 | 0 | 0 | 52242.544 | 0 | -32773.0854 | 0 | 0 | 0 | 0 | 0 | 0
2016-08-29 16:00 | 0 | 0 | 0 | 0 | 98356.4524 | 714503.7571 | 599965 | 0 | 0 | 0 | 0 | 202255.879 | 0 | 0 | 0 | 0 | 0 | 0 | 0 | 4564699.5845 | 0 | 40526.9035 | 0 | 0 | 0 | 0 | 0 | 0 | 0 | 0 | 0 | -83051.4577 | 0 | 0 | 0 | 0 | 0 | 0 | 0 | 0 | 0 | 263173.5818 | 0 | 32773.0854 | 0 | 0 | 0 | 0 | 0 | 0
2016-08-29 17:00 | 0 | 0 | 0 | 0 | 97466.7904 | 722099.4079 | 625021 | 0 | 0 | 0 | 0 | 152407.9765 | 0 | 0 | 0 | 0 | 0 | 0 | 0 | 4841865.7707 | 0 | 7753.8181 | 0 | 0 | 0 | 0 | 0 | 0 | 0 | 0 | 0 | -49847.9025 | 0 | 0 | 0 | 0 | 0 | 0 | 0 | 0 | 0 | 277166.1862 | 0 | -32773.0854 | 0 | 0 | 0 | 0 | 0 | 0
2016-08-29 18:00 | 0 | 0 | 0 | 0 | 0 | 714723.7822 | 643308 | 0 | 0 | 0 | 0 | 235459.4342 | 0 | 0 | 0 | 0 | 0 | 0 | 0 | 4797457.0097 | 0 | 40526.9035 | 0 | 0 | 0 | 0 | 0 | 0 | 0 | 0 | 0 | 83051.4577 | 0 | 0 | 0 | 0 | 0 | 0 | 0 | 0 | 0 | -44408.7609 | 0 | 32773.0854 | 0 | 0 | 0 | 0 | 0 | 0
2016-08-29 19:00 | 0 | 0 | 0 | 0 | 93752.9642 | 699978.9395 | 654056 | 0 | 0 | 0 | 0 | 293099.2481 | 0 | 0 | 0 | 0 | 0 | 0 | 0 | 4912266.1849 | 0 | 7753.8181 | 0 | 0 | 0 | 0 | 0 | 0 | 0 | 0 | 0 | 57639.8139 | 0 | 0 | 0 | 0 | 0 | 0 | 0 | 0 | 0 | 114809.1752 | 0 | -32773.0854 | 0 | 0 | 0 | 0 | 0 | 0
2016-08-29 20:00 | 0 | 0 | 0 | 0 | 90617.3807 | 687204.1929 | 659447 | 0 | 0 | 0 | 0 | 376150.7058 | 0 | 0 | 0 | 0 | 0 | 0 | 0 | 4914816.2154 | 0 | 40526.9035 | 0 | 0 | 0 | 0 | 0 | 0 | 0 | 0 | 0 | 83051.4577 | 0 | 0 | 0 | 0 | 0 | 0 | 0 | 0 | 0 | 2550.0305 | 0 | 32773.0854 | 0 | 0 | 0 | 0 | 0 | 0
2016-08-29 21:00 | 0 | 0 | 0 | 0 | 86628.7563 | 662835.6339 | 660975 | 0 | 0 | 0 | 0 | 293099.2481 | 0 | 0 | 0 | 0 | 0 | 0 | 0 | 5119130.1487 | 0 | 7753.8181 | 0 | 0 | 0 | 0 | 0 | 0 | 0 | 0 | 0 | -83051.4577 | 0 | 0 | 0 | 0 | 0 | 0 | 0 | 0 | 0 | 204313.9333 | 0 | -32773.0854 | 0 | 0 | 0 | 0 | 0 | 0
2016-08-29 22:00 | 0 | 0 | 0 | 0 | 0 | 622193.5504 | 653722 | 0 | 0 | 0 | 0 | 376150.7058 | 0 | 0 | 0 | 0 | 0 | 0 | 0 | 4971777.1561 | 0 | 40526.9035 | 0 | 0 | 0 | 0 | 0 | 0 | 0 | 0 | 0 | 83051.4577 | 0 | 0 | 0 | 0 | 0 | 0 | 0 | 0 | 0 | -147352.9926 | 0 | 32773.0854 | 0 | 0 | 0 | 0 | 0 | 0
2016-08-29 23:00 | 0 | 0 | 0 | 0 | 94226.3694 | 530161.9998 | 638313 | 0 | 0 | 0 | 0 | 293099.2481 | 0 | 0 | 0 | 0 | 0 | 0 | 0 | 5040903.983 | 0 | 40526.9035 | 0 | 0 | 0 | 0 | 0 | 0 | 0 | 0 | 0 | -83051.4577 | 0 | 0 | 0 | 0 | 0 | 0 | 0 | 0 | 0 | 69126.8269 | 0 | 0 | 0 | 0 | 0 | 0 | 0 | 0
2016-08-30 | 0 | 0 | 0 | 0 | 132337.2516 | 366983.5227 | 627299 | 0 | 0 | 0 | 0 | 376150.7058 | 0 | 0 | 0 | 0 | 0 | 0 | 0 | 4862647.385 | 0 | 7753.8181 | 0 | 0 | 0 | 0 | 0 | 0 | 0 | 0 | 0 | 83051.4577 | 0 | 0 | 0 | 0 | 0 | 0 | 0 | 0 | 0 | -178256.598 | 0 | -32773.0854 | 0 | 0 | 0 | 0 | 0 | 0
2016-08-30 01:00 | 0 | 0 | 0 | 0 | 234075.7343 | 91839.7133 | 604806 | 0 | 0 | 0 | 0 | 293099.2481 | 0 | 0 | 0 | 0 | 0 | 0 | 0 | 4634035.205 | 0 | 40526.9035 | 0 | 0 | 0 | 0 | 0 | 0 | 0 | 0 | 0 | -83051.4577 | 0 | 0 | 0 | 0 | 0 | 0 | 0 | 0 | 0 | -228612.18 | 0 | 32773.0854 | 0 | 0 | 0 | 0 | 0 | 0
2016-08-30 02:00 | 0 | 0 | 0 | 0 | 289471.7406 | 39.6879 | 566777 | 0 | 0 | 0 | 0 | 210047.7904 | 0 | 0 | 0 | 0 | 0 | 0 | 0 | 4472594.1765 | 0 | 7753.8181 | 0 | 0 | 0 | 0 | 0 | 0 | 0 | 0 | 0 | -83051.4577 | 0 | 0 | 0 | 0 | 0 | 0 | 0 | 0 | 0 | -161441.0285 | 0 | -32773.0854 | 0 | 0 | 0 | 0 | 0 | 0
2016-08-30 03:00 | 0 | 0 | 0 | 0 | 197577.4415 | 0 | 525022 | 0 | 0 | 0 | 0 | 126996.3327 | 0 | 0 | 0 | 0 | 0 | 0 | 0 | 4195427.9904 | 0 | 40526.9035 | 0 | 0 | 0 | 0 | 0 | 0 | 0 | 0 | 0 | -83051.4577 | 0 | 0 | 0 | 0 | 0 | 0 | 0 | 0 | 0 | -277166.1862 | 0 | 32773.0854 | 0 | 0 | 0 | 0 | 0 | 0
2016-08-30 04:00 | 0 | 0 | 0 | 0 | 276031.8498 | 0 | 488171 | 0 | 0 | 0 | 0 | 210047.7904 | 0 | 0 | 0 | 0 | 0 | 0 | 0 | 3933010.4678 | 0 | 7753.8181 | 0 | 0 | 0 | 0 | 0 | 0 | 0 | 0 | 0 | 83051.4577 | 0 | 0 | 0 | 0 | 0 | 0 | 0 | 0 | 0 | -262417.5225 | 0 | -32773.0854 | 0 | 0 | 0 | 0 | 0 | 0
2016-08-30 05:00 | 0 | 0 | 0 | 0 | 251727.1987 | 0 | 457494 | 0 | 0 | 0 | 0 | 126996.3327 | 0 | 0 | 0 | 0 | 0 | 0 | 0 | 3777522.0389 | 0 | 40526.9035 | 0 | 0 | 0 | 0 | 0 | 0 | 0 | 0 | 0 | -83051.4577 | 0 | 0 | 0 | 0 | 0 | 0 | 0 | 0 | 0 | -155488.4289 | 0 | 32773.0854 | 0 | 0 | 0 | 0 | 0 | 0
2016-08-30 06:00 | 0 | 0 | 0 | 0 | 227703.8801 | 0 | 433597 | 0 | 0 | 0 | 0 | 210047.7904 | 0 | 0 | 0 | 0 | 0 | 0 | 0 | 3521350.5467 | 0 | 7753.8181 | 0 | 0 | 0 | 0 | 0 | 0 | 0 | 0 | 0 | 83051.4577 | 0 | 0 | 0 | 0 | 0 | 0 | 0 | 0 | 0 | -256171.4922 | 0 | -32773.0854 | 0 | 0 | 0 | 0 | 0 | 0
2016-08-30 07:00 | 0 | 0 | 0 | 0 | 205016.1961 | 0 | 417950 | 0 | 0 | 0 | 0 | 241507.0873 | 0 | 0 | 0 | 0 | 0 | 0 | 0 | 3244184.3605 | 0 | 40526.9035 | 0 | 0 | 0 | 0 | 0 | 0 | 0 | 0 | 0 | 31459.2969 | 0 | 0 | 0 | 0 | 0 | 0 | 0 | 0 | 0 | -277166.1862 | 0 | 32773.0854 | 0 | 0 | 0 | 0 | 0 | 0
2016-08-30 08:00 | 0 | 0 | 0 | 0 | 187156.657 | 0 | 410177 | 0 | 0 | 0 | 0 | 324558.545 | 0 | 0 | 0 | 0 | 0 | 0 | 0 | 2970885.6451 | 0 | 7753.8181 | 0 | 0 | 0 | 0 | 0 | 0 | 0 | 0 | 0 | 83051.4577 | 0 | 0 | 0 | 0 | 0 | 0 | 0 | 0 | 0 | -273298.7154 | 0 | -32773.0854 | 0 | 0 | 0 | 0 | 0 | 0
2016-08-30 09:00 | 0 | 0 | 0 | 0 | 175359.0157 | 0 | 416385 | 0 | 0 | 0 | 0 | 241507.0873 | 0 | 0 | 0 | 0 | 0 | 0 | 0 | 2780138.0332 | 0 | 40526.9035 | 0 | 0 | 0 | 0 | 0 | 0 | 0 | 0 | 0 | -83051.4577 | 0 | 0 | 0 | 0 | 0 | 0 | 0 | 0 | 0 | -190747.612 | 0 | 32773.0854 | 0 | 0 | 0 | 0 | 0 | 0
2016-08-30 10:00 | 0 | 0 | 0 | 0 | 169636.961 | 0 | 437575 | 0 | 0 | 0 | 0 | 158455.6296 | 0 | 0 | 0 | 0 | 0 | 0 | 0 | 2628024.5372 | 0 | 7753.8181 | 0 | 0 | 0 | 0 | 0 | 0 | 0 | 0 | 0 | -83051.4577 | 0 | 0 | 0 | 0 | 0 | 0 | 0 | 0 | 0 | -152113.4959 | 0 | -32773.0854 | 0 | 0 | 0 | 0 | 0 | 0
2016-08-30 11:00 | 0 | 0 | 0 | 0 | 128944.4415 | 0 | 456389 | 0 | 0 | 0 | 0 | 75404.1719 | 0 | 0 | 0 | 0 | 0 | 0 | 0 | 2350858.3511 | 0 | 40526.9035 | 0 | 0 | 0 | 0 | 0 | 0 | 0 | 0 | 0 | -83051.4577 | 0 | 0 | 0 | 0 | 0 | 0 | 0 | 0 | 0 | -277166.1862 | 0 | 32773.0854 | 0 | 0 | 0 | 0 | 0 | 0
2016-08-30 12:00 | 0 | 0 | 0 | 0 | 135803.0163 | 566.2114 | 474287 | 0 | 0 | 0 | 0 | 47425.6711 | 0 | 0 | 0 | 0 | 0 | 0 | 0 | 2073692.1649 | 0 | 7753.8181 | 0 | 0 | 0 | 0 | 0 | 0 | 0 | 0 | 0 | -27978.5008 | 0 | 0 | 0 | 0 | 0 | 0 | 0 | 0 | 0 | -277166.1862 | 0 | -32773.0854 | 0 | 0 | 0 | 0 | 0 | 0
2016-08-30 13:00 | 0 | 0 | 0 | 0 | 66965.89 | 138299.2866 | 498228 | 0 | 0 | 0 | 0 | 39382.852 | 0 | 0 | 0 | 0 | 0 | 0 | 0 | 1796525.9788 | 0 | 0 | 0 | 0 | 0 | 0 | 0 | 0 | 0 | 0 | 0 | -8042.8191 | 0 | 0 | 0 | 0 | 0 | 0 | 0 | 0 | 0 | -277166.1862 | 0 | -7753.8181 | 0 | 0 | 0 | 0 | 0 | 0
2016-08-30 14:00 | 0 | 0 | 0 | 0 | 61719.8312 | 485267.6665 | 528147 | 0 | 0 | 0 | 0 | 122434.3097 | 0 | 0 | 0 | 0 | 0 | 0 | 0 | 1699541.9334 | 0 | 32773.0854 | 0 | 0 | 0 | 0 | 0 | 0 | 0 | 0 | 0 | 83051.4577 | 0 | 0 | 0 | 0 | 0 | 0 | 0 | 0 | 0 | -96984.0454 | 0 | 32773.0854 | 0 | 0 | 0 | 0 | 0 | 0
2016-08-30 15:00 | 0 | 0 | 0 | 0 | 75963.0474 | 674184.9301 | 558262 | 0 | 0 | 0 | 0 | 205485.7674 | 0 | 0 | 0 | 0 | 0 | 0 | 0 | 1800622.6352 | 0 | 40526.9035 | 0 | 0 | 0 | 0 | 0 | 0 | 0 | 0 | 0 | 83051.4577 | 0 | 0 | 0 | 0 | 0 | 0 | 0 | 0 | 0 | 101080.7018 | 0 | 7753.8181 | 0 | 0 | 0 | 0 | 0 | 0
2016-08-30 16:00 | 0 | 0 | 0 | 0 | 76440.9015 | 721317.9833 | 585627 | 0 | 0 | 0 | 0 | 173224.5514 | 0 | 0 | 0 | 0 | 0 | 0 | 0 | 2077788.8213 | 0 | 7753.8181 | 0 | 0 | 0 | 0 | 0 | 0 | 0 | 0 | 0 | -32261.216 | 0 | 0 | 0 | 0 | 0 | 0 | 0 | 0 | 0 | 277166.1862 | 0 | -32773.0854 | 0 | 0 | 0 | 0 | 0 | 0
2016-08-30 17:00 | 0 | 0 | 0 | 0 | 74448.7891 | 728685.5119 | 610613 | 0 | 0 | 0 | 0 | 256276.0091 | 0 | 0 | 0 | 0 | 0 | 0 | 0 | 2195012.4827 | 0 | 0 | 0 | 0 | 0 | 0 | 0 | 0 | 0 | 0 | 0 | 83051.4577 | 0 | 0 | 0 | 0 | 0 | 0 | 0 | 0 | 0 | 117223.6614 | 0 | -7753.8181 | 0 | 0 | 0 | 0 | 0 | 0
2016-08-30 18:00 | 0 | 0 | 0 | 0 | 75298.9397 | 719880.5257 | 629443 | 0 | 0 | 0 | 0 | 173224.5514 | 0 | 0 | 0 | 0 | 0 | 0 | 0 | 2443800.4058 | 0 | 0 | 0 | 0 | 0 | 0 | 0 | 0 | 0 | 0 | 0 | -83051.4577 | 0 | 0 | 0 | 0 | 0 | 0 | 0 | 0 | 0 | 248787.9232 | 0 | 0 | 0 | 0 | 0 | 0 | 0 | 0
2016-08-30 19:00 | 0 | 0 | 0 | 0 | 0 | 705956.6065 | 642942 | 0 | 0 | 0 | 0 | 256276.0091 | 0 | 0 | 0 | 0 | 0 | 0 | 0 | 2390990.4693 | 0 | 32773.0854 | 0 | 0 | 0 | 0 | 0 | 0 | 0 | 0 | 0 | 83051.4577 | 0 | 0 | 0 | 0 | 0 | 0 | 0 | 0 | 0 | -52809.9365 | 0 | 32773.0854 | 0 | 0 | 0 | 0 | 0 | 0
2016-08-30 20:00 | 0 | 0 | 0 | 0 | 83018.7781 | 697545.8668 | 651700 | 0 | 0 | 0 | 0 | 173224.5514 | 0 | 0 | 0 | 0 | 0 | 0 | 0 | 2627925.8391 | 0 | 7753.8181 | 0 | 0 | 0 | 0 | 0 | 0 | 0 | 0 | 0 | -83051.4577 | 0 | 0 | 0 | 0 | 0 | 0 | 0 | 0 | 0 | 236935.3698 | 0 | -25019.2673 | 0 | 0 | 0 | 0 | 0 | 0
2016-08-30 21:00 | 0 | 0 | 0 | 0 | 87590.4497 | 679103.0153 | 654714 | 0 | 0 | 0 | 0 | 256276.0091 | 0 | 0 | 0 | 0 | 0 | 0 | 0 | 2624080.761 | 0 | 40526.9035 | 0 | 0 | 0 | 0 | 0 | 0 | 0 | 0 | 0 | 83051.4577 | 0 | 0 | 0 | 0 | 0 | 0 | 0 | 0 | 0 | -3845.0781 | 0 | 32773.0854 | 0 | 0 | 0 | 0 | 0 | 0
2016-08-30 22:00 | 0 | 0 | 0 | 0 | 97282.508 | 644919.308 | 646260 | 0 | 0 | 0 | 0 | 293099.2481 | 0 | 0 | 0 | 0 | 0 | 0 | 0 | 2715972.4235 | 0 | 7753.8181 | 0 | 0 | 0 | 0 | 0 | 0 | 0 | 0 | 0 | 36823.239 | 0 | 0 | 0 | 0 | 0 | 0 | 0 | 0 | 0 | 91891.6625 | 0 | -32773.0854 | 0 | 0 | 0 | 0 | 0 | 0
2016-08-30 23:00 | 0 | 0 | 0 | 0 | 121777.9003 | 546350.8738 | 631370 | 0 | 0 | 0 | 0 | 376150.7058 | 0 | 0 | 0 | 0 | 0 | 0 | 0 | 2636906.6544 | 0 | 40526.9035 | 0 | 0 | 0 | 0 | 0 | 0 | 0 | 0 | 0 | 83051.4577 | 0 | 0 | 0 | 0 | 0 | 0 | 0 | 0 | 0 | -79065.7691 | 0 | 32773.0854 | 0 | 0 | 0 | 0 | 0 | 0
2016-08-31 | 0 | 0 | 0 | 0 | 191342.8263 | 371461.0715 | 620327 | 0 | 0 | 0 | 0 | 293099.2481 | 0 | 0 | 0 | 0 | 0 | 0 | 0 | 2695208.0953 | 0 | 7753.8181 | 0 | 0 | 0 | 0 | 0 | 0 | 0 | 0 | 0 | -83051.4577 | 0 | 0 | 0 | 0 | 0 | 0 | 0 | 0 | 0 | 58301.4409 | 0 | -32773.0854 | 0 | 0 | 0 | 0 | 0 | 0
2016-08-31 01:00 | 0 | 0 | 0 | 0 | 182669.072 | 89064.3695 | 599178 | 0 | 0 | 0 | 0 | 210047.7904 | 0 | 0 | 0 | 0 | 0 | 0 | 0 | 2418041.9092 | 0 | 40526.9035 | 0 | 0 | 0 | 0 | 0 | 0 | 0 | 0 | 0 | -83051.4577 | 0 | 0 | 0 | 0 | 0 | 0 | 0 | 0 | 0 | -277166.1862 | 0 | 32773.0854 | 0 | 0 | 0 | 0 | 0 | 0
2016-08-31 02:00 | 0 | 0 | 0 | 0 | 359370.5691 | 22.6788 | 562468 | 0 | 0 | 0 | 0 | 293099.2481 | 0 | 0 | 0 | 0 | 0 | 0 | 0 | 2164688.7847 | 0 | 7753.8181 | 0 | 0 | 0 | 0 | 0 | 0 | 0 | 0 | 0 | 83051.4577 | 0 | 0 | 0 | 0 | 0 | 0 | 0 | 0 | 0 | -253353.1245 | 0 | -32773.0854 | 0 | 0 | 0 | 0 | 0 | 0
2016-08-31 03:00 | 0 | 0 | 0 | 0 | 353931.0953 | 0 | 522581 | 0 | 0 | 0 | 0 | 210047.7904 | 0 | 0 | 0 | 0 | 0 | 0 | 0 | 2046317.2523 | 0 | 40526.9035 | 0 | 0 | 0 | 0 | 0 | 0 | 0 | 0 | 0 | -83051.4577 | 0 | 0 | 0 | 0 | 0 | 0 | 0 | 0 | 0 | -118371.5324 | 0 | 32773.0854 | 0 | 0 | 0 | 0 | 0 | 0
2016-08-31 04:00 | 0 | 0 | 0 | 0 | 332844.3764 | 0 | 487285 | 0 | 0 | 0 | 0 | 126996.3327 | 0 | 0 | 0 | 0 | 0 | 0 | 0 | 2007701.1718 | 0 | 7753.8181 | 0 | 0 | 0 | 0 | 0 | 0 | 0 | 0 | 0 | -83051.4577 | 0 | 0 | 0 | 0 | 0 | 0 | 0 | 0 | 0 | -38616.0805 | 0 | -32773.0854 | 0 | 0 | 0 | 0 | 0 | 0
2016-08-31 05:00 | 0 | 0 | 0 | 0 | 298912.3569 | 0 | 460254 | 0 | 0 | 0 | 0 | 210047.7904 | 0 | 0 | 0 | 0 | 0 | 0 | 0 | 1730534.9856 | 0 | 40526.9035 | 0 | 0 | 0 | 0 | 0 | 0 | 0 | 0 | 0 | 83051.4577 | 0 | 0 | 0 | 0 | 0 | 0 | 0 | 0 | 0 | -277166.1862 | 0 | 32773.0854 | 0 | 0 | 0 | 0 | 0 | 0
2016-08-31 06:00 | 0 | 0 | 0 | 0 | 278413.4031 | 0 | 436830 | 0 | 0 | 0 | 0 | 126996.3327 | 0 | 0 | 0 | 0 | 0 | 0 | 0 | 1687942.9318 | 0 | 7753.8181 | 0 | 0 | 0 | 0 | 0 | 0 | 0 | 0 | 0 | -83051.4577 | 0 | 0 | 0 | 0 | 0 | 0 | 0 | 0 | 0 | -42592.0539 | 0 | -32773.0854 | 0 | 0 | 0 | 0 | 0 | 0
2016-08-31 07:00 | 0 | 0 | 0 | 0 | 258874.6995 | 0 | 423222 | 0 | 0 | 0 | 0 | 207042.133 | 0 | 0 | 0 | 0 | 0 | 0 | 0 | 1410776.7456 | 0 | 40526.9035 | 0 | 0 | 0 | 0 | 0 | 0 | 0 | 0 | 0 | 80045.8003 | 0 | 0 | 0 | 0 | 0 | 0 | 0 | 0 | 0 | -277166.1862 | 0 | 32773.0854 | 0 | 0 | 0 | 0 | 0 | 0
2016-08-31 08:00 | 0 | 0 | 0 | 0 | 240151.3635 | 0 | 416224 | 0 | 0 | 0 | 0 | 282910.9829 | 0 | 0 | 0 | 0 | 0 | 0 | 0 | 1191608.3445 | 0 | 7753.8181 | 0 | 0 | 0 | 0 | 0 | 0 | 0 | 0 | 0 | 75868.8499 | 0 | 0 | 0 | 0 | 0 | 0 | 0 | 0 | 0 | -219168.4011 | 0 | -32773.0854 | 0 | 0 | 0 | 0 | 0 | 0
2016-08-31 09:00 | 0 | 0 | 0 | 0 | 222890.4985 | 0 | 422535 | 0 | 0 | 0 | 0 | 327659.5823 | 0 | 0 | 0 | 0 | 0 | 0 | 0 | 914442.1584 | 0 | 40526.9035 | 0 | 0 | 0 | 0 | 0 | 0 | 0 | 0 | 0 | 44748.5993 | 0 | 0 | 0 | 0 | 0 | 0 | 0 | 0 | 0 | -277166.1862 | 0 | 32773.0854 | 0 | 0 | 0 | 0 | 0 | 0
2016-08-31 10:00 | 0 | 0 | 0 | 0 | 210619.5739 | 0 | 442793 | 0 | 0 | 0 | 0 | 244608.1246 | 0 | 0 | 0 | 0 | 0 | 0 | 0 | 798093.2753 | 0 | 7753.8181 | 0 | 0 | 0 | 0 | 0 | 0 | 0 | 0 | 0 | -83051.4577 | 0 | 0 | 0 | 0 | 0 | 0 | 0 | 0 | 0 | -116348.8831 | 0 | -32773.0854 | 0 | 0 | 0 | 0 | 0 | 0
2016-08-31 11:00 | 0 | 0 | 0 | 0 | 204781.057 | 0 | 462873 | 0 | 0 | 0 | 0 | 161556.6669 | 0 | 0 | 0 | 0 | 0 | 0 | 0 | 590279.7047 | 0 | 40526.9035 | 0 | 0 | 0 | 0 | 0 | 0 | 0 | 0 | 0 | -83051.4577 | 0 | 0 | 0 | 0 | 0 | 0 | 0 | 0 | 0 | -207813.5706 | 0 | 32773.0854 | 0 | 0 | 0 | 0 | 0 | 0
2016-08-31 12:00 | 0 | 0 | 0 | 0 | 171473.127 | 415.6065 | 481439 | 0 | 0 | 0 | 0 | 78505.2092 | 0 | 0 | 0 | 0 | 0 | 0 | 0 | 396553.9812 | 0 | 7753.8181 | 0 | 0 | 0 | 0 | 0 | 0 | 0 | 0 | 0 | -83051.4577 | 0 | 0 | 0 | 0 | 0 | 0 | 0 | 0 | 0 | -193725.7234 | 0 | -32773.0854 | 0 | 0 | 0 | 0 | 0 | 0
2016-08-31 13:00 | 0 | 0 | 0 | 0 | 0 | 140022.7866 | 503448 | 0 | 0 | 0 | 0 | 0 | 0 | 0 | 0 | 0 | 0 | 0 | 0 | 119387.7951 | 0 | 0 | 0 | 0 | 0 | 0 | 0 | 0 | 0 | 0 | 0 | -78505.2092 | 0 | 0 | 0 | 0 | 0 | 0 | 0 | 0 | 0 | -277166.1862 | 0 | -7753.8181 | 0 | 0 | 0 | 0 | 0 | 0
2016-08-31 14:00 | 0 | 0 | 0 | 0 | 74669.9998 | 483675.7034 | 531164 | 0 | 0 | 0 | 0 | 0 | 0 | 0 | 0 | 0 | 0 | 0 | 0 | 146569.4983 | 0 | 0 | 0 | 0 | 0 | 0 | 0 | 0 | 0 | 0 | 0 | 0 | 0 | 0 | 0 | 0 | 0 | 0 | 0 | 0 | 0 | 27181.7032 | 0 | 0 | 0 | 0 | 0 | 0 | 0 | 0
2016-08-31 15:00 | 0 | 0 | 0 | 0 | 0 | 700813.8734 | 558056 | 0 | 0 | 0 | 0 | 83051.4577 | 0 | 0 | 0 | 0 | 0 | 0 | 0 | 206275.914 | 0 | 0 | 0 | 0 | 0 | 0 | 0 | 0 | 0 | 0 | 0 | 83051.4577 | 0 | 0 | 0 | 0 | 0 | 0 | 0 | 0 | 0 | 59706.4157 | 0 | 0 | 0 | 0 | 0 | 0 | 0 | 0
2016-08-31 16:00 | 0 | 0 | 0 | 0 | 133942.2278 | 749627.7191 | 583431 | 0 | 0 | 0 | 0 | 106024.2184 | 0 | 0 | 0 | 0 | 0 | 0 | 0 | 483442.1002 | 0 | 0 | 0 | 0 | 0 | 0 | 0 | 0 | 0 | 0 | 0 | 22972.7607 | 0 | 0 | 0 | 0 | 0 | 0 | 0 | 0 | 0 | 277166.1862 | 0 | 0 | 0 | 0 | 0 | 0 | 0 | 0
2016-08-31 17:00 | 0 | 0 | 0 | 0 | 149259.8832 | 750423.9941 | 606050 | 0 | 0 | 0 | 0 | 122491.9095 | 0 | 0 | 0 | 0 | 0 | 0 | 0 | 760608.2863 | 0 | 0 | 0 | 0 | 0 | 0 | 0 | 0 | 0 | 0 | 0 | 16467.691 | 0 | 0 | 0 | 0 | 0 | 0 | 0 | 0 | 0 | 277166.1862 | 0 | 0 | 0 | 0 | 0 | 0 | 0 | 0
2016-08-31 18:00 | 0 | 0 | 0 | 0 | 158994.3257 | 738173.2227 | 622657 | 0 | 0 | 0 | 0 | 119836.2717 | 0 | 0 | 0 | 0 | 0 | 0 | 0 | 1037774.4725 | 0 | 0 | 0 | 0 | 0 | 0 | 0 | 0 | 0 | 0 | 0 | -2655.6378 | 0 | 0 | 0 | 0 | 0 | 0 | 0 | 0 | 0 | 277166.1862 | 0 | 0 | 0 | 0 | 0 | 0 | 0 | 0
2016-08-31 19:00 | 0 | 0 | 0 | 0 | 0 | 722546.4161 | 632821 | 0 | 0 | 0 | 0 | 202887.7294 | 0 | 0 | 0 | 0 | 0 | 0 | 0 | 1044448.4309 | 0 | 0 | 0 | 0 | 0 | 0 | 0 | 0 | 0 | 0 | 0 | 83051.4577 | 0 | 0 | 0 | 0 | 0 | 0 | 0 | 0 | 0 | 6673.9584 | 0 | 0 | 0 | 0 | 0 | 0 | 0 | 0
2016-08-31 20:00 | 0 | 0 | 0 | 0 | 176468.0119 | 710431.9442 | 640752 | 0 | 0 | 0 | 0 | 171869.4993 | 0 | 0 | 0 | 0 | 0 | 0 | 0 | 1321614.617 | 0 | 0 | 0 | 0 | 0 | 0 | 0 | 0 | 0 | 0 | 0 | -31018.2301 | 0 | 0 | 0 | 0 | 0 | 0 | 0 | 0 | 0 | 277166.1862 | 0 | 0 | 0 | 0 | 0 | 0 | 0 | 0
2016-08-31 21:00 | 0 | 0 | 0 | 0 | 186362.0544 | 690733.9494 | 640375 | 0 | 0 | 0 | 0 | 254920.957 | 0 | 0 | 0 | 0 | 0 | 0 | 0 | 1475284.1631 | 0 | 0 | 0 | 0 | 0 | 0 | 0 | 0 | 0 | 0 | 0 | 83051.4577 | 0 | 0 | 0 | 0 | 0 | 0 | 0 | 0 | 0 | 153669.5461 | 0 | 0 | 0 | 0 | 0 | 0 | 0 | 0
2016-08-31 22:00 | 0 | 0 | 0 | 0 | 197112.8871 | 648282.1015 | 631718 | 0 | 0 | 0 | 0 | 171869.4993 | 0 | 0 | 0 | 0 | 0 | 0 | 0 | 1752450.3492 | 0 | 19562.2601 | 0 | 0 | 0 | 0 | 0 | 0 | 0 | 0 | 0 | -83051.4577 | 0 | 0 | 0 | 0 | 0 | 0 | 0 | 0 | 0 | 277166.1862 | 0 | 19562.2601 | 0 | 0 | 0 | 0 | 0 | 0
2016-08-31 23:00 | 0 | 0 | 0 | 0 | 0 | 547806.6004 | 619018 | 0 | 0 | 0 | 0 | 254920.957 | 0 | 0 | 0 | 0 | 0 | 0 | 0 | 1617749.752 | 0 | 0 | 0 | 0 | 0 | 0 | 0 | 0 | 0 | 0 | 0 | 83051.4577 | 0 | 0 | 0 | 0 | 0 | 0 | 0 | 0 | 0 | -134700.5972 | 0 | -19562.2601 | 0 | 0 | 0 | 0 | 0 | 0
2016-09-01 | 0 | 0 | 0 | 0 | 306532.2873 | 369159.374 | 609097 | 0 | 0 | 0 | 0 | 171869.4993 | 0 | 0 | 0 | 0 | 0 | 0 | 0 | 1767395.871 | 0 | 0 | 0 | 0 | 0 | 0 | 0 | 0 | 0 | 0 | 0 | -83051.4577 | 0 | 0 | 0 | 0 | 0 | 0 | 0 | 0 | 0 | 149646.119 | 0 | 0 | 0 | 0 | 0 | 0 | 0 | 0
2016-09-01 01:00 | 0 | 0 | 0 | 0 | 405642.0143 | 88598.5926 | 588286 | 0 | 0 | 0 | 0 | 254920.957 | 0 | 0 | 0 | 0 | 0 | 0 | 0 | 1590299.0202 | 0 | 0 | 0 | 0 | 0 | 0 | 0 | 0 | 0 | 0 | 0 | 83051.4577 | 0 | 0 | 0 | 0 | 0 | 0 | 0 | 0 | 0 | -177096.8508 | 0 | 0 | 0 | 0 | 0 | 0 | 0 | 0
2016-09-01 02:00 | 0 | 0 | 0 | 0 | 413657.9676 | 30.6583 | 555048 | 0 | 0 | 0 | 0 | 171869.4993 | 0 | 0 | 0 | 0 | 0 | 0 | 0 | 1531991.1039 | 0 | 0 | 0 | 0 | 0 | 0 | 0 | 0 | 0 | 0 | 0 | -83051.4577 | 0 | 0 | 0 | 0 | 0 | 0 | 0 | 0 | 0 | -58307.9163 | 0 | 0 | 0 | 0 | 0 | 0 | 0 | 0
2016-09-01 03:00 | 0 | 0 | 0 | 0 | 322744.2715 | 0 | 516859 | 0 | 0 | 0 | 0 | 254920.957 | 0 | 0 | 0 | 0 | 0 | 0 | 0 | 1254824.9177 | 0 | 0 | 0 | 0 | 0 | 0 | 0 | 0 | 0 | 0 | 0 | 83051.4577 | 0 | 0 | 0 | 0 | 0 | 0 | 0 | 0 | 0 | -277166.1862 | 0 | 0 | 0 | 0 | 0 | 0 | 0 | 0
2016-09-01 04:00 | 0 | 0 | 0 | 0 | 392766.9132 | 0 | 482326 | 0 | 0 | 0 | 0 | 171869.4993 | 0 | 0 | 0 | 0 | 0 | 0 | 0 | 1248317.2887 | 0 | 0 | 0 | 0 | 0 | 0 | 0 | 0 | 0 | 0 | 0 | -83051.4577 | 0 | 0 | 0 | 0 | 0 | 0 | 0 | 0 | 0 | -6507.6291 | 0 | 0 | 0 | 0 | 0 | 0 | 0 | 0
2016-09-01 05:00 | 0 | 0 | 0 | 0 | 374460.6264 | 0 | 453317 | 0 | 0 | 0 | 0 | 254920.957 | 0 | 0 | 0 | 0 | 0 | 0 | 0 | 1086409.4573 | 0 | 0 | 0 | 0 | 0 | 0 | 0 | 0 | 0 | 0 | 0 | 83051.4577 | 0 | 0 | 0 | 0 | 0 | 0 | 0 | 0 | 0 | -161907.8313 | 0 | 0 | 0 | 0 | 0 | 0 | 0 | 0
2016-09-01 06:00 | 0 | 0 | 0 | 0 | 352630.7859 | 0 | 431277 | 0 | 0 | 0 | 0 | 171869.4993 | 0 | 0 | 0 | 0 | 0 | 0 | 0 | 1090814.7009 | 0 | 0 | 0 | 0 | 0 | 0 | 0 | 0 | 0 | 0 | 0 | -83051.4577 | 0 | 0 | 0 | 0 | 0 | 0 | 0 | 0 | 0 | 4405.2436 | 0 | 0 | 0 | 0 | 0 | 0 | 0 | 0
2016-09-01 07:00 | 0 | 0 | 0 | 0 | 339005.8957 | 0 | 415650 | 0 | 0 | 0 | 0 | 254920.957 | 0 | 0 | 0 | 0 | 0 | 0 | 0 | 931119.1389 | 0 | 0 | 0 | 0 | 0 | 0 | 0 | 0 | 0 | 0 | 0 | 83051.4577 | 0 | 0 | 0 | 0 | 0 | 0 | 0 | 0 | 0 | -159695.562 | 0 | 0 | 0 | 0 | 0 | 0 | 0 | 0
2016-09-01 08:00 | 0 | 0 | 0 | 0 | 327014.0935 | 0 | 408914 | 0 | 0 | 0 | 0 | 171869.4993 | 0 | 0 | 0 | 0 | 0 | 0 | 0 | 932270.6901 | 0 | 0 | 0 | 0 | 0 | 0 | 0 | 0 | 0 | 0 | 0 | -83051.4577 | 0 | 0 | 0 | 0 | 0 | 0 | 0 | 0 | 0 | 1151.5512 | 0 | 0 | 0 | 0 | 0 | 0 | 0 | 0
2016-09-01 09:00 | 0 | 0 | 0 | 0 | 309330.1708 | 0 | 414048 | 0 | 0 | 0 | 0 | 254920.957 | 0 | 0 | 0 | 0 | 0 | 0 | 0 | 744501.4032 | 0 | 0 | 0 | 0 | 0 | 0 | 0 | 0 | 0 | 0 | 0 | 83051.4577 | 0 | 0 | 0 | 0 | 0 | 0 | 0 | 0 | 0 | -187769.2869 | 0 | 0 | 0 | 0 | 0 | 0 | 0 | 0
2016-09-01 10:00 | 0 | 0 | 0 | 0 | 299843.2758 | 0 | 435041 | 0 | 0 | 0 | 0 | 171869.4993 | 0 | 0 | 0 | 0 | 0 | 0 | 0 | 684601.3186 | 0 | 7753.8181 | 0 | 0 | 0 | 0 | 0 | 0 | 0 | 0 | 0 | -83051.4577 | 0 | 0 | 0 | 0 | 0 | 0 | 0 | 0 | 0 | -59900.0846 | 0 | 7753.8181 | 0 | 0 | 0 | 0 | 0 | 0
2016-09-01 11:00 | 0 | 0 | 0 | 0 | 295729.648 | 0 | 454300 | 0 | 0 | 0 | 0 | 245151.8522 | 0 | 0 | 0 | 0 | 0 | 0 | 0 | 419975.5283 | 0 | 40526.9035 | 0 | 0 | 0 | 0 | 0 | 0 | 0 | 0 | 0 | 73282.3529 | 0 | 0 | 0 | 0 | 0 | 0 | 0 | 0 | 0 | -264625.7903 | 0 | 32773.0854 | 0 | 0 | 0 | 0 | 0 | 0
2016-09-01 12:00 | 0 | 0 | 0 | 0 | 242743.359 | 534.8412 | 469139 | 0 | 0 | 0 | 0 | 162100.3945 | 0 | 0 | 0 | 0 | 0 | 0 | 0 | 277166.1862 | 0 | 40526.9035 | 0 | 0 | 0 | 0 | 0 | 0 | 0 | 0 | 0 | -83051.4577 | 0 | 0 | 0 | 0 | 0 | 0 | 0 | 0 | 0 | -142809.3421 | 0 | 0 | 0 | 0 | 0 | 0 | 0 | 0
2016-09-01 13:00 | 0 | 0 | 0 | 0 | 0 | 159860.8701 | 490089 | 0 | 0 | 0 | 0 | 141811.5361 | 0 | 0 | 0 | 0 | 0 | 0 | 0 | 0 | 0 | 7753.8181 | 0 | 0 | 0 | 0 | 0 | 0 | 0 | 0 | 0 | -20288.8584 | 0 | 0 | 0 | 0 | 0 | 0 | 0 | 0 | 0 | -277166.1862 | 0 | -32773.0854 | 0 | 0 | 0 | 0 | 0 | 0
2016-09-01 14:00 | 0 | 0 | 0 | 0 | 168362.221 | 521775.2366 | 514772 | 0 | 0 | 0 | 0 | 83051.4577 | 0 | 0 | 0 | 0 | 0 | 0 | 0 | 201352.4507 | 0 | 40526.9035 | 0 | 0 | 0 | 0 | 0 | 0 | 0 | 0 | 0 | -58760.0784 | 0 | 0 | 0 | 0 | 0 | 0 | 0 | 0 | 0 | 201352.4507 | 0 | 32773.0854 | 0 | 0 | 0 | 0 | 0 | 0
2016-09-01 15:00 | 0 | 0 | 0 | 0 | 0 | 691378.3259 | 538909 | 0 | 0 | 0 | 0 | 0 | 0 | 0 | 0 | 0 | 0 | 0 | 0 | 469646.3196 | 0 | 7753.8181 | 0 | 0 | 0 | 0 | 0 | 0 | 0 | 0 | 0 | -83051.4577 | 0 | 0 | 0 | 0 | 0 | 0 | 0 | 0 | 0 | 268293.869 | 0 | -32773.0854 | 0 | 0 | 0 | 0 | 0 | 0
2016-09-01 16:00 | 0 | 0 | 0 | 0 | 0 | 751331.267 | 559226 | 0 | 0 | 0 | 0 | 83051.4577 | 0 | 0 | 0 | 0 | 0 | 0 | 0 | 586453.947 | 0 | 0 | 0 | 0 | 0 | 0 | 0 | 0 | 0 | 0 | 0 | 83051.4577 | 0 | 0 | 0 | 0 | 0 | 0 | 0 | 0 | 0 | 116807.6274 | 0 | -7753.8181 | 0 | 0 | 0 | 0 | 0 | 0
2016-09-01 17:00 | 0 | 0 | 0 | 0 | 0 | 743585.1739 | 577014 | 0 | 0 | 0 | 0 | 0 | 0 | 0 | 0 | 0 | 0 | 0 | 0 | 836076.5786 | 0 | 0 | 0 | 0 | 0 | 0 | 0 | 0 | 0 | 0 | 0 | -83051.4577 | 0 | 0 | 0 | 0 | 0 | 0 | 0 | 0 | 0 | 249622.6316 | 0 | 0 | 0 | 0 | 0 | 0 | 0 | 0
2016-09-01 18:00 | 0 | 0 | 0 | 0 | 0 | 724789.8144 | 588812 | 0 | 0 | 0 | 0 | 83051.4577 | 0 | 0 | 0 | 0 | 0 | 0 | 0 | 889002.9354 | 0 | 0 | 0 | 0 | 0 | 0 | 0 | 0 | 0 | 0 | 0 | 83051.4577 | 0 | 0 | 0 | 0 | 0 | 0 | 0 | 0 | 0 | 52926.3567 | 0 | 0 | 0 | 0 | 0 | 0 | 0 | 0
2016-09-01 19:00 | 0 | 0 | 0 | 0 | 235707.915 | 702721.6773 | 595831 | 0 | 0 | 0 | 0 | 148483.8638 | 0 | 0 | 0 | 0 | 0 | 0 | 0 | 1166169.1215 | 0 | 0 | 0 | 0 | 0 | 0 | 0 | 0 | 0 | 0 | 0 | 65432.4061 | 0 | 0 | 0 | 0 | 0 | 0 | 0 | 0 | 0 | 277166.1862 | 0 | 0 | 0 | 0 | 0 | 0 | 0 | 0
2016-09-01 20:00 | 0 | 0 | 0 | 0 | 0 | 688230.0422 | 599406 | 0 | 0 | 0 | 0 | 65432.4061 | 0 | 0 | 0 | 0 | 0 | 0 | 0 | 1338044.6214 | 0 | 0 | 0 | 0 | 0 | 0 | 0 | 0 | 0 | 0 | 0 | -83051.4577 | 0 | 0 | 0 | 0 | 0 | 0 | 0 | 0 | 0 | 171875.4999 | 0 | 0 | 0 | 0 | 0 | 0 | 0 | 0
2016-09-01 21:00 | 0 | 0 | 0 | 0 | 0 | 662713.6043 | 599573 | 0 | 0 | 0 | 0 | 148483.8638 | 0 | 0 | 0 | 0 | 0 | 0 | 0 | 1318133.768 | 0 | 0 | 0 | 0 | 0 | 0 | 0 | 0 | 0 | 0 | 0 | 83051.4577 | 0 | 0 | 0 | 0 | 0 | 0 | 0 | 0 | 0 | -19910.8534 | 0 | 0 | 0 | 0 | 0 | 0 | 0 | 0
2016-09-01 22:00 | 0 | 0 | 0 | 0 | 168423.9605 | 616673.7679 | 590983 | 0 | 0 | 0 | 0 | 65432.4061 | 0 | 0 | 0 | 0 | 0 | 0 | 0 | 1595299.9541 | 0 | 0 | 0 | 0 | 0 | 0 | 0 | 0 | 0 | 0 | 0 | -83051.4577 | 0 | 0 | 0 | 0 | 0 | 0 | 0 | 0 | 0 | 277166.1862 | 0 | 0 | 0 | 0 | 0 | 0 | 0 | 0
2016-09-01 23:00 | 0 | 0 | 0 | 0 | 0 | 514941.4089 | 579268 | 0 | 0 | 0 | 0 | 0 | 0 | 0 | 0 | 0 | 0 | 0 | 0 | 1596405.7692 | 0 | 0 | 0 | 0 | 0 | 0 | 0 | 0 | 0 | 0 | 0 | -65432.4061 | 0 | 0 | 0 | 0 | 0 | 0 | 0 | 0 | 0 | 1105.8151 | 0 | 0 | 0 | 0 | 0 | 0 | 0 | 0
2016-09-02 | 0 | 0 | 0 | 0 | 455454.4811 | 340308.4722 | 570677 | 0 | 0 | 0 | 0 | 83051.4577 | 0 | 0 | 0 | 0 | 0 | 0 | 0 | 1738440.2648 | 0 | 0 | 0 | 0 | 0 | 0 | 0 | 0 | 0 | 0 | 0 | 83051.4577 | 0 | 0 | 0 | 0 | 0 | 0 | 0 | 0 | 0 | 142034.4956 | 0 | 0 | 0 | 0 | 0 | 0 | 0 | 0
2016-09-02 01:00 | 0 | 0 | 0 | 0 | 106760.6284 | 88224.7277 | 555203 | 0 | 0 | 0 | 0 | 0 | 0 | 0 | 0 | 0 | 0 | 0 | 0 | 1461274.0787 | 0 | 0 | 0 | 0 | 0 | 0 | 0 | 0 | 0 | 0 | 0 | -83051.4577 | 0 | 0 | 0 | 0 | 0 | 0 | 0 | 0 | 0 | -277166.1862 | 0 | 0 | 0 | 0 | 0 | 0 | 0 | 0
2016-09-02 02:00 | 0 | 0 | 0 | 0 | 608977.4255 | 23.7287 | 524072 | 0 | 0 | 0 | 0 | 83051.4577 | 0 | 0 | 0 | 0 | 0 | 0 | 0 | 1463151.7752 | 0 | 0 | 0 | 0 | 0 | 0 | 0 | 0 | 0 | 0 | 0 | 83051.4577 | 0 | 0 | 0 | 0 | 0 | 0 | 0 | 0 | 0 | 1877.6966 | 0 | 0 | 0 | 0 | 0 | 0 | 0 | 0
2016-09-02 03:00 | 0 | 0 | 0 | 0 | 582439.7145 | 0 | 489864 | 0 | 0 | 0 | 0 | 0 | 0 | 0 | 0 | 0 | 0 | 0 | 0 | 1638778.9474 | 0 | 0 | 0 | 0 | 0 | 0 | 0 | 0 | 0 | 0 | 0 | -83051.4577 | 0 | 0 | 0 | 0 | 0 | 0 | 0 | 0 | 0 | 175627.1722 | 0 | 0 | 0 | 0 | 0 | 0 | 0 | 0
2016-09-02 04:00 | 0 | 0 | 0 | 0 | 541829.7491 | 0 | 458419 | 0 | 0 | 0 | 0 | 83051.4577 | 0 | 0 | 0 | 0 | 0 | 0 | 0 | 1639138.2388 | 0 | 0 | 0 | 0 | 0 | 0 | 0 | 0 | 0 | 0 | 0 | 83051.4577 | 0 | 0 | 0 | 0 | 0 | 0 | 0 | 0 | 0 | 359.2914 | 0 | 0 | 0 | 0 | 0 | 0 | 0 | 0
2016-09-02 05:00 | 0 | 0 | 0 | 0 | 72476.3561 | 0 | 432694 | 0 | 0 | 0 | 0 | 0 | 0 | 0 | 0 | 0 | 0 | 0 | 0 | 1361972.0526 | 0 | 0 | 0 | 0 | 0 | 0 | 0 | 0 | 0 | 0 | 0 | -83051.4577 | 0 | 0 | 0 | 0 | 0 | 0 | 0 | 0 | 0 | -277166.1862 | 0 | 0 | 0 | 0 | 0 | 0 | 0 | 0
2016-09-02 06:00 | 0 | 0 | 0 | 0 | 480585.8026 | 0 | 411570 | 0 | 0 | 0 | 0 | 83051.4577 | 0 | 0 | 0 | 0 | 0 | 0 | 0 | 1347936.3975 | 0 | 0 | 0 | 0 | 0 | 0 | 0 | 0 | 0 | 0 | 0 | 83051.4577 | 0 | 0 | 0 | 0 | 0 | 0 | 0 | 0 | 0 | -14035.6551 | 0 | 0 | 0 | 0 | 0 | 0 | 0 | 0
2016-09-02 07:00 | 0 | 0 | 0 | 0 | 36825.3561 | 0 | 397043 | 0 | 0 | 0 | 0 | 0 | 0 | 0 | 0 | 0 | 0 | 0 | 0 | 1070770.2113 | 0 | 0 | 0 | 0 | 0 | 0 | 0 | 0 | 0 | 0 | 0 | -83051.4577 | 0 | 0 | 0 | 0 | 0 | 0 | 0 | 0 | 0 | -277166.1862 | 0 | 0 | 0 | 0 | 0 | 0 | 0 | 0
2016-09-02 08:00 | 0 | 0 | 0 | 0 | 449803.7882 | 0 | 390801 | 0 | 0 | 0 | 0 | 83051.4577 | 0 | 0 | 0 | 0 | 0 | 0 | 0 | 1046721.5418 | 0 | 0 | 0 | 0 | 0 | 0 | 0 | 0 | 0 | 0 | 0 | 83051.4577 | 0 | 0 | 0 | 0 | 0 | 0 | 0 | 0 | 0 | -24048.6695 | 0 | 0 | 0 | 0 | 0 | 0 | 0 | 0
2016-09-02 09:00 | 0 | 0 | 0 | 0 | 427900.4881 | 0 | 395237 | 0 | 0 | 0 | 0 | 0 | 0 | 0 | 0 | 0 | 0 | 0 | 0 | 1162436.4876 | 0 | 0 | 0 | 0 | 0 | 0 | 0 | 0 | 0 | 0 | 0 | -83051.4577 | 0 | 0 | 0 | 0 | 0 | 0 | 0 | 0 | 0 | 115714.9458 | 0 | 0 | 0 | 0 | 0 | 0 | 0 | 0
2016-09-02 10:00 | 0 | 0 | 0 | 0 | 411162.4878 | 0 | 411279 | 0 | 0 | 0 | 0 | 83051.4577 | 0 | 0 | 0 | 0 | 0 | 0 | 0 | 1079268.5176 | 0 | 0 | 0 | 0 | 0 | 0 | 0 | 0 | 0 | 0 | 0 | 83051.4577 | 0 | 0 | 0 | 0 | 0 | 0 | 0 | 0 | 0 | -83167.9699 | 0 | 0 | 0 | 0 | 0 | 0 | 0 | 0
2016-09-02 11:00 | 0 | 0 | 0 | 0 | 401117.0124 | 0 | 429471 | 0 | 0 | 0 | 0 | 166102.9154 | 0 | 0 | 0 | 0 | 0 | 0 | 0 | 967863.0724 | 0 | 0 | 0 | 0 | 0 | 0 | 0 | 0 | 0 | 0 | 0 | 83051.4577 | 0 | 0 | 0 | 0 | 0 | 0 | 0 | 0 | 0 | -111405.4453 | 0 | 0 | 0 | 0 | 0 | 0 | 0 | 0
2016-09-02 12:00 | 0 | 0 | 0 | 0 | 336661.4582 | 448.624 | 443622 | 0 | 0 | 0 | 0 | 83051.4577 | 0 | 0 | 0 | 0 | 0 | 0 | 0 | 944402.6123 | 0 | 0 | 0 | 0 | 0 | 0 | 0 | 0 | 0 | 0 | 0 | -83051.4577 | 0 | 0 | 0 | 0 | 0 | 0 | 0 | 0 | 0 | -23460.46 | 0 | 0 | 0 | 0 | 0 | 0 | 0 | 0
2016-09-02 13:00 | 0 | 0 | 0 | 0 | 0 | 140381.6698 | 461899 | 0 | 0 | 0 | 0 | 0 | 0 | 0 | 0 | 0 | 0 | 0 | 0 | 705936.7399 | 0 | 0 | 0 | 0 | 0 | 0 | 0 | 0 | 0 | 0 | 0 | -83051.4577 | 0 | 0 | 0 | 0 | 0 | 0 | 0 | 0 | 0 | -238465.8725 | 0 | 0 | 0 | 0 | 0 | 0 | 0 | 0
2016-09-02 14:00 | 0 | 0 | 0 | 0 | 232505.3512 | 527082.835 | 482422 | 0 | 0 | 0 | 0 | 0 | 0 | 0 | 0 | 0 | 0 | 0 | 0 | 983102.926 | 0 | 0 | 0 | 0 | 0 | 0 | 0 | 0 | 0 | 0 | 0 | 0 | 0 | 0 | 0 | 0 | 0 | 0 | 0 | 0 | 0 | 277166.1862 | 0 | 0 | 0 | 0 | 0 | 0 | 0 | 0
2016-09-02 15:00 | 0 | 0 | 0 | 0 | 163850.7901 | 697222.8538 | 500856 | 0 | 0 | 0 | 0 | 83051.4577 | 0 | 0 | 0 | 0 | 0 | 0 | 0 | 1260269.1122 | 0 | 0 | 0 | 0 | 0 | 0 | 0 | 0 | 0 | 0 | 0 | 83051.4577 | 0 | 0 | 0 | 0 | 0 | 0 | 0 | 0 | 0 | 277166.1862 | 0 | 0 | 0 | 0 | 0 | 0 | 0 | 0
2016-09-02 16:00 | 0 | 0 | 0 | 0 | 0 | 781646.1752 | 516563 | 0 | 0 | 0 | 0 | 70968.4468 | 0 | 0 | 0 | 0 | 0 | 0 | 0 | 1537435.2984 | 0 | 0 | 0 | 0 | 0 | 0 | 0 | 0 | 0 | 0 | 0 | -12083.0109 | 0 | 0 | 0 | 0 | 0 | 0 | 0 | 0 | 0 | 277166.1862 | 0 | 0 | 0 | 0 | 0 | 0 | 0 | 0
2016-09-02 17:00 | 0 | 0 | 0 | 0 | 0 | 774755.3483 | 531791 | 0 | 0 | 0 | 0 | 154019.9045 | 0 | 0 | 0 | 0 | 0 | 0 | 0 | 1697348.1889 | 0 | 0 | 0 | 0 | 0 | 0 | 0 | 0 | 0 | 0 | 0 | 83051.4577 | 0 | 0 | 0 | 0 | 0 | 0 | 0 | 0 | 0 | 159912.8905 | 0 | 0 | 0 | 0 | 0 | 0 | 0 | 0
2016-09-02 18:00 | 0 | 0 | 0 | 0 | 0 | 750833.2536 | 544019 | 0 | 0 | 0 | 0 | 83667.9719 | 0 | 0 | 0 | 0 | 0 | 0 | 0 | 1974514.3751 | 0 | 0 | 0 | 0 | 0 | 0 | 0 | 0 | 0 | 0 | 0 | -70351.9326 | 0 | 0 | 0 | 0 | 0 | 0 | 0 | 0 | 0 | 277166.1862 | 0 | 0 | 0 | 0 | 0 | 0 | 0 | 0
2016-09-02 19:00 | 0 | 0 | 0 | 0 | 0 | 728824.0561 | 551969 | 0 | 0 | 0 | 0 | 166719.4296 | 0 | 0 | 0 | 0 | 0 | 0 | 0 | 2068317.9735 | 0 | 0 | 0 | 0 | 0 | 0 | 0 | 0 | 0 | 0 | 0 | 83051.4577 | 0 | 0 | 0 | 0 | 0 | 0 | 0 | 0 | 0 | 93803.5984 | 0 | 0 | 0 | 0 | 0 | 0 | 0 | 0
2016-09-02 20:00 | 0 | 0 | 0 | 0 | 31291.5784 | 720259.15 | 557436 | 0 | 0 | 0 | 0 | 83667.9719 | 0 | 0 | 0 | 0 | 0 | 0 | 0 | 2345484.1597 | 0 | 0 | 0 | 0 | 0 | 0 | 0 | 0 | 0 | 0 | 0 | -83051.4577 | 0 | 0 | 0 | 0 | 0 | 0 | 0 | 0 | 0 | 277166.1862 | 0 | 0 | 0 | 0 | 0 | 0 | 0 | 0
2016-09-02 21:00 | 0 | 0 | 0 | 0 | 0 | 702413.2785 | 558648 | 0 | 0 | 0 | 0 | 166719.4296 | 0 | 0 | 0 | 0 | 0 | 0 | 0 | 2406197.9805 | 0 | 0 | 0 | 0 | 0 | 0 | 0 | 0 | 0 | 0 | 0 | 83051.4577 | 0 | 0 | 0 | 0 | 0 | 0 | 0 | 0 | 0 | 60713.8208 | 0 | 0 | 0 | 0 | 0 | 0 | 0 | 0
2016-09-02 22:00 | 0 | 0 | 0 | 0 | 85051.6121 | 658509.1163 | 549446 | 0 | 0 | 0 | 0 | 83667.9719 | 0 | 0 | 0 | 0 | 0 | 0 | 0 | 2683364.1666 | 0 | 0 | 0 | 0 | 0 | 0 | 0 | 0 | 0 | 0 | 0 | -83051.4577 | 0 | 0 | 0 | 0 | 0 | 0 | 0 | 0 | 0 | 277166.1862 | 0 | 0 | 0 | 0 | 0 | 0 | 0 | 0
2016-09-02 23:00 | 0 | 0 | 0 | 0 | 0 | 557773.877 | 535830 | 0 | 0 | 0 | 0 | 166719.4296 | 0 | 0 | 0 | 0 | 0 | 0 | 0 | 2622256.586 | 0 | 0 | 0 | 0 | 0 | 0 | 0 | 0 | 0 | 0 | 0 | 83051.4577 | 0 | 0 | 0 | 0 | 0 | 0 | 0 | 0 | 0 | -61107.5807 | 0 | 0 | 0 | 0 | 0 | 0 | 0 | 0
2016-09-03 | 0 | 0 | 0 | 0 | 0 | 381527.7285 | 525082 | 0 | 0 | 0 | 0 | 83667.9719 | 0 | 0 | 0 | 0 | 0 | 0 | 0 | 2561753.7722 | 0 | 0 | 0 | 0 | 0 | 0 | 0 | 0 | 0 | 0 | 0 | -83051.4577 | 0 | 0 | 0 | 0 | 0 | 0 | 0 | 0 | 0 | -60502.8138 | 0 | 0 | 0 | 0 | 0 | 0 | 0 | 0
2016-09-03 01:00 | 0 | 0 | 0 | 0 | 675999.8658 | 80437.9798 | 509780 | 0 | 0 | 0 | 0 | 166719.4296 | 0 | 0 | 0 | 0 | 0 | 0 | 0 | 2725360.1601 | 0 | 0 | 0 | 0 | 0 | 0 | 0 | 0 | 0 | 0 | 0 | 83051.4577 | 0 | 0 | 0 | 0 | 0 | 0 | 0 | 0 | 0 | 163606.3879 | 0 | 0 | 0 | 0 | 0 | 0 | 0 | 0
2016-09-03 02:00 | 0 | 0 | 0 | 0 | 124377.1768 | 12.1793 | 484607 | 0 | 0 | 0 | 0 | 83667.9719 | 0 | 0 | 0 | 0 | 0 | 0 | 0 | 2448193.9739 | 0 | 0 | 0 | 0 | 0 | 0 | 0 | 0 | 0 | 0 | 0 | -83051.4577 | 0 | 0 | 0 | 0 | 0 | 0 | 0 | 0 | 0 | -277166.1862 | 0 | 0 | 0 | 0 | 0 | 0 | 0 | 0
2016-09-03 03:00 | 0 | 0 | 0 | 0 | 95181.3561 | 0 | 455399 | 0 | 0 | 0 | 0 | 616.5142 | 0 | 0 | 0 | 0 | 0 | 0 | 0 | 2171027.7877 | 0 | 0 | 0 | 0 | 0 | 0 | 0 | 0 | 0 | 0 | 0 | -83051.4577 | 0 | 0 | 0 | 0 | 0 | 0 | 0 | 0 | 0 | -277166.1862 | 0 | 0 | 0 | 0 | 0 | 0 | 0 | 0
2016-09-03 04:00 | 0 | 0 | 0 | 0 | 668857.3164 | 0 | 428410 | 0 | 0 | 0 | 0 | 83667.9719 | 0 | 0 | 0 | 0 | 0 | 0 | 0 | 2328423.6464 | 0 | 0 | 0 | 0 | 0 | 0 | 0 | 0 | 0 | 0 | 0 | 83051.4577 | 0 | 0 | 0 | 0 | 0 | 0 | 0 | 0 | 0 | 157395.8587 | 0 | 0 | 0 | 0 | 0 | 0 | 0 | 0
2016-09-03 05:00 | 0 | 0 | 0 | 0 | 45321.3561 | 0 | 405539 | 0 | 0 | 0 | 0 | 616.5142 | 0 | 0 | 0 | 0 | 0 | 0 | 0 | 2051257.4602 | 0 | 0 | 0 | 0 | 0 | 0 | 0 | 0 | 0 | 0 | 0 | -83051.4577 | 0 | 0 | 0 | 0 | 0 | 0 | 0 | 0 | 0 | -277166.1862 | 0 | 0 | 0 | 0 | 0 | 0 | 0 | 0
2016-09-03 06:00 | 0 | 0 | 0 | 0 | 602696.5317 | 0 | 386607 | 0 | 0 | 0 | 0 | 83667.9719 | 0 | 0 | 0 | 0 | 0 | 0 | 0 | 2184295.5342 | 0 | 0 | 0 | 0 | 0 | 0 | 0 | 0 | 0 | 0 | 0 | 83051.4577 | 0 | 0 | 0 | 0 | 0 | 0 | 0 | 0 | 0 | 133038.074 | 0 | 0 | 0 | 0 | 0 | 0 | 0 | 0
2016-09-03 07:00 | 0 | 0 | 0 | 0 | 571800.7308 | 0 | 372541 | 0 | 0 | 0 | 0 | 166719.4296 | 0 | 0 | 0 | 0 | 0 | 0 | 0 | 2297226.4511 | 0 | 3277.3561 | 0 | 0 | 0 | 0 | 0 | 0 | 0 | 0 | 0 | 83051.4577 | 0 | 0 | 0 | 0 | 0 | 0 | 0 | 0 | 0 | 112930.917 | 0 | 3277.3561 | 0 | 0 | 0 | 0 | 0 | 0
2016-09-03 08:00 | 0 | 0 | 0 | 0 | 0 | 0 | 363495 | 0 | 0 | 0 | 0 | 83667.9719 | 0 | 0 | 0 | 0 | 0 | 0 | 0 | 2020060.265 | 0 | 0 | 0 | 0 | 0 | 0 | 0 | 0 | 0 | 0 | 0 | -83051.4577 | 0 | 0 | 0 | 0 | 0 | 0 | 0 | 0 | 0 | -277166.1862 | 0 | -3277.3561 | 0 | 0 | 0 | 0 | 0 | 0
2016-09-03 09:00 | 0 | 0 | 0 | 0 | 0 | 0 | 359961 | 0 | 0 | 0 | 0 | 873.1581 | 0 | 0 | 0 | 0 | 0 | 0 | 0 | 1742894.0788 | 0 | 0 | 0 | 0 | 0 | 0 | 0 | 0 | 0 | 0 | 0 | -82794.8138 | 0 | 0 | 0 | 0 | 0 | 0 | 0 | 0 | 0 | -277166.1862 | 0 | 0 | 0 | 0 | 0 | 0 | 0 | 0
2016-09-03 10:00 | 0 | 0 | 0 | 0 | 468245.5203 | 0 | 362478 | 0 | 0 | 0 | 0 | 83924.6158 | 0 | 0 | 0 | 0 | 0 | 0 | 0 | 1765610.1414 | 0 | 0 | 0 | 0 | 0 | 0 | 0 | 0 | 0 | 0 | 0 | 83051.4577 | 0 | 0 | 0 | 0 | 0 | 0 | 0 | 0 | 0 | 22716.0626 | 0 | 0 | 0 | 0 | 0 | 0 | 0 | 0
2016-09-03 11:00 | 0 | 0 | 0 | 0 | 5257.3561 | 0 | 365475 | 0 | 0 | 0 | 0 | 873.1581 | 0 | 0 | 0 | 0 | 0 | 0 | 0 | 1488443.9552 | 0 | 0 | 0 | 0 | 0 | 0 | 0 | 0 | 0 | 0 | 0 | -83051.4577 | 0 | 0 | 0 | 0 | 0 | 0 | 0 | 0 | 0 | -277166.1862 | 0 | 0 | 0 | 0 | 0 | 0 | 0 | 0
2016-09-03 12:00 | 0 | 0 | 0 | 0 | 364440.2625 | 282.9209 | 378162 | 0 | 0 | 0 | 0 | 83924.6158 | 0 | 0 | 0 | 0 | 0 | 0 | 0 | 1391953.6809 | 0 | 0 | 0 | 0 | 0 | 0 | 0 | 0 | 0 | 0 | 0 | 83051.4577 | 0 | 0 | 0 | 0 | 0 | 0 | 0 | 0 | 0 | -96490.2743 | 0 | 0 | 0 | 0 | 0 | 0 | 0 | 0
2016-09-03 13:00 | 0 | 0 | 0 | 0 | 0 | 150114.5414 | 398947 | 0 | 0 | 0 | 0 | 873.1581 | 0 | 0 | 0 | 0 | 0 | 0 | 0 | 1226172.68 | 0 | 0 | 0 | 0 | 0 | 0 | 0 | 0 | 0 | 0 | 0 | -83051.4577 | 0 | 0 | 0 | 0 | 0 | 0 | 0 | 0 | 0 | -165781.0009 | 0 | 0 | 0 | 0 | 0 | 0 | 0 | 0
2016-09-03 14:00 | 0 | 0 | 0 | 0 | 210986.5326 | 488163.4955 | 422857 | 0 | 0 | 0 | 0 | 0 | 0 | 0 | 0 | 0 | 0 | 0 | 0 | 1503338.8662 | 0 | 0 | 0 | 0 | 0 | 0 | 0 | 0 | 0 | 0 | 0 | -873.1581 | 0 | 0 | 0 | 0 | 0 | 0 | 0 | 0 | 0 | 277166.1862 | 0 | 0 | 0 | 0 | 0 | 0 | 0 | 0
2016-09-03 15:00 | 0 | 0 | 0 | 0 | 116340.1026 | 689055.5413 | 445178 | 0 | 0 | 0 | 0 | 83051.4577 | 0 | 0 | 0 | 0 | 0 | 0 | 0 | 1780505.0523 | 0 | 0 | 0 | 0 | 0 | 0 | 0 | 0 | 0 | 0 | 0 | 83051.4577 | 0 | 0 | 0 | 0 | 0 | 0 | 0 | 0 | 0 | 277166.1862 | 0 | 0 | 0 | 0 | 0 | 0 | 0 | 0
2016-09-03 16:00 | 0 | 0 | 0 | 0 | 0 | 749428.2361 | 465906 | 0 | 0 | 0 | 0 | 89407.5077 | 0 | 0 | 0 | 0 | 0 | 0 | 0 | 2057671.2385 | 0 | 0 | 0 | 0 | 0 | 0 | 0 | 0 | 0 | 0 | 0 | 6356.05 | 0 | 0 | 0 | 0 | 0 | 0 | 0 | 0 | 0 | 277166.1862 | 0 | 0 | 0 | 0 | 0 | 0 | 0 | 0
2016-09-03 17:00 | 0 | 0 | 0 | 0 | 0 | 752072.1501 | 482753 | 0 | 0 | 0 | 0 | 81560.4716 | 0 | 0 | 0 | 0 | 0 | 0 | 0 | 2334837.4247 | 0 | 0 | 0 | 0 | 0 | 0 | 0 | 0 | 0 | 0 | 0 | -7847.0361 | 0 | 0 | 0 | 0 | 0 | 0 | 0 | 0 | 0 | 277166.1862 | 0 | 0 | 0 | 0 | 0 | 0 | 0 | 0
2016-09-03 18:00 | 0 | 0 | 0 | 0 | 0 | 744007.7342 | 496541 | 0 | 0 | 0 | 0 | 164611.9293 | 0 | 0 | 0 | 0 | 0 | 0 | 0 | 2499252.7011 | 0 | 0 | 0 | 0 | 0 | 0 | 0 | 0 | 0 | 0 | 0 | 83051.4577 | 0 | 0 | 0 | 0 | 0 | 0 | 0 | 0 | 0 | 164415.2765 | 0 | 0 | 0 | 0 | 0 | 0 | 0 | 0
2016-09-03 19:00 | 0 | 0 | 0 | 0 | 0 | 734106.8213 | 507892 | 0 | 0 | 0 | 0 | 113660.5644 | 0 | 0 | 0 | 0 | 0 | 0 | 0 | 2776418.8873 | 0 | 0 | 0 | 0 | 0 | 0 | 0 | 0 | 0 | 0 | 0 | -50951.3649 | 0 | 0 | 0 | 0 | 0 | 0 | 0 | 0 | 0 | 277166.1862 | 0 | 0 | 0 | 0 | 0 | 0 | 0 | 0
2016-09-03 20:00 | 0 | 0 | 0 | 0 | 0 | 731702.7511 | 516890 | 0 | 0 | 0 | 0 | 196712.0221 | 0 | 0 | 0 | 0 | 0 | 0 | 0 | 2908180.1807 | 0 | 0 | 0 | 0 | 0 | 0 | 0 | 0 | 0 | 0 | 0 | 83051.4577 | 0 | 0 | 0 | 0 | 0 | 0 | 0 | 0 | 0 | 131761.2934 | 0 | 0 | 0 | 0 | 0 | 0 | 0 | 0
2016-09-03 21:00 | 0 | 0 | 0 | 0 | 0 | 720294.4785 | 521120 | 0 | 0 | 0 | 0 | 118720.3144 | 0 | 0 | 0 | 0 | 0 | 0 | 0 | 3185346.3668 | 0 | 0 | 0 | 0 | 0 | 0 | 0 | 0 | 0 | 0 | 0 | -77991.7076 | 0 | 0 | 0 | 0 | 0 | 0 | 0 | 0 | 0 | 277166.1862 | 0 | 0 | 0 | 0 | 0 | 0 | 0 | 0
2016-09-03 22:00 | 0 | 0 | 0 | 0 | 0 | 679770.1934 | 517258 | 0 | 0 | 0 | 0 | 201771.7721 | 0 | 0 | 0 | 0 | 0 | 0 | 0 | 3264807.1026 | 0 | 0 | 0 | 0 | 0 | 0 | 0 | 0 | 0 | 0 | 0 | 83051.4577 | 0 | 0 | 0 | 0 | 0 | 0 | 0 | 0 | 0 | 79460.7357 | 0 | 0 | 0 | 0 | 0 | 0 | 0 | 0
2016-09-03 23:00 | 0 | 0 | 0 | 0 | 0 | 579100.3856 | 507028 | 0 | 0 | 0 | 0 | 118720.3144 | 0 | 0 | 0 | 0 | 0 | 0 | 0 | 3419930.9458 | 0 | 0 | 0 | 0 | 0 | 0 | 0 | 0 | 0 | 0 | 0 | -83051.4577 | 0 | 0 | 0 | 0 | 0 | 0 | 0 | 0 | 0 | 155123.8433 | 0 | 0 | 0 | 0 | 0 | 0 | 0 | 0
2016-09-04 | 0 | 0 | 0 | 0 | 0 | 381929.5041 | 497324 | 0 | 0 | 0 | 0 | 35668.8567 | 0 | 0 | 0 | 0 | 0 | 0 | 0 | 3387587.9076 | 0 | 0 | 0 | 0 | 0 | 0 | 0 | 0 | 0 | 0 | 0 | -83051.4577 | 0 | 0 | 0 | 0 | 0 | 0 | 0 | 0 | 0 | -32343.0382 | 0 | 0 | 0 | 0 | 0 | 0 | 0 | 0
2016-09-04 01:00 | 0 | 0 | 0 | 0 | 216096.3964 | 72897.8752 | 483109 | 0 | 0 | 0 | 0 | 118720.3144 | 0 | 0 | 0 | 0 | 0 | 0 | 0 | 3110421.7214 | 0 | 0 | 0 | 0 | 0 | 0 | 0 | 0 | 0 | 0 | 0 | 83051.4577 | 0 | 0 | 0 | 0 | 0 | 0 | 0 | 0 | 0 | -277166.1862 | 0 | 0 | 0 | 0 | 0 | 0 | 0 | 0
2016-09-04 02:00 | 0 | 0 | 0 | 0 | 638577.7833 | 11.2344 | 460774 | 0 | 0 | 0 | 0 | 83051.4577 | 0 | 0 | 0 | 0 | 0 | 0 | 0 | 3323905.5959 | 0 | 0 | 0 | 0 | 0 | 0 | 0 | 0 | 0 | 0 | 0 | -35668.8567 | 0 | 0 | 0 | 0 | 0 | 0 | 0 | 0 | 0 | 213483.8744 | 0 | 0 | 0 | 0 | 0 | 0 | 0 | 0
2016-09-04 03:00 | 0 | 0 | 0 | 0 | 75103.3561 | 0 | 435321 | 0 | 0 | 0 | 0 | 0 | 0 | 0 | 0 | 0 | 0 | 0 | 0 | 3046739.4097 | 0 | 0 | 0 | 0 | 0 | 0 | 0 | 0 | 0 | 0 | 0 | -83051.4577 | 0 | 0 | 0 | 0 | 0 | 0 | 0 | 0 | 0 | -277166.1862 | 0 | 0 | 0 | 0 | 0 | 0 | 0 | 0
2016-09-04 04:00 | 0 | 0 | 0 | 0 | 216743.2715 | 0 | 410858 | 0 | 0 | 0 | 0 | 83051.4577 | 0 | 0 | 0 | 0 | 0 | 0 | 0 | 2769573.2235 | 0 | 0 | 0 | 0 | 0 | 0 | 0 | 0 | 0 | 0 | 0 | 83051.4577 | 0 | 0 | 0 | 0 | 0 | 0 | 0 | 0 | 0 | -277166.1862 | 0 | 0 | 0 | 0 | 0 | 0 | 0 | 0
2016-09-04 05:00 | 0 | 0 | 0 | 0 | 538656.3153 | 0 | 389279 | 0 | 0 | 0 | 0 | 166102.9154 | 0 | 0 | 0 | 0 | 0 | 0 | 0 | 2823977.725 | 0 | 11921.3561 | 0 | 0 | 0 | 0 | 0 | 0 | 0 | 0 | 0 | 83051.4577 | 0 | 0 | 0 | 0 | 0 | 0 | 0 | 0 | 0 | 54404.5015 | 0 | 11921.3561 | 0 | 0 | 0 | 0 | 0 | 0
2016-09-04 06:00 | 0 | 0 | 0 | 0 | 0 | 0 | 372139 | 0 | 0 | 0 | 0 | 83051.4577 | 0 | 0 | 0 | 0 | 0 | 0 | 0 | 2546811.5389 | 0 | 0 | 0 | 0 | 0 | 0 | 0 | 0 | 0 | 0 | 0 | -83051.4577 | 0 | 0 | 0 | 0 | 0 | 0 | 0 | 0 | 0 | -277166.1862 | 0 | -11921.3561 | 0 | 0 | 0 | 0 | 0 | 0
2016-09-04 07:00 | 0 | 0 | 0 | 0 | 0 | 0 | 359705 | 0 | 0 | 0 | 0 | 0 | 0 | 0 | 0 | 0 | 0 | 0 | 0 | 2270157.9966 | 0 | 0 | 0 | 0 | 0 | 0 | 0 | 0 | 0 | 0 | 0 | -83051.4577 | 0 | 0 | 0 | 0 | 0 | 0 | 0 | 0 | 0 | -276653.5423 | 0 | 0 | 0 | 0 | 0 | 0 | 0 | 0
2016-09-04 08:00 | 0 | 0 | 0 | 0 | 438793.6935 | 0 | 352011 | 0 | 0 | 0 | 0 | 83051.4577 | 0 | 0 | 0 | 0 | 0 | 0 | 0 | 2273889.2324 | 0 | 0 | 0 | 0 | 0 | 0 | 0 | 0 | 0 | 0 | 0 | 83051.4577 | 0 | 0 | 0 | 0 | 0 | 0 | 0 | 0 | 0 | 3731.2358 | 0 | 0 | 0 | 0 | 0 | 0 | 0 | 0
2016-09-04 09:00 | 0 | 0 | 0 | 0 | 0 | 0 | 348343 | 0 | 0 | 0 | 0 | 0 | 0 | 0 | 0 | 0 | 0 | 0 | 0 | 2008597.6901 | 0 | 0 | 0 | 0 | 0 | 0 | 0 | 0 | 0 | 0 | 0 | -83051.4577 | 0 | 0 | 0 | 0 | 0 | 0 | 0 | 0 | 0 | -265291.5423 | 0 | 0 | 0 | 0 | 0 | 0 | 0 | 0
2016-09-04 10:00 | 0 | 0 | 0 | 0 | 409121.2174 | 0 | 347660 | 0 | 0 | 0 | 0 | 0 | 0 | 0 | 0 | 0 | 0 | 0 | 0 | 2070058.9075 | 0 | 0 | 0 | 0 | 0 | 0 | 0 | 0 | 0 | 0 | 0 | 0 | 0 | 0 | 0 | 0 | 0 | 0 | 0 | 0 | 0 | 61461.2174 | 0 | 0 | 0 | 0 | 0 | 0 | 0 | 0
2016-09-04 11:00 | 0 | 0 | 0 | 0 | 397837.3275 | 0 | 350404 | 0 | 0 | 0 | 0 | 83051.4577 | 0 | 0 | 0 | 0 | 0 | 0 | 0 | 2032132.5883 | 0 | 2308.1889 | 0 | 0 | 0 | 0 | 0 | 0 | 0 | 0 | 0 | 83051.4577 | 0 | 0 | 0 | 0 | 0 | 0 | 0 | 0 | 0 | -37926.3191 | 0 | 2308.1889 | 0 | 0 | 0 | 0 | 0 | 0
2016-09-04 12:00 | 0 | 0 | 0 | 0 | 0 | 196.1672 | 362722 | 0 | 0 | 0 | 0 | 0 | 0 | 0 | 0 | 0 | 0 | 0 | 0 | 1754966.4022 | 0 | 0 | 0 | 0 | 0 | 0 | 0 | 0 | 0 | 0 | 0 | -83051.4577 | 0 | 0 | 0 | 0 | 0 | 0 | 0 | 0 | 0 | -277166.1862 | 0 | -2308.1889 | 0 | 0 | 0 | 0 | 0 | 0
2016-09-04 13:00 | 0 | 0 | 0 | 0 | 331627.7752 | 166222.0773 | 385606 | 0 | 0 | 0 | 0 | 0 | 0 | 0 | 0 | 0 | 0 | 0 | 0 | 1867210.2546 | 0 | 0 | 0 | 0 | 0 | 0 | 0 | 0 | 0 | 0 | 0 | 0 | 0 | 0 | 0 | 0 | 0 | 0 | 0 | 0 | 0 | 112243.8525 | 0 | 0 | 0 | 0 | 0 | 0 | 0 | 0
2016-09-04 14:00 | 0 | 0 | 0 | 0 | 133297.5928 | 555386.5934 | 411518 | 0 | 0 | 0 | 0 | 0 | 0 | 0 | 0 | 0 | 0 | 0 | 0 | 2144376.4408 | 0 | 0 | 0 | 0 | 0 | 0 | 0 | 0 | 0 | 0 | 0 | 0 | 0 | 0 | 0 | 0 | 0 | 0 | 0 | 0 | 0 | 277166.1862 | 0 | 0 | 0 | 0 | 0 | 0 | 0 | 0
2016-09-04 15:00 | 0 | 0 | 0 | 0 | 0 | 776378.5713 | 436974 | 0 | 0 | 0 | 0 | 62238.3851 | 0 | 0 | 0 | 0 | 0 | 0 | 0 | 2421542.627 | 0 | 0 | 0 | 0 | 0 | 0 | 0 | 0 | 0 | 0 | 0 | 62238.3851 | 0 | 0 | 0 | 0 | 0 | 0 | 0 | 0 | 0 | 277166.1862 | 0 | 0 | 0 | 0 | 0 | 0 | 0 | 0
2016-09-04 16:00 | 0 | 0 | 0 | 0 | 7846.608 | 814222.0358 | 461851 | 0 | 0 | 0 | 0 | 145289.8428 | 0 | 0 | 0 | 0 | 0 | 0 | 0 | 2698708.8131 | 0 | 0 | 0 | 0 | 0 | 0 | 0 | 0 | 0 | 0 | 0 | 83051.4577 | 0 | 0 | 0 | 0 | 0 | 0 | 0 | 0 | 0 | 277166.1862 | 0 | 0 | 0 | 0 | 0 | 0 | 0 | 0
2016-09-04 17:00 | 0 | 0 | 0 | 0 | 0 | 819483.6866 | 483097 | 0 | 0 | 0 | 0 | 209992.9368 | 0 | 0 | 0 | 0 | 0 | 0 | 0 | 2970392.4058 | 0 | 0 | 0 | 0 | 0 | 0 | 0 | 0 | 0 | 0 | 0 | 64703.094 | 0 | 0 | 0 | 0 | 0 | 0 | 0 | 0 | 0 | 271683.5926 | 0 | 0 | 0 | 0 | 0 | 0 | 0 | 0
2016-09-04 18:00 | 0 | 0 | 0 | 0 | 0 | 813088.0591 | 499644 | 0 | 0 | 0 | 0 | 246270.8098 | 0 | 0 | 0 | 0 | 0 | 0 | 0 | 3247558.5919 | 0 | 0 | 0 | 0 | 0 | 0 | 0 | 0 | 0 | 0 | 0 | 36277.873 | 0 | 0 | 0 | 0 | 0 | 0 | 0 | 0 | 0 | 277166.1862 | 0 | 0 | 0 | 0 | 0 | 0 | 0 | 0
2016-09-04 19:00 | 0 | 0 | 0 | 0 | 0 | 805359.4319 | 512563 | 0 | 0 | 0 | 0 | 261901.0555 | 0 | 0 | 0 | 0 | 0 | 0 | 0 | 3524724.7781 | 0 | 0 | 0 | 0 | 0 | 0 | 0 | 0 | 0 | 0 | 0 | 15630.2458 | 0 | 0 | 0 | 0 | 0 | 0 | 0 | 0 | 0 | 277166.1862 | 0 | 0 | 0 | 0 | 0 | 0 | 0 | 0
2016-09-04 20:00 | 0 | 0 | 0 | 0 | 0 | 807894.9098 | 522026 | 0 | 0 | 0 | 0 | 270603.7792 | 0 | 0 | 0 | 0 | 0 | 0 | 0 | 3801890.9643 | 0 | 0 | 0 | 0 | 0 | 0 | 0 | 0 | 0 | 0 | 0 | 8702.7237 | 0 | 0 | 0 | 0 | 0 | 0 | 0 | 0 | 0 | 277166.1862 | 0 | 0 | 0 | 0 | 0 | 0 | 0 | 0
2016-09-04 21:00 | 0 | 0 | 0 | 0 | 0 | 808537.2873 | 526330 | 0 | 0 | 0 | 0 | 353655.2369 | 0 | 0 | 0 | 0 | 0 | 0 | 0 | 4001046.7938 | 0 | 0 | 0 | 0 | 0 | 0 | 0 | 0 | 0 | 0 | 0 | 83051.4577 | 0 | 0 | 0 | 0 | 0 | 0 | 0 | 0 | 0 | 199155.8296 | 0 | 0 | 0 | 0 | 0 | 0 | 0 | 0
2016-09-04 22:00 | 0 | 0 | 0 | 0 | 0 | 777461.7801 | 521745 | 0 | 0 | 0 | 0 | 332205.8308 | 0 | 0 | 0 | 0 | 0 | 0 | 0 | 4278212.98 | 0 | 0 | 0 | 0 | 0 | 0 | 0 | 0 | 0 | 0 | 0 | -21449.4061 | 0 | 0 | 0 | 0 | 0 | 0 | 0 | 0 | 0 | 277166.1862 | 0 | 0 | 0 | 0 | 0 | 0 | 0 | 0
2016-09-04 23:00 | 0 | 0 | 0 | 0 | 0 | 669779.7655 | 509010 | 0 | 0 | 0 | 0 | 249154.3731 | 0 | 0 | 0 | 0 | 0 | 0 | 0 | 4522034.2032 | 0 | 0 | 0 | 0 | 0 | 0 | 0 | 0 | 0 | 0 | 0 | -83051.4577 | 0 | 0 | 0 | 0 | 0 | 0 | 0 | 0 | 0 | 243821.2232 | 0 | 0 | 0 | 0 | 0 | 0 | 0 | 0
2016-09-05 | 0 | 0 | 0 | 0 | 0 | 444986.5031 | 499706 | 0 | 0 | 0 | 0 | 166102.9154 | 0 | 0 | 0 | 0 | 0 | 0 | 0 | 4550366.164 | 0 | 0 | 0 | 0 | 0 | 0 | 0 | 0 | 0 | 0 | 0 | -83051.4577 | 0 | 0 | 0 | 0 | 0 | 0 | 0 | 0 | 0 | 28331.9608 | 0 | 0 | 0 | 0 | 0 | 0 | 0 | 0
2016-09-05 01:00 | 0 | 0 | 0 | 0 | 211749.609 | 79630.6626 | 485495 | 0 | 0 | 0 | 0 | 249154.3731 | 0 | 0 | 0 | 0 | 0 | 0 | 0 | 4273199.9778 | 0 | 0 | 0 | 0 | 0 | 0 | 0 | 0 | 0 | 0 | 0 | 83051.4577 | 0 | 0 | 0 | 0 | 0 | 0 | 0 | 0 | 0 | -277166.1862 | 0 | 0 | 0 | 0 | 0 | 0 | 0 | 0
2016-09-05 02:00 | 0 | 0 | 0 | 0 | 102505.8119 | 13.5443 | 462737 | 0 | 0 | 0 | 0 | 166102.9154 | 0 | 0 | 0 | 0 | 0 | 0 | 0 | 3996033.7917 | 0 | 0 | 0 | 0 | 0 | 0 | 0 | 0 | 0 | 0 | 0 | -83051.4577 | 0 | 0 | 0 | 0 | 0 | 0 | 0 | 0 | 0 | -277166.1862 | 0 | 0 | 0 | 0 | 0 | 0 | 0 | 0
2016-09-05 03:00 | 0 | 0 | 0 | 0 | 76871.3561 | 0 | 437089 | 0 | 0 | 0 | 0 | 83051.4577 | 0 | 0 | 0 | 0 | 0 | 0 | 0 | 3718867.6055 | 0 | 0 | 0 | 0 | 0 | 0 | 0 | 0 | 0 | 0 | 0 | -83051.4577 | 0 | 0 | 0 | 0 | 0 | 0 | 0 | 0 | 0 | -277166.1862 | 0 | 0 | 0 | 0 | 0 | 0 | 0 | 0
2016-09-05 04:00 | 0 | 0 | 0 | 0 | 620624.6457 | 0 | 412375 | 0 | 0 | 0 | 0 | 166102.9154 | 0 | 0 | 0 | 0 | 0 | 0 | 0 | 3844065.7936 | 0 | 0 | 0 | 0 | 0 | 0 | 0 | 0 | 0 | 0 | 0 | 83051.4577 | 0 | 0 | 0 | 0 | 0 | 0 | 0 | 0 | 0 | 125198.188 | 0 | 0 | 0 | 0 | 0 | 0 | 0 | 0
2016-09-05 05:00 | 0 | 0 | 0 | 0 | 29692.3561 | 0 | 389910 | 0 | 0 | 0 | 0 | 83051.4577 | 0 | 0 | 0 | 0 | 0 | 0 | 0 | 3566899.6074 | 0 | 0 | 0 | 0 | 0 | 0 | 0 | 0 | 0 | 0 | 0 | -83051.4577 | 0 | 0 | 0 | 0 | 0 | 0 | 0 | 0 | 0 | -277166.1862 | 0 | 0 | 0 | 0 | 0 | 0 | 0 | 0
2016-09-05 06:00 | 0 | 0 | 0 | 0 | 13155.3561 | 0 | 373373 | 0 | 0 | 0 | 0 | 0 | 0 | 0 | 0 | 0 | 0 | 0 | 0 | 3289733.4212 | 0 | 0 | 0 | 0 | 0 | 0 | 0 | 0 | 0 | 0 | 0 | -83051.4577 | 0 | 0 | 0 | 0 | 0 | 0 | 0 | 0 | 0 | -277166.1862 | 0 | 0 | 0 | 0 | 0 | 0 | 0 | 0
2016-09-05 07:00 | 0 | 0 | 0 | 0 | 555170.4785 | 0 | 361629 | 0 | 0 | 0 | 0 | 83051.4577 | 0 | 0 | 0 | 0 | 0 | 0 | 0 | 3400223.442 | 0 | 0 | 0 | 0 | 0 | 0 | 0 | 0 | 0 | 0 | 0 | 83051.4577 | 0 | 0 | 0 | 0 | 0 | 0 | 0 | 0 | 0 | 110490.0208 | 0 | 0 | 0 | 0 | 0 | 0 | 0 | 0
2016-09-05 08:00 | 0 | 0 | 0 | 0 | 0 | 0 | 354901 | 0 | 0 | 0 | 0 | 0 | 0 | 0 | 0 | 0 | 0 | 0 | 0 | 3128373.8997 | 0 | 0 | 0 | 0 | 0 | 0 | 0 | 0 | 0 | 0 | 0 | -83051.4577 | 0 | 0 | 0 | 0 | 0 | 0 | 0 | 0 | 0 | -271849.5423 | 0 | 0 | 0 | 0 | 0 | 0 | 0 | 0
2016-09-05 09:00 | 0 | 0 | 0 | 0 | 76030.8138 | 0 | 353197 | 0 | 0 | 0 | 0 | 0 | 0 | 0 | 0 | 0 | 0 | 0 | 0 | 2851207.7135 | 0 | 0 | 0 | 0 | 0 | 0 | 0 | 0 | 0 | 0 | 0 | 0 | 0 | 0 | 0 | 0 | 0 | 0 | 0 | 0 | 0 | -277166.1862 | 0 | 0 | 0 | 0 | 0 | 0 | 0 | 0
2016-09-05 10:00 | 0 | 0 | 0 | 0 | 482066.878 | 0 | 356613 | 0 | 0 | 0 | 0 | 83051.4577 | 0 | 0 | 0 | 0 | 0 | 0 | 0 | 2893610.1338 | 0 | 0 | 0 | 0 | 0 | 0 | 0 | 0 | 0 | 0 | 0 | 83051.4577 | 0 | 0 | 0 | 0 | 0 | 0 | 0 | 0 | 0 | 42402.4203 | 0 | 0 | 0 | 0 | 0 | 0 | 0 | 0
2016-09-05 11:00 | 0 | 0 | 0 | 0 | 0 | 0 | 359505 | 0 | 0 | 0 | 0 | 0 | 0 | 0 | 0 | 0 | 0 | 0 | 0 | 2617156.5915 | 0 | 0 | 0 | 0 | 0 | 0 | 0 | 0 | 0 | 0 | 0 | -83051.4577 | 0 | 0 | 0 | 0 | 0 | 0 | 0 | 0 | 0 | -276453.5423 | 0 | 0 | 0 | 0 | 0 | 0 | 0 | 0
2016-09-05 12:00 | 0 | 0 | 0 | 0 | 383263.1484 | 152.1116 | 371656 | 0 | 0 | 0 | 0 | 0 | 0 | 0 | 0 | 0 | 0 | 0 | 0 | 2628915.8515 | 0 | 0 | 0 | 0 | 0 | 0 | 0 | 0 | 0 | 0 | 0 | 0 | 0 | 0 | 0 | 0 | 0 | 0 | 0 | 0 | 0 | 11759.26 | 0 | 0 | 0 | 0 | 0 | 0 | 0 | 0
2016-09-05 13:00 | 0 | 0 | 0 | 0 | 340476.3929 | 165527.8305 | 397428 | 0 | 0 | 0 | 0 | 83051.4577 | 0 | 0 | 0 | 0 | 0 | 0 | 0 | 2654440.6173 | 0 | 0 | 0 | 0 | 0 | 0 | 0 | 0 | 0 | 0 | 0 | 83051.4577 | 0 | 0 | 0 | 0 | 0 | 0 | 0 | 0 | 0 | 25524.7657 | 0 | 0 | 0 | 0 | 0 | 0 | 0 | 0
2016-09-05 14:00 | 0 | 0 | 0 | 0 | 22332.0806 | 601371.6479 | 429589 | 0 | 0 | 0 | 0 | 0 | 0 | 0 | 0 | 0 | 0 | 0 | 0 | 2931606.8034 | 0 | 0 | 0 | 0 | 0 | 0 | 0 | 0 | 0 | 0 | 0 | -83051.4577 | 0 | 0 | 0 | 0 | 0 | 0 | 0 | 0 | 0 | 277166.1862 | 0 | 0 | 0 | 0 | 0 | 0 | 0 | 0
2016-09-05 15:00 | 0 | 0 | 0 | 0 | 0 | 827894.8012 | 461590 | 0 | 0 | 0 | 0 | 83051.4577 | 0 | 0 | 0 | 0 | 0 | 0 | 0 | 3208772.9896 | 0 | 6087.1573 | 0 | 0 | 0 | 0 | 0 | 0 | 0 | 0 | 0 | 83051.4577 | 0 | 0 | 0 | 0 | 0 | 0 | 0 | 0 | 0 | 277166.1862 | 0 | 6087.1573 | 0 | 0 | 0 | 0 | 0 | 0
2016-09-05 16:00 | 0 | 0 | 0 | 0 | 0 | 852042.725 | 490153 | 0 | 0 | 0 | 0 | 166102.9154 | 0 | 0 | 0 | 0 | 0 | 0 | 0 | 3466164.793 | 0 | 27533.6212 | 0 | 0 | 0 | 0 | 0 | 0 | 0 | 0 | 0 | 83051.4577 | 0 | 0 | 0 | 0 | 0 | 0 | 0 | 0 | 0 | 257391.8034 | 0 | 21446.4639 | 0 | 0 | 0 | 0 | 0 | 0
2016-09-05 17:00 | 0 | 0 | 0 | 0 | 0 | 846513.0227 | 513829 | 0 | 0 | 0 | 0 | 249154.3731 | 0 | 0 | 0 | 0 | 0 | 0 | 0 | 3743330.9792 | 0 | 0 | 0 | 0 | 0 | 0 | 0 | 0 | 0 | 0 | 0 | 83051.4577 | 0 | 0 | 0 | 0 | 0 | 0 | 0 | 0 | 0 | 277166.1862 | 0 | -27533.6212 | 0 | 0 | 0 | 0 | 0 | 0
2016-09-05 18:00 | 0 | 0 | 0 | 0 | 0 | 830340.2328 | 532803 | 0 | 0 | 0 | 0 | 332205.8308 | 0 | 0 | 0 | 0 | 0 | 0 | 0 | 3957816.7543 | 0 | 0 | 0 | 0 | 0 | 0 | 0 | 0 | 0 | 0 | 0 | 83051.4577 | 0 | 0 | 0 | 0 | 0 | 0 | 0 | 0 | 0 | 214485.7751 | 0 | 0 | 0 | 0 | 0 | 0 | 0 | 0
2016-09-05 19:00 | 0 | 0 | 0 | 0 | 0 | 816796.5969 | 547506 | 0 | 0 | 0 | 0 | 324330.2415 | 0 | 0 | 0 | 0 | 0 | 0 | 0 | 4234982.9405 | 0 | 0 | 0 | 0 | 0 | 0 | 0 | 0 | 0 | 0 | 0 | -7875.5893 | 0 | 0 | 0 | 0 | 0 | 0 | 0 | 0 | 0 | 277166.1862 | 0 | 0 | 0 | 0 | 0 | 0 | 0 | 0
2016-09-05 20:00 | 0 | 0 | 0 | 0 | 0 | 816600.0915 | 559333 | 0 | 0 | 0 | 0 | 304431.1469 | 0 | 0 | 0 | 0 | 0 | 0 | 0 | 4512149.1266 | 0 | 0 | 0 | 0 | 0 | 0 | 0 | 0 | 0 | 0 | 0 | -19899.0946 | 0 | 0 | 0 | 0 | 0 | 0 | 0 | 0 | 0 | 277166.1862 | 0 | 0 | 0 | 0 | 0 | 0 | 0 | 0
2016-09-05 21:00 | 0 | 0 | 0 | 0 | 0 | 812602.5149 | 567243 | 0 | 0 | 0 | 0 | 272624.4756 | 0 | 0 | 0 | 0 | 0 | 0 | 0 | 4789315.3128 | 0 | 0 | 0 | 0 | 0 | 0 | 0 | 0 | 0 | 0 | 0 | -31806.6713 | 0 | 0 | 0 | 0 | 0 | 0 | 0 | 0 | 0 | 277166.1862 | 0 | 0 | 0 | 0 | 0 | 0 | 0 | 0
2016-09-05 22:00 | 0 | 0 | 0 | 0 | 0 | 782094.773 | 566801 | 0 | 0 | 0 | 0 | 210752.0625 | 0 | 0 | 0 | 0 | 0 | 0 | 0 | 5066481.499 | 0 | 0 | 0 | 0 | 0 | 0 | 0 | 0 | 0 | 0 | 0 | -61872.4132 | 0 | 0 | 0 | 0 | 0 | 0 | 0 | 0 | 0 | 277166.1862 | 0 | 0 | 0 | 0 | 0 | 0 | 0 | 0
2016-09-05 23:00 | 0 | 0 | 0 | 0 | 0 | 672969.901 | 558791 | 0 | 0 | 0 | 0 | 127700.6048 | 0 | 0 | 0 | 0 | 0 | 0 | 0 | 5263711.8576 | 0 | 0 | 0 | 0 | 0 | 0 | 0 | 0 | 0 | 0 | 0 | -83051.4577 | 0 | 0 | 0 | 0 | 0 | 0 | 0 | 0 | 0 | 197230.3587 | 0 | 0 | 0 | 0 | 0 | 0 | 0 | 0
2016-09-06 | 0 | 0 | 0 | 0 | 0 | 436773.5423 | 553560 | 0 | 0 | 0 | 0 | 210752.0625 | 0 | 0 | 0 | 0 | 0 | 0 | 0 | 5063873.9422 | 0 | 0 | 0 | 0 | 0 | 0 | 0 | 0 | 0 | 0 | 0 | 83051.4577 | 0 | 0 | 0 | 0 | 0 | 0 | 0 | 0 | 0 | -199837.9154 | 0 | 0 | 0 | 0 | 0 | 0 | 0 | 0
2016-09-06 01:00 | 0 | 0 | 0 | 0 | 101895.5248 | 74539.8313 | 536653 | 0 | 0 | 0 | 0 | 127700.6048 | 0 | 0 | 0 | 0 | 0 | 0 | 0 | 4786707.756 | 0 | 0 | 0 | 0 | 0 | 0 | 0 | 0 | 0 | 0 | 0 | -83051.4577 | 0 | 0 | 0 | 0 | 0 | 0 | 0 | 0 | 0 | -277166.1862 | 0 | 0 | 0 | 0 | 0 | 0 | 0 | 0
2016-09-06 02:00 | 0 | 0 | 0 | 0 | 602489.3894 | 7.0661 | 505417 | 0 | 0 | 0 | 0 | 83051.4577 | 0 | 0 | 0 | 0 | 0 | 0 | 0 | 4928436.3586 | 0 | 0 | 0 | 0 | 0 | 0 | 0 | 0 | 0 | 0 | 0 | -44649.1471 | 0 | 0 | 0 | 0 | 0 | 0 | 0 | 0 | 0 | 141728.6025 | 0 | 0 | 0 | 0 | 0 | 0 | 0 | 0
2016-09-06 03:00 | 0 | 0 | 0 | 0 | 111622.3561 | 0 | 471840 | 0 | 0 | 0 | 0 | 0 | 0 | 0 | 0 | 0 | 0 | 0 | 0 | 4651270.1724 | 0 | 0 | 0 | 0 | 0 | 0 | 0 | 0 | 0 | 0 | 0 | -83051.4577 | 0 | 0 | 0 | 0 | 0 | 0 | 0 | 0 | 0 | -277166.1862 | 0 | 0 | 0 | 0 | 0 | 0 | 0 | 0
2016-09-06 04:00 | 0 | 0 | 0 | 0 | 247785.2715 | 0 | 441900 | 0 | 0 | 0 | 0 | 83051.4577 | 0 | 0 | 0 | 0 | 0 | 0 | 0 | 4374103.9862 | 0 | 0 | 0 | 0 | 0 | 0 | 0 | 0 | 0 | 0 | 0 | 83051.4577 | 0 | 0 | 0 | 0 | 0 | 0 | 0 | 0 | 0 | -277166.1862 | 0 | 0 | 0 | 0 | 0 | 0 | 0 | 0
2016-09-06 05:00 | 0 | 0 | 0 | 0 | 520596.943 | 0 | 416467 | 0 | 0 | 0 | 0 | 166102.9154 | 0 | 0 | 0 | 0 | 0 | 0 | 0 | 4395182.4715 | 0 | 0 | 0 | 0 | 0 | 0 | 0 | 0 | 0 | 0 | 0 | 83051.4577 | 0 | 0 | 0 | 0 | 0 | 0 | 0 | 0 | 0 | 21078.4853 | 0 | 0 | 0 | 0 | 0 | 0 | 0 | 0
2016-09-06 06:00 | 0 | 0 | 0 | 0 | 37513.3561 | 0 | 397731 | 0 | 0 | 0 | 0 | 83051.4577 | 0 | 0 | 0 | 0 | 0 | 0 | 0 | 4118016.2854 | 0 | 0 | 0 | 0 | 0 | 0 | 0 | 0 | 0 | 0 | 0 | -83051.4577 | 0 | 0 | 0 | 0 | 0 | 0 | 0 | 0 | 0 | -277166.1862 | 0 | 0 | 0 | 0 | 0 | 0 | 0 | 0
2016-09-06 07:00 | 0 | 0 | 0 | 0 | 25345.3561 | 0 | 385563 | 0 | 0 | 0 | 0 | 0 | 0 | 0 | 0 | 0 | 0 | 0 | 0 | 3840850.0992 | 0 | 0 | 0 | 0 | 0 | 0 | 0 | 0 | 0 | 0 | 0 | -83051.4577 | 0 | 0 | 0 | 0 | 0 | 0 | 0 | 0 | 0 | -277166.1862 | 0 | 0 | 0 | 0 | 0 | 0 | 0 | 0
2016-09-06 08:00 | 0 | 0 | 0 | 0 | 487406.9381 | 0 | 381781 | 0 | 0 | 0 | 0 | 83051.4577 | 0 | 0 | 0 | 0 | 0 | 0 | 0 | 3863424.5797 | 0 | 0 | 0 | 0 | 0 | 0 | 0 | 0 | 0 | 0 | 0 | 83051.4577 | 0 | 0 | 0 | 0 | 0 | 0 | 0 | 0 | 0 | 22574.4804 | 0 | 0 | 0 | 0 | 0 | 0 | 0 | 0
2016-09-06 09:00 | 0 | 0 | 0 | 0 | 30196.3561 | 0 | 390414 | 0 | 0 | 0 | 0 | 0 | 0 | 0 | 0 | 0 | 0 | 0 | 0 | 3586258.3935 | 0 | 0 | 0 | 0 | 0 | 0 | 0 | 0 | 0 | 0 | 0 | -83051.4577 | 0 | 0 | 0 | 0 | 0 | 0 | 0 | 0 | 0 | -277166.1862 | 0 | 0 | 0 | 0 | 0 | 0 | 0 | 0
2016-09-06 10:00 | 0 | 0 | 0 | 0 | 456267.0541 | 0 | 414539 | 0 | 0 | 0 | 0 | 83051.4577 | 0 | 0 | 0 | 0 | 0 | 0 | 0 | 3544934.9899 | 0 | 0 | 0 | 0 | 0 | 0 | 0 | 0 | 0 | 0 | 0 | 83051.4577 | 0 | 0 | 0 | 0 | 0 | 0 | 0 | 0 | 0 | -41323.4036 | 0 | 0 | 0 | 0 | 0 | 0 | 0 | 0
2016-09-06 11:00 | 0 | 0 | 0 | 0 | 438007.0098 | 0 | 437133 | 0 | 0 | 0 | 0 | 0 | 0 | 0 | 0 | 0 | 0 | 0 | 0 | 3628860.4574 | 0 | 0 | 0 | 0 | 0 | 0 | 0 | 0 | 0 | 0 | 0 | -83051.4577 | 0 | 0 | 0 | 0 | 0 | 0 | 0 | 0 | 0 | 83925.4675 | 0 | 0 | 0 | 0 | 0 | 0 | 0 | 0
2016-09-06 12:00 | 0 | 0 | 0 | 0 | 397920.0916 | 108.3846 | 457047 | 0 | 0 | 0 | 0 | 83051.4577 | 0 | 0 | 0 | 0 | 0 | 0 | 0 | 3486790.4759 | 0 | 0 | 0 | 0 | 0 | 0 | 0 | 0 | 0 | 0 | 0 | 83051.4577 | 0 | 0 | 0 | 0 | 0 | 0 | 0 | 0 | 0 | -142069.9815 | 0 | 0 | 0 | 0 | 0 | 0 | 0 | 0
2016-09-06 13:00 | 0 | 0 | 0 | 0 | 0 | 147309.4002 | 482950 | 0 | 0 | 0 | 0 | 0 | 0 | 0 | 0 | 0 | 0 | 0 | 0 | 3234201.3338 | 0 | 0 | 0 | 0 | 0 | 0 | 0 | 0 | 0 | 0 | 0 | -83051.4577 | 0 | 0 | 0 | 0 | 0 | 0 | 0 | 0 | 0 | -252589.1421 | 0 | 0 | 0 | 0 | 0 | 0 | 0 | 0
2016-09-06 14:00 | 0 | 0 | 0 | 0 | 0 | 557864.9838 | 513254 | 0 | 0 | 0 | 0 | 0 | 0 | 0 | 0 | 0 | 0 | 0 | 0 | 3278812.3176 | 0 | 0 | 0 | 0 | 0 | 0 | 0 | 0 | 0 | 0 | 0 | 0 | 0 | 0 | 0 | 0 | 0 | 0 | 0 | 0 | 0 | 44610.9838 | 0 | 0 | 0 | 0 | 0 | 0 | 0 | 0
2016-09-06 15:00 | 0 | 0 | 0 | 0 | 152304.5977 | 751179.0462 | 543266 | 0 | 0 | 0 | 0 | 83051.4577 | 0 | 0 | 0 | 0 | 0 | 0 | 0 | 3555978.5038 | 0 | 0 | 0 | 0 | 0 | 0 | 0 | 0 | 0 | 0 | 0 | 83051.4577 | 0 | 0 | 0 | 0 | 0 | 0 | 0 | 0 | 0 | 277166.1862 | 0 | 0 | 0 | 0 | 0 | 0 | 0 | 0
2016-09-06 16:00 | 0 | 0 | 0 | 0 | 0 | 768115.7139 | 570498 | 0 | 0 | 0 | 0 | 4694.0102 | 0 | 0 | 0 | 0 | 0 | 0 | 0 | 3831953.6653 | 0 | 0 | 0 | 0 | 0 | 0 | 0 | 0 | 0 | 0 | 0 | -78357.4475 | 0 | 0 | 0 | 0 | 0 | 0 | 0 | 0 | 0 | 275975.1615 | 0 | 0 | 0 | 0 | 0 | 0 | 0 | 0
2016-09-06 17:00 | 0 | 0 | 0 | 0 | 0 | 762079.8633 | 596132 | 0 | 0 | 0 | 0 | 87745.4679 | 0 | 0 | 0 | 0 | 0 | 0 | 0 | 3914850.0708 | 0 | 0 | 0 | 0 | 0 | 0 | 0 | 0 | 0 | 0 | 0 | 83051.4577 | 0 | 0 | 0 | 0 | 0 | 0 | 0 | 0 | 0 | 82896.4055 | 0 | 0 | 0 | 0 | 0 | 0 | 0 | 0
2016-09-06 18:00 | 0 | 0 | 0 | 0 | 0 | 739236.2369 | 616338 | 0 | 0 | 0 | 0 | 170796.9256 | 0 | 0 | 0 | 0 | 0 | 0 | 0 | 3954696.85 | 0 | 0 | 0 | 0 | 0 | 0 | 0 | 0 | 0 | 0 | 0 | 83051.4577 | 0 | 0 | 0 | 0 | 0 | 0 | 0 | 0 | 0 | 39846.7792 | 0 | 0 | 0 | 0 | 0 | 0 | 0 | 0
2016-09-06 19:00 | 0 | 0 | 0 | 0 | 113367.812 | 711554.9164 | 630808 | 0 | 0 | 0 | 0 | 87745.4679 | 0 | 0 | 0 | 0 | 0 | 0 | 0 | 4231863.0362 | 0 | 0 | 0 | 0 | 0 | 0 | 0 | 0 | 0 | 0 | 0 | -83051.4577 | 0 | 0 | 0 | 0 | 0 | 0 | 0 | 0 | 0 | 277166.1862 | 0 | 0 | 0 | 0 | 0 | 0 | 0 | 0
2016-09-06 20:00 | 0 | 0 | 0 | 0 | 0 | 685203.6874 | 640366 | 0 | 0 | 0 | 0 | 170796.9256 | 0 | 0 | 0 | 0 | 0 | 0 | 0 | 4193649.2658 | 0 | 0 | 0 | 0 | 0 | 0 | 0 | 0 | 0 | 0 | 0 | 83051.4577 | 0 | 0 | 0 | 0 | 0 | 0 | 0 | 0 | 0 | -38213.7703 | 0 | 0 | 0 | 0 | 0 | 0 | 0 | 0
2016-09-06 21:00 | 0 | 0 | 0 | 0 | 189111.7499 | 648929.9785 | 643927 | 0 | 0 | 0 | 0 | 87745.4679 | 0 | 0 | 0 | 0 | 0 | 0 | 0 | 4470815.452 | 0 | 0 | 0 | 0 | 0 | 0 | 0 | 0 | 0 | 0 | 0 | -83051.4577 | 0 | 0 | 0 | 0 | 0 | 0 | 0 | 0 | 0 | 277166.1862 | 0 | 0 | 0 | 0 | 0 | 0 | 0 | 0
2016-09-06 22:00 | 0 | 0 | 0 | 0 | 338921.2859 | 593631.7369 | 637359 | 0 | 0 | 0 | 0 | 170796.9256 | 0 | 0 | 0 | 0 | 0 | 0 | 0 | 4682958.0171 | 0 | 0 | 0 | 0 | 0 | 0 | 0 | 0 | 0 | 0 | 0 | 83051.4577 | 0 | 0 | 0 | 0 | 0 | 0 | 0 | 0 | 0 | 212142.5651 | 0 | 0 | 0 | 0 | 0 | 0 | 0 | 0
2016-09-06 23:00 | 0 | 0 | 0 | 0 | 0 | 491652.3483 | 624075 | 0 | 0 | 0 | 0 | 87745.4679 | 0 | 0 | 0 | 0 | 0 | 0 | 0 | 4633586.823 | 0 | 0 | 0 | 0 | 0 | 0 | 0 | 0 | 0 | 0 | 0 | -83051.4577 | 0 | 0 | 0 | 0 | 0 | 0 | 0 | 0 | 0 | -49371.194 | 0 | 0 | 0 | 0 | 0 | 0 | 0 | 0
2016-09-07 | 0 | 0 | 0 | 0 | 0 | 331407.8037 | 613268 | 0 | 0 | 0 | 0 | 83051.4577 | 0 | 0 | 0 | 0 | 0 | 0 | 0 | 4356420.6369 | 0 | 0 | 0 | 0 | 0 | 0 | 0 | 0 | 0 | 0 | 0 | -4694.0102 | 0 | 0 | 0 | 0 | 0 | 0 | 0 | 0 | 0 | -277166.1862 | 0 | 0 | 0 | 0 | 0 | 0 | 0 | 0
2016-09-07 01:00 | 0 | 0 | 0 | 0 | 459696.4566 | 68957.9509 | 590777 | 0 | 0 | 0 | 0 | 166102.9154 | 0 | 0 | 0 | 0 | 0 | 0 | 0 | 4211246.5867 | 0 | 0 | 0 | 0 | 0 | 0 | 0 | 0 | 0 | 0 | 0 | 83051.4577 | 0 | 0 | 0 | 0 | 0 | 0 | 0 | 0 | 0 | -145174.0502 | 0 | 0 | 0 | 0 | 0 | 0 | 0 | 0
2016-09-07 02:00 | 0 | 0 | 0 | 0 | 195109.7704 | 5.5857 | 555333 | 0 | 0 | 0 | 0 | 83051.4577 | 0 | 0 | 0 | 0 | 0 | 0 | 0 | 3934080.4006 | 0 | 0 | 0 | 0 | 0 | 0 | 0 | 0 | 0 | 0 | 0 | -83051.4577 | 0 | 0 | 0 | 0 | 0 | 0 | 0 | 0 | 0 | -277166.1862 | 0 | 0 | 0 | 0 | 0 | 0 | 0 | 0
2016-09-07 03:00 | 0 | 0 | 0 | 0 | 483522.1298 | 0 | 518248 | 0 | 0 | 0 | 0 | 166102.9154 | 0 | 0 | 0 | 0 | 0 | 0 | 0 | 3816303.0727 | 0 | 0 | 0 | 0 | 0 | 0 | 0 | 0 | 0 | 0 | 0 | 83051.4577 | 0 | 0 | 0 | 0 | 0 | 0 | 0 | 0 | 0 | -117777.3279 | 0 | 0 | 0 | 0 | 0 | 0 | 0 | 0
2016-09-07 04:00 | 0 | 0 | 0 | 0 | 122925.3561 | 0 | 483143 | 0 | 0 | 0 | 0 | 83051.4577 | 0 | 0 | 0 | 0 | 0 | 0 | 0 | 3539136.8865 | 0 | 0 | 0 | 0 | 0 | 0 | 0 | 0 | 0 | 0 | 0 | -83051.4577 | 0 | 0 | 0 | 0 | 0 | 0 | 0 | 0 | 0 | -277166.1862 | 0 | 0 | 0 | 0 | 0 | 0 | 0 | 0
2016-09-07 05:00 | 0 | 0 | 0 | 0 | 464271.2725 | 0 | 453597 | 0 | 0 | 0 | 0 | 0 | 0 | 0 | 0 | 0 | 0 | 0 | 0 | 3632862.6168 | 0 | 0 | 0 | 0 | 0 | 0 | 0 | 0 | 0 | 0 | 0 | -83051.4577 | 0 | 0 | 0 | 0 | 0 | 0 | 0 | 0 | 0 | 93725.7303 | 0 | 0 | 0 | 0 | 0 | 0 | 0 | 0
2016-09-07 06:00 | 0 | 0 | 0 | 0 | 458743.7972 | 0 | 430734 | 0 | 0 | 0 | 0 | 83051.4577 | 0 | 0 | 0 | 0 | 0 | 0 | 0 | 3577820.9563 | 0 | 0 | 0 | 0 | 0 | 0 | 0 | 0 | 0 | 0 | 0 | 83051.4577 | 0 | 0 | 0 | 0 | 0 | 0 | 0 | 0 | 0 | -55041.6605 | 0 | 0 | 0 | 0 | 0 | 0 | 0 | 0
2016-09-07 07:00 | 0 | 0 | 0 | 0 | 443026.5229 | 0 | 415236 | 0 | 0 | 0 | 0 | 166102.9154 | 0 | 0 | 0 | 0 | 0 | 0 | 0 | 3522560.0215 | 0 | 0 | 0 | 0 | 0 | 0 | 0 | 0 | 0 | 0 | 0 | 83051.4577 | 0 | 0 | 0 | 0 | 0 | 0 | 0 | 0 | 0 | -55260.9348 | 0 | 0 | 0 | 0 | 0 | 0 | 0 | 0
2016-09-07 08:00 | 0 | 0 | 0 | 0 | 48785.3561 | 0 | 409003 | 0 | 0 | 0 | 0 | 83051.4577 | 0 | 0 | 0 | 0 | 0 | 0 | 0 | 3245393.8353 | 0 | 0 | 0 | 0 | 0 | 0 | 0 | 0 | 0 | 0 | 0 | -83051.4577 | 0 | 0 | 0 | 0 | 0 | 0 | 0 | 0 | 0 | -277166.1862 | 0 | 0 | 0 | 0 | 0 | 0 | 0 | 0
2016-09-07 09:00 | 0 | 0 | 0 | 0 | 412369.9583 | 0 | 416585 | 0 | 0 | 0 | 0 | 83051.4577 | 0 | 0 | 0 | 0 | 0 | 0 | 0 | 3241178.7937 | 0 | 0 | 0 | 0 | 0 | 0 | 0 | 0 | 0 | 0 | 0 | 0 | 0 | 0 | 0 | 0 | 0 | 0 | 0 | 0 | 0 | -4215.0417 | 0 | 0 | 0 | 0 | 0 | 0 | 0 | 0
2016-09-07 10:00 | 0 | 0 | 0 | 0 | 79820.3561 | 0 | 440038 | 0 | 0 | 0 | 0 | 0 | 0 | 0 | 0 | 0 | 0 | 0 | 0 | 2964012.6075 | 0 | 0 | 0 | 0 | 0 | 0 | 0 | 0 | 0 | 0 | 0 | -83051.4577 | 0 | 0 | 0 | 0 | 0 | 0 | 0 | 0 | 0 | -277166.1862 | 0 | 0 | 0 | 0 | 0 | 0 | 0 | 0
2016-09-07 11:00 | 0 | 0 | 0 | 0 | 397435.5759 | 0 | 460425 | 0 | 0 | 0 | 0 | 83051.4577 | 0 | 0 | 0 | 0 | 0 | 0 | 0 | 2817971.7257 | 0 | 0 | 0 | 0 | 0 | 0 | 0 | 0 | 0 | 0 | 0 | 83051.4577 | 0 | 0 | 0 | 0 | 0 | 0 | 0 | 0 | 0 | -146040.8818 | 0 | 0 | 0 | 0 | 0 | 0 | 0 | 0
2016-09-07 12:00 | 0 | 0 | 0 | 0 | 366894.0684 | 31.9183 | 478984 | 0 | 0 | 0 | 0 | 166102.9154 | 0 | 0 | 0 | 0 | 0 | 0 | 0 | 2622862.2547 | 0 | 0 | 0 | 0 | 0 | 0 | 0 | 0 | 0 | 0 | 0 | 83051.4577 | 0 | 0 | 0 | 0 | 0 | 0 | 0 | 0 | 0 | -195109.471 | 0 | 0 | 0 | 0 | 0 | 0 | 0 | 0
2016-09-07 13:00 | 0 | 0 | 0 | 0 | 309308.6377 | 81063.9645 | 502651 | 0 | 0 | 0 | 0 | 83051.4577 | 0 | 0 | 0 | 0 | 0 | 0 | 0 | 2593635.3145 | 0 | 0 | 0 | 0 | 0 | 0 | 0 | 0 | 0 | 0 | 0 | -83051.4577 | 0 | 0 | 0 | 0 | 0 | 0 | 0 | 0 | 0 | -29226.9402 | 0 | 0 | 0 | 0 | 0 | 0 | 0 | 0
2016-09-07 14:00 | 0 | 0 | 0 | 0 | 0 | 400652.7724 | 531556 | 0 | 0 | 0 | 0 | 0 | 0 | 0 | 0 | 0 | 0 | 0 | 0 | 2545783.5446 | 0 | 0 | 0 | 0 | 0 | 0 | 0 | 0 | 0 | 0 | 0 | -83051.4577 | 0 | 0 | 0 | 0 | 0 | 0 | 0 | 0 | 0 | -47851.7699 | 0 | 0 | 0 | 0 | 0 | 0 | 0 | 0
2016-09-07 15:00 | 0 | 0 | 0 | 0 | 0 | 598469.6946 | 561068 | 0 | 0 | 0 | 0 | 83051.4577 | 0 | 0 | 0 | 0 | 0 | 0 | 0 | 2500133.7814 | 0 | 0 | 0 | 0 | 0 | 0 | 0 | 0 | 0 | 0 | 0 | 83051.4577 | 0 | 0 | 0 | 0 | 0 | 0 | 0 | 0 | 0 | -45649.7632 | 0 | 0 | 0 | 0 | 0 | 0 | 0 | 0
2016-09-07 16:00 | 0 | 0 | 0 | 0 | 138257.0873 | 644923.6412 | 589066 | 0 | 0 | 0 | 0 | 0 | 0 | 0 | 0 | 0 | 0 | 0 | 0 | 2777299.9676 | 0 | 0 | 0 | 0 | 0 | 0 | 0 | 0 | 0 | 0 | 0 | -83051.4577 | 0 | 0 | 0 | 0 | 0 | 0 | 0 | 0 | 0 | 277166.1862 | 0 | 0 | 0 | 0 | 0 | 0 | 0 | 0
2016-09-07 17:00 | 0 | 0 | 0 | 0 | 0 | 662121.8204 | 612874 | 0 | 0 | 0 | 0 | 83051.4577 | 0 | 0 | 0 | 0 | 0 | 0 | 0 | 2743496.3303 | 0 | 0 | 0 | 0 | 0 | 0 | 0 | 0 | 0 | 0 | 0 | 83051.4577 | 0 | 0 | 0 | 0 | 0 | 0 | 0 | 0 | 0 | -33803.6373 | 0 | 0 | 0 | 0 | 0 | 0 | 0 | 0
2016-09-07 18:00 | 0 | 0 | 0 | 0 | 161642.5933 | 664119.1352 | 631647 | 0 | 0 | 0 | 0 | 0 | 0 | 0 | 0 | 0 | 0 | 0 | 0 | 3020662.5165 | 0 | 0 | 0 | 0 | 0 | 0 | 0 | 0 | 0 | 0 | 0 | -83051.4577 | 0 | 0 | 0 | 0 | 0 | 0 | 0 | 0 | 0 | 277166.1862 | 0 | 0 | 0 | 0 | 0 | 0 | 0 | 0
2016-09-07 19:00 | 0 | 0 | 0 | 0 | 0 | 655534.9941 | 644930 | 0 | 0 | 0 | 0 | 83051.4577 | 0 | 0 | 0 | 0 | 0 | 0 | 0 | 2948216.0529 | 0 | 0 | 0 | 0 | 0 | 0 | 0 | 0 | 0 | 0 | 0 | 83051.4577 | 0 | 0 | 0 | 0 | 0 | 0 | 0 | 0 | 0 | -72446.4636 | 0 | 0 | 0 | 0 | 0 | 0 | 0 | 0
2016-09-07 20:00 | 0 | 0 | 0 | 0 | 201598.1217 | 645871.6067 | 653355 | 0 | 0 | 0 | 0 | 0 | 0 | 0 | 0 | 0 | 0 | 0 | 0 | 3225382.239 | 0 | 0 | 0 | 0 | 0 | 0 | 0 | 0 | 0 | 0 | 0 | -83051.4577 | 0 | 0 | 0 | 0 | 0 | 0 | 0 | 0 | 0 | 277166.1862 | 0 | 0 | 0 | 0 | 0 | 0 | 0 | 0
2016-09-07 21:00 | 0 | 0 | 0 | 0 | 0 | 623047.3634 | 656020 | 0 | 0 | 0 | 0 | 83051.4577 | 0 | 0 | 0 | 0 | 0 | 0 | 0 | 3109358.1447 | 0 | 0 | 0 | 0 | 0 | 0 | 0 | 0 | 0 | 0 | 0 | 83051.4577 | 0 | 0 | 0 | 0 | 0 | 0 | 0 | 0 | 0 | -116024.0943 | 0 | 0 | 0 | 0 | 0 | 0 | 0 | 0
2016-09-07 22:00 | 0 | 0 | 0 | 0 | 260035.5278 | 582457.2006 | 648378 | 0 | 0 | 0 | 0 | 0 | 0 | 0 | 0 | 0 | 0 | 0 | 0 | 3386524.3309 | 0 | 0 | 0 | 0 | 0 | 0 | 0 | 0 | 0 | 0 | 0 | -83051.4577 | 0 | 0 | 0 | 0 | 0 | 0 | 0 | 0 | 0 | 277166.1862 | 0 | 0 | 0 | 0 | 0 | 0 | 0 | 0
2016-09-07 23:00 | 0 | 0 | 0 | 0 | 0 | 490841.1756 | 635022 | 0 | 0 | 0 | 0 | 83051.4577 | 0 | 0 | 0 | 0 | 0 | 0 | 0 | 3159292.0488 | 0 | 0 | 0 | 0 | 0 | 0 | 0 | 0 | 0 | 0 | 0 | 83051.4577 | 0 | 0 | 0 | 0 | 0 | 0 | 0 | 0 | 0 | -227232.2821 | 0 | 0 | 0 | 0 | 0 | 0 | 0 | 0
2016-09-08 | 0 | 0 | 0 | 0 | 520175.155 | 329072.445 | 623500 | 0 | 0 | 0 | 0 | 166102.9154 | 0 | 0 | 0 | 0 | 0 | 0 | 0 | 3301988.1911 | 0 | 0 | 0 | 0 | 0 | 0 | 0 | 0 | 0 | 0 | 0 | 83051.4577 | 0 | 0 | 0 | 0 | 0 | 0 | 0 | 0 | 0 | 142696.1423 | 0 | 0 | 0 | 0 | 0 | 0 | 0 | 0
2016-09-08 01:00 | 0 | 0 | 0 | 0 | 183602.9951 | 56800.361 | 600621 | 0 | 0 | 0 | 0 | 83051.4577 | 0 | 0 | 0 | 0 | 0 | 0 | 0 | 3024822.0049 | 0 | 0 | 0 | 0 | 0 | 0 | 0 | 0 | 0 | 0 | 0 | -83051.4577 | 0 | 0 | 0 | 0 | 0 | 0 | 0 | 0 | 0 | -277166.1862 | 0 | 0 | 0 | 0 | 0 | 0 | 0 | 0
2016-09-08 02:00 | 0 | 0 | 0 | 0 | 595737.0026 | 2.4464 | 564849 | 0 | 0 | 0 | 0 | 166102.9154 | 0 | 0 | 0 | 0 | 0 | 0 | 0 | 2972660.9962 | 0 | 0 | 0 | 0 | 0 | 0 | 0 | 0 | 0 | 0 | 0 | 83051.4577 | 0 | 0 | 0 | 0 | 0 | 0 | 0 | 0 | 0 | -52161.0087 | 0 | 0 | 0 | 0 | 0 | 0 | 0 | 0
2016-09-08 03:00 | 0 | 0 | 0 | 0 | 165389.3561 | 0 | 525607 | 0 | 0 | 0 | 0 | 83051.4577 | 0 | 0 | 0 | 0 | 0 | 0 | 0 | 2695494.81 | 0 | 0 | 0 | 0 | 0 | 0 | 0 | 0 | 0 | 0 | 0 | -83051.4577 | 0 | 0 | 0 | 0 | 0 | 0 | 0 | 0 | 0 | -277166.1862 | 0 | 0 | 0 | 0 | 0 | 0 | 0 | 0
2016-09-08 04:00 | 0 | 0 | 0 | 0 | 550760.8517 | 0 | 490421 | 0 | 0 | 0 | 0 | 166102.9154 | 0 | 0 | 0 | 0 | 0 | 0 | 0 | 2672783.204 | 0 | 0 | 0 | 0 | 0 | 0 | 0 | 0 | 0 | 0 | 0 | 83051.4577 | 0 | 0 | 0 | 0 | 0 | 0 | 0 | 0 | 0 | -22711.606 | 0 | 0 | 0 | 0 | 0 | 0 | 0 | 0
2016-09-08 05:00 | 0 | 0 | 0 | 0 | 100946.3561 | 0 | 461164 | 0 | 0 | 0 | 0 | 83051.4577 | 0 | 0 | 0 | 0 | 0 | 0 | 0 | 2395617.0179 | 0 | 0 | 0 | 0 | 0 | 0 | 0 | 0 | 0 | 0 | 0 | -83051.4577 | 0 | 0 | 0 | 0 | 0 | 0 | 0 | 0 | 0 | -277166.1862 | 0 | 0 | 0 | 0 | 0 | 0 | 0 | 0
2016-09-08 06:00 | 0 | 0 | 0 | 0 | 502082.621 | 0 | 438309 | 0 | 0 | 0 | 0 | 166102.9154 | 0 | 0 | 0 | 0 | 0 | 0 | 0 | 2376339.1811 | 0 | 0 | 0 | 0 | 0 | 0 | 0 | 0 | 0 | 0 | 0 | 83051.4577 | 0 | 0 | 0 | 0 | 0 | 0 | 0 | 0 | 0 | -19277.8367 | 0 | 0 | 0 | 0 | 0 | 0 | 0 | 0
2016-09-08 07:00 | 0 | 0 | 0 | 0 | 479123.1788 | 0 | 423023 | 0 | 0 | 0 | 0 | 83051.4577 | 0 | 0 | 0 | 0 | 0 | 0 | 0 | 2515490.8176 | 0 | 0 | 0 | 0 | 0 | 0 | 0 | 0 | 0 | 0 | 0 | -83051.4577 | 0 | 0 | 0 | 0 | 0 | 0 | 0 | 0 | 0 | 139151.6365 | 0 | 0 | 0 | 0 | 0 | 0 | 0 | 0
2016-09-08 08:00 | 0 | 0 | 0 | 0 | 454290.3127 | 0 | 416468 | 0 | 0 | 0 | 0 | 83051.4577 | 0 | 0 | 0 | 0 | 0 | 0 | 0 | 2553313.1303 | 0 | 0 | 0 | 0 | 0 | 0 | 0 | 0 | 0 | 0 | 0 | 0 | 0 | 0 | 0 | 0 | 0 | 0 | 0 | 0 | 0 | 37822.3127 | 0 | 0 | 0 | 0 | 0 | 0 | 0 | 0
2016-09-08 09:00 | 0 | 0 | 0 | 0 | 63943.3561 | 0 | 424161 | 0 | 0 | 0 | 0 | 0 | 0 | 0 | 0 | 0 | 0 | 0 | 0 | 2276146.9441 | 0 | 0 | 0 | 0 | 0 | 0 | 0 | 0 | 0 | 0 | 0 | -83051.4577 | 0 | 0 | 0 | 0 | 0 | 0 | 0 | 0 | 0 | -277166.1862 | 0 | 0 | 0 | 0 | 0 | 0 | 0 | 0
2016-09-08 10:00 | 0 | 0 | 0 | 0 | 404925.1115 | 0 | 448419 | 0 | 0 | 0 | 0 | 83051.4577 | 0 | 0 | 0 | 0 | 0 | 0 | 0 | 2149601.5979 | 0 | 0 | 0 | 0 | 0 | 0 | 0 | 0 | 0 | 0 | 0 | 83051.4577 | 0 | 0 | 0 | 0 | 0 | 0 | 0 | 0 | 0 | -126545.3462 | 0 | 0 | 0 | 0 | 0 | 0 | 0 | 0
2016-09-08 11:00 | 0 | 0 | 0 | 0 | 109339.3561 | 0 | 469557 | 0 | 0 | 0 | 0 | 0 | 0 | 0 | 0 | 0 | 0 | 0 | 0 | 1872435.4118 | 0 | 0 | 0 | 0 | 0 | 0 | 0 | 0 | 0 | 0 | 0 | -83051.4577 | 0 | 0 | 0 | 0 | 0 | 0 | 0 | 0 | 0 | -277166.1862 | 0 | 0 | 0 | 0 | 0 | 0 | 0 | 0
2016-09-08 12:00 | 0 | 0 | 0 | 0 | 365056.6771 | 51.7622 | 484677 | 0 | 0 | 0 | 0 | 83051.4577 | 0 | 0 | 0 | 0 | 0 | 0 | 0 | 1669815.3934 | 0 | 0 | 0 | 0 | 0 | 0 | 0 | 0 | 0 | 0 | 0 | 83051.4577 | 0 | 0 | 0 | 0 | 0 | 0 | 0 | 0 | 0 | -202620.0184 | 0 | 0 | 0 | 0 | 0 | 0 | 0 | 0
2016-09-08 13:00 | 0 | 0 | 0 | 0 | 241012.7233 | 126692.8141 | 506377 | 0 | 0 | 0 | 0 | 83051.4577 | 0 | 0 | 0 | 0 | 0 | 0 | 0 | 1531143.9308 | 0 | 0 | 0 | 0 | 0 | 0 | 0 | 0 | 0 | 0 | 0 | 0 | 0 | 0 | 0 | 0 | 0 | 0 | 0 | 0 | 0 | -138671.4626 | 0 | 0 | 0 | 0 | 0 | 0 | 0 | 0
2016-09-08 14:00 | 0 | 0 | 0 | 0 | 0 | 554561.8733 | 535641 | 0 | 0 | 0 | 0 | 0 | 0 | 0 | 0 | 0 | 0 | 0 | 0 | 1633116.2618 | 0 | 0 | 0 | 0 | 0 | 0 | 0 | 0 | 0 | 0 | 0 | -83051.4577 | 0 | 0 | 0 | 0 | 0 | 0 | 0 | 0 | 0 | 101972.331 | 0 | 0 | 0 | 0 | 0 | 0 | 0 | 0
2016-09-08 15:00 | 0 | 0 | 0 | 0 | 0 | 773940.9827 | 564311 | 0 | 0 | 0 | 0 | 83051.4577 | 0 | 0 | 0 | 0 | 0 | 0 | 0 | 1759694.7869 | 0 | 0 | 0 | 0 | 0 | 0 | 0 | 0 | 0 | 0 | 0 | 83051.4577 | 0 | 0 | 0 | 0 | 0 | 0 | 0 | 0 | 0 | 126578.525 | 0 | 0 | 0 | 0 | 0 | 0 | 0 | 0
2016-09-08 16:00 | 0 | 0 | 0 | 0 | 0 | 817052.7348 | 591052 | 0 | 0 | 0 | 0 | 31886.0063 | 0 | 0 | 0 | 0 | 0 | 0 | 0 | 2036860.973 | 0 | 0 | 0 | 0 | 0 | 0 | 0 | 0 | 0 | 0 | 0 | -51165.4514 | 0 | 0 | 0 | 0 | 0 | 0 | 0 | 0 | 0 | 277166.1862 | 0 | 0 | 0 | 0 | 0 | 0 | 0 | 0
2016-09-08 17:00 | 0 | 0 | 0 | 0 | 0 | 817485.6117 | 614819 | 0 | 0 | 0 | 0 | 114937.464 | 0 | 0 | 0 | 0 | 0 | 0 | 0 | 2156476.1271 | 0 | 0 | 0 | 0 | 0 | 0 | 0 | 0 | 0 | 0 | 0 | 83051.4577 | 0 | 0 | 0 | 0 | 0 | 0 | 0 | 0 | 0 | 119615.154 | 0 | 0 | 0 | 0 | 0 | 0 | 0 | 0
2016-09-08 18:00 | 0 | 0 | 0 | 0 | 23279.9506 | 804347.7778 | 633513 | 0 | 0 | 0 | 0 | 31886.0063 | 0 | 0 | 0 | 0 | 0 | 0 | 0 | 2433642.3132 | 0 | 0 | 0 | 0 | 0 | 0 | 0 | 0 | 0 | 0 | 0 | -83051.4577 | 0 | 0 | 0 | 0 | 0 | 0 | 0 | 0 | 0 | 277166.1862 | 0 | 0 | 0 | 0 | 0 | 0 | 0 | 0
2016-09-08 19:00 | 0 | 0 | 0 | 0 | 0 | 794036.7917 | 646581 | 0 | 0 | 0 | 0 | 114937.464 | 0 | 0 | 0 | 0 | 0 | 0 | 0 | 2498046.6472 | 0 | 0 | 0 | 0 | 0 | 0 | 0 | 0 | 0 | 0 | 0 | 83051.4577 | 0 | 0 | 0 | 0 | 0 | 0 | 0 | 0 | 0 | 64404.334 | 0 | 0 | 0 | 0 | 0 | 0 | 0 | 0
2016-09-08 20:00 | 0 | 0 | 0 | 0 | 52797.413 | 796272.3155 | 654955 | 0 | 0 | 0 | 0 | 31886.0063 | 0 | 0 | 0 | 0 | 0 | 0 | 0 | 2775212.8334 | 0 | 0 | 0 | 0 | 0 | 0 | 0 | 0 | 0 | 0 | 0 | -83051.4577 | 0 | 0 | 0 | 0 | 0 | 0 | 0 | 0 | 0 | 277166.1862 | 0 | 0 | 0 | 0 | 0 | 0 | 0 | 0
2016-09-08 21:00 | 0 | 0 | 0 | 0 | 0 | 790397.2458 | 657602 | 0 | 0 | 0 | 0 | 114937.464 | 0 | 0 | 0 | 0 | 0 | 0 | 0 | 2824956.6214 | 0 | 0 | 0 | 0 | 0 | 0 | 0 | 0 | 0 | 0 | 0 | 83051.4577 | 0 | 0 | 0 | 0 | 0 | 0 | 0 | 0 | 0 | 49743.788 | 0 | 0 | 0 | 0 | 0 | 0 | 0 | 0
2016-09-08 22:00 | 0 | 0 | 0 | 0 | 251232.6949 | 758205.949 | 649221 | 0 | 0 | 0 | 0 | 197988.9217 | 0 | 0 | 0 | 0 | 0 | 0 | 0 | 3102122.8076 | 0 | 0 | 0 | 0 | 0 | 0 | 0 | 0 | 0 | 0 | 0 | 83051.4577 | 0 | 0 | 0 | 0 | 0 | 0 | 0 | 0 | 0 | 277166.1862 | 0 | 0 | 0 | 0 | 0 | 0 | 0 | 0
2016-09-08 23:00 | 0 | 0 | 0 | 0 | 0 | 652175.803 | 636235 | 0 | 0 | 0 | 0 | 281040.3794 | 0 | 0 | 0 | 0 | 0 | 0 | 0 | 3035012.1529 | 0 | 0 | 0 | 0 | 0 | 0 | 0 | 0 | 0 | 0 | 0 | 83051.4577 | 0 | 0 | 0 | 0 | 0 | 0 | 0 | 0 | 0 | -67110.6547 | 0 | 0 | 0 | 0 | 0 | 0 | 0 | 0
2016-09-09 | 0 | 0 | 0 | 0 | 372679.517 | 446702.2115 | 625267 | 0 | 0 | 0 | 0 | 197988.9217 | 0 | 0 | 0 | 0 | 0 | 0 | 0 | 3312178.339 | 0 | 0 | 0 | 0 | 0 | 0 | 0 | 0 | 0 | 0 | 0 | -83051.4577 | 0 | 0 | 0 | 0 | 0 | 0 | 0 | 0 | 0 | 277166.1862 | 0 | 0 | 0 | 0 | 0 | 0 | 0 | 0
2016-09-09 01:00 | 0 | 0 | 0 | 0 | 533290.7727 | 62370.3056 | 601889 | 0 | 0 | 0 | 0 | 114937.464 | 0 | 0 | 0 | 0 | 0 | 0 | 0 | 3389001.8751 | 0 | 0 | 0 | 0 | 0 | 0 | 0 | 0 | 0 | 0 | 0 | -83051.4577 | 0 | 0 | 0 | 0 | 0 | 0 | 0 | 0 | 0 | 76823.536 | 0 | 0 | 0 | 0 | 0 | 0 | 0 | 0
2016-09-09 02:00 | 0 | 0 | 0 | 0 | 204699.3272 | 1.0289 | 564918 | 0 | 0 | 0 | 0 | 31886.0063 | 0 | 0 | 0 | 0 | 0 | 0 | 0 | 3111835.6889 | 0 | 0 | 0 | 0 | 0 | 0 | 0 | 0 | 0 | 0 | 0 | -83051.4577 | 0 | 0 | 0 | 0 | 0 | 0 | 0 | 0 | 0 | -277166.1862 | 0 | 0 | 0 | 0 | 0 | 0 | 0 | 0
2016-09-09 03:00 | 0 | 0 | 0 | 0 | 300929.2652 | 0 | 526930 | 0 | 0 | 0 | 0 | 83051.4577 | 0 | 0 | 0 | 0 | 0 | 0 | 0 | 2834669.5027 | 0 | 0 | 0 | 0 | 0 | 0 | 0 | 0 | 0 | 0 | 0 | 51165.4514 | 0 | 0 | 0 | 0 | 0 | 0 | 0 | 0 | 0 | -277166.1862 | 0 | 0 | 0 | 0 | 0 | 0 | 0 | 0
2016-09-09 04:00 | 0 | 0 | 0 | 0 | 542846.4069 | 0 | 491451 | 0 | 0 | 0 | 0 | 166102.9154 | 0 | 0 | 0 | 0 | 0 | 0 | 0 | 2803013.452 | 0 | 0 | 0 | 0 | 0 | 0 | 0 | 0 | 0 | 0 | 0 | 83051.4577 | 0 | 0 | 0 | 0 | 0 | 0 | 0 | 0 | 0 | -31656.0508 | 0 | 0 | 0 | 0 | 0 | 0 | 0 | 0
2016-09-09 05:00 | 0 | 0 | 0 | 0 | 101430.3561 | 0 | 461648 | 0 | 0 | 0 | 0 | 83051.4577 | 0 | 0 | 0 | 0 | 0 | 0 | 0 | 2525847.2658 | 0 | 0 | 0 | 0 | 0 | 0 | 0 | 0 | 0 | 0 | 0 | -83051.4577 | 0 | 0 | 0 | 0 | 0 | 0 | 0 | 0 | 0 | -277166.1862 | 0 | 0 | 0 | 0 | 0 | 0 | 0 | 0
2016-09-09 06:00 | 0 | 0 | 0 | 0 | 486269.2842 | 0 | 438210 | 0 | 0 | 0 | 0 | 166102.9154 | 0 | 0 | 0 | 0 | 0 | 0 | 0 | 2490855.0923 | 0 | 0 | 0 | 0 | 0 | 0 | 0 | 0 | 0 | 0 | 0 | 83051.4577 | 0 | 0 | 0 | 0 | 0 | 0 | 0 | 0 | 0 | -34992.1735 | 0 | 0 | 0 | 0 | 0 | 0 | 0 | 0
2016-09-09 07:00 | 0 | 0 | 0 | 0 | 62205.3561 | 0 | 422423 | 0 | 0 | 0 | 0 | 83051.4577 | 0 | 0 | 0 | 0 | 0 | 0 | 0 | 2213688.9061 | 0 | 0 | 0 | 0 | 0 | 0 | 0 | 0 | 0 | 0 | 0 | -83051.4577 | 0 | 0 | 0 | 0 | 0 | 0 | 0 | 0 | 0 | -277166.1862 | 0 | 0 | 0 | 0 | 0 | 0 | 0 | 0
2016-09-09 08:00 | 0 | 0 | 0 | 0 | 444056.138 | 0 | 415921 | 0 | 0 | 0 | 0 | 166102.9154 | 0 | 0 | 0 | 0 | 0 | 0 | 0 | 2158772.5864 | 0 | 0 | 0 | 0 | 0 | 0 | 0 | 0 | 0 | 0 | 0 | 83051.4577 | 0 | 0 | 0 | 0 | 0 | 0 | 0 | 0 | 0 | -54916.3197 | 0 | 0 | 0 | 0 | 0 | 0 | 0 | 0
2016-09-09 09:00 | 0 | 0 | 0 | 0 | 63000.3561 | 0 | 423218 | 0 | 0 | 0 | 0 | 83051.4577 | 0 | 0 | 0 | 0 | 0 | 0 | 0 | 1881606.4003 | 0 | 0 | 0 | 0 | 0 | 0 | 0 | 0 | 0 | 0 | 0 | -83051.4577 | 0 | 0 | 0 | 0 | 0 | 0 | 0 | 0 | 0 | -277166.1862 | 0 | 0 | 0 | 0 | 0 | 0 | 0 | 0
2016-09-09 10:00 | 0 | 0 | 0 | 0 | 409850.2493 | 0 | 446054 | 0 | 0 | 0 | 0 | 166102.9154 | 0 | 0 | 0 | 0 | 0 | 0 | 0 | 1762351.1918 | 0 | 0 | 0 | 0 | 0 | 0 | 0 | 0 | 0 | 0 | 0 | 83051.4577 | 0 | 0 | 0 | 0 | 0 | 0 | 0 | 0 | 0 | -119255.2084 | 0 | 0 | 0 | 0 | 0 | 0 | 0 | 0
2016-09-09 11:00 | 0 | 0 | 0 | 0 | 398981.1899 | 0 | 467381 | 0 | 0 | 0 | 0 | 83051.4577 | 0 | 0 | 0 | 0 | 0 | 0 | 0 | 1777002.8395 | 0 | 0 | 0 | 0 | 0 | 0 | 0 | 0 | 0 | 0 | 0 | -83051.4577 | 0 | 0 | 0 | 0 | 0 | 0 | 0 | 0 | 0 | 14651.6476 | 0 | 0 | 0 | 0 | 0 | 0 | 0 | 0
2016-09-09 12:00 | 0 | 0 | 0 | 0 | 358508.1231 | 52.6022 | 482993 | 0 | 0 | 0 | 0 | 0 | 0 | 0 | 0 | 0 | 0 | 0 | 0 | 1735622.0225 | 0 | 0 | 0 | 0 | 0 | 0 | 0 | 0 | 0 | 0 | 0 | -83051.4577 | 0 | 0 | 0 | 0 | 0 | 0 | 0 | 0 | 0 | -41380.817 | 0 | 0 | 0 | 0 | 0 | 0 | 0 | 0
2016-09-09 13:00 | 0 | 0 | 0 | 0 | 169579.2991 | 142747.9725 | 506442 | 0 | 0 | 0 | 0 | 83051.4577 | 0 | 0 | 0 | 0 | 0 | 0 | 0 | 1458455.8363 | 0 | 0 | 0 | 0 | 0 | 0 | 0 | 0 | 0 | 0 | 0 | 83051.4577 | 0 | 0 | 0 | 0 | 0 | 0 | 0 | 0 | 0 | -277166.1862 | 0 | 0 | 0 | 0 | 0 | 0 | 0 | 0
2016-09-09 14:00 | 0 | 0 | 0 | 0 | 0 | 591243.9083 | 534724 | 0 | 0 | 0 | 0 | 0 | 0 | 0 | 0 | 0 | 0 | 0 | 0 | 1598027.2023 | 0 | 0 | 0 | 0 | 0 | 0 | 0 | 0 | 0 | 0 | 0 | -83051.4577 | 0 | 0 | 0 | 0 | 0 | 0 | 0 | 0 | 0 | 139571.366 | 0 | 0 | 0 | 0 | 0 | 0 | 0 | 0
2016-09-09 15:00 | 0 | 0 | 0 | 0 | 122269.3319 | 800962.3119 | 563014 | 0 | 0 | 0 | 0 | 83051.4577 | 0 | 0 | 0 | 0 | 0 | 0 | 0 | 1875193.3885 | 0 | 0 | 0 | 0 | 0 | 0 | 0 | 0 | 0 | 0 | 0 | 83051.4577 | 0 | 0 | 0 | 0 | 0 | 0 | 0 | 0 | 0 | 277166.1862 | 0 | 0 | 0 | 0 | 0 | 0 | 0 | 0
2016-09-09 16:00 | 0 | 0 | 0 | 0 | 0 | 830656.2311 | 588325 | 0 | 0 | 0 | 0 | 48216.5027 | 0 | 0 | 0 | 0 | 0 | 0 | 0 | 2152359.5747 | 0 | 0 | 0 | 0 | 0 | 0 | 0 | 0 | 0 | 0 | 0 | -34834.955 | 0 | 0 | 0 | 0 | 0 | 0 | 0 | 0 | 0 | 277166.1862 | 0 | 0 | 0 | 0 | 0 | 0 | 0 | 0
2016-09-09 17:00 | 0 | 0 | 0 | 0 | 0 | 827127.8081 | 611508 | 0 | 0 | 0 | 0 | 131267.9604 | 0 | 0 | 0 | 0 | 0 | 0 | 0 | 2284927.925 | 0 | 0 | 0 | 0 | 0 | 0 | 0 | 0 | 0 | 0 | 0 | 83051.4577 | 0 | 0 | 0 | 0 | 0 | 0 | 0 | 0 | 0 | 132568.3504 | 0 | 0 | 0 | 0 | 0 | 0 | 0 | 0
2016-09-09 18:00 | 0 | 0 | 0 | 0 | 9832.7917 | 813433.9368 | 629152 | 0 | 0 | 0 | 0 | 48216.5027 | 0 | 0 | 0 | 0 | 0 | 0 | 0 | 2562094.1112 | 0 | 0 | 0 | 0 | 0 | 0 | 0 | 0 | 0 | 0 | 0 | -83051.4577 | 0 | 0 | 0 | 0 | 0 | 0 | 0 | 0 | 0 | 277166.1862 | 0 | 0 | 0 | 0 | 0 | 0 | 0 | 0
2016-09-09 19:00 | 0 | 0 | 0 | 0 | 0 | 801959.818 | 640895 | 0 | 0 | 0 | 0 | 131267.9604 | 0 | 0 | 0 | 0 | 0 | 0 | 0 | 2640107.4715 | 0 | 0 | 0 | 0 | 0 | 0 | 0 | 0 | 0 | 0 | 0 | 83051.4577 | 0 | 0 | 0 | 0 | 0 | 0 | 0 | 0 | 0 | 78013.3603 | 0 | 0 | 0 | 0 | 0 | 0 | 0 | 0
2016-09-09 20:00 | 0 | 0 | 0 | 0 | 37910.8339 | 804180.8946 | 647977 | 0 | 0 | 0 | 0 | 48216.5027 | 0 | 0 | 0 | 0 | 0 | 0 | 0 | 2917273.6577 | 0 | 0 | 0 | 0 | 0 | 0 | 0 | 0 | 0 | 0 | 0 | -83051.4577 | 0 | 0 | 0 | 0 | 0 | 0 | 0 | 0 | 0 | 277166.1862 | 0 | 0 | 0 | 0 | 0 | 0 | 0 | 0
2016-09-09 21:00 | 0 | 0 | 0 | 0 | 0 | 801472.8259 | 647514 | 0 | 0 | 0 | 0 | 131267.9604 | 0 | 0 | 0 | 0 | 0 | 0 | 0 | 2988181.0259 | 0 | 0 | 0 | 0 | 0 | 0 | 0 | 0 | 0 | 0 | 0 | 83051.4577 | 0 | 0 | 0 | 0 | 0 | 0 | 0 | 0 | 0 | 70907.3682 | 0 | 0 | 0 | 0 | 0 | 0 | 0 | 0
2016-09-09 22:00 | 0 | 0 | 0 | 0 | 93489.4375 | 770467.246 | 635007 | 0 | 0 | 0 | 0 | 83051.4577 | 0 | 0 | 0 | 0 | 0 | 0 | 0 | 3265347.2121 | 0 | 0 | 0 | 0 | 0 | 0 | 0 | 0 | 0 | 0 | 0 | -48216.5027 | 0 | 0 | 0 | 0 | 0 | 0 | 0 | 0 | 0 | 277166.1862 | 0 | 0 | 0 | 0 | 0 | 0 | 0 | 0
2016-09-09 23:00 | 0 | 0 | 0 | 0 | 0 | 663705.9992 | 616608 | 0 | 0 | 0 | 0 | 166102.9154 | 0 | 0 | 0 | 0 | 0 | 0 | 0 | 3229393.7536 | 0 | 0 | 0 | 0 | 0 | 0 | 0 | 0 | 0 | 0 | 0 | 83051.4577 | 0 | 0 | 0 | 0 | 0 | 0 | 0 | 0 | 0 | -35953.4585 | 0 | 0 | 0 | 0 | 0 | 0 | 0 | 0
2016-09-10 | 0 | 0 | 0 | 0 | 0 | 432381.8494 | 602141 | 0 | 0 | 0 | 0 | 83051.4577 | 0 | 0 | 0 | 0 | 0 | 0 | 0 | 3142686.0607 | 0 | 0 | 0 | 0 | 0 | 0 | 0 | 0 | 0 | 0 | 0 | -83051.4577 | 0 | 0 | 0 | 0 | 0 | 0 | 0 | 0 | 0 | -86707.6929 | 0 | 0 | 0 | 0 | 0 | 0 | 0 | 0
2016-09-10 01:00 | 0 | 0 | 0 | 0 | 626574.1062 | 62848.3228 | 579290 | 0 | 0 | 0 | 0 | 166102.9154 | 0 | 0 | 0 | 0 | 0 | 0 | 0 | 3169767.032 | 0 | 0 | 0 | 0 | 0 | 0 | 0 | 0 | 0 | 0 | 0 | 83051.4577 | 0 | 0 | 0 | 0 | 0 | 0 | 0 | 0 | 0 | 27080.9713 | 0 | 0 | 0 | 0 | 0 | 0 | 0 | 0
2016-09-10 02:00 | 0 | 0 | 0 | 0 | 188332.7892 | 0.56697 | 548551 | 0 | 0 | 0 | 0 | 83051.4577 | 0 | 0 | 0 | 0 | 0 | 0 | 0 | 2892600.8458 | 0 | 0 | 0 | 0 | 0 | 0 | 0 | 0 | 0 | 0 | 0 | -83051.4577 | 0 | 0 | 0 | 0 | 0 | 0 | 0 | 0 | 0 | -277166.1862 | 0 | 0 | 0 | 0 | 0 | 0 | 0 | 0
2016-09-10 03:00 | 0 | 0 | 0 | 0 | 155145.3561 | 0 | 515363 | 0 | 0 | 0 | 0 | 0 | 0 | 0 | 0 | 0 | 0 | 0 | 0 | 2615434.6596 | 0 | 0 | 0 | 0 | 0 | 0 | 0 | 0 | 0 | 0 | 0 | -83051.4577 | 0 | 0 | 0 | 0 | 0 | 0 | 0 | 0 | 0 | -277166.1862 | 0 | 0 | 0 | 0 | 0 | 0 | 0 | 0
2016-09-10 04:00 | 0 | 0 | 0 | 0 | 615917.2197 | 0 | 482675 | 0 | 0 | 0 | 0 | 83051.4577 | 0 | 0 | 0 | 0 | 0 | 0 | 0 | 2665625.4216 | 0 | 0 | 0 | 0 | 0 | 0 | 0 | 0 | 0 | 0 | 0 | 83051.4577 | 0 | 0 | 0 | 0 | 0 | 0 | 0 | 0 | 0 | 50190.762 | 0 | 0 | 0 | 0 | 0 | 0 | 0 | 0
2016-09-10 05:00 | 0 | 0 | 0 | 0 | 92377.3561 | 0 | 452595 | 0 | 0 | 0 | 0 | 0 | 0 | 0 | 0 | 0 | 0 | 0 | 0 | 2388459.2355 | 0 | 0 | 0 | 0 | 0 | 0 | 0 | 0 | 0 | 0 | 0 | -83051.4577 | 0 | 0 | 0 | 0 | 0 | 0 | 0 | 0 | 0 | -277166.1862 | 0 | 0 | 0 | 0 | 0 | 0 | 0 | 0
2016-09-10 06:00 | 0 | 0 | 0 | 0 | 152551.8138 | 0 | 429718 | 0 | 0 | 0 | 0 | 0 | 0 | 0 | 0 | 0 | 0 | 0 | 0 | 2111293.0493 | 0 | 0 | 0 | 0 | 0 | 0 | 0 | 0 | 0 | 0 | 0 | 0 | 0 | 0 | 0 | 0 | 0 | 0 | 0 | 0 | 0 | -277166.1862 | 0 | 0 | 0 | 0 | 0 | 0 | 0 | 0
2016-09-10 07:00 | 0 | 0 | 0 | 0 | 614180.504 | 0 | 412703 | 0 | 0 | 0 | 0 | 83051.4577 | 0 | 0 | 0 | 0 | 0 | 0 | 0 | 2229719.0956 | 0 | 0 | 0 | 0 | 0 | 0 | 0 | 0 | 0 | 0 | 0 | 83051.4577 | 0 | 0 | 0 | 0 | 0 | 0 | 0 | 0 | 0 | 118426.0463 | 0 | 0 | 0 | 0 | 0 | 0 | 0 | 0
2016-09-10 08:00 | 0 | 0 | 0 | 0 | 41874.3561 | 0 | 402092 | 0 | 0 | 0 | 0 | 0 | 0 | 0 | 0 | 0 | 0 | 0 | 0 | 1952552.9095 | 0 | 0 | 0 | 0 | 0 | 0 | 0 | 0 | 0 | 0 | 0 | -83051.4577 | 0 | 0 | 0 | 0 | 0 | 0 | 0 | 0 | 0 | -277166.1862 | 0 | 0 | 0 | 0 | 0 | 0 | 0 | 0
2016-09-10 09:00 | 0 | 0 | 0 | 0 | 121533.8138 | 0 | 398700 | 0 | 0 | 0 | 0 | 0 | 0 | 0 | 0 | 0 | 0 | 0 | 0 | 1675386.7233 | 0 | 0 | 0 | 0 | 0 | 0 | 0 | 0 | 0 | 0 | 0 | 0 | 0 | 0 | 0 | 0 | 0 | 0 | 0 | 0 | 0 | -277166.1862 | 0 | 0 | 0 | 0 | 0 | 0 | 0 | 0
2016-09-10 10:00 | 0 | 0 | 0 | 0 | 510948.4911 | 0 | 401747 | 0 | 0 | 0 | 0 | 83051.4577 | 0 | 0 | 0 | 0 | 0 | 0 | 0 | 1701536.7567 | 0 | 0 | 0 | 0 | 0 | 0 | 0 | 0 | 0 | 0 | 0 | 83051.4577 | 0 | 0 | 0 | 0 | 0 | 0 | 0 | 0 | 0 | 26150.0334 | 0 | 0 | 0 | 0 | 0 | 0 | 0 | 0
2016-09-10 11:00 | 0 | 0 | 0 | 0 | 48222.3561 | 0 | 408440 | 0 | 0 | 0 | 0 | 0 | 0 | 0 | 0 | 0 | 0 | 0 | 0 | 1424370.5706 | 0 | 0 | 0 | 0 | 0 | 0 | 0 | 0 | 0 | 0 | 0 | -83051.4577 | 0 | 0 | 0 | 0 | 0 | 0 | 0 | 0 | 0 | -277166.1862 | 0 | 0 | 0 | 0 | 0 | 0 | 0 | 0
2016-09-10 12:00 | 0 | 0 | 0 | 0 | 457124.2114 | 38.008 | 426216 | 0 | 0 | 0 | 0 | 0 | 0 | 0 | 0 | 0 | 0 | 0 | 0 | 1455316.79 | 0 | 0 | 0 | 0 | 0 | 0 | 0 | 0 | 0 | 0 | 0 | 0 | 0 | 0 | 0 | 0 | 0 | 0 | 0 | 0 | 0 | 30946.2194 | 0 | 0 | 0 | 0 | 0 | 0 | 0 | 0
2016-09-10 13:00 | 0 | 0 | 0 | 0 | 308091.3127 | 128751.3668 | 452245 | 0 | 0 | 0 | 0 | 83051.4577 | 0 | 0 | 0 | 0 | 0 | 0 | 0 | 1356863.0117 | 0 | 0 | 0 | 0 | 0 | 0 | 0 | 0 | 0 | 0 | 0 | 83051.4577 | 0 | 0 | 0 | 0 | 0 | 0 | 0 | 0 | 0 | -98453.7782 | 0 | 0 | 0 | 0 | 0 | 0 | 0 | 0
2016-09-10 14:00 | 0 | 0 | 0 | 0 | 0 | 544014.4347 | 482481 | 0 | 0 | 0 | 0 | 57905.6462 | 0 | 0 | 0 | 0 | 0 | 0 | 0 | 1443542.2579 | 0 | 0 | 0 | 0 | 0 | 0 | 0 | 0 | 0 | 0 | 0 | -25145.8115 | 0 | 0 | 0 | 0 | 0 | 0 | 0 | 0 | 0 | 86679.2462 | 0 | 0 | 0 | 0 | 0 | 0 | 0 | 0
2016-09-10 15:00 | 0 | 0 | 0 | 0 | 0 | 772161.8589 | 511554 | 0 | 0 | 0 | 0 | 41347.3189 | 0 | 0 | 0 | 0 | 0 | 0 | 0 | 1720708.4441 | 0 | 0 | 0 | 0 | 0 | 0 | 0 | 0 | 0 | 0 | 0 | -16558.3273 | 0 | 0 | 0 | 0 | 0 | 0 | 0 | 0 | 0 | 277166.1862 | 0 | 0 | 0 | 0 | 0 | 0 | 0 | 0
2016-09-10 16:00 | 0 | 0 | 0 | 0 | 80258.1685 | 815870.4754 | 535911 | 0 | 0 | 0 | 0 | 124398.7766 | 0 | 0 | 0 | 0 | 0 | 0 | 0 | 1997874.6303 | 0 | 0 | 0 | 0 | 0 | 0 | 0 | 0 | 0 | 0 | 0 | 83051.4577 | 0 | 0 | 0 | 0 | 0 | 0 | 0 | 0 | 0 | 277166.1862 | 0 | 0 | 0 | 0 | 0 | 0 | 0 | 0
2016-09-10 17:00 | 0 | 0 | 0 | 0 | 0 | 813061.756 | 554524 | 0 | 0 | 0 | 0 | 105770.3464 | 0 | 0 | 0 | 0 | 0 | 0 | 0 | 2275040.8164 | 0 | 0 | 0 | 0 | 0 | 0 | 0 | 0 | 0 | 0 | 0 | -18628.4302 | 0 | 0 | 0 | 0 | 0 | 0 | 0 | 0 | 0 | 277166.1862 | 0 | 0 | 0 | 0 | 0 | 0 | 0 | 0
2016-09-10 18:00 | 0 | 0 | 0 | 0 | 0 | 800406.012 | 567796 | 0 | 0 | 0 | 0 | 61214.1722 | 0 | 0 | 0 | 0 | 0 | 0 | 0 | 2552207.0026 | 0 | 0 | 0 | 0 | 0 | 0 | 0 | 0 | 0 | 0 | 0 | -44556.1742 | 0 | 0 | 0 | 0 | 0 | 0 | 0 | 0 | 0 | 277166.1862 | 0 | 0 | 0 | 0 | 0 | 0 | 0 | 0
2016-09-10 19:00 | 0 | 0 | 0 | 0 | 0 | 792497.0139 | 576545 | 0 | 0 | 0 | 0 | 0 | 0 | 0 | 0 | 0 | 0 | 0 | 0 | 2829373.1888 | 0 | 0 | 0 | 0 | 0 | 0 | 0 | 0 | 0 | 0 | 0 | -61214.1722 | 0 | 0 | 0 | 0 | 0 | 0 | 0 | 0 | 0 | 277166.1862 | 0 | 0 | 0 | 0 | 0 | 0 | 0 | 0
2016-09-10 20:00 | 0 | 0 | 0 | 0 | 0 | 798287.685 | 581338 | 0 | 0 | 0 | 0 | 83051.4577 | 0 | 0 | 0 | 0 | 0 | 0 | 0 | 2963271.4161 | 0 | 0 | 0 | 0 | 0 | 0 | 0 | 0 | 0 | 0 | 0 | 83051.4577 | 0 | 0 | 0 | 0 | 0 | 0 | 0 | 0 | 0 | 133898.2273 | 0 | 0 | 0 | 0 | 0 | 0 | 0 | 0
2016-09-10 21:00 | 0 | 0 | 0 | 0 | 0 | 800203.3162 | 580827 | 0 | 0 | 0 | 0 | 25261.5878 | 0 | 0 | 0 | 0 | 0 | 0 | 0 | 3240437.6022 | 0 | 0 | 0 | 0 | 0 | 0 | 0 | 0 | 0 | 0 | 0 | -57789.8699 | 0 | 0 | 0 | 0 | 0 | 0 | 0 | 0 | 0 | 277166.1862 | 0 | 0 | 0 | 0 | 0 | 0 | 0 | 0
2016-09-10 22:00 | 0 | 0 | 0 | 0 | 0 | 772269.5495 | 572569 | 0 | 0 | 0 | 0 | 108313.0455 | 0 | 0 | 0 | 0 | 0 | 0 | 0 | 3357086.694 | 0 | 0 | 0 | 0 | 0 | 0 | 0 | 0 | 0 | 0 | 0 | 83051.4577 | 0 | 0 | 0 | 0 | 0 | 0 | 0 | 0 | 0 | 116649.0918 | 0 | 0 | 0 | 0 | 0 | 0 | 0 | 0
2016-09-10 23:00 | 0 | 0 | 0 | 0 | 0 | 665187.4473 | 561112 | 0 | 0 | 0 | 0 | 25261.5878 | 0 | 0 | 0 | 0 | 0 | 0 | 0 | 3544213.599 | 0 | 0 | 0 | 0 | 0 | 0 | 0 | 0 | 0 | 0 | 0 | -83051.4577 | 0 | 0 | 0 | 0 | 0 | 0 | 0 | 0 | 0 | 187126.9051 | 0 | 0 | 0 | 0 | 0 | 0 | 0 | 0
2016-09-11 | 0 | 0 | 0 | 0 | 275974.0946 | 421898.284 | 551027 | 0 | 0 | 0 | 0 | 108313.0455 | 0 | 0 | 0 | 0 | 0 | 0 | 0 | 3608007.52 | 0 | 0 | 0 | 0 | 0 | 0 | 0 | 0 | 0 | 0 | 0 | 83051.4577 | 0 | 0 | 0 | 0 | 0 | 0 | 0 | 0 | 0 | 63793.921 | 0 | 0 | 0 | 0 | 0 | 0 | 0 | 0
2016-09-11 01:00 | 0 | 0 | 0 | 0 | 343248.1128 | 56135.8455 | 533658 | 0 | 0 | 0 | 0 | 191364.5032 | 0 | 0 | 0 | 0 | 0 | 0 | 0 | 3390682.0206 | 0 | 0 | 0 | 0 | 0 | 0 | 0 | 0 | 0 | 0 | 0 | 83051.4577 | 0 | 0 | 0 | 0 | 0 | 0 | 0 | 0 | 0 | -217325.4994 | 0 | 0 | 0 | 0 | 0 | 0 | 0 | 0
2016-09-11 02:00 | 0 | 0 | 0 | 0 | 146703.289 | 0.067091 | 506921 | 0 | 0 | 0 | 0 | 108313.0455 | 0 | 0 | 0 | 0 | 0 | 0 | 0 | 3113515.8344 | 0 | 0 | 0 | 0 | 0 | 0 | 0 | 0 | 0 | 0 | 0 | -83051.4577 | 0 | 0 | 0 | 0 | 0 | 0 | 0 | 0 | 0 | -277166.1862 | 0 | 0 | 0 | 0 | 0 | 0 | 0 | 0
2016-09-11 03:00 | 0 | 0 | 0 | 0 | 471439.0416 | 0 | 477279 | 0 | 0 | 0 | 0 | 166102.9154 | 0 | 0 | 0 | 0 | 0 | 0 | 0 | 3017112.9207 | 0 | 32773.0854 | 0 | 0 | 0 | 0 | 0 | 0 | 0 | 0 | 0 | 57789.8699 | 0 | 0 | 0 | 0 | 0 | 0 | 0 | 0 | 0 | -96402.9137 | 0 | 32773.0854 | 0 | 0 | 0 | 0 | 0 | 0
2016-09-11 04:00 | 0 | 0 | 0 | 0 | 55002.2708 | 0 | 447993 | 0 | 0 | 0 | 0 | 83051.4577 | 0 | 0 | 0 | 0 | 0 | 0 | 0 | 2739946.7345 | 0 | 0 | 0 | 0 | 0 | 0 | 0 | 0 | 0 | 0 | 0 | -83051.4577 | 0 | 0 | 0 | 0 | 0 | 0 | 0 | 0 | 0 | -277166.1862 | 0 | -32773.0854 | 0 | 0 | 0 | 0 | 0 | 0
2016-09-11 05:00 | 0 | 0 | 0 | 0 | 61899.3561 | 0 | 422117 | 0 | 0 | 0 | 0 | 0 | 0 | 0 | 0 | 0 | 0 | 0 | 0 | 2462780.5484 | 0 | 0 | 0 | 0 | 0 | 0 | 0 | 0 | 0 | 0 | 0 | -83051.4577 | 0 | 0 | 0 | 0 | 0 | 0 | 0 | 0 | 0 | -277166.1862 | 0 | 0 | 0 | 0 | 0 | 0 | 0 | 0
2016-09-11 06:00 | 0 | 0 | 0 | 0 | 604206.6765 | 0 | 402358 | 0 | 0 | 0 | 0 | 83051.4577 | 0 | 0 | 0 | 0 | 0 | 0 | 0 | 2581577.7672 | 0 | 0 | 0 | 0 | 0 | 0 | 0 | 0 | 0 | 0 | 0 | 83051.4577 | 0 | 0 | 0 | 0 | 0 | 0 | 0 | 0 | 0 | 118797.2188 | 0 | 0 | 0 | 0 | 0 | 0 | 0 | 0
2016-09-11 07:00 | 0 | 0 | 0 | 0 | 26500.3561 | 0 | 386718 | 0 | 0 | 0 | 0 | 0 | 0 | 0 | 0 | 0 | 0 | 0 | 0 | 2304411.581 | 0 | 0 | 0 | 0 | 0 | 0 | 0 | 0 | 0 | 0 | 0 | -83051.4577 | 0 | 0 | 0 | 0 | 0 | 0 | 0 | 0 | 0 | -277166.1862 | 0 | 0 | 0 | 0 | 0 | 0 | 0 | 0
2016-09-11 08:00 | 0 | 0 | 0 | 0 | 99120.8138 | 0 | 376287 | 0 | 0 | 0 | 0 | 0 | 0 | 0 | 0 | 0 | 0 | 0 | 0 | 2027245.3948 | 0 | 0 | 0 | 0 | 0 | 0 | 0 | 0 | 0 | 0 | 0 | 0 | 0 | 0 | 0 | 0 | 0 | 0 | 0 | 0 | 0 | -277166.1862 | 0 | 0 | 0 | 0 | 0 | 0 | 0 | 0
2016-09-11 09:00 | 0 | 0 | 0 | 0 | 602148.5218 | 0 | 371742 | 0 | 0 | 0 | 0 | 83051.4577 | 0 | 0 | 0 | 0 | 0 | 0 | 0 | 2162198.1028 | 0 | 12402.3561 | 0 | 0 | 0 | 0 | 0 | 0 | 0 | 0 | 0 | 83051.4577 | 0 | 0 | 0 | 0 | 0 | 0 | 0 | 0 | 0 | 134952.708 | 0 | 12402.3561 | 0 | 0 | 0 | 0 | 0 | 0
2016-09-11 10:00 | 0 | 0 | 0 | 0 | 0 | 0 | 372620 | 0 | 0 | 0 | 0 | 0 | 0 | 0 | 0 | 0 | 0 | 0 | 0 | 1885031.9167 | 0 | 0 | 0 | 0 | 0 | 0 | 0 | 0 | 0 | 0 | 0 | -83051.4577 | 0 | 0 | 0 | 0 | 0 | 0 | 0 | 0 | 0 | -277166.1862 | 0 | -12402.3561 | 0 | 0 | 0 | 0 | 0 | 0
2016-09-11 11:00 | 0 | 0 | 0 | 0 | 98708.8138 | 0 | 375875 | 0 | 0 | 0 | 0 | 0 | 0 | 0 | 0 | 0 | 0 | 0 | 0 | 1607865.7305 | 0 | 0 | 0 | 0 | 0 | 0 | 0 | 0 | 0 | 0 | 0 | 0 | 0 | 0 | 0 | 0 | 0 | 0 | 0 | 0 | 0 | -277166.1862 | 0 | 0 | 0 | 0 | 0 | 0 | 0 | 0
2016-09-11 12:00 | 0 | 0 | 0 | 0 | 517945.5109 | 60.7917 | 389538 | 0 | 0 | 0 | 0 | 83051.4577 | 0 | 0 | 0 | 0 | 0 | 0 | 0 | 1653282.5754 | 0 | 0 | 0 | 0 | 0 | 0 | 0 | 0 | 0 | 0 | 0 | 83051.4577 | 0 | 0 | 0 | 0 | 0 | 0 | 0 | 0 | 0 | 45416.845 | 0 | 0 | 0 | 0 | 0 | 0 | 0 | 0
2016-09-11 13:00 | 0 | 0 | 0 | 0 | 324267.7402 | 138863.4936 | 412784 | 0 | 0 | 0 | 0 | 0 | 0 | 0 | 0 | 0 | 0 | 0 | 0 | 1786681.2669 | 0 | 0 | 0 | 0 | 0 | 0 | 0 | 0 | 0 | 0 | 0 | -83051.4577 | 0 | 0 | 0 | 0 | 0 | 0 | 0 | 0 | 0 | 133398.6915 | 0 | 0 | 0 | 0 | 0 | 0 | 0 | 0
2016-09-11 14:00 | 0 | 0 | 0 | 0 | 130433.2125 | 583775.9737 | 437043 | 0 | 0 | 0 | 0 | 0 | 0 | 0 | 0 | 0 | 0 | 0 | 0 | 2063847.4531 | 0 | 0 | 0 | 0 | 0 | 0 | 0 | 0 | 0 | 0 | 0 | 0 | 0 | 0 | 0 | 0 | 0 | 0 | 0 | 0 | 0 | 277166.1862 | 0 | 0 | 0 | 0 | 0 | 0 | 0 | 0
2016-09-11 15:00 | 0 | 0 | 0 | 0 | 45834.1755 | 774303.4684 | 459920 | 0 | 0 | 0 | 0 | 83051.4577 | 0 | 0 | 0 | 0 | 0 | 0 | 0 | 2341013.6393 | 0 | 0 | 0 | 0 | 0 | 0 | 0 | 0 | 0 | 0 | 0 | 83051.4577 | 0 | 0 | 0 | 0 | 0 | 0 | 0 | 0 | 0 | 277166.1862 | 0 | 0 | 0 | 0 | 0 | 0 | 0 | 0
2016-09-11 16:00 | 0 | 0 | 0 | 0 | 0 | 818508.8036 | 482980 | 0 | 0 | 0 | 0 | 141414.0752 | 0 | 0 | 0 | 0 | 0 | 0 | 0 | 2618179.8254 | 0 | 0 | 0 | 0 | 0 | 0 | 0 | 0 | 0 | 0 | 0 | 58362.6175 | 0 | 0 | 0 | 0 | 0 | 0 | 0 | 0 | 0 | 277166.1862 | 0 | 0 | 0 | 0 | 0 | 0 | 0 | 0
2016-09-11 17:00 | 0 | 0 | 0 | 0 | 0 | 809543.6486 | 503234 | 0 | 0 | 0 | 0 | 224465.5329 | 0 | 0 | 0 | 0 | 0 | 0 | 0 | 2841438.0163 | 0 | 0 | 0 | 0 | 0 | 0 | 0 | 0 | 0 | 0 | 0 | 83051.4577 | 0 | 0 | 0 | 0 | 0 | 0 | 0 | 0 | 0 | 223258.1909 | 0 | 0 | 0 | 0 | 0 | 0 | 0 | 0
2016-09-11 18:00 | 0 | 0 | 0 | 0 | 0 | 793676.0931 | 519746 | 0 | 0 | 0 | 0 | 221229.4398 | 0 | 0 | 0 | 0 | 0 | 0 | 0 | 3118604.2025 | 0 | 0 | 0 | 0 | 0 | 0 | 0 | 0 | 0 | 0 | 0 | -3236.0931 | 0 | 0 | 0 | 0 | 0 | 0 | 0 | 0 | 0 | 277166.1862 | 0 | 0 | 0 | 0 | 0 | 0 | 0 | 0
2016-09-11 19:00 | 0 | 0 | 0 | 0 | 0 | 778710.5723 | 532370 | 0 | 0 | 0 | 0 | 190403.8259 | 0 | 0 | 0 | 0 | 0 | 0 | 0 | 3395770.3887 | 0 | 0 | 0 | 0 | 0 | 0 | 0 | 0 | 0 | 0 | 0 | -30825.6139 | 0 | 0 | 0 | 0 | 0 | 0 | 0 | 0 | 0 | 277166.1862 | 0 | 0 | 0 | 0 | 0 | 0 | 0 | 0
2016-09-11 20:00 | 0 | 0 | 0 | 0 | 0 | 776163.3014 | 542155 | 0 | 0 | 0 | 0 | 147245.9411 | 0 | 0 | 0 | 0 | 0 | 0 | 0 | 3672936.5748 | 0 | 0 | 0 | 0 | 0 | 0 | 0 | 0 | 0 | 0 | 0 | -43157.8848 | 0 | 0 | 0 | 0 | 0 | 0 | 0 | 0 | 0 | 277166.1862 | 0 | 0 | 0 | 0 | 0 | 0 | 0 | 0
2016-09-11 21:00 | 0 | 0 | 0 | 0 | 0 | 768252.2055 | 547828 | 0 | 0 | 0 | 0 | 230297.3988 | 0 | 0 | 0 | 0 | 0 | 0 | 0 | 3810309.3227 | 0 | 0 | 0 | 0 | 0 | 0 | 0 | 0 | 0 | 0 | 0 | 83051.4577 | 0 | 0 | 0 | 0 | 0 | 0 | 0 | 0 | 0 | 137372.7478 | 0 | 0 | 0 | 0 | 0 | 0 | 0 | 0
2016-09-11 22:00 | 0 | 0 | 0 | 0 | 7496.8498 | 730558.8787 | 543941 | 0 | 0 | 0 | 0 | 147245.9411 | 0 | 0 | 0 | 0 | 0 | 0 | 0 | 4087475.5088 | 0 | 0 | 0 | 0 | 0 | 0 | 0 | 0 | 0 | 0 | 0 | -83051.4577 | 0 | 0 | 0 | 0 | 0 | 0 | 0 | 0 | 0 | 277166.1862 | 0 | 0 | 0 | 0 | 0 | 0 | 0 | 0
2016-09-11 23:00 | 0 | 0 | 0 | 0 | 0 | 607800.6719 | 534700 | 0 | 0 | 0 | 0 | 64194.4834 | 0 | 0 | 0 | 0 | 0 | 0 | 0 | 4243627.6385 | 0 | 0 | 0 | 0 | 0 | 0 | 0 | 0 | 0 | 0 | 0 | -83051.4577 | 0 | 0 | 0 | 0 | 0 | 0 | 0 | 0 | 0 | 156152.1296 | 0 | 0 | 0 | 0 | 0 | 0 | 0 | 0
2016-09-12 | 0 | 0 | 0 | 0 | 0 | 376720.4733 | 527731 | 0 | 0 | 0 | 0 | 147245.9411 | 0 | 0 | 0 | 0 | 0 | 0 | 0 | 4009565.6541 | 0 | 0 | 0 | 0 | 0 | 0 | 0 | 0 | 0 | 0 | 0 | 83051.4577 | 0 | 0 | 0 | 0 | 0 | 0 | 0 | 0 | 0 | -234061.9844 | 0 | 0 | 0 | 0 | 0 | 0 | 0 | 0
2016-09-12 01:00 | 0 | 0 | 0 | 0 | 96373.0218 | 53021.3343 | 509612 | 0 | 0 | 0 | 0 | 64194.4834 | 0 | 0 | 0 | 0 | 0 | 0 | 0 | 3732399.4679 | 0 | 0 | 0 | 0 | 0 | 0 | 0 | 0 | 0 | 0 | 0 | -83051.4577 | 0 | 0 | 0 | 0 | 0 | 0 | 0 | 0 | 0 | -277166.1862 | 0 | 0 | 0 | 0 | 0 | 0 | 0 | 0
2016-09-12 02:00 | 0 | 0 | 0 | 0 | 784347.4755 | 0 | 480759 | 0 | 0 | 0 | 0 | 147245.9411 | 0 | 0 | 0 | 0 | 0 | 0 | 0 | 3952936.4857 | 0 | 0 | 0 | 0 | 0 | 0 | 0 | 0 | 0 | 0 | 0 | 83051.4577 | 0 | 0 | 0 | 0 | 0 | 0 | 0 | 0 | 0 | 220537.0178 | 0 | 0 | 0 | 0 | 0 | 0 | 0 | 0
2016-09-12 03:00 | 0 | 0 | 0 | 0 | 89509.3561 | 0 | 449727 | 0 | 0 | 0 | 0 | 64194.4834 | 0 | 0 | 0 | 0 | 0 | 0 | 0 | 3675770.2995 | 0 | 0 | 0 | 0 | 0 | 0 | 0 | 0 | 0 | 0 | 0 | -83051.4577 | 0 | 0 | 0 | 0 | 0 | 0 | 0 | 0 | 0 | -277166.1862 | 0 | 0 | 0 | 0 | 0 | 0 | 0 | 0
2016-09-12 04:00 | 0 | 0 | 0 | 0 | 79232.3304 | 0 | 420593 | 0 | 0 | 0 | 0 | 0 | 0 | 0 | 0 | 0 | 0 | 0 | 0 | 3398604.1134 | 0 | 0 | 0 | 0 | 0 | 0 | 0 | 0 | 0 | 0 | 0 | -64194.4834 | 0 | 0 | 0 | 0 | 0 | 0 | 0 | 0 | 0 | -277166.1862 | 0 | 0 | 0 | 0 | 0 | 0 | 0 | 0
2016-09-12 05:00 | 0 | 0 | 0 | 0 | 721830.566 | 0 | 395761 | 0 | 0 | 0 | 0 | 83051.4577 | 0 | 0 | 0 | 0 | 0 | 0 | 0 | 3624149.8656 | 0 | 17472.3561 | 0 | 0 | 0 | 0 | 0 | 0 | 0 | 0 | 0 | 83051.4577 | 0 | 0 | 0 | 0 | 0 | 0 | 0 | 0 | 0 | 225545.7522 | 0 | 17472.3561 | 0 | 0 | 0 | 0 | 0 | 0
2016-09-12 06:00 | 0 | 0 | 0 | 0 | 0 | 0 | 377690 | 0 | 0 | 0 | 0 | 0 | 0 | 0 | 0 | 0 | 0 | 0 | 0 | 3346983.6794 | 0 | 0 | 0 | 0 | 0 | 0 | 0 | 0 | 0 | 0 | 0 | -83051.4577 | 0 | 0 | 0 | 0 | 0 | 0 | 0 | 0 | 0 | -277166.1862 | 0 | -17472.3561 | 0 | 0 | 0 | 0 | 0 | 0
2016-09-12 07:00 | 0 | 0 | 0 | 0 | 172159.2715 | 0 | 366274 | 0 | 0 | 0 | 0 | 83051.4577 | 0 | 0 | 0 | 0 | 0 | 0 | 0 | 3069817.4932 | 0 | 0 | 0 | 0 | 0 | 0 | 0 | 0 | 0 | 0 | 0 | 83051.4577 | 0 | 0 | 0 | 0 | 0 | 0 | 0 | 0 | 0 | -277166.1862 | 0 | 0 | 0 | 0 | 0 | 0 | 0 | 0
2016-09-12 08:00 | 0 | 0 | 0 | 0 | 625508.9242 | 0 | 363221 | 0 | 0 | 0 | 0 | 166102.9154 | 0 | 0 | 0 | 0 | 0 | 0 | 0 | 3249053.9598 | 0 | 0 | 0 | 0 | 0 | 0 | 0 | 0 | 0 | 0 | 0 | 83051.4577 | 0 | 0 | 0 | 0 | 0 | 0 | 0 | 0 | 0 | 179236.4665 | 0 | 0 | 0 | 0 | 0 | 0 | 0 | 0
2016-09-12 09:00 | 0 | 0 | 0 | 0 | 11617.3561 | 0 | 371835 | 0 | 0 | 0 | 0 | 83051.4577 | 0 | 0 | 0 | 0 | 0 | 0 | 0 | 2971887.7736 | 0 | 0 | 0 | 0 | 0 | 0 | 0 | 0 | 0 | 0 | 0 | -83051.4577 | 0 | 0 | 0 | 0 | 0 | 0 | 0 | 0 | 0 | -277166.1862 | 0 | 0 | 0 | 0 | 0 | 0 | 0 | 0
2016-09-12 10:00 | 0 | 0 | 0 | 0 | 565933.0064 | 0 | 395317 | 0 | 0 | 0 | 0 | 166102.9154 | 0 | 0 | 0 | 0 | 0 | 0 | 0 | 3059452.3223 | 0 | 0 | 0 | 0 | 0 | 0 | 0 | 0 | 0 | 0 | 0 | 83051.4577 | 0 | 0 | 0 | 0 | 0 | 0 | 0 | 0 | 0 | 87564.5487 | 0 | 0 | 0 | 0 | 0 | 0 | 0 | 0
2016-09-12 11:00 | 0 | 0 | 0 | 0 | 543328.2615 | 0 | 417166 | 0 | 0 | 0 | 0 | 83051.4577 | 0 | 0 | 0 | 0 | 0 | 0 | 0 | 3268666.0415 | 0 | 0 | 0 | 0 | 0 | 0 | 0 | 0 | 0 | 0 | 0 | -83051.4577 | 0 | 0 | 0 | 0 | 0 | 0 | 0 | 0 | 0 | 209213.7192 | 0 | 0 | 0 | 0 | 0 | 0 | 0 | 0
2016-09-12 12:00 | 0 | 0 | 0 | 0 | 497986.494 | 26.4586 | 432034 | 0 | 0 | 0 | 0 | 83051.4577 | 0 | 0 | 0 | 0 | 0 | 0 | 0 | 3331234.2742 | 0 | 3410.7199 | 0 | 0 | 0 | 0 | 0 | 0 | 0 | 0 | 0 | 0 | 0 | 0 | 0 | 0 | 0 | 0 | 0 | 0 | 0 | 62568.2327 | 0 | 3410.7199 | 0 | 0 | 0 | 0 | 0 | 0
2016-09-12 13:00 | 0 | 0 | 0 | 0 | 0 | 89131.6363 | 452760 | 0 | 0 | 0 | 0 | 0 | 0 | 0 | 0 | 0 | 0 | 0 | 0 | 3054068.088 | 0 | 0 | 0 | 0 | 0 | 0 | 0 | 0 | 0 | 0 | 0 | -83051.4577 | 0 | 0 | 0 | 0 | 0 | 0 | 0 | 0 | 0 | -277166.1862 | 0 | -3410.7199 | 0 | 0 | 0 | 0 | 0 | 0
2016-09-12 14:00 | 0 | 0 | 0 | 0 | 271938.6839 | 481629.5023 | 476402 | 0 | 0 | 0 | 0 | 0 | 0 | 0 | 0 | 0 | 0 | 0 | 0 | 3331234.2742 | 0 | 0 | 0 | 0 | 0 | 0 | 0 | 0 | 0 | 0 | 0 | 0 | 0 | 0 | 0 | 0 | 0 | 0 | 0 | 0 | 0 | 277166.1862 | 0 | 0 | 0 | 0 | 0 | 0 | 0 | 0
2016-09-12 15:00 | 0 | 0 | 0 | 0 | 175451.4546 | 684473.1892 | 499707 | 0 | 0 | 0 | 0 | 83051.4577 | 0 | 0 | 0 | 0 | 0 | 0 | 0 | 3608400.4604 | 0 | 0 | 0 | 0 | 0 | 0 | 0 | 0 | 0 | 0 | 0 | 83051.4577 | 0 | 0 | 0 | 0 | 0 | 0 | 0 | 0 | 0 | 277166.1862 | 0 | 0 | 0 | 0 | 0 | 0 | 0 | 0
2016-09-12 16:00 | 0 | 0 | 0 | 0 | 0 | 743383.59 | 521331 | 0 | 0 | 0 | 0 | 27937.8616 | 0 | 0 | 0 | 0 | 0 | 0 | 0 | 3885566.6465 | 0 | 0 | 0 | 0 | 0 | 0 | 0 | 0 | 0 | 0 | 0 | -55113.5961 | 0 | 0 | 0 | 0 | 0 | 0 | 0 | 0 | 0 | 277166.1862 | 0 | 0 | 0 | 0 | 0 | 0 | 0 | 0
2016-09-12 17:00 | 0 | 0 | 0 | 0 | 0 | 745284.1682 | 542091 | 0 | 0 | 0 | 0 | 110989.3193 | 0 | 0 | 0 | 0 | 0 | 0 | 0 | 4005708.3571 | 0 | 0 | 0 | 0 | 0 | 0 | 0 | 0 | 0 | 0 | 0 | 83051.4577 | 0 | 0 | 0 | 0 | 0 | 0 | 0 | 0 | 0 | 120141.7105 | 0 | 0 | 0 | 0 | 0 | 0 | 0 | 0
2016-09-12 18:00 | 0 | 0 | 0 | 0 | 0 | 729679.0335 | 559929 | 0 | 0 | 0 | 0 | 194040.777 | 0 | 0 | 0 | 0 | 0 | 0 | 0 | 4092406.9328 | 0 | 0 | 0 | 0 | 0 | 0 | 0 | 0 | 0 | 0 | 0 | 83051.4577 | 0 | 0 | 0 | 0 | 0 | 0 | 0 | 0 | 0 | 86698.5757 | 0 | 0 | 0 | 0 | 0 | 0 | 0 | 0
2016-09-12 19:00 | 0 | 0 | 0 | 0 | 59544.0441 | 706733.6844 | 572163 | 0 | 0 | 0 | 0 | 110989.3193 | 0 | 0 | 0 | 0 | 0 | 0 | 0 | 4369573.119 | 0 | 0 | 0 | 0 | 0 | 0 | 0 | 0 | 0 | 0 | 0 | -83051.4577 | 0 | 0 | 0 | 0 | 0 | 0 | 0 | 0 | 0 | 277166.1862 | 0 | 0 | 0 | 0 | 0 | 0 | 0 | 0
2016-09-12 20:00 | 0 | 0 | 0 | 0 | 0 | 690452.9572 | 580272 | 0 | 0 | 0 | 0 | 194040.777 | 0 | 0 | 0 | 0 | 0 | 0 | 0 | 4396702.6185 | 0 | 0 | 0 | 0 | 0 | 0 | 0 | 0 | 0 | 0 | 0 | 83051.4577 | 0 | 0 | 0 | 0 | 0 | 0 | 0 | 0 | 0 | 27129.4995 | 0 | 0 | 0 | 0 | 0 | 0 | 0 | 0
2016-09-12 21:00 | 0 | 0 | 0 | 0 | 109455.5344 | 666867.1941 | 582208 | 0 | 0 | 0 | 0 | 110989.3193 | 0 | 0 | 0 | 0 | 0 | 0 | 0 | 4673868.8046 | 0 | 0 | 0 | 0 | 0 | 0 | 0 | 0 | 0 | 0 | 0 | -83051.4577 | 0 | 0 | 0 | 0 | 0 | 0 | 0 | 0 | 0 | 277166.1862 | 0 | 0 | 0 | 0 | 0 | 0 | 0 | 0
2016-09-12 22:00 | 0 | 0 | 0 | 0 | 315726.8908 | 618207.7531 | 573717 | 0 | 0 | 0 | 0 | 194040.777 | 0 | 0 | 0 | 0 | 0 | 0 | 0 | 4951034.9908 | 0 | 0 | 0 | 0 | 0 | 0 | 0 | 0 | 0 | 0 | 0 | 83051.4577 | 0 | 0 | 0 | 0 | 0 | 0 | 0 | 0 | 0 | 277166.1862 | 0 | 0 | 0 | 0 | 0 | 0 | 0 | 0
2016-09-12 23:00 | 0 | 0 | 0 | 0 | 0 | 509830.739 | 562447 | 0 | 0 | 0 | 0 | 110989.3193 | 0 | 0 | 0 | 0 | 0 | 0 | 0 | 4981470.1875 | 0 | 0 | 0 | 0 | 0 | 0 | 0 | 0 | 0 | 0 | 0 | -83051.4577 | 0 | 0 | 0 | 0 | 0 | 0 | 0 | 0 | 0 | 30435.1967 | 0 | 0 | 0 | 0 | 0 | 0 | 0 | 0
2016-09-13 | 0 | 0 | 0 | 0 | 0 | 322906.522 | 553340 | 0 | 0 | 0 | 0 | 83051.4577 | 0 | 0 | 0 | 0 | 0 | 0 | 0 | 4778974.5711 | 0 | 0 | 0 | 0 | 0 | 0 | 0 | 0 | 0 | 0 | 0 | -27937.8616 | 0 | 0 | 0 | 0 | 0 | 0 | 0 | 0 | 0 | -202495.6164 | 0 | 0 | 0 | 0 | 0 | 0 | 0 | 0
2016-09-13 01:00 | 0 | 0 | 0 | 0 | 523293.7113 | 45267.8318 | 531862 | 0 | 0 | 0 | 0 | 166102.9154 | 0 | 0 | 0 | 0 | 0 | 0 | 0 | 4732622.6565 | 0 | 0 | 0 | 0 | 0 | 0 | 0 | 0 | 0 | 0 | 0 | 83051.4577 | 0 | 0 | 0 | 0 | 0 | 0 | 0 | 0 | 0 | -46351.9146 | 0 | 0 | 0 | 0 | 0 | 0 | 0 | 0
2016-09-13 02:00 | 0 | 0 | 0 | 0 | 139586.3561 | 0 | 499804 | 0 | 0 | 0 | 0 | 83051.4577 | 0 | 0 | 0 | 0 | 0 | 0 | 0 | 4455456.4703 | 0 | 0 | 0 | 0 | 0 | 0 | 0 | 0 | 0 | 0 | 0 | -83051.4577 | 0 | 0 | 0 | 0 | 0 | 0 | 0 | 0 | 0 | -277166.1862 | 0 | 0 | 0 | 0 | 0 | 0 | 0 | 0
2016-09-13 03:00 | 0 | 0 | 0 | 0 | 484396.6131 | 0 | 463720 | 0 | 0 | 0 | 0 | 166102.9154 | 0 | 0 | 0 | 0 | 0 | 0 | 0 | 4393081.6257 | 0 | 0 | 0 | 0 | 0 | 0 | 0 | 0 | 0 | 0 | 0 | 83051.4577 | 0 | 0 | 0 | 0 | 0 | 0 | 0 | 0 | 0 | -62374.8446 | 0 | 0 | 0 | 0 | 0 | 0 | 0 | 0
2016-09-13 04:00 | 0 | 0 | 0 | 0 | 457317.351 | 0 | 431172 | 0 | 0 | 0 | 0 | 83051.4577 | 0 | 0 | 0 | 0 | 0 | 0 | 0 | 4502278.4344 | 0 | 0 | 0 | 0 | 0 | 0 | 0 | 0 | 0 | 0 | 0 | -83051.4577 | 0 | 0 | 0 | 0 | 0 | 0 | 0 | 0 | 0 | 109196.8087 | 0 | 0 | 0 | 0 | 0 | 0 | 0 | 0
2016-09-13 05:00 | 0 | 0 | 0 | 0 | 428504.0692 | 0 | 406107 | 0 | 0 | 0 | 0 | 166102.9154 | 0 | 0 | 0 | 0 | 0 | 0 | 0 | 4441624.0459 | 0 | 0 | 0 | 0 | 0 | 0 | 0 | 0 | 0 | 0 | 0 | 83051.4577 | 0 | 0 | 0 | 0 | 0 | 0 | 0 | 0 | 0 | -60654.3885 | 0 | 0 | 0 | 0 | 0 | 0 | 0 | 0
2016-09-13 06:00 | 0 | 0 | 0 | 0 | 28097.3561 | 0 | 388315 | 0 | 0 | 0 | 0 | 83051.4577 | 0 | 0 | 0 | 0 | 0 | 0 | 0 | 4164457.8598 | 0 | 0 | 0 | 0 | 0 | 0 | 0 | 0 | 0 | 0 | 0 | -83051.4577 | 0 | 0 | 0 | 0 | 0 | 0 | 0 | 0 | 0 | -277166.1862 | 0 | 0 | 0 | 0 | 0 | 0 | 0 | 0
2016-09-13 07:00 | 0 | 0 | 0 | 0 | 381976.6494 | 0 | 376303 | 0 | 0 | 0 | 0 | 0 | 0 | 0 | 0 | 0 | 0 | 0 | 0 | 4253182.9669 | 0 | 0 | 0 | 0 | 0 | 0 | 0 | 0 | 0 | 0 | 0 | -83051.4577 | 0 | 0 | 0 | 0 | 0 | 0 | 0 | 0 | 0 | 88725.1071 | 0 | 0 | 0 | 0 | 0 | 0 | 0 | 0
2016-09-13 08:00 | 0 | 0 | 0 | 0 | 359825.8859 | 0 | 373384 | 0 | 0 | 0 | 0 | 83051.4577 | 0 | 0 | 0 | 0 | 0 | 0 | 0 | 4156573.3951 | 0 | 0 | 0 | 0 | 0 | 0 | 0 | 0 | 0 | 0 | 0 | 83051.4577 | 0 | 0 | 0 | 0 | 0 | 0 | 0 | 0 | 0 | -96609.5718 | 0 | 0 | 0 | 0 | 0 | 0 | 0 | 0
2016-09-13 09:00 | 0 | 0 | 0 | 0 | 327305.116 | 0 | 381489 | 0 | 0 | 0 | 0 | 166102.9154 | 0 | 0 | 0 | 0 | 0 | 0 | 0 | 4019338.0534 | 0 | 0 | 0 | 0 | 0 | 0 | 0 | 0 | 0 | 0 | 0 | 83051.4577 | 0 | 0 | 0 | 0 | 0 | 0 | 0 | 0 | 0 | -137235.3417 | 0 | 0 | 0 | 0 | 0 | 0 | 0 | 0
2016-09-13 10:00 | 0 | 0 | 0 | 0 | 297741.0817 | 0 | 405252 | 0 | 0 | 0 | 0 | 249154.3731 | 0 | 0 | 0 | 0 | 0 | 0 | 0 | 3828775.6774 | 0 | 0 | 0 | 0 | 0 | 0 | 0 | 0 | 0 | 0 | 0 | 83051.4577 | 0 | 0 | 0 | 0 | 0 | 0 | 0 | 0 | 0 | -190562.376 | 0 | 0 | 0 | 0 | 0 | 0 | 0 | 0
2016-09-13 11:00 | 0 | 0 | 0 | 0 | 273663.8925 | 0 | 427960 | 0 | 0 | 0 | 0 | 166102.9154 | 0 | 0 | 0 | 0 | 0 | 0 | 0 | 3757531.0276 | 0 | 0 | 0 | 0 | 0 | 0 | 0 | 0 | 0 | 0 | 0 | -83051.4577 | 0 | 0 | 0 | 0 | 0 | 0 | 0 | 0 | 0 | -71244.6498 | 0 | 0 | 0 | 0 | 0 | 0 | 0 | 0
2016-09-13 12:00 | 0 | 0 | 0 | 0 | 165935.0025 | 3.8113 | 443105 | 0 | 0 | 0 | 0 | 166102.9154 | 0 | 0 | 0 | 0 | 0 | 0 | 0 | 3480364.8414 | 0 | 0 | 0 | 0 | 0 | 0 | 0 | 0 | 0 | 0 | 0 | 0 | 0 | 0 | 0 | 0 | 0 | 0 | 0 | 0 | 0 | -277166.1862 | 0 | 0 | 0 | 0 | 0 | 0 | 0 | 0
2016-09-13 13:00 | 0 | 0 | 0 | 0 | 191458.3956 | 103690.9634 | 463253 | 0 | 0 | 0 | 0 | 83051.4577 | 0 | 0 | 0 | 0 | 0 | 0 | 0 | 3362539.5727 | 0 | 32773.0854 | 0 | 0 | 0 | 0 | 0 | 0 | 0 | 0 | 0 | -83051.4577 | 0 | 0 | 0 | 0 | 0 | 0 | 0 | 0 | 0 | -117825.2687 | 0 | 32773.0854 | 0 | 0 | 0 | 0 | 0 | 0
2016-09-13 14:00 | 0 | 0 | 0 | 0 | 0 | 512001.5033 | 485936 | 0 | 0 | 0 | 0 | 0 | 0 | 0 | 0 | 0 | 0 | 0 | 0 | 3496675.801 | 0 | 7753.8181 | 0 | 0 | 0 | 0 | 0 | 0 | 0 | 0 | 0 | -83051.4577 | 0 | 0 | 0 | 0 | 0 | 0 | 0 | 0 | 0 | 134136.2283 | 0 | -25019.2673 | 0 | 0 | 0 | 0 | 0 | 0
2016-09-13 15:00 | 0 | 0 | 0 | 0 | 164881.9434 | 719040.0502 | 507323 | 0 | 0 | 0 | 0 | 83051.4577 | 0 | 0 | 0 | 0 | 0 | 0 | 0 | 3757450.2516 | 0 | 40526.9035 | 0 | 0 | 0 | 0 | 0 | 0 | 0 | 0 | 0 | 83051.4577 | 0 | 0 | 0 | 0 | 0 | 0 | 0 | 0 | 0 | 260774.4506 | 0 | 32773.0854 | 0 | 0 | 0 | 0 | 0 | 0
2016-09-13 16:00 | 0 | 0 | 0 | 0 | 0 | 771663.3552 | 529282 | 0 | 0 | 0 | 0 | 166102.9154 | 0 | 0 | 0 | 0 | 0 | 0 | 0 | 3916780.1491 | 0 | 40526.9035 | 0 | 0 | 0 | 0 | 0 | 0 | 0 | 0 | 0 | 83051.4577 | 0 | 0 | 0 | 0 | 0 | 0 | 0 | 0 | 0 | 159329.8975 | 0 | 0 | 0 | 0 | 0 | 0 | 0 | 0
2016-09-13 17:00 | 0 | 0 | 0 | 0 | 0 | 766319.9527 | 549796 | 0 | 0 | 0 | 0 | 249154.3731 | 0 | 0 | 0 | 0 | 0 | 0 | 0 | 4050252.644 | 0 | 40526.9035 | 0 | 0 | 0 | 0 | 0 | 0 | 0 | 0 | 0 | 83051.4577 | 0 | 0 | 0 | 0 | 0 | 0 | 0 | 0 | 0 | 133472.495 | 0 | 0 | 0 | 0 | 0 | 0 | 0 | 0
2016-09-13 18:00 | 0 | 0 | 0 | 0 | 0 | 743501.8021 | 566080 | 0 | 0 | 0 | 0 | 182183.0744 | 0 | 0 | 0 | 0 | 0 | 0 | 0 | 4327418.8302 | 0 | 7753.8181 | 0 | 0 | 0 | 0 | 0 | 0 | 0 | 0 | 0 | -66971.2987 | 0 | 0 | 0 | 0 | 0 | 0 | 0 | 0 | 0 | 277166.1862 | 0 | -32773.0854 | 0 | 0 | 0 | 0 | 0 | 0
2016-09-13 19:00 | 0 | 0 | 0 | 0 | 0 | 722992.1412 | 577699 | 0 | 0 | 0 | 0 | 265234.5321 | 0 | 0 | 0 | 0 | 0 | 0 | 0 | 4397414.3318 | 0 | 0 | 0 | 0 | 0 | 0 | 0 | 0 | 0 | 0 | 0 | 83051.4577 | 0 | 0 | 0 | 0 | 0 | 0 | 0 | 0 | 0 | 69995.5016 | 0 | -7753.8181 | 0 | 0 | 0 | 0 | 0 | 0
2016-09-13 20:00 | 0 | 0 | 0 | 0 | 68939.0587 | 710388.6697 | 585213 | 0 | 0 | 0 | 0 | 182183.0744 | 0 | 0 | 0 | 0 | 0 | 0 | 0 | 4674580.5179 | 0 | 0 | 0 | 0 | 0 | 0 | 0 | 0 | 0 | 0 | 0 | -83051.4577 | 0 | 0 | 0 | 0 | 0 | 0 | 0 | 0 | 0 | 277166.1862 | 0 | 0 | 0 | 0 | 0 | 0 | 0 | 0
2016-09-13 21:00 | 0 | 0 | 0 | 0 | 97424.5116 | 685741.0789 | 586393 | 0 | 0 | 0 | 0 | 210047.7904 | 0 | 0 | 0 | 0 | 0 | 0 | 0 | 4843488.3924 | 0 | 0 | 0 | 0 | 0 | 0 | 0 | 0 | 0 | 0 | 0 | 27864.716 | 0 | 0 | 0 | 0 | 0 | 0 | 0 | 0 | 0 | 168907.8745 | 0 | 0 | 0 | 0 | 0 | 0 | 0 | 0
2016-09-13 22:00 | 0 | 0 | 0 | 0 | 0 | 628881.4191 | 576414 | 0 | 0 | 0 | 0 | 293099.2481 | 0 | 0 | 0 | 0 | 0 | 0 | 0 | 4812904.3539 | 0 | 0 | 0 | 0 | 0 | 0 | 0 | 0 | 0 | 0 | 0 | 83051.4577 | 0 | 0 | 0 | 0 | 0 | 0 | 0 | 0 | 0 | -30584.0386 | 0 | 0 | 0 | 0 | 0 | 0 | 0 | 0
2016-09-13 23:00 | 0 | 0 | 0 | 0 | 120186.8215 | 492027.5634 | 564411 | 0 | 0 | 0 | 0 | 376150.7058 | 0 | 0 | 0 | 0 | 0 | 0 | 0 | 4777656.281 | 0 | 0 | 0 | 0 | 0 | 0 | 0 | 0 | 0 | 0 | 0 | 83051.4577 | 0 | 0 | 0 | 0 | 0 | 0 | 0 | 0 | 0 | -35248.0728 | 0 | 0 | 0 | 0 | 0 | 0 | 0 | 0
2016-09-14 | 0 | 0 | 0 | 0 | 165684.4562 | 267940.1591 | 557510 | 0 | 0 | 0 | 0 | 376150.7058 | 0 | 0 | 0 | 0 | 0 | 0 | 0 | 4620997.811 | 0 | 32773.0854 | 0 | 0 | 0 | 0 | 0 | 0 | 0 | 0 | 0 | 0 | 0 | 0 | 0 | 0 | 0 | 0 | 0 | 0 | 0 | -156658.4701 | 0 | 32773.0854 | 0 | 0 | 0 | 0 | 0 | 0
2016-09-14 01:00 | 0 | 0 | 0 | 0 | 234082.1129 | 32547.7305 | 538277 | 0 | 0 | 0 | 0 | 293099.2481 | 0 | 0 | 0 | 0 | 0 | 0 | 0 | 4465175.1975 | 0 | 0 | 0 | 0 | 0 | 0 | 0 | 0 | 0 | 0 | 0 | -83051.4577 | 0 | 0 | 0 | 0 | 0 | 0 | 0 | 0 | 0 | -155822.6135 | 0 | -32773.0854 | 0 | 0 | 0 | 0 | 0 | 0
2016-09-14 02:00 | 0 | 0 | 0 | 0 | 149035.3561 | 0 | 509253 | 0 | 0 | 0 | 0 | 210047.7904 | 0 | 0 | 0 | 0 | 0 | 0 | 0 | 4188009.0113 | 0 | 0 | 0 | 0 | 0 | 0 | 0 | 0 | 0 | 0 | 0 | -83051.4577 | 0 | 0 | 0 | 0 | 0 | 0 | 0 | 0 | 0 | -277166.1862 | 0 | 0 | 0 | 0 | 0 | 0 | 0 | 0
2016-09-14 03:00 | 0 | 0 | 0 | 0 | 248091.224 | 0 | 473004 | 0 | 0 | 0 | 0 | 262301.2006 | 0 | 0 | 0 | 0 | 0 | 0 | 0 | 3910842.8252 | 0 | 0 | 0 | 0 | 0 | 0 | 0 | 0 | 0 | 0 | 0 | 52253.4102 | 0 | 0 | 0 | 0 | 0 | 0 | 0 | 0 | 0 | -277166.1862 | 0 | 0 | 0 | 0 | 0 | 0 | 0 | 0
2016-09-14 04:00 | 0 | 0 | 0 | 0 | 78520.3561 | 0 | 438738 | 0 | 0 | 0 | 0 | 179249.7429 | 0 | 0 | 0 | 0 | 0 | 0 | 0 | 3633676.639 | 0 | 0 | 0 | 0 | 0 | 0 | 0 | 0 | 0 | 0 | 0 | -83051.4577 | 0 | 0 | 0 | 0 | 0 | 0 | 0 | 0 | 0 | -277166.1862 | 0 | 0 | 0 | 0 | 0 | 0 | 0 | 0
2016-09-14 05:00 | 0 | 0 | 0 | 0 | 277158.9381 | 0 | 411716 | 0 | 0 | 0 | 0 | 262301.2006 | 0 | 0 | 0 | 0 | 0 | 0 | 0 | 3416068.1194 | 0 | 0 | 0 | 0 | 0 | 0 | 0 | 0 | 0 | 0 | 0 | 83051.4577 | 0 | 0 | 0 | 0 | 0 | 0 | 0 | 0 | 0 | -217608.5196 | 0 | 0 | 0 | 0 | 0 | 0 | 0 | 0
2016-09-14 06:00 | 0 | 0 | 0 | 0 | 283462.3045 | 0 | 392440 | 0 | 0 | 0 | 0 | 179249.7429 | 0 | 0 | 0 | 0 | 0 | 0 | 0 | 3390141.8816 | 0 | 0 | 0 | 0 | 0 | 0 | 0 | 0 | 0 | 0 | 0 | -83051.4577 | 0 | 0 | 0 | 0 | 0 | 0 | 0 | 0 | 0 | -25926.2378 | 0 | 0 | 0 | 0 | 0 | 0 | 0 | 0
2016-09-14 07:00 | 0 | 0 | 0 | 0 | 288304.9332 | 0 | 381027 | 0 | 0 | 0 | 0 | 173937.4013 | 0 | 0 | 0 | 0 | 0 | 0 | 0 | 3302732.1563 | 0 | 0 | 0 | 0 | 0 | 0 | 0 | 0 | 0 | 0 | 0 | -5312.3415 | 0 | 0 | 0 | 0 | 0 | 0 | 0 | 0 | 0 | -87409.7253 | 0 | 0 | 0 | 0 | 0 | 0 | 0 | 0
2016-09-14 08:00 | 0 | 0 | 0 | 0 | 183109.2715 | 0 | 377224 | 0 | 0 | 0 | 0 | 256988.859 | 0 | 0 | 0 | 0 | 0 | 0 | 0 | 3025565.9702 | 0 | 0 | 0 | 0 | 0 | 0 | 0 | 0 | 0 | 0 | 0 | 83051.4577 | 0 | 0 | 0 | 0 | 0 | 0 | 0 | 0 | 0 | -277166.1862 | 0 | 0 | 0 | 0 | 0 | 0 | 0 | 0
2016-09-14 09:00 | 0 | 0 | 0 | 0 | 269381.1668 | 0 | 385772 | 0 | 0 | 0 | 0 | 173937.4013 | 0 | 0 | 0 | 0 | 0 | 0 | 0 | 2992226.5947 | 0 | 0 | 0 | 0 | 0 | 0 | 0 | 0 | 0 | 0 | 0 | -83051.4577 | 0 | 0 | 0 | 0 | 0 | 0 | 0 | 0 | 0 | -33339.3755 | 0 | 0 | 0 | 0 | 0 | 0 | 0 | 0
2016-09-14 10:00 | 0 | 0 | 0 | 0 | 50400.3561 | 0 | 410618 | 0 | 0 | 0 | 0 | 90885.9436 | 0 | 0 | 0 | 0 | 0 | 0 | 0 | 2715060.4085 | 0 | 0 | 0 | 0 | 0 | 0 | 0 | 0 | 0 | 0 | 0 | -83051.4577 | 0 | 0 | 0 | 0 | 0 | 0 | 0 | 0 | 0 | -277166.1862 | 0 | 0 | 0 | 0 | 0 | 0 | 0 | 0
2016-09-14 11:00 | 0 | 0 | 0 | 0 | 232048.7856 | 0 | 433998 | 0 | 0 | 0 | 0 | 166102.9154 | 0 | 0 | 0 | 0 | 0 | 0 | 0 | 2437894.2224 | 0 | 0 | 0 | 0 | 0 | 0 | 0 | 0 | 0 | 0 | 0 | 75216.9718 | 0 | 0 | 0 | 0 | 0 | 0 | 0 | 0 | 0 | -277166.1862 | 0 | 0 | 0 | 0 | 0 | 0 | 0 | 0
2016-09-14 12:00 | 0 | 0 | 0 | 0 | 205883.1857 | 13.1243 | 451544 | 0 | 0 | 0 | 0 | 83051.4577 | 0 | 0 | 0 | 0 | 0 | 0 | 0 | 2275297.9901 | 0 | 0 | 0 | 0 | 0 | 0 | 0 | 0 | 0 | 0 | 0 | -83051.4577 | 0 | 0 | 0 | 0 | 0 | 0 | 0 | 0 | 0 | -162596.2323 | 0 | 0 | 0 | 0 | 0 | 0 | 0 | 0
2016-09-14 13:00 | 0 | 0 | 0 | 0 | 46149.4999 | 65846.8562 | 472214 | 0 | 0 | 0 | 0 | 0 | 0 | 0 | 0 | 0 | 0 | 0 | 0 | 1998131.8039 | 0 | 0 | 0 | 0 | 0 | 0 | 0 | 0 | 0 | 0 | 0 | -83051.4577 | 0 | 0 | 0 | 0 | 0 | 0 | 0 | 0 | 0 | -277166.1862 | 0 | 0 | 0 | 0 | 0 | 0 | 0 | 0
2016-09-14 14:00 | 0 | 0 | 0 | 0 | 0 | 437606.6608 | 496004 | 0 | 0 | 0 | 0 | 0 | 0 | 0 | 0 | 0 | 0 | 0 | 0 | 1939734.4647 | 0 | 0 | 0 | 0 | 0 | 0 | 0 | 0 | 0 | 0 | 0 | 0 | 0 | 0 | 0 | 0 | 0 | 0 | 0 | 0 | 0 | -58397.3392 | 0 | 0 | 0 | 0 | 0 | 0 | 0 | 0
2016-09-14 15:00 | 0 | 0 | 0 | 0 | 0 | 676214.9097 | 519969 | 0 | 0 | 0 | 0 | 83051.4577 | 0 | 0 | 0 | 0 | 0 | 0 | 0 | 2012928.9167 | 0 | 0 | 0 | 0 | 0 | 0 | 0 | 0 | 0 | 0 | 0 | 83051.4577 | 0 | 0 | 0 | 0 | 0 | 0 | 0 | 0 | 0 | 73194.4519 | 0 | 0 | 0 | 0 | 0 | 0 | 0 | 0
2016-09-14 16:00 | 0 | 0 | 0 | 0 | 1144.2584 | 735516.47 | 542546 | 0 | 0 | 0 | 0 | 0 | 0 | 0 | 0 | 0 | 0 | 0 | 0 | 2290095.1028 | 0 | 0 | 0 | 0 | 0 | 0 | 0 | 0 | 0 | 0 | 0 | -83051.4577 | 0 | 0 | 0 | 0 | 0 | 0 | 0 | 0 | 0 | 277166.1862 | 0 | 0 | 0 | 0 | 0 | 0 | 0 | 0
2016-09-14 17:00 | 0 | 0 | 0 | 0 | 0 | 744203.5591 | 563715 | 0 | 0 | 0 | 0 | 83051.4577 | 0 | 0 | 0 | 0 | 0 | 0 | 0 | 2387532.2042 | 0 | 0 | 0 | 0 | 0 | 0 | 0 | 0 | 0 | 0 | 0 | 83051.4577 | 0 | 0 | 0 | 0 | 0 | 0 | 0 | 0 | 0 | 97437.1014 | 0 | 0 | 0 | 0 | 0 | 0 | 0 | 0
2016-09-14 18:00 | 0 | 0 | 0 | 0 | 36143.9565 | 737296.772 | 579326 | 0 | 0 | 0 | 0 | 0 | 0 | 0 | 0 | 0 | 0 | 0 | 0 | 2664698.3904 | 0 | 0 | 0 | 0 | 0 | 0 | 0 | 0 | 0 | 0 | 0 | -83051.4577 | 0 | 0 | 0 | 0 | 0 | 0 | 0 | 0 | 0 | 277166.1862 | 0 | 0 | 0 | 0 | 0 | 0 | 0 | 0
2016-09-14 19:00 | 0 | 0 | 0 | 0 | 170586.046 | 727733.0977 | 590339 | 0 | 0 | 0 | 0 | 83051.4577 | 0 | 0 | 0 | 0 | 0 | 0 | 0 | 2889627.0764 | 0 | 0 | 0 | 0 | 0 | 0 | 0 | 0 | 0 | 0 | 0 | 83051.4577 | 0 | 0 | 0 | 0 | 0 | 0 | 0 | 0 | 0 | 224928.6861 | 0 | 0 | 0 | 0 | 0 | 0 | 0 | 0
2016-09-14 20:00 | 0 | 0 | 0 | 0 | 170970.9588 | 728780.8898 | 597164 | 0 | 0 | 0 | 0 | 166102.9154 | 0 | 0 | 0 | 0 | 0 | 0 | 0 | 3109163.4673 | 0 | 0 | 0 | 0 | 0 | 0 | 0 | 0 | 0 | 0 | 0 | 83051.4577 | 0 | 0 | 0 | 0 | 0 | 0 | 0 | 0 | 0 | 219536.3909 | 0 | 0 | 0 | 0 | 0 | 0 | 0 | 0
2016-09-14 21:00 | 0 | 0 | 0 | 0 | 0 | 716094.2061 | 596445 | 0 | 0 | 0 | 0 | 249154.3731 | 0 | 0 | 0 | 0 | 0 | 0 | 0 | 3145761.2157 | 0 | 0 | 0 | 0 | 0 | 0 | 0 | 0 | 0 | 0 | 0 | 83051.4577 | 0 | 0 | 0 | 0 | 0 | 0 | 0 | 0 | 0 | 36597.7484 | 0 | 0 | 0 | 0 | 0 | 0 | 0 | 0
2016-09-14 22:00 | 0 | 0 | 0 | 0 | 107101.0359 | 672408.6926 | 585395 | 0 | 0 | 0 | 0 | 166102.9154 | 0 | 0 | 0 | 0 | 0 | 0 | 0 | 3422927.4019 | 0 | 0 | 0 | 0 | 0 | 0 | 0 | 0 | 0 | 0 | 0 | -83051.4577 | 0 | 0 | 0 | 0 | 0 | 0 | 0 | 0 | 0 | 277166.1862 | 0 | 0 | 0 | 0 | 0 | 0 | 0 | 0
2016-09-14 23:00 | 0 | 0 | 0 | 0 | 188024.207 | 562134.6113 | 572760 | 0 | 0 | 0 | 0 | 166102.9154 | 0 | 0 | 0 | 0 | 0 | 0 | 0 | 3600326.2201 | 0 | 0 | 0 | 0 | 0 | 0 | 0 | 0 | 0 | 0 | 0 | 0 | 0 | 0 | 0 | 0 | 0 | 0 | 0 | 0 | 0 | 177398.8182 | 0 | 0 | 0 | 0 | 0 | 0 | 0 | 0
2016-09-15 | 0 | 0 | 0 | 0 | 14427.4152 | 354399.8563 | 562942 | 0 | 0 | 0 | 0 | 249154.3731 | 0 | 0 | 0 | 0 | 0 | 0 | 0 | 3323160.034 | 0 | 0 | 0 | 0 | 0 | 0 | 0 | 0 | 0 | 0 | 0 | 83051.4577 | 0 | 0 | 0 | 0 | 0 | 0 | 0 | 0 | 0 | -277166.1862 | 0 | 0 | 0 | 0 | 0 | 0 | 0 | 0
2016-09-15 01:00 | 0 | 0 | 0 | 0 | 419824.5928 | 38278.4236 | 541029 | 0 | 0 | 0 | 0 | 166102.9154 | 0 | 0 | 0 | 0 | 0 | 0 | 0 | 3323285.5081 | 0 | 0 | 0 | 0 | 0 | 0 | 0 | 0 | 0 | 0 | 0 | -83051.4577 | 0 | 0 | 0 | 0 | 0 | 0 | 0 | 0 | 0 | 125.4741 | 0 | 0 | 0 | 0 | 0 | 0 | 0 | 0
2016-09-15 02:00 | 0 | 0 | 0 | 0 | 148642.3561 | 0 | 508860 | 0 | 0 | 0 | 0 | 83051.4577 | 0 | 0 | 0 | 0 | 0 | 0 | 0 | 3046119.3219 | 0 | 0 | 0 | 0 | 0 | 0 | 0 | 0 | 0 | 0 | 0 | -83051.4577 | 0 | 0 | 0 | 0 | 0 | 0 | 0 | 0 | 0 | -277166.1862 | 0 | 0 | 0 | 0 | 0 | 0 | 0 | 0
2016-09-15 03:00 | 0 | 0 | 0 | 0 | 415470.004 | 0 | 471861 | 0 | 0 | 0 | 0 | 0 | 0 | 0 | 0 | 0 | 0 | 0 | 0 | 3072779.7836 | 0 | 0 | 0 | 0 | 0 | 0 | 0 | 0 | 0 | 0 | 0 | -83051.4577 | 0 | 0 | 0 | 0 | 0 | 0 | 0 | 0 | 0 | 26660.4617 | 0 | 0 | 0 | 0 | 0 | 0 | 0 | 0
2016-09-15 04:00 | 0 | 0 | 0 | 0 | 392613.5787 | 0 | 437274 | 0 | 0 | 0 | 0 | 83051.4577 | 0 | 0 | 0 | 0 | 0 | 0 | 0 | 2945067.9046 | 0 | 0 | 0 | 0 | 0 | 0 | 0 | 0 | 0 | 0 | 0 | 83051.4577 | 0 | 0 | 0 | 0 | 0 | 0 | 0 | 0 | 0 | -127711.879 | 0 | 0 | 0 | 0 | 0 | 0 | 0 | 0
2016-09-15 05:00 | 0 | 0 | 0 | 0 | 373766.2385 | 0 | 409873 | 0 | 0 | 0 | 0 | 166102.9154 | 0 | 0 | 0 | 0 | 0 | 0 | 0 | 2825909.6854 | 0 | 0 | 0 | 0 | 0 | 0 | 0 | 0 | 0 | 0 | 0 | 83051.4577 | 0 | 0 | 0 | 0 | 0 | 0 | 0 | 0 | 0 | -119158.2192 | 0 | 0 | 0 | 0 | 0 | 0 | 0 | 0
2016-09-15 06:00 | 0 | 0 | 0 | 0 | 30178.3561 | 0 | 390396 | 0 | 0 | 0 | 0 | 83051.4577 | 0 | 0 | 0 | 0 | 0 | 0 | 0 | 2548743.4993 | 0 | 0 | 0 | 0 | 0 | 0 | 0 | 0 | 0 | 0 | 0 | -83051.4577 | 0 | 0 | 0 | 0 | 0 | 0 | 0 | 0 | 0 | -277166.1862 | 0 | 0 | 0 | 0 | 0 | 0 | 0 | 0
2016-09-15 07:00 | 0 | 0 | 0 | 0 | 345303.6932 | 0 | 377710 | 0 | 0 | 0 | 0 | 166102.9154 | 0 | 0 | 0 | 0 | 0 | 0 | 0 | 2433285.7347 | 0 | 0 | 0 | 0 | 0 | 0 | 0 | 0 | 0 | 0 | 0 | 83051.4577 | 0 | 0 | 0 | 0 | 0 | 0 | 0 | 0 | 0 | -115457.7645 | 0 | 0 | 0 | 0 | 0 | 0 | 0 | 0
2016-09-15 08:00 | 0 | 0 | 0 | 0 | 178742.2715 | 0 | 372857 | 0 | 0 | 0 | 0 | 249154.3731 | 0 | 0 | 0 | 0 | 0 | 0 | 0 | 2156119.5486 | 0 | 0 | 0 | 0 | 0 | 0 | 0 | 0 | 0 | 0 | 0 | 83051.4577 | 0 | 0 | 0 | 0 | 0 | 0 | 0 | 0 | 0 | -277166.1862 | 0 | 0 | 0 | 0 | 0 | 0 | 0 | 0
2016-09-15 09:00 | 0 | 0 | 0 | 0 | 313901.4598 | 0 | 380669 | 0 | 0 | 0 | 0 | 166102.9154 | 0 | 0 | 0 | 0 | 0 | 0 | 0 | 2172403.466 | 0 | 0 | 0 | 0 | 0 | 0 | 0 | 0 | 0 | 0 | 0 | -83051.4577 | 0 | 0 | 0 | 0 | 0 | 0 | 0 | 0 | 0 | 16283.9175 | 0 | 0 | 0 | 0 | 0 | 0 | 0 | 0
2016-09-15 10:00 | 0 | 0 | 0 | 0 | 44858.3561 | 0 | 405076 | 0 | 0 | 0 | 0 | 83051.4577 | 0 | 0 | 0 | 0 | 0 | 0 | 0 | 1895237.2799 | 0 | 0 | 0 | 0 | 0 | 0 | 0 | 0 | 0 | 0 | 0 | -83051.4577 | 0 | 0 | 0 | 0 | 0 | 0 | 0 | 0 | 0 | -277166.1862 | 0 | 0 | 0 | 0 | 0 | 0 | 0 | 0
2016-09-15 11:00 | 0 | 0 | 0 | 0 | 300294.4907 | 0 | 426605 | 0 | 0 | 0 | 0 | 0 | 0 | 0 | 0 | 0 | 0 | 0 | 0 | 1851978.2282 | 0 | 0 | 0 | 0 | 0 | 0 | 0 | 0 | 0 | 0 | 0 | -83051.4577 | 0 | 0 | 0 | 0 | 0 | 0 | 0 | 0 | 0 | -43259.0516 | 0 | 0 | 0 | 0 | 0 | 0 | 0 | 0
2016-09-15 12:00 | 0 | 0 | 0 | 0 | 279095.3353 | 8.746 | 441383 | 0 | 0 | 0 | 0 | 83051.4577 | 0 | 0 | 0 | 0 | 0 | 0 | 0 | 1606647.8518 | 0 | 0 | 0 | 0 | 0 | 0 | 0 | 0 | 0 | 0 | 0 | 83051.4577 | 0 | 0 | 0 | 0 | 0 | 0 | 0 | 0 | 0 | -245330.3764 | 0 | 0 | 0 | 0 | 0 | 0 | 0 | 0
2016-09-15 13:00 | 0 | 0 | 0 | 0 | 184062.2893 | 73542.9216 | 461221 | 0 | 0 | 0 | 0 | 83051.4577 | 0 | 0 | 0 | 0 | 0 | 0 | 0 | 1403032.0627 | 0 | 0 | 0 | 0 | 0 | 0 | 0 | 0 | 0 | 0 | 0 | 0 | 0 | 0 | 0 | 0 | 0 | 0 | 0 | 0 | 0 | -203615.7891 | 0 | 0 | 0 | 0 | 0 | 0 | 0 | 0
2016-09-15 14:00 | 0 | 0 | 0 | 0 | 0 | 506141.0856 | 483767 | 0 | 0 | 0 | 0 | 0 | 0 | 0 | 0 | 0 | 0 | 0 | 0 | 1508457.606 | 0 | 0 | 0 | 0 | 0 | 0 | 0 | 0 | 0 | 0 | 0 | -83051.4577 | 0 | 0 | 0 | 0 | 0 | 0 | 0 | 0 | 0 | 105425.5433 | 0 | 0 | 0 | 0 | 0 | 0 | 0 | 0
2016-09-15 15:00 | 0 | 0 | 0 | 0 | 0 | 744931.8272 | 506225 | 0 | 0 | 0 | 0 | 83051.4577 | 0 | 0 | 0 | 0 | 0 | 0 | 0 | 1664112.9754 | 0 | 0 | 0 | 0 | 0 | 0 | 0 | 0 | 0 | 0 | 0 | 83051.4577 | 0 | 0 | 0 | 0 | 0 | 0 | 0 | 0 | 0 | 155655.3695 | 0 | 0 | 0 | 0 | 0 | 0 | 0 | 0
2016-09-15 16:00 | 0 | 0 | 0 | 0 | 0 | 772369.8632 | 526880 | 0 | 0 | 0 | 0 | 51375.1347 | 0 | 0 | 0 | 0 | 0 | 0 | 0 | 1941279.1616 | 0 | 0 | 0 | 0 | 0 | 0 | 0 | 0 | 0 | 0 | 0 | -31676.323 | 0 | 0 | 0 | 0 | 0 | 0 | 0 | 0 | 0 | 277166.1862 | 0 | 0 | 0 | 0 | 0 | 0 | 0 | 0
2016-09-15 17:00 | 0 | 0 | 0 | 0 | 0 | 767828.3402 | 546504 | 0 | 0 | 0 | 0 | 134426.5924 | 0 | 0 | 0 | 0 | 0 | 0 | 0 | 2079552.0441 | 0 | 0 | 0 | 0 | 0 | 0 | 0 | 0 | 0 | 0 | 0 | 83051.4577 | 0 | 0 | 0 | 0 | 0 | 0 | 0 | 0 | 0 | 138272.8825 | 0 | 0 | 0 | 0 | 0 | 0 | 0 | 0
2016-09-15 18:00 | 0 | 0 | 0 | 0 | 2186.9925 | 753666.7359 | 561739 | 0 | 0 | 0 | 0 | 51375.1347 | 0 | 0 | 0 | 0 | 0 | 0 | 0 | 2356718.2303 | 0 | 0 | 0 | 0 | 0 | 0 | 0 | 0 | 0 | 0 | 0 | -83051.4577 | 0 | 0 | 0 | 0 | 0 | 0 | 0 | 0 | 0 | 277166.1862 | 0 | 0 | 0 | 0 | 0 | 0 | 0 | 0
2016-09-15 19:00 | 0 | 0 | 0 | 0 | 0 | 739339.7477 | 572572 | 0 | 0 | 0 | 0 | 134426.5924 | 0 | 0 | 0 | 0 | 0 | 0 | 0 | 2440434.5202 | 0 | 0 | 0 | 0 | 0 | 0 | 0 | 0 | 0 | 0 | 0 | 83051.4577 | 0 | 0 | 0 | 0 | 0 | 0 | 0 | 0 | 0 | 83716.29 | 0 | 0 | 0 | 0 | 0 | 0 | 0 | 0
2016-09-15 20:00 | 0 | 0 | 0 | 0 | 33651.6375 | 739738.0909 | 579275 | 0 | 0 | 0 | 0 | 51375.1347 | 0 | 0 | 0 | 0 | 0 | 0 | 0 | 2717600.7064 | 0 | 0 | 0 | 0 | 0 | 0 | 0 | 0 | 0 | 0 | 0 | -83051.4577 | 0 | 0 | 0 | 0 | 0 | 0 | 0 | 0 | 0 | 277166.1862 | 0 | 0 | 0 | 0 | 0 | 0 | 0 | 0
2016-09-15 21:00 | 0 | 0 | 0 | 0 | 0 | 738869.9767 | 579583 | 0 | 0 | 0 | 0 | 134426.5924 | 0 | 0 | 0 | 0 | 0 | 0 | 0 | 2793836.2254 | 0 | 0 | 0 | 0 | 0 | 0 | 0 | 0 | 0 | 0 | 0 | 83051.4577 | 0 | 0 | 0 | 0 | 0 | 0 | 0 | 0 | 0 | 76235.519 | 0 | 0 | 0 | 0 | 0 | 0 | 0 | 0
2016-09-15 22:00 | 0 | 0 | 0 | 0 | 48522.4788 | 715836.2497 | 570244 | 0 | 0 | 0 | 0 | 51375.1347 | 0 | 0 | 0 | 0 | 0 | 0 | 0 | 3071002.4116 | 0 | 0 | 0 | 0 | 0 | 0 | 0 | 0 | 0 | 0 | 0 | -83051.4577 | 0 | 0 | 0 | 0 | 0 | 0 | 0 | 0 | 0 | 277166.1862 | 0 | 0 | 0 | 0 | 0 | 0 | 0 | 0
2016-09-15 23:00 | 0 | 0 | 0 | 0 | 0 | 623513.3587 | 559133 | 0 | 0 | 0 | 0 | 134426.5924 | 0 | 0 | 0 | 0 | 0 | 0 | 0 | 3052331.3126 | 0 | 0 | 0 | 0 | 0 | 0 | 0 | 0 | 0 | 0 | 0 | 83051.4577 | 0 | 0 | 0 | 0 | 0 | 0 | 0 | 0 | 0 | -18671.099 | 0 | 0 | 0 | 0 | 0 | 0 | 0 | 0
2016-09-16 | 0 | 0 | 0 | 0 | 354295.3241 | 392258.4044 | 552439 | 0 | 0 | 0 | 0 | 51375.1347 | 0 | 0 | 0 | 0 | 0 | 0 | 0 | 3329497.4988 | 0 | 0 | 0 | 0 | 0 | 0 | 0 | 0 | 0 | 0 | 0 | -83051.4577 | 0 | 0 | 0 | 0 | 0 | 0 | 0 | 0 | 0 | 277166.1862 | 0 | 0 | 0 | 0 | 0 | 0 | 0 | 0
2016-09-16 01:00 | 0 | 0 | 0 | 0 | 453614.8779 | 32655.9398 | 532841 | 0 | 0 | 0 | 0 | 134426.5924 | 0 | 0 | 0 | 0 | 0 | 0 | 0 | 3199875.8588 | 0 | 0 | 0 | 0 | 0 | 0 | 0 | 0 | 0 | 0 | 0 | 83051.4577 | 0 | 0 | 0 | 0 | 0 | 0 | 0 | 0 | 0 | -129621.64 | 0 | 0 | 0 | 0 | 0 | 0 | 0 | 0
2016-09-16 02:00 | 0 | 0 | 0 | 0 | 142238.3561 | 0 | 502456 | 0 | 0 | 0 | 0 | 51375.1347 | 0 | 0 | 0 | 0 | 0 | 0 | 0 | 2922709.6726 | 0 | 0 | 0 | 0 | 0 | 0 | 0 | 0 | 0 | 0 | 0 | -83051.4577 | 0 | 0 | 0 | 0 | 0 | 0 | 0 | 0 | 0 | -277166.1862 | 0 | 0 | 0 | 0 | 0 | 0 | 0 | 0
2016-09-16 03:00 | 0 | 0 | 0 | 0 | 451229.586 | 0 | 467791 | 0 | 0 | 0 | 0 | 134426.5924 | 0 | 0 | 0 | 0 | 0 | 0 | 0 | 2823096.801 | 0 | 0 | 0 | 0 | 0 | 0 | 0 | 0 | 0 | 0 | 0 | 83051.4577 | 0 | 0 | 0 | 0 | 0 | 0 | 0 | 0 | 0 | -99612.8717 | 0 | 0 | 0 | 0 | 0 | 0 | 0 | 0
2016-09-16 04:00 | 0 | 0 | 0 | 0 | 74818.3561 | 0 | 435036 | 0 | 0 | 0 | 0 | 51375.1347 | 0 | 0 | 0 | 0 | 0 | 0 | 0 | 2545930.6148 | 0 | 0 | 0 | 0 | 0 | 0 | 0 | 0 | 0 | 0 | 0 | -83051.4577 | 0 | 0 | 0 | 0 | 0 | 0 | 0 | 0 | 0 | -277166.1862 | 0 | 0 | 0 | 0 | 0 | 0 | 0 | 0
2016-09-16 05:00 | 0 | 0 | 0 | 0 | 406387.4898 | 0 | 408298 | 0 | 0 | 0 | 0 | 134426.5924 | 0 | 0 | 0 | 0 | 0 | 0 | 0 | 2460968.6469 | 0 | 0 | 0 | 0 | 0 | 0 | 0 | 0 | 0 | 0 | 0 | 83051.4577 | 0 | 0 | 0 | 0 | 0 | 0 | 0 | 0 | 0 | -84961.9679 | 0 | 0 | 0 | 0 | 0 | 0 | 0 | 0
2016-09-16 06:00 | 0 | 0 | 0 | 0 | 385014.6514 | 0 | 389324 | 0 | 0 | 0 | 0 | 51375.1347 | 0 | 0 | 0 | 0 | 0 | 0 | 0 | 2539710.7561 | 0 | 0 | 0 | 0 | 0 | 0 | 0 | 0 | 0 | 0 | 0 | -83051.4577 | 0 | 0 | 0 | 0 | 0 | 0 | 0 | 0 | 0 | 78742.1091 | 0 | 0 | 0 | 0 | 0 | 0 | 0 | 0
2016-09-16 07:00 | 0 | 0 | 0 | 0 | 368725.0454 | 0 | 376567 | 0 | 0 | 0 | 0 | 134426.5924 | 0 | 0 | 0 | 0 | 0 | 0 | 0 | 2448817.3437 | 0 | 0 | 0 | 0 | 0 | 0 | 0 | 0 | 0 | 0 | 0 | 83051.4577 | 0 | 0 | 0 | 0 | 0 | 0 | 0 | 0 | 0 | -90893.4123 | 0 | 0 | 0 | 0 | 0 | 0 | 0 | 0
2016-09-16 08:00 | 0 | 0 | 0 | 0 | 358159.2777 | 0 | 372278 | 0 | 0 | 0 | 0 | 51375.1347 | 0 | 0 | 0 | 0 | 0 | 0 | 0 | 2517750.0792 | 0 | 0 | 0 | 0 | 0 | 0 | 0 | 0 | 0 | 0 | 0 | -83051.4577 | 0 | 0 | 0 | 0 | 0 | 0 | 0 | 0 | 0 | 68932.7355 | 0 | 0 | 0 | 0 | 0 | 0 | 0 | 0
2016-09-16 09:00 | 0 | 0 | 0 | 0 | 335495.1195 | 0 | 379772 | 0 | 0 | 0 | 0 | 134426.5924 | 0 | 0 | 0 | 0 | 0 | 0 | 0 | 2390421.7409 | 0 | 0 | 0 | 0 | 0 | 0 | 0 | 0 | 0 | 0 | 0 | 83051.4577 | 0 | 0 | 0 | 0 | 0 | 0 | 0 | 0 | 0 | -127328.3382 | 0 | 0 | 0 | 0 | 0 | 0 | 0 | 0
2016-09-16 10:00 | 0 | 0 | 0 | 0 | 43547.3561 | 0 | 403765 | 0 | 0 | 0 | 0 | 51375.1347 | 0 | 0 | 0 | 0 | 0 | 0 | 0 | 2113255.5548 | 0 | 0 | 0 | 0 | 0 | 0 | 0 | 0 | 0 | 0 | 0 | -83051.4577 | 0 | 0 | 0 | 0 | 0 | 0 | 0 | 0 | 0 | -277166.1862 | 0 | 0 | 0 | 0 | 0 | 0 | 0 | 0
2016-09-16 11:00 | 0 | 0 | 0 | 0 | 308377.4148 | 0 | 426434 | 0 | 0 | 0 | 0 | 134426.5924 | 0 | 0 | 0 | 0 | 0 | 0 | 0 | 1912147.5119 | 0 | 0 | 0 | 0 | 0 | 0 | 0 | 0 | 0 | 0 | 0 | 83051.4577 | 0 | 0 | 0 | 0 | 0 | 0 | 0 | 0 | 0 | -201108.0429 | 0 | 0 | 0 | 0 | 0 | 0 | 0 | 0
2016-09-16 12:00 | 0 | 0 | 0 | 0 | 295250.9088 | 4.6932 | 441129 | 0 | 0 | 0 | 0 | 217478.0501 | 0 | 0 | 0 | 0 | 0 | 0 | 0 | 1683222.6563 | 0 | 0 | 0 | 0 | 0 | 0 | 0 | 0 | 0 | 0 | 0 | 83051.4577 | 0 | 0 | 0 | 0 | 0 | 0 | 0 | 0 | 0 | -228924.8556 | 0 | 0 | 0 | 0 | 0 | 0 | 0 | 0
2016-09-16 13:00 | 0 | 0 | 0 | 0 | 194744.2814 | 82167.2251 | 460947 | 0 | 0 | 0 | 0 | 134426.5924 | 0 | 0 | 0 | 0 | 0 | 0 | 0 | 1582238.6204 | 0 | 0 | 0 | 0 | 0 | 0 | 0 | 0 | 0 | 0 | 0 | -83051.4577 | 0 | 0 | 0 | 0 | 0 | 0 | 0 | 0 | 0 | -100984.0359 | 0 | 0 | 0 | 0 | 0 | 0 | 0 | 0
2016-09-16 14:00 | 0 | 0 | 0 | 0 | 0 | 530477.5204 | 482425 | 0 | 0 | 0 | 0 | 51375.1347 | 0 | 0 | 0 | 0 | 0 | 0 | 0 | 1713342.5985 | 0 | 0 | 0 | 0 | 0 | 0 | 0 | 0 | 0 | 0 | 0 | -83051.4577 | 0 | 0 | 0 | 0 | 0 | 0 | 0 | 0 | 0 | 131103.9781 | 0 | 0 | 0 | 0 | 0 | 0 | 0 | 0
2016-09-16 15:00 | 0 | 0 | 0 | 0 | 0 | 804040.6662 | 503225 | 0 | 0 | 0 | 0 | 75024.6148 | 0 | 0 | 0 | 0 | 0 | 0 | 0 | 1990508.7847 | 0 | 0 | 0 | 0 | 0 | 0 | 0 | 0 | 0 | 0 | 0 | 23649.4801 | 0 | 0 | 0 | 0 | 0 | 0 | 0 | 0 | 0 | 277166.1862 | 0 | 0 | 0 | 0 | 0 | 0 | 0 | 0
2016-09-16 16:00 | 0 | 0 | 0 | 0 | 0 | 831941.7451 | 522004 | 0 | 0 | 0 | 0 | 107796.1737 | 0 | 0 | 0 | 0 | 0 | 0 | 0 | 2267674.9709 | 0 | 0 | 0 | 0 | 0 | 0 | 0 | 0 | 0 | 0 | 0 | 32771.559 | 0 | 0 | 0 | 0 | 0 | 0 | 0 | 0 | 0 | 277166.1862 | 0 | 0 | 0 | 0 | 0 | 0 | 0 | 0
2016-09-16 17:00 | 0 | 0 | 0 | 0 | 0 | 826101.4296 | 539250 | 0 | 0 | 0 | 0 | 117481.4171 | 0 | 0 | 0 | 0 | 0 | 0 | 0 | 2544841.157 | 0 | 0 | 0 | 0 | 0 | 0 | 0 | 0 | 0 | 0 | 0 | 9685.2434 | 0 | 0 | 0 | 0 | 0 | 0 | 0 | 0 | 0 | 277166.1862 | 0 | 0 | 0 | 0 | 0 | 0 | 0 | 0
2016-09-16 18:00 | 0 | 0 | 0 | 0 | 0 | 808471.9745 | 552449 | 0 | 0 | 0 | 0 | 96338.2055 | 0 | 0 | 0 | 0 | 0 | 0 | 0 | 2822007.3432 | 0 | 0 | 0 | 0 | 0 | 0 | 0 | 0 | 0 | 0 | 0 | -21143.2117 | 0 | 0 | 0 | 0 | 0 | 0 | 0 | 0 | 0 | 277166.1862 | 0 | 0 | 0 | 0 | 0 | 0 | 0 | 0
2016-09-16 19:00 | 0 | 0 | 0 | 0 | 0 | 796689.4664 | 562395 | 0 | 0 | 0 | 0 | 53466.4857 | 0 | 0 | 0 | 0 | 0 | 0 | 0 | 3099173.5294 | 0 | 0 | 0 | 0 | 0 | 0 | 0 | 0 | 0 | 0 | 0 | -42871.7198 | 0 | 0 | 0 | 0 | 0 | 0 | 0 | 0 | 0 | 277166.1862 | 0 | 0 | 0 | 0 | 0 | 0 | 0 | 0
2016-09-16 20:00 | 0 | 0 | 0 | 0 | 127243.2675 | 800982.3763 | 568008 | 0 | 0 | 0 | 0 | 136517.9434 | 0 | 0 | 0 | 0 | 0 | 0 | 0 | 3376339.7155 | 0 | 0 | 0 | 0 | 0 | 0 | 0 | 0 | 0 | 0 | 0 | 83051.4577 | 0 | 0 | 0 | 0 | 0 | 0 | 0 | 0 | 0 | 277166.1862 | 0 | 0 | 0 | 0 | 0 | 0 | 0 | 0
2016-09-16 21:00 | 0 | 0 | 0 | 0 | 0 | 800423.9996 | 566868 | 0 | 0 | 0 | 0 | 92907.7569 | 0 | 0 | 0 | 0 | 0 | 0 | 0 | 3653505.9017 | 0 | 0 | 0 | 0 | 0 | 0 | 0 | 0 | 0 | 0 | 0 | -43610.1865 | 0 | 0 | 0 | 0 | 0 | 0 | 0 | 0 | 0 | 277166.1862 | 0 | 0 | 0 | 0 | 0 | 0 | 0 | 0
2016-09-16 22:00 | 0 | 0 | 0 | 0 | 0 | 766975.8681 | 556300 | 0 | 0 | 0 | 0 | 175959.2146 | 0 | 0 | 0 | 0 | 0 | 0 | 0 | 3781130.3121 | 0 | 0 | 0 | 0 | 0 | 0 | 0 | 0 | 0 | 0 | 0 | 83051.4577 | 0 | 0 | 0 | 0 | 0 | 0 | 0 | 0 | 0 | 127624.4104 | 0 | 0 | 0 | 0 | 0 | 0 | 0 | 0
2016-09-16 23:00 | 0 | 0 | 0 | 0 | 0 | 655673.888 | 543980 | 0 | 0 | 0 | 0 | 259010.6723 | 0 | 0 | 0 | 0 | 0 | 0 | 0 | 3809772.7423 | 0 | 0 | 0 | 0 | 0 | 0 | 0 | 0 | 0 | 0 | 0 | 83051.4577 | 0 | 0 | 0 | 0 | 0 | 0 | 0 | 0 | 0 | 28642.4303 | 0 | 0 | 0 | 0 | 0 | 0 | 0 | 0
2016-09-17 | 0 | 0 | 0 | 0 | 220682.3306 | 398066.327 | 533857 | 0 | 0 | 0 | 0 | 249154.3731 | 0 | 0 | 0 | 0 | 0 | 0 | 0 | 3904520.6991 | 0 | 0 | 0 | 0 | 0 | 0 | 0 | 0 | 0 | 0 | 0 | -9856.2992 | 0 | 0 | 0 | 0 | 0 | 0 | 0 | 0 | 0 | 94747.9568 | 0 | 0 | 0 | 0 | 0 | 0 | 0 | 0
2016-09-17 01:00 | 0 | 0 | 0 | 0 | 251379.828 | 33204.1646 | 514936 | 0 | 0 | 0 | 0 | 166102.9154 | 0 | 0 | 0 | 0 | 0 | 0 | 0 | 3757220.1494 | 0 | 0 | 0 | 0 | 0 | 0 | 0 | 0 | 0 | 0 | 0 | -83051.4577 | 0 | 0 | 0 | 0 | 0 | 0 | 0 | 0 | 0 | -147300.5497 | 0 | 0 | 0 | 0 | 0 | 0 | 0 | 0
2016-09-17 02:00 | 0 | 0 | 0 | 0 | 265344.1478 | 0 | 491140 | 0 | 0 | 0 | 0 | 83051.4577 | 0 | 0 | 0 | 0 | 0 | 0 | 0 | 3614475.7549 | 0 | 0 | 0 | 0 | 0 | 0 | 0 | 0 | 0 | 0 | 0 | -83051.4577 | 0 | 0 | 0 | 0 | 0 | 0 | 0 | 0 | 0 | -142744.3945 | 0 | 0 | 0 | 0 | 0 | 0 | 0 | 0
2016-09-17 03:00 | 0 | 0 | 0 | 0 | 101243.3561 | 0 | 461461 | 0 | 0 | 0 | 0 | 0 | 0 | 0 | 0 | 0 | 0 | 0 | 0 | 3337309.5688 | 0 | 0 | 0 | 0 | 0 | 0 | 0 | 0 | 0 | 0 | 0 | -83051.4577 | 0 | 0 | 0 | 0 | 0 | 0 | 0 | 0 | 0 | -277166.1862 | 0 | 0 | 0 | 0 | 0 | 0 | 0 | 0
2016-09-17 04:00 | 0 | 0 | 0 | 0 | 281431.5069 | 0 | 432146 | 0 | 0 | 0 | 0 | 83051.4577 | 0 | 0 | 0 | 0 | 0 | 0 | 0 | 3103543.618 | 0 | 0 | 0 | 0 | 0 | 0 | 0 | 0 | 0 | 0 | 0 | 83051.4577 | 0 | 0 | 0 | 0 | 0 | 0 | 0 | 0 | 0 | -233765.9508 | 0 | 0 | 0 | 0 | 0 | 0 | 0 | 0
2016-09-17 05:00 | 0 | 0 | 0 | 0 | 47265.3561 | 0 | 407483 | 0 | 0 | 0 | 0 | 0 | 0 | 0 | 0 | 0 | 0 | 0 | 0 | 2826377.4318 | 0 | 0 | 0 | 0 | 0 | 0 | 0 | 0 | 0 | 0 | 0 | -83051.4577 | 0 | 0 | 0 | 0 | 0 | 0 | 0 | 0 | 0 | -277166.1862 | 0 | 0 | 0 | 0 | 0 | 0 | 0 | 0
2016-09-17 06:00 | 0 | 0 | 0 | 0 | 316053.8931 | 0 | 388124 | 0 | 0 | 0 | 0 | 83051.4577 | 0 | 0 | 0 | 0 | 0 | 0 | 0 | 2671255.8672 | 0 | 0 | 0 | 0 | 0 | 0 | 0 | 0 | 0 | 0 | 0 | 83051.4577 | 0 | 0 | 0 | 0 | 0 | 0 | 0 | 0 | 0 | -155121.5646 | 0 | 0 | 0 | 0 | 0 | 0 | 0 | 0
2016-09-17 07:00 | 0 | 0 | 0 | 0 | 15147.3561 | 0 | 375365 | 0 | 0 | 0 | 0 | 0 | 0 | 0 | 0 | 0 | 0 | 0 | 0 | 2394089.681 | 0 | 0 | 0 | 0 | 0 | 0 | 0 | 0 | 0 | 0 | 0 | -83051.4577 | 0 | 0 | 0 | 0 | 0 | 0 | 0 | 0 | 0 | -277166.1862 | 0 | 0 | 0 | 0 | 0 | 0 | 0 | 0
2016-09-17 08:00 | 0 | 0 | 0 | 0 | 340752.3566 | 0 | 367743 | 0 | 0 | 0 | 0 | 83051.4577 | 0 | 0 | 0 | 0 | 0 | 0 | 0 | 2284047.5799 | 0 | 0 | 0 | 0 | 0 | 0 | 0 | 0 | 0 | 0 | 0 | 83051.4577 | 0 | 0 | 0 | 0 | 0 | 0 | 0 | 0 | 0 | -110042.1012 | 0 | 0 | 0 | 0 | 0 | 0 | 0 | 0
2016-09-17 09:00 | 0 | 0 | 0 | 0 | 6489.3561 | 0 | 366707 | 0 | 0 | 0 | 0 | 0 | 0 | 0 | 0 | 0 | 0 | 0 | 0 | 2006881.3937 | 0 | 0 | 0 | 0 | 0 | 0 | 0 | 0 | 0 | 0 | 0 | -83051.4577 | 0 | 0 | 0 | 0 | 0 | 0 | 0 | 0 | 0 | -277166.1862 | 0 | 0 | 0 | 0 | 0 | 0 | 0 | 0
2016-09-17 10:00 | 0 | 0 | 0 | 0 | 355356.754 | 0 | 372011 | 0 | 0 | 0 | 0 | 83051.4577 | 0 | 0 | 0 | 0 | 0 | 0 | 0 | 1907175.69 | 0 | 0 | 0 | 0 | 0 | 0 | 0 | 0 | 0 | 0 | 0 | 83051.4577 | 0 | 0 | 0 | 0 | 0 | 0 | 0 | 0 | 0 | -99705.7037 | 0 | 0 | 0 | 0 | 0 | 0 | 0 | 0
2016-09-17 11:00 | 0 | 0 | 0 | 0 | 19760.3561 | 0 | 379978 | 0 | 0 | 0 | 0 | 0 | 0 | 0 | 0 | 0 | 0 | 0 | 0 | 1630009.5038 | 0 | 0 | 0 | 0 | 0 | 0 | 0 | 0 | 0 | 0 | 0 | -83051.4577 | 0 | 0 | 0 | 0 | 0 | 0 | 0 | 0 | 0 | -277166.1862 | 0 | 0 | 0 | 0 | 0 | 0 | 0 | 0
2016-09-17 12:00 | 0 | 0 | 0 | 0 | 348316.4717 | 3.0448 | 395702 | 0 | 0 | 0 | 0 | 83051.4577 | 0 | 0 | 0 | 0 | 0 | 0 | 0 | 1491821.7445 | 0 | 7753.8181 | 0 | 0 | 0 | 0 | 0 | 0 | 0 | 0 | 0 | 83051.4577 | 0 | 0 | 0 | 0 | 0 | 0 | 0 | 0 | 0 | -138187.7593 | 0 | 7753.8181 | 0 | 0 | 0 | 0 | 0 | 0
2016-09-17 13:00 | 0 | 0 | 0 | 0 | 216510.1321 | 91928.9239 | 418046 | 0 | 0 | 0 | 0 | 0 | 0 | 0 | 0 | 0 | 0 | 0 | 0 | 1432493.1729 | 0 | 40526.9035 | 0 | 0 | 0 | 0 | 0 | 0 | 0 | 0 | 0 | -83051.4577 | 0 | 0 | 0 | 0 | 0 | 0 | 0 | 0 | 0 | -59328.5717 | 0 | 32773.0854 | 0 | 0 | 0 | 0 | 0 | 0
2016-09-17 14:00 | 0 | 0 | 0 | 0 | 116071.1152 | 519859.7586 | 442054 | 0 | 0 | 0 | 0 | 0 | 0 | 0 | 0 | 0 | 0 | 0 | 0 | 1626370.0467 | 0 | 40526.9035 | 0 | 0 | 0 | 0 | 0 | 0 | 0 | 0 | 0 | 0 | 0 | 0 | 0 | 0 | 0 | 0 | 0 | 0 | 0 | 193876.8738 | 0 | 0 | 0 | 0 | 0 | 0 | 0 | 0
2016-09-17 15:00 | 0 | 0 | 0 | 0 | 0 | 776822.4853 | 465066 | 0 | 0 | 0 | 0 | 34590.2991 | 0 | 0 | 0 | 0 | 0 | 0 | 0 | 1903536.2328 | 0 | 40526.9035 | 0 | 0 | 0 | 0 | 0 | 0 | 0 | 0 | 0 | 34590.2991 | 0 | 0 | 0 | 0 | 0 | 0 | 0 | 0 | 0 | 277166.1862 | 0 | 0 | 0 | 0 | 0 | 0 | 0 | 0
2016-09-17 16:00 | 0 | 0 | 0 | 0 | 0 | 803608.2197 | 485343 | 0 | 0 | 0 | 0 | 108462.418 | 0 | 0 | 0 | 0 | 0 | 0 | 0 | 2180702.419 | 0 | 7753.8181 | 0 | 0 | 0 | 0 | 0 | 0 | 0 | 0 | 0 | 73872.1189 | 0 | 0 | 0 | 0 | 0 | 0 | 0 | 0 | 0 | 277166.1862 | 0 | -32773.0854 | 0 | 0 | 0 | 0 | 0 | 0
2016-09-17 17:00 | 0 | 0 | 0 | 0 | 0 | 798762.2689 | 502464 | 0 | 0 | 0 | 0 | 191513.8757 | 0 | 0 | 0 | 0 | 0 | 0 | 0 | 2368929.9629 | 0 | 32773.0854 | 0 | 0 | 0 | 0 | 0 | 0 | 0 | 0 | 0 | 83051.4577 | 0 | 0 | 0 | 0 | 0 | 0 | 0 | 0 | 0 | 188227.5439 | 0 | 25019.2673 | 0 | 0 | 0 | 0 | 0 | 0
2016-09-17 18:00 | 0 | 0 | 0 | 0 | 0 | 783212.6425 | 516397 | 0 | 0 | 0 | 0 | 213936.4175 | 0 | 0 | 0 | 0 | 0 | 0 | 0 | 2646096.1491 | 0 | 0 | 0 | 0 | 0 | 0 | 0 | 0 | 0 | 0 | 0 | 22422.5417 | 0 | 0 | 0 | 0 | 0 | 0 | 0 | 0 | 0 | 277166.1862 | 0 | -32773.0854 | 0 | 0 | 0 | 0 | 0 | 0
2016-09-17 19:00 | 0 | 0 | 0 | 0 | 0 | 774121.173 | 526818 | 0 | 0 | 0 | 0 | 184073.4043 | 0 | 0 | 0 | 0 | 0 | 0 | 0 | 2923262.3352 | 0 | 0 | 0 | 0 | 0 | 0 | 0 | 0 | 0 | 0 | 0 | -29863.0132 | 0 | 0 | 0 | 0 | 0 | 0 | 0 | 0 | 0 | 277166.1862 | 0 | 0 | 0 | 0 | 0 | 0 | 0 | 0
2016-09-17 20:00 | 0 | 0 | 0 | 0 | 0 | 779623.7784 | 535561 | 0 | 0 | 0 | 0 | 204301.1268 | 0 | 0 | 0 | 0 | 0 | 0 | 0 | 3147097.3911 | 0 | 0 | 0 | 0 | 0 | 0 | 0 | 0 | 0 | 0 | 0 | 20227.7225 | 0 | 0 | 0 | 0 | 0 | 0 | 0 | 0 | 0 | 223835.0559 | 0 | 0 | 0 | 0 | 0 | 0 | 0 | 0
2016-09-17 21:00 | 0 | 0 | 0 | 0 | 0 | 778531.9748 | 539564 | 0 | 0 | 0 | 0 | 166102.9154 | 0 | 0 | 0 | 0 | 0 | 0 | 0 | 3424263.5773 | 0 | 0 | 0 | 0 | 0 | 0 | 0 | 0 | 0 | 0 | 0 | -38198.2114 | 0 | 0 | 0 | 0 | 0 | 0 | 0 | 0 | 0 | 277166.1862 | 0 | 0 | 0 | 0 | 0 | 0 | 0 | 0
2016-09-17 22:00 | 0 | 0 | 0 | 0 | 0 | 751437.3617 | 535724 | 0 | 0 | 0 | 0 | 249154.3731 | 0 | 0 | 0 | 0 | 0 | 0 | 0 | 3549171.6631 | 0 | 7753.8181 | 0 | 0 | 0 | 0 | 0 | 0 | 0 | 0 | 0 | 83051.4577 | 0 | 0 | 0 | 0 | 0 | 0 | 0 | 0 | 0 | 124908.0858 | 0 | 7753.8181 | 0 | 0 | 0 | 0 | 0 | 0
2016-09-17 23:00 | 0 | 0 | 0 | 0 | 127683.7922 | 627684.0217 | 528480 | 0 | 0 | 0 | 0 | 166102.9154 | 0 | 0 | 0 | 0 | 0 | 0 | 0 | 3826337.8493 | 0 | 40526.9035 | 0 | 0 | 0 | 0 | 0 | 0 | 0 | 0 | 0 | -83051.4577 | 0 | 0 | 0 | 0 | 0 | 0 | 0 | 0 | 0 | 277166.1862 | 0 | 32773.0854 | 0 | 0 | 0 | 0 | 0 | 0
2016-09-18 | 0 | 0 | 0 | 0 | 0 | 370121.9348 | 521396 | 0 | 0 | 0 | 0 | 83051.4577 | 0 | 0 | 0 | 0 | 0 | 0 | 0 | 3790888.3272 | 0 | 7753.8181 | 0 | 0 | 0 | 0 | 0 | 0 | 0 | 0 | 0 | -83051.4577 | 0 | 0 | 0 | 0 | 0 | 0 | 0 | 0 | 0 | -35449.5221 | 0 | -32773.0854 | 0 | 0 | 0 | 0 | 0 | 0
2016-09-18 01:00 | 0 | 0 | 0 | 0 | 106561.4661 | 29855.0719 | 504388 | 0 | 0 | 0 | 0 | 0 | 0 | 0 | 0 | 0 | 0 | 0 | 0 | 3513722.1411 | 0 | 0 | 0 | 0 | 0 | 0 | 0 | 0 | 0 | 0 | 0 | -83051.4577 | 0 | 0 | 0 | 0 | 0 | 0 | 0 | 0 | 0 | -277166.1862 | 0 | -7753.8181 | 0 | 0 | 0 | 0 | 0 | 0
2016-09-18 02:00 | 0 | 0 | 0 | 0 | 203437.8138 | 0 | 480604 | 0 | 0 | 0 | 0 | 0 | 0 | 0 | 0 | 0 | 0 | 0 | 0 | 3236555.9549 | 0 | 0 | 0 | 0 | 0 | 0 | 0 | 0 | 0 | 0 | 0 | 0 | 0 | 0 | 0 | 0 | 0 | 0 | 0 | 0 | 0 | -277166.1862 | 0 | 0 | 0 | 0 | 0 | 0 | 0 | 0
2016-09-18 03:00 | 0 | 0 | 0 | 0 | 568878.8972 | 0 | 453704 | 0 | 0 | 0 | 0 | 83051.4577 | 0 | 0 | 0 | 0 | 0 | 0 | 0 | 3268679.3944 | 0 | 0 | 0 | 0 | 0 | 0 | 0 | 0 | 0 | 0 | 0 | 83051.4577 | 0 | 0 | 0 | 0 | 0 | 0 | 0 | 0 | 0 | 32123.4395 | 0 | 0 | 0 | 0 | 0 | 0 | 0 | 0
2016-09-18 04:00 | 0 | 0 | 0 | 0 | 66598.3561 | 0 | 426816 | 0 | 0 | 0 | 0 | 0 | 0 | 0 | 0 | 0 | 0 | 0 | 0 | 2991513.2082 | 0 | 0 | 0 | 0 | 0 | 0 | 0 | 0 | 0 | 0 | 0 | -83051.4577 | 0 | 0 | 0 | 0 | 0 | 0 | 0 | 0 | 0 | -277166.1862 | 0 | 0 | 0 | 0 | 0 | 0 | 0 | 0
2016-09-18 05:00 | 0 | 0 | 0 | 0 | 209256.2715 | 0 | 403371 | 0 | 0 | 0 | 0 | 83051.4577 | 0 | 0 | 0 | 0 | 0 | 0 | 0 | 2714347.0221 | 0 | 0 | 0 | 0 | 0 | 0 | 0 | 0 | 0 | 0 | 0 | 83051.4577 | 0 | 0 | 0 | 0 | 0 | 0 | 0 | 0 | 0 | -277166.1862 | 0 | 0 | 0 | 0 | 0 | 0 | 0 | 0
2016-09-18 06:00 | 0 | 0 | 0 | 0 | 646721.6524 | 0 | 384582 | 0 | 0 | 0 | 0 | 166102.9154 | 0 | 0 | 0 | 0 | 0 | 0 | 0 | 2882954.8606 | 0 | 10480.3561 | 0 | 0 | 0 | 0 | 0 | 0 | 0 | 0 | 0 | 83051.4577 | 0 | 0 | 0 | 0 | 0 | 0 | 0 | 0 | 0 | 168607.8386 | 0 | 10480.3561 | 0 | 0 | 0 | 0 | 0 | 0
2016-09-18 07:00 | 0 | 0 | 0 | 0 | 0 | 0 | 370698 | 0 | 0 | 0 | 0 | 83051.4577 | 0 | 0 | 0 | 0 | 0 | 0 | 0 | 2605788.6745 | 0 | 0 | 0 | 0 | 0 | 0 | 0 | 0 | 0 | 0 | 0 | -83051.4577 | 0 | 0 | 0 | 0 | 0 | 0 | 0 | 0 | 0 | -277166.1862 | 0 | -10480.3561 | 0 | 0 | 0 | 0 | 0 | 0
2016-09-18 08:00 | 0 | 0 | 0 | 0 | 85355.8138 | 0 | 362522 | 0 | 0 | 0 | 0 | 83051.4577 | 0 | 0 | 0 | 0 | 0 | 0 | 0 | 2328622.4883 | 0 | 0 | 0 | 0 | 0 | 0 | 0 | 0 | 0 | 0 | 0 | 0 | 0 | 0 | 0 | 0 | 0 | 0 | 0 | 0 | 0 | -277166.1862 | 0 | 0 | 0 | 0 | 0 | 0 | 0 | 0
2016-09-18 09:00 | 0 | 0 | 0 | 0 | 609720.5597 | 0 | 360159 | 0 | 0 | 0 | 0 | 166102.9154 | 0 | 0 | 0 | 0 | 0 | 0 | 0 | 2492328.2342 | 0 | 2804.3561 | 0 | 0 | 0 | 0 | 0 | 0 | 0 | 0 | 0 | 83051.4577 | 0 | 0 | 0 | 0 | 0 | 0 | 0 | 0 | 0 | 163705.7459 | 0 | 2804.3561 | 0 | 0 | 0 | 0 | 0 | 0
2016-09-18 10:00 | 0 | 0 | 0 | 0 | 0 | 0 | 363022 | 0 | 0 | 0 | 0 | 83051.4577 | 0 | 0 | 0 | 0 | 0 | 0 | 0 | 2215162.048 | 0 | 0 | 0 | 0 | 0 | 0 | 0 | 0 | 0 | 0 | 0 | -83051.4577 | 0 | 0 | 0 | 0 | 0 | 0 | 0 | 0 | 0 | -277166.1862 | 0 | -2804.3561 | 0 | 0 | 0 | 0 | 0 | 0
2016-09-18 11:00 | 0 | 0 | 0 | 0 | 8414.3561 | 0 | 368632 | 0 | 0 | 0 | 0 | 0 | 0 | 0 | 0 | 0 | 0 | 0 | 0 | 1937995.8618 | 0 | 0 | 0 | 0 | 0 | 0 | 0 | 0 | 0 | 0 | 0 | -83051.4577 | 0 | 0 | 0 | 0 | 0 | 0 | 0 | 0 | 0 | -277166.1862 | 0 | 0 | 0 | 0 | 0 | 0 | 0 | 0
2016-09-18 12:00 | 0 | 0 | 0 | 0 | 533564.3795 | 0 | 383070 | 0 | 0 | 0 | 0 | 83051.4577 | 0 | 0 | 0 | 0 | 0 | 0 | 0 | 2005438.7836 | 0 | 0 | 0 | 0 | 0 | 0 | 0 | 0 | 0 | 0 | 0 | 83051.4577 | 0 | 0 | 0 | 0 | 0 | 0 | 0 | 0 | 0 | 67442.9218 | 0 | 0 | 0 | 0 | 0 | 0 | 0 | 0
2016-09-18 13:00 | 0 | 0 | 0 | 0 | 0 | 92834.6597 | 407510 | 0 | 0 | 0 | 0 | 0 | 0 | 0 | 0 | 0 | 0 | 0 | 0 | 1773814.901 | 0 | 0 | 0 | 0 | 0 | 0 | 0 | 0 | 0 | 0 | 0 | -83051.4577 | 0 | 0 | 0 | 0 | 0 | 0 | 0 | 0 | 0 | -231623.8826 | 0 | 0 | 0 | 0 | 0 | 0 | 0 | 0
2016-09-18 14:00 | 0 | 0 | 0 | 0 | 176745.7031 | 534159.483 | 433739 | 0 | 0 | 0 | 0 | 0 | 0 | 0 | 0 | 0 | 0 | 0 | 0 | 2050981.0872 | 0 | 0 | 0 | 0 | 0 | 0 | 0 | 0 | 0 | 0 | 0 | 0 | 0 | 0 | 0 | 0 | 0 | 0 | 0 | 0 | 0 | 277166.1862 | 0 | 0 | 0 | 0 | 0 | 0 | 0 | 0
2016-09-18 15:00 | 0 | 0 | 0 | 0 | 43331.287 | 777165.3569 | 460279 | 0 | 0 | 0 | 0 | 83051.4577 | 0 | 0 | 0 | 0 | 0 | 0 | 0 | 2328147.2733 | 0 | 0 | 0 | 0 | 0 | 0 | 0 | 0 | 0 | 0 | 0 | 83051.4577 | 0 | 0 | 0 | 0 | 0 | 0 | 0 | 0 | 0 | 277166.1862 | 0 | 0 | 0 | 0 | 0 | 0 | 0 | 0
2016-09-18 16:00 | 0 | 0 | 0 | 0 | 0 | 805657.5875 | 486363 | 0 | 0 | 0 | 0 | 125179.859 | 0 | 0 | 0 | 0 | 0 | 0 | 0 | 2605313.4595 | 0 | 0 | 0 | 0 | 0 | 0 | 0 | 0 | 0 | 0 | 0 | 42128.4013 | 0 | 0 | 0 | 0 | 0 | 0 | 0 | 0 | 0 | 277166.1862 | 0 | 0 | 0 | 0 | 0 | 0 | 0 | 0
2016-09-18 17:00 | 0 | 0 | 0 | 0 | 0 | 798728.2045 | 510136 | 0 | 0 | 0 | 0 | 136605.8774 | 0 | 0 | 0 | 0 | 0 | 0 | 0 | 2882479.6457 | 0 | 0 | 0 | 0 | 0 | 0 | 0 | 0 | 0 | 0 | 0 | 11426.0184 | 0 | 0 | 0 | 0 | 0 | 0 | 0 | 0 | 0 | 277166.1862 | 0 | 0 | 0 | 0 | 0 | 0 | 0 | 0
2016-09-18 18:00 | 0 | 0 | 0 | 0 | 0 | 784463.816 | 529340 | 0 | 0 | 0 | 0 | 114563.5072 | 0 | 0 | 0 | 0 | 0 | 0 | 0 | 3159645.8318 | 0 | 0 | 0 | 0 | 0 | 0 | 0 | 0 | 0 | 0 | 0 | -22042.3702 | 0 | 0 | 0 | 0 | 0 | 0 | 0 | 0 | 0 | 277166.1862 | 0 | 0 | 0 | 0 | 0 | 0 | 0 | 0
2016-09-18 19:00 | 0 | 0 | 0 | 0 | 0 | 772933.0476 | 544013 | 0 | 0 | 0 | 0 | 66317.3686 | 0 | 0 | 0 | 0 | 0 | 0 | 0 | 3436812.018 | 0 | 0 | 0 | 0 | 0 | 0 | 0 | 0 | 0 | 0 | 0 | -48246.1386 | 0 | 0 | 0 | 0 | 0 | 0 | 0 | 0 | 0 | 277166.1862 | 0 | 0 | 0 | 0 | 0 | 0 | 0 | 0
2016-09-18 20:00 | 0 | 0 | 0 | 0 | 0 | 776673.577 | 556485 | 0 | 0 | 0 | 0 | 149368.8263 | 0 | 0 | 0 | 0 | 0 | 0 | 0 | 3573949.1373 | 0 | 0 | 0 | 0 | 0 | 0 | 0 | 0 | 0 | 0 | 0 | 83051.4577 | 0 | 0 | 0 | 0 | 0 | 0 | 0 | 0 | 0 | 137137.1193 | 0 | 0 | 0 | 0 | 0 | 0 | 0 | 0
2016-09-18 21:00 | 0 | 0 | 0 | 0 | 0 | 779217.928 | 565678 | 0 | 0 | 0 | 0 | 85742.5682 | 0 | 0 | 0 | 0 | 0 | 0 | 0 | 3851115.3235 | 0 | 0 | 0 | 0 | 0 | 0 | 0 | 0 | 0 | 0 | 0 | -63626.2581 | 0 | 0 | 0 | 0 | 0 | 0 | 0 | 0 | 0 | 277166.1862 | 0 | 0 | 0 | 0 | 0 | 0 | 0 | 0
2016-09-18 22:00 | 0 | 0 | 0 | 0 | 0 | 757482.6324 | 566590 | 0 | 0 | 0 | 0 | 83051.4577 | 0 | 0 | 0 | 0 | 0 | 0 | 0 | 4044699.0664 | 0 | 0 | 0 | 0 | 0 | 0 | 0 | 0 | 0 | 0 | 0 | -2691.1105 | 0 | 0 | 0 | 0 | 0 | 0 | 0 | 0 | 0 | 193583.7429 | 0 | 0 | 0 | 0 | 0 | 0 | 0 | 0
2016-09-18 23:00 | 0 | 0 | 0 | 0 | 0 | 642219.0919 | 564433 | 0 | 0 | 0 | 0 | 166102.9154 | 0 | 0 | 0 | 0 | 0 | 0 | 0 | 4039433.7006 | 0 | 0 | 0 | 0 | 0 | 0 | 0 | 0 | 0 | 0 | 0 | 83051.4577 | 0 | 0 | 0 | 0 | 0 | 0 | 0 | 0 | 0 | -5265.3658 | 0 | 0 | 0 | 0 | 0 | 0 | 0 | 0
2016-09-19 | 0 | 0 | 0 | 0 | 0 | 374527.1804 | 558678 | 0 | 0 | 0 | 0 | 83051.4577 | 0 | 0 | 0 | 0 | 0 | 0 | 0 | 3938334.3387 | 0 | 0 | 0 | 0 | 0 | 0 | 0 | 0 | 0 | 0 | 0 | -83051.4577 | 0 | 0 | 0 | 0 | 0 | 0 | 0 | 0 | 0 | -101099.3619 | 0 | 0 | 0 | 0 | 0 | 0 | 0 | 0
2016-09-19 01:00 | 0 | 0 | 0 | 0 | 636432.663 | 32168.0185 | 538138 | 0 | 0 | 0 | 0 | 166102.9154 | 0 | 0 | 0 | 0 | 0 | 0 | 0 | 3985745.5625 | 0 | 0 | 0 | 0 | 0 | 0 | 0 | 0 | 0 | 0 | 0 | 83051.4577 | 0 | 0 | 0 | 0 | 0 | 0 | 0 | 0 | 0 | 47411.2238 | 0 | 0 | 0 | 0 | 0 | 0 | 0 | 0
2016-09-19 02:00 | 0 | 0 | 0 | 0 | 148568.3561 | 0 | 508786 | 0 | 0 | 0 | 0 | 83051.4577 | 0 | 0 | 0 | 0 | 0 | 0 | 0 | 3708579.3763 | 0 | 0 | 0 | 0 | 0 | 0 | 0 | 0 | 0 | 0 | 0 | -83051.4577 | 0 | 0 | 0 | 0 | 0 | 0 | 0 | 0 | 0 | -277166.1862 | 0 | 0 | 0 | 0 | 0 | 0 | 0 | 0
2016-09-19 03:00 | 0 | 0 | 0 | 0 | 115172.3561 | 0 | 475390 | 0 | 0 | 0 | 0 | 0 | 0 | 0 | 0 | 0 | 0 | 0 | 0 | 3431413.1901 | 0 | 0 | 0 | 0 | 0 | 0 | 0 | 0 | 0 | 0 | 0 | -83051.4577 | 0 | 0 | 0 | 0 | 0 | 0 | 0 | 0 | 0 | -277166.1862 | 0 | 0 | 0 | 0 | 0 | 0 | 0 | 0
2016-09-19 04:00 | 0 | 0 | 0 | 0 | 688447.9985 | 0 | 443166 | 0 | 0 | 0 | 0 | 83051.4577 | 0 | 0 | 0 | 0 | 0 | 0 | 0 | 3593643.7309 | 0 | 0 | 0 | 0 | 0 | 0 | 0 | 0 | 0 | 0 | 0 | 83051.4577 | 0 | 0 | 0 | 0 | 0 | 0 | 0 | 0 | 0 | 162230.5408 | 0 | 0 | 0 | 0 | 0 | 0 | 0 | 0
2016-09-19 05:00 | 0 | 0 | 0 | 0 | 56528.3561 | 0 | 416746 | 0 | 0 | 0 | 0 | 0 | 0 | 0 | 0 | 0 | 0 | 0 | 0 | 3316477.5448 | 0 | 0 | 0 | 0 | 0 | 0 | 0 | 0 | 0 | 0 | 0 | -83051.4577 | 0 | 0 | 0 | 0 | 0 | 0 | 0 | 0 | 0 | -277166.1862 | 0 | 0 | 0 | 0 | 0 | 0 | 0 | 0
2016-09-19 06:00 | 0 | 0 | 0 | 0 | 120537.8138 | 0 | 397704 | 0 | 0 | 0 | 0 | 0 | 0 | 0 | 0 | 0 | 0 | 0 | 0 | 3039311.3586 | 0 | 0 | 0 | 0 | 0 | 0 | 0 | 0 | 0 | 0 | 0 | 0 | 0 | 0 | 0 | 0 | 0 | 0 | 0 | 0 | 0 | -277166.1862 | 0 | 0 | 0 | 0 | 0 | 0 | 0 | 0
2016-09-19 07:00 | 0 | 0 | 0 | 0 | 675652.323 | 0 | 386159 | 0 | 0 | 0 | 0 | 83051.4577 | 0 | 0 | 0 | 0 | 0 | 0 | 0 | 3245753.2239 | 0 | 0 | 0 | 0 | 0 | 0 | 0 | 0 | 0 | 0 | 0 | 83051.4577 | 0 | 0 | 0 | 0 | 0 | 0 | 0 | 0 | 0 | 206441.8653 | 0 | 0 | 0 | 0 | 0 | 0 | 0 | 0
2016-09-19 08:00 | 0 | 0 | 0 | 0 | 23102.3561 | 0 | 383320 | 0 | 0 | 0 | 0 | 0 | 0 | 0 | 0 | 0 | 0 | 0 | 0 | 2968587.0378 | 0 | 0 | 0 | 0 | 0 | 0 | 0 | 0 | 0 | 0 | 0 | -83051.4577 | 0 | 0 | 0 | 0 | 0 | 0 | 0 | 0 | 0 | -277166.1862 | 0 | 0 | 0 | 0 | 0 | 0 | 0 | 0
2016-09-19 09:00 | 0 | 0 | 0 | 0 | 199719.2715 | 0 | 393834 | 0 | 0 | 0 | 0 | 83051.4577 | 0 | 0 | 0 | 0 | 0 | 0 | 0 | 2691420.8516 | 0 | 0 | 0 | 0 | 0 | 0 | 0 | 0 | 0 | 0 | 0 | 83051.4577 | 0 | 0 | 0 | 0 | 0 | 0 | 0 | 0 | 0 | -277166.1862 | 0 | 0 | 0 | 0 | 0 | 0 | 0 | 0
2016-09-19 10:00 | 0 | 0 | 0 | 0 | 605099.0248 | 0 | 419651 | 0 | 0 | 0 | 0 | 166102.9154 | 0 | 0 | 0 | 0 | 0 | 0 | 0 | 2793817.4187 | 0 | 0 | 0 | 0 | 0 | 0 | 0 | 0 | 0 | 0 | 0 | 83051.4577 | 0 | 0 | 0 | 0 | 0 | 0 | 0 | 0 | 0 | 102396.5671 | 0 | 0 | 0 | 0 | 0 | 0 | 0 | 0
2016-09-19 11:00 | 0 | 0 | 0 | 0 | 83000.3561 | 0 | 443218 | 0 | 0 | 0 | 0 | 83051.4577 | 0 | 0 | 0 | 0 | 0 | 0 | 0 | 2516651.2325 | 0 | 0 | 0 | 0 | 0 | 0 | 0 | 0 | 0 | 0 | 0 | -83051.4577 | 0 | 0 | 0 | 0 | 0 | 0 | 0 | 0 | 0 | -277166.1862 | 0 | 0 | 0 | 0 | 0 | 0 | 0 | 0
2016-09-19 12:00 | 0 | 0 | 0 | 0 | 521528.9978 | 0.22364 | 460085 | 0 | 0 | 0 | 0 | 166102.9154 | 0 | 0 | 0 | 0 | 0 | 0 | 0 | 2495043.9963 | 0 | 0 | 0 | 0 | 0 | 0 | 0 | 0 | 0 | 0 | 0 | 83051.4577 | 0 | 0 | 0 | 0 | 0 | 0 | 0 | 0 | 0 | -21607.2362 | 0 | 0 | 0 | 0 | 0 | 0 | 0 | 0
2016-09-19 13:00 | 0 | 0 | 0 | 0 | 302585.1802 | 114392.9631 | 481042 | 0 | 0 | 0 | 0 | 83051.4577 | 0 | 0 | 0 | 0 | 0 | 0 | 0 | 2514031.5974 | 0 | 0 | 0 | 0 | 0 | 0 | 0 | 0 | 0 | 0 | 0 | -83051.4577 | 0 | 0 | 0 | 0 | 0 | 0 | 0 | 0 | 0 | 18987.6011 | 0 | 0 | 0 | 0 | 0 | 0 | 0 | 0
2016-09-19 14:00 | 0 | 0 | 0 | 0 | 0 | 541298.8158 | 505348 | 0 | 0 | 0 | 0 | 57745.3592 | 0 | 0 | 0 | 0 | 0 | 0 | 0 | 2575288.5117 | 0 | 0 | 0 | 0 | 0 | 0 | 0 | 0 | 0 | 0 | 0 | -25306.0985 | 0 | 0 | 0 | 0 | 0 | 0 | 0 | 0 | 0 | 61256.9143 | 0 | 0 | 0 | 0 | 0 | 0 | 0 | 0
2016-09-19 15:00 | 0 | 0 | 0 | 0 | 0 | 749269.827 | 529849 | 0 | 0 | 0 | 0 | 0 | 0 | 0 | 0 | 0 | 0 | 0 | 0 | 2852454.6979 | 0 | 0 | 0 | 0 | 0 | 0 | 0 | 0 | 0 | 0 | 0 | -57745.3592 | 0 | 0 | 0 | 0 | 0 | 0 | 0 | 0 | 0 | 277166.1862 | 0 | 0 | 0 | 0 | 0 | 0 | 0 | 0
2016-09-19 16:00 | 0 | 0 | 0 | 0 | 0 | 778358.3435 | 553897 | 0 | 0 | 0 | 0 | 83051.4577 | 0 | 0 | 0 | 0 | 0 | 0 | 0 | 2993864.5837 | 0 | 0 | 0 | 0 | 0 | 0 | 0 | 0 | 0 | 0 | 0 | 83051.4577 | 0 | 0 | 0 | 0 | 0 | 0 | 0 | 0 | 0 | 141409.8858 | 0 | 0 | 0 | 0 | 0 | 0 | 0 | 0
2016-09-19 17:00 | 0 | 0 | 0 | 0 | 2696.7155 | 767161.013 | 575743 | 0 | 0 | 0 | 0 | 0 | 0 | 0 | 0 | 0 | 0 | 0 | 0 | 3271030.7699 | 0 | 0 | 0 | 0 | 0 | 0 | 0 | 0 | 0 | 0 | 0 | -83051.4577 | 0 | 0 | 0 | 0 | 0 | 0 | 0 | 0 | 0 | 277166.1862 | 0 | 0 | 0 | 0 | 0 | 0 | 0 | 0
2016-09-19 18:00 | 0 | 0 | 0 | 0 | 0 | 749638.6385 | 594099 | 0 | 0 | 0 | 0 | 83051.4577 | 0 | 0 | 0 | 0 | 0 | 0 | 0 | 3343518.9507 | 0 | 0 | 0 | 0 | 0 | 0 | 0 | 0 | 0 | 0 | 0 | 83051.4577 | 0 | 0 | 0 | 0 | 0 | 0 | 0 | 0 | 0 | 72488.1808 | 0 | 0 | 0 | 0 | 0 | 0 | 0 | 0
2016-09-19 19:00 | 0 | 0 | 0 | 0 | 66140.1156 | 735280.6128 | 607306 | 0 | 0 | 0 | 0 | 0 | 0 | 0 | 0 | 0 | 0 | 0 | 0 | 3620685.1368 | 0 | 0 | 0 | 0 | 0 | 0 | 0 | 0 | 0 | 0 | 0 | -83051.4577 | 0 | 0 | 0 | 0 | 0 | 0 | 0 | 0 | 0 | 277166.1862 | 0 | 0 | 0 | 0 | 0 | 0 | 0 | 0
2016-09-19 20:00 | 0 | 0 | 0 | 0 | 0 | 731565.5518 | 616818 | 0 | 0 | 0 | 0 | 83051.4577 | 0 | 0 | 0 | 0 | 0 | 0 | 0 | 3652381.231 | 0 | 0 | 0 | 0 | 0 | 0 | 0 | 0 | 0 | 0 | 0 | 83051.4577 | 0 | 0 | 0 | 0 | 0 | 0 | 0 | 0 | 0 | 31696.0941 | 0 | 0 | 0 | 0 | 0 | 0 | 0 | 0
2016-09-19 21:00 | 0 | 0 | 0 | 0 | 210905.905 | 718814.7408 | 618763 | 0 | 0 | 0 | 0 | 116842.9173 | 0 | 0 | 0 | 0 | 0 | 0 | 0 | 3929547.4171 | 0 | 0 | 0 | 0 | 0 | 0 | 0 | 0 | 0 | 0 | 0 | 33791.4596 | 0 | 0 | 0 | 0 | 0 | 0 | 0 | 0 | 0 | 277166.1862 | 0 | 0 | 0 | 0 | 0 | 0 | 0 | 0
2016-09-19 22:00 | 0 | 0 | 0 | 0 | 203781.756 | 671173.5486 | 612028 | 0 | 0 | 0 | 0 | 199894.375 | 0 | 0 | 0 | 0 | 0 | 0 | 0 | 4109423.264 | 0 | 0 | 0 | 0 | 0 | 0 | 0 | 0 | 0 | 0 | 0 | 83051.4577 | 0 | 0 | 0 | 0 | 0 | 0 | 0 | 0 | 0 | 179875.8468 | 0 | 0 | 0 | 0 | 0 | 0 | 0 | 0
2016-09-19 23:00 | 0 | 0 | 0 | 0 | 234726.5795 | 533315.6414 | 600923 | 0 | 0 | 0 | 0 | 116842.9173 | 0 | 0 | 0 | 0 | 0 | 0 | 0 | 4359593.9425 | 0 | 0 | 0 | 0 | 0 | 0 | 0 | 0 | 0 | 0 | 0 | -83051.4577 | 0 | 0 | 0 | 0 | 0 | 0 | 0 | 0 | 0 | 250170.6786 | 0 | 0 | 0 | 0 | 0 | 0 | 0 | 0
2016-09-20 | 0 | 0 | 0 | 0 | 117015.6336 | 243427.1784 | 588349 | 0 | 0 | 0 | 0 | 166102.9154 | 0 | 0 | 0 | 0 | 0 | 0 | 0 | 4082427.7564 | 0 | 0 | 0 | 0 | 0 | 0 | 0 | 0 | 0 | 0 | 0 | 49259.9981 | 0 | 0 | 0 | 0 | 0 | 0 | 0 | 0 | 0 | -277166.1862 | 0 | 0 | 0 | 0 | 0 | 0 | 0 | 0
2016-09-20 01:00 | 0 | 0 | 0 | 0 | 455018.3271 | 21857.4355 | 564326 | 0 | 0 | 0 | 0 | 83051.4577 | 0 | 0 | 0 | 0 | 0 | 0 | 0 | 4078028.9766 | 0 | 0 | 0 | 0 | 0 | 0 | 0 | 0 | 0 | 0 | 0 | -83051.4577 | 0 | 0 | 0 | 0 | 0 | 0 | 0 | 0 | 0 | -4398.7797 | 0 | 0 | 0 | 0 | 0 | 0 | 0 | 0
2016-09-20 02:00 | 0 | 0 | 0 | 0 | 170563.3561 | 0 | 530781 | 0 | 0 | 0 | 0 | 0 | 0 | 0 | 0 | 0 | 0 | 0 | 0 | 3800862.7905 | 0 | 0 | 0 | 0 | 0 | 0 | 0 | 0 | 0 | 0 | 0 | -83051.4577 | 0 | 0 | 0 | 0 | 0 | 0 | 0 | 0 | 0 | -277166.1862 | 0 | 0 | 0 | 0 | 0 | 0 | 0 | 0
2016-09-20 03:00 | 0 | 0 | 0 | 0 | 516593.5341 | 0 | 491276 | 0 | 0 | 0 | 0 | 83051.4577 | 0 | 0 | 0 | 0 | 0 | 0 | 0 | 3743128.8668 | 0 | 0 | 0 | 0 | 0 | 0 | 0 | 0 | 0 | 0 | 0 | 83051.4577 | 0 | 0 | 0 | 0 | 0 | 0 | 0 | 0 | 0 | -57733.9236 | 0 | 0 | 0 | 0 | 0 | 0 | 0 | 0
2016-09-20 04:00 | 0 | 0 | 0 | 0 | 94327.3561 | 0 | 454545 | 0 | 0 | 0 | 0 | 0 | 0 | 0 | 0 | 0 | 0 | 0 | 0 | 3465962.6807 | 0 | 0 | 0 | 0 | 0 | 0 | 0 | 0 | 0 | 0 | 0 | -83051.4577 | 0 | 0 | 0 | 0 | 0 | 0 | 0 | 0 | 0 | -277166.1862 | 0 | 0 | 0 | 0 | 0 | 0 | 0 | 0
2016-09-20 05:00 | 0 | 0 | 0 | 0 | 497134.3778 | 0 | 425252 | 0 | 0 | 0 | 0 | 83051.4577 | 0 | 0 | 0 | 0 | 0 | 0 | 0 | 3454793.6008 | 0 | 0 | 0 | 0 | 0 | 0 | 0 | 0 | 0 | 0 | 0 | 83051.4577 | 0 | 0 | 0 | 0 | 0 | 0 | 0 | 0 | 0 | -11169.0799 | 0 | 0 | 0 | 0 | 0 | 0 | 0 | 0
2016-09-20 06:00 | 0 | 0 | 0 | 0 | 44090.3561 | 0 | 404308 | 0 | 0 | 0 | 0 | 0 | 0 | 0 | 0 | 0 | 0 | 0 | 0 | 3177627.4146 | 0 | 0 | 0 | 0 | 0 | 0 | 0 | 0 | 0 | 0 | 0 | -83051.4577 | 0 | 0 | 0 | 0 | 0 | 0 | 0 | 0 | 0 | -277166.1862 | 0 | 0 | 0 | 0 | 0 | 0 | 0 | 0
2016-09-20 07:00 | 0 | 0 | 0 | 0 | 452751.6599 | 0 | 390534 | 0 | 0 | 0 | 0 | 83051.4577 | 0 | 0 | 0 | 0 | 0 | 0 | 0 | 3156793.6168 | 0 | 0 | 0 | 0 | 0 | 0 | 0 | 0 | 0 | 0 | 0 | 83051.4577 | 0 | 0 | 0 | 0 | 0 | 0 | 0 | 0 | 0 | -20833.7978 | 0 | 0 | 0 | 0 | 0 | 0 | 0 | 0
2016-09-20 08:00 | 0 | 0 | 0 | 0 | 446388.5584 | 0 | 385650 | 0 | 0 | 0 | 0 | 0 | 0 | 0 | 0 | 0 | 0 | 0 | 0 | 3300583.633 | 0 | 0 | 0 | 0 | 0 | 0 | 0 | 0 | 0 | 0 | 0 | -83051.4577 | 0 | 0 | 0 | 0 | 0 | 0 | 0 | 0 | 0 | 143790.0161 | 0 | 0 | 0 | 0 | 0 | 0 | 0 | 0
2016-09-20 09:00 | 0 | 0 | 0 | 0 | 450391.2997 | 0 | 393778 | 0 | 0 | 0 | 0 | 83051.4577 | 0 | 0 | 0 | 0 | 0 | 0 | 0 | 3274145.4749 | 0 | 0 | 0 | 0 | 0 | 0 | 0 | 0 | 0 | 0 | 0 | 83051.4577 | 0 | 0 | 0 | 0 | 0 | 0 | 0 | 0 | 0 | -26438.1581 | 0 | 0 | 0 | 0 | 0 | 0 | 0 | 0
2016-09-20 10:00 | 0 | 0 | 0 | 0 | 58358.3561 | 0 | 418576 | 0 | 0 | 0 | 0 | 0 | 0 | 0 | 0 | 0 | 0 | 0 | 0 | 2996979.2888 | 0 | 0 | 0 | 0 | 0 | 0 | 0 | 0 | 0 | 0 | 0 | -83051.4577 | 0 | 0 | 0 | 0 | 0 | 0 | 0 | 0 | 0 | -277166.1862 | 0 | 0 | 0 | 0 | 0 | 0 | 0 | 0
2016-09-20 11:00 | 0 | 0 | 0 | 0 | 427330.7615 | 0 | 441938 | 0 | 0 | 0 | 0 | 83051.4577 | 0 | 0 | 0 | 0 | 0 | 0 | 0 | 2899320.5926 | 0 | 0 | 0 | 0 | 0 | 0 | 0 | 0 | 0 | 0 | 0 | 83051.4577 | 0 | 0 | 0 | 0 | 0 | 0 | 0 | 0 | 0 | -97658.6962 | 0 | 0 | 0 | 0 | 0 | 0 | 0 | 0
2016-09-20 12:00 | 0 | 0 | 0 | 0 | 388902.4254 | 0 | 456999 | 0 | 0 | 0 | 0 | 166102.9154 | 0 | 0 | 0 | 0 | 0 | 0 | 0 | 2748172.5602 | 0 | 0 | 0 | 0 | 0 | 0 | 0 | 0 | 0 | 0 | 0 | 83051.4577 | 0 | 0 | 0 | 0 | 0 | 0 | 0 | 0 | 0 | -151148.0323 | 0 | 0 | 0 | 0 | 0 | 0 | 0 | 0
2016-09-20 13:00 | 0 | 0 | 0 | 0 | 35422.0111 | 81861.345 | 477501 | 0 | 0 | 0 | 0 | 83051.4577 | 0 | 0 | 0 | 0 | 0 | 0 | 0 | 2471006.374 | 0 | 0 | 0 | 0 | 0 | 0 | 0 | 0 | 0 | 0 | 0 | -83051.4577 | 0 | 0 | 0 | 0 | 0 | 0 | 0 | 0 | 0 | -277166.1862 | 0 | 0 | 0 | 0 | 0 | 0 | 0 | 0
2016-09-20 14:00 | 0 | 0 | 0 | 0 | 123937.549 | 310101.0099 | 501755 | 0 | 0 | 0 | 0 | 0 | 0 | 0 | 0 | 0 | 0 | 0 | 0 | 2486341.3906 | 0 | 0 | 0 | 0 | 0 | 0 | 0 | 0 | 0 | 0 | 0 | -83051.4577 | 0 | 0 | 0 | 0 | 0 | 0 | 0 | 0 | 0 | 15335.0166 | 0 | 0 | 0 | 0 | 0 | 0 | 0 | 0
2016-09-20 15:00 | 0 | 0 | 0 | 0 | 0 | 491643.4364 | 527500 | 0 | 0 | 0 | 0 | 0 | 0 | 0 | 0 | 0 | 0 | 0 | 0 | 2450484.827 | 0 | 0 | 0 | 0 | 0 | 0 | 0 | 0 | 0 | 0 | 0 | 0 | 0 | 0 | 0 | 0 | 0 | 0 | 0 | 0 | 0 | -35856.5636 | 0 | 0 | 0 | 0 | 0 | 0 | 0 | 0
2016-09-20 16:00 | 0 | 0 | 0 | 0 | 0 | 568665.1638 | 551934 | 0 | 0 | 0 | 0 | 83051.4577 | 0 | 0 | 0 | 0 | 0 | 0 | 0 | 2384164.5331 | 0 | 0 | 0 | 0 | 0 | 0 | 0 | 0 | 0 | 0 | 0 | 83051.4577 | 0 | 0 | 0 | 0 | 0 | 0 | 0 | 0 | 0 | -66320.2939 | 0 | 0 | 0 | 0 | 0 | 0 | 0 | 0
2016-09-20 17:00 | 0 | 0 | 0 | 0 | 207747.247 | 591946.0328 | 575250 | 0 | 0 | 0 | 0 | 166102.9154 | 0 | 0 | 0 | 0 | 0 | 0 | 0 | 2525556.3552 | 0 | 0 | 0 | 0 | 0 | 0 | 0 | 0 | 0 | 0 | 0 | 83051.4577 | 0 | 0 | 0 | 0 | 0 | 0 | 0 | 0 | 0 | 141391.8221 | 0 | 0 | 0 | 0 | 0 | 0 | 0 | 0
2016-09-20 18:00 | 0 | 0 | 0 | 0 | 218324.7968 | 598401.0461 | 593606 | 0 | 0 | 0 | 0 | 83051.4577 | 0 | 0 | 0 | 0 | 0 | 0 | 0 | 2798954.5705 | 0 | 32773.0854 | 0 | 0 | 0 | 0 | 0 | 0 | 0 | 0 | 0 | -83051.4577 | 0 | 0 | 0 | 0 | 0 | 0 | 0 | 0 | 0 | 273398.2153 | 0 | 32773.0854 | 0 | 0 | 0 | 0 | 0 | 0
2016-09-20 19:00 | 0 | 0 | 0 | 0 | 225559.9628 | 590100.6375 | 607109 | 0 | 0 | 0 | 0 | 166102.9154 | 0 | 0 | 0 | 0 | 0 | 0 | 0 | 2924454.7131 | 0 | 32773.0854 | 0 | 0 | 0 | 0 | 0 | 0 | 0 | 0 | 0 | 83051.4577 | 0 | 0 | 0 | 0 | 0 | 0 | 0 | 0 | 0 | 125500.1427 | 0 | 0 | 0 | 0 | 0 | 0 | 0 | 0
2016-09-20 20:00 | 0 | 0 | 0 | 0 | 229891.8541 | 573345.7045 | 615912 | 0 | 0 | 0 | 0 | 249154.3731 | 0 | 0 | 0 | 0 | 0 | 0 | 0 | 3061501.8994 | 0 | 0 | 0 | 0 | 0 | 0 | 0 | 0 | 0 | 0 | 0 | 83051.4577 | 0 | 0 | 0 | 0 | 0 | 0 | 0 | 0 | 0 | 137047.1863 | 0 | -32773.0854 | 0 | 0 | 0 | 0 | 0 | 0
2016-09-20 21:00 | 0 | 0 | 0 | 0 | 0 | 540461.2634 | 617397 | 0 | 0 | 0 | 0 | 166102.9154 | 0 | 0 | 0 | 0 | 0 | 0 | 0 | 3067617.6205 | 0 | 0 | 0 | 0 | 0 | 0 | 0 | 0 | 0 | 0 | 0 | -83051.4577 | 0 | 0 | 0 | 0 | 0 | 0 | 0 | 0 | 0 | 6115.7211 | 0 | 0 | 0 | 0 | 0 | 0 | 0 | 0
2016-09-20 22:00 | 0 | 0 | 0 | 0 | 248908.7705 | 486362.642 | 608226 | 0 | 0 | 0 | 0 | 249154.3731 | 0 | 0 | 0 | 0 | 0 | 0 | 0 | 3111611.5753 | 0 | 0 | 0 | 0 | 0 | 0 | 0 | 0 | 0 | 0 | 0 | 83051.4577 | 0 | 0 | 0 | 0 | 0 | 0 | 0 | 0 | 0 | 43993.9548 | 0 | 0 | 0 | 0 | 0 | 0 | 0 | 0
2016-09-20 23:00 | 0 | 0 | 0 | 0 | 0 | 377142.7553 | 595605 | 0 | 0 | 0 | 0 | 166102.9154 | 0 | 0 | 0 | 0 | 0 | 0 | 0 | 2976200.7883 | 0 | 0 | 0 | 0 | 0 | 0 | 0 | 0 | 0 | 0 | 0 | -83051.4577 | 0 | 0 | 0 | 0 | 0 | 0 | 0 | 0 | 0 | -135410.787 | 0 | 0 | 0 | 0 | 0 | 0 | 0 | 0
2016-09-21 | 0 | 0 | 0 | 0 | 528609.1644 | 187995.4249 | 584391 | 0 | 0 | 0 | 0 | 83051.4577 | 0 | 0 | 0 | 0 | 0 | 0 | 0 | 3191465.8354 | 0 | 0 | 0 | 0 | 0 | 0 | 0 | 0 | 0 | 0 | 0 | -83051.4577 | 0 | 0 | 0 | 0 | 0 | 0 | 0 | 0 | 0 | 215265.047 | 0 | 0 | 0 | 0 | 0 | 0 | 0 | 0
2016-09-21 01:00 | 0 | 0 | 0 | 0 | 177377.757 | 22334.5991 | 559930 | 0 | 0 | 0 | 0 | 0 | 0 | 0 | 0 | 0 | 0 | 0 | 0 | 2914299.6492 | 0 | 0 | 0 | 0 | 0 | 0 | 0 | 0 | 0 | 0 | 0 | -83051.4577 | 0 | 0 | 0 | 0 | 0 | 0 | 0 | 0 | 0 | -277166.1862 | 0 | 0 | 0 | 0 | 0 | 0 | 0 | 0
2016-09-21 02:00 | 0 | 0 | 0 | 0 | 653413.8295 | 0 | 526181 | 0 | 0 | 0 | 0 | 83051.4577 | 0 | 0 | 0 | 0 | 0 | 0 | 0 | 2958481.021 | 0 | 0 | 0 | 0 | 0 | 0 | 0 | 0 | 0 | 0 | 0 | 83051.4577 | 0 | 0 | 0 | 0 | 0 | 0 | 0 | 0 | 0 | 44181.3718 | 0 | 0 | 0 | 0 | 0 | 0 | 0 | 0
2016-09-21 03:00 | 0 | 0 | 0 | 0 | 127708.3561 | 0 | 487926 | 0 | 0 | 0 | 0 | 0 | 0 | 0 | 0 | 0 | 0 | 0 | 0 | 2681314.8349 | 0 | 0 | 0 | 0 | 0 | 0 | 0 | 0 | 0 | 0 | 0 | -83051.4577 | 0 | 0 | 0 | 0 | 0 | 0 | 0 | 0 | 0 | -277166.1862 | 0 | 0 | 0 | 0 | 0 | 0 | 0 | 0
2016-09-21 04:00 | 0 | 0 | 0 | 0 | 607396.9578 | 0 | 452003 | 0 | 0 | 0 | 0 | 83051.4577 | 0 | 0 | 0 | 0 | 0 | 0 | 0 | 2753657.3349 | 0 | 0 | 0 | 0 | 0 | 0 | 0 | 0 | 0 | 0 | 0 | 83051.4577 | 0 | 0 | 0 | 0 | 0 | 0 | 0 | 0 | 0 | 72342.5001 | 0 | 0 | 0 | 0 | 0 | 0 | 0 | 0
2016-09-21 05:00 | 0 | 0 | 0 | 0 | 63180.3561 | 0 | 423398 | 0 | 0 | 0 | 0 | 0 | 0 | 0 | 0 | 0 | 0 | 0 | 0 | 2476491.1488 | 0 | 0 | 0 | 0 | 0 | 0 | 0 | 0 | 0 | 0 | 0 | -83051.4577 | 0 | 0 | 0 | 0 | 0 | 0 | 0 | 0 | 0 | -277166.1862 | 0 | 0 | 0 | 0 | 0 | 0 | 0 | 0
2016-09-21 06:00 | 0 | 0 | 0 | 0 | 544577.8649 | 0 | 402738 | 0 | 0 | 0 | 0 | 83051.4577 | 0 | 0 | 0 | 0 | 0 | 0 | 0 | 2535279.556 | 0 | 0 | 0 | 0 | 0 | 0 | 0 | 0 | 0 | 0 | 0 | 83051.4577 | 0 | 0 | 0 | 0 | 0 | 0 | 0 | 0 | 0 | 58788.4072 | 0 | 0 | 0 | 0 | 0 | 0 | 0 | 0
2016-09-21 07:00 | 0 | 0 | 0 | 0 | 29128.3561 | 0 | 389346 | 0 | 0 | 0 | 0 | 0 | 0 | 0 | 0 | 0 | 0 | 0 | 0 | 2258113.3699 | 0 | 0 | 0 | 0 | 0 | 0 | 0 | 0 | 0 | 0 | 0 | -83051.4577 | 0 | 0 | 0 | 0 | 0 | 0 | 0 | 0 | 0 | -277166.1862 | 0 | 0 | 0 | 0 | 0 | 0 | 0 | 0
2016-09-21 08:00 | 0 | 0 | 0 | 0 | 517044.9664 | 0 | 383965 | 0 | 0 | 0 | 0 | 83051.4577 | 0 | 0 | 0 | 0 | 0 | 0 | 0 | 2308141.8785 | 0 | 0 | 0 | 0 | 0 | 0 | 0 | 0 | 0 | 0 | 0 | 83051.4577 | 0 | 0 | 0 | 0 | 0 | 0 | 0 | 0 | 0 | 50028.5087 | 0 | 0 | 0 | 0 | 0 | 0 | 0 | 0
2016-09-21 09:00 | 0 | 0 | 0 | 0 | 492258.37 | 0 | 391881 | 0 | 0 | 0 | 0 | 0 | 0 | 0 | 0 | 0 | 0 | 0 | 0 | 2491570.7062 | 0 | 0 | 0 | 0 | 0 | 0 | 0 | 0 | 0 | 0 | 0 | -83051.4577 | 0 | 0 | 0 | 0 | 0 | 0 | 0 | 0 | 0 | 183428.8277 | 0 | 0 | 0 | 0 | 0 | 0 | 0 | 0
2016-09-21 10:00 | 0 | 0 | 0 | 0 | 464083.5733 | 0 | 416612 | 0 | 0 | 0 | 0 | 83051.4577 | 0 | 0 | 0 | 0 | 0 | 0 | 0 | 2455990.8218 | 0 | 0 | 0 | 0 | 0 | 0 | 0 | 0 | 0 | 0 | 0 | 83051.4577 | 0 | 0 | 0 | 0 | 0 | 0 | 0 | 0 | 0 | -35579.8844 | 0 | 0 | 0 | 0 | 0 | 0 | 0 | 0
2016-09-21 11:00 | 0 | 0 | 0 | 0 | 79620.3561 | 0 | 439838 | 0 | 0 | 0 | 0 | 0 | 0 | 0 | 0 | 0 | 0 | 0 | 0 | 2178824.6356 | 0 | 0 | 0 | 0 | 0 | 0 | 0 | 0 | 0 | 0 | 0 | -83051.4577 | 0 | 0 | 0 | 0 | 0 | 0 | 0 | 0 | 0 | -277166.1862 | 0 | 0 | 0 | 0 | 0 | 0 | 0 | 0
2016-09-21 12:00 | 0 | 0 | 0 | 0 | 424189.7802 | 0 | 454962 | 0 | 0 | 0 | 0 | 83051.4577 | 0 | 0 | 0 | 0 | 0 | 0 | 0 | 2065000.9581 | 0 | 0 | 0 | 0 | 0 | 0 | 0 | 0 | 0 | 0 | 0 | 83051.4577 | 0 | 0 | 0 | 0 | 0 | 0 | 0 | 0 | 0 | -113823.6775 | 0 | 0 | 0 | 0 | 0 | 0 | 0 | 0
2016-09-21 13:00 | 0 | 0 | 0 | 0 | 65237.2163 | 49776.1398 | 475231 | 0 | 0 | 0 | 0 | 0 | 0 | 0 | 0 | 0 | 0 | 0 | 0 | 1787834.7719 | 0 | 0 | 0 | 0 | 0 | 0 | 0 | 0 | 0 | 0 | 0 | -83051.4577 | 0 | 0 | 0 | 0 | 0 | 0 | 0 | 0 | 0 | -277166.1862 | 0 | 0 | 0 | 0 | 0 | 0 | 0 | 0
2016-09-21 14:00 | 0 | 0 | 0 | 0 | 291337.3587 | 316214.0798 | 497212 | 0 | 0 | 0 | 0 | 83051.4577 | 0 | 0 | 0 | 0 | 0 | 0 | 0 | 1815122.7527 | 0 | 0 | 0 | 0 | 0 | 0 | 0 | 0 | 0 | 0 | 0 | 83051.4577 | 0 | 0 | 0 | 0 | 0 | 0 | 0 | 0 | 0 | 27287.9807 | 0 | 0 | 0 | 0 | 0 | 0 | 0 | 0
2016-09-21 15:00 | 0 | 0 | 0 | 0 | 0 | 515693.7963 | 521302 | 0 | 0 | 0 | 0 | 0 | 0 | 0 | 0 | 0 | 0 | 0 | 0 | 1892566.0067 | 0 | 0 | 0 | 0 | 0 | 0 | 0 | 0 | 0 | 0 | 0 | -83051.4577 | 0 | 0 | 0 | 0 | 0 | 0 | 0 | 0 | 0 | 77443.254 | 0 | 0 | 0 | 0 | 0 | 0 | 0 | 0
2016-09-21 16:00 | 0 | 0 | 0 | 0 | 0 | 613854.7832 | 544593 | 0 | 0 | 0 | 0 | 83051.4577 | 0 | 0 | 0 | 0 | 0 | 0 | 0 | 1878776.3322 | 0 | 0 | 0 | 0 | 0 | 0 | 0 | 0 | 0 | 0 | 0 | 83051.4577 | 0 | 0 | 0 | 0 | 0 | 0 | 0 | 0 | 0 | -13789.6745 | 0 | 0 | 0 | 0 | 0 | 0 | 0 | 0
2016-09-21 17:00 | 0 | 0 | 0 | 0 | 111662.4222 | 648821.3062 | 566369 | 0 | 0 | 0 | 0 | 0 | 0 | 0 | 0 | 0 | 0 | 0 | 0 | 2155942.5184 | 0 | 0 | 0 | 0 | 0 | 0 | 0 | 0 | 0 | 0 | 0 | -83051.4577 | 0 | 0 | 0 | 0 | 0 | 0 | 0 | 0 | 0 | 277166.1862 | 0 | 0 | 0 | 0 | 0 | 0 | 0 | 0
2016-09-21 18:00 | 0 | 0 | 0 | 0 | 297156.6847 | 647306.9592 | 584246 | 0 | 0 | 0 | 0 | 83051.4577 | 0 | 0 | 0 | 0 | 0 | 0 | 0 | 2433108.7045 | 0 | 0 | 0 | 0 | 0 | 0 | 0 | 0 | 0 | 0 | 0 | 83051.4577 | 0 | 0 | 0 | 0 | 0 | 0 | 0 | 0 | 0 | 277166.1862 | 0 | 0 | 0 | 0 | 0 | 0 | 0 | 0
2016-09-21 19:00 | 0 | 0 | 0 | 0 | 167515.9544 | 631181.5921 | 596829 | 0 | 0 | 0 | 0 | 0 | 0 | 0 | 0 | 0 | 0 | 0 | 0 | 2710274.8907 | 0 | 7753.8181 | 0 | 0 | 0 | 0 | 0 | 0 | 0 | 0 | 0 | -83051.4577 | 0 | 0 | 0 | 0 | 0 | 0 | 0 | 0 | 0 | 277166.1862 | 0 | 7753.8181 | 0 | 0 | 0 | 0 | 0 | 0
2016-09-21 20:00 | 0 | 0 | 0 | 0 | 0 | 622737.9219 | 604822 | 0 | 0 | 0 | 0 | 83051.4577 | 0 | 0 | 0 | 0 | 0 | 0 | 0 | 2612366.2696 | 0 | 40526.9035 | 0 | 0 | 0 | 0 | 0 | 0 | 0 | 0 | 0 | 83051.4577 | 0 | 0 | 0 | 0 | 0 | 0 | 0 | 0 | 0 | -97908.6211 | 0 | 32773.0854 | 0 | 0 | 0 | 0 | 0 | 0
2016-09-21 21:00 | 0 | 0 | 0 | 0 | 169382.0587 | 597680.5844 | 605721 | 0 | 0 | 0 | 0 | 0 | 0 | 0 | 0 | 0 | 0 | 0 | 0 | 2889532.4557 | 0 | 7753.8181 | 0 | 0 | 0 | 0 | 0 | 0 | 0 | 0 | 0 | -83051.4577 | 0 | 0 | 0 | 0 | 0 | 0 | 0 | 0 | 0 | 277166.1862 | 0 | -32773.0854 | 0 | 0 | 0 | 0 | 0 | 0
2016-09-21 22:00 | 0 | 0 | 0 | 0 | 0 | 546847.0077 | 596355 | 0 | 0 | 0 | 0 | 0 | 0 | 0 | 0 | 0 | 0 | 0 | 0 | 2847778.2816 | 0 | 0 | 0 | 0 | 0 | 0 | 0 | 0 | 0 | 0 | 0 | 0 | 0 | 0 | 0 | 0 | 0 | 0 | 0 | 0 | 0 | -41754.1742 | 0 | -7753.8181 | 0 | 0 | 0 | 0 | 0 | 0
2016-09-21 23:00 | 0 | 0 | 0 | 0 | 0 | 432648.8269 | 584985 | 0 | 0 | 0 | 0 | 83051.4577 | 0 | 0 | 0 | 0 | 0 | 0 | 0 | 2612390.6508 | 0 | 0 | 0 | 0 | 0 | 0 | 0 | 0 | 0 | 0 | 0 | 83051.4577 | 0 | 0 | 0 | 0 | 0 | 0 | 0 | 0 | 0 | -235387.6308 | 0 | 0 | 0 | 0 | 0 | 0 | 0 | 0
2016-09-22 | 0 | 0 | 0 | 0 | 540353.2047 | 238447.0804 | 573454 | 0 | 0 | 0 | 0 | 166102.9154 | 0 | 0 | 0 | 0 | 0 | 0 | 0 | 2734685.4782 | 0 | 0 | 0 | 0 | 0 | 0 | 0 | 0 | 0 | 0 | 0 | 83051.4577 | 0 | 0 | 0 | 0 | 0 | 0 | 0 | 0 | 0 | 122294.8274 | 0 | 0 | 0 | 0 | 0 | 0 | 0 | 0
2016-09-22 01:00 | 0 | 0 | 0 | 0 | 168837.4921 | 19608.8641 | 548664 | 0 | 0 | 0 | 0 | 83051.4577 | 0 | 0 | 0 | 0 | 0 | 0 | 0 | 2457519.292 | 0 | 0 | 0 | 0 | 0 | 0 | 0 | 0 | 0 | 0 | 0 | -83051.4577 | 0 | 0 | 0 | 0 | 0 | 0 | 0 | 0 | 0 | -277166.1862 | 0 | 0 | 0 | 0 | 0 | 0 | 0 | 0
2016-09-22 02:00 | 0 | 0 | 0 | 0 | 600790.5954 | 0 | 516374 | 0 | 0 | 0 | 0 | 166102.9154 | 0 | 0 | 0 | 0 | 0 | 0 | 0 | 2458884.4297 | 0 | 0 | 0 | 0 | 0 | 0 | 0 | 0 | 0 | 0 | 0 | 83051.4577 | 0 | 0 | 0 | 0 | 0 | 0 | 0 | 0 | 0 | 1365.1377 | 0 | 0 | 0 | 0 | 0 | 0 | 0 | 0
2016-09-22 03:00 | 0 | 0 | 0 | 0 | 119074.3561 | 0 | 479292 | 0 | 0 | 0 | 0 | 83051.4577 | 0 | 0 | 0 | 0 | 0 | 0 | 0 | 2181718.2436 | 0 | 0 | 0 | 0 | 0 | 0 | 0 | 0 | 0 | 0 | 0 | -83051.4577 | 0 | 0 | 0 | 0 | 0 | 0 | 0 | 0 | 0 | -277166.1862 | 0 | 0 | 0 | 0 | 0 | 0 | 0 | 0
2016-09-22 04:00 | 0 | 0 | 0 | 0 | 561416.6626 | 0 | 443302 | 0 | 0 | 0 | 0 | 166102.9154 | 0 | 0 | 0 | 0 | 0 | 0 | 0 | 2216781.4485 | 0 | 0 | 0 | 0 | 0 | 0 | 0 | 0 | 0 | 0 | 0 | 83051.4577 | 0 | 0 | 0 | 0 | 0 | 0 | 0 | 0 | 0 | 35063.2049 | 0 | 0 | 0 | 0 | 0 | 0 | 0 | 0
2016-09-22 05:00 | 0 | 0 | 0 | 0 | 54970.3561 | 0 | 415188 | 0 | 0 | 0 | 0 | 83051.4577 | 0 | 0 | 0 | 0 | 0 | 0 | 0 | 1939615.2623 | 0 | 0 | 0 | 0 | 0 | 0 | 0 | 0 | 0 | 0 | 0 | -83051.4577 | 0 | 0 | 0 | 0 | 0 | 0 | 0 | 0 | 0 | -277166.1862 | 0 | 0 | 0 | 0 | 0 | 0 | 0 | 0
2016-09-22 06:00 | 0 | 0 | 0 | 0 | 513813.2431 | 0 | 395166 | 0 | 0 | 0 | 0 | 83051.4577 | 0 | 0 | 0 | 0 | 0 | 0 | 0 | 2058262.5054 | 0 | 0 | 0 | 0 | 0 | 0 | 0 | 0 | 0 | 0 | 0 | 0 | 0 | 0 | 0 | 0 | 0 | 0 | 0 | 0 | 0 | 118647.2431 | 0 | 0 | 0 | 0 | 0 | 0 | 0 | 0
2016-09-22 07:00 | 0 | 0 | 0 | 0 | 488539.6852 | 0 | 382311 | 0 | 0 | 0 | 0 | 0 | 0 | 0 | 0 | 0 | 0 | 0 | 0 | 2247542.6483 | 0 | 0 | 0 | 0 | 0 | 0 | 0 | 0 | 0 | 0 | 0 | -83051.4577 | 0 | 0 | 0 | 0 | 0 | 0 | 0 | 0 | 0 | 189280.1429 | 0 | 0 | 0 | 0 | 0 | 0 | 0 | 0
2016-09-22 08:00 | 0 | 0 | 0 | 0 | 467800.5458 | 0 | 377551 | 0 | 0 | 0 | 0 | 83051.4577 | 0 | 0 | 0 | 0 | 0 | 0 | 0 | 2254740.7364 | 0 | 0 | 0 | 0 | 0 | 0 | 0 | 0 | 0 | 0 | 0 | 83051.4577 | 0 | 0 | 0 | 0 | 0 | 0 | 0 | 0 | 0 | 7198.0881 | 0 | 0 | 0 | 0 | 0 | 0 | 0 | 0
2016-09-22 09:00 | 0 | 0 | 0 | 0 | 25204.3561 | 0 | 385422 | 0 | 0 | 0 | 0 | 0 | 0 | 0 | 0 | 0 | 0 | 0 | 0 | 1977574.5502 | 0 | 0 | 0 | 0 | 0 | 0 | 0 | 0 | 0 | 0 | 0 | -83051.4577 | 0 | 0 | 0 | 0 | 0 | 0 | 0 | 0 | 0 | -277166.1862 | 0 | 0 | 0 | 0 | 0 | 0 | 0 | 0
2016-09-22 10:00 | 0 | 0 | 0 | 0 | 401120.81 | 0 | 410280 | 0 | 0 | 0 | 0 | 83051.4577 | 0 | 0 | 0 | 0 | 0 | 0 | 0 | 1885363.9026 | 0 | 0 | 0 | 0 | 0 | 0 | 0 | 0 | 0 | 0 | 0 | 83051.4577 | 0 | 0 | 0 | 0 | 0 | 0 | 0 | 0 | 0 | -92210.6477 | 0 | 0 | 0 | 0 | 0 | 0 | 0 | 0
2016-09-22 11:00 | 0 | 0 | 0 | 0 | 73199.3561 | 0 | 433417 | 0 | 0 | 0 | 0 | 0 | 0 | 0 | 0 | 0 | 0 | 0 | 0 | 1608197.7164 | 0 | 0 | 0 | 0 | 0 | 0 | 0 | 0 | 0 | 0 | 0 | -83051.4577 | 0 | 0 | 0 | 0 | 0 | 0 | 0 | 0 | 0 | -277166.1862 | 0 | 0 | 0 | 0 | 0 | 0 | 0 | 0
2016-09-22 12:00 | 0 | 0 | 0 | 0 | 349499.4947 | 0 | 449577 | 0 | 0 | 0 | 0 | 83051.4577 | 0 | 0 | 0 | 0 | 0 | 0 | 0 | 1425068.7534 | 0 | 0 | 0 | 0 | 0 | 0 | 0 | 0 | 0 | 0 | 0 | 83051.4577 | 0 | 0 | 0 | 0 | 0 | 0 | 0 | 0 | 0 | -183128.963 | 0 | 0 | 0 | 0 | 0 | 0 | 0 | 0
2016-09-22 13:00 | 0 | 0 | 0 | 0 | 33972.1097 | 75314.2465 | 469504 | 0 | 0 | 0 | 0 | 0 | 0 | 0 | 0 | 0 | 0 | 0 | 0 | 1147902.5672 | 0 | 0 | 0 | 0 | 0 | 0 | 0 | 0 | 0 | 0 | 0 | -83051.4577 | 0 | 0 | 0 | 0 | 0 | 0 | 0 | 0 | 0 | -277166.1862 | 0 | 0 | 0 | 0 | 0 | 0 | 0 | 0
2016-09-22 14:00 | 0 | 0 | 0 | 0 | 287840.1736 | 406429.6797 | 492763 | 0 | 0 | 0 | 0 | 0 | 0 | 0 | 0 | 0 | 0 | 0 | 0 | 1349409.4205 | 0 | 0 | 0 | 0 | 0 | 0 | 0 | 0 | 0 | 0 | 0 | 0 | 0 | 0 | 0 | 0 | 0 | 0 | 0 | 0 | 0 | 201506.8533 | 0 | 0 | 0 | 0 | 0 | 0 | 0 | 0
2016-09-22 15:00 | 0 | 0 | 0 | 0 | 220244.3464 | 657203.2975 | 517230 | 0 | 0 | 0 | 0 | 83051.4577 | 0 | 0 | 0 | 0 | 0 | 0 | 0 | 1626575.6067 | 0 | 0 | 0 | 0 | 0 | 0 | 0 | 0 | 0 | 0 | 0 | 83051.4577 | 0 | 0 | 0 | 0 | 0 | 0 | 0 | 0 | 0 | 277166.1862 | 0 | 0 | 0 | 0 | 0 | 0 | 0 | 0
2016-09-22 16:00 | 0 | 0 | 0 | 0 | 0 | 725580.2937 | 540813 | 0 | 0 | 0 | 0 | 166102.9154 | 0 | 0 | 0 | 0 | 0 | 0 | 0 | 1728291.4427 | 0 | 0 | 0 | 0 | 0 | 0 | 0 | 0 | 0 | 0 | 0 | 83051.4577 | 0 | 0 | 0 | 0 | 0 | 0 | 0 | 0 | 0 | 101715.836 | 0 | 0 | 0 | 0 | 0 | 0 | 0 | 0
2016-09-22 17:00 | 0 | 0 | 0 | 0 | 0 | 733339.0417 | 562153 | 0 | 0 | 0 | 0 | 83051.4577 | 0 | 0 | 0 | 0 | 0 | 0 | 0 | 1982528.9421 | 0 | 0 | 0 | 0 | 0 | 0 | 0 | 0 | 0 | 0 | 0 | -83051.4577 | 0 | 0 | 0 | 0 | 0 | 0 | 0 | 0 | 0 | 254237.4994 | 0 | 0 | 0 | 0 | 0 | 0 | 0 | 0
2016-09-22 18:00 | 0 | 0 | 0 | 0 | 0 | 726038.8576 | 578833 | 0 | 0 | 0 | 0 | 166102.9154 | 0 | 0 | 0 | 0 | 0 | 0 | 0 | 2046683.342 | 0 | 0 | 0 | 0 | 0 | 0 | 0 | 0 | 0 | 0 | 0 | 83051.4577 | 0 | 0 | 0 | 0 | 0 | 0 | 0 | 0 | 0 | 64154.3999 | 0 | 0 | 0 | 0 | 0 | 0 | 0 | 0
2016-09-22 19:00 | 0 | 0 | 0 | 0 | 69082.9783 | 716251.7501 | 591220 | 0 | 0 | 0 | 0 | 83051.4577 | 0 | 0 | 0 | 0 | 0 | 0 | 0 | 2323849.5281 | 0 | 0 | 0 | 0 | 0 | 0 | 0 | 0 | 0 | 0 | 0 | -83051.4577 | 0 | 0 | 0 | 0 | 0 | 0 | 0 | 0 | 0 | 277166.1862 | 0 | 0 | 0 | 0 | 0 | 0 | 0 | 0
2016-09-22 20:00 | 0 | 0 | 0 | 0 | 0 | 715179.6434 | 599241 | 0 | 0 | 0 | 0 | 166102.9154 | 0 | 0 | 0 | 0 | 0 | 0 | 0 | 2356736.7139 | 0 | 0 | 0 | 0 | 0 | 0 | 0 | 0 | 0 | 0 | 0 | 83051.4577 | 0 | 0 | 0 | 0 | 0 | 0 | 0 | 0 | 0 | 32887.1857 | 0 | 0 | 0 | 0 | 0 | 0 | 0 | 0
2016-09-22 21:00 | 0 | 0 | 0 | 0 | 88309.5152 | 705120.2132 | 599315 | 0 | 0 | 0 | 0 | 83051.4577 | 0 | 0 | 0 | 0 | 0 | 0 | 0 | 2633902.9 | 0 | 0 | 0 | 0 | 0 | 0 | 0 | 0 | 0 | 0 | 0 | -83051.4577 | 0 | 0 | 0 | 0 | 0 | 0 | 0 | 0 | 0 | 277166.1862 | 0 | 0 | 0 | 0 | 0 | 0 | 0 | 0
2016-09-22 22:00 | 0 | 0 | 0 | 0 | 0 | 671143.0215 | 586693 | 0 | 0 | 0 | 0 | 166102.9154 | 0 | 0 | 0 | 0 | 0 | 0 | 0 | 2635301.4638 | 0 | 0 | 0 | 0 | 0 | 0 | 0 | 0 | 0 | 0 | 0 | 83051.4577 | 0 | 0 | 0 | 0 | 0 | 0 | 0 | 0 | 0 | 1398.5638 | 0 | 0 | 0 | 0 | 0 | 0 | 0 | 0
2016-09-22 23:00 | 0 | 0 | 0 | 0 | 0 | 552074.9574 | 574124 | 0 | 0 | 0 | 0 | 83051.4577 | 0 | 0 | 0 | 0 | 0 | 0 | 0 | 2696303.8789 | 0 | 0 | 0 | 0 | 0 | 0 | 0 | 0 | 0 | 0 | 0 | -83051.4577 | 0 | 0 | 0 | 0 | 0 | 0 | 0 | 0 | 0 | 61002.4151 | 0 | 0 | 0 | 0 | 0 | 0 | 0 | 0
2016-09-23 | 0 | 0 | 0 | 0 | 0 | 272692.0624 | 563475 | 0 | 0 | 0 | 0 | 0 | 0 | 0 | 0 | 0 | 0 | 0 | 0 | 2488572.399 | 0 | 0 | 0 | 0 | 0 | 0 | 0 | 0 | 0 | 0 | 0 | -83051.4577 | 0 | 0 | 0 | 0 | 0 | 0 | 0 | 0 | 0 | -207731.4799 | 0 | 0 | 0 | 0 | 0 | 0 | 0 | 0
2016-09-23 01:00 | 0 | 0 | 0 | 0 | 631361.9047 | 19909.9585 | 540989 | 0 | 0 | 0 | 0 | 83051.4577 | 0 | 0 | 0 | 0 | 0 | 0 | 0 | 2515803.8045 | 0 | 0 | 0 | 0 | 0 | 0 | 0 | 0 | 0 | 0 | 0 | 83051.4577 | 0 | 0 | 0 | 0 | 0 | 0 | 0 | 0 | 0 | 27231.4055 | 0 | 0 | 0 | 0 | 0 | 0 | 0 | 0
2016-09-23 02:00 | 0 | 0 | 0 | 0 | 150373.3561 | 0 | 510591 | 0 | 0 | 0 | 0 | 0 | 0 | 0 | 0 | 0 | 0 | 0 | 0 | 2238637.6183 | 0 | 0 | 0 | 0 | 0 | 0 | 0 | 0 | 0 | 0 | 0 | -83051.4577 | 0 | 0 | 0 | 0 | 0 | 0 | 0 | 0 | 0 | -277166.1862 | 0 | 0 | 0 | 0 | 0 | 0 | 0 | 0
2016-09-23 03:00 | 0 | 0 | 0 | 0 | 615734.3674 | 0 | 474484 | 0 | 0 | 0 | 0 | 83051.4577 | 0 | 0 | 0 | 0 | 0 | 0 | 0 | 2296836.528 | 0 | 0 | 0 | 0 | 0 | 0 | 0 | 0 | 0 | 0 | 0 | 83051.4577 | 0 | 0 | 0 | 0 | 0 | 0 | 0 | 0 | 0 | 58198.9097 | 0 | 0 | 0 | 0 | 0 | 0 | 0 | 0
2016-09-23 04:00 | 0 | 0 | 0 | 0 | 588177.3093 | 0 | 440499 | 0 | 0 | 0 | 0 | 166102.9154 | 0 | 0 | 0 | 0 | 0 | 0 | 0 | 2361463.3796 | 0 | 0 | 0 | 0 | 0 | 0 | 0 | 0 | 0 | 0 | 0 | 83051.4577 | 0 | 0 | 0 | 0 | 0 | 0 | 0 | 0 | 0 | 64626.8516 | 0 | 0 | 0 | 0 | 0 | 0 | 0 | 0
2016-09-23 05:00 | 0 | 0 | 0 | 0 | 51480.3561 | 0 | 411698 | 0 | 0 | 0 | 0 | 83051.4577 | 0 | 0 | 0 | 0 | 0 | 0 | 0 | 2084297.1935 | 0 | 0 | 0 | 0 | 0 | 0 | 0 | 0 | 0 | 0 | 0 | -83051.4577 | 0 | 0 | 0 | 0 | 0 | 0 | 0 | 0 | 0 | -277166.1862 | 0 | 0 | 0 | 0 | 0 | 0 | 0 | 0
2016-09-23 06:00 | 0 | 0 | 0 | 0 | 543793.2095 | 0 | 392249 | 0 | 0 | 0 | 0 | 166102.9154 | 0 | 0 | 0 | 0 | 0 | 0 | 0 | 2152789.9453 | 0 | 0 | 0 | 0 | 0 | 0 | 0 | 0 | 0 | 0 | 0 | 83051.4577 | 0 | 0 | 0 | 0 | 0 | 0 | 0 | 0 | 0 | 68492.7518 | 0 | 0 | 0 | 0 | 0 | 0 | 0 | 0
2016-09-23 07:00 | 0 | 0 | 0 | 0 | 20156.3561 | 0 | 380374 | 0 | 0 | 0 | 0 | 83051.4577 | 0 | 0 | 0 | 0 | 0 | 0 | 0 | 1875623.7591 | 0 | 0 | 0 | 0 | 0 | 0 | 0 | 0 | 0 | 0 | 0 | -83051.4577 | 0 | 0 | 0 | 0 | 0 | 0 | 0 | 0 | 0 | -277166.1862 | 0 | 0 | 0 | 0 | 0 | 0 | 0 | 0
2016-09-23 08:00 | 0 | 0 | 0 | 0 | 504391.221 | 0 | 376076 | 0 | 0 | 0 | 0 | 166102.9154 | 0 | 0 | 0 | 0 | 0 | 0 | 0 | 1920887.5225 | 0 | 0 | 0 | 0 | 0 | 0 | 0 | 0 | 0 | 0 | 0 | 83051.4577 | 0 | 0 | 0 | 0 | 0 | 0 | 0 | 0 | 0 | 45263.7633 | 0 | 0 | 0 | 0 | 0 | 0 | 0 | 0
2016-09-23 09:00 | 0 | 0 | 0 | 0 | 22530.3561 | 0 | 382748 | 0 | 0 | 0 | 0 | 83051.4577 | 0 | 0 | 0 | 0 | 0 | 0 | 0 | 1643721.3363 | 0 | 0 | 0 | 0 | 0 | 0 | 0 | 0 | 0 | 0 | 0 | -83051.4577 | 0 | 0 | 0 | 0 | 0 | 0 | 0 | 0 | 0 | -277166.1862 | 0 | 0 | 0 | 0 | 0 | 0 | 0 | 0
2016-09-23 10:00 | 0 | 0 | 0 | 0 | 473141.0901 | 0 | 406169 | 0 | 0 | 0 | 0 | 83051.4577 | 0 | 0 | 0 | 0 | 0 | 0 | 0 | 1710693.4264 | 0 | 0 | 0 | 0 | 0 | 0 | 0 | 0 | 0 | 0 | 0 | 0 | 0 | 0 | 0 | 0 | 0 | 0 | 0 | 0 | 0 | 66972.0901 | 0 | 0 | 0 | 0 | 0 | 0 | 0 | 0
2016-09-23 11:00 | 0 | 0 | 0 | 0 | 68868.3561 | 0 | 429086 | 0 | 0 | 0 | 0 | 0 | 0 | 0 | 0 | 0 | 0 | 0 | 0 | 1433527.2402 | 0 | 0 | 0 | 0 | 0 | 0 | 0 | 0 | 0 | 0 | 0 | -83051.4577 | 0 | 0 | 0 | 0 | 0 | 0 | 0 | 0 | 0 | -277166.1862 | 0 | 0 | 0 | 0 | 0 | 0 | 0 | 0
2016-09-23 12:00 | 0 | 0 | 0 | 0 | 455649.4238 | 0 | 445632 | 0 | 0 | 0 | 0 | 83051.4577 | 0 | 0 | 0 | 0 | 0 | 0 | 0 | 1360493.2063 | 0 | 0 | 0 | 0 | 0 | 0 | 0 | 0 | 0 | 0 | 0 | 83051.4577 | 0 | 0 | 0 | 0 | 0 | 0 | 0 | 0 | 0 | -73034.0339 | 0 | 0 | 0 | 0 | 0 | 0 | 0 | 0
2016-09-23 13:00 | 0 | 0 | 0 | 0 | 35307.8877 | 72618.4684 | 468144 | 0 | 0 | 0 | 0 | 0 | 0 | 0 | 0 | 0 | 0 | 0 | 0 | 1083327.0201 | 0 | 0 | 0 | 0 | 0 | 0 | 0 | 0 | 0 | 0 | 0 | -83051.4577 | 0 | 0 | 0 | 0 | 0 | 0 | 0 | 0 | 0 | -277166.1862 | 0 | 0 | 0 | 0 | 0 | 0 | 0 | 0
2016-09-23 14:00 | 0 | 0 | 0 | 0 | 0 | 447799.1819 | 491424 | 0 | 0 | 0 | 0 | 0 | 0 | 0 | 0 | 0 | 0 | 0 | 0 | 1039702.202 | 0 | 0 | 0 | 0 | 0 | 0 | 0 | 0 | 0 | 0 | 0 | 0 | 0 | 0 | 0 | 0 | 0 | 0 | 0 | 0 | 0 | -43624.8181 | 0 | 0 | 0 | 0 | 0 | 0 | 0 | 0
2016-09-23 15:00 | 0 | 0 | 0 | 0 | 190545.608 | 684841.0359 | 515169 | 0 | 0 | 0 | 0 | 83051.4577 | 0 | 0 | 0 | 0 | 0 | 0 | 0 | 1316868.3881 | 0 | 0 | 0 | 0 | 0 | 0 | 0 | 0 | 0 | 0 | 0 | 83051.4577 | 0 | 0 | 0 | 0 | 0 | 0 | 0 | 0 | 0 | 277166.1862 | 0 | 0 | 0 | 0 | 0 | 0 | 0 | 0
2016-09-23 16:00 | 0 | 0 | 0 | 0 | 0 | 774119.4206 | 536671 | 0 | 0 | 0 | 0 | 43333.6922 | 0 | 0 | 0 | 0 | 0 | 0 | 0 | 1594034.5743 | 0 | 0 | 0 | 0 | 0 | 0 | 0 | 0 | 0 | 0 | 0 | -39717.7655 | 0 | 0 | 0 | 0 | 0 | 0 | 0 | 0 | 0 | 277166.1862 | 0 | 0 | 0 | 0 | 0 | 0 | 0 | 0
2016-09-23 17:00 | 0 | 0 | 0 | 0 | 0 | 775720.135 | 556404 | 0 | 0 | 0 | 0 | 0 | 0 | 0 | 0 | 0 | 0 | 0 | 0 | 1856684.4014 | 0 | 0 | 0 | 0 | 0 | 0 | 0 | 0 | 0 | 0 | 0 | -43333.6922 | 0 | 0 | 0 | 0 | 0 | 0 | 0 | 0 | 0 | 262649.8271 | 0 | 0 | 0 | 0 | 0 | 0 | 0 | 0
2016-09-23 18:00 | 0 | 0 | 0 | 0 | 0 | 765141.7261 | 571875 | 0 | 0 | 0 | 0 | 83051.4577 | 0 | 0 | 0 | 0 | 0 | 0 | 0 | 1966899.6698 | 0 | 0 | 0 | 0 | 0 | 0 | 0 | 0 | 0 | 0 | 0 | 83051.4577 | 0 | 0 | 0 | 0 | 0 | 0 | 0 | 0 | 0 | 110215.2684 | 0 | 0 | 0 | 0 | 0 | 0 | 0 | 0
2016-09-23 19:00 | 0 | 0 | 0 | 0 | 18546.2287 | 757631.4997 | 582063 | 0 | 0 | 0 | 0 | 0 | 0 | 0 | 0 | 0 | 0 | 0 | 0 | 2244065.856 | 0 | 0 | 0 | 0 | 0 | 0 | 0 | 0 | 0 | 0 | 0 | -83051.4577 | 0 | 0 | 0 | 0 | 0 | 0 | 0 | 0 | 0 | 277166.1862 | 0 | 0 | 0 | 0 | 0 | 0 | 0 | 0
2016-09-23 20:00 | 0 | 0 | 0 | 0 | 0 | 763512.1793 | 588232 | 0 | 0 | 0 | 0 | 83051.4577 | 0 | 0 | 0 | 0 | 0 | 0 | 0 | 2336294.5776 | 0 | 0 | 0 | 0 | 0 | 0 | 0 | 0 | 0 | 0 | 0 | 83051.4577 | 0 | 0 | 0 | 0 | 0 | 0 | 0 | 0 | 0 | 92228.7216 | 0 | 0 | 0 | 0 | 0 | 0 | 0 | 0
2016-09-23 21:00 | 0 | 0 | 0 | 0 | 19428.9604 | 763530.105 | 586369 | 0 | 0 | 0 | 0 | 2475.3369 | 0 | 0 | 0 | 0 | 0 | 0 | 0 | 2613460.7637 | 0 | 0 | 0 | 0 | 0 | 0 | 0 | 0 | 0 | 0 | 0 | -80576.1208 | 0 | 0 | 0 | 0 | 0 | 0 | 0 | 0 | 0 | 277166.1862 | 0 | 0 | 0 | 0 | 0 | 0 | 0 | 0
2016-09-23 22:00 | 0 | 0 | 0 | 0 | 0 | 723160.8787 | 572867 | 0 | 0 | 0 | 0 | 85526.7946 | 0 | 0 | 0 | 0 | 0 | 0 | 0 | 2680703.1847 | 0 | 0 | 0 | 0 | 0 | 0 | 0 | 0 | 0 | 0 | 0 | 83051.4577 | 0 | 0 | 0 | 0 | 0 | 0 | 0 | 0 | 0 | 67242.4209 | 0 | 0 | 0 | 0 | 0 | 0 | 0 | 0
2016-09-23 23:00 | 0 | 0 | 0 | 0 | 0 | 580733.3048 | 556402 | 0 | 0 | 0 | 0 | 2475.3369 | 0 | 0 | 0 | 0 | 0 | 0 | 0 | 2788085.9472 | 0 | 0 | 0 | 0 | 0 | 0 | 0 | 0 | 0 | 0 | 0 | -83051.4577 | 0 | 0 | 0 | 0 | 0 | 0 | 0 | 0 | 0 | 107382.7625 | 0 | 0 | 0 | 0 | 0 | 0 | 0 | 0
2016-09-24 | 0 | 0 | 0 | 0 | 60744.5784 | 286901.6932 | 541761 | 0 | 0 | 0 | 0 | 85526.7946 | 0 | 0 | 0 | 0 | 0 | 0 | 0 | 2510919.761 | 0 | 0 | 0 | 0 | 0 | 0 | 0 | 0 | 0 | 0 | 0 | 83051.4577 | 0 | 0 | 0 | 0 | 0 | 0 | 0 | 0 | 0 | -277166.1862 | 0 | 0 | 0 | 0 | 0 | 0 | 0 | 0
2016-09-24 01:00 | 0 | 0 | 0 | 0 | 752997.1173 | 15174.1824 | 520490 | 0 | 0 | 0 | 0 | 168578.2523 | 0 | 0 | 0 | 0 | 0 | 0 | 0 | 2675549.603 | 0 | 0 | 0 | 0 | 0 | 0 | 0 | 0 | 0 | 0 | 0 | 83051.4577 | 0 | 0 | 0 | 0 | 0 | 0 | 0 | 0 | 0 | 164629.8419 | 0 | 0 | 0 | 0 | 0 | 0 | 0 | 0
2016-09-24 02:00 | 0 | 0 | 0 | 0 | 135648.3561 | 0 | 495866 | 0 | 0 | 0 | 0 | 85526.7946 | 0 | 0 | 0 | 0 | 0 | 0 | 0 | 2398383.4168 | 0 | 0 | 0 | 0 | 0 | 0 | 0 | 0 | 0 | 0 | 0 | -83051.4577 | 0 | 0 | 0 | 0 | 0 | 0 | 0 | 0 | 0 | -277166.1862 | 0 | 0 | 0 | 0 | 0 | 0 | 0 | 0
2016-09-24 03:00 | 0 | 0 | 0 | 0 | 105385.3561 | 0 | 465603 | 0 | 0 | 0 | 0 | 2475.3369 | 0 | 0 | 0 | 0 | 0 | 0 | 0 | 2121217.2306 | 0 | 0 | 0 | 0 | 0 | 0 | 0 | 0 | 0 | 0 | 0 | -83051.4577 | 0 | 0 | 0 | 0 | 0 | 0 | 0 | 0 | 0 | -277166.1862 | 0 | 0 | 0 | 0 | 0 | 0 | 0 | 0
2016-09-24 04:00 | 0 | 0 | 0 | 0 | 703659.6491 | 0 | 435837 | 0 | 0 | 0 | 0 | 85526.7946 | 0 | 0 | 0 | 0 | 0 | 0 | 0 | 2305988.422 | 0 | 0 | 0 | 0 | 0 | 0 | 0 | 0 | 0 | 0 | 0 | 83051.4577 | 0 | 0 | 0 | 0 | 0 | 0 | 0 | 0 | 0 | 184771.1914 | 0 | 0 | 0 | 0 | 0 | 0 | 0 | 0
2016-09-24 05:00 | 0 | 0 | 0 | 0 | 685467.8493 | 0 | 410777 | 0 | 0 | 0 | 0 | 83051.4577 | 0 | 0 | 0 | 0 | 0 | 0 | 0 | 2583154.6082 | 0 | 0 | 0 | 0 | 0 | 0 | 0 | 0 | 0 | 0 | 0 | -2475.3369 | 0 | 0 | 0 | 0 | 0 | 0 | 0 | 0 | 0 | 277166.1862 | 0 | 0 | 0 | 0 | 0 | 0 | 0 | 0
2016-09-24 06:00 | 0 | 0 | 0 | 0 | 30662.3561 | 0 | 390880 | 0 | 0 | 0 | 0 | 0 | 0 | 0 | 0 | 0 | 0 | 0 | 0 | 2305988.422 | 0 | 0 | 0 | 0 | 0 | 0 | 0 | 0 | 0 | 0 | 0 | -83051.4577 | 0 | 0 | 0 | 0 | 0 | 0 | 0 | 0 | 0 | -277166.1862 | 0 | 0 | 0 | 0 | 0 | 0 | 0 | 0
2016-09-24 07:00 | 0 | 0 | 0 | 0 | 182847.2715 | 0 | 376962 | 0 | 0 | 0 | 0 | 83051.4577 | 0 | 0 | 0 | 0 | 0 | 0 | 0 | 2028822.2359 | 0 | 0 | 0 | 0 | 0 | 0 | 0 | 0 | 0 | 0 | 0 | 83051.4577 | 0 | 0 | 0 | 0 | 0 | 0 | 0 | 0 | 0 | -277166.1862 | 0 | 0 | 0 | 0 | 0 | 0 | 0 | 0
2016-09-24 08:00 | 0 | 0 | 0 | 0 | 600173.0096 | 0 | 368954 | 0 | 0 | 0 | 0 | 166102.9154 | 0 | 0 | 0 | 0 | 0 | 0 | 0 | 2169957.4316 | 0 | 7032.3561 | 0 | 0 | 0 | 0 | 0 | 0 | 0 | 0 | 0 | 83051.4577 | 0 | 0 | 0 | 0 | 0 | 0 | 0 | 0 | 0 | 141135.1958 | 0 | 7032.3561 | 0 | 0 | 0 | 0 | 0 | 0
2016-09-24 09:00 | 0 | 0 | 0 | 0 | 0 | 0 | 367250 | 0 | 0 | 0 | 0 | 83051.4577 | 0 | 0 | 0 | 0 | 0 | 0 | 0 | 1892791.2454 | 0 | 0 | 0 | 0 | 0 | 0 | 0 | 0 | 0 | 0 | 0 | -83051.4577 | 0 | 0 | 0 | 0 | 0 | 0 | 0 | 0 | 0 | -277166.1862 | 0 | -7032.3561 | 0 | 0 | 0 | 0 | 0 | 0
2016-09-24 10:00 | 0 | 0 | 0 | 0 | 12255.3561 | 0 | 372473 | 0 | 0 | 0 | 0 | 0 | 0 | 0 | 0 | 0 | 0 | 0 | 0 | 1615625.0593 | 0 | 0 | 0 | 0 | 0 | 0 | 0 | 0 | 0 | 0 | 0 | -83051.4577 | 0 | 0 | 0 | 0 | 0 | 0 | 0 | 0 | 0 | -277166.1862 | 0 | 0 | 0 | 0 | 0 | 0 | 0 | 0
2016-09-24 11:00 | 0 | 0 | 0 | 0 | 532003.1876 | 0 | 380737 | 0 | 0 | 0 | 0 | 83051.4577 | 0 | 0 | 0 | 0 | 0 | 0 | 0 | 1683839.7892 | 0 | 0 | 0 | 0 | 0 | 0 | 0 | 0 | 0 | 0 | 0 | 83051.4577 | 0 | 0 | 0 | 0 | 0 | 0 | 0 | 0 | 0 | 68214.7299 | 0 | 0 | 0 | 0 | 0 | 0 | 0 | 0
2016-09-24 12:00 | 0 | 0 | 0 | 0 | 35890.3561 | 0 | 396108 | 0 | 0 | 0 | 0 | 0 | 0 | 0 | 0 | 0 | 0 | 0 | 0 | 1406673.603 | 0 | 0 | 0 | 0 | 0 | 0 | 0 | 0 | 0 | 0 | 0 | -83051.4577 | 0 | 0 | 0 | 0 | 0 | 0 | 0 | 0 | 0 | -277166.1862 | 0 | 0 | 0 | 0 | 0 | 0 | 0 | 0
2016-09-24 13:00 | 0 | 0 | 0 | 0 | 389609.3414 | 50442.6922 | 419312 | 0 | 0 | 0 | 0 | 83051.4577 | 0 | 0 | 0 | 0 | 0 | 0 | 0 | 1344362.1789 | 0 | 0 | 0 | 0 | 0 | 0 | 0 | 0 | 0 | 0 | 0 | 83051.4577 | 0 | 0 | 0 | 0 | 0 | 0 | 0 | 0 | 0 | -62311.4241 | 0 | 0 | 0 | 0 | 0 | 0 | 0 | 0
2016-09-24 14:00 | 0 | 0 | 0 | 0 | 0 | 432798.8071 | 445085 | 0 | 0 | 0 | 0 | 0 | 0 | 0 | 0 | 0 | 0 | 0 | 0 | 1415127.4437 | 0 | 0 | 0 | 0 | 0 | 0 | 0 | 0 | 0 | 0 | 0 | -83051.4577 | 0 | 0 | 0 | 0 | 0 | 0 | 0 | 0 | 0 | 70765.2648 | 0 | 0 | 0 | 0 | 0 | 0 | 0 | 0
2016-09-24 15:00 | 0 | 0 | 0 | 0 | 109856.2033 | 720292.4406 | 469931 | 0 | 0 | 0 | 0 | 83051.4577 | 0 | 0 | 0 | 0 | 0 | 0 | 0 | 1692293.6299 | 0 | 0 | 0 | 0 | 0 | 0 | 0 | 0 | 0 | 0 | 0 | 83051.4577 | 0 | 0 | 0 | 0 | 0 | 0 | 0 | 0 | 0 | 277166.1862 | 0 | 0 | 0 | 0 | 0 | 0 | 0 | 0
2016-09-24 16:00 | 0 | 0 | 0 | 0 | 0 | 779409.5815 | 490873 | 0 | 0 | 0 | 0 | 94421.8531 | 0 | 0 | 0 | 0 | 0 | 0 | 0 | 1969459.8161 | 0 | 0 | 0 | 0 | 0 | 0 | 0 | 0 | 0 | 0 | 0 | 11370.3954 | 0 | 0 | 0 | 0 | 0 | 0 | 0 | 0 | 0 | 277166.1862 | 0 | 0 | 0 | 0 | 0 | 0 | 0 | 0
2016-09-24 17:00 | 0 | 0 | 0 | 0 | 0 | 778438.9246 | 506967 | 0 | 0 | 0 | 0 | 88727.5915 | 0 | 0 | 0 | 0 | 0 | 0 | 0 | 2246626.0022 | 0 | 0 | 0 | 0 | 0 | 0 | 0 | 0 | 0 | 0 | 0 | -5694.2616 | 0 | 0 | 0 | 0 | 0 | 0 | 0 | 0 | 0 | 277166.1862 | 0 | 0 | 0 | 0 | 0 | 0 | 0 | 0
2016-09-24 18:00 | 0 | 0 | 0 | 0 | 0 | 763346.8436 | 518027 | 0 | 0 | 0 | 0 | 56881.249 | 0 | 0 | 0 | 0 | 0 | 0 | 0 | 2523792.1884 | 0 | 0 | 0 | 0 | 0 | 0 | 0 | 0 | 0 | 0 | 0 | -31846.3425 | 0 | 0 | 0 | 0 | 0 | 0 | 0 | 0 | 0 | 277166.1862 | 0 | 0 | 0 | 0 | 0 | 0 | 0 | 0
2016-09-24 19:00 | 0 | 0 | 0 | 0 | 0 | 752878.1822 | 526151 | 0 | 0 | 0 | 0 | 139932.7067 | 0 | 0 | 0 | 0 | 0 | 0 | 0 | 2667467.9129 | 0 | 0 | 0 | 0 | 0 | 0 | 0 | 0 | 0 | 0 | 0 | 83051.4577 | 0 | 0 | 0 | 0 | 0 | 0 | 0 | 0 | 0 | 143675.7245 | 0 | 0 | 0 | 0 | 0 | 0 | 0 | 0
2016-09-24 20:00 | 0 | 0 | 0 | 0 | 0 | 755290.5144 | 531570 | 0 | 0 | 0 | 0 | 86487.0349 | 0 | 0 | 0 | 0 | 0 | 0 | 0 | 2944634.099 | 0 | 0 | 0 | 0 | 0 | 0 | 0 | 0 | 0 | 0 | 0 | -53445.6718 | 0 | 0 | 0 | 0 | 0 | 0 | 0 | 0 | 0 | 277166.1862 | 0 | 0 | 0 | 0 | 0 | 0 | 0 | 0
2016-09-24 21:00 | 0 | 0 | 0 | 0 | 0 | 750158.6954 | 531513 | 0 | 0 | 0 | 0 | 27966.5441 | 0 | 0 | 0 | 0 | 0 | 0 | 0 | 3221800.2852 | 0 | 0 | 0 | 0 | 0 | 0 | 0 | 0 | 0 | 0 | 0 | -58520.4908 | 0 | 0 | 0 | 0 | 0 | 0 | 0 | 0 | 0 | 277166.1862 | 0 | 0 | 0 | 0 | 0 | 0 | 0 | 0
2016-09-24 22:00 | 0 | 0 | 0 | 0 | 0 | 723616.699 | 524247 | 0 | 0 | 0 | 0 | 111018.0018 | 0 | 0 | 0 | 0 | 0 | 0 | 0 | 3338118.5265 | 0 | 0 | 0 | 0 | 0 | 0 | 0 | 0 | 0 | 0 | 0 | 83051.4577 | 0 | 0 | 0 | 0 | 0 | 0 | 0 | 0 | 0 | 116318.2413 | 0 | 0 | 0 | 0 | 0 | 0 | 0 | 0
2016-09-24 23:00 | 0 | 0 | 0 | 0 | 92825.1924 | 616277.5361 | 514988 | 0 | 0 | 0 | 0 | 27966.5441 | 0 | 0 | 0 | 0 | 0 | 0 | 0 | 3615284.7127 | 0 | 0 | 0 | 0 | 0 | 0 | 0 | 0 | 0 | 0 | 0 | -83051.4577 | 0 | 0 | 0 | 0 | 0 | 0 | 0 | 0 | 0 | 277166.1862 | 0 | 0 | 0 | 0 | 0 | 0 | 0 | 0
2016-09-25 | 0 | 0 | 0 | 0 | 0 | 310600.7777 | 507029 | 0 | 0 | 0 | 0 | 108704.508 | 0 | 0 | 0 | 0 | 0 | 0 | 0 | 3338118.5265 | 0 | 0 | 0 | 0 | 0 | 0 | 0 | 0 | 0 | 0 | 0 | 80737.9639 | 0 | 0 | 0 | 0 | 0 | 0 | 0 | 0 | 0 | -277166.1862 | 0 | 0 | 0 | 0 | 0 | 0 | 0 | 0
2016-09-25 01:00 | 0 | 0 | 0 | 0 | 271062.6399 | 23072.6316 | 488250 | 0 | 0 | 0 | 0 | 191755.9658 | 0 | 0 | 0 | 0 | 0 | 0 | 0 | 3060952.3403 | 0 | 0 | 0 | 0 | 0 | 0 | 0 | 0 | 0 | 0 | 0 | 83051.4577 | 0 | 0 | 0 | 0 | 0 | 0 | 0 | 0 | 0 | -277166.1862 | 0 | 0 | 0 | 0 | 0 | 0 | 0 | 0
2016-09-25 02:00 | 0 | 0 | 0 | 0 | 105039.3561 | 0 | 465257 | 0 | 0 | 0 | 0 | 108704.508 | 0 | 0 | 0 | 0 | 0 | 0 | 0 | 2783786.1542 | 0 | 0 | 0 | 0 | 0 | 0 | 0 | 0 | 0 | 0 | 0 | -83051.4577 | 0 | 0 | 0 | 0 | 0 | 0 | 0 | 0 | 0 | -277166.1862 | 0 | 0 | 0 | 0 | 0 | 0 | 0 | 0
2016-09-25 03:00 | 0 | 0 | 0 | 0 | 583954.2985 | 0 | 438400 | 0 | 0 | 0 | 0 | 191755.9658 | 0 | 0 | 0 | 0 | 0 | 0 | 0 | 2846288.995 | 0 | 0 | 0 | 0 | 0 | 0 | 0 | 0 | 0 | 0 | 0 | 83051.4577 | 0 | 0 | 0 | 0 | 0 | 0 | 0 | 0 | 0 | 62502.8408 | 0 | 0 | 0 | 0 | 0 | 0 | 0 | 0
2016-09-25 04:00 | 0 | 0 | 0 | 0 | 52553.3561 | 0 | 412771 | 0 | 0 | 0 | 0 | 108704.508 | 0 | 0 | 0 | 0 | 0 | 0 | 0 | 2569122.8088 | 0 | 0 | 0 | 0 | 0 | 0 | 0 | 0 | 0 | 0 | 0 | -83051.4577 | 0 | 0 | 0 | 0 | 0 | 0 | 0 | 0 | 0 | -277166.1862 | 0 | 0 | 0 | 0 | 0 | 0 | 0 | 0
2016-09-25 05:00 | 0 | 0 | 0 | 0 | 29493.3561 | 0 | 389711 | 0 | 0 | 0 | 0 | 25653.0503 | 0 | 0 | 0 | 0 | 0 | 0 | 0 | 2291956.6227 | 0 | 0 | 0 | 0 | 0 | 0 | 0 | 0 | 0 | 0 | 0 | -83051.4577 | 0 | 0 | 0 | 0 | 0 | 0 | 0 | 0 | 0 | -277166.1862 | 0 | 0 | 0 | 0 | 0 | 0 | 0 | 0
2016-09-25 06:00 | 0 | 0 | 0 | 0 | 559455.7938 | 0 | 371879 | 0 | 0 | 0 | 0 | 108704.508 | 0 | 0 | 0 | 0 | 0 | 0 | 0 | 2396481.9588 | 0 | 0 | 0 | 0 | 0 | 0 | 0 | 0 | 0 | 0 | 0 | 83051.4577 | 0 | 0 | 0 | 0 | 0 | 0 | 0 | 0 | 0 | 104525.3361 | 0 | 0 | 0 | 0 | 0 | 0 | 0 | 0
2016-09-25 07:00 | 0 | 0 | 0 | 0 | 0 | 0 | 359076 | 0 | 0 | 0 | 0 | 25653.0503 | 0 | 0 | 0 | 0 | 0 | 0 | 0 | 2120457.4165 | 0 | 0 | 0 | 0 | 0 | 0 | 0 | 0 | 0 | 0 | 0 | -83051.4577 | 0 | 0 | 0 | 0 | 0 | 0 | 0 | 0 | 0 | -276024.5423 | 0 | 0 | 0 | 0 | 0 | 0 | 0 | 0
2016-09-25 08:00 | 0 | 0 | 0 | 0 | 48410.7635 | 0 | 351230 | 0 | 0 | 0 | 0 | 0 | 0 | 0 | 0 | 0 | 0 | 0 | 0 | 1843291.2303 | 0 | 0 | 0 | 0 | 0 | 0 | 0 | 0 | 0 | 0 | 0 | -25653.0503 | 0 | 0 | 0 | 0 | 0 | 0 | 0 | 0 | 0 | -277166.1862 | 0 | 0 | 0 | 0 | 0 | 0 | 0 | 0
2016-09-25 09:00 | 0 | 0 | 0 | 0 | 562339.123 | 0 | 347942 | 0 | 0 | 0 | 0 | 83051.4577 | 0 | 0 | 0 | 0 | 0 | 0 | 0 | 1974636.8956 | 0 | 0 | 0 | 0 | 0 | 0 | 0 | 0 | 0 | 0 | 0 | 83051.4577 | 0 | 0 | 0 | 0 | 0 | 0 | 0 | 0 | 0 | 131345.6653 | 0 | 0 | 0 | 0 | 0 | 0 | 0 | 0
2016-09-25 10:00 | 0 | 0 | 0 | 0 | 0 | 0 | 349504 | 0 | 0 | 0 | 0 | 0 | 0 | 0 | 0 | 0 | 0 | 0 | 0 | 1708184.3533 | 0 | 0 | 0 | 0 | 0 | 0 | 0 | 0 | 0 | 0 | 0 | -83051.4577 | 0 | 0 | 0 | 0 | 0 | 0 | 0 | 0 | 0 | -266452.5423 | 0 | 0 | 0 | 0 | 0 | 0 | 0 | 0
2016-09-25 11:00 | 0 | 0 | 0 | 0 | 77935.8138 | 0 | 355102 | 0 | 0 | 0 | 0 | 0 | 0 | 0 | 0 | 0 | 0 | 0 | 0 | 1431018.1672 | 0 | 0 | 0 | 0 | 0 | 0 | 0 | 0 | 0 | 0 | 0 | 0 | 0 | 0 | 0 | 0 | 0 | 0 | 0 | 0 | 0 | -277166.1862 | 0 | 0 | 0 | 0 | 0 | 0 | 0 | 0
2016-09-25 12:00 | 0 | 0 | 0 | 0 | 173588.2715 | 0 | 367703 | 0 | 0 | 0 | 0 | 83051.4577 | 0 | 0 | 0 | 0 | 0 | 0 | 0 | 1153851.981 | 0 | 0 | 0 | 0 | 0 | 0 | 0 | 0 | 0 | 0 | 0 | 83051.4577 | 0 | 0 | 0 | 0 | 0 | 0 | 0 | 0 | 0 | -277166.1862 | 0 | 0 | 0 | 0 | 0 | 0 | 0 | 0
2016-09-25 13:00 | 0 | 0 | 0 | 0 | 544554.4639 | 43042.1544 | 389629 | 0 | 0 | 0 | 0 | 3852.8899 | 0 | 0 | 0 | 0 | 0 | 0 | 0 | 1431018.1672 | 0 | 0 | 0 | 0 | 0 | 0 | 0 | 0 | 0 | 0 | 0 | -79198.5678 | 0 | 0 | 0 | 0 | 0 | 0 | 0 | 0 | 0 | 277166.1862 | 0 | 0 | 0 | 0 | 0 | 0 | 0 | 0
2016-09-25 14:00 | 0 | 0 | 0 | 0 | 252136.69 | 432211.6063 | 411035 | 0 | 0 | 0 | 0 | 0 | 0 | 0 | 0 | 0 | 0 | 0 | 0 | 1708184.3533 | 0 | 0 | 0 | 0 | 0 | 0 | 0 | 0 | 0 | 0 | 0 | -3852.8899 | 0 | 0 | 0 | 0 | 0 | 0 | 0 | 0 | 0 | 277166.1862 | 0 | 0 | 0 | 0 | 0 | 0 | 0 | 0
2016-09-25 15:00 | 0 | 0 | 0 | 0 | 56223.4513 | 737291.1926 | 433297 | 0 | 0 | 0 | 0 | 83051.4577 | 0 | 0 | 0 | 0 | 0 | 0 | 0 | 1985350.5395 | 0 | 0 | 0 | 0 | 0 | 0 | 0 | 0 | 0 | 0 | 0 | 83051.4577 | 0 | 0 | 0 | 0 | 0 | 0 | 0 | 0 | 0 | 277166.1862 | 0 | 0 | 0 | 0 | 0 | 0 | 0 | 0
2016-09-25 16:00 | 0 | 0 | 0 | 0 | 0 | 772282.2338 | 455494 | 0 | 0 | 0 | 0 | 122673.5054 | 0 | 0 | 0 | 0 | 0 | 0 | 0 | 2262516.7257 | 0 | 0 | 0 | 0 | 0 | 0 | 0 | 0 | 0 | 0 | 0 | 39622.0477 | 0 | 0 | 0 | 0 | 0 | 0 | 0 | 0 | 0 | 277166.1862 | 0 | 0 | 0 | 0 | 0 | 0 | 0 | 0
2016-09-25 17:00 | 0 | 0 | 0 | 0 | 0 | 762997.5464 | 474452 | 0 | 0 | 0 | 0 | 205724.9631 | 0 | 0 | 0 | 0 | 0 | 0 | 0 | 2468010.8143 | 0 | 0 | 0 | 0 | 0 | 0 | 0 | 0 | 0 | 0 | 0 | 83051.4577 | 0 | 0 | 0 | 0 | 0 | 0 | 0 | 0 | 0 | 205494.0886 | 0 | 0 | 0 | 0 | 0 | 0 | 0 | 0
2016-09-25 18:00 | 0 | 0 | 0 | 0 | 0 | 746864.1094 | 489324 | 0 | 0 | 0 | 0 | 186098.8863 | 0 | 0 | 0 | 0 | 0 | 0 | 0 | 2745177.0005 | 0 | 0 | 0 | 0 | 0 | 0 | 0 | 0 | 0 | 0 | 0 | -19626.0767 | 0 | 0 | 0 | 0 | 0 | 0 | 0 | 0 | 0 | 277166.1862 | 0 | 0 | 0 | 0 | 0 | 0 | 0 | 0
2016-09-25 19:00 | 0 | 0 | 0 | 0 | 0 | 729499.9425 | 499479 | 0 | 0 | 0 | 0 | 269150.3441 | 0 | 0 | 0 | 0 | 0 | 0 | 0 | 2892146.4853 | 0 | 0 | 0 | 0 | 0 | 0 | 0 | 0 | 0 | 0 | 0 | 83051.4577 | 0 | 0 | 0 | 0 | 0 | 0 | 0 | 0 | 0 | 146969.4848 | 0 | 0 | 0 | 0 | 0 | 0 | 0 | 0
2016-09-25 20:00 | 0 | 0 | 0 | 0 | 0 | 725945.1963 | 506893 | 0 | 0 | 0 | 0 | 211036.3542 | 0 | 0 | 0 | 0 | 0 | 0 | 0 | 3169312.6714 | 0 | 0 | 0 | 0 | 0 | 0 | 0 | 0 | 0 | 0 | 0 | -58113.9899 | 0 | 0 | 0 | 0 | 0 | 0 | 0 | 0 | 0 | 277166.1862 | 0 | 0 | 0 | 0 | 0 | 0 | 0 | 0
2016-09-25 21:00 | 0 | 0 | 0 | 0 | 0 | 714401.8779 | 512205 | 0 | 0 | 0 | 0 | 294087.8119 | 0 | 0 | 0 | 0 | 0 | 0 | 0 | 3288458.0916 | 0 | 0 | 0 | 0 | 0 | 0 | 0 | 0 | 0 | 0 | 0 | 83051.4577 | 0 | 0 | 0 | 0 | 0 | 0 | 0 | 0 | 0 | 119145.4202 | 0 | 0 | 0 | 0 | 0 | 0 | 0 | 0
2016-09-25 22:00 | 0 | 0 | 0 | 0 | 23432.8574 | 680729.8711 | 510048 | 0 | 0 | 0 | 0 | 211036.3542 | 0 | 0 | 0 | 0 | 0 | 0 | 0 | 3565624.2778 | 0 | 0 | 0 | 0 | 0 | 0 | 0 | 0 | 0 | 0 | 0 | -83051.4577 | 0 | 0 | 0 | 0 | 0 | 0 | 0 | 0 | 0 | 277166.1862 | 0 | 0 | 0 | 0 | 0 | 0 | 0 | 0
2016-09-25 23:00 | 0 | 0 | 0 | 0 | 0 | 548858.4169 | 508980 | 0 | 0 | 0 | 0 | 127984.8965 | 0 | 0 | 0 | 0 | 0 | 0 | 0 | 3688554.1524 | 0 | 0 | 0 | 0 | 0 | 0 | 0 | 0 | 0 | 0 | 0 | -83051.4577 | 0 | 0 | 0 | 0 | 0 | 0 | 0 | 0 | 0 | 122929.8746 | 0 | 0 | 0 | 0 | 0 | 0 | 0 | 0
2016-09-26 | 0 | 0 | 0 | 0 | 27273.3981 | 285863.8735 | 507252 | 0 | 0 | 0 | 0 | 211036.3542 | 0 | 0 | 0 | 0 | 0 | 0 | 0 | 3411387.9662 | 0 | 0 | 0 | 0 | 0 | 0 | 0 | 0 | 0 | 0 | 0 | 83051.4577 | 0 | 0 | 0 | 0 | 0 | 0 | 0 | 0 | 0 | -277166.1862 | 0 | 0 | 0 | 0 | 0 | 0 | 0 | 0
2016-09-26 01:00 | 0 | 0 | 0 | 0 | 116822.0618 | 11839.2943 | 488879 | 0 | 0 | 0 | 0 | 127984.8965 | 0 | 0 | 0 | 0 | 0 | 0 | 0 | 3134221.78 | 0 | 0 | 0 | 0 | 0 | 0 | 0 | 0 | 0 | 0 | 0 | -83051.4577 | 0 | 0 | 0 | 0 | 0 | 0 | 0 | 0 | 0 | -277166.1862 | 0 | 0 | 0 | 0 | 0 | 0 | 0 | 0
2016-09-26 02:00 | 0 | 0 | 0 | 0 | 662288.0534 | 0 | 463538 | 0 | 0 | 0 | 0 | 211036.3542 | 0 | 0 | 0 | 0 | 0 | 0 | 0 | 3249920.3758 | 0 | 0 | 0 | 0 | 0 | 0 | 0 | 0 | 0 | 0 | 0 | 83051.4577 | 0 | 0 | 0 | 0 | 0 | 0 | 0 | 0 | 0 | 115698.5957 | 0 | 0 | 0 | 0 | 0 | 0 | 0 | 0
2016-09-26 03:00 | 0 | 0 | 0 | 0 | 72516.3561 | 0 | 432734 | 0 | 0 | 0 | 0 | 127984.8965 | 0 | 0 | 0 | 0 | 0 | 0 | 0 | 2972754.1896 | 0 | 0 | 0 | 0 | 0 | 0 | 0 | 0 | 0 | 0 | 0 | -83051.4577 | 0 | 0 | 0 | 0 | 0 | 0 | 0 | 0 | 0 | -277166.1862 | 0 | 0 | 0 | 0 | 0 | 0 | 0 | 0
2016-09-26 04:00 | 0 | 0 | 0 | 0 | 44686.3561 | 0 | 404904 | 0 | 0 | 0 | 0 | 44933.4388 | 0 | 0 | 0 | 0 | 0 | 0 | 0 | 2695588.0034 | 0 | 0 | 0 | 0 | 0 | 0 | 0 | 0 | 0 | 0 | 0 | -83051.4577 | 0 | 0 | 0 | 0 | 0 | 0 | 0 | 0 | 0 | -277166.1862 | 0 | 0 | 0 | 0 | 0 | 0 | 0 | 0
2016-09-26 05:00 | 0 | 0 | 0 | 0 | 187813.2715 | 0 | 381928 | 0 | 0 | 0 | 0 | 127984.8965 | 0 | 0 | 0 | 0 | 0 | 0 | 0 | 2418421.8173 | 0 | 0 | 0 | 0 | 0 | 0 | 0 | 0 | 0 | 0 | 0 | 83051.4577 | 0 | 0 | 0 | 0 | 0 | 0 | 0 | 0 | 0 | -277166.1862 | 0 | 0 | 0 | 0 | 0 | 0 | 0 | 0
2016-09-26 06:00 | 0 | 0 | 0 | 0 | 621091.3979 | 0 | 365113 | 0 | 0 | 0 | 0 | 106797.1082 | 0 | 0 | 0 | 0 | 0 | 0 | 0 | 2695588.0034 | 0 | 0 | 0 | 0 | 0 | 0 | 0 | 0 | 0 | 0 | 0 | -21187.7883 | 0 | 0 | 0 | 0 | 0 | 0 | 0 | 0 | 0 | 277166.1862 | 0 | 0 | 0 | 0 | 0 | 0 | 0 | 0
2016-09-26 07:00 | 0 | 0 | 0 | 0 | 0 | 0 | 355928 | 0 | 0 | 0 | 0 | 23745.6505 | 0 | 0 | 0 | 0 | 0 | 0 | 0 | 2422711.4611 | 0 | 0 | 0 | 0 | 0 | 0 | 0 | 0 | 0 | 0 | 0 | -83051.4577 | 0 | 0 | 0 | 0 | 0 | 0 | 0 | 0 | 0 | -272876.5423 | 0 | 0 | 0 | 0 | 0 | 0 | 0 | 0
2016-09-26 08:00 | 0 | 0 | 0 | 0 | 53363.1633 | 0 | 354275 | 0 | 0 | 0 | 0 | 0 | 0 | 0 | 0 | 0 | 0 | 0 | 0 | 2145545.275 | 0 | 0 | 0 | 0 | 0 | 0 | 0 | 0 | 0 | 0 | 0 | -23745.6505 | 0 | 0 | 0 | 0 | 0 | 0 | 0 | 0 | 0 | -277166.1862 | 0 | 0 | 0 | 0 | 0 | 0 | 0 | 0
2016-09-26 09:00 | 0 | 0 | 0 | 0 | 598844.026 | 0 | 364282 | 0 | 0 | 0 | 0 | 83051.4577 | 0 | 0 | 0 | 0 | 0 | 0 | 0 | 2297055.8433 | 0 | 0 | 0 | 0 | 0 | 0 | 0 | 0 | 0 | 0 | 0 | 83051.4577 | 0 | 0 | 0 | 0 | 0 | 0 | 0 | 0 | 0 | 151510.5683 | 0 | 0 | 0 | 0 | 0 | 0 | 0 | 0
2016-09-26 10:00 | 0 | 0 | 0 | 0 | 27839.3561 | 0 | 388057 | 0 | 0 | 0 | 0 | 0 | 0 | 0 | 0 | 0 | 0 | 0 | 0 | 2019889.6571 | 0 | 0 | 0 | 0 | 0 | 0 | 0 | 0 | 0 | 0 | 0 | -83051.4577 | 0 | 0 | 0 | 0 | 0 | 0 | 0 | 0 | 0 | -277166.1862 | 0 | 0 | 0 | 0 | 0 | 0 | 0 | 0
2016-09-26 11:00 | 0 | 0 | 0 | 0 | 135303.8138 | 0 | 412470 | 0 | 0 | 0 | 0 | 0 | 0 | 0 | 0 | 0 | 0 | 0 | 0 | 1742723.4709 | 0 | 0 | 0 | 0 | 0 | 0 | 0 | 0 | 0 | 0 | 0 | 0 | 0 | 0 | 0 | 0 | 0 | 0 | 0 | 0 | 0 | -277166.1862 | 0 | 0 | 0 | 0 | 0 | 0 | 0 | 0
2016-09-26 12:00 | 0 | 0 | 0 | 0 | 603189.2011 | 0 | 427194 | 0 | 0 | 0 | 0 | 83051.4577 | 0 | 0 | 0 | 0 | 0 | 0 | 0 | 1835667.2143 | 0 | 0 | 0 | 0 | 0 | 0 | 0 | 0 | 0 | 0 | 0 | 83051.4577 | 0 | 0 | 0 | 0 | 0 | 0 | 0 | 0 | 0 | 92943.7434 | 0 | 0 | 0 | 0 | 0 | 0 | 0 | 0
2016-09-26 13:00 | 0 | 0 | 0 | 0 | 407706.5166 | 43786.9528 | 441798 | 0 | 0 | 0 | 0 | 0 | 0 | 0 | 0 | 0 | 0 | 0 | 0 | 1928414.1414 | 0 | 0 | 0 | 0 | 0 | 0 | 0 | 0 | 0 | 0 | 0 | -83051.4577 | 0 | 0 | 0 | 0 | 0 | 0 | 0 | 0 | 0 | 92746.9271 | 0 | 0 | 0 | 0 | 0 | 0 | 0 | 0
2016-09-26 14:00 | 0 | 0 | 0 | 0 | 279227.5386 | 386037.6943 | 457712 | 0 | 0 | 0 | 0 | 83051.4577 | 0 | 0 | 0 | 0 | 0 | 0 | 0 | 2052915.9166 | 0 | 0 | 0 | 0 | 0 | 0 | 0 | 0 | 0 | 0 | 0 | 83051.4577 | 0 | 0 | 0 | 0 | 0 | 0 | 0 | 0 | 0 | 124501.7752 | 0 | 0 | 0 | 0 | 0 | 0 | 0 | 0
2016-09-26 15:00 | 0 | 0 | 0 | 0 | 0 | 677574.5423 | 473022 | 0 | 0 | 0 | 0 | 36389.1941 | 0 | 0 | 0 | 0 | 0 | 0 | 0 | 2304130.7225 | 0 | 0 | 0 | 0 | 0 | 0 | 0 | 0 | 0 | 0 | 0 | -46662.2637 | 0 | 0 | 0 | 0 | 0 | 0 | 0 | 0 | 0 | 251214.8059 | 0 | 0 | 0 | 0 | 0 | 0 | 0 | 0
2016-09-26 16:00 | 0 | 0 | 0 | 0 | 0 | 727310.9921 | 486534 | 0 | 0 | 0 | 0 | 0 | 0 | 0 | 0 | 0 | 0 | 0 | 0 | 2581296.9087 | 0 | 0 | 0 | 0 | 0 | 0 | 0 | 0 | 0 | 0 | 0 | -36389.1941 | 0 | 0 | 0 | 0 | 0 | 0 | 0 | 0 | 0 | 277166.1862 | 0 | 0 | 0 | 0 | 0 | 0 | 0 | 0
2016-09-26 17:00 | 0 | 0 | 0 | 0 | 0 | 727884.3725 | 498321 | 0 | 0 | 0 | 0 | 83051.4577 | 0 | 0 | 0 | 0 | 0 | 0 | 0 | 2727808.8235 | 0 | 0 | 0 | 0 | 0 | 0 | 0 | 0 | 0 | 0 | 0 | 83051.4577 | 0 | 0 | 0 | 0 | 0 | 0 | 0 | 0 | 0 | 146511.9148 | 0 | 0 | 0 | 0 | 0 | 0 | 0 | 0
2016-09-26 18:00 | 0 | 0 | 0 | 0 | 0 | 714892.15 | 506525 | 0 | 0 | 0 | 0 | 166102.9154 | 0 | 0 | 0 | 0 | 0 | 0 | 0 | 2853124.5158 | 0 | 0 | 0 | 0 | 0 | 0 | 0 | 0 | 0 | 0 | 0 | 83051.4577 | 0 | 0 | 0 | 0 | 0 | 0 | 0 | 0 | 0 | 125315.6923 | 0 | 0 | 0 | 0 | 0 | 0 | 0 | 0
2016-09-26 19:00 | 0 | 0 | 0 | 0 | 6601.845 | 699359.8834 | 511847 | 0 | 0 | 0 | 0 | 83051.4577 | 0 | 0 | 0 | 0 | 0 | 0 | 0 | 3130290.702 | 0 | 0 | 0 | 0 | 0 | 0 | 0 | 0 | 0 | 0 | 0 | -83051.4577 | 0 | 0 | 0 | 0 | 0 | 0 | 0 | 0 | 0 | 277166.1862 | 0 | 0 | 0 | 0 | 0 | 0 | 0 | 0
2016-09-26 20:00 | 0 | 0 | 0 | 0 | 182824.6955 | 693680.9484 | 516288 | 0 | 0 | 0 | 0 | 166102.9154 | 0 | 0 | 0 | 0 | 0 | 0 | 0 | 3407456.8882 | 0 | 0 | 0 | 0 | 0 | 0 | 0 | 0 | 0 | 0 | 0 | 83051.4577 | 0 | 0 | 0 | 0 | 0 | 0 | 0 | 0 | 0 | 277166.1862 | 0 | 0 | 0 | 0 | 0 | 0 | 0 | 0
2016-09-26 21:00 | 0 | 0 | 0 | 0 | 30527.4212 | 680197.3073 | 516610 | 0 | 0 | 0 | 0 | 83051.4577 | 0 | 0 | 0 | 0 | 0 | 0 | 0 | 3684623.0743 | 0 | 0 | 0 | 0 | 0 | 0 | 0 | 0 | 0 | 0 | 0 | -83051.4577 | 0 | 0 | 0 | 0 | 0 | 0 | 0 | 0 | 0 | 277166.1862 | 0 | 0 | 0 | 0 | 0 | 0 | 0 | 0
2016-09-26 22:00 | 0 | 0 | 0 | 0 | 0 | 647448.5252 | 513497 | 0 | 0 | 0 | 0 | 166102.9154 | 0 | 0 | 0 | 0 | 0 | 0 | 0 | 3727769.3237 | 0 | 7753.8181 | 0 | 0 | 0 | 0 | 0 | 0 | 0 | 0 | 0 | 83051.4577 | 0 | 0 | 0 | 0 | 0 | 0 | 0 | 0 | 0 | 43146.2493 | 0 | 7753.8181 | 0 | 0 | 0 | 0 | 0 | 0
2016-09-26 23:00 | 0 | 0 | 0 | 0 | 381626.3695 | 524282.3597 | 512918 | 0 | 0 | 0 | 0 | 249154.3731 | 0 | 0 | 0 | 0 | 0 | 0 | 0 | 4004935.5098 | 0 | 40526.9035 | 0 | 0 | 0 | 0 | 0 | 0 | 0 | 0 | 0 | 83051.4577 | 0 | 0 | 0 | 0 | 0 | 0 | 0 | 0 | 0 | 277166.1862 | 0 | 32773.0854 | 0 | 0 | 0 | 0 | 0 | 0
2016-09-27 | 0 | 0 | 0 | 0 | 436269.1008 | 250077.3898 | 510195 | 0 | 0 | 0 | 0 | 332205.8308 | 0 | 0 | 0 | 0 | 0 | 0 | 0 | 4130808.6281 | 0 | 7753.8181 | 0 | 0 | 0 | 0 | 0 | 0 | 0 | 0 | 0 | 83051.4577 | 0 | 0 | 0 | 0 | 0 | 0 | 0 | 0 | 0 | 125873.1182 | 0 | -32773.0854 | 0 | 0 | 0 | 0 | 0 | 0
2016-09-27 01:00 | 0 | 0 | 0 | 0 | 108075.6481 | 12833.89 | 488881 | 0 | 0 | 0 | 0 | 249154.3731 | 0 | 0 | 0 | 0 | 0 | 0 | 0 | 3853642.4419 | 0 | 0 | 0 | 0 | 0 | 0 | 0 | 0 | 0 | 0 | 0 | -83051.4577 | 0 | 0 | 0 | 0 | 0 | 0 | 0 | 0 | 0 | -277166.1862 | 0 | -7753.8181 | 0 | 0 | 0 | 0 | 0 | 0
2016-09-27 02:00 | 0 | 0 | 0 | 0 | 418379.0833 | 0 | 462918 | 0 | 0 | 0 | 0 | 332205.8308 | 0 | 0 | 0 | 0 | 0 | 0 | 0 | 3726052.0675 | 0 | 0 | 0 | 0 | 0 | 0 | 0 | 0 | 0 | 0 | 0 | 83051.4577 | 0 | 0 | 0 | 0 | 0 | 0 | 0 | 0 | 0 | -127590.3744 | 0 | 0 | 0 | 0 | 0 | 0 | 0 | 0
2016-09-27 03:00 | 0 | 0 | 0 | 0 | 73620.3561 | 0 | 433838 | 0 | 0 | 0 | 0 | 249154.3731 | 0 | 0 | 0 | 0 | 0 | 0 | 0 | 3448885.8814 | 0 | 0 | 0 | 0 | 0 | 0 | 0 | 0 | 0 | 0 | 0 | -83051.4577 | 0 | 0 | 0 | 0 | 0 | 0 | 0 | 0 | 0 | -277166.1862 | 0 | 0 | 0 | 0 | 0 | 0 | 0 | 0
2016-09-27 04:00 | 0 | 0 | 0 | 0 | 420748.5201 | 0 | 403286 | 0 | 0 | 0 | 0 | 166102.9154 | 0 | 0 | 0 | 0 | 0 | 0 | 0 | 3549399.8591 | 0 | 0 | 0 | 0 | 0 | 0 | 0 | 0 | 0 | 0 | 0 | -83051.4577 | 0 | 0 | 0 | 0 | 0 | 0 | 0 | 0 | 0 | 100513.9778 | 0 | 0 | 0 | 0 | 0 | 0 | 0 | 0
2016-09-27 05:00 | 0 | 0 | 0 | 0 | 20329.3561 | 0 | 380547 | 0 | 0 | 0 | 0 | 83051.4577 | 0 | 0 | 0 | 0 | 0 | 0 | 0 | 3272233.673 | 0 | 0 | 0 | 0 | 0 | 0 | 0 | 0 | 0 | 0 | 0 | -83051.4577 | 0 | 0 | 0 | 0 | 0 | 0 | 0 | 0 | 0 | -277166.1862 | 0 | 0 | 0 | 0 | 0 | 0 | 0 | 0
2016-09-27 06:00 | 0 | 0 | 0 | 0 | 4027.3561 | 0 | 364245 | 0 | 0 | 0 | 0 | 0 | 0 | 0 | 0 | 0 | 0 | 0 | 0 | 2995067.4868 | 0 | 0 | 0 | 0 | 0 | 0 | 0 | 0 | 0 | 0 | 0 | -83051.4577 | 0 | 0 | 0 | 0 | 0 | 0 | 0 | 0 | 0 | -277166.1862 | 0 | 0 | 0 | 0 | 0 | 0 | 0 | 0
2016-09-27 07:00 | 0 | 0 | 0 | 0 | 475409.8126 | 0 | 354187 | 0 | 0 | 0 | 0 | 83051.4577 | 0 | 0 | 0 | 0 | 0 | 0 | 0 | 3033238.8417 | 0 | 0 | 0 | 0 | 0 | 0 | 0 | 0 | 0 | 0 | 0 | 83051.4577 | 0 | 0 | 0 | 0 | 0 | 0 | 0 | 0 | 0 | 38171.3549 | 0 | 0 | 0 | 0 | 0 | 0 | 0 | 0
2016-09-27 08:00 | 0 | 0 | 0 | 0 | 0 | 0 | 351614 | 0 | 0 | 0 | 0 | 0 | 0 | 0 | 0 | 0 | 0 | 0 | 0 | 2764676.2994 | 0 | 0 | 0 | 0 | 0 | 0 | 0 | 0 | 0 | 0 | 0 | -83051.4577 | 0 | 0 | 0 | 0 | 0 | 0 | 0 | 0 | 0 | -268562.5423 | 0 | 0 | 0 | 0 | 0 | 0 | 0 | 0
2016-09-27 09:00 | 0 | 0 | 0 | 0 | 83213.8138 | 0 | 360380 | 0 | 0 | 0 | 0 | 0 | 0 | 0 | 0 | 0 | 0 | 0 | 0 | 2487510.1132 | 0 | 0 | 0 | 0 | 0 | 0 | 0 | 0 | 0 | 0 | 0 | 0 | 0 | 0 | 0 | 0 | 0 | 0 | 0 | 0 | 0 | -277166.1862 | 0 | 0 | 0 | 0 | 0 | 0 | 0 | 0
2016-09-27 10:00 | 0 | 0 | 0 | 0 | 508287.4153 | 0 | 384379 | 0 | 0 | 0 | 0 | 83051.4577 | 0 | 0 | 0 | 0 | 0 | 0 | 0 | 2528367.0708 | 0 | 0 | 0 | 0 | 0 | 0 | 0 | 0 | 0 | 0 | 0 | 83051.4577 | 0 | 0 | 0 | 0 | 0 | 0 | 0 | 0 | 0 | 40856.9576 | 0 | 0 | 0 | 0 | 0 | 0 | 0 | 0
2016-09-27 11:00 | 0 | 0 | 0 | 0 | 47906.3561 | 0 | 408124 | 0 | 0 | 0 | 0 | 0 | 0 | 0 | 0 | 0 | 0 | 0 | 0 | 2251200.8847 | 0 | 0 | 0 | 0 | 0 | 0 | 0 | 0 | 0 | 0 | 0 | -83051.4577 | 0 | 0 | 0 | 0 | 0 | 0 | 0 | 0 | 0 | -277166.1862 | 0 | 0 | 0 | 0 | 0 | 0 | 0 | 0
2016-09-27 12:00 | 0 | 0 | 0 | 0 | 512359.9703 | 0 | 421531 | 0 | 0 | 0 | 0 | 0 | 0 | 0 | 0 | 0 | 0 | 0 | 0 | 2342029.8549 | 0 | 0 | 0 | 0 | 0 | 0 | 0 | 0 | 0 | 0 | 0 | 0 | 0 | 0 | 0 | 0 | 0 | 0 | 0 | 0 | 0 | 90828.9703 | 0 | 0 | 0 | 0 | 0 | 0 | 0 | 0
2016-09-27 13:00 | 0 | 0 | 0 | 0 | 342805.8256 | 42516.1191 | 436094 | 0 | 0 | 0 | 0 | 83051.4577 | 0 | 0 | 0 | 0 | 0 | 0 | 0 | 2208206.3419 | 0 | 0 | 0 | 0 | 0 | 0 | 0 | 0 | 0 | 0 | 0 | 83051.4577 | 0 | 0 | 0 | 0 | 0 | 0 | 0 | 0 | 0 | -133823.513 | 0 | 0 | 0 | 0 | 0 | 0 | 0 | 0
2016-09-27 14:00 | 0 | 0 | 0 | 0 | 0 | 426377.959 | 449971 | 0 | 0 | 0 | 0 | 19998.5691 | 0 | 0 | 0 | 0 | 0 | 0 | 0 | 2247666.1896 | 0 | 0 | 0 | 0 | 0 | 0 | 0 | 0 | 0 | 0 | 0 | -63052.8886 | 0 | 0 | 0 | 0 | 0 | 0 | 0 | 0 | 0 | 39459.8476 | 0 | 0 | 0 | 0 | 0 | 0 | 0 | 0
2016-09-27 15:00 | 0 | 0 | 0 | 0 | 0 | 721645.6171 | 464478 | 0 | 0 | 0 | 0 | 0 | 0 | 0 | 0 | 0 | 0 | 0 | 0 | 2524832.3757 | 0 | 0 | 0 | 0 | 0 | 0 | 0 | 0 | 0 | 0 | 0 | -19998.5691 | 0 | 0 | 0 | 0 | 0 | 0 | 0 | 0 | 0 | 277166.1862 | 0 | 0 | 0 | 0 | 0 | 0 | 0 | 0
2016-09-27 16:00 | 0 | 0 | 0 | 0 | 64710.758 | 773619.8859 | 478113 | 0 | 0 | 0 | 0 | 83051.4577 | 0 | 0 | 0 | 0 | 0 | 0 | 0 | 2801998.5619 | 0 | 0 | 0 | 0 | 0 | 0 | 0 | 0 | 0 | 0 | 0 | 83051.4577 | 0 | 0 | 0 | 0 | 0 | 0 | 0 | 0 | 0 | 277166.1862 | 0 | 0 | 0 | 0 | 0 | 0 | 0 | 0
2016-09-27 17:00 | 0 | 0 | 0 | 0 | 0 | 768526.4886 | 490862 | 0 | 0 | 0 | 0 | 83549.7601 | 0 | 0 | 0 | 0 | 0 | 0 | 0 | 3079164.748 | 0 | 0 | 0 | 0 | 0 | 0 | 0 | 0 | 0 | 0 | 0 | 498.3024 | 0 | 0 | 0 | 0 | 0 | 0 | 0 | 0 | 0 | 277166.1862 | 0 | 0 | 0 | 0 | 0 | 0 | 0 | 0
2016-09-27 18:00 | 0 | 0 | 0 | 0 | 0 | 752177.4731 | 502725 | 0 | 0 | 0 | 0 | 55836.047 | 0 | 0 | 0 | 0 | 0 | 0 | 0 | 3356330.9342 | 0 | 0 | 0 | 0 | 0 | 0 | 0 | 0 | 0 | 0 | 0 | -27713.7131 | 0 | 0 | 0 | 0 | 0 | 0 | 0 | 0 | 0 | 277166.1862 | 0 | 0 | 0 | 0 | 0 | 0 | 0 | 0
2016-09-27 19:00 | 0 | 0 | 0 | 0 | 0 | 738631.1671 | 511919 | 0 | 0 | 0 | 0 | 5382.0279 | 0 | 0 | 0 | 0 | 0 | 0 | 0 | 3633497.1204 | 0 | 0 | 0 | 0 | 0 | 0 | 0 | 0 | 0 | 0 | 0 | -50454.0191 | 0 | 0 | 0 | 0 | 0 | 0 | 0 | 0 | 0 | 277166.1862 | 0 | 0 | 0 | 0 | 0 | 0 | 0 | 0
2016-09-27 20:00 | 0 | 0 | 0 | 0 | 0 | 737270.9717 | 518483 | 0 | 0 | 0 | 0 | 88433.4856 | 0 | 0 | 0 | 0 | 0 | 0 | 0 | 3769233.6344 | 0 | 0 | 0 | 0 | 0 | 0 | 0 | 0 | 0 | 0 | 0 | 83051.4577 | 0 | 0 | 0 | 0 | 0 | 0 | 0 | 0 | 0 | 135736.514 | 0 | 0 | 0 | 0 | 0 | 0 | 0 | 0
2016-09-27 21:00 | 0 | 0 | 0 | 0 | 0 | 730298.4245 | 520523 | 0 | 0 | 0 | 0 | 21042.724 | 0 | 0 | 0 | 0 | 0 | 0 | 0 | 4046399.8205 | 0 | 0 | 0 | 0 | 0 | 0 | 0 | 0 | 0 | 0 | 0 | -67390.7617 | 0 | 0 | 0 | 0 | 0 | 0 | 0 | 0 | 0 | 277166.1862 | 0 | 0 | 0 | 0 | 0 | 0 | 0 | 0
2016-09-27 22:00 | 0 | 0 | 0 | 0 | 0 | 690547.261 | 516150 | 0 | 0 | 0 | 0 | 104094.1817 | 0 | 0 | 0 | 0 | 0 | 0 | 0 | 4129991.8057 | 0 | 7753.8181 | 0 | 0 | 0 | 0 | 0 | 0 | 0 | 0 | 0 | 83051.4577 | 0 | 0 | 0 | 0 | 0 | 0 | 0 | 0 | 0 | 83591.9852 | 0 | 7753.8181 | 0 | 0 | 0 | 0 | 0 | 0
2016-09-27 23:00 | 0 | 0 | 0 | 0 | 277930.9997 | 552734.535 | 514287 | 0 | 0 | 0 | 0 | 110533.4448 | 0 | 0 | 0 | 0 | 0 | 0 | 0 | 4407157.9919 | 0 | 40526.9035 | 0 | 0 | 0 | 0 | 0 | 0 | 0 | 0 | 0 | 6439.2631 | 0 | 0 | 0 | 0 | 0 | 0 | 0 | 0 | 0 | 277166.1862 | 0 | 32773.0854 | 0 | 0 | 0 | 0 | 0 | 0
2016-09-28 | 0 | 0 | 0 | 0 | 0 | 243122.3661 | 509353 | 0 | 0 | 0 | 0 | 154242.0825 | 0 | 0 | 0 | 0 | 0 | 0 | 0 | 4129991.8057 | 0 | 7753.8181 | 0 | 0 | 0 | 0 | 0 | 0 | 0 | 0 | 0 | 43708.6377 | 0 | 0 | 0 | 0 | 0 | 0 | 0 | 0 | 0 | -277166.1862 | 0 | -32773.0854 | 0 | 0 | 0 | 0 | 0 | 0
2016-09-28 01:00 | 0 | 0 | 0 | 0 | 112199.8282 | 10174.7098 | 490346 | 0 | 0 | 0 | 0 | 71190.6248 | 0 | 0 | 0 | 0 | 0 | 0 | 0 | 3852825.6196 | 0 | 0 | 0 | 0 | 0 | 0 | 0 | 0 | 0 | 0 | 0 | -83051.4577 | 0 | 0 | 0 | 0 | 0 | 0 | 0 | 0 | 0 | -277166.1862 | 0 | -7753.8181 | 0 | 0 | 0 | 0 | 0 | 0
2016-09-28 02:00 | 0 | 0 | 0 | 0 | 433041.9626 | 0 | 462860 | 0 | 0 | 0 | 0 | 154242.0825 | 0 | 0 | 0 | 0 | 0 | 0 | 0 | 3739956.1245 | 0 | 0 | 0 | 0 | 0 | 0 | 0 | 0 | 0 | 0 | 0 | 83051.4577 | 0 | 0 | 0 | 0 | 0 | 0 | 0 | 0 | 0 | -112869.4951 | 0 | 0 | 0 | 0 | 0 | 0 | 0 | 0
2016-09-28 03:00 | 0 | 0 | 0 | 0 | 69644.3561 | 0 | 429862 | 0 | 0 | 0 | 0 | 71190.6248 | 0 | 0 | 0 | 0 | 0 | 0 | 0 | 3462789.9383 | 0 | 0 | 0 | 0 | 0 | 0 | 0 | 0 | 0 | 0 | 0 | -83051.4577 | 0 | 0 | 0 | 0 | 0 | 0 | 0 | 0 | 0 | -277166.1862 | 0 | 0 | 0 | 0 | 0 | 0 | 0 | 0
2016-09-28 04:00 | 0 | 0 | 0 | 0 | 444382.8027 | 0 | 400207 | 0 | 0 | 0 | 0 | 154242.0825 | 0 | 0 | 0 | 0 | 0 | 0 | 0 | 3423914.2833 | 0 | 0 | 0 | 0 | 0 | 0 | 0 | 0 | 0 | 0 | 0 | 83051.4577 | 0 | 0 | 0 | 0 | 0 | 0 | 0 | 0 | 0 | -38875.655 | 0 | 0 | 0 | 0 | 0 | 0 | 0 | 0
2016-09-28 05:00 | 0 | 0 | 0 | 0 | 17083.3561 | 0 | 377301 | 0 | 0 | 0 | 0 | 71190.6248 | 0 | 0 | 0 | 0 | 0 | 0 | 0 | 3146748.0972 | 0 | 0 | 0 | 0 | 0 | 0 | 0 | 0 | 0 | 0 | 0 | -83051.4577 | 0 | 0 | 0 | 0 | 0 | 0 | 0 | 0 | 0 | -277166.1862 | 0 | 0 | 0 | 0 | 0 | 0 | 0 | 0
2016-09-28 06:00 | 0 | 0 | 0 | 0 | 435117.3146 | 0 | 361628 | 0 | 0 | 0 | 0 | 154242.0825 | 0 | 0 | 0 | 0 | 0 | 0 | 0 | 3137185.9541 | 0 | 0 | 0 | 0 | 0 | 0 | 0 | 0 | 0 | 0 | 0 | 83051.4577 | 0 | 0 | 0 | 0 | 0 | 0 | 0 | 0 | 0 | -9562.1431 | 0 | 0 | 0 | 0 | 0 | 0 | 0 | 0
2016-09-28 07:00 | 0 | 0 | 0 | 0 | 0 | 0 | 351135 | 0 | 0 | 0 | 0 | 71190.6248 | 0 | 0 | 0 | 0 | 0 | 0 | 0 | 2869102.4118 | 0 | 0 | 0 | 0 | 0 | 0 | 0 | 0 | 0 | 0 | 0 | -83051.4577 | 0 | 0 | 0 | 0 | 0 | 0 | 0 | 0 | 0 | -268083.5423 | 0 | 0 | 0 | 0 | 0 | 0 | 0 | 0
2016-09-28 08:00 | 0 | 0 | 0 | 0 | 439047.8514 | 0 | 348448 | 0 | 0 | 0 | 0 | 154242.0825 | 0 | 0 | 0 | 0 | 0 | 0 | 0 | 2876650.8055 | 0 | 0 | 0 | 0 | 0 | 0 | 0 | 0 | 0 | 0 | 0 | 83051.4577 | 0 | 0 | 0 | 0 | 0 | 0 | 0 | 0 | 0 | 7548.3937 | 0 | 0 | 0 | 0 | 0 | 0 | 0 | 0
2016-09-28 09:00 | 0 | 0 | 0 | 0 | 0 | 0 | 357233 | 0 | 0 | 0 | 0 | 71190.6248 | 0 | 0 | 0 | 0 | 0 | 0 | 0 | 2602469.2632 | 0 | 0 | 0 | 0 | 0 | 0 | 0 | 0 | 0 | 0 | 0 | -83051.4577 | 0 | 0 | 0 | 0 | 0 | 0 | 0 | 0 | 0 | -274181.5423 | 0 | 0 | 0 | 0 | 0 | 0 | 0 | 0
2016-09-28 10:00 | 0 | 0 | 0 | 0 | 400649.6216 | 0 | 380412 | 0 | 0 | 0 | 0 | 154242.0825 | 0 | 0 | 0 | 0 | 0 | 0 | 0 | 2539655.4271 | 0 | 0 | 0 | 0 | 0 | 0 | 0 | 0 | 0 | 0 | 0 | 83051.4577 | 0 | 0 | 0 | 0 | 0 | 0 | 0 | 0 | 0 | -62813.8361 | 0 | 0 | 0 | 0 | 0 | 0 | 0 | 0
2016-09-28 11:00 | 0 | 0 | 0 | 0 | 378994.9676 | 0 | 404373 | 0 | 0 | 0 | 0 | 71190.6248 | 0 | 0 | 0 | 0 | 0 | 0 | 0 | 2597328.8524 | 0 | 0 | 0 | 0 | 0 | 0 | 0 | 0 | 0 | 0 | 0 | -83051.4577 | 0 | 0 | 0 | 0 | 0 | 0 | 0 | 0 | 0 | 57673.4253 | 0 | 0 | 0 | 0 | 0 | 0 | 0 | 0
2016-09-28 12:00 | 0 | 0 | 0 | 0 | 353725.502 | 0 | 417225 | 0 | 0 | 0 | 0 | 154242.0825 | 0 | 0 | 0 | 0 | 0 | 0 | 0 | 2450777.8966 | 0 | 0 | 0 | 0 | 0 | 0 | 0 | 0 | 0 | 0 | 0 | 83051.4577 | 0 | 0 | 0 | 0 | 0 | 0 | 0 | 0 | 0 | -146550.9557 | 0 | 0 | 0 | 0 | 0 | 0 | 0 | 0
2016-09-28 13:00 | 0 | 0 | 0 | 0 | 204351.5038 | 48958.5782 | 433252 | 0 | 0 | 0 | 0 | 71190.6248 | 0 | 0 | 0 | 0 | 0 | 0 | 0 | 2353887.4364 | 0 | 0 | 0 | 0 | 0 | 0 | 0 | 0 | 0 | 0 | 0 | -83051.4577 | 0 | 0 | 0 | 0 | 0 | 0 | 0 | 0 | 0 | -96890.4602 | 0 | 0 | 0 | 0 | 0 | 0 | 0 | 0
2016-09-28 14:00 | 0 | 0 | 0 | 0 | 0 | 413990.59 | 448706 | 0 | 0 | 0 | 0 | 154242.0825 | 0 | 0 | 0 | 0 | 0 | 0 | 0 | 2236120.5687 | 0 | 0 | 0 | 0 | 0 | 0 | 0 | 0 | 0 | 0 | 0 | 83051.4577 | 0 | 0 | 0 | 0 | 0 | 0 | 0 | 0 | 0 | -117766.8677 | 0 | 0 | 0 | 0 | 0 | 0 | 0 | 0
2016-09-28 15:00 | 0 | 0 | 0 | 0 | 0 | 694820.1076 | 463538 | 0 | 0 | 0 | 0 | 108358.0039 | 0 | 0 | 0 | 0 | 0 | 0 | 0 | 2513286.7549 | 0 | 0 | 0 | 0 | 0 | 0 | 0 | 0 | 0 | 0 | 0 | -45884.0785 | 0 | 0 | 0 | 0 | 0 | 0 | 0 | 0 | 0 | 277166.1862 | 0 | 0 | 0 | 0 | 0 | 0 | 0 | 0
2016-09-28 16:00 | 0 | 0 | 0 | 0 | 83379.4135 | 754921.2304 | 478083 | 0 | 0 | 0 | 0 | 191409.4616 | 0 | 0 | 0 | 0 | 0 | 0 | 0 | 2790452.9411 | 0 | 0 | 0 | 0 | 0 | 0 | 0 | 0 | 0 | 0 | 0 | 83051.4577 | 0 | 0 | 0 | 0 | 0 | 0 | 0 | 0 | 0 | 277166.1862 | 0 | 0 | 0 | 0 | 0 | 0 | 0 | 0
2016-09-28 17:00 | 0 | 0 | 0 | 0 | 0 | 752537.9396 | 491792 | 0 | 0 | 0 | 0 | 174989.2151 | 0 | 0 | 0 | 0 | 0 | 0 | 0 | 3067619.1272 | 0 | 0 | 0 | 0 | 0 | 0 | 0 | 0 | 0 | 0 | 0 | -16420.2465 | 0 | 0 | 0 | 0 | 0 | 0 | 0 | 0 | 0 | 277166.1862 | 0 | 0 | 0 | 0 | 0 | 0 | 0 | 0
2016-09-28 18:00 | 0 | 0 | 0 | 0 | 0 | 733250.5231 | 503207 | 0 | 0 | 0 | 0 | 127866.552 | 0 | 0 | 0 | 0 | 0 | 0 | 0 | 3344785.3134 | 0 | 0 | 0 | 0 | 0 | 0 | 0 | 0 | 0 | 0 | 0 | -47122.6631 | 0 | 0 | 0 | 0 | 0 | 0 | 0 | 0 | 0 | 277166.1862 | 0 | 0 | 0 | 0 | 0 | 0 | 0 | 0
2016-09-28 19:00 | 0 | 0 | 0 | 0 | 0 | 713186.749 | 513287 | 0 | 0 | 0 | 0 | 83051.4577 | 0 | 0 | 0 | 0 | 0 | 0 | 0 | 3589500.1567 | 0 | 0 | 0 | 0 | 0 | 0 | 0 | 0 | 0 | 0 | 0 | -44815.0943 | 0 | 0 | 0 | 0 | 0 | 0 | 0 | 0 | 0 | 244714.8433 | 0 | 0 | 0 | 0 | 0 | 0 | 0 | 0
2016-09-28 20:00 | 0 | 0 | 0 | 0 | 0 | 702402.1596 | 521245 | 0 | 0 | 0 | 0 | 166102.9154 | 0 | 0 | 0 | 0 | 0 | 0 | 0 | 3687605.8586 | 0 | 0 | 0 | 0 | 0 | 0 | 0 | 0 | 0 | 0 | 0 | 83051.4577 | 0 | 0 | 0 | 0 | 0 | 0 | 0 | 0 | 0 | 98105.7019 | 0 | 0 | 0 | 0 | 0 | 0 | 0 | 0
2016-09-28 21:00 | 0 | 0 | 0 | 0 | 44780.5171 | 674928.2113 | 525594 | 0 | 0 | 0 | 0 | 83051.4577 | 0 | 0 | 0 | 0 | 0 | 0 | 0 | 3964772.0448 | 0 | 0 | 0 | 0 | 0 | 0 | 0 | 0 | 0 | 0 | 0 | -83051.4577 | 0 | 0 | 0 | 0 | 0 | 0 | 0 | 0 | 0 | 277166.1862 | 0 | 0 | 0 | 0 | 0 | 0 | 0 | 0
2016-09-28 22:00 | 0 | 0 | 0 | 0 | 0 | 607656.4475 | 522849 | 0 | 0 | 0 | 0 | 166102.9154 | 0 | 0 | 0 | 0 | 0 | 0 | 0 | 3966528.0345 | 0 | 0 | 0 | 0 | 0 | 0 | 0 | 0 | 0 | 0 | 0 | 83051.4577 | 0 | 0 | 0 | 0 | 0 | 0 | 0 | 0 | 0 | 1755.9898 | 0 | 0 | 0 | 0 | 0 | 0 | 0 | 0
2016-09-28 23:00 | 0 | 0 | 0 | 0 | 239477.068 | 454338.1297 | 519181 | 0 | 0 | 0 | 0 | 83051.4577 | 0 | 0 | 0 | 0 | 0 | 0 | 0 | 4224213.69 | 0 | 0 | 0 | 0 | 0 | 0 | 0 | 0 | 0 | 0 | 0 | -83051.4577 | 0 | 0 | 0 | 0 | 0 | 0 | 0 | 0 | 0 | 257685.6555 | 0 | 0 | 0 | 0 | 0 | 0 | 0 | 0
2016-09-29 | 0 | 0 | 0 | 0 | 0 | 179347.2436 | 510516 | 0 | 0 | 0 | 0 | 0 | 0 | 0 | 0 | 0 | 0 | 0 | 0 | 3976096.3913 | 0 | 0 | 0 | 0 | 0 | 0 | 0 | 0 | 0 | 0 | 0 | -83051.4577 | 0 | 0 | 0 | 0 | 0 | 0 | 0 | 0 | 0 | -248117.2987 | 0 | 0 | 0 | 0 | 0 | 0 | 0 | 0
2016-09-29 01:00 | 0 | 0 | 0 | 0 | 204890.6374 | 8719.1764 | 490776 | 0 | 0 | 0 | 0 | 0 | 0 | 0 | 0 | 0 | 0 | 0 | 0 | 3698930.2051 | 0 | 0 | 0 | 0 | 0 | 0 | 0 | 0 | 0 | 0 | 0 | 0 | 0 | 0 | 0 | 0 | 0 | 0 | 0 | 0 | 0 | -277166.1862 | 0 | 0 | 0 | 0 | 0 | 0 | 0 | 0
2016-09-29 02:00 | 0 | 0 | 0 | 0 | 604680.8518 | 0 | 463586 | 0 | 0 | 0 | 0 | 83051.4577 | 0 | 0 | 0 | 0 | 0 | 0 | 0 | 3756973.5992 | 0 | 0 | 0 | 0 | 0 | 0 | 0 | 0 | 0 | 0 | 0 | 83051.4577 | 0 | 0 | 0 | 0 | 0 | 0 | 0 | 0 | 0 | 58043.3941 | 0 | 0 | 0 | 0 | 0 | 0 | 0 | 0
2016-09-29 03:00 | 0 | 0 | 0 | 0 | 70944.3561 | 0 | 431162 | 0 | 0 | 0 | 0 | 0 | 0 | 0 | 0 | 0 | 0 | 0 | 0 | 3479807.413 | 0 | 0 | 0 | 0 | 0 | 0 | 0 | 0 | 0 | 0 | 0 | -83051.4577 | 0 | 0 | 0 | 0 | 0 | 0 | 0 | 0 | 0 | -277166.1862 | 0 | 0 | 0 | 0 | 0 | 0 | 0 | 0
2016-09-29 04:00 | 0 | 0 | 0 | 0 | 208276.2715 | 0 | 402391 | 0 | 0 | 0 | 0 | 83051.4577 | 0 | 0 | 0 | 0 | 0 | 0 | 0 | 3202641.2269 | 0 | 0 | 0 | 0 | 0 | 0 | 0 | 0 | 0 | 0 | 0 | 83051.4577 | 0 | 0 | 0 | 0 | 0 | 0 | 0 | 0 | 0 | -277166.1862 | 0 | 0 | 0 | 0 | 0 | 0 | 0 | 0
2016-09-29 05:00 | 0 | 0 | 0 | 0 | 511789.5122 | 0 | 379998 | 0 | 0 | 0 | 0 | 166102.9154 | 0 | 0 | 0 | 0 | 0 | 0 | 0 | 3251381.2813 | 0 | 0 | 0 | 0 | 0 | 0 | 0 | 0 | 0 | 0 | 0 | 83051.4577 | 0 | 0 | 0 | 0 | 0 | 0 | 0 | 0 | 0 | 48740.0545 | 0 | 0 | 0 | 0 | 0 | 0 | 0 | 0
2016-09-29 06:00 | 0 | 0 | 0 | 0 | 2782.3561 | 0 | 363000 | 0 | 0 | 0 | 0 | 83051.4577 | 0 | 0 | 0 | 0 | 0 | 0 | 0 | 2974215.0952 | 0 | 0 | 0 | 0 | 0 | 0 | 0 | 0 | 0 | 0 | 0 | -83051.4577 | 0 | 0 | 0 | 0 | 0 | 0 | 0 | 0 | 0 | -277166.1862 | 0 | 0 | 0 | 0 | 0 | 0 | 0 | 0
2016-09-29 07:00 | 0 | 0 | 0 | 0 | 460719.9617 | 0 | 352206 | 0 | 0 | 0 | 0 | 166102.9154 | 0 | 0 | 0 | 0 | 0 | 0 | 0 | 2999677.5992 | 0 | 0 | 0 | 0 | 0 | 0 | 0 | 0 | 0 | 0 | 0 | 83051.4577 | 0 | 0 | 0 | 0 | 0 | 0 | 0 | 0 | 0 | 25462.504 | 0 | 0 | 0 | 0 | 0 | 0 | 0 | 0
2016-09-29 08:00 | 0 | 0 | 0 | 0 | 0 | 0 | 349223 | 0 | 0 | 0 | 0 | 83051.4577 | 0 | 0 | 0 | 0 | 0 | 0 | 0 | 2733506.0569 | 0 | 0 | 0 | 0 | 0 | 0 | 0 | 0 | 0 | 0 | 0 | -83051.4577 | 0 | 0 | 0 | 0 | 0 | 0 | 0 | 0 | 0 | -266171.5423 | 0 | 0 | 0 | 0 | 0 | 0 | 0 | 0
2016-09-29 09:00 | 0 | 0 | 0 | 0 | 407326.3784 | 0 | 357698 | 0 | 0 | 0 | 0 | 166102.9154 | 0 | 0 | 0 | 0 | 0 | 0 | 0 | 2700082.9776 | 0 | 0 | 0 | 0 | 0 | 0 | 0 | 0 | 0 | 0 | 0 | 83051.4577 | 0 | 0 | 0 | 0 | 0 | 0 | 0 | 0 | 0 | -33423.0793 | 0 | 0 | 0 | 0 | 0 | 0 | 0 | 0
2016-09-29 10:00 | 0 | 0 | 0 | 0 | 377896.7177 | 0 | 380829 | 0 | 0 | 0 | 0 | 83051.4577 | 0 | 0 | 0 | 0 | 0 | 0 | 0 | 2780202.153 | 0 | 0 | 0 | 0 | 0 | 0 | 0 | 0 | 0 | 0 | 0 | -83051.4577 | 0 | 0 | 0 | 0 | 0 | 0 | 0 | 0 | 0 | 80119.1754 | 0 | 0 | 0 | 0 | 0 | 0 | 0 | 0
2016-09-29 11:00 | 0 | 0 | 0 | 0 | 361884.0802 | 0 | 405282 | 0 | 0 | 0 | 0 | 48117.0252 | 0 | 0 | 0 | 0 | 0 | 0 | 0 | 2771738.6657 | 0 | 0 | 0 | 0 | 0 | 0 | 0 | 0 | 0 | 0 | 0 | -34934.4325 | 0 | 0 | 0 | 0 | 0 | 0 | 0 | 0 | 0 | -8463.4873 | 0 | 0 | 0 | 0 | 0 | 0 | 0 | 0
2016-09-29 12:00 | 0 | 0 | 0 | 0 | 224815.2715 | 0 | 418930 | 0 | 0 | 0 | 0 | 131168.4829 | 0 | 0 | 0 | 0 | 0 | 0 | 0 | 2494572.4795 | 0 | 0 | 0 | 0 | 0 | 0 | 0 | 0 | 0 | 0 | 0 | 83051.4577 | 0 | 0 | 0 | 0 | 0 | 0 | 0 | 0 | 0 | -277166.1862 | 0 | 0 | 0 | 0 | 0 | 0 | 0 | 0
2016-09-29 13:00 | 0 | 0 | 0 | 0 | 215072.3095 | 44763.0537 | 433174 | 0 | 0 | 0 | 0 | 48117.0252 | 0 | 0 | 0 | 0 | 0 | 0 | 0 | 2371512.2151 | 0 | 32773.0854 | 0 | 0 | 0 | 0 | 0 | 0 | 0 | 0 | 0 | -83051.4577 | 0 | 0 | 0 | 0 | 0 | 0 | 0 | 0 | 0 | -123060.2645 | 0 | 32773.0854 | 0 | 0 | 0 | 0 | 0 | 0
2016-09-29 14:00 | 0 | 0 | 0 | 0 | 0 | 377677.4023 | 446476 | 0 | 0 | 0 | 0 | 131168.4829 | 0 | 0 | 0 | 0 | 0 | 0 | 0 | 2252435.245 | 0 | 0 | 0 | 0 | 0 | 0 | 0 | 0 | 0 | 0 | 0 | 83051.4577 | 0 | 0 | 0 | 0 | 0 | 0 | 0 | 0 | 0 | -119076.9701 | 0 | -32773.0854 | 0 | 0 | 0 | 0 | 0 | 0
2016-09-29 15:00 | 0 | 0 | 0 | 0 | 0 | 618022.8486 | 457915 | 0 | 0 | 0 | 0 | 48117.0252 | 0 | 0 | 0 | 0 | 0 | 0 | 0 | 2495594.5513 | 0 | 0 | 0 | 0 | 0 | 0 | 0 | 0 | 0 | 0 | 0 | -83051.4577 | 0 | 0 | 0 | 0 | 0 | 0 | 0 | 0 | 0 | 243159.3063 | 0 | 0 | 0 | 0 | 0 | 0 | 0 | 0
2016-09-29 16:00 | 0 | 0 | 0 | 0 | 0 | 696146.161 | 467097 | 0 | 0 | 0 | 0 | 0 | 0 | 0 | 0 | 0 | 0 | 0 | 0 | 2772760.7375 | 0 | 0 | 0 | 0 | 0 | 0 | 0 | 0 | 0 | 0 | 0 | -48117.0252 | 0 | 0 | 0 | 0 | 0 | 0 | 0 | 0 | 0 | 277166.1862 | 0 | 0 | 0 | 0 | 0 | 0 | 0 | 0
2016-09-29 17:00 | 0 | 0 | 0 | 0 | 0 | 695612.8201 | 476837 | 0 | 0 | 0 | 0 | 83051.4577 | 0 | 0 | 0 | 0 | 0 | 0 | 0 | 2908485.0999 | 0 | 0 | 0 | 0 | 0 | 0 | 0 | 0 | 0 | 0 | 0 | 83051.4577 | 0 | 0 | 0 | 0 | 0 | 0 | 0 | 0 | 0 | 135724.3624 | 0 | 0 | 0 | 0 | 0 | 0 | 0 | 0
2016-09-29 18:00 | 0 | 0 | 0 | 0 | 11641.8973 | 666886.8312 | 484414 | 0 | 0 | 0 | 0 | 0 | 0 | 0 | 0 | 0 | 0 | 0 | 0 | 3185651.2861 | 0 | 0 | 0 | 0 | 0 | 0 | 0 | 0 | 0 | 0 | 0 | -83051.4577 | 0 | 0 | 0 | 0 | 0 | 0 | 0 | 0 | 0 | 277166.1862 | 0 | 0 | 0 | 0 | 0 | 0 | 0 | 0
2016-09-29 19:00 | 0 | 0 | 0 | 0 | 0 | 639951.4525 | 490997 | 0 | 0 | 0 | 0 | 83051.4577 | 0 | 0 | 0 | 0 | 0 | 0 | 0 | 3251554.2808 | 0 | 0 | 0 | 0 | 0 | 0 | 0 | 0 | 0 | 0 | 0 | 83051.4577 | 0 | 0 | 0 | 0 | 0 | 0 | 0 | 0 | 0 | 65902.9947 | 0 | 0 | 0 | 0 | 0 | 0 | 0 | 0
2016-09-29 20:00 | 0 | 0 | 0 | 0 | 149087.3054 | 624697.8807 | 496619 | 0 | 0 | 0 | 0 | 83051.4577 | 0 | 0 | 0 | 0 | 0 | 0 | 0 | 3528720.467 | 0 | 0 | 0 | 0 | 0 | 0 | 0 | 0 | 0 | 0 | 0 | 0 | 0 | 0 | 0 | 0 | 0 | 0 | 0 | 0 | 0 | 277166.1862 | 0 | 0 | 0 | 0 | 0 | 0 | 0 | 0
2016-09-29 21:00 | 0 | 0 | 0 | 0 | 0 | 594861.3393 | 498650 | 0 | 0 | 0 | 0 | 166102.9154 | 0 | 0 | 0 | 0 | 0 | 0 | 0 | 3541880.3486 | 0 | 0 | 0 | 0 | 0 | 0 | 0 | 0 | 0 | 0 | 0 | 83051.4577 | 0 | 0 | 0 | 0 | 0 | 0 | 0 | 0 | 0 | 13159.8816 | 0 | 0 | 0 | 0 | 0 | 0 | 0 | 0
2016-09-29 22:00 | 0 | 0 | 0 | 0 | 0 | 542654.8881 | 496050 | 0 | 0 | 0 | 0 | 83051.4577 | 0 | 0 | 0 | 0 | 0 | 0 | 0 | 3671536.6944 | 0 | 0 | 0 | 0 | 0 | 0 | 0 | 0 | 0 | 0 | 0 | -83051.4577 | 0 | 0 | 0 | 0 | 0 | 0 | 0 | 0 | 0 | 129656.3458 | 0 | 0 | 0 | 0 | 0 | 0 | 0 | 0
2016-09-29 23:00 | 0 | 0 | 0 | 0 | 320982.2873 | 423562.2606 | 495047 | 0 | 0 | 0 | 0 | 166102.9154 | 0 | 0 | 0 | 0 | 0 | 0 | 0 | 3837982.7847 | 0 | 0 | 0 | 0 | 0 | 0 | 0 | 0 | 0 | 0 | 0 | 83051.4577 | 0 | 0 | 0 | 0 | 0 | 0 | 0 | 0 | 0 | 166446.0902 | 0 | 0 | 0 | 0 | 0 | 0 | 0 | 0
2016-09-30 | 0 | 0 | 0 | 0 | 0 | 191564.3915 | 490559 | 0 | 0 | 0 | 0 | 83051.4577 | 0 | 0 | 0 | 0 | 0 | 0 | 0 | 3622039.6339 | 0 | 0 | 0 | 0 | 0 | 0 | 0 | 0 | 0 | 0 | 0 | -83051.4577 | 0 | 0 | 0 | 0 | 0 | 0 | 0 | 0 | 0 | -215943.1508 | 0 | 0 | 0 | 0 | 0 | 0 | 0 | 0
2016-09-30 01:00 | 0 | 0 | 0 | 0 | 106589.4344 | 7315.9218 | 474123 | 0 | 0 | 0 | 0 | 0 | 0 | 0 | 0 | 0 | 0 | 0 | 0 | 3344873.4477 | 0 | 0 | 0 | 0 | 0 | 0 | 0 | 0 | 0 | 0 | 0 | -83051.4577 | 0 | 0 | 0 | 0 | 0 | 0 | 0 | 0 | 0 | -277166.1862 | 0 | 0 | 0 | 0 | 0 | 0 | 0 | 0
2016-09-30 02:00 | 0 | 0 | 0 | 0 | 615547.9244 | 0 | 449269 | 0 | 0 | 0 | 0 | 83051.4577 | 0 | 0 | 0 | 0 | 0 | 0 | 0 | 3428100.9144 | 0 | 0 | 0 | 0 | 0 | 0 | 0 | 0 | 0 | 0 | 0 | 83051.4577 | 0 | 0 | 0 | 0 | 0 | 0 | 0 | 0 | 0 | 83227.4667 | 0 | 0 | 0 | 0 | 0 | 0 | 0 | 0
2016-09-30 03:00 | 0 | 0 | 0 | 0 | 58410.3561 | 0 | 418628 | 0 | 0 | 0 | 0 | 0 | 0 | 0 | 0 | 0 | 0 | 0 | 0 | 3150934.7282 | 0 | 0 | 0 | 0 | 0 | 0 | 0 | 0 | 0 | 0 | 0 | -83051.4577 | 0 | 0 | 0 | 0 | 0 | 0 | 0 | 0 | 0 | -277166.1862 | 0 | 0 | 0 | 0 | 0 | 0 | 0 | 0
2016-09-30 04:00 | 0 | 0 | 0 | 0 | 196237.2715 | 0 | 390352 | 0 | 0 | 0 | 0 | 83051.4577 | 0 | 0 | 0 | 0 | 0 | 0 | 0 | 2873768.5421 | 0 | 0 | 0 | 0 | 0 | 0 | 0 | 0 | 0 | 0 | 0 | 83051.4577 | 0 | 0 | 0 | 0 | 0 | 0 | 0 | 0 | 0 | -277166.1862 | 0 | 0 | 0 | 0 | 0 | 0 | 0 | 0
2016-09-30 05:00 | 0 | 0 | 0 | 0 | 481625.301 | 0 | 369439 | 0 | 0 | 0 | 0 | 166102.9154 | 0 | 0 | 0 | 0 | 0 | 0 | 0 | 2902903.3854 | 0 | 0 | 0 | 0 | 0 | 0 | 0 | 0 | 0 | 0 | 0 | 83051.4577 | 0 | 0 | 0 | 0 | 0 | 0 | 0 | 0 | 0 | 29134.8433 | 0 | 0 | 0 | 0 | 0 | 0 | 0 | 0
2016-09-30 06:00 | 0 | 0 | 0 | 0 | 0 | 0 | 355595 | 0 | 0 | 0 | 0 | 83051.4577 | 0 | 0 | 0 | 0 | 0 | 0 | 0 | 2630359.8431 | 0 | 0 | 0 | 0 | 0 | 0 | 0 | 0 | 0 | 0 | 0 | -83051.4577 | 0 | 0 | 0 | 0 | 0 | 0 | 0 | 0 | 0 | -272543.5423 | 0 | 0 | 0 | 0 | 0 | 0 | 0 | 0
2016-09-30 07:00 | 0 | 0 | 0 | 0 | 415276.7166 | 0 | 346003 | 0 | 0 | 0 | 0 | 166102.9154 | 0 | 0 | 0 | 0 | 0 | 0 | 0 | 2616582.102 | 0 | 0 | 0 | 0 | 0 | 0 | 0 | 0 | 0 | 0 | 0 | 83051.4577 | 0 | 0 | 0 | 0 | 0 | 0 | 0 | 0 | 0 | -13777.7411 | 0 | 0 | 0 | 0 | 0 | 0 | 0 | 0
2016-09-30 08:00 | 0 | 0 | 0 | 0 | 387392.7908 | 0 | 343264 | 0 | 0 | 0 | 0 | 83051.4577 | 0 | 0 | 0 | 0 | 0 | 0 | 0 | 2743762.3504 | 0 | 0 | 0 | 0 | 0 | 0 | 0 | 0 | 0 | 0 | 0 | -83051.4577 | 0 | 0 | 0 | 0 | 0 | 0 | 0 | 0 | 0 | 127180.2485 | 0 | 0 | 0 | 0 | 0 | 0 | 0 | 0
2016-09-30 09:00 | 0 | 0 | 0 | 0 | 356899.7184 | 0 | 351472 | 0 | 0 | 0 | 0 | 166102.9154 | 0 | 0 | 0 | 0 | 0 | 0 | 0 | 2653486.255 | 0 | 12652.3561 | 0 | 0 | 0 | 0 | 0 | 0 | 0 | 0 | 0 | 83051.4577 | 0 | 0 | 0 | 0 | 0 | 0 | 0 | 0 | 0 | -90276.0954 | 0 | 12652.3561 | 0 | 0 | 0 | 0 | 0 | 0
2016-09-30 10:00 | 0 | 0 | 0 | 0 | 0 | 0 | 372870 | 0 | 0 | 0 | 0 | 83051.4577 | 0 | 0 | 0 | 0 | 0 | 0 | 0 | 2376320.0689 | 0 | 0 | 0 | 0 | 0 | 0 | 0 | 0 | 0 | 0 | 0 | -83051.4577 | 0 | 0 | 0 | 0 | 0 | 0 | 0 | 0 | 0 | -277166.1862 | 0 | -12652.3561 | 0 | 0 | 0 | 0 | 0 | 0
2016-09-30 11:00 | 0 | 0 | 0 | 0 | 321024.4917 | 0 | 396585 | 0 | 0 | 0 | 0 | 166102.9154 | 0 | 0 | 0 | 0 | 0 | 0 | 0 | 2217708.1029 | 0 | 0 | 0 | 0 | 0 | 0 | 0 | 0 | 0 | 0 | 0 | 83051.4577 | 0 | 0 | 0 | 0 | 0 | 0 | 0 | 0 | 0 | -158611.966 | 0 | 0 | 0 | 0 | 0 | 0 | 0 | 0
2016-09-30 12:00 | 0 | 0 | 0 | 0 | 216490.2715 | 0 | 410605 | 0 | 0 | 0 | 0 | 249154.3731 | 0 | 0 | 0 | 0 | 0 | 0 | 0 | 1940541.9167 | 0 | 0 | 0 | 0 | 0 | 0 | 0 | 0 | 0 | 0 | 0 | 83051.4577 | 0 | 0 | 0 | 0 | 0 | 0 | 0 | 0 | 0 | -277166.1862 | 0 | 0 | 0 | 0 | 0 | 0 | 0 | 0
2016-09-30 13:00 | 0 | 0 | 0 | 0 | 223046.5657 | 29204.508 | 425358 | 0 | 0 | 0 | 0 | 166102.9154 | 0 | 0 | 0 | 0 | 0 | 0 | 0 | 1817713.3629 | 0 | 32773.0854 | 0 | 0 | 0 | 0 | 0 | 0 | 0 | 0 | 0 | -83051.4577 | 0 | 0 | 0 | 0 | 0 | 0 | 0 | 0 | 0 | -122828.5539 | 0 | 32773.0854 | 0 | 0 | 0 | 0 | 0 | 0
2016-09-30 14:00 | 0 | 0 | 0 | 0 | 0 | 300913.5178 | 438424 | 0 | 0 | 0 | 0 | 83051.4577 | 0 | 0 | 0 | 0 | 0 | 0 | 0 | 1796027.4237 | 0 | 0 | 0 | 0 | 0 | 0 | 0 | 0 | 0 | 0 | 0 | -83051.4577 | 0 | 0 | 0 | 0 | 0 | 0 | 0 | 0 | 0 | -21685.9391 | 0 | -32773.0854 | 0 | 0 | 0 | 0 | 0 | 0
2016-09-30 15:00 | 0 | 0 | 0 | 0 | 0 | 586894.376 | 449478 | 0 | 0 | 0 | 0 | 0 | 0 | 0 | 0 | 0 | 0 | 0 | 0 | 2016495.2574 | 0 | 0 | 0 | 0 | 0 | 0 | 0 | 0 | 0 | 0 | 0 | -83051.4577 | 0 | 0 | 0 | 0 | 0 | 0 | 0 | 0 | 0 | 220467.8337 | 0 | 0 | 0 | 0 | 0 | 0 | 0 | 0
2016-09-30 16:00 | 0 | 0 | 0 | 0 | 0 | 696281.2824 | 458534 | 0 | 0 | 0 | 0 | 83051.4577 | 0 | 0 | 0 | 0 | 0 | 0 | 0 | 2171191.0821 | 0 | 0 | 0 | 0 | 0 | 0 | 0 | 0 | 0 | 0 | 0 | 83051.4577 | 0 | 0 | 0 | 0 | 0 | 0 | 0 | 0 | 0 | 154695.8247 | 0 | 0 | 0 | 0 | 0 | 0 | 0 | 0
2016-09-30 17:00 | 0 | 0 | 0 | 0 | 0 | 705033.448 | 466904 | 0 | 0 | 0 | 0 | 44014.7195 | 0 | 0 | 0 | 0 | 0 | 0 | 0 | 2448357.2682 | 0 | 0 | 0 | 0 | 0 | 0 | 0 | 0 | 0 | 0 | 0 | -39036.7382 | 0 | 0 | 0 | 0 | 0 | 0 | 0 | 0 | 0 | 277166.1862 | 0 | 0 | 0 | 0 | 0 | 0 | 0 | 0
2016-09-30 18:00 | 0 | 0 | 0 | 0 | 0 | 690488.8989 | 473293 | 0 | 0 | 0 | 0 | 127066.1772 | 0 | 0 | 0 | 0 | 0 | 0 | 0 | 2582501.7094 | 0 | 0 | 0 | 0 | 0 | 0 | 0 | 0 | 0 | 0 | 0 | 83051.4577 | 0 | 0 | 0 | 0 | 0 | 0 | 0 | 0 | 0 | 134144.4412 | 0 | 0 | 0 | 0 | 0 | 0 | 0 | 0
2016-09-30 19:00 | 0 | 0 | 0 | 0 | 0 | 679908.6516 | 477889 | 0 | 0 | 0 | 0 | 51919.6426 | 0 | 0 | 0 | 0 | 0 | 0 | 0 | 2859667.8956 | 0 | 0 | 0 | 0 | 0 | 0 | 0 | 0 | 0 | 0 | 0 | -75146.5346 | 0 | 0 | 0 | 0 | 0 | 0 | 0 | 0 | 0 | 277166.1862 | 0 | 0 | 0 | 0 | 0 | 0 | 0 | 0
2016-09-30 20:00 | 0 | 0 | 0 | 0 | 158660.9445 | 683127.6993 | 481571 | 0 | 0 | 0 | 0 | 134971.1003 | 0 | 0 | 0 | 0 | 0 | 0 | 0 | 3136834.0817 | 0 | 0 | 0 | 0 | 0 | 0 | 0 | 0 | 0 | 0 | 0 | 83051.4577 | 0 | 0 | 0 | 0 | 0 | 0 | 0 | 0 | 0 | 277166.1862 | 0 | 0 | 0 | 0 | 0 | 0 | 0 | 0
2016-09-30 21:00 | 0 | 0 | 0 | 0 | 0 | 681272.2404 | 481980 | 0 | 0 | 0 | 0 | 57097.1545 | 0 | 0 | 0 | 0 | 0 | 0 | 0 | 3414000.2679 | 0 | 0 | 0 | 0 | 0 | 0 | 0 | 0 | 0 | 0 | 0 | -77873.9458 | 0 | 0 | 0 | 0 | 0 | 0 | 0 | 0 | 0 | 277166.1862 | 0 | 0 | 0 | 0 | 0 | 0 | 0 | 0
2016-09-30 22:00 | 0 | 0 | 0 | 0 | 0 | 652538.1752 | 477094 | 0 | 0 | 0 | 0 | 140148.6123 | 0 | 0 | 0 | 0 | 0 | 0 | 0 | 3498639.1673 | 0 | 7753.8181 | 0 | 0 | 0 | 0 | 0 | 0 | 0 | 0 | 0 | 83051.4577 | 0 | 0 | 0 | 0 | 0 | 0 | 0 | 0 | 0 | 84638.8994 | 0 | 7753.8181 | 0 | 0 | 0 | 0 | 0 | 0
2016-09-30 23:00 | 0 | 0 | 0 | 0 | 244885.0354 | 533587.0182 | 471788 | 0 | 0 | 0 | 0 | 223200.07 | 0 | 0 | 0 | 0 | 0 | 0 | 0 | 3689498.6778 | 0 | 40526.9035 | 0 | 0 | 0 | 0 | 0 | 0 | 0 | 0 | 0 | 83051.4577 | 0 | 0 | 0 | 0 | 0 | 0 | 0 | 0 | 0 | 190859.5105 | 0 | 32773.0854 | 0 | 0 | 0 | 0 | 0 | 0
2016-10-01 | 0 | 0 | 0 | 0 | 0 | 255200.7767 | 464160 | 0 | 0 | 0 | 0 | 140148.6123 | 0 | 0 | 0 | 0 | 0 | 0 | 0 | 3596363.9975 | 0 | 7753.8181 | 0 | 0 | 0 | 0 | 0 | 0 | 0 | 0 | 0 | -83051.4577 | 0 | 0 | 0 | 0 | 0 | 0 | 0 | 0 | 0 | -93134.6803 | 0 | -32773.0854 | 0 | 0 | 0 | 0 | 0 | 0
2016-10-01 01:00 | 0 | 0 | 0 | 0 | 66124.3305 | 14975.2076 | 449071 | 0 | 0 | 0 | 0 | 57097.1545 | 0 | 0 | 0 | 0 | 0 | 0 | 0 | 3319197.8114 | 0 | 0 | 0 | 0 | 0 | 0 | 0 | 0 | 0 | 0 | 0 | -83051.4577 | 0 | 0 | 0 | 0 | 0 | 0 | 0 | 0 | 0 | -277166.1862 | 0 | -7753.8181 | 0 | 0 | 0 | 0 | 0 | 0
2016-10-01 02:00 | 0 | 0 | 0 | 0 | 95352.6593 | 0 | 429616 | 0 | 0 | 0 | 0 | 0 | 0 | 0 | 0 | 0 | 0 | 0 | 0 | 3042031.6252 | 0 | 0 | 0 | 0 | 0 | 0 | 0 | 0 | 0 | 0 | 0 | -57097.1545 | 0 | 0 | 0 | 0 | 0 | 0 | 0 | 0 | 0 | -277166.1862 | 0 | 0 | 0 | 0 | 0 | 0 | 0 | 0
2016-10-01 03:00 | 0 | 0 | 0 | 0 | 450877.5654 | 0 | 403733 | 0 | 0 | 0 | 0 | 83051.4577 | 0 | 0 | 0 | 0 | 0 | 0 | 0 | 3006124.7329 | 0 | 0 | 0 | 0 | 0 | 0 | 0 | 0 | 0 | 0 | 0 | 83051.4577 | 0 | 0 | 0 | 0 | 0 | 0 | 0 | 0 | 0 | -35906.8923 | 0 | 0 | 0 | 0 | 0 | 0 | 0 | 0
2016-10-01 04:00 | 0 | 0 | 0 | 0 | 19129.3561 | 0 | 379347 | 0 | 0 | 0 | 0 | 0 | 0 | 0 | 0 | 0 | 0 | 0 | 0 | 2728958.5467 | 0 | 0 | 0 | 0 | 0 | 0 | 0 | 0 | 0 | 0 | 0 | -83051.4577 | 0 | 0 | 0 | 0 | 0 | 0 | 0 | 0 | 0 | -277166.1862 | 0 | 0 | 0 | 0 | 0 | 0 | 0 | 0
2016-10-01 05:00 | 0 | 0 | 0 | 0 | 350839.2226 | 0 | 360029 | 0 | 0 | 0 | 0 | 83051.4577 | 0 | 0 | 0 | 0 | 0 | 0 | 0 | 2636717.3116 | 0 | 0 | 0 | 0 | 0 | 0 | 0 | 0 | 0 | 0 | 0 | 83051.4577 | 0 | 0 | 0 | 0 | 0 | 0 | 0 | 0 | 0 | -92241.2351 | 0 | 0 | 0 | 0 | 0 | 0 | 0 | 0
2016-10-01 06:00 | 0 | 0 | 0 | 0 | 310726.9235 | 0 | 345957 | 0 | 0 | 0 | 0 | 0 | 0 | 0 | 0 | 0 | 0 | 0 | 0 | 2684538.6928 | 0 | 0 | 0 | 0 | 0 | 0 | 0 | 0 | 0 | 0 | 0 | -83051.4577 | 0 | 0 | 0 | 0 | 0 | 0 | 0 | 0 | 0 | 47821.3812 | 0 | 0 | 0 | 0 | 0 | 0 | 0 | 0
2016-10-01 07:00 | 0 | 0 | 0 | 0 | 282865.0381 | 0 | 335981 | 0 | 0 | 0 | 0 | 83051.4577 | 0 | 0 | 0 | 0 | 0 | 0 | 0 | 2548371.2732 | 0 | 0 | 0 | 0 | 0 | 0 | 0 | 0 | 0 | 0 | 0 | 83051.4577 | 0 | 0 | 0 | 0 | 0 | 0 | 0 | 0 | 0 | -136167.4196 | 0 | 0 | 0 | 0 | 0 | 0 | 0 | 0
2016-10-01 08:00 | 0 | 0 | 0 | 0 | 258281.4607 | 0 | 330386 | 0 | 0 | 0 | 0 | 0 | 0 | 0 | 0 | 0 | 0 | 0 | 0 | 2559318.1917 | 0 | 0 | 0 | 0 | 0 | 0 | 0 | 0 | 0 | 0 | 0 | -83051.4577 | 0 | 0 | 0 | 0 | 0 | 0 | 0 | 0 | 0 | 10946.9184 | 0 | 0 | 0 | 0 | 0 | 0 | 0 | 0
2016-10-01 09:00 | 0 | 0 | 0 | 0 | 240504.6055 | 0 | 329674 | 0 | 0 | 0 | 0 | 83051.4577 | 0 | 0 | 0 | 0 | 0 | 0 | 0 | 2387097.3395 | 0 | 0 | 0 | 0 | 0 | 0 | 0 | 0 | 0 | 0 | 0 | 83051.4577 | 0 | 0 | 0 | 0 | 0 | 0 | 0 | 0 | 0 | -172220.8522 | 0 | 0 | 0 | 0 | 0 | 0 | 0 | 0
2016-10-01 10:00 | 0 | 0 | 0 | 0 | 0 | 0 | 335756 | 0 | 0 | 0 | 0 | 0 | 0 | 0 | 0 | 0 | 0 | 0 | 0 | 2134392.7972 | 0 | 0 | 0 | 0 | 0 | 0 | 0 | 0 | 0 | 0 | 0 | -83051.4577 | 0 | 0 | 0 | 0 | 0 | 0 | 0 | 0 | 0 | -252704.5423 | 0 | 0 | 0 | 0 | 0 | 0 | 0 | 0
2016-10-01 11:00 | 0 | 0 | 0 | 0 | 227837.558 | 0 | 344879 | 0 | 0 | 0 | 0 | 0 | 0 | 0 | 0 | 0 | 0 | 0 | 0 | 2017351.3552 | 0 | 0 | 0 | 0 | 0 | 0 | 0 | 0 | 0 | 0 | 0 | 0 | 0 | 0 | 0 | 0 | 0 | 0 | 0 | 0 | 0 | -117041.442 | 0 | 0 | 0 | 0 | 0 | 0 | 0 | 0
2016-10-01 12:00 | 0 | 0 | 0 | 0 | 172120.0896 | 0 | 358481 | 0 | 0 | 0 | 0 | 83051.4577 | 0 | 0 | 0 | 0 | 0 | 0 | 0 | 1740185.169 | 0 | 7753.8181 | 0 | 0 | 0 | 0 | 0 | 0 | 0 | 0 | 0 | 83051.4577 | 0 | 0 | 0 | 0 | 0 | 0 | 0 | 0 | 0 | -277166.1862 | 0 | 7753.8181 | 0 | 0 | 0 | 0 | 0 | 0
2016-10-01 13:00 | 0 | 0 | 0 | 0 | 153471.019 | 40469.1253 | 375301 | 0 | 0 | 0 | 0 | 0 | 0 | 0 | 0 | 0 | 0 | 0 | 0 | 1609102.6856 | 0 | 40526.9035 | 0 | 0 | 0 | 0 | 0 | 0 | 0 | 0 | 0 | -83051.4577 | 0 | 0 | 0 | 0 | 0 | 0 | 0 | 0 | 0 | -131082.4834 | 0 | 32773.0854 | 0 | 0 | 0 | 0 | 0 | 0
2016-10-01 14:00 | 0 | 0 | 0 | 0 | 75588.8907 | 419607.0954 | 391050 | 0 | 0 | 0 | 0 | 0 | 0 | 0 | 0 | 0 | 0 | 0 | 0 | 1746021.757 | 0 | 7753.8181 | 0 | 0 | 0 | 0 | 0 | 0 | 0 | 0 | 0 | 0 | 0 | 0 | 0 | 0 | 0 | 0 | 0 | 0 | 0 | 136919.0714 | 0 | -32773.0854 | 0 | 0 | 0 | 0 | 0 | 0
2016-10-01 15:00 | 0 | 0 | 0 | 0 | 0 | 730379.1305 | 405328 | 0 | 0 | 0 | 0 | 26907.9595 | 0 | 0 | 0 | 0 | 0 | 0 | 0 | 2023187.9432 | 0 | 28730.8029 | 0 | 0 | 0 | 0 | 0 | 0 | 0 | 0 | 0 | 26907.9595 | 0 | 0 | 0 | 0 | 0 | 0 | 0 | 0 | 0 | 277166.1862 | 0 | 20976.9848 | 0 | 0 | 0 | 0 | 0 | 0
2016-10-01 16:00 | 0 | 0 | 0 | 0 | 0 | 788757.7444 | 416744 | 0 | 0 | 0 | 0 | 109959.4172 | 0 | 0 | 0 | 0 | 0 | 0 | 0 | 2300354.1293 | 0 | 40526.9035 | 0 | 0 | 0 | 0 | 0 | 0 | 0 | 0 | 0 | 83051.4577 | 0 | 0 | 0 | 0 | 0 | 0 | 0 | 0 | 0 | 277166.1862 | 0 | 11796.1005 | 0 | 0 | 0 | 0 | 0 | 0
2016-10-01 17:00 | 0 | 0 | 0 | 0 | 0 | 770020.6179 | 426036 | 0 | 0 | 0 | 0 | 176777.8489 | 0 | 0 | 0 | 0 | 0 | 0 | 0 | 2577520.3155 | 0 | 40526.9035 | 0 | 0 | 0 | 0 | 0 | 0 | 0 | 0 | 0 | 66818.4317 | 0 | 0 | 0 | 0 | 0 | 0 | 0 | 0 | 0 | 277166.1862 | 0 | 0 | 0 | 0 | 0 | 0 | 0 | 0
2016-10-01 18:00 | 0 | 0 | 0 | 0 | 0 | 745233.1735 | 434374 | 0 | 0 | 0 | 0 | 210470.8363 | 0 | 0 | 0 | 0 | 0 | 0 | 0 | 2854686.5017 | 0 | 40526.9035 | 0 | 0 | 0 | 0 | 0 | 0 | 0 | 0 | 0 | 33692.9874 | 0 | 0 | 0 | 0 | 0 | 0 | 0 | 0 | 0 | 277166.1862 | 0 | 0 | 0 | 0 | 0 | 0 | 0 | 0
2016-10-01 19:00 | 0 | 0 | 0 | 0 | 0 | 731158.3869 | 441308 | 0 | 0 | 0 | 0 | 255928.1224 | 0 | 0 | 0 | 0 | 0 | 0 | 0 | 3131852.6878 | 0 | 7753.8181 | 0 | 0 | 0 | 0 | 0 | 0 | 0 | 0 | 0 | 45457.2861 | 0 | 0 | 0 | 0 | 0 | 0 | 0 | 0 | 0 | 277166.1862 | 0 | -32773.0854 | 0 | 0 | 0 | 0 | 0 | 0
2016-10-01 20:00 | 0 | 0 | 0 | 0 | 0 | 738828.3465 | 446442 | 0 | 0 | 0 | 0 | 278902.1008 | 0 | 0 | 0 | 0 | 0 | 0 | 0 | 3409018.874 | 0 | 0 | 0 | 0 | 0 | 0 | 0 | 0 | 0 | 0 | 0 | 22973.9784 | 0 | 0 | 0 | 0 | 0 | 0 | 0 | 0 | 0 | 277166.1862 | 0 | -7753.8181 | 0 | 0 | 0 | 0 | 0 | 0
2016-10-01 21:00 | 0 | 0 | 0 | 0 | 0 | 748546.5178 | 449559 | 0 | 0 | 0 | 0 | 337589.2792 | 0 | 0 | 0 | 0 | 0 | 0 | 0 | 3616546.128 | 0 | 32773.0854 | 0 | 0 | 0 | 0 | 0 | 0 | 0 | 0 | 0 | 58687.1784 | 0 | 0 | 0 | 0 | 0 | 0 | 0 | 0 | 0 | 207527.254 | 0 | 32773.0854 | 0 | 0 | 0 | 0 | 0 | 0
2016-10-01 22:00 | 0 | 0 | 0 | 0 | 0 | 730911.5274 | 447957 | 0 | 0 | 0 | 0 | 376150.7058 | 0 | 0 | 0 | 0 | 0 | 0 | 0 | 3893712.3142 | 0 | 0 | 0 | 0 | 0 | 0 | 0 | 0 | 0 | 0 | 0 | 38561.4266 | 0 | 0 | 0 | 0 | 0 | 0 | 0 | 0 | 0 | 277166.1862 | 0 | -32773.0854 | 0 | 0 | 0 | 0 | 0 | 0
2016-10-01 23:00 | 0 | 0 | 0 | 0 | 0 | 605858.6651 | 447614 | 0 | 0 | 0 | 0 | 332205.8308 | 0 | 0 | 0 | 0 | 0 | 0 | 0 | 4095901.8543 | 0 | 0 | 0 | 0 | 0 | 0 | 0 | 0 | 0 | 0 | 0 | -43944.875 | 0 | 0 | 0 | 0 | 0 | 0 | 0 | 0 | 0 | 202189.5401 | 0 | 0 | 0 | 0 | 0 | 0 | 0 | 0
2016-10-02 | 0 | 0 | 0 | 0 | 0 | 265634.2135 | 444225 | 0 | 0 | 0 | 0 | 249154.3731 | 0 | 0 | 0 | 0 | 0 | 0 | 0 | 4000362.5255 | 0 | 0 | 0 | 0 | 0 | 0 | 0 | 0 | 0 | 0 | 0 | -83051.4577 | 0 | 0 | 0 | 0 | 0 | 0 | 0 | 0 | 0 | -95539.3288 | 0 | 0 | 0 | 0 | 0 | 0 | 0 | 0
2016-10-02 01:00 | 0 | 0 | 0 | 0 | 66286.8546 | 5104.5015 | 431609 | 0 | 0 | 0 | 0 | 166102.9154 | 0 | 0 | 0 | 0 | 0 | 0 | 0 | 3723196.3393 | 0 | 0 | 0 | 0 | 0 | 0 | 0 | 0 | 0 | 0 | 0 | -83051.4577 | 0 | 0 | 0 | 0 | 0 | 0 | 0 | 0 | 0 | -277166.1862 | 0 | 0 | 0 | 0 | 0 | 0 | 0 | 0
2016-10-02 02:00 | 0 | 0 | 0 | 0 | 54154.3561 | 0 | 414372 | 0 | 0 | 0 | 0 | 83051.4577 | 0 | 0 | 0 | 0 | 0 | 0 | 0 | 3446030.1532 | 0 | 0 | 0 | 0 | 0 | 0 | 0 | 0 | 0 | 0 | 0 | -83051.4577 | 0 | 0 | 0 | 0 | 0 | 0 | 0 | 0 | 0 | -277166.1862 | 0 | 0 | 0 | 0 | 0 | 0 | 0 | 0
2016-10-02 03:00 | 0 | 0 | 0 | 0 | 508066.1563 | 0 | 392285 | 0 | 0 | 0 | 0 | 166102.9154 | 0 | 0 | 0 | 0 | 0 | 0 | 0 | 3469350.4956 | 0 | 9409.3561 | 0 | 0 | 0 | 0 | 0 | 0 | 0 | 0 | 0 | 83051.4577 | 0 | 0 | 0 | 0 | 0 | 0 | 0 | 0 | 0 | 23320.3424 | 0 | 9409.3561 | 0 | 0 | 0 | 0 | 0 | 0
2016-10-02 04:00 | 0 | 0 | 0 | 0 | 0 | 0 | 369627 | 0 | 0 | 0 | 0 | 83051.4577 | 0 | 0 | 0 | 0 | 0 | 0 | 0 | 3192184.3094 | 0 | 0 | 0 | 0 | 0 | 0 | 0 | 0 | 0 | 0 | 0 | -83051.4577 | 0 | 0 | 0 | 0 | 0 | 0 | 0 | 0 | 0 | -277166.1862 | 0 | -9409.3561 | 0 | 0 | 0 | 0 | 0 | 0
2016-10-02 05:00 | 0 | 0 | 0 | 0 | 0 | 0 | 352065 | 0 | 0 | 0 | 0 | 0 | 0 | 0 | 0 | 0 | 0 | 0 | 0 | 2923170.7671 | 0 | 0 | 0 | 0 | 0 | 0 | 0 | 0 | 0 | 0 | 0 | -83051.4577 | 0 | 0 | 0 | 0 | 0 | 0 | 0 | 0 | 0 | -269013.5423 | 0 | 0 | 0 | 0 | 0 | 0 | 0 | 0
2016-10-02 06:00 | 0 | 0 | 0 | 0 | 439714.2271 | 0 | 338309 | 0 | 0 | 0 | 0 | 83051.4577 | 0 | 0 | 0 | 0 | 0 | 0 | 0 | 2941524.5365 | 0 | 0 | 0 | 0 | 0 | 0 | 0 | 0 | 0 | 0 | 0 | 83051.4577 | 0 | 0 | 0 | 0 | 0 | 0 | 0 | 0 | 0 | 18353.7694 | 0 | 0 | 0 | 0 | 0 | 0 | 0 | 0
2016-10-02 07:00 | 0 | 0 | 0 | 0 | 0 | 0 | 328815 | 0 | 0 | 0 | 0 | 0 | 0 | 0 | 0 | 0 | 0 | 0 | 0 | 2695760.9942 | 0 | 0 | 0 | 0 | 0 | 0 | 0 | 0 | 0 | 0 | 0 | -83051.4577 | 0 | 0 | 0 | 0 | 0 | 0 | 0 | 0 | 0 | -245763.5423 | 0 | 0 | 0 | 0 | 0 | 0 | 0 | 0
2016-10-02 08:00 | 0 | 0 | 0 | 0 | 45763.8138 | 0 | 322930 | 0 | 0 | 0 | 0 | 0 | 0 | 0 | 0 | 0 | 0 | 0 | 0 | 2418594.808 | 0 | 0 | 0 | 0 | 0 | 0 | 0 | 0 | 0 | 0 | 0 | 0 | 0 | 0 | 0 | 0 | 0 | 0 | 0 | 0 | 0 | -277166.1862 | 0 | 0 | 0 | 0 | 0 | 0 | 0 | 0
2016-10-02 09:00 | 0 | 0 | 0 | 0 | 346728.7769 | 0 | 321307 | 0 | 0 | 0 | 0 | 83051.4577 | 0 | 0 | 0 | 0 | 0 | 0 | 0 | 2360965.1272 | 0 | 0 | 0 | 0 | 0 | 0 | 0 | 0 | 0 | 0 | 0 | 83051.4577 | 0 | 0 | 0 | 0 | 0 | 0 | 0 | 0 | 0 | -57629.6808 | 0 | 0 | 0 | 0 | 0 | 0 | 0 | 0
2016-10-02 10:00 | 0 | 0 | 0 | 0 | 0 | 0 | 324074 | 0 | 0 | 0 | 0 | 0 | 0 | 0 | 0 | 0 | 0 | 0 | 0 | 2119942.585 | 0 | 0 | 0 | 0 | 0 | 0 | 0 | 0 | 0 | 0 | 0 | -83051.4577 | 0 | 0 | 0 | 0 | 0 | 0 | 0 | 0 | 0 | -241022.5423 | 0 | 0 | 0 | 0 | 0 | 0 | 0 | 0
2016-10-02 11:00 | 0 | 0 | 0 | 0 | 291828.4067 | 0 | 330659 | 0 | 0 | 0 | 0 | 0 | 0 | 0 | 0 | 0 | 0 | 0 | 0 | 2081111.9916 | 0 | 0 | 0 | 0 | 0 | 0 | 0 | 0 | 0 | 0 | 0 | 0 | 0 | 0 | 0 | 0 | 0 | 0 | 0 | 0 | 0 | -38830.5933 | 0 | 0 | 0 | 0 | 0 | 0 | 0 | 0
2016-10-02 12:00 | 0 | 0 | 0 | 0 | 268670.9818 | 0 | 341997 | 0 | 0 | 0 | 0 | 83051.4577 | 0 | 0 | 0 | 0 | 0 | 0 | 0 | 1924734.5157 | 0 | 0 | 0 | 0 | 0 | 0 | 0 | 0 | 0 | 0 | 0 | 83051.4577 | 0 | 0 | 0 | 0 | 0 | 0 | 0 | 0 | 0 | -156377.4759 | 0 | 0 | 0 | 0 | 0 | 0 | 0 | 0
2016-10-02 13:00 | 0 | 0 | 0 | 0 | 178100.3935 | 43195.0755 | 360340 | 0 | 0 | 0 | 0 | 0 | 0 | 0 | 0 | 0 | 0 | 0 | 0 | 1835968.357 | 0 | 32773.0854 | 0 | 0 | 0 | 0 | 0 | 0 | 0 | 0 | 0 | -83051.4577 | 0 | 0 | 0 | 0 | 0 | 0 | 0 | 0 | 0 | -88766.1586 | 0 | 32773.0854 | 0 | 0 | 0 | 0 | 0 | 0
2016-10-02 14:00 | 0 | 0 | 0 | 0 | 85700.097 | 411380.0296 | 377856 | 0 | 0 | 0 | 0 | 0 | 0 | 0 | 0 | 0 | 0 | 0 | 0 | 1987965.5691 | 0 | 0 | 0 | 0 | 0 | 0 | 0 | 0 | 0 | 0 | 0 | 0 | 0 | 0 | 0 | 0 | 0 | 0 | 0 | 0 | 0 | 151997.212 | 0 | -32773.0854 | 0 | 0 | 0 | 0 | 0 | 0
2016-10-02 15:00 | 0 | 0 | 0 | 0 | 0 | 731045.8089 | 394308 | 0 | 0 | 0 | 0 | 38441.6846 | 0 | 0 | 0 | 0 | 0 | 0 | 0 | 2265131.7552 | 0 | 21129.9381 | 0 | 0 | 0 | 0 | 0 | 0 | 0 | 0 | 0 | 38441.6846 | 0 | 0 | 0 | 0 | 0 | 0 | 0 | 0 | 0 | 277166.1862 | 0 | 21129.9381 | 0 | 0 | 0 | 0 | 0 | 0
2016-10-02 16:00 | 0 | 0 | 0 | 0 | 0 | 788872.6093 | 409258 | 0 | 0 | 0 | 0 | 121493.1423 | 0 | 0 | 0 | 0 | 0 | 0 | 0 | 2542297.9414 | 0 | 40526.9035 | 0 | 0 | 0 | 0 | 0 | 0 | 0 | 0 | 0 | 83051.4577 | 0 | 0 | 0 | 0 | 0 | 0 | 0 | 0 | 0 | 277166.1862 | 0 | 19396.9654 | 0 | 0 | 0 | 0 | 0 | 0
2016-10-02 17:00 | 0 | 0 | 0 | 0 | 0 | 770681.9405 | 422382 | 0 | 0 | 0 | 0 | 192626.8967 | 0 | 0 | 0 | 0 | 0 | 0 | 0 | 2819464.1275 | 0 | 40526.9035 | 0 | 0 | 0 | 0 | 0 | 0 | 0 | 0 | 0 | 71133.7543 | 0 | 0 | 0 | 0 | 0 | 0 | 0 | 0 | 0 | 277166.1862 | 0 | 0 | 0 | 0 | 0 | 0 | 0 | 0
2016-10-02 18:00 | 0 | 0 | 0 | 0 | 0 | 746251.0391 | 432750 | 0 | 0 | 0 | 0 | 228961.7496 | 0 | 0 | 0 | 0 | 0 | 0 | 0 | 3096630.3137 | 0 | 40526.9035 | 0 | 0 | 0 | 0 | 0 | 0 | 0 | 0 | 0 | 36334.8529 | 0 | 0 | 0 | 0 | 0 | 0 | 0 | 0 | 0 | 277166.1862 | 0 | 0 | 0 | 0 | 0 | 0 | 0 | 0
2016-10-02 19:00 | 0 | 0 | 0 | 0 | 0 | 730970.7851 | 440823 | 0 | 0 | 0 | 0 | 241943.3486 | 0 | 0 | 0 | 0 | 0 | 0 | 0 | 3373796.4999 | 0 | 40526.9035 | 0 | 0 | 0 | 0 | 0 | 0 | 0 | 0 | 0 | 12981.599 | 0 | 0 | 0 | 0 | 0 | 0 | 0 | 0 | 0 | 277166.1862 | 0 | 0 | 0 | 0 | 0 | 0 | 0 | 0
2016-10-02 20:00 | 0 | 0 | 0 | 0 | 0 | 736038.0284 | 447418 | 0 | 0 | 0 | 0 | 286170.2761 | 0 | 0 | 0 | 0 | 0 | 0 | 0 | 3650962.686 | 0 | 7753.8181 | 0 | 0 | 0 | 0 | 0 | 0 | 0 | 0 | 0 | 44226.9276 | 0 | 0 | 0 | 0 | 0 | 0 | 0 | 0 | 0 | 277166.1862 | 0 | -32773.0854 | 0 | 0 | 0 | 0 | 0 | 0
2016-10-02 21:00 | 0 | 0 | 0 | 0 | 0 | 743785.0632 | 452442 | 0 | 0 | 0 | 0 | 275327.8859 | 0 | 0 | 0 | 0 | 0 | 0 | 0 | 3928128.8722 | 0 | 32773.0854 | 0 | 0 | 0 | 0 | 0 | 0 | 0 | 0 | 0 | -10842.3902 | 0 | 0 | 0 | 0 | 0 | 0 | 0 | 0 | 0 | 277166.1862 | 0 | 25019.2673 | 0 | 0 | 0 | 0 | 0 | 0
2016-10-02 22:00 | 0 | 0 | 0 | 0 | 0 | 717051.0794 | 453706 | 0 | 0 | 0 | 0 | 294279.8645 | 0 | 0 | 0 | 0 | 0 | 0 | 0 | 4205295.0584 | 0 | 0 | 0 | 0 | 0 | 0 | 0 | 0 | 0 | 0 | 0 | 18951.9786 | 0 | 0 | 0 | 0 | 0 | 0 | 0 | 0 | 0 | 277166.1862 | 0 | -32773.0854 | 0 | 0 | 0 | 0 | 0 | 0
2016-10-02 23:00 | 0 | 0 | 0 | 0 | 0 | 581423.4316 | 455845 | 0 | 0 | 0 | 0 | 211228.4068 | 0 | 0 | 0 | 0 | 0 | 0 | 0 | 4413924.9477 | 0 | 0 | 0 | 0 | 0 | 0 | 0 | 0 | 0 | 0 | 0 | -83051.4577 | 0 | 0 | 0 | 0 | 0 | 0 | 0 | 0 | 0 | 208629.8893 | 0 | 0 | 0 | 0 | 0 | 0 | 0 | 0
2016-10-03 | 0 | 0 | 0 | 0 | 0 | 232575.2666 | 454506 | 0 | 0 | 0 | 0 | 128176.9491 | 0 | 0 | 0 | 0 | 0 | 0 | 0 | 4275045.672 | 0 | 0 | 0 | 0 | 0 | 0 | 0 | 0 | 0 | 0 | 0 | -83051.4577 | 0 | 0 | 0 | 0 | 0 | 0 | 0 | 0 | 0 | -138879.2757 | 0 | 0 | 0 | 0 | 0 | 0 | 0 | 0
2016-10-03 01:00 | 0 | 0 | 0 | 0 | 75884.0983 | 4563.2578 | 440665 | 0 | 0 | 0 | 0 | 45125.4914 | 0 | 0 | 0 | 0 | 0 | 0 | 0 | 3997879.4858 | 0 | 0 | 0 | 0 | 0 | 0 | 0 | 0 | 0 | 0 | 0 | -83051.4577 | 0 | 0 | 0 | 0 | 0 | 0 | 0 | 0 | 0 | -277166.1862 | 0 | 0 | 0 | 0 | 0 | 0 | 0 | 0
2016-10-03 02:00 | 0 | 0 | 0 | 0 | 225833.2715 | 0 | 419948 | 0 | 0 | 0 | 0 | 128176.9491 | 0 | 0 | 0 | 0 | 0 | 0 | 0 | 3720713.2996 | 0 | 0 | 0 | 0 | 0 | 0 | 0 | 0 | 0 | 0 | 0 | 83051.4577 | 0 | 0 | 0 | 0 | 0 | 0 | 0 | 0 | 0 | -277166.1862 | 0 | 0 | 0 | 0 | 0 | 0 | 0 | 0
2016-10-03 03:00 | 0 | 0 | 0 | 0 | 33070.3561 | 0 | 393288 | 0 | 0 | 0 | 0 | 45125.4914 | 0 | 0 | 0 | 0 | 0 | 0 | 0 | 3443547.1135 | 0 | 0 | 0 | 0 | 0 | 0 | 0 | 0 | 0 | 0 | 0 | -83051.4577 | 0 | 0 | 0 | 0 | 0 | 0 | 0 | 0 | 0 | -277166.1862 | 0 | 0 | 0 | 0 | 0 | 0 | 0 | 0
2016-10-03 04:00 | 0 | 0 | 0 | 0 | 636273.4244 | 0 | 370228 | 0 | 0 | 0 | 0 | 128176.9491 | 0 | 0 | 0 | 0 | 0 | 0 | 0 | 3626541.0801 | 0 | 0 | 0 | 0 | 0 | 0 | 0 | 0 | 0 | 0 | 0 | 83051.4577 | 0 | 0 | 0 | 0 | 0 | 0 | 0 | 0 | 0 | 182993.9667 | 0 | 0 | 0 | 0 | 0 | 0 | 0 | 0
2016-10-03 05:00 | 0 | 0 | 0 | 0 | 0 | 0 | 352069 | 0 | 0 | 0 | 0 | 45125.4914 | 0 | 0 | 0 | 0 | 0 | 0 | 0 | 3357523.5378 | 0 | 0 | 0 | 0 | 0 | 0 | 0 | 0 | 0 | 0 | 0 | -83051.4577 | 0 | 0 | 0 | 0 | 0 | 0 | 0 | 0 | 0 | -269017.5423 | 0 | 0 | 0 | 0 | 0 | 0 | 0 | 0
2016-10-03 06:00 | 0 | 0 | 0 | 0 | 100670.7801 | 0 | 339911 | 0 | 0 | 0 | 0 | 83051.4577 | 0 | 0 | 0 | 0 | 0 | 0 | 0 | 3080357.3517 | 0 | 0 | 0 | 0 | 0 | 0 | 0 | 0 | 0 | 0 | 0 | 37925.9663 | 0 | 0 | 0 | 0 | 0 | 0 | 0 | 0 | 0 | -277166.1862 | 0 | 0 | 0 | 0 | 0 | 0 | 0 | 0
2016-10-03 07:00 | 0 | 0 | 0 | 0 | 138795.2715 | 0 | 332910 | 0 | 0 | 0 | 0 | 166102.9154 | 0 | 0 | 0 | 0 | 0 | 0 | 0 | 2803191.1655 | 0 | 0 | 0 | 0 | 0 | 0 | 0 | 0 | 0 | 0 | 0 | 83051.4577 | 0 | 0 | 0 | 0 | 0 | 0 | 0 | 0 | 0 | -277166.1862 | 0 | 0 | 0 | 0 | 0 | 0 | 0 | 0
2016-10-03 08:00 | 0 | 0 | 0 | 0 | 0 | 0 | 333017 | 0 | 0 | 0 | 0 | 83051.4577 | 0 | 0 | 0 | 0 | 0 | 0 | 0 | 2553225.6232 | 0 | 0 | 0 | 0 | 0 | 0 | 0 | 0 | 0 | 0 | 0 | -83051.4577 | 0 | 0 | 0 | 0 | 0 | 0 | 0 | 0 | 0 | -249965.5423 | 0 | 0 | 0 | 0 | 0 | 0 | 0 | 0
2016-10-03 09:00 | 0 | 0 | 0 | 0 | 537571.9078 | 0 | 343797 | 0 | 0 | 0 | 0 | 166102.9154 | 0 | 0 | 0 | 0 | 0 | 0 | 0 | 2656718.7172 | 0 | 7230.3561 | 0 | 0 | 0 | 0 | 0 | 0 | 0 | 0 | 0 | 83051.4577 | 0 | 0 | 0 | 0 | 0 | 0 | 0 | 0 | 0 | 103493.0939 | 0 | 7230.3561 | 0 | 0 | 0 | 0 | 0 | 0
2016-10-03 10:00 | 0 | 0 | 0 | 0 | 0 | 0 | 367448 | 0 | 0 | 0 | 0 | 83051.4577 | 0 | 0 | 0 | 0 | 0 | 0 | 0 | 2379552.531 | 0 | 0 | 0 | 0 | 0 | 0 | 0 | 0 | 0 | 0 | 0 | -83051.4577 | 0 | 0 | 0 | 0 | 0 | 0 | 0 | 0 | 0 | -277166.1862 | 0 | -7230.3561 | 0 | 0 | 0 | 0 | 0 | 0
2016-10-03 11:00 | 0 | 0 | 0 | 0 | 32198.3561 | 0 | 392416 | 0 | 0 | 0 | 0 | 0 | 0 | 0 | 0 | 0 | 0 | 0 | 0 | 2102386.3448 | 0 | 0 | 0 | 0 | 0 | 0 | 0 | 0 | 0 | 0 | 0 | -83051.4577 | 0 | 0 | 0 | 0 | 0 | 0 | 0 | 0 | 0 | -277166.1862 | 0 | 0 | 0 | 0 | 0 | 0 | 0 | 0
2016-10-03 12:00 | 0 | 0 | 0 | 0 | 513457.5573 | 0 | 407507 | 0 | 0 | 0 | 0 | 83051.4577 | 0 | 0 | 0 | 0 | 0 | 0 | 0 | 2125285.4444 | 0 | 0 | 0 | 0 | 0 | 0 | 0 | 0 | 0 | 0 | 0 | 83051.4577 | 0 | 0 | 0 | 0 | 0 | 0 | 0 | 0 | 0 | 22899.0996 | 0 | 0 | 0 | 0 | 0 | 0 | 0 | 0
2016-10-03 13:00 | 0 | 0 | 0 | 0 | 32389.2695 | 30313.0866 | 422920 | 0 | 0 | 0 | 0 | 0 | 0 | 0 | 0 | 0 | 0 | 0 | 0 | 1848119.2582 | 0 | 0 | 0 | 0 | 0 | 0 | 0 | 0 | 0 | 0 | 0 | -83051.4577 | 0 | 0 | 0 | 0 | 0 | 0 | 0 | 0 | 0 | -277166.1862 | 0 | 0 | 0 | 0 | 0 | 0 | 0 | 0
2016-10-03 14:00 | 0 | 0 | 0 | 0 | 352319.024 | 363625.1621 | 438778 | 0 | 0 | 0 | 0 | 0 | 0 | 0 | 0 | 0 | 0 | 0 | 0 | 2125285.4444 | 0 | 0 | 0 | 0 | 0 | 0 | 0 | 0 | 0 | 0 | 0 | 0 | 0 | 0 | 0 | 0 | 0 | 0 | 0 | 0 | 0 | 277166.1862 | 0 | 0 | 0 | 0 | 0 | 0 | 0 | 0
2016-10-03 15:00 | 0 | 0 | 0 | 0 | 137898.0378 | 675289.6061 | 452970 | 0 | 0 | 0 | 0 | 83051.4577 | 0 | 0 | 0 | 0 | 0 | 0 | 0 | 2402451.6306 | 0 | 0 | 0 | 0 | 0 | 0 | 0 | 0 | 0 | 0 | 0 | 83051.4577 | 0 | 0 | 0 | 0 | 0 | 0 | 0 | 0 | 0 | 277166.1862 | 0 | 0 | 0 | 0 | 0 | 0 | 0 | 0
2016-10-03 16:00 | 0 | 0 | 0 | 0 | 0 | 743139.1317 | 466381 | 0 | 0 | 0 | 0 | 97042.3664 | 0 | 0 | 0 | 0 | 0 | 0 | 0 | 2665218.8535 | 0 | 0 | 0 | 0 | 0 | 0 | 0 | 0 | 0 | 0 | 0 | 13990.9087 | 0 | 0 | 0 | 0 | 0 | 0 | 0 | 0 | 0 | 262767.223 | 0 | 0 | 0 | 0 | 0 | 0 | 0 | 0
2016-10-03 17:00 | 0 | 0 | 0 | 0 | 0 | 742809.7256 | 478612 | 0 | 0 | 0 | 0 | 84073.9059 | 0 | 0 | 0 | 0 | 0 | 0 | 0 | 2942385.0397 | 0 | 0 | 0 | 0 | 0 | 0 | 0 | 0 | 0 | 0 | 0 | -12968.4605 | 0 | 0 | 0 | 0 | 0 | 0 | 0 | 0 | 0 | 277166.1862 | 0 | 0 | 0 | 0 | 0 | 0 | 0 | 0
2016-10-03 18:00 | 0 | 0 | 0 | 0 | 0 | 731172.0278 | 488215 | 0 | 0 | 0 | 0 | 167125.3636 | 0 | 0 | 0 | 0 | 0 | 0 | 0 | 3102290.6098 | 0 | 0 | 0 | 0 | 0 | 0 | 0 | 0 | 0 | 0 | 0 | 83051.4577 | 0 | 0 | 0 | 0 | 0 | 0 | 0 | 0 | 0 | 159905.5701 | 0 | 0 | 0 | 0 | 0 | 0 | 0 | 0
2016-10-03 19:00 | 0 | 0 | 0 | 0 | 0 | 726307.7775 | 494304 | 0 | 0 | 0 | 0 | 121962.9549 | 0 | 0 | 0 | 0 | 0 | 0 | 0 | 3379456.796 | 0 | 0 | 0 | 0 | 0 | 0 | 0 | 0 | 0 | 0 | 0 | -45162.4087 | 0 | 0 | 0 | 0 | 0 | 0 | 0 | 0 | 0 | 277166.1862 | 0 | 0 | 0 | 0 | 0 | 0 | 0 | 0
2016-10-03 20:00 | 0 | 0 | 0 | 0 | 122622.8896 | 734929.7543 | 497335 | 0 | 0 | 0 | 0 | 205014.4126 | 0 | 0 | 0 | 0 | 0 | 0 | 0 | 3656622.9821 | 0 | 0 | 0 | 0 | 0 | 0 | 0 | 0 | 0 | 0 | 0 | 83051.4577 | 0 | 0 | 0 | 0 | 0 | 0 | 0 | 0 | 0 | 277166.1862 | 0 | 0 | 0 | 0 | 0 | 0 | 0 | 0
2016-10-03 21:00 | 0 | 0 | 0 | 0 | 0 | 735575.6889 | 497321 | 0 | 0 | 0 | 0 | 166102.9154 | 0 | 0 | 0 | 0 | 0 | 0 | 0 | 3933789.1683 | 0 | 0 | 0 | 0 | 0 | 0 | 0 | 0 | 0 | 0 | 0 | -38911.4972 | 0 | 0 | 0 | 0 | 0 | 0 | 0 | 0 | 0 | 277166.1862 | 0 | 0 | 0 | 0 | 0 | 0 | 0 | 0
2016-10-03 22:00 | 0 | 0 | 0 | 0 | 0 | 718543.6307 | 493897 | 0 | 0 | 0 | 0 | 249154.3731 | 0 | 0 | 0 | 0 | 0 | 0 | 0 | 4075384.3413 | 0 | 0 | 0 | 0 | 0 | 0 | 0 | 0 | 0 | 0 | 0 | 83051.4577 | 0 | 0 | 0 | 0 | 0 | 0 | 0 | 0 | 0 | 141595.173 | 0 | 0 | 0 | 0 | 0 | 0 | 0 | 0
2016-10-03 23:00 | 0 | 0 | 0 | 0 | 0 | 589714.8736 | 493550 | 0 | 0 | 0 | 0 | 166102.9154 | 0 | 0 | 0 | 0 | 0 | 0 | 0 | 4254600.6726 | 0 | 0 | 0 | 0 | 0 | 0 | 0 | 0 | 0 | 0 | 0 | -83051.4577 | 0 | 0 | 0 | 0 | 0 | 0 | 0 | 0 | 0 | 179216.3313 | 0 | 0 | 0 | 0 | 0 | 0 | 0 | 0
2016-10-04 | 0 | 0 | 0 | 0 | 0 | 241069.8181 | 488761 | 0 | 0 | 0 | 0 | 83051.4577 | 0 | 0 | 0 | 0 | 0 | 0 | 0 | 4089960.9484 | 0 | 0 | 0 | 0 | 0 | 0 | 0 | 0 | 0 | 0 | 0 | -83051.4577 | 0 | 0 | 0 | 0 | 0 | 0 | 0 | 0 | 0 | -164639.7242 | 0 | 0 | 0 | 0 | 0 | 0 | 0 | 0
2016-10-04 01:00 | 0 | 0 | 0 | 0 | 274573.5372 | 2944.7343 | 471633 | 0 | 0 | 0 | 0 | 166102.9154 | 0 | 0 | 0 | 0 | 0 | 0 | 0 | 3812794.7622 | 0 | 0 | 0 | 0 | 0 | 0 | 0 | 0 | 0 | 0 | 0 | 83051.4577 | 0 | 0 | 0 | 0 | 0 | 0 | 0 | 0 | 0 | -277166.1862 | 0 | 0 | 0 | 0 | 0 | 0 | 0 | 0
2016-10-04 02:00 | 0 | 0 | 0 | 0 | 86134.3561 | 0 | 446352 | 0 | 0 | 0 | 0 | 83051.4577 | 0 | 0 | 0 | 0 | 0 | 0 | 0 | 3535628.5761 | 0 | 0 | 0 | 0 | 0 | 0 | 0 | 0 | 0 | 0 | 0 | -83051.4577 | 0 | 0 | 0 | 0 | 0 | 0 | 0 | 0 | 0 | -277166.1862 | 0 | 0 | 0 | 0 | 0 | 0 | 0 | 0
2016-10-04 03:00 | 0 | 0 | 0 | 0 | 56429.3561 | 0 | 416647 | 0 | 0 | 0 | 0 | 0 | 0 | 0 | 0 | 0 | 0 | 0 | 0 | 3258462.3899 | 0 | 0 | 0 | 0 | 0 | 0 | 0 | 0 | 0 | 0 | 0 | -83051.4577 | 0 | 0 | 0 | 0 | 0 | 0 | 0 | 0 | 0 | -277166.1862 | 0 | 0 | 0 | 0 | 0 | 0 | 0 | 0
2016-10-04 04:00 | 0 | 0 | 0 | 0 | 749140.6439 | 0 | 388923 | 0 | 0 | 0 | 0 | 83051.4577 | 0 | 0 | 0 | 0 | 0 | 0 | 0 | 3535628.5761 | 0 | 0 | 0 | 0 | 0 | 0 | 0 | 0 | 0 | 0 | 0 | 83051.4577 | 0 | 0 | 0 | 0 | 0 | 0 | 0 | 0 | 0 | 277166.1862 | 0 | 0 | 0 | 0 | 0 | 0 | 0 | 0
2016-10-04 05:00 | 0 | 0 | 0 | 0 | 5898.3561 | 0 | 366116 | 0 | 0 | 0 | 0 | 0 | 0 | 0 | 0 | 0 | 0 | 0 | 0 | 3258462.3899 | 0 | 0 | 0 | 0 | 0 | 0 | 0 | 0 | 0 | 0 | 0 | -83051.4577 | 0 | 0 | 0 | 0 | 0 | 0 | 0 | 0 | 0 | -277166.1862 | 0 | 0 | 0 | 0 | 0 | 0 | 0 | 0
2016-10-04 06:00 | 0 | 0 | 0 | 0 | 74012.8138 | 0 | 351179 | 0 | 0 | 0 | 0 | 0 | 0 | 0 | 0 | 0 | 0 | 0 | 0 | 2981296.2037 | 0 | 0 | 0 | 0 | 0 | 0 | 0 | 0 | 0 | 0 | 0 | 0 | 0 | 0 | 0 | 0 | 0 | 0 | 0 | 0 | 0 | -277166.1862 | 0 | 0 | 0 | 0 | 0 | 0 | 0 | 0
2016-10-04 07:00 | 0 | 0 | 0 | 0 | 148543.2715 | 0 | 342658 | 0 | 0 | 0 | 0 | 83051.4577 | 0 | 0 | 0 | 0 | 0 | 0 | 0 | 2704130.0176 | 0 | 0 | 0 | 0 | 0 | 0 | 0 | 0 | 0 | 0 | 0 | 83051.4577 | 0 | 0 | 0 | 0 | 0 | 0 | 0 | 0 | 0 | -277166.1862 | 0 | 0 | 0 | 0 | 0 | 0 | 0 | 0
2016-10-04 08:00 | 0 | 0 | 0 | 0 | 0 | 0 | 341000 | 0 | 0 | 0 | 0 | 0 | 0 | 0 | 0 | 0 | 0 | 0 | 0 | 2446181.4753 | 0 | 0 | 0 | 0 | 0 | 0 | 0 | 0 | 0 | 0 | 0 | -83051.4577 | 0 | 0 | 0 | 0 | 0 | 0 | 0 | 0 | 0 | -257948.5423 | 0 | 0 | 0 | 0 | 0 | 0 | 0 | 0
2016-10-04 09:00 | 0 | 0 | 0 | 0 | 627878.1862 | 0 | 350712 | 0 | 0 | 0 | 0 | 0 | 0 | 0 | 0 | 0 | 0 | 0 | 0 | 2723347.6614 | 0 | 0 | 0 | 0 | 0 | 0 | 0 | 0 | 0 | 0 | 0 | 0 | 0 | 0 | 0 | 0 | 0 | 0 | 0 | 0 | 0 | 277166.1862 | 0 | 0 | 0 | 0 | 0 | 0 | 0 | 0
2016-10-04 10:00 | 0 | 0 | 0 | 0 | 181363.2715 | 0 | 375478 | 0 | 0 | 0 | 0 | 83051.4577 | 0 | 0 | 0 | 0 | 0 | 0 | 0 | 2446181.4753 | 0 | 0 | 0 | 0 | 0 | 0 | 0 | 0 | 0 | 0 | 0 | 83051.4577 | 0 | 0 | 0 | 0 | 0 | 0 | 0 | 0 | 0 | -277166.1862 | 0 | 0 | 0 | 0 | 0 | 0 | 0 | 0
2016-10-04 11:00 | 0 | 0 | 0 | 0 | 39880.3561 | 0 | 400098 | 0 | 0 | 0 | 0 | 0 | 0 | 0 | 0 | 0 | 0 | 0 | 0 | 2169015.2891 | 0 | 0 | 0 | 0 | 0 | 0 | 0 | 0 | 0 | 0 | 0 | -83051.4577 | 0 | 0 | 0 | 0 | 0 | 0 | 0 | 0 | 0 | -277166.1862 | 0 | 0 | 0 | 0 | 0 | 0 | 0 | 0
2016-10-04 12:00 | 0 | 0 | 0 | 0 | 136814.8138 | 0 | 413981 | 0 | 0 | 0 | 0 | 0 | 0 | 0 | 0 | 0 | 0 | 0 | 0 | 1891849.1029 | 0 | 0 | 0 | 0 | 0 | 0 | 0 | 0 | 0 | 0 | 0 | 0 | 0 | 0 | 0 | 0 | 0 | 0 | 0 | 0 | 0 | -277166.1862 | 0 | 0 | 0 | 0 | 0 | 0 | 0 | 0
2016-10-04 13:00 | 0 | 0 | 0 | 0 | 651585.0287 | 29748.4228 | 428455 | 0 | 0 | 0 | 0 | 0 | 0 | 0 | 0 | 0 | 0 | 0 | 0 | 2144727.5545 | 0 | 0 | 0 | 0 | 0 | 0 | 0 | 0 | 0 | 0 | 0 | 0 | 0 | 0 | 0 | 0 | 0 | 0 | 0 | 0 | 0 | 252878.4516 | 0 | 0 | 0 | 0 | 0 | 0 | 0 | 0
2016-10-04 14:00 | 0 | 0 | 0 | 0 | 0 | 413069.2069 | 442417 | 0 | 0 | 0 | 0 | 0 | 0 | 0 | 0 | 0 | 0 | 0 | 0 | 2115379.7614 | 0 | 0 | 0 | 0 | 0 | 0 | 0 | 0 | 0 | 0 | 0 | 0 | 0 | 0 | 0 | 0 | 0 | 0 | 0 | 0 | 0 | -29347.7931 | 0 | 0 | 0 | 0 | 0 | 0 | 0 | 0
2016-10-04 15:00 | 0 | 0 | 0 | 0 | 0 | 768841.7362 | 455453 | 0 | 0 | 0 | 0 | 36222.55 | 0 | 0 | 0 | 0 | 0 | 0 | 0 | 2392545.9476 | 0 | 0 | 0 | 0 | 0 | 0 | 0 | 0 | 0 | 0 | 0 | 36222.55 | 0 | 0 | 0 | 0 | 0 | 0 | 0 | 0 | 0 | 277166.1862 | 0 | 0 | 0 | 0 | 0 | 0 | 0 | 0
2016-10-04 16:00 | 0 | 0 | 0 | 0 | 15982.5909 | 812521.053 | 468286 | 0 | 0 | 0 | 0 | 119274.0077 | 0 | 0 | 0 | 0 | 0 | 0 | 0 | 2669712.1338 | 0 | 0 | 0 | 0 | 0 | 0 | 0 | 0 | 0 | 0 | 0 | 83051.4577 | 0 | 0 | 0 | 0 | 0 | 0 | 0 | 0 | 0 | 277166.1862 | 0 | 0 | 0 | 0 | 0 | 0 | 0 | 0
2016-10-04 17:00 | 0 | 0 | 0 | 0 | 0 | 804878.0266 | 480699 | 0 | 0 | 0 | 0 | 166286.8481 | 0 | 0 | 0 | 0 | 0 | 0 | 0 | 2946878.3199 | 0 | 0 | 0 | 0 | 0 | 0 | 0 | 0 | 0 | 0 | 0 | 47012.8404 | 0 | 0 | 0 | 0 | 0 | 0 | 0 | 0 | 0 | 277166.1862 | 0 | 0 | 0 | 0 | 0 | 0 | 0 | 0
2016-10-04 18:00 | 0 | 0 | 0 | 0 | 0 | 785136.1347 | 490527 | 0 | 0 | 0 | 0 | 183729.7966 | 0 | 0 | 0 | 0 | 0 | 0 | 0 | 3224044.5061 | 0 | 0 | 0 | 0 | 0 | 0 | 0 | 0 | 0 | 0 | 0 | 17442.9485 | 0 | 0 | 0 | 0 | 0 | 0 | 0 | 0 | 0 | 277166.1862 | 0 | 0 | 0 | 0 | 0 | 0 | 0 | 0
2016-10-04 19:00 | 0 | 0 | 0 | 0 | 0 | 772060.4753 | 497249 | 0 | 0 | 0 | 0 | 181375.0857 | 0 | 0 | 0 | 0 | 0 | 0 | 0 | 3501210.6922 | 0 | 0 | 0 | 0 | 0 | 0 | 0 | 0 | 0 | 0 | 0 | -2354.7109 | 0 | 0 | 0 | 0 | 0 | 0 | 0 | 0 | 0 | 277166.1862 | 0 | 0 | 0 | 0 | 0 | 0 | 0 | 0
2016-10-04 20:00 | 0 | 0 | 0 | 0 | 0 | 779249.0714 | 502525 | 0 | 0 | 0 | 0 | 264426.5434 | 0 | 0 | 0 | 0 | 0 | 0 | 0 | 3694883.306 | 0 | 0 | 0 | 0 | 0 | 0 | 0 | 0 | 0 | 0 | 0 | 83051.4577 | 0 | 0 | 0 | 0 | 0 | 0 | 0 | 0 | 0 | 193672.6137 | 0 | 0 | 0 | 0 | 0 | 0 | 0 | 0
2016-10-04 21:00 | 0 | 0 | 0 | 0 | 0 | 785582.0026 | 503411 | 0 | 0 | 0 | 0 | 269431.3598 | 0 | 0 | 0 | 0 | 0 | 0 | 0 | 3972049.4922 | 0 | 0 | 0 | 0 | 0 | 0 | 0 | 0 | 0 | 0 | 0 | 5004.8164 | 0 | 0 | 0 | 0 | 0 | 0 | 0 | 0 | 0 | 277166.1862 | 0 | 0 | 0 | 0 | 0 | 0 | 0 | 0
2016-10-04 22:00 | 0 | 0 | 0 | 0 | 0 | 769209.4904 | 498983 | 0 | 0 | 0 | 0 | 262491.6641 | 0 | 0 | 0 | 0 | 0 | 0 | 0 | 4249215.6783 | 0 | 0 | 0 | 0 | 0 | 0 | 0 | 0 | 0 | 0 | 0 | -6939.6958 | 0 | 0 | 0 | 0 | 0 | 0 | 0 | 0 | 0 | 277166.1862 | 0 | 0 | 0 | 0 | 0 | 0 | 0 | 0
2016-10-04 23:00 | 0 | 0 | 0 | 0 | 0 | 617096.0415 | 498935 | 0 | 0 | 0 | 0 | 179440.2064 | 0 | 0 | 0 | 0 | 0 | 0 | 0 | 4450428.1775 | 0 | 0 | 0 | 0 | 0 | 0 | 0 | 0 | 0 | 0 | 0 | -83051.4577 | 0 | 0 | 0 | 0 | 0 | 0 | 0 | 0 | 0 | 201212.4992 | 0 | 0 | 0 | 0 | 0 | 0 | 0 | 0
2016-10-05 | 0 | 0 | 0 | 0 | 54575.991 | 246459.2806 | 495150 | 0 | 0 | 0 | 0 | 262491.6641 | 0 | 0 | 0 | 0 | 0 | 0 | 0 | 4173261.9914 | 0 | 0 | 0 | 0 | 0 | 0 | 0 | 0 | 0 | 0 | 0 | 83051.4577 | 0 | 0 | 0 | 0 | 0 | 0 | 0 | 0 | 0 | -277166.1862 | 0 | 0 | 0 | 0 | 0 | 0 | 0 | 0
2016-10-05 01:00 | 0 | 0 | 0 | 0 | 115657.9455 | 2859.4107 | 478735 | 0 | 0 | 0 | 0 | 179440.2064 | 0 | 0 | 0 | 0 | 0 | 0 | 0 | 3896095.8052 | 0 | 0 | 0 | 0 | 0 | 0 | 0 | 0 | 0 | 0 | 0 | -83051.4577 | 0 | 0 | 0 | 0 | 0 | 0 | 0 | 0 | 0 | -277166.1862 | 0 | 0 | 0 | 0 | 0 | 0 | 0 | 0
2016-10-05 02:00 | 0 | 0 | 0 | 0 | 93385.3561 | 0 | 453603 | 0 | 0 | 0 | 0 | 96388.7487 | 0 | 0 | 0 | 0 | 0 | 0 | 0 | 3618929.6191 | 0 | 0 | 0 | 0 | 0 | 0 | 0 | 0 | 0 | 0 | 0 | -83051.4577 | 0 | 0 | 0 | 0 | 0 | 0 | 0 | 0 | 0 | -277166.1862 | 0 | 0 | 0 | 0 | 0 | 0 | 0 | 0
2016-10-05 03:00 | 0 | 0 | 0 | 0 | 628490.9182 | 0 | 425594 | 0 | 0 | 0 | 0 | 179440.2064 | 0 | 0 | 0 | 0 | 0 | 0 | 0 | 3738775.0795 | 0 | 0 | 0 | 0 | 0 | 0 | 0 | 0 | 0 | 0 | 0 | 83051.4577 | 0 | 0 | 0 | 0 | 0 | 0 | 0 | 0 | 0 | 119845.4605 | 0 | 0 | 0 | 0 | 0 | 0 | 0 | 0
2016-10-05 04:00 | 0 | 0 | 0 | 0 | 37333.3561 | 0 | 397551 | 0 | 0 | 0 | 0 | 96388.7487 | 0 | 0 | 0 | 0 | 0 | 0 | 0 | 3461608.8934 | 0 | 0 | 0 | 0 | 0 | 0 | 0 | 0 | 0 | 0 | 0 | -83051.4577 | 0 | 0 | 0 | 0 | 0 | 0 | 0 | 0 | 0 | -277166.1862 | 0 | 0 | 0 | 0 | 0 | 0 | 0 | 0
2016-10-05 05:00 | 0 | 0 | 0 | 0 | 86587.5229 | 0 | 377091 | 0 | 0 | 0 | 0 | 83051.4577 | 0 | 0 | 0 | 0 | 0 | 0 | 0 | 3184442.7072 | 0 | 0 | 0 | 0 | 0 | 0 | 0 | 0 | 0 | 0 | 0 | -13337.291 | 0 | 0 | 0 | 0 | 0 | 0 | 0 | 0 | 0 | -277166.1862 | 0 | 0 | 0 | 0 | 0 | 0 | 0 | 0
2016-10-05 06:00 | 0 | 0 | 0 | 0 | 167434.2715 | 0 | 361549 | 0 | 0 | 0 | 0 | 166102.9154 | 0 | 0 | 0 | 0 | 0 | 0 | 0 | 2907276.521 | 0 | 0 | 0 | 0 | 0 | 0 | 0 | 0 | 0 | 0 | 0 | 83051.4577 | 0 | 0 | 0 | 0 | 0 | 0 | 0 | 0 | 0 | -277166.1862 | 0 | 0 | 0 | 0 | 0 | 0 | 0 | 0
2016-10-05 07:00 | 0 | 0 | 0 | 0 | 0 | 0 | 352193 | 0 | 0 | 0 | 0 | 83051.4577 | 0 | 0 | 0 | 0 | 0 | 0 | 0 | 2638134.9787 | 0 | 0 | 0 | 0 | 0 | 0 | 0 | 0 | 0 | 0 | 0 | -83051.4577 | 0 | 0 | 0 | 0 | 0 | 0 | 0 | 0 | 0 | -269141.5423 | 0 | 0 | 0 | 0 | 0 | 0 | 0 | 0
2016-10-05 08:00 | 0 | 0 | 0 | 0 | 566029.5511 | 0 | 349490 | 0 | 0 | 0 | 0 | 166102.9154 | 0 | 0 | 0 | 0 | 0 | 0 | 0 | 2771623.0721 | 0 | 0 | 0 | 0 | 0 | 0 | 0 | 0 | 0 | 0 | 0 | 83051.4577 | 0 | 0 | 0 | 0 | 0 | 0 | 0 | 0 | 0 | 133488.0933 | 0 | 0 | 0 | 0 | 0 | 0 | 0 | 0
2016-10-05 09:00 | 0 | 0 | 0 | 0 | 0 | 0 | 357785 | 0 | 0 | 0 | 0 | 83051.4577 | 0 | 0 | 0 | 0 | 0 | 0 | 0 | 2496889.5298 | 0 | 0 | 0 | 0 | 0 | 0 | 0 | 0 | 0 | 0 | 0 | -83051.4577 | 0 | 0 | 0 | 0 | 0 | 0 | 0 | 0 | 0 | -274733.5423 | 0 | 0 | 0 | 0 | 0 | 0 | 0 | 0
2016-10-05 10:00 | 0 | 0 | 0 | 0 | 21613.3561 | 0 | 381831 | 0 | 0 | 0 | 0 | 0 | 0 | 0 | 0 | 0 | 0 | 0 | 0 | 2219723.3436 | 0 | 0 | 0 | 0 | 0 | 0 | 0 | 0 | 0 | 0 | 0 | -83051.4577 | 0 | 0 | 0 | 0 | 0 | 0 | 0 | 0 | 0 | -277166.1862 | 0 | 0 | 0 | 0 | 0 | 0 | 0 | 0
2016-10-05 11:00 | 0 | 0 | 0 | 0 | 514116.2836 | 0 | 406223 | 0 | 0 | 0 | 0 | 83051.4577 | 0 | 0 | 0 | 0 | 0 | 0 | 0 | 2244565.1695 | 0 | 0 | 0 | 0 | 0 | 0 | 0 | 0 | 0 | 0 | 0 | 83051.4577 | 0 | 0 | 0 | 0 | 0 | 0 | 0 | 0 | 0 | 24841.8259 | 0 | 0 | 0 | 0 | 0 | 0 | 0 | 0
2016-10-05 12:00 | 0 | 0 | 0 | 0 | 58799.3561 | 0 | 419017 | 0 | 0 | 0 | 0 | 0 | 0 | 0 | 0 | 0 | 0 | 0 | 0 | 1967398.9833 | 0 | 0 | 0 | 0 | 0 | 0 | 0 | 0 | 0 | 0 | 0 | -83051.4577 | 0 | 0 | 0 | 0 | 0 | 0 | 0 | 0 | 0 | -277166.1862 | 0 | 0 | 0 | 0 | 0 | 0 | 0 | 0
2016-10-05 13:00 | 0 | 0 | 0 | 0 | 411740.7043 | 28282.8394 | 432725 | 0 | 0 | 0 | 0 | 0 | 0 | 0 | 0 | 0 | 0 | 0 | 0 | 1974697.527 | 0 | 0 | 0 | 0 | 0 | 0 | 0 | 0 | 0 | 0 | 0 | 0 | 0 | 0 | 0 | 0 | 0 | 0 | 0 | 0 | 0 | 7298.5437 | 0 | 0 | 0 | 0 | 0 | 0 | 0 | 0
2016-10-05 14:00 | 0 | 0 | 0 | 0 | 352250.4544 | 405633.4278 | 447305 | 0 | 0 | 0 | 0 | 16966.612 | 0 | 0 | 0 | 0 | 0 | 0 | 0 | 2235536.7118 | 0 | 32773.0854 | 0 | 0 | 0 | 0 | 0 | 0 | 0 | 0 | 0 | 16966.612 | 0 | 0 | 0 | 0 | 0 | 0 | 0 | 0 | 0 | 260839.1848 | 0 | 32773.0854 | 0 | 0 | 0 | 0 | 0 | 0
2016-10-05 15:00 | 0 | 0 | 0 | 0 | 0 | 771943.7804 | 460409 | 0 | 0 | 0 | 0 | 63795.0232 | 0 | 0 | 0 | 0 | 0 | 0 | 0 | 2512702.898 | 0 | 20313.2684 | 0 | 0 | 0 | 0 | 0 | 0 | 0 | 0 | 0 | 46828.4111 | 0 | 0 | 0 | 0 | 0 | 0 | 0 | 0 | 0 | 277166.1862 | 0 | -12459.8169 | 0 | 0 | 0 | 0 | 0 | 0
2016-10-05 16:00 | 0 | 0 | 0 | 0 | 0 | 813099.3754 | 473195 | 0 | 0 | 0 | 0 | 146846.4809 | 0 | 0 | 0 | 0 | 0 | 0 | 0 | 2789869.0842 | 0 | 0 | 0 | 0 | 0 | 0 | 0 | 0 | 0 | 0 | 0 | 83051.4577 | 0 | 0 | 0 | 0 | 0 | 0 | 0 | 0 | 0 | 277166.1862 | 0 | -20313.2684 | 0 | 0 | 0 | 0 | 0 | 0
2016-10-05 17:00 | 0 | 0 | 0 | 0 | 0 | 794217.1121 | 486313 | 0 | 0 | 0 | 0 | 229897.9386 | 0 | 0 | 0 | 0 | 0 | 0 | 0 | 3014721.7386 | 0 | 0 | 0 | 0 | 0 | 0 | 0 | 0 | 0 | 0 | 0 | 83051.4577 | 0 | 0 | 0 | 0 | 0 | 0 | 0 | 0 | 0 | 224852.6544 | 0 | 0 | 0 | 0 | 0 | 0 | 0 | 0
2016-10-05 18:00 | 0 | 0 | 0 | 0 | 0 | 769662.94 | 498180 | 0 | 0 | 0 | 0 | 224214.6924 | 0 | 0 | 0 | 0 | 0 | 0 | 0 | 3291887.9247 | 0 | 0 | 0 | 0 | 0 | 0 | 0 | 0 | 0 | 0 | 0 | -5683.2462 | 0 | 0 | 0 | 0 | 0 | 0 | 0 | 0 | 0 | 277166.1862 | 0 | 0 | 0 | 0 | 0 | 0 | 0 | 0
2016-10-05 19:00 | 0 | 0 | 0 | 0 | 0 | 754765.1279 | 507295 | 0 | 0 | 0 | 0 | 307266.1501 | 0 | 0 | 0 | 0 | 0 | 0 | 0 | 3456306.595 | 0 | 0 | 0 | 0 | 0 | 0 | 0 | 0 | 0 | 0 | 0 | 83051.4577 | 0 | 0 | 0 | 0 | 0 | 0 | 0 | 0 | 0 | 164418.6702 | 0 | 0 | 0 | 0 | 0 | 0 | 0 | 0
2016-10-05 20:00 | 0 | 0 | 0 | 0 | 0 | 760055.3697 | 513946 | 0 | 0 | 0 | 0 | 276209.3336 | 0 | 0 | 0 | 0 | 0 | 0 | 0 | 3733472.7811 | 0 | 0 | 0 | 0 | 0 | 0 | 0 | 0 | 0 | 0 | 0 | -31056.8165 | 0 | 0 | 0 | 0 | 0 | 0 | 0 | 0 | 0 | 277166.1862 | 0 | 0 | 0 | 0 | 0 | 0 | 0 | 0
2016-10-05 21:00 | 0 | 0 | 0 | 0 | 0 | 766047.2257 | 515936 | 0 | 0 | 0 | 0 | 249154.3731 | 0 | 0 | 0 | 0 | 0 | 0 | 0 | 4010638.9673 | 0 | 0 | 0 | 0 | 0 | 0 | 0 | 0 | 0 | 0 | 0 | -27054.9605 | 0 | 0 | 0 | 0 | 0 | 0 | 0 | 0 | 0 | 277166.1862 | 0 | 0 | 0 | 0 | 0 | 0 | 0 | 0
2016-10-05 22:00 | 0 | 0 | 0 | 0 | 0 | 745749.71 | 511466 | 0 | 0 | 0 | 0 | 332205.8308 | 0 | 0 | 0 | 0 | 0 | 0 | 0 | 4154117.4015 | 0 | 7753.8181 | 0 | 0 | 0 | 0 | 0 | 0 | 0 | 0 | 0 | 83051.4577 | 0 | 0 | 0 | 0 | 0 | 0 | 0 | 0 | 0 | 143478.4342 | 0 | 7753.8181 | 0 | 0 | 0 | 0 | 0 | 0
2016-10-05 23:00 | 0 | 0 | 0 | 0 | 145958.2228 | 590066.591 | 509137 | 0 | 0 | 0 | 0 | 249154.3731 | 0 | 0 | 0 | 0 | 0 | 0 | 0 | 4431283.5876 | 0 | 40526.9035 | 0 | 0 | 0 | 0 | 0 | 0 | 0 | 0 | 0 | -83051.4577 | 0 | 0 | 0 | 0 | 0 | 0 | 0 | 0 | 0 | 277166.1862 | 0 | 32773.0854 | 0 | 0 | 0 | 0 | 0 | 0
2016-10-06 | 0 | 0 | 0 | 0 | 0 | 226162.8096 | 502299 | 0 | 0 | 0 | 0 | 166102.9154 | 0 | 0 | 0 | 0 | 0 | 0 | 0 | 4270971.9403 | 0 | 7753.8181 | 0 | 0 | 0 | 0 | 0 | 0 | 0 | 0 | 0 | -83051.4577 | 0 | 0 | 0 | 0 | 0 | 0 | 0 | 0 | 0 | -160311.6473 | 0 | -32773.0854 | 0 | 0 | 0 | 0 | 0 | 0
2016-10-06 01:00 | 0 | 0 | 0 | 0 | 110308.2425 | 3004.2955 | 481284 | 0 | 0 | 0 | 0 | 83051.4577 | 0 | 0 | 0 | 0 | 0 | 0 | 0 | 3993805.7541 | 0 | 0 | 0 | 0 | 0 | 0 | 0 | 0 | 0 | 0 | 0 | -83051.4577 | 0 | 0 | 0 | 0 | 0 | 0 | 0 | 0 | 0 | -277166.1862 | 0 | -7753.8181 | 0 | 0 | 0 | 0 | 0 | 0
2016-10-06 02:00 | 0 | 0 | 0 | 0 | 98232.3561 | 0 | 458450 | 0 | 0 | 0 | 0 | 0 | 0 | 0 | 0 | 0 | 0 | 0 | 0 | 3716639.568 | 0 | 0 | 0 | 0 | 0 | 0 | 0 | 0 | 0 | 0 | 0 | -83051.4577 | 0 | 0 | 0 | 0 | 0 | 0 | 0 | 0 | 0 | -277166.1862 | 0 | 0 | 0 | 0 | 0 | 0 | 0 | 0
2016-10-06 03:00 | 0 | 0 | 0 | 0 | 234996.2715 | 0 | 429111 | 0 | 0 | 0 | 0 | 83051.4577 | 0 | 0 | 0 | 0 | 0 | 0 | 0 | 3439473.3818 | 0 | 0 | 0 | 0 | 0 | 0 | 0 | 0 | 0 | 0 | 0 | 83051.4577 | 0 | 0 | 0 | 0 | 0 | 0 | 0 | 0 | 0 | -277166.1862 | 0 | 0 | 0 | 0 | 0 | 0 | 0 | 0
2016-10-06 04:00 | 0 | 0 | 0 | 0 | 43672.3561 | 0 | 403890 | 0 | 0 | 0 | 0 | 0 | 0 | 0 | 0 | 0 | 0 | 0 | 0 | 3162307.1956 | 0 | 0 | 0 | 0 | 0 | 0 | 0 | 0 | 0 | 0 | 0 | -83051.4577 | 0 | 0 | 0 | 0 | 0 | 0 | 0 | 0 | 0 | -277166.1862 | 0 | 0 | 0 | 0 | 0 | 0 | 0 | 0
2016-10-06 05:00 | 0 | 0 | 0 | 0 | 590736.3306 | 0 | 381752 | 0 | 0 | 0 | 0 | 83051.4577 | 0 | 0 | 0 | 0 | 0 | 0 | 0 | 3282180.7124 | 0 | 6059.3561 | 0 | 0 | 0 | 0 | 0 | 0 | 0 | 0 | 0 | 83051.4577 | 0 | 0 | 0 | 0 | 0 | 0 | 0 | 0 | 0 | 119873.5167 | 0 | 6059.3561 | 0 | 0 | 0 | 0 | 0 | 0
2016-10-06 06:00 | 0 | 0 | 0 | 0 | 0 | 0 | 366277 | 0 | 0 | 0 | 0 | 0 | 0 | 0 | 0 | 0 | 0 | 0 | 0 | 3005014.5262 | 0 | 0 | 0 | 0 | 0 | 0 | 0 | 0 | 0 | 0 | 0 | -83051.4577 | 0 | 0 | 0 | 0 | 0 | 0 | 0 | 0 | 0 | -277166.1862 | 0 | -6059.3561 | 0 | 0 | 0 | 0 | 0 | 0
2016-10-06 07:00 | 0 | 0 | 0 | 0 | 161969.2715 | 0 | 356084 | 0 | 0 | 0 | 0 | 83051.4577 | 0 | 0 | 0 | 0 | 0 | 0 | 0 | 2727848.3401 | 0 | 0 | 0 | 0 | 0 | 0 | 0 | 0 | 0 | 0 | 0 | 83051.4577 | 0 | 0 | 0 | 0 | 0 | 0 | 0 | 0 | 0 | -277166.1862 | 0 | 0 | 0 | 0 | 0 | 0 | 0 | 0
2016-10-06 08:00 | 0 | 0 | 0 | 0 | 506437.9868 | 0 | 353626 | 0 | 0 | 0 | 0 | 166102.9154 | 0 | 0 | 0 | 0 | 0 | 0 | 0 | 2795068.513 | 0 | 2540.3561 | 0 | 0 | 0 | 0 | 0 | 0 | 0 | 0 | 0 | 83051.4577 | 0 | 0 | 0 | 0 | 0 | 0 | 0 | 0 | 0 | 67220.1729 | 0 | 2540.3561 | 0 | 0 | 0 | 0 | 0 | 0
2016-10-06 09:00 | 0 | 0 | 0 | 0 | 0 | 0 | 362758 | 0 | 0 | 0 | 0 | 83051.4577 | 0 | 0 | 0 | 0 | 0 | 0 | 0 | 2517902.3268 | 0 | 0 | 0 | 0 | 0 | 0 | 0 | 0 | 0 | 0 | 0 | -83051.4577 | 0 | 0 | 0 | 0 | 0 | 0 | 0 | 0 | 0 | -277166.1862 | 0 | -2540.3561 | 0 | 0 | 0 | 0 | 0 | 0
2016-10-06 10:00 | 0 | 0 | 0 | 0 | 25709.3561 | 0 | 385927 | 0 | 0 | 0 | 0 | 0 | 0 | 0 | 0 | 0 | 0 | 0 | 0 | 2240736.1407 | 0 | 0 | 0 | 0 | 0 | 0 | 0 | 0 | 0 | 0 | 0 | -83051.4577 | 0 | 0 | 0 | 0 | 0 | 0 | 0 | 0 | 0 | -277166.1862 | 0 | 0 | 0 | 0 | 0 | 0 | 0 | 0
2016-10-06 11:00 | 0 | 0 | 0 | 0 | 441182.4284 | 0 | 410874 | 0 | 0 | 0 | 0 | 83051.4577 | 0 | 0 | 0 | 0 | 0 | 0 | 0 | 2187993.1113 | 0 | 0 | 0 | 0 | 0 | 0 | 0 | 0 | 0 | 0 | 0 | 83051.4577 | 0 | 0 | 0 | 0 | 0 | 0 | 0 | 0 | 0 | -52743.0293 | 0 | 0 | 0 | 0 | 0 | 0 | 0 | 0
2016-10-06 12:00 | 0 | 0 | 0 | 0 | 64667.3561 | 0 | 424885 | 0 | 0 | 0 | 0 | 0 | 0 | 0 | 0 | 0 | 0 | 0 | 0 | 1910826.9252 | 0 | 0 | 0 | 0 | 0 | 0 | 0 | 0 | 0 | 0 | 0 | -83051.4577 | 0 | 0 | 0 | 0 | 0 | 0 | 0 | 0 | 0 | -277166.1862 | 0 | 0 | 0 | 0 | 0 | 0 | 0 | 0
2016-10-06 13:00 | 0 | 0 | 0 | 0 | 370263.0063 | 23142.2534 | 438806 | 0 | 0 | 0 | 0 | 0 | 0 | 0 | 0 | 0 | 0 | 0 | 0 | 1865426.1848 | 0 | 0 | 0 | 0 | 0 | 0 | 0 | 0 | 0 | 0 | 0 | 0 | 0 | 0 | 0 | 0 | 0 | 0 | 0 | 0 | 0 | -45400.7404 | 0 | 0 | 0 | 0 | 0 | 0 | 0 | 0
2016-10-06 14:00 | 0 | 0 | 0 | 0 | 374600.1234 | 349209.7907 | 452384 | 0 | 0 | 0 | 0 | 0 | 0 | 0 | 0 | 0 | 0 | 0 | 0 | 2136852.0989 | 0 | 0 | 0 | 0 | 0 | 0 | 0 | 0 | 0 | 0 | 0 | 0 | 0 | 0 | 0 | 0 | 0 | 0 | 0 | 0 | 0 | 271425.9141 | 0 | 0 | 0 | 0 | 0 | 0 | 0 | 0
2016-10-06 15:00 | 0 | 0 | 0 | 0 | 78425.9824 | 746492.6615 | 464701 | 0 | 0 | 0 | 0 | 83051.4577 | 0 | 0 | 0 | 0 | 0 | 0 | 0 | 2414018.285 | 0 | 0 | 0 | 0 | 0 | 0 | 0 | 0 | 0 | 0 | 0 | 83051.4577 | 0 | 0 | 0 | 0 | 0 | 0 | 0 | 0 | 0 | 277166.1862 | 0 | 0 | 0 | 0 | 0 | 0 | 0 | 0
2016-10-06 16:00 | 0 | 0 | 0 | 0 | 0 | 793921.825 | 475928 | 0 | 0 | 0 | 0 | 123879.0965 | 0 | 0 | 0 | 0 | 0 | 0 | 0 | 2691184.4712 | 0 | 0 | 0 | 0 | 0 | 0 | 0 | 0 | 0 | 0 | 0 | 40827.6388 | 0 | 0 | 0 | 0 | 0 | 0 | 0 | 0 | 0 | 277166.1862 | 0 | 0 | 0 | 0 | 0 | 0 | 0 | 0
2016-10-06 17:00 | 0 | 0 | 0 | 0 | 0 | 772886.681 | 487992 | 0 | 0 | 0 | 0 | 176754.9073 | 0 | 0 | 0 | 0 | 0 | 0 | 0 | 2923203.3414 | 0 | 0 | 0 | 0 | 0 | 0 | 0 | 0 | 0 | 0 | 0 | 52875.8108 | 0 | 0 | 0 | 0 | 0 | 0 | 0 | 0 | 0 | 232018.8702 | 0 | 0 | 0 | 0 | 0 | 0 | 0 | 0
2016-10-06 18:00 | 0 | 0 | 0 | 0 | 0 | 752953.8653 | 498243 | 0 | 0 | 0 | 0 | 154299.5864 | 0 | 0 | 0 | 0 | 0 | 0 | 0 | 3200369.5276 | 0 | 0 | 0 | 0 | 0 | 0 | 0 | 0 | 0 | 0 | 0 | -22455.3209 | 0 | 0 | 0 | 0 | 0 | 0 | 0 | 0 | 0 | 277166.1862 | 0 | 0 | 0 | 0 | 0 | 0 | 0 | 0
2016-10-06 19:00 | 0 | 0 | 0 | 0 | 0 | 739962.5237 | 504825 | 0 | 0 | 0 | 0 | 112270.9239 | 0 | 0 | 0 | 0 | 0 | 0 | 0 | 3477535.7138 | 0 | 0 | 0 | 0 | 0 | 0 | 0 | 0 | 0 | 0 | 0 | -42028.6625 | 0 | 0 | 0 | 0 | 0 | 0 | 0 | 0 | 0 | 277166.1862 | 0 | 0 | 0 | 0 | 0 | 0 | 0 | 0
2016-10-06 20:00 | 0 | 0 | 0 | 0 | 0 | 745391.6782 | 509579 | 0 | 0 | 0 | 0 | 195322.3816 | 0 | 0 | 0 | 0 | 0 | 0 | 0 | 3630296.9343 | 0 | 0 | 0 | 0 | 0 | 0 | 0 | 0 | 0 | 0 | 0 | 83051.4577 | 0 | 0 | 0 | 0 | 0 | 0 | 0 | 0 | 0 | 152761.2205 | 0 | 0 | 0 | 0 | 0 | 0 | 0 | 0
2016-10-06 21:00 | 0 | 0 | 0 | 0 | 0 | 748670.7807 | 510568 | 0 | 0 | 0 | 0 | 156258.9762 | 0 | 0 | 0 | 0 | 0 | 0 | 0 | 3907463.1205 | 0 | 0 | 0 | 0 | 0 | 0 | 0 | 0 | 0 | 0 | 0 | -39063.4055 | 0 | 0 | 0 | 0 | 0 | 0 | 0 | 0 | 0 | 277166.1862 | 0 | 0 | 0 | 0 | 0 | 0 | 0 | 0
2016-10-06 22:00 | 0 | 0 | 0 | 0 | 0 | 718108.4858 | 506396 | 0 | 0 | 0 | 0 | 83051.4577 | 0 | 0 | 0 | 0 | 0 | 0 | 0 | 4184629.3066 | 0 | 7753.8181 | 0 | 0 | 0 | 0 | 0 | 0 | 0 | 0 | 0 | -73207.5185 | 0 | 0 | 0 | 0 | 0 | 0 | 0 | 0 | 0 | 277166.1862 | 0 | 7753.8181 | 0 | 0 | 0 | 0 | 0 | 0
2016-10-06 23:00 | 0 | 0 | 0 | 0 | 0 | 578901.6817 | 505799 | 0 | 0 | 0 | 0 | 166102.9154 | 0 | 0 | 0 | 0 | 0 | 0 | 0 | 4141907.4452 | 0 | 40526.9035 | 0 | 0 | 0 | 0 | 0 | 0 | 0 | 0 | 0 | 83051.4577 | 0 | 0 | 0 | 0 | 0 | 0 | 0 | 0 | 0 | -42721.8614 | 0 | 32773.0854 | 0 | 0 | 0 | 0 | 0 | 0
2016-10-07 | 0 | 0 | 0 | 0 | 53799.8272 | 220046.3589 | 500734 | 0 | 0 | 0 | 0 | 249154.3731 | 0 | 0 | 0 | 0 | 0 | 0 | 0 | 3864741.2591 | 0 | 7753.8181 | 0 | 0 | 0 | 0 | 0 | 0 | 0 | 0 | 0 | 83051.4577 | 0 | 0 | 0 | 0 | 0 | 0 | 0 | 0 | 0 | -277166.1862 | 0 | -32773.0854 | 0 | 0 | 0 | 0 | 0 | 0
2016-10-07 01:00 | 0 | 0 | 0 | 0 | 112777.0903 | 3698.4477 | 484447 | 0 | 0 | 0 | 0 | 166102.9154 | 0 | 0 | 0 | 0 | 0 | 0 | 0 | 3587575.0729 | 0 | 0 | 0 | 0 | 0 | 0 | 0 | 0 | 0 | 0 | 0 | -83051.4577 | 0 | 0 | 0 | 0 | 0 | 0 | 0 | 0 | 0 | -277166.1862 | 0 | -7753.8181 | 0 | 0 | 0 | 0 | 0 | 0
2016-10-07 02:00 | 0 | 0 | 0 | 0 | 515030.1245 | 0 | 459365 | 0 | 0 | 0 | 0 | 83051.4577 | 0 | 0 | 0 | 0 | 0 | 0 | 0 | 3726291.6551 | 0 | 0 | 0 | 0 | 0 | 0 | 0 | 0 | 0 | 0 | 0 | -83051.4577 | 0 | 0 | 0 | 0 | 0 | 0 | 0 | 0 | 0 | 138716.5822 | 0 | 0 | 0 | 0 | 0 | 0 | 0 | 0
2016-10-07 03:00 | 0 | 0 | 0 | 0 | 529196.3551 | 0 | 428443 | 0 | 0 | 0 | 0 | 166102.9154 | 0 | 0 | 0 | 0 | 0 | 0 | 0 | 3743993.5525 | 0 | 0 | 0 | 0 | 0 | 0 | 0 | 0 | 0 | 0 | 0 | 83051.4577 | 0 | 0 | 0 | 0 | 0 | 0 | 0 | 0 | 0 | 17701.8974 | 0 | 0 | 0 | 0 | 0 | 0 | 0 | 0
2016-10-07 04:00 | 0 | 0 | 0 | 0 | 41188.3561 | 0 | 401406 | 0 | 0 | 0 | 0 | 83051.4577 | 0 | 0 | 0 | 0 | 0 | 0 | 0 | 3466827.3663 | 0 | 0 | 0 | 0 | 0 | 0 | 0 | 0 | 0 | 0 | 0 | -83051.4577 | 0 | 0 | 0 | 0 | 0 | 0 | 0 | 0 | 0 | -277166.1862 | 0 | 0 | 0 | 0 | 0 | 0 | 0 | 0
2016-10-07 05:00 | 0 | 0 | 0 | 0 | 19355.3561 | 0 | 379573 | 0 | 0 | 0 | 0 | 0 | 0 | 0 | 0 | 0 | 0 | 0 | 0 | 3189661.1802 | 0 | 0 | 0 | 0 | 0 | 0 | 0 | 0 | 0 | 0 | 0 | -83051.4577 | 0 | 0 | 0 | 0 | 0 | 0 | 0 | 0 | 0 | -277166.1862 | 0 | 0 | 0 | 0 | 0 | 0 | 0 | 0
2016-10-07 06:00 | 0 | 0 | 0 | 0 | 542010.805 | 0 | 362525 | 0 | 0 | 0 | 0 | 83051.4577 | 0 | 0 | 0 | 0 | 0 | 0 | 0 | 3286095.5274 | 0 | 0 | 0 | 0 | 0 | 0 | 0 | 0 | 0 | 0 | 0 | 83051.4577 | 0 | 0 | 0 | 0 | 0 | 0 | 0 | 0 | 0 | 96434.3473 | 0 | 0 | 0 | 0 | 0 | 0 | 0 | 0
2016-10-07 07:00 | 0 | 0 | 0 | 0 | 0 | 0 | 353282 | 0 | 0 | 0 | 0 | 0 | 0 | 0 | 0 | 0 | 0 | 0 | 0 | 3015864.9851 | 0 | 0 | 0 | 0 | 0 | 0 | 0 | 0 | 0 | 0 | 0 | -83051.4577 | 0 | 0 | 0 | 0 | 0 | 0 | 0 | 0 | 0 | -270230.5423 | 0 | 0 | 0 | 0 | 0 | 0 | 0 | 0
2016-10-07 08:00 | 0 | 0 | 0 | 0 | 156220.2715 | 0 | 350335 | 0 | 0 | 0 | 0 | 83051.4577 | 0 | 0 | 0 | 0 | 0 | 0 | 0 | 2738698.799 | 0 | 0 | 0 | 0 | 0 | 0 | 0 | 0 | 0 | 0 | 0 | 83051.4577 | 0 | 0 | 0 | 0 | 0 | 0 | 0 | 0 | 0 | -277166.1862 | 0 | 0 | 0 | 0 | 0 | 0 | 0 | 0
2016-10-07 09:00 | 0 | 0 | 0 | 0 | 506594.769 | 0 | 357442 | 0 | 0 | 0 | 0 | 166102.9154 | 0 | 0 | 0 | 0 | 0 | 0 | 0 | 2787232.7542 | 0 | 17567.3561 | 0 | 0 | 0 | 0 | 0 | 0 | 0 | 0 | 0 | 83051.4577 | 0 | 0 | 0 | 0 | 0 | 0 | 0 | 0 | 0 | 48533.9552 | 0 | 17567.3561 | 0 | 0 | 0 | 0 | 0 | 0
2016-10-07 10:00 | 0 | 0 | 0 | 0 | 0 | 0 | 377785 | 0 | 0 | 0 | 0 | 83051.4577 | 0 | 0 | 0 | 0 | 0 | 0 | 0 | 2510066.568 | 0 | 0 | 0 | 0 | 0 | 0 | 0 | 0 | 0 | 0 | 0 | -83051.4577 | 0 | 0 | 0 | 0 | 0 | 0 | 0 | 0 | 0 | -277166.1862 | 0 | -17567.3561 | 0 | 0 | 0 | 0 | 0 | 0
2016-10-07 11:00 | 0 | 0 | 0 | 0 | 41182.3561 | 0 | 401400 | 0 | 0 | 0 | 0 | 0 | 0 | 0 | 0 | 0 | 0 | 0 | 0 | 2232900.3819 | 0 | 0 | 0 | 0 | 0 | 0 | 0 | 0 | 0 | 0 | 0 | -83051.4577 | 0 | 0 | 0 | 0 | 0 | 0 | 0 | 0 | 0 | -277166.1862 | 0 | 0 | 0 | 0 | 0 | 0 | 0 | 0
2016-10-07 12:00 | 0 | 0 | 0 | 0 | 439872.0723 | 0 | 416117 | 0 | 0 | 0 | 0 | 83051.4577 | 0 | 0 | 0 | 0 | 0 | 0 | 0 | 2173603.9964 | 0 | 0 | 0 | 0 | 0 | 0 | 0 | 0 | 0 | 0 | 0 | 83051.4577 | 0 | 0 | 0 | 0 | 0 | 0 | 0 | 0 | 0 | -59296.3854 | 0 | 0 | 0 | 0 | 0 | 0 | 0 | 0
2016-10-07 13:00 | 0 | 0 | 0 | 0 | 51804.8931 | 17357.463 | 429380 | 0 | 0 | 0 | 0 | 0 | 0 | 0 | 0 | 0 | 0 | 0 | 0 | 1896437.8103 | 0 | 0 | 0 | 0 | 0 | 0 | 0 | 0 | 0 | 0 | 0 | -83051.4577 | 0 | 0 | 0 | 0 | 0 | 0 | 0 | 0 | 0 | -277166.1862 | 0 | 0 | 0 | 0 | 0 | 0 | 0 | 0
2016-10-07 14:00 | 0 | 0 | 0 | 0 | 325247.2098 | 394898.9764 | 442980 | 0 | 0 | 0 | 0 | 0 | 0 | 0 | 0 | 0 | 0 | 0 | 0 | 2173603.9964 | 0 | 0 | 0 | 0 | 0 | 0 | 0 | 0 | 0 | 0 | 0 | 0 | 0 | 0 | 0 | 0 | 0 | 0 | 0 | 0 | 0 | 277166.1862 | 0 | 0 | 0 | 0 | 0 | 0 | 0 | 0
2016-10-07 15:00 | 0 | 0 | 0 | 0 | 99960.2974 | 713328.3465 | 453071 | 0 | 0 | 0 | 0 | 83051.4577 | 0 | 0 | 0 | 0 | 0 | 0 | 0 | 2450770.1826 | 0 | 0 | 0 | 0 | 0 | 0 | 0 | 0 | 0 | 0 | 0 | 83051.4577 | 0 | 0 | 0 | 0 | 0 | 0 | 0 | 0 | 0 | 277166.1862 | 0 | 0 | 0 | 0 | 0 | 0 | 0 | 0
2016-10-07 16:00 | 0 | 0 | 0 | 0 | 0 | 769225.2795 | 461304 | 0 | 0 | 0 | 0 | 113806.551 | 0 | 0 | 0 | 0 | 0 | 0 | 0 | 2727936.3687 | 0 | 0 | 0 | 0 | 0 | 0 | 0 | 0 | 0 | 0 | 0 | 30755.0933 | 0 | 0 | 0 | 0 | 0 | 0 | 0 | 0 | 0 | 277166.1862 | 0 | 0 | 0 | 0 | 0 | 0 | 0 | 0
2016-10-07 17:00 | 0 | 0 | 0 | 0 | 0 | 763915.7418 | 469765 | 0 | 0 | 0 | 0 | 196858.0087 | 0 | 0 | 0 | 0 | 0 | 0 | 0 | 2939035.6529 | 0 | 0 | 0 | 0 | 0 | 0 | 0 | 0 | 0 | 0 | 0 | 83051.4577 | 0 | 0 | 0 | 0 | 0 | 0 | 0 | 0 | 0 | 211099.2841 | 0 | 0 | 0 | 0 | 0 | 0 | 0 | 0
2016-10-07 18:00 | 0 | 0 | 0 | 0 | 0 | 742375.931 | 476505 | 0 | 0 | 0 | 0 | 185562.7535 | 0 | 0 | 0 | 0 | 0 | 0 | 0 | 3216201.839 | 0 | 0 | 0 | 0 | 0 | 0 | 0 | 0 | 0 | 0 | 0 | -11295.2552 | 0 | 0 | 0 | 0 | 0 | 0 | 0 | 0 | 0 | 277166.1862 | 0 | 0 | 0 | 0 | 0 | 0 | 0 | 0
2016-10-07 19:00 | 0 | 0 | 0 | 0 | 0 | 728770.9657 | 479943 | 0 | 0 | 0 | 0 | 157238.624 | 0 | 0 | 0 | 0 | 0 | 0 | 0 | 3493353.9343 | 0 | 0 | 0 | 0 | 0 | 0 | 0 | 0 | 0 | 0 | 0 | -28324.1295 | 0 | 0 | 0 | 0 | 0 | 0 | 0 | 0 | 0 | 277152.0952 | 0 | 0 | 0 | 0 | 0 | 0 | 0 | 0
2016-10-07 20:00 | 0 | 0 | 0 | 0 | 0 | 731748.6893 | 482069 | 0 | 0 | 0 | 0 | 129752.1271 | 0 | 0 | 0 | 0 | 0 | 0 | 0 | 3770520.1204 | 0 | 0 | 0 | 0 | 0 | 0 | 0 | 0 | 0 | 0 | 0 | -27486.4969 | 0 | 0 | 0 | 0 | 0 | 0 | 0 | 0 | 0 | 277166.1862 | 0 | 0 | 0 | 0 | 0 | 0 | 0 | 0
2016-10-07 21:00 | 0 | 0 | 0 | 0 | 0 | 731507.4858 | 481238 | 0 | 0 | 0 | 0 | 212803.5849 | 0 | 0 | 0 | 0 | 0 | 0 | 0 | 3937738.1485 | 0 | 0 | 0 | 0 | 0 | 0 | 0 | 0 | 0 | 0 | 0 | 83051.4577 | 0 | 0 | 0 | 0 | 0 | 0 | 0 | 0 | 0 | 167218.0281 | 0 | 0 | 0 | 0 | 0 | 0 | 0 | 0
2016-10-07 22:00 | 0 | 0 | 0 | 0 | 0 | 706568.5167 | 476103 | 0 | 0 | 0 | 0 | 166102.9154 | 0 | 0 | 0 | 0 | 0 | 0 | 0 | 4214904.3347 | 0 | 0 | 0 | 0 | 0 | 0 | 0 | 0 | 0 | 0 | 0 | -46700.6694 | 0 | 0 | 0 | 0 | 0 | 0 | 0 | 0 | 0 | 277166.1862 | 0 | 0 | 0 | 0 | 0 | 0 | 0 | 0
2016-10-07 23:00 | 0 | 0 | 0 | 0 | 0 | 541797.7269 | 472386 | 0 | 0 | 0 | 0 | 83051.4577 | 0 | 0 | 0 | 0 | 0 | 0 | 0 | 4367367.5193 | 0 | 0 | 0 | 0 | 0 | 0 | 0 | 0 | 0 | 0 | 0 | -83051.4577 | 0 | 0 | 0 | 0 | 0 | 0 | 0 | 0 | 0 | 152463.1846 | 0 | 0 | 0 | 0 | 0 | 0 | 0 | 0
2016-10-08 | 0 | 0 | 0 | 0 | 89130.6153 | 182123.6562 | 465369 | 0 | 0 | 0 | 0 | 166102.9154 | 0 | 0 | 0 | 0 | 0 | 0 | 0 | 4090201.3331 | 0 | 0 | 0 | 0 | 0 | 0 | 0 | 0 | 0 | 0 | 0 | 83051.4577 | 0 | 0 | 0 | 0 | 0 | 0 | 0 | 0 | 0 | -277166.1862 | 0 | 0 | 0 | 0 | 0 | 0 | 0 | 0
2016-10-08 01:00 | 0 | 0 | 0 | 0 | 371932.2109 | 1361.197 | 450868 | 0 | 0 | 0 | 0 | 83051.4577 | 0 | 0 | 0 | 0 | 0 | 0 | 0 | 4095678.1988 | 0 | 0 | 0 | 0 | 0 | 0 | 0 | 0 | 0 | 0 | 0 | -83051.4577 | 0 | 0 | 0 | 0 | 0 | 0 | 0 | 0 | 0 | 5476.8657 | 0 | 0 | 0 | 0 | 0 | 0 | 0 | 0
2016-10-08 02:00 | 0 | 0 | 0 | 0 | 68134.3561 | 0 | 428352 | 0 | 0 | 0 | 0 | 0 | 0 | 0 | 0 | 0 | 0 | 0 | 0 | 3818512.0126 | 0 | 0 | 0 | 0 | 0 | 0 | 0 | 0 | 0 | 0 | 0 | -83051.4577 | 0 | 0 | 0 | 0 | 0 | 0 | 0 | 0 | 0 | -277166.1862 | 0 | 0 | 0 | 0 | 0 | 0 | 0 | 0
2016-10-08 03:00 | 0 | 0 | 0 | 0 | 213280.2715 | 0 | 407395 | 0 | 0 | 0 | 0 | 83051.4577 | 0 | 0 | 0 | 0 | 0 | 0 | 0 | 3541345.8265 | 0 | 0 | 0 | 0 | 0 | 0 | 0 | 0 | 0 | 0 | 0 | 83051.4577 | 0 | 0 | 0 | 0 | 0 | 0 | 0 | 0 | 0 | -277166.1862 | 0 | 0 | 0 | 0 | 0 | 0 | 0 | 0
2016-10-08 04:00 | 0 | 0 | 0 | 0 | 445221.3307 | 0 | 385732 | 0 | 0 | 0 | 0 | 166102.9154 | 0 | 0 | 0 | 0 | 0 | 0 | 0 | 3513042.3433 | 0 | 4741.3561 | 0 | 0 | 0 | 0 | 0 | 0 | 0 | 0 | 0 | 83051.4577 | 0 | 0 | 0 | 0 | 0 | 0 | 0 | 0 | 0 | -28303.4831 | 0 | 4741.3561 | 0 | 0 | 0 | 0 | 0 | 0
2016-10-08 05:00 | 0 | 0 | 0 | 0 | 0 | 0 | 364959 | 0 | 0 | 0 | 0 | 83051.4577 | 0 | 0 | 0 | 0 | 0 | 0 | 0 | 3235876.1572 | 0 | 0 | 0 | 0 | 0 | 0 | 0 | 0 | 0 | 0 | 0 | -83051.4577 | 0 | 0 | 0 | 0 | 0 | 0 | 0 | 0 | 0 | -277166.1862 | 0 | -4741.3561 | 0 | 0 | 0 | 0 | 0 | 0
2016-10-08 06:00 | 0 | 0 | 0 | 0 | 436117.3433 | 0 | 350104 | 0 | 0 | 0 | 0 | 0 | 0 | 0 | 0 | 0 | 0 | 0 | 0 | 3404940.9582 | 0 | 0 | 0 | 0 | 0 | 0 | 0 | 0 | 0 | 0 | 0 | -83051.4577 | 0 | 0 | 0 | 0 | 0 | 0 | 0 | 0 | 0 | 169064.801 | 0 | 0 | 0 | 0 | 0 | 0 | 0 | 0
2016-10-08 07:00 | 0 | 0 | 0 | 0 | 425464.151 | 0 | 339014 | 0 | 0 | 0 | 0 | 83051.4577 | 0 | 0 | 0 | 0 | 0 | 0 | 0 | 3408339.6515 | 0 | 0 | 0 | 0 | 0 | 0 | 0 | 0 | 0 | 0 | 0 | 83051.4577 | 0 | 0 | 0 | 0 | 0 | 0 | 0 | 0 | 0 | 3398.6933 | 0 | 0 | 0 | 0 | 0 | 0 | 0 | 0
2016-10-08 08:00 | 0 | 0 | 0 | 0 | 0 | 0 | 332471 | 0 | 0 | 0 | 0 | 0 | 0 | 0 | 0 | 0 | 0 | 0 | 0 | 3158920.1092 | 0 | 0 | 0 | 0 | 0 | 0 | 0 | 0 | 0 | 0 | 0 | -83051.4577 | 0 | 0 | 0 | 0 | 0 | 0 | 0 | 0 | 0 | -249419.5423 | 0 | 0 | 0 | 0 | 0 | 0 | 0 | 0
2016-10-08 09:00 | 0 | 0 | 0 | 0 | 388557.4549 | 0 | 331938 | 0 | 0 | 0 | 0 | 83051.4577 | 0 | 0 | 0 | 0 | 0 | 0 | 0 | 3132488.1064 | 0 | 0 | 0 | 0 | 0 | 0 | 0 | 0 | 0 | 0 | 0 | 83051.4577 | 0 | 0 | 0 | 0 | 0 | 0 | 0 | 0 | 0 | -26432.0028 | 0 | 0 | 0 | 0 | 0 | 0 | 0 | 0
2016-10-08 10:00 | 0 | 0 | 0 | 0 | 365580.0278 | 0 | 338002 | 0 | 0 | 0 | 0 | 166102.9154 | 0 | 0 | 0 | 0 | 0 | 0 | 0 | 3077014.6765 | 0 | 0 | 0 | 0 | 0 | 0 | 0 | 0 | 0 | 0 | 0 | 83051.4577 | 0 | 0 | 0 | 0 | 0 | 0 | 0 | 0 | 0 | -55473.4299 | 0 | 0 | 0 | 0 | 0 | 0 | 0 | 0
2016-10-08 11:00 | 0 | 0 | 0 | 0 | 0 | 0 | 348329 | 0 | 0 | 0 | 0 | 83051.4577 | 0 | 0 | 0 | 0 | 0 | 0 | 0 | 2811737.1342 | 0 | 0 | 0 | 0 | 0 | 0 | 0 | 0 | 0 | 0 | 0 | -83051.4577 | 0 | 0 | 0 | 0 | 0 | 0 | 0 | 0 | 0 | -265277.5423 | 0 | 0 | 0 | 0 | 0 | 0 | 0 | 0
2016-10-08 12:00 | 0 | 0 | 0 | 0 | 328617.6859 | 0 | 361100 | 0 | 0 | 0 | 0 | 166102.9154 | 0 | 0 | 0 | 0 | 0 | 0 | 0 | 2688449.5443 | 0 | 7753.8181 | 0 | 0 | 0 | 0 | 0 | 0 | 0 | 0 | 0 | 83051.4577 | 0 | 0 | 0 | 0 | 0 | 0 | 0 | 0 | 0 | -123287.5899 | 0 | 7753.8181 | 0 | 0 | 0 | 0 | 0 | 0
2016-10-08 13:00 | 0 | 0 | 0 | 0 | 235275.3024 | 12047.727 | 379211 | 0 | 0 | 0 | 0 | 83051.4577 | 0 | 0 | 0 | 0 | 0 | 0 | 0 | 2606839.946 | 0 | 40526.9035 | 0 | 0 | 0 | 0 | 0 | 0 | 0 | 0 | 0 | -83051.4577 | 0 | 0 | 0 | 0 | 0 | 0 | 0 | 0 | 0 | -81609.5982 | 0 | 32773.0854 | 0 | 0 | 0 | 0 | 0 | 0
2016-10-08 14:00 | 0 | 0 | 0 | 0 | 105511.6276 | 240232.0945 | 394483 | 0 | 0 | 0 | 0 | 166102.9154 | 0 | 0 | 0 | 0 | 0 | 0 | 0 | 2507822.2958 | 0 | 7753.8181 | 0 | 0 | 0 | 0 | 0 | 0 | 0 | 0 | 0 | 83051.4577 | 0 | 0 | 0 | 0 | 0 | 0 | 0 | 0 | 0 | -99017.6503 | 0 | -32773.0854 | 0 | 0 | 0 | 0 | 0 | 0
2016-10-08 15:00 | 0 | 0 | 0 | 0 | 0 | 529199.1681 | 406622 | 0 | 0 | 0 | 0 | 249154.3731 | 0 | 0 | 0 | 0 | 0 | 0 | 0 | 2514574.9208 | 0 | 40526.9035 | 0 | 0 | 0 | 0 | 0 | 0 | 0 | 0 | 0 | 83051.4577 | 0 | 0 | 0 | 0 | 0 | 0 | 0 | 0 | 0 | 6752.625 | 0 | 32773.0854 | 0 | 0 | 0 | 0 | 0 | 0
2016-10-08 16:00 | 0 | 0 | 0 | 0 | 0 | 630399.2362 | 415739 | 0 | 0 | 0 | 0 | 332205.8308 | 0 | 0 | 0 | 0 | 0 | 0 | 0 | 2678956.7847 | 0 | 7753.8181 | 0 | 0 | 0 | 0 | 0 | 0 | 0 | 0 | 0 | 83051.4577 | 0 | 0 | 0 | 0 | 0 | 0 | 0 | 0 | 0 | 164381.8639 | 0 | -32773.0854 | 0 | 0 | 0 | 0 | 0 | 0
2016-10-08 17:00 | 0 | 0 | 0 | 0 | 0 | 637541.1698 | 421708 | 0 | 0 | 0 | 0 | 278626.6325 | 0 | 0 | 0 | 0 | 0 | 0 | 0 | 2956122.9709 | 0 | 0 | 0 | 0 | 0 | 0 | 0 | 0 | 0 | 0 | 0 | -53579.1983 | 0 | 0 | 0 | 0 | 0 | 0 | 0 | 0 | 0 | 277166.1862 | 0 | -7753.8181 | 0 | 0 | 0 | 0 | 0 | 0
2016-10-08 18:00 | 0 | 0 | 0 | 0 | 123281.1099 | 619397.2204 | 426659 | 0 | 0 | 0 | 0 | 361678.0903 | 0 | 0 | 0 | 0 | 0 | 0 | 0 | 3189090.8435 | 0 | 0 | 0 | 0 | 0 | 0 | 0 | 0 | 0 | 0 | 0 | 83051.4577 | 0 | 0 | 0 | 0 | 0 | 0 | 0 | 0 | 0 | 232967.8726 | 0 | 0 | 0 | 0 | 0 | 0 | 0 | 0
2016-10-08 19:00 | 0 | 0 | 0 | 0 | 112884.4411 | 599907.3138 | 431968 | 0 | 0 | 0 | 0 | 365335.659 | 0 | 0 | 0 | 0 | 0 | 0 | 0 | 3466257.0296 | 0 | 0 | 0 | 0 | 0 | 0 | 0 | 0 | 0 | 0 | 0 | 3657.5688 | 0 | 0 | 0 | 0 | 0 | 0 | 0 | 0 | 0 | 277166.1862 | 0 | 0 | 0 | 0 | 0 | 0 | 0 | 0
2016-10-08 20:00 | 0 | 0 | 0 | 0 | 0 | 585647.2427 | 436274 | 0 | 0 | 0 | 0 | 332205.8308 | 0 | 0 | 0 | 0 | 0 | 0 | 0 | 3648760.1005 | 0 | 0 | 0 | 0 | 0 | 0 | 0 | 0 | 0 | 0 | 0 | -33129.8282 | 0 | 0 | 0 | 0 | 0 | 0 | 0 | 0 | 0 | 182503.0709 | 0 | 0 | 0 | 0 | 0 | 0 | 0 | 0
2016-10-08 21:00 | 0 | 0 | 0 | 0 | 0 | 557144.752 | 439383 | 0 | 0 | 0 | 0 | 249154.3731 | 0 | 0 | 0 | 0 | 0 | 0 | 0 | 3849573.3102 | 0 | 0 | 0 | 0 | 0 | 0 | 0 | 0 | 0 | 0 | 0 | -83051.4577 | 0 | 0 | 0 | 0 | 0 | 0 | 0 | 0 | 0 | 200813.2097 | 0 | 0 | 0 | 0 | 0 | 0 | 0 | 0
2016-10-08 22:00 | 0 | 0 | 0 | 0 | 0 | 515490.9336 | 439069 | 0 | 0 | 0 | 0 | 166102.9154 | 0 | 0 | 0 | 0 | 0 | 0 | 0 | 4009046.7015 | 0 | 0 | 0 | 0 | 0 | 0 | 0 | 0 | 0 | 0 | 0 | -83051.4577 | 0 | 0 | 0 | 0 | 0 | 0 | 0 | 0 | 0 | 159473.3913 | 0 | 0 | 0 | 0 | 0 | 0 | 0 | 0
2016-10-08 23:00 | 0 | 0 | 0 | 0 | 0 | 403940.1988 | 435365 | 0 | 0 | 0 | 0 | 83051.4577 | 0 | 0 | 0 | 0 | 0 | 0 | 0 | 4060673.3579 | 0 | 0 | 0 | 0 | 0 | 0 | 0 | 0 | 0 | 0 | 0 | -83051.4577 | 0 | 0 | 0 | 0 | 0 | 0 | 0 | 0 | 0 | 51626.6565 | 0 | 0 | 0 | 0 | 0 | 0 | 0 | 0
2016-10-09 | 0 | 0 | 0 | 0 | 64156.5941 | 173910.6775 | 432182 | 0 | 0 | 0 | 0 | 166102.9154 | 0 | 0 | 0 | 0 | 0 | 0 | 0 | 3783507.1718 | 0 | 0 | 0 | 0 | 0 | 0 | 0 | 0 | 0 | 0 | 0 | 83051.4577 | 0 | 0 | 0 | 0 | 0 | 0 | 0 | 0 | 0 | -277166.1862 | 0 | 0 | 0 | 0 | 0 | 0 | 0 | 0
2016-10-09 01:00 | 0 | 0 | 0 | 0 | 452393.8607 | 2064.2917 | 422059 | 0 | 0 | 0 | 0 | 249154.3731 | 0 | 0 | 0 | 0 | 0 | 0 | 0 | 3732854.8665 | 0 | 0 | 0 | 0 | 0 | 0 | 0 | 0 | 0 | 0 | 0 | 83051.4577 | 0 | 0 | 0 | 0 | 0 | 0 | 0 | 0 | 0 | -50652.3053 | 0 | 0 | 0 | 0 | 0 | 0 | 0 | 0
2016-10-09 02:00 | 0 | 0 | 0 | 0 | 42034.3561 | 0 | 402252 | 0 | 0 | 0 | 0 | 166102.9154 | 0 | 0 | 0 | 0 | 0 | 0 | 0 | 3455688.6803 | 0 | 0 | 0 | 0 | 0 | 0 | 0 | 0 | 0 | 0 | 0 | -83051.4577 | 0 | 0 | 0 | 0 | 0 | 0 | 0 | 0 | 0 | -277166.1862 | 0 | 0 | 0 | 0 | 0 | 0 | 0 | 0
2016-10-09 03:00 | 0 | 0 | 0 | 0 | 19852.3561 | 0 | 380070 | 0 | 0 | 0 | 0 | 83051.4577 | 0 | 0 | 0 | 0 | 0 | 0 | 0 | 3178522.4941 | 0 | 0 | 0 | 0 | 0 | 0 | 0 | 0 | 0 | 0 | 0 | -83051.4577 | 0 | 0 | 0 | 0 | 0 | 0 | 0 | 0 | 0 | -277166.1862 | 0 | 0 | 0 | 0 | 0 | 0 | 0 | 0
2016-10-09 04:00 | 0 | 0 | 0 | 0 | 464355.002 | 0 | 362415 | 0 | 0 | 0 | 0 | 166102.9154 | 0 | 0 | 0 | 0 | 0 | 0 | 0 | 3197411.0385 | 0 | 0 | 0 | 0 | 0 | 0 | 0 | 0 | 0 | 0 | 0 | 83051.4577 | 0 | 0 | 0 | 0 | 0 | 0 | 0 | 0 | 0 | 18888.5443 | 0 | 0 | 0 | 0 | 0 | 0 | 0 | 0
2016-10-09 05:00 | 0 | 0 | 0 | 0 | 0 | 0 | 344211 | 0 | 0 | 0 | 0 | 83051.4577 | 0 | 0 | 0 | 0 | 0 | 0 | 0 | 2936251.4962 | 0 | 0 | 0 | 0 | 0 | 0 | 0 | 0 | 0 | 0 | 0 | -83051.4577 | 0 | 0 | 0 | 0 | 0 | 0 | 0 | 0 | 0 | -261159.5423 | 0 | 0 | 0 | 0 | 0 | 0 | 0 | 0
2016-10-09 06:00 | 0 | 0 | 0 | 0 | 135588.2715 | 0 | 329703 | 0 | 0 | 0 | 0 | 166102.9154 | 0 | 0 | 0 | 0 | 0 | 0 | 0 | 2659085.31 | 0 | 0 | 0 | 0 | 0 | 0 | 0 | 0 | 0 | 0 | 0 | 83051.4577 | 0 | 0 | 0 | 0 | 0 | 0 | 0 | 0 | 0 | -277166.1862 | 0 | 0 | 0 | 0 | 0 | 0 | 0 | 0
2016-10-09 07:00 | 0 | 0 | 0 | 0 | 460929.1594 | 0 | 320457 | 0 | 0 | 0 | 0 | 249154.3731 | 0 | 0 | 0 | 0 | 0 | 0 | 0 | 2716506.0117 | 0 | 0 | 0 | 0 | 0 | 0 | 0 | 0 | 0 | 0 | 0 | 83051.4577 | 0 | 0 | 0 | 0 | 0 | 0 | 0 | 0 | 0 | 57420.7017 | 0 | 0 | 0 | 0 | 0 | 0 | 0 | 0
2016-10-09 08:00 | 0 | 0 | 0 | 0 | 0 | 0 | 314804 | 0 | 0 | 0 | 0 | 166102.9154 | 0 | 0 | 0 | 0 | 0 | 0 | 0 | 2484753.4694 | 0 | 0 | 0 | 0 | 0 | 0 | 0 | 0 | 0 | 0 | 0 | -83051.4577 | 0 | 0 | 0 | 0 | 0 | 0 | 0 | 0 | 0 | -231752.5423 | 0 | 0 | 0 | 0 | 0 | 0 | 0 | 0
2016-10-09 09:00 | 0 | 0 | 0 | 0 | 0 | 0 | 313504 | 0 | 0 | 0 | 0 | 83051.4577 | 0 | 0 | 0 | 0 | 0 | 0 | 0 | 2254300.9271 | 0 | 0 | 0 | 0 | 0 | 0 | 0 | 0 | 0 | 0 | 0 | -83051.4577 | 0 | 0 | 0 | 0 | 0 | 0 | 0 | 0 | 0 | -230452.5423 | 0 | 0 | 0 | 0 | 0 | 0 | 0 | 0
2016-10-09 10:00 | 0 | 0 | 0 | 0 | 423860.431 | 0 | 316333 | 0 | 0 | 0 | 0 | 166102.9154 | 0 | 0 | 0 | 0 | 0 | 0 | 0 | 2278776.9004 | 0 | 0 | 0 | 0 | 0 | 0 | 0 | 0 | 0 | 0 | 0 | 83051.4577 | 0 | 0 | 0 | 0 | 0 | 0 | 0 | 0 | 0 | 24475.9733 | 0 | 0 | 0 | 0 | 0 | 0 | 0 | 0
2016-10-09 11:00 | 0 | 0 | 0 | 0 | 0 | 0 | 323004 | 0 | 0 | 0 | 0 | 83051.4577 | 0 | 0 | 0 | 0 | 0 | 0 | 0 | 2038824.3581 | 0 | 0 | 0 | 0 | 0 | 0 | 0 | 0 | 0 | 0 | 0 | -83051.4577 | 0 | 0 | 0 | 0 | 0 | 0 | 0 | 0 | 0 | -239952.5423 | 0 | 0 | 0 | 0 | 0 | 0 | 0 | 0
2016-10-09 12:00 | 0 | 0 | 0 | 0 | 424505.6687 | 0 | 334487 | 0 | 0 | 0 | 0 | 0 | 0 | 0 | 0 | 0 | 0 | 0 | 0 | 2211894.4845 | 0 | 0 | 0 | 0 | 0 | 0 | 0 | 0 | 0 | 0 | 0 | -83051.4577 | 0 | 0 | 0 | 0 | 0 | 0 | 0 | 0 | 0 | 173070.1264 | 0 | 0 | 0 | 0 | 0 | 0 | 0 | 0
2016-10-09 13:00 | 0 | 0 | 0 | 0 | 359066.3168 | 10064.8836 | 350536 | 0 | 0 | 0 | 0 | 83051.4577 | 0 | 0 | 0 | 0 | 0 | 0 | 0 | 2147438.2272 | 0 | 0 | 0 | 0 | 0 | 0 | 0 | 0 | 0 | 0 | 0 | 83051.4577 | 0 | 0 | 0 | 0 | 0 | 0 | 0 | 0 | 0 | -64456.2572 | 0 | 0 | 0 | 0 | 0 | 0 | 0 | 0
2016-10-09 14:00 | 0 | 0 | 0 | 0 | 0 | 255427.9235 | 363656 | 0 | 0 | 0 | 0 | 73360.1521 | 0 | 0 | 0 | 0 | 0 | 0 | 0 | 2048901.4563 | 0 | 0 | 0 | 0 | 0 | 0 | 0 | 0 | 0 | 0 | 0 | -9691.3056 | 0 | 0 | 0 | 0 | 0 | 0 | 0 | 0 | 0 | -98536.7709 | 0 | 0 | 0 | 0 | 0 | 0 | 0 | 0
2016-10-09 15:00 | 0 | 0 | 0 | 0 | 0 | 590781.0156 | 374100 | 0 | 0 | 0 | 0 | 12874.9815 | 0 | 0 | 0 | 0 | 0 | 0 | 0 | 2326067.6425 | 0 | 0 | 0 | 0 | 0 | 0 | 0 | 0 | 0 | 0 | 0 | -60485.1706 | 0 | 0 | 0 | 0 | 0 | 0 | 0 | 0 | 0 | 277166.1862 | 0 | 0 | 0 | 0 | 0 | 0 | 0 | 0
2016-10-09 16:00 | 0 | 0 | 0 | 0 | 55218.3814 | 688929.2625 | 383930 | 0 | 0 | 0 | 0 | 95926.4392 | 0 | 0 | 0 | 0 | 0 | 0 | 0 | 2603233.8287 | 0 | 0 | 0 | 0 | 0 | 0 | 0 | 0 | 0 | 0 | 0 | 83051.4577 | 0 | 0 | 0 | 0 | 0 | 0 | 0 | 0 | 0 | 277166.1862 | 0 | 0 | 0 | 0 | 0 | 0 | 0 | 0
2016-10-09 17:00 | 0 | 0 | 0 | 0 | 0 | 683731.7853 | 392899 | 0 | 0 | 0 | 0 | 109593.0384 | 0 | 0 | 0 | 0 | 0 | 0 | 0 | 2880400.0148 | 0 | 0 | 0 | 0 | 0 | 0 | 0 | 0 | 0 | 0 | 0 | 13666.5992 | 0 | 0 | 0 | 0 | 0 | 0 | 0 | 0 | 0 | 277166.1862 | 0 | 0 | 0 | 0 | 0 | 0 | 0 | 0
2016-10-09 18:00 | 0 | 0 | 0 | 0 | 0 | 660541.2335 | 400269 | 0 | 0 | 0 | 0 | 192644.4961 | 0 | 0 | 0 | 0 | 0 | 0 | 0 | 3057620.7906 | 0 | 0 | 0 | 0 | 0 | 0 | 0 | 0 | 0 | 0 | 0 | 83051.4577 | 0 | 0 | 0 | 0 | 0 | 0 | 0 | 0 | 0 | 177220.7758 | 0 | 0 | 0 | 0 | 0 | 0 | 0 | 0
2016-10-09 19:00 | 0 | 0 | 0 | 0 | 0 | 638857.9616 | 408188 | 0 | 0 | 0 | 0 | 146148.2715 | 0 | 0 | 0 | 0 | 0 | 0 | 0 | 3334786.9768 | 0 | 0 | 0 | 0 | 0 | 0 | 0 | 0 | 0 | 0 | 0 | -46496.2246 | 0 | 0 | 0 | 0 | 0 | 0 | 0 | 0 | 0 | 277166.1862 | 0 | 0 | 0 | 0 | 0 | 0 | 0 | 0
2016-10-09 20:00 | 0 | 0 | 0 | 0 | 0 | 625159.5335 | 416624 | 0 | 0 | 0 | 0 | 229199.7292 | 0 | 0 | 0 | 0 | 0 | 0 | 0 | 3460271.0526 | 0 | 0 | 0 | 0 | 0 | 0 | 0 | 0 | 0 | 0 | 0 | 83051.4577 | 0 | 0 | 0 | 0 | 0 | 0 | 0 | 0 | 0 | 125484.0758 | 0 | 0 | 0 | 0 | 0 | 0 | 0 | 0
2016-10-09 21:00 | 0 | 0 | 0 | 0 | 7517.6379 | 610455.0906 | 423858 | 0 | 0 | 0 | 0 | 146148.2715 | 0 | 0 | 0 | 0 | 0 | 0 | 0 | 3737437.2388 | 0 | 0 | 0 | 0 | 0 | 0 | 0 | 0 | 0 | 0 | 0 | -83051.4577 | 0 | 0 | 0 | 0 | 0 | 0 | 0 | 0 | 0 | 277166.1862 | 0 | 0 | 0 | 0 | 0 | 0 | 0 | 0
2016-10-09 22:00 | 0 | 0 | 0 | 0 | 0 | 583492.8932 | 427184 | 0 | 0 | 0 | 0 | 229199.7292 | 0 | 0 | 0 | 0 | 0 | 0 | 0 | 3810694.6742 | 0 | 0 | 0 | 0 | 0 | 0 | 0 | 0 | 0 | 0 | 0 | 83051.4577 | 0 | 0 | 0 | 0 | 0 | 0 | 0 | 0 | 0 | 73257.4355 | 0 | 0 | 0 | 0 | 0 | 0 | 0 | 0
2016-10-09 23:00 | 0 | 0 | 0 | 0 | 0 | 477522.0932 | 433837 | 0 | 0 | 0 | 0 | 146148.2715 | 0 | 0 | 0 | 0 | 0 | 0 | 0 | 3937431.2251 | 0 | 0 | 0 | 0 | 0 | 0 | 0 | 0 | 0 | 0 | 0 | -83051.4577 | 0 | 0 | 0 | 0 | 0 | 0 | 0 | 0 | 0 | 126736.5509 | 0 | 0 | 0 | 0 | 0 | 0 | 0 | 0
2016-10-10 | 0 | 0 | 0 | 0 | 0 | 193751.0152 | 435426 | 0 | 0 | 0 | 0 | 63096.8138 | 0 | 0 | 0 | 0 | 0 | 0 | 0 | 3778807.698 | 0 | 0 | 0 | 0 | 0 | 0 | 0 | 0 | 0 | 0 | 0 | -83051.4577 | 0 | 0 | 0 | 0 | 0 | 0 | 0 | 0 | 0 | -158623.5271 | 0 | 0 | 0 | 0 | 0 | 0 | 0 | 0
2016-10-10 01:00 | 0 | 0 | 0 | 0 | 224674.6808 | 991.5907 | 419781 | 0 | 0 | 0 | 0 | 146148.2715 | 0 | 0 | 0 | 0 | 0 | 0 | 0 | 3501641.5119 | 0 | 0 | 0 | 0 | 0 | 0 | 0 | 0 | 0 | 0 | 0 | 83051.4577 | 0 | 0 | 0 | 0 | 0 | 0 | 0 | 0 | 0 | -277166.1862 | 0 | 0 | 0 | 0 | 0 | 0 | 0 | 0
2016-10-10 02:00 | 0 | 0 | 0 | 0 | 41325.3561 | 0 | 401543 | 0 | 0 | 0 | 0 | 63096.8138 | 0 | 0 | 0 | 0 | 0 | 0 | 0 | 3224475.3257 | 0 | 0 | 0 | 0 | 0 | 0 | 0 | 0 | 0 | 0 | 0 | -83051.4577 | 0 | 0 | 0 | 0 | 0 | 0 | 0 | 0 | 0 | -277166.1862 | 0 | 0 | 0 | 0 | 0 | 0 | 0 | 0
2016-10-10 03:00 | 0 | 0 | 0 | 0 | 702336.8238 | 0 | 381256 | 0 | 0 | 0 | 0 | 146148.2715 | 0 | 0 | 0 | 0 | 0 | 0 | 0 | 3462504.6918 | 0 | 0 | 0 | 0 | 0 | 0 | 0 | 0 | 0 | 0 | 0 | 83051.4577 | 0 | 0 | 0 | 0 | 0 | 0 | 0 | 0 | 0 | 238029.366 | 0 | 0 | 0 | 0 | 0 | 0 | 0 | 0
2016-10-10 04:00 | 0 | 0 | 0 | 0 | 0 | 0 | 358189 | 0 | 0 | 0 | 0 | 63096.8138 | 0 | 0 | 0 | 0 | 0 | 0 | 0 | 3187367.1495 | 0 | 0 | 0 | 0 | 0 | 0 | 0 | 0 | 0 | 0 | 0 | -83051.4577 | 0 | 0 | 0 | 0 | 0 | 0 | 0 | 0 | 0 | -275137.5423 | 0 | 0 | 0 | 0 | 0 | 0 | 0 | 0
2016-10-10 05:00 | 0 | 0 | 0 | 0 | 0 | 0 | 340263 | 0 | 0 | 0 | 0 | 0 | 0 | 0 | 0 | 0 | 0 | 0 | 0 | 2910200.9633 | 0 | 0 | 0 | 0 | 0 | 0 | 0 | 0 | 0 | 0 | 0 | -63096.8138 | 0 | 0 | 0 | 0 | 0 | 0 | 0 | 0 | 0 | -277166.1862 | 0 | 0 | 0 | 0 | 0 | 0 | 0 | 0
2016-10-10 06:00 | 0 | 0 | 0 | 0 | 133762.2715 | 0 | 327877 | 0 | 0 | 0 | 0 | 83051.4577 | 0 | 0 | 0 | 0 | 0 | 0 | 0 | 2633034.7771 | 0 | 0 | 0 | 0 | 0 | 0 | 0 | 0 | 0 | 0 | 0 | 83051.4577 | 0 | 0 | 0 | 0 | 0 | 0 | 0 | 0 | 0 | -277166.1862 | 0 | 0 | 0 | 0 | 0 | 0 | 0 | 0
2016-10-10 07:00 | 0 | 0 | 0 | 0 | 515035.7285 | 0 | 320921 | 0 | 0 | 0 | 0 | 0 | 0 | 0 | 0 | 0 | 0 | 0 | 0 | 2910200.9633 | 0 | 0 | 0 | 0 | 0 | 0 | 0 | 0 | 0 | 0 | 0 | -83051.4577 | 0 | 0 | 0 | 0 | 0 | 0 | 0 | 0 | 0 | 277166.1862 | 0 | 0 | 0 | 0 | 0 | 0 | 0 | 0
2016-10-10 08:00 | 0 | 0 | 0 | 0 | 43308.8138 | 0 | 320475 | 0 | 0 | 0 | 0 | 0 | 0 | 0 | 0 | 0 | 0 | 0 | 0 | 2633034.7771 | 0 | 0 | 0 | 0 | 0 | 0 | 0 | 0 | 0 | 0 | 0 | 0 | 0 | 0 | 0 | 0 | 0 | 0 | 0 | 0 | 0 | -277166.1862 | 0 | 0 | 0 | 0 | 0 | 0 | 0 | 0
2016-10-10 09:00 | 0 | 0 | 0 | 0 | 134444.2715 | 0 | 328559 | 0 | 0 | 0 | 0 | 83051.4577 | 0 | 0 | 0 | 0 | 0 | 0 | 0 | 2355868.591 | 0 | 0 | 0 | 0 | 0 | 0 | 0 | 0 | 0 | 0 | 0 | 83051.4577 | 0 | 0 | 0 | 0 | 0 | 0 | 0 | 0 | 0 | -277166.1862 | 0 | 0 | 0 | 0 | 0 | 0 | 0 | 0
2016-10-10 10:00 | 0 | 0 | 0 | 0 | 544314.7285 | 0 | 350200 | 0 | 0 | 0 | 0 | 0 | 0 | 0 | 0 | 0 | 0 | 0 | 0 | 2633034.7771 | 0 | 0 | 0 | 0 | 0 | 0 | 0 | 0 | 0 | 0 | 0 | -83051.4577 | 0 | 0 | 0 | 0 | 0 | 0 | 0 | 0 | 0 | 277166.1862 | 0 | 0 | 0 | 0 | 0 | 0 | 0 | 0
2016-10-10 11:00 | 0 | 0 | 0 | 0 | 518582.9466 | 0 | 374730 | 0 | 0 | 0 | 0 | 83051.4577 | 0 | 0 | 0 | 0 | 0 | 0 | 0 | 2693836.2661 | 0 | 0 | 0 | 0 | 0 | 0 | 0 | 0 | 0 | 0 | 0 | 83051.4577 | 0 | 0 | 0 | 0 | 0 | 0 | 0 | 0 | 0 | 60801.4889 | 0 | 0 | 0 | 0 | 0 | 0 | 0 | 0
2016-10-10 12:00 | 0 | 0 | 0 | 0 | 29850.3561 | 0 | 390068 | 0 | 0 | 0 | 0 | 0 | 0 | 0 | 0 | 0 | 0 | 0 | 0 | 2416670.0799 | 0 | 0 | 0 | 0 | 0 | 0 | 0 | 0 | 0 | 0 | 0 | -83051.4577 | 0 | 0 | 0 | 0 | 0 | 0 | 0 | 0 | 0 | -277166.1862 | 0 | 0 | 0 | 0 | 0 | 0 | 0 | 0
2016-10-10 13:00 | 0 | 0 | 0 | 0 | 102120.3701 | 24372.4437 | 403659 | 0 | 0 | 0 | 0 | 0 | 0 | 0 | 0 | 0 | 0 | 0 | 0 | 2139503.8937 | 0 | 0 | 0 | 0 | 0 | 0 | 0 | 0 | 0 | 0 | 0 | 0 | 0 | 0 | 0 | 0 | 0 | 0 | 0 | 0 | 0 | -277166.1862 | 0 | 0 | 0 | 0 | 0 | 0 | 0 | 0
2016-10-10 14:00 | 0 | 0 | 0 | 0 | 313637.9354 | 368441.9813 | 414344 | 0 | 0 | 0 | 0 | 83051.4577 | 0 | 0 | 0 | 0 | 0 | 0 | 0 | 2324188.3527 | 0 | 0 | 0 | 0 | 0 | 0 | 0 | 0 | 0 | 0 | 0 | 83051.4577 | 0 | 0 | 0 | 0 | 0 | 0 | 0 | 0 | 0 | 184684.459 | 0 | 0 | 0 | 0 | 0 | 0 | 0 | 0
2016-10-10 15:00 | 0 | 0 | 0 | 0 | 0 | 647540.5852 | 422674 | 0 | 0 | 0 | 0 | 30751.8568 | 0 | 0 | 0 | 0 | 0 | 0 | 0 | 2601354.5389 | 0 | 0 | 0 | 0 | 0 | 0 | 0 | 0 | 0 | 0 | 0 | -52299.6009 | 0 | 0 | 0 | 0 | 0 | 0 | 0 | 0 | 0 | 277166.1862 | 0 | 0 | 0 | 0 | 0 | 0 | 0 | 0
2016-10-10 16:00 | 0 | 0 | 0 | 0 | 0 | 721018.2371 | 429540 | 0 | 0 | 0 | 0 | 45063.9077 | 0 | 0 | 0 | 0 | 0 | 0 | 0 | 2878520.725 | 0 | 0 | 0 | 0 | 0 | 0 | 0 | 0 | 0 | 0 | 0 | 14312.0509 | 0 | 0 | 0 | 0 | 0 | 0 | 0 | 0 | 0 | 277166.1862 | 0 | 0 | 0 | 0 | 0 | 0 | 0 | 0
2016-10-10 17:00 | 0 | 0 | 0 | 0 | 0 | 713638.5764 | 436521 | 0 | 0 | 0 | 0 | 45015.2979 | 0 | 0 | 0 | 0 | 0 | 0 | 0 | 3155686.9112 | 0 | 0 | 0 | 0 | 0 | 0 | 0 | 0 | 0 | 0 | 0 | -48.6098 | 0 | 0 | 0 | 0 | 0 | 0 | 0 | 0 | 0 | 277166.1862 | 0 | 0 | 0 | 0 | 0 | 0 | 0 | 0
2016-10-10 18:00 | 0 | 0 | 0 | 0 | 0 | 695532.6234 | 443254 | 0 | 0 | 0 | 0 | 49733.6571 | 0 | 0 | 0 | 0 | 0 | 0 | 0 | 3403247.1754 | 0 | 0 | 0 | 0 | 0 | 0 | 0 | 0 | 0 | 0 | 0 | 4718.3592 | 0 | 0 | 0 | 0 | 0 | 0 | 0 | 0 | 0 | 247560.2642 | 0 | 0 | 0 | 0 | 0 | 0 | 0 | 0
2016-10-10 19:00 | 0 | 0 | 0 | 0 | 0 | 681850.6805 | 449624 | 0 | 0 | 0 | 0 | 132785.1148 | 0 | 0 | 0 | 0 | 0 | 0 | 0 | 3552422.3982 | 0 | 0 | 0 | 0 | 0 | 0 | 0 | 0 | 0 | 0 | 0 | 83051.4577 | 0 | 0 | 0 | 0 | 0 | 0 | 0 | 0 | 0 | 149175.2228 | 0 | 0 | 0 | 0 | 0 | 0 | 0 | 0
2016-10-10 20:00 | 0 | 0 | 0 | 0 | 0 | 683708.5291 | 456276 | 0 | 0 | 0 | 0 | 83051.4577 | 0 | 0 | 0 | 0 | 0 | 0 | 0 | 3829588.5843 | 0 | 0 | 0 | 0 | 0 | 0 | 0 | 0 | 0 | 0 | 0 | -49733.6571 | 0 | 0 | 0 | 0 | 0 | 0 | 0 | 0 | 0 | 277166.1862 | 0 | 0 | 0 | 0 | 0 | 0 | 0 | 0
2016-10-10 21:00 | 0 | 0 | 0 | 0 | 0 | 683164.7508 | 461341 | 0 | 0 | 0 | 0 | 166102.9154 | 0 | 0 | 0 | 0 | 0 | 0 | 0 | 3968360.8774 | 0 | 0 | 0 | 0 | 0 | 0 | 0 | 0 | 0 | 0 | 0 | 83051.4577 | 0 | 0 | 0 | 0 | 0 | 0 | 0 | 0 | 0 | 138772.2931 | 0 | 0 | 0 | 0 | 0 | 0 | 0 | 0
2016-10-10 22:00 | 0 | 0 | 0 | 0 | 0 | 643308.8282 | 463319 | 0 | 0 | 0 | 0 | 249154.3731 | 0 | 0 | 0 | 0 | 0 | 0 | 0 | 4065299.2479 | 0 | 0 | 0 | 0 | 0 | 0 | 0 | 0 | 0 | 0 | 0 | 83051.4577 | 0 | 0 | 0 | 0 | 0 | 0 | 0 | 0 | 0 | 96938.3705 | 0 | 0 | 0 | 0 | 0 | 0 | 0 | 0
2016-10-10 23:00 | 0 | 0 | 0 | 0 | 0 | 476516.2537 | 469066 | 0 | 0 | 0 | 0 | 166102.9154 | 0 | 0 | 0 | 0 | 0 | 0 | 0 | 4155800.9593 | 0 | 0 | 0 | 0 | 0 | 0 | 0 | 0 | 0 | 0 | 0 | -83051.4577 | 0 | 0 | 0 | 0 | 0 | 0 | 0 | 0 | 0 | 90501.7114 | 0 | 0 | 0 | 0 | 0 | 0 | 0 | 0
2016-10-11 | 0 | 0 | 0 | 0 | 0 | 134874.5895 | 465861 | 0 | 0 | 0 | 0 | 83051.4577 | 0 | 0 | 0 | 0 | 0 | 0 | 0 | 3907866.0065 | 0 | 0 | 0 | 0 | 0 | 0 | 0 | 0 | 0 | 0 | 0 | -83051.4577 | 0 | 0 | 0 | 0 | 0 | 0 | 0 | 0 | 0 | -247934.9528 | 0 | 0 | 0 | 0 | 0 | 0 | 0 | 0
2016-10-11 01:00 | 0 | 0 | 0 | 0 | 680888.0076 | 659.5776 | 450737 | 0 | 0 | 0 | 0 | 166102.9154 | 0 | 0 | 0 | 0 | 0 | 0 | 0 | 4055625.134 | 0 | 0 | 0 | 0 | 0 | 0 | 0 | 0 | 0 | 0 | 0 | 83051.4577 | 0 | 0 | 0 | 0 | 0 | 0 | 0 | 0 | 0 | 147759.1275 | 0 | 0 | 0 | 0 | 0 | 0 | 0 | 0
2016-10-11 02:00 | 0 | 0 | 0 | 0 | 67894.3561 | 0 | 428112 | 0 | 0 | 0 | 0 | 83051.4577 | 0 | 0 | 0 | 0 | 0 | 0 | 0 | 3778458.9478 | 0 | 0 | 0 | 0 | 0 | 0 | 0 | 0 | 0 | 0 | 0 | -83051.4577 | 0 | 0 | 0 | 0 | 0 | 0 | 0 | 0 | 0 | -277166.1862 | 0 | 0 | 0 | 0 | 0 | 0 | 0 | 0
2016-10-11 03:00 | 0 | 0 | 0 | 0 | 40451.3561 | 0 | 400669 | 0 | 0 | 0 | 0 | 0 | 0 | 0 | 0 | 0 | 0 | 0 | 0 | 3501292.7617 | 0 | 0 | 0 | 0 | 0 | 0 | 0 | 0 | 0 | 0 | 0 | -83051.4577 | 0 | 0 | 0 | 0 | 0 | 0 | 0 | 0 | 0 | -277166.1862 | 0 | 0 | 0 | 0 | 0 | 0 | 0 | 0
2016-10-11 04:00 | 0 | 0 | 0 | 0 | 181137.2715 | 0 | 375252 | 0 | 0 | 0 | 0 | 83051.4577 | 0 | 0 | 0 | 0 | 0 | 0 | 0 | 3224126.5755 | 0 | 0 | 0 | 0 | 0 | 0 | 0 | 0 | 0 | 0 | 0 | 83051.4577 | 0 | 0 | 0 | 0 | 0 | 0 | 0 | 0 | 0 | -277166.1862 | 0 | 0 | 0 | 0 | 0 | 0 | 0 | 0
2016-10-11 05:00 | 0 | 0 | 0 | 0 | 551144.7285 | 0 | 357030 | 0 | 0 | 0 | 0 | 0 | 0 | 0 | 0 | 0 | 0 | 0 | 0 | 3501292.7617 | 0 | 0 | 0 | 0 | 0 | 0 | 0 | 0 | 0 | 0 | 0 | -83051.4577 | 0 | 0 | 0 | 0 | 0 | 0 | 0 | 0 | 0 | 277166.1862 | 0 | 0 | 0 | 0 | 0 | 0 | 0 | 0
2016-10-11 06:00 | 0 | 0 | 0 | 0 | 149469.2715 | 0 | 343584 | 0 | 0 | 0 | 0 | 83051.4577 | 0 | 0 | 0 | 0 | 0 | 0 | 0 | 3224126.5755 | 0 | 0 | 0 | 0 | 0 | 0 | 0 | 0 | 0 | 0 | 0 | 83051.4577 | 0 | 0 | 0 | 0 | 0 | 0 | 0 | 0 | 0 | -277166.1862 | 0 | 0 | 0 | 0 | 0 | 0 | 0 | 0
2016-10-11 07:00 | 0 | 0 | 0 | 0 | 141998.2715 | 0 | 336113 | 0 | 0 | 0 | 0 | 166102.9154 | 0 | 0 | 0 | 0 | 0 | 0 | 0 | 2946960.3893 | 0 | 0 | 0 | 0 | 0 | 0 | 0 | 0 | 0 | 0 | 0 | 83051.4577 | 0 | 0 | 0 | 0 | 0 | 0 | 0 | 0 | 0 | -277166.1862 | 0 | 0 | 0 | 0 | 0 | 0 | 0 | 0
2016-10-11 08:00 | 0 | 0 | 0 | 0 | 0 | 0 | 334737 | 0 | 0 | 0 | 0 | 83051.4577 | 0 | 0 | 0 | 0 | 0 | 0 | 0 | 2695274.847 | 0 | 0 | 0 | 0 | 0 | 0 | 0 | 0 | 0 | 0 | 0 | -83051.4577 | 0 | 0 | 0 | 0 | 0 | 0 | 0 | 0 | 0 | -251685.5423 | 0 | 0 | 0 | 0 | 0 | 0 | 0 | 0
2016-10-11 09:00 | 0 | 0 | 0 | 0 | 533729.7889 | 0 | 343866 | 0 | 0 | 0 | 0 | 166102.9154 | 0 | 0 | 0 | 0 | 0 | 0 | 0 | 2792390.8221 | 0 | 9696.3561 | 0 | 0 | 0 | 0 | 0 | 0 | 0 | 0 | 0 | 83051.4577 | 0 | 0 | 0 | 0 | 0 | 0 | 0 | 0 | 0 | 97115.9751 | 0 | 9696.3561 | 0 | 0 | 0 | 0 | 0 | 0
2016-10-11 10:00 | 0 | 0 | 0 | 0 | 0 | 0 | 369914 | 0 | 0 | 0 | 0 | 83051.4577 | 0 | 0 | 0 | 0 | 0 | 0 | 0 | 2515224.636 | 0 | 0 | 0 | 0 | 0 | 0 | 0 | 0 | 0 | 0 | 0 | -83051.4577 | 0 | 0 | 0 | 0 | 0 | 0 | 0 | 0 | 0 | -277166.1862 | 0 | -9696.3561 | 0 | 0 | 0 | 0 | 0 | 0
2016-10-11 11:00 | 0 | 0 | 0 | 0 | 35751.3561 | 0 | 395969 | 0 | 0 | 0 | 0 | 0 | 0 | 0 | 0 | 0 | 0 | 0 | 0 | 2238058.4498 | 0 | 0 | 0 | 0 | 0 | 0 | 0 | 0 | 0 | 0 | 0 | -83051.4577 | 0 | 0 | 0 | 0 | 0 | 0 | 0 | 0 | 0 | -277166.1862 | 0 | 0 | 0 | 0 | 0 | 0 | 0 | 0
2016-10-11 12:00 | 0 | 0 | 0 | 0 | 460593.6819 | 0 | 407918 | 0 | 0 | 0 | 0 | 83051.4577 | 0 | 0 | 0 | 0 | 0 | 0 | 0 | 2207682.674 | 0 | 0 | 0 | 0 | 0 | 0 | 0 | 0 | 0 | 0 | 0 | 83051.4577 | 0 | 0 | 0 | 0 | 0 | 0 | 0 | 0 | 0 | -30375.7758 | 0 | 0 | 0 | 0 | 0 | 0 | 0 | 0
2016-10-11 13:00 | 0 | 0 | 0 | 0 | 350936.6998 | 16125.8416 | 417206 | 0 | 0 | 0 | 0 | 0 | 0 | 0 | 0 | 0 | 0 | 0 | 0 | 2240590.6731 | 0 | 0 | 0 | 0 | 0 | 0 | 0 | 0 | 0 | 0 | 0 | -83051.4577 | 0 | 0 | 0 | 0 | 0 | 0 | 0 | 0 | 0 | 32907.9991 | 0 | 0 | 0 | 0 | 0 | 0 | 0 | 0
2016-10-11 14:00 | 0 | 0 | 0 | 0 | 225791.8919 | 316281.4777 | 425449 | 0 | 0 | 0 | 0 | 83051.4577 | 0 | 0 | 0 | 0 | 0 | 0 | 0 | 2274163.585 | 0 | 0 | 0 | 0 | 0 | 0 | 0 | 0 | 0 | 0 | 0 | 83051.4577 | 0 | 0 | 0 | 0 | 0 | 0 | 0 | 0 | 0 | 33572.9119 | 0 | 0 | 0 | 0 | 0 | 0 | 0 | 0
2016-10-11 15:00 | 0 | 0 | 0 | 0 | 0 | 619229.6788 | 432647 | 0 | 0 | 0 | 0 | 3598.5582 | 0 | 0 | 0 | 0 | 0 | 0 | 0 | 2540199.1633 | 0 | 0 | 0 | 0 | 0 | 0 | 0 | 0 | 0 | 0 | 0 | -79452.8995 | 0 | 0 | 0 | 0 | 0 | 0 | 0 | 0 | 0 | 266035.5783 | 0 | 0 | 0 | 0 | 0 | 0 | 0 | 0
2016-10-11 16:00 | 0 | 0 | 0 | 0 | 0 | 713219.628 | 439652 | 0 | 0 | 0 | 0 | 0 | 0 | 0 | 0 | 0 | 0 | 0 | 0 | 2817365.3495 | 0 | 0 | 0 | 0 | 0 | 0 | 0 | 0 | 0 | 0 | 0 | -3598.5582 | 0 | 0 | 0 | 0 | 0 | 0 | 0 | 0 | 0 | 277166.1862 | 0 | 0 | 0 | 0 | 0 | 0 | 0 | 0
2016-10-11 17:00 | 0 | 0 | 0 | 0 | 0 | 713814.3915 | 446392 | 0 | 0 | 0 | 0 | 15509.1331 | 0 | 0 | 0 | 0 | 0 | 0 | 0 | 3069278.6079 | 0 | 0 | 0 | 0 | 0 | 0 | 0 | 0 | 0 | 0 | 0 | 15509.1331 | 0 | 0 | 0 | 0 | 0 | 0 | 0 | 0 | 0 | 251913.2584 | 0 | 0 | 0 | 0 | 0 | 0 | 0 | 0
2016-10-11 18:00 | 0 | 0 | 0 | 0 | 116904.6381 | 696740.0058 | 453427 | 0 | 0 | 0 | 0 | 98560.5908 | 0 | 0 | 0 | 0 | 0 | 0 | 0 | 3346444.794 | 0 | 0 | 0 | 0 | 0 | 0 | 0 | 0 | 0 | 0 | 0 | 83051.4577 | 0 | 0 | 0 | 0 | 0 | 0 | 0 | 0 | 0 | 277166.1862 | 0 | 0 | 0 | 0 | 0 | 0 | 0 | 0
2016-10-11 19:00 | 0 | 0 | 0 | 0 | 0 | 685951.1022 | 458453 | 0 | 0 | 0 | 0 | 48892.5068 | 0 | 0 | 0 | 0 | 0 | 0 | 0 | 3623610.9802 | 0 | 0 | 0 | 0 | 0 | 0 | 0 | 0 | 0 | 0 | 0 | -49668.084 | 0 | 0 | 0 | 0 | 0 | 0 | 0 | 0 | 0 | 277166.1862 | 0 | 0 | 0 | 0 | 0 | 0 | 0 | 0
2016-10-11 20:00 | 0 | 0 | 0 | 0 | 0 | 692406.6793 | 464133 | 0 | 0 | 0 | 0 | 0 | 0 | 0 | 0 | 0 | 0 | 0 | 0 | 3900777.1664 | 0 | 0 | 0 | 0 | 0 | 0 | 0 | 0 | 0 | 0 | 0 | -48892.5068 | 0 | 0 | 0 | 0 | 0 | 0 | 0 | 0 | 0 | 277166.1862 | 0 | 0 | 0 | 0 | 0 | 0 | 0 | 0
2016-10-11 21:00 | 0 | 0 | 0 | 0 | 0 | 699738.2358 | 468519 | 0 | 0 | 0 | 0 | 83051.4577 | 0 | 0 | 0 | 0 | 0 | 0 | 0 | 4048944.9445 | 0 | 0 | 0 | 0 | 0 | 0 | 0 | 0 | 0 | 0 | 0 | 83051.4577 | 0 | 0 | 0 | 0 | 0 | 0 | 0 | 0 | 0 | 148167.7781 | 0 | 0 | 0 | 0 | 0 | 0 | 0 | 0
2016-10-11 22:00 | 0 | 0 | 0 | 0 | 0 | 680802.377 | 469706 | 0 | 0 | 0 | 0 | 16981.6486 | 0 | 0 | 0 | 0 | 0 | 0 | 0 | 4326111.1306 | 0 | 0 | 0 | 0 | 0 | 0 | 0 | 0 | 0 | 0 | 0 | -66069.8091 | 0 | 0 | 0 | 0 | 0 | 0 | 0 | 0 | 0 | 277166.1862 | 0 | 0 | 0 | 0 | 0 | 0 | 0 | 0
2016-10-11 23:00 | 0 | 0 | 0 | 0 | 0 | 536414.5515 | 474251 | 0 | 0 | 0 | 0 | 83051.4577 | 0 | 0 | 0 | 0 | 0 | 0 | 0 | 4322204.873 | 0 | 0 | 0 | 0 | 0 | 0 | 0 | 0 | 0 | 0 | 0 | 66069.8091 | 0 | 0 | 0 | 0 | 0 | 0 | 0 | 0 | 0 | -3906.2576 | 0 | 0 | 0 | 0 | 0 | 0 | 0 | 0
2016-10-12 | 0 | 0 | 0 | 0 | 94976.8334 | 182157.4381 | 471249 | 0 | 0 | 0 | 0 | 166102.9154 | 0 | 0 | 0 | 0 | 0 | 0 | 0 | 4045038.6868 | 0 | 0 | 0 | 0 | 0 | 0 | 0 | 0 | 0 | 0 | 0 | 83051.4577 | 0 | 0 | 0 | 0 | 0 | 0 | 0 | 0 | 0 | -277166.1862 | 0 | 0 | 0 | 0 | 0 | 0 | 0 | 0
2016-10-12 01:00 | 0 | 0 | 0 | 0 | 96175.7908 | 538.5653 | 456932 | 0 | 0 | 0 | 0 | 83051.4577 | 0 | 0 | 0 | 0 | 0 | 0 | 0 | 3767872.5007 | 0 | 0 | 0 | 0 | 0 | 0 | 0 | 0 | 0 | 0 | 0 | -83051.4577 | 0 | 0 | 0 | 0 | 0 | 0 | 0 | 0 | 0 | -277166.1862 | 0 | 0 | 0 | 0 | 0 | 0 | 0 | 0
2016-10-12 02:00 | 0 | 0 | 0 | 0 | 549565.6426 | 0 | 433484 | 0 | 0 | 0 | 0 | 166102.9154 | 0 | 0 | 0 | 0 | 0 | 0 | 0 | 3800902.6856 | 0 | 0 | 0 | 0 | 0 | 0 | 0 | 0 | 0 | 0 | 0 | 83051.4577 | 0 | 0 | 0 | 0 | 0 | 0 | 0 | 0 | 0 | 33030.1849 | 0 | 0 | 0 | 0 | 0 | 0 | 0 | 0
2016-10-12 03:00 | 0 | 0 | 0 | 0 | 45825.3561 | 0 | 406043 | 0 | 0 | 0 | 0 | 83051.4577 | 0 | 0 | 0 | 0 | 0 | 0 | 0 | 3523736.4994 | 0 | 0 | 0 | 0 | 0 | 0 | 0 | 0 | 0 | 0 | 0 | -83051.4577 | 0 | 0 | 0 | 0 | 0 | 0 | 0 | 0 | 0 | -277166.1862 | 0 | 0 | 0 | 0 | 0 | 0 | 0 | 0
2016-10-12 04:00 | 0 | 0 | 0 | 0 | 20774.3561 | 0 | 380992 | 0 | 0 | 0 | 0 | 0 | 0 | 0 | 0 | 0 | 0 | 0 | 0 | 3246570.3132 | 0 | 0 | 0 | 0 | 0 | 0 | 0 | 0 | 0 | 0 | 0 | -83051.4577 | 0 | 0 | 0 | 0 | 0 | 0 | 0 | 0 | 0 | -277166.1862 | 0 | 0 | 0 | 0 | 0 | 0 | 0 | 0
2016-10-12 05:00 | 0 | 0 | 0 | 0 | 538871.105 | 0 | 361760 | 0 | 0 | 0 | 0 | 83051.4577 | 0 | 0 | 0 | 0 | 0 | 0 | 0 | 3340629.9605 | 0 | 0 | 0 | 0 | 0 | 0 | 0 | 0 | 0 | 0 | 0 | 83051.4577 | 0 | 0 | 0 | 0 | 0 | 0 | 0 | 0 | 0 | 94059.6473 | 0 | 0 | 0 | 0 | 0 | 0 | 0 | 0
2016-10-12 06:00 | 0 | 0 | 0 | 0 | 0 | 0 | 348243 | 0 | 0 | 0 | 0 | 0 | 0 | 0 | 0 | 0 | 0 | 0 | 0 | 3075438.4182 | 0 | 0 | 0 | 0 | 0 | 0 | 0 | 0 | 0 | 0 | 0 | -83051.4577 | 0 | 0 | 0 | 0 | 0 | 0 | 0 | 0 | 0 | -265191.5423 | 0 | 0 | 0 | 0 | 0 | 0 | 0 | 0
2016-10-12 07:00 | 0 | 0 | 0 | 0 | 63671.8138 | 0 | 340838 | 0 | 0 | 0 | 0 | 0 | 0 | 0 | 0 | 0 | 0 | 0 | 0 | 2798272.2321 | 0 | 0 | 0 | 0 | 0 | 0 | 0 | 0 | 0 | 0 | 0 | 0 | 0 | 0 | 0 | 0 | 0 | 0 | 0 | 0 | 0 | -277166.1862 | 0 | 0 | 0 | 0 | 0 | 0 | 0 | 0
2016-10-12 08:00 | 0 | 0 | 0 | 0 | 525108.0455 | 0 | 340028 | 0 | 0 | 0 | 0 | 83051.4577 | 0 | 0 | 0 | 0 | 0 | 0 | 0 | 2900300.8199 | 0 | 0 | 0 | 0 | 0 | 0 | 0 | 0 | 0 | 0 | 0 | 83051.4577 | 0 | 0 | 0 | 0 | 0 | 0 | 0 | 0 | 0 | 102028.5878 | 0 | 0 | 0 | 0 | 0 | 0 | 0 | 0
2016-10-12 09:00 | 0 | 0 | 0 | 0 | 0 | 0 | 348468 | 0 | 0 | 0 | 0 | 0 | 0 | 0 | 0 | 0 | 0 | 0 | 0 | 2634884.2776 | 0 | 0 | 0 | 0 | 0 | 0 | 0 | 0 | 0 | 0 | 0 | -83051.4577 | 0 | 0 | 0 | 0 | 0 | 0 | 0 | 0 | 0 | -265416.5423 | 0 | 0 | 0 | 0 | 0 | 0 | 0 | 0
2016-10-12 10:00 | 0 | 0 | 0 | 0 | 509378.2778 | 0 | 373533 | 0 | 0 | 0 | 0 | 0 | 0 | 0 | 0 | 0 | 0 | 0 | 0 | 2770729.5554 | 0 | 0 | 0 | 0 | 0 | 0 | 0 | 0 | 0 | 0 | 0 | 0 | 0 | 0 | 0 | 0 | 0 | 0 | 0 | 0 | 0 | 135845.2778 | 0 | 0 | 0 | 0 | 0 | 0 | 0 | 0
2016-10-12 11:00 | 0 | 0 | 0 | 0 | 502528.4323 | 0 | 399567 | 0 | 0 | 0 | 0 | 83051.4577 | 0 | 0 | 0 | 0 | 0 | 0 | 0 | 2790639.53 | 0 | 0 | 0 | 0 | 0 | 0 | 0 | 0 | 0 | 0 | 0 | 83051.4577 | 0 | 0 | 0 | 0 | 0 | 0 | 0 | 0 | 0 | 19909.9746 | 0 | 0 | 0 | 0 | 0 | 0 | 0 | 0
2016-10-12 12:00 | 0 | 0 | 0 | 0 | 51733.3561 | 0 | 411951 | 0 | 0 | 0 | 0 | 0 | 0 | 0 | 0 | 0 | 0 | 0 | 0 | 2513473.3438 | 0 | 0 | 0 | 0 | 0 | 0 | 0 | 0 | 0 | 0 | 0 | -83051.4577 | 0 | 0 | 0 | 0 | 0 | 0 | 0 | 0 | 0 | -277166.1862 | 0 | 0 | 0 | 0 | 0 | 0 | 0 | 0
2016-10-12 13:00 | 0 | 0 | 0 | 0 | 131515.9901 | 14323.8237 | 423006 | 0 | 0 | 0 | 0 | 0 | 0 | 0 | 0 | 0 | 0 | 0 | 0 | 2236307.1577 | 0 | 0 | 0 | 0 | 0 | 0 | 0 | 0 | 0 | 0 | 0 | 0 | 0 | 0 | 0 | 0 | 0 | 0 | 0 | 0 | 0 | -277166.1862 | 0 | 0 | 0 | 0 | 0 | 0 | 0 | 0
2016-10-12 14:00 | 0 | 0 | 0 | 0 | 412190.9346 | 318742.7551 | 433683 | 0 | 0 | 0 | 0 | 83051.4577 | 0 | 0 | 0 | 0 | 0 | 0 | 0 | 2450506.3896 | 0 | 0 | 0 | 0 | 0 | 0 | 0 | 0 | 0 | 0 | 0 | 83051.4577 | 0 | 0 | 0 | 0 | 0 | 0 | 0 | 0 | 0 | 214199.2319 | 0 | 0 | 0 | 0 | 0 | 0 | 0 | 0
2016-10-12 15:00 | 0 | 0 | 0 | 0 | 0 | 647420.8696 | 442339 | 0 | 0 | 0 | 0 | 37840.4042 | 0 | 0 | 0 | 0 | 0 | 0 | 0 | 2700799.3128 | 0 | 0 | 0 | 0 | 0 | 0 | 0 | 0 | 0 | 0 | 0 | -45211.0535 | 0 | 0 | 0 | 0 | 0 | 0 | 0 | 0 | 0 | 250292.9232 | 0 | 0 | 0 | 0 | 0 | 0 | 0 | 0
2016-10-12 16:00 | 0 | 0 | 0 | 0 | 0 | 729900.6639 | 449506 | 0 | 0 | 0 | 0 | 41068.8819 | 0 | 0 | 0 | 0 | 0 | 0 | 0 | 2977965.4989 | 0 | 0 | 0 | 0 | 0 | 0 | 0 | 0 | 0 | 0 | 0 | 3228.4777 | 0 | 0 | 0 | 0 | 0 | 0 | 0 | 0 | 0 | 277166.1862 | 0 | 0 | 0 | 0 | 0 | 0 | 0 | 0
2016-10-12 17:00 | 0 | 0 | 0 | 0 | 0 | 733883.7965 | 456544 | 0 | 0 | 0 | 0 | 124120.3396 | 0 | 0 | 0 | 0 | 0 | 0 | 0 | 3172253.8377 | 0 | 0 | 0 | 0 | 0 | 0 | 0 | 0 | 0 | 0 | 0 | 83051.4577 | 0 | 0 | 0 | 0 | 0 | 0 | 0 | 0 | 0 | 194288.3388 | 0 | 0 | 0 | 0 | 0 | 0 | 0 | 0
2016-10-12 18:00 | 0 | 0 | 0 | 0 | 0 | 706868.7995 | 462687 | 0 | 0 | 0 | 0 | 207171.7973 | 0 | 0 | 0 | 0 | 0 | 0 | 0 | 3333384.1795 | 0 | 0 | 0 | 0 | 0 | 0 | 0 | 0 | 0 | 0 | 0 | 83051.4577 | 0 | 0 | 0 | 0 | 0 | 0 | 0 | 0 | 0 | 161130.3418 | 0 | 0 | 0 | 0 | 0 | 0 | 0 | 0
2016-10-12 19:00 | 0 | 0 | 0 | 0 | 0 | 688062.1762 | 467162 | 0 | 0 | 0 | 0 | 150905.7874 | 0 | 0 | 0 | 0 | 0 | 0 | 0 | 3610550.3657 | 0 | 0 | 0 | 0 | 0 | 0 | 0 | 0 | 0 | 0 | 0 | -56266.01 | 0 | 0 | 0 | 0 | 0 | 0 | 0 | 0 | 0 | 277166.1862 | 0 | 0 | 0 | 0 | 0 | 0 | 0 | 0
2016-10-12 20:00 | 0 | 0 | 0 | 0 | 144358.5099 | 686915.134 | 471056 | 0 | 0 | 0 | 0 | 233957.2451 | 0 | 0 | 0 | 0 | 0 | 0 | 0 | 3887716.5518 | 0 | 0 | 0 | 0 | 0 | 0 | 0 | 0 | 0 | 0 | 0 | 83051.4577 | 0 | 0 | 0 | 0 | 0 | 0 | 0 | 0 | 0 | 277166.1862 | 0 | 0 | 0 | 0 | 0 | 0 | 0 | 0
2016-10-12 21:00 | 0 | 0 | 0 | 0 | 0 | 683632.8565 | 474321 | 0 | 0 | 0 | 0 | 166102.9154 | 0 | 0 | 0 | 0 | 0 | 0 | 0 | 4164882.738 | 0 | 0 | 0 | 0 | 0 | 0 | 0 | 0 | 0 | 0 | 0 | -67854.3296 | 0 | 0 | 0 | 0 | 0 | 0 | 0 | 0 | 0 | 277166.1862 | 0 | 0 | 0 | 0 | 0 | 0 | 0 | 0
2016-10-12 22:00 | 0 | 0 | 0 | 0 | 0 | 626381.8346 | 474450 | 0 | 0 | 0 | 0 | 249154.3731 | 0 | 0 | 0 | 0 | 0 | 0 | 0 | 4233763.1149 | 0 | 0 | 0 | 0 | 0 | 0 | 0 | 0 | 0 | 0 | 0 | 83051.4577 | 0 | 0 | 0 | 0 | 0 | 0 | 0 | 0 | 0 | 68880.3769 | 0 | 0 | 0 | 0 | 0 | 0 | 0 | 0
2016-10-12 23:00 | 0 | 0 | 0 | 0 | 0 | 451674.7047 | 477720 | 0 | 0 | 0 | 0 | 166102.9154 | 0 | 0 | 0 | 0 | 0 | 0 | 0 | 4290769.2772 | 0 | 0 | 0 | 0 | 0 | 0 | 0 | 0 | 0 | 0 | 0 | -83051.4577 | 0 | 0 | 0 | 0 | 0 | 0 | 0 | 0 | 0 | 57006.1624 | 0 | 0 | 0 | 0 | 0 | 0 | 0 | 0
2016-10-13 | 0 | 0 | 0 | 0 | 287269.7474 | 149305.0308 | 473170 | 0 | 0 | 0 | 0 | 83051.4577 | 0 | 0 | 0 | 0 | 0 | 0 | 0 | 4337225.5131 | 0 | 0 | 0 | 0 | 0 | 0 | 0 | 0 | 0 | 0 | 0 | -83051.4577 | 0 | 0 | 0 | 0 | 0 | 0 | 0 | 0 | 0 | 46456.2359 | 0 | 0 | 0 | 0 | 0 | 0 | 0 | 0
2016-10-13 01:00 | 0 | 0 | 0 | 0 | 97888.8837 | 354.4724 | 458461 | 0 | 0 | 0 | 0 | 0 | 0 | 0 | 0 | 0 | 0 | 0 | 0 | 4060059.327 | 0 | 0 | 0 | 0 | 0 | 0 | 0 | 0 | 0 | 0 | 0 | -83051.4577 | 0 | 0 | 0 | 0 | 0 | 0 | 0 | 0 | 0 | -277166.1862 | 0 | 0 | 0 | 0 | 0 | 0 | 0 | 0
2016-10-13 02:00 | 0 | 0 | 0 | 0 | 324567.0613 | 0 | 435066 | 0 | 0 | 0 | 0 | 83051.4577 | 0 | 0 | 0 | 0 | 0 | 0 | 0 | 3866508.9306 | 0 | 0 | 0 | 0 | 0 | 0 | 0 | 0 | 0 | 0 | 0 | 83051.4577 | 0 | 0 | 0 | 0 | 0 | 0 | 0 | 0 | 0 | -193550.3964 | 0 | 0 | 0 | 0 | 0 | 0 | 0 | 0
2016-10-13 03:00 | 0 | 0 | 0 | 0 | 46892.3561 | 0 | 407110 | 0 | 0 | 0 | 0 | 0 | 0 | 0 | 0 | 0 | 0 | 0 | 0 | 3589342.7444 | 0 | 0 | 0 | 0 | 0 | 0 | 0 | 0 | 0 | 0 | 0 | -83051.4577 | 0 | 0 | 0 | 0 | 0 | 0 | 0 | 0 | 0 | -277166.1862 | 0 | 0 | 0 | 0 | 0 | 0 | 0 | 0
2016-10-13 04:00 | 0 | 0 | 0 | 0 | 338367.3806 | 0 | 381865 | 0 | 0 | 0 | 0 | 83051.4577 | 0 | 0 | 0 | 0 | 0 | 0 | 0 | 3462793.6674 | 0 | 0 | 0 | 0 | 0 | 0 | 0 | 0 | 0 | 0 | 0 | 83051.4577 | 0 | 0 | 0 | 0 | 0 | 0 | 0 | 0 | 0 | -126549.0771 | 0 | 0 | 0 | 0 | 0 | 0 | 0 | 0
2016-10-13 05:00 | 0 | 0 | 0 | 0 | 2311.3561 | 0 | 362529 | 0 | 0 | 0 | 0 | 0 | 0 | 0 | 0 | 0 | 0 | 0 | 0 | 3185627.4812 | 0 | 0 | 0 | 0 | 0 | 0 | 0 | 0 | 0 | 0 | 0 | -83051.4577 | 0 | 0 | 0 | 0 | 0 | 0 | 0 | 0 | 0 | -277166.1862 | 0 | 0 | 0 | 0 | 0 | 0 | 0 | 0
2016-10-13 06:00 | 0 | 0 | 0 | 0 | 353126.3813 | 0 | 348729 | 0 | 0 | 0 | 0 | 83051.4577 | 0 | 0 | 0 | 0 | 0 | 0 | 0 | 3106973.4048 | 0 | 0 | 0 | 0 | 0 | 0 | 0 | 0 | 0 | 0 | 0 | 83051.4577 | 0 | 0 | 0 | 0 | 0 | 0 | 0 | 0 | 0 | -78654.0764 | 0 | 0 | 0 | 0 | 0 | 0 | 0 | 0
2016-10-13 07:00 | 0 | 0 | 0 | 0 | 0 | 0 | 341147 | 0 | 0 | 0 | 0 | 0 | 0 | 0 | 0 | 0 | 0 | 0 | 0 | 2848877.8625 | 0 | 0 | 0 | 0 | 0 | 0 | 0 | 0 | 0 | 0 | 0 | -83051.4577 | 0 | 0 | 0 | 0 | 0 | 0 | 0 | 0 | 0 | -258095.5423 | 0 | 0 | 0 | 0 | 0 | 0 | 0 | 0
2016-10-13 08:00 | 0 | 0 | 0 | 0 | 339312.1076 | 0 | 340195 | 0 | 0 | 0 | 0 | 83051.4577 | 0 | 0 | 0 | 0 | 0 | 0 | 0 | 2764943.5124 | 0 | 0 | 0 | 0 | 0 | 0 | 0 | 0 | 0 | 0 | 0 | 83051.4577 | 0 | 0 | 0 | 0 | 0 | 0 | 0 | 0 | 0 | -83934.3501 | 0 | 0 | 0 | 0 | 0 | 0 | 0 | 0
2016-10-13 09:00 | 0 | 0 | 0 | 0 | 0 | 0 | 348595 | 0 | 0 | 0 | 0 | 0 | 0 | 0 | 0 | 0 | 0 | 0 | 0 | 2499399.9701 | 0 | 0 | 0 | 0 | 0 | 0 | 0 | 0 | 0 | 0 | 0 | -83051.4577 | 0 | 0 | 0 | 0 | 0 | 0 | 0 | 0 | 0 | -265543.5423 | 0 | 0 | 0 | 0 | 0 | 0 | 0 | 0
2016-10-13 10:00 | 0 | 0 | 0 | 0 | 326397.4372 | 0 | 373419 | 0 | 0 | 0 | 0 | 83051.4577 | 0 | 0 | 0 | 0 | 0 | 0 | 0 | 2369326.9496 | 0 | 0 | 0 | 0 | 0 | 0 | 0 | 0 | 0 | 0 | 0 | 83051.4577 | 0 | 0 | 0 | 0 | 0 | 0 | 0 | 0 | 0 | -130073.0205 | 0 | 0 | 0 | 0 | 0 | 0 | 0 | 0
2016-10-13 11:00 | 0 | 0 | 0 | 0 | 320472.549 | 0 | 399415 | 0 | 0 | 0 | 0 | 0 | 0 | 0 | 0 | 0 | 0 | 0 | 0 | 2373435.9563 | 0 | 0 | 0 | 0 | 0 | 0 | 0 | 0 | 0 | 0 | 0 | -83051.4577 | 0 | 0 | 0 | 0 | 0 | 0 | 0 | 0 | 0 | 4109.0067 | 0 | 0 | 0 | 0 | 0 | 0 | 0 | 0
2016-10-13 12:00 | 0 | 0 | 0 | 0 | 311594.1826 | 0 | 412453 | 0 | 0 | 0 | 0 | 83051.4577 | 0 | 0 | 0 | 0 | 0 | 0 | 0 | 2189525.6812 | 0 | 0 | 0 | 0 | 0 | 0 | 0 | 0 | 0 | 0 | 0 | 83051.4577 | 0 | 0 | 0 | 0 | 0 | 0 | 0 | 0 | 0 | -183910.2751 | 0 | 0 | 0 | 0 | 0 | 0 | 0 | 0
2016-10-13 13:00 | 0 | 0 | 0 | 0 | 248211.9398 | 7241.6057 | 423354 | 0 | 0 | 0 | 0 | 0 | 0 | 0 | 0 | 0 | 0 | 0 | 0 | 2104676.6845 | 0 | 0 | 0 | 0 | 0 | 0 | 0 | 0 | 0 | 0 | 0 | -83051.4577 | 0 | 0 | 0 | 0 | 0 | 0 | 0 | 0 | 0 | -84848.9967 | 0 | 0 | 0 | 0 | 0 | 0 | 0 | 0
2016-10-13 14:00 | 0 | 0 | 0 | 0 | 160754.7593 | 253099.3086 | 433595 | 0 | 0 | 0 | 0 | 83051.4577 | 0 | 0 | 0 | 0 | 0 | 0 | 0 | 2001884.2947 | 0 | 0 | 0 | 0 | 0 | 0 | 0 | 0 | 0 | 0 | 0 | 83051.4577 | 0 | 0 | 0 | 0 | 0 | 0 | 0 | 0 | 0 | -102792.3898 | 0 | 0 | 0 | 0 | 0 | 0 | 0 | 0
2016-10-13 15:00 | 0 | 0 | 0 | 0 | 0 | 580240.0519 | 441745 | 0 | 0 | 0 | 0 | 0 | 0 | 0 | 0 | 0 | 0 | 0 | 0 | 2190657.719 | 0 | 32773.0854 | 0 | 0 | 0 | 0 | 0 | 0 | 0 | 0 | 0 | -83051.4577 | 0 | 0 | 0 | 0 | 0 | 0 | 0 | 0 | 0 | 188773.4242 | 0 | 32773.0854 | 0 | 0 | 0 | 0 | 0 | 0
2016-10-13 16:00 | 0 | 0 | 0 | 0 | 153670.6003 | 662442.8616 | 448142 | 0 | 0 | 0 | 0 | 83051.4577 | 0 | 0 | 0 | 0 | 0 | 0 | 0 | 2467823.9051 | 0 | 40526.9035 | 0 | 0 | 0 | 0 | 0 | 0 | 0 | 0 | 0 | 83051.4577 | 0 | 0 | 0 | 0 | 0 | 0 | 0 | 0 | 0 | 277166.1862 | 0 | 7753.8181 | 0 | 0 | 0 | 0 | 0 | 0
2016-10-13 17:00 | 0 | 0 | 0 | 0 | 0 | 665716.3826 | 454591 | 0 | 0 | 0 | 0 | 166102.9154 | 0 | 0 | 0 | 0 | 0 | 0 | 0 | 2628670.9154 | 0 | 7753.8181 | 0 | 0 | 0 | 0 | 0 | 0 | 0 | 0 | 0 | 83051.4577 | 0 | 0 | 0 | 0 | 0 | 0 | 0 | 0 | 0 | 160847.0103 | 0 | -32773.0854 | 0 | 0 | 0 | 0 | 0 | 0
2016-10-13 18:00 | 0 | 0 | 0 | 0 | 0 | 655088.5561 | 460716 | 0 | 0 | 0 | 0 | 249154.3731 | 0 | 0 | 0 | 0 | 0 | 0 | 0 | 2747745.8318 | 0 | 0 | 0 | 0 | 0 | 0 | 0 | 0 | 0 | 0 | 0 | 83051.4577 | 0 | 0 | 0 | 0 | 0 | 0 | 0 | 0 | 0 | 119074.9165 | 0 | -7753.8181 | 0 | 0 | 0 | 0 | 0 | 0
2016-10-13 19:00 | 0 | 0 | 0 | 0 | 0 | 648002.8543 | 464994 | 0 | 0 | 0 | 0 | 166102.9154 | 0 | 0 | 0 | 0 | 0 | 0 | 0 | 3013806.1439 | 0 | 0 | 0 | 0 | 0 | 0 | 0 | 0 | 0 | 0 | 0 | -83051.4577 | 0 | 0 | 0 | 0 | 0 | 0 | 0 | 0 | 0 | 266060.312 | 0 | 0 | 0 | 0 | 0 | 0 | 0 | 0
2016-10-13 20:00 | 0 | 0 | 0 | 0 | 0 | 656087.9121 | 467977 | 0 | 0 | 0 | 0 | 83051.4577 | 0 | 0 | 0 | 0 | 0 | 0 | 0 | 3284968.5137 | 0 | 0 | 0 | 0 | 0 | 0 | 0 | 0 | 0 | 0 | 0 | -83051.4577 | 0 | 0 | 0 | 0 | 0 | 0 | 0 | 0 | 0 | 271162.3699 | 0 | 0 | 0 | 0 | 0 | 0 | 0 | 0
2016-10-13 21:00 | 0 | 0 | 0 | 0 | 0 | 662513.6121 | 469397 | 0 | 0 | 0 | 0 | 166102.9154 | 0 | 0 | 0 | 0 | 0 | 0 | 0 | 3395033.6681 | 0 | 0 | 0 | 0 | 0 | 0 | 0 | 0 | 0 | 0 | 0 | 83051.4577 | 0 | 0 | 0 | 0 | 0 | 0 | 0 | 0 | 0 | 110065.1544 | 0 | 0 | 0 | 0 | 0 | 0 | 0 | 0
2016-10-13 22:00 | 0 | 0 | 0 | 0 | 0 | 633079.8457 | 468201 | 0 | 0 | 0 | 0 | 83051.4577 | 0 | 0 | 0 | 0 | 0 | 0 | 0 | 3642963.9716 | 0 | 0 | 0 | 0 | 0 | 0 | 0 | 0 | 0 | 0 | 0 | -83051.4577 | 0 | 0 | 0 | 0 | 0 | 0 | 0 | 0 | 0 | 247930.3035 | 0 | 0 | 0 | 0 | 0 | 0 | 0 | 0
2016-10-13 23:00 | 0 | 0 | 0 | 0 | 0 | 475953.1071 | 472705 | 0 | 0 | 0 | 0 | 83051.4577 | 0 | 0 | 0 | 0 | 0 | 0 | 0 | 3646212.0786 | 0 | 0 | 0 | 0 | 0 | 0 | 0 | 0 | 0 | 0 | 0 | 0 | 0 | 0 | 0 | 0 | 0 | 0 | 0 | 0 | 0 | 3248.1071 | 0 | 0 | 0 | 0 | 0 | 0 | 0 | 0
2016-10-14 | 0 | 0 | 0 | 0 | 157336.4836 | 119488.7879 | 470940 | 0 | 0 | 0 | 0 | 166102.9154 | 0 | 0 | 0 | 0 | 0 | 0 | 0 | 3369045.8925 | 0 | 0 | 0 | 0 | 0 | 0 | 0 | 0 | 0 | 0 | 0 | 83051.4577 | 0 | 0 | 0 | 0 | 0 | 0 | 0 | 0 | 0 | -277166.1862 | 0 | 0 | 0 | 0 | 0 | 0 | 0 | 0
2016-10-14 01:00 | 0 | 0 | 0 | 0 | 96524.325 | 209.0311 | 456951 | 0 | 0 | 0 | 0 | 83051.4577 | 0 | 0 | 0 | 0 | 0 | 0 | 0 | 3091879.7063 | 0 | 0 | 0 | 0 | 0 | 0 | 0 | 0 | 0 | 0 | 0 | -83051.4577 | 0 | 0 | 0 | 0 | 0 | 0 | 0 | 0 | 0 | -277166.1862 | 0 | 0 | 0 | 0 | 0 | 0 | 0 | 0
2016-10-14 02:00 | 0 | 0 | 0 | 0 | 581147.4109 | 0 | 433342 | 0 | 0 | 0 | 0 | 166102.9154 | 0 | 0 | 0 | 0 | 0 | 0 | 0 | 3156633.6595 | 0 | 0 | 0 | 0 | 0 | 0 | 0 | 0 | 0 | 0 | 0 | 83051.4577 | 0 | 0 | 0 | 0 | 0 | 0 | 0 | 0 | 0 | 64753.9532 | 0 | 0 | 0 | 0 | 0 | 0 | 0 | 0
2016-10-14 03:00 | 0 | 0 | 0 | 0 | 46818.3561 | 0 | 407036 | 0 | 0 | 0 | 0 | 83051.4577 | 0 | 0 | 0 | 0 | 0 | 0 | 0 | 2879467.4734 | 0 | 0 | 0 | 0 | 0 | 0 | 0 | 0 | 0 | 0 | 0 | -83051.4577 | 0 | 0 | 0 | 0 | 0 | 0 | 0 | 0 | 0 | -277166.1862 | 0 | 0 | 0 | 0 | 0 | 0 | 0 | 0
2016-10-14 04:00 | 0 | 0 | 0 | 0 | 22378.3561 | 0 | 382596 | 0 | 0 | 0 | 0 | 0 | 0 | 0 | 0 | 0 | 0 | 0 | 0 | 2602301.2872 | 0 | 0 | 0 | 0 | 0 | 0 | 0 | 0 | 0 | 0 | 0 | -83051.4577 | 0 | 0 | 0 | 0 | 0 | 0 | 0 | 0 | 0 | -277166.1862 | 0 | 0 | 0 | 0 | 0 | 0 | 0 | 0
2016-10-14 05:00 | 0 | 0 | 0 | 0 | 607997.9946 | 0 | 362278 | 0 | 0 | 0 | 0 | 83051.4577 | 0 | 0 | 0 | 0 | 0 | 0 | 0 | 2764969.8241 | 0 | 0 | 0 | 0 | 0 | 0 | 0 | 0 | 0 | 0 | 0 | 83051.4577 | 0 | 0 | 0 | 0 | 0 | 0 | 0 | 0 | 0 | 162668.5369 | 0 | 0 | 0 | 0 | 0 | 0 | 0 | 0
2016-10-14 06:00 | 0 | 0 | 0 | 0 | 0 | 0 | 348008 | 0 | 0 | 0 | 0 | 0 | 0 | 0 | 0 | 0 | 0 | 0 | 0 | 2500013.2818 | 0 | 0 | 0 | 0 | 0 | 0 | 0 | 0 | 0 | 0 | 0 | -83051.4577 | 0 | 0 | 0 | 0 | 0 | 0 | 0 | 0 | 0 | -264956.5423 | 0 | 0 | 0 | 0 | 0 | 0 | 0 | 0
2016-10-14 07:00 | 0 | 0 | 0 | 0 | 63146.8138 | 0 | 340313 | 0 | 0 | 0 | 0 | 0 | 0 | 0 | 0 | 0 | 0 | 0 | 0 | 2222847.0957 | 0 | 0 | 0 | 0 | 0 | 0 | 0 | 0 | 0 | 0 | 0 | 0 | 0 | 0 | 0 | 0 | 0 | 0 | 0 | 0 | 0 | -277166.1862 | 0 | 0 | 0 | 0 | 0 | 0 | 0 | 0
2016-10-14 08:00 | 0 | 0 | 0 | 0 | 581269.1114 | 0 | 339060 | 0 | 0 | 0 | 0 | 83051.4577 | 0 | 0 | 0 | 0 | 0 | 0 | 0 | 2382004.7494 | 0 | 0 | 0 | 0 | 0 | 0 | 0 | 0 | 0 | 0 | 0 | 83051.4577 | 0 | 0 | 0 | 0 | 0 | 0 | 0 | 0 | 0 | 159157.6537 | 0 | 0 | 0 | 0 | 0 | 0 | 0 | 0
2016-10-14 09:00 | 0 | 0 | 0 | 0 | 0 | 0 | 347726 | 0 | 0 | 0 | 0 | 0 | 0 | 0 | 0 | 0 | 0 | 0 | 0 | 2117330.2071 | 0 | 0 | 0 | 0 | 0 | 0 | 0 | 0 | 0 | 0 | 0 | -83051.4577 | 0 | 0 | 0 | 0 | 0 | 0 | 0 | 0 | 0 | -264674.5423 | 0 | 0 | 0 | 0 | 0 | 0 | 0 | 0
2016-10-14 10:00 | 0 | 0 | 0 | 0 | 177031.2715 | 0 | 371146 | 0 | 0 | 0 | 0 | 83051.4577 | 0 | 0 | 0 | 0 | 0 | 0 | 0 | 1840164.0209 | 0 | 0 | 0 | 0 | 0 | 0 | 0 | 0 | 0 | 0 | 0 | 83051.4577 | 0 | 0 | 0 | 0 | 0 | 0 | 0 | 0 | 0 | -277166.1862 | 0 | 0 | 0 | 0 | 0 | 0 | 0 | 0
2016-10-14 11:00 | 0 | 0 | 0 | 0 | 520170.853 | 0 | 396426 | 0 | 0 | 0 | 0 | 166102.9154 | 0 | 0 | 0 | 0 | 0 | 0 | 0 | 1880857.4163 | 0 | 0 | 0 | 0 | 0 | 0 | 0 | 0 | 0 | 0 | 0 | 83051.4577 | 0 | 0 | 0 | 0 | 0 | 0 | 0 | 0 | 0 | 40693.3953 | 0 | 0 | 0 | 0 | 0 | 0 | 0 | 0
2016-10-14 12:00 | 0 | 0 | 0 | 0 | 49028.3561 | 0 | 409246 | 0 | 0 | 0 | 0 | 83051.4577 | 0 | 0 | 0 | 0 | 0 | 0 | 0 | 1603691.2301 | 0 | 0 | 0 | 0 | 0 | 0 | 0 | 0 | 0 | 0 | 0 | -83051.4577 | 0 | 0 | 0 | 0 | 0 | 0 | 0 | 0 | 0 | -277166.1862 | 0 | 0 | 0 | 0 | 0 | 0 | 0 | 0
2016-10-14 13:00 | 0 | 0 | 0 | 0 | 480006.4535 | 9562.9823 | 419731 | 0 | 0 | 0 | 0 | 0 | 0 | 0 | 0 | 0 | 0 | 0 | 0 | 1756581.1236 | 0 | 0 | 0 | 0 | 0 | 0 | 0 | 0 | 0 | 0 | 0 | -83051.4577 | 0 | 0 | 0 | 0 | 0 | 0 | 0 | 0 | 0 | 152889.8935 | 0 | 0 | 0 | 0 | 0 | 0 | 0 | 0
2016-10-14 14:00 | 0 | 0 | 0 | 0 | 388663.9912 | 292140.3082 | 429523 | 0 | 0 | 0 | 0 | 83051.4577 | 0 | 0 | 0 | 0 | 0 | 0 | 0 | 1924810.9653 | 0 | 0 | 0 | 0 | 0 | 0 | 0 | 0 | 0 | 0 | 0 | 83051.4577 | 0 | 0 | 0 | 0 | 0 | 0 | 0 | 0 | 0 | 168229.8416 | 0 | 0 | 0 | 0 | 0 | 0 | 0 | 0
2016-10-14 15:00 | 0 | 0 | 0 | 0 | 0 | 570692.4743 | 436532 | 0 | 0 | 0 | 0 | 0 | 0 | 0 | 0 | 0 | 0 | 0 | 0 | 2142022.8973 | 0 | 0 | 0 | 0 | 0 | 0 | 0 | 0 | 0 | 0 | 0 | -83051.4577 | 0 | 0 | 0 | 0 | 0 | 0 | 0 | 0 | 0 | 217211.9321 | 0 | 0 | 0 | 0 | 0 | 0 | 0 | 0
2016-10-14 16:00 | 0 | 0 | 0 | 0 | 0 | 659147.9072 | 442480 | 0 | 0 | 0 | 0 | 50451.5035 | 0 | 0 | 0 | 0 | 0 | 0 | 0 | 2308239.3009 | 0 | 0 | 0 | 0 | 0 | 0 | 0 | 0 | 0 | 0 | 0 | 50451.5035 | 0 | 0 | 0 | 0 | 0 | 0 | 0 | 0 | 0 | 166216.4036 | 0 | 0 | 0 | 0 | 0 | 0 | 0 | 0
2016-10-14 17:00 | 0 | 0 | 0 | 0 | 135819.2885 | 672686.3553 | 448288 | 0 | 0 | 0 | 0 | 133502.9612 | 0 | 0 | 0 | 0 | 0 | 0 | 0 | 2585405.4871 | 0 | 0 | 0 | 0 | 0 | 0 | 0 | 0 | 0 | 0 | 0 | 83051.4577 | 0 | 0 | 0 | 0 | 0 | 0 | 0 | 0 | 0 | 277166.1862 | 0 | 0 | 0 | 0 | 0 | 0 | 0 | 0
2016-10-14 18:00 | 0 | 0 | 0 | 0 | 0 | 665367.1924 | 453012 | 0 | 0 | 0 | 0 | 68691.9675 | 0 | 0 | 0 | 0 | 0 | 0 | 0 | 2862571.6733 | 0 | 0 | 0 | 0 | 0 | 0 | 0 | 0 | 0 | 0 | 0 | -64810.9938 | 0 | 0 | 0 | 0 | 0 | 0 | 0 | 0 | 0 | 277166.1862 | 0 | 0 | 0 | 0 | 0 | 0 | 0 | 0
2016-10-14 19:00 | 0 | 0 | 0 | 0 | 0 | 660026.5996 | 456009 | 0 | 0 | 0 | 0 | 151743.4252 | 0 | 0 | 0 | 0 | 0 | 0 | 0 | 2983537.8151 | 0 | 0 | 0 | 0 | 0 | 0 | 0 | 0 | 0 | 0 | 0 | 83051.4577 | 0 | 0 | 0 | 0 | 0 | 0 | 0 | 0 | 0 | 120966.1418 | 0 | 0 | 0 | 0 | 0 | 0 | 0 | 0
2016-10-14 20:00 | 0 | 0 | 0 | 0 | 0 | 666674.2187 | 458200 | 0 | 0 | 0 | 0 | 83051.4577 | 0 | 0 | 0 | 0 | 0 | 0 | 0 | 3260704.0013 | 0 | 0 | 0 | 0 | 0 | 0 | 0 | 0 | 0 | 0 | 0 | -68691.9675 | 0 | 0 | 0 | 0 | 0 | 0 | 0 | 0 | 0 | 277166.1862 | 0 | 0 | 0 | 0 | 0 | 0 | 0 | 0
2016-10-14 21:00 | 0 | 0 | 0 | 0 | 0 | 673096.1745 | 458185 | 0 | 0 | 0 | 0 | 166102.9154 | 0 | 0 | 0 | 0 | 0 | 0 | 0 | 3392563.7181 | 0 | 0 | 0 | 0 | 0 | 0 | 0 | 0 | 0 | 0 | 0 | 83051.4577 | 0 | 0 | 0 | 0 | 0 | 0 | 0 | 0 | 0 | 131859.7168 | 0 | 0 | 0 | 0 | 0 | 0 | 0 | 0
2016-10-14 22:00 | 0 | 0 | 0 | 0 | 17030.0499 | 632323.6786 | 455239 | 0 | 0 | 0 | 0 | 83051.4577 | 0 | 0 | 0 | 0 | 0 | 0 | 0 | 3669729.9042 | 0 | 0 | 0 | 0 | 0 | 0 | 0 | 0 | 0 | 0 | 0 | -83051.4577 | 0 | 0 | 0 | 0 | 0 | 0 | 0 | 0 | 0 | 277166.1862 | 0 | 0 | 0 | 0 | 0 | 0 | 0 | 0
2016-10-14 23:00 | 0 | 0 | 0 | 0 | 0 | 461029.6533 | 456333 | 0 | 0 | 0 | 0 | 166102.9154 | 0 | 0 | 0 | 0 | 0 | 0 | 0 | 3591375.0998 | 0 | 0 | 0 | 0 | 0 | 0 | 0 | 0 | 0 | 0 | 0 | 83051.4577 | 0 | 0 | 0 | 0 | 0 | 0 | 0 | 0 | 0 | -78354.8044 | 0 | 0 | 0 | 0 | 0 | 0 | 0 | 0
2016-10-15 | 0 | 0 | 0 | 0 | 0 | 99533.3102 | 451920 | 0 | 0 | 0 | 0 | 83051.4577 | 0 | 0 | 0 | 0 | 0 | 0 | 0 | 3322039.8678 | 0 | 0 | 0 | 0 | 0 | 0 | 0 | 0 | 0 | 0 | 0 | -83051.4577 | 0 | 0 | 0 | 0 | 0 | 0 | 0 | 0 | 0 | -269335.232 | 0 | 0 | 0 | 0 | 0 | 0 | 0 | 0
2016-10-15 01:00 | 0 | 0 | 0 | 0 | 80046.431 | 150.9252 | 440415 | 0 | 0 | 0 | 0 | 0 | 0 | 0 | 0 | 0 | 0 | 0 | 0 | 3044873.6816 | 0 | 0 | 0 | 0 | 0 | 0 | 0 | 0 | 0 | 0 | 0 | -83051.4577 | 0 | 0 | 0 | 0 | 0 | 0 | 0 | 0 | 0 | -277166.1862 | 0 | 0 | 0 | 0 | 0 | 0 | 0 | 0
2016-10-15 02:00 | 0 | 0 | 0 | 0 | 782680.6439 | 0 | 422463 | 0 | 0 | 0 | 0 | 83051.4577 | 0 | 0 | 0 | 0 | 0 | 0 | 0 | 3322039.8678 | 0 | 0 | 0 | 0 | 0 | 0 | 0 | 0 | 0 | 0 | 0 | 83051.4577 | 0 | 0 | 0 | 0 | 0 | 0 | 0 | 0 | 0 | 277166.1862 | 0 | 0 | 0 | 0 | 0 | 0 | 0 | 0
2016-10-15 03:00 | 0 | 0 | 0 | 0 | 39774.3561 | 0 | 399992 | 0 | 0 | 0 | 0 | 0 | 0 | 0 | 0 | 0 | 0 | 0 | 0 | 3044873.6816 | 0 | 0 | 0 | 0 | 0 | 0 | 0 | 0 | 0 | 0 | 0 | -83051.4577 | 0 | 0 | 0 | 0 | 0 | 0 | 0 | 0 | 0 | -277166.1862 | 0 | 0 | 0 | 0 | 0 | 0 | 0 | 0
2016-10-15 04:00 | 0 | 0 | 0 | 0 | 100563.8138 | 0 | 377730 | 0 | 0 | 0 | 0 | 0 | 0 | 0 | 0 | 0 | 0 | 0 | 0 | 2767707.4955 | 0 | 0 | 0 | 0 | 0 | 0 | 0 | 0 | 0 | 0 | 0 | 0 | 0 | 0 | 0 | 0 | 0 | 0 | 0 | 0 | 0 | -277166.1862 | 0 | 0 | 0 | 0 | 0 | 0 | 0 | 0
2016-10-15 05:00 | 0 | 0 | 0 | 0 | 166008.2715 | 0 | 360123 | 0 | 0 | 0 | 0 | 83051.4577 | 0 | 0 | 0 | 0 | 0 | 0 | 0 | 2490541.3093 | 0 | 0 | 0 | 0 | 0 | 0 | 0 | 0 | 0 | 0 | 0 | 83051.4577 | 0 | 0 | 0 | 0 | 0 | 0 | 0 | 0 | 0 | -277166.1862 | 0 | 0 | 0 | 0 | 0 | 0 | 0 | 0
2016-10-15 06:00 | 0 | 0 | 0 | 0 | 540223.7285 | 0 | 346109 | 0 | 0 | 0 | 0 | 0 | 0 | 0 | 0 | 0 | 0 | 0 | 0 | 2767707.4955 | 0 | 0 | 0 | 0 | 0 | 0 | 0 | 0 | 0 | 0 | 0 | -83051.4577 | 0 | 0 | 0 | 0 | 0 | 0 | 0 | 0 | 0 | 277166.1862 | 0 | 0 | 0 | 0 | 0 | 0 | 0 | 0
2016-10-15 07:00 | 0 | 0 | 0 | 0 | 143023.2715 | 0 | 337138 | 0 | 0 | 0 | 0 | 83051.4577 | 0 | 0 | 0 | 0 | 0 | 0 | 0 | 2490541.3093 | 0 | 0 | 0 | 0 | 0 | 0 | 0 | 0 | 0 | 0 | 0 | 83051.4577 | 0 | 0 | 0 | 0 | 0 | 0 | 0 | 0 | 0 | -277166.1862 | 0 | 0 | 0 | 0 | 0 | 0 | 0 | 0
2016-10-15 08:00 | 0 | 0 | 0 | 0 | 138958.2715 | 0 | 333073 | 0 | 0 | 0 | 0 | 166102.9154 | 0 | 0 | 0 | 0 | 0 | 0 | 0 | 2213375.1231 | 0 | 0 | 0 | 0 | 0 | 0 | 0 | 0 | 0 | 0 | 0 | 83051.4577 | 0 | 0 | 0 | 0 | 0 | 0 | 0 | 0 | 0 | -277166.1862 | 0 | 0 | 0 | 0 | 0 | 0 | 0 | 0
2016-10-15 09:00 | 0 | 0 | 0 | 0 | 0 | 0 | 334219 | 0 | 0 | 0 | 0 | 83051.4577 | 0 | 0 | 0 | 0 | 0 | 0 | 0 | 1962207.5808 | 0 | 0 | 0 | 0 | 0 | 0 | 0 | 0 | 0 | 0 | 0 | -83051.4577 | 0 | 0 | 0 | 0 | 0 | 0 | 0 | 0 | 0 | -251167.5423 | 0 | 0 | 0 | 0 | 0 | 0 | 0 | 0
2016-10-15 10:00 | 0 | 0 | 0 | 0 | 535858.7285 | 0 | 341744 | 0 | 0 | 0 | 0 | 0 | 0 | 0 | 0 | 0 | 0 | 0 | 0 | 2239373.767 | 0 | 0 | 0 | 0 | 0 | 0 | 0 | 0 | 0 | 0 | 0 | -83051.4577 | 0 | 0 | 0 | 0 | 0 | 0 | 0 | 0 | 0 | 277166.1862 | 0 | 0 | 0 | 0 | 0 | 0 | 0 | 0
2016-10-15 11:00 | 0 | 0 | 0 | 0 | 159039.2715 | 0 | 353154 | 0 | 0 | 0 | 0 | 83051.4577 | 0 | 0 | 0 | 0 | 0 | 0 | 0 | 1962207.5808 | 0 | 0 | 0 | 0 | 0 | 0 | 0 | 0 | 0 | 0 | 0 | 83051.4577 | 0 | 0 | 0 | 0 | 0 | 0 | 0 | 0 | 0 | -277166.1862 | 0 | 0 | 0 | 0 | 0 | 0 | 0 | 0
2016-10-15 12:00 | 0 | 0 | 0 | 0 | 6206.3561 | 0 | 366424 | 0 | 0 | 0 | 0 | 0 | 0 | 0 | 0 | 0 | 0 | 0 | 0 | 1685041.3947 | 0 | 0 | 0 | 0 | 0 | 0 | 0 | 0 | 0 | 0 | 0 | -83051.4577 | 0 | 0 | 0 | 0 | 0 | 0 | 0 | 0 | 0 | -277166.1862 | 0 | 0 | 0 | 0 | 0 | 0 | 0 | 0
2016-10-15 13:00 | 0 | 0 | 0 | 0 | 94296.7494 | 9861.0644 | 381324 | 0 | 0 | 0 | 0 | 0 | 0 | 0 | 0 | 0 | 0 | 0 | 0 | 1407875.2085 | 0 | 0 | 0 | 0 | 0 | 0 | 0 | 0 | 0 | 0 | 0 | 0 | 0 | 0 | 0 | 0 | 0 | 0 | 0 | 0 | 0 | -277166.1862 | 0 | 0 | 0 | 0 | 0 | 0 | 0 | 0
2016-10-15 14:00 | 0 | 0 | 0 | 0 | 334475.6756 | 337850.5106 | 395160 | 0 | 0 | 0 | 0 | 0 | 0 | 0 | 0 | 0 | 0 | 0 | 0 | 1685041.3947 | 0 | 0 | 0 | 0 | 0 | 0 | 0 | 0 | 0 | 0 | 0 | 0 | 0 | 0 | 0 | 0 | 0 | 0 | 0 | 0 | 0 | 277166.1862 | 0 | 0 | 0 | 0 | 0 | 0 | 0 | 0
2016-10-15 15:00 | 0 | 0 | 0 | 0 | 23611.364 | 660898.8222 | 407344 | 0 | 0 | 0 | 0 | 0 | 0 | 0 | 0 | 0 | 0 | 0 | 0 | 1962207.5808 | 0 | 0 | 0 | 0 | 0 | 0 | 0 | 0 | 0 | 0 | 0 | 0 | 0 | 0 | 0 | 0 | 0 | 0 | 0 | 0 | 0 | 277166.1862 | 0 | 0 | 0 | 0 | 0 | 0 | 0 | 0
2016-10-15 16:00 | 0 | 0 | 0 | 0 | 42008.4409 | 735644.203 | 417435 | 0 | 0 | 0 | 0 | 83051.4577 | 0 | 0 | 0 | 0 | 0 | 0 | 0 | 2239373.767 | 0 | 0 | 0 | 0 | 0 | 0 | 0 | 0 | 0 | 0 | 0 | 83051.4577 | 0 | 0 | 0 | 0 | 0 | 0 | 0 | 0 | 0 | 277166.1862 | 0 | 0 | 0 | 0 | 0 | 0 | 0 | 0
2016-10-15 17:00 | 0 | 0 | 0 | 0 | 0 | 729413.3169 | 425068 | 0 | 0 | 0 | 0 | 110230.5885 | 0 | 0 | 0 | 0 | 0 | 0 | 0 | 2516539.9532 | 0 | 0 | 0 | 0 | 0 | 0 | 0 | 0 | 0 | 0 | 0 | 27179.1308 | 0 | 0 | 0 | 0 | 0 | 0 | 0 | 0 | 0 | 277166.1862 | 0 | 0 | 0 | 0 | 0 | 0 | 0 | 0
2016-10-15 18:00 | 0 | 0 | 0 | 0 | 0 | 709655.5845 | 431579 | 0 | 0 | 0 | 0 | 111140.9868 | 0 | 0 | 0 | 0 | 0 | 0 | 0 | 2793706.1393 | 0 | 0 | 0 | 0 | 0 | 0 | 0 | 0 | 0 | 0 | 0 | 910.3984 | 0 | 0 | 0 | 0 | 0 | 0 | 0 | 0 | 0 | 277166.1862 | 0 | 0 | 0 | 0 | 0 | 0 | 0 | 0
2016-10-15 19:00 | 0 | 0 | 0 | 0 | 0 | 700971.8868 | 437621 | 0 | 0 | 0 | 0 | 97325.6874 | 0 | 0 | 0 | 0 | 0 | 0 | 0 | 3070872.3255 | 0 | 0 | 0 | 0 | 0 | 0 | 0 | 0 | 0 | 0 | 0 | -13815.2994 | 0 | 0 | 0 | 0 | 0 | 0 | 0 | 0 | 0 | 277166.1862 | 0 | 0 | 0 | 0 | 0 | 0 | 0 | 0
2016-10-15 20:00 | 0 | 0 | 0 | 0 | 0 | 712384.4064 | 442960 | 0 | 0 | 0 | 0 | 180377.1451 | 0 | 0 | 0 | 0 | 0 | 0 | 0 | 3257245.2742 | 0 | 0 | 0 | 0 | 0 | 0 | 0 | 0 | 0 | 0 | 0 | 83051.4577 | 0 | 0 | 0 | 0 | 0 | 0 | 0 | 0 | 0 | 186372.9487 | 0 | 0 | 0 | 0 | 0 | 0 | 0 | 0
2016-10-15 21:00 | 0 | 0 | 0 | 0 | 75590.3876 | 730162.2563 | 445535 | 0 | 0 | 0 | 0 | 263428.6028 | 0 | 0 | 0 | 0 | 0 | 0 | 0 | 3534411.4603 | 0 | 0 | 0 | 0 | 0 | 0 | 0 | 0 | 0 | 0 | 0 | 83051.4577 | 0 | 0 | 0 | 0 | 0 | 0 | 0 | 0 | 0 | 277166.1862 | 0 | 0 | 0 | 0 | 0 | 0 | 0 | 0
2016-10-15 22:00 | 0 | 0 | 0 | 0 | 0 | 714401.0505 | 446436 | 0 | 0 | 0 | 0 | 254227.4672 | 0 | 0 | 0 | 0 | 0 | 0 | 0 | 3811577.6465 | 0 | 0 | 0 | 0 | 0 | 0 | 0 | 0 | 0 | 0 | 0 | -9201.1356 | 0 | 0 | 0 | 0 | 0 | 0 | 0 | 0 | 0 | 277166.1862 | 0 | 0 | 0 | 0 | 0 | 0 | 0 | 0
2016-10-15 23:00 | 0 | 0 | 0 | 0 | 0 | 521150.6651 | 449627 | 0 | 0 | 0 | 0 | 171176.0095 | 0 | 0 | 0 | 0 | 0 | 0 | 0 | 3966152.7693 | 0 | 0 | 0 | 0 | 0 | 0 | 0 | 0 | 0 | 0 | 0 | -83051.4577 | 0 | 0 | 0 | 0 | 0 | 0 | 0 | 0 | 0 | 154575.1228 | 0 | 0 | 0 | 0 | 0 | 0 | 0 | 0
2016-10-16 | 0 | 0 | 0 | 0 | 0 | 123110.5562 | 445552 | 0 | 0 | 0 | 0 | 125900.7519 | 0 | 0 | 0 | 0 | 0 | 0 | 0 | 3688986.5832 | 0 | 0 | 0 | 0 | 0 | 0 | 0 | 0 | 0 | 0 | 0 | -45275.2576 | 0 | 0 | 0 | 0 | 0 | 0 | 0 | 0 | 0 | -277166.1862 | 0 | 0 | 0 | 0 | 0 | 0 | 0 | 0
2016-10-16 01:00 | 0 | 0 | 0 | 0 | 500901.0098 | 122.331 | 434826 | 0 | 0 | 0 | 0 | 208952.2096 | 0 | 0 | 0 | 0 | 0 | 0 | 0 | 3639359.3809 | 0 | 32773.0854 | 0 | 0 | 0 | 0 | 0 | 0 | 0 | 0 | 0 | 83051.4577 | 0 | 0 | 0 | 0 | 0 | 0 | 0 | 0 | 0 | -49627.2023 | 0 | 32773.0854 | 0 | 0 | 0 | 0 | 0 | 0
2016-10-16 02:00 | 0 | 0 | 0 | 0 | 24320.2708 | 0 | 417311 | 0 | 0 | 0 | 0 | 125900.7519 | 0 | 0 | 0 | 0 | 0 | 0 | 0 | 3362193.1947 | 0 | 0 | 0 | 0 | 0 | 0 | 0 | 0 | 0 | 0 | 0 | -83051.4577 | 0 | 0 | 0 | 0 | 0 | 0 | 0 | 0 | 0 | -277166.1862 | 0 | -32773.0854 | 0 | 0 | 0 | 0 | 0 | 0
2016-10-16 03:00 | 0 | 0 | 0 | 0 | 35971.3561 | 0 | 396189 | 0 | 0 | 0 | 0 | 42849.2942 | 0 | 0 | 0 | 0 | 0 | 0 | 0 | 3085027.0085 | 0 | 0 | 0 | 0 | 0 | 0 | 0 | 0 | 0 | 0 | 0 | -83051.4577 | 0 | 0 | 0 | 0 | 0 | 0 | 0 | 0 | 0 | -277166.1862 | 0 | 0 | 0 | 0 | 0 | 0 | 0 | 0
2016-10-16 04:00 | 0 | 0 | 0 | 0 | 180635.2715 | 0 | 374750 | 0 | 0 | 0 | 0 | 125900.7519 | 0 | 0 | 0 | 0 | 0 | 0 | 0 | 2807860.8224 | 0 | 0 | 0 | 0 | 0 | 0 | 0 | 0 | 0 | 0 | 0 | 83051.4577 | 0 | 0 | 0 | 0 | 0 | 0 | 0 | 0 | 0 | -277166.1862 | 0 | 0 | 0 | 0 | 0 | 0 | 0 | 0
2016-10-16 05:00 | 0 | 0 | 0 | 0 | 0 | 0 | 357343 | 0 | 0 | 0 | 0 | 42849.2942 | 0 | 0 | 0 | 0 | 0 | 0 | 0 | 2533569.2801 | 0 | 0 | 0 | 0 | 0 | 0 | 0 | 0 | 0 | 0 | 0 | -83051.4577 | 0 | 0 | 0 | 0 | 0 | 0 | 0 | 0 | 0 | -274291.5423 | 0 | 0 | 0 | 0 | 0 | 0 | 0 | 0
2016-10-16 06:00 | 0 | 0 | 0 | 0 | 606936.5765 | 0 | 343637 | 0 | 0 | 0 | 0 | 125900.7519 | 0 | 0 | 0 | 0 | 0 | 0 | 0 | 2713817.3989 | 0 | 0 | 0 | 0 | 0 | 0 | 0 | 0 | 0 | 0 | 0 | 83051.4577 | 0 | 0 | 0 | 0 | 0 | 0 | 0 | 0 | 0 | 180248.1188 | 0 | 0 | 0 | 0 | 0 | 0 | 0 | 0
2016-10-16 07:00 | 0 | 0 | 0 | 0 | 0 | 0 | 333971 | 0 | 0 | 0 | 0 | 42849.2942 | 0 | 0 | 0 | 0 | 0 | 0 | 0 | 2462897.8566 | 0 | 0 | 0 | 0 | 0 | 0 | 0 | 0 | 0 | 0 | 0 | -83051.4577 | 0 | 0 | 0 | 0 | 0 | 0 | 0 | 0 | 0 | -250919.5423 | 0 | 0 | 0 | 0 | 0 | 0 | 0 | 0
2016-10-16 08:00 | 0 | 0 | 0 | 0 | 8790.5196 | 0 | 328806 | 0 | 0 | 0 | 0 | 0 | 0 | 0 | 0 | 0 | 0 | 0 | 0 | 2185731.6704 | 0 | 0 | 0 | 0 | 0 | 0 | 0 | 0 | 0 | 0 | 0 | -42849.2942 | 0 | 0 | 0 | 0 | 0 | 0 | 0 | 0 | 0 | -277166.1862 | 0 | 0 | 0 | 0 | 0 | 0 | 0 | 0
2016-10-16 09:00 | 0 | 0 | 0 | 0 | 133667.2715 | 0 | 327782 | 0 | 0 | 0 | 0 | 83051.4577 | 0 | 0 | 0 | 0 | 0 | 0 | 0 | 1908565.4842 | 0 | 0 | 0 | 0 | 0 | 0 | 0 | 0 | 0 | 0 | 0 | 83051.4577 | 0 | 0 | 0 | 0 | 0 | 0 | 0 | 0 | 0 | -277166.1862 | 0 | 0 | 0 | 0 | 0 | 0 | 0 | 0
2016-10-16 10:00 | 0 | 0 | 0 | 0 | 0 | 0 | 331842 | 0 | 0 | 0 | 0 | 0 | 0 | 0 | 0 | 0 | 0 | 0 | 0 | 1659774.942 | 0 | 0 | 0 | 0 | 0 | 0 | 0 | 0 | 0 | 0 | 0 | -83051.4577 | 0 | 0 | 0 | 0 | 0 | 0 | 0 | 0 | 0 | -248790.5423 | 0 | 0 | 0 | 0 | 0 | 0 | 0 | 0
2016-10-16 11:00 | 0 | 0 | 0 | 0 | 668419.3292 | 0 | 340368 | 0 | 0 | 0 | 0 | 83051.4577 | 0 | 0 | 0 | 0 | 0 | 0 | 0 | 1904774.8135 | 0 | 0 | 0 | 0 | 0 | 0 | 0 | 0 | 0 | 0 | 0 | 83051.4577 | 0 | 0 | 0 | 0 | 0 | 0 | 0 | 0 | 0 | 244999.8715 | 0 | 0 | 0 | 0 | 0 | 0 | 0 | 0
2016-10-16 12:00 | 0 | 0 | 0 | 0 | 0 | 0 | 351891 | 0 | 0 | 0 | 0 | 0 | 0 | 0 | 0 | 0 | 0 | 0 | 0 | 1635935.2712 | 0 | 0 | 0 | 0 | 0 | 0 | 0 | 0 | 0 | 0 | 0 | -83051.4577 | 0 | 0 | 0 | 0 | 0 | 0 | 0 | 0 | 0 | -268839.5423 | 0 | 0 | 0 | 0 | 0 | 0 | 0 | 0
2016-10-16 13:00 | 0 | 0 | 0 | 0 | 81667.5889 | 8589.2249 | 367423 | 0 | 0 | 0 | 0 | 0 | 0 | 0 | 0 | 0 | 0 | 0 | 0 | 1358769.085 | 0 | 0 | 0 | 0 | 0 | 0 | 0 | 0 | 0 | 0 | 0 | 0 | 0 | 0 | 0 | 0 | 0 | 0 | 0 | 0 | 0 | -277166.1862 | 0 | 0 | 0 | 0 | 0 | 0 | 0 | 0
2016-10-16 14:00 | 0 | 0 | 0 | 0 | 411635.2532 | 332354.3906 | 383772 | 0 | 0 | 0 | 0 | 83051.4577 | 0 | 0 | 0 | 0 | 0 | 0 | 0 | 1635935.2712 | 0 | 0 | 0 | 0 | 0 | 0 | 0 | 0 | 0 | 0 | 0 | 83051.4577 | 0 | 0 | 0 | 0 | 0 | 0 | 0 | 0 | 0 | 277166.1862 | 0 | 0 | 0 | 0 | 0 | 0 | 0 | 0
2016-10-16 15:00 | 0 | 0 | 0 | 0 | 0 | 598840.3319 | 400544 | 0 | 0 | 0 | 0 | 4181.6035 | 0 | 0 | 0 | 0 | 0 | 0 | 0 | 1913101.4573 | 0 | 0 | 0 | 0 | 0 | 0 | 0 | 0 | 0 | 0 | 0 | -78869.8542 | 0 | 0 | 0 | 0 | 0 | 0 | 0 | 0 | 0 | 277166.1862 | 0 | 0 | 0 | 0 | 0 | 0 | 0 | 0
2016-10-16 16:00 | 0 | 0 | 0 | 0 | 0 | 676897.1293 | 416790 | 0 | 0 | 0 | 0 | 87233.0612 | 0 | 0 | 0 | 0 | 0 | 0 | 0 | 2090157.1289 | 0 | 0 | 0 | 0 | 0 | 0 | 0 | 0 | 0 | 0 | 0 | 83051.4577 | 0 | 0 | 0 | 0 | 0 | 0 | 0 | 0 | 0 | 177055.6716 | 0 | 0 | 0 | 0 | 0 | 0 | 0 | 0
2016-10-16 17:00 | 0 | 0 | 0 | 0 | 114192.9437 | 676731.7002 | 430707 | 0 | 0 | 0 | 0 | 170284.5189 | 0 | 0 | 0 | 0 | 0 | 0 | 0 | 2367323.3151 | 0 | 0 | 0 | 0 | 0 | 0 | 0 | 0 | 0 | 0 | 0 | 83051.4577 | 0 | 0 | 0 | 0 | 0 | 0 | 0 | 0 | 0 | 277166.1862 | 0 | 0 | 0 | 0 | 0 | 0 | 0 | 0
2016-10-16 18:00 | 0 | 0 | 0 | 0 | 0 | 657973.0005 | 442178 | 0 | 0 | 0 | 0 | 108913.3332 | 0 | 0 | 0 | 0 | 0 | 0 | 0 | 2644489.5013 | 0 | 0 | 0 | 0 | 0 | 0 | 0 | 0 | 0 | 0 | 0 | -61371.1856 | 0 | 0 | 0 | 0 | 0 | 0 | 0 | 0 | 0 | 277166.1862 | 0 | 0 | 0 | 0 | 0 | 0 | 0 | 0
2016-10-16 19:00 | 0 | 0 | 0 | 0 | 162001.6173 | 649805.0266 | 451589 | 0 | 0 | 0 | 0 | 191964.7909 | 0 | 0 | 0 | 0 | 0 | 0 | 0 | 2921655.6874 | 0 | 0 | 0 | 0 | 0 | 0 | 0 | 0 | 0 | 0 | 0 | 83051.4577 | 0 | 0 | 0 | 0 | 0 | 0 | 0 | 0 | 0 | 277166.1862 | 0 | 0 | 0 | 0 | 0 | 0 | 0 | 0
2016-10-16 20:00 | 0 | 0 | 0 | 0 | 0 | 654473.3722 | 458822 | 0 | 0 | 0 | 0 | 110449.9769 | 0 | 0 | 0 | 0 | 0 | 0 | 0 | 3198821.8736 | 0 | 0 | 0 | 0 | 0 | 0 | 0 | 0 | 0 | 0 | 0 | -81514.814 | 0 | 0 | 0 | 0 | 0 | 0 | 0 | 0 | 0 | 277166.1862 | 0 | 0 | 0 | 0 | 0 | 0 | 0 | 0
2016-10-16 21:00 | 0 | 0 | 0 | 0 | 0 | 664113.6891 | 464628 | 0 | 0 | 0 | 0 | 193501.4346 | 0 | 0 | 0 | 0 | 0 | 0 | 0 | 3315256.105 | 0 | 0 | 0 | 0 | 0 | 0 | 0 | 0 | 0 | 0 | 0 | 83051.4577 | 0 | 0 | 0 | 0 | 0 | 0 | 0 | 0 | 0 | 116434.2314 | 0 | 0 | 0 | 0 | 0 | 0 | 0 | 0
2016-10-16 22:00 | 0 | 0 | 0 | 0 | 17062.2133 | 644856.5151 | 467804 | 0 | 0 | 0 | 0 | 110449.9769 | 0 | 0 | 0 | 0 | 0 | 0 | 0 | 3592422.2912 | 0 | 0 | 0 | 0 | 0 | 0 | 0 | 0 | 0 | 0 | 0 | -83051.4577 | 0 | 0 | 0 | 0 | 0 | 0 | 0 | 0 | 0 | 277166.1862 | 0 | 0 | 0 | 0 | 0 | 0 | 0 | 0
2016-10-16 23:00 | 0 | 0 | 0 | 0 | 0 | 479966.0969 | 471245 | 0 | 0 | 0 | 0 | 193501.4346 | 0 | 0 | 0 | 0 | 0 | 0 | 0 | 3518091.9303 | 0 | 0 | 0 | 0 | 0 | 0 | 0 | 0 | 0 | 0 | 0 | 83051.4577 | 0 | 0 | 0 | 0 | 0 | 0 | 0 | 0 | 0 | -74330.3608 | 0 | 0 | 0 | 0 | 0 | 0 | 0 | 0
2016-10-17 | 0 | 0 | 0 | 0 | 0 | 113560.7864 | 468534 | 0 | 0 | 0 | 0 | 110449.9769 | 0 | 0 | 0 | 0 | 0 | 0 | 0 | 3246170.1744 | 0 | 0 | 0 | 0 | 0 | 0 | 0 | 0 | 0 | 0 | 0 | -83051.4577 | 0 | 0 | 0 | 0 | 0 | 0 | 0 | 0 | 0 | -271921.7559 | 0 | 0 | 0 | 0 | 0 | 0 | 0 | 0
2016-10-17 01:00 | 0 | 0 | 0 | 0 | 149319.1544 | 89.1402 | 453973 | 0 | 0 | 0 | 0 | 83051.4577 | 0 | 0 | 0 | 0 | 0 | 0 | 0 | 2969003.9883 | 0 | 0 | 0 | 0 | 0 | 0 | 0 | 0 | 0 | 0 | 0 | -27398.5192 | 0 | 0 | 0 | 0 | 0 | 0 | 0 | 0 | 0 | -277166.1862 | 0 | 0 | 0 | 0 | 0 | 0 | 0 | 0
2016-10-17 02:00 | 0 | 0 | 0 | 0 | 793816.4282 | 0 | 431304 | 0 | 0 | 0 | 0 | 166102.9154 | 0 | 0 | 0 | 0 | 0 | 0 | 0 | 3246170.1744 | 0 | 2294.7843 | 0 | 0 | 0 | 0 | 0 | 0 | 0 | 0 | 0 | 83051.4577 | 0 | 0 | 0 | 0 | 0 | 0 | 0 | 0 | 0 | 277166.1862 | 0 | 2294.7843 | 0 | 0 | 0 | 0 | 0 | 0
2016-10-17 03:00 | 0 | 0 | 0 | 0 | 42150.5718 | 0 | 404663 | 0 | 0 | 0 | 0 | 83051.4577 | 0 | 0 | 0 | 0 | 0 | 0 | 0 | 2969003.9883 | 0 | 0 | 0 | 0 | 0 | 0 | 0 | 0 | 0 | 0 | 0 | -83051.4577 | 0 | 0 | 0 | 0 | 0 | 0 | 0 | 0 | 0 | -277166.1862 | 0 | -2294.7843 | 0 | 0 | 0 | 0 | 0 | 0
2016-10-17 04:00 | 0 | 0 | 0 | 0 | 19728.3561 | 0 | 379946 | 0 | 0 | 0 | 0 | 0 | 0 | 0 | 0 | 0 | 0 | 0 | 0 | 2691837.8021 | 0 | 0 | 0 | 0 | 0 | 0 | 0 | 0 | 0 | 0 | 0 | -83051.4577 | 0 | 0 | 0 | 0 | 0 | 0 | 0 | 0 | 0 | -277166.1862 | 0 | 0 | 0 | 0 | 0 | 0 | 0 | 0
2016-10-17 05:00 | 0 | 0 | 0 | 0 | 166743.2715 | 0 | 360858 | 0 | 0 | 0 | 0 | 83051.4577 | 0 | 0 | 0 | 0 | 0 | 0 | 0 | 2414671.6159 | 0 | 0 | 0 | 0 | 0 | 0 | 0 | 0 | 0 | 0 | 0 | 83051.4577 | 0 | 0 | 0 | 0 | 0 | 0 | 0 | 0 | 0 | -277166.1862 | 0 | 0 | 0 | 0 | 0 | 0 | 0 | 0
2016-10-17 06:00 | 0 | 0 | 0 | 0 | 541642.7285 | 0 | 347528 | 0 | 0 | 0 | 0 | 0 | 0 | 0 | 0 | 0 | 0 | 0 | 0 | 2691837.8021 | 0 | 0 | 0 | 0 | 0 | 0 | 0 | 0 | 0 | 0 | 0 | -83051.4577 | 0 | 0 | 0 | 0 | 0 | 0 | 0 | 0 | 0 | 277166.1862 | 0 | 0 | 0 | 0 | 0 | 0 | 0 | 0
2016-10-17 07:00 | 0 | 0 | 0 | 0 | 146308.2715 | 0 | 340423 | 0 | 0 | 0 | 0 | 83051.4577 | 0 | 0 | 0 | 0 | 0 | 0 | 0 | 2414671.6159 | 0 | 0 | 0 | 0 | 0 | 0 | 0 | 0 | 0 | 0 | 0 | 83051.4577 | 0 | 0 | 0 | 0 | 0 | 0 | 0 | 0 | 0 | -277166.1862 | 0 | 0 | 0 | 0 | 0 | 0 | 0 | 0
2016-10-17 08:00 | 0 | 0 | 0 | 0 | 145689.2715 | 0 | 339804 | 0 | 0 | 0 | 0 | 166102.9154 | 0 | 0 | 0 | 0 | 0 | 0 | 0 | 2137505.4298 | 0 | 0 | 0 | 0 | 0 | 0 | 0 | 0 | 0 | 0 | 0 | 83051.4577 | 0 | 0 | 0 | 0 | 0 | 0 | 0 | 0 | 0 | -277166.1862 | 0 | 0 | 0 | 0 | 0 | 0 | 0 | 0
2016-10-17 09:00 | 0 | 0 | 0 | 0 | 0 | 0 | 349623 | 0 | 0 | 0 | 0 | 83051.4577 | 0 | 0 | 0 | 0 | 0 | 0 | 0 | 1870933.8875 | 0 | 0 | 0 | 0 | 0 | 0 | 0 | 0 | 0 | 0 | 0 | -83051.4577 | 0 | 0 | 0 | 0 | 0 | 0 | 0 | 0 | 0 | -266571.5423 | 0 | 0 | 0 | 0 | 0 | 0 | 0 | 0
2016-10-17 10:00 | 0 | 0 | 0 | 0 | 588301.6903 | 0 | 376218 | 0 | 0 | 0 | 0 | 166102.9154 | 0 | 0 | 0 | 0 | 0 | 0 | 0 | 1999966.1201 | 0 | 0 | 0 | 0 | 0 | 0 | 0 | 0 | 0 | 0 | 0 | 83051.4577 | 0 | 0 | 0 | 0 | 0 | 0 | 0 | 0 | 0 | 129032.2326 | 0 | 0 | 0 | 0 | 0 | 0 | 0 | 0
2016-10-17 11:00 | 0 | 0 | 0 | 0 | 44253.3561 | 0 | 404471 | 0 | 0 | 0 | 0 | 83051.4577 | 0 | 0 | 0 | 0 | 0 | 0 | 0 | 1722799.9339 | 0 | 0 | 0 | 0 | 0 | 0 | 0 | 0 | 0 | 0 | 0 | -83051.4577 | 0 | 0 | 0 | 0 | 0 | 0 | 0 | 0 | 0 | -277166.1862 | 0 | 0 | 0 | 0 | 0 | 0 | 0 | 0
2016-10-17 12:00 | 0 | 0 | 0 | 0 | 560612.5516 | 0 | 420646 | 0 | 0 | 0 | 0 | 0 | 0 | 0 | 0 | 0 | 0 | 0 | 0 | 1945817.9433 | 0 | 0 | 0 | 0 | 0 | 0 | 0 | 0 | 0 | 0 | 0 | -83051.4577 | 0 | 0 | 0 | 0 | 0 | 0 | 0 | 0 | 0 | 223018.0093 | 0 | 0 | 0 | 0 | 0 | 0 | 0 | 0
2016-10-17 13:00 | 0 | 0 | 0 | 0 | 522197.7283 | 8312.8577 | 436484 | 0 | 0 | 0 | 0 | 83051.4577 | 0 | 0 | 0 | 0 | 0 | 0 | 0 | 1956793.0716 | 0 | 0 | 0 | 0 | 0 | 0 | 0 | 0 | 0 | 0 | 0 | 83051.4577 | 0 | 0 | 0 | 0 | 0 | 0 | 0 | 0 | 0 | 10975.1284 | 0 | 0 | 0 | 0 | 0 | 0 | 0 | 0
2016-10-17 14:00 | 0 | 0 | 0 | 0 | 421602.2084 | 315624.9103 | 453409 | 0 | 0 | 0 | 0 | 89703.3903 | 0 | 0 | 0 | 0 | 0 | 0 | 0 | 2233959.2578 | 0 | 0 | 0 | 0 | 0 | 0 | 0 | 0 | 0 | 0 | 0 | 6651.9326 | 0 | 0 | 0 | 0 | 0 | 0 | 0 | 0 | 0 | 277166.1862 | 0 | 0 | 0 | 0 | 0 | 0 | 0 | 0
2016-10-17 15:00 | 0 | 0 | 0 | 0 | 0 | 631084.7968 | 468848 | 0 | 0 | 0 | 0 | 6651.9326 | 0 | 0 | 0 | 0 | 0 | 0 | 0 | 2479247.5123 | 0 | 0 | 0 | 0 | 0 | 0 | 0 | 0 | 0 | 0 | 0 | -83051.4577 | 0 | 0 | 0 | 0 | 0 | 0 | 0 | 0 | 0 | 245288.2545 | 0 | 0 | 0 | 0 | 0 | 0 | 0 | 0
2016-10-17 16:00 | 0 | 0 | 0 | 0 | 0 | 722087.1036 | 483953 | 0 | 0 | 0 | 0 | 89703.3903 | 0 | 0 | 0 | 0 | 0 | 0 | 0 | 2634330.1582 | 0 | 0 | 0 | 0 | 0 | 0 | 0 | 0 | 0 | 0 | 0 | 83051.4577 | 0 | 0 | 0 | 0 | 0 | 0 | 0 | 0 | 0 | 155082.6459 | 0 | 0 | 0 | 0 | 0 | 0 | 0 | 0
2016-10-17 17:00 | 0 | 0 | 0 | 0 | 0 | 725742.8922 | 498846 | 0 | 0 | 0 | 0 | 39434.0963 | 0 | 0 | 0 | 0 | 0 | 0 | 0 | 2911496.3444 | 0 | 0 | 0 | 0 | 0 | 0 | 0 | 0 | 0 | 0 | 0 | -50269.294 | 0 | 0 | 0 | 0 | 0 | 0 | 0 | 0 | 0 | 277166.1862 | 0 | 0 | 0 | 0 | 0 | 0 | 0 | 0
2016-10-17 18:00 | 0 | 0 | 0 | 0 | 0 | 703154.7884 | 511978 | 0 | 0 | 0 | 0 | 122485.554 | 0 | 0 | 0 | 0 | 0 | 0 | 0 | 3019621.6751 | 0 | 0 | 0 | 0 | 0 | 0 | 0 | 0 | 0 | 0 | 0 | 83051.4577 | 0 | 0 | 0 | 0 | 0 | 0 | 0 | 0 | 0 | 108125.3307 | 0 | 0 | 0 | 0 | 0 | 0 | 0 | 0
2016-10-17 19:00 | 0 | 0 | 0 | 0 | 22765.4653 | 692962.2632 | 521613 | 0 | 0 | 0 | 0 | 39434.0963 | 0 | 0 | 0 | 0 | 0 | 0 | 0 | 3296787.8613 | 0 | 0 | 0 | 0 | 0 | 0 | 0 | 0 | 0 | 0 | 0 | -83051.4577 | 0 | 0 | 0 | 0 | 0 | 0 | 0 | 0 | 0 | 277166.1862 | 0 | 0 | 0 | 0 | 0 | 0 | 0 | 0
2016-10-17 20:00 | 0 | 0 | 0 | 0 | 0 | 705352.3872 | 527488 | 0 | 0 | 0 | 0 | 122485.554 | 0 | 0 | 0 | 0 | 0 | 0 | 0 | 3391600.7908 | 0 | 0 | 0 | 0 | 0 | 0 | 0 | 0 | 0 | 0 | 0 | 83051.4577 | 0 | 0 | 0 | 0 | 0 | 0 | 0 | 0 | 0 | 94812.9295 | 0 | 0 | 0 | 0 | 0 | 0 | 0 | 0
2016-10-17 21:00 | 0 | 0 | 0 | 0 | 0 | 728516.6852 | 528429 | 0 | 0 | 0 | 0 | 45407.053 | 0 | 0 | 0 | 0 | 0 | 0 | 0 | 3668766.9769 | 0 | 0 | 0 | 0 | 0 | 0 | 0 | 0 | 0 | 0 | 0 | -77078.501 | 0 | 0 | 0 | 0 | 0 | 0 | 0 | 0 | 0 | 277166.1862 | 0 | 0 | 0 | 0 | 0 | 0 | 0 | 0
2016-10-17 22:00 | 0 | 0 | 0 | 0 | 0 | 720019.8438 | 523606 | 0 | 0 | 0 | 0 | 128458.5107 | 0 | 0 | 0 | 0 | 0 | 0 | 0 | 3782129.363 | 0 | 0 | 0 | 0 | 0 | 0 | 0 | 0 | 0 | 0 | 0 | 83051.4577 | 0 | 0 | 0 | 0 | 0 | 0 | 0 | 0 | 0 | 113362.3861 | 0 | 0 | 0 | 0 | 0 | 0 | 0 | 0
2016-10-17 23:00 | 0 | 0 | 0 | 0 | 0 | 537322.6308 | 522334 | 0 | 0 | 0 | 0 | 45407.053 | 0 | 0 | 0 | 0 | 0 | 0 | 0 | 3880169.4515 | 0 | 0 | 0 | 0 | 0 | 0 | 0 | 0 | 0 | 0 | 0 | -83051.4577 | 0 | 0 | 0 | 0 | 0 | 0 | 0 | 0 | 0 | 98040.0885 | 0 | 0 | 0 | 0 | 0 | 0 | 0 | 0
2016-10-18 | 0 | 0 | 0 | 0 | 66902.5188 | 127405.5608 | 514513 | 0 | 0 | 0 | 0 | 2368.3188 | 0 | 0 | 0 | 0 | 0 | 0 | 0 | 3603003.2653 | 0 | 0 | 0 | 0 | 0 | 0 | 0 | 0 | 0 | 0 | 0 | -43038.7342 | 0 | 0 | 0 | 0 | 0 | 0 | 0 | 0 | 0 | -277166.1862 | 0 | 0 | 0 | 0 | 0 | 0 | 0 | 0
2016-10-18 01:00 | 0 | 0 | 0 | 0 | 301650.4565 | 92.815 | 495858 | 0 | 0 | 0 | 0 | 85419.7765 | 0 | 0 | 0 | 0 | 0 | 0 | 0 | 3325837.0791 | 0 | 0 | 0 | 0 | 0 | 0 | 0 | 0 | 0 | 0 | 0 | 83051.4577 | 0 | 0 | 0 | 0 | 0 | 0 | 0 | 0 | 0 | -277166.1862 | 0 | 0 | 0 | 0 | 0 | 0 | 0 | 0
2016-10-18 02:00 | 0 | 0 | 0 | 0 | 662536.7285 | 0 | 468422 | 0 | 0 | 0 | 0 | 2368.3188 | 0 | 0 | 0 | 0 | 0 | 0 | 0 | 3603003.2653 | 0 | 0 | 0 | 0 | 0 | 0 | 0 | 0 | 0 | 0 | 0 | -83051.4577 | 0 | 0 | 0 | 0 | 0 | 0 | 0 | 0 | 0 | 277166.1862 | 0 | 0 | 0 | 0 | 0 | 0 | 0 | 0
2016-10-18 03:00 | 0 | 0 | 0 | 0 | 241791.2715 | 0 | 435906 | 0 | 0 | 0 | 0 | 85419.7765 | 0 | 0 | 0 | 0 | 0 | 0 | 0 | 3325837.0791 | 0 | 0 | 0 | 0 | 0 | 0 | 0 | 0 | 0 | 0 | 0 | 83051.4577 | 0 | 0 | 0 | 0 | 0 | 0 | 0 | 0 | 0 | -277166.1862 | 0 | 0 | 0 | 0 | 0 | 0 | 0 | 0
2016-10-18 04:00 | 0 | 0 | 0 | 0 | 212038.2715 | 0 | 406153 | 0 | 0 | 0 | 0 | 168471.2342 | 0 | 0 | 0 | 0 | 0 | 0 | 0 | 3048670.893 | 0 | 0 | 0 | 0 | 0 | 0 | 0 | 0 | 0 | 0 | 0 | 83051.4577 | 0 | 0 | 0 | 0 | 0 | 0 | 0 | 0 | 0 | -277166.1862 | 0 | 0 | 0 | 0 | 0 | 0 | 0 | 0
2016-10-18 05:00 | 0 | 0 | 0 | 0 | 577288.7285 | 0 | 383174 | 0 | 0 | 0 | 0 | 85419.7765 | 0 | 0 | 0 | 0 | 0 | 0 | 0 | 3325837.0791 | 0 | 0 | 0 | 0 | 0 | 0 | 0 | 0 | 0 | 0 | 0 | -83051.4577 | 0 | 0 | 0 | 0 | 0 | 0 | 0 | 0 | 0 | 277166.1862 | 0 | 0 | 0 | 0 | 0 | 0 | 0 | 0
2016-10-18 06:00 | 0 | 0 | 0 | 0 | 724948.3251 | 0 | 367099 | 0 | 0 | 0 | 0 | 166102.9154 | 0 | 0 | 0 | 0 | 0 | 0 | 0 | 3603003.2653 | 0 | 0 | 0 | 0 | 0 | 0 | 0 | 0 | 0 | 0 | 0 | 80683.1389 | 0 | 0 | 0 | 0 | 0 | 0 | 0 | 0 | 0 | 277166.1862 | 0 | 0 | 0 | 0 | 0 | 0 | 0 | 0
2016-10-18 07:00 | 0 | 0 | 0 | 0 | 0 | 0 | 357029 | 0 | 0 | 0 | 0 | 83051.4577 | 0 | 0 | 0 | 0 | 0 | 0 | 0 | 3329025.723 | 0 | 0 | 0 | 0 | 0 | 0 | 0 | 0 | 0 | 0 | 0 | -83051.4577 | 0 | 0 | 0 | 0 | 0 | 0 | 0 | 0 | 0 | -273977.5423 | 0 | 0 | 0 | 0 | 0 | 0 | 0 | 0
2016-10-18 08:00 | 0 | 0 | 0 | 0 | 0 | 0 | 354533 | 0 | 0 | 0 | 0 | 0 | 0 | 0 | 0 | 0 | 0 | 0 | 0 | 3057544.1807 | 0 | 0 | 0 | 0 | 0 | 0 | 0 | 0 | 0 | 0 | 0 | -83051.4577 | 0 | 0 | 0 | 0 | 0 | 0 | 0 | 0 | 0 | -271481.5423 | 0 | 0 | 0 | 0 | 0 | 0 | 0 | 0
2016-10-18 09:00 | 0 | 0 | 0 | 0 | 653624.7627 | 0 | 363232 | 0 | 0 | 0 | 0 | 83051.4577 | 0 | 0 | 0 | 0 | 0 | 0 | 0 | 3264885.4857 | 0 | 0 | 0 | 0 | 0 | 0 | 0 | 0 | 0 | 0 | 0 | 83051.4577 | 0 | 0 | 0 | 0 | 0 | 0 | 0 | 0 | 0 | 207341.305 | 0 | 0 | 0 | 0 | 0 | 0 | 0 | 0
2016-10-18 10:00 | 0 | 0 | 0 | 0 | 28062.3561 | 0 | 388280 | 0 | 0 | 0 | 0 | 0 | 0 | 0 | 0 | 0 | 0 | 0 | 0 | 2987719.2995 | 0 | 0 | 0 | 0 | 0 | 0 | 0 | 0 | 0 | 0 | 0 | -83051.4577 | 0 | 0 | 0 | 0 | 0 | 0 | 0 | 0 | 0 | -277166.1862 | 0 | 0 | 0 | 0 | 0 | 0 | 0 | 0
2016-10-18 11:00 | 0 | 0 | 0 | 0 | 137432.8138 | 0 | 414599 | 0 | 0 | 0 | 0 | 0 | 0 | 0 | 0 | 0 | 0 | 0 | 0 | 2710553.1134 | 0 | 0 | 0 | 0 | 0 | 0 | 0 | 0 | 0 | 0 | 0 | 0 | 0 | 0 | 0 | 0 | 0 | 0 | 0 | 0 | 0 | -277166.1862 | 0 | 0 | 0 | 0 | 0 | 0 | 0 | 0
2016-10-18 12:00 | 0 | 0 | 0 | 0 | 543114.7909 | 0 | 428263 | 0 | 0 | 0 | 0 | 83051.4577 | 0 | 0 | 0 | 0 | 0 | 0 | 0 | 2742353.4465 | 0 | 0 | 0 | 0 | 0 | 0 | 0 | 0 | 0 | 0 | 0 | 83051.4577 | 0 | 0 | 0 | 0 | 0 | 0 | 0 | 0 | 0 | 31800.3332 | 0 | 0 | 0 | 0 | 0 | 0 | 0 | 0
2016-10-18 13:00 | 0 | 0 | 0 | 0 | 433146.9402 | 6152.1214 | 443362 | 0 | 0 | 0 | 0 | 127367.9703 | 0 | 0 | 0 | 0 | 0 | 0 | 0 | 2693973.9955 | 0 | 0 | 0 | 0 | 0 | 0 | 0 | 0 | 0 | 0 | 0 | 44316.5126 | 0 | 0 | 0 | 0 | 0 | 0 | 0 | 0 | 0 | -48379.451 | 0 | 0 | 0 | 0 | 0 | 0 | 0 | 0
2016-10-18 14:00 | 0 | 0 | 0 | 0 | 0 | 293998.3028 | 459677 | 0 | 0 | 0 | 0 | 44316.5126 | 0 | 0 | 0 | 0 | 0 | 0 | 0 | 2611346.756 | 0 | 0 | 0 | 0 | 0 | 0 | 0 | 0 | 0 | 0 | 0 | -83051.4577 | 0 | 0 | 0 | 0 | 0 | 0 | 0 | 0 | 0 | -82627.2395 | 0 | 0 | 0 | 0 | 0 | 0 | 0 | 0
2016-10-18 15:00 | 0 | 0 | 0 | 0 | 0 | 706271.6736 | 473422 | 0 | 0 | 0 | 0 | 0 | 0 | 0 | 0 | 0 | 0 | 0 | 0 | 2888512.9422 | 0 | 0 | 0 | 0 | 0 | 0 | 0 | 0 | 0 | 0 | 0 | -44316.5126 | 0 | 0 | 0 | 0 | 0 | 0 | 0 | 0 | 0 | 277166.1862 | 0 | 0 | 0 | 0 | 0 | 0 | 0 | 0
2016-10-18 16:00 | 0 | 0 | 0 | 0 | 0 | 773656.8575 | 487336 | 0 | 0 | 0 | 0 | 9154.6714 | 0 | 0 | 0 | 0 | 0 | 0 | 0 | 3165679.1283 | 0 | 0 | 0 | 0 | 0 | 0 | 0 | 0 | 0 | 0 | 0 | 9154.6714 | 0 | 0 | 0 | 0 | 0 | 0 | 0 | 0 | 0 | 277166.1862 | 0 | 0 | 0 | 0 | 0 | 0 | 0 | 0
2016-10-18 17:00 | 0 | 0 | 0 | 0 | 0 | 747087.4125 | 500972 | 0 | 0 | 0 | 0 | 92206.1291 | 0 | 0 | 0 | 0 | 0 | 0 | 0 | 3328743.0831 | 0 | 0 | 0 | 0 | 0 | 0 | 0 | 0 | 0 | 0 | 0 | 83051.4577 | 0 | 0 | 0 | 0 | 0 | 0 | 0 | 0 | 0 | 163063.9548 | 0 | 0 | 0 | 0 | 0 | 0 | 0 | 0
2016-10-18 18:00 | 0 | 0 | 0 | 0 | 0 | 718050.0523 | 512847 | 0 | 0 | 0 | 0 | 175257.5868 | 0 | 0 | 0 | 0 | 0 | 0 | 0 | 3450894.6776 | 0 | 0 | 0 | 0 | 0 | 0 | 0 | 0 | 0 | 0 | 0 | 83051.4577 | 0 | 0 | 0 | 0 | 0 | 0 | 0 | 0 | 0 | 122151.5946 | 0 | 0 | 0 | 0 | 0 | 0 | 0 | 0
2016-10-18 19:00 | 0 | 0 | 0 | 0 | 14517.9784 | 701168.7501 | 521572 | 0 | 0 | 0 | 0 | 92206.1291 | 0 | 0 | 0 | 0 | 0 | 0 | 0 | 3728060.8638 | 0 | 0 | 0 | 0 | 0 | 0 | 0 | 0 | 0 | 0 | 0 | -83051.4577 | 0 | 0 | 0 | 0 | 0 | 0 | 0 | 0 | 0 | 277166.1862 | 0 | 0 | 0 | 0 | 0 | 0 | 0 | 0
2016-10-18 20:00 | 0 | 0 | 0 | 0 | 179174.4443 | 708273.1996 | 527230 | 0 | 0 | 0 | 0 | 175257.5868 | 0 | 0 | 0 | 0 | 0 | 0 | 0 | 4005227.05 | 0 | 0 | 0 | 0 | 0 | 0 | 0 | 0 | 0 | 0 | 0 | 83051.4577 | 0 | 0 | 0 | 0 | 0 | 0 | 0 | 0 | 0 | 277166.1862 | 0 | 0 | 0 | 0 | 0 | 0 | 0 | 0
2016-10-18 21:00 | 0 | 0 | 0 | 0 | 0 | 722836.3726 | 527453 | 0 | 0 | 0 | 0 | 93474.7733 | 0 | 0 | 0 | 0 | 0 | 0 | 0 | 4282393.2361 | 0 | 0 | 0 | 0 | 0 | 0 | 0 | 0 | 0 | 0 | 0 | -81782.8135 | 0 | 0 | 0 | 0 | 0 | 0 | 0 | 0 | 0 | 277166.1862 | 0 | 0 | 0 | 0 | 0 | 0 | 0 | 0
2016-10-18 22:00 | 0 | 0 | 0 | 0 | 0 | 702366.9581 | 522155 | 0 | 0 | 0 | 0 | 176526.231 | 0 | 0 | 0 | 0 | 0 | 0 | 0 | 4379553.7366 | 0 | 0 | 0 | 0 | 0 | 0 | 0 | 0 | 0 | 0 | 0 | 83051.4577 | 0 | 0 | 0 | 0 | 0 | 0 | 0 | 0 | 0 | 97160.5004 | 0 | 0 | 0 | 0 | 0 | 0 | 0 | 0
2016-10-18 23:00 | 0 | 0 | 0 | 0 | 0 | 521056.1681 | 520044 | 0 | 0 | 0 | 0 | 93474.7733 | 0 | 0 | 0 | 0 | 0 | 0 | 0 | 4463617.3624 | 0 | 0 | 0 | 0 | 0 | 0 | 0 | 0 | 0 | 0 | 0 | -83051.4577 | 0 | 0 | 0 | 0 | 0 | 0 | 0 | 0 | 0 | 84063.6258 | 0 | 0 | 0 | 0 | 0 | 0 | 0 | 0
2016-10-19 | 0 | 0 | 0 | 0 | 342583.0397 | 124891.0828 | 512531 | 0 | 0 | 0 | 0 | 176526.231 | 0 | 0 | 0 | 0 | 0 | 0 | 0 | 4335509.0273 | 0 | 0 | 0 | 0 | 0 | 0 | 0 | 0 | 0 | 0 | 0 | 83051.4577 | 0 | 0 | 0 | 0 | 0 | 0 | 0 | 0 | 0 | -128108.3351 | 0 | 0 | 0 | 0 | 0 | 0 | 0 | 0
2016-10-19 01:00 | 0 | 0 | 0 | 0 | 133422.4696 | 64.8865 | 493705 | 0 | 0 | 0 | 0 | 93474.7733 | 0 | 0 | 0 | 0 | 0 | 0 | 0 | 4058342.8411 | 0 | 0 | 0 | 0 | 0 | 0 | 0 | 0 | 0 | 0 | 0 | -83051.4577 | 0 | 0 | 0 | 0 | 0 | 0 | 0 | 0 | 0 | -277166.1862 | 0 | 0 | 0 | 0 | 0 | 0 | 0 | 0
2016-10-19 02:00 | 0 | 0 | 0 | 0 | 426190.2202 | 0 | 465734 | 0 | 0 | 0 | 0 | 176526.231 | 0 | 0 | 0 | 0 | 0 | 0 | 0 | 3935747.6036 | 0 | 0 | 0 | 0 | 0 | 0 | 0 | 0 | 0 | 0 | 0 | 83051.4577 | 0 | 0 | 0 | 0 | 0 | 0 | 0 | 0 | 0 | -122595.2375 | 0 | 0 | 0 | 0 | 0 | 0 | 0 | 0
2016-10-19 03:00 | 0 | 0 | 0 | 0 | 74164.3561 | 0 | 434382 | 0 | 0 | 0 | 0 | 93474.7733 | 0 | 0 | 0 | 0 | 0 | 0 | 0 | 3658581.4174 | 0 | 0 | 0 | 0 | 0 | 0 | 0 | 0 | 0 | 0 | 0 | -83051.4577 | 0 | 0 | 0 | 0 | 0 | 0 | 0 | 0 | 0 | -277166.1862 | 0 | 0 | 0 | 0 | 0 | 0 | 0 | 0
2016-10-19 04:00 | 0 | 0 | 0 | 0 | 390784.0058 | 0 | 404120 | 0 | 0 | 0 | 0 | 176526.231 | 0 | 0 | 0 | 0 | 0 | 0 | 0 | 3562193.9656 | 0 | 0 | 0 | 0 | 0 | 0 | 0 | 0 | 0 | 0 | 0 | 83051.4577 | 0 | 0 | 0 | 0 | 0 | 0 | 0 | 0 | 0 | -96387.4519 | 0 | 0 | 0 | 0 | 0 | 0 | 0 | 0
2016-10-19 05:00 | 0 | 0 | 0 | 0 | 21243.3561 | 0 | 381461 | 0 | 0 | 0 | 0 | 93474.7733 | 0 | 0 | 0 | 0 | 0 | 0 | 0 | 3285027.7794 | 0 | 0 | 0 | 0 | 0 | 0 | 0 | 0 | 0 | 0 | 0 | -83051.4577 | 0 | 0 | 0 | 0 | 0 | 0 | 0 | 0 | 0 | -277166.1862 | 0 | 0 | 0 | 0 | 0 | 0 | 0 | 0
2016-10-19 06:00 | 0 | 0 | 0 | 0 | 332269.3921 | 0 | 365213 | 0 | 0 | 0 | 0 | 83051.4577 | 0 | 0 | 0 | 0 | 0 | 0 | 0 | 3262507.4871 | 0 | 0 | 0 | 0 | 0 | 0 | 0 | 0 | 0 | 0 | 0 | -10423.3156 | 0 | 0 | 0 | 0 | 0 | 0 | 0 | 0 | 0 | -22520.2923 | 0 | 0 | 0 | 0 | 0 | 0 | 0 | 0
2016-10-19 07:00 | 0 | 0 | 0 | 0 | 0 | 0 | 355191 | 0 | 0 | 0 | 0 | 0 | 0 | 0 | 0 | 0 | 0 | 0 | 0 | 2990367.9448 | 0 | 0 | 0 | 0 | 0 | 0 | 0 | 0 | 0 | 0 | 0 | -83051.4577 | 0 | 0 | 0 | 0 | 0 | 0 | 0 | 0 | 0 | -272139.5423 | 0 | 0 | 0 | 0 | 0 | 0 | 0 | 0
2016-10-19 08:00 | 0 | 0 | 0 | 0 | 293566.1176 | 0 | 353273 | 0 | 0 | 0 | 0 | 83051.4577 | 0 | 0 | 0 | 0 | 0 | 0 | 0 | 2847609.6047 | 0 | 0 | 0 | 0 | 0 | 0 | 0 | 0 | 0 | 0 | 0 | 83051.4577 | 0 | 0 | 0 | 0 | 0 | 0 | 0 | 0 | 0 | -142758.3401 | 0 | 0 | 0 | 0 | 0 | 0 | 0 | 0
2016-10-19 09:00 | 0 | 0 | 0 | 0 | 279498.6987 | 0 | 362507 | 0 | 0 | 0 | 0 | 166102.9154 | 0 | 0 | 0 | 0 | 0 | 0 | 0 | 2681549.8457 | 0 | 0 | 0 | 0 | 0 | 0 | 0 | 0 | 0 | 0 | 0 | 83051.4577 | 0 | 0 | 0 | 0 | 0 | 0 | 0 | 0 | 0 | -166059.759 | 0 | 0 | 0 | 0 | 0 | 0 | 0 | 0
2016-10-19 10:00 | 0 | 0 | 0 | 0 | 273120.2986 | 0 | 387847 | 0 | 0 | 0 | 0 | 83051.4577 | 0 | 0 | 0 | 0 | 0 | 0 | 0 | 2649874.602 | 0 | 0 | 0 | 0 | 0 | 0 | 0 | 0 | 0 | 0 | 0 | -83051.4577 | 0 | 0 | 0 | 0 | 0 | 0 | 0 | 0 | 0 | -31675.2437 | 0 | 0 | 0 | 0 | 0 | 0 | 0 | 0
2016-10-19 11:00 | 0 | 0 | 0 | 0 | 219059.2715 | 0 | 413174 | 0 | 0 | 0 | 0 | 166102.9154 | 0 | 0 | 0 | 0 | 0 | 0 | 0 | 2372708.4159 | 0 | 0 | 0 | 0 | 0 | 0 | 0 | 0 | 0 | 0 | 0 | 83051.4577 | 0 | 0 | 0 | 0 | 0 | 0 | 0 | 0 | 0 | -277166.1862 | 0 | 0 | 0 | 0 | 0 | 0 | 0 | 0
2016-10-19 12:00 | 0 | 0 | 0 | 0 | 277823.6198 | 0 | 427913 | 0 | 0 | 0 | 0 | 183926.2009 | 0 | 0 | 0 | 0 | 0 | 0 | 0 | 2197041.9321 | 0 | 7753.8181 | 0 | 0 | 0 | 0 | 0 | 0 | 0 | 0 | 0 | 17823.2854 | 0 | 0 | 0 | 0 | 0 | 0 | 0 | 0 | 0 | -175666.4837 | 0 | 7753.8181 | 0 | 0 | 0 | 0 | 0 | 0
2016-10-19 13:00 | 0 | 0 | 0 | 0 | 235443.5751 | 5280.4091 | 441862 | 0 | 0 | 0 | 0 | 100874.7432 | 0 | 0 | 0 | 0 | 0 | 0 | 0 | 2046182.2886 | 0 | 40526.9035 | 0 | 0 | 0 | 0 | 0 | 0 | 0 | 0 | 0 | -83051.4577 | 0 | 0 | 0 | 0 | 0 | 0 | 0 | 0 | 0 | -150859.6435 | 0 | 32773.0854 | 0 | 0 | 0 | 0 | 0 | 0
2016-10-19 14:00 | 0 | 0 | 0 | 0 | 0 | 281887.8921 | 458750 | 0 | 0 | 0 | 0 | 17823.2854 | 0 | 0 | 0 | 0 | 0 | 0 | 0 | 1985144.7237 | 0 | 7753.8181 | 0 | 0 | 0 | 0 | 0 | 0 | 0 | 0 | 0 | -83051.4577 | 0 | 0 | 0 | 0 | 0 | 0 | 0 | 0 | 0 | -61037.5649 | 0 | -32773.0854 | 0 | 0 | 0 | 0 | 0 | 0
2016-10-19 15:00 | 0 | 0 | 0 | 0 | 0 | 725985.0826 | 474396 | 0 | 0 | 0 | 0 | 0 | 0 | 0 | 0 | 0 | 0 | 0 | 0 | 2262310.9099 | 0 | 0 | 0 | 0 | 0 | 0 | 0 | 0 | 0 | 0 | 0 | -17823.2854 | 0 | 0 | 0 | 0 | 0 | 0 | 0 | 0 | 0 | 277166.1862 | 0 | -7753.8181 | 0 | 0 | 0 | 0 | 0 | 0
2016-10-19 16:00 | 0 | 0 | 0 | 0 | 0 | 780761.8614 | 488621 | 0 | 0 | 0 | 0 | 83051.4577 | 0 | 0 | 0 | 0 | 0 | 0 | 0 | 2438627.2282 | 0 | 32773.0854 | 0 | 0 | 0 | 0 | 0 | 0 | 0 | 0 | 0 | 83051.4577 | 0 | 0 | 0 | 0 | 0 | 0 | 0 | 0 | 0 | 176316.3184 | 0 | 32773.0854 | 0 | 0 | 0 | 0 | 0 | 0
2016-10-19 17:00 | 0 | 0 | 0 | 0 | 0 | 753455.4233 | 504233 | 0 | 0 | 0 | 0 | 166102.9154 | 0 | 0 | 0 | 0 | 0 | 0 | 0 | 2637571.2792 | 0 | 0 | 0 | 0 | 0 | 0 | 0 | 0 | 0 | 0 | 0 | 83051.4577 | 0 | 0 | 0 | 0 | 0 | 0 | 0 | 0 | 0 | 198944.0509 | 0 | -32773.0854 | 0 | 0 | 0 | 0 | 0 | 0
2016-10-19 18:00 | 0 | 0 | 0 | 0 | 17418.0053 | 724337.8085 | 514868 | 0 | 0 | 0 | 0 | 83051.4577 | 0 | 0 | 0 | 0 | 0 | 0 | 0 | 2914737.4653 | 0 | 32773.0854 | 0 | 0 | 0 | 0 | 0 | 0 | 0 | 0 | 0 | -83051.4577 | 0 | 0 | 0 | 0 | 0 | 0 | 0 | 0 | 0 | 277166.1862 | 0 | 32773.0854 | 0 | 0 | 0 | 0 | 0 | 0
2016-10-19 19:00 | 0 | 0 | 0 | 0 | 140066.8326 | 710160.7259 | 522783 | 0 | 0 | 0 | 0 | 166102.9154 | 0 | 0 | 0 | 0 | 0 | 0 | 0 | 3191903.6515 | 0 | 0 | 0 | 0 | 0 | 0 | 0 | 0 | 0 | 0 | 0 | 83051.4577 | 0 | 0 | 0 | 0 | 0 | 0 | 0 | 0 | 0 | 277166.1862 | 0 | -32773.0854 | 0 | 0 | 0 | 0 | 0 | 0
2016-10-19 20:00 | 0 | 0 | 0 | 0 | 0 | 719696.2817 | 526819 | 0 | 0 | 0 | 0 | 83051.4577 | 0 | 0 | 0 | 0 | 0 | 0 | 0 | 3467832.3908 | 0 | 0 | 0 | 0 | 0 | 0 | 0 | 0 | 0 | 0 | 0 | -83051.4577 | 0 | 0 | 0 | 0 | 0 | 0 | 0 | 0 | 0 | 275928.7394 | 0 | 0 | 0 | 0 | 0 | 0 | 0 | 0
2016-10-19 21:00 | 0 | 0 | 0 | 0 | 0 | 736100.7835 | 524964 | 0 | 0 | 0 | 0 | 17022.055 | 0 | 0 | 0 | 0 | 0 | 0 | 0 | 3744998.577 | 0 | 0 | 0 | 0 | 0 | 0 | 0 | 0 | 0 | 0 | 0 | -66029.4027 | 0 | 0 | 0 | 0 | 0 | 0 | 0 | 0 | 0 | 277166.1862 | 0 | 0 | 0 | 0 | 0 | 0 | 0 | 0
2016-10-19 22:00 | 0 | 0 | 0 | 0 | 0 | 723229.126 | 520100 | 0 | 0 | 0 | 0 | 100073.5127 | 0 | 0 | 0 | 0 | 0 | 0 | 0 | 3865076.2453 | 0 | 0 | 0 | 0 | 0 | 0 | 0 | 0 | 0 | 0 | 0 | 83051.4577 | 0 | 0 | 0 | 0 | 0 | 0 | 0 | 0 | 0 | 120077.6683 | 0 | 0 | 0 | 0 | 0 | 0 | 0 | 0
2016-10-19 23:00 | 0 | 0 | 0 | 0 | 0 | 542472.2263 | 519054 | 0 | 0 | 0 | 0 | 17022.055 | 0 | 0 | 0 | 0 | 0 | 0 | 0 | 3971545.9293 | 0 | 0 | 0 | 0 | 0 | 0 | 0 | 0 | 0 | 0 | 0 | -83051.4577 | 0 | 0 | 0 | 0 | 0 | 0 | 0 | 0 | 0 | 106469.684 | 0 | 0 | 0 | 0 | 0 | 0 | 0 | 0
2016-10-20 | 0 | 0 | 0 | 0 | 195061.1366 | 120758.1349 | 509934 | 0 | 0 | 0 | 0 | 100073.5127 | 0 | 0 | 0 | 0 | 0 | 0 | 0 | 3694379.7432 | 0 | 0 | 0 | 0 | 0 | 0 | 0 | 0 | 0 | 0 | 0 | 83051.4577 | 0 | 0 | 0 | 0 | 0 | 0 | 0 | 0 | 0 | -277166.1862 | 0 | 0 | 0 | 0 | 0 | 0 | 0 | 0
2016-10-20 01:00 | 0 | 0 | 0 | 0 | 472628.3707 | 53.5471 | 488304 | 0 | 0 | 0 | 0 | 183124.9705 | 0 | 0 | 0 | 0 | 0 | 0 | 0 | 3595706.2033 | 0 | 0 | 0 | 0 | 0 | 0 | 0 | 0 | 0 | 0 | 0 | 83051.4577 | 0 | 0 | 0 | 0 | 0 | 0 | 0 | 0 | 0 | -98673.5399 | 0 | 0 | 0 | 0 | 0 | 0 | 0 | 0
2016-10-20 02:00 | 0 | 0 | 0 | 0 | 100998.3561 | 0 | 461216 | 0 | 0 | 0 | 0 | 100073.5127 | 0 | 0 | 0 | 0 | 0 | 0 | 0 | 3318540.0171 | 0 | 0 | 0 | 0 | 0 | 0 | 0 | 0 | 0 | 0 | 0 | -83051.4577 | 0 | 0 | 0 | 0 | 0 | 0 | 0 | 0 | 0 | -277166.1862 | 0 | 0 | 0 | 0 | 0 | 0 | 0 | 0
2016-10-20 03:00 | 0 | 0 | 0 | 0 | 411056.396 | 0 | 433142 | 0 | 0 | 0 | 0 | 183124.9705 | 0 | 0 | 0 | 0 | 0 | 0 | 0 | 3213402.9554 | 0 | 0 | 0 | 0 | 0 | 0 | 0 | 0 | 0 | 0 | 0 | 83051.4577 | 0 | 0 | 0 | 0 | 0 | 0 | 0 | 0 | 0 | -105137.0617 | 0 | 0 | 0 | 0 | 0 | 0 | 0 | 0
2016-10-20 04:00 | 0 | 0 | 0 | 0 | 41829.3561 | 0 | 402047 | 0 | 0 | 0 | 0 | 100073.5127 | 0 | 0 | 0 | 0 | 0 | 0 | 0 | 2936236.7693 | 0 | 0 | 0 | 0 | 0 | 0 | 0 | 0 | 0 | 0 | 0 | -83051.4577 | 0 | 0 | 0 | 0 | 0 | 0 | 0 | 0 | 0 | -277166.1862 | 0 | 0 | 0 | 0 | 0 | 0 | 0 | 0
2016-10-20 05:00 | 0 | 0 | 0 | 0 | 397781.9108 | 0 | 379104 | 0 | 0 | 0 | 0 | 183124.9705 | 0 | 0 | 0 | 0 | 0 | 0 | 0 | 2871863.2223 | 0 | 0 | 0 | 0 | 0 | 0 | 0 | 0 | 0 | 0 | 0 | 83051.4577 | 0 | 0 | 0 | 0 | 0 | 0 | 0 | 0 | 0 | -64373.5469 | 0 | 0 | 0 | 0 | 0 | 0 | 0 | 0
2016-10-20 06:00 | 0 | 0 | 0 | 0 | 2142.3561 | 0 | 362360 | 0 | 0 | 0 | 0 | 100073.5127 | 0 | 0 | 0 | 0 | 0 | 0 | 0 | 2594697.0362 | 0 | 0 | 0 | 0 | 0 | 0 | 0 | 0 | 0 | 0 | 0 | -83051.4577 | 0 | 0 | 0 | 0 | 0 | 0 | 0 | 0 | 0 | -277166.1862 | 0 | 0 | 0 | 0 | 0 | 0 | 0 | 0
2016-10-20 07:00 | 0 | 0 | 0 | 0 | 436300.4284 | 0 | 352629 | 0 | 0 | 0 | 0 | 183124.9705 | 0 | 0 | 0 | 0 | 0 | 0 | 0 | 2595317.0069 | 0 | 0 | 0 | 0 | 0 | 0 | 0 | 0 | 0 | 0 | 0 | 83051.4577 | 0 | 0 | 0 | 0 | 0 | 0 | 0 | 0 | 0 | 619.9707 | 0 | 0 | 0 | 0 | 0 | 0 | 0 | 0
2016-10-20 08:00 | 0 | 0 | 0 | 0 | 0 | 0 | 350469 | 0 | 0 | 0 | 0 | 100073.5127 | 0 | 0 | 0 | 0 | 0 | 0 | 0 | 2327899.4646 | 0 | 0 | 0 | 0 | 0 | 0 | 0 | 0 | 0 | 0 | 0 | -83051.4577 | 0 | 0 | 0 | 0 | 0 | 0 | 0 | 0 | 0 | -267417.5423 | 0 | 0 | 0 | 0 | 0 | 0 | 0 | 0
2016-10-20 09:00 | 0 | 0 | 0 | 0 | 442873.544 | 0 | 358516 | 0 | 0 | 0 | 0 | 83051.4577 | 0 | 0 | 0 | 0 | 0 | 0 | 0 | 2429279.0637 | 0 | 0 | 0 | 0 | 0 | 0 | 0 | 0 | 0 | 0 | 0 | -17022.055 | 0 | 0 | 0 | 0 | 0 | 0 | 0 | 0 | 0 | 101379.5991 | 0 | 0 | 0 | 0 | 0 | 0 | 0 | 0
2016-10-20 10:00 | 0 | 0 | 0 | 0 | 21987.3561 | 0 | 382205 | 0 | 0 | 0 | 0 | 0 | 0 | 0 | 0 | 0 | 0 | 0 | 0 | 2152112.8775 | 0 | 0 | 0 | 0 | 0 | 0 | 0 | 0 | 0 | 0 | 0 | -83051.4577 | 0 | 0 | 0 | 0 | 0 | 0 | 0 | 0 | 0 | -277166.1862 | 0 | 0 | 0 | 0 | 0 | 0 | 0 | 0
2016-10-20 11:00 | 0 | 0 | 0 | 0 | 425523.6059 | 0 | 407642 | 0 | 0 | 0 | 0 | 83051.4577 | 0 | 0 | 0 | 0 | 0 | 0 | 0 | 2086943.0257 | 0 | 0 | 0 | 0 | 0 | 0 | 0 | 0 | 0 | 0 | 0 | 83051.4577 | 0 | 0 | 0 | 0 | 0 | 0 | 0 | 0 | 0 | -65169.8518 | 0 | 0 | 0 | 0 | 0 | 0 | 0 | 0
2016-10-20 12:00 | 0 | 0 | 0 | 0 | 61109.3561 | 0 | 421327 | 0 | 0 | 0 | 0 | 0 | 0 | 0 | 0 | 0 | 0 | 0 | 0 | 1809776.8396 | 0 | 0 | 0 | 0 | 0 | 0 | 0 | 0 | 0 | 0 | 0 | -83051.4577 | 0 | 0 | 0 | 0 | 0 | 0 | 0 | 0 | 0 | -277166.1862 | 0 | 0 | 0 | 0 | 0 | 0 | 0 | 0
2016-10-20 13:00 | 0 | 0 | 0 | 0 | 372934.4699 | 5014.3397 | 433915 | 0 | 0 | 0 | 0 | 0 | 0 | 0 | 0 | 0 | 0 | 0 | 0 | 1753810.6492 | 0 | 0 | 0 | 0 | 0 | 0 | 0 | 0 | 0 | 0 | 0 | 0 | 0 | 0 | 0 | 0 | 0 | 0 | 0 | 0 | 0 | -55966.1904 | 0 | 0 | 0 | 0 | 0 | 0 | 0 | 0
2016-10-20 14:00 | 0 | 0 | 0 | 0 | 316880.4002 | 260992.5029 | 446863 | 0 | 0 | 0 | 0 | 0 | 0 | 0 | 0 | 0 | 0 | 0 | 0 | 1884820.5523 | 0 | 0 | 0 | 0 | 0 | 0 | 0 | 0 | 0 | 0 | 0 | 0 | 0 | 0 | 0 | 0 | 0 | 0 | 0 | 0 | 0 | 131009.9031 | 0 | 0 | 0 | 0 | 0 | 0 | 0 | 0
2016-10-20 15:00 | 0 | 0 | 0 | 0 | 0 | 713078.3822 | 458334 | 0 | 0 | 0 | 0 | 83051.4577 | 0 | 0 | 0 | 0 | 0 | 0 | 0 | 2056513.4768 | 0 | 0 | 0 | 0 | 0 | 0 | 0 | 0 | 0 | 0 | 0 | 83051.4577 | 0 | 0 | 0 | 0 | 0 | 0 | 0 | 0 | 0 | 171692.9245 | 0 | 0 | 0 | 0 | 0 | 0 | 0 | 0
2016-10-20 16:00 | 0 | 0 | 0 | 0 | 0 | 771760.0046 | 468446 | 0 | 0 | 0 | 0 | 109199.2761 | 0 | 0 | 0 | 0 | 0 | 0 | 0 | 2333679.6629 | 0 | 0 | 0 | 0 | 0 | 0 | 0 | 0 | 0 | 0 | 0 | 26147.8184 | 0 | 0 | 0 | 0 | 0 | 0 | 0 | 0 | 0 | 277166.1862 | 0 | 0 | 0 | 0 | 0 | 0 | 0 | 0
2016-10-20 17:00 | 0 | 0 | 0 | 0 | 0 | 757810.4794 | 477166 | 0 | 0 | 0 | 0 | 112677.5693 | 0 | 0 | 0 | 0 | 0 | 0 | 0 | 2610845.8491 | 0 | 0 | 0 | 0 | 0 | 0 | 0 | 0 | 0 | 0 | 0 | 3478.2932 | 0 | 0 | 0 | 0 | 0 | 0 | 0 | 0 | 0 | 277166.1862 | 0 | 0 | 0 | 0 | 0 | 0 | 0 | 0
2016-10-20 18:00 | 0 | 0 | 0 | 0 | 0 | 730980.2598 | 483333 | 0 | 0 | 0 | 0 | 83158.643 | 0 | 0 | 0 | 0 | 0 | 0 | 0 | 2888012.0353 | 0 | 0 | 0 | 0 | 0 | 0 | 0 | 0 | 0 | 0 | 0 | -29518.9263 | 0 | 0 | 0 | 0 | 0 | 0 | 0 | 0 | 0 | 277166.1862 | 0 | 0 | 0 | 0 | 0 | 0 | 0 | 0
2016-10-20 19:00 | 0 | 0 | 0 | 0 | 0 | 716652.4516 | 485984 | 0 | 0 | 0 | 0 | 166210.1007 | 0 | 0 | 0 | 0 | 0 | 0 | 0 | 3035629.0291 | 0 | 0 | 0 | 0 | 0 | 0 | 0 | 0 | 0 | 0 | 0 | 83051.4577 | 0 | 0 | 0 | 0 | 0 | 0 | 0 | 0 | 0 | 147616.9939 | 0 | 0 | 0 | 0 | 0 | 0 | 0 | 0
2016-10-20 20:00 | 0 | 0 | 0 | 0 | 0 | 726646.1343 | 487956 | 0 | 0 | 0 | 0 | 127734.0489 | 0 | 0 | 0 | 0 | 0 | 0 | 0 | 3312795.2153 | 0 | 0 | 0 | 0 | 0 | 0 | 0 | 0 | 0 | 0 | 0 | -38476.0518 | 0 | 0 | 0 | 0 | 0 | 0 | 0 | 0 | 0 | 277166.1862 | 0 | 0 | 0 | 0 | 0 | 0 | 0 | 0
2016-10-20 21:00 | 0 | 0 | 0 | 0 | 101747.0077 | 745368.6362 | 486898 | 0 | 0 | 0 | 0 | 210785.5066 | 0 | 0 | 0 | 0 | 0 | 0 | 0 | 3589961.4015 | 0 | 0 | 0 | 0 | 0 | 0 | 0 | 0 | 0 | 0 | 0 | 83051.4577 | 0 | 0 | 0 | 0 | 0 | 0 | 0 | 0 | 0 | 277166.1862 | 0 | 0 | 0 | 0 | 0 | 0 | 0 | 0
2016-10-20 22:00 | 0 | 0 | 0 | 0 | 0 | 734610.0476 | 485387 | 0 | 0 | 0 | 0 | 182842.368 | 0 | 0 | 0 | 0 | 0 | 0 | 0 | 3867127.5876 | 0 | 0 | 0 | 0 | 0 | 0 | 0 | 0 | 0 | 0 | 0 | -27943.1386 | 0 | 0 | 0 | 0 | 0 | 0 | 0 | 0 | 0 | 277166.1862 | 0 | 0 | 0 | 0 | 0 | 0 | 0 | 0
2016-10-20 23:00 | 0 | 0 | 0 | 0 | 0 | 545712.8399 | 487256 | 0 | 0 | 0 | 0 | 99790.9103 | 0 | 0 | 0 | 0 | 0 | 0 | 0 | 4008635.8853 | 0 | 0 | 0 | 0 | 0 | 0 | 0 | 0 | 0 | 0 | 0 | -83051.4577 | 0 | 0 | 0 | 0 | 0 | 0 | 0 | 0 | 0 | 141508.2976 | 0 | 0 | 0 | 0 | 0 | 0 | 0 | 0
2016-10-21 | 0 | 0 | 0 | 0 | 162930.7444 | 124303.5271 | 481349 | 0 | 0 | 0 | 0 | 182842.368 | 0 | 0 | 0 | 0 | 0 | 0 | 0 | 3731469.6991 | 0 | 0 | 0 | 0 | 0 | 0 | 0 | 0 | 0 | 0 | 0 | 83051.4577 | 0 | 0 | 0 | 0 | 0 | 0 | 0 | 0 | 0 | -277166.1862 | 0 | 0 | 0 | 0 | 0 | 0 | 0 | 0
2016-10-21 01:00 | 0 | 0 | 0 | 0 | 387272.6064 | 34.8581 | 464833 | 0 | 0 | 0 | 0 | 249154.3731 | 0 | 0 | 0 | 0 | 0 | 0 | 0 | 3587632.1585 | 0 | 0 | 0 | 0 | 0 | 0 | 0 | 0 | 0 | 0 | 0 | 66312.0051 | 0 | 0 | 0 | 0 | 0 | 0 | 0 | 0 | 0 | -143837.5406 | 0 | 0 | 0 | 0 | 0 | 0 | 0 | 0
2016-10-21 02:00 | 0 | 0 | 0 | 0 | 80521.3561 | 0 | 440739 | 0 | 0 | 0 | 0 | 166102.9154 | 0 | 0 | 0 | 0 | 0 | 0 | 0 | 3310465.9723 | 0 | 0 | 0 | 0 | 0 | 0 | 0 | 0 | 0 | 0 | 0 | -83051.4577 | 0 | 0 | 0 | 0 | 0 | 0 | 0 | 0 | 0 | -277166.1862 | 0 | 0 | 0 | 0 | 0 | 0 | 0 | 0
2016-10-21 03:00 | 0 | 0 | 0 | 0 | 51136.3561 | 0 | 411354 | 0 | 0 | 0 | 0 | 83051.4577 | 0 | 0 | 0 | 0 | 0 | 0 | 0 | 3033299.7861 | 0 | 0 | 0 | 0 | 0 | 0 | 0 | 0 | 0 | 0 | 0 | -83051.4577 | 0 | 0 | 0 | 0 | 0 | 0 | 0 | 0 | 0 | -277166.1862 | 0 | 0 | 0 | 0 | 0 | 0 | 0 | 0
2016-10-21 04:00 | 0 | 0 | 0 | 0 | 533392.2571 | 0 | 384789 | 0 | 0 | 0 | 0 | 166102.9154 | 0 | 0 | 0 | 0 | 0 | 0 | 0 | 3093393.2294 | 0 | 5458.3561 | 0 | 0 | 0 | 0 | 0 | 0 | 0 | 0 | 0 | 83051.4577 | 0 | 0 | 0 | 0 | 0 | 0 | 0 | 0 | 0 | 60093.4433 | 0 | 5458.3561 | 0 | 0 | 0 | 0 | 0 | 0
2016-10-21 05:00 | 0 | 0 | 0 | 0 | 0 | 0 | 365676 | 0 | 0 | 0 | 0 | 83051.4577 | 0 | 0 | 0 | 0 | 0 | 0 | 0 | 2816227.0433 | 0 | 0 | 0 | 0 | 0 | 0 | 0 | 0 | 0 | 0 | 0 | -83051.4577 | 0 | 0 | 0 | 0 | 0 | 0 | 0 | 0 | 0 | -277166.1862 | 0 | -5458.3561 | 0 | 0 | 0 | 0 | 0 | 0
2016-10-21 06:00 | 0 | 0 | 0 | 0 | 0 | 0 | 350932 | 0 | 0 | 0 | 0 | 0 | 0 | 0 | 0 | 0 | 0 | 0 | 0 | 2548346.501 | 0 | 0 | 0 | 0 | 0 | 0 | 0 | 0 | 0 | 0 | 0 | -83051.4577 | 0 | 0 | 0 | 0 | 0 | 0 | 0 | 0 | 0 | -267880.5423 | 0 | 0 | 0 | 0 | 0 | 0 | 0 | 0
2016-10-21 07:00 | 0 | 0 | 0 | 0 | 525238.1635 | 0 | 342072 | 0 | 0 | 0 | 0 | 83051.4577 | 0 | 0 | 0 | 0 | 0 | 0 | 0 | 2648461.2068 | 0 | 0 | 0 | 0 | 0 | 0 | 0 | 0 | 0 | 0 | 0 | 83051.4577 | 0 | 0 | 0 | 0 | 0 | 0 | 0 | 0 | 0 | 100114.7058 | 0 | 0 | 0 | 0 | 0 | 0 | 0 | 0
2016-10-21 08:00 | 0 | 0 | 0 | 0 | 0 | 0 | 340233 | 0 | 0 | 0 | 0 | 0 | 0 | 0 | 0 | 0 | 0 | 0 | 0 | 2391279.6645 | 0 | 0 | 0 | 0 | 0 | 0 | 0 | 0 | 0 | 0 | 0 | -83051.4577 | 0 | 0 | 0 | 0 | 0 | 0 | 0 | 0 | 0 | -257181.5423 | 0 | 0 | 0 | 0 | 0 | 0 | 0 | 0
2016-10-21 09:00 | 0 | 0 | 0 | 0 | 70556.8138 | 0 | 347723 | 0 | 0 | 0 | 0 | 0 | 0 | 0 | 0 | 0 | 0 | 0 | 0 | 2114113.4783 | 0 | 0 | 0 | 0 | 0 | 0 | 0 | 0 | 0 | 0 | 0 | 0 | 0 | 0 | 0 | 0 | 0 | 0 | 0 | 0 | 0 | -277166.1862 | 0 | 0 | 0 | 0 | 0 | 0 | 0 | 0
2016-10-21 10:00 | 0 | 0 | 0 | 0 | 508694.3299 | 0 | 369935 | 0 | 0 | 0 | 0 | 83051.4577 | 0 | 0 | 0 | 0 | 0 | 0 | 0 | 2169821.3505 | 0 | 0 | 0 | 0 | 0 | 0 | 0 | 0 | 0 | 0 | 0 | 83051.4577 | 0 | 0 | 0 | 0 | 0 | 0 | 0 | 0 | 0 | 55707.8722 | 0 | 0 | 0 | 0 | 0 | 0 | 0 | 0
2016-10-21 11:00 | 0 | 0 | 0 | 0 | 36003.3561 | 0 | 396221 | 0 | 0 | 0 | 0 | 0 | 0 | 0 | 0 | 0 | 0 | 0 | 0 | 1892655.1644 | 0 | 0 | 0 | 0 | 0 | 0 | 0 | 0 | 0 | 0 | 0 | -83051.4577 | 0 | 0 | 0 | 0 | 0 | 0 | 0 | 0 | 0 | -277166.1862 | 0 | 0 | 0 | 0 | 0 | 0 | 0 | 0
2016-10-21 12:00 | 0 | 0 | 0 | 0 | 133510.8138 | 0 | 410677 | 0 | 0 | 0 | 0 | 0 | 0 | 0 | 0 | 0 | 0 | 0 | 0 | 1615488.9782 | 0 | 0 | 0 | 0 | 0 | 0 | 0 | 0 | 0 | 0 | 0 | 0 | 0 | 0 | 0 | 0 | 0 | 0 | 0 | 0 | 0 | -277166.1862 | 0 | 0 | 0 | 0 | 0 | 0 | 0 | 0
2016-10-21 13:00 | 0 | 0 | 0 | 0 | 494775.8439 | 3641.9933 | 423400 | 0 | 0 | 0 | 0 | 83051.4577 | 0 | 0 | 0 | 0 | 0 | 0 | 0 | 1607455.3577 | 0 | 0 | 0 | 0 | 0 | 0 | 0 | 0 | 0 | 0 | 0 | 83051.4577 | 0 | 0 | 0 | 0 | 0 | 0 | 0 | 0 | 0 | -8033.6205 | 0 | 0 | 0 | 0 | 0 | 0 | 0 | 0
2016-10-21 14:00 | 0 | 0 | 0 | 0 | 314645.8211 | 261788.8188 | 433205 | 0 | 0 | 0 | 0 | 1812.3289 | 0 | 0 | 0 | 0 | 0 | 0 | 0 | 1831924.1266 | 0 | 0 | 0 | 0 | 0 | 0 | 0 | 0 | 0 | 0 | 0 | -81239.1288 | 0 | 0 | 0 | 0 | 0 | 0 | 0 | 0 | 0 | 224468.7688 | 0 | 0 | 0 | 0 | 0 | 0 | 0 | 0
2016-10-21 15:00 | 0 | 0 | 0 | 0 | 0 | 714879.8573 | 439526 | 0 | 0 | 0 | 0 | 0 | 0 | 0 | 0 | 0 | 0 | 0 | 0 | 2109090.3127 | 0 | 0 | 0 | 0 | 0 | 0 | 0 | 0 | 0 | 0 | 0 | -1812.3289 | 0 | 0 | 0 | 0 | 0 | 0 | 0 | 0 | 0 | 277166.1862 | 0 | 0 | 0 | 0 | 0 | 0 | 0 | 0
2016-10-21 16:00 | 0 | 0 | 0 | 0 | 0 | 773887.8252 | 443972 | 0 | 0 | 0 | 0 | 52749.639 | 0 | 0 | 0 | 0 | 0 | 0 | 0 | 2386256.4989 | 0 | 0 | 0 | 0 | 0 | 0 | 0 | 0 | 0 | 0 | 0 | 52749.639 | 0 | 0 | 0 | 0 | 0 | 0 | 0 | 0 | 0 | 277166.1862 | 0 | 0 | 0 | 0 | 0 | 0 | 0 | 0
2016-10-21 17:00 | 0 | 0 | 0 | 0 | 0 | 746859.1012 | 448132 | 0 | 0 | 0 | 0 | 135801.0967 | 0 | 0 | 0 | 0 | 0 | 0 | 0 | 2601932.1424 | 0 | 0 | 0 | 0 | 0 | 0 | 0 | 0 | 0 | 0 | 0 | 83051.4577 | 0 | 0 | 0 | 0 | 0 | 0 | 0 | 0 | 0 | 215675.6435 | 0 | 0 | 0 | 0 | 0 | 0 | 0 | 0
2016-10-21 18:00 | 0 | 0 | 0 | 0 | 0 | 718304.0724 | 450191 | 0 | 0 | 0 | 0 | 126747.983 | 0 | 0 | 0 | 0 | 0 | 0 | 0 | 2879098.3286 | 0 | 0 | 0 | 0 | 0 | 0 | 0 | 0 | 0 | 0 | 0 | -9053.1137 | 0 | 0 | 0 | 0 | 0 | 0 | 0 | 0 | 0 | 277166.1862 | 0 | 0 | 0 | 0 | 0 | 0 | 0 | 0
2016-10-21 19:00 | 0 | 0 | 0 | 0 | 0 | 703671.2745 | 451429 | 0 | 0 | 0 | 0 | 159067.1432 | 0 | 0 | 0 | 0 | 0 | 0 | 0 | 3099021.4428 | 0 | 0 | 0 | 0 | 0 | 0 | 0 | 0 | 0 | 0 | 0 | 32319.1602 | 0 | 0 | 0 | 0 | 0 | 0 | 0 | 0 | 0 | 219923.1143 | 0 | 0 | 0 | 0 | 0 | 0 | 0 | 0
2016-10-21 20:00 | 0 | 0 | 0 | 0 | 0 | 712746.3145 | 452203 | 0 | 0 | 0 | 0 | 142444.2715 | 0 | 0 | 0 | 0 | 0 | 0 | 0 | 3376187.629 | 0 | 0 | 0 | 0 | 0 | 0 | 0 | 0 | 0 | 0 | 0 | -16622.8716 | 0 | 0 | 0 | 0 | 0 | 0 | 0 | 0 | 0 | 277166.1862 | 0 | 0 | 0 | 0 | 0 | 0 | 0 | 0
2016-10-21 21:00 | 0 | 0 | 0 | 0 | 78192.3845 | 733151.2593 | 451126 | 0 | 0 | 0 | 0 | 225495.7292 | 0 | 0 | 0 | 0 | 0 | 0 | 0 | 3653353.8152 | 0 | 0 | 0 | 0 | 0 | 0 | 0 | 0 | 0 | 0 | 0 | 83051.4577 | 0 | 0 | 0 | 0 | 0 | 0 | 0 | 0 | 0 | 277166.1862 | 0 | 0 | 0 | 0 | 0 | 0 | 0 | 0
2016-10-21 22:00 | 0 | 0 | 0 | 0 | 0 | 729557.6726 | 448961 | 0 | 0 | 0 | 0 | 308547.1869 | 0 | 0 | 0 | 0 | 0 | 0 | 0 | 3850899.0301 | 0 | 0 | 0 | 0 | 0 | 0 | 0 | 0 | 0 | 0 | 0 | 83051.4577 | 0 | 0 | 0 | 0 | 0 | 0 | 0 | 0 | 0 | 197545.2149 | 0 | 0 | 0 | 0 | 0 | 0 | 0 | 0
2016-10-21 23:00 | 0 | 0 | 0 | 0 | 0 | 537345.0492 | 449429 | 0 | 0 | 0 | 0 | 225495.7292 | 0 | 0 | 0 | 0 | 0 | 0 | 0 | 4021866.5369 | 0 | 0 | 0 | 0 | 0 | 0 | 0 | 0 | 0 | 0 | 0 | -83051.4577 | 0 | 0 | 0 | 0 | 0 | 0 | 0 | 0 | 0 | 170967.5069 | 0 | 0 | 0 | 0 | 0 | 0 | 0 | 0
2016-10-22 | 0 | 0 | 0 | 0 | 0 | 118116.136 | 443542 | 0 | 0 | 0 | 0 | 142444.2715 | 0 | 0 | 0 | 0 | 0 | 0 | 0 | 3779492.1306 | 0 | 0 | 0 | 0 | 0 | 0 | 0 | 0 | 0 | 0 | 0 | -83051.4577 | 0 | 0 | 0 | 0 | 0 | 0 | 0 | 0 | 0 | -242374.4063 | 0 | 0 | 0 | 0 | 0 | 0 | 0 | 0
2016-10-22 01:00 | 0 | 0 | 0 | 0 | 489466.0514 | 27.8235 | 430130 | 0 | 0 | 0 | 0 | 225495.7292 | 0 | 0 | 0 | 0 | 0 | 0 | 0 | 3755804.5478 | 0 | 0 | 0 | 0 | 0 | 0 | 0 | 0 | 0 | 0 | 0 | 83051.4577 | 0 | 0 | 0 | 0 | 0 | 0 | 0 | 0 | 0 | -23687.5828 | 0 | 0 | 0 | 0 | 0 | 0 | 0 | 0
2016-10-22 02:00 | 0 | 0 | 0 | 0 | 51708.3561 | 0 | 411926 | 0 | 0 | 0 | 0 | 142444.2715 | 0 | 0 | 0 | 0 | 0 | 0 | 0 | 3478638.3616 | 0 | 0 | 0 | 0 | 0 | 0 | 0 | 0 | 0 | 0 | 0 | -83051.4577 | 0 | 0 | 0 | 0 | 0 | 0 | 0 | 0 | 0 | -277166.1862 | 0 | 0 | 0 | 0 | 0 | 0 | 0 | 0
2016-10-22 03:00 | 0 | 0 | 0 | 0 | 28113.3561 | 0 | 388331 | 0 | 0 | 0 | 0 | 59392.8138 | 0 | 0 | 0 | 0 | 0 | 0 | 0 | 3201472.1755 | 0 | 0 | 0 | 0 | 0 | 0 | 0 | 0 | 0 | 0 | 0 | -83051.4577 | 0 | 0 | 0 | 0 | 0 | 0 | 0 | 0 | 0 | -277166.1862 | 0 | 0 | 0 | 0 | 0 | 0 | 0 | 0
2016-10-22 04:00 | 0 | 0 | 0 | 0 | 529667.0971 | 0 | 367509 | 0 | 0 | 0 | 0 | 142444.2715 | 0 | 0 | 0 | 0 | 0 | 0 | 0 | 3280578.8149 | 0 | 0 | 0 | 0 | 0 | 0 | 0 | 0 | 0 | 0 | 0 | 83051.4577 | 0 | 0 | 0 | 0 | 0 | 0 | 0 | 0 | 0 | 79106.6394 | 0 | 0 | 0 | 0 | 0 | 0 | 0 | 0
2016-10-22 05:00 | 0 | 0 | 0 | 0 | 0 | 0 | 350055 | 0 | 0 | 0 | 0 | 59392.8138 | 0 | 0 | 0 | 0 | 0 | 0 | 0 | 3013575.2726 | 0 | 0 | 0 | 0 | 0 | 0 | 0 | 0 | 0 | 0 | 0 | -83051.4577 | 0 | 0 | 0 | 0 | 0 | 0 | 0 | 0 | 0 | -267003.5423 | 0 | 0 | 0 | 0 | 0 | 0 | 0 | 0
2016-10-22 06:00 | 0 | 0 | 0 | 0 | 0 | 0 | 336559 | 0 | 0 | 0 | 0 | 0 | 0 | 0 | 0 | 0 | 0 | 0 | 0 | 2736409.0864 | 0 | 0 | 0 | 0 | 0 | 0 | 0 | 0 | 0 | 0 | 0 | -59392.8138 | 0 | 0 | 0 | 0 | 0 | 0 | 0 | 0 | 0 | -277166.1862 | 0 | 0 | 0 | 0 | 0 | 0 | 0 | 0
2016-10-22 07:00 | 0 | 0 | 0 | 0 | 508505.1116 | 0 | 328180 | 0 | 0 | 0 | 0 | 83051.4577 | 0 | 0 | 0 | 0 | 0 | 0 | 0 | 2833682.7404 | 0 | 0 | 0 | 0 | 0 | 0 | 0 | 0 | 0 | 0 | 0 | 83051.4577 | 0 | 0 | 0 | 0 | 0 | 0 | 0 | 0 | 0 | 97273.6539 | 0 | 0 | 0 | 0 | 0 | 0 | 0 | 0
2016-10-22 08:00 | 0 | 0 | 0 | 0 | 0 | 0 | 324353 | 0 | 0 | 0 | 0 | 0 | 0 | 0 | 0 | 0 | 0 | 0 | 0 | 2592381.1981 | 0 | 0 | 0 | 0 | 0 | 0 | 0 | 0 | 0 | 0 | 0 | -83051.4577 | 0 | 0 | 0 | 0 | 0 | 0 | 0 | 0 | 0 | -241301.5423 | 0 | 0 | 0 | 0 | 0 | 0 | 0 | 0
2016-10-22 09:00 | 0 | 0 | 0 | 0 | 49114.8138 | 0 | 326281 | 0 | 0 | 0 | 0 | 0 | 0 | 0 | 0 | 0 | 0 | 0 | 0 | 2315215.0119 | 0 | 0 | 0 | 0 | 0 | 0 | 0 | 0 | 0 | 0 | 0 | 0 | 0 | 0 | 0 | 0 | 0 | 0 | 0 | 0 | 0 | -277166.1862 | 0 | 0 | 0 | 0 | 0 | 0 | 0 | 0
2016-10-22 10:00 | 0 | 0 | 0 | 0 | 441133.9633 | 0 | 333702 | 0 | 0 | 0 | 0 | 83051.4577 | 0 | 0 | 0 | 0 | 0 | 0 | 0 | 2339595.5175 | 0 | 0 | 0 | 0 | 0 | 0 | 0 | 0 | 0 | 0 | 0 | 83051.4577 | 0 | 0 | 0 | 0 | 0 | 0 | 0 | 0 | 0 | 24380.5056 | 0 | 0 | 0 | 0 | 0 | 0 | 0 | 0
2016-10-22 11:00 | 0 | 0 | 0 | 0 | 0 | 0 | 346674 | 0 | 0 | 0 | 0 | 0 | 0 | 0 | 0 | 0 | 0 | 0 | 0 | 2075972.9752 | 0 | 0 | 0 | 0 | 0 | 0 | 0 | 0 | 0 | 0 | 0 | -83051.4577 | 0 | 0 | 0 | 0 | 0 | 0 | 0 | 0 | 0 | -263622.5423 | 0 | 0 | 0 | 0 | 0 | 0 | 0 | 0
2016-10-22 12:00 | 0 | 0 | 0 | 0 | 82994.8138 | 0 | 360161 | 0 | 0 | 0 | 0 | 0 | 0 | 0 | 0 | 0 | 0 | 0 | 0 | 1798806.789 | 0 | 0 | 0 | 0 | 0 | 0 | 0 | 0 | 0 | 0 | 0 | 0 | 0 | 0 | 0 | 0 | 0 | 0 | 0 | 0 | 0 | -277166.1862 | 0 | 0 | 0 | 0 | 0 | 0 | 0 | 0
2016-10-22 13:00 | 0 | 0 | 0 | 0 | 409182.8156 | 3043.429 | 374661 | 0 | 0 | 0 | 0 | 83051.4577 | 0 | 0 | 0 | 0 | 0 | 0 | 0 | 1753320.5759 | 0 | 0 | 0 | 0 | 0 | 0 | 0 | 0 | 0 | 0 | 0 | 83051.4577 | 0 | 0 | 0 | 0 | 0 | 0 | 0 | 0 | 0 | -45486.2131 | 0 | 0 | 0 | 0 | 0 | 0 | 0 | 0
2016-10-22 14:00 | 0 | 0 | 0 | 0 | 259852.1321 | 273884.4778 | 383664 | 0 | 0 | 0 | 0 | 0 | 0 | 0 | 0 | 0 | 0 | 0 | 0 | 1986444.6435 | 0 | 0 | 0 | 0 | 0 | 0 | 0 | 0 | 0 | 0 | 0 | -83051.4577 | 0 | 0 | 0 | 0 | 0 | 0 | 0 | 0 | 0 | 233124.0676 | 0 | 0 | 0 | 0 | 0 | 0 | 0 | 0
2016-10-22 15:00 | 0 | 0 | 0 | 0 | 23753.9809 | 641384.2052 | 387972 | 0 | 0 | 0 | 0 | 0 | 0 | 0 | 0 | 0 | 0 | 0 | 0 | 2263610.8297 | 0 | 0 | 0 | 0 | 0 | 0 | 0 | 0 | 0 | 0 | 0 | 0 | 0 | 0 | 0 | 0 | 0 | 0 | 0 | 0 | 0 | 277166.1862 | 0 | 0 | 0 | 0 | 0 | 0 | 0 | 0
2016-10-22 16:00 | 0 | 0 | 0 | 0 | 31198.4993 | 717636.1446 | 388617 | 0 | 0 | 0 | 0 | 83051.4577 | 0 | 0 | 0 | 0 | 0 | 0 | 0 | 2540777.0158 | 0 | 0 | 0 | 0 | 0 | 0 | 0 | 0 | 0 | 0 | 0 | 83051.4577 | 0 | 0 | 0 | 0 | 0 | 0 | 0 | 0 | 0 | 277166.1862 | 0 | 0 | 0 | 0 | 0 | 0 | 0 | 0
2016-10-22 17:00 | 0 | 0 | 0 | 0 | 0 | 706035.262 | 388083 | 0 | 0 | 0 | 0 | 123837.5335 | 0 | 0 | 0 | 0 | 0 | 0 | 0 | 2817943.202 | 0 | 0 | 0 | 0 | 0 | 0 | 0 | 0 | 0 | 0 | 0 | 40786.0758 | 0 | 0 | 0 | 0 | 0 | 0 | 0 | 0 | 0 | 277166.1862 | 0 | 0 | 0 | 0 | 0 | 0 | 0 | 0
2016-10-22 18:00 | 0 | 0 | 0 | 0 | 0 | 681985.8218 | 387684 | 0 | 0 | 0 | 0 | 140973.1692 | 0 | 0 | 0 | 0 | 0 | 0 | 0 | 3095109.3882 | 0 | 0 | 0 | 0 | 0 | 0 | 0 | 0 | 0 | 0 | 0 | 17135.6357 | 0 | 0 | 0 | 0 | 0 | 0 | 0 | 0 | 0 | 277166.1862 | 0 | 0 | 0 | 0 | 0 | 0 | 0 | 0
2016-10-22 19:00 | 0 | 0 | 0 | 0 | 0 | 669748.1023 | 389417 | 0 | 0 | 0 | 0 | 144138.0854 | 0 | 0 | 0 | 0 | 0 | 0 | 0 | 3372275.5743 | 0 | 0 | 0 | 0 | 0 | 0 | 0 | 0 | 0 | 0 | 0 | 3164.9162 | 0 | 0 | 0 | 0 | 0 | 0 | 0 | 0 | 0 | 277166.1862 | 0 | 0 | 0 | 0 | 0 | 0 | 0 | 0
2016-10-22 20:00 | 0 | 0 | 0 | 0 | 0 | 678347.5967 | 393748 | 0 | 0 | 0 | 0 | 227189.5431 | 0 | 0 | 0 | 0 | 0 | 0 | 0 | 3573823.7133 | 0 | 0 | 0 | 0 | 0 | 0 | 0 | 0 | 0 | 0 | 0 | 83051.4577 | 0 | 0 | 0 | 0 | 0 | 0 | 0 | 0 | 0 | 201548.139 | 0 | 0 | 0 | 0 | 0 | 0 | 0 | 0
2016-10-22 21:00 | 0 | 0 | 0 | 0 | 64753.3723 | 694438.2715 | 398974 | 0 | 0 | 0 | 0 | 310241.0008 | 0 | 0 | 0 | 0 | 0 | 0 | 0 | 3850989.8995 | 0 | 0 | 0 | 0 | 0 | 0 | 0 | 0 | 0 | 0 | 0 | 83051.4577 | 0 | 0 | 0 | 0 | 0 | 0 | 0 | 0 | 0 | 277166.1862 | 0 | 0 | 0 | 0 | 0 | 0 | 0 | 0
2016-10-22 22:00 | 0 | 0 | 0 | 0 | 0 | 657697.6361 | 403878 | 0 | 0 | 0 | 0 | 286894.4507 | 0 | 0 | 0 | 0 | 0 | 0 | 0 | 4128156.0857 | 0 | 0 | 0 | 0 | 0 | 0 | 0 | 0 | 0 | 0 | 0 | -23346.5501 | 0 | 0 | 0 | 0 | 0 | 0 | 0 | 0 | 0 | 277166.1862 | 0 | 0 | 0 | 0 | 0 | 0 | 0 | 0
2016-10-22 23:00 | 0 | 0 | 0 | 0 | 0 | 451850.1744 | 410658 | 0 | 0 | 0 | 0 | 203842.993 | 0 | 0 | 0 | 0 | 0 | 0 | 0 | 4252399.7177 | 0 | 0 | 0 | 0 | 0 | 0 | 0 | 0 | 0 | 0 | 0 | -83051.4577 | 0 | 0 | 0 | 0 | 0 | 0 | 0 | 0 | 0 | 124243.6321 | 0 | 0 | 0 | 0 | 0 | 0 | 0 | 0
2016-10-23 | 0 | 0 | 0 | 0 | 0 | 90311.5973 | 410237 | 0 | 0 | 0 | 0 | 120791.5353 | 0 | 0 | 0 | 0 | 0 | 0 | 0 | 4015525.7728 | 0 | 0 | 0 | 0 | 0 | 0 | 0 | 0 | 0 | 0 | 0 | -83051.4577 | 0 | 0 | 0 | 0 | 0 | 0 | 0 | 0 | 0 | -236873.945 | 0 | 0 | 0 | 0 | 0 | 0 | 0 | 0
2016-10-23 01:00 | 0 | 0 | 0 | 0 | 208952.7273 | 13.5443 | 403081 | 0 | 0 | 0 | 0 | 203842.993 | 0 | 0 | 0 | 0 | 0 | 0 | 0 | 3738359.5866 | 0 | 0 | 0 | 0 | 0 | 0 | 0 | 0 | 0 | 0 | 0 | 83051.4577 | 0 | 0 | 0 | 0 | 0 | 0 | 0 | 0 | 0 | -277166.1862 | 0 | 0 | 0 | 0 | 0 | 0 | 0 | 0
2016-10-23 02:00 | 0 | 0 | 0 | 0 | 29177.3561 | 0 | 389395 | 0 | 0 | 0 | 0 | 120791.5353 | 0 | 0 | 0 | 0 | 0 | 0 | 0 | 3461193.4004 | 0 | 0 | 0 | 0 | 0 | 0 | 0 | 0 | 0 | 0 | 0 | -83051.4577 | 0 | 0 | 0 | 0 | 0 | 0 | 0 | 0 | 0 | -277166.1862 | 0 | 0 | 0 | 0 | 0 | 0 | 0 | 0
2016-10-23 03:00 | 0 | 0 | 0 | 0 | 565953.7285 | 0 | 371839 | 0 | 0 | 0 | 0 | 37740.0776 | 0 | 0 | 0 | 0 | 0 | 0 | 0 | 3738359.5866 | 0 | 0 | 0 | 0 | 0 | 0 | 0 | 0 | 0 | 0 | 0 | -83051.4577 | 0 | 0 | 0 | 0 | 0 | 0 | 0 | 0 | 0 | 277166.1862 | 0 | 0 | 0 | 0 | 0 | 0 | 0 | 0
2016-10-23 04:00 | 0 | 0 | 0 | 0 | 160268.2715 | 0 | 354383 | 0 | 0 | 0 | 0 | 120791.5353 | 0 | 0 | 0 | 0 | 0 | 0 | 0 | 3461193.4004 | 0 | 0 | 0 | 0 | 0 | 0 | 0 | 0 | 0 | 0 | 0 | 83051.4577 | 0 | 0 | 0 | 0 | 0 | 0 | 0 | 0 | 0 | -277166.1862 | 0 | 0 | 0 | 0 | 0 | 0 | 0 | 0
2016-10-23 05:00 | 0 | 0 | 0 | 0 | 0 | 0 | 339525 | 0 | 0 | 0 | 0 | 37740.0776 | 0 | 0 | 0 | 0 | 0 | 0 | 0 | 3204719.8582 | 0 | 0 | 0 | 0 | 0 | 0 | 0 | 0 | 0 | 0 | 0 | -83051.4577 | 0 | 0 | 0 | 0 | 0 | 0 | 0 | 0 | 0 | -256473.5423 | 0 | 0 | 0 | 0 | 0 | 0 | 0 | 0
2016-10-23 06:00 | 0 | 0 | 0 | 0 | 13453.7363 | 0 | 328360 | 0 | 0 | 0 | 0 | 0 | 0 | 0 | 0 | 0 | 0 | 0 | 0 | 2927553.672 | 0 | 0 | 0 | 0 | 0 | 0 | 0 | 0 | 0 | 0 | 0 | -37740.0776 | 0 | 0 | 0 | 0 | 0 | 0 | 0 | 0 | 0 | -277166.1862 | 0 | 0 | 0 | 0 | 0 | 0 | 0 | 0
2016-10-23 07:00 | 0 | 0 | 0 | 0 | 689605.2231 | 0 | 321477 | 0 | 0 | 0 | 0 | 83051.4577 | 0 | 0 | 0 | 0 | 0 | 0 | 0 | 3204719.8582 | 0 | 7910.5792 | 0 | 0 | 0 | 0 | 0 | 0 | 0 | 0 | 0 | 83051.4577 | 0 | 0 | 0 | 0 | 0 | 0 | 0 | 0 | 0 | 277166.1862 | 0 | 7910.5792 | 0 | 0 | 0 | 0 | 0 | 0
2016-10-23 08:00 | 0 | 0 | 0 | 0 | 0 | 0 | 318501 | 0 | 0 | 0 | 0 | 0 | 0 | 0 | 0 | 0 | 0 | 0 | 0 | 2977180.8951 | 0 | 0 | 0 | 0 | 0 | 0 | 0 | 0 | 0 | 0 | 0 | -83051.4577 | 0 | 0 | 0 | 0 | 0 | 0 | 0 | 0 | 0 | -227538.9631 | 0 | -7910.5792 | 0 | 0 | 0 | 0 | 0 | 0
2016-10-23 09:00 | 0 | 0 | 0 | 0 | 124722.2715 | 0 | 318837 | 0 | 0 | 0 | 0 | 83051.4577 | 0 | 0 | 0 | 0 | 0 | 0 | 0 | 2700014.7089 | 0 | 0 | 0 | 0 | 0 | 0 | 0 | 0 | 0 | 0 | 0 | 83051.4577 | 0 | 0 | 0 | 0 | 0 | 0 | 0 | 0 | 0 | -277166.1862 | 0 | 0 | 0 | 0 | 0 | 0 | 0 | 0
2016-10-23 10:00 | 0 | 0 | 0 | 0 | 597589.6703 | 0 | 325778 | 0 | 0 | 0 | 0 | 166102.9154 | 0 | 0 | 0 | 0 | 0 | 0 | 0 | 2888774.9214 | 0 | 0 | 0 | 0 | 0 | 0 | 0 | 0 | 0 | 0 | 0 | 83051.4577 | 0 | 0 | 0 | 0 | 0 | 0 | 0 | 0 | 0 | 188760.2125 | 0 | 0 | 0 | 0 | 0 | 0 | 0 | 0
2016-10-23 11:00 | 0 | 0 | 0 | 0 | 0 | 0 | 335639 | 0 | 0 | 0 | 0 | 83051.4577 | 0 | 0 | 0 | 0 | 0 | 0 | 0 | 2636187.3791 | 0 | 0 | 0 | 0 | 0 | 0 | 0 | 0 | 0 | 0 | 0 | -83051.4577 | 0 | 0 | 0 | 0 | 0 | 0 | 0 | 0 | 0 | -252587.5423 | 0 | 0 | 0 | 0 | 0 | 0 | 0 | 0
2016-10-23 12:00 | 0 | 0 | 0 | 0 | 0 | 0 | 347934 | 0 | 0 | 0 | 0 | 0 | 0 | 0 | 0 | 0 | 0 | 0 | 0 | 2371304.8368 | 0 | 0 | 0 | 0 | 0 | 0 | 0 | 0 | 0 | 0 | 0 | -83051.4577 | 0 | 0 | 0 | 0 | 0 | 0 | 0 | 0 | 0 | -264882.5423 | 0 | 0 | 0 | 0 | 0 | 0 | 0 | 0
2016-10-23 13:00 | 0 | 0 | 0 | 0 | 464971.6805 | 1488.2119 | 358905 | 0 | 0 | 0 | 0 | 83051.4577 | 0 | 0 | 0 | 0 | 0 | 0 | 0 | 2395808.2715 | 0 | 0 | 0 | 0 | 0 | 0 | 0 | 0 | 0 | 0 | 0 | 83051.4577 | 0 | 0 | 0 | 0 | 0 | 0 | 0 | 0 | 0 | 24503.4347 | 0 | 0 | 0 | 0 | 0 | 0 | 0 | 0
2016-10-23 14:00 | 0 | 0 | 0 | 0 | 305481.0956 | 234869.5032 | 364785 | 0 | 0 | 0 | 0 | 83051.4577 | 0 | 0 | 0 | 0 | 0 | 0 | 0 | 2571373.8703 | 0 | 0 | 0 | 0 | 0 | 0 | 0 | 0 | 0 | 0 | 0 | 0 | 0 | 0 | 0 | 0 | 0 | 0 | 0 | 0 | 0 | 175565.5988 | 0 | 0 | 0 | 0 | 0 | 0 | 0 | 0
2016-10-23 15:00 | 0 | 0 | 0 | 0 | 0 | 508806.5118 | 368963 | 0 | 0 | 0 | 0 | 0 | 0 | 0 | 0 | 0 | 0 | 0 | 0 | 2794268.8398 | 0 | 0 | 0 | 0 | 0 | 0 | 0 | 0 | 0 | 0 | 0 | -83051.4577 | 0 | 0 | 0 | 0 | 0 | 0 | 0 | 0 | 0 | 222894.9695 | 0 | 0 | 0 | 0 | 0 | 0 | 0 | 0
2016-10-23 16:00 | 0 | 0 | 0 | 0 | 103813.2964 | 629749.3475 | 373345 | 0 | 0 | 0 | 0 | 83051.4577 | 0 | 0 | 0 | 0 | 0 | 0 | 0 | 3071435.026 | 0 | 0 | 0 | 0 | 0 | 0 | 0 | 0 | 0 | 0 | 0 | 83051.4577 | 0 | 0 | 0 | 0 | 0 | 0 | 0 | 0 | 0 | 277166.1862 | 0 | 0 | 0 | 0 | 0 | 0 | 0 | 0
2016-10-23 17:00 | 0 | 0 | 0 | 0 | 0 | 644916.6076 | 377387 | 0 | 0 | 0 | 0 | 73414.8791 | 0 | 0 | 0 | 0 | 0 | 0 | 0 | 3348601.2121 | 0 | 0 | 0 | 0 | 0 | 0 | 0 | 0 | 0 | 0 | 0 | -9636.5786 | 0 | 0 | 0 | 0 | 0 | 0 | 0 | 0 | 0 | 277166.1862 | 0 | 0 | 0 | 0 | 0 | 0 | 0 | 0
2016-10-23 18:00 | 0 | 0 | 0 | 0 | 0 | 626287.2494 | 380953 | 0 | 0 | 0 | 0 | 41582.9423 | 0 | 0 | 0 | 0 | 0 | 0 | 0 | 3625767.3983 | 0 | 0 | 0 | 0 | 0 | 0 | 0 | 0 | 0 | 0 | 0 | -31831.9368 | 0 | 0 | 0 | 0 | 0 | 0 | 0 | 0 | 0 | 277166.1862 | 0 | 0 | 0 | 0 | 0 | 0 | 0 | 0
2016-10-23 19:00 | 0 | 0 | 0 | 0 | 0 | 610317.0944 | 384868 | 0 | 0 | 0 | 0 | 124634.4001 | 0 | 0 | 0 | 0 | 0 | 0 | 0 | 3768165.035 | 0 | 0 | 0 | 0 | 0 | 0 | 0 | 0 | 0 | 0 | 0 | 83051.4577 | 0 | 0 | 0 | 0 | 0 | 0 | 0 | 0 | 0 | 142397.6367 | 0 | 0 | 0 | 0 | 0 | 0 | 0 | 0
2016-10-23 20:00 | 0 | 0 | 0 | 0 | 0 | 610767.1086 | 391183 | 0 | 0 | 0 | 0 | 67052.3225 | 0 | 0 | 0 | 0 | 0 | 0 | 0 | 4045331.2212 | 0 | 0 | 0 | 0 | 0 | 0 | 0 | 0 | 0 | 0 | 0 | -57582.0776 | 0 | 0 | 0 | 0 | 0 | 0 | 0 | 0 | 0 | 277166.1862 | 0 | 0 | 0 | 0 | 0 | 0 | 0 | 0
2016-10-23 21:00 | 0 | 0 | 0 | 0 | 0 | 609457.2191 | 398828 | 0 | 0 | 0 | 0 | 150103.7802 | 0 | 0 | 0 | 0 | 0 | 0 | 0 | 4172908.9826 | 0 | 0 | 0 | 0 | 0 | 0 | 0 | 0 | 0 | 0 | 0 | 83051.4577 | 0 | 0 | 0 | 0 | 0 | 0 | 0 | 0 | 0 | 127577.7614 | 0 | 0 | 0 | 0 | 0 | 0 | 0 | 0
2016-10-23 22:00 | 0 | 0 | 0 | 0 | 42999.6242 | 559353.1043 | 408238 | 0 | 0 | 0 | 0 | 67052.3225 | 0 | 0 | 0 | 0 | 0 | 0 | 0 | 4450075.1688 | 0 | 0 | 0 | 0 | 0 | 0 | 0 | 0 | 0 | 0 | 0 | -83051.4577 | 0 | 0 | 0 | 0 | 0 | 0 | 0 | 0 | 0 | 277166.1862 | 0 | 0 | 0 | 0 | 0 | 0 | 0 | 0
2016-10-23 23:00 | 0 | 0 | 0 | 0 | 0 | 370504.1898 | 420251 | 0 | 0 | 0 | 0 | 0 | 0 | 0 | 0 | 0 | 0 | 0 | 0 | 4467380.6811 | 0 | 0 | 0 | 0 | 0 | 0 | 0 | 0 | 0 | 0 | 0 | -67052.3225 | 0 | 0 | 0 | 0 | 0 | 0 | 0 | 0 | 0 | 17305.5123 | 0 | 0 | 0 | 0 | 0 | 0 | 0 | 0
2016-10-24 | 0 | 0 | 0 | 0 | 168763.7903 | 59716.4812 | 422595 | 0 | 0 | 0 | 0 | 83051.4577 | 0 | 0 | 0 | 0 | 0 | 0 | 0 | 4190214.4949 | 0 | 0 | 0 | 0 | 0 | 0 | 0 | 0 | 0 | 0 | 0 | 83051.4577 | 0 | 0 | 0 | 0 | 0 | 0 | 0 | 0 | 0 | -277166.1862 | 0 | 0 | 0 | 0 | 0 | 0 | 0 | 0
2016-10-24 01:00 | 0 | 0 | 0 | 0 | 51429.2818 | 12.0743 | 411659 | 0 | 0 | 0 | 0 | 0 | 0 | 0 | 0 | 0 | 0 | 0 | 0 | 3913048.3087 | 0 | 0 | 0 | 0 | 0 | 0 | 0 | 0 | 0 | 0 | 0 | -83051.4577 | 0 | 0 | 0 | 0 | 0 | 0 | 0 | 0 | 0 | -277166.1862 | 0 | 0 | 0 | 0 | 0 | 0 | 0 | 0
2016-10-24 02:00 | 0 | 0 | 0 | 0 | 627951.0562 | 0 | 393670 | 0 | 0 | 0 | 0 | 83051.4577 | 0 | 0 | 0 | 0 | 0 | 0 | 0 | 4052936.5512 | 0 | 11341.3561 | 0 | 0 | 0 | 0 | 0 | 0 | 0 | 0 | 0 | 83051.4577 | 0 | 0 | 0 | 0 | 0 | 0 | 0 | 0 | 0 | 139888.2424 | 0 | 11341.3561 | 0 | 0 | 0 | 0 | 0 | 0
2016-10-24 03:00 | 0 | 0 | 0 | 0 | 0 | 0 | 371559 | 0 | 0 | 0 | 0 | 0 | 0 | 0 | 0 | 0 | 0 | 0 | 0 | 3775770.365 | 0 | 0 | 0 | 0 | 0 | 0 | 0 | 0 | 0 | 0 | 0 | -83051.4577 | 0 | 0 | 0 | 0 | 0 | 0 | 0 | 0 | 0 | -277166.1862 | 0 | -11341.3561 | 0 | 0 | 0 | 0 | 0 | 0
2016-10-24 04:00 | 0 | 0 | 0 | 0 | 158227.2715 | 0 | 352342 | 0 | 0 | 0 | 0 | 83051.4577 | 0 | 0 | 0 | 0 | 0 | 0 | 0 | 3498604.1788 | 0 | 0 | 0 | 0 | 0 | 0 | 0 | 0 | 0 | 0 | 0 | 83051.4577 | 0 | 0 | 0 | 0 | 0 | 0 | 0 | 0 | 0 | -277166.1862 | 0 | 0 | 0 | 0 | 0 | 0 | 0 | 0
2016-10-24 05:00 | 0 | 0 | 0 | 0 | 507213.8807 | 0 | 336659 | 0 | 0 | 0 | 0 | 166102.9154 | 0 | 0 | 0 | 0 | 0 | 0 | 0 | 3586107.6018 | 0 | 0 | 0 | 0 | 0 | 0 | 0 | 0 | 0 | 0 | 0 | 83051.4577 | 0 | 0 | 0 | 0 | 0 | 0 | 0 | 0 | 0 | 87503.423 | 0 | 0 | 0 | 0 | 0 | 0 | 0 | 0
2016-10-24 06:00 | 0 | 0 | 0 | 0 | 0 | 0 | 325873 | 0 | 0 | 0 | 0 | 83051.4577 | 0 | 0 | 0 | 0 | 0 | 0 | 0 | 3343286.0595 | 0 | 0 | 0 | 0 | 0 | 0 | 0 | 0 | 0 | 0 | 0 | -83051.4577 | 0 | 0 | 0 | 0 | 0 | 0 | 0 | 0 | 0 | -242821.5423 | 0 | 0 | 0 | 0 | 0 | 0 | 0 | 0
2016-10-24 07:00 | 0 | 0 | 0 | 0 | 435185.1136 | 0 | 321177 | 0 | 0 | 0 | 0 | 166102.9154 | 0 | 0 | 0 | 0 | 0 | 0 | 0 | 3374242.7154 | 0 | 0 | 0 | 0 | 0 | 0 | 0 | 0 | 0 | 0 | 0 | 83051.4577 | 0 | 0 | 0 | 0 | 0 | 0 | 0 | 0 | 0 | 30956.6559 | 0 | 0 | 0 | 0 | 0 | 0 | 0 | 0
2016-10-24 08:00 | 0 | 0 | 0 | 0 | 405429.3302 | 0 | 322115 | 0 | 0 | 0 | 0 | 83051.4577 | 0 | 0 | 0 | 0 | 0 | 0 | 0 | 3540608.5033 | 0 | 0 | 0 | 0 | 0 | 0 | 0 | 0 | 0 | 0 | 0 | -83051.4577 | 0 | 0 | 0 | 0 | 0 | 0 | 0 | 0 | 0 | 166365.7879 | 0 | 0 | 0 | 0 | 0 | 0 | 0 | 0
2016-10-24 09:00 | 0 | 0 | 0 | 0 | 370074.3871 | 0 | 334390 | 0 | 0 | 0 | 0 | 166102.9154 | 0 | 0 | 0 | 0 | 0 | 0 | 0 | 3493241.4327 | 0 | 0 | 0 | 0 | 0 | 0 | 0 | 0 | 0 | 0 | 0 | 83051.4577 | 0 | 0 | 0 | 0 | 0 | 0 | 0 | 0 | 0 | -47367.0706 | 0 | 0 | 0 | 0 | 0 | 0 | 0 | 0
2016-10-24 10:00 | 0 | 0 | 0 | 0 | 341884.2648 | 0 | 362713 | 0 | 0 | 0 | 0 | 83051.4577 | 0 | 0 | 0 | 0 | 0 | 0 | 0 | 3555464.1552 | 0 | 0 | 0 | 0 | 0 | 0 | 0 | 0 | 0 | 0 | 0 | -83051.4577 | 0 | 0 | 0 | 0 | 0 | 0 | 0 | 0 | 0 | 62222.7225 | 0 | 0 | 0 | 0 | 0 | 0 | 0 | 0
2016-10-24 11:00 | 0 | 0 | 0 | 0 | 315061.0141 | 0 | 392252 | 0 | 0 | 0 | 0 | 83051.4577 | 0 | 0 | 0 | 0 | 0 | 0 | 0 | 3478273.1693 | 0 | 0 | 0 | 0 | 0 | 0 | 0 | 0 | 0 | 0 | 0 | 0 | 0 | 0 | 0 | 0 | 0 | 0 | 0 | 0 | 0 | -77190.9859 | 0 | 0 | 0 | 0 | 0 | 0 | 0 | 0
2016-10-24 12:00 | 0 | 0 | 0 | 0 | 287398.6275 | 0 | 406365 | 0 | 0 | 0 | 0 | 166102.9154 | 0 | 0 | 0 | 0 | 0 | 0 | 0 | 3268501.521 | 0 | 7753.8181 | 0 | 0 | 0 | 0 | 0 | 0 | 0 | 0 | 0 | 83051.4577 | 0 | 0 | 0 | 0 | 0 | 0 | 0 | 0 | 0 | -209771.6483 | 0 | 7753.8181 | 0 | 0 | 0 | 0 | 0 | 0
2016-10-24 13:00 | 0 | 0 | 0 | 0 | 240146.6576 | 2205.6392 | 414488 | 0 | 0 | 0 | 0 | 83051.4577 | 0 | 0 | 0 | 0 | 0 | 0 | 0 | 3146644.1902 | 0 | 40526.9035 | 0 | 0 | 0 | 0 | 0 | 0 | 0 | 0 | 0 | -83051.4577 | 0 | 0 | 0 | 0 | 0 | 0 | 0 | 0 | 0 | -121857.3309 | 0 | 32773.0854 | 0 | 0 | 0 | 0 | 0 | 0
2016-10-24 14:00 | 0 | 0 | 0 | 0 | 0 | 235215.0354 | 422221 | 0 | 0 | 0 | 0 | 166102.9154 | 0 | 0 | 0 | 0 | 0 | 0 | 0 | 2909359.8532 | 0 | 7753.8181 | 0 | 0 | 0 | 0 | 0 | 0 | 0 | 0 | 0 | 83051.4577 | 0 | 0 | 0 | 0 | 0 | 0 | 0 | 0 | 0 | -237284.3369 | 0 | -32773.0854 | 0 | 0 | 0 | 0 | 0 | 0
2016-10-24 15:00 | 0 | 0 | 0 | 0 | 0 | 441691.8395 | 427759 | 0 | 0 | 0 | 0 | 83051.4577 | 0 | 0 | 0 | 0 | 0 | 0 | 0 | 3014097.9685 | 0 | 0 | 0 | 0 | 0 | 0 | 0 | 0 | 0 | 0 | 0 | -83051.4577 | 0 | 0 | 0 | 0 | 0 | 0 | 0 | 0 | 0 | 104738.1153 | 0 | -7753.8181 | 0 | 0 | 0 | 0 | 0 | 0
2016-10-24 16:00 | 0 | 0 | 0 | 0 | 0 | 537287.8808 | 432360 | 0 | 0 | 0 | 0 | 0 | 0 | 0 | 0 | 0 | 0 | 0 | 0 | 3202077.307 | 0 | 0 | 0 | 0 | 0 | 0 | 0 | 0 | 0 | 0 | 0 | -83051.4577 | 0 | 0 | 0 | 0 | 0 | 0 | 0 | 0 | 0 | 187979.3385 | 0 | 0 | 0 | 0 | 0 | 0 | 0 | 0
2016-10-24 17:00 | 0 | 0 | 0 | 0 | 165863.9805 | 556122.3811 | 437102 | 0 | 0 | 0 | 0 | 83051.4577 | 0 | 0 | 0 | 0 | 0 | 0 | 0 | 3403910.2109 | 0 | 0 | 0 | 0 | 0 | 0 | 0 | 0 | 0 | 0 | 0 | 83051.4577 | 0 | 0 | 0 | 0 | 0 | 0 | 0 | 0 | 0 | 201832.9039 | 0 | 0 | 0 | 0 | 0 | 0 | 0 | 0
2016-10-24 18:00 | 0 | 0 | 0 | 0 | 0 | 543540.1143 | 441106 | 0 | 0 | 0 | 0 | 0 | 0 | 0 | 0 | 0 | 0 | 0 | 0 | 3589395.7829 | 0 | 0 | 0 | 0 | 0 | 0 | 0 | 0 | 0 | 0 | 0 | -83051.4577 | 0 | 0 | 0 | 0 | 0 | 0 | 0 | 0 | 0 | 185485.572 | 0 | 0 | 0 | 0 | 0 | 0 | 0 | 0
2016-10-24 19:00 | 0 | 0 | 0 | 0 | 0 | 526198.266 | 444839 | 0 | 0 | 0 | 0 | 83051.4577 | 0 | 0 | 0 | 0 | 0 | 0 | 0 | 3587703.5912 | 0 | 0 | 0 | 0 | 0 | 0 | 0 | 0 | 0 | 0 | 0 | 83051.4577 | 0 | 0 | 0 | 0 | 0 | 0 | 0 | 0 | 0 | -1692.1917 | 0 | 0 | 0 | 0 | 0 | 0 | 0 | 0
2016-10-24 20:00 | 0 | 0 | 0 | 0 | 185222.1857 | 508558.28 | 448354 | 0 | 0 | 0 | 0 | 166102.9154 | 0 | 0 | 0 | 0 | 0 | 0 | 0 | 3750078.5992 | 0 | 0 | 0 | 0 | 0 | 0 | 0 | 0 | 0 | 0 | 0 | 83051.4577 | 0 | 0 | 0 | 0 | 0 | 0 | 0 | 0 | 0 | 162375.008 | 0 | 0 | 0 | 0 | 0 | 0 | 0 | 0
2016-10-24 21:00 | 0 | 0 | 0 | 0 | 0 | 472820.6198 | 451542 | 0 | 0 | 0 | 0 | 83051.4577 | 0 | 0 | 0 | 0 | 0 | 0 | 0 | 3846654.8586 | 0 | 7753.8181 | 0 | 0 | 0 | 0 | 0 | 0 | 0 | 0 | 0 | -83051.4577 | 0 | 0 | 0 | 0 | 0 | 0 | 0 | 0 | 0 | 96576.2594 | 0 | 7753.8181 | 0 | 0 | 0 | 0 | 0 | 0
2016-10-24 22:00 | 0 | 0 | 0 | 0 | 0 | 398359.4628 | 454806 | 0 | 0 | 0 | 0 | 166102.9154 | 0 | 0 | 0 | 0 | 0 | 0 | 0 | 3674383.7784 | 0 | 40526.9035 | 0 | 0 | 0 | 0 | 0 | 0 | 0 | 0 | 0 | 83051.4577 | 0 | 0 | 0 | 0 | 0 | 0 | 0 | 0 | 0 | -172271.0802 | 0 | 32773.0854 | 0 | 0 | 0 | 0 | 0 | 0
2016-10-24 23:00 | 0 | 0 | 0 | 0 | 0 | 238062.1943 | 462102 | 0 | 0 | 0 | 0 | 83051.4577 | 0 | 0 | 0 | 0 | 0 | 0 | 0 | 3566168.5157 | 0 | 7753.8181 | 0 | 0 | 0 | 0 | 0 | 0 | 0 | 0 | 0 | -83051.4577 | 0 | 0 | 0 | 0 | 0 | 0 | 0 | 0 | 0 | -108215.2627 | 0 | -32773.0854 | 0 | 0 | 0 | 0 | 0 | 0
2016-10-25 | 0 | 0 | 0 | 0 | 39920.8387 | 51525.6994 | 459418 | 0 | 0 | 0 | 0 | 0 | 0 | 0 | 0 | 0 | 0 | 0 | 0 | 3289002.3295 | 0 | 0 | 0 | 0 | 0 | 0 | 0 | 0 | 0 | 0 | 0 | -83051.4577 | 0 | 0 | 0 | 0 | 0 | 0 | 0 | 0 | 0 | -277166.1862 | 0 | -7753.8181 | 0 | 0 | 0 | 0 | 0 | 0
2016-10-25 01:00 | 0 | 0 | 0 | 0 | 168535.3746 | 13.4393 | 445715 | 0 | 0 | 0 | 0 | 0 | 0 | 0 | 0 | 0 | 0 | 0 | 0 | 3011836.1434 | 0 | 0 | 0 | 0 | 0 | 0 | 0 | 0 | 0 | 0 | 0 | 0 | 0 | 0 | 0 | 0 | 0 | 0 | 0 | 0 | 0 | -277166.1862 | 0 | 0 | 0 | 0 | 0 | 0 | 0 | 0
2016-10-25 02:00 | 0 | 0 | 0 | 0 | 698994.0129 | 0 | 421898 | 0 | 0 | 0 | 0 | 83051.4577 | 0 | 0 | 0 | 0 | 0 | 0 | 0 | 3205880.6986 | 0 | 0 | 0 | 0 | 0 | 0 | 0 | 0 | 0 | 0 | 0 | 83051.4577 | 0 | 0 | 0 | 0 | 0 | 0 | 0 | 0 | 0 | 194044.5552 | 0 | 0 | 0 | 0 | 0 | 0 | 0 | 0
2016-10-25 03:00 | 0 | 0 | 0 | 0 | 35072.3561 | 0 | 395290 | 0 | 0 | 0 | 0 | 0 | 0 | 0 | 0 | 0 | 0 | 0 | 0 | 2928714.5124 | 0 | 0 | 0 | 0 | 0 | 0 | 0 | 0 | 0 | 0 | 0 | -83051.4577 | 0 | 0 | 0 | 0 | 0 | 0 | 0 | 0 | 0 | -277166.1862 | 0 | 0 | 0 | 0 | 0 | 0 | 0 | 0
2016-10-25 04:00 | 0 | 0 | 0 | 0 | 640809.1725 | 0 | 370928 | 0 | 0 | 0 | 0 | 83051.4577 | 0 | 0 | 0 | 0 | 0 | 0 | 0 | 3115544.2272 | 0 | 0 | 0 | 0 | 0 | 0 | 0 | 0 | 0 | 0 | 0 | 83051.4577 | 0 | 0 | 0 | 0 | 0 | 0 | 0 | 0 | 0 | 186829.7148 | 0 | 0 | 0 | 0 | 0 | 0 | 0 | 0
2016-10-25 05:00 | 0 | 0 | 0 | 0 | 605395.65 | 0 | 353108 | 0 | 0 | 0 | 0 | 166102.9154 | 0 | 0 | 0 | 0 | 0 | 0 | 0 | 3252007.3341 | 0 | 32773.0854 | 0 | 0 | 0 | 0 | 0 | 0 | 0 | 0 | 0 | 83051.4577 | 0 | 0 | 0 | 0 | 0 | 0 | 0 | 0 | 0 | 136463.1069 | 0 | 32773.0854 | 0 | 0 | 0 | 0 | 0 | 0
2016-10-25 06:00 | 0 | 0 | 0 | 0 | 0 | 0 | 340493 | 0 | 0 | 0 | 0 | 83051.4577 | 0 | 0 | 0 | 0 | 0 | 0 | 0 | 3027338.8772 | 0 | 0 | 0 | 0 | 0 | 0 | 0 | 0 | 0 | 0 | 0 | -83051.4577 | 0 | 0 | 0 | 0 | 0 | 0 | 0 | 0 | 0 | -224668.4569 | 0 | -32773.0854 | 0 | 0 | 0 | 0 | 0 | 0
2016-10-25 07:00 | 0 | 0 | 0 | 0 | 529324.7801 | 0 | 333872 | 0 | 0 | 0 | 0 | 166102.9154 | 0 | 0 | 0 | 0 | 0 | 0 | 0 | 3139740.1996 | 0 | 0 | 0 | 0 | 0 | 0 | 0 | 0 | 0 | 0 | 0 | 83051.4577 | 0 | 0 | 0 | 0 | 0 | 0 | 0 | 0 | 0 | 112401.3224 | 0 | 0 | 0 | 0 | 0 | 0 | 0 | 0
2016-10-25 08:00 | 0 | 0 | 0 | 0 | 0 | 0 | 333840 | 0 | 0 | 0 | 0 | 83051.4577 | 0 | 0 | 0 | 0 | 0 | 0 | 0 | 2888951.6573 | 0 | 0 | 0 | 0 | 0 | 0 | 0 | 0 | 0 | 0 | 0 | -83051.4577 | 0 | 0 | 0 | 0 | 0 | 0 | 0 | 0 | 0 | -250788.5423 | 0 | 0 | 0 | 0 | 0 | 0 | 0 | 0
2016-10-25 09:00 | 0 | 0 | 0 | 0 | 468278.4008 | 0 | 345250 | 0 | 0 | 0 | 0 | 83051.4577 | 0 | 0 | 0 | 0 | 0 | 0 | 0 | 3011980.0581 | 0 | 0 | 0 | 0 | 0 | 0 | 0 | 0 | 0 | 0 | 0 | 0 | 0 | 0 | 0 | 0 | 0 | 0 | 0 | 0 | 0 | 123028.4008 | 0 | 0 | 0 | 0 | 0 | 0 | 0 | 0
2016-10-25 10:00 | 0 | 0 | 0 | 0 | 14162.3561 | 0 | 374380 | 0 | 0 | 0 | 0 | 0 | 0 | 0 | 0 | 0 | 0 | 0 | 0 | 2734813.872 | 0 | 0 | 0 | 0 | 0 | 0 | 0 | 0 | 0 | 0 | 0 | -83051.4577 | 0 | 0 | 0 | 0 | 0 | 0 | 0 | 0 | 0 | -277166.1862 | 0 | 0 | 0 | 0 | 0 | 0 | 0 | 0
2016-10-25 11:00 | 0 | 0 | 0 | 0 | 445708.1018 | 0 | 402791 | 0 | 0 | 0 | 0 | 83051.4577 | 0 | 0 | 0 | 0 | 0 | 0 | 0 | 2694679.5161 | 0 | 0 | 0 | 0 | 0 | 0 | 0 | 0 | 0 | 0 | 0 | 83051.4577 | 0 | 0 | 0 | 0 | 0 | 0 | 0 | 0 | 0 | -40134.3559 | 0 | 0 | 0 | 0 | 0 | 0 | 0 | 0
2016-10-25 12:00 | 0 | 0 | 0 | 0 | 54359.3561 | 0 | 414577 | 0 | 0 | 0 | 0 | 0 | 0 | 0 | 0 | 0 | 0 | 0 | 0 | 2417513.3299 | 0 | 0 | 0 | 0 | 0 | 0 | 0 | 0 | 0 | 0 | 0 | -83051.4577 | 0 | 0 | 0 | 0 | 0 | 0 | 0 | 0 | 0 | -277166.1862 | 0 | 0 | 0 | 0 | 0 | 0 | 0 | 0
2016-10-25 13:00 | 0 | 0 | 0 | 0 | 420156.9124 | 638.9735 | 420864 | 0 | 0 | 0 | 0 | 83051.4577 | 0 | 0 | 0 | 0 | 0 | 0 | 0 | 2334393.7582 | 0 | 0 | 0 | 0 | 0 | 0 | 0 | 0 | 0 | 0 | 0 | 83051.4577 | 0 | 0 | 0 | 0 | 0 | 0 | 0 | 0 | 0 | -83119.5718 | 0 | 0 | 0 | 0 | 0 | 0 | 0 | 0
2016-10-25 14:00 | 0 | 0 | 0 | 0 | 0 | 108535.3613 | 425780 | 0 | 0 | 0 | 0 | 0 | 0 | 0 | 0 | 0 | 0 | 0 | 0 | 2100200.5772 | 0 | 0 | 0 | 0 | 0 | 0 | 0 | 0 | 0 | 0 | 0 | -83051.4577 | 0 | 0 | 0 | 0 | 0 | 0 | 0 | 0 | 0 | -234193.1809 | 0 | 0 | 0 | 0 | 0 | 0 | 0 | 0
2016-10-25 15:00 | 0 | 0 | 0 | 0 | 0 | 386678.2554 | 429361 | 0 | 0 | 0 | 0 | 0 | 0 | 0 | 0 | 0 | 0 | 0 | 0 | 2057517.8326 | 0 | 0 | 0 | 0 | 0 | 0 | 0 | 0 | 0 | 0 | 0 | 0 | 0 | 0 | 0 | 0 | 0 | 0 | 0 | 0 | 0 | -42682.7446 | 0 | 0 | 0 | 0 | 0 | 0 | 0 | 0
2016-10-25 16:00 | 0 | 0 | 0 | 0 | 239217.7631 | 554163.8807 | 433164 | 0 | 0 | 0 | 0 | 83051.4577 | 0 | 0 | 0 | 0 | 0 | 0 | 0 | 2334684.0187 | 0 | 0 | 0 | 0 | 0 | 0 | 0 | 0 | 0 | 0 | 0 | 83051.4577 | 0 | 0 | 0 | 0 | 0 | 0 | 0 | 0 | 0 | 277166.1862 | 0 | 0 | 0 | 0 | 0 | 0 | 0 | 0
2016-10-25 17:00 | 0 | 0 | 0 | 0 | 0 | 615540.1157 | 437173 | 0 | 0 | 0 | 0 | 0 | 0 | 0 | 0 | 0 | 0 | 0 | 0 | 2596102.5921 | 0 | 0 | 0 | 0 | 0 | 0 | 0 | 0 | 0 | 0 | 0 | -83051.4577 | 0 | 0 | 0 | 0 | 0 | 0 | 0 | 0 | 0 | 261418.5734 | 0 | 0 | 0 | 0 | 0 | 0 | 0 | 0
2016-10-25 18:00 | 0 | 0 | 0 | 0 | 0 | 609511.5001 | 440755 | 0 | 0 | 0 | 0 | 83051.4577 | 0 | 0 | 0 | 0 | 0 | 0 | 0 | 2681807.6345 | 0 | 0 | 0 | 0 | 0 | 0 | 0 | 0 | 0 | 0 | 0 | 83051.4577 | 0 | 0 | 0 | 0 | 0 | 0 | 0 | 0 | 0 | 85705.0424 | 0 | 0 | 0 | 0 | 0 | 0 | 0 | 0
2016-10-25 19:00 | 0 | 0 | 0 | 0 | 203758.7058 | 600484.9381 | 444026 | 0 | 0 | 0 | 0 | 166102.9154 | 0 | 0 | 0 | 0 | 0 | 0 | 0 | 2958973.8207 | 0 | 0 | 0 | 0 | 0 | 0 | 0 | 0 | 0 | 0 | 0 | 83051.4577 | 0 | 0 | 0 | 0 | 0 | 0 | 0 | 0 | 0 | 277166.1862 | 0 | 0 | 0 | 0 | 0 | 0 | 0 | 0
2016-10-25 20:00 | 0 | 0 | 0 | 0 | 28455.6038 | 613725.1247 | 448066 | 0 | 0 | 0 | 0 | 83051.4577 | 0 | 0 | 0 | 0 | 0 | 0 | 0 | 3236140.0069 | 0 | 0 | 0 | 0 | 0 | 0 | 0 | 0 | 0 | 0 | 0 | -83051.4577 | 0 | 0 | 0 | 0 | 0 | 0 | 0 | 0 | 0 | 277166.1862 | 0 | 0 | 0 | 0 | 0 | 0 | 0 | 0
2016-10-25 21:00 | 0 | 0 | 0 | 0 | 177535.0844 | 634679.5595 | 451997 | 0 | 0 | 0 | 0 | 166102.9154 | 0 | 0 | 0 | 0 | 0 | 0 | 0 | 3513306.193 | 0 | 0 | 0 | 0 | 0 | 0 | 0 | 0 | 0 | 0 | 0 | 83051.4577 | 0 | 0 | 0 | 0 | 0 | 0 | 0 | 0 | 0 | 277166.1862 | 0 | 0 | 0 | 0 | 0 | 0 | 0 | 0
2016-10-25 22:00 | 0 | 0 | 0 | 0 | 31759.1344 | 619913.5941 | 457558 | 0 | 0 | 0 | 0 | 83051.4577 | 0 | 0 | 0 | 0 | 0 | 0 | 0 | 3790472.3792 | 0 | 0 | 0 | 0 | 0 | 0 | 0 | 0 | 0 | 0 | 0 | -83051.4577 | 0 | 0 | 0 | 0 | 0 | 0 | 0 | 0 | 0 | 277166.1862 | 0 | 0 | 0 | 0 | 0 | 0 | 0 | 0
2016-10-25 23:00 | 0 | 0 | 0 | 0 | 0 | 473338.6944 | 465965 | 0 | 0 | 0 | 0 | 166102.9154 | 0 | 0 | 0 | 0 | 0 | 0 | 0 | 3714794.6159 | 0 | 0 | 0 | 0 | 0 | 0 | 0 | 0 | 0 | 0 | 0 | 83051.4577 | 0 | 0 | 0 | 0 | 0 | 0 | 0 | 0 | 0 | -75677.7633 | 0 | 0 | 0 | 0 | 0 | 0 | 0 | 0
2016-10-26 | 0 | 0 | 0 | 0 | 14341.3853 | 88646.9708 | 463206 | 0 | 0 | 0 | 0 | 83051.4577 | 0 | 0 | 0 | 0 | 0 | 0 | 0 | 3437628.4297 | 0 | 0 | 0 | 0 | 0 | 0 | 0 | 0 | 0 | 0 | 0 | -83051.4577 | 0 | 0 | 0 | 0 | 0 | 0 | 0 | 0 | 0 | -277166.1862 | 0 | 0 | 0 | 0 | 0 | 0 | 0 | 0
2016-10-26 01:00 | 0 | 0 | 0 | 0 | 616467.9671 | 13.1243 | 450822 | 0 | 0 | 0 | 0 | 166102.9154 | 0 | 0 | 0 | 0 | 0 | 0 | 0 | 3520236.0634 | 0 | 0 | 0 | 0 | 0 | 0 | 0 | 0 | 0 | 0 | 0 | 83051.4577 | 0 | 0 | 0 | 0 | 0 | 0 | 0 | 0 | 0 | 82607.6337 | 0 | 0 | 0 | 0 | 0 | 0 | 0 | 0
2016-10-26 02:00 | 0 | 0 | 0 | 0 | 67271.3561 | 0 | 427489 | 0 | 0 | 0 | 0 | 83051.4577 | 0 | 0 | 0 | 0 | 0 | 0 | 0 | 3243069.8772 | 0 | 0 | 0 | 0 | 0 | 0 | 0 | 0 | 0 | 0 | 0 | -83051.4577 | 0 | 0 | 0 | 0 | 0 | 0 | 0 | 0 | 0 | -277166.1862 | 0 | 0 | 0 | 0 | 0 | 0 | 0 | 0
2016-10-26 03:00 | 0 | 0 | 0 | 0 | 40925.3561 | 0 | 401143 | 0 | 0 | 0 | 0 | 0 | 0 | 0 | 0 | 0 | 0 | 0 | 0 | 2965903.6911 | 0 | 0 | 0 | 0 | 0 | 0 | 0 | 0 | 0 | 0 | 0 | -83051.4577 | 0 | 0 | 0 | 0 | 0 | 0 | 0 | 0 | 0 | -277166.1862 | 0 | 0 | 0 | 0 | 0 | 0 | 0 | 0
2016-10-26 04:00 | 0 | 0 | 0 | 0 | 566053.9899 | 0 | 377467 | 0 | 0 | 0 | 0 | 83051.4577 | 0 | 0 | 0 | 0 | 0 | 0 | 0 | 3071439.2233 | 0 | 0 | 0 | 0 | 0 | 0 | 0 | 0 | 0 | 0 | 0 | 83051.4577 | 0 | 0 | 0 | 0 | 0 | 0 | 0 | 0 | 0 | 105535.5322 | 0 | 0 | 0 | 0 | 0 | 0 | 0 | 0
2016-10-26 05:00 | 0 | 0 | 0 | 0 | 0 | 0 | 358988 | 0 | 0 | 0 | 0 | 0 | 0 | 0 | 0 | 0 | 0 | 0 | 0 | 2795502.681 | 0 | 0 | 0 | 0 | 0 | 0 | 0 | 0 | 0 | 0 | 0 | -83051.4577 | 0 | 0 | 0 | 0 | 0 | 0 | 0 | 0 | 0 | -275936.5423 | 0 | 0 | 0 | 0 | 0 | 0 | 0 | 0
2016-10-26 06:00 | 0 | 0 | 0 | 0 | 545565.5413 | 0 | 346963 | 0 | 0 | 0 | 0 | 83051.4577 | 0 | 0 | 0 | 0 | 0 | 0 | 0 | 2911053.7646 | 0 | 0 | 0 | 0 | 0 | 0 | 0 | 0 | 0 | 0 | 0 | 83051.4577 | 0 | 0 | 0 | 0 | 0 | 0 | 0 | 0 | 0 | 115551.0836 | 0 | 0 | 0 | 0 | 0 | 0 | 0 | 0
2016-10-26 07:00 | 0 | 0 | 0 | 0 | 531434.9008 | 0 | 340536 | 0 | 0 | 0 | 0 | 166102.9154 | 0 | 0 | 0 | 0 | 0 | 0 | 0 | 3018901.2077 | 0 | 0 | 0 | 0 | 0 | 0 | 0 | 0 | 0 | 0 | 0 | 83051.4577 | 0 | 0 | 0 | 0 | 0 | 0 | 0 | 0 | 0 | 107847.4431 | 0 | 0 | 0 | 0 | 0 | 0 | 0 | 0
2016-10-26 08:00 | 0 | 0 | 0 | 0 | 0 | 0 | 341377 | 0 | 0 | 0 | 0 | 83051.4577 | 0 | 0 | 0 | 0 | 0 | 0 | 0 | 2760575.6654 | 0 | 0 | 0 | 0 | 0 | 0 | 0 | 0 | 0 | 0 | 0 | -83051.4577 | 0 | 0 | 0 | 0 | 0 | 0 | 0 | 0 | 0 | -258325.5423 | 0 | 0 | 0 | 0 | 0 | 0 | 0 | 0
2016-10-26 09:00 | 0 | 0 | 0 | 0 | 473772.0641 | 0 | 351909 | 0 | 0 | 0 | 0 | 83051.4577 | 0 | 0 | 0 | 0 | 0 | 0 | 0 | 2882438.7295 | 0 | 0 | 0 | 0 | 0 | 0 | 0 | 0 | 0 | 0 | 0 | 0 | 0 | 0 | 0 | 0 | 0 | 0 | 0 | 0 | 0 | 121863.0641 | 0 | 0 | 0 | 0 | 0 | 0 | 0 | 0
2016-10-26 10:00 | 0 | 0 | 0 | 0 | 19671.3561 | 0 | 379889 | 0 | 0 | 0 | 0 | 0 | 0 | 0 | 0 | 0 | 0 | 0 | 0 | 2605272.5433 | 0 | 0 | 0 | 0 | 0 | 0 | 0 | 0 | 0 | 0 | 0 | -83051.4577 | 0 | 0 | 0 | 0 | 0 | 0 | 0 | 0 | 0 | -277166.1862 | 0 | 0 | 0 | 0 | 0 | 0 | 0 | 0
2016-10-26 11:00 | 0 | 0 | 0 | 0 | 412641.9591 | 0 | 408520 | 0 | 0 | 0 | 0 | 83051.4577 | 0 | 0 | 0 | 0 | 0 | 0 | 0 | 2526343.0447 | 0 | 0 | 0 | 0 | 0 | 0 | 0 | 0 | 0 | 0 | 0 | 83051.4577 | 0 | 0 | 0 | 0 | 0 | 0 | 0 | 0 | 0 | -78929.4986 | 0 | 0 | 0 | 0 | 0 | 0 | 0 | 0
2016-10-26 12:00 | 0 | 0 | 0 | 0 | 396140.7358 | 0 | 419924 | 0 | 0 | 0 | 0 | 0 | 0 | 0 | 0 | 0 | 0 | 0 | 0 | 2585611.2382 | 0 | 0 | 0 | 0 | 0 | 0 | 0 | 0 | 0 | 0 | 0 | -83051.4577 | 0 | 0 | 0 | 0 | 0 | 0 | 0 | 0 | 0 | 59268.1935 | 0 | 0 | 0 | 0 | 0 | 0 | 0 | 0
2016-10-26 13:00 | 0 | 0 | 0 | 0 | 360761.6601 | 1608.7422 | 425356 | 0 | 0 | 0 | 0 | 83051.4577 | 0 | 0 | 0 | 0 | 0 | 0 | 0 | 2439574.1828 | 0 | 0 | 0 | 0 | 0 | 0 | 0 | 0 | 0 | 0 | 0 | 83051.4577 | 0 | 0 | 0 | 0 | 0 | 0 | 0 | 0 | 0 | -146037.0554 | 0 | 0 | 0 | 0 | 0 | 0 | 0 | 0
2016-10-26 14:00 | 0 | 0 | 0 | 0 | 0 | 232611.5085 | 430914 | 0 | 0 | 0 | 0 | 0 | 0 | 0 | 0 | 0 | 0 | 0 | 0 | 2324323.149 | 0 | 0 | 0 | 0 | 0 | 0 | 0 | 0 | 0 | 0 | 0 | -83051.4577 | 0 | 0 | 0 | 0 | 0 | 0 | 0 | 0 | 0 | -115251.0338 | 0 | 0 | 0 | 0 | 0 | 0 | 0 | 0
2016-10-26 15:00 | 0 | 0 | 0 | 0 | 161965.478 | 632370.1659 | 434118 | 0 | 0 | 0 | 0 | 83051.4577 | 0 | 0 | 0 | 0 | 0 | 0 | 0 | 2601489.3352 | 0 | 0 | 0 | 0 | 0 | 0 | 0 | 0 | 0 | 0 | 0 | 83051.4577 | 0 | 0 | 0 | 0 | 0 | 0 | 0 | 0 | 0 | 277166.1862 | 0 | 0 | 0 | 0 | 0 | 0 | 0 | 0
2016-10-26 16:00 | 0 | 0 | 0 | 0 | 72717.9728 | 725364.671 | 437865 | 0 | 0 | 0 | 0 | 166102.9154 | 0 | 0 | 0 | 0 | 0 | 0 | 0 | 2878655.5214 | 0 | 0 | 0 | 0 | 0 | 0 | 0 | 0 | 0 | 0 | 0 | 83051.4577 | 0 | 0 | 0 | 0 | 0 | 0 | 0 | 0 | 0 | 277166.1862 | 0 | 0 | 0 | 0 | 0 | 0 | 0 | 0
2016-10-26 17:00 | 0 | 0 | 0 | 0 | 0 | 706564.5616 | 442826 | 0 | 0 | 0 | 0 | 152675.2908 | 0 | 0 | 0 | 0 | 0 | 0 | 0 | 3155821.7075 | 0 | 0 | 0 | 0 | 0 | 0 | 0 | 0 | 0 | 0 | 0 | -13427.6246 | 0 | 0 | 0 | 0 | 0 | 0 | 0 | 0 | 0 | 277166.1862 | 0 | 0 | 0 | 0 | 0 | 0 | 0 | 0
2016-10-26 18:00 | 0 | 0 | 0 | 0 | 0 | 672955.9 | 447686 | 0 | 0 | 0 | 0 | 235726.7485 | 0 | 0 | 0 | 0 | 0 | 0 | 0 | 3298040.1498 | 0 | 0 | 0 | 0 | 0 | 0 | 0 | 0 | 0 | 0 | 0 | 83051.4577 | 0 | 0 | 0 | 0 | 0 | 0 | 0 | 0 | 0 | 142218.4423 | 0 | 0 | 0 | 0 | 0 | 0 | 0 | 0
2016-10-26 19:00 | 0 | 0 | 0 | 0 | 0 | 658233.083 | 452795 | 0 | 0 | 0 | 0 | 257310.4893 | 0 | 0 | 0 | 0 | 0 | 0 | 0 | 3481894.4921 | 0 | 0 | 0 | 0 | 0 | 0 | 0 | 0 | 0 | 0 | 0 | 21583.7408 | 0 | 0 | 0 | 0 | 0 | 0 | 0 | 0 | 0 | 183854.3423 | 0 | 0 | 0 | 0 | 0 | 0 | 0 | 0
2016-10-26 20:00 | 0 | 0 | 0 | 0 | 149375.6023 | 669130.0416 | 458288 | 0 | 0 | 0 | 0 | 340361.947 | 0 | 0 | 0 | 0 | 0 | 0 | 0 | 3759060.6782 | 0 | 0 | 0 | 0 | 0 | 0 | 0 | 0 | 0 | 0 | 0 | 83051.4577 | 0 | 0 | 0 | 0 | 0 | 0 | 0 | 0 | 0 | 277166.1862 | 0 | 0 | 0 | 0 | 0 | 0 | 0 | 0
2016-10-26 21:00 | 0 | 0 | 0 | 0 | 0 | 693537.4873 | 463634 | 0 | 0 | 0 | 0 | 293099.2481 | 0 | 0 | 0 | 0 | 0 | 0 | 0 | 4036226.8644 | 0 | 0 | 0 | 0 | 0 | 0 | 0 | 0 | 0 | 0 | 0 | -47262.6989 | 0 | 0 | 0 | 0 | 0 | 0 | 0 | 0 | 0 | 277166.1862 | 0 | 0 | 0 | 0 | 0 | 0 | 0 | 0
2016-10-26 22:00 | 0 | 0 | 0 | 0 | 0 | 670136.6486 | 469313 | 0 | 0 | 0 | 0 | 376150.7058 | 0 | 0 | 0 | 0 | 0 | 0 | 0 | 4153999.0553 | 0 | 0 | 0 | 0 | 0 | 0 | 0 | 0 | 0 | 0 | 0 | 83051.4577 | 0 | 0 | 0 | 0 | 0 | 0 | 0 | 0 | 0 | 117772.1909 | 0 | 0 | 0 | 0 | 0 | 0 | 0 | 0
2016-10-26 23:00 | 0 | 0 | 0 | 0 | 188021.8405 | 453082.2641 | 474513 | 0 | 0 | 0 | 0 | 293099.2481 | 0 | 0 | 0 | 0 | 0 | 0 | 0 | 4403641.6176 | 0 | 0 | 0 | 0 | 0 | 0 | 0 | 0 | 0 | 0 | 0 | -83051.4577 | 0 | 0 | 0 | 0 | 0 | 0 | 0 | 0 | 0 | 249642.5623 | 0 | 0 | 0 | 0 | 0 | 0 | 0 | 0
2016-10-27 | 0 | 0 | 0 | 0 | 39933.8257 | 69932.5305 | 470084 | 0 | 0 | 0 | 0 | 210047.7904 | 0 | 0 | 0 | 0 | 0 | 0 | 0 | 4126475.4314 | 0 | 0 | 0 | 0 | 0 | 0 | 0 | 0 | 0 | 0 | 0 | -83051.4577 | 0 | 0 | 0 | 0 | 0 | 0 | 0 | 0 | 0 | -277166.1862 | 0 | 0 | 0 | 0 | 0 | 0 | 0 | 0
2016-10-27 01:00 | 0 | 0 | 0 | 0 | 294979.7603 | 12.3893 | 457175 | 0 | 0 | 0 | 0 | 166102.9154 | 0 | 0 | 0 | 0 | 0 | 0 | 0 | 4008237.456 | 0 | 0 | 0 | 0 | 0 | 0 | 0 | 0 | 0 | 0 | 0 | -43944.875 | 0 | 0 | 0 | 0 | 0 | 0 | 0 | 0 | 0 | -118237.9754 | 0 | 0 | 0 | 0 | 0 | 0 | 0 | 0
2016-10-27 02:00 | 0 | 0 | 0 | 0 | 73284.3561 | 0 | 433502 | 0 | 0 | 0 | 0 | 83051.4577 | 0 | 0 | 0 | 0 | 0 | 0 | 0 | 3731071.2699 | 0 | 0 | 0 | 0 | 0 | 0 | 0 | 0 | 0 | 0 | 0 | -83051.4577 | 0 | 0 | 0 | 0 | 0 | 0 | 0 | 0 | 0 | -277166.1862 | 0 | 0 | 0 | 0 | 0 | 0 | 0 | 0
2016-10-27 03:00 | 0 | 0 | 0 | 0 | 348854.1981 | 0 | 405656 | 0 | 0 | 0 | 0 | 166102.9154 | 0 | 0 | 0 | 0 | 0 | 0 | 0 | 3591218.0102 | 0 | 0 | 0 | 0 | 0 | 0 | 0 | 0 | 0 | 0 | 0 | 83051.4577 | 0 | 0 | 0 | 0 | 0 | 0 | 0 | 0 | 0 | -139853.2596 | 0 | 0 | 0 | 0 | 0 | 0 | 0 | 0
2016-10-27 04:00 | 0 | 0 | 0 | 0 | 20095.3561 | 0 | 380313 | 0 | 0 | 0 | 0 | 83051.4577 | 0 | 0 | 0 | 0 | 0 | 0 | 0 | 3314051.8241 | 0 | 0 | 0 | 0 | 0 | 0 | 0 | 0 | 0 | 0 | 0 | -83051.4577 | 0 | 0 | 0 | 0 | 0 | 0 | 0 | 0 | 0 | -277166.1862 | 0 | 0 | 0 | 0 | 0 | 0 | 0 | 0
2016-10-27 05:00 | 0 | 0 | 0 | 0 | 357081.2585 | 0 | 361970 | 0 | 0 | 0 | 0 | 0 | 0 | 0 | 0 | 0 | 0 | 0 | 0 | 3392214.5402 | 0 | 0 | 0 | 0 | 0 | 0 | 0 | 0 | 0 | 0 | 0 | -83051.4577 | 0 | 0 | 0 | 0 | 0 | 0 | 0 | 0 | 0 | 78162.7162 | 0 | 0 | 0 | 0 | 0 | 0 | 0 | 0
2016-10-27 06:00 | 0 | 0 | 0 | 0 | 154390.2715 | 0 | 348505 | 0 | 0 | 0 | 0 | 83051.4577 | 0 | 0 | 0 | 0 | 0 | 0 | 0 | 3115048.3541 | 0 | 0 | 0 | 0 | 0 | 0 | 0 | 0 | 0 | 0 | 0 | 83051.4577 | 0 | 0 | 0 | 0 | 0 | 0 | 0 | 0 | 0 | -277166.1862 | 0 | 0 | 0 | 0 | 0 | 0 | 0 | 0
2016-10-27 07:00 | 0 | 0 | 0 | 0 | 358427.8346 | 0 | 341247 | 0 | 0 | 0 | 0 | 166102.9154 | 0 | 0 | 0 | 0 | 0 | 0 | 0 | 3049177.731 | 0 | 0 | 0 | 0 | 0 | 0 | 0 | 0 | 0 | 0 | 0 | 83051.4577 | 0 | 0 | 0 | 0 | 0 | 0 | 0 | 0 | 0 | -65870.6231 | 0 | 0 | 0 | 0 | 0 | 0 | 0 | 0
2016-10-27 08:00 | 0 | 0 | 0 | 0 | 0 | 0 | 340680 | 0 | 0 | 0 | 0 | 83051.4577 | 0 | 0 | 0 | 0 | 0 | 0 | 0 | 2791549.1887 | 0 | 0 | 0 | 0 | 0 | 0 | 0 | 0 | 0 | 0 | 0 | -83051.4577 | 0 | 0 | 0 | 0 | 0 | 0 | 0 | 0 | 0 | -257628.5423 | 0 | 0 | 0 | 0 | 0 | 0 | 0 | 0
2016-10-27 09:00 | 0 | 0 | 0 | 0 | 338663.3758 | 0 | 350607 | 0 | 0 | 0 | 0 | 166102.9154 | 0 | 0 | 0 | 0 | 0 | 0 | 0 | 2696554.1068 | 0 | 0 | 0 | 0 | 0 | 0 | 0 | 0 | 0 | 0 | 0 | 83051.4577 | 0 | 0 | 0 | 0 | 0 | 0 | 0 | 0 | 0 | -94995.0819 | 0 | 0 | 0 | 0 | 0 | 0 | 0 | 0
2016-10-27 10:00 | 0 | 0 | 0 | 0 | 328884.8136 | 0 | 376569 | 0 | 0 | 0 | 0 | 249154.3731 | 0 | 0 | 0 | 0 | 0 | 0 | 0 | 2565818.4627 | 0 | 0 | 0 | 0 | 0 | 0 | 0 | 0 | 0 | 0 | 0 | 83051.4577 | 0 | 0 | 0 | 0 | 0 | 0 | 0 | 0 | 0 | -130735.6441 | 0 | 0 | 0 | 0 | 0 | 0 | 0 | 0
2016-10-27 11:00 | 0 | 0 | 0 | 0 | 322585.5 | 0 | 404673 | 0 | 0 | 0 | 0 | 166102.9154 | 0 | 0 | 0 | 0 | 0 | 0 | 0 | 2534009.335 | 0 | 32773.0854 | 0 | 0 | 0 | 0 | 0 | 0 | 0 | 0 | 0 | -83051.4577 | 0 | 0 | 0 | 0 | 0 | 0 | 0 | 0 | 0 | -31809.1276 | 0 | 32773.0854 | 0 | 0 | 0 | 0 | 0 | 0
2016-10-27 12:00 | 0 | 0 | 0 | 0 | 24799.2708 | 0 | 417790 | 0 | 0 | 0 | 0 | 83051.4577 | 0 | 0 | 0 | 0 | 0 | 0 | 0 | 2256843.1489 | 0 | 0 | 0 | 0 | 0 | 0 | 0 | 0 | 0 | 0 | 0 | -83051.4577 | 0 | 0 | 0 | 0 | 0 | 0 | 0 | 0 | 0 | -277166.1862 | 0 | -32773.0854 | 0 | 0 | 0 | 0 | 0 | 0
2016-10-27 13:00 | 0 | 0 | 0 | 0 | 300065.505 | 1133.9011 | 426933 | 0 | 0 | 0 | 0 | 166102.9154 | 0 | 0 | 0 | 0 | 0 | 0 | 0 | 2048058.0973 | 0 | 0 | 0 | 0 | 0 | 0 | 0 | 0 | 0 | 0 | 0 | 83051.4577 | 0 | 0 | 0 | 0 | 0 | 0 | 0 | 0 | 0 | -208785.0516 | 0 | 0 | 0 | 0 | 0 | 0 | 0 | 0
2016-10-27 14:00 | 0 | 0 | 0 | 0 | 207490.6762 | 220966.8937 | 435210 | 0 | 0 | 0 | 0 | 249154.3731 | 0 | 0 | 0 | 0 | 0 | 0 | 0 | 1958254.2095 | 0 | 0 | 0 | 0 | 0 | 0 | 0 | 0 | 0 | 0 | 0 | 83051.4577 | 0 | 0 | 0 | 0 | 0 | 0 | 0 | 0 | 0 | -89803.8878 | 0 | 0 | 0 | 0 | 0 | 0 | 0 | 0
2016-10-27 15:00 | 0 | 0 | 0 | 0 | 120691.1726 | 494397.1765 | 441686 | 0 | 0 | 0 | 0 | 166102.9154 | 0 | 0 | 0 | 0 | 0 | 0 | 0 | 2181934.9309 | 0 | 32773.0854 | 0 | 0 | 0 | 0 | 0 | 0 | 0 | 0 | 0 | -83051.4577 | 0 | 0 | 0 | 0 | 0 | 0 | 0 | 0 | 0 | 223680.7215 | 0 | 32773.0854 | 0 | 0 | 0 | 0 | 0 | 0
2016-10-27 16:00 | 0 | 0 | 0 | 0 | 0 | 581493.3767 | 447689 | 0 | 0 | 0 | 0 | 83051.4577 | 0 | 0 | 0 | 0 | 0 | 0 | 0 | 2431563.8507 | 0 | 0 | 0 | 0 | 0 | 0 | 0 | 0 | 0 | 0 | 0 | -83051.4577 | 0 | 0 | 0 | 0 | 0 | 0 | 0 | 0 | 0 | 249628.9198 | 0 | -32773.0854 | 0 | 0 | 0 | 0 | 0 | 0
2016-10-27 17:00 | 0 | 0 | 0 | 0 | 0 | 587674.968 | 454898 | 0 | 0 | 0 | 0 | 0 | 0 | 0 | 0 | 0 | 0 | 0 | 0 | 2647392.2764 | 0 | 0 | 0 | 0 | 0 | 0 | 0 | 0 | 0 | 0 | 0 | -83051.4577 | 0 | 0 | 0 | 0 | 0 | 0 | 0 | 0 | 0 | 215828.4257 | 0 | 0 | 0 | 0 | 0 | 0 | 0 | 0
2016-10-27 18:00 | 0 | 0 | 0 | 0 | 154622.1867 | 569919.4294 | 460712 | 0 | 0 | 0 | 0 | 83051.4577 | 0 | 0 | 0 | 0 | 0 | 0 | 0 | 2828170.4348 | 0 | 0 | 0 | 0 | 0 | 0 | 0 | 0 | 0 | 0 | 0 | 83051.4577 | 0 | 0 | 0 | 0 | 0 | 0 | 0 | 0 | 0 | 180778.1584 | 0 | 0 | 0 | 0 | 0 | 0 | 0 | 0
2016-10-27 19:00 | 0 | 0 | 0 | 0 | 0 | 553781.0157 | 464519 | 0 | 0 | 0 | 0 | 166102.9154 | 0 | 0 | 0 | 0 | 0 | 0 | 0 | 2834380.9928 | 0 | 0 | 0 | 0 | 0 | 0 | 0 | 0 | 0 | 0 | 0 | 83051.4577 | 0 | 0 | 0 | 0 | 0 | 0 | 0 | 0 | 0 | 6210.558 | 0 | 0 | 0 | 0 | 0 | 0 | 0 | 0
2016-10-27 20:00 | 0 | 0 | 0 | 0 | 0 | 545302.689 | 469105 | 0 | 0 | 0 | 0 | 83051.4577 | 0 | 0 | 0 | 0 | 0 | 0 | 0 | 2993630.1395 | 0 | 0 | 0 | 0 | 0 | 0 | 0 | 0 | 0 | 0 | 0 | -83051.4577 | 0 | 0 | 0 | 0 | 0 | 0 | 0 | 0 | 0 | 159249.1467 | 0 | 0 | 0 | 0 | 0 | 0 | 0 | 0
2016-10-27 21:00 | 0 | 0 | 0 | 0 | 0 | 521453.389 | 471458 | 0 | 0 | 0 | 0 | 166102.9154 | 0 | 0 | 0 | 0 | 0 | 0 | 0 | 2960574.0708 | 0 | 0 | 0 | 0 | 0 | 0 | 0 | 0 | 0 | 0 | 0 | 83051.4577 | 0 | 0 | 0 | 0 | 0 | 0 | 0 | 0 | 0 | -33056.0687 | 0 | 0 | 0 | 0 | 0 | 0 | 0 | 0
2016-10-27 22:00 | 0 | 0 | 0 | 0 | 0 | 440603.8482 | 473190 | 0 | 0 | 0 | 0 | 83051.4577 | 0 | 0 | 0 | 0 | 0 | 0 | 0 | 3011039.3767 | 0 | 0 | 0 | 0 | 0 | 0 | 0 | 0 | 0 | 0 | 0 | -83051.4577 | 0 | 0 | 0 | 0 | 0 | 0 | 0 | 0 | 0 | 50465.3059 | 0 | 0 | 0 | 0 | 0 | 0 | 0 | 0
2016-10-27 23:00 | 0 | 0 | 0 | 0 | 0 | 237714.8415 | 475743 | 0 | 0 | 0 | 0 | 0 | 0 | 0 | 0 | 0 | 0 | 0 | 0 | 2856062.6759 | 0 | 0 | 0 | 0 | 0 | 0 | 0 | 0 | 0 | 0 | 0 | -83051.4577 | 0 | 0 | 0 | 0 | 0 | 0 | 0 | 0 | 0 | -154976.7008 | 0 | 0 | 0 | 0 | 0 | 0 | 0 | 0
2016-10-28 | 0 | 0 | 0 | 0 | 671116.0762 | 17225.3623 | 471538 | 0 | 0 | 0 | 0 | 83051.4577 | 0 | 0 | 0 | 0 | 0 | 0 | 0 | 2989814.6567 | 0 | 0 | 0 | 0 | 0 | 0 | 0 | 0 | 0 | 0 | 0 | 83051.4577 | 0 | 0 | 0 | 0 | 0 | 0 | 0 | 0 | 0 | 133751.9809 | 0 | 0 | 0 | 0 | 0 | 0 | 0 | 0
2016-10-28 01:00 | 0 | 0 | 0 | 0 | 97956.0359 | 0.32023 | 458174 | 0 | 0 | 0 | 0 | 0 | 0 | 0 | 0 | 0 | 0 | 0 | 0 | 2712648.4706 | 0 | 0 | 0 | 0 | 0 | 0 | 0 | 0 | 0 | 0 | 0 | -83051.4577 | 0 | 0 | 0 | 0 | 0 | 0 | 0 | 0 | 0 | -277166.1862 | 0 | 0 | 0 | 0 | 0 | 0 | 0 | 0
2016-10-28 02:00 | 0 | 0 | 0 | 0 | 241053.2715 | 0 | 435168 | 0 | 0 | 0 | 0 | 83051.4577 | 0 | 0 | 0 | 0 | 0 | 0 | 0 | 2435482.2844 | 0 | 0 | 0 | 0 | 0 | 0 | 0 | 0 | 0 | 0 | 0 | 83051.4577 | 0 | 0 | 0 | 0 | 0 | 0 | 0 | 0 | 0 | -277166.1862 | 0 | 0 | 0 | 0 | 0 | 0 | 0 | 0
2016-10-28 03:00 | 0 | 0 | 0 | 0 | 601190.7285 | 0 | 407076 | 0 | 0 | 0 | 0 | 0 | 0 | 0 | 0 | 0 | 0 | 0 | 0 | 2712648.4706 | 0 | 0 | 0 | 0 | 0 | 0 | 0 | 0 | 0 | 0 | 0 | -83051.4577 | 0 | 0 | 0 | 0 | 0 | 0 | 0 | 0 | 0 | 277166.1862 | 0 | 0 | 0 | 0 | 0 | 0 | 0 | 0
2016-10-28 04:00 | 0 | 0 | 0 | 0 | 103408.8138 | 0 | 380575 | 0 | 0 | 0 | 0 | 0 | 0 | 0 | 0 | 0 | 0 | 0 | 0 | 2435482.2844 | 0 | 0 | 0 | 0 | 0 | 0 | 0 | 0 | 0 | 0 | 0 | 0 | 0 | 0 | 0 | 0 | 0 | 0 | 0 | 0 | 0 | -277166.1862 | 0 | 0 | 0 | 0 | 0 | 0 | 0 | 0
2016-10-28 05:00 | 0 | 0 | 0 | 0 | 166808.2715 | 0 | 360923 | 0 | 0 | 0 | 0 | 83051.4577 | 0 | 0 | 0 | 0 | 0 | 0 | 0 | 2158316.0982 | 0 | 0 | 0 | 0 | 0 | 0 | 0 | 0 | 0 | 0 | 0 | 83051.4577 | 0 | 0 | 0 | 0 | 0 | 0 | 0 | 0 | 0 | -277166.1862 | 0 | 0 | 0 | 0 | 0 | 0 | 0 | 0
2016-10-28 06:00 | 0 | 0 | 0 | 0 | 541051.7285 | 0 | 346937 | 0 | 0 | 0 | 0 | 0 | 0 | 0 | 0 | 0 | 0 | 0 | 0 | 2435482.2844 | 0 | 0 | 0 | 0 | 0 | 0 | 0 | 0 | 0 | 0 | 0 | -83051.4577 | 0 | 0 | 0 | 0 | 0 | 0 | 0 | 0 | 0 | 277166.1862 | 0 | 0 | 0 | 0 | 0 | 0 | 0 | 0
2016-10-28 07:00 | 0 | 0 | 0 | 0 | 146130.2715 | 0 | 340245 | 0 | 0 | 0 | 0 | 83051.4577 | 0 | 0 | 0 | 0 | 0 | 0 | 0 | 2158316.0982 | 0 | 0 | 0 | 0 | 0 | 0 | 0 | 0 | 0 | 0 | 0 | 83051.4577 | 0 | 0 | 0 | 0 | 0 | 0 | 0 | 0 | 0 | -277166.1862 | 0 | 0 | 0 | 0 | 0 | 0 | 0 | 0
2016-10-28 08:00 | 0 | 0 | 0 | 0 | 616447.1862 | 0 | 339281 | 0 | 0 | 0 | 0 | 83051.4577 | 0 | 0 | 0 | 0 | 0 | 0 | 0 | 2435482.2844 | 0 | 0 | 0 | 0 | 0 | 0 | 0 | 0 | 0 | 0 | 0 | 0 | 0 | 0 | 0 | 0 | 0 | 0 | 0 | 0 | 0 | 277166.1862 | 0 | 0 | 0 | 0 | 0 | 0 | 0 | 0
2016-10-28 09:00 | 0 | 0 | 0 | 0 | 724053.6895 | 0 | 347939 | 0 | 0 | 0 | 0 | 166102.9154 | 0 | 0 | 0 | 0 | 0 | 0 | 0 | 2712648.4706 | 0 | 15897.0456 | 0 | 0 | 0 | 0 | 0 | 0 | 0 | 0 | 0 | 83051.4577 | 0 | 0 | 0 | 0 | 0 | 0 | 0 | 0 | 0 | 277166.1862 | 0 | 15897.0456 | 0 | 0 | 0 | 0 | 0 | 0
2016-10-28 10:00 | 0 | 0 | 0 | 0 | 0 | 0 | 374656 | 0 | 0 | 0 | 0 | 83051.4577 | 0 | 0 | 0 | 0 | 0 | 0 | 0 | 2436940.9739 | 0 | 0 | 0 | 0 | 0 | 0 | 0 | 0 | 0 | 0 | 0 | -83051.4577 | 0 | 0 | 0 | 0 | 0 | 0 | 0 | 0 | 0 | -275707.4967 | 0 | -15897.0456 | 0 | 0 | 0 | 0 | 0 | 0
2016-10-28 11:00 | 0 | 0 | 0 | 0 | 41472.3561 | 0 | 401690 | 0 | 0 | 0 | 0 | 0 | 0 | 0 | 0 | 0 | 0 | 0 | 0 | 2159774.7877 | 0 | 0 | 0 | 0 | 0 | 0 | 0 | 0 | 0 | 0 | 0 | -83051.4577 | 0 | 0 | 0 | 0 | 0 | 0 | 0 | 0 | 0 | -277166.1862 | 0 | 0 | 0 | 0 | 0 | 0 | 0 | 0
2016-10-28 12:00 | 0 | 0 | 0 | 0 | 694188.4033 | 0 | 413635 | 0 | 0 | 0 | 0 | 83051.4577 | 0 | 0 | 0 | 0 | 0 | 0 | 0 | 2357276.7334 | 0 | 0 | 0 | 0 | 0 | 0 | 0 | 0 | 0 | 0 | 0 | 83051.4577 | 0 | 0 | 0 | 0 | 0 | 0 | 0 | 0 | 0 | 197501.9456 | 0 | 0 | 0 | 0 | 0 | 0 | 0 | 0
2016-10-28 13:00 | 0 | 0 | 0 | 0 | 61337.2966 | 1125.0595 | 422680 | 0 | 0 | 0 | 0 | 0 | 0 | 0 | 0 | 0 | 0 | 0 | 0 | 2080110.5472 | 0 | 0 | 0 | 0 | 0 | 0 | 0 | 0 | 0 | 0 | 0 | -83051.4577 | 0 | 0 | 0 | 0 | 0 | 0 | 0 | 0 | 0 | -277166.1862 | 0 | 0 | 0 | 0 | 0 | 0 | 0 | 0
2016-10-28 14:00 | 0 | 0 | 0 | 0 | 490286.6447 | 133503.4348 | 431243 | 0 | 0 | 0 | 0 | 83051.4577 | 0 | 0 | 0 | 0 | 0 | 0 | 0 | 2189606.169 | 0 | 0 | 0 | 0 | 0 | 0 | 0 | 0 | 0 | 0 | 0 | 83051.4577 | 0 | 0 | 0 | 0 | 0 | 0 | 0 | 0 | 0 | 109495.6218 | 0 | 0 | 0 | 0 | 0 | 0 | 0 | 0
2016-10-28 15:00 | 0 | 0 | 0 | 0 | 366200.6894 | 315747.0954 | 437540 | 0 | 0 | 0 | 0 | 166102.9154 | 0 | 0 | 0 | 0 | 0 | 0 | 0 | 2350962.496 | 0 | 0 | 0 | 0 | 0 | 0 | 0 | 0 | 0 | 0 | 0 | 83051.4577 | 0 | 0 | 0 | 0 | 0 | 0 | 0 | 0 | 0 | 161356.327 | 0 | 0 | 0 | 0 | 0 | 0 | 0 | 0
2016-10-28 16:00 | 0 | 0 | 0 | 0 | 0 | 420269.9446 | 443197 | 0 | 0 | 0 | 0 | 83051.4577 | 0 | 0 | 0 | 0 | 0 | 0 | 0 | 2411086.8984 | 0 | 0 | 0 | 0 | 0 | 0 | 0 | 0 | 0 | 0 | 0 | -83051.4577 | 0 | 0 | 0 | 0 | 0 | 0 | 0 | 0 | 0 | 60124.4023 | 0 | 0 | 0 | 0 | 0 | 0 | 0 | 0
2016-10-28 17:00 | 0 | 0 | 0 | 0 | 0 | 461531.8265 | 449351 | 0 | 0 | 0 | 0 | 0 | 0 | 0 | 0 | 0 | 0 | 0 | 0 | 2506319.1826 | 0 | 0 | 0 | 0 | 0 | 0 | 0 | 0 | 0 | 0 | 0 | -83051.4577 | 0 | 0 | 0 | 0 | 0 | 0 | 0 | 0 | 0 | 95232.2842 | 0 | 0 | 0 | 0 | 0 | 0 | 0 | 0
2016-10-28 18:00 | 0 | 0 | 0 | 0 | 0 | 478953.9462 | 454376 | 0 | 0 | 0 | 0 | 83051.4577 | 0 | 0 | 0 | 0 | 0 | 0 | 0 | 2447845.6711 | 0 | 0 | 0 | 0 | 0 | 0 | 0 | 0 | 0 | 0 | 0 | 83051.4577 | 0 | 0 | 0 | 0 | 0 | 0 | 0 | 0 | 0 | -58473.5115 | 0 | 0 | 0 | 0 | 0 | 0 | 0 | 0
2016-10-28 19:00 | 0 | 0 | 0 | 0 | 167445.5973 | 483534.1311 | 456865 | 0 | 0 | 0 | 0 | 0 | 0 | 0 | 0 | 0 | 0 | 0 | 0 | 2725011.8573 | 0 | 0 | 0 | 0 | 0 | 0 | 0 | 0 | 0 | 0 | 0 | -83051.4577 | 0 | 0 | 0 | 0 | 0 | 0 | 0 | 0 | 0 | 277166.1862 | 0 | 0 | 0 | 0 | 0 | 0 | 0 | 0
2016-10-28 20:00 | 0 | 0 | 0 | 0 | 0 | 481317.4717 | 459630 | 0 | 0 | 0 | 0 | 83051.4577 | 0 | 0 | 0 | 0 | 0 | 0 | 0 | 2663647.8712 | 0 | 0 | 0 | 0 | 0 | 0 | 0 | 0 | 0 | 0 | 0 | 83051.4577 | 0 | 0 | 0 | 0 | 0 | 0 | 0 | 0 | 0 | -61363.986 | 0 | 0 | 0 | 0 | 0 | 0 | 0 | 0
2016-10-28 21:00 | 0 | 0 | 0 | 0 | 196810.4679 | 457647.2606 | 460343 | 0 | 0 | 0 | 0 | 0 | 0 | 0 | 0 | 0 | 0 | 0 | 0 | 2940814.0574 | 0 | 0 | 0 | 0 | 0 | 0 | 0 | 0 | 0 | 0 | 0 | -83051.4577 | 0 | 0 | 0 | 0 | 0 | 0 | 0 | 0 | 0 | 277166.1862 | 0 | 0 | 0 | 0 | 0 | 0 | 0 | 0
2016-10-28 22:00 | 0 | 0 | 0 | 0 | 0 | 402123.7126 | 459351 | 0 | 0 | 0 | 0 | 83051.4577 | 0 | 0 | 0 | 0 | 0 | 0 | 0 | 2800535.3124 | 0 | 0 | 0 | 0 | 0 | 0 | 0 | 0 | 0 | 0 | 0 | 83051.4577 | 0 | 0 | 0 | 0 | 0 | 0 | 0 | 0 | 0 | -140278.7451 | 0 | 0 | 0 | 0 | 0 | 0 | 0 | 0
2016-10-28 23:00 | 0 | 0 | 0 | 0 | 0 | 266214.3682 | 458141 | 0 | 0 | 0 | 0 | 0 | 0 | 0 | 0 | 0 | 0 | 0 | 0 | 2691660.1382 | 0 | 0 | 0 | 0 | 0 | 0 | 0 | 0 | 0 | 0 | 0 | -83051.4577 | 0 | 0 | 0 | 0 | 0 | 0 | 0 | 0 | 0 | -108875.1741 | 0 | 0 | 0 | 0 | 0 | 0 | 0 | 0
2016-10-29 | 0 | 0 | 0 | 0 | 637193.239 | 59720.1728 | 451526 | 0 | 0 | 0 | 0 | 83051.4577 | 0 | 0 | 0 | 0 | 0 | 0 | 0 | 2853996.0924 | 0 | 0 | 0 | 0 | 0 | 0 | 0 | 0 | 0 | 0 | 0 | 83051.4577 | 0 | 0 | 0 | 0 | 0 | 0 | 0 | 0 | 0 | 162335.9541 | 0 | 0 | 0 | 0 | 0 | 0 | 0 | 0
2016-10-29 01:00 | 0 | 0 | 0 | 0 | 78161.4268 | 2.9293 | 438382 | 0 | 0 | 0 | 0 | 0 | 0 | 0 | 0 | 0 | 0 | 0 | 0 | 2576829.9062 | 0 | 0 | 0 | 0 | 0 | 0 | 0 | 0 | 0 | 0 | 0 | -83051.4577 | 0 | 0 | 0 | 0 | 0 | 0 | 0 | 0 | 0 | -277166.1862 | 0 | 0 | 0 | 0 | 0 | 0 | 0 | 0
2016-10-29 02:00 | 0 | 0 | 0 | 0 | 615963.5193 | 0 | 419698 | 0 | 0 | 0 | 0 | 83051.4577 | 0 | 0 | 0 | 0 | 0 | 0 | 0 | 2690043.9678 | 0 | 0 | 0 | 0 | 0 | 0 | 0 | 0 | 0 | 0 | 0 | 83051.4577 | 0 | 0 | 0 | 0 | 0 | 0 | 0 | 0 | 0 | 113214.0616 | 0 | 0 | 0 | 0 | 0 | 0 | 0 | 0
2016-10-29 03:00 | 0 | 0 | 0 | 0 | 38357.3561 | 0 | 398575 | 0 | 0 | 0 | 0 | 0 | 0 | 0 | 0 | 0 | 0 | 0 | 0 | 2412877.7816 | 0 | 0 | 0 | 0 | 0 | 0 | 0 | 0 | 0 | 0 | 0 | -83051.4577 | 0 | 0 | 0 | 0 | 0 | 0 | 0 | 0 | 0 | -277166.1862 | 0 | 0 | 0 | 0 | 0 | 0 | 0 | 0
2016-10-29 04:00 | 0 | 0 | 0 | 0 | 559440.5349 | 0 | 376913 | 0 | 0 | 0 | 0 | 83051.4577 | 0 | 0 | 0 | 0 | 0 | 0 | 0 | 2512353.8588 | 0 | 0 | 0 | 0 | 0 | 0 | 0 | 0 | 0 | 0 | 0 | 83051.4577 | 0 | 0 | 0 | 0 | 0 | 0 | 0 | 0 | 0 | 99476.0772 | 0 | 0 | 0 | 0 | 0 | 0 | 0 | 0
2016-10-29 05:00 | 0 | 0 | 0 | 0 | 0 | 0 | 358730 | 0 | 0 | 0 | 0 | 0 | 0 | 0 | 0 | 0 | 0 | 0 | 0 | 2236675.3165 | 0 | 0 | 0 | 0 | 0 | 0 | 0 | 0 | 0 | 0 | 0 | -83051.4577 | 0 | 0 | 0 | 0 | 0 | 0 | 0 | 0 | 0 | -275678.5423 | 0 | 0 | 0 | 0 | 0 | 0 | 0 | 0
2016-10-29 06:00 | 0 | 0 | 0 | 0 | 525272.3022 | 0 | 345598 | 0 | 0 | 0 | 0 | 83051.4577 | 0 | 0 | 0 | 0 | 0 | 0 | 0 | 2333298.161 | 0 | 0 | 0 | 0 | 0 | 0 | 0 | 0 | 0 | 0 | 0 | 83051.4577 | 0 | 0 | 0 | 0 | 0 | 0 | 0 | 0 | 0 | 96622.8445 | 0 | 0 | 0 | 0 | 0 | 0 | 0 | 0
2016-10-29 07:00 | 0 | 0 | 0 | 0 | 0 | 0 | 336136 | 0 | 0 | 0 | 0 | 0 | 0 | 0 | 0 | 0 | 0 | 0 | 0 | 2080213.6187 | 0 | 0 | 0 | 0 | 0 | 0 | 0 | 0 | 0 | 0 | 0 | -83051.4577 | 0 | 0 | 0 | 0 | 0 | 0 | 0 | 0 | 0 | -253084.5423 | 0 | 0 | 0 | 0 | 0 | 0 | 0 | 0
2016-10-29 08:00 | 0 | 0 | 0 | 0 | 492938.901 | 0 | 331955 | 0 | 0 | 0 | 0 | 83051.4577 | 0 | 0 | 0 | 0 | 0 | 0 | 0 | 2158146.0619 | 0 | 0 | 0 | 0 | 0 | 0 | 0 | 0 | 0 | 0 | 0 | 83051.4577 | 0 | 0 | 0 | 0 | 0 | 0 | 0 | 0 | 0 | 77932.4433 | 0 | 0 | 0 | 0 | 0 | 0 | 0 | 0
2016-10-29 09:00 | 0 | 0 | 0 | 0 | 0 | 0 | 334188 | 0 | 0 | 0 | 0 | 0 | 0 | 0 | 0 | 0 | 0 | 0 | 0 | 1907009.5197 | 0 | 0 | 0 | 0 | 0 | 0 | 0 | 0 | 0 | 0 | 0 | -83051.4577 | 0 | 0 | 0 | 0 | 0 | 0 | 0 | 0 | 0 | -251136.5423 | 0 | 0 | 0 | 0 | 0 | 0 | 0 | 0
2016-10-29 10:00 | 0 | 0 | 0 | 0 | 468937.3706 | 0 | 341183 | 0 | 0 | 0 | 0 | 83051.4577 | 0 | 0 | 0 | 0 | 0 | 0 | 0 | 1951712.4326 | 0 | 0 | 0 | 0 | 0 | 0 | 0 | 0 | 0 | 0 | 0 | 83051.4577 | 0 | 0 | 0 | 0 | 0 | 0 | 0 | 0 | 0 | 44702.9129 | 0 | 0 | 0 | 0 | 0 | 0 | 0 | 0
2016-10-29 11:00 | 0 | 0 | 0 | 0 | 0 | 0 | 353400 | 0 | 0 | 0 | 0 | 0 | 0 | 0 | 0 | 0 | 0 | 0 | 0 | 1681363.8903 | 0 | 0 | 0 | 0 | 0 | 0 | 0 | 0 | 0 | 0 | 0 | -83051.4577 | 0 | 0 | 0 | 0 | 0 | 0 | 0 | 0 | 0 | -270348.5423 | 0 | 0 | 0 | 0 | 0 | 0 | 0 | 0
2016-10-29 12:00 | 0 | 0 | 0 | 0 | 452316.5205 | 0 | 366362 | 0 | 0 | 0 | 0 | 83051.4577 | 0 | 0 | 0 | 0 | 0 | 0 | 0 | 1684266.953 | 0 | 0 | 0 | 0 | 0 | 0 | 0 | 0 | 0 | 0 | 0 | 83051.4577 | 0 | 0 | 0 | 0 | 0 | 0 | 0 | 0 | 0 | 2903.0628 | 0 | 0 | 0 | 0 | 0 | 0 | 0 | 0
2016-10-29 13:00 | 0 | 0 | 0 | 0 | 413503.9983 | 755.8606 | 379350 | 0 | 0 | 0 | 0 | 0 | 0 | 0 | 0 | 0 | 0 | 0 | 0 | 1802228.2696 | 0 | 0 | 0 | 0 | 0 | 0 | 0 | 0 | 0 | 0 | 0 | -83051.4577 | 0 | 0 | 0 | 0 | 0 | 0 | 0 | 0 | 0 | 117961.3165 | 0 | 0 | 0 | 0 | 0 | 0 | 0 | 0
2016-10-29 14:00 | 0 | 0 | 0 | 0 | 281042.6758 | 182265.6128 | 393060 | 0 | 0 | 0 | 0 | 0 | 0 | 0 | 0 | 0 | 0 | 0 | 0 | 1872476.5581 | 0 | 0 | 0 | 0 | 0 | 0 | 0 | 0 | 0 | 0 | 0 | 0 | 0 | 0 | 0 | 0 | 0 | 0 | 0 | 0 | 0 | 70248.2886 | 0 | 0 | 0 | 0 | 0 | 0 | 0 | 0
2016-10-29 15:00 | 0 | 0 | 0 | 0 | 0 | 530049.9625 | 402815 | 0 | 0 | 0 | 0 | 83051.4577 | 0 | 0 | 0 | 0 | 0 | 0 | 0 | 1916660.0629 | 0 | 0 | 0 | 0 | 0 | 0 | 0 | 0 | 0 | 0 | 0 | 83051.4577 | 0 | 0 | 0 | 0 | 0 | 0 | 0 | 0 | 0 | 44183.5048 | 0 | 0 | 0 | 0 | 0 | 0 | 0 | 0
2016-10-29 16:00 | 0 | 0 | 0 | 0 | 0 | 651376.5693 | 410672 | 0 | 0 | 0 | 0 | 46589.8408 | 0 | 0 | 0 | 0 | 0 | 0 | 0 | 2193826.2491 | 0 | 0 | 0 | 0 | 0 | 0 | 0 | 0 | 0 | 0 | 0 | -36461.6169 | 0 | 0 | 0 | 0 | 0 | 0 | 0 | 0 | 0 | 277166.1862 | 0 | 0 | 0 | 0 | 0 | 0 | 0 | 0
2016-10-29 17:00 | 0 | 0 | 0 | 0 | 0 | 660264.6847 | 417739 | 0 | 0 | 0 | 0 | 129641.2985 | 0 | 0 | 0 | 0 | 0 | 0 | 0 | 2353300.4761 | 0 | 0 | 0 | 0 | 0 | 0 | 0 | 0 | 0 | 0 | 0 | 83051.4577 | 0 | 0 | 0 | 0 | 0 | 0 | 0 | 0 | 0 | 159474.227 | 0 | 0 | 0 | 0 | 0 | 0 | 0 | 0
2016-10-29 18:00 | 0 | 0 | 0 | 0 | 0 | 632577.5045 | 425048 | 0 | 0 | 0 | 0 | 60004.6169 | 0 | 0 | 0 | 0 | 0 | 0 | 0 | 2630466.6622 | 0 | 0 | 0 | 0 | 0 | 0 | 0 | 0 | 0 | 0 | 0 | -69636.6816 | 0 | 0 | 0 | 0 | 0 | 0 | 0 | 0 | 0 | 277166.1862 | 0 | 0 | 0 | 0 | 0 | 0 | 0 | 0
2016-10-29 19:00 | 0 | 0 | 0 | 0 | 170839.1051 | 619799.5387 | 430421 | 0 | 0 | 0 | 0 | 143056.0746 | 0 | 0 | 0 | 0 | 0 | 0 | 0 | 2907632.8484 | 0 | 0 | 0 | 0 | 0 | 0 | 0 | 0 | 0 | 0 | 0 | 83051.4577 | 0 | 0 | 0 | 0 | 0 | 0 | 0 | 0 | 0 | 277166.1862 | 0 | 0 | 0 | 0 | 0 | 0 | 0 | 0
2016-10-29 20:00 | 0 | 0 | 0 | 0 | 0 | 631881.3931 | 436729 | 0 | 0 | 0 | 0 | 61042.2815 | 0 | 0 | 0 | 0 | 0 | 0 | 0 | 3184799.0346 | 0 | 0 | 0 | 0 | 0 | 0 | 0 | 0 | 0 | 0 | 0 | -82013.7931 | 0 | 0 | 0 | 0 | 0 | 0 | 0 | 0 | 0 | 277166.1862 | 0 | 0 | 0 | 0 | 0 | 0 | 0 | 0
2016-10-29 21:00 | 0 | 0 | 0 | 0 | 147788.0538 | 651890.5901 | 439461 | 0 | 0 | 0 | 0 | 144093.7392 | 0 | 0 | 0 | 0 | 0 | 0 | 0 | 3461965.2207 | 0 | 0 | 0 | 0 | 0 | 0 | 0 | 0 | 0 | 0 | 0 | 83051.4577 | 0 | 0 | 0 | 0 | 0 | 0 | 0 | 0 | 0 | 277166.1862 | 0 | 0 | 0 | 0 | 0 | 0 | 0 | 0
2016-10-29 22:00 | 0 | 0 | 0 | 0 | 10081.2367 | 623428.4918 | 439395 | 0 | 0 | 0 | 0 | 61042.2815 | 0 | 0 | 0 | 0 | 0 | 0 | 0 | 3739131.4069 | 0 | 0 | 0 | 0 | 0 | 0 | 0 | 0 | 0 | 0 | 0 | -83051.4577 | 0 | 0 | 0 | 0 | 0 | 0 | 0 | 0 | 0 | 277166.1862 | 0 | 0 | 0 | 0 | 0 | 0 | 0 | 0
2016-10-29 23:00 | 0 | 0 | 0 | 0 | 0 | 396434.296 | 439845 | 0 | 0 | 0 | 0 | 144093.7392 | 0 | 0 | 0 | 0 | 0 | 0 | 0 | 3612669.2452 | 0 | 0 | 0 | 0 | 0 | 0 | 0 | 0 | 0 | 0 | 0 | 83051.4577 | 0 | 0 | 0 | 0 | 0 | 0 | 0 | 0 | 0 | -126462.1617 | 0 | 0 | 0 | 0 | 0 | 0 | 0 | 0
2016-10-30 | 0 | 0 | 0 | 0 | 25274.9408 | 48387.4153 | 433880 | 0 | 0 | 0 | 0 | 61042.2815 | 0 | 0 | 0 | 0 | 0 | 0 | 0 | 3335503.0591 | 0 | 0 | 0 | 0 | 0 | 0 | 0 | 0 | 0 | 0 | 0 | -83051.4577 | 0 | 0 | 0 | 0 | 0 | 0 | 0 | 0 | 0 | -277166.1862 | 0 | 0 | 0 | 0 | 0 | 0 | 0 | 0
2016-10-30 01:00 | 0 | 0 | 0 | 0 | 501884.0402 | 0.82316 | 421469 | 0 | 0 | 0 | 0 | 144093.7392 | 0 | 0 | 0 | 0 | 0 | 0 | 0 | 3332867.4647 | 0 | 0 | 0 | 0 | 0 | 0 | 0 | 0 | 0 | 0 | 0 | 83051.4577 | 0 | 0 | 0 | 0 | 0 | 0 | 0 | 0 | 0 | -2635.5944 | 0 | 0 | 0 | 0 | 0 | 0 | 0 | 0
2016-10-30 02:00 | 0 | 0 | 0 | 0 | 44854.3561 | 0 | 405072 | 0 | 0 | 0 | 0 | 61042.2815 | 0 | 0 | 0 | 0 | 0 | 0 | 0 | 3055701.2785 | 0 | 0 | 0 | 0 | 0 | 0 | 0 | 0 | 0 | 0 | 0 | -83051.4577 | 0 | 0 | 0 | 0 | 0 | 0 | 0 | 0 | 0 | -277166.1862 | 0 | 0 | 0 | 0 | 0 | 0 | 0 | 0
2016-10-30 03:00 | 0 | 0 | 0 | 0 | 497719.3151 | 0 | 385088 | 0 | 0 | 0 | 0 | 144093.7392 | 0 | 0 | 0 | 0 | 0 | 0 | 0 | 3085281.1359 | 0 | 0 | 0 | 0 | 0 | 0 | 0 | 0 | 0 | 0 | 0 | 83051.4577 | 0 | 0 | 0 | 0 | 0 | 0 | 0 | 0 | 0 | 29579.8574 | 0 | 0 | 0 | 0 | 0 | 0 | 0 | 0
2016-10-30 04:00 | 0 | 0 | 0 | 0 | 4358.3561 | 0 | 364576 | 0 | 0 | 0 | 0 | 61042.2815 | 0 | 0 | 0 | 0 | 0 | 0 | 0 | 2808114.9497 | 0 | 0 | 0 | 0 | 0 | 0 | 0 | 0 | 0 | 0 | 0 | -83051.4577 | 0 | 0 | 0 | 0 | 0 | 0 | 0 | 0 | 0 | -277166.1862 | 0 | 0 | 0 | 0 | 0 | 0 | 0 | 0
2016-10-30 05:00 | 0 | 0 | 0 | 0 | 490705.2989 | 0 | 348139 | 0 | 0 | 0 | 0 | 144093.7392 | 0 | 0 | 0 | 0 | 0 | 0 | 0 | 2867629.7909 | 0 | 0 | 0 | 0 | 0 | 0 | 0 | 0 | 0 | 0 | 0 | 83051.4577 | 0 | 0 | 0 | 0 | 0 | 0 | 0 | 0 | 0 | 59514.8412 | 0 | 0 | 0 | 0 | 0 | 0 | 0 | 0
2016-10-30 06:00 | 0 | 0 | 0 | 0 | 0 | 0 | 334018 | 0 | 0 | 0 | 0 | 61042.2815 | 0 | 0 | 0 | 0 | 0 | 0 | 0 | 2616663.2486 | 0 | 0 | 0 | 0 | 0 | 0 | 0 | 0 | 0 | 0 | 0 | -83051.4577 | 0 | 0 | 0 | 0 | 0 | 0 | 0 | 0 | 0 | -250966.5423 | 0 | 0 | 0 | 0 | 0 | 0 | 0 | 0
2016-10-30 07:00 | 0 | 0 | 0 | 0 | 460753.682 | 0 | 324431 | 0 | 0 | 0 | 0 | 144093.7392 | 0 | 0 | 0 | 0 | 0 | 0 | 0 | 2669934.4729 | 0 | 0 | 0 | 0 | 0 | 0 | 0 | 0 | 0 | 0 | 0 | 83051.4577 | 0 | 0 | 0 | 0 | 0 | 0 | 0 | 0 | 0 | 53271.2243 | 0 | 0 | 0 | 0 | 0 | 0 | 0 | 0
2016-10-30 08:00 | 0 | 0 | 0 | 0 | 0 | 0 | 318956 | 0 | 0 | 0 | 0 | 61042.2815 | 0 | 0 | 0 | 0 | 0 | 0 | 0 | 2434029.9306 | 0 | 0 | 0 | 0 | 0 | 0 | 0 | 0 | 0 | 0 | 0 | -83051.4577 | 0 | 0 | 0 | 0 | 0 | 0 | 0 | 0 | 0 | -235904.5423 | 0 | 0 | 0 | 0 | 0 | 0 | 0 | 0
2016-10-30 09:00 | 0 | 0 | 0 | 0 | 397996.0433 | 0 | 317742 | 0 | 0 | 0 | 0 | 144093.7392 | 0 | 0 | 0 | 0 | 0 | 0 | 0 | 2431232.5162 | 0 | 0 | 0 | 0 | 0 | 0 | 0 | 0 | 0 | 0 | 0 | 83051.4577 | 0 | 0 | 0 | 0 | 0 | 0 | 0 | 0 | 0 | -2797.4144 | 0 | 0 | 0 | 0 | 0 | 0 | 0 | 0
2016-10-30 10:00 | 0 | 0 | 0 | 0 | 359918.692 | 0 | 321987 | 0 | 0 | 0 | 0 | 61042.2815 | 0 | 0 | 0 | 0 | 0 | 0 | 0 | 2552215.6659 | 0 | 0 | 0 | 0 | 0 | 0 | 0 | 0 | 0 | 0 | 0 | -83051.4577 | 0 | 0 | 0 | 0 | 0 | 0 | 0 | 0 | 0 | 120983.1497 | 0 | 0 | 0 | 0 | 0 | 0 | 0 | 0
2016-10-30 11:00 | 0 | 0 | 0 | 0 | 335553.6757 | 0 | 330156 | 0 | 0 | 0 | 0 | 144093.7392 | 0 | 0 | 0 | 0 | 0 | 0 | 0 | 2474561.8839 | 0 | 0 | 0 | 0 | 0 | 0 | 0 | 0 | 0 | 0 | 0 | 83051.4577 | 0 | 0 | 0 | 0 | 0 | 0 | 0 | 0 | 0 | -77653.782 | 0 | 0 | 0 | 0 | 0 | 0 | 0 | 0
2016-10-30 12:00 | 0 | 0 | 0 | 0 | 0 | 0 | 342297 | 0 | 0 | 0 | 0 | 61042.2815 | 0 | 0 | 0 | 0 | 0 | 0 | 0 | 2215316.3416 | 0 | 0 | 0 | 0 | 0 | 0 | 0 | 0 | 0 | 0 | 0 | -83051.4577 | 0 | 0 | 0 | 0 | 0 | 0 | 0 | 0 | 0 | -259245.5423 | 0 | 0 | 0 | 0 | 0 | 0 | 0 | 0
2016-10-30 13:00 | 0 | 0 | 0 | 0 | 284145.3247 | 624.4864 | 356809 | 0 | 0 | 0 | 0 | 144093.7392 | 0 | 0 | 0 | 0 | 0 | 0 | 0 | 2060225.695 | 0 | 0 | 0 | 0 | 0 | 0 | 0 | 0 | 0 | 0 | 0 | 83051.4577 | 0 | 0 | 0 | 0 | 0 | 0 | 0 | 0 | 0 | -155090.6466 | 0 | 0 | 0 | 0 | 0 | 0 | 0 | 0
2016-10-30 14:00 | 0 | 0 | 0 | 0 | 227441.0148 | 198326.3379 | 371612 | 0 | 0 | 0 | 0 | 61042.2815 | 0 | 0 | 0 | 0 | 0 | 0 | 0 | 2197432.5054 | 0 | 0 | 0 | 0 | 0 | 0 | 0 | 0 | 0 | 0 | 0 | -83051.4577 | 0 | 0 | 0 | 0 | 0 | 0 | 0 | 0 | 0 | 137206.8104 | 0 | 0 | 0 | 0 | 0 | 0 | 0 | 0
2016-10-30 15:00 | 0 | 0 | 0 | 0 | 182152.1641 | 388792.3143 | 384979 | 0 | 0 | 0 | 0 | 144093.7392 | 0 | 0 | 0 | 0 | 0 | 0 | 0 | 2300346.5262 | 0 | 0 | 0 | 0 | 0 | 0 | 0 | 0 | 0 | 0 | 0 | 83051.4577 | 0 | 0 | 0 | 0 | 0 | 0 | 0 | 0 | 0 | 102914.0208 | 0 | 0 | 0 | 0 | 0 | 0 | 0 | 0
2016-10-30 16:00 | 0 | 0 | 0 | 0 | 0 | 483623.0761 | 398469 | 0 | 0 | 0 | 0 | 61042.2815 | 0 | 0 | 0 | 0 | 0 | 0 | 0 | 2468552.0599 | 0 | 0 | 0 | 0 | 0 | 0 | 0 | 0 | 0 | 0 | 0 | -83051.4577 | 0 | 0 | 0 | 0 | 0 | 0 | 0 | 0 | 0 | 168205.5338 | 0 | 0 | 0 | 0 | 0 | 0 | 0 | 0
2016-10-30 17:00 | 0 | 0 | 0 | 0 | 0 | 512435.3116 | 411094 | 0 | 0 | 0 | 0 | 0 | 0 | 0 | 0 | 0 | 0 | 0 | 0 | 2630935.653 | 0 | 0 | 0 | 0 | 0 | 0 | 0 | 0 | 0 | 0 | 0 | -61042.2815 | 0 | 0 | 0 | 0 | 0 | 0 | 0 | 0 | 0 | 162383.5931 | 0 | 0 | 0 | 0 | 0 | 0 | 0 | 0
2016-10-30 18:00 | 0 | 0 | 0 | 0 | 171117.62 | 519928.5919 | 421927 | 0 | 0 | 0 | 0 | 83051.4577 | 0 | 0 | 0 | 0 | 0 | 0 | 0 | 2817003.4071 | 0 | 0 | 0 | 0 | 0 | 0 | 0 | 0 | 0 | 0 | 0 | 83051.4577 | 0 | 0 | 0 | 0 | 0 | 0 | 0 | 0 | 0 | 186067.7541 | 0 | 0 | 0 | 0 | 0 | 0 | 0 | 0
2016-10-30 19:00 | 0 | 0 | 0 | 0 | 0 | 526231.2521 | 429488 | 0 | 0 | 0 | 0 | 166102.9154 | 0 | 0 | 0 | 0 | 0 | 0 | 0 | 2830695.2015 | 0 | 0 | 0 | 0 | 0 | 0 | 0 | 0 | 0 | 0 | 0 | 83051.4577 | 0 | 0 | 0 | 0 | 0 | 0 | 0 | 0 | 0 | 13691.7944 | 0 | 0 | 0 | 0 | 0 | 0 | 0 | 0
2016-10-30 20:00 | 0 | 0 | 0 | 0 | 0 | 529304.4554 | 436896 | 0 | 0 | 0 | 0 | 83051.4577 | 0 | 0 | 0 | 0 | 0 | 0 | 0 | 3006155.1146 | 0 | 0 | 0 | 0 | 0 | 0 | 0 | 0 | 0 | 0 | 0 | -83051.4577 | 0 | 0 | 0 | 0 | 0 | 0 | 0 | 0 | 0 | 175459.9131 | 0 | 0 | 0 | 0 | 0 | 0 | 0 | 0
2016-10-30 21:00 | 0 | 0 | 0 | 0 | 170702.8271 | 516629.2938 | 441267 | 0 | 0 | 0 | 0 | 166102.9154 | 0 | 0 | 0 | 0 | 0 | 0 | 0 | 3169168.7778 | 0 | 0 | 0 | 0 | 0 | 0 | 0 | 0 | 0 | 0 | 0 | 83051.4577 | 0 | 0 | 0 | 0 | 0 | 0 | 0 | 0 | 0 | 163013.6632 | 0 | 0 | 0 | 0 | 0 | 0 | 0 | 0
2016-10-30 22:00 | 0 | 0 | 0 | 0 | 0 | 461368.4207 | 444525 | 0 | 0 | 0 | 0 | 83051.4577 | 0 | 0 | 0 | 0 | 0 | 0 | 0 | 3269063.6562 | 0 | 0 | 0 | 0 | 0 | 0 | 0 | 0 | 0 | 0 | 0 | -83051.4577 | 0 | 0 | 0 | 0 | 0 | 0 | 0 | 0 | 0 | 99894.8784 | 0 | 0 | 0 | 0 | 0 | 0 | 0 | 0
2016-10-30 23:00 | 0 | 0 | 0 | 0 | 0 | 280678.3667 | 448448 | 0 | 0 | 0 | 0 | 0 | 0 | 0 | 0 | 0 | 0 | 0 | 0 | 3184345.4806 | 0 | 0 | 0 | 0 | 0 | 0 | 0 | 0 | 0 | 0 | 0 | -83051.4577 | 0 | 0 | 0 | 0 | 0 | 0 | 0 | 0 | 0 | -84718.1756 | 0 | 0 | 0 | 0 | 0 | 0 | 0 | 0
2016-10-31 | 0 | 0 | 0 | 0 | 418240.2328 | 56933.5495 | 445376 | 0 | 0 | 0 | 0 | 83051.4577 | 0 | 0 | 0 | 0 | 0 | 0 | 0 | 3131091.8052 | 0 | 0 | 0 | 0 | 0 | 0 | 0 | 0 | 0 | 0 | 0 | 83051.4577 | 0 | 0 | 0 | 0 | 0 | 0 | 0 | 0 | 0 | -53253.6754 | 0 | 0 | 0 | 0 | 0 | 0 | 0 | 0
2016-10-31 01:00 | 0 | 0 | 0 | 0 | 69794.1934 | 0.16274 | 430012 | 0 | 0 | 0 | 0 | 0 | 0 | 0 | 0 | 0 | 0 | 0 | 0 | 2853925.619 | 0 | 0 | 0 | 0 | 0 | 0 | 0 | 0 | 0 | 0 | 0 | -83051.4577 | 0 | 0 | 0 | 0 | 0 | 0 | 0 | 0 | 0 | -277166.1862 | 0 | 0 | 0 | 0 | 0 | 0 | 0 | 0
2016-10-31 02:00 | 0 | 0 | 0 | 0 | 529867.2492 | 0 | 410424 | 0 | 0 | 0 | 0 | 83051.4577 | 0 | 0 | 0 | 0 | 0 | 0 | 0 | 2890317.4105 | 0 | 0 | 0 | 0 | 0 | 0 | 0 | 0 | 0 | 0 | 0 | 83051.4577 | 0 | 0 | 0 | 0 | 0 | 0 | 0 | 0 | 0 | 36391.7915 | 0 | 0 | 0 | 0 | 0 | 0 | 0 | 0
2016-10-31 03:00 | 0 | 0 | 0 | 0 | 25896.3561 | 0 | 386114 | 0 | 0 | 0 | 0 | 0 | 0 | 0 | 0 | 0 | 0 | 0 | 0 | 2613151.2243 | 0 | 0 | 0 | 0 | 0 | 0 | 0 | 0 | 0 | 0 | 0 | -83051.4577 | 0 | 0 | 0 | 0 | 0 | 0 | 0 | 0 | 0 | -277166.1862 | 0 | 0 | 0 | 0 | 0 | 0 | 0 | 0
2016-10-31 04:00 | 0 | 0 | 0 | 0 | 552551.2244 | 0 | 363896 | 0 | 0 | 0 | 0 | 83051.4577 | 0 | 0 | 0 | 0 | 0 | 0 | 0 | 2718754.991 | 0 | 0 | 0 | 0 | 0 | 0 | 0 | 0 | 0 | 0 | 0 | 83051.4577 | 0 | 0 | 0 | 0 | 0 | 0 | 0 | 0 | 0 | 105603.7667 | 0 | 0 | 0 | 0 | 0 | 0 | 0 | 0
2016-10-31 05:00 | 0 | 0 | 0 | 0 | 0 | 0 | 346071 | 0 | 0 | 0 | 0 | 14146.6439 | 0 | 0 | 0 | 0 | 0 | 0 | 0 | 2441588.8049 | 0 | 0 | 0 | 0 | 0 | 0 | 0 | 0 | 0 | 0 | 0 | -68904.8138 | 0 | 0 | 0 | 0 | 0 | 0 | 0 | 0 | 0 | -277166.1862 | 0 | 0 | 0 | 0 | 0 | 0 | 0 | 0
2016-10-31 06:00 | 0 | 0 | 0 | 0 | 553888.7743 | 0 | 334247 | 0 | 0 | 0 | 0 | 97198.1016 | 0 | 0 | 0 | 0 | 0 | 0 | 0 | 2578179.1215 | 0 | 0 | 0 | 0 | 0 | 0 | 0 | 0 | 0 | 0 | 0 | 83051.4577 | 0 | 0 | 0 | 0 | 0 | 0 | 0 | 0 | 0 | 136590.3166 | 0 | 0 | 0 | 0 | 0 | 0 | 0 | 0
2016-10-31 07:00 | 0 | 0 | 0 | 0 | 0 | 0 | 327083 | 0 | 0 | 0 | 0 | 14146.6439 | 0 | 0 | 0 | 0 | 0 | 0 | 0 | 2334147.5792 | 0 | 0 | 0 | 0 | 0 | 0 | 0 | 0 | 0 | 0 | 0 | -83051.4577 | 0 | 0 | 0 | 0 | 0 | 0 | 0 | 0 | 0 | -244031.5423 | 0 | 0 | 0 | 0 | 0 | 0 | 0 | 0
2016-10-31 08:00 | 0 | 0 | 0 | 0 | 567068.145 | 0 | 326644 | 0 | 0 | 0 | 0 | 97198.1016 | 0 | 0 | 0 | 0 | 0 | 0 | 0 | 2491520.2665 | 0 | 0 | 0 | 0 | 0 | 0 | 0 | 0 | 0 | 0 | 0 | 83051.4577 | 0 | 0 | 0 | 0 | 0 | 0 | 0 | 0 | 0 | 157372.6873 | 0 | 0 | 0 | 0 | 0 | 0 | 0 | 0
2016-10-31 09:00 | 0 | 0 | 0 | 0 | 0 | 0 | 336996 | 0 | 0 | 0 | 0 | 14146.6439 | 0 | 0 | 0 | 0 | 0 | 0 | 0 | 2237575.7242 | 0 | 0 | 0 | 0 | 0 | 0 | 0 | 0 | 0 | 0 | 0 | -83051.4577 | 0 | 0 | 0 | 0 | 0 | 0 | 0 | 0 | 0 | -253944.5423 | 0 | 0 | 0 | 0 | 0 | 0 | 0 | 0
2016-10-31 10:00 | 0 | 0 | 0 | 0 | 571629.9854 | 0 | 364167 | 0 | 0 | 0 | 0 | 83051.4577 | 0 | 0 | 0 | 0 | 0 | 0 | 0 | 2376133.8958 | 0 | 0 | 0 | 0 | 0 | 0 | 0 | 0 | 0 | 0 | 0 | 68904.8138 | 0 | 0 | 0 | 0 | 0 | 0 | 0 | 0 | 0 | 138558.1716 | 0 | 0 | 0 | 0 | 0 | 0 | 0 | 0
2016-10-31 11:00 | 0 | 0 | 0 | 0 | 34016.3561 | 0 | 394234 | 0 | 0 | 0 | 0 | 0 | 0 | 0 | 0 | 0 | 0 | 0 | 0 | 2098967.7096 | 0 | 0 | 0 | 0 | 0 | 0 | 0 | 0 | 0 | 0 | 0 | -83051.4577 | 0 | 0 | 0 | 0 | 0 | 0 | 0 | 0 | 0 | -277166.1862 | 0 | 0 | 0 | 0 | 0 | 0 | 0 | 0
2016-10-31 12:00 | 0 | 0 | 0 | 0 | 617240.1629 | 0 | 409948 | 0 | 0 | 0 | 0 | 83051.4577 | 0 | 0 | 0 | 0 | 0 | 0 | 0 | 2223208.4149 | 0 | 0 | 0 | 0 | 0 | 0 | 0 | 0 | 0 | 0 | 0 | 83051.4577 | 0 | 0 | 0 | 0 | 0 | 0 | 0 | 0 | 0 | 124240.7052 | 0 | 0 | 0 | 0 | 0 | 0 | 0 | 0
2016-10-31 13:00 | 0 | 0 | 0 | 0 | 58101.7826 | 499.5736 | 418819 | 0 | 0 | 0 | 0 | 0 | 0 | 0 | 0 | 0 | 0 | 0 | 0 | 1946042.2287 | 0 | 0 | 0 | 0 | 0 | 0 | 0 | 0 | 0 | 0 | 0 | -83051.4577 | 0 | 0 | 0 | 0 | 0 | 0 | 0 | 0 | 0 | -277166.1862 | 0 | 0 | 0 | 0 | 0 | 0 | 0 | 0
2016-10-31 14:00 | 0 | 0 | 0 | 0 | 545185.4139 | 160138.7723 | 428158 | 0 | 0 | 0 | 0 | 0 | 0 | 0 | 0 | 0 | 0 | 0 | 0 | 2223208.4149 | 0 | 0 | 0 | 0 | 0 | 0 | 0 | 0 | 0 | 0 | 0 | 0 | 0 | 0 | 0 | 0 | 0 | 0 | 0 | 0 | 0 | 277166.1862 | 0 | 0 | 0 | 0 | 0 | 0 | 0 | 0
2016-10-31 15:00 | 0 | 0 | 0 | 0 | 268890.4743 | 527211.1695 | 435884 | 0 | 0 | 0 | 0 | 83051.4577 | 0 | 0 | 0 | 0 | 0 | 0 | 0 | 2500374.601 | 0 | 0 | 0 | 0 | 0 | 0 | 0 | 0 | 0 | 0 | 0 | 83051.4577 | 0 | 0 | 0 | 0 | 0 | 0 | 0 | 0 | 0 | 277166.1862 | 0 | 0 | 0 | 0 | 0 | 0 | 0 | 0
2016-10-31 16:00 | 0 | 0 | 0 | 0 | 0 | 659515.8714 | 443570 | 0 | 0 | 0 | 0 | 21831.1429 | 0 | 0 | 0 | 0 | 0 | 0 | 0 | 2777540.7872 | 0 | 0 | 0 | 0 | 0 | 0 | 0 | 0 | 0 | 0 | 0 | -61220.3148 | 0 | 0 | 0 | 0 | 0 | 0 | 0 | 0 | 0 | 277166.1862 | 0 | 0 | 0 | 0 | 0 | 0 | 0 | 0
2016-10-31 17:00 | 0 | 0 | 0 | 0 | 0 | 671227.6123 | 452155 | 0 | 0 | 0 | 0 | 104882.6006 | 0 | 0 | 0 | 0 | 0 | 0 | 0 | 2913561.9417 | 0 | 0 | 0 | 0 | 0 | 0 | 0 | 0 | 0 | 0 | 0 | 83051.4577 | 0 | 0 | 0 | 0 | 0 | 0 | 0 | 0 | 0 | 136021.1546 | 0 | 0 | 0 | 0 | 0 | 0 | 0 | 0
2016-10-31 18:00 | 0 | 0 | 0 | 0 | 0 | 644421.7189 | 457632 | 0 | 0 | 0 | 0 | 187934.0583 | 0 | 0 | 0 | 0 | 0 | 0 | 0 | 3017300.2029 | 0 | 0 | 0 | 0 | 0 | 0 | 0 | 0 | 0 | 0 | 0 | 83051.4577 | 0 | 0 | 0 | 0 | 0 | 0 | 0 | 0 | 0 | 103738.2612 | 0 | 0 | 0 | 0 | 0 | 0 | 0 | 0
2016-10-31 19:00 | 0 | 0 | 0 | 0 | 27825.4607 | 629742.2677 | 463453 | 0 | 0 | 0 | 0 | 104882.6006 | 0 | 0 | 0 | 0 | 0 | 0 | 0 | 3294466.3891 | 0 | 0 | 0 | 0 | 0 | 0 | 0 | 0 | 0 | 0 | 0 | -83051.4577 | 0 | 0 | 0 | 0 | 0 | 0 | 0 | 0 | 0 | 277166.1862 | 0 | 0 | 0 | 0 | 0 | 0 | 0 | 0
2016-10-31 20:00 | 0 | 0 | 0 | 0 | 188302.0328 | 638646.6111 | 466731 | 0 | 0 | 0 | 0 | 187934.0583 | 0 | 0 | 0 | 0 | 0 | 0 | 0 | 3571632.5752 | 0 | 0 | 0 | 0 | 0 | 0 | 0 | 0 | 0 | 0 | 0 | 83051.4577 | 0 | 0 | 0 | 0 | 0 | 0 | 0 | 0 | 0 | 277166.1862 | 0 | 0 | 0 | 0 | 0 | 0 | 0 | 0
2016-10-31 21:00 | 0 | 0 | 0 | 0 | 8728.4658 | 652454.2627 | 467068 | 0 | 0 | 0 | 0 | 104882.6006 | 0 | 0 | 0 | 0 | 0 | 0 | 0 | 3848798.7614 | 0 | 0 | 0 | 0 | 0 | 0 | 0 | 0 | 0 | 0 | 0 | -83051.4577 | 0 | 0 | 0 | 0 | 0 | 0 | 0 | 0 | 0 | 277166.1862 | 0 | 0 | 0 | 0 | 0 | 0 | 0 | 0
2016-10-31 22:00 | 0 | 0 | 0 | 0 | 0 | 611410.6283 | 465870 | 0 | 0 | 0 | 0 | 187934.0583 | 0 | 0 | 0 | 0 | 0 | 0 | 0 | 3911287.932 | 0 | 0 | 0 | 0 | 0 | 0 | 0 | 0 | 0 | 0 | 0 | 83051.4577 | 0 | 0 | 0 | 0 | 0 | 0 | 0 | 0 | 0 | 62489.1706 | 0 | 0 | 0 | 0 | 0 | 0 | 0 | 0
2016-10-31 23:00 | 0 | 0 | 0 | 0 | 0 | 395387.6914 | 462651 | 0 | 0 | 0 | 0 | 104882.6006 | 0 | 0 | 0 | 0 | 0 | 0 | 0 | 3927076.0812 | 0 | 0 | 0 | 0 | 0 | 0 | 0 | 0 | 0 | 0 | 0 | -83051.4577 | 0 | 0 | 0 | 0 | 0 | 0 | 0 | 0 | 0 | 15788.1491 | 0 | 0 | 0 | 0 | 0 | 0 | 0 | 0
2016-11-01 | 0 | 0 | 0 | 0 | 97600.7225 | 61192.9484 | 457791 | 0 | 0 | 0 | 0 | 83051.4577 | 0 | 0 | 0 | 0 | 0 | 0 | 0 | 3649909.895 | 0 | 0 | 0 | 0 | 0 | 0 | 0 | 0 | 0 | 0 | 0 | -21831.1429 | 0 | 0 | 0 | 0 | 0 | 0 | 0 | 0 | 0 | -277166.1862 | 0 | 0 | 0 | 0 | 0 | 0 | 0 | 0
2016-11-01 01:00 | 0 | 0 | 0 | 0 | 825114.9692 | 0 | 446536 | 0 | 0 | 0 | 0 | 166102.9154 | 0 | 0 | 0 | 0 | 0 | 0 | 0 | 3927076.0812 | 0 | 18361.3253 | 0 | 0 | 0 | 0 | 0 | 0 | 0 | 0 | 0 | 83051.4577 | 0 | 0 | 0 | 0 | 0 | 0 | 0 | 0 | 0 | 277166.1862 | 0 | 18361.3253 | 0 | 0 | 0 | 0 | 0 | 0
2016-11-01 02:00 | 0 | 0 | 0 | 0 | 48354.0308 | 0 | 426933 | 0 | 0 | 0 | 0 | 83051.4577 | 0 | 0 | 0 | 0 | 0 | 0 | 0 | 3649909.895 | 0 | 0 | 0 | 0 | 0 | 0 | 0 | 0 | 0 | 0 | 0 | -83051.4577 | 0 | 0 | 0 | 0 | 0 | 0 | 0 | 0 | 0 | -277166.1862 | 0 | -18361.3253 | 0 | 0 | 0 | 0 | 0 | 0
2016-11-01 03:00 | 0 | 0 | 0 | 0 | 41030.3561 | 0 | 401248 | 0 | 0 | 0 | 0 | 0 | 0 | 0 | 0 | 0 | 0 | 0 | 0 | 3372743.7088 | 0 | 0 | 0 | 0 | 0 | 0 | 0 | 0 | 0 | 0 | 0 | -83051.4577 | 0 | 0 | 0 | 0 | 0 | 0 | 0 | 0 | 0 | -277166.1862 | 0 | 0 | 0 | 0 | 0 | 0 | 0 | 0
2016-11-01 04:00 | 0 | 0 | 0 | 0 | 737284.6439 | 0 | 377067 | 0 | 0 | 0 | 0 | 83051.4577 | 0 | 0 | 0 | 0 | 0 | 0 | 0 | 3649909.895 | 0 | 0 | 0 | 0 | 0 | 0 | 0 | 0 | 0 | 0 | 0 | 83051.4577 | 0 | 0 | 0 | 0 | 0 | 0 | 0 | 0 | 0 | 277166.1862 | 0 | 0 | 0 | 0 | 0 | 0 | 0 | 0
2016-11-01 05:00 | 0 | 0 | 0 | 0 | 0 | 0 | 358819 | 0 | 0 | 0 | 0 | 0 | 0 | 0 | 0 | 0 | 0 | 0 | 0 | 3374142.3527 | 0 | 0 | 0 | 0 | 0 | 0 | 0 | 0 | 0 | 0 | 0 | -83051.4577 | 0 | 0 | 0 | 0 | 0 | 0 | 0 | 0 | 0 | -275767.5423 | 0 | 0 | 0 | 0 | 0 | 0 | 0 | 0
2016-11-01 06:00 | 0 | 0 | 0 | 0 | 69475.8138 | 0 | 346642 | 0 | 0 | 0 | 0 | 0 | 0 | 0 | 0 | 0 | 0 | 0 | 0 | 3096976.1665 | 0 | 0 | 0 | 0 | 0 | 0 | 0 | 0 | 0 | 0 | 0 | 0 | 0 | 0 | 0 | 0 | 0 | 0 | 0 | 0 | 0 | -277166.1862 | 0 | 0 | 0 | 0 | 0 | 0 | 0 | 0
2016-11-01 07:00 | 0 | 0 | 0 | 0 | 696015.3759 | 0 | 340076 | 0 | 0 | 0 | 0 | 83051.4577 | 0 | 0 | 0 | 0 | 0 | 0 | 0 | 3369864.0847 | 0 | 0 | 0 | 0 | 0 | 0 | 0 | 0 | 0 | 0 | 0 | 83051.4577 | 0 | 0 | 0 | 0 | 0 | 0 | 0 | 0 | 0 | 272887.9182 | 0 | 0 | 0 | 0 | 0 | 0 | 0 | 0
2016-11-01 08:00 | 0 | 0 | 0 | 0 | 645827.0159 | 0 | 339261 | 0 | 0 | 0 | 0 | 112451.2874 | 0 | 0 | 0 | 0 | 0 | 0 | 0 | 3647030.2709 | 0 | 0 | 0 | 0 | 0 | 0 | 0 | 0 | 0 | 0 | 0 | 29399.8297 | 0 | 0 | 0 | 0 | 0 | 0 | 0 | 0 | 0 | 277166.1862 | 0 | 0 | 0 | 0 | 0 | 0 | 0 | 0
2016-11-01 09:00 | 0 | 0 | 0 | 0 | 576077.877 | 0 | 348857 | 0 | 0 | 0 | 0 | 195502.7451 | 0 | 0 | 0 | 0 | 0 | 0 | 0 | 3775632.3341 | 0 | 15567.3561 | 0 | 0 | 0 | 0 | 0 | 0 | 0 | 0 | 0 | 83051.4577 | 0 | 0 | 0 | 0 | 0 | 0 | 0 | 0 | 0 | 128602.0631 | 0 | 15567.3561 | 0 | 0 | 0 | 0 | 0 | 0
2016-11-01 10:00 | 0 | 0 | 0 | 0 | 0 | 0 | 375785 | 0 | 0 | 0 | 0 | 112451.2874 | 0 | 0 | 0 | 0 | 0 | 0 | 0 | 3498466.1479 | 0 | 0 | 0 | 0 | 0 | 0 | 0 | 0 | 0 | 0 | 0 | -83051.4577 | 0 | 0 | 0 | 0 | 0 | 0 | 0 | 0 | 0 | -277166.1862 | 0 | -15567.3561 | 0 | 0 | 0 | 0 | 0 | 0
2016-11-01 11:00 | 0 | 0 | 0 | 0 | 454224.9237 | 0 | 404362 | 0 | 0 | 0 | 0 | 83051.4577 | 0 | 0 | 0 | 0 | 0 | 0 | 0 | 3577728.9013 | 0 | 0 | 0 | 0 | 0 | 0 | 0 | 0 | 0 | 0 | 0 | -29399.8297 | 0 | 0 | 0 | 0 | 0 | 0 | 0 | 0 | 0 | 79262.7534 | 0 | 0 | 0 | 0 | 0 | 0 | 0 | 0
2016-11-01 12:00 | 0 | 0 | 0 | 0 | 57882.3561 | 0 | 418100 | 0 | 0 | 0 | 0 | 0 | 0 | 0 | 0 | 0 | 0 | 0 | 0 | 3300562.7151 | 0 | 0 | 0 | 0 | 0 | 0 | 0 | 0 | 0 | 0 | 0 | -83051.4577 | 0 | 0 | 0 | 0 | 0 | 0 | 0 | 0 | 0 | -277166.1862 | 0 | 0 | 0 | 0 | 0 | 0 | 0 | 0
2016-11-01 13:00 | 0 | 0 | 0 | 0 | 368313.9602 | 372.942 | 424883 | 0 | 0 | 0 | 0 | 83051.4577 | 0 | 0 | 0 | 0 | 0 | 0 | 0 | 3161315.1596 | 0 | 0 | 0 | 0 | 0 | 0 | 0 | 0 | 0 | 0 | 0 | 83051.4577 | 0 | 0 | 0 | 0 | 0 | 0 | 0 | 0 | 0 | -139247.5555 | 0 | 0 | 0 | 0 | 0 | 0 | 0 | 0
2016-11-01 14:00 | 0 | 0 | 0 | 0 | 255576.704 | 95869.9653 | 432738 | 0 | 0 | 0 | 0 | 0 | 0 | 0 | 0 | 0 | 0 | 0 | 0 | 3163075.2866 | 0 | 0 | 0 | 0 | 0 | 0 | 0 | 0 | 0 | 0 | 0 | -83051.4577 | 0 | 0 | 0 | 0 | 0 | 0 | 0 | 0 | 0 | 1760.127 | 0 | 0 | 0 | 0 | 0 | 0 | 0 | 0
2016-11-01 15:00 | 0 | 0 | 0 | 0 | 191547.3055 | 337871.1052 | 441024 | 0 | 0 | 0 | 0 | 83051.4577 | 0 | 0 | 0 | 0 | 0 | 0 | 0 | 3168418.2396 | 0 | 0 | 0 | 0 | 0 | 0 | 0 | 0 | 0 | 0 | 0 | 83051.4577 | 0 | 0 | 0 | 0 | 0 | 0 | 0 | 0 | 0 | 5342.953 | 0 | 0 | 0 | 0 | 0 | 0 | 0 | 0
2016-11-01 16:00 | 0 | 0 | 0 | 0 | 0 | 484249.2109 | 448543 | 0 | 0 | 0 | 0 | 83051.4577 | 0 | 0 | 0 | 0 | 0 | 0 | 0 | 3204124.4505 | 0 | 0 | 0 | 0 | 0 | 0 | 0 | 0 | 0 | 0 | 0 | 0 | 0 | 0 | 0 | 0 | 0 | 0 | 0 | 0 | 0 | 35706.2109 | 0 | 0 | 0 | 0 | 0 | 0 | 0 | 0
2016-11-01 17:00 | 0 | 0 | 0 | 0 | 0 | 538977.6041 | 454209 | 0 | 0 | 0 | 0 | 0 | 0 | 0 | 0 | 0 | 0 | 0 | 0 | 3371944.5122 | 0 | 0 | 0 | 0 | 0 | 0 | 0 | 0 | 0 | 0 | 0 | -83051.4577 | 0 | 0 | 0 | 0 | 0 | 0 | 0 | 0 | 0 | 167820.0618 | 0 | 0 | 0 | 0 | 0 | 0 | 0 | 0
2016-11-01 18:00 | 0 | 0 | 0 | 0 | 0 | 538554.2186 | 460031 | 0 | 0 | 0 | 0 | 83051.4577 | 0 | 0 | 0 | 0 | 0 | 0 | 0 | 3367416.2731 | 0 | 0 | 0 | 0 | 0 | 0 | 0 | 0 | 0 | 0 | 0 | 83051.4577 | 0 | 0 | 0 | 0 | 0 | 0 | 0 | 0 | 0 | -4528.2391 | 0 | 0 | 0 | 0 | 0 | 0 | 0 | 0
2016-11-01 19:00 | 0 | 0 | 0 | 0 | 129458.7844 | 529280.944 | 464625 | 0 | 0 | 0 | 0 | 0 | 0 | 0 | 0 | 0 | 0 | 0 | 0 | 3644582.4593 | 0 | 0 | 0 | 0 | 0 | 0 | 0 | 0 | 0 | 0 | 0 | -83051.4577 | 0 | 0 | 0 | 0 | 0 | 0 | 0 | 0 | 0 | 277166.1862 | 0 | 0 | 0 | 0 | 0 | 0 | 0 | 0
2016-11-01 20:00 | 0 | 0 | 0 | 0 | 0 | 523179.0666 | 469424 | 0 | 0 | 0 | 0 | 83051.4577 | 0 | 0 | 0 | 0 | 0 | 0 | 0 | 3615286.0682 | 0 | 0 | 0 | 0 | 0 | 0 | 0 | 0 | 0 | 0 | 0 | 83051.4577 | 0 | 0 | 0 | 0 | 0 | 0 | 0 | 0 | 0 | -29296.3911 | 0 | 0 | 0 | 0 | 0 | 0 | 0 | 0
2016-11-01 21:00 | 0 | 0 | 0 | 0 | 159916.1159 | 507506.6126 | 473308 | 0 | 0 | 0 | 0 | 0 | 0 | 0 | 0 | 0 | 0 | 0 | 0 | 3892452.2543 | 0 | 0 | 0 | 0 | 0 | 0 | 0 | 0 | 0 | 0 | 0 | -83051.4577 | 0 | 0 | 0 | 0 | 0 | 0 | 0 | 0 | 0 | 277166.1862 | 0 | 0 | 0 | 0 | 0 | 0 | 0 | 0
2016-11-01 22:00 | 0 | 0 | 0 | 0 | 0 | 457114.0846 | 477350 | 0 | 0 | 0 | 0 | 83051.4577 | 0 | 0 | 0 | 0 | 0 | 0 | 0 | 3789164.8812 | 0 | 0 | 0 | 0 | 0 | 0 | 0 | 0 | 0 | 0 | 0 | 83051.4577 | 0 | 0 | 0 | 0 | 0 | 0 | 0 | 0 | 0 | -103287.3731 | 0 | 0 | 0 | 0 | 0 | 0 | 0 | 0
2016-11-01 23:00 | 0 | 0 | 0 | 0 | 409552.2056 | 322643.0083 | 481831 | 0 | 0 | 0 | 0 | 166102.9154 | 0 | 0 | 0 | 0 | 0 | 0 | 0 | 3956477.6374 | 0 | 0 | 0 | 0 | 0 | 0 | 0 | 0 | 0 | 0 | 0 | 83051.4577 | 0 | 0 | 0 | 0 | 0 | 0 | 0 | 0 | 0 | 167312.7561 | 0 | 0 | 0 | 0 | 0 | 0 | 0 | 0
2016-11-02 | 0 | 0 | 0 | 0 | 56710.014 | 61149.3422 | 478077 | 0 | 0 | 0 | 0 | 83051.4577 | 0 | 0 | 0 | 0 | 0 | 0 | 0 | 3679311.4512 | 0 | 0 | 0 | 0 | 0 | 0 | 0 | 0 | 0 | 0 | 0 | -83051.4577 | 0 | 0 | 0 | 0 | 0 | 0 | 0 | 0 | 0 | -277166.1862 | 0 | 0 | 0 | 0 | 0 | 0 | 0 | 0
2016-11-02 01:00 | 0 | 0 | 0 | 0 | 503325.4497 | 0 | 461935 | 0 | 0 | 0 | 0 | 166102.9154 | 0 | 0 | 0 | 0 | 0 | 0 | 0 | 3637650.4432 | 0 | 0 | 0 | 0 | 0 | 0 | 0 | 0 | 0 | 0 | 0 | 83051.4577 | 0 | 0 | 0 | 0 | 0 | 0 | 0 | 0 | 0 | -41661.008 | 0 | 0 | 0 | 0 | 0 | 0 | 0 | 0
2016-11-02 02:00 | 0 | 0 | 0 | 0 | 506248.5289 | 0 | 438071 | 0 | 0 | 0 | 0 | 83051.4577 | 0 | 0 | 0 | 0 | 0 | 0 | 0 | 3788879.4297 | 0 | 0 | 0 | 0 | 0 | 0 | 0 | 0 | 0 | 0 | 0 | -83051.4577 | 0 | 0 | 0 | 0 | 0 | 0 | 0 | 0 | 0 | 151228.9866 | 0 | 0 | 0 | 0 | 0 | 0 | 0 | 0
2016-11-02 03:00 | 0 | 0 | 0 | 0 | 513736.013 | 0 | 411034 | 0 | 0 | 0 | 0 | 83051.4577 | 0 | 0 | 0 | 0 | 0 | 0 | 0 | 3891581.4427 | 0 | 0 | 0 | 0 | 0 | 0 | 0 | 0 | 0 | 0 | 0 | 0 | 0 | 0 | 0 | 0 | 0 | 0 | 0 | 0 | 0 | 102702.013 | 0 | 0 | 0 | 0 | 0 | 0 | 0 | 0
2016-11-02 04:00 | 0 | 0 | 0 | 0 | 23968.3561 | 0 | 384186 | 0 | 0 | 0 | 0 | 0 | 0 | 0 | 0 | 0 | 0 | 0 | 0 | 3614415.2565 | 0 | 0 | 0 | 0 | 0 | 0 | 0 | 0 | 0 | 0 | 0 | -83051.4577 | 0 | 0 | 0 | 0 | 0 | 0 | 0 | 0 | 0 | -277166.1862 | 0 | 0 | 0 | 0 | 0 | 0 | 0 | 0
2016-11-02 05:00 | 0 | 0 | 0 | 0 | 498665.335 | 0 | 363898 | 0 | 0 | 0 | 0 | 83051.4577 | 0 | 0 | 0 | 0 | 0 | 0 | 0 | 3666131.1338 | 0 | 0 | 0 | 0 | 0 | 0 | 0 | 0 | 0 | 0 | 0 | 83051.4577 | 0 | 0 | 0 | 0 | 0 | 0 | 0 | 0 | 0 | 51715.8773 | 0 | 0 | 0 | 0 | 0 | 0 | 0 | 0
2016-11-02 06:00 | 0 | 0 | 0 | 0 | 0 | 0 | 350436 | 0 | 0 | 0 | 0 | 0 | 0 | 0 | 0 | 0 | 0 | 0 | 0 | 3398746.5915 | 0 | 0 | 0 | 0 | 0 | 0 | 0 | 0 | 0 | 0 | 0 | -83051.4577 | 0 | 0 | 0 | 0 | 0 | 0 | 0 | 0 | 0 | -267384.5423 | 0 | 0 | 0 | 0 | 0 | 0 | 0 | 0
2016-11-02 07:00 | 0 | 0 | 0 | 0 | 448436.8964 | 0 | 342291 | 0 | 0 | 0 | 0 | 83051.4577 | 0 | 0 | 0 | 0 | 0 | 0 | 0 | 3421841.0302 | 0 | 0 | 0 | 0 | 0 | 0 | 0 | 0 | 0 | 0 | 0 | 83051.4577 | 0 | 0 | 0 | 0 | 0 | 0 | 0 | 0 | 0 | 23094.4387 | 0 | 0 | 0 | 0 | 0 | 0 | 0 | 0
2016-11-02 08:00 | 0 | 0 | 0 | 0 | 434489.8686 | 0 | 340929 | 0 | 0 | 0 | 0 | 166102.9154 | 0 | 0 | 0 | 0 | 0 | 0 | 0 | 3432350.441 | 0 | 0 | 0 | 0 | 0 | 0 | 0 | 0 | 0 | 0 | 0 | 83051.4577 | 0 | 0 | 0 | 0 | 0 | 0 | 0 | 0 | 0 | 10509.4109 | 0 | 0 | 0 | 0 | 0 | 0 | 0 | 0
2016-11-02 09:00 | 0 | 0 | 0 | 0 | 405699.9318 | 0 | 350511 | 0 | 0 | 0 | 0 | 249154.3731 | 0 | 0 | 0 | 0 | 0 | 0 | 0 | 3404487.9151 | 0 | 0 | 0 | 0 | 0 | 0 | 0 | 0 | 0 | 0 | 0 | 83051.4577 | 0 | 0 | 0 | 0 | 0 | 0 | 0 | 0 | 0 | -27862.5259 | 0 | 0 | 0 | 0 | 0 | 0 | 0 | 0
2016-11-02 10:00 | 0 | 0 | 0 | 0 | 377367.0571 | 0 | 375741 | 0 | 0 | 0 | 0 | 332205.8308 | 0 | 0 | 0 | 0 | 0 | 0 | 0 | 3323062.5145 | 0 | 0 | 0 | 0 | 0 | 0 | 0 | 0 | 0 | 0 | 0 | 83051.4577 | 0 | 0 | 0 | 0 | 0 | 0 | 0 | 0 | 0 | -81425.4006 | 0 | 0 | 0 | 0 | 0 | 0 | 0 | 0
2016-11-02 11:00 | 0 | 0 | 0 | 0 | 355469.9384 | 0 | 403615 | 0 | 0 | 0 | 0 | 249154.3731 | 0 | 0 | 0 | 0 | 0 | 0 | 0 | 3357968.9107 | 0 | 0 | 0 | 0 | 0 | 0 | 0 | 0 | 0 | 0 | 0 | -83051.4577 | 0 | 0 | 0 | 0 | 0 | 0 | 0 | 0 | 0 | 34906.3961 | 0 | 0 | 0 | 0 | 0 | 0 | 0 | 0
2016-11-02 12:00 | 0 | 0 | 0 | 0 | 224198.2715 | 0 | 418313 | 0 | 0 | 0 | 0 | 332205.8308 | 0 | 0 | 0 | 0 | 0 | 0 | 0 | 3080802.7245 | 0 | 0 | 0 | 0 | 0 | 0 | 0 | 0 | 0 | 0 | 0 | 83051.4577 | 0 | 0 | 0 | 0 | 0 | 0 | 0 | 0 | 0 | -277166.1862 | 0 | 0 | 0 | 0 | 0 | 0 | 0 | 0
2016-11-02 13:00 | 0 | 0 | 0 | 0 | 306607.5684 | 154.2419 | 426393 | 0 | 0 | 0 | 0 | 249154.3731 | 0 | 0 | 0 | 0 | 0 | 0 | 0 | 3044222.9925 | 0 | 0 | 0 | 0 | 0 | 0 | 0 | 0 | 0 | 0 | 0 | -83051.4577 | 0 | 0 | 0 | 0 | 0 | 0 | 0 | 0 | 0 | -36579.732 | 0 | 0 | 0 | 0 | 0 | 0 | 0 | 0
2016-11-02 14:00 | 0 | 0 | 0 | 0 | 222681.5628 | 95375.3558 | 436379 | 0 | 0 | 0 | 0 | 166102.9154 | 0 | 0 | 0 | 0 | 0 | 0 | 0 | 3008952.3688 | 0 | 0 | 0 | 0 | 0 | 0 | 0 | 0 | 0 | 0 | 0 | -83051.4577 | 0 | 0 | 0 | 0 | 0 | 0 | 0 | 0 | 0 | -35270.6237 | 0 | 0 | 0 | 0 | 0 | 0 | 0 | 0
2016-11-02 15:00 | 0 | 0 | 0 | 0 | 163488.4859 | 518678.2678 | 444579 | 0 | 0 | 0 | 0 | 249154.3731 | 0 | 0 | 0 | 0 | 0 | 0 | 0 | 3130715.5795 | 0 | 32773.0854 | 0 | 0 | 0 | 0 | 0 | 0 | 0 | 0 | 0 | 83051.4577 | 0 | 0 | 0 | 0 | 0 | 0 | 0 | 0 | 0 | 121763.2107 | 0 | 32773.0854 | 0 | 0 | 0 | 0 | 0 | 0
2016-11-02 16:00 | 0 | 0 | 0 | 0 | 0 | 640680.466 | 451675 | 0 | 0 | 0 | 0 | 193766.7383 | 0 | 0 | 0 | 0 | 0 | 0 | 0 | 3407881.7656 | 0 | 0 | 0 | 0 | 0 | 0 | 0 | 0 | 0 | 0 | 0 | -55387.6348 | 0 | 0 | 0 | 0 | 0 | 0 | 0 | 0 | 0 | 277166.1862 | 0 | -32773.0854 | 0 | 0 | 0 | 0 | 0 | 0
2016-11-02 17:00 | 0 | 0 | 0 | 0 | 0 | 632549.7902 | 459394 | 0 | 0 | 0 | 0 | 110715.2806 | 0 | 0 | 0 | 0 | 0 | 0 | 0 | 3664089.0135 | 0 | 0 | 0 | 0 | 0 | 0 | 0 | 0 | 0 | 0 | 0 | -83051.4577 | 0 | 0 | 0 | 0 | 0 | 0 | 0 | 0 | 0 | 256207.2479 | 0 | 0 | 0 | 0 | 0 | 0 | 0 | 0
2016-11-02 18:00 | 0 | 0 | 0 | 0 | 0 | 604414.6432 | 466383 | 0 | 0 | 0 | 0 | 27663.8229 | 0 | 0 | 0 | 0 | 0 | 0 | 0 | 3885172.1145 | 0 | 0 | 0 | 0 | 0 | 0 | 0 | 0 | 0 | 0 | 0 | -83051.4577 | 0 | 0 | 0 | 0 | 0 | 0 | 0 | 0 | 0 | 221083.1009 | 0 | 0 | 0 | 0 | 0 | 0 | 0 | 0
2016-11-02 19:00 | 0 | 0 | 0 | 0 | 157587.88 | 586302.9176 | 471568 | 0 | 0 | 0 | 0 | 22820.4344 | 0 | 0 | 0 | 0 | 0 | 0 | 0 | 4162338.3006 | 0 | 0 | 0 | 0 | 0 | 0 | 0 | 0 | 0 | 0 | 0 | -4843.3885 | 0 | 0 | 0 | 0 | 0 | 0 | 0 | 0 | 0 | 277166.1862 | 0 | 0 | 0 | 0 | 0 | 0 | 0 | 0
2016-11-02 20:00 | 0 | 0 | 0 | 0 | 159171.4931 | 589278.4636 | 474377 | 0 | 0 | 0 | 0 | 105871.8921 | 0 | 0 | 0 | 0 | 0 | 0 | 0 | 4320586.7143 | 0 | 32773.0854 | 0 | 0 | 0 | 0 | 0 | 0 | 0 | 0 | 0 | 83051.4577 | 0 | 0 | 0 | 0 | 0 | 0 | 0 | 0 | 0 | 158248.4137 | 0 | 32773.0854 | 0 | 0 | 0 | 0 | 0 | 0
2016-11-02 21:00 | 0 | 0 | 0 | 0 | 0 | 599021.3443 | 475810 | 0 | 0 | 0 | 0 | 188923.3498 | 0 | 0 | 0 | 0 | 0 | 0 | 0 | 4393519.6862 | 0 | 0 | 0 | 0 | 0 | 0 | 0 | 0 | 0 | 0 | 0 | 83051.4577 | 0 | 0 | 0 | 0 | 0 | 0 | 0 | 0 | 0 | 72932.9719 | 0 | -32773.0854 | 0 | 0 | 0 | 0 | 0 | 0
2016-11-02 22:00 | 0 | 0 | 0 | 0 | 0 | 574079.3787 | 479192 | 0 | 0 | 0 | 0 | 105871.8921 | 0 | 0 | 0 | 0 | 0 | 0 | 0 | 4571458.5226 | 0 | 0 | 0 | 0 | 0 | 0 | 0 | 0 | 0 | 0 | 0 | -83051.4577 | 0 | 0 | 0 | 0 | 0 | 0 | 0 | 0 | 0 | 177938.8364 | 0 | 0 | 0 | 0 | 0 | 0 | 0 | 0
2016-11-02 23:00 | 0 | 0 | 0 | 0 | 259022.9039 | 389550.9583 | 481998 | 0 | 0 | 0 | 0 | 188923.3498 | 0 | 0 | 0 | 0 | 0 | 0 | 0 | 4654982.9271 | 0 | 0 | 0 | 0 | 0 | 0 | 0 | 0 | 0 | 0 | 0 | 83051.4577 | 0 | 0 | 0 | 0 | 0 | 0 | 0 | 0 | 0 | 83524.4045 | 0 | 0 | 0 | 0 | 0 | 0 | 0 | 0
2016-11-03 | 0 | 0 | 0 | 0 | 311071.7586 | 57223.5607 | 476820 | 0 | 0 | 0 | 0 | 105871.8921 | 0 | 0 | 0 | 0 | 0 | 0 | 0 | 4629509.7041 | 0 | 0 | 0 | 0 | 0 | 0 | 0 | 0 | 0 | 0 | 0 | -83051.4577 | 0 | 0 | 0 | 0 | 0 | 0 | 0 | 0 | 0 | -25473.223 | 0 | 0 | 0 | 0 | 0 | 0 | 0 | 0
2016-11-03 01:00 | 0 | 0 | 0 | 0 | 99933.3561 | 0 | 460151 | 0 | 0 | 0 | 0 | 22820.4344 | 0 | 0 | 0 | 0 | 0 | 0 | 0 | 4352343.518 | 0 | 0 | 0 | 0 | 0 | 0 | 0 | 0 | 0 | 0 | 0 | -83051.4577 | 0 | 0 | 0 | 0 | 0 | 0 | 0 | 0 | 0 | -277166.1862 | 0 | 0 | 0 | 0 | 0 | 0 | 0 | 0
2016-11-03 02:00 | 0 | 0 | 0 | 0 | 328388.3321 | 0 | 436685 | 0 | 0 | 0 | 0 | 83051.4577 | 0 | 0 | 0 | 0 | 0 | 0 | 0 | 4183815.8267 | 0 | 0 | 0 | 0 | 0 | 0 | 0 | 0 | 0 | 0 | 0 | 60231.0233 | 0 | 0 | 0 | 0 | 0 | 0 | 0 | 0 | 0 | -168527.6912 | 0 | 0 | 0 | 0 | 0 | 0 | 0 | 0
2016-11-03 03:00 | 0 | 0 | 0 | 0 | 216628.2715 | 0 | 410743 | 0 | 0 | 0 | 0 | 166102.9154 | 0 | 0 | 0 | 0 | 0 | 0 | 0 | 3906649.6406 | 0 | 0 | 0 | 0 | 0 | 0 | 0 | 0 | 0 | 0 | 0 | 83051.4577 | 0 | 0 | 0 | 0 | 0 | 0 | 0 | 0 | 0 | -277166.1862 | 0 | 0 | 0 | 0 | 0 | 0 | 0 | 0
2016-11-03 04:00 | 0 | 0 | 0 | 0 | 343806.3374 | 0 | 386212 | 0 | 0 | 0 | 0 | 83051.4577 | 0 | 0 | 0 | 0 | 0 | 0 | 0 | 3947295.4357 | 0 | 0 | 0 | 0 | 0 | 0 | 0 | 0 | 0 | 0 | 0 | -83051.4577 | 0 | 0 | 0 | 0 | 0 | 0 | 0 | 0 | 0 | 40645.7951 | 0 | 0 | 0 | 0 | 0 | 0 | 0 | 0
2016-11-03 05:00 | 0 | 0 | 0 | 0 | 173185.2715 | 0 | 367300 | 0 | 0 | 0 | 0 | 166102.9154 | 0 | 0 | 0 | 0 | 0 | 0 | 0 | 3670129.2495 | 0 | 0 | 0 | 0 | 0 | 0 | 0 | 0 | 0 | 0 | 0 | 83051.4577 | 0 | 0 | 0 | 0 | 0 | 0 | 0 | 0 | 0 | -277166.1862 | 0 | 0 | 0 | 0 | 0 | 0 | 0 | 0
2016-11-03 06:00 | 0 | 0 | 0 | 0 | 391397.8405 | 0 | 351478 | 0 | 0 | 0 | 0 | 83051.4577 | 0 | 0 | 0 | 0 | 0 | 0 | 0 | 3793100.5477 | 0 | 0 | 0 | 0 | 0 | 0 | 0 | 0 | 0 | 0 | 0 | -83051.4577 | 0 | 0 | 0 | 0 | 0 | 0 | 0 | 0 | 0 | 122971.2982 | 0 | 0 | 0 | 0 | 0 | 0 | 0 | 0
2016-11-03 07:00 | 0 | 0 | 0 | 0 | 0 | 0 | 342221 | 0 | 0 | 0 | 0 | 0 | 0 | 0 | 0 | 0 | 0 | 0 | 0 | 3533931.0054 | 0 | 0 | 0 | 0 | 0 | 0 | 0 | 0 | 0 | 0 | 0 | -83051.4577 | 0 | 0 | 0 | 0 | 0 | 0 | 0 | 0 | 0 | -259169.5423 | 0 | 0 | 0 | 0 | 0 | 0 | 0 | 0
2016-11-03 08:00 | 0 | 0 | 0 | 0 | 423459.9656 | 0 | 340441 | 0 | 0 | 0 | 0 | 83051.4577 | 0 | 0 | 0 | 0 | 0 | 0 | 0 | 3533898.5133 | 0 | 0 | 0 | 0 | 0 | 0 | 0 | 0 | 0 | 0 | 0 | 83051.4577 | 0 | 0 | 0 | 0 | 0 | 0 | 0 | 0 | 0 | -32.4921 | 0 | 0 | 0 | 0 | 0 | 0 | 0 | 0
2016-11-03 09:00 | 0 | 0 | 0 | 0 | 421894.4949 | 0 | 349046 | 0 | 0 | 0 | 0 | 166102.9154 | 0 | 0 | 0 | 0 | 0 | 0 | 0 | 3523695.5504 | 0 | 0 | 0 | 0 | 0 | 0 | 0 | 0 | 0 | 0 | 0 | 83051.4577 | 0 | 0 | 0 | 0 | 0 | 0 | 0 | 0 | 0 | -10202.9628 | 0 | 0 | 0 | 0 | 0 | 0 | 0 | 0
2016-11-03 10:00 | 0 | 0 | 0 | 0 | 414584.6807 | 0 | 372309 | 0 | 0 | 0 | 0 | 83051.4577 | 0 | 0 | 0 | 0 | 0 | 0 | 0 | 3649022.6888 | 0 | 0 | 0 | 0 | 0 | 0 | 0 | 0 | 0 | 0 | 0 | -83051.4577 | 0 | 0 | 0 | 0 | 0 | 0 | 0 | 0 | 0 | 125327.1384 | 0 | 0 | 0 | 0 | 0 | 0 | 0 | 0
2016-11-03 11:00 | 0 | 0 | 0 | 0 | 408174.38 | 0 | 400076 | 0 | 0 | 0 | 0 | 166102.9154 | 0 | 0 | 0 | 0 | 0 | 0 | 0 | 3574069.6111 | 0 | 0 | 0 | 0 | 0 | 0 | 0 | 0 | 0 | 0 | 0 | 83051.4577 | 0 | 0 | 0 | 0 | 0 | 0 | 0 | 0 | 0 | -74953.0777 | 0 | 0 | 0 | 0 | 0 | 0 | 0 | 0
2016-11-03 12:00 | 0 | 0 | 0 | 0 | 405553.4137 | 0 | 415884 | 0 | 0 | 0 | 0 | 83051.4577 | 0 | 0 | 0 | 0 | 0 | 0 | 0 | 3646790.4825 | 0 | 0 | 0 | 0 | 0 | 0 | 0 | 0 | 0 | 0 | 0 | -83051.4577 | 0 | 0 | 0 | 0 | 0 | 0 | 0 | 0 | 0 | 72720.8714 | 0 | 0 | 0 | 0 | 0 | 0 | 0 | 0
2016-11-03 13:00 | 0 | 0 | 0 | 0 | 397691.5717 | 103.8394 | 425592 | 0 | 0 | 0 | 0 | 166102.9154 | 0 | 0 | 0 | 0 | 0 | 0 | 0 | 3535942.4359 | 0 | 0 | 0 | 0 | 0 | 0 | 0 | 0 | 0 | 0 | 0 | 83051.4577 | 0 | 0 | 0 | 0 | 0 | 0 | 0 | 0 | 0 | -110848.0466 | 0 | 0 | 0 | 0 | 0 | 0 | 0 | 0
2016-11-03 14:00 | 0 | 0 | 0 | 0 | 278728.8732 | 91685.568 | 436543 | 0 | 0 | 0 | 0 | 249154.3731 | 0 | 0 | 0 | 0 | 0 | 0 | 0 | 3386762.4194 | 0 | 0 | 0 | 0 | 0 | 0 | 0 | 0 | 0 | 0 | 0 | 83051.4577 | 0 | 0 | 0 | 0 | 0 | 0 | 0 | 0 | 0 | -149180.0165 | 0 | 0 | 0 | 0 | 0 | 0 | 0 | 0
2016-11-03 15:00 | 0 | 0 | 0 | 0 | 0 | 461589.3004 | 444376 | 0 | 0 | 0 | 0 | 166102.9154 | 0 | 0 | 0 | 0 | 0 | 0 | 0 | 3454254.0922 | 0 | 32773.0854 | 0 | 0 | 0 | 0 | 0 | 0 | 0 | 0 | 0 | -83051.4577 | 0 | 0 | 0 | 0 | 0 | 0 | 0 | 0 | 0 | 67491.6728 | 0 | 32773.0854 | 0 | 0 | 0 | 0 | 0 | 0
2016-11-03 16:00 | 0 | 0 | 0 | 0 | 108266.1017 | 597593.6281 | 450775 | 0 | 0 | 0 | 0 | 136267.6409 | 0 | 0 | 0 | 0 | 0 | 0 | 0 | 3731420.2783 | 0 | 40526.9035 | 0 | 0 | 0 | 0 | 0 | 0 | 0 | 0 | 0 | -29835.2745 | 0 | 0 | 0 | 0 | 0 | 0 | 0 | 0 | 0 | 277166.1862 | 0 | 7753.8181 | 0 | 0 | 0 | 0 | 0 | 0
2016-11-03 17:00 | 0 | 0 | 0 | 0 | 0 | 613169.503 | 457150 | 0 | 0 | 0 | 0 | 219319.0987 | 0 | 0 | 0 | 0 | 0 | 0 | 0 | 3837161.409 | 0 | 7753.8181 | 0 | 0 | 0 | 0 | 0 | 0 | 0 | 0 | 0 | 83051.4577 | 0 | 0 | 0 | 0 | 0 | 0 | 0 | 0 | 0 | 105741.1307 | 0 | -32773.0854 | 0 | 0 | 0 | 0 | 0 | 0
2016-11-03 18:00 | 0 | 0 | 0 | 0 | 102022.372 | 597234.3563 | 461030 | 0 | 0 | 0 | 0 | 302370.5564 | 0 | 0 | 0 | 0 | 0 | 0 | 0 | 3992336.6796 | 0 | 7753.8181 | 0 | 0 | 0 | 0 | 0 | 0 | 0 | 0 | 0 | 83051.4577 | 0 | 0 | 0 | 0 | 0 | 0 | 0 | 0 | 0 | 155175.2706 | 0 | 0 | 0 | 0 | 0 | 0 | 0 | 0
2016-11-03 19:00 | 0 | 0 | 0 | 0 | 100766.3581 | 580730.8616 | 462902 | 0 | 0 | 0 | 0 | 219319.0987 | 0 | 0 | 0 | 0 | 0 | 0 | 0 | 4261210.2717 | 0 | 40526.9035 | 0 | 0 | 0 | 0 | 0 | 0 | 0 | 0 | 0 | -83051.4577 | 0 | 0 | 0 | 0 | 0 | 0 | 0 | 0 | 0 | 268873.592 | 0 | 32773.0854 | 0 | 0 | 0 | 0 | 0 | 0
2016-11-03 20:00 | 0 | 0 | 0 | 0 | 0 | 577539.9481 | 463605 | 0 | 0 | 0 | 0 | 302370.5564 | 0 | 0 | 0 | 0 | 0 | 0 | 0 | 4324866.8474 | 0 | 7753.8181 | 0 | 0 | 0 | 0 | 0 | 0 | 0 | 0 | 0 | 83051.4577 | 0 | 0 | 0 | 0 | 0 | 0 | 0 | 0 | 0 | 63656.5758 | 0 | -32773.0854 | 0 | 0 | 0 | 0 | 0 | 0
2016-11-03 21:00 | 0 | 0 | 0 | 0 | 88699.3782 | 572013.0491 | 464188 | 0 | 0 | 0 | 0 | 293099.2481 | 0 | 0 | 0 | 0 | 0 | 0 | 0 | 4497889.4976 | 0 | 40526.9035 | 0 | 0 | 0 | 0 | 0 | 0 | 0 | 0 | 0 | -9271.3082 | 0 | 0 | 0 | 0 | 0 | 0 | 0 | 0 | 0 | 173022.6502 | 0 | 32773.0854 | 0 | 0 | 0 | 0 | 0 | 0
2016-11-03 22:00 | 0 | 0 | 0 | 0 | 0 | 529682.3321 | 466431 | 0 | 0 | 0 | 0 | 376150.7058 | 0 | 0 | 0 | 0 | 0 | 0 | 0 | 4510862.4574 | 0 | 7753.8181 | 0 | 0 | 0 | 0 | 0 | 0 | 0 | 0 | 0 | 83051.4577 | 0 | 0 | 0 | 0 | 0 | 0 | 0 | 0 | 0 | 12972.9598 | 0 | -32773.0854 | 0 | 0 | 0 | 0 | 0 | 0
2016-11-03 23:00 | 0 | 0 | 0 | 0 | 120856.899 | 336042.2833 | 469489 | 0 | 0 | 0 | 0 | 376150.7058 | 0 | 0 | 0 | 0 | 0 | 0 | 0 | 4465499.5543 | 0 | 40526.9035 | 0 | 0 | 0 | 0 | 0 | 0 | 0 | 0 | 0 | 0 | 0 | 0 | 0 | 0 | 0 | 0 | 0 | 0 | 0 | -45362.903 | 0 | 32773.0854 | 0 | 0 | 0 | 0 | 0 | 0
2016-11-04 | 0 | 0 | 0 | 0 | 140283.4067 | 48211.428 | 466276 | 0 | 0 | 0 | 0 | 293099.2481 | 0 | 0 | 0 | 0 | 0 | 0 | 0 | 4303542.9321 | 0 | 7753.8181 | 0 | 0 | 0 | 0 | 0 | 0 | 0 | 0 | 0 | -83051.4577 | 0 | 0 | 0 | 0 | 0 | 0 | 0 | 0 | 0 | -161956.6223 | 0 | -32773.0854 | 0 | 0 | 0 | 0 | 0 | 0
2016-11-04 01:00 | 0 | 0 | 0 | 0 | 84092.538 | 0 | 452064 | 0 | 0 | 0 | 0 | 210047.7904 | 0 | 0 | 0 | 0 | 0 | 0 | 0 | 4026376.7459 | 0 | 0 | 0 | 0 | 0 | 0 | 0 | 0 | 0 | 0 | 0 | -83051.4577 | 0 | 0 | 0 | 0 | 0 | 0 | 0 | 0 | 0 | -277166.1862 | 0 | -7753.8181 | 0 | 0 | 0 | 0 | 0 | 0
2016-11-04 02:00 | 0 | 0 | 0 | 0 | 172138.8813 | 0 | 428563 | 0 | 0 | 0 | 0 | 230789.8579 | 0 | 0 | 0 | 0 | 0 | 0 | 0 | 3749210.5597 | 0 | 0 | 0 | 0 | 0 | 0 | 0 | 0 | 0 | 0 | 0 | 20742.0675 | 0 | 0 | 0 | 0 | 0 | 0 | 0 | 0 | 0 | -277166.1862 | 0 | 0 | 0 | 0 | 0 | 0 | 0 | 0
2016-11-04 03:00 | 0 | 0 | 0 | 0 | 42660.3561 | 0 | 402878 | 0 | 0 | 0 | 0 | 147738.4002 | 0 | 0 | 0 | 0 | 0 | 0 | 0 | 3472044.3736 | 0 | 0 | 0 | 0 | 0 | 0 | 0 | 0 | 0 | 0 | 0 | -83051.4577 | 0 | 0 | 0 | 0 | 0 | 0 | 0 | 0 | 0 | -277166.1862 | 0 | 0 | 0 | 0 | 0 | 0 | 0 | 0
2016-11-04 04:00 | 0 | 0 | 0 | 0 | 241207.0244 | 0 | 378204 | 0 | 0 | 0 | 0 | 230789.8579 | 0 | 0 | 0 | 0 | 0 | 0 | 0 | 3251995.9402 | 0 | 0 | 0 | 0 | 0 | 0 | 0 | 0 | 0 | 0 | 0 | 83051.4577 | 0 | 0 | 0 | 0 | 0 | 0 | 0 | 0 | 0 | -220048.4333 | 0 | 0 | 0 | 0 | 0 | 0 | 0 | 0
2016-11-04 05:00 | 0 | 0 | 0 | 0 | 269102.1023 | 0 | 358324 | 0 | 0 | 0 | 0 | 313841.3156 | 0 | 0 | 0 | 0 | 0 | 0 | 0 | 3079722.5849 | 0 | 0 | 0 | 0 | 0 | 0 | 0 | 0 | 0 | 0 | 0 | 83051.4577 | 0 | 0 | 0 | 0 | 0 | 0 | 0 | 0 | 0 | -172273.3554 | 0 | 0 | 0 | 0 | 0 | 0 | 0 | 0
2016-11-04 06:00 | 0 | 0 | 0 | 0 | 292950.5823 | 0 | 345610 | 0 | 0 | 0 | 0 | 230789.8579 | 0 | 0 | 0 | 0 | 0 | 0 | 0 | 3110114.6249 | 0 | 0 | 0 | 0 | 0 | 0 | 0 | 0 | 0 | 0 | 0 | -83051.4577 | 0 | 0 | 0 | 0 | 0 | 0 | 0 | 0 | 0 | 30392.04 | 0 | 0 | 0 | 0 | 0 | 0 | 0 | 0
2016-11-04 07:00 | 0 | 0 | 0 | 0 | 142925.2715 | 0 | 337040 | 0 | 0 | 0 | 0 | 313841.3156 | 0 | 0 | 0 | 0 | 0 | 0 | 0 | 2832948.4387 | 0 | 0 | 0 | 0 | 0 | 0 | 0 | 0 | 0 | 0 | 0 | 83051.4577 | 0 | 0 | 0 | 0 | 0 | 0 | 0 | 0 | 0 | -277166.1862 | 0 | 0 | 0 | 0 | 0 | 0 | 0 | 0
2016-11-04 08:00 | 0 | 0 | 0 | 0 | 321618.9007 | 0 | 335876 | 0 | 0 | 0 | 0 | 230789.8579 | 0 | 0 | 0 | 0 | 0 | 0 | 0 | 2901742.7971 | 0 | 0 | 0 | 0 | 0 | 0 | 0 | 0 | 0 | 0 | 0 | -83051.4577 | 0 | 0 | 0 | 0 | 0 | 0 | 0 | 0 | 0 | 68794.3584 | 0 | 0 | 0 | 0 | 0 | 0 | 0 | 0
2016-11-04 09:00 | 0 | 0 | 0 | 0 | 150237.2715 | 0 | 344352 | 0 | 0 | 0 | 0 | 313841.3156 | 0 | 0 | 0 | 0 | 0 | 0 | 0 | 2624576.6109 | 0 | 0 | 0 | 0 | 0 | 0 | 0 | 0 | 0 | 0 | 0 | 83051.4577 | 0 | 0 | 0 | 0 | 0 | 0 | 0 | 0 | 0 | -277166.1862 | 0 | 0 | 0 | 0 | 0 | 0 | 0 | 0
2016-11-04 10:00 | 0 | 0 | 0 | 0 | 288331.3482 | 0 | 368826 | 0 | 0 | 0 | 0 | 230789.8579 | 0 | 0 | 0 | 0 | 0 | 0 | 0 | 2627133.4168 | 0 | 0 | 0 | 0 | 0 | 0 | 0 | 0 | 0 | 0 | 0 | -83051.4577 | 0 | 0 | 0 | 0 | 0 | 0 | 0 | 0 | 0 | 2556.8059 | 0 | 0 | 0 | 0 | 0 | 0 | 0 | 0
2016-11-04 11:00 | 0 | 0 | 0 | 0 | 273418.1047 | 0 | 396880 | 0 | 0 | 0 | 0 | 313841.3156 | 0 | 0 | 0 | 0 | 0 | 0 | 0 | 2420620.0638 | 0 | 0 | 0 | 0 | 0 | 0 | 0 | 0 | 0 | 0 | 0 | 83051.4577 | 0 | 0 | 0 | 0 | 0 | 0 | 0 | 0 | 0 | -206513.3531 | 0 | 0 | 0 | 0 | 0 | 0 | 0 | 0
2016-11-04 12:00 | 0 | 0 | 0 | 0 | 261496.6592 | 0 | 411547 | 0 | 0 | 0 | 0 | 230789.8579 | 0 | 0 | 0 | 0 | 0 | 0 | 0 | 2320848.0953 | 0 | 32773.0854 | 0 | 0 | 0 | 0 | 0 | 0 | 0 | 0 | 0 | -83051.4577 | 0 | 0 | 0 | 0 | 0 | 0 | 0 | 0 | 0 | -99771.9684 | 0 | 32773.0854 | 0 | 0 | 0 | 0 | 0 | 0
2016-11-04 13:00 | 0 | 0 | 0 | 0 | 200664.086 | 31.9183 | 419830 | 0 | 0 | 0 | 0 | 313841.3156 | 0 | 0 | 0 | 0 | 0 | 0 | 0 | 2043681.9092 | 0 | 7753.8181 | 0 | 0 | 0 | 0 | 0 | 0 | 0 | 0 | 0 | 83051.4577 | 0 | 0 | 0 | 0 | 0 | 0 | 0 | 0 | 0 | -277166.1862 | 0 | -25019.2673 | 0 | 0 | 0 | 0 | 0 | 0
2016-11-04 14:00 | 0 | 0 | 0 | 0 | 174201.0857 | 64133.2404 | 428091 | 0 | 0 | 0 | 0 | 230789.8579 | 0 | 0 | 0 | 0 | 0 | 0 | 0 | 1904203.6077 | 0 | 40526.9035 | 0 | 0 | 0 | 0 | 0 | 0 | 0 | 0 | 0 | -83051.4577 | 0 | 0 | 0 | 0 | 0 | 0 | 0 | 0 | 0 | -139478.3015 | 0 | 32773.0854 | 0 | 0 | 0 | 0 | 0 | 0
2016-11-04 15:00 | 0 | 0 | 0 | 0 | 87764.2119 | 378225.5032 | 432715 | 0 | 0 | 0 | 0 | 313841.3156 | 0 | 0 | 0 | 0 | 0 | 0 | 0 | 1854426.865 | 0 | 40526.9035 | 0 | 0 | 0 | 0 | 0 | 0 | 0 | 0 | 0 | 83051.4577 | 0 | 0 | 0 | 0 | 0 | 0 | 0 | 0 | 0 | -49776.7427 | 0 | 0 | 0 | 0 | 0 | 0 | 0 | 0
2016-11-04 16:00 | 0 | 0 | 0 | 0 | 57736.9979 | 508982.2409 | 435014 | 0 | 0 | 0 | 0 | 230789.8579 | 0 | 0 | 0 | 0 | 0 | 0 | 0 | 2069183.5614 | 0 | 40526.9035 | 0 | 0 | 0 | 0 | 0 | 0 | 0 | 0 | 0 | -83051.4577 | 0 | 0 | 0 | 0 | 0 | 0 | 0 | 0 | 0 | 214756.6964 | 0 | 0 | 0 | 0 | 0 | 0 | 0 | 0
2016-11-04 17:00 | 0 | 0 | 0 | 0 | 0 | 547677.7072 | 438947 | 0 | 0 | 0 | 0 | 147738.4002 | 0 | 0 | 0 | 0 | 0 | 0 | 0 | 2293738.8117 | 0 | 7753.8181 | 0 | 0 | 0 | 0 | 0 | 0 | 0 | 0 | 0 | -83051.4577 | 0 | 0 | 0 | 0 | 0 | 0 | 0 | 0 | 0 | 224555.2503 | 0 | -32773.0854 | 0 | 0 | 0 | 0 | 0 | 0
2016-11-04 18:00 | 0 | 0 | 0 | 0 | 0 | 538096.3918 | 441631 | 0 | 0 | 0 | 0 | 230789.8579 | 0 | 0 | 0 | 0 | 0 | 0 | 0 | 2314906.5639 | 0 | 0 | 0 | 0 | 0 | 0 | 0 | 0 | 0 | 0 | 0 | 83051.4577 | 0 | 0 | 0 | 0 | 0 | 0 | 0 | 0 | 0 | 21167.7522 | 0 | -7753.8181 | 0 | 0 | 0 | 0 | 0 | 0
2016-11-04 19:00 | 0 | 0 | 0 | 0 | 79429.044 | 523686.0937 | 442149 | 0 | 0 | 0 | 0 | 147738.4002 | 0 | 0 | 0 | 0 | 0 | 0 | 0 | 2526151.074 | 0 | 32773.0854 | 0 | 0 | 0 | 0 | 0 | 0 | 0 | 0 | 0 | -83051.4577 | 0 | 0 | 0 | 0 | 0 | 0 | 0 | 0 | 0 | 211244.5101 | 0 | 32773.0854 | 0 | 0 | 0 | 0 | 0 | 0
2016-11-04 20:00 | 0 | 0 | 0 | 0 | 0 | 519748.5213 | 442635 | 0 | 0 | 0 | 0 | 230789.8579 | 0 | 0 | 0 | 0 | 0 | 0 | 0 | 2552986.223 | 0 | 0 | 0 | 0 | 0 | 0 | 0 | 0 | 0 | 0 | 0 | 83051.4577 | 0 | 0 | 0 | 0 | 0 | 0 | 0 | 0 | 0 | 26835.149 | 0 | -32773.0854 | 0 | 0 | 0 | 0 | 0 | 0
2016-11-04 21:00 | 0 | 0 | 0 | 0 | 0 | 515379.5913 | 442022 | 0 | 0 | 0 | 0 | 313841.3156 | 0 | 0 | 0 | 0 | 0 | 0 | 0 | 2543292.3565 | 0 | 0 | 0 | 0 | 0 | 0 | 0 | 0 | 0 | 0 | 0 | 83051.4577 | 0 | 0 | 0 | 0 | 0 | 0 | 0 | 0 | 0 | -9693.8664 | 0 | 0 | 0 | 0 | 0 | 0 | 0 | 0
2016-11-04 22:00 | 0 | 0 | 0 | 0 | 0 | 467605.0878 | 442778 | 0 | 0 | 0 | 0 | 230789.8579 | 0 | 0 | 0 | 0 | 0 | 0 | 0 | 2651170.902 | 0 | 0 | 0 | 0 | 0 | 0 | 0 | 0 | 0 | 0 | 0 | -83051.4577 | 0 | 0 | 0 | 0 | 0 | 0 | 0 | 0 | 0 | 107878.5455 | 0 | 0 | 0 | 0 | 0 | 0 | 0 | 0
2016-11-04 23:00 | 0 | 0 | 0 | 0 | 165821.6939 | 300981.4534 | 445082 | 0 | 0 | 0 | 0 | 147738.4002 | 0 | 0 | 0 | 0 | 0 | 0 | 0 | 2755943.507 | 0 | 0 | 0 | 0 | 0 | 0 | 0 | 0 | 0 | 0 | 0 | -83051.4577 | 0 | 0 | 0 | 0 | 0 | 0 | 0 | 0 | 0 | 104772.605 | 0 | 0 | 0 | 0 | 0 | 0 | 0 | 0
2016-11-05 | 0 | 0 | 0 | 0 | 42054.31 | 37643.0461 | 439915 | 0 | 0 | 0 | 0 | 64686.9425 | 0 | 0 | 0 | 0 | 0 | 0 | 0 | 2478777.3208 | 0 | 0 | 0 | 0 | 0 | 0 | 0 | 0 | 0 | 0 | 0 | -83051.4577 | 0 | 0 | 0 | 0 | 0 | 0 | 0 | 0 | 0 | -277166.1862 | 0 | 0 | 0 | 0 | 0 | 0 | 0 | 0
2016-11-05 01:00 | 0 | 0 | 0 | 0 | 350807.9056 | 0 | 429862 | 0 | 0 | 0 | 0 | 83051.4577 | 0 | 0 | 0 | 0 | 0 | 0 | 0 | 2381358.7112 | 0 | 0 | 0 | 0 | 0 | 0 | 0 | 0 | 0 | 0 | 0 | 18364.5152 | 0 | 0 | 0 | 0 | 0 | 0 | 0 | 0 | 0 | -97418.6096 | 0 | 0 | 0 | 0 | 0 | 0 | 0 | 0
2016-11-05 02:00 | 0 | 0 | 0 | 0 | 51722.3561 | 0 | 411940 | 0 | 0 | 0 | 0 | 0 | 0 | 0 | 0 | 0 | 0 | 0 | 0 | 2104192.525 | 0 | 0 | 0 | 0 | 0 | 0 | 0 | 0 | 0 | 0 | 0 | -83051.4577 | 0 | 0 | 0 | 0 | 0 | 0 | 0 | 0 | 0 | -277166.1862 | 0 | 0 | 0 | 0 | 0 | 0 | 0 | 0
2016-11-05 03:00 | 0 | 0 | 0 | 0 | 448060.0871 | 0 | 391059 | 0 | 0 | 0 | 0 | 83051.4577 | 0 | 0 | 0 | 0 | 0 | 0 | 0 | 2078142.1544 | 0 | 0 | 0 | 0 | 0 | 0 | 0 | 0 | 0 | 0 | 0 | 83051.4577 | 0 | 0 | 0 | 0 | 0 | 0 | 0 | 0 | 0 | -26050.3706 | 0 | 0 | 0 | 0 | 0 | 0 | 0 | 0
2016-11-05 04:00 | 0 | 0 | 0 | 0 | 469697.9901 | 0 | 370153 | 0 | 0 | 0 | 0 | 63891.4682 | 0 | 0 | 0 | 0 | 0 | 0 | 0 | 2196847.1341 | 0 | 0 | 0 | 0 | 0 | 0 | 0 | 0 | 0 | 0 | 0 | -19159.9896 | 0 | 0 | 0 | 0 | 0 | 0 | 0 | 0 | 0 | 118704.9797 | 0 | 0 | 0 | 0 | 0 | 0 | 0 | 0
2016-11-05 05:00 | 0 | 0 | 0 | 0 | 475111.7263 | 0 | 353399 | 0 | 0 | 0 | 0 | 146942.9259 | 0 | 0 | 0 | 0 | 0 | 0 | 0 | 2235508.4027 | 0 | 0 | 0 | 0 | 0 | 0 | 0 | 0 | 0 | 0 | 0 | 83051.4577 | 0 | 0 | 0 | 0 | 0 | 0 | 0 | 0 | 0 | 38661.2686 | 0 | 0 | 0 | 0 | 0 | 0 | 0 | 0
2016-11-05 06:00 | 0 | 0 | 0 | 0 | 0 | 0 | 341473 | 0 | 0 | 0 | 0 | 63891.4682 | 0 | 0 | 0 | 0 | 0 | 0 | 0 | 1977086.8604 | 0 | 0 | 0 | 0 | 0 | 0 | 0 | 0 | 0 | 0 | 0 | -83051.4577 | 0 | 0 | 0 | 0 | 0 | 0 | 0 | 0 | 0 | -258421.5423 | 0 | 0 | 0 | 0 | 0 | 0 | 0 | 0
2016-11-05 07:00 | 0 | 0 | 0 | 0 | 450377.3423 | 0 | 334333 | 0 | 0 | 0 | 0 | 146942.9259 | 0 | 0 | 0 | 0 | 0 | 0 | 0 | 2010079.745 | 0 | 0 | 0 | 0 | 0 | 0 | 0 | 0 | 0 | 0 | 0 | 83051.4577 | 0 | 0 | 0 | 0 | 0 | 0 | 0 | 0 | 0 | 32992.8846 | 0 | 0 | 0 | 0 | 0 | 0 | 0 | 0
2016-11-05 08:00 | 0 | 0 | 0 | 0 | 0 | 0 | 331103 | 0 | 0 | 0 | 0 | 63891.4682 | 0 | 0 | 0 | 0 | 0 | 0 | 0 | 1762028.2027 | 0 | 0 | 0 | 0 | 0 | 0 | 0 | 0 | 0 | 0 | 0 | -83051.4577 | 0 | 0 | 0 | 0 | 0 | 0 | 0 | 0 | 0 | -248051.5423 | 0 | 0 | 0 | 0 | 0 | 0 | 0 | 0
2016-11-05 09:00 | 0 | 0 | 0 | 0 | 393520.4255 | 0 | 334017 | 0 | 0 | 0 | 0 | 146942.9259 | 0 | 0 | 0 | 0 | 0 | 0 | 0 | 1738480.1705 | 0 | 0 | 0 | 0 | 0 | 0 | 0 | 0 | 0 | 0 | 0 | 83051.4577 | 0 | 0 | 0 | 0 | 0 | 0 | 0 | 0 | 0 | -23548.0322 | 0 | 0 | 0 | 0 | 0 | 0 | 0 | 0
2016-11-05 10:00 | 0 | 0 | 0 | 0 | 351032.9429 | 0 | 342246 | 0 | 0 | 0 | 0 | 229994.3836 | 0 | 0 | 0 | 0 | 0 | 0 | 0 | 1664215.6558 | 0 | 0 | 0 | 0 | 0 | 0 | 0 | 0 | 0 | 0 | 0 | 83051.4577 | 0 | 0 | 0 | 0 | 0 | 0 | 0 | 0 | 0 | -74264.5148 | 0 | 0 | 0 | 0 | 0 | 0 | 0 | 0
2016-11-05 11:00 | 0 | 0 | 0 | 0 | 319357.985 | 0 | 356642 | 0 | 0 | 0 | 0 | 146942.9259 | 0 | 0 | 0 | 0 | 0 | 0 | 0 | 1709983.0985 | 0 | 0 | 0 | 0 | 0 | 0 | 0 | 0 | 0 | 0 | 0 | -83051.4577 | 0 | 0 | 0 | 0 | 0 | 0 | 0 | 0 | 0 | 45767.4427 | 0 | 0 | 0 | 0 | 0 | 0 | 0 | 0
2016-11-05 12:00 | 0 | 0 | 0 | 0 | 177016.2715 | 0 | 371131 | 0 | 0 | 0 | 0 | 229994.3836 | 0 | 0 | 0 | 0 | 0 | 0 | 0 | 1432816.9123 | 0 | 0 | 0 | 0 | 0 | 0 | 0 | 0 | 0 | 0 | 0 | 83051.4577 | 0 | 0 | 0 | 0 | 0 | 0 | 0 | 0 | 0 | -277166.1862 | 0 | 0 | 0 | 0 | 0 | 0 | 0 | 0
2016-11-05 13:00 | 0 | 0 | 0 | 0 | 285592.2992 | 75.5959 | 383228 | 0 | 0 | 0 | 0 | 146942.9259 | 0 | 0 | 0 | 0 | 0 | 0 | 0 | 1418308.2651 | 0 | 0 | 0 | 0 | 0 | 0 | 0 | 0 | 0 | 0 | 0 | -83051.4577 | 0 | 0 | 0 | 0 | 0 | 0 | 0 | 0 | 0 | -14508.6472 | 0 | 0 | 0 | 0 | 0 | 0 | 0 | 0
2016-11-05 14:00 | 0 | 0 | 0 | 0 | 0 | 49903.3457 | 390961 | 0 | 0 | 0 | 0 | 83051.4577 | 0 | 0 | 0 | 0 | 0 | 0 | 0 | 1141142.0789 | 0 | 0 | 0 | 0 | 0 | 0 | 0 | 0 | 0 | 0 | 0 | -63891.4682 | 0 | 0 | 0 | 0 | 0 | 0 | 0 | 0 | 0 | -277166.1862 | 0 | 0 | 0 | 0 | 0 | 0 | 0 | 0
2016-11-05 15:00 | 0 | 0 | 0 | 0 | 108292.5244 | 359696.4702 | 394262 | 0 | 0 | 0 | 0 | 166102.9154 | 0 | 0 | 0 | 0 | 0 | 0 | 0 | 1131817.6159 | 0 | 0 | 0 | 0 | 0 | 0 | 0 | 0 | 0 | 0 | 0 | 83051.4577 | 0 | 0 | 0 | 0 | 0 | 0 | 0 | 0 | 0 | -9324.4631 | 0 | 0 | 0 | 0 | 0 | 0 | 0 | 0
2016-11-05 16:00 | 0 | 0 | 0 | 0 | 0 | 511237.7304 | 394556 | 0 | 0 | 0 | 0 | 83051.4577 | 0 | 0 | 0 | 0 | 0 | 0 | 0 | 1331550.8039 | 0 | 0 | 0 | 0 | 0 | 0 | 0 | 0 | 0 | 0 | 0 | -83051.4577 | 0 | 0 | 0 | 0 | 0 | 0 | 0 | 0 | 0 | 199733.1881 | 0 | 0 | 0 | 0 | 0 | 0 | 0 | 0
2016-11-05 17:00 | 0 | 0 | 0 | 0 | 0 | 548251.517 | 393623 | 0 | 0 | 0 | 0 | 0 | 0 | 0 | 0 | 0 | 0 | 0 | 0 | 1569230.7787 | 0 | 0 | 0 | 0 | 0 | 0 | 0 | 0 | 0 | 0 | 0 | -83051.4577 | 0 | 0 | 0 | 0 | 0 | 0 | 0 | 0 | 0 | 237679.9747 | 0 | 0 | 0 | 0 | 0 | 0 | 0 | 0
2016-11-05 18:00 | 0 | 0 | 0 | 0 | 0 | 535536.0092 | 392979 | 0 | 0 | 0 | 0 | 83051.4577 | 0 | 0 | 0 | 0 | 0 | 0 | 0 | 1628736.3302 | 0 | 0 | 0 | 0 | 0 | 0 | 0 | 0 | 0 | 0 | 0 | 83051.4577 | 0 | 0 | 0 | 0 | 0 | 0 | 0 | 0 | 0 | 59505.5515 | 0 | 0 | 0 | 0 | 0 | 0 | 0 | 0
2016-11-05 19:00 | 0 | 0 | 0 | 0 | 162034.4516 | 521624.2358 | 392981 | 0 | 0 | 0 | 0 | 166102.9154 | 0 | 0 | 0 | 0 | 0 | 0 | 0 | 1836362.5599 | 0 | 0 | 0 | 0 | 0 | 0 | 0 | 0 | 0 | 0 | 0 | 83051.4577 | 0 | 0 | 0 | 0 | 0 | 0 | 0 | 0 | 0 | 207626.2297 | 0 | 0 | 0 | 0 | 0 | 0 | 0 | 0
2016-11-05 20:00 | 0 | 0 | 0 | 0 | 0 | 518746.3818 | 395241 | 0 | 0 | 0 | 0 | 83051.4577 | 0 | 0 | 0 | 0 | 0 | 0 | 0 | 2042919.3995 | 0 | 0 | 0 | 0 | 0 | 0 | 0 | 0 | 0 | 0 | 0 | -83051.4577 | 0 | 0 | 0 | 0 | 0 | 0 | 0 | 0 | 0 | 206556.8395 | 0 | 0 | 0 | 0 | 0 | 0 | 0 | 0
2016-11-05 21:00 | 0 | 0 | 0 | 0 | 0 | 514113.2871 | 397859 | 0 | 0 | 0 | 0 | 0 | 0 | 0 | 0 | 0 | 0 | 0 | 0 | 2234471.3261 | 0 | 7753.8181 | 0 | 0 | 0 | 0 | 0 | 0 | 0 | 0 | 0 | -83051.4577 | 0 | 0 | 0 | 0 | 0 | 0 | 0 | 0 | 0 | 191551.9267 | 0 | 7753.8181 | 0 | 0 | 0 | 0 | 0 | 0
2016-11-05 22:00 | 0 | 0 | 0 | 0 | 265692.6308 | 473807.1487 | 405579 | 0 | 0 | 0 | 0 | 83051.4577 | 0 | 0 | 0 | 0 | 0 | 0 | 0 | 2452567.5626 | 0 | 40526.9035 | 0 | 0 | 0 | 0 | 0 | 0 | 0 | 0 | 0 | 83051.4577 | 0 | 0 | 0 | 0 | 0 | 0 | 0 | 0 | 0 | 218096.2365 | 0 | 32773.0854 | 0 | 0 | 0 | 0 | 0 | 0
2016-11-05 23:00 | 0 | 0 | 0 | 0 | 0 | 328700.3912 | 412819 | 0 | 0 | 0 | 0 | 166102.9154 | 0 | 0 | 0 | 0 | 0 | 0 | 0 | 2318170.5815 | 0 | 7753.8181 | 0 | 0 | 0 | 0 | 0 | 0 | 0 | 0 | 0 | 83051.4577 | 0 | 0 | 0 | 0 | 0 | 0 | 0 | 0 | 0 | -134396.9811 | 0 | -32773.0854 | 0 | 0 | 0 | 0 | 0 | 0
2016-11-06 | 0 | 0 | 0 | 0 | 0 | 45552.4578 | 411564 | 0 | 0 | 0 | 0 | 83051.4577 | 0 | 0 | 0 | 0 | 0 | 0 | 0 | 2042964.3151 | 0 | 0 | 0 | 0 | 0 | 0 | 0 | 0 | 0 | 0 | 0 | -83051.4577 | 0 | 0 | 0 | 0 | 0 | 0 | 0 | 0 | 0 | -275206.2663 | 0 | -7753.8181 | 0 | 0 | 0 | 0 | 0 | 0
2016-11-06 01:00 | 0 | 0 | 0 | 0 | 552947.758 | 0 | 404747 | 0 | 0 | 0 | 0 | 166102.9154 | 0 | 0 | 0 | 0 | 0 | 0 | 0 | 2108113.6154 | 0 | 0 | 0 | 0 | 0 | 0 | 0 | 0 | 0 | 0 | 0 | 83051.4577 | 0 | 0 | 0 | 0 | 0 | 0 | 0 | 0 | 0 | 65149.3003 | 0 | 0 | 0 | 0 | 0 | 0 | 0 | 0
2016-11-06 02:00 | 0 | 0 | 0 | 0 | 30390.3561 | 0 | 390608 | 0 | 0 | 0 | 0 | 83051.4577 | 0 | 0 | 0 | 0 | 0 | 0 | 0 | 1830947.4292 | 0 | 0 | 0 | 0 | 0 | 0 | 0 | 0 | 0 | 0 | 0 | -83051.4577 | 0 | 0 | 0 | 0 | 0 | 0 | 0 | 0 | 0 | -277166.1862 | 0 | 0 | 0 | 0 | 0 | 0 | 0 | 0
2016-11-06 03:00 | 0 | 0 | 0 | 0 | 614124.2457 | 0 | 373425 | 0 | 0 | 0 | 0 | 166102.9154 | 0 | 0 | 0 | 0 | 0 | 0 | 0 | 1988595.2172 | 0 | 0 | 0 | 0 | 0 | 0 | 0 | 0 | 0 | 0 | 0 | 83051.4577 | 0 | 0 | 0 | 0 | 0 | 0 | 0 | 0 | 0 | 157647.788 | 0 | 0 | 0 | 0 | 0 | 0 | 0 | 0
2016-11-06 04:00 | 0 | 0 | 0 | 0 | 0 | 0 | 355387 | 0 | 0 | 0 | 0 | 83051.4577 | 0 | 0 | 0 | 0 | 0 | 0 | 0 | 1716259.6749 | 0 | 0 | 0 | 0 | 0 | 0 | 0 | 0 | 0 | 0 | 0 | -83051.4577 | 0 | 0 | 0 | 0 | 0 | 0 | 0 | 0 | 0 | -272335.5423 | 0 | 0 | 0 | 0 | 0 | 0 | 0 | 0
2016-11-06 05:00 | 0 | 0 | 0 | 0 | 646416.8233 | 0 | 339352 | 0 | 0 | 0 | 0 | 166102.9154 | 0 | 0 | 0 | 0 | 0 | 0 | 0 | 1940273.0405 | 0 | 0 | 0 | 0 | 0 | 0 | 0 | 0 | 0 | 0 | 0 | 83051.4577 | 0 | 0 | 0 | 0 | 0 | 0 | 0 | 0 | 0 | 224013.3656 | 0 | 0 | 0 | 0 | 0 | 0 | 0 | 0
2016-11-06 06:00 | 0 | 0 | 0 | 0 | 0 | 0 | 329384 | 0 | 0 | 0 | 0 | 83051.4577 | 0 | 0 | 0 | 0 | 0 | 0 | 0 | 1693940.4982 | 0 | 0 | 0 | 0 | 0 | 0 | 0 | 0 | 0 | 0 | 0 | -83051.4577 | 0 | 0 | 0 | 0 | 0 | 0 | 0 | 0 | 0 | -246332.5423 | 0 | 0 | 0 | 0 | 0 | 0 | 0 | 0
2016-11-06 07:00 | 0 | 0 | 0 | 0 | 128844.2715 | 0 | 322959 | 0 | 0 | 0 | 0 | 166102.9154 | 0 | 0 | 0 | 0 | 0 | 0 | 0 | 1416774.312 | 0 | 0 | 0 | 0 | 0 | 0 | 0 | 0 | 0 | 0 | 0 | 83051.4577 | 0 | 0 | 0 | 0 | 0 | 0 | 0 | 0 | 0 | -277166.1862 | 0 | 0 | 0 | 0 | 0 | 0 | 0 | 0
2016-11-06 08:00 | 0 | 0 | 0 | 0 | 589742.8824 | 0 | 320466 | 0 | 0 | 0 | 0 | 249154.3731 | 0 | 0 | 0 | 0 | 0 | 0 | 0 | 1602999.7367 | 0 | 0 | 0 | 0 | 0 | 0 | 0 | 0 | 0 | 0 | 0 | 83051.4577 | 0 | 0 | 0 | 0 | 0 | 0 | 0 | 0 | 0 | 186225.4247 | 0 | 0 | 0 | 0 | 0 | 0 | 0 | 0
2016-11-06 09:00 | 0 | 0 | 0 | 0 | 515284.7285 | 0 | 321170 | 0 | 0 | 0 | 0 | 166102.9154 | 0 | 0 | 0 | 0 | 0 | 0 | 0 | 1880165.9229 | 0 | 0 | 0 | 0 | 0 | 0 | 0 | 0 | 0 | 0 | 0 | -83051.4577 | 0 | 0 | 0 | 0 | 0 | 0 | 0 | 0 | 0 | 277166.1862 | 0 | 0 | 0 | 0 | 0 | 0 | 0 | 0
2016-11-06 10:00 | 0 | 0 | 0 | 0 | 512917.8857 | 0 | 325728 | 0 | 0 | 0 | 0 | 249154.3731 | 0 | 0 | 0 | 0 | 0 | 0 | 0 | 1951531.2655 | 0 | 32773.0854 | 0 | 0 | 0 | 0 | 0 | 0 | 0 | 0 | 0 | 83051.4577 | 0 | 0 | 0 | 0 | 0 | 0 | 0 | 0 | 0 | 71365.3426 | 0 | 32773.0854 | 0 | 0 | 0 | 0 | 0 | 0
2016-11-06 11:00 | 0 | 0 | 0 | 0 | 0 | 0 | 332624 | 0 | 0 | 0 | 0 | 166102.9154 | 0 | 0 | 0 | 0 | 0 | 0 | 0 | 1734731.8086 | 0 | 0 | 0 | 0 | 0 | 0 | 0 | 0 | 0 | 0 | 0 | -83051.4577 | 0 | 0 | 0 | 0 | 0 | 0 | 0 | 0 | 0 | -216799.4569 | 0 | -32773.0854 | 0 | 0 | 0 | 0 | 0 | 0
2016-11-06 12:00 | 0 | 0 | 0 | 0 | 486953.6457 | 0 | 345359 | 0 | 0 | 0 | 0 | 83051.4577 | 0 | 0 | 0 | 0 | 0 | 0 | 0 | 1959377.912 | 0 | 0 | 0 | 0 | 0 | 0 | 0 | 0 | 0 | 0 | 0 | -83051.4577 | 0 | 0 | 0 | 0 | 0 | 0 | 0 | 0 | 0 | 224646.1034 | 0 | 0 | 0 | 0 | 0 | 0 | 0 | 0
2016-11-06 13:00 | 0 | 0 | 0 | 0 | 0 | 43.0477 | 357221 | 0 | 0 | 0 | 0 | 0 | 0 | 0 | 0 | 0 | 0 | 0 | 0 | 1685251.4174 | 0 | 0 | 0 | 0 | 0 | 0 | 0 | 0 | 0 | 0 | 0 | -83051.4577 | 0 | 0 | 0 | 0 | 0 | 0 | 0 | 0 | 0 | -274126.4946 | 0 | 0 | 0 | 0 | 0 | 0 | 0 | 0
2016-11-06 14:00 | 0 | 0 | 0 | 0 | 369092.9134 | 89914.0237 | 367391 | 0 | 0 | 0 | 0 | 83051.4577 | 0 | 0 | 0 | 0 | 0 | 0 | 0 | 1661042.8114 | 0 | 32773.0854 | 0 | 0 | 0 | 0 | 0 | 0 | 0 | 0 | 0 | 83051.4577 | 0 | 0 | 0 | 0 | 0 | 0 | 0 | 0 | 0 | -24208.606 | 0 | 32773.0854 | 0 | 0 | 0 | 0 | 0 | 0
2016-11-06 15:00 | 0 | 0 | 0 | 0 | 0 | 441185.7961 | 373236 | 0 | 0 | 0 | 0 | 0 | 0 | 0 | 0 | 0 | 0 | 0 | 0 | 1844817.1506 | 0 | 0 | 0 | 0 | 0 | 0 | 0 | 0 | 0 | 0 | 0 | -83051.4577 | 0 | 0 | 0 | 0 | 0 | 0 | 0 | 0 | 0 | 183774.3392 | 0 | -32773.0854 | 0 | 0 | 0 | 0 | 0 | 0
2016-11-06 16:00 | 0 | 0 | 0 | 0 | 0 | 565903.6572 | 377869 | 0 | 0 | 0 | 0 | 0 | 0 | 0 | 0 | 0 | 0 | 0 | 0 | 2032851.8078 | 0 | 0 | 0 | 0 | 0 | 0 | 0 | 0 | 0 | 0 | 0 | 0 | 0 | 0 | 0 | 0 | 0 | 0 | 0 | 0 | 0 | 188034.6572 | 0 | 0 | 0 | 0 | 0 | 0 | 0 | 0
2016-11-06 17:00 | 0 | 0 | 0 | 0 | 0 | 571798.743 | 381108 | 0 | 0 | 0 | 0 | 83051.4577 | 0 | 0 | 0 | 0 | 0 | 0 | 0 | 2140491.0931 | 0 | 0 | 0 | 0 | 0 | 0 | 0 | 0 | 0 | 0 | 0 | 83051.4577 | 0 | 0 | 0 | 0 | 0 | 0 | 0 | 0 | 0 | 107639.2853 | 0 | 0 | 0 | 0 | 0 | 0 | 0 | 0
2016-11-06 18:00 | 0 | 0 | 0 | 0 | 21822.5513 | 556694.1772 | 384402 | 0 | 0 | 0 | 0 | 0 | 0 | 0 | 0 | 0 | 0 | 0 | 0 | 2417657.2793 | 0 | 0 | 0 | 0 | 0 | 0 | 0 | 0 | 0 | 0 | 0 | -83051.4577 | 0 | 0 | 0 | 0 | 0 | 0 | 0 | 0 | 0 | 277166.1862 | 0 | 0 | 0 | 0 | 0 | 0 | 0 | 0
2016-11-06 19:00 | 0 | 0 | 0 | 0 | 0 | 554377.7406 | 386938 | 0 | 0 | 0 | 0 | 83051.4577 | 0 | 0 | 0 | 0 | 0 | 0 | 0 | 2502045.5621 | 0 | 0 | 0 | 0 | 0 | 0 | 0 | 0 | 0 | 0 | 0 | 83051.4577 | 0 | 0 | 0 | 0 | 0 | 0 | 0 | 0 | 0 | 84388.2829 | 0 | 0 | 0 | 0 | 0 | 0 | 0 | 0
2016-11-06 20:00 | 0 | 0 | 0 | 0 | 14836.0767 | 570123.6517 | 390845 | 0 | 0 | 0 | 0 | 0 | 0 | 0 | 0 | 0 | 0 | 0 | 0 | 2779211.7483 | 0 | 0 | 0 | 0 | 0 | 0 | 0 | 0 | 0 | 0 | 0 | -83051.4577 | 0 | 0 | 0 | 0 | 0 | 0 | 0 | 0 | 0 | 277166.1862 | 0 | 0 | 0 | 0 | 0 | 0 | 0 | 0
2016-11-06 21:00 | 0 | 0 | 0 | 0 | 0 | 593963.6692 | 400236 | 0 | 0 | 0 | 0 | 83051.4577 | 0 | 0 | 0 | 0 | 0 | 0 | 0 | 2889887.9598 | 0 | 0 | 0 | 0 | 0 | 0 | 0 | 0 | 0 | 0 | 0 | 83051.4577 | 0 | 0 | 0 | 0 | 0 | 0 | 0 | 0 | 0 | 110676.2115 | 0 | 0 | 0 | 0 | 0 | 0 | 0 | 0
2016-11-06 22:00 | 0 | 0 | 0 | 0 | 126202.0571 | 561554.129 | 410590 | 0 | 0 | 0 | 0 | 83051.4577 | 0 | 0 | 0 | 0 | 0 | 0 | 0 | 3167054.1459 | 0 | 0 | 0 | 0 | 0 | 0 | 0 | 0 | 0 | 0 | 0 | 0 | 0 | 0 | 0 | 0 | 0 | 0 | 0 | 0 | 0 | 277166.1862 | 0 | 0 | 0 | 0 | 0 | 0 | 0 | 0
2016-11-06 23:00 | 0 | 0 | 0 | 0 | 0 | 361590.3119 | 420573 | 0 | 0 | 0 | 0 | 166102.9154 | 0 | 0 | 0 | 0 | 0 | 0 | 0 | 3025020.0002 | 0 | 0 | 0 | 0 | 0 | 0 | 0 | 0 | 0 | 0 | 0 | 83051.4577 | 0 | 0 | 0 | 0 | 0 | 0 | 0 | 0 | 0 | -142034.1458 | 0 | 0 | 0 | 0 | 0 | 0 | 0 | 0
2016-11-07 | 0 | 0 | 0 | 0 | 25510.9488 | 36824.4073 | 422553 | 0 | 0 | 0 | 0 | 83051.4577 | 0 | 0 | 0 | 0 | 0 | 0 | 0 | 2747853.814 | 0 | 0 | 0 | 0 | 0 | 0 | 0 | 0 | 0 | 0 | 0 | -83051.4577 | 0 | 0 | 0 | 0 | 0 | 0 | 0 | 0 | 0 | -277166.1862 | 0 | 0 | 0 | 0 | 0 | 0 | 0 | 0
2016-11-07 01:00 | 0 | 0 | 0 | 0 | 655321.0297 | 0 | 417048 | 0 | 0 | 0 | 0 | 166102.9154 | 0 | 0 | 0 | 0 | 0 | 0 | 0 | 2903075.386 | 0 | 0 | 0 | 0 | 0 | 0 | 0 | 0 | 0 | 0 | 0 | 83051.4577 | 0 | 0 | 0 | 0 | 0 | 0 | 0 | 0 | 0 | 155221.572 | 0 | 0 | 0 | 0 | 0 | 0 | 0 | 0
2016-11-07 02:00 | 0 | 0 | 0 | 0 | 40885.3561 | 0 | 401103 | 0 | 0 | 0 | 0 | 83051.4577 | 0 | 0 | 0 | 0 | 0 | 0 | 0 | 2625909.1998 | 0 | 0 | 0 | 0 | 0 | 0 | 0 | 0 | 0 | 0 | 0 | -83051.4577 | 0 | 0 | 0 | 0 | 0 | 0 | 0 | 0 | 0 | -277166.1862 | 0 | 0 | 0 | 0 | 0 | 0 | 0 | 0
2016-11-07 03:00 | 0 | 0 | 0 | 0 | 23026.3561 | 0 | 383244 | 0 | 0 | 0 | 0 | 0 | 0 | 0 | 0 | 0 | 0 | 0 | 0 | 2348743.0137 | 0 | 0 | 0 | 0 | 0 | 0 | 0 | 0 | 0 | 0 | 0 | -83051.4577 | 0 | 0 | 0 | 0 | 0 | 0 | 0 | 0 | 0 | -277166.1862 | 0 | 0 | 0 | 0 | 0 | 0 | 0 | 0
2016-11-07 04:00 | 0 | 0 | 0 | 0 | 624368.1279 | 0 | 364444 | 0 | 0 | 0 | 0 | 83051.4577 | 0 | 0 | 0 | 0 | 0 | 0 | 0 | 2525615.6838 | 0 | 0 | 0 | 0 | 0 | 0 | 0 | 0 | 0 | 0 | 0 | 83051.4577 | 0 | 0 | 0 | 0 | 0 | 0 | 0 | 0 | 0 | 176872.6702 | 0 | 0 | 0 | 0 | 0 | 0 | 0 | 0
2016-11-07 05:00 | 0 | 0 | 0 | 0 | 0 | 0 | 348335 | 0 | 0 | 0 | 0 | 0 | 0 | 0 | 0 | 0 | 0 | 0 | 0 | 2260332.1415 | 0 | 0 | 0 | 0 | 0 | 0 | 0 | 0 | 0 | 0 | 0 | -83051.4577 | 0 | 0 | 0 | 0 | 0 | 0 | 0 | 0 | 0 | -265283.5423 | 0 | 0 | 0 | 0 | 0 | 0 | 0 | 0
2016-11-07 06:00 | 0 | 0 | 0 | 0 | 566318.2052 | 0 | 336181 | 0 | 0 | 0 | 0 | 83051.4577 | 0 | 0 | 0 | 0 | 0 | 0 | 0 | 2407417.889 | 0 | 0 | 0 | 0 | 0 | 0 | 0 | 0 | 0 | 0 | 0 | 83051.4577 | 0 | 0 | 0 | 0 | 0 | 0 | 0 | 0 | 0 | 147085.7475 | 0 | 0 | 0 | 0 | 0 | 0 | 0 | 0
2016-11-07 07:00 | 0 | 0 | 0 | 0 | 539372.048 | 0 | 329397 | 0 | 0 | 0 | 0 | 166102.9154 | 0 | 0 | 0 | 0 | 0 | 0 | 0 | 2534341.4793 | 0 | 0 | 0 | 0 | 0 | 0 | 0 | 0 | 0 | 0 | 0 | 83051.4577 | 0 | 0 | 0 | 0 | 0 | 0 | 0 | 0 | 0 | 126923.5902 | 0 | 0 | 0 | 0 | 0 | 0 | 0 | 0
2016-11-07 08:00 | 0 | 0 | 0 | 0 | 0 | 0 | 327608 | 0 | 0 | 0 | 0 | 83051.4577 | 0 | 0 | 0 | 0 | 0 | 0 | 0 | 2289784.937 | 0 | 0 | 0 | 0 | 0 | 0 | 0 | 0 | 0 | 0 | 0 | -83051.4577 | 0 | 0 | 0 | 0 | 0 | 0 | 0 | 0 | 0 | -244556.5423 | 0 | 0 | 0 | 0 | 0 | 0 | 0 | 0
2016-11-07 09:00 | 0 | 0 | 0 | 0 | 0 | 0 | 331047 | 0 | 0 | 0 | 0 | 29170.6439 | 0 | 0 | 0 | 0 | 0 | 0 | 0 | 2012618.7508 | 0 | 0 | 0 | 0 | 0 | 0 | 0 | 0 | 0 | 0 | 0 | -53880.8138 | 0 | 0 | 0 | 0 | 0 | 0 | 0 | 0 | 0 | -277166.1862 | 0 | 0 | 0 | 0 | 0 | 0 | 0 | 0
2016-11-07 10:00 | 0 | 0 | 0 | 0 | 469581.0525 | 0 | 345633 | 0 | 0 | 0 | 0 | 112222.1016 | 0 | 0 | 0 | 0 | 0 | 0 | 0 | 2053515.3456 | 0 | 0 | 0 | 0 | 0 | 0 | 0 | 0 | 0 | 0 | 0 | 83051.4577 | 0 | 0 | 0 | 0 | 0 | 0 | 0 | 0 | 0 | 40896.5948 | 0 | 0 | 0 | 0 | 0 | 0 | 0 | 0
2016-11-07 11:00 | 0 | 0 | 0 | 0 | 450430.3462 | 0 | 376476 | 0 | 0 | 0 | 0 | 29170.6439 | 0 | 0 | 0 | 0 | 0 | 0 | 0 | 2210521.1495 | 0 | 0 | 0 | 0 | 0 | 0 | 0 | 0 | 0 | 0 | 0 | -83051.4577 | 0 | 0 | 0 | 0 | 0 | 0 | 0 | 0 | 0 | 157005.8039 | 0 | 0 | 0 | 0 | 0 | 0 | 0 | 0
2016-11-07 12:00 | 0 | 0 | 0 | 0 | 433403.9632 | 0 | 402683 | 0 | 0 | 0 | 0 | 112222.1016 | 0 | 0 | 0 | 0 | 0 | 0 | 0 | 2158190.655 | 0 | 0 | 0 | 0 | 0 | 0 | 0 | 0 | 0 | 0 | 0 | 83051.4577 | 0 | 0 | 0 | 0 | 0 | 0 | 0 | 0 | 0 | -52330.4945 | 0 | 0 | 0 | 0 | 0 | 0 | 0 | 0
2016-11-07 13:00 | 0 | 0 | 0 | 0 | 405218.3874 | 103.6294 | 414736 | 0 | 0 | 0 | 0 | 29170.6439 | 0 | 0 | 0 | 0 | 0 | 0 | 0 | 2231828.1296 | 0 | 0 | 0 | 0 | 0 | 0 | 0 | 0 | 0 | 0 | 0 | -83051.4577 | 0 | 0 | 0 | 0 | 0 | 0 | 0 | 0 | 0 | 73637.4746 | 0 | 0 | 0 | 0 | 0 | 0 | 0 | 0
2016-11-07 14:00 | 0 | 0 | 0 | 0 | 274148.9725 | 197759.6436 | 421647 | 0 | 0 | 0 | 0 | 112222.1016 | 0 | 0 | 0 | 0 | 0 | 0 | 0 | 2199038.288 | 0 | 0 | 0 | 0 | 0 | 0 | 0 | 0 | 0 | 0 | 0 | 83051.4577 | 0 | 0 | 0 | 0 | 0 | 0 | 0 | 0 | 0 | -32789.8416 | 0 | 0 | 0 | 0 | 0 | 0 | 0 | 0
2016-11-07 15:00 | 0 | 0 | 0 | 0 | 0 | 488361.8466 | 426656 | 0 | 0 | 0 | 0 | 195273.5593 | 0 | 0 | 0 | 0 | 0 | 0 | 0 | 2177692.6769 | 0 | 0 | 0 | 0 | 0 | 0 | 0 | 0 | 0 | 0 | 0 | 83051.4577 | 0 | 0 | 0 | 0 | 0 | 0 | 0 | 0 | 0 | -21345.6111 | 0 | 0 | 0 | 0 | 0 | 0 | 0 | 0
2016-11-07 16:00 | 0 | 0 | 0 | 0 | 0 | 619066.5218 | 428919 | 0 | 0 | 0 | 0 | 112222.1016 | 0 | 0 | 0 | 0 | 0 | 0 | 0 | 2450891.6564 | 0 | 0 | 0 | 0 | 0 | 0 | 0 | 0 | 0 | 0 | 0 | -83051.4577 | 0 | 0 | 0 | 0 | 0 | 0 | 0 | 0 | 0 | 273198.9795 | 0 | 0 | 0 | 0 | 0 | 0 | 0 | 0
2016-11-07 17:00 | 0 | 0 | 0 | 0 | 0 | 637285.7479 | 430687 | 0 | 0 | 0 | 0 | 195273.5593 | 0 | 0 | 0 | 0 | 0 | 0 | 0 | 2574438.9466 | 0 | 0 | 0 | 0 | 0 | 0 | 0 | 0 | 0 | 0 | 0 | 83051.4577 | 0 | 0 | 0 | 0 | 0 | 0 | 0 | 0 | 0 | 123547.2902 | 0 | 0 | 0 | 0 | 0 | 0 | 0 | 0
2016-11-07 18:00 | 0 | 0 | 0 | 0 | 5162.8878 | 621313.8406 | 432362 | 0 | 0 | 0 | 0 | 112222.1016 | 0 | 0 | 0 | 0 | 0 | 0 | 0 | 2851605.1328 | 0 | 0 | 0 | 0 | 0 | 0 | 0 | 0 | 0 | 0 | 0 | -83051.4577 | 0 | 0 | 0 | 0 | 0 | 0 | 0 | 0 | 0 | 277166.1862 | 0 | 0 | 0 | 0 | 0 | 0 | 0 | 0
2016-11-07 19:00 | 0 | 0 | 0 | 0 | 184331.5692 | 609854.0746 | 433968 | 0 | 0 | 0 | 0 | 195273.5593 | 0 | 0 | 0 | 0 | 0 | 0 | 0 | 3128771.319 | 0 | 0 | 0 | 0 | 0 | 0 | 0 | 0 | 0 | 0 | 0 | 83051.4577 | 0 | 0 | 0 | 0 | 0 | 0 | 0 | 0 | 0 | 277166.1862 | 0 | 0 | 0 | 0 | 0 | 0 | 0 | 0
2016-11-07 20:00 | 0 | 0 | 0 | 0 | 3470.9324 | 625034.796 | 434391 | 0 | 0 | 0 | 0 | 112222.1016 | 0 | 0 | 0 | 0 | 0 | 0 | 0 | 3405937.5051 | 0 | 0 | 0 | 0 | 0 | 0 | 0 | 0 | 0 | 0 | 0 | -83051.4577 | 0 | 0 | 0 | 0 | 0 | 0 | 0 | 0 | 0 | 277166.1862 | 0 | 0 | 0 | 0 | 0 | 0 | 0 | 0
2016-11-07 21:00 | 0 | 0 | 0 | 0 | 146983.5883 | 650294.0556 | 437060 | 0 | 0 | 0 | 0 | 195273.5593 | 0 | 0 | 0 | 0 | 0 | 0 | 0 | 3683103.6913 | 0 | 0 | 0 | 0 | 0 | 0 | 0 | 0 | 0 | 0 | 0 | 83051.4577 | 0 | 0 | 0 | 0 | 0 | 0 | 0 | 0 | 0 | 277166.1862 | 0 | 0 | 0 | 0 | 0 | 0 | 0 | 0
2016-11-07 22:00 | 0 | 0 | 0 | 0 | 27208.451 | 615549.2775 | 448643 | 0 | 0 | 0 | 0 | 112222.1016 | 0 | 0 | 0 | 0 | 0 | 0 | 0 | 3960269.8774 | 0 | 0 | 0 | 0 | 0 | 0 | 0 | 0 | 0 | 0 | 0 | -83051.4577 | 0 | 0 | 0 | 0 | 0 | 0 | 0 | 0 | 0 | 277166.1862 | 0 | 0 | 0 | 0 | 0 | 0 | 0 | 0
2016-11-07 23:00 | 0 | 0 | 0 | 0 | 0 | 389983.0394 | 460712 | 0 | 0 | 0 | 0 | 195273.5593 | 0 | 0 | 0 | 0 | 0 | 0 | 0 | 3806489.4592 | 0 | 0 | 0 | 0 | 0 | 0 | 0 | 0 | 0 | 0 | 0 | 83051.4577 | 0 | 0 | 0 | 0 | 0 | 0 | 0 | 0 | 0 | -153780.4183 | 0 | 0 | 0 | 0 | 0 | 0 | 0 | 0
2016-11-08 | 0 | 0 | 0 | 0 | 428594.5696 | 37296.1564 | 460750 | 0 | 0 | 0 | 0 | 112222.1016 | 0 | 0 | 0 | 0 | 0 | 0 | 0 | 3894681.6429 | 0 | 0 | 0 | 0 | 0 | 0 | 0 | 0 | 0 | 0 | 0 | -83051.4577 | 0 | 0 | 0 | 0 | 0 | 0 | 0 | 0 | 0 | 88192.1837 | 0 | 0 | 0 | 0 | 0 | 0 | 0 | 0
2016-11-08 01:00 | 0 | 0 | 0 | 0 | 94024.3561 | 0 | 454242 | 0 | 0 | 0 | 0 | 29170.6439 | 0 | 0 | 0 | 0 | 0 | 0 | 0 | 3617515.4567 | 0 | 0 | 0 | 0 | 0 | 0 | 0 | 0 | 0 | 0 | 0 | -83051.4577 | 0 | 0 | 0 | 0 | 0 | 0 | 0 | 0 | 0 | -277166.1862 | 0 | 0 | 0 | 0 | 0 | 0 | 0 | 0
2016-11-08 02:00 | 0 | 0 | 0 | 0 | 420288.5166 | 0 | 437320 | 0 | 0 | 0 | 0 | 112222.1016 | 0 | 0 | 0 | 0 | 0 | 0 | 0 | 3517432.5156 | 0 | 0 | 0 | 0 | 0 | 0 | 0 | 0 | 0 | 0 | 0 | 83051.4577 | 0 | 0 | 0 | 0 | 0 | 0 | 0 | 0 | 0 | -100082.9411 | 0 | 0 | 0 | 0 | 0 | 0 | 0 | 0
2016-11-08 03:00 | 0 | 0 | 0 | 0 | 54333.3561 | 0 | 414551 | 0 | 0 | 0 | 0 | 29170.6439 | 0 | 0 | 0 | 0 | 0 | 0 | 0 | 3240266.3294 | 0 | 0 | 0 | 0 | 0 | 0 | 0 | 0 | 0 | 0 | 0 | -83051.4577 | 0 | 0 | 0 | 0 | 0 | 0 | 0 | 0 | 0 | -277166.1862 | 0 | 0 | 0 | 0 | 0 | 0 | 0 | 0
2016-11-08 04:00 | 0 | 0 | 0 | 0 | 399403.8341 | 0 | 390965 | 0 | 0 | 0 | 0 | 112222.1016 | 0 | 0 | 0 | 0 | 0 | 0 | 0 | 3165653.7058 | 0 | 0 | 0 | 0 | 0 | 0 | 0 | 0 | 0 | 0 | 0 | 83051.4577 | 0 | 0 | 0 | 0 | 0 | 0 | 0 | 0 | 0 | -74612.6236 | 0 | 0 | 0 | 0 | 0 | 0 | 0 | 0
2016-11-08 05:00 | 0 | 0 | 0 | 0 | 9872.3561 | 0 | 370090 | 0 | 0 | 0 | 0 | 29170.6439 | 0 | 0 | 0 | 0 | 0 | 0 | 0 | 2888487.5196 | 0 | 0 | 0 | 0 | 0 | 0 | 0 | 0 | 0 | 0 | 0 | -83051.4577 | 0 | 0 | 0 | 0 | 0 | 0 | 0 | 0 | 0 | -277166.1862 | 0 | 0 | 0 | 0 | 0 | 0 | 0 | 0
2016-11-08 06:00 | 0 | 0 | 0 | 0 | 400377.1492 | 0 | 355713 | 0 | 0 | 0 | 0 | 112222.1016 | 0 | 0 | 0 | 0 | 0 | 0 | 0 | 2850100.2111 | 0 | 0 | 0 | 0 | 0 | 0 | 0 | 0 | 0 | 0 | 0 | 83051.4577 | 0 | 0 | 0 | 0 | 0 | 0 | 0 | 0 | 0 | -38387.3085 | 0 | 0 | 0 | 0 | 0 | 0 | 0 | 0
2016-11-08 07:00 | 0 | 0 | 0 | 0 | 0 | 0 | 346507 | 0 | 0 | 0 | 0 | 29170.6439 | 0 | 0 | 0 | 0 | 0 | 0 | 0 | 2586644.6688 | 0 | 0 | 0 | 0 | 0 | 0 | 0 | 0 | 0 | 0 | 0 | -83051.4577 | 0 | 0 | 0 | 0 | 0 | 0 | 0 | 0 | 0 | -263455.5423 | 0 | 0 | 0 | 0 | 0 | 0 | 0 | 0
2016-11-08 08:00 | 0 | 0 | 0 | 0 | 409930.8731 | 0 | 342579 | 0 | 0 | 0 | 0 | 112222.1016 | 0 | 0 | 0 | 0 | 0 | 0 | 0 | 2570945.0842 | 0 | 0 | 0 | 0 | 0 | 0 | 0 | 0 | 0 | 0 | 0 | 83051.4577 | 0 | 0 | 0 | 0 | 0 | 0 | 0 | 0 | 0 | -15699.5846 | 0 | 0 | 0 | 0 | 0 | 0 | 0 | 0
2016-11-08 09:00 | 0 | 0 | 0 | 0 | 0 | 0 | 343730 | 0 | 0 | 0 | 0 | 29170.6439 | 0 | 0 | 0 | 0 | 0 | 0 | 0 | 2310266.5419 | 0 | 0 | 0 | 0 | 0 | 0 | 0 | 0 | 0 | 0 | 0 | -83051.4577 | 0 | 0 | 0 | 0 | 0 | 0 | 0 | 0 | 0 | -260678.5423 | 0 | 0 | 0 | 0 | 0 | 0 | 0 | 0
2016-11-08 10:00 | 0 | 0 | 0 | 0 | 419849.4221 | 0 | 356009 | 0 | 0 | 0 | 0 | 112222.1016 | 0 | 0 | 0 | 0 | 0 | 0 | 0 | 2291055.5063 | 0 | 0 | 0 | 0 | 0 | 0 | 0 | 0 | 0 | 0 | 0 | 83051.4577 | 0 | 0 | 0 | 0 | 0 | 0 | 0 | 0 | 0 | -19211.0356 | 0 | 0 | 0 | 0 | 0 | 0 | 0 | 0
2016-11-08 11:00 | 0 | 0 | 0 | 0 | 420314.1421 | 0 | 382960 | 0 | 0 | 0 | 0 | 29170.6439 | 0 | 0 | 0 | 0 | 0 | 0 | 0 | 2411461.1061 | 0 | 0 | 0 | 0 | 0 | 0 | 0 | 0 | 0 | 0 | 0 | -83051.4577 | 0 | 0 | 0 | 0 | 0 | 0 | 0 | 0 | 0 | 120405.5998 | 0 | 0 | 0 | 0 | 0 | 0 | 0 | 0
2016-11-08 12:00 | 0 | 0 | 0 | 0 | 419963.5042 | 0 | 407432 | 0 | 0 | 0 | 0 | 112222.1016 | 0 | 0 | 0 | 0 | 0 | 0 | 0 | 2340941.1526 | 0 | 0 | 0 | 0 | 0 | 0 | 0 | 0 | 0 | 0 | 0 | 83051.4577 | 0 | 0 | 0 | 0 | 0 | 0 | 0 | 0 | 0 | -70519.9535 | 0 | 0 | 0 | 0 | 0 | 0 | 0 | 0
2016-11-08 13:00 | 0 | 0 | 0 | 0 | 57541.9946 | 64.3615 | 417824 | 0 | 0 | 0 | 0 | 29170.6439 | 0 | 0 | 0 | 0 | 0 | 0 | 0 | 2063774.9665 | 0 | 0 | 0 | 0 | 0 | 0 | 0 | 0 | 0 | 0 | 0 | -83051.4577 | 0 | 0 | 0 | 0 | 0 | 0 | 0 | 0 | 0 | -277166.1862 | 0 | 0 | 0 | 0 | 0 | 0 | 0 | 0
2016-11-08 14:00 | 0 | 0 | 0 | 0 | 317626.6884 | 208107.761 | 423057 | 0 | 0 | 0 | 0 | 112222.1016 | 0 | 0 | 0 | 0 | 0 | 0 | 0 | 2083400.9581 | 0 | 0 | 0 | 0 | 0 | 0 | 0 | 0 | 0 | 0 | 0 | 83051.4577 | 0 | 0 | 0 | 0 | 0 | 0 | 0 | 0 | 0 | 19625.9916 | 0 | 0 | 0 | 0 | 0 | 0 | 0 | 0
2016-11-08 15:00 | 0 | 0 | 0 | 0 | 0 | 571772.5511 | 425691 | 0 | 0 | 0 | 0 | 29170.6439 | 0 | 0 | 0 | 0 | 0 | 0 | 0 | 2312533.967 | 0 | 0 | 0 | 0 | 0 | 0 | 0 | 0 | 0 | 0 | 0 | -83051.4577 | 0 | 0 | 0 | 0 | 0 | 0 | 0 | 0 | 0 | 229133.0088 | 0 | 0 | 0 | 0 | 0 | 0 | 0 | 0
2016-11-08 16:00 | 0 | 0 | 0 | 0 | 0 | 685413.1248 | 426448 | 0 | 0 | 0 | 0 | 10969.5825 | 0 | 0 | 0 | 0 | 0 | 0 | 0 | 2589700.1531 | 0 | 0 | 0 | 0 | 0 | 0 | 0 | 0 | 0 | 0 | 0 | -18201.0613 | 0 | 0 | 0 | 0 | 0 | 0 | 0 | 0 | 0 | 277166.1862 | 0 | 0 | 0 | 0 | 0 | 0 | 0 | 0
2016-11-08 17:00 | 0 | 0 | 0 | 0 | 0 | 671184.2244 | 426886 | 0 | 0 | 0 | 0 | 94021.0402 | 0 | 0 | 0 | 0 | 0 | 0 | 0 | 2750946.9198 | 0 | 0 | 0 | 0 | 0 | 0 | 0 | 0 | 0 | 0 | 0 | 83051.4577 | 0 | 0 | 0 | 0 | 0 | 0 | 0 | 0 | 0 | 161246.7667 | 0 | 0 | 0 | 0 | 0 | 0 | 0 | 0
2016-11-08 18:00 | 0 | 0 | 0 | 0 | 0 | 632437.5607 | 428327 | 0 | 0 | 0 | 0 | 20965.4148 | 0 | 0 | 0 | 0 | 0 | 0 | 0 | 3028113.106 | 0 | 0 | 0 | 0 | 0 | 0 | 0 | 0 | 0 | 0 | 0 | -73055.6255 | 0 | 0 | 0 | 0 | 0 | 0 | 0 | 0 | 0 | 277166.1862 | 0 | 0 | 0 | 0 | 0 | 0 | 0 | 0
2016-11-08 19:00 | 0 | 0 | 0 | 0 | 0 | 615881.6476 | 429072 | 0 | 0 | 0 | 0 | 104016.8725 | 0 | 0 | 0 | 0 | 0 | 0 | 0 | 3131871.2958 | 0 | 0 | 0 | 0 | 0 | 0 | 0 | 0 | 0 | 0 | 0 | 83051.4577 | 0 | 0 | 0 | 0 | 0 | 0 | 0 | 0 | 0 | 103758.1899 | 0 | 0 | 0 | 0 | 0 | 0 | 0 | 0
2016-11-08 20:00 | 0 | 0 | 0 | 0 | 0 | 628825.4078 | 429520 | 0 | 0 | 0 | 0 | 26156.0941 | 0 | 0 | 0 | 0 | 0 | 0 | 0 | 3409037.482 | 0 | 0 | 0 | 0 | 0 | 0 | 0 | 0 | 0 | 0 | 0 | -77860.7784 | 0 | 0 | 0 | 0 | 0 | 0 | 0 | 0 | 0 | 277166.1862 | 0 | 0 | 0 | 0 | 0 | 0 | 0 | 0
2016-11-08 21:00 | 0 | 0 | 0 | 0 | 128810.1442 | 664047.4996 | 432640 | 0 | 0 | 0 | 0 | 109207.5518 | 0 | 0 | 0 | 0 | 0 | 0 | 0 | 3686203.6682 | 0 | 0 | 0 | 0 | 0 | 0 | 0 | 0 | 0 | 0 | 0 | 83051.4577 | 0 | 0 | 0 | 0 | 0 | 0 | 0 | 0 | 0 | 277166.1862 | 0 | 0 | 0 | 0 | 0 | 0 | 0 | 0
2016-11-08 22:00 | 0 | 0 | 0 | 0 | 0 | 645941.9897 | 445778 | 0 | 0 | 0 | 0 | 32205.3554 | 0 | 0 | 0 | 0 | 0 | 0 | 0 | 3963369.8543 | 0 | 0 | 0 | 0 | 0 | 0 | 0 | 0 | 0 | 0 | 0 | -77002.1965 | 0 | 0 | 0 | 0 | 0 | 0 | 0 | 0 | 0 | 277166.1862 | 0 | 0 | 0 | 0 | 0 | 0 | 0 | 0
2016-11-08 23:00 | 0 | 0 | 0 | 0 | 0 | 397591.677 | 457394 | 0 | 0 | 0 | 0 | 115256.8131 | 0 | 0 | 0 | 0 | 0 | 0 | 0 | 3820516.0737 | 0 | 0 | 0 | 0 | 0 | 0 | 0 | 0 | 0 | 0 | 0 | 83051.4577 | 0 | 0 | 0 | 0 | 0 | 0 | 0 | 0 | 0 | -142853.7807 | 0 | 0 | 0 | 0 | 0 | 0 | 0 | 0
2016-11-09 | 0 | 0 | 0 | 0 | 488371.8397 | 38461.2681 | 457668 | 0 | 0 | 0 | 0 | 198308.2708 | 0 | 0 | 0 | 0 | 0 | 0 | 0 | 3806629.7237 | 0 | 0 | 0 | 0 | 0 | 0 | 0 | 0 | 0 | 0 | 0 | 83051.4577 | 0 | 0 | 0 | 0 | 0 | 0 | 0 | 0 | 0 | -13886.35 | 0 | 0 | 0 | 0 | 0 | 0 | 0 | 0
2016-11-09 01:00 | 0 | 0 | 0 | 0 | 90817.3561 | 0 | 451035 | 0 | 0 | 0 | 0 | 115256.8131 | 0 | 0 | 0 | 0 | 0 | 0 | 0 | 3529463.5375 | 0 | 0 | 0 | 0 | 0 | 0 | 0 | 0 | 0 | 0 | 0 | -83051.4577 | 0 | 0 | 0 | 0 | 0 | 0 | 0 | 0 | 0 | -277166.1862 | 0 | 0 | 0 | 0 | 0 | 0 | 0 | 0
2016-11-09 02:00 | 0 | 0 | 0 | 0 | 74025.3561 | 0 | 434243 | 0 | 0 | 0 | 0 | 32205.3554 | 0 | 0 | 0 | 0 | 0 | 0 | 0 | 3252297.3514 | 0 | 0 | 0 | 0 | 0 | 0 | 0 | 0 | 0 | 0 | 0 | -83051.4577 | 0 | 0 | 0 | 0 | 0 | 0 | 0 | 0 | 0 | -277166.1862 | 0 | 0 | 0 | 0 | 0 | 0 | 0 | 0
2016-11-09 03:00 | 0 | 0 | 0 | 0 | 520627.602 | 0 | 410461 | 0 | 0 | 0 | 0 | 115256.8131 | 0 | 0 | 0 | 0 | 0 | 0 | 0 | 3279412.4956 | 0 | 0 | 0 | 0 | 0 | 0 | 0 | 0 | 0 | 0 | 0 | 83051.4577 | 0 | 0 | 0 | 0 | 0 | 0 | 0 | 0 | 0 | 27115.1443 | 0 | 0 | 0 | 0 | 0 | 0 | 0 | 0
2016-11-09 04:00 | 0 | 0 | 0 | 0 | 27838.3561 | 0 | 388056 | 0 | 0 | 0 | 0 | 32205.3554 | 0 | 0 | 0 | 0 | 0 | 0 | 0 | 3002246.3095 | 0 | 0 | 0 | 0 | 0 | 0 | 0 | 0 | 0 | 0 | 0 | -83051.4577 | 0 | 0 | 0 | 0 | 0 | 0 | 0 | 0 | 0 | -277166.1862 | 0 | 0 | 0 | 0 | 0 | 0 | 0 | 0
2016-11-09 05:00 | 0 | 0 | 0 | 0 | 485573.845 | 0 | 371470 | 0 | 0 | 0 | 0 | 115256.8131 | 0 | 0 | 0 | 0 | 0 | 0 | 0 | 3033298.6968 | 0 | 0 | 0 | 0 | 0 | 0 | 0 | 0 | 0 | 0 | 0 | 83051.4577 | 0 | 0 | 0 | 0 | 0 | 0 | 0 | 0 | 0 | 31052.3873 | 0 | 0 | 0 | 0 | 0 | 0 | 0 | 0
2016-11-09 06:00 | 0 | 0 | 0 | 0 | 0 | 0 | 356814 | 0 | 0 | 0 | 0 | 32205.3554 | 0 | 0 | 0 | 0 | 0 | 0 | 0 | 2759536.1545 | 0 | 0 | 0 | 0 | 0 | 0 | 0 | 0 | 0 | 0 | 0 | -83051.4577 | 0 | 0 | 0 | 0 | 0 | 0 | 0 | 0 | 0 | -273762.5423 | 0 | 0 | 0 | 0 | 0 | 0 | 0 | 0
2016-11-09 07:00 | 0 | 0 | 0 | 0 | 466100.2183 | 0 | 345056 | 0 | 0 | 0 | 0 | 115256.8131 | 0 | 0 | 0 | 0 | 0 | 0 | 0 | 2797528.9151 | 0 | 0 | 0 | 0 | 0 | 0 | 0 | 0 | 0 | 0 | 0 | 83051.4577 | 0 | 0 | 0 | 0 | 0 | 0 | 0 | 0 | 0 | 37992.7606 | 0 | 0 | 0 | 0 | 0 | 0 | 0 | 0
2016-11-09 08:00 | 0 | 0 | 0 | 0 | 0 | 0 | 338487 | 0 | 0 | 0 | 0 | 32205.3554 | 0 | 0 | 0 | 0 | 0 | 0 | 0 | 2542093.3728 | 0 | 0 | 0 | 0 | 0 | 0 | 0 | 0 | 0 | 0 | 0 | -83051.4577 | 0 | 0 | 0 | 0 | 0 | 0 | 0 | 0 | 0 | -255435.5423 | 0 | 0 | 0 | 0 | 0 | 0 | 0 | 0
2016-11-09 09:00 | 0 | 0 | 0 | 0 | 446308.9029 | 0 | 338307 | 0 | 0 | 0 | 0 | 115256.8131 | 0 | 0 | 0 | 0 | 0 | 0 | 0 | 2567043.818 | 0 | 0 | 0 | 0 | 0 | 0 | 0 | 0 | 0 | 0 | 0 | 83051.4577 | 0 | 0 | 0 | 0 | 0 | 0 | 0 | 0 | 0 | 24950.4452 | 0 | 0 | 0 | 0 | 0 | 0 | 0 | 0
2016-11-09 10:00 | 0 | 0 | 0 | 0 | 0 | 0 | 348602 | 0 | 0 | 0 | 0 | 32205.3554 | 0 | 0 | 0 | 0 | 0 | 0 | 0 | 2301493.2757 | 0 | 0 | 0 | 0 | 0 | 0 | 0 | 0 | 0 | 0 | 0 | -83051.4577 | 0 | 0 | 0 | 0 | 0 | 0 | 0 | 0 | 0 | -265550.5423 | 0 | 0 | 0 | 0 | 0 | 0 | 0 | 0
2016-11-09 11:00 | 0 | 0 | 0 | 0 | 441063.822 | 0 | 375832 | 0 | 0 | 0 | 0 | 83051.4577 | 0 | 0 | 0 | 0 | 0 | 0 | 0 | 2315878.9953 | 0 | 0 | 0 | 0 | 0 | 0 | 0 | 0 | 0 | 0 | 0 | 50846.1023 | 0 | 0 | 0 | 0 | 0 | 0 | 0 | 0 | 0 | 14385.7196 | 0 | 0 | 0 | 0 | 0 | 0 | 0 | 0
2016-11-09 12:00 | 0 | 0 | 0 | 0 | 40551.3561 | 0 | 400769 | 0 | 0 | 0 | 0 | 0 | 0 | 0 | 0 | 0 | 0 | 0 | 0 | 2038712.8091 | 0 | 0 | 0 | 0 | 0 | 0 | 0 | 0 | 0 | 0 | 0 | -83051.4577 | 0 | 0 | 0 | 0 | 0 | 0 | 0 | 0 | 0 | -277166.1862 | 0 | 0 | 0 | 0 | 0 | 0 | 0 | 0
2016-11-09 13:00 | 0 | 0 | 0 | 0 | 437419.25 | 20.6839 | 413065 | 0 | 0 | 0 | 0 | 83051.4577 | 0 | 0 | 0 | 0 | 0 | 0 | 0 | 1980036.2853 | 0 | 0 | 0 | 0 | 0 | 0 | 0 | 0 | 0 | 0 | 0 | 83051.4577 | 0 | 0 | 0 | 0 | 0 | 0 | 0 | 0 | 0 | -58676.5238 | 0 | 0 | 0 | 0 | 0 | 0 | 0 | 0
2016-11-09 14:00 | 0 | 0 | 0 | 0 | 331430.4197 | 219083.9787 | 421908 | 0 | 0 | 0 | 0 | 0 | 0 | 0 | 0 | 0 | 0 | 0 | 0 | 2183940.3233 | 0 | 7753.8181 | 0 | 0 | 0 | 0 | 0 | 0 | 0 | 0 | 0 | -83051.4577 | 0 | 0 | 0 | 0 | 0 | 0 | 0 | 0 | 0 | 203904.038 | 0 | 7753.8181 | 0 | 0 | 0 | 0 | 0 | 0
2016-11-09 15:00 | 0 | 0 | 0 | 0 | 187922.8617 | 574019.3524 | 426417 | 0 | 0 | 0 | 0 | 25585.9425 | 0 | 0 | 0 | 0 | 0 | 0 | 0 | 2461106.5095 | 0 | 40526.9035 | 0 | 0 | 0 | 0 | 0 | 0 | 0 | 0 | 0 | 25585.9425 | 0 | 0 | 0 | 0 | 0 | 0 | 0 | 0 | 0 | 277166.1862 | 0 | 32773.0854 | 0 | 0 | 0 | 0 | 0 | 0
2016-11-09 16:00 | 0 | 0 | 0 | 0 | 118566.7601 | 668570.8837 | 426920 | 0 | 0 | 0 | 0 | 108637.4002 | 0 | 0 | 0 | 0 | 0 | 0 | 0 | 2738272.6956 | 0 | 40526.9035 | 0 | 0 | 0 | 0 | 0 | 0 | 0 | 0 | 0 | 83051.4577 | 0 | 0 | 0 | 0 | 0 | 0 | 0 | 0 | 0 | 277166.1862 | 0 | 0 | 0 | 0 | 0 | 0 | 0 | 0
2016-11-09 17:00 | 0 | 0 | 0 | 0 | 22887.1904 | 657688.0532 | 428995 | 0 | 0 | 0 | 0 | 83051.4577 | 0 | 0 | 0 | 0 | 0 | 0 | 0 | 3015438.8818 | 0 | 40526.9035 | 0 | 0 | 0 | 0 | 0 | 0 | 0 | 0 | 0 | -25585.9425 | 0 | 0 | 0 | 0 | 0 | 0 | 0 | 0 | 0 | 277166.1862 | 0 | 0 | 0 | 0 | 0 | 0 | 0 | 0
2016-11-09 18:00 | 0 | 0 | 0 | 0 | 135911.7582 | 621994.8003 | 430462 | 0 | 0 | 0 | 0 | 166102.9154 | 0 | 0 | 0 | 0 | 0 | 0 | 0 | 3292605.068 | 0 | 7753.8181 | 0 | 0 | 0 | 0 | 0 | 0 | 0 | 0 | 0 | 83051.4577 | 0 | 0 | 0 | 0 | 0 | 0 | 0 | 0 | 0 | 277166.1862 | 0 | -32773.0854 | 0 | 0 | 0 | 0 | 0 | 0
2016-11-09 19:00 | 0 | 0 | 0 | 0 | 0 | 602491.4136 | 430710 | 0 | 0 | 0 | 0 | 83051.4577 | 0 | 0 | 0 | 0 | 0 | 0 | 0 | 3555191.7574 | 0 | 0 | 0 | 0 | 0 | 0 | 0 | 0 | 0 | 0 | 0 | -83051.4577 | 0 | 0 | 0 | 0 | 0 | 0 | 0 | 0 | 0 | 262586.6894 | 0 | -7753.8181 | 0 | 0 | 0 | 0 | 0 | 0
2016-11-09 20:00 | 0 | 0 | 0 | 0 | 0 | 610355.3376 | 430888 | 0 | 0 | 0 | 0 | 0 | 0 | 0 | 0 | 0 | 0 | 0 | 0 | 3817710.5526 | 0 | 0 | 0 | 0 | 0 | 0 | 0 | 0 | 0 | 0 | 0 | -83051.4577 | 0 | 0 | 0 | 0 | 0 | 0 | 0 | 0 | 0 | 262518.7953 | 0 | 0 | 0 | 0 | 0 | 0 | 0 | 0
2016-11-09 21:00 | 0 | 0 | 0 | 0 | 0 | 634457.5091 | 435479 | 0 | 0 | 0 | 0 | 83051.4577 | 0 | 0 | 0 | 0 | 0 | 0 | 0 | 3933637.604 | 0 | 0 | 0 | 0 | 0 | 0 | 0 | 0 | 0 | 0 | 0 | 83051.4577 | 0 | 0 | 0 | 0 | 0 | 0 | 0 | 0 | 0 | 115927.0514 | 0 | 0 | 0 | 0 | 0 | 0 | 0 | 0
2016-11-09 22:00 | 0 | 0 | 0 | 0 | 41075.2052 | 599707.5232 | 446668 | 0 | 0 | 0 | 0 | 0 | 0 | 0 | 0 | 0 | 0 | 0 | 0 | 4210803.7901 | 0 | 0 | 0 | 0 | 0 | 0 | 0 | 0 | 0 | 0 | 0 | -83051.4577 | 0 | 0 | 0 | 0 | 0 | 0 | 0 | 0 | 0 | 277166.1862 | 0 | 0 | 0 | 0 | 0 | 0 | 0 | 0
2016-11-09 23:00 | 0 | 0 | 0 | 0 | 0 | 371457.2235 | 458996 | 0 | 0 | 0 | 0 | 83051.4577 | 0 | 0 | 0 | 0 | 0 | 0 | 0 | 4040213.5559 | 0 | 0 | 0 | 0 | 0 | 0 | 0 | 0 | 0 | 0 | 0 | 83051.4577 | 0 | 0 | 0 | 0 | 0 | 0 | 0 | 0 | 0 | -170590.2342 | 0 | 0 | 0 | 0 | 0 | 0 | 0 | 0
2016-11-10 | 0 | 0 | 0 | 0 | 499082.3465 | 33932.8915 | 459987 | 0 | 0 | 0 | 0 | 166102.9154 | 0 | 0 | 0 | 0 | 0 | 0 | 0 | 4030190.3362 | 0 | 0 | 0 | 0 | 0 | 0 | 0 | 0 | 0 | 0 | 0 | 83051.4577 | 0 | 0 | 0 | 0 | 0 | 0 | 0 | 0 | 0 | -10023.2197 | 0 | 0 | 0 | 0 | 0 | 0 | 0 | 0
2016-11-10 01:00 | 0 | 0 | 0 | 0 | 93792.3561 | 0 | 454010 | 0 | 0 | 0 | 0 | 83051.4577 | 0 | 0 | 0 | 0 | 0 | 0 | 0 | 3753024.15 | 0 | 0 | 0 | 0 | 0 | 0 | 0 | 0 | 0 | 0 | 0 | -83051.4577 | 0 | 0 | 0 | 0 | 0 | 0 | 0 | 0 | 0 | -277166.1862 | 0 | 0 | 0 | 0 | 0 | 0 | 0 | 0
2016-11-10 02:00 | 0 | 0 | 0 | 0 | 77549.3561 | 0 | 437767 | 0 | 0 | 0 | 0 | 0 | 0 | 0 | 0 | 0 | 0 | 0 | 0 | 3475857.9639 | 0 | 0 | 0 | 0 | 0 | 0 | 0 | 0 | 0 | 0 | 0 | -83051.4577 | 0 | 0 | 0 | 0 | 0 | 0 | 0 | 0 | 0 | -277166.1862 | 0 | 0 | 0 | 0 | 0 | 0 | 0 | 0
2016-11-10 03:00 | 0 | 0 | 0 | 0 | 646685.2603 | 0 | 415539 | 0 | 0 | 0 | 0 | 83051.4577 | 0 | 0 | 0 | 0 | 0 | 0 | 0 | 3623952.7665 | 0 | 0 | 0 | 0 | 0 | 0 | 0 | 0 | 0 | 0 | 0 | 83051.4577 | 0 | 0 | 0 | 0 | 0 | 0 | 0 | 0 | 0 | 148094.8026 | 0 | 0 | 0 | 0 | 0 | 0 | 0 | 0
2016-11-10 04:00 | 0 | 0 | 0 | 0 | 32181.3561 | 0 | 392399 | 0 | 0 | 0 | 0 | 0 | 0 | 0 | 0 | 0 | 0 | 0 | 0 | 3346786.5803 | 0 | 0 | 0 | 0 | 0 | 0 | 0 | 0 | 0 | 0 | 0 | -83051.4577 | 0 | 0 | 0 | 0 | 0 | 0 | 0 | 0 | 0 | -277166.1862 | 0 | 0 | 0 | 0 | 0 | 0 | 0 | 0
2016-11-10 05:00 | 0 | 0 | 0 | 0 | 95495.8138 | 0 | 372662 | 0 | 0 | 0 | 0 | 0 | 0 | 0 | 0 | 0 | 0 | 0 | 0 | 3069620.3942 | 0 | 0 | 0 | 0 | 0 | 0 | 0 | 0 | 0 | 0 | 0 | 0 | 0 | 0 | 0 | 0 | 0 | 0 | 0 | 0 | 0 | -277166.1862 | 0 | 0 | 0 | 0 | 0 | 0 | 0 | 0
2016-11-10 06:00 | 0 | 0 | 0 | 0 | 701537.1027 | 0 | 358277 | 0 | 0 | 0 | 0 | 83051.4577 | 0 | 0 | 0 | 0 | 0 | 0 | 0 | 3329829.0391 | 0 | 0 | 0 | 0 | 0 | 0 | 0 | 0 | 0 | 0 | 0 | 83051.4577 | 0 | 0 | 0 | 0 | 0 | 0 | 0 | 0 | 0 | 260208.645 | 0 | 0 | 0 | 0 | 0 | 0 | 0 | 0
2016-11-10 07:00 | 0 | 0 | 0 | 0 | 0 | 0 | 349674 | 0 | 0 | 0 | 0 | 0 | 0 | 0 | 0 | 0 | 0 | 0 | 0 | 3063206.4968 | 0 | 0 | 0 | 0 | 0 | 0 | 0 | 0 | 0 | 0 | 0 | -83051.4577 | 0 | 0 | 0 | 0 | 0 | 0 | 0 | 0 | 0 | -266622.5423 | 0 | 0 | 0 | 0 | 0 | 0 | 0 | 0
2016-11-10 08:00 | 0 | 0 | 0 | 0 | 151738.2715 | 0 | 345853 | 0 | 0 | 0 | 0 | 83051.4577 | 0 | 0 | 0 | 0 | 0 | 0 | 0 | 2786040.3107 | 0 | 0 | 0 | 0 | 0 | 0 | 0 | 0 | 0 | 0 | 0 | 83051.4577 | 0 | 0 | 0 | 0 | 0 | 0 | 0 | 0 | 0 | -277166.1862 | 0 | 0 | 0 | 0 | 0 | 0 | 0 | 0
2016-11-10 09:00 | 0 | 0 | 0 | 0 | 649568.2252 | 0 | 348169 | 0 | 0 | 0 | 0 | 166102.9154 | 0 | 0 | 0 | 0 | 0 | 0 | 0 | 3004388.0782 | 0 | 0 | 0 | 0 | 0 | 0 | 0 | 0 | 0 | 0 | 0 | 83051.4577 | 0 | 0 | 0 | 0 | 0 | 0 | 0 | 0 | 0 | 218347.7675 | 0 | 0 | 0 | 0 | 0 | 0 | 0 | 0
2016-11-10 10:00 | 0 | 0 | 0 | 0 | 0 | 0 | 360076 | 0 | 0 | 0 | 0 | 83051.4577 | 0 | 0 | 0 | 0 | 0 | 0 | 0 | 2727363.5359 | 0 | 0 | 0 | 0 | 0 | 0 | 0 | 0 | 0 | 0 | 0 | -83051.4577 | 0 | 0 | 0 | 0 | 0 | 0 | 0 | 0 | 0 | -277024.5423 | 0 | 0 | 0 | 0 | 0 | 0 | 0 | 0
2016-11-10 11:00 | 0 | 0 | 0 | 0 | 29715.3561 | 0 | 389933 | 0 | 0 | 0 | 0 | 0 | 0 | 0 | 0 | 0 | 0 | 0 | 0 | 2450197.3497 | 0 | 0 | 0 | 0 | 0 | 0 | 0 | 0 | 0 | 0 | 0 | -83051.4577 | 0 | 0 | 0 | 0 | 0 | 0 | 0 | 0 | 0 | -277166.1862 | 0 | 0 | 0 | 0 | 0 | 0 | 0 | 0
2016-11-10 12:00 | 0 | 0 | 0 | 0 | 586328.3127 | 0 | 414297 | 0 | 0 | 0 | 0 | 83051.4577 | 0 | 0 | 0 | 0 | 0 | 0 | 0 | 2539177.2047 | 0 | 0 | 0 | 0 | 0 | 0 | 0 | 0 | 0 | 0 | 0 | 83051.4577 | 0 | 0 | 0 | 0 | 0 | 0 | 0 | 0 | 0 | 88979.855 | 0 | 0 | 0 | 0 | 0 | 0 | 0 | 0
2016-11-10 13:00 | 0 | 0 | 0 | 0 | 62534.9475 | 25.4086 | 422778 | 0 | 0 | 0 | 0 | 0 | 0 | 0 | 0 | 0 | 0 | 0 | 0 | 2262011.0185 | 0 | 0 | 0 | 0 | 0 | 0 | 0 | 0 | 0 | 0 | 0 | -83051.4577 | 0 | 0 | 0 | 0 | 0 | 0 | 0 | 0 | 0 | -277166.1862 | 0 | 0 | 0 | 0 | 0 | 0 | 0 | 0
2016-11-10 14:00 | 0 | 0 | 0 | 0 | 378149.4301 | 169658.0496 | 424861 | 0 | 0 | 0 | 0 | 83051.4577 | 0 | 0 | 0 | 0 | 0 | 0 | 0 | 2301906.0405 | 0 | 0 | 0 | 0 | 0 | 0 | 0 | 0 | 0 | 0 | 0 | 83051.4577 | 0 | 0 | 0 | 0 | 0 | 0 | 0 | 0 | 0 | 39895.022 | 0 | 0 | 0 | 0 | 0 | 0 | 0 | 0
2016-11-10 15:00 | 0 | 0 | 0 | 0 | 0 | 533814.186 | 425356 | 0 | 0 | 0 | 0 | 0 | 0 | 0 | 0 | 0 | 0 | 0 | 0 | 2493415.6843 | 0 | 0 | 0 | 0 | 0 | 0 | 0 | 0 | 0 | 0 | 0 | -83051.4577 | 0 | 0 | 0 | 0 | 0 | 0 | 0 | 0 | 0 | 191509.6437 | 0 | 0 | 0 | 0 | 0 | 0 | 0 | 0
2016-11-10 16:00 | 0 | 0 | 0 | 0 | 0 | 645527.7912 | 424871 | 0 | 0 | 0 | 0 | 0 | 0 | 0 | 0 | 0 | 0 | 0 | 0 | 2714072.4755 | 0 | 0 | 0 | 0 | 0 | 0 | 0 | 0 | 0 | 0 | 0 | 0 | 0 | 0 | 0 | 0 | 0 | 0 | 0 | 0 | 0 | 220656.7912 | 0 | 0 | 0 | 0 | 0 | 0 | 0 | 0
2016-11-10 17:00 | 0 | 0 | 0 | 0 | 0 | 641712.1729 | 424766 | 0 | 0 | 0 | 0 | 83051.4577 | 0 | 0 | 0 | 0 | 0 | 0 | 0 | 2847967.1907 | 0 | 0 | 0 | 0 | 0 | 0 | 0 | 0 | 0 | 0 | 0 | 83051.4577 | 0 | 0 | 0 | 0 | 0 | 0 | 0 | 0 | 0 | 133894.7152 | 0 | 0 | 0 | 0 | 0 | 0 | 0 | 0
2016-11-10 18:00 | 0 | 0 | 0 | 0 | 13821.8307 | 605896.8977 | 425604 | 0 | 0 | 0 | 0 | 0 | 0 | 0 | 0 | 0 | 0 | 0 | 0 | 3125133.3769 | 0 | 0 | 0 | 0 | 0 | 0 | 0 | 0 | 0 | 0 | 0 | -83051.4577 | 0 | 0 | 0 | 0 | 0 | 0 | 0 | 0 | 0 | 277166.1862 | 0 | 0 | 0 | 0 | 0 | 0 | 0 | 0
2016-11-10 19:00 | 0 | 0 | 0 | 0 | 0 | 587994.6327 | 426796 | 0 | 0 | 0 | 0 | 83051.4577 | 0 | 0 | 0 | 0 | 0 | 0 | 0 | 3203280.5518 | 0 | 0 | 0 | 0 | 0 | 0 | 0 | 0 | 0 | 0 | 0 | 83051.4577 | 0 | 0 | 0 | 0 | 0 | 0 | 0 | 0 | 0 | 78147.175 | 0 | 0 | 0 | 0 | 0 | 0 | 0 | 0
2016-11-10 20:00 | 0 | 0 | 0 | 0 | 23182.301 | 598227.4275 | 427295 | 0 | 0 | 0 | 0 | 0 | 0 | 0 | 0 | 0 | 0 | 0 | 0 | 3480446.738 | 0 | 0 | 0 | 0 | 0 | 0 | 0 | 0 | 0 | 0 | 0 | -83051.4577 | 0 | 0 | 0 | 0 | 0 | 0 | 0 | 0 | 0 | 277166.1862 | 0 | 0 | 0 | 0 | 0 | 0 | 0 | 0
2016-11-10 21:00 | 0 | 0 | 0 | 0 | 0 | 622460.9983 | 429964 | 0 | 0 | 0 | 0 | 83051.4577 | 0 | 0 | 0 | 0 | 0 | 0 | 0 | 3589892.2786 | 0 | 0 | 0 | 0 | 0 | 0 | 0 | 0 | 0 | 0 | 0 | 83051.4577 | 0 | 0 | 0 | 0 | 0 | 0 | 0 | 0 | 0 | 109445.5406 | 0 | 0 | 0 | 0 | 0 | 0 | 0 | 0
2016-11-10 22:00 | 0 | 0 | 0 | 0 | 43863.6306 | 590454.0978 | 440203 | 0 | 0 | 0 | 0 | 0 | 0 | 0 | 0 | 0 | 0 | 0 | 0 | 3867058.4648 | 0 | 0 | 0 | 0 | 0 | 0 | 0 | 0 | 0 | 0 | 0 | -83051.4577 | 0 | 0 | 0 | 0 | 0 | 0 | 0 | 0 | 0 | 277166.1862 | 0 | 0 | 0 | 0 | 0 | 0 | 0 | 0
2016-11-10 23:00 | 0 | 0 | 0 | 0 | 0 | 345476.7032 | 452413 | 0 | 0 | 0 | 0 | 83051.4577 | 0 | 0 | 0 | 0 | 0 | 0 | 0 | 3677070.7103 | 0 | 0 | 0 | 0 | 0 | 0 | 0 | 0 | 0 | 0 | 0 | 83051.4577 | 0 | 0 | 0 | 0 | 0 | 0 | 0 | 0 | 0 | -189987.7545 | 0 | 0 | 0 | 0 | 0 | 0 | 0 | 0
2016-11-11 | 0 | 0 | 0 | 0 | 66894.1489 | 26628.2073 | 453740 | 0 | 0 | 0 | 0 | 0 | 0 | 0 | 0 | 0 | 0 | 0 | 0 | 3399904.5241 | 0 | 0 | 0 | 0 | 0 | 0 | 0 | 0 | 0 | 0 | 0 | -83051.4577 | 0 | 0 | 0 | 0 | 0 | 0 | 0 | 0 | 0 | -277166.1862 | 0 | 0 | 0 | 0 | 0 | 0 | 0 | 0
2016-11-11 01:00 | 0 | 0 | 0 | 0 | 671442.2115 | 0 | 448723 | 0 | 0 | 0 | 0 | 83051.4577 | 0 | 0 | 0 | 0 | 0 | 0 | 0 | 3539572.2779 | 0 | 0 | 0 | 0 | 0 | 0 | 0 | 0 | 0 | 0 | 0 | 83051.4577 | 0 | 0 | 0 | 0 | 0 | 0 | 0 | 0 | 0 | 139667.7538 | 0 | 0 | 0 | 0 | 0 | 0 | 0 | 0
2016-11-11 02:00 | 0 | 0 | 0 | 0 | 74727.3561 | 0 | 434945 | 0 | 0 | 0 | 0 | 0 | 0 | 0 | 0 | 0 | 0 | 0 | 0 | 3262406.0917 | 0 | 0 | 0 | 0 | 0 | 0 | 0 | 0 | 0 | 0 | 0 | -83051.4577 | 0 | 0 | 0 | 0 | 0 | 0 | 0 | 0 | 0 | -277166.1862 | 0 | 0 | 0 | 0 | 0 | 0 | 0 | 0
2016-11-11 03:00 | 0 | 0 | 0 | 0 | 686479.5867 | 0 | 413757 | 0 | 0 | 0 | 0 | 83051.4577 | 0 | 0 | 0 | 0 | 0 | 0 | 0 | 3452077.2207 | 0 | 0 | 0 | 0 | 0 | 0 | 0 | 0 | 0 | 0 | 0 | 83051.4577 | 0 | 0 | 0 | 0 | 0 | 0 | 0 | 0 | 0 | 189671.129 | 0 | 0 | 0 | 0 | 0 | 0 | 0 | 0
2016-11-11 04:00 | 0 | 0 | 0 | 0 | 668714.7117 | 0 | 391708 | 0 | 0 | 0 | 0 | 166102.9154 | 0 | 0 | 0 | 0 | 0 | 0 | 0 | 3634748.1186 | 0 | 11284.3561 | 0 | 0 | 0 | 0 | 0 | 0 | 0 | 0 | 0 | 83051.4577 | 0 | 0 | 0 | 0 | 0 | 0 | 0 | 0 | 0 | 182670.8979 | 0 | 11284.3561 | 0 | 0 | 0 | 0 | 0 | 0
2016-11-11 05:00 | 0 | 0 | 0 | 0 | 0 | 0 | 371502 | 0 | 0 | 0 | 0 | 83051.4577 | 0 | 0 | 0 | 0 | 0 | 0 | 0 | 3357581.9325 | 0 | 0 | 0 | 0 | 0 | 0 | 0 | 0 | 0 | 0 | 0 | -83051.4577 | 0 | 0 | 0 | 0 | 0 | 0 | 0 | 0 | 0 | -277166.1862 | 0 | -11284.3561 | 0 | 0 | 0 | 0 | 0 | 0
2016-11-11 06:00 | 0 | 0 | 0 | 0 | 0 | 0 | 357326 | 0 | 0 | 0 | 0 | 0 | 0 | 0 | 0 | 0 | 0 | 0 | 0 | 3083307.3902 | 0 | 0 | 0 | 0 | 0 | 0 | 0 | 0 | 0 | 0 | 0 | -83051.4577 | 0 | 0 | 0 | 0 | 0 | 0 | 0 | 0 | 0 | -274274.5423 | 0 | 0 | 0 | 0 | 0 | 0 | 0 | 0
2016-11-11 07:00 | 0 | 0 | 0 | 0 | 580588.4074 | 0 | 347689 | 0 | 0 | 0 | 0 | 83051.4577 | 0 | 0 | 0 | 0 | 0 | 0 | 0 | 3233155.3399 | 0 | 0 | 0 | 0 | 0 | 0 | 0 | 0 | 0 | 0 | 0 | 83051.4577 | 0 | 0 | 0 | 0 | 0 | 0 | 0 | 0 | 0 | 149847.9497 | 0 | 0 | 0 | 0 | 0 | 0 | 0 | 0
2016-11-11 08:00 | 0 | 0 | 0 | 0 | 0 | 0 | 343422 | 0 | 0 | 0 | 0 | 0 | 0 | 0 | 0 | 0 | 0 | 0 | 0 | 2972784.7976 | 0 | 0 | 0 | 0 | 0 | 0 | 0 | 0 | 0 | 0 | 0 | -83051.4577 | 0 | 0 | 0 | 0 | 0 | 0 | 0 | 0 | 0 | -260370.5423 | 0 | 0 | 0 | 0 | 0 | 0 | 0 | 0
2016-11-11 09:00 | 0 | 0 | 0 | 0 | 67832.8138 | 0 | 344999 | 0 | 0 | 0 | 0 | 0 | 0 | 0 | 0 | 0 | 0 | 0 | 0 | 2695618.6114 | 0 | 0 | 0 | 0 | 0 | 0 | 0 | 0 | 0 | 0 | 0 | 0 | 0 | 0 | 0 | 0 | 0 | 0 | 0 | 0 | 0 | -277166.1862 | 0 | 0 | 0 | 0 | 0 | 0 | 0 | 0
2016-11-11 10:00 | 0 | 0 | 0 | 0 | 483253.0714 | 0 | 354705 | 0 | 0 | 0 | 0 | 83051.4577 | 0 | 0 | 0 | 0 | 0 | 0 | 0 | 2741115.2252 | 0 | 0 | 0 | 0 | 0 | 0 | 0 | 0 | 0 | 0 | 0 | 83051.4577 | 0 | 0 | 0 | 0 | 0 | 0 | 0 | 0 | 0 | 45496.6137 | 0 | 0 | 0 | 0 | 0 | 0 | 0 | 0
2016-11-11 11:00 | 0 | 0 | 0 | 0 | 18666.3561 | 0 | 378884 | 0 | 0 | 0 | 0 | 0 | 0 | 0 | 0 | 0 | 0 | 0 | 0 | 2463949.039 | 0 | 0 | 0 | 0 | 0 | 0 | 0 | 0 | 0 | 0 | 0 | -83051.4577 | 0 | 0 | 0 | 0 | 0 | 0 | 0 | 0 | 0 | -277166.1862 | 0 | 0 | 0 | 0 | 0 | 0 | 0 | 0
2016-11-11 12:00 | 0 | 0 | 0 | 0 | 439301.3745 | 0 | 402229 | 0 | 0 | 0 | 0 | 83051.4577 | 0 | 0 | 0 | 0 | 0 | 0 | 0 | 2417969.9558 | 0 | 0 | 0 | 0 | 0 | 0 | 0 | 0 | 0 | 0 | 0 | 83051.4577 | 0 | 0 | 0 | 0 | 0 | 0 | 0 | 0 | 0 | -45979.0832 | 0 | 0 | 0 | 0 | 0 | 0 | 0 | 0
2016-11-11 13:00 | 0 | 0 | 0 | 0 | 404839.3025 | 37.588 | 413318 | 0 | 0 | 0 | 0 | 0 | 0 | 0 | 0 | 0 | 0 | 0 | 0 | 2492580.304 | 0 | 0 | 0 | 0 | 0 | 0 | 0 | 0 | 0 | 0 | 0 | -83051.4577 | 0 | 0 | 0 | 0 | 0 | 0 | 0 | 0 | 0 | 74610.3482 | 0 | 0 | 0 | 0 | 0 | 0 | 0 | 0
2016-11-11 14:00 | 0 | 0 | 0 | 0 | 279459.7362 | 152763.2043 | 417219 | 0 | 0 | 0 | 0 | 83051.4577 | 0 | 0 | 0 | 0 | 0 | 0 | 0 | 2424532.7868 | 0 | 0 | 0 | 0 | 0 | 0 | 0 | 0 | 0 | 0 | 0 | 83051.4577 | 0 | 0 | 0 | 0 | 0 | 0 | 0 | 0 | 0 | -68047.5172 | 0 | 0 | 0 | 0 | 0 | 0 | 0 | 0
2016-11-11 15:00 | 0 | 0 | 0 | 0 | 0 | 532105.7202 | 418797 | 0 | 0 | 0 | 0 | 0 | 0 | 0 | 0 | 0 | 0 | 0 | 0 | 2620892.9647 | 0 | 0 | 0 | 0 | 0 | 0 | 0 | 0 | 0 | 0 | 0 | -83051.4577 | 0 | 0 | 0 | 0 | 0 | 0 | 0 | 0 | 0 | 196360.1779 | 0 | 0 | 0 | 0 | 0 | 0 | 0 | 0
2016-11-11 16:00 | 0 | 0 | 0 | 0 | 0 | 675765.8342 | 419146 | 0 | 0 | 0 | 0 | 83051.4577 | 0 | 0 | 0 | 0 | 0 | 0 | 0 | 2794461.3411 | 0 | 0 | 0 | 0 | 0 | 0 | 0 | 0 | 0 | 0 | 0 | 83051.4577 | 0 | 0 | 0 | 0 | 0 | 0 | 0 | 0 | 0 | 173568.3764 | 0 | 0 | 0 | 0 | 0 | 0 | 0 | 0
2016-11-11 17:00 | 0 | 0 | 0 | 0 | 0 | 667054.5922 | 418334 | 0 | 0 | 0 | 0 | 166102.9154 | 0 | 0 | 0 | 0 | 0 | 0 | 0 | 2960130.4756 | 0 | 0 | 0 | 0 | 0 | 0 | 0 | 0 | 0 | 0 | 0 | 83051.4577 | 0 | 0 | 0 | 0 | 0 | 0 | 0 | 0 | 0 | 165669.1345 | 0 | 0 | 0 | 0 | 0 | 0 | 0 | 0
2016-11-11 18:00 | 0 | 0 | 0 | 0 | 0 | 625865.8766 | 418496 | 0 | 0 | 0 | 0 | 96306.6059 | 0 | 0 | 0 | 0 | 0 | 0 | 0 | 3237296.6617 | 0 | 0 | 0 | 0 | 0 | 0 | 0 | 0 | 0 | 0 | 0 | -69796.3095 | 0 | 0 | 0 | 0 | 0 | 0 | 0 | 0 | 0 | 277166.1862 | 0 | 0 | 0 | 0 | 0 | 0 | 0 | 0
2016-11-11 19:00 | 0 | 0 | 0 | 0 | 0 | 607781.5661 | 418696 | 0 | 0 | 0 | 0 | 179358.0636 | 0 | 0 | 0 | 0 | 0 | 0 | 0 | 3343330.7702 | 0 | 0 | 0 | 0 | 0 | 0 | 0 | 0 | 0 | 0 | 0 | 83051.4577 | 0 | 0 | 0 | 0 | 0 | 0 | 0 | 0 | 0 | 106034.1084 | 0 | 0 | 0 | 0 | 0 | 0 | 0 | 0
2016-11-11 20:00 | 0 | 0 | 0 | 0 | 0 | 622952.8653 | 418481 | 0 | 0 | 0 | 0 | 106663.7427 | 0 | 0 | 0 | 0 | 0 | 0 | 0 | 3620496.9563 | 0 | 0 | 0 | 0 | 0 | 0 | 0 | 0 | 0 | 0 | 0 | -72694.3209 | 0 | 0 | 0 | 0 | 0 | 0 | 0 | 0 | 0 | 277166.1862 | 0 | 0 | 0 | 0 | 0 | 0 | 0 | 0
2016-11-11 21:00 | 0 | 0 | 0 | 0 | 129516.7859 | 652040.858 | 421340 | 0 | 0 | 0 | 0 | 189715.2004 | 0 | 0 | 0 | 0 | 0 | 0 | 0 | 3897663.1425 | 0 | 0 | 0 | 0 | 0 | 0 | 0 | 0 | 0 | 0 | 0 | 83051.4577 | 0 | 0 | 0 | 0 | 0 | 0 | 0 | 0 | 0 | 277166.1862 | 0 | 0 | 0 | 0 | 0 | 0 | 0 | 0
2016-11-11 22:00 | 0 | 0 | 0 | 0 | 13636.4123 | 612357.3161 | 431879 | 0 | 0 | 0 | 0 | 106663.7427 | 0 | 0 | 0 | 0 | 0 | 0 | 0 | 4174829.3286 | 0 | 0 | 0 | 0 | 0 | 0 | 0 | 0 | 0 | 0 | 0 | -83051.4577 | 0 | 0 | 0 | 0 | 0 | 0 | 0 | 0 | 0 | 277166.1862 | 0 | 0 | 0 | 0 | 0 | 0 | 0 | 0
2016-11-11 23:00 | 0 | 0 | 0 | 0 | 0 | 333108.2721 | 440688 | 0 | 0 | 0 | 0 | 189715.2004 | 0 | 0 | 0 | 0 | 0 | 0 | 0 | 3984198.143 | 0 | 0 | 0 | 0 | 0 | 0 | 0 | 0 | 0 | 0 | 0 | 83051.4577 | 0 | 0 | 0 | 0 | 0 | 0 | 0 | 0 | 0 | -190631.1856 | 0 | 0 | 0 | 0 | 0 | 0 | 0 | 0
2016-11-12 | 0 | 0 | 0 | 0 | 56551.1033 | 22692.2529 | 439461 | 0 | 0 | 0 | 0 | 106663.7427 | 0 | 0 | 0 | 0 | 0 | 0 | 0 | 3707031.9568 | 0 | 0 | 0 | 0 | 0 | 0 | 0 | 0 | 0 | 0 | 0 | -83051.4577 | 0 | 0 | 0 | 0 | 0 | 0 | 0 | 0 | 0 | -277166.1862 | 0 | 0 | 0 | 0 | 0 | 0 | 0 | 0
2016-11-12 01:00 | 0 | 0 | 0 | 0 | 583010.0402 | 0 | 433417 | 0 | 0 | 0 | 0 | 189715.2004 | 0 | 0 | 0 | 0 | 0 | 0 | 0 | 3773573.5394 | 0 | 0 | 0 | 0 | 0 | 0 | 0 | 0 | 0 | 0 | 0 | 83051.4577 | 0 | 0 | 0 | 0 | 0 | 0 | 0 | 0 | 0 | 66541.5825 | 0 | 0 | 0 | 0 | 0 | 0 | 0 | 0
2016-11-12 02:00 | 0 | 0 | 0 | 0 | 60430.3561 | 0 | 420648 | 0 | 0 | 0 | 0 | 106663.7427 | 0 | 0 | 0 | 0 | 0 | 0 | 0 | 3496407.3532 | 0 | 0 | 0 | 0 | 0 | 0 | 0 | 0 | 0 | 0 | 0 | -83051.4577 | 0 | 0 | 0 | 0 | 0 | 0 | 0 | 0 | 0 | -277166.1862 | 0 | 0 | 0 | 0 | 0 | 0 | 0 | 0
2016-11-12 03:00 | 0 | 0 | 0 | 0 | 103113.5288 | 0 | 403892 | 0 | 0 | 0 | 0 | 83051.4577 | 0 | 0 | 0 | 0 | 0 | 0 | 0 | 3219241.167 | 0 | 0 | 0 | 0 | 0 | 0 | 0 | 0 | 0 | 0 | 0 | -23612.285 | 0 | 0 | 0 | 0 | 0 | 0 | 0 | 0 | 0 | -277166.1862 | 0 | 0 | 0 | 0 | 0 | 0 | 0 | 0
2016-11-12 04:00 | 0 | 0 | 0 | 0 | 596746.275 | 0 | 385337 | 0 | 0 | 0 | 0 | 166102.9154 | 0 | 0 | 0 | 0 | 0 | 0 | 0 | 3340568.6282 | 0 | 7030.3561 | 0 | 0 | 0 | 0 | 0 | 0 | 0 | 0 | 0 | 83051.4577 | 0 | 0 | 0 | 0 | 0 | 0 | 0 | 0 | 0 | 121327.4612 | 0 | 7030.3561 | 0 | 0 | 0 | 0 | 0 | 0
2016-11-12 05:00 | 0 | 0 | 0 | 0 | 0 | 0 | 367248 | 0 | 0 | 0 | 0 | 83051.4577 | 0 | 0 | 0 | 0 | 0 | 0 | 0 | 3063402.442 | 0 | 0 | 0 | 0 | 0 | 0 | 0 | 0 | 0 | 0 | 0 | -83051.4577 | 0 | 0 | 0 | 0 | 0 | 0 | 0 | 0 | 0 | -277166.1862 | 0 | -7030.3561 | 0 | 0 | 0 | 0 | 0 | 0
2016-11-12 06:00 | 0 | 0 | 0 | 0 | 0 | 0 | 353155 | 0 | 0 | 0 | 0 | 0 | 0 | 0 | 0 | 0 | 0 | 0 | 0 | 2793298.8997 | 0 | 0 | 0 | 0 | 0 | 0 | 0 | 0 | 0 | 0 | 0 | -83051.4577 | 0 | 0 | 0 | 0 | 0 | 0 | 0 | 0 | 0 | -270103.5423 | 0 | 0 | 0 | 0 | 0 | 0 | 0 | 0
2016-11-12 07:00 | 0 | 0 | 0 | 0 | 593256.9702 | 0 | 344828 | 0 | 0 | 0 | 0 | 83051.4577 | 0 | 0 | 0 | 0 | 0 | 0 | 0 | 2958676.4122 | 0 | 0 | 0 | 0 | 0 | 0 | 0 | 0 | 0 | 0 | 0 | 83051.4577 | 0 | 0 | 0 | 0 | 0 | 0 | 0 | 0 | 0 | 165377.5124 | 0 | 0 | 0 | 0 | 0 | 0 | 0 | 0
2016-11-12 08:00 | 0 | 0 | 0 | 0 | 0 | 0 | 340511 | 0 | 0 | 0 | 0 | 0 | 0 | 0 | 0 | 0 | 0 | 0 | 0 | 2701216.8699 | 0 | 0 | 0 | 0 | 0 | 0 | 0 | 0 | 0 | 0 | 0 | -83051.4577 | 0 | 0 | 0 | 0 | 0 | 0 | 0 | 0 | 0 | -257459.5423 | 0 | 0 | 0 | 0 | 0 | 0 | 0 | 0
2016-11-12 09:00 | 0 | 0 | 0 | 0 | 63416.8138 | 0 | 340583 | 0 | 0 | 0 | 0 | 0 | 0 | 0 | 0 | 0 | 0 | 0 | 0 | 2424050.6837 | 0 | 0 | 0 | 0 | 0 | 0 | 0 | 0 | 0 | 0 | 0 | 0 | 0 | 0 | 0 | 0 | 0 | 0 | 0 | 0 | 0 | -277166.1862 | 0 | 0 | 0 | 0 | 0 | 0 | 0 | 0
2016-11-12 10:00 | 0 | 0 | 0 | 0 | 565425.3399 | 0 | 345289 | 0 | 0 | 0 | 0 | 83051.4577 | 0 | 0 | 0 | 0 | 0 | 0 | 0 | 2561135.5659 | 0 | 0 | 0 | 0 | 0 | 0 | 0 | 0 | 0 | 0 | 0 | 83051.4577 | 0 | 0 | 0 | 0 | 0 | 0 | 0 | 0 | 0 | 137084.8822 | 0 | 0 | 0 | 0 | 0 | 0 | 0 | 0
2016-11-12 11:00 | 0 | 0 | 0 | 0 | 0 | 0 | 355373 | 0 | 0 | 0 | 0 | 0 | 0 | 0 | 0 | 0 | 0 | 0 | 0 | 2288814.0236 | 0 | 0 | 0 | 0 | 0 | 0 | 0 | 0 | 0 | 0 | 0 | -83051.4577 | 0 | 0 | 0 | 0 | 0 | 0 | 0 | 0 | 0 | -272321.5423 | 0 | 0 | 0 | 0 | 0 | 0 | 0 | 0
2016-11-12 12:00 | 0 | 0 | 0 | 0 | 91229.8138 | 0 | 368396 | 0 | 0 | 0 | 0 | 0 | 0 | 0 | 0 | 0 | 0 | 0 | 0 | 2011647.8374 | 0 | 0 | 0 | 0 | 0 | 0 | 0 | 0 | 0 | 0 | 0 | 0 | 0 | 0 | 0 | 0 | 0 | 0 | 0 | 0 | 0 | -277166.1862 | 0 | 0 | 0 | 0 | 0 | 0 | 0 | 0
2016-11-12 13:00 | 0 | 0 | 0 | 0 | 521671.473 | 45.6725 | 381390 | 0 | 0 | 0 | 0 | 83051.4577 | 0 | 0 | 0 | 0 | 0 | 0 | 0 | 2068923.5252 | 0 | 0 | 0 | 0 | 0 | 0 | 0 | 0 | 0 | 0 | 0 | 83051.4577 | 0 | 0 | 0 | 0 | 0 | 0 | 0 | 0 | 0 | 57275.6878 | 0 | 0 | 0 | 0 | 0 | 0 | 0 | 0
2016-11-12 14:00 | 0 | 0 | 0 | 0 | 0 | 196495.7437 | 389712 | 0 | 0 | 0 | 0 | 0 | 0 | 0 | 0 | 0 | 0 | 0 | 0 | 1958758.7267 | 0 | 0 | 0 | 0 | 0 | 0 | 0 | 0 | 0 | 0 | 0 | -83051.4577 | 0 | 0 | 0 | 0 | 0 | 0 | 0 | 0 | 0 | -110164.7986 | 0 | 0 | 0 | 0 | 0 | 0 | 0 | 0
2016-11-12 15:00 | 0 | 0 | 0 | 0 | 270071.8479 | 459720.2563 | 392801 | 0 | 0 | 0 | 0 | 59824.918 | 0 | 0 | 0 | 0 | 0 | 0 | 0 | 2235924.9128 | 0 | 0 | 0 | 0 | 0 | 0 | 0 | 0 | 0 | 0 | 0 | 59824.918 | 0 | 0 | 0 | 0 | 0 | 0 | 0 | 0 | 0 | 277166.1862 | 0 | 0 | 0 | 0 | 0 | 0 | 0 | 0
2016-11-12 16:00 | 0 | 0 | 0 | 0 | 188687.0019 | 564641.642 | 393111 | 0 | 0 | 0 | 0 | 142876.3758 | 0 | 0 | 0 | 0 | 0 | 0 | 0 | 2513091.099 | 0 | 0 | 0 | 0 | 0 | 0 | 0 | 0 | 0 | 0 | 0 | 83051.4577 | 0 | 0 | 0 | 0 | 0 | 0 | 0 | 0 | 0 | 277166.1862 | 0 | 0 | 0 | 0 | 0 | 0 | 0 | 0
2016-11-12 17:00 | 0 | 0 | 0 | 0 | 0 | 572697.4988 | 391081 | 0 | 0 | 0 | 0 | 83051.4577 | 0 | 0 | 0 | 0 | 0 | 0 | 0 | 2754532.5158 | 0 | 0 | 0 | 0 | 0 | 0 | 0 | 0 | 0 | 0 | 0 | -59824.918 | 0 | 0 | 0 | 0 | 0 | 0 | 0 | 0 | 0 | 241441.4168 | 0 | 0 | 0 | 0 | 0 | 0 | 0 | 0
2016-11-12 18:00 | 0 | 0 | 0 | 0 | 0 | 560038.7006 | 388594 | 0 | 0 | 0 | 0 | 0 | 0 | 0 | 0 | 0 | 0 | 0 | 0 | 3009028.6741 | 0 | 0 | 0 | 0 | 0 | 0 | 0 | 0 | 0 | 0 | 0 | -83051.4577 | 0 | 0 | 0 | 0 | 0 | 0 | 0 | 0 | 0 | 254496.1583 | 0 | 0 | 0 | 0 | 0 | 0 | 0 | 0
2016-11-12 19:00 | 0 | 0 | 0 | 0 | 0 | 553846.7212 | 386795 | 0 | 0 | 0 | 0 | 83051.4577 | 0 | 0 | 0 | 0 | 0 | 0 | 0 | 3093028.9376 | 0 | 0 | 0 | 0 | 0 | 0 | 0 | 0 | 0 | 0 | 0 | 83051.4577 | 0 | 0 | 0 | 0 | 0 | 0 | 0 | 0 | 0 | 84000.2635 | 0 | 0 | 0 | 0 | 0 | 0 | 0 | 0
2016-11-12 20:00 | 0 | 0 | 0 | 0 | 14222.2349 | 567256.4936 | 387364 | 0 | 0 | 0 | 0 | 0 | 0 | 0 | 0 | 0 | 0 | 0 | 0 | 3370195.1237 | 0 | 0 | 0 | 0 | 0 | 0 | 0 | 0 | 0 | 0 | 0 | -83051.4577 | 0 | 0 | 0 | 0 | 0 | 0 | 0 | 0 | 0 | 277166.1862 | 0 | 0 | 0 | 0 | 0 | 0 | 0 | 0
2016-11-12 21:00 | 0 | 0 | 0 | 0 | 0 | 582416.823 | 392396 | 0 | 0 | 0 | 0 | 83051.4577 | 0 | 0 | 0 | 0 | 0 | 0 | 0 | 3477164.489 | 0 | 0 | 0 | 0 | 0 | 0 | 0 | 0 | 0 | 0 | 0 | 83051.4577 | 0 | 0 | 0 | 0 | 0 | 0 | 0 | 0 | 0 | 106969.3652 | 0 | 0 | 0 | 0 | 0 | 0 | 0 | 0
2016-11-12 22:00 | 0 | 0 | 0 | 0 | 148029.5986 | 535171.5875 | 406035 | 0 | 0 | 0 | 0 | 83051.4577 | 0 | 0 | 0 | 0 | 0 | 0 | 0 | 3754330.6751 | 0 | 0 | 0 | 0 | 0 | 0 | 0 | 0 | 0 | 0 | 0 | 0 | 0 | 0 | 0 | 0 | 0 | 0 | 0 | 0 | 0 | 277166.1862 | 0 | 0 | 0 | 0 | 0 | 0 | 0 | 0
2016-11-12 23:00 | 0 | 0 | 0 | 0 | 0 | 271589.2889 | 419527 | 0 | 0 | 0 | 0 | 166102.9154 | 0 | 0 | 0 | 0 | 0 | 0 | 0 | 3523341.5064 | 0 | 0 | 0 | 0 | 0 | 0 | 0 | 0 | 0 | 0 | 0 | 83051.4577 | 0 | 0 | 0 | 0 | 0 | 0 | 0 | 0 | 0 | -230989.1688 | 0 | 0 | 0 | 0 | 0 | 0 | 0 | 0
2016-11-13 | 0 | 0 | 0 | 0 | 41951.1604 | 20426.1957 | 422595 | 0 | 0 | 0 | 0 | 83051.4577 | 0 | 0 | 0 | 0 | 0 | 0 | 0 | 3246175.3202 | 0 | 0 | 0 | 0 | 0 | 0 | 0 | 0 | 0 | 0 | 0 | -83051.4577 | 0 | 0 | 0 | 0 | 0 | 0 | 0 | 0 | 0 | -277166.1862 | 0 | 0 | 0 | 0 | 0 | 0 | 0 | 0
2016-11-13 01:00 | 0 | 0 | 0 | 0 | 705563.8576 | 0 | 421057 | 0 | 0 | 0 | 0 | 166102.9154 | 0 | 0 | 0 | 0 | 0 | 0 | 0 | 3447630.7201 | 0 | 0 | 0 | 0 | 0 | 0 | 0 | 0 | 0 | 0 | 0 | 83051.4577 | 0 | 0 | 0 | 0 | 0 | 0 | 0 | 0 | 0 | 201455.3999 | 0 | 0 | 0 | 0 | 0 | 0 | 0 | 0
2016-11-13 02:00 | 0 | 0 | 0 | 0 | 51770.3561 | 0 | 411988 | 0 | 0 | 0 | 0 | 83051.4577 | 0 | 0 | 0 | 0 | 0 | 0 | 0 | 3170464.5339 | 0 | 0 | 0 | 0 | 0 | 0 | 0 | 0 | 0 | 0 | 0 | -83051.4577 | 0 | 0 | 0 | 0 | 0 | 0 | 0 | 0 | 0 | -277166.1862 | 0 | 0 | 0 | 0 | 0 | 0 | 0 | 0
2016-11-13 03:00 | 0 | 0 | 0 | 0 | 38108.3561 | 0 | 398326 | 0 | 0 | 0 | 0 | 0 | 0 | 0 | 0 | 0 | 0 | 0 | 0 | 2893298.3477 | 0 | 0 | 0 | 0 | 0 | 0 | 0 | 0 | 0 | 0 | 0 | -83051.4577 | 0 | 0 | 0 | 0 | 0 | 0 | 0 | 0 | 0 | -277166.1862 | 0 | 0 | 0 | 0 | 0 | 0 | 0 | 0
2016-11-13 04:00 | 0 | 0 | 0 | 0 | 188719.2715 | 0 | 382834 | 0 | 0 | 0 | 0 | 83051.4577 | 0 | 0 | 0 | 0 | 0 | 0 | 0 | 2616132.1616 | 0 | 0 | 0 | 0 | 0 | 0 | 0 | 0 | 0 | 0 | 0 | 83051.4577 | 0 | 0 | 0 | 0 | 0 | 0 | 0 | 0 | 0 | -277166.1862 | 0 | 0 | 0 | 0 | 0 | 0 | 0 | 0
2016-11-13 05:00 | 0 | 0 | 0 | 0 | 561732.7285 | 0 | 367618 | 0 | 0 | 0 | 0 | 0 | 0 | 0 | 0 | 0 | 0 | 0 | 0 | 2893298.3477 | 0 | 0 | 0 | 0 | 0 | 0 | 0 | 0 | 0 | 0 | 0 | -83051.4577 | 0 | 0 | 0 | 0 | 0 | 0 | 0 | 0 | 0 | 277166.1862 | 0 | 0 | 0 | 0 | 0 | 0 | 0 | 0
2016-11-13 06:00 | 0 | 0 | 0 | 0 | 78743.8138 | 0 | 355910 | 0 | 0 | 0 | 0 | 0 | 0 | 0 | 0 | 0 | 0 | 0 | 0 | 2616132.1616 | 0 | 0 | 0 | 0 | 0 | 0 | 0 | 0 | 0 | 0 | 0 | 0 | 0 | 0 | 0 | 0 | 0 | 0 | 0 | 0 | 0 | -277166.1862 | 0 | 0 | 0 | 0 | 0 | 0 | 0 | 0
2016-11-13 07:00 | 0 | 0 | 0 | 0 | 154598.2715 | 0 | 348713 | 0 | 0 | 0 | 0 | 83051.4577 | 0 | 0 | 0 | 0 | 0 | 0 | 0 | 2338965.9754 | 0 | 0 | 0 | 0 | 0 | 0 | 0 | 0 | 0 | 0 | 0 | 83051.4577 | 0 | 0 | 0 | 0 | 0 | 0 | 0 | 0 | 0 | -277166.1862 | 0 | 0 | 0 | 0 | 0 | 0 | 0 | 0
2016-11-13 08:00 | 0 | 0 | 0 | 0 | 0 | 0 | 343481 | 0 | 0 | 0 | 0 | 0 | 0 | 0 | 0 | 0 | 0 | 0 | 0 | 2078536.4331 | 0 | 0 | 0 | 0 | 0 | 0 | 0 | 0 | 0 | 0 | 0 | -83051.4577 | 0 | 0 | 0 | 0 | 0 | 0 | 0 | 0 | 0 | -260429.5423 | 0 | 0 | 0 | 0 | 0 | 0 | 0 | 0
2016-11-13 09:00 | 0 | 0 | 0 | 0 | 702319.6439 | 0 | 342102 | 0 | 0 | 0 | 0 | 83051.4577 | 0 | 0 | 0 | 0 | 0 | 0 | 0 | 2355702.6193 | 0 | 0 | 0 | 0 | 0 | 0 | 0 | 0 | 0 | 0 | 0 | 83051.4577 | 0 | 0 | 0 | 0 | 0 | 0 | 0 | 0 | 0 | 277166.1862 | 0 | 0 | 0 | 0 | 0 | 0 | 0 | 0
2016-11-13 10:00 | 0 | 0 | 0 | 0 | 152217.2715 | 0 | 346332 | 0 | 0 | 0 | 0 | 166102.9154 | 0 | 0 | 0 | 0 | 0 | 0 | 0 | 2078536.4331 | 0 | 0 | 0 | 0 | 0 | 0 | 0 | 0 | 0 | 0 | 0 | 83051.4577 | 0 | 0 | 0 | 0 | 0 | 0 | 0 | 0 | 0 | -277166.1862 | 0 | 0 | 0 | 0 | 0 | 0 | 0 | 0
2016-11-13 11:00 | 0 | 0 | 0 | 0 | 0 | 0 | 354510 | 0 | 0 | 0 | 0 | 83051.4577 | 0 | 0 | 0 | 0 | 0 | 0 | 0 | 1807077.8908 | 0 | 0 | 0 | 0 | 0 | 0 | 0 | 0 | 0 | 0 | 0 | -83051.4577 | 0 | 0 | 0 | 0 | 0 | 0 | 0 | 0 | 0 | -271458.5423 | 0 | 0 | 0 | 0 | 0 | 0 | 0 | 0
2016-11-13 12:00 | 0 | 0 | 0 | 0 | 559186.7285 | 0 | 365072 | 0 | 0 | 0 | 0 | 0 | 0 | 0 | 0 | 0 | 0 | 0 | 0 | 2084244.077 | 0 | 0 | 0 | 0 | 0 | 0 | 0 | 0 | 0 | 0 | 0 | -83051.4577 | 0 | 0 | 0 | 0 | 0 | 0 | 0 | 0 | 0 | 277166.1862 | 0 | 0 | 0 | 0 | 0 | 0 | 0 | 0
2016-11-13 13:00 | 0 | 0 | 0 | 0 | 669812.3712 | 35.2781 | 375353 | 0 | 0 | 0 | 0 | 83051.4577 | 0 | 0 | 0 | 0 | 0 | 0 | 0 | 2295687.2686 | 0 | 0 | 0 | 0 | 0 | 0 | 0 | 0 | 0 | 0 | 0 | 83051.4577 | 0 | 0 | 0 | 0 | 0 | 0 | 0 | 0 | 0 | 211443.1916 | 0 | 0 | 0 | 0 | 0 | 0 | 0 | 0
2016-11-13 14:00 | 0 | 0 | 0 | 0 | 0 | 179324.2068 | 381539 | 0 | 0 | 0 | 0 | 0 | 0 | 0 | 0 | 0 | 0 | 0 | 0 | 2176523.9331 | 0 | 0 | 0 | 0 | 0 | 0 | 0 | 0 | 0 | 0 | 0 | -83051.4577 | 0 | 0 | 0 | 0 | 0 | 0 | 0 | 0 | 0 | -119163.3355 | 0 | 0 | 0 | 0 | 0 | 0 | 0 | 0
2016-11-13 15:00 | 0 | 0 | 0 | 0 | 135151.5038 | 524175.6823 | 382161 | 0 | 0 | 0 | 0 | 0 | 0 | 0 | 0 | 0 | 0 | 0 | 0 | 2453690.1192 | 0 | 0 | 0 | 0 | 0 | 0 | 0 | 0 | 0 | 0 | 0 | 0 | 0 | 0 | 0 | 0 | 0 | 0 | 0 | 0 | 0 | 277166.1862 | 0 | 0 | 0 | 0 | 0 | 0 | 0 | 0
2016-11-13 16:00 | 0 | 0 | 0 | 0 | 93381.2718 | 648389.3721 | 381553 | 0 | 0 | 0 | 0 | 83051.4577 | 0 | 0 | 0 | 0 | 0 | 0 | 0 | 2730856.3054 | 0 | 0 | 0 | 0 | 0 | 0 | 0 | 0 | 0 | 0 | 0 | 83051.4577 | 0 | 0 | 0 | 0 | 0 | 0 | 0 | 0 | 0 | 277166.1862 | 0 | 0 | 0 | 0 | 0 | 0 | 0 | 0
2016-11-13 17:00 | 0 | 0 | 0 | 0 | 0 | 640903.0004 | 381489 | 0 | 0 | 0 | 0 | 65299.272 | 0 | 0 | 0 | 0 | 0 | 0 | 0 | 3008022.4915 | 0 | 0 | 0 | 0 | 0 | 0 | 0 | 0 | 0 | 0 | 0 | -17752.1857 | 0 | 0 | 0 | 0 | 0 | 0 | 0 | 0 | 0 | 277166.1862 | 0 | 0 | 0 | 0 | 0 | 0 | 0 | 0
2016-11-13 18:00 | 0 | 0 | 0 | 0 | 0 | 606894.6348 | 381742 | 0 | 0 | 0 | 0 | 13285.7206 | 0 | 0 | 0 | 0 | 0 | 0 | 0 | 3285188.6777 | 0 | 0 | 0 | 0 | 0 | 0 | 0 | 0 | 0 | 0 | 0 | -52013.5514 | 0 | 0 | 0 | 0 | 0 | 0 | 0 | 0 | 0 | 277166.1862 | 0 | 0 | 0 | 0 | 0 | 0 | 0 | 0
2016-11-13 19:00 | 0 | 0 | 0 | 0 | 0 | 593751.7675 | 382484 | 0 | 0 | 0 | 0 | 96337.1783 | 0 | 0 | 0 | 0 | 0 | 0 | 0 | 3413404.9875 | 0 | 0 | 0 | 0 | 0 | 0 | 0 | 0 | 0 | 0 | 0 | 83051.4577 | 0 | 0 | 0 | 0 | 0 | 0 | 0 | 0 | 0 | 128216.3098 | 0 | 0 | 0 | 0 | 0 | 0 | 0 | 0
2016-11-13 20:00 | 0 | 0 | 0 | 0 | 132330.3844 | 612461.2595 | 384574 | 0 | 0 | 0 | 0 | 179388.636 | 0 | 0 | 0 | 0 | 0 | 0 | 0 | 3690571.1737 | 0 | 0 | 0 | 0 | 0 | 0 | 0 | 0 | 0 | 0 | 0 | 83051.4577 | 0 | 0 | 0 | 0 | 0 | 0 | 0 | 0 | 0 | 277166.1862 | 0 | 0 | 0 | 0 | 0 | 0 | 0 | 0
2016-11-13 21:00 | 0 | 0 | 0 | 0 | 0 | 643270.9431 | 391806 | 0 | 0 | 0 | 0 | 153687.3929 | 0 | 0 | 0 | 0 | 0 | 0 | 0 | 3967737.3598 | 0 | 0 | 0 | 0 | 0 | 0 | 0 | 0 | 0 | 0 | 0 | -25701.2431 | 0 | 0 | 0 | 0 | 0 | 0 | 0 | 0 | 0 | 277166.1862 | 0 | 0 | 0 | 0 | 0 | 0 | 0 | 0
2016-11-13 22:00 | 0 | 0 | 0 | 0 | 0 | 607400.8325 | 408986 | 0 | 0 | 0 | 0 | 74936.0392 | 0 | 0 | 0 | 0 | 0 | 0 | 0 | 4244903.546 | 0 | 0 | 0 | 0 | 0 | 0 | 0 | 0 | 0 | 0 | 0 | -78751.3537 | 0 | 0 | 0 | 0 | 0 | 0 | 0 | 0 | 0 | 277166.1862 | 0 | 0 | 0 | 0 | 0 | 0 | 0 | 0
2016-11-13 23:00 | 0 | 0 | 0 | 0 | 0 | 332776.9656 | 426882 | 0 | 0 | 0 | 0 | 157987.4969 | 0 | 0 | 0 | 0 | 0 | 0 | 0 | 4067747.0539 | 0 | 0 | 0 | 0 | 0 | 0 | 0 | 0 | 0 | 0 | 0 | 83051.4577 | 0 | 0 | 0 | 0 | 0 | 0 | 0 | 0 | 0 | -177156.4921 | 0 | 0 | 0 | 0 | 0 | 0 | 0 | 0
2016-11-14 | 0 | 0 | 0 | 0 | 47720.7433 | 23014.6128 | 430953 | 0 | 0 | 0 | 0 | 74936.0392 | 0 | 0 | 0 | 0 | 0 | 0 | 0 | 3790580.8677 | 0 | 0 | 0 | 0 | 0 | 0 | 0 | 0 | 0 | 0 | 0 | -83051.4577 | 0 | 0 | 0 | 0 | 0 | 0 | 0 | 0 | 0 | -277166.1862 | 0 | 0 | 0 | 0 | 0 | 0 | 0 | 0
2016-11-14 01:00 | 0 | 0 | 0 | 0 | 669383.936 | 0 | 430938 | 0 | 0 | 0 | 0 | 157987.4969 | 0 | 0 | 0 | 0 | 0 | 0 | 0 | 3945975.346 | 0 | 0 | 0 | 0 | 0 | 0 | 0 | 0 | 0 | 0 | 0 | 83051.4577 | 0 | 0 | 0 | 0 | 0 | 0 | 0 | 0 | 0 | 155394.4783 | 0 | 0 | 0 | 0 | 0 | 0 | 0 | 0
2016-11-14 02:00 | 0 | 0 | 0 | 0 | 57528.3561 | 0 | 417746 | 0 | 0 | 0 | 0 | 74936.0392 | 0 | 0 | 0 | 0 | 0 | 0 | 0 | 3668809.1599 | 0 | 0 | 0 | 0 | 0 | 0 | 0 | 0 | 0 | 0 | 0 | -83051.4577 | 0 | 0 | 0 | 0 | 0 | 0 | 0 | 0 | 0 | -277166.1862 | 0 | 0 | 0 | 0 | 0 | 0 | 0 | 0
2016-11-14 03:00 | 0 | 0 | 0 | 0 | 130451.2323 | 0 | 399502 | 0 | 0 | 0 | 0 | 83051.4577 | 0 | 0 | 0 | 0 | 0 | 0 | 0 | 3391642.9737 | 0 | 0 | 0 | 0 | 0 | 0 | 0 | 0 | 0 | 0 | 0 | 8115.4185 | 0 | 0 | 0 | 0 | 0 | 0 | 0 | 0 | 0 | -277166.1862 | 0 | 0 | 0 | 0 | 0 | 0 | 0 | 0
2016-11-14 04:00 | 0 | 0 | 0 | 0 | 646596.2964 | 0 | 379881 | 0 | 0 | 0 | 0 | 166102.9154 | 0 | 0 | 0 | 0 | 0 | 0 | 0 | 3572611.4562 | 0 | 2695.3561 | 0 | 0 | 0 | 0 | 0 | 0 | 0 | 0 | 0 | 83051.4577 | 0 | 0 | 0 | 0 | 0 | 0 | 0 | 0 | 0 | 180968.4825 | 0 | 2695.3561 | 0 | 0 | 0 | 0 | 0 | 0
2016-11-14 05:00 | 0 | 0 | 0 | 0 | 0 | 0 | 362913 | 0 | 0 | 0 | 0 | 83051.4577 | 0 | 0 | 0 | 0 | 0 | 0 | 0 | 3295445.27 | 0 | 0 | 0 | 0 | 0 | 0 | 0 | 0 | 0 | 0 | 0 | -83051.4577 | 0 | 0 | 0 | 0 | 0 | 0 | 0 | 0 | 0 | -277166.1862 | 0 | -2695.3561 | 0 | 0 | 0 | 0 | 0 | 0
2016-11-14 06:00 | 0 | 0 | 0 | 0 | 0 | 0 | 349904 | 0 | 0 | 0 | 0 | 0 | 0 | 0 | 0 | 0 | 0 | 0 | 0 | 3028592.7277 | 0 | 0 | 0 | 0 | 0 | 0 | 0 | 0 | 0 | 0 | 0 | -83051.4577 | 0 | 0 | 0 | 0 | 0 | 0 | 0 | 0 | 0 | -266852.5423 | 0 | 0 | 0 | 0 | 0 | 0 | 0 | 0
2016-11-14 07:00 | 0 | 0 | 0 | 0 | 618591.8354 | 0 | 342914 | 0 | 0 | 0 | 0 | 83051.4577 | 0 | 0 | 0 | 0 | 0 | 0 | 0 | 3221219.1054 | 0 | 0 | 0 | 0 | 0 | 0 | 0 | 0 | 0 | 0 | 0 | 83051.4577 | 0 | 0 | 0 | 0 | 0 | 0 | 0 | 0 | 0 | 192626.3777 | 0 | 0 | 0 | 0 | 0 | 0 | 0 | 0
2016-11-14 08:00 | 0 | 0 | 0 | 0 | 0 | 0 | 341012 | 0 | 0 | 0 | 0 | 0 | 0 | 0 | 0 | 0 | 0 | 0 | 0 | 2963258.5631 | 0 | 0 | 0 | 0 | 0 | 0 | 0 | 0 | 0 | 0 | 0 | -83051.4577 | 0 | 0 | 0 | 0 | 0 | 0 | 0 | 0 | 0 | -257960.5423 | 0 | 0 | 0 | 0 | 0 | 0 | 0 | 0
2016-11-14 09:00 | 0 | 0 | 0 | 0 | 68809.8138 | 0 | 345976 | 0 | 0 | 0 | 0 | 0 | 0 | 0 | 0 | 0 | 0 | 0 | 0 | 2686092.377 | 0 | 0 | 0 | 0 | 0 | 0 | 0 | 0 | 0 | 0 | 0 | 0 | 0 | 0 | 0 | 0 | 0 | 0 | 0 | 0 | 0 | -277166.1862 | 0 | 0 | 0 | 0 | 0 | 0 | 0 | 0
2016-11-14 10:00 | 0 | 0 | 0 | 0 | 526270.7365 | 0 | 362341 | 0 | 0 | 0 | 0 | 83051.4577 | 0 | 0 | 0 | 0 | 0 | 0 | 0 | 2766970.6557 | 0 | 0 | 0 | 0 | 0 | 0 | 0 | 0 | 0 | 0 | 0 | 83051.4577 | 0 | 0 | 0 | 0 | 0 | 0 | 0 | 0 | 0 | 80878.2787 | 0 | 0 | 0 | 0 | 0 | 0 | 0 | 0
2016-11-14 11:00 | 0 | 0 | 0 | 0 | 33471.3561 | 0 | 393689 | 0 | 0 | 0 | 0 | 0 | 0 | 0 | 0 | 0 | 0 | 0 | 0 | 2489804.4696 | 0 | 0 | 0 | 0 | 0 | 0 | 0 | 0 | 0 | 0 | 0 | -83051.4577 | 0 | 0 | 0 | 0 | 0 | 0 | 0 | 0 | 0 | -277166.1862 | 0 | 0 | 0 | 0 | 0 | 0 | 0 | 0
2016-11-14 12:00 | 0 | 0 | 0 | 0 | 468365.1741 | 0 | 421004 | 0 | 0 | 0 | 0 | 83051.4577 | 0 | 0 | 0 | 0 | 0 | 0 | 0 | 2454114.186 | 0 | 0 | 0 | 0 | 0 | 0 | 0 | 0 | 0 | 0 | 0 | 83051.4577 | 0 | 0 | 0 | 0 | 0 | 0 | 0 | 0 | 0 | -35690.2836 | 0 | 0 | 0 | 0 | 0 | 0 | 0 | 0
2016-11-14 13:00 | 0 | 0 | 0 | 0 | 441293.8657 | 24.9887 | 430839 | 0 | 0 | 0 | 0 | 0 | 0 | 0 | 0 | 0 | 0 | 0 | 0 | 2547645.4981 | 0 | 0 | 0 | 0 | 0 | 0 | 0 | 0 | 0 | 0 | 0 | -83051.4577 | 0 | 0 | 0 | 0 | 0 | 0 | 0 | 0 | 0 | 93531.3121 | 0 | 0 | 0 | 0 | 0 | 0 | 0 | 0
2016-11-14 14:00 | 0 | 0 | 0 | 0 | 325591.3975 | 195405.9718 | 433072 | 0 | 0 | 0 | 0 | 3752.4129 | 0 | 0 | 0 | 0 | 0 | 0 | 0 | 2624064.6364 | 0 | 7753.8181 | 0 | 0 | 0 | 0 | 0 | 0 | 0 | 0 | 0 | 3752.4129 | 0 | 0 | 0 | 0 | 0 | 0 | 0 | 0 | 0 | 76419.1383 | 0 | 7753.8181 | 0 | 0 | 0 | 0 | 0 | 0
2016-11-14 15:00 | 0 | 0 | 0 | 0 | 201013.2994 | 538770.5552 | 432017 | 0 | 0 | 0 | 0 | 86803.8706 | 0 | 0 | 0 | 0 | 0 | 0 | 0 | 2816006.9479 | 0 | 40526.9035 | 0 | 0 | 0 | 0 | 0 | 0 | 0 | 0 | 0 | 83051.4577 | 0 | 0 | 0 | 0 | 0 | 0 | 0 | 0 | 0 | 191942.3115 | 0 | 32773.0854 | 0 | 0 | 0 | 0 | 0 | 0
2016-11-14 16:00 | 0 | 0 | 0 | 0 | 0 | 670612.9859 | 430617 | 0 | 0 | 0 | 0 | 82406.7556 | 0 | 0 | 0 | 0 | 0 | 0 | 0 | 3093173.134 | 0 | 7753.8181 | 0 | 0 | 0 | 0 | 0 | 0 | 0 | 0 | 0 | -4397.1149 | 0 | 0 | 0 | 0 | 0 | 0 | 0 | 0 | 0 | 277166.1862 | 0 | -32773.0854 | 0 | 0 | 0 | 0 | 0 | 0
2016-11-14 17:00 | 0 | 0 | 0 | 0 | 0 | 663774.9837 | 428936 | 0 | 0 | 0 | 0 | 165458.2133 | 0 | 0 | 0 | 0 | 0 | 0 | 0 | 3252714.4781 | 0 | 0 | 0 | 0 | 0 | 0 | 0 | 0 | 0 | 0 | 0 | 83051.4577 | 0 | 0 | 0 | 0 | 0 | 0 | 0 | 0 | 0 | 159541.3441 | 0 | -7753.8181 | 0 | 0 | 0 | 0 | 0 | 0
2016-11-14 18:00 | 0 | 0 | 0 | 0 | 0 | 623829.4305 | 429070 | 0 | 0 | 0 | 0 | 83051.4577 | 0 | 0 | 0 | 0 | 0 | 0 | 0 | 3529880.6643 | 0 | 0 | 0 | 0 | 0 | 0 | 0 | 0 | 0 | 0 | 0 | -82406.7556 | 0 | 0 | 0 | 0 | 0 | 0 | 0 | 0 | 0 | 277166.1862 | 0 | 0 | 0 | 0 | 0 | 0 | 0 | 0
2016-11-14 19:00 | 0 | 0 | 0 | 0 | 0 | 609278.756 | 429960 | 0 | 0 | 0 | 0 | 0 | 0 | 0 | 0 | 0 | 0 | 0 | 0 | 3792250.878 | 0 | 0 | 0 | 0 | 0 | 0 | 0 | 0 | 0 | 0 | 0 | -83051.4577 | 0 | 0 | 0 | 0 | 0 | 0 | 0 | 0 | 0 | 262370.2137 | 0 | 0 | 0 | 0 | 0 | 0 | 0 | 0
2016-11-14 20:00 | 0 | 0 | 0 | 0 | 0 | 628521.6277 | 430707 | 0 | 0 | 0 | 0 | 83051.4577 | 0 | 0 | 0 | 0 | 0 | 0 | 0 | 3907014.048 | 0 | 0 | 0 | 0 | 0 | 0 | 0 | 0 | 0 | 0 | 0 | 83051.4577 | 0 | 0 | 0 | 0 | 0 | 0 | 0 | 0 | 0 | 114763.17 | 0 | 0 | 0 | 0 | 0 | 0 | 0 | 0
2016-11-14 21:00 | 0 | 0 | 0 | 0 | 0 | 666997.5404 | 436153 | 0 | 0 | 0 | 0 | 28975.9938 | 0 | 0 | 0 | 0 | 0 | 0 | 0 | 4184180.2341 | 0 | 7753.8181 | 0 | 0 | 0 | 0 | 0 | 0 | 0 | 0 | 0 | -54075.4639 | 0 | 0 | 0 | 0 | 0 | 0 | 0 | 0 | 0 | 277166.1862 | 0 | 7753.8181 | 0 | 0 | 0 | 0 | 0 | 0
2016-11-14 22:00 | 0 | 0 | 0 | 0 | 0 | 631363.9337 | 450135 | 0 | 0 | 0 | 0 | 112027.4515 | 0 | 0 | 0 | 0 | 0 | 0 | 0 | 4249584.6248 | 0 | 40526.9035 | 0 | 0 | 0 | 0 | 0 | 0 | 0 | 0 | 0 | 83051.4577 | 0 | 0 | 0 | 0 | 0 | 0 | 0 | 0 | 0 | 65404.3906 | 0 | 32773.0854 | 0 | 0 | 0 | 0 | 0 | 0
2016-11-14 23:00 | 0 | 0 | 0 | 0 | 310455.1623 | 353733.1758 | 462512 | 0 | 0 | 0 | 0 | 195078.9092 | 0 | 0 | 0 | 0 | 0 | 0 | 0 | 4400982.5906 | 0 | 7753.8181 | 0 | 0 | 0 | 0 | 0 | 0 | 0 | 0 | 0 | 83051.4577 | 0 | 0 | 0 | 0 | 0 | 0 | 0 | 0 | 0 | 151397.9658 | 0 | -32773.0854 | 0 | 0 | 0 | 0 | 0 | 0
2016-11-15 | 0 | 0 | 0 | 0 | 76769.628 | 18984.91 | 463726 | 0 | 0 | 0 | 0 | 112027.4515 | 0 | 0 | 0 | 0 | 0 | 0 | 0 | 4123816.4044 | 0 | 0 | 0 | 0 | 0 | 0 | 0 | 0 | 0 | 0 | 0 | -83051.4577 | 0 | 0 | 0 | 0 | 0 | 0 | 0 | 0 | 0 | -277166.1862 | 0 | -7753.8181 | 0 | 0 | 0 | 0 | 0 | 0
2016-11-15 01:00 | 0 | 0 | 0 | 0 | 351010.0241 | 0 | 458080 | 0 | 0 | 0 | 0 | 156858.2715 | 0 | 0 | 0 | 0 | 0 | 0 | 0 | 3971915.6085 | 0 | 0 | 0 | 0 | 0 | 0 | 0 | 0 | 0 | 0 | 0 | 44830.82 | 0 | 0 | 0 | 0 | 0 | 0 | 0 | 0 | 0 | -151900.796 | 0 | 0 | 0 | 0 | 0 | 0 | 0 | 0
2016-11-15 02:00 | 0 | 0 | 0 | 0 | 81705.3561 | 0 | 441923 | 0 | 0 | 0 | 0 | 73806.8138 | 0 | 0 | 0 | 0 | 0 | 0 | 0 | 3694749.4223 | 0 | 0 | 0 | 0 | 0 | 0 | 0 | 0 | 0 | 0 | 0 | -83051.4577 | 0 | 0 | 0 | 0 | 0 | 0 | 0 | 0 | 0 | -277166.1862 | 0 | 0 | 0 | 0 | 0 | 0 | 0 | 0
2016-11-15 03:00 | 0 | 0 | 0 | 0 | 408246.7593 | 0 | 419149 | 0 | 0 | 0 | 0 | 156858.2715 | 0 | 0 | 0 | 0 | 0 | 0 | 0 | 3600795.7239 | 0 | 0 | 0 | 0 | 0 | 0 | 0 | 0 | 0 | 0 | 0 | 83051.4577 | 0 | 0 | 0 | 0 | 0 | 0 | 0 | 0 | 0 | -93953.6984 | 0 | 0 | 0 | 0 | 0 | 0 | 0 | 0
2016-11-15 04:00 | 0 | 0 | 0 | 0 | 33792.3561 | 0 | 394010 | 0 | 0 | 0 | 0 | 73806.8138 | 0 | 0 | 0 | 0 | 0 | 0 | 0 | 3323629.5377 | 0 | 0 | 0 | 0 | 0 | 0 | 0 | 0 | 0 | 0 | 0 | -83051.4577 | 0 | 0 | 0 | 0 | 0 | 0 | 0 | 0 | 0 | -277166.1862 | 0 | 0 | 0 | 0 | 0 | 0 | 0 | 0
2016-11-15 05:00 | 0 | 0 | 0 | 0 | 487193.8763 | 0 | 374011 | 0 | 0 | 0 | 0 | 156858.2715 | 0 | 0 | 0 | 0 | 0 | 0 | 0 | 3353760.9562 | 0 | 0 | 0 | 0 | 0 | 0 | 0 | 0 | 0 | 0 | 0 | 83051.4577 | 0 | 0 | 0 | 0 | 0 | 0 | 0 | 0 | 0 | 30131.4186 | 0 | 0 | 0 | 0 | 0 | 0 | 0 | 0
2016-11-15 06:00 | 0 | 0 | 0 | 0 | 0 | 0 | 359783 | 0 | 0 | 0 | 0 | 73806.8138 | 0 | 0 | 0 | 0 | 0 | 0 | 0 | 3077029.4139 | 0 | 0 | 0 | 0 | 0 | 0 | 0 | 0 | 0 | 0 | 0 | -83051.4577 | 0 | 0 | 0 | 0 | 0 | 0 | 0 | 0 | 0 | -276731.5423 | 0 | 0 | 0 | 0 | 0 | 0 | 0 | 0
2016-11-15 07:00 | 0 | 0 | 0 | 0 | 0 | 0 | 350973 | 0 | 0 | 0 | 0 | 0 | 0 | 0 | 0 | 0 | 0 | 0 | 0 | 2799863.2278 | 0 | 0 | 0 | 0 | 0 | 0 | 0 | 0 | 0 | 0 | 0 | -73806.8138 | 0 | 0 | 0 | 0 | 0 | 0 | 0 | 0 | 0 | -277166.1862 | 0 | 0 | 0 | 0 | 0 | 0 | 0 | 0
2016-11-15 08:00 | 0 | 0 | 0 | 0 | 563923.2057 | 0 | 347090 | 0 | 0 | 0 | 0 | 83051.4577 | 0 | 0 | 0 | 0 | 0 | 0 | 0 | 2933644.9758 | 0 | 0 | 0 | 0 | 0 | 0 | 0 | 0 | 0 | 0 | 0 | 83051.4577 | 0 | 0 | 0 | 0 | 0 | 0 | 0 | 0 | 0 | 133781.748 | 0 | 0 | 0 | 0 | 0 | 0 | 0 | 0
2016-11-15 09:00 | 0 | 0 | 0 | 0 | 0 | 0 | 349717 | 0 | 0 | 0 | 0 | 0 | 0 | 0 | 0 | 0 | 0 | 0 | 0 | 2666979.4335 | 0 | 0 | 0 | 0 | 0 | 0 | 0 | 0 | 0 | 0 | 0 | -83051.4577 | 0 | 0 | 0 | 0 | 0 | 0 | 0 | 0 | 0 | -266665.5423 | 0 | 0 | 0 | 0 | 0 | 0 | 0 | 0
2016-11-15 10:00 | 0 | 0 | 0 | 0 | 167607.2715 | 0 | 361722 | 0 | 0 | 0 | 0 | 83051.4577 | 0 | 0 | 0 | 0 | 0 | 0 | 0 | 2389813.2474 | 0 | 0 | 0 | 0 | 0 | 0 | 0 | 0 | 0 | 0 | 0 | 83051.4577 | 0 | 0 | 0 | 0 | 0 | 0 | 0 | 0 | 0 | -277166.1862 | 0 | 0 | 0 | 0 | 0 | 0 | 0 | 0
2016-11-15 11:00 | 0 | 0 | 0 | 0 | 571974.8486 | 0 | 391526 | 0 | 0 | 0 | 0 | 166102.9154 | 0 | 0 | 0 | 0 | 0 | 0 | 0 | 2487210.6383 | 0 | 0 | 0 | 0 | 0 | 0 | 0 | 0 | 0 | 0 | 0 | 83051.4577 | 0 | 0 | 0 | 0 | 0 | 0 | 0 | 0 | 0 | 97397.3909 | 0 | 0 | 0 | 0 | 0 | 0 | 0 | 0
2016-11-15 12:00 | 0 | 0 | 0 | 0 | 57492.3561 | 0 | 417710 | 0 | 0 | 0 | 0 | 83051.4577 | 0 | 0 | 0 | 0 | 0 | 0 | 0 | 2210044.4521 | 0 | 0 | 0 | 0 | 0 | 0 | 0 | 0 | 0 | 0 | 0 | -83051.4577 | 0 | 0 | 0 | 0 | 0 | 0 | 0 | 0 | 0 | -277166.1862 | 0 | 0 | 0 | 0 | 0 | 0 | 0 | 0
2016-11-15 13:00 | 0 | 0 | 0 | 0 | 565631.1757 | 25.9336 | 426726 | 0 | 0 | 0 | 0 | 0 | 0 | 0 | 0 | 0 | 0 | 0 | 0 | 2432027.0191 | 0 | 0 | 0 | 0 | 0 | 0 | 0 | 0 | 0 | 0 | 0 | -83051.4577 | 0 | 0 | 0 | 0 | 0 | 0 | 0 | 0 | 0 | 221982.567 | 0 | 0 | 0 | 0 | 0 | 0 | 0 | 0
2016-11-15 14:00 | 0 | 0 | 0 | 0 | 436795.9678 | 210480.0137 | 429103 | 0 | 0 | 0 | 0 | 83051.4577 | 0 | 0 | 0 | 0 | 0 | 0 | 0 | 2559394.7248 | 0 | 7753.8181 | 0 | 0 | 0 | 0 | 0 | 0 | 0 | 0 | 0 | 83051.4577 | 0 | 0 | 0 | 0 | 0 | 0 | 0 | 0 | 0 | 127367.7056 | 0 | 7753.8181 | 0 | 0 | 0 | 0 | 0 | 0
2016-11-15 15:00 | 0 | 0 | 0 | 0 | 181155.619 | 591260.3777 | 428933 | 0 | 0 | 0 | 0 | 116595.1829 | 0 | 0 | 0 | 0 | 0 | 0 | 0 | 2836560.9109 | 0 | 40526.9035 | 0 | 0 | 0 | 0 | 0 | 0 | 0 | 0 | 0 | 33543.7252 | 0 | 0 | 0 | 0 | 0 | 0 | 0 | 0 | 0 | 277166.1862 | 0 | 32773.0854 | 0 | 0 | 0 | 0 | 0 | 0
2016-11-15 16:00 | 0 | 0 | 0 | 0 | 0 | 694351.1367 | 427043 | 0 | 0 | 0 | 0 | 139510.2188 | 0 | 0 | 0 | 0 | 0 | 0 | 0 | 3113727.0971 | 0 | 7753.8181 | 0 | 0 | 0 | 0 | 0 | 0 | 0 | 0 | 0 | 22915.0359 | 0 | 0 | 0 | 0 | 0 | 0 | 0 | 0 | 0 | 277166.1862 | 0 | -32773.0854 | 0 | 0 | 0 | 0 | 0 | 0
2016-11-15 17:00 | 0 | 0 | 0 | 0 | 0 | 665932.4074 | 426613 | 0 | 0 | 0 | 0 | 222561.6765 | 0 | 0 | 0 | 0 | 0 | 0 | 0 | 3277748.8649 | 0 | 0 | 0 | 0 | 0 | 0 | 0 | 0 | 0 | 0 | 0 | 83051.4577 | 0 | 0 | 0 | 0 | 0 | 0 | 0 | 0 | 0 | 164021.7678 | 0 | -7753.8181 | 0 | 0 | 0 | 0 | 0 | 0
2016-11-15 18:00 | 0 | 0 | 0 | 0 | 0 | 621516.822 | 428470 | 0 | 0 | 0 | 0 | 139510.2188 | 0 | 0 | 0 | 0 | 0 | 0 | 0 | 3553847.1446 | 0 | 0 | 0 | 0 | 0 | 0 | 0 | 0 | 0 | 0 | 0 | -83051.4577 | 0 | 0 | 0 | 0 | 0 | 0 | 0 | 0 | 0 | 276098.2797 | 0 | 0 | 0 | 0 | 0 | 0 | 0 | 0
2016-11-15 19:00 | 0 | 0 | 0 | 0 | 0 | 603014.6907 | 429860 | 0 | 0 | 0 | 0 | 56458.7611 | 0 | 0 | 0 | 0 | 0 | 0 | 0 | 3810053.293 | 0 | 0 | 0 | 0 | 0 | 0 | 0 | 0 | 0 | 0 | 0 | -83051.4577 | 0 | 0 | 0 | 0 | 0 | 0 | 0 | 0 | 0 | 256206.1484 | 0 | 0 | 0 | 0 | 0 | 0 | 0 | 0
2016-11-15 20:00 | 0 | 0 | 0 | 0 | 0 | 616313.1985 | 431192 | 0 | 0 | 0 | 0 | 139510.2188 | 0 | 0 | 0 | 0 | 0 | 0 | 0 | 3912123.0338 | 0 | 0 | 0 | 0 | 0 | 0 | 0 | 0 | 0 | 0 | 0 | 83051.4577 | 0 | 0 | 0 | 0 | 0 | 0 | 0 | 0 | 0 | 102069.7408 | 0 | 0 | 0 | 0 | 0 | 0 | 0 | 0
2016-11-15 21:00 | 0 | 0 | 0 | 0 | 0 | 642717.5609 | 435035 | 0 | 0 | 0 | 0 | 62272.7755 | 0 | 0 | 0 | 0 | 0 | 0 | 0 | 4189289.2199 | 0 | 7753.8181 | 0 | 0 | 0 | 0 | 0 | 0 | 0 | 0 | 0 | -77237.4433 | 0 | 0 | 0 | 0 | 0 | 0 | 0 | 0 | 0 | 277166.1862 | 0 | 7753.8181 | 0 | 0 | 0 | 0 | 0 | 0
2016-11-15 22:00 | 0 | 0 | 0 | 0 | 0 | 601193.8053 | 447443 | 0 | 0 | 0 | 0 | 145324.2332 | 0 | 0 | 0 | 0 | 0 | 0 | 0 | 4227215.4822 | 0 | 40526.9035 | 0 | 0 | 0 | 0 | 0 | 0 | 0 | 0 | 0 | 83051.4577 | 0 | 0 | 0 | 0 | 0 | 0 | 0 | 0 | 0 | 37926.2622 | 0 | 32773.0854 | 0 | 0 | 0 | 0 | 0 | 0
2016-11-15 23:00 | 0 | 0 | 0 | 0 | 333294.5612 | 303119.6747 | 457660 | 0 | 0 | 0 | 0 | 228375.6909 | 0 | 0 | 0 | 0 | 0 | 0 | 0 | 4355691.3457 | 0 | 7753.8181 | 0 | 0 | 0 | 0 | 0 | 0 | 0 | 0 | 0 | 83051.4577 | 0 | 0 | 0 | 0 | 0 | 0 | 0 | 0 | 0 | 128475.8636 | 0 | -32773.0854 | 0 | 0 | 0 | 0 | 0 | 0
2016-11-16 | 0 | 0 | 0 | 0 | 75959.3287 | 15531.2093 | 459462 | 0 | 0 | 0 | 0 | 145324.2332 | 0 | 0 | 0 | 0 | 0 | 0 | 0 | 4078525.1596 | 0 | 0 | 0 | 0 | 0 | 0 | 0 | 0 | 0 | 0 | 0 | -83051.4577 | 0 | 0 | 0 | 0 | 0 | 0 | 0 | 0 | 0 | -277166.1862 | 0 | -7753.8181 | 0 | 0 | 0 | 0 | 0 | 0
2016-11-16 01:00 | 0 | 0 | 0 | 0 | 433731.5383 | 0 | 454621 | 0 | 0 | 0 | 0 | 166102.9154 | 0 | 0 | 0 | 0 | 0 | 0 | 0 | 4036857.0156 | 0 | 0 | 0 | 0 | 0 | 0 | 0 | 0 | 0 | 0 | 0 | 20778.6822 | 0 | 0 | 0 | 0 | 0 | 0 | 0 | 0 | 0 | -41668.1439 | 0 | 0 | 0 | 0 | 0 | 0 | 0 | 0
2016-11-16 02:00 | 0 | 0 | 0 | 0 | 79234.3561 | 0 | 439452 | 0 | 0 | 0 | 0 | 83051.4577 | 0 | 0 | 0 | 0 | 0 | 0 | 0 | 3759690.8294 | 0 | 0 | 0 | 0 | 0 | 0 | 0 | 0 | 0 | 0 | 0 | -83051.4577 | 0 | 0 | 0 | 0 | 0 | 0 | 0 | 0 | 0 | -277166.1862 | 0 | 0 | 0 | 0 | 0 | 0 | 0 | 0
2016-11-16 03:00 | 0 | 0 | 0 | 0 | 483466.974 | 0 | 416820 | 0 | 0 | 0 | 0 | 166102.9154 | 0 | 0 | 0 | 0 | 0 | 0 | 0 | 3743286.3458 | 0 | 0 | 0 | 0 | 0 | 0 | 0 | 0 | 0 | 0 | 0 | 83051.4577 | 0 | 0 | 0 | 0 | 0 | 0 | 0 | 0 | 0 | -16404.4837 | 0 | 0 | 0 | 0 | 0 | 0 | 0 | 0
2016-11-16 04:00 | 0 | 0 | 0 | 0 | 32366.3561 | 0 | 392584 | 0 | 0 | 0 | 0 | 83051.4577 | 0 | 0 | 0 | 0 | 0 | 0 | 0 | 3466120.1596 | 0 | 0 | 0 | 0 | 0 | 0 | 0 | 0 | 0 | 0 | 0 | -83051.4577 | 0 | 0 | 0 | 0 | 0 | 0 | 0 | 0 | 0 | -277166.1862 | 0 | 0 | 0 | 0 | 0 | 0 | 0 | 0
2016-11-16 05:00 | 0 | 0 | 0 | 0 | 11449.3561 | 0 | 371667 | 0 | 0 | 0 | 0 | 0 | 0 | 0 | 0 | 0 | 0 | 0 | 0 | 3188953.9734 | 0 | 0 | 0 | 0 | 0 | 0 | 0 | 0 | 0 | 0 | 0 | -83051.4577 | 0 | 0 | 0 | 0 | 0 | 0 | 0 | 0 | 0 | -277166.1862 | 0 | 0 | 0 | 0 | 0 | 0 | 0 | 0
2016-11-16 06:00 | 0 | 0 | 0 | 0 | 549984.8138 | 0 | 357214 | 0 | 0 | 0 | 0 | 83051.4577 | 0 | 0 | 0 | 0 | 0 | 0 | 0 | 3298673.3295 | 0 | 0 | 0 | 0 | 0 | 0 | 0 | 0 | 0 | 0 | 0 | 83051.4577 | 0 | 0 | 0 | 0 | 0 | 0 | 0 | 0 | 0 | 109719.3561 | 0 | 0 | 0 | 0 | 0 | 0 | 0 | 0
2016-11-16 07:00 | 0 | 0 | 0 | 0 | 0 | 0 | 349218 | 0 | 0 | 0 | 0 | 0 | 0 | 0 | 0 | 0 | 0 | 0 | 0 | 3032506.7872 | 0 | 0 | 0 | 0 | 0 | 0 | 0 | 0 | 0 | 0 | 0 | -83051.4577 | 0 | 0 | 0 | 0 | 0 | 0 | 0 | 0 | 0 | -266166.5423 | 0 | 0 | 0 | 0 | 0 | 0 | 0 | 0
2016-11-16 08:00 | 0 | 0 | 0 | 0 | 151600.2715 | 0 | 345715 | 0 | 0 | 0 | 0 | 83051.4577 | 0 | 0 | 0 | 0 | 0 | 0 | 0 | 2755340.6011 | 0 | 0 | 0 | 0 | 0 | 0 | 0 | 0 | 0 | 0 | 0 | 83051.4577 | 0 | 0 | 0 | 0 | 0 | 0 | 0 | 0 | 0 | -277166.1862 | 0 | 0 | 0 | 0 | 0 | 0 | 0 | 0
2016-11-16 09:00 | 0 | 0 | 0 | 0 | 586202.5972 | 0 | 347876 | 0 | 0 | 0 | 0 | 166102.9154 | 0 | 0 | 0 | 0 | 0 | 0 | 0 | 2908723.3844 | 0 | 1892.3561 | 0 | 0 | 0 | 0 | 0 | 0 | 0 | 0 | 0 | 83051.4577 | 0 | 0 | 0 | 0 | 0 | 0 | 0 | 0 | 0 | 153382.7833 | 0 | 1892.3561 | 0 | 0 | 0 | 0 | 0 | 0
2016-11-16 10:00 | 0 | 0 | 0 | 0 | 0 | 0 | 362110 | 0 | 0 | 0 | 0 | 83051.4577 | 0 | 0 | 0 | 0 | 0 | 0 | 0 | 2631557.1982 | 0 | 0 | 0 | 0 | 0 | 0 | 0 | 0 | 0 | 0 | 0 | -83051.4577 | 0 | 0 | 0 | 0 | 0 | 0 | 0 | 0 | 0 | -277166.1862 | 0 | -1892.3561 | 0 | 0 | 0 | 0 | 0 | 0
2016-11-16 11:00 | 0 | 0 | 0 | 0 | 619007.3762 | 0 | 392804 | 0 | 0 | 0 | 0 | 83051.4577 | 0 | 0 | 0 | 0 | 0 | 0 | 0 | 2857760.5744 | 0 | 0 | 0 | 0 | 0 | 0 | 0 | 0 | 0 | 0 | 0 | 0 | 0 | 0 | 0 | 0 | 0 | 0 | 0 | 0 | 0 | 226203.3762 | 0 | 0 | 0 | 0 | 0 | 0 | 0 | 0
2016-11-16 12:00 | 0 | 0 | 0 | 0 | 626497.0065 | 0 | 418031 | 0 | 0 | 0 | 0 | 166102.9154 | 0 | 0 | 0 | 0 | 0 | 0 | 0 | 2983175.1232 | 0 | 0 | 0 | 0 | 0 | 0 | 0 | 0 | 0 | 0 | 0 | 83051.4577 | 0 | 0 | 0 | 0 | 0 | 0 | 0 | 0 | 0 | 125414.5488 | 0 | 0 | 0 | 0 | 0 | 0 | 0 | 0
2016-11-16 13:00 | 0 | 0 | 0 | 0 | 65726.8476 | 27.5085 | 425972 | 0 | 0 | 0 | 0 | 83051.4577 | 0 | 0 | 0 | 0 | 0 | 0 | 0 | 2706008.937 | 0 | 0 | 0 | 0 | 0 | 0 | 0 | 0 | 0 | 0 | 0 | -83051.4577 | 0 | 0 | 0 | 0 | 0 | 0 | 0 | 0 | 0 | -277166.1862 | 0 | 0 | 0 | 0 | 0 | 0 | 0 | 0
2016-11-16 14:00 | 0 | 0 | 0 | 0 | 529658.5695 | 142080.5045 | 427597 | 0 | 0 | 0 | 0 | 166102.9154 | 0 | 0 | 0 | 0 | 0 | 0 | 0 | 2867099.5533 | 0 | 0 | 0 | 0 | 0 | 0 | 0 | 0 | 0 | 0 | 0 | 83051.4577 | 0 | 0 | 0 | 0 | 0 | 0 | 0 | 0 | 0 | 161090.6163 | 0 | 0 | 0 | 0 | 0 | 0 | 0 | 0
2016-11-16 15:00 | 0 | 0 | 0 | 0 | 0 | 334731.3544 | 427627 | 0 | 0 | 0 | 0 | 83051.4577 | 0 | 0 | 0 | 0 | 0 | 0 | 0 | 2857255.3654 | 0 | 0 | 0 | 0 | 0 | 0 | 0 | 0 | 0 | 0 | 0 | -83051.4577 | 0 | 0 | 0 | 0 | 0 | 0 | 0 | 0 | 0 | -9844.1879 | 0 | 0 | 0 | 0 | 0 | 0 | 0 | 0
2016-11-16 16:00 | 0 | 0 | 0 | 0 | 0 | 469100.3878 | 426578 | 0 | 0 | 0 | 0 | 0 | 0 | 0 | 0 | 0 | 0 | 0 | 0 | 2982829.2109 | 0 | 0 | 0 | 0 | 0 | 0 | 0 | 0 | 0 | 0 | 0 | -83051.4577 | 0 | 0 | 0 | 0 | 0 | 0 | 0 | 0 | 0 | 125573.8455 | 0 | 0 | 0 | 0 | 0 | 0 | 0 | 0
2016-11-16 17:00 | 0 | 0 | 0 | 0 | 0 | 510170.9406 | 426245 | 0 | 0 | 0 | 0 | 83051.4577 | 0 | 0 | 0 | 0 | 0 | 0 | 0 | 2983703.6938 | 0 | 0 | 0 | 0 | 0 | 0 | 0 | 0 | 0 | 0 | 0 | 83051.4577 | 0 | 0 | 0 | 0 | 0 | 0 | 0 | 0 | 0 | 874.4829 | 0 | 0 | 0 | 0 | 0 | 0 | 0 | 0
2016-11-16 18:00 | 0 | 0 | 0 | 0 | 113446.6493 | 509380.0791 | 428712 | 0 | 0 | 0 | 0 | 0 | 0 | 0 | 0 | 0 | 0 | 0 | 0 | 3260869.88 | 0 | 0 | 0 | 0 | 0 | 0 | 0 | 0 | 0 | 0 | 0 | -83051.4577 | 0 | 0 | 0 | 0 | 0 | 0 | 0 | 0 | 0 | 277166.1862 | 0 | 0 | 0 | 0 | 0 | 0 | 0 | 0
2016-11-16 19:00 | 0 | 0 | 0 | 0 | 0 | 502974.304 | 430296 | 0 | 0 | 0 | 0 | 83051.4577 | 0 | 0 | 0 | 0 | 0 | 0 | 0 | 3250496.7263 | 0 | 0 | 0 | 0 | 0 | 0 | 0 | 0 | 0 | 0 | 0 | 83051.4577 | 0 | 0 | 0 | 0 | 0 | 0 | 0 | 0 | 0 | -10373.1537 | 0 | 0 | 0 | 0 | 0 | 0 | 0 | 0
2016-11-16 20:00 | 0 | 0 | 0 | 0 | 118626.3943 | 507444.3341 | 431956 | 0 | 0 | 0 | 0 | 0 | 0 | 0 | 0 | 0 | 0 | 0 | 0 | 3527662.9124 | 0 | 0 | 0 | 0 | 0 | 0 | 0 | 0 | 0 | 0 | 0 | -83051.4577 | 0 | 0 | 0 | 0 | 0 | 0 | 0 | 0 | 0 | 277166.1862 | 0 | 0 | 0 | 0 | 0 | 0 | 0 | 0
2016-11-16 21:00 | 0 | 0 | 0 | 0 | 0 | 493881.1314 | 435639 | 0 | 0 | 0 | 0 | 83051.4577 | 0 | 0 | 0 | 0 | 0 | 0 | 0 | 3502853.5861 | 0 | 0 | 0 | 0 | 0 | 0 | 0 | 0 | 0 | 0 | 0 | 83051.4577 | 0 | 0 | 0 | 0 | 0 | 0 | 0 | 0 | 0 | -24809.3263 | 0 | 0 | 0 | 0 | 0 | 0 | 0 | 0
2016-11-16 22:00 | 0 | 0 | 0 | 0 | 0 | 411909.1265 | 446127 | 0 | 0 | 0 | 0 | 0 | 0 | 0 | 0 | 0 | 0 | 0 | 0 | 3551687.1704 | 0 | 0 | 0 | 0 | 0 | 0 | 0 | 0 | 0 | 0 | 0 | -83051.4577 | 0 | 0 | 0 | 0 | 0 | 0 | 0 | 0 | 0 | 48833.5842 | 0 | 0 | 0 | 0 | 0 | 0 | 0 | 0
2016-11-16 23:00 | 0 | 0 | 0 | 0 | 66204.2469 | 196298.0247 | 456617 | 0 | 0 | 0 | 0 | 83051.4577 | 0 | 0 | 0 | 0 | 0 | 0 | 0 | 3274520.9842 | 0 | 0 | 0 | 0 | 0 | 0 | 0 | 0 | 0 | 0 | 0 | 83051.4577 | 0 | 0 | 0 | 0 | 0 | 0 | 0 | 0 | 0 | -277166.1862 | 0 | 0 | 0 | 0 | 0 | 0 | 0 | 0
2016-11-17 | 0 | 0 | 0 | 0 | 784909.5171 | 19282.6299 | 458388 | 0 | 0 | 0 | 0 | 166102.9154 | 0 | 0 | 0 | 0 | 0 | 0 | 0 | 3537273.6734 | 0 | 0 | 0 | 0 | 0 | 0 | 0 | 0 | 0 | 0 | 0 | 83051.4577 | 0 | 0 | 0 | 0 | 0 | 0 | 0 | 0 | 0 | 262752.6892 | 0 | 0 | 0 | 0 | 0 | 0 | 0 | 0
2016-11-17 01:00 | 0 | 0 | 0 | 0 | 93567.3561 | 0 | 453785 | 0 | 0 | 0 | 0 | 83051.4577 | 0 | 0 | 0 | 0 | 0 | 0 | 0 | 3260107.4873 | 0 | 0 | 0 | 0 | 0 | 0 | 0 | 0 | 0 | 0 | 0 | -83051.4577 | 0 | 0 | 0 | 0 | 0 | 0 | 0 | 0 | 0 | -277166.1862 | 0 | 0 | 0 | 0 | 0 | 0 | 0 | 0
2016-11-17 02:00 | 0 | 0 | 0 | 0 | 79725.3561 | 0 | 439943 | 0 | 0 | 0 | 0 | 0 | 0 | 0 | 0 | 0 | 0 | 0 | 0 | 2982941.3011 | 0 | 0 | 0 | 0 | 0 | 0 | 0 | 0 | 0 | 0 | 0 | -83051.4577 | 0 | 0 | 0 | 0 | 0 | 0 | 0 | 0 | 0 | -277166.1862 | 0 | 0 | 0 | 0 | 0 | 0 | 0 | 0
2016-11-17 03:00 | 0 | 0 | 0 | 0 | 728796.1036 | 0 | 417582 | 0 | 0 | 0 | 0 | 83051.4577 | 0 | 0 | 0 | 0 | 0 | 0 | 0 | 3211103.947 | 0 | 0 | 0 | 0 | 0 | 0 | 0 | 0 | 0 | 0 | 0 | 83051.4577 | 0 | 0 | 0 | 0 | 0 | 0 | 0 | 0 | 0 | 228162.6459 | 0 | 0 | 0 | 0 | 0 | 0 | 0 | 0
2016-11-17 04:00 | 0 | 0 | 0 | 0 | 33689.3561 | 0 | 393907 | 0 | 0 | 0 | 0 | 0 | 0 | 0 | 0 | 0 | 0 | 0 | 0 | 2933937.7608 | 0 | 0 | 0 | 0 | 0 | 0 | 0 | 0 | 0 | 0 | 0 | -83051.4577 | 0 | 0 | 0 | 0 | 0 | 0 | 0 | 0 | 0 | -277166.1862 | 0 | 0 | 0 | 0 | 0 | 0 | 0 | 0
2016-11-17 05:00 | 0 | 0 | 0 | 0 | 96665.8138 | 0 | 373832 | 0 | 0 | 0 | 0 | 0 | 0 | 0 | 0 | 0 | 0 | 0 | 0 | 2656771.5746 | 0 | 0 | 0 | 0 | 0 | 0 | 0 | 0 | 0 | 0 | 0 | 0 | 0 | 0 | 0 | 0 | 0 | 0 | 0 | 0 | 0 | -277166.1862 | 0 | 0 | 0 | 0 | 0 | 0 | 0 | 0
2016-11-17 06:00 | 0 | 0 | 0 | 0 | 679374.9358 | 0 | 358914 | 0 | 0 | 0 | 0 | 83051.4577 | 0 | 0 | 0 | 0 | 0 | 0 | 0 | 2894181.0527 | 0 | 0 | 0 | 0 | 0 | 0 | 0 | 0 | 0 | 0 | 0 | 83051.4577 | 0 | 0 | 0 | 0 | 0 | 0 | 0 | 0 | 0 | 237409.4781 | 0 | 0 | 0 | 0 | 0 | 0 | 0 | 0
2016-11-17 07:00 | 0 | 0 | 0 | 0 | 0 | 0 | 349622 | 0 | 0 | 0 | 0 | 0 | 0 | 0 | 0 | 0 | 0 | 0 | 0 | 2627610.5104 | 0 | 0 | 0 | 0 | 0 | 0 | 0 | 0 | 0 | 0 | 0 | -83051.4577 | 0 | 0 | 0 | 0 | 0 | 0 | 0 | 0 | 0 | -266570.5423 | 0 | 0 | 0 | 0 | 0 | 0 | 0 | 0
2016-11-17 08:00 | 0 | 0 | 0 | 0 | 658716.0414 | 0 | 345824 | 0 | 0 | 0 | 0 | 83051.4577 | 0 | 0 | 0 | 0 | 0 | 0 | 0 | 2857451.0942 | 0 | 0 | 0 | 0 | 0 | 0 | 0 | 0 | 0 | 0 | 0 | 83051.4577 | 0 | 0 | 0 | 0 | 0 | 0 | 0 | 0 | 0 | 229840.5837 | 0 | 0 | 0 | 0 | 0 | 0 | 0 | 0
2016-11-17 09:00 | 0 | 0 | 0 | 0 | 636267.7444 | 0 | 349147 | 0 | 0 | 0 | 0 | 166102.9154 | 0 | 0 | 0 | 0 | 0 | 0 | 0 | 3059370.0248 | 0 | 2150.3561 | 0 | 0 | 0 | 0 | 0 | 0 | 0 | 0 | 0 | 83051.4577 | 0 | 0 | 0 | 0 | 0 | 0 | 0 | 0 | 0 | 201918.9306 | 0 | 2150.3561 | 0 | 0 | 0 | 0 | 0 | 0
2016-11-17 10:00 | 0 | 0 | 0 | 0 | 0 | 0 | 362368 | 0 | 0 | 0 | 0 | 83051.4577 | 0 | 0 | 0 | 0 | 0 | 0 | 0 | 2782203.8386 | 0 | 0 | 0 | 0 | 0 | 0 | 0 | 0 | 0 | 0 | 0 | -83051.4577 | 0 | 0 | 0 | 0 | 0 | 0 | 0 | 0 | 0 | -277166.1862 | 0 | -2150.3561 | 0 | 0 | 0 | 0 | 0 | 0
2016-11-17 11:00 | 0 | 0 | 0 | 0 | 31444.3561 | 0 | 391662 | 0 | 0 | 0 | 0 | 0 | 0 | 0 | 0 | 0 | 0 | 0 | 0 | 2505037.6524 | 0 | 0 | 0 | 0 | 0 | 0 | 0 | 0 | 0 | 0 | 0 | -83051.4577 | 0 | 0 | 0 | 0 | 0 | 0 | 0 | 0 | 0 | -277166.1862 | 0 | 0 | 0 | 0 | 0 | 0 | 0 | 0
2016-11-17 12:00 | 0 | 0 | 0 | 0 | 596498.5768 | 0 | 417282 | 0 | 0 | 0 | 0 | 83051.4577 | 0 | 0 | 0 | 0 | 0 | 0 | 0 | 2601202.7715 | 0 | 0 | 0 | 0 | 0 | 0 | 0 | 0 | 0 | 0 | 0 | 83051.4577 | 0 | 0 | 0 | 0 | 0 | 0 | 0 | 0 | 0 | 96165.1191 | 0 | 0 | 0 | 0 | 0 | 0 | 0 | 0
2016-11-17 13:00 | 0 | 0 | 0 | 0 | 65599.4571 | 18.899 | 425836 | 0 | 0 | 0 | 0 | 0 | 0 | 0 | 0 | 0 | 0 | 0 | 0 | 2324036.5854 | 0 | 0 | 0 | 0 | 0 | 0 | 0 | 0 | 0 | 0 | 0 | -83051.4577 | 0 | 0 | 0 | 0 | 0 | 0 | 0 | 0 | 0 | -277166.1862 | 0 | 0 | 0 | 0 | 0 | 0 | 0 | 0
2016-11-17 14:00 | 0 | 0 | 0 | 0 | 46434.58 | 104918.2338 | 428519 | 0 | 0 | 0 | 0 | 0 | 0 | 0 | 0 | 0 | 0 | 0 | 0 | 2046870.3992 | 0 | 0 | 0 | 0 | 0 | 0 | 0 | 0 | 0 | 0 | 0 | 0 | 0 | 0 | 0 | 0 | 0 | 0 | 0 | 0 | 0 | -277166.1862 | 0 | 0 | 0 | 0 | 0 | 0 | 0 | 0
2016-11-17 15:00 | 0 | 0 | 0 | 0 | 344199.725 | 445967.9188 | 429950 | 0 | 0 | 0 | 0 | 83051.4577 | 0 | 0 | 0 | 0 | 0 | 0 | 0 | 2324036.5854 | 0 | 0 | 0 | 0 | 0 | 0 | 0 | 0 | 0 | 0 | 0 | 83051.4577 | 0 | 0 | 0 | 0 | 0 | 0 | 0 | 0 | 0 | 277166.1862 | 0 | 0 | 0 | 0 | 0 | 0 | 0 | 0
2016-11-17 16:00 | 0 | 0 | 0 | 0 | 0 | 589848.376 | 428367 | 0 | 0 | 0 | 0 | 0 | 0 | 0 | 0 | 0 | 0 | 0 | 0 | 2568569.4191 | 0 | 0 | 0 | 0 | 0 | 0 | 0 | 0 | 0 | 0 | 0 | -83051.4577 | 0 | 0 | 0 | 0 | 0 | 0 | 0 | 0 | 0 | 244532.8337 | 0 | 0 | 0 | 0 | 0 | 0 | 0 | 0
2016-11-17 17:00 | 0 | 0 | 0 | 0 | 0 | 589391.1236 | 428497 | 0 | 0 | 0 | 0 | 83051.4577 | 0 | 0 | 0 | 0 | 0 | 0 | 0 | 2646412.085 | 0 | 0 | 0 | 0 | 0 | 0 | 0 | 0 | 0 | 0 | 0 | 83051.4577 | 0 | 0 | 0 | 0 | 0 | 0 | 0 | 0 | 0 | 77842.6659 | 0 | 0 | 0 | 0 | 0 | 0 | 0 | 0
2016-11-17 18:00 | 0 | 0 | 0 | 0 | 224760.3296 | 565310.3142 | 429853 | 0 | 0 | 0 | 0 | 166102.9154 | 0 | 0 | 0 | 0 | 0 | 0 | 0 | 2923578.2712 | 0 | 0 | 0 | 0 | 0 | 0 | 0 | 0 | 0 | 0 | 0 | 83051.4577 | 0 | 0 | 0 | 0 | 0 | 0 | 0 | 0 | 0 | 277166.1862 | 0 | 0 | 0 | 0 | 0 | 0 | 0 | 0
2016-11-17 19:00 | 0 | 0 | 0 | 0 | 71577.8972 | 553763.8313 | 431227 | 0 | 0 | 0 | 0 | 83051.4577 | 0 | 0 | 0 | 0 | 0 | 0 | 0 | 3200744.4573 | 0 | 0 | 0 | 0 | 0 | 0 | 0 | 0 | 0 | 0 | 0 | -83051.4577 | 0 | 0 | 0 | 0 | 0 | 0 | 0 | 0 | 0 | 277166.1862 | 0 | 0 | 0 | 0 | 0 | 0 | 0 | 0
2016-11-17 20:00 | 0 | 0 | 0 | 0 | 232453.5342 | 559968.1097 | 432204 | 0 | 0 | 0 | 0 | 166102.9154 | 0 | 0 | 0 | 0 | 0 | 0 | 0 | 3477910.6435 | 0 | 0 | 0 | 0 | 0 | 0 | 0 | 0 | 0 | 0 | 0 | 83051.4577 | 0 | 0 | 0 | 0 | 0 | 0 | 0 | 0 | 0 | 277166.1862 | 0 | 0 | 0 | 0 | 0 | 0 | 0 | 0
2016-11-17 21:00 | 0 | 0 | 0 | 0 | 53301.1041 | 575460.6244 | 434647 | 0 | 0 | 0 | 0 | 83051.4577 | 0 | 0 | 0 | 0 | 0 | 0 | 0 | 3755076.8296 | 0 | 0 | 0 | 0 | 0 | 0 | 0 | 0 | 0 | 0 | 0 | -83051.4577 | 0 | 0 | 0 | 0 | 0 | 0 | 0 | 0 | 0 | 277166.1862 | 0 | 0 | 0 | 0 | 0 | 0 | 0 | 0
2016-11-17 22:00 | 0 | 0 | 0 | 0 | 0 | 563823.2332 | 445468 | 0 | 0 | 0 | 0 | 166102.9154 | 0 | 0 | 0 | 0 | 0 | 0 | 0 | 3790380.6051 | 0 | 0 | 0 | 0 | 0 | 0 | 0 | 0 | 0 | 0 | 0 | 83051.4577 | 0 | 0 | 0 | 0 | 0 | 0 | 0 | 0 | 0 | 35303.7755 | 0 | 0 | 0 | 0 | 0 | 0 | 0 | 0
2016-11-17 23:00 | 0 | 0 | 0 | 0 | 0 | 313218.8915 | 455817 | 0 | 0 | 0 | 0 | 83051.4577 | 0 | 0 | 0 | 0 | 0 | 0 | 0 | 3730833.9543 | 0 | 0 | 0 | 0 | 0 | 0 | 0 | 0 | 0 | 0 | 0 | -83051.4577 | 0 | 0 | 0 | 0 | 0 | 0 | 0 | 0 | 0 | -59546.6508 | 0 | 0 | 0 | 0 | 0 | 0 | 0 | 0
2016-11-18 | 0 | 0 | 0 | 0 | 81000.2236 | 17507.1325 | 458725 | 0 | 0 | 0 | 0 | 0 | 0 | 0 | 0 | 0 | 0 | 0 | 0 | 3453667.7681 | 0 | 0 | 0 | 0 | 0 | 0 | 0 | 0 | 0 | 0 | 0 | -83051.4577 | 0 | 0 | 0 | 0 | 0 | 0 | 0 | 0 | 0 | -277166.1862 | 0 | 0 | 0 | 0 | 0 | 0 | 0 | 0
2016-11-18 01:00 | 0 | 0 | 0 | 0 | 730444.3152 | 0 | 455329 | 0 | 0 | 0 | 0 | 83051.4577 | 0 | 0 | 0 | 0 | 0 | 0 | 0 | 3645731.6256 | 0 | 0 | 0 | 0 | 0 | 0 | 0 | 0 | 0 | 0 | 0 | 83051.4577 | 0 | 0 | 0 | 0 | 0 | 0 | 0 | 0 | 0 | 192063.8575 | 0 | 0 | 0 | 0 | 0 | 0 | 0 | 0
2016-11-18 02:00 | 0 | 0 | 0 | 0 | 81496.3561 | 0 | 441714 | 0 | 0 | 0 | 0 | 0 | 0 | 0 | 0 | 0 | 0 | 0 | 0 | 3368565.4395 | 0 | 0 | 0 | 0 | 0 | 0 | 0 | 0 | 0 | 0 | 0 | -83051.4577 | 0 | 0 | 0 | 0 | 0 | 0 | 0 | 0 | 0 | -277166.1862 | 0 | 0 | 0 | 0 | 0 | 0 | 0 | 0
2016-11-18 03:00 | 0 | 0 | 0 | 0 | 226110.2715 | 0 | 420225 | 0 | 0 | 0 | 0 | 83051.4577 | 0 | 0 | 0 | 0 | 0 | 0 | 0 | 3091399.2533 | 0 | 0 | 0 | 0 | 0 | 0 | 0 | 0 | 0 | 0 | 0 | 83051.4577 | 0 | 0 | 0 | 0 | 0 | 0 | 0 | 0 | 0 | -277166.1862 | 0 | 0 | 0 | 0 | 0 | 0 | 0 | 0
2016-11-18 04:00 | 0 | 0 | 0 | 0 | 728479.6362 | 0 | 397919 | 0 | 0 | 0 | 0 | 166102.9154 | 0 | 0 | 0 | 0 | 0 | 0 | 0 | 3321634.0757 | 0 | 17274.3561 | 0 | 0 | 0 | 0 | 0 | 0 | 0 | 0 | 0 | 83051.4577 | 0 | 0 | 0 | 0 | 0 | 0 | 0 | 0 | 0 | 230234.8224 | 0 | 17274.3561 | 0 | 0 | 0 | 0 | 0 | 0
2016-11-18 05:00 | 0 | 0 | 0 | 0 | 0 | 0 | 377492 | 0 | 0 | 0 | 0 | 83051.4577 | 0 | 0 | 0 | 0 | 0 | 0 | 0 | 3044467.8895 | 0 | 0 | 0 | 0 | 0 | 0 | 0 | 0 | 0 | 0 | 0 | -83051.4577 | 0 | 0 | 0 | 0 | 0 | 0 | 0 | 0 | 0 | -277166.1862 | 0 | -17274.3561 | 0 | 0 | 0 | 0 | 0 | 0
2016-11-18 06:00 | 0 | 0 | 0 | 0 | 74234.17 | 0 | 361446 | 0 | 0 | 0 | 0 | 73005.8138 | 0 | 0 | 0 | 0 | 0 | 0 | 0 | 2767301.7034 | 0 | 0 | 0 | 0 | 0 | 0 | 0 | 0 | 0 | 0 | 0 | -10045.6439 | 0 | 0 | 0 | 0 | 0 | 0 | 0 | 0 | 0 | -277166.1862 | 0 | 0 | 0 | 0 | 0 | 0 | 0 | 0
2016-11-18 07:00 | 0 | 0 | 0 | 0 | 718764.4658 | 0 | 351750 | 0 | 0 | 0 | 0 | 156057.2715 | 0 | 0 | 0 | 0 | 0 | 0 | 0 | 3044467.8895 | 0 | 6796.8219 | 0 | 0 | 0 | 0 | 0 | 0 | 0 | 0 | 0 | 83051.4577 | 0 | 0 | 0 | 0 | 0 | 0 | 0 | 0 | 0 | 277166.1862 | 0 | 6796.8219 | 0 | 0 | 0 | 0 | 0 | 0
2016-11-18 08:00 | 0 | 0 | 0 | 0 | 0 | 0 | 347859 | 0 | 0 | 0 | 0 | 73005.8138 | 0 | 0 | 0 | 0 | 0 | 0 | 0 | 2786457.1691 | 0 | 0 | 0 | 0 | 0 | 0 | 0 | 0 | 0 | 0 | 0 | -83051.4577 | 0 | 0 | 0 | 0 | 0 | 0 | 0 | 0 | 0 | -258010.7204 | 0 | -6796.8219 | 0 | 0 | 0 | 0 | 0 | 0
2016-11-18 09:00 | 0 | 0 | 0 | 0 | 0 | 0 | 350172 | 0 | 0 | 0 | 0 | 0 | 0 | 0 | 0 | 0 | 0 | 0 | 0 | 2509290.983 | 0 | 0 | 0 | 0 | 0 | 0 | 0 | 0 | 0 | 0 | 0 | -73005.8138 | 0 | 0 | 0 | 0 | 0 | 0 | 0 | 0 | 0 | -277166.1862 | 0 | 0 | 0 | 0 | 0 | 0 | 0 | 0
2016-11-18 10:00 | 0 | 0 | 0 | 0 | 168131.2715 | 0 | 362246 | 0 | 0 | 0 | 0 | 83051.4577 | 0 | 0 | 0 | 0 | 0 | 0 | 0 | 2232124.7968 | 0 | 0 | 0 | 0 | 0 | 0 | 0 | 0 | 0 | 0 | 0 | 83051.4577 | 0 | 0 | 0 | 0 | 0 | 0 | 0 | 0 | 0 | -277166.1862 | 0 | 0 | 0 | 0 | 0 | 0 | 0 | 0
2016-11-18 11:00 | 0 | 0 | 0 | 0 | 584844.7285 | 0 | 390730 | 0 | 0 | 0 | 0 | 0 | 0 | 0 | 0 | 0 | 0 | 0 | 0 | 2509290.983 | 0 | 0 | 0 | 0 | 0 | 0 | 0 | 0 | 0 | 0 | 0 | -83051.4577 | 0 | 0 | 0 | 0 | 0 | 0 | 0 | 0 | 0 | 277166.1862 | 0 | 0 | 0 | 0 | 0 | 0 | 0 | 0
2016-11-18 12:00 | 0 | 0 | 0 | 0 | 138263.8138 | 0 | 415430 | 0 | 0 | 0 | 0 | 0 | 0 | 0 | 0 | 0 | 0 | 0 | 0 | 2232124.7968 | 0 | 0 | 0 | 0 | 0 | 0 | 0 | 0 | 0 | 0 | 0 | 0 | 0 | 0 | 0 | 0 | 0 | 0 | 0 | 0 | 0 | -277166.1862 | 0 | 0 | 0 | 0 | 0 | 0 | 0 | 0
2016-11-18 13:00 | 0 | 0 | 0 | 0 | 230340.5979 | 24.6737 | 424480 | 0 | 0 | 0 | 0 | 83051.4577 | 0 | 0 | 0 | 0 | 0 | 0 | 0 | 1954958.6106 | 0 | 0 | 0 | 0 | 0 | 0 | 0 | 0 | 0 | 0 | 0 | 83051.4577 | 0 | 0 | 0 | 0 | 0 | 0 | 0 | 0 | 0 | -277166.1862 | 0 | 0 | 0 | 0 | 0 | 0 | 0 | 0
2016-11-18 14:00 | 0 | 0 | 0 | 0 | 485030.654 | 138387.0745 | 429303 | 0 | 0 | 0 | 0 | 0 | 0 | 0 | 0 | 0 | 0 | 0 | 0 | 2232124.7968 | 0 | 0 | 0 | 0 | 0 | 0 | 0 | 0 | 0 | 0 | 0 | -83051.4577 | 0 | 0 | 0 | 0 | 0 | 0 | 0 | 0 | 0 | 277166.1862 | 0 | 0 | 0 | 0 | 0 | 0 | 0 | 0
2016-11-18 15:00 | 0 | 0 | 0 | 0 | 99610.3461 | 609817.84 | 432262 | 0 | 0 | 0 | 0 | 0 | 0 | 0 | 0 | 0 | 0 | 0 | 0 | 2509290.983 | 0 | 0 | 0 | 0 | 0 | 0 | 0 | 0 | 0 | 0 | 0 | 0 | 0 | 0 | 0 | 0 | 0 | 0 | 0 | 0 | 0 | 277166.1862 | 0 | 0 | 0 | 0 | 0 | 0 | 0 | 0
2016-11-18 16:00 | 0 | 0 | 0 | 0 | 80075.9167 | 712429.7272 | 432288 | 0 | 0 | 0 | 0 | 83051.4577 | 0 | 0 | 0 | 0 | 0 | 0 | 0 | 2786457.1691 | 0 | 0 | 0 | 0 | 0 | 0 | 0 | 0 | 0 | 0 | 0 | 83051.4577 | 0 | 0 | 0 | 0 | 0 | 0 | 0 | 0 | 0 | 277166.1862 | 0 | 0 | 0 | 0 | 0 | 0 | 0 | 0
2016-11-18 17:00 | 0 | 0 | 0 | 0 | 0 | 693367.0395 | 431234 | 0 | 0 | 0 | 0 | 68018.311 | 0 | 0 | 0 | 0 | 0 | 0 | 0 | 3063623.3553 | 0 | 0 | 0 | 0 | 0 | 0 | 0 | 0 | 0 | 0 | 0 | -15033.1467 | 0 | 0 | 0 | 0 | 0 | 0 | 0 | 0 | 0 | 277166.1862 | 0 | 0 | 0 | 0 | 0 | 0 | 0 | 0
2016-11-18 18:00 | 0 | 0 | 0 | 0 | 0 | 656734.4054 | 431637 | 0 | 0 | 0 | 0 | 151069.7687 | 0 | 0 | 0 | 0 | 0 | 0 | 0 | 3205669.3029 | 0 | 0 | 0 | 0 | 0 | 0 | 0 | 0 | 0 | 0 | 0 | 83051.4577 | 0 | 0 | 0 | 0 | 0 | 0 | 0 | 0 | 0 | 142045.9477 | 0 | 0 | 0 | 0 | 0 | 0 | 0 | 0
2016-11-18 19:00 | 0 | 0 | 0 | 0 | 0 | 638211.818 | 431202 | 0 | 0 | 0 | 0 | 80913.4005 | 0 | 0 | 0 | 0 | 0 | 0 | 0 | 3482835.4891 | 0 | 0 | 0 | 0 | 0 | 0 | 0 | 0 | 0 | 0 | 0 | -70156.3682 | 0 | 0 | 0 | 0 | 0 | 0 | 0 | 0 | 0 | 277166.1862 | 0 | 0 | 0 | 0 | 0 | 0 | 0 | 0
2016-11-18 20:00 | 0 | 0 | 0 | 0 | 137509.2662 | 652469.3777 | 429761 | 0 | 0 | 0 | 0 | 163964.8582 | 0 | 0 | 0 | 0 | 0 | 0 | 0 | 3760001.6753 | 0 | 0 | 0 | 0 | 0 | 0 | 0 | 0 | 0 | 0 | 0 | 83051.4577 | 0 | 0 | 0 | 0 | 0 | 0 | 0 | 0 | 0 | 277166.1862 | 0 | 0 | 0 | 0 | 0 | 0 | 0 | 0
2016-11-18 21:00 | 0 | 0 | 0 | 0 | 0 | 685244.8357 | 429356 | 0 | 0 | 0 | 0 | 142687.5078 | 0 | 0 | 0 | 0 | 0 | 0 | 0 | 4037167.8614 | 0 | 0 | 0 | 0 | 0 | 0 | 0 | 0 | 0 | 0 | 0 | -21277.3505 | 0 | 0 | 0 | 0 | 0 | 0 | 0 | 0 | 0 | 277166.1862 | 0 | 0 | 0 | 0 | 0 | 0 | 0 | 0
2016-11-18 22:00 | 0 | 0 | 0 | 0 | 0 | 639442.1679 | 436510 | 0 | 0 | 0 | 0 | 225738.9655 | 0 | 0 | 0 | 0 | 0 | 0 | 0 | 4157048.5717 | 0 | 0 | 0 | 0 | 0 | 0 | 0 | 0 | 0 | 0 | 0 | 83051.4577 | 0 | 0 | 0 | 0 | 0 | 0 | 0 | 0 | 0 | 119880.7102 | 0 | 0 | 0 | 0 | 0 | 0 | 0 | 0
2016-11-18 23:00 | 0 | 0 | 0 | 0 | 0 | 345595.6902 | 442370 | 0 | 0 | 0 | 0 | 142687.5078 | 0 | 0 | 0 | 0 | 0 | 0 | 0 | 4143325.7195 | 0 | 0 | 0 | 0 | 0 | 0 | 0 | 0 | 0 | 0 | 0 | -83051.4577 | 0 | 0 | 0 | 0 | 0 | 0 | 0 | 0 | 0 | -13722.8521 | 0 | 0 | 0 | 0 | 0 | 0 | 0 | 0
2016-11-19 | 0 | 0 | 0 | 0 | 229913.1683 | 16498.1033 | 440526 | 0 | 0 | 0 | 0 | 225738.9655 | 0 | 0 | 0 | 0 | 0 | 0 | 0 | 3866159.5334 | 0 | 0 | 0 | 0 | 0 | 0 | 0 | 0 | 0 | 0 | 0 | 83051.4577 | 0 | 0 | 0 | 0 | 0 | 0 | 0 | 0 | 0 | -277166.1862 | 0 | 0 | 0 | 0 | 0 | 0 | 0 | 0
2016-11-19 01:00 | 0 | 0 | 0 | 0 | 74763.3561 | 0 | 434981 | 0 | 0 | 0 | 0 | 142687.5078 | 0 | 0 | 0 | 0 | 0 | 0 | 0 | 3588993.3472 | 0 | 0 | 0 | 0 | 0 | 0 | 0 | 0 | 0 | 0 | 0 | -83051.4577 | 0 | 0 | 0 | 0 | 0 | 0 | 0 | 0 | 0 | -277166.1862 | 0 | 0 | 0 | 0 | 0 | 0 | 0 | 0
2016-11-19 02:00 | 0 | 0 | 0 | 0 | 623235.7877 | 0 | 422453 | 0 | 0 | 0 | 0 | 83051.4577 | 0 | 0 | 0 | 0 | 0 | 0 | 0 | 3849412.1849 | 0 | 0 | 0 | 0 | 0 | 0 | 0 | 0 | 0 | 0 | 0 | -59636.0501 | 0 | 0 | 0 | 0 | 0 | 0 | 0 | 0 | 0 | 260418.8377 | 0 | 0 | 0 | 0 | 0 | 0 | 0 | 0
2016-11-19 03:00 | 0 | 0 | 0 | 0 | 46397.3561 | 0 | 406615 | 0 | 0 | 0 | 0 | 0 | 0 | 0 | 0 | 0 | 0 | 0 | 0 | 3572245.9988 | 0 | 0 | 0 | 0 | 0 | 0 | 0 | 0 | 0 | 0 | 0 | -83051.4577 | 0 | 0 | 0 | 0 | 0 | 0 | 0 | 0 | 0 | -277166.1862 | 0 | 0 | 0 | 0 | 0 | 0 | 0 | 0
2016-11-19 04:00 | 0 | 0 | 0 | 0 | 193607.2715 | 0 | 387722 | 0 | 0 | 0 | 0 | 83051.4577 | 0 | 0 | 0 | 0 | 0 | 0 | 0 | 3295079.8126 | 0 | 0 | 0 | 0 | 0 | 0 | 0 | 0 | 0 | 0 | 0 | 83051.4577 | 0 | 0 | 0 | 0 | 0 | 0 | 0 | 0 | 0 | -277166.1862 | 0 | 0 | 0 | 0 | 0 | 0 | 0 | 0
2016-11-19 05:00 | 0 | 0 | 0 | 0 | 541253.1221 | 0 | 369717 | 0 | 0 | 0 | 0 | 166102.9154 | 0 | 0 | 0 | 0 | 0 | 0 | 0 | 3383564.477 | 0 | 0 | 0 | 0 | 0 | 0 | 0 | 0 | 0 | 0 | 0 | 83051.4577 | 0 | 0 | 0 | 0 | 0 | 0 | 0 | 0 | 0 | 88484.6644 | 0 | 0 | 0 | 0 | 0 | 0 | 0 | 0
2016-11-19 06:00 | 0 | 0 | 0 | 0 | 0 | 0 | 354879 | 0 | 0 | 0 | 0 | 83051.4577 | 0 | 0 | 0 | 0 | 0 | 0 | 0 | 3111736.9347 | 0 | 0 | 0 | 0 | 0 | 0 | 0 | 0 | 0 | 0 | 0 | -83051.4577 | 0 | 0 | 0 | 0 | 0 | 0 | 0 | 0 | 0 | -271827.5423 | 0 | 0 | 0 | 0 | 0 | 0 | 0 | 0
2016-11-19 07:00 | 0 | 0 | 0 | 0 | 501515.144 | 0 | 344814 | 0 | 0 | 0 | 0 | 166102.9154 | 0 | 0 | 0 | 0 | 0 | 0 | 0 | 3185386.621 | 0 | 0 | 0 | 0 | 0 | 0 | 0 | 0 | 0 | 0 | 0 | 83051.4577 | 0 | 0 | 0 | 0 | 0 | 0 | 0 | 0 | 0 | 73649.6862 | 0 | 0 | 0 | 0 | 0 | 0 | 0 | 0
2016-11-19 08:00 | 0 | 0 | 0 | 0 | 475846.872 | 0 | 339808 | 0 | 0 | 0 | 0 | 249154.3731 | 0 | 0 | 0 | 0 | 0 | 0 | 0 | 3238374.0353 | 0 | 0 | 0 | 0 | 0 | 0 | 0 | 0 | 0 | 0 | 0 | 83051.4577 | 0 | 0 | 0 | 0 | 0 | 0 | 0 | 0 | 0 | 52987.4143 | 0 | 0 | 0 | 0 | 0 | 0 | 0 | 0
2016-11-19 09:00 | 0 | 0 | 0 | 0 | 0 | 0 | 340430 | 0 | 0 | 0 | 0 | 166102.9154 | 0 | 0 | 0 | 0 | 0 | 0 | 0 | 2980995.493 | 0 | 0 | 0 | 0 | 0 | 0 | 0 | 0 | 0 | 0 | 0 | -83051.4577 | 0 | 0 | 0 | 0 | 0 | 0 | 0 | 0 | 0 | -257378.5423 | 0 | 0 | 0 | 0 | 0 | 0 | 0 | 0
2016-11-19 10:00 | 0 | 0 | 0 | 0 | 394196.4024 | 0 | 345724 | 0 | 0 | 0 | 0 | 83051.4577 | 0 | 0 | 0 | 0 | 0 | 0 | 0 | 3112519.3531 | 0 | 0 | 0 | 0 | 0 | 0 | 0 | 0 | 0 | 0 | 0 | -83051.4577 | 0 | 0 | 0 | 0 | 0 | 0 | 0 | 0 | 0 | 131523.8601 | 0 | 0 | 0 | 0 | 0 | 0 | 0 | 0
2016-11-19 11:00 | 0 | 0 | 0 | 0 | 0 | 0 | 356890 | 0 | 0 | 0 | 0 | 0 | 0 | 0 | 0 | 0 | 0 | 0 | 0 | 2838680.8108 | 0 | 0 | 0 | 0 | 0 | 0 | 0 | 0 | 0 | 0 | 0 | -83051.4577 | 0 | 0 | 0 | 0 | 0 | 0 | 0 | 0 | 0 | -273838.5423 | 0 | 0 | 0 | 0 | 0 | 0 | 0 | 0
2016-11-19 12:00 | 0 | 0 | 0 | 0 | 350511.7075 | 0 | 371621 | 0 | 0 | 0 | 0 | 83051.4577 | 0 | 0 | 0 | 0 | 0 | 0 | 0 | 2734520.0606 | 0 | 0 | 0 | 0 | 0 | 0 | 0 | 0 | 0 | 0 | 0 | 83051.4577 | 0 | 0 | 0 | 0 | 0 | 0 | 0 | 0 | 0 | -104160.7502 | 0 | 0 | 0 | 0 | 0 | 0 | 0 | 0
2016-11-19 13:00 | 0 | 0 | 0 | 0 | 26363.9373 | 21.4188 | 386603 | 0 | 0 | 0 | 0 | 0 | 0 | 0 | 0 | 0 | 0 | 0 | 0 | 2457353.8744 | 0 | 0 | 0 | 0 | 0 | 0 | 0 | 0 | 0 | 0 | 0 | -83051.4577 | 0 | 0 | 0 | 0 | 0 | 0 | 0 | 0 | 0 | -277166.1862 | 0 | 0 | 0 | 0 | 0 | 0 | 0 | 0
2016-11-19 14:00 | 0 | 0 | 0 | 0 | 254555.1344 | 134681.0923 | 398800 | 0 | 0 | 0 | 0 | 83051.4577 | 0 | 0 | 0 | 0 | 0 | 0 | 0 | 2364738.6435 | 0 | 0 | 0 | 0 | 0 | 0 | 0 | 0 | 0 | 0 | 0 | 83051.4577 | 0 | 0 | 0 | 0 | 0 | 0 | 0 | 0 | 0 | -92615.231 | 0 | 0 | 0 | 0 | 0 | 0 | 0 | 0
2016-11-19 15:00 | 0 | 0 | 0 | 0 | 0 | 560893.3104 | 405020 | 0 | 0 | 0 | 0 | 0 | 0 | 0 | 0 | 0 | 0 | 0 | 0 | 2603663.4116 | 0 | 0 | 0 | 0 | 0 | 0 | 0 | 0 | 0 | 0 | 0 | -83051.4577 | 0 | 0 | 0 | 0 | 0 | 0 | 0 | 0 | 0 | 238924.7681 | 0 | 0 | 0 | 0 | 0 | 0 | 0 | 0
2016-11-19 16:00 | 0 | 0 | 0 | 0 | 0 | 690408.9341 | 406368 | 0 | 0 | 0 | 0 | 83051.4577 | 0 | 0 | 0 | 0 | 0 | 0 | 0 | 2804652.888 | 0 | 0 | 0 | 0 | 0 | 0 | 0 | 0 | 0 | 0 | 0 | 83051.4577 | 0 | 0 | 0 | 0 | 0 | 0 | 0 | 0 | 0 | 200989.4764 | 0 | 0 | 0 | 0 | 0 | 0 | 0 | 0
2016-11-19 17:00 | 0 | 0 | 0 | 0 | 95041.68 | 670110.9638 | 404935 | 0 | 0 | 0 | 0 | 166102.9154 | 0 | 0 | 0 | 0 | 0 | 0 | 0 | 3081819.0742 | 0 | 0 | 0 | 0 | 0 | 0 | 0 | 0 | 0 | 0 | 0 | 83051.4577 | 0 | 0 | 0 | 0 | 0 | 0 | 0 | 0 | 0 | 277166.1862 | 0 | 0 | 0 | 0 | 0 | 0 | 0 | 0
2016-11-19 18:00 | 0 | 0 | 0 | 0 | 0 | 628405.1869 | 402033 | 0 | 0 | 0 | 0 | 115308.9161 | 0 | 0 | 0 | 0 | 0 | 0 | 0 | 3358985.2603 | 0 | 0 | 0 | 0 | 0 | 0 | 0 | 0 | 0 | 0 | 0 | -50793.9993 | 0 | 0 | 0 | 0 | 0 | 0 | 0 | 0 | 0 | 277166.1862 | 0 | 0 | 0 | 0 | 0 | 0 | 0 | 0
2016-11-19 19:00 | 0 | 0 | 0 | 0 | 0 | 610155.506 | 399027 | 0 | 0 | 0 | 0 | 49271.236 | 0 | 0 | 0 | 0 | 0 | 0 | 0 | 3636151.4465 | 0 | 0 | 0 | 0 | 0 | 0 | 0 | 0 | 0 | 0 | 0 | -66037.6801 | 0 | 0 | 0 | 0 | 0 | 0 | 0 | 0 | 0 | 277166.1862 | 0 | 0 | 0 | 0 | 0 | 0 | 0 | 0
2016-11-19 20:00 | 0 | 0 | 0 | 0 | 134911.6941 | 622789.9498 | 397484 | 0 | 0 | 0 | 0 | 132322.6937 | 0 | 0 | 0 | 0 | 0 | 0 | 0 | 3913317.6327 | 0 | 0 | 0 | 0 | 0 | 0 | 0 | 0 | 0 | 0 | 0 | 83051.4577 | 0 | 0 | 0 | 0 | 0 | 0 | 0 | 0 | 0 | 277166.1862 | 0 | 0 | 0 | 0 | 0 | 0 | 0 | 0
2016-11-19 21:00 | 0 | 0 | 0 | 0 | 0 | 655848.7728 | 400502 | 0 | 0 | 0 | 0 | 102749.4622 | 0 | 0 | 0 | 0 | 0 | 0 | 0 | 4190483.8188 | 0 | 7753.8181 | 0 | 0 | 0 | 0 | 0 | 0 | 0 | 0 | 0 | -29573.2314 | 0 | 0 | 0 | 0 | 0 | 0 | 0 | 0 | 0 | 277166.1862 | 0 | 7753.8181 | 0 | 0 | 0 | 0 | 0 | 0
2016-11-19 22:00 | 0 | 0 | 0 | 0 | 0 | 610105.5875 | 413683 | 0 | 0 | 0 | 0 | 185800.9199 | 0 | 0 | 0 | 0 | 0 | 0 | 0 | 4271081.8633 | 0 | 40526.9035 | 0 | 0 | 0 | 0 | 0 | 0 | 0 | 0 | 0 | 83051.4577 | 0 | 0 | 0 | 0 | 0 | 0 | 0 | 0 | 0 | 80598.0445 | 0 | 32773.0854 | 0 | 0 | 0 | 0 | 0 | 0
2016-11-19 23:00 | 0 | 0 | 0 | 0 | 0 | 280139.0821 | 427279 | 0 | 0 | 0 | 0 | 188594.7068 | 0 | 0 | 0 | 0 | 0 | 0 | 0 | 4153921.2439 | 0 | 7753.8181 | 0 | 0 | 0 | 0 | 0 | 0 | 0 | 0 | 0 | 2793.7868 | 0 | 0 | 0 | 0 | 0 | 0 | 0 | 0 | 0 | -117160.6193 | 0 | -32773.0854 | 0 | 0 | 0 | 0 | 0 | 0
2016-11-20 | 0 | 0 | 0 | 0 | 51282.0176 | 12391.5205 | 431645 | 0 | 0 | 0 | 0 | 105543.2491 | 0 | 0 | 0 | 0 | 0 | 0 | 0 | 3876755.0578 | 0 | 0 | 0 | 0 | 0 | 0 | 0 | 0 | 0 | 0 | 0 | -83051.4577 | 0 | 0 | 0 | 0 | 0 | 0 | 0 | 0 | 0 | -277166.1862 | 0 | -7753.8181 | 0 | 0 | 0 | 0 | 0 | 0
2016-11-20 01:00 | 0 | 0 | 0 | 0 | 537718.8753 | 0 | 430975 | 0 | 0 | 0 | 0 | 188594.7068 | 0 | 0 | 0 | 0 | 0 | 0 | 0 | 3900447.4754 | 0 | 0 | 0 | 0 | 0 | 0 | 0 | 0 | 0 | 0 | 0 | 83051.4577 | 0 | 0 | 0 | 0 | 0 | 0 | 0 | 0 | 0 | 23692.4176 | 0 | 0 | 0 | 0 | 0 | 0 | 0 | 0
2016-11-20 02:00 | 0 | 0 | 0 | 0 | 63544.3561 | 0 | 423762 | 0 | 0 | 0 | 0 | 105543.2491 | 0 | 0 | 0 | 0 | 0 | 0 | 0 | 3623281.2892 | 0 | 0 | 0 | 0 | 0 | 0 | 0 | 0 | 0 | 0 | 0 | -83051.4577 | 0 | 0 | 0 | 0 | 0 | 0 | 0 | 0 | 0 | -277166.1862 | 0 | 0 | 0 | 0 | 0 | 0 | 0 | 0
2016-11-20 03:00 | 0 | 0 | 0 | 0 | 553870.9769 | 0 | 411879 | 0 | 0 | 0 | 0 | 188594.7068 | 0 | 0 | 0 | 0 | 0 | 0 | 0 | 3682221.8084 | 0 | 0 | 0 | 0 | 0 | 0 | 0 | 0 | 0 | 0 | 0 | 83051.4577 | 0 | 0 | 0 | 0 | 0 | 0 | 0 | 0 | 0 | 58940.5192 | 0 | 0 | 0 | 0 | 0 | 0 | 0 | 0
2016-11-20 04:00 | 0 | 0 | 0 | 0 | 35793.3561 | 0 | 396011 | 0 | 0 | 0 | 0 | 105543.2491 | 0 | 0 | 0 | 0 | 0 | 0 | 0 | 3405055.6222 | 0 | 0 | 0 | 0 | 0 | 0 | 0 | 0 | 0 | 0 | 0 | -83051.4577 | 0 | 0 | 0 | 0 | 0 | 0 | 0 | 0 | 0 | -277166.1862 | 0 | 0 | 0 | 0 | 0 | 0 | 0 | 0
2016-11-20 05:00 | 0 | 0 | 0 | 0 | 569628.3607 | 0 | 382816 | 0 | 0 | 0 | 0 | 188594.7068 | 0 | 0 | 0 | 0 | 0 | 0 | 0 | 3508816.5252 | 0 | 0 | 0 | 0 | 0 | 0 | 0 | 0 | 0 | 0 | 0 | 83051.4577 | 0 | 0 | 0 | 0 | 0 | 0 | 0 | 0 | 0 | 103760.903 | 0 | 0 | 0 | 0 | 0 | 0 | 0 | 0
2016-11-20 06:00 | 0 | 0 | 0 | 0 | 11506.3561 | 0 | 371724 | 0 | 0 | 0 | 0 | 105543.2491 | 0 | 0 | 0 | 0 | 0 | 0 | 0 | 3231650.339 | 0 | 0 | 0 | 0 | 0 | 0 | 0 | 0 | 0 | 0 | 0 | -83051.4577 | 0 | 0 | 0 | 0 | 0 | 0 | 0 | 0 | 0 | -277166.1862 | 0 | 0 | 0 | 0 | 0 | 0 | 0 | 0
2016-11-20 07:00 | 0 | 0 | 0 | 0 | 549215.2811 | 0 | 364615 | 0 | 0 | 0 | 0 | 188594.7068 | 0 | 0 | 0 | 0 | 0 | 0 | 0 | 3333199.1624 | 0 | 0 | 0 | 0 | 0 | 0 | 0 | 0 | 0 | 0 | 0 | 83051.4577 | 0 | 0 | 0 | 0 | 0 | 0 | 0 | 0 | 0 | 101548.8234 | 0 | 0 | 0 | 0 | 0 | 0 | 0 | 0
2016-11-20 08:00 | 0 | 0 | 0 | 0 | 1323.3561 | 0 | 361541 | 0 | 0 | 0 | 0 | 105543.2491 | 0 | 0 | 0 | 0 | 0 | 0 | 0 | 3056032.9763 | 0 | 0 | 0 | 0 | 0 | 0 | 0 | 0 | 0 | 0 | 0 | -83051.4577 | 0 | 0 | 0 | 0 | 0 | 0 | 0 | 0 | 0 | -277166.1862 | 0 | 0 | 0 | 0 | 0 | 0 | 0 | 0
2016-11-20 09:00 | 0 | 0 | 0 | 0 | 509254.4582 | 0 | 362066 | 0 | 0 | 0 | 0 | 188594.7068 | 0 | 0 | 0 | 0 | 0 | 0 | 0 | 3120169.9768 | 0 | 0 | 0 | 0 | 0 | 0 | 0 | 0 | 0 | 0 | 0 | 83051.4577 | 0 | 0 | 0 | 0 | 0 | 0 | 0 | 0 | 0 | 64137.0005 | 0 | 0 | 0 | 0 | 0 | 0 | 0 | 0
2016-11-20 10:00 | 0 | 0 | 0 | 0 | 484323.2144 | 0 | 367715 | 0 | 0 | 0 | 0 | 105543.2491 | 0 | 0 | 0 | 0 | 0 | 0 | 0 | 3319829.6488 | 0 | 0 | 0 | 0 | 0 | 0 | 0 | 0 | 0 | 0 | 0 | -83051.4577 | 0 | 0 | 0 | 0 | 0 | 0 | 0 | 0 | 0 | 199659.6721 | 0 | 0 | 0 | 0 | 0 | 0 | 0 | 0
2016-11-20 11:00 | 0 | 0 | 0 | 0 | 464833.576 | 0 | 377998 | 0 | 0 | 0 | 0 | 188594.7068 | 0 | 0 | 0 | 0 | 0 | 0 | 0 | 3323613.7671 | 0 | 0 | 0 | 0 | 0 | 0 | 0 | 0 | 0 | 0 | 0 | 83051.4577 | 0 | 0 | 0 | 0 | 0 | 0 | 0 | 0 | 0 | 3784.1183 | 0 | 0 | 0 | 0 | 0 | 0 | 0 | 0
2016-11-20 12:00 | 0 | 0 | 0 | 0 | 450117.3025 | 0 | 390252 | 0 | 0 | 0 | 0 | 105543.2491 | 0 | 0 | 0 | 0 | 0 | 0 | 0 | 3466530.5273 | 0 | 0 | 0 | 0 | 0 | 0 | 0 | 0 | 0 | 0 | 0 | -83051.4577 | 0 | 0 | 0 | 0 | 0 | 0 | 0 | 0 | 0 | 142916.7602 | 0 | 0 | 0 | 0 | 0 | 0 | 0 | 0
2016-11-20 13:00 | 0 | 0 | 0 | 0 | 432641.8566 | 23.9387 | 404595 | 0 | 0 | 0 | 0 | 188594.7068 | 0 | 0 | 0 | 0 | 0 | 0 | 0 | 3378776.7795 | 0 | 32773.0854 | 0 | 0 | 0 | 0 | 0 | 0 | 0 | 0 | 0 | 83051.4577 | 0 | 0 | 0 | 0 | 0 | 0 | 0 | 0 | 0 | -87753.7477 | 0 | 32773.0854 | 0 | 0 | 0 | 0 | 0 | 0
2016-11-20 14:00 | 0 | 0 | 0 | 0 | 0 | 100276.1074 | 413303 | 0 | 0 | 0 | 0 | 105543.2491 | 0 | 0 | 0 | 0 | 0 | 0 | 0 | 3181574.43 | 0 | 0 | 0 | 0 | 0 | 0 | 0 | 0 | 0 | 0 | 0 | -83051.4577 | 0 | 0 | 0 | 0 | 0 | 0 | 0 | 0 | 0 | -197202.3495 | 0 | -32773.0854 | 0 | 0 | 0 | 0 | 0 | 0
2016-11-20 15:00 | 0 | 0 | 0 | 0 | 283962.8387 | 441277.2231 | 413355 | 0 | 0 | 0 | 0 | 188594.7068 | 0 | 0 | 0 | 0 | 0 | 0 | 0 | 3410408.0341 | 0 | 0 | 0 | 0 | 0 | 0 | 0 | 0 | 0 | 0 | 0 | 83051.4577 | 0 | 0 | 0 | 0 | 0 | 0 | 0 | 0 | 0 | 228833.6041 | 0 | 0 | 0 | 0 | 0 | 0 | 0 | 0
2016-11-20 16:00 | 0 | 0 | 0 | 0 | 0 | 554989.1415 | 411016 | 0 | 0 | 0 | 0 | 105543.2491 | 0 | 0 | 0 | 0 | 0 | 0 | 0 | 3637432.6333 | 0 | 0 | 0 | 0 | 0 | 0 | 0 | 0 | 0 | 0 | 0 | -83051.4577 | 0 | 0 | 0 | 0 | 0 | 0 | 0 | 0 | 0 | 227024.5992 | 0 | 0 | 0 | 0 | 0 | 0 | 0 | 0
2016-11-20 17:00 | 0 | 0 | 0 | 0 | 0 | 556951.5614 | 408200 | 0 | 0 | 0 | 0 | 22491.7914 | 0 | 0 | 0 | 0 | 0 | 0 | 0 | 3869235.6524 | 0 | 0 | 0 | 0 | 0 | 0 | 0 | 0 | 0 | 0 | 0 | -83051.4577 | 0 | 0 | 0 | 0 | 0 | 0 | 0 | 0 | 0 | 231803.0191 | 0 | 0 | 0 | 0 | 0 | 0 | 0 | 0
2016-11-20 18:00 | 0 | 0 | 0 | 0 | 0 | 525223.8776 | 405059 | 0 | 0 | 0 | 0 | 105543.2491 | 0 | 0 | 0 | 0 | 0 | 0 | 0 | 3906349.0723 | 0 | 0 | 0 | 0 | 0 | 0 | 0 | 0 | 0 | 0 | 0 | 83051.4577 | 0 | 0 | 0 | 0 | 0 | 0 | 0 | 0 | 0 | 37113.4199 | 0 | 0 | 0 | 0 | 0 | 0 | 0 | 0
2016-11-20 19:00 | 0 | 0 | 0 | 0 | 90977.6884 | 505774.04 | 402637 | 0 | 0 | 0 | 0 | 22491.7914 | 0 | 0 | 0 | 0 | 0 | 0 | 0 | 4183515.2584 | 0 | 0 | 0 | 0 | 0 | 0 | 0 | 0 | 0 | 0 | 0 | -83051.4577 | 0 | 0 | 0 | 0 | 0 | 0 | 0 | 0 | 0 | 277166.1862 | 0 | 0 | 0 | 0 | 0 | 0 | 0 | 0
2016-11-20 20:00 | 0 | 0 | 0 | 0 | 0 | 502948.4617 | 402846 | 0 | 0 | 0 | 0 | 105543.2491 | 0 | 0 | 0 | 0 | 0 | 0 | 0 | 4200566.2624 | 0 | 0 | 0 | 0 | 0 | 0 | 0 | 0 | 0 | 0 | 0 | 83051.4577 | 0 | 0 | 0 | 0 | 0 | 0 | 0 | 0 | 0 | 17051.004 | 0 | 0 | 0 | 0 | 0 | 0 | 0 | 0
2016-11-20 21:00 | 0 | 0 | 0 | 0 | 201662.8922 | 485653.6351 | 409160 | 0 | 0 | 0 | 0 | 188594.7068 | 0 | 0 | 0 | 0 | 0 | 0 | 0 | 4362898.2466 | 0 | 32773.0854 | 0 | 0 | 0 | 0 | 0 | 0 | 0 | 0 | 0 | 83051.4577 | 0 | 0 | 0 | 0 | 0 | 0 | 0 | 0 | 0 | 162331.9842 | 0 | 32773.0854 | 0 | 0 | 0 | 0 | 0 | 0
2016-11-20 22:00 | 0 | 0 | 0 | 0 | 0 | 395389.6737 | 426655 | 0 | 0 | 0 | 0 | 105543.2491 | 0 | 0 | 0 | 0 | 0 | 0 | 0 | 4447457.4634 | 0 | 0 | 0 | 0 | 0 | 0 | 0 | 0 | 0 | 0 | 0 | -83051.4577 | 0 | 0 | 0 | 0 | 0 | 0 | 0 | 0 | 0 | 84559.2168 | 0 | -32773.0854 | 0 | 0 | 0 | 0 | 0 | 0
2016-11-20 23:00 | 0 | 0 | 0 | 0 | 0 | 145201.0225 | 444859 | 0 | 0 | 0 | 0 | 83051.4577 | 0 | 0 | 0 | 0 | 0 | 0 | 0 | 4170291.2773 | 0 | 0 | 0 | 0 | 0 | 0 | 0 | 0 | 0 | 0 | 0 | -22491.7914 | 0 | 0 | 0 | 0 | 0 | 0 | 0 | 0 | 0 | -277166.1862 | 0 | 0 | 0 | 0 | 0 | 0 | 0 | 0
2016-11-21 | 0 | 0 | 0 | 0 | 494015.8535 | 8006.2879 | 452735 | 0 | 0 | 0 | 0 | 166102.9154 | 0 | 0 | 0 | 0 | 0 | 0 | 0 | 4136526.961 | 0 | 0 | 0 | 0 | 0 | 0 | 0 | 0 | 0 | 0 | 0 | 83051.4577 | 0 | 0 | 0 | 0 | 0 | 0 | 0 | 0 | 0 | -33764.3163 | 0 | 0 | 0 | 0 | 0 | 0 | 0 | 0
2016-11-21 01:00 | 0 | 0 | 0 | 0 | 93445.3561 | 0 | 453663 | 0 | 0 | 0 | 0 | 83051.4577 | 0 | 0 | 0 | 0 | 0 | 0 | 0 | 3859360.7748 | 0 | 0 | 0 | 0 | 0 | 0 | 0 | 0 | 0 | 0 | 0 | -83051.4577 | 0 | 0 | 0 | 0 | 0 | 0 | 0 | 0 | 0 | -277166.1862 | 0 | 0 | 0 | 0 | 0 | 0 | 0 | 0
2016-11-21 02:00 | 0 | 0 | 0 | 0 | 544723.6284 | 0 | 444215 | 0 | 0 | 0 | 0 | 166102.9154 | 0 | 0 | 0 | 0 | 0 | 0 | 0 | 3876817.9455 | 0 | 0 | 0 | 0 | 0 | 0 | 0 | 0 | 0 | 0 | 0 | 83051.4577 | 0 | 0 | 0 | 0 | 0 | 0 | 0 | 0 | 0 | 17457.1707 | 0 | 0 | 0 | 0 | 0 | 0 | 0 | 0
2016-11-21 03:00 | 0 | 0 | 0 | 0 | 69445.3561 | 0 | 429663 | 0 | 0 | 0 | 0 | 83051.4577 | 0 | 0 | 0 | 0 | 0 | 0 | 0 | 3599651.7594 | 0 | 0 | 0 | 0 | 0 | 0 | 0 | 0 | 0 | 0 | 0 | -83051.4577 | 0 | 0 | 0 | 0 | 0 | 0 | 0 | 0 | 0 | -277166.1862 | 0 | 0 | 0 | 0 | 0 | 0 | 0 | 0
2016-11-21 04:00 | 0 | 0 | 0 | 0 | 521003.2855 | 0 | 412088 | 0 | 0 | 0 | 0 | 0 | 0 | 0 | 0 | 0 | 0 | 0 | 0 | 3791618.5026 | 0 | 0 | 0 | 0 | 0 | 0 | 0 | 0 | 0 | 0 | 0 | -83051.4577 | 0 | 0 | 0 | 0 | 0 | 0 | 0 | 0 | 0 | 191966.7432 | 0 | 0 | 0 | 0 | 0 | 0 | 0 | 0
2016-11-21 05:00 | 0 | 0 | 0 | 0 | 119816.8138 | 0 | 396983 | 0 | 0 | 0 | 0 | 0 | 0 | 0 | 0 | 0 | 0 | 0 | 0 | 3514452.3164 | 0 | 0 | 0 | 0 | 0 | 0 | 0 | 0 | 0 | 0 | 0 | 0 | 0 | 0 | 0 | 0 | 0 | 0 | 0 | 0 | 0 | -277166.1862 | 0 | 0 | 0 | 0 | 0 | 0 | 0 | 0
2016-11-21 06:00 | 0 | 0 | 0 | 0 | 483988.3766 | 0 | 386667 | 0 | 0 | 0 | 0 | 83051.4577 | 0 | 0 | 0 | 0 | 0 | 0 | 0 | 3528722.2353 | 0 | 0 | 0 | 0 | 0 | 0 | 0 | 0 | 0 | 0 | 0 | 83051.4577 | 0 | 0 | 0 | 0 | 0 | 0 | 0 | 0 | 0 | 14269.9189 | 0 | 0 | 0 | 0 | 0 | 0 | 0 | 0
2016-11-21 07:00 | 0 | 0 | 0 | 0 | 460330.4842 | 0 | 381643 | 0 | 0 | 0 | 0 | 166102.9154 | 0 | 0 | 0 | 0 | 0 | 0 | 0 | 3524358.2618 | 0 | 0 | 0 | 0 | 0 | 0 | 0 | 0 | 0 | 0 | 0 | 83051.4577 | 0 | 0 | 0 | 0 | 0 | 0 | 0 | 0 | 0 | -4363.9736 | 0 | 0 | 0 | 0 | 0 | 0 | 0 | 0
2016-11-21 08:00 | 0 | 0 | 0 | 0 | 442111.9022 | 0 | 380988 | 0 | 0 | 0 | 0 | 249154.3731 | 0 | 0 | 0 | 0 | 0 | 0 | 0 | 3502430.7062 | 0 | 0 | 0 | 0 | 0 | 0 | 0 | 0 | 0 | 0 | 0 | 83051.4577 | 0 | 0 | 0 | 0 | 0 | 0 | 0 | 0 | 0 | -21927.5555 | 0 | 0 | 0 | 0 | 0 | 0 | 0 | 0
2016-11-21 09:00 | 0 | 0 | 0 | 0 | 25556.3561 | 0 | 385774 | 0 | 0 | 0 | 0 | 166102.9154 | 0 | 0 | 0 | 0 | 0 | 0 | 0 | 3225264.5201 | 0 | 0 | 0 | 0 | 0 | 0 | 0 | 0 | 0 | 0 | 0 | -83051.4577 | 0 | 0 | 0 | 0 | 0 | 0 | 0 | 0 | 0 | -277166.1862 | 0 | 0 | 0 | 0 | 0 | 0 | 0 | 0
2016-11-21 10:00 | 0 | 0 | 0 | 0 | 384726.1336 | 0 | 400883 | 0 | 0 | 0 | 0 | 249154.3731 | 0 | 0 | 0 | 0 | 0 | 0 | 0 | 3126056.1959 | 0 | 0 | 0 | 0 | 0 | 0 | 0 | 0 | 0 | 0 | 0 | 83051.4577 | 0 | 0 | 0 | 0 | 0 | 0 | 0 | 0 | 0 | -99208.3241 | 0 | 0 | 0 | 0 | 0 | 0 | 0 | 0
2016-11-21 11:00 | 0 | 0 | 0 | 0 | 239085.2715 | 0 | 433200 | 0 | 0 | 0 | 0 | 332205.8308 | 0 | 0 | 0 | 0 | 0 | 0 | 0 | 2848890.0098 | 0 | 0 | 0 | 0 | 0 | 0 | 0 | 0 | 0 | 0 | 0 | 83051.4577 | 0 | 0 | 0 | 0 | 0 | 0 | 0 | 0 | 0 | -277166.1862 | 0 | 0 | 0 | 0 | 0 | 0 | 0 | 0
2016-11-21 12:00 | 0 | 0 | 0 | 0 | 382086.3426 | 0 | 460210 | 0 | 0 | 0 | 0 | 249154.3731 | 0 | 0 | 0 | 0 | 0 | 0 | 0 | 2853817.8101 | 0 | 0 | 0 | 0 | 0 | 0 | 0 | 0 | 0 | 0 | 0 | -83051.4577 | 0 | 0 | 0 | 0 | 0 | 0 | 0 | 0 | 0 | 4927.8003 | 0 | 0 | 0 | 0 | 0 | 0 | 0 | 0
2016-11-21 13:00 | 0 | 0 | 0 | 0 | 110192.5621 | 18.794 | 470429 | 0 | 0 | 0 | 0 | 166102.9154 | 0 | 0 | 0 | 0 | 0 | 0 | 0 | 2576651.6239 | 0 | 0 | 0 | 0 | 0 | 0 | 0 | 0 | 0 | 0 | 0 | -83051.4577 | 0 | 0 | 0 | 0 | 0 | 0 | 0 | 0 | 0 | -277166.1862 | 0 | 0 | 0 | 0 | 0 | 0 | 0 | 0
2016-11-21 14:00 | 0 | 0 | 0 | 0 | 340953.9609 | 49858.1908 | 469601 | 0 | 0 | 0 | 0 | 83051.4577 | 0 | 0 | 0 | 0 | 0 | 0 | 0 | 2580914.2333 | 0 | 0 | 0 | 0 | 0 | 0 | 0 | 0 | 0 | 0 | 0 | -83051.4577 | 0 | 0 | 0 | 0 | 0 | 0 | 0 | 0 | 0 | 4262.6094 | 0 | 0 | 0 | 0 | 0 | 0 | 0 | 0
2016-11-21 15:00 | 0 | 0 | 0 | 0 | 0 | 169823.3821 | 464608 | 0 | 0 | 0 | 0 | 0 | 0 | 0 | 0 | 0 | 0 | 0 | 0 | 2369181.0732 | 0 | 0 | 0 | 0 | 0 | 0 | 0 | 0 | 0 | 0 | 0 | -83051.4577 | 0 | 0 | 0 | 0 | 0 | 0 | 0 | 0 | 0 | -211733.1602 | 0 | 0 | 0 | 0 | 0 | 0 | 0 | 0
2016-11-21 16:00 | 0 | 0 | 0 | 0 | 264148.7967 | 284742.2756 | 457689 | 0 | 0 | 0 | 0 | 83051.4577 | 0 | 0 | 0 | 0 | 0 | 0 | 0 | 2377331.6878 | 0 | 0 | 0 | 0 | 0 | 0 | 0 | 0 | 0 | 0 | 0 | 83051.4577 | 0 | 0 | 0 | 0 | 0 | 0 | 0 | 0 | 0 | 8150.6146 | 0 | 0 | 0 | 0 | 0 | 0 | 0 | 0
2016-11-21 17:00 | 0 | 0 | 0 | 0 | 0 | 358519.9729 | 450508 | 0 | 0 | 0 | 0 | 0 | 0 | 0 | 0 | 0 | 0 | 0 | 0 | 2368395.1184 | 0 | 0 | 0 | 0 | 0 | 0 | 0 | 0 | 0 | 0 | 0 | -83051.4577 | 0 | 0 | 0 | 0 | 0 | 0 | 0 | 0 | 0 | -8936.5694 | 0 | 0 | 0 | 0 | 0 | 0 | 0 | 0
2016-11-21 18:00 | 0 | 0 | 0 | 0 | 0 | 384671.2675 | 445167 | 0 | 0 | 0 | 0 | 83051.4577 | 0 | 0 | 0 | 0 | 0 | 0 | 0 | 2224847.9282 | 0 | 0 | 0 | 0 | 0 | 0 | 0 | 0 | 0 | 0 | 0 | 83051.4577 | 0 | 0 | 0 | 0 | 0 | 0 | 0 | 0 | 0 | -143547.1902 | 0 | 0 | 0 | 0 | 0 | 0 | 0 | 0
2016-11-21 19:00 | 0 | 0 | 0 | 0 | 252762.5039 | 382251.2246 | 440899 | 0 | 0 | 0 | 0 | 0 | 0 | 0 | 0 | 0 | 0 | 0 | 0 | 2502014.1143 | 0 | 0 | 0 | 0 | 0 | 0 | 0 | 0 | 0 | 0 | 0 | -83051.4577 | 0 | 0 | 0 | 0 | 0 | 0 | 0 | 0 | 0 | 277166.1862 | 0 | 0 | 0 | 0 | 0 | 0 | 0 | 0
2016-11-21 20:00 | 0 | 0 | 0 | 0 | 0 | 363612.4956 | 439651 | 0 | 0 | 0 | 0 | 83051.4577 | 0 | 0 | 0 | 0 | 0 | 0 | 0 | 2342924.1522 | 0 | 0 | 0 | 0 | 0 | 0 | 0 | 0 | 0 | 0 | 0 | 83051.4577 | 0 | 0 | 0 | 0 | 0 | 0 | 0 | 0 | 0 | -159089.9621 | 0 | 0 | 0 | 0 | 0 | 0 | 0 | 0
2016-11-21 21:00 | 0 | 0 | 0 | 0 | 305595.8835 | 332970.845 | 444452 | 0 | 0 | 0 | 0 | 0 | 0 | 0 | 0 | 0 | 0 | 0 | 0 | 2620090.3384 | 0 | 0 | 0 | 0 | 0 | 0 | 0 | 0 | 0 | 0 | 0 | -83051.4577 | 0 | 0 | 0 | 0 | 0 | 0 | 0 | 0 | 0 | 277166.1862 | 0 | 0 | 0 | 0 | 0 | 0 | 0 | 0
2016-11-21 22:00 | 0 | 0 | 0 | 0 | 0 | 276601.8207 | 462555 | 0 | 0 | 0 | 0 | 83051.4577 | 0 | 0 | 0 | 0 | 0 | 0 | 0 | 2351085.7014 | 0 | 0 | 0 | 0 | 0 | 0 | 0 | 0 | 0 | 0 | 0 | 83051.4577 | 0 | 0 | 0 | 0 | 0 | 0 | 0 | 0 | 0 | -269004.637 | 0 | 0 | 0 | 0 | 0 | 0 | 0 | 0
2016-11-21 23:00 | 0 | 0 | 0 | 0 | 497075.5526 | 176033.1759 | 478994 | 0 | 0 | 0 | 0 | 0 | 0 | 0 | 0 | 0 | 0 | 0 | 0 | 2628251.8875 | 0 | 0 | 0 | 0 | 0 | 0 | 0 | 0 | 0 | 0 | 0 | -83051.4577 | 0 | 0 | 0 | 0 | 0 | 0 | 0 | 0 | 0 | 277166.1862 | 0 | 0 | 0 | 0 | 0 | 0 | 0 | 0
2016-11-22 | 0 | 0 | 0 | 0 | 194012.5414 | 14064.2725 | 485243 | 0 | 0 | 0 | 0 | 0 | 0 | 0 | 0 | 0 | 0 | 0 | 0 | 2351085.7014 | 0 | 0 | 0 | 0 | 0 | 0 | 0 | 0 | 0 | 0 | 0 | 0 | 0 | 0 | 0 | 0 | 0 | 0 | 0 | 0 | 0 | -277166.1862 | 0 | 0 | 0 | 0 | 0 | 0 | 0 | 0
2016-11-22 01:00 | 0 | 0 | 0 | 0 | 712412.5135 | 0 | 484328 | 0 | 0 | 0 | 0 | 83051.4577 | 0 | 0 | 0 | 0 | 0 | 0 | 0 | 2496118.7572 | 0 | 0 | 0 | 0 | 0 | 0 | 0 | 0 | 0 | 0 | 0 | 83051.4577 | 0 | 0 | 0 | 0 | 0 | 0 | 0 | 0 | 0 | 145033.0558 | 0 | 0 | 0 | 0 | 0 | 0 | 0 | 0
2016-11-22 02:00 | 0 | 0 | 0 | 0 | 111878.3561 | 0 | 472096 | 0 | 0 | 0 | 0 | 0 | 0 | 0 | 0 | 0 | 0 | 0 | 0 | 2218952.5711 | 0 | 0 | 0 | 0 | 0 | 0 | 0 | 0 | 0 | 0 | 0 | -83051.4577 | 0 | 0 | 0 | 0 | 0 | 0 | 0 | 0 | 0 | -277166.1862 | 0 | 0 | 0 | 0 | 0 | 0 | 0 | 0
2016-11-22 03:00 | 0 | 0 | 0 | 0 | 683131.4109 | 0 | 451534 | 0 | 0 | 0 | 0 | 83051.4577 | 0 | 0 | 0 | 0 | 0 | 0 | 0 | 2367498.5243 | 0 | 0 | 0 | 0 | 0 | 0 | 0 | 0 | 0 | 0 | 0 | 83051.4577 | 0 | 0 | 0 | 0 | 0 | 0 | 0 | 0 | 0 | 148545.9532 | 0 | 0 | 0 | 0 | 0 | 0 | 0 | 0
2016-11-22 04:00 | 0 | 0 | 0 | 0 | 668504.9546 | 0 | 430349 | 0 | 0 | 0 | 0 | 166102.9154 | 0 | 0 | 0 | 0 | 0 | 0 | 0 | 2522603.0212 | 0 | 0 | 0 | 0 | 0 | 0 | 0 | 0 | 0 | 0 | 0 | 83051.4577 | 0 | 0 | 0 | 0 | 0 | 0 | 0 | 0 | 0 | 155104.4969 | 0 | 0 | 0 | 0 | 0 | 0 | 0 | 0
2016-11-22 05:00 | 0 | 0 | 0 | 0 | 50808.3561 | 0 | 411026 | 0 | 0 | 0 | 0 | 83051.4577 | 0 | 0 | 0 | 0 | 0 | 0 | 0 | 2245436.835 | 0 | 0 | 0 | 0 | 0 | 0 | 0 | 0 | 0 | 0 | 0 | -83051.4577 | 0 | 0 | 0 | 0 | 0 | 0 | 0 | 0 | 0 | -277166.1862 | 0 | 0 | 0 | 0 | 0 | 0 | 0 | 0
2016-11-22 06:00 | 0 | 0 | 0 | 0 | 37962.3561 | 0 | 398180 | 0 | 0 | 0 | 0 | 0 | 0 | 0 | 0 | 0 | 0 | 0 | 0 | 1968270.6488 | 0 | 0 | 0 | 0 | 0 | 0 | 0 | 0 | 0 | 0 | 0 | -83051.4577 | 0 | 0 | 0 | 0 | 0 | 0 | 0 | 0 | 0 | -277166.1862 | 0 | 0 | 0 | 0 | 0 | 0 | 0 | 0
2016-11-22 07:00 | 0 | 0 | 0 | 0 | 636813.41 | 0 | 390171 | 0 | 0 | 0 | 0 | 83051.4577 | 0 | 0 | 0 | 0 | 0 | 0 | 0 | 2131861.6011 | 0 | 0 | 0 | 0 | 0 | 0 | 0 | 0 | 0 | 0 | 0 | 83051.4577 | 0 | 0 | 0 | 0 | 0 | 0 | 0 | 0 | 0 | 163590.9523 | 0 | 0 | 0 | 0 | 0 | 0 | 0 | 0
2016-11-22 08:00 | 0 | 0 | 0 | 0 | 27374.3561 | 0 | 387592 | 0 | 0 | 0 | 0 | 0 | 0 | 0 | 0 | 0 | 0 | 0 | 0 | 1854695.415 | 0 | 0 | 0 | 0 | 0 | 0 | 0 | 0 | 0 | 0 | 0 | -83051.4577 | 0 | 0 | 0 | 0 | 0 | 0 | 0 | 0 | 0 | -277166.1862 | 0 | 0 | 0 | 0 | 0 | 0 | 0 | 0
2016-11-22 09:00 | 0 | 0 | 0 | 0 | 114744.8138 | 0 | 391911 | 0 | 0 | 0 | 0 | 0 | 0 | 0 | 0 | 0 | 0 | 0 | 0 | 1577529.2288 | 0 | 0 | 0 | 0 | 0 | 0 | 0 | 0 | 0 | 0 | 0 | 0 | 0 | 0 | 0 | 0 | 0 | 0 | 0 | 0 | 0 | -277166.1862 | 0 | 0 | 0 | 0 | 0 | 0 | 0 | 0
2016-11-22 10:00 | 0 | 0 | 0 | 0 | 604932.3736 | 0 | 404976 | 0 | 0 | 0 | 0 | 83051.4577 | 0 | 0 | 0 | 0 | 0 | 0 | 0 | 1694434.1448 | 0 | 0 | 0 | 0 | 0 | 0 | 0 | 0 | 0 | 0 | 0 | 83051.4577 | 0 | 0 | 0 | 0 | 0 | 0 | 0 | 0 | 0 | 116904.9159 | 0 | 0 | 0 | 0 | 0 | 0 | 0 | 0
2016-11-22 11:00 | 0 | 0 | 0 | 0 | 73384.3561 | 0 | 433602 | 0 | 0 | 0 | 0 | 0 | 0 | 0 | 0 | 0 | 0 | 0 | 0 | 1417267.9586 | 0 | 0 | 0 | 0 | 0 | 0 | 0 | 0 | 0 | 0 | 0 | -83051.4577 | 0 | 0 | 0 | 0 | 0 | 0 | 0 | 0 | 0 | -277166.1862 | 0 | 0 | 0 | 0 | 0 | 0 | 0 | 0
2016-11-22 12:00 | 0 | 0 | 0 | 0 | 591683.569 | 0 | 457480 | 0 | 0 | 0 | 0 | 0 | 0 | 0 | 0 | 0 | 0 | 0 | 0 | 1551471.5276 | 0 | 0 | 0 | 0 | 0 | 0 | 0 | 0 | 0 | 0 | 0 | 0 | 0 | 0 | 0 | 0 | 0 | 0 | 0 | 0 | 0 | 134203.569 | 0 | 0 | 0 | 0 | 0 | 0 | 0 | 0
2016-11-22 13:00 | 0 | 0 | 0 | 0 | 587533.7347 | 0.056487 | 466043 | 0 | 0 | 0 | 0 | 83051.4577 | 0 | 0 | 0 | 0 | 0 | 0 | 0 | 1589910.861 | 0 | 0 | 0 | 0 | 0 | 0 | 0 | 0 | 0 | 0 | 0 | 83051.4577 | 0 | 0 | 0 | 0 | 0 | 0 | 0 | 0 | 0 | 38439.3334 | 0 | 0 | 0 | 0 | 0 | 0 | 0 | 0
2016-11-22 14:00 | 0 | 0 | 0 | 0 | 29893.1982 | 74674.1579 | 464785 | 0 | 0 | 0 | 0 | 0 | 0 | 0 | 0 | 0 | 0 | 0 | 0 | 1312744.6748 | 0 | 0 | 0 | 0 | 0 | 0 | 0 | 0 | 0 | 0 | 0 | -83051.4577 | 0 | 0 | 0 | 0 | 0 | 0 | 0 | 0 | 0 | -277166.1862 | 0 | 0 | 0 | 0 | 0 | 0 | 0 | 0
2016-11-22 15:00 | 0 | 0 | 0 | 0 | 369791.5694 | 451168.0744 | 460742 | 0 | 0 | 0 | 0 | 83051.4577 | 0 | 0 | 0 | 0 | 0 | 0 | 0 | 1589910.861 | 0 | 0 | 0 | 0 | 0 | 0 | 0 | 0 | 0 | 0 | 0 | 83051.4577 | 0 | 0 | 0 | 0 | 0 | 0 | 0 | 0 | 0 | 277166.1862 | 0 | 0 | 0 | 0 | 0 | 0 | 0 | 0
2016-11-22 16:00 | 0 | 0 | 0 | 0 | 0 | 612545.13 | 454831 | 0 | 0 | 0 | 0 | 0 | 0 | 0 | 0 | 0 | 0 | 0 | 0 | 1830676.4487 | 0 | 0 | 0 | 0 | 0 | 0 | 0 | 0 | 0 | 0 | 0 | -83051.4577 | 0 | 0 | 0 | 0 | 0 | 0 | 0 | 0 | 0 | 240765.5877 | 0 | 0 | 0 | 0 | 0 | 0 | 0 | 0
2016-11-22 17:00 | 0 | 0 | 0 | 0 | 182425.1165 | 625663.5273 | 447871 | 0 | 0 | 0 | 0 | 83051.4577 | 0 | 0 | 0 | 0 | 0 | 0 | 0 | 2107842.6349 | 0 | 0 | 0 | 0 | 0 | 0 | 0 | 0 | 0 | 0 | 0 | 83051.4577 | 0 | 0 | 0 | 0 | 0 | 0 | 0 | 0 | 0 | 277166.1862 | 0 | 0 | 0 | 0 | 0 | 0 | 0 | 0
2016-11-22 18:00 | 0 | 0 | 0 | 0 | 53252.2655 | 585261.463 | 444399 | 0 | 0 | 0 | 0 | 0 | 0 | 0 | 0 | 0 | 0 | 0 | 0 | 2385008.8211 | 0 | 0 | 0 | 0 | 0 | 0 | 0 | 0 | 0 | 0 | 0 | -83051.4577 | 0 | 0 | 0 | 0 | 0 | 0 | 0 | 0 | 0 | 277166.1862 | 0 | 0 | 0 | 0 | 0 | 0 | 0 | 0
2016-11-22 19:00 | 0 | 0 | 0 | 0 | 0 | 564608.1604 | 441711 | 0 | 0 | 0 | 0 | 83051.4577 | 0 | 0 | 0 | 0 | 0 | 0 | 0 | 2424854.5237 | 0 | 0 | 0 | 0 | 0 | 0 | 0 | 0 | 0 | 0 | 0 | 83051.4577 | 0 | 0 | 0 | 0 | 0 | 0 | 0 | 0 | 0 | 39845.7027 | 0 | 0 | 0 | 0 | 0 | 0 | 0 | 0
2016-11-22 20:00 | 0 | 0 | 0 | 0 | 63048.239 | 571864.4894 | 440798 | 0 | 0 | 0 | 0 | 0 | 0 | 0 | 0 | 0 | 0 | 0 | 0 | 2702020.7099 | 0 | 0 | 0 | 0 | 0 | 0 | 0 | 0 | 0 | 0 | 0 | -83051.4577 | 0 | 0 | 0 | 0 | 0 | 0 | 0 | 0 | 0 | 277166.1862 | 0 | 0 | 0 | 0 | 0 | 0 | 0 | 0
2016-11-22 21:00 | 0 | 0 | 0 | 0 | 0 | 590101.6245 | 445928 | 0 | 0 | 0 | 0 | 83051.4577 | 0 | 0 | 0 | 0 | 0 | 0 | 0 | 2763142.8767 | 0 | 0 | 0 | 0 | 0 | 0 | 0 | 0 | 0 | 0 | 0 | 83051.4577 | 0 | 0 | 0 | 0 | 0 | 0 | 0 | 0 | 0 | 61122.1668 | 0 | 0 | 0 | 0 | 0 | 0 | 0 | 0
2016-11-22 22:00 | 0 | 0 | 0 | 0 | 107756.4072 | 547750.3213 | 461392 | 0 | 0 | 0 | 0 | 0 | 0 | 0 | 0 | 0 | 0 | 0 | 0 | 3040309.0628 | 0 | 0 | 0 | 0 | 0 | 0 | 0 | 0 | 0 | 0 | 0 | -83051.4577 | 0 | 0 | 0 | 0 | 0 | 0 | 0 | 0 | 0 | 277166.1862 | 0 | 0 | 0 | 0 | 0 | 0 | 0 | 0
2016-11-22 23:00 | 0 | 0 | 0 | 0 | 16641.3377 | 263626.9338 | 474383 | 0 | 0 | 0 | 0 | 83051.4577 | 0 | 0 | 0 | 0 | 0 | 0 | 0 | 2763142.8767 | 0 | 0 | 0 | 0 | 0 | 0 | 0 | 0 | 0 | 0 | 0 | 83051.4577 | 0 | 0 | 0 | 0 | 0 | 0 | 0 | 0 | 0 | -277166.1862 | 0 | 0 | 0 | 0 | 0 | 0 | 0 | 0
2016-11-23 | 0 | 0 | 0 | 0 | 564340.0414 | 6696.9707 | 478166 | 0 | 0 | 0 | 0 | 166102.9154 | 0 | 0 | 0 | 0 | 0 | 0 | 0 | 2772962.431 | 0 | 0 | 0 | 0 | 0 | 0 | 0 | 0 | 0 | 0 | 0 | 83051.4577 | 0 | 0 | 0 | 0 | 0 | 0 | 0 | 0 | 0 | 9819.5543 | 0 | 0 | 0 | 0 | 0 | 0 | 0 | 0
2016-11-23 01:00 | 0 | 0 | 0 | 0 | 541914.5744 | 0 | 475989 | 0 | 0 | 0 | 0 | 83051.4577 | 0 | 0 | 0 | 0 | 0 | 0 | 0 | 2921939.4631 | 0 | 0 | 0 | 0 | 0 | 0 | 0 | 0 | 0 | 0 | 0 | -83051.4577 | 0 | 0 | 0 | 0 | 0 | 0 | 0 | 0 | 0 | 148977.0321 | 0 | 0 | 0 | 0 | 0 | 0 | 0 | 0
2016-11-23 02:00 | 0 | 0 | 0 | 0 | 518657.9533 | 0 | 464330 | 0 | 0 | 0 | 0 | 166102.9154 | 0 | 0 | 0 | 0 | 0 | 0 | 0 | 2893215.9587 | 0 | 0 | 0 | 0 | 0 | 0 | 0 | 0 | 0 | 0 | 0 | 83051.4577 | 0 | 0 | 0 | 0 | 0 | 0 | 0 | 0 | 0 | -28723.5044 | 0 | 0 | 0 | 0 | 0 | 0 | 0 | 0
2016-11-23 03:00 | 0 | 0 | 0 | 0 | 85519.3561 | 0 | 445737 | 0 | 0 | 0 | 0 | 83051.4577 | 0 | 0 | 0 | 0 | 0 | 0 | 0 | 2616049.7725 | 0 | 0 | 0 | 0 | 0 | 0 | 0 | 0 | 0 | 0 | 0 | -83051.4577 | 0 | 0 | 0 | 0 | 0 | 0 | 0 | 0 | 0 | -277166.1862 | 0 | 0 | 0 | 0 | 0 | 0 | 0 | 0
2016-11-23 04:00 | 0 | 0 | 0 | 0 | 495058.9988 | 0 | 424766 | 0 | 0 | 0 | 0 | 166102.9154 | 0 | 0 | 0 | 0 | 0 | 0 | 0 | 2603291.3136 | 0 | 0 | 0 | 0 | 0 | 0 | 0 | 0 | 0 | 0 | 0 | 83051.4577 | 0 | 0 | 0 | 0 | 0 | 0 | 0 | 0 | 0 | -12758.4589 | 0 | 0 | 0 | 0 | 0 | 0 | 0 | 0
2016-11-23 05:00 | 0 | 0 | 0 | 0 | 45231.3561 | 0 | 405449 | 0 | 0 | 0 | 0 | 83051.4577 | 0 | 0 | 0 | 0 | 0 | 0 | 0 | 2326125.1274 | 0 | 0 | 0 | 0 | 0 | 0 | 0 | 0 | 0 | 0 | 0 | -83051.4577 | 0 | 0 | 0 | 0 | 0 | 0 | 0 | 0 | 0 | -277166.1862 | 0 | 0 | 0 | 0 | 0 | 0 | 0 | 0
2016-11-23 06:00 | 0 | 0 | 0 | 0 | 482494.2164 | 0 | 391023 | 0 | 0 | 0 | 0 | 166102.9154 | 0 | 0 | 0 | 0 | 0 | 0 | 0 | 2334544.8861 | 0 | 0 | 0 | 0 | 0 | 0 | 0 | 0 | 0 | 0 | 0 | 83051.4577 | 0 | 0 | 0 | 0 | 0 | 0 | 0 | 0 | 0 | 8419.7587 | 0 | 0 | 0 | 0 | 0 | 0 | 0 | 0
2016-11-23 07:00 | 0 | 0 | 0 | 0 | 477606.7568 | 0 | 381703 | 0 | 0 | 0 | 0 | 83051.4577 | 0 | 0 | 0 | 0 | 0 | 0 | 0 | 2513500.1007 | 0 | 0 | 0 | 0 | 0 | 0 | 0 | 0 | 0 | 0 | 0 | -83051.4577 | 0 | 0 | 0 | 0 | 0 | 0 | 0 | 0 | 0 | 178955.2145 | 0 | 0 | 0 | 0 | 0 | 0 | 0 | 0
2016-11-23 08:00 | 0 | 0 | 0 | 0 | 468905.4197 | 0 | 377086 | 0 | 0 | 0 | 0 | 166102.9154 | 0 | 0 | 0 | 0 | 0 | 0 | 0 | 2504306.7065 | 0 | 17961.3561 | 0 | 0 | 0 | 0 | 0 | 0 | 0 | 0 | 0 | 83051.4577 | 0 | 0 | 0 | 0 | 0 | 0 | 0 | 0 | 0 | -9193.3941 | 0 | 17961.3561 | 0 | 0 | 0 | 0 | 0 | 0
2016-11-23 09:00 | 0 | 0 | 0 | 0 | 0 | 0 | 378179 | 0 | 0 | 0 | 0 | 83051.4577 | 0 | 0 | 0 | 0 | 0 | 0 | 0 | 2227140.5204 | 0 | 0 | 0 | 0 | 0 | 0 | 0 | 0 | 0 | 0 | 0 | -83051.4577 | 0 | 0 | 0 | 0 | 0 | 0 | 0 | 0 | 0 | -277166.1862 | 0 | -17961.3561 | 0 | 0 | 0 | 0 | 0 | 0
2016-11-23 10:00 | 0 | 0 | 0 | 0 | 439596.6942 | 0 | 387805 | 0 | 0 | 0 | 0 | 83051.4577 | 0 | 0 | 0 | 0 | 0 | 0 | 0 | 2278932.2146 | 0 | 0 | 0 | 0 | 0 | 0 | 0 | 0 | 0 | 0 | 0 | 0 | 0 | 0 | 0 | 0 | 0 | 0 | 0 | 0 | 0 | 51791.6942 | 0 | 0 | 0 | 0 | 0 | 0 | 0 | 0
2016-11-23 11:00 | 0 | 0 | 0 | 0 | 50347.3561 | 0 | 410565 | 0 | 0 | 0 | 0 | 0 | 0 | 0 | 0 | 0 | 0 | 0 | 0 | 2001766.0284 | 0 | 0 | 0 | 0 | 0 | 0 | 0 | 0 | 0 | 0 | 0 | -83051.4577 | 0 | 0 | 0 | 0 | 0 | 0 | 0 | 0 | 0 | -277166.1862 | 0 | 0 | 0 | 0 | 0 | 0 | 0 | 0
2016-11-23 12:00 | 0 | 0 | 0 | 0 | 407610.9711 | 0 | 432308 | 0 | 0 | 0 | 0 | 83051.4577 | 0 | 0 | 0 | 0 | 0 | 0 | 0 | 1894017.5418 | 0 | 0 | 0 | 0 | 0 | 0 | 0 | 0 | 0 | 0 | 0 | 83051.4577 | 0 | 0 | 0 | 0 | 0 | 0 | 0 | 0 | 0 | -107748.4866 | 0 | 0 | 0 | 0 | 0 | 0 | 0 | 0
2016-11-23 13:00 | 0 | 0 | 0 | 0 | 389541.9338 | 11.2344 | 445040 | 0 | 0 | 0 | 0 | 0 | 0 | 0 | 0 | 0 | 0 | 0 | 0 | 1921582.1677 | 0 | 0 | 0 | 0 | 0 | 0 | 0 | 0 | 0 | 0 | 0 | -83051.4577 | 0 | 0 | 0 | 0 | 0 | 0 | 0 | 0 | 0 | 27564.6259 | 0 | 0 | 0 | 0 | 0 | 0 | 0 | 0
2016-11-23 14:00 | 0 | 0 | 0 | 0 | 289223.6105 | 164858.4664 | 450014 | 0 | 0 | 0 | 0 | 83051.4577 | 0 | 0 | 0 | 0 | 0 | 0 | 0 | 1842598.7869 | 0 | 0 | 0 | 0 | 0 | 0 | 0 | 0 | 0 | 0 | 0 | 83051.4577 | 0 | 0 | 0 | 0 | 0 | 0 | 0 | 0 | 0 | -78983.3808 | 0 | 0 | 0 | 0 | 0 | 0 | 0 | 0
2016-11-23 15:00 | 0 | 0 | 0 | 0 | 0 | 504326.4967 | 451262 | 0 | 0 | 0 | 0 | 0 | 0 | 0 | 0 | 0 | 0 | 0 | 0 | 1978714.7413 | 0 | 0 | 0 | 0 | 0 | 0 | 0 | 0 | 0 | 0 | 0 | -83051.4577 | 0 | 0 | 0 | 0 | 0 | 0 | 0 | 0 | 0 | 136115.9544 | 0 | 0 | 0 | 0 | 0 | 0 | 0 | 0
2016-11-23 16:00 | 0 | 0 | 0 | 0 | 0 | 622971.2225 | 448505 | 0 | 0 | 0 | 0 | 83051.4577 | 0 | 0 | 0 | 0 | 0 | 0 | 0 | 2070129.5061 | 0 | 0 | 0 | 0 | 0 | 0 | 0 | 0 | 0 | 0 | 0 | 83051.4577 | 0 | 0 | 0 | 0 | 0 | 0 | 0 | 0 | 0 | 91414.7648 | 0 | 0 | 0 | 0 | 0 | 0 | 0 | 0
2016-11-23 17:00 | 0 | 0 | 0 | 0 | 8314.7789 | 629475.9496 | 443676 | 0 | 0 | 0 | 0 | 0 | 0 | 0 | 0 | 0 | 0 | 0 | 0 | 2347295.6923 | 0 | 0 | 0 | 0 | 0 | 0 | 0 | 0 | 0 | 0 | 0 | -83051.4577 | 0 | 0 | 0 | 0 | 0 | 0 | 0 | 0 | 0 | 277166.1862 | 0 | 0 | 0 | 0 | 0 | 0 | 0 | 0
2016-11-23 18:00 | 0 | 0 | 0 | 0 | 0 | 598769.613 | 439557 | 0 | 0 | 0 | 0 | 83051.4577 | 0 | 0 | 0 | 0 | 0 | 0 | 0 | 2423456.8476 | 0 | 0 | 0 | 0 | 0 | 0 | 0 | 0 | 0 | 0 | 0 | 83051.4577 | 0 | 0 | 0 | 0 | 0 | 0 | 0 | 0 | 0 | 76161.1553 | 0 | 0 | 0 | 0 | 0 | 0 | 0 | 0
2016-11-23 19:00 | 0 | 0 | 0 | 0 | 45776.9731 | 585401.7554 | 437064 | 0 | 0 | 0 | 0 | 0 | 0 | 0 | 0 | 0 | 0 | 0 | 0 | 2700623.0337 | 0 | 0 | 0 | 0 | 0 | 0 | 0 | 0 | 0 | 0 | 0 | -83051.4577 | 0 | 0 | 0 | 0 | 0 | 0 | 0 | 0 | 0 | 277166.1862 | 0 | 0 | 0 | 0 | 0 | 0 | 0 | 0
2016-11-23 20:00 | 0 | 0 | 0 | 0 | 191400.2143 | 603809.9619 | 435214 | 0 | 0 | 0 | 0 | 83051.4577 | 0 | 0 | 0 | 0 | 0 | 0 | 0 | 2977567.7523 | 0 | 0 | 0 | 0 | 0 | 0 | 0 | 0 | 0 | 0 | 0 | 83051.4577 | 0 | 0 | 0 | 0 | 0 | 0 | 0 | 0 | 0 | 276944.7185 | 0 | 0 | 0 | 0 | 0 | 0 | 0 | 0
2016-11-23 21:00 | 0 | 0 | 0 | 0 | 162696.8375 | 636136.8064 | 438616 | 0 | 0 | 0 | 0 | 166102.9154 | 0 | 0 | 0 | 0 | 0 | 0 | 0 | 3254733.9384 | 0 | 0 | 0 | 0 | 0 | 0 | 0 | 0 | 0 | 0 | 0 | 83051.4577 | 0 | 0 | 0 | 0 | 0 | 0 | 0 | 0 | 0 | 277166.1862 | 0 | 0 | 0 | 0 | 0 | 0 | 0 | 0
2016-11-23 22:00 | 0 | 0 | 0 | 0 | 187277.7738 | 594817.1682 | 450517 | 0 | 0 | 0 | 0 | 249154.3731 | 0 | 0 | 0 | 0 | 0 | 0 | 0 | 3503260.4227 | 0 | 0 | 0 | 0 | 0 | 0 | 0 | 0 | 0 | 0 | 0 | 83051.4577 | 0 | 0 | 0 | 0 | 0 | 0 | 0 | 0 | 0 | 248526.4843 | 0 | 0 | 0 | 0 | 0 | 0 | 0 | 0
2016-11-23 23:00 | 0 | 0 | 0 | 0 | 248601.8426 | 272849.6326 | 457499 | 0 | 0 | 0 | 0 | 249154.3731 | 0 | 0 | 0 | 0 | 0 | 0 | 0 | 3567212.8979 | 0 | 0 | 0 | 0 | 0 | 0 | 0 | 0 | 0 | 0 | 0 | 0 | 0 | 0 | 0 | 0 | 0 | 0 | 0 | 0 | 0 | 63952.4752 | 0 | 0 | 0 | 0 | 0 | 0 | 0 | 0
2016-11-24 | 0 | 0 | 0 | 0 | 77334.8131 | 19966.5431 | 457519 | 0 | 0 | 0 | 0 | 166102.9154 | 0 | 0 | 0 | 0 | 0 | 0 | 0 | 3290046.7118 | 0 | 0 | 0 | 0 | 0 | 0 | 0 | 0 | 0 | 0 | 0 | -83051.4577 | 0 | 0 | 0 | 0 | 0 | 0 | 0 | 0 | 0 | -277166.1862 | 0 | 0 | 0 | 0 | 0 | 0 | 0 | 0
2016-11-24 01:00 | 0 | 0 | 0 | 0 | 312702.7063 | 0 | 452882 | 0 | 0 | 0 | 0 | 83051.4577 | 0 | 0 | 0 | 0 | 0 | 0 | 0 | 3232918.8757 | 0 | 0 | 0 | 0 | 0 | 0 | 0 | 0 | 0 | 0 | 0 | -83051.4577 | 0 | 0 | 0 | 0 | 0 | 0 | 0 | 0 | 0 | -57127.836 | 0 | 0 | 0 | 0 | 0 | 0 | 0 | 0
2016-11-24 02:00 | 0 | 0 | 0 | 0 | 80237.3561 | 0 | 440455 | 0 | 0 | 0 | 0 | 0 | 0 | 0 | 0 | 0 | 0 | 0 | 0 | 2955752.6896 | 0 | 0 | 0 | 0 | 0 | 0 | 0 | 0 | 0 | 0 | 0 | -83051.4577 | 0 | 0 | 0 | 0 | 0 | 0 | 0 | 0 | 0 | -277166.1862 | 0 | 0 | 0 | 0 | 0 | 0 | 0 | 0
2016-11-24 03:00 | 0 | 0 | 0 | 0 | 366935.4399 | 0 | 422019 | 0 | 0 | 0 | 0 | 83051.4577 | 0 | 0 | 0 | 0 | 0 | 0 | 0 | 2817617.6717 | 0 | 0 | 0 | 0 | 0 | 0 | 0 | 0 | 0 | 0 | 0 | 83051.4577 | 0 | 0 | 0 | 0 | 0 | 0 | 0 | 0 | 0 | -138135.0178 | 0 | 0 | 0 | 0 | 0 | 0 | 0 | 0
2016-11-24 04:00 | 0 | 0 | 0 | 0 | 40219.3561 | 0 | 400437 | 0 | 0 | 0 | 0 | 0 | 0 | 0 | 0 | 0 | 0 | 0 | 0 | 2540451.4856 | 0 | 0 | 0 | 0 | 0 | 0 | 0 | 0 | 0 | 0 | 0 | -83051.4577 | 0 | 0 | 0 | 0 | 0 | 0 | 0 | 0 | 0 | -277166.1862 | 0 | 0 | 0 | 0 | 0 | 0 | 0 | 0
2016-11-24 05:00 | 0 | 0 | 0 | 0 | 387619.4669 | 0 | 378621 | 0 | 0 | 0 | 0 | 83051.4577 | 0 | 0 | 0 | 0 | 0 | 0 | 0 | 2466398.4948 | 0 | 0 | 0 | 0 | 0 | 0 | 0 | 0 | 0 | 0 | 0 | 83051.4577 | 0 | 0 | 0 | 0 | 0 | 0 | 0 | 0 | 0 | -74052.9908 | 0 | 0 | 0 | 0 | 0 | 0 | 0 | 0
2016-11-24 06:00 | 0 | 0 | 0 | 0 | 386339.5814 | 0 | 361370 | 0 | 0 | 0 | 0 | 0 | 0 | 0 | 0 | 0 | 0 | 0 | 0 | 2574419.5339 | 0 | 0 | 0 | 0 | 0 | 0 | 0 | 0 | 0 | 0 | 0 | -83051.4577 | 0 | 0 | 0 | 0 | 0 | 0 | 0 | 0 | 0 | 108021.0391 | 0 | 0 | 0 | 0 | 0 | 0 | 0 | 0
2016-11-24 07:00 | 0 | 0 | 0 | 0 | 379343.9221 | 0 | 349616 | 0 | 0 | 0 | 0 | 83051.4577 | 0 | 0 | 0 | 0 | 0 | 0 | 0 | 2488322.9129 | 0 | 32773.0854 | 0 | 0 | 0 | 0 | 0 | 0 | 0 | 0 | 0 | 83051.4577 | 0 | 0 | 0 | 0 | 0 | 0 | 0 | 0 | 0 | -86096.6209 | 0 | 32773.0854 | 0 | 0 | 0 | 0 | 0 | 0
2016-11-24 08:00 | 0 | 0 | 0 | 0 | 0 | 0 | 342238 | 0 | 0 | 0 | 0 | 0 | 0 | 0 | 0 | 0 | 0 | 0 | 0 | 2261909.456 | 0 | 0 | 0 | 0 | 0 | 0 | 0 | 0 | 0 | 0 | 0 | -83051.4577 | 0 | 0 | 0 | 0 | 0 | 0 | 0 | 0 | 0 | -226413.4569 | 0 | -32773.0854 | 0 | 0 | 0 | 0 | 0 | 0
2016-11-24 09:00 | 0 | 0 | 0 | 0 | 370224.6265 | 0 | 339265 | 0 | 0 | 0 | 0 | 83051.4577 | 0 | 0 | 0 | 0 | 0 | 0 | 0 | 2209817.6248 | 0 | 0 | 0 | 0 | 0 | 0 | 0 | 0 | 0 | 0 | 0 | 83051.4577 | 0 | 0 | 0 | 0 | 0 | 0 | 0 | 0 | 0 | -52091.8312 | 0 | 0 | 0 | 0 | 0 | 0 | 0 | 0
2016-11-24 10:00 | 0 | 0 | 0 | 0 | 0 | 0 | 341378 | 0 | 0 | 0 | 0 | 0 | 0 | 0 | 0 | 0 | 0 | 0 | 0 | 1951491.0825 | 0 | 0 | 0 | 0 | 0 | 0 | 0 | 0 | 0 | 0 | 0 | -83051.4577 | 0 | 0 | 0 | 0 | 0 | 0 | 0 | 0 | 0 | -258326.5423 | 0 | 0 | 0 | 0 | 0 | 0 | 0 | 0
2016-11-24 11:00 | 0 | 0 | 0 | 0 | 368200.1544 | 0 | 349184 | 0 | 0 | 0 | 0 | 83051.4577 | 0 | 0 | 0 | 0 | 0 | 0 | 0 | 1887455.7792 | 0 | 0 | 0 | 0 | 0 | 0 | 0 | 0 | 0 | 0 | 0 | 83051.4577 | 0 | 0 | 0 | 0 | 0 | 0 | 0 | 0 | 0 | -64035.3033 | 0 | 0 | 0 | 0 | 0 | 0 | 0 | 0
2016-11-24 12:00 | 0 | 0 | 0 | 0 | 132.3561 | 0 | 360350 | 0 | 0 | 0 | 0 | 0 | 0 | 0 | 0 | 0 | 0 | 0 | 0 | 1610289.5931 | 0 | 0 | 0 | 0 | 0 | 0 | 0 | 0 | 0 | 0 | 0 | -83051.4577 | 0 | 0 | 0 | 0 | 0 | 0 | 0 | 0 | 0 | -277166.1862 | 0 | 0 | 0 | 0 | 0 | 0 | 0 | 0
2016-11-24 13:00 | 0 | 0 | 0 | 0 | 366950.0649 | 8.5045 | 378419 | 0 | 0 | 0 | 0 | 83051.4577 | 0 | 0 | 0 | 0 | 0 | 0 | 0 | 1515777.7048 | 0 | 0 | 0 | 0 | 0 | 0 | 0 | 0 | 0 | 0 | 0 | 83051.4577 | 0 | 0 | 0 | 0 | 0 | 0 | 0 | 0 | 0 | -94511.8882 | 0 | 0 | 0 | 0 | 0 | 0 | 0 | 0
2016-11-24 14:00 | 0 | 0 | 0 | 0 | 306557.304 | 127041.346 | 397131 | 0 | 0 | 0 | 0 | 0 | 0 | 0 | 0 | 0 | 0 | 0 | 0 | 1635296.8125 | 0 | 0 | 0 | 0 | 0 | 0 | 0 | 0 | 0 | 0 | 0 | -83051.4577 | 0 | 0 | 0 | 0 | 0 | 0 | 0 | 0 | 0 | 119519.1077 | 0 | 0 | 0 | 0 | 0 | 0 | 0 | 0
2016-11-24 15:00 | 0 | 0 | 0 | 0 | 240869.9824 | 477273.0067 | 410459 | 0 | 0 | 0 | 0 | 83051.4577 | 0 | 0 | 0 | 0 | 0 | 0 | 0 | 1859929.3439 | 0 | 0 | 0 | 0 | 0 | 0 | 0 | 0 | 0 | 0 | 0 | 83051.4577 | 0 | 0 | 0 | 0 | 0 | 0 | 0 | 0 | 0 | 224632.5314 | 0 | 0 | 0 | 0 | 0 | 0 | 0 | 0
2016-11-24 16:00 | 0 | 0 | 0 | 0 | 0 | 629856.8008 | 417634 | 0 | 0 | 0 | 0 | 142092.5121 | 0 | 0 | 0 | 0 | 0 | 0 | 0 | 2013111.0904 | 0 | 0 | 0 | 0 | 0 | 0 | 0 | 0 | 0 | 0 | 0 | 59041.0544 | 0 | 0 | 0 | 0 | 0 | 0 | 0 | 0 | 0 | 153181.7464 | 0 | 0 | 0 | 0 | 0 | 0 | 0 | 0
2016-11-24 17:00 | 0 | 0 | 0 | 0 | 0 | 631613.8811 | 414375 | 0 | 0 | 0 | 0 | 82165.2071 | 0 | 0 | 0 | 0 | 0 | 0 | 0 | 2290277.2765 | 0 | 0 | 0 | 0 | 0 | 0 | 0 | 0 | 0 | 0 | 0 | -59927.305 | 0 | 0 | 0 | 0 | 0 | 0 | 0 | 0 | 0 | 277166.1862 | 0 | 0 | 0 | 0 | 0 | 0 | 0 | 0
2016-11-24 18:00 | 0 | 0 | 0 | 0 | 0 | 599355.9791 | 404355 | 0 | 0 | 0 | 0 | 0 | 0 | 0 | 0 | 0 | 0 | 0 | 0 | 2567443.4627 | 0 | 0 | 0 | 0 | 0 | 0 | 0 | 0 | 0 | 0 | 0 | -82165.2071 | 0 | 0 | 0 | 0 | 0 | 0 | 0 | 0 | 0 | 277166.1862 | 0 | 0 | 0 | 0 | 0 | 0 | 0 | 0
2016-11-24 19:00 | 0 | 0 | 0 | 0 | 0 | 582591.1797 | 395055 | 0 | 0 | 0 | 0 | 83051.4577 | 0 | 0 | 0 | 0 | 0 | 0 | 0 | 2671928.1847 | 0 | 0 | 0 | 0 | 0 | 0 | 0 | 0 | 0 | 0 | 0 | 83051.4577 | 0 | 0 | 0 | 0 | 0 | 0 | 0 | 0 | 0 | 104484.722 | 0 | 0 | 0 | 0 | 0 | 0 | 0 | 0
2016-11-24 20:00 | 0 | 0 | 0 | 0 | 0 | 595871.5749 | 386948 | 0 | 0 | 0 | 0 | 14808.8464 | 0 | 0 | 0 | 0 | 0 | 0 | 0 | 2949094.3709 | 0 | 0 | 0 | 0 | 0 | 0 | 0 | 0 | 0 | 0 | 0 | -68242.6113 | 0 | 0 | 0 | 0 | 0 | 0 | 0 | 0 | 0 | 277166.1862 | 0 | 0 | 0 | 0 | 0 | 0 | 0 | 0
2016-11-24 21:00 | 0 | 0 | 0 | 0 | 0 | 613999.5074 | 381058 | 0 | 0 | 0 | 0 | 97860.3042 | 0 | 0 | 0 | 0 | 0 | 0 | 0 | 3091230.6025 | 0 | 7753.8181 | 0 | 0 | 0 | 0 | 0 | 0 | 0 | 0 | 0 | 83051.4577 | 0 | 0 | 0 | 0 | 0 | 0 | 0 | 0 | 0 | 142136.2316 | 0 | 7753.8181 | 0 | 0 | 0 | 0 | 0 | 0
2016-11-24 22:00 | 0 | 0 | 0 | 0 | 204767.3273 | 568906.4019 | 380683 | 0 | 0 | 0 | 0 | 180911.7619 | 0 | 0 | 0 | 0 | 0 | 0 | 0 | 3368396.7886 | 0 | 40526.9035 | 0 | 0 | 0 | 0 | 0 | 0 | 0 | 0 | 0 | 83051.4577 | 0 | 0 | 0 | 0 | 0 | 0 | 0 | 0 | 0 | 277166.1862 | 0 | 32773.0854 | 0 | 0 | 0 | 0 | 0 | 0
2016-11-24 23:00 | 0 | 0 | 0 | 0 | 0 | 259536.0886 | 383072 | 0 | 0 | 0 | 0 | 97860.3042 | 0 | 0 | 0 | 0 | 0 | 0 | 0 | 3360685.4203 | 0 | 7753.8181 | 0 | 0 | 0 | 0 | 0 | 0 | 0 | 0 | 0 | -83051.4577 | 0 | 0 | 0 | 0 | 0 | 0 | 0 | 0 | 0 | -7711.3683 | 0 | -32773.0854 | 0 | 0 | 0 | 0 | 0 | 0
2016-11-25 | 0 | 0 | 0 | 0 | 8344.2367 | 6822.3014 | 383138 | 0 | 0 | 0 | 0 | 14808.8464 | 0 | 0 | 0 | 0 | 0 | 0 | 0 | 3083519.2341 | 0 | 0 | 0 | 0 | 0 | 0 | 0 | 0 | 0 | 0 | 0 | -83051.4577 | 0 | 0 | 0 | 0 | 0 | 0 | 0 | 0 | 0 | -277166.1862 | 0 | -7753.8181 | 0 | 0 | 0 | 0 | 0 | 0
2016-11-25 01:00 | 0 | 0 | 0 | 0 | 441941.5076 | 0 | 382911 | 0 | 0 | 0 | 0 | 97860.3042 | 0 | 0 | 0 | 0 | 0 | 0 | 0 | 3059498.284 | 0 | 0 | 0 | 0 | 0 | 0 | 0 | 0 | 0 | 0 | 0 | 83051.4577 | 0 | 0 | 0 | 0 | 0 | 0 | 0 | 0 | 0 | -24020.9501 | 0 | 0 | 0 | 0 | 0 | 0 | 0 | 0
2016-11-25 02:00 | 0 | 0 | 0 | 0 | 17440.3561 | 0 | 377658 | 0 | 0 | 0 | 0 | 14808.8464 | 0 | 0 | 0 | 0 | 0 | 0 | 0 | 2782332.0978 | 0 | 0 | 0 | 0 | 0 | 0 | 0 | 0 | 0 | 0 | 0 | -83051.4577 | 0 | 0 | 0 | 0 | 0 | 0 | 0 | 0 | 0 | -277166.1862 | 0 | 0 | 0 | 0 | 0 | 0 | 0 | 0
2016-11-25 03:00 | 0 | 0 | 0 | 0 | 460586.1186 | 0 | 369843 | 0 | 0 | 0 | 0 | 97860.3042 | 0 | 0 | 0 | 0 | 0 | 0 | 0 | 2790023.7587 | 0 | 0 | 0 | 0 | 0 | 0 | 0 | 0 | 0 | 0 | 0 | 83051.4577 | 0 | 0 | 0 | 0 | 0 | 0 | 0 | 0 | 0 | 7691.6609 | 0 | 0 | 0 | 0 | 0 | 0 | 0 | 0
2016-11-25 04:00 | 0 | 0 | 0 | 0 | 0 | 0 | 358662 | 0 | 0 | 0 | 0 | 14808.8464 | 0 | 0 | 0 | 0 | 0 | 0 | 0 | 2514413.2164 | 0 | 0 | 0 | 0 | 0 | 0 | 0 | 0 | 0 | 0 | 0 | -83051.4577 | 0 | 0 | 0 | 0 | 0 | 0 | 0 | 0 | 0 | -275610.5423 | 0 | 0 | 0 | 0 | 0 | 0 | 0 | 0
2016-11-25 05:00 | 0 | 0 | 0 | 0 | 487664.769 | 0 | 346627 | 0 | 0 | 0 | 0 | 97860.3042 | 0 | 0 | 0 | 0 | 0 | 0 | 0 | 2572399.5278 | 0 | 0 | 0 | 0 | 0 | 0 | 0 | 0 | 0 | 0 | 0 | 83051.4577 | 0 | 0 | 0 | 0 | 0 | 0 | 0 | 0 | 0 | 57986.3113 | 0 | 0 | 0 | 0 | 0 | 0 | 0 | 0
2016-11-25 06:00 | 0 | 0 | 0 | 0 | 0 | 0 | 336310 | 0 | 0 | 0 | 0 | 14808.8464 | 0 | 0 | 0 | 0 | 0 | 0 | 0 | 2319140.9855 | 0 | 0 | 0 | 0 | 0 | 0 | 0 | 0 | 0 | 0 | 0 | -83051.4577 | 0 | 0 | 0 | 0 | 0 | 0 | 0 | 0 | 0 | -253258.5423 | 0 | 0 | 0 | 0 | 0 | 0 | 0 | 0
2016-11-25 07:00 | 0 | 0 | 0 | 0 | 504909.6793 | 0 | 328607 | 0 | 0 | 0 | 0 | 97860.3042 | 0 | 0 | 0 | 0 | 0 | 0 | 0 | 2412392.207 | 0 | 0 | 0 | 0 | 0 | 0 | 0 | 0 | 0 | 0 | 0 | 83051.4577 | 0 | 0 | 0 | 0 | 0 | 0 | 0 | 0 | 0 | 93251.2216 | 0 | 0 | 0 | 0 | 0 | 0 | 0 | 0
2016-11-25 08:00 | 0 | 0 | 0 | 0 | 0 | 0 | 325091 | 0 | 0 | 0 | 0 | 14808.8464 | 0 | 0 | 0 | 0 | 0 | 0 | 0 | 2170352.6647 | 0 | 0 | 0 | 0 | 0 | 0 | 0 | 0 | 0 | 0 | 0 | -83051.4577 | 0 | 0 | 0 | 0 | 0 | 0 | 0 | 0 | 0 | -242039.5423 | 0 | 0 | 0 | 0 | 0 | 0 | 0 | 0
2016-11-25 09:00 | 0 | 0 | 0 | 0 | 488025.9222 | 0 | 326511 | 0 | 0 | 0 | 0 | 97860.3042 | 0 | 0 | 0 | 0 | 0 | 0 | 0 | 2248816.1293 | 0 | 0 | 0 | 0 | 0 | 0 | 0 | 0 | 0 | 0 | 0 | 83051.4577 | 0 | 0 | 0 | 0 | 0 | 0 | 0 | 0 | 0 | 78463.4645 | 0 | 0 | 0 | 0 | 0 | 0 | 0 | 0
2016-11-25 10:00 | 0 | 0 | 0 | 0 | 0 | 0 | 331977 | 0 | 0 | 0 | 0 | 14808.8464 | 0 | 0 | 0 | 0 | 0 | 0 | 0 | 1999890.587 | 0 | 0 | 0 | 0 | 0 | 0 | 0 | 0 | 0 | 0 | 0 | -83051.4577 | 0 | 0 | 0 | 0 | 0 | 0 | 0 | 0 | 0 | -248925.5423 | 0 | 0 | 0 | 0 | 0 | 0 | 0 | 0
2016-11-25 11:00 | 0 | 0 | 0 | 0 | 473062.2588 | 0 | 343329 | 0 | 0 | 0 | 0 | 97860.3042 | 0 | 0 | 0 | 0 | 0 | 0 | 0 | 2046572.388 | 0 | 0 | 0 | 0 | 0 | 0 | 0 | 0 | 0 | 0 | 0 | 83051.4577 | 0 | 0 | 0 | 0 | 0 | 0 | 0 | 0 | 0 | 46681.8011 | 0 | 0 | 0 | 0 | 0 | 0 | 0 | 0
2016-11-25 12:00 | 0 | 0 | 0 | 0 | 0 | 0 | 357486 | 0 | 0 | 0 | 0 | 14808.8464 | 0 | 0 | 0 | 0 | 0 | 0 | 0 | 1772137.8457 | 0 | 0 | 0 | 0 | 0 | 0 | 0 | 0 | 0 | 0 | 0 | -83051.4577 | 0 | 0 | 0 | 0 | 0 | 0 | 0 | 0 | 0 | -274434.5423 | 0 | 0 | 0 | 0 | 0 | 0 | 0 | 0
2016-11-25 13:00 | 0 | 0 | 0 | 0 | 447708.6346 | 0.31708 | 371226 | 0 | 0 | 0 | 0 | 97860.3042 | 0 | 0 | 0 | 0 | 0 | 0 | 0 | 1765569.3397 | 0 | 0 | 0 | 0 | 0 | 0 | 0 | 0 | 0 | 0 | 0 | 83051.4577 | 0 | 0 | 0 | 0 | 0 | 0 | 0 | 0 | 0 | -6568.506 | 0 | 0 | 0 | 0 | 0 | 0 | 0 | 0
2016-11-25 14:00 | 0 | 0 | 0 | 0 | 367737.8927 | 115534.6601 | 383890 | 0 | 0 | 0 | 0 | 14808.8464 | 0 | 0 | 0 | 0 | 0 | 0 | 0 | 1940249.5321 | 0 | 7753.8181 | 0 | 0 | 0 | 0 | 0 | 0 | 0 | 0 | 0 | -83051.4577 | 0 | 0 | 0 | 0 | 0 | 0 | 0 | 0 | 0 | 174680.1924 | 0 | 7753.8181 | 0 | 0 | 0 | 0 | 0 | 0
2016-11-25 15:00 | 0 | 0 | 0 | 0 | 230827.6273 | 509826.177 | 391571 | 0 | 0 | 0 | 0 | 53952.3792 | 0 | 0 | 0 | 0 | 0 | 0 | 0 | 2217415.7183 | 0 | 40526.9035 | 0 | 0 | 0 | 0 | 0 | 0 | 0 | 0 | 0 | 39143.5328 | 0 | 0 | 0 | 0 | 0 | 0 | 0 | 0 | 0 | 277166.1862 | 0 | 32773.0854 | 0 | 0 | 0 | 0 | 0 | 0
2016-11-25 16:00 | 0 | 0 | 0 | 0 | 0 | 636976.3811 | 395380 | 0 | 0 | 0 | 0 | 18382.5741 | 0 | 0 | 0 | 0 | 0 | 0 | 0 | 2494581.9044 | 0 | 40526.9035 | 0 | 0 | 0 | 0 | 0 | 0 | 0 | 0 | 0 | -35569.8051 | 0 | 0 | 0 | 0 | 0 | 0 | 0 | 0 | 0 | 277166.1862 | 0 | 0 | 0 | 0 | 0 | 0 | 0 | 0
2016-11-25 17:00 | 0 | 0 | 0 | 0 | 142997.0916 | 613537.5523 | 396317 | 0 | 0 | 0 | 0 | 101434.0318 | 0 | 0 | 0 | 0 | 0 | 0 | 0 | 2771748.0906 | 0 | 40526.9035 | 0 | 0 | 0 | 0 | 0 | 0 | 0 | 0 | 0 | 83051.4577 | 0 | 0 | 0 | 0 | 0 | 0 | 0 | 0 | 0 | 277166.1862 | 0 | 0 | 0 | 0 | 0 | 0 | 0 | 0
2016-11-25 18:00 | 0 | 0 | 0 | 0 | 154944.0915 | 584213.0483 | 394411 | 0 | 0 | 0 | 0 | 184485.4895 | 0 | 0 | 0 | 0 | 0 | 0 | 0 | 3033442.7727 | 0 | 40526.9035 | 0 | 0 | 0 | 0 | 0 | 0 | 0 | 0 | 0 | 83051.4577 | 0 | 0 | 0 | 0 | 0 | 0 | 0 | 0 | 0 | 261694.6821 | 0 | 0 | 0 | 0 | 0 | 0 | 0 | 0
2016-11-25 19:00 | 0 | 0 | 0 | 0 | 0 | 566558.0974 | 392762 | 0 | 0 | 0 | 0 | 166102.9154 | 0 | 0 | 0 | 0 | 0 | 0 | 0 | 3258394.5296 | 0 | 7753.8181 | 0 | 0 | 0 | 0 | 0 | 0 | 0 | 0 | 0 | -18382.5741 | 0 | 0 | 0 | 0 | 0 | 0 | 0 | 0 | 0 | 224951.7569 | 0 | -32773.0854 | 0 | 0 | 0 | 0 | 0 | 0
2016-11-25 20:00 | 0 | 0 | 0 | 0 | 0 | 573217.8004 | 391901 | 0 | 0 | 0 | 0 | 249154.3731 | 0 | 0 | 0 | 0 | 0 | 0 | 0 | 3364413.6904 | 0 | 0 | 0 | 0 | 0 | 0 | 0 | 0 | 0 | 0 | 0 | 83051.4577 | 0 | 0 | 0 | 0 | 0 | 0 | 0 | 0 | 0 | 106019.1608 | 0 | -7753.8181 | 0 | 0 | 0 | 0 | 0 | 0
2016-11-25 21:00 | 0 | 0 | 0 | 0 | 0 | 584877.4053 | 396044 | 0 | 0 | 0 | 0 | 166102.9154 | 0 | 0 | 0 | 0 | 0 | 0 | 0 | 3636298.5533 | 0 | 0 | 0 | 0 | 0 | 0 | 0 | 0 | 0 | 0 | 0 | -83051.4577 | 0 | 0 | 0 | 0 | 0 | 0 | 0 | 0 | 0 | 271884.863 | 0 | 0 | 0 | 0 | 0 | 0 | 0 | 0
2016-11-25 22:00 | 0 | 0 | 0 | 0 | 0 | 529304.2528 | 406896 | 0 | 0 | 0 | 0 | 83051.4577 | 0 | 0 | 0 | 0 | 0 | 0 | 0 | 3841758.2638 | 0 | 0 | 0 | 0 | 0 | 0 | 0 | 0 | 0 | 0 | 0 | -83051.4577 | 0 | 0 | 0 | 0 | 0 | 0 | 0 | 0 | 0 | 205459.7105 | 0 | 0 | 0 | 0 | 0 | 0 | 0 | 0
2016-11-25 23:00 | 0 | 0 | 0 | 0 | 15485.4714 | 206598.8002 | 416199 | 0 | 0 | 0 | 0 | 166102.9154 | 0 | 0 | 0 | 0 | 0 | 0 | 0 | 3564592.0776 | 0 | 0 | 0 | 0 | 0 | 0 | 0 | 0 | 0 | 0 | 0 | 83051.4577 | 0 | 0 | 0 | 0 | 0 | 0 | 0 | 0 | 0 | -277166.1862 | 0 | 0 | 0 | 0 | 0 | 0 | 0 | 0
2016-11-26 | 0 | 0 | 0 | 0 | 535597.1357 | 5387.6377 | 418426 | 0 | 0 | 0 | 0 | 249154.3731 | 0 | 0 | 0 | 0 | 0 | 0 | 0 | 3604099.3933 | 0 | 0 | 0 | 0 | 0 | 0 | 0 | 0 | 0 | 0 | 0 | 83051.4577 | 0 | 0 | 0 | 0 | 0 | 0 | 0 | 0 | 0 | 39507.3157 | 0 | 0 | 0 | 0 | 0 | 0 | 0 | 0
2016-11-26 01:00 | 0 | 0 | 0 | 0 | 55602.3561 | 0 | 415820 | 0 | 0 | 0 | 0 | 166102.9154 | 0 | 0 | 0 | 0 | 0 | 0 | 0 | 3326933.2072 | 0 | 0 | 0 | 0 | 0 | 0 | 0 | 0 | 0 | 0 | 0 | -83051.4577 | 0 | 0 | 0 | 0 | 0 | 0 | 0 | 0 | 0 | -277166.1862 | 0 | 0 | 0 | 0 | 0 | 0 | 0 | 0
2016-11-26 02:00 | 0 | 0 | 0 | 0 | 46854.3561 | 0 | 407072 | 0 | 0 | 0 | 0 | 83051.4577 | 0 | 0 | 0 | 0 | 0 | 0 | 0 | 3049767.021 | 0 | 0 | 0 | 0 | 0 | 0 | 0 | 0 | 0 | 0 | 0 | -83051.4577 | 0 | 0 | 0 | 0 | 0 | 0 | 0 | 0 | 0 | -277166.1862 | 0 | 0 | 0 | 0 | 0 | 0 | 0 | 0
2016-11-26 03:00 | 0 | 0 | 0 | 0 | 664496.1518 | 0 | 393596 | 0 | 0 | 0 | 0 | 166102.9154 | 0 | 0 | 0 | 0 | 0 | 0 | 0 | 3219137.3589 | 0 | 18478.3561 | 0 | 0 | 0 | 0 | 0 | 0 | 0 | 0 | 0 | 83051.4577 | 0 | 0 | 0 | 0 | 0 | 0 | 0 | 0 | 0 | 169370.3379 | 0 | 18478.3561 | 0 | 0 | 0 | 0 | 0 | 0
2016-11-26 04:00 | 0 | 0 | 0 | 0 | 0 | 0 | 378696 | 0 | 0 | 0 | 0 | 83051.4577 | 0 | 0 | 0 | 0 | 0 | 0 | 0 | 2941971.1728 | 0 | 0 | 0 | 0 | 0 | 0 | 0 | 0 | 0 | 0 | 0 | -83051.4577 | 0 | 0 | 0 | 0 | 0 | 0 | 0 | 0 | 0 | -277166.1862 | 0 | -18478.3561 | 0 | 0 | 0 | 0 | 0 | 0
2016-11-26 05:00 | 0 | 0 | 0 | 0 | 1713.3561 | 0 | 361931 | 0 | 0 | 0 | 0 | 0 | 0 | 0 | 0 | 0 | 0 | 0 | 0 | 2664804.9866 | 0 | 0 | 0 | 0 | 0 | 0 | 0 | 0 | 0 | 0 | 0 | -83051.4577 | 0 | 0 | 0 | 0 | 0 | 0 | 0 | 0 | 0 | -277166.1862 | 0 | 0 | 0 | 0 | 0 | 0 | 0 | 0
2016-11-26 06:00 | 0 | 0 | 0 | 0 | 618928.2338 | 0 | 349185 | 0 | 0 | 0 | 0 | 83051.4577 | 0 | 0 | 0 | 0 | 0 | 0 | 0 | 2851496.7626 | 0 | 0 | 0 | 0 | 0 | 0 | 0 | 0 | 0 | 0 | 0 | 83051.4577 | 0 | 0 | 0 | 0 | 0 | 0 | 0 | 0 | 0 | 186691.776 | 0 | 0 | 0 | 0 | 0 | 0 | 0 | 0
2016-11-26 07:00 | 0 | 0 | 0 | 0 | 0 | 0 | 340395 | 0 | 0 | 0 | 0 | 0 | 0 | 0 | 0 | 0 | 0 | 0 | 0 | 2594153.2204 | 0 | 0 | 0 | 0 | 0 | 0 | 0 | 0 | 0 | 0 | 0 | -83051.4577 | 0 | 0 | 0 | 0 | 0 | 0 | 0 | 0 | 0 | -257343.5423 | 0 | 0 | 0 | 0 | 0 | 0 | 0 | 0
2016-11-26 08:00 | 0 | 0 | 0 | 0 | 141382.2715 | 0 | 335497 | 0 | 0 | 0 | 0 | 83051.4577 | 0 | 0 | 0 | 0 | 0 | 0 | 0 | 2316987.0342 | 0 | 0 | 0 | 0 | 0 | 0 | 0 | 0 | 0 | 0 | 0 | 83051.4577 | 0 | 0 | 0 | 0 | 0 | 0 | 0 | 0 | 0 | -277166.1862 | 0 | 0 | 0 | 0 | 0 | 0 | 0 | 0
2016-11-26 09:00 | 0 | 0 | 0 | 0 | 553395.6527 | 0 | 334757 | 0 | 0 | 0 | 0 | 166102.9154 | 0 | 0 | 0 | 0 | 0 | 0 | 0 | 2452574.2291 | 0 | 0 | 0 | 0 | 0 | 0 | 0 | 0 | 0 | 0 | 0 | 83051.4577 | 0 | 0 | 0 | 0 | 0 | 0 | 0 | 0 | 0 | 135587.1949 | 0 | 0 | 0 | 0 | 0 | 0 | 0 | 0
2016-11-26 10:00 | 0 | 0 | 0 | 0 | 0 | 0 | 339519 | 0 | 0 | 0 | 0 | 83051.4577 | 0 | 0 | 0 | 0 | 0 | 0 | 0 | 2196106.6868 | 0 | 0 | 0 | 0 | 0 | 0 | 0 | 0 | 0 | 0 | 0 | -83051.4577 | 0 | 0 | 0 | 0 | 0 | 0 | 0 | 0 | 0 | -256467.5423 | 0 | 0 | 0 | 0 | 0 | 0 | 0 | 0
2016-11-26 11:00 | 0 | 0 | 0 | 0 | 524567.7748 | 0 | 348815 | 0 | 0 | 0 | 0 | 166102.9154 | 0 | 0 | 0 | 0 | 0 | 0 | 0 | 2288808.004 | 0 | 0 | 0 | 0 | 0 | 0 | 0 | 0 | 0 | 0 | 0 | 83051.4577 | 0 | 0 | 0 | 0 | 0 | 0 | 0 | 0 | 0 | 92701.3171 | 0 | 0 | 0 | 0 | 0 | 0 | 0 | 0
2016-11-26 12:00 | 0 | 0 | 0 | 0 | 499022.3495 | 0 | 361410 | 0 | 0 | 0 | 0 | 83051.4577 | 0 | 0 | 0 | 0 | 0 | 0 | 0 | 2509471.8111 | 0 | 0 | 0 | 0 | 0 | 0 | 0 | 0 | 0 | 0 | 0 | -83051.4577 | 0 | 0 | 0 | 0 | 0 | 0 | 0 | 0 | 0 | 220663.8072 | 0 | 0 | 0 | 0 | 0 | 0 | 0 | 0
2016-11-26 13:00 | 0 | 0 | 0 | 0 | 478903.2532 | 0 | 375765 | 0 | 0 | 0 | 0 | 166102.9154 | 0 | 0 | 0 | 0 | 0 | 0 | 0 | 2529558.6066 | 0 | 0 | 0 | 0 | 0 | 0 | 0 | 0 | 0 | 0 | 0 | 83051.4577 | 0 | 0 | 0 | 0 | 0 | 0 | 0 | 0 | 0 | 20086.7955 | 0 | 0 | 0 | 0 | 0 | 0 | 0 | 0
2016-11-26 14:00 | 0 | 0 | 0 | 0 | 0 | 47150.7636 | 389723 | 0 | 0 | 0 | 0 | 83051.4577 | 0 | 0 | 0 | 0 | 0 | 0 | 0 | 2270037.828 | 0 | 0 | 0 | 0 | 0 | 0 | 0 | 0 | 0 | 0 | 0 | -83051.4577 | 0 | 0 | 0 | 0 | 0 | 0 | 0 | 0 | 0 | -259520.7787 | 0 | 0 | 0 | 0 | 0 | 0 | 0 | 0
2016-11-26 15:00 | 0 | 0 | 0 | 0 | 227627.796 | 421683.2714 | 397906 | 0 | 0 | 0 | 0 | 57290.3389 | 0 | 0 | 0 | 0 | 0 | 0 | 0 | 2547204.0141 | 0 | 0 | 0 | 0 | 0 | 0 | 0 | 0 | 0 | 0 | 0 | -25761.1188 | 0 | 0 | 0 | 0 | 0 | 0 | 0 | 0 | 0 | 277166.1862 | 0 | 0 | 0 | 0 | 0 | 0 | 0 | 0
2016-11-26 16:00 | 0 | 0 | 0 | 0 | 0 | 555252.9377 | 400428 | 0 | 0 | 0 | 0 | 140341.7966 | 0 | 0 | 0 | 0 | 0 | 0 | 0 | 2618977.4941 | 0 | 0 | 0 | 0 | 0 | 0 | 0 | 0 | 0 | 0 | 0 | 83051.4577 | 0 | 0 | 0 | 0 | 0 | 0 | 0 | 0 | 0 | 71773.48 | 0 | 0 | 0 | 0 | 0 | 0 | 0 | 0
2016-11-26 17:00 | 0 | 0 | 0 | 0 | 0 | 552248.4752 | 398878 | 0 | 0 | 0 | 0 | 57290.3389 | 0 | 0 | 0 | 0 | 0 | 0 | 0 | 2855399.4271 | 0 | 0 | 0 | 0 | 0 | 0 | 0 | 0 | 0 | 0 | 0 | -83051.4577 | 0 | 0 | 0 | 0 | 0 | 0 | 0 | 0 | 0 | 236421.933 | 0 | 0 | 0 | 0 | 0 | 0 | 0 | 0
2016-11-26 18:00 | 0 | 0 | 0 | 0 | 0 | 514137.6552 | 394611 | 0 | 0 | 0 | 0 | 140341.7966 | 0 | 0 | 0 | 0 | 0 | 0 | 0 | 2891874.6246 | 0 | 0 | 0 | 0 | 0 | 0 | 0 | 0 | 0 | 0 | 0 | 83051.4577 | 0 | 0 | 0 | 0 | 0 | 0 | 0 | 0 | 0 | 36475.1975 | 0 | 0 | 0 | 0 | 0 | 0 | 0 | 0
2016-11-26 19:00 | 0 | 0 | 0 | 0 | 94862.8194 | 489424.9091 | 390173 | 0 | 0 | 0 | 0 | 57290.3389 | 0 | 0 | 0 | 0 | 0 | 0 | 0 | 3169040.8107 | 0 | 0 | 0 | 0 | 0 | 0 | 0 | 0 | 0 | 0 | 0 | -83051.4577 | 0 | 0 | 0 | 0 | 0 | 0 | 0 | 0 | 0 | 277166.1862 | 0 | 0 | 0 | 0 | 0 | 0 | 0 | 0
2016-11-26 20:00 | 0 | 0 | 0 | 0 | 0 | 479134.0892 | 387851 | 0 | 0 | 0 | 0 | 140341.7966 | 0 | 0 | 0 | 0 | 0 | 0 | 0 | 3177272.4422 | 0 | 0 | 0 | 0 | 0 | 0 | 0 | 0 | 0 | 0 | 0 | 83051.4577 | 0 | 0 | 0 | 0 | 0 | 0 | 0 | 0 | 0 | 8231.6314 | 0 | 0 | 0 | 0 | 0 | 0 | 0 | 0
2016-11-26 21:00 | 0 | 0 | 0 | 0 | 117266.0952 | 469887.6333 | 393039 | 0 | 0 | 0 | 0 | 57290.3389 | 0 | 0 | 0 | 0 | 0 | 0 | 0 | 3454438.6283 | 0 | 0 | 0 | 0 | 0 | 0 | 0 | 0 | 0 | 0 | 0 | -83051.4577 | 0 | 0 | 0 | 0 | 0 | 0 | 0 | 0 | 0 | 277166.1862 | 0 | 0 | 0 | 0 | 0 | 0 | 0 | 0
2016-11-26 22:00 | 0 | 0 | 0 | 0 | 0 | 386400.4802 | 407750 | 0 | 0 | 0 | 0 | 140341.7966 | 0 | 0 | 0 | 0 | 0 | 0 | 0 | 3350037.6509 | 0 | 0 | 0 | 0 | 0 | 0 | 0 | 0 | 0 | 0 | 0 | 83051.4577 | 0 | 0 | 0 | 0 | 0 | 0 | 0 | 0 | 0 | -104400.9775 | 0 | 0 | 0 | 0 | 0 | 0 | 0 | 0
2016-11-26 23:00 | 0 | 0 | 0 | 0 | 355363.0215 | 161700.8476 | 422463 | 0 | 0 | 0 | 0 | 166102.9154 | 0 | 0 | 0 | 0 | 0 | 0 | 0 | 3418877.4012 | 0 | 0 | 0 | 0 | 0 | 0 | 0 | 0 | 0 | 0 | 0 | 25761.1188 | 0 | 0 | 0 | 0 | 0 | 0 | 0 | 0 | 0 | 68839.7503 | 0 | 0 | 0 | 0 | 0 | 0 | 0 | 0
2016-11-27 | 0 | 0 | 0 | 0 | 65734.1898 | 2236.1663 | 428188 | 0 | 0 | 0 | 0 | 83051.4577 | 0 | 0 | 0 | 0 | 0 | 0 | 0 | 3141711.215 | 0 | 0 | 0 | 0 | 0 | 0 | 0 | 0 | 0 | 0 | 0 | -83051.4577 | 0 | 0 | 0 | 0 | 0 | 0 | 0 | 0 | 0 | -277166.1862 | 0 | 0 | 0 | 0 | 0 | 0 | 0 | 0
2016-11-27 01:00 | 0 | 0 | 0 | 0 | 497732.854 | 0 | 427833 | 0 | 0 | 0 | 0 | 166102.9154 | 0 | 0 | 0 | 0 | 0 | 0 | 0 | 3128559.6113 | 0 | 0 | 0 | 0 | 0 | 0 | 0 | 0 | 0 | 0 | 0 | 83051.4577 | 0 | 0 | 0 | 0 | 0 | 0 | 0 | 0 | 0 | -13151.6037 | 0 | 0 | 0 | 0 | 0 | 0 | 0 | 0
2016-11-27 02:00 | 0 | 0 | 0 | 0 | 60733.3561 | 0 | 420951 | 0 | 0 | 0 | 0 | 83051.4577 | 0 | 0 | 0 | 0 | 0 | 0 | 0 | 2851393.4252 | 0 | 0 | 0 | 0 | 0 | 0 | 0 | 0 | 0 | 0 | 0 | -83051.4577 | 0 | 0 | 0 | 0 | 0 | 0 | 0 | 0 | 0 | -277166.1862 | 0 | 0 | 0 | 0 | 0 | 0 | 0 | 0
2016-11-27 03:00 | 0 | 0 | 0 | 0 | 549679.4252 | 0 | 409666 | 0 | 0 | 0 | 0 | 166102.9154 | 0 | 0 | 0 | 0 | 0 | 0 | 0 | 2908355.3926 | 0 | 0 | 0 | 0 | 0 | 0 | 0 | 0 | 0 | 0 | 0 | 83051.4577 | 0 | 0 | 0 | 0 | 0 | 0 | 0 | 0 | 0 | 56961.9675 | 0 | 0 | 0 | 0 | 0 | 0 | 0 | 0
2016-11-27 04:00 | 0 | 0 | 0 | 0 | 35271.3561 | 0 | 395489 | 0 | 0 | 0 | 0 | 83051.4577 | 0 | 0 | 0 | 0 | 0 | 0 | 0 | 2631189.2065 | 0 | 0 | 0 | 0 | 0 | 0 | 0 | 0 | 0 | 0 | 0 | -83051.4577 | 0 | 0 | 0 | 0 | 0 | 0 | 0 | 0 | 0 | -277166.1862 | 0 | 0 | 0 | 0 | 0 | 0 | 0 | 0
2016-11-27 05:00 | 0 | 0 | 0 | 0 | 538136.742 | 0 | 380970 | 0 | 0 | 0 | 0 | 166102.9154 | 0 | 0 | 0 | 0 | 0 | 0 | 0 | 2705304.4907 | 0 | 0 | 0 | 0 | 0 | 0 | 0 | 0 | 0 | 0 | 0 | 83051.4577 | 0 | 0 | 0 | 0 | 0 | 0 | 0 | 0 | 0 | 74115.2843 | 0 | 0 | 0 | 0 | 0 | 0 | 0 | 0
2016-11-27 06:00 | 0 | 0 | 0 | 0 | 8496.3561 | 0 | 368714 | 0 | 0 | 0 | 0 | 83051.4577 | 0 | 0 | 0 | 0 | 0 | 0 | 0 | 2428138.3046 | 0 | 0 | 0 | 0 | 0 | 0 | 0 | 0 | 0 | 0 | 0 | -83051.4577 | 0 | 0 | 0 | 0 | 0 | 0 | 0 | 0 | 0 | -277166.1862 | 0 | 0 | 0 | 0 | 0 | 0 | 0 | 0
2016-11-27 07:00 | 0 | 0 | 0 | 0 | 494690.0562 | 0 | 360779 | 0 | 0 | 0 | 0 | 166102.9154 | 0 | 0 | 0 | 0 | 0 | 0 | 0 | 2478997.9031 | 0 | 0 | 0 | 0 | 0 | 0 | 0 | 0 | 0 | 0 | 0 | 83051.4577 | 0 | 0 | 0 | 0 | 0 | 0 | 0 | 0 | 0 | 50859.5985 | 0 | 0 | 0 | 0 | 0 | 0 | 0 | 0
2016-11-27 08:00 | 0 | 0 | 0 | 0 | 0 | 0 | 357817 | 0 | 0 | 0 | 0 | 83051.4577 | 0 | 0 | 0 | 0 | 0 | 0 | 0 | 2204232.3608 | 0 | 0 | 0 | 0 | 0 | 0 | 0 | 0 | 0 | 0 | 0 | -83051.4577 | 0 | 0 | 0 | 0 | 0 | 0 | 0 | 0 | 0 | -274765.5423 | 0 | 0 | 0 | 0 | 0 | 0 | 0 | 0
2016-11-27 09:00 | 0 | 0 | 0 | 0 | 464791.2266 | 0 | 357740 | 0 | 0 | 0 | 0 | 166102.9154 | 0 | 0 | 0 | 0 | 0 | 0 | 0 | 2228232.1297 | 0 | 0 | 0 | 0 | 0 | 0 | 0 | 0 | 0 | 0 | 0 | 83051.4577 | 0 | 0 | 0 | 0 | 0 | 0 | 0 | 0 | 0 | 23999.7689 | 0 | 0 | 0 | 0 | 0 | 0 | 0 | 0
2016-11-27 10:00 | 0 | 0 | 0 | 0 | 2079.3561 | 0 | 362297 | 0 | 0 | 0 | 0 | 83051.4577 | 0 | 0 | 0 | 0 | 0 | 0 | 0 | 1951065.9435 | 0 | 0 | 0 | 0 | 0 | 0 | 0 | 0 | 0 | 0 | 0 | -83051.4577 | 0 | 0 | 0 | 0 | 0 | 0 | 0 | 0 | 0 | -277166.1862 | 0 | 0 | 0 | 0 | 0 | 0 | 0 | 0
2016-11-27 11:00 | 0 | 0 | 0 | 0 | 514662.5947 | 0 | 371445 | 0 | 0 | 0 | 0 | 166102.9154 | 0 | 0 | 0 | 0 | 0 | 0 | 0 | 2011232.0805 | 0 | 0 | 0 | 0 | 0 | 0 | 0 | 0 | 0 | 0 | 0 | 83051.4577 | 0 | 0 | 0 | 0 | 0 | 0 | 0 | 0 | 0 | 60166.137 | 0 | 0 | 0 | 0 | 0 | 0 | 0 | 0
2016-11-27 12:00 | 0 | 0 | 0 | 0 | 23046.3561 | 0 | 383264 | 0 | 0 | 0 | 0 | 83051.4577 | 0 | 0 | 0 | 0 | 0 | 0 | 0 | 1734065.8943 | 0 | 0 | 0 | 0 | 0 | 0 | 0 | 0 | 0 | 0 | 0 | -83051.4577 | 0 | 0 | 0 | 0 | 0 | 0 | 0 | 0 | 0 | -277166.1862 | 0 | 0 | 0 | 0 | 0 | 0 | 0 | 0
2016-11-27 13:00 | 0 | 0 | 0 | 0 | 563799.6122 | 0 | 394819 | 0 | 0 | 0 | 0 | 166102.9154 | 0 | 0 | 0 | 0 | 0 | 0 | 0 | 1817328.387 | 0 | 2666.6619 | 0 | 0 | 0 | 0 | 0 | 0 | 0 | 0 | 0 | 83051.4577 | 0 | 0 | 0 | 0 | 0 | 0 | 0 | 0 | 0 | 83262.4926 | 0 | 2666.6619 | 0 | 0 | 0 | 0 | 0 | 0
2016-11-27 14:00 | 0 | 0 | 0 | 0 | 0 | 37714.6942 | 400599 | 0 | 0 | 0 | 0 | 83051.4577 | 0 | 0 | 0 | 0 | 0 | 0 | 0 | 1540162.2008 | 0 | 0 | 0 | 0 | 0 | 0 | 0 | 0 | 0 | 0 | 0 | -83051.4577 | 0 | 0 | 0 | 0 | 0 | 0 | 0 | 0 | 0 | -277166.1862 | 0 | -2666.6619 | 0 | 0 | 0 | 0 | 0 | 0
2016-11-27 15:00 | 0 | 0 | 0 | 0 | 333013.8608 | 262039.8677 | 400939 | 0 | 0 | 0 | 0 | 0 | 0 | 0 | 0 | 0 | 0 | 0 | 0 | 1817328.387 | 0 | 0 | 0 | 0 | 0 | 0 | 0 | 0 | 0 | 0 | 0 | -83051.4577 | 0 | 0 | 0 | 0 | 0 | 0 | 0 | 0 | 0 | 277166.1862 | 0 | 0 | 0 | 0 | 0 | 0 | 0 | 0
2016-11-27 16:00 | 0 | 0 | 0 | 0 | 340054.0849 | 419474.559 | 399311 | 0 | 0 | 0 | 0 | 83051.4577 | 0 | 0 | 0 | 0 | 0 | 0 | 0 | 2094494.5731 | 0 | 0 | 0 | 0 | 0 | 0 | 0 | 0 | 0 | 0 | 0 | 83051.4577 | 0 | 0 | 0 | 0 | 0 | 0 | 0 | 0 | 0 | 277166.1862 | 0 | 0 | 0 | 0 | 0 | 0 | 0 | 0
2016-11-27 17:00 | 0 | 0 | 0 | 0 | 0 | 474058.5871 | 397982 | 0 | 0 | 0 | 0 | 83051.4577 | 0 | 0 | 0 | 0 | 0 | 0 | 0 | 2170571.1602 | 0 | 0 | 0 | 0 | 0 | 0 | 0 | 0 | 0 | 0 | 0 | 0 | 0 | 0 | 0 | 0 | 0 | 0 | 0 | 0 | 0 | 76076.5871 | 0 | 0 | 0 | 0 | 0 | 0 | 0 | 0
2016-11-27 18:00 | 0 | 0 | 0 | 0 | 287648.5885 | 469851.0553 | 397282 | 0 | 0 | 0 | 0 | 166102.9154 | 0 | 0 | 0 | 0 | 0 | 0 | 0 | 2447737.3464 | 0 | 0 | 0 | 0 | 0 | 0 | 0 | 0 | 0 | 0 | 0 | 83051.4577 | 0 | 0 | 0 | 0 | 0 | 0 | 0 | 0 | 0 | 277166.1862 | 0 | 0 | 0 | 0 | 0 | 0 | 0 | 0
2016-11-27 19:00 | 0 | 0 | 0 | 0 | 127406.9758 | 463283.7527 | 396576 | 0 | 0 | 0 | 0 | 83051.4577 | 0 | 0 | 0 | 0 | 0 | 0 | 0 | 2724903.5325 | 0 | 0 | 0 | 0 | 0 | 0 | 0 | 0 | 0 | 0 | 0 | -83051.4577 | 0 | 0 | 0 | 0 | 0 | 0 | 0 | 0 | 0 | 277166.1862 | 0 | 0 | 0 | 0 | 0 | 0 | 0 | 0
2016-11-27 20:00 | 0 | 0 | 0 | 0 | 0 | 462486.496 | 398083 | 0 | 0 | 0 | 0 | 166102.9154 | 0 | 0 | 0 | 0 | 0 | 0 | 0 | 2706255.5708 | 0 | 0 | 0 | 0 | 0 | 0 | 0 | 0 | 0 | 0 | 0 | 83051.4577 | 0 | 0 | 0 | 0 | 0 | 0 | 0 | 0 | 0 | -18647.9617 | 0 | 0 | 0 | 0 | 0 | 0 | 0 | 0
2016-11-27 21:00 | 0 | 0 | 0 | 0 | 145140.5625 | 455512.166 | 406538 | 0 | 0 | 0 | 0 | 83051.4577 | 0 | 0 | 0 | 0 | 0 | 0 | 0 | 2983421.757 | 0 | 0 | 0 | 0 | 0 | 0 | 0 | 0 | 0 | 0 | 0 | -83051.4577 | 0 | 0 | 0 | 0 | 0 | 0 | 0 | 0 | 0 | 277166.1862 | 0 | 0 | 0 | 0 | 0 | 0 | 0 | 0
2016-11-27 22:00 | 0 | 0 | 0 | 0 | 0 | 391025.8936 | 427369 | 0 | 0 | 0 | 0 | 166102.9154 | 0 | 0 | 0 | 0 | 0 | 0 | 0 | 2864027.1929 | 0 | 0 | 0 | 0 | 0 | 0 | 0 | 0 | 0 | 0 | 0 | 83051.4577 | 0 | 0 | 0 | 0 | 0 | 0 | 0 | 0 | 0 | -119394.5641 | 0 | 0 | 0 | 0 | 0 | 0 | 0 | 0
2016-11-27 23:00 | 0 | 0 | 0 | 0 | 0 | 174224.9319 | 444427 | 0 | 0 | 0 | 0 | 83051.4577 | 0 | 0 | 0 | 0 | 0 | 0 | 0 | 2676876.5825 | 0 | 0 | 0 | 0 | 0 | 0 | 0 | 0 | 0 | 0 | 0 | -83051.4577 | 0 | 0 | 0 | 0 | 0 | 0 | 0 | 0 | 0 | -187150.6104 | 0 | 0 | 0 | 0 | 0 | 0 | 0 | 0
2016-11-28 | 0 | 0 | 0 | 0 | 639537.4894 | 6270.239 | 451693 | 0 | 0 | 0 | 0 | 0 | 0 | 0 | 0 | 0 | 0 | 0 | 0 | 2954042.7686 | 0 | 0 | 0 | 0 | 0 | 0 | 0 | 0 | 0 | 0 | 0 | -83051.4577 | 0 | 0 | 0 | 0 | 0 | 0 | 0 | 0 | 0 | 277166.1862 | 0 | 0 | 0 | 0 | 0 | 0 | 0 | 0
2016-11-28 01:00 | 0 | 0 | 0 | 0 | 256086.2715 | 0 | 450201 | 0 | 0 | 0 | 0 | 83051.4577 | 0 | 0 | 0 | 0 | 0 | 0 | 0 | 2676876.5825 | 0 | 0 | 0 | 0 | 0 | 0 | 0 | 0 | 0 | 0 | 0 | 83051.4577 | 0 | 0 | 0 | 0 | 0 | 0 | 0 | 0 | 0 | -277166.1862 | 0 | 0 | 0 | 0 | 0 | 0 | 0 | 0
2016-11-28 02:00 | 0 | 0 | 0 | 0 | 75879.3561 | 0 | 436097 | 0 | 0 | 0 | 0 | 0 | 0 | 0 | 0 | 0 | 0 | 0 | 0 | 2399710.3963 | 0 | 0 | 0 | 0 | 0 | 0 | 0 | 0 | 0 | 0 | 0 | -83051.4577 | 0 | 0 | 0 | 0 | 0 | 0 | 0 | 0 | 0 | -277166.1862 | 0 | 0 | 0 | 0 | 0 | 0 | 0 | 0
2016-11-28 03:00 | 0 | 0 | 0 | 0 | 780703.6439 | 0 | 420486 | 0 | 0 | 0 | 0 | 83051.4577 | 0 | 0 | 0 | 0 | 0 | 0 | 0 | 2676876.5825 | 0 | 0 | 0 | 0 | 0 | 0 | 0 | 0 | 0 | 0 | 0 | 83051.4577 | 0 | 0 | 0 | 0 | 0 | 0 | 0 | 0 | 0 | 277166.1862 | 0 | 0 | 0 | 0 | 0 | 0 | 0 | 0
2016-11-28 04:00 | 0 | 0 | 0 | 0 | 205649.2715 | 0 | 399764 | 0 | 0 | 0 | 0 | 166102.9154 | 0 | 0 | 0 | 0 | 0 | 0 | 0 | 2399710.3963 | 0 | 0 | 0 | 0 | 0 | 0 | 0 | 0 | 0 | 0 | 0 | 83051.4577 | 0 | 0 | 0 | 0 | 0 | 0 | 0 | 0 | 0 | -277166.1862 | 0 | 0 | 0 | 0 | 0 | 0 | 0 | 0
2016-11-28 05:00 | 0 | 0 | 0 | 0 | 23206.3561 | 0 | 383424 | 0 | 0 | 0 | 0 | 83051.4577 | 0 | 0 | 0 | 0 | 0 | 0 | 0 | 2122544.2101 | 0 | 0 | 0 | 0 | 0 | 0 | 0 | 0 | 0 | 0 | 0 | -83051.4577 | 0 | 0 | 0 | 0 | 0 | 0 | 0 | 0 | 0 | -277166.1862 | 0 | 0 | 0 | 0 | 0 | 0 | 0 | 0
2016-11-28 06:00 | 0 | 0 | 0 | 0 | 563534.7285 | 0 | 369420 | 0 | 0 | 0 | 0 | 0 | 0 | 0 | 0 | 0 | 0 | 0 | 0 | 2399710.3963 | 0 | 0 | 0 | 0 | 0 | 0 | 0 | 0 | 0 | 0 | 0 | -83051.4577 | 0 | 0 | 0 | 0 | 0 | 0 | 0 | 0 | 0 | 277166.1862 | 0 | 0 | 0 | 0 | 0 | 0 | 0 | 0
2016-11-28 07:00 | 0 | 0 | 0 | 0 | 168108.2715 | 0 | 362223 | 0 | 0 | 0 | 0 | 83051.4577 | 0 | 0 | 0 | 0 | 0 | 0 | 0 | 2122544.2101 | 0 | 0 | 0 | 0 | 0 | 0 | 0 | 0 | 0 | 0 | 0 | 83051.4577 | 0 | 0 | 0 | 0 | 0 | 0 | 0 | 0 | 0 | -277166.1862 | 0 | 0 | 0 | 0 | 0 | 0 | 0 | 0
2016-11-28 08:00 | 0 | 0 | 0 | 0 | 0 | 0 | 359618 | 0 | 0 | 0 | 0 | 0 | 0 | 0 | 0 | 0 | 0 | 0 | 0 | 1845977.6678 | 0 | 0 | 0 | 0 | 0 | 0 | 0 | 0 | 0 | 0 | 0 | -83051.4577 | 0 | 0 | 0 | 0 | 0 | 0 | 0 | 0 | 0 | -276566.5423 | 0 | 0 | 0 | 0 | 0 | 0 | 0 | 0
2016-11-28 09:00 | 0 | 0 | 0 | 0 | 638920.1862 | 0 | 361754 | 0 | 0 | 0 | 0 | 0 | 0 | 0 | 0 | 0 | 0 | 0 | 0 | 2123143.854 | 0 | 0 | 0 | 0 | 0 | 0 | 0 | 0 | 0 | 0 | 0 | 0 | 0 | 0 | 0 | 0 | 0 | 0 | 0 | 0 | 0 | 277166.1862 | 0 | 0 | 0 | 0 | 0 | 0 | 0 | 0
2016-11-28 10:00 | 0 | 0 | 0 | 0 | 181487.2715 | 0 | 375602 | 0 | 0 | 0 | 0 | 83051.4577 | 0 | 0 | 0 | 0 | 0 | 0 | 0 | 1845977.6678 | 0 | 0 | 0 | 0 | 0 | 0 | 0 | 0 | 0 | 0 | 0 | 83051.4577 | 0 | 0 | 0 | 0 | 0 | 0 | 0 | 0 | 0 | -277166.1862 | 0 | 0 | 0 | 0 | 0 | 0 | 0 | 0
2016-11-28 11:00 | 0 | 0 | 0 | 0 | 600382.7285 | 0 | 406268 | 0 | 0 | 0 | 0 | 0 | 0 | 0 | 0 | 0 | 0 | 0 | 0 | 2123143.854 | 0 | 0 | 0 | 0 | 0 | 0 | 0 | 0 | 0 | 0 | 0 | -83051.4577 | 0 | 0 | 0 | 0 | 0 | 0 | 0 | 0 | 0 | 277166.1862 | 0 | 0 | 0 | 0 | 0 | 0 | 0 | 0
2016-11-28 12:00 | 0 | 0 | 0 | 0 | 793967.6439 | 0 | 433750 | 0 | 0 | 0 | 0 | 83051.4577 | 0 | 0 | 0 | 0 | 0 | 0 | 0 | 2400310.0402 | 0 | 0 | 0 | 0 | 0 | 0 | 0 | 0 | 0 | 0 | 0 | 83051.4577 | 0 | 0 | 0 | 0 | 0 | 0 | 0 | 0 | 0 | 277166.1862 | 0 | 0 | 0 | 0 | 0 | 0 | 0 | 0
2016-11-28 13:00 | 0 | 0 | 0 | 0 | 251630.5496 | 1.7219 | 445747 | 0 | 0 | 0 | 0 | 166102.9154 | 0 | 0 | 0 | 0 | 0 | 0 | 0 | 2123143.854 | 0 | 0 | 0 | 0 | 0 | 0 | 0 | 0 | 0 | 0 | 0 | 83051.4577 | 0 | 0 | 0 | 0 | 0 | 0 | 0 | 0 | 0 | -277166.1862 | 0 | 0 | 0 | 0 | 0 | 0 | 0 | 0
2016-11-28 14:00 | 0 | 0 | 0 | 0 | 0 | 128205.8886 | 450896 | 0 | 0 | 0 | 0 | 83051.4577 | 0 | 0 | 0 | 0 | 0 | 0 | 0 | 1883505.2003 | 0 | 0 | 0 | 0 | 0 | 0 | 0 | 0 | 0 | 0 | 0 | -83051.4577 | 0 | 0 | 0 | 0 | 0 | 0 | 0 | 0 | 0 | -239638.6537 | 0 | 0 | 0 | 0 | 0 | 0 | 0 | 0
2016-11-28 15:00 | 0 | 0 | 0 | 0 | 308499.482 | 338624.2464 | 453009 | 0 | 0 | 0 | 0 | 0 | 0 | 0 | 0 | 0 | 0 | 0 | 0 | 2160671.3865 | 0 | 0 | 0 | 0 | 0 | 0 | 0 | 0 | 0 | 0 | 0 | -83051.4577 | 0 | 0 | 0 | 0 | 0 | 0 | 0 | 0 | 0 | 277166.1862 | 0 | 0 | 0 | 0 | 0 | 0 | 0 | 0
2016-11-28 16:00 | 0 | 0 | 0 | 0 | 0 | 461896.2094 | 452270 | 0 | 0 | 0 | 0 | 83051.4577 | 0 | 0 | 0 | 0 | 0 | 0 | 0 | 2087246.1382 | 0 | 0 | 0 | 0 | 0 | 0 | 0 | 0 | 0 | 0 | 0 | 83051.4577 | 0 | 0 | 0 | 0 | 0 | 0 | 0 | 0 | 0 | -73425.2483 | 0 | 0 | 0 | 0 | 0 | 0 | 0 | 0
2016-11-28 17:00 | 0 | 0 | 0 | 0 | 158151.6611 | 485907.0673 | 449944 | 0 | 0 | 0 | 0 | 0 | 0 | 0 | 0 | 0 | 0 | 0 | 0 | 2364412.3243 | 0 | 0 | 0 | 0 | 0 | 0 | 0 | 0 | 0 | 0 | 0 | -83051.4577 | 0 | 0 | 0 | 0 | 0 | 0 | 0 | 0 | 0 | 277166.1862 | 0 | 0 | 0 | 0 | 0 | 0 | 0 | 0
2016-11-28 18:00 | 0 | 0 | 0 | 0 | 326784.9066 | 480762.7372 | 447330 | 0 | 0 | 0 | 0 | 83051.4577 | 0 | 0 | 0 | 0 | 0 | 0 | 0 | 2641578.5105 | 0 | 0 | 0 | 0 | 0 | 0 | 0 | 0 | 0 | 0 | 0 | 83051.4577 | 0 | 0 | 0 | 0 | 0 | 0 | 0 | 0 | 0 | 277166.1862 | 0 | 0 | 0 | 0 | 0 | 0 | 0 | 0
2016-11-28 19:00 | 0 | 0 | 0 | 0 | 165775.0786 | 473982.6499 | 445643 | 0 | 0 | 0 | 0 | 0 | 0 | 0 | 0 | 0 | 0 | 0 | 0 | 2918744.6967 | 0 | 0 | 0 | 0 | 0 | 0 | 0 | 0 | 0 | 0 | 0 | -83051.4577 | 0 | 0 | 0 | 0 | 0 | 0 | 0 | 0 | 0 | 277166.1862 | 0 | 0 | 0 | 0 | 0 | 0 | 0 | 0
2016-11-28 20:00 | 0 | 0 | 0 | 0 | 0 | 476467.9447 | 445537 | 0 | 0 | 0 | 0 | 83051.4577 | 0 | 0 | 0 | 0 | 0 | 0 | 0 | 2866624.1837 | 0 | 0 | 0 | 0 | 0 | 0 | 0 | 0 | 0 | 0 | 0 | 83051.4577 | 0 | 0 | 0 | 0 | 0 | 0 | 0 | 0 | 0 | -52120.513 | 0 | 0 | 0 | 0 | 0 | 0 | 0 | 0
2016-11-28 21:00 | 0 | 0 | 0 | 0 | 177991.2458 | 467156.4826 | 451033 | 0 | 0 | 0 | 0 | 0 | 0 | 0 | 0 | 0 | 0 | 0 | 0 | 3143790.3698 | 0 | 0 | 0 | 0 | 0 | 0 | 0 | 0 | 0 | 0 | 0 | -83051.4577 | 0 | 0 | 0 | 0 | 0 | 0 | 0 | 0 | 0 | 277166.1862 | 0 | 0 | 0 | 0 | 0 | 0 | 0 | 0
2016-11-28 22:00 | 0 | 0 | 0 | 0 | 0 | 386071.5907 | 466339 | 0 | 0 | 0 | 0 | 83051.4577 | 0 | 0 | 0 | 0 | 0 | 0 | 0 | 2980471.5029 | 0 | 0 | 0 | 0 | 0 | 0 | 0 | 0 | 0 | 0 | 0 | 83051.4577 | 0 | 0 | 0 | 0 | 0 | 0 | 0 | 0 | 0 | -163318.867 | 0 | 0 | 0 | 0 | 0 | 0 | 0 | 0
2016-11-28 23:00 | 0 | 0 | 0 | 0 | 0 | 180248.4825 | 477026 | 0 | 0 | 0 | 0 | 0 | 0 | 0 | 0 | 0 | 0 | 0 | 0 | 2766745.443 | 0 | 0 | 0 | 0 | 0 | 0 | 0 | 0 | 0 | 0 | 0 | -83051.4577 | 0 | 0 | 0 | 0 | 0 | 0 | 0 | 0 | 0 | -213726.0598 | 0 | 0 | 0 | 0 | 0 | 0 | 0 | 0
2016-11-29 | 0 | 0 | 0 | 0 | 800140.8648 | 6038.6089 | 480299 | 0 | 0 | 0 | 0 | 83051.4577 | 0 | 0 | 0 | 0 | 0 | 0 | 0 | 3009574.459 | 0 | 0 | 0 | 0 | 0 | 0 | 0 | 0 | 0 | 0 | 0 | 83051.4577 | 0 | 0 | 0 | 0 | 0 | 0 | 0 | 0 | 0 | 242829.016 | 0 | 0 | 0 | 0 | 0 | 0 | 0 | 0
2016-11-29 01:00 | 0 | 0 | 0 | 0 | 115806.3561 | 0 | 476024 | 0 | 0 | 0 | 0 | 0 | 0 | 0 | 0 | 0 | 0 | 0 | 0 | 2732408.2728 | 0 | 0 | 0 | 0 | 0 | 0 | 0 | 0 | 0 | 0 | 0 | -83051.4577 | 0 | 0 | 0 | 0 | 0 | 0 | 0 | 0 | 0 | -277166.1862 | 0 | 0 | 0 | 0 | 0 | 0 | 0 | 0
2016-11-29 02:00 | 0 | 0 | 0 | 0 | 804215.4789 | 0 | 460372 | 0 | 0 | 0 | 0 | 83051.4577 | 0 | 0 | 0 | 0 | 0 | 0 | 0 | 2993200.2941 | 0 | 0 | 0 | 0 | 0 | 0 | 0 | 0 | 0 | 0 | 0 | 83051.4577 | 0 | 0 | 0 | 0 | 0 | 0 | 0 | 0 | 0 | 260792.0212 | 0 | 0 | 0 | 0 | 0 | 0 | 0 | 0
2016-11-29 03:00 | 0 | 0 | 0 | 0 | 802489.3076 | 0 | 437418 | 0 | 0 | 0 | 0 | 166102.9154 | 0 | 0 | 0 | 0 | 0 | 0 | 0 | 3270366.4802 | 0 | 4853.6637 | 0 | 0 | 0 | 0 | 0 | 0 | 0 | 0 | 0 | 83051.4577 | 0 | 0 | 0 | 0 | 0 | 0 | 0 | 0 | 0 | 277166.1862 | 0 | 4853.6637 | 0 | 0 | 0 | 0 | 0 | 0
2016-11-29 04:00 | 0 | 0 | 0 | 0 | 46080.6924 | 0 | 411152 | 0 | 0 | 0 | 0 | 83051.4577 | 0 | 0 | 0 | 0 | 0 | 0 | 0 | 2993200.2941 | 0 | 0 | 0 | 0 | 0 | 0 | 0 | 0 | 0 | 0 | 0 | -83051.4577 | 0 | 0 | 0 | 0 | 0 | 0 | 0 | 0 | 0 | -277166.1862 | 0 | -4853.6637 | 0 | 0 | 0 | 0 | 0 | 0
2016-11-29 05:00 | 0 | 0 | 0 | 0 | 28177.3561 | 0 | 388395 | 0 | 0 | 0 | 0 | 0 | 0 | 0 | 0 | 0 | 0 | 0 | 0 | 2716034.1079 | 0 | 0 | 0 | 0 | 0 | 0 | 0 | 0 | 0 | 0 | 0 | -83051.4577 | 0 | 0 | 0 | 0 | 0 | 0 | 0 | 0 | 0 | -277166.1862 | 0 | 0 | 0 | 0 | 0 | 0 | 0 | 0
2016-11-29 06:00 | 0 | 0 | 0 | 0 | 731082.6439 | 0 | 370865 | 0 | 0 | 0 | 0 | 83051.4577 | 0 | 0 | 0 | 0 | 0 | 0 | 0 | 2993200.2941 | 0 | 0 | 0 | 0 | 0 | 0 | 0 | 0 | 0 | 0 | 0 | 83051.4577 | 0 | 0 | 0 | 0 | 0 | 0 | 0 | 0 | 0 | 277166.1862 | 0 | 0 | 0 | 0 | 0 | 0 | 0 | 0
2016-11-29 07:00 | 0 | 0 | 0 | 0 | 0 | 0 | 359202 | 0 | 0 | 0 | 0 | 0 | 0 | 0 | 0 | 0 | 0 | 0 | 0 | 2717049.7518 | 0 | 0 | 0 | 0 | 0 | 0 | 0 | 0 | 0 | 0 | 0 | -83051.4577 | 0 | 0 | 0 | 0 | 0 | 0 | 0 | 0 | 0 | -276150.5423 | 0 | 0 | 0 | 0 | 0 | 0 | 0 | 0
2016-11-29 08:00 | 0 | 0 | 0 | 0 | 76306.8138 | 0 | 353473 | 0 | 0 | 0 | 0 | 0 | 0 | 0 | 0 | 0 | 0 | 0 | 0 | 2439883.5656 | 0 | 0 | 0 | 0 | 0 | 0 | 0 | 0 | 0 | 0 | 0 | 0 | 0 | 0 | 0 | 0 | 0 | 0 | 0 | 0 | 0 | -277166.1862 | 0 | 0 | 0 | 0 | 0 | 0 | 0 | 0
2016-11-29 09:00 | 0 | 0 | 0 | 0 | 714236.6439 | 0 | 354019 | 0 | 0 | 0 | 0 | 83051.4577 | 0 | 0 | 0 | 0 | 0 | 0 | 0 | 2717049.7518 | 0 | 0 | 0 | 0 | 0 | 0 | 0 | 0 | 0 | 0 | 0 | 83051.4577 | 0 | 0 | 0 | 0 | 0 | 0 | 0 | 0 | 0 | 277166.1862 | 0 | 0 | 0 | 0 | 0 | 0 | 0 | 0
2016-11-29 10:00 | 0 | 0 | 0 | 0 | 3869.3561 | 0 | 364087 | 0 | 0 | 0 | 0 | 0 | 0 | 0 | 0 | 0 | 0 | 0 | 0 | 2439883.5656 | 0 | 0 | 0 | 0 | 0 | 0 | 0 | 0 | 0 | 0 | 0 | -83051.4577 | 0 | 0 | 0 | 0 | 0 | 0 | 0 | 0 | 0 | -277166.1862 | 0 | 0 | 0 | 0 | 0 | 0 | 0 | 0
2016-11-29 11:00 | 0 | 0 | 0 | 0 | 115512.8138 | 0 | 392679 | 0 | 0 | 0 | 0 | 0 | 0 | 0 | 0 | 0 | 0 | 0 | 0 | 2162717.3794 | 0 | 0 | 0 | 0 | 0 | 0 | 0 | 0 | 0 | 0 | 0 | 0 | 0 | 0 | 0 | 0 | 0 | 0 | 0 | 0 | 0 | -277166.1862 | 0 | 0 | 0 | 0 | 0 | 0 | 0 | 0
2016-11-29 12:00 | 0 | 0 | 0 | 0 | 741279.9568 | 0 | 421206 | 0 | 0 | 0 | 0 | 83051.4577 | 0 | 0 | 0 | 0 | 0 | 0 | 0 | 2399739.8785 | 0 | 0 | 0 | 0 | 0 | 0 | 0 | 0 | 0 | 0 | 0 | 83051.4577 | 0 | 0 | 0 | 0 | 0 | 0 | 0 | 0 | 0 | 237022.4991 | 0 | 0 | 0 | 0 | 0 | 0 | 0 | 0
2016-11-29 13:00 | 0 | 0 | 0 | 0 | 628865.5 | 1.2284 | 434752 | 0 | 0 | 0 | 0 | 0 | 0 | 0 | 0 | 0 | 0 | 0 | 0 | 2676906.0647 | 0 | 0 | 0 | 0 | 0 | 0 | 0 | 0 | 0 | 0 | 0 | -83051.4577 | 0 | 0 | 0 | 0 | 0 | 0 | 0 | 0 | 0 | 277166.1862 | 0 | 0 | 0 | 0 | 0 | 0 | 0 | 0
2016-11-29 14:00 | 0 | 0 | 0 | 0 | 590687.6567 | 67865.6213 | 442692 | 0 | 0 | 0 | 0 | 83051.4577 | 0 | 0 | 0 | 0 | 0 | 0 | 0 | 2809715.885 | 0 | 0 | 0 | 0 | 0 | 0 | 0 | 0 | 0 | 0 | 0 | 83051.4577 | 0 | 0 | 0 | 0 | 0 | 0 | 0 | 0 | 0 | 132809.8203 | 0 | 0 | 0 | 0 | 0 | 0 | 0 | 0
2016-11-29 15:00 | 0 | 0 | 0 | 0 | 0 | 465845.8183 | 447076 | 0 | 0 | 0 | 0 | 83051.4577 | 0 | 0 | 0 | 0 | 0 | 0 | 0 | 2828485.7033 | 0 | 0 | 0 | 0 | 0 | 0 | 0 | 0 | 0 | 0 | 0 | 0 | 0 | 0 | 0 | 0 | 0 | 0 | 0 | 0 | 0 | 18769.8183 | 0 | 0 | 0 | 0 | 0 | 0 | 0 | 0
2016-11-29 16:00 | 0 | 0 | 0 | 0 | 181810.0368 | 625677.6071 | 447270 | 0 | 0 | 0 | 0 | 166102.9154 | 0 | 0 | 0 | 0 | 0 | 0 | 0 | 3105651.8895 | 0 | 0 | 0 | 0 | 0 | 0 | 0 | 0 | 0 | 0 | 0 | 83051.4577 | 0 | 0 | 0 | 0 | 0 | 0 | 0 | 0 | 0 | 277166.1862 | 0 | 0 | 0 | 0 | 0 | 0 | 0 | 0
2016-11-29 17:00 | 0 | 0 | 0 | 0 | 27819.5565 | 612478.172 | 446183 | 0 | 0 | 0 | 0 | 83051.4577 | 0 | 0 | 0 | 0 | 0 | 0 | 0 | 3382818.0757 | 0 | 0 | 0 | 0 | 0 | 0 | 0 | 0 | 0 | 0 | 0 | -83051.4577 | 0 | 0 | 0 | 0 | 0 | 0 | 0 | 0 | 0 | 277166.1862 | 0 | 0 | 0 | 0 | 0 | 0 | 0 | 0
2016-11-29 18:00 | 0 | 0 | 0 | 0 | 0 | 560675.6382 | 445690 | 0 | 0 | 0 | 0 | 166102.9154 | 0 | 0 | 0 | 0 | 0 | 0 | 0 | 3414752.2562 | 0 | 0 | 0 | 0 | 0 | 0 | 0 | 0 | 0 | 0 | 0 | 83051.4577 | 0 | 0 | 0 | 0 | 0 | 0 | 0 | 0 | 0 | 31934.1805 | 0 | 0 | 0 | 0 | 0 | 0 | 0 | 0
2016-11-29 19:00 | 0 | 0 | 0 | 0 | 97494.5882 | 540390.1402 | 443770 | 0 | 0 | 0 | 0 | 83051.4577 | 0 | 0 | 0 | 0 | 0 | 0 | 0 | 3691918.4424 | 0 | 0 | 0 | 0 | 0 | 0 | 0 | 0 | 0 | 0 | 0 | -83051.4577 | 0 | 0 | 0 | 0 | 0 | 0 | 0 | 0 | 0 | 277166.1862 | 0 | 0 | 0 | 0 | 0 | 0 | 0 | 0
2016-11-29 20:00 | 0 | 0 | 0 | 0 | 0 | 548777.4064 | 441815 | 0 | 0 | 0 | 0 | 166102.9154 | 0 | 0 | 0 | 0 | 0 | 0 | 0 | 3715829.3911 | 0 | 0 | 0 | 0 | 0 | 0 | 0 | 0 | 0 | 0 | 0 | 83051.4577 | 0 | 0 | 0 | 0 | 0 | 0 | 0 | 0 | 0 | 23910.9487 | 0 | 0 | 0 | 0 | 0 | 0 | 0 | 0
2016-11-29 21:00 | 0 | 0 | 0 | 0 | 74712.2846 | 563937.4439 | 444535 | 0 | 0 | 0 | 0 | 83051.4577 | 0 | 0 | 0 | 0 | 0 | 0 | 0 | 3992995.5772 | 0 | 0 | 0 | 0 | 0 | 0 | 0 | 0 | 0 | 0 | 0 | -83051.4577 | 0 | 0 | 0 | 0 | 0 | 0 | 0 | 0 | 0 | 277166.1862 | 0 | 0 | 0 | 0 | 0 | 0 | 0 | 0
2016-11-29 22:00 | 0 | 0 | 0 | 0 | 0 | 526557.0936 | 457321 | 0 | 0 | 0 | 0 | 166102.9154 | 0 | 0 | 0 | 0 | 0 | 0 | 0 | 3979180.2132 | 0 | 0 | 0 | 0 | 0 | 0 | 0 | 0 | 0 | 0 | 0 | 83051.4577 | 0 | 0 | 0 | 0 | 0 | 0 | 0 | 0 | 0 | -13815.3641 | 0 | 0 | 0 | 0 | 0 | 0 | 0 | 0
2016-11-29 23:00 | 0 | 0 | 0 | 0 | 0 | 274519.4238 | 470093 | 0 | 0 | 0 | 0 | 83051.4577 | 0 | 0 | 0 | 0 | 0 | 0 | 0 | 3866658.0946 | 0 | 0 | 0 | 0 | 0 | 0 | 0 | 0 | 0 | 0 | 0 | -83051.4577 | 0 | 0 | 0 | 0 | 0 | 0 | 0 | 0 | 0 | -112522.1185 | 0 | 0 | 0 | 0 | 0 | 0 | 0 | 0
2016-11-30 | 0 | 0 | 0 | 0 | 778105.8059 | 5759.2326 | 475132 | 0 | 0 | 0 | 0 | 166102.9154 | 0 | 0 | 0 | 0 | 0 | 0 | 0 | 4092339.6754 | 0 | 0 | 0 | 0 | 0 | 0 | 0 | 0 | 0 | 0 | 0 | 83051.4577 | 0 | 0 | 0 | 0 | 0 | 0 | 0 | 0 | 0 | 225681.5808 | 0 | 0 | 0 | 0 | 0 | 0 | 0 | 0
2016-11-30 01:00 | 0 | 0 | 0 | 0 | 111839.3561 | 0 | 472057 | 0 | 0 | 0 | 0 | 83051.4577 | 0 | 0 | 0 | 0 | 0 | 0 | 0 | 3815173.4893 | 0 | 0 | 0 | 0 | 0 | 0 | 0 | 0 | 0 | 0 | 0 | -83051.4577 | 0 | 0 | 0 | 0 | 0 | 0 | 0 | 0 | 0 | -277166.1862 | 0 | 0 | 0 | 0 | 0 | 0 | 0 | 0
2016-11-30 02:00 | 0 | 0 | 0 | 0 | 97095.3561 | 0 | 457313 | 0 | 0 | 0 | 0 | 0 | 0 | 0 | 0 | 0 | 0 | 0 | 0 | 3538007.3031 | 0 | 0 | 0 | 0 | 0 | 0 | 0 | 0 | 0 | 0 | 0 | -83051.4577 | 0 | 0 | 0 | 0 | 0 | 0 | 0 | 0 | 0 | -277166.1862 | 0 | 0 | 0 | 0 | 0 | 0 | 0 | 0
2016-11-30 03:00 | 0 | 0 | 0 | 0 | 725151.2649 | 0 | 435628 | 0 | 0 | 0 | 0 | 83051.4577 | 0 | 0 | 0 | 0 | 0 | 0 | 0 | 3744479.1103 | 0 | 0 | 0 | 0 | 0 | 0 | 0 | 0 | 0 | 0 | 0 | 83051.4577 | 0 | 0 | 0 | 0 | 0 | 0 | 0 | 0 | 0 | 206471.8072 | 0 | 0 | 0 | 0 | 0 | 0 | 0 | 0
2016-11-30 04:00 | 0 | 0 | 0 | 0 | 50258.3561 | 0 | 410476 | 0 | 0 | 0 | 0 | 0 | 0 | 0 | 0 | 0 | 0 | 0 | 0 | 3467312.9242 | 0 | 0 | 0 | 0 | 0 | 0 | 0 | 0 | 0 | 0 | 0 | -83051.4577 | 0 | 0 | 0 | 0 | 0 | 0 | 0 | 0 | 0 | -277166.1862 | 0 | 0 | 0 | 0 | 0 | 0 | 0 | 0
2016-11-30 05:00 | 0 | 0 | 0 | 0 | 683808.2729 | 0 | 387059 | 0 | 0 | 0 | 0 | 83051.4577 | 0 | 0 | 0 | 0 | 0 | 0 | 0 | 3681010.7393 | 0 | 0 | 0 | 0 | 0 | 0 | 0 | 0 | 0 | 0 | 0 | 83051.4577 | 0 | 0 | 0 | 0 | 0 | 0 | 0 | 0 | 0 | 213697.8152 | 0 | 0 | 0 | 0 | 0 | 0 | 0 | 0
2016-11-30 06:00 | 0 | 0 | 0 | 0 | 8857.3561 | 0 | 369075 | 0 | 0 | 0 | 0 | 0 | 0 | 0 | 0 | 0 | 0 | 0 | 0 | 3403844.5532 | 0 | 0 | 0 | 0 | 0 | 0 | 0 | 0 | 0 | 0 | 0 | -83051.4577 | 0 | 0 | 0 | 0 | 0 | 0 | 0 | 0 | 0 | -277166.1862 | 0 | 0 | 0 | 0 | 0 | 0 | 0 | 0
2016-11-30 07:00 | 0 | 0 | 0 | 0 | 649241.5499 | 0 | 357559 | 0 | 0 | 0 | 0 | 83051.4577 | 0 | 0 | 0 | 0 | 0 | 0 | 0 | 3612475.6453 | 0 | 0 | 0 | 0 | 0 | 0 | 0 | 0 | 0 | 0 | 0 | 83051.4577 | 0 | 0 | 0 | 0 | 0 | 0 | 0 | 0 | 0 | 208631.0922 | 0 | 0 | 0 | 0 | 0 | 0 | 0 | 0
2016-11-30 08:00 | 0 | 0 | 0 | 0 | 546102.7285 | 0 | 351988 | 0 | 0 | 0 | 0 | 0 | 0 | 0 | 0 | 0 | 0 | 0 | 0 | 3889641.8315 | 0 | 0 | 0 | 0 | 0 | 0 | 0 | 0 | 0 | 0 | 0 | -83051.4577 | 0 | 0 | 0 | 0 | 0 | 0 | 0 | 0 | 0 | 277166.1862 | 0 | 0 | 0 | 0 | 0 | 0 | 0 | 0
2016-11-30 09:00 | 0 | 0 | 0 | 0 | 621628.0072 | 0 | 353346 | 0 | 0 | 0 | 0 | 83051.4577 | 0 | 0 | 0 | 0 | 0 | 0 | 0 | 4069947.0249 | 0 | 4925.3561 | 0 | 0 | 0 | 0 | 0 | 0 | 0 | 0 | 0 | 83051.4577 | 0 | 0 | 0 | 0 | 0 | 0 | 0 | 0 | 0 | 180305.1934 | 0 | 4925.3561 | 0 | 0 | 0 | 0 | 0 | 0
2016-11-30 10:00 | 0 | 0 | 0 | 0 | 0 | 0 | 365143 | 0 | 0 | 0 | 0 | 0 | 0 | 0 | 0 | 0 | 0 | 0 | 0 | 3792780.8387 | 0 | 0 | 0 | 0 | 0 | 0 | 0 | 0 | 0 | 0 | 0 | -83051.4577 | 0 | 0 | 0 | 0 | 0 | 0 | 0 | 0 | 0 | -277166.1862 | 0 | -4925.3561 | 0 | 0 | 0 | 0 | 0 | 0
2016-11-30 11:00 | 0 | 0 | 0 | 0 | 601122.1478 | 0 | 393457 | 0 | 0 | 0 | 0 | 83051.4577 | 0 | 0 | 0 | 0 | 0 | 0 | 0 | 3917394.5288 | 0 | 0 | 0 | 0 | 0 | 0 | 0 | 0 | 0 | 0 | 0 | 83051.4577 | 0 | 0 | 0 | 0 | 0 | 0 | 0 | 0 | 0 | 124613.69 | 0 | 0 | 0 | 0 | 0 | 0 | 0 | 0
2016-11-30 12:00 | 0 | 0 | 0 | 0 | 61397.3561 | 0 | 421615 | 0 | 0 | 0 | 0 | 0 | 0 | 0 | 0 | 0 | 0 | 0 | 0 | 3640228.3426 | 0 | 0 | 0 | 0 | 0 | 0 | 0 | 0 | 0 | 0 | 0 | -83051.4577 | 0 | 0 | 0 | 0 | 0 | 0 | 0 | 0 | 0 | -277166.1862 | 0 | 0 | 0 | 0 | 0 | 0 | 0 | 0
2016-11-30 13:00 | 0 | 0 | 0 | 0 | 579990.7662 | 0.68666 | 435659 | 0 | 0 | 0 | 0 | 83051.4577 | 0 | 0 | 0 | 0 | 0 | 0 | 0 | 3701509.3377 | 0 | 0 | 0 | 0 | 0 | 0 | 0 | 0 | 0 | 0 | 0 | 83051.4577 | 0 | 0 | 0 | 0 | 0 | 0 | 0 | 0 | 0 | 61280.9951 | 0 | 0 | 0 | 0 | 0 | 0 | 0 | 0
2016-11-30 14:00 | 0 | 0 | 0 | 0 | 472236.7479 | 83424.8462 | 444282 | 0 | 0 | 0 | 0 | 0 | 0 | 0 | 0 | 0 | 0 | 0 | 0 | 3895940.3896 | 0 | 0 | 0 | 0 | 0 | 0 | 0 | 0 | 0 | 0 | 0 | -83051.4577 | 0 | 0 | 0 | 0 | 0 | 0 | 0 | 0 | 0 | 194431.0519 | 0 | 0 | 0 | 0 | 0 | 0 | 0 | 0
2016-11-30 15:00 | 0 | 0 | 0 | 0 | 185661.4218 | 539910.7644 | 448406 | 0 | 0 | 0 | 0 | 0 | 0 | 0 | 0 | 0 | 0 | 0 | 0 | 4173106.5758 | 0 | 0 | 0 | 0 | 0 | 0 | 0 | 0 | 0 | 0 | 0 | 0 | 0 | 0 | 0 | 0 | 0 | 0 | 0 | 0 | 0 | 277166.1862 | 0 | 0 | 0 | 0 | 0 | 0 | 0 | 0
2016-11-30 16:00 | 0 | 0 | 0 | 0 | 171973.2121 | 637637.4317 | 449393 | 0 | 0 | 0 | 0 | 83051.4577 | 0 | 0 | 0 | 0 | 0 | 0 | 0 | 4450272.7619 | 0 | 0 | 0 | 0 | 0 | 0 | 0 | 0 | 0 | 0 | 0 | 83051.4577 | 0 | 0 | 0 | 0 | 0 | 0 | 0 | 0 | 0 | 277166.1862 | 0 | 0 | 0 | 0 | 0 | 0 | 0 | 0
2016-11-30 17:00 | 0 | 0 | 0 | 0 | 14445.6393 | 627186.0891 | 447517 | 0 | 0 | 0 | 0 | 0 | 0 | 0 | 0 | 0 | 0 | 0 | 0 | 4727438.9481 | 0 | 0 | 0 | 0 | 0 | 0 | 0 | 0 | 0 | 0 | 0 | -83051.4577 | 0 | 0 | 0 | 0 | 0 | 0 | 0 | 0 | 0 | 277166.1862 | 0 | 0 | 0 | 0 | 0 | 0 | 0 | 0
2016-11-30 18:00 | 0 | 0 | 0 | 0 | 0 | 593768.2485 | 445504 | 0 | 0 | 0 | 0 | 83051.4577 | 0 | 0 | 0 | 0 | 0 | 0 | 0 | 4792651.7389 | 0 | 0 | 0 | 0 | 0 | 0 | 0 | 0 | 0 | 0 | 0 | 83051.4577 | 0 | 0 | 0 | 0 | 0 | 0 | 0 | 0 | 0 | 65212.7907 | 0 | 0 | 0 | 0 | 0 | 0 | 0 | 0
2016-11-30 19:00 | 0 | 0 | 0 | 0 | 59720.6253 | 578695.1032 | 444301 | 0 | 0 | 0 | 0 | 0 | 0 | 0 | 0 | 0 | 0 | 0 | 0 | 5069817.925 | 0 | 0 | 0 | 0 | 0 | 0 | 0 | 0 | 0 | 0 | 0 | -83051.4577 | 0 | 0 | 0 | 0 | 0 | 0 | 0 | 0 | 0 | 277166.1862 | 0 | 0 | 0 | 0 | 0 | 0 | 0 | 0
2016-11-30 20:00 | 0 | 0 | 0 | 0 | 0 | 590841.9973 | 442947 | 0 | 0 | 0 | 0 | 83051.4577 | 0 | 0 | 0 | 0 | 0 | 0 | 0 | 5134661.4647 | 0 | 0 | 0 | 0 | 0 | 0 | 0 | 0 | 0 | 0 | 0 | 83051.4577 | 0 | 0 | 0 | 0 | 0 | 0 | 0 | 0 | 0 | 64843.5396 | 0 | 0 | 0 | 0 | 0 | 0 | 0 | 0
2016-11-30 21:00 | 0 | 0 | 0 | 0 | 195950.684 | 611052.9599 | 446786 | 0 | 0 | 0 | 0 | 166102.9154 | 0 | 0 | 0 | 0 | 0 | 0 | 0 | 5411827.6508 | 0 | 0 | 0 | 0 | 0 | 0 | 0 | 0 | 0 | 0 | 0 | 83051.4577 | 0 | 0 | 0 | 0 | 0 | 0 | 0 | 0 | 0 | 277166.1862 | 0 | 0 | 0 | 0 | 0 | 0 | 0 | 0
2016-11-30 22:00 | 0 | 0 | 0 | 0 | 286103.574 | 533723.0698 | 459609 | 0 | 0 | 0 | 0 | 249154.3731 | 0 | 0 | 0 | 0 | 0 | 0 | 0 | 5688993.837 | 0 | 0 | 0 | 0 | 0 | 0 | 0 | 0 | 0 | 0 | 0 | 83051.4577 | 0 | 0 | 0 | 0 | 0 | 0 | 0 | 0 | 0 | 277166.1862 | 0 | 0 | 0 | 0 | 0 | 0 | 0 | 0
2016-11-30 23:00 | 0 | 0 | 0 | 0 | 525650.3029 | 218911.0761 | 471628 | 0 | 0 | 0 | 0 | 244921.566 | 0 | 0 | 0 | 0 | 0 | 0 | 0 | 5966160.0231 | 0 | 0 | 0 | 0 | 0 | 0 | 0 | 0 | 0 | 0 | 0 | -4232.8071 | 0 | 0 | 0 | 0 | 0 | 0 | 0 | 0 | 0 | 277166.1862 | 0 | 0 | 0 | 0 | 0 | 0 | 0 | 0
2016-12-01 | 0 | 0 | 0 | 0 | 113074.9779 | 3879.3782 | 477172 | 0 | 0 | 0 | 0 | 161870.1083 | 0 | 0 | 0 | 0 | 0 | 0 | 0 | 5688993.837 | 0 | 0 | 0 | 0 | 0 | 0 | 0 | 0 | 0 | 0 | 0 | -83051.4577 | 0 | 0 | 0 | 0 | 0 | 0 | 0 | 0 | 0 | -277166.1862 | 0 | 0 | 0 | 0 | 0 | 0 | 0 | 0
2016-12-01 01:00 | 0 | 0 | 0 | 0 | 493627.8843 | 0 | 475680 | 0 | 0 | 0 | 0 | 78818.6506 | 0 | 0 | 0 | 0 | 0 | 0 | 0 | 5789993.179 | 0 | 0 | 0 | 0 | 0 | 0 | 0 | 0 | 0 | 0 | 0 | -83051.4577 | 0 | 0 | 0 | 0 | 0 | 0 | 0 | 0 | 0 | 100999.342 | 0 | 0 | 0 | 0 | 0 | 0 | 0 | 0
2016-12-01 02:00 | 0 | 0 | 0 | 0 | 268752.2715 | 0 | 462867 | 0 | 0 | 0 | 0 | 161870.1083 | 0 | 0 | 0 | 0 | 0 | 0 | 0 | 5512826.9928 | 0 | 0 | 0 | 0 | 0 | 0 | 0 | 0 | 0 | 0 | 0 | 83051.4577 | 0 | 0 | 0 | 0 | 0 | 0 | 0 | 0 | 0 | -277166.1862 | 0 | 0 | 0 | 0 | 0 | 0 | 0 | 0
2016-12-01 03:00 | 0 | 0 | 0 | 0 | 479789.1157 | 0 | 441928 | 0 | 0 | 0 | 0 | 78818.6506 | 0 | 0 | 0 | 0 | 0 | 0 | 0 | 5633739.5662 | 0 | 0 | 0 | 0 | 0 | 0 | 0 | 0 | 0 | 0 | 0 | -83051.4577 | 0 | 0 | 0 | 0 | 0 | 0 | 0 | 0 | 0 | 120912.5734 | 0 | 0 | 0 | 0 | 0 | 0 | 0 | 0
2016-12-01 04:00 | 0 | 0 | 0 | 0 | 484982.1571 | 0 | 418210 | 0 | 0 | 0 | 0 | 161870.1083 | 0 | 0 | 0 | 0 | 0 | 0 | 0 | 5617460.2657 | 0 | 0 | 0 | 0 | 0 | 0 | 0 | 0 | 0 | 0 | 0 | 83051.4577 | 0 | 0 | 0 | 0 | 0 | 0 | 0 | 0 | 0 | -16279.3006 | 0 | 0 | 0 | 0 | 0 | 0 | 0 | 0
2016-12-01 05:00 | 0 | 0 | 0 | 0 | 478733.8587 | 0 | 396190 | 0 | 0 | 0 | 0 | 78818.6506 | 0 | 0 | 0 | 0 | 0 | 0 | 0 | 5783055.5821 | 0 | 0 | 0 | 0 | 0 | 0 | 0 | 0 | 0 | 0 | 0 | -83051.4577 | 0 | 0 | 0 | 0 | 0 | 0 | 0 | 0 | 0 | 165595.3164 | 0 | 0 | 0 | 0 | 0 | 0 | 0 | 0
2016-12-01 06:00 | 0 | 0 | 0 | 0 | 461714.0129 | 0 | 379482 | 0 | 0 | 0 | 0 | 161870.1083 | 0 | 0 | 0 | 0 | 0 | 0 | 0 | 5782236.1372 | 0 | 0 | 0 | 0 | 0 | 0 | 0 | 0 | 0 | 0 | 0 | 83051.4577 | 0 | 0 | 0 | 0 | 0 | 0 | 0 | 0 | 0 | -819.4448 | 0 | 0 | 0 | 0 | 0 | 0 | 0 | 0
2016-12-01 07:00 | 0 | 0 | 0 | 0 | 434839.9334 | 0 | 369828 | 0 | 0 | 0 | 0 | 244921.566 | 0 | 0 | 0 | 0 | 0 | 0 | 0 | 5764196.6129 | 0 | 0 | 0 | 0 | 0 | 0 | 0 | 0 | 0 | 0 | 0 | 83051.4577 | 0 | 0 | 0 | 0 | 0 | 0 | 0 | 0 | 0 | -18039.5243 | 0 | 0 | 0 | 0 | 0 | 0 | 0 | 0
2016-12-01 08:00 | 0 | 0 | 0 | 0 | 172092.2715 | 0 | 366207 | 0 | 0 | 0 | 0 | 327973.0237 | 0 | 0 | 0 | 0 | 0 | 0 | 0 | 5487030.4268 | 0 | 0 | 0 | 0 | 0 | 0 | 0 | 0 | 0 | 0 | 0 | 83051.4577 | 0 | 0 | 0 | 0 | 0 | 0 | 0 | 0 | 0 | -277166.1862 | 0 | 0 | 0 | 0 | 0 | 0 | 0 | 0
2016-12-01 09:00 | 0 | 0 | 0 | 0 | 381865.0487 | 0 | 369381 | 0 | 0 | 0 | 0 | 244921.566 | 0 | 0 | 0 | 0 | 0 | 0 | 0 | 5582565.9332 | 0 | 0 | 0 | 0 | 0 | 0 | 0 | 0 | 0 | 0 | 0 | -83051.4577 | 0 | 0 | 0 | 0 | 0 | 0 | 0 | 0 | 0 | 95535.5064 | 0 | 0 | 0 | 0 | 0 | 0 | 0 | 0
2016-12-01 10:00 | 0 | 0 | 0 | 0 | 364087.7046 | 0 | 382798 | 0 | 0 | 0 | 0 | 327973.0237 | 0 | 0 | 0 | 0 | 0 | 0 | 0 | 5480804.1801 | 0 | 0 | 0 | 0 | 0 | 0 | 0 | 0 | 0 | 0 | 0 | 83051.4577 | 0 | 0 | 0 | 0 | 0 | 0 | 0 | 0 | 0 | -101761.7531 | 0 | 0 | 0 | 0 | 0 | 0 | 0 | 0
2016-12-01 11:00 | 0 | 0 | 0 | 0 | 346338.4847 | 0 | 412850 | 0 | 0 | 0 | 0 | 244921.566 | 0 | 0 | 0 | 0 | 0 | 0 | 0 | 5497344.1225 | 0 | 0 | 0 | 0 | 0 | 0 | 0 | 0 | 0 | 0 | 0 | -83051.4577 | 0 | 0 | 0 | 0 | 0 | 0 | 0 | 0 | 0 | 16539.9424 | 0 | 0 | 0 | 0 | 0 | 0 | 0 | 0
2016-12-01 12:00 | 0 | 0 | 0 | 0 | 81925.3561 | 0 | 442143 | 0 | 0 | 0 | 0 | 161870.1083 | 0 | 0 | 0 | 0 | 0 | 0 | 0 | 5220177.9364 | 0 | 0 | 0 | 0 | 0 | 0 | 0 | 0 | 0 | 0 | 0 | -83051.4577 | 0 | 0 | 0 | 0 | 0 | 0 | 0 | 0 | 0 | -277166.1862 | 0 | 0 | 0 | 0 | 0 | 0 | 0 | 0
2016-12-01 13:00 | 0 | 0 | 0 | 0 | 313609.0999 | 0.38638 | 454793 | 0 | 0 | 0 | 0 | 78818.6506 | 0 | 0 | 0 | 0 | 0 | 0 | 0 | 5162045.8803 | 0 | 0 | 0 | 0 | 0 | 0 | 0 | 0 | 0 | 0 | 0 | -83051.4577 | 0 | 0 | 0 | 0 | 0 | 0 | 0 | 0 | 0 | -58132.0561 | 0 | 0 | 0 | 0 | 0 | 0 | 0 | 0
2016-12-01 14:00 | 0 | 0 | 0 | 0 | 206757.7453 | 79035.6533 | 458619 | 0 | 0 | 0 | 0 | 161870.1083 | 0 | 0 | 0 | 0 | 0 | 0 | 0 | 4898415.0031 | 0 | 7753.8181 | 0 | 0 | 0 | 0 | 0 | 0 | 0 | 0 | 0 | 83051.4577 | 0 | 0 | 0 | 0 | 0 | 0 | 0 | 0 | 0 | -263630.8772 | 0 | 7753.8181 | 0 | 0 | 0 | 0 | 0 | 0
2016-12-01 15:00 | 0 | 0 | 0 | 0 | 126050.6546 | 399441.7004 | 458254 | 0 | 0 | 0 | 0 | 78818.6506 | 0 | 0 | 0 | 0 | 0 | 0 | 0 | 5015931.7304 | 0 | 40526.9035 | 0 | 0 | 0 | 0 | 0 | 0 | 0 | 0 | 0 | -83051.4577 | 0 | 0 | 0 | 0 | 0 | 0 | 0 | 0 | 0 | 117516.7273 | 0 | 32773.0854 | 0 | 0 | 0 | 0 | 0 | 0
2016-12-01 16:00 | 0 | 0 | 0 | 0 | 132307.9628 | 544914.9291 | 454588 | 0 | 0 | 0 | 0 | 161870.1083 | 0 | 0 | 0 | 0 | 0 | 0 | 0 | 5155515.1647 | 0 | 40526.9035 | 0 | 0 | 0 | 0 | 0 | 0 | 0 | 0 | 0 | 83051.4577 | 0 | 0 | 0 | 0 | 0 | 0 | 0 | 0 | 0 | 139583.4343 | 0 | 0 | 0 | 0 | 0 | 0 | 0 | 0
2016-12-01 17:00 | 0 | 0 | 0 | 0 | 145129.6533 | 569319.7216 | 449213 | 0 | 0 | 0 | 0 | 149940.297 | 0 | 0 | 0 | 0 | 0 | 0 | 0 | 5432681.3508 | 0 | 40526.9035 | 0 | 0 | 0 | 0 | 0 | 0 | 0 | 0 | 0 | -11929.8113 | 0 | 0 | 0 | 0 | 0 | 0 | 0 | 0 | 0 | 277166.1862 | 0 | 0 | 0 | 0 | 0 | 0 | 0 | 0
2016-12-01 18:00 | 0 | 0 | 0 | 0 | 141697.1962 | 547462.8573 | 445828 | 0 | 0 | 0 | 0 | 232991.7547 | 0 | 0 | 0 | 0 | 0 | 0 | 0 | 5592961.9466 | 0 | 40526.9035 | 0 | 0 | 0 | 0 | 0 | 0 | 0 | 0 | 0 | 83051.4577 | 0 | 0 | 0 | 0 | 0 | 0 | 0 | 0 | 0 | 160280.5958 | 0 | 0 | 0 | 0 | 0 | 0 | 0 | 0
2016-12-01 19:00 | 0 | 0 | 0 | 0 | 0 | 532820.7779 | 443702 | 0 | 0 | 0 | 0 | 316043.2124 | 0 | 0 | 0 | 0 | 0 | 0 | 0 | 5599029.2668 | 0 | 40526.9035 | 0 | 0 | 0 | 0 | 0 | 0 | 0 | 0 | 0 | 83051.4577 | 0 | 0 | 0 | 0 | 0 | 0 | 0 | 0 | 0 | 6067.3202 | 0 | 0 | 0 | 0 | 0 | 0 | 0 | 0
2016-12-01 20:00 | 0 | 0 | 0 | 0 | 127517.2644 | 541908.9254 | 441771 | 0 | 0 | 0 | 0 | 266532.216 | 0 | 0 | 0 | 0 | 0 | 0 | 0 | 5876195.453 | 0 | 40526.9035 | 0 | 0 | 0 | 0 | 0 | 0 | 0 | 0 | 0 | -49510.9964 | 0 | 0 | 0 | 0 | 0 | 0 | 0 | 0 | 0 | 277166.1862 | 0 | 0 | 0 | 0 | 0 | 0 | 0 | 0
2016-12-01 21:00 | 0 | 0 | 0 | 0 | 117812.701 | 543334.2645 | 445029 | 0 | 0 | 0 | 0 | 349583.6737 | 0 | 0 | 0 | 0 | 0 | 0 | 0 | 6009261.9608 | 0 | 40526.9035 | 0 | 0 | 0 | 0 | 0 | 0 | 0 | 0 | 0 | 83051.4577 | 0 | 0 | 0 | 0 | 0 | 0 | 0 | 0 | 0 | 133066.5078 | 0 | 0 | 0 | 0 | 0 | 0 | 0 | 0
2016-12-01 22:00 | 0 | 0 | 0 | 0 | 0 | 474477.3171 | 460354 | 0 | 0 | 0 | 0 | 266532.216 | 0 | 0 | 0 | 0 | 0 | 0 | 0 | 6139209.821 | 0 | 7753.8181 | 0 | 0 | 0 | 0 | 0 | 0 | 0 | 0 | 0 | -83051.4577 | 0 | 0 | 0 | 0 | 0 | 0 | 0 | 0 | 0 | 129947.8602 | 0 | -32773.0854 | 0 | 0 | 0 | 0 | 0 | 0
2016-12-01 23:00 | 0 | 0 | 0 | 0 | 0 | 215785.6917 | 476034 | 0 | 0 | 0 | 0 | 250677.0085 | 0 | 0 | 0 | 0 | 0 | 0 | 0 | 5862043.6348 | 0 | 40526.9035 | 0 | 0 | 0 | 0 | 0 | 0 | 0 | 0 | 0 | -15855.2075 | 0 | 0 | 0 | 0 | 0 | 0 | 0 | 0 | 0 | -277166.1862 | 0 | 32773.0854 | 0 | 0 | 0 | 0 | 0 | 0
2016-12-02 | 0 | 0 | 0 | 0 | 193742.3858 | 4623.8437 | 483265 | 0 | 0 | 0 | 0 | 167625.5508 | 0 | 0 | 0 | 0 | 0 | 0 | 0 | 5692969.4074 | 0 | 7753.8181 | 0 | 0 | 0 | 0 | 0 | 0 | 0 | 0 | 0 | -83051.4577 | 0 | 0 | 0 | 0 | 0 | 0 | 0 | 0 | 0 | -169074.2274 | 0 | -32773.0854 | 0 | 0 | 0 | 0 | 0 | 0
2016-12-02 01:00 | 0 | 0 | 0 | 0 | 156780.4415 | 0 | 484225 | 0 | 0 | 0 | 0 | 84574.0931 | 0 | 0 | 0 | 0 | 0 | 0 | 0 | 5415803.2212 | 0 | 40526.9035 | 0 | 0 | 0 | 0 | 0 | 0 | 0 | 0 | 0 | -83051.4577 | 0 | 0 | 0 | 0 | 0 | 0 | 0 | 0 | 0 | -277166.1862 | 0 | 32773.0854 | 0 | 0 | 0 | 0 | 0 | 0
2016-12-02 02:00 | 0 | 0 | 0 | 0 | 222440.1813 | 0 | 474133 | 0 | 0 | 0 | 0 | 142820.5459 | 0 | 0 | 0 | 0 | 0 | 0 | 0 | 5138637.035 | 0 | 7753.8181 | 0 | 0 | 0 | 0 | 0 | 0 | 0 | 0 | 0 | 58246.4529 | 0 | 0 | 0 | 0 | 0 | 0 | 0 | 0 | 0 | -277166.1862 | 0 | -32773.0854 | 0 | 0 | 0 | 0 | 0 | 0
2016-12-02 03:00 | 0 | 0 | 0 | 0 | 221041.1048 | 0 | 454348 | 0 | 0 | 0 | 0 | 194433.655 | 0 | 0 | 0 | 0 | 0 | 0 | 0 | 4861470.8489 | 0 | 0 | 0 | 0 | 0 | 0 | 0 | 0 | 0 | 0 | 0 | 51613.109 | 0 | 0 | 0 | 0 | 0 | 0 | 0 | 0 | 0 | -277166.1862 | 0 | -7753.8181 | 0 | 0 | 0 | 0 | 0 | 0
2016-12-02 04:00 | 0 | 0 | 0 | 0 | 214178.7475 | 0 | 431309 | 0 | 0 | 0 | 0 | 254469.5887 | 0 | 0 | 0 | 0 | 0 | 0 | 0 | 4584304.6627 | 0 | 0 | 0 | 0 | 0 | 0 | 0 | 0 | 0 | 0 | 0 | 60035.9337 | 0 | 0 | 0 | 0 | 0 | 0 | 0 | 0 | 0 | -277166.1862 | 0 | 0 | 0 | 0 | 0 | 0 | 0 | 0
2016-12-02 05:00 | 0 | 0 | 0 | 0 | 204470.3334 | 0 | 410862 | 0 | 0 | 0 | 0 | 307591.2633 | 0 | 0 | 0 | 0 | 0 | 0 | 0 | 4324791.3215 | 0 | 0 | 0 | 0 | 0 | 0 | 0 | 0 | 0 | 0 | 0 | 53121.6747 | 0 | 0 | 0 | 0 | 0 | 0 | 0 | 0 | 0 | -259513.3412 | 0 | 0 | 0 | 0 | 0 | 0 | 0 | 0
2016-12-02 06:00 | 0 | 0 | 0 | 0 | 192442.116 | 0 | 395520 | 0 | 0 | 0 | 0 | 224539.8056 | 0 | 0 | 0 | 0 | 0 | 0 | 0 | 4197011.0771 | 0 | 7753.8181 | 0 | 0 | 0 | 0 | 0 | 0 | 0 | 0 | 0 | -83051.4577 | 0 | 0 | 0 | 0 | 0 | 0 | 0 | 0 | 0 | -127780.2444 | 0 | 7753.8181 | 0 | 0 | 0 | 0 | 0 | 0
2016-12-02 07:00 | 0 | 0 | 0 | 0 | 182954.2691 | 0 | 386345 | 0 | 0 | 0 | 0 | 265542.1755 | 0 | 0 | 0 | 0 | 0 | 0 | 0 | 3919844.8909 | 0 | 40526.9035 | 0 | 0 | 0 | 0 | 0 | 0 | 0 | 0 | 0 | 41002.3699 | 0 | 0 | 0 | 0 | 0 | 0 | 0 | 0 | 0 | -277166.1862 | 0 | 32773.0854 | 0 | 0 | 0 | 0 | 0 | 0
2016-12-02 08:00 | 0 | 0 | 0 | 0 | 175275.8264 | 0 | 382964 | 0 | 0 | 0 | 0 | 348593.6332 | 0 | 0 | 0 | 0 | 0 | 0 | 0 | 3661878.3449 | 0 | 7753.8181 | 0 | 0 | 0 | 0 | 0 | 0 | 0 | 0 | 0 | 83051.4577 | 0 | 0 | 0 | 0 | 0 | 0 | 0 | 0 | 0 | -257966.546 | 0 | -32773.0854 | 0 | 0 | 0 | 0 | 0 | 0
2016-12-02 09:00 | 0 | 0 | 0 | 0 | 168931.9718 | 0 | 385768 | 0 | 0 | 0 | 0 | 376150.7058 | 0 | 0 | 0 | 0 | 0 | 0 | 0 | 3384712.1587 | 0 | 40526.9035 | 0 | 0 | 0 | 0 | 0 | 0 | 0 | 0 | 0 | 27557.0726 | 0 | 0 | 0 | 0 | 0 | 0 | 0 | 0 | 0 | -277166.1862 | 0 | 32773.0854 | 0 | 0 | 0 | 0 | 0 | 0
2016-12-02 10:00 | 0 | 0 | 0 | 0 | 171333.1962 | 0 | 398872 | 0 | 0 | 0 | 0 | 293099.2481 | 0 | 0 | 0 | 0 | 0 | 0 | 0 | 3272997.898 | 0 | 7753.8181 | 0 | 0 | 0 | 0 | 0 | 0 | 0 | 0 | 0 | -83051.4577 | 0 | 0 | 0 | 0 | 0 | 0 | 0 | 0 | 0 | -111714.2607 | 0 | -32773.0854 | 0 | 0 | 0 | 0 | 0 | 0
2016-12-02 11:00 | 0 | 0 | 0 | 0 | 177312.7174 | 0 | 430263 | 0 | 0 | 0 | 0 | 284542.0663 | 0 | 0 | 0 | 0 | 0 | 0 | 0 | 2995831.7118 | 0 | 40526.9035 | 0 | 0 | 0 | 0 | 0 | 0 | 0 | 0 | 0 | -8557.1818 | 0 | 0 | 0 | 0 | 0 | 0 | 0 | 0 | 0 | -277166.1862 | 0 | 32773.0854 | 0 | 0 | 0 | 0 | 0 | 0
2016-12-02 12:00 | 0 | 0 | 0 | 0 | 176690.6334 | 0 | 458440 | 0 | 0 | 0 | 0 | 201490.6086 | 0 | 0 | 0 | 0 | 0 | 0 | 0 | 2829906.8883 | 0 | 7753.8181 | 0 | 0 | 0 | 0 | 0 | 0 | 0 | 0 | 0 | -83051.4577 | 0 | 0 | 0 | 0 | 0 | 0 | 0 | 0 | 0 | -165924.8235 | 0 | -32773.0854 | 0 | 0 | 0 | 0 | 0 | 0
2016-12-02 13:00 | 0 | 0 | 0 | 0 | 167492.7133 | 0 | 468105 | 0 | 0 | 0 | 0 | 118439.1509 | 0 | 0 | 0 | 0 | 0 | 0 | 0 | 2579572.974 | 0 | 40526.9035 | 0 | 0 | 0 | 0 | 0 | 0 | 0 | 0 | 0 | -83051.4577 | 0 | 0 | 0 | 0 | 0 | 0 | 0 | 0 | 0 | -250333.9144 | 0 | 32773.0854 | 0 | 0 | 0 | 0 | 0 | 0
2016-12-02 14:00 | 0 | 0 | 0 | 0 | 123413.663 | 24899.9815 | 468340 | 0 | 0 | 0 | 0 | 35387.6932 | 0 | 0 | 0 | 0 | 0 | 0 | 0 | 2342598.0762 | 0 | 40526.9035 | 0 | 0 | 0 | 0 | 0 | 0 | 0 | 0 | 0 | -83051.4577 | 0 | 0 | 0 | 0 | 0 | 0 | 0 | 0 | 0 | -236974.8978 | 0 | 0 | 0 | 0 | 0 | 0 | 0 | 0
2016-12-02 15:00 | 0 | 0 | 0 | 0 | 81163.2405 | 290282.3703 | 463520 | 0 | 0 | 0 | 0 | 118439.1509 | 0 | 0 | 0 | 0 | 0 | 0 | 0 | 2167472.2293 | 0 | 40526.9035 | 0 | 0 | 0 | 0 | 0 | 0 | 0 | 0 | 0 | 83051.4577 | 0 | 0 | 0 | 0 | 0 | 0 | 0 | 0 | 0 | -175125.8469 | 0 | 0 | 0 | 0 | 0 | 0 | 0 | 0
2016-12-02 16:00 | 0 | 0 | 0 | 0 | 0 | 473806.1303 | 456429 | 0 | 0 | 0 | 0 | 166102.9154 | 0 | 0 | 0 | 0 | 0 | 0 | 0 | 2169958.6805 | 0 | 7753.8181 | 0 | 0 | 0 | 0 | 0 | 0 | 0 | 0 | 0 | 47663.7645 | 0 | 0 | 0 | 0 | 0 | 0 | 0 | 0 | 0 | 2486.4511 | 0 | -32773.0854 | 0 | 0 | 0 | 0 | 0 | 0
2016-12-02 17:00 | 0 | 0 | 0 | 0 | 0 | 514930.1073 | 449418 | 0 | 0 | 0 | 0 | 249154.3731 | 0 | 0 | 0 | 0 | 0 | 0 | 0 | 2160173.1482 | 0 | 0 | 0 | 0 | 0 | 0 | 0 | 0 | 0 | 0 | 0 | 83051.4577 | 0 | 0 | 0 | 0 | 0 | 0 | 0 | 0 | 0 | -9785.5323 | 0 | -7753.8181 | 0 | 0 | 0 | 0 | 0 | 0
2016-12-02 18:00 | 0 | 0 | 0 | 0 | 79244.6157 | 485562.0265 | 445013 | 0 | 0 | 0 | 0 | 166102.9154 | 0 | 0 | 0 | 0 | 0 | 0 | 0 | 2330245.1628 | 0 | 32773.0854 | 0 | 0 | 0 | 0 | 0 | 0 | 0 | 0 | 0 | -83051.4577 | 0 | 0 | 0 | 0 | 0 | 0 | 0 | 0 | 0 | 170072.0146 | 0 | 32773.0854 | 0 | 0 | 0 | 0 | 0 | 0
2016-12-02 19:00 | 0 | 0 | 0 | 0 | 85949.4486 | 469242.5312 | 441327 | 0 | 0 | 0 | 0 | 249154.3731 | 0 | 0 | 0 | 0 | 0 | 0 | 0 | 2353304.8668 | 0 | 40526.9035 | 0 | 0 | 0 | 0 | 0 | 0 | 0 | 0 | 0 | 83051.4577 | 0 | 0 | 0 | 0 | 0 | 0 | 0 | 0 | 0 | 23059.704 | 0 | 7753.8181 | 0 | 0 | 0 | 0 | 0 | 0
2016-12-02 20:00 | 0 | 0 | 0 | 0 | 0 | 470015.4744 | 439813 | 0 | 0 | 0 | 0 | 332205.8308 | 0 | 0 | 0 | 0 | 0 | 0 | 0 | 2333228.9688 | 0 | 7753.8181 | 0 | 0 | 0 | 0 | 0 | 0 | 0 | 0 | 0 | 83051.4577 | 0 | 0 | 0 | 0 | 0 | 0 | 0 | 0 | 0 | -20075.898 | 0 | -32773.0854 | 0 | 0 | 0 | 0 | 0 | 0
2016-12-02 21:00 | 0 | 0 | 0 | 0 | 116766.9989 | 458840.8142 | 444457 | 0 | 0 | 0 | 0 | 249154.3731 | 0 | 0 | 0 | 0 | 0 | 0 | 0 | 2555185.0577 | 0 | 0 | 0 | 0 | 0 | 0 | 0 | 0 | 0 | 0 | 0 | -83051.4577 | 0 | 0 | 0 | 0 | 0 | 0 | 0 | 0 | 0 | 221956.0889 | 0 | -7753.8181 | 0 | 0 | 0 | 0 | 0 | 0
2016-12-02 22:00 | 0 | 0 | 0 | 0 | 162513.6324 | 398613.9523 | 458344 | 0 | 0 | 0 | 0 | 332205.8308 | 0 | 0 | 0 | 0 | 0 | 0 | 0 | 2574917.1848 | 0 | 0 | 0 | 0 | 0 | 0 | 0 | 0 | 0 | 0 | 0 | 83051.4577 | 0 | 0 | 0 | 0 | 0 | 0 | 0 | 0 | 0 | 19732.127 | 0 | 0 | 0 | 0 | 0 | 0 | 0 | 0
2016-12-02 23:00 | 0 | 0 | 0 | 0 | 232706.3978 | 213575.5198 | 471340 | 0 | 0 | 0 | 0 | 249154.3731 | 0 | 0 | 0 | 0 | 0 | 0 | 0 | 2632910.5601 | 0 | 0 | 0 | 0 | 0 | 0 | 0 | 0 | 0 | 0 | 0 | -83051.4577 | 0 | 0 | 0 | 0 | 0 | 0 | 0 | 0 | 0 | 57993.3753 | 0 | 0 | 0 | 0 | 0 | 0 | 0 | 0
2016-12-03 | 0 | 0 | 0 | 0 | 109984.2202 | 4533.136 | 474735 | 0 | 0 | 0 | 0 | 166102.9154 | 0 | 0 | 0 | 0 | 0 | 0 | 0 | 2355744.3739 | 0 | 0 | 0 | 0 | 0 | 0 | 0 | 0 | 0 | 0 | 0 | -83051.4577 | 0 | 0 | 0 | 0 | 0 | 0 | 0 | 0 | 0 | -277166.1862 | 0 | 0 | 0 | 0 | 0 | 0 | 0 | 0
2016-12-03 01:00 | 0 | 0 | 0 | 0 | 267451.7232 | 0 | 473002 | 0 | 0 | 0 | 0 | 83051.4577 | 0 | 0 | 0 | 0 | 0 | 0 | 0 | 2200472.4695 | 0 | 32773.0854 | 0 | 0 | 0 | 0 | 0 | 0 | 0 | 0 | 0 | -83051.4577 | 0 | 0 | 0 | 0 | 0 | 0 | 0 | 0 | 0 | -155271.9044 | 0 | 32773.0854 | 0 | 0 | 0 | 0 | 0 | 0
2016-12-03 02:00 | 0 | 0 | 0 | 0 | 70752.2708 | 0 | 463743 | 0 | 0 | 0 | 0 | 0 | 0 | 0 | 0 | 0 | 0 | 0 | 0 | 1923306.2834 | 0 | 0 | 0 | 0 | 0 | 0 | 0 | 0 | 0 | 0 | 0 | -83051.4577 | 0 | 0 | 0 | 0 | 0 | 0 | 0 | 0 | 0 | -277166.1862 | 0 | -32773.0854 | 0 | 0 | 0 | 0 | 0 | 0
2016-12-03 03:00 | 0 | 0 | 0 | 0 | 272141.1141 | 0 | 447592 | 0 | 0 | 0 | 0 | 83051.4577 | 0 | 0 | 0 | 0 | 0 | 0 | 0 | 1664803.9398 | 0 | 0 | 0 | 0 | 0 | 0 | 0 | 0 | 0 | 0 | 0 | 83051.4577 | 0 | 0 | 0 | 0 | 0 | 0 | 0 | 0 | 0 | -258502.3436 | 0 | 0 | 0 | 0 | 0 | 0 | 0 | 0
2016-12-03 04:00 | 0 | 0 | 0 | 0 | 278558.8525 | 0 | 428138 | 0 | 0 | 0 | 0 | 0 | 0 | 0 | 0 | 0 | 0 | 0 | 0 | 1598276.25 | 0 | 0 | 0 | 0 | 0 | 0 | 0 | 0 | 0 | 0 | 0 | -83051.4577 | 0 | 0 | 0 | 0 | 0 | 0 | 0 | 0 | 0 | -66527.6898 | 0 | 0 | 0 | 0 | 0 | 0 | 0 | 0
2016-12-03 05:00 | 0 | 0 | 0 | 0 | 299767.1695 | 0 | 409157 | 0 | 0 | 0 | 0 | 83051.4577 | 0 | 0 | 0 | 0 | 0 | 0 | 0 | 1405834.9618 | 0 | 0 | 0 | 0 | 0 | 0 | 0 | 0 | 0 | 0 | 0 | 83051.4577 | 0 | 0 | 0 | 0 | 0 | 0 | 0 | 0 | 0 | -192441.2882 | 0 | 0 | 0 | 0 | 0 | 0 | 0 | 0
2016-12-03 06:00 | 0 | 0 | 0 | 0 | 200539.2715 | 0 | 394654 | 0 | 0 | 0 | 0 | 166102.9154 | 0 | 0 | 0 | 0 | 0 | 0 | 0 | 1128668.7756 | 0 | 0 | 0 | 0 | 0 | 0 | 0 | 0 | 0 | 0 | 0 | 83051.4577 | 0 | 0 | 0 | 0 | 0 | 0 | 0 | 0 | 0 | -277166.1862 | 0 | 0 | 0 | 0 | 0 | 0 | 0 | 0
2016-12-03 07:00 | 0 | 0 | 0 | 0 | 353650.9137 | 0 | 384381 | 0 | 0 | 0 | 0 | 83051.4577 | 0 | 0 | 0 | 0 | 0 | 0 | 0 | 1180990.1471 | 0 | 0 | 0 | 0 | 0 | 0 | 0 | 0 | 0 | 0 | 0 | -83051.4577 | 0 | 0 | 0 | 0 | 0 | 0 | 0 | 0 | 0 | 52321.3715 | 0 | 0 | 0 | 0 | 0 | 0 | 0 | 0
2016-12-03 08:00 | 0 | 0 | 0 | 0 | 359556.0226 | 0 | 378927 | 0 | 0 | 0 | 0 | 166102.9154 | 0 | 0 | 0 | 0 | 0 | 0 | 0 | 1078567.712 | 0 | 0 | 0 | 0 | 0 | 0 | 0 | 0 | 0 | 0 | 0 | 83051.4577 | 0 | 0 | 0 | 0 | 0 | 0 | 0 | 0 | 0 | -102422.4351 | 0 | 0 | 0 | 0 | 0 | 0 | 0 | 0
2016-12-03 09:00 | 0 | 0 | 0 | 0 | 353701.6516 | 0 | 377562 | 0 | 0 | 0 | 0 | 83051.4577 | 0 | 0 | 0 | 0 | 0 | 0 | 0 | 1137758.8213 | 0 | 0 | 0 | 0 | 0 | 0 | 0 | 0 | 0 | 0 | 0 | -83051.4577 | 0 | 0 | 0 | 0 | 0 | 0 | 0 | 0 | 0 | 59191.1093 | 0 | 0 | 0 | 0 | 0 | 0 | 0 | 0
2016-12-03 10:00 | 0 | 0 | 0 | 0 | 188182.2715 | 0 | 382297 | 0 | 0 | 0 | 0 | 166102.9154 | 0 | 0 | 0 | 0 | 0 | 0 | 0 | 860592.6351 | 0 | 0 | 0 | 0 | 0 | 0 | 0 | 0 | 0 | 0 | 0 | 83051.4577 | 0 | 0 | 0 | 0 | 0 | 0 | 0 | 0 | 0 | -277166.1862 | 0 | 0 | 0 | 0 | 0 | 0 | 0 | 0
2016-12-03 11:00 | 0 | 0 | 0 | 0 | 342900.5526 | 0 | 391458 | 0 | 0 | 0 | 0 | 83051.4577 | 0 | 0 | 0 | 0 | 0 | 0 | 0 | 895086.6454 | 0 | 0 | 0 | 0 | 0 | 0 | 0 | 0 | 0 | 0 | 0 | -83051.4577 | 0 | 0 | 0 | 0 | 0 | 0 | 0 | 0 | 0 | 34494.0103 | 0 | 0 | 0 | 0 | 0 | 0 | 0 | 0
2016-12-03 12:00 | 0 | 0 | 0 | 0 | 339180.4164 | 0 | 405403 | 0 | 0 | 0 | 0 | 166102.9154 | 0 | 0 | 0 | 0 | 0 | 0 | 0 | 745812.6042 | 0 | 0 | 0 | 0 | 0 | 0 | 0 | 0 | 0 | 0 | 0 | 83051.4577 | 0 | 0 | 0 | 0 | 0 | 0 | 0 | 0 | 0 | -149274.0413 | 0 | 0 | 0 | 0 | 0 | 0 | 0 | 0
2016-12-03 13:00 | 0 | 0 | 0 | 0 | 334513.9231 | 0 | 420327 | 0 | 0 | 0 | 0 | 83051.4577 | 0 | 0 | 0 | 0 | 0 | 0 | 0 | 743050.985 | 0 | 0 | 0 | 0 | 0 | 0 | 0 | 0 | 0 | 0 | 0 | -83051.4577 | 0 | 0 | 0 | 0 | 0 | 0 | 0 | 0 | 0 | -2761.6192 | 0 | 0 | 0 | 0 | 0 | 0 | 0 | 0
2016-12-03 14:00 | 0 | 0 | 0 | 0 | 226445.926 | 10935.3455 | 431496 | 0 | 0 | 0 | 0 | 166102.9154 | 0 | 0 | 0 | 0 | 0 | 0 | 0 | 465884.7988 | 0 | 0 | 0 | 0 | 0 | 0 | 0 | 0 | 0 | 0 | 0 | 83051.4577 | 0 | 0 | 0 | 0 | 0 | 0 | 0 | 0 | 0 | -277166.1862 | 0 | 0 | 0 | 0 | 0 | 0 | 0 | 0
2016-12-03 15:00 | 0 | 0 | 0 | 0 | 252736.6422 | 358768.4641 | 436825 | 0 | 0 | 0 | 0 | 83051.4577 | 0 | 0 | 0 | 0 | 0 | 0 | 0 | 723616.3628 | 0 | 0 | 0 | 0 | 0 | 0 | 0 | 0 | 0 | 0 | 0 | -83051.4577 | 0 | 0 | 0 | 0 | 0 | 0 | 0 | 0 | 0 | 257731.5639 | 0 | 0 | 0 | 0 | 0 | 0 | 0 | 0
2016-12-03 16:00 | 0 | 0 | 0 | 0 | 0 | 532003.4536 | 436892 | 0 | 0 | 0 | 0 | 0 | 0 | 0 | 0 | 0 | 0 | 0 | 0 | 901779.2741 | 0 | 0 | 0 | 0 | 0 | 0 | 0 | 0 | 0 | 0 | 0 | -83051.4577 | 0 | 0 | 0 | 0 | 0 | 0 | 0 | 0 | 0 | 178162.9113 | 0 | 0 | 0 | 0 | 0 | 0 | 0 | 0
2016-12-03 17:00 | 0 | 0 | 0 | 0 | 0 | 556707.4264 | 433208 | 0 | 0 | 0 | 0 | 83051.4577 | 0 | 0 | 0 | 0 | 0 | 0 | 0 | 942227.2428 | 0 | 0 | 0 | 0 | 0 | 0 | 0 | 0 | 0 | 0 | 0 | 83051.4577 | 0 | 0 | 0 | 0 | 0 | 0 | 0 | 0 | 0 | 40447.9687 | 0 | 0 | 0 | 0 | 0 | 0 | 0 | 0
2016-12-03 18:00 | 0 | 0 | 0 | 0 | 91157.3141 | 531303.4143 | 428346 | 0 | 0 | 0 | 0 | 0 | 0 | 0 | 0 | 0 | 0 | 0 | 0 | 1219393.4289 | 0 | 0 | 0 | 0 | 0 | 0 | 0 | 0 | 0 | 0 | 0 | -83051.4577 | 0 | 0 | 0 | 0 | 0 | 0 | 0 | 0 | 0 | 277166.1862 | 0 | 0 | 0 | 0 | 0 | 0 | 0 | 0
2016-12-03 19:00 | 0 | 0 | 0 | 0 | 271478.2569 | 513946.387 | 425207 | 0 | 0 | 0 | 0 | 83051.4577 | 0 | 0 | 0 | 0 | 0 | 0 | 0 | 1496559.6151 | 0 | 0 | 0 | 0 | 0 | 0 | 0 | 0 | 0 | 0 | 0 | 83051.4577 | 0 | 0 | 0 | 0 | 0 | 0 | 0 | 0 | 0 | 277166.1862 | 0 | 0 | 0 | 0 | 0 | 0 | 0 | 0
2016-12-03 20:00 | 0 | 0 | 0 | 0 | 92501.1356 | 526128.5928 | 424515 | 0 | 0 | 0 | 0 | 0 | 0 | 0 | 0 | 0 | 0 | 0 | 0 | 1773725.8013 | 0 | 0 | 0 | 0 | 0 | 0 | 0 | 0 | 0 | 0 | 0 | -83051.4577 | 0 | 0 | 0 | 0 | 0 | 0 | 0 | 0 | 0 | 277166.1862 | 0 | 0 | 0 | 0 | 0 | 0 | 0 | 0
2016-12-03 21:00 | 0 | 0 | 0 | 0 | 0 | 549838.768 | 429335 | 0 | 0 | 0 | 0 | 0 | 0 | 0 | 0 | 0 | 0 | 0 | 0 | 1894229.5692 | 0 | 0 | 0 | 0 | 0 | 0 | 0 | 0 | 0 | 0 | 0 | 0 | 0 | 0 | 0 | 0 | 0 | 0 | 0 | 0 | 0 | 120503.768 | 0 | 0 | 0 | 0 | 0 | 0 | 0 | 0
2016-12-03 22:00 | 0 | 0 | 0 | 0 | 269505.9639 | 508037.7349 | 445857 | 0 | 0 | 0 | 0 | 83051.4577 | 0 | 0 | 0 | 0 | 0 | 0 | 0 | 2142864.8103 | 0 | 0 | 0 | 0 | 0 | 0 | 0 | 0 | 0 | 0 | 0 | 83051.4577 | 0 | 0 | 0 | 0 | 0 | 0 | 0 | 0 | 0 | 248635.241 | 0 | 0 | 0 | 0 | 0 | 0 | 0 | 0
2016-12-03 23:00 | 0 | 0 | 0 | 0 | 382933.1847 | 238404.2721 | 456957 | 0 | 0 | 0 | 0 | 166102.9154 | 0 | 0 | 0 | 0 | 0 | 0 | 0 | 2224193.8093 | 0 | 0 | 0 | 0 | 0 | 0 | 0 | 0 | 0 | 0 | 0 | 83051.4577 | 0 | 0 | 0 | 0 | 0 | 0 | 0 | 0 | 0 | 81328.9991 | 0 | 0 | 0 | 0 | 0 | 0 | 0 | 0
2016-12-04 | 0 | 0 | 0 | 0 | 401716.0365 | 3629.8591 | 459226 | 0 | 0 | 0 | 0 | 249154.3731 | 0 | 0 | 0 | 0 | 0 | 0 | 0 | 2087262.2473 | 0 | 0 | 0 | 0 | 0 | 0 | 0 | 0 | 0 | 0 | 0 | 83051.4577 | 0 | 0 | 0 | 0 | 0 | 0 | 0 | 0 | 0 | -136931.5621 | 0 | 0 | 0 | 0 | 0 | 0 | 0 | 0
2016-12-04 01:00 | 0 | 0 | 0 | 0 | 400693.0657 | 0 | 457461 | 0 | 0 | 0 | 0 | 166102.9154 | 0 | 0 | 0 | 0 | 0 | 0 | 0 | 2113545.7707 | 0 | 0 | 0 | 0 | 0 | 0 | 0 | 0 | 0 | 0 | 0 | -83051.4577 | 0 | 0 | 0 | 0 | 0 | 0 | 0 | 0 | 0 | 26283.5234 | 0 | 0 | 0 | 0 | 0 | 0 | 0 | 0
2016-12-04 02:00 | 0 | 0 | 0 | 0 | 254347.2715 | 0 | 448462 | 0 | 0 | 0 | 0 | 249154.3731 | 0 | 0 | 0 | 0 | 0 | 0 | 0 | 1836379.5845 | 0 | 0 | 0 | 0 | 0 | 0 | 0 | 0 | 0 | 0 | 0 | 83051.4577 | 0 | 0 | 0 | 0 | 0 | 0 | 0 | 0 | 0 | -277166.1862 | 0 | 0 | 0 | 0 | 0 | 0 | 0 | 0
2016-12-04 03:00 | 0 | 0 | 0 | 0 | 395447.6263 | 0 | 434284 | 0 | 0 | 0 | 0 | 166102.9154 | 0 | 0 | 0 | 0 | 0 | 0 | 0 | 1880594.6685 | 0 | 0 | 0 | 0 | 0 | 0 | 0 | 0 | 0 | 0 | 0 | -83051.4577 | 0 | 0 | 0 | 0 | 0 | 0 | 0 | 0 | 0 | 44215.084 | 0 | 0 | 0 | 0 | 0 | 0 | 0 | 0
2016-12-04 04:00 | 0 | 0 | 0 | 0 | 222702.2715 | 0 | 416817 | 0 | 0 | 0 | 0 | 249154.3731 | 0 | 0 | 0 | 0 | 0 | 0 | 0 | 1603428.4824 | 0 | 0 | 0 | 0 | 0 | 0 | 0 | 0 | 0 | 0 | 0 | 83051.4577 | 0 | 0 | 0 | 0 | 0 | 0 | 0 | 0 | 0 | -277166.1862 | 0 | 0 | 0 | 0 | 0 | 0 | 0 | 0
2016-12-04 05:00 | 0 | 0 | 0 | 0 | 407346.7433 | 0 | 399836 | 0 | 0 | 0 | 0 | 166102.9154 | 0 | 0 | 0 | 0 | 0 | 0 | 0 | 1693990.6834 | 0 | 0 | 0 | 0 | 0 | 0 | 0 | 0 | 0 | 0 | 0 | -83051.4577 | 0 | 0 | 0 | 0 | 0 | 0 | 0 | 0 | 0 | 90562.201 | 0 | 0 | 0 | 0 | 0 | 0 | 0 | 0
2016-12-04 06:00 | 0 | 0 | 0 | 0 | 107773.8138 | 0 | 384940 | 0 | 0 | 0 | 0 | 166102.9154 | 0 | 0 | 0 | 0 | 0 | 0 | 0 | 1416824.4972 | 0 | 0 | 0 | 0 | 0 | 0 | 0 | 0 | 0 | 0 | 0 | 0 | 0 | 0 | 0 | 0 | 0 | 0 | 0 | 0 | 0 | -277166.1862 | 0 | 0 | 0 | 0 | 0 | 0 | 0 | 0
2016-12-04 07:00 | 0 | 0 | 0 | 0 | 414701.8241 | 0 | 373882 | 0 | 0 | 0 | 0 | 83051.4577 | 0 | 0 | 0 | 0 | 0 | 0 | 0 | 1540695.779 | 0 | 0 | 0 | 0 | 0 | 0 | 0 | 0 | 0 | 0 | 0 | -83051.4577 | 0 | 0 | 0 | 0 | 0 | 0 | 0 | 0 | 0 | 123871.2818 | 0 | 0 | 0 | 0 | 0 | 0 | 0 | 0
2016-12-04 08:00 | 0 | 0 | 0 | 0 | 173470.2715 | 0 | 367585 | 0 | 0 | 0 | 0 | 166102.9154 | 0 | 0 | 0 | 0 | 0 | 0 | 0 | 1263529.5929 | 0 | 0 | 0 | 0 | 0 | 0 | 0 | 0 | 0 | 0 | 0 | 83051.4577 | 0 | 0 | 0 | 0 | 0 | 0 | 0 | 0 | 0 | -277166.1862 | 0 | 0 | 0 | 0 | 0 | 0 | 0 | 0
2016-12-04 09:00 | 0 | 0 | 0 | 0 | 433004.1249 | 0 | 365589 | 0 | 0 | 0 | 0 | 83051.4577 | 0 | 0 | 0 | 0 | 0 | 0 | 0 | 1413996.1755 | 0 | 0 | 0 | 0 | 0 | 0 | 0 | 0 | 0 | 0 | 0 | -83051.4577 | 0 | 0 | 0 | 0 | 0 | 0 | 0 | 0 | 0 | 150466.5826 | 0 | 0 | 0 | 0 | 0 | 0 | 0 | 0
2016-12-04 10:00 | 0 | 0 | 0 | 0 | 7165.3561 | 0 | 367383 | 0 | 0 | 0 | 0 | 0 | 0 | 0 | 0 | 0 | 0 | 0 | 0 | 1136829.9893 | 0 | 0 | 0 | 0 | 0 | 0 | 0 | 0 | 0 | 0 | 0 | -83051.4577 | 0 | 0 | 0 | 0 | 0 | 0 | 0 | 0 | 0 | -277166.1862 | 0 | 0 | 0 | 0 | 0 | 0 | 0 | 0
2016-12-04 11:00 | 0 | 0 | 0 | 0 | 467692.9862 | 0 | 374978 | 0 | 0 | 0 | 0 | 83051.4577 | 0 | 0 | 0 | 0 | 0 | 0 | 0 | 1146493.5178 | 0 | 0 | 0 | 0 | 0 | 0 | 0 | 0 | 0 | 0 | 0 | 83051.4577 | 0 | 0 | 0 | 0 | 0 | 0 | 0 | 0 | 0 | 9663.5285 | 0 | 0 | 0 | 0 | 0 | 0 | 0 | 0
2016-12-04 12:00 | 0 | 0 | 0 | 0 | 475593.0571 | 0 | 385505 | 0 | 0 | 0 | 0 | 0 | 0 | 0 | 0 | 0 | 0 | 0 | 0 | 1319633.0327 | 0 | 0 | 0 | 0 | 0 | 0 | 0 | 0 | 0 | 0 | 0 | -83051.4577 | 0 | 0 | 0 | 0 | 0 | 0 | 0 | 0 | 0 | 173139.5148 | 0 | 0 | 0 | 0 | 0 | 0 | 0 | 0
2016-12-04 13:00 | 0 | 0 | 0 | 0 | 469786.7802 | 0 | 400585 | 0 | 0 | 0 | 0 | 83051.4577 | 0 | 0 | 0 | 0 | 0 | 0 | 0 | 1305783.3551 | 0 | 0 | 0 | 0 | 0 | 0 | 0 | 0 | 0 | 0 | 0 | 83051.4577 | 0 | 0 | 0 | 0 | 0 | 0 | 0 | 0 | 0 | -13849.6775 | 0 | 0 | 0 | 0 | 0 | 0 | 0 | 0
2016-12-04 14:00 | 0 | 0 | 0 | 0 | 413481.5597 | 88747.1228 | 413990 | 0 | 0 | 0 | 0 | 0 | 0 | 0 | 0 | 0 | 0 | 0 | 0 | 1477073.4953 | 0 | 0 | 0 | 0 | 0 | 0 | 0 | 0 | 0 | 0 | 0 | -83051.4577 | 0 | 0 | 0 | 0 | 0 | 0 | 0 | 0 | 0 | 171290.1402 | 0 | 0 | 0 | 0 | 0 | 0 | 0 | 0
2016-12-04 15:00 | 0 | 0 | 0 | 0 | 279775.6382 | 471769.7702 | 420910 | 0 | 0 | 0 | 0 | 53469.2223 | 0 | 0 | 0 | 0 | 0 | 0 | 0 | 1754239.6815 | 0 | 0 | 0 | 0 | 0 | 0 | 0 | 0 | 0 | 0 | 0 | 53469.2223 | 0 | 0 | 0 | 0 | 0 | 0 | 0 | 0 | 0 | 277166.1862 | 0 | 0 | 0 | 0 | 0 | 0 | 0 | 0
2016-12-04 16:00 | 0 | 0 | 0 | 0 | 0 | 609955.7763 | 423653 | 0 | 0 | 0 | 0 | 136520.68 | 0 | 0 | 0 | 0 | 0 | 0 | 0 | 1857491.0001 | 0 | 0 | 0 | 0 | 0 | 0 | 0 | 0 | 0 | 0 | 0 | 83051.4577 | 0 | 0 | 0 | 0 | 0 | 0 | 0 | 0 | 0 | 103251.3186 | 0 | 0 | 0 | 0 | 0 | 0 | 0 | 0
2016-12-04 17:00 | 0 | 0 | 0 | 0 | 0 | 613877.0704 | 425473 | 0 | 0 | 0 | 0 | 53469.2223 | 0 | 0 | 0 | 0 | 0 | 0 | 0 | 2128946.5282 | 0 | 0 | 0 | 0 | 0 | 0 | 0 | 0 | 0 | 0 | 0 | -83051.4577 | 0 | 0 | 0 | 0 | 0 | 0 | 0 | 0 | 0 | 271455.5281 | 0 | 0 | 0 | 0 | 0 | 0 | 0 | 0
2016-12-04 18:00 | 0 | 0 | 0 | 0 | 0 | 582548.9006 | 426290 | 0 | 0 | 0 | 0 | 136520.68 | 0 | 0 | 0 | 0 | 0 | 0 | 0 | 2202153.9711 | 0 | 0 | 0 | 0 | 0 | 0 | 0 | 0 | 0 | 0 | 0 | 83051.4577 | 0 | 0 | 0 | 0 | 0 | 0 | 0 | 0 | 0 | 73207.4429 | 0 | 0 | 0 | 0 | 0 | 0 | 0 | 0
2016-12-04 19:00 | 0 | 0 | 0 | 0 | 56866.3805 | 563045.3479 | 425797 | 0 | 0 | 0 | 0 | 53469.2223 | 0 | 0 | 0 | 0 | 0 | 0 | 0 | 2479320.1572 | 0 | 0 | 0 | 0 | 0 | 0 | 0 | 0 | 0 | 0 | 0 | -83051.4577 | 0 | 0 | 0 | 0 | 0 | 0 | 0 | 0 | 0 | 277166.1862 | 0 | 0 | 0 | 0 | 0 | 0 | 0 | 0
2016-12-04 20:00 | 0 | 0 | 0 | 0 | 0 | 579052.5407 | 426201 | 0 | 0 | 0 | 0 | 136520.68 | 0 | 0 | 0 | 0 | 0 | 0 | 0 | 2549120.2402 | 0 | 0 | 0 | 0 | 0 | 0 | 0 | 0 | 0 | 0 | 0 | 83051.4577 | 0 | 0 | 0 | 0 | 0 | 0 | 0 | 0 | 0 | 69800.083 | 0 | 0 | 0 | 0 | 0 | 0 | 0 | 0
2016-12-04 21:00 | 0 | 0 | 0 | 0 | 23359.7056 | 605922.0229 | 435167 | 0 | 0 | 0 | 0 | 53469.2223 | 0 | 0 | 0 | 0 | 0 | 0 | 0 | 2826286.4264 | 0 | 0 | 0 | 0 | 0 | 0 | 0 | 0 | 0 | 0 | 0 | -83051.4577 | 0 | 0 | 0 | 0 | 0 | 0 | 0 | 0 | 0 | 277166.1862 | 0 | 0 | 0 | 0 | 0 | 0 | 0 | 0
2016-12-04 22:00 | 0 | 0 | 0 | 0 | 257361.531 | 556144.1129 | 453288 | 0 | 0 | 0 | 0 | 136520.68 | 0 | 0 | 0 | 0 | 0 | 0 | 0 | 3103452.6126 | 0 | 0 | 0 | 0 | 0 | 0 | 0 | 0 | 0 | 0 | 0 | 83051.4577 | 0 | 0 | 0 | 0 | 0 | 0 | 0 | 0 | 0 | 277166.1862 | 0 | 0 | 0 | 0 | 0 | 0 | 0 | 0
2016-12-04 23:00 | 0 | 0 | 0 | 0 | 348603.1748 | 227309.9736 | 468054 | 0 | 0 | 0 | 0 | 166102.9154 | 0 | 0 | 0 | 0 | 0 | 0 | 0 | 3181729.5256 | 0 | 0 | 0 | 0 | 0 | 0 | 0 | 0 | 0 | 0 | 0 | 29582.2354 | 0 | 0 | 0 | 0 | 0 | 0 | 0 | 0 | 0 | 78276.913 | 0 | 0 | 0 | 0 | 0 | 0 | 0 | 0
2016-12-05 | 0 | 0 | 0 | 0 | 112115.1524 | 2297.2038 | 474630 | 0 | 0 | 0 | 0 | 83051.4577 | 0 | 0 | 0 | 0 | 0 | 0 | 0 | 2904563.3394 | 0 | 0 | 0 | 0 | 0 | 0 | 0 | 0 | 0 | 0 | 0 | -83051.4577 | 0 | 0 | 0 | 0 | 0 | 0 | 0 | 0 | 0 | -277166.1862 | 0 | 0 | 0 | 0 | 0 | 0 | 0 | 0
2016-12-05 01:00 | 0 | 0 | 0 | 0 | 502099.2734 | 0 | 474565 | 0 | 0 | 0 | 0 | 166102.9154 | 0 | 0 | 0 | 0 | 0 | 0 | 0 | 2849046.1551 | 0 | 0 | 0 | 0 | 0 | 0 | 0 | 0 | 0 | 0 | 0 | 83051.4577 | 0 | 0 | 0 | 0 | 0 | 0 | 0 | 0 | 0 | -55517.1844 | 0 | 0 | 0 | 0 | 0 | 0 | 0 | 0
2016-12-05 02:00 | 0 | 0 | 0 | 0 | 102185.3561 | 0 | 462403 | 0 | 0 | 0 | 0 | 83051.4577 | 0 | 0 | 0 | 0 | 0 | 0 | 0 | 2571879.9689 | 0 | 0 | 0 | 0 | 0 | 0 | 0 | 0 | 0 | 0 | 0 | -83051.4577 | 0 | 0 | 0 | 0 | 0 | 0 | 0 | 0 | 0 | -277166.1862 | 0 | 0 | 0 | 0 | 0 | 0 | 0 | 0
2016-12-05 03:00 | 0 | 0 | 0 | 0 | 555804.0721 | 0 | 442384 | 0 | 0 | 0 | 0 | 166102.9154 | 0 | 0 | 0 | 0 | 0 | 0 | 0 | 2602248.5834 | 0 | 0 | 0 | 0 | 0 | 0 | 0 | 0 | 0 | 0 | 0 | 83051.4577 | 0 | 0 | 0 | 0 | 0 | 0 | 0 | 0 | 0 | 30368.6144 | 0 | 0 | 0 | 0 | 0 | 0 | 0 | 0
2016-12-05 04:00 | 0 | 0 | 0 | 0 | 59920.3561 | 0 | 420138 | 0 | 0 | 0 | 0 | 83051.4577 | 0 | 0 | 0 | 0 | 0 | 0 | 0 | 2325082.3972 | 0 | 0 | 0 | 0 | 0 | 0 | 0 | 0 | 0 | 0 | 0 | -83051.4577 | 0 | 0 | 0 | 0 | 0 | 0 | 0 | 0 | 0 | -277166.1862 | 0 | 0 | 0 | 0 | 0 | 0 | 0 | 0
2016-12-05 05:00 | 0 | 0 | 0 | 0 | 564595.099 | 0 | 400445 | 0 | 0 | 0 | 0 | 0 | 0 | 0 | 0 | 0 | 0 | 0 | 0 | 2572283.9539 | 0 | 0 | 0 | 0 | 0 | 0 | 0 | 0 | 0 | 0 | 0 | -83051.4577 | 0 | 0 | 0 | 0 | 0 | 0 | 0 | 0 | 0 | 247201.5567 | 0 | 0 | 0 | 0 | 0 | 0 | 0 | 0
2016-12-05 06:00 | 0 | 0 | 0 | 0 | 191400.2715 | 0 | 385515 | 0 | 0 | 0 | 0 | 83051.4577 | 0 | 0 | 0 | 0 | 0 | 0 | 0 | 2295117.7677 | 0 | 0 | 0 | 0 | 0 | 0 | 0 | 0 | 0 | 0 | 0 | 83051.4577 | 0 | 0 | 0 | 0 | 0 | 0 | 0 | 0 | 0 | -277166.1862 | 0 | 0 | 0 | 0 | 0 | 0 | 0 | 0
2016-12-05 07:00 | 0 | 0 | 0 | 0 | 568718.671 | 0 | 376224 | 0 | 0 | 0 | 0 | 166102.9154 | 0 | 0 | 0 | 0 | 0 | 0 | 0 | 2404560.981 | 0 | 0 | 0 | 0 | 0 | 0 | 0 | 0 | 0 | 0 | 0 | 83051.4577 | 0 | 0 | 0 | 0 | 0 | 0 | 0 | 0 | 0 | 109443.2133 | 0 | 0 | 0 | 0 | 0 | 0 | 0 | 0
2016-12-05 08:00 | 0 | 0 | 0 | 0 | 12490.3561 | 0 | 372708 | 0 | 0 | 0 | 0 | 83051.4577 | 0 | 0 | 0 | 0 | 0 | 0 | 0 | 2127394.7948 | 0 | 0 | 0 | 0 | 0 | 0 | 0 | 0 | 0 | 0 | 0 | -83051.4577 | 0 | 0 | 0 | 0 | 0 | 0 | 0 | 0 | 0 | -277166.1862 | 0 | 0 | 0 | 0 | 0 | 0 | 0 | 0
2016-12-05 09:00 | 0 | 0 | 0 | 0 | 559064.488 | 0 | 376676 | 0 | 0 | 0 | 0 | 166102.9154 | 0 | 0 | 0 | 0 | 0 | 0 | 0 | 2226731.8251 | 0 | 0 | 0 | 0 | 0 | 0 | 0 | 0 | 0 | 0 | 0 | 83051.4577 | 0 | 0 | 0 | 0 | 0 | 0 | 0 | 0 | 0 | 99337.0303 | 0 | 0 | 0 | 0 | 0 | 0 | 0 | 0
2016-12-05 10:00 | 0 | 0 | 0 | 0 | 550876.0432 | 0 | 390407 | 0 | 0 | 0 | 0 | 83051.4577 | 0 | 0 | 0 | 0 | 0 | 0 | 0 | 2470252.326 | 0 | 0 | 0 | 0 | 0 | 0 | 0 | 0 | 0 | 0 | 0 | -83051.4577 | 0 | 0 | 0 | 0 | 0 | 0 | 0 | 0 | 0 | 243520.5009 | 0 | 0 | 0 | 0 | 0 | 0 | 0 | 0
2016-12-05 11:00 | 0 | 0 | 0 | 0 | 547067.9973 | 0 | 421183 | 0 | 0 | 0 | 0 | 166102.9154 | 0 | 0 | 0 | 0 | 0 | 0 | 0 | 2513085.8655 | 0 | 0 | 0 | 0 | 0 | 0 | 0 | 0 | 0 | 0 | 0 | 83051.4577 | 0 | 0 | 0 | 0 | 0 | 0 | 0 | 0 | 0 | 42833.5396 | 0 | 0 | 0 | 0 | 0 | 0 | 0 | 0
2016-12-05 12:00 | 0 | 0 | 0 | 0 | 91614.3561 | 0 | 451832 | 0 | 0 | 0 | 0 | 83051.4577 | 0 | 0 | 0 | 0 | 0 | 0 | 0 | 2235919.6794 | 0 | 0 | 0 | 0 | 0 | 0 | 0 | 0 | 0 | 0 | 0 | -83051.4577 | 0 | 0 | 0 | 0 | 0 | 0 | 0 | 0 | 0 | -277166.1862 | 0 | 0 | 0 | 0 | 0 | 0 | 0 | 0
2016-12-05 13:00 | 0 | 0 | 0 | 0 | 540918.5674 | 0 | 466587 | 0 | 0 | 0 | 0 | 83051.4577 | 0 | 0 | 0 | 0 | 0 | 0 | 0 | 2310251.2468 | 0 | 0 | 0 | 0 | 0 | 0 | 0 | 0 | 0 | 0 | 0 | 0 | 0 | 0 | 0 | 0 | 0 | 0 | 0 | 0 | 0 | 74331.5674 | 0 | 0 | 0 | 0 | 0 | 0 | 0 | 0
2016-12-05 14:00 | 0 | 0 | 0 | 0 | 22985.4612 | 90775.8949 | 473979 | 0 | 0 | 0 | 0 | 0 | 0 | 0 | 0 | 0 | 0 | 0 | 0 | 2033085.0606 | 0 | 0 | 0 | 0 | 0 | 0 | 0 | 0 | 0 | 0 | 0 | -83051.4577 | 0 | 0 | 0 | 0 | 0 | 0 | 0 | 0 | 0 | -277166.1862 | 0 | 0 | 0 | 0 | 0 | 0 | 0 | 0
2016-12-05 15:00 | 0 | 0 | 0 | 0 | 415905.4033 | 401315.8557 | 476630 | 0 | 0 | 0 | 0 | 83051.4577 | 0 | 0 | 0 | 0 | 0 | 0 | 0 | 2290624.862 | 0 | 0 | 0 | 0 | 0 | 0 | 0 | 0 | 0 | 0 | 0 | 83051.4577 | 0 | 0 | 0 | 0 | 0 | 0 | 0 | 0 | 0 | 257539.8014 | 0 | 0 | 0 | 0 | 0 | 0 | 0 | 0
2016-12-05 16:00 | 0 | 0 | 0 | 0 | 0 | 546558.2775 | 473521 | 0 | 0 | 0 | 0 | 0 | 0 | 0 | 0 | 0 | 0 | 0 | 0 | 2446713.5972 | 0 | 0 | 0 | 0 | 0 | 0 | 0 | 0 | 0 | 0 | 0 | -83051.4577 | 0 | 0 | 0 | 0 | 0 | 0 | 0 | 0 | 0 | 156088.7352 | 0 | 0 | 0 | 0 | 0 | 0 | 0 | 0
2016-12-05 17:00 | 0 | 0 | 0 | 0 | 258537.8673 | 570875.7766 | 469196 | 0 | 0 | 0 | 0 | 83051.4577 | 0 | 0 | 0 | 0 | 0 | 0 | 0 | 2723879.7834 | 0 | 0 | 0 | 0 | 0 | 0 | 0 | 0 | 0 | 0 | 0 | 83051.4577 | 0 | 0 | 0 | 0 | 0 | 0 | 0 | 0 | 0 | 277166.1862 | 0 | 0 | 0 | 0 | 0 | 0 | 0 | 0
2016-12-05 18:00 | 0 | 0 | 0 | 0 | 108189.1809 | 550902.5475 | 464977 | 0 | 0 | 0 | 0 | 0 | 0 | 0 | 0 | 0 | 0 | 0 | 0 | 3001045.9695 | 0 | 0 | 0 | 0 | 0 | 0 | 0 | 0 | 0 | 0 | 0 | -83051.4577 | 0 | 0 | 0 | 0 | 0 | 0 | 0 | 0 | 0 | 277166.1862 | 0 | 0 | 0 | 0 | 0 | 0 | 0 | 0
2016-12-05 19:00 | 0 | 0 | 0 | 0 | 0 | 544813.2043 | 462140 | 0 | 0 | 0 | 0 | 83051.4577 | 0 | 0 | 0 | 0 | 0 | 0 | 0 | 3000667.7161 | 0 | 0 | 0 | 0 | 0 | 0 | 0 | 0 | 0 | 0 | 0 | 83051.4577 | 0 | 0 | 0 | 0 | 0 | 0 | 0 | 0 | 0 | -378.2534 | 0 | 0 | 0 | 0 | 0 | 0 | 0 | 0
2016-12-05 20:00 | 0 | 0 | 0 | 0 | 87615.5766 | 566799.1518 | 460300 | 0 | 0 | 0 | 0 | 0 | 0 | 0 | 0 | 0 | 0 | 0 | 0 | 3277833.9023 | 0 | 0 | 0 | 0 | 0 | 0 | 0 | 0 | 0 | 0 | 0 | -83051.4577 | 0 | 0 | 0 | 0 | 0 | 0 | 0 | 0 | 0 | 277166.1862 | 0 | 0 | 0 | 0 | 0 | 0 | 0 | 0
2016-12-05 21:00 | 0 | 0 | 0 | 0 | 0 | 594249.0952 | 466385 | 0 | 0 | 0 | 0 | 83051.4577 | 0 | 0 | 0 | 0 | 0 | 0 | 0 | 3322646.5398 | 0 | 0 | 0 | 0 | 0 | 0 | 0 | 0 | 0 | 0 | 0 | 83051.4577 | 0 | 0 | 0 | 0 | 0 | 0 | 0 | 0 | 0 | 44812.6375 | 0 | 0 | 0 | 0 | 0 | 0 | 0 | 0
2016-12-05 22:00 | 0 | 0 | 0 | 0 | 151405.3736 | 527809.3549 | 485100 | 0 | 0 | 0 | 0 | 0 | 0 | 0 | 0 | 0 | 0 | 0 | 0 | 3599812.726 | 0 | 0 | 0 | 0 | 0 | 0 | 0 | 0 | 0 | 0 | 0 | -83051.4577 | 0 | 0 | 0 | 0 | 0 | 0 | 0 | 0 | 0 | 277166.1862 | 0 | 0 | 0 | 0 | 0 | 0 | 0 | 0
2016-12-05 23:00 | 0 | 0 | 0 | 0 | 121762.9887 | 184343.2828 | 500221 | 0 | 0 | 0 | 0 | 83051.4577 | 0 | 0 | 0 | 0 | 0 | 0 | 0 | 3322646.5398 | 0 | 0 | 0 | 0 | 0 | 0 | 0 | 0 | 0 | 0 | 0 | 83051.4577 | 0 | 0 | 0 | 0 | 0 | 0 | 0 | 0 | 0 | -277166.1862 | 0 | 0 | 0 | 0 | 0 | 0 | 0 | 0
2016-12-06 | 0 | 0 | 0 | 0 | 748716.6876 | 2265.6467 | 505617 | 0 | 0 | 0 | 0 | 166102.9154 | 0 | 0 | 0 | 0 | 0 | 0 | 0 | 3484960.4164 | 0 | 0 | 0 | 0 | 0 | 0 | 0 | 0 | 0 | 0 | 0 | 83051.4577 | 0 | 0 | 0 | 0 | 0 | 0 | 0 | 0 | 0 | 162313.8766 | 0 | 0 | 0 | 0 | 0 | 0 | 0 | 0
2016-12-06 01:00 | 0 | 0 | 0 | 0 | 143466.3561 | 0 | 503684 | 0 | 0 | 0 | 0 | 83051.4577 | 0 | 0 | 0 | 0 | 0 | 0 | 0 | 3207794.2302 | 0 | 0 | 0 | 0 | 0 | 0 | 0 | 0 | 0 | 0 | 0 | -83051.4577 | 0 | 0 | 0 | 0 | 0 | 0 | 0 | 0 | 0 | -277166.1862 | 0 | 0 | 0 | 0 | 0 | 0 | 0 | 0
2016-12-06 02:00 | 0 | 0 | 0 | 0 | 735896.4186 | 0 | 489900 | 0 | 0 | 0 | 0 | 166102.9154 | 0 | 0 | 0 | 0 | 0 | 0 | 0 | 3370739.1911 | 0 | 0 | 0 | 0 | 0 | 0 | 0 | 0 | 0 | 0 | 0 | 83051.4577 | 0 | 0 | 0 | 0 | 0 | 0 | 0 | 0 | 0 | 162944.9609 | 0 | 0 | 0 | 0 | 0 | 0 | 0 | 0
2016-12-06 03:00 | 0 | 0 | 0 | 0 | 106081.3561 | 0 | 466299 | 0 | 0 | 0 | 0 | 83051.4577 | 0 | 0 | 0 | 0 | 0 | 0 | 0 | 3093573.005 | 0 | 0 | 0 | 0 | 0 | 0 | 0 | 0 | 0 | 0 | 0 | -83051.4577 | 0 | 0 | 0 | 0 | 0 | 0 | 0 | 0 | 0 | -277166.1862 | 0 | 0 | 0 | 0 | 0 | 0 | 0 | 0
2016-12-06 04:00 | 0 | 0 | 0 | 0 | 680980.6822 | 0 | 439753 | 0 | 0 | 0 | 0 | 83051.4577 | 0 | 0 | 0 | 0 | 0 | 0 | 0 | 3334800.6872 | 0 | 0 | 0 | 0 | 0 | 0 | 0 | 0 | 0 | 0 | 0 | 0 | 0 | 0 | 0 | 0 | 0 | 0 | 0 | 0 | 0 | 241227.6822 | 0 | 0 | 0 | 0 | 0 | 0 | 0 | 0
2016-12-06 05:00 | 0 | 0 | 0 | 0 | 56107.3561 | 0 | 416325 | 0 | 0 | 0 | 0 | 0 | 0 | 0 | 0 | 0 | 0 | 0 | 0 | 3057634.501 | 0 | 0 | 0 | 0 | 0 | 0 | 0 | 0 | 0 | 0 | 0 | -83051.4577 | 0 | 0 | 0 | 0 | 0 | 0 | 0 | 0 | 0 | -277166.1862 | 0 | 0 | 0 | 0 | 0 | 0 | 0 | 0
2016-12-06 06:00 | 0 | 0 | 0 | 0 | 678354.5509 | 0 | 398910 | 0 | 0 | 0 | 0 | 83051.4577 | 0 | 0 | 0 | 0 | 0 | 0 | 0 | 3254027.5942 | 0 | 0 | 0 | 0 | 0 | 0 | 0 | 0 | 0 | 0 | 0 | 83051.4577 | 0 | 0 | 0 | 0 | 0 | 0 | 0 | 0 | 0 | 196393.0932 | 0 | 0 | 0 | 0 | 0 | 0 | 0 | 0
2016-12-06 07:00 | 0 | 0 | 0 | 0 | 28424.3561 | 0 | 388642 | 0 | 0 | 0 | 0 | 0 | 0 | 0 | 0 | 0 | 0 | 0 | 0 | 2976861.408 | 0 | 0 | 0 | 0 | 0 | 0 | 0 | 0 | 0 | 0 | 0 | -83051.4577 | 0 | 0 | 0 | 0 | 0 | 0 | 0 | 0 | 0 | -277166.1862 | 0 | 0 | 0 | 0 | 0 | 0 | 0 | 0
2016-12-06 08:00 | 0 | 0 | 0 | 0 | 707583.7658 | 0 | 383548 | 0 | 0 | 0 | 0 | 83051.4577 | 0 | 0 | 0 | 0 | 0 | 0 | 0 | 3217845.7161 | 0 | 0 | 0 | 0 | 0 | 0 | 0 | 0 | 0 | 0 | 0 | 83051.4577 | 0 | 0 | 0 | 0 | 0 | 0 | 0 | 0 | 0 | 240984.3081 | 0 | 0 | 0 | 0 | 0 | 0 | 0 | 0
2016-12-06 09:00 | 0 | 0 | 0 | 0 | 580023.7285 | 0 | 385909 | 0 | 0 | 0 | 0 | 0 | 0 | 0 | 0 | 0 | 0 | 0 | 0 | 3495011.9023 | 0 | 0 | 0 | 0 | 0 | 0 | 0 | 0 | 0 | 0 | 0 | -83051.4577 | 0 | 0 | 0 | 0 | 0 | 0 | 0 | 0 | 0 | 277166.1862 | 0 | 0 | 0 | 0 | 0 | 0 | 0 | 0
2016-12-06 10:00 | 0 | 0 | 0 | 0 | 722202.396 | 0 | 399364 | 0 | 0 | 0 | 0 | 83051.4577 | 0 | 0 | 0 | 0 | 0 | 0 | 0 | 3734798.8405 | 0 | 0 | 0 | 0 | 0 | 0 | 0 | 0 | 0 | 0 | 0 | 83051.4577 | 0 | 0 | 0 | 0 | 0 | 0 | 0 | 0 | 0 | 239786.9383 | 0 | 0 | 0 | 0 | 0 | 0 | 0 | 0
2016-12-06 11:00 | 0 | 0 | 0 | 0 | 68166.3561 | 0 | 428384 | 0 | 0 | 0 | 0 | 0 | 0 | 0 | 0 | 0 | 0 | 0 | 0 | 3457632.6544 | 0 | 0 | 0 | 0 | 0 | 0 | 0 | 0 | 0 | 0 | 0 | -83051.4577 | 0 | 0 | 0 | 0 | 0 | 0 | 0 | 0 | 0 | -277166.1862 | 0 | 0 | 0 | 0 | 0 | 0 | 0 | 0
2016-12-06 12:00 | 0 | 0 | 0 | 0 | 709970.5545 | 0 | 457657 | 0 | 0 | 0 | 0 | 83051.4577 | 0 | 0 | 0 | 0 | 0 | 0 | 0 | 3626894.7512 | 0 | 0 | 0 | 0 | 0 | 0 | 0 | 0 | 0 | 0 | 0 | 83051.4577 | 0 | 0 | 0 | 0 | 0 | 0 | 0 | 0 | 0 | 169262.0968 | 0 | 0 | 0 | 0 | 0 | 0 | 0 | 0
2016-12-06 13:00 | 0 | 0 | 0 | 0 | 110501.3561 | 0 | 470719 | 0 | 0 | 0 | 0 | 0 | 0 | 0 | 0 | 0 | 0 | 0 | 0 | 3349728.565 | 0 | 0 | 0 | 0 | 0 | 0 | 0 | 0 | 0 | 0 | 0 | -83051.4577 | 0 | 0 | 0 | 0 | 0 | 0 | 0 | 0 | 0 | -277166.1862 | 0 | 0 | 0 | 0 | 0 | 0 | 0 | 0
2016-12-06 14:00 | 0 | 0 | 0 | 0 | 625364.6141 | 37544.2433 | 477873 | 0 | 0 | 0 | 0 | 83051.4577 | 0 | 0 | 0 | 0 | 0 | 0 | 0 | 3451712.9647 | 0 | 0 | 0 | 0 | 0 | 0 | 0 | 0 | 0 | 0 | 0 | 83051.4577 | 0 | 0 | 0 | 0 | 0 | 0 | 0 | 0 | 0 | 101984.3997 | 0 | 0 | 0 | 0 | 0 | 0 | 0 | 0
2016-12-06 15:00 | 0 | 0 | 0 | 0 | 0 | 289873.3071 | 480748 | 0 | 0 | 0 | 0 | 0 | 0 | 0 | 0 | 0 | 0 | 0 | 0 | 3343889.7295 | 0 | 0 | 0 | 0 | 0 | 0 | 0 | 0 | 0 | 0 | 0 | -83051.4577 | 0 | 0 | 0 | 0 | 0 | 0 | 0 | 0 | 0 | -107823.2352 | 0 | 0 | 0 | 0 | 0 | 0 | 0 | 0
2016-12-06 16:00 | 0 | 0 | 0 | 0 | 377536.0253 | 462209.6186 | 479528 | 0 | 0 | 0 | 0 | 83051.4577 | 0 | 0 | 0 | 0 | 0 | 0 | 0 | 3621055.9156 | 0 | 0 | 0 | 0 | 0 | 0 | 0 | 0 | 0 | 0 | 0 | 83051.4577 | 0 | 0 | 0 | 0 | 0 | 0 | 0 | 0 | 0 | 277166.1862 | 0 | 0 | 0 | 0 | 0 | 0 | 0 | 0
2016-12-06 17:00 | 0 | 0 | 0 | 0 | 0 | 509200.3509 | 475564 | 0 | 0 | 0 | 0 | 0 | 0 | 0 | 0 | 0 | 0 | 0 | 0 | 3737743.7242 | 0 | 0 | 0 | 0 | 0 | 0 | 0 | 0 | 0 | 0 | 0 | -83051.4577 | 0 | 0 | 0 | 0 | 0 | 0 | 0 | 0 | 0 | 116687.8086 | 0 | 0 | 0 | 0 | 0 | 0 | 0 | 0
2016-12-06 18:00 | 0 | 0 | 0 | 0 | 336101.344 | 496221.2999 | 472105 | 0 | 0 | 0 | 0 | 83051.4577 | 0 | 0 | 0 | 0 | 0 | 0 | 0 | 4014909.9104 | 0 | 0 | 0 | 0 | 0 | 0 | 0 | 0 | 0 | 0 | 0 | 83051.4577 | 0 | 0 | 0 | 0 | 0 | 0 | 0 | 0 | 0 | 277166.1862 | 0 | 0 | 0 | 0 | 0 | 0 | 0 | 0
2016-12-06 19:00 | 0 | 0 | 0 | 0 | 183375.7503 | 480053.9782 | 469315 | 0 | 0 | 0 | 0 | 0 | 0 | 0 | 0 | 0 | 0 | 0 | 0 | 4292076.0965 | 0 | 0 | 0 | 0 | 0 | 0 | 0 | 0 | 0 | 0 | 0 | -83051.4577 | 0 | 0 | 0 | 0 | 0 | 0 | 0 | 0 | 0 | 277166.1862 | 0 | 0 | 0 | 0 | 0 | 0 | 0 | 0
2016-12-06 20:00 | 0 | 0 | 0 | 0 | 0 | 479829.3785 | 468827 | 0 | 0 | 0 | 0 | 83051.4577 | 0 | 0 | 0 | 0 | 0 | 0 | 0 | 4220027.0173 | 0 | 0 | 0 | 0 | 0 | 0 | 0 | 0 | 0 | 0 | 0 | 83051.4577 | 0 | 0 | 0 | 0 | 0 | 0 | 0 | 0 | 0 | -72049.0792 | 0 | 0 | 0 | 0 | 0 | 0 | 0 | 0
2016-12-06 21:00 | 0 | 0 | 0 | 0 | 195443.7686 | 473542.9598 | 474872 | 0 | 0 | 0 | 0 | 0 | 0 | 0 | 0 | 0 | 0 | 0 | 0 | 4497193.2035 | 0 | 0 | 0 | 0 | 0 | 0 | 0 | 0 | 0 | 0 | 0 | -83051.4577 | 0 | 0 | 0 | 0 | 0 | 0 | 0 | 0 | 0 | 277166.1862 | 0 | 0 | 0 | 0 | 0 | 0 | 0 | 0
2016-12-06 22:00 | 0 | 0 | 0 | 0 | 0 | 406294.511 | 489968 | 0 | 0 | 0 | 0 | 83051.4577 | 0 | 0 | 0 | 0 | 0 | 0 | 0 | 4330468.2568 | 0 | 0 | 0 | 0 | 0 | 0 | 0 | 0 | 0 | 0 | 0 | 83051.4577 | 0 | 0 | 0 | 0 | 0 | 0 | 0 | 0 | 0 | -166724.9467 | 0 | 0 | 0 | 0 | 0 | 0 | 0 | 0
2016-12-06 23:00 | 0 | 0 | 0 | 0 | 492587.3162 | 183782.3201 | 503644 | 0 | 0 | 0 | 0 | 166102.9154 | 0 | 0 | 0 | 0 | 0 | 0 | 0 | 4420142.4353 | 0 | 0 | 0 | 0 | 0 | 0 | 0 | 0 | 0 | 0 | 0 | 83051.4577 | 0 | 0 | 0 | 0 | 0 | 0 | 0 | 0 | 0 | 89674.1785 | 0 | 0 | 0 | 0 | 0 | 0 | 0 | 0
2016-12-07 | 0 | 0 | 0 | 0 | 503723.766 | 1939.8419 | 509312 | 0 | 0 | 0 | 0 | 83051.4577 | 0 | 0 | 0 | 0 | 0 | 0 | 0 | 4499545.501 | 0 | 0 | 0 | 0 | 0 | 0 | 0 | 0 | 0 | 0 | 0 | -83051.4577 | 0 | 0 | 0 | 0 | 0 | 0 | 0 | 0 | 0 | 79403.0656 | 0 | 0 | 0 | 0 | 0 | 0 | 0 | 0
2016-12-07 01:00 | 0 | 0 | 0 | 0 | 510623.6904 | 0 | 507253 | 0 | 0 | 0 | 0 | 166102.9154 | 0 | 0 | 0 | 0 | 0 | 0 | 0 | 4419864.7337 | 0 | 0 | 0 | 0 | 0 | 0 | 0 | 0 | 0 | 0 | 0 | 83051.4577 | 0 | 0 | 0 | 0 | 0 | 0 | 0 | 0 | 0 | -79680.7673 | 0 | 0 | 0 | 0 | 0 | 0 | 0 | 0
2016-12-07 02:00 | 0 | 0 | 0 | 0 | 133969.3561 | 0 | 494187 | 0 | 0 | 0 | 0 | 83051.4577 | 0 | 0 | 0 | 0 | 0 | 0 | 0 | 4142698.5475 | 0 | 0 | 0 | 0 | 0 | 0 | 0 | 0 | 0 | 0 | 0 | -83051.4577 | 0 | 0 | 0 | 0 | 0 | 0 | 0 | 0 | 0 | -277166.1862 | 0 | 0 | 0 | 0 | 0 | 0 | 0 | 0
2016-12-07 03:00 | 0 | 0 | 0 | 0 | 513107.3233 | 0 | 471487 | 0 | 0 | 0 | 0 | 166102.9154 | 0 | 0 | 0 | 0 | 0 | 0 | 0 | 4101267.4131 | 0 | 0 | 0 | 0 | 0 | 0 | 0 | 0 | 0 | 0 | 0 | 83051.4577 | 0 | 0 | 0 | 0 | 0 | 0 | 0 | 0 | 0 | -41431.1344 | 0 | 0 | 0 | 0 | 0 | 0 | 0 | 0
2016-12-07 04:00 | 0 | 0 | 0 | 0 | 86881.3561 | 0 | 447099 | 0 | 0 | 0 | 0 | 83051.4577 | 0 | 0 | 0 | 0 | 0 | 0 | 0 | 3824101.227 | 0 | 0 | 0 | 0 | 0 | 0 | 0 | 0 | 0 | 0 | 0 | -83051.4577 | 0 | 0 | 0 | 0 | 0 | 0 | 0 | 0 | 0 | -277166.1862 | 0 | 0 | 0 | 0 | 0 | 0 | 0 | 0
2016-12-07 05:00 | 0 | 0 | 0 | 0 | 516184.8985 | 0 | 425025 | 0 | 0 | 0 | 0 | 166102.9154 | 0 | 0 | 0 | 0 | 0 | 0 | 0 | 3832209.6678 | 0 | 0 | 0 | 0 | 0 | 0 | 0 | 0 | 0 | 0 | 0 | 83051.4577 | 0 | 0 | 0 | 0 | 0 | 0 | 0 | 0 | 0 | 8108.4408 | 0 | 0 | 0 | 0 | 0 | 0 | 0 | 0
2016-12-07 06:00 | 0 | 0 | 0 | 0 | 516600.4007 | 0 | 407421 | 0 | 0 | 0 | 0 | 83051.4577 | 0 | 0 | 0 | 0 | 0 | 0 | 0 | 4024440.5261 | 0 | 0 | 0 | 0 | 0 | 0 | 0 | 0 | 0 | 0 | 0 | -83051.4577 | 0 | 0 | 0 | 0 | 0 | 0 | 0 | 0 | 0 | 192230.8584 | 0 | 0 | 0 | 0 | 0 | 0 | 0 | 0
2016-12-07 07:00 | 0 | 0 | 0 | 0 | 519768.7777 | 0 | 397029 | 0 | 0 | 0 | 0 | 166102.9154 | 0 | 0 | 0 | 0 | 0 | 0 | 0 | 4064128.8461 | 0 | 0 | 0 | 0 | 0 | 0 | 0 | 0 | 0 | 0 | 0 | 83051.4577 | 0 | 0 | 0 | 0 | 0 | 0 | 0 | 0 | 0 | 39688.32 | 0 | 0 | 0 | 0 | 0 | 0 | 0 | 0
2016-12-07 08:00 | 0 | 0 | 0 | 0 | 32893.3561 | 0 | 393111 | 0 | 0 | 0 | 0 | 83051.4577 | 0 | 0 | 0 | 0 | 0 | 0 | 0 | 3786962.66 | 0 | 0 | 0 | 0 | 0 | 0 | 0 | 0 | 0 | 0 | 0 | -83051.4577 | 0 | 0 | 0 | 0 | 0 | 0 | 0 | 0 | 0 | -277166.1862 | 0 | 0 | 0 | 0 | 0 | 0 | 0 | 0
2016-12-07 09:00 | 0 | 0 | 0 | 0 | 517694.9853 | 0 | 395627 | 0 | 0 | 0 | 0 | 166102.9154 | 0 | 0 | 0 | 0 | 0 | 0 | 0 | 3825979.1876 | 0 | 0 | 0 | 0 | 0 | 0 | 0 | 0 | 0 | 0 | 0 | 83051.4577 | 0 | 0 | 0 | 0 | 0 | 0 | 0 | 0 | 0 | 39016.5276 | 0 | 0 | 0 | 0 | 0 | 0 | 0 | 0
2016-12-07 10:00 | 0 | 0 | 0 | 0 | 48559.3561 | 0 | 408777 | 0 | 0 | 0 | 0 | 83051.4577 | 0 | 0 | 0 | 0 | 0 | 0 | 0 | 3548813.0014 | 0 | 0 | 0 | 0 | 0 | 0 | 0 | 0 | 0 | 0 | 0 | -83051.4577 | 0 | 0 | 0 | 0 | 0 | 0 | 0 | 0 | 0 | -277166.1862 | 0 | 0 | 0 | 0 | 0 | 0 | 0 | 0
2016-12-07 11:00 | 0 | 0 | 0 | 0 | 523786.7692 | 0 | 438605 | 0 | 0 | 0 | 0 | 166102.9154 | 0 | 0 | 0 | 0 | 0 | 0 | 0 | 3550943.3129 | 0 | 0 | 0 | 0 | 0 | 0 | 0 | 0 | 0 | 0 | 0 | 83051.4577 | 0 | 0 | 0 | 0 | 0 | 0 | 0 | 0 | 0 | 2130.3115 | 0 | 0 | 0 | 0 | 0 | 0 | 0 | 0
2016-12-07 12:00 | 0 | 0 | 0 | 0 | 519964.3195 | 0 | 468836 | 0 | 0 | 0 | 0 | 83051.4577 | 0 | 0 | 0 | 0 | 0 | 0 | 0 | 3685123.0901 | 0 | 0 | 0 | 0 | 0 | 0 | 0 | 0 | 0 | 0 | 0 | -83051.4577 | 0 | 0 | 0 | 0 | 0 | 0 | 0 | 0 | 0 | 134179.7772 | 0 | 0 | 0 | 0 | 0 | 0 | 0 | 0
2016-12-07 13:00 | 0 | 0 | 0 | 0 | 517369.426 | 0 | 480119 | 0 | 0 | 0 | 0 | 115082.6028 | 0 | 0 | 0 | 0 | 0 | 0 | 0 | 3690342.3711 | 0 | 0 | 0 | 0 | 0 | 0 | 0 | 0 | 0 | 0 | 0 | 32031.1451 | 0 | 0 | 0 | 0 | 0 | 0 | 0 | 0 | 0 | 5219.281 | 0 | 0 | 0 | 0 | 0 | 0 | 0 | 0
2016-12-07 14:00 | 0 | 0 | 0 | 0 | 498456.0049 | 32864.8344 | 483620 | 0 | 0 | 0 | 0 | 32031.1451 | 0 | 0 | 0 | 0 | 0 | 0 | 0 | 3821094.6682 | 0 | 0 | 0 | 0 | 0 | 0 | 0 | 0 | 0 | 0 | 0 | -83051.4577 | 0 | 0 | 0 | 0 | 0 | 0 | 0 | 0 | 0 | 130752.2971 | 0 | 0 | 0 | 0 | 0 | 0 | 0 | 0
2016-12-07 15:00 | 0 | 0 | 0 | 0 | 488108.7927 | 322579.7061 | 482502 | 0 | 0 | 0 | 0 | 83051.4577 | 0 | 0 | 0 | 0 | 0 | 0 | 0 | 4098260.8543 | 0 | 0 | 0 | 0 | 0 | 0 | 0 | 0 | 0 | 0 | 0 | 51020.3126 | 0 | 0 | 0 | 0 | 0 | 0 | 0 | 0 | 0 | 277166.1862 | 0 | 0 | 0 | 0 | 0 | 0 | 0 | 0
2016-12-07 16:00 | 0 | 0 | 0 | 0 | 0 | 488001.337 | 477539 | 0 | 0 | 0 | 0 | 0 | 0 | 0 | 0 | 0 | 0 | 0 | 0 | 4191774.649 | 0 | 0 | 0 | 0 | 0 | 0 | 0 | 0 | 0 | 0 | 0 | -83051.4577 | 0 | 0 | 0 | 0 | 0 | 0 | 0 | 0 | 0 | 93513.7947 | 0 | 0 | 0 | 0 | 0 | 0 | 0 | 0
2016-12-07 17:00 | 0 | 0 | 0 | 0 | 0 | 512617.8411 | 472931 | 0 | 0 | 0 | 0 | 83051.4577 | 0 | 0 | 0 | 0 | 0 | 0 | 0 | 4148410.0324 | 0 | 0 | 0 | 0 | 0 | 0 | 0 | 0 | 0 | 0 | 0 | 83051.4577 | 0 | 0 | 0 | 0 | 0 | 0 | 0 | 0 | 0 | -43364.6166 | 0 | 0 | 0 | 0 | 0 | 0 | 0 | 0
2016-12-07 18:00 | 0 | 0 | 0 | 0 | 172049.2437 | 490611.4848 | 468546 | 0 | 0 | 0 | 0 | 0 | 0 | 0 | 0 | 0 | 0 | 0 | 0 | 4425576.2186 | 0 | 0 | 0 | 0 | 0 | 0 | 0 | 0 | 0 | 0 | 0 | -83051.4577 | 0 | 0 | 0 | 0 | 0 | 0 | 0 | 0 | 0 | 277166.1862 | 0 | 0 | 0 | 0 | 0 | 0 | 0 | 0
2016-12-07 19:00 | 0 | 0 | 0 | 0 | 351547.0047 | 474496.6392 | 465826 | 0 | 0 | 0 | 0 | 83051.4577 | 0 | 0 | 0 | 0 | 0 | 0 | 0 | 4702742.4047 | 0 | 0 | 0 | 0 | 0 | 0 | 0 | 0 | 0 | 0 | 0 | 83051.4577 | 0 | 0 | 0 | 0 | 0 | 0 | 0 | 0 | 0 | 277166.1862 | 0 | 0 | 0 | 0 | 0 | 0 | 0 | 0
2016-12-07 20:00 | 0 | 0 | 0 | 0 | 180837.6582 | 478079.0703 | 464802 | 0 | 0 | 0 | 0 | 0 | 0 | 0 | 0 | 0 | 0 | 0 | 0 | 4979908.5909 | 0 | 0 | 0 | 0 | 0 | 0 | 0 | 0 | 0 | 0 | 0 | -83051.4577 | 0 | 0 | 0 | 0 | 0 | 0 | 0 | 0 | 0 | 277166.1862 | 0 | 0 | 0 | 0 | 0 | 0 | 0 | 0
2016-12-07 21:00 | 0 | 0 | 0 | 0 | 0 | 474496.6004 | 470564 | 0 | 0 | 0 | 0 | 83051.4577 | 0 | 0 | 0 | 0 | 0 | 0 | 0 | 4900789.7335 | 0 | 0 | 0 | 0 | 0 | 0 | 0 | 0 | 0 | 0 | 0 | 83051.4577 | 0 | 0 | 0 | 0 | 0 | 0 | 0 | 0 | 0 | -79118.8574 | 0 | 0 | 0 | 0 | 0 | 0 | 0 | 0
2016-12-07 22:00 | 0 | 0 | 0 | 0 | 277960.887 | 406947.8415 | 490794 | 0 | 0 | 0 | 0 | 0 | 0 | 0 | 0 | 0 | 0 | 0 | 0 | 5177955.9197 | 0 | 0 | 0 | 0 | 0 | 0 | 0 | 0 | 0 | 0 | 0 | -83051.4577 | 0 | 0 | 0 | 0 | 0 | 0 | 0 | 0 | 0 | 277166.1862 | 0 | 0 | 0 | 0 | 0 | 0 | 0 | 0
2016-12-07 23:00 | 0 | 0 | 0 | 0 | 618963.4991 | 139093.1425 | 508905 | 0 | 0 | 0 | 0 | 83051.4577 | 0 | 0 | 0 | 0 | 0 | 0 | 0 | 5344056.1036 | 0 | 0 | 0 | 0 | 0 | 0 | 0 | 0 | 0 | 0 | 0 | 83051.4577 | 0 | 0 | 0 | 0 | 0 | 0 | 0 | 0 | 0 | 166100.1839 | 0 | 0 | 0 | 0 | 0 | 0 | 0 | 0
2016-12-08 | 0 | 0 | 0 | 0 | 616215.4818 | 1732.8644 | 515767 | 0 | 0 | 0 | 0 | 166102.9154 | 0 | 0 | 0 | 0 | 0 | 0 | 0 | 5363185.9921 | 0 | 0 | 0 | 0 | 0 | 0 | 0 | 0 | 0 | 0 | 0 | 83051.4577 | 0 | 0 | 0 | 0 | 0 | 0 | 0 | 0 | 0 | 19129.8885 | 0 | 0 | 0 | 0 | 0 | 0 | 0 | 0
2016-12-08 01:00 | 0 | 0 | 0 | 0 | 321682.2715 | 0 | 515797 | 0 | 0 | 0 | 0 | 249154.3731 | 0 | 0 | 0 | 0 | 0 | 0 | 0 | 5086019.806 | 0 | 0 | 0 | 0 | 0 | 0 | 0 | 0 | 0 | 0 | 0 | 83051.4577 | 0 | 0 | 0 | 0 | 0 | 0 | 0 | 0 | 0 | -277166.1862 | 0 | 0 | 0 | 0 | 0 | 0 | 0 | 0
2016-12-08 02:00 | 0 | 0 | 0 | 0 | 601752.2627 | 0 | 504234 | 0 | 0 | 0 | 0 | 166102.9154 | 0 | 0 | 0 | 0 | 0 | 0 | 0 | 5266589.5264 | 0 | 0 | 0 | 0 | 0 | 0 | 0 | 0 | 0 | 0 | 0 | -83051.4577 | 0 | 0 | 0 | 0 | 0 | 0 | 0 | 0 | 0 | 180569.7204 | 0 | 0 | 0 | 0 | 0 | 0 | 0 | 0
2016-12-08 03:00 | 0 | 0 | 0 | 0 | 585826.8663 | 0 | 483118 | 0 | 0 | 0 | 0 | 249154.3731 | 0 | 0 | 0 | 0 | 0 | 0 | 0 | 5286246.935 | 0 | 0 | 0 | 0 | 0 | 0 | 0 | 0 | 0 | 0 | 0 | 83051.4577 | 0 | 0 | 0 | 0 | 0 | 0 | 0 | 0 | 0 | 19657.4086 | 0 | 0 | 0 | 0 | 0 | 0 | 0 | 0
2016-12-08 04:00 | 0 | 0 | 0 | 0 | 569055.1061 | 0 | 458668 | 0 | 0 | 0 | 0 | 166102.9154 | 0 | 0 | 0 | 0 | 0 | 0 | 0 | 5479685.4987 | 0 | 0 | 0 | 0 | 0 | 0 | 0 | 0 | 0 | 0 | 0 | -83051.4577 | 0 | 0 | 0 | 0 | 0 | 0 | 0 | 0 | 0 | 193438.5638 | 0 | 0 | 0 | 0 | 0 | 0 | 0 | 0
2016-12-08 05:00 | 0 | 0 | 0 | 0 | 242258.2715 | 0 | 436373 | 0 | 0 | 0 | 0 | 249154.3731 | 0 | 0 | 0 | 0 | 0 | 0 | 0 | 5202519.3126 | 0 | 0 | 0 | 0 | 0 | 0 | 0 | 0 | 0 | 0 | 0 | 83051.4577 | 0 | 0 | 0 | 0 | 0 | 0 | 0 | 0 | 0 | -277166.1862 | 0 | 0 | 0 | 0 | 0 | 0 | 0 | 0
2016-12-08 06:00 | 0 | 0 | 0 | 0 | 556271.5954 | 0 | 420643 | 0 | 0 | 0 | 0 | 166102.9154 | 0 | 0 | 0 | 0 | 0 | 0 | 0 | 5421199.3657 | 0 | 0 | 0 | 0 | 0 | 0 | 0 | 0 | 0 | 0 | 0 | -83051.4577 | 0 | 0 | 0 | 0 | 0 | 0 | 0 | 0 | 0 | 218680.0531 | 0 | 0 | 0 | 0 | 0 | 0 | 0 | 0
2016-12-08 07:00 | 0 | 0 | 0 | 0 | 550753.1125 | 0 | 410867 | 0 | 0 | 0 | 0 | 249154.3731 | 0 | 0 | 0 | 0 | 0 | 0 | 0 | 5478034.0205 | 0 | 0 | 0 | 0 | 0 | 0 | 0 | 0 | 0 | 0 | 0 | 83051.4577 | 0 | 0 | 0 | 0 | 0 | 0 | 0 | 0 | 0 | 56834.6548 | 0 | 0 | 0 | 0 | 0 | 0 | 0 | 0
2016-12-08 08:00 | 0 | 0 | 0 | 0 | 541982.4361 | 0 | 406984 | 0 | 0 | 0 | 0 | 166102.9154 | 0 | 0 | 0 | 0 | 0 | 0 | 0 | 5696083.9144 | 0 | 0 | 0 | 0 | 0 | 0 | 0 | 0 | 0 | 0 | 0 | -83051.4577 | 0 | 0 | 0 | 0 | 0 | 0 | 0 | 0 | 0 | 218049.8938 | 0 | 0 | 0 | 0 | 0 | 0 | 0 | 0
2016-12-08 09:00 | 0 | 0 | 0 | 0 | 50470.3561 | 0 | 410688 | 0 | 0 | 0 | 0 | 83051.4577 | 0 | 0 | 0 | 0 | 0 | 0 | 0 | 5418917.7282 | 0 | 0 | 0 | 0 | 0 | 0 | 0 | 0 | 0 | 0 | 0 | -83051.4577 | 0 | 0 | 0 | 0 | 0 | 0 | 0 | 0 | 0 | -277166.1862 | 0 | 0 | 0 | 0 | 0 | 0 | 0 | 0
2016-12-08 10:00 | 0 | 0 | 0 | 0 | 516883.1845 | 0 | 425576 | 0 | 0 | 0 | 0 | 0 | 0 | 0 | 0 | 0 | 0 | 0 | 0 | 5593276.3704 | 0 | 0 | 0 | 0 | 0 | 0 | 0 | 0 | 0 | 0 | 0 | -83051.4577 | 0 | 0 | 0 | 0 | 0 | 0 | 0 | 0 | 0 | 174358.6422 | 0 | 0 | 0 | 0 | 0 | 0 | 0 | 0
2016-12-08 11:00 | 0 | 0 | 0 | 0 | 501549.3097 | 0 | 455738 | 0 | 0 | 0 | 0 | 83051.4577 | 0 | 0 | 0 | 0 | 0 | 0 | 0 | 5556036.2223 | 0 | 0 | 0 | 0 | 0 | 0 | 0 | 0 | 0 | 0 | 0 | 83051.4577 | 0 | 0 | 0 | 0 | 0 | 0 | 0 | 0 | 0 | -37240.1481 | 0 | 0 | 0 | 0 | 0 | 0 | 0 | 0
2016-12-08 12:00 | 0 | 0 | 0 | 0 | 484877.2675 | 0 | 486601 | 0 | 0 | 0 | 0 | 0 | 0 | 0 | 0 | 0 | 0 | 0 | 0 | 5637363.9475 | 0 | 0 | 0 | 0 | 0 | 0 | 0 | 0 | 0 | 0 | 0 | -83051.4577 | 0 | 0 | 0 | 0 | 0 | 0 | 0 | 0 | 0 | 81327.7252 | 0 | 0 | 0 | 0 | 0 | 0 | 0 | 0
2016-12-08 13:00 | 0 | 0 | 0 | 0 | 305804.2715 | 0 | 499919 | 0 | 0 | 0 | 0 | 83051.4577 | 0 | 0 | 0 | 0 | 0 | 0 | 0 | 5360197.7613 | 0 | 0 | 0 | 0 | 0 | 0 | 0 | 0 | 0 | 0 | 0 | 83051.4577 | 0 | 0 | 0 | 0 | 0 | 0 | 0 | 0 | 0 | -277166.1862 | 0 | 0 | 0 | 0 | 0 | 0 | 0 | 0
2016-12-08 14:00 | 0 | 0 | 0 | 0 | 446171.068 | 37886.3568 | 505890 | 0 | 0 | 0 | 0 | 0 | 0 | 0 | 0 | 0 | 0 | 0 | 0 | 5421416.6439 | 0 | 0 | 0 | 0 | 0 | 0 | 0 | 0 | 0 | 0 | 0 | -83051.4577 | 0 | 0 | 0 | 0 | 0 | 0 | 0 | 0 | 0 | 61218.8825 | 0 | 0 | 0 | 0 | 0 | 0 | 0 | 0
2016-12-08 15:00 | 0 | 0 | 0 | 0 | 450978.184 | 321452.4144 | 507576 | 0 | 0 | 0 | 0 | 83051.4577 | 0 | 0 | 0 | 0 | 0 | 0 | 0 | 5603219.7846 | 0 | 0 | 0 | 0 | 0 | 0 | 0 | 0 | 0 | 0 | 0 | 83051.4577 | 0 | 0 | 0 | 0 | 0 | 0 | 0 | 0 | 0 | 181803.1407 | 0 | 0 | 0 | 0 | 0 | 0 | 0 | 0
2016-12-08 16:00 | 0 | 0 | 0 | 0 | 403581.8575 | 468753.7101 | 504190 | 0 | 0 | 0 | 0 | 166102.9154 | 0 | 0 | 0 | 0 | 0 | 0 | 0 | 5880385.9707 | 0 | 7927.9237 | 0 | 0 | 0 | 0 | 0 | 0 | 0 | 0 | 0 | 83051.4577 | 0 | 0 | 0 | 0 | 0 | 0 | 0 | 0 | 0 | 277166.1862 | 0 | 7927.9237 | 0 | 0 | 0 | 0 | 0 | 0
2016-12-08 17:00 | 0 | 0 | 0 | 0 | 185542.4148 | 500462.3899 | 499818 | 0 | 0 | 0 | 0 | 83051.4577 | 0 | 0 | 0 | 0 | 0 | 0 | 0 | 6157552.1569 | 0 | 0 | 0 | 0 | 0 | 0 | 0 | 0 | 0 | 0 | 0 | -83051.4577 | 0 | 0 | 0 | 0 | 0 | 0 | 0 | 0 | 0 | 277166.1862 | 0 | -7927.9237 | 0 | 0 | 0 | 0 | 0 | 0
2016-12-08 18:00 | 0 | 0 | 0 | 0 | 322556.2857 | 486518.6352 | 496188 | 0 | 0 | 0 | 0 | 166102.9154 | 0 | 0 | 0 | 0 | 0 | 0 | 0 | 6387387.6201 | 0 | 0 | 0 | 0 | 0 | 0 | 0 | 0 | 0 | 0 | 0 | 83051.4577 | 0 | 0 | 0 | 0 | 0 | 0 | 0 | 0 | 0 | 229835.4632 | 0 | 0 | 0 | 0 | 0 | 0 | 0 | 0
2016-12-08 19:00 | 0 | 0 | 0 | 0 | 301164.4903 | 475303.3296 | 493982 | 0 | 0 | 0 | 0 | 249154.3731 | 0 | 0 | 0 | 0 | 0 | 0 | 0 | 6586821.9823 | 0 | 0 | 0 | 0 | 0 | 0 | 0 | 0 | 0 | 0 | 0 | 83051.4577 | 0 | 0 | 0 | 0 | 0 | 0 | 0 | 0 | 0 | 199434.3622 | 0 | 0 | 0 | 0 | 0 | 0 | 0 | 0
2016-12-08 20:00 | 0 | 0 | 0 | 0 | 280566.8104 | 483353.6322 | 492492 | 0 | 0 | 0 | 0 | 293099.2481 | 0 | 0 | 0 | 0 | 0 | 0 | 0 | 6806551.7318 | 0 | 7753.8181 | 0 | 0 | 0 | 0 | 0 | 0 | 0 | 0 | 0 | 43944.875 | 0 | 0 | 0 | 0 | 0 | 0 | 0 | 0 | 0 | 219729.7495 | 0 | 7753.8181 | 0 | 0 | 0 | 0 | 0 | 0
2016-12-08 21:00 | 0 | 0 | 0 | 0 | 255662.4067 | 489310.4243 | 500117 | 0 | 0 | 0 | 0 | 376150.7058 | 0 | 0 | 0 | 0 | 0 | 0 | 0 | 6935583.0197 | 0 | 40526.9035 | 0 | 0 | 0 | 0 | 0 | 0 | 0 | 0 | 0 | 83051.4577 | 0 | 0 | 0 | 0 | 0 | 0 | 0 | 0 | 0 | 129031.2879 | 0 | 32773.0854 | 0 | 0 | 0 | 0 | 0 | 0
2016-12-08 22:00 | 0 | 0 | 0 | 0 | 223132.5496 | 415591.4083 | 522102 | 0 | 0 | 0 | 0 | 376150.7058 | 0 | 0 | 0 | 0 | 0 | 0 | 0 | 7052204.9777 | 0 | 40526.9035 | 0 | 0 | 0 | 0 | 0 | 0 | 0 | 0 | 0 | 0 | 0 | 0 | 0 | 0 | 0 | 0 | 0 | 0 | 0 | 116621.9579 | 0 | 0 | 0 | 0 | 0 | 0 | 0 | 0
2016-12-08 23:00 | 0 | 0 | 0 | 0 | 218567.8838 | 154977.2126 | 540306 | 0 | 0 | 0 | 0 | 376150.7058 | 0 | 0 | 0 | 0 | 0 | 0 | 0 | 6885444.074 | 0 | 40526.9035 | 0 | 0 | 0 | 0 | 0 | 0 | 0 | 0 | 0 | 0 | 0 | 0 | 0 | 0 | 0 | 0 | 0 | 0 | 0 | -166760.9036 | 0 | 0 | 0 | 0 | 0 | 0 | 0 | 0
2016-12-09 | 0 | 0 | 0 | 0 | 219939.0592 | 955.0831 | 548078 | 0 | 0 | 0 | 0 | 358906.1197 | 0 | 0 | 0 | 0 | 0 | 0 | 0 | 6608277.8879 | 0 | 7753.8181 | 0 | 0 | 0 | 0 | 0 | 0 | 0 | 0 | 0 | -17244.5861 | 0 | 0 | 0 | 0 | 0 | 0 | 0 | 0 | 0 | -277166.1862 | 0 | -32773.0854 | 0 | 0 | 0 | 0 | 0 | 0
2016-12-09 01:00 | 0 | 0 | 0 | 0 | 212099.4288 | 0 | 548669 | 0 | 0 | 0 | 0 | 307256.5528 | 0 | 0 | 0 | 0 | 0 | 0 | 0 | 6331111.7017 | 0 | 0 | 0 | 0 | 0 | 0 | 0 | 0 | 0 | 0 | 0 | -51649.5669 | 0 | 0 | 0 | 0 | 0 | 0 | 0 | 0 | 0 | -277166.1862 | 0 | -7753.8181 | 0 | 0 | 0 | 0 | 0 | 0
2016-12-09 02:00 | 0 | 0 | 0 | 0 | 197062.0835 | 0 | 537696 | 0 | 0 | 0 | 0 | 243788.8225 | 0 | 0 | 0 | 0 | 0 | 0 | 0 | 6053945.5156 | 0 | 0 | 0 | 0 | 0 | 0 | 0 | 0 | 0 | 0 | 0 | -63467.7303 | 0 | 0 | 0 | 0 | 0 | 0 | 0 | 0 | 0 | -277166.1862 | 0 | 0 | 0 | 0 | 0 | 0 | 0 | 0
2016-12-09 03:00 | 0 | 0 | 0 | 0 | 183626.5025 | 0 | 516390 | 0 | 0 | 0 | 0 | 188191.5111 | 0 | 0 | 0 | 0 | 0 | 0 | 0 | 5776779.3294 | 0 | 0 | 0 | 0 | 0 | 0 | 0 | 0 | 0 | 0 | 0 | -55597.3114 | 0 | 0 | 0 | 0 | 0 | 0 | 0 | 0 | 0 | -277166.1862 | 0 | 0 | 0 | 0 | 0 | 0 | 0 | 0
2016-12-09 04:00 | 0 | 0 | 0 | 0 | 179482.8225 | 0 | 492244 | 0 | 0 | 0 | 0 | 119823.4345 | 0 | 0 | 0 | 0 | 0 | 0 | 0 | 5499613.1432 | 0 | 32773.0854 | 0 | 0 | 0 | 0 | 0 | 0 | 0 | 0 | 0 | -68368.0767 | 0 | 0 | 0 | 0 | 0 | 0 | 0 | 0 | 0 | -277166.1862 | 0 | 32773.0854 | 0 | 0 | 0 | 0 | 0 | 0
2016-12-09 05:00 | 0 | 0 | 0 | 0 | 182051.9118 | 0 | 472568 | 0 | 0 | 0 | 0 | 139246.6178 | 0 | 0 | 0 | 0 | 0 | 0 | 0 | 5222446.9571 | 0 | 0 | 0 | 0 | 0 | 0 | 0 | 0 | 0 | 0 | 0 | 19423.1833 | 0 | 0 | 0 | 0 | 0 | 0 | 0 | 0 | 0 | -277166.1862 | 0 | -32773.0854 | 0 | 0 | 0 | 0 | 0 | 0
2016-12-09 06:00 | 0 | 0 | 0 | 0 | 188435.3269 | 0 | 457516 | 0 | 0 | 0 | 0 | 114559.0455 | 0 | 0 | 0 | 0 | 0 | 0 | 0 | 4945280.7709 | 0 | 32773.0854 | 0 | 0 | 0 | 0 | 0 | 0 | 0 | 0 | 0 | -24687.5723 | 0 | 0 | 0 | 0 | 0 | 0 | 0 | 0 | 0 | -277166.1862 | 0 | 32773.0854 | 0 | 0 | 0 | 0 | 0 | 0
2016-12-09 07:00 | 0 | 0 | 0 | 0 | 190655.622 | 0 | 449077 | 0 | 0 | 0 | 0 | 166076.939 | 0 | 0 | 0 | 0 | 0 | 0 | 0 | 4668114.5847 | 0 | 0 | 0 | 0 | 0 | 0 | 0 | 0 | 0 | 0 | 0 | 51517.8935 | 0 | 0 | 0 | 0 | 0 | 0 | 0 | 0 | 0 | -277166.1862 | 0 | -32773.0854 | 0 | 0 | 0 | 0 | 0 | 0
2016-12-09 08:00 | 0 | 0 | 0 | 0 | 194416.1382 | 0 | 446304 | 0 | 0 | 0 | 0 | 158582.1779 | 0 | 0 | 0 | 0 | 0 | 0 | 0 | 4390948.3986 | 0 | 32773.0854 | 0 | 0 | 0 | 0 | 0 | 0 | 0 | 0 | 0 | -7494.761 | 0 | 0 | 0 | 0 | 0 | 0 | 0 | 0 | 0 | -277166.1862 | 0 | 32773.0854 | 0 | 0 | 0 | 0 | 0 | 0
2016-12-09 09:00 | 0 | 0 | 0 | 0 | 193016.3861 | 0 | 449959 | 0 | 0 | 0 | 0 | 211578.8356 | 0 | 0 | 0 | 0 | 0 | 0 | 0 | 4113782.2124 | 0 | 0 | 0 | 0 | 0 | 0 | 0 | 0 | 0 | 0 | 0 | 52996.6577 | 0 | 0 | 0 | 0 | 0 | 0 | 0 | 0 | 0 | -277166.1862 | 0 | -32773.0854 | 0 | 0 | 0 | 0 | 0 | 0
2016-12-09 10:00 | 0 | 0 | 0 | 0 | 186264.3792 | 0 | 463778 | 0 | 0 | 0 | 0 | 178458.3156 | 0 | 0 | 0 | 0 | 0 | 0 | 0 | 3836616.0262 | 0 | 32773.0854 | 0 | 0 | 0 | 0 | 0 | 0 | 0 | 0 | 0 | -33120.52 | 0 | 0 | 0 | 0 | 0 | 0 | 0 | 0 | 0 | -277166.1862 | 0 | 32773.0854 | 0 | 0 | 0 | 0 | 0 | 0
2016-12-09 11:00 | 0 | 0 | 0 | 0 | 180382.7245 | 0 | 495626 | 0 | 0 | 0 | 0 | 173154.3116 | 0 | 0 | 0 | 0 | 0 | 0 | 0 | 3559449.8401 | 0 | 0 | 0 | 0 | 0 | 0 | 0 | 0 | 0 | 0 | 0 | -5304.004 | 0 | 0 | 0 | 0 | 0 | 0 | 0 | 0 | 0 | -277166.1862 | 0 | -32773.0854 | 0 | 0 | 0 | 0 | 0 | 0
2016-12-09 12:00 | 0 | 0 | 0 | 0 | 174418.324 | 0 | 525030 | 0 | 0 | 0 | 0 | 90102.8539 | 0 | 0 | 0 | 0 | 0 | 0 | 0 | 3282283.6539 | 0 | 9605.9679 | 0 | 0 | 0 | 0 | 0 | 0 | 0 | 0 | 0 | -83051.4577 | 0 | 0 | 0 | 0 | 0 | 0 | 0 | 0 | 0 | -277166.1862 | 0 | 9605.9679 | 0 | 0 | 0 | 0 | 0 | 0
2016-12-09 13:00 | 0 | 0 | 0 | 0 | 171186.9206 | 0 | 533803 | 0 | 0 | 0 | 0 | 7051.3962 | 0 | 0 | 0 | 0 | 0 | 0 | 0 | 3005117.4677 | 0 | 7207.5323 | 0 | 0 | 0 | 0 | 0 | 0 | 0 | 0 | 0 | -83051.4577 | 0 | 0 | 0 | 0 | 0 | 0 | 0 | 0 | 0 | -277166.1862 | 0 | -2398.4356 | 0 | 0 | 0 | 0 | 0 | 0
2016-12-09 14:00 | 0 | 0 | 0 | 0 | 164613.4233 | 77305.4621 | 533344 | 0 | 0 | 0 | 0 | 0 | 0 | 0 | 0 | 0 | 0 | 0 | 0 | 2727951.2816 | 0 | 0 | 0 | 0 | 0 | 0 | 0 | 0 | 0 | 0 | 0 | -7051.3962 | 0 | 0 | 0 | 0 | 0 | 0 | 0 | 0 | 0 | -277166.1862 | 0 | -7207.5323 | 0 | 0 | 0 | 0 | 0 | 0
2016-12-09 15:00 | 0 | 0 | 0 | 0 | 175981.6717 | 348832.3528 | 528271 | 0 | 0 | 0 | 0 | 83051.4577 | 0 | 0 | 0 | 0 | 0 | 0 | 0 | 2608669.7631 | 0 | 32773.0854 | 0 | 0 | 0 | 0 | 0 | 0 | 0 | 0 | 0 | 83051.4577 | 0 | 0 | 0 | 0 | 0 | 0 | 0 | 0 | 0 | -119281.5185 | 0 | 32773.0854 | 0 | 0 | 0 | 0 | 0 | 0
2016-12-09 16:00 | 0 | 0 | 0 | 0 | 174610.62 | 467449.8925 | 518734 | 0 | 0 | 0 | 0 | 166102.9154 | 0 | 0 | 0 | 0 | 0 | 0 | 0 | 2641190.9997 | 0 | 40526.9035 | 0 | 0 | 0 | 0 | 0 | 0 | 0 | 0 | 0 | 83051.4577 | 0 | 0 | 0 | 0 | 0 | 0 | 0 | 0 | 0 | 32521.2367 | 0 | 7753.8181 | 0 | 0 | 0 | 0 | 0 | 0
2016-12-09 17:00 | 0 | 0 | 0 | 0 | 165499.4133 | 488348.5155 | 508481 | 0 | 0 | 0 | 0 | 249154.3731 | 0 | 0 | 0 | 0 | 0 | 0 | 0 | 2703506.4708 | 0 | 40526.9035 | 0 | 0 | 0 | 0 | 0 | 0 | 0 | 0 | 0 | 83051.4577 | 0 | 0 | 0 | 0 | 0 | 0 | 0 | 0 | 0 | 62315.471 | 0 | 0 | 0 | 0 | 0 | 0 | 0 | 0
2016-12-09 18:00 | 0 | 0 | 0 | 0 | 159663.691 | 481211.8442 | 499720 | 0 | 0 | 0 | 0 | 166102.9154 | 0 | 0 | 0 | 0 | 0 | 0 | 0 | 2927713.4638 | 0 | 40526.9035 | 0 | 0 | 0 | 0 | 0 | 0 | 0 | 0 | 0 | -83051.4577 | 0 | 0 | 0 | 0 | 0 | 0 | 0 | 0 | 0 | 224206.993 | 0 | 0 | 0 | 0 | 0 | 0 | 0 | 0
2016-12-09 19:00 | 0 | 0 | 0 | 0 | 153028.9608 | 486331.6854 | 493059 | 0 | 0 | 0 | 0 | 249154.3731 | 0 | 0 | 0 | 0 | 0 | 0 | 0 | 2990963.6523 | 0 | 40526.9035 | 0 | 0 | 0 | 0 | 0 | 0 | 0 | 0 | 0 | 83051.4577 | 0 | 0 | 0 | 0 | 0 | 0 | 0 | 0 | 0 | 63250.1885 | 0 | 0 | 0 | 0 | 0 | 0 | 0 | 0
2016-12-09 20:00 | 0 | 0 | 0 | 0 | 144121.0602 | 507134.541 | 489983 | 0 | 0 | 0 | 0 | 332205.8308 | 0 | 0 | 0 | 0 | 0 | 0 | 0 | 3069184.7958 | 0 | 40526.9035 | 0 | 0 | 0 | 0 | 0 | 0 | 0 | 0 | 0 | 83051.4577 | 0 | 0 | 0 | 0 | 0 | 0 | 0 | 0 | 0 | 78221.1435 | 0 | 0 | 0 | 0 | 0 | 0 | 0 | 0
2016-12-09 21:00 | 0 | 0 | 0 | 0 | 129077.7692 | 513155.284 | 497648 | 0 | 0 | 0 | 0 | 376150.7058 | 0 | 0 | 0 | 0 | 0 | 0 | 0 | 3169824.974 | 0 | 40526.9035 | 0 | 0 | 0 | 0 | 0 | 0 | 0 | 0 | 0 | 43944.875 | 0 | 0 | 0 | 0 | 0 | 0 | 0 | 0 | 0 | 100640.1783 | 0 | 0 | 0 | 0 | 0 | 0 | 0 | 0
2016-12-09 22:00 | 0 | 0 | 0 | 0 | 132046.5363 | 438818.5507 | 518119 | 0 | 0 | 0 | 0 | 293099.2481 | 0 | 0 | 0 | 0 | 0 | 0 | 0 | 3305622.5187 | 0 | 40526.9035 | 0 | 0 | 0 | 0 | 0 | 0 | 0 | 0 | 0 | -83051.4577 | 0 | 0 | 0 | 0 | 0 | 0 | 0 | 0 | 0 | 135797.5447 | 0 | 0 | 0 | 0 | 0 | 0 | 0 | 0
2016-12-09 23:00 | 0 | 0 | 0 | 0 | 206116.2192 | 145354.3132 | 534333 | 0 | 0 | 0 | 0 | 376150.7058 | 0 | 0 | 0 | 0 | 0 | 0 | 0 | 3039708.5934 | 0 | 40526.9035 | 0 | 0 | 0 | 0 | 0 | 0 | 0 | 0 | 0 | 83051.4577 | 0 | 0 | 0 | 0 | 0 | 0 | 0 | 0 | 0 | -265913.9253 | 0 | 0 | 0 | 0 | 0 | 0 | 0 | 0
2016-12-10 | 0 | 0 | 0 | 0 | 268892.1993 | 1739.9694 | 539440 | 0 | 0 | 0 | 0 | 293099.2481 | 0 | 0 | 0 | 0 | 0 | 0 | 0 | 2853952.2198 | 0 | 40526.9035 | 0 | 0 | 0 | 0 | 0 | 0 | 0 | 0 | 0 | -83051.4577 | 0 | 0 | 0 | 0 | 0 | 0 | 0 | 0 | 0 | -185756.3736 | 0 | 0 | 0 | 0 | 0 | 0 | 0 | 0
2016-12-10 01:00 | 0 | 0 | 0 | 0 | 290220.8311 | 0 | 539358 | 0 | 0 | 0 | 0 | 210047.7904 | 0 | 0 | 0 | 0 | 0 | 0 | 0 | 2687866.5086 | 0 | 40526.9035 | 0 | 0 | 0 | 0 | 0 | 0 | 0 | 0 | 0 | -83051.4577 | 0 | 0 | 0 | 0 | 0 | 0 | 0 | 0 | 0 | -166085.7112 | 0 | 0 | 0 | 0 | 0 | 0 | 0 | 0
2016-12-10 02:00 | 0 | 0 | 0 | 0 | 288647.6 | 0 | 531113 | 0 | 0 | 0 | 0 | 244748.5766 | 0 | 0 | 0 | 0 | 0 | 0 | 0 | 2410700.3224 | 0 | 40526.9035 | 0 | 0 | 0 | 0 | 0 | 0 | 0 | 0 | 0 | 34700.7862 | 0 | 0 | 0 | 0 | 0 | 0 | 0 | 0 | 0 | -277166.1862 | 0 | 0 | 0 | 0 | 0 | 0 | 0 | 0
2016-12-10 03:00 | 0 | 0 | 0 | 0 | 280030.7799 | 0 | 515810 | 0 | 0 | 0 | 0 | 286135.5426 | 0 | 0 | 0 | 0 | 0 | 0 | 0 | 2133534.1362 | 0 | 40526.9035 | 0 | 0 | 0 | 0 | 0 | 0 | 0 | 0 | 0 | 41386.9661 | 0 | 0 | 0 | 0 | 0 | 0 | 0 | 0 | 0 | -277166.1862 | 0 | 0 | 0 | 0 | 0 | 0 | 0 | 0
2016-12-10 04:00 | 0 | 0 | 0 | 0 | 268837.8735 | 0 | 495884 | 0 | 0 | 0 | 0 | 203084.0849 | 0 | 0 | 0 | 0 | 0 | 0 | 0 | 1989539.4675 | 0 | 40526.9035 | 0 | 0 | 0 | 0 | 0 | 0 | 0 | 0 | 0 | -83051.4577 | 0 | 0 | 0 | 0 | 0 | 0 | 0 | 0 | 0 | -143994.6688 | 0 | 0 | 0 | 0 | 0 | 0 | 0 | 0
2016-12-10 05:00 | 0 | 0 | 0 | 0 | 254129.3266 | 0 | 477552 | 0 | 0 | 0 | 0 | 256827.5977 | 0 | 0 | 0 | 0 | 0 | 0 | 0 | 1712373.2813 | 0 | 40526.9035 | 0 | 0 | 0 | 0 | 0 | 0 | 0 | 0 | 0 | 53743.5128 | 0 | 0 | 0 | 0 | 0 | 0 | 0 | 0 | 0 | -277166.1862 | 0 | 0 | 0 | 0 | 0 | 0 | 0 | 0
2016-12-10 06:00 | 0 | 0 | 0 | 0 | 239685.9178 | 0 | 463945 | 0 | 0 | 0 | 0 | 173776.14 | 0 | 0 | 0 | 0 | 0 | 0 | 0 | 1571165.6568 | 0 | 40526.9035 | 0 | 0 | 0 | 0 | 0 | 0 | 0 | 0 | 0 | -83051.4577 | 0 | 0 | 0 | 0 | 0 | 0 | 0 | 0 | 0 | -141207.6245 | 0 | 0 | 0 | 0 | 0 | 0 | 0 | 0
2016-12-10 07:00 | 0 | 0 | 0 | 0 | 227754.3445 | 0 | 454895 | 0 | 0 | 0 | 0 | 223801.6706 | 0 | 0 | 0 | 0 | 0 | 0 | 0 | 1293999.4706 | 0 | 40526.9035 | 0 | 0 | 0 | 0 | 0 | 0 | 0 | 0 | 0 | 50025.5306 | 0 | 0 | 0 | 0 | 0 | 0 | 0 | 0 | 0 | -277166.1862 | 0 | 0 | 0 | 0 | 0 | 0 | 0 | 0
2016-12-10 08:00 | 0 | 0 | 0 | 0 | 220498.2405 | 0 | 449580 | 0 | 0 | 0 | 0 | 140750.2129 | 0 | 0 | 0 | 0 | 0 | 0 | 0 | 1147969.1689 | 0 | 40526.9035 | 0 | 0 | 0 | 0 | 0 | 0 | 0 | 0 | 0 | -83051.4577 | 0 | 0 | 0 | 0 | 0 | 0 | 0 | 0 | 0 | -146030.3018 | 0 | 0 | 0 | 0 | 0 | 0 | 0 | 0
2016-12-10 09:00 | 0 | 0 | 0 | 0 | 220395.7685 | 0 | 450270 | 0 | 0 | 0 | 0 | 188042.1676 | 0 | 0 | 0 | 0 | 0 | 0 | 0 | 870802.9827 | 0 | 40526.9035 | 0 | 0 | 0 | 0 | 0 | 0 | 0 | 0 | 0 | 47291.9547 | 0 | 0 | 0 | 0 | 0 | 0 | 0 | 0 | 0 | -277166.1862 | 0 | 0 | 0 | 0 | 0 | 0 | 0 | 0
2016-12-10 10:00 | 0 | 0 | 0 | 0 | 225850.4694 | 0 | 455532 | 0 | 0 | 0 | 0 | 235526.8232 | 0 | 0 | 0 | 0 | 0 | 0 | 0 | 593636.7965 | 0 | 40526.9035 | 0 | 0 | 0 | 0 | 0 | 0 | 0 | 0 | 0 | 47484.6555 | 0 | 0 | 0 | 0 | 0 | 0 | 0 | 0 | 0 | -277166.1862 | 0 | 0 | 0 | 0 | 0 | 0 | 0 | 0
2016-12-10 11:00 | 0 | 0 | 0 | 0 | 236534.1969 | 0 | 468218 | 0 | 0 | 0 | 0 | 152475.3655 | 0 | 0 | 0 | 0 | 0 | 0 | 0 | 445004.4512 | 0 | 40526.9035 | 0 | 0 | 0 | 0 | 0 | 0 | 0 | 0 | 0 | -83051.4577 | 0 | 0 | 0 | 0 | 0 | 0 | 0 | 0 | 0 | -148632.3454 | 0 | 0 | 0 | 0 | 0 | 0 | 0 | 0
2016-12-10 12:00 | 0 | 0 | 0 | 0 | 250953.3814 | 0 | 483684 | 0 | 0 | 0 | 0 | 69423.9078 | 0 | 0 | 0 | 0 | 0 | 0 | 0 | 295325.2903 | 0 | 40526.9035 | 0 | 0 | 0 | 0 | 0 | 0 | 0 | 0 | 0 | -83051.4577 | 0 | 0 | 0 | 0 | 0 | 0 | 0 | 0 | 0 | -149679.1609 | 0 | 0 | 0 | 0 | 0 | 0 | 0 | 0
2016-12-10 13:00 | 0 | 0 | 0 | 0 | 267801.9272 | 0 | 496268 | 0 | 0 | 0 | 0 | 83051.4577 | 0 | 0 | 0 | 0 | 0 | 0 | 0 | 60985.4857 | 0 | 32773.0854 | 0 | 0 | 0 | 0 | 0 | 0 | 0 | 0 | 0 | 13627.5499 | 0 | 0 | 0 | 0 | 0 | 0 | 0 | 0 | 0 | -234339.8046 | 0 | -7753.8181 | 0 | 0 | 0 | 0 | 0 | 0
2016-12-10 14:00 | 0 | 0 | 0 | 0 | 250981.3357 | 71653.6355 | 499445 | 0 | 0 | 0 | 0 | 0 | 0 | 0 | 0 | 0 | 0 | 0 | 0 | 0 | 0 | 0 | 0 | 0 | 0 | 0 | 0 | 0 | 0 | 0 | 0 | -83051.4577 | 0 | 0 | 0 | 0 | 0 | 0 | 0 | 0 | 0 | -60985.4857 | 0 | -32773.0854 | 0 | 0 | 0 | 0 | 0 | 0
2016-12-10 15:00 | 0 | 0 | 0 | 0 | 155598.8279 | 338184.1721 | 493783 | 0 | 0 | 0 | 0 | 0 | 0 | 0 | 0 | 0 | 0 | 0 | 0 | 0 | 0 | 0 | 0 | 0 | 0 | 0 | 0 | 0 | 0 | 0 | 0 | 0 | 0 | 0 | 0 | 0 | 0 | 0 | 0 | 0 | 0 | 0 | 0 | 0 | 0 | 0 | 0 | 0 | 0 | 0
2016-12-10 16:00 | 0 | 0 | 0 | 0 | 311247.9656 | 455771.4044 | 485209 | 0 | 0 | 0 | 0 | 83051.4577 | 0 | 0 | 0 | 0 | 0 | 0 | 0 | 198758.9123 | 0 | 0 | 0 | 0 | 0 | 0 | 0 | 0 | 0 | 0 | 0 | 83051.4577 | 0 | 0 | 0 | 0 | 0 | 0 | 0 | 0 | 0 | 198758.9123 | 0 | 0 | 0 | 0 | 0 | 0 | 0 | 0
2016-12-10 17:00 | 0 | 0 | 0 | 0 | 0 | 479936.2753 | 475911 | 0 | 0 | 0 | 0 | 0 | 0 | 0 | 0 | 0 | 0 | 0 | 0 | 278081.8272 | 0 | 7753.8181 | 0 | 0 | 0 | 0 | 0 | 0 | 0 | 0 | 0 | -83051.4577 | 0 | 0 | 0 | 0 | 0 | 0 | 0 | 0 | 0 | 79322.9149 | 0 | 7753.8181 | 0 | 0 | 0 | 0 | 0 | 0
2016-12-10 18:00 | 0 | 0 | 0 | 0 | 388281.0973 | 470260.632 | 465551 | 0 | 0 | 0 | 0 | 83051.4577 | 0 | 0 | 0 | 0 | 0 | 0 | 0 | 555248.0133 | 0 | 40526.9035 | 0 | 0 | 0 | 0 | 0 | 0 | 0 | 0 | 0 | 83051.4577 | 0 | 0 | 0 | 0 | 0 | 0 | 0 | 0 | 0 | 277166.1862 | 0 | 32773.0854 | 0 | 0 | 0 | 0 | 0 | 0
2016-12-10 19:00 | 0 | 0 | 0 | 0 | 153486.9846 | 465480.6585 | 457626 | 0 | 0 | 0 | 0 | 0 | 0 | 0 | 0 | 0 | 0 | 0 | 0 | 832414.1995 | 0 | 7753.8181 | 0 | 0 | 0 | 0 | 0 | 0 | 0 | 0 | 0 | -83051.4577 | 0 | 0 | 0 | 0 | 0 | 0 | 0 | 0 | 0 | 277166.1862 | 0 | -32773.0854 | 0 | 0 | 0 | 0 | 0 | 0
2016-12-10 20:00 | 0 | 0 | 0 | 0 | 376859.8357 | 470882.8935 | 454752 | 0 | 0 | 0 | 0 | 83051.4577 | 0 | 0 | 0 | 0 | 0 | 0 | 0 | 1109580.3857 | 0 | 40526.9035 | 0 | 0 | 0 | 0 | 0 | 0 | 0 | 0 | 0 | 83051.4577 | 0 | 0 | 0 | 0 | 0 | 0 | 0 | 0 | 0 | 277166.1862 | 0 | 32773.0854 | 0 | 0 | 0 | 0 | 0 | 0
2016-12-10 21:00 | 0 | 0 | 0 | 0 | 314238.5124 | 475731.0461 | 462525 | 0 | 0 | 0 | 0 | 166102.9154 | 0 | 0 | 0 | 0 | 0 | 0 | 0 | 1386746.5718 | 0 | 7753.8181 | 0 | 0 | 0 | 0 | 0 | 0 | 0 | 0 | 0 | 83051.4577 | 0 | 0 | 0 | 0 | 0 | 0 | 0 | 0 | 0 | 277166.1862 | 0 | -32773.0854 | 0 | 0 | 0 | 0 | 0 | 0
2016-12-10 22:00 | 0 | 0 | 0 | 0 | 0 | 402354.7233 | 482787 | 0 | 0 | 0 | 0 | 249154.3731 | 0 | 0 | 0 | 0 | 0 | 0 | 0 | 1231016.6555 | 0 | 0 | 0 | 0 | 0 | 0 | 0 | 0 | 0 | 0 | 0 | 83051.4577 | 0 | 0 | 0 | 0 | 0 | 0 | 0 | 0 | 0 | -155729.9163 | 0 | -7753.8181 | 0 | 0 | 0 | 0 | 0 | 0
2016-12-10 23:00 | 0 | 0 | 0 | 0 | 583040.2122 | 134628.2109 | 498996 | 0 | 0 | 0 | 0 | 190660.61 | 0 | 0 | 0 | 0 | 0 | 0 | 0 | 1508182.8417 | 0 | 0 | 0 | 0 | 0 | 0 | 0 | 0 | 0 | 0 | 0 | -58493.7631 | 0 | 0 | 0 | 0 | 0 | 0 | 0 | 0 | 0 | 277166.1862 | 0 | 0 | 0 | 0 | 0 | 0 | 0 | 0
2016-12-11 | 0 | 0 | 0 | 0 | 593570.9202 | 1654.5743 | 506135 | 0 | 0 | 0 | 0 | 273712.0677 | 0 | 0 | 0 | 0 | 0 | 0 | 0 | 1514221.8786 | 0 | 0 | 0 | 0 | 0 | 0 | 0 | 0 | 0 | 0 | 0 | 83051.4577 | 0 | 0 | 0 | 0 | 0 | 0 | 0 | 0 | 0 | 6039.0369 | 0 | 0 | 0 | 0 | 0 | 0 | 0 | 0
2016-12-11 01:00 | 0 | 0 | 0 | 0 | 585019.6602 | 0 | 506369 | 0 | 0 | 0 | 0 | 190660.61 | 0 | 0 | 0 | 0 | 0 | 0 | 0 | 1675923.9965 | 0 | 0 | 0 | 0 | 0 | 0 | 0 | 0 | 0 | 0 | 0 | -83051.4577 | 0 | 0 | 0 | 0 | 0 | 0 | 0 | 0 | 0 | 161702.1179 | 0 | 0 | 0 | 0 | 0 | 0 | 0 | 0
2016-12-11 02:00 | 0 | 0 | 0 | 0 | 569715.595 | 0 | 498720 | 0 | 0 | 0 | 0 | 273712.0677 | 0 | 0 | 0 | 0 | 0 | 0 | 0 | 1663868.1337 | 0 | 0 | 0 | 0 | 0 | 0 | 0 | 0 | 0 | 0 | 0 | 83051.4577 | 0 | 0 | 0 | 0 | 0 | 0 | 0 | 0 | 0 | -12055.8627 | 0 | 0 | 0 | 0 | 0 | 0 | 0 | 0
2016-12-11 03:00 | 0 | 0 | 0 | 0 | 548398.7772 | 0 | 485255 | 0 | 0 | 0 | 0 | 190660.61 | 0 | 0 | 0 | 0 | 0 | 0 | 0 | 1810063.3686 | 0 | 0 | 0 | 0 | 0 | 0 | 0 | 0 | 0 | 0 | 0 | -83051.4577 | 0 | 0 | 0 | 0 | 0 | 0 | 0 | 0 | 0 | 146195.2349 | 0 | 0 | 0 | 0 | 0 | 0 | 0 | 0
2016-12-11 04:00 | 0 | 0 | 0 | 0 | 166356.1193 | 0 | 468080 | 0 | 0 | 0 | 0 | 166102.9154 | 0 | 0 | 0 | 0 | 0 | 0 | 0 | 1532897.1825 | 0 | 0 | 0 | 0 | 0 | 0 | 0 | 0 | 0 | 0 | 0 | -24557.6946 | 0 | 0 | 0 | 0 | 0 | 0 | 0 | 0 | 0 | -277166.1862 | 0 | 0 | 0 | 0 | 0 | 0 | 0 | 0
2016-12-11 05:00 | 0 | 0 | 0 | 0 | 520083.3975 | 0 | 451964 | 0 | 0 | 0 | 0 | 83051.4577 | 0 | 0 | 0 | 0 | 0 | 0 | 0 | 1684068.0376 | 0 | 0 | 0 | 0 | 0 | 0 | 0 | 0 | 0 | 0 | 0 | -83051.4577 | 0 | 0 | 0 | 0 | 0 | 0 | 0 | 0 | 0 | 151170.8552 | 0 | 0 | 0 | 0 | 0 | 0 | 0 | 0
2016-12-11 06:00 | 0 | 0 | 0 | 0 | 514043.4801 | 0 | 438417 | 0 | 0 | 0 | 0 | 166102.9154 | 0 | 0 | 0 | 0 | 0 | 0 | 0 | 1676643.0601 | 0 | 0 | 0 | 0 | 0 | 0 | 0 | 0 | 0 | 0 | 0 | 83051.4577 | 0 | 0 | 0 | 0 | 0 | 0 | 0 | 0 | 0 | -7424.9776 | 0 | 0 | 0 | 0 | 0 | 0 | 0 | 0
2016-12-11 07:00 | 0 | 0 | 0 | 0 | 506946.0263 | 0 | 428411 | 0 | 0 | 0 | 0 | 83051.4577 | 0 | 0 | 0 | 0 | 0 | 0 | 0 | 1838229.5441 | 0 | 0 | 0 | 0 | 0 | 0 | 0 | 0 | 0 | 0 | 0 | -83051.4577 | 0 | 0 | 0 | 0 | 0 | 0 | 0 | 0 | 0 | 161586.484 | 0 | 0 | 0 | 0 | 0 | 0 | 0 | 0
2016-12-11 08:00 | 0 | 0 | 0 | 0 | 228809.2715 | 0 | 422924 | 0 | 0 | 0 | 0 | 166102.9154 | 0 | 0 | 0 | 0 | 0 | 0 | 0 | 1561063.3579 | 0 | 0 | 0 | 0 | 0 | 0 | 0 | 0 | 0 | 0 | 0 | 83051.4577 | 0 | 0 | 0 | 0 | 0 | 0 | 0 | 0 | 0 | -277166.1862 | 0 | 0 | 0 | 0 | 0 | 0 | 0 | 0
2016-12-11 09:00 | 0 | 0 | 0 | 0 | 488773.4202 | 0 | 420773 | 0 | 0 | 0 | 0 | 83051.4577 | 0 | 0 | 0 | 0 | 0 | 0 | 0 | 1712115.2358 | 0 | 0 | 0 | 0 | 0 | 0 | 0 | 0 | 0 | 0 | 0 | -83051.4577 | 0 | 0 | 0 | 0 | 0 | 0 | 0 | 0 | 0 | 151051.8779 | 0 | 0 | 0 | 0 | 0 | 0 | 0 | 0
2016-12-11 10:00 | 0 | 0 | 0 | 0 | 465817.0093 | 0 | 423363 | 0 | 0 | 0 | 0 | 166102.9154 | 0 | 0 | 0 | 0 | 0 | 0 | 0 | 1671517.7875 | 0 | 0 | 0 | 0 | 0 | 0 | 0 | 0 | 0 | 0 | 0 | 83051.4577 | 0 | 0 | 0 | 0 | 0 | 0 | 0 | 0 | 0 | -40597.4484 | 0 | 0 | 0 | 0 | 0 | 0 | 0 | 0
2016-12-11 11:00 | 0 | 0 | 0 | 0 | 445993.4048 | 0 | 429902 | 0 | 0 | 0 | 0 | 83051.4577 | 0 | 0 | 0 | 0 | 0 | 0 | 0 | 1770660.6499 | 0 | 0 | 0 | 0 | 0 | 0 | 0 | 0 | 0 | 0 | 0 | -83051.4577 | 0 | 0 | 0 | 0 | 0 | 0 | 0 | 0 | 0 | 99142.8625 | 0 | 0 | 0 | 0 | 0 | 0 | 0 | 0
2016-12-11 12:00 | 0 | 0 | 0 | 0 | 244569.2715 | 0 | 438684 | 0 | 0 | 0 | 0 | 166102.9154 | 0 | 0 | 0 | 0 | 0 | 0 | 0 | 1493494.4638 | 0 | 0 | 0 | 0 | 0 | 0 | 0 | 0 | 0 | 0 | 0 | 83051.4577 | 0 | 0 | 0 | 0 | 0 | 0 | 0 | 0 | 0 | -277166.1862 | 0 | 0 | 0 | 0 | 0 | 0 | 0 | 0
2016-12-11 13:00 | 0 | 0 | 0 | 0 | 422857.3633 | 0 | 449833 | 0 | 0 | 0 | 0 | 83051.4577 | 0 | 0 | 0 | 0 | 0 | 0 | 0 | 1549570.2848 | 0 | 0 | 0 | 0 | 0 | 0 | 0 | 0 | 0 | 0 | 0 | -83051.4577 | 0 | 0 | 0 | 0 | 0 | 0 | 0 | 0 | 0 | 56075.821 | 0 | 0 | 0 | 0 | 0 | 0 | 0 | 0
2016-12-11 14:00 | 0 | 0 | 0 | 0 | 400823.7055 | 52104.6098 | 455639 | 0 | 0 | 0 | 0 | 166102.9154 | 0 | 0 | 0 | 0 | 0 | 0 | 0 | 1463808.1424 | 0 | 0 | 0 | 0 | 0 | 0 | 0 | 0 | 0 | 0 | 0 | 83051.4577 | 0 | 0 | 0 | 0 | 0 | 0 | 0 | 0 | 0 | -85762.1423 | 0 | 0 | 0 | 0 | 0 | 0 | 0 | 0
2016-12-11 15:00 | 0 | 0 | 0 | 0 | 369098.7325 | 274521.5163 | 455897 | 0 | 0 | 0 | 0 | 83051.4577 | 0 | 0 | 0 | 0 | 0 | 0 | 0 | 1726829.0309 | 0 | 7753.8181 | 0 | 0 | 0 | 0 | 0 | 0 | 0 | 0 | 0 | -83051.4577 | 0 | 0 | 0 | 0 | 0 | 0 | 0 | 0 | 0 | 263020.8884 | 0 | 7753.8181 | 0 | 0 | 0 | 0 | 0 | 0
2016-12-11 16:00 | 0 | 0 | 0 | 0 | 0 | 438518.4012 | 452539 | 0 | 0 | 0 | 0 | 0 | 0 | 0 | 0 | 0 | 0 | 0 | 0 | 1763086.8044 | 0 | 40526.9035 | 0 | 0 | 0 | 0 | 0 | 0 | 0 | 0 | 0 | -83051.4577 | 0 | 0 | 0 | 0 | 0 | 0 | 0 | 0 | 0 | 36257.7736 | 0 | 32773.0854 | 0 | 0 | 0 | 0 | 0 | 0
2016-12-11 17:00 | 0 | 0 | 0 | 0 | 265786.2271 | 511938.3314 | 450280 | 0 | 0 | 0 | 0 | 83051.4577 | 0 | 0 | 0 | 0 | 0 | 0 | 0 | 2040252.9906 | 0 | 7753.8181 | 0 | 0 | 0 | 0 | 0 | 0 | 0 | 0 | 0 | 83051.4577 | 0 | 0 | 0 | 0 | 0 | 0 | 0 | 0 | 0 | 277166.1862 | 0 | -32773.0854 | 0 | 0 | 0 | 0 | 0 | 0
2016-12-11 18:00 | 0 | 0 | 0 | 0 | 166381.1364 | 507525.6774 | 447019 | 0 | 0 | 0 | 0 | 0 | 0 | 0 | 0 | 0 | 0 | 0 | 0 | 2317419.1768 | 0 | 40526.9035 | 0 | 0 | 0 | 0 | 0 | 0 | 0 | 0 | 0 | -83051.4577 | 0 | 0 | 0 | 0 | 0 | 0 | 0 | 0 | 0 | 277166.1862 | 0 | 32773.0854 | 0 | 0 | 0 | 0 | 0 | 0
2016-12-11 19:00 | 0 | 0 | 0 | 0 | 275530.0557 | 496188.5028 | 444274 | 0 | 0 | 0 | 0 | 83051.4577 | 0 | 0 | 0 | 0 | 0 | 0 | 0 | 2594585.3629 | 0 | 7753.8181 | 0 | 0 | 0 | 0 | 0 | 0 | 0 | 0 | 0 | 83051.4577 | 0 | 0 | 0 | 0 | 0 | 0 | 0 | 0 | 0 | 277166.1862 | 0 | -32773.0854 | 0 | 0 | 0 | 0 | 0 | 0
2016-12-11 20:00 | 0 | 0 | 0 | 0 | 0 | 518138.4342 | 443363 | 0 | 0 | 0 | 0 | 0 | 0 | 0 | 0 | 0 | 0 | 0 | 0 | 2760166.0729 | 0 | 0 | 0 | 0 | 0 | 0 | 0 | 0 | 0 | 0 | 0 | -83051.4577 | 0 | 0 | 0 | 0 | 0 | 0 | 0 | 0 | 0 | 165580.71 | 0 | -7753.8181 | 0 | 0 | 0 | 0 | 0 | 0
2016-12-11 21:00 | 0 | 0 | 0 | 0 | 255925.718 | 554022.9258 | 449731 | 0 | 0 | 0 | 0 | 83051.4577 | 0 | 0 | 0 | 0 | 0 | 0 | 0 | 3037332.2591 | 0 | 0 | 0 | 0 | 0 | 0 | 0 | 0 | 0 | 0 | 0 | 83051.4577 | 0 | 0 | 0 | 0 | 0 | 0 | 0 | 0 | 0 | 277166.1862 | 0 | 0 | 0 | 0 | 0 | 0 | 0 | 0
2016-12-11 22:00 | 0 | 0 | 0 | 0 | 342294.0235 | 486701.6204 | 468778 | 0 | 0 | 0 | 0 | 166102.9154 | 0 | 0 | 0 | 0 | 0 | 0 | 0 | 3314498.4452 | 0 | 0 | 0 | 0 | 0 | 0 | 0 | 0 | 0 | 0 | 0 | 83051.4577 | 0 | 0 | 0 | 0 | 0 | 0 | 0 | 0 | 0 | 277166.1862 | 0 | 0 | 0 | 0 | 0 | 0 | 0 | 0
2016-12-11 23:00 | 0 | 0 | 0 | 0 | 449236.3788 | 180293.924 | 483949 | 0 | 0 | 0 | 0 | 166102.9154 | 0 | 0 | 0 | 0 | 0 | 0 | 0 | 3460079.748 | 0 | 0 | 0 | 0 | 0 | 0 | 0 | 0 | 0 | 0 | 0 | 0 | 0 | 0 | 0 | 0 | 0 | 0 | 0 | 0 | 0 | 145581.3028 | 0 | 0 | 0 | 0 | 0 | 0 | 0 | 0
2016-12-12 | 0 | 0 | 0 | 0 | 433165.7291 | 2031.6804 | 490456 | 0 | 0 | 0 | 0 | 249154.3731 | 0 | 0 | 0 | 0 | 0 | 0 | 0 | 3321769.6998 | 0 | 0 | 0 | 0 | 0 | 0 | 0 | 0 | 0 | 0 | 0 | 83051.4577 | 0 | 0 | 0 | 0 | 0 | 0 | 0 | 0 | 0 | -138310.0482 | 0 | 0 | 0 | 0 | 0 | 0 | 0 | 0
2016-12-12 01:00 | 0 | 0 | 0 | 0 | 417750.2709 | 0 | 490156 | 0 | 0 | 0 | 0 | 166102.9154 | 0 | 0 | 0 | 0 | 0 | 0 | 0 | 3332415.4284 | 0 | 0 | 0 | 0 | 0 | 0 | 0 | 0 | 0 | 0 | 0 | -83051.4577 | 0 | 0 | 0 | 0 | 0 | 0 | 0 | 0 | 0 | 10645.7286 | 0 | 0 | 0 | 0 | 0 | 0 | 0 | 0
2016-12-12 02:00 | 0 | 0 | 0 | 0 | 283612.2715 | 0 | 477727 | 0 | 0 | 0 | 0 | 249154.3731 | 0 | 0 | 0 | 0 | 0 | 0 | 0 | 3055249.2423 | 0 | 0 | 0 | 0 | 0 | 0 | 0 | 0 | 0 | 0 | 0 | 83051.4577 | 0 | 0 | 0 | 0 | 0 | 0 | 0 | 0 | 0 | -277166.1862 | 0 | 0 | 0 | 0 | 0 | 0 | 0 | 0
2016-12-12 03:00 | 0 | 0 | 0 | 0 | 398943.847 | 0 | 458047 | 0 | 0 | 0 | 0 | 166102.9154 | 0 | 0 | 0 | 0 | 0 | 0 | 0 | 3079197.547 | 0 | 0 | 0 | 0 | 0 | 0 | 0 | 0 | 0 | 0 | 0 | -83051.4577 | 0 | 0 | 0 | 0 | 0 | 0 | 0 | 0 | 0 | 23948.3047 | 0 | 0 | 0 | 0 | 0 | 0 | 0 | 0
2016-12-12 04:00 | 0 | 0 | 0 | 0 | 241402.2715 | 0 | 435517 | 0 | 0 | 0 | 0 | 249154.3731 | 0 | 0 | 0 | 0 | 0 | 0 | 0 | 2802031.3608 | 0 | 0 | 0 | 0 | 0 | 0 | 0 | 0 | 0 | 0 | 0 | 83051.4577 | 0 | 0 | 0 | 0 | 0 | 0 | 0 | 0 | 0 | -277166.1862 | 0 | 0 | 0 | 0 | 0 | 0 | 0 | 0
2016-12-12 05:00 | 0 | 0 | 0 | 0 | 368953.2599 | 0 | 413850 | 0 | 0 | 0 | 0 | 166102.9154 | 0 | 0 | 0 | 0 | 0 | 0 | 0 | 2840186.0784 | 0 | 0 | 0 | 0 | 0 | 0 | 0 | 0 | 0 | 0 | 0 | -83051.4577 | 0 | 0 | 0 | 0 | 0 | 0 | 0 | 0 | 0 | 38154.7176 | 0 | 0 | 0 | 0 | 0 | 0 | 0 | 0
2016-12-12 06:00 | 0 | 0 | 0 | 0 | 359649.9399 | 0 | 397790 | 0 | 0 | 0 | 0 | 249154.3731 | 0 | 0 | 0 | 0 | 0 | 0 | 0 | 2718994.5606 | 0 | 0 | 0 | 0 | 0 | 0 | 0 | 0 | 0 | 0 | 0 | 83051.4577 | 0 | 0 | 0 | 0 | 0 | 0 | 0 | 0 | 0 | -121191.5178 | 0 | 0 | 0 | 0 | 0 | 0 | 0 | 0
2016-12-12 07:00 | 0 | 0 | 0 | 0 | 350659.5631 | 0 | 388280 | 0 | 0 | 0 | 0 | 166102.9154 | 0 | 0 | 0 | 0 | 0 | 0 | 0 | 2764425.5814 | 0 | 0 | 0 | 0 | 0 | 0 | 0 | 0 | 0 | 0 | 0 | -83051.4577 | 0 | 0 | 0 | 0 | 0 | 0 | 0 | 0 | 0 | 45431.0208 | 0 | 0 | 0 | 0 | 0 | 0 | 0 | 0
2016-12-12 08:00 | 0 | 0 | 0 | 0 | 189701.2715 | 0 | 383816 | 0 | 0 | 0 | 0 | 249154.3731 | 0 | 0 | 0 | 0 | 0 | 0 | 0 | 2487259.3952 | 0 | 0 | 0 | 0 | 0 | 0 | 0 | 0 | 0 | 0 | 0 | 83051.4577 | 0 | 0 | 0 | 0 | 0 | 0 | 0 | 0 | 0 | -277166.1862 | 0 | 0 | 0 | 0 | 0 | 0 | 0 | 0
2016-12-12 09:00 | 0 | 0 | 0 | 0 | 341824.8727 | 0 | 386705 | 0 | 0 | 0 | 0 | 166102.9154 | 0 | 0 | 0 | 0 | 0 | 0 | 0 | 2525430.7257 | 0 | 0 | 0 | 0 | 0 | 0 | 0 | 0 | 0 | 0 | 0 | -83051.4577 | 0 | 0 | 0 | 0 | 0 | 0 | 0 | 0 | 0 | 38171.3304 | 0 | 0 | 0 | 0 | 0 | 0 | 0 | 0
2016-12-12 10:00 | 0 | 0 | 0 | 0 | 335421.7343 | 0 | 399214 | 0 | 0 | 0 | 0 | 249154.3731 | 0 | 0 | 0 | 0 | 0 | 0 | 0 | 2378587.0023 | 0 | 0 | 0 | 0 | 0 | 0 | 0 | 0 | 0 | 0 | 0 | 83051.4577 | 0 | 0 | 0 | 0 | 0 | 0 | 0 | 0 | 0 | -146843.7234 | 0 | 0 | 0 | 0 | 0 | 0 | 0 | 0
2016-12-12 11:00 | 0 | 0 | 0 | 0 | 331704.3376 | 0 | 428769 | 0 | 0 | 0 | 0 | 166102.9154 | 0 | 0 | 0 | 0 | 0 | 0 | 0 | 2364573.7976 | 0 | 0 | 0 | 0 | 0 | 0 | 0 | 0 | 0 | 0 | 0 | -83051.4577 | 0 | 0 | 0 | 0 | 0 | 0 | 0 | 0 | 0 | -14013.2047 | 0 | 0 | 0 | 0 | 0 | 0 | 0 | 0
2016-12-12 12:00 | 0 | 0 | 0 | 0 | 99515.3561 | 0 | 459733 | 0 | 0 | 0 | 0 | 83051.4577 | 0 | 0 | 0 | 0 | 0 | 0 | 0 | 2087407.6114 | 0 | 0 | 0 | 0 | 0 | 0 | 0 | 0 | 0 | 0 | 0 | -83051.4577 | 0 | 0 | 0 | 0 | 0 | 0 | 0 | 0 | 0 | -277166.1862 | 0 | 0 | 0 | 0 | 0 | 0 | 0 | 0
2016-12-12 13:00 | 0 | 0 | 0 | 0 | 323372.3963 | 0 | 474570 | 0 | 0 | 0 | 0 | 0 | 0 | 0 | 0 | 0 | 0 | 0 | 0 | 2019261.4654 | 0 | 0 | 0 | 0 | 0 | 0 | 0 | 0 | 0 | 0 | 0 | -83051.4577 | 0 | 0 | 0 | 0 | 0 | 0 | 0 | 0 | 0 | -68146.146 | 0 | 0 | 0 | 0 | 0 | 0 | 0 | 0
2016-12-12 14:00 | 0 | 0 | 0 | 0 | 206233.6781 | 81508.5935 | 481857 | 0 | 0 | 0 | 0 | 83051.4577 | 0 | 0 | 0 | 0 | 0 | 0 | 0 | 1742095.2792 | 0 | 0 | 0 | 0 | 0 | 0 | 0 | 0 | 0 | 0 | 0 | 83051.4577 | 0 | 0 | 0 | 0 | 0 | 0 | 0 | 0 | 0 | -277166.1862 | 0 | 0 | 0 | 0 | 0 | 0 | 0 | 0
2016-12-12 15:00 | 0 | 0 | 0 | 0 | 228296.5169 | 322174.7409 | 485452 | 0 | 0 | 0 | 0 | 0 | 0 | 0 | 0 | 0 | 0 | 0 | 0 | 1882412.1765 | 0 | 7753.8181 | 0 | 0 | 0 | 0 | 0 | 0 | 0 | 0 | 0 | -83051.4577 | 0 | 0 | 0 | 0 | 0 | 0 | 0 | 0 | 0 | 140316.8973 | 0 | 7753.8181 | 0 | 0 | 0 | 0 | 0 | 0
2016-12-12 16:00 | 0 | 0 | 0 | 0 | 0 | 488665.612 | 483680 | 0 | 0 | 0 | 0 | 0 | 0 | 0 | 0 | 0 | 0 | 0 | 0 | 1854624.7032 | 0 | 40526.9035 | 0 | 0 | 0 | 0 | 0 | 0 | 0 | 0 | 0 | 0 | 0 | 0 | 0 | 0 | 0 | 0 | 0 | 0 | 0 | -27787.4733 | 0 | 32773.0854 | 0 | 0 | 0 | 0 | 0 | 0
2016-12-12 17:00 | 0 | 0 | 0 | 0 | 272977.4206 | 536585.4455 | 479136 | 0 | 0 | 0 | 0 | 83051.4577 | 0 | 0 | 0 | 0 | 0 | 0 | 0 | 2131790.8894 | 0 | 10736.1257 | 0 | 0 | 0 | 0 | 0 | 0 | 0 | 0 | 0 | 83051.4577 | 0 | 0 | 0 | 0 | 0 | 0 | 0 | 0 | 0 | 277166.1862 | 0 | -29790.7778 | 0 | 0 | 0 | 0 | 0 | 0
2016-12-12 18:00 | 0 | 0 | 0 | 0 | 0 | 515049.9405 | 474502 | 0 | 0 | 0 | 0 | 0 | 0 | 0 | 0 | 0 | 0 | 0 | 0 | 2266126.4133 | 0 | 0 | 0 | 0 | 0 | 0 | 0 | 0 | 0 | 0 | 0 | -83051.4577 | 0 | 0 | 0 | 0 | 0 | 0 | 0 | 0 | 0 | 134335.5239 | 0 | -10736.1257 | 0 | 0 | 0 | 0 | 0 | 0
2016-12-12 19:00 | 0 | 0 | 0 | 0 | 330969.6861 | 498577.9578 | 469330 | 0 | 0 | 0 | 0 | 83051.4577 | 0 | 0 | 0 | 0 | 0 | 0 | 0 | 2543292.5995 | 0 | 0 | 0 | 0 | 0 | 0 | 0 | 0 | 0 | 0 | 0 | 83051.4577 | 0 | 0 | 0 | 0 | 0 | 0 | 0 | 0 | 0 | 277166.1862 | 0 | 0 | 0 | 0 | 0 | 0 | 0 | 0
2016-12-12 20:00 | 0 | 0 | 0 | 0 | 0 | 508931.0551 | 465665 | 0 | 0 | 0 | 0 | 0 | 0 | 0 | 0 | 0 | 0 | 0 | 0 | 2669610.1122 | 0 | 0 | 0 | 0 | 0 | 0 | 0 | 0 | 0 | 0 | 0 | -83051.4577 | 0 | 0 | 0 | 0 | 0 | 0 | 0 | 0 | 0 | 126317.5128 | 0 | 0 | 0 | 0 | 0 | 0 | 0 | 0
2016-12-12 21:00 | 0 | 0 | 0 | 0 | 315189.4151 | 516150.2287 | 471122 | 0 | 0 | 0 | 0 | 83051.4577 | 0 | 0 | 0 | 0 | 0 | 0 | 0 | 2946776.2984 | 0 | 0 | 0 | 0 | 0 | 0 | 0 | 0 | 0 | 0 | 0 | 83051.4577 | 0 | 0 | 0 | 0 | 0 | 0 | 0 | 0 | 0 | 277166.1862 | 0 | 0 | 0 | 0 | 0 | 0 | 0 | 0
2016-12-12 22:00 | 0 | 0 | 0 | 0 | 0 | 435941.3225 | 489289 | 0 | 0 | 0 | 0 | 166102.9154 | 0 | 0 | 0 | 0 | 0 | 0 | 0 | 2810377.1632 | 0 | 0 | 0 | 0 | 0 | 0 | 0 | 0 | 0 | 0 | 0 | 83051.4577 | 0 | 0 | 0 | 0 | 0 | 0 | 0 | 0 | 0 | -136399.1353 | 0 | 0 | 0 | 0 | 0 | 0 | 0 | 0
2016-12-12 23:00 | 0 | 0 | 0 | 0 | 431385.8543 | 136265.2648 | 506586 | 0 | 0 | 0 | 0 | 83051.4577 | 0 | 0 | 0 | 0 | 0 | 0 | 0 | 2954493.7399 | 0 | 0 | 0 | 0 | 0 | 0 | 0 | 0 | 0 | 0 | 0 | -83051.4577 | 0 | 0 | 0 | 0 | 0 | 0 | 0 | 0 | 0 | 144116.5768 | 0 | 0 | 0 | 0 | 0 | 0 | 0 | 0
2016-12-13 | 0 | 0 | 0 | 0 | 456584.9708 | 1048.6394 | 513426 | 0 | 0 | 0 | 0 | 166102.9154 | 0 | 0 | 0 | 0 | 0 | 0 | 0 | 2815649.8925 | 0 | 0 | 0 | 0 | 0 | 0 | 0 | 0 | 0 | 0 | 0 | 83051.4577 | 0 | 0 | 0 | 0 | 0 | 0 | 0 | 0 | 0 | -138843.8475 | 0 | 0 | 0 | 0 | 0 | 0 | 0 | 0
2016-12-13 01:00 | 0 | 0 | 0 | 0 | 476902.1281 | 0 | 512445 | 0 | 0 | 0 | 0 | 83051.4577 | 0 | 0 | 0 | 0 | 0 | 0 | 0 | 2863158.4782 | 0 | 0 | 0 | 0 | 0 | 0 | 0 | 0 | 0 | 0 | 0 | -83051.4577 | 0 | 0 | 0 | 0 | 0 | 0 | 0 | 0 | 0 | 47508.5858 | 0 | 0 | 0 | 0 | 0 | 0 | 0 | 0
2016-12-13 02:00 | 0 | 0 | 0 | 0 | 304807.2715 | 0 | 498922 | 0 | 0 | 0 | 0 | 166102.9154 | 0 | 0 | 0 | 0 | 0 | 0 | 0 | 2585992.2921 | 0 | 0 | 0 | 0 | 0 | 0 | 0 | 0 | 0 | 0 | 0 | 83051.4577 | 0 | 0 | 0 | 0 | 0 | 0 | 0 | 0 | 0 | -277166.1862 | 0 | 0 | 0 | 0 | 0 | 0 | 0 | 0
2016-12-13 03:00 | 0 | 0 | 0 | 0 | 495627.8171 | 0 | 477079 | 0 | 0 | 0 | 0 | 83051.4577 | 0 | 0 | 0 | 0 | 0 | 0 | 0 | 2687592.5668 | 0 | 0 | 0 | 0 | 0 | 0 | 0 | 0 | 0 | 0 | 0 | -83051.4577 | 0 | 0 | 0 | 0 | 0 | 0 | 0 | 0 | 0 | 101600.2748 | 0 | 0 | 0 | 0 | 0 | 0 | 0 | 0
2016-12-13 04:00 | 0 | 0 | 0 | 0 | 501533.9802 | 0 | 450772 | 0 | 0 | 0 | 0 | 166102.9154 | 0 | 0 | 0 | 0 | 0 | 0 | 0 | 2655303.0893 | 0 | 0 | 0 | 0 | 0 | 0 | 0 | 0 | 0 | 0 | 0 | 83051.4577 | 0 | 0 | 0 | 0 | 0 | 0 | 0 | 0 | 0 | -32289.4775 | 0 | 0 | 0 | 0 | 0 | 0 | 0 | 0
2016-12-13 05:00 | 0 | 0 | 0 | 0 | 505185.9279 | 0 | 428061 | 0 | 0 | 0 | 0 | 83051.4577 | 0 | 0 | 0 | 0 | 0 | 0 | 0 | 2815479.4749 | 0 | 0 | 0 | 0 | 0 | 0 | 0 | 0 | 0 | 0 | 0 | -83051.4577 | 0 | 0 | 0 | 0 | 0 | 0 | 0 | 0 | 0 | 160176.3856 | 0 | 0 | 0 | 0 | 0 | 0 | 0 | 0
2016-12-13 06:00 | 0 | 0 | 0 | 0 | 506271.7366 | 0 | 411296 | 0 | 0 | 0 | 0 | 166102.9154 | 0 | 0 | 0 | 0 | 0 | 0 | 0 | 2827403.7539 | 0 | 0 | 0 | 0 | 0 | 0 | 0 | 0 | 0 | 0 | 0 | 83051.4577 | 0 | 0 | 0 | 0 | 0 | 0 | 0 | 0 | 0 | 11924.2789 | 0 | 0 | 0 | 0 | 0 | 0 | 0 | 0
2016-12-13 07:00 | 0 | 0 | 0 | 0 | 499538.3659 | 0 | 400863 | 0 | 0 | 0 | 0 | 100317.0151 | 0 | 0 | 0 | 0 | 0 | 0 | 0 | 2991865.02 | 0 | 0 | 0 | 0 | 0 | 0 | 0 | 0 | 0 | 0 | 0 | -65785.9003 | 0 | 0 | 0 | 0 | 0 | 0 | 0 | 0 | 0 | 164461.2662 | 0 | 0 | 0 | 0 | 0 | 0 | 0 | 0
2016-12-13 08:00 | 0 | 0 | 0 | 0 | 201989.2715 | 0 | 396104 | 0 | 0 | 0 | 0 | 183368.4728 | 0 | 0 | 0 | 0 | 0 | 0 | 0 | 2714698.8339 | 0 | 0 | 0 | 0 | 0 | 0 | 0 | 0 | 0 | 0 | 0 | 83051.4577 | 0 | 0 | 0 | 0 | 0 | 0 | 0 | 0 | 0 | -277166.1862 | 0 | 0 | 0 | 0 | 0 | 0 | 0 | 0
2016-12-13 09:00 | 0 | 0 | 0 | 0 | 473480.7053 | 0 | 398352 | 0 | 0 | 0 | 0 | 100317.0151 | 0 | 0 | 0 | 0 | 0 | 0 | 0 | 2872878.9968 | 0 | 0 | 0 | 0 | 0 | 0 | 0 | 0 | 0 | 0 | 0 | -83051.4577 | 0 | 0 | 0 | 0 | 0 | 0 | 0 | 0 | 0 | 158180.163 | 0 | 0 | 0 | 0 | 0 | 0 | 0 | 0
2016-12-13 10:00 | 0 | 0 | 0 | 0 | 461333.8988 | 0 | 412311 | 0 | 0 | 0 | 0 | 183368.4728 | 0 | 0 | 0 | 0 | 0 | 0 | 0 | 2838850.4379 | 0 | 0 | 0 | 0 | 0 | 0 | 0 | 0 | 0 | 0 | 0 | 83051.4577 | 0 | 0 | 0 | 0 | 0 | 0 | 0 | 0 | 0 | -34028.5589 | 0 | 0 | 0 | 0 | 0 | 0 | 0 | 0
2016-12-13 11:00 | 0 | 0 | 0 | 0 | 456005.6624 | 0 | 439986 | 0 | 0 | 0 | 0 | 100317.0151 | 0 | 0 | 0 | 0 | 0 | 0 | 0 | 2937921.558 | 0 | 0 | 0 | 0 | 0 | 0 | 0 | 0 | 0 | 0 | 0 | -83051.4577 | 0 | 0 | 0 | 0 | 0 | 0 | 0 | 0 | 0 | 99071.1201 | 0 | 0 | 0 | 0 | 0 | 0 | 0 | 0
2016-12-13 12:00 | 0 | 0 | 0 | 0 | 274513.2715 | 0 | 468628 | 0 | 0 | 0 | 0 | 183368.4728 | 0 | 0 | 0 | 0 | 0 | 0 | 0 | 2660755.3718 | 0 | 0 | 0 | 0 | 0 | 0 | 0 | 0 | 0 | 0 | 0 | 83051.4577 | 0 | 0 | 0 | 0 | 0 | 0 | 0 | 0 | 0 | -277166.1862 | 0 | 0 | 0 | 0 | 0 | 0 | 0 | 0
2016-12-13 13:00 | 0 | 0 | 0 | 0 | 433351.3508 | 0 | 480429 | 0 | 0 | 0 | 0 | 100317.0151 | 0 | 0 | 0 | 0 | 0 | 0 | 0 | 2696729.1803 | 0 | 0 | 0 | 0 | 0 | 0 | 0 | 0 | 0 | 0 | 0 | -83051.4577 | 0 | 0 | 0 | 0 | 0 | 0 | 0 | 0 | 0 | 35973.8085 | 0 | 0 | 0 | 0 | 0 | 0 | 0 | 0
2016-12-13 14:00 | 0 | 0 | 0 | 0 | 41453.7032 | 83651.6529 | 485323 | 0 | 0 | 0 | 0 | 17265.5574 | 0 | 0 | 0 | 0 | 0 | 0 | 0 | 2419562.9941 | 0 | 0 | 0 | 0 | 0 | 0 | 0 | 0 | 0 | 0 | 0 | -83051.4577 | 0 | 0 | 0 | 0 | 0 | 0 | 0 | 0 | 0 | -277166.1862 | 0 | 0 | 0 | 0 | 0 | 0 | 0 | 0
2016-12-13 15:00 | 0 | 0 | 0 | 0 | 369506.3883 | 378422.2405 | 488028 | 0 | 0 | 0 | 0 | 0 | 0 | 0 | 0 | 0 | 0 | 0 | 0 | 2696729.1803 | 0 | 0 | 0 | 0 | 0 | 0 | 0 | 0 | 0 | 0 | 0 | -17265.5574 | 0 | 0 | 0 | 0 | 0 | 0 | 0 | 0 | 0 | 277166.1862 | 0 | 0 | 0 | 0 | 0 | 0 | 0 | 0
2016-12-13 16:00 | 0 | 0 | 0 | 0 | 0 | 533722.7223 | 485695 | 0 | 0 | 0 | 0 | 0 | 0 | 0 | 0 | 0 | 0 | 0 | 0 | 2744756.9026 | 0 | 0 | 0 | 0 | 0 | 0 | 0 | 0 | 0 | 0 | 0 | 0 | 0 | 0 | 0 | 0 | 0 | 0 | 0 | 0 | 0 | 48027.7223 | 0 | 0 | 0 | 0 | 0 | 0 | 0 | 0
2016-12-13 17:00 | 0 | 0 | 0 | 0 | 280719.402 | 561657.2419 | 482159 | 0 | 0 | 0 | 0 | 83051.4577 | 0 | 0 | 0 | 0 | 0 | 0 | 0 | 3021923.0887 | 0 | 0 | 0 | 0 | 0 | 0 | 0 | 0 | 0 | 0 | 0 | 83051.4577 | 0 | 0 | 0 | 0 | 0 | 0 | 0 | 0 | 0 | 277166.1862 | 0 | 0 | 0 | 0 | 0 | 0 | 0 | 0
2016-12-13 18:00 | 0 | 0 | 0 | 0 | 0 | 530928.068 | 479438 | 0 | 0 | 0 | 0 | 166102.9154 | 0 | 0 | 0 | 0 | 0 | 0 | 0 | 2990361.699 | 0 | 0 | 0 | 0 | 0 | 0 | 0 | 0 | 0 | 0 | 0 | 83051.4577 | 0 | 0 | 0 | 0 | 0 | 0 | 0 | 0 | 0 | -31561.3898 | 0 | 0 | 0 | 0 | 0 | 0 | 0 | 0
2016-12-13 19:00 | 0 | 0 | 0 | 0 | 160147.0218 | 512402.7066 | 478435 | 0 | 0 | 0 | 0 | 83051.4577 | 0 | 0 | 0 | 0 | 0 | 0 | 0 | 3267527.8851 | 0 | 0 | 0 | 0 | 0 | 0 | 0 | 0 | 0 | 0 | 0 | -83051.4577 | 0 | 0 | 0 | 0 | 0 | 0 | 0 | 0 | 0 | 277166.1862 | 0 | 0 | 0 | 0 | 0 | 0 | 0 | 0
2016-12-13 20:00 | 0 | 0 | 0 | 0 | 0 | 525536.7733 | 478561 | 0 | 0 | 0 | 0 | 0 | 0 | 0 | 0 | 0 | 0 | 0 | 0 | 3397555.1162 | 0 | 0 | 0 | 0 | 0 | 0 | 0 | 0 | 0 | 0 | 0 | -83051.4577 | 0 | 0 | 0 | 0 | 0 | 0 | 0 | 0 | 0 | 130027.231 | 0 | 0 | 0 | 0 | 0 | 0 | 0 | 0
2016-12-13 21:00 | 0 | 0 | 0 | 0 | 318541.9114 | 526334.7324 | 484659 | 0 | 0 | 0 | 0 | 83051.4577 | 0 | 0 | 0 | 0 | 0 | 0 | 0 | 3674721.3023 | 0 | 0 | 0 | 0 | 0 | 0 | 0 | 0 | 0 | 0 | 0 | 83051.4577 | 0 | 0 | 0 | 0 | 0 | 0 | 0 | 0 | 0 | 277166.1862 | 0 | 0 | 0 | 0 | 0 | 0 | 0 | 0
2016-12-13 22:00 | 0 | 0 | 0 | 0 | 397568.7484 | 446494.8928 | 501507 | 0 | 0 | 0 | 0 | 166102.9154 | 0 | 0 | 0 | 0 | 0 | 0 | 0 | 3934226.4858 | 0 | 0 | 0 | 0 | 0 | 0 | 0 | 0 | 0 | 0 | 0 | 83051.4577 | 0 | 0 | 0 | 0 | 0 | 0 | 0 | 0 | 0 | 259505.1835 | 0 | 0 | 0 | 0 | 0 | 0 | 0 | 0
2016-12-13 23:00 | 0 | 0 | 0 | 0 | 467715.4895 | 158692.2054 | 516581 | 0 | 0 | 0 | 0 | 120264.0321 | 0 | 0 | 0 | 0 | 0 | 0 | 0 | 4089892.0641 | 0 | 0 | 0 | 0 | 0 | 0 | 0 | 0 | 0 | 0 | 0 | -45838.8834 | 0 | 0 | 0 | 0 | 0 | 0 | 0 | 0 | 0 | 155665.5783 | 0 | 0 | 0 | 0 | 0 | 0 | 0 | 0
2016-12-14 | 0 | 0 | 0 | 0 | 327039.9678 | 1695.3037 | 522850 | 0 | 0 | 0 | 0 | 203315.4898 | 0 | 0 | 0 | 0 | 0 | 0 | 0 | 3812725.8779 | 0 | 0 | 0 | 0 | 0 | 0 | 0 | 0 | 0 | 0 | 0 | 83051.4577 | 0 | 0 | 0 | 0 | 0 | 0 | 0 | 0 | 0 | -277166.1862 | 0 | 0 | 0 | 0 | 0 | 0 | 0 | 0
2016-12-14 01:00 | 0 | 0 | 0 | 0 | 519703.8062 | 0 | 520842 | 0 | 0 | 0 | 0 | 120264.0321 | 0 | 0 | 0 | 0 | 0 | 0 | 0 | 3894639.1418 | 0 | 0 | 0 | 0 | 0 | 0 | 0 | 0 | 0 | 0 | 0 | -83051.4577 | 0 | 0 | 0 | 0 | 0 | 0 | 0 | 0 | 0 | 81913.2639 | 0 | 0 | 0 | 0 | 0 | 0 | 0 | 0
2016-12-14 02:00 | 0 | 0 | 0 | 0 | 509474.9452 | 0 | 507901 | 0 | 0 | 0 | 0 | 203315.4898 | 0 | 0 | 0 | 0 | 0 | 0 | 0 | 3813161.6293 | 0 | 0 | 0 | 0 | 0 | 0 | 0 | 0 | 0 | 0 | 0 | 83051.4577 | 0 | 0 | 0 | 0 | 0 | 0 | 0 | 0 | 0 | -81477.5125 | 0 | 0 | 0 | 0 | 0 | 0 | 0 | 0
2016-12-14 03:00 | 0 | 0 | 0 | 0 | 505238.0708 | 0 | 486219 | 0 | 0 | 0 | 0 | 120264.0321 | 0 | 0 | 0 | 0 | 0 | 0 | 0 | 3915232.1578 | 0 | 0 | 0 | 0 | 0 | 0 | 0 | 0 | 0 | 0 | 0 | -83051.4577 | 0 | 0 | 0 | 0 | 0 | 0 | 0 | 0 | 0 | 102070.5285 | 0 | 0 | 0 | 0 | 0 | 0 | 0 | 0
2016-12-14 04:00 | 0 | 0 | 0 | 0 | 497770.051 | 0 | 461112 | 0 | 0 | 0 | 0 | 203315.4898 | 0 | 0 | 0 | 0 | 0 | 0 | 0 | 3868838.7511 | 0 | 0 | 0 | 0 | 0 | 0 | 0 | 0 | 0 | 0 | 0 | 83051.4577 | 0 | 0 | 0 | 0 | 0 | 0 | 0 | 0 | 0 | -46393.4067 | 0 | 0 | 0 | 0 | 0 | 0 | 0 | 0
2016-12-14 05:00 | 0 | 0 | 0 | 0 | 483482.2484 | 0 | 437754 | 0 | 0 | 0 | 0 | 120264.0321 | 0 | 0 | 0 | 0 | 0 | 0 | 0 | 3997618.4572 | 0 | 0 | 0 | 0 | 0 | 0 | 0 | 0 | 0 | 0 | 0 | -83051.4577 | 0 | 0 | 0 | 0 | 0 | 0 | 0 | 0 | 0 | 128779.7061 | 0 | 0 | 0 | 0 | 0 | 0 | 0 | 0
2016-12-14 06:00 | 0 | 0 | 0 | 0 | 226268.2715 | 0 | 420383 | 0 | 0 | 0 | 0 | 203315.4898 | 0 | 0 | 0 | 0 | 0 | 0 | 0 | 3720452.271 | 0 | 0 | 0 | 0 | 0 | 0 | 0 | 0 | 0 | 0 | 0 | 83051.4577 | 0 | 0 | 0 | 0 | 0 | 0 | 0 | 0 | 0 | -277166.1862 | 0 | 0 | 0 | 0 | 0 | 0 | 0 | 0
2016-12-14 07:00 | 0 | 0 | 0 | 0 | 448230.6808 | 0 | 409972 | 0 | 0 | 0 | 0 | 120264.0321 | 0 | 0 | 0 | 0 | 0 | 0 | 0 | 3841762.4095 | 0 | 0 | 0 | 0 | 0 | 0 | 0 | 0 | 0 | 0 | 0 | -83051.4577 | 0 | 0 | 0 | 0 | 0 | 0 | 0 | 0 | 0 | 121310.1385 | 0 | 0 | 0 | 0 | 0 | 0 | 0 | 0
2016-12-14 08:00 | 0 | 0 | 0 | 0 | 431447.7288 | 0 | 405901 | 0 | 0 | 0 | 0 | 203315.4898 | 0 | 0 | 0 | 0 | 0 | 0 | 0 | 3784257.6806 | 0 | 0 | 0 | 0 | 0 | 0 | 0 | 0 | 0 | 0 | 0 | 83051.4577 | 0 | 0 | 0 | 0 | 0 | 0 | 0 | 0 | 0 | -57504.7289 | 0 | 0 | 0 | 0 | 0 | 0 | 0 | 0
2016-12-14 09:00 | 0 | 0 | 0 | 0 | 427060.0826 | 0 | 408921 | 0 | 0 | 0 | 0 | 120264.0321 | 0 | 0 | 0 | 0 | 0 | 0 | 0 | 3885448.2209 | 0 | 0 | 0 | 0 | 0 | 0 | 0 | 0 | 0 | 0 | 0 | -83051.4577 | 0 | 0 | 0 | 0 | 0 | 0 | 0 | 0 | 0 | 101190.5403 | 0 | 0 | 0 | 0 | 0 | 0 | 0 | 0
2016-12-14 10:00 | 0 | 0 | 0 | 0 | 229074.2715 | 0 | 423189 | 0 | 0 | 0 | 0 | 203315.4898 | 0 | 0 | 0 | 0 | 0 | 0 | 0 | 3608282.0348 | 0 | 0 | 0 | 0 | 0 | 0 | 0 | 0 | 0 | 0 | 0 | 83051.4577 | 0 | 0 | 0 | 0 | 0 | 0 | 0 | 0 | 0 | -277166.1862 | 0 | 0 | 0 | 0 | 0 | 0 | 0 | 0
2016-12-14 11:00 | 0 | 0 | 0 | 0 | 434607.9802 | 0 | 453577 | 0 | 0 | 0 | 0 | 120264.0321 | 0 | 0 | 0 | 0 | 0 | 0 | 0 | 3672364.4727 | 0 | 0 | 0 | 0 | 0 | 0 | 0 | 0 | 0 | 0 | 0 | -83051.4577 | 0 | 0 | 0 | 0 | 0 | 0 | 0 | 0 | 0 | 64082.4379 | 0 | 0 | 0 | 0 | 0 | 0 | 0 | 0
2016-12-14 12:00 | 0 | 0 | 0 | 0 | 445941.0087 | 0 | 483151 | 0 | 0 | 0 | 0 | 203315.4898 | 0 | 0 | 0 | 0 | 0 | 0 | 0 | 3552103.0237 | 0 | 0 | 0 | 0 | 0 | 0 | 0 | 0 | 0 | 0 | 0 | 83051.4577 | 0 | 0 | 0 | 0 | 0 | 0 | 0 | 0 | 0 | -120261.449 | 0 | 0 | 0 | 0 | 0 | 0 | 0 | 0
2016-12-14 13:00 | 0 | 0 | 0 | 0 | 455128.1749 | 0 | 494539 | 0 | 0 | 0 | 0 | 120264.0321 | 0 | 0 | 0 | 0 | 0 | 0 | 0 | 3595743.6563 | 0 | 0 | 0 | 0 | 0 | 0 | 0 | 0 | 0 | 0 | 0 | -83051.4577 | 0 | 0 | 0 | 0 | 0 | 0 | 0 | 0 | 0 | 43640.6326 | 0 | 0 | 0 | 0 | 0 | 0 | 0 | 0
2016-12-14 14:00 | 0 | 0 | 0 | 0 | 84822.733 | 52683.6232 | 497724 | 0 | 0 | 0 | 0 | 37212.5743 | 0 | 0 | 0 | 0 | 0 | 0 | 0 | 3318577.4701 | 0 | 0 | 0 | 0 | 0 | 0 | 0 | 0 | 0 | 0 | 0 | -83051.4577 | 0 | 0 | 0 | 0 | 0 | 0 | 0 | 0 | 0 | -277166.1862 | 0 | 0 | 0 | 0 | 0 | 0 | 0 | 0
2016-12-14 15:00 | 0 | 0 | 0 | 0 | 415205.4486 | 320666.1632 | 495918 | 0 | 0 | 0 | 0 | 0 | 0 | 0 | 0 | 0 | 0 | 0 | 0 | 3595743.6563 | 0 | 0 | 0 | 0 | 0 | 0 | 0 | 0 | 0 | 0 | 0 | -37212.5743 | 0 | 0 | 0 | 0 | 0 | 0 | 0 | 0 | 0 | 277166.1862 | 0 | 0 | 0 | 0 | 0 | 0 | 0 | 0
2016-12-14 16:00 | 0 | 0 | 0 | 0 | 0 | 458700.7728 | 492643 | 0 | 0 | 0 | 0 | 0 | 0 | 0 | 0 | 0 | 0 | 0 | 0 | 3561801.429 | 0 | 0 | 0 | 0 | 0 | 0 | 0 | 0 | 0 | 0 | 0 | 0 | 0 | 0 | 0 | 0 | 0 | 0 | 0 | 0 | 0 | -33942.2272 | 0 | 0 | 0 | 0 | 0 | 0 | 0 | 0
2016-12-14 17:00 | 0 | 0 | 0 | 0 | 340838.4942 | 507397.1497 | 488018 | 0 | 0 | 0 | 0 | 83051.4577 | 0 | 0 | 0 | 0 | 0 | 0 | 0 | 3838967.6152 | 0 | 0 | 0 | 0 | 0 | 0 | 0 | 0 | 0 | 0 | 0 | 83051.4577 | 0 | 0 | 0 | 0 | 0 | 0 | 0 | 0 | 0 | 277166.1862 | 0 | 0 | 0 | 0 | 0 | 0 | 0 | 0
2016-12-14 18:00 | 0 | 0 | 0 | 0 | 180090.1054 | 500101.6231 | 486077 | 0 | 0 | 0 | 0 | 0 | 0 | 0 | 0 | 0 | 0 | 0 | 0 | 4116133.8014 | 0 | 0 | 0 | 0 | 0 | 0 | 0 | 0 | 0 | 0 | 0 | -83051.4577 | 0 | 0 | 0 | 0 | 0 | 0 | 0 | 0 | 0 | 277166.1862 | 0 | 0 | 0 | 0 | 0 | 0 | 0 | 0
2016-12-14 19:00 | 0 | 0 | 0 | 0 | 350313.7438 | 494170.9001 | 484267 | 0 | 0 | 0 | 0 | 83051.4577 | 0 | 0 | 0 | 0 | 0 | 0 | 0 | 4393299.9875 | 0 | 0 | 0 | 0 | 0 | 0 | 0 | 0 | 0 | 0 | 0 | 83051.4577 | 0 | 0 | 0 | 0 | 0 | 0 | 0 | 0 | 0 | 277166.1862 | 0 | 0 | 0 | 0 | 0 | 0 | 0 | 0
2016-12-14 20:00 | 0 | 0 | 0 | 0 | 0 | 513514.5694 | 485080 | 0 | 0 | 0 | 0 | 166102.9154 | 0 | 0 | 0 | 0 | 0 | 0 | 0 | 4338683.0992 | 0 | 0 | 0 | 0 | 0 | 0 | 0 | 0 | 0 | 0 | 0 | 83051.4577 | 0 | 0 | 0 | 0 | 0 | 0 | 0 | 0 | 0 | -54616.8883 | 0 | 0 | 0 | 0 | 0 | 0 | 0 | 0
2016-12-14 21:00 | 0 | 0 | 0 | 0 | 331524.9323 | 521781.7116 | 493089 | 0 | 0 | 0 | 0 | 249154.3731 | 0 | 0 | 0 | 0 | 0 | 0 | 0 | 4615849.2854 | 0 | 0 | 0 | 0 | 0 | 0 | 0 | 0 | 0 | 0 | 0 | 83051.4577 | 0 | 0 | 0 | 0 | 0 | 0 | 0 | 0 | 0 | 277166.1862 | 0 | 0 | 0 | 0 | 0 | 0 | 0 | 0
2016-12-14 22:00 | 0 | 0 | 0 | 0 | 436677.1727 | 436453.4712 | 512913 | 0 | 0 | 0 | 0 | 332205.8308 | 0 | 0 | 0 | 0 | 0 | 0 | 0 | 4893015.4716 | 0 | 0 | 0 | 0 | 0 | 0 | 0 | 0 | 0 | 0 | 0 | 83051.4577 | 0 | 0 | 0 | 0 | 0 | 0 | 0 | 0 | 0 | 277166.1862 | 0 | 0 | 0 | 0 | 0 | 0 | 0 | 0
2016-12-14 23:00 | 0 | 0 | 0 | 0 | 483573.8166 | 161282.7539 | 530545 | 0 | 0 | 0 | 0 | 249154.3731 | 0 | 0 | 0 | 0 | 0 | 0 | 0 | 5090378.4997 | 0 | 0 | 0 | 0 | 0 | 0 | 0 | 0 | 0 | 0 | 0 | -83051.4577 | 0 | 0 | 0 | 0 | 0 | 0 | 0 | 0 | 0 | 197363.0282 | 0 | 0 | 0 | 0 | 0 | 0 | 0 | 0
2016-12-15 | 0 | 0 | 0 | 0 | 485297.0011 | 1516.5971 | 537736 | 0 | 0 | 0 | 0 | 283583.4226 | 0 | 0 | 0 | 0 | 0 | 0 | 0 | 5005027.0484 | 0 | 0 | 0 | 0 | 0 | 0 | 0 | 0 | 0 | 0 | 0 | 34429.0495 | 0 | 0 | 0 | 0 | 0 | 0 | 0 | 0 | 0 | -85351.4514 | 0 | 0 | 0 | 0 | 0 | 0 | 0 | 0
2016-12-15 01:00 | 0 | 0 | 0 | 0 | 447698.6082 | 0 | 537977 | 0 | 0 | 0 | 0 | 200531.9649 | 0 | 0 | 0 | 0 | 0 | 0 | 0 | 4997800.1143 | 0 | 0 | 0 | 0 | 0 | 0 | 0 | 0 | 0 | 0 | 0 | -83051.4577 | 0 | 0 | 0 | 0 | 0 | 0 | 0 | 0 | 0 | -7226.9341 | 0 | 0 | 0 | 0 | 0 | 0 | 0 | 0
2016-12-15 02:00 | 0 | 0 | 0 | 0 | 403196.479 | 0 | 527870 | 0 | 0 | 0 | 0 | 283583.4226 | 0 | 0 | 0 | 0 | 0 | 0 | 0 | 4790075.1356 | 0 | 0 | 0 | 0 | 0 | 0 | 0 | 0 | 0 | 0 | 0 | 83051.4577 | 0 | 0 | 0 | 0 | 0 | 0 | 0 | 0 | 0 | -207724.9787 | 0 | 0 | 0 | 0 | 0 | 0 | 0 | 0
2016-12-15 03:00 | 0 | 0 | 0 | 0 | 356701.2487 | 0 | 508040 | 0 | 0 | 0 | 0 | 200531.9649 | 0 | 0 | 0 | 0 | 0 | 0 | 0 | 4721787.842 | 0 | 0 | 0 | 0 | 0 | 0 | 0 | 0 | 0 | 0 | 0 | -83051.4577 | 0 | 0 | 0 | 0 | 0 | 0 | 0 | 0 | 0 | -68287.2936 | 0 | 0 | 0 | 0 | 0 | 0 | 0 | 0
2016-12-15 04:00 | 0 | 0 | 0 | 0 | 122826.3561 | 0 | 483044 | 0 | 0 | 0 | 0 | 117480.5072 | 0 | 0 | 0 | 0 | 0 | 0 | 0 | 4444621.6559 | 0 | 0 | 0 | 0 | 0 | 0 | 0 | 0 | 0 | 0 | 0 | -83051.4577 | 0 | 0 | 0 | 0 | 0 | 0 | 0 | 0 | 0 | -277166.1862 | 0 | 0 | 0 | 0 | 0 | 0 | 0 | 0
2016-12-15 05:00 | 0 | 0 | 0 | 0 | 286535.7632 | 0 | 460192 | 0 | 0 | 0 | 0 | 200531.9649 | 0 | 0 | 0 | 0 | 0 | 0 | 0 | 4187913.9613 | 0 | 0 | 0 | 0 | 0 | 0 | 0 | 0 | 0 | 0 | 0 | 83051.4577 | 0 | 0 | 0 | 0 | 0 | 0 | 0 | 0 | 0 | -256707.6945 | 0 | 0 | 0 | 0 | 0 | 0 | 0 | 0
2016-12-15 06:00 | 0 | 0 | 0 | 0 | 261526.9413 | 0 | 444580 | 0 | 0 | 0 | 0 | 117480.5072 | 0 | 0 | 0 | 0 | 0 | 0 | 0 | 4087912.3604 | 0 | 0 | 0 | 0 | 0 | 0 | 0 | 0 | 0 | 0 | 0 | -83051.4577 | 0 | 0 | 0 | 0 | 0 | 0 | 0 | 0 | 0 | -100001.601 | 0 | 0 | 0 | 0 | 0 | 0 | 0 | 0
2016-12-15 07:00 | 0 | 0 | 0 | 0 | 239609.4878 | 0 | 435415 | 0 | 0 | 0 | 0 | 191087.363 | 0 | 0 | 0 | 0 | 0 | 0 | 0 | 3810746.1742 | 0 | 7753.8181 | 0 | 0 | 0 | 0 | 0 | 0 | 0 | 0 | 0 | 73606.8558 | 0 | 0 | 0 | 0 | 0 | 0 | 0 | 0 | 0 | -277166.1862 | 0 | 7753.8181 | 0 | 0 | 0 | 0 | 0 | 0
2016-12-15 08:00 | 0 | 0 | 0 | 0 | 228830.5964 | 0 | 432190 | 0 | 0 | 0 | 0 | 108035.9053 | 0 | 0 | 0 | 0 | 0 | 0 | 0 | 3657665.143 | 0 | 40526.9035 | 0 | 0 | 0 | 0 | 0 | 0 | 0 | 0 | 0 | -83051.4577 | 0 | 0 | 0 | 0 | 0 | 0 | 0 | 0 | 0 | -153081.0313 | 0 | 32773.0854 | 0 | 0 | 0 | 0 | 0 | 0
2016-12-15 09:00 | 0 | 0 | 0 | 0 | 218857.4801 | 0 | 436254 | 0 | 0 | 0 | 0 | 191087.363 | 0 | 0 | 0 | 0 | 0 | 0 | 0 | 3389990.2507 | 0 | 7753.8181 | 0 | 0 | 0 | 0 | 0 | 0 | 0 | 0 | 0 | 83051.4577 | 0 | 0 | 0 | 0 | 0 | 0 | 0 | 0 | 0 | -267674.8923 | 0 | -32773.0854 | 0 | 0 | 0 | 0 | 0 | 0
2016-12-15 10:00 | 0 | 0 | 0 | 0 | 126523.4415 | 0 | 453968 | 0 | 0 | 0 | 0 | 108035.9053 | 0 | 0 | 0 | 0 | 0 | 0 | 0 | 3112824.0645 | 0 | 40526.9035 | 0 | 0 | 0 | 0 | 0 | 0 | 0 | 0 | 0 | -83051.4577 | 0 | 0 | 0 | 0 | 0 | 0 | 0 | 0 | 0 | -277166.1862 | 0 | 32773.0854 | 0 | 0 | 0 | 0 | 0 | 0
2016-12-15 11:00 | 0 | 0 | 0 | 0 | 214506.3728 | 0 | 485955 | 0 | 0 | 0 | 0 | 146526.5496 | 0 | 0 | 0 | 0 | 0 | 0 | 0 | 2835657.8783 | 0 | 7753.8181 | 0 | 0 | 0 | 0 | 0 | 0 | 0 | 0 | 0 | 38490.6443 | 0 | 0 | 0 | 0 | 0 | 0 | 0 | 0 | 0 | -277166.1862 | 0 | -32773.0854 | 0 | 0 | 0 | 0 | 0 | 0
2016-12-15 12:00 | 0 | 0 | 0 | 0 | 224137.4997 | 0 | 516985 | 0 | 0 | 0 | 0 | 63475.0919 | 0 | 0 | 0 | 0 | 0 | 0 | 0 | 2593088.7504 | 0 | 40526.9035 | 0 | 0 | 0 | 0 | 0 | 0 | 0 | 0 | 0 | -83051.4577 | 0 | 0 | 0 | 0 | 0 | 0 | 0 | 0 | 0 | -242569.1279 | 0 | 32773.0854 | 0 | 0 | 0 | 0 | 0 | 0
2016-12-15 13:00 | 0 | 0 | 0 | 0 | 239091.0943 | 0 | 529454 | 0 | 0 | 0 | 0 | 83051.4577 | 0 | 0 | 0 | 0 | 0 | 0 | 0 | 2315922.5642 | 0 | 7753.8181 | 0 | 0 | 0 | 0 | 0 | 0 | 0 | 0 | 0 | 19576.3658 | 0 | 0 | 0 | 0 | 0 | 0 | 0 | 0 | 0 | -277166.1862 | 0 | -32773.0854 | 0 | 0 | 0 | 0 | 0 | 0
2016-12-15 14:00 | 0 | 0 | 0 | 0 | 127328.5285 | 36701.0096 | 532001 | 0 | 0 | 0 | 0 | 0 | 0 | 0 | 0 | 0 | 0 | 0 | 0 | 2038756.3781 | 0 | 0 | 0 | 0 | 0 | 0 | 0 | 0 | 0 | 0 | 0 | -83051.4577 | 0 | 0 | 0 | 0 | 0 | 0 | 0 | 0 | 0 | -277166.1862 | 0 | -7753.8181 | 0 | 0 | 0 | 0 | 0 | 0
2016-12-15 15:00 | 0 | 0 | 0 | 0 | 282180.5945 | 266926.6036 | 530640 | 0 | 0 | 0 | 0 | 83051.4577 | 0 | 0 | 0 | 0 | 0 | 0 | 0 | 1974172.1185 | 0 | 0 | 0 | 0 | 0 | 0 | 0 | 0 | 0 | 0 | 0 | 83051.4577 | 0 | 0 | 0 | 0 | 0 | 0 | 0 | 0 | 0 | -64584.2596 | 0 | 0 | 0 | 0 | 0 | 0 | 0 | 0
2016-12-15 16:00 | 0 | 0 | 0 | 0 | 0 | 358595.8303 | 526810 | 0 | 0 | 0 | 0 | 166102.9154 | 0 | 0 | 0 | 0 | 0 | 0 | 0 | 1722906.491 | 0 | 0 | 0 | 0 | 0 | 0 | 0 | 0 | 0 | 0 | 0 | 83051.4577 | 0 | 0 | 0 | 0 | 0 | 0 | 0 | 0 | 0 | -251265.6274 | 0 | 0 | 0 | 0 | 0 | 0 | 0 | 0
2016-12-15 17:00 | 0 | 0 | 0 | 0 | 335728.4748 | 385044.2872 | 521762 | 0 | 0 | 0 | 0 | 87947.4912 | 0 | 0 | 0 | 0 | 0 | 0 | 0 | 2000072.6772 | 0 | 0 | 0 | 0 | 0 | 0 | 0 | 0 | 0 | 0 | 0 | -78155.4242 | 0 | 0 | 0 | 0 | 0 | 0 | 0 | 0 | 0 | 277166.1862 | 0 | 0 | 0 | 0 | 0 | 0 | 0 | 0
2016-12-15 18:00 | 0 | 0 | 0 | 0 | 352904.899 | 386064.5771 | 517951 | 0 | 0 | 0 | 0 | 170998.9489 | 0 | 0 | 0 | 0 | 0 | 0 | 0 | 2138039.6956 | 0 | 0 | 0 | 0 | 0 | 0 | 0 | 0 | 0 | 0 | 0 | 83051.4577 | 0 | 0 | 0 | 0 | 0 | 0 | 0 | 0 | 0 | 137967.0184 | 0 | 0 | 0 | 0 | 0 | 0 | 0 | 0
2016-12-15 19:00 | 0 | 0 | 0 | 0 | 364800.9731 | 383285.8073 | 515590 | 0 | 0 | 0 | 0 | 126329.5432 | 0 | 0 | 0 | 0 | 0 | 0 | 0 | 2415205.8817 | 0 | 0 | 0 | 0 | 0 | 0 | 0 | 0 | 0 | 0 | 0 | -44669.4057 | 0 | 0 | 0 | 0 | 0 | 0 | 0 | 0 | 0 | 277166.1862 | 0 | 0 | 0 | 0 | 0 | 0 | 0 | 0
2016-12-15 20:00 | 0 | 0 | 0 | 0 | 374928.8261 | 379818.4437 | 515718 | 0 | 0 | 0 | 0 | 209381.0009 | 0 | 0 | 0 | 0 | 0 | 0 | 0 | 2571183.6938 | 0 | 0 | 0 | 0 | 0 | 0 | 0 | 0 | 0 | 0 | 0 | 83051.4577 | 0 | 0 | 0 | 0 | 0 | 0 | 0 | 0 | 0 | 155977.8121 | 0 | 0 | 0 | 0 | 0 | 0 | 0 | 0
2016-12-15 21:00 | 0 | 0 | 0 | 0 | 391148.2937 | 364914.5347 | 525072 | 0 | 0 | 0 | 0 | 163205.6432 | 0 | 0 | 0 | 0 | 0 | 0 | 0 | 2848349.88 | 0 | 0 | 0 | 0 | 0 | 0 | 0 | 0 | 0 | 0 | 0 | -46175.3578 | 0 | 0 | 0 | 0 | 0 | 0 | 0 | 0 | 0 | 277166.1862 | 0 | 0 | 0 | 0 | 0 | 0 | 0 | 0
2016-12-15 22:00 | 0 | 0 | 0 | 0 | 409240.2577 | 288350.6749 | 547634 | 0 | 0 | 0 | 0 | 246257.1009 | 0 | 0 | 0 | 0 | 0 | 0 | 0 | 2915255.3549 | 0 | 0 | 0 | 0 | 0 | 0 | 0 | 0 | 0 | 0 | 0 | 83051.4577 | 0 | 0 | 0 | 0 | 0 | 0 | 0 | 0 | 0 | 66905.4749 | 0 | 0 | 0 | 0 | 0 | 0 | 0 | 0
2016-12-15 23:00 | 0 | 0 | 0 | 0 | 464751.7859 | 65131.2946 | 565975 | 0 | 0 | 0 | 0 | 163205.6432 | 0 | 0 | 0 | 0 | 0 | 0 | 0 | 2962214.893 | 0 | 0 | 0 | 0 | 0 | 0 | 0 | 0 | 0 | 0 | 0 | -83051.4577 | 0 | 0 | 0 | 0 | 0 | 0 | 0 | 0 | 0 | 46959.5382 | 0 | 0 | 0 | 0 | 0 | 0 | 0 | 0
2016-12-16 | 0 | 0 | 0 | 0 | 493984.9877 | 21.5238 | 573691 | 0 | 0 | 0 | 0 | 246257.1009 | 0 | 0 | 0 | 0 | 0 | 0 | 0 | 2799478.9469 | 0 | 0 | 0 | 0 | 0 | 0 | 0 | 0 | 0 | 0 | 0 | 83051.4577 | 0 | 0 | 0 | 0 | 0 | 0 | 0 | 0 | 0 | -162735.9461 | 0 | 0 | 0 | 0 | 0 | 0 | 0 | 0
2016-12-16 01:00 | 0 | 0 | 0 | 0 | 489948.5862 | 0 | 574150 | 0 | 0 | 0 | 0 | 163205.6432 | 0 | 0 | 0 | 0 | 0 | 0 | 0 | 2798328.9908 | 0 | 0 | 0 | 0 | 0 | 0 | 0 | 0 | 0 | 0 | 0 | -83051.4577 | 0 | 0 | 0 | 0 | 0 | 0 | 0 | 0 | 0 | -1149.9561 | 0 | 0 | 0 | 0 | 0 | 0 | 0 | 0
2016-12-16 02:00 | 0 | 0 | 0 | 0 | 369740.2715 | 0 | 563855 | 0 | 0 | 0 | 0 | 246257.1009 | 0 | 0 | 0 | 0 | 0 | 0 | 0 | 2521162.8046 | 0 | 0 | 0 | 0 | 0 | 0 | 0 | 0 | 0 | 0 | 0 | 83051.4577 | 0 | 0 | 0 | 0 | 0 | 0 | 0 | 0 | 0 | -277166.1862 | 0 | 0 | 0 | 0 | 0 | 0 | 0 | 0
2016-12-16 03:00 | 0 | 0 | 0 | 0 | 440352.9344 | 0 | 542728 | 0 | 0 | 0 | 0 | 163205.6432 | 0 | 0 | 0 | 0 | 0 | 0 | 0 | 2501839.1967 | 0 | 0 | 0 | 0 | 0 | 0 | 0 | 0 | 0 | 0 | 0 | -83051.4577 | 0 | 0 | 0 | 0 | 0 | 0 | 0 | 0 | 0 | -19323.6079 | 0 | 0 | 0 | 0 | 0 | 0 | 0 | 0
2016-12-16 04:00 | 0 | 0 | 0 | 0 | 322519.2715 | 0 | 516634 | 0 | 0 | 0 | 0 | 246257.1009 | 0 | 0 | 0 | 0 | 0 | 0 | 0 | 2224673.0106 | 0 | 0 | 0 | 0 | 0 | 0 | 0 | 0 | 0 | 0 | 0 | 83051.4577 | 0 | 0 | 0 | 0 | 0 | 0 | 0 | 0 | 0 | -277166.1862 | 0 | 0 | 0 | 0 | 0 | 0 | 0 | 0
2016-12-16 05:00 | 0 | 0 | 0 | 0 | 390312.7526 | 0 | 494644 | 0 | 0 | 0 | 0 | 163205.6432 | 0 | 0 | 0 | 0 | 0 | 0 | 0 | 2203393.2209 | 0 | 0 | 0 | 0 | 0 | 0 | 0 | 0 | 0 | 0 | 0 | -83051.4577 | 0 | 0 | 0 | 0 | 0 | 0 | 0 | 0 | 0 | -21279.7897 | 0 | 0 | 0 | 0 | 0 | 0 | 0 | 0
2016-12-16 06:00 | 0 | 0 | 0 | 0 | 284052.2715 | 0 | 478167 | 0 | 0 | 0 | 0 | 246257.1009 | 0 | 0 | 0 | 0 | 0 | 0 | 0 | 1926227.0348 | 0 | 0 | 0 | 0 | 0 | 0 | 0 | 0 | 0 | 0 | 0 | 83051.4577 | 0 | 0 | 0 | 0 | 0 | 0 | 0 | 0 | 0 | -277166.1862 | 0 | 0 | 0 | 0 | 0 | 0 | 0 | 0
2016-12-16 07:00 | 0 | 0 | 0 | 0 | 372254.3205 | 0 | 468952 | 0 | 0 | 0 | 0 | 163205.6432 | 0 | 0 | 0 | 0 | 0 | 0 | 0 | 1912580.813 | 0 | 0 | 0 | 0 | 0 | 0 | 0 | 0 | 0 | 0 | 0 | -83051.4577 | 0 | 0 | 0 | 0 | 0 | 0 | 0 | 0 | 0 | -13646.2218 | 0 | 0 | 0 | 0 | 0 | 0 | 0 | 0
2016-12-16 08:00 | 0 | 0 | 0 | 0 | 370635.3058 | 0 | 464287 | 0 | 0 | 0 | 0 | 246257.1009 | 0 | 0 | 0 | 0 | 0 | 0 | 0 | 1735877.6611 | 0 | 0 | 0 | 0 | 0 | 0 | 0 | 0 | 0 | 0 | 0 | 83051.4577 | 0 | 0 | 0 | 0 | 0 | 0 | 0 | 0 | 0 | -176703.1519 | 0 | 0 | 0 | 0 | 0 | 0 | 0 | 0
2016-12-16 09:00 | 0 | 0 | 0 | 0 | 370659.2451 | 0 | 466808 | 0 | 0 | 0 | 0 | 163205.6432 | 0 | 0 | 0 | 0 | 0 | 0 | 0 | 1722780.3639 | 0 | 0 | 0 | 0 | 0 | 0 | 0 | 0 | 0 | 0 | 0 | -83051.4577 | 0 | 0 | 0 | 0 | 0 | 0 | 0 | 0 | 0 | -13097.2972 | 0 | 0 | 0 | 0 | 0 | 0 | 0 | 0
2016-12-16 10:00 | 0 | 0 | 0 | 0 | 205946.0861 | 0 | 480215 | 0 | 0 | 0 | 0 | 166102.9154 | 0 | 0 | 0 | 0 | 0 | 0 | 0 | 1445614.1777 | 0 | 0 | 0 | 0 | 0 | 0 | 0 | 0 | 0 | 0 | 0 | 2897.2723 | 0 | 0 | 0 | 0 | 0 | 0 | 0 | 0 | 0 | -277166.1862 | 0 | 0 | 0 | 0 | 0 | 0 | 0 | 0
2016-12-16 11:00 | 0 | 0 | 0 | 0 | 375123.5445 | 0 | 509127 | 0 | 0 | 0 | 0 | 83051.4577 | 0 | 0 | 0 | 0 | 0 | 0 | 0 | 1394662.18 | 0 | 0 | 0 | 0 | 0 | 0 | 0 | 0 | 0 | 0 | 0 | -83051.4577 | 0 | 0 | 0 | 0 | 0 | 0 | 0 | 0 | 0 | -50951.9977 | 0 | 0 | 0 | 0 | 0 | 0 | 0 | 0
2016-12-16 12:00 | 0 | 0 | 0 | 0 | 383811.0355 | 0 | 536307 | 0 | 0 | 0 | 0 | 166102.9154 | 0 | 0 | 0 | 0 | 0 | 0 | 0 | 1159114.7578 | 0 | 0 | 0 | 0 | 0 | 0 | 0 | 0 | 0 | 0 | 0 | 83051.4577 | 0 | 0 | 0 | 0 | 0 | 0 | 0 | 0 | 0 | -235547.4222 | 0 | 0 | 0 | 0 | 0 | 0 | 0 | 0
2016-12-16 13:00 | 0 | 0 | 0 | 0 | 388386.9685 | 0 | 546053 | 0 | 0 | 0 | 0 | 83051.4577 | 0 | 0 | 0 | 0 | 0 | 0 | 0 | 1084500.1839 | 0 | 0 | 0 | 0 | 0 | 0 | 0 | 0 | 0 | 0 | 0 | -83051.4577 | 0 | 0 | 0 | 0 | 0 | 0 | 0 | 0 | 0 | -74614.5738 | 0 | 0 | 0 | 0 | 0 | 0 | 0 | 0
2016-12-16 14:00 | 0 | 0 | 0 | 0 | 156596.4338 | 30940.9223 | 547755 | 0 | 0 | 0 | 0 | 0 | 0 | 0 | 0 | 0 | 0 | 0 | 0 | 807333.9978 | 0 | 0 | 0 | 0 | 0 | 0 | 0 | 0 | 0 | 0 | 0 | -83051.4577 | 0 | 0 | 0 | 0 | 0 | 0 | 0 | 0 | 0 | -277166.1862 | 0 | 0 | 0 | 0 | 0 | 0 | 0 | 0
2016-12-16 15:00 | 0 | 0 | 0 | 0 | 373965.7228 | 191292.7323 | 545038 | 0 | 0 | 0 | 0 | 0 | 0 | 0 | 0 | 0 | 0 | 0 | 0 | 827554.4529 | 0 | 0 | 0 | 0 | 0 | 0 | 0 | 0 | 0 | 0 | 0 | 0 | 0 | 0 | 0 | 0 | 0 | 0 | 0 | 0 | 0 | 20220.4551 | 0 | 0 | 0 | 0 | 0 | 0 | 0 | 0
2016-12-16 16:00 | 0 | 0 | 0 | 0 | 0 | 337970.2241 | 537828 | 0 | 0 | 0 | 0 | 0 | 0 | 0 | 0 | 0 | 0 | 0 | 0 | 627696.677 | 0 | 0 | 0 | 0 | 0 | 0 | 0 | 0 | 0 | 0 | 0 | 0 | 0 | 0 | 0 | 0 | 0 | 0 | 0 | 0 | 0 | -199857.7759 | 0 | 0 | 0 | 0 | 0 | 0 | 0 | 0
2016-12-16 17:00 | 0 | 0 | 0 | 0 | 369900.3389 | 414856.429 | 527938 | 0 | 0 | 0 | 0 | 83051.4577 | 0 | 0 | 0 | 0 | 0 | 0 | 0 | 801463.9872 | 0 | 0 | 0 | 0 | 0 | 0 | 0 | 0 | 0 | 0 | 0 | 83051.4577 | 0 | 0 | 0 | 0 | 0 | 0 | 0 | 0 | 0 | 173767.3102 | 0 | 0 | 0 | 0 | 0 | 0 | 0 | 0
2016-12-16 18:00 | 0 | 0 | 0 | 0 | 284052.5842 | 439093.9624 | 521278 | 0 | 0 | 0 | 0 | 0 | 0 | 0 | 0 | 0 | 0 | 0 | 0 | 1078630.1733 | 0 | 7753.8181 | 0 | 0 | 0 | 0 | 0 | 0 | 0 | 0 | 0 | -83051.4577 | 0 | 0 | 0 | 0 | 0 | 0 | 0 | 0 | 0 | 277166.1862 | 0 | 7753.8181 | 0 | 0 | 0 | 0 | 0 | 0
2016-12-16 19:00 | 0 | 0 | 0 | 0 | 377112.6788 | 445408.3714 | 516221 | 0 | 0 | 0 | 0 | 83051.4577 | 0 | 0 | 0 | 0 | 0 | 0 | 0 | 1269105.6805 | 0 | 40526.9035 | 0 | 0 | 0 | 0 | 0 | 0 | 0 | 0 | 0 | 83051.4577 | 0 | 0 | 0 | 0 | 0 | 0 | 0 | 0 | 0 | 190475.5072 | 0 | 32773.0854 | 0 | 0 | 0 | 0 | 0 | 0
2016-12-16 20:00 | 0 | 0 | 0 | 0 | 0 | 468169.3946 | 512984 | 0 | 0 | 0 | 0 | 0 | 0 | 0 | 0 | 0 | 0 | 0 | 0 | 1340115.6181 | 0 | 7753.8181 | 0 | 0 | 0 | 0 | 0 | 0 | 0 | 0 | 0 | -83051.4577 | 0 | 0 | 0 | 0 | 0 | 0 | 0 | 0 | 0 | 71009.9376 | 0 | -32773.0854 | 0 | 0 | 0 | 0 | 0 | 0
2016-12-16 21:00 | 0 | 0 | 0 | 0 | 0 | 497429.5832 | 516347 | 0 | 0 | 0 | 0 | 0 | 0 | 0 | 0 | 0 | 0 | 0 | 0 | 1328952.0195 | 0 | 0 | 0 | 0 | 0 | 0 | 0 | 0 | 0 | 0 | 0 | 0 | 0 | 0 | 0 | 0 | 0 | 0 | 0 | 0 | 0 | -11163.5987 | 0 | -7753.8181 | 0 | 0 | 0 | 0 | 0 | 0
2016-12-16 22:00 | 0 | 0 | 0 | 0 | 443229.9241 | 445950.7197 | 528963 | 0 | 0 | 0 | 0 | 83051.4577 | 0 | 0 | 0 | 0 | 0 | 0 | 0 | 1606118.2056 | 0 | 0 | 0 | 0 | 0 | 0 | 0 | 0 | 0 | 0 | 0 | 83051.4577 | 0 | 0 | 0 | 0 | 0 | 0 | 0 | 0 | 0 | 277166.1862 | 0 | 0 | 0 | 0 | 0 | 0 | 0 | 0
2016-12-16 23:00 | 0 | 0 | 0 | 0 | 498285.0276 | 173356.2465 | 538562 | 0 | 0 | 0 | 0 | 166102.9154 | 0 | 0 | 0 | 0 | 0 | 0 | 0 | 1656146.022 | 0 | 0 | 0 | 0 | 0 | 0 | 0 | 0 | 0 | 0 | 0 | 83051.4577 | 0 | 0 | 0 | 0 | 0 | 0 | 0 | 0 | 0 | 50027.8164 | 0 | 0 | 0 | 0 | 0 | 0 | 0 | 0
2016-12-17 | 0 | 0 | 0 | 0 | 511701.3473 | 1842.4596 | 538262 | 0 | 0 | 0 | 0 | 166102.9154 | 0 | 0 | 0 | 0 | 0 | 0 | 0 | 1631427.8289 | 0 | 0 | 0 | 0 | 0 | 0 | 0 | 0 | 0 | 0 | 0 | 0 | 0 | 0 | 0 | 0 | 0 | 0 | 0 | 0 | 0 | -24718.1931 | 0 | 0 | 0 | 0 | 0 | 0 | 0 | 0
2016-12-17 01:00 | 0 | 0 | 0 | 0 | 339907.2715 | 0 | 534022 | 0 | 0 | 0 | 0 | 249154.3731 | 0 | 0 | 0 | 0 | 0 | 0 | 0 | 1354261.6428 | 0 | 0 | 0 | 0 | 0 | 0 | 0 | 0 | 0 | 0 | 0 | 83051.4577 | 0 | 0 | 0 | 0 | 0 | 0 | 0 | 0 | 0 | -277166.1862 | 0 | 0 | 0 | 0 | 0 | 0 | 0 | 0
2016-12-17 02:00 | 0 | 0 | 0 | 0 | 528531.9575 | 0 | 521280 | 0 | 0 | 0 | 0 | 166102.9154 | 0 | 0 | 0 | 0 | 0 | 0 | 0 | 1444565.058 | 0 | 0 | 0 | 0 | 0 | 0 | 0 | 0 | 0 | 0 | 0 | -83051.4577 | 0 | 0 | 0 | 0 | 0 | 0 | 0 | 0 | 0 | 90303.4152 | 0 | 0 | 0 | 0 | 0 | 0 | 0 | 0
2016-12-17 03:00 | 0 | 0 | 0 | 0 | 141943.3561 | 0 | 502161 | 0 | 0 | 0 | 0 | 83051.4577 | 0 | 0 | 0 | 0 | 0 | 0 | 0 | 1167398.8718 | 0 | 0 | 0 | 0 | 0 | 0 | 0 | 0 | 0 | 0 | 0 | -83051.4577 | 0 | 0 | 0 | 0 | 0 | 0 | 0 | 0 | 0 | -277166.1862 | 0 | 0 | 0 | 0 | 0 | 0 | 0 | 0
2016-12-17 04:00 | 0 | 0 | 0 | 0 | 559328.3428 | 0 | 478629 | 0 | 0 | 0 | 0 | 0 | 0 | 0 | 0 | 0 | 0 | 0 | 0 | 1331149.6723 | 0 | 0 | 0 | 0 | 0 | 0 | 0 | 0 | 0 | 0 | 0 | -83051.4577 | 0 | 0 | 0 | 0 | 0 | 0 | 0 | 0 | 0 | 163750.8005 | 0 | 0 | 0 | 0 | 0 | 0 | 0 | 0
2016-12-17 05:00 | 0 | 0 | 0 | 0 | 179033.8138 | 0 | 456200 | 0 | 0 | 0 | 0 | 0 | 0 | 0 | 0 | 0 | 0 | 0 | 0 | 1053983.4862 | 0 | 0 | 0 | 0 | 0 | 0 | 0 | 0 | 0 | 0 | 0 | 0 | 0 | 0 | 0 | 0 | 0 | 0 | 0 | 0 | 0 | -277166.1862 | 0 | 0 | 0 | 0 | 0 | 0 | 0 | 0
2016-12-17 06:00 | 0 | 0 | 0 | 0 | 606414.1641 | 0 | 438385 | 0 | 0 | 0 | 0 | 83051.4577 | 0 | 0 | 0 | 0 | 0 | 0 | 0 | 1138961.1926 | 0 | 0 | 0 | 0 | 0 | 0 | 0 | 0 | 0 | 0 | 0 | 83051.4577 | 0 | 0 | 0 | 0 | 0 | 0 | 0 | 0 | 0 | 84977.7064 | 0 | 0 | 0 | 0 | 0 | 0 | 0 | 0
2016-12-17 07:00 | 0 | 0 | 0 | 0 | 630073.4722 | 0 | 425874 | 0 | 0 | 0 | 0 | 10084.7437 | 0 | 0 | 0 | 0 | 0 | 0 | 0 | 1416127.3788 | 0 | 0 | 0 | 0 | 0 | 0 | 0 | 0 | 0 | 0 | 0 | -72966.714 | 0 | 0 | 0 | 0 | 0 | 0 | 0 | 0 | 0 | 277166.1862 | 0 | 0 | 0 | 0 | 0 | 0 | 0 | 0
2016-12-17 08:00 | 0 | 0 | 0 | 0 | 649229.5164 | 0 | 418189 | 0 | 0 | 0 | 0 | 93136.2014 | 0 | 0 | 0 | 0 | 0 | 0 | 0 | 1564116.4375 | 0 | 0 | 0 | 0 | 0 | 0 | 0 | 0 | 0 | 0 | 0 | 83051.4577 | 0 | 0 | 0 | 0 | 0 | 0 | 0 | 0 | 0 | 147989.0587 | 0 | 0 | 0 | 0 | 0 | 0 | 0 | 0
2016-12-17 09:00 | 0 | 0 | 0 | 0 | 55427.3561 | 0 | 415645 | 0 | 0 | 0 | 0 | 10084.7437 | 0 | 0 | 0 | 0 | 0 | 0 | 0 | 1286950.2513 | 0 | 0 | 0 | 0 | 0 | 0 | 0 | 0 | 0 | 0 | 0 | -83051.4577 | 0 | 0 | 0 | 0 | 0 | 0 | 0 | 0 | 0 | -277166.1862 | 0 | 0 | 0 | 0 | 0 | 0 | 0 | 0
2016-12-17 10:00 | 0 | 0 | 0 | 0 | 665983.1738 | 0 | 418795 | 0 | 0 | 0 | 0 | 93136.2014 | 0 | 0 | 0 | 0 | 0 | 0 | 0 | 1451086.9675 | 0 | 0 | 0 | 0 | 0 | 0 | 0 | 0 | 0 | 0 | 0 | 83051.4577 | 0 | 0 | 0 | 0 | 0 | 0 | 0 | 0 | 0 | 164136.7161 | 0 | 0 | 0 | 0 | 0 | 0 | 0 | 0
2016-12-17 11:00 | 0 | 0 | 0 | 0 | 67729.3561 | 0 | 427947 | 0 | 0 | 0 | 0 | 10084.7437 | 0 | 0 | 0 | 0 | 0 | 0 | 0 | 1173920.7813 | 0 | 0 | 0 | 0 | 0 | 0 | 0 | 0 | 0 | 0 | 0 | -83051.4577 | 0 | 0 | 0 | 0 | 0 | 0 | 0 | 0 | 0 | -277166.1862 | 0 | 0 | 0 | 0 | 0 | 0 | 0 | 0
2016-12-17 12:00 | 0 | 0 | 0 | 0 | 664928.1198 | 0 | 441519 | 0 | 0 | 0 | 0 | 93136.2014 | 0 | 0 | 0 | 0 | 0 | 0 | 0 | 1314278.4434 | 0 | 0 | 0 | 0 | 0 | 0 | 0 | 0 | 0 | 0 | 0 | 83051.4577 | 0 | 0 | 0 | 0 | 0 | 0 | 0 | 0 | 0 | 140357.6621 | 0 | 0 | 0 | 0 | 0 | 0 | 0 | 0
2016-12-17 13:00 | 0 | 0 | 0 | 0 | 648680.5229 | 0 | 458175 | 0 | 0 | 0 | 0 | 10084.7437 | 0 | 0 | 0 | 0 | 0 | 0 | 0 | 1587835.424 | 0 | 0 | 0 | 0 | 0 | 0 | 0 | 0 | 0 | 0 | 0 | -83051.4577 | 0 | 0 | 0 | 0 | 0 | 0 | 0 | 0 | 0 | 273556.9806 | 0 | 0 | 0 | 0 | 0 | 0 | 0 | 0
2016-12-17 14:00 | 0 | 0 | 0 | 0 | 639289.2284 | 42702.4431 | 474077 | 0 | 0 | 0 | 0 | 93136.2014 | 0 | 0 | 0 | 0 | 0 | 0 | 0 | 1712698.6378 | 0 | 0 | 0 | 0 | 0 | 0 | 0 | 0 | 0 | 0 | 0 | 83051.4577 | 0 | 0 | 0 | 0 | 0 | 0 | 0 | 0 | 0 | 124863.2138 | 0 | 0 | 0 | 0 | 0 | 0 | 0 | 0
2016-12-17 15:00 | 0 | 0 | 0 | 0 | 0 | 362049.8806 | 484504 | 0 | 0 | 0 | 0 | 10084.7437 | 0 | 0 | 0 | 0 | 0 | 0 | 0 | 1673295.9761 | 0 | 0 | 0 | 0 | 0 | 0 | 0 | 0 | 0 | 0 | 0 | -83051.4577 | 0 | 0 | 0 | 0 | 0 | 0 | 0 | 0 | 0 | -39402.6617 | 0 | 0 | 0 | 0 | 0 | 0 | 0 | 0
2016-12-17 16:00 | 0 | 0 | 0 | 0 | 271630.3246 | 576063.3192 | 487476 | 0 | 0 | 0 | 0 | 93136.2014 | 0 | 0 | 0 | 0 | 0 | 0 | 0 | 1950462.1623 | 0 | 0 | 0 | 0 | 0 | 0 | 0 | 0 | 0 | 0 | 0 | 83051.4577 | 0 | 0 | 0 | 0 | 0 | 0 | 0 | 0 | 0 | 277166.1862 | 0 | 0 | 0 | 0 | 0 | 0 | 0 | 0
2016-12-17 17:00 | 0 | 0 | 0 | 0 | 0 | 585570.9149 | 484404 | 0 | 0 | 0 | 0 | 10084.7437 | 0 | 0 | 0 | 0 | 0 | 0 | 0 | 2134680.5349 | 0 | 0 | 0 | 0 | 0 | 0 | 0 | 0 | 0 | 0 | 0 | -83051.4577 | 0 | 0 | 0 | 0 | 0 | 0 | 0 | 0 | 0 | 184218.3726 | 0 | 0 | 0 | 0 | 0 | 0 | 0 | 0
2016-12-17 18:00 | 0 | 0 | 0 | 0 | 0 | 557733.3009 | 478451 | 0 | 0 | 0 | 0 | 93136.2014 | 0 | 0 | 0 | 0 | 0 | 0 | 0 | 2130911.3781 | 0 | 0 | 0 | 0 | 0 | 0 | 0 | 0 | 0 | 0 | 0 | 83051.4577 | 0 | 0 | 0 | 0 | 0 | 0 | 0 | 0 | 0 | -3769.1568 | 0 | 0 | 0 | 0 | 0 | 0 | 0 | 0
2016-12-17 19:00 | 0 | 0 | 0 | 0 | 122320.4281 | 544148.3003 | 472354 | 0 | 0 | 0 | 0 | 10084.7437 | 0 | 0 | 0 | 0 | 0 | 0 | 0 | 2408077.5643 | 0 | 0 | 0 | 0 | 0 | 0 | 0 | 0 | 0 | 0 | 0 | -83051.4577 | 0 | 0 | 0 | 0 | 0 | 0 | 0 | 0 | 0 | 277166.1862 | 0 | 0 | 0 | 0 | 0 | 0 | 0 | 0
2016-12-17 20:00 | 0 | 0 | 0 | 0 | 268416.2833 | 559945.3606 | 468144 | 0 | 0 | 0 | 0 | 93136.2014 | 0 | 0 | 0 | 0 | 0 | 0 | 0 | 2685243.7505 | 0 | 0 | 0 | 0 | 0 | 0 | 0 | 0 | 0 | 0 | 0 | 83051.4577 | 0 | 0 | 0 | 0 | 0 | 0 | 0 | 0 | 0 | 277166.1862 | 0 | 0 | 0 | 0 | 0 | 0 | 0 | 0
2016-12-17 21:00 | 0 | 0 | 0 | 0 | 81677.7493 | 583180.9791 | 470744 | 0 | 0 | 0 | 0 | 10084.7437 | 0 | 0 | 0 | 0 | 0 | 0 | 0 | 2962409.9366 | 0 | 0 | 0 | 0 | 0 | 0 | 0 | 0 | 0 | 0 | 0 | -83051.4577 | 0 | 0 | 0 | 0 | 0 | 0 | 0 | 0 | 0 | 277166.1862 | 0 | 0 | 0 | 0 | 0 | 0 | 0 | 0
2016-12-17 22:00 | 0 | 0 | 0 | 0 | 0 | 569118.7803 | 484005 | 0 | 0 | 0 | 0 | 93136.2014 | 0 | 0 | 0 | 0 | 0 | 0 | 0 | 2964472.2592 | 0 | 0 | 0 | 0 | 0 | 0 | 0 | 0 | 0 | 0 | 0 | 83051.4577 | 0 | 0 | 0 | 0 | 0 | 0 | 0 | 0 | 0 | 2062.3226 | 0 | 0 | 0 | 0 | 0 | 0 | 0 | 0
2016-12-17 23:00 | 0 | 0 | 0 | 0 | 0 | 236747.2756 | 495374 | 0 | 0 | 0 | 0 | 10084.7437 | 0 | 0 | 0 | 0 | 0 | 0 | 0 | 2788896.9925 | 0 | 0 | 0 | 0 | 0 | 0 | 0 | 0 | 0 | 0 | 0 | -83051.4577 | 0 | 0 | 0 | 0 | 0 | 0 | 0 | 0 | 0 | -175575.2667 | 0 | 0 | 0 | 0 | 0 | 0 | 0 | 0
2016-12-18 | 0 | 0 | 0 | 0 | 609393.9926 | 1901.5935 | 499639 | 0 | 0 | 0 | 0 | 93136.2014 | 0 | 0 | 0 | 0 | 0 | 0 | 0 | 2817502.1208 | 0 | 0 | 0 | 0 | 0 | 0 | 0 | 0 | 0 | 0 | 0 | 83051.4577 | 0 | 0 | 0 | 0 | 0 | 0 | 0 | 0 | 0 | 28605.1283 | 0 | 0 | 0 | 0 | 0 | 0 | 0 | 0
2016-12-18 01:00 | 0 | 0 | 0 | 0 | 584146.7858 | 0 | 500069 | 0 | 0 | 0 | 0 | 10084.7437 | 0 | 0 | 0 | 0 | 0 | 0 | 0 | 2984631.3644 | 0 | 0 | 0 | 0 | 0 | 0 | 0 | 0 | 0 | 0 | 0 | -83051.4577 | 0 | 0 | 0 | 0 | 0 | 0 | 0 | 0 | 0 | 167129.2435 | 0 | 0 | 0 | 0 | 0 | 0 | 0 | 0
2016-12-18 02:00 | 0 | 0 | 0 | 0 | 564074.3283 | 0 | 491239 | 0 | 0 | 0 | 0 | 93136.2014 | 0 | 0 | 0 | 0 | 0 | 0 | 0 | 2974415.235 | 0 | 0 | 0 | 0 | 0 | 0 | 0 | 0 | 0 | 0 | 0 | 83051.4577 | 0 | 0 | 0 | 0 | 0 | 0 | 0 | 0 | 0 | -10216.1294 | 0 | 0 | 0 | 0 | 0 | 0 | 0 | 0
2016-12-18 03:00 | 0 | 0 | 0 | 0 | 119102.3561 | 0 | 479320 | 0 | 0 | 0 | 0 | 10084.7437 | 0 | 0 | 0 | 0 | 0 | 0 | 0 | 2697249.0489 | 0 | 0 | 0 | 0 | 0 | 0 | 0 | 0 | 0 | 0 | 0 | -83051.4577 | 0 | 0 | 0 | 0 | 0 | 0 | 0 | 0 | 0 | -277166.1862 | 0 | 0 | 0 | 0 | 0 | 0 | 0 | 0
2016-12-18 04:00 | 0 | 0 | 0 | 0 | 541923.563 | 0 | 461403 | 0 | 0 | 0 | 0 | 93136.2014 | 0 | 0 | 0 | 0 | 0 | 0 | 0 | 2694718.1541 | 0 | 0 | 0 | 0 | 0 | 0 | 0 | 0 | 0 | 0 | 0 | 83051.4577 | 0 | 0 | 0 | 0 | 0 | 0 | 0 | 0 | 0 | -2530.8948 | 0 | 0 | 0 | 0 | 0 | 0 | 0 | 0
2016-12-18 05:00 | 0 | 0 | 0 | 0 | 83031.3561 | 0 | 443249 | 0 | 0 | 0 | 0 | 10084.7437 | 0 | 0 | 0 | 0 | 0 | 0 | 0 | 2417551.9679 | 0 | 0 | 0 | 0 | 0 | 0 | 0 | 0 | 0 | 0 | 0 | -83051.4577 | 0 | 0 | 0 | 0 | 0 | 0 | 0 | 0 | 0 | -277166.1862 | 0 | 0 | 0 | 0 | 0 | 0 | 0 | 0
2016-12-18 06:00 | 0 | 0 | 0 | 0 | 509713.9099 | 0 | 427707 | 0 | 0 | 0 | 0 | 93136.2014 | 0 | 0 | 0 | 0 | 0 | 0 | 0 | 2416507.4201 | 0 | 0 | 0 | 0 | 0 | 0 | 0 | 0 | 0 | 0 | 0 | 83051.4577 | 0 | 0 | 0 | 0 | 0 | 0 | 0 | 0 | 0 | -1044.5478 | 0 | 0 | 0 | 0 | 0 | 0 | 0 | 0
2016-12-18 07:00 | 0 | 0 | 0 | 0 | 493997.8754 | 0 | 417417 | 0 | 0 | 0 | 0 | 10084.7437 | 0 | 0 | 0 | 0 | 0 | 0 | 0 | 2576139.7532 | 0 | 0 | 0 | 0 | 0 | 0 | 0 | 0 | 0 | 0 | 0 | -83051.4577 | 0 | 0 | 0 | 0 | 0 | 0 | 0 | 0 | 0 | 159632.3331 | 0 | 0 | 0 | 0 | 0 | 0 | 0 | 0
2016-12-18 08:00 | 0 | 0 | 0 | 0 | 479807.891 | 0 | 412050 | 0 | 0 | 0 | 0 | 93136.2014 | 0 | 0 | 0 | 0 | 0 | 0 | 0 | 2560846.1865 | 0 | 0 | 0 | 0 | 0 | 0 | 0 | 0 | 0 | 0 | 0 | 83051.4577 | 0 | 0 | 0 | 0 | 0 | 0 | 0 | 0 | 0 | -15293.5667 | 0 | 0 | 0 | 0 | 0 | 0 | 0 | 0
2016-12-18 09:00 | 0 | 0 | 0 | 0 | 51292.3561 | 0 | 411510 | 0 | 0 | 0 | 0 | 10084.7437 | 0 | 0 | 0 | 0 | 0 | 0 | 0 | 2283680.0003 | 0 | 0 | 0 | 0 | 0 | 0 | 0 | 0 | 0 | 0 | 0 | -83051.4577 | 0 | 0 | 0 | 0 | 0 | 0 | 0 | 0 | 0 | -277166.1862 | 0 | 0 | 0 | 0 | 0 | 0 | 0 | 0
2016-12-18 10:00 | 0 | 0 | 0 | 0 | 425261.4808 | 0 | 415036 | 0 | 0 | 0 | 0 | 83051.4577 | 0 | 0 | 0 | 0 | 0 | 0 | 0 | 2220938.7672 | 0 | 0 | 0 | 0 | 0 | 0 | 0 | 0 | 0 | 0 | 0 | 72966.714 | 0 | 0 | 0 | 0 | 0 | 0 | 0 | 0 | 0 | -62741.2332 | 0 | 0 | 0 | 0 | 0 | 0 | 0 | 0
2016-12-18 11:00 | 0 | 0 | 0 | 0 | 403070.9876 | 0 | 424423 | 0 | 0 | 0 | 0 | 0 | 0 | 0 | 0 | 0 | 0 | 0 | 0 | 2282638.2125 | 0 | 0 | 0 | 0 | 0 | 0 | 0 | 0 | 0 | 0 | 0 | -83051.4577 | 0 | 0 | 0 | 0 | 0 | 0 | 0 | 0 | 0 | 61699.4453 | 0 | 0 | 0 | 0 | 0 | 0 | 0 | 0
2016-12-18 12:00 | 0 | 0 | 0 | 0 | 385100.7107 | 0 | 438142 | 0 | 0 | 0 | 0 | 83051.4577 | 0 | 0 | 0 | 0 | 0 | 0 | 0 | 2146545.4655 | 0 | 0 | 0 | 0 | 0 | 0 | 0 | 0 | 0 | 0 | 0 | 83051.4577 | 0 | 0 | 0 | 0 | 0 | 0 | 0 | 0 | 0 | -136092.747 | 0 | 0 | 0 | 0 | 0 | 0 | 0 | 0
2016-12-18 13:00 | 0 | 0 | 0 | 0 | 378544.3141 | 0 | 457346 | 0 | 0 | 0 | 0 | 0 | 0 | 0 | 0 | 0 | 0 | 0 | 0 | 2150795.2373 | 0 | 0 | 0 | 0 | 0 | 0 | 0 | 0 | 0 | 0 | 0 | -83051.4577 | 0 | 0 | 0 | 0 | 0 | 0 | 0 | 0 | 0 | 4249.7718 | 0 | 0 | 0 | 0 | 0 | 0 | 0 | 0
2016-12-18 14:00 | 0 | 0 | 0 | 0 | 376795.2384 | 90021.9704 | 474790 | 0 | 0 | 0 | 0 | 83051.4577 | 0 | 0 | 0 | 0 | 0 | 0 | 0 | 2059770.9885 | 0 | 0 | 0 | 0 | 0 | 0 | 0 | 0 | 0 | 0 | 0 | 83051.4577 | 0 | 0 | 0 | 0 | 0 | 0 | 0 | 0 | 0 | -91024.2488 | 0 | 0 | 0 | 0 | 0 | 0 | 0 | 0
2016-12-18 15:00 | 0 | 0 | 0 | 0 | 0 | 514917.9196 | 485275 | 0 | 0 | 0 | 0 | 0 | 0 | 0 | 0 | 0 | 0 | 0 | 0 | 2172465.3658 | 0 | 0 | 0 | 0 | 0 | 0 | 0 | 0 | 0 | 0 | 0 | -83051.4577 | 0 | 0 | 0 | 0 | 0 | 0 | 0 | 0 | 0 | 112694.3773 | 0 | 0 | 0 | 0 | 0 | 0 | 0 | 0
2016-12-18 16:00 | 0 | 0 | 0 | 0 | 0 | 682843.4524 | 488225 | 0 | 0 | 0 | 0 | 83051.4577 | 0 | 0 | 0 | 0 | 0 | 0 | 0 | 2284032.3604 | 0 | 0 | 0 | 0 | 0 | 0 | 0 | 0 | 0 | 0 | 0 | 83051.4577 | 0 | 0 | 0 | 0 | 0 | 0 | 0 | 0 | 0 | 111566.9947 | 0 | 0 | 0 | 0 | 0 | 0 | 0 | 0
2016-12-18 17:00 | 0 | 0 | 0 | 0 | 22136.5642 | 659220.1643 | 487242 | 0 | 0 | 0 | 0 | 0 | 0 | 0 | 0 | 0 | 0 | 0 | 0 | 2561198.5466 | 0 | 0 | 0 | 0 | 0 | 0 | 0 | 0 | 0 | 0 | 0 | -83051.4577 | 0 | 0 | 0 | 0 | 0 | 0 | 0 | 0 | 0 | 277166.1862 | 0 | 0 | 0 | 0 | 0 | 0 | 0 | 0
2016-12-18 18:00 | 0 | 0 | 0 | 0 | 0 | 618259.7862 | 484137 | 0 | 0 | 0 | 0 | 83051.4577 | 0 | 0 | 0 | 0 | 0 | 0 | 0 | 2612269.8751 | 0 | 0 | 0 | 0 | 0 | 0 | 0 | 0 | 0 | 0 | 0 | 83051.4577 | 0 | 0 | 0 | 0 | 0 | 0 | 0 | 0 | 0 | 51071.3285 | 0 | 0 | 0 | 0 | 0 | 0 | 0 | 0
2016-12-18 19:00 | 0 | 0 | 0 | 0 | 74365.3764 | 600408.3521 | 480659 | 0 | 0 | 0 | 0 | 0 | 0 | 0 | 0 | 0 | 0 | 0 | 0 | 2889436.0613 | 0 | 0 | 0 | 0 | 0 | 0 | 0 | 0 | 0 | 0 | 0 | -83051.4577 | 0 | 0 | 0 | 0 | 0 | 0 | 0 | 0 | 0 | 277166.1862 | 0 | 0 | 0 | 0 | 0 | 0 | 0 | 0
2016-12-18 20:00 | 0 | 0 | 0 | 0 | 0 | 616550.2274 | 479543 | 0 | 0 | 0 | 0 | 83051.4577 | 0 | 0 | 0 | 0 | 0 | 0 | 0 | 2943391.831 | 0 | 0 | 0 | 0 | 0 | 0 | 0 | 0 | 0 | 0 | 0 | 83051.4577 | 0 | 0 | 0 | 0 | 0 | 0 | 0 | 0 | 0 | 53955.7697 | 0 | 0 | 0 | 0 | 0 | 0 | 0 | 0
2016-12-18 21:00 | 0 | 0 | 0 | 0 | 200277.5712 | 646437.0727 | 486497 | 0 | 0 | 0 | 0 | 166102.9154 | 0 | 0 | 0 | 0 | 0 | 0 | 0 | 3220558.0171 | 0 | 0 | 0 | 0 | 0 | 0 | 0 | 0 | 0 | 0 | 0 | 83051.4577 | 0 | 0 | 0 | 0 | 0 | 0 | 0 | 0 | 0 | 277166.1862 | 0 | 0 | 0 | 0 | 0 | 0 | 0 | 0
2016-12-18 22:00 | 0 | 0 | 0 | 0 | 267253.5159 | 598445.128 | 505481 | 0 | 0 | 0 | 0 | 249154.3731 | 0 | 0 | 0 | 0 | 0 | 0 | 0 | 3497724.2033 | 0 | 0 | 0 | 0 | 0 | 0 | 0 | 0 | 0 | 0 | 0 | 83051.4577 | 0 | 0 | 0 | 0 | 0 | 0 | 0 | 0 | 0 | 277166.1862 | 0 | 0 | 0 | 0 | 0 | 0 | 0 | 0
2016-12-18 23:00 | 0 | 0 | 0 | 0 | 427258.5281 | 229044.8749 | 525851 | 0 | 0 | 0 | 0 | 332205.8308 | 0 | 0 | 0 | 0 | 0 | 0 | 0 | 3545125.1486 | 0 | 0 | 0 | 0 | 0 | 0 | 0 | 0 | 0 | 0 | 0 | 83051.4577 | 0 | 0 | 0 | 0 | 0 | 0 | 0 | 0 | 0 | 47400.9453 | 0 | 0 | 0 | 0 | 0 | 0 | 0 | 0
2016-12-19 | 0 | 0 | 0 | 0 | 174262.1739 | 2946.1822 | 537426 | 0 | 0 | 0 | 0 | 249154.3731 | 0 | 0 | 0 | 0 | 0 | 0 | 0 | 3267958.9624 | 0 | 0 | 0 | 0 | 0 | 0 | 0 | 0 | 0 | 0 | 0 | -83051.4577 | 0 | 0 | 0 | 0 | 0 | 0 | 0 | 0 | 0 | -277166.1862 | 0 | 0 | 0 | 0 | 0 | 0 | 0 | 0
2016-12-19 01:00 | 0 | 0 | 0 | 0 | 528256.3224 | 0 | 542277 | 0 | 0 | 0 | 0 | 166102.9154 | 0 | 0 | 0 | 0 | 0 | 0 | 0 | 3336989.7426 | 0 | 0 | 0 | 0 | 0 | 0 | 0 | 0 | 0 | 0 | 0 | -83051.4577 | 0 | 0 | 0 | 0 | 0 | 0 | 0 | 0 | 0 | 69030.7801 | 0 | 0 | 0 | 0 | 0 | 0 | 0 | 0
2016-12-19 02:00 | 0 | 0 | 0 | 0 | 174713.3561 | 0 | 534931 | 0 | 0 | 0 | 0 | 83051.4577 | 0 | 0 | 0 | 0 | 0 | 0 | 0 | 3059823.5564 | 0 | 0 | 0 | 0 | 0 | 0 | 0 | 0 | 0 | 0 | 0 | -83051.4577 | 0 | 0 | 0 | 0 | 0 | 0 | 0 | 0 | 0 | -277166.1862 | 0 | 0 | 0 | 0 | 0 | 0 | 0 | 0
2016-12-19 03:00 | 0 | 0 | 0 | 0 | 545478.1766 | 0 | 519640 | 0 | 0 | 0 | 0 | 166102.9154 | 0 | 0 | 0 | 0 | 0 | 0 | 0 | 3002610.2753 | 0 | 0 | 0 | 0 | 0 | 0 | 0 | 0 | 0 | 0 | 0 | 83051.4577 | 0 | 0 | 0 | 0 | 0 | 0 | 0 | 0 | 0 | -57213.2811 | 0 | 0 | 0 | 0 | 0 | 0 | 0 | 0
2016-12-19 04:00 | 0 | 0 | 0 | 0 | 139720.3561 | 0 | 499938 | 0 | 0 | 0 | 0 | 83051.4577 | 0 | 0 | 0 | 0 | 0 | 0 | 0 | 2725444.0892 | 0 | 0 | 0 | 0 | 0 | 0 | 0 | 0 | 0 | 0 | 0 | -83051.4577 | 0 | 0 | 0 | 0 | 0 | 0 | 0 | 0 | 0 | -277166.1862 | 0 | 0 | 0 | 0 | 0 | 0 | 0 | 0
2016-12-19 05:00 | 0 | 0 | 0 | 0 | 574729.8301 | 0 | 481449 | 0 | 0 | 0 | 0 | 0 | 0 | 0 | 0 | 0 | 0 | 0 | 0 | 2901776.3769 | 0 | 0 | 0 | 0 | 0 | 0 | 0 | 0 | 0 | 0 | 0 | -83051.4577 | 0 | 0 | 0 | 0 | 0 | 0 | 0 | 0 | 0 | 176332.2878 | 0 | 0 | 0 | 0 | 0 | 0 | 0 | 0
2016-12-19 06:00 | 0 | 0 | 0 | 0 | 274499.2715 | 0 | 468614 | 0 | 0 | 0 | 0 | 83051.4577 | 0 | 0 | 0 | 0 | 0 | 0 | 0 | 2624610.1908 | 0 | 0 | 0 | 0 | 0 | 0 | 0 | 0 | 0 | 0 | 0 | 83051.4577 | 0 | 0 | 0 | 0 | 0 | 0 | 0 | 0 | 0 | -277166.1862 | 0 | 0 | 0 | 0 | 0 | 0 | 0 | 0
2016-12-19 07:00 | 0 | 0 | 0 | 0 | 588692.9778 | 0 | 461616 | 0 | 0 | 0 | 0 | 166102.9154 | 0 | 0 | 0 | 0 | 0 | 0 | 0 | 2668635.7109 | 0 | 0 | 0 | 0 | 0 | 0 | 0 | 0 | 0 | 0 | 0 | 83051.4577 | 0 | 0 | 0 | 0 | 0 | 0 | 0 | 0 | 0 | 44025.5201 | 0 | 0 | 0 | 0 | 0 | 0 | 0 | 0
2016-12-19 08:00 | 0 | 0 | 0 | 0 | 99308.3561 | 0 | 459526 | 0 | 0 | 0 | 0 | 83051.4577 | 0 | 0 | 0 | 0 | 0 | 0 | 0 | 2391469.5247 | 0 | 0 | 0 | 0 | 0 | 0 | 0 | 0 | 0 | 0 | 0 | -83051.4577 | 0 | 0 | 0 | 0 | 0 | 0 | 0 | 0 | 0 | -277166.1862 | 0 | 0 | 0 | 0 | 0 | 0 | 0 | 0
2016-12-19 09:00 | 0 | 0 | 0 | 0 | 582249.3811 | 0 | 463945 | 0 | 0 | 0 | 0 | 166102.9154 | 0 | 0 | 0 | 0 | 0 | 0 | 0 | 2426722.4481 | 0 | 0 | 0 | 0 | 0 | 0 | 0 | 0 | 0 | 0 | 0 | 83051.4577 | 0 | 0 | 0 | 0 | 0 | 0 | 0 | 0 | 0 | 35252.9234 | 0 | 0 | 0 | 0 | 0 | 0 | 0 | 0
2016-12-19 10:00 | 0 | 0 | 0 | 0 | 574434.4988 | 0 | 480074 | 0 | 0 | 0 | 0 | 83051.4577 | 0 | 0 | 0 | 0 | 0 | 0 | 0 | 2604134.4046 | 0 | 0 | 0 | 0 | 0 | 0 | 0 | 0 | 0 | 0 | 0 | -83051.4577 | 0 | 0 | 0 | 0 | 0 | 0 | 0 | 0 | 0 | 177411.9565 | 0 | 0 | 0 | 0 | 0 | 0 | 0 | 0
2016-12-19 11:00 | 0 | 0 | 0 | 0 | 571331.8866 | 0 | 510834 | 0 | 0 | 0 | 0 | 166102.9154 | 0 | 0 | 0 | 0 | 0 | 0 | 0 | 2581580.8335 | 0 | 0 | 0 | 0 | 0 | 0 | 0 | 0 | 0 | 0 | 0 | 83051.4577 | 0 | 0 | 0 | 0 | 0 | 0 | 0 | 0 | 0 | -22553.5711 | 0 | 0 | 0 | 0 | 0 | 0 | 0 | 0
2016-12-19 12:00 | 0 | 0 | 0 | 0 | 182082.3561 | 0 | 542300 | 0 | 0 | 0 | 0 | 83051.4577 | 0 | 0 | 0 | 0 | 0 | 0 | 0 | 2304414.6474 | 0 | 0 | 0 | 0 | 0 | 0 | 0 | 0 | 0 | 0 | 0 | -83051.4577 | 0 | 0 | 0 | 0 | 0 | 0 | 0 | 0 | 0 | -277166.1862 | 0 | 0 | 0 | 0 | 0 | 0 | 0 | 0
2016-12-19 13:00 | 0 | 0 | 0 | 0 | 569421.9412 | 0 | 559266 | 0 | 0 | 0 | 0 | 83051.4577 | 0 | 0 | 0 | 0 | 0 | 0 | 0 | 2314570.5885 | 0 | 0 | 0 | 0 | 0 | 0 | 0 | 0 | 0 | 0 | 0 | 0 | 0 | 0 | 0 | 0 | 0 | 0 | 0 | 0 | 0 | 10155.9412 | 0 | 0 | 0 | 0 | 0 | 0 | 0 | 0
2016-12-19 14:00 | 0 | 0 | 0 | 0 | 169220.1422 | 36193.2139 | 565631 | 0 | 0 | 0 | 0 | 0 | 0 | 0 | 0 | 0 | 0 | 0 | 0 | 2037404.4024 | 0 | 0 | 0 | 0 | 0 | 0 | 0 | 0 | 0 | 0 | 0 | -83051.4577 | 0 | 0 | 0 | 0 | 0 | 0 | 0 | 0 | 0 | -277166.1862 | 0 | 0 | 0 | 0 | 0 | 0 | 0 | 0
2016-12-19 15:00 | 0 | 0 | 0 | 0 | 0 | 456075.0795 | 563343 | 0 | 0 | 0 | 0 | 0 | 0 | 0 | 0 | 0 | 0 | 0 | 0 | 1930136.4819 | 0 | 0 | 0 | 0 | 0 | 0 | 0 | 0 | 0 | 0 | 0 | 0 | 0 | 0 | 0 | 0 | 0 | 0 | 0 | 0 | 0 | -107267.9205 | 0 | 0 | 0 | 0 | 0 | 0 | 0 | 0
2016-12-19 16:00 | 0 | 0 | 0 | 0 | 295011.5068 | 620677.1371 | 555471 | 0 | 0 | 0 | 0 | 83051.4577 | 0 | 0 | 0 | 0 | 0 | 0 | 0 | 2207302.668 | 0 | 0 | 0 | 0 | 0 | 0 | 0 | 0 | 0 | 0 | 0 | 83051.4577 | 0 | 0 | 0 | 0 | 0 | 0 | 0 | 0 | 0 | 277166.1862 | 0 | 0 | 0 | 0 | 0 | 0 | 0 | 0
2016-12-19 17:00 | 0 | 0 | 0 | 0 | 0 | 609190.4369 | 545422 | 0 | 0 | 0 | 0 | 0 | 0 | 0 | 0 | 0 | 0 | 0 | 0 | 2354122.5626 | 0 | 0 | 0 | 0 | 0 | 0 | 0 | 0 | 0 | 0 | 0 | -83051.4577 | 0 | 0 | 0 | 0 | 0 | 0 | 0 | 0 | 0 | 146819.8946 | 0 | 0 | 0 | 0 | 0 | 0 | 0 | 0
2016-12-19 18:00 | 0 | 0 | 0 | 0 | 319142.6876 | 577565.9563 | 536491 | 0 | 0 | 0 | 0 | 83051.4577 | 0 | 0 | 0 | 0 | 0 | 0 | 0 | 2631288.7488 | 0 | 0 | 0 | 0 | 0 | 0 | 0 | 0 | 0 | 0 | 0 | 83051.4577 | 0 | 0 | 0 | 0 | 0 | 0 | 0 | 0 | 0 | 277166.1862 | 0 | 0 | 0 | 0 | 0 | 0 | 0 | 0
2016-12-19 19:00 | 0 | 0 | 0 | 0 | 163318.7099 | 559653.0185 | 528857 | 0 | 0 | 0 | 0 | 0 | 0 | 0 | 0 | 0 | 0 | 0 | 0 | 2908454.9349 | 0 | 0 | 0 | 0 | 0 | 0 | 0 | 0 | 0 | 0 | 0 | -83051.4577 | 0 | 0 | 0 | 0 | 0 | 0 | 0 | 0 | 0 | 277166.1862 | 0 | 0 | 0 | 0 | 0 | 0 | 0 | 0
2016-12-19 20:00 | 0 | 0 | 0 | 0 | 0 | 572717.9926 | 525223 | 0 | 0 | 0 | 0 | 83051.4577 | 0 | 0 | 0 | 0 | 0 | 0 | 0 | 2872898.4699 | 0 | 0 | 0 | 0 | 0 | 0 | 0 | 0 | 0 | 0 | 0 | 83051.4577 | 0 | 0 | 0 | 0 | 0 | 0 | 0 | 0 | 0 | -35556.4651 | 0 | 0 | 0 | 0 | 0 | 0 | 0 | 0
2016-12-19 21:00 | 0 | 0 | 0 | 0 | 208156.7318 | 598052.4544 | 529043 | 0 | 0 | 0 | 0 | 83051.4577 | 0 | 0 | 0 | 0 | 0 | 0 | 0 | 3150064.656 | 0 | 0 | 0 | 0 | 0 | 0 | 0 | 0 | 0 | 0 | 0 | 0 | 0 | 0 | 0 | 0 | 0 | 0 | 0 | 0 | 0 | 277166.1862 | 0 | 0 | 0 | 0 | 0 | 0 | 0 | 0
2016-12-19 22:00 | 0 | 0 | 0 | 0 | 0 | 535091.9997 | 548076 | 0 | 0 | 0 | 0 | 166102.9154 | 0 | 0 | 0 | 0 | 0 | 0 | 0 | 3054029.1981 | 0 | 0 | 0 | 0 | 0 | 0 | 0 | 0 | 0 | 0 | 0 | 83051.4577 | 0 | 0 | 0 | 0 | 0 | 0 | 0 | 0 | 0 | -96035.458 | 0 | 0 | 0 | 0 | 0 | 0 | 0 | 0
2016-12-19 23:00 | 0 | 0 | 0 | 0 | 0 | 239479.8037 | 567860 | 0 | 0 | 0 | 0 | 83051.4577 | 0 | 0 | 0 | 0 | 0 | 0 | 0 | 2808700.4595 | 0 | 0 | 0 | 0 | 0 | 0 | 0 | 0 | 0 | 0 | 0 | -83051.4577 | 0 | 0 | 0 | 0 | 0 | 0 | 0 | 0 | 0 | -245328.7386 | 0 | 0 | 0 | 0 | 0 | 0 | 0 | 0
2016-12-20 | 0 | 0 | 0 | 0 | 829977.4169 | 3088.7152 | 576875 | 0 | 0 | 0 | 0 | 166102.9154 | 0 | 0 | 0 | 0 | 0 | 0 | 0 | 2981840.1338 | 0 | 0 | 0 | 0 | 0 | 0 | 0 | 0 | 0 | 0 | 0 | 83051.4577 | 0 | 0 | 0 | 0 | 0 | 0 | 0 | 0 | 0 | 173139.6743 | 0 | 0 | 0 | 0 | 0 | 0 | 0 | 0
2016-12-20 01:00 | 0 | 0 | 0 | 0 | 217305.3561 | 0 | 577523 | 0 | 0 | 0 | 0 | 83051.4577 | 0 | 0 | 0 | 0 | 0 | 0 | 0 | 2704673.9476 | 0 | 0 | 0 | 0 | 0 | 0 | 0 | 0 | 0 | 0 | 0 | -83051.4577 | 0 | 0 | 0 | 0 | 0 | 0 | 0 | 0 | 0 | -277166.1862 | 0 | 0 | 0 | 0 | 0 | 0 | 0 | 0
2016-12-20 02:00 | 0 | 0 | 0 | 0 | 206054.3561 | 0 | 566272 | 0 | 0 | 0 | 0 | 0 | 0 | 0 | 0 | 0 | 0 | 0 | 0 | 2427507.7615 | 0 | 0 | 0 | 0 | 0 | 0 | 0 | 0 | 0 | 0 | 0 | -83051.4577 | 0 | 0 | 0 | 0 | 0 | 0 | 0 | 0 | 0 | -277166.1862 | 0 | 0 | 0 | 0 | 0 | 0 | 0 | 0
2016-12-20 03:00 | 0 | 0 | 0 | 0 | 857761.9494 | 0 | 545611 | 0 | 0 | 0 | 0 | 83051.4577 | 0 | 0 | 0 | 0 | 0 | 0 | 0 | 2656607.2531 | 0 | 0 | 0 | 0 | 0 | 0 | 0 | 0 | 0 | 0 | 0 | 83051.4577 | 0 | 0 | 0 | 0 | 0 | 0 | 0 | 0 | 0 | 229099.4917 | 0 | 0 | 0 | 0 | 0 | 0 | 0 | 0
2016-12-20 04:00 | 0 | 0 | 0 | 0 | 160485.3561 | 0 | 520703 | 0 | 0 | 0 | 0 | 0 | 0 | 0 | 0 | 0 | 0 | 0 | 0 | 2379441.067 | 0 | 0 | 0 | 0 | 0 | 0 | 0 | 0 | 0 | 0 | 0 | -83051.4577 | 0 | 0 | 0 | 0 | 0 | 0 | 0 | 0 | 0 | -277166.1862 | 0 | 0 | 0 | 0 | 0 | 0 | 0 | 0
2016-12-20 05:00 | 0 | 0 | 0 | 0 | 775768.1862 | 0 | 498602 | 0 | 0 | 0 | 0 | 0 | 0 | 0 | 0 | 0 | 0 | 0 | 0 | 2656607.2531 | 0 | 0 | 0 | 0 | 0 | 0 | 0 | 0 | 0 | 0 | 0 | 0 | 0 | 0 | 0 | 0 | 0 | 0 | 0 | 0 | 0 | 277166.1862 | 0 | 0 | 0 | 0 | 0 | 0 | 0 | 0
2016-12-20 06:00 | 0 | 0 | 0 | 0 | 841155.6439 | 0 | 480938 | 0 | 0 | 0 | 0 | 83051.4577 | 0 | 0 | 0 | 0 | 0 | 0 | 0 | 2933773.4393 | 0 | 0 | 0 | 0 | 0 | 0 | 0 | 0 | 0 | 0 | 0 | 83051.4577 | 0 | 0 | 0 | 0 | 0 | 0 | 0 | 0 | 0 | 277166.1862 | 0 | 0 | 0 | 0 | 0 | 0 | 0 | 0
2016-12-20 07:00 | 0 | 0 | 0 | 0 | 110606.3561 | 0 | 470824 | 0 | 0 | 0 | 0 | 0 | 0 | 0 | 0 | 0 | 0 | 0 | 0 | 2656607.2531 | 0 | 0 | 0 | 0 | 0 | 0 | 0 | 0 | 0 | 0 | 0 | -83051.4577 | 0 | 0 | 0 | 0 | 0 | 0 | 0 | 0 | 0 | -277166.1862 | 0 | 0 | 0 | 0 | 0 | 0 | 0 | 0
2016-12-20 08:00 | 0 | 0 | 0 | 0 | 272984.2715 | 0 | 467099 | 0 | 0 | 0 | 0 | 83051.4577 | 0 | 0 | 0 | 0 | 0 | 0 | 0 | 2379441.067 | 0 | 0 | 0 | 0 | 0 | 0 | 0 | 0 | 0 | 0 | 0 | 83051.4577 | 0 | 0 | 0 | 0 | 0 | 0 | 0 | 0 | 0 | -277166.1862 | 0 | 0 | 0 | 0 | 0 | 0 | 0 | 0
2016-12-20 09:00 | 0 | 0 | 0 | 0 | 664611.7285 | 0 | 470497 | 0 | 0 | 0 | 0 | 0 | 0 | 0 | 0 | 0 | 0 | 0 | 0 | 2656607.2531 | 0 | 0 | 0 | 0 | 0 | 0 | 0 | 0 | 0 | 0 | 0 | -83051.4577 | 0 | 0 | 0 | 0 | 0 | 0 | 0 | 0 | 0 | 277166.1862 | 0 | 0 | 0 | 0 | 0 | 0 | 0 | 0
2016-12-20 10:00 | 0 | 0 | 0 | 0 | 289258.2715 | 0 | 483373 | 0 | 0 | 0 | 0 | 83051.4577 | 0 | 0 | 0 | 0 | 0 | 0 | 0 | 2379441.067 | 0 | 0 | 0 | 0 | 0 | 0 | 0 | 0 | 0 | 0 | 0 | 83051.4577 | 0 | 0 | 0 | 0 | 0 | 0 | 0 | 0 | 0 | -277166.1862 | 0 | 0 | 0 | 0 | 0 | 0 | 0 | 0
2016-12-20 11:00 | 0 | 0 | 0 | 0 | 815425.8832 | 0 | 509656 | 0 | 0 | 0 | 0 | 166102.9154 | 0 | 0 | 0 | 0 | 0 | 0 | 0 | 2602159.4924 | 0 | 0 | 0 | 0 | 0 | 0 | 0 | 0 | 0 | 0 | 0 | 83051.4577 | 0 | 0 | 0 | 0 | 0 | 0 | 0 | 0 | 0 | 222718.4254 | 0 | 0 | 0 | 0 | 0 | 0 | 0 | 0
2016-12-20 12:00 | 0 | 0 | 0 | 0 | 177092.3561 | 0 | 537310 | 0 | 0 | 0 | 0 | 83051.4577 | 0 | 0 | 0 | 0 | 0 | 0 | 0 | 2324993.3063 | 0 | 0 | 0 | 0 | 0 | 0 | 0 | 0 | 0 | 0 | 0 | -83051.4577 | 0 | 0 | 0 | 0 | 0 | 0 | 0 | 0 | 0 | -277166.1862 | 0 | 0 | 0 | 0 | 0 | 0 | 0 | 0
2016-12-20 13:00 | 0 | 0 | 0 | 0 | 769388.5151 | 0 | 547315 | 0 | 0 | 0 | 0 | 83051.4577 | 0 | 0 | 0 | 0 | 0 | 0 | 0 | 2547066.8213 | 0 | 0 | 0 | 0 | 0 | 0 | 0 | 0 | 0 | 0 | 0 | 0 | 0 | 0 | 0 | 0 | 0 | 0 | 0 | 0 | 0 | 222073.5151 | 0 | 0 | 0 | 0 | 0 | 0 | 0 | 0
2016-12-20 14:00 | 0 | 0 | 0 | 0 | 145991.8979 | 39784.4582 | 545994 | 0 | 0 | 0 | 0 | 0 | 0 | 0 | 0 | 0 | 0 | 0 | 0 | 2269900.6351 | 0 | 0 | 0 | 0 | 0 | 0 | 0 | 0 | 0 | 0 | 0 | -83051.4577 | 0 | 0 | 0 | 0 | 0 | 0 | 0 | 0 | 0 | -277166.1862 | 0 | 0 | 0 | 0 | 0 | 0 | 0 | 0
2016-12-20 15:00 | 0 | 0 | 0 | 0 | 446267.3983 | 451848.2456 | 537898 | 0 | 0 | 0 | 0 | 83051.4577 | 0 | 0 | 0 | 0 | 0 | 0 | 0 | 2547066.8213 | 0 | 0 | 0 | 0 | 0 | 0 | 0 | 0 | 0 | 0 | 0 | 83051.4577 | 0 | 0 | 0 | 0 | 0 | 0 | 0 | 0 | 0 | 277166.1862 | 0 | 0 | 0 | 0 | 0 | 0 | 0 | 0
2016-12-20 16:00 | 0 | 0 | 0 | 0 | 0 | 614319.4756 | 525586 | 0 | 0 | 0 | 0 | 166102.9154 | 0 | 0 | 0 | 0 | 0 | 0 | 0 | 2552748.8392 | 0 | 0 | 0 | 0 | 0 | 0 | 0 | 0 | 0 | 0 | 0 | 83051.4577 | 0 | 0 | 0 | 0 | 0 | 0 | 0 | 0 | 0 | 5682.0179 | 0 | 0 | 0 | 0 | 0 | 0 | 0 | 0
2016-12-20 17:00 | 0 | 0 | 0 | 0 | 90710.6577 | 614871.0707 | 511467 | 0 | 0 | 0 | 0 | 83051.4577 | 0 | 0 | 0 | 0 | 0 | 0 | 0 | 2829915.0254 | 0 | 0 | 0 | 0 | 0 | 0 | 0 | 0 | 0 | 0 | 0 | -83051.4577 | 0 | 0 | 0 | 0 | 0 | 0 | 0 | 0 | 0 | 277166.1862 | 0 | 0 | 0 | 0 | 0 | 0 | 0 | 0
2016-12-20 18:00 | 0 | 0 | 0 | 0 | 0 | 572752.1032 | 499927 | 0 | 0 | 0 | 0 | 166102.9154 | 0 | 0 | 0 | 0 | 0 | 0 | 0 | 2819688.6709 | 0 | 0 | 0 | 0 | 0 | 0 | 0 | 0 | 0 | 0 | 0 | 83051.4577 | 0 | 0 | 0 | 0 | 0 | 0 | 0 | 0 | 0 | -10226.3545 | 0 | 0 | 0 | 0 | 0 | 0 | 0 | 0
2016-12-20 19:00 | 0 | 0 | 0 | 0 | 137485.4057 | 547770.3227 | 491141 | 0 | 0 | 0 | 0 | 83051.4577 | 0 | 0 | 0 | 0 | 0 | 0 | 0 | 3096854.857 | 0 | 0 | 0 | 0 | 0 | 0 | 0 | 0 | 0 | 0 | 0 | -83051.4577 | 0 | 0 | 0 | 0 | 0 | 0 | 0 | 0 | 0 | 277166.1862 | 0 | 0 | 0 | 0 | 0 | 0 | 0 | 0
2016-12-20 20:00 | 0 | 0 | 0 | 0 | 289819.1095 | 556860.5344 | 486462 | 0 | 0 | 0 | 0 | 166102.9154 | 0 | 0 | 0 | 0 | 0 | 0 | 0 | 3374021.0432 | 0 | 0 | 0 | 0 | 0 | 0 | 0 | 0 | 0 | 0 | 0 | 83051.4577 | 0 | 0 | 0 | 0 | 0 | 0 | 0 | 0 | 0 | 277166.1862 | 0 | 0 | 0 | 0 | 0 | 0 | 0 | 0
2016-12-20 21:00 | 0 | 0 | 0 | 0 | 121430.5026 | 562687.2259 | 490003 | 0 | 0 | 0 | 0 | 83051.4577 | 0 | 0 | 0 | 0 | 0 | 0 | 0 | 3651187.2294 | 0 | 0 | 0 | 0 | 0 | 0 | 0 | 0 | 0 | 0 | 0 | -83051.4577 | 0 | 0 | 0 | 0 | 0 | 0 | 0 | 0 | 0 | 277166.1862 | 0 | 0 | 0 | 0 | 0 | 0 | 0 | 0
2016-12-20 22:00 | 0 | 0 | 0 | 0 | 0 | 473134.7355 | 509653 | 0 | 0 | 0 | 0 | 166102.9154 | 0 | 0 | 0 | 0 | 0 | 0 | 0 | 3531617.5072 | 0 | 0 | 0 | 0 | 0 | 0 | 0 | 0 | 0 | 0 | 0 | 83051.4577 | 0 | 0 | 0 | 0 | 0 | 0 | 0 | 0 | 0 | -119569.7222 | 0 | 0 | 0 | 0 | 0 | 0 | 0 | 0
2016-12-20 23:00 | 0 | 0 | 0 | 0 | 529259.1515 | 159384.3291 | 529350 | 0 | 0 | 0 | 0 | 83051.4577 | 0 | 0 | 0 | 0 | 0 | 0 | 0 | 3773962.4455 | 0 | 0 | 0 | 0 | 0 | 0 | 0 | 0 | 0 | 0 | 0 | -83051.4577 | 0 | 0 | 0 | 0 | 0 | 0 | 0 | 0 | 0 | 242344.9383 | 0 | 0 | 0 | 0 | 0 | 0 | 0 | 0
2016-12-21 | 0 | 0 | 0 | 0 | 175725.9902 | 3131.366 | 539075 | 0 | 0 | 0 | 0 | 0 | 0 | 0 | 0 | 0 | 0 | 0 | 0 | 3496796.2594 | 0 | 0 | 0 | 0 | 0 | 0 | 0 | 0 | 0 | 0 | 0 | -83051.4577 | 0 | 0 | 0 | 0 | 0 | 0 | 0 | 0 | 0 | -277166.1862 | 0 | 0 | 0 | 0 | 0 | 0 | 0 | 0
2016-12-21 01:00 | 0 | 0 | 0 | 0 | 614961.6972 | 0 | 541622 | 0 | 0 | 0 | 0 | 83051.4577 | 0 | 0 | 0 | 0 | 0 | 0 | 0 | 3487084.4988 | 0 | 0 | 0 | 0 | 0 | 0 | 0 | 0 | 0 | 0 | 0 | 83051.4577 | 0 | 0 | 0 | 0 | 0 | 0 | 0 | 0 | 0 | -9711.7606 | 0 | 0 | 0 | 0 | 0 | 0 | 0 | 0
2016-12-21 02:00 | 0 | 0 | 0 | 0 | 171982.3561 | 0 | 532200 | 0 | 0 | 0 | 0 | 0 | 0 | 0 | 0 | 0 | 0 | 0 | 0 | 3209918.3126 | 0 | 0 | 0 | 0 | 0 | 0 | 0 | 0 | 0 | 0 | 0 | -83051.4577 | 0 | 0 | 0 | 0 | 0 | 0 | 0 | 0 | 0 | -277166.1862 | 0 | 0 | 0 | 0 | 0 | 0 | 0 | 0
2016-12-21 03:00 | 0 | 0 | 0 | 0 | 690707.7276 | 0 | 513573 | 0 | 0 | 0 | 0 | 83051.4577 | 0 | 0 | 0 | 0 | 0 | 0 | 0 | 3304001.5825 | 0 | 0 | 0 | 0 | 0 | 0 | 0 | 0 | 0 | 0 | 0 | 83051.4577 | 0 | 0 | 0 | 0 | 0 | 0 | 0 | 0 | 0 | 94083.2699 | 0 | 0 | 0 | 0 | 0 | 0 | 0 | 0
2016-12-21 04:00 | 0 | 0 | 0 | 0 | 130349.3561 | 0 | 490567 | 0 | 0 | 0 | 0 | 0 | 0 | 0 | 0 | 0 | 0 | 0 | 0 | 3026835.3964 | 0 | 0 | 0 | 0 | 0 | 0 | 0 | 0 | 0 | 0 | 0 | -83051.4577 | 0 | 0 | 0 | 0 | 0 | 0 | 0 | 0 | 0 | -277166.1862 | 0 | 0 | 0 | 0 | 0 | 0 | 0 | 0
2016-12-21 05:00 | 0 | 0 | 0 | 0 | 709768.064 | 0 | 468962 | 0 | 0 | 0 | 0 | 83051.4577 | 0 | 0 | 0 | 0 | 0 | 0 | 0 | 3184590.0027 | 0 | 0 | 0 | 0 | 0 | 0 | 0 | 0 | 0 | 0 | 0 | 83051.4577 | 0 | 0 | 0 | 0 | 0 | 0 | 0 | 0 | 0 | 157754.6063 | 0 | 0 | 0 | 0 | 0 | 0 | 0 | 0
2016-12-21 06:00 | 0 | 0 | 0 | 0 | 93578.3561 | 0 | 453796 | 0 | 0 | 0 | 0 | 0 | 0 | 0 | 0 | 0 | 0 | 0 | 0 | 2907423.8165 | 0 | 0 | 0 | 0 | 0 | 0 | 0 | 0 | 0 | 0 | 0 | -83051.4577 | 0 | 0 | 0 | 0 | 0 | 0 | 0 | 0 | 0 | -277166.1862 | 0 | 0 | 0 | 0 | 0 | 0 | 0 | 0
2016-12-21 07:00 | 0 | 0 | 0 | 0 | 709790.3693 | 0 | 445178 | 0 | 0 | 0 | 0 | 83051.4577 | 0 | 0 | 0 | 0 | 0 | 0 | 0 | 3088984.7281 | 0 | 0 | 0 | 0 | 0 | 0 | 0 | 0 | 0 | 0 | 0 | 83051.4577 | 0 | 0 | 0 | 0 | 0 | 0 | 0 | 0 | 0 | 181560.9116 | 0 | 0 | 0 | 0 | 0 | 0 | 0 | 0
2016-12-21 08:00 | 0 | 0 | 0 | 0 | 81662.3561 | 0 | 441880 | 0 | 0 | 0 | 0 | 0 | 0 | 0 | 0 | 0 | 0 | 0 | 0 | 2811818.5419 | 0 | 0 | 0 | 0 | 0 | 0 | 0 | 0 | 0 | 0 | 0 | -83051.4577 | 0 | 0 | 0 | 0 | 0 | 0 | 0 | 0 | 0 | -277166.1862 | 0 | 0 | 0 | 0 | 0 | 0 | 0 | 0
2016-12-21 09:00 | 0 | 0 | 0 | 0 | 713464.1082 | 0 | 444408 | 0 | 0 | 0 | 0 | 83051.4577 | 0 | 0 | 0 | 0 | 0 | 0 | 0 | 2997823.1924 | 0 | 0 | 0 | 0 | 0 | 0 | 0 | 0 | 0 | 0 | 0 | 83051.4577 | 0 | 0 | 0 | 0 | 0 | 0 | 0 | 0 | 0 | 186004.6505 | 0 | 0 | 0 | 0 | 0 | 0 | 0 | 0
2016-12-21 10:00 | 0 | 0 | 0 | 0 | 96408.3561 | 0 | 456626 | 0 | 0 | 0 | 0 | 0 | 0 | 0 | 0 | 0 | 0 | 0 | 0 | 2720657.0063 | 0 | 0 | 0 | 0 | 0 | 0 | 0 | 0 | 0 | 0 | 0 | -83051.4577 | 0 | 0 | 0 | 0 | 0 | 0 | 0 | 0 | 0 | -277166.1862 | 0 | 0 | 0 | 0 | 0 | 0 | 0 | 0
2016-12-21 11:00 | 0 | 0 | 0 | 0 | 736768.6765 | 0 | 483811 | 0 | 0 | 0 | 0 | 83051.4577 | 0 | 0 | 0 | 0 | 0 | 0 | 0 | 2890563.225 | 0 | 0 | 0 | 0 | 0 | 0 | 0 | 0 | 0 | 0 | 0 | 83051.4577 | 0 | 0 | 0 | 0 | 0 | 0 | 0 | 0 | 0 | 169906.2188 | 0 | 0 | 0 | 0 | 0 | 0 | 0 | 0
2016-12-21 12:00 | 0 | 0 | 0 | 0 | 150068.3561 | 0 | 510286 | 0 | 0 | 0 | 0 | 0 | 0 | 0 | 0 | 0 | 0 | 0 | 0 | 2613397.0389 | 0 | 0 | 0 | 0 | 0 | 0 | 0 | 0 | 0 | 0 | 0 | -83051.4577 | 0 | 0 | 0 | 0 | 0 | 0 | 0 | 0 | 0 | -277166.1862 | 0 | 0 | 0 | 0 | 0 | 0 | 0 | 0
2016-12-21 13:00 | 0 | 0 | 0 | 0 | 773658.5067 | 0 | 520079 | 0 | 0 | 0 | 0 | 83051.4577 | 0 | 0 | 0 | 0 | 0 | 0 | 0 | 2783925.0879 | 0 | 0 | 0 | 0 | 0 | 0 | 0 | 0 | 0 | 0 | 0 | 83051.4577 | 0 | 0 | 0 | 0 | 0 | 0 | 0 | 0 | 0 | 170528.049 | 0 | 0 | 0 | 0 | 0 | 0 | 0 | 0
2016-12-21 14:00 | 0 | 0 | 0 | 0 | 121708.1447 | 35789.2114 | 517715 | 0 | 0 | 0 | 0 | 0 | 0 | 0 | 0 | 0 | 0 | 0 | 0 | 2506758.9017 | 0 | 0 | 0 | 0 | 0 | 0 | 0 | 0 | 0 | 0 | 0 | -83051.4577 | 0 | 0 | 0 | 0 | 0 | 0 | 0 | 0 | 0 | -277166.1862 | 0 | 0 | 0 | 0 | 0 | 0 | 0 | 0
2016-12-21 15:00 | 0 | 0 | 0 | 0 | 559522.5009 | 179505.91 | 509230 | 0 | 0 | 0 | 0 | 83051.4577 | 0 | 0 | 0 | 0 | 0 | 0 | 0 | 2653505.8548 | 0 | 0 | 0 | 0 | 0 | 0 | 0 | 0 | 0 | 0 | 0 | 83051.4577 | 0 | 0 | 0 | 0 | 0 | 0 | 0 | 0 | 0 | 146746.9531 | 0 | 0 | 0 | 0 | 0 | 0 | 0 | 0
2016-12-21 16:00 | 0 | 0 | 0 | 0 | 0 | 322733.7013 | 497804 | 0 | 0 | 0 | 0 | 83051.4577 | 0 | 0 | 0 | 0 | 0 | 0 | 0 | 2478435.5562 | 0 | 0 | 0 | 0 | 0 | 0 | 0 | 0 | 0 | 0 | 0 | 0 | 0 | 0 | 0 | 0 | 0 | 0 | 0 | 0 | 0 | -175070.2987 | 0 | 0 | 0 | 0 | 0 | 0 | 0 | 0
2016-12-21 17:00 | 0 | 0 | 0 | 0 | 459651.2181 | 386453.4257 | 485887 | 0 | 0 | 0 | 0 | 166102.9154 | 0 | 0 | 0 | 0 | 0 | 0 | 0 | 2755601.7423 | 0 | 0 | 0 | 0 | 0 | 0 | 0 | 0 | 0 | 0 | 0 | 83051.4577 | 0 | 0 | 0 | 0 | 0 | 0 | 0 | 0 | 0 | 277166.1862 | 0 | 0 | 0 | 0 | 0 | 0 | 0 | 0
2016-12-21 18:00 | 0 | 0 | 0 | 0 | 270351.6313 | 399019.0971 | 475256 | 0 | 0 | 0 | 0 | 83051.4577 | 0 | 0 | 0 | 0 | 0 | 0 | 0 | 3032767.9285 | 0 | 0 | 0 | 0 | 0 | 0 | 0 | 0 | 0 | 0 | 0 | -83051.4577 | 0 | 0 | 0 | 0 | 0 | 0 | 0 | 0 | 0 | 277166.1862 | 0 | 0 | 0 | 0 | 0 | 0 | 0 | 0
2016-12-21 19:00 | 0 | 0 | 0 | 0 | 0 | 398029.5948 | 467024 | 0 | 0 | 0 | 0 | 166102.9154 | 0 | 0 | 0 | 0 | 0 | 0 | 0 | 2880722.0655 | 0 | 0 | 0 | 0 | 0 | 0 | 0 | 0 | 0 | 0 | 0 | 83051.4577 | 0 | 0 | 0 | 0 | 0 | 0 | 0 | 0 | 0 | -152045.8629 | 0 | 0 | 0 | 0 | 0 | 0 | 0 | 0
2016-12-21 20:00 | 0 | 0 | 0 | 0 | 258748.8566 | 399526.8718 | 464161 | 0 | 0 | 0 | 0 | 83051.4577 | 0 | 0 | 0 | 0 | 0 | 0 | 0 | 3157888.2517 | 0 | 0 | 0 | 0 | 0 | 0 | 0 | 0 | 0 | 0 | 0 | -83051.4577 | 0 | 0 | 0 | 0 | 0 | 0 | 0 | 0 | 0 | 277166.1862 | 0 | 0 | 0 | 0 | 0 | 0 | 0 | 0
2016-12-21 21:00 | 0 | 0 | 0 | 0 | 0 | 383145.7438 | 469351 | 0 | 0 | 0 | 0 | 166102.9154 | 0 | 0 | 0 | 0 | 0 | 0 | 0 | 2988631.5378 | 0 | 0 | 0 | 0 | 0 | 0 | 0 | 0 | 0 | 0 | 0 | 83051.4577 | 0 | 0 | 0 | 0 | 0 | 0 | 0 | 0 | 0 | -169256.7139 | 0 | 0 | 0 | 0 | 0 | 0 | 0 | 0
2016-12-21 22:00 | 0 | 0 | 0 | 0 | 363117.8652 | 317509.8632 | 486513 | 0 | 0 | 0 | 0 | 83051.4577 | 0 | 0 | 0 | 0 | 0 | 0 | 0 | 3265797.724 | 0 | 0 | 0 | 0 | 0 | 0 | 0 | 0 | 0 | 0 | 0 | -83051.4577 | 0 | 0 | 0 | 0 | 0 | 0 | 0 | 0 | 0 | 277166.1862 | 0 | 0 | 0 | 0 | 0 | 0 | 0 | 0
2016-12-21 23:00 | 0 | 0 | 0 | 0 | 193916.8466 | 114398.425 | 502430 | 0 | 0 | 0 | 0 | 166102.9154 | 0 | 0 | 0 | 0 | 0 | 0 | 0 | 2988631.5378 | 0 | 0 | 0 | 0 | 0 | 0 | 0 | 0 | 0 | 0 | 0 | 83051.4577 | 0 | 0 | 0 | 0 | 0 | 0 | 0 | 0 | 0 | -277166.1862 | 0 | 0 | 0 | 0 | 0 | 0 | 0 | 0
2016-12-22 | 0 | 0 | 0 | 0 | 702004.7697 | 1272.9588 | 509163 | 0 | 0 | 0 | 0 | 83051.4577 | 0 | 0 | 0 | 0 | 0 | 0 | 0 | 3265797.724 | 0 | 0 | 0 | 0 | 0 | 0 | 0 | 0 | 0 | 0 | 0 | -83051.4577 | 0 | 0 | 0 | 0 | 0 | 0 | 0 | 0 | 0 | 277166.1862 | 0 | 0 | 0 | 0 | 0 | 0 | 0 | 0
2016-12-22 01:00 | 0 | 0 | 0 | 0 | 149650.3561 | 0 | 509868 | 0 | 0 | 0 | 0 | 0 | 0 | 0 | 0 | 0 | 0 | 0 | 0 | 2988631.5378 | 0 | 0 | 0 | 0 | 0 | 0 | 0 | 0 | 0 | 0 | 0 | -83051.4577 | 0 | 0 | 0 | 0 | 0 | 0 | 0 | 0 | 0 | -277166.1862 | 0 | 0 | 0 | 0 | 0 | 0 | 0 | 0
2016-12-22 02:00 | 0 | 0 | 0 | 0 | 787435.6549 | 0 | 500571 | 0 | 0 | 0 | 0 | 83051.4577 | 0 | 0 | 0 | 0 | 0 | 0 | 0 | 3192444.735 | 0 | 0 | 0 | 0 | 0 | 0 | 0 | 0 | 0 | 0 | 0 | 83051.4577 | 0 | 0 | 0 | 0 | 0 | 0 | 0 | 0 | 0 | 203813.1972 | 0 | 0 | 0 | 0 | 0 | 0 | 0 | 0
2016-12-22 03:00 | 0 | 0 | 0 | 0 | 122659.3561 | 0 | 482877 | 0 | 0 | 0 | 0 | 0 | 0 | 0 | 0 | 0 | 0 | 0 | 0 | 2915278.5489 | 0 | 0 | 0 | 0 | 0 | 0 | 0 | 0 | 0 | 0 | 0 | -83051.4577 | 0 | 0 | 0 | 0 | 0 | 0 | 0 | 0 | 0 | -277166.1862 | 0 | 0 | 0 | 0 | 0 | 0 | 0 | 0
2016-12-22 04:00 | 0 | 0 | 0 | 0 | 760075.8808 | 0 | 460330 | 0 | 0 | 0 | 0 | 83051.4577 | 0 | 0 | 0 | 0 | 0 | 0 | 0 | 3131972.972 | 0 | 0 | 0 | 0 | 0 | 0 | 0 | 0 | 0 | 0 | 0 | 83051.4577 | 0 | 0 | 0 | 0 | 0 | 0 | 0 | 0 | 0 | 216694.4231 | 0 | 0 | 0 | 0 | 0 | 0 | 0 | 0
2016-12-22 05:00 | 0 | 0 | 0 | 0 | 79852.3561 | 0 | 440070 | 0 | 0 | 0 | 0 | 0 | 0 | 0 | 0 | 0 | 0 | 0 | 0 | 2854806.7858 | 0 | 0 | 0 | 0 | 0 | 0 | 0 | 0 | 0 | 0 | 0 | -83051.4577 | 0 | 0 | 0 | 0 | 0 | 0 | 0 | 0 | 0 | -277166.1862 | 0 | 0 | 0 | 0 | 0 | 0 | 0 | 0
2016-12-22 06:00 | 0 | 0 | 0 | 0 | 715405.1108 | 0 | 423190 | 0 | 0 | 0 | 0 | 83051.4577 | 0 | 0 | 0 | 0 | 0 | 0 | 0 | 3063970.4389 | 0 | 0 | 0 | 0 | 0 | 0 | 0 | 0 | 0 | 0 | 0 | 83051.4577 | 0 | 0 | 0 | 0 | 0 | 0 | 0 | 0 | 0 | 209163.6531 | 0 | 0 | 0 | 0 | 0 | 0 | 0 | 0
2016-12-22 07:00 | 0 | 0 | 0 | 0 | 606112.7285 | 0 | 411998 | 0 | 0 | 0 | 0 | 0 | 0 | 0 | 0 | 0 | 0 | 0 | 0 | 3341136.625 | 0 | 0 | 0 | 0 | 0 | 0 | 0 | 0 | 0 | 0 | 0 | -83051.4577 | 0 | 0 | 0 | 0 | 0 | 0 | 0 | 0 | 0 | 277166.1862 | 0 | 0 | 0 | 0 | 0 | 0 | 0 | 0
2016-12-22 08:00 | 0 | 0 | 0 | 0 | 662454.1895 | 0 | 406434 | 0 | 0 | 0 | 0 | 83051.4577 | 0 | 0 | 0 | 0 | 0 | 0 | 0 | 3514105.3569 | 0 | 0 | 0 | 0 | 0 | 0 | 0 | 0 | 0 | 0 | 0 | 83051.4577 | 0 | 0 | 0 | 0 | 0 | 0 | 0 | 0 | 0 | 172968.7318 | 0 | 0 | 0 | 0 | 0 | 0 | 0 | 0
2016-12-22 09:00 | 0 | 0 | 0 | 0 | 635095.0957 | 0 | 407653 | 0 | 0 | 0 | 0 | 166102.9154 | 0 | 0 | 0 | 0 | 0 | 0 | 0 | 3658495.9949 | 0 | 0 | 0 | 0 | 0 | 0 | 0 | 0 | 0 | 0 | 0 | 83051.4577 | 0 | 0 | 0 | 0 | 0 | 0 | 0 | 0 | 0 | 144390.638 | 0 | 0 | 0 | 0 | 0 | 0 | 0 | 0
2016-12-22 10:00 | 0 | 0 | 0 | 0 | 600167.376 | 0 | 417723 | 0 | 0 | 0 | 0 | 249154.3731 | 0 | 0 | 0 | 0 | 0 | 0 | 0 | 3757888.9132 | 0 | 0 | 0 | 0 | 0 | 0 | 0 | 0 | 0 | 0 | 0 | 83051.4577 | 0 | 0 | 0 | 0 | 0 | 0 | 0 | 0 | 0 | 99392.9183 | 0 | 0 | 0 | 0 | 0 | 0 | 0 | 0
2016-12-22 11:00 | 0 | 0 | 0 | 0 | 81120.3561 | 0 | 441338 | 0 | 0 | 0 | 0 | 166102.9154 | 0 | 0 | 0 | 0 | 0 | 0 | 0 | 3480722.727 | 0 | 0 | 0 | 0 | 0 | 0 | 0 | 0 | 0 | 0 | 0 | -83051.4577 | 0 | 0 | 0 | 0 | 0 | 0 | 0 | 0 | 0 | -277166.1862 | 0 | 0 | 0 | 0 | 0 | 0 | 0 | 0
2016-12-22 12:00 | 0 | 0 | 0 | 0 | 515660.0288 | 0 | 468480 | 0 | 0 | 0 | 0 | 83051.4577 | 0 | 0 | 0 | 0 | 0 | 0 | 0 | 3610954.2136 | 0 | 0 | 0 | 0 | 0 | 0 | 0 | 0 | 0 | 0 | 0 | -83051.4577 | 0 | 0 | 0 | 0 | 0 | 0 | 0 | 0 | 0 | 130231.4865 | 0 | 0 | 0 | 0 | 0 | 0 | 0 | 0
2016-12-22 13:00 | 0 | 0 | 0 | 0 | 481094.0885 | 0 | 481338 | 0 | 0 | 0 | 0 | 166102.9154 | 0 | 0 | 0 | 0 | 0 | 0 | 0 | 3527658.8443 | 0 | 0 | 0 | 0 | 0 | 0 | 0 | 0 | 0 | 0 | 0 | 83051.4577 | 0 | 0 | 0 | 0 | 0 | 0 | 0 | 0 | 0 | -83295.3692 | 0 | 0 | 0 | 0 | 0 | 0 | 0 | 0
2016-12-22 14:00 | 0 | 0 | 0 | 0 | 416379.5555 | 19864.0329 | 484535 | 0 | 0 | 0 | 0 | 249154.3731 | 0 | 0 | 0 | 0 | 0 | 0 | 0 | 3396315.975 | 0 | 0 | 0 | 0 | 0 | 0 | 0 | 0 | 0 | 0 | 0 | 83051.4577 | 0 | 0 | 0 | 0 | 0 | 0 | 0 | 0 | 0 | -131342.8694 | 0 | 0 | 0 | 0 | 0 | 0 | 0 | 0
2016-12-22 15:00 | 0 | 0 | 0 | 0 | 26970.9288 | 95583.4273 | 482772 | 0 | 0 | 0 | 0 | 166102.9154 | 0 | 0 | 0 | 0 | 0 | 0 | 0 | 3119149.7888 | 0 | 0 | 0 | 0 | 0 | 0 | 0 | 0 | 0 | 0 | 0 | -83051.4577 | 0 | 0 | 0 | 0 | 0 | 0 | 0 | 0 | 0 | -277166.1862 | 0 | 0 | 0 | 0 | 0 | 0 | 0 | 0
2016-12-22 16:00 | 0 | 0 | 0 | 0 | 261086.7559 | 233584.6916 | 476519 | 0 | 0 | 0 | 0 | 83051.4577 | 0 | 0 | 0 | 0 | 0 | 0 | 0 | 3220353.694 | 0 | 0 | 0 | 0 | 0 | 0 | 0 | 0 | 0 | 0 | 0 | -83051.4577 | 0 | 0 | 0 | 0 | 0 | 0 | 0 | 0 | 0 | 101203.9052 | 0 | 0 | 0 | 0 | 0 | 0 | 0 | 0
2016-12-22 17:00 | 0 | 0 | 0 | 0 | 0 | 315074.2811 | 467884 | 0 | 0 | 0 | 0 | 0 | 0 | 0 | 0 | 0 | 0 | 0 | 0 | 3150595.4329 | 0 | 0 | 0 | 0 | 0 | 0 | 0 | 0 | 0 | 0 | 0 | -83051.4577 | 0 | 0 | 0 | 0 | 0 | 0 | 0 | 0 | 0 | -69758.2612 | 0 | 0 | 0 | 0 | 0 | 0 | 0 | 0
2016-12-22 18:00 | 0 | 0 | 0 | 0 | 230162.0837 | 352127.9667 | 460572 | 0 | 0 | 0 | 0 | 83051.4577 | 0 | 0 | 0 | 0 | 0 | 0 | 0 | 3189262.0256 | 0 | 0 | 0 | 0 | 0 | 0 | 0 | 0 | 0 | 0 | 0 | 83051.4577 | 0 | 0 | 0 | 0 | 0 | 0 | 0 | 0 | 0 | 38666.5927 | 0 | 0 | 0 | 0 | 0 | 0 | 0 | 0
2016-12-22 19:00 | 0 | 0 | 0 | 0 | 0 | 361818.0279 | 455456 | 0 | 0 | 0 | 0 | 0 | 0 | 0 | 0 | 0 | 0 | 0 | 0 | 3178675.5111 | 0 | 0 | 0 | 0 | 0 | 0 | 0 | 0 | 0 | 0 | 0 | -83051.4577 | 0 | 0 | 0 | 0 | 0 | 0 | 0 | 0 | 0 | -10586.5144 | 0 | 0 | 0 | 0 | 0 | 0 | 0 | 0
2016-12-22 20:00 | 0 | 0 | 0 | 0 | 270537.7497 | 365742.6534 | 454145 | 0 | 0 | 0 | 0 | 83051.4577 | 0 | 0 | 0 | 0 | 0 | 0 | 0 | 3270005.6385 | 0 | 7753.8181 | 0 | 0 | 0 | 0 | 0 | 0 | 0 | 0 | 0 | 83051.4577 | 0 | 0 | 0 | 0 | 0 | 0 | 0 | 0 | 0 | 91330.1273 | 0 | 7753.8181 | 0 | 0 | 0 | 0 | 0 | 0
2016-12-22 21:00 | 0 | 0 | 0 | 0 | 368920.075 | 356769.4526 | 459862 | 0 | 0 | 0 | 0 | 166102.9154 | 0 | 0 | 0 | 0 | 0 | 0 | 0 | 3420008.623 | 0 | 40526.9035 | 0 | 0 | 0 | 0 | 0 | 0 | 0 | 0 | 0 | 83051.4577 | 0 | 0 | 0 | 0 | 0 | 0 | 0 | 0 | 0 | 150002.9846 | 0 | 32773.0854 | 0 | 0 | 0 | 0 | 0 | 0
2016-12-22 22:00 | 0 | 0 | 0 | 0 | 0 | 301208.0185 | 475102 | 0 | 0 | 0 | 0 | 166102.9154 | 0 | 0 | 0 | 0 | 0 | 0 | 0 | 3278887.7269 | 0 | 7753.8181 | 0 | 0 | 0 | 0 | 0 | 0 | 0 | 0 | 0 | 0 | 0 | 0 | 0 | 0 | 0 | 0 | 0 | 0 | 0 | -141120.8961 | 0 | -32773.0854 | 0 | 0 | 0 | 0 | 0 | 0
2016-12-22 23:00 | 0 | 0 | 0 | 0 | 0 | 136940.0855 | 489576 | 0 | 0 | 0 | 0 | 83051.4577 | 0 | 0 | 0 | 0 | 0 | 0 | 0 | 3017057.0882 | 0 | 0 | 0 | 0 | 0 | 0 | 0 | 0 | 0 | 0 | 0 | -83051.4577 | 0 | 0 | 0 | 0 | 0 | 0 | 0 | 0 | 0 | -261830.6387 | 0 | -7753.8181 | 0 | 0 | 0 | 0 | 0 | 0
2016-12-23 | 0 | 0 | 0 | 0 | 606244.4701 | 1692.6957 | 495798 | 0 | 0 | 0 | 0 | 166102.9154 | 0 | 0 | 0 | 0 | 0 | 0 | 0 | 3046144.7963 | 0 | 0 | 0 | 0 | 0 | 0 | 0 | 0 | 0 | 0 | 0 | 83051.4577 | 0 | 0 | 0 | 0 | 0 | 0 | 0 | 0 | 0 | 29087.708 | 0 | 0 | 0 | 0 | 0 | 0 | 0 | 0
2016-12-23 01:00 | 0 | 0 | 0 | 0 | 611994.2171 | 0 | 497223 | 0 | 0 | 0 | 0 | 83051.4577 | 0 | 0 | 0 | 0 | 0 | 0 | 0 | 3243967.4711 | 0 | 0 | 0 | 0 | 0 | 0 | 0 | 0 | 0 | 0 | 0 | -83051.4577 | 0 | 0 | 0 | 0 | 0 | 0 | 0 | 0 | 0 | 197822.6748 | 0 | 0 | 0 | 0 | 0 | 0 | 0 | 0
2016-12-23 02:00 | 0 | 0 | 0 | 0 | 608642.4467 | 0 | 487588 | 0 | 0 | 0 | 0 | 166102.9154 | 0 | 0 | 0 | 0 | 0 | 0 | 0 | 3281970.4601 | 0 | 0 | 0 | 0 | 0 | 0 | 0 | 0 | 0 | 0 | 0 | 83051.4577 | 0 | 0 | 0 | 0 | 0 | 0 | 0 | 0 | 0 | 38002.989 | 0 | 0 | 0 | 0 | 0 | 0 | 0 | 0
2016-12-23 03:00 | 0 | 0 | 0 | 0 | 112580.3561 | 0 | 472798 | 0 | 0 | 0 | 0 | 83051.4577 | 0 | 0 | 0 | 0 | 0 | 0 | 0 | 3004804.2739 | 0 | 0 | 0 | 0 | 0 | 0 | 0 | 0 | 0 | 0 | 0 | -83051.4577 | 0 | 0 | 0 | 0 | 0 | 0 | 0 | 0 | 0 | -277166.1862 | 0 | 0 | 0 | 0 | 0 | 0 | 0 | 0
2016-12-23 04:00 | 0 | 0 | 0 | 0 | 605926.3929 | 0 | 451296 | 0 | 0 | 0 | 0 | 0 | 0 | 0 | 0 | 0 | 0 | 0 | 0 | 3242486.1245 | 0 | 0 | 0 | 0 | 0 | 0 | 0 | 0 | 0 | 0 | 0 | -83051.4577 | 0 | 0 | 0 | 0 | 0 | 0 | 0 | 0 | 0 | 237681.8506 | 0 | 0 | 0 | 0 | 0 | 0 | 0 | 0
2016-12-23 05:00 | 0 | 0 | 0 | 0 | 152019.8138 | 0 | 429186 | 0 | 0 | 0 | 0 | 0 | 0 | 0 | 0 | 0 | 0 | 0 | 0 | 2965319.9384 | 0 | 0 | 0 | 0 | 0 | 0 | 0 | 0 | 0 | 0 | 0 | 0 | 0 | 0 | 0 | 0 | 0 | 0 | 0 | 0 | 0 | -277166.1862 | 0 | 0 | 0 | 0 | 0 | 0 | 0 | 0
2016-12-23 06:00 | 0 | 0 | 0 | 0 | 605055.0801 | 0 | 412910 | 0 | 0 | 0 | 0 | 83051.4577 | 0 | 0 | 0 | 0 | 0 | 0 | 0 | 3074413.5607 | 0 | 0 | 0 | 0 | 0 | 0 | 0 | 0 | 0 | 0 | 0 | 83051.4577 | 0 | 0 | 0 | 0 | 0 | 0 | 0 | 0 | 0 | 109093.6224 | 0 | 0 | 0 | 0 | 0 | 0 | 0 | 0
2016-12-23 07:00 | 0 | 0 | 0 | 0 | 41412.3561 | 0 | 401630 | 0 | 0 | 0 | 0 | 0 | 0 | 0 | 0 | 0 | 0 | 0 | 0 | 2797247.3746 | 0 | 0 | 0 | 0 | 0 | 0 | 0 | 0 | 0 | 0 | 0 | -83051.4577 | 0 | 0 | 0 | 0 | 0 | 0 | 0 | 0 | 0 | -277166.1862 | 0 | 0 | 0 | 0 | 0 | 0 | 0 | 0
2016-12-23 08:00 | 0 | 0 | 0 | 0 | 596311.5298 | 0 | 396314 | 0 | 0 | 0 | 0 | 83051.4577 | 0 | 0 | 0 | 0 | 0 | 0 | 0 | 2914193.4467 | 0 | 0 | 0 | 0 | 0 | 0 | 0 | 0 | 0 | 0 | 0 | 83051.4577 | 0 | 0 | 0 | 0 | 0 | 0 | 0 | 0 | 0 | 116946.0721 | 0 | 0 | 0 | 0 | 0 | 0 | 0 | 0
2016-12-23 09:00 | 0 | 0 | 0 | 0 | 249176.144 | 0 | 397588 | 0 | 0 | 0 | 0 | 83051.4577 | 0 | 0 | 0 | 0 | 0 | 0 | 0 | 2765781.5907 | 0 | 0 | 0 | 0 | 0 | 0 | 0 | 0 | 0 | 0 | 0 | 0 | 0 | 0 | 0 | 0 | 0 | 0 | 0 | 0 | 0 | -148411.856 | 0 | 0 | 0 | 0 | 0 | 0 | 0 | 0
2016-12-23 10:00 | 0 | 0 | 0 | 0 | 616679.1505 | 0 | 405943 | 0 | 0 | 0 | 0 | 166102.9154 | 0 | 0 | 0 | 0 | 0 | 0 | 0 | 2893466.2835 | 0 | 0 | 0 | 0 | 0 | 0 | 0 | 0 | 0 | 0 | 0 | 83051.4577 | 0 | 0 | 0 | 0 | 0 | 0 | 0 | 0 | 0 | 127684.6928 | 0 | 0 | 0 | 0 | 0 | 0 | 0 | 0
2016-12-23 11:00 | 0 | 0 | 0 | 0 | 618143.7285 | 0 | 424029 | 0 | 0 | 0 | 0 | 83051.4577 | 0 | 0 | 0 | 0 | 0 | 0 | 0 | 3170632.4696 | 0 | 0 | 0 | 0 | 0 | 0 | 0 | 0 | 0 | 0 | 0 | -83051.4577 | 0 | 0 | 0 | 0 | 0 | 0 | 0 | 0 | 0 | 277166.1862 | 0 | 0 | 0 | 0 | 0 | 0 | 0 | 0
2016-12-23 12:00 | 0 | 0 | 0 | 0 | 648153.0645 | 0 | 444616 | 0 | 0 | 0 | 0 | 166102.9154 | 0 | 0 | 0 | 0 | 0 | 0 | 0 | 3291118.0764 | 0 | 0 | 0 | 0 | 0 | 0 | 0 | 0 | 0 | 0 | 0 | 83051.4577 | 0 | 0 | 0 | 0 | 0 | 0 | 0 | 0 | 0 | 120485.6068 | 0 | 0 | 0 | 0 | 0 | 0 | 0 | 0
2016-12-23 13:00 | 0 | 0 | 0 | 0 | 98594.3561 | 0 | 458812 | 0 | 0 | 0 | 0 | 83051.4577 | 0 | 0 | 0 | 0 | 0 | 0 | 0 | 3013951.8903 | 0 | 0 | 0 | 0 | 0 | 0 | 0 | 0 | 0 | 0 | 0 | -83051.4577 | 0 | 0 | 0 | 0 | 0 | 0 | 0 | 0 | 0 | -277166.1862 | 0 | 0 | 0 | 0 | 0 | 0 | 0 | 0
2016-12-23 14:00 | 0 | 0 | 0 | 0 | 610289.778 | 20435.6 | 465951 | 0 | 0 | 0 | 0 | 0 | 0 | 0 | 0 | 0 | 0 | 0 | 0 | 3261777.726 | 0 | 0 | 0 | 0 | 0 | 0 | 0 | 0 | 0 | 0 | 0 | -83051.4577 | 0 | 0 | 0 | 0 | 0 | 0 | 0 | 0 | 0 | 247825.8358 | 0 | 0 | 0 | 0 | 0 | 0 | 0 | 0
2016-12-23 15:00 | 0 | 0 | 0 | 0 | 0 | 248105.3063 | 466609 | 0 | 0 | 0 | 0 | 0 | 0 | 0 | 0 | 0 | 0 | 0 | 0 | 3043274.0323 | 0 | 0 | 0 | 0 | 0 | 0 | 0 | 0 | 0 | 0 | 0 | 0 | 0 | 0 | 0 | 0 | 0 | 0 | 0 | 0 | 0 | -218503.6937 | 0 | 0 | 0 | 0 | 0 | 0 | 0 | 0
2016-12-23 16:00 | 0 | 0 | 0 | 0 | 440626.8641 | 382647.7798 | 463057 | 0 | 0 | 0 | 0 | 83051.4577 | 0 | 0 | 0 | 0 | 0 | 0 | 0 | 3320440.2185 | 0 | 0 | 0 | 0 | 0 | 0 | 0 | 0 | 0 | 0 | 0 | 83051.4577 | 0 | 0 | 0 | 0 | 0 | 0 | 0 | 0 | 0 | 277166.1862 | 0 | 0 | 0 | 0 | 0 | 0 | 0 | 0
2016-12-23 17:00 | 0 | 0 | 0 | 0 | 0 | 441283.9281 | 457024 | 0 | 0 | 0 | 0 | 0 | 0 | 0 | 0 | 0 | 0 | 0 | 0 | 3387751.6042 | 0 | 0 | 0 | 0 | 0 | 0 | 0 | 0 | 0 | 0 | 0 | -83051.4577 | 0 | 0 | 0 | 0 | 0 | 0 | 0 | 0 | 0 | 67311.3858 | 0 | 0 | 0 | 0 | 0 | 0 | 0 | 0
2016-12-23 18:00 | 0 | 0 | 0 | 0 | 0 | 442402.4191 | 451089 | 0 | 0 | 0 | 0 | 83051.4577 | 0 | 0 | 0 | 0 | 0 | 0 | 0 | 3296013.5656 | 0 | 0 | 0 | 0 | 0 | 0 | 0 | 0 | 0 | 0 | 0 | 83051.4577 | 0 | 0 | 0 | 0 | 0 | 0 | 0 | 0 | 0 | -91738.0386 | 0 | 0 | 0 | 0 | 0 | 0 | 0 | 0
2016-12-23 19:00 | 0 | 0 | 0 | 0 | 193762.8453 | 446425.8832 | 446074 | 0 | 0 | 0 | 0 | 0 | 0 | 0 | 0 | 0 | 0 | 0 | 0 | 3573179.7518 | 0 | 0 | 0 | 0 | 0 | 0 | 0 | 0 | 0 | 0 | 0 | -83051.4577 | 0 | 0 | 0 | 0 | 0 | 0 | 0 | 0 | 0 | 277166.1862 | 0 | 0 | 0 | 0 | 0 | 0 | 0 | 0
2016-12-23 20:00 | 0 | 0 | 0 | 0 | 0 | 460787.5364 | 443898 | 0 | 0 | 0 | 0 | 83051.4577 | 0 | 0 | 0 | 0 | 0 | 0 | 0 | 3507017.8305 | 0 | 0 | 0 | 0 | 0 | 0 | 0 | 0 | 0 | 0 | 0 | 83051.4577 | 0 | 0 | 0 | 0 | 0 | 0 | 0 | 0 | 0 | -66161.9214 | 0 | 0 | 0 | 0 | 0 | 0 | 0 | 0
2016-12-23 21:00 | 0 | 0 | 0 | 0 | 171822.0319 | 471464.6966 | 449172 | 0 | 0 | 0 | 0 | 0 | 0 | 0 | 0 | 0 | 0 | 0 | 0 | 3784184.0166 | 0 | 0 | 0 | 0 | 0 | 0 | 0 | 0 | 0 | 0 | 0 | -83051.4577 | 0 | 0 | 0 | 0 | 0 | 0 | 0 | 0 | 0 | 277166.1862 | 0 | 0 | 0 | 0 | 0 | 0 | 0 | 0
2016-12-23 22:00 | 0 | 0 | 0 | 0 | 401806.248 | 383968.09 | 463676 | 0 | 0 | 0 | 0 | 83051.4577 | 0 | 0 | 0 | 0 | 0 | 0 | 0 | 4023230.8968 | 0 | 0 | 0 | 0 | 0 | 0 | 0 | 0 | 0 | 0 | 0 | 83051.4577 | 0 | 0 | 0 | 0 | 0 | 0 | 0 | 0 | 0 | 239046.8802 | 0 | 0 | 0 | 0 | 0 | 0 | 0 | 0
2016-12-23 23:00 | 0 | 0 | 0 | 0 | 440367.5749 | 123095.0349 | 474071 | 0 | 0 | 0 | 0 | 166102.9154 | 0 | 0 | 0 | 0 | 0 | 0 | 0 | 4029571.049 | 0 | 0 | 0 | 0 | 0 | 0 | 0 | 0 | 0 | 0 | 0 | 83051.4577 | 0 | 0 | 0 | 0 | 0 | 0 | 0 | 0 | 0 | 6340.1521 | 0 | 0 | 0 | 0 | 0 | 0 | 0 | 0
2016-12-24 | 0 | 0 | 0 | 0 | 444629.9878 | 911.4832 | 476015 | 0 | 0 | 0 | 0 | 249154.3731 | 0 | 0 | 0 | 0 | 0 | 0 | 0 | 3916046.0623 | 0 | 0 | 0 | 0 | 0 | 0 | 0 | 0 | 0 | 0 | 0 | 83051.4577 | 0 | 0 | 0 | 0 | 0 | 0 | 0 | 0 | 0 | -113524.9867 | 0 | 0 | 0 | 0 | 0 | 0 | 0 | 0
2016-12-24 01:00 | 0 | 0 | 0 | 0 | 426423.8509 | 0 | 472752 | 0 | 0 | 0 | 0 | 166102.9154 | 0 | 0 | 0 | 0 | 0 | 0 | 0 | 3952769.3709 | 0 | 0 | 0 | 0 | 0 | 0 | 0 | 0 | 0 | 0 | 0 | -83051.4577 | 0 | 0 | 0 | 0 | 0 | 0 | 0 | 0 | 0 | 36723.3086 | 0 | 0 | 0 | 0 | 0 | 0 | 0 | 0
2016-12-24 02:00 | 0 | 0 | 0 | 0 | 102651.3561 | 0 | 462869 | 0 | 0 | 0 | 0 | 83051.4577 | 0 | 0 | 0 | 0 | 0 | 0 | 0 | 3675603.1847 | 0 | 0 | 0 | 0 | 0 | 0 | 0 | 0 | 0 | 0 | 0 | -83051.4577 | 0 | 0 | 0 | 0 | 0 | 0 | 0 | 0 | 0 | -277166.1862 | 0 | 0 | 0 | 0 | 0 | 0 | 0 | 0
2016-12-24 03:00 | 0 | 0 | 0 | 0 | 379190.6369 | 0 | 446590 | 0 | 0 | 0 | 0 | 166102.9154 | 0 | 0 | 0 | 0 | 0 | 0 | 0 | 3525152.364 | 0 | 0 | 0 | 0 | 0 | 0 | 0 | 0 | 0 | 0 | 0 | 83051.4577 | 0 | 0 | 0 | 0 | 0 | 0 | 0 | 0 | 0 | -150450.8208 | 0 | 0 | 0 | 0 | 0 | 0 | 0 | 0
2016-12-24 04:00 | 0 | 0 | 0 | 0 | 365095.2279 | 0 | 425537 | 0 | 0 | 0 | 0 | 249154.3731 | 0 | 0 | 0 | 0 | 0 | 0 | 0 | 3381659.1342 | 0 | 0 | 0 | 0 | 0 | 0 | 0 | 0 | 0 | 0 | 0 | 83051.4577 | 0 | 0 | 0 | 0 | 0 | 0 | 0 | 0 | 0 | -143493.2298 | 0 | 0 | 0 | 0 | 0 | 0 | 0 | 0
2016-12-24 05:00 | 0 | 0 | 0 | 0 | 347807.2668 | 0 | 404551 | 0 | 0 | 0 | 0 | 166102.9154 | 0 | 0 | 0 | 0 | 0 | 0 | 0 | 3407966.8587 | 0 | 0 | 0 | 0 | 0 | 0 | 0 | 0 | 0 | 0 | 0 | -83051.4577 | 0 | 0 | 0 | 0 | 0 | 0 | 0 | 0 | 0 | 26307.7245 | 0 | 0 | 0 | 0 | 0 | 0 | 0 | 0
2016-12-24 06:00 | 0 | 0 | 0 | 0 | 28039.3561 | 0 | 388257 | 0 | 0 | 0 | 0 | 83051.4577 | 0 | 0 | 0 | 0 | 0 | 0 | 0 | 3130800.6725 | 0 | 0 | 0 | 0 | 0 | 0 | 0 | 0 | 0 | 0 | 0 | -83051.4577 | 0 | 0 | 0 | 0 | 0 | 0 | 0 | 0 | 0 | -277166.1862 | 0 | 0 | 0 | 0 | 0 | 0 | 0 | 0
2016-12-24 07:00 | 0 | 0 | 0 | 0 | 307279.8974 | 0 | 375554 | 0 | 0 | 0 | 0 | 166102.9154 | 0 | 0 | 0 | 0 | 0 | 0 | 0 | 2979475.1122 | 0 | 0 | 0 | 0 | 0 | 0 | 0 | 0 | 0 | 0 | 0 | 83051.4577 | 0 | 0 | 0 | 0 | 0 | 0 | 0 | 0 | 0 | -151325.5603 | 0 | 0 | 0 | 0 | 0 | 0 | 0 | 0
2016-12-24 08:00 | 0 | 0 | 0 | 0 | 294850.7864 | 0 | 366969 | 0 | 0 | 0 | 0 | 249154.3731 | 0 | 0 | 0 | 0 | 0 | 0 | 0 | 2824305.4409 | 0 | 0 | 0 | 0 | 0 | 0 | 0 | 0 | 0 | 0 | 0 | 83051.4577 | 0 | 0 | 0 | 0 | 0 | 0 | 0 | 0 | 0 | -155169.6713 | 0 | 0 | 0 | 0 | 0 | 0 | 0 | 0
2016-12-24 09:00 | 0 | 0 | 0 | 0 | 279490.9238 | 0 | 363078 | 0 | 0 | 0 | 0 | 166102.9154 | 0 | 0 | 0 | 0 | 0 | 0 | 0 | 2790996.737 | 0 | 32773.0854 | 0 | 0 | 0 | 0 | 0 | 0 | 0 | 0 | 0 | -83051.4577 | 0 | 0 | 0 | 0 | 0 | 0 | 0 | 0 | 0 | -33308.7039 | 0 | 32773.0854 | 0 | 0 | 0 | 0 | 0 | 0
2016-12-24 10:00 | 0 | 0 | 0 | 0 | 0 | 0 | 363251 | 0 | 0 | 0 | 0 | 112791.1869 | 0 | 0 | 0 | 0 | 0 | 0 | 0 | 2513830.5509 | 0 | 0 | 0 | 0 | 0 | 0 | 0 | 0 | 0 | 0 | 0 | -53311.7285 | 0 | 0 | 0 | 0 | 0 | 0 | 0 | 0 | 0 | -277166.1862 | 0 | -32773.0854 | 0 | 0 | 0 | 0 | 0 | 0
2016-12-24 11:00 | 0 | 0 | 0 | 0 | 266339.7363 | 0 | 369381 | 0 | 0 | 0 | 0 | 83051.4577 | 0 | 0 | 0 | 0 | 0 | 0 | 0 | 2440529.0164 | 0 | 0 | 0 | 0 | 0 | 0 | 0 | 0 | 0 | 0 | 0 | -29739.7292 | 0 | 0 | 0 | 0 | 0 | 0 | 0 | 0 | 0 | -73301.5344 | 0 | 0 | 0 | 0 | 0 | 0 | 0 | 0
2016-12-24 12:00 | 0 | 0 | 0 | 0 | 187365.2715 | 0 | 381480 | 0 | 0 | 0 | 0 | 166102.9154 | 0 | 0 | 0 | 0 | 0 | 0 | 0 | 2163362.8303 | 0 | 0 | 0 | 0 | 0 | 0 | 0 | 0 | 0 | 0 | 0 | 83051.4577 | 0 | 0 | 0 | 0 | 0 | 0 | 0 | 0 | 0 | -277166.1862 | 0 | 0 | 0 | 0 | 0 | 0 | 0 | 0
2016-12-24 13:00 | 0 | 0 | 0 | 0 | 273851.7647 | 0 | 398053 | 0 | 0 | 0 | 0 | 83051.4577 | 0 | 0 | 0 | 0 | 0 | 0 | 0 | 2122213.0527 | 0 | 0 | 0 | 0 | 0 | 0 | 0 | 0 | 0 | 0 | 0 | -83051.4577 | 0 | 0 | 0 | 0 | 0 | 0 | 0 | 0 | 0 | -41149.7776 | 0 | 0 | 0 | 0 | 0 | 0 | 0 | 0
2016-12-24 14:00 | 0 | 0 | 0 | 0 | 20306.443 | 34835.9132 | 415360 | 0 | 0 | 0 | 0 | 0 | 0 | 0 | 0 | 0 | 0 | 0 | 0 | 1845046.8665 | 0 | 0 | 0 | 0 | 0 | 0 | 0 | 0 | 0 | 0 | 0 | -83051.4577 | 0 | 0 | 0 | 0 | 0 | 0 | 0 | 0 | 0 | -277166.1862 | 0 | 0 | 0 | 0 | 0 | 0 | 0 | 0
2016-12-24 15:00 | 0 | 0 | 0 | 0 | 221699.2329 | 344727.851 | 428043 | 0 | 0 | 0 | 0 | 83051.4577 | 0 | 0 | 0 | 0 | 0 | 0 | 0 | 1900379.4928 | 0 | 0 | 0 | 0 | 0 | 0 | 0 | 0 | 0 | 0 | 0 | 83051.4577 | 0 | 0 | 0 | 0 | 0 | 0 | 0 | 0 | 0 | 55332.6263 | 0 | 0 | 0 | 0 | 0 | 0 | 0 | 0
2016-12-24 16:00 | 0 | 0 | 0 | 0 | 0 | 471361.9481 | 433806 | 0 | 0 | 0 | 0 | 0 | 0 | 0 | 0 | 0 | 0 | 0 | 0 | 2020986.8985 | 0 | 0 | 0 | 0 | 0 | 0 | 0 | 0 | 0 | 0 | 0 | -83051.4577 | 0 | 0 | 0 | 0 | 0 | 0 | 0 | 0 | 0 | 120607.4058 | 0 | 0 | 0 | 0 | 0 | 0 | 0 | 0
2016-12-24 17:00 | 0 | 0 | 0 | 0 | 0 | 497348.8992 | 433274 | 0 | 0 | 0 | 0 | 83051.4577 | 0 | 0 | 0 | 0 | 0 | 0 | 0 | 2002010.3401 | 0 | 0 | 0 | 0 | 0 | 0 | 0 | 0 | 0 | 0 | 0 | 83051.4577 | 0 | 0 | 0 | 0 | 0 | 0 | 0 | 0 | 0 | -18976.5585 | 0 | 0 | 0 | 0 | 0 | 0 | 0 | 0
2016-12-24 18:00 | 0 | 0 | 0 | 0 | 0 | 485454.6268 | 428294 | 0 | 0 | 0 | 0 | 166102.9154 | 0 | 0 | 0 | 0 | 0 | 0 | 0 | 1976119.5091 | 0 | 0 | 0 | 0 | 0 | 0 | 0 | 0 | 0 | 0 | 0 | 83051.4577 | 0 | 0 | 0 | 0 | 0 | 0 | 0 | 0 | 0 | -25890.831 | 0 | 0 | 0 | 0 | 0 | 0 | 0 | 0
2016-12-24 19:00 | 0 | 0 | 0 | 0 | 137492.8112 | 479713.9173 | 423092 | 0 | 0 | 0 | 0 | 83051.4577 | 0 | 0 | 0 | 0 | 0 | 0 | 0 | 2253285.6953 | 0 | 0 | 0 | 0 | 0 | 0 | 0 | 0 | 0 | 0 | 0 | -83051.4577 | 0 | 0 | 0 | 0 | 0 | 0 | 0 | 0 | 0 | 277166.1862 | 0 | 0 | 0 | 0 | 0 | 0 | 0 | 0
2016-12-24 20:00 | 0 | 0 | 0 | 0 | 0 | 490409.882 | 419950 | 0 | 0 | 0 | 0 | 166102.9154 | 0 | 0 | 0 | 0 | 0 | 0 | 0 | 2240694.1196 | 0 | 0 | 0 | 0 | 0 | 0 | 0 | 0 | 0 | 0 | 0 | 83051.4577 | 0 | 0 | 0 | 0 | 0 | 0 | 0 | 0 | 0 | -12591.5757 | 0 | 0 | 0 | 0 | 0 | 0 | 0 | 0
2016-12-24 21:00 | 0 | 0 | 0 | 0 | 117075.0447 | 497906.6838 | 420867 | 0 | 0 | 0 | 0 | 83051.4577 | 0 | 0 | 0 | 0 | 0 | 0 | 0 | 2517860.3057 | 0 | 0 | 0 | 0 | 0 | 0 | 0 | 0 | 0 | 0 | 0 | -83051.4577 | 0 | 0 | 0 | 0 | 0 | 0 | 0 | 0 | 0 | 277166.1862 | 0 | 0 | 0 | 0 | 0 | 0 | 0 | 0
2016-12-24 22:00 | 0 | 0 | 0 | 0 | 0 | 410538.1262 | 429184 | 0 | 0 | 0 | 0 | 166102.9154 | 0 | 0 | 0 | 0 | 0 | 0 | 0 | 2416162.9742 | 0 | 0 | 0 | 0 | 0 | 0 | 0 | 0 | 0 | 0 | 0 | 83051.4577 | 0 | 0 | 0 | 0 | 0 | 0 | 0 | 0 | 0 | -101697.3315 | 0 | 0 | 0 | 0 | 0 | 0 | 0 | 0
2016-12-24 23:00 | 0 | 0 | 0 | 0 | 504276.1094 | 124554.619 | 434716 | 0 | 0 | 0 | 0 | 83051.4577 | 0 | 0 | 0 | 0 | 0 | 0 | 0 | 2693329.1603 | 0 | 0 | 0 | 0 | 0 | 0 | 0 | 0 | 0 | 0 | 0 | -83051.4577 | 0 | 0 | 0 | 0 | 0 | 0 | 0 | 0 | 0 | 277166.1862 | 0 | 0 | 0 | 0 | 0 | 0 | 0 | 0
2016-12-25 | 0 | 0 | 0 | 0 | 720505.4525 | 1385.6754 | 434106 | 0 | 0 | 0 | 0 | 166102.9154 | 0 | 0 | 0 | 0 | 0 | 0 | 0 | 2898062.8306 | 0 | 0 | 0 | 0 | 0 | 0 | 0 | 0 | 0 | 0 | 0 | 83051.4577 | 0 | 0 | 0 | 0 | 0 | 0 | 0 | 0 | 0 | 204733.6702 | 0 | 0 | 0 | 0 | 0 | 0 | 0 | 0
2016-12-25 01:00 | 0 | 0 | 0 | 0 | 71593.3561 | 0 | 431811 | 0 | 0 | 0 | 0 | 83051.4577 | 0 | 0 | 0 | 0 | 0 | 0 | 0 | 2620896.6444 | 0 | 0 | 0 | 0 | 0 | 0 | 0 | 0 | 0 | 0 | 0 | -83051.4577 | 0 | 0 | 0 | 0 | 0 | 0 | 0 | 0 | 0 | -277166.1862 | 0 | 0 | 0 | 0 | 0 | 0 | 0 | 0
2016-12-25 02:00 | 0 | 0 | 0 | 0 | 649253.0383 | 0 | 424473 | 0 | 0 | 0 | 0 | 83051.4577 | 0 | 0 | 0 | 0 | 0 | 0 | 0 | 2845676.6827 | 0 | 0 | 0 | 0 | 0 | 0 | 0 | 0 | 0 | 0 | 0 | 0 | 0 | 0 | 0 | 0 | 0 | 0 | 0 | 0 | 0 | 224780.0383 | 0 | 0 | 0 | 0 | 0 | 0 | 0 | 0
2016-12-25 03:00 | 0 | 0 | 0 | 0 | 54066.3561 | 0 | 414284 | 0 | 0 | 0 | 0 | 0 | 0 | 0 | 0 | 0 | 0 | 0 | 0 | 2568510.4965 | 0 | 0 | 0 | 0 | 0 | 0 | 0 | 0 | 0 | 0 | 0 | -83051.4577 | 0 | 0 | 0 | 0 | 0 | 0 | 0 | 0 | 0 | -277166.1862 | 0 | 0 | 0 | 0 | 0 | 0 | 0 | 0
2016-12-25 04:00 | 0 | 0 | 0 | 0 | 575349.3553 | 0 | 400191 | 0 | 0 | 0 | 0 | 83051.4577 | 0 | 0 | 0 | 0 | 0 | 0 | 0 | 2660617.3941 | 0 | 0 | 0 | 0 | 0 | 0 | 0 | 0 | 0 | 0 | 0 | 83051.4577 | 0 | 0 | 0 | 0 | 0 | 0 | 0 | 0 | 0 | 92106.8976 | 0 | 0 | 0 | 0 | 0 | 0 | 0 | 0
2016-12-25 05:00 | 0 | 0 | 0 | 0 | 23224.3561 | 0 | 383442 | 0 | 0 | 0 | 0 | 0 | 0 | 0 | 0 | 0 | 0 | 0 | 0 | 2383451.2079 | 0 | 0 | 0 | 0 | 0 | 0 | 0 | 0 | 0 | 0 | 0 | -83051.4577 | 0 | 0 | 0 | 0 | 0 | 0 | 0 | 0 | 0 | -277166.1862 | 0 | 0 | 0 | 0 | 0 | 0 | 0 | 0
2016-12-25 06:00 | 0 | 0 | 0 | 0 | 568063.4814 | 0 | 370192 | 0 | 0 | 0 | 0 | 83051.4577 | 0 | 0 | 0 | 0 | 0 | 0 | 0 | 2498271.2316 | 0 | 0 | 0 | 0 | 0 | 0 | 0 | 0 | 0 | 0 | 0 | 83051.4577 | 0 | 0 | 0 | 0 | 0 | 0 | 0 | 0 | 0 | 114820.0236 | 0 | 0 | 0 | 0 | 0 | 0 | 0 | 0
2016-12-25 07:00 | 0 | 0 | 0 | 0 | 53.3561 | 0 | 360271 | 0 | 0 | 0 | 0 | 0 | 0 | 0 | 0 | 0 | 0 | 0 | 0 | 2221105.0454 | 0 | 0 | 0 | 0 | 0 | 0 | 0 | 0 | 0 | 0 | 0 | -83051.4577 | 0 | 0 | 0 | 0 | 0 | 0 | 0 | 0 | 0 | -277166.1862 | 0 | 0 | 0 | 0 | 0 | 0 | 0 | 0
2016-12-25 08:00 | 0 | 0 | 0 | 0 | 591963.8665 | 0 | 353271 | 0 | 0 | 0 | 0 | 83051.4577 | 0 | 0 | 0 | 0 | 0 | 0 | 0 | 2376746.4542 | 0 | 0 | 0 | 0 | 0 | 0 | 0 | 0 | 0 | 0 | 0 | 83051.4577 | 0 | 0 | 0 | 0 | 0 | 0 | 0 | 0 | 0 | 155641.4088 | 0 | 0 | 0 | 0 | 0 | 0 | 0 | 0
2016-12-25 09:00 | 0 | 0 | 0 | 0 | 0 | 0 | 350538 | 0 | 0 | 0 | 0 | 0 | 0 | 0 | 0 | 0 | 0 | 0 | 0 | 2109259.9119 | 0 | 0 | 0 | 0 | 0 | 0 | 0 | 0 | 0 | 0 | 0 | -83051.4577 | 0 | 0 | 0 | 0 | 0 | 0 | 0 | 0 | 0 | -267486.5423 | 0 | 0 | 0 | 0 | 0 | 0 | 0 | 0
2016-12-25 10:00 | 0 | 0 | 0 | 0 | 158185.2715 | 0 | 352300 | 0 | 0 | 0 | 0 | 83051.4577 | 0 | 0 | 0 | 0 | 0 | 0 | 0 | 1832093.7257 | 0 | 0 | 0 | 0 | 0 | 0 | 0 | 0 | 0 | 0 | 0 | 83051.4577 | 0 | 0 | 0 | 0 | 0 | 0 | 0 | 0 | 0 | -277166.1862 | 0 | 0 | 0 | 0 | 0 | 0 | 0 | 0
2016-12-25 11:00 | 0 | 0 | 0 | 0 | 654689.76 | 0 | 358203 | 0 | 0 | 0 | 0 | 166102.9154 | 0 | 0 | 0 | 0 | 0 | 0 | 0 | 2037776.6719 | 0 | 7752.3561 | 0 | 0 | 0 | 0 | 0 | 0 | 0 | 0 | 0 | 83051.4577 | 0 | 0 | 0 | 0 | 0 | 0 | 0 | 0 | 0 | 205682.9462 | 0 | 7752.3561 | 0 | 0 | 0 | 0 | 0 | 0
2016-12-25 12:00 | 0 | 0 | 0 | 0 | 0 | 0 | 367970 | 0 | 0 | 0 | 0 | 83051.4577 | 0 | 0 | 0 | 0 | 0 | 0 | 0 | 1760610.4858 | 0 | 0 | 0 | 0 | 0 | 0 | 0 | 0 | 0 | 0 | 0 | -83051.4577 | 0 | 0 | 0 | 0 | 0 | 0 | 0 | 0 | 0 | -277166.1862 | 0 | -7752.3561 | 0 | 0 | 0 | 0 | 0 | 0
2016-12-25 13:00 | 0 | 0 | 0 | 0 | 22732.3561 | 0 | 382950 | 0 | 0 | 0 | 0 | 0 | 0 | 0 | 0 | 0 | 0 | 0 | 0 | 1483444.2996 | 0 | 0 | 0 | 0 | 0 | 0 | 0 | 0 | 0 | 0 | 0 | -83051.4577 | 0 | 0 | 0 | 0 | 0 | 0 | 0 | 0 | 0 | -277166.1862 | 0 | 0 | 0 | 0 | 0 | 0 | 0 | 0
2016-12-25 14:00 | 0 | 0 | 0 | 0 | 721170.6735 | 35315.9704 | 396269 | 0 | 0 | 0 | 0 | 83051.4577 | 0 | 0 | 0 | 0 | 0 | 0 | 0 | 1760610.4858 | 0 | 0 | 0 | 0 | 0 | 0 | 0 | 0 | 0 | 0 | 0 | 83051.4577 | 0 | 0 | 0 | 0 | 0 | 0 | 0 | 0 | 0 | 277166.1862 | 0 | 0 | 0 | 0 | 0 | 0 | 0 | 0
2016-12-25 15:00 | 0 | 0 | 0 | 0 | 0 | 312432.003 | 403256 | 0 | 0 | 0 | 0 | 0 | 0 | 0 | 0 | 0 | 0 | 0 | 0 | 1752837.9464 | 0 | 0 | 0 | 0 | 0 | 0 | 0 | 0 | 0 | 0 | 0 | -83051.4577 | 0 | 0 | 0 | 0 | 0 | 0 | 0 | 0 | 0 | -7772.5393 | 0 | 0 | 0 | 0 | 0 | 0 | 0 | 0
2016-12-25 16:00 | 0 | 0 | 0 | 0 | 277246.5369 | 488776.107 | 405805 | 0 | 0 | 0 | 0 | 83051.4577 | 0 | 0 | 0 | 0 | 0 | 0 | 0 | 2030004.1326 | 0 | 0 | 0 | 0 | 0 | 0 | 0 | 0 | 0 | 0 | 0 | 83051.4577 | 0 | 0 | 0 | 0 | 0 | 0 | 0 | 0 | 0 | 277166.1862 | 0 | 0 | 0 | 0 | 0 | 0 | 0 | 0
2016-12-25 17:00 | 0 | 0 | 0 | 0 | 68311.9182 | 530729.8103 | 404927 | 0 | 0 | 0 | 0 | 0 | 0 | 0 | 0 | 0 | 0 | 0 | 0 | 2307170.3188 | 0 | 0 | 0 | 0 | 0 | 0 | 0 | 0 | 0 | 0 | 0 | -83051.4577 | 0 | 0 | 0 | 0 | 0 | 0 | 0 | 0 | 0 | 277166.1862 | 0 | 0 | 0 | 0 | 0 | 0 | 0 | 0
2016-12-25 18:00 | 0 | 0 | 0 | 0 | 0 | 519291.9524 | 400037 | 0 | 0 | 0 | 0 | 83051.4577 | 0 | 0 | 0 | 0 | 0 | 0 | 0 | 2343373.8134 | 0 | 0 | 0 | 0 | 0 | 0 | 0 | 0 | 0 | 0 | 0 | 83051.4577 | 0 | 0 | 0 | 0 | 0 | 0 | 0 | 0 | 0 | 36203.4947 | 0 | 0 | 0 | 0 | 0 | 0 | 0 | 0
2016-12-25 19:00 | 0 | 0 | 0 | 0 | 78843.2278 | 510147.5006 | 394876 | 0 | 0 | 0 | 0 | 0 | 0 | 0 | 0 | 0 | 0 | 0 | 0 | 2620539.9996 | 0 | 0 | 0 | 0 | 0 | 0 | 0 | 0 | 0 | 0 | 0 | -83051.4577 | 0 | 0 | 0 | 0 | 0 | 0 | 0 | 0 | 0 | 277166.1862 | 0 | 0 | 0 | 0 | 0 | 0 | 0 | 0
2016-12-25 20:00 | 0 | 0 | 0 | 0 | 0 | 526566.7111 | 390187 | 0 | 0 | 0 | 0 | 83051.4577 | 0 | 0 | 0 | 0 | 0 | 0 | 0 | 2673868.253 | 0 | 0 | 0 | 0 | 0 | 0 | 0 | 0 | 0 | 0 | 0 | 83051.4577 | 0 | 0 | 0 | 0 | 0 | 0 | 0 | 0 | 0 | 53328.2534 | 0 | 0 | 0 | 0 | 0 | 0 | 0 | 0
2016-12-25 21:00 | 0 | 0 | 0 | 0 | 32356.2389 | 551733.4895 | 389975 | 0 | 0 | 0 | 0 | 0 | 0 | 0 | 0 | 0 | 0 | 0 | 0 | 2951034.4392 | 0 | 0 | 0 | 0 | 0 | 0 | 0 | 0 | 0 | 0 | 0 | -83051.4577 | 0 | 0 | 0 | 0 | 0 | 0 | 0 | 0 | 0 | 277166.1862 | 0 | 0 | 0 | 0 | 0 | 0 | 0 | 0
2016-12-25 22:00 | 0 | 0 | 0 | 0 | 0 | 495449.9453 | 398888 | 0 | 0 | 0 | 0 | 83051.4577 | 0 | 0 | 0 | 0 | 0 | 0 | 0 | 2964544.9268 | 0 | 0 | 0 | 0 | 0 | 0 | 0 | 0 | 0 | 0 | 0 | 83051.4577 | 0 | 0 | 0 | 0 | 0 | 0 | 0 | 0 | 0 | 13510.4876 | 0 | 0 | 0 | 0 | 0 | 0 | 0 | 0
2016-12-25 23:00 | 0 | 0 | 0 | 0 | 0 | 192877.2061 | 408809 | 0 | 0 | 0 | 0 | 0 | 0 | 0 | 0 | 0 | 0 | 0 | 0 | 2831664.5906 | 0 | 0 | 0 | 0 | 0 | 0 | 0 | 0 | 0 | 0 | 0 | -83051.4577 | 0 | 0 | 0 | 0 | 0 | 0 | 0 | 0 | 0 | -132880.3362 | 0 | 0 | 0 | 0 | 0 | 0 | 0 | 0
2016-12-26 | 0 | 0 | 0 | 0 | 136231.4117 | 1469.4021 | 414867 | 0 | 0 | 0 | 0 | 0 | 0 | 0 | 0 | 0 | 0 | 0 | 0 | 2554498.4045 | 0 | 0 | 0 | 0 | 0 | 0 | 0 | 0 | 0 | 0 | 0 | 0 | 0 | 0 | 0 | 0 | 0 | 0 | 0 | 0 | 0 | -277166.1862 | 0 | 0 | 0 | 0 | 0 | 0 | 0 | 0
2016-12-26 01:00 | 0 | 0 | 0 | 0 | 778578.6439 | 0 | 418361 | 0 | 0 | 0 | 0 | 83051.4577 | 0 | 0 | 0 | 0 | 0 | 0 | 0 | 2831664.5906 | 0 | 0 | 0 | 0 | 0 | 0 | 0 | 0 | 0 | 0 | 0 | 83051.4577 | 0 | 0 | 0 | 0 | 0 | 0 | 0 | 0 | 0 | 277166.1862 | 0 | 0 | 0 | 0 | 0 | 0 | 0 | 0
2016-12-26 02:00 | 0 | 0 | 0 | 0 | 54066.3561 | 0 | 414284 | 0 | 0 | 0 | 0 | 0 | 0 | 0 | 0 | 0 | 0 | 0 | 0 | 2554498.4045 | 0 | 0 | 0 | 0 | 0 | 0 | 0 | 0 | 0 | 0 | 0 | -83051.4577 | 0 | 0 | 0 | 0 | 0 | 0 | 0 | 0 | 0 | -277166.1862 | 0 | 0 | 0 | 0 | 0 | 0 | 0 | 0
2016-12-26 03:00 | 0 | 0 | 0 | 0 | 210764.2715 | 0 | 404879 | 0 | 0 | 0 | 0 | 83051.4577 | 0 | 0 | 0 | 0 | 0 | 0 | 0 | 2277332.2183 | 0 | 0 | 0 | 0 | 0 | 0 | 0 | 0 | 0 | 0 | 0 | 83051.4577 | 0 | 0 | 0 | 0 | 0 | 0 | 0 | 0 | 0 | -277166.1862 | 0 | 0 | 0 | 0 | 0 | 0 | 0 | 0
2016-12-26 04:00 | 0 | 0 | 0 | 0 | 750373.6439 | 0 | 390156 | 0 | 0 | 0 | 0 | 166102.9154 | 0 | 0 | 0 | 0 | 0 | 0 | 0 | 2554498.4045 | 0 | 0 | 0 | 0 | 0 | 0 | 0 | 0 | 0 | 0 | 0 | 83051.4577 | 0 | 0 | 0 | 0 | 0 | 0 | 0 | 0 | 0 | 277166.1862 | 0 | 0 | 0 | 0 | 0 | 0 | 0 | 0
2016-12-26 05:00 | 0 | 0 | 0 | 0 | 14914.3561 | 0 | 375132 | 0 | 0 | 0 | 0 | 83051.4577 | 0 | 0 | 0 | 0 | 0 | 0 | 0 | 2277332.2183 | 0 | 0 | 0 | 0 | 0 | 0 | 0 | 0 | 0 | 0 | 0 | -83051.4577 | 0 | 0 | 0 | 0 | 0 | 0 | 0 | 0 | 0 | -277166.1862 | 0 | 0 | 0 | 0 | 0 | 0 | 0 | 0
2016-12-26 06:00 | 0 | 0 | 0 | 0 | 2440.3561 | 0 | 362658 | 0 | 0 | 0 | 0 | 0 | 0 | 0 | 0 | 0 | 0 | 0 | 0 | 2000166.0322 | 0 | 0 | 0 | 0 | 0 | 0 | 0 | 0 | 0 | 0 | 0 | -83051.4577 | 0 | 0 | 0 | 0 | 0 | 0 | 0 | 0 | 0 | -277166.1862 | 0 | 0 | 0 | 0 | 0 | 0 | 0 | 0
2016-12-26 07:00 | 0 | 0 | 0 | 0 | 713916.6439 | 0 | 353699 | 0 | 0 | 0 | 0 | 83051.4577 | 0 | 0 | 0 | 0 | 0 | 0 | 0 | 2277332.2183 | 0 | 0 | 0 | 0 | 0 | 0 | 0 | 0 | 0 | 0 | 0 | 83051.4577 | 0 | 0 | 0 | 0 | 0 | 0 | 0 | 0 | 0 | 277166.1862 | 0 | 0 | 0 | 0 | 0 | 0 | 0 | 0
2016-12-26 08:00 | 0 | 0 | 0 | 0 | 0 | 0 | 348608 | 0 | 0 | 0 | 0 | 0 | 0 | 0 | 0 | 0 | 0 | 0 | 0 | 2011775.676 | 0 | 0 | 0 | 0 | 0 | 0 | 0 | 0 | 0 | 0 | 0 | -83051.4577 | 0 | 0 | 0 | 0 | 0 | 0 | 0 | 0 | 0 | -265556.5423 | 0 | 0 | 0 | 0 | 0 | 0 | 0 | 0
2016-12-26 09:00 | 0 | 0 | 0 | 0 | 624626.1862 | 0 | 347460 | 0 | 0 | 0 | 0 | 0 | 0 | 0 | 0 | 0 | 0 | 0 | 0 | 2288941.8622 | 0 | 0 | 0 | 0 | 0 | 0 | 0 | 0 | 0 | 0 | 0 | 0 | 0 | 0 | 0 | 0 | 0 | 0 | 0 | 0 | 0 | 277166.1862 | 0 | 0 | 0 | 0 | 0 | 0 | 0 | 0
2016-12-26 10:00 | 0 | 0 | 0 | 0 | 711642.6439 | 0 | 351425 | 0 | 0 | 0 | 0 | 83051.4577 | 0 | 0 | 0 | 0 | 0 | 0 | 0 | 2566108.0484 | 0 | 0 | 0 | 0 | 0 | 0 | 0 | 0 | 0 | 0 | 0 | 83051.4577 | 0 | 0 | 0 | 0 | 0 | 0 | 0 | 0 | 0 | 277166.1862 | 0 | 0 | 0 | 0 | 0 | 0 | 0 | 0
2016-12-26 11:00 | 0 | 0 | 0 | 0 | 254.3561 | 0 | 360472 | 0 | 0 | 0 | 0 | 0 | 0 | 0 | 0 | 0 | 0 | 0 | 0 | 2288941.8622 | 0 | 0 | 0 | 0 | 0 | 0 | 0 | 0 | 0 | 0 | 0 | -83051.4577 | 0 | 0 | 0 | 0 | 0 | 0 | 0 | 0 | 0 | -277166.1862 | 0 | 0 | 0 | 0 | 0 | 0 | 0 | 0
2016-12-26 12:00 | 0 | 0 | 0 | 0 | 95052.8138 | 0 | 372219 | 0 | 0 | 0 | 0 | 0 | 0 | 0 | 0 | 0 | 0 | 0 | 0 | 2011775.676 | 0 | 0 | 0 | 0 | 0 | 0 | 0 | 0 | 0 | 0 | 0 | 0 | 0 | 0 | 0 | 0 | 0 | 0 | 0 | 0 | 0 | -277166.1862 | 0 | 0 | 0 | 0 | 0 | 0 | 0 | 0
2016-12-26 13:00 | 0 | 0 | 0 | 0 | 763337.2823 | 0 | 386382 | 0 | 0 | 0 | 0 | 83051.4577 | 0 | 0 | 0 | 0 | 0 | 0 | 0 | 2288941.8622 | 0 | 16737.6384 | 0 | 0 | 0 | 0 | 0 | 0 | 0 | 0 | 0 | 83051.4577 | 0 | 0 | 0 | 0 | 0 | 0 | 0 | 0 | 0 | 277166.1862 | 0 | 16737.6384 | 0 | 0 | 0 | 0 | 0 | 0
2016-12-26 14:00 | 0 | 0 | 0 | 0 | 0 | 39444.224 | 402763 | 0 | 0 | 0 | 0 | 0 | 0 | 0 | 0 | 0 | 0 | 0 | 0 | 2025412.1823 | 0 | 0 | 0 | 0 | 0 | 0 | 0 | 0 | 0 | 0 | 0 | -83051.4577 | 0 | 0 | 0 | 0 | 0 | 0 | 0 | 0 | 0 | -263529.6798 | 0 | -16737.6384 | 0 | 0 | 0 | 0 | 0 | 0
2016-12-26 15:00 | 0 | 0 | 0 | 0 | 222640.5959 | 470220.5903 | 415695 | 0 | 0 | 0 | 0 | 0 | 0 | 0 | 0 | 0 | 0 | 0 | 0 | 2302578.3685 | 0 | 0 | 0 | 0 | 0 | 0 | 0 | 0 | 0 | 0 | 0 | 0 | 0 | 0 | 0 | 0 | 0 | 0 | 0 | 0 | 0 | 277166.1862 | 0 | 0 | 0 | 0 | 0 | 0 | 0 | 0
2016-12-26 16:00 | 0 | 0 | 0 | 0 | 0 | 648378.2606 | 423628 | 0 | 0 | 0 | 0 | 83051.4577 | 0 | 0 | 0 | 0 | 0 | 0 | 0 | 2444277.1714 | 0 | 0 | 0 | 0 | 0 | 0 | 0 | 0 | 0 | 0 | 0 | 83051.4577 | 0 | 0 | 0 | 0 | 0 | 0 | 0 | 0 | 0 | 141698.8028 | 0 | 0 | 0 | 0 | 0 | 0 | 0 | 0
2016-12-26 17:00 | 0 | 0 | 0 | 0 | 0 | 638187.2105 | 425977 | 0 | 0 | 0 | 0 | 18095.482 | 0 | 0 | 0 | 0 | 0 | 0 | 0 | 2721443.3575 | 0 | 0 | 0 | 0 | 0 | 0 | 0 | 0 | 0 | 0 | 0 | -64955.9757 | 0 | 0 | 0 | 0 | 0 | 0 | 0 | 0 | 0 | 277166.1862 | 0 | 0 | 0 | 0 | 0 | 0 | 0 | 0
2016-12-26 18:00 | 0 | 0 | 0 | 0 | 188055.1263 | 596527.5176 | 424365 | 0 | 0 | 0 | 0 | 101146.9397 | 0 | 0 | 0 | 0 | 0 | 0 | 0 | 2998609.5437 | 0 | 0 | 0 | 0 | 0 | 0 | 0 | 0 | 0 | 0 | 0 | 83051.4577 | 0 | 0 | 0 | 0 | 0 | 0 | 0 | 0 | 0 | 277166.1862 | 0 | 0 | 0 | 0 | 0 | 0 | 0 | 0
2016-12-26 19:00 | 0 | 0 | 0 | 0 | 37448.2691 | 578070.4593 | 421404 | 0 | 0 | 0 | 0 | 18095.482 | 0 | 0 | 0 | 0 | 0 | 0 | 0 | 3275775.7299 | 0 | 0 | 0 | 0 | 0 | 0 | 0 | 0 | 0 | 0 | 0 | -83051.4577 | 0 | 0 | 0 | 0 | 0 | 0 | 0 | 0 | 0 | 277166.1862 | 0 | 0 | 0 | 0 | 0 | 0 | 0 | 0
2016-12-26 20:00 | 0 | 0 | 0 | 0 | 181710.9325 | 598027.7114 | 419521 | 0 | 0 | 0 | 0 | 101146.9397 | 0 | 0 | 0 | 0 | 0 | 0 | 0 | 3552941.916 | 0 | 0 | 0 | 0 | 0 | 0 | 0 | 0 | 0 | 0 | 0 | 83051.4577 | 0 | 0 | 0 | 0 | 0 | 0 | 0 | 0 | 0 | 277166.1862 | 0 | 0 | 0 | 0 | 0 | 0 | 0 | 0
2016-12-26 21:00 | 0 | 0 | 0 | 0 | 54964.6565 | 627858.0477 | 423752 | 0 | 0 | 0 | 0 | 83051.4577 | 0 | 0 | 0 | 0 | 0 | 0 | 0 | 3830108.1022 | 0 | 0 | 0 | 0 | 0 | 0 | 0 | 0 | 0 | 0 | 0 | -18095.482 | 0 | 0 | 0 | 0 | 0 | 0 | 0 | 0 | 0 | 277166.1862 | 0 | 0 | 0 | 0 | 0 | 0 | 0 | 0
2016-12-26 22:00 | 0 | 0 | 0 | 0 | 0 | 545852.6336 | 436949 | 0 | 0 | 0 | 0 | 166102.9154 | 0 | 0 | 0 | 0 | 0 | 0 | 0 | 3855960.2781 | 0 | 0 | 0 | 0 | 0 | 0 | 0 | 0 | 0 | 0 | 0 | 83051.4577 | 0 | 0 | 0 | 0 | 0 | 0 | 0 | 0 | 0 | 25852.1759 | 0 | 0 | 0 | 0 | 0 | 0 | 0 | 0
2016-12-26 23:00 | 0 | 0 | 0 | 0 | 0 | 195015.1881 | 451101 | 0 | 0 | 0 | 0 | 83051.4577 | 0 | 0 | 0 | 0 | 0 | 0 | 0 | 3682925.9238 | 0 | 0 | 0 | 0 | 0 | 0 | 0 | 0 | 0 | 0 | 0 | -83051.4577 | 0 | 0 | 0 | 0 | 0 | 0 | 0 | 0 | 0 | -173034.3542 | 0 | 0 | 0 | 0 | 0 | 0 | 0 | 0
2016-12-27 | 0 | 0 | 0 | 0 | 621123.8136 | 1690.6031 | 457182 | 0 | 0 | 0 | 0 | 166102.9154 | 0 | 0 | 0 | 0 | 0 | 0 | 0 | 3765506.8829 | 0 | 0 | 0 | 0 | 0 | 0 | 0 | 0 | 0 | 0 | 0 | 83051.4577 | 0 | 0 | 0 | 0 | 0 | 0 | 0 | 0 | 0 | 82580.959 | 0 | 0 | 0 | 0 | 0 | 0 | 0 | 0
2016-12-27 01:00 | 0 | 0 | 0 | 0 | 96431.3561 | 0 | 456649 | 0 | 0 | 0 | 0 | 83051.4577 | 0 | 0 | 0 | 0 | 0 | 0 | 0 | 3488340.6967 | 0 | 0 | 0 | 0 | 0 | 0 | 0 | 0 | 0 | 0 | 0 | -83051.4577 | 0 | 0 | 0 | 0 | 0 | 0 | 0 | 0 | 0 | -277166.1862 | 0 | 0 | 0 | 0 | 0 | 0 | 0 | 0
2016-12-27 02:00 | 0 | 0 | 0 | 0 | 85311.3561 | 0 | 445529 | 0 | 0 | 0 | 0 | 0 | 0 | 0 | 0 | 0 | 0 | 0 | 0 | 3211174.5106 | 0 | 0 | 0 | 0 | 0 | 0 | 0 | 0 | 0 | 0 | 0 | -83051.4577 | 0 | 0 | 0 | 0 | 0 | 0 | 0 | 0 | 0 | -277166.1862 | 0 | 0 | 0 | 0 | 0 | 0 | 0 | 0
2016-12-27 03:00 | 0 | 0 | 0 | 0 | 617047.6051 | 0 | 428812 | 0 | 0 | 0 | 0 | 83051.4577 | 0 | 0 | 0 | 0 | 0 | 0 | 0 | 3316358.6579 | 0 | 0 | 0 | 0 | 0 | 0 | 0 | 0 | 0 | 0 | 0 | 83051.4577 | 0 | 0 | 0 | 0 | 0 | 0 | 0 | 0 | 0 | 105184.1474 | 0 | 0 | 0 | 0 | 0 | 0 | 0 | 0
2016-12-27 04:00 | 0 | 0 | 0 | 0 | 46870.3561 | 0 | 407088 | 0 | 0 | 0 | 0 | 0 | 0 | 0 | 0 | 0 | 0 | 0 | 0 | 3039192.4718 | 0 | 0 | 0 | 0 | 0 | 0 | 0 | 0 | 0 | 0 | 0 | -83051.4577 | 0 | 0 | 0 | 0 | 0 | 0 | 0 | 0 | 0 | -277166.1862 | 0 | 0 | 0 | 0 | 0 | 0 | 0 | 0
2016-12-27 05:00 | 0 | 0 | 0 | 0 | 192879.2715 | 0 | 386994 | 0 | 0 | 0 | 0 | 83051.4577 | 0 | 0 | 0 | 0 | 0 | 0 | 0 | 2762026.2856 | 0 | 0 | 0 | 0 | 0 | 0 | 0 | 0 | 0 | 0 | 0 | 83051.4577 | 0 | 0 | 0 | 0 | 0 | 0 | 0 | 0 | 0 | -277166.1862 | 0 | 0 | 0 | 0 | 0 | 0 | 0 | 0
2016-12-27 06:00 | 0 | 0 | 0 | 0 | 615526.2125 | 0 | 370840 | 0 | 0 | 0 | 0 | 166102.9154 | 0 | 0 | 0 | 0 | 0 | 0 | 0 | 2923120.6842 | 0 | 540.3561 | 0 | 0 | 0 | 0 | 0 | 0 | 0 | 0 | 0 | 83051.4577 | 0 | 0 | 0 | 0 | 0 | 0 | 0 | 0 | 0 | 161094.3986 | 0 | 540.3561 | 0 | 0 | 0 | 0 | 0 | 0
2016-12-27 07:00 | 0 | 0 | 0 | 0 | 0 | 0 | 360758 | 0 | 0 | 0 | 0 | 83051.4577 | 0 | 0 | 0 | 0 | 0 | 0 | 0 | 2645954.4981 | 0 | 0 | 0 | 0 | 0 | 0 | 0 | 0 | 0 | 0 | 0 | -83051.4577 | 0 | 0 | 0 | 0 | 0 | 0 | 0 | 0 | 0 | -277166.1862 | 0 | -540.3561 | 0 | 0 | 0 | 0 | 0 | 0
2016-12-27 08:00 | 0 | 0 | 0 | 0 | 0 | 0 | 355649 | 0 | 0 | 0 | 0 | 4568.6439 | 0 | 0 | 0 | 0 | 0 | 0 | 0 | 2368788.3119 | 0 | 0 | 0 | 0 | 0 | 0 | 0 | 0 | 0 | 0 | 0 | -78482.8138 | 0 | 0 | 0 | 0 | 0 | 0 | 0 | 0 | 0 | -277166.1862 | 0 | 0 | 0 | 0 | 0 | 0 | 0 | 0
2016-12-27 09:00 | 0 | 0 | 0 | 0 | 544993.1014 | 0 | 355194 | 0 | 0 | 0 | 0 | 87620.1016 | 0 | 0 | 0 | 0 | 0 | 0 | 0 | 2475535.9556 | 0 | 0 | 0 | 0 | 0 | 0 | 0 | 0 | 0 | 0 | 0 | 83051.4577 | 0 | 0 | 0 | 0 | 0 | 0 | 0 | 0 | 0 | 106747.6437 | 0 | 0 | 0 | 0 | 0 | 0 | 0 | 0
2016-12-27 10:00 | 0 | 0 | 0 | 0 | 3555.3561 | 0 | 363773 | 0 | 0 | 0 | 0 | 4568.6439 | 0 | 0 | 0 | 0 | 0 | 0 | 0 | 2198369.7694 | 0 | 0 | 0 | 0 | 0 | 0 | 0 | 0 | 0 | 0 | 0 | -83051.4577 | 0 | 0 | 0 | 0 | 0 | 0 | 0 | 0 | 0 | -277166.1862 | 0 | 0 | 0 | 0 | 0 | 0 | 0 | 0
2016-12-27 11:00 | 0 | 0 | 0 | 0 | 487963.379 | 0 | 381884 | 0 | 0 | 0 | 0 | 87620.1016 | 0 | 0 | 0 | 0 | 0 | 0 | 0 | 2221397.6907 | 0 | 0 | 0 | 0 | 0 | 0 | 0 | 0 | 0 | 0 | 0 | 83051.4577 | 0 | 0 | 0 | 0 | 0 | 0 | 0 | 0 | 0 | 23027.9213 | 0 | 0 | 0 | 0 | 0 | 0 | 0 | 0
2016-12-27 12:00 | 0 | 0 | 0 | 0 | 44644.3561 | 0 | 404862 | 0 | 0 | 0 | 0 | 4568.6439 | 0 | 0 | 0 | 0 | 0 | 0 | 0 | 1944231.5045 | 0 | 0 | 0 | 0 | 0 | 0 | 0 | 0 | 0 | 0 | 0 | -83051.4577 | 0 | 0 | 0 | 0 | 0 | 0 | 0 | 0 | 0 | -277166.1862 | 0 | 0 | 0 | 0 | 0 | 0 | 0 | 0
2016-12-27 13:00 | 0 | 0 | 0 | 0 | 476366.7527 | 0 | 423598 | 0 | 0 | 0 | 0 | 87620.1016 | 0 | 0 | 0 | 0 | 0 | 0 | 0 | 1913948.7995 | 0 | 0 | 0 | 0 | 0 | 0 | 0 | 0 | 0 | 0 | 0 | 83051.4577 | 0 | 0 | 0 | 0 | 0 | 0 | 0 | 0 | 0 | -30282.705 | 0 | 0 | 0 | 0 | 0 | 0 | 0 | 0
2016-12-27 14:00 | 0 | 0 | 0 | 0 | 444244.4296 | 80305.0339 | 438131 | 0 | 0 | 0 | 0 | 4568.6439 | 0 | 0 | 0 | 0 | 0 | 0 | 0 | 2083418.7207 | 0 | 0 | 0 | 0 | 0 | 0 | 0 | 0 | 0 | 0 | 0 | -83051.4577 | 0 | 0 | 0 | 0 | 0 | 0 | 0 | 0 | 0 | 169469.9211 | 0 | 0 | 0 | 0 | 0 | 0 | 0 | 0
2016-12-27 15:00 | 0 | 0 | 0 | 0 | 328574.063 | 449585.712 | 446838 | 0 | 0 | 0 | 0 | 87620.1016 | 0 | 0 | 0 | 0 | 0 | 0 | 0 | 2331689.038 | 0 | 0 | 0 | 0 | 0 | 0 | 0 | 0 | 0 | 0 | 0 | 83051.4577 | 0 | 0 | 0 | 0 | 0 | 0 | 0 | 0 | 0 | 248270.3173 | 0 | 0 | 0 | 0 | 0 | 0 | 0 | 0
2016-12-27 16:00 | 0 | 0 | 0 | 0 | 0 | 607061.5086 | 449707 | 0 | 0 | 0 | 0 | 4568.6439 | 0 | 0 | 0 | 0 | 0 | 0 | 0 | 2572095.0043 | 0 | 0 | 0 | 0 | 0 | 0 | 0 | 0 | 0 | 0 | 0 | -83051.4577 | 0 | 0 | 0 | 0 | 0 | 0 | 0 | 0 | 0 | 240405.9663 | 0 | 0 | 0 | 0 | 0 | 0 | 0 | 0
2016-12-27 17:00 | 0 | 0 | 0 | 0 | 0 | 610871.8037 | 447435 | 0 | 0 | 0 | 0 | 0 | 0 | 0 | 0 | 0 | 0 | 0 | 0 | 2740100.4518 | 0 | 0 | 0 | 0 | 0 | 0 | 0 | 0 | 0 | 0 | 0 | -4568.6439 | 0 | 0 | 0 | 0 | 0 | 0 | 0 | 0 | 0 | 168005.4476 | 0 | 0 | 0 | 0 | 0 | 0 | 0 | 0
2016-12-27 18:00 | 0 | 0 | 0 | 0 | 0 | 570960.4567 | 443791 | 0 | 0 | 0 | 0 | 83051.4577 | 0 | 0 | 0 | 0 | 0 | 0 | 0 | 2784218.4508 | 0 | 0 | 0 | 0 | 0 | 0 | 0 | 0 | 0 | 0 | 0 | 83051.4577 | 0 | 0 | 0 | 0 | 0 | 0 | 0 | 0 | 0 | 44117.999 | 0 | 0 | 0 | 0 | 0 | 0 | 0 | 0
2016-12-27 19:00 | 0 | 0 | 0 | 0 | 84195.2049 | 550226.5236 | 440307 | 0 | 0 | 0 | 0 | 0 | 0 | 0 | 0 | 0 | 0 | 0 | 0 | 3061384.637 | 0 | 0 | 0 | 0 | 0 | 0 | 0 | 0 | 0 | 0 | 0 | -83051.4577 | 0 | 0 | 0 | 0 | 0 | 0 | 0 | 0 | 0 | 277166.1862 | 0 | 0 | 0 | 0 | 0 | 0 | 0 | 0
2016-12-27 20:00 | 0 | 0 | 0 | 0 | 0 | 565574.4936 | 438806 | 0 | 0 | 0 | 0 | 83051.4577 | 0 | 0 | 0 | 0 | 0 | 0 | 0 | 3105101.6729 | 0 | 0 | 0 | 0 | 0 | 0 | 0 | 0 | 0 | 0 | 0 | 83051.4577 | 0 | 0 | 0 | 0 | 0 | 0 | 0 | 0 | 0 | 43717.0359 | 0 | 0 | 0 | 0 | 0 | 0 | 0 | 0
2016-12-27 21:00 | 0 | 0 | 0 | 0 | 45167.072 | 590514.6565 | 441567 | 0 | 0 | 0 | 0 | 0 | 0 | 0 | 0 | 0 | 0 | 0 | 0 | 3382267.8591 | 0 | 0 | 0 | 0 | 0 | 0 | 0 | 0 | 0 | 0 | 0 | -83051.4577 | 0 | 0 | 0 | 0 | 0 | 0 | 0 | 0 | 0 | 277166.1862 | 0 | 0 | 0 | 0 | 0 | 0 | 0 | 0
2016-12-27 22:00 | 0 | 0 | 0 | 0 | 0 | 513295.6646 | 455269 | 0 | 0 | 0 | 0 | 83051.4577 | 0 | 0 | 0 | 0 | 0 | 0 | 0 | 3357243.066 | 0 | 0 | 0 | 0 | 0 | 0 | 0 | 0 | 0 | 0 | 0 | 83051.4577 | 0 | 0 | 0 | 0 | 0 | 0 | 0 | 0 | 0 | -25024.7931 | 0 | 0 | 0 | 0 | 0 | 0 | 0 | 0
2016-12-27 23:00 | 0 | 0 | 0 | 0 | 0 | 199297.2175 | 470265 | 0 | 0 | 0 | 0 | 0 | 0 | 0 | 0 | 0 | 0 | 0 | 0 | 3169326.7411 | 0 | 0 | 0 | 0 | 0 | 0 | 0 | 0 | 0 | 0 | 0 | -83051.4577 | 0 | 0 | 0 | 0 | 0 | 0 | 0 | 0 | 0 | -187916.3248 | 0 | 0 | 0 | 0 | 0 | 0 | 0 | 0
2016-12-28 | 0 | 0 | 0 | 0 | 667766.6819 | 2867.9142 | 475038 | 0 | 0 | 0 | 0 | 83051.4577 | 0 | 0 | 0 | 0 | 0 | 0 | 0 | 3281871.8795 | 0 | 0 | 0 | 0 | 0 | 0 | 0 | 0 | 0 | 0 | 0 | 83051.4577 | 0 | 0 | 0 | 0 | 0 | 0 | 0 | 0 | 0 | 112545.1384 | 0 | 0 | 0 | 0 | 0 | 0 | 0 | 0
2016-12-28 01:00 | 0 | 0 | 0 | 0 | 113279.3561 | 0 | 473497 | 0 | 0 | 0 | 0 | 0 | 0 | 0 | 0 | 0 | 0 | 0 | 0 | 3004705.6934 | 0 | 0 | 0 | 0 | 0 | 0 | 0 | 0 | 0 | 0 | 0 | -83051.4577 | 0 | 0 | 0 | 0 | 0 | 0 | 0 | 0 | 0 | -277166.1862 | 0 | 0 | 0 | 0 | 0 | 0 | 0 | 0
2016-12-28 02:00 | 0 | 0 | 0 | 0 | 267918.2715 | 0 | 462033 | 0 | 0 | 0 | 0 | 83051.4577 | 0 | 0 | 0 | 0 | 0 | 0 | 0 | 2727539.5072 | 0 | 0 | 0 | 0 | 0 | 0 | 0 | 0 | 0 | 0 | 0 | 83051.4577 | 0 | 0 | 0 | 0 | 0 | 0 | 0 | 0 | 0 | -277166.1862 | 0 | 0 | 0 | 0 | 0 | 0 | 0 | 0
2016-12-28 03:00 | 0 | 0 | 0 | 0 | 804469.977 | 0 | 443776 | 0 | 0 | 0 | 0 | 166102.9154 | 0 | 0 | 0 | 0 | 0 | 0 | 0 | 3004705.6934 | 0 | 476.3331 | 0 | 0 | 0 | 0 | 0 | 0 | 0 | 0 | 0 | 83051.4577 | 0 | 0 | 0 | 0 | 0 | 0 | 0 | 0 | 0 | 277166.1862 | 0 | 476.3331 | 0 | 0 | 0 | 0 | 0 | 0
2016-12-28 04:00 | 0 | 0 | 0 | 0 | 61753.023 | 0 | 422447 | 0 | 0 | 0 | 0 | 83051.4577 | 0 | 0 | 0 | 0 | 0 | 0 | 0 | 2727539.5072 | 0 | 0 | 0 | 0 | 0 | 0 | 0 | 0 | 0 | 0 | 0 | -83051.4577 | 0 | 0 | 0 | 0 | 0 | 0 | 0 | 0 | 0 | -277166.1862 | 0 | -476.3331 | 0 | 0 | 0 | 0 | 0 | 0
2016-12-28 05:00 | 0 | 0 | 0 | 0 | 42338.3561 | 0 | 402556 | 0 | 0 | 0 | 0 | 0 | 0 | 0 | 0 | 0 | 0 | 0 | 0 | 2450373.321 | 0 | 0 | 0 | 0 | 0 | 0 | 0 | 0 | 0 | 0 | 0 | -83051.4577 | 0 | 0 | 0 | 0 | 0 | 0 | 0 | 0 | 0 | -277166.1862 | 0 | 0 | 0 | 0 | 0 | 0 | 0 | 0
2016-12-28 06:00 | 0 | 0 | 0 | 0 | 747392.6439 | 0 | 387175 | 0 | 0 | 0 | 0 | 83051.4577 | 0 | 0 | 0 | 0 | 0 | 0 | 0 | 2727539.5072 | 0 | 0 | 0 | 0 | 0 | 0 | 0 | 0 | 0 | 0 | 0 | 83051.4577 | 0 | 0 | 0 | 0 | 0 | 0 | 0 | 0 | 0 | 277166.1862 | 0 | 0 | 0 | 0 | 0 | 0 | 0 | 0
2016-12-28 07:00 | 0 | 0 | 0 | 0 | 17520.3561 | 0 | 377738 | 0 | 0 | 0 | 0 | 0 | 0 | 0 | 0 | 0 | 0 | 0 | 0 | 2450373.321 | 0 | 0 | 0 | 0 | 0 | 0 | 0 | 0 | 0 | 0 | 0 | -83051.4577 | 0 | 0 | 0 | 0 | 0 | 0 | 0 | 0 | 0 | -277166.1862 | 0 | 0 | 0 | 0 | 0 | 0 | 0 | 0
2016-12-28 08:00 | 0 | 0 | 0 | 0 | 96105.8138 | 0 | 373272 | 0 | 0 | 0 | 0 | 0 | 0 | 0 | 0 | 0 | 0 | 0 | 0 | 2173207.1349 | 0 | 0 | 0 | 0 | 0 | 0 | 0 | 0 | 0 | 0 | 0 | 0 | 0 | 0 | 0 | 0 | 0 | 0 | 0 | 0 | 0 | -277166.1862 | 0 | 0 | 0 | 0 | 0 | 0 | 0 | 0
2016-12-28 09:00 | 0 | 0 | 0 | 0 | 734714.6439 | 0 | 374497 | 0 | 0 | 0 | 0 | 83051.4577 | 0 | 0 | 0 | 0 | 0 | 0 | 0 | 2450373.321 | 0 | 0 | 0 | 0 | 0 | 0 | 0 | 0 | 0 | 0 | 0 | 83051.4577 | 0 | 0 | 0 | 0 | 0 | 0 | 0 | 0 | 0 | 277166.1862 | 0 | 0 | 0 | 0 | 0 | 0 | 0 | 0
2016-12-28 10:00 | 0 | 0 | 0 | 0 | 24034.3561 | 0 | 384252 | 0 | 0 | 0 | 0 | 0 | 0 | 0 | 0 | 0 | 0 | 0 | 0 | 2173207.1349 | 0 | 0 | 0 | 0 | 0 | 0 | 0 | 0 | 0 | 0 | 0 | -83051.4577 | 0 | 0 | 0 | 0 | 0 | 0 | 0 | 0 | 0 | -277166.1862 | 0 | 0 | 0 | 0 | 0 | 0 | 0 | 0
2016-12-28 11:00 | 0 | 0 | 0 | 0 | 208962.2715 | 0 | 403077 | 0 | 0 | 0 | 0 | 83051.4577 | 0 | 0 | 0 | 0 | 0 | 0 | 0 | 1896040.9487 | 0 | 0 | 0 | 0 | 0 | 0 | 0 | 0 | 0 | 0 | 0 | 83051.4577 | 0 | 0 | 0 | 0 | 0 | 0 | 0 | 0 | 0 | -277166.1862 | 0 | 0 | 0 | 0 | 0 | 0 | 0 | 0
2016-12-28 12:00 | 0 | 0 | 0 | 0 | 766324.9262 | 0 | 427341 | 0 | 0 | 0 | 0 | 166102.9154 | 0 | 0 | 0 | 0 | 0 | 0 | 0 | 2151973.4172 | 0 | 0 | 0 | 0 | 0 | 0 | 0 | 0 | 0 | 0 | 0 | 83051.4577 | 0 | 0 | 0 | 0 | 0 | 0 | 0 | 0 | 0 | 255932.4685 | 0 | 0 | 0 | 0 | 0 | 0 | 0 | 0
2016-12-28 13:00 | 0 | 0 | 0 | 0 | 83228.3561 | 0 | 443446 | 0 | 0 | 0 | 0 | 83051.4577 | 0 | 0 | 0 | 0 | 0 | 0 | 0 | 1874807.231 | 0 | 0 | 0 | 0 | 0 | 0 | 0 | 0 | 0 | 0 | 0 | -83051.4577 | 0 | 0 | 0 | 0 | 0 | 0 | 0 | 0 | 0 | -277166.1862 | 0 | 0 | 0 | 0 | 0 | 0 | 0 | 0
2016-12-28 14:00 | 0 | 0 | 0 | 0 | 612794.1374 | 34011.591 | 452691 | 0 | 0 | 0 | 0 | 0 | 0 | 0 | 0 | 0 | 0 | 0 | 0 | 2151973.4172 | 0 | 0 | 0 | 0 | 0 | 0 | 0 | 0 | 0 | 0 | 0 | -83051.4577 | 0 | 0 | 0 | 0 | 0 | 0 | 0 | 0 | 0 | 277166.1862 | 0 | 0 | 0 | 0 | 0 | 0 | 0 | 0
2016-12-28 15:00 | 0 | 0 | 0 | 0 | 462198.4591 | 354833.1848 | 456814 | 0 | 0 | 0 | 0 | 83051.4577 | 0 | 0 | 0 | 0 | 0 | 0 | 0 | 2429139.6034 | 0 | 0 | 0 | 0 | 0 | 0 | 0 | 0 | 0 | 0 | 0 | 83051.4577 | 0 | 0 | 0 | 0 | 0 | 0 | 0 | 0 | 0 | 277166.1862 | 0 | 0 | 0 | 0 | 0 | 0 | 0 | 0
2016-12-28 16:00 | 0 | 0 | 0 | 0 | 0 | 550110.8429 | 456842 | 0 | 0 | 0 | 0 | 0 | 0 | 0 | 0 | 0 | 0 | 0 | 0 | 2605459.904 | 0 | 0 | 0 | 0 | 0 | 0 | 0 | 0 | 0 | 0 | 0 | -83051.4577 | 0 | 0 | 0 | 0 | 0 | 0 | 0 | 0 | 0 | 176320.3006 | 0 | 0 | 0 | 0 | 0 | 0 | 0 | 0
2016-12-28 17:00 | 0 | 0 | 0 | 0 | 240275.7502 | 573400.8937 | 453459 | 0 | 0 | 0 | 0 | 83051.4577 | 0 | 0 | 0 | 0 | 0 | 0 | 0 | 2882626.0902 | 0 | 0 | 0 | 0 | 0 | 0 | 0 | 0 | 0 | 0 | 0 | 83051.4577 | 0 | 0 | 0 | 0 | 0 | 0 | 0 | 0 | 0 | 277166.1862 | 0 | 0 | 0 | 0 | 0 | 0 | 0 | 0
2016-12-28 18:00 | 0 | 0 | 0 | 0 | 104481.451 | 539345.2775 | 449712 | 0 | 0 | 0 | 0 | 0 | 0 | 0 | 0 | 0 | 0 | 0 | 0 | 3159792.2763 | 0 | 0 | 0 | 0 | 0 | 0 | 0 | 0 | 0 | 0 | 0 | -83051.4577 | 0 | 0 | 0 | 0 | 0 | 0 | 0 | 0 | 0 | 277166.1862 | 0 | 0 | 0 | 0 | 0 | 0 | 0 | 0
2016-12-28 19:00 | 0 | 0 | 0 | 0 | 0 | 523372.1648 | 446431 | 0 | 0 | 0 | 0 | 83051.4577 | 0 | 0 | 0 | 0 | 0 | 0 | 0 | 3153681.9835 | 0 | 0 | 0 | 0 | 0 | 0 | 0 | 0 | 0 | 0 | 0 | 83051.4577 | 0 | 0 | 0 | 0 | 0 | 0 | 0 | 0 | 0 | -6110.2929 | 0 | 0 | 0 | 0 | 0 | 0 | 0 | 0
2016-12-28 20:00 | 0 | 0 | 0 | 0 | 181999.9879 | 540293.4488 | 444718 | 0 | 0 | 0 | 0 | 83460.7083 | 0 | 0 | 0 | 0 | 0 | 0 | 0 | 3430848.1696 | 0 | 0 | 0 | 0 | 0 | 0 | 0 | 0 | 0 | 0 | 0 | 409.2505 | 0 | 0 | 0 | 0 | 0 | 0 | 0 | 0 | 0 | 277166.1862 | 0 | 0 | 0 | 0 | 0 | 0 | 0 | 0
2016-12-28 21:00 | 0 | 0 | 0 | 0 | 246092.8867 | 562754.7572 | 448630 | 0 | 0 | 0 | 0 | 166512.166 | 0 | 0 | 0 | 0 | 0 | 0 | 0 | 3708014.3558 | 0 | 0 | 0 | 0 | 0 | 0 | 0 | 0 | 0 | 0 | 0 | 83051.4577 | 0 | 0 | 0 | 0 | 0 | 0 | 0 | 0 | 0 | 277166.1862 | 0 | 0 | 0 | 0 | 0 | 0 | 0 | 0
2016-12-28 22:00 | 0 | 0 | 0 | 0 | 167965.7813 | 489930.9471 | 463782 | 0 | 0 | 0 | 0 | 83460.7083 | 0 | 0 | 0 | 0 | 0 | 0 | 0 | 3985180.5419 | 0 | 0 | 0 | 0 | 0 | 0 | 0 | 0 | 0 | 0 | 0 | -83051.4577 | 0 | 0 | 0 | 0 | 0 | 0 | 0 | 0 | 0 | 277166.1862 | 0 | 0 | 0 | 0 | 0 | 0 | 0 | 0
2016-12-28 23:00 | 0 | 0 | 0 | 0 | 0 | 199930.5633 | 477506 | 0 | 0 | 0 | 0 | 83051.4577 | 0 | 0 | 0 | 0 | 0 | 0 | 0 | 3708014.3558 | 0 | 0 | 0 | 0 | 0 | 0 | 0 | 0 | 0 | 0 | 0 | -409.2505 | 0 | 0 | 0 | 0 | 0 | 0 | 0 | 0 | 0 | -277166.1862 | 0 | 0 | 0 | 0 | 0 | 0 | 0 | 0
2016-12-29 | 0 | 0 | 0 | 0 | 285228.6887 | 1751.5828 | 481095 | 0 | 0 | 0 | 0 | 166102.9154 | 0 | 0 | 0 | 0 | 0 | 0 | 0 | 3430848.1696 | 0 | 0 | 0 | 0 | 0 | 0 | 0 | 0 | 0 | 0 | 0 | 83051.4577 | 0 | 0 | 0 | 0 | 0 | 0 | 0 | 0 | 0 | -277166.1862 | 0 | 0 | 0 | 0 | 0 | 0 | 0 | 0
2016-12-29 01:00 | 0 | 0 | 0 | 0 | 673522.7285 | 0 | 479408 | 0 | 0 | 0 | 0 | 83051.4577 | 0 | 0 | 0 | 0 | 0 | 0 | 0 | 3708014.3558 | 0 | 0 | 0 | 0 | 0 | 0 | 0 | 0 | 0 | 0 | 0 | -83051.4577 | 0 | 0 | 0 | 0 | 0 | 0 | 0 | 0 | 0 | 277166.1862 | 0 | 0 | 0 | 0 | 0 | 0 | 0 | 0
2016-12-29 02:00 | 0 | 0 | 0 | 0 | 107948.3561 | 0 | 468166 | 0 | 0 | 0 | 0 | 0 | 0 | 0 | 0 | 0 | 0 | 0 | 0 | 3430848.1696 | 0 | 0 | 0 | 0 | 0 | 0 | 0 | 0 | 0 | 0 | 0 | -83051.4577 | 0 | 0 | 0 | 0 | 0 | 0 | 0 | 0 | 0 | -277166.1862 | 0 | 0 | 0 | 0 | 0 | 0 | 0 | 0
2016-12-29 03:00 | 0 | 0 | 0 | 0 | 254863.2715 | 0 | 448978 | 0 | 0 | 0 | 0 | 83051.4577 | 0 | 0 | 0 | 0 | 0 | 0 | 0 | 3153681.9835 | 0 | 0 | 0 | 0 | 0 | 0 | 0 | 0 | 0 | 0 | 0 | 83051.4577 | 0 | 0 | 0 | 0 | 0 | 0 | 0 | 0 | 0 | -277166.1862 | 0 | 0 | 0 | 0 | 0 | 0 | 0 | 0
2016-12-29 04:00 | 0 | 0 | 0 | 0 | 620863.7285 | 0 | 426749 | 0 | 0 | 0 | 0 | 0 | 0 | 0 | 0 | 0 | 0 | 0 | 0 | 3430848.1696 | 0 | 0 | 0 | 0 | 0 | 0 | 0 | 0 | 0 | 0 | 0 | -83051.4577 | 0 | 0 | 0 | 0 | 0 | 0 | 0 | 0 | 0 | 277166.1862 | 0 | 0 | 0 | 0 | 0 | 0 | 0 | 0
2016-12-29 05:00 | 0 | 0 | 0 | 0 | 130195.8138 | 0 | 407362 | 0 | 0 | 0 | 0 | 0 | 0 | 0 | 0 | 0 | 0 | 0 | 0 | 3153681.9835 | 0 | 0 | 0 | 0 | 0 | 0 | 0 | 0 | 0 | 0 | 0 | 0 | 0 | 0 | 0 | 0 | 0 | 0 | 0 | 0 | 0 | -277166.1862 | 0 | 0 | 0 | 0 | 0 | 0 | 0 | 0
2016-12-29 06:00 | 0 | 0 | 0 | 0 | 197835.2715 | 0 | 391950 | 0 | 0 | 0 | 0 | 83051.4577 | 0 | 0 | 0 | 0 | 0 | 0 | 0 | 2876515.7973 | 0 | 0 | 0 | 0 | 0 | 0 | 0 | 0 | 0 | 0 | 0 | 83051.4577 | 0 | 0 | 0 | 0 | 0 | 0 | 0 | 0 | 0 | -277166.1862 | 0 | 0 | 0 | 0 | 0 | 0 | 0 | 0
2016-12-29 07:00 | 0 | 0 | 0 | 0 | 575033.7285 | 0 | 380919 | 0 | 0 | 0 | 0 | 0 | 0 | 0 | 0 | 0 | 0 | 0 | 0 | 3153681.9835 | 0 | 0 | 0 | 0 | 0 | 0 | 0 | 0 | 0 | 0 | 0 | -83051.4577 | 0 | 0 | 0 | 0 | 0 | 0 | 0 | 0 | 0 | 277166.1862 | 0 | 0 | 0 | 0 | 0 | 0 | 0 | 0
2016-12-29 08:00 | 0 | 0 | 0 | 0 | 180849.2715 | 0 | 374964 | 0 | 0 | 0 | 0 | 83051.4577 | 0 | 0 | 0 | 0 | 0 | 0 | 0 | 2876515.7973 | 0 | 0 | 0 | 0 | 0 | 0 | 0 | 0 | 0 | 0 | 0 | 83051.4577 | 0 | 0 | 0 | 0 | 0 | 0 | 0 | 0 | 0 | -277166.1862 | 0 | 0 | 0 | 0 | 0 | 0 | 0 | 0
2016-12-29 09:00 | 0 | 0 | 0 | 0 | 181563.2715 | 0 | 375678 | 0 | 0 | 0 | 0 | 166102.9154 | 0 | 0 | 0 | 0 | 0 | 0 | 0 | 2599349.6111 | 0 | 0 | 0 | 0 | 0 | 0 | 0 | 0 | 0 | 0 | 0 | 83051.4577 | 0 | 0 | 0 | 0 | 0 | 0 | 0 | 0 | 0 | -277166.1862 | 0 | 0 | 0 | 0 | 0 | 0 | 0 | 0
2016-12-29 10:00 | 0 | 0 | 0 | 0 | 577407.7285 | 0 | 383293 | 0 | 0 | 0 | 0 | 83051.4577 | 0 | 0 | 0 | 0 | 0 | 0 | 0 | 2876515.7973 | 0 | 0 | 0 | 0 | 0 | 0 | 0 | 0 | 0 | 0 | 0 | -83051.4577 | 0 | 0 | 0 | 0 | 0 | 0 | 0 | 0 | 0 | 277166.1862 | 0 | 0 | 0 | 0 | 0 | 0 | 0 | 0
2016-12-29 11:00 | 0 | 0 | 0 | 0 | 40049.3561 | 0 | 400267 | 0 | 0 | 0 | 0 | 0 | 0 | 0 | 0 | 0 | 0 | 0 | 0 | 2599349.6111 | 0 | 0 | 0 | 0 | 0 | 0 | 0 | 0 | 0 | 0 | 0 | -83051.4577 | 0 | 0 | 0 | 0 | 0 | 0 | 0 | 0 | 0 | -277166.1862 | 0 | 0 | 0 | 0 | 0 | 0 | 0 | 0
2016-12-29 12:00 | 0 | 0 | 0 | 0 | 228708.2715 | 0 | 422823 | 0 | 0 | 0 | 0 | 83051.4577 | 0 | 0 | 0 | 0 | 0 | 0 | 0 | 2322183.425 | 0 | 0 | 0 | 0 | 0 | 0 | 0 | 0 | 0 | 0 | 0 | 83051.4577 | 0 | 0 | 0 | 0 | 0 | 0 | 0 | 0 | 0 | -277166.1862 | 0 | 0 | 0 | 0 | 0 | 0 | 0 | 0
2016-12-29 13:00 | 0 | 0 | 0 | 0 | 633826.7285 | 0 | 439712 | 0 | 0 | 0 | 0 | 0 | 0 | 0 | 0 | 0 | 0 | 0 | 0 | 2599349.6111 | 0 | 0 | 0 | 0 | 0 | 0 | 0 | 0 | 0 | 0 | 0 | -83051.4577 | 0 | 0 | 0 | 0 | 0 | 0 | 0 | 0 | 0 | 277166.1862 | 0 | 0 | 0 | 0 | 0 | 0 | 0 | 0
2016-12-29 14:00 | 0 | 0 | 0 | 0 | 118440.2899 | 56330.5239 | 451937 | 0 | 0 | 0 | 0 | 0 | 0 | 0 | 0 | 0 | 0 | 0 | 0 | 2322183.425 | 0 | 0 | 0 | 0 | 0 | 0 | 0 | 0 | 0 | 0 | 0 | 0 | 0 | 0 | 0 | 0 | 0 | 0 | 0 | 0 | 0 | -277166.1862 | 0 | 0 | 0 | 0 | 0 | 0 | 0 | 0
2016-12-29 15:00 | 0 | 0 | 0 | 0 | 450529.0584 | 368094.5854 | 458406 | 0 | 0 | 0 | 0 | 83051.4577 | 0 | 0 | 0 | 0 | 0 | 0 | 0 | 2599349.6111 | 0 | 0 | 0 | 0 | 0 | 0 | 0 | 0 | 0 | 0 | 0 | 83051.4577 | 0 | 0 | 0 | 0 | 0 | 0 | 0 | 0 | 0 | 277166.1862 | 0 | 0 | 0 | 0 | 0 | 0 | 0 | 0
2016-12-29 16:00 | 0 | 0 | 0 | 0 | 0 | 534845.9318 | 459642 | 0 | 0 | 0 | 0 | 0 | 0 | 0 | 0 | 0 | 0 | 0 | 0 | 2757605.0007 | 0 | 0 | 0 | 0 | 0 | 0 | 0 | 0 | 0 | 0 | 0 | -83051.4577 | 0 | 0 | 0 | 0 | 0 | 0 | 0 | 0 | 0 | 158255.3895 | 0 | 0 | 0 | 0 | 0 | 0 | 0 | 0
2016-12-29 17:00 | 0 | 0 | 0 | 0 | 269552.1995 | 547842.4444 | 457177 | 0 | 0 | 0 | 0 | 83051.4577 | 0 | 0 | 0 | 0 | 0 | 0 | 0 | 3034771.1868 | 0 | 0 | 0 | 0 | 0 | 0 | 0 | 0 | 0 | 0 | 0 | 83051.4577 | 0 | 0 | 0 | 0 | 0 | 0 | 0 | 0 | 0 | 277166.1862 | 0 | 0 | 0 | 0 | 0 | 0 | 0 | 0
2016-12-29 18:00 | 0 | 0 | 0 | 0 | 130481.877 | 517045.8515 | 453413 | 0 | 0 | 0 | 0 | 0 | 0 | 0 | 0 | 0 | 0 | 0 | 0 | 3311937.373 | 0 | 0 | 0 | 0 | 0 | 0 | 0 | 0 | 0 | 0 | 0 | -83051.4577 | 0 | 0 | 0 | 0 | 0 | 0 | 0 | 0 | 0 | 277166.1862 | 0 | 0 | 0 | 0 | 0 | 0 | 0 | 0
2016-12-29 19:00 | 0 | 0 | 0 | 0 | 0 | 497850.5517 | 448588 | 0 | 0 | 0 | 0 | 83051.4577 | 0 | 0 | 0 | 0 | 0 | 0 | 0 | 3278148.467 | 0 | 0 | 0 | 0 | 0 | 0 | 0 | 0 | 0 | 0 | 0 | 83051.4577 | 0 | 0 | 0 | 0 | 0 | 0 | 0 | 0 | 0 | -33788.906 | 0 | 0 | 0 | 0 | 0 | 0 | 0 | 0
2016-12-29 20:00 | 0 | 0 | 0 | 0 | 224212.745 | 498119.4412 | 445166 | 0 | 0 | 0 | 0 | 83051.4577 | 0 | 0 | 0 | 0 | 0 | 0 | 0 | 3555314.6532 | 0 | 0 | 0 | 0 | 0 | 0 | 0 | 0 | 0 | 0 | 0 | 0 | 0 | 0 | 0 | 0 | 0 | 0 | 0 | 0 | 0 | 277166.1862 | 0 | 0 | 0 | 0 | 0 | 0 | 0 | 0
2016-12-29 21:00 | 0 | 0 | 0 | 0 | 0 | 515517.5265 | 448553 | 0 | 0 | 0 | 0 | 166102.9154 | 0 | 0 | 0 | 0 | 0 | 0 | 0 | 3539227.722 | 0 | 0 | 0 | 0 | 0 | 0 | 0 | 0 | 0 | 0 | 0 | 83051.4577 | 0 | 0 | 0 | 0 | 0 | 0 | 0 | 0 | 0 | -16086.9312 | 0 | 0 | 0 | 0 | 0 | 0 | 0 | 0
2016-12-29 22:00 | 0 | 0 | 0 | 0 | 0 | 432293.4053 | 463901 | 0 | 0 | 0 | 0 | 83051.4577 | 0 | 0 | 0 | 0 | 0 | 0 | 0 | 3590671.585 | 0 | 0 | 0 | 0 | 0 | 0 | 0 | 0 | 0 | 0 | 0 | -83051.4577 | 0 | 0 | 0 | 0 | 0 | 0 | 0 | 0 | 0 | 51443.863 | 0 | 0 | 0 | 0 | 0 | 0 | 0 | 0
2016-12-29 23:00 | 0 | 0 | 0 | 0 | 567631.3887 | 178588.0494 | 480596 | 0 | 0 | 0 | 0 | 166102.9154 | 0 | 0 | 0 | 0 | 0 | 0 | 0 | 3773243.5654 | 0 | 0 | 0 | 0 | 0 | 0 | 0 | 0 | 0 | 0 | 0 | 83051.4577 | 0 | 0 | 0 | 0 | 0 | 0 | 0 | 0 | 0 | 182571.9804 | 0 | 0 | 0 | 0 | 0 | 0 | 0 | 0
2016-12-30 | 0 | 0 | 0 | 0 | 124944.4084 | 1708.9478 | 486871 | 0 | 0 | 0 | 0 | 83051.4577 | 0 | 0 | 0 | 0 | 0 | 0 | 0 | 3496077.3793 | 0 | 0 | 0 | 0 | 0 | 0 | 0 | 0 | 0 | 0 | 0 | -83051.4577 | 0 | 0 | 0 | 0 | 0 | 0 | 0 | 0 | 0 | -277166.1862 | 0 | 0 | 0 | 0 | 0 | 0 | 0 | 0
2016-12-30 01:00 | 0 | 0 | 0 | 0 | 595222.6435 | 0 | 487082 | 0 | 0 | 0 | 0 | 166102.9154 | 0 | 0 | 0 | 0 | 0 | 0 | 0 | 3521166.565 | 0 | 0 | 0 | 0 | 0 | 0 | 0 | 0 | 0 | 0 | 0 | 83051.4577 | 0 | 0 | 0 | 0 | 0 | 0 | 0 | 0 | 0 | 25089.1858 | 0 | 0 | 0 | 0 | 0 | 0 | 0 | 0
2016-12-30 02:00 | 0 | 0 | 0 | 0 | 116776.3561 | 0 | 476994 | 0 | 0 | 0 | 0 | 83051.4577 | 0 | 0 | 0 | 0 | 0 | 0 | 0 | 3244000.3789 | 0 | 0 | 0 | 0 | 0 | 0 | 0 | 0 | 0 | 0 | 0 | -83051.4577 | 0 | 0 | 0 | 0 | 0 | 0 | 0 | 0 | 0 | -277166.1862 | 0 | 0 | 0 | 0 | 0 | 0 | 0 | 0
2016-12-30 03:00 | 0 | 0 | 0 | 0 | 610121.0126 | 0 | 460130 | 0 | 0 | 0 | 0 | 166102.9154 | 0 | 0 | 0 | 0 | 0 | 0 | 0 | 3310939.9338 | 0 | 0 | 0 | 0 | 0 | 0 | 0 | 0 | 0 | 0 | 0 | 83051.4577 | 0 | 0 | 0 | 0 | 0 | 0 | 0 | 0 | 0 | 66939.5549 | 0 | 0 | 0 | 0 | 0 | 0 | 0 | 0
2016-12-30 04:00 | 0 | 0 | 0 | 0 | 79696.3561 | 0 | 439914 | 0 | 0 | 0 | 0 | 83051.4577 | 0 | 0 | 0 | 0 | 0 | 0 | 0 | 3033773.7476 | 0 | 0 | 0 | 0 | 0 | 0 | 0 | 0 | 0 | 0 | 0 | -83051.4577 | 0 | 0 | 0 | 0 | 0 | 0 | 0 | 0 | 0 | -277166.1862 | 0 | 0 | 0 | 0 | 0 | 0 | 0 | 0
2016-12-30 05:00 | 0 | 0 | 0 | 0 | 620858.2175 | 0 | 421903 | 0 | 0 | 0 | 0 | 166102.9154 | 0 | 0 | 0 | 0 | 0 | 0 | 0 | 3149677.5074 | 0 | 0 | 0 | 0 | 0 | 0 | 0 | 0 | 0 | 0 | 0 | 83051.4577 | 0 | 0 | 0 | 0 | 0 | 0 | 0 | 0 | 0 | 115903.7598 | 0 | 0 | 0 | 0 | 0 | 0 | 0 | 0
2016-12-30 06:00 | 0 | 0 | 0 | 0 | 46873.3561 | 0 | 407091 | 0 | 0 | 0 | 0 | 83051.4577 | 0 | 0 | 0 | 0 | 0 | 0 | 0 | 2872511.3212 | 0 | 0 | 0 | 0 | 0 | 0 | 0 | 0 | 0 | 0 | 0 | -83051.4577 | 0 | 0 | 0 | 0 | 0 | 0 | 0 | 0 | 0 | -277166.1862 | 0 | 0 | 0 | 0 | 0 | 0 | 0 | 0
2016-12-30 07:00 | 0 | 0 | 0 | 0 | 610151.919 | 0 | 398686 | 0 | 0 | 0 | 0 | 166102.9154 | 0 | 0 | 0 | 0 | 0 | 0 | 0 | 3000925.7825 | 0 | 0 | 0 | 0 | 0 | 0 | 0 | 0 | 0 | 0 | 0 | 83051.4577 | 0 | 0 | 0 | 0 | 0 | 0 | 0 | 0 | 0 | 128414.4612 | 0 | 0 | 0 | 0 | 0 | 0 | 0 | 0
2016-12-30 08:00 | 0 | 0 | 0 | 0 | 34211.3561 | 0 | 394429 | 0 | 0 | 0 | 0 | 83051.4577 | 0 | 0 | 0 | 0 | 0 | 0 | 0 | 2723759.5963 | 0 | 0 | 0 | 0 | 0 | 0 | 0 | 0 | 0 | 0 | 0 | -83051.4577 | 0 | 0 | 0 | 0 | 0 | 0 | 0 | 0 | 0 | -277166.1862 | 0 | 0 | 0 | 0 | 0 | 0 | 0 | 0
2016-12-30 09:00 | 0 | 0 | 0 | 0 | 602102.2734 | 0 | 396327 | 0 | 0 | 0 | 0 | 166102.9154 | 0 | 0 | 0 | 0 | 0 | 0 | 0 | 2846483.412 | 0 | 0 | 0 | 0 | 0 | 0 | 0 | 0 | 0 | 0 | 0 | 83051.4577 | 0 | 0 | 0 | 0 | 0 | 0 | 0 | 0 | 0 | 122723.8157 | 0 | 0 | 0 | 0 | 0 | 0 | 0 | 0
2016-12-30 10:00 | 0 | 0 | 0 | 0 | 45305.3561 | 0 | 405523 | 0 | 0 | 0 | 0 | 83051.4577 | 0 | 0 | 0 | 0 | 0 | 0 | 0 | 2569317.2259 | 0 | 0 | 0 | 0 | 0 | 0 | 0 | 0 | 0 | 0 | 0 | -83051.4577 | 0 | 0 | 0 | 0 | 0 | 0 | 0 | 0 | 0 | -277166.1862 | 0 | 0 | 0 | 0 | 0 | 0 | 0 | 0
2016-12-30 11:00 | 0 | 0 | 0 | 0 | 611302.8896 | 0 | 425145 | 0 | 0 | 0 | 0 | 166102.9154 | 0 | 0 | 0 | 0 | 0 | 0 | 0 | 2672423.6577 | 0 | 0 | 0 | 0 | 0 | 0 | 0 | 0 | 0 | 0 | 0 | 83051.4577 | 0 | 0 | 0 | 0 | 0 | 0 | 0 | 0 | 0 | 103106.4319 | 0 | 0 | 0 | 0 | 0 | 0 | 0 | 0
2016-12-30 12:00 | 0 | 0 | 0 | 0 | 87442.3561 | 0 | 447660 | 0 | 0 | 0 | 0 | 83051.4577 | 0 | 0 | 0 | 0 | 0 | 0 | 0 | 2395257.4716 | 0 | 0 | 0 | 0 | 0 | 0 | 0 | 0 | 0 | 0 | 0 | -83051.4577 | 0 | 0 | 0 | 0 | 0 | 0 | 0 | 0 | 0 | -277166.1862 | 0 | 0 | 0 | 0 | 0 | 0 | 0 | 0
2016-12-30 13:00 | 0 | 0 | 0 | 0 | 645812.6807 | 0 | 463447 | 0 | 0 | 0 | 0 | 0 | 0 | 0 | 0 | 0 | 0 | 0 | 0 | 2660674.61 | 0 | 0 | 0 | 0 | 0 | 0 | 0 | 0 | 0 | 0 | 0 | -83051.4577 | 0 | 0 | 0 | 0 | 0 | 0 | 0 | 0 | 0 | 265417.1384 | 0 | 0 | 0 | 0 | 0 | 0 | 0 | 0
2016-12-30 14:00 | 0 | 0 | 0 | 0 | 206057.3411 | 70050.9305 | 470223 | 0 | 0 | 0 | 0 | 83051.4577 | 0 | 0 | 0 | 0 | 0 | 0 | 0 | 2383508.4238 | 0 | 0 | 0 | 0 | 0 | 0 | 0 | 0 | 0 | 0 | 0 | 83051.4577 | 0 | 0 | 0 | 0 | 0 | 0 | 0 | 0 | 0 | -277166.1862 | 0 | 0 | 0 | 0 | 0 | 0 | 0 | 0
2016-12-30 15:00 | 0 | 0 | 0 | 0 | 308494.0398 | 356892.6887 | 471272 | 0 | 0 | 0 | 0 | 0 | 0 | 0 | 0 | 0 | 0 | 0 | 0 | 2660674.61 | 0 | 0 | 0 | 0 | 0 | 0 | 0 | 0 | 0 | 0 | 0 | -83051.4577 | 0 | 0 | 0 | 0 | 0 | 0 | 0 | 0 | 0 | 277166.1862 | 0 | 0 | 0 | 0 | 0 | 0 | 0 | 0
2016-12-30 16:00 | 0 | 0 | 0 | 0 | 0 | 505453.8356 | 467833 | 0 | 0 | 0 | 0 | 65888.5438 | 0 | 0 | 0 | 0 | 0 | 0 | 0 | 2632406.9019 | 0 | 0 | 0 | 0 | 0 | 0 | 0 | 0 | 0 | 0 | 0 | 65888.5438 | 0 | 0 | 0 | 0 | 0 | 0 | 0 | 0 | 0 | -28267.7081 | 0 | 0 | 0 | 0 | 0 | 0 | 0 | 0
2016-12-30 17:00 | 0 | 0 | 0 | 0 | 292750.6663 | 528748.9776 | 461282 | 0 | 0 | 0 | 0 | 148940.0015 | 0 | 0 | 0 | 0 | 0 | 0 | 0 | 2909573.088 | 0 | 0 | 0 | 0 | 0 | 0 | 0 | 0 | 0 | 0 | 0 | 83051.4577 | 0 | 0 | 0 | 0 | 0 | 0 | 0 | 0 | 0 | 277166.1862 | 0 | 0 | 0 | 0 | 0 | 0 | 0 | 0
2016-12-30 18:00 | 0 | 0 | 0 | 0 | 145179.8904 | 502290.838 | 453356 | 0 | 0 | 0 | 0 | 65888.5438 | 0 | 0 | 0 | 0 | 0 | 0 | 0 | 3186739.2742 | 0 | 0 | 0 | 0 | 0 | 0 | 0 | 0 | 0 | 0 | 0 | -83051.4577 | 0 | 0 | 0 | 0 | 0 | 0 | 0 | 0 | 0 | 277166.1862 | 0 | 0 | 0 | 0 | 0 | 0 | 0 | 0
2016-12-30 19:00 | 0 | 0 | 0 | 0 | 0 | 487422.6565 | 446082 | 0 | 0 | 0 | 0 | 148940.0015 | 0 | 0 | 0 | 0 | 0 | 0 | 0 | 3145028.4729 | 0 | 0 | 0 | 0 | 0 | 0 | 0 | 0 | 0 | 0 | 0 | 83051.4577 | 0 | 0 | 0 | 0 | 0 | 0 | 0 | 0 | 0 | -41710.8013 | 0 | 0 | 0 | 0 | 0 | 0 | 0 | 0
2016-12-30 20:00 | 0 | 0 | 0 | 0 | 140031.4804 | 495773.2481 | 441690 | 0 | 0 | 0 | 0 | 65888.5438 | 0 | 0 | 0 | 0 | 0 | 0 | 0 | 3422194.6591 | 0 | 0 | 0 | 0 | 0 | 0 | 0 | 0 | 0 | 0 | 0 | -83051.4577 | 0 | 0 | 0 | 0 | 0 | 0 | 0 | 0 | 0 | 277166.1862 | 0 | 0 | 0 | 0 | 0 | 0 | 0 | 0
2016-12-30 21:00 | 0 | 0 | 0 | 0 | 0 | 504473.8836 | 446474 | 0 | 0 | 0 | 0 | 148940.0015 | 0 | 0 | 0 | 0 | 0 | 0 | 0 | 3397143.0849 | 0 | 0 | 0 | 0 | 0 | 0 | 0 | 0 | 0 | 0 | 0 | 83051.4577 | 0 | 0 | 0 | 0 | 0 | 0 | 0 | 0 | 0 | -25051.5742 | 0 | 0 | 0 | 0 | 0 | 0 | 0 | 0
2016-12-30 22:00 | 0 | 0 | 0 | 0 | 245642.7676 | 412095.9608 | 463624 | 0 | 0 | 0 | 0 | 65888.5438 | 0 | 0 | 0 | 0 | 0 | 0 | 0 | 3674309.2711 | 0 | 0 | 0 | 0 | 0 | 0 | 0 | 0 | 0 | 0 | 0 | -83051.4577 | 0 | 0 | 0 | 0 | 0 | 0 | 0 | 0 | 0 | 277166.1862 | 0 | 0 | 0 | 0 | 0 | 0 | 0 | 0
2016-12-30 23:00 | 0 | 0 | 0 | 0 | 0 | 138037.2701 | 481092 | 0 | 0 | 0 | 0 | 0 | 0 | 0 | 0 | 0 | 0 | 0 | 0 | 3397143.0849 | 0 | 0 | 0 | 0 | 0 | 0 | 0 | 0 | 0 | 0 | 0 | -65888.5438 | 0 | 0 | 0 | 0 | 0 | 0 | 0 | 0 | 0 | -277166.1862 | 0 | 0 | 0 | 0 | 0 | 0 | 0 | 0
2016-12-31 | 0 | 0 | 0 | 0 | 292171.8265 | 1393.445 | 487680 | 0 | 0 | 0 | 0 | 83051.4577 | 0 | 0 | 0 | 0 | 0 | 0 | 0 | 3119976.8988 | 0 | 0 | 0 | 0 | 0 | 0 | 0 | 0 | 0 | 0 | 0 | 83051.4577 | 0 | 0 | 0 | 0 | 0 | 0 | 0 | 0 | 0 | -277166.1862 | 0 | 0 | 0 | 0 | 0 | 0 | 0 | 0
2016-12-31 01:00 | 0 | 0 | 0 | 0 | 683539.7285 | 0 | 489425 | 0 | 0 | 0 | 0 | 0 | 0 | 0 | 0 | 0 | 0 | 0 | 0 | 3397143.0849 | 0 | 0 | 0 | 0 | 0 | 0 | 0 | 0 | 0 | 0 | 0 | -83051.4577 | 0 | 0 | 0 | 0 | 0 | 0 | 0 | 0 | 0 | 277166.1862 | 0 | 0 | 0 | 0 | 0 | 0 | 0 | 0
2016-12-31 02:00 | 0 | 0 | 0 | 0 | 204711.8138 | 0 | 481878 | 0 | 0 | 0 | 0 | 0 | 0 | 0 | 0 | 0 | 0 | 0 | 0 | 3119976.8988 | 0 | 0 | 0 | 0 | 0 | 0 | 0 | 0 | 0 | 0 | 0 | 0 | 0 | 0 | 0 | 0 | 0 | 0 | 0 | 0 | 0 | -277166.1862 | 0 | 0 | 0 | 0 | 0 | 0 | 0 | 0
2016-12-31 03:00 | 0 | 0 | 0 | 0 | 274105.2715 | 0 | 468220 | 0 | 0 | 0 | 0 | 83051.4577 | 0 | 0 | 0 | 0 | 0 | 0 | 0 | 2842810.7126 | 0 | 0 | 0 | 0 | 0 | 0 | 0 | 0 | 0 | 0 | 0 | 83051.4577 | 0 | 0 | 0 | 0 | 0 | 0 | 0 | 0 | 0 | -277166.1862 | 0 | 0 | 0 | 0 | 0 | 0 | 0 | 0
2016-12-31 04:00 | 0 | 0 | 0 | 0 | 645070.7285 | 0 | 450956 | 0 | 0 | 0 | 0 | 0 | 0 | 0 | 0 | 0 | 0 | 0 | 0 | 3119976.8988 | 0 | 0 | 0 | 0 | 0 | 0 | 0 | 0 | 0 | 0 | 0 | -83051.4577 | 0 | 0 | 0 | 0 | 0 | 0 | 0 | 0 | 0 | 277166.1862 | 0 | 0 | 0 | 0 | 0 | 0 | 0 | 0
2016-12-31 05:00 | 0 | 0 | 0 | 0 | 238885.2715 | 0 | 433000 | 0 | 0 | 0 | 0 | 83051.4577 | 0 | 0 | 0 | 0 | 0 | 0 | 0 | 2842810.7126 | 0 | 0 | 0 | 0 | 0 | 0 | 0 | 0 | 0 | 0 | 0 | 83051.4577 | 0 | 0 | 0 | 0 | 0 | 0 | 0 | 0 | 0 | -277166.1862 | 0 | 0 | 0 | 0 | 0 | 0 | 0 | 0
2016-12-31 06:00 | 0 | 0 | 0 | 0 | 226182.2715 | 0 | 420297 | 0 | 0 | 0 | 0 | 166102.9154 | 0 | 0 | 0 | 0 | 0 | 0 | 0 | 2565644.5265 | 0 | 0 | 0 | 0 | 0 | 0 | 0 | 0 | 0 | 0 | 0 | 83051.4577 | 0 | 0 | 0 | 0 | 0 | 0 | 0 | 0 | 0 | -277166.1862 | 0 | 0 | 0 | 0 | 0 | 0 | 0 | 0
2016-12-31 07:00 | 0 | 0 | 0 | 0 | 605800.7285 | 0 | 411686 | 0 | 0 | 0 | 0 | 83051.4577 | 0 | 0 | 0 | 0 | 0 | 0 | 0 | 2842810.7126 | 0 | 0 | 0 | 0 | 0 | 0 | 0 | 0 | 0 | 0 | 0 | -83051.4577 | 0 | 0 | 0 | 0 | 0 | 0 | 0 | 0 | 0 | 277166.1862 | 0 | 0 | 0 | 0 | 0 | 0 | 0 | 0
2016-12-31 08:00 | 0 | 0 | 0 | 0 | 45937.3561 | 0 | 406155 | 0 | 0 | 0 | 0 | 0 | 0 | 0 | 0 | 0 | 0 | 0 | 0 | 2565644.5265 | 0 | 0 | 0 | 0 | 0 | 0 | 0 | 0 | 0 | 0 | 0 | -83051.4577 | 0 | 0 | 0 | 0 | 0 | 0 | 0 | 0 | 0 | -277166.1862 | 0 | 0 | 0 | 0 | 0 | 0 | 0 | 0
2016-12-31 09:00 | 0 | 0 | 0 | 0 | 728893.2009 | 0 | 404289 | 0 | 0 | 0 | 0 | 83051.4577 | 0 | 0 | 0 | 0 | 0 | 0 | 0 | 2807197.2697 | 0 | 0 | 0 | 0 | 0 | 0 | 0 | 0 | 0 | 0 | 0 | 83051.4577 | 0 | 0 | 0 | 0 | 0 | 0 | 0 | 0 | 0 | 241552.7432 | 0 | 0 | 0 | 0 | 0 | 0 | 0 | 0
2016-12-31 10:00 | 0 | 0 | 0 | 0 | 601964.7285 | 0 | 407850 | 0 | 0 | 0 | 0 | 0 | 0 | 0 | 0 | 0 | 0 | 0 | 0 | 3084363.4559 | 0 | 0 | 0 | 0 | 0 | 0 | 0 | 0 | 0 | 0 | 0 | -83051.4577 | 0 | 0 | 0 | 0 | 0 | 0 | 0 | 0 | 0 | 277166.1862 | 0 | 0 | 0 | 0 | 0 | 0 | 0 | 0
2016-12-31 11:00 | 0 | 0 | 0 | 0 | 221024.2715 | 0 | 415139 | 0 | 0 | 0 | 0 | 83051.4577 | 0 | 0 | 0 | 0 | 0 | 0 | 0 | 2807197.2697 | 0 | 0 | 0 | 0 | 0 | 0 | 0 | 0 | 0 | 0 | 0 | 83051.4577 | 0 | 0 | 0 | 0 | 0 | 0 | 0 | 0 | 0 | -277166.1862 | 0 | 0 | 0 | 0 | 0 | 0 | 0 | 0
2016-12-31 12:00 | 0 | 0 | 0 | 0 | 660343.5915 | 0 | 426446 | 0 | 0 | 0 | 0 | 166102.9154 | 0 | 0 | 0 | 0 | 0 | 0 | 0 | 2958043.4035 | 0 | 0 | 0 | 0 | 0 | 0 | 0 | 0 | 0 | 0 | 0 | 83051.4577 | 0 | 0 | 0 | 0 | 0 | 0 | 0 | 0 | 0 | 150846.1338 | 0 | 0 | 0 | 0 | 0 | 0 | 0 | 0
2016-12-31 13:00 | 0 | 0 | 0 | 0 | 77242.3561 | 0 | 437460 | 0 | 0 | 0 | 0 | 83051.4577 | 0 | 0 | 0 | 0 | 0 | 0 | 0 | 2680877.2173 | 0 | 0 | 0 | 0 | 0 | 0 | 0 | 0 | 0 | 0 | 0 | -83051.4577 | 0 | 0 | 0 | 0 | 0 | 0 | 0 | 0 | 0 | -277166.1862 | 0 | 0 | 0 | 0 | 0 | 0 | 0 | 0
2016-12-31 14:00 | 0 | 0 | 0 | 0 | 539211.5309 | 38246.1662 | 444140 | 0 | 0 | 0 | 0 | 166102.9154 | 0 | 0 | 0 | 0 | 0 | 0 | 0 | 2731143.4567 | 0 | 0 | 0 | 0 | 0 | 0 | 0 | 0 | 0 | 0 | 0 | 83051.4577 | 0 | 0 | 0 | 0 | 0 | 0 | 0 | 0 | 0 | 50266.2394 | 0 | 0 | 0 | 0 | 0 | 0 | 0 | 0
2016-12-31 15:00 | 0 | 0 | 0 | 0 | 0 | 309473.0367 | 446688 | 0 | 0 | 0 | 0 | 83051.4577 | 0 | 0 | 0 | 0 | 0 | 0 | 0 | 2676979.9511 | 0 | 0 | 0 | 0 | 0 | 0 | 0 | 0 | 0 | 0 | 0 | -83051.4577 | 0 | 0 | 0 | 0 | 0 | 0 | 0 | 0 | 0 | -54163.5056 | 0 | 0 | 0 | 0 | 0 | 0 | 0 | 0
2016-12-31 16:00 | 0 | 0 | 0 | 0 | 0 | 477135.6814 | 445791 | 0 | 0 | 0 | 0 | 0 | 0 | 0 | 0 | 0 | 0 | 0 | 0 | 2791376.0902 | 0 | 0 | 0 | 0 | 0 | 0 | 0 | 0 | 0 | 0 | 0 | -83051.4577 | 0 | 0 | 0 | 0 | 0 | 0 | 0 | 0 | 0 | 114396.1391 | 0 | 0 | 0 | 0 | 0 | 0 | 0 | 0
2016-12-31 17:00 | 0 | 0 | 0 | 0 | 268140.732 | 534077.9119 | 442001 | 0 | 0 | 0 | 0 | 83051.4577 | 0 | 0 | 0 | 0 | 0 | 0 | 0 | 3068542.2764 | 0 | 0 | 0 | 0 | 0 | 0 | 0 | 0 | 0 | 0 | 0 | 83051.4577 | 0 | 0 | 0 | 0 | 0 | 0 | 0 | 0 | 0 | 277166.1862 | 0 | 0 | 0 | 0 | 0 | 0 | 0 | 0
2016-12-31 18:00 | 0 | 0 | 0 | 0 | 109451.2365 | 522147.4919 | 437484 | 0 | 0 | 0 | 0 | 0 | 0 | 0 | 0 | 0 | 0 | 0 | 0 | 3345708.4625 | 0 | 0 | 0 | 0 | 0 | 0 | 0 | 0 | 0 | 0 | 0 | -83051.4577 | 0 | 0 | 0 | 0 | 0 | 0 | 0 | 0 | 0 | 277166.1862 | 0 | 0 | 0 | 0 | 0 | 0 | 0 | 0
2016-12-31 19:00 | 0 | 0 | 0 | 0 | 0 | 511660.1237 | 433876 | 0 | 0 | 0 | 0 | 83051.4577 | 0 | 0 | 0 | 0 | 0 | 0 | 0 | 3340441.1285 | 0 | 0 | 0 | 0 | 0 | 0 | 0 | 0 | 0 | 0 | 0 | 83051.4577 | 0 | 0 | 0 | 0 | 0 | 0 | 0 | 0 | 0 | -5267.3341 | 0 | 0 | 0 | 0 | 0 | 0 | 0 | 0
2016-12-31 20:00 | 0 | 0 | 0 | 0 | 103672.259 | 522451.4694 | 432009 | 0 | 0 | 0 | 0 | 0 | 0 | 0 | 0 | 0 | 0 | 0 | 0 | 3617607.3146 | 0 | 0 | 0 | 0 | 0 | 0 | 0 | 0 | 0 | 0 | 0 | -83051.4577 | 0 | 0 | 0 | 0 | 0 | 0 | 0 | 0 | 0 | 277166.1862 | 0 | 0 | 0 | 0 | 0 | 0 | 0 | 0
2016-12-31 21:00 | 0 | 0 | 0 | 0 | 0 | 539561.9133 | 435982 | 0 | 0 | 0 | 0 | 83051.4577 | 0 | 0 | 0 | 0 | 0 | 0 | 0 | 3638135.7703 | 0 | 0 | 0 | 0 | 0 | 0 | 0 | 0 | 0 | 0 | 0 | 83051.4577 | 0 | 0 | 0 | 0 | 0 | 0 | 0 | 0 | 0 | 20528.4556 | 0 | 0 | 0 | 0 | 0 | 0 | 0 | 0
2016-12-31 22:00 | 0 | 0 | 0 | 0 | 182649.7962 | 461534.9323 | 450070 | 0 | 0 | 0 | 0 | 0 | 0 | 0 | 0 | 0 | 0 | 0 | 0 | 3915301.9564 | 0 | 0 | 0 | 0 | 0 | 0 | 0 | 0 | 0 | 0 | 0 | -83051.4577 | 0 | 0 | 0 | 0 | 0 | 0 | 0 | 0 | 0 | 277166.1862 | 0 | 0 | 0 | 0 | 0 | 0 | 0 | 0
2016-12-31 23:00 | 0 | 0 | 0 | 0 | 17907.9776 | 164529.8362 | 459604 | 0 | 0 | 0 | 0 | 0 | 0 | 0 | 0 | 0 | 0 | 0 | 0 | 3638135.7703 | 0 | 0 | 0 | 0 | 0 | 0 | 0 | 0 | 0 | 0 | 0 | 0 | 0 | 0 | 0 | 0 | 0 | 0 | 0 | 0 | 0 | -277166.1862 | 0 | 0 | 0 | 0 | 0 | 0 | 0 | 0
2017-01-01 | 0 | 0 | 0 | 0 | 525389.5345 | 1849.2338 | 460100 | 0 | 0 | 0 | 0 | 83051.4577 | 0 | 0 | 0 | 0 | 0 | 0 | 0 | 3622223.0809 | 0 | 0 | 0 | 0 | 0 | 0 | 0 | 0 | 0 | 0 | 0 | 83051.4577 | 0 | 0 | 0 | 0 | 0 | 0 | 0 | 0 | 0 | -15912.6894 | 0 | 0 | 0 | 0 | 0 | 0 | 0 | 0