## input file
| PyPSA case input file | Unnamed: 1 | Unnamed: 2 | Unnamed: 3 | Unnamed: 4 | Unnamed: 5 | Unnamed: 6 | Unnamed: 7 | Unnamed: 8 | Unnamed: 9 | Unnamed: 10 | Unnamed: 11 | Unnamed: 12 | Unnamed: 13 | Unnamed: 14 | Unnamed: 15 | Unnamed: 16 | Unnamed: 17 | Unnamed: 18 | Unnamed: 19 | Unnamed: 20 | Unnamed: 21 | Unnamed: 22 | Unnamed: 23 | Unnamed: 24 | Unnamed: 25
0
1 | Everything outside of the <CASE_DATA> or <COMPONENT_DATA> flag is for notes, etc.
2
3 | Note that demand has no decisions.
4 | Note that unmet demand is represented a source with a variable cost only, so unmet demand has an output decision.
5 | Information about PyPSA components and their attributes can be found here: https://pypsa.readthedocs.io/en/latest/components.html
6
7 | REQUIRED KEYWORDS
8 | component | PyPSA component type
9 | name | Unique name of the component
10 | bus | Name of bus from which this technology would get or give its energy (or in the case of link, the giving bus)
11
12 | OPTIONAL KEYWORDS
13 | time_series_file | Name of time series file that will get loaded
14 | capital_cost | Fixed cost, if not defined default is 0
15 | marginal_cost | Marginal cost, if not defined default is 0
16 | max_hours | Hours at max capacity for StorageUnit
17 | cyclic_state_of_charge | Assume cyclic state of charge for StorageUnit (Boolean)
18 | efficiency | Efficiency of component
19 | standing_loss | Losses per hour to state of charge
20
21 | CASE_DATA
22
23 | input_path | /carnegie/data/Shared/Labs/Caldeira Lab/Everyone/energy_demand_capacity_data/US_solar_wind_demand/
24 | costs_path | clab_pypsa/utilities/costs_2020.csv |  |  |  | Note: Path to PyPSA database
25 | output_path | output_data
26 | case_name | all_firm_case_all_stores
27 | filename_prefix | all_firm
28 | datetime_start | 2016-01-01 00:00:00 |  | Note: Dates must be formatted as text (not excel date format)
29 | datetime_end | 2017-01-01 00:00:00
30 | delta_t | 1
31 | no_time_steps | 8784 |  | Note: this assumes time unit for dt is 'hour'
32 | total_hours | 8784
33
34 | solver | gurobi
35 | logging_level | info |  | Note: Can be error, warning, info, or debug and specifies level of detail in terminal output
36 | numerics_scaling | 1 |  | Note: Factor to avoid rounding in Gurobi solver for small values
37
38 | time_unit | h
39 | power_unit | MW
40 | mass_unit | t
41 | currency | € |  | Note: 2020 €
42
43
44 | END_CASE_DATA | Note: To use PyPSA default costs, use same technology names as in costs_path |  |  |  |  | Note: p_min_mu sets uni/bidirectionality |  |  |  | Note: Capital costs are the product of hourly fixed costs and time_range |  |  |  |  | Note: cost per energy stored for Store/StoragUnit
45 |  |  | Note: For Link, bus is interpreted as bus0 | [6 empty] | Note: p_nom is a factor multiplied to the given capacity, e_nom is assumed for stores | [7 empty] | Note: For StorageUnit, efficiency is interpreted as efficiency_store
46 | MEM vocabulary
47 | tech_type | tech_name |  | node | [5 empty] | normalization | capacity | fixed_cost |  | var_cost |  |  |  | charging_time |  | efficiency |  |  |  | decay_rate
48 | COMPONENT_DATA | [14 empty] | Data source
49 | component | name | carrier | bus | bus1 | bus2 | p_min_pu | p_max_pu | time_series_file | normalization | p_nom | capital_cost |  | marginal_cost |  |  | sign | max_hours | cyclic_state_of_charge | efficiency | efficiency_dispatch | efficiency2 |  | standing_loss
50 | Load | load |  | electricity |  |  |  |  | US_demand_unnormalized.csv | [15 empty] | 1/h | Note: PyPSA costs storage_unit by power cost; cost of energy capacity is effectively capital_cost/max_hours
51 | Generator | solar-utility |  | electricity |  |  |  |  | US_capacity_solar_25pctTop_unnormalized.csv |  |  | db | €/time range/MW | db | €/MWh | PyPSA DB
52 | Generator | onwind |  | electricity |  |  |  |  | US_capacity_wind_25pctTop_unnormalized.csv |  |  | db | €/time range/MW | db | €/MWh | PyPSA DB
53 | Generator | CCGT % wCCS | natgas_wCCS | natgas_wCCS_out | [7 empty] | 143326.4338 | €/time range/MW | 39.2231 | €/MWh | NREL |  |  |  | db
54 | Link | CCGT % link wCCS | natgas_wCCS | natgas_wCCS_out | electricity | co2_atmosphere_out | [5 empty] | 0 | €/time range/MW | 0 | €/MWh | PyPSA DB |  |  |  | 1 |  | .05*db_co2_emissions | t/MWh
55 | Generator | CCGT | natgas | natgas_out | [7 empty] | db | €/time range/MW | db | €/MWh | PyPSA DB |  |  |  | db
56 | Link | CCGT % link | natgas | natgas_out | electricity | co2_atmosphere_out | [5 empty] | 0 | €/time range/MW | 0 | €/MWh | PyPSA DB |  |  |  | 1 |  | db_co2_emissions | t/MWh
57 | Generator | BECCS | beccs | beccs_out | [7 empty] | 407013.0478 | €/time range/MW | 14.5614 | €/MWh | NREL
58 | Link | BECCS % link | beccs | beccs_out | electricity | co2_atmosphere_out | [5 empty] | 0 | €/time range/MW | 0 | €/MWh | NREL | [5 empty] | -1.22 | t/MWh
59 | Generator | geothermal | geothermal | geoth_out | [7 empty] | db | €/time range/MW | db | €/MWh | PyPSA DB |  |  |  | db
60 | Link | geothermal % link | geothermal | geoth_out | electricity | co2_atmosphere_out | [5 empty] | 0 | €/time range/MW | 0 | €/MWh | PyPSA DB |  |  |  | 1 |  | db_co2_emissions | t/MWh
61 | Generator | nuclear |  | electricity | [7 empty] | db | €/time range/MW | db | €/MWh | PyPSA DB |  |  |  | db
62 | Generator | hydro |  | electricity | [7 empty] | db | €/time range/MW | db | €/MWh | PyPSA DB |  |  |  | db
63 | Store | load shifting forward |  | electricity | [7 empty] | 219298.2456 | €/time range/MW |  | €/MWh | Gerke et al | -1
64 | Store | load shifting backward |  | electricity | [7 empty] | 219298.2456 | €/time range/MW |  | €/MWh | Gerke et al
65 | Generator | load shedding |  | electricity | [8 empty] | €/time range/MW | 8771.9298 | €/MWh | Gorman
66 | Link | direct air capture |  | co2_atmosphere_out | co2_stored | electricity | [5 empty] | db | €/time range/MW | db | €/MWh | PyPSA DB | [5 empty] | -1*db_energy-input | MWh/t
67 | Store | co2 atmosphere |  | co2_atmosphere_out | [6 empty] | 0 |  | €/time range/MW |  | €/MWh | -
68 | Store | CO2 storage tank |  | co2_stored | [7 empty] | db | €/time range/CO2 | db |  | PyPSA DB
69 | StorageUnit | battery storage |  | electricity | [7 empty] | 6*db_capital_cost | €/time range/MW | 0.015 | €/MWh | PyPSA DB |  | 6 | TRUE
70 | Link | Lead-Acid-bicharger | lead_acid_store | electricity | lead_acid |  | -1 |  |  |  |  | db |  | db |  | PyPSA DB
71 | Store | Lead-Acid-store | lead_acid_store | lead_acid | [7 empty] | db |  | db |  | PyPSA DB |  |  | TRUE
72 | Link | Lithium-Ion-LFP-bicharger | lithium_ion_lfp_store | electricity | lithium_ion_lfp |  | -1 |  |  |  |  | db |  | db |  | PyPSA DB
73 | Store | Lithium-Ion-LFP-store | lithium_ion_lfp_store | lithium_ion_lfp | [7 empty] | db |  | db |  | PyPSA DB |  |  | TRUE
74 | Link | Lithium-Ion-NMC-bicharger | lithium_ion_nmc_store | electricity | lithium_ion_nmc |  | -1 |  |  |  |  | db |  | db |  | PyPSA DB
75 | Store | Lithium-Ion-NMC-store | lithium_ion_nmc_store | lithium_ion_nmc | [7 empty] | db |  | db |  | PyPSA DB |  |  | TRUE
76 | Link | Ni-Zn-bicharger | ni_zn_store | electricity | ni_zn |  | -1 |  |  |  |  | db |  | db |  | PyPSA DB
77 | Store | Ni-Zn-store | ni_zn_store | ni_zn | [7 empty] | db |  | db |  | PyPSA DB |  |  | TRUE
78 | Link | Vanadium-Redox-Flow-bicharger | redox_store | electricity | vanadium |  | -1 |  |  |  |  | db |  | db |  | PyPSA DB
79 | Store | Vanadium-Redox-Flow-store | redox_store | vanadium | [7 empty] | db |  | db |  | PyPSA DB |  |  | TRUE
80 | Link | Zn-Air-bicharger | zn_air_store | electricity | zn_air |  | -1 |  |  |  |  | db |  | db |  | PyPSA DB
81 | Store | Zn-Air-store | zn_air_store | zn_air | [7 empty] | db |  | db |  | PyPSA DB |  |  | TRUE
82 | Link | Zn-Br-Flow-bicharger | zn_br_flow_store | electricity | zn_br_flow |  | -1 |  |  |  |  | db |  | db |  | PyPSA DB | [9 empty] | Note: one way efficiency should be square root of round-trip efficiecy
83 | Store | Zn-Br-Flow-store | zn_br_flow_store | zn_br_flow | [7 empty] | db |  | db |  | PyPSA DB |  |  | TRUE | [6 empty] | Note: Be careful when designating storage costs that the source is for kWh stored and not what you get out after accounting for pump inefficiency.
84 | Link | Zn-Br-Nonflow-bicharger | zn_br_nonflow_store | electricity | zn_br_nonflow |  | -1 |  |  |  |  | db |  | db |  | PyPSA DB | [9 empty] | Note: one way efficiency should be square root of round-trip efficiecy
85 | Store | Zn-Br-Nonflow-store | zn_br_nonflow_store | zn_br_nonflow | [7 empty] | db |  | db |  | PyPSA DB |  |  | TRUE | [6 empty] | Note: Be careful when designating storage costs that the source is for kWh stored and not what you get out after accounting for pump inefficiency.
86 | Link | Compressed-Air-Adiabatic-bicharger | compressed_air_store | electricity | comp_air |  | -1 |  |  |  |  | db |  | db |  | PyPSA DB
87 | Store | Compressed-Air-Adiabatic-store | compressed_air_store | comp_air | [7 empty] | db |  | db |  | PyPSA DB |  |  | TRUE
88 | Link | Gravity-Brick-bicharger | gravity_brick_store | electricity | grav_brick |  | -1 |  |  |  |  | db |  | db |  | PyPSA DB
89 | Store | Gravity-Brick-store | gravity_brick_store | grav_brick | [7 empty] | db |  | db |  | PyPSA DB |  |  | TRUE
90 | Link | Gravity-Water-Aboveground-bicharger | gravity_aboveground_store | electricity | grav_abo_ground |  | -1 |  |  |  |  | db |  | db |  | PyPSA DB
91 | Store | Gravity-Water-Aboveground-store | gravity_aboveground_store | grav_abo_ground | [7 empty] | db |  | db |  | PyPSA DB |  |  | TRUE
92 | Link | Gravity-Water-Underground-bicharger | gravity_underground_store | electricity | grav_und_ground |  | -1 |  |  |  |  | db |  | db |  | PyPSA DB
93 | Store | Gravity-Water-Underground-store | gravity_underground_store | grav_und_ground | [7 empty] | db |  | db |  | PyPSA DB |  |  | TRUE
94 | Link | Pumped-Storage-Hydro-bicharger | phs_store | electricity | h2o |  | -1 |  |  |  |  | db | €/time range/MW | db | €/MWh | PyPSA DB
95 | Store | Pumped-Storage-Hydro-store | phs_store | h2o | [7 empty] | db | €/time range/MWh | db | €/MWh | PyPSA DB |  |  | TRUE
96 | Link | electrolysis | hydrogen_store | electricity | h2 | [6 empty] | db | €/time range/MW | 0.02 | €/MWh | PyPSA DB |  |  |  | db
97 | Store | hydrogen storage underground | hydrogen_store | h2 | [7 empty] | db | €/time range/MWh | db | €/MWh | PyPSA DB |  |  | TRUE | db |  |  |  | 4e-06
98 | Link | fuel cell | hydrogen_store | h2 | electricity | [6 empty] | db | €/time range/MW | 0.003 | €/MWh | PyPSA DB |  |  |  | db
99 | Link | Concrete-charger | concrete_store | electricity | concrete | [6 empty] | db |  | db |  | PyPSA DB
100 | Store | Concrete-store | concrete_store | concrete | [7 empty] | db |  | db |  | PyPSA DB |  |  | TRUE
101 | Link | Concrete-discharger | concrete_store | concrete | electricity | [6 empty] | db |  | db |  | PyPSA DB
102 | Link | HighT-Molten-Salt-charger | highT_molten_salt_store | electricity | highT_salt | [6 empty] | db |  | db |  | PyPSA DB
103 | Store | HighT-Molten-Salt-store | highT_molten_salt_store | highT_salt | [7 empty] | db |  | db |  | PyPSA DB |  |  | TRUE
104 | Link | HighT-Molten-Salt-discharger | highT_molten_salt_store | highT_salt | electricity | [6 empty] | db |  | db |  | PyPSA DB
105 | Link | Liquid-Air-charger | liquid_air_store | electricity | liquid_air | [6 empty] | db |  | db |  | PyPSA DB
106 | Store | Liquid-Air-store | liquid_air_store | liquid_air | [7 empty] | db |  | db |  | PyPSA DB |  |  | TRUE
107 | Link | Liquid-Air-discharger | liquid_air_store | liquid_air | electricity | [6 empty] | db |  | db |  | PyPSA DB
108 | Link | LowT-Molten-Salt-charger | lowT_molten_salt_store | electricity | lowT_salt | [6 empty] | db |  | db |  | PyPSA DB
109 | Store | LowT-Molten-Salt-store | lowT_molten_salt_store | lowT_salt | [7 empty] | db |  | db |  | PyPSA DB |  |  | TRUE
110 | Link | LowT-Molten-Salt-discharger | lowT_molten_salt_store | lowT_salt | electricity | [6 empty] | db |  | db |  | PyPSA DB
111 | Link | Pumped-Heat-charger | pumped_heat_store | electricity | pumped_heat | [6 empty] | db |  | db |  | PyPSA DB
112 | Store | Pumped-Heat-store | pumped_heat_store | pumped_heat | [7 empty] | db |  | db |  | PyPSA DB |  |  | TRUE
113 | Link | Pumped-Heat-discharger | pumped_heat_store | pumped_heat | electricity | [6 empty] | db |  | db |  | PyPSA DB
114 | Link | Sand-charger | sand_store | electricity | sand | [6 empty] | db |  | db |  | PyPSA DB
115 | Store | Sand-store | sand_store | sand | [7 empty] | db |  | db |  | PyPSA DB |  |  | TRUE
116 | Link | Sand-discharger | sand_store | sand | electricity | [6 empty] | db |  | db |  | PyPSA DB
117
118 | END_COMPONENT_DATA
119
120 | Note that any information that is in a column without an attribute header is consider a comment, and not used.
121 | Note that for MEM, storage is in energy units whereas for PyPSA it is in power units.
122 | Note: If there is a # in front of component (e.g. #Generator), this row will be ignored
123
124 | Note: costing for nuclear heat has to be for kWh thermal (or other energy unit)
125 | Note: % indicates addition to standard PyPSA name which stands before the %
126 | Note: carrier allows to group different technologies
127
128 | Cost calculations
129
130
131
132 |  | Source natural gas CCS costs | NREL (National Renewable Energy Laboratory). 2020. "2020 Annual Technology Baseline."
133 |  |  | https://atb-archive.nrel.gov/electricity/2020/data.php
134
135 |  | Source BECCS | NREL
136 |  |  | https://www.nrel.gov/docs/fy22osti/81644.pdf
137
138 |  | Source load shifting costs | Gerke et al. The California Demand Response Potential Study, Phase 3: Final Report on the Shift Resource through 2030.
139 |  |  | https://doi.org/10.20357/B7MS40
140
141 |  | Source lost load | Gorman. The quest to quantify the value of lost load: A critical review of the economics of power outages
142 |  |  | https://doi.org/10.1016/j.tej.2022.107187
143
144 |  | Source all other costs | PyPSA technology data
145 |  |  | https://github.com/PyPSA/technology-data/blob/master/outputs/costs_2020.csv
146
147
148 |  | 2020 €/$ | 1.14
149 |  | Discount rate | 0.07
150 |  | name | Overnight cost [€/MW] | Fixed O&M cost [€/MWyear] | Other fixed cost* (% of capital cost) | Lifetime [years] | Capital recovery factor [%/year] | Annual fixed costs [€/year] | Variable O&M [€/MWh] | Fuel cost [€/MWh] | Efficiency | Decay rate | Hourly fixed costs |  |  | Variable cost [€/MWh] | CO2 emissions
151 |  | pumped_hydro_storage energy | 103100 | 1546.5 |  | 30 | 0.080586 | 8433.0851 |  |  |  |  | 0.84446 | €/h/MW
152 |  | pumped_hydro_storage power | 1612000 | 14250 | 0.015 | 30 | 0.080586 | 146103.8617 |  |  | 0.81 |  | 14.6303 | €/h/MW |  | 0.00026316
153
154 |  | natural gas with CCS | 1969000 | 53000 |  | 30 | 0.080586 | 162945.7079 | 9 | 20 | 0.56 |  | 16.3168 | €/h/MW |  | 39.2231
155 |  | (NG combined cycle 95% CCS (H-frame basis -> 2nd Gen Tech)), Moderate
156 |  |  | 965000 | 27000 |  | 30 | 0.080586 | 79941.7123 | 2 | 8 | 0.56 |  | 8.0051 |  |  | 14.2857
157
158 |  | BECCS | 5580000 | 162000 |  | 30 | 0.080586 | 462727.129 |  |  |  |  | 46.3357 | €/h/MW |  | 14.5614 | -1.22 | tCO2/MWh
159
160 |  | load shedding | [13 empty] | 8771.9298
161 |  | load shifting | [5 empty] | 219298.2456
162
163 |  | * includes property, tax, insurance, licensing, permiting costs

## component inputs
| component | name | bus | p_set | carrier | capital_cost | marginal_cost | p_max_pu | p_nom_extendable | efficiency | bus0 | bus1 | bus2 | efficiency2 | sign | e_nom_extendable | e_nom | max_hours | cyclic_state_of_charge | p_min_pu | e_cyclic | standing_loss
0 | Load | load | electricity | date 2016-01-01 00:00:00 470809.0 2016-01-01 01:00:00 462893.0 2016-01-01 02:00:00 452352.0 2016-01-01 03:00:00 438677.0 2016-01-01 04:00:00 423295.0 ... 2016-12-31 20:00:00 432009.0 2016-12-31 21:00:00 435982.0 2016-12-31 22:00:00 450070.0 2016-12-31 23:00:00 459604.0 2017-01-01 00:00:00 460100.0 Name: demand (mw), Length: 8785, dtype: float64 | load
1 | Generator | solar-utility | electricity |  | solar-utility | 49588.7324 | 0 | date 2016-01-01 00:00:00 0.001722 2016-01-01 01:00:00 0.000000 2016-01-01 02:00:00 0.000000 2016-01-01 03:00:00 0.000000 2016-01-01 04:00:00 0.000000 ... 2016-12-31 20:00:00 0.497600 2016-12-31 21:00:00 0.513896 2016-12-31 22:00:00 0.439581 2016-12-31 23:00:00 0.156704 2017-01-01 00:00:00 0.001761 Name: solar 25% top, Length: 8785, dtype: float64 | TRUE
2 | Generator | onwind | electricity |  | onwind | 107318.8334 | 1.5 | date 2016-01-01 00:00:00 0.561034 2016-01-01 01:00:00 0.562139 2016-01-01 02:00:00 0.561250 2016-01-01 03:00:00 0.571372 2016-01-01 04:00:00 0.589611 ... 2016-12-31 20:00:00 0.381054 2016-12-31 21:00:00 0.371423 2016-12-31 22:00:00 0.413461 2016-12-31 23:00:00 0.486720 2017-01-01 00:00:00 0.543709 Name: wind 25% top, Length: 8785, dtype: float64 | TRUE
3 | Generator | CCGT % wCCS | natgas_wCCS_out |  | natgas_wCCS | 143326.4338 | 39.2231 |  | TRUE | 0.56
4 | Link | CCGT % link wCCS |  |  | natgas_wCCS | 0 | 0 |  | TRUE | 1 | natgas_wCCS_out | electricity | co2_atmosphere_out | 0.01
5 | Generator | CCGT | natgas_out |  | natgas | 104817.2552 | 40.2929 |  | TRUE | 0.56
6 | Link | CCGT % link |  |  | natgas | 0 | 0 |  | TRUE | 1 | natgas_out | electricity | co2_atmosphere_out | 0.2
7 | Generator | BECCS | beccs_out |  | beccs | 407013.0478 | 14.5614 |  | TRUE
8 | Link | BECCS % link |  |  | beccs | 0 | 0 |  | TRUE |  | beccs_out | electricity | co2_atmosphere_out | -1.22
9 | Generator | geothermal | geoth_out |  | geothermal | 334482.1991 | 0 |  | TRUE | 0.24
10 | Link | geothermal % link |  |  | geothermal | 0 | 0 |  | TRUE | 1 | geoth_out | electricity | co2_atmosphere_out | 0.03
11 | Generator | nuclear | electricity |  | nuclear | 706772.6168 | 11.3788 |  | TRUE | 0.33
12 | Generator | hydro | electricity |  | hydro | 177345.2166 | 0 |  | TRUE | 0.9
13 | Store | load shifting forward | electricity |  | load shifting forward | 219298.2456 | [8 empty] | -1 | TRUE
14 | Store | load shifting backward | electricity |  | load shifting backward | 219298.2456 | [9 empty] | TRUE
15 | Generator | load shedding | electricity |  | load shedding |  | 8771.9298 |  | TRUE
16 | Link | direct air capture |  |  | direct air capture | 1007250.4802 | 0 |  | TRUE |  | co2_atmosphere_out | co2_stored | electricity | -2
17 | Store | co2 atmosphere | co2_atmosphere_out |  | co2 atmosphere | [11 empty] | 0
18 | Store | CO2 storage tank | co2_stored |  | CO2 storage tank | 242.2253 | 0 | [8 empty] | TRUE
19 | StorageUnit | battery storage | electricity |  | battery storage | 131394.9526 | 0.015 |  | TRUE | [8 empty] | 6 | TRUE
20 | Link | Lead-Acid-bicharger |  |  | lead_acid_store | 20342.6982 | 0 |  | TRUE |  | electricity | lead_acid | [7 empty] | -1
21 | Store | Lead-Acid-store | lead_acid |  | lead_acid_store | 42449.2621 | 0 | [8 empty] | TRUE |  |  |  |  | TRUE
22 | Link | Lithium-Ion-LFP-bicharger |  |  | lithium_ion_lfp_store | 10956.5448 | 0 |  | TRUE |  | electricity | lithium_ion_lfp | [7 empty] | -1
23 | Store | Lithium-Ion-LFP-store | lithium_ion_lfp |  | lithium_ion_lfp_store | 31344.748 | 0 | [8 empty] | TRUE |  |  |  |  | TRUE
24 | Link | Lithium-Ion-NMC-bicharger |  |  | lithium_ion_nmc_store | 12150.6712 | 0 |  | TRUE |  | electricity | lithium_ion_nmc | [7 empty] | -1
25 | Store | Lithium-Ion-NMC-store | lithium_ion_nmc |  | lithium_ion_nmc_store | 40461.1323 | 0 | [8 empty] | TRUE |  |  |  |  | TRUE
26 | Link | Ni-Zn-bicharger |  |  | ni_zn_store | 11297.3829 | 0 |  | TRUE |  | electricity | ni_zn | [7 empty] | -1
27 | Store | Ni-Zn-store | ni_zn |  | ni_zn_store | 34978.3527 | 0 | [8 empty] | TRUE |  |  |  |  | TRUE
28 | Link | Vanadium-Redox-Flow-bicharger |  |  | redox_store | 20358.8666 | 0 |  | TRUE |  | electricity | vanadium | [7 empty] | -1
29 | Store | Vanadium-Redox-Flow-store | vanadium |  | redox_store | 36880.2443 | 0 | [8 empty] | TRUE |  |  |  |  | TRUE
30 | Link | Zn-Air-bicharger |  |  | zn_air_store | 12879.2176 | 0 |  | TRUE |  | electricity | zn_air | [7 empty] | -1
31 | Store | Zn-Air-store | zn_air |  | zn_air_store | 15483.1894 | 0 | [8 empty] | TRUE |  |  |  |  | TRUE
32 | Link | Zn-Br-Flow-bicharger |  |  | zn_br_flow_store | 20335.0267 | 0 |  | TRUE |  | electricity | zn_br_flow | [7 empty] | -1
33 | Store | Zn-Br-Flow-store | zn_br_flow |  | zn_br_flow_store | 62672.1059 | 0 | [8 empty] | TRUE |  |  |  |  | TRUE
34 | Link | Zn-Br-Nonflow-bicharger |  |  | zn_br_nonflow_store | 15682.004 | 0 |  | TRUE |  | electricity | zn_br_nonflow | [7 empty] | -1
35 | Store | Zn-Br-Nonflow-store | zn_br_nonflow |  | zn_br_nonflow_store | 28160.4554 | 0 | [8 empty] | TRUE |  |  |  |  | TRUE
36 | Link | Compressed-Air-Adiabatic-bicharger |  |  | compressed_air_store | 69012.3568 | 0 |  | TRUE |  | electricity | comp_air | [7 empty] | -1
37 | Store | Compressed-Air-Adiabatic-store | comp_air |  | compressed_air_store | 372.7473 | 0 | [8 empty] | TRUE |  |  |  |  | TRUE
38 | Link | Gravity-Brick-bicharger |  |  | gravity_brick_store | 33661.1731 | 0 |  | TRUE |  | electricity | grav_brick | [7 empty] | -1
39 | Store | Gravity-Brick-store | grav_brick |  | gravity_brick_store | 12628.3705 | 0 | [8 empty] | TRUE |  |  |  |  | TRUE
40 | Link | Gravity-Water-Aboveground-bicharger |  |  | gravity_aboveground_store | 28555.929 | 0 |  | TRUE |  | electricity | grav_abo_ground | [7 empty] | -1
41 | Store | Gravity-Water-Aboveground-store | grav_abo_ground |  | gravity_aboveground_store | 9336.1172 | 0 | [8 empty] | TRUE |  |  |  |  | TRUE
42 | Link | Gravity-Water-Underground-bicharger |  |  | gravity_underground_store | 70693.337 | 0 |  | TRUE |  | electricity | grav_und_ground | [7 empty] | -1
43 | Store | Gravity-Water-Underground-store | grav_und_ground |  | gravity_underground_store | 7347.3972 | 0 | [8 empty] | TRUE |  |  |  |  | TRUE
44 | Link | Pumped-Storage-Hydro-bicharger |  |  | phs_store | 102789.2725 | 0 |  | TRUE |  | electricity | h2o | [7 empty] | -1
45 | Store | Pumped-Storage-Hydro-store | h2o |  | phs_store | 3904.3881 | 0 | [8 empty] | TRUE |  |  |  |  | TRUE
46 | Link | electrolysis |  |  | hydrogen_store | 62293.8258 | 0.02 |  | TRUE | 0.8 | electricity | h2
47 | Store | hydrogen storage underground | h2 |  | hydrogen_store | 210.2423 | 0 | [8 empty] | TRUE |  |  |  |  | TRUE | 4e-06
48 | Link | fuel cell |  |  | hydrogen_store | 250090.7535 | 0.003 |  | TRUE | 0.58 | h2 | electricity
49 | Link | Concrete-charger |  |  | concrete_store | 14991.6613 | 0 |  | TRUE |  | electricity | concrete
50 | Store | Concrete-store | concrete |  | concrete_store | 2144.2077 | 0 | [8 empty] | TRUE |  |  |  |  | TRUE
51 | Link | Concrete-discharger |  |  | concrete_store | 54449.1165 | 0 |  | TRUE |  | concrete | electricity
52 | Link | HighT-Molten-Salt-charger |  |  | highT_molten_salt_store | 14982.18 | 0 |  | TRUE |  | electricity | highT_salt
53 | Store | HighT-Molten-Salt-store | highT_salt |  | highT_molten_salt_store | 8210.3623 | 0 | [8 empty] | TRUE |  |  |  |  | TRUE
54 | Link | HighT-Molten-Salt-discharger |  |  | highT_molten_salt_store | 54414.6825 | 0 |  | TRUE |  | highT_salt | electricity
55 | Link | Liquid-Air-charger |  |  | liquid_air_store | 36920.7588 | 0 |  | TRUE |  | electricity | liquid_air
56 | Store | Liquid-Air-store | liquid_air |  | liquid_air_store | 13621.8699 | 0 | [8 empty] | TRUE |  |  |  |  | TRUE
57 | Link | Liquid-Air-discharger |  |  | liquid_air_store | 26403.5346 | 0 |  | TRUE |  | liquid_air | electricity
58 | Link | LowT-Molten-Salt-charger |  |  | lowT_molten_salt_store | 11910.3873 | 0 |  | TRUE |  | electricity | lowT_salt
59 | Store | LowT-Molten-Salt-store | lowT_salt |  | lowT_molten_salt_store | 5063.7732 | 0 | [8 empty] | TRUE |  |  |  |  | TRUE
60 | Link | LowT-Molten-Salt-discharger |  |  | lowT_molten_salt_store | 43258.0528 | 0 |  | TRUE |  | lowT_salt | electricity
61 | Link | Pumped-Heat-charger |  |  | pumped_heat_store | 60028.892 | 0 |  | TRUE |  | electricity | pumped_heat
62 | Store | Pumped-Heat-store | pumped_heat |  | pumped_heat_store | 2239.3872 | 0 | [8 empty] | TRUE |  |  |  |  | TRUE
63 | Link | Pumped-Heat-discharger |  |  | pumped_heat_store | 42917.9303 | 0 |  | TRUE |  | pumped_heat | electricity
64 | Link | Sand-charger |  |  | sand_store | 12169.5302 | 0 |  | TRUE |  | electricity | sand
65 | Store | Sand-store | sand |  | sand_store | 584.6121 | 0 | [8 empty] | TRUE |  |  |  |  | TRUE
66 | Link | Sand-discharger |  |  | sand_store | 44199.2496 | 0 |  | TRUE |  | sand | electricity

## time inputs
snapshot | solar-utility series | onwind series | load load
2016-01-01 | 0.0017221 | 0.56103 | 470809
2016-01-01 01:00 | 0 | 0.56214 | 462893
2016-01-01 02:00 | 0 | 0.56125 | 452352
2016-01-01 03:00 | 0 | 0.57137 | 438677
2016-01-01 04:00 | 0 | 0.58961 | 423295
2016-01-01 05:00 | 0 | 0.6128 | 410979
2016-01-01 06:00 | 0 | 0.63396 | 400444
2016-01-01 07:00 | 0 | 0.64464 | 390845
2016-01-01 08:00 | 0 | 0.64481 | 383868
2016-01-01 09:00 | 0 | 0.64438 | 382247
2016-01-01 10:00 | 0 | 0.64187 | 385757
2016-01-01 11:00 | 0 | 0.6402 | 390944
2016-01-01 12:00 | 0 | 0.64083 | 398539
2016-01-01 13:00 | 0 | 0.64006 | 407548
2016-01-01 14:00 | 0.045026 | 0.59659 | 420289
2016-01-01 15:00 | 0.40261 | 0.46501 | 431770
2016-01-01 16:00 | 0.58429 | 0.3778 | 438480
2016-01-01 17:00 | 0.5848 | 0.41622 | 440338
2016-01-01 18:00 | 0.5481 | 0.45167 | 438036
2016-01-01 19:00 | 0.53386 | 0.44429 | 432321
2016-01-01 20:00 | 0.55315 | 0.41578 | 428860
2016-01-01 21:00 | 0.5848 | 0.37843 | 430801
2016-01-01 22:00 | 0.5356 | 0.47878 | 445055
2016-01-01 23:00 | 0.21023 | 0.58054 | 460170
2016-01-02 | 0.0019649 | 0.62083 | 465935
2016-01-02 01:00 | 0 | 0.64592 | 465362
2016-01-02 02:00 | 0 | 0.66047 | 462094
2016-01-02 03:00 | 0 | 0.66248 | 450580
2016-01-02 04:00 | 0 | 0.65364 | 434931
2016-01-02 05:00 | 0 | 0.63781 | 417915
2016-01-02 06:00 | 0 | 0.61815 | 406626
2016-01-02 07:00 | 0 | 0.59628 | 397512
2016-01-02 08:00 | 0 | 0.57689 | 392956
2016-01-02 09:00 | 0 | 0.56957 | 392210
2016-01-02 10:00 | 0 | 0.56554 | 396592
2016-01-02 11:00 | 0 | 0.55664 | 406767
2016-01-02 12:00 | 0 | 0.54933 | 420668
2016-01-02 13:00 | 0 | 0.54684 | 434757
2016-01-02 14:00 | 0.065175 | 0.50123 | 445046
2016-01-02 15:00 | 0.31668 | 0.34605 | 450093
2016-01-02 16:00 | 0.46539 | 0.22017 | 448776
2016-01-02 17:00 | 0.50479 | 0.21919 | 443349
2016-01-02 18:00 | 0.4964 | 0.28064 | 435148
2016-01-02 19:00 | 0.48474 | 0.3142 | 427129
2016-01-02 20:00 | 0.49386 | 0.30673 | 420682
2016-01-02 21:00 | 0.49861 | 0.29954 | 423696
2016-01-02 22:00 | 0.41262 | 0.40672 | 441498
2016-01-02 23:00 | 0.14873 | 0.47839 | 461592
2016-01-03 | 0.0019495 | 0.51762 | 469345
2016-01-03 01:00 | 0 | 0.54313 | 470347
2016-01-03 02:00 | 0 | 0.56023 | 467310
2016-01-03 03:00 | 0 | 0.57619 | 456030
2016-01-03 04:00 | 0 | 0.58655 | 441559
2016-01-03 05:00 | 0 | 0.58999 | 427167
2016-01-03 06:00 | 0 | 0.58676 | 413834
2016-01-03 07:00 | 0 | 0.5742 | 404865
2016-01-03 08:00 | 0 | 0.55269 | 399699
2016-01-03 09:00 | 0 | 0.52918 | 398110
2016-01-03 10:00 | 0 | 0.49774 | 400834
2016-01-03 11:00 | 0 | 0.45999 | 408834
2016-01-03 12:00 | 0 | 0.42558 | 420449
2016-01-03 13:00 | 0 | 0.40041 | 433181
2016-01-03 14:00 | 0.039661 | 0.31984 | 440085
2016-01-03 15:00 | 0.37348 | 0.18006 | 439806
2016-01-03 16:00 | 0.49634 | 0.10574 | 434999
2016-01-03 17:00 | 0.51266 | 0.086993 | 430919
2016-01-03 18:00 | 0.49228 | 0.083043 | 427178
2016-01-03 19:00 | 0.4773 | 0.086987 | 422449
2016-01-03 20:00 | 0.47837 | 0.090145 | 418943
2016-01-03 21:00 | 0.46511 | 0.097928 | 424541
2016-01-03 22:00 | 0.36923 | 0.14652 | 444380
2016-01-03 23:00 | 0.08686 | 0.19289 | 464325
2016-01-04 | 0.0020809 | 0.23921 | 474796
2016-01-04 01:00 | 0 | 0.27818 | 477021
2016-01-04 02:00 | 0 | 0.30743 | 469735
2016-01-04 03:00 | 0 | 0.3276 | 452837
2016-01-04 04:00 | 0 | 0.32839 | 435678
2016-01-04 05:00 | 0 | 0.31547 | 421559
2016-01-04 06:00 | 0 | 0.30021 | 410607
2016-01-04 07:00 | 0 | 0.28701 | 404707
2016-01-04 08:00 | 0 | 0.27463 | 403331
2016-01-04 09:00 | 0 | 0.2621 | 408268
2016-01-04 10:00 | 0 | 0.25405 | 424056
2016-01-04 11:00 | 0 | 0.25228 | 457966
2016-01-04 12:00 | 0 | 0.25844 | 490049
2016-01-04 13:00 | 0 | 0.27302 | 503347
2016-01-04 14:00 | 0.084897 | 0.28079 | 505677
2016-01-04 15:00 | 0.25929 | 0.22814 | 505098
2016-01-04 16:00 | 0.36727 | 0.1918 | 499867
2016-01-04 17:00 | 0.40003 | 0.20839 | 493446
2016-01-04 18:00 | 0.40313 | 0.24344 | 487900
2016-01-04 19:00 | 0.40039 | 0.27815 | 483354
2016-01-04 20:00 | 0.39534 | 0.29967 | 480122
2016-01-04 21:00 | 0.36121 | 0.31175 | 484754
2016-01-04 22:00 | 0.2623 | 0.39893 | 504066
2016-01-04 23:00 | 0.080196 | 0.53954 | 527878
2016-01-05 | 0.0016392 | 0.59697 | 538994
2016-01-05 01:00 | 0 | 0.6026 | 539677
2016-01-05 02:00 | 0 | 0.58396 | 531819
2016-01-05 03:00 | 0 | 0.55926 | 511858
2016-01-05 04:00 | 0 | 0.53794 | 488356
2016-01-05 05:00 | 0 | 0.51898 | 470100
2016-01-05 06:00 | 0 | 0.50129 | 459532
2016-01-05 07:00 | 0 | 0.48933 | 452735
2016-01-05 08:00 | 0 | 0.4815 | 450290
2016-01-05 09:00 | 0 | 0.46578 | 455066
2016-01-05 10:00 | 0 | 0.44938 | 471666
2016-01-05 11:00 | 0 | 0.43343 | 505340
2016-01-05 12:00 | 0 | 0.42277 | 536414
2016-01-05 13:00 | 0 | 0.41797 | 544393
2016-01-05 14:00 | 0.021223 | 0.39658 | 538308
2016-01-05 15:00 | 0.18775 | 0.40007 | 530432
2016-01-05 16:00 | 0.31142 | 0.42693 | 518961
2016-01-05 17:00 | 0.37362 | 0.45872 | 507046
2016-01-05 18:00 | 0.38627 | 0.45812 | 497896
2016-01-05 19:00 | 0.38481 | 0.43627 | 489977
2016-01-05 20:00 | 0.38058 | 0.40494 | 485292
2016-01-05 21:00 | 0.35004 | 0.38505 | 489904
2016-01-05 22:00 | 0.26091 | 0.41903 | 511089
2016-01-05 23:00 | 0.068156 | 0.5029 | 534774
2016-01-06 | 0.0018312 | 0.53648 | 544758
2016-01-06 01:00 | 0 | 0.53142 | 544168
2016-01-06 02:00 | 0 | 0.5143 | 534403
2016-01-06 03:00 | 0 | 0.50066 | 512646
2016-01-06 04:00 | 0 | 0.48766 | 488746
2016-01-06 05:00 | 0 | 0.47316 | 469710
2016-01-06 06:00 | 0 | 0.45467 | 459026
2016-01-06 07:00 | 0 | 0.43175 | 450847
2016-01-06 08:00 | 0 | 0.40631 | 447761
2016-01-06 09:00 | 0 | 0.38612 | 449636
2016-01-06 10:00 | 0 | 0.36481 | 463512
2016-01-06 11:00 | 0 | 0.34699 | 495560
2016-01-06 12:00 | 0 | 0.32789 | 524202
2016-01-06 13:00 | 0 | 0.30904 | 530125
2016-01-06 14:00 | 0.017994 | 0.26364 | 523807
2016-01-06 15:00 | 0.16713 | 0.1985 | 515122
2016-01-06 16:00 | 0.28894 | 0.1747 | 505229
2016-01-06 17:00 | 0.36954 | 0.18492 | 493888
2016-01-06 18:00 | 0.39122 | 0.18383 | 485222
2016-01-06 19:00 | 0.39117 | 0.17607 | 478021
2016-01-06 20:00 | 0.38642 | 0.16644 | 474674
2016-01-06 21:00 | 0.36423 | 0.16435 | 478064
2016-01-06 22:00 | 0.2863 | 0.19536 | 496279
2016-01-06 23:00 | 0.10402 | 0.26811 | 515072
2016-01-07 | 0.00090527 | 0.31581 | 521111
2016-01-07 01:00 | 0 | 0.33922 | 518375
2016-01-07 02:00 | 0 | 0.3402 | 506895
2016-01-07 03:00 | 0 | 0.32304 | 486281
2016-01-07 04:00 | 0 | 0.2902 | 461291
2016-01-07 05:00 | 0 | 0.26358 | 439921
2016-01-07 06:00 | 0 | 0.23998 | 425551
2016-01-07 07:00 | 0 | 0.22081 | 415893
2016-01-07 08:00 | 0 | 0.2109 | 410460
2016-01-07 09:00 | 0 | 0.20832 | 411058
2016-01-07 10:00 | 0 | 0.21594 | 423691
2016-01-07 11:00 | 0 | 0.22867 | 454300
2016-01-07 12:00 | 0 | 0.24108 | 483496
2016-01-07 13:00 | 0 | 0.24658 | 491785
2016-01-07 14:00 | 0.042386 | 0.21343 | 490686
2016-01-07 15:00 | 0.1967 | 0.14049 | 488256
2016-01-07 16:00 | 0.30441 | 0.15546 | 481130
2016-01-07 17:00 | 0.36281 | 0.19065 | 472955
2016-01-07 18:00 | 0.37753 | 0.19968 | 465227
2016-01-07 19:00 | 0.37099 | 0.20893 | 459310
2016-01-07 20:00 | 0.35866 | 0.21973 | 456439
2016-01-07 21:00 | 0.32887 | 0.23064 | 457995
2016-01-07 22:00 | 0.25993 | 0.25021 | 473389
2016-01-07 23:00 | 0.089468 | 0.28693 | 488977
2016-01-08 | 0.0024239 | 0.29778 | 494433
2016-01-08 01:00 | 0 | 0.29324 | 491621
2016-01-08 02:00 | 0 | 0.27983 | 481932
2016-01-08 03:00 | 0 | 0.26409 | 461801
2016-01-08 04:00 | 0 | 0.25071 | 437008
2016-01-08 05:00 | 0 | 0.2473 | 415288
2016-01-08 06:00 | 0 | 0.24685 | 399917
2016-01-08 07:00 | 0 | 0.24954 | 389529
2016-01-08 08:00 | 0 | 0.25289 | 384659
2016-01-08 09:00 | 0 | 0.25946 | 384914
2016-01-08 10:00 | 0 | 0.27022 | 395661
2016-01-08 11:00 | 0 | 0.27774 | 426104
2016-01-08 12:00 | 0 | 0.28247 | 455472
2016-01-08 13:00 | 0 | 0.2821 | 467173
2016-01-08 14:00 | 0.035377 | 0.26315 | 472550
2016-01-08 15:00 | 0.22817 | 0.26028 | 476734
2016-01-08 16:00 | 0.3899 | 0.26137 | 475016
2016-01-08 17:00 | 0.45234 | 0.25896 | 468663
2016-01-08 18:00 | 0.44326 | 0.2687 | 463564
2016-01-08 19:00 | 0.42052 | 0.29222 | 458952
2016-01-08 20:00 | 0.4077 | 0.32442 | 454537
2016-01-08 21:00 | 0.39966 | 0.34742 | 454446
2016-01-08 22:00 | 0.35428 | 0.36855 | 463432
2016-01-08 23:00 | 0.18836 | 0.39891 | 472623
2016-01-09 | 0.0036188 | 0.41074 | 473493
2016-01-09 01:00 | 0 | 0.41133 | 468337
2016-01-09 02:00 | 0 | 0.41125 | 459225
2016-01-09 03:00 | 0 | 0.4084 | 443600
2016-01-09 04:00 | 0 | 0.40893 | 424303
2016-01-09 05:00 | 0 | 0.41113 | 406106
2016-01-09 06:00 | 0 | 0.42191 | 390602
2016-01-09 07:00 | 0 | 0.4403 | 380209
2016-01-09 08:00 | 0 | 0.46413 | 373855
2016-01-09 09:00 | 0 | 0.48056 | 372820
2016-01-09 10:00 | 0 | 0.49813 | 376458
2016-01-09 11:00 | 0 | 0.51142 | 385225
2016-01-09 12:00 | 0 | 0.51404 | 400062
2016-01-09 13:00 | 2.61e-08 | 0.51036 | 417421
2016-01-09 14:00 | 0.098657 | 0.4963 | 432775
2016-01-09 15:00 | 0.42169 | 0.49706 | 443504
2016-01-09 16:00 | 0.57421 | 0.48361 | 447564
2016-01-09 17:00 | 0.58612 | 0.46263 | 446237
2016-01-09 18:00 | 0.54993 | 0.46092 | 441450
2016-01-09 19:00 | 0.53031 | 0.46978 | 437135
2016-01-09 20:00 | 0.54515 | 0.47638 | 434799
2016-01-09 21:00 | 0.55773 | 0.47931 | 438748
2016-01-09 22:00 | 0.49662 | 0.46463 | 451099
2016-01-09 23:00 | 0.17046 | 0.43744 | 461966
2016-01-10 | 0.00071692 | 0.41613 | 466908
2016-01-10 01:00 | 0 | 0.39935 | 465022
2016-01-10 02:00 | 0 | 0.38465 | 458039
2016-01-10 03:00 | 0 | 0.36871 | 445223
2016-01-10 04:00 | 0 | 0.35402 | 429865
2016-01-10 05:00 | 0 | 0.34417 | 414836
2016-01-10 06:00 | 0 | 0.33657 | 401159
2016-01-10 07:00 | 0 | 0.32998 | 391763
2016-01-10 08:00 | 0 | 0.32364 | 387369
2016-01-10 09:00 | 0 | 0.32513 | 386669
2016-01-10 10:00 | 0 | 0.33117 | 390692
2016-01-10 11:00 | 0 | 0.33073 | 400516
2016-01-10 12:00 | 0 | 0.31998 | 415332
2016-01-10 13:00 | 2.09e-07 | 0.30064 | 431531
2016-01-10 14:00 | 0.10714 | 0.26445 | 446224
2016-01-10 15:00 | 0.36678 | 0.19145 | 454445
2016-01-10 16:00 | 0.50479 | 0.15692 | 455969
2016-01-10 17:00 | 0.53637 | 0.16619 | 455005
2016-01-10 18:00 | 0.52392 | 0.19383 | 450676
2016-01-10 19:00 | 0.50759 | 0.2191 | 445348
2016-01-10 20:00 | 0.50702 | 0.23578 | 441043
2016-01-10 21:00 | 0.50436 | 0.24205 | 445970
2016-01-10 22:00 | 0.42446 | 0.26002 | 462762
2016-01-10 23:00 | 0.17367 | 0.31445 | 486387
2016-01-11 | 0.0028482 | 0.37533 | 499575
2016-01-11 01:00 | 0 | 0.42408 | 503763
2016-01-11 02:00 | 0 | 0.44679 | 499300
2016-01-11 03:00 | 0 | 0.4614 | 486290
2016-01-11 04:00 | 0 | 0.4709 | 469026
2016-01-11 05:00 | 0 | 0.48079 | 454916
2016-01-11 06:00 | 0 | 0.48597 | 445035
2016-01-11 07:00 | 0 | 0.48676 | 440399
2016-01-11 08:00 | 0 | 0.48183 | 440627
2016-01-11 09:00 | 0 | 0.46555 | 447243
2016-01-11 10:00 | 0 | 0.44727 | 465391
2016-01-11 11:00 | 0 | 0.43643 | 503205
2016-01-11 12:00 | 0 | 0.42763 | 537493
2016-01-11 13:00 | 5.8e-08 | 0.42586 | 547765
2016-01-11 14:00 | 0.095254 | 0.39626 | 543677
2016-01-11 15:00 | 0.48176 | 0.31857 | 535867
2016-01-11 16:00 | 0.61991 | 0.33687 | 524193
2016-01-11 17:00 | 0.61419 | 0.42591 | 511046
2016-01-11 18:00 | 0.58534 | 0.48688 | 501251
2016-01-11 19:00 | 0.57482 | 0.53143 | 492140
2016-01-11 20:00 | 0.59235 | 0.55402 | 485928
2016-01-11 21:00 | 0.62042 | 0.54329 | 488605
2016-01-11 22:00 | 0.56078 | 0.55823 | 506939
2016-01-11 23:00 | 0.19536 | 0.57687 | 526379
2016-01-12 | 0.0025805 | 0.57875 | 542445
2016-01-12 01:00 | 0 | 0.58336 | 543639
2016-01-12 02:00 | 0 | 0.60723 | 535222
2016-01-12 03:00 | 0 | 0.65447 | 517768
2016-01-12 04:00 | 0 | 0.6874 | 493946
2016-01-12 05:00 | 0 | 0.69762 | 476108
2016-01-12 06:00 | 0 | 0.69935 | 463046
2016-01-12 07:00 | 0 | 0.69247 | 454908
2016-01-12 08:00 | 0 | 0.68 | 451631
2016-01-12 09:00 | 0 | 0.66013 | 454626
2016-01-12 10:00 | 0 | 0.63281 | 468323
2016-01-12 11:00 | 0 | 0.59316 | 501211
2016-01-12 12:00 | 0 | 0.5425 | 532066
2016-01-12 13:00 | 6.52e-07 | 0.49191 | 539233
2016-01-12 14:00 | 0.12928 | 0.38673 | 532105
2016-01-12 15:00 | 0.55394 | 0.28053 | 521670
2016-01-12 16:00 | 0.65746 | 0.21589 | 510052
2016-01-12 17:00 | 0.64056 | 0.20691 | 498062
2016-01-12 18:00 | 0.60264 | 0.22232 | 488561
2016-01-12 19:00 | 0.58558 | 0.24217 | 480756
2016-01-12 20:00 | 0.60013 | 0.25296 | 474428
2016-01-12 21:00 | 0.62769 | 0.25401 | 476053
2016-01-12 22:00 | 0.57449 | 0.27715 | 492115
2016-01-12 23:00 | 0.20565 | 0.31038 | 513200
2016-01-13 | 0.0033679 | 0.37906 | 524891
2016-01-13 01:00 | 0 | 0.46674 | 526072
2016-01-13 02:00 | 0 | 0.53911 | 519458
2016-01-13 03:00 | 0 | 0.60088 | 503849
2016-01-13 04:00 | 0 | 0.63887 | 483469
2016-01-13 05:00 | 0 | 0.6421 | 465481
2016-01-13 06:00 | 0 | 0.63926 | 454923
2016-01-13 07:00 | 0 | 0.63448 | 448875
2016-01-13 08:00 | 0 | 0.63112 | 447429
2016-01-13 09:00 | 0 | 0.62141 | 452208
2016-01-13 10:00 | 0 | 0.60972 | 469687
2016-01-13 11:00 | 0 | 0.60055 | 505391
2016-01-13 12:00 | 0 | 0.58414 | 537146
2016-01-13 13:00 | 1.18e-06 | 0.56618 | 545012
2016-01-13 14:00 | 0.05567 | 0.4648 | 537234
2016-01-13 15:00 | 0.4856 | 0.29439 | 525619
2016-01-13 16:00 | 0.5809 | 0.20678 | 512003
2016-01-13 17:00 | 0.58156 | 0.20838 | 498883
2016-01-13 18:00 | 0.55966 | 0.24156 | 487741
2016-01-13 19:00 | 0.54701 | 0.26326 | 480098
2016-01-13 20:00 | 0.56107 | 0.27023 | 475714
2016-01-13 21:00 | 0.57419 | 0.32151 | 479086
2016-01-13 22:00 | 0.49401 | 0.41122 | 495539
2016-01-13 23:00 | 0.17431 | 0.49826 | 515312
2016-01-14 | 0.003882 | 0.57062 | 525731
2016-01-14 01:00 | 0 | 0.61577 | 525788
2016-01-14 02:00 | 0 | 0.64527 | 518221
2016-01-14 03:00 | 0 | 0.67326 | 499085
2016-01-14 04:00 | 0 | 0.70129 | 476059
2016-01-14 05:00 | 0 | 0.7233 | 455967
2016-01-14 06:00 | 0 | 0.73473 | 443426
2016-01-14 07:00 | 0 | 0.73192 | 434625
2016-01-14 08:00 | 0 | 0.71851 | 430323
2016-01-14 09:00 | 0 | 0.69133 | 433882
2016-01-14 10:00 | 0 | 0.67192 | 449048
2016-01-14 11:00 | 0 | 0.66291 | 482678
2016-01-14 12:00 | 0 | 0.65959 | 511825
2016-01-14 13:00 | 0 | 0.65686 | 518934
2016-01-14 14:00 | 0.13053 | 0.58009 | 511165
2016-01-14 15:00 | 0.48191 | 0.4541 | 499774
2016-01-14 16:00 | 0.58644 | 0.42369 | 485758
2016-01-14 17:00 | 0.60438 | 0.50764 | 471708
2016-01-14 18:00 | 0.58128 | 0.5748 | 461997
2016-01-14 19:00 | 0.56184 | 0.59899 | 454127
2016-01-14 20:00 | 0.56958 | 0.60204 | 449692
2016-01-14 21:00 | 0.58043 | 0.61718 | 451533
2016-01-14 22:00 | 0.50578 | 0.63861 | 463636
2016-01-14 23:00 | 0.19515 | 0.66778 | 481986
2016-01-15 | 0.0026644 | 0.68403 | 491071
2016-01-15 01:00 | 0 | 0.69302 | 490964
2016-01-15 02:00 | 0 | 0.69659 | 482259
2016-01-15 03:00 | 0 | 0.69278 | 462693
2016-01-15 04:00 | 0 | 0.68409 | 440735
2016-01-15 05:00 | 0 | 0.67135 | 420298
2016-01-15 06:00 | 0 | 0.65955 | 406086
2016-01-15 07:00 | 0 | 0.64791 | 397042
2016-01-15 08:00 | 0 | 0.63308 | 392675
2016-01-15 09:00 | 0 | 0.61938 | 394761
2016-01-15 10:00 | 0 | 0.60382 | 407359
2016-01-15 11:00 | 0 | 0.58435 | 436666
2016-01-15 12:00 | 0 | 0.56155 | 466185
2016-01-15 13:00 | 2.53e-06 | 0.52761 | 477552
2016-01-15 14:00 | 0.1402 | 0.39378 | 480240
2016-01-15 15:00 | 0.33532 | 0.29717 | 481526
2016-01-15 16:00 | 0.45059 | 0.26869 | 477244
2016-01-15 17:00 | 0.48227 | 0.24852 | 470535
2016-01-15 18:00 | 0.47624 | 0.24841 | 464809
2016-01-15 19:00 | 0.47052 | 0.26147 | 459306
2016-01-15 20:00 | 0.4661 | 0.27683 | 455638
2016-01-15 21:00 | 0.45393 | 0.28037 | 456911
2016-01-15 22:00 | 0.39994 | 0.29398 | 464155
2016-01-15 23:00 | 0.19056 | 0.32855 | 471864
2016-01-16 | 0.0058251 | 0.34649 | 473518
2016-01-16 01:00 | 0 | 0.34541 | 469990
2016-01-16 02:00 | 0 | 0.33666 | 462067
2016-01-16 03:00 | 0 | 0.33144 | 446898
2016-01-16 04:00 | 0 | 0.32857 | 429098
2016-01-16 05:00 | 0 | 0.32506 | 411200
2016-01-16 06:00 | 0 | 0.32389 | 397507
2016-01-16 07:00 | 0 | 0.32565 | 388116
2016-01-16 08:00 | 0 | 0.3286 | 383335
2016-01-16 09:00 | 0 | 0.32873 | 382836
2016-01-16 10:00 | 0 | 0.33917 | 388193
2016-01-16 11:00 | 0 | 0.35568 | 398613
2016-01-16 12:00 | 0 | 0.36062 | 414957
2016-01-16 13:00 | 0 | 0.36 | 431737
2016-01-16 14:00 | 0.056431 | 0.32496 | 445036
2016-01-16 15:00 | 0.3752 | 0.273 | 450767
2016-01-16 16:00 | 0.47454 | 0.26485 | 449596
2016-01-16 17:00 | 0.49433 | 0.27747 | 445176
2016-01-16 18:00 | 0.48237 | 0.29662 | 438693
2016-01-16 19:00 | 0.47666 | 0.31319 | 433491
2016-01-16 20:00 | 0.47859 | 0.32492 | 430588
2016-01-16 21:00 | 0.4739 | 0.32849 | 433541
2016-01-16 22:00 | 0.39368 | 0.31385 | 444810
2016-01-16 23:00 | 0.13742 | 0.3009 | 460141
2016-01-17 | 0.0036858 | 0.29762 | 466002
2016-01-17 01:00 | 0 | 0.29913 | 466202
2016-01-17 02:00 | 0 | 0.31298 | 461031
2016-01-17 03:00 | 0 | 0.33308 | 449651
2016-01-17 04:00 | 0 | 0.36075 | 433925
2016-01-17 05:00 | 0 | 0.39183 | 420780
2016-01-17 06:00 | 0 | 0.42059 | 409148
2016-01-17 07:00 | 0 | 0.43887 | 400726
2016-01-17 08:00 | 0 | 0.44311 | 397107
2016-01-17 09:00 | 0 | 0.42422 | 396995
2016-01-17 10:00 | 0 | 0.39388 | 401148
2016-01-17 11:00 | 0 | 0.36896 | 411144
2016-01-17 12:00 | 0 | 0.35135 | 426593
2016-01-17 13:00 | 3.71e-06 | 0.33728 | 444517
2016-01-17 14:00 | 0.049245 | 0.29434 | 458932
2016-01-17 15:00 | 0.36051 | 0.24316 | 464245
2016-01-17 16:00 | 0.50948 | 0.23498 | 462424
2016-01-17 17:00 | 0.5445 | 0.23382 | 459077
2016-01-17 18:00 | 0.52042 | 0.23029 | 454097
2016-01-17 19:00 | 0.5128 | 0.22805 | 448939
2016-01-17 20:00 | 0.53142 | 0.22142 | 445370
2016-01-17 21:00 | 0.54981 | 0.21247 | 448873
2016-01-17 22:00 | 0.49747 | 0.21152 | 464088
2016-01-17 23:00 | 0.17362 | 0.24792 | 485734
2016-01-18 | 0.0050361 | 0.27235 | 496055
2016-01-18 01:00 | 0 | 0.27314 | 499903
2016-01-18 02:00 | 0 | 0.26859 | 495273
2016-01-18 03:00 | 0 | 0.25908 | 485022
2016-01-18 04:00 | 0 | 0.24875 | 469740
2016-01-18 05:00 | 0 | 0.2432 | 455921
2016-01-18 06:00 | 0 | 0.23917 | 448386
2016-01-18 07:00 | 0 | 0.23303 | 444095
2016-01-18 08:00 | 0 | 0.22761 | 444476
2016-01-18 09:00 | 0 | 0.21932 | 451294
2016-01-18 10:00 | 0 | 0.21398 | 467139
2016-01-18 11:00 | 0 | 0.21138 | 494557
2016-01-18 12:00 | 0 | 0.21067 | 523689
2016-01-18 13:00 | 5.03e-06 | 0.21403 | 540845
2016-01-18 14:00 | 0.07477 | 0.19978 | 544986
2016-01-18 15:00 | 0.33183 | 0.15766 | 543295
2016-01-18 16:00 | 0.44145 | 0.14074 | 536682
2016-01-18 17:00 | 0.47739 | 0.1441 | 527471
2016-01-18 18:00 | 0.47938 | 0.15997 | 517624
2016-01-18 19:00 | 0.47761 | 0.17647 | 509646
2016-01-18 20:00 | 0.48286 | 0.18521 | 504548
2016-01-18 21:00 | 0.47459 | 0.19507 | 507574
2016-01-18 22:00 | 0.39346 | 0.23152 | 526254
2016-01-18 23:00 | 0.16686 | 0.33868 | 549477
2016-01-19 | 0.0050901 | 0.39524 | 562369
2016-01-19 01:00 | 0 | 0.41426 | 563958
2016-01-19 02:00 | 0 | 0.39862 | 556327
2016-01-19 03:00 | 0 | 0.37982 | 538055
2016-01-19 04:00 | 0 | 0.3684 | 516738
2016-01-19 05:00 | 0 | 0.36227 | 501292
2016-01-19 06:00 | 0 | 0.35807 | 488827
2016-01-19 07:00 | 0 | 0.35577 | 482783
2016-01-19 08:00 | 0 | 0.35133 | 481076
2016-01-19 09:00 | 0 | 0.34534 | 486092
2016-01-19 10:00 | 0 | 0.34117 | 502163
2016-01-19 11:00 | 0 | 0.33794 | 535457
2016-01-19 12:00 | 0 | 0.33913 | 566299
2016-01-19 13:00 | 0 | 0.34546 | 573164
2016-01-19 14:00 | 0.052253 | 0.32875 | 566429
2016-01-19 15:00 | 0.335 | 0.26661 | 557716
2016-01-19 16:00 | 0.44222 | 0.26538 | 545130
2016-01-19 17:00 | 0.45758 | 0.271 | 531980
2016-01-19 18:00 | 0.45271 | 0.25925 | 520957
2016-01-19 19:00 | 0.45397 | 0.25162 | 512504
2016-01-19 20:00 | 0.46435 | 0.24139 | 508038
2016-01-19 21:00 | 0.46243 | 0.2214 | 511350
2016-01-19 22:00 | 0.37438 | 0.21108 | 528590
2016-01-19 23:00 | 0.12432 | 0.26178 | 550838
2016-01-20 | 0.0041729 | 0.3151 | 561888
2016-01-20 01:00 | 0 | 0.35726 | 561943
2016-01-20 02:00 | 0 | 0.39298 | 552117
2016-01-20 03:00 | 0 | 0.39873 | 532519
2016-01-20 04:00 | 0 | 0.38608 | 508121
2016-01-20 05:00 | 0 | 0.3655 | 489033
2016-01-20 06:00 | 0 | 0.34788 | 477201
2016-01-20 07:00 | 0 | 0.33757 | 469244
2016-01-20 08:00 | 0 | 0.32783 | 465073
2016-01-20 09:00 | 0 | 0.31283 | 467668
2016-01-20 10:00 | 0 | 0.29723 | 480665
2016-01-20 11:00 | 0 | 0.28153 | 511178
2016-01-20 12:00 | 0 | 0.26795 | 538547
2016-01-20 13:00 | 1.09e-05 | 0.26412 | 545720
2016-01-20 14:00 | 0.033773 | 0.24411 | 541525
2016-01-20 15:00 | 0.31721 | 0.20056 | 535783
2016-01-20 16:00 | 0.47167 | 0.2019 | 524933
2016-01-20 17:00 | 0.52938 | 0.23964 | 513323
2016-01-20 18:00 | 0.53081 | 0.27801 | 504846
2016-01-20 19:00 | 0.53301 | 0.31056 | 499511
2016-01-20 20:00 | 0.55706 | 0.32679 | 496267
2016-01-20 21:00 | 0.58755 | 0.31478 | 498452
2016-01-20 22:00 | 0.54556 | 0.3129 | 512960
2016-01-20 23:00 | 0.26403 | 0.35203 | 530355
2016-01-21 | 0.0092433 | 0.3583 | 536685
2016-01-21 01:00 | 0 | 0.35257 | 533921
2016-01-21 02:00 | 0 | 0.3444 | 523733
2016-01-21 03:00 | 0 | 0.33906 | 502414
2016-01-21 04:00 | 0 | 0.33758 | 477551
2016-01-21 05:00 | 0 | 0.33144 | 456315
2016-01-21 06:00 | 0 | 0.31919 | 443693
2016-01-21 07:00 | 0 | 0.31593 | 435960
2016-01-21 08:00 | 0 | 0.31888 | 432949
2016-01-21 09:00 | 0 | 0.31769 | 435901
2016-01-21 10:00 | 0 | 0.31649 | 448923
2016-01-21 11:00 | 0 | 0.31566 | 480425
2016-01-21 12:00 | 0 | 0.31788 | 510035
2016-01-21 13:00 | 1.47e-05 | 0.32124 | 518534
2016-01-21 14:00 | 0.07907 | 0.29758 | 515838
2016-01-21 15:00 | 0.50895 | 0.31602 | 511625
2016-01-21 16:00 | 0.61913 | 0.33608 | 504869
2016-01-21 17:00 | 0.61776 | 0.34429 | 497314
2016-01-21 18:00 | 0.58808 | 0.35637 | 490719
2016-01-21 19:00 | 0.57325 | 0.37971 | 486338
2016-01-21 20:00 | 0.58294 | 0.40293 | 483984
2016-01-21 21:00 | 0.59659 | 0.41289 | 486412
2016-01-21 22:00 | 0.53297 | 0.4016 | 501961
2016-01-21 23:00 | 0.21177 | 0.41514 | 520445
2016-01-22 | 0.0062849 | 0.42216 | 527936
2016-01-22 01:00 | 0 | 0.40402 | 526468
2016-01-22 02:00 | 0 | 0.38178 | 516856
2016-01-22 03:00 | 0 | 0.36552 | 498821
2016-01-22 04:00 | 0 | 0.35109 | 476229
2016-01-22 05:00 | 0 | 0.34759 | 456375
2016-01-22 06:00 | 0 | 0.35256 | 444230
2016-01-22 07:00 | 0 | 0.3619 | 436401
2016-01-22 08:00 | 0 | 0.37173 | 433510
2016-01-22 09:00 | 0 | 0.37985 | 436978
2016-01-22 10:00 | 0 | 0.38896 | 449180
2016-01-22 11:00 | 0 | 0.38714 | 477761
2016-01-22 12:00 | 0 | 0.37578 | 507663
2016-01-22 13:00 | 2.26e-05 | 0.35767 | 521669
2016-01-22 14:00 | 0.087179 | 0.30705 | 527730
2016-01-22 15:00 | 0.47304 | 0.27741 | 530526
2016-01-22 16:00 | 0.56429 | 0.23355 | 527349
2016-01-22 17:00 | 0.55701 | 0.21048 | 521407
2016-01-22 18:00 | 0.53881 | 0.20987 | 515885
2016-01-22 19:00 | 0.53324 | 0.22012 | 510547
2016-01-22 20:00 | 0.54594 | 0.23788 | 506514
2016-01-22 21:00 | 0.55467 | 0.25986 | 507046
2016-01-22 22:00 | 0.46568 | 0.29215 | 517154
2016-01-22 23:00 | 0.1812 | 0.3821 | 529079
2016-01-23 | 0.0051588 | 0.46208 | 532762
2016-01-23 01:00 | 0 | 0.48704 | 529195
2016-01-23 02:00 | 0 | 0.48926 | 520505
2016-01-23 03:00 | 0 | 0.48661 | 505807
2016-01-23 04:00 | 0 | 0.48092 | 487425
2016-01-23 05:00 | 0 | 0.47877 | 471931
2016-01-23 06:00 | 0 | 0.47895 | 460046
2016-01-23 07:00 | 0 | 0.48341 | 452760
2016-01-23 08:00 | 0 | 0.48707 | 448842
2016-01-23 09:00 | 0 | 0.49429 | 449099
2016-01-23 10:00 | 0 | 0.5026 | 454288
2016-01-23 11:00 | 0 | 0.50984 | 463739
2016-01-23 12:00 | 0 | 0.51621 | 478856
2016-01-23 13:00 | 2.78e-05 | 0.5215 | 495520
2016-01-23 14:00 | 0.099082 | 0.48998 | 509928
2016-01-23 15:00 | 0.34843 | 0.42499 | 516578
2016-01-23 16:00 | 0.45111 | 0.35664 | 513731
2016-01-23 17:00 | 0.47939 | 0.35413 | 505643
2016-01-23 18:00 | 0.47354 | 0.37083 | 494705
2016-01-23 19:00 | 0.46385 | 0.38233 | 483360
2016-01-23 20:00 | 0.45906 | 0.37691 | 476779
2016-01-23 21:00 | 0.43485 | 0.36026 | 476727
2016-01-23 22:00 | 0.34958 | 0.39887 | 488300
2016-01-23 23:00 | 0.15029 | 0.53601 | 505374
2016-01-24 | 0.0098227 | 0.59087 | 514019
2016-01-24 01:00 | 0 | 0.59556 | 514024
2016-01-24 02:00 | 0 | 0.57328 | 508962
2016-01-24 03:00 | 0 | 0.53701 | 497824
2016-01-24 04:00 | 0 | 0.49958 | 482754
2016-01-24 05:00 | 0 | 0.46528 | 468555
2016-01-24 06:00 | 0 | 0.43382 | 459947
2016-01-24 07:00 | 0 | 0.4034 | 454182
2016-01-24 08:00 | 0 | 0.37673 | 452194
2016-01-24 09:00 | 0 | 0.3579 | 453163
2016-01-24 10:00 | 0 | 0.34536 | 457622
2016-01-24 11:00 | 0 | 0.33382 | 468618
2016-01-24 12:00 | 0 | 0.32414 | 482809
2016-01-24 13:00 | 2.59e-05 | 0.31737 | 494739
2016-01-24 14:00 | 0.078346 | 0.27996 | 496332
2016-01-24 15:00 | 0.39883 | 0.19938 | 487392
2016-01-24 16:00 | 0.53516 | 0.19565 | 473672
2016-01-24 17:00 | 0.56827 | 0.22715 | 460203
2016-01-24 18:00 | 0.54756 | 0.27048 | 447336
2016-01-24 19:00 | 0.5343 | 0.30316 | 437481
2016-01-24 20:00 | 0.54361 | 0.32322 | 431504
2016-01-24 21:00 | 0.55732 | 0.34625 | 433670
2016-01-24 22:00 | 0.503 | 0.4094 | 450881
2016-01-24 23:00 | 0.25689 | 0.47431 | 474596
2016-01-25 | 0.010035 | 0.49704 | 491726
2016-01-25 01:00 | 0 | 0.48531 | 495962
2016-01-25 02:00 | 0 | 0.47603 | 491171
2016-01-25 03:00 | 0 | 0.47755 | 478100
2016-01-25 04:00 | 0 | 0.48346 | 460344
2016-01-25 05:00 | 0 | 0.48938 | 445039
2016-01-25 06:00 | 0 | 0.50107 | 435449
2016-01-25 07:00 | 0 | 0.51736 | 430084
2016-01-25 08:00 | 0 | 0.53277 | 429371
2016-01-25 09:00 | 0 | 0.5388 | 434477
2016-01-25 10:00 | 0 | 0.54594 | 450562
2016-01-25 11:00 | 0 | 0.55749 | 482964
2016-01-25 12:00 | 0 | 0.56 | 513254
2016-01-25 13:00 | 2.8e-05 | 0.5669 | 521833
2016-01-25 14:00 | 0.15452 | 0.4833 | 513400
2016-01-25 15:00 | 0.48082 | 0.50462 | 502803
2016-01-25 16:00 | 0.61529 | 0.54846 | 490218
2016-01-25 17:00 | 0.6334 | 0.562 | 478418
2016-01-25 18:00 | 0.60138 | 0.58032 | 468443
2016-01-25 19:00 | 0.58294 | 0.60314 | 460520
2016-01-25 20:00 | 0.59342 | 0.61695 | 455084
2016-01-25 21:00 | 0.60642 | 0.61356 | 456462
2016-01-25 22:00 | 0.54651 | 0.59735 | 470804
2016-01-25 23:00 | 0.29061 | 0.66992 | 489971
2016-01-26 | 0.014353 | 0.72151 | 498882
2016-01-26 01:00 | 0 | 0.73616 | 497920
2016-01-26 02:00 | 0 | 0.73185 | 487578
2016-01-26 03:00 | 0 | 0.7017 | 468214
2016-01-26 04:00 | 0 | 0.65944 | 444306
2016-01-26 05:00 | 0 | 0.62368 | 424224
2016-01-26 06:00 | 0 | 0.58985 | 410463
2016-01-26 07:00 | 0 | 0.57134 | 402333
2016-01-26 08:00 | 0 | 0.5556 | 398895
2016-01-26 09:00 | 0 | 0.55142 | 402129
2016-01-26 10:00 | 0 | 0.5533 | 415301
2016-01-26 11:00 | 0 | 0.54769 | 445595
2016-01-26 12:00 | 0 | 0.53415 | 475322
2016-01-26 13:00 | 4.67e-06 | 0.51268 | 486896
2016-01-26 14:00 | 0.042868 | 0.40124 | 487445
2016-01-26 15:00 | 0.49808 | 0.29998 | 486455
2016-01-26 16:00 | 0.61716 | 0.29808 | 481157
2016-01-26 17:00 | 0.60771 | 0.32196 | 474019
2016-01-26 18:00 | 0.58715 | 0.32662 | 468079
2016-01-26 19:00 | 0.57672 | 0.32234 | 463872
2016-01-26 20:00 | 0.59273 | 0.31093 | 461239
2016-01-26 21:00 | 0.61694 | 0.27643 | 463887
2016-01-26 22:00 | 0.59295 | 0.26327 | 477148
2016-01-26 23:00 | 0.30918 | 0.25797 | 492997
2016-01-27 | 0.015881 | 0.27734 | 500249
2016-01-27 01:00 | 0 | 0.31423 | 499113
2016-01-27 02:00 | 0 | 0.35485 | 488910
2016-01-27 03:00 | 0 | 0.39205 | 469326
2016-01-27 04:00 | 0 | 0.43479 | 445534
2016-01-27 05:00 | 0 | 0.48398 | 425309
2016-01-27 06:00 | 0 | 0.53192 | 411719
2016-01-27 07:00 | 0 | 0.57064 | 403198
2016-01-27 08:00 | 0 | 0.60484 | 399404
2016-01-27 09:00 | 0 | 0.63408 | 403381
2016-01-27 10:00 | 0 | 0.65329 | 418666
2016-01-27 11:00 | 0 | 0.66139 | 449958
2016-01-27 12:00 | 0 | 0.6634 | 482253
2016-01-27 13:00 | 2.98e-05 | 0.66642 | 494454
2016-01-27 14:00 | 0.092099 | 0.57475 | 496472
2016-01-27 15:00 | 0.54032 | 0.4754 | 495410
2016-01-27 16:00 | 0.63901 | 0.45311 | 488754
2016-01-27 17:00 | 0.62094 | 0.51039 | 479322
2016-01-27 18:00 | 0.594 | 0.5689 | 469952
2016-01-27 19:00 | 0.58112 | 0.6032 | 462707
2016-01-27 20:00 | 0.5926 | 0.60768 | 458018
2016-01-27 21:00 | 0.61015 | 0.60849 | 458984
2016-01-27 22:00 | 0.55857 | 0.65987 | 471783
2016-01-27 23:00 | 0.23259 | 0.69052 | 491721
2016-01-28 | 0.010578 | 0.7185 | 503795
2016-01-28 01:00 | 0 | 0.74465 | 505618
2016-01-28 02:00 | 0 | 0.7664 | 498533
2016-01-28 03:00 | 0 | 0.78733 | 480798
2016-01-28 04:00 | 0 | 0.80773 | 458328
2016-01-28 05:00 | 0 | 0.82475 | 439388
2016-01-28 06:00 | 0 | 0.8356 | 427549
2016-01-28 07:00 | 0 | 0.84331 | 420148
2016-01-28 08:00 | 0 | 0.83759 | 417062
2016-01-28 09:00 | 0 | 0.82346 | 420727
2016-01-28 10:00 | 0 | 0.80631 | 437126
2016-01-28 11:00 | 0 | 0.79151 | 471427
2016-01-28 12:00 | 0 | 0.7737 | 503404
2016-01-28 13:00 | 3.62e-05 | 0.74211 | 512040
2016-01-28 14:00 | 0.091961 | 0.55297 | 507622
2016-01-28 15:00 | 0.54663 | 0.34228 | 498829
2016-01-28 16:00 | 0.67487 | 0.2963 | 486539
2016-01-28 17:00 | 0.65899 | 0.33188 | 473213
2016-01-28 18:00 | 0.61911 | 0.34377 | 463101
2016-01-28 19:00 | 0.60272 | 0.33482 | 455087
2016-01-28 20:00 | 0.61796 | 0.32023 | 450296
2016-01-28 21:00 | 0.65238 | 0.30855 | 452306
2016-01-28 22:00 | 0.61706 | 0.33917 | 463893
2016-01-28 23:00 | 0.26728 | 0.37637 | 479734
2016-01-29 | 0.014032 | 0.41058 | 489988
2016-01-29 01:00 | 0 | 0.44411 | 491465
2016-01-29 02:00 | 0 | 0.49006 | 483885
2016-01-29 03:00 | 0 | 0.55581 | 466139
2016-01-29 04:00 | 0 | 0.62855 | 442987
2016-01-29 05:00 | 0 | 0.6816 | 424662
2016-01-29 06:00 | 0 | 0.71972 | 413273
2016-01-29 07:00 | 0 | 0.75209 | 406076
2016-01-29 08:00 | 0 | 0.77592 | 403830
2016-01-29 09:00 | 0 | 0.78918 | 408717
2016-01-29 10:00 | 0 | 0.80087 | 423725
2016-01-29 11:00 | 0 | 0.8148 | 458104
2016-01-29 12:00 | 0 | 0.82052 | 489880
2016-01-29 13:00 | 3.94e-05 | 0.81893 | 498339
2016-01-29 14:00 | 0.11095 | 0.70645 | 492284
2016-01-29 15:00 | 0.48106 | 0.58703 | 483987
2016-01-29 16:00 | 0.57184 | 0.61274 | 472607
2016-01-29 17:00 | 0.56876 | 0.73498 | 461493
2016-01-29 18:00 | 0.55108 | 0.79233 | 453063
2016-01-29 19:00 | 0.54428 | 0.80937 | 446413
2016-01-29 20:00 | 0.55283 | 0.80173 | 441068
2016-01-29 21:00 | 0.56383 | 0.79891 | 441048
2016-01-29 22:00 | 0.4918 | 0.81157 | 450733
2016-01-29 23:00 | 0.23008 | 0.81841 | 465999
2016-01-30 | 0.013564 | 0.78504 | 473718
2016-01-30 01:00 | 0 | 0.74212 | 473262
2016-01-30 02:00 | 0 | 0.70075 | 468077
2016-01-30 03:00 | 0 | 0.66793 | 455580
2016-01-30 04:00 | 0 | 0.65037 | 437622
2016-01-30 05:00 | 0 | 0.64987 | 421454
2016-01-30 06:00 | 0 | 0.66886 | 409661
2016-01-30 07:00 | 0 | 0.67799 | 401725
2016-01-30 08:00 | 0 | 0.67038 | 397446
2016-01-30 09:00 | 0 | 0.65914 | 399211
2016-01-30 10:00 | 0 | 0.64377 | 406491
2016-01-30 11:00 | 0 | 0.62954 | 420075
2016-01-30 12:00 | 0 | 0.62403 | 436599
2016-01-30 13:00 | 4.36e-05 | 0.62454 | 448082
2016-01-30 14:00 | 0.10935 | 0.5401 | 447923
2016-01-30 15:00 | 0.42269 | 0.35059 | 440969
2016-01-30 16:00 | 0.51863 | 0.33245 | 431135
2016-01-30 17:00 | 0.5357 | 0.41794 | 420375
2016-01-30 18:00 | 0.52564 | 0.47547 | 410136
2016-01-30 19:00 | 0.52025 | 0.50968 | 402345
2016-01-30 20:00 | 0.52796 | 0.53362 | 398119
2016-01-30 21:00 | 0.53794 | 0.55571 | 398211
2016-01-30 22:00 | 0.47652 | 0.57517 | 407935
2016-01-30 23:00 | 0.24979 | 0.58693 | 424712
2016-01-31 | 0.016489 | 0.59834 | 432706
2016-01-31 01:00 | 0 | 0.60341 | 433566
2016-01-31 02:00 | 0 | 0.61749 | 428394
2016-01-31 03:00 | 0 | 0.64683 | 417412
2016-01-31 04:00 | 0 | 0.67022 | 401466
2016-01-31 05:00 | 0 | 0.67545 | 385031
2016-01-31 06:00 | 0 | 0.67181 | 372884
2016-01-31 07:00 | 0 | 0.66085 | 364163
2016-01-31 08:00 | 0 | 0.64981 | 359200
2016-01-31 09:00 | 0 | 0.62858 | 358040
2016-01-31 10:00 | 0 | 0.59374 | 360898
2016-01-31 11:00 | 0 | 0.5612 | 368195
2016-01-31 12:00 | 0 | 0.53048 | 380157
2016-01-31 13:00 | 5.51e-05 | 0.50261 | 391752
2016-01-31 14:00 | 0.11746 | 0.38899 | 399409
2016-01-31 15:00 | 0.36893 | 0.29341 | 400465
2016-01-31 16:00 | 0.45933 | 0.34679 | 398733
2016-01-31 17:00 | 0.47833 | 0.36964 | 397649
2016-01-31 18:00 | 0.4735 | 0.36127 | 395805
2016-01-31 19:00 | 0.46491 | 0.35606 | 393066
2016-01-31 20:00 | 0.44498 | 0.34751 | 391975
2016-01-31 21:00 | 0.40389 | 0.32146 | 395107
2016-01-31 22:00 | 0.32392 | 0.33141 | 407470
2016-01-31 23:00 | 0.14804 | 0.35834 | 425236
2016-02-01 | 0.012193 | 0.36298 | 434806
2016-02-01 01:00 | 0 | 0.35282 | 435064
2016-02-01 02:00 | 0 | 0.3351 | 426819
2016-02-01 03:00 | 0 | 0.3208 | 411759
2016-02-01 04:00 | 0 | 0.30793 | 391383
2016-02-01 05:00 | 0 | 0.2947 | 372942
2016-02-01 06:00 | 0 | 0.284 | 361001
2016-02-01 07:00 | 0 | 0.27675 | 353033
2016-02-01 08:00 | 0 | 0.26996 | 350045
2016-02-01 09:00 | 0 | 0.25704 | 353256
2016-02-01 10:00 | 0 | 0.24073 | 368542
2016-02-01 11:00 | 0 | 0.2342 | 401550
2016-02-01 12:00 | 0 | 0.23251 | 433191
2016-02-01 13:00 | 5.98e-05 | 0.22838 | 444295
2016-02-01 14:00 | 0.092878 | 0.1671 | 447894
2016-02-01 15:00 | 0.31718 | 0.17864 | 450694
2016-02-01 16:00 | 0.45352 | 0.26264 | 449644
2016-02-01 17:00 | 0.49924 | 0.32992 | 446263
2016-02-01 18:00 | 0.50663 | 0.36697 | 442699
2016-02-01 19:00 | 0.49938 | 0.3959 | 439797
2016-02-01 20:00 | 0.49173 | 0.42348 | 437129
2016-02-01 21:00 | 0.48025 | 0.4545 | 438025
2016-02-01 22:00 | 0.43514 | 0.48843 | 446188
2016-02-01 23:00 | 0.26102 | 0.54558 | 461930
2016-02-02 | 0.024179 | 0.57161 | 471806
2016-02-02 01:00 | 0 | 0.56317 | 470709
2016-02-02 02:00 | 0 | 0.54474 | 461079
2016-02-02 03:00 | 0 | 0.5323 | 442670
2016-02-02 04:00 | 0 | 0.51648 | 418336
2016-02-02 05:00 | 0 | 0.50954 | 396625
2016-02-02 06:00 | 0 | 0.50837 | 381749
2016-02-02 07:00 | 0 | 0.52081 | 371769
2016-02-02 08:00 | 0 | 0.53823 | 366772
2016-02-02 09:00 | 0 | 0.56491 | 368591
2016-02-02 10:00 | 0 | 0.60408 | 382021
2016-02-02 11:00 | 0 | 0.64143 | 414646
2016-02-02 12:00 | 0 | 0.66191 | 443825
2016-02-02 13:00 | 7.89e-05 | 0.66825 | 453953
2016-02-02 14:00 | 0.11822 | 0.6028 | 457153
2016-02-02 15:00 | 0.51215 | 0.64892 | 459078
2016-02-02 16:00 | 0.60884 | 0.66511 | 457079
2016-02-02 17:00 | 0.61417 | 0.66287 | 450673
2016-02-02 18:00 | 0.59705 | 0.6482 | 448768
2016-02-02 19:00 | 0.5816 | 0.63599 | 444618
2016-02-02 20:00 | 0.58235 | 0.6297 | 441273
2016-02-02 21:00 | 0.57689 | 0.62561 | 442635
2016-02-02 22:00 | 0.5138 | 0.62633 | 452450
2016-02-02 23:00 | 0.30896 | 0.63514 | 466845
2016-02-03 | 0.028656 | 0.63343 | 475296
2016-02-03 01:00 | 0 | 0.62075 | 474068
2016-02-03 02:00 | 0 | 0.61191 | 463570
2016-02-03 03:00 | 0 | 0.60504 | 444152
2016-02-03 04:00 | 0 | 0.59897 | 420117
2016-02-03 05:00 | 0 | 0.59243 | 399540
2016-02-03 06:00 | 0 | 0.58809 | 384347
2016-02-03 07:00 | 0 | 0.58355 | 374131
2016-02-03 08:00 | 0 | 0.57726 | 369211
2016-02-03 09:00 | 0 | 0.56404 | 371215
2016-02-03 10:00 | 0 | 0.55084 | 383781
2016-02-03 11:00 | 0 | 0.5383 | 415255
2016-02-03 12:00 | 0 | 0.52451 | 446694
2016-02-03 13:00 | 9.79e-05 | 0.49735 | 459887
2016-02-03 14:00 | 0.2302 | 0.43898 | 465986
2016-02-03 15:00 | 0.62755 | 0.42389 | 469666
2016-02-03 16:00 | 0.71243 | 0.41345 | 468347
2016-02-03 17:00 | 0.70131 | 0.41901 | 463302
2016-02-03 18:00 | 0.66644 | 0.43149 | 458532
2016-02-03 19:00 | 0.64601 | 0.4586 | 453700
2016-02-03 20:00 | 0.65218 | 0.48084 | 449532
2016-02-03 21:00 | 0.66442 | 0.47829 | 450158
2016-02-03 22:00 | 0.62101 | 0.42834 | 458219
2016-02-03 23:00 | 0.38355 | 0.41659 | 472065
2016-02-04 | 0.028756 | 0.41961 | 482328
2016-02-04 01:00 | 0 | 0.41339 | 482856
2016-02-04 02:00 | 0 | 0.42164 | 474367
2016-02-04 03:00 | 0 | 0.42474 | 456290
2016-02-04 04:00 | 0 | 0.42138 | 432825
2016-02-04 05:00 | 0 | 0.41869 | 412681
2016-02-04 06:00 | 0 | 0.41706 | 398724
2016-02-04 07:00 | 0 | 0.41398 | 390171
2016-02-04 08:00 | 0 | 0.40942 | 386439
2016-02-04 09:00 | 0 | 0.39928 | 389595
2016-02-04 10:00 | 0 | 0.38587 | 404973
2016-02-04 11:00 | 0 | 0.37917 | 438227
2016-02-04 12:00 | 0 | 0.38022 | 472199
2016-02-04 13:00 | 0.00010829 | 0.3817 | 484949
2016-02-04 14:00 | 0.14401 | 0.31885 | 487328
2016-02-04 15:00 | 0.53896 | 0.23456 | 485781
2016-02-04 16:00 | 0.62128 | 0.23297 | 479593
2016-02-04 17:00 | 0.63222 | 0.2572 | 470967
2016-02-04 18:00 | 0.61046 | 0.28252 | 462918
2016-02-04 19:00 | 0.59375 | 0.29742 | 456299
2016-02-04 20:00 | 0.59172 | 0.30158 | 451360
2016-02-04 21:00 | 0.59113 | 0.27999 | 451716
2016-02-04 22:00 | 0.53159 | 0.24645 | 461495
2016-02-04 23:00 | 0.33271 | 0.24139 | 477809
2016-02-05 | 0.029349 | 0.26037 | 491436
2016-02-05 01:00 | 0 | 0.30494 | 495085
2016-02-05 02:00 | 0 | 0.36804 | 488990
2016-02-05 03:00 | 0 | 0.42061 | 473043
2016-02-05 04:00 | 0 | 0.46144 | 452119
2016-02-05 05:00 | 0 | 0.48202 | 433235
2016-02-05 06:00 | 0 | 0.48294 | 421814
2016-02-05 07:00 | 0 | 0.47429 | 416139
2016-02-05 08:00 | 0 | 0.4623 | 414463
2016-02-05 09:00 | 0 | 0.44837 | 418537
2016-02-05 10:00 | 0 | 0.43929 | 435319
2016-02-05 11:00 | 0 | 0.4355 | 470378
2016-02-05 12:00 | 0 | 0.43916 | 503832
2016-02-05 13:00 | 0.00012561 | 0.43683 | 514139
2016-02-05 14:00 | 0.12887 | 0.35691 | 511370
2016-02-05 15:00 | 0.60098 | 0.32065 | 503724
2016-02-05 16:00 | 0.70556 | 0.38845 | 490621
2016-02-05 17:00 | 0.70874 | 0.46401 | 475355
2016-02-05 18:00 | 0.67554 | 0.49408 | 462022
2016-02-05 19:00 | 0.65794 | 0.50727 | 451872
2016-02-05 20:00 | 0.66858 | 0.50781 | 443685
2016-02-05 21:00 | 0.68959 | 0.47585 | 442344
2016-02-05 22:00 | 0.6509 | 0.42711 | 452742
2016-02-05 23:00 | 0.35794 | 0.4581 | 471656
2016-02-06 | 0.033942 | 0.48663 | 483417
2016-02-06 01:00 | 0 | 0.50957 | 486500
2016-02-06 02:00 | 0 | 0.53801 | 483385
2016-02-06 03:00 | 0 | 0.56186 | 472460
2016-02-06 04:00 | 0 | 0.59078 | 454189
2016-02-06 05:00 | 0 | 0.62642 | 438683
2016-02-06 06:00 | 0 | 0.65435 | 427364
2016-02-06 07:00 | 0 | 0.6633 | 420107
2016-02-06 08:00 | 0 | 0.66072 | 416611
2016-02-06 09:00 | 0 | 0.65213 | 417580
2016-02-06 10:00 | 0 | 0.63725 | 424321
2016-02-06 11:00 | 0 | 0.62351 | 438511
2016-02-06 12:00 | 0 | 0.61167 | 455511
2016-02-06 13:00 | 0.00014291 | 0.58864 | 468212
2016-02-06 14:00 | 0.16534 | 0.45882 | 470531
2016-02-06 15:00 | 0.65798 | 0.36365 | 464518
2016-02-06 16:00 | 0.73073 | 0.34357 | 453862
2016-02-06 17:00 | 0.71453 | 0.37621 | 441481
2016-02-06 18:00 | 0.68257 | 0.42218 | 429388
2016-02-06 19:00 | 0.66729 | 0.46625 | 419274
2016-02-06 20:00 | 0.68003 | 0.49241 | 413456
2016-02-06 21:00 | 0.70089 | 0.55422 | 413630
2016-02-06 22:00 | 0.64359 | 0.65713 | 423228
2016-02-06 23:00 | 0.37556 | 0.7294 | 441840
2016-02-07 | 0.032122 | 0.78781 | 454496
2016-02-07 01:00 | 0 | 0.85745 | 458884
2016-02-07 02:00 | 0 | 0.90038 | 456449
2016-02-07 03:00 | 0 | 0.92982 | 448253
2016-02-07 04:00 | 0 | 0.94841 | 434897
2016-02-07 05:00 | 0 | 0.95657 | 421779
2016-02-07 06:00 | 0 | 0.95558 | 412123
2016-02-07 07:00 | 0 | 0.94674 | 406532
2016-02-07 08:00 | 0 | 0.93176 | 404173
2016-02-07 09:00 | 0 | 0.91291 | 405629
2016-02-07 10:00 | 0 | 0.89772 | 410888
2016-02-07 11:00 | 0 | 0.88736 | 421930
2016-02-07 12:00 | 0 | 0.87059 | 436080
2016-02-07 13:00 | 0.00017491 | 0.84482 | 449995
2016-02-07 14:00 | 0.16823 | 0.72376 | 454302
2016-02-07 15:00 | 0.64815 | 0.62282 | 448053
2016-02-07 16:00 | 0.73214 | 0.6687 | 438340
2016-02-07 17:00 | 0.71017 | 0.69426 | 429703
2016-02-07 18:00 | 0.6749 | 0.72079 | 422701
2016-02-07 19:00 | 0.65976 | 0.73912 | 416621
2016-02-07 20:00 | 0.67352 | 0.76174 | 413206
2016-02-07 21:00 | 0.70317 | 0.79192 | 414826
2016-02-07 22:00 | 0.65831 | 0.83716 | 425152
2016-02-07 23:00 | 0.38507 | 0.89089 | 437288
2016-02-08 | 0.040386 | 0.92501 | 441298
2016-02-08 01:00 | 0 | 0.92171 | 444780
2016-02-08 02:00 | 0 | 0.90688 | 444304
2016-02-08 03:00 | 0 | 0.89311 | 438359
2016-02-08 04:00 | 0 | 0.87599 | 430018
2016-02-08 05:00 | 0 | 0.86439 | 413486
2016-02-08 06:00 | 0 | 0.85824 | 402235
2016-02-08 07:00 | 0 | 0.85036 | 396922
2016-02-08 08:00 | 0 | 0.84878 | 396560
2016-02-08 09:00 | 0 | 0.8492 | 402530
2016-02-08 10:00 | 0 | 0.84945 | 421060
2016-02-08 11:00 | 0 | 0.84675 | 457551
2016-02-08 12:00 | 0 | 0.83959 | 490360
2016-02-08 13:00 | 0.0002141 | 0.81695 | 498868
2016-02-08 14:00 | 0.1545 | 0.71714 | 495896
2016-02-08 15:00 | 0.63181 | 0.76414 | 491192
2016-02-08 16:00 | 0.72436 | 0.77768 | 483825
2016-02-08 17:00 | 0.70816 | 0.78848 | 475907
2016-02-08 18:00 | 0.6773 | 0.80196 | 469962
2016-02-08 19:00 | 0.66551 | 0.80914 | 464212
2016-02-08 20:00 | 0.68033 | 0.81105 | 462931
2016-02-08 21:00 | 0.7093 | 0.80652 | 465945
2016-02-08 22:00 | 0.6558 | 0.79831 | 477812
2016-02-08 23:00 | 0.3794 | 0.80549 | 496619
2016-02-09 | 0.038812 | 0.79565 | 509626
2016-02-09 01:00 | 0 | 0.76806 | 510239
2016-02-09 02:00 | 0 | 0.73615 | 501502
2016-02-09 03:00 | 0 | 0.70613 | 482734
2016-02-09 04:00 | 0 | 0.66824 | 460155
2016-02-09 05:00 | 0 | 0.64516 | 441222
2016-02-09 06:00 | 0 | 0.63508 | 430094
2016-02-09 07:00 | 0 | 0.63554 | 422745
2016-02-09 08:00 | 0 | 0.63662 | 420922
2016-02-09 09:00 | 0 | 0.63355 | 425374
2016-02-09 10:00 | 0 | 0.63465 | 441627
2016-02-09 11:00 | 0 | 0.63428 | 474965
2016-02-09 12:00 | 0 | 0.6288 | 506389
2016-02-09 13:00 | 0.00025469 | 0.60194 | 516917
2016-02-09 14:00 | 0.17983 | 0.48937 | 517639
2016-02-09 15:00 | 0.67769 | 0.42757 | 515197
2016-02-09 16:00 | 0.73854 | 0.45138 | 507624
2016-02-09 17:00 | 0.71106 | 0.48297 | 499345
2016-02-09 18:00 | 0.68151 | 0.50688 | 492763
2016-02-09 19:00 | 0.66711 | 0.5276 | 487287
2016-02-09 20:00 | 0.68019 | 0.53062 | 484330
2016-02-09 21:00 | 0.70208 | 0.49153 | 487233
2016-02-09 22:00 | 0.64706 | 0.44458 | 498901
2016-02-09 23:00 | 0.37177 | 0.44839 | 517753
2016-02-10 | 0.044519 | 0.42358 | 529194
2016-02-10 01:00 | 0 | 0.37432 | 530973
2016-02-10 02:00 | 0 | 0.33603 | 522241
2016-02-10 03:00 | 0 | 0.32019 | 503741
2016-02-10 04:00 | 0 | 0.31994 | 482147
2016-02-10 05:00 | 0 | 0.34243 | 464778
2016-02-10 06:00 | 0 | 0.3908 | 452580
2016-02-10 07:00 | 0 | 0.44557 | 445595
2016-02-10 08:00 | 0 | 0.48238 | 444200
2016-02-10 09:00 | 0 | 0.5044 | 449544
2016-02-10 10:00 | 0 | 0.52064 | 466577
2016-02-10 11:00 | 0 | 0.53842 | 500684
2016-02-10 12:00 | 0 | 0.55626 | 531402
2016-02-10 13:00 | 0.00029202 | 0.56477 | 537770
2016-02-10 14:00 | 0.19277 | 0.48274 | 531182
2016-02-10 15:00 | 0.65774 | 0.35568 | 523892
2016-02-10 16:00 | 0.71619 | 0.32575 | 511822
2016-02-10 17:00 | 0.70425 | 0.38137 | 499374
2016-02-10 18:00 | 0.67108 | 0.42507 | 492133
2016-02-10 19:00 | 0.65577 | 0.448 | 486135
2016-02-10 20:00 | 0.66741 | 0.45507 | 483900
2016-02-10 21:00 | 0.68809 | 0.44971 | 485523
2016-02-10 22:00 | 0.64508 | 0.49169 | 497609
2016-02-10 23:00 | 0.37382 | 0.53412 | 518119
2016-02-11 | 0.049909 | 0.54708 | 530898
2016-02-11 01:00 | 0 | 0.55448 | 533120
2016-02-11 02:00 | 0 | 0.54743 | 525973
2016-02-11 03:00 | 0 | 0.53188 | 508875
2016-02-11 04:00 | 0 | 0.50352 | 486593
2016-02-11 05:00 | 0 | 0.47555 | 468600
2016-02-11 06:00 | 0 | 0.45523 | 457292
2016-02-11 07:00 | 0 | 0.43392 | 449932
2016-02-11 08:00 | 0 | 0.41175 | 447546
2016-02-11 09:00 | 0 | 0.39595 | 451367
2016-02-11 10:00 | 0 | 0.38423 | 468521
2016-02-11 11:00 | 0 | 0.37533 | 502753
2016-02-11 12:00 | 0 | 0.36588 | 530737
2016-02-11 13:00 | 0.00034871 | 0.34754 | 533208
2016-02-11 14:00 | 0.20276 | 0.26703 | 523308
2016-02-11 15:00 | 0.63114 | 0.20297 | 512717
2016-02-11 16:00 | 0.69483 | 0.17829 | 499570
2016-02-11 17:00 | 0.69494 | 0.19716 | 487907
2016-02-11 18:00 | 0.66873 | 0.21697 | 479400
2016-02-11 19:00 | 0.65358 | 0.22964 | 473142
2016-02-11 20:00 | 0.66289 | 0.23773 | 469165
2016-02-11 21:00 | 0.68134 | 0.23509 | 471140
2016-02-11 22:00 | 0.62546 | 0.22926 | 481798
2016-02-11 23:00 | 0.35891 | 0.26808 | 501780
2016-02-12 | 0.036732 | 0.29151 | 515314
2016-02-12 01:00 | 0 | 0.29272 | 517658
2016-02-12 02:00 | 0 | 0.28211 | 510551
2016-02-12 03:00 | 0 | 0.26367 | 492901
2016-02-12 04:00 | 0 | 0.24703 | 471644
2016-02-12 05:00 | 0 | 0.24073 | 451818
2016-02-12 06:00 | 0 | 0.2511 | 438740
2016-02-12 07:00 | 0 | 0.26933 | 430656
2016-02-12 08:00 | 0 | 0.29544 | 426606
2016-02-12 09:00 | 0 | 0.32599 | 429427
2016-02-12 10:00 | 0 | 0.35605 | 444187
2016-02-12 11:00 | 0 | 0.38193 | 475473
2016-02-12 12:00 | 0 | 0.3947 | 502426
2016-02-12 13:00 | 0.00043786 | 0.37996 | 508523
2016-02-12 14:00 | 0.185 | 0.3329 | 506503
2016-02-12 15:00 | 0.6311 | 0.319 | 502566
2016-02-12 16:00 | 0.69235 | 0.31945 | 495536
2016-02-12 17:00 | 0.6807 | 0.31541 | 486750
2016-02-12 18:00 | 0.65707 | 0.31152 | 481045
2016-02-12 19:00 | 0.64565 | 0.30875 | 477507
2016-02-12 20:00 | 0.65723 | 0.30446 | 475470
2016-02-12 21:00 | 0.67584 | 0.29928 | 475511
2016-02-12 22:00 | 0.63093 | 0.30153 | 480587
2016-02-12 23:00 | 0.41212 | 0.37434 | 492585
2016-02-13 | 0.064186 | 0.47072 | 499809
2016-02-13 01:00 | 2.26e-08 | 0.47882 | 498731
2016-02-13 02:00 | 0 | 0.46785 | 491920
2016-02-13 03:00 | 0 | 0.44657 | 479170
2016-02-13 04:00 | 0 | 0.42613 | 462280
2016-02-13 05:00 | 0 | 0.40354 | 446151
2016-02-13 06:00 | 0 | 0.38324 | 434017
2016-02-13 07:00 | 0 | 0.3652 | 426569
2016-02-13 08:00 | 0 | 0.35458 | 423312
2016-02-13 09:00 | 0 | 0.35088 | 425077
2016-02-13 10:00 | 0 | 0.35354 | 432371
2016-02-13 11:00 | 0 | 0.3608 | 445669
2016-02-13 12:00 | 0 | 0.3738 | 462097
2016-02-13 13:00 | 0.00053239 | 0.3868 | 476177
2016-02-13 14:00 | 0.14724 | 0.40133 | 484883
2016-02-13 15:00 | 0.54834 | 0.41247 | 485582
2016-02-13 16:00 | 0.64869 | 0.42933 | 480430
2016-02-13 17:00 | 0.66567 | 0.46549 | 471854
2016-02-13 18:00 | 0.6495 | 0.49688 | 462669
2016-02-13 19:00 | 0.64069 | 0.51979 | 456167
2016-02-13 20:00 | 0.65355 | 0.53788 | 452362
2016-02-13 21:00 | 0.66585 | 0.55806 | 455137
2016-02-13 22:00 | 0.63228 | 0.57815 | 466557
2016-02-13 23:00 | 0.41847 | 0.68749 | 487773
2016-02-14 | 0.086842 | 0.74704 | 501197
2016-02-14 01:00 | 2.99e-06 | 0.75768 | 504675
2016-02-14 02:00 | 0 | 0.75371 | 501941
2016-02-14 03:00 | 0 | 0.7534 | 493215
2016-02-14 04:00 | 0 | 0.75205 | 478969
2016-02-14 05:00 | 0 | 0.7526 | 464148
2016-02-14 06:00 | 0 | 0.75297 | 453891
2016-02-14 07:00 | 0 | 0.75365 | 447242
2016-02-14 08:00 | 0 | 0.74731 | 443436
2016-02-14 09:00 | 0 | 0.73468 | 442406
2016-02-14 10:00 | 0 | 0.70754 | 446344
2016-02-14 11:00 | 0 | 0.67313 | 455950
2016-02-14 12:00 | 0 | 0.62939 | 467682
2016-02-14 13:00 | 0.00066158 | 0.57266 | 477822
2016-02-14 14:00 | 0.15366 | 0.43865 | 482732
2016-02-14 15:00 | 0.54254 | 0.35887 | 480794
2016-02-14 16:00 | 0.63871 | 0.34737 | 474300
2016-02-14 17:00 | 0.64459 | 0.35581 | 468035
2016-02-14 18:00 | 0.62478 | 0.35376 | 461079
2016-02-14 19:00 | 0.61605 | 0.35062 | 454990
2016-02-14 20:00 | 0.62813 | 0.34405 | 453504
2016-02-14 21:00 | 0.64162 | 0.33146 | 457219
2016-02-14 22:00 | 0.58122 | 0.32771 | 468996
2016-02-14 23:00 | 0.37266 | 0.36045 | 487064
2016-02-15 | 0.054166 | 0.40425 | 497245
2016-02-15 01:00 | 4.95e-06 | 0.43505 | 496464
2016-02-15 02:00 | 0 | 0.45523 | 487759
2016-02-15 03:00 | 0 | 0.46527 | 473863
2016-02-15 04:00 | 0 | 0.47427 | 456247
2016-02-15 05:00 | 0 | 0.48338 | 438571
2016-02-15 06:00 | 0 | 0.48749 | 426178
2016-02-15 07:00 | 0 | 0.49532 | 418030
2016-02-15 08:00 | 0 | 0.50206 | 413802
2016-02-15 09:00 | 0 | 0.51516 | 416020
2016-02-15 10:00 | 0 | 0.53335 | 426241
2016-02-15 11:00 | 0 | 0.53834 | 448824
2016-02-15 12:00 | 0 | 0.52207 | 472250
2016-02-15 13:00 | 0.00083168 | 0.46652 | 486638
2016-02-15 14:00 | 0.20451 | 0.29157 | 495412
2016-02-15 15:00 | 0.60932 | 0.22294 | 501301
2016-02-15 16:00 | 0.68883 | 0.23415 | 502221
2016-02-15 17:00 | 0.68881 | 0.24758 | 499362
2016-02-15 18:00 | 0.66738 | 0.26746 | 495186
2016-02-15 19:00 | 0.65691 | 0.28867 | 490387
2016-02-15 20:00 | 0.67041 | 0.31223 | 486695
2016-02-15 21:00 | 0.69862 | 0.34132 | 487005
2016-02-15 22:00 | 0.6748 | 0.37457 | 494230
2016-02-15 23:00 | 0.46328 | 0.43276 | 505582
2016-02-16 | 0.065392 | 0.48946 | 510575
2016-02-16 01:00 | 1.19e-05 | 0.55269 | 506685
2016-02-16 02:00 | 0 | 0.6132 | 492620
2016-02-16 03:00 | 0 | 0.65819 | 471783
2016-02-16 04:00 | 0 | 0.68399 | 446533
2016-02-16 05:00 | 0 | 0.6979 | 425067
2016-02-16 06:00 | 0 | 0.69614 | 408969
2016-02-16 07:00 | 0 | 0.68545 | 398529
2016-02-16 08:00 | 0 | 0.67502 | 392492
2016-02-16 09:00 | 0 | 0.66166 | 393274
2016-02-16 10:00 | 0 | 0.65537 | 404072
2016-02-16 11:00 | 0 | 0.65295 | 430339
2016-02-16 12:00 | 0 | 0.64562 | 458011
2016-02-16 13:00 | 0.0010552 | 0.60696 | 469751
2016-02-16 14:00 | 0.21453 | 0.44325 | 472089
2016-02-16 15:00 | 0.64279 | 0.47813 | 471516
2016-02-16 16:00 | 0.73067 | 0.48485 | 467780
2016-02-16 17:00 | 0.71328 | 0.46231 | 462095
2016-02-16 18:00 | 0.68811 | 0.41903 | 457704
2016-02-16 19:00 | 0.67595 | 0.37761 | 454346
2016-02-16 20:00 | 0.68713 | 0.33224 | 451843
2016-02-16 21:00 | 0.70917 | 0.29901 | 453875
2016-02-16 22:00 | 0.68614 | 0.2714 | 461734
2016-02-16 23:00 | 0.43827 | 0.30707 | 475995
2016-02-17 | 0.06995 | 0.34449 | 484937
2016-02-17 01:00 | 1.69e-05 | 0.35852 | 484039
2016-02-17 02:00 | 0 | 0.3556 | 473447
2016-02-17 03:00 | 0 | 0.3532 | 453437
2016-02-17 04:00 | 0 | 0.36084 | 429448
2016-02-17 05:00 | 0 | 0.37513 | 409782
2016-02-17 06:00 | 0 | 0.39205 | 396069
2016-02-17 07:00 | 0 | 0.41047 | 387846
2016-02-17 08:00 | 0 | 0.42589 | 384746
2016-02-17 09:00 | 0 | 0.43608 | 387908
2016-02-17 10:00 | 0 | 0.43326 | 402965
2016-02-17 11:00 | 0 | 0.42207 | 435062
2016-02-17 12:00 | 0 | 0.40759 | 464480
2016-02-17 13:00 | 0.0012409 | 0.35751 | 472263
2016-02-17 14:00 | 0.23725 | 0.20529 | 470126
2016-02-17 15:00 | 0.55383 | 0.14041 | 465928
2016-02-17 16:00 | 0.6254 | 0.19187 | 460744
2016-02-17 17:00 | 0.62335 | 0.22518 | 454129
2016-02-17 18:00 | 0.60811 | 0.2308 | 450106
2016-02-17 19:00 | 0.59894 | 0.2312 | 446675
2016-02-17 20:00 | 0.60017 | 0.23314 | 445132
2016-02-17 21:00 | 0.59589 | 0.23498 | 447514
2016-02-17 22:00 | 0.53129 | 0.31297 | 455731
2016-02-17 23:00 | 0.31349 | 0.641 | 471276
2016-02-18 | 0.040353 | 0.84739 | 483727
2016-02-18 01:00 | 2.12e-06 | 0.89042 | 485158
2016-02-18 02:00 | 0 | 0.87464 | 476973
2016-02-18 03:00 | 0 | 0.8614 | 459573
2016-02-18 04:00 | 0 | 0.85247 | 437201
2016-02-18 05:00 | 0 | 0.84925 | 418285
2016-02-18 06:00 | 0 | 0.83874 | 406299
2016-02-18 07:00 | 0 | 0.83329 | 399315
2016-02-18 08:00 | 0 | 0.8282 | 397681
2016-02-18 09:00 | 0 | 0.81143 | 401207
2016-02-18 10:00 | 0 | 0.79842 | 416327
2016-02-18 11:00 | 0 | 0.7972 | 450344
2016-02-18 12:00 | 0 | 0.79744 | 478649
2016-02-18 13:00 | 0.0016234 | 0.7778 | 482466
2016-02-18 14:00 | 0.21137 | 0.73827 | 475884
2016-02-18 15:00 | 0.48207 | 0.6967 | 468614
2016-02-18 16:00 | 0.59065 | 0.70343 | 460316
2016-02-18 17:00 | 0.62385 | 0.72943 | 452277
2016-02-18 18:00 | 0.61255 | 0.75529 | 446581
2016-02-18 19:00 | 0.61073 | 0.75887 | 442689
2016-02-18 20:00 | 0.62363 | 0.75753 | 440034
2016-02-18 21:00 | 0.64081 | 0.74611 | 441636
2016-02-18 22:00 | 0.61644 | 0.76724 | 450288
2016-02-18 23:00 | 0.43761 | 0.82593 | 467437
2016-02-19 | 0.083605 | 0.88626 | 480110
2016-02-19 01:00 | 2.53e-05 | 0.90281 | 482106
2016-02-19 02:00 | 0 | 0.89683 | 474395
2016-02-19 03:00 | 0 | 0.89291 | 457282
2016-02-19 04:00 | 0 | 0.86965 | 434122
2016-02-19 05:00 | 0 | 0.85415 | 414536
2016-02-19 06:00 | 0 | 0.86097 | 402028
2016-02-19 07:00 | 0 | 0.88955 | 393397
2016-02-19 08:00 | 0 | 0.89835 | 389054
2016-02-19 09:00 | 0 | 0.90359 | 391710
2016-02-19 10:00 | 0 | 0.90462 | 405420
2016-02-19 11:00 | 0 | 0.89659 | 435170
2016-02-19 12:00 | 0 | 0.873 | 460531
2016-02-19 13:00 | 0.0019306 | 0.81677 | 463967
2016-02-19 14:00 | 0.18789 | 0.67116 | 460831
2016-02-19 15:00 | 0.53753 | 0.6327 | 457400
2016-02-19 16:00 | 0.6343 | 0.65647 | 450971
2016-02-19 17:00 | 0.63918 | 0.64995 | 444834
2016-02-19 18:00 | 0.61411 | 0.633 | 439677
2016-02-19 19:00 | 0.59515 | 0.62606 | 436715
2016-02-19 20:00 | 0.59357 | 0.63371 | 434312
2016-02-19 21:00 | 0.58499 | 0.64376 | 433831
2016-02-19 22:00 | 0.54817 | 0.6537 | 438853
2016-02-19 23:00 | 0.39976 | 0.68417 | 448325
2016-02-20 | 0.074991 | 0.71793 | 453703
2016-02-20 01:00 | 2.15e-05 | 0.75698 | 450837
2016-02-20 02:00 | 0 | 0.79702 | 442242
2016-02-20 03:00 | 0 | 0.83228 | 427846
2016-02-20 04:00 | 0 | 0.83984 | 408070
2016-02-20 05:00 | 0 | 0.84091 | 388577
2016-02-20 06:00 | 0 | 0.83655 | 373572
2016-02-20 07:00 | 0 | 0.82752 | 362627
2016-02-20 08:00 | 0 | 0.8155 | 356552
2016-02-20 09:00 | 0 | 0.79374 | 354018
2016-02-20 10:00 | 0 | 0.76041 | 356351
2016-02-20 11:00 | 0 | 0.72046 | 365919
2016-02-20 12:00 | 0 | 0.68947 | 377725
2016-02-20 13:00 | 0.0016052 | 0.61941 | 389961
2016-02-20 14:00 | 0.21637 | 0.35655 | 399954
2016-02-20 15:00 | 0.61128 | 0.28664 | 403739
2016-02-20 16:00 | 0.7016 | 0.3236 | 402616
2016-02-20 17:00 | 0.6968 | 0.34896 | 399046
2016-02-20 18:00 | 0.67334 | 0.34619 | 394304
2016-02-20 19:00 | 0.65746 | 0.33641 | 389180
2016-02-20 20:00 | 0.66044 | 0.32727 | 385273
2016-02-20 21:00 | 0.66803 | 0.318 | 384806
2016-02-20 22:00 | 0.6349 | 0.33392 | 389641
2016-02-20 23:00 | 0.43684 | 0.4303 | 402422
2016-02-21 | 0.082912 | 0.51905 | 410711
2016-02-21 01:00 | 2.53e-05 | 0.55646 | 410144
2016-02-21 02:00 | 0 | 0.55212 | 404838
2016-02-21 03:00 | 0 | 0.53006 | 393889
2016-02-21 04:00 | 0 | 0.49486 | 378380
2016-02-21 05:00 | 0 | 0.46245 | 362368
2016-02-21 06:00 | 0 | 0.4468 | 349945
2016-02-21 07:00 | 0 | 0.44479 | 340082
2016-02-21 08:00 | 0 | 0.44664 | 334957
2016-02-21 09:00 | 0 | 0.44335 | 332892
2016-02-21 10:00 | 0 | 0.43507 | 334852
2016-02-21 11:00 | 0 | 0.41836 | 341609
2016-02-21 12:00 | 0 | 0.39597 | 351690
2016-02-21 13:00 | 0.00066425 | 0.35657 | 363583
2016-02-21 14:00 | 0.17233 | 0.25185 | 376732
2016-02-21 15:00 | 0.55304 | 0.31201 | 383921
2016-02-21 16:00 | 0.6514 | 0.36739 | 387634
2016-02-21 17:00 | 0.65268 | 0.35576 | 389435
2016-02-21 18:00 | 0.64192 | 0.33435 | 388620
2016-02-21 19:00 | 0.63409 | 0.31173 | 386747
2016-02-21 20:00 | 0.64215 | 0.28968 | 386428
2016-02-21 21:00 | 0.65355 | 0.26372 | 389231
2016-02-21 22:00 | 0.64633 | 0.24126 | 397837
2016-02-21 23:00 | 0.47783 | 0.27826 | 412587
2016-02-22 | 0.10501 | 0.34612 | 424634
2016-02-22 01:00 | 4.55e-05 | 0.36785 | 425052
2016-02-22 02:00 | 0 | 0.36706 | 417877
2016-02-22 03:00 | 0 | 0.36449 | 403748
2016-02-22 04:00 | 0 | 0.35946 | 384325
2016-02-22 05:00 | 0 | 0.35475 | 366010
2016-02-22 06:00 | 0 | 0.3474 | 353139
2016-02-22 07:00 | 0 | 0.33938 | 344882
2016-02-22 08:00 | 0 | 0.32434 | 341726
2016-02-22 09:00 | 0 | 0.30533 | 345837
2016-02-22 10:00 | 0 | 0.28545 | 360995
2016-02-22 11:00 | 0 | 0.2678 | 392795
2016-02-22 12:00 | 0 | 0.25152 | 421725
2016-02-22 13:00 | 0.0029146 | 0.21483 | 434072
2016-02-22 14:00 | 0.20023 | 0.14198 | 439407
2016-02-22 15:00 | 0.54054 | 0.161 | 442540
2016-02-22 16:00 | 0.63999 | 0.17317 | 441350
2016-02-22 17:00 | 0.64359 | 0.16663 | 438115
2016-02-22 18:00 | 0.62638 | 0.16094 | 435252
2016-02-22 19:00 | 0.60822 | 0.15944 | 432459
2016-02-22 20:00 | 0.60079 | 0.16323 | 429886
2016-02-22 21:00 | 0.58399 | 0.16997 | 431668
2016-02-22 22:00 | 0.53987 | 0.18209 | 438908
2016-02-22 23:00 | 0.4036 | 0.24466 | 455125
2016-02-23 | 0.10985 | 0.36577 | 466325
2016-02-23 01:00 | 5.76e-05 | 0.44171 | 465317
2016-02-23 02:00 | 0 | 0.4674 | 455231
2016-02-23 03:00 | 0 | 0.46412 | 436595
2016-02-23 04:00 | 0 | 0.44654 | 412301
2016-02-23 05:00 | 0 | 0.43414 | 391289
2016-02-23 06:00 | 0 | 0.43261 | 376473
2016-02-23 07:00 | 0 | 0.42927 | 366921
2016-02-23 08:00 | 0 | 0.42795 | 362150
2016-02-23 09:00 | 0 | 0.43042 | 364236
2016-02-23 10:00 | 0 | 0.43214 | 377442
2016-02-23 11:00 | 0 | 0.43464 | 409522
2016-02-23 12:00 | 0 | 0.43697 | 437217
2016-02-23 13:00 | 0.0026094 | 0.42543 | 448790
2016-02-23 14:00 | 0.17769 | 0.39697 | 455082
2016-02-23 15:00 | 0.54662 | 0.56016 | 459144
2016-02-23 16:00 | 0.63629 | 0.63515 | 458114
2016-02-23 17:00 | 0.65532 | 0.66489 | 455547
2016-02-23 18:00 | 0.65051 | 0.68352 | 453357
2016-02-23 19:00 | 0.63955 | 0.69824 | 450352
2016-02-23 20:00 | 0.64209 | 0.71037 | 448235
2016-02-23 21:00 | 0.64131 | 0.71767 | 450200
2016-02-23 22:00 | 0.60461 | 0.70845 | 457914
2016-02-23 23:00 | 0.43198 | 0.7262 | 470990
2016-02-24 | 0.0969 | 0.71499 | 480005
2016-02-24 01:00 | 5.68e-05 | 0.66784 | 478026
2016-02-24 02:00 | 0 | 0.62773 | 467177
2016-02-24 03:00 | 0 | 0.58732 | 446539
2016-02-24 04:00 | 0 | 0.55674 | 422370
2016-02-24 05:00 | 0 | 0.5462 | 400870
2016-02-24 06:00 | 0 | 0.5486 | 385872
2016-02-24 07:00 | 0 | 0.55246 | 376535
2016-02-24 08:00 | 0 | 0.55432 | 371637
2016-02-24 09:00 | 0 | 0.55789 | 373087
2016-02-24 10:00 | 0 | 0.56095 | 385851
2016-02-24 11:00 | 0 | 0.56488 | 417203
2016-02-24 12:00 | 0 | 0.57041 | 446997
2016-02-24 13:00 | 0.0045241 | 0.51548 | 458516
2016-02-24 14:00 | 0.30463 | 0.37907 | 463168
2016-02-24 15:00 | 0.69962 | 0.44229 | 466375
2016-02-24 16:00 | 0.77056 | 0.50475 | 465391
2016-02-24 17:00 | 0.76624 | 0.50756 | 460966
2016-02-24 18:00 | 0.74524 | 0.52162 | 456504
2016-02-24 19:00 | 0.73283 | 0.5447 | 451870
2016-02-24 20:00 | 0.74079 | 0.56646 | 447422
2016-02-24 21:00 | 0.74905 | 0.5841 | 447402
2016-02-24 22:00 | 0.71637 | 0.57276 | 453275
2016-02-24 23:00 | 0.50358 | 0.61463 | 464896
2016-02-25 | 0.11625 | 0.6566 | 474305
2016-02-25 01:00 | 8.43e-05 | 0.64999 | 473808
2016-02-25 02:00 | 0 | 0.64191 | 464981
2016-02-25 03:00 | 0 | 0.62346 | 447005
2016-02-25 04:00 | 0 | 0.60309 | 423778
2016-02-25 05:00 | 0 | 0.59281 | 403872
2016-02-25 06:00 | 0 | 0.58557 | 390676
2016-02-25 07:00 | 0 | 0.57362 | 382205
2016-02-25 08:00 | 0 | 0.55513 | 378974
2016-02-25 09:00 | 0 | 0.53973 | 382788
2016-02-25 10:00 | 0 | 0.51995 | 397613
2016-02-25 11:00 | 0 | 0.50338 | 430734
2016-02-25 12:00 | 0 | 0.48682 | 460048
2016-02-25 13:00 | 0.0048374 | 0.41681 | 469454
2016-02-25 14:00 | 0.3015 | 0.41208 | 469941
2016-02-25 15:00 | 0.74503 | 0.45488 | 468999
2016-02-25 16:00 | 0.79328 | 0.41654 | 464064
2016-02-25 17:00 | 0.76873 | 0.3723 | 457790
2016-02-25 18:00 | 0.74328 | 0.33872 | 452895
2016-02-25 19:00 | 0.73018 | 0.31463 | 449327
2016-02-25 20:00 | 0.73902 | 0.29455 | 447423
2016-02-25 21:00 | 0.75365 | 0.27167 | 449033
2016-02-25 22:00 | 0.71445 | 0.23887 | 456517
2016-02-25 23:00 | 0.52666 | 0.25191 | 472070
2016-02-26 | 0.13037 | 0.29397 | 484445
2016-02-26 01:00 | 0.00010386 | 0.30126 | 486525
2016-02-26 02:00 | 0 | 0.31797 | 478144
2016-02-26 03:00 | 0 | 0.33916 | 462233
2016-02-26 04:00 | 0 | 0.35834 | 440294
2016-02-26 05:00 | 0 | 0.38404 | 420829
2016-02-26 06:00 | 0 | 0.41788 | 408908
2016-02-26 07:00 | 0 | 0.45873 | 401981
2016-02-26 08:00 | 0 | 0.49424 | 400044
2016-02-26 09:00 | 0 | 0.51585 | 404325
2016-02-26 10:00 | 0 | 0.5255 | 419789
2016-02-26 11:00 | 0 | 0.53076 | 453147
2016-02-26 12:00 | 0 | 0.53814 | 480966
2016-02-26 13:00 | 0.0069838 | 0.49674 | 487257
2016-02-26 14:00 | 0.32198 | 0.27597 | 482161
2016-02-26 15:00 | 0.71269 | 0.21464 | 474541
2016-02-26 16:00 | 0.7594 | 0.28233 | 465184
2016-02-26 17:00 | 0.74525 | 0.33875 | 454966
2016-02-26 18:00 | 0.72149 | 0.36449 | 445971
2016-02-26 19:00 | 0.70704 | 0.37188 | 439126
2016-02-26 20:00 | 0.71249 | 0.36316 | 434190
2016-02-26 21:00 | 0.71958 | 0.33078 | 433274
2016-02-26 22:00 | 0.6795 | 0.32679 | 439688
2016-02-26 23:00 | 0.47314 | 0.36419 | 454068
2016-02-27 | 0.098538 | 0.38189 | 467219
2016-02-27 01:00 | 0.00010387 | 0.43499 | 470275
2016-02-27 02:00 | 0 | 0.50489 | 466084
2016-02-27 03:00 | 0 | 0.588 | 454694
2016-02-27 04:00 | 0 | 0.65866 | 437593
2016-02-27 05:00 | 0 | 0.71614 | 420905
2016-02-27 06:00 | 0 | 0.75541 | 409881
2016-02-27 07:00 | 0 | 0.78457 | 403439
2016-02-27 08:00 | 0 | 0.81025 | 400110
2016-02-27 09:00 | 0 | 0.83286 | 401585
2016-02-27 10:00 | 0 | 0.84499 | 407285
2016-02-27 11:00 | 0 | 0.84287 | 421811
2016-02-27 12:00 | 0 | 0.83206 | 436914
2016-02-27 13:00 | 0.0069439 | 0.74614 | 443577
2016-02-27 14:00 | 0.29149 | 0.43352 | 440303
2016-02-27 15:00 | 0.64338 | 0.27007 | 431766
2016-02-27 16:00 | 0.71663 | 0.29397 | 421204
2016-02-27 17:00 | 0.71566 | 0.43592 | 410971
2016-02-27 18:00 | 0.69975 | 0.53128 | 401316
2016-02-27 19:00 | 0.6898 | 0.59549 | 394032
2016-02-27 20:00 | 0.69573 | 0.64147 | 388994
2016-02-27 21:00 | 0.70188 | 0.6874 | 388726
2016-02-27 22:00 | 0.66525 | 0.74388 | 393736
2016-02-27 23:00 | 0.48935 | 0.8128 | 408718
2016-02-28 | 0.12828 | 0.85703 | 423181
2016-02-28 01:00 | 0.00016284 | 0.86879 | 427036
2016-02-28 02:00 | 0 | 0.87416 | 425059
2016-02-28 03:00 | 0 | 0.87849 | 416833
2016-02-28 04:00 | 0 | 0.88532 | 402937
2016-02-28 05:00 | 0 | 0.88952 | 389520
2016-02-28 06:00 | 0 | 0.89071 | 379015
2016-02-28 07:00 | 0 | 0.8905 | 372201
2016-02-28 08:00 | 0 | 0.88599 | 368586
2016-02-28 09:00 | 0 | 0.87592 | 368931
2016-02-28 10:00 | 0 | 0.86094 | 373265
2016-02-28 11:00 | 0 | 0.85289 | 382121
2016-02-28 12:00 | 0 | 0.84023 | 392248
2016-02-28 13:00 | 0.0083156 | 0.79132 | 397171
2016-02-28 14:00 | 0.31137 | 0.66929 | 396002
2016-02-28 15:00 | 0.67714 | 0.72539 | 390876
2016-02-28 16:00 | 0.71907 | 0.76213 | 385642
2016-02-28 17:00 | 0.70968 | 0.75833 | 380965
2016-02-28 18:00 | 0.69026 | 0.74201 | 377464
2016-02-28 19:00 | 0.67505 | 0.73659 | 374184
2016-02-28 20:00 | 0.67299 | 0.73326 | 372997
2016-02-28 21:00 | 0.66586 | 0.70501 | 375600
2016-02-28 22:00 | 0.60258 | 0.64132 | 384629
2016-02-28 23:00 | 0.43005 | 0.62651 | 401421
2016-02-29 | 0.08868 | 0.64719 | 416582
2016-02-29 01:00 | 0.00017062 | 0.65153 | 419648
2016-02-29 02:00 | 0 | 0.65281 | 412789
2016-02-29 03:00 | 0 | 0.65692 | 398731
2016-02-29 04:00 | 0 | 0.67951 | 379684
2016-02-29 05:00 | 0 | 0.70158 | 363692
2016-02-29 06:00 | 0 | 0.72264 | 350896
2016-02-29 07:00 | 0 | 0.7454 | 343233
2016-02-29 08:00 | 0 | 0.76001 | 341224
2016-02-29 09:00 | 0 | 0.75925 | 345544
2016-02-29 10:00 | 0 | 0.75573 | 362124
2016-02-29 11:00 | 0 | 0.74565 | 395627
2016-02-29 12:00 | 0 | 0.72079 | 424567
2016-02-29 13:00 | 0.011068 | 0.62191 | 433075
2016-02-29 14:00 | 0.31062 | 0.42238 | 435615
2016-02-29 15:00 | 0.66122 | 0.39712 | 436352
2016-02-29 16:00 | 0.74251 | 0.50056 | 434270
2016-02-29 17:00 | 0.72572 | 0.50536 | 430284
2016-02-29 18:00 | 0.70109 | 0.50216 | 426871
2016-02-29 19:00 | 0.68375 | 0.5006 | 424041
2016-02-29 20:00 | 0.68707 | 0.50173 | 421577
2016-02-29 21:00 | 0.68967 | 0.50467 | 422147
2016-02-29 22:00 | 0.65922 | 0.51481 | 427406
2016-02-29 23:00 | 0.49693 | 0.55946 | 440807
2016-03-01 | 0.14834 | 0.58388 | 454975
2016-03-01 01:00 | 0.00027336 | 0.57558 | 454940
2016-03-01 02:00 | 0 | 0.55832 | 443646
2016-03-01 03:00 | 0 | 0.5445 | 424940
2016-03-01 04:00 | 0 | 0.53209 | 402448
2016-03-01 05:00 | 0 | 0.52255 | 382522
2016-03-01 06:00 | 0 | 0.52232 | 369140
2016-03-01 07:00 | 0 | 0.51991 | 360103
2016-03-01 08:00 | 0 | 0.52154 | 356976
2016-03-01 09:00 | 0 | 0.53426 | 359428
2016-03-01 10:00 | 0 | 0.53129 | 373689
2016-03-01 11:00 | 0 | 0.51145 | 405395
2016-03-01 12:00 | 0 | 0.48986 | 430326
2016-03-01 13:00 | 0.013582 | 0.4271 | 435727
2016-03-01 14:00 | 0.3183 | 0.35675 | 436321
2016-03-01 15:00 | 0.5953 | 0.3779 | 437031
2016-03-01 16:00 | 0.68232 | 0.39201 | 436038
2016-03-01 17:00 | 0.70652 | 0.39571 | 434122
2016-03-01 18:00 | 0.69679 | 0.39266 | 434041
2016-03-01 19:00 | 0.68991 | 0.37842 | 433074
2016-03-01 20:00 | 0.69897 | 0.35352 | 432861
2016-03-01 21:00 | 0.70387 | 0.31603 | 434932
2016-03-01 22:00 | 0.66356 | 0.26863 | 441207
2016-03-01 23:00 | 0.50046 | 0.23539 | 453833
2016-03-02 | 0.17454 | 0.24019 | 465032
2016-03-02 01:00 | 0.00036465 | 0.24835 | 465282
2016-03-02 02:00 | 0 | 0.27101 | 454570
2016-03-02 03:00 | 0 | 0.30663 | 436355
2016-03-02 04:00 | 0 | 0.35842 | 412434
2016-03-02 05:00 | 0 | 0.41323 | 392239
2016-03-02 06:00 | 0 | 0.44989 | 377688
2016-03-02 07:00 | 0 | 0.4702 | 367874
2016-03-02 08:00 | 0 | 0.47886 | 363047
2016-03-02 09:00 | 0 | 0.478 | 366611
2016-03-02 10:00 | 0 | 0.46446 | 380785
2016-03-02 11:00 | 0 | 0.45256 | 413576
2016-03-02 12:00 | 0 | 0.4539 | 442641
2016-03-02 13:00 | 0.015171 | 0.40452 | 453351
2016-03-02 14:00 | 0.32078 | 0.31838 | 455991
2016-03-02 15:00 | 0.69585 | 0.41422 | 456455
2016-03-02 16:00 | 0.75547 | 0.50799 | 452835
2016-03-02 17:00 | 0.75079 | 0.54616 | 447782
2016-03-02 18:00 | 0.73449 | 0.56388 | 444000
2016-03-02 19:00 | 0.72475 | 0.57092 | 440889
2016-03-02 20:00 | 0.73487 | 0.57002 | 440393
2016-03-02 21:00 | 0.74342 | 0.56405 | 441612
2016-03-02 22:00 | 0.71857 | 0.56639 | 448869
2016-03-02 23:00 | 0.5534 | 0.59965 | 464980
2016-03-03 | 0.15227 | 0.625 | 480343
2016-03-03 01:00 | 0.0004093 | 0.609 | 482244
2016-03-03 02:00 | 0 | 0.57198 | 473944
2016-03-03 03:00 | 0 | 0.54019 | 455696
2016-03-03 04:00 | 0 | 0.52002 | 432467
2016-03-03 05:00 | 0 | 0.50982 | 412330
2016-03-03 06:00 | 0 | 0.50247 | 398057
2016-03-03 07:00 | 0 | 0.49222 | 389473
2016-03-03 08:00 | 0 | 0.4817 | 385904
2016-03-03 09:00 | 0 | 0.48107 | 389188
2016-03-03 10:00 | 0 | 0.4902 | 403284
2016-03-03 11:00 | 0 | 0.49532 | 434864
2016-03-03 12:00 | 0 | 0.49876 | 459002
2016-03-03 13:00 | 0.016355 | 0.44477 | 463654
2016-03-03 14:00 | 0.325 | 0.34566 | 463675
2016-03-03 15:00 | 0.59313 | 0.39275 | 462773
2016-03-03 16:00 | 0.67571 | 0.38575 | 459966
2016-03-03 17:00 | 0.68917 | 0.35021 | 456789
2016-03-03 18:00 | 0.67777 | 0.3067 | 455812
2016-03-03 19:00 | 0.66652 | 0.25906 | 455296
2016-03-03 20:00 | 0.66286 | 0.22095 | 455980
2016-03-03 21:00 | 0.63859 | 0.19557 | 459774
2016-03-03 22:00 | 0.56746 | 0.17767 | 466502
2016-03-03 23:00 | 0.39444 | 0.21691 | 478087
2016-03-04 | 0.097077 | 0.31127 | 485246
2016-03-04 01:00 | 0.00032331 | 0.38484 | 483854
2016-03-04 02:00 | 0 | 0.45299 | 472650
2016-03-04 03:00 | 0 | 0.49522 | 453614
2016-03-04 04:00 | 0 | 0.50977 | 429518
2016-03-04 05:00 | 0 | 0.51477 | 409097
2016-03-04 06:00 | 0 | 0.5239 | 395777
2016-03-04 07:00 | 0 | 0.53861 | 386963
2016-03-04 08:00 | 0 | 0.55789 | 382446
2016-03-04 09:00 | 0 | 0.57368 | 383930
2016-03-04 10:00 | 0 | 0.57383 | 396378
2016-03-04 11:00 | 0 | 0.57409 | 426195
2016-03-04 12:00 | 0 | 0.57992 | 452772
2016-03-04 13:00 | 0.017892 | 0.53719 | 463137
2016-03-04 14:00 | 0.26039 | 0.36407 | 466733
2016-03-04 15:00 | 0.59569 | 0.40608 | 467077
2016-03-04 16:00 | 0.68657 | 0.53805 | 464285
2016-03-04 17:00 | 0.6915 | 0.55854 | 456607
2016-03-04 18:00 | 0.67894 | 0.55545 | 452165
2016-03-04 19:00 | 0.66754 | 0.55162 | 448207
2016-03-04 20:00 | 0.66682 | 0.53537 | 444972
2016-03-04 21:00 | 0.65922 | 0.50808 | 444497
2016-03-04 22:00 | 0.6078 | 0.47839 | 447234
2016-03-04 23:00 | 0.43735 | 0.53046 | 454889
2016-03-05 | 0.099581 | 0.56033 | 462545
2016-03-05 01:00 | 0.00032005 | 0.54565 | 459738
2016-03-05 02:00 | 0 | 0.52722 | 454048
2016-03-05 03:00 | 0 | 0.52041 | 439985
2016-03-05 04:00 | 0 | 0.51932 | 419916
2016-03-05 05:00 | 0 | 0.51617 | 402308
2016-03-05 06:00 | 0 | 0.5067 | 389789
2016-03-05 07:00 | 0 | 0.49704 | 381883
2016-03-05 08:00 | 0 | 0.49422 | 378361
2016-03-05 09:00 | 0 | 0.49515 | 378804
2016-03-05 10:00 | 0 | 0.496 | 383622
2016-03-05 11:00 | 0 | 0.49973 | 394733
2016-03-05 12:00 | 0 | 0.5 | 407767
2016-03-05 13:00 | 0.02156 | 0.42061 | 417596
2016-03-05 14:00 | 0.24185 | 0.24805 | 421215
2016-03-05 15:00 | 0.46205 | 0.19881 | 420620
2016-03-05 16:00 | 0.58059 | 0.25817 | 416121
2016-03-05 17:00 | 0.62313 | 0.30439 | 411893
2016-03-05 18:00 | 0.61844 | 0.35021 | 407135
2016-03-05 19:00 | 0.60977 | 0.39505 | 404596
2016-03-05 20:00 | 0.60092 | 0.43605 | 402744
2016-03-05 21:00 | 0.56867 | 0.46878 | 403627
2016-03-05 22:00 | 0.49368 | 0.50718 | 407156
2016-03-05 23:00 | 0.34638 | 0.63955 | 417186
2016-03-06 | 0.10813 | 0.77788 | 426981
2016-03-06 01:00 | 0.00043813 | 0.84754 | 428558
2016-03-06 02:00 | 0 | 0.88186 | 423457
2016-03-06 03:00 | 0 | 0.89827 | 411547
2016-03-06 04:00 | 0 | 0.90357 | 394847
2016-03-06 05:00 | 0 | 0.89415 | 378337
2016-03-06 06:00 | 0 | 0.87503 | 366804
2016-03-06 07:00 | 0 | 0.85714 | 360173
2016-03-06 08:00 | 0 | 0.83991 | 356411
2016-03-06 09:00 | 0 | 0.81631 | 356415
2016-03-06 10:00 | 0 | 0.79942 | 359048
2016-03-06 11:00 | 0 | 0.78555 | 366646
2016-03-06 12:00 | 0 | 0.76689 | 377600
2016-03-06 13:00 | 0.012564 | 0.69357 | 387619
2016-03-06 14:00 | 0.223 | 0.53517 | 393836
2016-03-06 15:00 | 0.44764 | 0.55467 | 394051
2016-03-06 16:00 | 0.55687 | 0.57661 | 391527
2016-03-06 17:00 | 0.59909 | 0.57009 | 389677
2016-03-06 18:00 | 0.59583 | 0.56033 | 387230
2016-03-06 19:00 | 0.58601 | 0.55098 | 385165
2016-03-06 20:00 | 0.5781 | 0.54249 | 383511
2016-03-06 21:00 | 0.55602 | 0.54443 | 386144
2016-03-06 22:00 | 0.50173 | 0.57363 | 392608
2016-03-06 23:00 | 0.38527 | 0.64149 | 408579
2016-03-07 | 0.16462 | 0.73341 | 426425
2016-03-07 01:00 | 0.0010416 | 0.78697 | 431649
2016-03-07 02:00 | 0 | 0.80707 | 424435
2016-03-07 03:00 | 0 | 0.82729 | 410688
2016-03-07 04:00 | 0 | 0.83935 | 391731
2016-03-07 05:00 | 0 | 0.84236 | 376348
2016-03-07 06:00 | 0 | 0.8414 | 366160
2016-03-07 07:00 | 0 | 0.82628 | 359939
2016-03-07 08:00 | 0 | 0.79901 | 357960
2016-03-07 09:00 | 0 | 0.76515 | 361536
2016-03-07 10:00 | 0 | 0.72701 | 376711
2016-03-07 11:00 | 0 | 0.6951 | 408344
2016-03-07 12:00 | 0 | 0.67113 | 431451
2016-03-07 13:00 | 0.019554 | 0.5943 | 436012
2016-03-07 14:00 | 0.30863 | 0.4626 | 435209
2016-03-07 15:00 | 0.54963 | 0.49391 | 434992
2016-03-07 16:00 | 0.60862 | 0.54858 | 433605
2016-03-07 17:00 | 0.62413 | 0.57858 | 430155
2016-03-07 18:00 | 0.62308 | 0.61818 | 428360
2016-03-07 19:00 | 0.61226 | 0.65254 | 425749
2016-03-07 20:00 | 0.59811 | 0.67169 | 423283
2016-03-07 21:00 | 0.56513 | 0.6879 | 422736
2016-03-07 22:00 | 0.4939 | 0.71609 | 425027
2016-03-07 23:00 | 0.34072 | 0.77075 | 436129
2016-03-08 | 0.090513 | 0.81871 | 448796
2016-03-08 01:00 | 0.0014342 | 0.82269 | 447563
2016-03-08 02:00 | 0 | 0.81372 | 436677
2016-03-08 03:00 | 0 | 0.80182 | 418531
2016-03-08 04:00 | 0 | 0.79768 | 395467
2016-03-08 05:00 | 0 | 0.79517 | 374281
2016-03-08 06:00 | 0 | 0.77881 | 359069
2016-03-08 07:00 | 0 | 0.75392 | 349145
2016-03-08 08:00 | 0 | 0.72808 | 344267
2016-03-08 09:00 | 0 | 0.69188 | 346924
2016-03-08 10:00 | 0 | 0.66283 | 358915
2016-03-08 11:00 | 0 | 0.6516 | 387430
2016-03-08 12:00 | 0 | 0.64095 | 411254
2016-03-08 13:00 | 0.012863 | 0.57122 | 419161
2016-03-08 14:00 | 0.28662 | 0.51668 | 423336
2016-03-08 15:00 | 0.65305 | 0.4932 | 425877
2016-03-08 16:00 | 0.73069 | 0.46071 | 426409
2016-03-08 17:00 | 0.72194 | 0.43015 | 424840
2016-03-08 18:00 | 0.69411 | 0.39341 | 424108
2016-03-08 19:00 | 0.66443 | 0.3597 | 423858
2016-03-08 20:00 | 0.64728 | 0.33191 | 422736
2016-03-08 21:00 | 0.6189 | 0.30501 | 422784
2016-03-08 22:00 | 0.55776 | 0.27568 | 424813
2016-03-08 23:00 | 0.40434 | 0.26612 | 433883
2016-03-09 | 0.14053 | 0.29469 | 446635
2016-03-09 01:00 | 0.0014756 | 0.30049 | 445107
2016-03-09 02:00 | 0 | 0.30375 | 432794
2016-03-09 03:00 | 0 | 0.28354 | 413765
2016-03-09 04:00 | 0 | 0.25857 | 389747
2016-03-09 05:00 | 0 | 0.24289 | 367798
2016-03-09 06:00 | 0 | 0.23872 | 350590
2016-03-09 07:00 | 0 | 0.24768 | 339505
2016-03-09 08:00 | 0 | 0.26021 | 334541
2016-03-09 09:00 | 0 | 0.25881 | 336101
2016-03-09 10:00 | 0 | 0.24657 | 349279
2016-03-09 11:00 | 0 | 0.23764 | 375362
2016-03-09 12:00 | 0 | 0.23323 | 399305
2016-03-09 13:00 | 0.011514 | 0.20235 | 409712
2016-03-09 14:00 | 0.28552 | 0.11868 | 415738
2016-03-09 15:00 | 0.59084 | 0.11202 | 420814
2016-03-09 16:00 | 0.68958 | 0.12356 | 423758
2016-03-09 17:00 | 0.70124 | 0.1237 | 424288
2016-03-09 18:00 | 0.69276 | 0.12236 | 424566
2016-03-09 19:00 | 0.68544 | 0.12047 | 424719
2016-03-09 20:00 | 0.69318 | 0.11803 | 423876
2016-03-09 21:00 | 0.69429 | 0.11464 | 424493
2016-03-09 22:00 | 0.65583 | 0.10655 | 426869
2016-03-09 23:00 | 0.49617 | 0.12155 | 436308
2016-03-10 | 0.15133 | 0.17848 | 446277
2016-03-10 01:00 | 0.0023676 | 0.23702 | 443311
2016-03-10 02:00 | 0 | 0.26584 | 431802
2016-03-10 03:00 | 0 | 0.26749 | 412417
2016-03-10 04:00 | 0 | 0.25269 | 387558
2016-03-10 05:00 | 0 | 0.24017 | 365298
2016-03-10 06:00 | 0 | 0.23896 | 348775
2016-03-10 07:00 | 0 | 0.25117 | 337334
2016-03-10 08:00 | 0 | 0.27829 | 331475
2016-03-10 09:00 | 0 | 0.30185 | 332082
2016-03-10 10:00 | 0 | 0.32349 | 344103
2016-03-10 11:00 | 0 | 0.34407 | 368195
2016-03-10 12:00 | 0 | 0.35951 | 393405
2016-03-10 13:00 | 0.020343 | 0.31902 | 406887
2016-03-10 14:00 | 0.36801 | 0.20313 | 416430
2016-03-10 15:00 | 0.74127 | 0.22176 | 424084
2016-03-10 16:00 | 0.78971 | 0.25564 | 427335
2016-03-10 17:00 | 0.77965 | 0.28914 | 428866
2016-03-10 18:00 | 0.7604 | 0.2969 | 430572
2016-03-10 19:00 | 0.74595 | 0.29418 | 431701
2016-03-10 20:00 | 0.74951 | 0.28411 | 432151
2016-03-10 21:00 | 0.75264 | 0.26793 | 433016
2016-03-10 22:00 | 0.7182 | 0.24692 | 434635
2016-03-10 23:00 | 0.55873 | 0.30665 | 440543
2016-03-11 | 0.17782 | 0.44743 | 448569
2016-03-11 01:00 | 0.0028766 | 0.56792 | 447010
2016-03-11 02:00 | 0 | 0.63819 | 436255
2016-03-11 03:00 | 0 | 0.68979 | 417010
2016-03-11 04:00 | 0 | 0.72062 | 392696
2016-03-11 05:00 | 0 | 0.73362 | 371586
2016-03-11 06:00 | 0 | 0.73718 | 354663
2016-03-11 07:00 | 0 | 0.74358 | 342633
2016-03-11 08:00 | 0 | 0.73419 | 336132
2016-03-11 09:00 | 0 | 0.71302 | 336078
2016-03-11 10:00 | 0 | 0.69687 | 345496
2016-03-11 11:00 | 0 | 0.67986 | 370252
2016-03-11 12:00 | 0 | 0.65794 | 395329
2016-03-11 13:00 | 0.027537 | 0.5264 | 409015
2016-03-11 14:00 | 0.35266 | 0.29915 | 417633
2016-03-11 15:00 | 0.54686 | 0.29885 | 424674
2016-03-11 16:00 | 0.59149 | 0.41632 | 429006
2016-03-11 17:00 | 0.61403 | 0.43081 | 429653
2016-03-11 18:00 | 0.62307 | 0.42286 | 429771
2016-03-11 19:00 | 0.61885 | 0.41301 | 429113
2016-03-11 20:00 | 0.61023 | 0.39996 | 426720
2016-03-11 21:00 | 0.58518 | 0.38128 | 424934
2016-03-11 22:00 | 0.52168 | 0.37134 | 422823
2016-03-11 23:00 | 0.375 | 0.42437 | 424991
2016-03-12 | 0.11124 | 0.53096 | 430809
2016-03-12 01:00 | 0.0025135 | 0.61701 | 428644
2016-03-12 02:00 | 0 | 0.66482 | 417666
2016-03-12 03:00 | 0 | 0.67416 | 404957
2016-03-12 04:00 | 0 | 0.6676 | 382164
2016-03-12 05:00 | 0 | 0.65249 | 364958
2016-03-12 06:00 | 0 | 0.62334 | 350331
2016-03-12 07:00 | 0 | 0.58365 | 338382
2016-03-12 08:00 | 0 | 0.54438 | 331415
2016-03-12 09:00 | 0 | 0.51009 | 328871
2016-03-12 10:00 | 0 | 0.48058 | 331181
2016-03-12 11:00 | 0 | 0.4569 | 337640
2016-03-12 12:00 | 0 | 0.44758 | 348302
2016-03-12 13:00 | 0.023242 | 0.36409 | 362752
2016-03-12 14:00 | 0.32009 | 0.2262 | 377676
2016-03-12 15:00 | 0.64697 | 0.21573 | 388255
2016-03-12 16:00 | 0.73455 | 0.3161 | 393475
2016-03-12 17:00 | 0.74591 | 0.37515 | 394458
2016-03-12 18:00 | 0.73438 | 0.39995 | 393388
2016-03-12 19:00 | 0.72344 | 0.41762 | 391365
2016-03-12 20:00 | 0.72624 | 0.43593 | 390385
2016-03-12 21:00 | 0.72403 | 0.46079 | 390775
2016-03-12 22:00 | 0.68047 | 0.50617 | 392732
2016-03-12 23:00 | 0.54183 | 0.58661 | 399719
2016-03-13 | 0.1955 | 0.70168 | 407436
2016-03-13 01:00 | 0.0037235 | 0.73542 | 406516
2016-03-13 02:00 | 0 | 0.72832 | 398876
2016-03-13 03:00 | 0 | 0.71238 | 386291
2016-03-13 04:00 | 0 | 0.69139 | 368389
2016-03-13 05:00 | 0 | 0.67363 | 351061
2016-03-13 06:00 | 0 | 0.65319 | 337314
2016-03-13 07:00 | 0 | 0.63266 | 327141
2016-03-13 08:00 | 0 | 0.60946 | 320515
2016-03-13 09:00 | 0 | 0.59104 | 318901
2016-03-13 10:00 | 0 | 0.57662 | 322082
2016-03-13 11:00 | 0 | 0.56483 | 327898
2016-03-13 12:00 | 0 | 0.5569 | 336578
2016-03-13 13:00 | 0.038929 | 0.48819 | 349873
2016-03-13 14:00 | 0.38529 | 0.34702 | 364303
2016-03-13 15:00 | 0.64333 | 0.39527 | 374745
2016-03-13 16:00 | 0.69867 | 0.45426 | 383345
2016-03-13 17:00 | 0.70543 | 0.4422 | 389604
2016-03-13 18:00 | 0.69184 | 0.41204 | 392033
2016-03-13 19:00 | 0.67866 | 0.37987 | 392600
2016-03-13 20:00 | 0.67323 | 0.34786 | 394457
2016-03-13 21:00 | 0.6546 | 0.31132 | 398498
2016-03-13 22:00 | 0.60037 | 0.27136 | 402033
2016-03-13 23:00 | 0.43451 | 0.27713 | 407399
2016-03-14 | 0.14794 | 0.31482 | 415290
2016-03-14 01:00 | 0.0027356 | 0.30293 | 416415
2016-03-14 02:00 | 0 | 0.29092 | 404724
2016-03-14 03:00 | 0 | 0.29471 | 385037
2016-03-14 04:00 | 0 | 0.328 | 361989
2016-03-14 05:00 | 0 | 0.37479 | 343022
2016-03-14 06:00 | 0 | 0.42008 | 331889
2016-03-14 07:00 | 0 | 0.45851 | 325049
2016-03-14 08:00 | 0 | 0.48875 | 326183
2016-03-14 09:00 | 0 | 0.49678 | 338931
2016-03-14 10:00 | 0 | 0.48907 | 362356
2016-03-14 11:00 | 0 | 0.47805 | 391876
2016-03-14 12:00 | 0 | 0.4737 | 409185
2016-03-14 13:00 | 0.053779 | 0.4269 | 420455
2016-03-14 14:00 | 0.43357 | 0.27303 | 429944
2016-03-14 15:00 | 0.69362 | 0.29614 | 437125
2016-03-14 16:00 | 0.75528 | 0.40314 | 440561
2016-03-14 17:00 | 0.75408 | 0.4741 | 443657
2016-03-14 18:00 | 0.74156 | 0.52224 | 446603
2016-03-14 19:00 | 0.73278 | 0.56116 | 448872
2016-03-14 20:00 | 0.73783 | 0.58736 | 450737
2016-03-14 21:00 | 0.74096 | 0.60931 | 452592
2016-03-14 22:00 | 0.70591 | 0.63172 | 452529
2016-03-14 23:00 | 0.56412 | 0.71782 | 452786
2016-03-15 | 0.24784 | 0.78369 | 455067
2016-03-15 01:00 | 0.0061384 | 0.82067 | 447983
2016-03-15 02:00 | 0 | 0.83519 | 428966
2016-03-15 03:00 | 0 | 0.83807 | 406413
2016-03-15 04:00 | 0 | 0.82654 | 382353
2016-03-15 05:00 | 0 | 0.82008 | 362173
2016-03-15 06:00 | 0 | 0.81076 | 348585
2016-03-15 07:00 | 0 | 0.79627 | 339980
2016-03-15 08:00 | 0 | 0.78189 | 339086
2016-03-15 09:00 | 0 | 0.77934 | 347259
2016-03-15 10:00 | 0 | 0.77455 | 373132
2016-03-15 11:00 | 0 | 0.77782 | 400253
2016-03-15 12:00 | 0 | 0.7734 | 413051
2016-03-15 13:00 | 0.053515 | 0.6574 | 421080
2016-03-15 14:00 | 0.47503 | 0.60562 | 429798
2016-03-15 15:00 | 0.73549 | 0.74608 | 434747
2016-03-15 16:00 | 0.7801 | 0.77564 | 438744
2016-03-15 17:00 | 0.77681 | 0.79015 | 442489
2016-03-15 18:00 | 0.76364 | 0.79969 | 445272
2016-03-15 19:00 | 0.75486 | 0.81184 | 447216
2016-03-15 20:00 | 0.758 | 0.82153 | 450355
2016-03-15 21:00 | 0.74916 | 0.8125 | 453096
2016-03-15 22:00 | 0.70144 | 0.77998 | 451827
2016-03-15 23:00 | 0.55984 | 0.74618 | 453300
2016-03-16 | 0.24383 | 0.76933 | 457078
2016-03-16 01:00 | 0.0086333 | 0.7697 | 450176
2016-03-16 02:00 | 0 | 0.75443 | 429895
2016-03-16 03:00 | 0 | 0.73482 | 405990
2016-03-16 04:00 | 0 | 0.71702 | 381536
2016-03-16 05:00 | 0 | 0.70932 | 362804
2016-03-16 06:00 | 0 | 0.70321 | 348463
2016-03-16 07:00 | 0 | 0.69643 | 340052
2016-03-16 08:00 | 0 | 0.69303 | 338483
2016-03-16 09:00 | 0 | 0.69117 | 347356
2016-03-16 10:00 | 0 | 0.68905 | 373130
2016-03-16 11:00 | 0 | 0.68594 | 399637
2016-03-16 12:00 | 0 | 0.677 | 411341
2016-03-16 13:00 | 0.05746 | 0.53087 | 418427
2016-03-16 14:00 | 0.47333 | 0.45518 | 426785
2016-03-16 15:00 | 0.79082 | 0.59434 | 430950
2016-03-16 16:00 | 0.82335 | 0.64398 | 433247
2016-03-16 17:00 | 0.81053 | 0.6515 | 436321
2016-03-16 18:00 | 0.79263 | 0.65144 | 440033
2016-03-16 19:00 | 0.77978 | 0.65346 | 441359
2016-03-16 20:00 | 0.78613 | 0.66255 | 442901
2016-03-16 21:00 | 0.78933 | 0.66644 | 445026
2016-03-16 22:00 | 0.75862 | 0.66123 | 443029
2016-03-16 23:00 | 0.60435 | 0.66257 | 444337
2016-03-17 | 0.2644 | 0.7068 | 450102
2016-03-17 01:00 | 0.0085605 | 0.74223 | 443752
2016-03-17 02:00 | 0 | 0.74649 | 425098
2016-03-17 03:00 | 0 | 0.71685 | 401834
2016-03-17 04:00 | 0 | 0.6628 | 379767
2016-03-17 05:00 | 0 | 0.61791 | 360361
2016-03-17 06:00 | 0 | 0.58389 | 347411
2016-03-17 07:00 | 0 | 0.56232 | 339963
2016-03-17 08:00 | 0 | 0.5424 | 339724
2016-03-17 09:00 | 0 | 0.52689 | 349694
2016-03-17 10:00 | 0 | 0.52401 | 376622
2016-03-17 11:00 | 0 | 0.51729 | 404862
2016-03-17 12:00 | 0 | 0.50015 | 416193
2016-03-17 13:00 | 0.099731 | 0.3482 | 422526
2016-03-17 14:00 | 0.47875 | 0.33009 | 428195
2016-03-17 15:00 | 0.79725 | 0.39627 | 431071
2016-03-17 16:00 | 0.82237 | 0.42243 | 431928
2016-03-17 17:00 | 0.80911 | 0.42359 | 433473
2016-03-17 18:00 | 0.79026 | 0.42043 | 433891
2016-03-17 19:00 | 0.77655 | 0.42063 | 433058
2016-03-17 20:00 | 0.78154 | 0.42222 | 432969
2016-03-17 21:00 | 0.78272 | 0.42391 | 433016
2016-03-17 22:00 | 0.748 | 0.42424 | 431528
2016-03-17 23:00 | 0.59449 | 0.43865 | 434635
2016-03-18 | 0.27421 | 0.49087 | 442171
2016-03-18 01:00 | 0.011316 | 0.51785 | 436010
2016-03-18 02:00 | 0 | 0.52282 | 419733
2016-03-18 03:00 | 0 | 0.51717 | 399149
2016-03-18 04:00 | 0 | 0.49515 | 378574
2016-03-18 05:00 | 0 | 0.4512 | 361172
2016-03-18 06:00 | 0 | 0.40726 | 348755
2016-03-18 07:00 | 0 | 0.37703 | 341577
2016-03-18 08:00 | 0 | 0.36461 | 341671
2016-03-18 09:00 | 0 | 0.35825 | 352041
2016-03-18 10:00 | 0 | 0.35313 | 378131
2016-03-18 11:00 | 0 | 0.34973 | 405393
2016-03-18 12:00 | 0 | 0.34107 | 416764
2016-03-18 13:00 | 0.072862 | 0.32077 | 422899
2016-03-18 14:00 | 0.43518 | 0.39003 | 428495
2016-03-18 15:00 | 0.75057 | 0.40952 | 430735
2016-03-18 16:00 | 0.79603 | 0.40156 | 430355
2016-03-18 17:00 | 0.80112 | 0.39095 | 430978
2016-03-18 18:00 | 0.79018 | 0.38826 | 430776
2016-03-18 19:00 | 0.78163 | 0.39922 | 429869
2016-03-18 20:00 | 0.79105 | 0.42106 | 427879
2016-03-18 21:00 | 0.79668 | 0.44126 | 426015
2016-03-18 22:00 | 0.76915 | 0.45503 | 423443
2016-03-18 23:00 | 0.62519 | 0.46091 | 426392
2016-03-19 | 0.27656 | 0.46484 | 431619
2016-03-19 01:00 | 0.012481 | 0.44399 | 426822
2016-03-19 02:00 | 0 | 0.41875 | 415031
2016-03-19 03:00 | 0 | 0.39998 | 397357
2016-03-19 04:00 | 0 | 0.37616 | 378153
2016-03-19 05:00 | 0 | 0.35257 | 362685
2016-03-19 06:00 | 0 | 0.33756 | 350609
2016-03-19 07:00 | 0 | 0.32685 | 342841
2016-03-19 08:00 | 0 | 0.32 | 340170
2016-03-19 09:00 | 0 | 0.31336 | 342388
2016-03-19 10:00 | 0 | 0.31341 | 351318
2016-03-19 11:00 | 0 | 0.31294 | 364242
2016-03-19 12:00 | 0 | 0.30395 | 379072
2016-03-19 13:00 | 0.11509 | 0.23649 | 393999
2016-03-19 14:00 | 0.4876 | 0.28939 | 404444
2016-03-19 15:00 | 0.77915 | 0.30229 | 407591
2016-03-19 16:00 | 0.81643 | 0.29401 | 406100
2016-03-19 17:00 | 0.81595 | 0.29552 | 401953
2016-03-19 18:00 | 0.79944 | 0.30878 | 396743
2016-03-19 19:00 | 0.78565 | 0.32631 | 392100
2016-03-19 20:00 | 0.78846 | 0.34131 | 390815
2016-03-19 21:00 | 0.78527 | 0.35024 | 392401
2016-03-19 22:00 | 0.74493 | 0.34812 | 394474
2016-03-19 23:00 | 0.57647 | 0.33534 | 401004
2016-03-20 | 0.25255 | 0.40094 | 411271
2016-03-20 01:00 | 0.013666 | 0.46782 | 411596
2016-03-20 02:00 | 0 | 0.46235 | 403284
2016-03-20 03:00 | 0 | 0.43094 | 390083
2016-03-20 04:00 | 0 | 0.39478 | 375309
2016-03-20 05:00 | 0 | 0.37225 | 362490
2016-03-20 06:00 | 0 | 0.3551 | 352719
2016-03-20 07:00 | 0 | 0.34449 | 346932
2016-03-20 08:00 | 0 | 0.3403 | 344382
2016-03-20 09:00 | 0 | 0.33353 | 347241
2016-03-20 10:00 | 0 | 0.32019 | 354367
2016-03-20 11:00 | 0 | 0.30562 | 366569
2016-03-20 12:00 | 0 | 0.27782 | 380362
2016-03-20 13:00 | 0.10565 | 0.1628 | 392900
2016-03-20 14:00 | 0.47482 | 0.13865 | 399596
2016-03-20 15:00 | 0.7565 | 0.11809 | 400534
2016-03-20 16:00 | 0.82762 | 0.10343 | 400810
2016-03-20 17:00 | 0.82344 | 0.088605 | 400102
2016-03-20 18:00 | 0.80854 | 0.080349 | 397444
2016-03-20 19:00 | 0.7974 | 0.078568 | 395478
2016-03-20 20:00 | 0.8028 | 0.079986 | 395877
2016-03-20 21:00 | 0.80291 | 0.080602 | 399662
2016-03-20 22:00 | 0.77442 | 0.076762 | 405572
2016-03-20 23:00 | 0.62439 | 0.10153 | 416082
2016-03-21 | 0.28832 | 0.2049 | 427870
2016-03-21 01:00 | 0.013208 | 0.37275 | 429768
2016-03-21 02:00 | 0 | 0.51933 | 419224
2016-03-21 03:00 | 0 | 0.60119 | 404100
2016-03-21 04:00 | 0 | 0.65206 | 386926
2016-03-21 05:00 | 0 | 0.67689 | 374439
2016-03-21 06:00 | 0 | 0.68924 | 366584
2016-03-21 07:00 | 0 | 0.70114 | 363565
2016-03-21 08:00 | 0 | 0.70856 | 367334
2016-03-21 09:00 | 0 | 0.69639 | 382061
2016-03-21 10:00 | 0 | 0.67715 | 414117
2016-03-21 11:00 | 0 | 0.66263 | 446242
2016-03-21 12:00 | 0 | 0.63804 | 459193
2016-03-21 13:00 | 0.084603 | 0.45243 | 458799
2016-03-21 14:00 | 0.47507 | 0.3878 | 454396
2016-03-21 15:00 | 0.67852 | 0.5317 | 448158
2016-03-21 16:00 | 0.73233 | 0.56957 | 440472
2016-03-21 17:00 | 0.73682 | 0.60291 | 433201
2016-03-21 18:00 | 0.72393 | 0.62105 | 426170
2016-03-21 19:00 | 0.71196 | 0.62974 | 420613
2016-03-21 20:00 | 0.70515 | 0.6337 | 417130
2016-03-21 21:00 | 0.68263 | 0.64065 | 417140
2016-03-21 22:00 | 0.61868 | 0.65108 | 419473
2016-03-21 23:00 | 0.48144 | 0.72125 | 429597
2016-03-22 | 0.20562 | 0.80819 | 443841
2016-03-22 01:00 | 0.013768 | 0.82556 | 443516
2016-03-22 02:00 | 0 | 0.80536 | 429343
2016-03-22 03:00 | 0 | 0.77631 | 409902
2016-03-22 04:00 | 0 | 0.75002 | 391147
2016-03-22 05:00 | 0 | 0.72676 | 378205
2016-03-22 06:00 | 0 | 0.71103 | 369958
2016-03-22 07:00 | 0 | 0.69644 | 367249
2016-03-22 08:00 | 0 | 0.67779 | 370148
2016-03-22 09:00 | 0 | 0.64854 | 384088
2016-03-22 10:00 | 0 | 0.62374 | 415444
2016-03-22 11:00 | 0 | 0.60372 | 444966
2016-03-22 12:00 | 0 | 0.58099 | 452497
2016-03-22 13:00 | 0.06923 | 0.48642 | 447072
2016-03-22 14:00 | 0.39707 | 0.41342 | 440164
2016-03-22 15:00 | 0.6225 | 0.40253 | 433376
2016-03-22 16:00 | 0.70842 | 0.42884 | 426274
2016-03-22 17:00 | 0.72425 | 0.44559 | 419962
2016-03-22 18:00 | 0.72324 | 0.45445 | 415490
2016-03-22 19:00 | 0.71969 | 0.472 | 410986
2016-03-22 20:00 | 0.72235 | 0.49698 | 408946
2016-03-22 21:00 | 0.7125 | 0.52396 | 409661
2016-03-22 22:00 | 0.65709 | 0.55496 | 411033
2016-03-22 23:00 | 0.54225 | 0.61616 | 417740
2016-03-23 | 0.27768 | 0.7139 | 429407
2016-03-23 01:00 | 0.024288 | 0.76447 | 427410
2016-03-23 02:00 | 0 | 0.77784 | 412169
2016-03-23 03:00 | 0 | 0.78309 | 392077
2016-03-23 04:00 | 0 | 0.78837 | 371435
2016-03-23 05:00 | 0 | 0.78503 | 355275
2016-03-23 06:00 | 0 | 0.77687 | 344743
2016-03-23 07:00 | 0 | 0.77337 | 338507
2016-03-23 08:00 | 0 | 0.77586 | 340284
2016-03-23 09:00 | 0 | 0.77125 | 351735
2016-03-23 10:00 | 0 | 0.7618 | 379557
2016-03-23 11:00 | 0 | 0.75988 | 406573
2016-03-23 12:00 | 9.67e-08 | 0.75883 | 417572
2016-03-23 13:00 | 0.097658 | 0.7442 | 420523
2016-03-23 14:00 | 0.43713 | 0.74006 | 423590
2016-03-23 15:00 | 0.69325 | 0.75738 | 423947
2016-03-23 16:00 | 0.78223 | 0.75533 | 421960
2016-03-23 17:00 | 0.78927 | 0.74865 | 421085
2016-03-23 18:00 | 0.7785 | 0.74016 | 420827
2016-03-23 19:00 | 0.76859 | 0.73868 | 420457
2016-03-23 20:00 | 0.77106 | 0.74345 | 421559
2016-03-23 21:00 | 0.76589 | 0.74666 | 423750
2016-03-23 22:00 | 0.73655 | 0.74369 | 424144
2016-03-23 23:00 | 0.61953 | 0.74081 | 428453
2016-03-24 | 0.35409 | 0.73479 | 436285
2016-03-24 01:00 | 0.02771 | 0.72463 | 431813
2016-03-24 02:00 | 0 | 0.70202 | 415184
2016-03-24 03:00 | 0 | 0.68986 | 393248
2016-03-24 04:00 | 0 | 0.69006 | 370780
2016-03-24 05:00 | 0 | 0.71397 | 353765
2016-03-24 06:00 | 0 | 0.74072 | 342199
2016-03-24 07:00 | 0 | 0.74874 | 335265
2016-03-24 08:00 | 0 | 0.74416 | 334414
2016-03-24 09:00 | 0 | 0.73375 | 344570
2016-03-24 10:00 | 0 | 0.71309 | 369985
2016-03-24 11:00 | 0 | 0.6831 | 397052
2016-03-24 12:00 | 2.26e-06 | 0.64913 | 410677
2016-03-24 13:00 | 0.12014 | 0.53282 | 417690
2016-03-24 14:00 | 0.51547 | 0.51032 | 424441
2016-03-24 15:00 | 0.81388 | 0.50454 | 426778
2016-03-24 16:00 | 0.85689 | 0.47485 | 426376
2016-03-24 17:00 | 0.85134 | 0.43961 | 425775
2016-03-24 18:00 | 0.83046 | 0.40342 | 424162
2016-03-24 19:00 | 0.81321 | 0.36747 | 422130
2016-03-24 20:00 | 0.81334 | 0.33007 | 421635
2016-03-24 21:00 | 0.8064 | 0.29549 | 422036
2016-03-24 22:00 | 0.76854 | 0.26655 | 421562
2016-03-24 23:00 | 0.64181 | 0.25429 | 424048
2016-03-25 | 0.33885 | 0.33479 | 429148
2016-03-25 01:00 | 0.029002 | 0.42032 | 426822
2016-03-25 02:00 | 0 | 0.49966 | 411393
2016-03-25 03:00 | 0 | 0.55927 | 391348
2016-03-25 04:00 | 0 | 0.58994 | 370618
2016-03-25 05:00 | 0 | 0.59172 | 353765
2016-03-25 06:00 | 0 | 0.57554 | 342034
2016-03-25 07:00 | 0 | 0.55317 | 335251
2016-03-25 08:00 | 0 | 0.53047 | 334299
2016-03-25 09:00 | 0 | 0.51296 | 340714
2016-03-25 10:00 | 0 | 0.50189 | 358380
2016-03-25 11:00 | 0 | 0.50086 | 380796
2016-03-25 12:00 | 4.3e-06 | 0.48732 | 397205
2016-03-25 13:00 | 0.10721 | 0.32589 | 410507
2016-03-25 14:00 | 0.50987 | 0.29951 | 419029
2016-03-25 15:00 | 0.74584 | 0.45695 | 420350
2016-03-25 16:00 | 0.78028 | 0.47915 | 417424
2016-03-25 17:00 | 0.78702 | 0.46711 | 413151
2016-03-25 18:00 | 0.77783 | 0.45696 | 409258
2016-03-25 19:00 | 0.76559 | 0.4523 | 405291
2016-03-25 20:00 | 0.76501 | 0.45435 | 402461
2016-03-25 21:00 | 0.75487 | 0.47036 | 401640
2016-03-25 22:00 | 0.71053 | 0.49718 | 399619
2016-03-25 23:00 | 0.59164 | 0.55468 | 400658
2016-03-26 | 0.32189 | 0.64549 | 407842
2016-03-26 01:00 | 0.030742 | 0.66823 | 406429
2016-03-26 02:00 | 0 | 0.66325 | 396327
2016-03-26 03:00 | 0 | 0.64395 | 381589
2016-03-26 04:00 | 0 | 0.60896 | 365218
2016-03-26 05:00 | 0 | 0.57102 | 350691
2016-03-26 06:00 | 0 | 0.53582 | 340886
2016-03-26 07:00 | 0 | 0.50615 | 333906
2016-03-26 08:00 | 0 | 0.48604 | 331611
2016-03-26 09:00 | 0 | 0.46936 | 334220
2016-03-26 10:00 | 0 | 0.45182 | 342424
2016-03-26 11:00 | 0 | 0.43857 | 354664
2016-03-26 12:00 | 1.08e-05 | 0.40699 | 369423
2016-03-26 13:00 | 0.099074 | 0.34338 | 382245
2016-03-26 14:00 | 0.48158 | 0.35949 | 389687
2016-03-26 15:00 | 0.75002 | 0.35343 | 391379
2016-03-26 16:00 | 0.78258 | 0.31691 | 389794
2016-03-26 17:00 | 0.7895 | 0.27984 | 385681
2016-03-26 18:00 | 0.77981 | 0.25716 | 381045
2016-03-26 19:00 | 0.76697 | 0.24441 | 378689
2016-03-26 20:00 | 0.76149 | 0.2371 | 378613
2016-03-26 21:00 | 0.74797 | 0.23025 | 380015
2016-03-26 22:00 | 0.70987 | 0.2299 | 382175
2016-03-26 23:00 | 0.59783 | 0.254 | 387402
2016-03-27 | 0.34871 | 0.34118 | 397354
2016-03-27 01:00 | 0.032405 | 0.39886 | 397754
2016-03-27 02:00 | 0 | 0.42624 | 389218
2016-03-27 03:00 | 0 | 0.4471 | 375683
2016-03-27 04:00 | 0 | 0.45505 | 359203
2016-03-27 05:00 | 0 | 0.46959 | 343173
2016-03-27 06:00 | 0 | 0.48635 | 331201
2016-03-27 07:00 | 0 | 0.49493 | 323577
2016-03-27 08:00 | 0 | 0.50239 | 320006
2016-03-27 09:00 | 0 | 0.50656 | 321002
2016-03-27 10:00 | 0 | 0.5027 | 326695
2016-03-27 11:00 | 0 | 0.48262 | 335550
2016-03-27 12:00 | 1.96e-05 | 0.44359 | 350038
2016-03-27 13:00 | 0.17421 | 0.2946 | 364893
2016-03-27 14:00 | 0.53376 | 0.22449 | 373526
2016-03-27 15:00 | 0.75593 | 0.22582 | 376118
2016-03-27 16:00 | 0.82464 | 0.20706 | 376696
2016-03-27 17:00 | 0.83248 | 0.18389 | 374050
2016-03-27 18:00 | 0.81661 | 0.17155 | 369424
2016-03-27 19:00 | 0.80371 | 0.1685 | 366593
2016-03-27 20:00 | 0.80266 | 0.1712 | 365917
2016-03-27 21:00 | 0.79372 | 0.17163 | 366194
2016-03-27 22:00 | 0.75906 | 0.16203 | 369738
2016-03-27 23:00 | 0.6291 | 0.14563 | 378549
2016-03-28 | 0.33293 | 0.17874 | 389831
2016-03-28 01:00 | 0.027293 | 0.26863 | 391812
2016-03-28 02:00 | 0 | 0.39423 | 382930
2016-03-28 03:00 | 0 | 0.51946 | 368065
2016-03-28 04:00 | 0 | 0.61095 | 350485
2016-03-28 05:00 | 0 | 0.65118 | 337077
2016-03-28 06:00 | 0 | 0.66844 | 328173
2016-03-28 07:00 | 0 | 0.667 | 323301
2016-03-28 08:00 | 0 | 0.65077 | 324491
2016-03-28 09:00 | 0 | 0.61352 | 337024
2016-03-28 10:00 | 0 | 0.57211 | 363343
2016-03-28 11:00 | 0 | 0.53721 | 392770
2016-03-28 12:00 | 3.59e-05 | 0.49832 | 410892
2016-03-28 13:00 | 0.15934 | 0.28412 | 421543
2016-03-28 14:00 | 0.45115 | 0.16615 | 429601
2016-03-28 15:00 | 0.62947 | 0.25324 | 432761
2016-03-28 16:00 | 0.67901 | 0.3432 | 432650
2016-03-28 17:00 | 0.69209 | 0.36358 | 432249
2016-03-28 18:00 | 0.68845 | 0.36643 | 431364
2016-03-28 19:00 | 0.67649 | 0.37254 | 429831
2016-03-28 20:00 | 0.66255 | 0.38502 | 428490
2016-03-28 21:00 | 0.63301 | 0.40629 | 429216
2016-03-28 22:00 | 0.57622 | 0.44064 | 428639
2016-03-28 23:00 | 0.45245 | 0.53313 | 430926
2016-03-29 | 0.22162 | 0.72946 | 437328
2016-03-29 01:00 | 0.025598 | 0.81475 | 433906
2016-03-29 02:00 | 0 | 0.84275 | 417820
2016-03-29 03:00 | 0 | 0.84903 | 396910
2016-03-29 04:00 | 0 | 0.83263 | 375069
2016-03-29 05:00 | 0 | 0.80619 | 359006
2016-03-29 06:00 | 0 | 0.77068 | 348076
2016-03-29 07:00 | 0 | 0.72998 | 342509
2016-03-29 08:00 | 0 | 0.69392 | 342496
2016-03-29 09:00 | 0 | 0.66328 | 353594
2016-03-29 10:00 | 0 | 0.64833 | 381057
2016-03-29 11:00 | 0 | 0.6392 | 409016
2016-03-29 12:00 | 2.38e-05 | 0.61178 | 421276
2016-03-29 13:00 | 0.11542 | 0.44337 | 426116
2016-03-29 14:00 | 0.42148 | 0.4269 | 430112
2016-03-29 15:00 | 0.63324 | 0.57523 | 429882
2016-03-29 16:00 | 0.69179 | 0.62286 | 426445
2016-03-29 17:00 | 0.7061 | 0.65843 | 423530
2016-03-29 18:00 | 0.6982 | 0.68548 | 419707
2016-03-29 19:00 | 0.68492 | 0.70206 | 414668
2016-03-29 20:00 | 0.66905 | 0.7107 | 411618
2016-03-29 21:00 | 0.63515 | 0.71961 | 410978
2016-03-29 22:00 | 0.55425 | 0.74026 | 411659
2016-03-29 23:00 | 0.4037 | 0.76524 | 416763
2016-03-30 | 0.21613 | 0.77773 | 428876
2016-03-30 01:00 | 0.028195 | 0.77974 | 426869
2016-03-30 02:00 | 0 | 0.7737 | 411229
2016-03-30 03:00 | 0 | 0.76011 | 391943
2016-03-30 04:00 | 0 | 0.73758 | 373299
2016-03-30 05:00 | 0 | 0.71201 | 358903
2016-03-30 06:00 | 0 | 0.68761 | 348692
2016-03-30 07:00 | 0 | 0.65931 | 343985
2016-03-30 08:00 | 0 | 0.64154 | 345324
2016-03-30 09:00 | 0 | 0.63297 | 354962
2016-03-30 10:00 | 0 | 0.63587 | 382679
2016-03-30 11:00 | 0 | 0.63763 | 409373
2016-03-30 12:00 | 2.25e-05 | 0.62837 | 419980
2016-03-30 13:00 | 0.11639 | 0.51875 | 423396
2016-03-30 14:00 | 0.4599 | 0.48637 | 425989
2016-03-30 15:00 | 0.70717 | 0.50785 | 425878
2016-03-30 16:00 | 0.7562 | 0.53168 | 423641
2016-03-30 17:00 | 0.75533 | 0.5393 | 422023
2016-03-30 18:00 | 0.74534 | 0.54699 | 419795
2016-03-30 19:00 | 0.73461 | 0.54985 | 420096
2016-03-30 20:00 | 0.73137 | 0.55505 | 419362
2016-03-30 21:00 | 0.71963 | 0.56184 | 420230
2016-03-30 22:00 | 0.68629 | 0.5592 | 421131
2016-03-30 23:00 | 0.57512 | 0.56433 | 425611
2016-03-31 | 0.33737 | 0.60333 | 434380
2016-03-31 01:00 | 0.048423 | 0.61564 | 429456
2016-03-31 02:00 | 0 | 0.61699 | 412312
2016-03-31 03:00 | 0 | 0.62069 | 392062
2016-03-31 04:00 | 0 | 0.62931 | 370608
2016-03-31 05:00 | 0 | 0.63467 | 354013
2016-03-31 06:00 | 0 | 0.63147 | 341985
2016-03-31 07:00 | 0 | 0.61948 | 334931
2016-03-31 08:00 | 0 | 0.61723 | 334585
2016-03-31 09:00 | 0 | 0.60244 | 343135
2016-03-31 10:00 | 0 | 0.58083 | 366257
2016-03-31 11:00 | 0 | 0.56716 | 392250
2016-03-31 12:00 | 8.57e-05 | 0.54355 | 405935
2016-03-31 13:00 | 0.17681 | 0.48078 | 415097
2016-03-31 14:00 | 0.51824 | 0.55387 | 424306
2016-03-31 15:00 | 0.7487 | 0.57016 | 429177
2016-03-31 16:00 | 0.80985 | 0.57258 | 430678
2016-03-31 17:00 | 0.80772 | 0.57002 | 432261
2016-03-31 18:00 | 0.78671 | 0.56939 | 433513
2016-03-31 19:00 | 0.76381 | 0.57165 | 433019
2016-03-31 20:00 | 0.74799 | 0.57893 | 433947
2016-03-31 21:00 | 0.7194 | 0.58571 | 435573
2016-03-31 22:00 | 0.65811 | 0.59 | 434337
2016-03-31 23:00 | 0.53924 | 0.58517 | 435426
2016-04-01 | 0.31714 | 0.5966 | 439296
2016-04-01 01:00 | 0.051001 | 0.65921 | 434590
2016-04-01 02:00 | 1.72e-07 | 0.67166 | 417220
2016-04-01 03:00 | 0 | 0.65244 | 396361
2016-04-01 04:00 | 0 | 0.63952 | 373765
2016-04-01 05:00 | 0 | 0.62403 | 355606
2016-04-01 06:00 | 0 | 0.60046 | 342598
2016-04-01 07:00 | 0 | 0.5832 | 334101
2016-04-01 08:00 | 0 | 0.56041 | 332912
2016-04-01 09:00 | 0 | 0.54163 | 340789
2016-04-01 10:00 | 0 | 0.53431 | 363022
2016-04-01 11:00 | 0 | 0.52717 | 389519
2016-04-01 12:00 | 2.88e-05 | 0.48394 | 404981
2016-04-01 13:00 | 0.11849 | 0.42564 | 416209
2016-04-01 14:00 | 0.50643 | 0.53191 | 425683
2016-04-01 15:00 | 0.71205 | 0.55328 | 430139
2016-04-01 16:00 | 0.80358 | 0.53229 | 430453
2016-04-01 17:00 | 0.80649 | 0.52367 | 429766
2016-04-01 18:00 | 0.79711 | 0.53685 | 427550
2016-04-01 19:00 | 0.78676 | 0.57278 | 424573
2016-04-01 20:00 | 0.79112 | 0.6198 | 421807
2016-04-01 21:00 | 0.79026 | 0.65705 | 419340
2016-04-01 22:00 | 0.76968 | 0.661 | 415624
2016-04-01 23:00 | 0.66955 | 0.61496 | 414611
2016-04-02 | 0.43002 | 0.58274 | 419217
2016-04-02 01:00 | 0.057277 | 0.61196 | 416423
2016-04-02 02:00 | 4.28e-07 | 0.6101 | 404928
2016-04-02 03:00 | 0 | 0.62194 | 388010
2016-04-02 04:00 | 0 | 0.63792 | 368271
2016-04-02 05:00 | 0 | 0.64176 | 353021
2016-04-02 06:00 | 0 | 0.64462 | 341050
2016-04-02 07:00 | 0 | 0.65186 | 332783
2016-04-02 08:00 | 0 | 0.66623 | 329988
2016-04-02 09:00 | 0 | 0.68346 | 333243
2016-04-02 10:00 | 0 | 0.70578 | 342208
2016-04-02 11:00 | 0 | 0.72345 | 355236
2016-04-02 12:00 | 0.00010103 | 0.70906 | 369959
2016-04-02 13:00 | 0.17573 | 0.4925 | 384596
2016-04-02 14:00 | 0.59396 | 0.37497 | 393724
2016-04-02 15:00 | 0.78576 | 0.42251 | 396754
2016-04-02 16:00 | 0.87259 | 0.47457 | 394001
2016-04-02 17:00 | 0.8741 | 0.45233 | 389895
2016-04-02 18:00 | 0.8589 | 0.41807 | 385511
2016-04-02 19:00 | 0.84832 | 0.3895 | 381717
2016-04-02 20:00 | 0.85337 | 0.37077 | 380927
2016-04-02 21:00 | 0.85416 | 0.35297 | 382002
2016-04-02 22:00 | 0.82824 | 0.33309 | 383591
2016-04-02 23:00 | 0.71102 | 0.29737 | 388056
2016-04-03 | 0.42536 | 0.32238 | 397214
2016-04-03 01:00 | 0.055891 | 0.38622 | 399248
2016-04-03 02:00 | 7.32e-08 | 0.47334 | 390446
2016-04-03 03:00 | 0 | 0.58523 | 377150
2016-04-03 04:00 | 0 | 0.72924 | 361280
2016-04-03 05:00 | 0 | 0.81261 | 347844
2016-04-03 06:00 | 0 | 0.8602 | 338151
2016-04-03 07:00 | 0 | 0.88614 | 332824
2016-04-03 08:00 | 0 | 0.89528 | 331348
2016-04-03 09:00 | 0 | 0.88984 | 333588
2016-04-03 10:00 | 0 | 0.87702 | 341431
2016-04-03 11:00 | 0 | 0.86846 | 351983
2016-04-03 12:00 | 9.98e-05 | 0.83597 | 364633
2016-04-03 13:00 | 0.17905 | 0.57106 | 374386
2016-04-03 14:00 | 0.56789 | 0.42557 | 378868
2016-04-03 15:00 | 0.74745 | 0.56184 | 378196
2016-04-03 16:00 | 0.84739 | 0.65207 | 377267
2016-04-03 17:00 | 0.84977 | 0.6765 | 375638
2016-04-03 18:00 | 0.83207 | 0.68132 | 373692
2016-04-03 19:00 | 0.81972 | 0.68431 | 372138
2016-04-03 20:00 | 0.82077 | 0.68366 | 374893
2016-04-03 21:00 | 0.81629 | 0.68391 | 380097
2016-04-03 22:00 | 0.77984 | 0.67603 | 386300
2016-04-03 23:00 | 0.65318 | 0.67566 | 393963
2016-04-04 | 0.38197 | 0.70953 | 405691
2016-04-04 01:00 | 0.048543 | 0.75585 | 406544
2016-04-04 02:00 | 2.43e-06 | 0.75368 | 393610
2016-04-04 03:00 | 0 | 0.71619 | 376446
2016-04-04 04:00 | 0 | 0.65417 | 357190
2016-04-04 05:00 | 0 | 0.58642 | 342504
2016-04-04 06:00 | 0 | 0.53003 | 332944
2016-04-04 07:00 | 0 | 0.48581 | 327624
2016-04-04 08:00 | 0 | 0.45391 | 328757
2016-04-04 09:00 | 0 | 0.42258 | 342155
2016-04-04 10:00 | 0 | 0.40122 | 371782
2016-04-04 11:00 | 0 | 0.39269 | 399995
2016-04-04 12:00 | 0.00010661 | 0.34851 | 411957
2016-04-04 13:00 | 0.22007 | 0.19413 | 417396
2016-04-04 14:00 | 0.51159 | 0.12219 | 422326
2016-04-04 15:00 | 0.70158 | 0.13833 | 424961
2016-04-04 16:00 | 0.79367 | 0.15075 | 426317
2016-04-04 17:00 | 0.80543 | 0.14297 | 428527
2016-04-04 18:00 | 0.79267 | 0.14008 | 430624
2016-04-04 19:00 | 0.78025 | 0.14504 | 432786
2016-04-04 20:00 | 0.77527 | 0.15647 | 436918
2016-04-04 21:00 | 0.75925 | 0.17012 | 441503
2016-04-04 22:00 | 0.70977 | 0.19388 | 444042
2016-04-04 23:00 | 0.59772 | 0.26271 | 445816
2016-04-05 | 0.35436 | 0.53783 | 451312
2016-04-05 01:00 | 0.058307 | 0.72267 | 446412
2016-04-05 02:00 | 4.72e-06 | 0.80118 | 427575
2016-04-05 03:00 | 0 | 0.83682 | 404221
2016-04-05 04:00 | 0 | 0.85382 | 382051
2016-04-05 05:00 | 0 | 0.85653 | 364334
2016-04-05 06:00 | 0 | 0.84564 | 352651
2016-04-05 07:00 | 0 | 0.82941 | 345982
2016-04-05 08:00 | 0 | 0.81685 | 346231
2016-04-05 09:00 | 0 | 0.79776 | 359065
2016-04-05 10:00 | 0 | 0.78683 | 388043
2016-04-05 11:00 | 0 | 0.78126 | 415330
2016-04-05 12:00 | 0.0001286 | 0.74126 | 425343
2016-04-05 13:00 | 0.20167 | 0.60423 | 429582
2016-04-05 14:00 | 0.55182 | 0.64645 | 433786
2016-04-05 15:00 | 0.74602 | 0.78578 | 434652
2016-04-05 16:00 | 0.83219 | 0.82691 | 433606
2016-04-05 17:00 | 0.82441 | 0.81718 | 433699
2016-04-05 18:00 | 0.80344 | 0.8147 | 433874
2016-04-05 19:00 | 0.78887 | 0.81738 | 434463
2016-04-05 20:00 | 0.78866 | 0.81742 | 436496
2016-04-05 21:00 | 0.78236 | 0.82444 | 440088
2016-04-05 22:00 | 0.74996 | 0.83566 | 442738
2016-04-05 23:00 | 0.63945 | 0.84208 | 446832
2016-04-06 | 0.3941 | 0.85733 | 457670
2016-04-06 01:00 | 0.062109 | 0.85712 | 455270
2016-04-06 02:00 | 8.92e-06 | 0.8534 | 437545
2016-04-06 03:00 | 0 | 0.8522 | 414687
2016-04-06 04:00 | 0 | 0.84169 | 394336
2016-04-06 05:00 | 0 | 0.82836 | 377399
2016-04-06 06:00 | 0 | 0.82141 | 365727
2016-04-06 07:00 | 0 | 0.81901 | 359665
2016-04-06 08:00 | 0 | 0.81459 | 359740
2016-04-06 09:00 | 0 | 0.8111 | 370546
2016-04-06 10:00 | 0 | 0.80653 | 398678
2016-04-06 11:00 | 0 | 0.80685 | 423477
2016-04-06 12:00 | 0.00015019 | 0.78205 | 429642
2016-04-06 13:00 | 0.21234 | 0.66023 | 430930
2016-04-06 14:00 | 0.5942 | 0.75148 | 432890
2016-04-06 15:00 | 0.7966 | 0.7839 | 432338
2016-04-06 16:00 | 0.86568 | 0.77144 | 430134
2016-04-06 17:00 | 0.87043 | 0.76529 | 429355
2016-04-06 18:00 | 0.85462 | 0.7634 | 429714
2016-04-06 19:00 | 0.84124 | 0.76361 | 429632
2016-04-06 20:00 | 0.84157 | 0.76229 | 432251
2016-04-06 21:00 | 0.83644 | 0.75296 | 435366
2016-04-06 22:00 | 0.80668 | 0.72749 | 438344
2016-04-06 23:00 | 0.68773 | 0.6696 | 443182
2016-04-07 | 0.41791 | 0.62558 | 448526
2016-04-07 01:00 | 0.058264 | 0.57415 | 443024
2016-04-07 02:00 | 9.22e-06 | 0.54059 | 424750
2016-04-07 03:00 | 0 | 0.54152 | 401619
2016-04-07 04:00 | 0 | 0.57265 | 378658
2016-04-07 05:00 | 0 | 0.61934 | 361094
2016-04-07 06:00 | 0 | 0.67869 | 348949
2016-04-07 07:00 | 0 | 0.71883 | 342122
2016-04-07 08:00 | 0 | 0.73334 | 341886
2016-04-07 09:00 | 0 | 0.74586 | 350117
2016-04-07 10:00 | 0 | 0.7553 | 376991
2016-04-07 11:00 | 0 | 0.75134 | 403392
2016-04-07 12:00 | 0.00018077 | 0.70288 | 414841
2016-04-07 13:00 | 0.18455 | 0.51539 | 421774
2016-04-07 14:00 | 0.45268 | 0.57038 | 428430
2016-04-07 15:00 | 0.61169 | 0.67892 | 431891
2016-04-07 16:00 | 0.69391 | 0.69699 | 433514
2016-04-07 17:00 | 0.71785 | 0.69419 | 435105
2016-04-07 18:00 | 0.71653 | 0.69293 | 436583
2016-04-07 19:00 | 0.70349 | 0.69456 | 438358
2016-04-07 20:00 | 0.69156 | 0.69829 | 441584
2016-04-07 21:00 | 0.66178 | 0.70206 | 444346
2016-04-07 22:00 | 0.59484 | 0.70377 | 443858
2016-04-07 23:00 | 0.46479 | 0.70405 | 443415
2016-04-08 | 0.26294 | 0.73273 | 447159
2016-04-08 01:00 | 0.034304 | 0.81498 | 442404
2016-04-08 02:00 | 6.17e-06 | 0.79935 | 424868
2016-04-08 03:00 | 0 | 0.74673 | 402749
2016-04-08 04:00 | 0 | 0.66113 | 380965
2016-04-08 05:00 | 0 | 0.57212 | 363625
2016-04-08 06:00 | 0 | 0.49886 | 351875
2016-04-08 07:00 | 0 | 0.45246 | 345250
2016-04-08 08:00 | 0 | 0.42976 | 345398
2016-04-08 09:00 | 0 | 0.41255 | 355321
2016-04-08 10:00 | 0 | 0.40299 | 380433
2016-04-08 11:00 | 0 | 0.40403 | 404672
2016-04-08 12:00 | 0.00019621 | 0.37346 | 414752
2016-04-08 13:00 | 0.13043 | 0.28726 | 420576
2016-04-08 14:00 | 0.32893 | 0.35974 | 426123
2016-04-08 15:00 | 0.47923 | 0.40847 | 429033
2016-04-08 16:00 | 0.56504 | 0.40638 | 428742
2016-04-08 17:00 | 0.60355 | 0.39529 | 428449
2016-04-08 18:00 | 0.60945 | 0.38606 | 428302
2016-04-08 19:00 | 0.60158 | 0.37855 | 426825
2016-04-08 20:00 | 0.58587 | 0.3712 | 426716
2016-04-08 21:00 | 0.54238 | 0.36412 | 426130
2016-04-08 22:00 | 0.47103 | 0.35499 | 423852
2016-04-08 23:00 | 0.34663 | 0.34678 | 422141
2016-04-09 | 0.18013 | 0.40102 | 427867
2016-04-09 01:00 | 0.017252 | 0.58222 | 426624
2016-04-09 02:00 | 9.18e-08 | 0.65128 | 415274
2016-04-09 03:00 | 0 | 0.6558 | 399143
2016-04-09 04:00 | 0 | 0.62961 | 381061
2016-04-09 05:00 | 0 | 0.60126 | 367048
2016-04-09 06:00 | 0 | 0.58213 | 356187
2016-04-09 07:00 | 0 | 0.56636 | 349844
2016-04-09 08:00 | 0 | 0.55456 | 347363
2016-04-09 09:00 | 0 | 0.53678 | 351170
2016-04-09 10:00 | 0 | 0.52376 | 359217
2016-04-09 11:00 | 0 | 0.51988 | 369960
2016-04-09 12:00 | 0.0002203 | 0.50067 | 383239
2016-04-09 13:00 | 0.16668 | 0.49479 | 394503
2016-04-09 14:00 | 0.43552 | 0.50625 | 402159
2016-04-09 15:00 | 0.61325 | 0.53502 | 404535
2016-04-09 16:00 | 0.6776 | 0.56914 | 403425
2016-04-09 17:00 | 0.68742 | 0.60684 | 401764
2016-04-09 18:00 | 0.68223 | 0.64243 | 399211
2016-04-09 19:00 | 0.67524 | 0.67793 | 396576
2016-04-09 20:00 | 0.66736 | 0.70616 | 396480
2016-04-09 21:00 | 0.6397 | 0.73082 | 396600
2016-04-09 22:00 | 0.57814 | 0.74874 | 397334
2016-04-09 23:00 | 0.46216 | 0.76334 | 400185
2016-04-10 | 0.26481 | 0.82262 | 410290
2016-04-10 01:00 | 0.025691 | 0.88353 | 412863
2016-04-10 02:00 | 1.24e-07 | 0.91312 | 404305
2016-04-10 03:00 | 0 | 0.91207 | 391068
2016-04-10 04:00 | 0 | 0.8937 | 376051
2016-04-10 05:00 | 0 | 0.87162 | 363926
2016-04-10 06:00 | 0 | 0.84217 | 354621
2016-04-10 07:00 | 0 | 0.81261 | 348915
2016-04-10 08:00 | 0 | 0.78544 | 347315
2016-04-10 09:00 | 0 | 0.76987 | 348954
2016-04-10 10:00 | 0 | 0.75326 | 354885
2016-04-10 11:00 | 0 | 0.73253 | 362477
2016-04-10 12:00 | 0.0004577 | 0.64839 | 371109
2016-04-10 13:00 | 0.21617 | 0.51696 | 379666
2016-04-10 14:00 | 0.47058 | 0.58866 | 385109
2016-04-10 15:00 | 0.64559 | 0.62437 | 386806
2016-04-10 16:00 | 0.70336 | 0.61651 | 388802
2016-04-10 17:00 | 0.70245 | 0.59713 | 388882
2016-04-10 18:00 | 0.68632 | 0.5822 | 388785
2016-04-10 19:00 | 0.66099 | 0.57585 | 388616
2016-04-10 20:00 | 0.63296 | 0.57706 | 391078
2016-04-10 21:00 | 0.5837 | 0.58005 | 395313
2016-04-10 22:00 | 0.49806 | 0.58817 | 399719
2016-04-10 23:00 | 0.37786 | 0.61608 | 405711
2016-04-11 | 0.20409 | 0.68183 | 416358
2016-04-11 01:00 | 0.041129 | 0.72508 | 415376
2016-04-11 02:00 | 1.79e-06 | 0.69799 | 401510
2016-04-11 03:00 | 0 | 0.65286 | 383794
2016-04-11 04:00 | 0 | 0.62684 | 365234
2016-04-11 05:00 | 0 | 0.6089 | 350424
2016-04-11 06:00 | 0 | 0.60477 | 340447
2016-04-11 07:00 | 0 | 0.58893 | 335183
2016-04-11 08:00 | 0 | 0.57633 | 337219
2016-04-11 09:00 | 0 | 0.5399 | 348728
2016-04-11 10:00 | 0 | 0.49536 | 376332
2016-04-11 11:00 | 0 | 0.4863 | 402260
2016-04-11 12:00 | 0.0003739 | 0.42693 | 414026
2016-04-11 13:00 | 0.20326 | 0.42161 | 421216
2016-04-11 14:00 | 0.48129 | 0.46264 | 427489
2016-04-11 15:00 | 0.67303 | 0.45591 | 430492
2016-04-11 16:00 | 0.74956 | 0.42682 | 430721
2016-04-11 17:00 | 0.75109 | 0.39298 | 431134
2016-04-11 18:00 | 0.73532 | 0.36103 | 431481
2016-04-11 19:00 | 0.72218 | 0.33781 | 431842
2016-04-11 20:00 | 0.71725 | 0.32411 | 432855
2016-04-11 21:00 | 0.70064 | 0.31103 | 434795
2016-04-11 22:00 | 0.65612 | 0.29475 | 434879
2016-04-11 23:00 | 0.54715 | 0.27291 | 435622
2016-04-12 | 0.34327 | 0.30642 | 440493
2016-04-12 01:00 | 0.070271 | 0.44416 | 436390
2016-04-12 02:00 | 1.99e-05 | 0.52991 | 419168
2016-04-12 03:00 | 0 | 0.52932 | 396397
2016-04-12 04:00 | 0 | 0.51495 | 375364
2016-04-12 05:00 | 0 | 0.49538 | 357673
2016-04-12 06:00 | 0 | 0.46568 | 345682
2016-04-12 07:00 | 0 | 0.4359 | 339401
2016-04-12 08:00 | 0 | 0.41818 | 339616
2016-04-12 09:00 | 0 | 0.41676 | 349814
2016-04-12 10:00 | 0 | 0.41895 | 376869
2016-04-12 11:00 | 0 | 0.41919 | 402783
2016-04-12 12:00 | 0.00089368 | 0.3705 | 414108
2016-04-12 13:00 | 0.17864 | 0.23714 | 420206
2016-04-12 14:00 | 0.49726 | 0.28421 | 426478
2016-04-12 15:00 | 0.66926 | 0.31718 | 428627
2016-04-12 16:00 | 0.72638 | 0.31635 | 428801
2016-04-12 17:00 | 0.7205 | 0.30342 | 429079
2016-04-12 18:00 | 0.70355 | 0.28778 | 428016
2016-04-12 19:00 | 0.68628 | 0.27533 | 426659
2016-04-12 20:00 | 0.67266 | 0.26442 | 426407
2016-04-12 21:00 | 0.64645 | 0.25433 | 426789
2016-04-12 22:00 | 0.60005 | 0.24895 | 425314
2016-04-12 23:00 | 0.49889 | 0.27171 | 426837
2016-04-13 | 0.33825 | 0.39039 | 437655
2016-04-13 01:00 | 0.085677 | 0.5207 | 436961
2016-04-13 02:00 | 2.04e-05 | 0.54957 | 419995
2016-04-13 03:00 | 0 | 0.54558 | 397238
2016-04-13 04:00 | 0 | 0.53766 | 376195
2016-04-13 05:00 | 0 | 0.5279 | 360619
2016-04-13 06:00 | 0 | 0.51844 | 349758
2016-04-13 07:00 | 0 | 0.49861 | 344004
2016-04-13 08:00 | 0 | 0.47599 | 343734
2016-04-13 09:00 | 0 | 0.45023 | 355247
2016-04-13 10:00 | 0 | 0.41998 | 383845
2016-04-13 11:00 | 0 | 0.39182 | 408309
2016-04-13 12:00 | 0.0020192 | 0.315 | 416018
2016-04-13 13:00 | 0.22167 | 0.15617 | 419496
2016-04-13 14:00 | 0.56059 | 0.13761 | 422022
2016-04-13 15:00 | 0.72045 | 0.20522 | 422677
2016-04-13 16:00 | 0.78642 | 0.22584 | 421635
2016-04-13 17:00 | 0.78653 | 0.22622 | 421421
2016-04-13 18:00 | 0.77901 | 0.23298 | 420318
2016-04-13 19:00 | 0.77395 | 0.24309 | 419147
2016-04-13 20:00 | 0.77322 | 0.2514 | 419580
2016-04-13 21:00 | 0.76472 | 0.25162 | 420450
2016-04-13 22:00 | 0.72679 | 0.25585 | 420714
2016-04-13 23:00 | 0.6212 | 0.29751 | 423466
2016-04-14 | 0.42727 | 0.47007 | 433333
2016-04-14 01:00 | 0.10057 | 0.64702 | 431857
2016-04-14 02:00 | 6.1e-05 | 0.7007 | 415238
2016-04-14 03:00 | 0 | 0.69854 | 393102
2016-04-14 04:00 | 0 | 0.68032 | 373006
2016-04-14 05:00 | 0 | 0.65008 | 358223
2016-04-14 06:00 | 0 | 0.60878 | 347343
2016-04-14 07:00 | 0 | 0.56162 | 341993
2016-04-14 08:00 | 0 | 0.51381 | 341746
2016-04-14 09:00 | 0 | 0.46433 | 352742
2016-04-14 10:00 | 0 | 0.42398 | 380747
2016-04-14 11:00 | 0 | 0.39349 | 404590
2016-04-14 12:00 | 0.0011141 | 0.32985 | 413020
2016-04-14 13:00 | 0.27098 | 0.20115 | 416572
2016-04-14 14:00 | 0.60336 | 0.22237 | 420562
2016-04-14 15:00 | 0.75834 | 0.32117 | 422502
2016-04-14 16:00 | 0.83644 | 0.37763 | 423006
2016-04-14 17:00 | 0.83717 | 0.42074 | 424556
2016-04-14 18:00 | 0.82043 | 0.46297 | 425327
2016-04-14 19:00 | 0.80748 | 0.50692 | 425102
2016-04-14 20:00 | 0.80453 | 0.54742 | 425819
2016-04-14 21:00 | 0.79345 | 0.57883 | 426379
2016-04-14 22:00 | 0.75339 | 0.60199 | 425115
2016-04-14 23:00 | 0.65115 | 0.6402 | 426133
2016-04-15 | 0.43706 | 0.74127 | 434114
2016-04-15 01:00 | 0.111 | 0.83564 | 432498
2016-04-15 02:00 | 7.57e-05 | 0.84661 | 415650
2016-04-15 03:00 | 0 | 0.85185 | 394724
2016-04-15 04:00 | 0 | 0.84843 | 372955
2016-04-15 05:00 | 0 | 0.84553 | 354842
2016-04-15 06:00 | 0 | 0.83761 | 343301
2016-04-15 07:00 | 0 | 0.82272 | 337169
2016-04-15 08:00 | 0 | 0.79571 | 336380
2016-04-15 09:00 | 0 | 0.76189 | 347158
2016-04-15 10:00 | 0 | 0.73294 | 373539
2016-04-15 11:00 | 0 | 0.69513 | 396502
2016-04-15 12:00 | 0.0034037 | 0.58862 | 405688
2016-04-15 13:00 | 0.16054 | 0.52357 | 412042
2016-04-15 14:00 | 0.49417 | 0.61771 | 416745
2016-04-15 15:00 | 0.66086 | 0.66046 | 418833
2016-04-15 16:00 | 0.71855 | 0.64688 | 418523
2016-04-15 17:00 | 0.73569 | 0.63721 | 418123
2016-04-15 18:00 | 0.73355 | 0.64283 | 418358
2016-04-15 19:00 | 0.7183 | 0.65924 | 418101
2016-04-15 20:00 | 0.70388 | 0.67938 | 417358
2016-04-15 21:00 | 0.67667 | 0.69481 | 416596
2016-04-15 22:00 | 0.62613 | 0.701 | 413276
2016-04-15 23:00 | 0.53397 | 0.7115 | 410671
2016-04-16 | 0.37749 | 0.75017 | 414985
2016-04-16 01:00 | 0.12231 | 0.76881 | 414242
2016-04-16 02:00 | 0.00010106 | 0.75455 | 400649
2016-04-16 03:00 | 0 | 0.7585 | 382895
2016-04-16 04:00 | 0 | 0.75312 | 363855
2016-04-16 05:00 | 0 | 0.74624 | 347496
2016-04-16 06:00 | 0 | 0.73845 | 335417
2016-04-16 07:00 | 0 | 0.72318 | 327825
2016-04-16 08:00 | 0 | 0.71209 | 325337
2016-04-16 09:00 | 0 | 0.69997 | 327933
2016-04-16 10:00 | 0 | 0.68916 | 334746
2016-04-16 11:00 | 0 | 0.67881 | 344307
2016-04-16 12:00 | 0.0018635 | 0.60224 | 357102
2016-04-16 13:00 | 0.16762 | 0.57339 | 369331
2016-04-16 14:00 | 0.49969 | 0.63968 | 378117
2016-04-16 15:00 | 0.68417 | 0.6657 | 382861
2016-04-16 16:00 | 0.77828 | 0.68096 | 385141
2016-04-16 17:00 | 0.79122 | 0.69603 | 384341
2016-04-16 18:00 | 0.78715 | 0.70127 | 383770
2016-04-16 19:00 | 0.77712 | 0.70726 | 384101
2016-04-16 20:00 | 0.76714 | 0.70909 | 385462
2016-04-16 21:00 | 0.73931 | 0.7046 | 387085
2016-04-16 22:00 | 0.69085 | 0.68456 | 388102
2016-04-16 23:00 | 0.5908 | 0.65556 | 388037
2016-04-17 | 0.41113 | 0.65742 | 394464
2016-04-17 01:00 | 0.12968 | 0.66258 | 395190
2016-04-17 02:00 | 0.00012548 | 0.65354 | 384800
2016-04-17 03:00 | 0 | 0.64388 | 369347
2016-04-17 04:00 | 0 | 0.6317 | 351753
2016-04-17 05:00 | 0 | 0.61951 | 335850
2016-04-17 06:00 | 0 | 0.59545 | 324047
2016-04-17 07:00 | 0 | 0.57998 | 316631
2016-04-17 08:00 | 0 | 0.55458 | 313590
2016-04-17 09:00 | 0 | 0.51766 | 314738
2016-04-17 10:00 | 0 | 0.49117 | 318416
2016-04-17 11:00 | 0 | 0.45082 | 324666
2016-04-17 12:00 | 0.0023684 | 0.37376 | 336399
2016-04-17 13:00 | 0.19901 | 0.3534 | 348917
2016-04-17 14:00 | 0.54587 | 0.38593 | 357864
2016-04-17 15:00 | 0.70405 | 0.37404 | 363985
2016-04-17 16:00 | 0.80505 | 0.34147 | 369659
2016-04-17 17:00 | 0.82717 | 0.31923 | 373861
2016-04-17 18:00 | 0.8196 | 0.30737 | 377212
2016-04-17 19:00 | 0.80761 | 0.29301 | 380218
2016-04-17 20:00 | 0.80133 | 0.27275 | 385045
2016-04-17 21:00 | 0.7881 | 0.25564 | 391181
2016-04-17 22:00 | 0.74844 | 0.24939 | 396115
2016-04-17 23:00 | 0.63914 | 0.26376 | 399850
2016-04-18 | 0.43835 | 0.29972 | 409894
2016-04-18 01:00 | 0.13075 | 0.35169 | 410275
2016-04-18 02:00 | 0.00016177 | 0.38179 | 394431
2016-04-18 03:00 | 0 | 0.37136 | 373893
2016-04-18 04:00 | 0 | 0.34897 | 352812
2016-04-18 05:00 | 0 | 0.32591 | 335936
2016-04-18 06:00 | 0 | 0.31165 | 324461
2016-04-18 07:00 | 0 | 0.29576 | 317564
2016-04-18 08:00 | 0 | 0.28894 | 318785
2016-04-18 09:00 | 0 | 0.28546 | 330821
2016-04-18 10:00 | 0 | 0.28392 | 355668
2016-04-18 11:00 | 0 | 0.28355 | 379602
2016-04-18 12:00 | 0.0039937 | 0.25881 | 393054
2016-04-18 13:00 | 0.20565 | 0.26826 | 402340
2016-04-18 14:00 | 0.57841 | 0.26439 | 411514
2016-04-18 15:00 | 0.72253 | 0.24316 | 418575
2016-04-18 16:00 | 0.81743 | 0.23485 | 423926
2016-04-18 17:00 | 0.82913 | 0.23474 | 430108
2016-04-18 18:00 | 0.81733 | 0.24487 | 435650
2016-04-18 19:00 | 0.80246 | 0.25626 | 440894
2016-04-18 20:00 | 0.79279 | 0.25729 | 446123
2016-04-18 21:00 | 0.77718 | 0.24831 | 449708
2016-04-18 22:00 | 0.73503 | 0.24298 | 449607
2016-04-18 23:00 | 0.62733 | 0.24166 | 447482
2016-04-19 | 0.45737 | 0.25322 | 451741
2016-04-19 01:00 | 0.13595 | 0.30336 | 445831
2016-04-19 02:00 | 0.00019696 | 0.32861 | 423020
2016-04-19 03:00 | 0 | 0.32991 | 395905
2016-04-19 04:00 | 0 | 0.31199 | 370617
2016-04-19 05:00 | 0 | 0.28243 | 351081
2016-04-19 06:00 | 0 | 0.25672 | 335723
2016-04-19 07:00 | 0 | 0.22886 | 326292
2016-04-19 08:00 | 0 | 0.20421 | 324772
2016-04-19 09:00 | 0 | 0.18541 | 334201
2016-04-19 10:00 | 0 | 0.17092 | 357981
2016-04-19 11:00 | 0 | 0.16268 | 381298
2016-04-19 12:00 | 0.0025503 | 0.13141 | 394412
2016-04-19 13:00 | 0.19967 | 0.084687 | 403745
2016-04-19 14:00 | 0.51691 | 0.073524 | 412923
2016-04-19 15:00 | 0.70402 | 0.071202 | 420240
2016-04-19 16:00 | 0.78971 | 0.068328 | 426487
2016-04-19 17:00 | 0.80875 | 0.064811 | 433092
2016-04-19 18:00 | 0.8013 | 0.06398 | 439811
2016-04-19 19:00 | 0.79386 | 0.0648 | 444448
2016-04-19 20:00 | 0.79602 | 0.066871 | 449010
2016-04-19 21:00 | 0.78923 | 0.068844 | 451693
2016-04-19 22:00 | 0.7531 | 0.070701 | 450937
2016-04-19 23:00 | 0.65162 | 0.076637 | 448986
2016-04-20 | 0.46275 | 0.11121 | 453335
2016-04-20 01:00 | 0.12176 | 0.1861 | 447800
2016-04-20 02:00 | 0.00020668 | 0.23402 | 425207
2016-04-20 03:00 | 0 | 0.25121 | 398341
2016-04-20 04:00 | 0 | 0.25187 | 373790
2016-04-20 05:00 | 0 | 0.23794 | 354341
2016-04-20 06:00 | 0 | 0.21691 | 338967
2016-04-20 07:00 | 0 | 0.19507 | 329453
2016-04-20 08:00 | 0 | 0.17677 | 327697
2016-04-20 09:00 | 0 | 0.15895 | 335851
2016-04-20 10:00 | 0 | 0.14882 | 359277
2016-04-20 11:00 | 0 | 0.1469 | 381420
2016-04-20 12:00 | 0.0076499 | 0.1287 | 393612
2016-04-20 13:00 | 0.25342 | 0.096273 | 402045
2016-04-20 14:00 | 0.59384 | 0.098729 | 411489
2016-04-20 15:00 | 0.78705 | 0.11934 | 418261
2016-04-20 16:00 | 0.84991 | 0.13554 | 423595
2016-04-20 17:00 | 0.85635 | 0.14932 | 429865
2016-04-20 18:00 | 0.84193 | 0.16239 | 436060
2016-04-20 19:00 | 0.82932 | 0.1747 | 441806
2016-04-20 20:00 | 0.82803 | 0.1867 | 446836
2016-04-20 21:00 | 0.82069 | 0.19561 | 450042
2016-04-20 22:00 | 0.78901 | 0.19791 | 449574
2016-04-20 23:00 | 0.70119 | 0.1966 | 447815
2016-04-21 | 0.51878 | 0.23991 | 452475
2016-04-21 01:00 | 0.14967 | 0.31865 | 446707
2016-04-21 02:00 | 0.00035987 | 0.3468 | 424801
2016-04-21 03:00 | 0 | 0.34644 | 397449
2016-04-21 04:00 | 0 | 0.34975 | 372952
2016-04-21 05:00 | 0 | 0.3716 | 353450
2016-04-21 06:00 | 0 | 0.40424 | 339040
2016-04-21 07:00 | 0 | 0.42997 | 329104
2016-04-21 08:00 | 0 | 0.44773 | 328157
2016-04-21 09:00 | 0 | 0.46039 | 338269
2016-04-21 10:00 | 0 | 0.47882 | 361209
2016-04-21 11:00 | 0 | 0.49419 | 383770
2016-04-21 12:00 | 0.0057635 | 0.4099 | 396389
2016-04-21 13:00 | 0.29094 | 0.24134 | 406990
2016-04-21 14:00 | 0.62382 | 0.25667 | 416456
2016-04-21 15:00 | 0.79042 | 0.34257 | 422710
2016-04-21 16:00 | 0.85117 | 0.34891 | 427217
2016-04-21 17:00 | 0.85791 | 0.33697 | 432716
2016-04-21 18:00 | 0.84725 | 0.32441 | 438091
2016-04-21 19:00 | 0.8392 | 0.31646 | 441494
2016-04-21 20:00 | 0.84043 | 0.31259 | 445199
2016-04-21 21:00 | 0.83705 | 0.30897 | 446943
2016-04-21 22:00 | 0.80688 | 0.3029 | 444527
2016-04-21 23:00 | 0.71734 | 0.2789 | 442859
2016-04-22 | 0.533 | 0.3117 | 447196
2016-04-22 01:00 | 0.14704 | 0.44325 | 441770
2016-04-22 02:00 | 0.00042381 | 0.51347 | 422572
2016-04-22 03:00 | 0 | 0.53304 | 397667
2016-04-22 04:00 | 0 | 0.52236 | 372324
2016-04-22 05:00 | 0 | 0.49208 | 351972
2016-04-22 06:00 | 0 | 0.4536 | 337193
2016-04-22 07:00 | 0 | 0.42063 | 328530
2016-04-22 08:00 | 0 | 0.40198 | 326530
2016-04-22 09:00 | 0 | 0.39325 | 334964
2016-04-22 10:00 | 0 | 0.39244 | 357619
2016-04-22 11:00 | 0 | 0.3901 | 379900
2016-04-22 12:00 | 0.0071985 | 0.31451 | 394673
2016-04-22 13:00 | 0.3186 | 0.16989 | 406988
2016-04-22 14:00 | 0.60393 | 0.15033 | 418460
2016-04-22 15:00 | 0.7448 | 0.18001 | 427657
2016-04-22 16:00 | 0.7991 | 0.18271 | 433658
2016-04-22 17:00 | 0.80224 | 0.18586 | 439032
2016-04-22 18:00 | 0.78745 | 0.1943 | 442216
2016-04-22 19:00 | 0.77165 | 0.20443 | 444884
2016-04-22 20:00 | 0.76142 | 0.2144 | 446311
2016-04-22 21:00 | 0.73514 | 0.2274 | 444810
2016-04-22 22:00 | 0.67917 | 0.25186 | 438929
2016-04-22 23:00 | 0.58154 | 0.29567 | 432558
2016-04-23 | 0.39862 | 0.43193 | 430109
2016-04-23 01:00 | 0.10456 | 0.62344 | 425116
2016-04-23 02:00 | 0.00049221 | 0.71065 | 409918
2016-04-23 03:00 | 0 | 0.75652 | 389115
2016-04-23 04:00 | 0 | 0.77366 | 367121
2016-04-23 05:00 | 0 | 0.77071 | 349095
2016-04-23 06:00 | 0 | 0.75028 | 334518
2016-04-23 07:00 | 0 | 0.72311 | 324061
2016-04-23 08:00 | 0 | 0.70193 | 319655
2016-04-23 09:00 | 0 | 0.67834 | 319973
2016-04-23 10:00 | 0 | 0.65499 | 324738
2016-04-23 11:00 | 0 | 0.63 | 331488
2016-04-23 12:00 | 0.0096494 | 0.52392 | 347734
2016-04-23 13:00 | 0.25063 | 0.35653 | 364929
2016-04-23 14:00 | 0.57485 | 0.43199 | 378609
2016-04-23 15:00 | 0.74431 | 0.51652 | 387838
2016-04-23 16:00 | 0.81847 | 0.5447 | 393458
2016-04-23 17:00 | 0.8291 | 0.56337 | 396452
2016-04-23 18:00 | 0.81604 | 0.59774 | 399233
2016-04-23 19:00 | 0.79841 | 0.63455 | 402836
2016-04-23 20:00 | 0.7816 | 0.66349 | 407198
2016-04-23 21:00 | 0.75219 | 0.68818 | 410530
2016-04-23 22:00 | 0.71268 | 0.71465 | 410579
2016-04-23 23:00 | 0.62931 | 0.7512 | 406408
2016-04-24 | 0.47741 | 0.84247 | 406739
2016-04-24 01:00 | 0.17592 | 0.89203 | 404663
2016-04-24 02:00 | 0.00074589 | 0.90154 | 391475
2016-04-24 03:00 | 0 | 0.8913 | 373773
2016-04-24 04:00 | 0 | 0.87289 | 354686
2016-04-24 05:00 | 0 | 0.85775 | 337640
2016-04-24 06:00 | 0 | 0.83591 | 324491
2016-04-24 07:00 | 0 | 0.8105 | 315498
2016-04-24 08:00 | 0 | 0.79216 | 310594
2016-04-24 09:00 | 0 | 0.77295 | 310897
2016-04-24 10:00 | 0 | 0.75838 | 313017
2016-04-24 11:00 | 0 | 0.74665 | 318226
2016-04-24 12:00 | 0.011006 | 0.66703 | 329266
2016-04-24 13:00 | 0.29857 | 0.58144 | 344458
2016-04-24 14:00 | 0.56469 | 0.66529 | 356787
2016-04-24 15:00 | 0.72925 | 0.67819 | 366344
2016-04-24 16:00 | 0.79101 | 0.65341 | 375208
2016-04-24 17:00 | 0.79658 | 0.6479 | 382701
2016-04-24 18:00 | 0.78882 | 0.66194 | 389327
2016-04-24 19:00 | 0.779 | 0.68083 | 395220
2016-04-24 20:00 | 0.77093 | 0.69499 | 402723
2016-04-24 21:00 | 0.75158 | 0.70051 | 410249
2016-04-24 22:00 | 0.70258 | 0.69428 | 413936
2016-04-24 23:00 | 0.61077 | 0.69223 | 414161
2016-04-25 | 0.43396 | 0.73026 | 419221
2016-04-25 01:00 | 0.09724 | 0.75939 | 417903
2016-04-25 02:00 | 0.00069063 | 0.76252 | 402086
2016-04-25 03:00 | 0 | 0.74899 | 379851
2016-04-25 04:00 | 0 | 0.72886 | 358291
2016-04-25 05:00 | 0 | 0.6888 | 340422
2016-04-25 06:00 | 0 | 0.63805 | 327914
2016-04-25 07:00 | 0 | 0.59171 | 321046
2016-04-25 08:00 | 0 | 0.5499 | 320265
2016-04-25 09:00 | 0 | 0.52819 | 331202
2016-04-25 10:00 | 0 | 0.50264 | 355674
2016-04-25 11:00 | 0 | 0.46591 | 380416
2016-04-25 12:00 | 0.01764 | 0.36329 | 396610
2016-04-25 13:00 | 0.29631 | 0.28968 | 410489
2016-04-25 14:00 | 0.56616 | 0.28986 | 423717
2016-04-25 15:00 | 0.71311 | 0.28298 | 434555
2016-04-25 16:00 | 0.77914 | 0.27234 | 443887
2016-04-25 17:00 | 0.79163 | 0.26921 | 453038
2016-04-25 18:00 | 0.78351 | 0.27642 | 460667
2016-04-25 19:00 | 0.77144 | 0.29149 | 466214
2016-04-25 20:00 | 0.76158 | 0.30964 | 470456
2016-04-25 21:00 | 0.7392 | 0.32216 | 472741
2016-04-25 22:00 | 0.67785 | 0.32751 | 470154
2016-04-25 23:00 | 0.5779 | 0.33725 | 464938
2016-04-26 | 0.41378 | 0.41981 | 465175
2016-04-26 01:00 | 0.12493 | 0.53467 | 459454
2016-04-26 02:00 | 0.001268 | 0.587 | 437277
2016-04-26 03:00 | 0 | 0.59758 | 409994
2016-04-26 04:00 | 0 | 0.59324 | 384049
2016-04-26 05:00 | 0 | 0.57878 | 363833
2016-04-26 06:00 | 0 | 0.55949 | 347623
2016-04-26 07:00 | 0 | 0.53669 | 337973
2016-04-26 08:00 | 0 | 0.51709 | 335367
2016-04-26 09:00 | 0 | 0.48109 | 344432
2016-04-26 10:00 | 0 | 0.44056 | 367887
2016-04-26 11:00 | 0 | 0.41072 | 391180
2016-04-26 12:00 | 0.014274 | 0.34854 | 407178
2016-04-26 13:00 | 0.26721 | 0.3023 | 422235
2016-04-26 14:00 | 0.56552 | 0.33905 | 436334
2016-04-26 15:00 | 0.73781 | 0.35615 | 446619
2016-04-26 16:00 | 0.80133 | 0.35407 | 455231
2016-04-26 17:00 | 0.81021 | 0.35544 | 463553
2016-04-26 18:00 | 0.79895 | 0.36627 | 469707
2016-04-26 19:00 | 0.78243 | 0.38386 | 475374
2016-04-26 20:00 | 0.77053 | 0.39632 | 480460
2016-04-26 21:00 | 0.74548 | 0.39478 | 481605
2016-04-26 22:00 | 0.69276 | 0.37866 | 476490
2016-04-26 23:00 | 0.58956 | 0.38333 | 470285
2016-04-27 | 0.42845 | 0.42896 | 469467
2016-04-27 01:00 | 0.14181 | 0.49773 | 461997
2016-04-27 02:00 | 0.0012923 | 0.53705 | 439067
2016-04-27 03:00 | 0 | 0.54316 | 410842
2016-04-27 04:00 | 0 | 0.53931 | 385976
2016-04-27 05:00 | 0 | 0.53916 | 365813
2016-04-27 06:00 | 0 | 0.54211 | 350619
2016-04-27 07:00 | 0 | 0.53218 | 340552
2016-04-27 08:00 | 0 | 0.53853 | 338420
2016-04-27 09:00 | 0 | 0.56568 | 346567
2016-04-27 10:00 | 0 | 0.58888 | 366914
2016-04-27 11:00 | 0 | 0.59501 | 389260
2016-04-27 12:00 | 0.023292 | 0.5516 | 404052
2016-04-27 13:00 | 0.31643 | 0.52511 | 416117
2016-04-27 14:00 | 0.53942 | 0.58423 | 427951
2016-04-27 15:00 | 0.67323 | 0.61202 | 437301
2016-04-27 16:00 | 0.74035 | 0.6057 | 445005
2016-04-27 17:00 | 0.7567 | 0.59028 | 451967
2016-04-27 18:00 | 0.75508 | 0.58608 | 457457
2016-04-27 19:00 | 0.74545 | 0.58973 | 461254
2016-04-27 20:00 | 0.72937 | 0.59879 | 464324
2016-04-27 21:00 | 0.69474 | 0.59291 | 465915
2016-04-27 22:00 | 0.62665 | 0.56722 | 464293
2016-04-27 23:00 | 0.52085 | 0.52356 | 459867
2016-04-28 | 0.35193 | 0.49274 | 460658
2016-04-28 01:00 | 0.095624 | 0.49606 | 453142
2016-04-28 02:00 | 0.0013888 | 0.4928 | 432540
2016-04-28 03:00 | 0 | 0.50484 | 406442
2016-04-28 04:00 | 0 | 0.50678 | 382221
2016-04-28 05:00 | 0 | 0.49131 | 362038
2016-04-28 06:00 | 0 | 0.46354 | 346774
2016-04-28 07:00 | 0 | 0.43702 | 337582
2016-04-28 08:00 | 0 | 0.42022 | 336250
2016-04-28 09:00 | 0 | 0.39915 | 345488
2016-04-28 10:00 | 0 | 0.38452 | 368035
2016-04-28 11:00 | 0 | 0.37006 | 391846
2016-04-28 12:00 | 0.014173 | 0.28999 | 406902
2016-04-28 13:00 | 0.24201 | 0.26245 | 419282
2016-04-28 14:00 | 0.50442 | 0.28407 | 433056
2016-04-28 15:00 | 0.66935 | 0.28367 | 441684
2016-04-28 16:00 | 0.74484 | 0.26064 | 450834
2016-04-28 17:00 | 0.76018 | 0.24401 | 458772
2016-04-28 18:00 | 0.7536 | 0.23826 | 465420
2016-04-28 19:00 | 0.74027 | 0.24184 | 469346
2016-04-28 20:00 | 0.72525 | 0.24863 | 472165
2016-04-28 21:00 | 0.69368 | 0.25471 | 474195
2016-04-28 22:00 | 0.63591 | 0.26285 | 471519
2016-04-28 23:00 | 0.52276 | 0.27194 | 466295
2016-04-29 | 0.36108 | 0.30407 | 464614
2016-04-29 01:00 | 0.12195 | 0.3825 | 457563
2016-04-29 02:00 | 0.0024963 | 0.41474 | 437103
2016-04-29 03:00 | 0 | 0.40723 | 411991
2016-04-29 04:00 | 0 | 0.38754 | 387942
2016-04-29 05:00 | 0 | 0.36208 | 367523
2016-04-29 06:00 | 0 | 0.33781 | 352398
2016-04-29 07:00 | 0 | 0.31677 | 343479
2016-04-29 08:00 | 0 | 0.29484 | 341591
2016-04-29 09:00 | 0 | 0.27724 | 348117
2016-04-29 10:00 | 0 | 0.27213 | 371354
2016-04-29 11:00 | 0 | 0.27503 | 393813
2016-04-29 12:00 | 0.0095424 | 0.2564 | 409204
2016-04-29 13:00 | 0.25081 | 0.23226 | 422065
2016-04-29 14:00 | 0.53027 | 0.28007 | 435392
2016-04-29 15:00 | 0.66489 | 0.33253 | 444825
2016-04-29 16:00 | 0.73438 | 0.34818 | 451813
2016-04-29 17:00 | 0.73952 | 0.33855 | 458114
2016-04-29 18:00 | 0.72826 | 0.32818 | 462240
2016-04-29 19:00 | 0.71466 | 0.31992 | 463801
2016-04-29 20:00 | 0.70449 | 0.31824 | 463626
2016-04-29 21:00 | 0.6786 | 0.31786 | 460788
2016-04-29 22:00 | 0.62619 | 0.31804 | 453866
2016-04-29 23:00 | 0.52807 | 0.31691 | 445437
2016-04-30 | 0.36264 | 0.33404 | 444156
2016-04-30 01:00 | 0.12503 | 0.4057 | 438874
2016-04-30 02:00 | 0.0028166 | 0.46474 | 422664
2016-04-30 03:00 | 0 | 0.48639 | 402570
2016-04-30 04:00 | 0 | 0.47495 | 381191
2016-04-30 05:00 | 0 | 0.45655 | 362138
2016-04-30 06:00 | 0 | 0.45028 | 347527
2016-04-30 07:00 | 0 | 0.44067 | 338012
2016-04-30 08:00 | 0 | 0.43136 | 332576
2016-04-30 09:00 | 0 | 0.42286 | 332710
2016-04-30 10:00 | 0 | 0.40526 | 336162
2016-04-30 11:00 | 0 | 0.39198 | 344325
2016-04-30 12:00 | 0.017749 | 0.32949 | 359766
2016-04-30 13:00 | 0.30519 | 0.33459 | 376422
2016-04-30 14:00 | 0.58329 | 0.41847 | 389822
2016-04-30 15:00 | 0.71967 | 0.484 | 400099
2016-04-30 16:00 | 0.77078 | 0.50572 | 406119
2016-04-30 17:00 | 0.77142 | 0.51439 | 409523
2016-04-30 18:00 | 0.75743 | 0.51791 | 411456
2016-04-30 19:00 | 0.73805 | 0.5151 | 413469
2016-04-30 20:00 | 0.71673 | 0.50904 | 416757
2016-04-30 21:00 | 0.68161 | 0.50231 | 418294
2016-04-30 22:00 | 0.6144 | 0.49495 | 417016
2016-04-30 23:00 | 0.504 | 0.48131 | 415549
2016-05-01 | 0.34863 | 0.47596 | 416916
2016-05-01 01:00 | 0.13329 | 0.56946 | 412798
2016-05-01 02:00 | 0.0034002 | 0.62494 | 401503
2016-05-01 03:00 | 0 | 0.62328 | 385360
2016-05-01 04:00 | 0 | 0.60459 | 365765
2016-05-01 05:00 | 0 | 0.56965 | 348049
2016-05-01 06:00 | 0 | 0.53471 | 335251
2016-05-01 07:00 | 0 | 0.50086 | 326397
2016-05-01 08:00 | 0 | 0.47949 | 321535
2016-05-01 09:00 | 0 | 0.46079 | 319199
2016-05-01 10:00 | 0 | 0.44783 | 323091
2016-05-01 11:00 | 0 | 0.43596 | 328861
2016-05-01 12:00 | 0.027389 | 0.37057 | 343758
2016-05-01 13:00 | 0.28437 | 0.43123 | 362462
2016-05-01 14:00 | 0.59056 | 0.45675 | 378251
2016-05-01 15:00 | 0.728 | 0.43958 | 390123
2016-05-01 16:00 | 0.78373 | 0.39926 | 400493
2016-05-01 17:00 | 0.78887 | 0.35158 | 407354
2016-05-01 18:00 | 0.78077 | 0.30308 | 411927
2016-05-01 19:00 | 0.76428 | 0.25853 | 414209
2016-05-01 20:00 | 0.75306 | 0.22247 | 421199
2016-05-01 21:00 | 0.72721 | 0.19565 | 424474
2016-05-01 22:00 | 0.67782 | 0.1786 | 425817
2016-05-01 23:00 | 0.57596 | 0.1701 | 426115
2016-05-02 | 0.41381 | 0.1777 | 429974
2016-05-02 01:00 | 0.16965 | 0.19992 | 426880
2016-05-02 02:00 | 0.0039635 | 0.19118 | 411645
2016-05-02 03:00 | 0 | 0.17981 | 388976
2016-05-02 04:00 | 0 | 0.18302 | 368129
2016-05-02 05:00 | 0 | 0.20247 | 349560
2016-05-02 06:00 | 0 | 0.23645 | 337193
2016-05-02 07:00 | 0 | 0.27971 | 329807
2016-05-02 08:00 | 0 | 0.32162 | 329309
2016-05-02 09:00 | 0 | 0.34986 | 339137
2016-05-02 10:00 | 0 | 0.37184 | 364593
2016-05-02 11:00 | 0 | 0.39184 | 388475
2016-05-02 12:00 | 0.044108 | 0.31611 | 405413
2016-05-02 13:00 | 0.38439 | 0.17328 | 418102
2016-05-02 14:00 | 0.68006 | 0.13829 | 431131
2016-05-02 15:00 | 0.8194 | 0.13646 | 440805
2016-05-02 16:00 | 0.88086 | 0.12768 | 446145
2016-05-02 17:00 | 0.87857 | 0.12242 | 451006
2016-05-02 18:00 | 0.86324 | 0.12503 | 454621
2016-05-02 19:00 | 0.85167 | 0.13176 | 454755
2016-05-02 20:00 | 0.8497 | 0.13876 | 454805
2016-05-02 21:00 | 0.84213 | 0.14007 | 454255
2016-05-02 22:00 | 0.80918 | 0.13346 | 452259
2016-05-02 23:00 | 0.72124 | 0.12112 | 450556
2016-05-03 | 0.53373 | 0.11217 | 452680
2016-05-03 01:00 | 0.20109 | 0.12704 | 448063
2016-05-03 02:00 | 0.0039858 | 0.13612 | 427991
2016-05-03 03:00 | 0 | 0.15552 | 402380
2016-05-03 04:00 | 0 | 0.19078 | 378036
2016-05-03 05:00 | 0 | 0.23808 | 359393
2016-05-03 06:00 | 0 | 0.29027 | 344496
2016-05-03 07:00 | 0 | 0.32686 | 336170
2016-05-03 08:00 | 0 | 0.34616 | 334623
2016-05-03 09:00 | 0 | 0.35149 | 343487
2016-05-03 10:00 | 0 | 0.35791 | 366757
2016-05-03 11:00 | 0 | 0.36445 | 390360
2016-05-03 12:00 | 0.044713 | 0.26755 | 405042
2016-05-03 13:00 | 0.3847 | 0.11126 | 415297
2016-05-03 14:00 | 0.68107 | 0.13843 | 425481
2016-05-03 15:00 | 0.80451 | 0.19738 | 433100
2016-05-03 16:00 | 0.86528 | 0.22197 | 438801
2016-05-03 17:00 | 0.87471 | 0.25176 | 444221
2016-05-03 18:00 | 0.86794 | 0.28776 | 448945
2016-05-03 19:00 | 0.85927 | 0.32652 | 452197
2016-05-03 20:00 | 0.85482 | 0.36265 | 453611
2016-05-03 21:00 | 0.84222 | 0.38998 | 455985
2016-05-03 22:00 | 0.80709 | 0.40482 | 453653
2016-05-03 23:00 | 0.71005 | 0.40979 | 450134
2016-05-04 | 0.5191 | 0.43573 | 450877
2016-05-04 01:00 | 0.14984 | 0.48165 | 447810
2016-05-04 02:00 | 0.0026439 | 0.49483 | 428280
2016-05-04 03:00 | 0 | 0.50121 | 402015
2016-05-04 04:00 | 0 | 0.50604 | 377603
2016-05-04 05:00 | 0 | 0.51171 | 356872
2016-05-04 06:00 | 0 | 0.52131 | 342224
2016-05-04 07:00 | 0 | 0.5375 | 333126
2016-05-04 08:00 | 0 | 0.57087 | 330907
2016-05-04 09:00 | 0 | 0.59509 | 339623
2016-05-04 10:00 | 0 | 0.595 | 363251
2016-05-04 11:00 | 0 | 0.57412 | 384772
2016-05-04 12:00 | 0.043863 | 0.3908 | 397724
2016-05-04 13:00 | 0.39259 | 0.17941 | 408059
2016-05-04 14:00 | 0.61488 | 0.15934 | 417378
2016-05-04 15:00 | 0.73742 | 0.21188 | 424290
2016-05-04 16:00 | 0.80166 | 0.22738 | 428071
2016-05-04 17:00 | 0.82282 | 0.22708 | 431499
2016-05-04 18:00 | 0.82589 | 0.22816 | 434414
2016-05-04 19:00 | 0.8225 | 0.2294 | 436900
2016-05-04 20:00 | 0.82353 | 0.22855 | 440380
2016-05-04 21:00 | 0.81639 | 0.22433 | 444502
2016-05-04 22:00 | 0.7824 | 0.21373 | 445815
2016-05-04 23:00 | 0.69603 | 0.18798 | 445200
2016-05-05 | 0.52307 | 0.24278 | 446544
2016-05-05 01:00 | 0.16574 | 0.3265 | 441798
2016-05-05 02:00 | 0.002409 | 0.4011 | 423253
2016-05-05 03:00 | 0 | 0.44582 | 396594
2016-05-05 04:00 | 0 | 0.47722 | 373065
2016-05-05 05:00 | 0 | 0.4916 | 353190
2016-05-05 06:00 | 0 | 0.49897 | 338476
2016-05-05 07:00 | 0 | 0.49975 | 330208
2016-05-05 08:00 | 0 | 0.49393 | 328324
2016-05-05 09:00 | 0 | 0.47468 | 338000
2016-05-05 10:00 | 0 | 0.4478 | 360668
2016-05-05 11:00 | 0 | 0.42159 | 384312
2016-05-05 12:00 | 0.044214 | 0.30939 | 397866
2016-05-05 13:00 | 0.38627 | 0.12069 | 407841
2016-05-05 14:00 | 0.60624 | 0.065644 | 417112
2016-05-05 15:00 | 0.74633 | 0.10715 | 423684
2016-05-05 16:00 | 0.81041 | 0.12878 | 428046
2016-05-05 17:00 | 0.82581 | 0.13172 | 432047
2016-05-05 18:00 | 0.82111 | 0.13279 | 435161
2016-05-05 19:00 | 0.81163 | 0.13329 | 438825
2016-05-05 20:00 | 0.80398 | 0.13586 | 442719
2016-05-05 21:00 | 0.7857 | 0.1374 | 445012
2016-05-05 22:00 | 0.74201 | 0.1434 | 443527
2016-05-05 23:00 | 0.63222 | 0.18417 | 439817
2016-05-06 | 0.43846 | 0.35586 | 440439
2016-05-06 01:00 | 0.1329 | 0.5592 | 437238
2016-05-06 02:00 | 0.0036987 | 0.64956 | 419489
2016-05-06 03:00 | 0 | 0.71069 | 395943
2016-05-06 04:00 | 0 | 0.75019 | 373058
2016-05-06 05:00 | 0 | 0.76741 | 354787
2016-05-06 06:00 | 0 | 0.77054 | 340135
2016-05-06 07:00 | 0 | 0.76712 | 331931
2016-05-06 08:00 | 0 | 0.75349 | 330173
2016-05-06 09:00 | 0 | 0.71969 | 338097
2016-05-06 10:00 | 0 | 0.6869 | 360487
2016-05-06 11:00 | 0 | 0.65448 | 380677
2016-05-06 12:00 | 0.04817 | 0.44875 | 393325
2016-05-06 13:00 | 0.34381 | 0.26865 | 404237
2016-05-06 14:00 | 0.56506 | 0.33131 | 414417
2016-05-06 15:00 | 0.68397 | 0.46417 | 420427
2016-05-06 16:00 | 0.75015 | 0.5317 | 423953
2016-05-06 17:00 | 0.7588 | 0.5567 | 429165
2016-05-06 18:00 | 0.7519 | 0.57507 | 432520
2016-05-06 19:00 | 0.73874 | 0.59306 | 435460
2016-05-06 20:00 | 0.72624 | 0.61241 | 438257
2016-05-06 21:00 | 0.6971 | 0.63308 | 439977
2016-05-06 22:00 | 0.6357 | 0.64994 | 436609
2016-05-06 23:00 | 0.53373 | 0.68562 | 430635
2016-05-07 | 0.36432 | 0.76715 | 427574
2016-05-07 01:00 | 0.092544 | 0.8361 | 423353
2016-05-07 02:00 | 0.0030966 | 0.84977 | 408515
2016-05-07 03:00 | 0 | 0.83254 | 387298
2016-05-07 04:00 | 0 | 0.80723 | 365512
2016-05-07 05:00 | 0 | 0.77826 | 346615
2016-05-07 06:00 | 0 | 0.74763 | 332451
2016-05-07 07:00 | 0 | 0.72403 | 322728
2016-05-07 08:00 | 0 | 0.69916 | 318790
2016-05-07 09:00 | 0 | 0.66414 | 320006
2016-05-07 10:00 | 0 | 0.62064 | 324047
2016-05-07 11:00 | 0 | 0.56577 | 331978
2016-05-07 12:00 | 0.051006 | 0.38215 | 345804
2016-05-07 13:00 | 0.3395 | 0.32177 | 360939
2016-05-07 14:00 | 0.53499 | 0.43861 | 372679
2016-05-07 15:00 | 0.66585 | 0.49507 | 381821
2016-05-07 16:00 | 0.70828 | 0.48382 | 387645
2016-05-07 17:00 | 0.72009 | 0.48013 | 392381
2016-05-07 18:00 | 0.72013 | 0.48831 | 397613
2016-05-07 19:00 | 0.71347 | 0.50646 | 403027
2016-05-07 20:00 | 0.705 | 0.52594 | 408250
2016-05-07 21:00 | 0.6891 | 0.54568 | 412868
2016-05-07 22:00 | 0.64959 | 0.54695 | 411596
2016-05-07 23:00 | 0.55277 | 0.53131 | 408324
2016-05-08 | 0.38814 | 0.53912 | 407114
2016-05-08 01:00 | 0.11794 | 0.54953 | 405342
2016-05-08 02:00 | 0.0051644 | 0.54493 | 393060
2016-05-08 03:00 | 0 | 0.55235 | 374129
2016-05-08 04:00 | 0 | 0.54525 | 355169
2016-05-08 05:00 | 0 | 0.53515 | 338425
2016-05-08 06:00 | 0 | 0.51925 | 323847
2016-05-08 07:00 | 0 | 0.49991 | 314294
2016-05-08 08:00 | 0 | 0.47721 | 309467
2016-05-08 09:00 | 0 | 0.43907 | 309104
2016-05-08 10:00 | 0 | 0.40683 | 310431
2016-05-08 11:00 | 0 | 0.37247 | 316560
2016-05-08 12:00 | 0.046305 | 0.25297 | 330585
2016-05-08 13:00 | 0.33514 | 0.15675 | 347778
2016-05-08 14:00 | 0.53967 | 0.19934 | 361514
2016-05-08 15:00 | 0.67234 | 0.25104 | 371092
2016-05-08 16:00 | 0.7224 | 0.27849 | 378210
2016-05-08 17:00 | 0.73435 | 0.31449 | 385384
2016-05-08 18:00 | 0.73298 | 0.35011 | 390460
2016-05-08 19:00 | 0.72481 | 0.3897 | 394844
2016-05-08 20:00 | 0.71452 | 0.4326 | 399732
2016-05-08 21:00 | 0.68961 | 0.46732 | 403856
2016-05-08 22:00 | 0.63758 | 0.48812 | 405261
2016-05-08 23:00 | 0.54066 | 0.50626 | 404452
2016-05-09 | 0.38858 | 0.56789 | 408354
2016-05-09 01:00 | 0.1448 | 0.66322 | 410942
2016-05-09 02:00 | 0.0080845 | 0.7103 | 398272
2016-05-09 03:00 | 0 | 0.70879 | 376734
2016-05-09 04:00 | 0 | 0.70472 | 356149
2016-05-09 05:00 | 0 | 0.6921 | 339213
2016-05-09 06:00 | 0 | 0.66918 | 326866
2016-05-09 07:00 | 0 | 0.63892 | 319749
2016-05-09 08:00 | 0 | 0.62268 | 319811
2016-05-09 09:00 | 0 | 0.60932 | 330336
2016-05-09 10:00 | 0 | 0.59127 | 354415
2016-05-09 11:00 | 0 | 0.56454 | 378910
2016-05-09 12:00 | 0.054638 | 0.443 | 395303
2016-05-09 13:00 | 0.37928 | 0.37549 | 408599
2016-05-09 14:00 | 0.63365 | 0.47854 | 421708
2016-05-09 15:00 | 0.78059 | 0.53001 | 432747
2016-05-09 16:00 | 0.85304 | 0.55598 | 441139
2016-05-09 17:00 | 0.86932 | 0.57816 | 449406
2016-05-09 18:00 | 0.86558 | 0.57803 | 454614
2016-05-09 19:00 | 0.86032 | 0.56736 | 458060
2016-05-09 20:00 | 0.86142 | 0.5546 | 460481
2016-05-09 21:00 | 0.85877 | 0.53635 | 462328
2016-05-09 22:00 | 0.83491 | 0.50989 | 461423
2016-05-09 23:00 | 0.75601 | 0.50191 | 458974
2016-05-10 | 0.58634 | 0.52715 | 460125
2016-05-10 01:00 | 0.26423 | 0.56975 | 454568
2016-05-10 02:00 | 0.010226 | 0.58296 | 433819
2016-05-10 03:00 | 0 | 0.56371 | 406534
2016-05-10 04:00 | 0 | 0.53571 | 383084
2016-05-10 05:00 | 0 | 0.50657 | 362448
2016-05-10 06:00 | 0 | 0.48265 | 348334
2016-05-10 07:00 | 0 | 0.46965 | 339313
2016-05-10 08:00 | 0 | 0.47201 | 337125
2016-05-10 09:00 | 0 | 0.4595 | 344916
2016-05-10 10:00 | 0 | 0.44295 | 366983
2016-05-10 11:00 | 0 | 0.42611 | 389659
2016-05-10 12:00 | 0.047706 | 0.35214 | 404419
2016-05-10 13:00 | 0.42904 | 0.28997 | 419261
2016-05-10 14:00 | 0.67894 | 0.31289 | 434066
2016-05-10 15:00 | 0.81709 | 0.33628 | 446541
2016-05-10 16:00 | 0.86491 | 0.34846 | 456308
2016-05-10 17:00 | 0.87226 | 0.35957 | 465920
2016-05-10 18:00 | 0.862 | 0.37497 | 472503
2016-05-10 19:00 | 0.85026 | 0.39095 | 482473
2016-05-10 20:00 | 0.84529 | 0.40548 | 487083
2016-05-10 21:00 | 0.8366 | 0.4191 | 491162
2016-05-10 22:00 | 0.80445 | 0.42699 | 489289
2016-05-10 23:00 | 0.70907 | 0.43994 | 484040
2016-05-11 | 0.55386 | 0.50214 | 482045
2016-05-11 01:00 | 0.2547 | 0.5943 | 474763
2016-05-11 02:00 | 0.011398 | 0.65775 | 451796
2016-05-11 03:00 | 0 | 0.67354 | 422468
2016-05-11 04:00 | 0 | 0.66908 | 395481
2016-05-11 05:00 | 0 | 0.66781 | 374208
2016-05-11 06:00 | 0 | 0.65228 | 356964
2016-05-11 07:00 | 0 | 0.6288 | 346965
2016-05-11 08:00 | 0 | 0.6071 | 343361
2016-05-11 09:00 | 0 | 0.582 | 350486
2016-05-11 10:00 | 0 | 0.54966 | 371278
2016-05-11 11:00 | 0 | 0.5164 | 393207
2016-05-11 12:00 | 0.069394 | 0.42954 | 408675
2016-05-11 13:00 | 0.48588 | 0.42899 | 423244
2016-05-11 14:00 | 0.70629 | 0.47151 | 439106
2016-05-11 15:00 | 0.83419 | 0.47327 | 453877
2016-05-11 16:00 | 0.88345 | 0.45661 | 466276
2016-05-11 17:00 | 0.88725 | 0.4412 | 478553
2016-05-11 18:00 | 0.8763 | 0.43429 | 488461
2016-05-11 19:00 | 0.86422 | 0.43369 | 496684
2016-05-11 20:00 | 0.85932 | 0.43704 | 503446
2016-05-11 21:00 | 0.85121 | 0.44128 | 507256
2016-05-11 22:00 | 0.82166 | 0.44171 | 505658
2016-05-11 23:00 | 0.72722 | 0.43228 | 499182
2016-05-12 | 0.57456 | 0.43679 | 494879
2016-05-12 01:00 | 0.27163 | 0.53834 | 486960
2016-05-12 02:00 | 0.021054 | 0.60631 | 463156
2016-05-12 03:00 | 0 | 0.5818 | 431786
2016-05-12 04:00 | 0 | 0.55381 | 402945
2016-05-12 05:00 | 0 | 0.54045 | 378794
2016-05-12 06:00 | 0 | 0.51994 | 360427
2016-05-12 07:00 | 0 | 0.50075 | 348378
2016-05-12 08:00 | 0 | 0.49739 | 344455
2016-05-12 09:00 | 0 | 0.50989 | 351745
2016-05-12 10:00 | 0 | 0.51587 | 371489
2016-05-12 11:00 | 0 | 0.50124 | 394087
2016-05-12 12:00 | 0.067875 | 0.34839 | 411018
2016-05-12 13:00 | 0.4612 | 0.33277 | 425972
2016-05-12 14:00 | 0.6754 | 0.39533 | 441729
2016-05-12 15:00 | 0.81249 | 0.38969 | 456234
2016-05-12 16:00 | 0.85739 | 0.37598 | 467349
2016-05-12 17:00 | 0.87056 | 0.37829 | 478180
2016-05-12 18:00 | 0.86374 | 0.39174 | 486478
2016-05-12 19:00 | 0.85309 | 0.40304 | 492041
2016-05-12 20:00 | 0.84785 | 0.4074 | 496444
2016-05-12 21:00 | 0.83301 | 0.4002 | 498562
2016-05-12 22:00 | 0.80079 | 0.3839 | 495548
2016-05-12 23:00 | 0.70793 | 0.34669 | 488381
2016-05-13 | 0.56051 | 0.31708 | 485226
2016-05-13 01:00 | 0.26984 | 0.35688 | 476994
2016-05-13 02:00 | 0.022584 | 0.39318 | 454338
2016-05-13 03:00 | 0 | 0.41104 | 425241
2016-05-13 04:00 | 0 | 0.44561 | 397075
2016-05-13 05:00 | 0 | 0.46961 | 373740
2016-05-13 06:00 | 0 | 0.49269 | 355538
2016-05-13 07:00 | 0 | 0.51337 | 344884
2016-05-13 08:00 | 0 | 0.53024 | 340706
2016-05-13 09:00 | 0 | 0.53107 | 347137
2016-05-13 10:00 | 0 | 0.53209 | 365799
2016-05-13 11:00 | 0 | 0.5283 | 386840
2016-05-13 12:00 | 0.083158 | 0.41845 | 404240
2016-05-13 13:00 | 0.49106 | 0.41054 | 420934
2016-05-13 14:00 | 0.67711 | 0.53858 | 437331
2016-05-13 15:00 | 0.79652 | 0.61767 | 450750
2016-05-13 16:00 | 0.8407 | 0.62579 | 460881
2016-05-13 17:00 | 0.84589 | 0.62621 | 470063
2016-05-13 18:00 | 0.83472 | 0.63024 | 477395
2016-05-13 19:00 | 0.82363 | 0.63398 | 482250
2016-05-13 20:00 | 0.82171 | 0.6311 | 487130
2016-05-13 21:00 | 0.81189 | 0.62348 | 488871
2016-05-13 22:00 | 0.78303 | 0.62032 | 482639
2016-05-13 23:00 | 0.69893 | 0.62769 | 472125
2016-05-14 | 0.55322 | 0.66353 | 464396
2016-05-14 01:00 | 0.25976 | 0.70431 | 456650
2016-05-14 02:00 | 0.013686 | 0.72001 | 436573
2016-05-14 03:00 | 0 | 0.68804 | 410969
2016-05-14 04:00 | 0 | 0.642 | 386548
2016-05-14 05:00 | 0 | 0.59594 | 364735
2016-05-14 06:00 | 0 | 0.55442 | 347950
2016-05-14 07:00 | 0 | 0.5119 | 336595
2016-05-14 08:00 | 0 | 0.48488 | 329954
2016-05-14 09:00 | 0 | 0.46078 | 329381
2016-05-14 10:00 | 0 | 0.4471 | 331966
2016-05-14 11:00 | 0 | 0.41578 | 339821
2016-05-14 12:00 | 0.050996 | 0.37089 | 354790
2016-05-14 13:00 | 0.32267 | 0.43244 | 373261
2016-05-14 14:00 | 0.54315 | 0.45841 | 389689
2016-05-14 15:00 | 0.68054 | 0.42525 | 402974
2016-05-14 16:00 | 0.75608 | 0.39011 | 412566
2016-05-14 17:00 | 0.77452 | 0.36713 | 419073
2016-05-14 18:00 | 0.76786 | 0.352 | 423400
2016-05-14 19:00 | 0.75258 | 0.33719 | 426488
2016-05-14 20:00 | 0.73625 | 0.32233 | 428397
2016-05-14 21:00 | 0.7009 | 0.3077 | 429643
2016-05-14 22:00 | 0.64479 | 0.29006 | 426999
2016-05-14 23:00 | 0.53809 | 0.26326 | 421121
2016-05-15 | 0.38676 | 0.23336 | 418122
2016-05-15 01:00 | 0.18775 | 0.28091 | 415781
2016-05-15 02:00 | 0.015831 | 0.28584 | 402866
2016-05-15 03:00 | 0 | 0.26787 | 383232
2016-05-15 04:00 | 0 | 0.2502 | 362945
2016-05-15 05:00 | 0 | 0.24461 | 346723
2016-05-15 06:00 | 0 | 0.24197 | 333578
2016-05-15 07:00 | 0 | 0.24602 | 324196
2016-05-15 08:00 | 0 | 0.26263 | 319701
2016-05-15 09:00 | 0 | 0.27192 | 318872
2016-05-15 10:00 | 0 | 0.27632 | 318994
2016-05-15 11:00 | 0 | 0.27255 | 323783
2016-05-15 12:00 | 0.014976 | 0.17217 | 337445
2016-05-15 13:00 | 0.21377 | 0.12291 | 352435
2016-05-15 14:00 | 0.40936 | 0.16576 | 363915
2016-05-15 15:00 | 0.5322 | 0.19151 | 373504
2016-05-15 16:00 | 0.60983 | 0.20043 | 381919
2016-05-15 17:00 | 0.64688 | 0.21104 | 388083
2016-05-15 18:00 | 0.65724 | 0.22307 | 392908
2016-05-15 19:00 | 0.65046 | 0.23647 | 396532
2016-05-15 20:00 | 0.63554 | 0.25032 | 400970
2016-05-15 21:00 | 0.60481 | 0.25336 | 406594
2016-05-15 22:00 | 0.56195 | 0.24872 | 409840
2016-05-15 23:00 | 0.49789 | 0.24587 | 410874
2016-05-16 | 0.38964 | 0.26505 | 415868
2016-05-16 01:00 | 0.21786 | 0.31022 | 417754
2016-05-16 02:00 | 0.018832 | 0.34897 | 404136
2016-05-16 03:00 | 0 | 0.37553 | 383325
2016-05-16 04:00 | 0 | 0.38872 | 363727
2016-05-16 05:00 | 0 | 0.37958 | 346806
2016-05-16 06:00 | 0 | 0.3631 | 335215
2016-05-16 07:00 | 0 | 0.34727 | 329279
2016-05-16 08:00 | 0 | 0.32664 | 330265
2016-05-16 09:00 | 0 | 0.29933 | 340929
2016-05-16 10:00 | 0 | 0.27396 | 364383
2016-05-16 11:00 | 0 | 0.23671 | 388026
2016-05-16 12:00 | 0.043513 | 0.15614 | 402296
2016-05-16 13:00 | 0.37264 | 0.1279 | 413477
2016-05-16 14:00 | 0.6031 | 0.1557 | 424269
2016-05-16 15:00 | 0.7272 | 0.19283 | 431985
2016-05-16 16:00 | 0.77612 | 0.21005 | 437327
2016-05-16 17:00 | 0.77852 | 0.21363 | 442315
2016-05-16 18:00 | 0.76685 | 0.21459 | 446051
2016-05-16 19:00 | 0.7513 | 0.21392 | 447837
2016-05-16 20:00 | 0.73601 | 0.21149 | 450109
2016-05-16 21:00 | 0.70864 | 0.2069 | 451899
2016-05-16 22:00 | 0.65801 | 0.20463 | 451067
2016-05-16 23:00 | 0.566 | 0.21253 | 449437
2016-05-17 | 0.41488 | 0.26183 | 452267
2016-05-17 01:00 | 0.19091 | 0.37155 | 449303
2016-05-17 02:00 | 0.018621 | 0.44508 | 430077
2016-05-17 03:00 | 0 | 0.46314 | 403559
2016-05-17 04:00 | 0 | 0.45126 | 380929
2016-05-17 05:00 | 0 | 0.42836 | 362454
2016-05-17 06:00 | 0 | 0.41073 | 347520
2016-05-17 07:00 | 0 | 0.39186 | 339506
2016-05-17 08:00 | 0 | 0.37552 | 338388
2016-05-17 09:00 | 0 | 0.34208 | 347189
2016-05-17 10:00 | 0 | 0.3092 | 370062
2016-05-17 11:00 | 0 | 0.28431 | 393054
2016-05-17 12:00 | 0.036614 | 0.22463 | 408527
2016-05-17 13:00 | 0.3093 | 0.21153 | 420490
2016-05-17 14:00 | 0.55257 | 0.22934 | 432111
2016-05-17 15:00 | 0.67128 | 0.24211 | 439578
2016-05-17 16:00 | 0.71269 | 0.23622 | 447591
2016-05-17 17:00 | 0.72267 | 0.22505 | 452503
2016-05-17 18:00 | 0.71026 | 0.21449 | 455461
2016-05-17 19:00 | 0.68903 | 0.20727 | 458010
2016-05-17 20:00 | 0.6662 | 0.20433 | 458342
2016-05-17 21:00 | 0.62522 | 0.20465 | 459922
2016-05-17 22:00 | 0.56601 | 0.21057 | 459064
2016-05-17 23:00 | 0.48084 | 0.21856 | 455928
2016-05-18 | 0.36041 | 0.23001 | 456165
2016-05-18 01:00 | 0.19443 | 0.28932 | 453024
2016-05-18 02:00 | 0.037754 | 0.35672 | 434923
2016-05-18 03:00 | 0 | 0.40605 | 408791
2016-05-18 04:00 | 0 | 0.43567 | 385096
2016-05-18 05:00 | 0 | 0.43786 | 365147
2016-05-18 06:00 | 0 | 0.42421 | 349847
2016-05-18 07:00 | 0 | 0.40571 | 340892
2016-05-18 08:00 | 0 | 0.38845 | 339155
2016-05-18 09:00 | 0 | 0.35982 | 347311
2016-05-18 10:00 | 0 | 0.32916 | 369141
2016-05-18 11:00 | 0 | 0.29905 | 391333
2016-05-18 12:00 | 0.043256 | 0.1707 | 404643
2016-05-18 13:00 | 0.32908 | 0.11326 | 414696
2016-05-18 14:00 | 0.55779 | 0.14183 | 425309
2016-05-18 15:00 | 0.67739 | 0.14632 | 433956
2016-05-18 16:00 | 0.72567 | 0.13387 | 441180
2016-05-18 17:00 | 0.73463 | 0.1287 | 447088
2016-05-18 18:00 | 0.72099 | 0.12674 | 452422
2016-05-18 19:00 | 0.7033 | 0.12597 | 455695
2016-05-18 20:00 | 0.6873 | 0.12713 | 458559
2016-05-18 21:00 | 0.65825 | 0.13112 | 460812
2016-05-18 22:00 | 0.61046 | 0.13712 | 458743
2016-05-18 23:00 | 0.52541 | 0.15043 | 455111
2016-05-19 | 0.41013 | 0.19179 | 455162
2016-05-19 01:00 | 0.23695 | 0.35209 | 452069
2016-05-19 02:00 | 0.021841 | 0.46865 | 434434
2016-05-19 03:00 | 0 | 0.52096 | 408119
2016-05-19 04:00 | 0 | 0.54282 | 383142
2016-05-19 05:00 | 0 | 0.54061 | 362941
2016-05-19 06:00 | 0 | 0.52507 | 347770
2016-05-19 07:00 | 0 | 0.49847 | 337967
2016-05-19 08:00 | 0 | 0.46653 | 336146
2016-05-19 09:00 | 0 | 0.43175 | 345081
2016-05-19 10:00 | 0 | 0.40809 | 367118
2016-05-19 11:00 | 0 | 0.36435 | 389239
2016-05-19 12:00 | 0.061455 | 0.20468 | 403543
2016-05-19 13:00 | 0.40671 | 0.17805 | 415692
2016-05-19 14:00 | 0.61774 | 0.25192 | 427306
2016-05-19 15:00 | 0.73766 | 0.29842 | 436602
2016-05-19 16:00 | 0.79059 | 0.31598 | 443665
2016-05-19 17:00 | 0.80139 | 0.32446 | 449379
2016-05-19 18:00 | 0.79477 | 0.32642 | 453245
2016-05-19 19:00 | 0.78901 | 0.31867 | 455347
2016-05-19 20:00 | 0.78544 | 0.30863 | 456705
2016-05-19 21:00 | 0.77444 | 0.30026 | 457769
2016-05-19 22:00 | 0.74362 | 0.29869 | 454744
2016-05-19 23:00 | 0.66629 | 0.31137 | 450085
2016-05-20 | 0.52372 | 0.3594 | 449796
2016-05-20 01:00 | 0.24614 | 0.50547 | 447542
2016-05-20 02:00 | 0.011815 | 0.61162 | 430084
2016-05-20 03:00 | 0 | 0.62169 | 403363
2016-05-20 04:00 | 0 | 0.61152 | 378108
2016-05-20 05:00 | 0 | 0.58386 | 359636
2016-05-20 06:00 | 0 | 0.54281 | 344888
2016-05-20 07:00 | 0 | 0.49583 | 335003
2016-05-20 08:00 | 0 | 0.45278 | 332872
2016-05-20 09:00 | 0 | 0.4172 | 341353
2016-05-20 10:00 | 0 | 0.38146 | 361869
2016-05-20 11:00 | 0 | 0.33583 | 383643
2016-05-20 12:00 | 0.086822 | 0.22302 | 399492
2016-05-20 13:00 | 0.41818 | 0.2129 | 413654
2016-05-20 14:00 | 0.6338 | 0.25 | 426738
2016-05-20 15:00 | 0.76151 | 0.28959 | 435829
2016-05-20 16:00 | 0.82493 | 0.31101 | 441805
2016-05-20 17:00 | 0.83761 | 0.32364 | 446073
2016-05-20 18:00 | 0.83523 | 0.3257 | 449358
2016-05-20 19:00 | 0.82658 | 0.32168 | 451726
2016-05-20 20:00 | 0.82114 | 0.31897 | 454033
2016-05-20 21:00 | 0.80486 | 0.31676 | 454399
2016-05-20 22:00 | 0.76492 | 0.32315 | 449646
2016-05-20 23:00 | 0.66438 | 0.34747 | 441625
2016-05-21 | 0.53583 | 0.4061 | 438654
2016-05-21 01:00 | 0.23513 | 0.55421 | 433474
2016-05-21 02:00 | 0.024648 | 0.63754 | 415012
2016-05-21 03:00 | 0 | 0.65343 | 396530
2016-05-21 04:00 | 0 | 0.64685 | 374530
2016-05-21 05:00 | 0 | 0.62112 | 355822
2016-05-21 06:00 | 0 | 0.58532 | 340289
2016-05-21 07:00 | 0 | 0.55338 | 330939
2016-05-21 08:00 | 0 | 0.52108 | 326053
2016-05-21 09:00 | 0 | 0.48758 | 325912
2016-05-21 10:00 | 0 | 0.46698 | 330394
2016-05-21 11:00 | 0 | 0.44767 | 338051
2016-05-21 12:00 | 0.083589 | 0.34681 | 355555
2016-05-21 13:00 | 0.42984 | 0.37771 | 375291
2016-05-21 14:00 | 0.66901 | 0.45477 | 393987
2016-05-21 15:00 | 0.79388 | 0.48671 | 408509
2016-05-21 16:00 | 0.84797 | 0.50022 | 418122
2016-05-21 17:00 | 0.85339 | 0.51767 | 424519
2016-05-21 18:00 | 0.84675 | 0.53994 | 429572
2016-05-21 19:00 | 0.83684 | 0.56398 | 433418
2016-05-21 20:00 | 0.8313 | 0.58552 | 436977
2016-05-21 21:00 | 0.81788 | 0.60298 | 439549
2016-05-21 22:00 | 0.7775 | 0.62144 | 436862
2016-05-21 23:00 | 0.68351 | 0.64576 | 431572
2016-05-22 | 0.50961 | 0.67891 | 426922
2016-05-22 01:00 | 0.23449 | 0.75866 | 422713
2016-05-22 02:00 | 0.017635 | 0.77888 | 410686
2016-05-22 03:00 | 0 | 0.76926 | 391852
2016-05-22 04:00 | 0 | 0.75868 | 371675
2016-05-22 05:00 | 0 | 0.73719 | 352334
2016-05-22 06:00 | 0 | 0.72192 | 337141
2016-05-22 07:00 | 0 | 0.71567 | 326650
2016-05-22 08:00 | 0 | 0.71049 | 321017
2016-05-22 09:00 | 0 | 0.68866 | 319360
2016-05-22 10:00 | 0 | 0.66301 | 319221
2016-05-22 11:00 | 0 | 0.61415 | 324076
2016-05-22 12:00 | 0.081906 | 0.45706 | 340092
2016-05-22 13:00 | 0.44858 | 0.42586 | 358790
2016-05-22 14:00 | 0.67486 | 0.50501 | 375530
2016-05-22 15:00 | 0.80633 | 0.53014 | 389040
2016-05-22 16:00 | 0.856 | 0.52469 | 401106
2016-05-22 17:00 | 0.86509 | 0.53218 | 410650
2016-05-22 18:00 | 0.85632 | 0.55327 | 419010
2016-05-22 19:00 | 0.84848 | 0.58182 | 426197
2016-05-22 20:00 | 0.84822 | 0.60784 | 434349
2016-05-22 21:00 | 0.83714 | 0.62819 | 440959
2016-05-22 22:00 | 0.80607 | 0.64718 | 443899
2016-05-22 23:00 | 0.71861 | 0.66542 | 442256
2016-05-23 | 0.57 | 0.71168 | 440455
2016-05-23 01:00 | 0.27534 | 0.78636 | 437320
2016-05-23 02:00 | 0.026223 | 0.81607 | 421608
2016-05-23 03:00 | 0 | 0.81344 | 397199
2016-05-23 04:00 | 0 | 0.80577 | 372838
2016-05-23 05:00 | 0 | 0.79768 | 352582
2016-05-23 06:00 | 0 | 0.78654 | 337779
2016-05-23 07:00 | 0 | 0.75933 | 329066
2016-05-23 08:00 | 0 | 0.72663 | 326685
2016-05-23 09:00 | 0 | 0.68742 | 336393
2016-05-23 10:00 | 0 | 0.65255 | 358134
2016-05-23 11:00 | 0 | 0.6006 | 381460
2016-05-23 12:00 | 0.092986 | 0.41085 | 399759
2016-05-23 13:00 | 0.46252 | 0.31422 | 416209
2016-05-23 14:00 | 0.68274 | 0.35816 | 432114
2016-05-23 15:00 | 0.80035 | 0.36119 | 446006
2016-05-23 16:00 | 0.84854 | 0.35655 | 457678
2016-05-23 17:00 | 0.86561 | 0.35165 | 469006
2016-05-23 18:00 | 0.86041 | 0.35181 | 478348
2016-05-23 19:00 | 0.85177 | 0.35985 | 486089
2016-05-23 20:00 | 0.84635 | 0.37243 | 490872
2016-05-23 21:00 | 0.83416 | 0.3779 | 493110
2016-05-23 22:00 | 0.79812 | 0.37525 | 490741
2016-05-23 23:00 | 0.70889 | 0.36889 | 484074
2016-05-24 | 0.54544 | 0.38989 | 477807
2016-05-24 01:00 | 0.23942 | 0.47217 | 471053
2016-05-24 02:00 | 0.016679 | 0.51356 | 448908
2016-05-24 03:00 | 0 | 0.50944 | 420111
2016-05-24 04:00 | 0 | 0.49727 | 392234
2016-05-24 05:00 | 0 | 0.49026 | 370342
2016-05-24 06:00 | 0 | 0.49104 | 354097
2016-05-24 07:00 | 0 | 0.47945 | 344011
2016-05-24 08:00 | 0 | 0.46636 | 341307
2016-05-24 09:00 | 0 | 0.43389 | 348338
2016-05-24 10:00 | 0 | 0.39899 | 366672
2016-05-24 11:00 | 0 | 0.35084 | 389826
2016-05-24 12:00 | 0.10236 | 0.2019 | 408663
2016-05-24 13:00 | 0.44092 | 0.13618 | 426934
2016-05-24 14:00 | 0.63748 | 0.14701 | 445433
2016-05-24 15:00 | 0.76678 | 0.15259 | 462381
2016-05-24 16:00 | 0.81711 | 0.16146 | 476400
2016-05-24 17:00 | 0.82547 | 0.18189 | 489270
2016-05-24 18:00 | 0.81687 | 0.20975 | 500907
2016-05-24 19:00 | 0.80473 | 0.23939 | 509782
2016-05-24 20:00 | 0.79565 | 0.26625 | 516707
2016-05-24 21:00 | 0.77621 | 0.28638 | 520133
2016-05-24 22:00 | 0.73136 | 0.30691 | 518155
2016-05-24 23:00 | 0.63317 | 0.32889 | 509918
2016-05-25 | 0.48962 | 0.38948 | 501806
2016-05-25 01:00 | 0.22571 | 0.50063 | 493666
2016-05-25 02:00 | 0.015504 | 0.57726 | 469882
2016-05-25 03:00 | 0 | 0.605 | 439830
2016-05-25 04:00 | 0 | 0.61158 | 412104
2016-05-25 05:00 | 0 | 0.61331 | 388110
2016-05-25 06:00 | 0 | 0.61228 | 369349
2016-05-25 07:00 | 0 | 0.59868 | 357330
2016-05-25 08:00 | 0 | 0.57266 | 353196
2016-05-25 09:00 | 0 | 0.52423 | 360438
2016-05-25 10:00 | 0 | 0.50152 | 377881
2016-05-25 11:00 | 7.37e-07 | 0.4705 | 400106
2016-05-25 12:00 | 0.10862 | 0.34779 | 420344
2016-05-25 13:00 | 0.45435 | 0.24805 | 440803
2016-05-25 14:00 | 0.64761 | 0.26962 | 461933
2016-05-25 15:00 | 0.77893 | 0.2969 | 481414
2016-05-25 16:00 | 0.8168 | 0.30972 | 497705
2016-05-25 17:00 | 0.82341 | 0.31252 | 513227
2016-05-25 18:00 | 0.81631 | 0.31325 | 526761
2016-05-25 19:00 | 0.80637 | 0.31762 | 537291
2016-05-25 20:00 | 0.7978 | 0.32336 | 544450
2016-05-25 21:00 | 0.78196 | 0.32217 | 547431
2016-05-25 22:00 | 0.73925 | 0.30716 | 542287
2016-05-25 23:00 | 0.64889 | 0.29381 | 531381
2016-05-26 | 0.50988 | 0.31604 | 521817
2016-05-26 01:00 | 0.23654 | 0.38678 | 512256
2016-05-26 02:00 | 0.019863 | 0.44162 | 488412
2016-05-26 03:00 | 0 | 0.4729 | 455944
2016-05-26 04:00 | 0 | 0.48563 | 425635
2016-05-26 05:00 | 0 | 0.48738 | 400557
2016-05-26 06:00 | 0 | 0.48906 | 380967
2016-05-26 07:00 | 0 | 0.48407 | 367149
2016-05-26 08:00 | 0 | 0.47463 | 361979
2016-05-26 09:00 | 0 | 0.46112 | 367885
2016-05-26 10:00 | 0 | 0.4547 | 387246
2016-05-26 11:00 | 2.01e-06 | 0.41266 | 410827
2016-05-26 12:00 | 0.12671 | 0.25615 | 432688
2016-05-26 13:00 | 0.48296 | 0.19962 | 453714
2016-05-26 14:00 | 0.67948 | 0.2414 | 476278
2016-05-26 15:00 | 0.79882 | 0.26719 | 497102
2016-05-26 16:00 | 0.83705 | 0.28329 | 514615
2016-05-26 17:00 | 0.83488 | 0.30489 | 530002
2016-05-26 18:00 | 0.8201 | 0.33688 | 540760
2016-05-26 19:00 | 0.8019 | 0.37467 | 550035
2016-05-26 20:00 | 0.78721 | 0.40391 | 554684
2016-05-26 21:00 | 0.76588 | 0.41054 | 553672
2016-05-26 22:00 | 0.72145 | 0.40843 | 546361
2016-05-26 23:00 | 0.63807 | 0.41786 | 533794
2016-05-27 | 0.50929 | 0.44619 | 523360
2016-05-27 01:00 | 0.26338 | 0.48975 | 514618
2016-05-27 02:00 | 0.03045 | 0.53372 | 489810
2016-05-27 03:00 | 0 | 0.54002 | 459477
2016-05-27 04:00 | 0 | 0.47951 | 428775
2016-05-27 05:00 | 0 | 0.42656 | 402449
2016-05-27 06:00 | 0 | 0.39216 | 381992
2016-05-27 07:00 | 0 | 0.35837 | 368753
2016-05-27 08:00 | 0 | 0.33343 | 363980
2016-05-27 09:00 | 0 | 0.31531 | 368934
2016-05-27 10:00 | 0 | 0.30055 | 384185
2016-05-27 11:00 | 2.79e-06 | 0.28318 | 405105
2016-05-27 12:00 | 0.11218 | 0.18903 | 429110
2016-05-27 13:00 | 0.46854 | 0.15126 | 452260
2016-05-27 14:00 | 0.68702 | 0.17369 | 475781
2016-05-27 15:00 | 0.79284 | 0.19269 | 496673
2016-05-27 16:00 | 0.82854 | 0.19678 | 513944
2016-05-27 17:00 | 0.83215 | 0.20042 | 527326
2016-05-27 18:00 | 0.82402 | 0.19689 | 537440
2016-05-27 19:00 | 0.81389 | 0.18161 | 543658
2016-05-27 20:00 | 0.80547 | 0.16612 | 546585
2016-05-27 21:00 | 0.78766 | 0.15394 | 544994
2016-05-27 22:00 | 0.75212 | 0.14516 | 535312
2016-05-27 23:00 | 0.67337 | 0.14424 | 520452
2016-05-28 | 0.54357 | 0.16117 | 507956
2016-05-28 01:00 | 0.28267 | 0.22755 | 498303
2016-05-28 02:00 | 0.042965 | 0.30488 | 477056
2016-05-28 03:00 | 0 | 0.33354 | 447806
2016-05-28 04:00 | 0 | 0.32921 | 418066
2016-05-28 05:00 | 0 | 0.32187 | 394181
2016-05-28 06:00 | 0 | 0.31473 | 375435
2016-05-28 07:00 | 0 | 0.30029 | 360860
2016-05-28 08:00 | 0 | 0.28636 | 352135
2016-05-28 09:00 | 0 | 0.27405 | 348132
2016-05-28 10:00 | 0 | 0.27263 | 349321
2016-05-28 11:00 | 4.42e-06 | 0.26279 | 357711
2016-05-28 12:00 | 0.14609 | 0.15471 | 377804
2016-05-28 13:00 | 0.53994 | 0.11444 | 404774
2016-05-28 14:00 | 0.71055 | 0.13518 | 431917
2016-05-28 15:00 | 0.8149 | 0.14472 | 456896
2016-05-28 16:00 | 0.85937 | 0.15061 | 477425
2016-05-28 17:00 | 0.86027 | 0.15743 | 492482
2016-05-28 18:00 | 0.8501 | 0.16789 | 504366
2016-05-28 19:00 | 0.8352 | 0.17979 | 514319
2016-05-28 20:00 | 0.82292 | 0.19003 | 522878
2016-05-28 21:00 | 0.80116 | 0.19483 | 526804
2016-05-28 22:00 | 0.75611 | 0.19185 | 524119
2016-05-28 23:00 | 0.66673 | 0.18375 | 513281
2016-05-29 | 0.51716 | 0.18774 | 501272
2016-05-29 01:00 | 0.25147 | 0.25184 | 491484
2016-05-29 02:00 | 0.026963 | 0.31356 | 472491
2016-05-29 03:00 | 0 | 0.34067 | 444592
2016-05-29 04:00 | 0 | 0.3648 | 418205
2016-05-29 05:00 | 0 | 0.39308 | 394074
2016-05-29 06:00 | 0 | 0.40376 | 373955
2016-05-29 07:00 | 0 | 0.41534 | 359007
2016-05-29 08:00 | 0 | 0.43254 | 349369
2016-05-29 09:00 | 0 | 0.43142 | 344568
2016-05-29 10:00 | 0 | 0.42394 | 342370
2016-05-29 11:00 | 7.61e-07 | 0.36163 | 347608
2016-05-29 12:00 | 0.11175 | 0.20046 | 364457
2016-05-29 13:00 | 0.42767 | 0.1438 | 390643
2016-05-29 14:00 | 0.62417 | 0.18465 | 417784
2016-05-29 15:00 | 0.72977 | 0.20846 | 442750
2016-05-29 16:00 | 0.77993 | 0.20444 | 464005
2016-05-29 17:00 | 0.79032 | 0.19818 | 480240
2016-05-29 18:00 | 0.78754 | 0.20274 | 492006
2016-05-29 19:00 | 0.77717 | 0.21491 | 500465
2016-05-29 20:00 | 0.76983 | 0.22593 | 506111
2016-05-29 21:00 | 0.75031 | 0.22596 | 508248
2016-05-29 22:00 | 0.71367 | 0.21392 | 504790
2016-05-29 23:00 | 0.6259 | 0.20597 | 494498
2016-05-30 | 0.49145 | 0.23669 | 483132
2016-05-30 01:00 | 0.26525 | 0.35234 | 472908
2016-05-30 02:00 | 0.035805 | 0.43953 | 456189
2016-05-30 03:00 | 0 | 0.45361 | 431028
2016-05-30 04:00 | 0 | 0.446 | 404498
2016-05-30 05:00 | 0 | 0.43279 | 380422
2016-05-30 06:00 | 0 | 0.41569 | 362999
2016-05-30 07:00 | 0 | 0.38928 | 349662
2016-05-30 08:00 | 0 | 0.35471 | 342344
2016-05-30 09:00 | 0 | 0.30925 | 340098
2016-05-30 10:00 | 0 | 0.27168 | 340563
2016-05-30 11:00 | 3.22e-07 | 0.23875 | 346582
2016-05-30 12:00 | 0.09808 | 0.13958 | 362900
2016-05-30 13:00 | 0.44311 | 0.12039 | 390192
2016-05-30 14:00 | 0.66598 | 0.15949 | 420252
2016-05-30 15:00 | 0.77994 | 0.16709 | 448922
2016-05-30 16:00 | 0.82954 | 0.1728 | 472712
2016-05-30 17:00 | 0.84063 | 0.18979 | 490171
2016-05-30 18:00 | 0.83586 | 0.21666 | 503610
2016-05-30 19:00 | 0.82842 | 0.24993 | 513592
2016-05-30 20:00 | 0.82647 | 0.28801 | 521499
2016-05-30 21:00 | 0.81773 | 0.32532 | 526698
2016-05-30 22:00 | 0.78696 | 0.35824 | 526040
2016-05-30 23:00 | 0.70199 | 0.39855 | 519884
2016-05-31 | 0.55368 | 0.49626 | 510821
2016-05-31 01:00 | 0.30087 | 0.6643 | 501289
2016-05-31 02:00 | 0.042811 | 0.75113 | 478475
2016-05-31 03:00 | 0 | 0.7208 | 446575
2016-05-31 04:00 | 0 | 0.64417 | 417426
2016-05-31 05:00 | 0 | 0.58532 | 392066
2016-05-31 06:00 | 0 | 0.53603 | 372274
2016-05-31 07:00 | 0 | 0.49539 | 359147
2016-05-31 08:00 | 0 | 0.45969 | 355102
2016-05-31 09:00 | 0 | 0.42906 | 362437
2016-05-31 10:00 | 0 | 0.40241 | 380869
2016-05-31 11:00 | 4.13e-07 | 0.36744 | 404434
2016-05-31 12:00 | 0.11954 | 0.28438 | 430258
2016-05-31 13:00 | 0.50381 | 0.34283 | 457434
2016-05-31 14:00 | 0.69321 | 0.37319 | 485399
2016-05-31 15:00 | 0.78357 | 0.36874 | 511566
2016-05-31 16:00 | 0.82333 | 0.35283 | 533684
2016-05-31 17:00 | 0.82337 | 0.34465 | 552896
2016-05-31 18:00 | 0.80871 | 0.34202 | 566702
2016-05-31 19:00 | 0.78707 | 0.34077 | 575476
2016-05-31 20:00 | 0.76967 | 0.33851 | 578930
2016-05-31 21:00 | 0.74837 | 0.33407 | 578388
2016-05-31 22:00 | 0.71517 | 0.33072 | 571152
2016-05-31 23:00 | 0.64265 | 0.33106 | 558447
2016-06-01 | 0.51419 | 0.34412 | 545151
2016-06-01 01:00 | 0.30891 | 0.38816 | 533134
2016-06-01 02:00 | 0.057516 | 0.43458 | 505636
2016-06-01 03:00 | 1.91e-08 | 0.43709 | 469955
2016-06-01 04:00 | 0 | 0.42316 | 436947
2016-06-01 05:00 | 0 | 0.4087 | 409528
2016-06-01 06:00 | 0 | 0.40039 | 388462
2016-06-01 07:00 | 0 | 0.40449 | 373860
2016-06-01 08:00 | 0 | 0.41249 | 367627
2016-06-01 09:00 | 0 | 0.42511 | 372843
2016-06-01 10:00 | 0 | 0.43535 | 388457
2016-06-01 11:00 | 7.59e-06 | 0.39317 | 411140
2016-06-01 12:00 | 0.074201 | 0.25997 | 435165
2016-06-01 13:00 | 0.41453 | 0.29419 | 458866
2016-06-01 14:00 | 0.60638 | 0.33529 | 485380
2016-06-01 15:00 | 0.71441 | 0.32728 | 510547
2016-06-01 16:00 | 0.75556 | 0.31979 | 531408
2016-06-01 17:00 | 0.7617 | 0.31554 | 550110
2016-06-01 18:00 | 0.74909 | 0.30863 | 564854
2016-06-01 19:00 | 0.73391 | 0.29604 | 574628
2016-06-01 20:00 | 0.71686 | 0.27979 | 580324
2016-06-01 21:00 | 0.6936 | 0.26005 | 579092
2016-06-01 22:00 | 0.66201 | 0.23284 | 570068
2016-06-01 23:00 | 0.59673 | 0.19673 | 556557
2016-06-02 | 0.47466 | 0.16863 | 544273
2016-06-02 01:00 | 0.30003 | 0.18209 | 532348
2016-06-02 02:00 | 0.057849 | 0.21307 | 507490
2016-06-02 03:00 | 2e-07 | 0.2412 | 472589
2016-06-02 04:00 | 0 | 0.26897 | 439690
2016-06-02 05:00 | 0 | 0.29437 | 412308
2016-06-02 06:00 | 0 | 0.31342 | 390358
2016-06-02 07:00 | 0 | 0.32801 | 375879
2016-06-02 08:00 | 0 | 0.34255 | 370219
2016-06-02 09:00 | 0 | 0.34703 | 375798
2016-06-02 10:00 | 0 | 0.35021 | 393345
2016-06-02 11:00 | 5.3e-06 | 0.31332 | 414211
2016-06-02 12:00 | 0.10477 | 0.16557 | 435951
2016-06-02 13:00 | 0.46895 | 0.10429 | 457230
2016-06-02 14:00 | 0.67136 | 0.12116 | 479125
2016-06-02 15:00 | 0.78624 | 0.14578 | 500458
2016-06-02 16:00 | 0.83038 | 0.16033 | 519600
2016-06-02 17:00 | 0.83619 | 0.17474 | 537657
2016-06-02 18:00 | 0.83006 | 0.18892 | 551753
2016-06-02 19:00 | 0.81939 | 0.19899 | 561585
2016-06-02 20:00 | 0.81198 | 0.20594 | 567278
2016-06-02 21:00 | 0.79392 | 0.21516 | 568552
2016-06-02 22:00 | 0.7638 | 0.22706 | 562007
2016-06-02 23:00 | 0.69543 | 0.24487 | 550541
2016-06-03 | 0.55894 | 0.30145 | 540859
2016-06-03 01:00 | 0.34026 | 0.4573 | 528804
2016-06-03 02:00 | 0.046418 | 0.5566 | 504648
2016-06-03 03:00 | 3.37e-07 | 0.58278 | 471826
2016-06-03 04:00 | 0 | 0.5798 | 440612
2016-06-03 05:00 | 0 | 0.56433 | 412775
2016-06-03 06:00 | 0 | 0.54738 | 391019
2016-06-03 07:00 | 0 | 0.53664 | 376807
2016-06-03 08:00 | 0 | 0.5273 | 370748
2016-06-03 09:00 | 0 | 0.52193 | 376029
2016-06-03 10:00 | 0 | 0.51258 | 390568
2016-06-03 11:00 | 8.38e-06 | 0.46433 | 410728
2016-06-03 12:00 | 0.12234 | 0.28898 | 433401
2016-06-03 13:00 | 0.49458 | 0.25553 | 456710
2016-06-03 14:00 | 0.7017 | 0.34365 | 482352
2016-06-03 15:00 | 0.79597 | 0.38076 | 506438
2016-06-03 16:00 | 0.83754 | 0.37861 | 526219
2016-06-03 17:00 | 0.84857 | 0.36968 | 544271
2016-06-03 18:00 | 0.84346 | 0.36141 | 559157
2016-06-03 19:00 | 0.83538 | 0.35597 | 568887
2016-06-03 20:00 | 0.83221 | 0.35296 | 574581
2016-06-03 21:00 | 0.82329 | 0.3541 | 574869
2016-06-03 22:00 | 0.79445 | 0.35681 | 567521
2016-06-03 23:00 | 0.72217 | 0.34788 | 553923
2016-06-04 | 0.5906 | 0.35202 | 541270
2016-06-04 01:00 | 0.35349 | 0.4329 | 530077
2016-06-04 02:00 | 0.04755 | 0.53084 | 507757
2016-06-04 03:00 | 4.31e-07 | 0.54703 | 476751
2016-06-04 04:00 | 0 | 0.51072 | 445566
2016-06-04 05:00 | 0 | 0.45923 | 417881
2016-06-04 06:00 | 0 | 0.41708 | 395618
2016-06-04 07:00 | 0 | 0.39272 | 378450
2016-06-04 08:00 | 0 | 0.39198 | 367703
2016-06-04 09:00 | 0 | 0.40717 | 364114
2016-06-04 10:00 | 0 | 0.43044 | 364270
2016-06-04 11:00 | 9.92e-06 | 0.39997 | 372504
2016-06-04 12:00 | 0.15011 | 0.23693 | 391583
2016-06-04 13:00 | 0.5314 | 0.23452 | 416910
2016-06-04 14:00 | 0.68035 | 0.36388 | 444249
2016-06-04 15:00 | 0.78321 | 0.43363 | 469972
2016-06-04 16:00 | 0.81915 | 0.47453 | 491295
2016-06-04 17:00 | 0.82724 | 0.50135 | 507879
2016-06-04 18:00 | 0.82258 | 0.52351 | 520690
2016-06-04 19:00 | 0.81438 | 0.54379 | 530123
2016-06-04 20:00 | 0.80999 | 0.56098 | 536156
2016-06-04 21:00 | 0.79802 | 0.57492 | 539077
2016-06-04 22:00 | 0.76981 | 0.57239 | 535584
2016-06-04 23:00 | 0.69583 | 0.53889 | 526357
2016-06-05 | 0.56748 | 0.48925 | 517223
2016-06-05 01:00 | 0.3084 | 0.55322 | 507566
2016-06-05 02:00 | 0.031121 | 0.57285 | 488695
2016-06-05 03:00 | 0 | 0.52782 | 461209
2016-06-05 04:00 | 0 | 0.4779 | 431573
2016-06-05 05:00 | 0 | 0.43968 | 406781
2016-06-05 06:00 | 0 | 0.41995 | 386419
2016-06-05 07:00 | 0 | 0.40743 | 370429
2016-06-05 08:00 | 0 | 0.4004 | 360252
2016-06-05 09:00 | 0 | 0.39213 | 355281
2016-06-05 10:00 | 0 | 0.39484 | 352955
2016-06-05 11:00 | 1.34e-05 | 0.35168 | 357290
2016-06-05 12:00 | 0.14986 | 0.19319 | 374022
2016-06-05 13:00 | 0.53103 | 0.11867 | 397413
2016-06-05 14:00 | 0.70881 | 0.18483 | 422285
2016-06-05 15:00 | 0.79729 | 0.26326 | 445523
2016-06-05 16:00 | 0.84048 | 0.30512 | 466044
2016-06-05 17:00 | 0.84662 | 0.3361 | 483304
2016-06-05 18:00 | 0.84006 | 0.3592 | 497201
2016-06-05 19:00 | 0.83079 | 0.37258 | 508990
2016-06-05 20:00 | 0.82758 | 0.38104 | 519010
2016-06-05 21:00 | 0.81836 | 0.38738 | 525768
2016-06-05 22:00 | 0.79115 | 0.38828 | 526990
2016-06-05 23:00 | 0.70785 | 0.38631 | 521930
2016-06-06 | 0.57799 | 0.39814 | 513888
2016-06-06 01:00 | 0.31762 | 0.48725 | 504098
2016-06-06 02:00 | 0.043799 | 0.58846 | 485611
2016-06-06 03:00 | 8.35e-07 | 0.60534 | 456516
2016-06-06 04:00 | 0 | 0.57023 | 426240
2016-06-06 05:00 | 0 | 0.52917 | 403188
2016-06-06 06:00 | 0 | 0.50243 | 384384
2016-06-06 07:00 | 0 | 0.4966 | 370595
2016-06-06 08:00 | 0 | 0.49349 | 366015
2016-06-06 09:00 | 0 | 0.48861 | 371425
2016-06-06 10:00 | 0 | 0.48715 | 387935
2016-06-06 11:00 | 1.22e-05 | 0.42548 | 411661
2016-06-06 12:00 | 0.1305 | 0.25569 | 435162
2016-06-06 13:00 | 0.47762 | 0.22149 | 461328
2016-06-06 14:00 | 0.6826 | 0.27385 | 485280
2016-06-06 15:00 | 0.77921 | 0.30285 | 509087
2016-06-06 16:00 | 0.82034 | 0.30425 | 527204
2016-06-06 17:00 | 0.82732 | 0.30768 | 545385
2016-06-06 18:00 | 0.81727 | 0.30856 | 560299
2016-06-06 19:00 | 0.79848 | 0.3116 | 570244
2016-06-06 20:00 | 0.7796 | 0.31599 | 578371
2016-06-06 21:00 | 0.75136 | 0.31896 | 581232
2016-06-06 22:00 | 0.71603 | 0.32234 | 579340
2016-06-06 23:00 | 0.64068 | 0.32668 | 568858
2016-06-07 | 0.52204 | 0.35354 | 558041
2016-06-07 01:00 | 0.30548 | 0.48713 | 544630
2016-06-07 02:00 | 0.039285 | 0.63609 | 517539
2016-06-07 03:00 | 6.58e-07 | 0.62914 | 483215
2016-06-07 04:00 | 0 | 0.56097 | 448043
2016-06-07 05:00 | 0 | 0.49273 | 419365
2016-06-07 06:00 | 0 | 0.43344 | 397308
2016-06-07 07:00 | 0 | 0.38778 | 381818
2016-06-07 08:00 | 0 | 0.35407 | 375224
2016-06-07 09:00 | 0 | 0.33221 | 379918
2016-06-07 10:00 | 0 | 0.31655 | 394415
2016-06-07 11:00 | 5.73e-06 | 0.25255 | 414034
2016-06-07 12:00 | 0.11247 | 0.12153 | 436079
2016-06-07 13:00 | 0.4616 | 0.12064 | 460021
2016-06-07 14:00 | 0.65955 | 0.15079 | 485342
2016-06-07 15:00 | 0.76164 | 0.1394 | 508842
2016-06-07 16:00 | 0.80642 | 0.12017 | 528600
2016-06-07 17:00 | 0.81705 | 0.1083 | 546244
2016-06-07 18:00 | 0.80772 | 0.10338 | 559521
2016-06-07 19:00 | 0.79148 | 0.10384 | 569433
2016-06-07 20:00 | 0.77536 | 0.10981 | 575757
2016-06-07 21:00 | 0.75432 | 0.11786 | 579190
2016-06-07 22:00 | 0.72036 | 0.13348 | 575363
2016-06-07 23:00 | 0.63645 | 0.15925 | 564201
2016-06-08 | 0.50509 | 0.20742 | 548515
2016-06-08 01:00 | 0.28016 | 0.34787 | 533334
2016-06-08 02:00 | 0.03863 | 0.51707 | 506870
2016-06-08 03:00 | 1.93e-06 | 0.558 | 470978
2016-06-08 04:00 | 0 | 0.54047 | 437565
2016-06-08 05:00 | 0 | 0.50119 | 408850
2016-06-08 06:00 | 0 | 0.46938 | 386228
2016-06-08 07:00 | 0 | 0.44948 | 371486
2016-06-08 08:00 | 0 | 0.44456 | 364715
2016-06-08 09:00 | 0 | 0.44071 | 370472
2016-06-08 10:00 | 0 | 0.43629 | 382405
2016-06-08 11:00 | 4.31e-06 | 0.38475 | 400432
2016-06-08 12:00 | 0.11727 | 0.20314 | 420465
2016-06-08 13:00 | 0.44153 | 0.17551 | 442199
2016-06-08 14:00 | 0.63022 | 0.22489 | 465246
2016-06-08 15:00 | 0.71917 | 0.23147 | 486017
2016-06-08 16:00 | 0.76693 | 0.22054 | 502863
2016-06-08 17:00 | 0.77969 | 0.2198 | 519109
2016-06-08 18:00 | 0.77735 | 0.22851 | 532051
2016-06-08 19:00 | 0.76621 | 0.2403 | 543040
2016-06-08 20:00 | 0.75604 | 0.25393 | 551323
2016-06-08 21:00 | 0.73633 | 0.26528 | 555836
2016-06-08 22:00 | 0.69985 | 0.27602 | 553751
2016-06-08 23:00 | 0.61946 | 0.30876 | 543784
2016-06-09 | 0.48716 | 0.39716 | 530422
2016-06-09 01:00 | 0.26552 | 0.55529 | 517442
2016-06-09 02:00 | 0.034859 | 0.66508 | 494403
2016-06-09 03:00 | 1.49e-06 | 0.70627 | 461505
2016-06-09 04:00 | 0 | 0.70124 | 429485
2016-06-09 05:00 | 0 | 0.66947 | 402849
2016-06-09 06:00 | 0 | 0.63228 | 382478
2016-06-09 07:00 | 0 | 0.60365 | 368821
2016-06-09 08:00 | 0 | 0.57698 | 362709
2016-06-09 09:00 | 0 | 0.53165 | 366616
2016-06-09 10:00 | 0 | 0.48826 | 380315
2016-06-09 11:00 | 7.27e-06 | 0.4029 | 398304
2016-06-09 12:00 | 0.11535 | 0.23263 | 419320
2016-06-09 13:00 | 0.43497 | 0.23629 | 441583
2016-06-09 14:00 | 0.64097 | 0.32703 | 464597
2016-06-09 15:00 | 0.7517 | 0.33226 | 485879
2016-06-09 16:00 | 0.80899 | 0.32023 | 505989
2016-06-09 17:00 | 0.82262 | 0.31611 | 524767
2016-06-09 18:00 | 0.82029 | 0.31783 | 539999
2016-06-09 19:00 | 0.81231 | 0.32287 | 552774
2016-06-09 20:00 | 0.80617 | 0.32847 | 560594
2016-06-09 21:00 | 0.7912 | 0.33666 | 566846
2016-06-09 22:00 | 0.75729 | 0.35068 | 564371
2016-06-09 23:00 | 0.67834 | 0.38014 | 554318
2016-06-10 | 0.53952 | 0.4577 | 540316
2016-06-10 01:00 | 0.31319 | 0.61268 | 530398
2016-06-10 02:00 | 0.052476 | 0.72229 | 505423
2016-06-10 03:00 | 2.05e-06 | 0.71947 | 473098
2016-06-10 04:00 | 0 | 0.69097 | 438393
2016-06-10 05:00 | 0 | 0.65463 | 411512
2016-06-10 06:00 | 0 | 0.6153 | 391226
2016-06-10 07:00 | 0 | 0.5657 | 376885
2016-06-10 08:00 | 0 | 0.5154 | 369546
2016-06-10 09:00 | 0 | 0.46668 | 372398
2016-06-10 10:00 | 0 | 0.42754 | 383857
2016-06-10 11:00 | 9.14e-06 | 0.33945 | 402748
2016-06-10 12:00 | 0.12657 | 0.18186 | 426829
2016-06-10 13:00 | 0.42817 | 0.19712 | 454646
2016-06-10 14:00 | 0.58886 | 0.24662 | 482301
2016-06-10 15:00 | 0.68137 | 0.25357 | 508873
2016-06-10 16:00 | 0.72998 | 0.26226 | 531905
2016-06-10 17:00 | 0.74446 | 0.28399 | 551022
2016-06-10 18:00 | 0.74244 | 0.31146 | 567314
2016-06-10 19:00 | 0.73347 | 0.33132 | 579868
2016-06-10 20:00 | 0.71689 | 0.33505 | 589997
2016-06-10 21:00 | 0.68376 | 0.33241 | 593420
2016-06-10 22:00 | 0.6295 | 0.32853 | 587600
2016-06-10 23:00 | 0.53742 | 0.34125 | 573688
2016-06-11 | 0.40509 | 0.41187 | 556480
2016-06-11 01:00 | 0.21393 | 0.58689 | 540736
2016-06-11 02:00 | 0.032552 | 0.70348 | 517639
2016-06-11 03:00 | 2.62e-06 | 0.69478 | 486640
2016-06-11 04:00 | 0 | 0.66402 | 455231
2016-06-11 05:00 | 0 | 0.63536 | 426453
2016-06-11 06:00 | 0 | 0.60039 | 405689
2016-06-11 07:00 | 0 | 0.56313 | 388245
2016-06-11 08:00 | 0 | 0.53447 | 375972
2016-06-11 09:00 | 0 | 0.49515 | 372056
2016-06-11 10:00 | 0 | 0.45654 | 372473
2016-06-11 11:00 | 8.03e-06 | 0.37924 | 382390
2016-06-11 12:00 | 0.092122 | 0.25114 | 405494
2016-06-11 13:00 | 0.3086 | 0.24893 | 438077
2016-06-11 14:00 | 0.48649 | 0.30419 | 473340
2016-06-11 15:00 | 0.5999 | 0.32961 | 506666
2016-06-11 16:00 | 0.66231 | 0.33391 | 534752
2016-06-11 17:00 | 0.683 | 0.34272 | 555285
2016-06-11 18:00 | 0.67726 | 0.35925 | 571006
2016-06-11 19:00 | 0.66388 | 0.37801 | 582511
2016-06-11 20:00 | 0.64097 | 0.40251 | 590597
2016-06-11 21:00 | 0.60496 | 0.43479 | 595049
2016-06-11 22:00 | 0.54997 | 0.47559 | 591829
2016-06-11 23:00 | 0.47173 | 0.52699 | 580903
2016-06-12 | 0.35875 | 0.60492 | 566512
2016-06-12 01:00 | 0.20329 | 0.7093 | 552841
2016-06-12 02:00 | 0.024773 | 0.75993 | 531300
2016-06-12 03:00 | 1.6e-06 | 0.74616 | 501243
2016-06-12 04:00 | 0 | 0.70781 | 470687
2016-06-12 05:00 | 0 | 0.67295 | 442054
2016-06-12 06:00 | 0 | 0.64964 | 418211
2016-06-12 07:00 | 0 | 0.61829 | 400428
2016-06-12 08:00 | 0 | 0.59265 | 387567
2016-06-12 09:00 | 0 | 0.53706 | 380020
2016-06-12 10:00 | 0 | 0.46561 | 376210
2016-06-12 11:00 | 3.77e-06 | 0.39354 | 384024
2016-06-12 12:00 | 0.10397 | 0.30643 | 407958
2016-06-12 13:00 | 0.41377 | 0.32105 | 437678
2016-06-12 14:00 | 0.61229 | 0.33931 | 468012
2016-06-12 15:00 | 0.7192 | 0.32998 | 494687
2016-06-12 16:00 | 0.77461 | 0.32303 | 517422
2016-06-12 17:00 | 0.78608 | 0.31934 | 534487
2016-06-12 18:00 | 0.78057 | 0.32071 | 545621
2016-06-12 19:00 | 0.77104 | 0.32004 | 552724
2016-06-12 20:00 | 0.76189 | 0.31468 | 556947
2016-06-12 21:00 | 0.74442 | 0.30521 | 558748
2016-06-12 22:00 | 0.70904 | 0.29166 | 554207
2016-06-12 23:00 | 0.63446 | 0.27884 | 543277
2016-06-13 | 0.52686 | 0.29455 | 530139
2016-06-13 01:00 | 0.30355 | 0.40086 | 519068
2016-06-13 02:00 | 0.035865 | 0.4744 | 498816
2016-06-13 03:00 | 2.74e-06 | 0.45119 | 469138
2016-06-13 04:00 | 0 | 0.40546 | 439711
2016-06-13 05:00 | 0 | 0.36584 | 415207
2016-06-13 06:00 | 0 | 0.32732 | 394517
2016-06-13 07:00 | 0 | 0.29394 | 380639
2016-06-13 08:00 | 0 | 0.27134 | 374559
2016-06-13 09:00 | 0 | 0.2423 | 379564
2016-06-13 10:00 | 0 | 0.22054 | 394195
2016-06-13 11:00 | 4e-06 | 0.18451 | 416210
2016-06-13 12:00 | 0.14144 | 0.11091 | 440541
2016-06-13 13:00 | 0.46694 | 0.094479 | 467299
2016-06-13 14:00 | 0.6673 | 0.10295 | 495712
2016-06-13 15:00 | 0.76388 | 0.09984 | 522570
2016-06-13 16:00 | 0.803 | 0.093823 | 545584
2016-06-13 17:00 | 0.80562 | 0.089879 | 565469
2016-06-13 18:00 | 0.79493 | 0.090341 | 580343
2016-06-13 19:00 | 0.78386 | 0.094501 | 589658
2016-06-13 20:00 | 0.77718 | 0.098483 | 595279
2016-06-13 21:00 | 0.76668 | 0.10711 | 596967
2016-06-13 22:00 | 0.73376 | 0.12524 | 591091
2016-06-13 23:00 | 0.65056 | 0.15896 | 579889
2016-06-14 | 0.53824 | 0.21258 | 565632
2016-06-14 01:00 | 0.2948 | 0.341 | 551948
2016-06-14 02:00 | 0.04099 | 0.46675 | 527027
2016-06-14 03:00 | 0 | 0.47225 | 491855
2016-06-14 04:00 | 0 | 0.44611 | 458318
2016-06-14 05:00 | 0 | 0.41848 | 429694
2016-06-14 06:00 | 0 | 0.39414 | 408610
2016-06-14 07:00 | 0 | 0.37013 | 393006
2016-06-14 08:00 | 0 | 0.34431 | 386262
2016-06-14 09:00 | 0 | 0.31773 | 390262
2016-06-14 10:00 | 0 | 0.3071 | 405010
2016-06-14 11:00 | 1.32e-05 | 0.28893 | 425599
2016-06-14 12:00 | 0.16651 | 0.20155 | 449688
2016-06-14 13:00 | 0.55105 | 0.21367 | 476353
2016-06-14 14:00 | 0.70221 | 0.25338 | 503944
2016-06-14 15:00 | 0.80436 | 0.26357 | 530927
2016-06-14 16:00 | 0.8593 | 0.2772 | 553952
2016-06-14 17:00 | 0.86532 | 0.29852 | 573249
2016-06-14 18:00 | 0.85367 | 0.3212 | 587081
2016-06-14 19:00 | 0.84006 | 0.34304 | 595687
2016-06-14 20:00 | 0.83191 | 0.3573 | 601822
2016-06-14 21:00 | 0.81708 | 0.35726 | 603737
2016-06-14 22:00 | 0.78601 | 0.3491 | 597600
2016-06-14 23:00 | 0.70256 | 0.33149 | 585548
2016-06-15 | 0.554 | 0.33634 | 570965
2016-06-15 01:00 | 0.30135 | 0.40804 | 557325
2016-06-15 02:00 | 0.037084 | 0.46001 | 532471
2016-06-15 03:00 | 2.61e-06 | 0.47924 | 498690
2016-06-15 04:00 | 0 | 0.48186 | 466211
2016-06-15 05:00 | 0 | 0.48775 | 438142
2016-06-15 06:00 | 0 | 0.50478 | 417100
2016-06-15 07:00 | 0 | 0.51539 | 402112
2016-06-15 08:00 | 0 | 0.51429 | 394759
2016-06-15 09:00 | 0 | 0.50176 | 398514
2016-06-15 10:00 | 0 | 0.4782 | 413684
2016-06-15 11:00 | 1.75e-05 | 0.40943 | 433725
2016-06-15 12:00 | 0.15071 | 0.22061 | 458210
2016-06-15 13:00 | 0.52471 | 0.15861 | 486171
2016-06-15 14:00 | 0.6847 | 0.1642 | 515729
2016-06-15 15:00 | 0.7965 | 0.18625 | 544200
2016-06-15 16:00 | 0.8423 | 0.19834 | 569028
2016-06-15 17:00 | 0.85369 | 0.21806 | 590949
2016-06-15 18:00 | 0.84986 | 0.24605 | 608682
2016-06-15 19:00 | 0.84329 | 0.27776 | 621100
2016-06-15 20:00 | 0.84225 | 0.30696 | 629859
2016-06-15 21:00 | 0.83687 | 0.32989 | 632024
2016-06-15 22:00 | 0.80844 | 0.3476 | 626813
2016-06-15 23:00 | 0.74235 | 0.37164 | 613147
2016-06-16 | 0.59446 | 0.44433 | 596583
2016-06-16 01:00 | 0.34037 | 0.61156 | 579747
2016-06-16 02:00 | 0.047601 | 0.7209 | 552876
2016-06-16 03:00 | 2.07e-06 | 0.75404 | 516809
2016-06-16 04:00 | 0 | 0.73338 | 482294
2016-06-16 05:00 | 0 | 0.69511 | 452694
2016-06-16 06:00 | 0 | 0.65012 | 429579
2016-06-16 07:00 | 0 | 0.60901 | 412910
2016-06-16 08:00 | 0 | 0.58165 | 404973
2016-06-16 09:00 | 0 | 0.55667 | 408505
2016-06-16 10:00 | 0 | 0.5282 | 422239
2016-06-16 11:00 | 1.67e-05 | 0.45926 | 442317
2016-06-16 12:00 | 0.16139 | 0.33655 | 467491
2016-06-16 13:00 | 0.55893 | 0.34697 | 494771
2016-06-16 14:00 | 0.70996 | 0.37596 | 523244
2016-06-16 15:00 | 0.81812 | 0.38081 | 550557
2016-06-16 16:00 | 0.85707 | 0.36736 | 573493
2016-06-16 17:00 | 0.87499 | 0.3656 | 593314
2016-06-16 18:00 | 0.86837 | 0.38406 | 608327
2016-06-16 19:00 | 0.86004 | 0.4121 | 617141
2016-06-16 20:00 | 0.85833 | 0.44206 | 622344
2016-06-16 21:00 | 0.8518 | 0.46807 | 623112
2016-06-16 22:00 | 0.82356 | 0.48019 | 617203
2016-06-16 23:00 | 0.7577 | 0.47581 | 605611
2016-06-17 | 0.60271 | 0.51317 | 591553
2016-06-17 01:00 | 0.35658 | 0.6363 | 575723
2016-06-17 02:00 | 0.049939 | 0.72472 | 549591
2016-06-17 03:00 | 1.78e-06 | 0.73126 | 515717
2016-06-17 04:00 | 0 | 0.70743 | 483717
2016-06-17 05:00 | 0 | 0.68153 | 454279
2016-06-17 06:00 | 0 | 0.64985 | 428248
2016-06-17 07:00 | 0 | 0.62478 | 411752
2016-06-17 08:00 | 0 | 0.59611 | 403500
2016-06-17 09:00 | 0 | 0.56534 | 405513
2016-06-17 10:00 | 0 | 0.535 | 416644
2016-06-17 11:00 | 1.66e-05 | 0.4624 | 434301
2016-06-17 12:00 | 0.15707 | 0.30858 | 459290
2016-06-17 13:00 | 0.55306 | 0.29951 | 488911
2016-06-17 14:00 | 0.70763 | 0.28985 | 518595
2016-06-17 15:00 | 0.81093 | 0.25138 | 545741
2016-06-17 16:00 | 0.85203 | 0.21914 | 567490
2016-06-17 17:00 | 0.86526 | 0.20013 | 584549
2016-06-17 18:00 | 0.86101 | 0.18937 | 597291
2016-06-17 19:00 | 0.8533 | 0.18475 | 606608
2016-06-17 20:00 | 0.85114 | 0.18274 | 612181
2016-06-17 21:00 | 0.84395 | 0.18265 | 612561
2016-06-17 22:00 | 0.814 | 0.18868 | 604742
2016-06-17 23:00 | 0.74226 | 0.20837 | 590018
2016-06-18 | 0.58769 | 0.27552 | 571383
2016-06-18 01:00 | 0.32722 | 0.42267 | 554508
2016-06-18 02:00 | 0.048206 | 0.55167 | 530096
2016-06-18 03:00 | 8.24e-07 | 0.58047 | 497484
2016-06-18 04:00 | 0 | 0.54755 | 465759
2016-06-18 05:00 | 0 | 0.50665 | 436125
2016-06-18 06:00 | 0 | 0.46711 | 410907
2016-06-18 07:00 | 0 | 0.42833 | 393168
2016-06-18 08:00 | 0 | 0.39851 | 381758
2016-06-18 09:00 | 0 | 0.34793 | 376227
2016-06-18 10:00 | 0 | 0.30212 | 375830
2016-06-18 11:00 | 8.76e-06 | 0.24589 | 384738
2016-06-18 12:00 | 0.16263 | 0.14261 | 405325
2016-06-18 13:00 | 0.53801 | 0.10942 | 432021
2016-06-18 14:00 | 0.68773 | 0.11973 | 460821
2016-06-18 15:00 | 0.78578 | 0.11117 | 489654
2016-06-18 16:00 | 0.82382 | 0.097808 | 514631
2016-06-18 17:00 | 0.82882 | 0.092262 | 534606
2016-06-18 18:00 | 0.82061 | 0.092331 | 551191
2016-06-18 19:00 | 0.80996 | 0.099156 | 564545
2016-06-18 20:00 | 0.80153 | 0.11372 | 574478
2016-06-18 21:00 | 0.78424 | 0.13741 | 579685
2016-06-18 22:00 | 0.75119 | 0.17188 | 575841
2016-06-18 23:00 | 0.67038 | 0.22191 | 562708
2016-06-19 | 0.51684 | 0.29895 | 545617
2016-06-19 01:00 | 0.28293 | 0.46338 | 531539
2016-06-19 02:00 | 0.047518 | 0.61502 | 511308
2016-06-19 03:00 | 4.12e-06 | 0.65664 | 481727
2016-06-19 04:00 | 0 | 0.65631 | 450963
2016-06-19 05:00 | 0 | 0.63725 | 423780
2016-06-19 06:00 | 0 | 0.6111 | 400632
2016-06-19 07:00 | 0 | 0.58515 | 383744
2016-06-19 08:00 | 0 | 0.56323 | 372003
2016-06-19 09:00 | 0 | 0.54485 | 364628
2016-06-19 10:00 | 0 | 0.52409 | 361484
2016-06-19 11:00 | 1.49e-05 | 0.45628 | 367308
2016-06-19 12:00 | 0.13804 | 0.3188 | 387174
2016-06-19 13:00 | 0.46228 | 0.36011 | 415881
2016-06-19 14:00 | 0.63772 | 0.41874 | 447988
2016-06-19 15:00 | 0.74573 | 0.43877 | 479035
2016-06-19 16:00 | 0.79638 | 0.4547 | 506647
2016-06-19 17:00 | 0.80831 | 0.46895 | 530674
2016-06-19 18:00 | 0.80607 | 0.47772 | 550246
2016-06-19 19:00 | 0.8003 | 0.48098 | 567009
2016-06-19 20:00 | 0.79586 | 0.482 | 580864
2016-06-19 21:00 | 0.78208 | 0.48549 | 590387
2016-06-19 22:00 | 0.75162 | 0.49367 | 591563
2016-06-19 23:00 | 0.68352 | 0.51054 | 584623
2016-06-20 | 0.54053 | 0.55826 | 571899
2016-06-20 01:00 | 0.33336 | 0.67232 | 560612
2016-06-20 02:00 | 0.045559 | 0.77277 | 538629
2016-06-20 03:00 | 1.45e-06 | 0.77673 | 506404
2016-06-20 04:00 | 0 | 0.74855 | 472788
2016-06-20 05:00 | 0 | 0.7177 | 444380
2016-06-20 06:00 | 0 | 0.68687 | 420074
2016-06-20 07:00 | 0 | 0.65765 | 403268
2016-06-20 08:00 | 0 | 0.62122 | 394676
2016-06-20 09:00 | 0 | 0.57143 | 397331
2016-06-20 10:00 | 0 | 0.51769 | 410679
2016-06-20 11:00 | 1.66e-05 | 0.39334 | 433379
2016-06-20 12:00 | 0.16261 | 0.22459 | 461784
2016-06-20 13:00 | 0.51456 | 0.28205 | 494530
2016-06-20 14:00 | 0.69468 | 0.29187 | 529278
2016-06-20 15:00 | 0.78144 | 0.2573 | 563124
2016-06-20 16:00 | 0.82391 | 0.22493 | 592728
2016-06-20 17:00 | 0.82969 | 0.20826 | 618309
2016-06-20 18:00 | 0.82305 | 0.20207 | 637952
2016-06-20 19:00 | 0.81542 | 0.19855 | 653245
2016-06-20 20:00 | 0.8137 | 0.19481 | 664302
2016-06-20 21:00 | 0.80703 | 0.1942 | 668915
2016-06-20 22:00 | 0.78356 | 0.1931 | 664906
2016-06-20 23:00 | 0.71005 | 0.19169 | 651397
2016-06-21 | 0.57976 | 0.20697 | 631507
2016-06-21 01:00 | 0.32615 | 0.3286 | 612804
2016-06-21 02:00 | 0.048632 | 0.49889 | 581995
2016-06-21 03:00 | 1.26e-06 | 0.55426 | 539949
2016-06-21 04:00 | 0 | 0.54404 | 501362
2016-06-21 05:00 | 0 | 0.52013 | 469238
2016-06-21 06:00 | 0 | 0.4948 | 441958
2016-06-21 07:00 | 0 | 0.47726 | 422625
2016-06-21 08:00 | 0 | 0.4652 | 412705
2016-06-21 09:00 | 0 | 0.43709 | 414254
2016-06-21 10:00 | 0 | 0.40477 | 427487
2016-06-21 11:00 | 1.41e-05 | 0.34471 | 447267
2016-06-21 12:00 | 0.14051 | 0.1878 | 470193
2016-06-21 13:00 | 0.44528 | 0.15691 | 498042
2016-06-21 14:00 | 0.64717 | 0.21341 | 529549
2016-06-21 15:00 | 0.7343 | 0.23773 | 560715
2016-06-21 16:00 | 0.78676 | 0.24515 | 586867
2016-06-21 17:00 | 0.80003 | 0.25826 | 609939
2016-06-21 18:00 | 0.80045 | 0.28049 | 627655
2016-06-21 19:00 | 0.79378 | 0.31004 | 640291
2016-06-21 20:00 | 0.78771 | 0.34247 | 649707
2016-06-21 21:00 | 0.77568 | 0.37151 | 653434
2016-06-21 22:00 | 0.74371 | 0.39778 | 648117
2016-06-21 23:00 | 0.66455 | 0.43303 | 634951
2016-06-22 | 0.52356 | 0.51851 | 617957
2016-06-22 01:00 | 0.27825 | 0.70788 | 599868
2016-06-22 02:00 | 0.048132 | 0.82969 | 571899
2016-06-22 03:00 | 3.82e-06 | 0.84836 | 532903
2016-06-22 04:00 | 0 | 0.83532 | 495486
2016-06-22 05:00 | 0 | 0.80966 | 464781
2016-06-22 06:00 | 0 | 0.7808 | 439728
2016-06-22 07:00 | 0 | 0.75598 | 422327
2016-06-22 08:00 | 0 | 0.72815 | 411323
2016-06-22 09:00 | 0 | 0.69449 | 412625
2016-06-22 10:00 | 0 | 0.6628 | 424663
2016-06-22 11:00 | 1.63e-05 | 0.59264 | 445447
2016-06-22 12:00 | 0.13922 | 0.45761 | 469789
2016-06-22 13:00 | 0.44249 | 0.54688 | 498029
2016-06-22 14:00 | 0.64527 | 0.5737 | 528101
2016-06-22 15:00 | 0.72496 | 0.53277 | 557079
2016-06-22 16:00 | 0.77651 | 0.48681 | 582091
2016-06-22 17:00 | 0.78886 | 0.45305 | 604925
2016-06-22 18:00 | 0.78458 | 0.42845 | 623197
2016-06-22 19:00 | 0.77181 | 0.40658 | 636797
2016-06-22 20:00 | 0.76156 | 0.38738 | 648742
2016-06-22 21:00 | 0.74634 | 0.36855 | 653933
2016-06-22 22:00 | 0.71119 | 0.35148 | 651094
2016-06-22 23:00 | 0.63839 | 0.34148 | 640266
2016-06-23 | 0.51504 | 0.36351 | 623630
2016-06-23 01:00 | 0.29098 | 0.4892 | 607473
2016-06-23 02:00 | 0.050151 | 0.59734 | 579275
2016-06-23 03:00 | 4.03e-06 | 0.62867 | 541127
2016-06-23 04:00 | 0 | 0.6027 | 505365
2016-06-23 05:00 | 0 | 0.55896 | 474918
2016-06-23 06:00 | 0 | 0.51945 | 449614
2016-06-23 07:00 | 0 | 0.47986 | 430975
2016-06-23 08:00 | 0 | 0.44459 | 420920
2016-06-23 09:00 | 0 | 0.40927 | 422636
2016-06-23 10:00 | 0 | 0.37099 | 435624
2016-06-23 11:00 | 1.85e-06 | 0.28293 | 453506
2016-06-23 12:00 | 0.11425 | 0.1774 | 476162
2016-06-23 13:00 | 0.43225 | 0.19809 | 503574
2016-06-23 14:00 | 0.61958 | 0.21713 | 533806
2016-06-23 15:00 | 0.70485 | 0.20004 | 562667
2016-06-23 16:00 | 0.74737 | 0.17614 | 586908
2016-06-23 17:00 | 0.76084 | 0.16038 | 609543
2016-06-23 18:00 | 0.75453 | 0.15063 | 626573
2016-06-23 19:00 | 0.744 | 0.14256 | 639206
2016-06-23 20:00 | 0.73409 | 0.14034 | 646663
2016-06-23 21:00 | 0.71504 | 0.14611 | 648522
2016-06-23 22:00 | 0.68149 | 0.16132 | 641842
2016-06-23 23:00 | 0.60987 | 0.19533 | 627035
2016-06-24 | 0.48903 | 0.26882 | 610069
2016-06-24 01:00 | 0.29726 | 0.44222 | 593801
2016-06-24 02:00 | 0.047409 | 0.59401 | 567900
2016-06-24 03:00 | 3.95e-06 | 0.62864 | 530470
2016-06-24 04:00 | 0 | 0.60303 | 495549
2016-06-24 05:00 | 0 | 0.56139 | 464939
2016-06-24 06:00 | 0 | 0.52236 | 439525
2016-06-24 07:00 | 0 | 0.50174 | 421376
2016-06-24 08:00 | 0 | 0.4877 | 412085
2016-06-24 09:00 | 0 | 0.46158 | 413435
2016-06-24 10:00 | 0 | 0.43714 | 424244
2016-06-24 11:00 | 2.55e-06 | 0.36689 | 440458
2016-06-24 12:00 | 0.10713 | 0.23088 | 463708
2016-06-24 13:00 | 0.42151 | 0.27078 | 493073
2016-06-24 14:00 | 0.61034 | 0.28959 | 525878
2016-06-24 15:00 | 0.71196 | 0.26166 | 555545
2016-06-24 16:00 | 0.76665 | 0.25228 | 580705
2016-06-24 17:00 | 0.79094 | 0.26845 | 602435
2016-06-24 18:00 | 0.78659 | 0.30011 | 619693
2016-06-24 19:00 | 0.775 | 0.33847 | 630709
2016-06-24 20:00 | 0.76212 | 0.37923 | 638495
2016-06-24 21:00 | 0.74043 | 0.42227 | 640690
2016-06-24 22:00 | 0.69938 | 0.46574 | 633972
2016-06-24 23:00 | 0.62277 | 0.51402 | 618931
2016-06-25 | 0.48921 | 0.57995 | 599867
2016-06-25 01:00 | 0.28986 | 0.70264 | 582333
2016-06-25 02:00 | 0.040875 | 0.78129 | 556986
2016-06-25 03:00 | 3.71e-06 | 0.77185 | 523448
2016-06-25 04:00 | 0 | 0.74945 | 488739
2016-06-25 05:00 | 0 | 0.72856 | 458760
2016-06-25 06:00 | 0 | 0.70213 | 434366
2016-06-25 07:00 | 0 | 0.67722 | 415428
2016-06-25 08:00 | 0 | 0.66433 | 403474
2016-06-25 09:00 | 0 | 0.64321 | 398206
2016-06-25 10:00 | 0 | 0.61466 | 396437
2016-06-25 11:00 | 9.57e-06 | 0.54909 | 406211
2016-06-25 12:00 | 0.10578 | 0.47036 | 429393
2016-06-25 13:00 | 0.42089 | 0.60459 | 460277
2016-06-25 14:00 | 0.6214 | 0.652 | 496302
2016-06-25 15:00 | 0.72398 | 0.63851 | 529538
2016-06-25 16:00 | 0.77384 | 0.62844 | 556540
2016-06-25 17:00 | 0.78935 | 0.62826 | 577439
2016-06-25 18:00 | 0.78534 | 0.63159 | 594128
2016-06-25 19:00 | 0.76934 | 0.63366 | 607626
2016-06-25 20:00 | 0.75284 | 0.63095 | 617969
2016-06-25 21:00 | 0.72642 | 0.62425 | 622318
2016-06-25 22:00 | 0.67781 | 0.62032 | 618800
2016-06-25 23:00 | 0.59671 | 0.61911 | 606976
2016-06-26 | 0.474 | 0.62445 | 589083
2016-06-26 01:00 | 0.28758 | 0.64888 | 574644
2016-06-26 02:00 | 0.052865 | 0.63898 | 551576
2016-06-26 03:00 | 3.23e-06 | 0.58502 | 519032
2016-06-26 04:00 | 0 | 0.53455 | 486390
2016-06-26 05:00 | 0 | 0.48692 | 459029
2016-06-26 06:00 | 0 | 0.44867 | 434515
2016-06-26 07:00 | 0 | 0.4227 | 415502
2016-06-26 08:00 | 0 | 0.41479 | 402118
2016-06-26 09:00 | 0 | 0.41315 | 393992
2016-06-26 10:00 | 0 | 0.40196 | 389269
2016-06-26 11:00 | 2.66e-06 | 0.34645 | 395323
2016-06-26 12:00 | 0.09336 | 0.23117 | 417009
2016-06-26 13:00 | 0.41427 | 0.26343 | 448690
2016-06-26 14:00 | 0.57732 | 0.28971 | 482510
2016-06-26 15:00 | 0.68365 | 0.29972 | 515606
2016-06-26 16:00 | 0.73274 | 0.30681 | 545152
2016-06-26 17:00 | 0.74548 | 0.31354 | 569377
2016-06-26 18:00 | 0.73895 | 0.31909 | 587630
2016-06-26 19:00 | 0.72363 | 0.3217 | 600551
2016-06-26 20:00 | 0.70841 | 0.32065 | 611011
2016-06-26 21:00 | 0.68422 | 0.31633 | 618377
2016-06-26 22:00 | 0.64674 | 0.31178 | 617665
2016-06-26 23:00 | 0.57888 | 0.3073 | 607496
2016-06-27 | 0.44827 | 0.31444 | 592599
2016-06-27 01:00 | 0.2749 | 0.36696 | 578817
2016-06-27 02:00 | 0.051251 | 0.44577 | 554582
2016-06-27 03:00 | 2.31e-06 | 0.47235 | 522357
2016-06-27 04:00 | 0 | 0.45846 | 487380
2016-06-27 05:00 | 0 | 0.42355 | 457889
2016-06-27 06:00 | 0 | 0.38021 | 434252
2016-06-27 07:00 | 0 | 0.33475 | 417528
2016-06-27 08:00 | 0 | 0.29721 | 409693
2016-06-27 09:00 | 0 | 0.25681 | 412485
2016-06-27 10:00 | 0 | 0.22229 | 425260
2016-06-27 11:00 | 1.36e-05 | 0.15796 | 445867
2016-06-27 12:00 | 0.13226 | 0.093115 | 473347
2016-06-27 13:00 | 0.43441 | 0.094565 | 505702
2016-06-27 14:00 | 0.60539 | 0.10925 | 541134
2016-06-27 15:00 | 0.70728 | 0.11496 | 575398
2016-06-27 16:00 | 0.74991 | 0.11723 | 605106
2016-06-27 17:00 | 0.76743 | 0.11683 | 630216
2016-06-27 18:00 | 0.76274 | 0.11536 | 649665
2016-06-27 19:00 | 0.75167 | 0.113 | 662709
2016-06-27 20:00 | 0.74176 | 0.1115 | 670215
2016-06-27 21:00 | 0.72263 | 0.10974 | 671047
2016-06-27 22:00 | 0.68568 | 0.10931 | 663408
2016-06-27 23:00 | 0.6029 | 0.11526 | 649398
2016-06-28 | 0.46759 | 0.14024 | 630972
2016-06-28 01:00 | 0.262 | 0.23919 | 611553
2016-06-28 02:00 | 0.039836 | 0.38103 | 582436
2016-06-28 03:00 | 2.45e-06 | 0.43686 | 542570
2016-06-28 04:00 | 0 | 0.42154 | 505108
2016-06-28 05:00 | 0 | 0.38564 | 472652
2016-06-28 06:00 | 0 | 0.34406 | 447155
2016-06-28 07:00 | 0 | 0.30037 | 428315
2016-06-28 08:00 | 0 | 0.2621 | 418966
2016-06-28 09:00 | 0 | 0.21946 | 421131
2016-06-28 10:00 | 0 | 0.19029 | 432714
2016-06-28 11:00 | 5.03e-06 | 0.15564 | 450973
2016-06-28 12:00 | 0.12651 | 0.069084 | 473234
2016-06-28 13:00 | 0.39905 | 0.046865 | 500024
2016-06-28 14:00 | 0.5773 | 0.045806 | 529073
2016-06-28 15:00 | 0.69149 | 0.03997 | 556879
2016-06-28 16:00 | 0.73874 | 0.037423 | 580836
2016-06-28 17:00 | 0.75504 | 0.037973 | 601203
2016-06-28 18:00 | 0.7516 | 0.040708 | 616276
2016-06-28 19:00 | 0.73985 | 0.044996 | 624529
2016-06-28 20:00 | 0.72542 | 0.050787 | 628520
2016-06-28 21:00 | 0.69259 | 0.05972 | 628828
2016-06-28 22:00 | 0.6435 | 0.072342 | 621537
2016-06-28 23:00 | 0.56051 | 0.090669 | 607995
2016-06-29 | 0.42302 | 0.12629 | 591546
2016-06-29 01:00 | 0.22366 | 0.22112 | 574649
2016-06-29 02:00 | 0.036303 | 0.34715 | 547945
2016-06-29 03:00 | 2.2e-06 | 0.37423 | 513219
2016-06-29 04:00 | 0 | 0.35625 | 478698
2016-06-29 05:00 | 0 | 0.33098 | 449349
2016-06-29 06:00 | 0 | 0.30401 | 424797
2016-06-29 07:00 | 0 | 0.28245 | 407843
2016-06-29 08:00 | 0 | 0.26457 | 399379
2016-06-29 09:00 | 0 | 0.23229 | 401264
2016-06-29 10:00 | 0 | 0.20104 | 413223
2016-06-29 11:00 | 3.84e-06 | 0.15703 | 432696
2016-06-29 12:00 | 0.10804 | 0.070059 | 456995
2016-06-29 13:00 | 0.36695 | 0.05476 | 482516
2016-06-29 14:00 | 0.53659 | 0.062831 | 511202
2016-06-29 15:00 | 0.63005 | 0.051916 | 540055
2016-06-29 16:00 | 0.68127 | 0.039492 | 565473
2016-06-29 17:00 | 0.70161 | 0.032319 | 588208
2016-06-29 18:00 | 0.70233 | 0.029421 | 607375
2016-06-29 19:00 | 0.69343 | 0.030806 | 621004
2016-06-29 20:00 | 0.68231 | 0.033987 | 630653
2016-06-29 21:00 | 0.66154 | 0.038369 | 634465
2016-06-29 22:00 | 0.61903 | 0.048229 | 629556
2016-06-29 23:00 | 0.53675 | 0.065849 | 616067
2016-06-30 | 0.3959 | 0.10485 | 597182
2016-06-30 01:00 | 0.19767 | 0.20803 | 580014
2016-06-30 02:00 | 0.041619 | 0.33214 | 553545
2016-06-30 03:00 | 2.07e-06 | 0.37657 | 516726
2016-06-30 04:00 | 0 | 0.36222 | 480169
2016-06-30 05:00 | 0 | 0.33453 | 449511
2016-06-30 06:00 | 0 | 0.30751 | 424274
2016-06-30 07:00 | 0 | 0.28604 | 406855
2016-06-30 08:00 | 0 | 0.27226 | 398026
2016-06-30 09:00 | 0 | 0.25006 | 399538
2016-06-30 10:00 | 0 | 0.22907 | 410455
2016-06-30 11:00 | 2.01e-06 | 0.19032 | 428603
2016-06-30 12:00 | 0.082016 | 0.11435 | 452042
2016-06-30 13:00 | 0.301 | 0.12254 | 479897
2016-06-30 14:00 | 0.47567 | 0.1573 | 509011
2016-06-30 15:00 | 0.57205 | 0.16388 | 536971
2016-06-30 16:00 | 0.62566 | 0.15947 | 561106
2016-06-30 17:00 | 0.64401 | 0.15657 | 582107
2016-06-30 18:00 | 0.6336 | 0.15868 | 600446
2016-06-30 19:00 | 0.61205 | 0.16607 | 614080
2016-06-30 20:00 | 0.58427 | 0.17829 | 623589
2016-06-30 21:00 | 0.54081 | 0.19329 | 626709
2016-06-30 22:00 | 0.48173 | 0.2078 | 620594
2016-06-30 23:00 | 0.40326 | 0.22323 | 607167
2016-07-01 | 0.29173 | 0.25809 | 590202
2016-07-01 01:00 | 0.15922 | 0.37034 | 574790
2016-07-01 02:00 | 0.047611 | 0.52093 | 549953
2016-07-01 03:00 | 2.34e-06 | 0.5434 | 515518
2016-07-01 04:00 | 0 | 0.50751 | 480417
2016-07-01 05:00 | 0 | 0.47052 | 450190
2016-07-01 06:00 | 0 | 0.43127 | 426366
2016-07-01 07:00 | 0 | 0.39622 | 409213
2016-07-01 08:00 | 0 | 0.37261 | 400250
2016-07-01 09:00 | 0 | 0.34342 | 401487
2016-07-01 10:00 | 0 | 0.31092 | 412287
2016-07-01 11:00 | 0 | 0.23838 | 428746
2016-07-01 12:00 | 0.068691 | 0.15314 | 450070
2016-07-01 13:00 | 0.28862 | 0.17822 | 478324
2016-07-01 14:00 | 0.48574 | 0.18983 | 508012
2016-07-01 15:00 | 0.5991 | 0.16868 | 535615
2016-07-01 16:00 | 0.64763 | 0.14994 | 559186
2016-07-01 17:00 | 0.66524 | 0.14355 | 579245
2016-07-01 18:00 | 0.65535 | 0.14609 | 595305
2016-07-01 19:00 | 0.63179 | 0.15307 | 605699
2016-07-01 20:00 | 0.59675 | 0.1601 | 611337
2016-07-01 21:00 | 0.53964 | 0.17321 | 611951
2016-07-01 22:00 | 0.47607 | 0.18933 | 605031
2016-07-01 23:00 | 0.3931 | 0.20193 | 590638
2016-07-02 | 0.29182 | 0.22569 | 571712
2016-07-02 01:00 | 0.16844 | 0.29122 | 554807
2016-07-02 02:00 | 0.036967 | 0.36899 | 531328
2016-07-02 03:00 | 1.96e-06 | 0.40506 | 499376
2016-07-02 04:00 | 0 | 0.39277 | 466635
2016-07-02 05:00 | 0 | 0.37068 | 439718
2016-07-02 06:00 | 0 | 0.35069 | 416966
2016-07-02 07:00 | 0 | 0.32547 | 399240
2016-07-02 08:00 | 0 | 0.30577 | 387170
2016-07-02 09:00 | 0 | 0.28367 | 380581
2016-07-02 10:00 | 0 | 0.26489 | 378094
2016-07-02 11:00 | 5.64e-06 | 0.23061 | 383661
2016-07-02 12:00 | 0.098114 | 0.14459 | 400616
2016-07-02 13:00 | 0.37952 | 0.18027 | 426470
2016-07-02 14:00 | 0.58733 | 0.21103 | 455527
2016-07-02 15:00 | 0.69626 | 0.19989 | 483095
2016-07-02 16:00 | 0.73563 | 0.18701 | 505288
2016-07-02 17:00 | 0.74112 | 0.18015 | 521550
2016-07-02 18:00 | 0.72939 | 0.17551 | 534147
2016-07-02 19:00 | 0.71283 | 0.17158 | 543318
2016-07-02 20:00 | 0.69206 | 0.1697 | 550529
2016-07-02 21:00 | 0.65749 | 0.17335 | 553668
2016-07-02 22:00 | 0.61386 | 0.1868 | 551163
2016-07-02 23:00 | 0.54035 | 0.21483 | 541555
2016-07-03 | 0.4304 | 0.26787 | 529567
2016-07-03 01:00 | 0.25903 | 0.35372 | 519482
2016-07-03 02:00 | 0.039335 | 0.44831 | 501337
2016-07-03 03:00 | 1.61e-06 | 0.47676 | 475042
2016-07-03 04:00 | 0 | 0.46694 | 447642
2016-07-03 05:00 | 0 | 0.45683 | 423652
2016-07-03 06:00 | 0 | 0.45981 | 404833
2016-07-03 07:00 | 0 | 0.46001 | 389215
2016-07-03 08:00 | 0 | 0.45335 | 378146
2016-07-03 09:00 | 0 | 0.41875 | 372341
2016-07-03 10:00 | 0 | 0.38052 | 368890
2016-07-03 11:00 | 3.86e-06 | 0.31692 | 371706
2016-07-03 12:00 | 0.13285 | 0.25241 | 386611
2016-07-03 13:00 | 0.4854 | 0.28719 | 411545
2016-07-03 14:00 | 0.67164 | 0.29755 | 439309
2016-07-03 15:00 | 0.7669 | 0.28465 | 464843
2016-07-03 16:00 | 0.80761 | 0.26215 | 488465
2016-07-03 17:00 | 0.81625 | 0.23988 | 506543
2016-07-03 18:00 | 0.80746 | 0.22121 | 520834
2016-07-03 19:00 | 0.79779 | 0.20873 | 531090
2016-07-03 20:00 | 0.79293 | 0.19906 | 538146
2016-07-03 21:00 | 0.78281 | 0.19496 | 542328
2016-07-03 22:00 | 0.75653 | 0.19511 | 540729
2016-07-03 23:00 | 0.69037 | 0.20225 | 532210
2016-07-04 | 0.55835 | 0.22935 | 521496
2016-07-04 01:00 | 0.32526 | 0.31971 | 511466
2016-07-04 02:00 | 0.044486 | 0.43386 | 495426
2016-07-04 03:00 | 2.44e-06 | 0.45556 | 471952
2016-07-04 04:00 | 0 | 0.4267 | 444686
2016-07-04 05:00 | 0 | 0.39542 | 420950
2016-07-04 06:00 | 0 | 0.37342 | 400759
2016-07-04 07:00 | 0 | 0.36664 | 385823
2016-07-04 08:00 | 0 | 0.3698 | 377948
2016-07-04 09:00 | 0 | 0.36547 | 375023
2016-07-04 10:00 | 0 | 0.36164 | 373626
2016-07-04 11:00 | 1.18e-05 | 0.32995 | 376666
2016-07-04 12:00 | 0.17191 | 0.19897 | 392312
2016-07-04 13:00 | 0.53198 | 0.15166 | 418892
2016-07-04 14:00 | 0.69308 | 0.1615 | 450265
2016-07-04 15:00 | 0.7753 | 0.14238 | 479712
2016-07-04 16:00 | 0.82893 | 0.1217 | 505125
2016-07-04 17:00 | 0.8341 | 0.11423 | 524716
2016-07-04 18:00 | 0.82817 | 0.11973 | 539792
2016-07-04 19:00 | 0.81869 | 0.13027 | 550802
2016-07-04 20:00 | 0.81515 | 0.13832 | 559591
2016-07-04 21:00 | 0.80412 | 0.13729 | 564260
2016-07-04 22:00 | 0.77304 | 0.13058 | 562347
2016-07-04 23:00 | 0.70466 | 0.13 | 553619
2016-07-05 | 0.56463 | 0.15007 | 541829
2016-07-05 01:00 | 0.32475 | 0.25459 | 528918
2016-07-05 02:00 | 0.040933 | 0.44479 | 512243
2016-07-05 03:00 | 1.44e-06 | 0.58419 | 489014
2016-07-05 04:00 | 0 | 0.62792 | 463425
2016-07-05 05:00 | 0 | 0.6215 | 439017
2016-07-05 06:00 | 0 | 0.59757 | 420628
2016-07-05 07:00 | 0 | 0.56285 | 407204
2016-07-05 08:00 | 0 | 0.52169 | 400873
2016-07-05 09:00 | 0 | 0.48941 | 404728
2016-07-05 10:00 | 0 | 0.47103 | 418595
2016-07-05 11:00 | 5.11e-06 | 0.4073 | 438717
2016-07-05 12:00 | 0.15258 | 0.24115 | 466482
2016-07-05 13:00 | 0.51223 | 0.20021 | 498721
2016-07-05 14:00 | 0.67802 | 0.23091 | 532131
2016-07-05 15:00 | 0.77083 | 0.24584 | 562591
2016-07-05 16:00 | 0.82301 | 0.24459 | 588617
2016-07-05 17:00 | 0.83084 | 0.24443 | 611568
2016-07-05 18:00 | 0.82542 | 0.24742 | 630490
2016-07-05 19:00 | 0.81916 | 0.25221 | 645161
2016-07-05 20:00 | 0.81779 | 0.25271 | 655847
2016-07-05 21:00 | 0.81101 | 0.24412 | 660906
2016-07-05 22:00 | 0.78394 | 0.23998 | 659394
2016-07-05 23:00 | 0.70749 | 0.2593 | 648330
2016-07-06 | 0.57202 | 0.31771 | 631841
2016-07-06 01:00 | 0.3331 | 0.413 | 615342
2016-07-06 02:00 | 0.038526 | 0.49 | 588636
2016-07-06 03:00 | 1.59e-06 | 0.51989 | 550875
2016-07-06 04:00 | 0 | 0.50413 | 513295
2016-07-06 05:00 | 0 | 0.47093 | 482780
2016-07-06 06:00 | 0 | 0.45007 | 456911
2016-07-06 07:00 | 0 | 0.44086 | 438013
2016-07-06 08:00 | 0 | 0.4369 | 428937
2016-07-06 09:00 | 0 | 0.41591 | 430708
2016-07-06 10:00 | 0 | 0.39488 | 445156
2016-07-06 11:00 | 9.35e-06 | 0.34248 | 463770
2016-07-06 12:00 | 0.15093 | 0.21405 | 489145
2016-07-06 13:00 | 0.518 | 0.23502 | 520664
2016-07-06 14:00 | 0.66941 | 0.25113 | 555412
2016-07-06 15:00 | 0.77396 | 0.22833 | 588346
2016-07-06 16:00 | 0.81761 | 0.19832 | 615929
2016-07-06 17:00 | 0.83079 | 0.18595 | 637138
2016-07-06 18:00 | 0.8252 | 0.19313 | 653810
2016-07-06 19:00 | 0.81699 | 0.20952 | 665008
2016-07-06 20:00 | 0.81321 | 0.2308 | 672372
2016-07-06 21:00 | 0.8044 | 0.25463 | 676348
2016-07-06 22:00 | 0.7777 | 0.2817 | 672541
2016-07-06 23:00 | 0.70168 | 0.32089 | 659367
2016-07-07 | 0.56028 | 0.38003 | 641094
2016-07-07 01:00 | 0.31165 | 0.5354 | 623195
2016-07-07 02:00 | 0.041634 | 0.64674 | 595023
2016-07-07 03:00 | 1.13e-06 | 0.65589 | 556249
2016-07-07 04:00 | 0 | 0.61769 | 519251
2016-07-07 05:00 | 0 | 0.58123 | 487018
2016-07-07 06:00 | 0 | 0.54786 | 460529
2016-07-07 07:00 | 0 | 0.52704 | 441619
2016-07-07 08:00 | 0 | 0.51734 | 432270
2016-07-07 09:00 | 0 | 0.49178 | 434678
2016-07-07 10:00 | 0 | 0.46565 | 447332
2016-07-07 11:00 | 1.14e-05 | 0.42957 | 467197
2016-07-07 12:00 | 0.13077 | 0.32581 | 491641
2016-07-07 13:00 | 0.49844 | 0.33661 | 521731
2016-07-07 14:00 | 0.66098 | 0.36092 | 555164
2016-07-07 15:00 | 0.76373 | 0.34289 | 587617
2016-07-07 16:00 | 0.81378 | 0.3227 | 614204
2016-07-07 17:00 | 0.82678 | 0.31255 | 635168
2016-07-07 18:00 | 0.81919 | 0.30981 | 654364
2016-07-07 19:00 | 0.80829 | 0.31618 | 664473
2016-07-07 20:00 | 0.80218 | 0.32182 | 671071
2016-07-07 21:00 | 0.78905 | 0.32011 | 673729
2016-07-07 22:00 | 0.75704 | 0.31243 | 668069
2016-07-07 23:00 | 0.67065 | 0.30809 | 654646
2016-07-08 | 0.54908 | 0.31746 | 638410
2016-07-08 01:00 | 0.31152 | 0.40512 | 621532
2016-07-08 02:00 | 0.039956 | 0.49963 | 593605
2016-07-08 03:00 | 8.11e-07 | 0.5189 | 555858
2016-07-08 04:00 | 0 | 0.49081 | 518604
2016-07-08 05:00 | 0 | 0.45065 | 488114
2016-07-08 06:00 | 0 | 0.41923 | 461874
2016-07-08 07:00 | 0 | 0.39987 | 442742
2016-07-08 08:00 | 0 | 0.38737 | 432778
2016-07-08 09:00 | 0 | 0.36433 | 434603
2016-07-08 10:00 | 0 | 0.34447 | 446741
2016-07-08 11:00 | 9.69e-09 | 0.29382 | 464941
2016-07-08 12:00 | 0.096627 | 0.18652 | 491037
2016-07-08 13:00 | 0.43696 | 0.17694 | 523699
2016-07-08 14:00 | 0.62036 | 0.20428 | 557938
2016-07-08 15:00 | 0.72685 | 0.20659 | 591140
2016-07-08 16:00 | 0.78604 | 0.20137 | 616688
2016-07-08 17:00 | 0.79948 | 0.19796 | 637306
2016-07-08 18:00 | 0.79605 | 0.19595 | 652156
2016-07-08 19:00 | 0.78672 | 0.19311 | 661112
2016-07-08 20:00 | 0.77955 | 0.18697 | 666277
2016-07-08 21:00 | 0.76197 | 0.17848 | 666264
2016-07-08 22:00 | 0.73252 | 0.16986 | 657650
2016-07-08 23:00 | 0.64847 | 0.17226 | 641615
2016-07-09 | 0.54079 | 0.2165 | 621080
2016-07-09 01:00 | 0.30984 | 0.36017 | 600655
2016-07-09 02:00 | 0.0401 | 0.49134 | 573074
2016-07-09 03:00 | 2.38e-07 | 0.51375 | 537026
2016-07-09 04:00 | 0 | 0.49029 | 503058
2016-07-09 05:00 | 0 | 0.45924 | 472233
2016-07-09 06:00 | 0 | 0.43767 | 446984
2016-07-09 07:00 | 0 | 0.41806 | 427811
2016-07-09 08:00 | 0 | 0.3983 | 415102
2016-07-09 09:00 | 0 | 0.36921 | 408303
2016-07-09 10:00 | 0 | 0.34848 | 405812
2016-07-09 11:00 | 7.37e-06 | 0.29793 | 412095
2016-07-09 12:00 | 0.12135 | 0.16801 | 431529
2016-07-09 13:00 | 0.49015 | 0.15517 | 461399
2016-07-09 14:00 | 0.6455 | 0.17437 | 494489
2016-07-09 15:00 | 0.74934 | 0.16509 | 525257
2016-07-09 16:00 | 0.80593 | 0.16381 | 550195
2016-07-09 17:00 | 0.81757 | 0.17406 | 569722
2016-07-09 18:00 | 0.81365 | 0.19107 | 583892
2016-07-09 19:00 | 0.80472 | 0.20769 | 595393
2016-07-09 20:00 | 0.79994 | 0.22283 | 603013
2016-07-09 21:00 | 0.78864 | 0.2416 | 605780
2016-07-09 22:00 | 0.76146 | 0.26462 | 600420
2016-07-09 23:00 | 0.68366 | 0.29779 | 588550
2016-07-10 | 0.55426 | 0.3714 | 572382
2016-07-10 01:00 | 0.29687 | 0.54659 | 557030
2016-07-10 02:00 | 0.035977 | 0.65514 | 534735
2016-07-10 03:00 | 3.02e-07 | 0.665 | 504637
2016-07-10 04:00 | 0 | 0.6464 | 472865
2016-07-10 05:00 | 0 | 0.61817 | 445168
2016-07-10 06:00 | 0 | 0.58191 | 423042
2016-07-10 07:00 | 0 | 0.55108 | 405389
2016-07-10 08:00 | 0 | 0.5162 | 392995
2016-07-10 09:00 | 0 | 0.46763 | 386041
2016-07-10 10:00 | 0 | 0.42014 | 382415
2016-07-10 11:00 | 6.35e-06 | 0.35472 | 387490
2016-07-10 12:00 | 0.10511 | 0.22777 | 407703
2016-07-10 13:00 | 0.47974 | 0.22842 | 435099
2016-07-10 14:00 | 0.68131 | 0.25541 | 466139
2016-07-10 15:00 | 0.78333 | 0.26425 | 496547
2016-07-10 16:00 | 0.83642 | 0.29315 | 524202
2016-07-10 17:00 | 0.84522 | 0.33927 | 547624
2016-07-10 18:00 | 0.83983 | 0.37574 | 566798
2016-07-10 19:00 | 0.83326 | 0.40361 | 581698
2016-07-10 20:00 | 0.83368 | 0.4279 | 592595
2016-07-10 21:00 | 0.82858 | 0.45326 | 599783
2016-07-10 22:00 | 0.80631 | 0.47936 | 600387
2016-07-10 23:00 | 0.72724 | 0.51506 | 591233
2016-07-11 | 0.59818 | 0.57877 | 576878
2016-07-11 01:00 | 0.32583 | 0.70289 | 564175
2016-07-11 02:00 | 0.049906 | 0.75932 | 541665
2016-07-11 03:00 | 1.82e-07 | 0.75979 | 509761
2016-07-11 04:00 | 0 | 0.75555 | 477528
2016-07-11 05:00 | 0 | 0.75991 | 450542
2016-07-11 06:00 | 0 | 0.75606 | 428646
2016-07-11 07:00 | 0 | 0.75431 | 412850
2016-07-11 08:00 | 0 | 0.74412 | 406101
2016-07-11 09:00 | 0 | 0.72413 | 410976
2016-07-11 10:00 | 0 | 0.70122 | 424742
2016-07-11 11:00 | 5.69e-06 | 0.65814 | 443139
2016-07-11 12:00 | 0.12414 | 0.60235 | 469783
2016-07-11 13:00 | 0.49097 | 0.66755 | 501025
2016-07-11 14:00 | 0.69504 | 0.70241 | 535818
2016-07-11 15:00 | 0.80201 | 0.69658 | 568424
2016-07-11 16:00 | 0.84935 | 0.68419 | 596823
2016-07-11 17:00 | 0.86169 | 0.68292 | 621048
2016-07-11 18:00 | 0.8564 | 0.68742 | 640543
2016-07-11 19:00 | 0.84887 | 0.69127 | 654436
2016-07-11 20:00 | 0.84716 | 0.69332 | 663615
2016-07-11 21:00 | 0.84126 | 0.69812 | 666782
2016-07-11 22:00 | 0.81723 | 0.70652 | 661340
2016-07-11 23:00 | 0.74397 | 0.71744 | 647838
2016-07-12 | 0.58749 | 0.74177 | 629895
2016-07-12 01:00 | 0.32748 | 0.80468 | 611767
2016-07-12 02:00 | 0.035868 | 0.83911 | 583447
2016-07-12 03:00 | 1.36e-08 | 0.85221 | 544892
2016-07-12 04:00 | 0 | 0.84468 | 509022
2016-07-12 05:00 | 0 | 0.82267 | 477314
2016-07-12 06:00 | 0 | 0.79016 | 450498
2016-07-12 07:00 | 0 | 0.75455 | 431704
2016-07-12 08:00 | 0 | 0.71814 | 421999
2016-07-12 09:00 | 0 | 0.67805 | 422987
2016-07-12 10:00 | 0 | 0.64907 | 436029
2016-07-12 11:00 | 4.67e-06 | 0.59417 | 456498
2016-07-12 12:00 | 0.12606 | 0.44322 | 482934
2016-07-12 13:00 | 0.49407 | 0.48719 | 512658
2016-07-12 14:00 | 0.68639 | 0.52715 | 546489
2016-07-12 15:00 | 0.79895 | 0.50132 | 578718
2016-07-12 16:00 | 0.84426 | 0.48391 | 607314
2016-07-12 17:00 | 0.85235 | 0.48402 | 630683
2016-07-12 18:00 | 0.84806 | 0.4965 | 648626
2016-07-12 19:00 | 0.84081 | 0.50911 | 661644
2016-07-12 20:00 | 0.84069 | 0.51722 | 670411
2016-07-12 21:00 | 0.83645 | 0.51859 | 673446
2016-07-12 22:00 | 0.81236 | 0.5157 | 669508
2016-07-12 23:00 | 0.74202 | 0.51281 | 656296
2016-07-13 | 0.56527 | 0.53186 | 638843
2016-07-13 01:00 | 0.2957 | 0.62083 | 620660
2016-07-13 02:00 | 0.034598 | 0.6927 | 592697
2016-07-13 03:00 | 0 | 0.74815 | 554697
2016-07-13 04:00 | 0 | 0.76409 | 517724
2016-07-13 05:00 | 0 | 0.75013 | 485379
2016-07-13 06:00 | 0 | 0.7191 | 459917
2016-07-13 07:00 | 0 | 0.68945 | 441934
2016-07-13 08:00 | 0 | 0.66211 | 432676
2016-07-13 09:00 | 0 | 0.63965 | 435833
2016-07-13 10:00 | 0 | 0.62262 | 448951
2016-07-13 11:00 | 4.41e-06 | 0.55845 | 469550
2016-07-13 12:00 | 0.12583 | 0.38947 | 496070
2016-07-13 13:00 | 0.48746 | 0.43794 | 525443
2016-07-13 14:00 | 0.6976 | 0.4996 | 559810
2016-07-13 15:00 | 0.79546 | 0.49022 | 594899
2016-07-13 16:00 | 0.84383 | 0.46161 | 625088
2016-07-13 17:00 | 0.85075 | 0.44079 | 649828
2016-07-13 18:00 | 0.84419 | 0.43408 | 668009
2016-07-13 19:00 | 0.83662 | 0.43514 | 679325
2016-07-13 20:00 | 0.83618 | 0.43756 | 684178
2016-07-13 21:00 | 0.8305 | 0.4371 | 685078
2016-07-13 22:00 | 0.80711 | 0.43415 | 679696
2016-07-13 23:00 | 0.74008 | 0.43515 | 666990
2016-07-14 | 0.56046 | 0.46346 | 650042
2016-07-14 01:00 | 0.29831 | 0.53769 | 631894
2016-07-14 02:00 | 0.037011 | 0.5926 | 602801
2016-07-14 03:00 | 0 | 0.58953 | 564675
2016-07-14 04:00 | 0 | 0.57142 | 526053
2016-07-14 05:00 | 0 | 0.54478 | 493962
2016-07-14 06:00 | 0 | 0.51878 | 467053
2016-07-14 07:00 | 0 | 0.49876 | 447367
2016-07-14 08:00 | 0 | 0.48774 | 437746
2016-07-14 09:00 | 0 | 0.46201 | 439448
2016-07-14 10:00 | 0 | 0.43826 | 453146
2016-07-14 11:00 | 0 | 0.3789 | 473437
2016-07-14 12:00 | 0.10722 | 0.24254 | 498162
2016-07-14 13:00 | 0.48664 | 0.2596 | 527954
2016-07-14 14:00 | 0.68413 | 0.29124 | 563662
2016-07-14 15:00 | 0.78483 | 0.29888 | 597192
2016-07-14 16:00 | 0.82831 | 0.29038 | 624767
2016-07-14 17:00 | 0.8353 | 0.28481 | 645953
2016-07-14 18:00 | 0.82905 | 0.28231 | 661070
2016-07-14 19:00 | 0.82207 | 0.28003 | 671398
2016-07-14 20:00 | 0.82225 | 0.27537 | 676307
2016-07-14 21:00 | 0.81601 | 0.26784 | 677747
2016-07-14 22:00 | 0.79542 | 0.26049 | 673278
2016-07-14 23:00 | 0.71602 | 0.25279 | 660714
2016-07-15 | 0.56013 | 0.26262 | 643060
2016-07-15 01:00 | 0.28635 | 0.3469 | 626168
2016-07-15 02:00 | 0.032675 | 0.43159 | 596932
2016-07-15 03:00 | 0 | 0.42696 | 557655
2016-07-15 04:00 | 0 | 0.38986 | 520968
2016-07-15 05:00 | 0 | 0.35303 | 488419
2016-07-15 06:00 | 0 | 0.31833 | 461753
2016-07-15 07:00 | 0 | 0.28668 | 442091
2016-07-15 08:00 | 0 | 0.25602 | 431829
2016-07-15 09:00 | 0 | 0.22398 | 432607
2016-07-15 10:00 | 0 | 0.20201 | 444406
2016-07-15 11:00 | 1.89e-06 | 0.16458 | 462733
2016-07-15 12:00 | 0.10531 | 0.089451 | 487020
2016-07-15 13:00 | 0.46128 | 0.090023 | 517382
2016-07-15 14:00 | 0.67264 | 0.10799 | 548705
2016-07-15 15:00 | 0.76874 | 0.10293 | 577335
2016-07-15 16:00 | 0.81323 | 0.086933 | 601301
2016-07-15 17:00 | 0.82246 | 0.072891 | 623336
2016-07-15 18:00 | 0.81827 | 0.063544 | 640286
2016-07-15 19:00 | 0.81041 | 0.054996 | 650704
2016-07-15 20:00 | 0.80712 | 0.04998 | 657165
2016-07-15 21:00 | 0.79747 | 0.055623 | 657587
2016-07-15 22:00 | 0.76622 | 0.070154 | 648192
2016-07-15 23:00 | 0.68155 | 0.09747 | 630495
2016-07-16 | 0.52794 | 0.14951 | 610563
2016-07-16 01:00 | 0.25734 | 0.27394 | 593282
2016-07-16 02:00 | 0.027069 | 0.42346 | 566934
2016-07-16 03:00 | 0 | 0.45258 | 531396
2016-07-16 04:00 | 0 | 0.43797 | 495930
2016-07-16 05:00 | 0 | 0.41111 | 465615
2016-07-16 06:00 | 0 | 0.38793 | 441570
2016-07-16 07:00 | 0 | 0.36999 | 422379
2016-07-16 08:00 | 0 | 0.35606 | 410187
2016-07-16 09:00 | 0 | 0.31976 | 404433
2016-07-16 10:00 | 0 | 0.27947 | 403956
2016-07-16 11:00 | 0 | 0.23719 | 411897
2016-07-16 12:00 | 0.091395 | 0.166 | 431408
2016-07-16 13:00 | 0.41184 | 0.20568 | 460733
2016-07-16 14:00 | 0.62882 | 0.25893 | 493000
2016-07-16 15:00 | 0.74324 | 0.27484 | 524171
2016-07-16 16:00 | 0.7994 | 0.28157 | 550527
2016-07-16 17:00 | 0.81709 | 0.29195 | 572417
2016-07-16 18:00 | 0.81503 | 0.31115 | 589029
2016-07-16 19:00 | 0.80746 | 0.33752 | 600006
2016-07-16 20:00 | 0.80345 | 0.36777 | 606513
2016-07-16 21:00 | 0.79455 | 0.3975 | 608656
2016-07-16 22:00 | 0.76805 | 0.43627 | 603469
2016-07-16 23:00 | 0.69038 | 0.48349 | 591077
2016-07-17 | 0.53853 | 0.54919 | 575707
2016-07-17 01:00 | 0.27378 | 0.66005 | 560346
2016-07-17 02:00 | 0.024951 | 0.70719 | 538670
2016-07-17 03:00 | 0 | 0.69133 | 508492
2016-07-17 04:00 | 0 | 0.65645 | 477482
2016-07-17 05:00 | 0 | 0.61903 | 451035
2016-07-17 06:00 | 0 | 0.58701 | 429643
2016-07-17 07:00 | 0 | 0.55377 | 411588
2016-07-17 08:00 | 0 | 0.53338 | 399818
2016-07-17 09:00 | 0 | 0.50684 | 392622
2016-07-17 10:00 | 0 | 0.48067 | 387527
2016-07-17 11:00 | 7.91e-07 | 0.43158 | 391641
2016-07-17 12:00 | 0.10636 | 0.31304 | 411311
2016-07-17 13:00 | 0.4338 | 0.36089 | 444110
2016-07-17 14:00 | 0.64684 | 0.40011 | 479639
2016-07-17 15:00 | 0.74108 | 0.38163 | 514092
2016-07-17 16:00 | 0.78917 | 0.35467 | 545689
2016-07-17 17:00 | 0.80439 | 0.33955 | 571375
2016-07-17 18:00 | 0.80052 | 0.33693 | 591889
2016-07-17 19:00 | 0.78919 | 0.33969 | 607872
2016-07-17 20:00 | 0.78143 | 0.34012 | 620128
2016-07-17 21:00 | 0.76603 | 0.33821 | 628734
2016-07-17 22:00 | 0.73136 | 0.33325 | 630088
2016-07-17 23:00 | 0.65331 | 0.33043 | 622054
2016-07-18 | 0.50747 | 0.3566 | 608973
2016-07-18 01:00 | 0.25564 | 0.4422 | 595724
2016-07-18 02:00 | 0.028984 | 0.52098 | 572179
2016-07-18 03:00 | 0 | 0.52496 | 540002
2016-07-18 04:00 | 0 | 0.48699 | 506806
2016-07-18 05:00 | 0 | 0.45565 | 477936
2016-07-18 06:00 | 0 | 0.43481 | 455072
2016-07-18 07:00 | 0 | 0.43038 | 438275
2016-07-18 08:00 | 0 | 0.41922 | 430035
2016-07-18 09:00 | 0 | 0.3839 | 432780
2016-07-18 10:00 | 0 | 0.34952 | 446146
2016-07-18 11:00 | 4.31e-07 | 0.31774 | 466590
2016-07-18 12:00 | 0.076565 | 0.18341 | 495607
2016-07-18 13:00 | 0.36175 | 0.17642 | 530189
2016-07-18 14:00 | 0.56222 | 0.22742 | 567488
2016-07-18 15:00 | 0.67073 | 0.20517 | 602663
2016-07-18 16:00 | 0.72923 | 0.17354 | 632805
2016-07-18 17:00 | 0.75318 | 0.16505 | 655699
2016-07-18 18:00 | 0.75075 | 0.17436 | 671854
2016-07-18 19:00 | 0.73706 | 0.19361 | 678778
2016-07-18 20:00 | 0.72211 | 0.22006 | 679882
2016-07-18 21:00 | 0.69633 | 0.24989 | 677977
2016-07-18 22:00 | 0.65752 | 0.28727 | 673385
2016-07-18 23:00 | 0.57804 | 0.3336 | 662839
2016-07-19 | 0.43704 | 0.40645 | 645707
2016-07-19 01:00 | 0.21685 | 0.53986 | 626926
2016-07-19 02:00 | 0.034844 | 0.63338 | 597364
2016-07-19 03:00 | 0 | 0.62526 | 558734
2016-07-19 04:00 | 0 | 0.59716 | 520670
2016-07-19 05:00 | 0 | 0.55789 | 488298
2016-07-19 06:00 | 0 | 0.51964 | 461564
2016-07-19 07:00 | 0 | 0.48955 | 442848
2016-07-19 08:00 | 0 | 0.47857 | 433311
2016-07-19 09:00 | 0 | 0.45634 | 435488
2016-07-19 10:00 | 0 | 0.4275 | 448967
2016-07-19 11:00 | 7.89e-08 | 0.36868 | 468631
2016-07-19 12:00 | 0.08166 | 0.20578 | 495509
2016-07-19 13:00 | 0.40397 | 0.17921 | 525717
2016-07-19 14:00 | 0.61781 | 0.23126 | 561169
2016-07-19 15:00 | 0.71487 | 0.22908 | 594934
2016-07-19 16:00 | 0.76661 | 0.21876 | 622824
2016-07-19 17:00 | 0.77272 | 0.22479 | 644321
2016-07-19 18:00 | 0.7599 | 0.23691 | 659831
2016-07-19 19:00 | 0.74404 | 0.24691 | 669705
2016-07-19 20:00 | 0.72984 | 0.25399 | 676736
2016-07-19 21:00 | 0.70368 | 0.2618 | 678202
2016-07-19 22:00 | 0.66092 | 0.27316 | 671340
2016-07-19 23:00 | 0.57513 | 0.29695 | 655422
2016-07-20 | 0.4323 | 0.36533 | 636565
2016-07-20 01:00 | 0.22584 | 0.52542 | 618519
2016-07-20 02:00 | 0.030576 | 0.62887 | 589729
2016-07-20 03:00 | 0 | 0.6198 | 552048
2016-07-20 04:00 | 0 | 0.58735 | 514405
2016-07-20 05:00 | 0 | 0.56405 | 482657
2016-07-20 06:00 | 0 | 0.54722 | 456339
2016-07-20 07:00 | 0 | 0.52081 | 437311
2016-07-20 08:00 | 0 | 0.4932 | 427406
2016-07-20 09:00 | 0 | 0.47113 | 429429
2016-07-20 10:00 | 0 | 0.44711 | 441816
2016-07-20 11:00 | 3.4e-08 | 0.39718 | 460581
2016-07-20 12:00 | 0.089385 | 0.24711 | 486874
2016-07-20 13:00 | 0.40212 | 0.25401 | 517655
2016-07-20 14:00 | 0.62142 | 0.25867 | 552701
2016-07-20 15:00 | 0.70821 | 0.2134 | 587835
2016-07-20 16:00 | 0.75537 | 0.18404 | 618472
2016-07-20 17:00 | 0.76203 | 0.19306 | 645401
2016-07-20 18:00 | 0.75064 | 0.22729 | 666420
2016-07-20 19:00 | 0.73343 | 0.26722 | 681326
2016-07-20 20:00 | 0.7157 | 0.30259 | 691916
2016-07-20 21:00 | 0.68554 | 0.33534 | 696978
2016-07-20 22:00 | 0.63483 | 0.36608 | 691384
2016-07-20 23:00 | 0.5491 | 0.39838 | 678219
2016-07-21 | 0.41514 | 0.45896 | 659397
2016-07-21 01:00 | 0.21827 | 0.5844 | 640391
2016-07-21 02:00 | 0.021531 | 0.67308 | 611187
2016-07-21 03:00 | 0 | 0.68304 | 572027
2016-07-21 04:00 | 0 | 0.66313 | 533254
2016-07-21 05:00 | 0 | 0.63744 | 498740
2016-07-21 06:00 | 0 | 0.61096 | 470257
2016-07-21 07:00 | 0 | 0.57767 | 449749
2016-07-21 08:00 | 0 | 0.54119 | 438554
2016-07-21 09:00 | 0 | 0.49089 | 440488
2016-07-21 10:00 | 0 | 0.437 | 453335
2016-07-21 11:00 | 0 | 0.36689 | 472775
2016-07-21 12:00 | 0.093763 | 0.20342 | 499350
2016-07-21 13:00 | 0.41047 | 0.2113 | 533096
2016-07-21 14:00 | 0.63917 | 0.2393 | 571530
2016-07-21 15:00 | 0.73427 | 0.19916 | 609171
2016-07-21 16:00 | 0.77114 | 0.17222 | 640721
2016-07-21 17:00 | 0.78386 | 0.17039 | 668011
2016-07-21 18:00 | 0.77284 | 0.18498 | 687574
2016-07-21 19:00 | 0.75624 | 0.20158 | 699093
2016-07-21 20:00 | 0.74126 | 0.21029 | 706996
2016-07-21 21:00 | 0.71677 | 0.2118 | 708155
2016-07-21 22:00 | 0.67241 | 0.20754 | 703672
2016-07-21 23:00 | 0.58838 | 0.20959 | 690274
2016-07-22 | 0.4515 | 0.25419 | 672875
2016-07-22 01:00 | 0.22054 | 0.39007 | 654666
2016-07-22 02:00 | 0.021923 | 0.48796 | 622878
2016-07-22 03:00 | 0 | 0.51807 | 585323
2016-07-22 04:00 | 0 | 0.51894 | 547793
2016-07-22 05:00 | 0 | 0.50415 | 512625
2016-07-22 06:00 | 0 | 0.48286 | 483330
2016-07-22 07:00 | 0 | 0.45983 | 462741
2016-07-22 08:00 | 0 | 0.44138 | 451233
2016-07-22 09:00 | 0 | 0.4125 | 451810
2016-07-22 10:00 | 0 | 0.3848 | 463057
2016-07-22 11:00 | 0 | 0.34686 | 480339
2016-07-22 12:00 | 0.084332 | 0.19124 | 506206
2016-07-22 13:00 | 0.39217 | 0.13375 | 540344
2016-07-22 14:00 | 0.59667 | 0.14862 | 574745
2016-07-22 15:00 | 0.70995 | 0.1492 | 611626
2016-07-22 16:00 | 0.76412 | 0.15309 | 643805
2016-07-22 17:00 | 0.78132 | 0.1681 | 669636
2016-07-22 18:00 | 0.77077 | 0.18481 | 689538
2016-07-22 19:00 | 0.75382 | 0.1965 | 702510
2016-07-22 20:00 | 0.74133 | 0.2053 | 709819
2016-07-22 21:00 | 0.71961 | 0.21533 | 711442
2016-07-22 22:00 | 0.68395 | 0.22981 | 706132
2016-07-22 23:00 | 0.60478 | 0.25364 | 692225
2016-07-23 | 0.46757 | 0.31277 | 671763
2016-07-23 01:00 | 0.21656 | 0.48972 | 651983
2016-07-23 02:00 | 0.017055 | 0.626 | 622735
2016-07-23 03:00 | 0 | 0.65758 | 585435
2016-07-23 04:00 | 0 | 0.64357 | 548300
2016-07-23 05:00 | 0 | 0.61395 | 513775
2016-07-23 06:00 | 0 | 0.59075 | 485017
2016-07-23 07:00 | 0 | 0.56257 | 462396
2016-07-23 08:00 | 0 | 0.54453 | 446904
2016-07-23 09:00 | 0 | 0.52632 | 438752
2016-07-23 10:00 | 0 | 0.50427 | 436738
2016-07-23 11:00 | 0 | 0.46118 | 444141
2016-07-23 12:00 | 0.077278 | 0.32018 | 469768
2016-07-23 13:00 | 0.4309 | 0.3081 | 507074
2016-07-23 14:00 | 0.64377 | 0.40002 | 548202
2016-07-23 15:00 | 0.76657 | 0.42124 | 587785
2016-07-23 16:00 | 0.80645 | 0.4239 | 621140
2016-07-23 17:00 | 0.81754 | 0.43291 | 644617
2016-07-23 18:00 | 0.81323 | 0.44101 | 662366
2016-07-23 19:00 | 0.80445 | 0.44254 | 673513
2016-07-23 20:00 | 0.80041 | 0.43656 | 680986
2016-07-23 21:00 | 0.7885 | 0.4244 | 683097
2016-07-23 22:00 | 0.75645 | 0.40743 | 677117
2016-07-23 23:00 | 0.67636 | 0.39872 | 661899
2016-07-24 | 0.52595 | 0.43207 | 643422
2016-07-24 01:00 | 0.2621 | 0.58171 | 626308
2016-07-24 02:00 | 0.019335 | 0.69229 | 599234
2016-07-24 03:00 | 0 | 0.68858 | 565417
2016-07-24 04:00 | 0 | 0.63578 | 531046
2016-07-24 05:00 | 0 | 0.57063 | 499365
2016-07-24 06:00 | 0 | 0.5217 | 472698
2016-07-24 07:00 | 0 | 0.4854 | 451439
2016-07-24 08:00 | 0 | 0.44808 | 436259
2016-07-24 09:00 | 0 | 0.40844 | 427100
2016-07-24 10:00 | 0 | 0.38941 | 422282
2016-07-24 11:00 | 0 | 0.3461 | 426061
2016-07-24 12:00 | 0.067864 | 0.18873 | 447059
2016-07-24 13:00 | 0.3792 | 0.20167 | 480914
2016-07-24 14:00 | 0.58594 | 0.25703 | 520133
2016-07-24 15:00 | 0.71577 | 0.24078 | 558015
2016-07-24 16:00 | 0.77039 | 0.21692 | 591243
2016-07-24 17:00 | 0.7784 | 0.20004 | 618086
2016-07-24 18:00 | 0.76733 | 0.19159 | 639300
2016-07-24 19:00 | 0.75031 | 0.18918 | 654798
2016-07-24 20:00 | 0.73536 | 0.19062 | 666727
2016-07-24 21:00 | 0.71976 | 0.19534 | 674628
2016-07-24 22:00 | 0.68468 | 0.20177 | 674912
2016-07-24 23:00 | 0.60793 | 0.20988 | 664359
2016-07-25 | 0.46154 | 0.24134 | 649454
2016-07-25 01:00 | 0.2312 | 0.35346 | 634444
2016-07-25 02:00 | 0.01699 | 0.43154 | 605194
2016-07-25 03:00 | 0 | 0.43117 | 570238
2016-07-25 04:00 | 0 | 0.4231 | 536805
2016-07-25 05:00 | 0 | 0.41649 | 505415
2016-07-25 06:00 | 0 | 0.40967 | 479358
2016-07-25 07:00 | 0 | 0.40024 | 460062
2016-07-25 08:00 | 0 | 0.38918 | 450411
2016-07-25 09:00 | 0 | 0.33985 | 451810
2016-07-25 10:00 | 0 | 0.28742 | 464579
2016-07-25 11:00 | 0 | 0.24355 | 484904
2016-07-25 12:00 | 0.064276 | 0.12375 | 513142
2016-07-25 13:00 | 0.33637 | 0.085143 | 546585
2016-07-25 14:00 | 0.56843 | 0.12425 | 584999
2016-07-25 15:00 | 0.68692 | 0.13305 | 623644
2016-07-25 16:00 | 0.73513 | 0.13376 | 655225
2016-07-25 17:00 | 0.7431 | 0.13292 | 680782
2016-07-25 18:00 | 0.73882 | 0.13158 | 699429
2016-07-25 19:00 | 0.72045 | 0.12995 | 711269
2016-07-25 20:00 | 0.70763 | 0.12969 | 716310
2016-07-25 21:00 | 0.67923 | 0.13539 | 716023
2016-07-25 22:00 | 0.63213 | 0.14577 | 709531
2016-07-25 23:00 | 0.54697 | 0.1672 | 694428
2016-07-26 | 0.41026 | 0.22004 | 676132
2016-07-26 01:00 | 0.20484 | 0.36494 | 655962
2016-07-26 02:00 | 0.017393 | 0.48309 | 623004
2016-07-26 03:00 | 0 | 0.49827 | 581261
2016-07-26 04:00 | 0 | 0.48415 | 543580
2016-07-26 05:00 | 0 | 0.45169 | 508876
2016-07-26 06:00 | 0 | 0.4125 | 480696
2016-07-26 07:00 | 0 | 0.37483 | 460391
2016-07-26 08:00 | 0 | 0.34861 | 449809
2016-07-26 09:00 | 0 | 0.31521 | 451638
2016-07-26 10:00 | 0 | 0.2863 | 465570
2016-07-26 11:00 | 0 | 0.24817 | 484569
2016-07-26 12:00 | 0.052464 | 0.12988 | 509911
2016-07-26 13:00 | 0.30762 | 0.085747 | 540417
2016-07-26 14:00 | 0.54846 | 0.12319 | 576926
2016-07-26 15:00 | 0.66758 | 0.13064 | 612758
2016-07-26 16:00 | 0.73049 | 0.1196 | 643650
2016-07-26 17:00 | 0.74499 | 0.11203 | 669322
2016-07-26 18:00 | 0.73683 | 0.10498 | 688128
2016-07-26 19:00 | 0.7183 | 0.099126 | 700540
2016-07-26 20:00 | 0.70008 | 0.097847 | 708679
2016-07-26 21:00 | 0.67 | 0.10712 | 711359
2016-07-26 22:00 | 0.62701 | 0.12897 | 706608
2016-07-26 23:00 | 0.55138 | 0.16408 | 691752
2016-07-27 | 0.42012 | 0.22413 | 673003
2016-07-27 01:00 | 0.22281 | 0.354 | 653739
2016-07-27 02:00 | 0.014462 | 0.4339 | 621186
2016-07-27 03:00 | 0 | 0.40531 | 580774
2016-07-27 04:00 | 0 | 0.3563 | 542329
2016-07-27 05:00 | 0 | 0.31137 | 507273
2016-07-27 06:00 | 0 | 0.26421 | 480502
2016-07-27 07:00 | 0 | 0.22281 | 460678
2016-07-27 08:00 | 0 | 0.18856 | 450024
2016-07-27 09:00 | 0 | 0.16123 | 451869
2016-07-27 10:00 | 0 | 0.14627 | 463705
2016-07-27 11:00 | 0 | 0.12848 | 482751
2016-07-27 12:00 | 0.056496 | 0.069071 | 506035
2016-07-27 13:00 | 0.39644 | 0.054696 | 535215
2016-07-27 14:00 | 0.62803 | 0.067528 | 571253
2016-07-27 15:00 | 0.72853 | 0.066403 | 606150
2016-07-27 16:00 | 0.78337 | 0.06292 | 636932
2016-07-27 17:00 | 0.79593 | 0.061736 | 663231
2016-07-27 18:00 | 0.78929 | 0.062671 | 683972
2016-07-27 19:00 | 0.77753 | 0.065121 | 697747
2016-07-27 20:00 | 0.77029 | 0.068838 | 707014
2016-07-27 21:00 | 0.75881 | 0.073431 | 710613
2016-07-27 22:00 | 0.72983 | 0.080809 | 705857
2016-07-27 23:00 | 0.64717 | 0.095354 | 690397
2016-07-28 | 0.50885 | 0.1278 | 671829
2016-07-28 01:00 | 0.22469 | 0.2286 | 653940
2016-07-28 02:00 | 0.01284 | 0.31972 | 622504
2016-07-28 03:00 | 0 | 0.31415 | 581709
2016-07-28 04:00 | 0 | 0.27754 | 544970
2016-07-28 05:00 | 0 | 0.24308 | 511693
2016-07-28 06:00 | 0 | 0.2139 | 484090
2016-07-28 07:00 | 0 | 0.193 | 463557
2016-07-28 08:00 | 0 | 0.18193 | 452595
2016-07-28 09:00 | 0 | 0.16682 | 454199
2016-07-28 10:00 | 0 | 0.15615 | 466476
2016-07-28 11:00 | 0 | 0.13815 | 484847
2016-07-28 12:00 | 0.074043 | 0.074727 | 508526
2016-07-28 13:00 | 0.40719 | 0.062904 | 538216
2016-07-28 14:00 | 0.63658 | 0.080003 | 571509
2016-07-28 15:00 | 0.74026 | 0.09407 | 604417
2016-07-28 16:00 | 0.78023 | 0.097448 | 631869
2016-07-28 17:00 | 0.79967 | 0.09444 | 655351
2016-07-28 18:00 | 0.7928 | 0.086422 | 672844
2016-07-28 19:00 | 0.78441 | 0.078301 | 682884
2016-07-28 20:00 | 0.78152 | 0.072832 | 687430
2016-07-28 21:00 | 0.77272 | 0.072381 | 685827
2016-07-28 22:00 | 0.74328 | 0.079814 | 677578
2016-07-28 23:00 | 0.66018 | 0.096228 | 662885
2016-07-29 | 0.51409 | 0.13549 | 647637
2016-07-29 01:00 | 0.2207 | 0.25095 | 630930
2016-07-29 02:00 | 0.011755 | 0.33614 | 601375
2016-07-29 03:00 | 0 | 0.32911 | 565258
2016-07-29 04:00 | 0 | 0.29331 | 530970
2016-07-29 05:00 | 0 | 0.25162 | 499706
2016-07-29 06:00 | 0 | 0.21201 | 473385
2016-07-29 07:00 | 0 | 0.18456 | 453827
2016-07-29 08:00 | 0 | 0.16431 | 443185
2016-07-29 09:00 | 0 | 0.14307 | 444954
2016-07-29 10:00 | 0 | 0.12683 | 456762
2016-07-29 11:00 | 0 | 0.10663 | 471010
2016-07-29 12:00 | 0.04364 | 0.055523 | 492462
2016-07-29 13:00 | 0.3444 | 0.038356 | 519661
2016-07-29 14:00 | 0.57758 | 0.037565 | 550570
2016-07-29 15:00 | 0.69352 | 0.035128 | 581314
2016-07-29 16:00 | 0.73804 | 0.035578 | 607866
2016-07-29 17:00 | 0.75667 | 0.040334 | 630198
2016-07-29 18:00 | 0.75505 | 0.047139 | 648328
2016-07-29 19:00 | 0.7473 | 0.054377 | 661198
2016-07-29 20:00 | 0.7378 | 0.062324 | 670462
2016-07-29 21:00 | 0.71738 | 0.067448 | 673061
2016-07-29 22:00 | 0.68231 | 0.070517 | 665364
2016-07-29 23:00 | 0.59441 | 0.077812 | 647298
2016-07-30 | 0.44818 | 0.10858 | 628330
2016-07-30 01:00 | 0.19812 | 0.22047 | 610732
2016-07-30 02:00 | 0.011256 | 0.33882 | 582387
2016-07-30 03:00 | 0 | 0.36781 | 546078
2016-07-30 04:00 | 0 | 0.36218 | 511269
2016-07-30 05:00 | 0 | 0.34675 | 481131
2016-07-30 06:00 | 0 | 0.3334 | 455364
2016-07-30 07:00 | 0 | 0.31793 | 436572
2016-07-30 08:00 | 0 | 0.29784 | 424111
2016-07-30 09:00 | 0 | 0.25685 | 418253
2016-07-30 10:00 | 0 | 0.21997 | 418195
2016-07-30 11:00 | 0 | 0.19112 | 424007
2016-07-30 12:00 | 0.059183 | 0.11405 | 444413
2016-07-30 13:00 | 0.34629 | 0.11329 | 473661
2016-07-30 14:00 | 0.57007 | 0.13503 | 507186
2016-07-30 15:00 | 0.69045 | 0.13156 | 539766
2016-07-30 16:00 | 0.74058 | 0.12676 | 567012
2016-07-30 17:00 | 0.75102 | 0.12357 | 587831
2016-07-30 18:00 | 0.74192 | 0.12145 | 602724
2016-07-30 19:00 | 0.7252 | 0.12089 | 612872
2016-07-30 20:00 | 0.70653 | 0.12279 | 620163
2016-07-30 21:00 | 0.67661 | 0.131 | 621612
2016-07-30 22:00 | 0.62859 | 0.15094 | 615579
2016-07-30 23:00 | 0.5404 | 0.19069 | 599767
2016-07-31 | 0.39852 | 0.27903 | 586029
2016-07-31 01:00 | 0.17438 | 0.49953 | 573461
2016-07-31 02:00 | 0.010821 | 0.64715 | 550364
2016-07-31 03:00 | 0 | 0.63819 | 522363
2016-07-31 04:00 | 0 | 0.59796 | 492477
2016-07-31 05:00 | 0 | 0.56017 | 465571
2016-07-31 06:00 | 0 | 0.52971 | 442492
2016-07-31 07:00 | 0 | 0.50965 | 424682
2016-07-31 08:00 | 0 | 0.4972 | 412231
2016-07-31 09:00 | 0 | 0.47103 | 405962
2016-07-31 10:00 | 0 | 0.44024 | 404106
2016-07-31 11:00 | 0 | 0.39257 | 406223
2016-07-31 12:00 | 0.060657 | 0.24848 | 424927
2016-07-31 13:00 | 0.3069 | 0.21703 | 454237
2016-07-31 14:00 | 0.53948 | 0.25043 | 488251
2016-07-31 15:00 | 0.67014 | 0.24027 | 521252
2016-07-31 16:00 | 0.71425 | 0.23091 | 552152
2016-07-31 17:00 | 0.72258 | 0.23936 | 577859
2016-07-31 18:00 | 0.70443 | 0.25966 | 598135
2016-07-31 19:00 | 0.68238 | 0.28345 | 611955
2016-07-31 20:00 | 0.65856 | 0.30274 | 621525
2016-07-31 21:00 | 0.62375 | 0.32034 | 625838
2016-07-31 22:00 | 0.57455 | 0.34373 | 622856
2016-07-31 23:00 | 0.4952 | 0.3943 | 612704
2016-08-01 | 0.363 | 0.49835 | 600594
2016-08-01 01:00 | 0.1693 | 0.67692 | 586283
2016-08-01 02:00 | 0.0091852 | 0.75132 | 562283
2016-08-01 03:00 | 0 | 0.7084 | 529962
2016-08-01 04:00 | 0 | 0.64537 | 496993
2016-08-01 05:00 | 0 | 0.59348 | 468458
2016-08-01 06:00 | 0 | 0.54835 | 446164
2016-08-01 07:00 | 0 | 0.50651 | 430203
2016-08-01 08:00 | 0 | 0.47762 | 423452
2016-08-01 09:00 | 0 | 0.44246 | 426831
2016-08-01 10:00 | 0 | 0.41885 | 441975
2016-08-01 11:00 | 0 | 0.38073 | 460070
2016-08-01 12:00 | 0.052305 | 0.27053 | 483963
2016-08-01 13:00 | 0.3042 | 0.27789 | 514411
2016-08-01 14:00 | 0.53944 | 0.32309 | 548025
2016-08-01 15:00 | 0.65642 | 0.31588 | 581008
2016-08-01 16:00 | 0.71076 | 0.299 | 609100
2016-08-01 17:00 | 0.72584 | 0.29745 | 633495
2016-08-01 18:00 | 0.71825 | 0.30394 | 652822
2016-08-01 19:00 | 0.69983 | 0.30915 | 666006
2016-08-01 20:00 | 0.67798 | 0.31021 | 674610
2016-08-01 21:00 | 0.64316 | 0.30067 | 677045
2016-08-01 22:00 | 0.59272 | 0.28807 | 670787
2016-08-01 23:00 | 0.50427 | 0.2895 | 657844
2016-08-02 | 0.36509 | 0.34786 | 641335
2016-08-02 01:00 | 0.1716 | 0.49155 | 622717
2016-08-02 02:00 | 0.0080411 | 0.55757 | 592757
2016-08-02 03:00 | 0 | 0.55212 | 554537
2016-08-02 04:00 | 0 | 0.5127 | 516692
2016-08-02 05:00 | 0 | 0.4696 | 485217
2016-08-02 06:00 | 0 | 0.43494 | 459636
2016-08-02 07:00 | 0 | 0.41775 | 441125
2016-08-02 08:00 | 0 | 0.40723 | 432409
2016-08-02 09:00 | 0 | 0.37175 | 435990
2016-08-02 10:00 | 0 | 0.32705 | 451272
2016-08-02 11:00 | 0 | 0.27915 | 468913
2016-08-02 12:00 | 0.048246 | 0.16093 | 489949
2016-08-02 13:00 | 0.32003 | 0.12054 | 517096
2016-08-02 14:00 | 0.55232 | 0.12968 | 549361
2016-08-02 15:00 | 0.67168 | 0.11591 | 581580
2016-08-02 16:00 | 0.71549 | 0.091279 | 609773
2016-08-02 17:00 | 0.71817 | 0.079614 | 634098
2016-08-02 18:00 | 0.70055 | 0.077201 | 653280
2016-08-02 19:00 | 0.67166 | 0.081205 | 663366
2016-08-02 20:00 | 0.63982 | 0.090119 | 670381
2016-08-02 21:00 | 0.60078 | 0.10029 | 672154
2016-08-02 22:00 | 0.54948 | 0.11452 | 666562
2016-08-02 23:00 | 0.47508 | 0.14176 | 652378
2016-08-03 | 0.35329 | 0.19993 | 635814
2016-08-03 01:00 | 0.17449 | 0.35508 | 617329
2016-08-03 02:00 | 0.0079898 | 0.45115 | 587534
2016-08-03 03:00 | 0 | 0.46716 | 548730
2016-08-03 04:00 | 0 | 0.45272 | 512360
2016-08-03 05:00 | 0 | 0.43424 | 481561
2016-08-03 06:00 | 0 | 0.42133 | 456311
2016-08-03 07:00 | 0 | 0.40223 | 438423
2016-08-03 08:00 | 0 | 0.38369 | 429382
2016-08-03 09:00 | 0 | 0.36123 | 432012
2016-08-03 10:00 | 0 | 0.34406 | 446890
2016-08-03 11:00 | 0 | 0.33245 | 465284
2016-08-03 12:00 | 0.039294 | 0.23303 | 486959
2016-08-03 13:00 | 0.27726 | 0.22091 | 514567
2016-08-03 14:00 | 0.4906 | 0.27535 | 547136
2016-08-03 15:00 | 0.62632 | 0.31093 | 580434
2016-08-03 16:00 | 0.68886 | 0.33027 | 610440
2016-08-03 17:00 | 0.6969 | 0.34831 | 636024
2016-08-03 18:00 | 0.68356 | 0.36885 | 656420
2016-08-03 19:00 | 0.66007 | 0.38959 | 671477
2016-08-03 20:00 | 0.63215 | 0.41221 | 681036
2016-08-03 21:00 | 0.5959 | 0.43746 | 683380
2016-08-03 22:00 | 0.54986 | 0.46561 | 677806
2016-08-03 23:00 | 0.46279 | 0.49659 | 663640
2016-08-04 | 0.33248 | 0.5591 | 647265
2016-08-04 01:00 | 0.1552 | 0.70639 | 629193
2016-08-04 02:00 | 0.0075409 | 0.76329 | 597187
2016-08-04 03:00 | 0 | 0.74326 | 558357
2016-08-04 04:00 | 0 | 0.70294 | 521327
2016-08-04 05:00 | 0 | 0.66733 | 490549
2016-08-04 06:00 | 0 | 0.64215 | 462055
2016-08-04 07:00 | 0 | 0.61386 | 443032
2016-08-04 08:00 | 0 | 0.58574 | 433845
2016-08-04 09:00 | 0 | 0.55141 | 436996
2016-08-04 10:00 | 0 | 0.52779 | 452952
2016-08-04 11:00 | 0 | 0.49543 | 471032
2016-08-04 12:00 | 0.0423 | 0.38467 | 492757
2016-08-04 13:00 | 0.2758 | 0.40985 | 520777
2016-08-04 14:00 | 0.49975 | 0.46025 | 554967
2016-08-04 15:00 | 0.63117 | 0.44021 | 588187
2016-08-04 16:00 | 0.69771 | 0.41033 | 616495
2016-08-04 17:00 | 0.71181 | 0.392 | 640288
2016-08-04 18:00 | 0.69942 | 0.38077 | 658458
2016-08-04 19:00 | 0.6772 | 0.37279 | 670155
2016-08-04 20:00 | 0.65478 | 0.36342 | 676999
2016-08-04 21:00 | 0.62096 | 0.35518 | 678514
2016-08-04 22:00 | 0.56864 | 0.34563 | 672659
2016-08-04 23:00 | 0.47462 | 0.33134 | 657579
2016-08-05 | 0.3326 | 0.33217 | 641092
2016-08-05 01:00 | 0.14075 | 0.43159 | 623479
2016-08-05 02:00 | 0.0068187 | 0.49068 | 592327
2016-08-05 03:00 | 0 | 0.49867 | 554932
2016-08-05 04:00 | 0 | 0.481 | 518997
2016-08-05 05:00 | 0 | 0.44732 | 487155
2016-08-05 06:00 | 0 | 0.41098 | 461710
2016-08-05 07:00 | 0 | 0.37683 | 444178
2016-08-05 08:00 | 0 | 0.35179 | 434777
2016-08-05 09:00 | 0 | 0.30421 | 437450
2016-08-05 10:00 | 0 | 0.2569 | 450978
2016-08-05 11:00 | 0 | 0.21462 | 467665
2016-08-05 12:00 | 0.044431 | 0.1345 | 489571
2016-08-05 13:00 | 0.28068 | 0.11576 | 517694
2016-08-05 14:00 | 0.52047 | 0.12329 | 548878
2016-08-05 15:00 | 0.6472 | 0.11236 | 579384
2016-08-05 16:00 | 0.69914 | 0.1063 | 605984
2016-08-05 17:00 | 0.70562 | 0.1077 | 629230
2016-08-05 18:00 | 0.68986 | 0.11288 | 646679
2016-08-05 19:00 | 0.66901 | 0.12052 | 657913
2016-08-05 20:00 | 0.64707 | 0.12799 | 662883
2016-08-05 21:00 | 0.61259 | 0.13602 | 661113
2016-08-05 22:00 | 0.56212 | 0.14452 | 651147
2016-08-05 23:00 | 0.47918 | 0.15636 | 634076
2016-08-06 | 0.34817 | 0.19541 | 616767
2016-08-06 01:00 | 0.15655 | 0.31952 | 600353
2016-08-06 02:00 | 0.0057006 | 0.41072 | 573118
2016-08-06 03:00 | 0 | 0.41525 | 539577
2016-08-06 04:00 | 0 | 0.40147 | 506865
2016-08-06 05:00 | 0 | 0.38139 | 477499
2016-08-06 06:00 | 0 | 0.36412 | 453173
2016-08-06 07:00 | 0 | 0.34578 | 435218
2016-08-06 08:00 | 0 | 0.33087 | 423260
2016-08-06 09:00 | 0 | 0.30011 | 418988
2016-08-06 10:00 | 0 | 0.26909 | 419093
2016-08-06 11:00 | 0 | 0.23907 | 424830
2016-08-06 12:00 | 0.030881 | 0.14229 | 443533
2016-08-06 13:00 | 0.30731 | 0.11999 | 472726
2016-08-06 14:00 | 0.55915 | 0.13927 | 507408
2016-08-06 15:00 | 0.67469 | 0.13312 | 541235
2016-08-06 16:00 | 0.72234 | 0.12522 | 569814
2016-08-06 17:00 | 0.72882 | 0.12089 | 592151
2016-08-06 18:00 | 0.71374 | 0.12128 | 608053
2016-08-06 19:00 | 0.69193 | 0.12594 | 619282
2016-08-06 20:00 | 0.6761 | 0.13426 | 626743
2016-08-06 21:00 | 0.65035 | 0.14706 | 629027
2016-08-06 22:00 | 0.61185 | 0.16425 | 623131
2016-08-06 23:00 | 0.53569 | 0.19197 | 609762
2016-08-07 | 0.39696 | 0.25262 | 594637
2016-08-07 01:00 | 0.18537 | 0.38624 | 579373
2016-08-07 02:00 | 0.0048807 | 0.46359 | 551628
2016-08-07 03:00 | 0 | 0.46296 | 518395
2016-08-07 04:00 | 0 | 0.43908 | 487018
2016-08-07 05:00 | 0 | 0.41453 | 460336
2016-08-07 06:00 | 0 | 0.38955 | 436438
2016-08-07 07:00 | 0 | 0.36697 | 418176
2016-08-07 08:00 | 0 | 0.34972 | 405109
2016-08-07 09:00 | 0 | 0.31171 | 398654
2016-08-07 10:00 | 0 | 0.27456 | 396437
2016-08-07 11:00 | 0 | 0.24518 | 400201
2016-08-07 12:00 | 0.026118 | 0.14606 | 417446
2016-08-07 13:00 | 0.33043 | 0.11469 | 445771
2016-08-07 14:00 | 0.61631 | 0.13864 | 476693
2016-08-07 15:00 | 0.72553 | 0.13048 | 508737
2016-08-07 16:00 | 0.77595 | 0.12278 | 537718
2016-08-07 17:00 | 0.77911 | 0.11556 | 561896
2016-08-07 18:00 | 0.7617 | 0.10723 | 580214
2016-08-07 19:00 | 0.74132 | 0.10183 | 594523
2016-08-07 20:00 | 0.72317 | 0.10213 | 604471
2016-08-07 21:00 | 0.70085 | 0.1124 | 610725
2016-08-07 22:00 | 0.66368 | 0.13395 | 609226
2016-08-07 23:00 | 0.57784 | 0.17137 | 598850
2016-08-08 | 0.42484 | 0.24702 | 586835
2016-08-08 01:00 | 0.19436 | 0.40451 | 573941
2016-08-08 02:00 | 0.0054181 | 0.48618 | 547508
2016-08-08 03:00 | 0 | 0.487 | 514602
2016-08-08 04:00 | 0 | 0.46723 | 484360
2016-08-08 05:00 | 0 | 0.44199 | 456614
2016-08-08 06:00 | 0 | 0.40577 | 434810
2016-08-08 07:00 | 0 | 0.37384 | 420049
2016-08-08 08:00 | 0 | 0.35001 | 413608
2016-08-08 09:00 | 0 | 0.3227 | 418611
2016-08-08 10:00 | 0 | 0.3085 | 433554
2016-08-08 11:00 | 0 | 0.30067 | 451396
2016-08-08 12:00 | 0.021898 | 0.2089 | 472744
2016-08-08 13:00 | 0.32077 | 0.20613 | 500555
2016-08-08 14:00 | 0.60304 | 0.28307 | 530957
2016-08-08 15:00 | 0.72266 | 0.2796 | 562651
2016-08-08 16:00 | 0.77921 | 0.26186 | 588832
2016-08-08 17:00 | 0.78282 | 0.24968 | 610947
2016-08-08 18:00 | 0.77012 | 0.24361 | 628214
2016-08-08 19:00 | 0.75604 | 0.24013 | 640296
2016-08-08 20:00 | 0.75031 | 0.23666 | 648566
2016-08-08 21:00 | 0.73576 | 0.23302 | 651755
2016-08-08 22:00 | 0.70293 | 0.23056 | 647720
2016-08-08 23:00 | 0.62164 | 0.23312 | 635421
2016-08-09 | 0.46999 | 0.27498 | 621949
2016-08-09 01:00 | 0.20156 | 0.43935 | 604820
2016-08-09 02:00 | 0.0042747 | 0.5178 | 573048
2016-08-09 03:00 | 0 | 0.49956 | 534744
2016-08-09 04:00 | 0 | 0.46207 | 500652
2016-08-09 05:00 | 0 | 0.43329 | 471436
2016-08-09 06:00 | 0 | 0.40736 | 448168
2016-08-09 07:00 | 0 | 0.38365 | 431015
2016-08-09 08:00 | 0 | 0.36285 | 423605
2016-08-09 09:00 | 0 | 0.33878 | 428396
2016-08-09 10:00 | 0 | 0.30776 | 445945
2016-08-09 11:00 | 0 | 0.27217 | 464137
2016-08-09 12:00 | 0.022785 | 0.15898 | 484561
2016-08-09 13:00 | 0.29108 | 0.10924 | 510825
2016-08-09 14:00 | 0.56184 | 0.10857 | 544130
2016-08-09 15:00 | 0.6824 | 0.10797 | 576327
2016-08-09 16:00 | 0.72681 | 0.10654 | 604939
2016-08-09 17:00 | 0.74396 | 0.11496 | 630306
2016-08-09 18:00 | 0.74255 | 0.13034 | 650268
2016-08-09 19:00 | 0.73141 | 0.15151 | 662438
2016-08-09 20:00 | 0.71932 | 0.17909 | 669236
2016-08-09 21:00 | 0.6956 | 0.21292 | 670932
2016-08-09 22:00 | 0.65384 | 0.257 | 664467
2016-08-09 23:00 | 0.55897 | 0.32428 | 651555
2016-08-10 | 0.41495 | 0.41082 | 638816
2016-08-10 01:00 | 0.19205 | 0.55031 | 622333
2016-08-10 02:00 | 0.0040341 | 0.60296 | 593236
2016-08-10 03:00 | 0 | 0.59299 | 555718
2016-08-10 04:00 | 0 | 0.57594 | 522030
2016-08-10 05:00 | 0 | 0.56092 | 491580
2016-08-10 06:00 | 0 | 0.53996 | 466906
2016-08-10 07:00 | 0 | 0.51022 | 449880
2016-08-10 08:00 | 0 | 0.47646 | 442094
2016-08-10 09:00 | 0 | 0.43962 | 446610
2016-08-10 10:00 | 0 | 0.4016 | 463323
2016-08-10 11:00 | 0 | 0.3741 | 482624
2016-08-10 12:00 | 0.024794 | 0.26147 | 504305
2016-08-10 13:00 | 0.27918 | 0.22074 | 532360
2016-08-10 14:00 | 0.55163 | 0.26815 | 566502
2016-08-10 15:00 | 0.688 | 0.28093 | 600882
2016-08-10 16:00 | 0.75309 | 0.28994 | 630175
2016-08-10 17:00 | 0.75894 | 0.31524 | 654319
2016-08-10 18:00 | 0.73997 | 0.34434 | 672363
2016-08-10 19:00 | 0.71283 | 0.3725 | 683463
2016-08-10 20:00 | 0.68428 | 0.39714 | 692115
2016-08-10 21:00 | 0.64705 | 0.41517 | 694043
2016-08-10 22:00 | 0.59519 | 0.42851 | 689634
2016-08-10 23:00 | 0.5041 | 0.44347 | 676888
2016-08-11 | 0.37368 | 0.50485 | 663518
2016-08-11 01:00 | 0.18008 | 0.61283 | 645779
2016-08-11 02:00 | 0.0058516 | 0.62546 | 613591
2016-08-11 03:00 | 0 | 0.58083 | 574880
2016-08-11 04:00 | 0 | 0.5373 | 539161
2016-08-11 05:00 | 0 | 0.49951 | 506885
2016-08-11 06:00 | 0 | 0.45356 | 480926
2016-08-11 07:00 | 0 | 0.4155 | 463267
2016-08-11 08:00 | 0 | 0.39012 | 454853
2016-08-11 09:00 | 0 | 0.36365 | 459811
2016-08-11 10:00 | 0 | 0.34228 | 477411
2016-08-11 11:00 | 0 | 0.33229 | 496658
2016-08-11 12:00 | 0.02335 | 0.24601 | 520056
2016-08-11 13:00 | 0.28151 | 0.23649 | 548905
2016-08-11 14:00 | 0.52539 | 0.31122 | 584554
2016-08-11 15:00 | 0.6612 | 0.31284 | 620926
2016-08-11 16:00 | 0.72903 | 0.28386 | 650476
2016-08-11 17:00 | 0.74392 | 0.26102 | 672839
2016-08-11 18:00 | 0.73958 | 0.24661 | 691270
2016-08-11 19:00 | 0.73014 | 0.23539 | 704348
2016-08-11 20:00 | 0.72422 | 0.22344 | 711228
2016-08-11 21:00 | 0.71145 | 0.21317 | 712067
2016-08-11 22:00 | 0.67675 | 0.20183 | 705532
2016-08-11 23:00 | 0.58503 | 0.1956 | 693311
2016-08-12 | 0.44402 | 0.23111 | 679786
2016-08-12 01:00 | 0.20224 | 0.32528 | 661145
2016-08-12 02:00 | 0.0027509 | 0.36693 | 627372
2016-08-12 03:00 | 0 | 0.35162 | 587829
2016-08-12 04:00 | 0 | 0.31811 | 552138
2016-08-12 05:00 | 0 | 0.29515 | 518806
2016-08-12 06:00 | 0 | 0.27977 | 491927
2016-08-12 07:00 | 0 | 0.27714 | 472808
2016-08-12 08:00 | 0 | 0.2828 | 463193
2016-08-12 09:00 | 0 | 0.28469 | 466210
2016-08-12 10:00 | 0 | 0.29585 | 482275
2016-08-12 11:00 | 0 | 0.30371 | 501898
2016-08-12 12:00 | 0.028933 | 0.22353 | 523776
2016-08-12 13:00 | 0.37921 | 0.19962 | 552524
2016-08-12 14:00 | 0.59224 | 0.25395 | 585241
2016-08-12 15:00 | 0.73469 | 0.27089 | 618102
2016-08-12 16:00 | 0.7923 | 0.2606 | 645060
2016-08-12 17:00 | 0.80032 | 0.2492 | 667185
2016-08-12 18:00 | 0.79017 | 0.24042 | 683130
2016-08-12 19:00 | 0.77736 | 0.23261 | 691605
2016-08-12 20:00 | 0.76952 | 0.2257 | 693676
2016-08-12 21:00 | 0.75359 | 0.21638 | 691677
2016-08-12 22:00 | 0.71723 | 0.20809 | 681134
2016-08-12 23:00 | 0.61886 | 0.19706 | 662811
2016-08-13 | 0.46548 | 0.20049 | 647312
2016-08-13 01:00 | 0.17651 | 0.27263 | 628394
2016-08-13 02:00 | 0.002373 | 0.2989 | 598858
2016-08-13 03:00 | 0 | 0.30331 | 564410
2016-08-13 04:00 | 0 | 0.30004 | 530967
2016-08-13 05:00 | 0 | 0.29046 | 500597
2016-08-13 06:00 | 0 | 0.28152 | 474944
2016-08-13 07:00 | 0 | 0.27698 | 456605
2016-08-13 08:00 | 0 | 0.28205 | 444618
2016-08-13 09:00 | 0 | 0.28896 | 439691
2016-08-13 10:00 | 0 | 0.30272 | 440900
2016-08-13 11:00 | 0 | 0.31125 | 448811
2016-08-13 12:00 | 0.022261 | 0.18212 | 469762
2016-08-13 13:00 | 0.30415 | 0.1216 | 498958
2016-08-13 14:00 | 0.55874 | 0.18752 | 531719
2016-08-13 15:00 | 0.68077 | 0.2099 | 563517
2016-08-13 16:00 | 0.74825 | 0.21066 | 590577
2016-08-13 17:00 | 0.75538 | 0.20785 | 610030
2016-08-13 18:00 | 0.74625 | 0.20711 | 625920
2016-08-13 19:00 | 0.73706 | 0.20459 | 637776
2016-08-13 20:00 | 0.73421 | 0.20122 | 645466
2016-08-13 21:00 | 0.72411 | 0.20259 | 647940
2016-08-13 22:00 | 0.69047 | 0.20325 | 643110
2016-08-13 23:00 | 0.60151 | 0.20121 | 628592
2016-08-14 | 0.45096 | 0.22888 | 615613
2016-08-14 01:00 | 0.17477 | 0.32009 | 598889
2016-08-14 02:00 | 0.0019266 | 0.34414 | 570370
2016-08-14 03:00 | 0 | 0.33093 | 539040
2016-08-14 04:00 | 0 | 0.30257 | 506573
2016-08-14 05:00 | 0 | 0.2715 | 479368
2016-08-14 06:00 | 0 | 0.2522 | 454836
2016-08-14 07:00 | 0 | 0.2461 | 436168
2016-08-14 08:00 | 0 | 0.25239 | 423088
2016-08-14 09:00 | 0 | 0.25556 | 416755
2016-08-14 10:00 | 0 | 0.25926 | 413239
2016-08-14 11:00 | 0 | 0.26696 | 417707
2016-08-14 12:00 | 0.013324 | 0.18342 | 437681
2016-08-14 13:00 | 0.28149 | 0.081057 | 467631
2016-08-14 14:00 | 0.55697 | 0.10216 | 499596
2016-08-14 15:00 | 0.71097 | 0.12194 | 530843
2016-08-14 16:00 | 0.7797 | 0.12414 | 558890
2016-08-14 17:00 | 0.78958 | 0.12283 | 580961
2016-08-14 18:00 | 0.78177 | 0.12021 | 597919
2016-08-14 19:00 | 0.77136 | 0.11683 | 610934
2016-08-14 20:00 | 0.76805 | 0.11476 | 620918
2016-08-14 21:00 | 0.75908 | 0.11951 | 627236
2016-08-14 22:00 | 0.73106 | 0.13593 | 625583
2016-08-14 23:00 | 0.63973 | 0.17503 | 616316
2016-08-15 | 0.49244 | 0.26448 | 607623
2016-08-15 01:00 | 0.16875 | 0.41268 | 594043
2016-08-15 02:00 | 0.001872 | 0.4791 | 565864
2016-08-15 03:00 | 0 | 0.48517 | 531803
2016-08-15 04:00 | 0 | 0.45914 | 498640
2016-08-15 05:00 | 0 | 0.41846 | 471763
2016-08-15 06:00 | 0 | 0.36793 | 448691
2016-08-15 07:00 | 0 | 0.32262 | 433241
2016-08-15 08:00 | 0 | 0.29669 | 426487
2016-08-15 09:00 | 0 | 0.27569 | 430827
2016-08-15 10:00 | 0 | 0.25622 | 448712
2016-08-15 11:00 | 0 | 0.24651 | 470395
2016-08-15 12:00 | 0.012353 | 0.16435 | 491924
2016-08-15 13:00 | 0.30937 | 0.069014 | 518273
2016-08-15 14:00 | 0.59267 | 0.088494 | 549237
2016-08-15 15:00 | 0.72274 | 0.10299 | 578771
2016-08-15 16:00 | 0.79137 | 0.099849 | 603983
2016-08-15 17:00 | 0.79541 | 0.096078 | 625189
2016-08-15 18:00 | 0.78899 | 0.094523 | 639774
2016-08-15 19:00 | 0.78027 | 0.090157 | 650054
2016-08-15 20:00 | 0.77944 | 0.085994 | 657927
2016-08-15 21:00 | 0.77271 | 0.083351 | 659978
2016-08-15 22:00 | 0.73597 | 0.08577 | 653805
2016-08-15 23:00 | 0.65013 | 0.10347 | 641039
2016-08-16 | 0.44945 | 0.18408 | 631686
2016-08-16 01:00 | 0.14935 | 0.37549 | 615028
2016-08-16 02:00 | 0.0013284 | 0.45391 | 582698
2016-08-16 03:00 | 0 | 0.44857 | 545197
2016-08-16 04:00 | 0 | 0.41433 | 509549
2016-08-16 05:00 | 0 | 0.37218 | 478492
2016-08-16 06:00 | 0 | 0.33314 | 454127
2016-08-16 07:00 | 0 | 0.30325 | 437248
2016-08-16 08:00 | 0 | 0.28845 | 429944
2016-08-16 09:00 | 0 | 0.26867 | 434927
2016-08-16 10:00 | 0 | 0.24874 | 453229
2016-08-16 11:00 | 0 | 0.22963 | 473966
2016-08-16 12:00 | 0.0092355 | 0.14056 | 495516
2016-08-16 13:00 | 0.28331 | 0.051648 | 521078
2016-08-16 14:00 | 0.57119 | 0.056231 | 551975
2016-08-16 15:00 | 0.70787 | 0.060625 | 581844
2016-08-16 16:00 | 0.78072 | 0.053736 | 607904
2016-08-16 17:00 | 0.78906 | 0.053604 | 629406
2016-08-16 18:00 | 0.78463 | 0.05687 | 645681
2016-08-16 19:00 | 0.77302 | 0.062372 | 655792
2016-08-16 20:00 | 0.76603 | 0.066764 | 662781
2016-08-16 21:00 | 0.74996 | 0.069338 | 666103
2016-08-16 22:00 | 0.71012 | 0.072832 | 660448
2016-08-16 23:00 | 0.60708 | 0.084518 | 649221
2016-08-17 | 0.44795 | 0.15009 | 639748
2016-08-17 01:00 | 0.15171 | 0.32549 | 622478
2016-08-17 02:00 | 0.0010527 | 0.45808 | 589902
2016-08-17 03:00 | 0 | 0.50813 | 551696
2016-08-17 04:00 | 0 | 0.5059 | 516398
2016-08-17 05:00 | 0 | 0.48228 | 486058
2016-08-17 06:00 | 0 | 0.44557 | 460748
2016-08-17 07:00 | 0 | 0.40621 | 442708
2016-08-17 08:00 | 0 | 0.37314 | 435260
2016-08-17 09:00 | 0 | 0.34232 | 439205
2016-08-17 10:00 | 0 | 0.31243 | 458406
2016-08-17 11:00 | 0 | 0.28656 | 480095
2016-08-17 12:00 | 0.012567 | 0.19383 | 498402
2016-08-17 13:00 | 0.26067 | 0.073587 | 521282
2016-08-17 14:00 | 0.55729 | 0.071133 | 549024
2016-08-17 15:00 | 0.68897 | 0.09353 | 576883
2016-08-17 16:00 | 0.7567 | 0.087068 | 602481
2016-08-17 17:00 | 0.76117 | 0.081991 | 624699
2016-08-17 18:00 | 0.74929 | 0.082665 | 642586
2016-08-17 19:00 | 0.73194 | 0.087826 | 655492
2016-08-17 20:00 | 0.71499 | 0.095316 | 665307
2016-08-17 21:00 | 0.6887 | 0.10494 | 668430
2016-08-17 22:00 | 0.64275 | 0.12331 | 661194
2016-08-17 23:00 | 0.55131 | 0.16434 | 646276
2016-08-18 | 0.39303 | 0.28131 | 634017
2016-08-18 01:00 | 0.13733 | 0.49705 | 614945
2016-08-18 02:00 | 0.00087392 | 0.59306 | 582294
2016-08-18 03:00 | 0 | 0.59951 | 543538
2016-08-18 04:00 | 0 | 0.5683 | 507707
2016-08-18 05:00 | 0 | 0.52202 | 476687
2016-08-18 06:00 | 0 | 0.47123 | 452939
2016-08-18 07:00 | 0 | 0.42708 | 435719
2016-08-18 08:00 | 0 | 0.39466 | 427768
2016-08-18 09:00 | 0 | 0.36329 | 433040
2016-08-18 10:00 | 0 | 0.33661 | 452116
2016-08-18 11:00 | 0 | 0.31639 | 472052
2016-08-18 12:00 | 0.011263 | 0.21381 | 491223
2016-08-18 13:00 | 0.21073 | 0.12739 | 514763
2016-08-18 14:00 | 0.5107 | 0.14382 | 543408
2016-08-18 15:00 | 0.6546 | 0.19398 | 573296
2016-08-18 16:00 | 0.71729 | 0.21998 | 600194
2016-08-18 17:00 | 0.7186 | 0.2405 | 623965
2016-08-18 18:00 | 0.705 | 0.25574 | 642152
2016-08-18 19:00 | 0.68509 | 0.26202 | 654155
2016-08-18 20:00 | 0.66528 | 0.26493 | 661159
2016-08-18 21:00 | 0.63851 | 0.2712 | 661487
2016-08-18 22:00 | 0.59625 | 0.28502 | 652540
2016-08-18 23:00 | 0.51321 | 0.31179 | 637120
2016-08-19 | 0.36767 | 0.37656 | 625313
2016-08-19 01:00 | 0.1255 | 0.48303 | 608471
2016-08-19 02:00 | 0.0008235 | 0.48442 | 577238
2016-08-19 03:00 | 0 | 0.45453 | 539195
2016-08-19 04:00 | 0 | 0.42122 | 504080
2016-08-19 05:00 | 0 | 0.384 | 473150
2016-08-19 06:00 | 0 | 0.34943 | 449103
2016-08-19 07:00 | 0 | 0.3191 | 431993
2016-08-19 08:00 | 0 | 0.2974 | 424279
2016-08-19 09:00 | 0 | 0.26884 | 428643
2016-08-19 10:00 | 0 | 0.25134 | 445811
2016-08-19 11:00 | 0 | 0.23997 | 465515
2016-08-19 12:00 | 0.005565 | 0.17183 | 485714
2016-08-19 13:00 | 0.21476 | 0.14747 | 509916
2016-08-19 14:00 | 0.51358 | 0.17063 | 539855
2016-08-19 15:00 | 0.6533 | 0.17149 | 568155
2016-08-19 16:00 | 0.71484 | 0.1638 | 593314
2016-08-19 17:00 | 0.72651 | 0.16043 | 615385
2016-08-19 18:00 | 0.71734 | 0.16482 | 632255
2016-08-19 19:00 | 0.69989 | 0.17465 | 642342
2016-08-19 20:00 | 0.68646 | 0.1921 | 647445
2016-08-19 21:00 | 0.65971 | 0.2164 | 645344
2016-08-19 22:00 | 0.61422 | 0.24302 | 633038
2016-08-19 23:00 | 0.52645 | 0.27205 | 613220
2016-08-20 | 0.38007 | 0.31468 | 598060
2016-08-20 01:00 | 0.12132 | 0.37498 | 580612
2016-08-20 02:00 | 0.00057373 | 0.39779 | 551582
2016-08-20 03:00 | 0 | 0.38812 | 517337
2016-08-20 04:00 | 0 | 0.37029 | 484281
2016-08-20 05:00 | 0 | 0.36571 | 457219
2016-08-20 06:00 | 0 | 0.37016 | 434967
2016-08-20 07:00 | 0 | 0.38258 | 418235
2016-08-20 08:00 | 0 | 0.40526 | 407918
2016-08-20 09:00 | 0 | 0.4167 | 404022
2016-08-20 10:00 | 0 | 0.42236 | 406349
2016-08-20 11:00 | 0 | 0.41697 | 414084
2016-08-20 12:00 | 0.0048235 | 0.36811 | 434124
2016-08-20 13:00 | 0.22043 | 0.37851 | 461548
2016-08-20 14:00 | 0.51253 | 0.40751 | 491914
2016-08-20 15:00 | 0.68287 | 0.38884 | 520936
2016-08-20 16:00 | 0.74524 | 0.34559 | 543602
2016-08-20 17:00 | 0.75301 | 0.30832 | 560233
2016-08-20 18:00 | 0.74165 | 0.28288 | 572044
2016-08-20 19:00 | 0.72399 | 0.26816 | 580000
2016-08-20 20:00 | 0.71042 | 0.25939 | 587024
2016-08-20 21:00 | 0.68525 | 0.25146 | 589548
2016-08-20 22:00 | 0.64615 | 0.23869 | 583463
2016-08-20 23:00 | 0.55224 | 0.2153 | 570525
2016-08-21 | 0.39487 | 0.21739 | 560708
2016-08-21 01:00 | 0.12058 | 0.28206 | 546320
2016-08-21 02:00 | 0.00045065 | 0.28246 | 522016
2016-08-21 03:00 | 0 | 0.27102 | 492804
2016-08-21 04:00 | 0 | 0.26523 | 463664
2016-08-21 05:00 | 0 | 0.27143 | 439723
2016-08-21 06:00 | 0 | 0.29207 | 419299
2016-08-21 07:00 | 0 | 0.32059 | 403933
2016-08-21 08:00 | 0 | 0.35417 | 393719
2016-08-21 09:00 | 0 | 0.35968 | 388523
2016-08-21 10:00 | 0 | 0.36264 | 389420
2016-08-21 11:00 | 0 | 0.37141 | 393384
2016-08-21 12:00 | 0.0057517 | 0.29295 | 409119
2016-08-21 13:00 | 0.21642 | 0.11582 | 434233
2016-08-21 14:00 | 0.50111 | 0.10087 | 460036
2016-08-21 15:00 | 0.65985 | 0.12374 | 486552
2016-08-21 16:00 | 0.7245 | 0.13003 | 510928
2016-08-21 17:00 | 0.73089 | 0.13142 | 530086
2016-08-21 18:00 | 0.71727 | 0.13587 | 544479
2016-08-21 19:00 | 0.69366 | 0.1385 | 554802
2016-08-21 20:00 | 0.67056 | 0.13882 | 562710
2016-08-21 21:00 | 0.63575 | 0.14005 | 569215
2016-08-21 22:00 | 0.58863 | 0.14589 | 568881
2016-08-21 23:00 | 0.4868 | 0.16635 | 561221
2016-08-22 | 0.3314 | 0.28692 | 553368
2016-08-22 01:00 | 0.10468 | 0.50836 | 540660
2016-08-22 02:00 | 0.00030083 | 0.60944 | 513972
2016-08-22 03:00 | 0 | 0.66037 | 480482
2016-08-22 04:00 | 0 | 0.67995 | 450332
2016-08-22 05:00 | 0 | 0.68185 | 424764
2016-08-22 06:00 | 0 | 0.66956 | 405107
2016-08-22 07:00 | 0 | 0.65537 | 391802
2016-08-22 08:00 | 0 | 0.63987 | 386560
2016-08-22 09:00 | 0 | 0.60992 | 392538
2016-08-22 10:00 | 0 | 0.5833 | 411037
2016-08-22 11:00 | 0 | 0.56115 | 432991
2016-08-22 12:00 | 0.0041716 | 0.42068 | 452576
2016-08-22 13:00 | 0.18375 | 0.30854 | 476225
2016-08-22 14:00 | 0.42998 | 0.36692 | 502924
2016-08-22 15:00 | 0.56726 | 0.4156 | 527223
2016-08-22 16:00 | 0.63076 | 0.44653 | 548113
2016-08-22 17:00 | 0.64144 | 0.47295 | 567815
2016-08-22 18:00 | 0.63187 | 0.49328 | 584628
2016-08-22 19:00 | 0.61481 | 0.51186 | 597886
2016-08-22 20:00 | 0.59968 | 0.53016 | 606740
2016-08-22 21:00 | 0.57146 | 0.54744 | 610780
2016-08-22 22:00 | 0.52362 | 0.56393 | 605164
2016-08-22 23:00 | 0.43472 | 0.58351 | 590472
2016-08-23 | 0.29031 | 0.66768 | 578424
2016-08-23 01:00 | 0.078792 | 0.77064 | 561596
2016-08-23 02:00 | 0.00027031 | 0.79172 | 528809
2016-08-23 03:00 | 0 | 0.78834 | 492151
2016-08-23 04:00 | 0 | 0.77278 | 459051
2016-08-23 05:00 | 0 | 0.74906 | 431811
2016-08-23 06:00 | 0 | 0.72738 | 410817
2016-08-23 07:00 | 0 | 0.7164 | 396993
2016-08-23 08:00 | 0 | 0.71213 | 390746
2016-08-23 09:00 | 0 | 0.70078 | 397163
2016-08-23 10:00 | 0 | 0.68274 | 416794
2016-08-23 11:00 | 0 | 0.66108 | 437417
2016-08-23 12:00 | 0.0058434 | 0.57613 | 454648
2016-08-23 13:00 | 0.19091 | 0.48957 | 477293
2016-08-23 14:00 | 0.46838 | 0.65188 | 505355
2016-08-23 15:00 | 0.62111 | 0.70389 | 533055
2016-08-23 16:00 | 0.69978 | 0.71381 | 557774
2016-08-23 17:00 | 0.70799 | 0.72873 | 579989
2016-08-23 18:00 | 0.69882 | 0.7395 | 599625
2016-08-23 19:00 | 0.67758 | 0.74171 | 613462
2016-08-23 20:00 | 0.65422 | 0.73541 | 623291
2016-08-23 21:00 | 0.62124 | 0.71634 | 628108
2016-08-23 22:00 | 0.57461 | 0.68637 | 622384
2016-08-23 23:00 | 0.49133 | 0.67594 | 608385
2016-08-24 | 0.35592 | 0.70401 | 598766
2016-08-24 01:00 | 0.12161 | 0.78605 | 581939
2016-08-24 02:00 | 0.00018064 | 0.79012 | 548730
2016-08-24 03:00 | 0 | 0.76602 | 510750
2016-08-24 04:00 | 0 | 0.72337 | 477056
2016-08-24 05:00 | 0 | 0.68322 | 447879
2016-08-24 06:00 | 0 | 0.64663 | 425903
2016-08-24 07:00 | 0 | 0.62037 | 410647
2016-08-24 08:00 | 0 | 0.59591 | 403762
2016-08-24 09:00 | 0 | 0.56374 | 409712
2016-08-24 10:00 | 0 | 0.54099 | 428782
2016-08-24 11:00 | 0 | 0.51445 | 447986
2016-08-24 12:00 | 0.002651 | 0.40182 | 465480
2016-08-24 13:00 | 0.17495 | 0.3445 | 488202
2016-08-24 14:00 | 0.49969 | 0.41249 | 516237
2016-08-24 15:00 | 0.64902 | 0.43558 | 544552
2016-08-24 16:00 | 0.73625 | 0.43189 | 569357
2016-08-24 17:00 | 0.7462 | 0.42352 | 593181
2016-08-24 18:00 | 0.73551 | 0.41766 | 614042
2016-08-24 19:00 | 0.71702 | 0.40948 | 628911
2016-08-24 20:00 | 0.70307 | 0.39649 | 639660
2016-08-24 21:00 | 0.67625 | 0.37921 | 644653
2016-08-24 22:00 | 0.63399 | 0.36024 | 639097
2016-08-24 23:00 | 0.54331 | 0.34854 | 626278
2016-08-25 | 0.38736 | 0.38215 | 615389
2016-08-25 01:00 | 0.11753 | 0.44931 | 596882
2016-08-25 02:00 | 0.00014435 | 0.44392 | 563679
2016-08-25 03:00 | 0 | 0.42542 | 524938
2016-08-25 04:00 | 0 | 0.40783 | 489614
2016-08-25 05:00 | 0 | 0.38474 | 461217
2016-08-25 06:00 | 0 | 0.36616 | 437953
2016-08-25 07:00 | 0 | 0.35456 | 421820
2016-08-25 08:00 | 0 | 0.35169 | 415450
2016-08-25 09:00 | 0 | 0.33664 | 420070
2016-08-25 10:00 | 0 | 0.32175 | 439258
2016-08-25 11:00 | 0 | 0.30558 | 460850
2016-08-25 12:00 | 0.0014828 | 0.22825 | 479942
2016-08-25 13:00 | 0.19025 | 0.21003 | 504835
2016-08-25 14:00 | 0.50505 | 0.2257 | 535488
2016-08-25 15:00 | 0.66323 | 0.20138 | 565825
2016-08-25 16:00 | 0.73232 | 0.16639 | 594468
2016-08-25 17:00 | 0.73188 | 0.14131 | 620489
2016-08-25 18:00 | 0.72238 | 0.1255 | 639768
2016-08-25 19:00 | 0.70157 | 0.11461 | 652454
2016-08-25 20:00 | 0.67938 | 0.10615 | 659693
2016-08-25 21:00 | 0.64155 | 0.098582 | 660450
2016-08-25 22:00 | 0.58744 | 0.092967 | 651636
2016-08-25 23:00 | 0.48602 | 0.094251 | 636994
2016-08-26 | 0.33693 | 0.13664 | 625254
2016-08-26 01:00 | 0.11164 | 0.20275 | 606013
2016-08-26 02:00 | 0.00012143 | 0.23386 | 572344
2016-08-26 03:00 | 0 | 0.24303 | 533346
2016-08-26 04:00 | 0 | 0.24733 | 497549
2016-08-26 05:00 | 0 | 0.25384 | 467937
2016-08-26 06:00 | 0 | 0.26083 | 444734
2016-08-26 07:00 | 0 | 0.26509 | 428458
2016-08-26 08:00 | 0 | 0.26099 | 420866
2016-08-26 09:00 | 0 | 0.24152 | 425519
2016-08-26 10:00 | 0 | 0.22178 | 444728
2016-08-26 11:00 | 0 | 0.20676 | 466043
2016-08-26 12:00 | 0.00091518 | 0.13815 | 487524
2016-08-26 13:00 | 0.15143 | 0.054934 | 514353
2016-08-26 14:00 | 0.45747 | 0.063852 | 545261
2016-08-26 15:00 | 0.6085 | 0.079083 | 576723
2016-08-26 16:00 | 0.68776 | 0.081088 | 603840
2016-08-26 17:00 | 0.69877 | 0.079802 | 625441
2016-08-26 18:00 | 0.69527 | 0.080306 | 641847
2016-08-26 19:00 | 0.68315 | 0.083409 | 651451
2016-08-26 20:00 | 0.67757 | 0.088855 | 655480
2016-08-26 21:00 | 0.65818 | 0.091578 | 653550
2016-08-26 22:00 | 0.62565 | 0.092799 | 639815
2016-08-26 23:00 | 0.53257 | 0.10342 | 617267
2016-08-27 | 0.36912 | 0.16296 | 600923
2016-08-27 01:00 | 0.10772 | 0.29295 | 580016
2016-08-27 02:00 | 8.82e-05 | 0.34269 | 549444
2016-08-27 03:00 | 0 | 0.34466 | 516865
2016-08-27 04:00 | 0 | 0.32549 | 484549
2016-08-27 05:00 | 0 | 0.30134 | 455263
2016-08-27 06:00 | 0 | 0.28369 | 431590
2016-08-27 07:00 | 0 | 0.27119 | 414085
2016-08-27 08:00 | 0 | 0.2596 | 404444
2016-08-27 09:00 | 0 | 0.24432 | 400736
2016-08-27 10:00 | 0 | 0.22976 | 403135
2016-08-27 11:00 | 0 | 0.21675 | 411095
2016-08-27 12:00 | 0.0013379 | 0.17531 | 431558
2016-08-27 13:00 | 0.19779 | 0.094248 | 461423
2016-08-27 14:00 | 0.52467 | 0.080179 | 494132
2016-08-27 15:00 | 0.66568 | 0.083477 | 525588
2016-08-27 16:00 | 0.73359 | 0.082004 | 554105
2016-08-27 17:00 | 0.73622 | 0.081013 | 576251
2016-08-27 18:00 | 0.72366 | 0.084226 | 591311
2016-08-27 19:00 | 0.7078 | 0.090188 | 600803
2016-08-27 20:00 | 0.6966 | 0.094977 | 606858
2016-08-27 21:00 | 0.67443 | 0.096909 | 604271
2016-08-27 22:00 | 0.63086 | 0.10044 | 598870
2016-08-27 23:00 | 0.52953 | 0.1185 | 582528
2016-08-28 | 0.37143 | 0.21214 | 569917
2016-08-28 01:00 | 0.10772 | 0.39989 | 553360
2016-08-28 02:00 | 6.99e-05 | 0.50411 | 527742
2016-08-28 03:00 | 0 | 0.56779 | 498208
2016-08-28 04:00 | 0 | 0.5835 | 468879
2016-08-28 05:00 | 0 | 0.57876 | 442377
2016-08-28 06:00 | 0 | 0.56108 | 421597
2016-08-28 07:00 | 0 | 0.53709 | 406476
2016-08-28 08:00 | 0 | 0.50794 | 395549
2016-08-28 09:00 | 0 | 0.46967 | 390437
2016-08-28 10:00 | 0 | 0.43086 | 390275
2016-08-28 11:00 | 0 | 0.39412 | 394254
2016-08-28 12:00 | 0.001114 | 0.29666 | 413566
2016-08-28 13:00 | 0.16993 | 0.14677 | 444935
2016-08-28 14:00 | 0.51481 | 0.11337 | 478450
2016-08-28 15:00 | 0.70123 | 0.12905 | 511645
2016-08-28 16:00 | 0.74097 | 0.13346 | 544093
2016-08-28 17:00 | 0.73852 | 0.1429 | 570618
2016-08-28 18:00 | 0.7271 | 0.15782 | 591249
2016-08-28 19:00 | 0.70835 | 0.17169 | 604776
2016-08-28 20:00 | 0.69415 | 0.18176 | 615064
2016-08-28 21:00 | 0.66962 | 0.19337 | 618991
2016-08-28 22:00 | 0.63207 | 0.21031 | 613165
2016-08-28 23:00 | 0.54545 | 0.24449 | 600665
2016-08-29 | 0.39528 | 0.34037 | 591304
2016-08-29 01:00 | 0.10675 | 0.45827 | 573739
2016-08-29 02:00 | 5.59e-05 | 0.48791 | 542108
2016-08-29 03:00 | 0 | 0.46879 | 506758
2016-08-29 04:00 | 0 | 0.44464 | 473517
2016-08-29 05:00 | 0 | 0.41794 | 446810
2016-08-29 06:00 | 0 | 0.38593 | 426452
2016-08-29 07:00 | 0 | 0.34588 | 412154
2016-08-29 08:00 | 0 | 0.30888 | 407216
2016-08-29 09:00 | 0 | 0.26784 | 414170
2016-08-29 10:00 | 0 | 0.23722 | 436856
2016-08-29 11:00 | 0 | 0.21294 | 457948
2016-08-29 12:00 | 0.00035055 | 0.15933 | 478038
2016-08-29 13:00 | 0.11591 | 0.093916 | 505765
2016-08-29 14:00 | 0.4552 | 0.09843 | 537954
2016-08-29 15:00 | 0.64028 | 0.10148 | 569735
2016-08-29 16:00 | 0.68052 | 0.10179 | 599965
2016-08-29 17:00 | 0.68775 | 0.10087 | 625021
2016-08-29 18:00 | 0.68073 | 0.099487 | 643308
2016-08-29 19:00 | 0.66668 | 0.097022 | 654056
2016-08-29 20:00 | 0.65452 | 0.093777 | 659447
2016-08-29 21:00 | 0.63131 | 0.089649 | 660975
2016-08-29 22:00 | 0.5926 | 0.08957 | 653722
2016-08-29 23:00 | 0.50494 | 0.097512 | 638313
2016-08-30 | 0.34953 | 0.13695 | 627299
2016-08-30 01:00 | 0.087471 | 0.24224 | 604806
2016-08-30 02:00 | 3.78e-05 | 0.29957 | 566777
2016-08-30 03:00 | 0 | 0.30269 | 525022
2016-08-30 04:00 | 0 | 0.28566 | 488171
2016-08-30 05:00 | 0 | 0.2605 | 457494
2016-08-30 06:00 | 0 | 0.23564 | 433597
2016-08-30 07:00 | 0 | 0.21216 | 417950
2016-08-30 08:00 | 0 | 0.19368 | 410177
2016-08-30 09:00 | 0 | 0.18147 | 416385
2016-08-30 10:00 | 0 | 0.17555 | 437575
2016-08-30 11:00 | 0 | 0.17022 | 456389
2016-08-30 12:00 | 0.00053928 | 0.14054 | 474287
2016-08-30 13:00 | 0.13172 | 0.069301 | 498228
2016-08-30 14:00 | 0.46218 | 0.063872 | 528147
2016-08-30 15:00 | 0.64212 | 0.078612 | 558262
2016-08-30 16:00 | 0.68701 | 0.079106 | 585627
2016-08-30 17:00 | 0.69402 | 0.077045 | 610613
2016-08-30 18:00 | 0.68564 | 0.077924 | 629443
2016-08-30 19:00 | 0.67238 | 0.0816 | 642942
2016-08-30 20:00 | 0.66437 | 0.085914 | 651700
2016-08-30 21:00 | 0.6468 | 0.090645 | 654714
2016-08-30 22:00 | 0.61424 | 0.10067 | 646260
2016-08-30 23:00 | 0.52036 | 0.12602 | 631370
2016-08-31 | 0.35379 | 0.19801 | 620327
2016-08-31 01:00 | 0.084828 | 0.32277 | 599178
2016-08-31 02:00 | 2.16e-05 | 0.3719 | 562468
2016-08-31 03:00 | 0 | 0.36627 | 522581
2016-08-31 04:00 | 0 | 0.34445 | 487285
2016-08-31 05:00 | 0 | 0.31393 | 460254
2016-08-31 06:00 | 0 | 0.28812 | 436830
2016-08-31 07:00 | 0 | 0.2679 | 423222
2016-08-31 08:00 | 0 | 0.24853 | 416224
2016-08-31 09:00 | 0 | 0.23066 | 422535
2016-08-31 10:00 | 0 | 0.21796 | 442793
2016-08-31 11:00 | 0 | 0.21192 | 462873
2016-08-31 12:00 | 0.00039584 | 0.17745 | 481439
2016-08-31 13:00 | 0.13336 | 0.09154 | 503448
2016-08-31 14:00 | 0.46067 | 0.077274 | 531164
2016-08-31 15:00 | 0.66748 | 0.11177 | 558056
2016-08-31 16:00 | 0.71397 | 0.13861 | 583431
2016-08-31 17:00 | 0.71473 | 0.15446 | 606050
2016-08-31 18:00 | 0.70306 | 0.16454 | 622657
2016-08-31 19:00 | 0.68818 | 0.17267 | 632821
2016-08-31 20:00 | 0.67664 | 0.18262 | 640752
2016-08-31 21:00 | 0.65788 | 0.19286 | 640375
2016-08-31 22:00 | 0.61744 | 0.20399 | 631718
2016-08-31 23:00 | 0.52175 | 0.22835 | 619018
2016-09-01 | 0.3516 | 0.31722 | 609097
2016-09-01 01:00 | 0.084384 | 0.41979 | 588286
2016-09-01 02:00 | 2.92e-05 | 0.42808 | 555048
2016-09-01 03:00 | 0 | 0.41544 | 516859
2016-09-01 04:00 | 0 | 0.40646 | 482326
2016-09-01 05:00 | 0 | 0.38752 | 453317
2016-09-01 06:00 | 0 | 0.36493 | 431277
2016-09-01 07:00 | 0 | 0.35083 | 415650
2016-09-01 08:00 | 0 | 0.33842 | 408914
2016-09-01 09:00 | 0 | 0.32012 | 414048
2016-09-01 10:00 | 0 | 0.3103 | 435041
2016-09-01 11:00 | 0 | 0.30604 | 454300
2016-09-01 12:00 | 0.0005094 | 0.25121 | 469139
2016-09-01 13:00 | 0.15226 | 0.14592 | 490089
2016-09-01 14:00 | 0.49696 | 0.17423 | 514772
2016-09-01 15:00 | 0.65849 | 0.22207 | 538909
2016-09-01 16:00 | 0.71559 | 0.23451 | 559226
2016-09-01 17:00 | 0.70821 | 0.23584 | 577014
2016-09-01 18:00 | 0.69031 | 0.23851 | 588812
2016-09-01 19:00 | 0.66929 | 0.24393 | 595831
2016-09-01 20:00 | 0.65549 | 0.25295 | 599406
2016-09-01 21:00 | 0.63119 | 0.26995 | 599573
2016-09-01 22:00 | 0.58734 | 0.30074 | 590983
2016-09-01 23:00 | 0.49045 | 0.3475 | 579268
2016-09-02 | 0.32412 | 0.47134 | 570677
2016-09-02 01:00 | 0.084028 | 0.61715 | 555203
2016-09-02 02:00 | 2.26e-05 | 0.63021 | 524072
2016-09-02 03:00 | 0 | 0.60275 | 489864
2016-09-02 04:00 | 0 | 0.56072 | 458419
2016-09-02 05:00 | 0 | 0.52325 | 432694
2016-09-02 06:00 | 0 | 0.49734 | 411570
2016-09-02 07:00 | 0 | 0.47989 | 397043
2016-09-02 08:00 | 0 | 0.46549 | 390801
2016-09-02 09:00 | 0 | 0.44282 | 395237
2016-09-02 10:00 | 0 | 0.4255 | 411279
2016-09-02 11:00 | 0 | 0.4151 | 429471
2016-09-02 12:00 | 0.00042728 | 0.3484 | 443622
2016-09-02 13:00 | 0.1337 | 0.30817 | 461899
2016-09-02 14:00 | 0.50201 | 0.37917 | 482422
2016-09-02 15:00 | 0.66406 | 0.39159 | 500856
2016-09-02 16:00 | 0.74447 | 0.38336 | 516563
2016-09-02 17:00 | 0.7379 | 0.37678 | 531791
2016-09-02 18:00 | 0.71512 | 0.37269 | 544019
2016-09-02 19:00 | 0.69416 | 0.37365 | 551969
2016-09-02 20:00 | 0.686 | 0.3788 | 557436
2016-09-02 21:00 | 0.669 | 0.38868 | 558648
2016-09-02 22:00 | 0.62719 | 0.40654 | 549446
2016-09-02 23:00 | 0.53124 | 0.44497 | 535830
2016-09-03 | 0.36338 | 0.55731 | 525082
2016-09-03 01:00 | 0.076612 | 0.69957 | 509780
2016-09-03 02:00 | 1.16e-05 | 0.73045 | 484607
2016-09-03 03:00 | 0 | 0.72024 | 455399
2016-09-03 04:00 | 0 | 0.69218 | 428410
2016-09-03 05:00 | 0 | 0.6557 | 405539
2016-09-03 06:00 | 0 | 0.62371 | 386607
2016-09-03 07:00 | 0 | 0.59174 | 372541
2016-09-03 08:00 | 0 | 0.56654 | 363495
2016-09-03 09:00 | 0 | 0.53006 | 359961
2016-09-03 10:00 | 0 | 0.48457 | 362478
2016-09-03 11:00 | 0 | 0.45141 | 365475
2016-09-03 12:00 | 0.00026946 | 0.37715 | 378162
2016-09-03 13:00 | 0.14297 | 0.30753 | 398947
2016-09-03 14:00 | 0.46494 | 0.36399 | 422857
2016-09-03 15:00 | 0.65628 | 0.3858 | 445178
2016-09-03 16:00 | 0.71378 | 0.37665 | 465906
2016-09-03 17:00 | 0.7163 | 0.37307 | 482753
2016-09-03 18:00 | 0.70862 | 0.37758 | 496541
2016-09-03 19:00 | 0.69919 | 0.38274 | 507892
2016-09-03 20:00 | 0.6969 | 0.38671 | 516890
2016-09-03 21:00 | 0.68603 | 0.39511 | 521120
2016-09-03 22:00 | 0.64744 | 0.41264 | 517258
2016-09-03 23:00 | 0.55155 | 0.44524 | 507028
2016-09-04 | 0.36376 | 0.5436 | 497324
2016-09-04 01:00 | 0.06943 | 0.6567 | 483109
2016-09-04 02:00 | 1.07e-05 | 0.66084 | 460774
2016-09-04 03:00 | 0 | 0.63165 | 435321
2016-09-04 04:00 | 0 | 0.59471 | 410858
2016-09-04 05:00 | 0 | 0.55744 | 389279
2016-09-04 06:00 | 0 | 0.51656 | 372139
2016-09-04 07:00 | 0 | 0.48101 | 359705
2016-09-04 08:00 | 0 | 0.45409 | 352011
2016-09-04 09:00 | 0 | 0.43479 | 348343
2016-09-04 10:00 | 0 | 0.42339 | 347660
2016-09-04 11:00 | 0 | 0.41171 | 350404
2016-09-04 12:00 | 0.00018684 | 0.38081 | 362722
2016-09-04 13:00 | 0.15832 | 0.34319 | 385606
2016-09-04 14:00 | 0.52897 | 0.41473 | 411518
2016-09-04 15:00 | 0.73945 | 0.43932 | 436974
2016-09-04 16:00 | 0.77549 | 0.44193 | 461851
2016-09-04 17:00 | 0.7805 | 0.45039 | 483097
2016-09-04 18:00 | 0.77441 | 0.47322 | 499644
2016-09-04 19:00 | 0.76705 | 0.50443 | 512563
2016-09-04 20:00 | 0.76947 | 0.53568 | 522026
2016-09-04 21:00 | 0.77008 | 0.56743 | 526330
2016-09-04 22:00 | 0.74048 | 0.60133 | 521745
2016-09-04 23:00 | 0.63792 | 0.63486 | 509010
2016-09-05 | 0.42382 | 0.68672 | 499706
2016-09-05 01:00 | 0.075843 | 0.73287 | 485495
2016-09-05 02:00 | 1.29e-05 | 0.71088 | 462737
2016-09-05 03:00 | 0 | 0.6759 | 437089
2016-09-05 04:00 | 0 | 0.64226 | 412375
2016-09-05 05:00 | 0 | 0.61815 | 389910
2016-09-05 06:00 | 0 | 0.59708 | 373373
2016-09-05 07:00 | 0 | 0.57453 | 361629
2016-09-05 08:00 | 0 | 0.55566 | 354901
2016-09-05 09:00 | 0 | 0.53056 | 353197
2016-09-05 10:00 | 0 | 0.49888 | 356613
2016-09-05 11:00 | 0 | 0.46073 | 359505
2016-09-05 12:00 | 0.00014488 | 0.39663 | 371656
2016-09-05 13:00 | 0.15765 | 0.35235 | 397428
2016-09-05 14:00 | 0.57277 | 0.43836 | 429589
2016-09-05 15:00 | 0.78851 | 0.4626 | 461590
2016-09-05 16:00 | 0.81151 | 0.44936 | 490153
2016-09-05 17:00 | 0.80625 | 0.44136 | 513829
2016-09-05 18:00 | 0.79084 | 0.45141 | 532803
2016-09-05 19:00 | 0.77794 | 0.47338 | 547506
2016-09-05 20:00 | 0.77776 | 0.49274 | 559333
2016-09-05 21:00 | 0.77395 | 0.50103 | 567243
2016-09-05 22:00 | 0.74489 | 0.50762 | 566801
2016-09-05 23:00 | 0.64096 | 0.52507 | 558791
2016-09-06 | 0.416 | 0.57101 | 553560
2016-09-06 01:00 | 0.070994 | 0.62158 | 536653
2016-09-06 02:00 | 6.73e-06 | 0.6235 | 505417
2016-09-06 03:00 | 0 | 0.59236 | 471840
2016-09-06 04:00 | 0 | 0.55981 | 441900
2016-09-06 05:00 | 0 | 0.53875 | 416467
2016-09-06 06:00 | 0 | 0.52459 | 397731
2016-09-06 07:00 | 0 | 0.51512 | 385563
2016-09-06 08:00 | 0 | 0.5044 | 381781
2016-09-06 09:00 | 0 | 0.49314 | 390414
2016-09-06 10:00 | 0 | 0.47218 | 414539
2016-09-06 11:00 | 0 | 0.45328 | 437133
2016-09-06 12:00 | 0.00010323 | 0.41179 | 457047
2016-09-06 13:00 | 0.1403 | 0.38361 | 482950
2016-09-06 14:00 | 0.53133 | 0.44537 | 513254
2016-09-06 15:00 | 0.71545 | 0.43082 | 543266
2016-09-06 16:00 | 0.73158 | 0.38439 | 570498
2016-09-06 17:00 | 0.72583 | 0.33436 | 596132
2016-09-06 18:00 | 0.70407 | 0.31185 | 616338
2016-09-06 19:00 | 0.67771 | 0.31541 | 630808
2016-09-06 20:00 | 0.65261 | 0.32618 | 640366
2016-09-06 21:00 | 0.61806 | 0.33867 | 643927
2016-09-06 22:00 | 0.56539 | 0.35074 | 637359
2016-09-06 23:00 | 0.46827 | 0.36837 | 624075
2016-09-07 | 0.31564 | 0.41957 | 613268
2016-09-07 01:00 | 0.065678 | 0.47573 | 590777
2016-09-07 02:00 | 5.32e-06 | 0.49863 | 555333
2016-09-07 03:00 | 0 | 0.50038 | 518248
2016-09-07 04:00 | 0 | 0.48857 | 483143
2016-09-07 05:00 | 0 | 0.48046 | 453597
2016-09-07 06:00 | 0 | 0.47474 | 430734
2016-09-07 07:00 | 0 | 0.45847 | 415236
2016-09-07 08:00 | 0 | 0.44125 | 409003
2016-09-07 09:00 | 0 | 0.42675 | 416585
2016-09-07 10:00 | 0 | 0.42283 | 440038
2016-09-07 11:00 | 0 | 0.41129 | 460425
2016-09-07 12:00 | 3.04e-05 | 0.37969 | 478984
2016-09-07 13:00 | 0.077208 | 0.32009 | 502651
2016-09-07 14:00 | 0.38159 | 0.40526 | 531556
2016-09-07 15:00 | 0.57 | 0.46492 | 561068
2016-09-07 16:00 | 0.61425 | 0.44697 | 589066
2016-09-07 17:00 | 0.63063 | 0.43094 | 612874
2016-09-07 18:00 | 0.63253 | 0.43122 | 631647
2016-09-07 19:00 | 0.62435 | 0.43771 | 644930
2016-09-07 20:00 | 0.61515 | 0.44628 | 653355
2016-09-07 21:00 | 0.59341 | 0.4578 | 656020
2016-09-07 22:00 | 0.55475 | 0.46498 | 648378
2016-09-07 23:00 | 0.46749 | 0.47345 | 635022
2016-09-08 | 0.31342 | 0.53831 | 623500
2016-09-08 01:00 | 0.054098 | 0.62503 | 600621
2016-09-08 02:00 | 2.33e-06 | 0.61651 | 564849
2016-09-08 03:00 | 0 | 0.59328 | 525607
2016-09-08 04:00 | 0 | 0.56996 | 490421
2016-09-08 05:00 | 0 | 0.54592 | 461164
2016-09-08 06:00 | 0 | 0.51959 | 438309
2016-09-08 07:00 | 0 | 0.49583 | 423023
2016-09-08 08:00 | 0 | 0.47013 | 416468
2016-09-08 09:00 | 0 | 0.43953 | 424161
2016-09-08 10:00 | 0 | 0.41904 | 448419
2016-09-08 11:00 | 0 | 0.41333 | 469557
2016-09-08 12:00 | 4.93e-05 | 0.37779 | 484677
2016-09-08 13:00 | 0.12067 | 0.24942 | 506377
2016-09-08 14:00 | 0.52818 | 0.23194 | 535641
2016-09-08 15:00 | 0.73713 | 0.26576 | 564311
2016-09-08 16:00 | 0.77819 | 0.26312 | 591052
2016-09-08 17:00 | 0.7786 | 0.26018 | 614819
2016-09-08 18:00 | 0.76609 | 0.27032 | 633513
2016-09-08 19:00 | 0.75627 | 0.28516 | 646581
2016-09-08 20:00 | 0.7584 | 0.30114 | 654955
2016-09-08 21:00 | 0.7528 | 0.31358 | 657602
2016-09-08 22:00 | 0.72214 | 0.32404 | 649221
2016-09-08 23:00 | 0.62115 | 0.34807 | 636235
2016-09-09 | 0.42545 | 0.45011 | 625267
2016-09-09 01:00 | 0.059403 | 0.55189 | 601889
2016-09-09 02:00 | 9.8e-07 | 0.58367 | 564918
2016-09-09 03:00 | 0 | 0.58499 | 526930
2016-09-09 04:00 | 0 | 0.56177 | 491451
2016-09-09 05:00 | 0 | 0.53225 | 461648
2016-09-09 06:00 | 0 | 0.50322 | 438210
2016-09-09 07:00 | 0 | 0.48058 | 422423
2016-09-09 08:00 | 0 | 0.45954 | 415921
2016-09-09 09:00 | 0 | 0.43938 | 423218
2016-09-09 10:00 | 0 | 0.42414 | 446054
2016-09-09 11:00 | 0 | 0.41289 | 467381
2016-09-09 12:00 | 5.01e-05 | 0.37101 | 482993
2016-09-09 13:00 | 0.13596 | 0.26012 | 506442
2016-09-09 14:00 | 0.56312 | 0.35042 | 534724
2016-09-09 15:00 | 0.76286 | 0.38755 | 563014
2016-09-09 16:00 | 0.79114 | 0.36953 | 588325
2016-09-09 17:00 | 0.78778 | 0.35736 | 611508
2016-09-09 18:00 | 0.77474 | 0.3688 | 629152
2016-09-09 19:00 | 0.76381 | 0.40082 | 640895
2016-09-09 20:00 | 0.76593 | 0.44186 | 647977
2016-09-09 21:00 | 0.76335 | 0.46812 | 647514
2016-09-09 22:00 | 0.73382 | 0.48941 | 635007
2016-09-09 23:00 | 0.63214 | 0.5108 | 616608
2016-09-10 | 0.41181 | 0.56897 | 602141
2016-09-10 01:00 | 0.059859 | 0.64842 | 579290
2016-09-10 02:00 | 5.4e-07 | 0.64127 | 548551
2016-09-10 03:00 | 0 | 0.63131 | 515363
2016-09-10 04:00 | 0 | 0.63739 | 482675
2016-09-10 05:00 | 0 | 0.6405 | 452595
2016-09-10 06:00 | 0 | 0.63363 | 429718
2016-09-10 07:00 | 0 | 0.6356 | 412703
2016-09-10 08:00 | 0 | 0.60954 | 402092
2016-09-10 09:00 | 0 | 0.56355 | 398700
2016-09-10 10:00 | 0 | 0.52876 | 401747
2016-09-10 11:00 | 0 | 0.52162 | 408440
2016-09-10 12:00 | 3.62e-05 | 0.47306 | 426216
2016-09-10 13:00 | 0.12263 | 0.31883 | 452245
2016-09-10 14:00 | 0.51814 | 0.32376 | 482481
2016-09-10 15:00 | 0.73543 | 0.3647 | 511554
2016-09-10 16:00 | 0.77706 | 0.36158 | 535911
2016-09-10 17:00 | 0.77439 | 0.33169 | 554524
2016-09-10 18:00 | 0.76233 | 0.30473 | 567796
2016-09-10 19:00 | 0.7548 | 0.28373 | 576545
2016-09-10 20:00 | 0.76031 | 0.26759 | 581338
2016-09-10 21:00 | 0.76214 | 0.25588 | 580827
2016-09-10 22:00 | 0.73553 | 0.23858 | 572569
2016-09-10 23:00 | 0.63355 | 0.22967 | 561112
2016-09-11 | 0.40183 | 0.2856 | 551027
2016-09-11 01:00 | 0.053466 | 0.35522 | 533658
2016-09-11 02:00 | 6.39e-08 | 0.41759 | 506921
2016-09-11 03:00 | 0 | 0.48788 | 477279
2016-09-11 04:00 | 0 | 0.55253 | 447993
2016-09-11 05:00 | 0 | 0.59571 | 422117
2016-09-11 06:00 | 0 | 0.62527 | 402358
2016-09-11 07:00 | 0 | 0.64004 | 386718
2016-09-11 08:00 | 0 | 0.64289 | 376287
2016-09-11 09:00 | 0 | 0.62314 | 371742
2016-09-11 10:00 | 0 | 0.59967 | 372620
2016-09-11 11:00 | 0 | 0.5854 | 375875
2016-09-11 12:00 | 5.79e-05 | 0.53601 | 389538
2016-09-11 13:00 | 0.13226 | 0.33557 | 412784
2016-09-11 14:00 | 0.55601 | 0.30007 | 437043
2016-09-11 15:00 | 0.73747 | 0.3757 | 459920
2016-09-11 16:00 | 0.77957 | 0.40624 | 482980
2016-09-11 17:00 | 0.77104 | 0.41338 | 503234
2016-09-11 18:00 | 0.75592 | 0.41529 | 519746
2016-09-11 19:00 | 0.74167 | 0.4182 | 532370
2016-09-11 20:00 | 0.73924 | 0.42054 | 542155
2016-09-11 21:00 | 0.73171 | 0.42141 | 547828
2016-09-11 22:00 | 0.69581 | 0.42601 | 543941
2016-09-11 23:00 | 0.57889 | 0.49346 | 534700
2016-09-12 | 0.3588 | 0.69236 | 527731
2016-09-12 01:00 | 0.050499 | 0.79047 | 509612
2016-09-12 02:00 | 0 | 0.8117 | 480759
2016-09-12 03:00 | 0 | 0.80437 | 449727
2016-09-12 04:00 | 0 | 0.77898 | 420593
2016-09-12 05:00 | 0 | 0.747 | 395761
2016-09-12 06:00 | 0 | 0.71075 | 377690
2016-09-12 07:00 | 0 | 0.68169 | 366274
2016-09-12 08:00 | 0 | 0.64732 | 363221
2016-09-12 09:00 | 0 | 0.61388 | 371835
2016-09-12 10:00 | 0 | 0.58567 | 395317
2016-09-12 11:00 | 0 | 0.56227 | 417166
2016-09-12 12:00 | 2.52e-05 | 0.51535 | 432034
2016-09-12 13:00 | 0.084892 | 0.41809 | 452760
2016-09-12 14:00 | 0.45872 | 0.51642 | 476402
2016-09-12 15:00 | 0.65191 | 0.56437 | 499707
2016-09-12 16:00 | 0.70802 | 0.53504 | 521331
2016-09-12 17:00 | 0.70983 | 0.50894 | 542091
2016-09-12 18:00 | 0.69497 | 0.49316 | 559929
2016-09-12 19:00 | 0.67312 | 0.47587 | 572163
2016-09-12 20:00 | 0.65761 | 0.45301 | 580272
2016-09-12 21:00 | 0.63515 | 0.42591 | 582208
2016-09-12 22:00 | 0.5888 | 0.41477 | 573717
2016-09-12 23:00 | 0.48558 | 0.44383 | 562447
2016-09-13 | 0.30755 | 0.51069 | 553340
2016-09-13 01:00 | 0.043115 | 0.54154 | 531862
2016-09-13 02:00 | 0 | 0.52039 | 499804
2016-09-13 03:00 | 0 | 0.50129 | 463720
2016-09-13 04:00 | 0 | 0.47326 | 431172
2016-09-13 05:00 | 0 | 0.44345 | 406107
2016-09-13 06:00 | 0 | 0.41869 | 388315
2016-09-13 07:00 | 0 | 0.3953 | 376303
2016-09-13 08:00 | 0 | 0.37237 | 373384
2016-09-13 09:00 | 0 | 0.33872 | 381489
2016-09-13 10:00 | 0 | 0.30812 | 405252
2016-09-13 11:00 | 0 | 0.28321 | 427960
2016-09-13 12:00 | 3.63e-06 | 0.24305 | 443105
2016-09-13 13:00 | 0.098759 | 0.19813 | 463253
2016-09-13 14:00 | 0.48765 | 0.18891 | 485936
2016-09-13 15:00 | 0.68484 | 0.17063 | 507323
2016-09-13 16:00 | 0.73496 | 0.13881 | 529282
2016-09-13 17:00 | 0.72987 | 0.11582 | 549796
2016-09-13 18:00 | 0.70814 | 0.10381 | 566080
2016-09-13 19:00 | 0.6886 | 0.09811 | 577699
2016-09-13 20:00 | 0.6766 | 0.098174 | 585213
2016-09-13 21:00 | 0.65312 | 0.10082 | 586393
2016-09-13 22:00 | 0.59897 | 0.10683 | 576414
2016-09-13 23:00 | 0.46862 | 0.12438 | 564411
2016-09-14 | 0.25519 | 0.17146 | 557510
2016-09-14 01:00 | 0.031 | 0.24224 | 538277
2016-09-14 02:00 | 0 | 0.24835 | 509253
2016-09-14 03:00 | 0 | 0.25674 | 473004
2016-09-14 04:00 | 0 | 0.27518 | 438738
2016-09-14 05:00 | 0 | 0.28682 | 411716
2016-09-14 06:00 | 0 | 0.29335 | 392440
2016-09-14 07:00 | 0 | 0.29836 | 381027
2016-09-14 08:00 | 0 | 0.29737 | 377224
2016-09-14 09:00 | 0 | 0.27877 | 385772
2016-09-14 10:00 | 0 | 0.2557 | 410618
2016-09-14 11:00 | 0 | 0.24014 | 433998
2016-09-14 12:00 | 1.25e-05 | 0.21306 | 451544
2016-09-14 13:00 | 0.062715 | 0.117 | 472214
2016-09-14 14:00 | 0.41679 | 0.13624 | 496004
2016-09-14 15:00 | 0.64405 | 0.16328 | 519969
2016-09-14 16:00 | 0.70053 | 0.16494 | 542546
2016-09-14 17:00 | 0.7088 | 0.168 | 563715
2016-09-14 18:00 | 0.70223 | 0.1725 | 579326
2016-09-14 19:00 | 0.69312 | 0.17653 | 590339
2016-09-14 20:00 | 0.69411 | 0.17693 | 597164
2016-09-14 21:00 | 0.68203 | 0.17868 | 596445
2016-09-14 22:00 | 0.64042 | 0.18403 | 585395
2016-09-14 23:00 | 0.5354 | 0.19458 | 572760
2016-09-15 | 0.33754 | 0.30234 | 562942
2016-09-15 01:00 | 0.036458 | 0.43446 | 541029
2016-09-15 02:00 | 0 | 0.44941 | 508860
2016-09-15 03:00 | 0 | 0.42996 | 471861
2016-09-15 04:00 | 0 | 0.4063 | 437274
2016-09-15 05:00 | 0 | 0.3868 | 409873
2016-09-15 06:00 | 0 | 0.37404 | 390396
2016-09-15 07:00 | 0 | 0.35734 | 377710
2016-09-15 08:00 | 0 | 0.34293 | 372857
2016-09-15 09:00 | 0 | 0.32485 | 380669
2016-09-15 10:00 | 0 | 0.312 | 405076
2016-09-15 11:00 | 0 | 0.31077 | 426605
2016-09-15 12:00 | 8.33e-06 | 0.28883 | 441383
2016-09-15 13:00 | 0.070045 | 0.19048 | 461221
2016-09-15 14:00 | 0.48207 | 0.15595 | 483767
2016-09-15 15:00 | 0.7095 | 0.18163 | 506225
2016-09-15 16:00 | 0.73563 | 0.20369 | 526880
2016-09-15 17:00 | 0.7313 | 0.22435 | 546504
2016-09-15 18:00 | 0.71782 | 0.24697 | 561739
2016-09-15 19:00 | 0.70417 | 0.26595 | 572572
2016-09-15 20:00 | 0.70455 | 0.27082 | 579275
2016-09-15 21:00 | 0.70372 | 0.2654 | 579583
2016-09-15 22:00 | 0.68179 | 0.27219 | 570244
2016-09-15 23:00 | 0.59385 | 0.30626 | 559133
2016-09-16 | 0.3736 | 0.39517 | 552439
2016-09-16 01:00 | 0.031103 | 0.46943 | 532841
2016-09-16 02:00 | 0 | 0.47931 | 502456
2016-09-16 03:00 | 0 | 0.46696 | 467791
2016-09-16 04:00 | 0 | 0.44576 | 435036
2016-09-16 05:00 | 0 | 0.42056 | 408298
2016-09-16 06:00 | 0 | 0.39844 | 389324
2016-09-16 07:00 | 0 | 0.38158 | 376567
2016-09-16 08:00 | 0 | 0.37065 | 372278
2016-09-16 09:00 | 0 | 0.34719 | 379772
2016-09-16 10:00 | 0 | 0.32729 | 403765
2016-09-16 11:00 | 0 | 0.31913 | 426434
2016-09-16 12:00 | 4.47e-06 | 0.30555 | 441129
2016-09-16 13:00 | 0.078259 | 0.20153 | 460947
2016-09-16 14:00 | 0.50524 | 0.17287 | 482425
2016-09-16 15:00 | 0.76579 | 0.21351 | 503225
2016-09-16 16:00 | 0.79237 | 0.21902 | 522004
2016-09-16 17:00 | 0.78681 | 0.21534 | 539250
2016-09-16 18:00 | 0.77001 | 0.21332 | 552449
2016-09-16 19:00 | 0.75879 | 0.21598 | 562395
2016-09-16 20:00 | 0.76288 | 0.21801 | 568008
2016-09-16 21:00 | 0.76235 | 0.21432 | 566868
2016-09-16 22:00 | 0.73049 | 0.20555 | 556300
2016-09-16 23:00 | 0.62448 | 0.19847 | 543980
2016-09-17 | 0.37913 | 0.22838 | 533857
2016-09-17 01:00 | 0.031625 | 0.26015 | 514936
2016-09-17 02:00 | 0 | 0.2746 | 491140
2016-09-17 03:00 | 0 | 0.28235 | 461461
2016-09-17 04:00 | 0 | 0.29124 | 432146
2016-09-17 05:00 | 0 | 0.30886 | 407483
2016-09-17 06:00 | 0 | 0.32707 | 388124
2016-09-17 07:00 | 0 | 0.34052 | 375365
2016-09-17 08:00 | 0 | 0.35263 | 367743
2016-09-17 09:00 | 0 | 0.36109 | 366707
2016-09-17 10:00 | 0 | 0.36775 | 372011
2016-09-17 11:00 | 0 | 0.37452 | 379978
2016-09-17 12:00 | 2.9e-06 | 0.36046 | 395702
2016-09-17 13:00 | 0.087556 | 0.22406 | 418046
2016-09-17 14:00 | 0.49513 | 0.12012 | 442054
2016-09-17 15:00 | 0.73987 | 0.12385 | 465066
2016-09-17 16:00 | 0.76538 | 0.15772 | 485343
2016-09-17 17:00 | 0.76077 | 0.17454 | 502464
2016-09-17 18:00 | 0.74596 | 0.18281 | 516397
2016-09-17 19:00 | 0.7373 | 0.19596 | 526818
2016-09-17 20:00 | 0.74254 | 0.20978 | 535561
2016-09-17 21:00 | 0.7415 | 0.22073 | 539564
2016-09-17 22:00 | 0.71569 | 0.22386 | 535724
2016-09-17 23:00 | 0.59783 | 0.25415 | 528480
2016-09-18 | 0.35252 | 0.35893 | 521396
2016-09-18 01:00 | 0.028435 | 0.47082 | 504388
2016-09-18 02:00 | 0 | 0.53622 | 480604
2016-09-18 03:00 | 0 | 0.58871 | 453704
2016-09-18 04:00 | 0 | 0.63165 | 426816
2016-09-18 05:00 | 0 | 0.66132 | 403371
2016-09-18 06:00 | 0 | 0.66927 | 384582
2016-09-18 07:00 | 0 | 0.66554 | 370698
2016-09-18 08:00 | 0 | 0.65065 | 362522
2016-09-18 09:00 | 0 | 0.63098 | 360159
2016-09-18 10:00 | 0 | 0.60523 | 363022
2016-09-18 11:00 | 0 | 0.58298 | 368632
2016-09-18 12:00 | 0 | 0.55217 | 383070
2016-09-18 13:00 | 0.088419 | 0.41328 | 407510
2016-09-18 14:00 | 0.50875 | 0.27598 | 433739
2016-09-18 15:00 | 0.7402 | 0.33065 | 460279
2016-09-18 16:00 | 0.76733 | 0.38025 | 486363
2016-09-18 17:00 | 0.76073 | 0.40579 | 510136
2016-09-18 18:00 | 0.74715 | 0.4336 | 529340
2016-09-18 19:00 | 0.73617 | 0.4563 | 544013
2016-09-18 20:00 | 0.73973 | 0.46703 | 556485
2016-09-18 21:00 | 0.74215 | 0.46772 | 565678
2016-09-18 22:00 | 0.72145 | 0.46459 | 566590
2016-09-18 23:00 | 0.61167 | 0.4968 | 564433
2016-09-19 | 0.35671 | 0.58356 | 558678
2016-09-19 01:00 | 0.030638 | 0.65862 | 538138
2016-09-19 02:00 | 0 | 0.69597 | 508786
2016-09-19 03:00 | 0 | 0.71056 | 475390
2016-09-19 04:00 | 0 | 0.71245 | 443166
2016-09-19 05:00 | 0 | 0.70939 | 416746
2016-09-19 06:00 | 0 | 0.70587 | 397704
2016-09-19 07:00 | 0 | 0.69921 | 386159
2016-09-19 08:00 | 0 | 0.68663 | 383320
2016-09-19 09:00 | 0 | 0.65821 | 393834
2016-09-19 10:00 | 0 | 0.6262 | 419651
2016-09-19 11:00 | 0 | 0.59281 | 443218
2016-09-19 12:00 | 2.13e-07 | 0.53971 | 460085
2016-09-19 13:00 | 0.10895 | 0.31314 | 481042
2016-09-19 14:00 | 0.51555 | 0.16285 | 505348
2016-09-19 15:00 | 0.71363 | 0.20859 | 529849
2016-09-19 16:00 | 0.74133 | 0.23538 | 553897
2016-09-19 17:00 | 0.73067 | 0.22643 | 575743
2016-09-19 18:00 | 0.71398 | 0.21765 | 594099
2016-09-19 19:00 | 0.7003 | 0.21722 | 607306
2016-09-19 20:00 | 0.69677 | 0.22065 | 616818
2016-09-19 21:00 | 0.68462 | 0.21826 | 618763
2016-09-19 22:00 | 0.63925 | 0.21089 | 612028
2016-09-19 23:00 | 0.50795 | 0.24291 | 600923
2016-09-20 | 0.23185 | 0.37948 | 588349
2016-09-20 01:00 | 0.020818 | 0.47088 | 564326
2016-09-20 02:00 | 0 | 0.51626 | 530781
2016-09-20 03:00 | 0 | 0.53461 | 491276
2016-09-20 04:00 | 0 | 0.53275 | 454545
2016-09-20 05:00 | 0 | 0.51447 | 425252
2016-09-20 06:00 | 0 | 0.48978 | 404308
2016-09-20 07:00 | 0 | 0.46854 | 390534
2016-09-20 08:00 | 0 | 0.46195 | 385650
2016-09-20 09:00 | 0 | 0.4661 | 393778
2016-09-20 10:00 | 0 | 0.45788 | 418576
2016-09-20 11:00 | 0 | 0.44223 | 441938
2016-09-20 12:00 | 0 | 0.40246 | 456999
2016-09-20 13:00 | 0.077967 | 0.22314 | 477501
2016-09-20 14:00 | 0.29535 | 0.12826 | 501755
2016-09-20 15:00 | 0.46826 | 0.15689 | 527500
2016-09-20 16:00 | 0.54162 | 0.19476 | 551934
2016-09-20 17:00 | 0.56379 | 0.21499 | 575250
2016-09-20 18:00 | 0.56994 | 0.22594 | 593606
2016-09-20 19:00 | 0.56203 | 0.23342 | 607109
2016-09-20 20:00 | 0.54607 | 0.23791 | 615912
2016-09-20 21:00 | 0.51475 | 0.23858 | 617397
2016-09-20 22:00 | 0.46323 | 0.25759 | 608226
2016-09-20 23:00 | 0.3592 | 0.35378 | 595605
2016-09-21 | 0.17905 | 0.54704 | 584391
2016-09-21 01:00 | 0.021272 | 0.65818 | 559930
2016-09-21 02:00 | 0 | 0.6762 | 526181
2016-09-21 03:00 | 0 | 0.66343 | 487926
2016-09-21 04:00 | 0 | 0.62858 | 452003
2016-09-21 05:00 | 0 | 0.59064 | 423398
2016-09-21 06:00 | 0 | 0.56357 | 402738
2016-09-21 07:00 | 0 | 0.55051 | 389346
2016-09-21 08:00 | 0 | 0.53507 | 383965
2016-09-21 09:00 | 0 | 0.50942 | 391881
2016-09-21 10:00 | 0 | 0.48027 | 416612
2016-09-21 11:00 | 0 | 0.4573 | 439838
2016-09-21 12:00 | 0 | 0.43898 | 454962
2016-09-21 13:00 | 0.047408 | 0.32896 | 475231
2016-09-21 14:00 | 0.30117 | 0.3015 | 497212
2016-09-21 15:00 | 0.49116 | 0.38242 | 521302
2016-09-21 16:00 | 0.58466 | 0.39833 | 544593
2016-09-21 17:00 | 0.61796 | 0.38789 | 566369
2016-09-21 18:00 | 0.61652 | 0.37681 | 584246
2016-09-21 19:00 | 0.60116 | 0.37153 | 596829
2016-09-21 20:00 | 0.59312 | 0.37781 | 604822
2016-09-21 21:00 | 0.56925 | 0.39157 | 605721
2016-09-21 22:00 | 0.52083 | 0.41826 | 596355
2016-09-21 23:00 | 0.41207 | 0.46769 | 584985
2016-09-22 | 0.2271 | 0.55919 | 573454
2016-09-22 01:00 | 0.018676 | 0.62458 | 548664
2016-09-22 02:00 | 0 | 0.62174 | 516374
2016-09-22 03:00 | 0 | 0.6036 | 479292
2016-09-22 04:00 | 0 | 0.58099 | 443302
2016-09-22 05:00 | 0 | 0.55492 | 415188
2016-09-22 06:00 | 0 | 0.53173 | 395166
2016-09-22 07:00 | 0 | 0.50557 | 382311
2016-09-22 08:00 | 0 | 0.48411 | 377551
2016-09-22 09:00 | 0 | 0.45328 | 385422
2016-09-22 10:00 | 0 | 0.41511 | 410280
2016-09-22 11:00 | 0 | 0.39035 | 433417
2016-09-22 12:00 | 0 | 0.36169 | 449577
2016-09-22 13:00 | 0.071732 | 0.26707 | 469504
2016-09-22 14:00 | 0.3871 | 0.29788 | 492763
2016-09-22 15:00 | 0.62594 | 0.39223 | 517230
2016-09-22 16:00 | 0.69107 | 0.39318 | 540813
2016-09-22 17:00 | 0.69846 | 0.37104 | 562153
2016-09-22 18:00 | 0.6915 | 0.36162 | 578833
2016-09-22 19:00 | 0.68218 | 0.36426 | 591220
2016-09-22 20:00 | 0.68116 | 0.37282 | 599241
2016-09-22 21:00 | 0.67158 | 0.38335 | 599315
2016-09-22 22:00 | 0.63922 | 0.39927 | 586693
2016-09-22 23:00 | 0.52581 | 0.44027 | 574124
2016-09-23 | 0.25972 | 0.56713 | 563475
2016-09-23 01:00 | 0.018963 | 0.65338 | 540989
2016-09-23 02:00 | 0 | 0.65237 | 510591
2016-09-23 03:00 | 0 | 0.6372 | 474484
2016-09-23 04:00 | 0 | 0.60869 | 440499
2016-09-23 05:00 | 0 | 0.58268 | 411698
2016-09-23 06:00 | 0 | 0.56275 | 392249
2016-09-23 07:00 | 0 | 0.54286 | 380374
2016-09-23 08:00 | 0 | 0.52198 | 376076
2016-09-23 09:00 | 0 | 0.5031 | 382748
2016-09-23 10:00 | 0 | 0.48964 | 406169
2016-09-23 11:00 | 0 | 0.47999 | 429086
2016-09-23 12:00 | 0 | 0.47154 | 445632
2016-09-23 13:00 | 0.069164 | 0.3586 | 468144
2016-09-23 14:00 | 0.4265 | 0.40576 | 491424
2016-09-23 15:00 | 0.65226 | 0.50752 | 515169
2016-09-23 16:00 | 0.7373 | 0.53932 | 536671
2016-09-23 17:00 | 0.73882 | 0.56024 | 556404
2016-09-23 18:00 | 0.72875 | 0.5901 | 571875
2016-09-23 19:00 | 0.72159 | 0.6177 | 582063
2016-09-23 20:00 | 0.72719 | 0.63886 | 588232
2016-09-23 21:00 | 0.72721 | 0.64936 | 586369
2016-09-23 22:00 | 0.68876 | 0.65258 | 572867
2016-09-23 23:00 | 0.55311 | 0.68284 | 556402
2016-09-24 | 0.27325 | 0.7592 | 541761
2016-09-24 01:00 | 0.014452 | 0.77925 | 520490
2016-09-24 02:00 | 0 | 0.76307 | 495866
2016-09-24 03:00 | 0 | 0.74143 | 465603
2016-09-24 04:00 | 0 | 0.7282 | 435837
2016-09-24 05:00 | 0 | 0.70937 | 410777
2016-09-24 06:00 | 0 | 0.68747 | 390880
2016-09-24 07:00 | 0 | 0.65116 | 376962
2016-09-24 08:00 | 0 | 0.6211 | 368954
2016-09-24 09:00 | 0 | 0.59464 | 367250
2016-09-24 10:00 | 0 | 0.57146 | 372473
2016-09-24 11:00 | 0 | 0.55055 | 380737
2016-09-24 12:00 | 0 | 0.51484 | 396108
2016-09-24 13:00 | 0.048043 | 0.40319 | 419312
2016-09-24 14:00 | 0.41221 | 0.38823 | 445085
2016-09-24 15:00 | 0.68603 | 0.4452 | 469931
2016-09-24 16:00 | 0.74233 | 0.47314 | 490873
2016-09-24 17:00 | 0.74141 | 0.4833 | 506967
2016-09-24 18:00 | 0.72704 | 0.49411 | 518027
2016-09-24 19:00 | 0.71707 | 0.50682 | 526151
2016-09-24 20:00 | 0.71936 | 0.50705 | 531570
2016-09-24 21:00 | 0.71448 | 0.48947 | 531513
2016-09-24 22:00 | 0.6892 | 0.47396 | 524247
2016-09-24 23:00 | 0.58696 | 0.49847 | 514988
2016-09-25 | 0.29583 | 0.57594 | 507029
2016-09-25 01:00 | 0.021975 | 0.60492 | 488250
2016-09-25 02:00 | 0 | 0.60908 | 465257
2016-09-25 03:00 | 0 | 0.60432 | 438400
2016-09-25 04:00 | 0 | 0.60011 | 412771
2016-09-25 05:00 | 0 | 0.59325 | 389711
2016-09-25 06:00 | 0 | 0.57896 | 371879
2016-09-25 07:00 | 0 | 0.57209 | 359076
2016-09-25 08:00 | 0 | 0.57198 | 351230
2016-09-25 09:00 | 0 | 0.58195 | 347942
2016-09-25 10:00 | 0 | 0.59738 | 349504
2016-09-25 11:00 | 0 | 0.6138 | 355102
2016-09-25 12:00 | 0 | 0.61841 | 367703
2016-09-25 13:00 | 0.040995 | 0.56354 | 389629
2016-09-25 14:00 | 0.41165 | 0.60787 | 411035
2016-09-25 15:00 | 0.70222 | 0.68491 | 433297
2016-09-25 16:00 | 0.73555 | 0.7214 | 455494
2016-09-25 17:00 | 0.7267 | 0.73269 | 474452
2016-09-25 18:00 | 0.71134 | 0.74085 | 489324
2016-09-25 19:00 | 0.6948 | 0.7416 | 499479
2016-09-25 20:00 | 0.69141 | 0.74218 | 506893
2016-09-25 21:00 | 0.68042 | 0.73379 | 512205
2016-09-25 22:00 | 0.64835 | 0.709 | 510048
2016-09-25 23:00 | 0.52275 | 0.68326 | 508980
2016-09-26 | 0.27227 | 0.71099 | 507252
2016-09-26 01:00 | 0.011276 | 0.7093 | 488879
2016-09-26 02:00 | 0 | 0.68538 | 463538
2016-09-26 03:00 | 0 | 0.67171 | 432734
2016-09-26 04:00 | 0 | 0.652 | 404904
2016-09-26 05:00 | 0 | 0.645 | 381928
2016-09-26 06:00 | 0 | 0.64275 | 365113
2016-09-26 07:00 | 0 | 0.63467 | 355928
2016-09-26 08:00 | 0 | 0.62573 | 354275
2016-09-26 09:00 | 0 | 0.61972 | 364282
2016-09-26 10:00 | 0 | 0.62376 | 388057
2016-09-26 11:00 | 0 | 0.63355 | 412470
2016-09-26 12:00 | 0 | 0.62422 | 427194
2016-09-26 13:00 | 0.041704 | 0.42192 | 441798
2016-09-26 14:00 | 0.36767 | 0.28896 | 457712
2016-09-26 15:00 | 0.64534 | 0.39673 | 473022
2016-09-26 16:00 | 0.69271 | 0.45612 | 486534
2016-09-26 17:00 | 0.69326 | 0.45934 | 498321
2016-09-26 18:00 | 0.68089 | 0.46467 | 506525
2016-09-26 19:00 | 0.66609 | 0.47412 | 511847
2016-09-26 20:00 | 0.66068 | 0.48016 | 516288
2016-09-26 21:00 | 0.64784 | 0.47484 | 516610
2016-09-26 22:00 | 0.61665 | 0.44788 | 513497
2016-09-26 23:00 | 0.49934 | 0.42124 | 512918
2016-09-27 | 0.23818 | 0.45148 | 510195
2016-09-27 01:00 | 0.012223 | 0.4461 | 488881
2016-09-27 02:00 | 0 | 0.43297 | 462918
2016-09-27 03:00 | 0 | 0.42557 | 433838
2016-09-27 04:00 | 0 | 0.43542 | 403286
2016-09-27 05:00 | 0 | 0.45588 | 380547
2016-09-27 06:00 | 0 | 0.47505 | 364245
2016-09-27 07:00 | 0 | 0.49199 | 354187
2016-09-27 08:00 | 0 | 0.50657 | 351614
2016-09-27 09:00 | 0 | 0.51589 | 360380
2016-09-27 10:00 | 0 | 0.52601 | 384379
2016-09-27 11:00 | 0 | 0.53579 | 408124
2016-09-27 12:00 | 0 | 0.53023 | 421531
2016-09-27 13:00 | 0.040494 | 0.35476 | 436094
2016-09-27 14:00 | 0.4061 | 0.18315 | 449971
2016-09-27 15:00 | 0.68732 | 0.18346 | 464478
2016-09-27 16:00 | 0.73682 | 0.22404 | 478113
2016-09-27 17:00 | 0.73197 | 0.25256 | 490862
2016-09-27 18:00 | 0.7164 | 0.26754 | 502725
2016-09-27 19:00 | 0.7035 | 0.27861 | 511919
2016-09-27 20:00 | 0.7022 | 0.2879 | 518483
2016-09-27 21:00 | 0.69556 | 0.28646 | 520523
2016-09-27 22:00 | 0.6577 | 0.26898 | 516150
2016-09-27 23:00 | 0.52644 | 0.28762 | 514287
2016-09-28 | 0.23156 | 0.36085 | 509353
2016-09-28 01:00 | 0.0096907 | 0.41001 | 490346
2016-09-28 02:00 | 0 | 0.44814 | 462860
2016-09-28 03:00 | 0 | 0.4646 | 429862
2016-09-28 04:00 | 0 | 0.45988 | 400207
2016-09-28 05:00 | 0 | 0.45271 | 377301
2016-09-28 06:00 | 0 | 0.45029 | 361628
2016-09-28 07:00 | 0 | 0.45474 | 351135
2016-09-28 08:00 | 0 | 0.45436 | 348448
2016-09-28 09:00 | 0 | 0.43808 | 357233
2016-09-28 10:00 | 0 | 0.41462 | 380412
2016-09-28 11:00 | 0 | 0.39221 | 404373
2016-09-28 12:00 | 0 | 0.36606 | 417225
2016-09-28 13:00 | 0.04663 | 0.21148 | 433252
2016-09-28 14:00 | 0.3943 | 0.13519 | 448706
2016-09-28 15:00 | 0.66177 | 0.15208 | 463538
2016-09-28 16:00 | 0.71901 | 0.16971 | 478083
2016-09-28 17:00 | 0.71674 | 0.16868 | 491792
2016-09-28 18:00 | 0.69837 | 0.16689 | 503207
2016-09-28 19:00 | 0.67926 | 0.16861 | 513287
2016-09-28 20:00 | 0.66899 | 0.17441 | 521245
2016-09-28 21:00 | 0.64282 | 0.18328 | 525594
2016-09-28 22:00 | 0.57875 | 0.19258 | 522849
2016-09-28 23:00 | 0.43273 | 0.24783 | 519181
2016-09-29 | 0.17082 | 0.50823 | 510516
2016-09-29 01:00 | 0.0083044 | 0.61986 | 490776
2016-09-29 02:00 | 0 | 0.62577 | 463586
2016-09-29 03:00 | 0 | 0.60151 | 431162
2016-09-29 04:00 | 0 | 0.56583 | 402391
2016-09-29 05:00 | 0 | 0.52963 | 379998
2016-09-29 06:00 | 0 | 0.49812 | 363000
2016-09-29 07:00 | 0 | 0.47678 | 352206
2016-09-29 08:00 | 0 | 0.45766 | 349223
2016-09-29 09:00 | 0 | 0.42153 | 357698
2016-09-29 10:00 | 0 | 0.39107 | 380829
2016-09-29 11:00 | 0 | 0.3745 | 405282
2016-09-29 12:00 | 0 | 0.35232 | 418930
2016-09-29 13:00 | 0.042634 | 0.22257 | 433174
2016-09-29 14:00 | 0.35971 | 0.14823 | 446476
2016-09-29 15:00 | 0.58862 | 0.16732 | 457915
2016-09-29 16:00 | 0.66303 | 0.20107 | 467097
2016-09-29 17:00 | 0.66252 | 0.21337 | 476837
2016-09-29 18:00 | 0.63516 | 0.22144 | 484414
2016-09-29 19:00 | 0.60951 | 0.22868 | 490997
2016-09-29 20:00 | 0.59498 | 0.23504 | 496619
2016-09-29 21:00 | 0.56657 | 0.24344 | 498650
2016-09-29 22:00 | 0.51684 | 0.25676 | 496050
2016-09-29 23:00 | 0.40341 | 0.33217 | 495047
2016-09-30 | 0.18245 | 0.51676 | 490559
2016-09-30 01:00 | 0.0069679 | 0.62602 | 474123
2016-09-30 02:00 | 0 | 0.63701 | 449269
2016-09-30 03:00 | 0 | 0.60454 | 418628
2016-09-30 04:00 | 0 | 0.54966 | 390352
2016-09-30 05:00 | 0 | 0.49842 | 369439
2016-09-30 06:00 | 0 | 0.45894 | 355595
2016-09-30 07:00 | 0 | 0.42976 | 346003
2016-09-30 08:00 | 0 | 0.4009 | 343264
2016-09-30 09:00 | 0 | 0.36934 | 351472
2016-09-30 10:00 | 0 | 0.34467 | 372870
2016-09-30 11:00 | 0 | 0.33222 | 396585
2016-09-30 12:00 | 0 | 0.31667 | 410605
2016-09-30 13:00 | 0.027815 | 0.23082 | 425358
2016-09-30 14:00 | 0.2866 | 0.16129 | 438424
2016-09-30 15:00 | 0.55898 | 0.20711 | 449478
2016-09-30 16:00 | 0.66316 | 0.23257 | 458534
2016-09-30 17:00 | 0.6715 | 0.239 | 466904
2016-09-30 18:00 | 0.65764 | 0.23911 | 473293
2016-09-30 19:00 | 0.64757 | 0.2315 | 477889
2016-09-30 20:00 | 0.65063 | 0.22049 | 481571
2016-09-30 21:00 | 0.64887 | 0.20619 | 481980
2016-09-30 22:00 | 0.6215 | 0.19731 | 477094
2016-09-30 23:00 | 0.50821 | 0.25342 | 471788
2016-10-01 | 0.24306 | 0.41798 | 464160
2016-10-01 01:00 | 0.014263 | 0.49983 | 449071
2016-10-01 02:00 | 0 | 0.4981 | 429616
2016-10-01 03:00 | 0 | 0.4666 | 403733
2016-10-01 04:00 | 0 | 0.41559 | 379347
2016-10-01 05:00 | 0 | 0.36307 | 360029
2016-10-01 06:00 | 0 | 0.32156 | 345957
2016-10-01 07:00 | 0 | 0.29273 | 335981
2016-10-01 08:00 | 0 | 0.26729 | 330386
2016-10-01 09:00 | 0 | 0.24889 | 329674
2016-10-01 10:00 | 0 | 0.23976 | 335756
2016-10-01 11:00 | 0 | 0.23578 | 344879
2016-10-01 12:00 | 0 | 0.22877 | 358481
2016-10-01 13:00 | 0.038544 | 0.15882 | 375301
2016-10-01 14:00 | 0.39965 | 0.078225 | 391050
2016-10-01 15:00 | 0.69564 | 0.091038 | 405328
2016-10-01 16:00 | 0.75124 | 0.11062 | 416744
2016-10-01 17:00 | 0.73339 | 0.12654 | 426036
2016-10-01 18:00 | 0.70978 | 0.13149 | 434374
2016-10-01 19:00 | 0.69638 | 0.12673 | 441308
2016-10-01 20:00 | 0.70368 | 0.11734 | 446442
2016-10-01 21:00 | 0.71294 | 0.11211 | 449559
2016-10-01 22:00 | 0.69614 | 0.11525 | 447957
2016-10-01 23:00 | 0.57704 | 0.16947 | 447614
2016-10-02 | 0.253 | 0.3709 | 444225
2016-10-02 01:00 | 0.0048617 | 0.48312 | 431609
2016-10-02 02:00 | 0 | 0.52098 | 414372
2016-10-02 03:00 | 0 | 0.52578 | 392285
2016-10-02 04:00 | 0 | 0.50539 | 369627
2016-10-02 05:00 | 0 | 0.48151 | 352065
2016-10-02 06:00 | 0 | 0.45505 | 338309
2016-10-02 07:00 | 0 | 0.42531 | 328815
2016-10-02 08:00 | 0 | 0.39592 | 322930
2016-10-02 09:00 | 0 | 0.35882 | 321307
2016-10-02 10:00 | 0 | 0.3268 | 324074
2016-10-02 11:00 | 0 | 0.302 | 330659
2016-10-02 12:00 | 0 | 0.27804 | 341997
2016-10-02 13:00 | 0.04114 | 0.18431 | 360340
2016-10-02 14:00 | 0.39181 | 0.088688 | 377856
2016-10-02 15:00 | 0.69627 | 0.11504 | 394308
2016-10-02 16:00 | 0.75135 | 0.13335 | 409258
2016-10-02 17:00 | 0.73402 | 0.14939 | 422382
2016-10-02 18:00 | 0.71075 | 0.16254 | 432750
2016-10-02 19:00 | 0.6962 | 0.16854 | 440823
2016-10-02 20:00 | 0.70103 | 0.17028 | 447418
2016-10-02 21:00 | 0.7084 | 0.17435 | 452442
2016-10-02 22:00 | 0.68294 | 0.19069 | 453706
2016-10-02 23:00 | 0.55377 | 0.28244 | 455845
2016-10-03 | 0.22151 | 0.52189 | 454506
2016-10-03 01:00 | 0.0043462 | 0.63557 | 440665
2016-10-03 02:00 | 0 | 0.67261 | 419948
2016-10-03 03:00 | 0 | 0.67816 | 393288
2016-10-03 04:00 | 0 | 0.65846 | 370228
2016-10-03 05:00 | 0 | 0.6304 | 352069
2016-10-03 06:00 | 0 | 0.60629 | 339911
2016-10-03 07:00 | 0 | 0.59218 | 332910
2016-10-03 08:00 | 0 | 0.57761 | 333017
2016-10-03 09:00 | 0 | 0.55632 | 343797
2016-10-03 10:00 | 0 | 0.54136 | 367448
2016-10-03 11:00 | 0 | 0.53092 | 392416
2016-10-03 12:00 | 0 | 0.53136 | 407507
2016-10-03 13:00 | 0.028871 | 0.45366 | 422920
2016-10-03 14:00 | 0.34633 | 0.42937 | 438778
2016-10-03 15:00 | 0.64317 | 0.57175 | 452970
2016-10-03 16:00 | 0.70779 | 0.65743 | 466381
2016-10-03 17:00 | 0.70748 | 0.69287 | 478612
2016-10-03 18:00 | 0.69639 | 0.7232 | 488215
2016-10-03 19:00 | 0.69176 | 0.75332 | 494304
2016-10-03 20:00 | 0.69997 | 0.78283 | 497335
2016-10-03 21:00 | 0.70059 | 0.8099 | 497321
2016-10-03 22:00 | 0.68436 | 0.83436 | 493897
2016-10-03 23:00 | 0.56166 | 0.87587 | 493550
2016-10-04 | 0.2296 | 0.92683 | 488761
2016-10-04 01:00 | 0.0028047 | 0.92409 | 471633
2016-10-04 02:00 | 0 | 0.89612 | 446352
2016-10-04 03:00 | 0 | 0.87606 | 416647
2016-10-04 04:00 | 0 | 0.85831 | 388923
2016-10-04 05:00 | 0 | 0.84701 | 366116
2016-10-04 06:00 | 0 | 0.83609 | 351179
2016-10-04 07:00 | 0 | 0.82432 | 342658
2016-10-04 08:00 | 0 | 0.81318 | 341000
2016-10-04 09:00 | 0 | 0.79795 | 350712
2016-10-04 10:00 | 0 | 0.78207 | 375478
2016-10-04 11:00 | 0 | 0.77285 | 400098
2016-10-04 12:00 | 0 | 0.76163 | 413981
2016-10-04 13:00 | 0.028333 | 0.6743 | 428455
2016-10-04 14:00 | 0.39342 | 0.63101 | 442417
2016-10-04 15:00 | 0.73227 | 0.69759 | 455453
2016-10-04 16:00 | 0.77387 | 0.68997 | 468286
2016-10-04 17:00 | 0.76659 | 0.67872 | 480699
2016-10-04 18:00 | 0.74779 | 0.66874 | 490527
2016-10-04 19:00 | 0.73534 | 0.66026 | 497249
2016-10-04 20:00 | 0.74218 | 0.65214 | 502525
2016-10-04 21:00 | 0.74821 | 0.63751 | 503411
2016-10-04 22:00 | 0.73262 | 0.62526 | 498983
2016-10-04 23:00 | 0.58774 | 0.64168 | 498935
2016-10-05 | 0.23474 | 0.67327 | 495150
2016-10-05 01:00 | 0.0027234 | 0.66717 | 478735
2016-10-05 02:00 | 0 | 0.65579 | 453603
2016-10-05 03:00 | 0 | 0.65041 | 425594
2016-10-05 04:00 | 0 | 0.63964 | 397551
2016-10-05 05:00 | 0 | 0.63132 | 377091
2016-10-05 06:00 | 0 | 0.6189 | 361549
2016-10-05 07:00 | 0 | 0.59907 | 352193
2016-10-05 08:00 | 0 | 0.58577 | 349490
2016-10-05 09:00 | 0 | 0.5636 | 357785
2016-10-05 10:00 | 0 | 0.54214 | 381831
2016-10-05 11:00 | 0 | 0.53204 | 406223
2016-10-05 12:00 | 0 | 0.51999 | 419017
2016-10-05 13:00 | 0.026937 | 0.4261 | 432725
2016-10-05 14:00 | 0.38634 | 0.36453 | 447305
2016-10-05 15:00 | 0.73522 | 0.41094 | 460409
2016-10-05 16:00 | 0.77442 | 0.42178 | 473195
2016-10-05 17:00 | 0.75644 | 0.42758 | 486313
2016-10-05 18:00 | 0.73305 | 0.43845 | 498180
2016-10-05 19:00 | 0.71886 | 0.45099 | 507295
2016-10-05 20:00 | 0.7239 | 0.45624 | 513946
2016-10-05 21:00 | 0.72961 | 0.45178 | 515936
2016-10-05 22:00 | 0.71028 | 0.44058 | 511466
2016-10-05 23:00 | 0.562 | 0.47028 | 509137
2016-10-06 | 0.2154 | 0.56064 | 502299
2016-10-06 01:00 | 0.0028614 | 0.63033 | 481284
2016-10-06 02:00 | 0 | 0.66521 | 458450
2016-10-06 03:00 | 0 | 0.66669 | 429111
2016-10-06 04:00 | 0 | 0.64369 | 403890
2016-10-06 05:00 | 0 | 0.61133 | 381752
2016-10-06 06:00 | 0 | 0.58087 | 366277
2016-10-06 07:00 | 0 | 0.55091 | 356084
2016-10-06 08:00 | 0 | 0.5241 | 353626
2016-10-06 09:00 | 0 | 0.49789 | 362758
2016-10-06 10:00 | 0 | 0.47428 | 385927
2016-10-06 11:00 | 0 | 0.45657 | 410874
2016-10-06 12:00 | 0 | 0.44604 | 424885
2016-10-06 13:00 | 0.022041 | 0.38317 | 438806
2016-10-06 14:00 | 0.3326 | 0.38766 | 452384
2016-10-06 15:00 | 0.71098 | 0.4533 | 464701
2016-10-06 16:00 | 0.75616 | 0.45436 | 475928
2016-10-06 17:00 | 0.73612 | 0.43231 | 487992
2016-10-06 18:00 | 0.71714 | 0.41225 | 498243
2016-10-06 19:00 | 0.70476 | 0.40246 | 504825
2016-10-06 20:00 | 0.70994 | 0.4106 | 509579
2016-10-06 21:00 | 0.71306 | 0.42769 | 510568
2016-10-06 22:00 | 0.68395 | 0.44094 | 506396
2016-10-06 23:00 | 0.55136 | 0.46609 | 505799
2016-10-07 | 0.20958 | 0.50132 | 500734
2016-10-07 01:00 | 0.0035225 | 0.51485 | 484447
2016-10-07 02:00 | 0 | 0.53299 | 459365
2016-10-07 03:00 | 0 | 0.54765 | 428443
2016-10-07 04:00 | 0 | 0.55475 | 401406
2016-10-07 05:00 | 0 | 0.55657 | 379573
2016-10-07 06:00 | 0 | 0.56091 | 362525
2016-10-07 07:00 | 0 | 0.56411 | 353282
2016-10-07 08:00 | 0 | 0.56013 | 350335
2016-10-07 09:00 | 0 | 0.52426 | 357442
2016-10-07 10:00 | 0 | 0.47797 | 377785
2016-10-07 11:00 | 0 | 0.46106 | 401400
2016-10-07 12:00 | 0 | 0.45521 | 416117
2016-10-07 13:00 | 0.016532 | 0.3877 | 429380
2016-10-07 14:00 | 0.37611 | 0.38406 | 442980
2016-10-07 15:00 | 0.6794 | 0.40238 | 453071
2016-10-07 16:00 | 0.73263 | 0.38629 | 461304
2016-10-07 17:00 | 0.72758 | 0.37046 | 469765
2016-10-07 18:00 | 0.70706 | 0.35873 | 476505
2016-10-07 19:00 | 0.6941 | 0.34992 | 479943
2016-10-07 20:00 | 0.69694 | 0.34138 | 482069
2016-10-07 21:00 | 0.69671 | 0.32724 | 481238
2016-10-07 22:00 | 0.67296 | 0.29092 | 476103
2016-10-07 23:00 | 0.51603 | 0.2783 | 472386
2016-10-08 | 0.17346 | 0.34457 | 465369
2016-10-08 01:00 | 0.0012964 | 0.3849 | 450868
2016-10-08 02:00 | 0 | 0.41562 | 428352
2016-10-08 03:00 | 0 | 0.44606 | 407395
2016-10-08 04:00 | 0 | 0.46075 | 385732
2016-10-08 05:00 | 0 | 0.45923 | 364959
2016-10-08 06:00 | 0 | 0.45132 | 350104
2016-10-08 07:00 | 0 | 0.4403 | 339014
2016-10-08 08:00 | 0 | 0.42518 | 332471
2016-10-08 09:00 | 0 | 0.40211 | 331938
2016-10-08 10:00 | 0 | 0.37833 | 338002
2016-10-08 11:00 | 0 | 0.35774 | 348329
2016-10-08 12:00 | 0 | 0.34008 | 361100
2016-10-08 13:00 | 0.011475 | 0.24348 | 379211
2016-10-08 14:00 | 0.2288 | 0.10919 | 394483
2016-10-08 15:00 | 0.50403 | 0.11635 | 406622
2016-10-08 16:00 | 0.60041 | 0.14536 | 415739
2016-10-08 17:00 | 0.60721 | 0.13961 | 421708
2016-10-08 18:00 | 0.58993 | 0.12758 | 426659
2016-10-08 19:00 | 0.57137 | 0.11682 | 431968
2016-10-08 20:00 | 0.55779 | 0.10915 | 436274
2016-10-08 21:00 | 0.53064 | 0.10486 | 439383
2016-10-08 22:00 | 0.49097 | 0.11477 | 439069
2016-10-08 23:00 | 0.38473 | 0.20657 | 435365
2016-10-09 | 0.16564 | 0.36874 | 432182
2016-10-09 01:00 | 0.0019661 | 0.46817 | 422059
2016-10-09 02:00 | 0 | 0.48252 | 402252
2016-10-09 03:00 | 0 | 0.48164 | 380070
2016-10-09 04:00 | 0 | 0.48055 | 362415
2016-10-09 05:00 | 0 | 0.47414 | 344211
2016-10-09 06:00 | 0 | 0.47834 | 329703
2016-10-09 07:00 | 0 | 0.477 | 320457
2016-10-09 08:00 | 0 | 0.46869 | 314804
2016-10-09 09:00 | 0 | 0.44924 | 313504
2016-10-09 10:00 | 0 | 0.43864 | 316333
2016-10-09 11:00 | 0 | 0.43705 | 323004
2016-10-09 12:00 | 0 | 0.43931 | 334487
2016-10-09 13:00 | 0.0095861 | 0.37159 | 350536
2016-10-09 14:00 | 0.24328 | 0.23843 | 363656
2016-10-09 15:00 | 0.56268 | 0.28561 | 374100
2016-10-09 16:00 | 0.65616 | 0.36313 | 383930
2016-10-09 17:00 | 0.65121 | 0.40079 | 392899
2016-10-09 18:00 | 0.62912 | 0.43313 | 400269
2016-10-09 19:00 | 0.60847 | 0.45797 | 408188
2016-10-09 20:00 | 0.59542 | 0.47236 | 416624
2016-10-09 21:00 | 0.58142 | 0.47569 | 423858
2016-10-09 22:00 | 0.55574 | 0.47024 | 427184
2016-10-09 23:00 | 0.45481 | 0.55654 | 433837
2016-10-10 | 0.18453 | 0.66285 | 435426
2016-10-10 01:00 | 0.00094442 | 0.70913 | 419781
2016-10-10 02:00 | 0 | 0.72461 | 401543
2016-10-10 03:00 | 0 | 0.72683 | 381256
2016-10-10 04:00 | 0 | 0.71765 | 358189
2016-10-10 05:00 | 0 | 0.69993 | 340263
2016-10-10 06:00 | 0 | 0.68353 | 327877
2016-10-10 07:00 | 0 | 0.65894 | 320921
2016-10-10 08:00 | 0 | 0.63466 | 320475
2016-10-10 09:00 | 0 | 0.59699 | 328559
2016-10-10 10:00 | 0 | 0.56363 | 350200
2016-10-10 11:00 | 0 | 0.53667 | 374730
2016-10-10 12:00 | 0 | 0.52089 | 390068
2016-10-10 13:00 | 0.023213 | 0.44198 | 403659
2016-10-10 14:00 | 0.35092 | 0.32457 | 414344
2016-10-10 15:00 | 0.61674 | 0.36526 | 422674
2016-10-10 16:00 | 0.68672 | 0.41232 | 429540
2016-10-10 17:00 | 0.67969 | 0.41449 | 436521
2016-10-10 18:00 | 0.66245 | 0.41191 | 443254
2016-10-10 19:00 | 0.64942 | 0.40896 | 449624
2016-10-10 20:00 | 0.65119 | 0.40141 | 456276
2016-10-10 21:00 | 0.65067 | 0.39478 | 461341
2016-10-10 22:00 | 0.61271 | 0.40232 | 463319
2016-10-10 23:00 | 0.45385 | 0.49056 | 469066
2016-10-11 | 0.12846 | 0.62632 | 465861
2016-10-11 01:00 | 0.0006282 | 0.70463 | 450737
2016-10-11 02:00 | 0 | 0.74238 | 428112
2016-10-11 03:00 | 0 | 0.74898 | 400669
2016-10-11 04:00 | 0 | 0.72859 | 375252
2016-10-11 05:00 | 0 | 0.69775 | 357030
2016-10-11 06:00 | 0 | 0.65884 | 343584
2016-10-11 07:00 | 0 | 0.6188 | 336113
2016-10-11 08:00 | 0 | 0.58215 | 334737
2016-10-11 09:00 | 0 | 0.55234 | 343866
2016-10-11 10:00 | 0 | 0.5279 | 369914
2016-10-11 11:00 | 0 | 0.5029 | 395969
2016-10-11 12:00 | 0 | 0.47665 | 407918
2016-10-11 13:00 | 0.015359 | 0.36317 | 417206
2016-10-11 14:00 | 0.30124 | 0.23366 | 425449
2016-10-11 15:00 | 0.58977 | 0.23341 | 432647
2016-10-11 16:00 | 0.67929 | 0.26421 | 439652
2016-10-11 17:00 | 0.67986 | 0.26901 | 446392
2016-10-11 18:00 | 0.6636 | 0.28303 | 453427
2016-10-11 19:00 | 0.65332 | 0.30572 | 458453
2016-10-11 20:00 | 0.65947 | 0.32551 | 464133
2016-10-11 21:00 | 0.66645 | 0.34319 | 468519
2016-10-11 22:00 | 0.64842 | 0.38285 | 469706
2016-10-11 23:00 | 0.5109 | 0.45568 | 474251
2016-10-12 | 0.17349 | 0.53594 | 471249
2016-10-12 01:00 | 0.00051295 | 0.55689 | 456932
2016-10-12 02:00 | 0 | 0.56873 | 433484
2016-10-12 03:00 | 0 | 0.56538 | 406043
2016-10-12 04:00 | 0 | 0.56421 | 380992
2016-10-12 05:00 | 0 | 0.55766 | 361760
2016-10-12 06:00 | 0 | 0.54877 | 348243
2016-10-12 07:00 | 0 | 0.54253 | 340838
2016-10-12 08:00 | 0 | 0.54342 | 340028
2016-10-12 09:00 | 0 | 0.54005 | 348468
2016-10-12 10:00 | 0 | 0.52714 | 373533
2016-10-12 11:00 | 0 | 0.52005 | 399567
2016-10-12 12:00 | 0 | 0.50979 | 411951
2016-10-12 13:00 | 0.013642 | 0.46102 | 423006
2016-10-12 14:00 | 0.30358 | 0.42656 | 433683
2016-10-12 15:00 | 0.61662 | 0.42925 | 442339
2016-10-12 16:00 | 0.69518 | 0.40761 | 449506
2016-10-12 17:00 | 0.69897 | 0.36937 | 456544
2016-10-12 18:00 | 0.67324 | 0.33344 | 462687
2016-10-12 19:00 | 0.65533 | 0.30622 | 467162
2016-10-12 20:00 | 0.65424 | 0.28527 | 471056
2016-10-12 21:00 | 0.65111 | 0.26724 | 474321
2016-10-12 22:00 | 0.59659 | 0.24799 | 474450
2016-10-12 23:00 | 0.43019 | 0.25213 | 477720
2016-10-13 | 0.1422 | 0.29729 | 473170
2016-10-13 01:00 | 0.00033761 | 0.31825 | 458461
2016-10-13 02:00 | 0 | 0.33588 | 435066
2016-10-13 03:00 | 0 | 0.34176 | 407110
2016-10-13 04:00 | 0 | 0.35017 | 381865
2016-10-13 05:00 | 0 | 0.36055 | 362529
2016-10-13 06:00 | 0 | 0.36544 | 348729
2016-10-13 07:00 | 0 | 0.36113 | 341147
2016-10-13 08:00 | 0 | 0.35114 | 340195
2016-10-13 09:00 | 0 | 0.34398 | 348595
2016-10-13 10:00 | 0 | 0.33778 | 373419
2016-10-13 11:00 | 0 | 0.33165 | 399415
2016-10-13 12:00 | 0 | 0.32246 | 412453
2016-10-13 13:00 | 0.0068971 | 0.25687 | 423354
2016-10-13 14:00 | 0.24106 | 0.16636 | 433595
2016-10-13 15:00 | 0.55264 | 0.1602 | 441745
2016-10-13 16:00 | 0.63093 | 0.16492 | 448142
2016-10-13 17:00 | 0.63405 | 0.16717 | 454591
2016-10-13 18:00 | 0.62393 | 0.17095 | 460716
2016-10-13 19:00 | 0.61718 | 0.1731 | 464994
2016-10-13 20:00 | 0.62488 | 0.16633 | 467977
2016-10-13 21:00 | 0.631 | 0.16291 | 469397
2016-10-13 22:00 | 0.60297 | 0.17842 | 468201
2016-10-13 23:00 | 0.45331 | 0.29318 | 472705
2016-10-14 | 0.1138 | 0.47024 | 470940
2016-10-14 01:00 | 0.00019909 | 0.56053 | 456951
2016-10-14 02:00 | 0 | 0.60141 | 433342
2016-10-14 03:00 | 0 | 0.62144 | 407036
2016-10-14 04:00 | 0 | 0.63032 | 382596
2016-10-14 05:00 | 0 | 0.6292 | 362278
2016-10-14 06:00 | 0 | 0.62267 | 348008
2016-10-14 07:00 | 0 | 0.61482 | 340313
2016-10-14 08:00 | 0 | 0.60154 | 339060
2016-10-14 09:00 | 0 | 0.57517 | 347726
2016-10-14 10:00 | 0 | 0.55219 | 371146
2016-10-14 11:00 | 0 | 0.53831 | 396426
2016-10-14 12:00 | 0 | 0.5302 | 409246
2016-10-14 13:00 | 0.0091081 | 0.49674 | 419731
2016-10-14 14:00 | 0.27824 | 0.40222 | 429523
2016-10-14 15:00 | 0.54355 | 0.3911 | 436532
2016-10-14 16:00 | 0.62779 | 0.42927 | 442480
2016-10-14 17:00 | 0.64069 | 0.46427 | 448288
2016-10-14 18:00 | 0.63372 | 0.5031 | 453012
2016-10-14 19:00 | 0.62863 | 0.54428 | 456009
2016-10-14 20:00 | 0.63496 | 0.58197 | 458200
2016-10-14 21:00 | 0.64108 | 0.62739 | 458185
2016-10-14 22:00 | 0.60225 | 0.67944 | 455239
2016-10-14 23:00 | 0.4391 | 0.79742 | 456333
2016-10-15 | 0.094799 | 0.90436 | 451920
2016-10-15 01:00 | 0.00014375 | 0.9307 | 440415
2016-10-15 02:00 | 0 | 0.92822 | 422463
2016-10-15 03:00 | 0 | 0.92437 | 399992
2016-10-15 04:00 | 0 | 0.9159 | 377730
2016-10-15 05:00 | 0 | 0.89859 | 360123
2016-10-15 06:00 | 0 | 0.87759 | 346109
2016-10-15 07:00 | 0 | 0.85874 | 337138
2016-10-15 08:00 | 0 | 0.84313 | 333073
2016-10-15 09:00 | 0 | 0.82265 | 334219
2016-10-15 10:00 | 0 | 0.79482 | 341744
2016-10-15 11:00 | 0 | 0.77354 | 353154
2016-10-15 12:00 | 0 | 0.74801 | 366424
2016-10-15 13:00 | 0.009392 | 0.68303 | 381324
2016-10-15 14:00 | 0.32178 | 0.54576 | 395160
2016-10-15 15:00 | 0.62946 | 0.47298 | 407344
2016-10-15 16:00 | 0.70065 | 0.4964 | 417435
2016-10-15 17:00 | 0.69472 | 0.50092 | 425068
2016-10-15 18:00 | 0.6759 | 0.47024 | 431579
2016-10-15 19:00 | 0.66763 | 0.43578 | 437621
2016-10-15 20:00 | 0.6785 | 0.39693 | 442960
2016-10-15 21:00 | 0.69543 | 0.36063 | 445535
2016-10-15 22:00 | 0.68042 | 0.34869 | 446436
2016-10-15 23:00 | 0.49636 | 0.41525 | 449627
2016-10-16 | 0.11725 | 0.47742 | 445552
2016-10-16 01:00 | 0.00011651 | 0.51837 | 434826
2016-10-16 02:00 | 0 | 0.54409 | 417311
2016-10-16 03:00 | 0 | 0.57581 | 396189
2016-10-16 04:00 | 0 | 0.60853 | 374750
2016-10-16 05:00 | 0 | 0.62411 | 357343
2016-10-16 06:00 | 0 | 0.6281 | 343637
2016-10-16 07:00 | 0 | 0.63994 | 333971
2016-10-16 08:00 | 0 | 0.65447 | 328806
2016-10-16 09:00 | 0 | 0.66635 | 327782
2016-10-16 10:00 | 0 | 0.68219 | 331842
2016-10-16 11:00 | 0 | 0.69173 | 340368
2016-10-16 12:00 | 0 | 0.70583 | 351891
2016-10-16 13:00 | 0.0081807 | 0.65264 | 367423
2016-10-16 14:00 | 0.31655 | 0.53615 | 383772
2016-10-16 15:00 | 0.57035 | 0.5099 | 400544
2016-10-16 16:00 | 0.6447 | 0.59078 | 416790
2016-10-16 17:00 | 0.64454 | 0.68706 | 430707
2016-10-16 18:00 | 0.62667 | 0.73268 | 442178
2016-10-16 19:00 | 0.6189 | 0.75319 | 451589
2016-10-16 20:00 | 0.62334 | 0.75853 | 458822
2016-10-16 21:00 | 0.63252 | 0.75228 | 464628
2016-10-16 22:00 | 0.61418 | 0.75669 | 467804
2016-10-16 23:00 | 0.45714 | 0.81713 | 471245
2016-10-17 | 0.10816 | 0.85498 | 468534
2016-10-17 01:00 | 8.49e-05 | 0.84947 | 453973
2016-10-17 02:00 | 0 | 0.8215 | 431304
2016-10-17 03:00 | 0 | 0.78858 | 404663
2016-10-17 04:00 | 0 | 0.76709 | 379946
2016-10-17 05:00 | 0 | 0.74994 | 360858
2016-10-17 06:00 | 0 | 0.72122 | 347528
2016-10-17 07:00 | 0 | 0.69575 | 340423
2016-10-17 08:00 | 0 | 0.67029 | 339804
2016-10-17 09:00 | 0 | 0.63714 | 349623
2016-10-17 10:00 | 0 | 0.60881 | 376218
2016-10-17 11:00 | 0 | 0.5899 | 404471
2016-10-17 12:00 | 0 | 0.58016 | 420646
2016-10-17 13:00 | 0.0079174 | 0.54041 | 436484
2016-10-17 14:00 | 0.30061 | 0.4363 | 453409
2016-10-17 15:00 | 0.60107 | 0.43545 | 468848
2016-10-17 16:00 | 0.68774 | 0.51896 | 483953
2016-10-17 17:00 | 0.69122 | 0.58003 | 498846
2016-10-17 18:00 | 0.66971 | 0.61724 | 511978
2016-10-17 19:00 | 0.66 | 0.63975 | 521613
2016-10-17 20:00 | 0.6718 | 0.65474 | 527488
2016-10-17 21:00 | 0.69386 | 0.6666 | 528429
2016-10-17 22:00 | 0.68577 | 0.69133 | 523606
2016-10-17 23:00 | 0.51176 | 0.76937 | 522334
2016-10-18 | 0.12135 | 0.81432 | 514513
2016-10-18 01:00 | 8.84e-05 | 0.81057 | 495858
2016-10-18 02:00 | 0 | 0.79928 | 468422
2016-10-18 03:00 | 0 | 0.79092 | 435906
2016-10-18 04:00 | 0 | 0.78313 | 406153
2016-10-18 05:00 | 0 | 0.76608 | 383174
2016-10-18 06:00 | 0 | 0.75023 | 367099
2016-10-18 07:00 | 0 | 0.73741 | 357029
2016-10-18 08:00 | 0 | 0.71698 | 354533
2016-10-18 09:00 | 0 | 0.67642 | 363232
2016-10-18 10:00 | 0 | 0.63577 | 388280
2016-10-18 11:00 | 0 | 0.59703 | 414599
2016-10-18 12:00 | 0 | 0.56205 | 428263
2016-10-18 13:00 | 0.0058595 | 0.44825 | 443362
2016-10-18 14:00 | 0.28001 | 0.26506 | 459677
2016-10-18 15:00 | 0.67268 | 0.25748 | 473422
2016-10-18 16:00 | 0.73686 | 0.24389 | 487336
2016-10-18 17:00 | 0.71155 | 0.21427 | 500972
2016-10-18 18:00 | 0.68389 | 0.19931 | 512847
2016-10-18 19:00 | 0.66782 | 0.19869 | 521572
2016-10-18 20:00 | 0.67458 | 0.19986 | 527230
2016-10-18 21:00 | 0.68845 | 0.1988 | 527453
2016-10-18 22:00 | 0.66896 | 0.20335 | 522155
2016-10-18 23:00 | 0.49627 | 0.25835 | 520044
2016-10-19 | 0.11895 | 0.35453 | 512531
2016-10-19 01:00 | 6.18e-05 | 0.42021 | 493705
2016-10-19 02:00 | 0 | 0.44105 | 465734
2016-10-19 03:00 | 0 | 0.43067 | 434382
2016-10-19 04:00 | 0 | 0.40441 | 404120
2016-10-19 05:00 | 0 | 0.37167 | 381461
2016-10-19 06:00 | 0 | 0.34386 | 365213
2016-10-19 07:00 | 0 | 0.32185 | 355191
2016-10-19 08:00 | 0 | 0.3038 | 353273
2016-10-19 09:00 | 0 | 0.28924 | 362507
2016-10-19 10:00 | 0 | 0.28264 | 387847
2016-10-19 11:00 | 0 | 0.28485 | 413174
2016-10-19 12:00 | 0 | 0.28751 | 427913
2016-10-19 13:00 | 0.0050292 | 0.24365 | 441862
2016-10-19 14:00 | 0.26848 | 0.12636 | 458750
2016-10-19 15:00 | 0.69145 | 0.13094 | 474396
2016-10-19 16:00 | 0.74362 | 0.15916 | 488621
2016-10-19 17:00 | 0.71762 | 0.14789 | 504233
2016-10-19 18:00 | 0.68988 | 0.13924 | 514868
2016-10-19 19:00 | 0.67638 | 0.14675 | 522783
2016-10-19 20:00 | 0.68546 | 0.16754 | 526819
2016-10-19 21:00 | 0.70109 | 0.20051 | 524964
2016-10-19 22:00 | 0.68883 | 0.24308 | 520100
2016-10-19 23:00 | 0.51667 | 0.35088 | 519054
2016-10-20 | 0.11501 | 0.48392 | 509934
2016-10-20 01:00 | 5.1e-05 | 0.48911 | 488304
2016-10-20 02:00 | 0 | 0.46043 | 461216
2016-10-20 03:00 | 0 | 0.42539 | 433142
2016-10-20 04:00 | 0 | 0.40721 | 402047
2016-10-20 05:00 | 0 | 0.41165 | 379104
2016-10-20 06:00 | 0 | 0.43422 | 362360
2016-10-20 07:00 | 0 | 0.45151 | 352629
2016-10-20 08:00 | 0 | 0.46327 | 350469
2016-10-20 09:00 | 0 | 0.45832 | 358516
2016-10-20 10:00 | 0 | 0.45044 | 382205
2016-10-20 11:00 | 0 | 0.44036 | 407642
2016-10-20 12:00 | 0 | 0.42952 | 421327
2016-10-20 13:00 | 0.0047758 | 0.38594 | 433915
2016-10-20 14:00 | 0.24858 | 0.32793 | 446863
2016-10-20 15:00 | 0.67916 | 0.30479 | 458334
2016-10-20 16:00 | 0.73505 | 0.28017 | 468446
2016-10-20 17:00 | 0.72176 | 0.25841 | 477166
2016-10-20 18:00 | 0.69621 | 0.24524 | 483333
2016-10-20 19:00 | 0.68256 | 0.23717 | 485984
2016-10-20 20:00 | 0.69208 | 0.23069 | 487956
2016-10-20 21:00 | 0.70991 | 0.22033 | 486898
2016-10-20 22:00 | 0.69967 | 0.20219 | 485387
2016-10-20 23:00 | 0.51975 | 0.23258 | 487256
2016-10-21 | 0.11839 | 0.32175 | 481349
2016-10-21 01:00 | 3.32e-05 | 0.40078 | 464833
2016-10-21 02:00 | 0 | 0.47779 | 440739
2016-10-21 03:00 | 0 | 0.53168 | 411354
2016-10-21 04:00 | 0 | 0.55199 | 384789
2016-10-21 05:00 | 0 | 0.55481 | 365676
2016-10-21 06:00 | 0 | 0.55176 | 350932
2016-10-21 07:00 | 0 | 0.54355 | 342072
2016-10-21 08:00 | 0 | 0.53667 | 340233
2016-10-21 09:00 | 0 | 0.52861 | 347723
2016-10-21 10:00 | 0 | 0.52643 | 369935
2016-10-21 11:00 | 0 | 0.53104 | 396221
2016-10-21 12:00 | 0 | 0.54018 | 410677
2016-10-21 13:00 | 0.0034688 | 0.51203 | 423400
2016-10-21 14:00 | 0.24934 | 0.32562 | 433205
2016-10-21 15:00 | 0.68087 | 0.25331 | 439526
2016-10-21 16:00 | 0.73708 | 0.34517 | 443972
2016-10-21 17:00 | 0.71133 | 0.36555 | 448132
2016-10-21 18:00 | 0.68414 | 0.34828 | 450191
2016-10-21 19:00 | 0.6702 | 0.33138 | 451429
2016-10-21 20:00 | 0.67884 | 0.31506 | 452203
2016-10-21 21:00 | 0.69828 | 0.29126 | 451126
2016-10-21 22:00 | 0.69485 | 0.27135 | 448961
2016-10-21 23:00 | 0.51178 | 0.37948 | 449429
2016-10-22 | 0.1125 | 0.46134 | 443542
2016-10-22 01:00 | 2.65e-05 | 0.50653 | 430130
2016-10-22 02:00 | 0 | 0.52395 | 411926
2016-10-22 03:00 | 0 | 0.53572 | 388331
2016-10-22 04:00 | 0 | 0.54814 | 367509
2016-10-22 05:00 | 0 | 0.54752 | 350055
2016-10-22 06:00 | 0 | 0.53947 | 336559
2016-10-22 07:00 | 0 | 0.52624 | 328180
2016-10-22 08:00 | 0 | 0.50576 | 324353
2016-10-22 09:00 | 0 | 0.47664 | 326281
2016-10-22 10:00 | 0 | 0.45652 | 333702
2016-10-22 11:00 | 0 | 0.45146 | 346674
2016-10-22 12:00 | 0 | 0.45859 | 360161
2016-10-22 13:00 | 0.0028987 | 0.42345 | 374661
2016-10-22 14:00 | 0.26086 | 0.26891 | 383664
2016-10-22 15:00 | 0.61088 | 0.15772 | 387972
2016-10-22 16:00 | 0.6835 | 0.22351 | 388617
2016-10-22 17:00 | 0.67245 | 0.32898 | 388083
2016-10-22 18:00 | 0.64955 | 0.372 | 387684
2016-10-22 19:00 | 0.63789 | 0.39942 | 389417
2016-10-22 20:00 | 0.64608 | 0.41432 | 393748
2016-10-22 21:00 | 0.66141 | 0.42424 | 398974
2016-10-22 22:00 | 0.62641 | 0.47435 | 403878
2016-10-22 23:00 | 0.43036 | 0.64969 | 410658
2016-10-23 | 0.086016 | 0.74998 | 410237
2016-10-23 01:00 | 1.29e-05 | 0.78496 | 403081
2016-10-23 02:00 | 0 | 0.79783 | 389395
2016-10-23 03:00 | 0 | 0.79901 | 371839
2016-10-23 04:00 | 0 | 0.78444 | 354383
2016-10-23 05:00 | 0 | 0.76489 | 339525
2016-10-23 06:00 | 0 | 0.73883 | 328360
2016-10-23 07:00 | 0 | 0.71365 | 321477
2016-10-23 08:00 | 0 | 0.68792 | 318501
2016-10-23 09:00 | 0 | 0.6519 | 318837
2016-10-23 10:00 | 0 | 0.61843 | 325778
2016-10-23 11:00 | 0 | 0.58619 | 335639
2016-10-23 12:00 | 0 | 0.5585 | 347934
2016-10-23 13:00 | 0.0014174 | 0.48118 | 358905
2016-10-23 14:00 | 0.2237 | 0.31613 | 364785
2016-10-23 15:00 | 0.4846 | 0.34712 | 368963
2016-10-23 16:00 | 0.59979 | 0.3481 | 373345
2016-10-23 17:00 | 0.61424 | 0.32748 | 377387
2016-10-23 18:00 | 0.5965 | 0.29964 | 380953
2016-10-23 19:00 | 0.58129 | 0.27933 | 384868
2016-10-23 20:00 | 0.58171 | 0.26381 | 391183
2016-10-23 21:00 | 0.58047 | 0.2527 | 398828
2016-10-23 22:00 | 0.53275 | 0.25498 | 408238
2016-10-23 23:00 | 0.35288 | 0.40228 | 420251
2016-10-24 | 0.056876 | 0.59725 | 422595
2016-10-24 01:00 | 1.15e-05 | 0.66155 | 411659
2016-10-24 02:00 | 0 | 0.64985 | 393670
2016-10-24 03:00 | 0 | 0.61525 | 371559
2016-10-24 04:00 | 0 | 0.57156 | 352342
2016-10-24 05:00 | 0 | 0.5249 | 336659
2016-10-24 06:00 | 0 | 0.48514 | 325873
2016-10-24 07:00 | 0 | 0.45036 | 321177
2016-10-24 08:00 | 0 | 0.41957 | 322115
2016-10-24 09:00 | 0 | 0.38298 | 334390
2016-10-24 10:00 | 0 | 0.35381 | 362713
2016-10-24 11:00 | 0 | 0.32605 | 392252
2016-10-24 12:00 | 0 | 0.29742 | 406365
2016-10-24 13:00 | 0.0021007 | 0.24852 | 414488
2016-10-24 14:00 | 0.22403 | 0.15819 | 422221
2016-10-24 15:00 | 0.42068 | 0.14701 | 427759
2016-10-24 16:00 | 0.51173 | 0.16532 | 432360
2016-10-24 17:00 | 0.52967 | 0.17165 | 437102
2016-10-24 18:00 | 0.51769 | 0.17914 | 441106
2016-10-24 19:00 | 0.50117 | 0.18643 | 444839
2016-10-24 20:00 | 0.48437 | 0.19168 | 448354
2016-10-24 21:00 | 0.45033 | 0.19734 | 451542
2016-10-24 22:00 | 0.37941 | 0.221 | 454806
2016-10-24 23:00 | 0.22674 | 0.40067 | 462102
2016-10-25 | 0.049075 | 0.63928 | 459418
2016-10-25 01:00 | 1.28e-05 | 0.72394 | 445715
2016-10-25 02:00 | 0 | 0.72337 | 421898
2016-10-25 03:00 | 0 | 0.69728 | 395290
2016-10-25 04:00 | 0 | 0.66315 | 370928
2016-10-25 05:00 | 0 | 0.6265 | 353108
2016-10-25 06:00 | 0 | 0.58689 | 340493
2016-10-25 07:00 | 0 | 0.54778 | 333872
2016-10-25 08:00 | 0 | 0.51397 | 333840
2016-10-25 09:00 | 0 | 0.48461 | 345250
2016-10-25 10:00 | 0 | 0.47087 | 374380
2016-10-25 11:00 | 0 | 0.46125 | 402791
2016-10-25 12:00 | 0 | 0.45851 | 414577
2016-10-25 13:00 | 0.00060858 | 0.43481 | 420864
2016-10-25 14:00 | 0.10337 | 0.35033 | 425780
2016-10-25 15:00 | 0.36828 | 0.33402 | 429361
2016-10-25 16:00 | 0.5278 | 0.4093 | 433164
2016-10-25 17:00 | 0.58626 | 0.46754 | 437173
2016-10-25 18:00 | 0.58052 | 0.51008 | 440755
2016-10-25 19:00 | 0.57192 | 0.54519 | 444026
2016-10-25 20:00 | 0.58453 | 0.56278 | 448066
2016-10-25 21:00 | 0.60449 | 0.56047 | 451997
2016-10-25 22:00 | 0.59043 | 0.56234 | 457558
2016-10-25 23:00 | 0.45082 | 0.60567 | 465965
2016-10-26 | 0.08443 | 0.65915 | 463206
2016-10-26 01:00 | 1.25e-05 | 0.63796 | 450822
2016-10-26 02:00 | 0 | 0.61677 | 427489
2016-10-26 03:00 | 0 | 0.60167 | 401143
2016-10-26 04:00 | 0 | 0.58579 | 377467
2016-10-26 05:00 | 0 | 0.57539 | 358988
2016-10-26 06:00 | 0 | 0.56459 | 346963
2016-10-26 07:00 | 0 | 0.54997 | 340536
2016-10-26 08:00 | 0 | 0.52819 | 341377
2016-10-26 09:00 | 0 | 0.49029 | 351909
2016-10-26 10:00 | 0 | 0.45255 | 379889
2016-10-26 11:00 | 0 | 0.42703 | 408520
2016-10-26 12:00 | 0 | 0.40995 | 419924
2016-10-26 13:00 | 0.0015322 | 0.37334 | 425356
2016-10-26 14:00 | 0.22155 | 0.2509 | 430914
2016-10-26 15:00 | 0.60229 | 0.22467 | 434118
2016-10-26 16:00 | 0.69086 | 0.23716 | 437865
2016-10-26 17:00 | 0.67295 | 0.22542 | 442826
2016-10-26 18:00 | 0.64094 | 0.21141 | 447686
2016-10-26 19:00 | 0.62692 | 0.2041 | 452795
2016-10-26 20:00 | 0.6373 | 0.19366 | 458288
2016-10-26 21:00 | 0.66055 | 0.17845 | 463634
2016-10-26 22:00 | 0.63826 | 0.16027 | 469313
2016-10-26 23:00 | 0.43153 | 0.19458 | 474513
2016-10-27 | 0.066606 | 0.25241 | 470084
2016-10-27 01:00 | 1.18e-05 | 0.30527 | 457175
2016-10-27 02:00 | 0 | 0.3397 | 433502
2016-10-27 03:00 | 0 | 0.36102 | 405656
2016-10-27 04:00 | 0 | 0.36809 | 380313
2016-10-27 05:00 | 0 | 0.36953 | 361970
2016-10-27 06:00 | 0 | 0.37219 | 348505
2016-10-27 07:00 | 0 | 0.37093 | 341247
2016-10-27 08:00 | 0 | 0.36309 | 340680
2016-10-27 09:00 | 0 | 0.35047 | 350607
2016-10-27 10:00 | 0 | 0.34035 | 376569
2016-10-27 11:00 | 0 | 0.33383 | 404673
2016-10-27 12:00 | 0 | 0.32529 | 417790
2016-10-27 13:00 | 0.00108 | 0.31053 | 426933
2016-10-27 14:00 | 0.21046 | 0.21473 | 435210
2016-10-27 15:00 | 0.47088 | 0.1249 | 441686
2016-10-27 16:00 | 0.55383 | 0.13883 | 447689
2016-10-27 17:00 | 0.55972 | 0.15899 | 454898
2016-10-27 18:00 | 0.54281 | 0.16001 | 460712
2016-10-27 19:00 | 0.52744 | 0.16277 | 464519
2016-10-27 20:00 | 0.51936 | 0.17285 | 469105
2016-10-27 21:00 | 0.49665 | 0.19797 | 471458
2016-10-27 22:00 | 0.41965 | 0.29307 | 473190
2016-10-27 23:00 | 0.22641 | 0.53549 | 475743
2016-10-28 | 0.016406 | 0.69452 | 471538
2016-10-28 01:00 | 3.05e-07 | 0.78253 | 458174
2016-10-28 02:00 | 0 | 0.81725 | 435168
2016-10-28 03:00 | 0 | 0.82706 | 407076
2016-10-28 04:00 | 0 | 0.82673 | 380575
2016-10-28 05:00 | 0 | 0.81748 | 360923
2016-10-28 06:00 | 0 | 0.80145 | 346937
2016-10-28 07:00 | 0 | 0.78337 | 340245
2016-10-28 08:00 | 0 | 0.76474 | 339281
2016-10-28 09:00 | 0 | 0.7493 | 347939
2016-10-28 10:00 | 0 | 0.74235 | 374656
2016-10-28 11:00 | 0 | 0.73259 | 401690
2016-10-28 12:00 | 0 | 0.71839 | 413635
2016-10-28 13:00 | 0.0010715 | 0.66963 | 422680
2016-10-28 14:00 | 0.12715 | 0.50738 | 431243
2016-10-28 15:00 | 0.30073 | 0.37897 | 437540
2016-10-28 16:00 | 0.40028 | 0.43798 | 443197
2016-10-28 17:00 | 0.43958 | 0.49528 | 449351
2016-10-28 18:00 | 0.45617 | 0.50447 | 454376
2016-10-28 19:00 | 0.46053 | 0.51205 | 456865
2016-10-28 20:00 | 0.45842 | 0.51886 | 459630
2016-10-28 21:00 | 0.43588 | 0.51998 | 460343
2016-10-28 22:00 | 0.383 | 0.53825 | 459351
2016-10-28 23:00 | 0.25355 | 0.59539 | 458141
2016-10-29 | 0.056879 | 0.65941 | 451526
2016-10-29 01:00 | 2.79e-06 | 0.6569 | 438382
2016-10-29 02:00 | 0 | 0.63744 | 419698
2016-10-29 03:00 | 0 | 0.60871 | 398575
2016-10-29 04:00 | 0 | 0.57895 | 376913
2016-10-29 05:00 | 0 | 0.56044 | 358730
2016-10-29 06:00 | 0 | 0.54359 | 345598
2016-10-29 07:00 | 0 | 0.52466 | 336136
2016-10-29 08:00 | 0 | 0.51013 | 331955
2016-10-29 09:00 | 0 | 0.49525 | 334188
2016-10-29 10:00 | 0 | 0.48529 | 341183
2016-10-29 11:00 | 0 | 0.4785 | 353400
2016-10-29 12:00 | 0 | 0.46809 | 366362
2016-10-29 13:00 | 0.00071991 | 0.42792 | 379350
2016-10-29 14:00 | 0.1736 | 0.29084 | 393060
2016-10-29 15:00 | 0.50484 | 0.30702 | 402815
2016-10-29 16:00 | 0.62039 | 0.36949 | 410672
2016-10-29 17:00 | 0.62886 | 0.35709 | 417739
2016-10-29 18:00 | 0.60249 | 0.33823 | 425048
2016-10-29 19:00 | 0.59032 | 0.3416 | 430421
2016-10-29 20:00 | 0.60182 | 0.3581 | 436729
2016-10-29 21:00 | 0.62088 | 0.37472 | 439461
2016-10-29 22:00 | 0.59377 | 0.39075 | 439395
2016-10-29 23:00 | 0.37758 | 0.44487 | 439845
2016-10-30 | 0.046086 | 0.50805 | 433880
2016-10-30 01:00 | 7.84e-07 | 0.51938 | 421469
2016-10-30 02:00 | 0 | 0.51727 | 405072
2016-10-30 03:00 | 0 | 0.51507 | 385088
2016-10-30 04:00 | 0 | 0.51261 | 364576
2016-10-30 05:00 | 0 | 0.50782 | 348139
2016-10-30 06:00 | 0 | 0.49634 | 334018
2016-10-30 07:00 | 0 | 0.47682 | 324431
2016-10-30 08:00 | 0 | 0.45328 | 318956
2016-10-30 09:00 | 0 | 0.41187 | 317742
2016-10-30 10:00 | 0 | 0.37247 | 321987
2016-10-30 11:00 | 0 | 0.34725 | 330156
2016-10-30 12:00 | 0 | 0.32841 | 342297
2016-10-30 13:00 | 0.00059478 | 0.29405 | 356809
2016-10-30 14:00 | 0.18889 | 0.23537 | 371612
2016-10-30 15:00 | 0.3703 | 0.1885 | 384979
2016-10-30 16:00 | 0.46062 | 0.17385 | 398469
2016-10-30 17:00 | 0.48806 | 0.17828 | 411094
2016-10-30 18:00 | 0.4952 | 0.17708 | 421927
2016-10-30 19:00 | 0.5012 | 0.17661 | 429488
2016-10-30 20:00 | 0.50413 | 0.17675 | 436896
2016-10-30 21:00 | 0.49205 | 0.17665 | 441267
2016-10-30 22:00 | 0.43942 | 0.18572 | 444525
2016-10-30 23:00 | 0.26733 | 0.29305 | 448448
2016-10-31 | 0.054225 | 0.43282 | 445376
2016-10-31 01:00 | 1.55e-07 | 0.51223 | 430012
2016-10-31 02:00 | 0 | 0.54834 | 410424
2016-10-31 03:00 | 0 | 0.56649 | 386114
2016-10-31 04:00 | 0 | 0.57182 | 363896
2016-10-31 05:00 | 0 | 0.57026 | 346071
2016-10-31 06:00 | 0 | 0.5732 | 334247
2016-10-31 07:00 | 0 | 0.58172 | 327083
2016-10-31 08:00 | 0 | 0.58684 | 326644
2016-10-31 09:00 | 0 | 0.58748 | 336996
2016-10-31 10:00 | 0 | 0.59156 | 364167
2016-10-31 11:00 | 0 | 0.60877 | 394234
2016-10-31 12:00 | 0 | 0.63876 | 409948
2016-10-31 13:00 | 0.00047581 | 0.64488 | 418819
2016-10-31 14:00 | 0.15252 | 0.58588 | 428158
2016-10-31 15:00 | 0.50213 | 0.63919 | 435884
2016-10-31 16:00 | 0.62814 | 0.73225 | 443570
2016-10-31 17:00 | 0.6393 | 0.77852 | 452155
2016-10-31 18:00 | 0.61377 | 0.79627 | 457632
2016-10-31 19:00 | 0.59979 | 0.79533 | 463453
2016-10-31 20:00 | 0.60827 | 0.78543 | 466731
2016-10-31 21:00 | 0.62142 | 0.76919 | 467068
2016-10-31 22:00 | 0.58233 | 0.7741 | 465870
2016-10-31 23:00 | 0.37658 | 0.82655 | 462651
2016-11-01 | 0.058282 | 0.86168 | 457791
2016-11-01 01:00 | 0 | 0.85389 | 446536
2016-11-01 02:00 | 0 | 0.84215 | 426933
2016-11-01 03:00 | 0 | 0.82492 | 401248
2016-11-01 04:00 | 0 | 0.80523 | 377067
2016-11-01 05:00 | 0 | 0.78966 | 358819
2016-11-01 06:00 | 0 | 0.76166 | 346642
2016-11-01 07:00 | 0 | 0.72028 | 340076
2016-11-01 08:00 | 0 | 0.66835 | 339261
2016-11-01 09:00 | 0 | 0.59616 | 348857
2016-11-01 10:00 | 0 | 0.52623 | 375785
2016-11-01 11:00 | 0 | 0.47006 | 404362
2016-11-01 12:00 | 0 | 0.42961 | 418100
2016-11-01 13:00 | 0.0003552 | 0.38116 | 424883
2016-11-01 14:00 | 0.09131 | 0.26449 | 432738
2016-11-01 15:00 | 0.3218 | 0.19823 | 441024
2016-11-01 16:00 | 0.46121 | 0.19421 | 448543
2016-11-01 17:00 | 0.51334 | 0.23987 | 454209
2016-11-01 18:00 | 0.51294 | 0.26402 | 460031
2016-11-01 19:00 | 0.5041 | 0.28035 | 464625
2016-11-01 20:00 | 0.49829 | 0.29036 | 469424
2016-11-01 21:00 | 0.48337 | 0.29391 | 473308
2016-11-01 22:00 | 0.43537 | 0.31523 | 477350
2016-11-01 23:00 | 0.3073 | 0.42383 | 481831
2016-11-02 | 0.058241 | 0.49996 | 478077
2016-11-02 01:00 | 0 | 0.52088 | 461935
2016-11-02 02:00 | 0 | 0.5239 | 438071
2016-11-02 03:00 | 0 | 0.53165 | 411034
2016-11-02 04:00 | 0 | 0.53283 | 384186
2016-11-02 05:00 | 0 | 0.51605 | 363898
2016-11-02 06:00 | 0 | 0.48946 | 350436
2016-11-02 07:00 | 0 | 0.46407 | 342291
2016-11-02 08:00 | 0 | 0.44964 | 340929
2016-11-02 09:00 | 0 | 0.41985 | 350511
2016-11-02 10:00 | 0 | 0.39053 | 375741
2016-11-02 11:00 | 0 | 0.36786 | 403615
2016-11-02 12:00 | 0 | 0.34788 | 418313
2016-11-02 13:00 | 0.0001469 | 0.3173 | 426393
2016-11-02 14:00 | 0.090839 | 0.23045 | 436379
2016-11-02 15:00 | 0.49401 | 0.16919 | 444579
2016-11-02 16:00 | 0.6102 | 0.15316 | 451675
2016-11-02 17:00 | 0.60246 | 0.15635 | 459394
2016-11-02 18:00 | 0.57566 | 0.16208 | 466383
2016-11-02 19:00 | 0.55841 | 0.16308 | 471568
2016-11-02 20:00 | 0.56125 | 0.16472 | 474377
2016-11-02 21:00 | 0.57053 | 0.1712 | 475810
2016-11-02 22:00 | 0.54677 | 0.19586 | 479192
2016-11-02 23:00 | 0.37102 | 0.26805 | 481998
2016-11-03 | 0.054502 | 0.32192 | 476820
2016-11-03 01:00 | 0 | 0.33738 | 460151
2016-11-03 02:00 | 0 | 0.33984 | 436685
2016-11-03 03:00 | 0 | 0.34388 | 410743
2016-11-03 04:00 | 0 | 0.35579 | 386212
2016-11-03 05:00 | 0 | 0.3774 | 367300
2016-11-03 06:00 | 0 | 0.40505 | 351478
2016-11-03 07:00 | 0 | 0.42573 | 342221
2016-11-03 08:00 | 0 | 0.43823 | 340441
2016-11-03 09:00 | 0 | 0.43661 | 349046
2016-11-03 10:00 | 0 | 0.42904 | 372309
2016-11-03 11:00 | 0 | 0.42241 | 400076
2016-11-03 12:00 | 0 | 0.41969 | 415884
2016-11-03 13:00 | 9.89e-05 | 0.41156 | 425592
2016-11-03 14:00 | 0.087324 | 0.28845 | 436543
2016-11-03 15:00 | 0.43963 | 0.15792 | 444376
2016-11-03 16:00 | 0.56917 | 0.11204 | 450775
2016-11-03 17:00 | 0.584 | 0.10215 | 457150
2016-11-03 18:00 | 0.56883 | 0.10558 | 461030
2016-11-03 19:00 | 0.55311 | 0.10428 | 462902
2016-11-03 20:00 | 0.55007 | 0.098255 | 463605
2016-11-03 21:00 | 0.5448 | 0.091792 | 464188
2016-11-03 22:00 | 0.50449 | 0.107 | 466431
2016-11-03 23:00 | 0.32006 | 0.12507 | 469489
2016-11-04 | 0.045918 | 0.14517 | 466276
2016-11-04 01:00 | 0 | 0.16145 | 452064
2016-11-04 02:00 | 0 | 0.17814 | 428563
2016-11-04 03:00 | 0 | 0.21157 | 402878
2016-11-04 04:00 | 0 | 0.24962 | 378204
2016-11-04 05:00 | 0 | 0.27849 | 358324
2016-11-04 06:00 | 0 | 0.30317 | 345610
2016-11-04 07:00 | 0 | 0.32233 | 337040
2016-11-04 08:00 | 0 | 0.33283 | 335876
2016-11-04 09:00 | 0 | 0.31946 | 344352
2016-11-04 10:00 | 0 | 0.29838 | 368826
2016-11-04 11:00 | 0 | 0.28295 | 396880
2016-11-04 12:00 | 0 | 0.27061 | 411547
2016-11-04 13:00 | 3.04e-05 | 0.25344 | 419830
2016-11-04 14:00 | 0.061083 | 0.18028 | 428091
2016-11-04 15:00 | 0.36023 | 0.090824 | 432715
2016-11-04 16:00 | 0.48477 | 0.05975 | 435014
2016-11-04 17:00 | 0.52163 | 0.062693 | 438947
2016-11-04 18:00 | 0.5125 | 0.074259 | 441631
2016-11-04 19:00 | 0.49878 | 0.082199 | 442149
2016-11-04 20:00 | 0.49503 | 0.079657 | 442635
2016-11-04 21:00 | 0.49086 | 0.078435 | 442022
2016-11-04 22:00 | 0.44536 | 0.10602 | 442778
2016-11-04 23:00 | 0.28666 | 0.1716 | 445082
2016-11-05 | 0.035852 | 0.27805 | 439915
2016-11-05 01:00 | 0 | 0.36304 | 429862
2016-11-05 02:00 | 0 | 0.42301 | 411940
2016-11-05 03:00 | 0 | 0.46368 | 391059
2016-11-05 04:00 | 0 | 0.48608 | 370153
2016-11-05 05:00 | 0 | 0.49168 | 353399
2016-11-05 06:00 | 0 | 0.48296 | 341473
2016-11-05 07:00 | 0 | 0.46608 | 334333
2016-11-05 08:00 | 0 | 0.44448 | 331103
2016-11-05 09:00 | 0 | 0.40724 | 334017
2016-11-05 10:00 | 0 | 0.36327 | 342246
2016-11-05 11:00 | 0 | 0.33049 | 356642
2016-11-05 12:00 | 0 | 0.31098 | 371131
2016-11-05 13:00 | 7.2e-05 | 0.29555 | 383228
2016-11-05 14:00 | 0.04753 | 0.19885 | 390961
2016-11-05 15:00 | 0.34259 | 0.11207 | 394262
2016-11-05 16:00 | 0.48692 | 0.087998 | 394556
2016-11-05 17:00 | 0.52217 | 0.11272 | 393623
2016-11-05 18:00 | 0.51006 | 0.14657 | 392979
2016-11-05 19:00 | 0.49681 | 0.16768 | 392981
2016-11-05 20:00 | 0.49407 | 0.18014 | 395241
2016-11-05 21:00 | 0.48966 | 0.19407 | 397859
2016-11-05 22:00 | 0.45127 | 0.27496 | 405579
2016-11-05 23:00 | 0.31306 | 0.41097 | 412819
2016-11-06 | 0.043386 | 0.5164 | 411564
2016-11-06 01:00 | 0 | 0.57223 | 404747
2016-11-06 02:00 | 0 | 0.60668 | 390608
2016-11-06 03:00 | 0 | 0.63554 | 373425
2016-11-06 04:00 | 0 | 0.65732 | 355387
2016-11-06 05:00 | 0 | 0.66896 | 339352
2016-11-06 06:00 | 0 | 0.66521 | 329384
2016-11-06 07:00 | 0 | 0.64511 | 322959
2016-11-06 08:00 | 0 | 0.61031 | 320466
2016-11-06 09:00 | 0 | 0.56717 | 321170
2016-11-06 10:00 | 0 | 0.5308 | 325728
2016-11-06 11:00 | 0 | 0.50992 | 332624
2016-11-06 12:00 | 0 | 0.50393 | 345359
2016-11-06 13:00 | 4.1e-05 | 0.49817 | 357221
2016-11-06 14:00 | 0.085637 | 0.38196 | 367391
2016-11-06 15:00 | 0.4202 | 0.29985 | 373236
2016-11-06 16:00 | 0.53898 | 0.35314 | 377869
2016-11-06 17:00 | 0.5446 | 0.44288 | 381108
2016-11-06 18:00 | 0.53021 | 0.48695 | 384402
2016-11-06 19:00 | 0.52801 | 0.50987 | 386938
2016-11-06 20:00 | 0.543 | 0.51202 | 390845
2016-11-06 21:00 | 0.56571 | 0.50425 | 400236
2016-11-06 22:00 | 0.53484 | 0.53599 | 410590
2016-11-06 23:00 | 0.34439 | 0.62182 | 420573
2016-11-07 | 0.035073 | 0.67602 | 422553
2016-11-07 01:00 | 0 | 0.67817 | 417048
2016-11-07 02:00 | 0 | 0.66981 | 401103
2016-11-07 03:00 | 0 | 0.6594 | 383244
2016-11-07 04:00 | 0 | 0.64614 | 364444
2016-11-07 05:00 | 0 | 0.61552 | 348335
2016-11-07 06:00 | 0 | 0.58606 | 336181
2016-11-07 07:00 | 0 | 0.55818 | 329397
2016-11-07 08:00 | 0 | 0.53731 | 327608
2016-11-07 09:00 | 0 | 0.51038 | 331047
2016-11-07 10:00 | 0 | 0.48595 | 345633
2016-11-07 11:00 | 0 | 0.46614 | 376476
2016-11-07 12:00 | 0 | 0.44852 | 402683
2016-11-07 13:00 | 9.87e-05 | 0.41935 | 414736
2016-11-07 14:00 | 0.18835 | 0.28371 | 421647
2016-11-07 15:00 | 0.46513 | 0.21078 | 426656
2016-11-07 16:00 | 0.58962 | 0.24726 | 428919
2016-11-07 17:00 | 0.60697 | 0.26919 | 430687
2016-11-07 18:00 | 0.59176 | 0.28026 | 432362
2016-11-07 19:00 | 0.58084 | 0.28969 | 433968
2016-11-07 20:00 | 0.5953 | 0.30289 | 434391
2016-11-07 21:00 | 0.61936 | 0.31786 | 437060
2016-11-07 22:00 | 0.58627 | 0.32507 | 448643
2016-11-07 23:00 | 0.37143 | 0.39245 | 460712
2016-11-08 | 0.035522 | 0.44354 | 460750
2016-11-08 01:00 | 0 | 0.44975 | 454242
2016-11-08 02:00 | 0 | 0.43494 | 437320
2016-11-08 03:00 | 0 | 0.42117 | 414551
2016-11-08 04:00 | 0 | 0.41333 | 390965
2016-11-08 05:00 | 0 | 0.41024 | 370090
2016-11-08 06:00 | 0 | 0.41434 | 355713
2016-11-08 07:00 | 0 | 0.42045 | 346507
2016-11-08 08:00 | 0 | 0.42422 | 342579
2016-11-08 09:00 | 0 | 0.42813 | 343730
2016-11-08 10:00 | 0 | 0.43449 | 356009
2016-11-08 11:00 | 0 | 0.43497 | 382960
2016-11-08 12:00 | 0 | 0.43461 | 407432
2016-11-08 13:00 | 6.13e-05 | 0.42436 | 417824
2016-11-08 14:00 | 0.19821 | 0.3287 | 423057
2016-11-08 15:00 | 0.54457 | 0.30715 | 425691
2016-11-08 16:00 | 0.65281 | 0.28975 | 426448
2016-11-08 17:00 | 0.63926 | 0.27064 | 426886
2016-11-08 18:00 | 0.60235 | 0.26123 | 428327
2016-11-08 19:00 | 0.58659 | 0.25672 | 429072
2016-11-08 20:00 | 0.59891 | 0.25436 | 429520
2016-11-08 21:00 | 0.63246 | 0.25673 | 432640
2016-11-08 22:00 | 0.61522 | 0.30503 | 445778
2016-11-08 23:00 | 0.37868 | 0.4085 | 457394
2016-11-09 | 0.036632 | 0.5054 | 457668
2016-11-09 01:00 | 0 | 0.54479 | 451035
2016-11-09 02:00 | 0 | 0.54998 | 434243
2016-11-09 03:00 | 0 | 0.53878 | 410461
2016-11-09 04:00 | 0 | 0.51941 | 388056
2016-11-09 05:00 | 0 | 0.5025 | 371470
2016-11-09 06:00 | 0 | 0.49322 | 356814
2016-11-09 07:00 | 0 | 0.48235 | 345056
2016-11-09 08:00 | 0 | 0.47009 | 338487
2016-11-09 09:00 | 0 | 0.46187 | 338307
2016-11-09 10:00 | 0 | 0.45597 | 348602
2016-11-09 11:00 | 0 | 0.45644 | 375832
2016-11-09 12:00 | 0 | 0.45922 | 400769
2016-11-09 13:00 | 1.97e-05 | 0.45267 | 413065
2016-11-09 14:00 | 0.20866 | 0.34299 | 421908
2016-11-09 15:00 | 0.54671 | 0.19448 | 426417
2016-11-09 16:00 | 0.63677 | 0.12604 | 426920
2016-11-09 17:00 | 0.6264 | 0.14684 | 428995
2016-11-09 18:00 | 0.59241 | 0.16573 | 430462
2016-11-09 19:00 | 0.57383 | 0.18108 | 430710
2016-11-09 20:00 | 0.58132 | 0.18578 | 430888
2016-11-09 21:00 | 0.60428 | 0.19269 | 435479
2016-11-09 22:00 | 0.57118 | 0.30981 | 446668
2016-11-09 23:00 | 0.35379 | 0.43098 | 458996
2016-11-10 | 0.032319 | 0.51648 | 459987
2016-11-10 01:00 | 0 | 0.58375 | 454010
2016-11-10 02:00 | 0 | 0.63266 | 437767
2016-11-10 03:00 | 0 | 0.66923 | 415539
2016-11-10 04:00 | 0 | 0.69835 | 392399
2016-11-10 05:00 | 0 | 0.71789 | 372662
2016-11-10 06:00 | 0 | 0.726 | 358277
2016-11-10 07:00 | 0 | 0.71939 | 349674
2016-11-10 08:00 | 0 | 0.69938 | 345853
2016-11-10 09:00 | 0 | 0.67222 | 348169
2016-11-10 10:00 | 0 | 0.6488 | 360076
2016-11-10 11:00 | 0 | 0.62688 | 389933
2016-11-10 12:00 | 0 | 0.60677 | 414297
2016-11-10 13:00 | 2.42e-05 | 0.57491 | 422778
2016-11-10 14:00 | 0.16159 | 0.39133 | 424861
2016-11-10 15:00 | 0.50842 | 0.23404 | 425356
2016-11-10 16:00 | 0.61482 | 0.3347 | 424871
2016-11-10 17:00 | 0.61119 | 0.4044 | 424766
2016-11-10 18:00 | 0.57708 | 0.43226 | 425604
2016-11-10 19:00 | 0.56003 | 0.43728 | 426796
2016-11-10 20:00 | 0.56977 | 0.43397 | 427295
2016-11-10 21:00 | 0.59285 | 0.42891 | 429964
2016-11-10 22:00 | 0.56237 | 0.47397 | 440203
2016-11-10 23:00 | 0.32904 | 0.58329 | 452413
2016-11-11 | 0.025362 | 0.65565 | 453740
2016-11-11 01:00 | 0 | 0.69485 | 448723
2016-11-11 02:00 | 0 | 0.71141 | 434945
2016-11-11 03:00 | 0 | 0.71042 | 413757
2016-11-11 04:00 | 0 | 0.69203 | 391708
2016-11-11 05:00 | 0 | 0.66461 | 371502
2016-11-11 06:00 | 0 | 0.63548 | 357326
2016-11-11 07:00 | 0 | 0.60083 | 347689
2016-11-11 08:00 | 0 | 0.56494 | 343422
2016-11-11 09:00 | 0 | 0.53003 | 344999
2016-11-11 10:00 | 0 | 0.5001 | 354705
2016-11-11 11:00 | 0 | 0.4745 | 378884
2016-11-11 12:00 | 0 | 0.45462 | 402229
2016-11-11 13:00 | 3.58e-05 | 0.41896 | 413318
2016-11-11 14:00 | 0.1455 | 0.2892 | 417219
2016-11-11 15:00 | 0.50679 | 0.23944 | 418797
2016-11-11 16:00 | 0.64362 | 0.22113 | 419146
2016-11-11 17:00 | 0.63532 | 0.21662 | 418334
2016-11-11 18:00 | 0.59609 | 0.21877 | 418496
2016-11-11 19:00 | 0.57887 | 0.22777 | 418696
2016-11-11 20:00 | 0.59332 | 0.24302 | 418481
2016-11-11 21:00 | 0.62102 | 0.26028 | 421340
2016-11-11 22:00 | 0.58323 | 0.31089 | 431879
2016-11-11 23:00 | 0.31726 | 0.45497 | 440688
2016-11-12 | 0.021613 | 0.5624 | 439461
2016-11-12 01:00 | 0 | 0.60334 | 433417
2016-11-12 02:00 | 0 | 0.61828 | 420648
2016-11-12 03:00 | 0 | 0.61888 | 403892
2016-11-12 04:00 | 0 | 0.61755 | 385337
2016-11-12 05:00 | 0 | 0.61783 | 367248
2016-11-12 06:00 | 0 | 0.61823 | 353155
2016-11-12 07:00 | 0 | 0.61394 | 344828
2016-11-12 08:00 | 0 | 0.60623 | 340511
2016-11-12 09:00 | 0 | 0.59571 | 340583
2016-11-12 10:00 | 0 | 0.58514 | 345289
2016-11-12 11:00 | 0 | 0.57087 | 355373
2016-11-12 12:00 | 0 | 0.55875 | 368396
2016-11-12 13:00 | 4.35e-05 | 0.53986 | 381390
2016-11-12 14:00 | 0.18715 | 0.42827 | 389712
2016-11-12 15:00 | 0.43785 | 0.27949 | 392801
2016-11-12 16:00 | 0.53778 | 0.32452 | 393111
2016-11-12 17:00 | 0.54546 | 0.35692 | 391081
2016-11-12 18:00 | 0.5334 | 0.35838 | 388594
2016-11-12 19:00 | 0.5275 | 0.36779 | 386795
2016-11-12 20:00 | 0.54027 | 0.37307 | 387364
2016-11-12 21:00 | 0.55471 | 0.37812 | 392396
2016-11-12 22:00 | 0.50971 | 0.44845 | 406035
2016-11-12 23:00 | 0.25867 | 0.56445 | 419527
2016-11-13 | 0.019455 | 0.66151 | 422595
2016-11-13 01:00 | 0 | 0.73017 | 421057
2016-11-13 02:00 | 0 | 0.77072 | 411988
2016-11-13 03:00 | 0 | 0.79402 | 398326
2016-11-13 04:00 | 0 | 0.80453 | 382834
2016-11-13 05:00 | 0 | 0.80911 | 367618
2016-11-13 06:00 | 0 | 0.80827 | 355910
2016-11-13 07:00 | 0 | 0.80221 | 348713
2016-11-13 08:00 | 0 | 0.79217 | 343481
2016-11-13 09:00 | 0 | 0.77372 | 342102
2016-11-13 10:00 | 0 | 0.75738 | 346332
2016-11-13 11:00 | 0 | 0.7402 | 354510
2016-11-13 12:00 | 0 | 0.72208 | 365072
2016-11-13 13:00 | 3.36e-05 | 0.69317 | 375353
2016-11-13 14:00 | 0.17079 | 0.52023 | 381539
2016-11-13 15:00 | 0.49924 | 0.34094 | 382161
2016-11-13 16:00 | 0.61755 | 0.3969 | 381553
2016-11-13 17:00 | 0.61042 | 0.51232 | 381489
2016-11-13 18:00 | 0.57803 | 0.51666 | 381742
2016-11-13 19:00 | 0.56551 | 0.51132 | 382484
2016-11-13 20:00 | 0.58333 | 0.50204 | 384574
2016-11-13 21:00 | 0.61267 | 0.49492 | 391806
2016-11-13 22:00 | 0.57851 | 0.5359 | 408986
2016-11-13 23:00 | 0.31695 | 0.63982 | 426882
2016-11-14 | 0.02192 | 0.67351 | 430953
2016-11-14 01:00 | 0 | 0.69272 | 430938
2016-11-14 02:00 | 0 | 0.6945 | 417746
2016-11-14 03:00 | 0 | 0.68277 | 399502
2016-11-14 04:00 | 0 | 0.66914 | 379881
2016-11-14 05:00 | 0 | 0.66114 | 362913
2016-11-14 06:00 | 0 | 0.6515 | 349904
2016-11-14 07:00 | 0 | 0.64016 | 342914
2016-11-14 08:00 | 0 | 0.62074 | 341012
2016-11-14 09:00 | 0 | 0.58465 | 345976
2016-11-14 10:00 | 0 | 0.54462 | 362341
2016-11-14 11:00 | 0 | 0.51206 | 393689
2016-11-14 12:00 | 0 | 0.4847 | 421004
2016-11-14 13:00 | 2.38e-05 | 0.45668 | 430839
2016-11-14 14:00 | 0.18611 | 0.33694 | 433072
2016-11-14 15:00 | 0.51314 | 0.20802 | 432017
2016-11-14 16:00 | 0.63871 | 0.1659 | 430617
2016-11-14 17:00 | 0.6322 | 0.18535 | 428936
2016-11-14 18:00 | 0.59416 | 0.20663 | 429070
2016-11-14 19:00 | 0.5803 | 0.22521 | 429960
2016-11-14 20:00 | 0.59862 | 0.24299 | 430707
2016-11-14 21:00 | 0.63527 | 0.25345 | 436153
2016-11-14 22:00 | 0.60133 | 0.28695 | 450135
2016-11-14 23:00 | 0.33691 | 0.32128 | 462512
2016-11-15 | 0.018082 | 0.34175 | 463726
2016-11-15 01:00 | 0 | 0.36325 | 458080
2016-11-15 02:00 | 0 | 0.3873 | 441923
2016-11-15 03:00 | 0 | 0.42248 | 419149
2016-11-15 04:00 | 0 | 0.46574 | 394010
2016-11-15 05:00 | 0 | 0.50418 | 374011
2016-11-15 06:00 | 0 | 0.53616 | 359783
2016-11-15 07:00 | 0 | 0.56506 | 350973
2016-11-15 08:00 | 0 | 0.58359 | 347090
2016-11-15 09:00 | 0 | 0.5918 | 349717
2016-11-15 10:00 | 0 | 0.59244 | 361722
2016-11-15 11:00 | 0 | 0.59192 | 391526
2016-11-15 12:00 | 0 | 0.5906 | 417710
2016-11-15 13:00 | 2.47e-05 | 0.58535 | 426726
2016-11-15 14:00 | 0.20047 | 0.45203 | 429103
2016-11-15 15:00 | 0.56314 | 0.18747 | 428933
2016-11-15 16:00 | 0.66132 | 0.165 | 427043
2016-11-15 17:00 | 0.63426 | 0.21636 | 426613
2016-11-15 18:00 | 0.59195 | 0.23055 | 428470
2016-11-15 19:00 | 0.57433 | 0.23554 | 429860
2016-11-15 20:00 | 0.587 | 0.23321 | 431192
2016-11-15 21:00 | 0.61214 | 0.21568 | 435035
2016-11-15 22:00 | 0.5726 | 0.26866 | 447443
2016-11-15 23:00 | 0.2887 | 0.34492 | 457660
2016-11-16 | 0.014792 | 0.40672 | 459462
2016-11-16 01:00 | 0 | 0.44886 | 454621
2016-11-16 02:00 | 0 | 0.47637 | 439452
2016-11-16 03:00 | 0 | 0.50032 | 416820
2016-11-16 04:00 | 0 | 0.52776 | 392584
2016-11-16 05:00 | 0 | 0.55123 | 371667
2016-11-16 06:00 | 0 | 0.56916 | 357214
2016-11-16 07:00 | 0 | 0.58612 | 349218
2016-11-16 08:00 | 0 | 0.59892 | 345715
2016-11-16 09:00 | 0 | 0.60664 | 347876
2016-11-16 10:00 | 0 | 0.62262 | 362110
2016-11-16 11:00 | 0 | 0.64059 | 392804
2016-11-16 12:00 | 0 | 0.64834 | 418031
2016-11-16 13:00 | 2.62e-05 | 0.6587 | 425972
2016-11-16 14:00 | 0.13532 | 0.54813 | 427597
2016-11-16 15:00 | 0.31881 | 0.31763 | 427627
2016-11-16 16:00 | 0.44679 | 0.27515 | 426578
2016-11-16 17:00 | 0.4859 | 0.45895 | 426245
2016-11-16 18:00 | 0.48515 | 0.58808 | 428712
2016-11-16 19:00 | 0.47905 | 0.63536 | 430296
2016-11-16 20:00 | 0.48331 | 0.65404 | 431956
2016-11-16 21:00 | 0.47039 | 0.66785 | 435639
2016-11-16 22:00 | 0.39232 | 0.70689 | 446127
2016-11-16 23:00 | 0.18696 | 0.77544 | 456617
2016-11-17 | 0.018365 | 0.81228 | 458388
2016-11-17 01:00 | 0 | 0.80471 | 453785
2016-11-17 02:00 | 0 | 0.77974 | 439943
2016-11-17 03:00 | 0 | 0.75421 | 417582
2016-11-17 04:00 | 0 | 0.73164 | 393907
2016-11-17 05:00 | 0 | 0.71578 | 373832
2016-11-17 06:00 | 0 | 0.70306 | 358914
2016-11-17 07:00 | 0 | 0.69288 | 349622
2016-11-17 08:00 | 0 | 0.68168 | 345824
2016-11-17 09:00 | 0 | 0.65845 | 349147
2016-11-17 10:00 | 0 | 0.63755 | 362368
2016-11-17 11:00 | 0 | 0.62668 | 391662
2016-11-17 12:00 | 0 | 0.6173 | 417282
2016-11-17 13:00 | 1.8e-05 | 0.60838 | 425836
2016-11-17 14:00 | 0.099928 | 0.55908 | 428519
2016-11-17 15:00 | 0.42475 | 0.551 | 429950
2016-11-17 16:00 | 0.56179 | 0.59199 | 428367
2016-11-17 17:00 | 0.56136 | 0.62074 | 428497
2016-11-17 18:00 | 0.53842 | 0.64433 | 429853
2016-11-17 19:00 | 0.52742 | 0.66047 | 431227
2016-11-17 20:00 | 0.53333 | 0.68247 | 432204
2016-11-17 21:00 | 0.54809 | 0.71306 | 434647
2016-11-17 22:00 | 0.537 | 0.73744 | 445468
2016-11-17 23:00 | 0.29832 | 0.75509 | 455817
2016-11-18 | 0.016674 | 0.75967 | 458725
2016-11-18 01:00 | 0 | 0.75591 | 455329
2016-11-18 02:00 | 0 | 0.75477 | 441714
2016-11-18 03:00 | 0 | 0.75522 | 420225
2016-11-18 04:00 | 0 | 0.75388 | 397919
2016-11-18 05:00 | 0 | 0.75334 | 377492
2016-11-18 06:00 | 0 | 0.74747 | 361446
2016-11-18 07:00 | 0 | 0.74383 | 351750
2016-11-18 08:00 | 0 | 0.74888 | 347859
2016-11-18 09:00 | 0 | 0.75631 | 350172
2016-11-18 10:00 | 0 | 0.76008 | 362246
2016-11-18 11:00 | 0 | 0.76537 | 390730
2016-11-18 12:00 | 0 | 0.76482 | 415430
2016-11-18 13:00 | 2.35e-05 | 0.76036 | 424480
2016-11-18 14:00 | 0.1318 | 0.74901 | 429303
2016-11-18 15:00 | 0.58081 | 0.78372 | 432262
2016-11-18 16:00 | 0.67854 | 0.79347 | 432288
2016-11-18 17:00 | 0.66039 | 0.78354 | 431234
2016-11-18 18:00 | 0.6255 | 0.77327 | 431637
2016-11-18 19:00 | 0.60785 | 0.76908 | 431202
2016-11-18 20:00 | 0.62143 | 0.76299 | 429761
2016-11-18 21:00 | 0.65265 | 0.74902 | 429356
2016-11-18 22:00 | 0.60903 | 0.71976 | 436510
2016-11-18 23:00 | 0.32916 | 0.69778 | 442370
2016-11-19 | 0.015713 | 0.70358 | 440526
2016-11-19 01:00 | 0 | 0.67843 | 434981
2016-11-19 02:00 | 0 | 0.64497 | 422453
2016-11-19 03:00 | 0 | 0.61165 | 406615
2016-11-19 04:00 | 0 | 0.58258 | 387722
2016-11-19 05:00 | 0 | 0.56013 | 369717
2016-11-19 06:00 | 0 | 0.54125 | 354879
2016-11-19 07:00 | 0 | 0.519 | 344814
2016-11-19 08:00 | 0 | 0.49244 | 339808
2016-11-19 09:00 | 0 | 0.45117 | 340430
2016-11-19 10:00 | 0 | 0.40794 | 345724
2016-11-19 11:00 | 0 | 0.38125 | 356890
2016-11-19 12:00 | 0 | 0.36273 | 371621
2016-11-19 13:00 | 2.04e-05 | 0.34648 | 386603
2016-11-19 14:00 | 0.12827 | 0.26343 | 398800
2016-11-19 15:00 | 0.53421 | 0.26304 | 405020
2016-11-19 16:00 | 0.65757 | 0.30987 | 406368
2016-11-19 17:00 | 0.63824 | 0.33489 | 404935
2016-11-19 18:00 | 0.59851 | 0.35106 | 402033
2016-11-19 19:00 | 0.58113 | 0.36259 | 399027
2016-11-19 20:00 | 0.59317 | 0.37013 | 397484
2016-11-19 21:00 | 0.62465 | 0.36828 | 400502
2016-11-19 22:00 | 0.58108 | 0.36779 | 413683
2016-11-19 23:00 | 0.26681 | 0.4896 | 427279
2016-11-20 | 0.011802 | 0.54532 | 431645
2016-11-20 01:00 | 0 | 0.55647 | 430975
2016-11-20 02:00 | 0 | 0.5548 | 423762
2016-11-20 03:00 | 0 | 0.57318 | 411879
2016-11-20 04:00 | 0 | 0.58705 | 396011
2016-11-20 05:00 | 0 | 0.58949 | 382816
2016-11-20 06:00 | 0 | 0.58018 | 371724
2016-11-20 07:00 | 0 | 0.56837 | 364615
2016-11-20 08:00 | 0 | 0.5557 | 361541
2016-11-20 09:00 | 0 | 0.52701 | 362066
2016-11-20 10:00 | 0 | 0.50121 | 367715
2016-11-20 11:00 | 0 | 0.48104 | 377998
2016-11-20 12:00 | 0 | 0.46581 | 390252
2016-11-20 13:00 | 2.28e-05 | 0.44773 | 404595
2016-11-20 14:00 | 0.095506 | 0.33938 | 413303
2016-11-20 15:00 | 0.42029 | 0.29386 | 413355
2016-11-20 16:00 | 0.52859 | 0.31263 | 411016
2016-11-20 17:00 | 0.53046 | 0.30861 | 408200
2016-11-20 18:00 | 0.50024 | 0.28805 | 405059
2016-11-20 19:00 | 0.48172 | 0.26147 | 402637
2016-11-20 20:00 | 0.47902 | 0.23499 | 402846
2016-11-20 21:00 | 0.46255 | 0.20869 | 409160
2016-11-20 22:00 | 0.37658 | 0.25825 | 426655
2016-11-20 23:00 | 0.13829 | 0.4101 | 444859
2016-11-21 | 0.0076254 | 0.51124 | 452735
2016-11-21 01:00 | 0 | 0.55683 | 453663
2016-11-21 02:00 | 0 | 0.56372 | 444215
2016-11-21 03:00 | 0 | 0.55238 | 429663
2016-11-21 04:00 | 0 | 0.53917 | 412088
2016-11-21 05:00 | 0 | 0.52499 | 396983
2016-11-21 06:00 | 0 | 0.50086 | 386667
2016-11-21 07:00 | 0 | 0.47638 | 381643
2016-11-21 08:00 | 0 | 0.45753 | 380988
2016-11-21 09:00 | 0 | 0.42783 | 385774
2016-11-21 10:00 | 0 | 0.39814 | 400883
2016-11-21 11:00 | 0 | 0.38833 | 433200
2016-11-21 12:00 | 0 | 0.39541 | 460210
2016-11-21 13:00 | 1.79e-05 | 0.40546 | 470429
2016-11-21 14:00 | 0.047487 | 0.35284 | 469601
2016-11-21 15:00 | 0.16175 | 0.27948 | 464608
2016-11-21 16:00 | 0.2712 | 0.27336 | 457689
2016-11-21 17:00 | 0.34147 | 0.32378 | 450508
2016-11-21 18:00 | 0.36637 | 0.38846 | 445167
2016-11-21 19:00 | 0.36407 | 0.42079 | 440899
2016-11-21 20:00 | 0.34632 | 0.44456 | 439651
2016-11-21 21:00 | 0.31713 | 0.46849 | 444452
2016-11-21 22:00 | 0.26344 | 0.57538 | 462555
2016-11-21 23:00 | 0.16766 | 0.71958 | 478994
2016-11-22 | 0.013395 | 0.74609 | 485243
2016-11-22 01:00 | 0 | 0.73725 | 484328
2016-11-22 02:00 | 0 | 0.72005 | 472096
2016-11-22 03:00 | 0 | 0.70695 | 451534
2016-11-22 04:00 | 0 | 0.69181 | 430349
2016-11-22 05:00 | 0 | 0.68076 | 411026
2016-11-22 06:00 | 0 | 0.66705 | 398180
2016-11-22 07:00 | 0 | 0.65902 | 390171
2016-11-22 08:00 | 0 | 0.6425 | 387592
2016-11-22 09:00 | 0 | 0.63075 | 391911
2016-11-22 10:00 | 0 | 0.62603 | 404976
2016-11-22 11:00 | 0 | 0.61974 | 433602
2016-11-22 12:00 | 0 | 0.61231 | 457480
2016-11-22 13:00 | 5.38e-08 | 0.60802 | 466043
2016-11-22 14:00 | 0.071122 | 0.53612 | 464785
2016-11-22 15:00 | 0.42971 | 0.49679 | 460742
2016-11-22 16:00 | 0.58341 | 0.54037 | 454831
2016-11-22 17:00 | 0.5959 | 0.57232 | 447871
2016-11-22 18:00 | 0.55742 | 0.57981 | 444399
2016-11-22 19:00 | 0.53775 | 0.57499 | 441711
2016-11-22 20:00 | 0.54466 | 0.56715 | 440798
2016-11-22 21:00 | 0.56203 | 0.55205 | 445928
2016-11-22 22:00 | 0.5217 | 0.55696 | 461392
2016-11-22 23:00 | 0.25109 | 0.597 | 474383
2016-11-23 | 0.0063784 | 0.58402 | 478166
2016-11-23 01:00 | 0 | 0.56081 | 475989
2016-11-23 02:00 | 0 | 0.53674 | 464330
2016-11-23 03:00 | 0 | 0.52083 | 445737
2016-11-23 04:00 | 0 | 0.51232 | 424766
2016-11-23 05:00 | 0 | 0.50481 | 405449
2016-11-23 06:00 | 0 | 0.49932 | 391023
2016-11-23 07:00 | 0 | 0.49426 | 381703
2016-11-23 08:00 | 0 | 0.48526 | 377086
2016-11-23 09:00 | 0 | 0.46916 | 378179
2016-11-23 10:00 | 0 | 0.45492 | 387805
2016-11-23 11:00 | 0 | 0.44024 | 410565
2016-11-23 12:00 | 0 | 0.42182 | 432308
2016-11-23 13:00 | 1.07e-05 | 0.40312 | 445040
2016-11-23 14:00 | 0.15702 | 0.29931 | 450014
2016-11-23 15:00 | 0.48034 | 0.27772 | 451262
2016-11-23 16:00 | 0.59334 | 0.25622 | 448505
2016-11-23 17:00 | 0.59953 | 0.22649 | 443676
2016-11-23 18:00 | 0.57029 | 0.20794 | 439557
2016-11-23 19:00 | 0.55756 | 0.20172 | 437064
2016-11-23 20:00 | 0.57509 | 0.19807 | 435214
2016-11-23 21:00 | 0.60588 | 0.18519 | 438616
2016-11-23 22:00 | 0.56652 | 0.19381 | 450517
2016-11-23 23:00 | 0.25987 | 0.25727 | 457499
2016-11-24 | 0.019017 | 0.29588 | 457519
2016-11-24 01:00 | 0 | 0.32361 | 452882
2016-11-24 02:00 | 0 | 0.34824 | 440455
2016-11-24 03:00 | 0 | 0.37973 | 422019
2016-11-24 04:00 | 0 | 0.39879 | 400437
2016-11-24 05:00 | 0 | 0.40114 | 378621
2016-11-24 06:00 | 0 | 0.39981 | 361370
2016-11-24 07:00 | 0 | 0.39257 | 349616
2016-11-24 08:00 | 0 | 0.38735 | 342238
2016-11-24 09:00 | 0 | 0.38313 | 339265
2016-11-24 10:00 | 0 | 0.37911 | 341378
2016-11-24 11:00 | 0 | 0.38104 | 349184
2016-11-24 12:00 | 0 | 0.38145 | 360350
2016-11-24 13:00 | 8.1e-06 | 0.37974 | 378419
2016-11-24 14:00 | 0.121 | 0.31725 | 397131
2016-11-24 15:00 | 0.45457 | 0.24927 | 410459
2016-11-24 16:00 | 0.5999 | 0.29506 | 417634
2016-11-24 17:00 | 0.60157 | 0.36437 | 414375
2016-11-24 18:00 | 0.57085 | 0.37716 | 404355
2016-11-24 19:00 | 0.55488 | 0.37331 | 395055
2016-11-24 20:00 | 0.56753 | 0.37195 | 386948
2016-11-24 21:00 | 0.58479 | 0.36533 | 381058
2016-11-24 22:00 | 0.54184 | 0.36161 | 380683
2016-11-24 23:00 | 0.24719 | 0.42876 | 383072
2016-11-25 | 0.0064978 | 0.45052 | 383138
2016-11-25 01:00 | 0 | 0.45735 | 382911
2016-11-25 02:00 | 0 | 0.46304 | 377658
2016-11-25 03:00 | 0 | 0.47665 | 369843
2016-11-25 04:00 | 0 | 0.49226 | 358662
2016-11-25 05:00 | 0 | 0.50467 | 346627
2016-11-25 06:00 | 0 | 0.51445 | 336310
2016-11-25 07:00 | 0 | 0.52252 | 328607
2016-11-25 08:00 | 0 | 0.51631 | 325091
2016-11-25 09:00 | 0 | 0.50504 | 326511
2016-11-25 10:00 | 0 | 0.49899 | 331977
2016-11-25 11:00 | 0 | 0.48956 | 343329
2016-11-25 12:00 | 0 | 0.47574 | 357486
2016-11-25 13:00 | 3.02e-07 | 0.46332 | 371226
2016-11-25 14:00 | 0.11004 | 0.38056 | 383890
2016-11-25 15:00 | 0.48557 | 0.23888 | 391571
2016-11-25 16:00 | 0.60668 | 0.16614 | 395380
2016-11-25 17:00 | 0.58435 | 0.15312 | 396317
2016-11-25 18:00 | 0.55642 | 0.16035 | 394411
2016-11-25 19:00 | 0.53961 | 0.17186 | 392762
2016-11-25 20:00 | 0.54595 | 0.17577 | 391901
2016-11-25 21:00 | 0.55706 | 0.21905 | 396044
2016-11-25 22:00 | 0.50413 | 0.32492 | 406896
2016-11-25 23:00 | 0.19677 | 0.45298 | 416199
2016-11-26 | 0.0051314 | 0.55427 | 418426
2016-11-26 01:00 | 0 | 0.62732 | 415820
2016-11-26 02:00 | 0 | 0.67196 | 407072
2016-11-26 03:00 | 0 | 0.68767 | 393596
2016-11-26 04:00 | 0 | 0.67958 | 378696
2016-11-26 05:00 | 0 | 0.6632 | 361931
2016-11-26 06:00 | 0 | 0.64051 | 349185
2016-11-26 07:00 | 0 | 0.61417 | 340395
2016-11-26 08:00 | 0 | 0.58891 | 335497
2016-11-26 09:00 | 0 | 0.57269 | 334757
2016-11-26 10:00 | 0 | 0.56145 | 339519
2016-11-26 11:00 | 0 | 0.54286 | 348815
2016-11-26 12:00 | 0 | 0.51642 | 361410
2016-11-26 13:00 | 0 | 0.4956 | 375765
2016-11-26 14:00 | 0.044908 | 0.40129 | 389723
2016-11-26 15:00 | 0.40162 | 0.23556 | 397906
2016-11-26 16:00 | 0.52884 | 0.19982 | 400428
2016-11-26 17:00 | 0.52598 | 0.24334 | 398878
2016-11-26 18:00 | 0.48968 | 0.27604 | 394611
2016-11-26 19:00 | 0.46614 | 0.28139 | 390173
2016-11-26 20:00 | 0.45634 | 0.2661 | 387851
2016-11-26 21:00 | 0.44754 | 0.2471 | 393039
2016-11-26 22:00 | 0.36802 | 0.27944 | 407750
2016-11-26 23:00 | 0.15401 | 0.36775 | 422463
2016-11-27 | 0.0021298 | 0.45758 | 428188
2016-11-27 01:00 | 0 | 0.51509 | 427833
2016-11-27 02:00 | 0 | 0.5554 | 420951
2016-11-27 03:00 | 0 | 0.56885 | 409666
2016-11-27 04:00 | 0 | 0.57004 | 395489
2016-11-27 05:00 | 0 | 0.5569 | 380970
2016-11-27 06:00 | 0 | 0.53262 | 368714
2016-11-27 07:00 | 0 | 0.51194 | 360779
2016-11-27 08:00 | 0 | 0.49535 | 357817
2016-11-27 09:00 | 0 | 0.481 | 357740
2016-11-27 10:00 | 0 | 0.49657 | 362297
2016-11-27 11:00 | 0 | 0.53261 | 371445
2016-11-27 12:00 | 0 | 0.56333 | 383264
2016-11-27 13:00 | 0 | 0.58346 | 394819
2016-11-27 14:00 | 0.035921 | 0.57758 | 400599
2016-11-27 15:00 | 0.24958 | 0.59099 | 400939
2016-11-27 16:00 | 0.39952 | 0.60306 | 399311
2016-11-27 17:00 | 0.45151 | 0.63772 | 397982
2016-11-27 18:00 | 0.4475 | 0.67485 | 397282
2016-11-27 19:00 | 0.44125 | 0.70498 | 396576
2016-11-27 20:00 | 0.44049 | 0.72842 | 398083
2016-11-27 21:00 | 0.43384 | 0.76141 | 406538
2016-11-27 22:00 | 0.37243 | 0.81079 | 427369
2016-11-27 23:00 | 0.16594 | 0.85209 | 444427
2016-11-28 | 0.005972 | 0.86063 | 451693
2016-11-28 01:00 | 0 | 0.86156 | 450201
2016-11-28 02:00 | 0 | 0.86247 | 436097
2016-11-28 03:00 | 0 | 0.86837 | 420486
2016-11-28 04:00 | 0 | 0.87844 | 399764
2016-11-28 05:00 | 0 | 0.88867 | 383424
2016-11-28 06:00 | 0 | 0.89231 | 369420
2016-11-28 07:00 | 0 | 0.89313 | 362223
2016-11-28 08:00 | 0 | 0.88596 | 359618
2016-11-28 09:00 | 0 | 0.87818 | 361754
2016-11-28 10:00 | 0 | 0.87255 | 375602
2016-11-28 11:00 | 0 | 0.86657 | 406268
2016-11-28 12:00 | 0 | 0.85771 | 433750
2016-11-28 13:00 | 1.64e-06 | 0.85082 | 445747
2016-11-28 14:00 | 0.12211 | 0.75841 | 450896
2016-11-28 15:00 | 0.32252 | 0.68212 | 453009
2016-11-28 16:00 | 0.43992 | 0.7399 | 452270
2016-11-28 17:00 | 0.46279 | 0.79712 | 449944
2016-11-28 18:00 | 0.45789 | 0.80492 | 447330
2016-11-28 19:00 | 0.45144 | 0.80753 | 445643
2016-11-28 20:00 | 0.4538 | 0.79765 | 445537
2016-11-28 21:00 | 0.44493 | 0.78527 | 451033
2016-11-28 22:00 | 0.36771 | 0.80125 | 466339
2016-11-28 23:00 | 0.17167 | 0.82248 | 477026
2016-11-29 | 0.0057514 | 0.82804 | 480299
2016-11-29 01:00 | 0 | 0.83238 | 476024
2016-11-29 02:00 | 0 | 0.83226 | 460372
2016-11-29 03:00 | 0 | 0.83047 | 437418
2016-11-29 04:00 | 0 | 0.82832 | 411152
2016-11-29 05:00 | 0 | 0.82341 | 388395
2016-11-29 06:00 | 0 | 0.81067 | 370865
2016-11-29 07:00 | 0 | 0.79561 | 359202
2016-11-29 08:00 | 0 | 0.78704 | 353473
2016-11-29 09:00 | 0 | 0.78 | 354019
2016-11-29 10:00 | 0 | 0.77162 | 364087
2016-11-29 11:00 | 0 | 0.76743 | 392679
2016-11-29 12:00 | 0 | 0.76713 | 421206
2016-11-29 13:00 | 1.17e-06 | 0.76016 | 434752
2016-11-29 14:00 | 0.064637 | 0.61128 | 442692
2016-11-29 15:00 | 0.44369 | 0.5614 | 447076
2016-11-29 16:00 | 0.59592 | 0.65794 | 447270
2016-11-29 17:00 | 0.58334 | 0.66232 | 446183
2016-11-29 18:00 | 0.53401 | 0.6689 | 445690
2016-11-29 19:00 | 0.51469 | 0.68341 | 443770
2016-11-29 20:00 | 0.52267 | 0.69429 | 441815
2016-11-29 21:00 | 0.53711 | 0.69798 | 444535
2016-11-29 22:00 | 0.50151 | 0.71978 | 457321
2016-11-29 23:00 | 0.26146 | 0.78818 | 470093
2016-11-30 | 0.0054853 | 0.80524 | 475132
2016-11-30 01:00 | 0 | 0.79608 | 472057
2016-11-30 02:00 | 0 | 0.77829 | 457313
2016-11-30 03:00 | 0 | 0.75044 | 435628
2016-11-30 04:00 | 0 | 0.72647 | 410476
2016-11-30 05:00 | 0 | 0.70765 | 387059
2016-11-30 06:00 | 0 | 0.69154 | 369075
2016-11-30 07:00 | 0 | 0.67188 | 357559
2016-11-30 08:00 | 0 | 0.65433 | 351988
2016-11-30 09:00 | 0 | 0.6433 | 353346
2016-11-30 10:00 | 0 | 0.63063 | 365143
2016-11-30 11:00 | 0 | 0.62208 | 393457
2016-11-30 12:00 | 0 | 0.61172 | 421615
2016-11-30 13:00 | 6.54e-07 | 0.60021 | 435659
2016-11-30 14:00 | 0.079457 | 0.4887 | 444282
2016-11-30 15:00 | 0.51423 | 0.45855 | 448406
2016-11-30 16:00 | 0.60731 | 0.54408 | 449393
2016-11-30 17:00 | 0.59735 | 0.57301 | 447517
2016-11-30 18:00 | 0.56552 | 0.58707 | 445504
2016-11-30 19:00 | 0.55117 | 0.59047 | 444301
2016-11-30 20:00 | 0.56274 | 0.57976 | 442947
2016-11-30 21:00 | 0.58199 | 0.54561 | 446786
2016-11-30 22:00 | 0.50834 | 0.52033 | 459609
2016-11-30 23:00 | 0.2085 | 0.54398 | 471628
2016-12-01 | 0.0036948 | 0.53425 | 477172
2016-12-01 01:00 | 0 | 0.51084 | 475680
2016-12-01 02:00 | 0 | 0.49517 | 462867
2016-12-01 03:00 | 0 | 0.49652 | 441928
2016-12-01 04:00 | 0 | 0.50189 | 418210
2016-12-01 05:00 | 0 | 0.49543 | 396190
2016-12-01 06:00 | 0 | 0.47781 | 379482
2016-12-01 07:00 | 0 | 0.45 | 369828
2016-12-01 08:00 | 0 | 0.41916 | 366207
2016-12-01 09:00 | 0 | 0.39518 | 369381
2016-12-01 10:00 | 0 | 0.37678 | 382798
2016-12-01 11:00 | 0 | 0.35841 | 412850
2016-12-01 12:00 | 0 | 0.34052 | 442143
2016-12-01 13:00 | 3.68e-07 | 0.32454 | 454793
2016-12-01 14:00 | 0.075276 | 0.21397 | 458619
2016-12-01 15:00 | 0.38044 | 0.13045 | 458254
2016-12-01 16:00 | 0.51899 | 0.13692 | 454588
2016-12-01 17:00 | 0.54224 | 0.15019 | 449213
2016-12-01 18:00 | 0.52142 | 0.14664 | 445828
2016-12-01 19:00 | 0.50748 | 0.13943 | 443702
2016-12-01 20:00 | 0.51613 | 0.13196 | 441771
2016-12-01 21:00 | 0.51749 | 0.12192 | 445029
2016-12-01 22:00 | 0.45191 | 0.14686 | 460354
2016-12-01 23:00 | 0.20552 | 0.17404 | 476034
2016-12-02 | 0.0044039 | 0.2005 | 483265
2016-12-02 01:00 | 0 | 0.22091 | 484225
2016-12-02 02:00 | 0 | 0.2302 | 474133
2016-12-02 03:00 | 0 | 0.22875 | 454348
2016-12-02 04:00 | 0 | 0.22165 | 431309
2016-12-02 05:00 | 0 | 0.2116 | 410862
2016-12-02 06:00 | 0 | 0.19915 | 395520
2016-12-02 07:00 | 0 | 0.18933 | 386345
2016-12-02 08:00 | 0 | 0.18139 | 382964
2016-12-02 09:00 | 0 | 0.17482 | 385768
2016-12-02 10:00 | 0 | 0.17731 | 398872
2016-12-02 11:00 | 0 | 0.1835 | 430263
2016-12-02 12:00 | 0 | 0.18285 | 458440
2016-12-02 13:00 | 0 | 0.17333 | 468105
2016-12-02 14:00 | 0.023716 | 0.12772 | 468340
2016-12-02 15:00 | 0.27647 | 0.083993 | 463520
2016-12-02 16:00 | 0.45127 | 0.078079 | 456429
2016-12-02 17:00 | 0.49044 | 0.078895 | 449418
2016-12-02 18:00 | 0.46246 | 0.082008 | 445013
2016-12-02 19:00 | 0.44692 | 0.088946 | 441327
2016-12-02 20:00 | 0.44766 | 0.1035 | 439813
2016-12-02 21:00 | 0.43701 | 0.12084 | 444457
2016-12-02 22:00 | 0.37965 | 0.16818 | 458344
2016-12-02 23:00 | 0.20342 | 0.24082 | 471340
2016-12-03 | 0.0043175 | 0.2766 | 474735
2016-12-03 01:00 | 0 | 0.27678 | 473002
2016-12-03 02:00 | 0 | 0.27878 | 463743
2016-12-03 03:00 | 0 | 0.28163 | 447592
2016-12-03 04:00 | 0 | 0.28827 | 428138
2016-12-03 05:00 | 0 | 0.31022 | 409157
2016-12-03 06:00 | 0 | 0.34627 | 394654
2016-12-03 07:00 | 0 | 0.36598 | 384381
2016-12-03 08:00 | 0 | 0.37209 | 378927
2016-12-03 09:00 | 0 | 0.36603 | 377562
2016-12-03 10:00 | 0 | 0.35989 | 382297
2016-12-03 11:00 | 0 | 0.35486 | 391458
2016-12-03 12:00 | 0 | 0.35101 | 405403
2016-12-03 13:00 | 0 | 0.34618 | 420327
2016-12-03 14:00 | 0.010415 | 0.31962 | 431496
2016-12-03 15:00 | 0.3417 | 0.26155 | 436825
2016-12-03 16:00 | 0.5067 | 0.2622 | 436892
2016-12-03 17:00 | 0.53023 | 0.27953 | 433208
2016-12-03 18:00 | 0.50603 | 0.29538 | 428346
2016-12-03 19:00 | 0.4895 | 0.30512 | 425207
2016-12-03 20:00 | 0.5011 | 0.31072 | 424515
2016-12-03 21:00 | 0.52368 | 0.31031 | 429335
2016-12-03 22:00 | 0.48387 | 0.34397 | 445857
2016-12-03 23:00 | 0.22706 | 0.39629 | 456957
2016-12-04 | 0.0034572 | 0.41572 | 459226
2016-12-04 01:00 | 0 | 0.41466 | 457461
2016-12-04 02:00 | 0 | 0.40948 | 448462
2016-12-04 03:00 | 0 | 0.40924 | 434284
2016-12-04 04:00 | 0 | 0.41404 | 416817
2016-12-04 05:00 | 0 | 0.42155 | 399836
2016-12-04 06:00 | 0 | 0.42689 | 384940
2016-12-04 07:00 | 0 | 0.42916 | 373882
2016-12-04 08:00 | 0 | 0.43392 | 367585
2016-12-04 09:00 | 0 | 0.4481 | 365589
2016-12-04 10:00 | 0 | 0.46704 | 367383
2016-12-04 11:00 | 0 | 0.484 | 374978
2016-12-04 12:00 | 0 | 0.49218 | 385505
2016-12-04 13:00 | 0 | 0.48617 | 400585
2016-12-04 14:00 | 0.084526 | 0.4279 | 413990
2016-12-04 15:00 | 0.44933 | 0.28953 | 420910
2016-12-04 16:00 | 0.58094 | 0.22532 | 423653
2016-12-04 17:00 | 0.58468 | 0.23684 | 425473
2016-12-04 18:00 | 0.55484 | 0.26556 | 426290
2016-12-04 19:00 | 0.53626 | 0.27978 | 425797
2016-12-04 20:00 | 0.55151 | 0.27263 | 426201
2016-12-04 21:00 | 0.5771 | 0.26416 | 435167
2016-12-04 22:00 | 0.52969 | 0.30235 | 453288
2016-12-04 23:00 | 0.2165 | 0.36076 | 468054
2016-12-05 | 0.0021879 | 0.44793 | 474630
2016-12-05 01:00 | 0 | 0.51961 | 474565
2016-12-05 02:00 | 0 | 0.55978 | 462403
2016-12-05 03:00 | 0 | 0.57518 | 442384
2016-12-05 04:00 | 0 | 0.58157 | 420138
2016-12-05 05:00 | 0 | 0.58428 | 400445
2016-12-05 06:00 | 0 | 0.58401 | 385515
2016-12-05 07:00 | 0 | 0.58855 | 376224
2016-12-05 08:00 | 0 | 0.58883 | 372708
2016-12-05 09:00 | 0 | 0.57856 | 376676
2016-12-05 10:00 | 0 | 0.57008 | 390407
2016-12-05 11:00 | 0 | 0.56614 | 421183
2016-12-05 12:00 | 0 | 0.55934 | 451832
2016-12-05 13:00 | 0 | 0.55978 | 466587
2016-12-05 14:00 | 0.086458 | 0.51421 | 473979
2016-12-05 15:00 | 0.38223 | 0.43041 | 476630
2016-12-05 16:00 | 0.52056 | 0.49824 | 473521
2016-12-05 17:00 | 0.54372 | 0.59164 | 469196
2016-12-05 18:00 | 0.5247 | 0.63863 | 464977
2016-12-05 19:00 | 0.5189 | 0.66625 | 462140
2016-12-05 20:00 | 0.53984 | 0.67445 | 460300
2016-12-05 21:00 | 0.56598 | 0.66812 | 466385
2016-12-05 22:00 | 0.5027 | 0.6874 | 485100
2016-12-05 23:00 | 0.17557 | 0.74605 | 500221
2016-12-06 | 0.0021579 | 0.77482 | 505617
2016-12-06 01:00 | 0 | 0.77708 | 503684
2016-12-06 02:00 | 0 | 0.76156 | 489900
2016-12-06 03:00 | 0 | 0.7342 | 466299
2016-12-06 04:00 | 0 | 0.70473 | 439753
2016-12-06 05:00 | 0 | 0.69718 | 416325
2016-12-06 06:00 | 0 | 0.70201 | 398910
2016-12-06 07:00 | 0 | 0.7155 | 388642
2016-12-06 08:00 | 0 | 0.73226 | 383548
2016-12-06 09:00 | 0 | 0.74305 | 385909
2016-12-06 10:00 | 0 | 0.74738 | 399364
2016-12-06 11:00 | 0 | 0.74899 | 428384
2016-12-06 12:00 | 0 | 0.73473 | 457657
2016-12-06 13:00 | 0 | 0.70809 | 470719
2016-12-06 14:00 | 0.035758 | 0.64717 | 477873
2016-12-06 15:00 | 0.27608 | 0.66903 | 480748
2016-12-06 16:00 | 0.44022 | 0.65898 | 479528
2016-12-06 17:00 | 0.48498 | 0.6071 | 475564
2016-12-06 18:00 | 0.47262 | 0.56551 | 472105
2016-12-06 19:00 | 0.45722 | 0.54106 | 469315
2016-12-06 20:00 | 0.457 | 0.52495 | 468827
2016-12-06 21:00 | 0.45102 | 0.50983 | 474872
2016-12-06 22:00 | 0.38697 | 0.50096 | 489968
2016-12-06 23:00 | 0.17504 | 0.50976 | 503644
2016-12-07 | 0.0018476 | 0.52129 | 509312
2016-12-07 01:00 | 0 | 0.52843 | 507253
2016-12-07 02:00 | 0 | 0.53199 | 494187
2016-12-07 03:00 | 0 | 0.531 | 471487
2016-12-07 04:00 | 0 | 0.53239 | 447099
2016-12-07 05:00 | 0 | 0.53418 | 425025
2016-12-07 06:00 | 0 | 0.53461 | 407421
2016-12-07 07:00 | 0 | 0.53789 | 397029
2016-12-07 08:00 | 0 | 0.53696 | 393111
2016-12-07 09:00 | 0 | 0.53575 | 395627
2016-12-07 10:00 | 0 | 0.54079 | 408777
2016-12-07 11:00 | 0 | 0.54205 | 438605
2016-12-07 12:00 | 0 | 0.53809 | 468836
2016-12-07 13:00 | 0 | 0.53541 | 480119
2016-12-07 14:00 | 0.031302 | 0.51584 | 483620
2016-12-07 15:00 | 0.30724 | 0.50513 | 482502
2016-12-07 16:00 | 0.46479 | 0.5121 | 477539
2016-12-07 17:00 | 0.48823 | 0.51384 | 472931
2016-12-07 18:00 | 0.46727 | 0.52133 | 468546
2016-12-07 19:00 | 0.45193 | 0.53857 | 465826
2016-12-07 20:00 | 0.45534 | 0.56744 | 464802
2016-12-07 21:00 | 0.45193 | 0.59754 | 470564
2016-12-07 22:00 | 0.38759 | 0.62722 | 490794
2016-12-07 23:00 | 0.13248 | 0.64055 | 508905
2016-12-08 | 0.0016504 | 0.6377 | 515767
2016-12-08 01:00 | 0 | 0.63352 | 515797
2016-12-08 02:00 | 0 | 0.62273 | 504234
2016-12-08 03:00 | 0 | 0.60625 | 483118
2016-12-08 04:00 | 0 | 0.5889 | 458668
2016-12-08 05:00 | 0 | 0.57979 | 436373
2016-12-08 06:00 | 0 | 0.57567 | 420643
2016-12-08 07:00 | 0 | 0.56996 | 410867
2016-12-08 08:00 | 0 | 0.56088 | 406984
2016-12-08 09:00 | 0 | 0.54868 | 410688
2016-12-08 10:00 | 0 | 0.53491 | 425576
2016-12-08 11:00 | 0 | 0.51904 | 455738
2016-12-08 12:00 | 0 | 0.50178 | 486601
2016-12-08 13:00 | 0 | 0.47384 | 499919
2016-12-08 14:00 | 0.036084 | 0.46173 | 505890
2016-12-08 15:00 | 0.30616 | 0.4667 | 507576
2016-12-08 16:00 | 0.44646 | 0.41765 | 504190
2016-12-08 17:00 | 0.47666 | 0.36463 | 499818
2016-12-08 18:00 | 0.46338 | 0.3338 | 496188
2016-12-08 19:00 | 0.45269 | 0.31167 | 493982
2016-12-08 20:00 | 0.46036 | 0.29035 | 492492
2016-12-08 21:00 | 0.46604 | 0.26458 | 500117
2016-12-08 22:00 | 0.39582 | 0.23091 | 522102
2016-12-08 23:00 | 0.14761 | 0.22619 | 540306
2016-12-09 | 0.00090965 | 0.22761 | 548078
2016-12-09 01:00 | 0 | 0.21949 | 548669
2016-12-09 02:00 | 0 | 0.20393 | 537696
2016-12-09 03:00 | 0 | 0.19003 | 516390
2016-12-09 04:00 | 0 | 0.18574 | 492244
2016-12-09 05:00 | 0 | 0.1884 | 472568
2016-12-09 06:00 | 0 | 0.19501 | 457516
2016-12-09 07:00 | 0 | 0.1973 | 449077
2016-12-09 08:00 | 0 | 0.2012 | 446304
2016-12-09 09:00 | 0 | 0.19975 | 449959
2016-12-09 10:00 | 0 | 0.19276 | 463778
2016-12-09 11:00 | 0 | 0.18667 | 495626
2016-12-09 12:00 | 0 | 0.1805 | 525030
2016-12-09 13:00 | 0 | 0.17716 | 533803
2016-12-09 14:00 | 0.073628 | 0.17035 | 533344
2016-12-09 15:00 | 0.33224 | 0.18212 | 528271
2016-12-09 16:00 | 0.44521 | 0.1807 | 518734
2016-12-09 17:00 | 0.46512 | 0.17127 | 508481
2016-12-09 18:00 | 0.45832 | 0.16523 | 499720
2016-12-09 19:00 | 0.4632 | 0.15836 | 493059
2016-12-09 20:00 | 0.48301 | 0.14915 | 489983
2016-12-09 21:00 | 0.48875 | 0.13358 | 497648
2016-12-09 22:00 | 0.41794 | 0.13665 | 518119
2016-12-09 23:00 | 0.13844 | 0.2133 | 534333
2016-12-10 | 0.0016572 | 0.27827 | 539440
2016-12-10 01:00 | 0 | 0.30034 | 539358
2016-12-10 02:00 | 0 | 0.29871 | 531113
2016-12-10 03:00 | 0 | 0.28979 | 515810
2016-12-10 04:00 | 0 | 0.27821 | 495884
2016-12-10 05:00 | 0 | 0.26299 | 477552
2016-12-10 06:00 | 0 | 0.24804 | 463945
2016-12-10 07:00 | 0 | 0.2357 | 454895
2016-12-10 08:00 | 0 | 0.22819 | 449580
2016-12-10 09:00 | 0 | 0.22808 | 450270
2016-12-10 10:00 | 0 | 0.23373 | 455532
2016-12-10 11:00 | 0 | 0.24478 | 468218
2016-12-10 12:00 | 0 | 0.2597 | 483684
2016-12-10 13:00 | 0 | 0.27714 | 496268
2016-12-10 14:00 | 0.068245 | 0.25973 | 499445
2016-12-10 15:00 | 0.3221 | 0.26231 | 493783
2016-12-10 16:00 | 0.43409 | 0.3221 | 485209
2016-12-10 17:00 | 0.45711 | 0.3693 | 475911
2016-12-10 18:00 | 0.44789 | 0.41473 | 465551
2016-12-10 19:00 | 0.44334 | 0.44939 | 457626
2016-12-10 20:00 | 0.44848 | 0.47325 | 454752
2016-12-10 21:00 | 0.4531 | 0.49736 | 462525
2016-12-10 22:00 | 0.38322 | 0.54916 | 482787
2016-12-10 23:00 | 0.12822 | 0.60337 | 498996
2016-12-11 | 0.0015759 | 0.61427 | 506135
2016-12-11 01:00 | 0 | 0.60542 | 506369
2016-12-11 02:00 | 0 | 0.58958 | 498720
2016-12-11 03:00 | 0 | 0.56752 | 485255
2016-12-11 04:00 | 0 | 0.55007 | 468080
2016-12-11 05:00 | 0 | 0.53822 | 451964
2016-12-11 06:00 | 0 | 0.53197 | 438417
2016-12-11 07:00 | 0 | 0.52462 | 428411
2016-12-11 08:00 | 0 | 0.5215 | 422924
2016-12-11 09:00 | 0 | 0.50582 | 420773
2016-12-11 10:00 | 0 | 0.48206 | 423363
2016-12-11 11:00 | 0 | 0.46154 | 429902
2016-12-11 12:00 | 0 | 0.4478 | 438684
2016-12-11 13:00 | 0 | 0.4376 | 449833
2016-12-11 14:00 | 0.049626 | 0.4148 | 455639
2016-12-11 15:00 | 0.26146 | 0.38197 | 455897
2016-12-11 16:00 | 0.41766 | 0.40624 | 452539
2016-12-11 17:00 | 0.48759 | 0.43942 | 450280
2016-12-11 18:00 | 0.48338 | 0.46778 | 447019
2016-12-11 19:00 | 0.47259 | 0.49091 | 444274
2016-12-11 20:00 | 0.49349 | 0.49773 | 443363
2016-12-11 21:00 | 0.52767 | 0.48093 | 449731
2016-12-11 22:00 | 0.46355 | 0.45661 | 468778
2016-12-11 23:00 | 0.17172 | 0.4649 | 483949
2016-12-12 | 0.001935 | 0.44827 | 490456
2016-12-12 01:00 | 0 | 0.43232 | 490156
2016-12-12 02:00 | 0 | 0.42136 | 477727
2016-12-12 03:00 | 0 | 0.41285 | 458047
2016-12-12 04:00 | 0 | 0.39789 | 435517
2016-12-12 05:00 | 0 | 0.38182 | 413850
2016-12-12 06:00 | 0 | 0.37219 | 397790
2016-12-12 07:00 | 0 | 0.36289 | 388280
2016-12-12 08:00 | 0 | 0.36081 | 383816
2016-12-12 09:00 | 0 | 0.35374 | 386705
2016-12-12 10:00 | 0 | 0.34712 | 399214
2016-12-12 11:00 | 0 | 0.34327 | 428769
2016-12-12 12:00 | 0 | 0.33818 | 459733
2016-12-12 13:00 | 0 | 0.33465 | 474570
2016-12-12 14:00 | 0.077631 | 0.30513 | 481857
2016-12-12 15:00 | 0.30685 | 0.23626 | 485452
2016-12-12 16:00 | 0.46542 | 0.22115 | 483680
2016-12-12 17:00 | 0.51106 | 0.2825 | 479136
2016-12-12 18:00 | 0.49055 | 0.34181 | 474502
2016-12-12 19:00 | 0.47486 | 0.3706 | 469330
2016-12-12 20:00 | 0.48472 | 0.3801 | 465665
2016-12-12 21:00 | 0.4916 | 0.37379 | 471122
2016-12-12 22:00 | 0.4152 | 0.39711 | 489289
2016-12-12 23:00 | 0.12978 | 0.44643 | 506586
2016-12-13 | 0.00099876 | 0.47251 | 513426
2016-12-13 01:00 | 0 | 0.49353 | 512445
2016-12-13 02:00 | 0 | 0.50773 | 498922
2016-12-13 03:00 | 0 | 0.51291 | 477079
2016-12-13 04:00 | 0 | 0.51902 | 450772
2016-12-13 05:00 | 0 | 0.5228 | 428061
2016-12-13 06:00 | 0 | 0.52392 | 411296
2016-12-13 07:00 | 0 | 0.51696 | 400863
2016-12-13 08:00 | 0 | 0.5064 | 396104
2016-12-13 09:00 | 0 | 0.48999 | 398352
2016-12-13 10:00 | 0 | 0.47742 | 412311
2016-12-13 11:00 | 0 | 0.47191 | 439986
2016-12-13 12:00 | 0 | 0.46213 | 468628
2016-12-13 13:00 | 0 | 0.44846 | 480429
2016-12-13 14:00 | 0.079673 | 0.4334 | 485323
2016-12-13 15:00 | 0.36042 | 0.38239 | 488028
2016-12-13 16:00 | 0.50833 | 0.33076 | 485695
2016-12-13 17:00 | 0.53494 | 0.34645 | 482159
2016-12-13 18:00 | 0.50567 | 0.37945 | 479438
2016-12-13 19:00 | 0.48803 | 0.40256 | 478435
2016-12-13 20:00 | 0.50054 | 0.41754 | 478561
2016-12-13 21:00 | 0.5013 | 0.41498 | 484659
2016-12-13 22:00 | 0.42526 | 0.41143 | 501507
2016-12-13 23:00 | 0.15114 | 0.48402 | 516581
2016-12-14 | 0.0016147 | 0.53873 | 522850
2016-12-14 01:00 | 0 | 0.53782 | 520842
2016-12-14 02:00 | 0 | 0.52724 | 507901
2016-12-14 03:00 | 0 | 0.52285 | 486219
2016-12-14 04:00 | 0 | 0.51513 | 461112
2016-12-14 05:00 | 0 | 0.50034 | 437754
2016-12-14 06:00 | 0 | 0.48417 | 420383
2016-12-14 07:00 | 0 | 0.46386 | 409972
2016-12-14 08:00 | 0 | 0.44649 | 405901
2016-12-14 09:00 | 0 | 0.44195 | 408921
2016-12-14 10:00 | 0 | 0.44337 | 423189
2016-12-14 11:00 | 0 | 0.44976 | 453577
2016-12-14 12:00 | 0 | 0.46149 | 483151
2016-12-14 13:00 | 0 | 0.471 | 494539
2016-12-14 14:00 | 0.050178 | 0.4405 | 497724
2016-12-14 15:00 | 0.30541 | 0.42968 | 495918
2016-12-14 16:00 | 0.43688 | 0.45643 | 492643
2016-12-14 17:00 | 0.48326 | 0.4904 | 488018
2016-12-14 18:00 | 0.47631 | 0.50852 | 486077
2016-12-14 19:00 | 0.47066 | 0.51451 | 484267
2016-12-14 20:00 | 0.48909 | 0.51145 | 485080
2016-12-14 21:00 | 0.49696 | 0.49694 | 493089
2016-12-14 22:00 | 0.41569 | 0.46642 | 512913
2016-12-14 23:00 | 0.15361 | 0.50044 | 530545
2016-12-15 | 0.0014445 | 0.50222 | 537736
2016-12-15 01:00 | 0 | 0.46331 | 537977
2016-12-15 02:00 | 0 | 0.41726 | 527870
2016-12-15 03:00 | 0 | 0.36914 | 508040
2016-12-15 04:00 | 0 | 0.32824 | 483044
2016-12-15 05:00 | 0 | 0.29653 | 460192
2016-12-15 06:00 | 0 | 0.27065 | 444580
2016-12-15 07:00 | 0 | 0.24796 | 435415
2016-12-15 08:00 | 0 | 0.23681 | 432190
2016-12-15 09:00 | 0 | 0.22649 | 436254
2016-12-15 10:00 | 0 | 0.22034 | 453968
2016-12-15 11:00 | 0 | 0.22199 | 485955
2016-12-15 12:00 | 0 | 0.23195 | 516985
2016-12-15 13:00 | 0 | 0.24743 | 529454
2016-12-15 14:00 | 0.034955 | 0.25903 | 532001
2016-12-15 15:00 | 0.25423 | 0.29202 | 530640
2016-12-15 16:00 | 0.34154 | 0.32303 | 526810
2016-12-15 17:00 | 0.36673 | 0.34743 | 521762
2016-12-15 18:00 | 0.3677 | 0.36521 | 517951
2016-12-15 19:00 | 0.36505 | 0.37752 | 515590
2016-12-15 20:00 | 0.36175 | 0.388 | 515718
2016-12-15 21:00 | 0.34756 | 0.40479 | 525072
2016-12-15 22:00 | 0.27463 | 0.42351 | 547634
2016-12-15 23:00 | 0.062033 | 0.48096 | 565975
2016-12-16 | 2.05e-05 | 0.51121 | 573691
2016-12-16 01:00 | 0 | 0.50703 | 574150
2016-12-16 02:00 | 0 | 0.48695 | 563855
2016-12-16 03:00 | 0 | 0.45571 | 542728
2016-12-16 04:00 | 0 | 0.42819 | 516634
2016-12-16 05:00 | 0 | 0.40392 | 494644
2016-12-16 06:00 | 0 | 0.38671 | 478167
2016-12-16 07:00 | 0 | 0.38523 | 468952
2016-12-16 08:00 | 0 | 0.38356 | 464287
2016-12-16 09:00 | 0 | 0.38358 | 466808
2016-12-16 10:00 | 0 | 0.38356 | 480215
2016-12-16 11:00 | 0 | 0.3882 | 509127
2016-12-16 12:00 | 0 | 0.39719 | 536307
2016-12-16 13:00 | 0 | 0.40193 | 546053
2016-12-16 14:00 | 0.029469 | 0.39279 | 547755
2016-12-16 15:00 | 0.18219 | 0.38701 | 545038
2016-12-16 16:00 | 0.32189 | 0.38602 | 537828
2016-12-16 17:00 | 0.39512 | 0.3828 | 527938
2016-12-16 18:00 | 0.41821 | 0.38238 | 521278
2016-12-16 19:00 | 0.42422 | 0.39026 | 516221
2016-12-16 20:00 | 0.4459 | 0.41284 | 512984
2016-12-16 21:00 | 0.47377 | 0.44728 | 516347
2016-12-16 22:00 | 0.42474 | 0.48641 | 528963
2016-12-16 23:00 | 0.16511 | 0.51566 | 538562
2016-12-17 | 0.0017548 | 0.52954 | 538262
2016-12-17 01:00 | 0 | 0.54068 | 534022
2016-12-17 02:00 | 0 | 0.54696 | 521280
2016-12-17 03:00 | 0 | 0.55486 | 502161
2016-12-17 04:00 | 0 | 0.57883 | 478629
2016-12-17 05:00 | 0 | 0.60484 | 456200
2016-12-17 06:00 | 0 | 0.62756 | 438385
2016-12-17 07:00 | 0 | 0.65204 | 425874
2016-12-17 08:00 | 0 | 0.67187 | 418189
2016-12-17 09:00 | 0 | 0.68499 | 415645
2016-12-17 10:00 | 0 | 0.6892 | 418795
2016-12-17 11:00 | 0 | 0.69087 | 427947
2016-12-17 12:00 | 0 | 0.68811 | 441519
2016-12-17 13:00 | 0 | 0.6713 | 458175
2016-12-17 14:00 | 0.040671 | 0.66158 | 474077
2016-12-17 15:00 | 0.34483 | 0.62199 | 484504
2016-12-17 16:00 | 0.54866 | 0.58072 | 487476
2016-12-17 17:00 | 0.55772 | 0.57371 | 484404
2016-12-17 18:00 | 0.5312 | 0.59781 | 478451
2016-12-17 19:00 | 0.51826 | 0.63463 | 472354
2016-12-17 20:00 | 0.53331 | 0.67074 | 468144
2016-12-17 21:00 | 0.55544 | 0.68852 | 470744
2016-12-17 22:00 | 0.54205 | 0.67999 | 484005
2016-12-17 23:00 | 0.22549 | 0.65553 | 495374
2016-12-18 | 0.0018111 | 0.63064 | 499639
2016-12-18 01:00 | 0 | 0.60451 | 500069
2016-12-18 02:00 | 0 | 0.58374 | 491239
2016-12-18 03:00 | 0 | 0.57207 | 479320
2016-12-18 04:00 | 0 | 0.56082 | 461403
2016-12-18 05:00 | 0 | 0.54524 | 443249
2016-12-18 06:00 | 0 | 0.52749 | 427707
2016-12-18 07:00 | 0 | 0.51122 | 417417
2016-12-18 08:00 | 0 | 0.49654 | 412050
2016-12-18 09:00 | 0 | 0.47064 | 411510
2016-12-18 10:00 | 0 | 0.44009 | 415036
2016-12-18 11:00 | 0 | 0.41713 | 424423
2016-12-18 12:00 | 0 | 0.39853 | 438142
2016-12-18 13:00 | 0 | 0.39174 | 457346
2016-12-18 14:00 | 0.08574 | 0.38993 | 474790
2016-12-18 15:00 | 0.49042 | 0.34076 | 485275
2016-12-18 16:00 | 0.65036 | 0.27617 | 488225
2016-12-18 17:00 | 0.62786 | 0.27764 | 487242
2016-12-18 18:00 | 0.58885 | 0.29185 | 484137
2016-12-18 19:00 | 0.57185 | 0.29843 | 480659
2016-12-18 20:00 | 0.58722 | 0.30567 | 479543
2016-12-18 21:00 | 0.61569 | 0.30905 | 486497
2016-12-18 22:00 | 0.56998 | 0.3594 | 505481
2016-12-18 23:00 | 0.21815 | 0.44216 | 525851
2016-12-19 | 0.002806 | 0.51372 | 537426
2016-12-19 01:00 | 0 | 0.54668 | 542277
2016-12-19 02:00 | 0 | 0.55543 | 534931
2016-12-19 03:00 | 0 | 0.5645 | 519640
2016-12-19 04:00 | 0 | 0.57968 | 499938
2016-12-19 05:00 | 0 | 0.59477 | 481449
2016-12-19 06:00 | 0 | 0.60459 | 468614
2016-12-19 07:00 | 0 | 0.60922 | 461616
2016-12-19 08:00 | 0 | 0.60989 | 459526
2016-12-19 09:00 | 0 | 0.60255 | 463945
2016-12-19 10:00 | 0 | 0.59446 | 480074
2016-12-19 11:00 | 0 | 0.59125 | 510834
2016-12-19 12:00 | 0 | 0.58977 | 542300
2016-12-19 13:00 | 0 | 0.58928 | 559266
2016-12-19 14:00 | 0.034472 | 0.56355 | 565631
2016-12-19 15:00 | 0.43438 | 0.47045 | 563343
2016-12-19 16:00 | 0.59115 | 0.39615 | 555471
2016-12-19 17:00 | 0.58021 | 0.3972 | 545422
2016-12-19 18:00 | 0.55009 | 0.44331 | 536491
2016-12-19 19:00 | 0.53303 | 0.48065 | 528857
2016-12-19 20:00 | 0.54548 | 0.50786 | 525223
2016-12-19 21:00 | 0.5696 | 0.55828 | 529043
2016-12-19 22:00 | 0.50964 | 0.70921 | 548076
2016-12-19 23:00 | 0.22809 | 0.81683 | 567860
2016-12-20 | 0.0029418 | 0.85892 | 576875
2016-12-20 01:00 | 0 | 0.87688 | 577523
2016-12-20 02:00 | 0 | 0.88115 | 566272
2016-12-20 03:00 | 0 | 0.88767 | 545611
2016-12-20 04:00 | 0 | 0.89717 | 520703
2016-12-20 05:00 | 0 | 0.89965 | 498602
2016-12-20 06:00 | 0 | 0.89398 | 480938
2016-12-20 07:00 | 0 | 0.884 | 470824
2016-12-20 08:00 | 0 | 0.869 | 467099
2016-12-20 09:00 | 0 | 0.85397 | 470497
2016-12-20 10:00 | 0 | 0.84754 | 483373
2016-12-20 11:00 | 0 | 0.84386 | 509656
2016-12-20 12:00 | 0 | 0.82415 | 537310
2016-12-20 13:00 | 0 | 0.79622 | 547315
2016-12-20 14:00 | 0.037892 | 0.71372 | 545994
2016-12-20 15:00 | 0.43035 | 0.55863 | 537898
2016-12-20 16:00 | 0.5851 | 0.40151 | 525586
2016-12-20 17:00 | 0.58562 | 0.36268 | 511467
2016-12-20 18:00 | 0.54551 | 0.37676 | 499927
2016-12-20 19:00 | 0.52171 | 0.37875 | 491141
2016-12-20 20:00 | 0.53037 | 0.38089 | 486462
2016-12-20 21:00 | 0.53592 | 0.42794 | 490003
2016-12-20 22:00 | 0.45063 | 0.50718 | 509653
2016-12-20 23:00 | 0.1518 | 0.54771 | 529350
2016-12-21 | 0.0029824 | 0.59463 | 539075
2016-12-21 01:00 | 0 | 0.6364 | 541622
2016-12-21 02:00 | 0 | 0.6761 | 532200
2016-12-21 03:00 | 0 | 0.71479 | 513573
2016-12-21 04:00 | 0 | 0.73252 | 490567
2016-12-21 05:00 | 0 | 0.73452 | 468962
2016-12-21 06:00 | 0 | 0.7343 | 453796
2016-12-21 07:00 | 0 | 0.73454 | 445178
2016-12-21 08:00 | 0 | 0.73425 | 441880
2016-12-21 09:00 | 0 | 0.73834 | 444408
2016-12-21 10:00 | 0 | 0.74579 | 456626
2016-12-21 11:00 | 0 | 0.76246 | 483811
2016-12-21 12:00 | 0 | 0.7826 | 510286
2016-12-21 13:00 | 0 | 0.80063 | 520079
2016-12-21 14:00 | 0.034087 | 0.73504 | 517715
2016-12-21 15:00 | 0.17097 | 0.57903 | 509230
2016-12-21 16:00 | 0.30738 | 0.49612 | 497804
2016-12-21 17:00 | 0.36807 | 0.53692 | 485887
2016-12-21 18:00 | 0.38004 | 0.61254 | 475256
2016-12-21 19:00 | 0.3791 | 0.66402 | 467024
2016-12-21 20:00 | 0.38052 | 0.69069 | 464161
2016-12-21 21:00 | 0.36492 | 0.71917 | 469351
2016-12-21 22:00 | 0.30241 | 0.78256 | 486513
2016-12-21 23:00 | 0.10896 | 0.82479 | 502430
2016-12-22 | 0.0012124 | 0.83637 | 509163
2016-12-22 01:00 | 0 | 0.82779 | 509868
2016-12-22 02:00 | 0 | 0.81489 | 500571
2016-12-22 03:00 | 0 | 0.80652 | 482877
2016-12-22 04:00 | 0 | 0.78658 | 460330
2016-12-22 05:00 | 0 | 0.76152 | 440070
2016-12-22 06:00 | 0 | 0.74035 | 423190
2016-12-22 07:00 | 0 | 0.71191 | 411998
2016-12-22 08:00 | 0 | 0.68555 | 406434
2016-12-22 09:00 | 0 | 0.65724 | 407653
2016-12-22 10:00 | 0 | 0.62109 | 417723
2016-12-22 11:00 | 0 | 0.57785 | 441338
2016-12-22 12:00 | 0 | 0.53364 | 468480
2016-12-22 13:00 | 0 | 0.49787 | 481338
2016-12-22 14:00 | 0.018919 | 0.4309 | 484535
2016-12-22 15:00 | 0.091037 | 0.35842 | 482772
2016-12-22 16:00 | 0.22247 | 0.27019 | 476519
2016-12-22 17:00 | 0.30009 | 0.22943 | 467884
2016-12-22 18:00 | 0.33538 | 0.23819 | 460572
2016-12-22 19:00 | 0.34461 | 0.25639 | 455456
2016-12-22 20:00 | 0.34835 | 0.27997 | 454145
2016-12-22 21:00 | 0.3398 | 0.38178 | 459862
2016-12-22 22:00 | 0.28688 | 0.52788 | 475102
2016-12-22 23:00 | 0.13043 | 0.59947 | 489576
2016-12-23 | 0.0016122 | 0.62738 | 495798
2016-12-23 01:00 | 0 | 0.63333 | 497223
2016-12-23 02:00 | 0 | 0.62986 | 487588
2016-12-23 03:00 | 0 | 0.62675 | 472798
2016-12-23 04:00 | 0 | 0.62705 | 451296
2016-12-23 05:00 | 0 | 0.62692 | 429186
2016-12-23 06:00 | 0 | 0.62615 | 412910
2016-12-23 07:00 | 0 | 0.62134 | 401630
2016-12-23 08:00 | 0 | 0.6171 | 396314
2016-12-23 09:00 | 0 | 0.62294 | 397588
2016-12-23 10:00 | 0 | 0.63818 | 405943
2016-12-23 11:00 | 0 | 0.65648 | 424029
2016-12-23 12:00 | 0 | 0.67075 | 444616
2016-12-23 13:00 | 0 | 0.6697 | 458812
2016-12-23 14:00 | 0.019464 | 0.63157 | 465951
2016-12-23 15:00 | 0.2363 | 0.53461 | 466609
2016-12-23 16:00 | 0.36445 | 0.48939 | 463057
2016-12-23 17:00 | 0.42029 | 0.48697 | 457024
2016-12-23 18:00 | 0.42136 | 0.48154 | 451089
2016-12-23 19:00 | 0.42519 | 0.45183 | 446074
2016-12-23 20:00 | 0.43887 | 0.39245 | 443898
2016-12-23 21:00 | 0.44904 | 0.35112 | 449172
2016-12-23 22:00 | 0.3657 | 0.41582 | 463676
2016-12-23 23:00 | 0.11724 | 0.45572 | 474071
2016-12-24 | 0.00086813 | 0.46013 | 476015
2016-12-24 01:00 | 0 | 0.44129 | 472752
2016-12-24 02:00 | 0 | 0.40968 | 462869
2016-12-24 03:00 | 0 | 0.39241 | 446590
2016-12-24 04:00 | 0 | 0.37783 | 425537
2016-12-24 05:00 | 0 | 0.35993 | 404551
2016-12-24 06:00 | 0 | 0.3388 | 388257
2016-12-24 07:00 | 0 | 0.31799 | 375554
2016-12-24 08:00 | 0 | 0.30513 | 366969
2016-12-24 09:00 | 0 | 0.28924 | 363078
2016-12-24 10:00 | 0 | 0.28067 | 363251
2016-12-24 11:00 | 0 | 0.27563 | 369381
2016-12-24 12:00 | 0 | 0.27428 | 381480
2016-12-24 13:00 | 0 | 0.2834 | 398053
2016-12-24 14:00 | 0.033179 | 0.28864 | 415360
2016-12-24 15:00 | 0.32833 | 0.22943 | 428043
2016-12-24 16:00 | 0.44894 | 0.18798 | 433806
2016-12-24 17:00 | 0.47369 | 0.22227 | 433274
2016-12-24 18:00 | 0.46236 | 0.27503 | 428294
2016-12-24 19:00 | 0.4569 | 0.30938 | 423092
2016-12-24 20:00 | 0.46708 | 0.33916 | 419950
2016-12-24 21:00 | 0.47422 | 0.37689 | 420867
2016-12-24 22:00 | 0.39101 | 0.51925 | 429184
2016-12-24 23:00 | 0.11863 | 0.68853 | 434716
2016-12-25 | 0.0013198 | 0.74563 | 434106
2016-12-25 01:00 | 0 | 0.73086 | 431811
2016-12-25 02:00 | 0 | 0.67189 | 424473
2016-12-25 03:00 | 0 | 0.62163 | 414284
2016-12-25 04:00 | 0 | 0.59541 | 400191
2016-12-25 05:00 | 0 | 0.58242 | 383442
2016-12-25 06:00 | 0 | 0.58787 | 370192
2016-12-25 07:00 | 0 | 0.60199 | 360271
2016-12-25 08:00 | 0 | 0.6126 | 353271
2016-12-25 09:00 | 0 | 0.62226 | 350538
2016-12-25 10:00 | 0 | 0.6482 | 352300
2016-12-25 11:00 | 0 | 0.67752 | 358203
2016-12-25 12:00 | 0 | 0.70663 | 367970
2016-12-25 13:00 | 0 | 0.73766 | 382950
2016-12-25 14:00 | 0.033636 | 0.77113 | 396269
2016-12-25 15:00 | 0.29757 | 0.78498 | 403256
2016-12-25 16:00 | 0.46553 | 0.79523 | 405805
2016-12-25 17:00 | 0.50548 | 0.81045 | 404927
2016-12-25 18:00 | 0.49459 | 0.82808 | 400037
2016-12-25 19:00 | 0.48588 | 0.84999 | 394876
2016-12-25 20:00 | 0.50152 | 0.86734 | 390187
2016-12-25 21:00 | 0.52549 | 0.88805 | 389975
2016-12-25 22:00 | 0.47188 | 0.9048 | 398888
2016-12-25 23:00 | 0.1837 | 0.92466 | 408809
2016-12-26 | 0.0013995 | 0.92253 | 414867
2016-12-26 01:00 | 0 | 0.91107 | 418361
2016-12-26 02:00 | 0 | 0.88883 | 414284
2016-12-26 03:00 | 0 | 0.8814 | 404879
2016-12-26 04:00 | 0 | 0.87328 | 390156
2016-12-26 05:00 | 0 | 0.86757 | 375132
2016-12-26 06:00 | 0 | 0.86395 | 362658
2016-12-26 07:00 | 0 | 0.86203 | 353699
2016-12-26 08:00 | 0 | 0.85667 | 348608
2016-12-26 09:00 | 0 | 0.84155 | 347460
2016-12-26 10:00 | 0 | 0.83064 | 351425
2016-12-26 11:00 | 0 | 0.81583 | 360472
2016-12-26 12:00 | 0 | 0.80204 | 372219
2016-12-26 13:00 | 0 | 0.78995 | 386382
2016-12-26 14:00 | 0.037568 | 0.71759 | 402763
2016-12-26 15:00 | 0.44785 | 0.64497 | 415695
2016-12-26 16:00 | 0.61754 | 0.68585 | 423628
2016-12-26 17:00 | 0.60783 | 0.69351 | 425977
2016-12-26 18:00 | 0.56815 | 0.67925 | 424365
2016-12-26 19:00 | 0.55057 | 0.67451 | 421404
2016-12-26 20:00 | 0.56958 | 0.66289 | 419521
2016-12-26 21:00 | 0.59799 | 0.63181 | 423752
2016-12-26 22:00 | 0.51989 | 0.63488 | 436949
2016-12-26 23:00 | 0.18574 | 0.64107 | 451101
2016-12-27 | 0.0016102 | 0.64278 | 457182
2016-12-27 01:00 | 0 | 0.64502 | 456649
2016-12-27 02:00 | 0 | 0.64303 | 445529
2016-12-27 03:00 | 0 | 0.63856 | 428812
2016-12-27 04:00 | 0 | 0.63855 | 407088
2016-12-27 05:00 | 0 | 0.63862 | 386994
2016-12-27 06:00 | 0 | 0.63699 | 370840
2016-12-27 07:00 | 0 | 0.62298 | 360758
2016-12-27 08:00 | 0 | 0.5995 | 355649
2016-12-27 09:00 | 0 | 0.564 | 355194
2016-12-27 10:00 | 0 | 0.52854 | 363773
2016-12-27 11:00 | 0 | 0.50498 | 381884
2016-12-27 12:00 | 0 | 0.49361 | 404862
2016-12-27 13:00 | 0 | 0.49298 | 423598
2016-12-27 14:00 | 0.076485 | 0.45973 | 438131
2016-12-27 15:00 | 0.4282 | 0.34003 | 446838
2016-12-27 16:00 | 0.57818 | 0.24958 | 449707
2016-12-27 17:00 | 0.58181 | 0.24193 | 447435
2016-12-27 18:00 | 0.5438 | 0.27182 | 443791
2016-12-27 19:00 | 0.52405 | 0.2917 | 440307
2016-12-27 20:00 | 0.53867 | 0.31269 | 438806
2016-12-27 21:00 | 0.56243 | 0.38214 | 441567
2016-12-27 22:00 | 0.48888 | 0.50886 | 455269
2016-12-27 23:00 | 0.18982 | 0.61866 | 470265
2016-12-28 | 0.0027315 | 0.69105 | 475038
2016-12-28 01:00 | 0 | 0.74942 | 473497
2016-12-28 02:00 | 0 | 0.79499 | 462033
2016-12-28 03:00 | 0 | 0.83252 | 443776
2016-12-28 04:00 | 0 | 0.8639 | 422447
2016-12-28 05:00 | 0 | 0.87228 | 402556
2016-12-28 06:00 | 0 | 0.86302 | 387175
2016-12-28 07:00 | 0 | 0.84526 | 377738
2016-12-28 08:00 | 0 | 0.82933 | 373272
2016-12-28 09:00 | 0 | 0.81164 | 374497
2016-12-28 10:00 | 0 | 0.79934 | 384252
2016-12-28 11:00 | 0 | 0.79481 | 403077
2016-12-28 12:00 | 0 | 0.79305 | 427341
2016-12-28 13:00 | 0 | 0.799 | 443446
2016-12-28 14:00 | 0.032394 | 0.74703 | 452691
2016-12-28 15:00 | 0.33795 | 0.57599 | 456814
2016-12-28 16:00 | 0.52394 | 0.47493 | 456842
2016-12-28 17:00 | 0.54613 | 0.54654 | 453459
2016-12-28 18:00 | 0.51369 | 0.62825 | 449712
2016-12-28 19:00 | 0.49848 | 0.65336 | 446431
2016-12-28 20:00 | 0.51459 | 0.6624 | 444718
2016-12-28 21:00 | 0.53599 | 0.69437 | 448630
2016-12-28 22:00 | 0.46663 | 0.79235 | 463782
2016-12-28 23:00 | 0.19042 | 0.87426 | 477506
2016-12-29 | 0.0016683 | 0.91706 | 481095
2016-12-29 01:00 | 0 | 0.92816 | 479408
2016-12-29 02:00 | 0 | 0.9319 | 468166
2016-12-29 03:00 | 0 | 0.93426 | 448978
2016-12-29 04:00 | 0 | 0.93347 | 426749
2016-12-29 05:00 | 0 | 0.9235 | 407362
2016-12-29 06:00 | 0 | 0.91033 | 391950
2016-12-29 07:00 | 0 | 0.89451 | 380919
2016-12-29 08:00 | 0 | 0.87919 | 374964
2016-12-29 09:00 | 0 | 0.86798 | 375678
2016-12-29 10:00 | 0 | 0.85489 | 383293
2016-12-29 11:00 | 0 | 0.84381 | 400267
2016-12-29 12:00 | 0 | 0.83544 | 422823
2016-12-29 13:00 | 0 | 0.82554 | 439712
2016-12-29 14:00 | 0.053651 | 0.74334 | 451937
2016-12-29 15:00 | 0.35059 | 0.65793 | 458406
2016-12-29 16:00 | 0.5094 | 0.66335 | 459642
2016-12-29 17:00 | 0.52178 | 0.67686 | 457177
2016-12-29 18:00 | 0.49245 | 0.65697 | 453413
2016-12-29 19:00 | 0.47417 | 0.61991 | 448588
2016-12-29 20:00 | 0.47443 | 0.58244 | 445166
2016-12-29 21:00 | 0.491 | 0.53842 | 448553
2016-12-29 22:00 | 0.41173 | 0.55844 | 463901
2016-12-29 23:00 | 0.17009 | 0.58742 | 480596
2016-12-30 | 0.0016277 | 0.60732 | 486871
2016-12-30 01:00 | 0 | 0.61598 | 487082
2016-12-30 02:00 | 0 | 0.61955 | 476994
2016-12-30 03:00 | 0 | 0.63139 | 460130
2016-12-30 04:00 | 0 | 0.64122 | 439914
2016-12-30 05:00 | 0 | 0.64251 | 421903
2016-12-30 06:00 | 0 | 0.63847 | 407091
2016-12-30 07:00 | 0 | 0.63143 | 398686
2016-12-30 08:00 | 0 | 0.62491 | 394429
2016-12-30 09:00 | 0 | 0.6231 | 396327
2016-12-30 10:00 | 0 | 0.62508 | 405523
2016-12-30 11:00 | 0 | 0.63262 | 425145
2016-12-30 12:00 | 0 | 0.64758 | 447660
2016-12-30 13:00 | 0 | 0.66833 | 463447
2016-12-30 14:00 | 0.066719 | 0.61355 | 470223
2016-12-30 15:00 | 0.33992 | 0.49243 | 471272
2016-12-30 16:00 | 0.48141 | 0.49189 | 467833
2016-12-30 17:00 | 0.5036 | 0.58274 | 461282
2016-12-30 18:00 | 0.4784 | 0.63601 | 453356
2016-12-30 19:00 | 0.46424 | 0.67126 | 446082
2016-12-30 20:00 | 0.47219 | 0.68752 | 441690
2016-12-30 21:00 | 0.48048 | 0.73834 | 446474
2016-12-30 22:00 | 0.39249 | 0.78405 | 463624
2016-12-30 23:00 | 0.13147 | 0.81133 | 481092
2016-12-31 | 0.0013272 | 0.82084 | 487680
2016-12-31 01:00 | 0 | 0.81546 | 489425
2016-12-31 02:00 | 0 | 0.8063 | 481878
2016-12-31 03:00 | 0 | 0.8072 | 468220
2016-12-31 04:00 | 0 | 0.79934 | 450956
2016-12-31 05:00 | 0 | 0.79354 | 433000
2016-12-31 06:00 | 0 | 0.79506 | 420297
2016-12-31 07:00 | 0 | 0.79259 | 411686
2016-12-31 08:00 | 0 | 0.77895 | 406155
2016-12-31 09:00 | 0 | 0.75431 | 404289
2016-12-31 10:00 | 0 | 0.72933 | 407850
2016-12-31 11:00 | 0 | 0.70563 | 415139
2016-12-31 12:00 | 0 | 0.68337 | 426446
2016-12-31 13:00 | 0 | 0.65616 | 437460
2016-12-31 14:00 | 0.036427 | 0.55801 | 444140
2016-12-31 15:00 | 0.29475 | 0.49612 | 446688
2016-12-31 16:00 | 0.45444 | 0.45406 | 445791
2016-12-31 17:00 | 0.50867 | 0.40843 | 442001
2016-12-31 18:00 | 0.49731 | 0.39735 | 437484
2016-12-31 19:00 | 0.48732 | 0.39133 | 433876
2016-12-31 20:00 | 0.4976 | 0.38105 | 432009
2016-12-31 21:00 | 0.5139 | 0.37142 | 435982
2016-12-31 22:00 | 0.43958 | 0.41346 | 450070
2016-12-31 23:00 | 0.1567 | 0.48672 | 459604
2017-01-01 | 0.0017613 | 0.54371 | 460100

## case results
| objective [€] | system cost [€/h]
0 | 220874880274.6927 | 25145136.6433

## component results
| carrier | Capacity Factor | Capital Expenditure [€] | Curtailment [MWh] | Dispatch [MW] | Installed Capacity [MW] | Market Value [€/MWh] | Operational Expenditure [€] | Optimal Capacity [MW] | Revenue [€] | Supply [MW] | Withdrawal [MW]
Generator | geothermal |  | 0 | 0 | 0 | 0 |  | 0 | 0 | 0 | 0 | 0
| load shedding | 0.0001689 | 0 | 0 | 37434.2383 | 0 | 8771.9298 | 328370511.3377 | 25228.1702 | 328370511.3376 | 37434.2383 | 0
| natgas |  | 0 | 0 | 0 | 0 |  | 0 | 0 | 0 | 0 | 0
| natgas_wCCS |  | 0 | 0 | 0 | 0 |  | 0 | 0 | 0 | 0 | 0
| nuclear |  | 0 | 0 | 0 | 0 |  | 0 | 0 | 0 | 0 | 0
| onwind | 0.17438 | 103951912707.903 | 2271877644.16 | 1483908720.2006 | 0 | 71.5528 | 2225863080.3009 | 968626.935 | 106177775788.1245 | 1483908720.2006 | 0
| solar-utility | 0.2737 | 51962740928.2199 | 31989101.7094 | 2519531351.5611 | 0 | 20.624 | 0 | 1047873.9502 | 51962740928.2434 | 2519531351.5611 | 0
Link | direct air capture |  | 0 |  | 0 | 0 |  | 0 | 0 | 0 | 0 | 0
| geothermal |  | 0 |  | 0 | 0 |  | 0 | 0 | 0 | 0 | 0
| gravity_aboveground_store | 0.79641 | 2534143142.326 |  | 9.1532e-09 | 0 | -2.1768e+19 | 0 | 88743.1518 | 2534143142.3293 | 620890779.1728 | -620890779.1728
| gravity_brick_store |  | 0 |  | 0 | 0 |  | 0 | 0 | 0 | 0 | 0
| gravity_underground_store |  | 0 |  | 0 | 0 |  | 0 | 0 | 0 | 0 | 0
| highT_molten_salt_store |  | 0 |  | 0 | 0 |  | 0 | 0 | 0 | 0 | 0
| hydrogen_store |  | 0 |  | 0 | 0 |  | 0 | 0 | 0 | 0 | 0
| lead_acid_store |  | 0 |  | 0 | 0 |  | 0 | 0 | 0 | 0 | 0
| liquid_air_store |  | 0 |  | 0 | 0 |  | 0 | 0 | 0 | 0 | 0
| lithium_ion_lfp_store |  | 0 |  | 0 | 0 |  | 0 | 0 | 0 | 0 | 0
| lithium_ion_nmc_store |  | 0 |  | 0 | 0 |  | 0 | 0 | 0 | 0 | 0
| natgas |  | 0 |  | 0 | 0 |  | 0 | 0 | 0 | 0 | 0
| natgas_wCCS |  | 0 |  | 0 | 0 |  | 0 | 0 | 0 | 0 | 0
| ni_zn_store |  | 0 |  | 0 | 0 |  | 0 | 0 | 0 | 0 | 0
| phs_store | 0.72393 | 28676241960.9953 |  | -4.0338e-08 | 0 | 1.5395e+19 | 0 | 278980.8824 | 28676241960.9504 | 1774239205.1392 | -1774239205.1392
| redox_store |  | 0 |  | 0 | 0 |  | 0 | 0 | 0 | 0 | 0
| zn_br_flow_store |  | 0 |  | 0 | 0 |  | 0 | 0 | 0 | 0 | 0
| zn_br_nonflow_store |  | 0 |  | 0 | 0 |  | 0 | 0 | 0 | 0 | 0
Load | load |  |  |  | -4003477506 |  | -55.1708 |  |  | 220874880274.6969 | 0 | -4003477506
StorageUnit | battery storage |  | 0 | 0 | 0 | 0 |  | 0 | 0 | 0 | 0 | 0
Store | co2 atmosphere |  | 0 |  | 0 | 0 |  | 0 | 0 | 0 | 0 | 0
| gravity_aboveground_store | 0.61948 | 3574289117.3094 |  | 9.1532e-09 | 0 | -3.0703e+19 | 0 | 382845.3582 | 3574289117.3085 | 310445389.5864 | -310445389.5864
| gravity_brick_store |  | 0 |  | 0 | 0 |  | 0 | 0 | 0 | 0 | 0
| gravity_underground_store |  | 0 |  | 0 | 0 |  | 0 | 0 | 0 | 0 | 0
| highT_molten_salt_store |  | 0 |  | 0 | 0 |  | 0 | 0 | 0 | 0 | 0
| hydrogen_store |  | 0 |  | 0 | 0 |  | 0 | 0 | 0 | 0 | 0
| lead_acid_store |  | 0 |  | 0 | 0 |  | 0 | 0 | 0 | 0 | 0
| liquid_air_store |  | 0 |  | 0 | 0 |  | 0 | 0 | 0 | 0 | 0
| lithium_ion_lfp_store |  | 0 |  | 0 | 0 |  | 0 | 0 | 0 | 0 | 0
| lithium_ion_nmc_store |  | 0 |  | 0 | 0 |  | 0 | 0 | 0 | 0 | 0
| load shifting backward |  | 0 |  | 0 | 0 |  | 0 | 0 | 0 | 0 | 0
| load shifting forward |  | 0 |  | 0 | 0 |  | 0 | 0 | 0 | 0 | 0
| ni_zn_store |  | 0 |  | 0 | 0 |  | 0 | 0 | 0 | 0 | 0
| phs_store | 0.43306 | 27621318826.3988 |  | -4.0338e-08 | 0 | 1.4829e+19 | 0 | 7074429.5387 | 27621318826.4033 | 887119602.5696 | -887119602.5696
| redox_store |  | 0 |  | 0 | 0 |  | 0 | 0 | 0 | 0 | 0
| zn_br_flow_store |  | 0 |  | 0 | 0 |  | 0 | 0 | 0 | 0 | 0
| zn_br_nonflow_store |  | 0 |  | 0 | 0 |  | 0 | 0 | 0 | 0 | 0

## time results
snapshot | CCGT dispatch | CCGT % wCCS dispatch | geothermal dispatch | load shedding dispatch | nuclear dispatch | onwind dispatch | solar-utility dispatch | load load | battery storage charged | battery storage discharged | battery storage state of charge | Gravity-Brick-store state of charge | Gravity-Water-Aboveground-store state of charge | Gravity-Water-Underground-store state of charge | HighT-Molten-Salt-store state of charge | Lead-Acid-store state of charge | Liquid-Air-store state of charge | Lithium-Ion-LFP-store state of charge | Lithium-Ion-NMC-store state of charge | Ni-Zn-store state of charge | Pumped-Storage-Hydro-store state of charge | Vanadium-Redox-Flow-store state of charge | Zn-Br-Flow-store state of charge | Zn-Br-Nonflow-store state of charge | co2 atmosphere state of charge | hydrogen storage underground state of charge | load shifting backward state of charge | load shifting forward state of charge | CCGT % link dispatch | CCGT % link wCCS dispatch | Gravity-Brick-bicharger dispatch | Gravity-Water-Aboveground-bicharger dispatch | Gravity-Water-Underground-bicharger dispatch | HighT-Molten-Salt-charger dispatch | HighT-Molten-Salt-discharger dispatch | Lead-Acid-bicharger dispatch | Liquid-Air-charger dispatch | Liquid-Air-discharger dispatch | Lithium-Ion-LFP-bicharger dispatch | Lithium-Ion-NMC-bicharger dispatch | Ni-Zn-bicharger dispatch | Pumped-Storage-Hydro-bicharger dispatch | Vanadium-Redox-Flow-bicharger dispatch | Zn-Br-Flow-bicharger dispatch | Zn-Br-Nonflow-bicharger dispatch | direct air capture dispatch | electrolysis dispatch | fuel cell dispatch | geothermal % link dispatch
2016-01-01 | 0 | 0 | 0 | 0 | 0 | 278766.777 | 1804.4924 | 470809 | 0 | 0 | 0 | 0 | 205359.0546 | 0 | 0 | 0 | 0 | 0 | 0 | 0 | 3426353.6796 | 0 | 0 | 0 | 0 | 0 | 0 | 0 | 0 | 0 | 0 | 88743.1518 | 0 | 0 | 0 | 0 | 0 | 0 | 0 | 0 | 0 | -278980.8824 | 0 | 0 | 0 | 0 | 0 | 0 | 0
2016-01-01 01:00 | 0 | 0 | 0 | 0 | 0 | 544503.3214 | 0 | 462893 | 0 | 0 | 0 | 0 | 116615.9029 | 0 | 0 | 0 | 0 | 0 | 0 | 0 | 3596707.1529 | 0 | 0 | 0 | 0 | 0 | 0 | 0 | 0 | 0 | 0 | -88743.1518 | 0 | 0 | 0 | 0 | 0 | 0 | 0 | 0 | 0 | 170353.4732 | 0 | 0 | 0 | 0 | 0 | 0 | 0
2016-01-01 02:00 | 0 | 0 | 0 | 0 | 0 | 543641.9089 | 0 | 452352 | 0 | 0 | 0 | 0 | 205359.0546 | 0 | 0 | 0 | 0 | 0 | 0 | 0 | 3599253.91 | 0 | 0 | 0 | 0 | 0 | 0 | 0 | 0 | 0 | 0 | 88743.1518 | 0 | 0 | 0 | 0 | 0 | 0 | 0 | 0 | 0 | 2546.7571 | 0 | 0 | 0 | 0 | 0 | 0 | 0
2016-01-01 03:00 | 0 | 0 | 0 | 0 | 0 | 553446.6191 | 0 | 438677 | 0 | 0 | 0 | 0 | 116615.9029 | 0 | 0 | 0 | 0 | 0 | 0 | 0 | 3802766.6808 | 0 | 0 | 0 | 0 | 0 | 0 | 0 | 0 | 0 | 0 | -88743.1518 | 0 | 0 | 0 | 0 | 0 | 0 | 0 | 0 | 0 | 203512.7709 | 0 | 0 | 0 | 0 | 0 | 0 | 0
2016-01-01 04:00 | 0 | 0 | 0 | 0 | 0 | 233057.2694 | 0 | 423295 | 0 | 0 | 0 | 0 | 205359.0546 | 0 | 0 | 0 | 0 | 0 | 0 | 0 | 3523785.7984 | 0 | 0 | 0 | 0 | 0 | 0 | 0 | 0 | 0 | 0 | 88743.1518 | 0 | 0 | 0 | 0 | 0 | 0 | 0 | 0 | 0 | -278980.8824 | 0 | 0 | 0 | 0 | 0 | 0 | 0
2016-01-01 05:00 | 0 | 0 | 0 | 0 | 0 | 220741.2694 | 0 | 410979 | 0 | 0 | 0 | 0 | 294102.2064 | 0 | 0 | 0 | 0 | 0 | 0 | 0 | 3244804.9159 | 0 | 0 | 0 | 0 | 0 | 0 | 0 | 0 | 0 | 0 | 88743.1518 | 0 | 0 | 0 | 0 | 0 | 0 | 0 | 0 | 0 | -278980.8824 | 0 | 0 | 0 | 0 | 0 | 0 | 0
2016-01-01 06:00 | 0 | 0 | 0 | 0 | 0 | 590681.7306 | 0 | 400444 | 0 | 0 | 0 | 0 | 205359.0546 | 0 | 0 | 0 | 0 | 0 | 0 | 0 | 3523785.7984 | 0 | 0 | 0 | 0 | 0 | 0 | 0 | 0 | 0 | 0 | -88743.1518 | 0 | 0 | 0 | 0 | 0 | 0 | 0 | 0 | 0 | 278980.8824 | 0 | 0 | 0 | 0 | 0 | 0 | 0
2016-01-01 07:00 | 0 | 0 | 0 | 0 | 0 | 624416.8501 | 0 | 390845 | 0 | 0 | 0 | 0 | 294102.2064 | 0 | 0 | 0 | 0 | 0 | 0 | 0 | 3668614.4966 | 0 | 0 | 0 | 0 | 0 | 0 | 0 | 0 | 0 | 0 | 88743.1518 | 0 | 0 | 0 | 0 | 0 | 0 | 0 | 0 | 0 | 144828.6983 | 0 | 0 | 0 | 0 | 0 | 0 | 0
2016-01-01 08:00 | 0 | 0 | 0 | 0 | 0 | 624576.196 | 0 | 383868 | 0 | 0 | 0 | 0 | 382845.3582 | 0 | 0 | 0 | 0 | 0 | 0 | 0 | 3820579.5408 | 0 | 0 | 0 | 0 | 0 | 0 | 0 | 0 | 0 | 0 | 88743.1518 | 0 | 0 | 0 | 0 | 0 | 0 | 0 | 0 | 0 | 151965.0442 | 0 | 0 | 0 | 0 | 0 | 0 | 0
2016-01-01 09:00 | 0 | 0 | 0 | 0 | 0 | 14522.9658 | 0 | 382247 | 0 | 0 | 0 | 0 | 294102.2064 | 0 | 0 | 0 | 0 | 0 | 0 | 0 | 3541598.6584 | 0 | 0 | 0 | 0 | 0 | 0 | 0 | 0 | 0 | 0 | -88743.1518 | 0 | 0 | 0 | 0 | 0 | 0 | 0 | 0 | 0 | -278980.8824 | 0 | 0 | 0 | 0 | 0 | 0 | 0
2016-01-01 10:00 | 0 | 0 | 0 | 0 | 0 | 621736.9422 | 0 | 385757 | 0 | 0 | 0 | 0 | 382845.3582 | 0 | 0 | 0 | 0 | 0 | 0 | 0 | 3688835.4487 | 0 | 0 | 0 | 0 | 0 | 0 | 0 | 0 | 0 | 0 | 88743.1518 | 0 | 0 | 0 | 0 | 0 | 0 | 0 | 0 | 0 | 147236.7904 | 0 | 0 | 0 | 0 | 0 | 0 | 0
2016-01-01 11:00 | 0 | 0 | 0 | 0 | 0 | 581181.7306 | 0 | 390944 | 0 | 0 | 0 | 0 | 294102.2064 | 0 | 0 | 0 | 0 | 0 | 0 | 0 | 3967816.3312 | 0 | 0 | 0 | 0 | 0 | 0 | 0 | 0 | 0 | 0 | -88743.1518 | 0 | 0 | 0 | 0 | 0 | 0 | 0 | 0 | 0 | 278980.8824 | 0 | 0 | 0 | 0 | 0 | 0 | 0
2016-01-01 12:00 | 0 | 0 | 0 | 0 | 0 | 30814.9658 | 0 | 398539 | 0 | 0 | 0 | 0 | 205359.0546 | 0 | 0 | 0 | 0 | 0 | 0 | 0 | 3688835.4487 | 0 | 0 | 0 | 0 | 0 | 0 | 0 | 0 | 0 | 0 | -88743.1518 | 0 | 0 | 0 | 0 | 0 | 0 | 0 | 0 | 0 | -278980.8824 | 0 | 0 | 0 | 0 | 0 | 0 | 0
2016-01-01 13:00 | 0 | 0 | 0 | 0 | 0 | 619975.22 | 0 | 407548 | 0 | 0 | 0 | 0 | 138805.3922 | 0 | 0 | 0 | 0 | 0 | 0 | 0 | 3967816.3312 | 0 | 0 | 0 | 0 | 0 | 0 | 0 | 0 | 0 | 0 | -66553.6625 | 0 | 0 | 0 | 0 | 0 | 0 | 0 | 0 | 0 | 278980.8824 | 0 | 0 | 0 | 0 | 0 | 0 | 0
2016-01-01 14:00 | 0 | 0 | 0 | 0 | 0 | 577869.0768 | 47181.5987 | 420289 | 0 | 0 | 0 | 0 | 227548.544 | 0 | 0 | 0 | 0 | 0 | 0 | 0 | 4083834.8549 | 0 | 0 | 0 | 0 | 0 | 0 | 0 | 0 | 0 | 0 | 88743.1518 | 0 | 0 | 0 | 0 | 0 | 0 | 0 | 0 | 0 | 116018.5237 | 0 | 0 | 0 | 0 | 0 | 0 | 0
2016-01-01 15:00 | 0 | 0 | 0 | 0 | 0 | 0 | 421880.0996 | 431770 | 0 | 0 | 0 | 0 | 316291.6958 | 0 | 0 | 0 | 0 | 0 | 0 | 0 | 3985201.8027 | 0 | 0 | 0 | 0 | 0 | 0 | 0 | 0 | 0 | 0 | 88743.1518 | 0 | 0 | 0 | 0 | 0 | 0 | 0 | 0 | 0 | -98633.0522 | 0 | 0 | 0 | 0 | 0 | 0 | 0
2016-01-01 16:00 | 0 | 0 | 0 | 0 | 0 | 171751.7035 | 612262.8414 | 438480 | 0 | 0 | 0 | 0 | 382845.3582 | 0 | 0 | 0 | 0 | 0 | 0 | 0 | 4264182.6852 | 0 | 0 | 0 | 0 | 0 | 0 | 0 | 0 | 0 | 0 | 66553.6625 | 0 | 0 | 0 | 0 | 0 | 0 | 0 | 0 | 0 | 278980.8824 | 0 | 0 | 0 | 0 | 0 | 0 | 0
2016-01-01 17:00 | 0 | 0 | 0 | 0 | 0 | 0 | 612796.7301 | 440338 | 0 | 0 | 0 | 0 | 294102.2064 | 0 | 0 | 0 | 0 | 0 | 0 | 0 | 4525384.5671 | 0 | 0 | 0 | 0 | 0 | 0 | 0 | 0 | 0 | 0 | -88743.1518 | 0 | 0 | 0 | 0 | 0 | 0 | 0 | 0 | 0 | 261201.8819 | 0 | 0 | 0 | 0 | 0 | 0 | 0
2016-01-01 18:00 | 0 | 0 | 0 | 0 | 0 | 0 | 574338.3174 | 438036 | 0 | 0 | 0 | 0 | 205359.0546 | 0 | 0 | 0 | 0 | 0 | 0 | 0 | 4750430.0362 | 0 | 0 | 0 | 0 | 0 | 0 | 0 | 0 | 0 | 0 | -88743.1518 | 0 | 0 | 0 | 0 | 0 | 0 | 0 | 0 | 0 | 225045.4692 | 0 | 0 | 0 | 0 | 0 | 0 | 0
2016-01-01 19:00 | 0 | 0 | 0 | 0 | 0 | 0 | 559417.2713 | 432321 | 0 | 0 | 0 | 0 | 116615.9029 | 0 | 0 | 0 | 0 | 0 | 0 | 0 | 4966269.4594 | 0 | 0 | 0 | 0 | 0 | 0 | 0 | 0 | 0 | 0 | -88743.1518 | 0 | 0 | 0 | 0 | 0 | 0 | 0 | 0 | 0 | 215839.4231 | 0 | 0 | 0 | 0 | 0 | 0 | 0
2016-01-01 20:00 | 0 | 0 | 0 | 0 | 0 | 0 | 579635.3694 | 428860 | 0 | 0 | 0 | 0 | 205359.0546 | 0 | 0 | 0 | 0 | 0 | 0 | 0 | 5028301.677 | 0 | 0 | 0 | 0 | 0 | 0 | 0 | 0 | 0 | 0 | 88743.1518 | 0 | 0 | 0 | 0 | 0 | 0 | 0 | 0 | 0 | 62032.2176 | 0 | 0 | 0 | 0 | 0 | 0 | 0
2016-01-01 21:00 | 0 | 0 | 0 | 0 | 0 | 0 | 612797.4196 | 430801 | 0 | 0 | 0 | 0 | 116615.9029 | 0 | 0 | 0 | 0 | 0 | 0 | 0 | 5299041.2484 | 0 | 0 | 0 | 0 | 0 | 0 | 0 | 0 | 0 | 0 | -88743.1518 | 0 | 0 | 0 | 0 | 0 | 0 | 0 | 0 | 0 | 270739.5714 | 0 | 0 | 0 | 0 | 0 | 0 | 0
2016-01-01 22:00 | 0 | 0 | 0 | 0 | 0 | 0 | 561237.7553 | 445055 | 0 | 0 | 0 | 0 | 205359.0546 | 0 | 0 | 0 | 0 | 0 | 0 | 0 | 5326480.852 | 0 | 0 | 0 | 0 | 0 | 0 | 0 | 0 | 0 | 0 | 88743.1518 | 0 | 0 | 0 | 0 | 0 | 0 | 0 | 0 | 0 | 27439.6035 | 0 | 0 | 0 | 0 | 0 | 0 | 0
2016-01-01 23:00 | 0 | 0 | 0 | 0 | 0 | 0 | 220290.3375 | 460170 | 0 | 0 | 0 | 0 | 205359.0546 | 0 | 0 | 0 | 0 | 0 | 0 | 0 | 5086601.1895 | 0 | 0 | 0 | 0 | 0 | 0 | 0 | 0 | 0 | 0 | 0 | 0 | 0 | 0 | 0 | 0 | 0 | 0 | 0 | 0 | -239879.6625 | 0 | 0 | 0 | 0 | 0 | 0 | 0
2016-01-02 | 0 | 0 | 0 | 0 | 0 | 601351.5326 | 2058.957 | 465935 | 0 | 0 | 0 | 0 | 294102.2064 | 0 | 0 | 0 | 0 | 0 | 0 | 0 | 5135333.5273 | 0 | 0 | 0 | 0 | 0 | 0 | 0 | 0 | 0 | 0 | 88743.1518 | 0 | 0 | 0 | 0 | 0 | 0 | 0 | 0 | 0 | 48732.3378 | 0 | 0 | 0 | 0 | 0 | 0 | 0
2016-01-02 01:00 | 0 | 0 | 0 | 0 | 0 | 625651.9811 | 0 | 465362 | 0 | 0 | 0 | 0 | 205359.0546 | 0 | 0 | 0 | 0 | 0 | 0 | 0 | 5384366.6602 | 0 | 0 | 0 | 0 | 0 | 0 | 0 | 0 | 0 | 0 | -88743.1518 | 0 | 0 | 0 | 0 | 0 | 0 | 0 | 0 | 0 | 249033.1329 | 0 | 0 | 0 | 0 | 0 | 0 | 0
2016-01-02 02:00 | 0 | 0 | 0 | 0 | 0 | 271856.2694 | 0 | 462094 | 0 | 0 | 0 | 0 | 294102.2064 | 0 | 0 | 0 | 0 | 0 | 0 | 0 | 5105385.7778 | 0 | 0 | 0 | 0 | 0 | 0 | 0 | 0 | 0 | 0 | 88743.1518 | 0 | 0 | 0 | 0 | 0 | 0 | 0 | 0 | 0 | -278980.8824 | 0 | 0 | 0 | 0 | 0 | 0 | 0
2016-01-02 03:00 | 0 | 0 | 0 | 0 | 0 | 260342.2694 | 0 | 450580 | 0 | 0 | 0 | 0 | 382845.3582 | 0 | 0 | 0 | 0 | 0 | 0 | 0 | 4826404.8953 | 0 | 0 | 0 | 0 | 0 | 0 | 0 | 0 | 0 | 0 | 88743.1518 | 0 | 0 | 0 | 0 | 0 | 0 | 0 | 0 | 0 | -278980.8824 | 0 | 0 | 0 | 0 | 0 | 0 | 0
2016-01-02 04:00 | 0 | 0 | 0 | 0 | 0 | 625168.7306 | 0 | 434931 | 0 | 0 | 0 | 0 | 294102.2064 | 0 | 0 | 0 | 0 | 0 | 0 | 0 | 5105385.7778 | 0 | 0 | 0 | 0 | 0 | 0 | 0 | 0 | 0 | 0 | -88743.1518 | 0 | 0 | 0 | 0 | 0 | 0 | 0 | 0 | 0 | 278980.8824 | 0 | 0 | 0 | 0 | 0 | 0 | 0
2016-01-02 05:00 | 0 | 0 | 0 | 0 | 0 | 617797.1606 | 0 | 417915 | 0 | 0 | 0 | 0 | 382845.3582 | 0 | 0 | 0 | 0 | 0 | 0 | 0 | 5216524.7866 | 0 | 0 | 0 | 0 | 0 | 0 | 0 | 0 | 0 | 0 | 88743.1518 | 0 | 0 | 0 | 0 | 0 | 0 | 0 | 0 | 0 | 111139.0088 | 0 | 0 | 0 | 0 | 0 | 0 | 0
2016-01-02 06:00 | 0 | 0 | 0 | 0 | 0 | 598758.7507 | 0 | 406626 | 0 | 0 | 0 | 0 | 382845.3582 | 0 | 0 | 0 | 0 | 0 | 0 | 0 | 5408657.5373 | 0 | 0 | 0 | 0 | 0 | 0 | 0 | 0 | 0 | 0 | 0 | 0 | 0 | 0 | 0 | 0 | 0 | 0 | 0 | 0 | 192132.7507 | 0 | 0 | 0 | 0 | 0 | 0 | 0
2016-01-02 07:00 | 0 | 0 | 0 | 0 | 0 | 577576.8673 | 0 | 397512 | 0 | 0 | 0 | 0 | 294102.2064 | 0 | 0 | 0 | 0 | 0 | 0 | 0 | 5677465.5564 | 0 | 0 | 0 | 0 | 0 | 0 | 0 | 0 | 0 | 0 | -88743.1518 | 0 | 0 | 0 | 0 | 0 | 0 | 0 | 0 | 0 | 268808.0191 | 0 | 0 | 0 | 0 | 0 | 0 | 0
2016-01-02 08:00 | 0 | 0 | 0 | 0 | 0 | 202718.2694 | 0 | 392956 | 0 | 0 | 0 | 0 | 382845.3582 | 0 | 0 | 0 | 0 | 0 | 0 | 0 | 5398484.674 | 0 | 0 | 0 | 0 | 0 | 0 | 0 | 0 | 0 | 0 | 88743.1518 | 0 | 0 | 0 | 0 | 0 | 0 | 0 | 0 | 0 | -278980.8824 | 0 | 0 | 0 | 0 | 0 | 0 | 0
2016-01-02 09:00 | 0 | 0 | 0 | 0 | 0 | 551701.9069 | 0 | 392210 | 0 | 0 | 0 | 0 | 294102.2064 | 0 | 0 | 0 | 0 | 0 | 0 | 0 | 5646719.7327 | 0 | 0 | 0 | 0 | 0 | 0 | 0 | 0 | 0 | 0 | -88743.1518 | 0 | 0 | 0 | 0 | 0 | 0 | 0 | 0 | 0 | 248235.0587 | 0 | 0 | 0 | 0 | 0 | 0 | 0
2016-01-02 10:00 | 0 | 0 | 0 | 0 | 0 | 547793.8062 | 0 | 396592 | 0 | 0 | 0 | 0 | 205359.0546 | 0 | 0 | 0 | 0 | 0 | 0 | 0 | 5886664.6907 | 0 | 0 | 0 | 0 | 0 | 0 | 0 | 0 | 0 | 0 | -88743.1518 | 0 | 0 | 0 | 0 | 0 | 0 | 0 | 0 | 0 | 239944.958 | 0 | 0 | 0 | 0 | 0 | 0 | 0
2016-01-02 11:00 | 0 | 0 | 0 | 0 | 0 | 216529.2694 | 0 | 406767 | 0 | 0 | 0 | 0 | 294102.2064 | 0 | 0 | 0 | 0 | 0 | 0 | 0 | 5607683.8082 | 0 | 0 | 0 | 0 | 0 | 0 | 0 | 0 | 0 | 0 | 88743.1518 | 0 | 0 | 0 | 0 | 0 | 0 | 0 | 0 | 0 | -278980.8824 | 0 | 0 | 0 | 0 | 0 | 0 | 0
2016-01-02 12:00 | 0 | 0 | 0 | 0 | 0 | 52943.9658 | 0 | 420668 | 0 | 0 | 0 | 0 | 205359.0546 | 0 | 0 | 0 | 0 | 0 | 0 | 0 | 5328702.9258 | 0 | 0 | 0 | 0 | 0 | 0 | 0 | 0 | 0 | 0 | -88743.1518 | 0 | 0 | 0 | 0 | 0 | 0 | 0 | 0 | 0 | -278980.8824 | 0 | 0 | 0 | 0 | 0 | 0 | 0
2016-01-02 13:00 | 0 | 0 | 0 | 0 | 0 | 529683.5163 | 0 | 434757 | 0 | 0 | 0 | 0 | 116615.9029 | 0 | 0 | 0 | 0 | 0 | 0 | 0 | 5512372.5939 | 0 | 0 | 0 | 0 | 0 | 0 | 0 | 0 | 0 | 0 | -88743.1518 | 0 | 0 | 0 | 0 | 0 | 0 | 0 | 0 | 0 | 183669.6681 | 0 | 0 | 0 | 0 | 0 | 0 | 0
2016-01-02 14:00 | 0 | 0 | 0 | 0 | 0 | 485501.1058 | 68294.687 | 445046 | 0 | 0 | 0 | 0 | 205359.0546 | 0 | 0 | 0 | 0 | 0 | 0 | 0 | 5532379.2348 | 0 | 0 | 0 | 0 | 0 | 0 | 0 | 0 | 0 | 0 | 88743.1518 | 0 | 0 | 0 | 0 | 0 | 0 | 0 | 0 | 0 | 20006.641 | 0 | 0 | 0 | 0 | 0 | 0 | 0
2016-01-02 15:00 | 0 | 0 | 0 | 0 | 0 | 0 | 331841.4225 | 450093 | 0 | 0 | 0 | 0 | 294102.2064 | 0 | 0 | 0 | 0 | 0 | 0 | 0 | 5325384.5056 | 0 | 0 | 0 | 0 | 0 | 0 | 0 | 0 | 0 | 0 | 88743.1518 | 0 | 0 | 0 | 0 | 0 | 0 | 0 | 0 | 0 | -206994.7293 | 0 | 0 | 0 | 0 | 0 | 0 | 0
2016-01-02 16:00 | 0 | 0 | 0 | 0 | 0 | 0 | 487674.5751 | 448776 | 0 | 0 | 0 | 0 | 205359.0546 | 0 | 0 | 0 | 0 | 0 | 0 | 0 | 5453026.2324 | 0 | 0 | 0 | 0 | 0 | 0 | 0 | 0 | 0 | 0 | -88743.1518 | 0 | 0 | 0 | 0 | 0 | 0 | 0 | 0 | 0 | 127641.7269 | 0 | 0 | 0 | 0 | 0 | 0 | 0
2016-01-02 17:00 | 0 | 0 | 0 | 0 | 0 | 212311.8297 | 528951.382 | 443349 | 0 | 0 | 0 | 0 | 294102.2064 | 0 | 0 | 0 | 0 | 0 | 0 | 0 | 5662197.2924 | 0 | 0 | 0 | 0 | 0 | 0 | 0 | 0 | 0 | 0 | 88743.1518 | 0 | 0 | 0 | 0 | 0 | 0 | 0 | 0 | 0 | 209171.06 | 0 | 0 | 0 | 0 | 0 | 0 | 0
2016-01-02 18:00 | 0 | 0 | 0 | 0 | 0 | 0 | 520165.6547 | 435148 | 0 | 0 | 0 | 0 | 382845.3582 | 0 | 0 | 0 | 0 | 0 | 0 | 0 | 5658471.7953 | 0 | 0 | 0 | 0 | 0 | 0 | 0 | 0 | 0 | 0 | 88743.1518 | 0 | 0 | 0 | 0 | 0 | 0 | 0 | 0 | 0 | -3725.4971 | 0 | 0 | 0 | 0 | 0 | 0 | 0
2016-01-02 19:00 | 0 | 0 | 0 | 0 | 0 | 0 | 507944.9317 | 427129 | 0 | 0 | 0 | 0 | 294102.2064 | 0 | 0 | 0 | 0 | 0 | 0 | 0 | 5828030.8788 | 0 | 0 | 0 | 0 | 0 | 0 | 0 | 0 | 0 | 0 | -88743.1518 | 0 | 0 | 0 | 0 | 0 | 0 | 0 | 0 | 0 | 169559.0835 | 0 | 0 | 0 | 0 | 0 | 0 | 0
2016-01-02 20:00 | 0 | 0 | 0 | 0 | 0 | 270908.1911 | 517497.8431 | 420682 | 0 | 0 | 0 | 0 | 382845.3582 | 0 | 0 | 0 | 0 | 0 | 0 | 0 | 6107011.7613 | 0 | 0 | 0 | 0 | 0 | 0 | 0 | 0 | 0 | 0 | 88743.1518 | 0 | 0 | 0 | 0 | 0 | 0 | 0 | 0 | 0 | 278980.8824 | 0 | 0 | 0 | 0 | 0 | 0 | 0
2016-01-02 21:00 | 0 | 0 | 0 | 0 | 0 | 0 | 522484.5977 | 423696 | 0 | 0 | 0 | 0 | 294102.2064 | 0 | 0 | 0 | 0 | 0 | 0 | 0 | 6294543.5108 | 0 | 0 | 0 | 0 | 0 | 0 | 0 | 0 | 0 | 0 | -88743.1518 | 0 | 0 | 0 | 0 | 0 | 0 | 0 | 0 | 0 | 187531.7495 | 0 | 0 | 0 | 0 | 0 | 0 | 0
2016-01-02 22:00 | 0 | 0 | 0 | 0 | 0 | 0 | 432370.1069 | 441498 | 0 | 0 | 0 | 0 | 354972.6072 | 0 | 0 | 0 | 0 | 0 | 0 | 0 | 6224545.2169 | 0 | 0 | 0 | 0 | 0 | 0 | 0 | 0 | 0 | 0 | 60870.4007 | 0 | 0 | 0 | 0 | 0 | 0 | 0 | 0 | 0 | -69998.2938 | 0 | 0 | 0 | 0 | 0 | 0 | 0
2016-01-02 23:00 | 0 | 0 | 0 | 0 | 0 | 0 | 155849.0446 | 461592 | 0 | 0 | 0 | 0 | 266229.4554 | 0 | 0 | 0 | 0 | 0 | 0 | 0 | 6007545.4133 | 0 | 0 | 0 | 0 | 0 | 0 | 0 | 0 | 0 | 0 | -88743.1518 | 0 | 0 | 0 | 0 | 0 | 0 | 0 | 0 | 0 | -216999.8036 | 0 | 0 | 0 | 0 | 0 | 0 | 0
2016-01-03 | 0 | 0 | 0 | 0 | 0 | 501381.1303 | 2042.8334 | 469345 | 0 | 0 | 0 | 0 | 177486.3036 | 0 | 0 | 0 | 0 | 0 | 0 | 0 | 6130367.5288 | 0 | 0 | 0 | 0 | 0 | 0 | 0 | 0 | 0 | 0 | -88743.1518 | 0 | 0 | 0 | 0 | 0 | 0 | 0 | 0 | 0 | 122822.1155 | 0 | 0 | 0 | 0 | 0 | 0 | 0
2016-01-03 01:00 | 0 | 0 | 0 | 0 | 0 | 526089.7583 | 0 | 470347 | 0 | 0 | 0 | 0 | 266229.4554 | 0 | 0 | 0 | 0 | 0 | 0 | 0 | 6097367.1353 | 0 | 0 | 0 | 0 | 0 | 0 | 0 | 0 | 0 | 0 | 88743.1518 | 0 | 0 | 0 | 0 | 0 | 0 | 0 | 0 | 0 | -33000.3935 | 0 | 0 | 0 | 0 | 0 | 0 | 0
2016-01-03 02:00 | 0 | 0 | 0 | 0 | 0 | 542655.9745 | 0 | 467310 | 0 | 0 | 0 | 0 | 177486.3036 | 0 | 0 | 0 | 0 | 0 | 0 | 0 | 6261456.2617 | 0 | 0 | 0 | 0 | 0 | 0 | 0 | 0 | 0 | 0 | -88743.1518 | 0 | 0 | 0 | 0 | 0 | 0 | 0 | 0 | 0 | 164089.1263 | 0 | 0 | 0 | 0 | 0 | 0 | 0
2016-01-03 03:00 | 0 | 0 | 0 | 0 | 0 | 558114.5921 | 0 | 456030 | 0 | 0 | 0 | 0 | 266229.4554 | 0 | 0 | 0 | 0 | 0 | 0 | 0 | 6274797.7019 | 0 | 0 | 0 | 0 | 0 | 0 | 0 | 0 | 0 | 0 | 88743.1518 | 0 | 0 | 0 | 0 | 0 | 0 | 0 | 0 | 0 | 13341.4403 | 0 | 0 | 0 | 0 | 0 | 0 | 0
2016-01-03 04:00 | 0 | 0 | 0 | 0 | 0 | 251321.2694 | 0 | 441559 | 0 | 0 | 0 | 0 | 354972.6072 | 0 | 0 | 0 | 0 | 0 | 0 | 0 | 5995816.8195 | 0 | 0 | 0 | 0 | 0 | 0 | 0 | 0 | 0 | 0 | 88743.1518 | 0 | 0 | 0 | 0 | 0 | 0 | 0 | 0 | 0 | -278980.8824 | 0 | 0 | 0 | 0 | 0 | 0 | 0
2016-01-03 05:00 | 0 | 0 | 0 | 0 | 0 | 571484.7114 | 0 | 427167 | 0 | 0 | 0 | 0 | 266229.4554 | 0 | 0 | 0 | 0 | 0 | 0 | 0 | 6228877.6827 | 0 | 0 | 0 | 0 | 0 | 0 | 0 | 0 | 0 | 0 | -88743.1518 | 0 | 0 | 0 | 0 | 0 | 0 | 0 | 0 | 0 | 233060.8632 | 0 | 0 | 0 | 0 | 0 | 0 | 0
2016-01-03 06:00 | 0 | 0 | 0 | 0 | 0 | 568350.5001 | 0 | 413834 | 0 | 0 | 0 | 0 | 177486.3036 | 0 | 0 | 0 | 0 | 0 | 0 | 0 | 6472137.3346 | 0 | 0 | 0 | 0 | 0 | 0 | 0 | 0 | 0 | 0 | -88743.1518 | 0 | 0 | 0 | 0 | 0 | 0 | 0 | 0 | 0 | 243259.6519 | 0 | 0 | 0 | 0 | 0 | 0 | 0
2016-01-03 07:00 | 0 | 0 | 0 | 0 | 0 | 556187.4352 | 0 | 404865 | 0 | 0 | 0 | 0 | 88743.1518 | 0 | 0 | 0 | 0 | 0 | 0 | 0 | 6712202.9215 | 0 | 0 | 0 | 0 | 0 | 0 | 0 | 0 | 0 | 0 | -88743.1518 | 0 | 0 | 0 | 0 | 0 | 0 | 0 | 0 | 0 | 240065.587 | 0 | 0 | 0 | 0 | 0 | 0 | 0
2016-01-03 08:00 | 0 | 0 | 0 | 0 | 0 | 535352.9062 | 0 | 399699 | 0 | 0 | 0 | 0 | 0 | 0 | 0 | 0 | 0 | 0 | 0 | 0 | 6936599.9795 | 0 | 0 | 0 | 0 | 0 | 0 | 0 | 0 | 0 | 0 | -88743.1518 | 0 | 0 | 0 | 0 | 0 | 0 | 0 | 0 | 0 | 224397.058 | 0 | 0 | 0 | 0 | 0 | 0 | 0
2016-01-03 09:00 | 0 | 0 | 0 | 0 | 0 | 119129.1176 | 0 | 398110 | 0 | 0 | 0 | 0 | 0 | 0 | 0 | 0 | 0 | 0 | 0 | 0 | 6657619.0971 | 0 | 0 | 0 | 0 | 0 | 0 | 0 | 0 | 0 | 0 | 0 | 0 | 0 | 0 | 0 | 0 | 0 | 0 | 0 | 0 | -278980.8824 | 0 | 0 | 0 | 0 | 0 | 0 | 0
2016-01-03 10:00 | 0 | 0 | 0 | 0 | 0 | 210596.2694 | 0 | 400834 | 0 | 0 | 0 | 0 | 88743.1518 | 0 | 0 | 0 | 0 | 0 | 0 | 0 | 6378638.2147 | 0 | 0 | 0 | 0 | 0 | 0 | 0 | 0 | 0 | 0 | 88743.1518 | 0 | 0 | 0 | 0 | 0 | 0 | 0 | 0 | 0 | -278980.8824 | 0 | 0 | 0 | 0 | 0 | 0 | 0
2016-01-03 11:00 | 0 | 0 | 0 | 0 | 0 | 445561.1661 | 0 | 408834 | 0 | 0 | 0 | 0 | 177486.3036 | 0 | 0 | 0 | 0 | 0 | 0 | 0 | 6326622.2289 | 0 | 0 | 0 | 0 | 0 | 0 | 0 | 0 | 0 | 0 | 88743.1518 | 0 | 0 | 0 | 0 | 0 | 0 | 0 | 0 | 0 | -52015.9857 | 0 | 0 | 0 | 0 | 0 | 0 | 0
2016-01-03 12:00 | 0 | 0 | 0 | 0 | 0 | 412230.2551 | 0 | 420449 | 0 | 0 | 0 | 0 | 88743.1518 | 0 | 0 | 0 | 0 | 0 | 0 | 0 | 6407146.6358 | 0 | 0 | 0 | 0 | 0 | 0 | 0 | 0 | 0 | 0 | -88743.1518 | 0 | 0 | 0 | 0 | 0 | 0 | 0 | 0 | 0 | 80524.4069 | 0 | 0 | 0 | 0 | 0 | 0 | 0
2016-01-03 13:00 | 0 | 0 | 0 | 0 | 0 | 387845.0788 | 0 | 433181 | 0 | 0 | 0 | 0 | 88743.1518 | 0 | 0 | 0 | 0 | 0 | 0 | 0 | 6361810.7146 | 0 | 0 | 0 | 0 | 0 | 0 | 0 | 0 | 0 | 0 | 0 | 0 | 0 | 0 | 0 | 0 | 0 | 0 | 0 | 0 | -45335.9212 | 0 | 0 | 0 | 0 | 0 | 0 | 0
2016-01-03 14:00 | 0 | 0 | 0 | 0 | 0 | 309801.6753 | 41560.1343 | 440085 | 0 | 0 | 0 | 0 | 0 | 0 | 0 | 0 | 0 | 0 | 0 | 0 | 6361830.6759 | 0 | 0 | 0 | 0 | 0 | 0 | 0 | 0 | 0 | 0 | -88743.1518 | 0 | 0 | 0 | 0 | 0 | 0 | 0 | 0 | 0 | 19.9613 | 0 | 0 | 0 | 0 | 0 | 0 | 0
2016-01-03 15:00 | 0 | 0 | 0 | 0 | 0 | 174413.5735 | 391361.0265 | 439806 | 0 | 0 | 0 | 0 | 88743.1518 | 0 | 0 | 0 | 0 | 0 | 0 | 0 | 6399056.1241 | 0 | 0 | 0 | 0 | 0 | 0 | 0 | 0 | 0 | 0 | 88743.1518 | 0 | 0 | 0 | 0 | 0 | 0 | 0 | 0 | 0 | 37225.4482 | 0 | 0 | 0 | 0 | 0 | 0 | 0
2016-01-03 16:00 | 0 | 0 | 0 | 0 | 0 | 0 | 520106.1145 | 434999 | 0 | 0 | 0 | 0 | 177486.3036 | 0 | 0 | 0 | 0 | 0 | 0 | 0 | 6395420.0868 | 0 | 0 | 0 | 0 | 0 | 0 | 0 | 0 | 0 | 0 | 88743.1518 | 0 | 0 | 0 | 0 | 0 | 0 | 0 | 0 | 0 | -3636.0373 | 0 | 0 | 0 | 0 | 0 | 0 | 0
2016-01-03 17:00 | 0 | 0 | 0 | 0 | 0 | 0 | 537207.5484 | 430919 | 0 | 0 | 0 | 0 | 88743.1518 | 0 | 0 | 0 | 0 | 0 | 0 | 0 | 6590451.787 | 0 | 0 | 0 | 0 | 0 | 0 | 0 | 0 | 0 | 0 | -88743.1518 | 0 | 0 | 0 | 0 | 0 | 0 | 0 | 0 | 0 | 195031.7002 | 0 | 0 | 0 | 0 | 0 | 0 | 0
2016-01-03 18:00 | 0 | 0 | 0 | 0 | 0 | 0 | 515845.7514 | 427178 | 0 | 0 | 0 | 0 | 0 | 0 | 0 | 0 | 0 | 0 | 0 | 0 | 6767862.6902 | 0 | 0 | 0 | 0 | 0 | 0 | 0 | 0 | 0 | 0 | -88743.1518 | 0 | 0 | 0 | 0 | 0 | 0 | 0 | 0 | 0 | 177410.9032 | 0 | 0 | 0 | 0 | 0 | 0 | 0
2016-01-03 19:00 | 0 | 0 | 0 | 0 | 0 | 0 | 500147.7823 | 422449 | 0 | 0 | 0 | 0 | 88743.1518 | 0 | 0 | 0 | 0 | 0 | 0 | 0 | 6756818.3207 | 0 | 0 | 0 | 0 | 0 | 0 | 0 | 0 | 0 | 0 | 88743.1518 | 0 | 0 | 0 | 0 | 0 | 0 | 0 | 0 | 0 | -11044.3695 | 0 | 0 | 0 | 0 | 0 | 0 | 0
2016-01-03 20:00 | 0 | 0 | 0 | 0 | 0 | 0 | 501266.635 | 418943 | 0 | 0 | 0 | 0 | 7136.6163 | 0 | 0 | 0 | 0 | 0 | 0 | 0 | 6920748.4913 | 0 | 0 | 0 | 0 | 0 | 0 | 0 | 0 | 0 | 0 | -81606.5355 | 0 | 0 | 0 | 0 | 0 | 0 | 0 | 0 | 0 | 163930.1706 | 0 | 0 | 0 | 0 | 0 | 0 | 0
2016-01-03 21:00 | 0 | 0 | 0 | 0 | 0 | 0 | 487373.1311 | 424541 | 0 | 0 | 0 | 0 | 95879.7681 | 0 | 0 | 0 | 0 | 0 | 0 | 0 | 6894837.4706 | 0 | 0 | 0 | 0 | 0 | 0 | 0 | 0 | 0 | 0 | 88743.1518 | 0 | 0 | 0 | 0 | 0 | 0 | 0 | 0 | 0 | -25911.0207 | 0 | 0 | 0 | 0 | 0 | 0 | 0
2016-01-03 22:00 | 0 | 0 | 0 | 0 | 0 | 0 | 386904.536 | 444380 | 0 | 0 | 0 | 0 | 184622.9199 | 0 | 0 | 0 | 0 | 0 | 0 | 0 | 6748618.8547 | 0 | 0 | 0 | 0 | 0 | 0 | 0 | 0 | 0 | 0 | 88743.1518 | 0 | 0 | 0 | 0 | 0 | 0 | 0 | 0 | 0 | -146218.6158 | 0 | 0 | 0 | 0 | 0 | 0 | 0
2016-01-03 23:00 | 0 | 0 | 0 | 0 | 0 | 186833.8902 | 91018.5556 | 464325 | 0 | 0 | 0 | 0 | 273366.0717 | 0 | 0 | 0 | 0 | 0 | 0 | 0 | 6473403.1487 | 0 | 0 | 0 | 0 | 0 | 0 | 0 | 0 | 0 | 0 | 88743.1518 | 0 | 0 | 0 | 0 | 0 | 0 | 0 | 0 | 0 | -275215.7061 | 0 | 0 | 0 | 0 | 0 | 0 | 0
2016-01-04 | 0 | 0 | 0 | 0 | 0 | 231701.7669 | 2180.5073 | 474796 | 0 | 0 | 0 | 0 | 311433.2283 | 0 | 0 | 0 | 0 | 0 | 0 | 0 | 6194422.2662 | 0 | 0 | 0 | 0 | 0 | 0 | 0 | 0 | 0 | 0 | 38067.1566 | 0 | 0 | 0 | 0 | 0 | 0 | 0 | 0 | 0 | -278980.8824 | 0 | 0 | 0 | 0 | 0 | 0 | 0
2016-01-04 01:00 | 0 | 0 | 0 | 0 | 0 | 269452.2475 | 0 | 477021 | 0 | 0 | 0 | 0 | 382845.3582 | 0 | 0 | 0 | 0 | 0 | 0 | 0 | 5915441.3838 | 0 | 0 | 0 | 0 | 0 | 0 | 0 | 0 | 0 | 0 | 71412.13 | 0 | 0 | 0 | 0 | 0 | 0 | 0 | 0 | 0 | -278980.8824 | 0 | 0 | 0 | 0 | 0 | 0 | 0
2016-01-04 02:00 | 0 | 0 | 0 | 0 | 0 | 297782.1183 | 0 | 469735 | 0 | 0 | 0 | 0 | 294102.2064 | 0 | 0 | 0 | 0 | 0 | 0 | 0 | 5832231.6538 | 0 | 0 | 0 | 0 | 0 | 0 | 0 | 0 | 0 | 0 | -88743.1518 | 0 | 0 | 0 | 0 | 0 | 0 | 0 | 0 | 0 | -83209.7299 | 0 | 0 | 0 | 0 | 0 | 0 | 0
2016-01-04 03:00 | 0 | 0 | 0 | 0 | 0 | 317324.5348 | 0 | 452837 | 0 | 0 | 0 | 0 | 294102.2064 | 0 | 0 | 0 | 0 | 0 | 0 | 0 | 5696719.1886 | 0 | 0 | 0 | 0 | 0 | 0 | 0 | 0 | 0 | 0 | 0 | 0 | 0 | 0 | 0 | 0 | 0 | 0 | 0 | 0 | -135512.4652 | 0 | 0 | 0 | 0 | 0 | 0 | 0
2016-01-04 04:00 | 0 | 0 | 0 | 0 | 0 | 318085.273 | 0 | 435678 | 0 | 0 | 0 | 0 | 382845.3582 | 0 | 0 | 0 | 0 | 0 | 0 | 0 | 5490383.3098 | 0 | 0 | 0 | 0 | 0 | 0 | 0 | 0 | 0 | 0 | 88743.1518 | 0 | 0 | 0 | 0 | 0 | 0 | 0 | 0 | 0 | -206335.8788 | 0 | 0 | 0 | 0 | 0 | 0 | 0
2016-01-04 05:00 | 0 | 0 | 0 | 0 | 0 | 305569.3887 | 0 | 421559 | 0 | 0 | 0 | 0 | 382845.3582 | 0 | 0 | 0 | 0 | 0 | 0 | 0 | 5374393.6985 | 0 | 0 | 0 | 0 | 0 | 0 | 0 | 0 | 0 | 0 | 0 | 0 | 0 | 0 | 0 | 0 | 0 | 0 | 0 | 0 | -115989.6113 | 0 | 0 | 0 | 0 | 0 | 0 | 0
2016-01-04 06:00 | 0 | 0 | 0 | 0 | 0 | 290788.2947 | 0 | 410607 | 0 | 0 | 0 | 0 | 294102.2064 | 0 | 0 | 0 | 0 | 0 | 0 | 0 | 5343318.1451 | 0 | 0 | 0 | 0 | 0 | 0 | 0 | 0 | 0 | 0 | -88743.1518 | 0 | 0 | 0 | 0 | 0 | 0 | 0 | 0 | 0 | -31075.5535 | 0 | 0 | 0 | 0 | 0 | 0 | 0
2016-01-04 07:00 | 0 | 0 | 0 | 0 | 0 | 36982.9658 | 0 | 404707 | 0 | 0 | 0 | 0 | 205359.0546 | 0 | 0 | 0 | 0 | 0 | 0 | 0 | 5064337.2626 | 0 | 0 | 0 | 0 | 0 | 0 | 0 | 0 | 0 | 0 | -88743.1518 | 0 | 0 | 0 | 0 | 0 | 0 | 0 | 0 | 0 | -278980.8824 | 0 | 0 | 0 | 0 | 0 | 0 | 0
2016-01-04 08:00 | 0 | 0 | 0 | 0 | 0 | 266012.2348 | 0 | 403331 | 0 | 0 | 0 | 0 | 116615.9029 | 0 | 0 | 0 | 0 | 0 | 0 | 0 | 5015761.6492 | 0 | 0 | 0 | 0 | 0 | 0 | 0 | 0 | 0 | 0 | -88743.1518 | 0 | 0 | 0 | 0 | 0 | 0 | 0 | 0 | 0 | -48575.6134 | 0 | 0 | 0 | 0 | 0 | 0 | 0
2016-01-04 09:00 | 0 | 0 | 0 | 0 | 0 | 253877.8626 | 0 | 408268 | 0 | 0 | 0 | 0 | 177486.3036 | 0 | 0 | 0 | 0 | 0 | 0 | 0 | 4800501.1111 | 0 | 0 | 0 | 0 | 0 | 0 | 0 | 0 | 0 | 0 | 60870.4007 | 0 | 0 | 0 | 0 | 0 | 0 | 0 | 0 | 0 | -215260.5381 | 0 | 0 | 0 | 0 | 0 | 0 | 0
2016-01-04 10:00 | 0 | 0 | 0 | 0 | 0 | 246075.2288 | 0 | 424056 | 0 | 0 | 0 | 0 | 266229.4554 | 0 | 0 | 0 | 0 | 0 | 0 | 0 | 4533777.1881 | 0 | 0 | 0 | 0 | 0 | 0 | 0 | 0 | 0 | 0 | 88743.1518 | 0 | 0 | 0 | 0 | 0 | 0 | 0 | 0 | 0 | -266723.923 | 0 | 0 | 0 | 0 | 0 | 0 | 0
2016-01-04 11:00 | 0 | 0 | 0 | 0 | 0 | 90241.9658 | 0 | 457966 | 0 | 0 | 0 | 0 | 177486.3036 | 0 | 0 | 0 | 0 | 0 | 0 | 0 | 4254796.3056 | 0 | 0 | 0 | 0 | 0 | 0 | 0 | 0 | 0 | 0 | -88743.1518 | 0 | 0 | 0 | 0 | 0 | 0 | 0 | 0 | 0 | -278980.8824 | 0 | 0 | 0 | 0 | 0 | 0 | 0
2016-01-04 12:00 | 0 | 0 | 0 | 0 | 0 | 250333.5191 | 0 | 490049 | 0 | 0 | 0 | 0 | 88743.1518 | 0 | 0 | 0 | 0 | 0 | 0 | 0 | 4103823.9765 | 0 | 0 | 0 | 0 | 0 | 0 | 0 | 0 | 0 | 0 | -88743.1518 | 0 | 0 | 0 | 0 | 0 | 0 | 0 | 0 | 0 | -150972.3291 | 0 | 0 | 0 | 0 | 0 | 0 | 0
2016-01-04 13:00 | 0 | 0 | 0 | 0 | 0 | 264455.0062 | 0 | 503347 | 0 | 0 | 0 | 0 | 0 | 0 | 0 | 0 | 0 | 0 | 0 | 0 | 3953675.1345 | 0 | 0 | 0 | 0 | 0 | 0 | 0 | 0 | 0 | 0 | -88743.1518 | 0 | 0 | 0 | 0 | 0 | 0 | 0 | 0 | 0 | -150148.842 | 0 | 0 | 0 | 0 | 0 | 0 | 0
2016-01-04 14:00 | 0 | 0 | 0 | 0 | 0 | 271978.351 | 88960.9723 | 505677 | 0 | 0 | 0 | 0 | 88743.1518 | 0 | 0 | 0 | 0 | 0 | 0 | 0 | 3720194.306 | 0 | 0 | 0 | 0 | 0 | 0 | 0 | 0 | 0 | 0 | 88743.1518 | 0 | 0 | 0 | 0 | 0 | 0 | 0 | 0 | 0 | -233480.8285 | 0 | 0 | 0 | 0 | 0 | 0 | 0
2016-01-04 15:00 | 0 | 0 | 0 | 0 | 0 | 220981.5958 | 271705.3564 | 505098 | 0 | 0 | 0 | 0 | 177486.3036 | 0 | 0 | 0 | 0 | 0 | 0 | 0 | 3619040.1064 | 0 | 0 | 0 | 0 | 0 | 0 | 0 | 0 | 0 | 0 | 88743.1518 | 0 | 0 | 0 | 0 | 0 | 0 | 0 | 0 | 0 | -101154.1996 | 0 | 0 | 0 | 0 | 0 | 0 | 0
2016-01-04 16:00 | 0 | 0 | 0 | 0 | 0 | 185782.6471 | 384852.0296 | 499867 | 0 | 0 | 0 | 0 | 88743.1518 | 0 | 0 | 0 | 0 | 0 | 0 | 0 | 3778550.9349 | 0 | 0 | 0 | 0 | 0 | 0 | 0 | 0 | 0 | 0 | -88743.1518 | 0 | 0 | 0 | 0 | 0 | 0 | 0 | 0 | 0 | 159510.8285 | 0 | 0 | 0 | 0 | 0 | 0 | 0
2016-01-04 17:00 | 0 | 0 | 0 | 0 | 0 | 201851.6497 | 419186.22 | 493446 | 0 | 0 | 0 | 0 | 0 | 0 | 0 | 0 | 0 | 0 | 0 | 0 | 3994885.9565 | 0 | 0 | 0 | 0 | 0 | 0 | 0 | 0 | 0 | 0 | -88743.1518 | 0 | 0 | 0 | 0 | 0 | 0 | 0 | 0 | 0 | 216335.0216 | 0 | 0 | 0 | 0 | 0 | 0 | 0
2016-01-04 18:00 | 0 | 0 | 0 | 0 | 0 | 235803.7576 | 422424.3905 | 487900 | 0 | 0 | 0 | 0 | 0 | 0 | 0 | 0 | 0 | 0 | 0 | 0 | 4165214.1047 | 0 | 0 | 0 | 0 | 0 | 0 | 0 | 0 | 0 | 0 | 0 | 0 | 0 | 0 | 0 | 0 | 0 | 0 | 0 | 0 | 170328.1482 | 0 | 0 | 0 | 0 | 0 | 0 | 0
2016-01-04 19:00 | 0 | 0 | 0 | 0 | 0 | 269426.793 | 419558.931 | 483354 | 0 | 0 | 0 | 0 | 88743.1518 | 0 | 0 | 0 | 0 | 0 | 0 | 0 | 4282102.6768 | 0 | 0 | 0 | 0 | 0 | 0 | 0 | 0 | 0 | 0 | 88743.1518 | 0 | 0 | 0 | 0 | 0 | 0 | 0 | 0 | 0 | 116888.5722 | 0 | 0 | 0 | 0 | 0 | 0 | 0
2016-01-04 20:00 | 0 | 0 | 0 | 0 | 0 | 290271.8461 | 414261.4975 | 480122 | 0 | 0 | 0 | 0 | 34173.6129 | 0 | 0 | 0 | 0 | 0 | 0 | 0 | 4561083.5593 | 0 | 0 | 0 | 0 | 0 | 0 | 0 | 0 | 0 | 0 | -54569.5389 | 0 | 0 | 0 | 0 | 0 | 0 | 0 | 0 | 0 | 278980.8824 | 0 | 0 | 0 | 0 | 0 | 0 | 0
2016-01-04 21:00 | 0 | 0 | 0 | 0 | 0 | 301973.9065 | 378504.7019 | 484754 | 0 | 0 | 0 | 0 | 27872.7511 | 0 | 0 | 0 | 0 | 0 | 0 | 0 | 4763109.0296 | 0 | 0 | 0 | 0 | 0 | 0 | 0 | 0 | 0 | 0 | -6300.8619 | 0 | 0 | 0 | 0 | 0 | 0 | 0 | 0 | 0 | 202025.4703 | 0 | 0 | 0 | 0 | 0 | 0 | 0
2016-01-04 22:00 | 0 | 0 | 0 | 0 | 0 | 386416.8229 | 274857.9596 | 504066 | 0 | 0 | 0 | 0 | 116615.9029 | 0 | 0 | 0 | 0 | 0 | 0 | 0 | 4831574.6602 | 0 | 0 | 0 | 0 | 0 | 0 | 0 | 0 | 0 | 0 | 88743.1518 | 0 | 0 | 0 | 0 | 0 | 0 | 0 | 0 | 0 | 68465.6306 | 0 | 0 | 0 | 0 | 0 | 0 | 0
2016-01-04 23:00 | 0 | 0 | 0 | 0 | 0 | 522617.5939 | 84035.2962 | 527878 | 0 | 0 | 0 | 0 | 205359.0546 | 0 | 0 | 0 | 0 | 0 | 0 | 0 | 4821606.3985 | 0 | 0 | 0 | 0 | 0 | 0 | 0 | 0 | 0 | 0 | 88743.1518 | 0 | 0 | 0 | 0 | 0 | 0 | 0 | 0 | 0 | -9968.2617 | 0 | 0 | 0 | 0 | 0 | 0 | 0
2016-01-05 | 0 | 0 | 0 | 0 | 0 | 578236.7512 | 1717.676 | 538994 | 0 | 0 | 0 | 0 | 294102.2064 | 0 | 0 | 0 | 0 | 0 | 0 | 0 | 4773823.6739 | 0 | 0 | 0 | 0 | 0 | 0 | 0 | 0 | 0 | 0 | 88743.1518 | 0 | 0 | 0 | 0 | 0 | 0 | 0 | 0 | 0 | -47782.7246 | 0 | 0 | 0 | 0 | 0 | 0 | 0
2016-01-05 01:00 | 0 | 0 | 0 | 0 | 0 | 583693.2921 | 0 | 539677 | 0 | 0 | 0 | 0 | 382845.3582 | 0 | 0 | 0 | 0 | 0 | 0 | 0 | 4729096.8142 | 0 | 0 | 0 | 0 | 0 | 0 | 0 | 0 | 0 | 0 | 88743.1518 | 0 | 0 | 0 | 0 | 0 | 0 | 0 | 0 | 0 | -44726.8597 | 0 | 0 | 0 | 0 | 0 | 0 | 0
2016-01-05 02:00 | 0 | 0 | 0 | 0 | 0 | 565635.7148 | 0 | 531819 | 0 | 0 | 0 | 0 | 382845.3582 | 0 | 0 | 0 | 0 | 0 | 0 | 0 | 4762913.529 | 0 | 0 | 0 | 0 | 0 | 0 | 0 | 0 | 0 | 0 | 0 | 0 | 0 | 0 | 0 | 0 | 0 | 0 | 0 | 0 | 33816.7148 | 0 | 0 | 0 | 0 | 0 | 0 | 0
2016-01-05 03:00 | 0 | 0 | 0 | 0 | 0 | 541718.21 | 0 | 511858 | 0 | 0 | 0 | 0 | 294102.2064 | 0 | 0 | 0 | 0 | 0 | 0 | 0 | 4881516.8908 | 0 | 0 | 0 | 0 | 0 | 0 | 0 | 0 | 0 | 0 | -88743.1518 | 0 | 0 | 0 | 0 | 0 | 0 | 0 | 0 | 0 | 118603.3618 | 0 | 0 | 0 | 0 | 0 | 0 | 0
2016-01-05 04:00 | 0 | 0 | 0 | 0 | 0 | 521060.9136 | 0 | 488356 | 0 | 0 | 0 | 0 | 294102.2064 | 0 | 0 | 0 | 0 | 0 | 0 | 0 | 4914221.8044 | 0 | 0 | 0 | 0 | 0 | 0 | 0 | 0 | 0 | 0 | 0 | 0 | 0 | 0 | 0 | 0 | 0 | 0 | 0 | 0 | 32704.9136 | 0 | 0 | 0 | 0 | 0 | 0 | 0
2016-01-05 05:00 | 0 | 0 | 0 | 0 | 0 | 502697.6599 | 0 | 470100 | 0 | 0 | 0 | 0 | 382845.3582 | 0 | 0 | 0 | 0 | 0 | 0 | 0 | 4858076.3126 | 0 | 0 | 0 | 0 | 0 | 0 | 0 | 0 | 0 | 0 | 88743.1518 | 0 | 0 | 0 | 0 | 0 | 0 | 0 | 0 | 0 | -56145.4918 | 0 | 0 | 0 | 0 | 0 | 0 | 0
2016-01-05 06:00 | 0 | 0 | 0 | 0 | 0 | 485561.5026 | 0 | 459532 | 0 | 0 | 0 | 0 | 294102.2064 | 0 | 0 | 0 | 0 | 0 | 0 | 0 | 4972848.967 | 0 | 0 | 0 | 0 | 0 | 0 | 0 | 0 | 0 | 0 | -88743.1518 | 0 | 0 | 0 | 0 | 0 | 0 | 0 | 0 | 0 | 114772.6544 | 0 | 0 | 0 | 0 | 0 | 0 | 0
2016-01-05 07:00 | 0 | 0 | 0 | 0 | 0 | 473977.1836 | 0 | 452735 | 0 | 0 | 0 | 0 | 266229.4554 | 0 | 0 | 0 | 0 | 0 | 0 | 0 | 5021963.9016 | 0 | 0 | 0 | 0 | 0 | 0 | 0 | 0 | 0 | 0 | -27872.7511 | 0 | 0 | 0 | 0 | 0 | 0 | 0 | 0 | 0 | 49114.9347 | 0 | 0 | 0 | 0 | 0 | 0 | 0
2016-01-05 08:00 | 0 | 0 | 0 | 0 | 0 | 466392.6003 | 0 | 450290 | 0 | 0 | 0 | 0 | 177486.3036 | 0 | 0 | 0 | 0 | 0 | 0 | 0 | 5126809.6537 | 0 | 0 | 0 | 0 | 0 | 0 | 0 | 0 | 0 | 0 | -88743.1518 | 0 | 0 | 0 | 0 | 0 | 0 | 0 | 0 | 0 | 104845.7521 | 0 | 0 | 0 | 0 | 0 | 0 | 0
2016-01-05 09:00 | 0 | 0 | 0 | 0 | 0 | 451164.9005 | 0 | 455066 | 0 | 0 | 0 | 0 | 266229.4554 | 0 | 0 | 0 | 0 | 0 | 0 | 0 | 5034165.4024 | 0 | 0 | 0 | 0 | 0 | 0 | 0 | 0 | 0 | 0 | 88743.1518 | 0 | 0 | 0 | 0 | 0 | 0 | 0 | 0 | 0 | -92644.2513 | 0 | 0 | 0 | 0 | 0 | 0 | 0
2016-01-05 10:00 | 0 | 0 | 0 | 0 | 0 | 435282.2665 | 0 | 471666 | 0 | 0 | 0 | 0 | 354972.6072 | 0 | 0 | 0 | 0 | 0 | 0 | 0 | 4909038.5172 | 0 | 0 | 0 | 0 | 0 | 0 | 0 | 0 | 0 | 0 | 88743.1518 | 0 | 0 | 0 | 0 | 0 | 0 | 0 | 0 | 0 | -125126.8852 | 0 | 0 | 0 | 0 | 0 | 0 | 0
2016-01-05 11:00 | 0 | 0 | 0 | 0 | 0 | 419829.4443 | 0 | 505340 | 0 | 0 | 0 | 0 | 266229.4554 | 0 | 0 | 0 | 0 | 0 | 0 | 0 | 4912271.1133 | 0 | 0 | 0 | 0 | 0 | 0 | 0 | 0 | 0 | 0 | -88743.1518 | 0 | 0 | 0 | 0 | 0 | 0 | 0 | 0 | 0 | 3232.5961 | 0 | 0 | 0 | 0 | 0 | 0 | 0
2016-01-05 12:00 | 0 | 0 | 0 | 0 | 0 | 409510.125 | 0 | 536414 | 0 | 0 | 0 | 0 | 177486.3036 | 0 | 0 | 0 | 0 | 0 | 0 | 0 | 4874110.3901 | 0 | 0 | 0 | 0 | 0 | 0 | 0 | 0 | 0 | 0 | -88743.1518 | 0 | 0 | 0 | 0 | 0 | 0 | 0 | 0 | 0 | -38160.7232 | 0 | 0 | 0 | 0 | 0 | 0 | 0
2016-01-05 13:00 | 0 | 0 | 0 | 0 | 0 | 404855.0492 | 0 | 544393 | 0 | 0 | 0 | 0 | 88743.1518 | 0 | 0 | 0 | 0 | 0 | 0 | 0 | 4823315.5911 | 0 | 0 | 0 | 0 | 0 | 0 | 0 | 0 | 0 | 0 | -88743.1518 | 0 | 0 | 0 | 0 | 0 | 0 | 0 | 0 | 0 | -50794.799 | 0 | 0 | 0 | 0 | 0 | 0 | 0
2016-01-05 14:00 | 0 | 0 | 0 | 0 | 0 | 384133.9891 | 22239.4941 | 538308 | 0 | 0 | 0 | 0 | 0 | 0 | 0 | 0 | 0 | 0 | 0 | 0 | 4780124.226 | 0 | 0 | 0 | 0 | 0 | 0 | 0 | 0 | 0 | 0 | -88743.1518 | 0 | 0 | 0 | 0 | 0 | 0 | 0 | 0 | 0 | -43191.3651 | 0 | 0 | 0 | 0 | 0 | 0 | 0
2016-01-05 15:00 | 0 | 0 | 0 | 0 | 0 | 387519.2346 | 196735.4745 | 530432 | 0 | 0 | 0 | 0 | 0 | 0 | 0 | 0 | 0 | 0 | 0 | 0 | 4833946.9351 | 0 | 0 | 0 | 0 | 0 | 0 | 0 | 0 | 0 | 0 | 0 | 0 | 0 | 0 | 0 | 0 | 0 | 0 | 0 | 0 | 53822.7091 | 0 | 0 | 0 | 0 | 0 | 0 | 0
2016-01-05 16:00 | 0 | 0 | 0 | 0 | 0 | 413537.6331 | 326324.4762 | 518961 | 0 | 0 | 0 | 0 | 88743.1518 | 0 | 0 | 0 | 0 | 0 | 0 | 0 | 4966104.8927 | 0 | 0 | 0 | 0 | 0 | 0 | 0 | 0 | 0 | 0 | 88743.1518 | 0 | 0 | 0 | 0 | 0 | 0 | 0 | 0 | 0 | 132157.9575 | 0 | 0 | 0 | 0 | 0 | 0 | 0
2016-01-05 17:00 | 0 | 0 | 0 | 0 | 0 | 444332.7495 | 391510.1903 | 507046 | 0 | 0 | 0 | 0 | 177486.3036 | 0 | 0 | 0 | 0 | 0 | 0 | 0 | 5206158.6807 | 0 | 0 | 0 | 0 | 0 | 0 | 0 | 0 | 0 | 0 | 88743.1518 | 0 | 0 | 0 | 0 | 0 | 0 | 0 | 0 | 0 | 240053.788 | 0 | 0 | 0 | 0 | 0 | 0 | 0
2016-01-05 18:00 | 0 | 0 | 0 | 0 | 0 | 443746.5966 | 404764.4105 | 497896 | 0 | 0 | 0 | 0 | 249120.4282 | 0 | 0 | 0 | 0 | 0 | 0 | 0 | 5485139.5631 | 0 | 0 | 0 | 0 | 0 | 0 | 0 | 0 | 0 | 0 | 71634.1246 | 0 | 0 | 0 | 0 | 0 | 0 | 0 | 0 | 0 | 278980.8824 | 0 | 0 | 0 | 0 | 0 | 0 | 0
2016-01-05 19:00 | 0 | 0 | 0 | 0 | 0 | 422584.6048 | 403228.7418 | 489977 | 0 | 0 | 0 | 0 | 305975.8924 | 0 | 0 | 0 | 0 | 0 | 0 | 0 | 5764120.4456 | 0 | 0 | 0 | 0 | 0 | 0 | 0 | 0 | 0 | 0 | 56855.4642 | 0 | 0 | 0 | 0 | 0 | 0 | 0 | 0 | 0 | 278980.8824 | 0 | 0 | 0 | 0 | 0 | 0 | 0
2016-01-05 20:00 | 0 | 0 | 0 | 0 | 0 | 392232.1403 | 398804.7835 | 485292 | 0 | 0 | 0 | 0 | 382845.3582 | 0 | 0 | 0 | 0 | 0 | 0 | 0 | 5992995.9036 | 0 | 0 | 0 | 0 | 0 | 0 | 0 | 0 | 0 | 0 | 76869.4659 | 0 | 0 | 0 | 0 | 0 | 0 | 0 | 0 | 0 | 228875.458 | 0 | 0 | 0 | 0 | 0 | 0 | 0
2016-01-05 21:00 | 0 | 0 | 0 | 0 | 0 | 372973.5945 | 366797.1426 | 489904 | 0 | 0 | 0 | 0 | 382845.3582 | 0 | 0 | 0 | 0 | 0 | 0 | 0 | 6242862.6406 | 0 | 0 | 0 | 0 | 0 | 0 | 0 | 0 | 0 | 0 | 0 | 0 | 0 | 0 | 0 | 0 | 0 | 0 | 0 | 0 | 249866.7371 | 0 | 0 | 0 | 0 | 0 | 0 | 0
2016-01-05 22:00 | 0 | 0 | 0 | 0 | 0 | 405879.2869 | 273397.9599 | 511089 | 0 | 0 | 0 | 0 | 382845.3582 | 0 | 0 | 0 | 0 | 0 | 0 | 0 | 6411050.8875 | 0 | 0 | 0 | 0 | 0 | 0 | 0 | 0 | 0 | 0 | 0 | 0 | 0 | 0 | 0 | 0 | 0 | 0 | 0 | 0 | 168188.2469 | 0 | 0 | 0 | 0 | 0 | 0 | 0
2016-01-05 23:00 | 0 | 0 | 0 | 0 | 0 | 487124.4461 | 71418.4516 | 534774 | 0 | 0 | 0 | 0 | 382845.3582 | 0 | 0 | 0 | 0 | 0 | 0 | 0 | 6434819.7852 | 0 | 0 | 0 | 0 | 0 | 0 | 0 | 0 | 0 | 0 | 0 | 0 | 0 | 0 | 0 | 0 | 0 | 0 | 0 | 0 | 23768.8977 | 0 | 0 | 0 | 0 | 0 | 0 | 0
2016-01-06 | 0 | 0 | 0 | 0 | 0 | 519649.1989 | 1918.8406 | 544758 | 0 | 0 | 0 | 0 | 382845.3582 | 0 | 0 | 0 | 0 | 0 | 0 | 0 | 6411629.8247 | 0 | 0 | 0 | 0 | 0 | 0 | 0 | 0 | 0 | 0 | 0 | 0 | 0 | 0 | 0 | 0 | 0 | 0 | 0 | 0 | -23189.9605 | 0 | 0 | 0 | 0 | 0 | 0 | 0
2016-01-06 01:00 | 0 | 0 | 0 | 0 | 0 | 514743.4851 | 0 | 544168 | 0 | 0 | 0 | 0 | 382845.3582 | 0 | 0 | 0 | 0 | 0 | 0 | 0 | 6382205.3099 | 0 | 0 | 0 | 0 | 0 | 0 | 0 | 0 | 0 | 0 | 0 | 0 | 0 | 0 | 0 | 0 | 0 | 0 | 0 | 0 | -29424.5149 | 0 | 0 | 0 | 0 | 0 | 0 | 0
2016-01-06 02:00 | 0 | 0 | 0 | 0 | 0 | 498169.0433 | 0 | 534403 | 0 | 0 | 0 | 0 | 294102.2064 | 0 | 0 | 0 | 0 | 0 | 0 | 0 | 6434714.5049 | 0 | 0 | 0 | 0 | 0 | 0 | 0 | 0 | 0 | 0 | -88743.1518 | 0 | 0 | 0 | 0 | 0 | 0 | 0 | 0 | 0 | 52509.1951 | 0 | 0 | 0 | 0 | 0 | 0 | 0
2016-01-06 03:00 | 0 | 0 | 0 | 0 | 0 | 484957.585 | 0 | 512646 | 0 | 0 | 0 | 0 | 205359.0546 | 0 | 0 | 0 | 0 | 0 | 0 | 0 | 6495769.2418 | 0 | 0 | 0 | 0 | 0 | 0 | 0 | 0 | 0 | 0 | -88743.1518 | 0 | 0 | 0 | 0 | 0 | 0 | 0 | 0 | 0 | 61054.7368 | 0 | 0 | 0 | 0 | 0 | 0 | 0
2016-01-06 04:00 | 0 | 0 | 0 | 0 | 0 | 472364.8372 | 0 | 488746 | 0 | 0 | 0 | 0 | 116615.9029 | 0 | 0 | 0 | 0 | 0 | 0 | 0 | 6568131.2308 | 0 | 0 | 0 | 0 | 0 | 0 | 0 | 0 | 0 | 0 | -88743.1518 | 0 | 0 | 0 | 0 | 0 | 0 | 0 | 0 | 0 | 72361.989 | 0 | 0 | 0 | 0 | 0 | 0 | 0
2016-01-06 05:00 | 0 | 0 | 0 | 0 | 0 | 458313.3838 | 0 | 469710 | 0 | 0 | 0 | 0 | 27872.7511 | 0 | 0 | 0 | 0 | 0 | 0 | 0 | 6645477.7664 | 0 | 0 | 0 | 0 | 0 | 0 | 0 | 0 | 0 | 0 | -88743.1518 | 0 | 0 | 0 | 0 | 0 | 0 | 0 | 0 | 0 | 77346.5356 | 0 | 0 | 0 | 0 | 0 | 0 | 0
2016-01-06 06:00 | 0 | 0 | 0 | 0 | 0 | 440402.7869 | 0 | 459026 | 0 | 0 | 0 | 0 | 116615.9029 | 0 | 0 | 0 | 0 | 0 | 0 | 0 | 6538111.4015 | 0 | 0 | 0 | 0 | 0 | 0 | 0 | 0 | 0 | 0 | 88743.1518 | 0 | 0 | 0 | 0 | 0 | 0 | 0 | 0 | 0 | -107366.3649 | 0 | 0 | 0 | 0 | 0 | 0 | 0
2016-01-06 07:00 | 0 | 0 | 0 | 0 | 0 | 418206.1515 | 0 | 450847 | 0 | 0 | 0 | 0 | 27872.7511 | 0 | 0 | 0 | 0 | 0 | 0 | 0 | 6594213.7048 | 0 | 0 | 0 | 0 | 0 | 0 | 0 | 0 | 0 | 0 | -88743.1518 | 0 | 0 | 0 | 0 | 0 | 0 | 0 | 0 | 0 | 56102.3033 | 0 | 0 | 0 | 0 | 0 | 0 | 0
2016-01-06 08:00 | 0 | 0 | 0 | 0 | 0 | 393561.6379 | 0 | 447761 | 0 | 0 | 0 | 0 | 116615.9029 | 0 | 0 | 0 | 0 | 0 | 0 | 0 | 6451271.1909 | 0 | 0 | 0 | 0 | 0 | 0 | 0 | 0 | 0 | 0 | 88743.1518 | 0 | 0 | 0 | 0 | 0 | 0 | 0 | 0 | 0 | -142942.5139 | 0 | 0 | 0 | 0 | 0 | 0 | 0
2016-01-06 09:00 | 0 | 0 | 0 | 0 | 0 | 374009.818 | 0 | 449636 | 0 | 0 | 0 | 0 | 205359.0546 | 0 | 0 | 0 | 0 | 0 | 0 | 0 | 6286901.8571 | 0 | 0 | 0 | 0 | 0 | 0 | 0 | 0 | 0 | 0 | 88743.1518 | 0 | 0 | 0 | 0 | 0 | 0 | 0 | 0 | 0 | -164369.3338 | 0 | 0 | 0 | 0 | 0 | 0 | 0
2016-01-06 10:00 | 0 | 0 | 0 | 0 | 0 | 353360.9535 | 0 | 463512 | 0 | 0 | 0 | 0 | 294102.2064 | 0 | 0 | 0 | 0 | 0 | 0 | 0 | 6088007.6588 | 0 | 0 | 0 | 0 | 0 | 0 | 0 | 0 | 0 | 0 | 88743.1518 | 0 | 0 | 0 | 0 | 0 | 0 | 0 | 0 | 0 | -198894.1983 | 0 | 0 | 0 | 0 | 0 | 0 | 0
2016-01-06 11:00 | 0 | 0 | 0 | 0 | 0 | 336106.7709 | 0 | 495560 | 0 | 0 | 0 | 0 | 205359.0546 | 0 | 0 | 0 | 0 | 0 | 0 | 0 | 6017297.5815 | 0 | 0 | 0 | 0 | 0 | 0 | 0 | 0 | 0 | 0 | -88743.1518 | 0 | 0 | 0 | 0 | 0 | 0 | 0 | 0 | 0 | -70710.0773 | 0 | 0 | 0 | 0 | 0 | 0 | 0
2016-01-06 12:00 | 0 | 0 | 0 | 0 | 0 | 317599.4098 | 0 | 524202 | 0 | 0 | 0 | 0 | 277737.3469 | 0 | 0 | 0 | 0 | 0 | 0 | 0 | 5738316.699 | 0 | 0 | 0 | 0 | 0 | 0 | 0 | 0 | 0 | 0 | 72378.2922 | 0 | 0 | 0 | 0 | 0 | 0 | 0 | 0 | 0 | -278980.8824 | 0 | 0 | 0 | 0 | 0 | 0 | 0
2016-01-06 13:00 | 0 | 0 | 0 | 0 | 0 | 299346.012 | 0 | 530125 | 0 | 0 | 0 | 0 | 188994.1951 | 0 | 0 | 0 | 0 | 0 | 0 | 0 | 5596280.8628 | 0 | 0 | 0 | 0 | 0 | 0 | 0 | 0 | 0 | 0 | -88743.1518 | 0 | 0 | 0 | 0 | 0 | 0 | 0 | 0 | 0 | -142035.8362 | 0 | 0 | 0 | 0 | 0 | 0 | 0
2016-01-06 14:00 | 0 | 0 | 0 | 0 | 0 | 255366.1647 | 18855.1138 | 523807 | 0 | 0 | 0 | 0 | 177486.3036 | 0 | 0 | 0 | 0 | 0 | 0 | 0 | 5358203.0327 | 0 | 0 | 0 | 0 | 0 | 0 | 0 | 0 | 0 | 0 | -11507.8915 | 0 | 0 | 0 | 0 | 0 | 0 | 0 | 0 | 0 | -238077.8301 | 0 | 0 | 0 | 0 | 0 | 0 | 0
2016-01-06 15:00 | 0 | 0 | 0 | 0 | 0 | 192269.9843 | 175133.4482 | 515122 | 0 | 0 | 0 | 0 | 88743.1518 | 0 | 0 | 0 | 0 | 0 | 0 | 0 | 5299227.6171 | 0 | 0 | 0 | 0 | 0 | 0 | 0 | 0 | 0 | 0 | -88743.1518 | 0 | 0 | 0 | 0 | 0 | 0 | 0 | 0 | 0 | -58975.4156 | 0 | 0 | 0 | 0 | 0 | 0 | 0
2016-01-06 16:00 | 0 | 0 | 0 | 0 | 0 | 169219.1507 | 302775.5599 | 505229 | 0 | 0 | 0 | 0 | 0 | 0 | 0 | 0 | 0 | 0 | 0 | 0 | 5354736.4795 | 0 | 0 | 0 | 0 | 0 | 0 | 0 | 0 | 0 | 0 | -88743.1518 | 0 | 0 | 0 | 0 | 0 | 0 | 0 | 0 | 0 | 55508.8624 | 0 | 0 | 0 | 0 | 0 | 0 | 0
2016-01-06 17:00 | 0 | 0 | 0 | 0 | 0 | 179118.0056 | 387231.6801 | 493888 | 0 | 0 | 0 | 0 | 88743.1518 | 0 | 0 | 0 | 0 | 0 | 0 | 0 | 5338455.0134 | 0 | 0 | 0 | 0 | 0 | 0 | 0 | 0 | 0 | 0 | 88743.1518 | 0 | 0 | 0 | 0 | 0 | 0 | 0 | 0 | 0 | -16281.4661 | 0 | 0 | 0 | 0 | 0 | 0 | 0
2016-01-06 18:00 | 0 | 0 | 0 | 0 | 0 | 178060.9992 | 409949.427 | 485222 | 0 | 0 | 0 | 0 | 177486.3036 | 0 | 0 | 0 | 0 | 0 | 0 | 0 | 5352500.2878 | 0 | 0 | 0 | 0 | 0 | 0 | 0 | 0 | 0 | 0 | 88743.1518 | 0 | 0 | 0 | 0 | 0 | 0 | 0 | 0 | 0 | 14045.2744 | 0 | 0 | 0 | 0 | 0 | 0 | 0
2016-01-06 19:00 | 0 | 0 | 0 | 0 | 0 | 170546.7111 | 409901.1609 | 478021 | 0 | 0 | 0 | 0 | 229378.971 | 0 | 0 | 0 | 0 | 0 | 0 | 0 | 5403034.4924 | 0 | 0 | 0 | 0 | 0 | 0 | 0 | 0 | 0 | 0 | 51892.6674 | 0 | 0 | 0 | 0 | 0 | 0 | 0 | 0 | 0 | 50534.2046 | 0 | 0 | 0 | 0 | 0 | 0 | 0
2016-01-06 20:00 | 0 | 0 | 0 | 0 | 0 | 161215.1413 | 404915.8733 | 474674 | 0 | 0 | 0 | 0 | 318122.1228 | 0 | 0 | 0 | 0 | 0 | 0 | 0 | 5405748.3552 | 0 | 0 | 0 | 0 | 0 | 0 | 0 | 0 | 0 | 0 | 88743.1518 | 0 | 0 | 0 | 0 | 0 | 0 | 0 | 0 | 0 | 2713.8628 | 0 | 0 | 0 | 0 | 0 | 0 | 0
2016-01-06 21:00 | 0 | 0 | 0 | 0 | 0 | 159196.9761 | 381669.1859 | 478064 | 0 | 0 | 0 | 0 | 229378.971 | 0 | 0 | 0 | 0 | 0 | 0 | 0 | 5557293.669 | 0 | 0 | 0 | 0 | 0 | 0 | 0 | 0 | 0 | 0 | -88743.1518 | 0 | 0 | 0 | 0 | 0 | 0 | 0 | 0 | 0 | 151545.3137 | 0 | 0 | 0 | 0 | 0 | 0 | 0
2016-01-06 22:00 | 0 | 0 | 0 | 0 | 0 | 189231.1798 | 300002.8372 | 496279 | 0 | 0 | 0 | 0 | 318122.1228 | 0 | 0 | 0 | 0 | 0 | 0 | 0 | 5461505.5342 | 0 | 0 | 0 | 0 | 0 | 0 | 0 | 0 | 0 | 0 | 88743.1518 | 0 | 0 | 0 | 0 | 0 | 0 | 0 | 0 | 0 | -95788.1348 | 0 | 0 | 0 | 0 | 0 | 0 | 0
2016-01-06 23:00 | 0 | 0 | 0 | 0 | 0 | 259696.6177 | 109002.796 | 515072 | 0 | 0 | 0 | 0 | 229378.971 | 0 | 0 | 0 | 0 | 0 | 0 | 0 | 5403876.0996 | 0 | 0 | 0 | 0 | 0 | 0 | 0 | 0 | 0 | 0 | -88743.1518 | 0 | 0 | 0 | 0 | 0 | 0 | 0 | 0 | 0 | -57629.4345 | 0 | 0 | 0 | 0 | 0 | 0 | 0
2016-01-07 | 0 | 0 | 0 | 0 | 0 | 305904.7399 | 948.613 | 521111 | 0 | 0 | 0 | 0 | 294102.2064 | 0 | 0 | 0 | 0 | 0 | 0 | 0 | 5124895.2172 | 0 | 0 | 0 | 0 | 0 | 0 | 0 | 0 | 0 | 0 | 64723.2354 | 0 | 0 | 0 | 0 | 0 | 0 | 0 | 0 | 0 | -278980.8824 | 0 | 0 | 0 | 0 | 0 | 0 | 0
2016-01-07 01:00 | 0 | 0 | 0 | 0 | 0 | 328575.34 | 0 | 518375 | 0 | 0 | 0 | 0 | 205359.0546 | 0 | 0 | 0 | 0 | 0 | 0 | 0 | 5023838.709 | 0 | 0 | 0 | 0 | 0 | 0 | 0 | 0 | 0 | 0 | -88743.1518 | 0 | 0 | 0 | 0 | 0 | 0 | 0 | 0 | 0 | -101056.5082 | 0 | 0 | 0 | 0 | 0 | 0 | 0
2016-01-07 02:00 | 0 | 0 | 0 | 0 | 0 | 329529.9441 | 0 | 506895 | 0 | 0 | 0 | 0 | 294102.2064 | 0 | 0 | 0 | 0 | 0 | 0 | 0 | 4757730.5014 | 0 | 0 | 0 | 0 | 0 | 0 | 0 | 0 | 0 | 0 | 88743.1518 | 0 | 0 | 0 | 0 | 0 | 0 | 0 | 0 | 0 | -266108.2077 | 0 | 0 | 0 | 0 | 0 | 0 | 0
2016-01-07 03:00 | 0 | 0 | 0 | 0 | 0 | 312905.3807 | 0 | 486281 | 0 | 0 | 0 | 0 | 382845.3582 | 0 | 0 | 0 | 0 | 0 | 0 | 0 | 4495611.7302 | 0 | 0 | 0 | 0 | 0 | 0 | 0 | 0 | 0 | 0 | 88743.1518 | 0 | 0 | 0 | 0 | 0 | 0 | 0 | 0 | 0 | -262118.7711 | 0 | 0 | 0 | 0 | 0 | 0 | 0
2016-01-07 04:00 | 0 | 0 | 0 | 0 | 0 | 281096.2998 | 0 | 461291 | 0 | 0 | 0 | 0 | 294102.2064 | 0 | 0 | 0 | 0 | 0 | 0 | 0 | 4404160.1819 | 0 | 0 | 0 | 0 | 0 | 0 | 0 | 0 | 0 | 0 | -88743.1518 | 0 | 0 | 0 | 0 | 0 | 0 | 0 | 0 | 0 | -91451.5484 | 0 | 0 | 0 | 0 | 0 | 0 | 0
2016-01-07 05:00 | 0 | 0 | 0 | 0 | 0 | 255312.0698 | 0 | 439921 | 0 | 0 | 0 | 0 | 382845.3582 | 0 | 0 | 0 | 0 | 0 | 0 | 0 | 4130808.0998 | 0 | 0 | 0 | 0 | 0 | 0 | 0 | 0 | 0 | 0 | 88743.1518 | 0 | 0 | 0 | 0 | 0 | 0 | 0 | 0 | 0 | -273352.082 | 0 | 0 | 0 | 0 | 0 | 0 | 0
2016-01-07 06:00 | 0 | 0 | 0 | 0 | 0 | 232450.5514 | 0 | 425551 | 0 | 0 | 0 | 0 | 294102.2064 | 0 | 0 | 0 | 0 | 0 | 0 | 0 | 4026450.803 | 0 | 0 | 0 | 0 | 0 | 0 | 0 | 0 | 0 | 0 | -88743.1518 | 0 | 0 | 0 | 0 | 0 | 0 | 0 | 0 | 0 | -104357.2968 | 0 | 0 | 0 | 0 | 0 | 0 | 0
2016-01-07 07:00 | 0 | 0 | 0 | 0 | 0 | 213886.3415 | 0 | 415893 | 0 | 0 | 0 | 0 | 371076.4304 | 0 | 0 | 0 | 0 | 0 | 0 | 0 | 3747469.9205 | 0 | 0 | 0 | 0 | 0 | 0 | 0 | 0 | 0 | 0 | 76974.224 | 0 | 0 | 0 | 0 | 0 | 0 | 0 | 0 | 0 | -278980.8824 | 0 | 0 | 0 | 0 | 0 | 0 | 0
2016-01-07 08:00 | 0 | 0 | 0 | 0 | 0 | 204288.0371 | 0 | 410460 | 0 | 0 | 0 | 0 | 282333.2786 | 0 | 0 | 0 | 0 | 0 | 0 | 0 | 3630041.1094 | 0 | 0 | 0 | 0 | 0 | 0 | 0 | 0 | 0 | 0 | -88743.1518 | 0 | 0 | 0 | 0 | 0 | 0 | 0 | 0 | 0 | -117428.8111 | 0 | 0 | 0 | 0 | 0 | 0 | 0
2016-01-07 09:00 | 0 | 0 | 0 | 0 | 0 | 201783.0632 | 0 | 411058 | 0 | 0 | 0 | 0 | 352039.2243 | 0 | 0 | 0 | 0 | 0 | 0 | 0 | 3351060.2269 | 0 | 0 | 0 | 0 | 0 | 0 | 0 | 0 | 0 | 0 | 69705.9456 | 0 | 0 | 0 | 0 | 0 | 0 | 0 | 0 | 0 | -278980.8824 | 0 | 0 | 0 | 0 | 0 | 0 | 0
2016-01-07 10:00 | 0 | 0 | 0 | 0 | 0 | 209162.4671 | 0 | 423691 | 0 | 0 | 0 | 0 | 263296.0725 | 0 | 0 | 0 | 0 | 0 | 0 | 0 | 3225274.8459 | 0 | 0 | 0 | 0 | 0 | 0 | 0 | 0 | 0 | 0 | -88743.1518 | 0 | 0 | 0 | 0 | 0 | 0 | 0 | 0 | 0 | -125785.3811 | 0 | 0 | 0 | 0 | 0 | 0 | 0
2016-01-07 11:00 | 0 | 0 | 0 | 0 | 0 | 221495.5221 | 0 | 454300 | 0 | 0 | 0 | 0 | 309472.4771 | 0 | 0 | 0 | 0 | 0 | 0 | 0 | 2946293.9634 | 0 | 0 | 0 | 0 | 0 | 0 | 0 | 0 | 0 | 0 | 46176.4046 | 0 | 0 | 0 | 0 | 0 | 0 | 0 | 0 | 0 | -278980.8824 | 0 | 0 | 0 | 0 | 0 | 0 | 0
2016-01-07 12:00 | 0 | 0 | 0 | 0 | 0 | 233515.7107 | 0 | 483496 | 0 | 0 | 0 | 0 | 338473.0702 | 0 | 0 | 0 | 0 | 0 | 0 | 0 | 2667313.081 | 0 | 0 | 0 | 0 | 0 | 0 | 0 | 0 | 0 | 0 | 29000.5931 | 0 | 0 | 0 | 0 | 0 | 0 | 0 | 0 | 0 | -278980.8824 | 0 | 0 | 0 | 0 | 0 | 0 | 0
2016-01-07 13:00 | 0 | 0 | 0 | 0 | 0 | 238843.4291 | 0 | 491785 | 0 | 0 | 0 | 0 | 249729.9184 | 0 | 0 | 0 | 0 | 0 | 0 | 0 | 2503114.6618 | 0 | 0 | 0 | 0 | 0 | 0 | 0 | 0 | 0 | 0 | -88743.1518 | 0 | 0 | 0 | 0 | 0 | 0 | 0 | 0 | 0 | -164198.4191 | 0 | 0 | 0 | 0 | 0 | 0 | 0
2016-01-07 14:00 | 0 | 0 | 0 | 0 | 0 | 206732.6538 | 44415.1894 | 490686 | 0 | 0 | 0 | 0 | 160986.7666 | 0 | 0 | 0 | 0 | 0 | 0 | 0 | 2352319.6569 | 0 | 0 | 0 | 0 | 0 | 0 | 0 | 0 | 0 | 0 | -88743.1518 | 0 | 0 | 0 | 0 | 0 | 0 | 0 | 0 | 0 | -150795.0049 | 0 | 0 | 0 | 0 | 0 | 0 | 0
2016-01-07 15:00 | 0 | 0 | 0 | 0 | 0 | 136086.0963 | 206114.2995 | 488256 | 0 | 0 | 0 | 0 | 249729.9184 | 0 | 0 | 0 | 0 | 0 | 0 | 0 | 2117520.9009 | 0 | 0 | 0 | 0 | 0 | 0 | 0 | 0 | 0 | 0 | 88743.1518 | 0 | 0 | 0 | 0 | 0 | 0 | 0 | 0 | 0 | -234798.756 | 0 | 0 | 0 | 0 | 0 | 0 | 0
2016-01-07 16:00 | 0 | 0 | 0 | 0 | 0 | 150578.0406 | 318983.1048 | 481130 | 0 | 0 | 0 | 0 | 160986.7666 | 0 | 0 | 0 | 0 | 0 | 0 | 0 | 2194695.1982 | 0 | 0 | 0 | 0 | 0 | 0 | 0 | 0 | 0 | 0 | -88743.1518 | 0 | 0 | 0 | 0 | 0 | 0 | 0 | 0 | 0 | 77174.2973 | 0 | 0 | 0 | 0 | 0 | 0 | 0
2016-01-07 17:00 | 0 | 0 | 0 | 0 | 0 | 184665.0105 | 380181.7152 | 472955 | 0 | 0 | 0 | 0 | 249729.9184 | 0 | 0 | 0 | 0 | 0 | 0 | 0 | 2197843.772 | 0 | 0 | 0 | 0 | 0 | 0 | 0 | 0 | 0 | 0 | 88743.1518 | 0 | 0 | 0 | 0 | 0 | 0 | 0 | 0 | 0 | 3148.5738 | 0 | 0 | 0 | 0 | 0 | 0 | 0
2016-01-07 18:00 | 0 | 0 | 0 | 0 | 0 | 193412.0439 | 395607.0421 | 465227 | 0 | 0 | 0 | 0 | 160986.7666 | 0 | 0 | 0 | 0 | 0 | 0 | 0 | 2410379.0099 | 0 | 0 | 0 | 0 | 0 | 0 | 0 | 0 | 0 | 0 | -88743.1518 | 0 | 0 | 0 | 0 | 0 | 0 | 0 | 0 | 0 | 212535.2379 | 0 | 0 | 0 | 0 | 0 | 0 | 0
2016-01-07 19:00 | 0 | 0 | 0 | 0 | 0 | 202376.6475 | 388753.6824 | 459310 | 0 | 0 | 0 | 0 | 249729.9184 | 0 | 0 | 0 | 0 | 0 | 0 | 0 | 2453456.188 | 0 | 0 | 0 | 0 | 0 | 0 | 0 | 0 | 0 | 0 | 88743.1518 | 0 | 0 | 0 | 0 | 0 | 0 | 0 | 0 | 0 | 43077.1781 | 0 | 0 | 0 | 0 | 0 | 0 | 0
2016-01-07 20:00 | 0 | 0 | 0 | 0 | 0 | 212832.7534 | 375827.7214 | 456439 | 0 | 0 | 0 | 0 | 160986.7666 | 0 | 0 | 0 | 0 | 0 | 0 | 0 | 2674420.8146 | 0 | 0 | 0 | 0 | 0 | 0 | 0 | 0 | 0 | 0 | -88743.1518 | 0 | 0 | 0 | 0 | 0 | 0 | 0 | 0 | 0 | 220964.6266 | 0 | 0 | 0 | 0 | 0 | 0 | 0
2016-01-07 21:00 | 0 | 0 | 0 | 0 | 0 | 223406.504 | 344614.4632 | 457995 | 0 | 0 | 0 | 0 | 249729.9184 | 0 | 0 | 0 | 0 | 0 | 0 | 0 | 2695703.6299 | 0 | 0 | 0 | 0 | 0 | 0 | 0 | 0 | 0 | 0 | 88743.1518 | 0 | 0 | 0 | 0 | 0 | 0 | 0 | 0 | 0 | 21282.8153 | 0 | 0 | 0 | 0 | 0 | 0 | 0
2016-01-07 22:00 | 0 | 0 | 0 | 0 | 0 | 0 | 272375.9444 | 473389 | 0 | 0 | 0 | 0 | 190702.2332 | 0 | 0 | 0 | 0 | 0 | 0 | 0 | 2553718.2595 | 0 | 0 | 0 | 0 | 0 | 0 | 0 | 0 | 0 | 0 | -59027.6852 | 0 | 0 | 0 | 0 | 0 | 0 | 0 | 0 | 0 | -141985.3704 | 0 | 0 | 0 | 0 | 0 | 0 | 0
2016-01-07 23:00 | 0 | 0 | 0 | 0 | 0 | 277930.9054 | 93751.349 | 488977 | 0 | 0 | 0 | 0 | 101959.0814 | 0 | 0 | 0 | 0 | 0 | 0 | 0 | 2525166.6657 | 0 | 0 | 0 | 0 | 0 | 0 | 0 | 0 | 0 | 0 | -88743.1518 | 0 | 0 | 0 | 0 | 0 | 0 | 0 | 0 | 0 | -28551.5938 | 0 | 0 | 0 | 0 | 0 | 0 | 0
2016-01-08 | 0 | 0 | 0 | 0 | 0 | 288439.3666 | 2539.9731 | 494433 | 0 | 0 | 0 | 0 | 177486.3036 | 0 | 0 | 0 | 0 | 0 | 0 | 0 | 2246185.7833 | 0 | 0 | 0 | 0 | 0 | 0 | 0 | 0 | 0 | 0 | 75527.2222 | 0 | 0 | 0 | 0 | 0 | 0 | 0 | 0 | 0 | -278980.8824 | 0 | 0 | 0 | 0 | 0 | 0 | 0
2016-01-08 01:00 | 0 | 0 | 0 | 0 | 0 | 284038.0431 | 0 | 491621 | 0 | 0 | 0 | 0 | 88743.1518 | 0 | 0 | 0 | 0 | 0 | 0 | 0 | 2127345.9781 | 0 | 0 | 0 | 0 | 0 | 0 | 0 | 0 | 0 | 0 | -88743.1518 | 0 | 0 | 0 | 0 | 0 | 0 | 0 | 0 | 0 | -118839.8051 | 0 | 0 | 0 | 0 | 0 | 0 | 0
2016-01-08 02:00 | 0 | 0 | 0 | 0 | 0 | 271046.5183 | 0 | 481932 | 0 | 0 | 0 | 0 | 0 | 0 | 0 | 0 | 0 | 0 | 0 | 0 | 2005203.6483 | 0 | 0 | 0 | 0 | 0 | 0 | 0 | 0 | 0 | 0 | -88743.1518 | 0 | 0 | 0 | 0 | 0 | 0 | 0 | 0 | 0 | -122142.3299 | 0 | 0 | 0 | 0 | 0 | 0 | 0
2016-01-08 03:00 | 0 | 0 | 0 | 0 | 0 | 255804.9963 | 0 | 461801 | 0 | 0 | 0 | 0 | 72984.8787 | 0 | 0 | 0 | 0 | 0 | 0 | 0 | 1726222.7658 | 0 | 0 | 0 | 0 | 0 | 0 | 0 | 0 | 0 | 0 | 72984.8787 | 0 | 0 | 0 | 0 | 0 | 0 | 0 | 0 | 0 | -278980.8824 | 0 | 0 | 0 | 0 | 0 | 0 | 0
2016-01-08 04:00 | 0 | 0 | 0 | 0 | 0 | 242847.2708 | 0 | 437008 | 0 | 0 | 0 | 0 | 157805.0319 | 0 | 0 | 0 | 0 | 0 | 0 | 0 | 1447241.8834 | 0 | 0 | 0 | 0 | 0 | 0 | 0 | 0 | 0 | 0 | 84820.1532 | 0 | 0 | 0 | 0 | 0 | 0 | 0 | 0 | 0 | -278980.8824 | 0 | 0 | 0 | 0 | 0 | 0 | 0
2016-01-08 05:00 | 0 | 0 | 0 | 0 | 0 | 239538.1903 | 0 | 415288 | 0 | 0 | 0 | 0 | 69061.8801 | 0 | 0 | 0 | 0 | 0 | 0 | 0 | 1360235.2255 | 0 | 0 | 0 | 0 | 0 | 0 | 0 | 0 | 0 | 0 | -88743.1518 | 0 | 0 | 0 | 0 | 0 | 0 | 0 | 0 | 0 | -87006.6579 | 0 | 0 | 0 | 0 | 0 | 0 | 0
2016-01-08 06:00 | 0 | 0 | 0 | 0 | 0 | 239102.4331 | 0 | 399917 | 0 | 0 | 0 | 0 | 157805.0319 | 0 | 0 | 0 | 0 | 0 | 0 | 0 | 1110677.5068 | 0 | 0 | 0 | 0 | 0 | 0 | 0 | 0 | 0 | 0 | 88743.1518 | 0 | 0 | 0 | 0 | 0 | 0 | 0 | 0 | 0 | -249557.7187 | 0 | 0 | 0 | 0 | 0 | 0 | 0
2016-01-08 07:00 | 0 | 0 | 0 | 0 | 0 | 241707.8846 | 0 | 389529 | 0 | 0 | 0 | 0 | 69061.8801 | 0 | 0 | 0 | 0 | 0 | 0 | 0 | 1051599.5433 | 0 | 0 | 0 | 0 | 0 | 0 | 0 | 0 | 0 | 0 | -88743.1518 | 0 | 0 | 0 | 0 | 0 | 0 | 0 | 0 | 0 | -59077.9636 | 0 | 0 | 0 | 0 | 0 | 0 | 0
2016-01-08 08:00 | 0 | 0 | 0 | 0 | 0 | 244952.4032 | 0 | 384659 | 0 | 0 | 0 | 0 | 88743.1518 | 0 | 0 | 0 | 0 | 0 | 0 | 0 | 892211.6748 | 0 | 0 | 0 | 0 | 0 | 0 | 0 | 0 | 0 | 0 | 19681.2717 | 0 | 0 | 0 | 0 | 0 | 0 | 0 | 0 | 0 | -159387.8685 | 0 | 0 | 0 | 0 | 0 | 0 | 0
2016-01-08 09:00 | 0 | 0 | 0 | 0 | 0 | 251320.5364 | 0 | 384914 | 0 | 0 | 0 | 0 | 0 | 0 | 0 | 0 | 0 | 0 | 0 | 0 | 847361.363 | 0 | 0 | 0 | 0 | 0 | 0 | 0 | 0 | 0 | 0 | -88743.1518 | 0 | 0 | 0 | 0 | 0 | 0 | 0 | 0 | 0 | -44850.3118 | 0 | 0 | 0 | 0 | 0 | 0 | 0
2016-01-08 10:00 | 0 | 0 | 0 | 0 | 0 | 261743.6916 | 0 | 395661 | 0 | 0 | 0 | 0 | 88743.1518 | 0 | 0 | 0 | 0 | 0 | 0 | 0 | 624700.9028 | 0 | 0 | 0 | 0 | 0 | 0 | 0 | 0 | 0 | 0 | 88743.1518 | 0 | 0 | 0 | 0 | 0 | 0 | 0 | 0 | 0 | -222660.4602 | 0 | 0 | 0 | 0 | 0 | 0 | 0
2016-01-08 11:00 | 0 | 0 | 0 | 0 | 0 | 269024.6472 | 0 | 426104 | 0 | 0 | 0 | 0 | 0 | 0 | 0 | 0 | 0 | 0 | 0 | 0 | 556364.7017 | 0 | 0 | 0 | 0 | 0 | 0 | 0 | 0 | 0 | 0 | -88743.1518 | 0 | 0 | 0 | 0 | 0 | 0 | 0 | 0 | 0 | -68336.2011 | 0 | 0 | 0 | 0 | 0 | 0 | 0
2016-01-08 12:00 | 0 | 0 | 0 | 0 | 0 | 273612.4237 | 0 | 455472 | 0 | 0 | 0 | 0 | 88743.1518 | 0 | 0 | 0 | 0 | 0 | 0 | 0 | 285761.9736 | 0 | 0 | 0 | 0 | 0 | 0 | 0 | 0 | 0 | 0 | 88743.1518 | 0 | 0 | 0 | 0 | 0 | 0 | 0 | 0 | 0 | -270602.7281 | 0 | 0 | 0 | 0 | 0 | 0 | 0
2016-01-08 13:00 | 0 | 0 | 0 | 0 | 0 | 273248.7788 | 0 | 467173 | 0 | 0 | 0 | 0 | 0 | 0 | 0 | 0 | 0 | 0 | 0 | 0 | 180580.9042 | 0 | 0 | 0 | 0 | 0 | 0 | 0 | 0 | 0 | 0 | -88743.1518 | 0 | 0 | 0 | 0 | 0 | 0 | 0 | 0 | 0 | -105181.0694 | 0 | 0 | 0 | 0 | 0 | 0 | 0
2016-01-08 14:00 | 0 | 0 | 0 | 0 | 0 | 254898.2316 | 37070.8641 | 472550 | 0 | 0 | 0 | 0 | 0 | 0 | 0 | 0 | 0 | 0 | 0 | 0 | 0 | 0 | 0 | 0 | 0 | 0 | 0 | 0 | 0 | 0 | 0 | 0 | 0 | 0 | 0 | 0 | 0 | 0 | 0 | 0 | 0 | -180580.9042 | 0 | 0 | 0 | 0 | 0 | 0 | 0
2016-01-08 15:00 | 0 | 0 | 0 | 0 | 0 | 252111.0735 | 239090.9545 | 476734 | 0 | 0 | 0 | 0 | 0 | 0 | 0 | 0 | 0 | 0 | 0 | 0 | 14468.028 | 0 | 0 | 0 | 0 | 0 | 0 | 0 | 0 | 0 | 0 | 0 | 0 | 0 | 0 | 0 | 0 | 0 | 0 | 0 | 0 | 14468.028 | 0 | 0 | 0 | 0 | 0 | 0 | 0
2016-01-08 16:00 | 0 | 0 | 0 | 0 | 0 | 253165.453 | 408563.2019 | 475016 | 0 | 0 | 0 | 0 | 0 | 0 | 0 | 0 | 0 | 0 | 0 | 0 | 201180.6829 | 0 | 0 | 0 | 0 | 0 | 0 | 0 | 0 | 0 | 0 | 0 | 0 | 0 | 0 | 0 | 0 | 0 | 0 | 0 | 0 | 186712.6549 | 0 | 0 | 0 | 0 | 0 | 0 | 0
2016-01-08 17:00 | 0 | 0 | 0 | 0 | 0 | 250839.6044 | 473993.9372 | 468663 | 0 | 0 | 0 | 0 | 88743.1518 | 0 | 0 | 0 | 0 | 0 | 0 | 0 | 368608.0728 | 0 | 0 | 0 | 0 | 0 | 0 | 0 | 0 | 0 | 0 | 88743.1518 | 0 | 0 | 0 | 0 | 0 | 0 | 0 | 0 | 0 | 167427.3898 | 0 | 0 | 0 | 0 | 0 | 0 | 0
2016-01-08 18:00 | 0 | 0 | 0 | 0 | 0 | 260269.3126 | 464478.7566 | 463564 | 0 | 0 | 0 | 0 | 177486.3036 | 0 | 0 | 0 | 0 | 0 | 0 | 0 | 541048.9901 | 0 | 0 | 0 | 0 | 0 | 0 | 0 | 0 | 0 | 0 | 88743.1518 | 0 | 0 | 0 | 0 | 0 | 0 | 0 | 0 | 0 | 172440.9174 | 0 | 0 | 0 | 0 | 0 | 0 | 0
2016-01-08 19:00 | 0 | 0 | 0 | 0 | 0 | 283056.0404 | 440653.32 | 458952 | 0 | 0 | 0 | 0 | 266229.4554 | 0 | 0 | 0 | 0 | 0 | 0 | 0 | 717063.1987 | 0 | 0 | 0 | 0 | 0 | 0 | 0 | 0 | 0 | 0 | 88743.1518 | 0 | 0 | 0 | 0 | 0 | 0 | 0 | 0 | 0 | 176014.2085 | 0 | 0 | 0 | 0 | 0 | 0 | 0
2016-01-08 20:00 | 0 | 0 | 0 | 0 | 0 | 314245.4063 | 427214.0861 | 454537 | 0 | 0 | 0 | 0 | 294102.2064 | 0 | 0 | 0 | 0 | 0 | 0 | 0 | 976112.94 | 0 | 0 | 0 | 0 | 0 | 0 | 0 | 0 | 0 | 0 | 27872.7511 | 0 | 0 | 0 | 0 | 0 | 0 | 0 | 0 | 0 | 259049.7414 | 0 | 0 | 0 | 0 | 0 | 0 | 0
2016-01-08 21:00 | 0 | 0 | 0 | 0 | 0 | 336520.4153 | 418789.5012 | 454446 | 0 | 0 | 0 | 0 | 382845.3582 | 0 | 0 | 0 | 0 | 0 | 0 | 0 | 1188233.7047 | 0 | 0 | 0 | 0 | 0 | 0 | 0 | 0 | 0 | 0 | 88743.1518 | 0 | 0 | 0 | 0 | 0 | 0 | 0 | 0 | 0 | 212120.7647 | 0 | 0 | 0 | 0 | 0 | 0 | 0
2016-01-08 22:00 | 0 | 0 | 0 | 0 | 0 | 282431.0769 | 371238.6538 | 463432 | 0 | 0 | 0 | 0 | 294102.2064 | 0 | 0 | 0 | 0 | 0 | 0 | 0 | 1467214.5872 | 0 | 0 | 0 | 0 | 0 | 0 | 0 | 0 | 0 | 0 | -88743.1518 | 0 | 0 | 0 | 0 | 0 | 0 | 0 | 0 | 0 | 278980.8824 | 0 | 0 | 0 | 0 | 0 | 0 | 0
2016-01-08 23:00 | 0 | 0 | 0 | 0 | 0 | 386394.433 | 197380.1863 | 472623 | 0 | 0 | 0 | 0 | 382845.3582 | 0 | 0 | 0 | 0 | 0 | 0 | 0 | 1489623.0547 | 0 | 0 | 0 | 0 | 0 | 0 | 0 | 0 | 0 | 0 | 88743.1518 | 0 | 0 | 0 | 0 | 0 | 0 | 0 | 0 | 0 | 22408.4675 | 0 | 0 | 0 | 0 | 0 | 0 | 0
2016-01-09 | 0 | 0 | 0 | 0 | 0 | 397858.2258 | 3792.0284 | 473493 | 0 | 0 | 0 | 0 | 294102.2064 | 0 | 0 | 0 | 0 | 0 | 0 | 0 | 1506523.4608 | 0 | 0 | 0 | 0 | 0 | 0 | 0 | 0 | 0 | 0 | -88743.1518 | 0 | 0 | 0 | 0 | 0 | 0 | 0 | 0 | 0 | 16900.406 | 0 | 0 | 0 | 0 | 0 | 0 | 0
2016-01-09 01:00 | 0 | 0 | 0 | 0 | 0 | 398422.9905 | 0 | 468337 | 0 | 0 | 0 | 0 | 382845.3582 | 0 | 0 | 0 | 0 | 0 | 0 | 0 | 1347866.2995 | 0 | 0 | 0 | 0 | 0 | 0 | 0 | 0 | 0 | 0 | 88743.1518 | 0 | 0 | 0 | 0 | 0 | 0 | 0 | 0 | 0 | -158657.1613 | 0 | 0 | 0 | 0 | 0 | 0 | 0
2016-01-09 02:00 | 0 | 0 | 0 | 0 | 0 | 398352.0415 | 0 | 459225 | 0 | 0 | 0 | 0 | 294102.2064 | 0 | 0 | 0 | 0 | 0 | 0 | 0 | 1375736.4928 | 0 | 0 | 0 | 0 | 0 | 0 | 0 | 0 | 0 | 0 | -88743.1518 | 0 | 0 | 0 | 0 | 0 | 0 | 0 | 0 | 0 | 27870.1933 | 0 | 0 | 0 | 0 | 0 | 0 | 0
2016-01-09 03:00 | 0 | 0 | 0 | 0 | 0 | 395586.4498 | 0 | 443600 | 0 | 0 | 0 | 0 | 294102.2064 | 0 | 0 | 0 | 0 | 0 | 0 | 0 | 1327722.9427 | 0 | 0 | 0 | 0 | 0 | 0 | 0 | 0 | 0 | 0 | 0 | 0 | 0 | 0 | 0 | 0 | 0 | 0 | 0 | 0 | -48013.5502 | 0 | 0 | 0 | 0 | 0 | 0 | 0
2016-01-09 04:00 | 0 | 0 | 0 | 0 | 0 | 396099.0666 | 0 | 424303 | 0 | 0 | 0 | 0 | 382845.3582 | 0 | 0 | 0 | 0 | 0 | 0 | 0 | 1210775.8574 | 0 | 0 | 0 | 0 | 0 | 0 | 0 | 0 | 0 | 0 | 88743.1518 | 0 | 0 | 0 | 0 | 0 | 0 | 0 | 0 | 0 | -116947.0852 | 0 | 0 | 0 | 0 | 0 | 0 | 0
2016-01-09 05:00 | 0 | 0 | 0 | 0 | 0 | 398235.999 | 0 | 406106 | 0 | 0 | 0 | 0 | 294102.2064 | 0 | 0 | 0 | 0 | 0 | 0 | 0 | 1291649.0083 | 0 | 0 | 0 | 0 | 0 | 0 | 0 | 0 | 0 | 0 | -88743.1518 | 0 | 0 | 0 | 0 | 0 | 0 | 0 | 0 | 0 | 80873.1508 | 0 | 0 | 0 | 0 | 0 | 0 | 0
2016-01-09 06:00 | 0 | 0 | 0 | 0 | 0 | 408669.596 | 0 | 390602 | 0 | 0 | 0 | 0 | 205359.0546 | 0 | 0 | 0 | 0 | 0 | 0 | 0 | 1398459.7561 | 0 | 0 | 0 | 0 | 0 | 0 | 0 | 0 | 0 | 0 | -88743.1518 | 0 | 0 | 0 | 0 | 0 | 0 | 0 | 0 | 0 | 106810.7478 | 0 | 0 | 0 | 0 | 0 | 0 | 0
2016-01-09 07:00 | 0 | 0 | 0 | 0 | 0 | 189971.2694 | 0 | 380209 | 0 | 0 | 0 | 0 | 294102.2064 | 0 | 0 | 0 | 0 | 0 | 0 | 0 | 1119478.8737 | 0 | 0 | 0 | 0 | 0 | 0 | 0 | 0 | 0 | 0 | 88743.1518 | 0 | 0 | 0 | 0 | 0 | 0 | 0 | 0 | 0 | -278980.8824 | 0 | 0 | 0 | 0 | 0 | 0 | 0
2016-01-09 08:00 | 0 | 0 | 0 | 0 | 0 | 449565.5551 | 0 | 373855 | 0 | 0 | 0 | 0 | 382845.3582 | 0 | 0 | 0 | 0 | 0 | 0 | 0 | 1106446.2769 | 0 | 0 | 0 | 0 | 0 | 0 | 0 | 0 | 0 | 0 | 88743.1518 | 0 | 0 | 0 | 0 | 0 | 0 | 0 | 0 | 0 | -13032.5967 | 0 | 0 | 0 | 0 | 0 | 0 | 0
2016-01-09 09:00 | 0 | 0 | 0 | 0 | 0 | 465485.3533 | 0 | 372820 | 0 | 0 | 0 | 0 | 294102.2064 | 0 | 0 | 0 | 0 | 0 | 0 | 0 | 1287854.782 | 0 | 0 | 0 | 0 | 0 | 0 | 0 | 0 | 0 | 0 | -88743.1518 | 0 | 0 | 0 | 0 | 0 | 0 | 0 | 0 | 0 | 181408.5051 | 0 | 0 | 0 | 0 | 0 | 0 | 0
2016-01-09 10:00 | 0 | 0 | 0 | 0 | 0 | 186220.2694 | 0 | 376458 | 0 | 0 | 0 | 0 | 382845.3582 | 0 | 0 | 0 | 0 | 0 | 0 | 0 | 1008873.8996 | 0 | 0 | 0 | 0 | 0 | 0 | 0 | 0 | 0 | 0 | 88743.1518 | 0 | 0 | 0 | 0 | 0 | 0 | 0 | 0 | 0 | -278980.8824 | 0 | 0 | 0 | 0 | 0 | 0 | 0
2016-01-09 11:00 | 0 | 0 | 0 | 0 | 0 | 495379.8413 | 0 | 385225 | 0 | 0 | 0 | 0 | 294102.2064 | 0 | 0 | 0 | 0 | 0 | 0 | 0 | 1207771.8927 | 0 | 0 | 0 | 0 | 0 | 0 | 0 | 0 | 0 | 0 | -88743.1518 | 0 | 0 | 0 | 0 | 0 | 0 | 0 | 0 | 0 | 198897.9931 | 0 | 0 | 0 | 0 | 0 | 0 | 0
2016-01-09 12:00 | 0 | 0 | 0 | 0 | 0 | 32337.9658 | 0 | 400062 | 0 | 0 | 0 | 0 | 205359.0546 | 0 | 0 | 0 | 0 | 0 | 0 | 0 | 928791.0103 | 0 | 0 | 0 | 0 | 0 | 0 | 0 | 0 | 0 | 0 | -88743.1518 | 0 | 0 | 0 | 0 | 0 | 0 | 0 | 0 | 0 | -278980.8824 | 0 | 0 | 0 | 0 | 0 | 0 | 0
2016-01-09 13:00 | 0 | 0 | 0 | 0 | 0 | 494347.1436 | 0.02735 | 417421 | 0 | 0 | 0 | 0 | 294102.2064 | 0 | 0 | 0 | 0 | 0 | 0 | 0 | 916974.0294 | 0 | 0 | 0 | 0 | 0 | 0 | 0 | 0 | 0 | 0 | 88743.1518 | 0 | 0 | 0 | 0 | 0 | 0 | 0 | 0 | 0 | -11816.9808 | 0 | 0 | 0 | 0 | 0 | 0 | 0
2016-01-09 14:00 | 0 | 0 | 0 | 0 | 0 | 480731.0095 | 103380.6211 | 432775 | 0 | 0 | 0 | 0 | 205359.0546 | 0 | 0 | 0 | 0 | 0 | 0 | 0 | 1157053.8118 | 0 | 0 | 0 | 0 | 0 | 0 | 0 | 0 | 0 | 0 | -88743.1518 | 0 | 0 | 0 | 0 | 0 | 0 | 0 | 0 | 0 | 240079.7824 | 0 | 0 | 0 | 0 | 0 | 0 | 0
2016-01-09 15:00 | 0 | 0 | 0 | 0 | 0 | 369354.2377 | 441873.7966 | 443504 | 0 | 0 | 0 | 0 | 294102.2064 | 0 | 0 | 0 | 0 | 0 | 0 | 0 | 1436034.6943 | 0 | 0 | 0 | 0 | 0 | 0 | 0 | 0 | 0 | 0 | 88743.1518 | 0 | 0 | 0 | 0 | 0 | 0 | 0 | 0 | 0 | 278980.8824 | 0 | 0 | 0 | 0 | 0 | 0 | 0
2016-01-09 16:00 | 0 | 0 | 0 | 0 | 0 | 213589.2659 | 601698.7683 | 447564 | 0 | 0 | 0 | 0 | 382845.3582 | 0 | 0 | 0 | 0 | 0 | 0 | 0 | 1715015.5767 | 0 | 0 | 0 | 0 | 0 | 0 | 0 | 0 | 0 | 0 | 88743.1518 | 0 | 0 | 0 | 0 | 0 | 0 | 0 | 0 | 0 | 278980.8824 | 0 | 0 | 0 | 0 | 0 | 0 | 0
2016-01-09 17:00 | 0 | 0 | 0 | 0 | 0 | 22299.5035 | 614175.2271 | 446237 | 0 | 0 | 0 | 0 | 294102.2064 | 0 | 0 | 0 | 0 | 0 | 0 | 0 | 1993996.4592 | 0 | 0 | 0 | 0 | 0 | 0 | 0 | 0 | 0 | 0 | -88743.1518 | 0 | 0 | 0 | 0 | 0 | 0 | 0 | 0 | 0 | 278980.8824 | 0 | 0 | 0 | 0 | 0 | 0 | 0
2016-01-09 18:00 | 0 | 0 | 0 | 0 | 0 | 0 | 576252.3838 | 441450 | 0 | 0 | 0 | 0 | 205359.0546 | 0 | 0 | 0 | 0 | 0 | 0 | 0 | 2217541.9948 | 0 | 0 | 0 | 0 | 0 | 0 | 0 | 0 | 0 | 0 | -88743.1518 | 0 | 0 | 0 | 0 | 0 | 0 | 0 | 0 | 0 | 223545.5356 | 0 | 0 | 0 | 0 | 0 | 0 | 0
2016-01-09 19:00 | 0 | 0 | 0 | 0 | 0 | 249159.0224 | 555700.0119 | 437135 | 0 | 0 | 0 | 0 | 294102.2064 | 0 | 0 | 0 | 0 | 0 | 0 | 0 | 2496522.8772 | 0 | 0 | 0 | 0 | 0 | 0 | 0 | 0 | 0 | 0 | 88743.1518 | 0 | 0 | 0 | 0 | 0 | 0 | 0 | 0 | 0 | 278980.8824 | 0 | 0 | 0 | 0 | 0 | 0 | 0
2016-01-09 20:00 | 0 | 0 | 0 | 0 | 0 | 231277.2706 | 571245.7637 | 434799 | 0 | 0 | 0 | 0 | 382845.3582 | 0 | 0 | 0 | 0 | 0 | 0 | 0 | 2775503.7597 | 0 | 0 | 0 | 0 | 0 | 0 | 0 | 0 | 0 | 0 | 88743.1518 | 0 | 0 | 0 | 0 | 0 | 0 | 0 | 0 | 0 | 278980.8824 | 0 | 0 | 0 | 0 | 0 | 0 | 0
2016-01-09 21:00 | 0 | 0 | 0 | 0 | 0 | 0 | 584428.2967 | 438748 | 0 | 0 | 0 | 0 | 294102.2064 | 0 | 0 | 0 | 0 | 0 | 0 | 0 | 3009927.2082 | 0 | 0 | 0 | 0 | 0 | 0 | 0 | 0 | 0 | 0 | -88743.1518 | 0 | 0 | 0 | 0 | 0 | 0 | 0 | 0 | 0 | 234423.4485 | 0 | 0 | 0 | 0 | 0 | 0 | 0
2016-01-09 22:00 | 0 | 0 | 0 | 0 | 0 | 0 | 520398.2251 | 451099 | 0 | 0 | 0 | 0 | 205359.0546 | 0 | 0 | 0 | 0 | 0 | 0 | 0 | 3167969.5851 | 0 | 0 | 0 | 0 | 0 | 0 | 0 | 0 | 0 | 0 | -88743.1518 | 0 | 0 | 0 | 0 | 0 | 0 | 0 | 0 | 0 | 158042.3769 | 0 | 0 | 0 | 0 | 0 | 0 | 0
2016-01-09 23:00 | 0 | 0 | 0 | 0 | 0 | 0 | 178622.5342 | 461966 | 0 | 0 | 0 | 0 | 116615.9029 | 0 | 0 | 0 | 0 | 0 | 0 | 0 | 2973369.2711 | 0 | 0 | 0 | 0 | 0 | 0 | 0 | 0 | 0 | 0 | -88743.1518 | 0 | 0 | 0 | 0 | 0 | 0 | 0 | 0 | 0 | -194600.314 | 0 | 0 | 0 | 0 | 0 | 0 | 0
2016-01-10 | 0 | 0 | 0 | 0 | 0 | 403078.1176 | 751.2376 | 466908 | 0 | 0 | 0 | 0 | 205359.0546 | 0 | 0 | 0 | 0 | 0 | 0 | 0 | 2821547.4745 | 0 | 0 | 0 | 0 | 0 | 0 | 0 | 0 | 0 | 0 | 88743.1518 | 0 | 0 | 0 | 0 | 0 | 0 | 0 | 0 | 0 | -151821.7966 | 0 | 0 | 0 | 0 | 0 | 0 | 0
2016-01-10 01:00 | 0 | 0 | 0 | 0 | 0 | 386821.212 | 0 | 465022 | 0 | 0 | 0 | 0 | 116615.9029 | 0 | 0 | 0 | 0 | 0 | 0 | 0 | 2832089.8383 | 0 | 0 | 0 | 0 | 0 | 0 | 0 | 0 | 0 | 0 | -88743.1518 | 0 | 0 | 0 | 0 | 0 | 0 | 0 | 0 | 0 | 10542.3638 | 0 | 0 | 0 | 0 | 0 | 0 | 0
2016-01-10 02:00 | 0 | 0 | 0 | 0 | 0 | 372582.2043 | 0 | 458039 | 0 | 0 | 0 | 0 | 205359.0546 | 0 | 0 | 0 | 0 | 0 | 0 | 0 | 2657889.8908 | 0 | 0 | 0 | 0 | 0 | 0 | 0 | 0 | 0 | 0 | 88743.1518 | 0 | 0 | 0 | 0 | 0 | 0 | 0 | 0 | 0 | -174199.9475 | 0 | 0 | 0 | 0 | 0 | 0 | 0
2016-01-10 03:00 | 0 | 0 | 0 | 0 | 0 | 357137.8866 | 0 | 445223 | 0 | 0 | 0 | 0 | 116615.9029 | 0 | 0 | 0 | 0 | 0 | 0 | 0 | 2658547.9292 | 0 | 0 | 0 | 0 | 0 | 0 | 0 | 0 | 0 | 0 | -88743.1518 | 0 | 0 | 0 | 0 | 0 | 0 | 0 | 0 | 0 | 658.0384 | 0 | 0 | 0 | 0 | 0 | 0 | 0
2016-01-10 04:00 | 0 | 0 | 0 | 0 | 0 | 342912.4261 | 0 | 429865 | 0 | 0 | 0 | 0 | 205359.0546 | 0 | 0 | 0 | 0 | 0 | 0 | 0 | 2482852.2035 | 0 | 0 | 0 | 0 | 0 | 0 | 0 | 0 | 0 | 0 | 88743.1518 | 0 | 0 | 0 | 0 | 0 | 0 | 0 | 0 | 0 | -175695.7257 | 0 | 0 | 0 | 0 | 0 | 0 | 0
2016-01-10 05:00 | 0 | 0 | 0 | 0 | 0 | 333374.7741 | 0 | 414836 | 0 | 0 | 0 | 0 | 294102.2064 | 0 | 0 | 0 | 0 | 0 | 0 | 0 | 2312647.8258 | 0 | 0 | 0 | 0 | 0 | 0 | 0 | 0 | 0 | 0 | 88743.1518 | 0 | 0 | 0 | 0 | 0 | 0 | 0 | 0 | 0 | -170204.3777 | 0 | 0 | 0 | 0 | 0 | 0 | 0
2016-01-10 06:00 | 0 | 0 | 0 | 0 | 0 | 326010.7104 | 0 | 401159 | 0 | 0 | 0 | 0 | 205359.0546 | 0 | 0 | 0 | 0 | 0 | 0 | 0 | 2326242.688 | 0 | 0 | 0 | 0 | 0 | 0 | 0 | 0 | 0 | 0 | -88743.1518 | 0 | 0 | 0 | 0 | 0 | 0 | 0 | 0 | 0 | 13594.8622 | 0 | 0 | 0 | 0 | 0 | 0 | 0
2016-01-10 07:00 | 0 | 0 | 0 | 0 | 0 | 319623.3141 | 0 | 391763 | 0 | 0 | 0 | 0 | 294102.2064 | 0 | 0 | 0 | 0 | 0 | 0 | 0 | 2165359.8503 | 0 | 0 | 0 | 0 | 0 | 0 | 0 | 0 | 0 | 0 | 88743.1518 | 0 | 0 | 0 | 0 | 0 | 0 | 0 | 0 | 0 | -160882.8377 | 0 | 0 | 0 | 0 | 0 | 0 | 0
2016-01-10 08:00 | 0 | 0 | 0 | 0 | 0 | 19644.9658 | 0 | 387369 | 0 | 0 | 0 | 0 | 205359.0546 | 0 | 0 | 0 | 0 | 0 | 0 | 0 | 1886378.9678 | 0 | 0 | 0 | 0 | 0 | 0 | 0 | 0 | 0 | 0 | -88743.1518 | 0 | 0 | 0 | 0 | 0 | 0 | 0 | 0 | 0 | -278980.8824 | 0 | 0 | 0 | 0 | 0 | 0 | 0
2016-01-10 09:00 | 0 | 0 | 0 | 0 | 0 | 314924.9988 | 0 | 386669 | 0 | 0 | 0 | 0 | 294102.2064 | 0 | 0 | 0 | 0 | 0 | 0 | 0 | 1725891.8149 | 0 | 0 | 0 | 0 | 0 | 0 | 0 | 0 | 0 | 0 | 88743.1518 | 0 | 0 | 0 | 0 | 0 | 0 | 0 | 0 | 0 | -160487.153 | 0 | 0 | 0 | 0 | 0 | 0 | 0
2016-01-10 10:00 | 0 | 0 | 0 | 0 | 0 | 320781.3057 | 0 | 390692 | 0 | 0 | 0 | 0 | 205359.0546 | 0 | 0 | 0 | 0 | 0 | 0 | 0 | 1744724.2723 | 0 | 0 | 0 | 0 | 0 | 0 | 0 | 0 | 0 | 0 | -88743.1518 | 0 | 0 | 0 | 0 | 0 | 0 | 0 | 0 | 0 | 18832.4575 | 0 | 0 | 0 | 0 | 0 | 0 | 0
2016-01-10 11:00 | 0 | 0 | 0 | 0 | 0 | 320354.3388 | 0 | 400516 | 0 | 0 | 0 | 0 | 294102.2064 | 0 | 0 | 0 | 0 | 0 | 0 | 0 | 1575819.4593 | 0 | 0 | 0 | 0 | 0 | 0 | 0 | 0 | 0 | 0 | 88743.1518 | 0 | 0 | 0 | 0 | 0 | 0 | 0 | 0 | 0 | -168904.813 | 0 | 0 | 0 | 0 | 0 | 0 | 0
2016-01-10 12:00 | 0 | 0 | 0 | 0 | 0 | 309938.1325 | 0 | 415332 | 0 | 0 | 0 | 0 | 382845.3582 | 0 | 0 | 0 | 0 | 0 | 0 | 0 | 1381682.44 | 0 | 0 | 0 | 0 | 0 | 0 | 0 | 0 | 0 | 0 | 88743.1518 | 0 | 0 | 0 | 0 | 0 | 0 | 0 | 0 | 0 | -194137.0193 | 0 | 0 | 0 | 0 | 0 | 0 | 0
2016-01-10 13:00 | 0 | 0 | 0 | 0 | 0 | 291209.1912 | 0.21901 | 431531 | 0 | 0 | 0 | 0 | 294102.2064 | 0 | 0 | 0 | 0 | 0 | 0 | 0 | 1330104.0021 | 0 | 0 | 0 | 0 | 0 | 0 | 0 | 0 | 0 | 0 | -88743.1518 | 0 | 0 | 0 | 0 | 0 | 0 | 0 | 0 | 0 | -51578.438 | 0 | 0 | 0 | 0 | 0 | 0 | 0
2016-01-10 14:00 | 0 | 0 | 0 | 0 | 0 | 0 | 112269.2727 | 446224 | 0 | 0 | 0 | 0 | 205359.0546 | 0 | 0 | 0 | 0 | 0 | 0 | 0 | 1084892.4265 | 0 | 0 | 0 | 0 | 0 | 0 | 0 | 0 | 0 | 0 | -88743.1518 | 0 | 0 | 0 | 0 | 0 | 0 | 0 | 0 | 0 | -245211.5755 | 0 | 0 | 0 | 0 | 0 | 0 | 0
2016-01-10 15:00 | 0 | 0 | 0 | 0 | 0 | 185441.4986 | 384338.7013 | 454445 | 0 | 0 | 0 | 0 | 116615.9029 | 0 | 0 | 0 | 0 | 0 | 0 | 0 | 1288970.7783 | 0 | 0 | 0 | 0 | 0 | 0 | 0 | 0 | 0 | 0 | -88743.1518 | 0 | 0 | 0 | 0 | 0 | 0 | 0 | 0 | 0 | 204078.3518 | 0 | 0 | 0 | 0 | 0 | 0 | 0
2016-01-10 16:00 | 0 | 0 | 0 | 0 | 0 | 0 | 528961.4594 | 455969 | 0 | 0 | 0 | 0 | 205359.0546 | 0 | 0 | 0 | 0 | 0 | 0 | 0 | 1273220.0859 | 0 | 0 | 0 | 0 | 0 | 0 | 0 | 0 | 0 | 0 | 88743.1518 | 0 | 0 | 0 | 0 | 0 | 0 | 0 | 0 | 0 | -15750.6924 | 0 | 0 | 0 | 0 | 0 | 0 | 0
2016-01-10 17:00 | 0 | 0 | 0 | 0 | 0 | 160980.6144 | 562053.2318 | 455005 | 0 | 0 | 0 | 0 | 294102.2064 | 0 | 0 | 0 | 0 | 0 | 0 | 0 | 1452505.7803 | 0 | 0 | 0 | 0 | 0 | 0 | 0 | 0 | 0 | 0 | 88743.1518 | 0 | 0 | 0 | 0 | 0 | 0 | 0 | 0 | 0 | 179285.6944 | 0 | 0 | 0 | 0 | 0 | 0 | 0
2016-01-10 18:00 | 0 | 0 | 0 | 0 | 0 | 32783.472 | 549002.3809 | 450676 | 0 | 0 | 0 | 0 | 205359.0546 | 0 | 0 | 0 | 0 | 0 | 0 | 0 | 1672358.7851 | 0 | 0 | 0 | 0 | 0 | 0 | 0 | 0 | 0 | 0 | -88743.1518 | 0 | 0 | 0 | 0 | 0 | 0 | 0 | 0 | 0 | 219853.0047 | 0 | 0 | 0 | 0 | 0 | 0 | 0
2016-01-10 19:00 | 0 | 0 | 0 | 0 | 0 | 212230.2035 | 531889.7662 | 445348 | 0 | 0 | 0 | 0 | 294102.2064 | 0 | 0 | 0 | 0 | 0 | 0 | 0 | 1882387.603 | 0 | 0 | 0 | 0 | 0 | 0 | 0 | 0 | 0 | 0 | 88743.1518 | 0 | 0 | 0 | 0 | 0 | 0 | 0 | 0 | 0 | 210028.818 | 0 | 0 | 0 | 0 | 0 | 0 | 0
2016-01-10 20:00 | 0 | 0 | 0 | 0 | 0 | 0 | 531292.9591 | 441043 | 0 | 0 | 0 | 0 | 382845.3582 | 0 | 0 | 0 | 0 | 0 | 0 | 0 | 1883894.4103 | 0 | 0 | 0 | 0 | 0 | 0 | 0 | 0 | 0 | 0 | 88743.1518 | 0 | 0 | 0 | 0 | 0 | 0 | 0 | 0 | 0 | 1506.8073 | 0 | 0 | 0 | 0 | 0 | 0 | 0
2016-01-10 21:00 | 0 | 0 | 0 | 0 | 0 | 0 | 528502.2454 | 445970 | 0 | 0 | 0 | 0 | 294102.2064 | 0 | 0 | 0 | 0 | 0 | 0 | 0 | 2055169.8075 | 0 | 0 | 0 | 0 | 0 | 0 | 0 | 0 | 0 | 0 | -88743.1518 | 0 | 0 | 0 | 0 | 0 | 0 | 0 | 0 | 0 | 171275.3972 | 0 | 0 | 0 | 0 | 0 | 0 | 0
2016-01-10 22:00 | 0 | 0 | 0 | 0 | 0 | 0 | 444779.4997 | 462762 | 0 | 0 | 0 | 0 | 382845.3582 | 0 | 0 | 0 | 0 | 0 | 0 | 0 | 1948444.1554 | 0 | 0 | 0 | 0 | 0 | 0 | 0 | 0 | 0 | 0 | 88743.1518 | 0 | 0 | 0 | 0 | 0 | 0 | 0 | 0 | 0 | -106725.6521 | 0 | 0 | 0 | 0 | 0 | 0 | 0
2016-01-10 23:00 | 0 | 0 | 0 | 0 | 0 | 304580.2569 | 181979.4445 | 486387 | 0 | 0 | 0 | 0 | 294102.2064 | 0 | 0 | 0 | 0 | 0 | 0 | 0 | 2037360.0086 | 0 | 0 | 0 | 0 | 0 | 0 | 0 | 0 | 0 | 0 | -88743.1518 | 0 | 0 | 0 | 0 | 0 | 0 | 0 | 0 | 0 | 88915.8532 | 0 | 0 | 0 | 0 | 0 | 0 | 0
2016-01-11 | 0 | 0 | 0 | 0 | 0 | 363557.7522 | 2984.5378 | 499575 | 0 | 0 | 0 | 0 | 205359.0546 | 0 | 0 | 0 | 0 | 0 | 0 | 0 | 1993070.4504 | 0 | 0 | 0 | 0 | 0 | 0 | 0 | 0 | 0 | 0 | -88743.1518 | 0 | 0 | 0 | 0 | 0 | 0 | 0 | 0 | 0 | -44289.5582 | 0 | 0 | 0 | 0 | 0 | 0 | 0
2016-01-11 01:00 | 0 | 0 | 0 | 0 | 0 | 410779.6132 | 0 | 503763 | 0 | 0 | 0 | 0 | 294102.2064 | 0 | 0 | 0 | 0 | 0 | 0 | 0 | 1811343.9119 | 0 | 0 | 0 | 0 | 0 | 0 | 0 | 0 | 0 | 0 | 88743.1518 | 0 | 0 | 0 | 0 | 0 | 0 | 0 | 0 | 0 | -181726.5386 | 0 | 0 | 0 | 0 | 0 | 0 | 0
2016-01-11 02:00 | 0 | 0 | 0 | 0 | 0 | 131575.9658 | 0 | 499300 | 0 | 0 | 0 | 0 | 205359.0546 | 0 | 0 | 0 | 0 | 0 | 0 | 0 | 1532363.0294 | 0 | 0 | 0 | 0 | 0 | 0 | 0 | 0 | 0 | 0 | -88743.1518 | 0 | 0 | 0 | 0 | 0 | 0 | 0 | 0 | 0 | -278980.8824 | 0 | 0 | 0 | 0 | 0 | 0 | 0
2016-01-11 03:00 | 0 | 0 | 0 | 0 | 0 | 446920.5323 | 0 | 486290 | 0 | 0 | 0 | 0 | 294102.2064 | 0 | 0 | 0 | 0 | 0 | 0 | 0 | 1404250.4099 | 0 | 0 | 0 | 0 | 0 | 0 | 0 | 0 | 0 | 0 | 88743.1518 | 0 | 0 | 0 | 0 | 0 | 0 | 0 | 0 | 0 | -128112.6195 | 0 | 0 | 0 | 0 | 0 | 0 | 0
2016-01-11 04:00 | 0 | 0 | 0 | 0 | 0 | 456131.23 | 0 | 469026 | 0 | 0 | 0 | 0 | 382845.3582 | 0 | 0 | 0 | 0 | 0 | 0 | 0 | 1302612.4881 | 0 | 0 | 0 | 0 | 0 | 0 | 0 | 0 | 0 | 0 | 88743.1518 | 0 | 0 | 0 | 0 | 0 | 0 | 0 | 0 | 0 | -101637.9218 | 0 | 0 | 0 | 0 | 0 | 0 | 0
2016-01-11 05:00 | 0 | 0 | 0 | 0 | 0 | 465706.3175 | 0 | 454916 | 0 | 0 | 0 | 0 | 294102.2064 | 0 | 0 | 0 | 0 | 0 | 0 | 0 | 1402145.9574 | 0 | 0 | 0 | 0 | 0 | 0 | 0 | 0 | 0 | 0 | -88743.1518 | 0 | 0 | 0 | 0 | 0 | 0 | 0 | 0 | 0 | 99533.4693 | 0 | 0 | 0 | 0 | 0 | 0 | 0
2016-01-11 06:00 | 0 | 0 | 0 | 0 | 0 | 470718.8776 | 0 | 445035 | 0 | 0 | 0 | 0 | 294102.2064 | 0 | 0 | 0 | 0 | 0 | 0 | 0 | 1427829.8349 | 0 | 0 | 0 | 0 | 0 | 0 | 0 | 0 | 0 | 0 | 0 | 0 | 0 | 0 | 0 | 0 | 0 | 0 | 0 | 0 | 25683.8776 | 0 | 0 | 0 | 0 | 0 | 0 | 0
2016-01-11 07:00 | 0 | 0 | 0 | 0 | 0 | 471486.2606 | 0 | 440399 | 0 | 0 | 0 | 0 | 382845.3582 | 0 | 0 | 0 | 0 | 0 | 0 | 0 | 1370173.9438 | 0 | 0 | 0 | 0 | 0 | 0 | 0 | 0 | 0 | 0 | 88743.1518 | 0 | 0 | 0 | 0 | 0 | 0 | 0 | 0 | 0 | -57655.8912 | 0 | 0 | 0 | 0 | 0 | 0 | 0
2016-01-11 08:00 | 0 | 0 | 0 | 0 | 0 | 72902.9658 | 0 | 440627 | 0 | 0 | 0 | 0 | 294102.2064 | 0 | 0 | 0 | 0 | 0 | 0 | 0 | 1091193.0613 | 0 | 0 | 0 | 0 | 0 | 0 | 0 | 0 | 0 | 0 | -88743.1518 | 0 | 0 | 0 | 0 | 0 | 0 | 0 | 0 | 0 | -278980.8824 | 0 | 0 | 0 | 0 | 0 | 0 | 0
2016-01-11 09:00 | 0 | 0 | 0 | 0 | 0 | 450941.3976 | 0 | 447243 | 0 | 0 | 0 | 0 | 382845.3582 | 0 | 0 | 0 | 0 | 0 | 0 | 0 | 1006148.3071 | 0 | 0 | 0 | 0 | 0 | 0 | 0 | 0 | 0 | 0 | 88743.1518 | 0 | 0 | 0 | 0 | 0 | 0 | 0 | 0 | 0 | -85044.7542 | 0 | 0 | 0 | 0 | 0 | 0 | 0
2016-01-11 10:00 | 0 | 0 | 0 | 0 | 0 | 97666.9658 | 0 | 465391 | 0 | 0 | 0 | 0 | 294102.2064 | 0 | 0 | 0 | 0 | 0 | 0 | 0 | 727167.4247 | 0 | 0 | 0 | 0 | 0 | 0 | 0 | 0 | 0 | 0 | -88743.1518 | 0 | 0 | 0 | 0 | 0 | 0 | 0 | 0 | 0 | -278980.8824 | 0 | 0 | 0 | 0 | 0 | 0 | 0
2016-01-11 11:00 | 0 | 0 | 0 | 0 | 0 | 422742.492 | 0 | 503205 | 0 | 0 | 0 | 0 | 382845.3582 | 0 | 0 | 0 | 0 | 0 | 0 | 0 | 557961.7649 | 0 | 0 | 0 | 0 | 0 | 0 | 0 | 0 | 0 | 0 | 88743.1518 | 0 | 0 | 0 | 0 | 0 | 0 | 0 | 0 | 0 | -169205.6598 | 0 | 0 | 0 | 0 | 0 | 0 | 0
2016-01-11 12:00 | 0 | 0 | 0 | 0 | 0 | 169768.9658 | 0 | 537493 | 0 | 0 | 0 | 0 | 294102.2064 | 0 | 0 | 0 | 0 | 0 | 0 | 0 | 278980.8824 | 0 | 0 | 0 | 0 | 0 | 0 | 0 | 0 | 0 | 0 | -88743.1518 | 0 | 0 | 0 | 0 | 0 | 0 | 0 | 0 | 0 | -278980.8824 | 0 | 0 | 0 | 0 | 0 | 0 | 0
2016-01-11 13:00 | 0 | 0 | 0 | 0 | 0 | 180040.905 | 0.060777 | 547765 | 0 | 0 | 0 | 0 | 205359.0546 | 0 | 0 | 0 | 0 | 0 | 0 | 0 | 0 | 0 | 0 | 0 | 0 | 0 | 0 | 0 | 0 | 0 | 0 | -88743.1518 | 0 | 0 | 0 | 0 | 0 | 0 | 0 | 0 | 0 | -278980.8824 | 0 | 0 | 0 | 0 | 0 | 0 | 0
2016-01-11 14:00 | 0 | 0 | 0 | 0 | 0 | 355119.6294 | 99814.2188 | 543677 | 0 | 0 | 0 | 0 | 116615.9029 | 0 | 0 | 0 | 0 | 0 | 0 | 0 | 0 | 0 | 0 | 0 | 0 | 0 | 0 | 0 | 0 | 0 | 0 | -88743.1518 | 0 | 0 | 0 | 0 | 0 | 0 | 0 | 0 | 0 | 0 | 0 | 0 | 0 | 0 | 0 | 0 | 0
2016-01-11 15:00 | 0 | 0 | 0 | 0 | 0 | 0 | 504827.1766 | 535867 | 0 | 0 | 0 | 0 | 27872.7511 | 0 | 0 | 0 | 0 | 0 | 0 | 0 | 57703.3284 | 0 | 0 | 0 | 0 | 0 | 0 | 0 | 0 | 0 | 0 | -88743.1518 | 0 | 0 | 0 | 0 | 0 | 0 | 0 | 0 | 0 | 57703.3284 | 0 | 0 | 0 | 0 | 0 | 0 | 0
2016-01-11 16:00 | 0 | 0 | 0 | 0 | 0 | 125716.5973 | 649584.5341 | 524193 | 0 | 0 | 0 | 0 | 0 | 0 | 0 | 0 | 0 | 0 | 0 | 0 | 336684.2108 | 0 | 0 | 0 | 0 | 0 | 0 | 0 | 0 | 0 | 0 | -27872.7511 | 0 | 0 | 0 | 0 | 0 | 0 | 0 | 0 | 0 | 278980.8824 | 0 | 0 | 0 | 0 | 0 | 0 | 0
2016-01-11 17:00 | 0 | 0 | 0 | 0 | 0 | 0 | 643596.8776 | 511046 | 0 | 0 | 0 | 0 | 0 | 0 | 0 | 0 | 0 | 0 | 0 | 0 | 469235.0884 | 0 | 0 | 0 | 0 | 0 | 0 | 0 | 0 | 0 | 0 | 0 | 0 | 0 | 0 | 0 | 0 | 0 | 0 | 0 | 0 | 132550.8776 | 0 | 0 | 0 | 0 | 0 | 0 | 0
2016-01-11 18:00 | 0 | 0 | 0 | 0 | 0 | 255616.7967 | 613358.2375 | 501251 | 0 | 0 | 0 | 0 | 88743.1518 | 0 | 0 | 0 | 0 | 0 | 0 | 0 | 748215.9709 | 0 | 0 | 0 | 0 | 0 | 0 | 0 | 0 | 0 | 0 | 88743.1518 | 0 | 0 | 0 | 0 | 0 | 0 | 0 | 0 | 0 | 278980.8824 | 0 | 0 | 0 | 0 | 0 | 0 | 0
2016-01-11 19:00 | 0 | 0 | 0 | 0 | 0 | 0 | 602338.9774 | 492140 | 0 | 0 | 0 | 0 | 0 | 0 | 0 | 0 | 0 | 0 | 0 | 0 | 947158.1 | 0 | 0 | 0 | 0 | 0 | 0 | 0 | 0 | 0 | 0 | -88743.1518 | 0 | 0 | 0 | 0 | 0 | 0 | 0 | 0 | 0 | 198942.1292 | 0 | 0 | 0 | 0 | 0 | 0 | 0
2016-01-11 20:00 | 0 | 0 | 0 | 0 | 0 | 0 | 620711.5934 | 485928 | 0 | 0 | 0 | 0 | 0 | 0 | 0 | 0 | 0 | 0 | 0 | 0 | 1081941.6935 | 0 | 0 | 0 | 0 | 0 | 0 | 0 | 0 | 0 | 0 | 0 | 0 | 0 | 0 | 0 | 0 | 0 | 0 | 0 | 0 | 134783.5934 | 0 | 0 | 0 | 0 | 0 | 0 | 0
2016-01-11 21:00 | 0 | 0 | 0 | 0 | 0 | 206204.9362 | 650124.098 | 488605 | 0 | 0 | 0 | 0 | 88743.1518 | 0 | 0 | 0 | 0 | 0 | 0 | 0 | 1360922.5759 | 0 | 0 | 0 | 0 | 0 | 0 | 0 | 0 | 0 | 0 | 88743.1518 | 0 | 0 | 0 | 0 | 0 | 0 | 0 | 0 | 0 | 278980.8824 | 0 | 0 | 0 | 0 | 0 | 0 | 0
2016-01-11 22:00 | 0 | 0 | 0 | 0 | 0 | 109546.0211 | 587630.7095 | 506939 | 0 | 0 | 0 | 0 | 0 | 0 | 0 | 0 | 0 | 0 | 0 | 0 | 1639903.4584 | 0 | 0 | 0 | 0 | 0 | 0 | 0 | 0 | 0 | 0 | -88743.1518 | 0 | 0 | 0 | 0 | 0 | 0 | 0 | 0 | 0 | 278980.8824 | 0 | 0 | 0 | 0 | 0 | 0 | 0
2016-01-11 23:00 | 0 | 0 | 0 | 0 | 0 | 558773.2293 | 204716.8485 | 526379 | 0 | 0 | 0 | 0 | 0 | 0 | 0 | 0 | 0 | 0 | 0 | 0 | 1877014.5362 | 0 | 0 | 0 | 0 | 0 | 0 | 0 | 0 | 0 | 0 | 0 | 0 | 0 | 0 | 0 | 0 | 0 | 0 | 0 | 0 | 237111.0778 | 0 | 0 | 0 | 0 | 0 | 0 | 0
2016-01-12 | 0 | 0 | 0 | 0 | 0 | 560592.4919 | 2704.0083 | 542445 | 0 | 0 | 0 | 0 | 88743.1518 | 0 | 0 | 0 | 0 | 0 | 0 | 0 | 1809122.8846 | 0 | 0 | 0 | 0 | 0 | 0 | 0 | 0 | 0 | 0 | 88743.1518 | 0 | 0 | 0 | 0 | 0 | 0 | 0 | 0 | 0 | -67891.6516 | 0 | 0 | 0 | 0 | 0 | 0 | 0
2016-01-12 01:00 | 0 | 0 | 0 | 0 | 0 | 565060.5558 | 0 | 543639 | 0 | 0 | 0 | 0 | 0 | 0 | 0 | 0 | 0 | 0 | 0 | 0 | 1919287.5922 | 0 | 0 | 0 | 0 | 0 | 0 | 0 | 0 | 0 | 0 | -88743.1518 | 0 | 0 | 0 | 0 | 0 | 0 | 0 | 0 | 0 | 110164.7076 | 0 | 0 | 0 | 0 | 0 | 0 | 0
2016-01-12 02:00 | 0 | 0 | 0 | 0 | 0 | 344984.2694 | 0 | 535222 | 0 | 0 | 0 | 0 | 88743.1518 | 0 | 0 | 0 | 0 | 0 | 0 | 0 | 1640306.7097 | 0 | 0 | 0 | 0 | 0 | 0 | 0 | 0 | 0 | 0 | 88743.1518 | 0 | 0 | 0 | 0 | 0 | 0 | 0 | 0 | 0 | -278980.8824 | 0 | 0 | 0 | 0 | 0 | 0 | 0
2016-01-12 03:00 | 0 | 0 | 0 | 0 | 0 | 327530.2694 | 0 | 517768 | 0 | 0 | 0 | 0 | 177486.3036 | 0 | 0 | 0 | 0 | 0 | 0 | 0 | 1361325.8273 | 0 | 0 | 0 | 0 | 0 | 0 | 0 | 0 | 0 | 0 | 88743.1518 | 0 | 0 | 0 | 0 | 0 | 0 | 0 | 0 | 0 | -278980.8824 | 0 | 0 | 0 | 0 | 0 | 0 | 0
2016-01-12 04:00 | 0 | 0 | 0 | 0 | 0 | 665837.5337 | 0 | 493946 | 0 | 0 | 0 | 0 | 88743.1518 | 0 | 0 | 0 | 0 | 0 | 0 | 0 | 1621960.5128 | 0 | 0 | 0 | 0 | 0 | 0 | 0 | 0 | 0 | 0 | -88743.1518 | 0 | 0 | 0 | 0 | 0 | 0 | 0 | 0 | 0 | 260634.6855 | 0 | 0 | 0 | 0 | 0 | 0 | 0
2016-01-12 05:00 | 0 | 0 | 0 | 0 | 0 | 285870.2694 | 0 | 476108 | 0 | 0 | 0 | 0 | 177486.3036 | 0 | 0 | 0 | 0 | 0 | 0 | 0 | 1342979.6303 | 0 | 0 | 0 | 0 | 0 | 0 | 0 | 0 | 0 | 0 | 88743.1518 | 0 | 0 | 0 | 0 | 0 | 0 | 0 | 0 | 0 | -278980.8824 | 0 | 0 | 0 | 0 | 0 | 0 | 0
2016-01-12 06:00 | 0 | 0 | 0 | 0 | 0 | 653283.7306 | 0 | 463046 | 0 | 0 | 0 | 0 | 88743.1518 | 0 | 0 | 0 | 0 | 0 | 0 | 0 | 1621960.5128 | 0 | 0 | 0 | 0 | 0 | 0 | 0 | 0 | 0 | 0 | -88743.1518 | 0 | 0 | 0 | 0 | 0 | 0 | 0 | 0 | 0 | 278980.8824 | 0 | 0 | 0 | 0 | 0 | 0 | 0
2016-01-12 07:00 | 0 | 0 | 0 | 0 | 0 | 645145.7306 | 0 | 454908 | 0 | 0 | 0 | 0 | 0 | 0 | 0 | 0 | 0 | 0 | 0 | 0 | 1900941.3952 | 0 | 0 | 0 | 0 | 0 | 0 | 0 | 0 | 0 | 0 | -88743.1518 | 0 | 0 | 0 | 0 | 0 | 0 | 0 | 0 | 0 | 278980.8824 | 0 | 0 | 0 | 0 | 0 | 0 | 0
2016-01-12 08:00 | 0 | 0 | 0 | 0 | 0 | 261393.2694 | 0 | 451631 | 0 | 0 | 0 | 0 | 88743.1518 | 0 | 0 | 0 | 0 | 0 | 0 | 0 | 1621960.5128 | 0 | 0 | 0 | 0 | 0 | 0 | 0 | 0 | 0 | 0 | 88743.1518 | 0 | 0 | 0 | 0 | 0 | 0 | 0 | 0 | 0 | -278980.8824 | 0 | 0 | 0 | 0 | 0 | 0 | 0
2016-01-12 09:00 | 0 | 0 | 0 | 0 | 0 | 639415.8367 | 0 | 454626 | 0 | 0 | 0 | 0 | 177486.3036 | 0 | 0 | 0 | 0 | 0 | 0 | 0 | 1718007.1976 | 0 | 0 | 0 | 0 | 0 | 0 | 0 | 0 | 0 | 0 | 88743.1518 | 0 | 0 | 0 | 0 | 0 | 0 | 0 | 0 | 0 | 96046.6849 | 0 | 0 | 0 | 0 | 0 | 0 | 0
2016-01-12 10:00 | 0 | 0 | 0 | 0 | 0 | 612956.2063 | 0 | 468323 | 0 | 0 | 0 | 0 | 88743.1518 | 0 | 0 | 0 | 0 | 0 | 0 | 0 | 1951383.5557 | 0 | 0 | 0 | 0 | 0 | 0 | 0 | 0 | 0 | 0 | -88743.1518 | 0 | 0 | 0 | 0 | 0 | 0 | 0 | 0 | 0 | 233376.3581 | 0 | 0 | 0 | 0 | 0 | 0 | 0
2016-01-12 11:00 | 0 | 0 | 0 | 0 | 0 | 133486.9658 | 0 | 501211 | 0 | 0 | 0 | 0 | 0 | 0 | 0 | 0 | 0 | 0 | 0 | 0 | 1672402.6733 | 0 | 0 | 0 | 0 | 0 | 0 | 0 | 0 | 0 | 0 | -88743.1518 | 0 | 0 | 0 | 0 | 0 | 0 | 0 | 0 | 0 | -278980.8824 | 0 | 0 | 0 | 0 | 0 | 0 | 0
2016-01-12 12:00 | 0 | 0 | 0 | 0 | 0 | 525478.5789 | 0 | 532066 | 0 | 0 | 0 | 0 | 88743.1518 | 0 | 0 | 0 | 0 | 0 | 0 | 0 | 1577072.1004 | 0 | 0 | 0 | 0 | 0 | 0 | 0 | 0 | 0 | 0 | 88743.1518 | 0 | 0 | 0 | 0 | 0 | 0 | 0 | 0 | 0 | -95330.5729 | 0 | 0 | 0 | 0 | 0 | 0 | 0
2016-01-12 13:00 | 0 | 0 | 0 | 0 | 0 | 171508.2825 | 0.68321 | 539233 | 0 | 0 | 0 | 0 | 0 | 0 | 0 | 0 | 0 | 0 | 0 | 0 | 1298091.2179 | 0 | 0 | 0 | 0 | 0 | 0 | 0 | 0 | 0 | 0 | -88743.1518 | 0 | 0 | 0 | 0 | 0 | 0 | 0 | 0 | 0 | -278980.8824 | 0 | 0 | 0 | 0 | 0 | 0 | 0
2016-01-12 14:00 | 0 | 0 | 0 | 0 | 0 | 374596.6122 | 135472.5865 | 532105 | 0 | 0 | 0 | 0 | 88743.1518 | 0 | 0 | 0 | 0 | 0 | 0 | 0 | 1187312.2649 | 0 | 0 | 0 | 0 | 0 | 0 | 0 | 0 | 0 | 0 | 88743.1518 | 0 | 0 | 0 | 0 | 0 | 0 | 0 | 0 | 0 | -110778.9531 | 0 | 0 | 0 | 0 | 0 | 0 | 0
2016-01-12 15:00 | 0 | 0 | 0 | 0 | 0 | 271724.7354 | 580464.1916 | 521670 | 0 | 0 | 0 | 0 | 177486.3036 | 0 | 0 | 0 | 0 | 0 | 0 | 0 | 1429088.0401 | 0 | 0 | 0 | 0 | 0 | 0 | 0 | 0 | 0 | 0 | 88743.1518 | 0 | 0 | 0 | 0 | 0 | 0 | 0 | 0 | 0 | 241775.7753 | 0 | 0 | 0 | 0 | 0 | 0 | 0
2016-01-12 16:00 | 0 | 0 | 0 | 0 | 0 | 0 | 688936.8388 | 510052 | 0 | 0 | 0 | 0 | 266229.4554 | 0 | 0 | 0 | 0 | 0 | 0 | 0 | 1519229.7272 | 0 | 0 | 0 | 0 | 0 | 0 | 0 | 0 | 0 | 0 | 88743.1518 | 0 | 0 | 0 | 0 | 0 | 0 | 0 | 0 | 0 | 90141.687 | 0 | 0 | 0 | 0 | 0 | 0 | 0
2016-01-12 17:00 | 0 | 0 | 0 | 0 | 0 | 0 | 671227.5794 | 498062 | 0 | 0 | 0 | 0 | 177486.3036 | 0 | 0 | 0 | 0 | 0 | 0 | 0 | 1781138.4584 | 0 | 0 | 0 | 0 | 0 | 0 | 0 | 0 | 0 | 0 | -88743.1518 | 0 | 0 | 0 | 0 | 0 | 0 | 0 | 0 | 0 | 261908.7312 | 0 | 0 | 0 | 0 | 0 | 0 | 0
2016-01-12 18:00 | 0 | 0 | 0 | 0 | 0 | 163920.633 | 631494.0005 | 488561 | 0 | 0 | 0 | 0 | 205359.0546 | 0 | 0 | 0 | 0 | 0 | 0 | 0 | 2060119.3408 | 0 | 0 | 0 | 0 | 0 | 0 | 0 | 0 | 0 | 0 | 27872.7511 | 0 | 0 | 0 | 0 | 0 | 0 | 0 | 0 | 0 | 278980.8824 | 0 | 0 | 0 | 0 | 0 | 0 | 0
2016-01-12 19:00 | 0 | 0 | 0 | 0 | 0 | 41123.5167 | 613618.9119 | 480756 | 0 | 0 | 0 | 0 | 116615.9029 | 0 | 0 | 0 | 0 | 0 | 0 | 0 | 2322848.9212 | 0 | 0 | 0 | 0 | 0 | 0 | 0 | 0 | 0 | 0 | -88743.1518 | 0 | 0 | 0 | 0 | 0 | 0 | 0 | 0 | 0 | 262729.5804 | 0 | 0 | 0 | 0 | 0 | 0 | 0
2016-01-12 20:00 | 0 | 0 | 0 | 0 | 0 | 213296.1759 | 628855.8584 | 474428 | 0 | 0 | 0 | 0 | 205359.0546 | 0 | 0 | 0 | 0 | 0 | 0 | 0 | 2601829.8037 | 0 | 0 | 0 | 0 | 0 | 0 | 0 | 0 | 0 | 0 | 88743.1518 | 0 | 0 | 0 | 0 | 0 | 0 | 0 | 0 | 0 | 278980.8824 | 0 | 0 | 0 | 0 | 0 | 0 | 0
2016-01-12 21:00 | 0 | 0 | 0 | 0 | 0 | 0 | 657740.9617 | 476053 | 0 | 0 | 0 | 0 | 294102.2064 | 0 | 0 | 0 | 0 | 0 | 0 | 0 | 2694774.6136 | 0 | 0 | 0 | 0 | 0 | 0 | 0 | 0 | 0 | 0 | 88743.1518 | 0 | 0 | 0 | 0 | 0 | 0 | 0 | 0 | 0 | 92944.8099 | 0 | 0 | 0 | 0 | 0 | 0 | 0
2016-01-12 22:00 | 0 | 0 | 0 | 0 | 0 | 0 | 601994.2457 | 492115 | 0 | 0 | 0 | 0 | 205359.0546 | 0 | 0 | 0 | 0 | 0 | 0 | 0 | 2893397.0111 | 0 | 0 | 0 | 0 | 0 | 0 | 0 | 0 | 0 | 0 | -88743.1518 | 0 | 0 | 0 | 0 | 0 | 0 | 0 | 0 | 0 | 198622.3975 | 0 | 0 | 0 | 0 | 0 | 0 | 0
2016-01-12 23:00 | 0 | 0 | 0 | 0 | 0 | 300646.4227 | 215500.3841 | 513200 | 0 | 0 | 0 | 0 | 116615.9029 | 0 | 0 | 0 | 0 | 0 | 0 | 0 | 2985086.9698 | 0 | 0 | 0 | 0 | 0 | 0 | 0 | 0 | 0 | 0 | -88743.1518 | 0 | 0 | 0 | 0 | 0 | 0 | 0 | 0 | 0 | 91689.9586 | 0 | 0 | 0 | 0 | 0 | 0 | 0
2016-01-13 | 0 | 0 | 0 | 0 | 0 | 367171.4416 | 3529.0886 | 524891 | 0 | 0 | 0 | 0 | 205359.0546 | 0 | 0 | 0 | 0 | 0 | 0 | 0 | 2742153.3482 | 0 | 0 | 0 | 0 | 0 | 0 | 0 | 0 | 0 | 0 | 88743.1518 | 0 | 0 | 0 | 0 | 0 | 0 | 0 | 0 | 0 | -242933.6216 | 0 | 0 | 0 | 0 | 0 | 0 | 0
2016-01-13 01:00 | 0 | 0 | 0 | 0 | 0 | 452092.2659 | 0 | 526072 | 0 | 0 | 0 | 0 | 294102.2064 | 0 | 0 | 0 | 0 | 0 | 0 | 0 | 2579430.4623 | 0 | 0 | 0 | 0 | 0 | 0 | 0 | 0 | 0 | 0 | 88743.1518 | 0 | 0 | 0 | 0 | 0 | 0 | 0 | 0 | 0 | -162722.8859 | 0 | 0 | 0 | 0 | 0 | 0 | 0
2016-01-13 02:00 | 0 | 0 | 0 | 0 | 0 | 522199.6527 | 0 | 519458 | 0 | 0 | 0 | 0 | 205359.0546 | 0 | 0 | 0 | 0 | 0 | 0 | 0 | 2670915.2668 | 0 | 0 | 0 | 0 | 0 | 0 | 0 | 0 | 0 | 0 | -88743.1518 | 0 | 0 | 0 | 0 | 0 | 0 | 0 | 0 | 0 | 91484.8045 | 0 | 0 | 0 | 0 | 0 | 0 | 0
2016-01-13 03:00 | 0 | 0 | 0 | 0 | 0 | 313611.2694 | 0 | 503849 | 0 | 0 | 0 | 0 | 294102.2064 | 0 | 0 | 0 | 0 | 0 | 0 | 0 | 2391934.3844 | 0 | 0 | 0 | 0 | 0 | 0 | 0 | 0 | 0 | 0 | 88743.1518 | 0 | 0 | 0 | 0 | 0 | 0 | 0 | 0 | 0 | -278980.8824 | 0 | 0 | 0 | 0 | 0 | 0 | 0
2016-01-13 04:00 | 0 | 0 | 0 | 0 | 0 | 618823.0479 | 0 | 483469 | 0 | 0 | 0 | 0 | 382845.3582 | 0 | 0 | 0 | 0 | 0 | 0 | 0 | 2438545.2805 | 0 | 0 | 0 | 0 | 0 | 0 | 0 | 0 | 0 | 0 | 88743.1518 | 0 | 0 | 0 | 0 | 0 | 0 | 0 | 0 | 0 | 46610.8961 | 0 | 0 | 0 | 0 | 0 | 0 | 0
2016-01-13 05:00 | 0 | 0 | 0 | 0 | 0 | 621957.8734 | 0 | 465481 | 0 | 0 | 0 | 0 | 294102.2064 | 0 | 0 | 0 | 0 | 0 | 0 | 0 | 2683765.3057 | 0 | 0 | 0 | 0 | 0 | 0 | 0 | 0 | 0 | 0 | -88743.1518 | 0 | 0 | 0 | 0 | 0 | 0 | 0 | 0 | 0 | 245220.0252 | 0 | 0 | 0 | 0 | 0 | 0 | 0
2016-01-13 06:00 | 0 | 0 | 0 | 0 | 0 | 264685.2694 | 0 | 454923 | 0 | 0 | 0 | 0 | 382845.3582 | 0 | 0 | 0 | 0 | 0 | 0 | 0 | 2404784.4232 | 0 | 0 | 0 | 0 | 0 | 0 | 0 | 0 | 0 | 0 | 88743.1518 | 0 | 0 | 0 | 0 | 0 | 0 | 0 | 0 | 0 | -278980.8824 | 0 | 0 | 0 | 0 | 0 | 0 | 0
2016-01-13 07:00 | 0 | 0 | 0 | 0 | 0 | 614571.6174 | 0 | 448875 | 0 | 0 | 0 | 0 | 294102.2064 | 0 | 0 | 0 | 0 | 0 | 0 | 0 | 2659224.1924 | 0 | 0 | 0 | 0 | 0 | 0 | 0 | 0 | 0 | 0 | -88743.1518 | 0 | 0 | 0 | 0 | 0 | 0 | 0 | 0 | 0 | 254439.7692 | 0 | 0 | 0 | 0 | 0 | 0 | 0
2016-01-13 08:00 | 0 | 0 | 0 | 0 | 0 | 79704.9658 | 0 | 447429 | 0 | 0 | 0 | 0 | 205359.0546 | 0 | 0 | 0 | 0 | 0 | 0 | 0 | 2380243.31 | 0 | 0 | 0 | 0 | 0 | 0 | 0 | 0 | 0 | 0 | -88743.1518 | 0 | 0 | 0 | 0 | 0 | 0 | 0 | 0 | 0 | -278980.8824 | 0 | 0 | 0 | 0 | 0 | 0 | 0
2016-01-13 09:00 | 0 | 0 | 0 | 0 | 0 | 261970.2694 | 0 | 452208 | 0 | 0 | 0 | 0 | 294102.2064 | 0 | 0 | 0 | 0 | 0 | 0 | 0 | 2101262.4275 | 0 | 0 | 0 | 0 | 0 | 0 | 0 | 0 | 0 | 0 | 88743.1518 | 0 | 0 | 0 | 0 | 0 | 0 | 0 | 0 | 0 | -278980.8824 | 0 | 0 | 0 | 0 | 0 | 0 | 0
2016-01-13 10:00 | 0 | 0 | 0 | 0 | 0 | 590593.6993 | 0 | 469687 | 0 | 0 | 0 | 0 | 205359.0546 | 0 | 0 | 0 | 0 | 0 | 0 | 0 | 2310912.2786 | 0 | 0 | 0 | 0 | 0 | 0 | 0 | 0 | 0 | 0 | -88743.1518 | 0 | 0 | 0 | 0 | 0 | 0 | 0 | 0 | 0 | 209649.8511 | 0 | 0 | 0 | 0 | 0 | 0 | 0
2016-01-13 11:00 | 0 | 0 | 0 | 0 | 0 | 137666.9658 | 0 | 505391 | 0 | 0 | 0 | 0 | 116615.9029 | 0 | 0 | 0 | 0 | 0 | 0 | 0 | 2031931.3962 | 0 | 0 | 0 | 0 | 0 | 0 | 0 | 0 | 0 | 0 | -88743.1518 | 0 | 0 | 0 | 0 | 0 | 0 | 0 | 0 | 0 | -278980.8824 | 0 | 0 | 0 | 0 | 0 | 0 | 0
2016-01-13 12:00 | 0 | 0 | 0 | 0 | 0 | 346908.2694 | 0 | 537146 | 0 | 0 | 0 | 0 | 205359.0546 | 0 | 0 | 0 | 0 | 0 | 0 | 0 | 1752950.5138 | 0 | 0 | 0 | 0 | 0 | 0 | 0 | 0 | 0 | 0 | 88743.1518 | 0 | 0 | 0 | 0 | 0 | 0 | 0 | 0 | 0 | -278980.8824 | 0 | 0 | 0 | 0 | 0 | 0 | 0
2016-01-13 13:00 | 0 | 0 | 0 | 0 | 0 | 548412.5854 | 1.2365 | 545012 | 0 | 0 | 0 | 0 | 116615.9029 | 0 | 0 | 0 | 0 | 0 | 0 | 0 | 1845095.4875 | 0 | 0 | 0 | 0 | 0 | 0 | 0 | 0 | 0 | 0 | -88743.1518 | 0 | 0 | 0 | 0 | 0 | 0 | 0 | 0 | 0 | 92144.9737 | 0 | 0 | 0 | 0 | 0 | 0 | 0
2016-01-13 14:00 | 0 | 0 | 0 | 0 | 0 | 450217.0409 | 58334.8819 | 537234 | 0 | 0 | 0 | 0 | 205359.0546 | 0 | 0 | 0 | 0 | 0 | 0 | 0 | 1727670.2585 | 0 | 0 | 0 | 0 | 0 | 0 | 0 | 0 | 0 | 0 | 88743.1518 | 0 | 0 | 0 | 0 | 0 | 0 | 0 | 0 | 0 | -117425.229 | 0 | 0 | 0 | 0 | 0 | 0 | 0
2016-01-13 15:00 | 0 | 0 | 0 | 0 | 0 | 207004.5193 | 508852.2113 | 525619 | 0 | 0 | 0 | 0 | 116615.9029 | 0 | 0 | 0 | 0 | 0 | 0 | 0 | 2006651.141 | 0 | 0 | 0 | 0 | 0 | 0 | 0 | 0 | 0 | 0 | -88743.1518 | 0 | 0 | 0 | 0 | 0 | 0 | 0 | 0 | 0 | 278980.8824 | 0 | 0 | 0 | 0 | 0 | 0 | 0
2016-01-13 16:00 | 0 | 0 | 0 | 0 | 0 | 200288.1532 | 608707.5235 | 512003 | 0 | 0 | 0 | 0 | 205359.0546 | 0 | 0 | 0 | 0 | 0 | 0 | 0 | 2214900.6659 | 0 | 0 | 0 | 0 | 0 | 0 | 0 | 0 | 0 | 0 | 88743.1518 | 0 | 0 | 0 | 0 | 0 | 0 | 0 | 0 | 0 | 208249.5249 | 0 | 0 | 0 | 0 | 0 | 0 | 0
2016-01-13 17:00 | 0 | 0 | 0 | 0 | 0 | 0 | 609400.1609 | 498883 | 0 | 0 | 0 | 0 | 116615.9029 | 0 | 0 | 0 | 0 | 0 | 0 | 0 | 2414160.9786 | 0 | 0 | 0 | 0 | 0 | 0 | 0 | 0 | 0 | 0 | -88743.1518 | 0 | 0 | 0 | 0 | 0 | 0 | 0 | 0 | 0 | 199260.3127 | 0 | 0 | 0 | 0 | 0 | 0 | 0
2016-01-13 18:00 | 0 | 0 | 0 | 0 | 0 | 180273.8768 | 586448.0056 | 487741 | 0 | 0 | 0 | 0 | 116615.9029 | 0 | 0 | 0 | 0 | 0 | 0 | 0 | 2693141.861 | 0 | 0 | 0 | 0 | 0 | 0 | 0 | 0 | 0 | 0 | 0 | 0 | 0 | 0 | 0 | 0 | 0 | 0 | 0 | 0 | 278980.8824 | 0 | 0 | 0 | 0 | 0 | 0 | 0
2016-01-13 19:00 | 0 | 0 | 0 | 0 | 0 | 254996.2683 | 573192.3666 | 480098 | 0 | 0 | 0 | 0 | 205359.0546 | 0 | 0 | 0 | 0 | 0 | 0 | 0 | 2952489.3441 | 0 | 0 | 0 | 0 | 0 | 0 | 0 | 0 | 0 | 0 | 88743.1518 | 0 | 0 | 0 | 0 | 0 | 0 | 0 | 0 | 0 | 259347.4831 | 0 | 0 | 0 | 0 | 0 | 0 | 0
2016-01-13 20:00 | 0 | 0 | 0 | 0 | 0 | 255508.25 | 587929.7843 | 475714 | 0 | 0 | 0 | 0 | 294102.2064 | 0 | 0 | 0 | 0 | 0 | 0 | 0 | 3231470.2266 | 0 | 0 | 0 | 0 | 0 | 0 | 0 | 0 | 0 | 0 | 88743.1518 | 0 | 0 | 0 | 0 | 0 | 0 | 0 | 0 | 0 | 278980.8824 | 0 | 0 | 0 | 0 | 0 | 0 | 0
2016-01-13 21:00 | 0 | 0 | 0 | 0 | 0 | 67647.6593 | 601676.0714 | 479086 | 0 | 0 | 0 | 0 | 205359.0546 | 0 | 0 | 0 | 0 | 0 | 0 | 0 | 3510451.109 | 0 | 0 | 0 | 0 | 0 | 0 | 0 | 0 | 0 | 0 | -88743.1518 | 0 | 0 | 0 | 0 | 0 | 0 | 0 | 0 | 0 | 278980.8824 | 0 | 0 | 0 | 0 | 0 | 0 | 0
2016-01-13 22:00 | 0 | 0 | 0 | 0 | 0 | 0 | 517662.6842 | 495539 | 0 | 0 | 0 | 0 | 294102.2064 | 0 | 0 | 0 | 0 | 0 | 0 | 0 | 3443831.6414 | 0 | 0 | 0 | 0 | 0 | 0 | 0 | 0 | 0 | 0 | 88743.1518 | 0 | 0 | 0 | 0 | 0 | 0 | 0 | 0 | 0 | -66619.4676 | 0 | 0 | 0 | 0 | 0 | 0 | 0
2016-01-13 23:00 | 0 | 0 | 0 | 0 | 0 | 482631.9399 | 182652.7895 | 515312 | 0 | 0 | 0 | 0 | 205359.0546 | 0 | 0 | 0 | 0 | 0 | 0 | 0 | 3682547.5225 | 0 | 0 | 0 | 0 | 0 | 0 | 0 | 0 | 0 | 0 | -88743.1518 | 0 | 0 | 0 | 0 | 0 | 0 | 0 | 0 | 0 | 238715.8811 | 0 | 0 | 0 | 0 | 0 | 0 | 0
2016-01-14 | 0 | 0 | 0 | 0 | 0 | 552715.4568 | 4067.8278 | 525731 | 0 | 0 | 0 | 0 | 294102.2064 | 0 | 0 | 0 | 0 | 0 | 0 | 0 | 3624856.6553 | 0 | 0 | 0 | 0 | 0 | 0 | 0 | 0 | 0 | 0 | 88743.1518 | 0 | 0 | 0 | 0 | 0 | 0 | 0 | 0 | 0 | -57690.8672 | 0 | 0 | 0 | 0 | 0 | 0 | 0
2016-01-14 01:00 | 0 | 0 | 0 | 0 | 0 | 596452.42 | 0 | 525788 | 0 | 0 | 0 | 0 | 382845.3582 | 0 | 0 | 0 | 0 | 0 | 0 | 0 | 3606777.9235 | 0 | 0 | 0 | 0 | 0 | 0 | 0 | 0 | 0 | 0 | 88743.1518 | 0 | 0 | 0 | 0 | 0 | 0 | 0 | 0 | 0 | -18078.7318 | 0 | 0 | 0 | 0 | 0 | 0 | 0
2016-01-14 02:00 | 0 | 0 | 0 | 0 | 0 | 625023.6561 | 0 | 518221 | 0 | 0 | 0 | 0 | 294102.2064 | 0 | 0 | 0 | 0 | 0 | 0 | 0 | 3802323.7314 | 0 | 0 | 0 | 0 | 0 | 0 | 0 | 0 | 0 | 0 | -88743.1518 | 0 | 0 | 0 | 0 | 0 | 0 | 0 | 0 | 0 | 195545.8079 | 0 | 0 | 0 | 0 | 0 | 0 | 0
2016-01-14 03:00 | 0 | 0 | 0 | 0 | 0 | 308847.2694 | 0 | 499085 | 0 | 0 | 0 | 0 | 382845.3582 | 0 | 0 | 0 | 0 | 0 | 0 | 0 | 3523342.849 | 0 | 0 | 0 | 0 | 0 | 0 | 0 | 0 | 0 | 0 | 88743.1518 | 0 | 0 | 0 | 0 | 0 | 0 | 0 | 0 | 0 | -278980.8824 | 0 | 0 | 0 | 0 | 0 | 0 | 0
2016-01-14 04:00 | 0 | 0 | 0 | 0 | 0 | 108334.9658 | 0 | 476059 | 0 | 0 | 0 | 0 | 294102.2064 | 0 | 0 | 0 | 0 | 0 | 0 | 0 | 3244361.9665 | 0 | 0 | 0 | 0 | 0 | 0 | 0 | 0 | 0 | 0 | -88743.1518 | 0 | 0 | 0 | 0 | 0 | 0 | 0 | 0 | 0 | -278980.8824 | 0 | 0 | 0 | 0 | 0 | 0 | 0
2016-01-14 05:00 | 0 | 0 | 0 | 0 | 0 | 646204.7306 | 0 | 455967 | 0 | 0 | 0 | 0 | 205359.0546 | 0 | 0 | 0 | 0 | 0 | 0 | 0 | 3523342.849 | 0 | 0 | 0 | 0 | 0 | 0 | 0 | 0 | 0 | 0 | -88743.1518 | 0 | 0 | 0 | 0 | 0 | 0 | 0 | 0 | 0 | 278980.8824 | 0 | 0 | 0 | 0 | 0 | 0 | 0
2016-01-14 06:00 | 0 | 0 | 0 | 0 | 0 | 711674.7164 | 0 | 443426 | 0 | 0 | 0 | 0 | 294102.2064 | 0 | 0 | 0 | 0 | 0 | 0 | 0 | 3702848.4135 | 0 | 0 | 0 | 0 | 0 | 0 | 0 | 0 | 0 | 0 | 88743.1518 | 0 | 0 | 0 | 0 | 0 | 0 | 0 | 0 | 0 | 179505.5646 | 0 | 0 | 0 | 0 | 0 | 0 | 0
2016-01-14 07:00 | 0 | 0 | 0 | 0 | 0 | 244387.2694 | 0 | 434625 | 0 | 0 | 0 | 0 | 382845.3582 | 0 | 0 | 0 | 0 | 0 | 0 | 0 | 3423867.5311 | 0 | 0 | 0 | 0 | 0 | 0 | 0 | 0 | 0 | 0 | 88743.1518 | 0 | 0 | 0 | 0 | 0 | 0 | 0 | 0 | 0 | -278980.8824 | 0 | 0 | 0 | 0 | 0 | 0 | 0
2016-01-14 08:00 | 0 | 0 | 0 | 0 | 0 | 62598.9658 | 0 | 430323 | 0 | 0 | 0 | 0 | 294102.2064 | 0 | 0 | 0 | 0 | 0 | 0 | 0 | 3144886.6486 | 0 | 0 | 0 | 0 | 0 | 0 | 0 | 0 | 0 | 0 | -88743.1518 | 0 | 0 | 0 | 0 | 0 | 0 | 0 | 0 | 0 | -278980.8824 | 0 | 0 | 0 | 0 | 0 | 0 | 0
2016-01-14 09:00 | 0 | 0 | 0 | 0 | 0 | 669637.1181 | 0 | 433882 | 0 | 0 | 0 | 0 | 382845.3582 | 0 | 0 | 0 | 0 | 0 | 0 | 0 | 3291898.615 | 0 | 0 | 0 | 0 | 0 | 0 | 0 | 0 | 0 | 0 | 88743.1518 | 0 | 0 | 0 | 0 | 0 | 0 | 0 | 0 | 0 | 147011.9663 | 0 | 0 | 0 | 0 | 0 | 0 | 0
2016-01-14 10:00 | 0 | 0 | 0 | 0 | 0 | 639285.7306 | 0 | 449048 | 0 | 0 | 0 | 0 | 294102.2064 | 0 | 0 | 0 | 0 | 0 | 0 | 0 | 3570879.4974 | 0 | 0 | 0 | 0 | 0 | 0 | 0 | 0 | 0 | 0 | -88743.1518 | 0 | 0 | 0 | 0 | 0 | 0 | 0 | 0 | 0 | 278980.8824 | 0 | 0 | 0 | 0 | 0 | 0 | 0
2016-01-14 11:00 | 0 | 0 | 0 | 0 | 0 | 114953.9658 | 0 | 482678 | 0 | 0 | 0 | 0 | 205359.0546 | 0 | 0 | 0 | 0 | 0 | 0 | 0 | 3291898.615 | 0 | 0 | 0 | 0 | 0 | 0 | 0 | 0 | 0 | 0 | -88743.1518 | 0 | 0 | 0 | 0 | 0 | 0 | 0 | 0 | 0 | -278980.8824 | 0 | 0 | 0 | 0 | 0 | 0 | 0
2016-01-14 12:00 | 0 | 0 | 0 | 0 | 0 | 638898.4407 | 0 | 511825 | 0 | 0 | 0 | 0 | 116615.9029 | 0 | 0 | 0 | 0 | 0 | 0 | 0 | 3507715.2075 | 0 | 0 | 0 | 0 | 0 | 0 | 0 | 0 | 0 | 0 | -88743.1518 | 0 | 0 | 0 | 0 | 0 | 0 | 0 | 0 | 0 | 215816.5925 | 0 | 0 | 0 | 0 | 0 | 0 | 0
2016-01-14 13:00 | 0 | 0 | 0 | 0 | 0 | 636253.3753 | 0 | 518934 | 0 | 0 | 0 | 0 | 205359.0546 | 0 | 0 | 0 | 0 | 0 | 0 | 0 | 3536291.431 | 0 | 0 | 0 | 0 | 0 | 0 | 0 | 0 | 0 | 0 | 88743.1518 | 0 | 0 | 0 | 0 | 0 | 0 | 0 | 0 | 0 | 28576.2235 | 0 | 0 | 0 | 0 | 0 | 0 | 0
2016-01-14 14:00 | 0 | 0 | 0 | 0 | 0 | 561889.7623 | 136778.5822 | 511165 | 0 | 0 | 0 | 0 | 294102.2064 | 0 | 0 | 0 | 0 | 0 | 0 | 0 | 3635051.6237 | 0 | 0 | 0 | 0 | 0 | 0 | 0 | 0 | 0 | 0 | 88743.1518 | 0 | 0 | 0 | 0 | 0 | 0 | 0 | 0 | 0 | 98760.1927 | 0 | 0 | 0 | 0 | 0 | 0 | 0
2016-01-14 15:00 | 0 | 0 | 0 | 0 | 0 | 185029.7296 | 504982.001 | 499774 | 0 | 0 | 0 | 0 | 205359.0546 | 0 | 0 | 0 | 0 | 0 | 0 | 0 | 3914032.5062 | 0 | 0 | 0 | 0 | 0 | 0 | 0 | 0 | 0 | 0 | -88743.1518 | 0 | 0 | 0 | 0 | 0 | 0 | 0 | 0 | 0 | 278980.8824 | 0 | 0 | 0 | 0 | 0 | 0 | 0
2016-01-14 16:00 | 0 | 0 | 0 | 0 | 0 | 0 | 614514.1253 | 485758 | 0 | 0 | 0 | 0 | 116615.9029 | 0 | 0 | 0 | 0 | 0 | 0 | 0 | 4131531.7832 | 0 | 0 | 0 | 0 | 0 | 0 | 0 | 0 | 0 | 0 | -88743.1518 | 0 | 0 | 0 | 0 | 0 | 0 | 0 | 0 | 0 | 217499.2771 | 0 | 0 | 0 | 0 | 0 | 0 | 0
2016-01-14 17:00 | 0 | 0 | 0 | 0 | 0 | 206115.8449 | 633316.1894 | 471708 | 0 | 0 | 0 | 0 | 205359.0546 | 0 | 0 | 0 | 0 | 0 | 0 | 0 | 4410512.6657 | 0 | 0 | 0 | 0 | 0 | 0 | 0 | 0 | 0 | 0 | 88743.1518 | 0 | 0 | 0 | 0 | 0 | 0 | 0 | 0 | 0 | 278980.8824 | 0 | 0 | 0 | 0 | 0 | 0 | 0
2016-01-14 18:00 | 0 | 0 | 0 | 0 | 0 | 220614.1282 | 609106.906 | 461997 | 0 | 0 | 0 | 0 | 294102.2064 | 0 | 0 | 0 | 0 | 0 | 0 | 0 | 4689493.5481 | 0 | 0 | 0 | 0 | 0 | 0 | 0 | 0 | 0 | 0 | 88743.1518 | 0 | 0 | 0 | 0 | 0 | 0 | 0 | 0 | 0 | 278980.8824 | 0 | 0 | 0 | 0 | 0 | 0 | 0
2016-01-14 19:00 | 0 | 0 | 0 | 0 | 0 | 55622.9394 | 588741.7912 | 454127 | 0 | 0 | 0 | 0 | 205359.0546 | 0 | 0 | 0 | 0 | 0 | 0 | 0 | 4968474.4306 | 0 | 0 | 0 | 0 | 0 | 0 | 0 | 0 | 0 | 0 | -88743.1518 | 0 | 0 | 0 | 0 | 0 | 0 | 0 | 0 | 0 | 278980.8824 | 0 | 0 | 0 | 0 | 0 | 0 | 0
2016-01-14 20:00 | 0 | 0 | 0 | 0 | 0 | 220563.5153 | 596852.519 | 449692 | 0 | 0 | 0 | 0 | 294102.2064 | 0 | 0 | 0 | 0 | 0 | 0 | 0 | 5247455.313 | 0 | 0 | 0 | 0 | 0 | 0 | 0 | 0 | 0 | 0 | 88743.1518 | 0 | 0 | 0 | 0 | 0 | 0 | 0 | 0 | 0 | 278980.8824 | 0 | 0 | 0 | 0 | 0 | 0 | 0
2016-01-14 21:00 | 0 | 0 | 0 | 0 | 0 | 211040.644 | 608216.3903 | 451533 | 0 | 0 | 0 | 0 | 382845.3582 | 0 | 0 | 0 | 0 | 0 | 0 | 0 | 5526436.1955 | 0 | 0 | 0 | 0 | 0 | 0 | 0 | 0 | 0 | 0 | 88743.1518 | 0 | 0 | 0 | 0 | 0 | 0 | 0 | 0 | 0 | 278980.8824 | 0 | 0 | 0 | 0 | 0 | 0 | 0
2016-01-14 22:00 | 0 | 0 | 0 | 0 | 0 | 0 | 529996.0118 | 463636 | 0 | 0 | 0 | 0 | 294102.2064 | 0 | 0 | 0 | 0 | 0 | 0 | 0 | 5681539.359 | 0 | 0 | 0 | 0 | 0 | 0 | 0 | 0 | 0 | 0 | -88743.1518 | 0 | 0 | 0 | 0 | 0 | 0 | 0 | 0 | 0 | 155103.1636 | 0 | 0 | 0 | 0 | 0 | 0 | 0
2016-01-14 23:00 | 0 | 0 | 0 | 0 | 0 | 645222.0875 | 204487.9467 | 481986 | 0 | 0 | 0 | 0 | 382845.3582 | 0 | 0 | 0 | 0 | 0 | 0 | 0 | 5960520.2415 | 0 | 0 | 0 | 0 | 0 | 0 | 0 | 0 | 0 | 0 | 88743.1518 | 0 | 0 | 0 | 0 | 0 | 0 | 0 | 0 | 0 | 278980.8824 | 0 | 0 | 0 | 0 | 0 | 0 | 0
2016-01-15 | 0 | 0 | 0 | 0 | 0 | 662566.2093 | 2791.9124 | 491071 | 0 | 0 | 0 | 0 | 294102.2064 | 0 | 0 | 0 | 0 | 0 | 0 | 0 | 6223550.515 | 0 | 0 | 0 | 0 | 0 | 0 | 0 | 0 | 0 | 0 | -88743.1518 | 0 | 0 | 0 | 0 | 0 | 0 | 0 | 0 | 0 | 263030.2735 | 0 | 0 | 0 | 0 | 0 | 0 | 0
2016-01-15 01:00 | 0 | 0 | 0 | 0 | 0 | 671280.3279 | 0 | 490964 | 0 | 0 | 0 | 0 | 382845.3582 | 0 | 0 | 0 | 0 | 0 | 0 | 0 | 6315123.691 | 0 | 0 | 0 | 0 | 0 | 0 | 0 | 0 | 0 | 0 | 88743.1518 | 0 | 0 | 0 | 0 | 0 | 0 | 0 | 0 | 0 | 91573.1761 | 0 | 0 | 0 | 0 | 0 | 0 | 0
2016-01-15 02:00 | 0 | 0 | 0 | 0 | 0 | 672496.7306 | 0 | 482259 | 0 | 0 | 0 | 0 | 294102.2064 | 0 | 0 | 0 | 0 | 0 | 0 | 0 | 6594104.5735 | 0 | 0 | 0 | 0 | 0 | 0 | 0 | 0 | 0 | 0 | -88743.1518 | 0 | 0 | 0 | 0 | 0 | 0 | 0 | 0 | 0 | 278980.8824 | 0 | 0 | 0 | 0 | 0 | 0 | 0
2016-01-15 03:00 | 0 | 0 | 0 | 0 | 0 | 94968.9658 | 0 | 462693 | 0 | 0 | 0 | 0 | 205359.0546 | 0 | 0 | 0 | 0 | 0 | 0 | 0 | 6315123.691 | 0 | 0 | 0 | 0 | 0 | 0 | 0 | 0 | 0 | 0 | -88743.1518 | 0 | 0 | 0 | 0 | 0 | 0 | 0 | 0 | 0 | -278980.8824 | 0 | 0 | 0 | 0 | 0 | 0 | 0
2016-01-15 04:00 | 0 | 0 | 0 | 0 | 0 | 662623.2731 | 0 | 440735 | 0 | 0 | 0 | 0 | 294102.2064 | 0 | 0 | 0 | 0 | 0 | 0 | 0 | 6448268.8123 | 0 | 0 | 0 | 0 | 0 | 0 | 0 | 0 | 0 | 0 | 88743.1518 | 0 | 0 | 0 | 0 | 0 | 0 | 0 | 0 | 0 | 133145.1213 | 0 | 0 | 0 | 0 | 0 | 0 | 0
2016-01-15 05:00 | 0 | 0 | 0 | 0 | 0 | 230060.2694 | 0 | 420298 | 0 | 0 | 0 | 0 | 382845.3582 | 0 | 0 | 0 | 0 | 0 | 0 | 0 | 6169287.9298 | 0 | 0 | 0 | 0 | 0 | 0 | 0 | 0 | 0 | 0 | 88743.1518 | 0 | 0 | 0 | 0 | 0 | 0 | 0 | 0 | 0 | -278980.8824 | 0 | 0 | 0 | 0 | 0 | 0 | 0
2016-01-15 06:00 | 0 | 0 | 0 | 0 | 0 | 596323.7306 | 0 | 406086 | 0 | 0 | 0 | 0 | 294102.2064 | 0 | 0 | 0 | 0 | 0 | 0 | 0 | 6448268.8123 | 0 | 0 | 0 | 0 | 0 | 0 | 0 | 0 | 0 | 0 | -88743.1518 | 0 | 0 | 0 | 0 | 0 | 0 | 0 | 0 | 0 | 278980.8824 | 0 | 0 | 0 | 0 | 0 | 0 | 0
2016-01-15 07:00 | 0 | 0 | 0 | 0 | 0 | 627587.6038 | 0 | 397042 | 0 | 0 | 0 | 0 | 382845.3582 | 0 | 0 | 0 | 0 | 0 | 0 | 0 | 6590071.2643 | 0 | 0 | 0 | 0 | 0 | 0 | 0 | 0 | 0 | 0 | 88743.1518 | 0 | 0 | 0 | 0 | 0 | 0 | 0 | 0 | 0 | 141802.452 | 0 | 0 | 0 | 0 | 0 | 0 | 0
2016-01-15 08:00 | 0 | 0 | 0 | 0 | 0 | 113694.1176 | 0 | 392675 | 0 | 0 | 0 | 0 | 382845.3582 | 0 | 0 | 0 | 0 | 0 | 0 | 0 | 6311090.3819 | 0 | 0 | 0 | 0 | 0 | 0 | 0 | 0 | 0 | 0 | 0 | 0 | 0 | 0 | 0 | 0 | 0 | 0 | 0 | 0 | -278980.8824 | 0 | 0 | 0 | 0 | 0 | 0 | 0
2016-01-15 09:00 | 0 | 0 | 0 | 0 | 0 | 584998.7306 | 0 | 394761 | 0 | 0 | 0 | 0 | 294102.2064 | 0 | 0 | 0 | 0 | 0 | 0 | 0 | 6590071.2643 | 0 | 0 | 0 | 0 | 0 | 0 | 0 | 0 | 0 | 0 | -88743.1518 | 0 | 0 | 0 | 0 | 0 | 0 | 0 | 0 | 0 | 278980.8824 | 0 | 0 | 0 | 0 | 0 | 0 | 0
2016-01-15 10:00 | 0 | 0 | 0 | 0 | 0 | 584880.0306 | 0 | 407359 | 0 | 0 | 0 | 0 | 205359.0546 | 0 | 0 | 0 | 0 | 0 | 0 | 0 | 6856335.4467 | 0 | 0 | 0 | 0 | 0 | 0 | 0 | 0 | 0 | 0 | -88743.1518 | 0 | 0 | 0 | 0 | 0 | 0 | 0 | 0 | 0 | 266264.1824 | 0 | 0 | 0 | 0 | 0 | 0 | 0
2016-01-15 11:00 | 0 | 0 | 0 | 0 | 0 | 566016.9402 | 0 | 436666 | 0 | 0 | 0 | 0 | 116615.9029 | 0 | 0 | 0 | 0 | 0 | 0 | 0 | 7074429.5387 | 0 | 0 | 0 | 0 | 0 | 0 | 0 | 0 | 0 | 0 | -88743.1518 | 0 | 0 | 0 | 0 | 0 | 0 | 0 | 0 | 0 | 218094.092 | 0 | 0 | 0 | 0 | 0 | 0 | 0
2016-01-15 12:00 | 0 | 0 | 0 | 0 | 0 | 543936.4461 | 0 | 466185 | 0 | 0 | 0 | 0 | 205359.0546 | 0 | 0 | 0 | 0 | 0 | 0 | 0 | 7063437.833 | 0 | 0 | 0 | 0 | 0 | 0 | 0 | 0 | 0 | 0 | 88743.1518 | 0 | 0 | 0 | 0 | 0 | 0 | 0 | 0 | 0 | -10991.7057 | 0 | 0 | 0 | 0 | 0 | 0 | 0
2016-01-15 13:00 | 0 | 0 | 0 | 0 | 0 | 109825.3146 | 2.6511 | 477552 | 0 | 0 | 0 | 0 | 116615.9029 | 0 | 0 | 0 | 0 | 0 | 0 | 0 | 6784456.9506 | 0 | 0 | 0 | 0 | 0 | 0 | 0 | 0 | 0 | 0 | -88743.1518 | 0 | 0 | 0 | 0 | 0 | 0 | 0 | 0 | 0 | -278980.8824 | 0 | 0 | 0 | 0 | 0 | 0 | 0
2016-01-15 14:00 | 0 | 0 | 0 | 0 | 0 | 381428.5394 | 146907.1045 | 480240 | 0 | 0 | 0 | 0 | 143888.1145 | 0 | 0 | 0 | 0 | 0 | 0 | 0 | 6805280.3827 | 0 | 0 | 0 | 0 | 0 | 0 | 0 | 0 | 0 | 0 | 27272.2117 | 0 | 0 | 0 | 0 | 0 | 0 | 0 | 0 | 0 | 20823.4322 | 0 | 0 | 0 | 0 | 0 | 0 | 0
2016-01-15 15:00 | 0 | 0 | 0 | 0 | 0 | 140008.4886 | 351376.5552 | 481526 | 0 | 0 | 0 | 0 | 232631.2663 | 0 | 0 | 0 | 0 | 0 | 0 | 0 | 6726396.2747 | 0 | 0 | 0 | 0 | 0 | 0 | 0 | 0 | 0 | 0 | 88743.1518 | 0 | 0 | 0 | 0 | 0 | 0 | 0 | 0 | 0 | -78884.1081 | 0 | 0 | 0 | 0 | 0 | 0 | 0
2016-01-15 16:00 | 0 | 0 | 0 | 0 | 0 | 260263.8156 | 472159.2106 | 477244 | 0 | 0 | 0 | 0 | 208829.4101 | 0 | 0 | 0 | 0 | 0 | 0 | 0 | 7005377.1571 | 0 | 0 | 0 | 0 | 0 | 0 | 0 | 0 | 0 | 0 | -23801.8563 | 0 | 0 | 0 | 0 | 0 | 0 | 0 | 0 | 0 | 278980.8824 | 0 | 0 | 0 | 0 | 0 | 0 | 0
2016-01-15 17:00 | 0 | 0 | 0 | 0 | 0 | 0 | 505358.1029 | 470535 | 0 | 0 | 0 | 0 | 297572.5619 | 0 | 0 | 0 | 0 | 0 | 0 | 0 | 6951457.1082 | 0 | 0 | 0 | 0 | 0 | 0 | 0 | 0 | 0 | 0 | 88743.1518 | 0 | 0 | 0 | 0 | 0 | 0 | 0 | 0 | 0 | -53920.0489 | 0 | 0 | 0 | 0 | 0 | 0 | 0
2016-01-15 18:00 | 0 | 0 | 0 | 0 | 0 | 0 | 499038.2787 | 464809 | 0 | 0 | 0 | 0 | 208829.4101 | 0 | 0 | 0 | 0 | 0 | 0 | 0 | 7074429.5387 | 0 | 0 | 0 | 0 | 0 | 0 | 0 | 0 | 0 | 0 | -88743.1518 | 0 | 0 | 0 | 0 | 0 | 0 | 0 | 0 | 0 | 122972.4305 | 0 | 0 | 0 | 0 | 0 | 0 | 0
2016-01-15 19:00 | 0 | 0 | 0 | 0 | 0 | 0 | 493048.978 | 459306 | 0 | 0 | 0 | 0 | 294102.2064 | 0 | 0 | 0 | 0 | 0 | 0 | 0 | 7022899.7204 | 0 | 0 | 0 | 0 | 0 | 0 | 0 | 0 | 0 | 0 | 85272.7964 | 0 | 0 | 0 | 0 | 0 | 0 | 0 | 0 | 0 | -51529.8183 | 0 | 0 | 0 | 0 | 0 | 0 | 0
2016-01-15 20:00 | 0 | 0 | 0 | 0 | 0 | 0 | 488418.9459 | 455638 | 0 | 0 | 0 | 0 | 382845.3582 | 0 | 0 | 0 | 0 | 0 | 0 | 0 | 6966937.5145 | 0 | 0 | 0 | 0 | 0 | 0 | 0 | 0 | 0 | 0 | 88743.1518 | 0 | 0 | 0 | 0 | 0 | 0 | 0 | 0 | 0 | -55962.2059 | 0 | 0 | 0 | 0 | 0 | 0 | 0
2016-01-15 21:00 | 0 | 0 | 0 | 0 | 0 | 0 | 475659.8724 | 456911 | 0 | 0 | 0 | 0 | 294102.2064 | 0 | 0 | 0 | 0 | 0 | 0 | 0 | 7074429.5387 | 0 | 0 | 0 | 0 | 0 | 0 | 0 | 0 | 0 | 0 | -88743.1518 | 0 | 0 | 0 | 0 | 0 | 0 | 0 | 0 | 0 | 107492.0242 | 0 | 0 | 0 | 0 | 0 | 0 | 0
2016-01-15 22:00 | 0 | 0 | 0 | 0 | 0 | 87744.5058 | 419091.772 | 464155 | 0 | 0 | 0 | 0 | 382845.3582 | 0 | 0 | 0 | 0 | 0 | 0 | 0 | 7028367.6648 | 0 | 0 | 0 | 0 | 0 | 0 | 0 | 0 | 0 | 0 | 88743.1518 | 0 | 0 | 0 | 0 | 0 | 0 | 0 | 0 | 0 | -46061.874 | 0 | 0 | 0 | 0 | 0 | 0 | 0
2016-01-15 23:00 | 0 | 0 | 0 | 0 | 0 | 318238.2357 | 199687.6383 | 471864 | 0 | 0 | 0 | 0 | 382845.3582 | 0 | 0 | 0 | 0 | 0 | 0 | 0 | 7074429.5387 | 0 | 0 | 0 | 0 | 0 | 0 | 0 | 0 | 0 | 0 | 0 | 0 | 0 | 0 | 0 | 0 | 0 | 0 | 0 | 0 | 46061.874 | 0 | 0 | 0 | 0 | 0 | 0 | 0
2016-01-16 | 0 | 0 | 0 | 0 | 0 | 335614.9031 | 6103.9863 | 473518 | 0 | 0 | 0 | 0 | 294102.2064 | 0 | 0 | 0 | 0 | 0 | 0 | 0 | 7031373.5799 | 0 | 0 | 0 | 0 | 0 | 0 | 0 | 0 | 0 | 0 | -88743.1518 | 0 | 0 | 0 | 0 | 0 | 0 | 0 | 0 | 0 | -43055.9588 | 0 | 0 | 0 | 0 | 0 | 0 | 0
2016-01-16 01:00 | 0 | 0 | 0 | 0 | 0 | 334572.6421 | 0 | 469990 | 0 | 0 | 0 | 0 | 205359.0546 | 0 | 0 | 0 | 0 | 0 | 0 | 0 | 6984699.3738 | 0 | 0 | 0 | 0 | 0 | 0 | 0 | 0 | 0 | 0 | -88743.1518 | 0 | 0 | 0 | 0 | 0 | 0 | 0 | 0 | 0 | -46674.2061 | 0 | 0 | 0 | 0 | 0 | 0 | 0
2016-01-16 02:00 | 0 | 0 | 0 | 0 | 0 | 326097.7996 | 0 | 462067 | 0 | 0 | 0 | 0 | 116615.9029 | 0 | 0 | 0 | 0 | 0 | 0 | 0 | 6937473.3252 | 0 | 0 | 0 | 0 | 0 | 0 | 0 | 0 | 0 | 0 | -88743.1518 | 0 | 0 | 0 | 0 | 0 | 0 | 0 | 0 | 0 | -47226.0486 | 0 | 0 | 0 | 0 | 0 | 0 | 0
2016-01-16 03:00 | 0 | 0 | 0 | 0 | 0 | 321042.0533 | 0 | 446898 | 0 | 0 | 0 | 0 | 27872.7511 | 0 | 0 | 0 | 0 | 0 | 0 | 0 | 6900360.5302 | 0 | 0 | 0 | 0 | 0 | 0 | 0 | 0 | 0 | 0 | -88743.1518 | 0 | 0 | 0 | 0 | 0 | 0 | 0 | 0 | 0 | -37112.7949 | 0 | 0 | 0 | 0 | 0 | 0 | 0
2016-01-16 04:00 | 0 | 0 | 0 | 0 | 0 | 318261.1989 | 0 | 429098 | 0 | 0 | 0 | 0 | 116615.9029 | 0 | 0 | 0 | 0 | 0 | 0 | 0 | 6700780.5774 | 0 | 0 | 0 | 0 | 0 | 0 | 0 | 0 | 0 | 0 | 88743.1518 | 0 | 0 | 0 | 0 | 0 | 0 | 0 | 0 | 0 | -199579.9529 | 0 | 0 | 0 | 0 | 0 | 0 | 0
2016-01-16 05:00 | 0 | 0 | 0 | 0 | 0 | 43475.9658 | 0 | 411200 | 0 | 0 | 0 | 0 | 27872.7511 | 0 | 0 | 0 | 0 | 0 | 0 | 0 | 6421799.6949 | 0 | 0 | 0 | 0 | 0 | 0 | 0 | 0 | 0 | 0 | -88743.1518 | 0 | 0 | 0 | 0 | 0 | 0 | 0 | 0 | 0 | -278980.8824 | 0 | 0 | 0 | 0 | 0 | 0 | 0
2016-01-16 06:00 | 0 | 0 | 0 | 0 | 0 | 313731.7221 | 0 | 397507 | 0 | 0 | 0 | 0 | 0 | 0 | 0 | 0 | 0 | 0 | 0 | 0 | 6365897.1681 | 0 | 0 | 0 | 0 | 0 | 0 | 0 | 0 | 0 | 0 | -27872.7511 | 0 | 0 | 0 | 0 | 0 | 0 | 0 | 0 | 0 | -55902.5268 | 0 | 0 | 0 | 0 | 0 | 0 | 0
2016-01-16 07:00 | 0 | 0 | 0 | 0 | 0 | 315430.4507 | 0 | 388116 | 0 | 0 | 0 | 0 | 88743.1518 | 0 | 0 | 0 | 0 | 0 | 0 | 0 | 6204468.467 | 0 | 0 | 0 | 0 | 0 | 0 | 0 | 0 | 0 | 0 | 88743.1518 | 0 | 0 | 0 | 0 | 0 | 0 | 0 | 0 | 0 | -161428.7011 | 0 | 0 | 0 | 0 | 0 | 0 | 0
2016-01-16 08:00 | 0 | 0 | 0 | 0 | 0 | 318288.182 | 0 | 383335 | 0 | 0 | 0 | 0 | 177486.3036 | 0 | 0 | 0 | 0 | 0 | 0 | 0 | 6050678.4972 | 0 | 0 | 0 | 0 | 0 | 0 | 0 | 0 | 0 | 0 | 88743.1518 | 0 | 0 | 0 | 0 | 0 | 0 | 0 | 0 | 0 | -153789.9698 | 0 | 0 | 0 | 0 | 0 | 0 | 0
2016-01-16 09:00 | 0 | 0 | 0 | 0 | 0 | 318416.2693 | 0 | 382836 | 0 | 0 | 0 | 0 | 266229.4554 | 0 | 0 | 0 | 0 | 0 | 0 | 0 | 5897515.6147 | 0 | 0 | 0 | 0 | 0 | 0 | 0 | 0 | 0 | 0 | 88743.1518 | 0 | 0 | 0 | 0 | 0 | 0 | 0 | 0 | 0 | -153162.8825 | 0 | 0 | 0 | 0 | 0 | 0 | 0
2016-01-16 10:00 | 0 | 0 | 0 | 0 | 0 | 328528.441 | 0 | 388193 | 0 | 0 | 0 | 0 | 177486.3036 | 0 | 0 | 0 | 0 | 0 | 0 | 0 | 5926594.2076 | 0 | 0 | 0 | 0 | 0 | 0 | 0 | 0 | 0 | 0 | -88743.1518 | 0 | 0 | 0 | 0 | 0 | 0 | 0 | 0 | 0 | 29078.5928 | 0 | 0 | 0 | 0 | 0 | 0 | 0
2016-01-16 11:00 | 0 | 0 | 0 | 0 | 0 | 344520.6703 | 0 | 398613 | 0 | 0 | 0 | 0 | 266229.4554 | 0 | 0 | 0 | 0 | 0 | 0 | 0 | 5783758.7261 | 0 | 0 | 0 | 0 | 0 | 0 | 0 | 0 | 0 | 0 | 88743.1518 | 0 | 0 | 0 | 0 | 0 | 0 | 0 | 0 | 0 | -142835.4815 | 0 | 0 | 0 | 0 | 0 | 0 | 0
2016-01-16 12:00 | 0 | 0 | 0 | 0 | 0 | 349304.0145 | 0 | 414957 | 0 | 0 | 0 | 0 | 177486.3036 | 0 | 0 | 0 | 0 | 0 | 0 | 0 | 5806848.8924 | 0 | 0 | 0 | 0 | 0 | 0 | 0 | 0 | 0 | 0 | -88743.1518 | 0 | 0 | 0 | 0 | 0 | 0 | 0 | 0 | 0 | 23090.1663 | 0 | 0 | 0 | 0 | 0 | 0 | 0
2016-01-16 13:00 | 0 | 0 | 0 | 0 | 0 | 348705.2268 | 0 | 431737 | 0 | 0 | 0 | 0 | 88743.1518 | 0 | 0 | 0 | 0 | 0 | 0 | 0 | 5812560.271 | 0 | 0 | 0 | 0 | 0 | 0 | 0 | 0 | 0 | 0 | -88743.1518 | 0 | 0 | 0 | 0 | 0 | 0 | 0 | 0 | 0 | 5711.3786 | 0 | 0 | 0 | 0 | 0 | 0 | 0
2016-01-16 14:00 | 0 | 0 | 0 | 0 | 0 | 314767.7926 | 59132.4009 | 445036 | 0 | 0 | 0 | 0 | 116615.9029 | 0 | 0 | 0 | 0 | 0 | 0 | 0 | 5713551.7135 | 0 | 0 | 0 | 0 | 0 | 0 | 0 | 0 | 0 | 0 | 27872.7511 | 0 | 0 | 0 | 0 | 0 | 0 | 0 | 0 | 0 | -99008.5575 | 0 | 0 | 0 | 0 | 0 | 0 | 0
2016-01-16 15:00 | 0 | 0 | 0 | 0 | 0 | 264430.6782 | 393161.7329 | 450767 | 0 | 0 | 0 | 0 | 205359.0546 | 0 | 0 | 0 | 0 | 0 | 0 | 0 | 5831633.9728 | 0 | 0 | 0 | 0 | 0 | 0 | 0 | 0 | 0 | 0 | 88743.1518 | 0 | 0 | 0 | 0 | 0 | 0 | 0 | 0 | 0 | 118082.2593 | 0 | 0 | 0 | 0 | 0 | 0 | 0
2016-01-16 16:00 | 0 | 0 | 0 | 0 | 0 | 256540.7701 | 497262.7422 | 449596 | 0 | 0 | 0 | 0 | 294102.2064 | 0 | 0 | 0 | 0 | 0 | 0 | 0 | 6047098.3334 | 0 | 0 | 0 | 0 | 0 | 0 | 0 | 0 | 0 | 0 | 88743.1518 | 0 | 0 | 0 | 0 | 0 | 0 | 0 | 0 | 0 | 215464.3605 | 0 | 0 | 0 | 0 | 0 | 0 | 0
2016-01-16 17:00 | 0 | 0 | 0 | 0 | 0 | 0 | 517996.1889 | 445176 | 0 | 0 | 0 | 0 | 382845.3582 | 0 | 0 | 0 | 0 | 0 | 0 | 0 | 6031175.3705 | 0 | 0 | 0 | 0 | 0 | 0 | 0 | 0 | 0 | 0 | 88743.1518 | 0 | 0 | 0 | 0 | 0 | 0 | 0 | 0 | 0 | -15922.9629 | 0 | 0 | 0 | 0 | 0 | 0 | 0
2016-01-16 18:00 | 0 | 0 | 0 | 0 | 0 | 0 | 505467.9138 | 438693 | 0 | 0 | 0 | 0 | 382845.3582 | 0 | 0 | 0 | 0 | 0 | 0 | 0 | 6097950.2843 | 0 | 0 | 0 | 0 | 0 | 0 | 0 | 0 | 0 | 0 | 0 | 0 | 0 | 0 | 0 | 0 | 0 | 0 | 0 | 0 | 66774.9138 | 0 | 0 | 0 | 0 | 0 | 0 | 0
2016-01-16 19:00 | 0 | 0 | 0 | 0 | 0 | 0 | 499479.8297 | 433491 | 0 | 0 | 0 | 0 | 294102.2064 | 0 | 0 | 0 | 0 | 0 | 0 | 0 | 6252682.2658 | 0 | 0 | 0 | 0 | 0 | 0 | 0 | 0 | 0 | 0 | -88743.1518 | 0 | 0 | 0 | 0 | 0 | 0 | 0 | 0 | 0 | 154731.9815 | 0 | 0 | 0 | 0 | 0 | 0 | 0
2016-01-16 20:00 | 0 | 0 | 0 | 0 | 0 | 200127.966 | 501498.8114 | 430588 | 0 | 0 | 0 | 0 | 294102.2064 | 0 | 0 | 0 | 0 | 0 | 0 | 0 | 6523721.0432 | 0 | 0 | 0 | 0 | 0 | 0 | 0 | 0 | 0 | 0 | 0 | 0 | 0 | 0 | 0 | 0 | 0 | 0 | 0 | 0 | 271038.7774 | 0 | 0 | 0 | 0 | 0 | 0 | 0
2016-01-16 21:00 | 0 | 0 | 0 | 0 | 0 | 304672.661 | 496592.3732 | 433541 | 0 | 0 | 0 | 0 | 382845.3582 | 0 | 0 | 0 | 0 | 0 | 0 | 0 | 6802701.9257 | 0 | 0 | 0 | 0 | 0 | 0 | 0 | 0 | 0 | 0 | 88743.1518 | 0 | 0 | 0 | 0 | 0 | 0 | 0 | 0 | 0 | 278980.8824 | 0 | 0 | 0 | 0 | 0 | 0 | 0
2016-01-16 22:00 | 0 | 0 | 0 | 0 | 0 | 304007.4894 | 412530.1237 | 444810 | 0 | 0 | 0 | 0 | 382845.3582 | 0 | 0 | 0 | 0 | 0 | 0 | 0 | 7074429.5387 | 0 | 0 | 0 | 0 | 0 | 0 | 0 | 0 | 0 | 0 | 0 | 0 | 0 | 0 | 0 | 0 | 0 | 0 | 0 | 0 | 271727.613 | 0 | 0 | 0 | 0 | 0 | 0 | 0
2016-01-16 23:00 | 0 | 0 | 0 | 0 | 0 | 291457.336 | 144001.3689 | 460141 | 0 | 0 | 0 | 0 | 358163.0631 | 0 | 0 | 0 | 0 | 0 | 0 | 0 | 7074429.5387 | 0 | 0 | 0 | 0 | 0 | 0 | 0 | 0 | 0 | 0 | -24682.2952 | 0 | 0 | 0 | 0 | 0 | 0 | 0 | 0 | 0 | 0 | 0 | 0 | 0 | 0 | 0 | 0 | 0
2016-01-17 | 0 | 0 | 0 | 0 | 0 | 288285.2145 | 3862.2674 | 466002 | 0 | 0 | 0 | 0 | 269419.9113 | 0 | 0 | 0 | 0 | 0 | 0 | 0 | 6989318.1724 | 0 | 0 | 0 | 0 | 0 | 0 | 0 | 0 | 0 | 0 | -88743.1518 | 0 | 0 | 0 | 0 | 0 | 0 | 0 | 0 | 0 | -85111.3663 | 0 | 0 | 0 | 0 | 0 | 0 | 0
2016-01-17 01:00 | 0 | 0 | 0 | 0 | 0 | 289743 | 0 | 466202 | 0 | 0 | 0 | 0 | 180676.7595 | 0 | 0 | 0 | 0 | 0 | 0 | 0 | 6901602.3242 | 0 | 0 | 0 | 0 | 0 | 0 | 0 | 0 | 0 | 0 | -88743.1518 | 0 | 0 | 0 | 0 | 0 | 0 | 0 | 0 | 0 | -87715.8482 | 0 | 0 | 0 | 0 | 0 | 0 | 0
2016-01-17 02:00 | 0 | 0 | 0 | 0 | 0 | 303163.5693 | 0 | 461031 | 0 | 0 | 0 | 0 | 91933.6077 | 0 | 0 | 0 | 0 | 0 | 0 | 0 | 6832478.0453 | 0 | 0 | 0 | 0 | 0 | 0 | 0 | 0 | 0 | 0 | -88743.1518 | 0 | 0 | 0 | 0 | 0 | 0 | 0 | 0 | 0 | -69124.2789 | 0 | 0 | 0 | 0 | 0 | 0 | 0
2016-01-17 03:00 | 0 | 0 | 0 | 0 | 0 | 259413.2694 | 0 | 449651 | 0 | 0 | 0 | 0 | 180676.7595 | 0 | 0 | 0 | 0 | 0 | 0 | 0 | 6553497.1629 | 0 | 0 | 0 | 0 | 0 | 0 | 0 | 0 | 0 | 0 | 88743.1518 | 0 | 0 | 0 | 0 | 0 | 0 | 0 | 0 | 0 | -278980.8824 | 0 | 0 | 0 | 0 | 0 | 0 | 0
2016-01-17 04:00 | 0 | 0 | 0 | 0 | 0 | 349428.4657 | 0 | 433925 | 0 | 0 | 0 | 0 | 91933.6077 | 0 | 0 | 0 | 0 | 0 | 0 | 0 | 6557743.7804 | 0 | 0 | 0 | 0 | 0 | 0 | 0 | 0 | 0 | 0 | -88743.1518 | 0 | 0 | 0 | 0 | 0 | 0 | 0 | 0 | 0 | 4246.6175 | 0 | 0 | 0 | 0 | 0 | 0 | 0
2016-01-17 05:00 | 0 | 0 | 0 | 0 | 0 | 379538.9197 | 0 | 420780 | 0 | 0 | 0 | 0 | 88743.1518 | 0 | 0 | 0 | 0 | 0 | 0 | 0 | 6519693.156 | 0 | 0 | 0 | 0 | 0 | 0 | 0 | 0 | 0 | 0 | -3190.4559 | 0 | 0 | 0 | 0 | 0 | 0 | 0 | 0 | 0 | -38050.6244 | 0 | 0 | 0 | 0 | 0 | 0 | 0
2016-01-17 06:00 | 0 | 0 | 0 | 0 | 0 | 407399.1692 | 0 | 409148 | 0 | 0 | 0 | 0 | 0 | 0 | 0 | 0 | 0 | 0 | 0 | 0 | 6606687.4769 | 0 | 0 | 0 | 0 | 0 | 0 | 0 | 0 | 0 | 0 | -88743.1518 | 0 | 0 | 0 | 0 | 0 | 0 | 0 | 0 | 0 | 86994.321 | 0 | 0 | 0 | 0 | 0 | 0 | 0
2016-01-17 07:00 | 0 | 0 | 0 | 0 | 0 | 425103.6984 | 0 | 400726 | 0 | 0 | 0 | 0 | 88743.1518 | 0 | 0 | 0 | 0 | 0 | 0 | 0 | 6542322.0235 | 0 | 0 | 0 | 0 | 0 | 0 | 0 | 0 | 0 | 0 | 88743.1518 | 0 | 0 | 0 | 0 | 0 | 0 | 0 | 0 | 0 | -64365.4534 | 0 | 0 | 0 | 0 | 0 | 0 | 0
2016-01-17 08:00 | 0 | 0 | 0 | 0 | 0 | 429203.9427 | 0 | 397107 | 0 | 0 | 0 | 0 | 177486.3036 | 0 | 0 | 0 | 0 | 0 | 0 | 0 | 6485675.8144 | 0 | 0 | 0 | 0 | 0 | 0 | 0 | 0 | 0 | 0 | 88743.1518 | 0 | 0 | 0 | 0 | 0 | 0 | 0 | 0 | 0 | -56646.2091 | 0 | 0 | 0 | 0 | 0 | 0 | 0
2016-01-17 09:00 | 0 | 0 | 0 | 0 | 0 | 410914.9837 | 0 | 396995 | 0 | 0 | 0 | 0 | 266229.4554 | 0 | 0 | 0 | 0 | 0 | 0 | 0 | 6410852.6463 | 0 | 0 | 0 | 0 | 0 | 0 | 0 | 0 | 0 | 0 | 88743.1518 | 0 | 0 | 0 | 0 | 0 | 0 | 0 | 0 | 0 | -74823.1681 | 0 | 0 | 0 | 0 | 0 | 0 | 0
2016-01-17 10:00 | 0 | 0 | 0 | 0 | 0 | 381525.4147 | 0 | 401148 | 0 | 0 | 0 | 0 | 294102.2064 | 0 | 0 | 0 | 0 | 0 | 0 | 0 | 6363357.31 | 0 | 0 | 0 | 0 | 0 | 0 | 0 | 0 | 0 | 0 | 27872.7511 | 0 | 0 | 0 | 0 | 0 | 0 | 0 | 0 | 0 | -47495.3363 | 0 | 0 | 0 | 0 | 0 | 0 | 0
2016-01-17 11:00 | 0 | 0 | 0 | 0 | 0 | 357381.8392 | 0 | 411144 | 0 | 0 | 0 | 0 | 382845.3582 | 0 | 0 | 0 | 0 | 0 | 0 | 0 | 6220851.9973 | 0 | 0 | 0 | 0 | 0 | 0 | 0 | 0 | 0 | 0 | 88743.1518 | 0 | 0 | 0 | 0 | 0 | 0 | 0 | 0 | 0 | -142505.3126 | 0 | 0 | 0 | 0 | 0 | 0 | 0
2016-01-17 12:00 | 0 | 0 | 0 | 0 | 0 | 58868.9658 | 0 | 426593 | 0 | 0 | 0 | 0 | 294102.2064 | 0 | 0 | 0 | 0 | 0 | 0 | 0 | 5941871.1149 | 0 | 0 | 0 | 0 | 0 | 0 | 0 | 0 | 0 | 0 | -88743.1518 | 0 | 0 | 0 | 0 | 0 | 0 | 0 | 0 | 0 | -278980.8824 | 0 | 0 | 0 | 0 | 0 | 0 | 0
2016-01-17 13:00 | 0 | 0 | 0 | 0 | 0 | 326694.16 | 3.8876 | 444517 | 0 | 0 | 0 | 0 | 382845.3582 | 0 | 0 | 0 | 0 | 0 | 0 | 0 | 5735309.0106 | 0 | 0 | 0 | 0 | 0 | 0 | 0 | 0 | 0 | 0 | 88743.1518 | 0 | 0 | 0 | 0 | 0 | 0 | 0 | 0 | 0 | -206562.1042 | 0 | 0 | 0 | 0 | 0 | 0 | 0
2016-01-17 14:00 | 0 | 0 | 0 | 0 | 0 | 285109.7474 | 51602.0675 | 458932 | 0 | 0 | 0 | 0 | 294102.2064 | 0 | 0 | 0 | 0 | 0 | 0 | 0 | 5701831.9774 | 0 | 0 | 0 | 0 | 0 | 0 | 0 | 0 | 0 | 0 | -88743.1518 | 0 | 0 | 0 | 0 | 0 | 0 | 0 | 0 | 0 | -33477.0333 | 0 | 0 | 0 | 0 | 0 | 0 | 0
2016-01-17 15:00 | 0 | 0 | 0 | 0 | 0 | 235536.0243 | 377767.4859 | 464245 | 0 | 0 | 0 | 0 | 205359.0546 | 0 | 0 | 0 | 0 | 0 | 0 | 0 | 5939633.6393 | 0 | 0 | 0 | 0 | 0 | 0 | 0 | 0 | 0 | 0 | -88743.1518 | 0 | 0 | 0 | 0 | 0 | 0 | 0 | 0 | 0 | 237801.662 | 0 | 0 | 0 | 0 | 0 | 0 | 0
2016-01-17 16:00 | 0 | 0 | 0 | 0 | 0 | 0 | 533873.3319 | 462424 | 0 | 0 | 0 | 0 | 294102.2064 | 0 | 0 | 0 | 0 | 0 | 0 | 0 | 5922339.8194 | 0 | 0 | 0 | 0 | 0 | 0 | 0 | 0 | 0 | 0 | 88743.1518 | 0 | 0 | 0 | 0 | 0 | 0 | 0 | 0 | 0 | -17293.8199 | 0 | 0 | 0 | 0 | 0 | 0 | 0
2016-01-17 17:00 | 0 | 0 | 0 | 0 | 0 | 182366.4503 | 570564.7252 | 459077 | 0 | 0 | 0 | 0 | 382845.3582 | 0 | 0 | 0 | 0 | 0 | 0 | 0 | 6127450.8432 | 0 | 0 | 0 | 0 | 0 | 0 | 0 | 0 | 0 | 0 | 88743.1518 | 0 | 0 | 0 | 0 | 0 | 0 | 0 | 0 | 0 | 205111.0238 | 0 | 0 | 0 | 0 | 0 | 0 | 0
2016-01-17 18:00 | 0 | 0 | 0 | 0 | 0 | 99005.0924 | 545329.6382 | 454097 | 0 | 0 | 0 | 0 | 294102.2064 | 0 | 0 | 0 | 0 | 0 | 0 | 0 | 6406431.7257 | 0 | 0 | 0 | 0 | 0 | 0 | 0 | 0 | 0 | 0 | -88743.1518 | 0 | 0 | 0 | 0 | 0 | 0 | 0 | 0 | 0 | 278980.8824 | 0 | 0 | 0 | 0 | 0 | 0 | 0
2016-01-17 19:00 | 0 | 0 | 0 | 0 | 0 | 0 | 537353.6388 | 448939 | 0 | 0 | 0 | 0 | 205359.0546 | 0 | 0 | 0 | 0 | 0 | 0 | 0 | 6583589.5162 | 0 | 0 | 0 | 0 | 0 | 0 | 0 | 0 | 0 | 0 | -88743.1518 | 0 | 0 | 0 | 0 | 0 | 0 | 0 | 0 | 0 | 177157.7906 | 0 | 0 | 0 | 0 | 0 | 0 | 0
2016-01-17 20:00 | 0 | 0 | 0 | 0 | 0 | 167491.637 | 556859.2455 | 445370 | 0 | 0 | 0 | 0 | 205359.0546 | 0 | 0 | 0 | 0 | 0 | 0 | 0 | 6862570.3987 | 0 | 0 | 0 | 0 | 0 | 0 | 0 | 0 | 0 | 0 | 0 | 0 | 0 | 0 | 0 | 0 | 0 | 0 | 0 | 0 | 278980.8824 | 0 | 0 | 0 | 0 | 0 | 0 | 0
2016-01-17 21:00 | 0 | 0 | 0 | 0 | 0 | 0 | 576134.3356 | 448873 | 0 | 0 | 0 | 0 | 294102.2064 | 0 | 0 | 0 | 0 | 0 | 0 | 0 | 6901088.5825 | 0 | 0 | 0 | 0 | 0 | 0 | 0 | 0 | 0 | 0 | 88743.1518 | 0 | 0 | 0 | 0 | 0 | 0 | 0 | 0 | 0 | 38518.1838 | 0 | 0 | 0 | 0 | 0 | 0 | 0
2016-01-17 22:00 | 0 | 0 | 0 | 0 | 0 | 204883.7601 | 521288.3479 | 464088 | 0 | 0 | 0 | 0 | 382845.3582 | 0 | 0 | 0 | 0 | 0 | 0 | 0 | 7074429.5387 | 0 | 0 | 0 | 0 | 0 | 0 | 0 | 0 | 0 | 0 | 88743.1518 | 0 | 0 | 0 | 0 | 0 | 0 | 0 | 0 | 0 | 173340.9562 | 0 | 0 | 0 | 0 | 0 | 0 | 0
2016-01-17 23:00 | 0 | 0 | 0 | 0 | 0 | 240139.2611 | 181935.9525 | 485734 | 0 | 0 | 0 | 0 | 319186.5718 | 0 | 0 | 0 | 0 | 0 | 0 | 0 | 7074429.5387 | 0 | 0 | 0 | 0 | 0 | 0 | 0 | 0 | 0 | 0 | -63658.7864 | 0 | 0 | 0 | 0 | 0 | 0 | 0 | 0 | 0 | 0 | 0 | 0 | 0 | 0 | 0 | 0 | 0
2016-01-18 | 0 | 0 | 0 | 0 | 0 | 263808.3567 | 5277.1791 | 496055 | 0 | 0 | 0 | 0 | 339195.3054 | 0 | 0 | 0 | 0 | 0 | 0 | 0 | 6827451.341 | 0 | 0 | 0 | 0 | 0 | 0 | 0 | 0 | 0 | 0 | 20008.7336 | 0 | 0 | 0 | 0 | 0 | 0 | 0 | 0 | 0 | -246978.1977 | 0 | 0 | 0 | 0 | 0 | 0 | 0
2016-01-18 01:00 | 0 | 0 | 0 | 0 | 0 | 264572.1704 | 0 | 499903 | 0 | 0 | 0 | 0 | 382845.3582 | 0 | 0 | 0 | 0 | 0 | 0 | 0 | 6548470.4585 | 0 | 0 | 0 | 0 | 0 | 0 | 0 | 0 | 0 | 0 | 43650.0528 | 0 | 0 | 0 | 0 | 0 | 0 | 0 | 0 | 0 | -278980.8824 | 0 | 0 | 0 | 0 | 0 | 0 | 0
2016-01-18 02:00 | 0 | 0 | 0 | 0 | 0 | 260162.1795 | 0 | 495273 | 0 | 0 | 0 | 0 | 382845.3582 | 0 | 0 | 0 | 0 | 0 | 0 | 0 | 6313359.638 | 0 | 0 | 0 | 0 | 0 | 0 | 0 | 0 | 0 | 0 | 0 | 0 | 0 | 0 | 0 | 0 | 0 | 0 | 0 | 0 | -235110.8205 | 0 | 0 | 0 | 0 | 0 | 0 | 0
2016-01-18 03:00 | 0 | 0 | 0 | 0 | 0 | 250948.0092 | 0 | 485022 | 0 | 0 | 0 | 0 | 294102.2064 | 0 | 0 | 0 | 0 | 0 | 0 | 0 | 6168028.7991 | 0 | 0 | 0 | 0 | 0 | 0 | 0 | 0 | 0 | 0 | -88743.1518 | 0 | 0 | 0 | 0 | 0 | 0 | 0 | 0 | 0 | -145330.839 | 0 | 0 | 0 | 0 | 0 | 0 | 0
2016-01-18 04:00 | 0 | 0 | 0 | 0 | 0 | 240946.7657 | 0 | 469740 | 0 | 0 | 0 | 0 | 344289.8545 | 0 | 0 | 0 | 0 | 0 | 0 | 0 | 5889047.9166 | 0 | 0 | 0 | 0 | 0 | 0 | 0 | 0 | 0 | 0 | 50187.6481 | 0 | 0 | 0 | 0 | 0 | 0 | 0 | 0 | 0 | -278980.8824 | 0 | 0 | 0 | 0 | 0 | 0 | 0
2016-01-18 05:00 | 0 | 0 | 0 | 0 | 0 | 235566.8635 | 0 | 455921 | 0 | 0 | 0 | 0 | 255546.7028 | 0 | 0 | 0 | 0 | 0 | 0 | 0 | 5757436.9319 | 0 | 0 | 0 | 0 | 0 | 0 | 0 | 0 | 0 | 0 | -88743.1518 | 0 | 0 | 0 | 0 | 0 | 0 | 0 | 0 | 0 | -131610.9847 | 0 | 0 | 0 | 0 | 0 | 0 | 0
2016-01-18 06:00 | 0 | 0 | 0 | 0 | 0 | 231662.0522 | 0 | 448386 | 0 | 0 | 0 | 0 | 166803.551 | 0 | 0 | 0 | 0 | 0 | 0 | 0 | 5629456.1359 | 0 | 0 | 0 | 0 | 0 | 0 | 0 | 0 | 0 | 0 | -88743.1518 | 0 | 0 | 0 | 0 | 0 | 0 | 0 | 0 | 0 | -127980.796 | 0 | 0 | 0 | 0 | 0 | 0 | 0
2016-01-18 07:00 | 0 | 0 | 0 | 0 | 0 | 225715.9401 | 0 | 444095 | 0 | 0 | 0 | 0 | 227405.3735 | 0 | 0 | 0 | 0 | 0 | 0 | 0 | 5350475.2535 | 0 | 0 | 0 | 0 | 0 | 0 | 0 | 0 | 0 | 0 | 60601.8226 | 0 | 0 | 0 | 0 | 0 | 0 | 0 | 0 | 0 | -278980.8824 | 0 | 0 | 0 | 0 | 0 | 0 | 0
2016-01-18 08:00 | 0 | 0 | 0 | 0 | 0 | 220468.4076 | 0 | 444476 | 0 | 0 | 0 | 0 | 258462.0164 | 0 | 0 | 0 | 0 | 0 | 0 | 0 | 5095411.0182 | 0 | 0 | 0 | 0 | 0 | 0 | 0 | 0 | 0 | 0 | 31056.6428 | 0 | 0 | 0 | 0 | 0 | 0 | 0 | 0 | 0 | -255064.2353 | 0 | 0 | 0 | 0 | 0 | 0 | 0
2016-01-18 09:00 | 0 | 0 | 0 | 0 | 0 | 212444.027 | 0 | 451294 | 0 | 0 | 0 | 0 | 298592.9258 | 0 | 0 | 0 | 0 | 0 | 0 | 0 | 4816430.1358 | 0 | 0 | 0 | 0 | 0 | 0 | 0 | 0 | 0 | 0 | 40130.9094 | 0 | 0 | 0 | 0 | 0 | 0 | 0 | 0 | 0 | -278980.8824 | 0 | 0 | 0 | 0 | 0 | 0 | 0
2016-01-18 10:00 | 0 | 0 | 0 | 0 | 0 | 207270.0355 | 0 | 467139 | 0 | 0 | 0 | 0 | 317704.8437 | 0 | 0 | 0 | 0 | 0 | 0 | 0 | 4537449.2533 | 0 | 0 | 0 | 0 | 0 | 0 | 0 | 0 | 0 | 0 | 19111.9179 | 0 | 0 | 0 | 0 | 0 | 0 | 0 | 0 | 0 | -278980.8824 | 0 | 0 | 0 | 0 | 0 | 0 | 0
2016-01-18 11:00 | 0 | 0 | 0 | 0 | 0 | 204749.953 | 0 | 494557 | 0 | 0 | 0 | 0 | 306878.6791 | 0 | 0 | 0 | 0 | 0 | 0 | 0 | 4258468.3709 | 0 | 0 | 0 | 0 | 0 | 0 | 0 | 0 | 0 | 0 | -10826.1646 | 0 | 0 | 0 | 0 | 0 | 0 | 0 | 0 | 0 | -278980.8824 | 0 | 0 | 0 | 0 | 0 | 0 | 0
2016-01-18 12:00 | 0 | 0 | 0 | 0 | 0 | 204058.8938 | 0 | 523689 | 0 | 0 | 0 | 0 | 266229.4554 | 0 | 0 | 0 | 0 | 0 | 0 | 0 | 3979487.4884 | 0 | 0 | 0 | 0 | 0 | 0 | 0 | 0 | 0 | 0 | -40649.2237 | 0 | 0 | 0 | 0 | 0 | 0 | 0 | 0 | 0 | -278980.8824 | 0 | 0 | 0 | 0 | 0 | 0 | 0
2016-01-18 13:00 | 0 | 0 | 0 | 0 | 0 | 207312.3848 | 5.2708 | 540845 | 0 | 0 | 0 | 0 | 177486.3036 | 0 | 0 | 0 | 0 | 0 | 0 | 0 | 3734703.2959 | 0 | 0 | 0 | 0 | 0 | 0 | 0 | 0 | 0 | 0 | -88743.1518 | 0 | 0 | 0 | 0 | 0 | 0 | 0 | 0 | 0 | -244784.1926 | 0 | 0 | 0 | 0 | 0 | 0 | 0
2016-01-18 14:00 | 0 | 0 | 0 | 0 | 0 | 193513.9164 | 78349.9418 | 544986 | 0 | 0 | 0 | 0 | 88743.1518 | 0 | 0 | 0 | 0 | 0 | 0 | 0 | 3550324.3059 | 0 | 0 | 0 | 0 | 0 | 0 | 0 | 0 | 0 | 0 | -88743.1518 | 0 | 0 | 0 | 0 | 0 | 0 | 0 | 0 | 0 | -184378.99 | 0 | 0 | 0 | 0 | 0 | 0 | 0
2016-01-18 15:00 | 0 | 0 | 0 | 0 | 0 | 152712.3132 | 347715.1547 | 543295 | 0 | 0 | 0 | 0 | 0 | 0 | 0 | 0 | 0 | 0 | 0 | 0 | 3596199.9256 | 0 | 0 | 0 | 0 | 0 | 0 | 0 | 0 | 0 | 0 | -88743.1518 | 0 | 0 | 0 | 0 | 0 | 0 | 0 | 0 | 0 | 45875.6197 | 0 | 0 | 0 | 0 | 0 | 0 | 0
2016-01-18 16:00 | 0 | 0 | 0 | 0 | 0 | 136324.7021 | 462578.8396 | 536682 | 0 | 0 | 0 | 0 | 88743.1518 | 0 | 0 | 0 | 0 | 0 | 0 | 0 | 3569678.3154 | 0 | 0 | 0 | 0 | 0 | 0 | 0 | 0 | 0 | 0 | 88743.1518 | 0 | 0 | 0 | 0 | 0 | 0 | 0 | 0 | 0 | -26521.6101 | 0 | 0 | 0 | 0 | 0 | 0 | 0
2016-01-18 17:00 | 0 | 0 | 0 | 0 | 0 | 139583.1282 | 500245.6254 | 527471 | 0 | 0 | 0 | 0 | 88743.1518 | 0 | 0 | 0 | 0 | 0 | 0 | 0 | 3682036.069 | 0 | 0 | 0 | 0 | 0 | 0 | 0 | 0 | 0 | 0 | 0 | 0 | 0 | 0 | 0 | 0 | 0 | 0 | 0 | 0 | 112357.7536 | 0 | 0 | 0 | 0 | 0 | 0 | 0
2016-01-18 18:00 | 0 | 0 | 0 | 0 | 0 | 154955.5709 | 502329.5366 | 517624 | 0 | 0 | 0 | 0 | 0 | 0 | 0 | 0 | 0 | 0 | 0 | 0 | 3910440.3283 | 0 | 0 | 0 | 0 | 0 | 0 | 0 | 0 | 0 | 0 | -88743.1518 | 0 | 0 | 0 | 0 | 0 | 0 | 0 | 0 | 0 | 228404.2592 | 0 | 0 | 0 | 0 | 0 | 0 | 0
2016-01-18 19:00 | 0 | 0 | 0 | 0 | 0 | 170934.1154 | 500478.2482 | 509646 | 0 | 0 | 0 | 0 | 0 | 0 | 0 | 0 | 0 | 0 | 0 | 0 | 4072206.6918 | 0 | 0 | 0 | 0 | 0 | 0 | 0 | 0 | 0 | 0 | 0 | 0 | 0 | 0 | 0 | 0 | 0 | 0 | 0 | 0 | 161766.3636 | 0 | 0 | 0 | 0 | 0 | 0 | 0
2016-01-18 20:00 | 0 | 0 | 0 | 0 | 0 | 179395.7865 | 505976.4554 | 504548 | 0 | 0 | 0 | 0 | 88743.1518 | 0 | 0 | 0 | 0 | 0 | 0 | 0 | 4164287.7819 | 0 | 0 | 0 | 0 | 0 | 0 | 0 | 0 | 0 | 0 | 88743.1518 | 0 | 0 | 0 | 0 | 0 | 0 | 0 | 0 | 0 | 92081.0901 | 0 | 0 | 0 | 0 | 0 | 0 | 0
2016-01-18 21:00 | 0 | 0 | 0 | 0 | 0 | 188947.347 | 497311.4809 | 507574 | 0 | 0 | 0 | 0 | 0 | 0 | 0 | 0 | 0 | 0 | 0 | 0 | 4431715.7616 | 0 | 0 | 0 | 0 | 0 | 0 | 0 | 0 | 0 | 0 | -88743.1518 | 0 | 0 | 0 | 0 | 0 | 0 | 0 | 0 | 0 | 267427.9797 | 0 | 0 | 0 | 0 | 0 | 0 | 0
2016-01-18 22:00 | 0 | 0 | 0 | 0 | 0 | 224251.8954 | 412295.6336 | 526254 | 0 | 0 | 0 | 0 | 88743.1518 | 0 | 0 | 0 | 0 | 0 | 0 | 0 | 4453266.1388 | 0 | 0 | 0 | 0 | 0 | 0 | 0 | 0 | 0 | 0 | 88743.1518 | 0 | 0 | 0 | 0 | 0 | 0 | 0 | 0 | 0 | 21550.3772 | 0 | 0 | 0 | 0 | 0 | 0 | 0
2016-01-18 23:00 | 0 | 0 | 0 | 0 | 0 | 328051.9395 | 174846.511 | 549477 | 0 | 0 | 0 | 0 | 177486.3036 | 0 | 0 | 0 | 0 | 0 | 0 | 0 | 4317944.4375 | 0 | 0 | 0 | 0 | 0 | 0 | 0 | 0 | 0 | 0 | 88743.1518 | 0 | 0 | 0 | 0 | 0 | 0 | 0 | 0 | 0 | -135321.7012 | 0 | 0 | 0 | 0 | 0 | 0 | 0
2016-01-19 | 0 | 0 | 0 | 0 | 0 | 382842.3318 | 5333.7381 | 562369 | 0 | 0 | 0 | 0 | 88743.1518 | 0 | 0 | 0 | 0 | 0 | 0 | 0 | 4232494.6593 | 0 | 0 | 0 | 0 | 0 | 0 | 0 | 0 | 0 | 0 | -88743.1518 | 0 | 0 | 0 | 0 | 0 | 0 | 0 | 0 | 0 | -85449.7783 | 0 | 0 | 0 | 0 | 0 | 0 | 0
2016-01-19 01:00 | 0 | 0 | 0 | 0 | 0 | 401260.773 | 0 | 563958 | 0 | 0 | 0 | 0 | 177486.3036 | 0 | 0 | 0 | 0 | 0 | 0 | 0 | 3981054.2805 | 0 | 0 | 0 | 0 | 0 | 0 | 0 | 0 | 0 | 0 | 88743.1518 | 0 | 0 | 0 | 0 | 0 | 0 | 0 | 0 | 0 | -251440.3788 | 0 | 0 | 0 | 0 | 0 | 0 | 0
2016-01-19 02:00 | 0 | 0 | 0 | 0 | 0 | 386111.9998 | 0 | 556327 | 0 | 0 | 0 | 0 | 266229.4554 | 0 | 0 | 0 | 0 | 0 | 0 | 0 | 3722096.1285 | 0 | 0 | 0 | 0 | 0 | 0 | 0 | 0 | 0 | 0 | 88743.1518 | 0 | 0 | 0 | 0 | 0 | 0 | 0 | 0 | 0 | -258958.152 | 0 | 0 | 0 | 0 | 0 | 0 | 0
2016-01-19 03:00 | 0 | 0 | 0 | 0 | 0 | 367906.9191 | 0 | 538055 | 0 | 0 | 0 | 0 | 177486.3036 | 0 | 0 | 0 | 0 | 0 | 0 | 0 | 3640691.1994 | 0 | 0 | 0 | 0 | 0 | 0 | 0 | 0 | 0 | 0 | -88743.1518 | 0 | 0 | 0 | 0 | 0 | 0 | 0 | 0 | 0 | -81404.9291 | 0 | 0 | 0 | 0 | 0 | 0 | 0
2016-01-19 04:00 | 0 | 0 | 0 | 0 | 0 | 356843.8182 | 0 | 516738 | 0 | 0 | 0 | 0 | 88743.1518 | 0 | 0 | 0 | 0 | 0 | 0 | 0 | 3569540.1694 | 0 | 0 | 0 | 0 | 0 | 0 | 0 | 0 | 0 | 0 | -88743.1518 | 0 | 0 | 0 | 0 | 0 | 0 | 0 | 0 | 0 | -71151.03 | 0 | 0 | 0 | 0 | 0 | 0 | 0
2016-01-19 05:00 | 0 | 0 | 0 | 0 | 0 | 350901.5109 | 0 | 501292 | 0 | 0 | 0 | 0 | 177486.3036 | 0 | 0 | 0 | 0 | 0 | 0 | 0 | 3330406.5285 | 0 | 0 | 0 | 0 | 0 | 0 | 0 | 0 | 0 | 0 | 88743.1518 | 0 | 0 | 0 | 0 | 0 | 0 | 0 | 0 | 0 | -239133.6409 | 0 | 0 | 0 | 0 | 0 | 0 | 0
2016-01-19 06:00 | 0 | 0 | 0 | 0 | 0 | 346834.8411 | 0 | 488827 | 0 | 0 | 0 | 0 | 88743.1518 | 0 | 0 | 0 | 0 | 0 | 0 | 0 | 3277157.5215 | 0 | 0 | 0 | 0 | 0 | 0 | 0 | 0 | 0 | 0 | -88743.1518 | 0 | 0 | 0 | 0 | 0 | 0 | 0 | 0 | 0 | -53249.0071 | 0 | 0 | 0 | 0 | 0 | 0 | 0
2016-01-19 07:00 | 0 | 0 | 0 | 0 | 0 | 344605.7448 | 0 | 482783 | 0 | 0 | 0 | 0 | 177486.3036 | 0 | 0 | 0 | 0 | 0 | 0 | 0 | 3050237.1145 | 0 | 0 | 0 | 0 | 0 | 0 | 0 | 0 | 0 | 0 | 88743.1518 | 0 | 0 | 0 | 0 | 0 | 0 | 0 | 0 | 0 | -226920.407 | 0 | 0 | 0 | 0 | 0 | 0 | 0
2016-01-19 08:00 | 0 | 0 | 0 | 0 | 0 | 340307.6914 | 0 | 481076 | 0 | 0 | 0 | 0 | 225789.2881 | 0 | 0 | 0 | 0 | 0 | 0 | 0 | 2861165.8213 | 0 | 0 | 0 | 0 | 0 | 0 | 0 | 0 | 0 | 0 | 48302.9845 | 0 | 0 | 0 | 0 | 0 | 0 | 0 | 0 | 0 | -189071.2931 | 0 | 0 | 0 | 0 | 0 | 0 | 0
2016-01-19 09:00 | 0 | 0 | 0 | 0 | 0 | 334503.6371 | 0 | 486092 | 0 | 0 | 0 | 0 | 137046.1363 | 0 | 0 | 0 | 0 | 0 | 0 | 0 | 2798320.6103 | 0 | 0 | 0 | 0 | 0 | 0 | 0 | 0 | 0 | 0 | -88743.1518 | 0 | 0 | 0 | 0 | 0 | 0 | 0 | 0 | 0 | -62845.2111 | 0 | 0 | 0 | 0 | 0 | 0 | 0
2016-01-19 10:00 | 0 | 0 | 0 | 0 | 0 | 330469.2488 | 0 | 502163 | 0 | 0 | 0 | 0 | 225789.2881 | 0 | 0 | 0 | 0 | 0 | 0 | 0 | 2537883.7073 | 0 | 0 | 0 | 0 | 0 | 0 | 0 | 0 | 0 | 0 | 88743.1518 | 0 | 0 | 0 | 0 | 0 | 0 | 0 | 0 | 0 | -260436.903 | 0 | 0 | 0 | 0 | 0 | 0 | 0
2016-01-19 11:00 | 0 | 0 | 0 | 0 | 0 | 327341.5883 | 0 | 535457 | 0 | 0 | 0 | 0 | 137046.1363 | 0 | 0 | 0 | 0 | 0 | 0 | 0 | 2418511.4473 | 0 | 0 | 0 | 0 | 0 | 0 | 0 | 0 | 0 | 0 | -88743.1518 | 0 | 0 | 0 | 0 | 0 | 0 | 0 | 0 | 0 | -119372.2599 | 0 | 0 | 0 | 0 | 0 | 0 | 0
2016-01-19 12:00 | 0 | 0 | 0 | 0 | 0 | 328491.9674 | 0 | 566299 | 0 | 0 | 0 | 0 | 48302.9845 | 0 | 0 | 0 | 0 | 0 | 0 | 0 | 2269447.5665 | 0 | 0 | 0 | 0 | 0 | 0 | 0 | 0 | 0 | 0 | -88743.1518 | 0 | 0 | 0 | 0 | 0 | 0 | 0 | 0 | 0 | -149063.8808 | 0 | 0 | 0 | 0 | 0 | 0 | 0
2016-01-19 13:00 | 0 | 0 | 0 | 0 | 0 | 334623.2848 | 0 | 573164 | 0 | 0 | 0 | 0 | 88743.1518 | 0 | 0 | 0 | 0 | 0 | 0 | 0 | 1990466.6841 | 0 | 0 | 0 | 0 | 0 | 0 | 0 | 0 | 0 | 0 | 40440.1673 | 0 | 0 | 0 | 0 | 0 | 0 | 0 | 0 | 0 | -278980.8824 | 0 | 0 | 0 | 0 | 0 | 0 | 0
2016-01-19 14:00 | 0 | 0 | 0 | 0 | 0 | 318431.3857 | 54754.8446 | 566429 | 0 | 0 | 0 | 0 | 0 | 0 | 0 | 0 | 0 | 0 | 0 | 0 | 1885967.0662 | 0 | 0 | 0 | 0 | 0 | 0 | 0 | 0 | 0 | 0 | -88743.1518 | 0 | 0 | 0 | 0 | 0 | 0 | 0 | 0 | 0 | -104499.6178 | 0 | 0 | 0 | 0 | 0 | 0 | 0
2016-01-19 15:00 | 0 | 0 | 0 | 0 | 0 | 258242.4723 | 351040.5135 | 557716 | 0 | 0 | 0 | 0 | 88743.1518 | 0 | 0 | 0 | 0 | 0 | 0 | 0 | 1848790.9003 | 0 | 0 | 0 | 0 | 0 | 0 | 0 | 0 | 0 | 0 | 88743.1518 | 0 | 0 | 0 | 0 | 0 | 0 | 0 | 0 | 0 | -37176.166 | 0 | 0 | 0 | 0 | 0 | 0 | 0
2016-01-19 16:00 | 0 | 0 | 0 | 0 | 0 | 257050.5294 | 463390.7837 | 545130 | 0 | 0 | 0 | 0 | 0 | 0 | 0 | 0 | 0 | 0 | 0 | 0 | 2112845.3652 | 0 | 0 | 0 | 0 | 0 | 0 | 0 | 0 | 0 | 0 | -88743.1518 | 0 | 0 | 0 | 0 | 0 | 0 | 0 | 0 | 0 | 264054.4649 | 0 | 0 | 0 | 0 | 0 | 0 | 0
2016-01-19 17:00 | 0 | 0 | 0 | 0 | 0 | 262496.2217 | 479483.3737 | 531980 | 0 | 0 | 0 | 0 | 88743.1518 | 0 | 0 | 0 | 0 | 0 | 0 | 0 | 2234101.8088 | 0 | 0 | 0 | 0 | 0 | 0 | 0 | 0 | 0 | 0 | 88743.1518 | 0 | 0 | 0 | 0 | 0 | 0 | 0 | 0 | 0 | 121256.4437 | 0 | 0 | 0 | 0 | 0 | 0 | 0
2016-01-19 18:00 | 0 | 0 | 0 | 0 | 0 | 251116.3828 | 474379.9782 | 520957 | 0 | 0 | 0 | 0 | 14301.6303 | 0 | 0 | 0 | 0 | 0 | 0 | 0 | 2513082.6913 | 0 | 0 | 0 | 0 | 0 | 0 | 0 | 0 | 0 | 0 | -74441.5215 | 0 | 0 | 0 | 0 | 0 | 0 | 0 | 0 | 0 | 278980.8824 | 0 | 0 | 0 | 0 | 0 | 0 | 0
2016-01-19 19:00 | 0 | 0 | 0 | 0 | 0 | 243728.1392 | 475702.8698 | 512504 | 0 | 0 | 0 | 0 | 0 | 0 | 0 | 0 | 0 | 0 | 0 | 0 | 2734311.3305 | 0 | 0 | 0 | 0 | 0 | 0 | 0 | 0 | 0 | 0 | -14301.6303 | 0 | 0 | 0 | 0 | 0 | 0 | 0 | 0 | 0 | 221228.6393 | 0 | 0 | 0 | 0 | 0 | 0 | 0
2016-01-19 20:00 | 0 | 0 | 0 | 0 | 0 | 233817.5687 | 486582.9911 | 508038 | 0 | 0 | 0 | 0 | 88743.1518 | 0 | 0 | 0 | 0 | 0 | 0 | 0 | 2857930.7386 | 0 | 0 | 0 | 0 | 0 | 0 | 0 | 0 | 0 | 0 | 88743.1518 | 0 | 0 | 0 | 0 | 0 | 0 | 0 | 0 | 0 | 123619.4081 | 0 | 0 | 0 | 0 | 0 | 0 | 0
2016-01-19 21:00 | 0 | 0 | 0 | 0 | 0 | 214452.8343 | 484567.5649 | 511350 | 0 | 0 | 0 | 0 | 177486.3036 | 0 | 0 | 0 | 0 | 0 | 0 | 0 | 2956857.986 | 0 | 0 | 0 | 0 | 0 | 0 | 0 | 0 | 0 | 0 | 88743.1518 | 0 | 0 | 0 | 0 | 0 | 0 | 0 | 0 | 0 | 98927.2474 | 0 | 0 | 0 | 0 | 0 | 0 | 0
2016-01-19 22:00 | 0 | 0 | 0 | 0 | 0 | 204462.2282 | 392303.2727 | 528590 | 0 | 0 | 0 | 0 | 88743.1518 | 0 | 0 | 0 | 0 | 0 | 0 | 0 | 3113776.6386 | 0 | 0 | 0 | 0 | 0 | 0 | 0 | 0 | 0 | 0 | -88743.1518 | 0 | 0 | 0 | 0 | 0 | 0 | 0 | 0 | 0 | 156918.6526 | 0 | 0 | 0 | 0 | 0 | 0 | 0
2016-01-19 23:00 | 0 | 0 | 0 | 0 | 0 | 253563.4754 | 130268.2168 | 550838 | 0 | 0 | 0 | 0 | 177486.3036 | 0 | 0 | 0 | 0 | 0 | 0 | 0 | 2858027.179 | 0 | 0 | 0 | 0 | 0 | 0 | 0 | 0 | 0 | 0 | 88743.1518 | 0 | 0 | 0 | 0 | 0 | 0 | 0 | 0 | 0 | -255749.4596 | 0 | 0 | 0 | 0 | 0 | 0 | 0
2016-01-20 | 0 | 0 | 0 | 0 | 0 | 305217.504 | 4372.6732 | 561888 | 0 | 0 | 0 | 0 | 204169.3632 | 0 | 0 | 0 | 0 | 0 | 0 | 0 | 2579046.2965 | 0 | 0 | 0 | 0 | 0 | 0 | 0 | 0 | 0 | 0 | 26683.0596 | 0 | 0 | 0 | 0 | 0 | 0 | 0 | 0 | 0 | -278980.8824 | 0 | 0 | 0 | 0 | 0 | 0 | 0
2016-01-20 01:00 | 0 | 0 | 0 | 0 | 0 | 346048.3219 | 0 | 561943 | 0 | 0 | 0 | 0 | 267255.5675 | 0 | 0 | 0 | 0 | 0 | 0 | 0 | 2300065.4141 | 0 | 0 | 0 | 0 | 0 | 0 | 0 | 0 | 0 | 0 | 63086.2043 | 0 | 0 | 0 | 0 | 0 | 0 | 0 | 0 | 0 | -278980.8824 | 0 | 0 | 0 | 0 | 0 | 0 | 0
2016-01-20 02:00 | 0 | 0 | 0 | 0 | 0 | 380650.2099 | 0 | 552117 | 0 | 0 | 0 | 0 | 178512.4157 | 0 | 0 | 0 | 0 | 0 | 0 | 0 | 2217341.7758 | 0 | 0 | 0 | 0 | 0 | 0 | 0 | 0 | 0 | 0 | -88743.1518 | 0 | 0 | 0 | 0 | 0 | 0 | 0 | 0 | 0 | -82723.6383 | 0 | 0 | 0 | 0 | 0 | 0 | 0
2016-01-20 03:00 | 0 | 0 | 0 | 0 | 0 | 386216.9835 | 0 | 532519 | 0 | 0 | 0 | 0 | 267255.5675 | 0 | 0 | 0 | 0 | 0 | 0 | 0 | 1982296.6075 | 0 | 0 | 0 | 0 | 0 | 0 | 0 | 0 | 0 | 0 | 88743.1518 | 0 | 0 | 0 | 0 | 0 | 0 | 0 | 0 | 0 | -235045.1683 | 0 | 0 | 0 | 0 | 0 | 0 | 0
2016-01-20 04:00 | 0 | 0 | 0 | 0 | 0 | 373970.9044 | 0 | 508121 | 0 | 0 | 0 | 0 | 355998.7193 | 0 | 0 | 0 | 0 | 0 | 0 | 0 | 1759403.3601 | 0 | 0 | 0 | 0 | 0 | 0 | 0 | 0 | 0 | 0 | 88743.1518 | 0 | 0 | 0 | 0 | 0 | 0 | 0 | 0 | 0 | -222893.2474 | 0 | 0 | 0 | 0 | 0 | 0 | 0
2016-01-20 05:00 | 0 | 0 | 0 | 0 | 0 | 354034.5212 | 0 | 489033 | 0 | 0 | 0 | 0 | 267255.5675 | 0 | 0 | 0 | 0 | 0 | 0 | 0 | 1713148.0331 | 0 | 0 | 0 | 0 | 0 | 0 | 0 | 0 | 0 | 0 | -88743.1518 | 0 | 0 | 0 | 0 | 0 | 0 | 0 | 0 | 0 | -46255.327 | 0 | 0 | 0 | 0 | 0 | 0 | 0
2016-01-20 06:00 | 0 | 0 | 0 | 0 | 0 | 336969.9231 | 0 | 477201 | 0 | 0 | 0 | 0 | 178512.4157 | 0 | 0 | 0 | 0 | 0 | 0 | 0 | 1661660.1079 | 0 | 0 | 0 | 0 | 0 | 0 | 0 | 0 | 0 | 0 | -88743.1518 | 0 | 0 | 0 | 0 | 0 | 0 | 0 | 0 | 0 | -51487.9251 | 0 | 0 | 0 | 0 | 0 | 0 | 0
2016-01-20 07:00 | 0 | 0 | 0 | 0 | 0 | 326980.3466 | 0 | 469244 | 0 | 0 | 0 | 0 | 89769.2639 | 0 | 0 | 0 | 0 | 0 | 0 | 0 | 1608139.6063 | 0 | 0 | 0 | 0 | 0 | 0 | 0 | 0 | 0 | 0 | -88743.1518 | 0 | 0 | 0 | 0 | 0 | 0 | 0 | 0 | 0 | -53520.5016 | 0 | 0 | 0 | 0 | 0 | 0 | 0
2016-01-20 08:00 | 0 | 0 | 0 | 0 | 0 | 317543.0144 | 0 | 465073 | 0 | 0 | 0 | 0 | 178512.4157 | 0 | 0 | 0 | 0 | 0 | 0 | 0 | 1371866.4689 | 0 | 0 | 0 | 0 | 0 | 0 | 0 | 0 | 0 | 0 | 88743.1518 | 0 | 0 | 0 | 0 | 0 | 0 | 0 | 0 | 0 | -236273.1374 | 0 | 0 | 0 | 0 | 0 | 0 | 0
2016-01-20 09:00 | 0 | 0 | 0 | 0 | 0 | 303013.5116 | 0 | 467668 | 0 | 0 | 0 | 0 | 267255.5675 | 0 | 0 | 0 | 0 | 0 | 0 | 0 | 1118468.8287 | 0 | 0 | 0 | 0 | 0 | 0 | 0 | 0 | 0 | 0 | 88743.1518 | 0 | 0 | 0 | 0 | 0 | 0 | 0 | 0 | 0 | -253397.6402 | 0 | 0 | 0 | 0 | 0 | 0 | 0
2016-01-20 10:00 | 0 | 0 | 0 | 0 | 0 | 287902.633 | 0 | 480665 | 0 | 0 | 0 | 0 | 178512.4157 | 0 | 0 | 0 | 0 | 0 | 0 | 0 | 1014449.6135 | 0 | 0 | 0 | 0 | 0 | 0 | 0 | 0 | 0 | 0 | -88743.1518 | 0 | 0 | 0 | 0 | 0 | 0 | 0 | 0 | 0 | -104019.2152 | 0 | 0 | 0 | 0 | 0 | 0 | 0
2016-01-20 11:00 | 0 | 0 | 0 | 0 | 0 | 272701.7468 | 0 | 511178 | 0 | 0 | 0 | 0 | 219017.045 | 0 | 0 | 0 | 0 | 0 | 0 | 0 | 735468.731 | 0 | 0 | 0 | 0 | 0 | 0 | 0 | 0 | 0 | 0 | 40504.6292 | 0 | 0 | 0 | 0 | 0 | 0 | 0 | 0 | 0 | -278980.8824 | 0 | 0 | 0 | 0 | 0 | 0 | 0
2016-01-20 12:00 | 0 | 0 | 0 | 0 | 0 | 259539.2914 | 0 | 538547 | 0 | 0 | 0 | 0 | 130273.8932 | 0 | 0 | 0 | 0 | 0 | 0 | 0 | 545204.1742 | 0 | 0 | 0 | 0 | 0 | 0 | 0 | 0 | 0 | 0 | -88743.1518 | 0 | 0 | 0 | 0 | 0 | 0 | 0 | 0 | 0 | -190264.5568 | 0 | 0 | 0 | 0 | 0 | 0 | 0
2016-01-20 13:00 | 0 | 0 | 0 | 0 | 0 | 255836.5454 | 11.4218 | 545720 | 0 | 0 | 0 | 0 | 119382.7428 | 0 | 0 | 0 | 0 | 0 | 0 | 0 | 266223.2918 | 0 | 0 | 0 | 0 | 0 | 0 | 0 | 0 | 0 | 0 | -10891.1503 | 0 | 0 | 0 | 0 | 0 | 0 | 0 | 0 | 0 | -278980.8824 | 0 | 0 | 0 | 0 | 0 | 0 | 0
2016-01-20 14:00 | 0 | 0 | 0 | 0 | 0 | 236451.2121 | 35389.5629 | 541525 | 0 | 0 | 0 | 0 | 88743.1518 | 0 | 0 | 0 | 0 | 0 | 0 | 0 | 27178.6578 | 0 | 0 | 0 | 0 | 0 | 0 | 0 | 0 | 0 | 0 | -30639.591 | 0 | 0 | 0 | 0 | 0 | 0 | 0 | 0 | 0 | -239044.6339 | 0 | 0 | 0 | 0 | 0 | 0 | 0
2016-01-20 15:00 | 0 | 0 | 0 | 0 | 0 | 194266.4194 | 332395.1589 | 535783 | 0 | 0 | 0 | 0 | 0 | 0 | 0 | 0 | 0 | 0 | 0 | 0 | 106800.388 | 0 | 0 | 0 | 0 | 0 | 0 | 0 | 0 | 0 | 0 | -88743.1518 | 0 | 0 | 0 | 0 | 0 | 0 | 0 | 0 | 0 | 79621.7301 | 0 | 0 | 0 | 0 | 0 | 0 | 0
2016-01-20 16:00 | 0 | 0 | 0 | 0 | 0 | 195569.3253 | 494254.7027 | 524933 | 0 | 0 | 0 | 0 | 0 | 0 | 0 | 0 | 0 | 0 | 0 | 0 | 271691.4159 | 0 | 0 | 0 | 0 | 0 | 0 | 0 | 0 | 0 | 0 | 0 | 0 | 0 | 0 | 0 | 0 | 0 | 0 | 0 | 0 | 164891.028 | 0 | 0 | 0 | 0 | 0 | 0 | 0
2016-01-20 17:00 | 0 | 0 | 0 | 0 | 0 | 232120.2728 | 554722.1202 | 513323 | 0 | 0 | 0 | 0 | 0 | 0 | 0 | 0 | 0 | 0 | 0 | 0 | 545210.8089 | 0 | 0 | 0 | 0 | 0 | 0 | 0 | 0 | 0 | 0 | 0 | 0 | 0 | 0 | 0 | 0 | 0 | 0 | 0 | 0 | 273519.393 | 0 | 0 | 0 | 0 | 0 | 0 | 0
2016-01-20 18:00 | 0 | 0 | 0 | 0 | 0 | 269285.3105 | 556218.3511 | 504846 | 0 | 0 | 0 | 0 | 41676.7791 | 0 | 0 | 0 | 0 | 0 | 0 | 0 | 824191.6914 | 0 | 0 | 0 | 0 | 0 | 0 | 0 | 0 | 0 | 0 | 41676.7791 | 0 | 0 | 0 | 0 | 0 | 0 | 0 | 0 | 0 | 278980.8824 | 0 | 0 | 0 | 0 | 0 | 0 | 0
2016-01-20 19:00 | 0 | 0 | 0 | 0 | 0 | 300817.0037 | 558529.2128 | 499511 | 0 | 0 | 0 | 0 | 122531.1132 | 0 | 0 | 0 | 0 | 0 | 0 | 0 | 1103172.5738 | 0 | 0 | 0 | 0 | 0 | 0 | 0 | 0 | 0 | 0 | 80854.3341 | 0 | 0 | 0 | 0 | 0 | 0 | 0 | 0 | 0 | 278980.8824 | 0 | 0 | 0 | 0 | 0 | 0 | 0
2016-01-20 20:00 | 0 | 0 | 0 | 0 | 0 | 280267.2546 | 583723.7796 | 496267 | 0 | 0 | 0 | 0 | 211274.265 | 0 | 0 | 0 | 0 | 0 | 0 | 0 | 1382153.4563 | 0 | 0 | 0 | 0 | 0 | 0 | 0 | 0 | 0 | 0 | 88743.1518 | 0 | 0 | 0 | 0 | 0 | 0 | 0 | 0 | 0 | 278980.8824 | 0 | 0 | 0 | 0 | 0 | 0 | 0
2016-01-20 21:00 | 0 | 0 | 0 | 0 | 0 | 250493.1303 | 615682.904 | 498452 | 0 | 0 | 0 | 0 | 300017.4168 | 0 | 0 | 0 | 0 | 0 | 0 | 0 | 1661134.3387 | 0 | 0 | 0 | 0 | 0 | 0 | 0 | 0 | 0 | 0 | 88743.1518 | 0 | 0 | 0 | 0 | 0 | 0 | 0 | 0 | 0 | 278980.8824 | 0 | 0 | 0 | 0 | 0 | 0 | 0
2016-01-20 22:00 | 0 | 0 | 0 | 0 | 0 | 303088.0028 | 571680.821 | 512960 | 0 | 0 | 0 | 0 | 382845.3582 | 0 | 0 | 0 | 0 | 0 | 0 | 0 | 1940115.2211 | 0 | 0 | 0 | 0 | 0 | 0 | 0 | 0 | 0 | 0 | 82827.9414 | 0 | 0 | 0 | 0 | 0 | 0 | 0 | 0 | 0 | 278980.8824 | 0 | 0 | 0 | 0 | 0 | 0 | 0
2016-01-20 23:00 | 0 | 0 | 0 | 0 | 0 | 340983.7852 | 276671.209 | 530355 | 0 | 0 | 0 | 0 | 382845.3582 | 0 | 0 | 0 | 0 | 0 | 0 | 0 | 2027415.2154 | 0 | 0 | 0 | 0 | 0 | 0 | 0 | 0 | 0 | 0 | 0 | 0 | 0 | 0 | 0 | 0 | 0 | 0 | 0 | 0 | 87299.9943 | 0 | 0 | 0 | 0 | 0 | 0 | 0
2016-01-21 | 0 | 0 | 0 | 0 | 0 | 347061.247 | 9685.8594 | 536685 | 0 | 0 | 0 | 0 | 382845.3582 | 0 | 0 | 0 | 0 | 0 | 0 | 0 | 1847477.3218 | 0 | 0 | 0 | 0 | 0 | 0 | 0 | 0 | 0 | 0 | 0 | 0 | 0 | 0 | 0 | 0 | 0 | 0 | 0 | 0 | -179937.8936 | 0 | 0 | 0 | 0 | 0 | 0 | 0
2016-01-21 01:00 | 0 | 0 | 0 | 0 | 0 | 341510.5439 | 0 | 533921 | 0 | 0 | 0 | 0 | 294102.2064 | 0 | 0 | 0 | 0 | 0 | 0 | 0 | 1743810.0176 | 0 | 0 | 0 | 0 | 0 | 0 | 0 | 0 | 0 | 0 | -88743.1518 | 0 | 0 | 0 | 0 | 0 | 0 | 0 | 0 | 0 | -103667.3043 | 0 | 0 | 0 | 0 | 0 | 0 | 0
2016-01-21 02:00 | 0 | 0 | 0 | 0 | 0 | 333595.8981 | 0 | 523733 | 0 | 0 | 0 | 0 | 382845.3582 | 0 | 0 | 0 | 0 | 0 | 0 | 0 | 1464929.7639 | 0 | 0 | 0 | 0 | 0 | 0 | 0 | 0 | 0 | 0 | 88743.1518 | 0 | 0 | 0 | 0 | 0 | 0 | 0 | 0 | 0 | -278880.2537 | 0 | 0 | 0 | 0 | 0 | 0 | 0
2016-01-21 03:00 | 0 | 0 | 0 | 0 | 0 | 328420.2503 | 0 | 502414 | 0 | 0 | 0 | 0 | 294102.2064 | 0 | 0 | 0 | 0 | 0 | 0 | 0 | 1379679.1659 | 0 | 0 | 0 | 0 | 0 | 0 | 0 | 0 | 0 | 0 | -88743.1518 | 0 | 0 | 0 | 0 | 0 | 0 | 0 | 0 | 0 | -85250.5979 | 0 | 0 | 0 | 0 | 0 | 0 | 0
2016-01-21 04:00 | 0 | 0 | 0 | 0 | 0 | 326988.1344 | 0 | 477551 | 0 | 0 | 0 | 0 | 382845.3582 | 0 | 0 | 0 | 0 | 0 | 0 | 0 | 1140373.1485 | 0 | 0 | 0 | 0 | 0 | 0 | 0 | 0 | 0 | 0 | 88743.1518 | 0 | 0 | 0 | 0 | 0 | 0 | 0 | 0 | 0 | -239306.0174 | 0 | 0 | 0 | 0 | 0 | 0 | 0
2016-01-21 05:00 | 0 | 0 | 0 | 0 | 0 | 321044.8342 | 0 | 456315 | 0 | 0 | 0 | 0 | 294102.2064 | 0 | 0 | 0 | 0 | 0 | 0 | 0 | 1093846.1345 | 0 | 0 | 0 | 0 | 0 | 0 | 0 | 0 | 0 | 0 | -88743.1518 | 0 | 0 | 0 | 0 | 0 | 0 | 0 | 0 | 0 | -46527.014 | 0 | 0 | 0 | 0 | 0 | 0 | 0
2016-01-21 06:00 | 0 | 0 | 0 | 0 | 0 | 309175.9965 | 0 | 443693 | 0 | 0 | 0 | 0 | 205359.0546 | 0 | 0 | 0 | 0 | 0 | 0 | 0 | 1048072.2828 | 0 | 0 | 0 | 0 | 0 | 0 | 0 | 0 | 0 | 0 | -88743.1518 | 0 | 0 | 0 | 0 | 0 | 0 | 0 | 0 | 0 | -45773.8517 | 0 | 0 | 0 | 0 | 0 | 0 | 0
2016-01-21 07:00 | 0 | 0 | 0 | 0 | 0 | 306022.7894 | 0 | 435960 | 0 | 0 | 0 | 0 | 294102.2064 | 0 | 0 | 0 | 0 | 0 | 0 | 0 | 829391.9204 | 0 | 0 | 0 | 0 | 0 | 0 | 0 | 0 | 0 | 0 | 88743.1518 | 0 | 0 | 0 | 0 | 0 | 0 | 0 | 0 | 0 | -218680.3624 | 0 | 0 | 0 | 0 | 0 | 0 | 0
2016-01-21 08:00 | 0 | 0 | 0 | 0 | 0 | 308877.4773 | 0 | 432949 | 0 | 0 | 0 | 0 | 205359.0546 | 0 | 0 | 0 | 0 | 0 | 0 | 0 | 794063.5495 | 0 | 0 | 0 | 0 | 0 | 0 | 0 | 0 | 0 | 0 | -88743.1518 | 0 | 0 | 0 | 0 | 0 | 0 | 0 | 0 | 0 | -35328.3709 | 0 | 0 | 0 | 0 | 0 | 0 | 0
2016-01-21 09:00 | 0 | 0 | 0 | 0 | 0 | 307721.7988 | 0 | 435901 | 0 | 0 | 0 | 0 | 294102.2064 | 0 | 0 | 0 | 0 | 0 | 0 | 0 | 577141.1965 | 0 | 0 | 0 | 0 | 0 | 0 | 0 | 0 | 0 | 0 | 88743.1518 | 0 | 0 | 0 | 0 | 0 | 0 | 0 | 0 | 0 | -216922.353 | 0 | 0 | 0 | 0 | 0 | 0 | 0
2016-01-21 10:00 | 0 | 0 | 0 | 0 | 0 | 306560.5091 | 0 | 448923 | 0 | 0 | 0 | 0 | 205359.0546 | 0 | 0 | 0 | 0 | 0 | 0 | 0 | 523521.8574 | 0 | 0 | 0 | 0 | 0 | 0 | 0 | 0 | 0 | 0 | -88743.1518 | 0 | 0 | 0 | 0 | 0 | 0 | 0 | 0 | 0 | -53619.3391 | 0 | 0 | 0 | 0 | 0 | 0 | 0
2016-01-21 11:00 | 0 | 0 | 0 | 0 | 0 | 305761.4103 | 0 | 480425 | 0 | 0 | 0 | 0 | 116615.9029 | 0 | 0 | 0 | 0 | 0 | 0 | 0 | 437601.4195 | 0 | 0 | 0 | 0 | 0 | 0 | 0 | 0 | 0 | 0 | -88743.1518 | 0 | 0 | 0 | 0 | 0 | 0 | 0 | 0 | 0 | -85920.4379 | 0 | 0 | 0 | 0 | 0 | 0 | 0
2016-01-21 12:00 | 0 | 0 | 0 | 0 | 0 | 307908.6935 | 0 | 510035 | 0 | 0 | 0 | 0 | 88743.1518 | 0 | 0 | 0 | 0 | 0 | 0 | 0 | 263347.864 | 0 | 0 | 0 | 0 | 0 | 0 | 0 | 0 | 0 | 0 | -27872.7511 | 0 | 0 | 0 | 0 | 0 | 0 | 0 | 0 | 0 | -174253.5555 | 0 | 0 | 0 | 0 | 0 | 0 | 0
2016-01-21 13:00 | 0 | 0 | 0 | 0 | 0 | 311166.3476 | 15.4037 | 518534 | 0 | 0 | 0 | 0 | 0 | 0 | 0 | 0 | 0 | 0 | 0 | 0 | 144738.7671 | 0 | 0 | 0 | 0 | 0 | 0 | 0 | 0 | 0 | 0 | -88743.1518 | 0 | 0 | 0 | 0 | 0 | 0 | 0 | 0 | 0 | -118609.0969 | 0 | 0 | 0 | 0 | 0 | 0 | 0
2016-01-21 14:00 | 0 | 0 | 0 | 0 | 0 | 288243.6343 | 82855.5986 | 515838 | 0 | 0 | 0 | 0 | 0 | 0 | 0 | 0 | 0 | 0 | 0 | 0 | 0 | 0 | 0 | 0 | 0 | 0 | 0 | 0 | 0 | 0 | 0 | 0 | 0 | 0 | 0 | 0 | 0 | 0 | 0 | 0 | 0 | -144738.7671 | 0 | 0 | 0 | 0 | 0 | 0 | 0
2016-01-21 15:00 | 0 | 0 | 0 | 0 | 0 | 111278.2126 | 533311.0239 | 511625 | 0 | 0 | 0 | 0 | 0 | 0 | 0 | 0 | 0 | 0 | 0 | 0 | 132964.2365 | 0 | 0 | 0 | 0 | 0 | 0 | 0 | 0 | 0 | 0 | 0 | 0 | 0 | 0 | 0 | 0 | 0 | 0 | 0 | 0 | 132964.2365 | 0 | 0 | 0 | 0 | 0 | 0 | 0
2016-01-21 16:00 | 0 | 0 | 0 | 0 | 0 | 223821.5822 | 648771.452 | 504869 | 0 | 0 | 0 | 0 | 88743.1518 | 0 | 0 | 0 | 0 | 0 | 0 | 0 | 411945.1189 | 0 | 0 | 0 | 0 | 0 | 0 | 0 | 0 | 0 | 0 | 88743.1518 | 0 | 0 | 0 | 0 | 0 | 0 | 0 | 0 | 0 | 278980.8824 | 0 | 0 | 0 | 0 | 0 | 0 | 0
2016-01-21 17:00 | 0 | 0 | 0 | 0 | 0 | 217698.7765 | 647339.2577 | 497314 | 0 | 0 | 0 | 0 | 177486.3036 | 0 | 0 | 0 | 0 | 0 | 0 | 0 | 690926.0013 | 0 | 0 | 0 | 0 | 0 | 0 | 0 | 0 | 0 | 0 | 88743.1518 | 0 | 0 | 0 | 0 | 0 | 0 | 0 | 0 | 0 | 278980.8824 | 0 | 0 | 0 | 0 | 0 | 0 | 0
2016-01-21 18:00 | 0 | 0 | 0 | 0 | 0 | 64722.9855 | 616233.7451 | 490719 | 0 | 0 | 0 | 0 | 88743.1518 | 0 | 0 | 0 | 0 | 0 | 0 | 0 | 969906.8838 | 0 | 0 | 0 | 0 | 0 | 0 | 0 | 0 | 0 | 0 | -88743.1518 | 0 | 0 | 0 | 0 | 0 | 0 | 0 | 0 | 0 | 278980.8824 | 0 | 0 | 0 | 0 | 0 | 0 | 0
2016-01-21 19:00 | 0 | 0 | 0 | 0 | 0 | 253363.8095 | 600698.2247 | 486338 | 0 | 0 | 0 | 0 | 177486.3036 | 0 | 0 | 0 | 0 | 0 | 0 | 0 | 1248887.7662 | 0 | 0 | 0 | 0 | 0 | 0 | 0 | 0 | 0 | 0 | 88743.1518 | 0 | 0 | 0 | 0 | 0 | 0 | 0 | 0 | 0 | 278980.8824 | 0 | 0 | 0 | 0 | 0 | 0 | 0
2016-01-21 20:00 | 0 | 0 | 0 | 0 | 0 | 91251.4298 | 610843.0519 | 483984 | 0 | 0 | 0 | 0 | 116615.9029 | 0 | 0 | 0 | 0 | 0 | 0 | 0 | 1527868.6487 | 0 | 0 | 0 | 0 | 0 | 0 | 0 | 0 | 0 | 0 | -60870.4007 | 0 | 0 | 0 | 0 | 0 | 0 | 0 | 0 | 0 | 278980.8824 | 0 | 0 | 0 | 0 | 0 | 0 | 0
2016-01-21 21:00 | 0 | 0 | 0 | 0 | 0 | 228989.4118 | 625146.6225 | 486412 | 0 | 0 | 0 | 0 | 205359.0546 | 0 | 0 | 0 | 0 | 0 | 0 | 0 | 1806849.5311 | 0 | 0 | 0 | 0 | 0 | 0 | 0 | 0 | 0 | 0 | 88743.1518 | 0 | 0 | 0 | 0 | 0 | 0 | 0 | 0 | 0 | 278980.8824 | 0 | 0 | 0 | 0 | 0 | 0 | 0
2016-01-21 22:00 | 0 | 0 | 0 | 0 | 0 | 311200.0563 | 558484.9779 | 501961 | 0 | 0 | 0 | 0 | 294102.2064 | 0 | 0 | 0 | 0 | 0 | 0 | 0 | 2085830.4136 | 0 | 0 | 0 | 0 | 0 | 0 | 0 | 0 | 0 | 0 | 88743.1518 | 0 | 0 | 0 | 0 | 0 | 0 | 0 | 0 | 0 | 278980.8824 | 0 | 0 | 0 | 0 | 0 | 0 | 0
2016-01-21 23:00 | 0 | 0 | 0 | 0 | 0 | 402114.9276 | 221906.4002 | 520445 | 0 | 0 | 0 | 0 | 205359.0546 | 0 | 0 | 0 | 0 | 0 | 0 | 0 | 2278149.8931 | 0 | 0 | 0 | 0 | 0 | 0 | 0 | 0 | 0 | 0 | -88743.1518 | 0 | 0 | 0 | 0 | 0 | 0 | 0 | 0 | 0 | 192319.4796 | 0 | 0 | 0 | 0 | 0 | 0 | 0
2016-01-22 | 0 | 0 | 0 | 0 | 0 | 408914.5637 | 6585.8081 | 527936 | 0 | 0 | 0 | 0 | 294102.2064 | 0 | 0 | 0 | 0 | 0 | 0 | 0 | 2076971.1132 | 0 | 0 | 0 | 0 | 0 | 0 | 0 | 0 | 0 | 0 | 88743.1518 | 0 | 0 | 0 | 0 | 0 | 0 | 0 | 0 | 0 | -201178.7799 | 0 | 0 | 0 | 0 | 0 | 0 | 0
2016-01-22 01:00 | 0 | 0 | 0 | 0 | 0 | 391348.09 | 0 | 526468 | 0 | 0 | 0 | 0 | 382845.3582 | 0 | 0 | 0 | 0 | 0 | 0 | 0 | 1853108.0514 | 0 | 0 | 0 | 0 | 0 | 0 | 0 | 0 | 0 | 0 | 88743.1518 | 0 | 0 | 0 | 0 | 0 | 0 | 0 | 0 | 0 | -223863.0618 | 0 | 0 | 0 | 0 | 0 | 0 | 0
2016-01-22 02:00 | 0 | 0 | 0 | 0 | 0 | 369798.8964 | 0 | 516856 | 0 | 0 | 0 | 0 | 354972.6072 | 0 | 0 | 0 | 0 | 0 | 0 | 0 | 1733923.6989 | 0 | 0 | 0 | 0 | 0 | 0 | 0 | 0 | 0 | 0 | -27872.7511 | 0 | 0 | 0 | 0 | 0 | 0 | 0 | 0 | 0 | -119184.3525 | 0 | 0 | 0 | 0 | 0 | 0 | 0
2016-01-22 03:00 | 0 | 0 | 0 | 0 | 0 | 354054.0371 | 0 | 498821 | 0 | 0 | 0 | 0 | 266229.4554 | 0 | 0 | 0 | 0 | 0 | 0 | 0 | 1677899.8877 | 0 | 0 | 0 | 0 | 0 | 0 | 0 | 0 | 0 | 0 | -88743.1518 | 0 | 0 | 0 | 0 | 0 | 0 | 0 | 0 | 0 | -56023.8112 | 0 | 0 | 0 | 0 | 0 | 0 | 0
2016-01-22 04:00 | 0 | 0 | 0 | 0 | 0 | 340077.5059 | 0 | 476229 | 0 | 0 | 0 | 0 | 177486.3036 | 0 | 0 | 0 | 0 | 0 | 0 | 0 | 1630491.5454 | 0 | 0 | 0 | 0 | 0 | 0 | 0 | 0 | 0 | 0 | -88743.1518 | 0 | 0 | 0 | 0 | 0 | 0 | 0 | 0 | 0 | -47408.3423 | 0 | 0 | 0 | 0 | 0 | 0 | 0
2016-01-22 05:00 | 0 | 0 | 0 | 0 | 0 | 88650.9658 | 0 | 456375 | 0 | 0 | 0 | 0 | 88743.1518 | 0 | 0 | 0 | 0 | 0 | 0 | 0 | 1351510.663 | 0 | 0 | 0 | 0 | 0 | 0 | 0 | 0 | 0 | 0 | -88743.1518 | 0 | 0 | 0 | 0 | 0 | 0 | 0 | 0 | 0 | -278980.8824 | 0 | 0 | 0 | 0 | 0 | 0 | 0
2016-01-22 06:00 | 0 | 0 | 0 | 0 | 0 | 341499.6721 | 0 | 444230 | 0 | 0 | 0 | 0 | 0 | 0 | 0 | 0 | 0 | 0 | 0 | 0 | 1337523.4868 | 0 | 0 | 0 | 0 | 0 | 0 | 0 | 0 | 0 | 0 | -88743.1518 | 0 | 0 | 0 | 0 | 0 | 0 | 0 | 0 | 0 | -13987.1761 | 0 | 0 | 0 | 0 | 0 | 0 | 0
2016-01-22 07:00 | 0 | 0 | 0 | 0 | 0 | 350543.8231 | 0 | 436401 | 0 | 0 | 0 | 0 | 88743.1518 | 0 | 0 | 0 | 0 | 0 | 0 | 0 | 1162923.1581 | 0 | 0 | 0 | 0 | 0 | 0 | 0 | 0 | 0 | 0 | 88743.1518 | 0 | 0 | 0 | 0 | 0 | 0 | 0 | 0 | 0 | -174600.3287 | 0 | 0 | 0 | 0 | 0 | 0 | 0
2016-01-22 08:00 | 0 | 0 | 0 | 0 | 0 | 360070.8444 | 0 | 433510 | 0 | 0 | 0 | 0 | 177486.3036 | 0 | 0 | 0 | 0 | 0 | 0 | 0 | 1000740.8507 | 0 | 0 | 0 | 0 | 0 | 0 | 0 | 0 | 0 | 0 | 88743.1518 | 0 | 0 | 0 | 0 | 0 | 0 | 0 | 0 | 0 | -162182.3074 | 0 | 0 | 0 | 0 | 0 | 0 | 0
2016-01-22 09:00 | 0 | 0 | 0 | 0 | 0 | 69253.9658 | 0 | 436978 | 0 | 0 | 0 | 0 | 88743.1518 | 0 | 0 | 0 | 0 | 0 | 0 | 0 | 721759.9683 | 0 | 0 | 0 | 0 | 0 | 0 | 0 | 0 | 0 | 0 | -88743.1518 | 0 | 0 | 0 | 0 | 0 | 0 | 0 | 0 | 0 | -278980.8824 | 0 | 0 | 0 | 0 | 0 | 0 | 0
2016-01-22 10:00 | 0 | 0 | 0 | 0 | 0 | 376757.5637 | 0 | 449180 | 0 | 0 | 0 | 0 | 0 | 0 | 0 | 0 | 0 | 0 | 0 | 0 | 738080.6838 | 0 | 0 | 0 | 0 | 0 | 0 | 0 | 0 | 0 | 0 | -88743.1518 | 0 | 0 | 0 | 0 | 0 | 0 | 0 | 0 | 0 | 16320.7155 | 0 | 0 | 0 | 0 | 0 | 0 | 0
2016-01-22 11:00 | 0 | 0 | 0 | 0 | 0 | 374996.4595 | 0 | 477761 | 0 | 0 | 0 | 0 | 88743.1518 | 0 | 0 | 0 | 0 | 0 | 0 | 0 | 546572.9914 | 0 | 0 | 0 | 0 | 0 | 0 | 0 | 0 | 0 | 0 | 88743.1518 | 0 | 0 | 0 | 0 | 0 | 0 | 0 | 0 | 0 | -191507.6923 | 0 | 0 | 0 | 0 | 0 | 0 | 0
2016-01-22 12:00 | 0 | 0 | 0 | 0 | 0 | 363990.2199 | 0 | 507663 | 0 | 0 | 0 | 0 | 177486.3036 | 0 | 0 | 0 | 0 | 0 | 0 | 0 | 314157.0595 | 0 | 0 | 0 | 0 | 0 | 0 | 0 | 0 | 0 | 0 | 88743.1518 | 0 | 0 | 0 | 0 | 0 | 0 | 0 | 0 | 0 | -232415.9319 | 0 | 0 | 0 | 0 | 0 | 0 | 0
2016-01-22 13:00 | 0 | 0 | 0 | 0 | 0 | 346451.0392 | 23.682 | 521669 | 0 | 0 | 0 | 0 | 266229.4554 | 0 | 0 | 0 | 0 | 0 | 0 | 0 | 50219.6288 | 0 | 0 | 0 | 0 | 0 | 0 | 0 | 0 | 0 | 0 | 88743.1518 | 0 | 0 | 0 | 0 | 0 | 0 | 0 | 0 | 0 | -263937.4307 | 0 | 0 | 0 | 0 | 0 | 0 | 0
2016-01-22 14:00 | 0 | 0 | 0 | 0 | 0 | 297414.5921 | 91352.6272 | 527730 | 0 | 0 | 0 | 0 | 177486.3036 | 0 | 0 | 0 | 0 | 0 | 0 | 0 | 0 | 0 | 0 | 0 | 0 | 0 | 0 | 0 | 0 | 0 | 0 | -88743.1518 | 0 | 0 | 0 | 0 | 0 | 0 | 0 | 0 | 0 | -50219.6288 | 0 | 0 | 0 | 0 | 0 | 0 | 0
2016-01-22 15:00 | 0 | 0 | 0 | 0 | 0 | 123582.9108 | 495686.241 | 530526 | 0 | 0 | 0 | 0 | 266229.4554 | 0 | 0 | 0 | 0 | 0 | 0 | 0 | 0 | 0 | 0 | 0 | 0 | 0 | 0 | 0 | 0 | 0 | 0 | 88743.1518 | 0 | 0 | 0 | 0 | 0 | 0 | 0 | 0 | 0 | 0 | 0 | 0 | 0 | 0 | 0 | 0 | 0
2016-01-22 16:00 | 0 | 0 | 0 | 0 | 0 | 226219.4218 | 591309.7918 | 527349 | 0 | 0 | 0 | 0 | 354972.6072 | 0 | 0 | 0 | 0 | 0 | 0 | 0 | 201437.0618 | 0 | 0 | 0 | 0 | 0 | 0 | 0 | 0 | 0 | 0 | 88743.1518 | 0 | 0 | 0 | 0 | 0 | 0 | 0 | 0 | 0 | 201437.0618 | 0 | 0 | 0 | 0 | 0 | 0 | 0
2016-01-22 17:00 | 0 | 0 | 0 | 0 | 0 | 0 | 583672.3164 | 521407 | 0 | 0 | 0 | 0 | 266229.4554 | 0 | 0 | 0 | 0 | 0 | 0 | 0 | 352445.53 | 0 | 0 | 0 | 0 | 0 | 0 | 0 | 0 | 0 | 0 | -88743.1518 | 0 | 0 | 0 | 0 | 0 | 0 | 0 | 0 | 0 | 151008.4682 | 0 | 0 | 0 | 0 | 0 | 0 | 0
2016-01-22 18:00 | 0 | 0 | 0 | 0 | 0 | 55753.8986 | 564600.3252 | 515885 | 0 | 0 | 0 | 0 | 177486.3036 | 0 | 0 | 0 | 0 | 0 | 0 | 0 | 545657.9056 | 0 | 0 | 0 | 0 | 0 | 0 | 0 | 0 | 0 | 0 | -88743.1518 | 0 | 0 | 0 | 0 | 0 | 0 | 0 | 0 | 0 | 193212.3757 | 0 | 0 | 0 | 0 | 0 | 0 | 0
2016-01-22 19:00 | 0 | 0 | 0 | 0 | 0 | 0 | 558768.4875 | 510547 | 0 | 0 | 0 | 0 | 88743.1518 | 0 | 0 | 0 | 0 | 0 | 0 | 0 | 682622.545 | 0 | 0 | 0 | 0 | 0 | 0 | 0 | 0 | 0 | 0 | -88743.1518 | 0 | 0 | 0 | 0 | 0 | 0 | 0 | 0 | 0 | 136964.6393 | 0 | 0 | 0 | 0 | 0 | 0 | 0
2016-01-22 20:00 | 0 | 0 | 0 | 0 | 0 | 0 | 572075.9711 | 506514 | 0 | 0 | 0 | 0 | 0 | 0 | 0 | 0 | 0 | 0 | 0 | 0 | 836927.6679 | 0 | 0 | 0 | 0 | 0 | 0 | 0 | 0 | 0 | 0 | -88743.1518 | 0 | 0 | 0 | 0 | 0 | 0 | 0 | 0 | 0 | 154305.1229 | 0 | 0 | 0 | 0 | 0 | 0 | 0
2016-01-22 21:00 | 0 | 0 | 0 | 0 | 0 | 0 | 581225.2132 | 507046 | 0 | 0 | 0 | 0 | 88743.1518 | 0 | 0 | 0 | 0 | 0 | 0 | 0 | 822363.7293 | 0 | 0 | 0 | 0 | 0 | 0 | 0 | 0 | 0 | 0 | 88743.1518 | 0 | 0 | 0 | 0 | 0 | 0 | 0 | 0 | 0 | -14563.9386 | 0 | 0 | 0 | 0 | 0 | 0 | 0
2016-01-22 22:00 | 0 | 0 | 0 | 0 | 0 | 0 | 487975.2929 | 517154 | 0 | 0 | 0 | 0 | 88743.1518 | 0 | 0 | 0 | 0 | 0 | 0 | 0 | 793185.0222 | 0 | 0 | 0 | 0 | 0 | 0 | 0 | 0 | 0 | 0 | 0 | 0 | 0 | 0 | 0 | 0 | 0 | 0 | 0 | 0 | -29178.7071 | 0 | 0 | 0 | 0 | 0 | 0 | 0
2016-01-22 23:00 | 0 | 0 | 0 | 0 | 0 | 370115.837 | 189874.7933 | 529079 | 0 | 0 | 0 | 0 | 177486.3036 | 0 | 0 | 0 | 0 | 0 | 0 | 0 | 735353.5007 | 0 | 0 | 0 | 0 | 0 | 0 | 0 | 0 | 0 | 0 | 88743.1518 | 0 | 0 | 0 | 0 | 0 | 0 | 0 | 0 | 0 | -57831.5215 | 0 | 0 | 0 | 0 | 0 | 0 | 0
2016-01-23 | 0 | 0 | 0 | 0 | 0 | 447587.6092 | 5405.8025 | 532762 | 0 | 0 | 0 | 0 | 88743.1518 | 0 | 0 | 0 | 0 | 0 | 0 | 0 | 744328.0642 | 0 | 0 | 0 | 0 | 0 | 0 | 0 | 0 | 0 | 0 | -88743.1518 | 0 | 0 | 0 | 0 | 0 | 0 | 0 | 0 | 0 | 8974.5635 | 0 | 0 | 0 | 0 | 0 | 0 | 0
2016-01-23 01:00 | 0 | 0 | 0 | 0 | 0 | 471756.1521 | 0 | 529195 | 0 | 0 | 0 | 0 | 0 | 0 | 0 | 0 | 0 | 0 | 0 | 0 | 775632.3681 | 0 | 0 | 0 | 0 | 0 | 0 | 0 | 0 | 0 | 0 | -88743.1518 | 0 | 0 | 0 | 0 | 0 | 0 | 0 | 0 | 0 | 31304.3039 | 0 | 0 | 0 | 0 | 0 | 0 | 0
2016-01-23 02:00 | 0 | 0 | 0 | 0 | 0 | 473914.7023 | 0 | 520505 | 0 | 0 | 0 | 0 | 88743.1518 | 0 | 0 | 0 | 0 | 0 | 0 | 0 | 640298.9186 | 0 | 0 | 0 | 0 | 0 | 0 | 0 | 0 | 0 | 0 | 88743.1518 | 0 | 0 | 0 | 0 | 0 | 0 | 0 | 0 | 0 | -135333.4495 | 0 | 0 | 0 | 0 | 0 | 0 | 0
2016-01-23 03:00 | 0 | 0 | 0 | 0 | 0 | 471345.2218 | 0 | 505807 | 0 | 0 | 0 | 0 | 177486.3036 | 0 | 0 | 0 | 0 | 0 | 0 | 0 | 517093.9886 | 0 | 0 | 0 | 0 | 0 | 0 | 0 | 0 | 0 | 0 | 88743.1518 | 0 | 0 | 0 | 0 | 0 | 0 | 0 | 0 | 0 | -123204.93 | 0 | 0 | 0 | 0 | 0 | 0 | 0
2016-01-23 04:00 | 0 | 0 | 0 | 0 | 0 | 119700.9658 | 0 | 487425 | 0 | 0 | 0 | 0 | 88743.1518 | 0 | 0 | 0 | 0 | 0 | 0 | 0 | 238113.1061 | 0 | 0 | 0 | 0 | 0 | 0 | 0 | 0 | 0 | 0 | -88743.1518 | 0 | 0 | 0 | 0 | 0 | 0 | 0 | 0 | 0 | -278980.8824 | 0 | 0 | 0 | 0 | 0 | 0 | 0
2016-01-23 05:00 | 0 | 0 | 0 | 0 | 0 | 463750.6849 | 0 | 471931 | 0 | 0 | 0 | 0 | 177486.3036 | 0 | 0 | 0 | 0 | 0 | 0 | 0 | 141189.6392 | 0 | 0 | 0 | 0 | 0 | 0 | 0 | 0 | 0 | 0 | 88743.1518 | 0 | 0 | 0 | 0 | 0 | 0 | 0 | 0 | 0 | -96923.4669 | 0 | 0 | 0 | 0 | 0 | 0 | 0
2016-01-23 06:00 | 0 | 0 | 0 | 0 | 0 | 463928.4628 | 0 | 460046 | 0 | 0 | 0 | 0 | 88743.1518 | 0 | 0 | 0 | 0 | 0 | 0 | 0 | 233815.2537 | 0 | 0 | 0 | 0 | 0 | 0 | 0 | 0 | 0 | 0 | -88743.1518 | 0 | 0 | 0 | 0 | 0 | 0 | 0 | 0 | 0 | 92625.6146 | 0 | 0 | 0 | 0 | 0 | 0 | 0
2016-01-23 07:00 | 0 | 0 | 0 | 0 | 0 | 468244.027 | 0 | 452760 | 0 | 0 | 0 | 0 | 0 | 0 | 0 | 0 | 0 | 0 | 0 | 0 | 338042.4326 | 0 | 0 | 0 | 0 | 0 | 0 | 0 | 0 | 0 | 0 | -88743.1518 | 0 | 0 | 0 | 0 | 0 | 0 | 0 | 0 | 0 | 104227.1788 | 0 | 0 | 0 | 0 | 0 | 0 | 0
2016-01-23 08:00 | 0 | 0 | 0 | 0 | 0 | 258604.2694 | 0 | 448842 | 0 | 0 | 0 | 0 | 88743.1518 | 0 | 0 | 0 | 0 | 0 | 0 | 0 | 59061.5501 | 0 | 0 | 0 | 0 | 0 | 0 | 0 | 0 | 0 | 0 | 88743.1518 | 0 | 0 | 0 | 0 | 0 | 0 | 0 | 0 | 0 | -278980.8824 | 0 | 0 | 0 | 0 | 0 | 0 | 0
2016-01-23 09:00 | 0 | 0 | 0 | 0 | 0 | 478780.6017 | 0 | 449099 | 0 | 0 | 0 | 0 | 177486.3036 | 0 | 0 | 0 | 0 | 0 | 0 | 0 | 0 | 0 | 0 | 0 | 0 | 0 | 0 | 0 | 0 | 0 | 0 | 88743.1518 | 0 | 0 | 0 | 0 | 0 | 0 | 0 | 0 | 0 | -59061.5501 | 0 | 0 | 0 | 0 | 0 | 0 | 0
2016-01-23 10:00 | 0 | 0 | 0 | 0 | 0 | 486828.4657 | 0 | 454288 | 0 | 0 | 0 | 0 | 88743.1518 | 0 | 0 | 0 | 0 | 0 | 0 | 0 | 121283.6175 | 0 | 0 | 0 | 0 | 0 | 0 | 0 | 0 | 0 | 0 | -88743.1518 | 0 | 0 | 0 | 0 | 0 | 0 | 0 | 0 | 0 | 121283.6175 | 0 | 0 | 0 | 0 | 0 | 0 | 0
2016-01-23 11:00 | 0 | 0 | 0 | 0 | 0 | 493843.444 | 0 | 463739 | 0 | 0 | 0 | 0 | 0 | 0 | 0 | 0 | 0 | 0 | 0 | 0 | 240131.2133 | 0 | 0 | 0 | 0 | 0 | 0 | 0 | 0 | 0 | 0 | -88743.1518 | 0 | 0 | 0 | 0 | 0 | 0 | 0 | 0 | 0 | 118847.5958 | 0 | 0 | 0 | 0 | 0 | 0 | 0
2016-01-23 12:00 | 0 | 0 | 0 | 0 | 0 | 327467.9385 | 0 | 478856 | 0 | 0 | 0 | 0 | 88743.1518 | 0 | 0 | 0 | 0 | 0 | 0 | 0 | 0 | 0 | 0 | 0 | 0 | 0 | 0 | 0 | 0 | 0 | 0 | 88743.1518 | 0 | 0 | 0 | 0 | 0 | 0 | 0 | 0 | 0 | -240131.2133 | 0 | 0 | 0 | 0 | 0 | 0 | 0
2016-01-23 13:00 | 0 | 0 | 0 | 0 | 0 | 505141.1618 | 29.1309 | 495520 | 0 | 0 | 0 | 0 | 88743.1518 | 0 | 0 | 0 | 0 | 0 | 0 | 0 | 9650.2927 | 0 | 0 | 0 | 0 | 0 | 0 | 0 | 0 | 0 | 0 | 0 | 0 | 0 | 0 | 0 | 0 | 0 | 0 | 0 | 0 | 9650.2927 | 0 | 0 | 0 | 0 | 0 | 0 | 0
2016-01-23 14:00 | 0 | 0 | 0 | 0 | 0 | 474610.6569 | 103825.3765 | 509928 | 0 | 0 | 0 | 0 | 0 | 0 | 0 | 0 | 0 | 0 | 0 | 0 | 166901.478 | 0 | 0 | 0 | 0 | 0 | 0 | 0 | 0 | 0 | 0 | -88743.1518 | 0 | 0 | 0 | 0 | 0 | 0 | 0 | 0 | 0 | 157251.1852 | 0 | 0 | 0 | 0 | 0 | 0 | 0
2016-01-23 15:00 | 0 | 0 | 0 | 0 | 0 | 411656.7475 | 365115.264 | 516578 | 0 | 0 | 0 | 0 | 0 | 0 | 0 | 0 | 0 | 0 | 0 | 0 | 427095.4895 | 0 | 0 | 0 | 0 | 0 | 0 | 0 | 0 | 0 | 0 | 0 | 0 | 0 | 0 | 0 | 0 | 0 | 0 | 0 | 0 | 260194.0116 | 0 | 0 | 0 | 0 | 0 | 0 | 0
2016-01-23 16:00 | 0 | 0 | 0 | 0 | 0 | 345453.7506 | 472708.8938 | 513731 | 0 | 0 | 0 | 0 | 67834.3094 | 0 | 0 | 0 | 0 | 0 | 0 | 0 | 663692.8245 | 0 | 0 | 0 | 0 | 0 | 0 | 0 | 0 | 0 | 0 | 67834.3094 | 0 | 0 | 0 | 0 | 0 | 0 | 0 | 0 | 0 | 236597.3349 | 0 | 0 | 0 | 0 | 0 | 0 | 0
2016-01-23 17:00 | 0 | 0 | 0 | 0 | 0 | 343015.3311 | 502344.7412 | 505643 | 0 | 0 | 0 | 0 | 128570.4993 | 0 | 0 | 0 | 0 | 0 | 0 | 0 | 942673.7069 | 0 | 0 | 0 | 0 | 0 | 0 | 0 | 0 | 0 | 0 | 60736.1898 | 0 | 0 | 0 | 0 | 0 | 0 | 0 | 0 | 0 | 278980.8824 | 0 | 0 | 0 | 0 | 0 | 0 | 0
2016-01-23 18:00 | 0 | 0 | 0 | 0 | 0 | 0 | 496209.3764 | 494705 | 0 | 0 | 0 | 0 | 39827.3475 | 0 | 0 | 0 | 0 | 0 | 0 | 0 | 1032921.2351 | 0 | 0 | 0 | 0 | 0 | 0 | 0 | 0 | 0 | 0 | -88743.1518 | 0 | 0 | 0 | 0 | 0 | 0 | 0 | 0 | 0 | 90247.5282 | 0 | 0 | 0 | 0 | 0 | 0 | 0
2016-01-23 19:00 | 0 | 0 | 0 | 0 | 0 | 365026.9312 | 486057.103 | 483360 | 0 | 0 | 0 | 0 | 128570.4993 | 0 | 0 | 0 | 0 | 0 | 0 | 0 | 1311902.1175 | 0 | 0 | 0 | 0 | 0 | 0 | 0 | 0 | 0 | 0 | 88743.1518 | 0 | 0 | 0 | 0 | 0 | 0 | 0 | 0 | 0 | 278980.8824 | 0 | 0 | 0 | 0 | 0 | 0 | 0
2016-01-23 20:00 | 0 | 0 | 0 | 0 | 0 | 0 | 481033.7336 | 476779 | 0 | 0 | 0 | 0 | 217313.6511 | 0 | 0 | 0 | 0 | 0 | 0 | 0 | 1227413.6994 | 0 | 0 | 0 | 0 | 0 | 0 | 0 | 0 | 0 | 0 | 88743.1518 | 0 | 0 | 0 | 0 | 0 | 0 | 0 | 0 | 0 | -84488.4182 | 0 | 0 | 0 | 0 | 0 | 0 | 0
2016-01-23 21:00 | 0 | 0 | 0 | 0 | 0 | 348954.5039 | 455669.1829 | 476727 | 0 | 0 | 0 | 0 | 266229.4554 | 0 | 0 | 0 | 0 | 0 | 0 | 0 | 1506394.5818 | 0 | 0 | 0 | 0 | 0 | 0 | 0 | 0 | 0 | 0 | 48915.8043 | 0 | 0 | 0 | 0 | 0 | 0 | 0 | 0 | 0 | 278980.8824 | 0 | 0 | 0 | 0 | 0 | 0 | 0
2016-01-23 22:00 | 0 | 0 | 0 | 0 | 0 | 0 | 366315.545 | 488300 | 0 | 0 | 0 | 0 | 177486.3036 | 0 | 0 | 0 | 0 | 0 | 0 | 0 | 1473153.2786 | 0 | 0 | 0 | 0 | 0 | 0 | 0 | 0 | 0 | 0 | -88743.1518 | 0 | 0 | 0 | 0 | 0 | 0 | 0 | 0 | 0 | -33241.3032 | 0 | 0 | 0 | 0 | 0 | 0 | 0
2016-01-23 23:00 | 0 | 0 | 0 | 0 | 0 | 75949.5755 | 157481.7003 | 505374 | 0 | 0 | 0 | 0 | 88743.1518 | 0 | 0 | 0 | 0 | 0 | 0 | 0 | 1289953.7062 | 0 | 0 | 0 | 0 | 0 | 0 | 0 | 0 | 0 | 0 | -88743.1518 | 0 | 0 | 0 | 0 | 0 | 0 | 0 | 0 | 0 | -183199.5724 | 0 | 0 | 0 | 0 | 0 | 0 | 0
2016-01-24 | 0 | 0 | 0 | 0 | 0 | 572331.582 | 10293.0038 | 514019 | 0 | 0 | 0 | 0 | 0 | 0 | 0 | 0 | 0 | 0 | 0 | 0 | 1447302.4438 | 0 | 0 | 0 | 0 | 0 | 0 | 0 | 0 | 0 | 0 | -88743.1518 | 0 | 0 | 0 | 0 | 0 | 0 | 0 | 0 | 0 | 157348.7376 | 0 | 0 | 0 | 0 | 0 | 0 | 0
2016-01-24 01:00 | 0 | 0 | 0 | 0 | 0 | 576877.1835 | 0 | 514024 | 0 | 0 | 0 | 0 | 88743.1518 | 0 | 0 | 0 | 0 | 0 | 0 | 0 | 1421412.4755 | 0 | 0 | 0 | 0 | 0 | 0 | 0 | 0 | 0 | 0 | 88743.1518 | 0 | 0 | 0 | 0 | 0 | 0 | 0 | 0 | 0 | -25889.9683 | 0 | 0 | 0 | 0 | 0 | 0 | 0
2016-01-24 02:00 | 0 | 0 | 0 | 0 | 0 | 555290.1864 | 0 | 508962 | 0 | 0 | 0 | 0 | 0 | 0 | 0 | 0 | 0 | 0 | 0 | 0 | 1556483.8136 | 0 | 0 | 0 | 0 | 0 | 0 | 0 | 0 | 0 | 0 | -88743.1518 | 0 | 0 | 0 | 0 | 0 | 0 | 0 | 0 | 0 | 135071.3382 | 0 | 0 | 0 | 0 | 0 | 0 | 0
2016-01-24 03:00 | 0 | 0 | 0 | 0 | 0 | 520164.8484 | 0 | 497824 | 0 | 0 | 0 | 0 | 88743.1518 | 0 | 0 | 0 | 0 | 0 | 0 | 0 | 1490081.5103 | 0 | 0 | 0 | 0 | 0 | 0 | 0 | 0 | 0 | 0 | 88743.1518 | 0 | 0 | 0 | 0 | 0 | 0 | 0 | 0 | 0 | -66402.3034 | 0 | 0 | 0 | 0 | 0 | 0 | 0
2016-01-24 04:00 | 0 | 0 | 0 | 0 | 0 | 292516.2694 | 0 | 482754 | 0 | 0 | 0 | 0 | 177486.3036 | 0 | 0 | 0 | 0 | 0 | 0 | 0 | 1211100.6278 | 0 | 0 | 0 | 0 | 0 | 0 | 0 | 0 | 0 | 0 | 88743.1518 | 0 | 0 | 0 | 0 | 0 | 0 | 0 | 0 | 0 | -278980.8824 | 0 | 0 | 0 | 0 | 0 | 0 | 0
2016-01-24 05:00 | 0 | 0 | 0 | 0 | 0 | 450683.3883 | 0 | 468555 | 0 | 0 | 0 | 0 | 88743.1518 | 0 | 0 | 0 | 0 | 0 | 0 | 0 | 1281972.1679 | 0 | 0 | 0 | 0 | 0 | 0 | 0 | 0 | 0 | 0 | -88743.1518 | 0 | 0 | 0 | 0 | 0 | 0 | 0 | 0 | 0 | 70871.5401 | 0 | 0 | 0 | 0 | 0 | 0 | 0
2016-01-24 06:00 | 0 | 0 | 0 | 0 | 0 | 420211.8301 | 0 | 459947 | 0 | 0 | 0 | 0 | 177486.3036 | 0 | 0 | 0 | 0 | 0 | 0 | 0 | 1153493.8463 | 0 | 0 | 0 | 0 | 0 | 0 | 0 | 0 | 0 | 0 | 88743.1518 | 0 | 0 | 0 | 0 | 0 | 0 | 0 | 0 | 0 | -128478.3217 | 0 | 0 | 0 | 0 | 0 | 0 | 0
2016-01-24 07:00 | 0 | 0 | 0 | 0 | 0 | 390742.6633 | 0 | 454182 | 0 | 0 | 0 | 0 | 88743.1518 | 0 | 0 | 0 | 0 | 0 | 0 | 0 | 1178797.6614 | 0 | 0 | 0 | 0 | 0 | 0 | 0 | 0 | 0 | 0 | -88743.1518 | 0 | 0 | 0 | 0 | 0 | 0 | 0 | 0 | 0 | 25303.8151 | 0 | 0 | 0 | 0 | 0 | 0 | 0
2016-01-24 08:00 | 0 | 0 | 0 | 0 | 0 | 364910.9153 | 0 | 452194 | 0 | 0 | 0 | 0 | 0 | 0 | 0 | 0 | 0 | 0 | 0 | 0 | 1180257.7285 | 0 | 0 | 0 | 0 | 0 | 0 | 0 | 0 | 0 | 0 | -88743.1518 | 0 | 0 | 0 | 0 | 0 | 0 | 0 | 0 | 0 | 1460.0671 | 0 | 0 | 0 | 0 | 0 | 0 | 0
2016-01-24 09:00 | 0 | 0 | 0 | 0 | 0 | 262925.2694 | 0 | 453163 | 0 | 0 | 0 | 0 | 88743.1518 | 0 | 0 | 0 | 0 | 0 | 0 | 0 | 901276.846 | 0 | 0 | 0 | 0 | 0 | 0 | 0 | 0 | 0 | 0 | 88743.1518 | 0 | 0 | 0 | 0 | 0 | 0 | 0 | 0 | 0 | -278980.8824 | 0 | 0 | 0 | 0 | 0 | 0 | 0
2016-01-24 10:00 | 0 | 0 | 0 | 0 | 0 | 334525.808 | 0 | 457622 | 0 | 0 | 0 | 0 | 177486.3036 | 0 | 0 | 0 | 0 | 0 | 0 | 0 | 689437.5023 | 0 | 0 | 0 | 0 | 0 | 0 | 0 | 0 | 0 | 0 | 88743.1518 | 0 | 0 | 0 | 0 | 0 | 0 | 0 | 0 | 0 | -211839.3438 | 0 | 0 | 0 | 0 | 0 | 0 | 0
2016-01-24 11:00 | 0 | 0 | 0 | 0 | 0 | 100893.9658 | 0 | 468618 | 0 | 0 | 0 | 0 | 88743.1518 | 0 | 0 | 0 | 0 | 0 | 0 | 0 | 410456.6198 | 0 | 0 | 0 | 0 | 0 | 0 | 0 | 0 | 0 | 0 | -88743.1518 | 0 | 0 | 0 | 0 | 0 | 0 | 0 | 0 | 0 | -278980.8824 | 0 | 0 | 0 | 0 | 0 | 0 | 0
2016-01-24 12:00 | 0 | 0 | 0 | 0 | 0 | 313974.6276 | 0 | 482809 | 0 | 0 | 0 | 0 | 0 | 0 | 0 | 0 | 0 | 0 | 0 | 0 | 330365.3992 | 0 | 0 | 0 | 0 | 0 | 0 | 0 | 0 | 0 | 0 | -88743.1518 | 0 | 0 | 0 | 0 | 0 | 0 | 0 | 0 | 0 | -80091.2206 | 0 | 0 | 0 | 0 | 0 | 0 | 0
2016-01-24 13:00 | 0 | 0 | 0 | 0 | 0 | 307409.2055 | 27.1399 | 494739 | 0 | 0 | 0 | 0 | 88743.1518 | 0 | 0 | 0 | 0 | 0 | 0 | 0 | 54319.5928 | 0 | 0 | 0 | 0 | 0 | 0 | 0 | 0 | 0 | 0 | 88743.1518 | 0 | 0 | 0 | 0 | 0 | 0 | 0 | 0 | 0 | -276045.8064 | 0 | 0 | 0 | 0 | 0 | 0 | 0
2016-01-24 14:00 | 0 | 0 | 0 | 0 | 0 | 271172.1551 | 82097.1003 | 496332 | 0 | 0 | 0 | 0 | 0 | 0 | 0 | 0 | 0 | 0 | 0 | 0 | 0 | 0 | 0 | 0 | 0 | 0 | 0 | 0 | 0 | 0 | 0 | -88743.1518 | 0 | 0 | 0 | 0 | 0 | 0 | 0 | 0 | 0 | -54319.5928 | 0 | 0 | 0 | 0 | 0 | 0 | 0
2016-01-24 15:00 | 0 | 0 | 0 | 0 | 0 | 193120.9783 | 417918.3963 | 487392 | 0 | 0 | 0 | 0 | 88743.1518 | 0 | 0 | 0 | 0 | 0 | 0 | 0 | 34904.2228 | 0 | 0 | 0 | 0 | 0 | 0 | 0 | 0 | 0 | 0 | 88743.1518 | 0 | 0 | 0 | 0 | 0 | 0 | 0 | 0 | 0 | 34904.2228 | 0 | 0 | 0 | 0 | 0 | 0 | 0
2016-01-24 16:00 | 0 | 0 | 0 | 0 | 0 | 0 | 560780.0503 | 473672 | 0 | 0 | 0 | 0 | 177486.3036 | 0 | 0 | 0 | 0 | 0 | 0 | 0 | 33269.1213 | 0 | 0 | 0 | 0 | 0 | 0 | 0 | 0 | 0 | 0 | 88743.1518 | 0 | 0 | 0 | 0 | 0 | 0 | 0 | 0 | 0 | -1635.1015 | 0 | 0 | 0 | 0 | 0 | 0 | 0
2016-01-24 17:00 | 0 | 0 | 0 | 0 | 0 | 187928.0462 | 595477.5459 | 460203 | 0 | 0 | 0 | 0 | 266229.4554 | 0 | 0 | 0 | 0 | 0 | 0 | 0 | 267728.5616 | 0 | 0 | 0 | 0 | 0 | 0 | 0 | 0 | 0 | 0 | 88743.1518 | 0 | 0 | 0 | 0 | 0 | 0 | 0 | 0 | 0 | 234459.4403 | 0 | 0 | 0 | 0 | 0 | 0 | 0
2016-01-24 18:00 | 0 | 0 | 0 | 0 | 0 | 0 | 573769.4937 | 447336 | 0 | 0 | 0 | 0 | 177486.3036 | 0 | 0 | 0 | 0 | 0 | 0 | 0 | 482905.2071 | 0 | 0 | 0 | 0 | 0 | 0 | 0 | 0 | 0 | 0 | -88743.1518 | 0 | 0 | 0 | 0 | 0 | 0 | 0 | 0 | 0 | 215176.6455 | 0 | 0 | 0 | 0 | 0 | 0 | 0
2016-01-24 19:00 | 0 | 0 | 0 | 0 | 0 | 245322.6085 | 559882.4257 | 437481 | 0 | 0 | 0 | 0 | 266229.4554 | 0 | 0 | 0 | 0 | 0 | 0 | 0 | 761886.0896 | 0 | 0 | 0 | 0 | 0 | 0 | 0 | 0 | 0 | 0 | 88743.1518 | 0 | 0 | 0 | 0 | 0 | 0 | 0 | 0 | 0 | 278980.8824 | 0 | 0 | 0 | 0 | 0 | 0 | 0
2016-01-24 20:00 | 0 | 0 | 0 | 0 | 0 | 0 | 569637.9279 | 431504 | 0 | 0 | 0 | 0 | 177486.3036 | 0 | 0 | 0 | 0 | 0 | 0 | 0 | 988763.1692 | 0 | 0 | 0 | 0 | 0 | 0 | 0 | 0 | 0 | 0 | -88743.1518 | 0 | 0 | 0 | 0 | 0 | 0 | 0 | 0 | 0 | 226877.0797 | 0 | 0 | 0 | 0 | 0 | 0 | 0
2016-01-24 21:00 | 0 | 0 | 0 | 0 | 0 | 39910.1866 | 583997.544 | 433670 | 0 | 0 | 0 | 0 | 88743.1518 | 0 | 0 | 0 | 0 | 0 | 0 | 0 | 1267744.0517 | 0 | 0 | 0 | 0 | 0 | 0 | 0 | 0 | 0 | 0 | -88743.1518 | 0 | 0 | 0 | 0 | 0 | 0 | 0 | 0 | 0 | 278980.8824 | 0 | 0 | 0 | 0 | 0 | 0 | 0
2016-01-24 22:00 | 0 | 0 | 0 | 0 | 0 | 0 | 527077.8651 | 450881 | 0 | 0 | 0 | 0 | 177486.3036 | 0 | 0 | 0 | 0 | 0 | 0 | 0 | 1255197.765 | 0 | 0 | 0 | 0 | 0 | 0 | 0 | 0 | 0 | 0 | 88743.1518 | 0 | 0 | 0 | 0 | 0 | 0 | 0 | 0 | 0 | -12546.2867 | 0 | 0 | 0 | 0 | 0 | 0 | 0
2016-01-24 23:00 | 0 | 0 | 0 | 0 | 0 | 0 | 269193.1394 | 474596 | 0 | 0 | 0 | 0 | 88743.1518 | 0 | 0 | 0 | 0 | 0 | 0 | 0 | 1138538.0562 | 0 | 0 | 0 | 0 | 0 | 0 | 0 | 0 | 0 | 0 | -88743.1518 | 0 | 0 | 0 | 0 | 0 | 0 | 0 | 0 | 0 | -116659.7088 | 0 | 0 | 0 | 0 | 0 | 0 | 0
2016-01-25 | 0 | 0 | 0 | 0 | 0 | 481442.991 | 10515.7567 | 491726 | 0 | 0 | 0 | 0 | 177486.3036 | 0 | 0 | 0 | 0 | 0 | 0 | 0 | 1050027.6521 | 0 | 0 | 0 | 0 | 0 | 0 | 0 | 0 | 0 | 0 | 88743.1518 | 0 | 0 | 0 | 0 | 0 | 0 | 0 | 0 | 0 | -88510.4041 | 0 | 0 | 0 | 0 | 0 | 0 | 0
2016-01-25 01:00 | 0 | 0 | 0 | 0 | 0 | 470084.0579 | 0 | 495962 | 0 | 0 | 0 | 0 | 88743.1518 | 0 | 0 | 0 | 0 | 0 | 0 | 0 | 1112892.8617 | 0 | 0 | 0 | 0 | 0 | 0 | 0 | 0 | 0 | 0 | -88743.1518 | 0 | 0 | 0 | 0 | 0 | 0 | 0 | 0 | 0 | 62865.2097 | 0 | 0 | 0 | 0 | 0 | 0 | 0
2016-01-25 02:00 | 0 | 0 | 0 | 0 | 0 | 461099.2091 | 0 | 491171 | 0 | 0 | 0 | 0 | 177486.3036 | 0 | 0 | 0 | 0 | 0 | 0 | 0 | 994077.919 | 0 | 0 | 0 | 0 | 0 | 0 | 0 | 0 | 0 | 0 | 88743.1518 | 0 | 0 | 0 | 0 | 0 | 0 | 0 | 0 | 0 | -118814.9427 | 0 | 0 | 0 | 0 | 0 | 0 | 0
2016-01-25 03:00 | 0 | 0 | 0 | 0 | 0 | 462570.9457 | 0 | 478100 | 0 | 0 | 0 | 0 | 266229.4554 | 0 | 0 | 0 | 0 | 0 | 0 | 0 | 889805.7129 | 0 | 0 | 0 | 0 | 0 | 0 | 0 | 0 | 0 | 0 | 88743.1518 | 0 | 0 | 0 | 0 | 0 | 0 | 0 | 0 | 0 | -104272.2061 | 0 | 0 | 0 | 0 | 0 | 0 | 0
2016-01-25 04:00 | 0 | 0 | 0 | 0 | 0 | 92619.9658 | 0 | 460344 | 0 | 0 | 0 | 0 | 177486.3036 | 0 | 0 | 0 | 0 | 0 | 0 | 0 | 610824.8305 | 0 | 0 | 0 | 0 | 0 | 0 | 0 | 0 | 0 | 0 | -88743.1518 | 0 | 0 | 0 | 0 | 0 | 0 | 0 | 0 | 0 | -278980.8824 | 0 | 0 | 0 | 0 | 0 | 0 | 0
2016-01-25 05:00 | 0 | 0 | 0 | 0 | 0 | 474024.5872 | 0 | 445039 | 0 | 0 | 0 | 0 | 88743.1518 | 0 | 0 | 0 | 0 | 0 | 0 | 0 | 728553.5695 | 0 | 0 | 0 | 0 | 0 | 0 | 0 | 0 | 0 | 0 | -88743.1518 | 0 | 0 | 0 | 0 | 0 | 0 | 0 | 0 | 0 | 117728.739 | 0 | 0 | 0 | 0 | 0 | 0 | 0
2016-01-25 06:00 | 0 | 0 | 0 | 0 | 0 | 485347.0767 | 0 | 435449 | 0 | 0 | 0 | 0 | 177486.3036 | 0 | 0 | 0 | 0 | 0 | 0 | 0 | 689708.4944 | 0 | 0 | 0 | 0 | 0 | 0 | 0 | 0 | 0 | 0 | 88743.1518 | 0 | 0 | 0 | 0 | 0 | 0 | 0 | 0 | 0 | -38845.0751 | 0 | 0 | 0 | 0 | 0 | 0 | 0
2016-01-25 07:00 | 0 | 0 | 0 | 0 | 0 | 501130.0186 | 0 | 430084 | 0 | 0 | 0 | 0 | 88743.1518 | 0 | 0 | 0 | 0 | 0 | 0 | 0 | 849497.6648 | 0 | 0 | 0 | 0 | 0 | 0 | 0 | 0 | 0 | 0 | -88743.1518 | 0 | 0 | 0 | 0 | 0 | 0 | 0 | 0 | 0 | 159789.1704 | 0 | 0 | 0 | 0 | 0 | 0 | 0
2016-01-25 08:00 | 0 | 0 | 0 | 0 | 0 | 516054.8723 | 0 | 429371 | 0 | 0 | 0 | 0 | 177486.3036 | 0 | 0 | 0 | 0 | 0 | 0 | 0 | 847438.3854 | 0 | 0 | 0 | 0 | 0 | 0 | 0 | 0 | 0 | 0 | 88743.1518 | 0 | 0 | 0 | 0 | 0 | 0 | 0 | 0 | 0 | -2059.2795 | 0 | 0 | 0 | 0 | 0 | 0 | 0
2016-01-25 09:00 | 0 | 0 | 0 | 0 | 0 | 66752.9658 | 0 | 434477 | 0 | 0 | 0 | 0 | 88743.1518 | 0 | 0 | 0 | 0 | 0 | 0 | 0 | 568457.5029 | 0 | 0 | 0 | 0 | 0 | 0 | 0 | 0 | 0 | 0 | -88743.1518 | 0 | 0 | 0 | 0 | 0 | 0 | 0 | 0 | 0 | -278980.8824 | 0 | 0 | 0 | 0 | 0 | 0 | 0
2016-01-25 10:00 | 0 | 0 | 0 | 0 | 0 | 528809.4138 | 0 | 450562 | 0 | 0 | 0 | 0 | 177486.3036 | 0 | 0 | 0 | 0 | 0 | 0 | 0 | 557961.7649 | 0 | 0 | 0 | 0 | 0 | 0 | 0 | 0 | 0 | 0 | 88743.1518 | 0 | 0 | 0 | 0 | 0 | 0 | 0 | 0 | 0 | -10495.738 | 0 | 0 | 0 | 0 | 0 | 0 | 0
2016-01-25 11:00 | 0 | 0 | 0 | 0 | 0 | 115239.9658 | 0 | 482964 | 0 | 0 | 0 | 0 | 88743.1518 | 0 | 0 | 0 | 0 | 0 | 0 | 0 | 278980.8824 | 0 | 0 | 0 | 0 | 0 | 0 | 0 | 0 | 0 | 0 | -88743.1518 | 0 | 0 | 0 | 0 | 0 | 0 | 0 | 0 | 0 | -278980.8824 | 0 | 0 | 0 | 0 | 0 | 0 | 0
2016-01-25 12:00 | 0 | 0 | 0 | 0 | 0 | 145529.9658 | 0 | 513254 | 0 | 0 | 0 | 0 | 0 | 0 | 0 | 0 | 0 | 0 | 0 | 0 | 0 | 0 | 0 | 0 | 0 | 0 | 0 | 0 | 0 | 0 | 0 | -88743.1518 | 0 | 0 | 0 | 0 | 0 | 0 | 0 | 0 | 0 | -278980.8824 | 0 | 0 | 0 | 0 | 0 | 0 | 0
2016-01-25 13:00 | 0 | 0 | 0 | 0 | 0 | 549119.1019 | 29.3405 | 521833 | 0 | 0 | 0 | 0 | 0 | 0 | 0 | 0 | 0 | 0 | 0 | 0 | 27315.4424 | 0 | 0 | 0 | 0 | 0 | 0 | 0 | 0 | 0 | 0 | 0 | 0 | 0 | 0 | 0 | 0 | 0 | 0 | 0 | 0 | 27315.4424 | 0 | 0 | 0 | 0 | 0 | 0 | 0
2016-01-25 14:00 | 0 | 0 | 0 | 0 | 0 | 468140.4963 | 161922.2936 | 513400 | 0 | 0 | 0 | 0 | 88743.1518 | 0 | 0 | 0 | 0 | 0 | 0 | 0 | 55235.0805 | 0 | 0 | 0 | 0 | 0 | 0 | 0 | 0 | 0 | 0 | 88743.1518 | 0 | 0 | 0 | 0 | 0 | 0 | 0 | 0 | 0 | 27919.6381 | 0 | 0 | 0 | 0 | 0 | 0 | 0
2016-01-25 15:00 | 0 | 0 | 0 | 0 | 0 | 0 | 503836.7209 | 502803 | 0 | 0 | 0 | 0 | 145011.9532 | 0 | 0 | 0 | 0 | 0 | 0 | 0 | 0 | 0 | 0 | 0 | 0 | 0 | 0 | 0 | 0 | 0 | 0 | 56268.8014 | 0 | 0 | 0 | 0 | 0 | 0 | 0 | 0 | 0 | -55235.0805 | 0 | 0 | 0 | 0 | 0 | 0 | 0
2016-01-25 16:00 | 0 | 0 | 0 | 0 | 0 | 0 | 644747.0754 | 490218 | 0 | 0 | 0 | 0 | 233755.105 | 0 | 0 | 0 | 0 | 0 | 0 | 0 | 65785.9236 | 0 | 0 | 0 | 0 | 0 | 0 | 0 | 0 | 0 | 0 | 88743.1518 | 0 | 0 | 0 | 0 | 0 | 0 | 0 | 0 | 0 | 65785.9236 | 0 | 0 | 0 | 0 | 0 | 0 | 0
2016-01-25 17:00 | 0 | 0 | 0 | 0 | 0 | 0 | 663724.3807 | 478418 | 0 | 0 | 0 | 0 | 145011.9532 | 0 | 0 | 0 | 0 | 0 | 0 | 0 | 339835.456 | 0 | 0 | 0 | 0 | 0 | 0 | 0 | 0 | 0 | 0 | -88743.1518 | 0 | 0 | 0 | 0 | 0 | 0 | 0 | 0 | 0 | 274049.5325 | 0 | 0 | 0 | 0 | 0 | 0 | 0
2016-01-25 18:00 | 0 | 0 | 0 | 0 | 0 | 0 | 630170.5745 | 468443 | 0 | 0 | 0 | 0 | 233755.105 | 0 | 0 | 0 | 0 | 0 | 0 | 0 | 412819.8787 | 0 | 0 | 0 | 0 | 0 | 0 | 0 | 0 | 0 | 0 | 88743.1518 | 0 | 0 | 0 | 0 | 0 | 0 | 0 | 0 | 0 | 72984.4227 | 0 | 0 | 0 | 0 | 0 | 0 | 0
2016-01-25 19:00 | 0 | 0 | 0 | 0 | 0 | 0 | 610849.6944 | 460520 | 0 | 0 | 0 | 0 | 241435.8875 | 0 | 0 | 0 | 0 | 0 | 0 | 0 | 555468.7906 | 0 | 0 | 0 | 0 | 0 | 0 | 0 | 0 | 0 | 0 | 7680.7825 | 0 | 0 | 0 | 0 | 0 | 0 | 0 | 0 | 0 | 142648.9118 | 0 | 0 | 0 | 0 | 0 | 0 | 0
2016-01-25 20:00 | 0 | 0 | 0 | 0 | 0 | 0 | 621834.1106 | 455084 | 0 | 0 | 0 | 0 | 152692.7357 | 0 | 0 | 0 | 0 | 0 | 0 | 0 | 810962.0529 | 0 | 0 | 0 | 0 | 0 | 0 | 0 | 0 | 0 | 0 | -88743.1518 | 0 | 0 | 0 | 0 | 0 | 0 | 0 | 0 | 0 | 255493.2624 | 0 | 0 | 0 | 0 | 0 | 0 | 0
2016-01-25 21:00 | 0 | 0 | 0 | 0 | 0 | 0 | 635455.9291 | 456462 | 0 | 0 | 0 | 0 | 241435.8875 | 0 | 0 | 0 | 0 | 0 | 0 | 0 | 901212.8303 | 0 | 0 | 0 | 0 | 0 | 0 | 0 | 0 | 0 | 0 | 88743.1518 | 0 | 0 | 0 | 0 | 0 | 0 | 0 | 0 | 0 | 90250.7773 | 0 | 0 | 0 | 0 | 0 | 0 | 0
2016-01-25 22:00 | 0 | 0 | 0 | 0 | 0 | 0 | 572675.2031 | 470804 | 0 | 0 | 0 | 0 | 152692.7357 | 0 | 0 | 0 | 0 | 0 | 0 | 0 | 1091827.1852 | 0 | 0 | 0 | 0 | 0 | 0 | 0 | 0 | 0 | 0 | -88743.1518 | 0 | 0 | 0 | 0 | 0 | 0 | 0 | 0 | 0 | 190614.3549 | 0 | 0 | 0 | 0 | 0 | 0 | 0
2016-01-25 23:00 | 0 | 0 | 0 | 0 | 0 | 324049.6122 | 304520.8578 | 489971 | 0 | 0 | 0 | 0 | 241435.8875 | 0 | 0 | 0 | 0 | 0 | 0 | 0 | 1141683.5034 | 0 | 0 | 0 | 0 | 0 | 0 | 0 | 0 | 0 | 0 | 88743.1518 | 0 | 0 | 0 | 0 | 0 | 0 | 0 | 0 | 0 | 49856.3182 | 0 | 0 | 0 | 0 | 0 | 0 | 0
2016-01-26 | 0 | 0 | 0 | 0 | 0 | 698873.6615 | 15039.6371 | 498882 | 0 | 0 | 0 | 0 | 177486.3036 | 0 | 0 | 0 | 0 | 0 | 0 | 0 | 1420664.3859 | 0 | 0 | 0 | 0 | 0 | 0 | 0 | 0 | 0 | 0 | -63949.5839 | 0 | 0 | 0 | 0 | 0 | 0 | 0 | 0 | 0 | 278980.8824 | 0 | 0 | 0 | 0 | 0 | 0 | 0
2016-01-26 01:00 | 0 | 0 | 0 | 0 | 0 | 713063.553 | 0 | 497920 | 0 | 0 | 0 | 0 | 266229.4554 | 0 | 0 | 0 | 0 | 0 | 0 | 0 | 1547064.7871 | 0 | 0 | 0 | 0 | 0 | 0 | 0 | 0 | 0 | 0 | 88743.1518 | 0 | 0 | 0 | 0 | 0 | 0 | 0 | 0 | 0 | 126400.4012 | 0 | 0 | 0 | 0 | 0 | 0 | 0
2016-01-26 02:00 | 0 | 0 | 0 | 0 | 0 | 119853.9658 | 0 | 487578 | 0 | 0 | 0 | 0 | 177486.3036 | 0 | 0 | 0 | 0 | 0 | 0 | 0 | 1268083.9047 | 0 | 0 | 0 | 0 | 0 | 0 | 0 | 0 | 0 | 0 | -88743.1518 | 0 | 0 | 0 | 0 | 0 | 0 | 0 | 0 | 0 | -278980.8824 | 0 | 0 | 0 | 0 | 0 | 0 | 0
2016-01-26 03:00 | 0 | 0 | 0 | 0 | 0 | 679681.2535 | 0 | 468214 | 0 | 0 | 0 | 0 | 266229.4554 | 0 | 0 | 0 | 0 | 0 | 0 | 0 | 1390808.0063 | 0 | 0 | 0 | 0 | 0 | 0 | 0 | 0 | 0 | 0 | 88743.1518 | 0 | 0 | 0 | 0 | 0 | 0 | 0 | 0 | 0 | 122724.1017 | 0 | 0 | 0 | 0 | 0 | 0 | 0
2016-01-26 04:00 | 0 | 0 | 0 | 0 | 0 | 254068.2694 | 0 | 444306 | 0 | 0 | 0 | 0 | 354972.6072 | 0 | 0 | 0 | 0 | 0 | 0 | 0 | 1111827.1239 | 0 | 0 | 0 | 0 | 0 | 0 | 0 | 0 | 0 | 0 | 88743.1518 | 0 | 0 | 0 | 0 | 0 | 0 | 0 | 0 | 0 | -278980.8824 | 0 | 0 | 0 | 0 | 0 | 0 | 0
2016-01-26 05:00 | 0 | 0 | 0 | 0 | 0 | 56499.9658 | 0 | 424224 | 0 | 0 | 0 | 0 | 266229.4554 | 0 | 0 | 0 | 0 | 0 | 0 | 0 | 832846.2414 | 0 | 0 | 0 | 0 | 0 | 0 | 0 | 0 | 0 | 0 | -88743.1518 | 0 | 0 | 0 | 0 | 0 | 0 | 0 | 0 | 0 | -278980.8824 | 0 | 0 | 0 | 0 | 0 | 0 | 0
2016-01-26 06:00 | 0 | 0 | 0 | 0 | 0 | 220225.2694 | 0 | 410463 | 0 | 0 | 0 | 0 | 354972.6072 | 0 | 0 | 0 | 0 | 0 | 0 | 0 | 553865.359 | 0 | 0 | 0 | 0 | 0 | 0 | 0 | 0 | 0 | 0 | 88743.1518 | 0 | 0 | 0 | 0 | 0 | 0 | 0 | 0 | 0 | -278980.8824 | 0 | 0 | 0 | 0 | 0 | 0 | 0
2016-01-26 07:00 | 0 | 0 | 0 | 0 | 0 | 553414.8462 | 0 | 402333 | 0 | 0 | 0 | 0 | 266229.4554 | 0 | 0 | 0 | 0 | 0 | 0 | 0 | 793690.357 | 0 | 0 | 0 | 0 | 0 | 0 | 0 | 0 | 0 | 0 | -88743.1518 | 0 | 0 | 0 | 0 | 0 | 0 | 0 | 0 | 0 | 239824.998 | 0 | 0 | 0 | 0 | 0 | 0 | 0
2016-01-26 08:00 | 0 | 0 | 0 | 0 | 0 | 31170.9658 | 0 | 398895 | 0 | 0 | 0 | 0 | 177486.3036 | 0 | 0 | 0 | 0 | 0 | 0 | 0 | 514709.4745 | 0 | 0 | 0 | 0 | 0 | 0 | 0 | 0 | 0 | 0 | -88743.1518 | 0 | 0 | 0 | 0 | 0 | 0 | 0 | 0 | 0 | -278980.8824 | 0 | 0 | 0 | 0 | 0 | 0 | 0
2016-01-26 09:00 | 0 | 0 | 0 | 0 | 0 | 534124.4422 | 0 | 402129 | 0 | 0 | 0 | 0 | 266229.4554 | 0 | 0 | 0 | 0 | 0 | 0 | 0 | 557961.7649 | 0 | 0 | 0 | 0 | 0 | 0 | 0 | 0 | 0 | 0 | 88743.1518 | 0 | 0 | 0 | 0 | 0 | 0 | 0 | 0 | 0 | 43252.2904 | 0 | 0 | 0 | 0 | 0 | 0 | 0
2016-01-26 10:00 | 0 | 0 | 0 | 0 | 0 | 225063.2694 | 0 | 415301 | 0 | 0 | 0 | 0 | 354972.6072 | 0 | 0 | 0 | 0 | 0 | 0 | 0 | 278980.8824 | 0 | 0 | 0 | 0 | 0 | 0 | 0 | 0 | 0 | 0 | 88743.1518 | 0 | 0 | 0 | 0 | 0 | 0 | 0 | 0 | 0 | -278980.8824 | 0 | 0 | 0 | 0 | 0 | 0 | 0
2016-01-26 11:00 | 0 | 0 | 0 | 0 | 0 | 77870.9658 | 0 | 445595 | 0 | 0 | 0 | 0 | 266229.4554 | 0 | 0 | 0 | 0 | 0 | 0 | 0 | 0 | 0 | 0 | 0 | 0 | 0 | 0 | 0 | 0 | 0 | 0 | -88743.1518 | 0 | 0 | 0 | 0 | 0 | 0 | 0 | 0 | 0 | -278980.8824 | 0 | 0 | 0 | 0 | 0 | 0 | 0
2016-01-26 12:00 | 0 | 0 | 0 | 0 | 0 | 386578.8482 | 0 | 475322 | 0 | 0 | 0 | 0 | 177486.3036 | 0 | 0 | 0 | 0 | 0 | 0 | 0 | 0 | 0 | 0 | 0 | 0 | 0 | 0 | 0 | 0 | 0 | 0 | -88743.1518 | 0 | 0 | 0 | 0 | 0 | 0 | 0 | 0 | 0 | 0 | 0 | 0 | 0 | 0 | 0 | 0 | 0
2016-01-26 13:00 | 0 | 0 | 0 | 0 | 0 | 496595.1592 | 4.8936 | 486896 | 0 | 0 | 0 | 0 | 88743.1518 | 0 | 0 | 0 | 0 | 0 | 0 | 0 | 98447.2045 | 0 | 0 | 0 | 0 | 0 | 0 | 0 | 0 | 0 | 0 | -88743.1518 | 0 | 0 | 0 | 0 | 0 | 0 | 0 | 0 | 0 | 98447.2045 | 0 | 0 | 0 | 0 | 0 | 0 | 0
2016-01-26 14:00 | 0 | 0 | 0 | 0 | 0 | 388651.6244 | 44920.4575 | 487445 | 0 | 0 | 0 | 0 | 0 | 0 | 0 | 0 | 0 | 0 | 0 | 0 | 133317.4382 | 0 | 0 | 0 | 0 | 0 | 0 | 0 | 0 | 0 | 0 | -88743.1518 | 0 | 0 | 0 | 0 | 0 | 0 | 0 | 0 | 0 | 34870.2337 | 0 | 0 | 0 | 0 | 0 | 0 | 0
2016-01-26 15:00 | 0 | 0 | 0 | 0 | 0 | 290569.2639 | 521926.6478 | 486455 | 0 | 0 | 0 | 0 | 47060.0293 | 0 | 0 | 0 | 0 | 0 | 0 | 0 | 412298.3207 | 0 | 0 | 0 | 0 | 0 | 0 | 0 | 0 | 0 | 0 | 47060.0293 | 0 | 0 | 0 | 0 | 0 | 0 | 0 | 0 | 0 | 278980.8824 | 0 | 0 | 0 | 0 | 0 | 0 | 0
2016-01-26 16:00 | 0 | 0 | 0 | 0 | 0 | 202179.0054 | 646702.0288 | 481157 | 0 | 0 | 0 | 0 | 135803.1811 | 0 | 0 | 0 | 0 | 0 | 0 | 0 | 691279.2031 | 0 | 0 | 0 | 0 | 0 | 0 | 0 | 0 | 0 | 0 | 88743.1518 | 0 | 0 | 0 | 0 | 0 | 0 | 0 | 0 | 0 | 278980.8824 | 0 | 0 | 0 | 0 | 0 | 0 | 0
2016-01-26 17:00 | 0 | 0 | 0 | 0 | 0 | 27453.5961 | 636803.1346 | 474019 | 0 | 0 | 0 | 0 | 47060.0293 | 0 | 0 | 0 | 0 | 0 | 0 | 0 | 970260.0855 | 0 | 0 | 0 | 0 | 0 | 0 | 0 | 0 | 0 | 0 | -88743.1518 | 0 | 0 | 0 | 0 | 0 | 0 | 0 | 0 | 0 | 278980.8824 | 0 | 0 | 0 | 0 | 0 | 0 | 0
2016-01-26 18:00 | 0 | 0 | 0 | 0 | 0 | 220544.0225 | 615259.0117 | 468079 | 0 | 0 | 0 | 0 | 135803.1811 | 0 | 0 | 0 | 0 | 0 | 0 | 0 | 1249240.968 | 0 | 0 | 0 | 0 | 0 | 0 | 0 | 0 | 0 | 0 | 88743.1518 | 0 | 0 | 0 | 0 | 0 | 0 | 0 | 0 | 0 | 278980.8824 | 0 | 0 | 0 | 0 | 0 | 0 | 0
2016-01-26 19:00 | 0 | 0 | 0 | 0 | 0 | 227264.2647 | 604331.7696 | 463872 | 0 | 0 | 0 | 0 | 224546.3329 | 0 | 0 | 0 | 0 | 0 | 0 | 0 | 1528221.8504 | 0 | 0 | 0 | 0 | 0 | 0 | 0 | 0 | 0 | 0 | 88743.1518 | 0 | 0 | 0 | 0 | 0 | 0 | 0 | 0 | 0 | 278980.8824 | 0 | 0 | 0 | 0 | 0 | 0 | 0
2016-01-26 20:00 | 0 | 0 | 0 | 0 | 0 | 188669.6527 | 621106.1033 | 461239 | 0 | 0 | 0 | 0 | 294102.2064 | 0 | 0 | 0 | 0 | 0 | 0 | 0 | 1807202.7329 | 0 | 0 | 0 | 0 | 0 | 0 | 0 | 0 | 0 | 0 | 69555.8736 | 0 | 0 | 0 | 0 | 0 | 0 | 0 | 0 | 0 | 278980.8824 | 0 | 0 | 0 | 0 | 0 | 0 | 0
2016-01-26 21:00 | 0 | 0 | 0 | 0 | 0 | 185133.4894 | 646477.5449 | 463887 | 0 | 0 | 0 | 0 | 382845.3582 | 0 | 0 | 0 | 0 | 0 | 0 | 0 | 2086183.6153 | 0 | 0 | 0 | 0 | 0 | 0 | 0 | 0 | 0 | 0 | 88743.1518 | 0 | 0 | 0 | 0 | 0 | 0 | 0 | 0 | 0 | 278980.8824 | 0 | 0 | 0 | 0 | 0 | 0 | 0
2016-01-26 22:00 | 0 | 0 | 0 | 0 | 0 | 134792.5497 | 621336.3327 | 477148 | 0 | 0 | 0 | 0 | 382845.3582 | 0 | 0 | 0 | 0 | 0 | 0 | 0 | 2365164.4978 | 0 | 0 | 0 | 0 | 0 | 0 | 0 | 0 | 0 | 0 | 0 | 0 | 0 | 0 | 0 | 0 | 0 | 0 | 0 | 0 | 278980.8824 | 0 | 0 | 0 | 0 | 0 | 0 | 0
2016-01-26 23:00 | 0 | 0 | 0 | 0 | 0 | 249876.7485 | 323981.6962 | 492997 | 0 | 0 | 0 | 0 | 294102.2064 | 0 | 0 | 0 | 0 | 0 | 0 | 0 | 2534769.0943 | 0 | 0 | 0 | 0 | 0 | 0 | 0 | 0 | 0 | 0 | -88743.1518 | 0 | 0 | 0 | 0 | 0 | 0 | 0 | 0 | 0 | 169604.5965 | 0 | 0 | 0 | 0 | 0 | 0 | 0
2016-01-27 | 0 | 0 | 0 | 0 | 0 | 268639.2237 | 16641.1563 | 500249 | 0 | 0 | 0 | 0 | 205359.0546 | 0 | 0 | 0 | 0 | 0 | 0 | 0 | 2408543.6261 | 0 | 0 | 0 | 0 | 0 | 0 | 0 | 0 | 0 | 0 | -88743.1518 | 0 | 0 | 0 | 0 | 0 | 0 | 0 | 0 | 0 | -126225.4682 | 0 | 0 | 0 | 0 | 0 | 0 | 0
2016-01-27 01:00 | 0 | 0 | 0 | 0 | 0 | 304367.1599 | 0 | 499113 | 0 | 0 | 0 | 0 | 116615.9029 | 0 | 0 | 0 | 0 | 0 | 0 | 0 | 2302540.9378 | 0 | 0 | 0 | 0 | 0 | 0 | 0 | 0 | 0 | 0 | -88743.1518 | 0 | 0 | 0 | 0 | 0 | 0 | 0 | 0 | 0 | -106002.6883 | 0 | 0 | 0 | 0 | 0 | 0 | 0
2016-01-27 02:00 | 0 | 0 | 0 | 0 | 0 | 343718.5068 | 0 | 488910 | 0 | 0 | 0 | 0 | 205359.0546 | 0 | 0 | 0 | 0 | 0 | 0 | 0 | 2068606.2928 | 0 | 0 | 0 | 0 | 0 | 0 | 0 | 0 | 0 | 0 | 88743.1518 | 0 | 0 | 0 | 0 | 0 | 0 | 0 | 0 | 0 | -233934.645 | 0 | 0 | 0 | 0 | 0 | 0 | 0
2016-01-27 03:00 | 0 | 0 | 0 | 0 | 0 | 101601.9658 | 0 | 469326 | 0 | 0 | 0 | 0 | 116615.9029 | 0 | 0 | 0 | 0 | 0 | 0 | 0 | 1789625.4103 | 0 | 0 | 0 | 0 | 0 | 0 | 0 | 0 | 0 | 0 | -88743.1518 | 0 | 0 | 0 | 0 | 0 | 0 | 0 | 0 | 0 | -278980.8824 | 0 | 0 | 0 | 0 | 0 | 0 | 0
2016-01-27 04:00 | 0 | 0 | 0 | 0 | 0 | 421149.1985 | 0 | 445534 | 0 | 0 | 0 | 0 | 27872.7511 | 0 | 0 | 0 | 0 | 0 | 0 | 0 | 1853983.7606 | 0 | 0 | 0 | 0 | 0 | 0 | 0 | 0 | 0 | 0 | -88743.1518 | 0 | 0 | 0 | 0 | 0 | 0 | 0 | 0 | 0 | 64358.3503 | 0 | 0 | 0 | 0 | 0 | 0 | 0
2016-01-27 05:00 | 0 | 0 | 0 | 0 | 0 | 468792.606 | 0 | 425309 | 0 | 0 | 0 | 0 | 116615.9029 | 0 | 0 | 0 | 0 | 0 | 0 | 0 | 1808724.2148 | 0 | 0 | 0 | 0 | 0 | 0 | 0 | 0 | 0 | 0 | 88743.1518 | 0 | 0 | 0 | 0 | 0 | 0 | 0 | 0 | 0 | -45259.5458 | 0 | 0 | 0 | 0 | 0 | 0 | 0
2016-01-27 06:00 | 0 | 0 | 0 | 0 | 0 | 221481.2694 | 0 | 411719 | 0 | 0 | 0 | 0 | 205359.0546 | 0 | 0 | 0 | 0 | 0 | 0 | 0 | 1529743.3324 | 0 | 0 | 0 | 0 | 0 | 0 | 0 | 0 | 0 | 0 | 88743.1518 | 0 | 0 | 0 | 0 | 0 | 0 | 0 | 0 | 0 | -278980.8824 | 0 | 0 | 0 | 0 | 0 | 0 | 0
2016-01-27 07:00 | 0 | 0 | 0 | 0 | 0 | 552740.6402 | 0 | 403198 | 0 | 0 | 0 | 0 | 294102.2064 | 0 | 0 | 0 | 0 | 0 | 0 | 0 | 1590542.8208 | 0 | 0 | 0 | 0 | 0 | 0 | 0 | 0 | 0 | 0 | 88743.1518 | 0 | 0 | 0 | 0 | 0 | 0 | 0 | 0 | 0 | 60799.4884 | 0 | 0 | 0 | 0 | 0 | 0 | 0
2016-01-27 08:00 | 0 | 0 | 0 | 0 | 0 | 31679.9658 | 0 | 399404 | 0 | 0 | 0 | 0 | 205359.0546 | 0 | 0 | 0 | 0 | 0 | 0 | 0 | 1311561.9383 | 0 | 0 | 0 | 0 | 0 | 0 | 0 | 0 | 0 | 0 | -88743.1518 | 0 | 0 | 0 | 0 | 0 | 0 | 0 | 0 | 0 | -278980.8824 | 0 | 0 | 0 | 0 | 0 | 0 | 0
2016-01-27 09:00 | 0 | 0 | 0 | 0 | 0 | 213143.2694 | 0 | 403381 | 0 | 0 | 0 | 0 | 294102.2064 | 0 | 0 | 0 | 0 | 0 | 0 | 0 | 1032581.0559 | 0 | 0 | 0 | 0 | 0 | 0 | 0 | 0 | 0 | 0 | 88743.1518 | 0 | 0 | 0 | 0 | 0 | 0 | 0 | 0 | 0 | -278980.8824 | 0 | 0 | 0 | 0 | 0 | 0 | 0
2016-01-27 10:00 | 0 | 0 | 0 | 0 | 0 | 632790.721 | 0 | 418666 | 0 | 0 | 0 | 0 | 382845.3582 | 0 | 0 | 0 | 0 | 0 | 0 | 0 | 1157962.625 | 0 | 0 | 0 | 0 | 0 | 0 | 0 | 0 | 0 | 0 | 88743.1518 | 0 | 0 | 0 | 0 | 0 | 0 | 0 | 0 | 0 | 125381.5692 | 0 | 0 | 0 | 0 | 0 | 0 | 0
2016-01-27 11:00 | 0 | 0 | 0 | 0 | 0 | 640195.7306 | 0 | 449958 | 0 | 0 | 0 | 0 | 294102.2064 | 0 | 0 | 0 | 0 | 0 | 0 | 0 | 1436943.5075 | 0 | 0 | 0 | 0 | 0 | 0 | 0 | 0 | 0 | 0 | -88743.1518 | 0 | 0 | 0 | 0 | 0 | 0 | 0 | 0 | 0 | 278980.8824 | 0 | 0 | 0 | 0 | 0 | 0 | 0
2016-01-27 12:00 | 0 | 0 | 0 | 0 | 0 | 114528.9658 | 0 | 482253 | 0 | 0 | 0 | 0 | 205359.0546 | 0 | 0 | 0 | 0 | 0 | 0 | 0 | 1157962.625 | 0 | 0 | 0 | 0 | 0 | 0 | 0 | 0 | 0 | 0 | -88743.1518 | 0 | 0 | 0 | 0 | 0 | 0 | 0 | 0 | 0 | -278980.8824 | 0 | 0 | 0 | 0 | 0 | 0 | 0
2016-01-27 13:00 | 0 | 0 | 0 | 0 | 0 | 645513.9234 | 31.2266 | 494454 | 0 | 0 | 0 | 0 | 294102.2064 | 0 | 0 | 0 | 0 | 0 | 0 | 0 | 1220310.6233 | 0 | 0 | 0 | 0 | 0 | 0 | 0 | 0 | 0 | 0 | 88743.1518 | 0 | 0 | 0 | 0 | 0 | 0 | 0 | 0 | 0 | 62347.9983 | 0 | 0 | 0 | 0 | 0 | 0 | 0
2016-01-27 14:00 | 0 | 0 | 0 | 0 | 0 | 556718.9954 | 96508.1073 | 496472 | 0 | 0 | 0 | 0 | 382845.3582 | 0 | 0 | 0 | 0 | 0 | 0 | 0 | 1288322.5742 | 0 | 0 | 0 | 0 | 0 | 0 | 0 | 0 | 0 | 0 | 88743.1518 | 0 | 0 | 0 | 0 | 0 | 0 | 0 | 0 | 0 | 68011.9509 | 0 | 0 | 0 | 0 | 0 | 0 | 0
2016-01-27 15:00 | 0 | 0 | 0 | 0 | 0 | 119464.4745 | 566183.2562 | 495410 | 0 | 0 | 0 | 0 | 294102.2064 | 0 | 0 | 0 | 0 | 0 | 0 | 0 | 1567303.4566 | 0 | 0 | 0 | 0 | 0 | 0 | 0 | 0 | 0 | 0 | -88743.1518 | 0 | 0 | 0 | 0 | 0 | 0 | 0 | 0 | 0 | 278980.8824 | 0 | 0 | 0 | 0 | 0 | 0 | 0
2016-01-27 16:00 | 0 | 0 | 0 | 0 | 0 | 0 | 669603.4031 | 488754 | 0 | 0 | 0 | 0 | 205359.0546 | 0 | 0 | 0 | 0 | 0 | 0 | 0 | 1836896.0115 | 0 | 0 | 0 | 0 | 0 | 0 | 0 | 0 | 0 | 0 | -88743.1518 | 0 | 0 | 0 | 0 | 0 | 0 | 0 | 0 | 0 | 269592.5549 | 0 | 0 | 0 | 0 | 0 | 0 | 0
2016-01-27 17:00 | 0 | 0 | 0 | 0 | 0 | 196375.909 | 650670.1252 | 479322 | 0 | 0 | 0 | 0 | 294102.2064 | 0 | 0 | 0 | 0 | 0 | 0 | 0 | 2115876.894 | 0 | 0 | 0 | 0 | 0 | 0 | 0 | 0 | 0 | 0 | 88743.1518 | 0 | 0 | 0 | 0 | 0 | 0 | 0 | 0 | 0 | 278980.8824 | 0 | 0 | 0 | 0 | 0 | 0 | 0
2016-01-27 18:00 | 0 | 0 | 0 | 0 | 0 | 37751.023 | 622438.7077 | 469952 | 0 | 0 | 0 | 0 | 205359.0546 | 0 | 0 | 0 | 0 | 0 | 0 | 0 | 2394857.7764 | 0 | 0 | 0 | 0 | 0 | 0 | 0 | 0 | 0 | 0 | -88743.1518 | 0 | 0 | 0 | 0 | 0 | 0 | 0 | 0 | 0 | 278980.8824 | 0 | 0 | 0 | 0 | 0 | 0 | 0
2016-01-27 19:00 | 0 | 0 | 0 | 0 | 0 | 104878.0994 | 608937.032 | 462707 | 0 | 0 | 0 | 0 | 177486.3036 | 0 | 0 | 0 | 0 | 0 | 0 | 0 | 2673838.6588 | 0 | 0 | 0 | 0 | 0 | 0 | 0 | 0 | 0 | 0 | -27872.7511 | 0 | 0 | 0 | 0 | 0 | 0 | 0 | 0 | 0 | 278980.8824 | 0 | 0 | 0 | 0 | 0 | 0 | 0
2016-01-27 20:00 | 0 | 0 | 0 | 0 | 0 | 0 | 620969.6586 | 458018 | 0 | 0 | 0 | 0 | 266229.4554 | 0 | 0 | 0 | 0 | 0 | 0 | 0 | 2748047.1656 | 0 | 0 | 0 | 0 | 0 | 0 | 0 | 0 | 0 | 0 | 88743.1518 | 0 | 0 | 0 | 0 | 0 | 0 | 0 | 0 | 0 | 74208.5068 | 0 | 0 | 0 | 0 | 0 | 0 | 0
2016-01-27 21:00 | 0 | 0 | 0 | 0 | 0 | 0 | 639363.47 | 458984 | 0 | 0 | 0 | 0 | 177486.3036 | 0 | 0 | 0 | 0 | 0 | 0 | 0 | 3017169.7874 | 0 | 0 | 0 | 0 | 0 | 0 | 0 | 0 | 0 | 0 | -88743.1518 | 0 | 0 | 0 | 0 | 0 | 0 | 0 | 0 | 0 | 269122.6218 | 0 | 0 | 0 | 0 | 0 | 0 | 0
2016-01-27 22:00 | 0 | 0 | 0 | 0 | 0 | 76714.4204 | 585306.3103 | 471783 | 0 | 0 | 0 | 0 | 88743.1518 | 0 | 0 | 0 | 0 | 0 | 0 | 0 | 3296150.6698 | 0 | 0 | 0 | 0 | 0 | 0 | 0 | 0 | 0 | 0 | -88743.1518 | 0 | 0 | 0 | 0 | 0 | 0 | 0 | 0 | 0 | 278980.8824 | 0 | 0 | 0 | 0 | 0 | 0 | 0
2016-01-27 23:00 | 0 | 0 | 0 | 0 | 0 | 0 | 243725.3982 | 491721 | 0 | 0 | 0 | 0 | 0 | 0 | 0 | 0 | 0 | 0 | 0 | 0 | 3136898.2198 | 0 | 0 | 0 | 0 | 0 | 0 | 0 | 0 | 0 | 0 | -88743.1518 | 0 | 0 | 0 | 0 | 0 | 0 | 0 | 0 | 0 | -159252.45 | 0 | 0 | 0 | 0 | 0 | 0 | 0
2016-01-28 | 0 | 0 | 0 | 0 | 0 | 695957.4512 | 11084.0041 | 503795 | 0 | 0 | 0 | 0 | 88743.1518 | 0 | 0 | 0 | 0 | 0 | 0 | 0 | 3251401.5233 | 0 | 0 | 0 | 0 | 0 | 0 | 0 | 0 | 0 | 0 | 88743.1518 | 0 | 0 | 0 | 0 | 0 | 0 | 0 | 0 | 0 | 114503.3035 | 0 | 0 | 0 | 0 | 0 | 0 | 0
2016-01-28 01:00 | 0 | 0 | 0 | 0 | 0 | 315380.2694 | 0 | 505618 | 0 | 0 | 0 | 0 | 177486.3036 | 0 | 0 | 0 | 0 | 0 | 0 | 0 | 2972420.6409 | 0 | 0 | 0 | 0 | 0 | 0 | 0 | 0 | 0 | 0 | 88743.1518 | 0 | 0 | 0 | 0 | 0 | 0 | 0 | 0 | 0 | -278980.8824 | 0 | 0 | 0 | 0 | 0 | 0 | 0
2016-01-28 02:00 | 0 | 0 | 0 | 0 | 0 | 688770.7306 | 0 | 498533 | 0 | 0 | 0 | 0 | 88743.1518 | 0 | 0 | 0 | 0 | 0 | 0 | 0 | 3251401.5233 | 0 | 0 | 0 | 0 | 0 | 0 | 0 | 0 | 0 | 0 | -88743.1518 | 0 | 0 | 0 | 0 | 0 | 0 | 0 | 0 | 0 | 278980.8824 | 0 | 0 | 0 | 0 | 0 | 0 | 0
2016-01-28 03:00 | 0 | 0 | 0 | 0 | 0 | 113073.9658 | 0 | 480798 | 0 | 0 | 0 | 0 | 0 | 0 | 0 | 0 | 0 | 0 | 0 | 0 | 2972420.6409 | 0 | 0 | 0 | 0 | 0 | 0 | 0 | 0 | 0 | 0 | -88743.1518 | 0 | 0 | 0 | 0 | 0 | 0 | 0 | 0 | 0 | -278980.8824 | 0 | 0 | 0 | 0 | 0 | 0 | 0
2016-01-28 04:00 | 0 | 0 | 0 | 0 | 0 | 268090.2694 | 0 | 458328 | 0 | 0 | 0 | 0 | 88743.1518 | 0 | 0 | 0 | 0 | 0 | 0 | 0 | 2693439.7584 | 0 | 0 | 0 | 0 | 0 | 0 | 0 | 0 | 0 | 0 | 88743.1518 | 0 | 0 | 0 | 0 | 0 | 0 | 0 | 0 | 0 | -278980.8824 | 0 | 0 | 0 | 0 | 0 | 0 | 0
2016-01-28 05:00 | 0 | 0 | 0 | 0 | 0 | 798877.8097 | 0 | 439388 | 0 | 0 | 0 | 0 | 169252.0791 | 0 | 0 | 0 | 0 | 0 | 0 | 0 | 2972420.6409 | 0 | 0 | 0 | 0 | 0 | 0 | 0 | 0 | 0 | 0 | 80508.9273 | 0 | 0 | 0 | 0 | 0 | 0 | 0 | 0 | 0 | 278980.8824 | 0 | 0 | 0 | 0 | 0 | 0 | 0
2016-01-28 06:00 | 0 | 0 | 0 | 0 | 0 | 59824.9658 | 0 | 427549 | 0 | 0 | 0 | 0 | 80508.9273 | 0 | 0 | 0 | 0 | 0 | 0 | 0 | 2693439.7584 | 0 | 0 | 0 | 0 | 0 | 0 | 0 | 0 | 0 | 0 | -88743.1518 | 0 | 0 | 0 | 0 | 0 | 0 | 0 | 0 | 0 | -278980.8824 | 0 | 0 | 0 | 0 | 0 | 0 | 0
2016-01-28 07:00 | 0 | 0 | 0 | 0 | 0 | 787872.0342 | 0 | 420148 | 0 | 0 | 0 | 0 | 169252.0791 | 0 | 0 | 0 | 0 | 0 | 0 | 0 | 2972420.6409 | 0 | 0 | 0 | 0 | 0 | 0 | 0 | 0 | 0 | 0 | 88743.1518 | 0 | 0 | 0 | 0 | 0 | 0 | 0 | 0 | 0 | 278980.8824 | 0 | 0 | 0 | 0 | 0 | 0 | 0
2016-01-28 08:00 | 0 | 0 | 0 | 0 | 0 | 226824.2694 | 0 | 417062 | 0 | 0 | 0 | 0 | 257995.2309 | 0 | 0 | 0 | 0 | 0 | 0 | 0 | 2693439.7584 | 0 | 0 | 0 | 0 | 0 | 0 | 0 | 0 | 0 | 0 | 88743.1518 | 0 | 0 | 0 | 0 | 0 | 0 | 0 | 0 | 0 | -278980.8824 | 0 | 0 | 0 | 0 | 0 | 0 | 0
2016-01-28 09:00 | 0 | 0 | 0 | 0 | 0 | 177853.0931 | 0 | 420727 | 0 | 0 | 0 | 0 | 294102.2064 | 0 | 0 | 0 | 0 | 0 | 0 | 0 | 2414458.876 | 0 | 0 | 0 | 0 | 0 | 0 | 0 | 0 | 0 | 0 | 36106.9756 | 0 | 0 | 0 | 0 | 0 | 0 | 0 | 0 | 0 | -278980.8824 | 0 | 0 | 0 | 0 | 0 | 0 | 0
2016-01-28 10:00 | 0 | 0 | 0 | 0 | 0 | 246888.2694 | 0 | 437126 | 0 | 0 | 0 | 0 | 382845.3582 | 0 | 0 | 0 | 0 | 0 | 0 | 0 | 2135477.9935 | 0 | 0 | 0 | 0 | 0 | 0 | 0 | 0 | 0 | 0 | 88743.1518 | 0 | 0 | 0 | 0 | 0 | 0 | 0 | 0 | 0 | -278980.8824 | 0 | 0 | 0 | 0 | 0 | 0 | 0
2016-01-28 11:00 | 0 | 0 | 0 | 0 | 0 | 661664.7306 | 0 | 471427 | 0 | 0 | 0 | 0 | 294102.2064 | 0 | 0 | 0 | 0 | 0 | 0 | 0 | 2414458.876 | 0 | 0 | 0 | 0 | 0 | 0 | 0 | 0 | 0 | 0 | -88743.1518 | 0 | 0 | 0 | 0 | 0 | 0 | 0 | 0 | 0 | 278980.8824 | 0 | 0 | 0 | 0 | 0 | 0 | 0
2016-01-28 12:00 | 0 | 0 | 0 | 0 | 0 | 135679.9658 | 0 | 503404 | 0 | 0 | 0 | 0 | 205359.0546 | 0 | 0 | 0 | 0 | 0 | 0 | 0 | 2135477.9935 | 0 | 0 | 0 | 0 | 0 | 0 | 0 | 0 | 0 | 0 | -88743.1518 | 0 | 0 | 0 | 0 | 0 | 0 | 0 | 0 | 0 | -278980.8824 | 0 | 0 | 0 | 0 | 0 | 0 | 0
2016-01-28 13:00 | 0 | 0 | 0 | 0 | 0 | 718826.8804 | 37.933 | 512040 | 0 | 0 | 0 | 0 | 294102.2064 | 0 | 0 | 0 | 0 | 0 | 0 | 0 | 2253559.6552 | 0 | 0 | 0 | 0 | 0 | 0 | 0 | 0 | 0 | 0 | 88743.1518 | 0 | 0 | 0 | 0 | 0 | 0 | 0 | 0 | 0 | 118081.6616 | 0 | 0 | 0 | 0 | 0 | 0 | 0
2016-01-28 14:00 | 0 | 0 | 0 | 0 | 0 | 535621.8716 | 96364.055 | 507622 | 0 | 0 | 0 | 0 | 382845.3582 | 0 | 0 | 0 | 0 | 0 | 0 | 0 | 2289180.43 | 0 | 0 | 0 | 0 | 0 | 0 | 0 | 0 | 0 | 0 | 88743.1518 | 0 | 0 | 0 | 0 | 0 | 0 | 0 | 0 | 0 | 35620.7748 | 0 | 0 | 0 | 0 | 0 | 0 | 0
2016-01-28 15:00 | 0 | 0 | 0 | 0 | 0 | 116266.0876 | 572800.643 | 498829 | 0 | 0 | 0 | 0 | 294102.2064 | 0 | 0 | 0 | 0 | 0 | 0 | 0 | 2568161.3124 | 0 | 0 | 0 | 0 | 0 | 0 | 0 | 0 | 0 | 0 | -88743.1518 | 0 | 0 | 0 | 0 | 0 | 0 | 0 | 0 | 0 | 278980.8824 | 0 | 0 | 0 | 0 | 0 | 0 | 0
2016-01-28 16:00 | 0 | 0 | 0 | 0 | 0 | 147083.2108 | 707179.8234 | 486539 | 0 | 0 | 0 | 0 | 382845.3582 | 0 | 0 | 0 | 0 | 0 | 0 | 0 | 2847142.1949 | 0 | 0 | 0 | 0 | 0 | 0 | 0 | 0 | 0 | 0 | 88743.1518 | 0 | 0 | 0 | 0 | 0 | 0 | 0 | 0 | 0 | 278980.8824 | 0 | 0 | 0 | 0 | 0 | 0 | 0
2016-01-28 17:00 | 0 | 0 | 0 | 0 | 0 | 0 | 690540.0137 | 473213 | 0 | 0 | 0 | 0 | 321191.4895 | 0 | 0 | 0 | 0 | 0 | 0 | 0 | 3126123.0773 | 0 | 0 | 0 | 0 | 0 | 0 | 0 | 0 | 0 | 0 | -61653.8688 | 0 | 0 | 0 | 0 | 0 | 0 | 0 | 0 | 0 | 278980.8824 | 0 | 0 | 0 | 0 | 0 | 0 | 0
2016-01-28 18:00 | 0 | 0 | 0 | 0 | 0 | 4590.0688 | 648748.6618 | 463101 | 0 | 0 | 0 | 0 | 232448.3377 | 0 | 0 | 0 | 0 | 0 | 0 | 0 | 3405103.9598 | 0 | 0 | 0 | 0 | 0 | 0 | 0 | 0 | 0 | 0 | -88743.1518 | 0 | 0 | 0 | 0 | 0 | 0 | 0 | 0 | 0 | 278980.8824 | 0 | 0 | 0 | 0 | 0 | 0 | 0
2016-01-28 19:00 | 0 | 0 | 0 | 0 | 0 | 164142.4454 | 631579.3058 | 455087 | 0 | 0 | 0 | 0 | 294102.2064 | 0 | 0 | 0 | 0 | 0 | 0 | 0 | 3684084.8422 | 0 | 0 | 0 | 0 | 0 | 0 | 0 | 0 | 0 | 0 | 61653.8688 | 0 | 0 | 0 | 0 | 0 | 0 | 0 | 0 | 0 | 278980.8824 | 0 | 0 | 0 | 0 | 0 | 0 | 0
2016-01-28 20:00 | 0 | 0 | 0 | 0 | 0 | 0 | 647545.0298 | 450296 | 0 | 0 | 0 | 0 | 382845.3582 | 0 | 0 | 0 | 0 | 0 | 0 | 0 | 3792590.7202 | 0 | 0 | 0 | 0 | 0 | 0 | 0 | 0 | 0 | 0 | 88743.1518 | 0 | 0 | 0 | 0 | 0 | 0 | 0 | 0 | 0 | 108505.878 | 0 | 0 | 0 | 0 | 0 | 0 | 0
2016-01-28 21:00 | 0 | 0 | 0 | 0 | 0 | 0 | 683606.8437 | 452306 | 0 | 0 | 0 | 0 | 335165.3195 | 0 | 0 | 0 | 0 | 0 | 0 | 0 | 4071571.6027 | 0 | 0 | 0 | 0 | 0 | 0 | 0 | 0 | 0 | 0 | -47680.0387 | 0 | 0 | 0 | 0 | 0 | 0 | 0 | 0 | 0 | 278980.8824 | 0 | 0 | 0 | 0 | 0 | 0 | 0
2016-01-28 22:00 | 0 | 0 | 0 | 0 | 0 | 55206.9002 | 646603.8692 | 463893 | 0 | 0 | 0 | 0 | 294102.2064 | 0 | 0 | 0 | 0 | 0 | 0 | 0 | 4350552.4851 | 0 | 0 | 0 | 0 | 0 | 0 | 0 | 0 | 0 | 0 | -41063.1131 | 0 | 0 | 0 | 0 | 0 | 0 | 0 | 0 | 0 | 278980.8824 | 0 | 0 | 0 | 0 | 0 | 0 | 0
2016-01-28 23:00 | 0 | 0 | 0 | 0 | 0 | 0 | 280074.8524 | 479734 | 0 | 0 | 0 | 0 | 205359.0546 | 0 | 0 | 0 | 0 | 0 | 0 | 0 | 4239636.4893 | 0 | 0 | 0 | 0 | 0 | 0 | 0 | 0 | 0 | 0 | -88743.1518 | 0 | 0 | 0 | 0 | 0 | 0 | 0 | 0 | 0 | -110915.9958 | 0 | 0 | 0 | 0 | 0 | 0 | 0
2016-01-29 | 0 | 0 | 0 | 0 | 0 | 397696.8409 | 14703.3104 | 489988 | 0 | 0 | 0 | 0 | 294102.2064 | 0 | 0 | 0 | 0 | 0 | 0 | 0 | 4073305.4889 | 0 | 0 | 0 | 0 | 0 | 0 | 0 | 0 | 0 | 0 | 88743.1518 | 0 | 0 | 0 | 0 | 0 | 0 | 0 | 0 | 0 | -166331.0005 | 0 | 0 | 0 | 0 | 0 | 0 | 0
2016-01-29 01:00 | 0 | 0 | 0 | 0 | 0 | 430180.1462 | 0 | 491465 | 0 | 0 | 0 | 0 | 382845.3582 | 0 | 0 | 0 | 0 | 0 | 0 | 0 | 3923277.4833 | 0 | 0 | 0 | 0 | 0 | 0 | 0 | 0 | 0 | 0 | 88743.1518 | 0 | 0 | 0 | 0 | 0 | 0 | 0 | 0 | 0 | -150028.0056 | 0 | 0 | 0 | 0 | 0 | 0 | 0
2016-01-29 02:00 | 0 | 0 | 0 | 0 | 0 | 116160.9658 | 0 | 483885 | 0 | 0 | 0 | 0 | 294102.2064 | 0 | 0 | 0 | 0 | 0 | 0 | 0 | 3644296.6008 | 0 | 0 | 0 | 0 | 0 | 0 | 0 | 0 | 0 | 0 | -88743.1518 | 0 | 0 | 0 | 0 | 0 | 0 | 0 | 0 | 0 | -278980.8824 | 0 | 0 | 0 | 0 | 0 | 0 | 0
2016-01-29 03:00 | 0 | 0 | 0 | 0 | 0 | 98414.9658 | 0 | 466139 | 0 | 0 | 0 | 0 | 205359.0546 | 0 | 0 | 0 | 0 | 0 | 0 | 0 | 3365315.7184 | 0 | 0 | 0 | 0 | 0 | 0 | 0 | 0 | 0 | 0 | -88743.1518 | 0 | 0 | 0 | 0 | 0 | 0 | 0 | 0 | 0 | -278980.8824 | 0 | 0 | 0 | 0 | 0 | 0 | 0
2016-01-29 04:00 | 0 | 0 | 0 | 0 | 0 | 608828.5566 | 0 | 442987 | 0 | 0 | 0 | 0 | 294102.2064 | 0 | 0 | 0 | 0 | 0 | 0 | 0 | 3442414.1232 | 0 | 0 | 0 | 0 | 0 | 0 | 0 | 0 | 0 | 0 | 88743.1518 | 0 | 0 | 0 | 0 | 0 | 0 | 0 | 0 | 0 | 77098.4048 | 0 | 0 | 0 | 0 | 0 | 0 | 0
2016-01-29 05:00 | 0 | 0 | 0 | 0 | 0 | 660219.9324 | 0 | 424662 | 0 | 0 | 0 | 0 | 314077.5042 | 0 | 0 | 0 | 0 | 0 | 0 | 0 | 3657996.7579 | 0 | 0 | 0 | 0 | 0 | 0 | 0 | 0 | 0 | 0 | 19975.2977 | 0 | 0 | 0 | 0 | 0 | 0 | 0 | 0 | 0 | 215582.6346 | 0 | 0 | 0 | 0 | 0 | 0 | 0
2016-01-29 06:00 | 0 | 0 | 0 | 0 | 0 | 45548.9658 | 0 | 413273 | 0 | 0 | 0 | 0 | 225334.3524 | 0 | 0 | 0 | 0 | 0 | 0 | 0 | 3379015.8754 | 0 | 0 | 0 | 0 | 0 | 0 | 0 | 0 | 0 | 0 | -88743.1518 | 0 | 0 | 0 | 0 | 0 | 0 | 0 | 0 | 0 | -278980.8824 | 0 | 0 | 0 | 0 | 0 | 0 | 0
2016-01-29 07:00 | 0 | 0 | 0 | 0 | 0 | 215838.2694 | 0 | 406076 | 0 | 0 | 0 | 0 | 314077.5042 | 0 | 0 | 0 | 0 | 0 | 0 | 0 | 3100034.993 | 0 | 0 | 0 | 0 | 0 | 0 | 0 | 0 | 0 | 0 | 88743.1518 | 0 | 0 | 0 | 0 | 0 | 0 | 0 | 0 | 0 | -278980.8824 | 0 | 0 | 0 | 0 | 0 | 0 | 0
2016-01-29 08:00 | 0 | 0 | 0 | 0 | 0 | 751578.7365 | 0 | 403830 | 0 | 0 | 0 | 0 | 382845.3582 | 0 | 0 | 0 | 0 | 0 | 0 | 0 | 3379015.8754 | 0 | 0 | 0 | 0 | 0 | 0 | 0 | 0 | 0 | 0 | 68767.8541 | 0 | 0 | 0 | 0 | 0 | 0 | 0 | 0 | 0 | 278980.8824 | 0 | 0 | 0 | 0 | 0 | 0 | 0
2016-01-29 09:00 | 0 | 0 | 0 | 0 | 0 | 40992.9658 | 0 | 408717 | 0 | 0 | 0 | 0 | 294102.2064 | 0 | 0 | 0 | 0 | 0 | 0 | 0 | 3100034.993 | 0 | 0 | 0 | 0 | 0 | 0 | 0 | 0 | 0 | 0 | -88743.1518 | 0 | 0 | 0 | 0 | 0 | 0 | 0 | 0 | 0 | -278980.8824 | 0 | 0 | 0 | 0 | 0 | 0 | 0
2016-01-29 10:00 | 0 | 0 | 0 | 0 | 0 | 233487.2694 | 0 | 423725 | 0 | 0 | 0 | 0 | 382845.3582 | 0 | 0 | 0 | 0 | 0 | 0 | 0 | 2821054.1105 | 0 | 0 | 0 | 0 | 0 | 0 | 0 | 0 | 0 | 0 | 88743.1518 | 0 | 0 | 0 | 0 | 0 | 0 | 0 | 0 | 0 | -278980.8824 | 0 | 0 | 0 | 0 | 0 | 0 | 0
2016-01-29 11:00 | 0 | 0 | 0 | 0 | 0 | 648341.7306 | 0 | 458104 | 0 | 0 | 0 | 0 | 294102.2064 | 0 | 0 | 0 | 0 | 0 | 0 | 0 | 3100034.993 | 0 | 0 | 0 | 0 | 0 | 0 | 0 | 0 | 0 | 0 | -88743.1518 | 0 | 0 | 0 | 0 | 0 | 0 | 0 | 0 | 0 | 278980.8824 | 0 | 0 | 0 | 0 | 0 | 0 | 0
2016-01-29 12:00 | 0 | 0 | 0 | 0 | 0 | 122155.9658 | 0 | 489880 | 0 | 0 | 0 | 0 | 205359.0546 | 0 | 0 | 0 | 0 | 0 | 0 | 0 | 2821054.1105 | 0 | 0 | 0 | 0 | 0 | 0 | 0 | 0 | 0 | 0 | -88743.1518 | 0 | 0 | 0 | 0 | 0 | 0 | 0 | 0 | 0 | -278980.8824 | 0 | 0 | 0 | 0 | 0 | 0 | 0
2016-01-29 13:00 | 0 | 0 | 0 | 0 | 0 | 793240.1569 | 41.2862 | 498339 | 0 | 0 | 0 | 0 | 294102.2064 | 0 | 0 | 0 | 0 | 0 | 0 | 0 | 3027253.4018 | 0 | 0 | 0 | 0 | 0 | 0 | 0 | 0 | 0 | 0 | 88743.1518 | 0 | 0 | 0 | 0 | 0 | 0 | 0 | 0 | 0 | 206199.2913 | 0 | 0 | 0 | 0 | 0 | 0 | 0
2016-01-29 14:00 | 0 | 0 | 0 | 0 | 0 | 684285.3058 | 116256.7966 | 492284 | 0 | 0 | 0 | 0 | 382845.3582 | 0 | 0 | 0 | 0 | 0 | 0 | 0 | 3246768.3525 | 0 | 0 | 0 | 0 | 0 | 0 | 0 | 0 | 0 | 0 | 88743.1518 | 0 | 0 | 0 | 0 | 0 | 0 | 0 | 0 | 0 | 219514.9507 | 0 | 0 | 0 | 0 | 0 | 0 | 0
2016-01-29 15:00 | 0 | 0 | 0 | 0 | 0 | 170136.0726 | 504088.6581 | 483987 | 0 | 0 | 0 | 0 | 294102.2064 | 0 | 0 | 0 | 0 | 0 | 0 | 0 | 3525749.235 | 0 | 0 | 0 | 0 | 0 | 0 | 0 | 0 | 0 | 0 | -88743.1518 | 0 | 0 | 0 | 0 | 0 | 0 | 0 | 0 | 0 | 278980.8824 | 0 | 0 | 0 | 0 | 0 | 0 | 0
2016-01-29 16:00 | 0 | 0 | 0 | 0 | 0 | 152373.0375 | 599214.845 | 472607 | 0 | 0 | 0 | 0 | 294102.2064 | 0 | 0 | 0 | 0 | 0 | 0 | 0 | 3804730.1174 | 0 | 0 | 0 | 0 | 0 | 0 | 0 | 0 | 0 | 0 | 0 | 0 | 0 | 0 | 0 | 0 | 0 | 0 | 0 | 0 | 278980.8824 | 0 | 0 | 0 | 0 | 0 | 0 | 0
2016-01-29 17:00 | 0 | 0 | 0 | 0 | 0 | 0 | 595988.4442 | 461493 | 0 | 0 | 0 | 0 | 382845.3582 | 0 | 0 | 0 | 0 | 0 | 0 | 0 | 3850482.4098 | 0 | 0 | 0 | 0 | 0 | 0 | 0 | 0 | 0 | 0 | 88743.1518 | 0 | 0 | 0 | 0 | 0 | 0 | 0 | 0 | 0 | 45752.2924 | 0 | 0 | 0 | 0 | 0 | 0 | 0
2016-01-29 18:00 | 0 | 0 | 0 | 0 | 0 | 65834.7275 | 577466.0032 | 453063 | 0 | 0 | 0 | 0 | 294102.2064 | 0 | 0 | 0 | 0 | 0 | 0 | 0 | 4129463.2923 | 0 | 0 | 0 | 0 | 0 | 0 | 0 | 0 | 0 | 0 | -88743.1518 | 0 | 0 | 0 | 0 | 0 | 0 | 0 | 0 | 0 | 278980.8824 | 0 | 0 | 0 | 0 | 0 | 0 | 0
2016-01-29 19:00 | 0 | 0 | 0 | 0 | 0 | 243803.6062 | 570333.428 | 446413 | 0 | 0 | 0 | 0 | 382845.3582 | 0 | 0 | 0 | 0 | 0 | 0 | 0 | 4408444.1747 | 0 | 0 | 0 | 0 | 0 | 0 | 0 | 0 | 0 | 0 | 88743.1518 | 0 | 0 | 0 | 0 | 0 | 0 | 0 | 0 | 0 | 278980.8824 | 0 | 0 | 0 | 0 | 0 | 0 | 0
2016-01-29 20:00 | 0 | 0 | 0 | 0 | 0 | 140754.1307 | 579294.7517 | 441068 | 0 | 0 | 0 | 0 | 382845.3582 | 0 | 0 | 0 | 0 | 0 | 0 | 0 | 4687425.0572 | 0 | 0 | 0 | 0 | 0 | 0 | 0 | 0 | 0 | 0 | 0 | 0 | 0 | 0 | 0 | 0 | 0 | 0 | 0 | 0 | 278980.8824 | 0 | 0 | 0 | 0 | 0 | 0 | 0
2016-01-29 21:00 | 0 | 0 | 0 | 0 | 0 | 40459.891 | 590825.8396 | 441048 | 0 | 0 | 0 | 0 | 294102.2064 | 0 | 0 | 0 | 0 | 0 | 0 | 0 | 4966405.9396 | 0 | 0 | 0 | 0 | 0 | 0 | 0 | 0 | 0 | 0 | -88743.1518 | 0 | 0 | 0 | 0 | 0 | 0 | 0 | 0 | 0 | 278980.8824 | 0 | 0 | 0 | 0 | 0 | 0 | 0
2016-01-29 22:00 | 0 | 0 | 0 | 0 | 0 | 125623.433 | 515347.2977 | 450733 | 0 | 0 | 0 | 0 | 205359.0546 | 0 | 0 | 0 | 0 | 0 | 0 | 0 | 5245386.8221 | 0 | 0 | 0 | 0 | 0 | 0 | 0 | 0 | 0 | 0 | -88743.1518 | 0 | 0 | 0 | 0 | 0 | 0 | 0 | 0 | 0 | 278980.8824 | 0 | 0 | 0 | 0 | 0 | 0 | 0
2016-01-29 23:00 | 0 | 0 | 0 | 0 | 0 | 0 | 241090.8241 | 465999 | 0 | 0 | 0 | 0 | 205359.0546 | 0 | 0 | 0 | 0 | 0 | 0 | 0 | 5020478.6461 | 0 | 0 | 0 | 0 | 0 | 0 | 0 | 0 | 0 | 0 | 0 | 0 | 0 | 0 | 0 | 0 | 0 | 0 | 0 | 0 | -224908.1759 | 0 | 0 | 0 | 0 | 0 | 0 | 0
2016-01-30 | 0 | 0 | 0 | 0 | 0 | 760415.0386 | 14213.0081 | 473718 | 0 | 0 | 0 | 0 | 294102.2064 | 0 | 0 | 0 | 0 | 0 | 0 | 0 | 5232645.541 | 0 | 0 | 0 | 0 | 0 | 0 | 0 | 0 | 0 | 0 | 88743.1518 | 0 | 0 | 0 | 0 | 0 | 0 | 0 | 0 | 0 | 212166.8949 | 0 | 0 | 0 | 0 | 0 | 0 | 0
2016-01-30 01:00 | 0 | 0 | 0 | 0 | 0 | 283024.2694 | 0 | 473262 | 0 | 0 | 0 | 0 | 382845.3582 | 0 | 0 | 0 | 0 | 0 | 0 | 0 | 4953664.6586 | 0 | 0 | 0 | 0 | 0 | 0 | 0 | 0 | 0 | 0 | 88743.1518 | 0 | 0 | 0 | 0 | 0 | 0 | 0 | 0 | 0 | -278980.8824 | 0 | 0 | 0 | 0 | 0 | 0 | 0
2016-01-30 02:00 | 0 | 0 | 0 | 0 | 0 | 658314.7306 | 0 | 468077 | 0 | 0 | 0 | 0 | 294102.2064 | 0 | 0 | 0 | 0 | 0 | 0 | 0 | 5232645.541 | 0 | 0 | 0 | 0 | 0 | 0 | 0 | 0 | 0 | 0 | -88743.1518 | 0 | 0 | 0 | 0 | 0 | 0 | 0 | 0 | 0 | 278980.8824 | 0 | 0 | 0 | 0 | 0 | 0 | 0
2016-01-30 03:00 | 0 | 0 | 0 | 0 | 0 | 87855.9658 | 0 | 455580 | 0 | 0 | 0 | 0 | 205359.0546 | 0 | 0 | 0 | 0 | 0 | 0 | 0 | 4953664.6586 | 0 | 0 | 0 | 0 | 0 | 0 | 0 | 0 | 0 | 0 | -88743.1518 | 0 | 0 | 0 | 0 | 0 | 0 | 0 | 0 | 0 | -278980.8824 | 0 | 0 | 0 | 0 | 0 | 0 | 0
2016-01-30 04:00 | 0 | 0 | 0 | 0 | 0 | 629968.1208 | 0 | 437622 | 0 | 0 | 0 | 0 | 294102.2064 | 0 | 0 | 0 | 0 | 0 | 0 | 0 | 5057267.6276 | 0 | 0 | 0 | 0 | 0 | 0 | 0 | 0 | 0 | 0 | 88743.1518 | 0 | 0 | 0 | 0 | 0 | 0 | 0 | 0 | 0 | 103602.969 | 0 | 0 | 0 | 0 | 0 | 0 | 0
2016-01-30 05:00 | 0 | 0 | 0 | 0 | 0 | 231216.2694 | 0 | 421454 | 0 | 0 | 0 | 0 | 382845.3582 | 0 | 0 | 0 | 0 | 0 | 0 | 0 | 4778286.7451 | 0 | 0 | 0 | 0 | 0 | 0 | 0 | 0 | 0 | 0 | 88743.1518 | 0 | 0 | 0 | 0 | 0 | 0 | 0 | 0 | 0 | -278980.8824 | 0 | 0 | 0 | 0 | 0 | 0 | 0
2016-01-30 06:00 | 0 | 0 | 0 | 0 | 0 | 41936.9658 | 0 | 409661 | 0 | 0 | 0 | 0 | 294102.2064 | 0 | 0 | 0 | 0 | 0 | 0 | 0 | 4499305.8627 | 0 | 0 | 0 | 0 | 0 | 0 | 0 | 0 | 0 | 0 | -88743.1518 | 0 | 0 | 0 | 0 | 0 | 0 | 0 | 0 | 0 | -278980.8824 | 0 | 0 | 0 | 0 | 0 | 0 | 0
2016-01-30 07:00 | 0 | 0 | 0 | 0 | 0 | 656723.3887 | 0 | 401725 | 0 | 0 | 0 | 0 | 382845.3582 | 0 | 0 | 0 | 0 | 0 | 0 | 0 | 4665561.0995 | 0 | 0 | 0 | 0 | 0 | 0 | 0 | 0 | 0 | 0 | 88743.1518 | 0 | 0 | 0 | 0 | 0 | 0 | 0 | 0 | 0 | 166255.2369 | 0 | 0 | 0 | 0 | 0 | 0 | 0
2016-01-30 08:00 | 0 | 0 | 0 | 0 | 0 | 29721.9658 | 0 | 397446 | 0 | 0 | 0 | 0 | 294102.2064 | 0 | 0 | 0 | 0 | 0 | 0 | 0 | 4386580.2171 | 0 | 0 | 0 | 0 | 0 | 0 | 0 | 0 | 0 | 0 | -88743.1518 | 0 | 0 | 0 | 0 | 0 | 0 | 0 | 0 | 0 | -278980.8824 | 0 | 0 | 0 | 0 | 0 | 0 | 0
2016-01-30 09:00 | 0 | 0 | 0 | 0 | 0 | 31486.9658 | 0 | 399211 | 0 | 0 | 0 | 0 | 205359.0546 | 0 | 0 | 0 | 0 | 0 | 0 | 0 | 4107599.3347 | 0 | 0 | 0 | 0 | 0 | 0 | 0 | 0 | 0 | 0 | -88743.1518 | 0 | 0 | 0 | 0 | 0 | 0 | 0 | 0 | 0 | -278980.8824 | 0 | 0 | 0 | 0 | 0 | 0 | 0
2016-01-30 10:00 | 0 | 0 | 0 | 0 | 0 | 623576.0034 | 0 | 406491 | 0 | 0 | 0 | 0 | 294102.2064 | 0 | 0 | 0 | 0 | 0 | 0 | 0 | 4235941.1863 | 0 | 0 | 0 | 0 | 0 | 0 | 0 | 0 | 0 | 0 | 88743.1518 | 0 | 0 | 0 | 0 | 0 | 0 | 0 | 0 | 0 | 128341.8516 | 0 | 0 | 0 | 0 | 0 | 0 | 0
2016-01-30 11:00 | 0 | 0 | 0 | 0 | 0 | 229837.2694 | 0 | 420075 | 0 | 0 | 0 | 0 | 382845.3582 | 0 | 0 | 0 | 0 | 0 | 0 | 0 | 3956960.3038 | 0 | 0 | 0 | 0 | 0 | 0 | 0 | 0 | 0 | 0 | 88743.1518 | 0 | 0 | 0 | 0 | 0 | 0 | 0 | 0 | 0 | -278980.8824 | 0 | 0 | 0 | 0 | 0 | 0 | 0
2016-01-30 12:00 | 0 | 0 | 0 | 0 | 0 | 68874.9658 | 0 | 436599 | 0 | 0 | 0 | 0 | 294102.2064 | 0 | 0 | 0 | 0 | 0 | 0 | 0 | 3677979.4214 | 0 | 0 | 0 | 0 | 0 | 0 | 0 | 0 | 0 | 0 | -88743.1518 | 0 | 0 | 0 | 0 | 0 | 0 | 0 | 0 | 0 | -278980.8824 | 0 | 0 | 0 | 0 | 0 | 0 | 0
2016-01-30 13:00 | 0 | 0 | 0 | 0 | 0 | 604945.4252 | 45.6873 | 448082 | 0 | 0 | 0 | 0 | 205359.0546 | 0 | 0 | 0 | 0 | 0 | 0 | 0 | 3923631.6857 | 0 | 0 | 0 | 0 | 0 | 0 | 0 | 0 | 0 | 0 | -88743.1518 | 0 | 0 | 0 | 0 | 0 | 0 | 0 | 0 | 0 | 245652.2643 | 0 | 0 | 0 | 0 | 0 | 0 | 0
2016-01-30 14:00 | 0 | 0 | 0 | 0 | 0 | 523154.7344 | 114586.5065 | 447923 | 0 | 0 | 0 | 0 | 294102.2064 | 0 | 0 | 0 | 0 | 0 | 0 | 0 | 4024706.7748 | 0 | 0 | 0 | 0 | 0 | 0 | 0 | 0 | 0 | 0 | 88743.1518 | 0 | 0 | 0 | 0 | 0 | 0 | 0 | 0 | 0 | 101075.0891 | 0 | 0 | 0 | 0 | 0 | 0 | 0
2016-01-30 15:00 | 0 | 0 | 0 | 0 | 0 | 188280.8309 | 442925.8997 | 440969 | 0 | 0 | 0 | 0 | 205359.0546 | 0 | 0 | 0 | 0 | 0 | 0 | 0 | 4303687.6573 | 0 | 0 | 0 | 0 | 0 | 0 | 0 | 0 | 0 | 0 | -88743.1518 | 0 | 0 | 0 | 0 | 0 | 0 | 0 | 0 | 0 | 278980.8824 | 0 | 0 | 0 | 0 | 0 | 0 | 0
2016-01-30 16:00 | 0 | 0 | 0 | 0 | 0 | 77917.304 | 543455.4266 | 431135 | 0 | 0 | 0 | 0 | 116615.9029 | 0 | 0 | 0 | 0 | 0 | 0 | 0 | 4582668.5397 | 0 | 0 | 0 | 0 | 0 | 0 | 0 | 0 | 0 | 0 | -88743.1518 | 0 | 0 | 0 | 0 | 0 | 0 | 0 | 0 | 0 | 278980.8824 | 0 | 0 | 0 | 0 | 0 | 0 | 0
2016-01-30 17:00 | 0 | 0 | 0 | 0 | 0 | 49268.8519 | 561343.8788 | 420375 | 0 | 0 | 0 | 0 | 27872.7511 | 0 | 0 | 0 | 0 | 0 | 0 | 0 | 4861649.4222 | 0 | 0 | 0 | 0 | 0 | 0 | 0 | 0 | 0 | 0 | -88743.1518 | 0 | 0 | 0 | 0 | 0 | 0 | 0 | 0 | 0 | 278980.8824 | 0 | 0 | 0 | 0 | 0 | 0 | 0
2016-01-30 18:00 | 0 | 0 | 0 | 0 | 0 | 227053.622 | 550806.4122 | 410136 | 0 | 0 | 0 | 0 | 116615.9029 | 0 | 0 | 0 | 0 | 0 | 0 | 0 | 5140630.3046 | 0 | 0 | 0 | 0 | 0 | 0 | 0 | 0 | 0 | 0 | 88743.1518 | 0 | 0 | 0 | 0 | 0 | 0 | 0 | 0 | 0 | 278980.8824 | 0 | 0 | 0 | 0 | 0 | 0 | 0
2016-01-30 19:00 | 0 | 0 | 0 | 0 | 0 | 224908.5553 | 545160.4789 | 402345 | 0 | 0 | 0 | 0 | 205359.0546 | 0 | 0 | 0 | 0 | 0 | 0 | 0 | 5419611.187 | 0 | 0 | 0 | 0 | 0 | 0 | 0 | 0 | 0 | 0 | 88743.1518 | 0 | 0 | 0 | 0 | 0 | 0 | 0 | 0 | 0 | 278980.8824 | 0 | 0 | 0 | 0 | 0 | 0 | 0
2016-01-30 20:00 | 0 | 0 | 0 | 0 | 0 | 212608.0337 | 553235.0005 | 398119 | 0 | 0 | 0 | 0 | 294102.2064 | 0 | 0 | 0 | 0 | 0 | 0 | 0 | 5698592.0695 | 0 | 0 | 0 | 0 | 0 | 0 | 0 | 0 | 0 | 0 | 88743.1518 | 0 | 0 | 0 | 0 | 0 | 0 | 0 | 0 | 0 | 278980.8824 | 0 | 0 | 0 | 0 | 0 | 0 | 0
2016-01-30 21:00 | 0 | 0 | 0 | 0 | 0 | 202246.6957 | 563688.3385 | 398211 | 0 | 0 | 0 | 0 | 382845.3582 | 0 | 0 | 0 | 0 | 0 | 0 | 0 | 5977572.9519 | 0 | 0 | 0 | 0 | 0 | 0 | 0 | 0 | 0 | 0 | 88743.1518 | 0 | 0 | 0 | 0 | 0 | 0 | 0 | 0 | 0 | 278980.8824 | 0 | 0 | 0 | 0 | 0 | 0 | 0
2016-01-30 22:00 | 0 | 0 | 0 | 0 | 0 | 0 | 499328.8311 | 407935 | 0 | 0 | 0 | 0 | 294102.2064 | 0 | 0 | 0 | 0 | 0 | 0 | 0 | 6157709.9348 | 0 | 0 | 0 | 0 | 0 | 0 | 0 | 0 | 0 | 0 | -88743.1518 | 0 | 0 | 0 | 0 | 0 | 0 | 0 | 0 | 0 | 180136.9829 | 0 | 0 | 0 | 0 | 0 | 0 | 0
2016-01-30 23:00 | 0 | 0 | 0 | 0 | 0 | 0 | 261752.2064 | 424712 | 0 | 0 | 0 | 0 | 205359.0546 | 0 | 0 | 0 | 0 | 0 | 0 | 0 | 6083493.293 | 0 | 0 | 0 | 0 | 0 | 0 | 0 | 0 | 0 | 0 | -88743.1518 | 0 | 0 | 0 | 0 | 0 | 0 | 0 | 0 | 0 | -74216.6418 | 0 | 0 | 0 | 0 | 0 | 0 | 0
2016-01-31 | 0 | 0 | 0 | 0 | 0 | 579565.6008 | 17278.8075 | 432706 | 0 | 0 | 0 | 0 | 294102.2064 | 0 | 0 | 0 | 0 | 0 | 0 | 0 | 6158888.5494 | 0 | 0 | 0 | 0 | 0 | 0 | 0 | 0 | 0 | 0 | 88743.1518 | 0 | 0 | 0 | 0 | 0 | 0 | 0 | 0 | 0 | 75395.2564 | 0 | 0 | 0 | 0 | 0 | 0 | 0
2016-01-31 01:00 | 0 | 0 | 0 | 0 | 0 | 584483.9367 | 0 | 433566 | 0 | 0 | 0 | 0 | 382845.3582 | 0 | 0 | 0 | 0 | 0 | 0 | 0 | 6221063.3344 | 0 | 0 | 0 | 0 | 0 | 0 | 0 | 0 | 0 | 0 | 88743.1518 | 0 | 0 | 0 | 0 | 0 | 0 | 0 | 0 | 0 | 62174.7849 | 0 | 0 | 0 | 0 | 0 | 0 | 0
2016-01-31 02:00 | 0 | 0 | 0 | 0 | 0 | 149413.1176 | 0 | 428394 | 0 | 0 | 0 | 0 | 382845.3582 | 0 | 0 | 0 | 0 | 0 | 0 | 0 | 5942082.4519 | 0 | 0 | 0 | 0 | 0 | 0 | 0 | 0 | 0 | 0 | 0 | 0 | 0 | 0 | 0 | 0 | 0 | 0 | 0 | 0 | -278980.8824 | 0 | 0 | 0 | 0 | 0 | 0 | 0
2016-01-31 03:00 | 0 | 0 | 0 | 0 | 0 | 49687.9658 | 0 | 417412 | 0 | 0 | 0 | 0 | 294102.2064 | 0 | 0 | 0 | 0 | 0 | 0 | 0 | 5663101.5695 | 0 | 0 | 0 | 0 | 0 | 0 | 0 | 0 | 0 | 0 | -88743.1518 | 0 | 0 | 0 | 0 | 0 | 0 | 0 | 0 | 0 | -278980.8824 | 0 | 0 | 0 | 0 | 0 | 0 | 0
2016-01-31 04:00 | 0 | 0 | 0 | 0 | 0 | 649189.8249 | 0 | 401466 | 0 | 0 | 0 | 0 | 382845.3582 | 0 | 0 | 0 | 0 | 0 | 0 | 0 | 5822082.2426 | 0 | 0 | 0 | 0 | 0 | 0 | 0 | 0 | 0 | 0 | 88743.1518 | 0 | 0 | 0 | 0 | 0 | 0 | 0 | 0 | 0 | 158980.6731 | 0 | 0 | 0 | 0 | 0 | 0 | 0
2016-01-31 05:00 | 0 | 0 | 0 | 0 | 0 | 575268.7306 | 0 | 385031 | 0 | 0 | 0 | 0 | 294102.2064 | 0 | 0 | 0 | 0 | 0 | 0 | 0 | 6101063.125 | 0 | 0 | 0 | 0 | 0 | 0 | 0 | 0 | 0 | 0 | -88743.1518 | 0 | 0 | 0 | 0 | 0 | 0 | 0 | 0 | 0 | 278980.8824 | 0 | 0 | 0 | 0 | 0 | 0 | 0
2016-01-31 06:00 | 0 | 0 | 0 | 0 | 0 | 5159.9658 | 0 | 372884 | 0 | 0 | 0 | 0 | 205359.0546 | 0 | 0 | 0 | 0 | 0 | 0 | 0 | 5822082.2426 | 0 | 0 | 0 | 0 | 0 | 0 | 0 | 0 | 0 | 0 | -88743.1518 | 0 | 0 | 0 | 0 | 0 | 0 | 0 | 0 | 0 | -278980.8824 | 0 | 0 | 0 | 0 | 0 | 0 | 0
2016-01-31 07:00 | 0 | 0 | 0 | 0 | 0 | 173925.2694 | 0 | 364163 | 0 | 0 | 0 | 0 | 294102.2064 | 0 | 0 | 0 | 0 | 0 | 0 | 0 | 5543101.3601 | 0 | 0 | 0 | 0 | 0 | 0 | 0 | 0 | 0 | 0 | 88743.1518 | 0 | 0 | 0 | 0 | 0 | 0 | 0 | 0 | 0 | -278980.8824 | 0 | 0 | 0 | 0 | 0 | 0 | 0
2016-01-31 08:00 | 0 | 0 | 0 | 0 | 0 | 549437.7306 | 0 | 359200 | 0 | 0 | 0 | 0 | 205359.0546 | 0 | 0 | 0 | 0 | 0 | 0 | 0 | 5822082.2426 | 0 | 0 | 0 | 0 | 0 | 0 | 0 | 0 | 0 | 0 | -88743.1518 | 0 | 0 | 0 | 0 | 0 | 0 | 0 | 0 | 0 | 278980.8824 | 0 | 0 | 0 | 0 | 0 | 0 | 0
2016-01-31 09:00 | 0 | 0 | 0 | 0 | 0 | 548277.7306 | 0 | 358040 | 0 | 0 | 0 | 0 | 116615.9029 | 0 | 0 | 0 | 0 | 0 | 0 | 0 | 6101063.125 | 0 | 0 | 0 | 0 | 0 | 0 | 0 | 0 | 0 | 0 | -88743.1518 | 0 | 0 | 0 | 0 | 0 | 0 | 0 | 0 | 0 | 278980.8824 | 0 | 0 | 0 | 0 | 0 | 0 | 0
2016-01-31 10:00 | 0 | 0 | 0 | 0 | 0 | 170660.2694 | 0 | 360898 | 0 | 0 | 0 | 0 | 205359.0546 | 0 | 0 | 0 | 0 | 0 | 0 | 0 | 5822082.2426 | 0 | 0 | 0 | 0 | 0 | 0 | 0 | 0 | 0 | 0 | 88743.1518 | 0 | 0 | 0 | 0 | 0 | 0 | 0 | 0 | 0 | -278980.8824 | 0 | 0 | 0 | 0 | 0 | 0 | 0
2016-01-31 11:00 | 0 | 0 | 0 | 0 | 0 | 177957.2694 | 0 | 368195 | 0 | 0 | 0 | 0 | 294102.2064 | 0 | 0 | 0 | 0 | 0 | 0 | 0 | 5543101.3601 | 0 | 0 | 0 | 0 | 0 | 0 | 0 | 0 | 0 | 0 | 88743.1518 | 0 | 0 | 0 | 0 | 0 | 0 | 0 | 0 | 0 | -278980.8824 | 0 | 0 | 0 | 0 | 0 | 0 | 0
2016-01-31 12:00 | 0 | 0 | 0 | 0 | 0 | 513833.2897 | 0 | 380157 | 0 | 0 | 0 | 0 | 205359.0546 | 0 | 0 | 0 | 0 | 0 | 0 | 0 | 5765520.8016 | 0 | 0 | 0 | 0 | 0 | 0 | 0 | 0 | 0 | 0 | -88743.1518 | 0 | 0 | 0 | 0 | 0 | 0 | 0 | 0 | 0 | 222419.4415 | 0 | 0 | 0 | 0 | 0 | 0 | 0
2016-01-31 13:00 | 0 | 0 | 0 | 0 | 0 | 486841.0569 | 57.7379 | 391752 | 0 | 0 | 0 | 0 | 294102.2064 | 0 | 0 | 0 | 0 | 0 | 0 | 0 | 5771924.4445 | 0 | 0 | 0 | 0 | 0 | 0 | 0 | 0 | 0 | 0 | 88743.1518 | 0 | 0 | 0 | 0 | 0 | 0 | 0 | 0 | 0 | 6403.6429 | 0 | 0 | 0 | 0 | 0 | 0 | 0
2016-01-31 14:00 | 0 | 0 | 0 | 0 | 0 | 376781.6873 | 123079.9524 | 399409 | 0 | 0 | 0 | 0 | 382845.3582 | 0 | 0 | 0 | 0 | 0 | 0 | 0 | 5783633.9324 | 0 | 0 | 0 | 0 | 0 | 0 | 0 | 0 | 0 | 0 | 88743.1518 | 0 | 0 | 0 | 0 | 0 | 0 | 0 | 0 | 0 | 11709.488 | 0 | 0 | 0 | 0 | 0 | 0 | 0
2016-01-31 15:00 | 0 | 0 | 0 | 0 | 0 | 204110.5229 | 386592.2077 | 400465 | 0 | 0 | 0 | 0 | 294102.2064 | 0 | 0 | 0 | 0 | 0 | 0 | 0 | 6062614.8149 | 0 | 0 | 0 | 0 | 0 | 0 | 0 | 0 | 0 | 0 | -88743.1518 | 0 | 0 | 0 | 0 | 0 | 0 | 0 | 0 | 0 | 278980.8824 | 0 | 0 | 0 | 0 | 0 | 0 | 0
2016-01-31 16:00 | 0 | 0 | 0 | 0 | 0 | 0 | 481318.485 | 398733 | 0 | 0 | 0 | 0 | 382845.3582 | 0 | 0 | 0 | 0 | 0 | 0 | 0 | 6056457.1481 | 0 | 0 | 0 | 0 | 0 | 0 | 0 | 0 | 0 | 0 | 88743.1518 | 0 | 0 | 0 | 0 | 0 | 0 | 0 | 0 | 0 | -6157.6668 | 0 | 0 | 0 | 0 | 0 | 0 | 0
2016-01-31 17:00 | 0 | 0 | 0 | 0 | 0 | 175405.2525 | 501224.63 | 397649 | 0 | 0 | 0 | 0 | 382845.3582 | 0 | 0 | 0 | 0 | 0 | 0 | 0 | 6335438.0305 | 0 | 0 | 0 | 0 | 0 | 0 | 0 | 0 | 0 | 0 | 0 | 0 | 0 | 0 | 0 | 0 | 0 | 0 | 0 | 0 | 278980.8824 | 0 | 0 | 0 | 0 | 0 | 0 | 0
2016-01-31 18:00 | 0 | 0 | 0 | 0 | 0 | 0 | 496166.664 | 395805 | 0 | 0 | 0 | 0 | 294102.2064 | 0 | 0 | 0 | 0 | 0 | 0 | 0 | 6524542.8463 | 0 | 0 | 0 | 0 | 0 | 0 | 0 | 0 | 0 | 0 | -88743.1518 | 0 | 0 | 0 | 0 | 0 | 0 | 0 | 0 | 0 | 189104.8158 | 0 | 0 | 0 | 0 | 0 | 0 | 0
2016-01-31 19:00 | 0 | 0 | 0 | 0 | 0 | 0 | 487163.1246 | 393066 | 0 | 0 | 0 | 0 | 382845.3582 | 0 | 0 | 0 | 0 | 0 | 0 | 0 | 6529896.819 | 0 | 0 | 0 | 0 | 0 | 0 | 0 | 0 | 0 | 0 | 88743.1518 | 0 | 0 | 0 | 0 | 0 | 0 | 0 | 0 | 0 | 5353.9728 | 0 | 0 | 0 | 0 | 0 | 0 | 0
2016-01-31 20:00 | 0 | 0 | 0 | 0 | 0 | 189142.3955 | 466281.4582 | 391975 | 0 | 0 | 0 | 0 | 382845.3582 | 0 | 0 | 0 | 0 | 0 | 0 | 0 | 6793345.6727 | 0 | 0 | 0 | 0 | 0 | 0 | 0 | 0 | 0 | 0 | 0 | 0 | 0 | 0 | 0 | 0 | 0 | 0 | 0 | 0 | 263448.8537 | 0 | 0 | 0 | 0 | 0 | 0 | 0
2016-01-31 21:00 | 0 | 0 | 0 | 0 | 0 | 0 | 423224.0284 | 395107 | 0 | 0 | 0 | 0 | 294102.2064 | 0 | 0 | 0 | 0 | 0 | 0 | 0 | 6910205.8529 | 0 | 0 | 0 | 0 | 0 | 0 | 0 | 0 | 0 | 0 | -88743.1518 | 0 | 0 | 0 | 0 | 0 | 0 | 0 | 0 | 0 | 116860.1802 | 0 | 0 | 0 | 0 | 0 | 0 | 0
2016-01-31 22:00 | 0 | 0 | 0 | 0 | 0 | 321008.6841 | 339428.1536 | 407470 | 0 | 0 | 0 | 0 | 382845.3582 | 0 | 0 | 0 | 0 | 0 | 0 | 0 | 7074429.5387 | 0 | 0 | 0 | 0 | 0 | 0 | 0 | 0 | 0 | 0 | 88743.1518 | 0 | 0 | 0 | 0 | 0 | 0 | 0 | 0 | 0 | 164223.6858 | 0 | 0 | 0 | 0 | 0 | 0 | 0
2016-01-31 23:00 | 0 | 0 | 0 | 0 | 0 | 270111.7352 | 155124.2648 | 425236 | 0 | 0 | 0 | 0 | 382845.3582 | 0 | 0 | 0 | 0 | 0 | 0 | 0 | 7074429.5387 | 0 | 0 | 0 | 0 | 0 | 0 | 0 | 0 | 0 | 0 | 0 | 0 | 0 | 0 | 0 | 0 | 0 | 0 | 0 | 0 | 0 | 0 | 0 | 0 | 0 | 0 | 0 | 0
2016-02-01 | 0 | 0 | 0 | 0 | 0 | 351591.1103 | 12776.6862 | 434806 | 0 | 0 | 0 | 0 | 312407.1548 | 0 | 0 | 0 | 0 | 0 | 0 | 0 | 7074429.5387 | 0 | 0 | 0 | 0 | 0 | 0 | 0 | 0 | 0 | 0 | -70438.2035 | 0 | 0 | 0 | 0 | 0 | 0 | 0 | 0 | 0 | 0 | 0 | 0 | 0 | 0 | 0 | 0 | 0
2016-02-01 01:00 | 0 | 0 | 0 | 0 | 0 | 341753.0097 | 0 | 435064 | 0 | 0 | 0 | 0 | 223664.003 | 0 | 0 | 0 | 0 | 0 | 0 | 0 | 7069861.7002 | 0 | 0 | 0 | 0 | 0 | 0 | 0 | 0 | 0 | 0 | -88743.1518 | 0 | 0 | 0 | 0 | 0 | 0 | 0 | 0 | 0 | -4567.8385 | 0 | 0 | 0 | 0 | 0 | 0 | 0
2016-02-01 02:00 | 0 | 0 | 0 | 0 | 0 | 324586.8724 | 0 | 426819 | 0 | 0 | 0 | 0 | 312407.1548 | 0 | 0 | 0 | 0 | 0 | 0 | 0 | 6878886.4207 | 0 | 0 | 0 | 0 | 0 | 0 | 0 | 0 | 0 | 0 | 88743.1518 | 0 | 0 | 0 | 0 | 0 | 0 | 0 | 0 | 0 | -190975.2794 | 0 | 0 | 0 | 0 | 0 | 0 | 0
2016-02-01 03:00 | 0 | 0 | 0 | 0 | 0 | 310735.6999 | 0 | 411759 | 0 | 0 | 0 | 0 | 382845.3582 | 0 | 0 | 0 | 0 | 0 | 0 | 0 | 6707424.9172 | 0 | 0 | 0 | 0 | 0 | 0 | 0 | 0 | 0 | 0 | 70438.2035 | 0 | 0 | 0 | 0 | 0 | 0 | 0 | 0 | 0 | -171461.5035 | 0 | 0 | 0 | 0 | 0 | 0 | 0
2016-02-01 04:00 | 0 | 0 | 0 | 0 | 0 | 23658.9658 | 0 | 391383 | 0 | 0 | 0 | 0 | 294102.2064 | 0 | 0 | 0 | 0 | 0 | 0 | 0 | 6428444.0347 | 0 | 0 | 0 | 0 | 0 | 0 | 0 | 0 | 0 | 0 | -88743.1518 | 0 | 0 | 0 | 0 | 0 | 0 | 0 | 0 | 0 | -278980.8824 | 0 | 0 | 0 | 0 | 0 | 0 | 0
2016-02-01 05:00 | 0 | 0 | 0 | 0 | 0 | 285458.1121 | 0 | 372942 | 0 | 0 | 0 | 0 | 205359.0546 | 0 | 0 | 0 | 0 | 0 | 0 | 0 | 6429703.2987 | 0 | 0 | 0 | 0 | 0 | 0 | 0 | 0 | 0 | 0 | -88743.1518 | 0 | 0 | 0 | 0 | 0 | 0 | 0 | 0 | 0 | 1259.2639 | 0 | 0 | 0 | 0 | 0 | 0 | 0
2016-02-01 06:00 | 0 | 0 | 0 | 0 | 0 | 0 | 0 | 361001 | 0 | 0 | 0 | 0 | 123338.9371 | 0 | 0 | 0 | 0 | 0 | 0 | 0 | 6150722.4162 | 0 | 0 | 0 | 0 | 0 | 0 | 0 | 0 | 0 | 0 | -82020.1176 | 0 | 0 | 0 | 0 | 0 | 0 | 0 | 0 | 0 | -278980.8824 | 0 | 0 | 0 | 0 | 0 | 0 | 0
2016-02-01 07:00 | 0 | 0 | 0 | 0 | 0 | 268071.1773 | 0 | 353033 | 0 | 0 | 0 | 0 | 34595.7853 | 0 | 0 | 0 | 0 | 0 | 0 | 0 | 6154503.7453 | 0 | 0 | 0 | 0 | 0 | 0 | 0 | 0 | 0 | 0 | -88743.1518 | 0 | 0 | 0 | 0 | 0 | 0 | 0 | 0 | 0 | 3781.3291 | 0 | 0 | 0 | 0 | 0 | 0 | 0
2016-02-01 08:00 | 0 | 0 | 0 | 0 | 0 | 261491.5406 | 0 | 350045 | 0 | 0 | 0 | 0 | 123338.9371 | 0 | 0 | 0 | 0 | 0 | 0 | 0 | 5977207.1341 | 0 | 0 | 0 | 0 | 0 | 0 | 0 | 0 | 0 | 0 | 88743.1518 | 0 | 0 | 0 | 0 | 0 | 0 | 0 | 0 | 0 | -177296.6112 | 0 | 0 | 0 | 0 | 0 | 0 | 0
2016-02-01 09:00 | 0 | 0 | 0 | 0 | 0 | 0 | 0 | 353256 | 0 | 0 | 0 | 0 | 34595.7853 | 0 | 0 | 0 | 0 | 0 | 0 | 0 | 5712694.2859 | 0 | 0 | 0 | 0 | 0 | 0 | 0 | 0 | 0 | 0 | -88743.1518 | 0 | 0 | 0 | 0 | 0 | 0 | 0 | 0 | 0 | -264512.8482 | 0 | 0 | 0 | 0 | 0 | 0 | 0
2016-02-01 10:00 | 0 | 0 | 0 | 0 | 0 | 233177.0622 | 0 | 368542 | 0 | 0 | 0 | 0 | 123338.9371 | 0 | 0 | 0 | 0 | 0 | 0 | 0 | 5488586.1963 | 0 | 0 | 0 | 0 | 0 | 0 | 0 | 0 | 0 | 0 | 88743.1518 | 0 | 0 | 0 | 0 | 0 | 0 | 0 | 0 | 0 | -224108.0895 | 0 | 0 | 0 | 0 | 0 | 0 | 0
2016-02-01 11:00 | 0 | 0 | 0 | 0 | 0 | 226856.9594 | 0 | 401550 | 0 | 0 | 0 | 0 | 212082.0889 | 0 | 0 | 0 | 0 | 0 | 0 | 0 | 5225150.0039 | 0 | 0 | 0 | 0 | 0 | 0 | 0 | 0 | 0 | 0 | 88743.1518 | 0 | 0 | 0 | 0 | 0 | 0 | 0 | 0 | 0 | -263436.1924 | 0 | 0 | 0 | 0 | 0 | 0 | 0
2016-02-01 12:00 | 0 | 0 | 0 | 0 | 0 | 225213.1453 | 0 | 433191 | 0 | 0 | 0 | 0 | 123338.9371 | 0 | 0 | 0 | 0 | 0 | 0 | 0 | 5105915.301 | 0 | 0 | 0 | 0 | 0 | 0 | 0 | 0 | 0 | 0 | -88743.1518 | 0 | 0 | 0 | 0 | 0 | 0 | 0 | 0 | 0 | -119234.7029 | 0 | 0 | 0 | 0 | 0 | 0 | 0
2016-02-01 13:00 | 0 | 0 | 0 | 0 | 0 | 221214.7162 | 62.6629 | 444295 | 0 | 0 | 0 | 0 | 34595.7853 | 0 | 0 | 0 | 0 | 0 | 0 | 0 | 4971640.8319 | 0 | 0 | 0 | 0 | 0 | 0 | 0 | 0 | 0 | 0 | -88743.1518 | 0 | 0 | 0 | 0 | 0 | 0 | 0 | 0 | 0 | -134274.4691 | 0 | 0 | 0 | 0 | 0 | 0 | 0
2016-02-01 14:00 | 0 | 0 | 0 | 0 | 0 | 161857.1744 | 97324.3854 | 447894 | 0 | 0 | 0 | 0 | 123338.9371 | 0 | 0 | 0 | 0 | 0 | 0 | 0 | 4694185.2398 | 0 | 0 | 0 | 0 | 0 | 0 | 0 | 0 | 0 | 0 | 88743.1518 | 0 | 0 | 0 | 0 | 0 | 0 | 0 | 0 | 0 | -277455.592 | 0 | 0 | 0 | 0 | 0 | 0 | 0
2016-02-01 15:00 | 0 | 0 | 0 | 0 | 0 | 173037.8685 | 332369.6306 | 450694 | 0 | 0 | 0 | 0 | 212082.0889 | 0 | 0 | 0 | 0 | 0 | 0 | 0 | 4660155.5871 | 0 | 0 | 0 | 0 | 0 | 0 | 0 | 0 | 0 | 0 | 88743.1518 | 0 | 0 | 0 | 0 | 0 | 0 | 0 | 0 | 0 | -34029.6527 | 0 | 0 | 0 | 0 | 0 | 0 | 0
2016-02-01 16:00 | 0 | 0 | 0 | 0 | 0 | 0 | 475230.2975 | 449644 | 0 | 0 | 0 | 0 | 300825.2407 | 0 | 0 | 0 | 0 | 0 | 0 | 0 | 4596998.7329 | 0 | 0 | 0 | 0 | 0 | 0 | 0 | 0 | 0 | 0 | 88743.1518 | 0 | 0 | 0 | 0 | 0 | 0 | 0 | 0 | 0 | -63156.8543 | 0 | 0 | 0 | 0 | 0 | 0 | 0
2016-02-01 17:00 | 0 | 0 | 0 | 0 | 0 | 0 | 523145.3692 | 446263 | 0 | 0 | 0 | 0 | 382845.3582 | 0 | 0 | 0 | 0 | 0 | 0 | 0 | 4591860.9845 | 0 | 0 | 0 | 0 | 0 | 0 | 0 | 0 | 0 | 0 | 82020.1176 | 0 | 0 | 0 | 0 | 0 | 0 | 0 | 0 | 0 | -5137.7484 | 0 | 0 | 0 | 0 | 0 | 0 | 0
2016-02-01 18:00 | 0 | 0 | 0 | 0 | 0 | 0 | 530882.4922 | 442699 | 0 | 0 | 0 | 0 | 294102.2064 | 0 | 0 | 0 | 0 | 0 | 0 | 0 | 4768787.6285 | 0 | 0 | 0 | 0 | 0 | 0 | 0 | 0 | 0 | 0 | -88743.1518 | 0 | 0 | 0 | 0 | 0 | 0 | 0 | 0 | 0 | 176926.644 | 0 | 0 | 0 | 0 | 0 | 0 | 0
2016-02-01 19:00 | 0 | 0 | 0 | 0 | 0 | 0 | 523290.4976 | 439797 | 0 | 0 | 0 | 0 | 205359.0546 | 0 | 0 | 0 | 0 | 0 | 0 | 0 | 4941024.2779 | 0 | 0 | 0 | 0 | 0 | 0 | 0 | 0 | 0 | 0 | -88743.1518 | 0 | 0 | 0 | 0 | 0 | 0 | 0 | 0 | 0 | 172236.6494 | 0 | 0 | 0 | 0 | 0 | 0 | 0
2016-02-01 20:00 | 0 | 0 | 0 | 0 | 0 | 1974.8049 | 515267.0662 | 437129 | 0 | 0 | 0 | 0 | 294102.2064 | 0 | 0 | 0 | 0 | 0 | 0 | 0 | 4932393.9972 | 0 | 0 | 0 | 0 | 0 | 0 | 0 | 0 | 0 | 0 | 88743.1518 | 0 | 0 | 0 | 0 | 0 | 0 | 0 | 0 | 0 | -8630.2807 | 0 | 0 | 0 | 0 | 0 | 0 | 0
2016-02-01 21:00 | 0 | 0 | 0 | 0 | 0 | 0 | 503236.2786 | 438025 | 0 | 0 | 0 | 0 | 382845.3582 | 0 | 0 | 0 | 0 | 0 | 0 | 0 | 4908862.124 | 0 | 0 | 0 | 0 | 0 | 0 | 0 | 0 | 0 | 0 | 88743.1518 | 0 | 0 | 0 | 0 | 0 | 0 | 0 | 0 | 0 | -23531.8731 | 0 | 0 | 0 | 0 | 0 | 0 | 0
2016-02-01 22:00 | 0 | 0 | 0 | 0 | 0 | 0 | 455976.7842 | 446188 | 0 | 0 | 0 | 0 | 294102.2064 | 0 | 0 | 0 | 0 | 0 | 0 | 0 | 5007394.06 | 0 | 0 | 0 | 0 | 0 | 0 | 0 | 0 | 0 | 0 | -88743.1518 | 0 | 0 | 0 | 0 | 0 | 0 | 0 | 0 | 0 | 98531.936 | 0 | 0 | 0 | 0 | 0 | 0 | 0
2016-02-01 23:00 | 0 | 0 | 0 | 0 | 0 | 0 | 273518.652 | 461930 | 0 | 0 | 0 | 0 | 382845.3582 | 0 | 0 | 0 | 0 | 0 | 0 | 0 | 4730239.5602 | 0 | 0 | 0 | 0 | 0 | 0 | 0 | 0 | 0 | 0 | 88743.1518 | 0 | 0 | 0 | 0 | 0 | 0 | 0 | 0 | 0 | -277154.4998 | 0 | 0 | 0 | 0 | 0 | 0 | 0
2016-02-02 | 0 | 0 | 0 | 0 | 0 | 553676.822 | 25336.9843 | 471806 | 0 | 0 | 0 | 0 | 382845.3582 | 0 | 0 | 0 | 0 | 0 | 0 | 0 | 4837447.3665 | 0 | 0 | 0 | 0 | 0 | 0 | 0 | 0 | 0 | 0 | 0 | 0 | 0 | 0 | 0 | 0 | 0 | 0 | 0 | 0 | 107207.8063 | 0 | 0 | 0 | 0 | 0 | 0 | 0
2016-02-02 01:00 | 0 | 0 | 0 | 0 | 0 | 102984.9658 | 0 | 470709 | 0 | 0 | 0 | 0 | 294102.2064 | 0 | 0 | 0 | 0 | 0 | 0 | 0 | 4558466.484 | 0 | 0 | 0 | 0 | 0 | 0 | 0 | 0 | 0 | 0 | -88743.1518 | 0 | 0 | 0 | 0 | 0 | 0 | 0 | 0 | 0 | -278980.8824 | 0 | 0 | 0 | 0 | 0 | 0 | 0
2016-02-02 02:00 | 0 | 0 | 0 | 0 | 0 | 93354.9658 | 0 | 461079 | 0 | 0 | 0 | 0 | 205359.0546 | 0 | 0 | 0 | 0 | 0 | 0 | 0 | 4279485.6016 | 0 | 0 | 0 | 0 | 0 | 0 | 0 | 0 | 0 | 0 | -88743.1518 | 0 | 0 | 0 | 0 | 0 | 0 | 0 | 0 | 0 | -278980.8824 | 0 | 0 | 0 | 0 | 0 | 0 | 0
2016-02-02 03:00 | 0 | 0 | 0 | 0 | 0 | 515604.8957 | 0 | 442670 | 0 | 0 | 0 | 0 | 116615.9029 | 0 | 0 | 0 | 0 | 0 | 0 | 0 | 4441163.6491 | 0 | 0 | 0 | 0 | 0 | 0 | 0 | 0 | 0 | 0 | -88743.1518 | 0 | 0 | 0 | 0 | 0 | 0 | 0 | 0 | 0 | 161678.0475 | 0 | 0 | 0 | 0 | 0 | 0 | 0
2016-02-02 04:00 | 0 | 0 | 0 | 0 | 0 | 228098.2694 | 0 | 418336 | 0 | 0 | 0 | 0 | 205359.0546 | 0 | 0 | 0 | 0 | 0 | 0 | 0 | 4162182.7667 | 0 | 0 | 0 | 0 | 0 | 0 | 0 | 0 | 0 | 0 | 88743.1518 | 0 | 0 | 0 | 0 | 0 | 0 | 0 | 0 | 0 | -278980.8824 | 0 | 0 | 0 | 0 | 0 | 0 | 0
2016-02-02 05:00 | 0 | 0 | 0 | 0 | 0 | 493549.737 | 0 | 396625 | 0 | 0 | 0 | 0 | 294102.2064 | 0 | 0 | 0 | 0 | 0 | 0 | 0 | 4170364.3519 | 0 | 0 | 0 | 0 | 0 | 0 | 0 | 0 | 0 | 0 | 88743.1518 | 0 | 0 | 0 | 0 | 0 | 0 | 0 | 0 | 0 | 8181.5852 | 0 | 0 | 0 | 0 | 0 | 0 | 0
2016-02-02 06:00 | 0 | 0 | 0 | 0 | 0 | 492421.1471 | 0 | 381749 | 0 | 0 | 0 | 0 | 205359.0546 | 0 | 0 | 0 | 0 | 0 | 0 | 0 | 4369779.6508 | 0 | 0 | 0 | 0 | 0 | 0 | 0 | 0 | 0 | 0 | -88743.1518 | 0 | 0 | 0 | 0 | 0 | 0 | 0 | 0 | 0 | 199415.2989 | 0 | 0 | 0 | 0 | 0 | 0 | 0
2016-02-02 07:00 | 0 | 0 | 0 | 0 | 0 | 181531.2694 | 0 | 371769 | 0 | 0 | 0 | 0 | 294102.2064 | 0 | 0 | 0 | 0 | 0 | 0 | 0 | 4090798.7683 | 0 | 0 | 0 | 0 | 0 | 0 | 0 | 0 | 0 | 0 | 88743.1518 | 0 | 0 | 0 | 0 | 0 | 0 | 0 | 0 | 0 | -278980.8824 | 0 | 0 | 0 | 0 | 0 | 0 | 0
2016-02-02 08:00 | 0 | 0 | 0 | 0 | 0 | 0 | 0 | 366772 | 0 | 0 | 0 | 0 | 206311.0889 | 0 | 0 | 0 | 0 | 0 | 0 | 0 | 3811817.8859 | 0 | 0 | 0 | 0 | 0 | 0 | 0 | 0 | 0 | 0 | -87791.1176 | 0 | 0 | 0 | 0 | 0 | 0 | 0 | 0 | 0 | -278980.8824 | 0 | 0 | 0 | 0 | 0 | 0 | 0
2016-02-02 09:00 | 0 | 0 | 0 | 0 | 0 | 547183.5635 | 0 | 368591 | 0 | 0 | 0 | 0 | 117567.9371 | 0 | 0 | 0 | 0 | 0 | 0 | 0 | 4079153.6012 | 0 | 0 | 0 | 0 | 0 | 0 | 0 | 0 | 0 | 0 | -88743.1518 | 0 | 0 | 0 | 0 | 0 | 0 | 0 | 0 | 0 | 267335.7153 | 0 | 0 | 0 | 0 | 0 | 0 | 0
2016-02-02 10:00 | 0 | 0 | 0 | 0 | 0 | 585131.0725 | 0 | 382021 | 0 | 0 | 0 | 0 | 206311.0889 | 0 | 0 | 0 | 0 | 0 | 0 | 0 | 4193520.5219 | 0 | 0 | 0 | 0 | 0 | 0 | 0 | 0 | 0 | 0 | 88743.1518 | 0 | 0 | 0 | 0 | 0 | 0 | 0 | 0 | 0 | 114366.9207 | 0 | 0 | 0 | 0 | 0 | 0 | 0
2016-02-02 11:00 | 0 | 0 | 0 | 0 | 0 | 621310.8877 | 0 | 414646 | 0 | 0 | 0 | 0 | 295054.2407 | 0 | 0 | 0 | 0 | 0 | 0 | 0 | 4311442.2579 | 0 | 0 | 0 | 0 | 0 | 0 | 0 | 0 | 0 | 0 | 88743.1518 | 0 | 0 | 0 | 0 | 0 | 0 | 0 | 0 | 0 | 117921.7359 | 0 | 0 | 0 | 0 | 0 | 0 | 0
2016-02-02 12:00 | 0 | 0 | 0 | 0 | 0 | 76100.9658 | 0 | 443825 | 0 | 0 | 0 | 0 | 206311.0889 | 0 | 0 | 0 | 0 | 0 | 0 | 0 | 4032461.3754 | 0 | 0 | 0 | 0 | 0 | 0 | 0 | 0 | 0 | 0 | -88743.1518 | 0 | 0 | 0 | 0 | 0 | 0 | 0 | 0 | 0 | -278980.8824 | 0 | 0 | 0 | 0 | 0 | 0 | 0
2016-02-02 13:00 | 0 | 0 | 0 | 0 | 0 | 647288.9914 | 82.6773 | 453953 | 0 | 0 | 0 | 0 | 294102.2064 | 0 | 0 | 0 | 0 | 0 | 0 | 0 | 4138088.9265 | 0 | 0 | 0 | 0 | 0 | 0 | 0 | 0 | 0 | 0 | 87791.1176 | 0 | 0 | 0 | 0 | 0 | 0 | 0 | 0 | 0 | 105627.5511 | 0 | 0 | 0 | 0 | 0 | 0 | 0
2016-02-02 14:00 | 0 | 0 | 0 | 0 | 0 | 583883.6195 | 123877.2441 | 457153 | 0 | 0 | 0 | 0 | 382845.3582 | 0 | 0 | 0 | 0 | 0 | 0 | 0 | 4299953.6383 | 0 | 0 | 0 | 0 | 0 | 0 | 0 | 0 | 0 | 0 | 88743.1518 | 0 | 0 | 0 | 0 | 0 | 0 | 0 | 0 | 0 | 161864.7118 | 0 | 0 | 0 | 0 | 0 | 0 | 0
2016-02-02 15:00 | 0 | 0 | 0 | 0 | 0 | 0 | 536664.5757 | 459078 | 0 | 0 | 0 | 0 | 294102.2064 | 0 | 0 | 0 | 0 | 0 | 0 | 0 | 4466283.3659 | 0 | 0 | 0 | 0 | 0 | 0 | 0 | 0 | 0 | 0 | -88743.1518 | 0 | 0 | 0 | 0 | 0 | 0 | 0 | 0 | 0 | 166329.7275 | 0 | 0 | 0 | 0 | 0 | 0 | 0
2016-02-02 16:00 | 0 | 0 | 0 | 0 | 0 | 0 | 637986.4923 | 457079 | 0 | 0 | 0 | 0 | 266229.4554 | 0 | 0 | 0 | 0 | 0 | 0 | 0 | 4675063.6092 | 0 | 0 | 0 | 0 | 0 | 0 | 0 | 0 | 0 | 0 | -27872.7511 | 0 | 0 | 0 | 0 | 0 | 0 | 0 | 0 | 0 | 208780.2434 | 0 | 0 | 0 | 0 | 0 | 0 | 0
2016-02-02 17:00 | 0 | 0 | 0 | 0 | 0 | 0 | 643568.5158 | 450673 | 0 | 0 | 0 | 0 | 354972.6072 | 0 | 0 | 0 | 0 | 0 | 0 | 0 | 4779215.9733 | 0 | 0 | 0 | 0 | 0 | 0 | 0 | 0 | 0 | 0 | 88743.1518 | 0 | 0 | 0 | 0 | 0 | 0 | 0 | 0 | 0 | 104152.364 | 0 | 0 | 0 | 0 | 0 | 0 | 0
2016-02-02 18:00 | 0 | 0 | 0 | 0 | 0 | 0 | 625630.9456 | 448768 | 0 | 0 | 0 | 0 | 266229.4554 | 0 | 0 | 0 | 0 | 0 | 0 | 0 | 5044822.0707 | 0 | 0 | 0 | 0 | 0 | 0 | 0 | 0 | 0 | 0 | -88743.1518 | 0 | 0 | 0 | 0 | 0 | 0 | 0 | 0 | 0 | 265606.0974 | 0 | 0 | 0 | 0 | 0 | 0 | 0
2016-02-02 19:00 | 0 | 0 | 0 | 0 | 0 | 0 | 609445.188 | 444618 | 0 | 0 | 0 | 0 | 177486.3036 | 0 | 0 | 0 | 0 | 0 | 0 | 0 | 5298392.4105 | 0 | 0 | 0 | 0 | 0 | 0 | 0 | 0 | 0 | 0 | -88743.1518 | 0 | 0 | 0 | 0 | 0 | 0 | 0 | 0 | 0 | 253570.3398 | 0 | 0 | 0 | 0 | 0 | 0 | 0
2016-02-02 20:00 | 0 | 0 | 0 | 0 | 0 | 0 | 610225.6309 | 441273 | 0 | 0 | 0 | 0 | 266229.4554 | 0 | 0 | 0 | 0 | 0 | 0 | 0 | 5378601.8896 | 0 | 0 | 0 | 0 | 0 | 0 | 0 | 0 | 0 | 0 | 88743.1518 | 0 | 0 | 0 | 0 | 0 | 0 | 0 | 0 | 0 | 80209.4791 | 0 | 0 | 0 | 0 | 0 | 0 | 0
2016-02-02 21:00 | 0 | 0 | 0 | 0 | 0 | 0 | 604503.8923 | 442635 | 0 | 0 | 0 | 0 | 177486.3036 | 0 | 0 | 0 | 0 | 0 | 0 | 0 | 5629213.9337 | 0 | 0 | 0 | 0 | 0 | 0 | 0 | 0 | 0 | 0 | -88743.1518 | 0 | 0 | 0 | 0 | 0 | 0 | 0 | 0 | 0 | 250612.0441 | 0 | 0 | 0 | 0 | 0 | 0 | 0
2016-02-02 22:00 | 0 | 0 | 0 | 0 | 0 | 0 | 538401.3021 | 452450 | 0 | 0 | 0 | 0 | 266229.4554 | 0 | 0 | 0 | 0 | 0 | 0 | 0 | 5626422.0841 | 0 | 0 | 0 | 0 | 0 | 0 | 0 | 0 | 0 | 0 | 88743.1518 | 0 | 0 | 0 | 0 | 0 | 0 | 0 | 0 | 0 | -2791.8497 | 0 | 0 | 0 | 0 | 0 | 0 | 0
2016-02-02 23:00 | 0 | 0 | 0 | 0 | 0 | 0 | 323753.639 | 466845 | 0 | 0 | 0 | 0 | 177486.3036 | 0 | 0 | 0 | 0 | 0 | 0 | 0 | 5572073.8749 | 0 | 0 | 0 | 0 | 0 | 0 | 0 | 0 | 0 | 0 | -88743.1518 | 0 | 0 | 0 | 0 | 0 | 0 | 0 | 0 | 0 | -54348.2092 | 0 | 0 | 0 | 0 | 0 | 0 | 0
2016-02-03 | 0 | 0 | 0 | 0 | 0 | 613552.7168 | 30027.571 | 475296 | 0 | 0 | 0 | 0 | 266229.4554 | 0 | 0 | 0 | 0 | 0 | 0 | 0 | 5651615.0109 | 0 | 0 | 0 | 0 | 0 | 0 | 0 | 0 | 0 | 0 | 88743.1518 | 0 | 0 | 0 | 0 | 0 | 0 | 0 | 0 | 0 | 79541.136 | 0 | 0 | 0 | 0 | 0 | 0 | 0
2016-02-03 01:00 | 0 | 0 | 0 | 0 | 0 | 106343.9658 | 0 | 474068 | 0 | 0 | 0 | 0 | 177486.3036 | 0 | 0 | 0 | 0 | 0 | 0 | 0 | 5372634.1284 | 0 | 0 | 0 | 0 | 0 | 0 | 0 | 0 | 0 | 0 | -88743.1518 | 0 | 0 | 0 | 0 | 0 | 0 | 0 | 0 | 0 | -278980.8824 | 0 | 0 | 0 | 0 | 0 | 0 | 0
2016-02-03 02:00 | 0 | 0 | 0 | 0 | 0 | 592716.8414 | 0 | 463570 | 0 | 0 | 0 | 0 | 266229.4554 | 0 | 0 | 0 | 0 | 0 | 0 | 0 | 5413037.818 | 0 | 0 | 0 | 0 | 0 | 0 | 0 | 0 | 0 | 0 | 88743.1518 | 0 | 0 | 0 | 0 | 0 | 0 | 0 | 0 | 0 | 40403.6896 | 0 | 0 | 0 | 0 | 0 | 0 | 0
2016-02-03 03:00 | 0 | 0 | 0 | 0 | 0 | 76427.9658 | 0 | 444152 | 0 | 0 | 0 | 0 | 177486.3036 | 0 | 0 | 0 | 0 | 0 | 0 | 0 | 5134056.9356 | 0 | 0 | 0 | 0 | 0 | 0 | 0 | 0 | 0 | 0 | -88743.1518 | 0 | 0 | 0 | 0 | 0 | 0 | 0 | 0 | 0 | -278980.8824 | 0 | 0 | 0 | 0 | 0 | 0 | 0
2016-02-03 04:00 | 0 | 0 | 0 | 0 | 0 | 580182.6423 | 0 | 420117 | 0 | 0 | 0 | 0 | 266229.4554 | 0 | 0 | 0 | 0 | 0 | 0 | 0 | 5205379.4261 | 0 | 0 | 0 | 0 | 0 | 0 | 0 | 0 | 0 | 0 | 88743.1518 | 0 | 0 | 0 | 0 | 0 | 0 | 0 | 0 | 0 | 71322.4905 | 0 | 0 | 0 | 0 | 0 | 0 | 0
2016-02-03 05:00 | 0 | 0 | 0 | 0 | 0 | 31815.9658 | 0 | 399540 | 0 | 0 | 0 | 0 | 177486.3036 | 0 | 0 | 0 | 0 | 0 | 0 | 0 | 4926398.5436 | 0 | 0 | 0 | 0 | 0 | 0 | 0 | 0 | 0 | 0 | -88743.1518 | 0 | 0 | 0 | 0 | 0 | 0 | 0 | 0 | 0 | -278980.8824 | 0 | 0 | 0 | 0 | 0 | 0 | 0
2016-02-03 06:00 | 0 | 0 | 0 | 0 | 0 | 16622.9658 | 0 | 384347 | 0 | 0 | 0 | 0 | 88743.1518 | 0 | 0 | 0 | 0 | 0 | 0 | 0 | 4647417.6612 | 0 | 0 | 0 | 0 | 0 | 0 | 0 | 0 | 0 | 0 | -88743.1518 | 0 | 0 | 0 | 0 | 0 | 0 | 0 | 0 | 0 | -278980.8824 | 0 | 0 | 0 | 0 | 0 | 0 | 0
2016-02-03 07:00 | 0 | 0 | 0 | 0 | 0 | 565240.9364 | 0 | 374131 | 0 | 0 | 0 | 0 | 177486.3036 | 0 | 0 | 0 | 0 | 0 | 0 | 0 | 4749784.4458 | 0 | 0 | 0 | 0 | 0 | 0 | 0 | 0 | 0 | 0 | 88743.1518 | 0 | 0 | 0 | 0 | 0 | 0 | 0 | 0 | 0 | 102366.7846 | 0 | 0 | 0 | 0 | 0 | 0 | 0
2016-02-03 08:00 | 0 | 0 | 0 | 0 | 0 | 178973.2694 | 0 | 369211 | 0 | 0 | 0 | 0 | 266229.4554 | 0 | 0 | 0 | 0 | 0 | 0 | 0 | 4470803.5633 | 0 | 0 | 0 | 0 | 0 | 0 | 0 | 0 | 0 | 0 | 88743.1518 | 0 | 0 | 0 | 0 | 0 | 0 | 0 | 0 | 0 | -278980.8824 | 0 | 0 | 0 | 0 | 0 | 0 | 0
2016-02-03 09:00 | 0 | 0 | 0 | 0 | 0 | 3490.9658 | 0 | 371215 | 0 | 0 | 0 | 0 | 177486.3036 | 0 | 0 | 0 | 0 | 0 | 0 | 0 | 4191822.6809 | 0 | 0 | 0 | 0 | 0 | 0 | 0 | 0 | 0 | 0 | -88743.1518 | 0 | 0 | 0 | 0 | 0 | 0 | 0 | 0 | 0 | -278980.8824 | 0 | 0 | 0 | 0 | 0 | 0 | 0
2016-02-03 10:00 | 0 | 0 | 0 | 0 | 0 | 533562.3828 | 0 | 383781 | 0 | 0 | 0 | 0 | 88743.1518 | 0 | 0 | 0 | 0 | 0 | 0 | 0 | 4430347.2155 | 0 | 0 | 0 | 0 | 0 | 0 | 0 | 0 | 0 | 0 | -88743.1518 | 0 | 0 | 0 | 0 | 0 | 0 | 0 | 0 | 0 | 238524.5346 | 0 | 0 | 0 | 0 | 0 | 0 | 0
2016-02-03 11:00 | 0 | 0 | 0 | 0 | 0 | 47530.9658 | 0 | 415255 | 0 | 0 | 0 | 0 | 0 | 0 | 0 | 0 | 0 | 0 | 0 | 0 | 4151366.3331 | 0 | 0 | 0 | 0 | 0 | 0 | 0 | 0 | 0 | 0 | -88743.1518 | 0 | 0 | 0 | 0 | 0 | 0 | 0 | 0 | 0 | -278980.8824 | 0 | 0 | 0 | 0 | 0 | 0 | 0
2016-02-03 12:00 | 0 | 0 | 0 | 0 | 0 | 256456.2694 | 0 | 446694 | 0 | 0 | 0 | 0 | 88743.1518 | 0 | 0 | 0 | 0 | 0 | 0 | 0 | 3872385.4507 | 0 | 0 | 0 | 0 | 0 | 0 | 0 | 0 | 0 | 0 | 88743.1518 | 0 | 0 | 0 | 0 | 0 | 0 | 0 | 0 | 0 | -278980.8824 | 0 | 0 | 0 | 0 | 0 | 0 | 0
2016-02-03 13:00 | 0 | 0 | 0 | 0 | 0 | 481745.9726 | 102.5869 | 459887 | 0 | 0 | 0 | 0 | 177486.3036 | 0 | 0 | 0 | 0 | 0 | 0 | 0 | 3805603.8583 | 0 | 0 | 0 | 0 | 0 | 0 | 0 | 0 | 0 | 0 | 88743.1518 | 0 | 0 | 0 | 0 | 0 | 0 | 0 | 0 | 0 | -66781.5923 | 0 | 0 | 0 | 0 | 0 | 0 | 0
2016-02-03 14:00 | 0 | 0 | 0 | 0 | 0 | 425206.2944 | 241221.6668 | 465986 | 0 | 0 | 0 | 0 | 266229.4554 | 0 | 0 | 0 | 0 | 0 | 0 | 0 | 3917302.6678 | 0 | 0 | 0 | 0 | 0 | 0 | 0 | 0 | 0 | 0 | 88743.1518 | 0 | 0 | 0 | 0 | 0 | 0 | 0 | 0 | 0 | 111698.8094 | 0 | 0 | 0 | 0 | 0 | 0 | 0
2016-02-03 15:00 | 0 | 0 | 0 | 0 | 0 | 0 | 657596.747 | 469666 | 0 | 0 | 0 | 0 | 294102.2064 | 0 | 0 | 0 | 0 | 0 | 0 | 0 | 4077360.6637 | 0 | 0 | 0 | 0 | 0 | 0 | 0 | 0 | 0 | 0 | 27872.7511 | 0 | 0 | 0 | 0 | 0 | 0 | 0 | 0 | 0 | 160057.996 | 0 | 0 | 0 | 0 | 0 | 0 | 0
2016-02-03 16:00 | 0 | 0 | 0 | 0 | 0 | 0 | 746541.1053 | 468347 | 0 | 0 | 0 | 0 | 382845.3582 | 0 | 0 | 0 | 0 | 0 | 0 | 0 | 4266811.6172 | 0 | 0 | 0 | 0 | 0 | 0 | 0 | 0 | 0 | 0 | 88743.1518 | 0 | 0 | 0 | 0 | 0 | 0 | 0 | 0 | 0 | 189450.9535 | 0 | 0 | 0 | 0 | 0 | 0 | 0
2016-02-03 17:00 | 0 | 0 | 0 | 0 | 0 | 0 | 734882.1453 | 463302 | 0 | 0 | 0 | 0 | 382845.3582 | 0 | 0 | 0 | 0 | 0 | 0 | 0 | 4538391.7626 | 0 | 0 | 0 | 0 | 0 | 0 | 0 | 0 | 0 | 0 | 0 | 0 | 0 | 0 | 0 | 0 | 0 | 0 | 0 | 0 | 271580.1453 | 0 | 0 | 0 | 0 | 0 | 0 | 0
2016-02-03 18:00 | 0 | 0 | 0 | 0 | 0 | 0 | 698341.5788 | 458532 | 0 | 0 | 0 | 0 | 343674.0546 | 0 | 0 | 0 | 0 | 0 | 0 | 0 | 4817372.645 | 0 | 0 | 0 | 0 | 0 | 0 | 0 | 0 | 0 | 0 | -39171.3037 | 0 | 0 | 0 | 0 | 0 | 0 | 0 | 0 | 0 | 278980.8824 | 0 | 0 | 0 | 0 | 0 | 0 | 0
2016-02-03 19:00 | 0 | 0 | 0 | 0 | 0 | 0 | 676934.761 | 453700 | 0 | 0 | 0 | 0 | 382845.3582 | 0 | 0 | 0 | 0 | 0 | 0 | 0 | 5001436.1023 | 0 | 0 | 0 | 0 | 0 | 0 | 0 | 0 | 0 | 0 | 39171.3037 | 0 | 0 | 0 | 0 | 0 | 0 | 0 | 0 | 0 | 184063.4573 | 0 | 0 | 0 | 0 | 0 | 0 | 0
2016-02-03 20:00 | 0 | 0 | 0 | 0 | 0 | 0 | 683402.0252 | 449532 | 0 | 0 | 0 | 0 | 337734.501 | 0 | 0 | 0 | 0 | 0 | 0 | 0 | 5280416.9847 | 0 | 0 | 0 | 0 | 0 | 0 | 0 | 0 | 0 | 0 | -45110.8572 | 0 | 0 | 0 | 0 | 0 | 0 | 0 | 0 | 0 | 278980.8824 | 0 | 0 | 0 | 0 | 0 | 0 | 0
2016-02-03 21:00 | 0 | 0 | 0 | 0 | 0 | 0 | 696233.0018 | 450158 | 0 | 0 | 0 | 0 | 304828.6203 | 0 | 0 | 0 | 0 | 0 | 0 | 0 | 5559397.8672 | 0 | 0 | 0 | 0 | 0 | 0 | 0 | 0 | 0 | 0 | -32905.8807 | 0 | 0 | 0 | 0 | 0 | 0 | 0 | 0 | 0 | 278980.8824 | 0 | 0 | 0 | 0 | 0 | 0 | 0
2016-02-03 22:00 | 0 | 0 | 0 | 0 | 0 | 0 | 650739.8539 | 458219 | 0 | 0 | 0 | 0 | 218368.5918 | 0 | 0 | 0 | 0 | 0 | 0 | 0 | 5838378.7496 | 0 | 0 | 0 | 0 | 0 | 0 | 0 | 0 | 0 | 0 | -86460.0285 | 0 | 0 | 0 | 0 | 0 | 0 | 0 | 0 | 0 | 278980.8824 | 0 | 0 | 0 | 0 | 0 | 0 | 0
2016-02-03 23:00 | 0 | 0 | 0 | 0 | 0 | 0 | 401913.8748 | 472065 | 0 | 0 | 0 | 0 | 307111.7436 | 0 | 0 | 0 | 0 | 0 | 0 | 0 | 5679484.4726 | 0 | 0 | 0 | 0 | 0 | 0 | 0 | 0 | 0 | 0 | 88743.1518 | 0 | 0 | 0 | 0 | 0 | 0 | 0 | 0 | 0 | -158894.277 | 0 | 0 | 0 | 0 | 0 | 0 | 0
2016-02-04 | 0 | 0 | 0 | 0 | 0 | 406446.5972 | 30132.853 | 482328 | 0 | 0 | 0 | 0 | 382845.3582 | 0 | 0 | 0 | 0 | 0 | 0 | 0 | 5558002.3082 | 0 | 0 | 0 | 0 | 0 | 0 | 0 | 0 | 0 | 0 | 75733.6146 | 0 | 0 | 0 | 0 | 0 | 0 | 0 | 0 | 0 | -121482.1645 | 0 | 0 | 0 | 0 | 0 | 0 | 0
2016-02-04 01:00 | 0 | 0 | 0 | 0 | 0 | 400416.8103 | 0 | 482856 | 0 | 0 | 0 | 0 | 294102.2064 | 0 | 0 | 0 | 0 | 0 | 0 | 0 | 5564306.2702 | 0 | 0 | 0 | 0 | 0 | 0 | 0 | 0 | 0 | 0 | -88743.1518 | 0 | 0 | 0 | 0 | 0 | 0 | 0 | 0 | 0 | 6303.9621 | 0 | 0 | 0 | 0 | 0 | 0 | 0
2016-02-04 02:00 | 0 | 0 | 0 | 0 | 0 | 106642.9658 | 0 | 474367 | 0 | 0 | 0 | 0 | 205359.0546 | 0 | 0 | 0 | 0 | 0 | 0 | 0 | 5285325.3878 | 0 | 0 | 0 | 0 | 0 | 0 | 0 | 0 | 0 | 0 | -88743.1518 | 0 | 0 | 0 | 0 | 0 | 0 | 0 | 0 | 0 | -278980.8824 | 0 | 0 | 0 | 0 | 0 | 0 | 0
2016-02-04 03:00 | 0 | 0 | 0 | 0 | 0 | 411412.0327 | 0 | 456290 | 0 | 0 | 0 | 0 | 294102.2064 | 0 | 0 | 0 | 0 | 0 | 0 | 0 | 5151704.2687 | 0 | 0 | 0 | 0 | 0 | 0 | 0 | 0 | 0 | 0 | 88743.1518 | 0 | 0 | 0 | 0 | 0 | 0 | 0 | 0 | 0 | -133621.1191 | 0 | 0 | 0 | 0 | 0 | 0 | 0
2016-02-04 04:00 | 0 | 0 | 0 | 0 | 0 | 408158.3334 | 0 | 432825 | 0 | 0 | 0 | 0 | 266229.4554 | 0 | 0 | 0 | 0 | 0 | 0 | 0 | 5154910.3531 | 0 | 0 | 0 | 0 | 0 | 0 | 0 | 0 | 0 | 0 | -27872.7511 | 0 | 0 | 0 | 0 | 0 | 0 | 0 | 0 | 0 | 3206.0845 | 0 | 0 | 0 | 0 | 0 | 0 | 0
2016-02-04 05:00 | 0 | 0 | 0 | 0 | 0 | 405553.1599 | 0 | 412681 | 0 | 0 | 0 | 0 | 177486.3036 | 0 | 0 | 0 | 0 | 0 | 0 | 0 | 5236525.6649 | 0 | 0 | 0 | 0 | 0 | 0 | 0 | 0 | 0 | 0 | -88743.1518 | 0 | 0 | 0 | 0 | 0 | 0 | 0 | 0 | 0 | 81615.3117 | 0 | 0 | 0 | 0 | 0 | 0 | 0
2016-02-04 06:00 | 0 | 0 | 0 | 0 | 0 | 208486.2694 | 0 | 398724 | 0 | 0 | 0 | 0 | 266229.4554 | 0 | 0 | 0 | 0 | 0 | 0 | 0 | 4957544.7824 | 0 | 0 | 0 | 0 | 0 | 0 | 0 | 0 | 0 | 0 | 88743.1518 | 0 | 0 | 0 | 0 | 0 | 0 | 0 | 0 | 0 | -278980.8824 | 0 | 0 | 0 | 0 | 0 | 0 | 0
2016-02-04 07:00 | 0 | 0 | 0 | 0 | 0 | 400987.3964 | 0 | 390171 | 0 | 0 | 0 | 0 | 177486.3036 | 0 | 0 | 0 | 0 | 0 | 0 | 0 | 5057104.3307 | 0 | 0 | 0 | 0 | 0 | 0 | 0 | 0 | 0 | 0 | -88743.1518 | 0 | 0 | 0 | 0 | 0 | 0 | 0 | 0 | 0 | 99559.5482 | 0 | 0 | 0 | 0 | 0 | 0 | 0
2016-02-04 08:00 | 0 | 0 | 0 | 0 | 0 | 396574.2353 | 0 | 386439 | 0 | 0 | 0 | 0 | 266229.4554 | 0 | 0 | 0 | 0 | 0 | 0 | 0 | 4978496.4141 | 0 | 0 | 0 | 0 | 0 | 0 | 0 | 0 | 0 | 0 | 88743.1518 | 0 | 0 | 0 | 0 | 0 | 0 | 0 | 0 | 0 | -78607.9165 | 0 | 0 | 0 | 0 | 0 | 0 | 0
2016-02-04 09:00 | 0 | 0 | 0 | 0 | 0 | 386752.6749 | 0 | 389595 | 0 | 0 | 0 | 0 | 177486.3036 | 0 | 0 | 0 | 0 | 0 | 0 | 0 | 5064397.2408 | 0 | 0 | 0 | 0 | 0 | 0 | 0 | 0 | 0 | 0 | -88743.1518 | 0 | 0 | 0 | 0 | 0 | 0 | 0 | 0 | 0 | 85900.8267 | 0 | 0 | 0 | 0 | 0 | 0 | 0
2016-02-04 10:00 | 0 | 0 | 0 | 0 | 0 | 37248.9658 | 0 | 404973 | 0 | 0 | 0 | 0 | 88743.1518 | 0 | 0 | 0 | 0 | 0 | 0 | 0 | 4785416.3584 | 0 | 0 | 0 | 0 | 0 | 0 | 0 | 0 | 0 | 0 | -88743.1518 | 0 | 0 | 0 | 0 | 0 | 0 | 0 | 0 | 0 | -278980.8824 | 0 | 0 | 0 | 0 | 0 | 0 | 0
2016-02-04 11:00 | 0 | 0 | 0 | 0 | 0 | 70502.9658 | 0 | 438227 | 0 | 0 | 0 | 0 | 0 | 0 | 0 | 0 | 0 | 0 | 0 | 0 | 4506435.4759 | 0 | 0 | 0 | 0 | 0 | 0 | 0 | 0 | 0 | 0 | -88743.1518 | 0 | 0 | 0 | 0 | 0 | 0 | 0 | 0 | 0 | -278980.8824 | 0 | 0 | 0 | 0 | 0 | 0 | 0
2016-02-04 12:00 | 0 | 0 | 0 | 0 | 0 | 368289.7263 | 0 | 472199 | 0 | 0 | 0 | 0 | 88743.1518 | 0 | 0 | 0 | 0 | 0 | 0 | 0 | 4313783.0504 | 0 | 0 | 0 | 0 | 0 | 0 | 0 | 0 | 0 | 0 | 88743.1518 | 0 | 0 | 0 | 0 | 0 | 0 | 0 | 0 | 0 | -192652.4255 | 0 | 0 | 0 | 0 | 0 | 0 | 0
2016-02-04 13:00 | 0 | 0 | 0 | 0 | 0 | 369727.28 | 113.4764 | 484949 | 0 | 0 | 0 | 0 | 177486.3036 | 0 | 0 | 0 | 0 | 0 | 0 | 0 | 4109931.655 | 0 | 0 | 0 | 0 | 0 | 0 | 0 | 0 | 0 | 0 | 88743.1518 | 0 | 0 | 0 | 0 | 0 | 0 | 0 | 0 | 0 | -203851.3954 | 0 | 0 | 0 | 0 | 0 | 0 | 0
2016-02-04 14:00 | 0 | 0 | 0 | 0 | 0 | 308850.0158 | 150900.8822 | 487328 | 0 | 0 | 0 | 0 | 266229.4554 | 0 | 0 | 0 | 0 | 0 | 0 | 0 | 3993611.4011 | 0 | 0 | 0 | 0 | 0 | 0 | 0 | 0 | 0 | 0 | 88743.1518 | 0 | 0 | 0 | 0 | 0 | 0 | 0 | 0 | 0 | -116320.2539 | 0 | 0 | 0 | 0 | 0 | 0 | 0
2016-02-04 15:00 | 0 | 0 | 0 | 0 | 0 | 0 | 564766.2508 | 485781 | 0 | 0 | 0 | 0 | 354972.6072 | 0 | 0 | 0 | 0 | 0 | 0 | 0 | 3983853.5001 | 0 | 0 | 0 | 0 | 0 | 0 | 0 | 0 | 0 | 0 | 88743.1518 | 0 | 0 | 0 | 0 | 0 | 0 | 0 | 0 | 0 | -9757.901 | 0 | 0 | 0 | 0 | 0 | 0 | 0
2016-02-04 16:00 | 0 | 0 | 0 | 0 | 0 | 0 | 651020.177 | 479593 | 0 | 0 | 0 | 0 | 382845.3582 | 0 | 0 | 0 | 0 | 0 | 0 | 0 | 4127407.926 | 0 | 0 | 0 | 0 | 0 | 0 | 0 | 0 | 0 | 0 | 27872.7511 | 0 | 0 | 0 | 0 | 0 | 0 | 0 | 0 | 0 | 143554.4259 | 0 | 0 | 0 | 0 | 0 | 0 | 0
2016-02-04 17:00 | 0 | 0 | 0 | 0 | 0 | 0 | 662482.2948 | 470967 | 0 | 0 | 0 | 0 | 295379.7706 | 0 | 0 | 0 | 0 | 0 | 0 | 0 | 4406388.8085 | 0 | 0 | 0 | 0 | 0 | 0 | 0 | 0 | 0 | 0 | -87465.5876 | 0 | 0 | 0 | 0 | 0 | 0 | 0 | 0 | 0 | 278980.8824 | 0 | 0 | 0 | 0 | 0 | 0 | 0
2016-02-04 18:00 | 0 | 0 | 0 | 0 | 0 | 0 | 639685.2197 | 462918 | 0 | 0 | 0 | 0 | 382845.3582 | 0 | 0 | 0 | 0 | 0 | 0 | 0 | 4495690.4405 | 0 | 0 | 0 | 0 | 0 | 0 | 0 | 0 | 0 | 0 | 87465.5876 | 0 | 0 | 0 | 0 | 0 | 0 | 0 | 0 | 0 | 89301.632 | 0 | 0 | 0 | 0 | 0 | 0 | 0
2016-02-04 19:00 | 0 | 0 | 0 | 0 | 0 | 0 | 622175.5173 | 456299 | 0 | 0 | 0 | 0 | 294102.2064 | 0 | 0 | 0 | 0 | 0 | 0 | 0 | 4750310.1096 | 0 | 0 | 0 | 0 | 0 | 0 | 0 | 0 | 0 | 0 | -88743.1518 | 0 | 0 | 0 | 0 | 0 | 0 | 0 | 0 | 0 | 254619.6691 | 0 | 0 | 0 | 0 | 0 | 0 | 0
2016-02-04 20:00 | 0 | 0 | 0 | 0 | 0 | 0 | 620052.2607 | 451360 | 0 | 0 | 0 | 0 | 205359.0546 | 0 | 0 | 0 | 0 | 0 | 0 | 0 | 5007745.5221 | 0 | 0 | 0 | 0 | 0 | 0 | 0 | 0 | 0 | 0 | -88743.1518 | 0 | 0 | 0 | 0 | 0 | 0 | 0 | 0 | 0 | 257435.4125 | 0 | 0 | 0 | 0 | 0 | 0 | 0
2016-02-04 21:00 | 0 | 0 | 0 | 0 | 0 | 0 | 619431.6772 | 451716 | 0 | 0 | 0 | 0 | 294102.2064 | 0 | 0 | 0 | 0 | 0 | 0 | 0 | 5086718.0475 | 0 | 0 | 0 | 0 | 0 | 0 | 0 | 0 | 0 | 0 | 88743.1518 | 0 | 0 | 0 | 0 | 0 | 0 | 0 | 0 | 0 | 78972.5254 | 0 | 0 | 0 | 0 | 0 | 0 | 0
2016-02-04 22:00 | 0 | 0 | 0 | 0 | 0 | 0 | 557043.7017 | 461495 | 0 | 0 | 0 | 0 | 233074.1698 | 0 | 0 | 0 | 0 | 0 | 0 | 0 | 5243294.7859 | 0 | 0 | 0 | 0 | 0 | 0 | 0 | 0 | 0 | 0 | -61028.0367 | 0 | 0 | 0 | 0 | 0 | 0 | 0 | 0 | 0 | 156576.7384 | 0 | 0 | 0 | 0 | 0 | 0 | 0
2016-02-04 23:00 | 0 | 0 | 0 | 0 | 0 | 0 | 348633.7587 | 477809 | 0 | 0 | 0 | 0 | 144331.018 | 0 | 0 | 0 | 0 | 0 | 0 | 0 | 5202862.6964 | 0 | 0 | 0 | 0 | 0 | 0 | 0 | 0 | 0 | 0 | -88743.1518 | 0 | 0 | 0 | 0 | 0 | 0 | 0 | 0 | 0 | -40432.0895 | 0 | 0 | 0 | 0 | 0 | 0 | 0
2016-02-05 | 0 | 0 | 0 | 0 | 0 | 252203.7614 | 30754.4015 | 491436 | 0 | 0 | 0 | 0 | 214834.0633 | 0 | 0 | 0 | 0 | 0 | 0 | 0 | 4923881.8139 | 0 | 0 | 0 | 0 | 0 | 0 | 0 | 0 | 0 | 0 | 70503.0454 | 0 | 0 | 0 | 0 | 0 | 0 | 0 | 0 | 0 | -278980.8824 | 0 | 0 | 0 | 0 | 0 | 0 | 0
2016-02-05 01:00 | 0 | 0 | 0 | 0 | 0 | 295372.2607 | 0 | 495085 | 0 | 0 | 0 | 0 | 294102.2064 | 0 | 0 | 0 | 0 | 0 | 0 | 0 | 4644900.9315 | 0 | 0 | 0 | 0 | 0 | 0 | 0 | 0 | 0 | 0 | 79268.1431 | 0 | 0 | 0 | 0 | 0 | 0 | 0 | 0 | 0 | -278980.8824 | 0 | 0 | 0 | 0 | 0 | 0 | 0
2016-02-05 02:00 | 0 | 0 | 0 | 0 | 0 | 356496.0715 | 0 | 488990 | 0 | 0 | 0 | 0 | 205359.0546 | 0 | 0 | 0 | 0 | 0 | 0 | 0 | 4601150.1548 | 0 | 0 | 0 | 0 | 0 | 0 | 0 | 0 | 0 | 0 | -88743.1518 | 0 | 0 | 0 | 0 | 0 | 0 | 0 | 0 | 0 | -43750.7767 | 0 | 0 | 0 | 0 | 0 | 0 | 0
2016-02-05 03:00 | 0 | 0 | 0 | 0 | 0 | 282805.2694 | 0 | 473043 | 0 | 0 | 0 | 0 | 294102.2064 | 0 | 0 | 0 | 0 | 0 | 0 | 0 | 4322169.2723 | 0 | 0 | 0 | 0 | 0 | 0 | 0 | 0 | 0 | 0 | 88743.1518 | 0 | 0 | 0 | 0 | 0 | 0 | 0 | 0 | 0 | -278980.8824 | 0 | 0 | 0 | 0 | 0 | 0 | 0
2016-02-05 04:00 | 0 | 0 | 0 | 0 | 0 | 446965.062 | 0 | 452119 | 0 | 0 | 0 | 0 | 382845.3582 | 0 | 0 | 0 | 0 | 0 | 0 | 0 | 4228272.1825 | 0 | 0 | 0 | 0 | 0 | 0 | 0 | 0 | 0 | 0 | 88743.1518 | 0 | 0 | 0 | 0 | 0 | 0 | 0 | 0 | 0 | -93897.0898 | 0 | 0 | 0 | 0 | 0 | 0 | 0
2016-02-05 05:00 | 0 | 0 | 0 | 0 | 0 | 65510.9658 | 0 | 433235 | 0 | 0 | 0 | 0 | 294102.2064 | 0 | 0 | 0 | 0 | 0 | 0 | 0 | 3949291.3001 | 0 | 0 | 0 | 0 | 0 | 0 | 0 | 0 | 0 | 0 | -88743.1518 | 0 | 0 | 0 | 0 | 0 | 0 | 0 | 0 | 0 | -278980.8824 | 0 | 0 | 0 | 0 | 0 | 0 | 0
2016-02-05 06:00 | 0 | 0 | 0 | 0 | 0 | 231576.2694 | 0 | 421814 | 0 | 0 | 0 | 0 | 382845.3582 | 0 | 0 | 0 | 0 | 0 | 0 | 0 | 3670310.4176 | 0 | 0 | 0 | 0 | 0 | 0 | 0 | 0 | 0 | 0 | 88743.1518 | 0 | 0 | 0 | 0 | 0 | 0 | 0 | 0 | 0 | -278980.8824 | 0 | 0 | 0 | 0 | 0 | 0 | 0
2016-02-05 07:00 | 0 | 0 | 0 | 0 | 0 | 459408.2722 | 0 | 416139 | 0 | 0 | 0 | 0 | 294102.2064 | 0 | 0 | 0 | 0 | 0 | 0 | 0 | 3802322.8416 | 0 | 0 | 0 | 0 | 0 | 0 | 0 | 0 | 0 | 0 | -88743.1518 | 0 | 0 | 0 | 0 | 0 | 0 | 0 | 0 | 0 | 132012.424 | 0 | 0 | 0 | 0 | 0 | 0 | 0
2016-02-05 08:00 | 0 | 0 | 0 | 0 | 0 | 46738.9658 | 0 | 414463 | 0 | 0 | 0 | 0 | 205359.0546 | 0 | 0 | 0 | 0 | 0 | 0 | 0 | 3523341.9592 | 0 | 0 | 0 | 0 | 0 | 0 | 0 | 0 | 0 | 0 | -88743.1518 | 0 | 0 | 0 | 0 | 0 | 0 | 0 | 0 | 0 | -278980.8824 | 0 | 0 | 0 | 0 | 0 | 0 | 0
2016-02-05 09:00 | 0 | 0 | 0 | 0 | 0 | 434302.9925 | 0 | 418537 | 0 | 0 | 0 | 0 | 294102.2064 | 0 | 0 | 0 | 0 | 0 | 0 | 0 | 3450364.7998 | 0 | 0 | 0 | 0 | 0 | 0 | 0 | 0 | 0 | 0 | 88743.1518 | 0 | 0 | 0 | 0 | 0 | 0 | 0 | 0 | 0 | -72977.1593 | 0 | 0 | 0 | 0 | 0 | 0 | 0
2016-02-05 10:00 | 0 | 0 | 0 | 0 | 0 | 425506.1406 | 0 | 435319 | 0 | 0 | 0 | 0 | 382845.3582 | 0 | 0 | 0 | 0 | 0 | 0 | 0 | 3351808.7886 | 0 | 0 | 0 | 0 | 0 | 0 | 0 | 0 | 0 | 0 | 88743.1518 | 0 | 0 | 0 | 0 | 0 | 0 | 0 | 0 | 0 | -98556.0112 | 0 | 0 | 0 | 0 | 0 | 0 | 0
2016-02-05 11:00 | 0 | 0 | 0 | 0 | 0 | 421841.1798 | 0 | 470378 | 0 | 0 | 0 | 0 | 382845.3582 | 0 | 0 | 0 | 0 | 0 | 0 | 0 | 3303271.9684 | 0 | 0 | 0 | 0 | 0 | 0 | 0 | 0 | 0 | 0 | 0 | 0 | 0 | 0 | 0 | 0 | 0 | 0 | 0 | 0 | -48536.8202 | 0 | 0 | 0 | 0 | 0 | 0 | 0
2016-02-05 12:00 | 0 | 0 | 0 | 0 | 0 | 136107.9658 | 0 | 503832 | 0 | 0 | 0 | 0 | 294102.2064 | 0 | 0 | 0 | 0 | 0 | 0 | 0 | 3024291.086 | 0 | 0 | 0 | 0 | 0 | 0 | 0 | 0 | 0 | 0 | -88743.1518 | 0 | 0 | 0 | 0 | 0 | 0 | 0 | 0 | 0 | -278980.8824 | 0 | 0 | 0 | 0 | 0 | 0 | 0
2016-02-05 13:00 | 0 | 0 | 0 | 0 | 0 | 423124.1068 | 131.6255 | 514139 | 0 | 0 | 0 | 0 | 205359.0546 | 0 | 0 | 0 | 0 | 0 | 0 | 0 | 3022150.9701 | 0 | 0 | 0 | 0 | 0 | 0 | 0 | 0 | 0 | 0 | -88743.1518 | 0 | 0 | 0 | 0 | 0 | 0 | 0 | 0 | 0 | -2140.1159 | 0 | 0 | 0 | 0 | 0 | 0 | 0
2016-02-05 14:00 | 0 | 0 | 0 | 0 | 0 | 345712.0911 | 135044.5699 | 511370 | 0 | 0 | 0 | 0 | 294102.2064 | 0 | 0 | 0 | 0 | 0 | 0 | 0 | 2902794.4793 | 0 | 0 | 0 | 0 | 0 | 0 | 0 | 0 | 0 | 0 | 88743.1518 | 0 | 0 | 0 | 0 | 0 | 0 | 0 | 0 | 0 | -119356.4908 | 0 | 0 | 0 | 0 | 0 | 0 | 0
2016-02-05 15:00 | 0 | 0 | 0 | 0 | 0 | 0 | 629750.5258 | 503724 | 0 | 0 | 0 | 0 | 247289.3928 | 0 | 0 | 0 | 0 | 0 | 0 | 0 | 3075633.8187 | 0 | 0 | 0 | 0 | 0 | 0 | 0 | 0 | 0 | 0 | -46812.8136 | 0 | 0 | 0 | 0 | 0 | 0 | 0 | 0 | 0 | 172839.3395 | 0 | 0 | 0 | 0 | 0 | 0 | 0
2016-02-05 16:00 | 0 | 0 | 0 | 0 | 0 | 0 | 739335.3351 | 490621 | 0 | 0 | 0 | 0 | 217022.8455 | 0 | 0 | 0 | 0 | 0 | 0 | 0 | 3354614.7012 | 0 | 0 | 0 | 0 | 0 | 0 | 0 | 0 | 0 | 0 | -30266.5474 | 0 | 0 | 0 | 0 | 0 | 0 | 0 | 0 | 0 | 278980.8824 | 0 | 0 | 0 | 0 | 0 | 0 | 0
2016-02-05 17:00 | 0 | 0 | 0 | 0 | 0 | 0 | 742672.0916 | 475355 | 0 | 0 | 0 | 0 | 205359.0546 | 0 | 0 | 0 | 0 | 0 | 0 | 0 | 3633595.5836 | 0 | 0 | 0 | 0 | 0 | 0 | 0 | 0 | 0 | 0 | -11663.7908 | 0 | 0 | 0 | 0 | 0 | 0 | 0 | 0 | 0 | 278980.8824 | 0 | 0 | 0 | 0 | 0 | 0 | 0
2016-02-05 18:00 | 0 | 0 | 0 | 0 | 0 | 0 | 707883.0841 | 462022 | 0 | 0 | 0 | 0 | 294102.2064 | 0 | 0 | 0 | 0 | 0 | 0 | 0 | 3790713.5159 | 0 | 0 | 0 | 0 | 0 | 0 | 0 | 0 | 0 | 0 | 88743.1518 | 0 | 0 | 0 | 0 | 0 | 0 | 0 | 0 | 0 | 157117.9323 | 0 | 0 | 0 | 0 | 0 | 0 | 0
2016-02-05 19:00 | 0 | 0 | 0 | 0 | 0 | 0 | 689440.5267 | 451872 | 0 | 0 | 0 | 0 | 382845.3582 | 0 | 0 | 0 | 0 | 0 | 0 | 0 | 3939538.8908 | 0 | 0 | 0 | 0 | 0 | 0 | 0 | 0 | 0 | 0 | 88743.1518 | 0 | 0 | 0 | 0 | 0 | 0 | 0 | 0 | 0 | 148825.3749 | 0 | 0 | 0 | 0 | 0 | 0 | 0
2016-02-05 20:00 | 0 | 0 | 0 | 0 | 0 | 0 | 700586.3145 | 443685 | 0 | 0 | 0 | 0 | 360765.7903 | 0 | 0 | 0 | 0 | 0 | 0 | 0 | 4218519.7733 | 0 | 0 | 0 | 0 | 0 | 0 | 0 | 0 | 0 | 0 | -22079.568 | 0 | 0 | 0 | 0 | 0 | 0 | 0 | 0 | 0 | 278980.8824 | 0 | 0 | 0 | 0 | 0 | 0 | 0
2016-02-05 21:00 | 0 | 0 | 0 | 0 | 0 | 0 | 722600.3564 | 442344 | 0 | 0 | 0 | 0 | 362041.2642 | 0 | 0 | 0 | 0 | 0 | 0 | 0 | 4497500.6557 | 0 | 0 | 0 | 0 | 0 | 0 | 0 | 0 | 0 | 0 | 1275.4739 | 0 | 0 | 0 | 0 | 0 | 0 | 0 | 0 | 0 | 278980.8824 | 0 | 0 | 0 | 0 | 0 | 0 | 0
2016-02-05 22:00 | 0 | 0 | 0 | 0 | 0 | 0 | 682061.8185 | 452742 | 0 | 0 | 0 | 0 | 382845.3582 | 0 | 0 | 0 | 0 | 0 | 0 | 0 | 4706016.3802 | 0 | 0 | 0 | 0 | 0 | 0 | 0 | 0 | 0 | 0 | 20804.0941 | 0 | 0 | 0 | 0 | 0 | 0 | 0 | 0 | 0 | 208515.7245 | 0 | 0 | 0 | 0 | 0 | 0 | 0
2016-02-05 23:00 | 0 | 0 | 0 | 0 | 0 | 0 | 375073.7257 | 471656 | 0 | 0 | 0 | 0 | 294102.2064 | 0 | 0 | 0 | 0 | 0 | 0 | 0 | 4698177.2577 | 0 | 0 | 0 | 0 | 0 | 0 | 0 | 0 | 0 | 0 | -88743.1518 | 0 | 0 | 0 | 0 | 0 | 0 | 0 | 0 | 0 | -7839.1225 | 0 | 0 | 0 | 0 | 0 | 0 | 0
2016-02-06 | 0 | 0 | 0 | 0 | 0 | 471365.252 | 35566.5237 | 483417 | 0 | 0 | 0 | 0 | 354972.6072 | 0 | 0 | 0 | 0 | 0 | 0 | 0 | 4660821.6327 | 0 | 0 | 0 | 0 | 0 | 0 | 0 | 0 | 0 | 0 | 60870.4007 | 0 | 0 | 0 | 0 | 0 | 0 | 0 | 0 | 0 | -37355.625 | 0 | 0 | 0 | 0 | 0 | 0 | 0
2016-02-06 01:00 | 0 | 0 | 0 | 0 | 0 | 118775.9658 | 0 | 486500 | 0 | 0 | 0 | 0 | 266229.4554 | 0 | 0 | 0 | 0 | 0 | 0 | 0 | 4381840.7503 | 0 | 0 | 0 | 0 | 0 | 0 | 0 | 0 | 0 | 0 | -88743.1518 | 0 | 0 | 0 | 0 | 0 | 0 | 0 | 0 | 0 | -278980.8824 | 0 | 0 | 0 | 0 | 0 | 0 | 0
2016-02-06 02:00 | 0 | 0 | 0 | 0 | 0 | 293147.2694 | 0 | 483385 | 0 | 0 | 0 | 0 | 354972.6072 | 0 | 0 | 0 | 0 | 0 | 0 | 0 | 4102859.8678 | 0 | 0 | 0 | 0 | 0 | 0 | 0 | 0 | 0 | 0 | 88743.1518 | 0 | 0 | 0 | 0 | 0 | 0 | 0 | 0 | 0 | -278980.8824 | 0 | 0 | 0 | 0 | 0 | 0 | 0
2016-02-06 03:00 | 0 | 0 | 0 | 0 | 0 | 544228.0512 | 0 | 472460 | 0 | 0 | 0 | 0 | 266229.4554 | 0 | 0 | 0 | 0 | 0 | 0 | 0 | 4263371.0708 | 0 | 0 | 0 | 0 | 0 | 0 | 0 | 0 | 0 | 0 | -88743.1518 | 0 | 0 | 0 | 0 | 0 | 0 | 0 | 0 | 0 | 160511.203 | 0 | 0 | 0 | 0 | 0 | 0 | 0
2016-02-06 04:00 | 0 | 0 | 0 | 0 | 0 | 572245.9728 | 0 | 454189 | 0 | 0 | 0 | 0 | 354972.6072 | 0 | 0 | 0 | 0 | 0 | 0 | 0 | 4292684.8918 | 0 | 0 | 0 | 0 | 0 | 0 | 0 | 0 | 0 | 0 | 88743.1518 | 0 | 0 | 0 | 0 | 0 | 0 | 0 | 0 | 0 | 29313.821 | 0 | 0 | 0 | 0 | 0 | 0 | 0
2016-02-06 05:00 | 0 | 0 | 0 | 0 | 0 | 70958.9658 | 0 | 438683 | 0 | 0 | 0 | 0 | 266229.4554 | 0 | 0 | 0 | 0 | 0 | 0 | 0 | 4013704.0094 | 0 | 0 | 0 | 0 | 0 | 0 | 0 | 0 | 0 | 0 | -88743.1518 | 0 | 0 | 0 | 0 | 0 | 0 | 0 | 0 | 0 | -278980.8824 | 0 | 0 | 0 | 0 | 0 | 0 | 0
2016-02-06 06:00 | 0 | 0 | 0 | 0 | 0 | 59639.9658 | 0 | 427364 | 0 | 0 | 0 | 0 | 177486.3036 | 0 | 0 | 0 | 0 | 0 | 0 | 0 | 3734723.1269 | 0 | 0 | 0 | 0 | 0 | 0 | 0 | 0 | 0 | 0 | -88743.1518 | 0 | 0 | 0 | 0 | 0 | 0 | 0 | 0 | 0 | -278980.8824 | 0 | 0 | 0 | 0 | 0 | 0 | 0
2016-02-06 07:00 | 0 | 0 | 0 | 0 | 0 | 642491.0335 | 0 | 420107 | 0 | 0 | 0 | 0 | 266229.4554 | 0 | 0 | 0 | 0 | 0 | 0 | 0 | 3868364.0086 | 0 | 0 | 0 | 0 | 0 | 0 | 0 | 0 | 0 | 0 | 88743.1518 | 0 | 0 | 0 | 0 | 0 | 0 | 0 | 0 | 0 | 133640.8817 | 0 | 0 | 0 | 0 | 0 | 0 | 0
2016-02-06 08:00 | 0 | 0 | 0 | 0 | 0 | 606848.7306 | 0 | 416611 | 0 | 0 | 0 | 0 | 177486.3036 | 0 | 0 | 0 | 0 | 0 | 0 | 0 | 4147344.891 | 0 | 0 | 0 | 0 | 0 | 0 | 0 | 0 | 0 | 0 | -88743.1518 | 0 | 0 | 0 | 0 | 0 | 0 | 0 | 0 | 0 | 278980.8824 | 0 | 0 | 0 | 0 | 0 | 0 | 0
2016-02-06 09:00 | 0 | 0 | 0 | 0 | 0 | 49855.9658 | 0 | 417580 | 0 | 0 | 0 | 0 | 88743.1518 | 0 | 0 | 0 | 0 | 0 | 0 | 0 | 3868364.0086 | 0 | 0 | 0 | 0 | 0 | 0 | 0 | 0 | 0 | 0 | -88743.1518 | 0 | 0 | 0 | 0 | 0 | 0 | 0 | 0 | 0 | -278980.8824 | 0 | 0 | 0 | 0 | 0 | 0 | 0
2016-02-06 10:00 | 0 | 0 | 0 | 0 | 0 | 234083.2694 | 0 | 424321 | 0 | 0 | 0 | 0 | 177486.3036 | 0 | 0 | 0 | 0 | 0 | 0 | 0 | 3589383.1261 | 0 | 0 | 0 | 0 | 0 | 0 | 0 | 0 | 0 | 0 | 88743.1518 | 0 | 0 | 0 | 0 | 0 | 0 | 0 | 0 | 0 | -278980.8824 | 0 | 0 | 0 | 0 | 0 | 0 | 0
2016-02-06 11:00 | 0 | 0 | 0 | 0 | 0 | 70786.9658 | 0 | 438511 | 0 | 0 | 0 | 0 | 88743.1518 | 0 | 0 | 0 | 0 | 0 | 0 | 0 | 3310402.2437 | 0 | 0 | 0 | 0 | 0 | 0 | 0 | 0 | 0 | 0 | -88743.1518 | 0 | 0 | 0 | 0 | 0 | 0 | 0 | 0 | 0 | -278980.8824 | 0 | 0 | 0 | 0 | 0 | 0 | 0
2016-02-06 12:00 | 0 | 0 | 0 | 0 | 0 | 87786.9658 | 0 | 455511 | 0 | 0 | 0 | 0 | 0 | 0 | 0 | 0 | 0 | 0 | 0 | 0 | 3031421.3613 | 0 | 0 | 0 | 0 | 0 | 0 | 0 | 0 | 0 | 0 | -88743.1518 | 0 | 0 | 0 | 0 | 0 | 0 | 0 | 0 | 0 | -278980.8824 | 0 | 0 | 0 | 0 | 0 | 0 | 0
2016-02-06 13:00 | 0 | 0 | 0 | 0 | 0 | 570175.1084 | 149.7506 | 468212 | 0 | 0 | 0 | 0 | 0 | 0 | 0 | 0 | 0 | 0 | 0 | 0 | 3133534.2203 | 0 | 0 | 0 | 0 | 0 | 0 | 0 | 0 | 0 | 0 | 0 | 0 | 0 | 0 | 0 | 0 | 0 | 0 | 0 | 0 | 102112.8591 | 0 | 0 | 0 | 0 | 0 | 0 | 0
2016-02-06 14:00 | 0 | 0 | 0 | 0 | 0 | 444423.6639 | 173258.3763 | 470531 | 0 | 0 | 0 | 0 | 88743.1518 | 0 | 0 | 0 | 0 | 0 | 0 | 0 | 3191942.1087 | 0 | 0 | 0 | 0 | 0 | 0 | 0 | 0 | 0 | 0 | 88743.1518 | 0 | 0 | 0 | 0 | 0 | 0 | 0 | 0 | 0 | 58407.8884 | 0 | 0 | 0 | 0 | 0 | 0 | 0
2016-02-06 15:00 | 0 | 0 | 0 | 0 | 0 | 0 | 689482.0917 | 464518 | 0 | 0 | 0 | 0 | 95495.344 | 0 | 0 | 0 | 0 | 0 | 0 | 0 | 3410154.0082 | 0 | 0 | 0 | 0 | 0 | 0 | 0 | 0 | 0 | 0 | 6752.1922 | 0 | 0 | 0 | 0 | 0 | 0 | 0 | 0 | 0 | 218211.8995 | 0 | 0 | 0 | 0 | 0 | 0 | 0
2016-02-06 16:00 | 0 | 0 | 0 | 0 | 0 | 0 | 765710.62 | 453862 | 0 | 0 | 0 | 0 | 128363.0815 | 0 | 0 | 0 | 0 | 0 | 0 | 0 | 3689134.8906 | 0 | 0 | 0 | 0 | 0 | 0 | 0 | 0 | 0 | 0 | 32867.7376 | 0 | 0 | 0 | 0 | 0 | 0 | 0 | 0 | 0 | 278980.8824 | 0 | 0 | 0 | 0 | 0 | 0 | 0
2016-02-06 17:00 | 0 | 0 | 0 | 0 | 0 | 0 | 748741.4184 | 441481 | 0 | 0 | 0 | 0 | 156642.6175 | 0 | 0 | 0 | 0 | 0 | 0 | 0 | 3968115.7731 | 0 | 0 | 0 | 0 | 0 | 0 | 0 | 0 | 0 | 0 | 28279.536 | 0 | 0 | 0 | 0 | 0 | 0 | 0 | 0 | 0 | 278980.8824 | 0 | 0 | 0 | 0 | 0 | 0 | 0
2016-02-06 18:00 | 0 | 0 | 0 | 0 | 0 | 0 | 715248.9631 | 429388 | 0 | 0 | 0 | 0 | 163522.6982 | 0 | 0 | 0 | 0 | 0 | 0 | 0 | 4247096.6555 | 0 | 0 | 0 | 0 | 0 | 0 | 0 | 0 | 0 | 0 | 6880.0807 | 0 | 0 | 0 | 0 | 0 | 0 | 0 | 0 | 0 | 278980.8824 | 0 | 0 | 0 | 0 | 0 | 0 | 0
2016-02-06 19:00 | 0 | 0 | 0 | 0 | 0 | 0 | 699234.818 | 419274 | 0 | 0 | 0 | 0 | 252265.85 | 0 | 0 | 0 | 0 | 0 | 0 | 0 | 4438314.3217 | 0 | 0 | 0 | 0 | 0 | 0 | 0 | 0 | 0 | 0 | 88743.1518 | 0 | 0 | 0 | 0 | 0 | 0 | 0 | 0 | 0 | 191217.6662 | 0 | 0 | 0 | 0 | 0 | 0 | 0
2016-02-06 20:00 | 0 | 0 | 0 | 0 | 0 | 0 | 712580.6443 | 413456 | 0 | 0 | 0 | 0 | 341009.0018 | 0 | 0 | 0 | 0 | 0 | 0 | 0 | 4648695.8142 | 0 | 0 | 0 | 0 | 0 | 0 | 0 | 0 | 0 | 0 | 88743.1518 | 0 | 0 | 0 | 0 | 0 | 0 | 0 | 0 | 0 | 210381.4926 | 0 | 0 | 0 | 0 | 0 | 0 | 0
2016-02-06 21:00 | 0 | 0 | 0 | 0 | 0 | 0 | 734447.2389 | 413630 | 0 | 0 | 0 | 0 | 382845.3582 | 0 | 0 | 0 | 0 | 0 | 0 | 0 | 4927676.6967 | 0 | 0 | 0 | 0 | 0 | 0 | 0 | 0 | 0 | 0 | 41836.3564 | 0 | 0 | 0 | 0 | 0 | 0 | 0 | 0 | 0 | 278980.8824 | 0 | 0 | 0 | 0 | 0 | 0 | 0
2016-02-06 22:00 | 0 | 0 | 0 | 0 | 0 | 0 | 674403.5449 | 423228 | 0 | 0 | 0 | 0 | 382845.3582 | 0 | 0 | 0 | 0 | 0 | 0 | 0 | 5178852.2416 | 0 | 0 | 0 | 0 | 0 | 0 | 0 | 0 | 0 | 0 | 0 | 0 | 0 | 0 | 0 | 0 | 0 | 0 | 0 | 0 | 251175.5449 | 0 | 0 | 0 | 0 | 0 | 0 | 0
2016-02-06 23:00 | 0 | 0 | 0 | 0 | 0 | 0 | 393542.6959 | 441840 | 0 | 0 | 0 | 0 | 382845.3582 | 0 | 0 | 0 | 0 | 0 | 0 | 0 | 5130554.9375 | 0 | 0 | 0 | 0 | 0 | 0 | 0 | 0 | 0 | 0 | 0 | 0 | 0 | 0 | 0 | 0 | 0 | 0 | 0 | 0 | -48297.3041 | 0 | 0 | 0 | 0 | 0 | 0 | 0
2016-02-07 | 0 | 0 | 0 | 0 | 0 | 141855.5872 | 33659.5304 | 454496 | 0 | 0 | 0 | 0 | 382845.3582 | 0 | 0 | 0 | 0 | 0 | 0 | 0 | 4851574.0551 | 0 | 0 | 0 | 0 | 0 | 0 | 0 | 0 | 0 | 0 | 0 | 0 | 0 | 0 | 0 | 0 | 0 | 0 | 0 | 0 | -278980.8824 | 0 | 0 | 0 | 0 | 0 | 0 | 0
2016-02-07 01:00 | 0 | 0 | 0 | 0 | 0 | 91159.9658 | 0 | 458884 | 0 | 0 | 0 | 0 | 294102.2064 | 0 | 0 | 0 | 0 | 0 | 0 | 0 | 4572593.1726 | 0 | 0 | 0 | 0 | 0 | 0 | 0 | 0 | 0 | 0 | -88743.1518 | 0 | 0 | 0 | 0 | 0 | 0 | 0 | 0 | 0 | -278980.8824 | 0 | 0 | 0 | 0 | 0 | 0 | 0
2016-02-07 02:00 | 0 | 0 | 0 | 0 | 0 | 824173.0342 | 0 | 456449 | 0 | 0 | 0 | 0 | 382845.3582 | 0 | 0 | 0 | 0 | 0 | 0 | 0 | 4851574.0551 | 0 | 0 | 0 | 0 | 0 | 0 | 0 | 0 | 0 | 0 | 88743.1518 | 0 | 0 | 0 | 0 | 0 | 0 | 0 | 0 | 0 | 278980.8824 | 0 | 0 | 0 | 0 | 0 | 0 | 0
2016-02-07 03:00 | 0 | 0 | 0 | 0 | 0 | 80528.9658 | 0 | 448253 | 0 | 0 | 0 | 0 | 294102.2064 | 0 | 0 | 0 | 0 | 0 | 0 | 0 | 4572593.1726 | 0 | 0 | 0 | 0 | 0 | 0 | 0 | 0 | 0 | 0 | -88743.1518 | 0 | 0 | 0 | 0 | 0 | 0 | 0 | 0 | 0 | -278980.8824 | 0 | 0 | 0 | 0 | 0 | 0 | 0
2016-02-07 04:00 | 0 | 0 | 0 | 0 | 0 | 244659.2694 | 0 | 434897 | 0 | 0 | 0 | 0 | 382845.3582 | 0 | 0 | 0 | 0 | 0 | 0 | 0 | 4293612.2902 | 0 | 0 | 0 | 0 | 0 | 0 | 0 | 0 | 0 | 0 | 88743.1518 | 0 | 0 | 0 | 0 | 0 | 0 | 0 | 0 | 0 | -278980.8824 | 0 | 0 | 0 | 0 | 0 | 0 | 0
2016-02-07 05:00 | 0 | 0 | 0 | 0 | 0 | 700759.8824 | 0 | 421779 | 0 | 0 | 0 | 0 | 382845.3582 | 0 | 0 | 0 | 0 | 0 | 0 | 0 | 4572593.1726 | 0 | 0 | 0 | 0 | 0 | 0 | 0 | 0 | 0 | 0 | 0 | 0 | 0 | 0 | 0 | 0 | 0 | 0 | 0 | 0 | 278980.8824 | 0 | 0 | 0 | 0 | 0 | 0 | 0
2016-02-07 06:00 | 0 | 0 | 0 | 0 | 0 | 44398.9658 | 0 | 412123 | 0 | 0 | 0 | 0 | 294102.2064 | 0 | 0 | 0 | 0 | 0 | 0 | 0 | 4293612.2902 | 0 | 0 | 0 | 0 | 0 | 0 | 0 | 0 | 0 | 0 | -88743.1518 | 0 | 0 | 0 | 0 | 0 | 0 | 0 | 0 | 0 | -278980.8824 | 0 | 0 | 0 | 0 | 0 | 0 | 0
2016-02-07 07:00 | 0 | 0 | 0 | 0 | 0 | 216294.2694 | 0 | 406532 | 0 | 0 | 0 | 0 | 382845.3582 | 0 | 0 | 0 | 0 | 0 | 0 | 0 | 4014631.4077 | 0 | 0 | 0 | 0 | 0 | 0 | 0 | 0 | 0 | 0 | 88743.1518 | 0 | 0 | 0 | 0 | 0 | 0 | 0 | 0 | 0 | -278980.8824 | 0 | 0 | 0 | 0 | 0 | 0 | 0
2016-02-07 08:00 | 0 | 0 | 0 | 0 | 0 | 36448.9658 | 0 | 404173 | 0 | 0 | 0 | 0 | 294102.2064 | 0 | 0 | 0 | 0 | 0 | 0 | 0 | 3735650.5253 | 0 | 0 | 0 | 0 | 0 | 0 | 0 | 0 | 0 | 0 | -88743.1518 | 0 | 0 | 0 | 0 | 0 | 0 | 0 | 0 | 0 | -278980.8824 | 0 | 0 | 0 | 0 | 0 | 0 | 0
2016-02-07 09:00 | 0 | 0 | 0 | 0 | 0 | 595866.7306 | 0 | 405629 | 0 | 0 | 0 | 0 | 205359.0546 | 0 | 0 | 0 | 0 | 0 | 0 | 0 | 4014631.4077 | 0 | 0 | 0 | 0 | 0 | 0 | 0 | 0 | 0 | 0 | -88743.1518 | 0 | 0 | 0 | 0 | 0 | 0 | 0 | 0 | 0 | 278980.8824 | 0 | 0 | 0 | 0 | 0 | 0 | 0
2016-02-07 10:00 | 0 | 0 | 0 | 0 | 0 | 220650.2694 | 0 | 410888 | 0 | 0 | 0 | 0 | 294102.2064 | 0 | 0 | 0 | 0 | 0 | 0 | 0 | 3735650.5253 | 0 | 0 | 0 | 0 | 0 | 0 | 0 | 0 | 0 | 0 | 88743.1518 | 0 | 0 | 0 | 0 | 0 | 0 | 0 | 0 | 0 | -278980.8824 | 0 | 0 | 0 | 0 | 0 | 0 | 0
2016-02-07 11:00 | 0 | 0 | 0 | 0 | 0 | 54205.9658 | 0 | 421930 | 0 | 0 | 0 | 0 | 205359.0546 | 0 | 0 | 0 | 0 | 0 | 0 | 0 | 3456669.6428 | 0 | 0 | 0 | 0 | 0 | 0 | 0 | 0 | 0 | 0 | -88743.1518 | 0 | 0 | 0 | 0 | 0 | 0 | 0 | 0 | 0 | -278980.8824 | 0 | 0 | 0 | 0 | 0 | 0 | 0
2016-02-07 12:00 | 0 | 0 | 0 | 0 | 0 | 68355.9658 | 0 | 436080 | 0 | 0 | 0 | 0 | 116615.9029 | 0 | 0 | 0 | 0 | 0 | 0 | 0 | 3177688.7604 | 0 | 0 | 0 | 0 | 0 | 0 | 0 | 0 | 0 | 0 | -88743.1518 | 0 | 0 | 0 | 0 | 0 | 0 | 0 | 0 | 0 | -278980.8824 | 0 | 0 | 0 | 0 | 0 | 0 | 0
2016-02-07 13:00 | 0 | 0 | 0 | 0 | 0 | 252938.2575 | 183.2857 | 449995 | 0 | 0 | 0 | 0 | 198723.3285 | 0 | 0 | 0 | 0 | 0 | 0 | 0 | 2898707.8779 | 0 | 0 | 0 | 0 | 0 | 0 | 0 | 0 | 0 | 0 | 82107.4257 | 0 | 0 | 0 | 0 | 0 | 0 | 0 | 0 | 0 | -278980.8824 | 0 | 0 | 0 | 0 | 0 | 0 | 0
2016-02-07 14:00 | 0 | 0 | 0 | 0 | 0 | 645745.6817 | 176280.3526 | 454302 | 0 | 0 | 0 | 0 | 287466.4803 | 0 | 0 | 0 | 0 | 0 | 0 | 0 | 3177688.7604 | 0 | 0 | 0 | 0 | 0 | 0 | 0 | 0 | 0 | 0 | 88743.1518 | 0 | 0 | 0 | 0 | 0 | 0 | 0 | 0 | 0 | 278980.8824 | 0 | 0 | 0 | 0 | 0 | 0 | 0
2016-02-07 15:00 | 0 | 0 | 0 | 0 | 0 | 0 | 679175.587 | 448053 | 0 | 0 | 0 | 0 | 239608.1849 | 0 | 0 | 0 | 0 | 0 | 0 | 0 | 3456669.6428 | 0 | 0 | 0 | 0 | 0 | 0 | 0 | 0 | 0 | 0 | -47858.2954 | 0 | 0 | 0 | 0 | 0 | 0 | 0 | 0 | 0 | 278980.8824 | 0 | 0 | 0 | 0 | 0 | 0 | 0
2016-02-07 16:00 | 0 | 0 | 0 | 0 | 0 | 0 | 767195.3631 | 438340 | 0 | 0 | 0 | 0 | 289482.6655 | 0 | 0 | 0 | 0 | 0 | 0 | 0 | 3735650.5253 | 0 | 0 | 0 | 0 | 0 | 0 | 0 | 0 | 0 | 0 | 49874.4806 | 0 | 0 | 0 | 0 | 0 | 0 | 0 | 0 | 0 | 278980.8824 | 0 | 0 | 0 | 0 | 0 | 0 | 0
2016-02-07 17:00 | 0 | 0 | 0 | 0 | 0 | 0 | 744165.6704 | 429703 | 0 | 0 | 0 | 0 | 324964.4535 | 0 | 0 | 0 | 0 | 0 | 0 | 0 | 4014631.4077 | 0 | 0 | 0 | 0 | 0 | 0 | 0 | 0 | 0 | 0 | 35481.7879 | 0 | 0 | 0 | 0 | 0 | 0 | 0 | 0 | 0 | 278980.8824 | 0 | 0 | 0 | 0 | 0 | 0 | 0
2016-02-07 18:00 | 0 | 0 | 0 | 0 | 0 | 0 | 707210.4559 | 422701 | 0 | 0 | 0 | 0 | 330493.027 | 0 | 0 | 0 | 0 | 0 | 0 | 0 | 4293612.2902 | 0 | 0 | 0 | 0 | 0 | 0 | 0 | 0 | 0 | 0 | 5528.5735 | 0 | 0 | 0 | 0 | 0 | 0 | 0 | 0 | 0 | 278980.8824 | 0 | 0 | 0 | 0 | 0 | 0 | 0
2016-02-07 19:00 | 0 | 0 | 0 | 0 | 0 | 0 | 691348.6014 | 416621 | 0 | 0 | 0 | 0 | 326239.7459 | 0 | 0 | 0 | 0 | 0 | 0 | 0 | 4572593.1726 | 0 | 0 | 0 | 0 | 0 | 0 | 0 | 0 | 0 | 0 | -4253.281 | 0 | 0 | 0 | 0 | 0 | 0 | 0 | 0 | 0 | 278980.8824 | 0 | 0 | 0 | 0 | 0 | 0 | 0
2016-02-07 20:00 | 0 | 0 | 0 | 0 | 0 | 0 | 705765.6767 | 413206 | 0 | 0 | 0 | 0 | 339818.5401 | 0 | 0 | 0 | 0 | 0 | 0 | 0 | 4851574.0551 | 0 | 0 | 0 | 0 | 0 | 0 | 0 | 0 | 0 | 0 | 13578.7942 | 0 | 0 | 0 | 0 | 0 | 0 | 0 | 0 | 0 | 278980.8824 | 0 | 0 | 0 | 0 | 0 | 0 | 0
2016-02-07 21:00 | 0 | 0 | 0 | 0 | 0 | 0 | 736833.7005 | 414826 | 0 | 0 | 0 | 0 | 382845.3582 | 0 | 0 | 0 | 0 | 0 | 0 | 0 | 5130554.9375 | 0 | 0 | 0 | 0 | 0 | 0 | 0 | 0 | 0 | 0 | 43026.8181 | 0 | 0 | 0 | 0 | 0 | 0 | 0 | 0 | 0 | 278980.8824 | 0 | 0 | 0 | 0 | 0 | 0 | 0
2016-02-07 22:00 | 0 | 0 | 0 | 0 | 0 | 0 | 689824.5253 | 425152 | 0 | 0 | 0 | 0 | 382845.3582 | 0 | 0 | 0 | 0 | 0 | 0 | 0 | 5395227.4628 | 0 | 0 | 0 | 0 | 0 | 0 | 0 | 0 | 0 | 0 | 0 | 0 | 0 | 0 | 0 | 0 | 0 | 0 | 0 | 0 | 264672.5253 | 0 | 0 | 0 | 0 | 0 | 0 | 0
2016-02-07 23:00 | 0 | 0 | 0 | 0 | 0 | 0 | 403508.258 | 437288 | 0 | 0 | 0 | 0 | 382845.3582 | 0 | 0 | 0 | 0 | 0 | 0 | 0 | 5361447.7208 | 0 | 0 | 0 | 0 | 0 | 0 | 0 | 0 | 0 | 0 | 0 | 0 | 0 | 0 | 0 | 0 | 0 | 0 | 0 | 0 | -33779.742 | 0 | 0 | 0 | 0 | 0 | 0 | 0
2016-02-08 | 0 | 0 | 0 | 0 | 0 | 677959.7018 | 42319.1806 | 441298 | 0 | 0 | 0 | 0 | 382845.3582 | 0 | 0 | 0 | 0 | 0 | 0 | 0 | 5640428.6033 | 0 | 0 | 0 | 0 | 0 | 0 | 0 | 0 | 0 | 0 | 0 | 0 | 0 | 0 | 0 | 0 | 0 | 0 | 0 | 0 | 278980.8824 | 0 | 0 | 0 | 0 | 0 | 0 | 0
2016-02-08 01:00 | 0 | 0 | 0 | 0 | 0 | 77055.9658 | 0 | 444780 | 0 | 0 | 0 | 0 | 294102.2064 | 0 | 0 | 0 | 0 | 0 | 0 | 0 | 5361447.7208 | 0 | 0 | 0 | 0 | 0 | 0 | 0 | 0 | 0 | 0 | -88743.1518 | 0 | 0 | 0 | 0 | 0 | 0 | 0 | 0 | 0 | -278980.8824 | 0 | 0 | 0 | 0 | 0 | 0 | 0
2016-02-08 02:00 | 0 | 0 | 0 | 0 | 0 | 723284.8824 | 0 | 444304 | 0 | 0 | 0 | 0 | 294102.2064 | 0 | 0 | 0 | 0 | 0 | 0 | 0 | 5640428.6033 | 0 | 0 | 0 | 0 | 0 | 0 | 0 | 0 | 0 | 0 | 0 | 0 | 0 | 0 | 0 | 0 | 0 | 0 | 0 | 0 | 278980.8824 | 0 | 0 | 0 | 0 | 0 | 0 | 0
2016-02-08 03:00 | 0 | 0 | 0 | 0 | 0 | 70634.9658 | 0 | 438359 | 0 | 0 | 0 | 0 | 205359.0546 | 0 | 0 | 0 | 0 | 0 | 0 | 0 | 5361447.7208 | 0 | 0 | 0 | 0 | 0 | 0 | 0 | 0 | 0 | 0 | -88743.1518 | 0 | 0 | 0 | 0 | 0 | 0 | 0 | 0 | 0 | -278980.8824 | 0 | 0 | 0 | 0 | 0 | 0 | 0
2016-02-08 04:00 | 0 | 0 | 0 | 0 | 0 | 239780.2694 | 0 | 430018 | 0 | 0 | 0 | 0 | 294102.2064 | 0 | 0 | 0 | 0 | 0 | 0 | 0 | 5082466.8384 | 0 | 0 | 0 | 0 | 0 | 0 | 0 | 0 | 0 | 0 | 88743.1518 | 0 | 0 | 0 | 0 | 0 | 0 | 0 | 0 | 0 | -278980.8824 | 0 | 0 | 0 | 0 | 0 | 0 | 0
2016-02-08 05:00 | 0 | 0 | 0 | 0 | 0 | 781210.0342 | 0 | 413486 | 0 | 0 | 0 | 0 | 382845.3582 | 0 | 0 | 0 | 0 | 0 | 0 | 0 | 5361447.7208 | 0 | 0 | 0 | 0 | 0 | 0 | 0 | 0 | 0 | 0 | 88743.1518 | 0 | 0 | 0 | 0 | 0 | 0 | 0 | 0 | 0 | 278980.8824 | 0 | 0 | 0 | 0 | 0 | 0 | 0
2016-02-08 06:00 | 0 | 0 | 0 | 0 | 0 | 592472.7306 | 0 | 402235 | 0 | 0 | 0 | 0 | 294102.2064 | 0 | 0 | 0 | 0 | 0 | 0 | 0 | 5640428.6033 | 0 | 0 | 0 | 0 | 0 | 0 | 0 | 0 | 0 | 0 | -88743.1518 | 0 | 0 | 0 | 0 | 0 | 0 | 0 | 0 | 0 | 278980.8824 | 0 | 0 | 0 | 0 | 0 | 0 | 0
2016-02-08 07:00 | 0 | 0 | 0 | 0 | 0 | 206684.2694 | 0 | 396922 | 0 | 0 | 0 | 0 | 382845.3582 | 0 | 0 | 0 | 0 | 0 | 0 | 0 | 5361447.7208 | 0 | 0 | 0 | 0 | 0 | 0 | 0 | 0 | 0 | 0 | 88743.1518 | 0 | 0 | 0 | 0 | 0 | 0 | 0 | 0 | 0 | -278980.8824 | 0 | 0 | 0 | 0 | 0 | 0 | 0
2016-02-08 08:00 | 0 | 0 | 0 | 0 | 0 | 117579.1176 | 0 | 396560 | 0 | 0 | 0 | 0 | 382845.3582 | 0 | 0 | 0 | 0 | 0 | 0 | 0 | 5082466.8384 | 0 | 0 | 0 | 0 | 0 | 0 | 0 | 0 | 0 | 0 | 0 | 0 | 0 | 0 | 0 | 0 | 0 | 0 | 0 | 0 | -278980.8824 | 0 | 0 | 0 | 0 | 0 | 0 | 0
2016-02-08 09:00 | 0 | 0 | 0 | 0 | 0 | 592767.7306 | 0 | 402530 | 0 | 0 | 0 | 0 | 294102.2064 | 0 | 0 | 0 | 0 | 0 | 0 | 0 | 5361447.7208 | 0 | 0 | 0 | 0 | 0 | 0 | 0 | 0 | 0 | 0 | -88743.1518 | 0 | 0 | 0 | 0 | 0 | 0 | 0 | 0 | 0 | 278980.8824 | 0 | 0 | 0 | 0 | 0 | 0 | 0
2016-02-08 10:00 | 0 | 0 | 0 | 0 | 0 | 230822.2694 | 0 | 421060 | 0 | 0 | 0 | 0 | 382845.3582 | 0 | 0 | 0 | 0 | 0 | 0 | 0 | 5082466.8384 | 0 | 0 | 0 | 0 | 0 | 0 | 0 | 0 | 0 | 0 | 88743.1518 | 0 | 0 | 0 | 0 | 0 | 0 | 0 | 0 | 0 | -278980.8824 | 0 | 0 | 0 | 0 | 0 | 0 | 0
2016-02-08 11:00 | 0 | 0 | 0 | 0 | 0 | 89826.9658 | 0 | 457551 | 0 | 0 | 0 | 0 | 294102.2064 | 0 | 0 | 0 | 0 | 0 | 0 | 0 | 4803485.9559 | 0 | 0 | 0 | 0 | 0 | 0 | 0 | 0 | 0 | 0 | -88743.1518 | 0 | 0 | 0 | 0 | 0 | 0 | 0 | 0 | 0 | -278980.8824 | 0 | 0 | 0 | 0 | 0 | 0 | 0
2016-02-08 12:00 | 0 | 0 | 0 | 0 | 0 | 122635.9658 | 0 | 490360 | 0 | 0 | 0 | 0 | 205359.0546 | 0 | 0 | 0 | 0 | 0 | 0 | 0 | 4524505.0735 | 0 | 0 | 0 | 0 | 0 | 0 | 0 | 0 | 0 | 0 | -88743.1518 | 0 | 0 | 0 | 0 | 0 | 0 | 0 | 0 | 0 | -278980.8824 | 0 | 0 | 0 | 0 | 0 | 0 | 0
2016-02-08 13:00 | 0 | 0 | 0 | 0 | 0 | 130919.6159 | 224.3498 | 498868 | 0 | 0 | 0 | 0 | 116615.9029 | 0 | 0 | 0 | 0 | 0 | 0 | 0 | 4245524.191 | 0 | 0 | 0 | 0 | 0 | 0 | 0 | 0 | 0 | 0 | -88743.1518 | 0 | 0 | 0 | 0 | 0 | 0 | 0 | 0 | 0 | -278980.8824 | 0 | 0 | 0 | 0 | 0 | 0 | 0
2016-02-08 14:00 | 0 | 0 | 0 | 0 | 0 | 694641.8573 | 161901.3078 | 495896 | 0 | 0 | 0 | 0 | 205359.0546 | 0 | 0 | 0 | 0 | 0 | 0 | 0 | 4517428.2043 | 0 | 0 | 0 | 0 | 0 | 0 | 0 | 0 | 0 | 0 | 88743.1518 | 0 | 0 | 0 | 0 | 0 | 0 | 0 | 0 | 0 | 271904.0133 | 0 | 0 | 0 | 0 | 0 | 0 | 0
2016-02-08 15:00 | 0 | 0 | 0 | 0 | 0 | 0 | 662058.0924 | 491192 | 0 | 0 | 0 | 0 | 155829.2676 | 0 | 0 | 0 | 0 | 0 | 0 | 0 | 4737824.0837 | 0 | 0 | 0 | 0 | 0 | 0 | 0 | 0 | 0 | 0 | -49529.787 | 0 | 0 | 0 | 0 | 0 | 0 | 0 | 0 | 0 | 220395.8794 | 0 | 0 | 0 | 0 | 0 | 0 | 0
2016-02-08 16:00 | 0 | 0 | 0 | 0 | 0 | 0 | 759035.0552 | 483825 | 0 | 0 | 0 | 0 | 244572.4194 | 0 | 0 | 0 | 0 | 0 | 0 | 0 | 4924290.9871 | 0 | 0 | 0 | 0 | 0 | 0 | 0 | 0 | 0 | 0 | 88743.1518 | 0 | 0 | 0 | 0 | 0 | 0 | 0 | 0 | 0 | 186466.9034 | 0 | 0 | 0 | 0 | 0 | 0 | 0
2016-02-08 17:00 | 0 | 0 | 0 | 0 | 0 | 0 | 742061.791 | 475907 | 0 | 0 | 0 | 0 | 333315.5712 | 0 | 0 | 0 | 0 | 0 | 0 | 0 | 5101702.6263 | 0 | 0 | 0 | 0 | 0 | 0 | 0 | 0 | 0 | 0 | 88743.1518 | 0 | 0 | 0 | 0 | 0 | 0 | 0 | 0 | 0 | 177411.6392 | 0 | 0 | 0 | 0 | 0 | 0 | 0
2016-02-08 18:00 | 0 | 0 | 0 | 0 | 0 | 0 | 709729.5176 | 469962 | 0 | 0 | 0 | 0 | 294102.2064 | 0 | 0 | 0 | 0 | 0 | 0 | 0 | 5380683.5087 | 0 | 0 | 0 | 0 | 0 | 0 | 0 | 0 | 0 | 0 | -39213.3648 | 0 | 0 | 0 | 0 | 0 | 0 | 0 | 0 | 0 | 278980.8824 | 0 | 0 | 0 | 0 | 0 | 0 | 0
2016-02-08 19:00 | 0 | 0 | 0 | 0 | 0 | 0 | 697373.6471 | 464212 | 0 | 0 | 0 | 0 | 382845.3582 | 0 | 0 | 0 | 0 | 0 | 0 | 0 | 5525102.0041 | 0 | 0 | 0 | 0 | 0 | 0 | 0 | 0 | 0 | 0 | 88743.1518 | 0 | 0 | 0 | 0 | 0 | 0 | 0 | 0 | 0 | 144418.4953 | 0 | 0 | 0 | 0 | 0 | 0 | 0
2016-02-08 20:00 | 0 | 0 | 0 | 0 | 0 | 0 | 712898.5483 | 462931 | 0 | 0 | 0 | 0 | 365362.793 | 0 | 0 | 0 | 0 | 0 | 0 | 0 | 5792552.1177 | 0 | 0 | 0 | 0 | 0 | 0 | 0 | 0 | 0 | 0 | -17482.5653 | 0 | 0 | 0 | 0 | 0 | 0 | 0 | 0 | 0 | 267450.1136 | 0 | 0 | 0 | 0 | 0 | 0 | 0
2016-02-08 21:00 | 0 | 0 | 0 | 0 | 0 | 0 | 743258.2807 | 465945 | 0 | 0 | 0 | 0 | 363695.1912 | 0 | 0 | 0 | 0 | 0 | 0 | 0 | 6071533.0001 | 0 | 0 | 0 | 0 | 0 | 0 | 0 | 0 | 0 | 0 | -1667.6017 | 0 | 0 | 0 | 0 | 0 | 0 | 0 | 0 | 0 | 278980.8824 | 0 | 0 | 0 | 0 | 0 | 0 | 0
2016-02-08 22:00 | 0 | 0 | 0 | 0 | 0 | 0 | 687199.8976 | 477812 | 0 | 0 | 0 | 0 | 294102.2064 | 0 | 0 | 0 | 0 | 0 | 0 | 0 | 6350513.8826 | 0 | 0 | 0 | 0 | 0 | 0 | 0 | 0 | 0 | 0 | -69592.9848 | 0 | 0 | 0 | 0 | 0 | 0 | 0 | 0 | 0 | 278980.8824 | 0 | 0 | 0 | 0 | 0 | 0 | 0
2016-02-08 23:00 | 0 | 0 | 0 | 0 | 0 | 466777.5786 | 397565.4557 | 496619 | 0 | 0 | 0 | 0 | 382845.3582 | 0 | 0 | 0 | 0 | 0 | 0 | 0 | 6629494.765 | 0 | 0 | 0 | 0 | 0 | 0 | 0 | 0 | 0 | 0 | 88743.1518 | 0 | 0 | 0 | 0 | 0 | 0 | 0 | 0 | 0 | 278980.8824 | 0 | 0 | 0 | 0 | 0 | 0 | 0
2016-02-09 | 0 | 0 | 0 | 0 | 0 | 747937.1225 | 40669.76 | 509626 | 0 | 0 | 0 | 0 | 382845.3582 | 0 | 0 | 0 | 0 | 0 | 0 | 0 | 6908475.6475 | 0 | 0 | 0 | 0 | 0 | 0 | 0 | 0 | 0 | 0 | 0 | 0 | 0 | 0 | 0 | 0 | 0 | 0 | 0 | 0 | 278980.8824 | 0 | 0 | 0 | 0 | 0 | 0 | 0
2016-02-09 01:00 | 0 | 0 | 0 | 0 | 0 | 142514.9658 | 0 | 510239 | 0 | 0 | 0 | 0 | 294102.2064 | 0 | 0 | 0 | 0 | 0 | 0 | 0 | 6629494.765 | 0 | 0 | 0 | 0 | 0 | 0 | 0 | 0 | 0 | 0 | -88743.1518 | 0 | 0 | 0 | 0 | 0 | 0 | 0 | 0 | 0 | -278980.8824 | 0 | 0 | 0 | 0 | 0 | 0 | 0
2016-02-09 02:00 | 0 | 0 | 0 | 0 | 0 | 222521.1176 | 0 | 501502 | 0 | 0 | 0 | 0 | 294102.2064 | 0 | 0 | 0 | 0 | 0 | 0 | 0 | 6350513.8826 | 0 | 0 | 0 | 0 | 0 | 0 | 0 | 0 | 0 | 0 | 0 | 0 | 0 | 0 | 0 | 0 | 0 | 0 | 0 | 0 | -278980.8824 | 0 | 0 | 0 | 0 | 0 | 0 | 0
2016-02-09 03:00 | 0 | 0 | 0 | 0 | 0 | 115009.9658 | 0 | 482734 | 0 | 0 | 0 | 0 | 205359.0546 | 0 | 0 | 0 | 0 | 0 | 0 | 0 | 6071533.0001 | 0 | 0 | 0 | 0 | 0 | 0 | 0 | 0 | 0 | 0 | -88743.1518 | 0 | 0 | 0 | 0 | 0 | 0 | 0 | 0 | 0 | -278980.8824 | 0 | 0 | 0 | 0 | 0 | 0 | 0
2016-02-09 04:00 | 0 | 0 | 0 | 0 | 0 | 647274.8882 | 0 | 460155 | 0 | 0 | 0 | 0 | 294102.2064 | 0 | 0 | 0 | 0 | 0 | 0 | 0 | 6169909.7365 | 0 | 0 | 0 | 0 | 0 | 0 | 0 | 0 | 0 | 0 | 88743.1518 | 0 | 0 | 0 | 0 | 0 | 0 | 0 | 0 | 0 | 98376.7364 | 0 | 0 | 0 | 0 | 0 | 0 | 0
2016-02-09 05:00 | 0 | 0 | 0 | 0 | 0 | 250984.2694 | 0 | 441222 | 0 | 0 | 0 | 0 | 382845.3582 | 0 | 0 | 0 | 0 | 0 | 0 | 0 | 5890928.8541 | 0 | 0 | 0 | 0 | 0 | 0 | 0 | 0 | 0 | 0 | 88743.1518 | 0 | 0 | 0 | 0 | 0 | 0 | 0 | 0 | 0 | -278980.8824 | 0 | 0 | 0 | 0 | 0 | 0 | 0
2016-02-09 06:00 | 0 | 0 | 0 | 0 | 0 | 62369.9658 | 0 | 430094 | 0 | 0 | 0 | 0 | 294102.2064 | 0 | 0 | 0 | 0 | 0 | 0 | 0 | 5611947.9716 | 0 | 0 | 0 | 0 | 0 | 0 | 0 | 0 | 0 | 0 | -88743.1518 | 0 | 0 | 0 | 0 | 0 | 0 | 0 | 0 | 0 | -278980.8824 | 0 | 0 | 0 | 0 | 0 | 0 | 0
2016-02-09 07:00 | 0 | 0 | 0 | 0 | 0 | 615605.2043 | 0 | 422745 | 0 | 0 | 0 | 0 | 382845.3582 | 0 | 0 | 0 | 0 | 0 | 0 | 0 | 5716065.0242 | 0 | 0 | 0 | 0 | 0 | 0 | 0 | 0 | 0 | 0 | 88743.1518 | 0 | 0 | 0 | 0 | 0 | 0 | 0 | 0 | 0 | 104117.0525 | 0 | 0 | 0 | 0 | 0 | 0 | 0
2016-02-09 08:00 | 0 | 0 | 0 | 0 | 0 | 611159.7306 | 0 | 420922 | 0 | 0 | 0 | 0 | 294102.2064 | 0 | 0 | 0 | 0 | 0 | 0 | 0 | 5995045.9066 | 0 | 0 | 0 | 0 | 0 | 0 | 0 | 0 | 0 | 0 | -88743.1518 | 0 | 0 | 0 | 0 | 0 | 0 | 0 | 0 | 0 | 278980.8824 | 0 | 0 | 0 | 0 | 0 | 0 | 0
2016-02-09 09:00 | 0 | 0 | 0 | 0 | 0 | 57649.9658 | 0 | 425374 | 0 | 0 | 0 | 0 | 205359.0546 | 0 | 0 | 0 | 0 | 0 | 0 | 0 | 5716065.0242 | 0 | 0 | 0 | 0 | 0 | 0 | 0 | 0 | 0 | 0 | -88743.1518 | 0 | 0 | 0 | 0 | 0 | 0 | 0 | 0 | 0 | -278980.8824 | 0 | 0 | 0 | 0 | 0 | 0 | 0
2016-02-09 10:00 | 0 | 0 | 0 | 0 | 0 | 614740.4578 | 0 | 441627 | 0 | 0 | 0 | 0 | 294102.2064 | 0 | 0 | 0 | 0 | 0 | 0 | 0 | 5800435.3302 | 0 | 0 | 0 | 0 | 0 | 0 | 0 | 0 | 0 | 0 | 88743.1518 | 0 | 0 | 0 | 0 | 0 | 0 | 0 | 0 | 0 | 84370.306 | 0 | 0 | 0 | 0 | 0 | 0 | 0
2016-02-09 11:00 | 0 | 0 | 0 | 0 | 0 | 107240.9658 | 0 | 474965 | 0 | 0 | 0 | 0 | 205359.0546 | 0 | 0 | 0 | 0 | 0 | 0 | 0 | 5521454.4477 | 0 | 0 | 0 | 0 | 0 | 0 | 0 | 0 | 0 | 0 | -88743.1518 | 0 | 0 | 0 | 0 | 0 | 0 | 0 | 0 | 0 | -278980.8824 | 0 | 0 | 0 | 0 | 0 | 0 | 0
2016-02-09 12:00 | 0 | 0 | 0 | 0 | 0 | 138664.9658 | 0 | 506389 | 0 | 0 | 0 | 0 | 116615.9029 | 0 | 0 | 0 | 0 | 0 | 0 | 0 | 5242473.5653 | 0 | 0 | 0 | 0 | 0 | 0 | 0 | 0 | 0 | 0 | -88743.1518 | 0 | 0 | 0 | 0 | 0 | 0 | 0 | 0 | 0 | -278980.8824 | 0 | 0 | 0 | 0 | 0 | 0 | 0
2016-02-09 13:00 | 0 | 0 | 0 | 0 | 0 | 583057.8719 | 266.8788 | 516917 | 0 | 0 | 0 | 0 | 205359.0546 | 0 | 0 | 0 | 0 | 0 | 0 | 0 | 5220138.1642 | 0 | 0 | 0 | 0 | 0 | 0 | 0 | 0 | 0 | 0 | 88743.1518 | 0 | 0 | 0 | 0 | 0 | 0 | 0 | 0 | 0 | -22335.4011 | 0 | 0 | 0 | 0 | 0 | 0 | 0
2016-02-09 14:00 | 0 | 0 | 0 | 0 | 0 | 474016.4701 | 188435.0292 | 517639 | 0 | 0 | 0 | 0 | 294102.2064 | 0 | 0 | 0 | 0 | 0 | 0 | 0 | 5276207.5117 | 0 | 0 | 0 | 0 | 0 | 0 | 0 | 0 | 0 | 0 | 88743.1518 | 0 | 0 | 0 | 0 | 0 | 0 | 0 | 0 | 0 | 56069.3475 | 0 | 0 | 0 | 0 | 0 | 0 | 0
2016-02-09 15:00 | 0 | 0 | 0 | 0 | 0 | 0 | 710134.6655 | 515197 | 0 | 0 | 0 | 0 | 382845.3582 | 0 | 0 | 0 | 0 | 0 | 0 | 0 | 5382402.0254 | 0 | 0 | 0 | 0 | 0 | 0 | 0 | 0 | 0 | 0 | 88743.1518 | 0 | 0 | 0 | 0 | 0 | 0 | 0 | 0 | 0 | 106194.5137 | 0 | 0 | 0 | 0 | 0 | 0 | 0
2016-02-09 16:00 | 0 | 0 | 0 | 0 | 0 | 0 | 773901.8811 | 507624 | 0 | 0 | 0 | 0 | 382845.3582 | 0 | 0 | 0 | 0 | 0 | 0 | 0 | 5648679.9065 | 0 | 0 | 0 | 0 | 0 | 0 | 0 | 0 | 0 | 0 | 0 | 0 | 0 | 0 | 0 | 0 | 0 | 0 | 0 | 0 | 266277.8811 | 0 | 0 | 0 | 0 | 0 | 0 | 0
2016-02-09 17:00 | 0 | 0 | 0 | 0 | 0 | 0 | 745099.2684 | 499345 | 0 | 0 | 0 | 0 | 349618.7442 | 0 | 0 | 0 | 0 | 0 | 0 | 0 | 5927660.7889 | 0 | 0 | 0 | 0 | 0 | 0 | 0 | 0 | 0 | 0 | -33226.614 | 0 | 0 | 0 | 0 | 0 | 0 | 0 | 0 | 0 | 278980.8824 | 0 | 0 | 0 | 0 | 0 | 0 | 0
2016-02-09 18:00 | 0 | 0 | 0 | 0 | 0 | 90828.9391 | 714141.5574 | 492763 | 0 | 0 | 0 | 0 | 382845.3582 | 0 | 0 | 0 | 0 | 0 | 0 | 0 | 6206641.6714 | 0 | 0 | 0 | 0 | 0 | 0 | 0 | 0 | 0 | 0 | 33226.614 | 0 | 0 | 0 | 0 | 0 | 0 | 0 | 0 | 0 | 278980.8824 | 0 | 0 | 0 | 0 | 0 | 0 | 0
2016-02-09 19:00 | 0 | 0 | 0 | 0 | 0 | 0 | 699045.7312 | 487287 | 0 | 0 | 0 | 0 | 315623.207 | 0 | 0 | 0 | 0 | 0 | 0 | 0 | 6485622.5538 | 0 | 0 | 0 | 0 | 0 | 0 | 0 | 0 | 0 | 0 | -67222.1512 | 0 | 0 | 0 | 0 | 0 | 0 | 0 | 0 | 0 | 278980.8824 | 0 | 0 | 0 | 0 | 0 | 0 | 0
2016-02-09 20:00 | 0 | 0 | 0 | 0 | 0 | 0 | 712755.6362 | 484330 | 0 | 0 | 0 | 0 | 294102.2064 | 0 | 0 | 0 | 0 | 0 | 0 | 0 | 6735569.1905 | 0 | 0 | 0 | 0 | 0 | 0 | 0 | 0 | 0 | 0 | -21521.0006 | 0 | 0 | 0 | 0 | 0 | 0 | 0 | 0 | 0 | 249946.6367 | 0 | 0 | 0 | 0 | 0 | 0 | 0
2016-02-09 21:00 | 0 | 0 | 0 | 0 | 0 | 0 | 735695.8415 | 487233 | 0 | 0 | 0 | 0 | 382845.3582 | 0 | 0 | 0 | 0 | 0 | 0 | 0 | 6895288.8802 | 0 | 0 | 0 | 0 | 0 | 0 | 0 | 0 | 0 | 0 | 88743.1518 | 0 | 0 | 0 | 0 | 0 | 0 | 0 | 0 | 0 | 159719.6897 | 0 | 0 | 0 | 0 | 0 | 0 | 0
2016-02-09 22:00 | 0 | 0 | 0 | 0 | 0 | 0 | 678041.6585 | 498901 | 0 | 0 | 0 | 0 | 382845.3582 | 0 | 0 | 0 | 0 | 0 | 0 | 0 | 7074429.5387 | 0 | 0 | 0 | 0 | 0 | 0 | 0 | 0 | 0 | 0 | 0 | 0 | 0 | 0 | 0 | 0 | 0 | 0 | 0 | 0 | 179140.6585 | 0 | 0 | 0 | 0 | 0 | 0 | 0
2016-02-09 23:00 | 0 | 0 | 0 | 0 | 0 | 128181.2811 | 389571.7189 | 517753 | 0 | 0 | 0 | 0 | 382845.3582 | 0 | 0 | 0 | 0 | 0 | 0 | 0 | 7074429.5387 | 0 | 0 | 0 | 0 | 0 | 0 | 0 | 0 | 0 | 0 | 0 | 0 | 0 | 0 | 0 | 0 | 0 | 0 | 0 | 0 | 0 | 0 | 0 | 0 | 0 | 0 | 0 | 0
2016-02-10 | 0 | 0 | 0 | 0 | 0 | 410292.0239 | 46650.5194 | 529194 | 0 | 0 | 0 | 0 | 310593.9015 | 0 | 0 | 0 | 0 | 0 | 0 | 0 | 7074429.5387 | 0 | 0 | 0 | 0 | 0 | 0 | 0 | 0 | 0 | 0 | -72251.4567 | 0 | 0 | 0 | 0 | 0 | 0 | 0 | 0 | 0 | 0 | 0 | 0 | 0 | 0 | 0 | 0 | 0
2016-02-10 01:00 | 0 | 0 | 0 | 0 | 0 | 362572.1733 | 0 | 530973 | 0 | 0 | 0 | 0 | 382845.3582 | 0 | 0 | 0 | 0 | 0 | 0 | 0 | 6833777.2553 | 0 | 0 | 0 | 0 | 0 | 0 | 0 | 0 | 0 | 0 | 72251.4567 | 0 | 0 | 0 | 0 | 0 | 0 | 0 | 0 | 0 | -240652.2834 | 0 | 0 | 0 | 0 | 0 | 0 | 0
2016-02-10 02:00 | 0 | 0 | 0 | 0 | 0 | 325489.2762 | 0 | 522241 | 0 | 0 | 0 | 0 | 294102.2064 | 0 | 0 | 0 | 0 | 0 | 0 | 0 | 6725768.6833 | 0 | 0 | 0 | 0 | 0 | 0 | 0 | 0 | 0 | 0 | -88743.1518 | 0 | 0 | 0 | 0 | 0 | 0 | 0 | 0 | 0 | -108008.572 | 0 | 0 | 0 | 0 | 0 | 0 | 0
2016-02-10 03:00 | 0 | 0 | 0 | 0 | 0 | 310144.6273 | 0 | 503741 | 0 | 0 | 0 | 0 | 205359.0546 | 0 | 0 | 0 | 0 | 0 | 0 | 0 | 6620915.4624 | 0 | 0 | 0 | 0 | 0 | 0 | 0 | 0 | 0 | 0 | -88743.1518 | 0 | 0 | 0 | 0 | 0 | 0 | 0 | 0 | 0 | -104853.2209 | 0 | 0 | 0 | 0 | 0 | 0 | 0
2016-02-10 04:00 | 0 | 0 | 0 | 0 | 0 | 309901.6075 | 0 | 482147 | 0 | 0 | 0 | 0 | 294102.2064 | 0 | 0 | 0 | 0 | 0 | 0 | 0 | 6359926.9181 | 0 | 0 | 0 | 0 | 0 | 0 | 0 | 0 | 0 | 0 | 88743.1518 | 0 | 0 | 0 | 0 | 0 | 0 | 0 | 0 | 0 | -260988.5443 | 0 | 0 | 0 | 0 | 0 | 0 | 0
2016-02-10 05:00 | 0 | 0 | 0 | 0 | 0 | 331690.6331 | 0 | 464778 | 0 | 0 | 0 | 0 | 205359.0546 | 0 | 0 | 0 | 0 | 0 | 0 | 0 | 6315582.7031 | 0 | 0 | 0 | 0 | 0 | 0 | 0 | 0 | 0 | 0 | -88743.1518 | 0 | 0 | 0 | 0 | 0 | 0 | 0 | 0 | 0 | -44344.2151 | 0 | 0 | 0 | 0 | 0 | 0 | 0
2016-02-10 06:00 | 0 | 0 | 0 | 0 | 0 | 262342.2694 | 0 | 452580 | 0 | 0 | 0 | 0 | 294102.2064 | 0 | 0 | 0 | 0 | 0 | 0 | 0 | 6036601.8206 | 0 | 0 | 0 | 0 | 0 | 0 | 0 | 0 | 0 | 0 | 88743.1518 | 0 | 0 | 0 | 0 | 0 | 0 | 0 | 0 | 0 | -278980.8824 | 0 | 0 | 0 | 0 | 0 | 0 | 0
2016-02-10 07:00 | 0 | 0 | 0 | 0 | 0 | 255357.2694 | 0 | 445595 | 0 | 0 | 0 | 0 | 382845.3582 | 0 | 0 | 0 | 0 | 0 | 0 | 0 | 5757620.9382 | 0 | 0 | 0 | 0 | 0 | 0 | 0 | 0 | 0 | 0 | 88743.1518 | 0 | 0 | 0 | 0 | 0 | 0 | 0 | 0 | 0 | -278980.8824 | 0 | 0 | 0 | 0 | 0 | 0 | 0
2016-02-10 08:00 | 0 | 0 | 0 | 0 | 0 | 467244.1813 | 0 | 444200 | 0 | 0 | 0 | 0 | 294102.2064 | 0 | 0 | 0 | 0 | 0 | 0 | 0 | 5869408.2712 | 0 | 0 | 0 | 0 | 0 | 0 | 0 | 0 | 0 | 0 | -88743.1518 | 0 | 0 | 0 | 0 | 0 | 0 | 0 | 0 | 0 | 111787.3331 | 0 | 0 | 0 | 0 | 0 | 0 | 0
2016-02-10 09:00 | 0 | 0 | 0 | 0 | 0 | 488574.0302 | 0 | 449544 | 0 | 0 | 0 | 0 | 294102.2064 | 0 | 0 | 0 | 0 | 0 | 0 | 0 | 5908438.3014 | 0 | 0 | 0 | 0 | 0 | 0 | 0 | 0 | 0 | 0 | 0 | 0 | 0 | 0 | 0 | 0 | 0 | 0 | 0 | 0 | 39030.0302 | 0 | 0 | 0 | 0 | 0 | 0 | 0
2016-02-10 10:00 | 0 | 0 | 0 | 0 | 0 | 276339.2694 | 0 | 466577 | 0 | 0 | 0 | 0 | 382845.3582 | 0 | 0 | 0 | 0 | 0 | 0 | 0 | 5629457.419 | 0 | 0 | 0 | 0 | 0 | 0 | 0 | 0 | 0 | 0 | 88743.1518 | 0 | 0 | 0 | 0 | 0 | 0 | 0 | 0 | 0 | -278980.8824 | 0 | 0 | 0 | 0 | 0 | 0 | 0
2016-02-10 11:00 | 0 | 0 | 0 | 0 | 0 | 132959.9658 | 0 | 500684 | 0 | 0 | 0 | 0 | 294102.2064 | 0 | 0 | 0 | 0 | 0 | 0 | 0 | 5350476.5365 | 0 | 0 | 0 | 0 | 0 | 0 | 0 | 0 | 0 | 0 | -88743.1518 | 0 | 0 | 0 | 0 | 0 | 0 | 0 | 0 | 0 | -278980.8824 | 0 | 0 | 0 | 0 | 0 | 0 | 0
2016-02-10 12:00 | 0 | 0 | 0 | 0 | 0 | 163677.9658 | 0 | 531402 | 0 | 0 | 0 | 0 | 205359.0546 | 0 | 0 | 0 | 0 | 0 | 0 | 0 | 5071495.6541 | 0 | 0 | 0 | 0 | 0 | 0 | 0 | 0 | 0 | 0 | -88743.1518 | 0 | 0 | 0 | 0 | 0 | 0 | 0 | 0 | 0 | -278980.8824 | 0 | 0 | 0 | 0 | 0 | 0 | 0
2016-02-10 13:00 | 0 | 0 | 0 | 0 | 0 | 347226.2682 | 306.0012 | 537770 | 0 | 0 | 0 | 0 | 294102.2064 | 0 | 0 | 0 | 0 | 0 | 0 | 0 | 4792514.7717 | 0 | 0 | 0 | 0 | 0 | 0 | 0 | 0 | 0 | 0 | 88743.1518 | 0 | 0 | 0 | 0 | 0 | 0 | 0 | 0 | 0 | -278980.8824 | 0 | 0 | 0 | 0 | 0 | 0 | 0
2016-02-10 14:00 | 0 | 0 | 0 | 0 | 0 | 467590.3598 | 201996.6977 | 531182 | 0 | 0 | 0 | 0 | 382845.3582 | 0 | 0 | 0 | 0 | 0 | 0 | 0 | 4842176.6773 | 0 | 0 | 0 | 0 | 0 | 0 | 0 | 0 | 0 | 0 | 88743.1518 | 0 | 0 | 0 | 0 | 0 | 0 | 0 | 0 | 0 | 49661.9057 | 0 | 0 | 0 | 0 | 0 | 0 | 0
2016-02-10 15:00 | 0 | 0 | 0 | 0 | 0 | 0 | 689227.8324 | 523892 | 0 | 0 | 0 | 0 | 294102.2064 | 0 | 0 | 0 | 0 | 0 | 0 | 0 | 5096255.6615 | 0 | 0 | 0 | 0 | 0 | 0 | 0 | 0 | 0 | 0 | -88743.1518 | 0 | 0 | 0 | 0 | 0 | 0 | 0 | 0 | 0 | 254078.9842 | 0 | 0 | 0 | 0 | 0 | 0 | 0
2016-02-10 16:00 | 0 | 0 | 0 | 0 | 0 | 0 | 750477.296 | 511822 | 0 | 0 | 0 | 0 | 382845.3582 | 0 | 0 | 0 | 0 | 0 | 0 | 0 | 5246167.8057 | 0 | 0 | 0 | 0 | 0 | 0 | 0 | 0 | 0 | 0 | 88743.1518 | 0 | 0 | 0 | 0 | 0 | 0 | 0 | 0 | 0 | 149912.1442 | 0 | 0 | 0 | 0 | 0 | 0 | 0
2016-02-10 17:00 | 0 | 0 | 0 | 0 | 0 | 0 | 737967.7925 | 499374 | 0 | 0 | 0 | 0 | 382845.3582 | 0 | 0 | 0 | 0 | 0 | 0 | 0 | 5484761.5982 | 0 | 0 | 0 | 0 | 0 | 0 | 0 | 0 | 0 | 0 | 0 | 0 | 0 | 0 | 0 | 0 | 0 | 0 | 0 | 0 | 238593.7925 | 0 | 0 | 0 | 0 | 0 | 0 | 0
2016-02-10 18:00 | 0 | 0 | 0 | 0 | 0 | 0 | 703202.7226 | 492133 | 0 | 0 | 0 | 0 | 314934.1984 | 0 | 0 | 0 | 0 | 0 | 0 | 0 | 5763742.4807 | 0 | 0 | 0 | 0 | 0 | 0 | 0 | 0 | 0 | 0 | -67911.1598 | 0 | 0 | 0 | 0 | 0 | 0 | 0 | 0 | 0 | 278980.8824 | 0 | 0 | 0 | 0 | 0 | 0 | 0
2016-02-10 19:00 | 0 | 0 | 0 | 0 | 0 | 0 | 687159.3198 | 486135 | 0 | 0 | 0 | 0 | 236977.6358 | 0 | 0 | 0 | 0 | 0 | 0 | 0 | 6042723.3631 | 0 | 0 | 0 | 0 | 0 | 0 | 0 | 0 | 0 | 0 | -77956.5627 | 0 | 0 | 0 | 0 | 0 | 0 | 0 | 0 | 0 | 278980.8824 | 0 | 0 | 0 | 0 | 0 | 0 | 0
2016-02-10 20:00 | 0 | 0 | 0 | 0 | 0 | 0 | 699363.9265 | 483900 | 0 | 0 | 0 | 0 | 294102.2064 | 0 | 0 | 0 | 0 | 0 | 0 | 0 | 6201062.719 | 0 | 0 | 0 | 0 | 0 | 0 | 0 | 0 | 0 | 0 | 57124.5707 | 0 | 0 | 0 | 0 | 0 | 0 | 0 | 0 | 0 | 158339.3558 | 0 | 0 | 0 | 0 | 0 | 0 | 0
2016-02-10 21:00 | 0 | 0 | 0 | 0 | 0 | 0 | 721028.1242 | 485523 | 0 | 0 | 0 | 0 | 382845.3582 | 0 | 0 | 0 | 0 | 0 | 0 | 0 | 6347824.6914 | 0 | 0 | 0 | 0 | 0 | 0 | 0 | 0 | 0 | 0 | 88743.1518 | 0 | 0 | 0 | 0 | 0 | 0 | 0 | 0 | 0 | 146761.9724 | 0 | 0 | 0 | 0 | 0 | 0 | 0
2016-02-10 22:00 | 0 | 0 | 0 | 0 | 0 | 0 | 675957.2905 | 497609 | 0 | 0 | 0 | 0 | 294102.2064 | 0 | 0 | 0 | 0 | 0 | 0 | 0 | 6614916.1337 | 0 | 0 | 0 | 0 | 0 | 0 | 0 | 0 | 0 | 0 | -88743.1518 | 0 | 0 | 0 | 0 | 0 | 0 | 0 | 0 | 0 | 267091.4423 | 0 | 0 | 0 | 0 | 0 | 0 | 0
2016-02-10 23:00 | 0 | 0 | 0 | 0 | 0 | 0 | 391714.7311 | 518119 | 0 | 0 | 0 | 0 | 382845.3582 | 0 | 0 | 0 | 0 | 0 | 0 | 0 | 6399768.713 | 0 | 0 | 0 | 0 | 0 | 0 | 0 | 0 | 0 | 0 | 88743.1518 | 0 | 0 | 0 | 0 | 0 | 0 | 0 | 0 | 0 | -215147.4207 | 0 | 0 | 0 | 0 | 0 | 0 | 0
2016-02-11 | 0 | 0 | 0 | 0 | 0 | 529918.4209 | 52298.6815 | 530898 | 0 | 0 | 0 | 0 | 382845.3582 | 0 | 0 | 0 | 0 | 0 | 0 | 0 | 6451087.8154 | 0 | 0 | 0 | 0 | 0 | 0 | 0 | 0 | 0 | 0 | 0 | 0 | 0 | 0 | 0 | 0 | 0 | 0 | 0 | 0 | 51319.1024 | 0 | 0 | 0 | 0 | 0 | 0 | 0
2016-02-11 01:00 | 0 | 0 | 0 | 0 | 0 | 537082.7557 | 0 | 533120 | 0 | 0 | 0 | 0 | 294102.2064 | 0 | 0 | 0 | 0 | 0 | 0 | 0 | 6543793.723 | 0 | 0 | 0 | 0 | 0 | 0 | 0 | 0 | 0 | 0 | -88743.1518 | 0 | 0 | 0 | 0 | 0 | 0 | 0 | 0 | 0 | 92705.9075 | 0 | 0 | 0 | 0 | 0 | 0 | 0
2016-02-11 02:00 | 0 | 0 | 0 | 0 | 0 | 158248.9658 | 0 | 525973 | 0 | 0 | 0 | 0 | 205359.0546 | 0 | 0 | 0 | 0 | 0 | 0 | 0 | 6264812.8405 | 0 | 0 | 0 | 0 | 0 | 0 | 0 | 0 | 0 | 0 | -88743.1518 | 0 | 0 | 0 | 0 | 0 | 0 | 0 | 0 | 0 | -278980.8824 | 0 | 0 | 0 | 0 | 0 | 0 | 0
2016-02-11 03:00 | 0 | 0 | 0 | 0 | 0 | 515197.2917 | 0 | 508875 | 0 | 0 | 0 | 0 | 294102.2064 | 0 | 0 | 0 | 0 | 0 | 0 | 0 | 6182391.9804 | 0 | 0 | 0 | 0 | 0 | 0 | 0 | 0 | 0 | 0 | 88743.1518 | 0 | 0 | 0 | 0 | 0 | 0 | 0 | 0 | 0 | -82420.8601 | 0 | 0 | 0 | 0 | 0 | 0 | 0
2016-02-11 04:00 | 0 | 0 | 0 | 0 | 0 | 296355.2694 | 0 | 486593 | 0 | 0 | 0 | 0 | 382845.3582 | 0 | 0 | 0 | 0 | 0 | 0 | 0 | 5903411.098 | 0 | 0 | 0 | 0 | 0 | 0 | 0 | 0 | 0 | 0 | 88743.1518 | 0 | 0 | 0 | 0 | 0 | 0 | 0 | 0 | 0 | -278980.8824 | 0 | 0 | 0 | 0 | 0 | 0 | 0
2016-02-11 05:00 | 0 | 0 | 0 | 0 | 0 | 189619.1176 | 0 | 468600 | 0 | 0 | 0 | 0 | 382845.3582 | 0 | 0 | 0 | 0 | 0 | 0 | 0 | 5624430.2155 | 0 | 0 | 0 | 0 | 0 | 0 | 0 | 0 | 0 | 0 | 0 | 0 | 0 | 0 | 0 | 0 | 0 | 0 | 0 | 0 | -278980.8824 | 0 | 0 | 0 | 0 | 0 | 0 | 0
2016-02-11 06:00 | 0 | 0 | 0 | 0 | 0 | 440946.2002 | 0 | 457292 | 0 | 0 | 0 | 0 | 294102.2064 | 0 | 0 | 0 | 0 | 0 | 0 | 0 | 5696827.5675 | 0 | 0 | 0 | 0 | 0 | 0 | 0 | 0 | 0 | 0 | -88743.1518 | 0 | 0 | 0 | 0 | 0 | 0 | 0 | 0 | 0 | 72397.352 | 0 | 0 | 0 | 0 | 0 | 0 | 0
2016-02-11 07:00 | 0 | 0 | 0 | 0 | 0 | 420306.0659 | 0 | 449932 | 0 | 0 | 0 | 0 | 382845.3582 | 0 | 0 | 0 | 0 | 0 | 0 | 0 | 5578458.4817 | 0 | 0 | 0 | 0 | 0 | 0 | 0 | 0 | 0 | 0 | 88743.1518 | 0 | 0 | 0 | 0 | 0 | 0 | 0 | 0 | 0 | -118369.0859 | 0 | 0 | 0 | 0 | 0 | 0 | 0
2016-02-11 08:00 | 0 | 0 | 0 | 0 | 0 | 398828.9459 | 0 | 447546 | 0 | 0 | 0 | 0 | 294102.2064 | 0 | 0 | 0 | 0 | 0 | 0 | 0 | 5618484.5794 | 0 | 0 | 0 | 0 | 0 | 0 | 0 | 0 | 0 | 0 | -88743.1518 | 0 | 0 | 0 | 0 | 0 | 0 | 0 | 0 | 0 | 40026.0977 | 0 | 0 | 0 | 0 | 0 | 0 | 0
2016-02-11 09:00 | 0 | 0 | 0 | 0 | 0 | 83642.9658 | 0 | 451367 | 0 | 0 | 0 | 0 | 205359.0546 | 0 | 0 | 0 | 0 | 0 | 0 | 0 | 5339503.697 | 0 | 0 | 0 | 0 | 0 | 0 | 0 | 0 | 0 | 0 | -88743.1518 | 0 | 0 | 0 | 0 | 0 | 0 | 0 | 0 | 0 | -278980.8824 | 0 | 0 | 0 | 0 | 0 | 0 | 0
2016-02-11 10:00 | 0 | 0 | 0 | 0 | 0 | 372174.2874 | 0 | 468521 | 0 | 0 | 0 | 0 | 294102.2064 | 0 | 0 | 0 | 0 | 0 | 0 | 0 | 5154413.8325 | 0 | 0 | 0 | 0 | 0 | 0 | 0 | 0 | 0 | 0 | 88743.1518 | 0 | 0 | 0 | 0 | 0 | 0 | 0 | 0 | 0 | -185089.8644 | 0 | 0 | 0 | 0 | 0 | 0 | 0
2016-02-11 11:00 | 0 | 0 | 0 | 0 | 0 | 363558.715 | 0 | 502753 | 0 | 0 | 0 | 0 | 294102.2064 | 0 | 0 | 0 | 0 | 0 | 0 | 0 | 5015219.5475 | 0 | 0 | 0 | 0 | 0 | 0 | 0 | 0 | 0 | 0 | 0 | 0 | 0 | 0 | 0 | 0 | 0 | 0 | 0 | 0 | -139194.285 | 0 | 0 | 0 | 0 | 0 | 0 | 0
2016-02-11 12:00 | 0 | 0 | 0 | 0 | 0 | 354405.3309 | 0 | 530737 | 0 | 0 | 0 | 0 | 382845.3582 | 0 | 0 | 0 | 0 | 0 | 0 | 0 | 4750144.7267 | 0 | 0 | 0 | 0 | 0 | 0 | 0 | 0 | 0 | 0 | 88743.1518 | 0 | 0 | 0 | 0 | 0 | 0 | 0 | 0 | 0 | -265074.8209 | 0 | 0 | 0 | 0 | 0 | 0 | 0
2016-02-11 13:00 | 0 | 0 | 0 | 0 | 0 | 336639.6223 | 365.4073 | 533208 | 0 | 0 | 0 | 0 | 382845.3582 | 0 | 0 | 0 | 0 | 0 | 0 | 0 | 4553941.7562 | 0 | 0 | 0 | 0 | 0 | 0 | 0 | 0 | 0 | 0 | 0 | 0 | 0 | 0 | 0 | 0 | 0 | 0 | 0 | 0 | -196202.9705 | 0 | 0 | 0 | 0 | 0 | 0 | 0
2016-02-11 14:00 | 0 | 0 | 0 | 0 | 0 | 0 | 212469.5544 | 523308 | 0 | 0 | 0 | 0 | 350987.7951 | 0 | 0 | 0 | 0 | 0 | 0 | 0 | 4274960.8737 | 0 | 0 | 0 | 0 | 0 | 0 | 0 | 0 | 0 | 0 | -31857.5632 | 0 | 0 | 0 | 0 | 0 | 0 | 0 | 0 | 0 | -278980.8824 | 0 | 0 | 0 | 0 | 0 | 0 | 0
2016-02-11 15:00 | 0 | 0 | 0 | 0 | 0 | 162196.3899 | 661359.0557 | 512717 | 0 | 0 | 0 | 0 | 382845.3582 | 0 | 0 | 0 | 0 | 0 | 0 | 0 | 4553941.7562 | 0 | 0 | 0 | 0 | 0 | 0 | 0 | 0 | 0 | 0 | 31857.5632 | 0 | 0 | 0 | 0 | 0 | 0 | 0 | 0 | 0 | 278980.8824 | 0 | 0 | 0 | 0 | 0 | 0 | 0
2016-02-11 16:00 | 0 | 0 | 0 | 0 | 0 | 0 | 728094.8971 | 499570 | 0 | 0 | 0 | 0 | 332775.6514 | 0 | 0 | 0 | 0 | 0 | 0 | 0 | 4832536.3601 | 0 | 0 | 0 | 0 | 0 | 0 | 0 | 0 | 0 | 0 | -50069.7068 | 0 | 0 | 0 | 0 | 0 | 0 | 0 | 0 | 0 | 278594.6039 | 0 | 0 | 0 | 0 | 0 | 0 | 0
2016-02-11 17:00 | 0 | 0 | 0 | 0 | 0 | 0 | 728214.4375 | 487907 | 0 | 0 | 0 | 0 | 294102.2064 | 0 | 0 | 0 | 0 | 0 | 0 | 0 | 5111517.2425 | 0 | 0 | 0 | 0 | 0 | 0 | 0 | 0 | 0 | 0 | -38673.445 | 0 | 0 | 0 | 0 | 0 | 0 | 0 | 0 | 0 | 278980.8824 | 0 | 0 | 0 | 0 | 0 | 0 | 0
2016-02-11 18:00 | 0 | 0 | 0 | 0 | 0 | 0 | 700742.74 | 479400 | 0 | 0 | 0 | 0 | 382845.3582 | 0 | 0 | 0 | 0 | 0 | 0 | 0 | 5244116.8308 | 0 | 0 | 0 | 0 | 0 | 0 | 0 | 0 | 0 | 0 | 88743.1518 | 0 | 0 | 0 | 0 | 0 | 0 | 0 | 0 | 0 | 132599.5882 | 0 | 0 | 0 | 0 | 0 | 0 | 0
2016-02-11 19:00 | 0 | 0 | 0 | 0 | 0 | 0 | 684868.0051 | 473142 | 0 | 0 | 0 | 0 | 315590.4809 | 0 | 0 | 0 | 0 | 0 | 0 | 0 | 5523097.7132 | 0 | 0 | 0 | 0 | 0 | 0 | 0 | 0 | 0 | 0 | -67254.8774 | 0 | 0 | 0 | 0 | 0 | 0 | 0 | 0 | 0 | 278980.8824 | 0 | 0 | 0 | 0 | 0 | 0 | 0
2016-02-11 20:00 | 0 | 0 | 0 | 0 | 0 | 0 | 694621.1411 | 469165 | 0 | 0 | 0 | 0 | 294102.2064 | 0 | 0 | 0 | 0 | 0 | 0 | 0 | 5770042.1287 | 0 | 0 | 0 | 0 | 0 | 0 | 0 | 0 | 0 | 0 | -21488.2744 | 0 | 0 | 0 | 0 | 0 | 0 | 0 | 0 | 0 | 246944.4155 | 0 | 0 | 0 | 0 | 0 | 0 | 0
2016-02-11 21:00 | 0 | 0 | 0 | 0 | 0 | 0 | 713953.639 | 471140 | 0 | 0 | 0 | 0 | 382845.3582 | 0 | 0 | 0 | 0 | 0 | 0 | 0 | 5924112.6159 | 0 | 0 | 0 | 0 | 0 | 0 | 0 | 0 | 0 | 0 | 88743.1518 | 0 | 0 | 0 | 0 | 0 | 0 | 0 | 0 | 0 | 154070.4872 | 0 | 0 | 0 | 0 | 0 | 0 | 0
2016-02-11 22:00 | 0 | 0 | 0 | 0 | 0 | 0 | 655405.541 | 481798 | 0 | 0 | 0 | 0 | 294102.2064 | 0 | 0 | 0 | 0 | 0 | 0 | 0 | 6186463.3087 | 0 | 0 | 0 | 0 | 0 | 0 | 0 | 0 | 0 | 0 | -88743.1518 | 0 | 0 | 0 | 0 | 0 | 0 | 0 | 0 | 0 | 262350.6928 | 0 | 0 | 0 | 0 | 0 | 0 | 0
2016-02-11 23:00 | 0 | 0 | 0 | 0 | 0 | 0 | 376096.0515 | 501780 | 0 | 0 | 0 | 0 | 205359.0546 | 0 | 0 | 0 | 0 | 0 | 0 | 0 | 6149522.512 | 0 | 0 | 0 | 0 | 0 | 0 | 0 | 0 | 0 | 0 | -88743.1518 | 0 | 0 | 0 | 0 | 0 | 0 | 0 | 0 | 0 | -36940.7967 | 0 | 0 | 0 | 0 | 0 | 0 | 0
2016-02-12 | 0 | 0 | 0 | 0 | 0 | 282367.7631 | 38490.8161 | 515314 | 0 | 0 | 0 | 0 | 222015.7854 | 0 | 0 | 0 | 0 | 0 | 0 | 0 | 5938410.3604 | 0 | 0 | 0 | 0 | 0 | 0 | 0 | 0 | 0 | 0 | 16656.7308 | 0 | 0 | 0 | 0 | 0 | 0 | 0 | 0 | 0 | -211112.1515 | 0 | 0 | 0 | 0 | 0 | 0 | 0
2016-02-12 01:00 | 0 | 0 | 0 | 0 | 0 | 283538.6723 | 0 | 517658 | 0 | 0 | 0 | 0 | 266877.3401 | 0 | 0 | 0 | 0 | 0 | 0 | 0 | 5659429.478 | 0 | 0 | 0 | 0 | 0 | 0 | 0 | 0 | 0 | 0 | 44861.5547 | 0 | 0 | 0 | 0 | 0 | 0 | 0 | 0 | 0 | -278980.8824 | 0 | 0 | 0 | 0 | 0 | 0 | 0
2016-02-12 02:00 | 0 | 0 | 0 | 0 | 0 | 273260.878 | 0 | 510551 | 0 | 0 | 0 | 0 | 178134.1883 | 0 | 0 | 0 | 0 | 0 | 0 | 0 | 5510882.5077 | 0 | 0 | 0 | 0 | 0 | 0 | 0 | 0 | 0 | 0 | -88743.1518 | 0 | 0 | 0 | 0 | 0 | 0 | 0 | 0 | 0 | -148546.9702 | 0 | 0 | 0 | 0 | 0 | 0 | 0
2016-02-12 03:00 | 0 | 0 | 0 | 0 | 0 | 255396.5476 | 0 | 492901 | 0 | 0 | 0 | 0 | 219610.6184 | 0 | 0 | 0 | 0 | 0 | 0 | 0 | 5231901.6253 | 0 | 0 | 0 | 0 | 0 | 0 | 0 | 0 | 0 | 0 | 41476.43 | 0 | 0 | 0 | 0 | 0 | 0 | 0 | 0 | 0 | -278980.8824 | 0 | 0 | 0 | 0 | 0 | 0 | 0
2016-02-12 04:00 | 0 | 0 | 0 | 0 | 0 | 239281.9546 | 0 | 471644 | 0 | 0 | 0 | 0 | 266229.4554 | 0 | 0 | 0 | 0 | 0 | 0 | 0 | 4952920.7429 | 0 | 0 | 0 | 0 | 0 | 0 | 0 | 0 | 0 | 0 | 46618.837 | 0 | 0 | 0 | 0 | 0 | 0 | 0 | 0 | 0 | -278980.8824 | 0 | 0 | 0 | 0 | 0 | 0 | 0
2016-02-12 05:00 | 0 | 0 | 0 | 0 | 0 | 84093.9658 | 0 | 451818 | 0 | 0 | 0 | 0 | 177486.3036 | 0 | 0 | 0 | 0 | 0 | 0 | 0 | 4673939.8604 | 0 | 0 | 0 | 0 | 0 | 0 | 0 | 0 | 0 | 0 | -88743.1518 | 0 | 0 | 0 | 0 | 0 | 0 | 0 | 0 | 0 | -278980.8824 | 0 | 0 | 0 | 0 | 0 | 0 | 0
2016-02-12 06:00 | 0 | 0 | 0 | 0 | 0 | 243220.2038 | 0 | 438740 | 0 | 0 | 0 | 0 | 88743.1518 | 0 | 0 | 0 | 0 | 0 | 0 | 0 | 4567163.216 | 0 | 0 | 0 | 0 | 0 | 0 | 0 | 0 | 0 | 0 | -88743.1518 | 0 | 0 | 0 | 0 | 0 | 0 | 0 | 0 | 0 | -106776.6444 | 0 | 0 | 0 | 0 | 0 | 0 | 0
2016-02-12 07:00 | 0 | 0 | 0 | 0 | 0 | 62931.9658 | 0 | 430656 | 0 | 0 | 0 | 0 | 0 | 0 | 0 | 0 | 0 | 0 | 0 | 0 | 4288182.3336 | 0 | 0 | 0 | 0 | 0 | 0 | 0 | 0 | 0 | 0 | -88743.1518 | 0 | 0 | 0 | 0 | 0 | 0 | 0 | 0 | 0 | -278980.8824 | 0 | 0 | 0 | 0 | 0 | 0 | 0
2016-02-12 08:00 | 0 | 0 | 0 | 0 | 0 | 286166.6656 | 0 | 426606 | 0 | 0 | 0 | 0 | 0 | 0 | 0 | 0 | 0 | 0 | 0 | 0 | 4147742.9992 | 0 | 0 | 0 | 0 | 0 | 0 | 0 | 0 | 0 | 0 | 0 | 0 | 0 | 0 | 0 | 0 | 0 | 0 | 0 | 0 | -140439.3344 | 0 | 0 | 0 | 0 | 0 | 0 | 0
2016-02-12 09:00 | 0 | 0 | 0 | 0 | 0 | 315758.1381 | 0 | 429427 | 0 | 0 | 0 | 0 | 88743.1518 | 0 | 0 | 0 | 0 | 0 | 0 | 0 | 3945330.9855 | 0 | 0 | 0 | 0 | 0 | 0 | 0 | 0 | 0 | 0 | 88743.1518 | 0 | 0 | 0 | 0 | 0 | 0 | 0 | 0 | 0 | -202412.0137 | 0 | 0 | 0 | 0 | 0 | 0 | 0
2016-02-12 10:00 | 0 | 0 | 0 | 0 | 0 | 76462.9658 | 0 | 444187 | 0 | 0 | 0 | 0 | 0 | 0 | 0 | 0 | 0 | 0 | 0 | 0 | 3666350.1031 | 0 | 0 | 0 | 0 | 0 | 0 | 0 | 0 | 0 | 0 | -88743.1518 | 0 | 0 | 0 | 0 | 0 | 0 | 0 | 0 | 0 | -278980.8824 | 0 | 0 | 0 | 0 | 0 | 0 | 0
2016-02-12 11:00 | 0 | 0 | 0 | 0 | 0 | 369943.433 | 0 | 475473 | 0 | 0 | 0 | 0 | 0 | 0 | 0 | 0 | 0 | 0 | 0 | 0 | 3560820.5361 | 0 | 0 | 0 | 0 | 0 | 0 | 0 | 0 | 0 | 0 | 0 | 0 | 0 | 0 | 0 | 0 | 0 | 0 | 0 | 0 | -105529.567 | 0 | 0 | 0 | 0 | 0 | 0 | 0
2016-02-12 12:00 | 0 | 0 | 0 | 0 | 0 | 382317.7186 | 0 | 502426 | 0 | 0 | 0 | 0 | 88743.1518 | 0 | 0 | 0 | 0 | 0 | 0 | 0 | 3351969.1029 | 0 | 0 | 0 | 0 | 0 | 0 | 0 | 0 | 0 | 0 | 88743.1518 | 0 | 0 | 0 | 0 | 0 | 0 | 0 | 0 | 0 | -208851.4332 | 0 | 0 | 0 | 0 | 0 | 0 | 0
2016-02-12 13:00 | 0 | 0 | 0 | 0 | 0 | 368036.8517 | 458.8263 | 508523 | 0 | 0 | 0 | 0 | 177486.3036 | 0 | 0 | 0 | 0 | 0 | 0 | 0 | 3123198.6291 | 0 | 0 | 0 | 0 | 0 | 0 | 0 | 0 | 0 | 0 | 88743.1518 | 0 | 0 | 0 | 0 | 0 | 0 | 0 | 0 | 0 | -228770.4738 | 0 | 0 | 0 | 0 | 0 | 0 | 0
2016-02-12 14:00 | 0 | 0 | 0 | 0 | 0 | 322454.1011 | 193861.1342 | 506503 | 0 | 0 | 0 | 0 | 266229.4554 | 0 | 0 | 0 | 0 | 0 | 0 | 0 | 3044267.7127 | 0 | 0 | 0 | 0 | 0 | 0 | 0 | 0 | 0 | 0 | 88743.1518 | 0 | 0 | 0 | 0 | 0 | 0 | 0 | 0 | 0 | -78930.9164 | 0 | 0 | 0 | 0 | 0 | 0 | 0
2016-02-12 15:00 | 0 | 0 | 0 | 0 | 0 | 0 | 661308.6467 | 502566 | 0 | 0 | 0 | 0 | 257806.0614 | 0 | 0 | 0 | 0 | 0 | 0 | 0 | 3211433.7533 | 0 | 0 | 0 | 0 | 0 | 0 | 0 | 0 | 0 | 0 | -8423.394 | 0 | 0 | 0 | 0 | 0 | 0 | 0 | 0 | 0 | 167166.0407 | 0 | 0 | 0 | 0 | 0 | 0 | 0
2016-02-12 16:00 | 0 | 0 | 0 | 0 | 0 | 137768.4228 | 725491.6114 | 495536 | 0 | 0 | 0 | 0 | 346549.2132 | 0 | 0 | 0 | 0 | 0 | 0 | 0 | 3490414.6357 | 0 | 0 | 0 | 0 | 0 | 0 | 0 | 0 | 0 | 0 | 88743.1518 | 0 | 0 | 0 | 0 | 0 | 0 | 0 | 0 | 0 | 278980.8824 | 0 | 0 | 0 | 0 | 0 | 0 | 0
2016-02-12 17:00 | 0 | 0 | 0 | 0 | 0 | 0 | 713283.8757 | 486750 | 0 | 0 | 0 | 0 | 294102.2064 | 0 | 0 | 0 | 0 | 0 | 0 | 0 | 3769395.5182 | 0 | 0 | 0 | 0 | 0 | 0 | 0 | 0 | 0 | 0 | -52447.0067 | 0 | 0 | 0 | 0 | 0 | 0 | 0 | 0 | 0 | 278980.8824 | 0 | 0 | 0 | 0 | 0 | 0 | 0
2016-02-12 18:00 | 0 | 0 | 0 | 0 | 0 | 0 | 688524.4638 | 481045 | 0 | 0 | 0 | 0 | 382845.3582 | 0 | 0 | 0 | 0 | 0 | 0 | 0 | 3888131.8302 | 0 | 0 | 0 | 0 | 0 | 0 | 0 | 0 | 0 | 0 | 88743.1518 | 0 | 0 | 0 | 0 | 0 | 0 | 0 | 0 | 0 | 118736.312 | 0 | 0 | 0 | 0 | 0 | 0 | 0
2016-02-12 19:00 | 0 | 0 | 0 | 0 | 0 | 0 | 676557.0516 | 477507 | 0 | 0 | 0 | 0 | 302914.5274 | 0 | 0 | 0 | 0 | 0 | 0 | 0 | 4167112.7126 | 0 | 0 | 0 | 0 | 0 | 0 | 0 | 0 | 0 | 0 | -79930.8308 | 0 | 0 | 0 | 0 | 0 | 0 | 0 | 0 | 0 | 278980.8824 | 0 | 0 | 0 | 0 | 0 | 0 | 0
2016-02-12 20:00 | 0 | 0 | 0 | 0 | 0 | 0 | 688697.0413 | 475470 | 0 | 0 | 0 | 0 | 382845.3582 | 0 | 0 | 0 | 0 | 0 | 0 | 0 | 4300408.9231 | 0 | 0 | 0 | 0 | 0 | 0 | 0 | 0 | 0 | 0 | 79930.8308 | 0 | 0 | 0 | 0 | 0 | 0 | 0 | 0 | 0 | 133296.2105 | 0 | 0 | 0 | 0 | 0 | 0 | 0
2016-02-12 21:00 | 0 | 0 | 0 | 0 | 0 | 0 | 708198.4523 | 475511 | 0 | 0 | 0 | 0 | 382845.3582 | 0 | 0 | 0 | 0 | 0 | 0 | 0 | 4533096.3753 | 0 | 0 | 0 | 0 | 0 | 0 | 0 | 0 | 0 | 0 | 0 | 0 | 0 | 0 | 0 | 0 | 0 | 0 | 0 | 0 | 232687.4523 | 0 | 0 | 0 | 0 | 0 | 0 | 0
2016-02-12 22:00 | 0 | 0 | 0 | 0 | 0 | 0 | 661130.2346 | 480587 | 0 | 0 | 0 | 0 | 294102.2064 | 0 | 0 | 0 | 0 | 0 | 0 | 0 | 4802382.7617 | 0 | 0 | 0 | 0 | 0 | 0 | 0 | 0 | 0 | 0 | -88743.1518 | 0 | 0 | 0 | 0 | 0 | 0 | 0 | 0 | 0 | 269286.3864 | 0 | 0 | 0 | 0 | 0 | 0 | 0
2016-02-12 23:00 | 0 | 0 | 0 | 0 | 0 | 0 | 431851.6964 | 492585 | 0 | 0 | 0 | 0 | 205359.0546 | 0 | 0 | 0 | 0 | 0 | 0 | 0 | 4830392.6099 | 0 | 0 | 0 | 0 | 0 | 0 | 0 | 0 | 0 | 0 | -88743.1518 | 0 | 0 | 0 | 0 | 0 | 0 | 0 | 0 | 0 | 28009.8482 | 0 | 0 | 0 | 0 | 0 | 0 | 0
2016-02-13 | 0 | 0 | 0 | 0 | 0 | 455953.1266 | 67259.1978 | 499809 | 0 | 0 | 0 | 0 | 116615.9029 | 0 | 0 | 0 | 0 | 0 | 0 | 0 | 4942539.0862 | 0 | 0 | 0 | 0 | 0 | 0 | 0 | 0 | 0 | 0 | -88743.1518 | 0 | 0 | 0 | 0 | 0 | 0 | 0 | 0 | 0 | 112146.4763 | 0 | 0 | 0 | 0 | 0 | 0 | 0
2016-02-13 01:00 | 0 | 0 | 0 | 0 | 0 | 308493.2457 | 0.023682 | 498731 | 0 | 0 | 0 | 0 | 205359.0546 | 0 | 0 | 0 | 0 | 0 | 0 | 0 | 4663558.2037 | 0 | 0 | 0 | 0 | 0 | 0 | 0 | 0 | 0 | 0 | 88743.1518 | 0 | 0 | 0 | 0 | 0 | 0 | 0 | 0 | 0 | -278980.8824 | 0 | 0 | 0 | 0 | 0 | 0 | 0
2016-02-13 02:00 | 0 | 0 | 0 | 0 | 0 | 301682.2694 | 0 | 491920 | 0 | 0 | 0 | 0 | 294102.2064 | 0 | 0 | 0 | 0 | 0 | 0 | 0 | 4384577.3213 | 0 | 0 | 0 | 0 | 0 | 0 | 0 | 0 | 0 | 0 | 88743.1518 | 0 | 0 | 0 | 0 | 0 | 0 | 0 | 0 | 0 | -278980.8824 | 0 | 0 | 0 | 0 | 0 | 0 | 0
2016-02-13 03:00 | 0 | 0 | 0 | 0 | 0 | 432559.279 | 0 | 479170 | 0 | 0 | 0 | 0 | 382845.3582 | 0 | 0 | 0 | 0 | 0 | 0 | 0 | 4249223.4485 | 0 | 0 | 0 | 0 | 0 | 0 | 0 | 0 | 0 | 0 | 88743.1518 | 0 | 0 | 0 | 0 | 0 | 0 | 0 | 0 | 0 | -135353.8728 | 0 | 0 | 0 | 0 | 0 | 0 | 0
2016-02-13 04:00 | 0 | 0 | 0 | 0 | 0 | 412760.7788 | 0 | 462280 | 0 | 0 | 0 | 0 | 294102.2064 | 0 | 0 | 0 | 0 | 0 | 0 | 0 | 4288447.3791 | 0 | 0 | 0 | 0 | 0 | 0 | 0 | 0 | 0 | 0 | -88743.1518 | 0 | 0 | 0 | 0 | 0 | 0 | 0 | 0 | 0 | 39223.9306 | 0 | 0 | 0 | 0 | 0 | 0 | 0
2016-02-13 05:00 | 0 | 0 | 0 | 0 | 0 | 255913.2694 | 0 | 446151 | 0 | 0 | 0 | 0 | 382845.3582 | 0 | 0 | 0 | 0 | 0 | 0 | 0 | 4009466.4967 | 0 | 0 | 0 | 0 | 0 | 0 | 0 | 0 | 0 | 0 | 88743.1518 | 0 | 0 | 0 | 0 | 0 | 0 | 0 | 0 | 0 | -278980.8824 | 0 | 0 | 0 | 0 | 0 | 0 | 0
2016-02-13 06:00 | 0 | 0 | 0 | 0 | 0 | 66292.9658 | 0 | 434017 | 0 | 0 | 0 | 0 | 294102.2064 | 0 | 0 | 0 | 0 | 0 | 0 | 0 | 3730485.6142 | 0 | 0 | 0 | 0 | 0 | 0 | 0 | 0 | 0 | 0 | -88743.1518 | 0 | 0 | 0 | 0 | 0 | 0 | 0 | 0 | 0 | -278980.8824 | 0 | 0 | 0 | 0 | 0 | 0 | 0
2016-02-13 07:00 | 0 | 0 | 0 | 0 | 0 | 58844.9658 | 0 | 426569 | 0 | 0 | 0 | 0 | 205359.0546 | 0 | 0 | 0 | 0 | 0 | 0 | 0 | 3451504.7318 | 0 | 0 | 0 | 0 | 0 | 0 | 0 | 0 | 0 | 0 | -88743.1518 | 0 | 0 | 0 | 0 | 0 | 0 | 0 | 0 | 0 | -278980.8824 | 0 | 0 | 0 | 0 | 0 | 0 | 0
2016-02-13 08:00 | 0 | 0 | 0 | 0 | 0 | 343455.9023 | 0 | 423312 | 0 | 0 | 0 | 0 | 294102.2064 | 0 | 0 | 0 | 0 | 0 | 0 | 0 | 3282905.4823 | 0 | 0 | 0 | 0 | 0 | 0 | 0 | 0 | 0 | 0 | 88743.1518 | 0 | 0 | 0 | 0 | 0 | 0 | 0 | 0 | 0 | -168599.2495 | 0 | 0 | 0 | 0 | 0 | 0 | 0
2016-02-13 09:00 | 0 | 0 | 0 | 0 | 0 | 339867.8476 | 0 | 425077 | 0 | 0 | 0 | 0 | 205359.0546 | 0 | 0 | 0 | 0 | 0 | 0 | 0 | 3286439.4817 | 0 | 0 | 0 | 0 | 0 | 0 | 0 | 0 | 0 | 0 | -88743.1518 | 0 | 0 | 0 | 0 | 0 | 0 | 0 | 0 | 0 | 3533.9994 | 0 | 0 | 0 | 0 | 0 | 0 | 0
2016-02-13 10:00 | 0 | 0 | 0 | 0 | 0 | 342450.794 | 0 | 432371 | 0 | 0 | 0 | 0 | 294102.2064 | 0 | 0 | 0 | 0 | 0 | 0 | 0 | 3107776.1238 | 0 | 0 | 0 | 0 | 0 | 0 | 0 | 0 | 0 | 0 | 88743.1518 | 0 | 0 | 0 | 0 | 0 | 0 | 0 | 0 | 0 | -178663.3578 | 0 | 0 | 0 | 0 | 0 | 0 | 0
2016-02-13 11:00 | 0 | 0 | 0 | 0 | 0 | 77944.9658 | 0 | 445669 | 0 | 0 | 0 | 0 | 205359.0546 | 0 | 0 | 0 | 0 | 0 | 0 | 0 | 2828795.2414 | 0 | 0 | 0 | 0 | 0 | 0 | 0 | 0 | 0 | 0 | -88743.1518 | 0 | 0 | 0 | 0 | 0 | 0 | 0 | 0 | 0 | -278980.8824 | 0 | 0 | 0 | 0 | 0 | 0 | 0
2016-02-13 12:00 | 0 | 0 | 0 | 0 | 0 | 362077.3696 | 0 | 462097 | 0 | 0 | 0 | 0 | 116615.9029 | 0 | 0 | 0 | 0 | 0 | 0 | 0 | 2817518.7628 | 0 | 0 | 0 | 0 | 0 | 0 | 0 | 0 | 0 | 0 | -88743.1518 | 0 | 0 | 0 | 0 | 0 | 0 | 0 | 0 | 0 | -11276.4786 | 0 | 0 | 0 | 0 | 0 | 0 | 0
2016-02-13 13:00 | 0 | 0 | 0 | 0 | 0 | 285381.3949 | 557.8745 | 476177 | 0 | 0 | 0 | 0 | 205359.0546 | 0 | 0 | 0 | 0 | 0 | 0 | 0 | 2538537.8804 | 0 | 0 | 0 | 0 | 0 | 0 | 0 | 0 | 0 | 0 | 88743.1518 | 0 | 0 | 0 | 0 | 0 | 0 | 0 | 0 | 0 | -278980.8824 | 0 | 0 | 0 | 0 | 0 | 0 | 0
2016-02-13 14:00 | 0 | 0 | 0 | 0 | 0 | 388737.2559 | 154292.7935 | 484883 | 0 | 0 | 0 | 0 | 294102.2064 | 0 | 0 | 0 | 0 | 0 | 0 | 0 | 2507941.778 | 0 | 0 | 0 | 0 | 0 | 0 | 0 | 0 | 0 | 0 | 88743.1518 | 0 | 0 | 0 | 0 | 0 | 0 | 0 | 0 | 0 | -30596.1024 | 0 | 0 | 0 | 0 | 0 | 0 | 0
2016-02-13 15:00 | 0 | 0 | 0 | 0 | 0 | 0 | 574593.6203 | 485582 | 0 | 0 | 0 | 0 | 294102.2064 | 0 | 0 | 0 | 0 | 0 | 0 | 0 | 2596953.3983 | 0 | 0 | 0 | 0 | 0 | 0 | 0 | 0 | 0 | 0 | 0 | 0 | 0 | 0 | 0 | 0 | 0 | 0 | 0 | 0 | 89011.6203 | 0 | 0 | 0 | 0 | 0 | 0 | 0
2016-02-13 16:00 | 0 | 0 | 0 | 0 | 0 | 0 | 679743.1847 | 480430 | 0 | 0 | 0 | 0 | 382845.3582 | 0 | 0 | 0 | 0 | 0 | 0 | 0 | 2707523.4312 | 0 | 0 | 0 | 0 | 0 | 0 | 0 | 0 | 0 | 0 | 88743.1518 | 0 | 0 | 0 | 0 | 0 | 0 | 0 | 0 | 0 | 110570.0329 | 0 | 0 | 0 | 0 | 0 | 0 | 0
2016-02-13 17:00 | 0 | 0 | 0 | 0 | 0 | 0 | 697535.5688 | 471854 | 0 | 0 | 0 | 0 | 329546.0446 | 0 | 0 | 0 | 0 | 0 | 0 | 0 | 2986504.3137 | 0 | 0 | 0 | 0 | 0 | 0 | 0 | 0 | 0 | 0 | -53299.3136 | 0 | 0 | 0 | 0 | 0 | 0 | 0 | 0 | 0 | 278980.8824 | 0 | 0 | 0 | 0 | 0 | 0 | 0
2016-02-13 18:00 | 0 | 0 | 0 | 0 | 0 | 114356.3281 | 680592.868 | 462669 | 0 | 0 | 0 | 0 | 382845.3582 | 0 | 0 | 0 | 0 | 0 | 0 | 0 | 3265485.1961 | 0 | 0 | 0 | 0 | 0 | 0 | 0 | 0 | 0 | 0 | 53299.3136 | 0 | 0 | 0 | 0 | 0 | 0 | 0 | 0 | 0 | 278980.8824 | 0 | 0 | 0 | 0 | 0 | 0 | 0
2016-02-13 19:00 | 0 | 0 | 0 | 0 | 0 | 0 | 671367.1447 | 456167 | 0 | 0 | 0 | 0 | 340610.5676 | 0 | 0 | 0 | 0 | 0 | 0 | 0 | 3522920.1314 | 0 | 0 | 0 | 0 | 0 | 0 | 0 | 0 | 0 | 0 | -42234.7906 | 0 | 0 | 0 | 0 | 0 | 0 | 0 | 0 | 0 | 257434.9353 | 0 | 0 | 0 | 0 | 0 | 0 | 0
2016-02-13 20:00 | 0 | 0 | 0 | 0 | 0 | 0 | 684834.5213 | 452362 | 0 | 0 | 0 | 0 | 294102.2064 | 0 | 0 | 0 | 0 | 0 | 0 | 0 | 3801901.0139 | 0 | 0 | 0 | 0 | 0 | 0 | 0 | 0 | 0 | 0 | -46508.3612 | 0 | 0 | 0 | 0 | 0 | 0 | 0 | 0 | 0 | 278980.8824 | 0 | 0 | 0 | 0 | 0 | 0 | 0
2016-02-13 21:00 | 0 | 0 | 0 | 0 | 0 | 125131.9912 | 697729.043 | 455137 | 0 | 0 | 0 | 0 | 382845.3582 | 0 | 0 | 0 | 0 | 0 | 0 | 0 | 4080881.8963 | 0 | 0 | 0 | 0 | 0 | 0 | 0 | 0 | 0 | 0 | 88743.1518 | 0 | 0 | 0 | 0 | 0 | 0 | 0 | 0 | 0 | 278980.8824 | 0 | 0 | 0 | 0 | 0 | 0 | 0
2016-02-13 22:00 | 0 | 0 | 0 | 0 | 0 | 0 | 662554.2272 | 466557 | 0 | 0 | 0 | 0 | 299861.703 | 0 | 0 | 0 | 0 | 0 | 0 | 0 | 4359862.7788 | 0 | 0 | 0 | 0 | 0 | 0 | 0 | 0 | 0 | 0 | -82983.6553 | 0 | 0 | 0 | 0 | 0 | 0 | 0 | 0 | 0 | 278980.8824 | 0 | 0 | 0 | 0 | 0 | 0 | 0
2016-02-13 23:00 | 0 | 0 | 0 | 0 | 0 | 0 | 438498.9267 | 487773 | 0 | 0 | 0 | 0 | 266229.4554 | 0 | 0 | 0 | 0 | 0 | 0 | 0 | 4344220.9531 | 0 | 0 | 0 | 0 | 0 | 0 | 0 | 0 | 0 | 0 | -33632.2476 | 0 | 0 | 0 | 0 | 0 | 0 | 0 | 0 | 0 | -15641.8257 | 0 | 0 | 0 | 0 | 0 | 0 | 0
2016-02-14 | 0 | 0 | 0 | 0 | 0 | 600435.2946 | 90999.4361 | 501197 | 0 | 0 | 0 | 0 | 177486.3036 | 0 | 0 | 0 | 0 | 0 | 0 | 0 | 4623201.8355 | 0 | 0 | 0 | 0 | 0 | 0 | 0 | 0 | 0 | 0 | -88743.1518 | 0 | 0 | 0 | 0 | 0 | 0 | 0 | 0 | 0 | 278980.8824 | 0 | 0 | 0 | 0 | 0 | 0 | 0
2016-02-14 01:00 | 0 | 0 | 0 | 0 | 0 | 136947.8326 | 3.1331 | 504675 | 0 | 0 | 0 | 0 | 88743.1518 | 0 | 0 | 0 | 0 | 0 | 0 | 0 | 4344220.9531 | 0 | 0 | 0 | 0 | 0 | 0 | 0 | 0 | 0 | 0 | -88743.1518 | 0 | 0 | 0 | 0 | 0 | 0 | 0 | 0 | 0 | -278980.8824 | 0 | 0 | 0 | 0 | 0 | 0 | 0
2016-02-14 02:00 | 0 | 0 | 0 | 0 | 0 | 692178.7306 | 0 | 501941 | 0 | 0 | 0 | 0 | 0 | 0 | 0 | 0 | 0 | 0 | 0 | 0 | 4623201.8355 | 0 | 0 | 0 | 0 | 0 | 0 | 0 | 0 | 0 | 0 | -88743.1518 | 0 | 0 | 0 | 0 | 0 | 0 | 0 | 0 | 0 | 278980.8824 | 0 | 0 | 0 | 0 | 0 | 0 | 0
2016-02-14 03:00 | 0 | 0 | 0 | 0 | 0 | 302977.2694 | 0 | 493215 | 0 | 0 | 0 | 0 | 88743.1518 | 0 | 0 | 0 | 0 | 0 | 0 | 0 | 4344220.9531 | 0 | 0 | 0 | 0 | 0 | 0 | 0 | 0 | 0 | 0 | 88743.1518 | 0 | 0 | 0 | 0 | 0 | 0 | 0 | 0 | 0 | -278980.8824 | 0 | 0 | 0 | 0 | 0 | 0 | 0
2016-02-14 04:00 | 0 | 0 | 0 | 0 | 0 | 288731.2694 | 0 | 478969 | 0 | 0 | 0 | 0 | 177486.3036 | 0 | 0 | 0 | 0 | 0 | 0 | 0 | 4065240.0706 | 0 | 0 | 0 | 0 | 0 | 0 | 0 | 0 | 0 | 0 | 88743.1518 | 0 | 0 | 0 | 0 | 0 | 0 | 0 | 0 | 0 | -278980.8824 | 0 | 0 | 0 | 0 | 0 | 0 | 0
2016-02-14 05:00 | 0 | 0 | 0 | 0 | 0 | 273910.2694 | 0 | 464148 | 0 | 0 | 0 | 0 | 266229.4554 | 0 | 0 | 0 | 0 | 0 | 0 | 0 | 3786259.1882 | 0 | 0 | 0 | 0 | 0 | 0 | 0 | 0 | 0 | 0 | 88743.1518 | 0 | 0 | 0 | 0 | 0 | 0 | 0 | 0 | 0 | -278980.8824 | 0 | 0 | 0 | 0 | 0 | 0 | 0
2016-02-14 06:00 | 0 | 0 | 0 | 0 | 0 | 644128.7306 | 0 | 453891 | 0 | 0 | 0 | 0 | 177486.3036 | 0 | 0 | 0 | 0 | 0 | 0 | 0 | 4065240.0706 | 0 | 0 | 0 | 0 | 0 | 0 | 0 | 0 | 0 | 0 | -88743.1518 | 0 | 0 | 0 | 0 | 0 | 0 | 0 | 0 | 0 | 278980.8824 | 0 | 0 | 0 | 0 | 0 | 0 | 0
2016-02-14 07:00 | 0 | 0 | 0 | 0 | 0 | 257004.2694 | 0 | 447242 | 0 | 0 | 0 | 0 | 266229.4554 | 0 | 0 | 0 | 0 | 0 | 0 | 0 | 3786259.1882 | 0 | 0 | 0 | 0 | 0 | 0 | 0 | 0 | 0 | 0 | 88743.1518 | 0 | 0 | 0 | 0 | 0 | 0 | 0 | 0 | 0 | -278980.8824 | 0 | 0 | 0 | 0 | 0 | 0 | 0
2016-02-14 08:00 | 0 | 0 | 0 | 0 | 0 | 633673.7306 | 0 | 443436 | 0 | 0 | 0 | 0 | 177486.3036 | 0 | 0 | 0 | 0 | 0 | 0 | 0 | 4065240.0706 | 0 | 0 | 0 | 0 | 0 | 0 | 0 | 0 | 0 | 0 | -88743.1518 | 0 | 0 | 0 | 0 | 0 | 0 | 0 | 0 | 0 | 278980.8824 | 0 | 0 | 0 | 0 | 0 | 0 | 0
2016-02-14 09:00 | 0 | 0 | 0 | 0 | 0 | 74681.9658 | 0 | 442406 | 0 | 0 | 0 | 0 | 88743.1518 | 0 | 0 | 0 | 0 | 0 | 0 | 0 | 3786259.1882 | 0 | 0 | 0 | 0 | 0 | 0 | 0 | 0 | 0 | 0 | -88743.1518 | 0 | 0 | 0 | 0 | 0 | 0 | 0 | 0 | 0 | -278980.8824 | 0 | 0 | 0 | 0 | 0 | 0 | 0
2016-02-14 10:00 | 0 | 0 | 0 | 0 | 0 | 685344.203 | 0 | 446344 | 0 | 0 | 0 | 0 | 177486.3036 | 0 | 0 | 0 | 0 | 0 | 0 | 0 | 3936516.2394 | 0 | 0 | 0 | 0 | 0 | 0 | 0 | 0 | 0 | 0 | 88743.1518 | 0 | 0 | 0 | 0 | 0 | 0 | 0 | 0 | 0 | 150257.0512 | 0 | 0 | 0 | 0 | 0 | 0 | 0
2016-02-14 11:00 | 0 | 0 | 0 | 0 | 0 | 265712.2694 | 0 | 455950 | 0 | 0 | 0 | 0 | 266229.4554 | 0 | 0 | 0 | 0 | 0 | 0 | 0 | 3657535.357 | 0 | 0 | 0 | 0 | 0 | 0 | 0 | 0 | 0 | 0 | 88743.1518 | 0 | 0 | 0 | 0 | 0 | 0 | 0 | 0 | 0 | -278980.8824 | 0 | 0 | 0 | 0 | 0 | 0 | 0
2016-02-14 12:00 | 0 | 0 | 0 | 0 | 0 | 99957.9658 | 0 | 467682 | 0 | 0 | 0 | 0 | 177486.3036 | 0 | 0 | 0 | 0 | 0 | 0 | 0 | 3378554.4745 | 0 | 0 | 0 | 0 | 0 | 0 | 0 | 0 | 0 | 0 | -88743.1518 | 0 | 0 | 0 | 0 | 0 | 0 | 0 | 0 | 0 | -278980.8824 | 0 | 0 | 0 | 0 | 0 | 0 | 0
2016-02-14 13:00 | 0 | 0 | 0 | 0 | 0 | 554697.3344 | 693.2556 | 477822 | 0 | 0 | 0 | 0 | 266229.4554 | 0 | 0 | 0 | 0 | 0 | 0 | 0 | 3367379.9127 | 0 | 0 | 0 | 0 | 0 | 0 | 0 | 0 | 0 | 0 | 88743.1518 | 0 | 0 | 0 | 0 | 0 | 0 | 0 | 0 | 0 | -11174.5618 | 0 | 0 | 0 | 0 | 0 | 0 | 0
2016-02-14 14:00 | 0 | 0 | 0 | 0 | 0 | 424887.9299 | 161013.7523 | 482732 | 0 | 0 | 0 | 0 | 294102.2064 | 0 | 0 | 0 | 0 | 0 | 0 | 0 | 3442676.8438 | 0 | 0 | 0 | 0 | 0 | 0 | 0 | 0 | 0 | 0 | 27872.7511 | 0 | 0 | 0 | 0 | 0 | 0 | 0 | 0 | 0 | 75296.9312 | 0 | 0 | 0 | 0 | 0 | 0 | 0
2016-02-14 15:00 | 0 | 0 | 0 | 0 | 0 | 0 | 568511.9506 | 480794 | 0 | 0 | 0 | 0 | 205359.0546 | 0 | 0 | 0 | 0 | 0 | 0 | 0 | 3619137.9463 | 0 | 0 | 0 | 0 | 0 | 0 | 0 | 0 | 0 | 0 | -88743.1518 | 0 | 0 | 0 | 0 | 0 | 0 | 0 | 0 | 0 | 176461.1024 | 0 | 0 | 0 | 0 | 0 | 0 | 0
2016-02-14 16:00 | 0 | 0 | 0 | 0 | 0 | 172732.6943 | 669291.3399 | 474300 | 0 | 0 | 0 | 0 | 294102.2064 | 0 | 0 | 0 | 0 | 0 | 0 | 0 | 3898118.8287 | 0 | 0 | 0 | 0 | 0 | 0 | 0 | 0 | 0 | 0 | 88743.1518 | 0 | 0 | 0 | 0 | 0 | 0 | 0 | 0 | 0 | 278980.8824 | 0 | 0 | 0 | 0 | 0 | 0 | 0
2016-02-14 17:00 | 0 | 0 | 0 | 0 | 0 | 0 | 675451.2387 | 468035 | 0 | 0 | 0 | 0 | 382845.3582 | 0 | 0 | 0 | 0 | 0 | 0 | 0 | 4016791.9156 | 0 | 0 | 0 | 0 | 0 | 0 | 0 | 0 | 0 | 0 | 88743.1518 | 0 | 0 | 0 | 0 | 0 | 0 | 0 | 0 | 0 | 118673.0869 | 0 | 0 | 0 | 0 | 0 | 0 | 0
2016-02-14 18:00 | 0 | 0 | 0 | 0 | 0 | 0 | 654695.2553 | 461079 | 0 | 0 | 0 | 0 | 297480.7311 | 0 | 0 | 0 | 0 | 0 | 0 | 0 | 4295772.798 | 0 | 0 | 0 | 0 | 0 | 0 | 0 | 0 | 0 | 0 | -85364.6271 | 0 | 0 | 0 | 0 | 0 | 0 | 0 | 0 | 0 | 278980.8824 | 0 | 0 | 0 | 0 | 0 | 0 | 0
2016-02-14 19:00 | 0 | 0 | 0 | 0 | 0 | 0 | 645541.7725 | 454990 | 0 | 0 | 0 | 0 | 269227.1857 | 0 | 0 | 0 | 0 | 0 | 0 | 0 | 4514578.116 | 0 | 0 | 0 | 0 | 0 | 0 | 0 | 0 | 0 | 0 | -28253.5455 | 0 | 0 | 0 | 0 | 0 | 0 | 0 | 0 | 0 | 218805.318 | 0 | 0 | 0 | 0 | 0 | 0 | 0
2016-02-14 20:00 | 0 | 0 | 0 | 0 | 0 | 0 | 658197.5382 | 453504 | 0 | 0 | 0 | 0 | 357970.3375 | 0 | 0 | 0 | 0 | 0 | 0 | 0 | 4630528.5024 | 0 | 0 | 0 | 0 | 0 | 0 | 0 | 0 | 0 | 0 | 88743.1518 | 0 | 0 | 0 | 0 | 0 | 0 | 0 | 0 | 0 | 115950.3864 | 0 | 0 | 0 | 0 | 0 | 0 | 0
2016-02-14 21:00 | 0 | 0 | 0 | 0 | 0 | 0 | 672331.7514 | 457219 | 0 | 0 | 0 | 0 | 294102.2064 | 0 | 0 | 0 | 0 | 0 | 0 | 0 | 4909509.3849 | 0 | 0 | 0 | 0 | 0 | 0 | 0 | 0 | 0 | 0 | -63868.131 | 0 | 0 | 0 | 0 | 0 | 0 | 0 | 0 | 0 | 278980.8824 | 0 | 0 | 0 | 0 | 0 | 0 | 0
2016-02-14 22:00 | 0 | 0 | 0 | 0 | 0 | 0 | 609048.0826 | 468996 | 0 | 0 | 0 | 0 | 382845.3582 | 0 | 0 | 0 | 0 | 0 | 0 | 0 | 4960818.3156 | 0 | 0 | 0 | 0 | 0 | 0 | 0 | 0 | 0 | 0 | 88743.1518 | 0 | 0 | 0 | 0 | 0 | 0 | 0 | 0 | 0 | 51308.9308 | 0 | 0 | 0 | 0 | 0 | 0 | 0
2016-02-14 23:00 | 0 | 0 | 0 | 0 | 0 | 0 | 390503.371 | 487064 | 0 | 0 | 0 | 0 | 294102.2064 | 0 | 0 | 0 | 0 | 0 | 0 | 0 | 4953000.8385 | 0 | 0 | 0 | 0 | 0 | 0 | 0 | 0 | 0 | 0 | -88743.1518 | 0 | 0 | 0 | 0 | 0 | 0 | 0 | 0 | 0 | -7817.4772 | 0 | 0 | 0 | 0 | 0 | 0 | 0
2016-02-15 | 0 | 0 | 0 | 0 | 0 | 391563.9408 | 56759.1351 | 497245 | 0 | 0 | 0 | 0 | 294102.2064 | 0 | 0 | 0 | 0 | 0 | 0 | 0 | 4904078.9144 | 0 | 0 | 0 | 0 | 0 | 0 | 0 | 0 | 0 | 0 | 0 | 0 | 0 | 0 | 0 | 0 | 0 | 0 | 0 | 0 | -48921.9241 | 0 | 0 | 0 | 0 | 0 | 0 | 0
2016-02-15 01:00 | 0 | 0 | 0 | 0 | 0 | 421396.3282 | 5.187 | 496464 | 0 | 0 | 0 | 0 | 205359.0546 | 0 | 0 | 0 | 0 | 0 | 0 | 0 | 4917759.5813 | 0 | 0 | 0 | 0 | 0 | 0 | 0 | 0 | 0 | 0 | -88743.1518 | 0 | 0 | 0 | 0 | 0 | 0 | 0 | 0 | 0 | 13680.667 | 0 | 0 | 0 | 0 | 0 | 0 | 0
2016-02-15 02:00 | 0 | 0 | 0 | 0 | 0 | 297521.2694 | 0 | 487759 | 0 | 0 | 0 | 0 | 294102.2064 | 0 | 0 | 0 | 0 | 0 | 0 | 0 | 4638778.6989 | 0 | 0 | 0 | 0 | 0 | 0 | 0 | 0 | 0 | 0 | 88743.1518 | 0 | 0 | 0 | 0 | 0 | 0 | 0 | 0 | 0 | -278980.8824 | 0 | 0 | 0 | 0 | 0 | 0 | 0
2016-02-15 03:00 | 0 | 0 | 0 | 0 | 0 | 283625.2694 | 0 | 473863 | 0 | 0 | 0 | 0 | 382845.3582 | 0 | 0 | 0 | 0 | 0 | 0 | 0 | 4359797.8164 | 0 | 0 | 0 | 0 | 0 | 0 | 0 | 0 | 0 | 0 | 88743.1518 | 0 | 0 | 0 | 0 | 0 | 0 | 0 | 0 | 0 | -278980.8824 | 0 | 0 | 0 | 0 | 0 | 0 | 0
2016-02-15 04:00 | 0 | 0 | 0 | 0 | 0 | 459391.4142 | 0 | 456247 | 0 | 0 | 0 | 0 | 294102.2064 | 0 | 0 | 0 | 0 | 0 | 0 | 0 | 4451685.3824 | 0 | 0 | 0 | 0 | 0 | 0 | 0 | 0 | 0 | 0 | -88743.1518 | 0 | 0 | 0 | 0 | 0 | 0 | 0 | 0 | 0 | 91887.566 | 0 | 0 | 0 | 0 | 0 | 0 | 0
2016-02-15 05:00 | 0 | 0 | 0 | 0 | 0 | 70846.9658 | 0 | 438571 | 0 | 0 | 0 | 0 | 205359.0546 | 0 | 0 | 0 | 0 | 0 | 0 | 0 | 4172704.5 | 0 | 0 | 0 | 0 | 0 | 0 | 0 | 0 | 0 | 0 | -88743.1518 | 0 | 0 | 0 | 0 | 0 | 0 | 0 | 0 | 0 | -278980.8824 | 0 | 0 | 0 | 0 | 0 | 0 | 0
2016-02-15 06:00 | 0 | 0 | 0 | 0 | 0 | 235940.2694 | 0 | 426178 | 0 | 0 | 0 | 0 | 294102.2064 | 0 | 0 | 0 | 0 | 0 | 0 | 0 | 3893723.6175 | 0 | 0 | 0 | 0 | 0 | 0 | 0 | 0 | 0 | 0 | 88743.1518 | 0 | 0 | 0 | 0 | 0 | 0 | 0 | 0 | 0 | -278980.8824 | 0 | 0 | 0 | 0 | 0 | 0 | 0
2016-02-15 07:00 | 0 | 0 | 0 | 0 | 0 | 479777.7111 | 0 | 418030 | 0 | 0 | 0 | 0 | 205359.0546 | 0 | 0 | 0 | 0 | 0 | 0 | 0 | 4044214.4804 | 0 | 0 | 0 | 0 | 0 | 0 | 0 | 0 | 0 | 0 | -88743.1518 | 0 | 0 | 0 | 0 | 0 | 0 | 0 | 0 | 0 | 150490.8629 | 0 | 0 | 0 | 0 | 0 | 0 | 0
2016-02-15 08:00 | 0 | 0 | 0 | 0 | 0 | 46077.9658 | 0 | 413802 | 0 | 0 | 0 | 0 | 116615.9029 | 0 | 0 | 0 | 0 | 0 | 0 | 0 | 3765233.598 | 0 | 0 | 0 | 0 | 0 | 0 | 0 | 0 | 0 | 0 | -88743.1518 | 0 | 0 | 0 | 0 | 0 | 0 | 0 | 0 | 0 | -278980.8824 | 0 | 0 | 0 | 0 | 0 | 0 | 0
2016-02-15 09:00 | 0 | 0 | 0 | 0 | 0 | 225782.2694 | 0 | 416020 | 0 | 0 | 0 | 0 | 205359.0546 | 0 | 0 | 0 | 0 | 0 | 0 | 0 | 3486252.7155 | 0 | 0 | 0 | 0 | 0 | 0 | 0 | 0 | 0 | 0 | 88743.1518 | 0 | 0 | 0 | 0 | 0 | 0 | 0 | 0 | 0 | -278980.8824 | 0 | 0 | 0 | 0 | 0 | 0 | 0
2016-02-15 10:00 | 0 | 0 | 0 | 0 | 0 | 236003.2694 | 0 | 426241 | 0 | 0 | 0 | 0 | 294102.2064 | 0 | 0 | 0 | 0 | 0 | 0 | 0 | 3207271.8331 | 0 | 0 | 0 | 0 | 0 | 0 | 0 | 0 | 0 | 0 | 88743.1518 | 0 | 0 | 0 | 0 | 0 | 0 | 0 | 0 | 0 | -278980.8824 | 0 | 0 | 0 | 0 | 0 | 0 | 0
2016-02-15 11:00 | 0 | 0 | 0 | 0 | 0 | 521449.3766 | 0 | 448824 | 0 | 0 | 0 | 0 | 205359.0546 | 0 | 0 | 0 | 0 | 0 | 0 | 0 | 3368640.3615 | 0 | 0 | 0 | 0 | 0 | 0 | 0 | 0 | 0 | 0 | -88743.1518 | 0 | 0 | 0 | 0 | 0 | 0 | 0 | 0 | 0 | 161368.5284 | 0 | 0 | 0 | 0 | 0 | 0 | 0
2016-02-15 12:00 | 0 | 0 | 0 | 0 | 0 | 104525.9658 | 0 | 472250 | 0 | 0 | 0 | 0 | 116615.9029 | 0 | 0 | 0 | 0 | 0 | 0 | 0 | 3089659.479 | 0 | 0 | 0 | 0 | 0 | 0 | 0 | 0 | 0 | 0 | -88743.1518 | 0 | 0 | 0 | 0 | 0 | 0 | 0 | 0 | 0 | -278980.8824 | 0 | 0 | 0 | 0 | 0 | 0 | 0
2016-02-15 13:00 | 0 | 0 | 0 | 0 | 0 | 451885.1851 | 871.4958 | 486638 | 0 | 0 | 0 | 0 | 205359.0546 | 0 | 0 | 0 | 0 | 0 | 0 | 0 | 2967035.0081 | 0 | 0 | 0 | 0 | 0 | 0 | 0 | 0 | 0 | 0 | 88743.1518 | 0 | 0 | 0 | 0 | 0 | 0 | 0 | 0 | 0 | -122624.4709 | 0 | 0 | 0 | 0 | 0 | 0 | 0
2016-02-15 14:00 | 0 | 0 | 0 | 0 | 0 | 282426.8842 | 214298.5094 | 495412 | 0 | 0 | 0 | 0 | 294102.2064 | 0 | 0 | 0 | 0 | 0 | 0 | 0 | 2879605.2499 | 0 | 0 | 0 | 0 | 0 | 0 | 0 | 0 | 0 | 0 | 88743.1518 | 0 | 0 | 0 | 0 | 0 | 0 | 0 | 0 | 0 | -87429.7582 | 0 | 0 | 0 | 0 | 0 | 0 | 0
2016-02-15 15:00 | 0 | 0 | 0 | 0 | 0 | 112444.4352 | 638489.869 | 501301 | 0 | 0 | 0 | 0 | 264754.6282 | 0 | 0 | 0 | 0 | 0 | 0 | 0 | 3158586.1324 | 0 | 0 | 0 | 0 | 0 | 0 | 0 | 0 | 0 | 0 | -29347.5783 | 0 | 0 | 0 | 0 | 0 | 0 | 0 | 0 | 0 | 278980.8824 | 0 | 0 | 0 | 0 | 0 | 0 | 0
2016-02-15 16:00 | 0 | 0 | 0 | 0 | 0 | 0 | 721806.3089 | 502221 | 0 | 0 | 0 | 0 | 205359.0546 | 0 | 0 | 0 | 0 | 0 | 0 | 0 | 3437567.0148 | 0 | 0 | 0 | 0 | 0 | 0 | 0 | 0 | 0 | 0 | -59395.5735 | 0 | 0 | 0 | 0 | 0 | 0 | 0 | 0 | 0 | 278980.8824 | 0 | 0 | 0 | 0 | 0 | 0 | 0
2016-02-15 17:00 | 0 | 0 | 0 | 0 | 0 | 0 | 721791.2416 | 499362 | 0 | 0 | 0 | 0 | 294102.2064 | 0 | 0 | 0 | 0 | 0 | 0 | 0 | 3571253.1046 | 0 | 0 | 0 | 0 | 0 | 0 | 0 | 0 | 0 | 0 | 88743.1518 | 0 | 0 | 0 | 0 | 0 | 0 | 0 | 0 | 0 | 133686.0898 | 0 | 0 | 0 | 0 | 0 | 0 | 0
2016-02-15 18:00 | 0 | 0 | 0 | 0 | 0 | 163584.5773 | 699325.457 | 495186 | 0 | 0 | 0 | 0 | 382845.3582 | 0 | 0 | 0 | 0 | 0 | 0 | 0 | 3850233.987 | 0 | 0 | 0 | 0 | 0 | 0 | 0 | 0 | 0 | 0 | 88743.1518 | 0 | 0 | 0 | 0 | 0 | 0 | 0 | 0 | 0 | 278980.8824 | 0 | 0 | 0 | 0 | 0 | 0 | 0
2016-02-15 19:00 | 0 | 0 | 0 | 0 | 0 | 612.6972 | 688360.1435 | 490387 | 0 | 0 | 0 | 0 | 302450.3165 | 0 | 0 | 0 | 0 | 0 | 0 | 0 | 4129214.8695 | 0 | 0 | 0 | 0 | 0 | 0 | 0 | 0 | 0 | 0 | -80395.0418 | 0 | 0 | 0 | 0 | 0 | 0 | 0 | 0 | 0 | 278980.8824 | 0 | 0 | 0 | 0 | 0 | 0 | 0
2016-02-15 20:00 | 0 | 0 | 0 | 0 | 0 | 0 | 702509.4901 | 486695 | 0 | 0 | 0 | 0 | 239283.9241 | 0 | 0 | 0 | 0 | 0 | 0 | 0 | 4408195.7519 | 0 | 0 | 0 | 0 | 0 | 0 | 0 | 0 | 0 | 0 | -63166.3924 | 0 | 0 | 0 | 0 | 0 | 0 | 0 | 0 | 0 | 278980.8824 | 0 | 0 | 0 | 0 | 0 | 0 | 0
2016-02-15 21:00 | 0 | 0 | 0 | 0 | 0 | 0 | 732061.013 | 487005 | 0 | 0 | 0 | 0 | 205359.0546 | 0 | 0 | 0 | 0 | 0 | 0 | 0 | 4687176.6344 | 0 | 0 | 0 | 0 | 0 | 0 | 0 | 0 | 0 | 0 | -33924.8695 | 0 | 0 | 0 | 0 | 0 | 0 | 0 | 0 | 0 | 278980.8824 | 0 | 0 | 0 | 0 | 0 | 0 | 0
2016-02-15 22:00 | 0 | 0 | 0 | 0 | 0 | 0 | 707107.4258 | 494230 | 0 | 0 | 0 | 0 | 294102.2064 | 0 | 0 | 0 | 0 | 0 | 0 | 0 | 4811310.9084 | 0 | 0 | 0 | 0 | 0 | 0 | 0 | 0 | 0 | 0 | 88743.1518 | 0 | 0 | 0 | 0 | 0 | 0 | 0 | 0 | 0 | 124134.274 | 0 | 0 | 0 | 0 | 0 | 0 | 0
2016-02-15 23:00 | 0 | 0 | 0 | 0 | 0 | 0 | 485458.0042 | 505582 | 0 | 0 | 0 | 0 | 205359.0546 | 0 | 0 | 0 | 0 | 0 | 0 | 0 | 4879930.0643 | 0 | 0 | 0 | 0 | 0 | 0 | 0 | 0 | 0 | 0 | -88743.1518 | 0 | 0 | 0 | 0 | 0 | 0 | 0 | 0 | 0 | 68619.1559 | 0 | 0 | 0 | 0 | 0 | 0 | 0
2016-02-16 | 0 | 0 | 0 | 0 | 0 | 474106.3578 | 68522.6446 | 510575 | 0 | 0 | 0 | 0 | 294102.2064 | 0 | 0 | 0 | 0 | 0 | 0 | 0 | 4823240.9149 | 0 | 0 | 0 | 0 | 0 | 0 | 0 | 0 | 0 | 0 | 88743.1518 | 0 | 0 | 0 | 0 | 0 | 0 | 0 | 0 | 0 | -56689.1494 | 0 | 0 | 0 | 0 | 0 | 0 | 0
2016-02-16 01:00 | 0 | 0 | 0 | 0 | 0 | 316434.7997 | 12.4697 | 506685 | 0 | 0 | 0 | 0 | 382845.3582 | 0 | 0 | 0 | 0 | 0 | 0 | 0 | 4544260.0324 | 0 | 0 | 0 | 0 | 0 | 0 | 0 | 0 | 0 | 0 | 88743.1518 | 0 | 0 | 0 | 0 | 0 | 0 | 0 | 0 | 0 | -278980.8824 | 0 | 0 | 0 | 0 | 0 | 0 | 0
2016-02-16 02:00 | 0 | 0 | 0 | 0 | 0 | 124895.9658 | 0 | 492620 | 0 | 0 | 0 | 0 | 294102.2064 | 0 | 0 | 0 | 0 | 0 | 0 | 0 | 4265279.15 | 0 | 0 | 0 | 0 | 0 | 0 | 0 | 0 | 0 | 0 | -88743.1518 | 0 | 0 | 0 | 0 | 0 | 0 | 0 | 0 | 0 | -278980.8824 | 0 | 0 | 0 | 0 | 0 | 0 | 0
2016-02-16 03:00 | 0 | 0 | 0 | 0 | 0 | 281545.2694 | 0 | 471783 | 0 | 0 | 0 | 0 | 382845.3582 | 0 | 0 | 0 | 0 | 0 | 0 | 0 | 3986298.2675 | 0 | 0 | 0 | 0 | 0 | 0 | 0 | 0 | 0 | 0 | 88743.1518 | 0 | 0 | 0 | 0 | 0 | 0 | 0 | 0 | 0 | -278980.8824 | 0 | 0 | 0 | 0 | 0 | 0 | 0
2016-02-16 04:00 | 0 | 0 | 0 | 0 | 0 | 662530.9891 | 0 | 446533 | 0 | 0 | 0 | 0 | 319862.4649 | 0 | 0 | 0 | 0 | 0 | 0 | 0 | 4265279.15 | 0 | 0 | 0 | 0 | 0 | 0 | 0 | 0 | 0 | 0 | -62982.8934 | 0 | 0 | 0 | 0 | 0 | 0 | 0 | 0 | 0 | 278980.8824 | 0 | 0 | 0 | 0 | 0 | 0 | 0
2016-02-16 05:00 | 0 | 0 | 0 | 0 | 0 | 57342.9658 | 0 | 425067 | 0 | 0 | 0 | 0 | 231119.3131 | 0 | 0 | 0 | 0 | 0 | 0 | 0 | 3986298.2675 | 0 | 0 | 0 | 0 | 0 | 0 | 0 | 0 | 0 | 0 | -88743.1518 | 0 | 0 | 0 | 0 | 0 | 0 | 0 | 0 | 0 | -278980.8824 | 0 | 0 | 0 | 0 | 0 | 0 | 0
2016-02-16 06:00 | 0 | 0 | 0 | 0 | 0 | 218731.2694 | 0 | 408969 | 0 | 0 | 0 | 0 | 319862.4649 | 0 | 0 | 0 | 0 | 0 | 0 | 0 | 3707317.3851 | 0 | 0 | 0 | 0 | 0 | 0 | 0 | 0 | 0 | 0 | 88743.1518 | 0 | 0 | 0 | 0 | 0 | 0 | 0 | 0 | 0 | -278980.8824 | 0 | 0 | 0 | 0 | 0 | 0 | 0
2016-02-16 07:00 | 0 | 0 | 0 | 0 | 0 | 663944.8018 | 0 | 398529 | 0 | 0 | 0 | 0 | 382845.3582 | 0 | 0 | 0 | 0 | 0 | 0 | 0 | 3909750.2935 | 0 | 0 | 0 | 0 | 0 | 0 | 0 | 0 | 0 | 0 | 62982.8934 | 0 | 0 | 0 | 0 | 0 | 0 | 0 | 0 | 0 | 202432.9084 | 0 | 0 | 0 | 0 | 0 | 0 | 0
2016-02-16 08:00 | 0 | 0 | 0 | 0 | 0 | 24767.9658 | 0 | 392492 | 0 | 0 | 0 | 0 | 294102.2064 | 0 | 0 | 0 | 0 | 0 | 0 | 0 | 3630769.4111 | 0 | 0 | 0 | 0 | 0 | 0 | 0 | 0 | 0 | 0 | -88743.1518 | 0 | 0 | 0 | 0 | 0 | 0 | 0 | 0 | 0 | -278980.8824 | 0 | 0 | 0 | 0 | 0 | 0 | 0
2016-02-16 09:00 | 0 | 0 | 0 | 0 | 0 | 203036.2694 | 0 | 393274 | 0 | 0 | 0 | 0 | 382845.3582 | 0 | 0 | 0 | 0 | 0 | 0 | 0 | 3351788.5286 | 0 | 0 | 0 | 0 | 0 | 0 | 0 | 0 | 0 | 0 | 88743.1518 | 0 | 0 | 0 | 0 | 0 | 0 | 0 | 0 | 0 | -278980.8824 | 0 | 0 | 0 | 0 | 0 | 0 | 0
2016-02-16 10:00 | 0 | 0 | 0 | 0 | 0 | 594309.7306 | 0 | 404072 | 0 | 0 | 0 | 0 | 294102.2064 | 0 | 0 | 0 | 0 | 0 | 0 | 0 | 3630769.4111 | 0 | 0 | 0 | 0 | 0 | 0 | 0 | 0 | 0 | 0 | -88743.1518 | 0 | 0 | 0 | 0 | 0 | 0 | 0 | 0 | 0 | 278980.8824 | 0 | 0 | 0 | 0 | 0 | 0 | 0
2016-02-16 11:00 | 0 | 0 | 0 | 0 | 0 | 62614.9658 | 0 | 430339 | 0 | 0 | 0 | 0 | 205359.0546 | 0 | 0 | 0 | 0 | 0 | 0 | 0 | 3351788.5286 | 0 | 0 | 0 | 0 | 0 | 0 | 0 | 0 | 0 | 0 | -88743.1518 | 0 | 0 | 0 | 0 | 0 | 0 | 0 | 0 | 0 | -278980.8824 | 0 | 0 | 0 | 0 | 0 | 0 | 0
2016-02-16 12:00 | 0 | 0 | 0 | 0 | 0 | 90286.9658 | 0 | 458011 | 0 | 0 | 0 | 0 | 116615.9029 | 0 | 0 | 0 | 0 | 0 | 0 | 0 | 3072807.6462 | 0 | 0 | 0 | 0 | 0 | 0 | 0 | 0 | 0 | 0 | -88743.1518 | 0 | 0 | 0 | 0 | 0 | 0 | 0 | 0 | 0 | -278980.8824 | 0 | 0 | 0 | 0 | 0 | 0 | 0
2016-02-16 13:00 | 0 | 0 | 0 | 0 | 0 | 587921.4407 | 1105.7648 | 469751 | 0 | 0 | 0 | 0 | 205359.0546 | 0 | 0 | 0 | 0 | 0 | 0 | 0 | 3103340.6998 | 0 | 0 | 0 | 0 | 0 | 0 | 0 | 0 | 0 | 0 | 88743.1518 | 0 | 0 | 0 | 0 | 0 | 0 | 0 | 0 | 0 | 30533.0537 | 0 | 0 | 0 | 0 | 0 | 0 | 0
2016-02-16 14:00 | 0 | 0 | 0 | 0 | 0 | 429347.1861 | 224801.8886 | 472089 | 0 | 0 | 0 | 0 | 294102.2064 | 0 | 0 | 0 | 0 | 0 | 0 | 0 | 3196657.6228 | 0 | 0 | 0 | 0 | 0 | 0 | 0 | 0 | 0 | 0 | 88743.1518 | 0 | 0 | 0 | 0 | 0 | 0 | 0 | 0 | 0 | 93316.923 | 0 | 0 | 0 | 0 | 0 | 0 | 0
2016-02-16 15:00 | 0 | 0 | 0 | 0 | 0 | 0 | 673559.2593 | 471516 | 0 | 0 | 0 | 0 | 287754.6706 | 0 | 0 | 0 | 0 | 0 | 0 | 0 | 3405048.4179 | 0 | 0 | 0 | 0 | 0 | 0 | 0 | 0 | 0 | 0 | -6347.5358 | 0 | 0 | 0 | 0 | 0 | 0 | 0 | 0 | 0 | 208390.7951 | 0 | 0 | 0 | 0 | 0 | 0 | 0
2016-02-16 16:00 | 0 | 0 | 0 | 0 | 0 | 69856.995 | 765647.0392 | 467780 | 0 | 0 | 0 | 0 | 376497.8224 | 0 | 0 | 0 | 0 | 0 | 0 | 0 | 3684029.3004 | 0 | 0 | 0 | 0 | 0 | 0 | 0 | 0 | 0 | 0 | 88743.1518 | 0 | 0 | 0 | 0 | 0 | 0 | 0 | 0 | 0 | 278980.8824 | 0 | 0 | 0 | 0 | 0 | 0 | 0
2016-02-16 17:00 | 0 | 0 | 0 | 0 | 0 | 0 | 747423.4183 | 462095 | 0 | 0 | 0 | 0 | 382845.3582 | 0 | 0 | 0 | 0 | 0 | 0 | 0 | 3963010.1828 | 0 | 0 | 0 | 0 | 0 | 0 | 0 | 0 | 0 | 0 | 6347.5358 | 0 | 0 | 0 | 0 | 0 | 0 | 0 | 0 | 0 | 278980.8824 | 0 | 0 | 0 | 0 | 0 | 0 | 0
2016-02-16 18:00 | 0 | 0 | 0 | 0 | 0 | 0 | 721050.7918 | 457704 | 0 | 0 | 0 | 0 | 367211.2676 | 0 | 0 | 0 | 0 | 0 | 0 | 0 | 4241991.0652 | 0 | 0 | 0 | 0 | 0 | 0 | 0 | 0 | 0 | 0 | -15634.0906 | 0 | 0 | 0 | 0 | 0 | 0 | 0 | 0 | 0 | 278980.8824 | 0 | 0 | 0 | 0 | 0 | 0 | 0
2016-02-16 19:00 | 0 | 0 | 0 | 0 | 0 | 0 | 708308.4654 | 454346 | 0 | 0 | 0 | 0 | 342192.8506 | 0 | 0 | 0 | 0 | 0 | 0 | 0 | 4520971.9477 | 0 | 0 | 0 | 0 | 0 | 0 | 0 | 0 | 0 | 0 | -25018.417 | 0 | 0 | 0 | 0 | 0 | 0 | 0 | 0 | 0 | 278980.8824 | 0 | 0 | 0 | 0 | 0 | 0 | 0
2016-02-16 20:00 | 0 | 0 | 0 | 0 | 0 | 0 | 720021.6979 | 451843 | 0 | 0 | 0 | 0 | 331390.666 | 0 | 0 | 0 | 0 | 0 | 0 | 0 | 4799952.8301 | 0 | 0 | 0 | 0 | 0 | 0 | 0 | 0 | 0 | 0 | -10802.1846 | 0 | 0 | 0 | 0 | 0 | 0 | 0 | 0 | 0 | 278980.8824 | 0 | 0 | 0 | 0 | 0 | 0 | 0
2016-02-16 21:00 | 0 | 0 | 0 | 0 | 0 | 0 | 743117.4213 | 453875 | 0 | 0 | 0 | 0 | 341652.2048 | 0 | 0 | 0 | 0 | 0 | 0 | 0 | 5078933.7126 | 0 | 0 | 0 | 0 | 0 | 0 | 0 | 0 | 0 | 0 | 10261.5389 | 0 | 0 | 0 | 0 | 0 | 0 | 0 | 0 | 0 | 278980.8824 | 0 | 0 | 0 | 0 | 0 | 0 | 0
2016-02-16 22:00 | 0 | 0 | 0 | 0 | 0 | 0 | 718989.1134 | 461734 | 0 | 0 | 0 | 0 | 382845.3582 | 0 | 0 | 0 | 0 | 0 | 0 | 0 | 5294995.6726 | 0 | 0 | 0 | 0 | 0 | 0 | 0 | 0 | 0 | 0 | 41193.1534 | 0 | 0 | 0 | 0 | 0 | 0 | 0 | 0 | 0 | 216061.96 | 0 | 0 | 0 | 0 | 0 | 0 | 0
2016-02-16 23:00 | 0 | 0 | 0 | 0 | 0 | 0 | 459251.9215 | 475995 | 0 | 0 | 0 | 0 | 382845.3582 | 0 | 0 | 0 | 0 | 0 | 0 | 0 | 5278252.5941 | 0 | 0 | 0 | 0 | 0 | 0 | 0 | 0 | 0 | 0 | 0 | 0 | 0 | 0 | 0 | 0 | 0 | 0 | 0 | 0 | -16743.0785 | 0 | 0 | 0 | 0 | 0 | 0 | 0
2016-02-17 | 0 | 0 | 0 | 0 | 0 | 333679.1961 | 73298.6193 | 484937 | 0 | 0 | 0 | 0 | 294102.2064 | 0 | 0 | 0 | 0 | 0 | 0 | 0 | 5289036.5614 | 0 | 0 | 0 | 0 | 0 | 0 | 0 | 0 | 0 | 0 | -88743.1518 | 0 | 0 | 0 | 0 | 0 | 0 | 0 | 0 | 0 | 10783.9673 | 0 | 0 | 0 | 0 | 0 | 0 | 0
2016-02-17 01:00 | 0 | 0 | 0 | 0 | 0 | 347268.5274 | 17.7091 | 484039 | 0 | 0 | 0 | 0 | 382845.3582 | 0 | 0 | 0 | 0 | 0 | 0 | 0 | 5063540.6461 | 0 | 0 | 0 | 0 | 0 | 0 | 0 | 0 | 0 | 0 | 88743.1518 | 0 | 0 | 0 | 0 | 0 | 0 | 0 | 0 | 0 | -225495.9154 | 0 | 0 | 0 | 0 | 0 | 0 | 0
2016-02-17 02:00 | 0 | 0 | 0 | 0 | 0 | 344447.9255 | 0 | 473447 | 0 | 0 | 0 | 0 | 294102.2064 | 0 | 0 | 0 | 0 | 0 | 0 | 0 | 5023284.7233 | 0 | 0 | 0 | 0 | 0 | 0 | 0 | 0 | 0 | 0 | -88743.1518 | 0 | 0 | 0 | 0 | 0 | 0 | 0 | 0 | 0 | -40255.9227 | 0 | 0 | 0 | 0 | 0 | 0 | 0
2016-02-17 03:00 | 0 | 0 | 0 | 0 | 0 | 85712.9658 | 0 | 453437 | 0 | 0 | 0 | 0 | 205359.0546 | 0 | 0 | 0 | 0 | 0 | 0 | 0 | 4744303.8409 | 0 | 0 | 0 | 0 | 0 | 0 | 0 | 0 | 0 | 0 | -88743.1518 | 0 | 0 | 0 | 0 | 0 | 0 | 0 | 0 | 0 | -278980.8824 | 0 | 0 | 0 | 0 | 0 | 0 | 0
2016-02-17 04:00 | 0 | 0 | 0 | 0 | 0 | 349514.8953 | 0 | 429448 | 0 | 0 | 0 | 0 | 294102.2064 | 0 | 0 | 0 | 0 | 0 | 0 | 0 | 4575627.5844 | 0 | 0 | 0 | 0 | 0 | 0 | 0 | 0 | 0 | 0 | 88743.1518 | 0 | 0 | 0 | 0 | 0 | 0 | 0 | 0 | 0 | -168676.2565 | 0 | 0 | 0 | 0 | 0 | 0 | 0
2016-02-17 05:00 | 0 | 0 | 0 | 0 | 0 | 363359.1943 | 0 | 409782 | 0 | 0 | 0 | 0 | 382845.3582 | 0 | 0 | 0 | 0 | 0 | 0 | 0 | 4440461.6269 | 0 | 0 | 0 | 0 | 0 | 0 | 0 | 0 | 0 | 0 | 88743.1518 | 0 | 0 | 0 | 0 | 0 | 0 | 0 | 0 | 0 | -135165.9575 | 0 | 0 | 0 | 0 | 0 | 0 | 0
2016-02-17 06:00 | 0 | 0 | 0 | 0 | 0 | 28344.9658 | 0 | 396069 | 0 | 0 | 0 | 0 | 294102.2064 | 0 | 0 | 0 | 0 | 0 | 0 | 0 | 4161480.7444 | 0 | 0 | 0 | 0 | 0 | 0 | 0 | 0 | 0 | 0 | -88743.1518 | 0 | 0 | 0 | 0 | 0 | 0 | 0 | 0 | 0 | -278980.8824 | 0 | 0 | 0 | 0 | 0 | 0 | 0
2016-02-17 07:00 | 0 | 0 | 0 | 0 | 0 | 397596.3943 | 0 | 387846 | 0 | 0 | 0 | 0 | 205359.0546 | 0 | 0 | 0 | 0 | 0 | 0 | 0 | 4259974.2906 | 0 | 0 | 0 | 0 | 0 | 0 | 0 | 0 | 0 | 0 | -88743.1518 | 0 | 0 | 0 | 0 | 0 | 0 | 0 | 0 | 0 | 98493.5461 | 0 | 0 | 0 | 0 | 0 | 0 | 0
2016-02-17 08:00 | 0 | 0 | 0 | 0 | 0 | 412525.0935 | 0 | 384746 | 0 | 0 | 0 | 0 | 294102.2064 | 0 | 0 | 0 | 0 | 0 | 0 | 0 | 4199010.2323 | 0 | 0 | 0 | 0 | 0 | 0 | 0 | 0 | 0 | 0 | 88743.1518 | 0 | 0 | 0 | 0 | 0 | 0 | 0 | 0 | 0 | -60964.0583 | 0 | 0 | 0 | 0 | 0 | 0 | 0
2016-02-17 09:00 | 0 | 0 | 0 | 0 | 0 | 20183.9658 | 0 | 387908 | 0 | 0 | 0 | 0 | 205359.0546 | 0 | 0 | 0 | 0 | 0 | 0 | 0 | 3920029.3498 | 0 | 0 | 0 | 0 | 0 | 0 | 0 | 0 | 0 | 0 | -88743.1518 | 0 | 0 | 0 | 0 | 0 | 0 | 0 | 0 | 0 | -278980.8824 | 0 | 0 | 0 | 0 | 0 | 0 | 0
2016-02-17 10:00 | 0 | 0 | 0 | 0 | 0 | 35240.9658 | 0 | 402965 | 0 | 0 | 0 | 0 | 116615.9029 | 0 | 0 | 0 | 0 | 0 | 0 | 0 | 3641048.4674 | 0 | 0 | 0 | 0 | 0 | 0 | 0 | 0 | 0 | 0 | -88743.1518 | 0 | 0 | 0 | 0 | 0 | 0 | 0 | 0 | 0 | -278980.8824 | 0 | 0 | 0 | 0 | 0 | 0 | 0
2016-02-17 11:00 | 0 | 0 | 0 | 0 | 0 | 408824.5018 | 0 | 435062 | 0 | 0 | 0 | 0 | 205359.0546 | 0 | 0 | 0 | 0 | 0 | 0 | 0 | 3526067.8173 | 0 | 0 | 0 | 0 | 0 | 0 | 0 | 0 | 0 | 0 | 88743.1518 | 0 | 0 | 0 | 0 | 0 | 0 | 0 | 0 | 0 | -114980.65 | 0 | 0 | 0 | 0 | 0 | 0 | 0
2016-02-17 12:00 | 0 | 0 | 0 | 0 | 0 | 96755.9658 | 0 | 464480 | 0 | 0 | 0 | 0 | 116615.9029 | 0 | 0 | 0 | 0 | 0 | 0 | 0 | 3247086.9349 | 0 | 0 | 0 | 0 | 0 | 0 | 0 | 0 | 0 | 0 | -88743.1518 | 0 | 0 | 0 | 0 | 0 | 0 | 0 | 0 | 0 | -278980.8824 | 0 | 0 | 0 | 0 | 0 | 0 | 0
2016-02-17 13:00 | 0 | 0 | 0 | 0 | 0 | 346291.3523 | 1300.3277 | 472263 | 0 | 0 | 0 | 0 | 205359.0546 | 0 | 0 | 0 | 0 | 0 | 0 | 0 | 3033672.4631 | 0 | 0 | 0 | 0 | 0 | 0 | 0 | 0 | 0 | 0 | 88743.1518 | 0 | 0 | 0 | 0 | 0 | 0 | 0 | 0 | 0 | -213414.4717 | 0 | 0 | 0 | 0 | 0 | 0 | 0
2016-02-17 14:00 | 0 | 0 | 0 | 0 | 0 | 198853.4181 | 248606.5753 | 470126 | 0 | 0 | 0 | 0 | 294102.2064 | 0 | 0 | 0 | 0 | 0 | 0 | 0 | 2922263.3047 | 0 | 0 | 0 | 0 | 0 | 0 | 0 | 0 | 0 | 0 | 88743.1518 | 0 | 0 | 0 | 0 | 0 | 0 | 0 | 0 | 0 | -111409.1584 | 0 | 0 | 0 | 0 | 0 | 0 | 0
2016-02-17 15:00 | 0 | 0 | 0 | 0 | 0 | 136007.2201 | 580347.0666 | 465928 | 0 | 0 | 0 | 0 | 294102.2064 | 0 | 0 | 0 | 0 | 0 | 0 | 0 | 3172689.5913 | 0 | 0 | 0 | 0 | 0 | 0 | 0 | 0 | 0 | 0 | 0 | 0 | 0 | 0 | 0 | 0 | 0 | 0 | 0 | 0 | 250426.2866 | 0 | 0 | 0 | 0 | 0 | 0 | 0
2016-02-17 16:00 | 0 | 0 | 0 | 0 | 0 | 173125.8111 | 655342.2232 | 460744 | 0 | 0 | 0 | 0 | 382845.3582 | 0 | 0 | 0 | 0 | 0 | 0 | 0 | 3451670.4738 | 0 | 0 | 0 | 0 | 0 | 0 | 0 | 0 | 0 | 0 | 88743.1518 | 0 | 0 | 0 | 0 | 0 | 0 | 0 | 0 | 0 | 278980.8824 | 0 | 0 | 0 | 0 | 0 | 0 | 0
2016-02-17 17:00 | 0 | 0 | 0 | 0 | 0 | 0 | 653197.177 | 454129 | 0 | 0 | 0 | 0 | 302932.6528 | 0 | 0 | 0 | 0 | 0 | 0 | 0 | 3730651.3562 | 0 | 0 | 0 | 0 | 0 | 0 | 0 | 0 | 0 | 0 | -79912.7054 | 0 | 0 | 0 | 0 | 0 | 0 | 0 | 0 | 0 | 278980.8824 | 0 | 0 | 0 | 0 | 0 | 0 | 0
2016-02-17 18:00 | 0 | 0 | 0 | 0 | 0 | 0 | 637223.3236 | 450106 | 0 | 0 | 0 | 0 | 214189.501 | 0 | 0 | 0 | 0 | 0 | 0 | 0 | 4006511.8317 | 0 | 0 | 0 | 0 | 0 | 0 | 0 | 0 | 0 | 0 | -88743.1518 | 0 | 0 | 0 | 0 | 0 | 0 | 0 | 0 | 0 | 275860.4754 | 0 | 0 | 0 | 0 | 0 | 0 | 0
2016-02-17 19:00 | 0 | 0 | 0 | 0 | 0 | 0 | 627616.3618 | 446675 | 0 | 0 | 0 | 0 | 125446.3492 | 0 | 0 | 0 | 0 | 0 | 0 | 0 | 4276196.3453 | 0 | 0 | 0 | 0 | 0 | 0 | 0 | 0 | 0 | 0 | -88743.1518 | 0 | 0 | 0 | 0 | 0 | 0 | 0 | 0 | 0 | 269684.5136 | 0 | 0 | 0 | 0 | 0 | 0 | 0
2016-02-17 20:00 | 0 | 0 | 0 | 0 | 0 | 183955.8026 | 628900.2317 | 445132 | 0 | 0 | 0 | 0 | 214189.501 | 0 | 0 | 0 | 0 | 0 | 0 | 0 | 4555177.2277 | 0 | 0 | 0 | 0 | 0 | 0 | 0 | 0 | 0 | 0 | 88743.1518 | 0 | 0 | 0 | 0 | 0 | 0 | 0 | 0 | 0 | 278980.8824 | 0 | 0 | 0 | 0 | 0 | 0 | 0
2016-02-17 21:00 | 0 | 0 | 0 | 0 | 0 | 190816.8622 | 624421.172 | 447514 | 0 | 0 | 0 | 0 | 302932.6528 | 0 | 0 | 0 | 0 | 0 | 0 | 0 | 4834158.1102 | 0 | 0 | 0 | 0 | 0 | 0 | 0 | 0 | 0 | 0 | 88743.1518 | 0 | 0 | 0 | 0 | 0 | 0 | 0 | 0 | 0 | 278980.8824 | 0 | 0 | 0 | 0 | 0 | 0 | 0
2016-02-17 22:00 | 0 | 0 | 0 | 0 | 0 | 0 | 556729.8582 | 455731 | 0 | 0 | 0 | 0 | 382845.3582 | 0 | 0 | 0 | 0 | 0 | 0 | 0 | 4855244.2629 | 0 | 0 | 0 | 0 | 0 | 0 | 0 | 0 | 0 | 0 | 79912.7054 | 0 | 0 | 0 | 0 | 0 | 0 | 0 | 0 | 0 | 21086.1528 | 0 | 0 | 0 | 0 | 0 | 0 | 0
2016-02-17 23:00 | 0 | 0 | 0 | 0 | 0 | 0 | 328499.7022 | 471276 | 0 | 0 | 0 | 0 | 294102.2064 | 0 | 0 | 0 | 0 | 0 | 0 | 0 | 4801211.1169 | 0 | 0 | 0 | 0 | 0 | 0 | 0 | 0 | 0 | 0 | -88743.1518 | 0 | 0 | 0 | 0 | 0 | 0 | 0 | 0 | 0 | -54033.146 | 0 | 0 | 0 | 0 | 0 | 0 | 0
2016-02-18 | 0 | 0 | 0 | 0 | 0 | 631680.3541 | 42284.3765 | 483727 | 0 | 0 | 0 | 0 | 205359.0546 | 0 | 0 | 0 | 0 | 0 | 0 | 0 | 5080191.9994 | 0 | 0 | 0 | 0 | 0 | 0 | 0 | 0 | 0 | 0 | -88743.1518 | 0 | 0 | 0 | 0 | 0 | 0 | 0 | 0 | 0 | 278980.8824 | 0 | 0 | 0 | 0 | 0 | 0 | 0
2016-02-18 01:00 | 0 | 0 | 0 | 0 | 0 | 294918.0479 | 2.2215 | 485158 | 0 | 0 | 0 | 0 | 294102.2064 | 0 | 0 | 0 | 0 | 0 | 0 | 0 | 4801211.1169 | 0 | 0 | 0 | 0 | 0 | 0 | 0 | 0 | 0 | 0 | 88743.1518 | 0 | 0 | 0 | 0 | 0 | 0 | 0 | 0 | 0 | -278980.8824 | 0 | 0 | 0 | 0 | 0 | 0 | 0
2016-02-18 02:00 | 0 | 0 | 0 | 0 | 0 | 109248.9658 | 0 | 476973 | 0 | 0 | 0 | 0 | 205359.0546 | 0 | 0 | 0 | 0 | 0 | 0 | 0 | 4522230.2345 | 0 | 0 | 0 | 0 | 0 | 0 | 0 | 0 | 0 | 0 | -88743.1518 | 0 | 0 | 0 | 0 | 0 | 0 | 0 | 0 | 0 | -278980.8824 | 0 | 0 | 0 | 0 | 0 | 0 | 0
2016-02-18 03:00 | 0 | 0 | 0 | 0 | 0 | 827297.0342 | 0 | 459573 | 0 | 0 | 0 | 0 | 294102.2064 | 0 | 0 | 0 | 0 | 0 | 0 | 0 | 4801211.1169 | 0 | 0 | 0 | 0 | 0 | 0 | 0 | 0 | 0 | 0 | 88743.1518 | 0 | 0 | 0 | 0 | 0 | 0 | 0 | 0 | 0 | 278980.8824 | 0 | 0 | 0 | 0 | 0 | 0 | 0
2016-02-18 04:00 | 0 | 0 | 0 | 0 | 0 | 804925.0342 | 0 | 437201 | 0 | 0 | 0 | 0 | 382845.3582 | 0 | 0 | 0 | 0 | 0 | 0 | 0 | 5080191.9994 | 0 | 0 | 0 | 0 | 0 | 0 | 0 | 0 | 0 | 0 | 88743.1518 | 0 | 0 | 0 | 0 | 0 | 0 | 0 | 0 | 0 | 278980.8824 | 0 | 0 | 0 | 0 | 0 | 0 | 0
2016-02-18 05:00 | 0 | 0 | 0 | 0 | 0 | 50560.9658 | 0 | 418285 | 0 | 0 | 0 | 0 | 294102.2064 | 0 | 0 | 0 | 0 | 0 | 0 | 0 | 4801211.1169 | 0 | 0 | 0 | 0 | 0 | 0 | 0 | 0 | 0 | 0 | -88743.1518 | 0 | 0 | 0 | 0 | 0 | 0 | 0 | 0 | 0 | -278980.8824 | 0 | 0 | 0 | 0 | 0 | 0 | 0
2016-02-18 06:00 | 0 | 0 | 0 | 0 | 0 | 216061.2694 | 0 | 406299 | 0 | 0 | 0 | 0 | 382845.3582 | 0 | 0 | 0 | 0 | 0 | 0 | 0 | 4522230.2345 | 0 | 0 | 0 | 0 | 0 | 0 | 0 | 0 | 0 | 0 | 88743.1518 | 0 | 0 | 0 | 0 | 0 | 0 | 0 | 0 | 0 | -278980.8824 | 0 | 0 | 0 | 0 | 0 | 0 | 0
2016-02-18 07:00 | 0 | 0 | 0 | 0 | 0 | 120334.1176 | 0 | 399315 | 0 | 0 | 0 | 0 | 382845.3582 | 0 | 0 | 0 | 0 | 0 | 0 | 0 | 4243249.352 | 0 | 0 | 0 | 0 | 0 | 0 | 0 | 0 | 0 | 0 | 0 | 0 | 0 | 0 | 0 | 0 | 0 | 0 | 0 | 0 | -278980.8824 | 0 | 0 | 0 | 0 | 0 | 0 | 0
2016-02-18 08:00 | 0 | 0 | 0 | 0 | 0 | 587918.7306 | 0 | 397681 | 0 | 0 | 0 | 0 | 294102.2064 | 0 | 0 | 0 | 0 | 0 | 0 | 0 | 4522230.2345 | 0 | 0 | 0 | 0 | 0 | 0 | 0 | 0 | 0 | 0 | -88743.1518 | 0 | 0 | 0 | 0 | 0 | 0 | 0 | 0 | 0 | 278980.8824 | 0 | 0 | 0 | 0 | 0 | 0 | 0
2016-02-18 09:00 | 0 | 0 | 0 | 0 | 0 | 210969.2694 | 0 | 401207 | 0 | 0 | 0 | 0 | 382845.3582 | 0 | 0 | 0 | 0 | 0 | 0 | 0 | 4243249.352 | 0 | 0 | 0 | 0 | 0 | 0 | 0 | 0 | 0 | 0 | 88743.1518 | 0 | 0 | 0 | 0 | 0 | 0 | 0 | 0 | 0 | -278980.8824 | 0 | 0 | 0 | 0 | 0 | 0 | 0
2016-02-18 10:00 | 0 | 0 | 0 | 0 | 0 | 48602.9658 | 0 | 416327 | 0 | 0 | 0 | 0 | 294102.2064 | 0 | 0 | 0 | 0 | 0 | 0 | 0 | 3964268.4696 | 0 | 0 | 0 | 0 | 0 | 0 | 0 | 0 | 0 | 0 | -88743.1518 | 0 | 0 | 0 | 0 | 0 | 0 | 0 | 0 | 0 | -278980.8824 | 0 | 0 | 0 | 0 | 0 | 0 | 0
2016-02-18 11:00 | 0 | 0 | 0 | 0 | 0 | 82619.9658 | 0 | 450344 | 0 | 0 | 0 | 0 | 205359.0546 | 0 | 0 | 0 | 0 | 0 | 0 | 0 | 3685287.5871 | 0 | 0 | 0 | 0 | 0 | 0 | 0 | 0 | 0 | 0 | -88743.1518 | 0 | 0 | 0 | 0 | 0 | 0 | 0 | 0 | 0 | -278980.8824 | 0 | 0 | 0 | 0 | 0 | 0 | 0
2016-02-18 12:00 | 0 | 0 | 0 | 0 | 0 | 110924.9658 | 0 | 478649 | 0 | 0 | 0 | 0 | 116615.9029 | 0 | 0 | 0 | 0 | 0 | 0 | 0 | 3406306.7047 | 0 | 0 | 0 | 0 | 0 | 0 | 0 | 0 | 0 | 0 | -88743.1518 | 0 | 0 | 0 | 0 | 0 | 0 | 0 | 0 | 0 | -278980.8824 | 0 | 0 | 0 | 0 | 0 | 0 | 0
2016-02-18 13:00 | 0 | 0 | 0 | 0 | 0 | 753394.9692 | 1701.1678 | 482466 | 0 | 0 | 0 | 0 | 205359.0546 | 0 | 0 | 0 | 0 | 0 | 0 | 0 | 3590193.6899 | 0 | 0 | 0 | 0 | 0 | 0 | 0 | 0 | 0 | 0 | 88743.1518 | 0 | 0 | 0 | 0 | 0 | 0 | 0 | 0 | 0 | 183886.9852 | 0 | 0 | 0 | 0 | 0 | 0 | 0
2016-02-18 14:00 | 0 | 0 | 0 | 0 | 0 | 622117.7532 | 221490.281 | 475884 | 0 | 0 | 0 | 0 | 294102.2064 | 0 | 0 | 0 | 0 | 0 | 0 | 0 | 3869174.5723 | 0 | 0 | 0 | 0 | 0 | 0 | 0 | 0 | 0 | 0 | 88743.1518 | 0 | 0 | 0 | 0 | 0 | 0 | 0 | 0 | 0 | 278980.8824 | 0 | 0 | 0 | 0 | 0 | 0 | 0
2016-02-18 15:00 | 0 | 0 | 0 | 0 | 0 | 0 | 505152.7248 | 468614 | 0 | 0 | 0 | 0 | 294102.2064 | 0 | 0 | 0 | 0 | 0 | 0 | 0 | 3905713.2972 | 0 | 0 | 0 | 0 | 0 | 0 | 0 | 0 | 0 | 0 | 0 | 0 | 0 | 0 | 0 | 0 | 0 | 0 | 0 | 0 | 36538.7248 | 0 | 0 | 0 | 0 | 0 | 0 | 0
2016-02-18 16:00 | 0 | 0 | 0 | 0 | 0 | 209111.3575 | 618928.6768 | 460316 | 0 | 0 | 0 | 0 | 382845.3582 | 0 | 0 | 0 | 0 | 0 | 0 | 0 | 4184694.1796 | 0 | 0 | 0 | 0 | 0 | 0 | 0 | 0 | 0 | 0 | 88743.1518 | 0 | 0 | 0 | 0 | 0 | 0 | 0 | 0 | 0 | 278980.8824 | 0 | 0 | 0 | 0 | 0 | 0 | 0
2016-02-18 17:00 | 0 | 0 | 0 | 0 | 0 | 77542.8975 | 653714.985 | 452277 | 0 | 0 | 0 | 0 | 382845.3582 | 0 | 0 | 0 | 0 | 0 | 0 | 0 | 4463675.0621 | 0 | 0 | 0 | 0 | 0 | 0 | 0 | 0 | 0 | 0 | 0 | 0 | 0 | 0 | 0 | 0 | 0 | 0 | 0 | 0 | 278980.8824 | 0 | 0 | 0 | 0 | 0 | 0 | 0
2016-02-18 18:00 | 0 | 0 | 0 | 0 | 0 | 47999.0518 | 641880.2473 | 446581 | 0 | 0 | 0 | 0 | 347162.775 | 0 | 0 | 0 | 0 | 0 | 0 | 0 | 4742655.9445 | 0 | 0 | 0 | 0 | 0 | 0 | 0 | 0 | 0 | 0 | -35682.5833 | 0 | 0 | 0 | 0 | 0 | 0 | 0 | 0 | 0 | 278980.8824 | 0 | 0 | 0 | 0 | 0 | 0 | 0
2016-02-18 19:00 | 0 | 0 | 0 | 0 | 0 | 0 | 639968.308 | 442689 | 0 | 0 | 0 | 0 | 265461.2006 | 0 | 0 | 0 | 0 | 0 | 0 | 0 | 5021636.8269 | 0 | 0 | 0 | 0 | 0 | 0 | 0 | 0 | 0 | 0 | -81701.5744 | 0 | 0 | 0 | 0 | 0 | 0 | 0 | 0 | 0 | 278980.8824 | 0 | 0 | 0 | 0 | 0 | 0 | 0
2016-02-18 20:00 | 0 | 0 | 0 | 0 | 0 | 0 | 653482.0656 | 440034 | 0 | 0 | 0 | 0 | 199928.3838 | 0 | 0 | 0 | 0 | 0 | 0 | 0 | 5300617.7094 | 0 | 0 | 0 | 0 | 0 | 0 | 0 | 0 | 0 | 0 | -65532.8168 | 0 | 0 | 0 | 0 | 0 | 0 | 0 | 0 | 0 | 278980.8824 | 0 | 0 | 0 | 0 | 0 | 0 | 0
2016-02-18 21:00 | 0 | 0 | 0 | 0 | 0 | 0 | 671487.733 | 441636 | 0 | 0 | 0 | 0 | 288671.5355 | 0 | 0 | 0 | 0 | 0 | 0 | 0 | 5441726.2906 | 0 | 0 | 0 | 0 | 0 | 0 | 0 | 0 | 0 | 0 | 88743.1518 | 0 | 0 | 0 | 0 | 0 | 0 | 0 | 0 | 0 | 141108.5812 | 0 | 0 | 0 | 0 | 0 | 0 | 0
2016-02-18 22:00 | 0 | 0 | 0 | 0 | 0 | 0 | 645956.4015 | 450288 | 0 | 0 | 0 | 0 | 205359.0546 | 0 | 0 | 0 | 0 | 0 | 0 | 0 | 5720707.173 | 0 | 0 | 0 | 0 | 0 | 0 | 0 | 0 | 0 | 0 | -83312.4809 | 0 | 0 | 0 | 0 | 0 | 0 | 0 | 0 | 0 | 278980.8824 | 0 | 0 | 0 | 0 | 0 | 0 | 0
2016-02-18 23:00 | 0 | 0 | 0 | 0 | 0 | 0 | 458555.7539 | 467437 | 0 | 0 | 0 | 0 | 294102.2064 | 0 | 0 | 0 | 0 | 0 | 0 | 0 | 5623082.7751 | 0 | 0 | 0 | 0 | 0 | 0 | 0 | 0 | 0 | 0 | 88743.1518 | 0 | 0 | 0 | 0 | 0 | 0 | 0 | 0 | 0 | -97624.3979 | 0 | 0 | 0 | 0 | 0 | 0 | 0
2016-02-19 | 0 | 0 | 0 | 0 | 0 | 202264.9679 | 87607.3015 | 480110 | 0 | 0 | 0 | 0 | 382845.3582 | 0 | 0 | 0 | 0 | 0 | 0 | 0 | 5344101.8927 | 0 | 0 | 0 | 0 | 0 | 0 | 0 | 0 | 0 | 0 | 88743.1518 | 0 | 0 | 0 | 0 | 0 | 0 | 0 | 0 | 0 | -278980.8824 | 0 | 0 | 0 | 0 | 0 | 0 | 0
2016-02-19 01:00 | 0 | 0 | 0 | 0 | 0 | 114355.4545 | 26.5112 | 482106 | 0 | 0 | 0 | 0 | 294102.2064 | 0 | 0 | 0 | 0 | 0 | 0 | 0 | 5065121.0102 | 0 | 0 | 0 | 0 | 0 | 0 | 0 | 0 | 0 | 0 | -88743.1518 | 0 | 0 | 0 | 0 | 0 | 0 | 0 | 0 | 0 | -278980.8824 | 0 | 0 | 0 | 0 | 0 | 0 | 0
2016-02-19 02:00 | 0 | 0 | 0 | 0 | 0 | 664632.7306 | 0 | 474395 | 0 | 0 | 0 | 0 | 205359.0546 | 0 | 0 | 0 | 0 | 0 | 0 | 0 | 5344101.8927 | 0 | 0 | 0 | 0 | 0 | 0 | 0 | 0 | 0 | 0 | -88743.1518 | 0 | 0 | 0 | 0 | 0 | 0 | 0 | 0 | 0 | 278980.8824 | 0 | 0 | 0 | 0 | 0 | 0 | 0
2016-02-19 03:00 | 0 | 0 | 0 | 0 | 0 | 267044.2694 | 0 | 457282 | 0 | 0 | 0 | 0 | 294102.2064 | 0 | 0 | 0 | 0 | 0 | 0 | 0 | 5065121.0102 | 0 | 0 | 0 | 0 | 0 | 0 | 0 | 0 | 0 | 0 | 88743.1518 | 0 | 0 | 0 | 0 | 0 | 0 | 0 | 0 | 0 | -278980.8824 | 0 | 0 | 0 | 0 | 0 | 0 | 0
2016-02-19 04:00 | 0 | 0 | 0 | 0 | 0 | 243884.2694 | 0 | 434122 | 0 | 0 | 0 | 0 | 382845.3582 | 0 | 0 | 0 | 0 | 0 | 0 | 0 | 4786140.1278 | 0 | 0 | 0 | 0 | 0 | 0 | 0 | 0 | 0 | 0 | 88743.1518 | 0 | 0 | 0 | 0 | 0 | 0 | 0 | 0 | 0 | -278980.8824 | 0 | 0 | 0 | 0 | 0 | 0 | 0
2016-02-19 05:00 | 0 | 0 | 0 | 0 | 0 | 604773.7306 | 0 | 414536 | 0 | 0 | 0 | 0 | 294102.2064 | 0 | 0 | 0 | 0 | 0 | 0 | 0 | 5065121.0102 | 0 | 0 | 0 | 0 | 0 | 0 | 0 | 0 | 0 | 0 | -88743.1518 | 0 | 0 | 0 | 0 | 0 | 0 | 0 | 0 | 0 | 278980.8824 | 0 | 0 | 0 | 0 | 0 | 0 | 0
2016-02-19 06:00 | 0 | 0 | 0 | 0 | 0 | 211790.2694 | 0 | 402028 | 0 | 0 | 0 | 0 | 382845.3582 | 0 | 0 | 0 | 0 | 0 | 0 | 0 | 4786140.1278 | 0 | 0 | 0 | 0 | 0 | 0 | 0 | 0 | 0 | 0 | 88743.1518 | 0 | 0 | 0 | 0 | 0 | 0 | 0 | 0 | 0 | -278980.8824 | 0 | 0 | 0 | 0 | 0 | 0 | 0
2016-02-19 07:00 | 0 | 0 | 0 | 0 | 0 | 114416.1176 | 0 | 393397 | 0 | 0 | 0 | 0 | 382845.3582 | 0 | 0 | 0 | 0 | 0 | 0 | 0 | 4507159.2453 | 0 | 0 | 0 | 0 | 0 | 0 | 0 | 0 | 0 | 0 | 0 | 0 | 0 | 0 | 0 | 0 | 0 | 0 | 0 | 0 | -278980.8824 | 0 | 0 | 0 | 0 | 0 | 0 | 0
2016-02-19 08:00 | 0 | 0 | 0 | 0 | 0 | 21329.9658 | 0 | 389054 | 0 | 0 | 0 | 0 | 294102.2064 | 0 | 0 | 0 | 0 | 0 | 0 | 0 | 4228178.3629 | 0 | 0 | 0 | 0 | 0 | 0 | 0 | 0 | 0 | 0 | -88743.1518 | 0 | 0 | 0 | 0 | 0 | 0 | 0 | 0 | 0 | -278980.8824 | 0 | 0 | 0 | 0 | 0 | 0 | 0
2016-02-19 09:00 | 0 | 0 | 0 | 0 | 0 | 759434.0342 | 0 | 391710 | 0 | 0 | 0 | 0 | 382845.3582 | 0 | 0 | 0 | 0 | 0 | 0 | 0 | 4507159.2453 | 0 | 0 | 0 | 0 | 0 | 0 | 0 | 0 | 0 | 0 | 88743.1518 | 0 | 0 | 0 | 0 | 0 | 0 | 0 | 0 | 0 | 278980.8824 | 0 | 0 | 0 | 0 | 0 | 0 | 0
2016-02-19 10:00 | 0 | 0 | 0 | 0 | 0 | 37695.9658 | 0 | 405420 | 0 | 0 | 0 | 0 | 294102.2064 | 0 | 0 | 0 | 0 | 0 | 0 | 0 | 4228178.3629 | 0 | 0 | 0 | 0 | 0 | 0 | 0 | 0 | 0 | 0 | -88743.1518 | 0 | 0 | 0 | 0 | 0 | 0 | 0 | 0 | 0 | -278980.8824 | 0 | 0 | 0 | 0 | 0 | 0 | 0
2016-02-19 11:00 | 0 | 0 | 0 | 0 | 0 | 67445.9658 | 0 | 435170 | 0 | 0 | 0 | 0 | 205359.0546 | 0 | 0 | 0 | 0 | 0 | 0 | 0 | 3949197.4804 | 0 | 0 | 0 | 0 | 0 | 0 | 0 | 0 | 0 | 0 | -88743.1518 | 0 | 0 | 0 | 0 | 0 | 0 | 0 | 0 | 0 | -278980.8824 | 0 | 0 | 0 | 0 | 0 | 0 | 0
2016-02-19 12:00 | 0 | 0 | 0 | 0 | 0 | 92806.9658 | 0 | 460531 | 0 | 0 | 0 | 0 | 116615.9029 | 0 | 0 | 0 | 0 | 0 | 0 | 0 | 3670216.598 | 0 | 0 | 0 | 0 | 0 | 0 | 0 | 0 | 0 | 0 | -88743.1518 | 0 | 0 | 0 | 0 | 0 | 0 | 0 | 0 | 0 | -278980.8824 | 0 | 0 | 0 | 0 | 0 | 0 | 0
2016-02-19 13:00 | 0 | 0 | 0 | 0 | 0 | 791142.7279 | 2023.0495 | 463967 | 0 | 0 | 0 | 0 | 205359.0546 | 0 | 0 | 0 | 0 | 0 | 0 | 0 | 3910672.2237 | 0 | 0 | 0 | 0 | 0 | 0 | 0 | 0 | 0 | 0 | 88743.1518 | 0 | 0 | 0 | 0 | 0 | 0 | 0 | 0 | 0 | 240455.6257 | 0 | 0 | 0 | 0 | 0 | 0 | 0
2016-02-19 14:00 | 0 | 0 | 0 | 0 | 0 | 392421.3509 | 196886.8378 | 460831 | 0 | 0 | 0 | 0 | 294102.2064 | 0 | 0 | 0 | 0 | 0 | 0 | 0 | 3950406.2606 | 0 | 0 | 0 | 0 | 0 | 0 | 0 | 0 | 0 | 0 | 88743.1518 | 0 | 0 | 0 | 0 | 0 | 0 | 0 | 0 | 0 | 39734.0369 | 0 | 0 | 0 | 0 | 0 | 0 | 0
2016-02-19 15:00 | 0 | 0 | 0 | 0 | 0 | 0 | 563263.8982 | 457400 | 0 | 0 | 0 | 0 | 205359.0546 | 0 | 0 | 0 | 0 | 0 | 0 | 0 | 4145013.3106 | 0 | 0 | 0 | 0 | 0 | 0 | 0 | 0 | 0 | 0 | -88743.1518 | 0 | 0 | 0 | 0 | 0 | 0 | 0 | 0 | 0 | 194607.05 | 0 | 0 | 0 | 0 | 0 | 0 | 0
2016-02-19 16:00 | 0 | 0 | 0 | 0 | 0 | 0 | 664670.2944 | 450971 | 0 | 0 | 0 | 0 | 140077.4666 | 0 | 0 | 0 | 0 | 0 | 0 | 0 | 4423994.1931 | 0 | 0 | 0 | 0 | 0 | 0 | 0 | 0 | 0 | 0 | -65281.588 | 0 | 0 | 0 | 0 | 0 | 0 | 0 | 0 | 0 | 278980.8824 | 0 | 0 | 0 | 0 | 0 | 0 | 0
2016-02-19 17:00 | 0 | 0 | 0 | 0 | 0 | 142777.4451 | 669780.5891 | 444834 | 0 | 0 | 0 | 0 | 228820.6184 | 0 | 0 | 0 | 0 | 0 | 0 | 0 | 4702975.0755 | 0 | 0 | 0 | 0 | 0 | 0 | 0 | 0 | 0 | 0 | 88743.1518 | 0 | 0 | 0 | 0 | 0 | 0 | 0 | 0 | 0 | 278980.8824 | 0 | 0 | 0 | 0 | 0 | 0 | 0
2016-02-19 18:00 | 0 | 0 | 0 | 0 | 0 | 0 | 643509.838 | 439677 | 0 | 0 | 0 | 0 | 153672.574 | 0 | 0 | 0 | 0 | 0 | 0 | 0 | 4981955.958 | 0 | 0 | 0 | 0 | 0 | 0 | 0 | 0 | 0 | 0 | -75148.0444 | 0 | 0 | 0 | 0 | 0 | 0 | 0 | 0 | 0 | 278980.8824 | 0 | 0 | 0 | 0 | 0 | 0 | 0
2016-02-19 19:00 | 0 | 0 | 0 | 0 | 0 | 0 | 623644.5979 | 436715 | 0 | 0 | 0 | 0 | 131086.2474 | 0 | 0 | 0 | 0 | 0 | 0 | 0 | 5191471.8824 | 0 | 0 | 0 | 0 | 0 | 0 | 0 | 0 | 0 | 0 | -22586.3266 | 0 | 0 | 0 | 0 | 0 | 0 | 0 | 0 | 0 | 209515.9244 | 0 | 0 | 0 | 0 | 0 | 0 | 0
2016-02-19 20:00 | 0 | 0 | 0 | 0 | 0 | 0 | 621987.3674 | 434312 | 0 | 0 | 0 | 0 | 219829.3992 | 0 | 0 | 0 | 0 | 0 | 0 | 0 | 5290404.098 | 0 | 0 | 0 | 0 | 0 | 0 | 0 | 0 | 0 | 0 | 88743.1518 | 0 | 0 | 0 | 0 | 0 | 0 | 0 | 0 | 0 | 98932.2156 | 0 | 0 | 0 | 0 | 0 | 0 | 0
2016-02-19 21:00 | 0 | 0 | 0 | 0 | 0 | 0 | 612997.2104 | 433831 | 0 | 0 | 0 | 0 | 308572.551 | 0 | 0 | 0 | 0 | 0 | 0 | 0 | 5380827.1566 | 0 | 0 | 0 | 0 | 0 | 0 | 0 | 0 | 0 | 0 | 88743.1518 | 0 | 0 | 0 | 0 | 0 | 0 | 0 | 0 | 0 | 90423.0586 | 0 | 0 | 0 | 0 | 0 | 0 | 0
2016-02-19 22:00 | 0 | 0 | 0 | 0 | 0 | 0 | 574409.205 | 438853 | 0 | 0 | 0 | 0 | 219829.3992 | 0 | 0 | 0 | 0 | 0 | 0 | 0 | 5605126.5134 | 0 | 0 | 0 | 0 | 0 | 0 | 0 | 0 | 0 | 0 | -88743.1518 | 0 | 0 | 0 | 0 | 0 | 0 | 0 | 0 | 0 | 224299.3568 | 0 | 0 | 0 | 0 | 0 | 0 | 0
2016-02-19 23:00 | 0 | 0 | 0 | 0 | 0 | 0 | 418903.2605 | 448325 | 0 | 0 | 0 | 0 | 131086.2474 | 0 | 0 | 0 | 0 | 0 | 0 | 0 | 5664447.9257 | 0 | 0 | 0 | 0 | 0 | 0 | 0 | 0 | 0 | 0 | -88743.1518 | 0 | 0 | 0 | 0 | 0 | 0 | 0 | 0 | 0 | 59321.4123 | 0 | 0 | 0 | 0 | 0 | 0 | 0
2016-02-20 | 0 | 0 | 0 | 0 | 0 | 695405.8162 | 78581.0882 | 453703 | 0 | 0 | 0 | 0 | 172389.2694 | 0 | 0 | 0 | 0 | 0 | 0 | 0 | 5943428.8081 | 0 | 0 | 0 | 0 | 0 | 0 | 0 | 0 | 0 | 0 | 41303.022 | 0 | 0 | 0 | 0 | 0 | 0 | 0 | 0 | 0 | 278980.8824 | 0 | 0 | 0 | 0 | 0 | 0 | 0
2016-02-20 01:00 | 0 | 0 | 0 | 0 | 0 | 83090.4365 | 22.5293 | 450837 | 0 | 0 | 0 | 0 | 83646.1176 | 0 | 0 | 0 | 0 | 0 | 0 | 0 | 5664447.9257 | 0 | 0 | 0 | 0 | 0 | 0 | 0 | 0 | 0 | 0 | -88743.1518 | 0 | 0 | 0 | 0 | 0 | 0 | 0 | 0 | 0 | -278980.8824 | 0 | 0 | 0 | 0 | 0 | 0 | 0
2016-02-20 02:00 | 0 | 0 | 0 | 0 | 0 | 772016.1885 | 0 | 442242 | 0 | 0 | 0 | 0 | 172389.2694 | 0 | 0 | 0 | 0 | 0 | 0 | 0 | 5905478.9624 | 0 | 0 | 0 | 0 | 0 | 0 | 0 | 0 | 0 | 0 | 88743.1518 | 0 | 0 | 0 | 0 | 0 | 0 | 0 | 0 | 0 | 241031.0367 | 0 | 0 | 0 | 0 | 0 | 0 | 0
2016-02-20 03:00 | 0 | 0 | 0 | 0 | 0 | 237608.2694 | 0 | 427846 | 0 | 0 | 0 | 0 | 261132.4211 | 0 | 0 | 0 | 0 | 0 | 0 | 0 | 5626498.08 | 0 | 0 | 0 | 0 | 0 | 0 | 0 | 0 | 0 | 0 | 88743.1518 | 0 | 0 | 0 | 0 | 0 | 0 | 0 | 0 | 0 | -278980.8824 | 0 | 0 | 0 | 0 | 0 | 0 | 0
2016-02-20 04:00 | 0 | 0 | 0 | 0 | 0 | 598307.7306 | 0 | 408070 | 0 | 0 | 0 | 0 | 172389.2694 | 0 | 0 | 0 | 0 | 0 | 0 | 0 | 5905478.9624 | 0 | 0 | 0 | 0 | 0 | 0 | 0 | 0 | 0 | 0 | -88743.1518 | 0 | 0 | 0 | 0 | 0 | 0 | 0 | 0 | 0 | 278980.8824 | 0 | 0 | 0 | 0 | 0 | 0 | 0
2016-02-20 05:00 | 0 | 0 | 0 | 0 | 0 | 20852.9658 | 0 | 388577 | 0 | 0 | 0 | 0 | 83646.1176 | 0 | 0 | 0 | 0 | 0 | 0 | 0 | 5626498.08 | 0 | 0 | 0 | 0 | 0 | 0 | 0 | 0 | 0 | 0 | -88743.1518 | 0 | 0 | 0 | 0 | 0 | 0 | 0 | 0 | 0 | -278980.8824 | 0 | 0 | 0 | 0 | 0 | 0 | 0
2016-02-20 06:00 | 0 | 0 | 0 | 0 | 0 | 183334.2694 | 0 | 373572 | 0 | 0 | 0 | 0 | 172389.2694 | 0 | 0 | 0 | 0 | 0 | 0 | 0 | 5347517.1975 | 0 | 0 | 0 | 0 | 0 | 0 | 0 | 0 | 0 | 0 | 88743.1518 | 0 | 0 | 0 | 0 | 0 | 0 | 0 | 0 | 0 | -278980.8824 | 0 | 0 | 0 | 0 | 0 | 0 | 0
2016-02-20 07:00 | 0 | 0 | 0 | 0 | 0 | 0 | 0 | 362627 | 0 | 0 | 0 | 0 | 88743.1518 | 0 | 0 | 0 | 0 | 0 | 0 | 0 | 5068536.3151 | 0 | 0 | 0 | 0 | 0 | 0 | 0 | 0 | 0 | 0 | -83646.1176 | 0 | 0 | 0 | 0 | 0 | 0 | 0 | 0 | 0 | -278980.8824 | 0 | 0 | 0 | 0 | 0 | 0 | 0
2016-02-20 08:00 | 0 | 0 | 0 | 0 | 0 | 546789.7306 | 0 | 356552 | 0 | 0 | 0 | 0 | 0 | 0 | 0 | 0 | 0 | 0 | 0 | 0 | 5347517.1975 | 0 | 0 | 0 | 0 | 0 | 0 | 0 | 0 | 0 | 0 | -88743.1518 | 0 | 0 | 0 | 0 | 0 | 0 | 0 | 0 | 0 | 278980.8824 | 0 | 0 | 0 | 0 | 0 | 0 | 0
2016-02-20 09:00 | 0 | 0 | 0 | 0 | 0 | 163780.2694 | 0 | 354018 | 0 | 0 | 0 | 0 | 88743.1518 | 0 | 0 | 0 | 0 | 0 | 0 | 0 | 5068536.3151 | 0 | 0 | 0 | 0 | 0 | 0 | 0 | 0 | 0 | 0 | 88743.1518 | 0 | 0 | 0 | 0 | 0 | 0 | 0 | 0 | 0 | -278980.8824 | 0 | 0 | 0 | 0 | 0 | 0 | 0
2016-02-20 10:00 | 0 | 0 | 0 | 0 | 0 | 166113.2694 | 0 | 356351 | 0 | 0 | 0 | 0 | 177486.3036 | 0 | 0 | 0 | 0 | 0 | 0 | 0 | 4789555.4326 | 0 | 0 | 0 | 0 | 0 | 0 | 0 | 0 | 0 | 0 | 88743.1518 | 0 | 0 | 0 | 0 | 0 | 0 | 0 | 0 | 0 | -278980.8824 | 0 | 0 | 0 | 0 | 0 | 0 | 0
2016-02-20 11:00 | 0 | 0 | 0 | 0 | 0 | 0 | 0 | 365919 | 0 | 0 | 0 | 0 | 88743.1518 | 0 | 0 | 0 | 0 | 0 | 0 | 0 | 4512379.5844 | 0 | 0 | 0 | 0 | 0 | 0 | 0 | 0 | 0 | 0 | -88743.1518 | 0 | 0 | 0 | 0 | 0 | 0 | 0 | 0 | 0 | -277175.8482 | 0 | 0 | 0 | 0 | 0 | 0 | 0
2016-02-20 12:00 | 0 | 0 | 0 | 0 | 0 | 10000.9658 | 0 | 377725 | 0 | 0 | 0 | 0 | 0 | 0 | 0 | 0 | 0 | 0 | 0 | 0 | 4233398.702 | 0 | 0 | 0 | 0 | 0 | 0 | 0 | 0 | 0 | 0 | -88743.1518 | 0 | 0 | 0 | 0 | 0 | 0 | 0 | 0 | 0 | -278980.8824 | 0 | 0 | 0 | 0 | 0 | 0 | 0
2016-02-20 13:00 | 0 | 0 | 0 | 0 | 0 | 599973.5474 | 1682.0913 | 389961 | 0 | 0 | 0 | 0 | 88743.1518 | 0 | 0 | 0 | 0 | 0 | 0 | 0 | 4356350.1889 | 0 | 0 | 0 | 0 | 0 | 0 | 0 | 0 | 0 | 0 | 88743.1518 | 0 | 0 | 0 | 0 | 0 | 0 | 0 | 0 | 0 | 122951.4869 | 0 | 0 | 0 | 0 | 0 | 0 | 0
2016-02-20 14:00 | 0 | 0 | 0 | 0 | 0 | 345359.1622 | 226731.7696 | 399954 | 0 | 0 | 0 | 0 | 99084.3498 | 0 | 0 | 0 | 0 | 0 | 0 | 0 | 4518145.9227 | 0 | 0 | 0 | 0 | 0 | 0 | 0 | 0 | 0 | 0 | 10341.198 | 0 | 0 | 0 | 0 | 0 | 0 | 0 | 0 | 0 | 161795.7338 | 0 | 0 | 0 | 0 | 0 | 0 | 0
2016-02-20 15:00 | 0 | 0 | 0 | 0 | 0 | 0 | 640543.9167 | 403739 | 0 | 0 | 0 | 0 | 56908.3841 | 0 | 0 | 0 | 0 | 0 | 0 | 0 | 4797126.8052 | 0 | 0 | 0 | 0 | 0 | 0 | 0 | 0 | 0 | 0 | -42175.9657 | 0 | 0 | 0 | 0 | 0 | 0 | 0 | 0 | 0 | 278980.8824 | 0 | 0 | 0 | 0 | 0 | 0 | 0
2016-02-20 16:00 | 0 | 0 | 0 | 0 | 0 | 35149.3026 | 735190.7316 | 402616 | 0 | 0 | 0 | 0 | 145651.5359 | 0 | 0 | 0 | 0 | 0 | 0 | 0 | 5076107.6876 | 0 | 0 | 0 | 0 | 0 | 0 | 0 | 0 | 0 | 0 | 88743.1518 | 0 | 0 | 0 | 0 | 0 | 0 | 0 | 0 | 0 | 278980.8824 | 0 | 0 | 0 | 0 | 0 | 0 | 0
2016-02-20 17:00 | 0 | 0 | 0 | 0 | 0 | 0 | 730161.5361 | 399046 | 0 | 0 | 0 | 0 | 197786.1895 | 0 | 0 | 0 | 0 | 0 | 0 | 0 | 5355088.57 | 0 | 0 | 0 | 0 | 0 | 0 | 0 | 0 | 0 | 0 | 52134.6536 | 0 | 0 | 0 | 0 | 0 | 0 | 0 | 0 | 0 | 278980.8824 | 0 | 0 | 0 | 0 | 0 | 0 | 0
2016-02-20 18:00 | 0 | 0 | 0 | 0 | 0 | 0 | 705575.914 | 394304 | 0 | 0 | 0 | 0 | 230077.2211 | 0 | 0 | 0 | 0 | 0 | 0 | 0 | 5634069.4525 | 0 | 0 | 0 | 0 | 0 | 0 | 0 | 0 | 0 | 0 | 32291.0316 | 0 | 0 | 0 | 0 | 0 | 0 | 0 | 0 | 0 | 278980.8824 | 0 | 0 | 0 | 0 | 0 | 0 | 0
2016-02-20 19:00 | 0 | 0 | 0 | 0 | 0 | 0 | 688931.4852 | 389180 | 0 | 0 | 0 | 0 | 318820.3729 | 0 | 0 | 0 | 0 | 0 | 0 | 0 | 5845077.7859 | 0 | 0 | 0 | 0 | 0 | 0 | 0 | 0 | 0 | 0 | 88743.1518 | 0 | 0 | 0 | 0 | 0 | 0 | 0 | 0 | 0 | 211008.3334 | 0 | 0 | 0 | 0 | 0 | 0 | 0
2016-02-20 20:00 | 0 | 0 | 0 | 0 | 0 | 0 | 692054.0092 | 385273 | 0 | 0 | 0 | 0 | 346620.4996 | 0 | 0 | 0 | 0 | 0 | 0 | 0 | 6124058.6684 | 0 | 0 | 0 | 0 | 0 | 0 | 0 | 0 | 0 | 0 | 27800.1268 | 0 | 0 | 0 | 0 | 0 | 0 | 0 | 0 | 0 | 278980.8824 | 0 | 0 | 0 | 0 | 0 | 0 | 0
2016-02-20 21:00 | 0 | 0 | 0 | 0 | 0 | 0 | 700011.7411 | 384806 | 0 | 0 | 0 | 0 | 382845.3582 | 0 | 0 | 0 | 0 | 0 | 0 | 0 | 6403039.5508 | 0 | 0 | 0 | 0 | 0 | 0 | 0 | 0 | 0 | 0 | 36224.8586 | 0 | 0 | 0 | 0 | 0 | 0 | 0 | 0 | 0 | 278980.8824 | 0 | 0 | 0 | 0 | 0 | 0 | 0
2016-02-20 22:00 | 0 | 0 | 0 | 0 | 0 | 0 | 665296.5898 | 389641 | 0 | 0 | 0 | 0 | 382845.3582 | 0 | 0 | 0 | 0 | 0 | 0 | 0 | 6678695.1406 | 0 | 0 | 0 | 0 | 0 | 0 | 0 | 0 | 0 | 0 | 0 | 0 | 0 | 0 | 0 | 0 | 0 | 0 | 0 | 0 | 275655.5898 | 0 | 0 | 0 | 0 | 0 | 0 | 0
2016-02-20 23:00 | 0 | 0 | 0 | 0 | 0 | 0 | 457748.0558 | 402422 | 0 | 0 | 0 | 0 | 382845.3582 | 0 | 0 | 0 | 0 | 0 | 0 | 0 | 6734021.1964 | 0 | 0 | 0 | 0 | 0 | 0 | 0 | 0 | 0 | 0 | 0 | 0 | 0 | 0 | 0 | 0 | 0 | 0 | 0 | 0 | 55326.0558 | 0 | 0 | 0 | 0 | 0 | 0 | 0
2016-02-21 | 0 | 0 | 0 | 0 | 0 | 0 | 86881.0693 | 410711 | 0 | 0 | 0 | 0 | 294102.2064 | 0 | 0 | 0 | 0 | 0 | 0 | 0 | 6498934.4175 | 0 | 0 | 0 | 0 | 0 | 0 | 0 | 0 | 0 | 0 | -88743.1518 | 0 | 0 | 0 | 0 | 0 | 0 | 0 | 0 | 0 | -235086.7789 | 0 | 0 | 0 | 0 | 0 | 0 | 0
2016-02-21 01:00 | 0 | 0 | 0 | 0 | 0 | 539000.0239 | 26.5112 | 410144 | 0 | 0 | 0 | 0 | 382845.3582 | 0 | 0 | 0 | 0 | 0 | 0 | 0 | 6539073.8008 | 0 | 0 | 0 | 0 | 0 | 0 | 0 | 0 | 0 | 0 | 88743.1518 | 0 | 0 | 0 | 0 | 0 | 0 | 0 | 0 | 0 | 40139.3833 | 0 | 0 | 0 | 0 | 0 | 0 | 0
2016-02-21 02:00 | 0 | 0 | 0 | 0 | 0 | 37113.9658 | 0 | 404838 | 0 | 0 | 0 | 0 | 294102.2064 | 0 | 0 | 0 | 0 | 0 | 0 | 0 | 6260092.9184 | 0 | 0 | 0 | 0 | 0 | 0 | 0 | 0 | 0 | 0 | -88743.1518 | 0 | 0 | 0 | 0 | 0 | 0 | 0 | 0 | 0 | -278980.8824 | 0 | 0 | 0 | 0 | 0 | 0 | 0
2016-02-21 03:00 | 0 | 0 | 0 | 0 | 0 | 203651.2694 | 0 | 393889 | 0 | 0 | 0 | 0 | 382845.3582 | 0 | 0 | 0 | 0 | 0 | 0 | 0 | 5981112.0359 | 0 | 0 | 0 | 0 | 0 | 0 | 0 | 0 | 0 | 0 | 88743.1518 | 0 | 0 | 0 | 0 | 0 | 0 | 0 | 0 | 0 | -278980.8824 | 0 | 0 | 0 | 0 | 0 | 0 | 0
2016-02-21 04:00 | 0 | 0 | 0 | 0 | 0 | 479333.4164 | 0 | 378380 | 0 | 0 | 0 | 0 | 294102.2064 | 0 | 0 | 0 | 0 | 0 | 0 | 0 | 6170808.6042 | 0 | 0 | 0 | 0 | 0 | 0 | 0 | 0 | 0 | 0 | -88743.1518 | 0 | 0 | 0 | 0 | 0 | 0 | 0 | 0 | 0 | 189696.5682 | 0 | 0 | 0 | 0 | 0 | 0 | 0
2016-02-21 05:00 | 0 | 0 | 0 | 0 | 0 | 0 | 0 | 362368 | 0 | 0 | 0 | 0 | 205359.0546 | 0 | 0 | 0 | 0 | 0 | 0 | 0 | 5897183.756 | 0 | 0 | 0 | 0 | 0 | 0 | 0 | 0 | 0 | 0 | -88743.1518 | 0 | 0 | 0 | 0 | 0 | 0 | 0 | 0 | 0 | -273624.8482 | 0 | 0 | 0 | 0 | 0 | 0 | 0
2016-02-21 06:00 | 0 | 0 | 0 | 0 | 0 | 432783.4803 | 0 | 349945 | 0 | 0 | 0 | 0 | 294102.2064 | 0 | 0 | 0 | 0 | 0 | 0 | 0 | 5891279.0844 | 0 | 0 | 0 | 0 | 0 | 0 | 0 | 0 | 0 | 0 | 88743.1518 | 0 | 0 | 0 | 0 | 0 | 0 | 0 | 0 | 0 | -5904.6715 | 0 | 0 | 0 | 0 | 0 | 0 | 0
2016-02-21 07:00 | 0 | 0 | 0 | 0 | 0 | 0 | 0 | 340082 | 0 | 0 | 0 | 0 | 233001.0889 | 0 | 0 | 0 | 0 | 0 | 0 | 0 | 5612298.202 | 0 | 0 | 0 | 0 | 0 | 0 | 0 | 0 | 0 | 0 | -61101.1176 | 0 | 0 | 0 | 0 | 0 | 0 | 0 | 0 | 0 | -278980.8824 | 0 | 0 | 0 | 0 | 0 | 0 | 0
2016-02-21 08:00 | 0 | 0 | 0 | 0 | 0 | 0 | 0 | 334957 | 0 | 0 | 0 | 0 | 144257.9371 | 0 | 0 | 0 | 0 | 0 | 0 | 0 | 5366084.3538 | 0 | 0 | 0 | 0 | 0 | 0 | 0 | 0 | 0 | 0 | -88743.1518 | 0 | 0 | 0 | 0 | 0 | 0 | 0 | 0 | 0 | -246213.8482 | 0 | 0 | 0 | 0 | 0 | 0 | 0
2016-02-21 09:00 | 0 | 0 | 0 | 0 | 0 | 429438.6933 | 0 | 332892 | 0 | 0 | 0 | 0 | 233001.0889 | 0 | 0 | 0 | 0 | 0 | 0 | 0 | 5373887.8953 | 0 | 0 | 0 | 0 | 0 | 0 | 0 | 0 | 0 | 0 | 88743.1518 | 0 | 0 | 0 | 0 | 0 | 0 | 0 | 0 | 0 | 7803.5415 | 0 | 0 | 0 | 0 | 0 | 0 | 0
2016-02-21 10:00 | 0 | 0 | 0 | 0 | 0 | 421424.5046 | 0 | 334852 | 0 | 0 | 0 | 0 | 321744.2407 | 0 | 0 | 0 | 0 | 0 | 0 | 0 | 5371717.248 | 0 | 0 | 0 | 0 | 0 | 0 | 0 | 0 | 0 | 0 | 88743.1518 | 0 | 0 | 0 | 0 | 0 | 0 | 0 | 0 | 0 | -2170.6472 | 0 | 0 | 0 | 0 | 0 | 0 | 0
2016-02-21 11:00 | 0 | 0 | 0 | 0 | 0 | 0 | 0 | 341609 | 0 | 0 | 0 | 0 | 233001.0889 | 0 | 0 | 0 | 0 | 0 | 0 | 0 | 5118851.3998 | 0 | 0 | 0 | 0 | 0 | 0 | 0 | 0 | 0 | 0 | -88743.1518 | 0 | 0 | 0 | 0 | 0 | 0 | 0 | 0 | 0 | -252865.8482 | 0 | 0 | 0 | 0 | 0 | 0 | 0
2016-02-21 12:00 | 0 | 0 | 0 | 0 | 0 | 0 | 0 | 351690 | 0 | 0 | 0 | 0 | 144257.9371 | 0 | 0 | 0 | 0 | 0 | 0 | 0 | 4855904.5516 | 0 | 0 | 0 | 0 | 0 | 0 | 0 | 0 | 0 | 0 | -88743.1518 | 0 | 0 | 0 | 0 | 0 | 0 | 0 | 0 | 0 | -262946.8482 | 0 | 0 | 0 | 0 | 0 | 0 | 0
2016-02-21 13:00 | 0 | 0 | 0 | 0 | 0 | 345380.2453 | 696.0524 | 363583 | 0 | 0 | 0 | 0 | 233001.0889 | 0 | 0 | 0 | 0 | 0 | 0 | 0 | 4749654.6976 | 0 | 0 | 0 | 0 | 0 | 0 | 0 | 0 | 0 | 0 | 88743.1518 | 0 | 0 | 0 | 0 | 0 | 0 | 0 | 0 | 0 | -106249.8541 | 0 | 0 | 0 | 0 | 0 | 0 | 0
2016-02-21 14:00 | 0 | 0 | 0 | 0 | 0 | 243944.3173 | 180582.1507 | 376732 | 0 | 0 | 0 | 0 | 321744.2407 | 0 | 0 | 0 | 0 | 0 | 0 | 0 | 4708706.0138 | 0 | 0 | 0 | 0 | 0 | 0 | 0 | 0 | 0 | 0 | 88743.1518 | 0 | 0 | 0 | 0 | 0 | 0 | 0 | 0 | 0 | -40948.6838 | 0 | 0 | 0 | 0 | 0 | 0 | 0
2016-02-21 15:00 | 0 | 0 | 0 | 0 | 0 | 0 | 579520.0383 | 383921 | 0 | 0 | 0 | 0 | 238362.3966 | 0 | 0 | 0 | 0 | 0 | 0 | 0 | 4987686.8962 | 0 | 0 | 0 | 0 | 0 | 0 | 0 | 0 | 0 | 0 | -83381.8441 | 0 | 0 | 0 | 0 | 0 | 0 | 0 | 0 | 0 | 278980.8824 | 0 | 0 | 0 | 0 | 0 | 0 | 0
2016-02-21 16:00 | 0 | 0 | 0 | 0 | 0 | 0 | 682583.9783 | 387634 | 0 | 0 | 0 | 0 | 254331.4924 | 0 | 0 | 0 | 0 | 0 | 0 | 0 | 5266667.7787 | 0 | 0 | 0 | 0 | 0 | 0 | 0 | 0 | 0 | 0 | 15969.0959 | 0 | 0 | 0 | 0 | 0 | 0 | 0 | 0 | 0 | 278980.8824 | 0 | 0 | 0 | 0 | 0 | 0 | 0
2016-02-21 17:00 | 0 | 0 | 0 | 0 | 0 | 0 | 683930.8641 | 389435 | 0 | 0 | 0 | 0 | 269846.4741 | 0 | 0 | 0 | 0 | 0 | 0 | 0 | 5545648.6611 | 0 | 0 | 0 | 0 | 0 | 0 | 0 | 0 | 0 | 0 | 15514.9817 | 0 | 0 | 0 | 0 | 0 | 0 | 0 | 0 | 0 | 278980.8824 | 0 | 0 | 0 | 0 | 0 | 0 | 0
2016-02-21 18:00 | 0 | 0 | 0 | 0 | 0 | 0 | 672648.2219 | 388620 | 0 | 0 | 0 | 0 | 358589.6259 | 0 | 0 | 0 | 0 | 0 | 0 | 0 | 5740933.7313 | 0 | 0 | 0 | 0 | 0 | 0 | 0 | 0 | 0 | 0 | 88743.1518 | 0 | 0 | 0 | 0 | 0 | 0 | 0 | 0 | 0 | 195285.0701 | 0 | 0 | 0 | 0 | 0 | 0 | 0
2016-02-21 19:00 | 0 | 0 | 0 | 0 | 0 | 972.2218 | 664443.9882 | 386747 | 0 | 0 | 0 | 0 | 358277.9535 | 0 | 0 | 0 | 0 | 0 | 0 | 0 | 6019914.6137 | 0 | 0 | 0 | 0 | 0 | 0 | 0 | 0 | 0 | 0 | -311.6724 | 0 | 0 | 0 | 0 | 0 | 0 | 0 | 0 | 0 | 278980.8824 | 0 | 0 | 0 | 0 | 0 | 0 | 0
2016-02-21 20:00 | 0 | 0 | 0 | 0 | 0 | 0 | 672890.176 | 386428 | 0 | 0 | 0 | 0 | 365759.2471 | 0 | 0 | 0 | 0 | 0 | 0 | 0 | 6298895.4962 | 0 | 0 | 0 | 0 | 0 | 0 | 0 | 0 | 0 | 0 | 7481.2936 | 0 | 0 | 0 | 0 | 0 | 0 | 0 | 0 | 0 | 278980.8824 | 0 | 0 | 0 | 0 | 0 | 0 | 0
2016-02-21 21:00 | 0 | 0 | 0 | 0 | 0 | 0 | 684838.5546 | 389231 | 0 | 0 | 0 | 0 | 382385.9193 | 0 | 0 | 0 | 0 | 0 | 0 | 0 | 6577876.3786 | 0 | 0 | 0 | 0 | 0 | 0 | 0 | 0 | 0 | 0 | 16626.6721 | 0 | 0 | 0 | 0 | 0 | 0 | 0 | 0 | 0 | 278980.8824 | 0 | 0 | 0 | 0 | 0 | 0 | 0
2016-02-21 22:00 | 0 | 0 | 0 | 0 | 0 | 0 | 677277.3214 | 397837 | 0 | 0 | 0 | 0 | 382845.3582 | 0 | 0 | 0 | 0 | 0 | 0 | 0 | 6856857.261 | 0 | 0 | 0 | 0 | 0 | 0 | 0 | 0 | 0 | 0 | 459.439 | 0 | 0 | 0 | 0 | 0 | 0 | 0 | 0 | 0 | 278980.8824 | 0 | 0 | 0 | 0 | 0 | 0 | 0
2016-02-21 23:00 | 0 | 0 | 0 | 0 | 0 | 0 | 500703.6438 | 412587 | 0 | 0 | 0 | 0 | 294102.2064 | 0 | 0 | 0 | 0 | 0 | 0 | 0 | 7033717.0566 | 0 | 0 | 0 | 0 | 0 | 0 | 0 | 0 | 0 | 0 | -88743.1518 | 0 | 0 | 0 | 0 | 0 | 0 | 0 | 0 | 0 | 176859.7956 | 0 | 0 | 0 | 0 | 0 | 0 | 0
2016-02-22 | 0 | 0 | 0 | 0 | 0 | 335263.5908 | 110037.6585 | 424634 | 0 | 0 | 0 | 0 | 294102.2064 | 0 | 0 | 0 | 0 | 0 | 0 | 0 | 7054384.3059 | 0 | 0 | 0 | 0 | 0 | 0 | 0 | 0 | 0 | 0 | 0 | 0 | 0 | 0 | 0 | 0 | 0 | 0 | 0 | 0 | 20667.2493 | 0 | 0 | 0 | 0 | 0 | 0 | 0
2016-02-22 01:00 | 0 | 0 | 0 | 0 | 0 | 356306.4027 | 47.6783 | 425052 | 0 | 0 | 0 | 0 | 205359.0546 | 0 | 0 | 0 | 0 | 0 | 0 | 0 | 7074429.5387 | 0 | 0 | 0 | 0 | 0 | 0 | 0 | 0 | 0 | 0 | -88743.1518 | 0 | 0 | 0 | 0 | 0 | 0 | 0 | 0 | 0 | 20045.2328 | 0 | 0 | 0 | 0 | 0 | 0 | 0
2016-02-22 02:00 | 0 | 0 | 0 | 0 | 0 | 355544.1679 | 0 | 417877 | 0 | 0 | 0 | 0 | 294102.2064 | 0 | 0 | 0 | 0 | 0 | 0 | 0 | 6923353.5548 | 0 | 0 | 0 | 0 | 0 | 0 | 0 | 0 | 0 | 0 | 88743.1518 | 0 | 0 | 0 | 0 | 0 | 0 | 0 | 0 | 0 | -151075.9839 | 0 | 0 | 0 | 0 | 0 | 0 | 0
2016-02-22 03:00 | 0 | 0 | 0 | 0 | 0 | 353057.1814 | 0 | 403748 | 0 | 0 | 0 | 0 | 205359.0546 | 0 | 0 | 0 | 0 | 0 | 0 | 0 | 6961405.888 | 0 | 0 | 0 | 0 | 0 | 0 | 0 | 0 | 0 | 0 | -88743.1518 | 0 | 0 | 0 | 0 | 0 | 0 | 0 | 0 | 0 | 38052.3332 | 0 | 0 | 0 | 0 | 0 | 0 | 0
2016-02-22 04:00 | 0 | 0 | 0 | 0 | 0 | 194087.2694 | 0 | 384325 | 0 | 0 | 0 | 0 | 294102.2064 | 0 | 0 | 0 | 0 | 0 | 0 | 0 | 6682425.0056 | 0 | 0 | 0 | 0 | 0 | 0 | 0 | 0 | 0 | 0 | 88743.1518 | 0 | 0 | 0 | 0 | 0 | 0 | 0 | 0 | 0 | -278980.8824 | 0 | 0 | 0 | 0 | 0 | 0 | 0
2016-02-22 05:00 | 0 | 0 | 0 | 0 | 0 | 343617.3637 | 0 | 366010 | 0 | 0 | 0 | 0 | 382845.3582 | 0 | 0 | 0 | 0 | 0 | 0 | 0 | 6571289.2175 | 0 | 0 | 0 | 0 | 0 | 0 | 0 | 0 | 0 | 0 | 88743.1518 | 0 | 0 | 0 | 0 | 0 | 0 | 0 | 0 | 0 | -111135.7881 | 0 | 0 | 0 | 0 | 0 | 0 | 0
2016-02-22 06:00 | 0 | 0 | 0 | 0 | 0 | 0 | 0 | 353139 | 0 | 0 | 0 | 0 | 294102.2064 | 0 | 0 | 0 | 0 | 0 | 0 | 0 | 6306893.3693 | 0 | 0 | 0 | 0 | 0 | 0 | 0 | 0 | 0 | 0 | -88743.1518 | 0 | 0 | 0 | 0 | 0 | 0 | 0 | 0 | 0 | -264395.8482 | 0 | 0 | 0 | 0 | 0 | 0 | 0
2016-02-22 07:00 | 0 | 0 | 0 | 0 | 0 | 0 | 0 | 344882 | 0 | 0 | 0 | 0 | 205359.0546 | 0 | 0 | 0 | 0 | 0 | 0 | 0 | 6050754.5211 | 0 | 0 | 0 | 0 | 0 | 0 | 0 | 0 | 0 | 0 | -88743.1518 | 0 | 0 | 0 | 0 | 0 | 0 | 0 | 0 | 0 | -256138.8482 | 0 | 0 | 0 | 0 | 0 | 0 | 0
2016-02-22 08:00 | 0 | 0 | 0 | 0 | 0 | 151488.2694 | 0 | 341726 | 0 | 0 | 0 | 0 | 294102.2064 | 0 | 0 | 0 | 0 | 0 | 0 | 0 | 5771773.6386 | 0 | 0 | 0 | 0 | 0 | 0 | 0 | 0 | 0 | 0 | 88743.1518 | 0 | 0 | 0 | 0 | 0 | 0 | 0 | 0 | 0 | -278980.8824 | 0 | 0 | 0 | 0 | 0 | 0 | 0
2016-02-22 09:00 | 0 | 0 | 0 | 0 | 0 | 295754.7085 | 0 | 345837 | 0 | 0 | 0 | 0 | 205359.0546 | 0 | 0 | 0 | 0 | 0 | 0 | 0 | 5810434.4989 | 0 | 0 | 0 | 0 | 0 | 0 | 0 | 0 | 0 | 0 | -88743.1518 | 0 | 0 | 0 | 0 | 0 | 0 | 0 | 0 | 0 | 38660.8603 | 0 | 0 | 0 | 0 | 0 | 0 | 0
2016-02-22 10:00 | 0 | 0 | 0 | 0 | 0 | 276491.4813 | 0 | 360995 | 0 | 0 | 0 | 0 | 294102.2064 | 0 | 0 | 0 | 0 | 0 | 0 | 0 | 5637187.8284 | 0 | 0 | 0 | 0 | 0 | 0 | 0 | 0 | 0 | 0 | 88743.1518 | 0 | 0 | 0 | 0 | 0 | 0 | 0 | 0 | 0 | -173246.6705 | 0 | 0 | 0 | 0 | 0 | 0 | 0
2016-02-22 11:00 | 0 | 0 | 0 | 0 | 0 | 25070.9658 | 0 | 392795 | 0 | 0 | 0 | 0 | 205359.0546 | 0 | 0 | 0 | 0 | 0 | 0 | 0 | 5358206.9459 | 0 | 0 | 0 | 0 | 0 | 0 | 0 | 0 | 0 | 0 | -88743.1518 | 0 | 0 | 0 | 0 | 0 | 0 | 0 | 0 | 0 | -278980.8824 | 0 | 0 | 0 | 0 | 0 | 0 | 0
2016-02-22 12:00 | 0 | 0 | 0 | 0 | 0 | 54000.9658 | 0 | 421725 | 0 | 0 | 0 | 0 | 116615.9029 | 0 | 0 | 0 | 0 | 0 | 0 | 0 | 5079226.0635 | 0 | 0 | 0 | 0 | 0 | 0 | 0 | 0 | 0 | 0 | -88743.1518 | 0 | 0 | 0 | 0 | 0 | 0 | 0 | 0 | 0 | -278980.8824 | 0 | 0 | 0 | 0 | 0 | 0 | 0
2016-02-22 13:00 | 0 | 0 | 0 | 0 | 0 | 208090.6882 | 3054.1544 | 434072 | 0 | 0 | 0 | 0 | 172669.6279 | 0 | 0 | 0 | 0 | 0 | 0 | 0 | 4800245.181 | 0 | 0 | 0 | 0 | 0 | 0 | 0 | 0 | 0 | 0 | 56053.725 | 0 | 0 | 0 | 0 | 0 | 0 | 0 | 0 | 0 | -278980.8824 | 0 | 0 | 0 | 0 | 0 | 0 | 0
2016-02-22 14:00 | 0 | 0 | 0 | 0 | 0 | 137521.3399 | 209818.9216 | 439407 | 0 | 0 | 0 | 0 | 261412.7796 | 0 | 0 | 0 | 0 | 0 | 0 | 0 | 4619435.2907 | 0 | 0 | 0 | 0 | 0 | 0 | 0 | 0 | 0 | 0 | 88743.1518 | 0 | 0 | 0 | 0 | 0 | 0 | 0 | 0 | 0 | -180809.8903 | 0 | 0 | 0 | 0 | 0 | 0 | 0
2016-02-22 15:00 | 0 | 0 | 0 | 0 | 0 | 0 | 566414.7242 | 442540 | 0 | 0 | 0 | 0 | 172669.6279 | 0 | 0 | 0 | 0 | 0 | 0 | 0 | 4832053.1667 | 0 | 0 | 0 | 0 | 0 | 0 | 0 | 0 | 0 | 0 | -88743.1518 | 0 | 0 | 0 | 0 | 0 | 0 | 0 | 0 | 0 | 212617.876 | 0 | 0 | 0 | 0 | 0 | 0 | 0
2016-02-22 16:00 | 0 | 0 | 0 | 0 | 0 | 0 | 670625.5664 | 441350 | 0 | 0 | 0 | 0 | 261412.7796 | 0 | 0 | 0 | 0 | 0 | 0 | 0 | 4972585.5813 | 0 | 0 | 0 | 0 | 0 | 0 | 0 | 0 | 0 | 0 | 88743.1518 | 0 | 0 | 0 | 0 | 0 | 0 | 0 | 0 | 0 | 140532.4146 | 0 | 0 | 0 | 0 | 0 | 0 | 0
2016-02-22 17:00 | 0 | 0 | 0 | 0 | 0 | 0 | 674401.6305 | 438115 | 0 | 0 | 0 | 0 | 218718.5277 | 0 | 0 | 0 | 0 | 0 | 0 | 0 | 5251566.4638 | 0 | 0 | 0 | 0 | 0 | 0 | 0 | 0 | 0 | 0 | -42694.252 | 0 | 0 | 0 | 0 | 0 | 0 | 0 | 0 | 0 | 278980.8824 | 0 | 0 | 0 | 0 | 0 | 0 | 0
2016-02-22 18:00 | 0 | 0 | 0 | 0 | 0 | 0 | 656369.3932 | 435252 | 0 | 0 | 0 | 0 | 307461.6795 | 0 | 0 | 0 | 0 | 0 | 0 | 0 | 5383940.7052 | 0 | 0 | 0 | 0 | 0 | 0 | 0 | 0 | 0 | 0 | 88743.1518 | 0 | 0 | 0 | 0 | 0 | 0 | 0 | 0 | 0 | 132374.2414 | 0 | 0 | 0 | 0 | 0 | 0 | 0
2016-02-22 19:00 | 0 | 0 | 0 | 0 | 0 | 0 | 637341.8057 | 432459 | 0 | 0 | 0 | 0 | 382845.3582 | 0 | 0 | 0 | 0 | 0 | 0 | 0 | 5513439.8321 | 0 | 0 | 0 | 0 | 0 | 0 | 0 | 0 | 0 | 0 | 75383.6788 | 0 | 0 | 0 | 0 | 0 | 0 | 0 | 0 | 0 | 129499.1269 | 0 | 0 | 0 | 0 | 0 | 0 | 0
2016-02-22 20:00 | 0 | 0 | 0 | 0 | 0 | 0 | 629547.7769 | 429886 | 0 | 0 | 0 | 0 | 303526.2527 | 0 | 0 | 0 | 0 | 0 | 0 | 0 | 5792420.7146 | 0 | 0 | 0 | 0 | 0 | 0 | 0 | 0 | 0 | 0 | -79319.1056 | 0 | 0 | 0 | 0 | 0 | 0 | 0 | 0 | 0 | 278980.8824 | 0 | 0 | 0 | 0 | 0 | 0 | 0
2016-02-22 21:00 | 0 | 0 | 0 | 0 | 0 | 0 | 611949.7451 | 431668 | 0 | 0 | 0 | 0 | 382845.3582 | 0 | 0 | 0 | 0 | 0 | 0 | 0 | 5893383.3541 | 0 | 0 | 0 | 0 | 0 | 0 | 0 | 0 | 0 | 0 | 79319.1056 | 0 | 0 | 0 | 0 | 0 | 0 | 0 | 0 | 0 | 100962.6395 | 0 | 0 | 0 | 0 | 0 | 0 | 0
2016-02-22 22:00 | 0 | 0 | 0 | 0 | 0 | 0 | 565713.8045 | 438908 | 0 | 0 | 0 | 0 | 294102.2064 | 0 | 0 | 0 | 0 | 0 | 0 | 0 | 6108932.3104 | 0 | 0 | 0 | 0 | 0 | 0 | 0 | 0 | 0 | 0 | -88743.1518 | 0 | 0 | 0 | 0 | 0 | 0 | 0 | 0 | 0 | 215548.9562 | 0 | 0 | 0 | 0 | 0 | 0 | 0
2016-02-22 23:00 | 0 | 0 | 0 | 0 | 0 | 0 | 422920.7663 | 455125 | 0 | 0 | 0 | 0 | 294102.2064 | 0 | 0 | 0 | 0 | 0 | 0 | 0 | 6076728.0767 | 0 | 0 | 0 | 0 | 0 | 0 | 0 | 0 | 0 | 0 | 0 | 0 | 0 | 0 | 0 | 0 | 0 | 0 | 0 | 0 | -32204.2337 | 0 | 0 | 0 | 0 | 0 | 0 | 0
2016-02-23 | 0 | 0 | 0 | 0 | 0 | 0 | 115112.2165 | 466325 | 0 | 0 | 0 | 0 | 205359.0546 | 0 | 0 | 0 | 0 | 0 | 0 | 0 | 5814258.445 | 0 | 0 | 0 | 0 | 0 | 0 | 0 | 0 | 0 | 0 | -88743.1518 | 0 | 0 | 0 | 0 | 0 | 0 | 0 | 0 | 0 | -262469.6317 | 0 | 0 | 0 | 0 | 0 | 0 | 0
2016-02-23 01:00 | 0 | 0 | 0 | 0 | 0 | 427851.1428 | 60.3575 | 465317 | 0 | 0 | 0 | 0 | 294102.2064 | 0 | 0 | 0 | 0 | 0 | 0 | 0 | 5688109.7935 | 0 | 0 | 0 | 0 | 0 | 0 | 0 | 0 | 0 | 0 | 88743.1518 | 0 | 0 | 0 | 0 | 0 | 0 | 0 | 0 | 0 | -126148.6515 | 0 | 0 | 0 | 0 | 0 | 0 | 0
2016-02-23 02:00 | 0 | 0 | 0 | 0 | 0 | 452733.6994 | 0 | 455231 | 0 | 0 | 0 | 0 | 382845.3582 | 0 | 0 | 0 | 0 | 0 | 0 | 0 | 5596869.3411 | 0 | 0 | 0 | 0 | 0 | 0 | 0 | 0 | 0 | 0 | 88743.1518 | 0 | 0 | 0 | 0 | 0 | 0 | 0 | 0 | 0 | -91240.4524 | 0 | 0 | 0 | 0 | 0 | 0 | 0
2016-02-23 03:00 | 0 | 0 | 0 | 0 | 0 | 449562.4487 | 0 | 436595 | 0 | 0 | 0 | 0 | 294102.2064 | 0 | 0 | 0 | 0 | 0 | 0 | 0 | 5698579.9416 | 0 | 0 | 0 | 0 | 0 | 0 | 0 | 0 | 0 | 0 | -88743.1518 | 0 | 0 | 0 | 0 | 0 | 0 | 0 | 0 | 0 | 101710.6005 | 0 | 0 | 0 | 0 | 0 | 0 | 0
2016-02-23 04:00 | 0 | 0 | 0 | 0 | 0 | 44576.9658 | 0 | 412301 | 0 | 0 | 0 | 0 | 205359.0546 | 0 | 0 | 0 | 0 | 0 | 0 | 0 | 5419599.0591 | 0 | 0 | 0 | 0 | 0 | 0 | 0 | 0 | 0 | 0 | -88743.1518 | 0 | 0 | 0 | 0 | 0 | 0 | 0 | 0 | 0 | -278980.8824 | 0 | 0 | 0 | 0 | 0 | 0 | 0
2016-02-23 05:00 | 0 | 0 | 0 | 0 | 0 | 201051.2694 | 0 | 391289 | 0 | 0 | 0 | 0 | 294102.2064 | 0 | 0 | 0 | 0 | 0 | 0 | 0 | 5140618.1767 | 0 | 0 | 0 | 0 | 0 | 0 | 0 | 0 | 0 | 0 | 88743.1518 | 0 | 0 | 0 | 0 | 0 | 0 | 0 | 0 | 0 | -278980.8824 | 0 | 0 | 0 | 0 | 0 | 0 | 0
2016-02-23 06:00 | 0 | 0 | 0 | 0 | 0 | 419039.8642 | 0 | 376473 | 0 | 0 | 0 | 0 | 382845.3582 | 0 | 0 | 0 | 0 | 0 | 0 | 0 | 5094441.8891 | 0 | 0 | 0 | 0 | 0 | 0 | 0 | 0 | 0 | 0 | 88743.1518 | 0 | 0 | 0 | 0 | 0 | 0 | 0 | 0 | 0 | -46176.2876 | 0 | 0 | 0 | 0 | 0 | 0 | 0
2016-02-23 07:00 | 0 | 0 | 0 | 0 | 0 | 0 | 0 | 366921 | 0 | 0 | 0 | 0 | 294102.2064 | 0 | 0 | 0 | 0 | 0 | 0 | 0 | 4816264.0409 | 0 | 0 | 0 | 0 | 0 | 0 | 0 | 0 | 0 | 0 | -88743.1518 | 0 | 0 | 0 | 0 | 0 | 0 | 0 | 0 | 0 | -278177.8482 | 0 | 0 | 0 | 0 | 0 | 0 | 0
2016-02-23 08:00 | 0 | 0 | 0 | 0 | 0 | 0 | 0 | 362150 | 0 | 0 | 0 | 0 | 205359.0546 | 0 | 0 | 0 | 0 | 0 | 0 | 0 | 4542857.1927 | 0 | 0 | 0 | 0 | 0 | 0 | 0 | 0 | 0 | 0 | -88743.1518 | 0 | 0 | 0 | 0 | 0 | 0 | 0 | 0 | 0 | -273406.8482 | 0 | 0 | 0 | 0 | 0 | 0 | 0
2016-02-23 09:00 | 0 | 0 | 0 | 0 | 0 | 173998.2694 | 0 | 364236 | 0 | 0 | 0 | 0 | 294102.2064 | 0 | 0 | 0 | 0 | 0 | 0 | 0 | 4263876.3102 | 0 | 0 | 0 | 0 | 0 | 0 | 0 | 0 | 0 | 0 | 88743.1518 | 0 | 0 | 0 | 0 | 0 | 0 | 0 | 0 | 0 | -278980.8824 | 0 | 0 | 0 | 0 | 0 | 0 | 0
2016-02-23 10:00 | 0 | 0 | 0 | 0 | 0 | 418584.409 | 0 | 377442 | 0 | 0 | 0 | 0 | 382845.3582 | 0 | 0 | 0 | 0 | 0 | 0 | 0 | 4216275.5674 | 0 | 0 | 0 | 0 | 0 | 0 | 0 | 0 | 0 | 0 | 88743.1518 | 0 | 0 | 0 | 0 | 0 | 0 | 0 | 0 | 0 | -47600.7428 | 0 | 0 | 0 | 0 | 0 | 0 | 0
2016-02-23 11:00 | 0 | 0 | 0 | 0 | 0 | 41797.9658 | 0 | 409522 | 0 | 0 | 0 | 0 | 294102.2064 | 0 | 0 | 0 | 0 | 0 | 0 | 0 | 3937294.685 | 0 | 0 | 0 | 0 | 0 | 0 | 0 | 0 | 0 | 0 | -88743.1518 | 0 | 0 | 0 | 0 | 0 | 0 | 0 | 0 | 0 | -278980.8824 | 0 | 0 | 0 | 0 | 0 | 0 | 0
2016-02-23 12:00 | 0 | 0 | 0 | 0 | 0 | 423260.8982 | 0 | 437217 | 0 | 0 | 0 | 0 | 205359.0546 | 0 | 0 | 0 | 0 | 0 | 0 | 0 | 4012081.735 | 0 | 0 | 0 | 0 | 0 | 0 | 0 | 0 | 0 | 0 | -88743.1518 | 0 | 0 | 0 | 0 | 0 | 0 | 0 | 0 | 0 | 74787.05 | 0 | 0 | 0 | 0 | 0 | 0 | 0
2016-02-23 13:00 | 0 | 0 | 0 | 0 | 0 | 412087 | 2734.3684 | 448790 | 0 | 0 | 0 | 0 | 294102.2064 | 0 | 0 | 0 | 0 | 0 | 0 | 0 | 3889369.9516 | 0 | 0 | 0 | 0 | 0 | 0 | 0 | 0 | 0 | 0 | 88743.1518 | 0 | 0 | 0 | 0 | 0 | 0 | 0 | 0 | 0 | -122711.7834 | 0 | 0 | 0 | 0 | 0 | 0 | 0
2016-02-23 14:00 | 0 | 0 | 0 | 0 | 0 | 384511.2557 | 186193.1615 | 455082 | 0 | 0 | 0 | 0 | 382845.3582 | 0 | 0 | 0 | 0 | 0 | 0 | 0 | 3916249.217 | 0 | 0 | 0 | 0 | 0 | 0 | 0 | 0 | 0 | 0 | 88743.1518 | 0 | 0 | 0 | 0 | 0 | 0 | 0 | 0 | 0 | 26879.2654 | 0 | 0 | 0 | 0 | 0 | 0 | 0
2016-02-23 15:00 | 0 | 0 | 0 | 0 | 0 | 0 | 572792.4591 | 459144 | 0 | 0 | 0 | 0 | 382845.3582 | 0 | 0 | 0 | 0 | 0 | 0 | 0 | 4029897.6762 | 0 | 0 | 0 | 0 | 0 | 0 | 0 | 0 | 0 | 0 | 0 | 0 | 0 | 0 | 0 | 0 | 0 | 0 | 0 | 0 | 113648.4591 | 0 | 0 | 0 | 0 | 0 | 0 | 0
2016-02-23 16:00 | 0 | 0 | 0 | 0 | 0 | 0 | 666754.4822 | 458114 | 0 | 0 | 0 | 0 | 312504.9579 | 0 | 0 | 0 | 0 | 0 | 0 | 0 | 4308878.5586 | 0 | 0 | 0 | 0 | 0 | 0 | 0 | 0 | 0 | 0 | -70340.4003 | 0 | 0 | 0 | 0 | 0 | 0 | 0 | 0 | 0 | 278980.8824 | 0 | 0 | 0 | 0 | 0 | 0 | 0
2016-02-23 17:00 | 0 | 0 | 0 | 0 | 0 | 0 | 686691.422 | 455547 | 0 | 0 | 0 | 0 | 264668.4975 | 0 | 0 | 0 | 0 | 0 | 0 | 0 | 4587859.4411 | 0 | 0 | 0 | 0 | 0 | 0 | 0 | 0 | 0 | 0 | -47836.4604 | 0 | 0 | 0 | 0 | 0 | 0 | 0 | 0 | 0 | 278980.8824 | 0 | 0 | 0 | 0 | 0 | 0 | 0
2016-02-23 18:00 | 0 | 0 | 0 | 0 | 0 | 0 | 681653.4348 | 453357 | 0 | 0 | 0 | 0 | 259749.8979 | 0 | 0 | 0 | 0 | 0 | 0 | 0 | 4821074.4755 | 0 | 0 | 0 | 0 | 0 | 0 | 0 | 0 | 0 | 0 | -4918.5996 | 0 | 0 | 0 | 0 | 0 | 0 | 0 | 0 | 0 | 233215.0344 | 0 | 0 | 0 | 0 | 0 | 0 | 0
2016-02-23 19:00 | 0 | 0 | 0 | 0 | 0 | 0 | 670170.6015 | 450352 | 0 | 0 | 0 | 0 | 348493.0497 | 0 | 0 | 0 | 0 | 0 | 0 | 0 | 4952149.9252 | 0 | 0 | 0 | 0 | 0 | 0 | 0 | 0 | 0 | 0 | 88743.1518 | 0 | 0 | 0 | 0 | 0 | 0 | 0 | 0 | 0 | 131075.4497 | 0 | 0 | 0 | 0 | 0 | 0 | 0
2016-02-23 20:00 | 0 | 0 | 0 | 0 | 0 | 0 | 672825.0391 | 448235 | 0 | 0 | 0 | 0 | 294102.2064 | 0 | 0 | 0 | 0 | 0 | 0 | 0 | 5231130.8076 | 0 | 0 | 0 | 0 | 0 | 0 | 0 | 0 | 0 | 0 | -54390.8433 | 0 | 0 | 0 | 0 | 0 | 0 | 0 | 0 | 0 | 278980.8824 | 0 | 0 | 0 | 0 | 0 | 0 | 0
2016-02-23 21:00 | 0 | 0 | 0 | 0 | 0 | 0 | 672013.8254 | 450200 | 0 | 0 | 0 | 0 | 382845.3582 | 0 | 0 | 0 | 0 | 0 | 0 | 0 | 5364201.4813 | 0 | 0 | 0 | 0 | 0 | 0 | 0 | 0 | 0 | 0 | 88743.1518 | 0 | 0 | 0 | 0 | 0 | 0 | 0 | 0 | 0 | 133070.6736 | 0 | 0 | 0 | 0 | 0 | 0 | 0
2016-02-23 22:00 | 0 | 0 | 0 | 0 | 0 | 0 | 633557.5336 | 457914 | 0 | 0 | 0 | 0 | 294102.2064 | 0 | 0 | 0 | 0 | 0 | 0 | 0 | 5628588.1667 | 0 | 0 | 0 | 0 | 0 | 0 | 0 | 0 | 0 | 0 | -88743.1518 | 0 | 0 | 0 | 0 | 0 | 0 | 0 | 0 | 0 | 264386.6854 | 0 | 0 | 0 | 0 | 0 | 0 | 0
2016-02-23 23:00 | 0 | 0 | 0 | 0 | 0 | 0 | 452658.4828 | 470990 | 0 | 0 | 0 | 0 | 354972.6072 | 0 | 0 | 0 | 0 | 0 | 0 | 0 | 5549386.2487 | 0 | 0 | 0 | 0 | 0 | 0 | 0 | 0 | 0 | 0 | 60870.4007 | 0 | 0 | 0 | 0 | 0 | 0 | 0 | 0 | 0 | -79201.918 | 0 | 0 | 0 | 0 | 0 | 0 | 0
2016-02-24 | 0 | 0 | 0 | 0 | 0 | 10741.6876 | 101539.2781 | 480005 | 0 | 0 | 0 | 0 | 266229.4554 | 0 | 0 | 0 | 0 | 0 | 0 | 0 | 5270405.3663 | 0 | 0 | 0 | 0 | 0 | 0 | 0 | 0 | 0 | 0 | -88743.1518 | 0 | 0 | 0 | 0 | 0 | 0 | 0 | 0 | 0 | -278980.8824 | 0 | 0 | 0 | 0 | 0 | 0 | 0
2016-02-24 01:00 | 0 | 0 | 0 | 0 | 0 | 110242.4465 | 59.5192 | 478026 | 0 | 0 | 0 | 0 | 177486.3036 | 0 | 0 | 0 | 0 | 0 | 0 | 0 | 4991424.4838 | 0 | 0 | 0 | 0 | 0 | 0 | 0 | 0 | 0 | 0 | -88743.1518 | 0 | 0 | 0 | 0 | 0 | 0 | 0 | 0 | 0 | -278980.8824 | 0 | 0 | 0 | 0 | 0 | 0 | 0
2016-02-24 02:00 | 0 | 0 | 0 | 0 | 0 | 608032.8693 | 0 | 467177 | 0 | 0 | 0 | 0 | 266229.4554 | 0 | 0 | 0 | 0 | 0 | 0 | 0 | 5043537.2014 | 0 | 0 | 0 | 0 | 0 | 0 | 0 | 0 | 0 | 0 | 88743.1518 | 0 | 0 | 0 | 0 | 0 | 0 | 0 | 0 | 0 | 52112.7175 | 0 | 0 | 0 | 0 | 0 | 0 | 0
2016-02-24 03:00 | 0 | 0 | 0 | 0 | 0 | 256301.2694 | 0 | 446539 | 0 | 0 | 0 | 0 | 354972.6072 | 0 | 0 | 0 | 0 | 0 | 0 | 0 | 4764556.3189 | 0 | 0 | 0 | 0 | 0 | 0 | 0 | 0 | 0 | 0 | 88743.1518 | 0 | 0 | 0 | 0 | 0 | 0 | 0 | 0 | 0 | -278980.8824 | 0 | 0 | 0 | 0 | 0 | 0 | 0
2016-02-24 04:00 | 0 | 0 | 0 | 0 | 0 | 539270.1284 | 0 | 422370 | 0 | 0 | 0 | 0 | 266229.4554 | 0 | 0 | 0 | 0 | 0 | 0 | 0 | 4970199.5992 | 0 | 0 | 0 | 0 | 0 | 0 | 0 | 0 | 0 | 0 | -88743.1518 | 0 | 0 | 0 | 0 | 0 | 0 | 0 | 0 | 0 | 205643.2802 | 0 | 0 | 0 | 0 | 0 | 0 | 0
2016-02-24 05:00 | 0 | 0 | 0 | 0 | 0 | 33145.9658 | 0 | 400870 | 0 | 0 | 0 | 0 | 177486.3036 | 0 | 0 | 0 | 0 | 0 | 0 | 0 | 4691218.7167 | 0 | 0 | 0 | 0 | 0 | 0 | 0 | 0 | 0 | 0 | -88743.1518 | 0 | 0 | 0 | 0 | 0 | 0 | 0 | 0 | 0 | -278980.8824 | 0 | 0 | 0 | 0 | 0 | 0 | 0
2016-02-24 06:00 | 0 | 0 | 0 | 0 | 0 | 18147.9658 | 0 | 385872 | 0 | 0 | 0 | 0 | 88743.1518 | 0 | 0 | 0 | 0 | 0 | 0 | 0 | 4412237.8343 | 0 | 0 | 0 | 0 | 0 | 0 | 0 | 0 | 0 | 0 | -88743.1518 | 0 | 0 | 0 | 0 | 0 | 0 | 0 | 0 | 0 | -278980.8824 | 0 | 0 | 0 | 0 | 0 | 0 | 0
2016-02-24 07:00 | 0 | 0 | 0 | 0 | 0 | 8810.9658 | 0 | 376535 | 0 | 0 | 0 | 0 | 0 | 0 | 0 | 0 | 0 | 0 | 0 | 0 | 4133256.9518 | 0 | 0 | 0 | 0 | 0 | 0 | 0 | 0 | 0 | 0 | -88743.1518 | 0 | 0 | 0 | 0 | 0 | 0 | 0 | 0 | 0 | -278980.8824 | 0 | 0 | 0 | 0 | 0 | 0 | 0
2016-02-24 08:00 | 0 | 0 | 0 | 0 | 0 | 181399.2694 | 0 | 371637 | 0 | 0 | 0 | 0 | 88743.1518 | 0 | 0 | 0 | 0 | 0 | 0 | 0 | 3854276.0694 | 0 | 0 | 0 | 0 | 0 | 0 | 0 | 0 | 0 | 0 | 88743.1518 | 0 | 0 | 0 | 0 | 0 | 0 | 0 | 0 | 0 | -278980.8824 | 0 | 0 | 0 | 0 | 0 | 0 | 0
2016-02-24 09:00 | 0 | 0 | 0 | 0 | 0 | 182849.2694 | 0 | 373087 | 0 | 0 | 0 | 0 | 177486.3036 | 0 | 0 | 0 | 0 | 0 | 0 | 0 | 3575295.1869 | 0 | 0 | 0 | 0 | 0 | 0 | 0 | 0 | 0 | 0 | 88743.1518 | 0 | 0 | 0 | 0 | 0 | 0 | 0 | 0 | 0 | -278980.8824 | 0 | 0 | 0 | 0 | 0 | 0 | 0
2016-02-24 10:00 | 0 | 0 | 0 | 0 | 0 | 543352.5064 | 0 | 385851 | 0 | 0 | 0 | 0 | 177486.3036 | 0 | 0 | 0 | 0 | 0 | 0 | 0 | 3732796.6934 | 0 | 0 | 0 | 0 | 0 | 0 | 0 | 0 | 0 | 0 | 0 | 0 | 0 | 0 | 0 | 0 | 0 | 0 | 0 | 0 | 157501.5064 | 0 | 0 | 0 | 0 | 0 | 0 | 0
2016-02-24 11:00 | 0 | 0 | 0 | 0 | 0 | 49478.9658 | 0 | 417203 | 0 | 0 | 0 | 0 | 88743.1518 | 0 | 0 | 0 | 0 | 0 | 0 | 0 | 3453815.8109 | 0 | 0 | 0 | 0 | 0 | 0 | 0 | 0 | 0 | 0 | -88743.1518 | 0 | 0 | 0 | 0 | 0 | 0 | 0 | 0 | 0 | -278980.8824 | 0 | 0 | 0 | 0 | 0 | 0 | 0
2016-02-24 12:00 | 0 | 0 | 0 | 0 | 0 | 79272.9658 | 0 | 446997 | 0 | 0 | 0 | 0 | 0 | 0 | 0 | 0 | 0 | 0 | 0 | 0 | 3174834.9285 | 0 | 0 | 0 | 0 | 0 | 0 | 0 | 0 | 0 | 0 | -88743.1518 | 0 | 0 | 0 | 0 | 0 | 0 | 0 | 0 | 0 | -278980.8824 | 0 | 0 | 0 | 0 | 0 | 0 | 0
2016-02-24 13:00 | 0 | 0 | 0 | 0 | 0 | 499308.2687 | 4740.6719 | 458516 | 0 | 0 | 0 | 0 | 0 | 0 | 0 | 0 | 0 | 0 | 0 | 0 | 3220367.869 | 0 | 0 | 0 | 0 | 0 | 0 | 0 | 0 | 0 | 0 | 0 | 0 | 0 | 0 | 0 | 0 | 0 | 0 | 0 | 0 | 45532.9405 | 0 | 0 | 0 | 0 | 0 | 0 | 0
2016-02-24 14:00 | 0 | 0 | 0 | 0 | 0 | 0 | 319210.9828 | 463168 | 0 | 0 | 0 | 0 | 0 | 0 | 0 | 0 | 0 | 0 | 0 | 0 | 3076410.8519 | 0 | 0 | 0 | 0 | 0 | 0 | 0 | 0 | 0 | 0 | 0 | 0 | 0 | 0 | 0 | 0 | 0 | 0 | 0 | 0 | -143957.0172 | 0 | 0 | 0 | 0 | 0 | 0 | 0
2016-02-24 15:00 | 0 | 0 | 0 | 0 | 0 | 0 | 733108.7371 | 466375 | 0 | 0 | 0 | 0 | 0 | 0 | 0 | 0 | 0 | 0 | 0 | 0 | 3343144.589 | 0 | 0 | 0 | 0 | 0 | 0 | 0 | 0 | 0 | 0 | 0 | 0 | 0 | 0 | 0 | 0 | 0 | 0 | 0 | 0 | 266733.7371 | 0 | 0 | 0 | 0 | 0 | 0 | 0
2016-02-24 16:00 | 0 | 0 | 0 | 0 | 0 | 0 | 807450.3022 | 465391 | 0 | 0 | 0 | 0 | 63078.4198 | 0 | 0 | 0 | 0 | 0 | 0 | 0 | 3622125.4714 | 0 | 0 | 0 | 0 | 0 | 0 | 0 | 0 | 0 | 0 | 63078.4198 | 0 | 0 | 0 | 0 | 0 | 0 | 0 | 0 | 0 | 278980.8824 | 0 | 0 | 0 | 0 | 0 | 0 | 0
2016-02-24 17:00 | 0 | 0 | 0 | 0 | 0 | 0 | 802920.8786 | 460966 | 0 | 0 | 0 | 0 | 126052.416 | 0 | 0 | 0 | 0 | 0 | 0 | 0 | 3901106.3538 | 0 | 0 | 0 | 0 | 0 | 0 | 0 | 0 | 0 | 0 | 62973.9962 | 0 | 0 | 0 | 0 | 0 | 0 | 0 | 0 | 0 | 278980.8824 | 0 | 0 | 0 | 0 | 0 | 0 | 0
2016-02-24 18:00 | 0 | 0 | 0 | 0 | 0 | 0 | 780920.9107 | 456504 | 0 | 0 | 0 | 0 | 171488.4442 | 0 | 0 | 0 | 0 | 0 | 0 | 0 | 4180087.2363 | 0 | 0 | 0 | 0 | 0 | 0 | 0 | 0 | 0 | 0 | 45436.0282 | 0 | 0 | 0 | 0 | 0 | 0 | 0 | 0 | 0 | 278980.8824 | 0 | 0 | 0 | 0 | 0 | 0 | 0
2016-02-24 19:00 | 0 | 0 | 0 | 0 | 0 | 0 | 767914.1061 | 451870 | 0 | 0 | 0 | 0 | 208551.6679 | 0 | 0 | 0 | 0 | 0 | 0 | 0 | 4459068.1187 | 0 | 0 | 0 | 0 | 0 | 0 | 0 | 0 | 0 | 0 | 37063.2237 | 0 | 0 | 0 | 0 | 0 | 0 | 0 | 0 | 0 | 278980.8824 | 0 | 0 | 0 | 0 | 0 | 0 | 0
2016-02-24 20:00 | 0 | 0 | 0 | 0 | 0 | 0 | 776258.4071 | 447422 | 0 | 0 | 0 | 0 | 258407.1925 | 0 | 0 | 0 | 0 | 0 | 0 | 0 | 4738049.0012 | 0 | 0 | 0 | 0 | 0 | 0 | 0 | 0 | 0 | 0 | 49855.5246 | 0 | 0 | 0 | 0 | 0 | 0 | 0 | 0 | 0 | 278980.8824 | 0 | 0 | 0 | 0 | 0 | 0 | 0
2016-02-24 21:00 | 0 | 0 | 0 | 0 | 0 | 0 | 784912.6513 | 447402 | 0 | 0 | 0 | 0 | 316936.9614 | 0 | 0 | 0 | 0 | 0 | 0 | 0 | 5017029.8836 | 0 | 0 | 0 | 0 | 0 | 0 | 0 | 0 | 0 | 0 | 58529.7689 | 0 | 0 | 0 | 0 | 0 | 0 | 0 | 0 | 0 | 278980.8824 | 0 | 0 | 0 | 0 | 0 | 0 | 0
2016-02-24 22:00 | 0 | 0 | 0 | 0 | 0 | 0 | 750663.7076 | 453275 | 0 | 0 | 0 | 0 | 335344.7865 | 0 | 0 | 0 | 0 | 0 | 0 | 0 | 5296010.7661 | 0 | 0 | 0 | 0 | 0 | 0 | 0 | 0 | 0 | 0 | 18407.8251 | 0 | 0 | 0 | 0 | 0 | 0 | 0 | 0 | 0 | 278980.8824 | 0 | 0 | 0 | 0 | 0 | 0 | 0
2016-02-24 23:00 | 0 | 0 | 0 | 0 | 0 | 0 | 527693.3014 | 464896 | 0 | 0 | 0 | 0 | 382845.3582 | 0 | 0 | 0 | 0 | 0 | 0 | 0 | 5311307.4957 | 0 | 0 | 0 | 0 | 0 | 0 | 0 | 0 | 0 | 0 | 47500.5717 | 0 | 0 | 0 | 0 | 0 | 0 | 0 | 0 | 0 | 15296.7297 | 0 | 0 | 0 | 0 | 0 | 0 | 0
2016-02-25 | 0 | 0 | 0 | 0 | 0 | 0 | 121820.2015 | 474305 | 0 | 0 | 0 | 0 | 294102.2064 | 0 | 0 | 0 | 0 | 0 | 0 | 0 | 5047565.849 | 0 | 0 | 0 | 0 | 0 | 0 | 0 | 0 | 0 | 0 | -88743.1518 | 0 | 0 | 0 | 0 | 0 | 0 | 0 | 0 | 0 | -263741.6467 | 0 | 0 | 0 | 0 | 0 | 0 | 0
2016-02-25 01:00 | 0 | 0 | 0 | 0 | 0 | 629599.3936 | 88.3358 | 473808 | 0 | 0 | 0 | 0 | 382845.3582 | 0 | 0 | 0 | 0 | 0 | 0 | 0 | 5114702.4266 | 0 | 0 | 0 | 0 | 0 | 0 | 0 | 0 | 0 | 0 | 88743.1518 | 0 | 0 | 0 | 0 | 0 | 0 | 0 | 0 | 0 | 67136.5775 | 0 | 0 | 0 | 0 | 0 | 0 | 0
2016-02-25 02:00 | 0 | 0 | 0 | 0 | 0 | 97256.9658 | 0 | 464981 | 0 | 0 | 0 | 0 | 294102.2064 | 0 | 0 | 0 | 0 | 0 | 0 | 0 | 4835721.5441 | 0 | 0 | 0 | 0 | 0 | 0 | 0 | 0 | 0 | 0 | -88743.1518 | 0 | 0 | 0 | 0 | 0 | 0 | 0 | 0 | 0 | -278980.8824 | 0 | 0 | 0 | 0 | 0 | 0 | 0
2016-02-25 03:00 | 0 | 0 | 0 | 0 | 0 | 256767.2694 | 0 | 447005 | 0 | 0 | 0 | 0 | 382845.3582 | 0 | 0 | 0 | 0 | 0 | 0 | 0 | 4556740.6617 | 0 | 0 | 0 | 0 | 0 | 0 | 0 | 0 | 0 | 0 | 88743.1518 | 0 | 0 | 0 | 0 | 0 | 0 | 0 | 0 | 0 | -278980.8824 | 0 | 0 | 0 | 0 | 0 | 0 | 0
2016-02-25 04:00 | 0 | 0 | 0 | 0 | 0 | 584168.5247 | 0 | 423778 | 0 | 0 | 0 | 0 | 354972.6072 | 0 | 0 | 0 | 0 | 0 | 0 | 0 | 4745003.9374 | 0 | 0 | 0 | 0 | 0 | 0 | 0 | 0 | 0 | 0 | -27872.7511 | 0 | 0 | 0 | 0 | 0 | 0 | 0 | 0 | 0 | 188263.2757 | 0 | 0 | 0 | 0 | 0 | 0 | 0
2016-02-25 05:00 | 0 | 0 | 0 | 0 | 0 | 36147.9658 | 0 | 403872 | 0 | 0 | 0 | 0 | 266229.4554 | 0 | 0 | 0 | 0 | 0 | 0 | 0 | 4466023.055 | 0 | 0 | 0 | 0 | 0 | 0 | 0 | 0 | 0 | 0 | -88743.1518 | 0 | 0 | 0 | 0 | 0 | 0 | 0 | 0 | 0 | -278980.8824 | 0 | 0 | 0 | 0 | 0 | 0 | 0
2016-02-25 06:00 | 0 | 0 | 0 | 0 | 0 | 200438.2694 | 0 | 390676 | 0 | 0 | 0 | 0 | 354972.6072 | 0 | 0 | 0 | 0 | 0 | 0 | 0 | 4187042.1725 | 0 | 0 | 0 | 0 | 0 | 0 | 0 | 0 | 0 | 0 | 88743.1518 | 0 | 0 | 0 | 0 | 0 | 0 | 0 | 0 | 0 | -278980.8824 | 0 | 0 | 0 | 0 | 0 | 0 | 0
2016-02-25 07:00 | 0 | 0 | 0 | 0 | 0 | 555621.6273 | 0 | 382205 | 0 | 0 | 0 | 0 | 266229.4554 | 0 | 0 | 0 | 0 | 0 | 0 | 0 | 4449201.9516 | 0 | 0 | 0 | 0 | 0 | 0 | 0 | 0 | 0 | 0 | -88743.1518 | 0 | 0 | 0 | 0 | 0 | 0 | 0 | 0 | 0 | 262159.779 | 0 | 0 | 0 | 0 | 0 | 0 | 0
2016-02-25 08:00 | 0 | 0 | 0 | 0 | 0 | 11249.9658 | 0 | 378974 | 0 | 0 | 0 | 0 | 177486.3036 | 0 | 0 | 0 | 0 | 0 | 0 | 0 | 4170221.0691 | 0 | 0 | 0 | 0 | 0 | 0 | 0 | 0 | 0 | 0 | -88743.1518 | 0 | 0 | 0 | 0 | 0 | 0 | 0 | 0 | 0 | -278980.8824 | 0 | 0 | 0 | 0 | 0 | 0 | 0
2016-02-25 09:00 | 0 | 0 | 0 | 0 | 0 | 192550.2694 | 0 | 382788 | 0 | 0 | 0 | 0 | 266229.4554 | 0 | 0 | 0 | 0 | 0 | 0 | 0 | 3891240.1867 | 0 | 0 | 0 | 0 | 0 | 0 | 0 | 0 | 0 | 0 | 88743.1518 | 0 | 0 | 0 | 0 | 0 | 0 | 0 | 0 | 0 | -278980.8824 | 0 | 0 | 0 | 0 | 0 | 0 | 0
2016-02-25 10:00 | 0 | 0 | 0 | 0 | 0 | 503633.0155 | 0 | 397613 | 0 | 0 | 0 | 0 | 177486.3036 | 0 | 0 | 0 | 0 | 0 | 0 | 0 | 4086003.354 | 0 | 0 | 0 | 0 | 0 | 0 | 0 | 0 | 0 | 0 | -88743.1518 | 0 | 0 | 0 | 0 | 0 | 0 | 0 | 0 | 0 | 194763.1673 | 0 | 0 | 0 | 0 | 0 | 0 | 0
2016-02-25 11:00 | 0 | 0 | 0 | 0 | 0 | 63009.9658 | 0 | 430734 | 0 | 0 | 0 | 0 | 88743.1518 | 0 | 0 | 0 | 0 | 0 | 0 | 0 | 3807022.4716 | 0 | 0 | 0 | 0 | 0 | 0 | 0 | 0 | 0 | 0 | -88743.1518 | 0 | 0 | 0 | 0 | 0 | 0 | 0 | 0 | 0 | -278980.8824 | 0 | 0 | 0 | 0 | 0 | 0 | 0
2016-02-25 12:00 | 0 | 0 | 0 | 0 | 0 | 92323.9658 | 0 | 460048 | 0 | 0 | 0 | 0 | 0 | 0 | 0 | 0 | 0 | 0 | 0 | 0 | 3528041.5891 | 0 | 0 | 0 | 0 | 0 | 0 | 0 | 0 | 0 | 0 | -88743.1518 | 0 | 0 | 0 | 0 | 0 | 0 | 0 | 0 | 0 | -278980.8824 | 0 | 0 | 0 | 0 | 0 | 0 | 0
2016-02-25 13:00 | 0 | 0 | 0 | 0 | 0 | 403732.8019 | 5069.0211 | 469454 | 0 | 0 | 0 | 0 | 0 | 0 | 0 | 0 | 0 | 0 | 0 | 0 | 3467389.4121 | 0 | 0 | 0 | 0 | 0 | 0 | 0 | 0 | 0 | 0 | 0 | 0 | 0 | 0 | 0 | 0 | 0 | 0 | 0 | 0 | -60652.177 | 0 | 0 | 0 | 0 | 0 | 0 | 0
2016-02-25 14:00 | 0 | 0 | 0 | 0 | 0 | 0 | 315937.959 | 469941 | 0 | 0 | 0 | 0 | 0 | 0 | 0 | 0 | 0 | 0 | 0 | 0 | 3313386.3711 | 0 | 0 | 0 | 0 | 0 | 0 | 0 | 0 | 0 | 0 | 0 | 0 | 0 | 0 | 0 | 0 | 0 | 0 | 0 | 0 | -154003.041 | 0 | 0 | 0 | 0 | 0 | 0 | 0
2016-02-25 15:00 | 0 | 0 | 0 | 0 | 0 | 0 | 780693.9695 | 468999 | 0 | 0 | 0 | 0 | 32714.087 | 0 | 0 | 0 | 0 | 0 | 0 | 0 | 3592367.2536 | 0 | 0 | 0 | 0 | 0 | 0 | 0 | 0 | 0 | 0 | 32714.087 | 0 | 0 | 0 | 0 | 0 | 0 | 0 | 0 | 0 | 278980.8824 | 0 | 0 | 0 | 0 | 0 | 0 | 0
2016-02-25 16:00 | 0 | 0 | 0 | 0 | 0 | 0 | 831255.2058 | 464064 | 0 | 0 | 0 | 0 | 120924.4104 | 0 | 0 | 0 | 0 | 0 | 0 | 0 | 3871348.136 | 0 | 0 | 0 | 0 | 0 | 0 | 0 | 0 | 0 | 0 | 88210.3234 | 0 | 0 | 0 | 0 | 0 | 0 | 0 | 0 | 0 | 278980.8824 | 0 | 0 | 0 | 0 | 0 | 0 | 0
2016-02-25 17:00 | 0 | 0 | 0 | 0 | 0 | 0 | 805527.2723 | 457790 | 0 | 0 | 0 | 0 | 189680.8002 | 0 | 0 | 0 | 0 | 0 | 0 | 0 | 4150329.0185 | 0 | 0 | 0 | 0 | 0 | 0 | 0 | 0 | 0 | 0 | 68756.3898 | 0 | 0 | 0 | 0 | 0 | 0 | 0 | 0 | 0 | 278980.8824 | 0 | 0 | 0 | 0 | 0 | 0 | 0
2016-02-25 18:00 | 0 | 0 | 0 | 0 | 0 | 0 | 778861.085 | 452895 | 0 | 0 | 0 | 0 | 236666.0027 | 0 | 0 | 0 | 0 | 0 | 0 | 0 | 4429309.9009 | 0 | 0 | 0 | 0 | 0 | 0 | 0 | 0 | 0 | 0 | 46985.2025 | 0 | 0 | 0 | 0 | 0 | 0 | 0 | 0 | 0 | 278980.8824 | 0 | 0 | 0 | 0 | 0 | 0 | 0
2016-02-25 19:00 | 0 | 0 | 0 | 0 | 0 | 0 | 765131.4349 | 449327 | 0 | 0 | 0 | 0 | 273489.5552 | 0 | 0 | 0 | 0 | 0 | 0 | 0 | 4708290.7834 | 0 | 0 | 0 | 0 | 0 | 0 | 0 | 0 | 0 | 0 | 36823.5525 | 0 | 0 | 0 | 0 | 0 | 0 | 0 | 0 | 0 | 278980.8824 | 0 | 0 | 0 | 0 | 0 | 0 | 0
2016-02-25 20:00 | 0 | 0 | 0 | 0 | 0 | 0 | 774398.631 | 447423 | 0 | 0 | 0 | 0 | 321484.3037 | 0 | 0 | 0 | 0 | 0 | 0 | 0 | 4987271.6658 | 0 | 0 | 0 | 0 | 0 | 0 | 0 | 0 | 0 | 0 | 47994.7485 | 0 | 0 | 0 | 0 | 0 | 0 | 0 | 0 | 0 | 278980.8824 | 0 | 0 | 0 | 0 | 0 | 0 | 0
2016-02-25 21:00 | 0 | 0 | 0 | 0 | 0 | 0 | 789374.937 | 449033 | 0 | 0 | 0 | 0 | 382845.3582 | 0 | 0 | 0 | 0 | 0 | 0 | 0 | 5266252.5483 | 0 | 0 | 0 | 0 | 0 | 0 | 0 | 0 | 0 | 0 | 61361.0545 | 0 | 0 | 0 | 0 | 0 | 0 | 0 | 0 | 0 | 278980.8824 | 0 | 0 | 0 | 0 | 0 | 0 | 0
2016-02-25 22:00 | 0 | 0 | 0 | 0 | 0 | 0 | 735497.8824 | 456517 | 0 | 0 | 0 | 0 | 382845.3582 | 0 | 0 | 0 | 0 | 0 | 0 | 0 | 5545233.4307 | 0 | 0 | 0 | 0 | 0 | 0 | 0 | 0 | 0 | 0 | 0 | 0 | 0 | 0 | 0 | 0 | 0 | 0 | 0 | 0 | 278980.8824 | 0 | 0 | 0 | 0 | 0 | 0 | 0
2016-02-25 23:00 | 0 | 0 | 0 | 0 | 0 | 0 | 551874.3729 | 472070 | 0 | 0 | 0 | 0 | 382845.3582 | 0 | 0 | 0 | 0 | 0 | 0 | 0 | 5625037.8036 | 0 | 0 | 0 | 0 | 0 | 0 | 0 | 0 | 0 | 0 | 0 | 0 | 0 | 0 | 0 | 0 | 0 | 0 | 0 | 0 | 79804.3729 | 0 | 0 | 0 | 0 | 0 | 0 | 0
2016-02-26 | 0 | 0 | 0 | 0 | 0 | 0 | 136613.2791 | 484445 | 0 | 0 | 0 | 0 | 294102.2064 | 0 | 0 | 0 | 0 | 0 | 0 | 0 | 5365949.2344 | 0 | 0 | 0 | 0 | 0 | 0 | 0 | 0 | 0 | 0 | -88743.1518 | 0 | 0 | 0 | 0 | 0 | 0 | 0 | 0 | 0 | -259088.5691 | 0 | 0 | 0 | 0 | 0 | 0 | 0
2016-02-26 01:00 | 0 | 0 | 0 | 0 | 0 | 291804.951 | 108.829 | 486525 | 0 | 0 | 0 | 0 | 266229.4554 | 0 | 0 | 0 | 0 | 0 | 0 | 0 | 5199210.7655 | 0 | 0 | 0 | 0 | 0 | 0 | 0 | 0 | 0 | 0 | -27872.7511 | 0 | 0 | 0 | 0 | 0 | 0 | 0 | 0 | 0 | -166738.4689 | 0 | 0 | 0 | 0 | 0 | 0 | 0
2016-02-26 02:00 | 0 | 0 | 0 | 0 | 0 | 307989.7753 | 0 | 478144 | 0 | 0 | 0 | 0 | 177486.3036 | 0 | 0 | 0 | 0 | 0 | 0 | 0 | 5117799.6926 | 0 | 0 | 0 | 0 | 0 | 0 | 0 | 0 | 0 | 0 | -88743.1518 | 0 | 0 | 0 | 0 | 0 | 0 | 0 | 0 | 0 | -81411.0729 | 0 | 0 | 0 | 0 | 0 | 0 | 0
2016-02-26 03:00 | 0 | 0 | 0 | 0 | 0 | 94508.9658 | 0 | 462233 | 0 | 0 | 0 | 0 | 88743.1518 | 0 | 0 | 0 | 0 | 0 | 0 | 0 | 4838818.8102 | 0 | 0 | 0 | 0 | 0 | 0 | 0 | 0 | 0 | 0 | -88743.1518 | 0 | 0 | 0 | 0 | 0 | 0 | 0 | 0 | 0 | -278980.8824 | 0 | 0 | 0 | 0 | 0 | 0 | 0
2016-02-26 04:00 | 0 | 0 | 0 | 0 | 0 | 250056.2694 | 0 | 440294 | 0 | 0 | 0 | 0 | 177486.3036 | 0 | 0 | 0 | 0 | 0 | 0 | 0 | 4559837.9277 | 0 | 0 | 0 | 0 | 0 | 0 | 0 | 0 | 0 | 0 | 88743.1518 | 0 | 0 | 0 | 0 | 0 | 0 | 0 | 0 | 0 | -278980.8824 | 0 | 0 | 0 | 0 | 0 | 0 | 0
2016-02-26 05:00 | 0 | 0 | 0 | 0 | 0 | 371989.9829 | 0 | 420829 | 0 | 0 | 0 | 0 | 88743.1518 | 0 | 0 | 0 | 0 | 0 | 0 | 0 | 4599742.0624 | 0 | 0 | 0 | 0 | 0 | 0 | 0 | 0 | 0 | 0 | -88743.1518 | 0 | 0 | 0 | 0 | 0 | 0 | 0 | 0 | 0 | 39904.1347 | 0 | 0 | 0 | 0 | 0 | 0 | 0
2016-02-26 06:00 | 0 | 0 | 0 | 0 | 0 | 404771.387 | 0 | 408908 | 0 | 0 | 0 | 0 | 177486.3036 | 0 | 0 | 0 | 0 | 0 | 0 | 0 | 4506862.2976 | 0 | 0 | 0 | 0 | 0 | 0 | 0 | 0 | 0 | 0 | 88743.1518 | 0 | 0 | 0 | 0 | 0 | 0 | 0 | 0 | 0 | -92879.7648 | 0 | 0 | 0 | 0 | 0 | 0 | 0
2016-02-26 07:00 | 0 | 0 | 0 | 0 | 0 | 211743.2694 | 0 | 401981 | 0 | 0 | 0 | 0 | 266229.4554 | 0 | 0 | 0 | 0 | 0 | 0 | 0 | 4227881.4151 | 0 | 0 | 0 | 0 | 0 | 0 | 0 | 0 | 0 | 0 | 88743.1518 | 0 | 0 | 0 | 0 | 0 | 0 | 0 | 0 | 0 | -278980.8824 | 0 | 0 | 0 | 0 | 0 | 0 | 0
2016-02-26 08:00 | 0 | 0 | 0 | 0 | 0 | 32319.9658 | 0 | 400044 | 0 | 0 | 0 | 0 | 177486.3036 | 0 | 0 | 0 | 0 | 0 | 0 | 0 | 3948900.5327 | 0 | 0 | 0 | 0 | 0 | 0 | 0 | 0 | 0 | 0 | -88743.1518 | 0 | 0 | 0 | 0 | 0 | 0 | 0 | 0 | 0 | -278980.8824 | 0 | 0 | 0 | 0 | 0 | 0 | 0
2016-02-26 09:00 | 0 | 0 | 0 | 0 | 0 | 214087.2694 | 0 | 404325 | 0 | 0 | 0 | 0 | 266229.4554 | 0 | 0 | 0 | 0 | 0 | 0 | 0 | 3669919.6502 | 0 | 0 | 0 | 0 | 0 | 0 | 0 | 0 | 0 | 0 | 88743.1518 | 0 | 0 | 0 | 0 | 0 | 0 | 0 | 0 | 0 | -278980.8824 | 0 | 0 | 0 | 0 | 0 | 0 | 0
2016-02-26 10:00 | 0 | 0 | 0 | 0 | 0 | 509013.0456 | 0 | 419789 | 0 | 0 | 0 | 0 | 177486.3036 | 0 | 0 | 0 | 0 | 0 | 0 | 0 | 3847886.8476 | 0 | 0 | 0 | 0 | 0 | 0 | 0 | 0 | 0 | 0 | -88743.1518 | 0 | 0 | 0 | 0 | 0 | 0 | 0 | 0 | 0 | 177967.1974 | 0 | 0 | 0 | 0 | 0 | 0 | 0
2016-02-26 11:00 | 0 | 0 | 0 | 0 | 0 | 85422.9658 | 0 | 453147 | 0 | 0 | 0 | 0 | 88743.1518 | 0 | 0 | 0 | 0 | 0 | 0 | 0 | 3568905.9652 | 0 | 0 | 0 | 0 | 0 | 0 | 0 | 0 | 0 | 0 | -88743.1518 | 0 | 0 | 0 | 0 | 0 | 0 | 0 | 0 | 0 | -278980.8824 | 0 | 0 | 0 | 0 | 0 | 0 | 0
2016-02-26 12:00 | 0 | 0 | 0 | 0 | 0 | 113241.9658 | 0 | 480966 | 0 | 0 | 0 | 0 | 0 | 0 | 0 | 0 | 0 | 0 | 0 | 0 | 3289925.0827 | 0 | 0 | 0 | 0 | 0 | 0 | 0 | 0 | 0 | 0 | -88743.1518 | 0 | 0 | 0 | 0 | 0 | 0 | 0 | 0 | 0 | -278980.8824 | 0 | 0 | 0 | 0 | 0 | 0 | 0
2016-02-26 13:00 | 0 | 0 | 0 | 0 | 0 | 481152.7429 | 7318.1557 | 487257 | 0 | 0 | 0 | 0 | 0 | 0 | 0 | 0 | 0 | 0 | 0 | 0 | 3291138.9813 | 0 | 0 | 0 | 0 | 0 | 0 | 0 | 0 | 0 | 0 | 0 | 0 | 0 | 0 | 0 | 0 | 0 | 0 | 0 | 0 | 1213.8986 | 0 | 0 | 0 | 0 | 0 | 0 | 0
2016-02-26 14:00 | 0 | 0 | 0 | 0 | 0 | 0 | 337397.289 | 482161 | 0 | 0 | 0 | 0 | 0 | 0 | 0 | 0 | 0 | 0 | 0 | 0 | 3146375.2703 | 0 | 0 | 0 | 0 | 0 | 0 | 0 | 0 | 0 | 0 | 0 | 0 | 0 | 0 | 0 | 0 | 0 | 0 | 0 | 0 | -144763.711 | 0 | 0 | 0 | 0 | 0 | 0 | 0
2016-02-26 15:00 | 0 | 0 | 0 | 0 | 0 | 0 | 746811.9199 | 474541 | 0 | 0 | 0 | 0 | 0 | 0 | 0 | 0 | 0 | 0 | 0 | 0 | 3418646.1902 | 0 | 0 | 0 | 0 | 0 | 0 | 0 | 0 | 0 | 0 | 0 | 0 | 0 | 0 | 0 | 0 | 0 | 0 | 0 | 0 | 272270.9199 | 0 | 0 | 0 | 0 | 0 | 0 | 0
2016-02-26 16:00 | 0 | 0 | 0 | 0 | 0 | 0 | 795753.2825 | 465184 | 0 | 0 | 0 | 0 | 51588.4 | 0 | 0 | 0 | 0 | 0 | 0 | 0 | 3697627.0726 | 0 | 0 | 0 | 0 | 0 | 0 | 0 | 0 | 0 | 0 | 51588.4 | 0 | 0 | 0 | 0 | 0 | 0 | 0 | 0 | 0 | 278980.8824 | 0 | 0 | 0 | 0 | 0 | 0 | 0
2016-02-26 17:00 | 0 | 0 | 0 | 0 | 0 | 0 | 780923.2642 | 454966 | 0 | 0 | 0 | 0 | 107384.0122 | 0 | 0 | 0 | 0 | 0 | 0 | 0 | 3967788.7246 | 0 | 0 | 0 | 0 | 0 | 0 | 0 | 0 | 0 | 0 | 55795.6122 | 0 | 0 | 0 | 0 | 0 | 0 | 0 | 0 | 0 | 270161.652 | 0 | 0 | 0 | 0 | 0 | 0 | 0
2016-02-26 18:00 | 0 | 0 | 0 | 0 | 0 | 0 | 756028.8086 | 445971 | 0 | 0 | 0 | 0 | 196127.164 | 0 | 0 | 0 | 0 | 0 | 0 | 0 | 4189103.3814 | 0 | 0 | 0 | 0 | 0 | 0 | 0 | 0 | 0 | 0 | 88743.1518 | 0 | 0 | 0 | 0 | 0 | 0 | 0 | 0 | 0 | 221314.6568 | 0 | 0 | 0 | 0 | 0 | 0 | 0
2016-02-26 19:00 | 0 | 0 | 0 | 0 | 0 | 0 | 740887.6189 | 439126 | 0 | 0 | 0 | 0 | 218907.9005 | 0 | 0 | 0 | 0 | 0 | 0 | 0 | 4468084.2638 | 0 | 0 | 0 | 0 | 0 | 0 | 0 | 0 | 0 | 0 | 22780.7364 | 0 | 0 | 0 | 0 | 0 | 0 | 0 | 0 | 0 | 278980.8824 | 0 | 0 | 0 | 0 | 0 | 0 | 0
2016-02-26 20:00 | 0 | 0 | 0 | 0 | 0 | 0 | 746596.1501 | 434190 | 0 | 0 | 0 | 0 | 252333.1681 | 0 | 0 | 0 | 0 | 0 | 0 | 0 | 4747065.1463 | 0 | 0 | 0 | 0 | 0 | 0 | 0 | 0 | 0 | 0 | 33425.2676 | 0 | 0 | 0 | 0 | 0 | 0 | 0 | 0 | 0 | 278980.8824 | 0 | 0 | 0 | 0 | 0 | 0 | 0
2016-02-26 21:00 | 0 | 0 | 0 | 0 | 0 | 0 | 754023.9208 | 433274 | 0 | 0 | 0 | 0 | 294102.2064 | 0 | 0 | 0 | 0 | 0 | 0 | 0 | 5026046.0287 | 0 | 0 | 0 | 0 | 0 | 0 | 0 | 0 | 0 | 0 | 41769.0383 | 0 | 0 | 0 | 0 | 0 | 0 | 0 | 0 | 0 | 278980.8824 | 0 | 0 | 0 | 0 | 0 | 0 | 0
2016-02-26 22:00 | 0 | 0 | 0 | 0 | 0 | 0 | 712025.902 | 439688 | 0 | 0 | 0 | 0 | 382845.3582 | 0 | 0 | 0 | 0 | 0 | 0 | 0 | 5209640.7789 | 0 | 0 | 0 | 0 | 0 | 0 | 0 | 0 | 0 | 0 | 88743.1518 | 0 | 0 | 0 | 0 | 0 | 0 | 0 | 0 | 0 | 183594.7502 | 0 | 0 | 0 | 0 | 0 | 0 | 0
2016-02-26 23:00 | 0 | 0 | 0 | 0 | 0 | 0 | 495788.852 | 454068 | 0 | 0 | 0 | 0 | 294102.2064 | 0 | 0 | 0 | 0 | 0 | 0 | 0 | 5340104.7827 | 0 | 0 | 0 | 0 | 0 | 0 | 0 | 0 | 0 | 0 | -88743.1518 | 0 | 0 | 0 | 0 | 0 | 0 | 0 | 0 | 0 | 130464.0038 | 0 | 0 | 0 | 0 | 0 | 0 | 0
2016-02-27 | 0 | 0 | 0 | 0 | 0 | 369907.8718 | 103255.4337 | 467219 | 0 | 0 | 0 | 0 | 382845.3582 | 0 | 0 | 0 | 0 | 0 | 0 | 0 | 5257305.9364 | 0 | 0 | 0 | 0 | 0 | 0 | 0 | 0 | 0 | 0 | 88743.1518 | 0 | 0 | 0 | 0 | 0 | 0 | 0 | 0 | 0 | -82798.8463 | 0 | 0 | 0 | 0 | 0 | 0 | 0
2016-02-27 01:00 | 0 | 0 | 0 | 0 | 0 | 421342.2246 | 108.8416 | 470275 | 0 | 0 | 0 | 0 | 382845.3582 | 0 | 0 | 0 | 0 | 0 | 0 | 0 | 5208482.0025 | 0 | 0 | 0 | 0 | 0 | 0 | 0 | 0 | 0 | 0 | 0 | 0 | 0 | 0 | 0 | 0 | 0 | 0 | 0 | 0 | -48823.9338 | 0 | 0 | 0 | 0 | 0 | 0 | 0
2016-02-27 02:00 | 0 | 0 | 0 | 0 | 0 | 98359.9658 | 0 | 466084 | 0 | 0 | 0 | 0 | 294102.2064 | 0 | 0 | 0 | 0 | 0 | 0 | 0 | 4929501.1201 | 0 | 0 | 0 | 0 | 0 | 0 | 0 | 0 | 0 | 0 | -88743.1518 | 0 | 0 | 0 | 0 | 0 | 0 | 0 | 0 | 0 | -278980.8824 | 0 | 0 | 0 | 0 | 0 | 0 | 0
2016-02-27 03:00 | 0 | 0 | 0 | 0 | 0 | 264456.2694 | 0 | 454694 | 0 | 0 | 0 | 0 | 382845.3582 | 0 | 0 | 0 | 0 | 0 | 0 | 0 | 4650520.2377 | 0 | 0 | 0 | 0 | 0 | 0 | 0 | 0 | 0 | 0 | 88743.1518 | 0 | 0 | 0 | 0 | 0 | 0 | 0 | 0 | 0 | -278980.8824 | 0 | 0 | 0 | 0 | 0 | 0 | 0
2016-02-27 04:00 | 0 | 0 | 0 | 0 | 0 | 627830.7306 | 0 | 437593 | 0 | 0 | 0 | 0 | 294102.2064 | 0 | 0 | 0 | 0 | 0 | 0 | 0 | 4929501.1201 | 0 | 0 | 0 | 0 | 0 | 0 | 0 | 0 | 0 | 0 | -88743.1518 | 0 | 0 | 0 | 0 | 0 | 0 | 0 | 0 | 0 | 278980.8824 | 0 | 0 | 0 | 0 | 0 | 0 | 0
2016-02-27 05:00 | 0 | 0 | 0 | 0 | 0 | 53180.9658 | 0 | 420905 | 0 | 0 | 0 | 0 | 205359.0546 | 0 | 0 | 0 | 0 | 0 | 0 | 0 | 4650520.2377 | 0 | 0 | 0 | 0 | 0 | 0 | 0 | 0 | 0 | 0 | -88743.1518 | 0 | 0 | 0 | 0 | 0 | 0 | 0 | 0 | 0 | -278980.8824 | 0 | 0 | 0 | 0 | 0 | 0 | 0
2016-02-27 06:00 | 0 | 0 | 0 | 0 | 0 | 219643.2694 | 0 | 409881 | 0 | 0 | 0 | 0 | 294102.2064 | 0 | 0 | 0 | 0 | 0 | 0 | 0 | 4371539.3552 | 0 | 0 | 0 | 0 | 0 | 0 | 0 | 0 | 0 | 0 | 88743.1518 | 0 | 0 | 0 | 0 | 0 | 0 | 0 | 0 | 0 | -278980.8824 | 0 | 0 | 0 | 0 | 0 | 0 | 0
2016-02-27 07:00 | 0 | 0 | 0 | 0 | 0 | 654547.1314 | 0 | 403439 | 0 | 0 | 0 | 0 | 266229.4554 | 0 | 0 | 0 | 0 | 0 | 0 | 0 | 4650520.2377 | 0 | 0 | 0 | 0 | 0 | 0 | 0 | 0 | 0 | 0 | -27872.7511 | 0 | 0 | 0 | 0 | 0 | 0 | 0 | 0 | 0 | 278980.8824 | 0 | 0 | 0 | 0 | 0 | 0 | 0
2016-02-27 08:00 | 0 | 0 | 0 | 0 | 0 | 32385.9658 | 0 | 400110 | 0 | 0 | 0 | 0 | 177486.3036 | 0 | 0 | 0 | 0 | 0 | 0 | 0 | 4371539.3552 | 0 | 0 | 0 | 0 | 0 | 0 | 0 | 0 | 0 | 0 | -88743.1518 | 0 | 0 | 0 | 0 | 0 | 0 | 0 | 0 | 0 | -278980.8824 | 0 | 0 | 0 | 0 | 0 | 0 | 0
2016-02-27 09:00 | 0 | 0 | 0 | 0 | 0 | 211347.2694 | 0 | 401585 | 0 | 0 | 0 | 0 | 266229.4554 | 0 | 0 | 0 | 0 | 0 | 0 | 0 | 4092558.4728 | 0 | 0 | 0 | 0 | 0 | 0 | 0 | 0 | 0 | 0 | 88743.1518 | 0 | 0 | 0 | 0 | 0 | 0 | 0 | 0 | 0 | -278980.8824 | 0 | 0 | 0 | 0 | 0 | 0 | 0
2016-02-27 10:00 | 0 | 0 | 0 | 0 | 0 | 39560.9658 | 0 | 407285 | 0 | 0 | 0 | 0 | 177486.3036 | 0 | 0 | 0 | 0 | 0 | 0 | 0 | 3813577.5903 | 0 | 0 | 0 | 0 | 0 | 0 | 0 | 0 | 0 | 0 | -88743.1518 | 0 | 0 | 0 | 0 | 0 | 0 | 0 | 0 | 0 | -278980.8824 | 0 | 0 | 0 | 0 | 0 | 0 | 0
2016-02-27 11:00 | 0 | 0 | 0 | 0 | 0 | 54086.9658 | 0 | 421811 | 0 | 0 | 0 | 0 | 88743.1518 | 0 | 0 | 0 | 0 | 0 | 0 | 0 | 3534596.7079 | 0 | 0 | 0 | 0 | 0 | 0 | 0 | 0 | 0 | 0 | -88743.1518 | 0 | 0 | 0 | 0 | 0 | 0 | 0 | 0 | 0 | -278980.8824 | 0 | 0 | 0 | 0 | 0 | 0 | 0
2016-02-27 12:00 | 0 | 0 | 0 | 0 | 0 | 69189.9658 | 0 | 436914 | 0 | 0 | 0 | 0 | 0 | 0 | 0 | 0 | 0 | 0 | 0 | 0 | 3255615.8254 | 0 | 0 | 0 | 0 | 0 | 0 | 0 | 0 | 0 | 0 | -88743.1518 | 0 | 0 | 0 | 0 | 0 | 0 | 0 | 0 | 0 | -278980.8824 | 0 | 0 | 0 | 0 | 0 | 0 | 0
2016-02-27 13:00 | 0 | 0 | 0 | 0 | 0 | 715281.5956 | 7276.2869 | 443577 | 0 | 0 | 0 | 0 | 0 | 0 | 0 | 0 | 0 | 0 | 0 | 0 | 3534596.7079 | 0 | 0 | 0 | 0 | 0 | 0 | 0 | 0 | 0 | 0 | 0 | 0 | 0 | 0 | 0 | 0 | 0 | 0 | 0 | 0 | 278980.8824 | 0 | 0 | 0 | 0 | 0 | 0 | 0
2016-02-27 14:00 | 0 | 0 | 0 | 0 | 0 | 413838.8323 | 305445.0502 | 440303 | 0 | 0 | 0 | 0 | 0 | 0 | 0 | 0 | 0 | 0 | 0 | 0 | 3813577.5903 | 0 | 0 | 0 | 0 | 0 | 0 | 0 | 0 | 0 | 0 | 0 | 0 | 0 | 0 | 0 | 0 | 0 | 0 | 0 | 0 | 278980.8824 | 0 | 0 | 0 | 0 | 0 | 0 | 0
2016-02-27 15:00 | 0 | 0 | 0 | 0 | 0 | 0 | 674176.149 | 431766 | 0 | 0 | 0 | 0 | 0 | 0 | 0 | 0 | 0 | 0 | 0 | 0 | 4055987.7393 | 0 | 0 | 0 | 0 | 0 | 0 | 0 | 0 | 0 | 0 | 0 | 0 | 0 | 0 | 0 | 0 | 0 | 0 | 0 | 0 | 242410.149 | 0 | 0 | 0 | 0 | 0 | 0 | 0
2016-02-27 16:00 | 0 | 0 | 0 | 0 | 0 | 0 | 750943.0739 | 421204 | 0 | 0 | 0 | 0 | 66905.7185 | 0 | 0 | 0 | 0 | 0 | 0 | 0 | 4318821.0947 | 0 | 0 | 0 | 0 | 0 | 0 | 0 | 0 | 0 | 0 | 66905.7185 | 0 | 0 | 0 | 0 | 0 | 0 | 0 | 0 | 0 | 262833.3554 | 0 | 0 | 0 | 0 | 0 | 0 | 0
2016-02-27 17:00 | 0 | 0 | 0 | 0 | 0 | 0 | 749925.7549 | 410971 | 0 | 0 | 0 | 0 | 126879.5909 | 0 | 0 | 0 | 0 | 0 | 0 | 0 | 4597801.9771 | 0 | 0 | 0 | 0 | 0 | 0 | 0 | 0 | 0 | 0 | 59973.8725 | 0 | 0 | 0 | 0 | 0 | 0 | 0 | 0 | 0 | 278980.8824 | 0 | 0 | 0 | 0 | 0 | 0 | 0
2016-02-27 18:00 | 0 | 0 | 0 | 0 | 0 | 0 | 733244.6883 | 401316 | 0 | 0 | 0 | 0 | 179827.3967 | 0 | 0 | 0 | 0 | 0 | 0 | 0 | 4876782.8596 | 0 | 0 | 0 | 0 | 0 | 0 | 0 | 0 | 0 | 0 | 52947.8058 | 0 | 0 | 0 | 0 | 0 | 0 | 0 | 0 | 0 | 278980.8824 | 0 | 0 | 0 | 0 | 0 | 0 | 0
2016-02-27 19:00 | 0 | 0 | 0 | 0 | 0 | 0 | 722820.6562 | 394032 | 0 | 0 | 0 | 0 | 229635.1705 | 0 | 0 | 0 | 0 | 0 | 0 | 0 | 5155763.742 | 0 | 0 | 0 | 0 | 0 | 0 | 0 | 0 | 0 | 0 | 49807.7737 | 0 | 0 | 0 | 0 | 0 | 0 | 0 | 0 | 0 | 278980.8824 | 0 | 0 | 0 | 0 | 0 | 0 | 0
2016-02-27 20:00 | 0 | 0 | 0 | 0 | 0 | 0 | 729033.5364 | 388994 | 0 | 0 | 0 | 0 | 290693.8244 | 0 | 0 | 0 | 0 | 0 | 0 | 0 | 5434744.6245 | 0 | 0 | 0 | 0 | 0 | 0 | 0 | 0 | 0 | 0 | 61058.654 | 0 | 0 | 0 | 0 | 0 | 0 | 0 | 0 | 0 | 278980.8824 | 0 | 0 | 0 | 0 | 0 | 0 | 0
2016-02-27 21:00 | 0 | 0 | 0 | 0 | 0 | 0 | 735478.6685 | 388726 | 0 | 0 | 0 | 0 | 358465.6105 | 0 | 0 | 0 | 0 | 0 | 0 | 0 | 5713725.5069 | 0 | 0 | 0 | 0 | 0 | 0 | 0 | 0 | 0 | 0 | 67771.7861 | 0 | 0 | 0 | 0 | 0 | 0 | 0 | 0 | 0 | 278980.8824 | 0 | 0 | 0 | 0 | 0 | 0 | 0
2016-02-27 22:00 | 0 | 0 | 0 | 0 | 0 | 0 | 697096.6301 | 393736 | 0 | 0 | 0 | 0 | 382845.3582 | 0 | 0 | 0 | 0 | 0 | 0 | 0 | 5992706.3894 | 0 | 0 | 0 | 0 | 0 | 0 | 0 | 0 | 0 | 0 | 24379.7477 | 0 | 0 | 0 | 0 | 0 | 0 | 0 | 0 | 0 | 278980.8824 | 0 | 0 | 0 | 0 | 0 | 0 | 0
2016-02-27 23:00 | 0 | 0 | 0 | 0 | 0 | 0 | 512779.2468 | 408718 | 0 | 0 | 0 | 0 | 382845.3582 | 0 | 0 | 0 | 0 | 0 | 0 | 0 | 6096767.6362 | 0 | 0 | 0 | 0 | 0 | 0 | 0 | 0 | 0 | 0 | 0 | 0 | 0 | 0 | 0 | 0 | 0 | 0 | 0 | 0 | 104061.2468 | 0 | 0 | 0 | 0 | 0 | 0 | 0
2016-02-28 | 0 | 0 | 0 | 0 | 0 | 0 | 134419.5937 | 423181 | 0 | 0 | 0 | 0 | 294102.2064 | 0 | 0 | 0 | 0 | 0 | 0 | 0 | 5896749.3817 | 0 | 0 | 0 | 0 | 0 | 0 | 0 | 0 | 0 | 0 | -88743.1518 | 0 | 0 | 0 | 0 | 0 | 0 | 0 | 0 | 0 | -200018.2545 | 0 | 0 | 0 | 0 | 0 | 0 | 0
2016-02-28 01:00 | 0 | 0 | 0 | 0 | 0 | 236627.6304 | 170.6389 | 427036 | 0 | 0 | 0 | 0 | 382845.3582 | 0 | 0 | 0 | 0 | 0 | 0 | 0 | 5617768.4993 | 0 | 0 | 0 | 0 | 0 | 0 | 0 | 0 | 0 | 0 | 88743.1518 | 0 | 0 | 0 | 0 | 0 | 0 | 0 | 0 | 0 | -278980.8824 | 0 | 0 | 0 | 0 | 0 | 0 | 0
2016-02-28 02:00 | 0 | 0 | 0 | 0 | 0 | 615296.7306 | 0 | 425059 | 0 | 0 | 0 | 0 | 294102.2064 | 0 | 0 | 0 | 0 | 0 | 0 | 0 | 5896749.3817 | 0 | 0 | 0 | 0 | 0 | 0 | 0 | 0 | 0 | 0 | -88743.1518 | 0 | 0 | 0 | 0 | 0 | 0 | 0 | 0 | 0 | 278980.8824 | 0 | 0 | 0 | 0 | 0 | 0 | 0
2016-02-28 03:00 | 0 | 0 | 0 | 0 | 0 | 226595.2694 | 0 | 416833 | 0 | 0 | 0 | 0 | 382845.3582 | 0 | 0 | 0 | 0 | 0 | 0 | 0 | 5617768.4993 | 0 | 0 | 0 | 0 | 0 | 0 | 0 | 0 | 0 | 0 | 88743.1518 | 0 | 0 | 0 | 0 | 0 | 0 | 0 | 0 | 0 | -278980.8824 | 0 | 0 | 0 | 0 | 0 | 0 | 0
2016-02-28 04:00 | 0 | 0 | 0 | 0 | 0 | 96083.3665 | 0 | 402937 | 0 | 0 | 0 | 0 | 354972.6072 | 0 | 0 | 0 | 0 | 0 | 0 | 0 | 5338787.6168 | 0 | 0 | 0 | 0 | 0 | 0 | 0 | 0 | 0 | 0 | -27872.7511 | 0 | 0 | 0 | 0 | 0 | 0 | 0 | 0 | 0 | -278980.8824 | 0 | 0 | 0 | 0 | 0 | 0 | 0
2016-02-28 05:00 | 0 | 0 | 0 | 0 | 0 | 21795.9658 | 0 | 389520 | 0 | 0 | 0 | 0 | 266229.4554 | 0 | 0 | 0 | 0 | 0 | 0 | 0 | 5059806.7344 | 0 | 0 | 0 | 0 | 0 | 0 | 0 | 0 | 0 | 0 | -88743.1518 | 0 | 0 | 0 | 0 | 0 | 0 | 0 | 0 | 0 | -278980.8824 | 0 | 0 | 0 | 0 | 0 | 0 | 0
2016-02-28 06:00 | 0 | 0 | 0 | 0 | 0 | 188777.2694 | 0 | 379015 | 0 | 0 | 0 | 0 | 354972.6072 | 0 | 0 | 0 | 0 | 0 | 0 | 0 | 4780825.8519 | 0 | 0 | 0 | 0 | 0 | 0 | 0 | 0 | 0 | 0 | 88743.1518 | 0 | 0 | 0 | 0 | 0 | 0 | 0 | 0 | 0 | -278980.8824 | 0 | 0 | 0 | 0 | 0 | 0 | 0
2016-02-28 07:00 | 0 | 0 | 0 | 0 | 0 | 562438.7306 | 0 | 372201 | 0 | 0 | 0 | 0 | 266229.4554 | 0 | 0 | 0 | 0 | 0 | 0 | 0 | 5059806.7344 | 0 | 0 | 0 | 0 | 0 | 0 | 0 | 0 | 0 | 0 | -88743.1518 | 0 | 0 | 0 | 0 | 0 | 0 | 0 | 0 | 0 | 278980.8824 | 0 | 0 | 0 | 0 | 0 | 0 | 0
2016-02-28 08:00 | 0 | 0 | 0 | 0 | 0 | 861.9658 | 0 | 368586 | 0 | 0 | 0 | 0 | 177486.3036 | 0 | 0 | 0 | 0 | 0 | 0 | 0 | 4780825.8519 | 0 | 0 | 0 | 0 | 0 | 0 | 0 | 0 | 0 | 0 | -88743.1518 | 0 | 0 | 0 | 0 | 0 | 0 | 0 | 0 | 0 | -278980.8824 | 0 | 0 | 0 | 0 | 0 | 0 | 0
2016-02-28 09:00 | 0 | 0 | 0 | 0 | 0 | 178693.2694 | 0 | 368931 | 0 | 0 | 0 | 0 | 266229.4554 | 0 | 0 | 0 | 0 | 0 | 0 | 0 | 4501844.9695 | 0 | 0 | 0 | 0 | 0 | 0 | 0 | 0 | 0 | 0 | 88743.1518 | 0 | 0 | 0 | 0 | 0 | 0 | 0 | 0 | 0 | -278980.8824 | 0 | 0 | 0 | 0 | 0 | 0 | 0
2016-02-28 10:00 | 0 | 0 | 0 | 0 | 0 | 5540.9658 | 0 | 373265 | 0 | 0 | 0 | 0 | 177486.3036 | 0 | 0 | 0 | 0 | 0 | 0 | 0 | 4222864.087 | 0 | 0 | 0 | 0 | 0 | 0 | 0 | 0 | 0 | 0 | -88743.1518 | 0 | 0 | 0 | 0 | 0 | 0 | 0 | 0 | 0 | -278980.8824 | 0 | 0 | 0 | 0 | 0 | 0 | 0
2016-02-28 11:00 | 0 | 0 | 0 | 0 | 0 | 14396.9658 | 0 | 382121 | 0 | 0 | 0 | 0 | 88743.1518 | 0 | 0 | 0 | 0 | 0 | 0 | 0 | 3943883.2046 | 0 | 0 | 0 | 0 | 0 | 0 | 0 | 0 | 0 | 0 | -88743.1518 | 0 | 0 | 0 | 0 | 0 | 0 | 0 | 0 | 0 | -278980.8824 | 0 | 0 | 0 | 0 | 0 | 0 | 0
2016-02-28 12:00 | 0 | 0 | 0 | 0 | 0 | 24523.9658 | 0 | 392248 | 0 | 0 | 0 | 0 | 0 | 0 | 0 | 0 | 0 | 0 | 0 | 0 | 3664902.3221 | 0 | 0 | 0 | 0 | 0 | 0 | 0 | 0 | 0 | 0 | -88743.1518 | 0 | 0 | 0 | 0 | 0 | 0 | 0 | 0 | 0 | -278980.8824 | 0 | 0 | 0 | 0 | 0 | 0 | 0
2016-02-28 13:00 | 0 | 0 | 0 | 0 | 0 | 109476.3949 | 8713.7226 | 397171 | 0 | 0 | 0 | 0 | 0 | 0 | 0 | 0 | 0 | 0 | 0 | 0 | 3385921.4397 | 0 | 0 | 0 | 0 | 0 | 0 | 0 | 0 | 0 | 0 | 0 | 0 | 0 | 0 | 0 | 0 | 0 | 0 | 0 | 0 | -278980.8824 | 0 | 0 | 0 | 0 | 0 | 0 | 0
2016-02-28 14:00 | 0 | 0 | 0 | 0 | 0 | 0 | 326280.2895 | 396002 | 0 | 0 | 0 | 0 | 0 | 0 | 0 | 0 | 0 | 0 | 0 | 0 | 3316199.7292 | 0 | 0 | 0 | 0 | 0 | 0 | 0 | 0 | 0 | 0 | 0 | 0 | 0 | 0 | 0 | 0 | 0 | 0 | 0 | 0 | -69721.7105 | 0 | 0 | 0 | 0 | 0 | 0 | 0
2016-02-28 15:00 | 0 | 0 | 0 | 0 | 0 | 0 | 669856.8824 | 390876 | 0 | 0 | 0 | 0 | 0 | 0 | 0 | 0 | 0 | 0 | 0 | 0 | 3595180.6116 | 0 | 0 | 0 | 0 | 0 | 0 | 0 | 0 | 0 | 0 | 0 | 0 | 0 | 0 | 0 | 0 | 0 | 0 | 0 | 0 | 278980.8824 | 0 | 0 | 0 | 0 | 0 | 0 | 0
2016-02-28 16:00 | 0 | 0 | 0 | 0 | 0 | 0 | 753366.0342 | 385642 | 0 | 0 | 0 | 0 | 88743.1518 | 0 | 0 | 0 | 0 | 0 | 0 | 0 | 3874161.494 | 0 | 0 | 0 | 0 | 0 | 0 | 0 | 0 | 0 | 0 | 88743.1518 | 0 | 0 | 0 | 0 | 0 | 0 | 0 | 0 | 0 | 278980.8824 | 0 | 0 | 0 | 0 | 0 | 0 | 0
2016-02-28 17:00 | 0 | 0 | 0 | 0 | 0 | 0 | 743658.3862 | 380965 | 0 | 0 | 0 | 0 | 172455.6556 | 0 | 0 | 0 | 0 | 0 | 0 | 0 | 4153142.3765 | 0 | 0 | 0 | 0 | 0 | 0 | 0 | 0 | 0 | 0 | 83712.5038 | 0 | 0 | 0 | 0 | 0 | 0 | 0 | 0 | 0 | 278980.8824 | 0 | 0 | 0 | 0 | 0 | 0 | 0
2016-02-28 18:00 | 0 | 0 | 0 | 0 | 0 | 0 | 723305.3199 | 377464 | 0 | 0 | 0 | 0 | 239316.093 | 0 | 0 | 0 | 0 | 0 | 0 | 0 | 4432123.2589 | 0 | 0 | 0 | 0 | 0 | 0 | 0 | 0 | 0 | 0 | 66860.4374 | 0 | 0 | 0 | 0 | 0 | 0 | 0 | 0 | 0 | 278980.8824 | 0 | 0 | 0 | 0 | 0 | 0 | 0
2016-02-28 19:00 | 0 | 0 | 0 | 0 | 0 | 0 | 707372.255 | 374184 | 0 | 0 | 0 | 0 | 293523.4655 | 0 | 0 | 0 | 0 | 0 | 0 | 0 | 4711104.1414 | 0 | 0 | 0 | 0 | 0 | 0 | 0 | 0 | 0 | 0 | 54207.3725 | 0 | 0 | 0 | 0 | 0 | 0 | 0 | 0 | 0 | 278980.8824 | 0 | 0 | 0 | 0 | 0 | 0 | 0
2016-02-28 20:00 | 0 | 0 | 0 | 0 | 0 | 0 | 705209.5396 | 372997 | 0 | 0 | 0 | 0 | 346755.1227 | 0 | 0 | 0 | 0 | 0 | 0 | 0 | 4990085.0238 | 0 | 0 | 0 | 0 | 0 | 0 | 0 | 0 | 0 | 0 | 53231.6571 | 0 | 0 | 0 | 0 | 0 | 0 | 0 | 0 | 0 | 278980.8824 | 0 | 0 | 0 | 0 | 0 | 0 | 0
2016-02-28 21:00 | 0 | 0 | 0 | 0 | 0 | 0 | 690671.118 | 375600 | 0 | 0 | 0 | 0 | 382845.3582 | 0 | 0 | 0 | 0 | 0 | 0 | 0 | 5269065.9063 | 0 | 0 | 0 | 0 | 0 | 0 | 0 | 0 | 0 | 0 | 36090.2356 | 0 | 0 | 0 | 0 | 0 | 0 | 0 | 0 | 0 | 278980.8824 | 0 | 0 | 0 | 0 | 0 | 0 | 0
2016-02-28 22:00 | 0 | 0 | 0 | 0 | 0 | 0 | 631430.0896 | 384629 | 0 | 0 | 0 | 0 | 382845.3582 | 0 | 0 | 0 | 0 | 0 | 0 | 0 | 5515866.9959 | 0 | 0 | 0 | 0 | 0 | 0 | 0 | 0 | 0 | 0 | 0 | 0 | 0 | 0 | 0 | 0 | 0 | 0 | 0 | 0 | 246801.0896 | 0 | 0 | 0 | 0 | 0 | 0 | 0
2016-02-28 23:00 | 0 | 0 | 0 | 0 | 0 | 0 | 450641.4313 | 401421 | 0 | 0 | 0 | 0 | 382845.3582 | 0 | 0 | 0 | 0 | 0 | 0 | 0 | 5565087.4271 | 0 | 0 | 0 | 0 | 0 | 0 | 0 | 0 | 0 | 0 | 0 | 0 | 0 | 0 | 0 | 0 | 0 | 0 | 0 | 0 | 49220.4313 | 0 | 0 | 0 | 0 | 0 | 0 | 0
2016-02-29 | 0 | 0 | 0 | 0 | 0 | 0 | 92925.465 | 416582 | 0 | 0 | 0 | 0 | 294102.2064 | 0 | 0 | 0 | 0 | 0 | 0 | 0 | 5330174.044 | 0 | 0 | 0 | 0 | 0 | 0 | 0 | 0 | 0 | 0 | -88743.1518 | 0 | 0 | 0 | 0 | 0 | 0 | 0 | 0 | 0 | -234913.3832 | 0 | 0 | 0 | 0 | 0 | 0 | 0
2016-02-29 01:00 | 0 | 0 | 0 | 0 | 0 | 631093.5442 | 178.7935 | 419648 | 0 | 0 | 0 | 0 | 382845.3582 | 0 | 0 | 0 | 0 | 0 | 0 | 0 | 5453055.2299 | 0 | 0 | 0 | 0 | 0 | 0 | 0 | 0 | 0 | 0 | 88743.1518 | 0 | 0 | 0 | 0 | 0 | 0 | 0 | 0 | 0 | 122881.1859 | 0 | 0 | 0 | 0 | 0 | 0 | 0
2016-02-29 02:00 | 0 | 0 | 0 | 0 | 0 | 603026.7306 | 0 | 412789 | 0 | 0 | 0 | 0 | 294102.2064 | 0 | 0 | 0 | 0 | 0 | 0 | 0 | 5732036.1123 | 0 | 0 | 0 | 0 | 0 | 0 | 0 | 0 | 0 | 0 | -88743.1518 | 0 | 0 | 0 | 0 | 0 | 0 | 0 | 0 | 0 | 278980.8824 | 0 | 0 | 0 | 0 | 0 | 0 | 0
2016-02-29 03:00 | 0 | 0 | 0 | 0 | 0 | 208493.2694 | 0 | 398731 | 0 | 0 | 0 | 0 | 382845.3582 | 0 | 0 | 0 | 0 | 0 | 0 | 0 | 5453055.2299 | 0 | 0 | 0 | 0 | 0 | 0 | 0 | 0 | 0 | 0 | 88743.1518 | 0 | 0 | 0 | 0 | 0 | 0 | 0 | 0 | 0 | -278980.8824 | 0 | 0 | 0 | 0 | 0 | 0 | 0
2016-02-29 04:00 | 0 | 0 | 0 | 0 | 0 | 11959.9658 | 0 | 379684 | 0 | 0 | 0 | 0 | 294102.2064 | 0 | 0 | 0 | 0 | 0 | 0 | 0 | 5174074.3474 | 0 | 0 | 0 | 0 | 0 | 0 | 0 | 0 | 0 | 0 | -88743.1518 | 0 | 0 | 0 | 0 | 0 | 0 | 0 | 0 | 0 | -278980.8824 | 0 | 0 | 0 | 0 | 0 | 0 | 0
2016-02-29 05:00 | 0 | 0 | 0 | 0 | 0 | 0 | 0 | 363692 | 0 | 0 | 0 | 0 | 205359.0546 | 0 | 0 | 0 | 0 | 0 | 0 | 0 | 4899125.4992 | 0 | 0 | 0 | 0 | 0 | 0 | 0 | 0 | 0 | 0 | -88743.1518 | 0 | 0 | 0 | 0 | 0 | 0 | 0 | 0 | 0 | -274948.8482 | 0 | 0 | 0 | 0 | 0 | 0 | 0
2016-02-29 06:00 | 0 | 0 | 0 | 0 | 0 | 160658.2694 | 0 | 350896 | 0 | 0 | 0 | 0 | 294102.2064 | 0 | 0 | 0 | 0 | 0 | 0 | 0 | 4620144.6168 | 0 | 0 | 0 | 0 | 0 | 0 | 0 | 0 | 0 | 0 | 88743.1518 | 0 | 0 | 0 | 0 | 0 | 0 | 0 | 0 | 0 | -278980.8824 | 0 | 0 | 0 | 0 | 0 | 0 | 0
2016-02-29 07:00 | 0 | 0 | 0 | 0 | 0 | 0 | 0 | 343233 | 0 | 0 | 0 | 0 | 229850.0889 | 0 | 0 | 0 | 0 | 0 | 0 | 0 | 4341163.7343 | 0 | 0 | 0 | 0 | 0 | 0 | 0 | 0 | 0 | 0 | -64252.1176 | 0 | 0 | 0 | 0 | 0 | 0 | 0 | 0 | 0 | -278980.8824 | 0 | 0 | 0 | 0 | 0 | 0 | 0
2016-02-29 08:00 | 0 | 0 | 0 | 0 | 0 | 0 | 0 | 341224 | 0 | 0 | 0 | 0 | 141106.9371 | 0 | 0 | 0 | 0 | 0 | 0 | 0 | 4088682.8861 | 0 | 0 | 0 | 0 | 0 | 0 | 0 | 0 | 0 | 0 | -88743.1518 | 0 | 0 | 0 | 0 | 0 | 0 | 0 | 0 | 0 | -252480.8482 | 0 | 0 | 0 | 0 | 0 | 0 | 0
2016-02-29 09:00 | 0 | 0 | 0 | 0 | 0 | 713268.0342 | 0 | 345544 | 0 | 0 | 0 | 0 | 229850.0889 | 0 | 0 | 0 | 0 | 0 | 0 | 0 | 4367663.7686 | 0 | 0 | 0 | 0 | 0 | 0 | 0 | 0 | 0 | 0 | 88743.1518 | 0 | 0 | 0 | 0 | 0 | 0 | 0 | 0 | 0 | 278980.8824 | 0 | 0 | 0 | 0 | 0 | 0 | 0
2016-02-29 10:00 | 0 | 0 | 0 | 0 | 0 | 30779.3323 | 0 | 362124 | 0 | 0 | 0 | 0 | 177486.3036 | 0 | 0 | 0 | 0 | 0 | 0 | 0 | 4088682.8861 | 0 | 0 | 0 | 0 | 0 | 0 | 0 | 0 | 0 | 0 | -52363.7853 | 0 | 0 | 0 | 0 | 0 | 0 | 0 | 0 | 0 | -278980.8824 | 0 | 0 | 0 | 0 | 0 | 0 | 0
2016-02-29 11:00 | 0 | 0 | 0 | 0 | 0 | 27902.9658 | 0 | 395627 | 0 | 0 | 0 | 0 | 88743.1518 | 0 | 0 | 0 | 0 | 0 | 0 | 0 | 3809702.0037 | 0 | 0 | 0 | 0 | 0 | 0 | 0 | 0 | 0 | 0 | -88743.1518 | 0 | 0 | 0 | 0 | 0 | 0 | 0 | 0 | 0 | -278980.8824 | 0 | 0 | 0 | 0 | 0 | 0 | 0
2016-02-29 12:00 | 0 | 0 | 0 | 0 | 0 | 56842.9658 | 0 | 424567 | 0 | 0 | 0 | 0 | 0 | 0 | 0 | 0 | 0 | 0 | 0 | 0 | 3530721.1212 | 0 | 0 | 0 | 0 | 0 | 0 | 0 | 0 | 0 | 0 | -88743.1518 | 0 | 0 | 0 | 0 | 0 | 0 | 0 | 0 | 0 | -278980.8824 | 0 | 0 | 0 | 0 | 0 | 0 | 0
2016-02-29 13:00 | 0 | 0 | 0 | 0 | 0 | 142496.4362 | 11597.6813 | 433075 | 0 | 0 | 0 | 0 | 0 | 0 | 0 | 0 | 0 | 0 | 0 | 0 | 3251740.2388 | 0 | 0 | 0 | 0 | 0 | 0 | 0 | 0 | 0 | 0 | 0 | 0 | 0 | 0 | 0 | 0 | 0 | 0 | 0 | 0 | -278980.8824 | 0 | 0 | 0 | 0 | 0 | 0 | 0
2016-02-29 14:00 | 0 | 0 | 0 | 0 | 0 | 0 | 325492.4119 | 435615 | 0 | 0 | 0 | 0 | 0 | 0 | 0 | 0 | 0 | 0 | 0 | 0 | 3141617.6507 | 0 | 0 | 0 | 0 | 0 | 0 | 0 | 0 | 0 | 0 | 0 | 0 | 0 | 0 | 0 | 0 | 0 | 0 | 0 | 0 | -110122.5881 | 0 | 0 | 0 | 0 | 0 | 0 | 0
2016-02-29 15:00 | 0 | 0 | 0 | 0 | 0 | 0 | 692875.2542 | 436352 | 0 | 0 | 0 | 0 | 0 | 0 | 0 | 0 | 0 | 0 | 0 | 0 | 3398140.9049 | 0 | 0 | 0 | 0 | 0 | 0 | 0 | 0 | 0 | 0 | 0 | 0 | 0 | 0 | 0 | 0 | 0 | 0 | 0 | 0 | 256523.2542 | 0 | 0 | 0 | 0 | 0 | 0 | 0
2016-02-29 16:00 | 0 | 0 | 0 | 0 | 0 | 0 | 778056.6929 | 434270 | 0 | 0 | 0 | 0 | 64805.8105 | 0 | 0 | 0 | 0 | 0 | 0 | 0 | 3677121.7874 | 0 | 0 | 0 | 0 | 0 | 0 | 0 | 0 | 0 | 0 | 64805.8105 | 0 | 0 | 0 | 0 | 0 | 0 | 0 | 0 | 0 | 278980.8824 | 0 | 0 | 0 | 0 | 0 | 0 | 0
2016-02-29 17:00 | 0 | 0 | 0 | 0 | 0 | 0 | 760459.9647 | 430284 | 0 | 0 | 0 | 0 | 116000.8927 | 0 | 0 | 0 | 0 | 0 | 0 | 0 | 3956102.6698 | 0 | 0 | 0 | 0 | 0 | 0 | 0 | 0 | 0 | 0 | 51195.0822 | 0 | 0 | 0 | 0 | 0 | 0 | 0 | 0 | 0 | 278980.8824 | 0 | 0 | 0 | 0 | 0 | 0 | 0
2016-02-29 18:00 | 0 | 0 | 0 | 0 | 0 | 0 | 734654.5754 | 426871 | 0 | 0 | 0 | 0 | 185943.1693 | 0 | 0 | 0 | 0 | 0 | 0 | 0 | 4193943.9686 | 0 | 0 | 0 | 0 | 0 | 0 | 0 | 0 | 0 | 0 | 69942.2766 | 0 | 0 | 0 | 0 | 0 | 0 | 0 | 0 | 0 | 237841.2988 | 0 | 0 | 0 | 0 | 0 | 0 | 0
2016-02-29 19:00 | 0 | 0 | 0 | 0 | 0 | 0 | 716482.9563 | 424041 | 0 | 0 | 0 | 0 | 199404.2431 | 0 | 0 | 0 | 0 | 0 | 0 | 0 | 4472924.851 | 0 | 0 | 0 | 0 | 0 | 0 | 0 | 0 | 0 | 0 | 13461.0738 | 0 | 0 | 0 | 0 | 0 | 0 | 0 | 0 | 0 | 278980.8824 | 0 | 0 | 0 | 0 | 0 | 0 | 0
2016-02-29 20:00 | 0 | 0 | 0 | 0 | 0 | 0 | 719967.3174 | 421577 | 0 | 0 | 0 | 0 | 288147.3949 | 0 | 0 | 0 | 0 | 0 | 0 | 0 | 4682572.0166 | 0 | 0 | 0 | 0 | 0 | 0 | 0 | 0 | 0 | 0 | 88743.1518 | 0 | 0 | 0 | 0 | 0 | 0 | 0 | 0 | 0 | 209647.1656 | 0 | 0 | 0 | 0 | 0 | 0 | 0
2016-02-29 21:00 | 0 | 0 | 0 | 0 | 0 | 0 | 722687.2911 | 422147 | 0 | 0 | 0 | 0 | 309706.8036 | 0 | 0 | 0 | 0 | 0 | 0 | 0 | 4961552.8991 | 0 | 0 | 0 | 0 | 0 | 0 | 0 | 0 | 0 | 0 | 21559.4087 | 0 | 0 | 0 | 0 | 0 | 0 | 0 | 0 | 0 | 278980.8824 | 0 | 0 | 0 | 0 | 0 | 0 | 0
2016-02-29 22:00 | 0 | 0 | 0 | 0 | 0 | 0 | 690782.2853 | 427406 | 0 | 0 | 0 | 0 | 294102.2064 | 0 | 0 | 0 | 0 | 0 | 0 | 0 | 5240533.7815 | 0 | 0 | 0 | 0 | 0 | 0 | 0 | 0 | 0 | 0 | -15604.5972 | 0 | 0 | 0 | 0 | 0 | 0 | 0 | 0 | 0 | 278980.8824 | 0 | 0 | 0 | 0 | 0 | 0 | 0
2016-02-29 23:00 | 0 | 0 | 0 | 0 | 0 | 0 | 520716.4833 | 440807 | 0 | 0 | 0 | 0 | 382845.3582 | 0 | 0 | 0 | 0 | 0 | 0 | 0 | 5231700.113 | 0 | 0 | 0 | 0 | 0 | 0 | 0 | 0 | 0 | 0 | 88743.1518 | 0 | 0 | 0 | 0 | 0 | 0 | 0 | 0 | 0 | -8833.6685 | 0 | 0 | 0 | 0 | 0 | 0 | 0
2016-03-01 | 0 | 0 | 0 | 0 | 0 | 0 | 155443.246 | 454975 | 0 | 0 | 0 | 0 | 294102.2064 | 0 | 0 | 0 | 0 | 0 | 0 | 0 | 5020911.5108 | 0 | 0 | 0 | 0 | 0 | 0 | 0 | 0 | 0 | 0 | -88743.1518 | 0 | 0 | 0 | 0 | 0 | 0 | 0 | 0 | 0 | -210788.6022 | 0 | 0 | 0 | 0 | 0 | 0 | 0
2016-03-01 01:00 | 0 | 0 | 0 | 0 | 0 | 557525.4286 | 286.4479 | 454940 | 0 | 0 | 0 | 0 | 382845.3582 | 0 | 0 | 0 | 0 | 0 | 0 | 0 | 5035040.2355 | 0 | 0 | 0 | 0 | 0 | 0 | 0 | 0 | 0 | 0 | 88743.1518 | 0 | 0 | 0 | 0 | 0 | 0 | 0 | 0 | 0 | 14128.7247 | 0 | 0 | 0 | 0 | 0 | 0 | 0
2016-03-01 02:00 | 0 | 0 | 0 | 0 | 0 | 540807.1573 | 0 | 443646 | 0 | 0 | 0 | 0 | 294102.2064 | 0 | 0 | 0 | 0 | 0 | 0 | 0 | 5220944.5446 | 0 | 0 | 0 | 0 | 0 | 0 | 0 | 0 | 0 | 0 | -88743.1518 | 0 | 0 | 0 | 0 | 0 | 0 | 0 | 0 | 0 | 185904.3091 | 0 | 0 | 0 | 0 | 0 | 0 | 0
2016-03-01 03:00 | 0 | 0 | 0 | 0 | 0 | 57215.9658 | 0 | 424940 | 0 | 0 | 0 | 0 | 205359.0546 | 0 | 0 | 0 | 0 | 0 | 0 | 0 | 4941963.6621 | 0 | 0 | 0 | 0 | 0 | 0 | 0 | 0 | 0 | 0 | -88743.1518 | 0 | 0 | 0 | 0 | 0 | 0 | 0 | 0 | 0 | -278980.8824 | 0 | 0 | 0 | 0 | 0 | 0 | 0
2016-03-01 04:00 | 0 | 0 | 0 | 0 | 0 | 212210.2694 | 0 | 402448 | 0 | 0 | 0 | 0 | 294102.2064 | 0 | 0 | 0 | 0 | 0 | 0 | 0 | 4662982.7797 | 0 | 0 | 0 | 0 | 0 | 0 | 0 | 0 | 0 | 0 | 88743.1518 | 0 | 0 | 0 | 0 | 0 | 0 | 0 | 0 | 0 | -278980.8824 | 0 | 0 | 0 | 0 | 0 | 0 | 0
2016-03-01 05:00 | 0 | 0 | 0 | 0 | 0 | 506156.5415 | 0 | 382522 | 0 | 0 | 0 | 0 | 382845.3582 | 0 | 0 | 0 | 0 | 0 | 0 | 0 | 4697874.1694 | 0 | 0 | 0 | 0 | 0 | 0 | 0 | 0 | 0 | 0 | 88743.1518 | 0 | 0 | 0 | 0 | 0 | 0 | 0 | 0 | 0 | 34891.3897 | 0 | 0 | 0 | 0 | 0 | 0 | 0
2016-03-01 06:00 | 0 | 0 | 0 | 0 | 0 | 1415.9658 | 0 | 369140 | 0 | 0 | 0 | 0 | 294102.2064 | 0 | 0 | 0 | 0 | 0 | 0 | 0 | 4418893.287 | 0 | 0 | 0 | 0 | 0 | 0 | 0 | 0 | 0 | 0 | -88743.1518 | 0 | 0 | 0 | 0 | 0 | 0 | 0 | 0 | 0 | -278980.8824 | 0 | 0 | 0 | 0 | 0 | 0 | 0
2016-03-01 07:00 | 0 | 0 | 0 | 0 | 0 | 503596.5719 | 0 | 360103 | 0 | 0 | 0 | 0 | 382845.3582 | 0 | 0 | 0 | 0 | 0 | 0 | 0 | 4473643.7071 | 0 | 0 | 0 | 0 | 0 | 0 | 0 | 0 | 0 | 0 | 88743.1518 | 0 | 0 | 0 | 0 | 0 | 0 | 0 | 0 | 0 | 54750.4201 | 0 | 0 | 0 | 0 | 0 | 0 | 0
2016-03-01 08:00 | 0 | 0 | 0 | 0 | 0 | 0 | 0 | 356976 | 0 | 0 | 0 | 0 | 294102.2064 | 0 | 0 | 0 | 0 | 0 | 0 | 0 | 4205410.8589 | 0 | 0 | 0 | 0 | 0 | 0 | 0 | 0 | 0 | 0 | -88743.1518 | 0 | 0 | 0 | 0 | 0 | 0 | 0 | 0 | 0 | -268232.8482 | 0 | 0 | 0 | 0 | 0 | 0 | 0
2016-03-01 09:00 | 0 | 0 | 0 | 0 | 0 | 169190.2694 | 0 | 359428 | 0 | 0 | 0 | 0 | 382845.3582 | 0 | 0 | 0 | 0 | 0 | 0 | 0 | 3926429.9764 | 0 | 0 | 0 | 0 | 0 | 0 | 0 | 0 | 0 | 0 | 88743.1518 | 0 | 0 | 0 | 0 | 0 | 0 | 0 | 0 | 0 | -278980.8824 | 0 | 0 | 0 | 0 | 0 | 0 | 0
2016-03-01 10:00 | 0 | 0 | 0 | 0 | 0 | 514617.3786 | 0 | 373689 | 0 | 0 | 0 | 0 | 382845.3582 | 0 | 0 | 0 | 0 | 0 | 0 | 0 | 4067358.355 | 0 | 0 | 0 | 0 | 0 | 0 | 0 | 0 | 0 | 0 | 0 | 0 | 0 | 0 | 0 | 0 | 0 | 0 | 0 | 0 | 140928.3786 | 0 | 0 | 0 | 0 | 0 | 0 | 0
2016-03-01 11:00 | 0 | 0 | 0 | 0 | 0 | 37670.9658 | 0 | 405395 | 0 | 0 | 0 | 0 | 294102.2064 | 0 | 0 | 0 | 0 | 0 | 0 | 0 | 3788377.4726 | 0 | 0 | 0 | 0 | 0 | 0 | 0 | 0 | 0 | 0 | -88743.1518 | 0 | 0 | 0 | 0 | 0 | 0 | 0 | 0 | 0 | -278980.8824 | 0 | 0 | 0 | 0 | 0 | 0 | 0
2016-03-01 12:00 | 0 | 0 | 0 | 0 | 0 | 62601.9658 | 0 | 430326 | 0 | 0 | 0 | 0 | 205359.0546 | 0 | 0 | 0 | 0 | 0 | 0 | 0 | 3509396.5901 | 0 | 0 | 0 | 0 | 0 | 0 | 0 | 0 | 0 | 0 | -88743.1518 | 0 | 0 | 0 | 0 | 0 | 0 | 0 | 0 | 0 | -278980.8824 | 0 | 0 | 0 | 0 | 0 | 0 | 0
2016-03-01 13:00 | 0 | 0 | 0 | 0 | 0 | 413696.5964 | 14232.7071 | 435727 | 0 | 0 | 0 | 0 | 177486.3036 | 0 | 0 | 0 | 0 | 0 | 0 | 0 | 3529471.6447 | 0 | 0 | 0 | 0 | 0 | 0 | 0 | 0 | 0 | 0 | -27872.7511 | 0 | 0 | 0 | 0 | 0 | 0 | 0 | 0 | 0 | 20075.0546 | 0 | 0 | 0 | 0 | 0 | 0 | 0
2016-03-01 14:00 | 0 | 0 | 0 | 0 | 0 | 0 | 333533.2926 | 436321 | 0 | 0 | 0 | 0 | 88743.1518 | 0 | 0 | 0 | 0 | 0 | 0 | 0 | 3515427.0891 | 0 | 0 | 0 | 0 | 0 | 0 | 0 | 0 | 0 | 0 | -88743.1518 | 0 | 0 | 0 | 0 | 0 | 0 | 0 | 0 | 0 | -14044.5556 | 0 | 0 | 0 | 0 | 0 | 0 | 0
2016-03-01 15:00 | 0 | 0 | 0 | 0 | 0 | 0 | 623797.1735 | 437031 | 0 | 0 | 0 | 0 | 0 | 0 | 0 | 0 | 0 | 0 | 0 | 0 | 3790936.4144 | 0 | 0 | 0 | 0 | 0 | 0 | 0 | 0 | 0 | 0 | -88743.1518 | 0 | 0 | 0 | 0 | 0 | 0 | 0 | 0 | 0 | 275509.3253 | 0 | 0 | 0 | 0 | 0 | 0 | 0
2016-03-01 16:00 | 0 | 0 | 0 | 0 | 0 | 0 | 714982.8367 | 436038 | 0 | 0 | 0 | 0 | 0 | 0 | 0 | 0 | 0 | 0 | 0 | 0 | 4069881.2511 | 0 | 0 | 0 | 0 | 0 | 0 | 0 | 0 | 0 | 0 | 0 | 0 | 0 | 0 | 0 | 0 | 0 | 0 | 0 | 0 | 278944.8367 | 0 | 0 | 0 | 0 | 0 | 0 | 0
2016-03-01 17:00 | 0 | 0 | 0 | 0 | 0 | 0 | 740346.2275 | 434122 | 0 | 0 | 0 | 0 | 52413.6694 | 0 | 0 | 0 | 0 | 0 | 0 | 0 | 4323691.8092 | 0 | 0 | 0 | 0 | 0 | 0 | 0 | 0 | 0 | 0 | 52413.6694 | 0 | 0 | 0 | 0 | 0 | 0 | 0 | 0 | 0 | 253810.5581 | 0 | 0 | 0 | 0 | 0 | 0 | 0
2016-03-01 18:00 | 0 | 0 | 0 | 0 | 0 | 0 | 730152.2938 | 434041 | 0 | 0 | 0 | 0 | 69544.0808 | 0 | 0 | 0 | 0 | 0 | 0 | 0 | 4602672.6916 | 0 | 0 | 0 | 0 | 0 | 0 | 0 | 0 | 0 | 0 | 17130.4114 | 0 | 0 | 0 | 0 | 0 | 0 | 0 | 0 | 0 | 278980.8824 | 0 | 0 | 0 | 0 | 0 | 0 | 0
2016-03-01 19:00 | 0 | 0 | 0 | 0 | 0 | 0 | 722934.4773 | 433074 | 0 | 0 | 0 | 0 | 80423.6756 | 0 | 0 | 0 | 0 | 0 | 0 | 0 | 4881653.5741 | 0 | 0 | 0 | 0 | 0 | 0 | 0 | 0 | 0 | 0 | 10879.5948 | 0 | 0 | 0 | 0 | 0 | 0 | 0 | 0 | 0 | 278980.8824 | 0 | 0 | 0 | 0 | 0 | 0 | 0
2016-03-01 20:00 | 0 | 0 | 0 | 0 | 0 | 0 | 732435.8532 | 432861 | 0 | 0 | 0 | 0 | 101017.6464 | 0 | 0 | 0 | 0 | 0 | 0 | 0 | 5160634.4565 | 0 | 0 | 0 | 0 | 0 | 0 | 0 | 0 | 0 | 0 | 20593.9708 | 0 | 0 | 0 | 0 | 0 | 0 | 0 | 0 | 0 | 278980.8824 | 0 | 0 | 0 | 0 | 0 | 0 | 0
2016-03-01 21:00 | 0 | 0 | 0 | 0 | 0 | 0 | 737567.1903 | 434932 | 0 | 0 | 0 | 0 | 124671.9542 | 0 | 0 | 0 | 0 | 0 | 0 | 0 | 5439615.339 | 0 | 0 | 0 | 0 | 0 | 0 | 0 | 0 | 0 | 0 | 23654.3079 | 0 | 0 | 0 | 0 | 0 | 0 | 0 | 0 | 0 | 278980.8824 | 0 | 0 | 0 | 0 | 0 | 0 | 0
2016-03-01 22:00 | 0 | 0 | 0 | 0 | 0 | 0 | 695323.793 | 441207 | 0 | 0 | 0 | 0 | 213415.106 | 0 | 0 | 0 | 0 | 0 | 0 | 0 | 5604988.9801 | 0 | 0 | 0 | 0 | 0 | 0 | 0 | 0 | 0 | 0 | 88743.1518 | 0 | 0 | 0 | 0 | 0 | 0 | 0 | 0 | 0 | 165373.6412 | 0 | 0 | 0 | 0 | 0 | 0 | 0
2016-03-01 23:00 | 0 | 0 | 0 | 0 | 0 | 0 | 524414.377 | 453833 | 0 | 0 | 0 | 0 | 302158.2578 | 0 | 0 | 0 | 0 | 0 | 0 | 0 | 5586827.2054 | 0 | 0 | 0 | 0 | 0 | 0 | 0 | 0 | 0 | 0 | 88743.1518 | 0 | 0 | 0 | 0 | 0 | 0 | 0 | 0 | 0 | -18161.7748 | 0 | 0 | 0 | 0 | 0 | 0 | 0
2016-03-02 | 0 | 0 | 0 | 0 | 0 | 0 | 182895.016 | 465032 | 0 | 0 | 0 | 0 | 213415.106 | 0 | 0 | 0 | 0 | 0 | 0 | 0 | 5393433.3732 | 0 | 0 | 0 | 0 | 0 | 0 | 0 | 0 | 0 | 0 | -88743.1518 | 0 | 0 | 0 | 0 | 0 | 0 | 0 | 0 | 0 | -193393.8322 | 0 | 0 | 0 | 0 | 0 | 0 | 0
2016-03-02 01:00 | 0 | 0 | 0 | 0 | 0 | 240560.5615 | 382.1114 | 465282 | 0 | 0 | 0 | 0 | 268056.6614 | 0 | 0 | 0 | 0 | 0 | 0 | 0 | 5114452.4907 | 0 | 0 | 0 | 0 | 0 | 0 | 0 | 0 | 0 | 0 | 54641.5554 | 0 | 0 | 0 | 0 | 0 | 0 | 0 | 0 | 0 | -278980.8824 | 0 | 0 | 0 | 0 | 0 | 0 | 0
2016-03-02 02:00 | 0 | 0 | 0 | 0 | 0 | 262505.0633 | 0 | 454570 | 0 | 0 | 0 | 0 | 354972.6072 | 0 | 0 | 0 | 0 | 0 | 0 | 0 | 4835471.6083 | 0 | 0 | 0 | 0 | 0 | 0 | 0 | 0 | 0 | 0 | 86915.9458 | 0 | 0 | 0 | 0 | 0 | 0 | 0 | 0 | 0 | -278980.8824 | 0 | 0 | 0 | 0 | 0 | 0 | 0
2016-03-02 03:00 | 0 | 0 | 0 | 0 | 0 | 68630.9658 | 0 | 436355 | 0 | 0 | 0 | 0 | 266229.4554 | 0 | 0 | 0 | 0 | 0 | 0 | 0 | 4556490.7258 | 0 | 0 | 0 | 0 | 0 | 0 | 0 | 0 | 0 | 0 | -88743.1518 | 0 | 0 | 0 | 0 | 0 | 0 | 0 | 0 | 0 | -278980.8824 | 0 | 0 | 0 | 0 | 0 | 0 | 0
2016-03-02 04:00 | 0 | 0 | 0 | 0 | 0 | 222196.2694 | 0 | 412434 | 0 | 0 | 0 | 0 | 354972.6072 | 0 | 0 | 0 | 0 | 0 | 0 | 0 | 4277509.8434 | 0 | 0 | 0 | 0 | 0 | 0 | 0 | 0 | 0 | 0 | 88743.1518 | 0 | 0 | 0 | 0 | 0 | 0 | 0 | 0 | 0 | -278980.8824 | 0 | 0 | 0 | 0 | 0 | 0 | 0
2016-03-02 05:00 | 0 | 0 | 0 | 0 | 0 | 400267.3134 | 0 | 392239 | 0 | 0 | 0 | 0 | 266229.4554 | 0 | 0 | 0 | 0 | 0 | 0 | 0 | 4374281.3086 | 0 | 0 | 0 | 0 | 0 | 0 | 0 | 0 | 0 | 0 | -88743.1518 | 0 | 0 | 0 | 0 | 0 | 0 | 0 | 0 | 0 | 96771.4652 | 0 | 0 | 0 | 0 | 0 | 0 | 0
2016-03-02 06:00 | 0 | 0 | 0 | 0 | 0 | 187450.2694 | 0 | 377688 | 0 | 0 | 0 | 0 | 354972.6072 | 0 | 0 | 0 | 0 | 0 | 0 | 0 | 4095300.4261 | 0 | 0 | 0 | 0 | 0 | 0 | 0 | 0 | 0 | 0 | 88743.1518 | 0 | 0 | 0 | 0 | 0 | 0 | 0 | 0 | 0 | -278980.8824 | 0 | 0 | 0 | 0 | 0 | 0 | 0
2016-03-02 07:00 | 0 | 0 | 0 | 0 | 0 | 149.9658 | 0 | 367874 | 0 | 0 | 0 | 0 | 266229.4554 | 0 | 0 | 0 | 0 | 0 | 0 | 0 | 3816319.5437 | 0 | 0 | 0 | 0 | 0 | 0 | 0 | 0 | 0 | 0 | -88743.1518 | 0 | 0 | 0 | 0 | 0 | 0 | 0 | 0 | 0 | -278980.8824 | 0 | 0 | 0 | 0 | 0 | 0 | 0
2016-03-02 08:00 | 0 | 0 | 0 | 0 | 0 | 0 | 0 | 363047 | 0 | 0 | 0 | 0 | 177486.3036 | 0 | 0 | 0 | 0 | 0 | 0 | 0 | 3542015.6955 | 0 | 0 | 0 | 0 | 0 | 0 | 0 | 0 | 0 | 0 | -88743.1518 | 0 | 0 | 0 | 0 | 0 | 0 | 0 | 0 | 0 | -274303.8482 | 0 | 0 | 0 | 0 | 0 | 0 | 0
2016-03-02 09:00 | 0 | 0 | 0 | 0 | 0 | 176373.2694 | 0 | 366611 | 0 | 0 | 0 | 0 | 266229.4554 | 0 | 0 | 0 | 0 | 0 | 0 | 0 | 3263034.813 | 0 | 0 | 0 | 0 | 0 | 0 | 0 | 0 | 0 | 0 | 88743.1518 | 0 | 0 | 0 | 0 | 0 | 0 | 0 | 0 | 0 | -278980.8824 | 0 | 0 | 0 | 0 | 0 | 0 | 0
2016-03-02 10:00 | 0 | 0 | 0 | 0 | 0 | 449886.7614 | 0 | 380785 | 0 | 0 | 0 | 0 | 177486.3036 | 0 | 0 | 0 | 0 | 0 | 0 | 0 | 3420879.7263 | 0 | 0 | 0 | 0 | 0 | 0 | 0 | 0 | 0 | 0 | -88743.1518 | 0 | 0 | 0 | 0 | 0 | 0 | 0 | 0 | 0 | 157844.9132 | 0 | 0 | 0 | 0 | 0 | 0 | 0
2016-03-02 11:00 | 0 | 0 | 0 | 0 | 0 | 45851.9658 | 0 | 413576 | 0 | 0 | 0 | 0 | 88743.1518 | 0 | 0 | 0 | 0 | 0 | 0 | 0 | 3141898.8438 | 0 | 0 | 0 | 0 | 0 | 0 | 0 | 0 | 0 | 0 | -88743.1518 | 0 | 0 | 0 | 0 | 0 | 0 | 0 | 0 | 0 | -278980.8824 | 0 | 0 | 0 | 0 | 0 | 0 | 0
2016-03-02 12:00 | 0 | 0 | 0 | 0 | 0 | 74916.9658 | 0 | 442641 | 0 | 0 | 0 | 0 | 0 | 0 | 0 | 0 | 0 | 0 | 0 | 0 | 2862917.9614 | 0 | 0 | 0 | 0 | 0 | 0 | 0 | 0 | 0 | 0 | -88743.1518 | 0 | 0 | 0 | 0 | 0 | 0 | 0 | 0 | 0 | -278980.8824 | 0 | 0 | 0 | 0 | 0 | 0 | 0
2016-03-02 13:00 | 0 | 0 | 0 | 0 | 0 | 391832.6631 | 15897.6163 | 453351 | 0 | 0 | 0 | 0 | 0 | 0 | 0 | 0 | 0 | 0 | 0 | 0 | 2817297.2408 | 0 | 0 | 0 | 0 | 0 | 0 | 0 | 0 | 0 | 0 | 0 | 0 | 0 | 0 | 0 | 0 | 0 | 0 | 0 | 0 | -45620.7206 | 0 | 0 | 0 | 0 | 0 | 0 | 0
2016-03-02 14:00 | 0 | 0 | 0 | 0 | 0 | 308392.356 | 336134.6166 | 455991 | 0 | 0 | 0 | 0 | 0 | 0 | 0 | 0 | 0 | 0 | 0 | 0 | 3005833.2134 | 0 | 0 | 0 | 0 | 0 | 0 | 0 | 0 | 0 | 0 | 0 | 0 | 0 | 0 | 0 | 0 | 0 | 0 | 0 | 0 | 188535.9726 | 0 | 0 | 0 | 0 | 0 | 0 | 0
2016-03-02 15:00 | 0 | 0 | 0 | 0 | 0 | 0 | 729163.7756 | 456455 | 0 | 0 | 0 | 0 | 0 | 0 | 0 | 0 | 0 | 0 | 0 | 0 | 3278541.989 | 0 | 0 | 0 | 0 | 0 | 0 | 0 | 0 | 0 | 0 | 0 | 0 | 0 | 0 | 0 | 0 | 0 | 0 | 0 | 0 | 272708.7756 | 0 | 0 | 0 | 0 | 0 | 0 | 0
2016-03-02 16:00 | 0 | 0 | 0 | 0 | 0 | 0 | 791638.7845 | 452835 | 0 | 0 | 0 | 0 | 59822.902 | 0 | 0 | 0 | 0 | 0 | 0 | 0 | 3557522.8715 | 0 | 0 | 0 | 0 | 0 | 0 | 0 | 0 | 0 | 0 | 59822.902 | 0 | 0 | 0 | 0 | 0 | 0 | 0 | 0 | 0 | 278980.8824 | 0 | 0 | 0 | 0 | 0 | 0 | 0
2016-03-02 17:00 | 0 | 0 | 0 | 0 | 0 | 0 | 786733.0033 | 447782 | 0 | 0 | 0 | 0 | 119793.0228 | 0 | 0 | 0 | 0 | 0 | 0 | 0 | 3836503.7539 | 0 | 0 | 0 | 0 | 0 | 0 | 0 | 0 | 0 | 0 | 59970.1208 | 0 | 0 | 0 | 0 | 0 | 0 | 0 | 0 | 0 | 278980.8824 | 0 | 0 | 0 | 0 | 0 | 0 | 0
2016-03-02 18:00 | 0 | 0 | 0 | 0 | 0 | 0 | 769653.3212 | 444000 | 0 | 0 | 0 | 0 | 166465.4616 | 0 | 0 | 0 | 0 | 0 | 0 | 0 | 4115484.6363 | 0 | 0 | 0 | 0 | 0 | 0 | 0 | 0 | 0 | 0 | 46672.4388 | 0 | 0 | 0 | 0 | 0 | 0 | 0 | 0 | 0 | 278980.8824 | 0 | 0 | 0 | 0 | 0 | 0 | 0
2016-03-02 19:00 | 0 | 0 | 0 | 0 | 0 | 0 | 759447.6817 | 440889 | 0 | 0 | 0 | 0 | 206043.2609 | 0 | 0 | 0 | 0 | 0 | 0 | 0 | 4394465.5188 | 0 | 0 | 0 | 0 | 0 | 0 | 0 | 0 | 0 | 0 | 39577.7993 | 0 | 0 | 0 | 0 | 0 | 0 | 0 | 0 | 0 | 278980.8824 | 0 | 0 | 0 | 0 | 0 | 0 | 0
2016-03-02 20:00 | 0 | 0 | 0 | 0 | 0 | 0 | 770047.7797 | 440393 | 0 | 0 | 0 | 0 | 256717.1582 | 0 | 0 | 0 | 0 | 0 | 0 | 0 | 4673446.4012 | 0 | 0 | 0 | 0 | 0 | 0 | 0 | 0 | 0 | 0 | 50673.8973 | 0 | 0 | 0 | 0 | 0 | 0 | 0 | 0 | 0 | 278980.8824 | 0 | 0 | 0 | 0 | 0 | 0 | 0
2016-03-02 21:00 | 0 | 0 | 0 | 0 | 0 | 0 | 779013.6931 | 441612 | 0 | 0 | 0 | 0 | 315137.9689 | 0 | 0 | 0 | 0 | 0 | 0 | 0 | 4952427.2837 | 0 | 0 | 0 | 0 | 0 | 0 | 0 | 0 | 0 | 0 | 58420.8107 | 0 | 0 | 0 | 0 | 0 | 0 | 0 | 0 | 0 | 278980.8824 | 0 | 0 | 0 | 0 | 0 | 0 | 0
2016-03-02 22:00 | 0 | 0 | 0 | 0 | 0 | 0 | 752974.8459 | 448869 | 0 | 0 | 0 | 0 | 340262.9324 | 0 | 0 | 0 | 0 | 0 | 0 | 0 | 5231408.1661 | 0 | 0 | 0 | 0 | 0 | 0 | 0 | 0 | 0 | 0 | 25124.9635 | 0 | 0 | 0 | 0 | 0 | 0 | 0 | 0 | 0 | 278980.8824 | 0 | 0 | 0 | 0 | 0 | 0 | 0
2016-03-02 23:00 | 0 | 0 | 0 | 0 | 0 | 0 | 579890.2092 | 464980 | 0 | 0 | 0 | 0 | 382845.3582 | 0 | 0 | 0 | 0 | 0 | 0 | 0 | 5303735.9495 | 0 | 0 | 0 | 0 | 0 | 0 | 0 | 0 | 0 | 0 | 42582.4259 | 0 | 0 | 0 | 0 | 0 | 0 | 0 | 0 | 0 | 72327.7834 | 0 | 0 | 0 | 0 | 0 | 0 | 0
2016-03-03 | 0 | 0 | 0 | 0 | 0 | 0 | 159564.3613 | 480343 | 0 | 0 | 0 | 0 | 294102.2064 | 0 | 0 | 0 | 0 | 0 | 0 | 0 | 5071700.4626 | 0 | 0 | 0 | 0 | 0 | 0 | 0 | 0 | 0 | 0 | -88743.1518 | 0 | 0 | 0 | 0 | 0 | 0 | 0 | 0 | 0 | -232035.4869 | 0 | 0 | 0 | 0 | 0 | 0 | 0
2016-03-03 01:00 | 0 | 0 | 0 | 0 | 0 | 589890.7978 | 428.8948 | 482244 | 0 | 0 | 0 | 0 | 294102.2064 | 0 | 0 | 0 | 0 | 0 | 0 | 0 | 5179776.1552 | 0 | 0 | 0 | 0 | 0 | 0 | 0 | 0 | 0 | 0 | 0 | 0 | 0 | 0 | 0 | 0 | 0 | 0 | 0 | 0 | 108075.6926 | 0 | 0 | 0 | 0 | 0 | 0 | 0
2016-03-03 02:00 | 0 | 0 | 0 | 0 | 0 | 554036.2533 | 0 | 473944 | 0 | 0 | 0 | 0 | 205359.0546 | 0 | 0 | 0 | 0 | 0 | 0 | 0 | 5348611.5602 | 0 | 0 | 0 | 0 | 0 | 0 | 0 | 0 | 0 | 0 | -88743.1518 | 0 | 0 | 0 | 0 | 0 | 0 | 0 | 0 | 0 | 168835.4051 | 0 | 0 | 0 | 0 | 0 | 0 | 0
2016-03-03 03:00 | 0 | 0 | 0 | 0 | 0 | 87971.9658 | 0 | 455696 | 0 | 0 | 0 | 0 | 116615.9029 | 0 | 0 | 0 | 0 | 0 | 0 | 0 | 5069630.6778 | 0 | 0 | 0 | 0 | 0 | 0 | 0 | 0 | 0 | 0 | -88743.1518 | 0 | 0 | 0 | 0 | 0 | 0 | 0 | 0 | 0 | -278980.8824 | 0 | 0 | 0 | 0 | 0 | 0 | 0
2016-03-03 04:00 | 0 | 0 | 0 | 0 | 0 | 242229.2694 | 0 | 432467 | 0 | 0 | 0 | 0 | 205359.0546 | 0 | 0 | 0 | 0 | 0 | 0 | 0 | 4790649.7953 | 0 | 0 | 0 | 0 | 0 | 0 | 0 | 0 | 0 | 0 | 88743.1518 | 0 | 0 | 0 | 0 | 0 | 0 | 0 | 0 | 0 | -278980.8824 | 0 | 0 | 0 | 0 | 0 | 0 | 0
2016-03-03 05:00 | 0 | 0 | 0 | 0 | 0 | 222092.2694 | 0 | 412330 | 0 | 0 | 0 | 0 | 294102.2064 | 0 | 0 | 0 | 0 | 0 | 0 | 0 | 4511668.9129 | 0 | 0 | 0 | 0 | 0 | 0 | 0 | 0 | 0 | 0 | 88743.1518 | 0 | 0 | 0 | 0 | 0 | 0 | 0 | 0 | 0 | -278980.8824 | 0 | 0 | 0 | 0 | 0 | 0 | 0
2016-03-03 06:00 | 0 | 0 | 0 | 0 | 0 | 30332.9658 | 0 | 398057 | 0 | 0 | 0 | 0 | 205359.0546 | 0 | 0 | 0 | 0 | 0 | 0 | 0 | 4232688.0304 | 0 | 0 | 0 | 0 | 0 | 0 | 0 | 0 | 0 | 0 | -88743.1518 | 0 | 0 | 0 | 0 | 0 | 0 | 0 | 0 | 0 | -278980.8824 | 0 | 0 | 0 | 0 | 0 | 0 | 0
2016-03-03 07:00 | 0 | 0 | 0 | 0 | 0 | 476773.8178 | 0 | 389473 | 0 | 0 | 0 | 0 | 294102.2064 | 0 | 0 | 0 | 0 | 0 | 0 | 0 | 4231245.6965 | 0 | 0 | 0 | 0 | 0 | 0 | 0 | 0 | 0 | 0 | 88743.1518 | 0 | 0 | 0 | 0 | 0 | 0 | 0 | 0 | 0 | -1442.334 | 0 | 0 | 0 | 0 | 0 | 0 | 0
2016-03-03 08:00 | 0 | 0 | 0 | 0 | 0 | 195666.2694 | 0 | 385904 | 0 | 0 | 0 | 0 | 382845.3582 | 0 | 0 | 0 | 0 | 0 | 0 | 0 | 3952264.814 | 0 | 0 | 0 | 0 | 0 | 0 | 0 | 0 | 0 | 0 | 88743.1518 | 0 | 0 | 0 | 0 | 0 | 0 | 0 | 0 | 0 | -278980.8824 | 0 | 0 | 0 | 0 | 0 | 0 | 0
2016-03-03 09:00 | 0 | 0 | 0 | 0 | 0 | 21463.9658 | 0 | 389188 | 0 | 0 | 0 | 0 | 294102.2064 | 0 | 0 | 0 | 0 | 0 | 0 | 0 | 3673283.9316 | 0 | 0 | 0 | 0 | 0 | 0 | 0 | 0 | 0 | 0 | -88743.1518 | 0 | 0 | 0 | 0 | 0 | 0 | 0 | 0 | 0 | -278980.8824 | 0 | 0 | 0 | 0 | 0 | 0 | 0
2016-03-03 10:00 | 0 | 0 | 0 | 0 | 0 | 35559.9658 | 0 | 403284 | 0 | 0 | 0 | 0 | 205359.0546 | 0 | 0 | 0 | 0 | 0 | 0 | 0 | 3394303.0491 | 0 | 0 | 0 | 0 | 0 | 0 | 0 | 0 | 0 | 0 | -88743.1518 | 0 | 0 | 0 | 0 | 0 | 0 | 0 | 0 | 0 | -278980.8824 | 0 | 0 | 0 | 0 | 0 | 0 | 0
2016-03-03 11:00 | 0 | 0 | 0 | 0 | 0 | 67139.9658 | 0 | 434864 | 0 | 0 | 0 | 0 | 116615.9029 | 0 | 0 | 0 | 0 | 0 | 0 | 0 | 3115322.1667 | 0 | 0 | 0 | 0 | 0 | 0 | 0 | 0 | 0 | 0 | -88743.1518 | 0 | 0 | 0 | 0 | 0 | 0 | 0 | 0 | 0 | -278980.8824 | 0 | 0 | 0 | 0 | 0 | 0 | 0
2016-03-03 12:00 | 0 | 0 | 0 | 0 | 0 | 91277.9658 | 0 | 459002 | 0 | 0 | 0 | 0 | 27872.7511 | 0 | 0 | 0 | 0 | 0 | 0 | 0 | 2836341.2842 | 0 | 0 | 0 | 0 | 0 | 0 | 0 | 0 | 0 | 0 | -88743.1518 | 0 | 0 | 0 | 0 | 0 | 0 | 0 | 0 | 0 | -278980.8824 | 0 | 0 | 0 | 0 | 0 | 0 | 0
2016-03-03 13:00 | 0 | 0 | 0 | 0 | 0 | 430816.0198 | 17137.7364 | 463654 | 0 | 0 | 0 | 0 | 0 | 0 | 0 | 0 | 0 | 0 | 0 | 0 | 2848513.7915 | 0 | 0 | 0 | 0 | 0 | 0 | 0 | 0 | 0 | 0 | -27872.7511 | 0 | 0 | 0 | 0 | 0 | 0 | 0 | 0 | 0 | 12172.5072 | 0 | 0 | 0 | 0 | 0 | 0 | 0
2016-03-03 14:00 | 0 | 0 | 0 | 0 | 0 | 0 | 340559.8155 | 463675 | 0 | 0 | 0 | 0 | 88743.1518 | 0 | 0 | 0 | 0 | 0 | 0 | 0 | 2636655.4552 | 0 | 0 | 0 | 0 | 0 | 0 | 0 | 0 | 0 | 0 | 88743.1518 | 0 | 0 | 0 | 0 | 0 | 0 | 0 | 0 | 0 | -211858.3363 | 0 | 0 | 0 | 0 | 0 | 0 | 0
2016-03-03 15:00 | 0 | 0 | 0 | 0 | 0 | 0 | 621529.5135 | 462773 | 0 | 0 | 0 | 0 | 177486.3036 | 0 | 0 | 0 | 0 | 0 | 0 | 0 | 2706668.8169 | 0 | 0 | 0 | 0 | 0 | 0 | 0 | 0 | 0 | 0 | 88743.1518 | 0 | 0 | 0 | 0 | 0 | 0 | 0 | 0 | 0 | 70013.3617 | 0 | 0 | 0 | 0 | 0 | 0 | 0
2016-03-03 16:00 | 0 | 0 | 0 | 0 | 0 | 0 | 708059.697 | 459966 | 0 | 0 | 0 | 0 | 266229.4554 | 0 | 0 | 0 | 0 | 0 | 0 | 0 | 2866019.3621 | 0 | 0 | 0 | 0 | 0 | 0 | 0 | 0 | 0 | 0 | 88743.1518 | 0 | 0 | 0 | 0 | 0 | 0 | 0 | 0 | 0 | 159350.5452 | 0 | 0 | 0 | 0 | 0 | 0 | 0
2016-03-03 17:00 | 0 | 0 | 0 | 0 | 0 | 0 | 722164.1684 | 456789 | 0 | 0 | 0 | 0 | 252623.7413 | 0 | 0 | 0 | 0 | 0 | 0 | 0 | 3145000.2446 | 0 | 0 | 0 | 0 | 0 | 0 | 0 | 0 | 0 | 0 | -13605.7141 | 0 | 0 | 0 | 0 | 0 | 0 | 0 | 0 | 0 | 278980.8824 | 0 | 0 | 0 | 0 | 0 | 0 | 0
2016-03-03 18:00 | 0 | 0 | 0 | 0 | 0 | 0 | 710214.7745 | 455812 | 0 | 0 | 0 | 0 | 341366.8931 | 0 | 0 | 0 | 0 | 0 | 0 | 0 | 3310659.8672 | 0 | 0 | 0 | 0 | 0 | 0 | 0 | 0 | 0 | 0 | 88743.1518 | 0 | 0 | 0 | 0 | 0 | 0 | 0 | 0 | 0 | 165659.6227 | 0 | 0 | 0 | 0 | 0 | 0 | 0
2016-03-03 19:00 | 0 | 0 | 0 | 0 | 0 | 0 | 698427.6365 | 455296 | 0 | 0 | 0 | 0 | 334468.8582 | 0 | 0 | 0 | 0 | 0 | 0 | 0 | 3560689.5386 | 0 | 0 | 0 | 0 | 0 | 0 | 0 | 0 | 0 | 0 | -6898.0349 | 0 | 0 | 0 | 0 | 0 | 0 | 0 | 0 | 0 | 250029.6714 | 0 | 0 | 0 | 0 | 0 | 0 | 0
2016-03-03 20:00 | 0 | 0 | 0 | 0 | 0 | 0 | 694594.2306 | 455980 | 0 | 0 | 0 | 0 | 294102.2064 | 0 | 0 | 0 | 0 | 0 | 0 | 0 | 3839670.421 | 0 | 0 | 0 | 0 | 0 | 0 | 0 | 0 | 0 | 0 | -40366.6518 | 0 | 0 | 0 | 0 | 0 | 0 | 0 | 0 | 0 | 278980.8824 | 0 | 0 | 0 | 0 | 0 | 0 | 0
2016-03-03 21:00 | 0 | 0 | 0 | 0 | 0 | 0 | 669159.3361 | 459774 | 0 | 0 | 0 | 0 | 382845.3582 | 0 | 0 | 0 | 0 | 0 | 0 | 0 | 3960312.6053 | 0 | 0 | 0 | 0 | 0 | 0 | 0 | 0 | 0 | 0 | 88743.1518 | 0 | 0 | 0 | 0 | 0 | 0 | 0 | 0 | 0 | 120642.1843 | 0 | 0 | 0 | 0 | 0 | 0 | 0
2016-03-03 22:00 | 0 | 0 | 0 | 0 | 0 | 0 | 594628.4641 | 466502 | 0 | 0 | 0 | 0 | 294102.2064 | 0 | 0 | 0 | 0 | 0 | 0 | 0 | 4177182.2213 | 0 | 0 | 0 | 0 | 0 | 0 | 0 | 0 | 0 | 0 | -88743.1518 | 0 | 0 | 0 | 0 | 0 | 0 | 0 | 0 | 0 | 216869.6159 | 0 | 0 | 0 | 0 | 0 | 0 | 0
2016-03-03 23:00 | 0 | 0 | 0 | 0 | 0 | 0 | 413324.0045 | 478087 | 0 | 0 | 0 | 0 | 294102.2064 | 0 | 0 | 0 | 0 | 0 | 0 | 0 | 4112419.2257 | 0 | 0 | 0 | 0 | 0 | 0 | 0 | 0 | 0 | 0 | 0 | 0 | 0 | 0 | 0 | 0 | 0 | 0 | 0 | 0 | -64762.9955 | 0 | 0 | 0 | 0 | 0 | 0 | 0
2016-03-04 | 0 | 0 | 0 | 0 | 0 | 301509.1342 | 101724.9373 | 485246 | 0 | 0 | 0 | 0 | 205359.0546 | 0 | 0 | 0 | 0 | 0 | 0 | 0 | 4119150.449 | 0 | 0 | 0 | 0 | 0 | 0 | 0 | 0 | 0 | 0 | -88743.1518 | 0 | 0 | 0 | 0 | 0 | 0 | 0 | 0 | 0 | 6731.2232 | 0 | 0 | 0 | 0 | 0 | 0 | 0
2016-03-04 01:00 | 0 | 0 | 0 | 0 | 0 | 372763.4353 | 338.7892 | 483854 | 0 | 0 | 0 | 0 | 116615.9029 | 0 | 0 | 0 | 0 | 0 | 0 | 0 | 4097141.8253 | 0 | 0 | 0 | 0 | 0 | 0 | 0 | 0 | 0 | 0 | -88743.1518 | 0 | 0 | 0 | 0 | 0 | 0 | 0 | 0 | 0 | -22008.6237 | 0 | 0 | 0 | 0 | 0 | 0 | 0
2016-03-04 02:00 | 0 | 0 | 0 | 0 | 0 | 438777.6372 | 0 | 472650 | 0 | 0 | 0 | 0 | 205359.0546 | 0 | 0 | 0 | 0 | 0 | 0 | 0 | 3974526.3107 | 0 | 0 | 0 | 0 | 0 | 0 | 0 | 0 | 0 | 0 | 88743.1518 | 0 | 0 | 0 | 0 | 0 | 0 | 0 | 0 | 0 | -122615.5146 | 0 | 0 | 0 | 0 | 0 | 0 | 0
2016-03-04 03:00 | 0 | 0 | 0 | 0 | 0 | 479686.1206 | 0 | 453614 | 0 | 0 | 0 | 0 | 294102.2064 | 0 | 0 | 0 | 0 | 0 | 0 | 0 | 3911855.2796 | 0 | 0 | 0 | 0 | 0 | 0 | 0 | 0 | 0 | 0 | 88743.1518 | 0 | 0 | 0 | 0 | 0 | 0 | 0 | 0 | 0 | -62671.0312 | 0 | 0 | 0 | 0 | 0 | 0 | 0
2016-03-04 04:00 | 0 | 0 | 0 | 0 | 0 | 61793.9658 | 0 | 429518 | 0 | 0 | 0 | 0 | 205359.0546 | 0 | 0 | 0 | 0 | 0 | 0 | 0 | 3632874.3971 | 0 | 0 | 0 | 0 | 0 | 0 | 0 | 0 | 0 | 0 | -88743.1518 | 0 | 0 | 0 | 0 | 0 | 0 | 0 | 0 | 0 | -278980.8824 | 0 | 0 | 0 | 0 | 0 | 0 | 0
2016-03-04 05:00 | 0 | 0 | 0 | 0 | 0 | 498623.1908 | 0 | 409097 | 0 | 0 | 0 | 0 | 294102.2064 | 0 | 0 | 0 | 0 | 0 | 0 | 0 | 3633657.4361 | 0 | 0 | 0 | 0 | 0 | 0 | 0 | 0 | 0 | 0 | 88743.1518 | 0 | 0 | 0 | 0 | 0 | 0 | 0 | 0 | 0 | 783.039 | 0 | 0 | 0 | 0 | 0 | 0 | 0
2016-03-04 06:00 | 0 | 0 | 0 | 0 | 0 | 28052.9658 | 0 | 395777 | 0 | 0 | 0 | 0 | 205359.0546 | 0 | 0 | 0 | 0 | 0 | 0 | 0 | 3354676.5537 | 0 | 0 | 0 | 0 | 0 | 0 | 0 | 0 | 0 | 0 | -88743.1518 | 0 | 0 | 0 | 0 | 0 | 0 | 0 | 0 | 0 | -278980.8824 | 0 | 0 | 0 | 0 | 0 | 0 | 0
2016-03-04 07:00 | 0 | 0 | 0 | 0 | 0 | 19238.9658 | 0 | 386963 | 0 | 0 | 0 | 0 | 116615.9029 | 0 | 0 | 0 | 0 | 0 | 0 | 0 | 3075695.6712 | 0 | 0 | 0 | 0 | 0 | 0 | 0 | 0 | 0 | 0 | -88743.1518 | 0 | 0 | 0 | 0 | 0 | 0 | 0 | 0 | 0 | -278980.8824 | 0 | 0 | 0 | 0 | 0 | 0 | 0
2016-03-04 08:00 | 0 | 0 | 0 | 0 | 0 | 540389.0088 | 0 | 382446 | 0 | 0 | 0 | 0 | 205359.0546 | 0 | 0 | 0 | 0 | 0 | 0 | 0 | 3144895.5282 | 0 | 0 | 0 | 0 | 0 | 0 | 0 | 0 | 0 | 0 | 88743.1518 | 0 | 0 | 0 | 0 | 0 | 0 | 0 | 0 | 0 | 69199.857 | 0 | 0 | 0 | 0 | 0 | 0 | 0
2016-03-04 09:00 | 0 | 0 | 0 | 0 | 0 | 193692.2694 | 0 | 383930 | 0 | 0 | 0 | 0 | 294102.2064 | 0 | 0 | 0 | 0 | 0 | 0 | 0 | 2865914.6458 | 0 | 0 | 0 | 0 | 0 | 0 | 0 | 0 | 0 | 0 | 88743.1518 | 0 | 0 | 0 | 0 | 0 | 0 | 0 | 0 | 0 | -278980.8824 | 0 | 0 | 0 | 0 | 0 | 0 | 0
2016-03-04 10:00 | 0 | 0 | 0 | 0 | 0 | 555826.147 | 0 | 396378 | 0 | 0 | 0 | 0 | 382845.3582 | 0 | 0 | 0 | 0 | 0 | 0 | 0 | 2936619.641 | 0 | 0 | 0 | 0 | 0 | 0 | 0 | 0 | 0 | 0 | 88743.1518 | 0 | 0 | 0 | 0 | 0 | 0 | 0 | 0 | 0 | 70704.9952 | 0 | 0 | 0 | 0 | 0 | 0 | 0
2016-03-04 11:00 | 0 | 0 | 0 | 0 | 0 | 58470.9658 | 0 | 426195 | 0 | 0 | 0 | 0 | 294102.2064 | 0 | 0 | 0 | 0 | 0 | 0 | 0 | 2657638.7586 | 0 | 0 | 0 | 0 | 0 | 0 | 0 | 0 | 0 | 0 | -88743.1518 | 0 | 0 | 0 | 0 | 0 | 0 | 0 | 0 | 0 | -278980.8824 | 0 | 0 | 0 | 0 | 0 | 0 | 0
2016-03-04 12:00 | 0 | 0 | 0 | 0 | 0 | 85047.9658 | 0 | 452772 | 0 | 0 | 0 | 0 | 205359.0546 | 0 | 0 | 0 | 0 | 0 | 0 | 0 | 2378657.8761 | 0 | 0 | 0 | 0 | 0 | 0 | 0 | 0 | 0 | 0 | -88743.1518 | 0 | 0 | 0 | 0 | 0 | 0 | 0 | 0 | 0 | -278980.8824 | 0 | 0 | 0 | 0 | 0 | 0 | 0
2016-03-04 13:00 | 0 | 0 | 0 | 0 | 0 | 520333.5697 | 18749.0333 | 463137 | 0 | 0 | 0 | 0 | 294102.2064 | 0 | 0 | 0 | 0 | 0 | 0 | 0 | 2365860.3273 | 0 | 0 | 0 | 0 | 0 | 0 | 0 | 0 | 0 | 0 | 88743.1518 | 0 | 0 | 0 | 0 | 0 | 0 | 0 | 0 | 0 | -12797.5488 | 0 | 0 | 0 | 0 | 0 | 0 | 0
2016-03-04 14:00 | 0 | 0 | 0 | 0 | 0 | 352650.4036 | 272854.0893 | 466733 | 0 | 0 | 0 | 0 | 382845.3582 | 0 | 0 | 0 | 0 | 0 | 0 | 0 | 2435888.6684 | 0 | 0 | 0 | 0 | 0 | 0 | 0 | 0 | 0 | 0 | 88743.1518 | 0 | 0 | 0 | 0 | 0 | 0 | 0 | 0 | 0 | 70028.3411 | 0 | 0 | 0 | 0 | 0 | 0 | 0
2016-03-04 15:00 | 0 | 0 | 0 | 0 | 0 | 0 | 624212.4994 | 467077 | 0 | 0 | 0 | 0 | 382845.3582 | 0 | 0 | 0 | 0 | 0 | 0 | 0 | 2593024.1679 | 0 | 0 | 0 | 0 | 0 | 0 | 0 | 0 | 0 | 0 | 0 | 0 | 0 | 0 | 0 | 0 | 0 | 0 | 0 | 0 | 157135.4994 | 0 | 0 | 0 | 0 | 0 | 0 | 0
2016-03-04 16:00 | 0 | 0 | 0 | 0 | 0 | 0 | 719441.9186 | 464285 | 0 | 0 | 0 | 0 | 377691.1854 | 0 | 0 | 0 | 0 | 0 | 0 | 0 | 2853335.2594 | 0 | 0 | 0 | 0 | 0 | 0 | 0 | 0 | 0 | 0 | -5154.1729 | 0 | 0 | 0 | 0 | 0 | 0 | 0 | 0 | 0 | 260311.0915 | 0 | 0 | 0 | 0 | 0 | 0 | 0
2016-03-04 17:00 | 0 | 0 | 0 | 0 | 0 | 0 | 724606.2145 | 456607 | 0 | 0 | 0 | 0 | 366709.5174 | 0 | 0 | 0 | 0 | 0 | 0 | 0 | 3132316.1418 | 0 | 0 | 0 | 0 | 0 | 0 | 0 | 0 | 0 | 0 | -10981.6679 | 0 | 0 | 0 | 0 | 0 | 0 | 0 | 0 | 0 | 278980.8824 | 0 | 0 | 0 | 0 | 0 | 0 | 0
2016-03-04 18:00 | 0 | 0 | 0 | 0 | 0 | 0 | 711439.0486 | 452165 | 0 | 0 | 0 | 0 | 347002.6835 | 0 | 0 | 0 | 0 | 0 | 0 | 0 | 3411297.0242 | 0 | 0 | 0 | 0 | 0 | 0 | 0 | 0 | 0 | 0 | -19706.8339 | 0 | 0 | 0 | 0 | 0 | 0 | 0 | 0 | 0 | 278980.8824 | 0 | 0 | 0 | 0 | 0 | 0 | 0
2016-03-04 19:00 | 0 | 0 | 0 | 0 | 0 | 0 | 699499.1515 | 448207 | 0 | 0 | 0 | 0 | 319313.9526 | 0 | 0 | 0 | 0 | 0 | 0 | 0 | 3690277.9067 | 0 | 0 | 0 | 0 | 0 | 0 | 0 | 0 | 0 | 0 | -27688.7309 | 0 | 0 | 0 | 0 | 0 | 0 | 0 | 0 | 0 | 278980.8824 | 0 | 0 | 0 | 0 | 0 | 0 | 0
2016-03-04 20:00 | 0 | 0 | 0 | 0 | 0 | 0 | 698741.1363 | 444972 | 0 | 0 | 0 | 0 | 294102.2064 | 0 | 0 | 0 | 0 | 0 | 0 | 0 | 3969258.7891 | 0 | 0 | 0 | 0 | 0 | 0 | 0 | 0 | 0 | 0 | -25211.7462 | 0 | 0 | 0 | 0 | 0 | 0 | 0 | 0 | 0 | 278980.8824 | 0 | 0 | 0 | 0 | 0 | 0 | 0
2016-03-04 21:00 | 0 | 0 | 0 | 0 | 0 | 0 | 690779.5922 | 444497 | 0 | 0 | 0 | 0 | 382845.3582 | 0 | 0 | 0 | 0 | 0 | 0 | 0 | 4126798.2296 | 0 | 0 | 0 | 0 | 0 | 0 | 0 | 0 | 0 | 0 | 88743.1518 | 0 | 0 | 0 | 0 | 0 | 0 | 0 | 0 | 0 | 157539.4404 | 0 | 0 | 0 | 0 | 0 | 0 | 0
2016-03-04 22:00 | 0 | 0 | 0 | 0 | 0 | 0 | 636897.0566 | 447234 | 0 | 0 | 0 | 0 | 382845.3582 | 0 | 0 | 0 | 0 | 0 | 0 | 0 | 4316461.2861 | 0 | 0 | 0 | 0 | 0 | 0 | 0 | 0 | 0 | 0 | 0 | 0 | 0 | 0 | 0 | 0 | 0 | 0 | 0 | 0 | 189663.0566 | 0 | 0 | 0 | 0 | 0 | 0 | 0
2016-03-04 23:00 | 0 | 0 | 0 | 0 | 0 | 0 | 458282.57 | 454889 | 0 | 0 | 0 | 0 | 382845.3582 | 0 | 0 | 0 | 0 | 0 | 0 | 0 | 4319854.8561 | 0 | 0 | 0 | 0 | 0 | 0 | 0 | 0 | 0 | 0 | 0 | 0 | 0 | 0 | 0 | 0 | 0 | 0 | 0 | 0 | 3393.57 | 0 | 0 | 0 | 0 | 0 | 0 | 0
2016-03-05 | 0 | 0 | 0 | 0 | 0 | 0 | 104348.0026 | 462545 | 0 | 0 | 0 | 0 | 294102.2064 | 0 | 0 | 0 | 0 | 0 | 0 | 0 | 4050401.0106 | 0 | 0 | 0 | 0 | 0 | 0 | 0 | 0 | 0 | 0 | -88743.1518 | 0 | 0 | 0 | 0 | 0 | 0 | 0 | 0 | 0 | -269453.8456 | 0 | 0 | 0 | 0 | 0 | 0 | 0
2016-03-05 01:00 | 0 | 0 | 0 | 0 | 0 | 528531.7113 | 335.3689 | 459738 | 0 | 0 | 0 | 0 | 382845.3582 | 0 | 0 | 0 | 0 | 0 | 0 | 0 | 4030786.939 | 0 | 0 | 0 | 0 | 0 | 0 | 0 | 0 | 0 | 0 | 88743.1518 | 0 | 0 | 0 | 0 | 0 | 0 | 0 | 0 | 0 | -19614.0716 | 0 | 0 | 0 | 0 | 0 | 0 | 0
2016-03-05 02:00 | 0 | 0 | 0 | 0 | 0 | 510677.0072 | 0 | 454048 | 0 | 0 | 0 | 0 | 294102.2064 | 0 | 0 | 0 | 0 | 0 | 0 | 0 | 4176159.098 | 0 | 0 | 0 | 0 | 0 | 0 | 0 | 0 | 0 | 0 | -88743.1518 | 0 | 0 | 0 | 0 | 0 | 0 | 0 | 0 | 0 | 145372.159 | 0 | 0 | 0 | 0 | 0 | 0 | 0
2016-03-05 03:00 | 0 | 0 | 0 | 0 | 0 | 249747.2694 | 0 | 439985 | 0 | 0 | 0 | 0 | 382845.3582 | 0 | 0 | 0 | 0 | 0 | 0 | 0 | 3897178.2155 | 0 | 0 | 0 | 0 | 0 | 0 | 0 | 0 | 0 | 0 | 88743.1518 | 0 | 0 | 0 | 0 | 0 | 0 | 0 | 0 | 0 | -278980.8824 | 0 | 0 | 0 | 0 | 0 | 0 | 0
2016-03-05 04:00 | 0 | 0 | 0 | 0 | 0 | 52191.9658 | 0 | 419916 | 0 | 0 | 0 | 0 | 294102.2064 | 0 | 0 | 0 | 0 | 0 | 0 | 0 | 3618197.3331 | 0 | 0 | 0 | 0 | 0 | 0 | 0 | 0 | 0 | 0 | -88743.1518 | 0 | 0 | 0 | 0 | 0 | 0 | 0 | 0 | 0 | -278980.8824 | 0 | 0 | 0 | 0 | 0 | 0 | 0
2016-03-05 05:00 | 0 | 0 | 0 | 0 | 0 | 34583.9658 | 0 | 402308 | 0 | 0 | 0 | 0 | 205359.0546 | 0 | 0 | 0 | 0 | 0 | 0 | 0 | 3339216.4506 | 0 | 0 | 0 | 0 | 0 | 0 | 0 | 0 | 0 | 0 | -88743.1518 | 0 | 0 | 0 | 0 | 0 | 0 | 0 | 0 | 0 | -278980.8824 | 0 | 0 | 0 | 0 | 0 | 0 | 0
2016-03-05 06:00 | 0 | 0 | 0 | 0 | 0 | 490803.3871 | 0 | 389789 | 0 | 0 | 0 | 0 | 294102.2064 | 0 | 0 | 0 | 0 | 0 | 0 | 0 | 3351487.6859 | 0 | 0 | 0 | 0 | 0 | 0 | 0 | 0 | 0 | 0 | 88743.1518 | 0 | 0 | 0 | 0 | 0 | 0 | 0 | 0 | 0 | 12271.2353 | 0 | 0 | 0 | 0 | 0 | 0 | 0
2016-03-05 07:00 | 0 | 0 | 0 | 0 | 0 | 14158.9658 | 0 | 381883 | 0 | 0 | 0 | 0 | 205359.0546 | 0 | 0 | 0 | 0 | 0 | 0 | 0 | 3072506.8035 | 0 | 0 | 0 | 0 | 0 | 0 | 0 | 0 | 0 | 0 | -88743.1518 | 0 | 0 | 0 | 0 | 0 | 0 | 0 | 0 | 0 | -278980.8824 | 0 | 0 | 0 | 0 | 0 | 0 | 0
2016-03-05 08:00 | 0 | 0 | 0 | 0 | 0 | 478710.5118 | 0 | 378361 | 0 | 0 | 0 | 0 | 294102.2064 | 0 | 0 | 0 | 0 | 0 | 0 | 0 | 3084113.1635 | 0 | 0 | 0 | 0 | 0 | 0 | 0 | 0 | 0 | 0 | 88743.1518 | 0 | 0 | 0 | 0 | 0 | 0 | 0 | 0 | 0 | 11606.36 | 0 | 0 | 0 | 0 | 0 | 0 | 0
2016-03-05 09:00 | 0 | 0 | 0 | 0 | 0 | 188566.2694 | 0 | 378804 | 0 | 0 | 0 | 0 | 382845.3582 | 0 | 0 | 0 | 0 | 0 | 0 | 0 | 2805132.2811 | 0 | 0 | 0 | 0 | 0 | 0 | 0 | 0 | 0 | 0 | 88743.1518 | 0 | 0 | 0 | 0 | 0 | 0 | 0 | 0 | 0 | -278980.8824 | 0 | 0 | 0 | 0 | 0 | 0 | 0
2016-03-05 10:00 | 0 | 0 | 0 | 0 | 0 | 15897.9658 | 0 | 383622 | 0 | 0 | 0 | 0 | 294102.2064 | 0 | 0 | 0 | 0 | 0 | 0 | 0 | 2526151.3986 | 0 | 0 | 0 | 0 | 0 | 0 | 0 | 0 | 0 | 0 | -88743.1518 | 0 | 0 | 0 | 0 | 0 | 0 | 0 | 0 | 0 | -278980.8824 | 0 | 0 | 0 | 0 | 0 | 0 | 0
2016-03-05 11:00 | 0 | 0 | 0 | 0 | 0 | 204495.2694 | 0 | 394733 | 0 | 0 | 0 | 0 | 382845.3582 | 0 | 0 | 0 | 0 | 0 | 0 | 0 | 2247170.5162 | 0 | 0 | 0 | 0 | 0 | 0 | 0 | 0 | 0 | 0 | 88743.1518 | 0 | 0 | 0 | 0 | 0 | 0 | 0 | 0 | 0 | -278980.8824 | 0 | 0 | 0 | 0 | 0 | 0 | 0
2016-03-05 12:00 | 0 | 0 | 0 | 0 | 0 | 484312.6538 | 0 | 407767 | 0 | 0 | 0 | 0 | 294102.2064 | 0 | 0 | 0 | 0 | 0 | 0 | 0 | 2412459.3218 | 0 | 0 | 0 | 0 | 0 | 0 | 0 | 0 | 0 | 0 | -88743.1518 | 0 | 0 | 0 | 0 | 0 | 0 | 0 | 0 | 0 | 165288.8056 | 0 | 0 | 0 | 0 | 0 | 0 | 0
2016-03-05 13:00 | 0 | 0 | 0 | 0 | 0 | 27279.3067 | 22592.6591 | 417596 | 0 | 0 | 0 | 0 | 205359.0546 | 0 | 0 | 0 | 0 | 0 | 0 | 0 | 2133478.4394 | 0 | 0 | 0 | 0 | 0 | 0 | 0 | 0 | 0 | 0 | -88743.1518 | 0 | 0 | 0 | 0 | 0 | 0 | 0 | 0 | 0 | -278980.8824 | 0 | 0 | 0 | 0 | 0 | 0 | 0
2016-03-05 14:00 | 0 | 0 | 0 | 0 | 0 | 240267.9306 | 253424.1496 | 421215 | 0 | 0 | 0 | 0 | 294102.2064 | 0 | 0 | 0 | 0 | 0 | 0 | 0 | 2117212.3677 | 0 | 0 | 0 | 0 | 0 | 0 | 0 | 0 | 0 | 0 | 88743.1518 | 0 | 0 | 0 | 0 | 0 | 0 | 0 | 0 | 0 | -16266.0716 | 0 | 0 | 0 | 0 | 0 | 0 | 0
2016-03-05 15:00 | 0 | 0 | 0 | 0 | 0 | 0 | 484172.617 | 420620 | 0 | 0 | 0 | 0 | 382845.3582 | 0 | 0 | 0 | 0 | 0 | 0 | 0 | 2092021.8329 | 0 | 0 | 0 | 0 | 0 | 0 | 0 | 0 | 0 | 0 | 88743.1518 | 0 | 0 | 0 | 0 | 0 | 0 | 0 | 0 | 0 | -25190.5348 | 0 | 0 | 0 | 0 | 0 | 0 | 0
2016-03-05 16:00 | 0 | 0 | 0 | 0 | 0 | 0 | 608387.9901 | 416121 | 0 | 0 | 0 | 0 | 382845.3582 | 0 | 0 | 0 | 0 | 0 | 0 | 0 | 2284288.823 | 0 | 0 | 0 | 0 | 0 | 0 | 0 | 0 | 0 | 0 | 0 | 0 | 0 | 0 | 0 | 0 | 0 | 0 | 0 | 0 | 192266.9901 | 0 | 0 | 0 | 0 | 0 | 0 | 0
2016-03-05 17:00 | 0 | 0 | 0 | 0 | 0 | 0 | 652961.4117 | 411893 | 0 | 0 | 0 | 0 | 382845.3582 | 0 | 0 | 0 | 0 | 0 | 0 | 0 | 2525357.2347 | 0 | 0 | 0 | 0 | 0 | 0 | 0 | 0 | 0 | 0 | 0 | 0 | 0 | 0 | 0 | 0 | 0 | 0 | 0 | 0 | 241068.4117 | 0 | 0 | 0 | 0 | 0 | 0 | 0
2016-03-05 18:00 | 0 | 0 | 0 | 0 | 0 | 0 | 648049.491 | 407135 | 0 | 0 | 0 | 0 | 382845.3582 | 0 | 0 | 0 | 0 | 0 | 0 | 0 | 2766271.7257 | 0 | 0 | 0 | 0 | 0 | 0 | 0 | 0 | 0 | 0 | 0 | 0 | 0 | 0 | 0 | 0 | 0 | 0 | 0 | 0 | 240914.491 | 0 | 0 | 0 | 0 | 0 | 0 | 0
2016-03-05 19:00 | 0 | 0 | 0 | 0 | 0 | 0 | 638964.8702 | 404596 | 0 | 0 | 0 | 0 | 344110.8762 | 0 | 0 | 0 | 0 | 0 | 0 | 0 | 3039375.0779 | 0 | 0 | 0 | 0 | 0 | 0 | 0 | 0 | 0 | 0 | -38734.482 | 0 | 0 | 0 | 0 | 0 | 0 | 0 | 0 | 0 | 273103.3522 | 0 | 0 | 0 | 0 | 0 | 0 | 0
2016-03-05 20:00 | 0 | 0 | 0 | 0 | 0 | 0 | 629687.4323 | 402744 | 0 | 0 | 0 | 0 | 292073.4261 | 0 | 0 | 0 | 0 | 0 | 0 | 0 | 3318355.9604 | 0 | 0 | 0 | 0 | 0 | 0 | 0 | 0 | 0 | 0 | -52037.4502 | 0 | 0 | 0 | 0 | 0 | 0 | 0 | 0 | 0 | 278980.8824 | 0 | 0 | 0 | 0 | 0 | 0 | 0
2016-03-05 21:00 | 0 | 0 | 0 | 0 | 0 | 0 | 595893.511 | 403627 | 0 | 0 | 0 | 0 | 205359.0546 | 0 | 0 | 0 | 0 | 0 | 0 | 0 | 3597336.8428 | 0 | 0 | 0 | 0 | 0 | 0 | 0 | 0 | 0 | 0 | -86714.3714 | 0 | 0 | 0 | 0 | 0 | 0 | 0 | 0 | 0 | 278980.8824 | 0 | 0 | 0 | 0 | 0 | 0 | 0
2016-03-05 22:00 | 0 | 0 | 0 | 0 | 0 | 0 | 517312.951 | 407156 | 0 | 0 | 0 | 0 | 294102.2064 | 0 | 0 | 0 | 0 | 0 | 0 | 0 | 3618750.642 | 0 | 0 | 0 | 0 | 0 | 0 | 0 | 0 | 0 | 0 | 88743.1518 | 0 | 0 | 0 | 0 | 0 | 0 | 0 | 0 | 0 | 21413.7992 | 0 | 0 | 0 | 0 | 0 | 0 | 0
2016-03-05 23:00 | 0 | 0 | 0 | 0 | 0 | 0 | 362965.3369 | 417186 | 0 | 0 | 0 | 0 | 382845.3582 | 0 | 0 | 0 | 0 | 0 | 0 | 0 | 3475786.8271 | 0 | 0 | 0 | 0 | 0 | 0 | 0 | 0 | 0 | 0 | 88743.1518 | 0 | 0 | 0 | 0 | 0 | 0 | 0 | 0 | 0 | -142963.8149 | 0 | 0 | 0 | 0 | 0 | 0 | 0
2016-03-06 | 0 | 0 | 0 | 0 | 0 | 0 | 113309.4133 | 426981 | 0 | 0 | 0 | 0 | 294102.2064 | 0 | 0 | 0 | 0 | 0 | 0 | 0 | 3250858.3922 | 0 | 0 | 0 | 0 | 0 | 0 | 0 | 0 | 0 | 0 | -88743.1518 | 0 | 0 | 0 | 0 | 0 | 0 | 0 | 0 | 0 | -224928.4349 | 0 | 0 | 0 | 0 | 0 | 0 | 0
2016-03-06 01:00 | 0 | 0 | 0 | 0 | 0 | 618336.6246 | 459.1061 | 428558 | 0 | 0 | 0 | 0 | 205359.0546 | 0 | 0 | 0 | 0 | 0 | 0 | 0 | 3529839.2746 | 0 | 0 | 0 | 0 | 0 | 0 | 0 | 0 | 0 | 0 | -88743.1518 | 0 | 0 | 0 | 0 | 0 | 0 | 0 | 0 | 0 | 278980.8824 | 0 | 0 | 0 | 0 | 0 | 0 | 0
2016-03-06 02:00 | 0 | 0 | 0 | 0 | 0 | 791181.0342 | 0 | 423457 | 0 | 0 | 0 | 0 | 294102.2064 | 0 | 0 | 0 | 0 | 0 | 0 | 0 | 3808820.1571 | 0 | 0 | 0 | 0 | 0 | 0 | 0 | 0 | 0 | 0 | 88743.1518 | 0 | 0 | 0 | 0 | 0 | 0 | 0 | 0 | 0 | 278980.8824 | 0 | 0 | 0 | 0 | 0 | 0 | 0
2016-03-06 03:00 | 0 | 0 | 0 | 0 | 0 | 221309.2694 | 0 | 411547 | 0 | 0 | 0 | 0 | 382845.3582 | 0 | 0 | 0 | 0 | 0 | 0 | 0 | 3529839.2746 | 0 | 0 | 0 | 0 | 0 | 0 | 0 | 0 | 0 | 0 | 88743.1518 | 0 | 0 | 0 | 0 | 0 | 0 | 0 | 0 | 0 | -278980.8824 | 0 | 0 | 0 | 0 | 0 | 0 | 0
2016-03-06 04:00 | 0 | 0 | 0 | 0 | 0 | 585084.7306 | 0 | 394847 | 0 | 0 | 0 | 0 | 294102.2064 | 0 | 0 | 0 | 0 | 0 | 0 | 0 | 3808820.1571 | 0 | 0 | 0 | 0 | 0 | 0 | 0 | 0 | 0 | 0 | -88743.1518 | 0 | 0 | 0 | 0 | 0 | 0 | 0 | 0 | 0 | 278980.8824 | 0 | 0 | 0 | 0 | 0 | 0 | 0
2016-03-06 05:00 | 0 | 0 | 0 | 0 | 0 | 10612.9658 | 0 | 378337 | 0 | 0 | 0 | 0 | 205359.0546 | 0 | 0 | 0 | 0 | 0 | 0 | 0 | 3529839.2746 | 0 | 0 | 0 | 0 | 0 | 0 | 0 | 0 | 0 | 0 | -88743.1518 | 0 | 0 | 0 | 0 | 0 | 0 | 0 | 0 | 0 | -278980.8824 | 0 | 0 | 0 | 0 | 0 | 0 | 0
2016-03-06 06:00 | 0 | 0 | 0 | 0 | 0 | 176566.2694 | 0 | 366804 | 0 | 0 | 0 | 0 | 294102.2064 | 0 | 0 | 0 | 0 | 0 | 0 | 0 | 3250858.3922 | 0 | 0 | 0 | 0 | 0 | 0 | 0 | 0 | 0 | 0 | 88743.1518 | 0 | 0 | 0 | 0 | 0 | 0 | 0 | 0 | 0 | -278980.8824 | 0 | 0 | 0 | 0 | 0 | 0 | 0
2016-03-06 07:00 | 0 | 0 | 0 | 0 | 0 | 0 | 0 | 360173 | 0 | 0 | 0 | 0 | 212910.0889 | 0 | 0 | 0 | 0 | 0 | 0 | 0 | 2971877.5097 | 0 | 0 | 0 | 0 | 0 | 0 | 0 | 0 | 0 | 0 | -81192.1176 | 0 | 0 | 0 | 0 | 0 | 0 | 0 | 0 | 0 | -278980.8824 | 0 | 0 | 0 | 0 | 0 | 0 | 0
2016-03-06 08:00 | 0 | 0 | 0 | 0 | 0 | 546648.7306 | 0 | 356411 | 0 | 0 | 0 | 0 | 124166.9371 | 0 | 0 | 0 | 0 | 0 | 0 | 0 | 3250858.3922 | 0 | 0 | 0 | 0 | 0 | 0 | 0 | 0 | 0 | 0 | -88743.1518 | 0 | 0 | 0 | 0 | 0 | 0 | 0 | 0 | 0 | 278980.8824 | 0 | 0 | 0 | 0 | 0 | 0 | 0
2016-03-06 09:00 | 0 | 0 | 0 | 0 | 0 | 166177.2694 | 0 | 356415 | 0 | 0 | 0 | 0 | 212910.0889 | 0 | 0 | 0 | 0 | 0 | 0 | 0 | 2971877.5097 | 0 | 0 | 0 | 0 | 0 | 0 | 0 | 0 | 0 | 0 | 88743.1518 | 0 | 0 | 0 | 0 | 0 | 0 | 0 | 0 | 0 | -278980.8824 | 0 | 0 | 0 | 0 | 0 | 0 | 0
2016-03-06 10:00 | 0 | 0 | 0 | 0 | 0 | 168810.2694 | 0 | 359048 | 0 | 0 | 0 | 0 | 301653.2407 | 0 | 0 | 0 | 0 | 0 | 0 | 0 | 2692896.6273 | 0 | 0 | 0 | 0 | 0 | 0 | 0 | 0 | 0 | 0 | 88743.1518 | 0 | 0 | 0 | 0 | 0 | 0 | 0 | 0 | 0 | -278980.8824 | 0 | 0 | 0 | 0 | 0 | 0 | 0
2016-03-06 11:00 | 0 | 0 | 0 | 0 | 0 | 0 | 0 | 366646 | 0 | 0 | 0 | 0 | 212910.0889 | 0 | 0 | 0 | 0 | 0 | 0 | 0 | 2414993.7791 | 0 | 0 | 0 | 0 | 0 | 0 | 0 | 0 | 0 | 0 | -88743.1518 | 0 | 0 | 0 | 0 | 0 | 0 | 0 | 0 | 0 | -277902.8482 | 0 | 0 | 0 | 0 | 0 | 0 | 0
2016-03-06 12:00 | 0 | 0 | 0 | 0 | 0 | 9875.9658 | 0 | 377600 | 0 | 0 | 0 | 0 | 124166.9371 | 0 | 0 | 0 | 0 | 0 | 0 | 0 | 2136012.8966 | 0 | 0 | 0 | 0 | 0 | 0 | 0 | 0 | 0 | 0 | -88743.1518 | 0 | 0 | 0 | 0 | 0 | 0 | 0 | 0 | 0 | -278980.8824 | 0 | 0 | 0 | 0 | 0 | 0 | 0
2016-03-06 13:00 | 0 | 0 | 0 | 0 | 0 | 671807.9128 | 13165.2222 | 387619 | 0 | 0 | 0 | 0 | 212910.0889 | 0 | 0 | 0 | 0 | 0 | 0 | 0 | 2344623.8798 | 0 | 0 | 0 | 0 | 0 | 0 | 0 | 0 | 0 | 0 | 88743.1518 | 0 | 0 | 0 | 0 | 0 | 0 | 0 | 0 | 0 | 208610.9831 | 0 | 0 | 0 | 0 | 0 | 0 | 0
2016-03-06 14:00 | 0 | 0 | 0 | 0 | 0 | 0 | 233670.6662 | 393836 | 0 | 0 | 0 | 0 | 294102.2064 | 0 | 0 | 0 | 0 | 0 | 0 | 0 | 2103266.4284 | 0 | 0 | 0 | 0 | 0 | 0 | 0 | 0 | 0 | 0 | 81192.1176 | 0 | 0 | 0 | 0 | 0 | 0 | 0 | 0 | 0 | -241357.4514 | 0 | 0 | 0 | 0 | 0 | 0 | 0
2016-03-06 15:00 | 0 | 0 | 0 | 0 | 0 | 0 | 469070.71 | 394051 | 0 | 0 | 0 | 0 | 382845.3582 | 0 | 0 | 0 | 0 | 0 | 0 | 0 | 2089542.9866 | 0 | 0 | 0 | 0 | 0 | 0 | 0 | 0 | 0 | 0 | 88743.1518 | 0 | 0 | 0 | 0 | 0 | 0 | 0 | 0 | 0 | -13723.4418 | 0 | 0 | 0 | 0 | 0 | 0 | 0
2016-03-06 16:00 | 0 | 0 | 0 | 0 | 0 | 0 | 583533.821 | 391527 | 0 | 0 | 0 | 0 | 382845.3582 | 0 | 0 | 0 | 0 | 0 | 0 | 0 | 2281549.8076 | 0 | 0 | 0 | 0 | 0 | 0 | 0 | 0 | 0 | 0 | 0 | 0 | 0 | 0 | 0 | 0 | 0 | 0 | 0 | 0 | 192006.821 | 0 | 0 | 0 | 0 | 0 | 0 | 0
2016-03-06 17:00 | 0 | 0 | 0 | 0 | 0 | 0 | 627768.2637 | 389677 | 0 | 0 | 0 | 0 | 382845.3582 | 0 | 0 | 0 | 0 | 0 | 0 | 0 | 2519641.0714 | 0 | 0 | 0 | 0 | 0 | 0 | 0 | 0 | 0 | 0 | 0 | 0 | 0 | 0 | 0 | 0 | 0 | 0 | 0 | 0 | 238091.2637 | 0 | 0 | 0 | 0 | 0 | 0 | 0
2016-03-06 18:00 | 0 | 0 | 0 | 0 | 0 | 0 | 624358.0177 | 387230 | 0 | 0 | 0 | 0 | 382845.3582 | 0 | 0 | 0 | 0 | 0 | 0 | 0 | 2756769.0891 | 0 | 0 | 0 | 0 | 0 | 0 | 0 | 0 | 0 | 0 | 0 | 0 | 0 | 0 | 0 | 0 | 0 | 0 | 0 | 0 | 237128.0177 | 0 | 0 | 0 | 0 | 0 | 0 | 0
2016-03-06 19:00 | 0 | 0 | 0 | 0 | 0 | 0 | 614059.8237 | 385165 | 0 | 0 | 0 | 0 | 332759.2995 | 0 | 0 | 0 | 0 | 0 | 0 | 0 | 3035749.9715 | 0 | 0 | 0 | 0 | 0 | 0 | 0 | 0 | 0 | 0 | -50086.0587 | 0 | 0 | 0 | 0 | 0 | 0 | 0 | 0 | 0 | 278980.8824 | 0 | 0 | 0 | 0 | 0 | 0 | 0
2016-03-06 20:00 | 0 | 0 | 0 | 0 | 0 | 0 | 605771.9225 | 383511 | 0 | 0 | 0 | 0 | 382845.3582 | 0 | 0 | 0 | 0 | 0 | 0 | 0 | 3207924.8353 | 0 | 0 | 0 | 0 | 0 | 0 | 0 | 0 | 0 | 0 | 50086.0587 | 0 | 0 | 0 | 0 | 0 | 0 | 0 | 0 | 0 | 172174.8638 | 0 | 0 | 0 | 0 | 0 | 0 | 0
2016-03-06 21:00 | 0 | 0 | 0 | 0 | 0 | 0 | 582635.901 | 386144 | 0 | 0 | 0 | 0 | 382845.3582 | 0 | 0 | 0 | 0 | 0 | 0 | 0 | 3404416.7362 | 0 | 0 | 0 | 0 | 0 | 0 | 0 | 0 | 0 | 0 | 0 | 0 | 0 | 0 | 0 | 0 | 0 | 0 | 0 | 0 | 196491.901 | 0 | 0 | 0 | 0 | 0 | 0 | 0
2016-03-06 22:00 | 0 | 0 | 0 | 0 | 0 | 0 | 525748.9881 | 392608 | 0 | 0 | 0 | 0 | 294102.2064 | 0 | 0 | 0 | 0 | 0 | 0 | 0 | 3626300.8761 | 0 | 0 | 0 | 0 | 0 | 0 | 0 | 0 | 0 | 0 | -88743.1518 | 0 | 0 | 0 | 0 | 0 | 0 | 0 | 0 | 0 | 221884.1399 | 0 | 0 | 0 | 0 | 0 | 0 | 0
2016-03-06 23:00 | 0 | 0 | 0 | 0 | 0 | 0 | 403716.5963 | 408579 | 0 | 0 | 0 | 0 | 382845.3582 | 0 | 0 | 0 | 0 | 0 | 0 | 0 | 3532695.3206 | 0 | 0 | 0 | 0 | 0 | 0 | 0 | 0 | 0 | 0 | 88743.1518 | 0 | 0 | 0 | 0 | 0 | 0 | 0 | 0 | 0 | -93605.5555 | 0 | 0 | 0 | 0 | 0 | 0 | 0
2016-03-07 | 0 | 0 | 0 | 0 | 0 | 0 | 172499.8738 | 426425 | 0 | 0 | 0 | 0 | 294102.2064 | 0 | 0 | 0 | 0 | 0 | 0 | 0 | 3367513.3461 | 0 | 0 | 0 | 0 | 0 | 0 | 0 | 0 | 0 | 0 | -88743.1518 | 0 | 0 | 0 | 0 | 0 | 0 | 0 | 0 | 0 | -165181.9744 | 0 | 0 | 0 | 0 | 0 | 0 | 0
2016-03-07 01:00 | 0 | 0 | 0 | 0 | 0 | 701753.3544 | 1091.4938 | 431649 | 0 | 0 | 0 | 0 | 286317.1722 | 0 | 0 | 0 | 0 | 0 | 0 | 0 | 3646494.2286 | 0 | 0 | 0 | 0 | 0 | 0 | 0 | 0 | 0 | 0 | -7785.0342 | 0 | 0 | 0 | 0 | 0 | 0 | 0 | 0 | 0 | 278980.8824 | 0 | 0 | 0 | 0 | 0 | 0 | 0
2016-03-07 02:00 | 0 | 0 | 0 | 0 | 0 | 56710.9658 | 0 | 424435 | 0 | 0 | 0 | 0 | 197574.0204 | 0 | 0 | 0 | 0 | 0 | 0 | 0 | 3367513.3461 | 0 | 0 | 0 | 0 | 0 | 0 | 0 | 0 | 0 | 0 | -88743.1518 | 0 | 0 | 0 | 0 | 0 | 0 | 0 | 0 | 0 | -278980.8824 | 0 | 0 | 0 | 0 | 0 | 0 | 0
2016-03-07 03:00 | 0 | 0 | 0 | 0 | 0 | 220450.2694 | 0 | 410688 | 0 | 0 | 0 | 0 | 286317.1722 | 0 | 0 | 0 | 0 | 0 | 0 | 0 | 3088532.4637 | 0 | 0 | 0 | 0 | 0 | 0 | 0 | 0 | 0 | 0 | 88743.1518 | 0 | 0 | 0 | 0 | 0 | 0 | 0 | 0 | 0 | -278980.8824 | 0 | 0 | 0 | 0 | 0 | 0 | 0
2016-03-07 04:00 | 0 | 0 | 0 | 0 | 0 | 759455.0342 | 0 | 391731 | 0 | 0 | 0 | 0 | 375060.324 | 0 | 0 | 0 | 0 | 0 | 0 | 0 | 3367513.3461 | 0 | 0 | 0 | 0 | 0 | 0 | 0 | 0 | 0 | 0 | 88743.1518 | 0 | 0 | 0 | 0 | 0 | 0 | 0 | 0 | 0 | 278980.8824 | 0 | 0 | 0 | 0 | 0 | 0 | 0
2016-03-07 05:00 | 0 | 0 | 0 | 0 | 0 | 566585.7306 | 0 | 376348 | 0 | 0 | 0 | 0 | 286317.1722 | 0 | 0 | 0 | 0 | 0 | 0 | 0 | 3646494.2286 | 0 | 0 | 0 | 0 | 0 | 0 | 0 | 0 | 0 | 0 | -88743.1518 | 0 | 0 | 0 | 0 | 0 | 0 | 0 | 0 | 0 | 278980.8824 | 0 | 0 | 0 | 0 | 0 | 0 | 0
2016-03-07 06:00 | 0 | 0 | 0 | 0 | 0 | 175922.2694 | 0 | 366160 | 0 | 0 | 0 | 0 | 375060.324 | 0 | 0 | 0 | 0 | 0 | 0 | 0 | 3367513.3461 | 0 | 0 | 0 | 0 | 0 | 0 | 0 | 0 | 0 | 0 | 88743.1518 | 0 | 0 | 0 | 0 | 0 | 0 | 0 | 0 | 0 | -278980.8824 | 0 | 0 | 0 | 0 | 0 | 0 | 0
2016-03-07 07:00 | 0 | 0 | 0 | 0 | 0 | 0 | 0 | 359939 | 0 | 0 | 0 | 0 | 294102.2064 | 0 | 0 | 0 | 0 | 0 | 0 | 0 | 3088532.4637 | 0 | 0 | 0 | 0 | 0 | 0 | 0 | 0 | 0 | 0 | -80958.1176 | 0 | 0 | 0 | 0 | 0 | 0 | 0 | 0 | 0 | -278980.8824 | 0 | 0 | 0 | 0 | 0 | 0 | 0
2016-03-07 08:00 | 0 | 0 | 0 | 0 | 0 | 548197.7306 | 0 | 357960 | 0 | 0 | 0 | 0 | 205359.0546 | 0 | 0 | 0 | 0 | 0 | 0 | 0 | 3367513.3461 | 0 | 0 | 0 | 0 | 0 | 0 | 0 | 0 | 0 | 0 | -88743.1518 | 0 | 0 | 0 | 0 | 0 | 0 | 0 | 0 | 0 | 278980.8824 | 0 | 0 | 0 | 0 | 0 | 0 | 0
2016-03-07 09:00 | 0 | 0 | 0 | 0 | 0 | 171298.2694 | 0 | 361536 | 0 | 0 | 0 | 0 | 294102.2064 | 0 | 0 | 0 | 0 | 0 | 0 | 0 | 3088532.4637 | 0 | 0 | 0 | 0 | 0 | 0 | 0 | 0 | 0 | 0 | 88743.1518 | 0 | 0 | 0 | 0 | 0 | 0 | 0 | 0 | 0 | -278980.8824 | 0 | 0 | 0 | 0 | 0 | 0 | 0
2016-03-07 10:00 | 0 | 0 | 0 | 0 | 0 | 186473.2694 | 0 | 376711 | 0 | 0 | 0 | 0 | 382845.3582 | 0 | 0 | 0 | 0 | 0 | 0 | 0 | 2809551.5813 | 0 | 0 | 0 | 0 | 0 | 0 | 0 | 0 | 0 | 0 | 88743.1518 | 0 | 0 | 0 | 0 | 0 | 0 | 0 | 0 | 0 | -278980.8824 | 0 | 0 | 0 | 0 | 0 | 0 | 0
2016-03-07 11:00 | 0 | 0 | 0 | 0 | 0 | 40619.9658 | 0 | 408344 | 0 | 0 | 0 | 0 | 294102.2064 | 0 | 0 | 0 | 0 | 0 | 0 | 0 | 2530570.6988 | 0 | 0 | 0 | 0 | 0 | 0 | 0 | 0 | 0 | 0 | -88743.1518 | 0 | 0 | 0 | 0 | 0 | 0 | 0 | 0 | 0 | -278980.8824 | 0 | 0 | 0 | 0 | 0 | 0 | 0
2016-03-07 12:00 | 0 | 0 | 0 | 0 | 0 | 63726.9658 | 0 | 431451 | 0 | 0 | 0 | 0 | 205359.0546 | 0 | 0 | 0 | 0 | 0 | 0 | 0 | 2251589.8164 | 0 | 0 | 0 | 0 | 0 | 0 | 0 | 0 | 0 | 0 | -88743.1518 | 0 | 0 | 0 | 0 | 0 | 0 | 0 | 0 | 0 | -278980.8824 | 0 | 0 | 0 | 0 | 0 | 0 | 0
2016-03-07 13:00 | 0 | 0 | 0 | 0 | 0 | 575651.3638 | 20489.8977 | 436012 | 0 | 0 | 0 | 0 | 294102.2064 | 0 | 0 | 0 | 0 | 0 | 0 | 0 | 2322975.9261 | 0 | 0 | 0 | 0 | 0 | 0 | 0 | 0 | 0 | 0 | 88743.1518 | 0 | 0 | 0 | 0 | 0 | 0 | 0 | 0 | 0 | 71386.1098 | 0 | 0 | 0 | 0 | 0 | 0 | 0
2016-03-07 14:00 | 0 | 0 | 0 | 0 | 0 | 0 | 323405.4965 | 435209 | 0 | 0 | 0 | 0 | 382845.3582 | 0 | 0 | 0 | 0 | 0 | 0 | 0 | 2122429.2709 | 0 | 0 | 0 | 0 | 0 | 0 | 0 | 0 | 0 | 0 | 88743.1518 | 0 | 0 | 0 | 0 | 0 | 0 | 0 | 0 | 0 | -200546.6553 | 0 | 0 | 0 | 0 | 0 | 0 | 0
2016-03-07 15:00 | 0 | 0 | 0 | 0 | 0 | 0 | 575942.8576 | 434992 | 0 | 0 | 0 | 0 | 382845.3582 | 0 | 0 | 0 | 0 | 0 | 0 | 0 | 2263380.1285 | 0 | 0 | 0 | 0 | 0 | 0 | 0 | 0 | 0 | 0 | 0 | 0 | 0 | 0 | 0 | 0 | 0 | 0 | 0 | 0 | 140950.8576 | 0 | 0 | 0 | 0 | 0 | 0 | 0
2016-03-07 16:00 | 0 | 0 | 0 | 0 | 0 | 0 | 637761.9329 | 433605 | 0 | 0 | 0 | 0 | 382845.3582 | 0 | 0 | 0 | 0 | 0 | 0 | 0 | 2467537.0614 | 0 | 0 | 0 | 0 | 0 | 0 | 0 | 0 | 0 | 0 | 0 | 0 | 0 | 0 | 0 | 0 | 0 | 0 | 0 | 0 | 204156.9329 | 0 | 0 | 0 | 0 | 0 | 0 | 0
2016-03-07 17:00 | 0 | 0 | 0 | 0 | 0 | 0 | 654011.5878 | 430155 | 0 | 0 | 0 | 0 | 327721.0636 | 0 | 0 | 0 | 0 | 0 | 0 | 0 | 2746517.9438 | 0 | 0 | 0 | 0 | 0 | 0 | 0 | 0 | 0 | 0 | -55124.2947 | 0 | 0 | 0 | 0 | 0 | 0 | 0 | 0 | 0 | 278980.8824 | 0 | 0 | 0 | 0 | 0 | 0 | 0
2016-03-07 18:00 | 0 | 0 | 0 | 0 | 0 | 0 | 652907.5457 | 428360 | 0 | 0 | 0 | 0 | 273287.7268 | 0 | 0 | 0 | 0 | 0 | 0 | 0 | 3025498.8263 | 0 | 0 | 0 | 0 | 0 | 0 | 0 | 0 | 0 | 0 | -54433.3368 | 0 | 0 | 0 | 0 | 0 | 0 | 0 | 0 | 0 | 278980.8824 | 0 | 0 | 0 | 0 | 0 | 0 | 0
2016-03-07 19:00 | 0 | 0 | 0 | 0 | 0 | 0 | 641569.3966 | 425749 | 0 | 0 | 0 | 0 | 210127.2409 | 0 | 0 | 0 | 0 | 0 | 0 | 0 | 3304479.7087 | 0 | 0 | 0 | 0 | 0 | 0 | 0 | 0 | 0 | 0 | -63160.4859 | 0 | 0 | 0 | 0 | 0 | 0 | 0 | 0 | 0 | 278980.8824 | 0 | 0 | 0 | 0 | 0 | 0 | 0
2016-03-07 20:00 | 0 | 0 | 0 | 0 | 0 | 0 | 626738.8491 | 423283 | 0 | 0 | 0 | 0 | 298870.3927 | 0 | 0 | 0 | 0 | 0 | 0 | 0 | 3419192.4061 | 0 | 0 | 0 | 0 | 0 | 0 | 0 | 0 | 0 | 0 | 88743.1518 | 0 | 0 | 0 | 0 | 0 | 0 | 0 | 0 | 0 | 114712.6973 | 0 | 0 | 0 | 0 | 0 | 0 | 0
2016-03-07 21:00 | 0 | 0 | 0 | 0 | 0 | 0 | 592187.0907 | 422736 | 0 | 0 | 0 | 0 | 382845.3582 | 0 | 0 | 0 | 0 | 0 | 0 | 0 | 3504668.5313 | 0 | 0 | 0 | 0 | 0 | 0 | 0 | 0 | 0 | 0 | 83974.9655 | 0 | 0 | 0 | 0 | 0 | 0 | 0 | 0 | 0 | 85476.1252 | 0 | 0 | 0 | 0 | 0 | 0 | 0
2016-03-07 22:00 | 0 | 0 | 0 | 0 | 0 | 0 | 517548.2731 | 425027 | 0 | 0 | 0 | 0 | 294102.2064 | 0 | 0 | 0 | 0 | 0 | 0 | 0 | 3685932.9562 | 0 | 0 | 0 | 0 | 0 | 0 | 0 | 0 | 0 | 0 | -88743.1518 | 0 | 0 | 0 | 0 | 0 | 0 | 0 | 0 | 0 | 181264.4249 | 0 | 0 | 0 | 0 | 0 | 0 | 0
2016-03-07 23:00 | 0 | 0 | 0 | 0 | 0 | 0 | 357033.9092 | 436129 | 0 | 0 | 0 | 0 | 382845.3582 | 0 | 0 | 0 | 0 | 0 | 0 | 0 | 3518094.7136 | 0 | 0 | 0 | 0 | 0 | 0 | 0 | 0 | 0 | 0 | 88743.1518 | 0 | 0 | 0 | 0 | 0 | 0 | 0 | 0 | 0 | -167838.2425 | 0 | 0 | 0 | 0 | 0 | 0 | 0
2016-03-08 | 0 | 0 | 0 | 0 | 0 | 577670.2745 | 94845.7884 | 448796 | 0 | 0 | 0 | 0 | 327584.5387 | 0 | 0 | 0 | 0 | 0 | 0 | 0 | 3797075.5961 | 0 | 0 | 0 | 0 | 0 | 0 | 0 | 0 | 0 | 0 | -55260.8195 | 0 | 0 | 0 | 0 | 0 | 0 | 0 | 0 | 0 | 278980.8824 | 0 | 0 | 0 | 0 | 0 | 0 | 0
2016-03-08 01:00 | 0 | 0 | 0 | 0 | 0 | 78336.1259 | 1502.8399 | 447563 | 0 | 0 | 0 | 0 | 238841.3869 | 0 | 0 | 0 | 0 | 0 | 0 | 0 | 3518094.7136 | 0 | 0 | 0 | 0 | 0 | 0 | 0 | 0 | 0 | 0 | -88743.1518 | 0 | 0 | 0 | 0 | 0 | 0 | 0 | 0 | 0 | -278980.8824 | 0 | 0 | 0 | 0 | 0 | 0 | 0
2016-03-08 02:00 | 0 | 0 | 0 | 0 | 0 | 626914.7306 | 0 | 436677 | 0 | 0 | 0 | 0 | 150098.2351 | 0 | 0 | 0 | 0 | 0 | 0 | 0 | 3797075.5961 | 0 | 0 | 0 | 0 | 0 | 0 | 0 | 0 | 0 | 0 | -88743.1518 | 0 | 0 | 0 | 0 | 0 | 0 | 0 | 0 | 0 | 278980.8824 | 0 | 0 | 0 | 0 | 0 | 0 | 0
2016-03-08 03:00 | 0 | 0 | 0 | 0 | 0 | 228293.2694 | 0 | 418531 | 0 | 0 | 0 | 0 | 238841.3869 | 0 | 0 | 0 | 0 | 0 | 0 | 0 | 3518094.7136 | 0 | 0 | 0 | 0 | 0 | 0 | 0 | 0 | 0 | 0 | 88743.1518 | 0 | 0 | 0 | 0 | 0 | 0 | 0 | 0 | 0 | -278980.8824 | 0 | 0 | 0 | 0 | 0 | 0 | 0
2016-03-08 04:00 | 0 | 0 | 0 | 0 | 0 | 763191.0342 | 0 | 395467 | 0 | 0 | 0 | 0 | 327584.5387 | 0 | 0 | 0 | 0 | 0 | 0 | 0 | 3797075.5961 | 0 | 0 | 0 | 0 | 0 | 0 | 0 | 0 | 0 | 0 | 88743.1518 | 0 | 0 | 0 | 0 | 0 | 0 | 0 | 0 | 0 | 278980.8824 | 0 | 0 | 0 | 0 | 0 | 0 | 0
2016-03-08 05:00 | 0 | 0 | 0 | 0 | 0 | 6556.9658 | 0 | 374281 | 0 | 0 | 0 | 0 | 238841.3869 | 0 | 0 | 0 | 0 | 0 | 0 | 0 | 3518094.7136 | 0 | 0 | 0 | 0 | 0 | 0 | 0 | 0 | 0 | 0 | -88743.1518 | 0 | 0 | 0 | 0 | 0 | 0 | 0 | 0 | 0 | -278980.8824 | 0 | 0 | 0 | 0 | 0 | 0 | 0
2016-03-08 06:00 | 0 | 0 | 0 | 0 | 0 | 168831.2694 | 0 | 359069 | 0 | 0 | 0 | 0 | 327584.5387 | 0 | 0 | 0 | 0 | 0 | 0 | 0 | 3239113.8312 | 0 | 0 | 0 | 0 | 0 | 0 | 0 | 0 | 0 | 0 | 88743.1518 | 0 | 0 | 0 | 0 | 0 | 0 | 0 | 0 | 0 | -278980.8824 | 0 | 0 | 0 | 0 | 0 | 0 | 0
2016-03-08 07:00 | 0 | 0 | 0 | 0 | 0 | 0 | 0 | 349145 | 0 | 0 | 0 | 0 | 257420.4211 | 0 | 0 | 0 | 0 | 0 | 0 | 0 | 2960132.9488 | 0 | 0 | 0 | 0 | 0 | 0 | 0 | 0 | 0 | 0 | -70164.1176 | 0 | 0 | 0 | 0 | 0 | 0 | 0 | 0 | 0 | -278980.8824 | 0 | 0 | 0 | 0 | 0 | 0 | 0
2016-03-08 08:00 | 0 | 0 | 0 | 0 | 0 | 534504.7306 | 0 | 344267 | 0 | 0 | 0 | 0 | 168677.2694 | 0 | 0 | 0 | 0 | 0 | 0 | 0 | 3239113.8312 | 0 | 0 | 0 | 0 | 0 | 0 | 0 | 0 | 0 | 0 | -88743.1518 | 0 | 0 | 0 | 0 | 0 | 0 | 0 | 0 | 0 | 278980.8824 | 0 | 0 | 0 | 0 | 0 | 0 | 0
2016-03-08 09:00 | 0 | 0 | 0 | 0 | 0 | 156686.2694 | 0 | 346924 | 0 | 0 | 0 | 0 | 257420.4211 | 0 | 0 | 0 | 0 | 0 | 0 | 0 | 2960132.9488 | 0 | 0 | 0 | 0 | 0 | 0 | 0 | 0 | 0 | 0 | 88743.1518 | 0 | 0 | 0 | 0 | 0 | 0 | 0 | 0 | 0 | -278980.8824 | 0 | 0 | 0 | 0 | 0 | 0 | 0
2016-03-08 10:00 | 0 | 0 | 0 | 0 | 0 | 0 | 0 | 358915 | 0 | 0 | 0 | 0 | 177486.3036 | 0 | 0 | 0 | 0 | 0 | 0 | 0 | 2681152.0663 | 0 | 0 | 0 | 0 | 0 | 0 | 0 | 0 | 0 | 0 | -79934.1176 | 0 | 0 | 0 | 0 | 0 | 0 | 0 | 0 | 0 | -278980.8824 | 0 | 0 | 0 | 0 | 0 | 0 | 0
2016-03-08 11:00 | 0 | 0 | 0 | 0 | 0 | 19705.9658 | 0 | 387430 | 0 | 0 | 0 | 0 | 88743.1518 | 0 | 0 | 0 | 0 | 0 | 0 | 0 | 2402171.1839 | 0 | 0 | 0 | 0 | 0 | 0 | 0 | 0 | 0 | 0 | -88743.1518 | 0 | 0 | 0 | 0 | 0 | 0 | 0 | 0 | 0 | -278980.8824 | 0 | 0 | 0 | 0 | 0 | 0 | 0
2016-03-08 12:00 | 0 | 0 | 0 | 0 | 0 | 43529.9658 | 0 | 411254 | 0 | 0 | 0 | 0 | 0 | 0 | 0 | 0 | 0 | 0 | 0 | 0 | 2123190.3014 | 0 | 0 | 0 | 0 | 0 | 0 | 0 | 0 | 0 | 0 | -88743.1518 | 0 | 0 | 0 | 0 | 0 | 0 | 0 | 0 | 0 | -278980.8824 | 0 | 0 | 0 | 0 | 0 | 0 | 0
2016-03-08 13:00 | 0 | 0 | 0 | 0 | 0 | 553302.1968 | 13478.8173 | 419161 | 0 | 0 | 0 | 0 | 88743.1518 | 0 | 0 | 0 | 0 | 0 | 0 | 0 | 2182067.1637 | 0 | 0 | 0 | 0 | 0 | 0 | 0 | 0 | 0 | 0 | 88743.1518 | 0 | 0 | 0 | 0 | 0 | 0 | 0 | 0 | 0 | 58876.8623 | 0 | 0 | 0 | 0 | 0 | 0 | 0
2016-03-08 14:00 | 0 | 0 | 0 | 0 | 0 | 0 | 300338.2438 | 423336 | 0 | 0 | 0 | 0 | 177486.3036 | 0 | 0 | 0 | 0 | 0 | 0 | 0 | 1970326.2557 | 0 | 0 | 0 | 0 | 0 | 0 | 0 | 0 | 0 | 0 | 88743.1518 | 0 | 0 | 0 | 0 | 0 | 0 | 0 | 0 | 0 | -211740.908 | 0 | 0 | 0 | 0 | 0 | 0 | 0
2016-03-08 15:00 | 0 | 0 | 0 | 0 | 0 | 0 | 684319.266 | 425877 | 0 | 0 | 0 | 0 | 156947.6871 | 0 | 0 | 0 | 0 | 0 | 0 | 0 | 2249307.1382 | 0 | 0 | 0 | 0 | 0 | 0 | 0 | 0 | 0 | 0 | -20538.6165 | 0 | 0 | 0 | 0 | 0 | 0 | 0 | 0 | 0 | 278980.8824 | 0 | 0 | 0 | 0 | 0 | 0 | 0
2016-03-08 16:00 | 0 | 0 | 0 | 0 | 0 | 0 | 765672.7645 | 426409 | 0 | 0 | 0 | 0 | 217230.5692 | 0 | 0 | 0 | 0 | 0 | 0 | 0 | 2528288.0206 | 0 | 0 | 0 | 0 | 0 | 0 | 0 | 0 | 0 | 0 | 60282.8821 | 0 | 0 | 0 | 0 | 0 | 0 | 0 | 0 | 0 | 278980.8824 | 0 | 0 | 0 | 0 | 0 | 0 | 0
2016-03-08 17:00 | 0 | 0 | 0 | 0 | 0 | 0 | 756499.218 | 424840 | 0 | 0 | 0 | 0 | 305973.721 | 0 | 0 | 0 | 0 | 0 | 0 | 0 | 2771204.0869 | 0 | 0 | 0 | 0 | 0 | 0 | 0 | 0 | 0 | 0 | 88743.1518 | 0 | 0 | 0 | 0 | 0 | 0 | 0 | 0 | 0 | 242916.0662 | 0 | 0 | 0 | 0 | 0 | 0 | 0
2016-03-08 18:00 | 0 | 0 | 0 | 0 | 0 | 0 | 727337.7557 | 424108 | 0 | 0 | 0 | 0 | 377384.7022 | 0 | 0 | 0 | 0 | 0 | 0 | 0 | 3003022.8614 | 0 | 0 | 0 | 0 | 0 | 0 | 0 | 0 | 0 | 0 | 71410.9812 | 0 | 0 | 0 | 0 | 0 | 0 | 0 | 0 | 0 | 231818.7745 | 0 | 0 | 0 | 0 | 0 | 0 | 0
2016-03-08 19:00 | 0 | 0 | 0 | 0 | 0 | 0 | 696241.7243 | 423858 | 0 | 0 | 0 | 0 | 370787.544 | 0 | 0 | 0 | 0 | 0 | 0 | 0 | 3282003.7438 | 0 | 0 | 0 | 0 | 0 | 0 | 0 | 0 | 0 | 0 | -6597.1582 | 0 | 0 | 0 | 0 | 0 | 0 | 0 | 0 | 0 | 278980.8824 | 0 | 0 | 0 | 0 | 0 | 0 | 0
2016-03-08 20:00 | 0 | 0 | 0 | 0 | 0 | 0 | 678272.459 | 422736 | 0 | 0 | 0 | 0 | 347343.1206 | 0 | 0 | 0 | 0 | 0 | 0 | 0 | 3560984.6263 | 0 | 0 | 0 | 0 | 0 | 0 | 0 | 0 | 0 | 0 | -23444.4234 | 0 | 0 | 0 | 0 | 0 | 0 | 0 | 0 | 0 | 278980.8824 | 0 | 0 | 0 | 0 | 0 | 0 | 0
2016-03-08 21:00 | 0 | 0 | 0 | 0 | 0 | 0 | 648523.9683 | 422784 | 0 | 0 | 0 | 0 | 294102.2064 | 0 | 0 | 0 | 0 | 0 | 0 | 0 | 3839965.5087 | 0 | 0 | 0 | 0 | 0 | 0 | 0 | 0 | 0 | 0 | -53240.9141 | 0 | 0 | 0 | 0 | 0 | 0 | 0 | 0 | 0 | 278980.8824 | 0 | 0 | 0 | 0 | 0 | 0 | 0
2016-03-08 22:00 | 0 | 0 | 0 | 0 | 0 | 0 | 584458.6148 | 424813 | 0 | 0 | 0 | 0 | 382845.3582 | 0 | 0 | 0 | 0 | 0 | 0 | 0 | 3910867.9718 | 0 | 0 | 0 | 0 | 0 | 0 | 0 | 0 | 0 | 0 | 88743.1518 | 0 | 0 | 0 | 0 | 0 | 0 | 0 | 0 | 0 | 70902.463 | 0 | 0 | 0 | 0 | 0 | 0 | 0
2016-03-08 23:00 | 0 | 0 | 0 | 0 | 0 | 0 | 423698.6859 | 433883 | 0 | 0 | 0 | 0 | 294102.2064 | 0 | 0 | 0 | 0 | 0 | 0 | 0 | 3989426.8095 | 0 | 0 | 0 | 0 | 0 | 0 | 0 | 0 | 0 | 0 | -88743.1518 | 0 | 0 | 0 | 0 | 0 | 0 | 0 | 0 | 0 | 78558.8377 | 0 | 0 | 0 | 0 | 0 | 0 | 0
2016-03-09 | 0 | 0 | 0 | 0 | 0 | 0 | 147252.5958 | 446635 | 0 | 0 | 0 | 0 | 205359.0546 | 0 | 0 | 0 | 0 | 0 | 0 | 0 | 3778787.5571 | 0 | 0 | 0 | 0 | 0 | 0 | 0 | 0 | 0 | 0 | -88743.1518 | 0 | 0 | 0 | 0 | 0 | 0 | 0 | 0 | 0 | -210639.2524 | 0 | 0 | 0 | 0 | 0 | 0 | 0
2016-03-09 01:00 | 0 | 0 | 0 | 0 | 0 | 291065.8674 | 1546.2376 | 445107 | 0 | 0 | 0 | 0 | 294102.2064 | 0 | 0 | 0 | 0 | 0 | 0 | 0 | 3537549.5102 | 0 | 0 | 0 | 0 | 0 | 0 | 0 | 0 | 0 | 0 | 88743.1518 | 0 | 0 | 0 | 0 | 0 | 0 | 0 | 0 | 0 | -241238.0469 | 0 | 0 | 0 | 0 | 0 | 0 | 0
2016-03-09 02:00 | 0 | 0 | 0 | 0 | 0 | 294216.3584 | 0 | 432794 | 0 | 0 | 0 | 0 | 205359.0546 | 0 | 0 | 0 | 0 | 0 | 0 | 0 | 3487715.0204 | 0 | 0 | 0 | 0 | 0 | 0 | 0 | 0 | 0 | 0 | -88743.1518 | 0 | 0 | 0 | 0 | 0 | 0 | 0 | 0 | 0 | -49834.4898 | 0 | 0 | 0 | 0 | 0 | 0 | 0
2016-03-09 03:00 | 0 | 0 | 0 | 0 | 0 | 274641.1985 | 0 | 413765 | 0 | 0 | 0 | 0 | 294102.2064 | 0 | 0 | 0 | 0 | 0 | 0 | 0 | 3259848.0671 | 0 | 0 | 0 | 0 | 0 | 0 | 0 | 0 | 0 | 0 | 88743.1518 | 0 | 0 | 0 | 0 | 0 | 0 | 0 | 0 | 0 | -227866.9533 | 0 | 0 | 0 | 0 | 0 | 0 | 0
2016-03-09 04:00 | 0 | 0 | 0 | 0 | 0 | 250457.6699 | 0 | 389747 | 0 | 0 | 0 | 0 | 382845.3582 | 0 | 0 | 0 | 0 | 0 | 0 | 0 | 3031815.5853 | 0 | 0 | 0 | 0 | 0 | 0 | 0 | 0 | 0 | 0 | 88743.1518 | 0 | 0 | 0 | 0 | 0 | 0 | 0 | 0 | 0 | -228032.4818 | 0 | 0 | 0 | 0 | 0 | 0 | 0
2016-03-09 05:00 | 0 | 0 | 0 | 0 | 0 | 73.9658 | 0 | 367798 | 0 | 0 | 0 | 0 | 294102.2064 | 0 | 0 | 0 | 0 | 0 | 0 | 0 | 2752834.7028 | 0 | 0 | 0 | 0 | 0 | 0 | 0 | 0 | 0 | 0 | -88743.1518 | 0 | 0 | 0 | 0 | 0 | 0 | 0 | 0 | 0 | -278980.8824 | 0 | 0 | 0 | 0 | 0 | 0 | 0
2016-03-09 06:00 | 0 | 0 | 0 | 0 | 0 | 231232.1223 | 0 | 350590 | 0 | 0 | 0 | 0 | 205359.0546 | 0 | 0 | 0 | 0 | 0 | 0 | 0 | 2722219.9769 | 0 | 0 | 0 | 0 | 0 | 0 | 0 | 0 | 0 | 0 | -88743.1518 | 0 | 0 | 0 | 0 | 0 | 0 | 0 | 0 | 0 | -30614.7259 | 0 | 0 | 0 | 0 | 0 | 0 | 0
2016-03-09 07:00 | 0 | 0 | 0 | 0 | 0 | 149267.2694 | 0 | 339505 | 0 | 0 | 0 | 0 | 294102.2064 | 0 | 0 | 0 | 0 | 0 | 0 | 0 | 2443239.0945 | 0 | 0 | 0 | 0 | 0 | 0 | 0 | 0 | 0 | 0 | 88743.1518 | 0 | 0 | 0 | 0 | 0 | 0 | 0 | 0 | 0 | -278980.8824 | 0 | 0 | 0 | 0 | 0 | 0 | 0
2016-03-09 08:00 | 0 | 0 | 0 | 0 | 0 | 144303.2694 | 0 | 334541 | 0 | 0 | 0 | 0 | 382845.3582 | 0 | 0 | 0 | 0 | 0 | 0 | 0 | 2164258.212 | 0 | 0 | 0 | 0 | 0 | 0 | 0 | 0 | 0 | 0 | 88743.1518 | 0 | 0 | 0 | 0 | 0 | 0 | 0 | 0 | 0 | -278980.8824 | 0 | 0 | 0 | 0 | 0 | 0 | 0
2016-03-09 09:00 | 0 | 0 | 0 | 0 | 0 | 250686.2262 | 0 | 336101 | 0 | 0 | 0 | 0 | 294102.2064 | 0 | 0 | 0 | 0 | 0 | 0 | 0 | 2167586.59 | 0 | 0 | 0 | 0 | 0 | 0 | 0 | 0 | 0 | 0 | -88743.1518 | 0 | 0 | 0 | 0 | 0 | 0 | 0 | 0 | 0 | 3328.378 | 0 | 0 | 0 | 0 | 0 | 0 | 0
2016-03-09 10:00 | 0 | 0 | 0 | 0 | 0 | 0 | 0 | 349279 | 0 | 0 | 0 | 0 | 205359.0546 | 0 | 0 | 0 | 0 | 0 | 0 | 0 | 1907050.7418 | 0 | 0 | 0 | 0 | 0 | 0 | 0 | 0 | 0 | 0 | -88743.1518 | 0 | 0 | 0 | 0 | 0 | 0 | 0 | 0 | 0 | -260535.8482 | 0 | 0 | 0 | 0 | 0 | 0 | 0
2016-03-09 11:00 | 0 | 0 | 0 | 0 | 0 | 7637.9658 | 0 | 375362 | 0 | 0 | 0 | 0 | 116615.9029 | 0 | 0 | 0 | 0 | 0 | 0 | 0 | 1628069.8594 | 0 | 0 | 0 | 0 | 0 | 0 | 0 | 0 | 0 | 0 | -88743.1518 | 0 | 0 | 0 | 0 | 0 | 0 | 0 | 0 | 0 | -278980.8824 | 0 | 0 | 0 | 0 | 0 | 0 | 0
2016-03-09 12:00 | 0 | 0 | 0 | 0 | 0 | 225910.0094 | 0 | 399305 | 0 | 0 | 0 | 0 | 205359.0546 | 0 | 0 | 0 | 0 | 0 | 0 | 0 | 1365931.717 | 0 | 0 | 0 | 0 | 0 | 0 | 0 | 0 | 0 | 0 | 88743.1518 | 0 | 0 | 0 | 0 | 0 | 0 | 0 | 0 | 0 | -262138.1424 | 0 | 0 | 0 | 0 | 0 | 0 | 0
2016-03-09 13:00 | 0 | 0 | 0 | 0 | 0 | 196005.4331 | 12065.2343 | 409712 | 0 | 0 | 0 | 0 | 116615.9029 | 0 | 0 | 0 | 0 | 0 | 0 | 0 | 1253033.5361 | 0 | 0 | 0 | 0 | 0 | 0 | 0 | 0 | 0 | 0 | -88743.1518 | 0 | 0 | 0 | 0 | 0 | 0 | 0 | 0 | 0 | -112898.1808 | 0 | 0 | 0 | 0 | 0 | 0 | 0
2016-03-09 14:00 | 0 | 0 | 0 | 0 | 0 | 0 | 299188.9137 | 415738 | 0 | 0 | 0 | 0 | 205359.0546 | 0 | 0 | 0 | 0 | 0 | 0 | 0 | 1047741.298 | 0 | 0 | 0 | 0 | 0 | 0 | 0 | 0 | 0 | 0 | 88743.1518 | 0 | 0 | 0 | 0 | 0 | 0 | 0 | 0 | 0 | -205292.2381 | 0 | 0 | 0 | 0 | 0 | 0 | 0
2016-03-09 15:00 | 0 | 0 | 0 | 0 | 0 | 0 | 619127.6596 | 420814 | 0 | 0 | 0 | 0 | 124691.8318 | 0 | 0 | 0 | 0 | 0 | 0 | 0 | 1326722.1805 | 0 | 0 | 0 | 0 | 0 | 0 | 0 | 0 | 0 | 0 | -80667.2228 | 0 | 0 | 0 | 0 | 0 | 0 | 0 | 0 | 0 | 278980.8824 | 0 | 0 | 0 | 0 | 0 | 0 | 0
2016-03-09 16:00 | 0 | 0 | 0 | 0 | 0 | 0 | 722597.2033 | 423758 | 0 | 0 | 0 | 0 | 144550.1527 | 0 | 0 | 0 | 0 | 0 | 0 | 0 | 1605703.0629 | 0 | 0 | 0 | 0 | 0 | 0 | 0 | 0 | 0 | 0 | 19858.3209 | 0 | 0 | 0 | 0 | 0 | 0 | 0 | 0 | 0 | 278980.8824 | 0 | 0 | 0 | 0 | 0 | 0 | 0
2016-03-09 17:00 | 0 | 0 | 0 | 0 | 0 | 0 | 734810.6709 | 424288 | 0 | 0 | 0 | 0 | 224162.944 | 0 | 0 | 0 | 0 | 0 | 0 | 0 | 1836612.9426 | 0 | 0 | 0 | 0 | 0 | 0 | 0 | 0 | 0 | 0 | 79612.7913 | 0 | 0 | 0 | 0 | 0 | 0 | 0 | 0 | 0 | 230909.8797 | 0 | 0 | 0 | 0 | 0 | 0 | 0
2016-03-09 18:00 | 0 | 0 | 0 | 0 | 0 | 0 | 725920.7504 | 424566 | 0 | 0 | 0 | 0 | 246536.8119 | 0 | 0 | 0 | 0 | 0 | 0 | 0 | 2115593.825 | 0 | 0 | 0 | 0 | 0 | 0 | 0 | 0 | 0 | 0 | 22373.8679 | 0 | 0 | 0 | 0 | 0 | 0 | 0 | 0 | 0 | 278980.8824 | 0 | 0 | 0 | 0 | 0 | 0 | 0
2016-03-09 19:00 | 0 | 0 | 0 | 0 | 0 | 0 | 718258.9004 | 424719 | 0 | 0 | 0 | 0 | 335279.9637 | 0 | 0 | 0 | 0 | 0 | 0 | 0 | 2320390.5736 | 0 | 0 | 0 | 0 | 0 | 0 | 0 | 0 | 0 | 0 | 88743.1518 | 0 | 0 | 0 | 0 | 0 | 0 | 0 | 0 | 0 | 204796.7486 | 0 | 0 | 0 | 0 | 0 | 0 | 0
2016-03-09 20:00 | 0 | 0 | 0 | 0 | 0 | 0 | 726368.0532 | 423876 | 0 | 0 | 0 | 0 | 358791.1345 | 0 | 0 | 0 | 0 | 0 | 0 | 0 | 2599371.456 | 0 | 0 | 0 | 0 | 0 | 0 | 0 | 0 | 0 | 0 | 23511.1707 | 0 | 0 | 0 | 0 | 0 | 0 | 0 | 0 | 0 | 278980.8824 | 0 | 0 | 0 | 0 | 0 | 0 | 0
2016-03-09 21:00 | 0 | 0 | 0 | 0 | 0 | 0 | 727528.1062 | 424493 | 0 | 0 | 0 | 0 | 382845.3582 | 0 | 0 | 0 | 0 | 0 | 0 | 0 | 2878352.3385 | 0 | 0 | 0 | 0 | 0 | 0 | 0 | 0 | 0 | 0 | 24054.2238 | 0 | 0 | 0 | 0 | 0 | 0 | 0 | 0 | 0 | 278980.8824 | 0 | 0 | 0 | 0 | 0 | 0 | 0
2016-03-09 22:00 | 0 | 0 | 0 | 0 | 0 | 0 | 687225.2813 | 426869 | 0 | 0 | 0 | 0 | 364220.7571 | 0 | 0 | 0 | 0 | 0 | 0 | 0 | 3157333.2209 | 0 | 0 | 0 | 0 | 0 | 0 | 0 | 0 | 0 | 0 | -18624.6011 | 0 | 0 | 0 | 0 | 0 | 0 | 0 | 0 | 0 | 278980.8824 | 0 | 0 | 0 | 0 | 0 | 0 | 0
2016-03-09 23:00 | 0 | 0 | 0 | 0 | 0 | 0 | 519919.5574 | 436308 | 0 | 0 | 0 | 0 | 354972.6072 | 0 | 0 | 0 | 0 | 0 | 0 | 0 | 3250192.9282 | 0 | 0 | 0 | 0 | 0 | 0 | 0 | 0 | 0 | 0 | -9248.1499 | 0 | 0 | 0 | 0 | 0 | 0 | 0 | 0 | 0 | 92859.7073 | 0 | 0 | 0 | 0 | 0 | 0 | 0
2016-03-10 | 0 | 0 | 0 | 0 | 0 | 0 | 158570.3219 | 446277 | 0 | 0 | 0 | 0 | 266229.4554 | 0 | 0 | 0 | 0 | 0 | 0 | 0 | 3051229.4019 | 0 | 0 | 0 | 0 | 0 | 0 | 0 | 0 | 0 | 0 | -88743.1518 | 0 | 0 | 0 | 0 | 0 | 0 | 0 | 0 | 0 | -198963.5263 | 0 | 0 | 0 | 0 | 0 | 0 | 0
2016-03-10 01:00 | 0 | 0 | 0 | 0 | 0 | 229588.1057 | 2480.9747 | 443311 | 0 | 0 | 0 | 0 | 177486.3036 | 0 | 0 | 0 | 0 | 0 | 0 | 0 | 2928730.6341 | 0 | 0 | 0 | 0 | 0 | 0 | 0 | 0 | 0 | 0 | -88743.1518 | 0 | 0 | 0 | 0 | 0 | 0 | 0 | 0 | 0 | -122498.7678 | 0 | 0 | 0 | 0 | 0 | 0 | 0
2016-03-10 02:00 | 0 | 0 | 0 | 0 | 0 | 257502.5363 | 0 | 431802 | 0 | 0 | 0 | 0 | 266229.4554 | 0 | 0 | 0 | 0 | 0 | 0 | 0 | 2665688.0186 | 0 | 0 | 0 | 0 | 0 | 0 | 0 | 0 | 0 | 0 | 88743.1518 | 0 | 0 | 0 | 0 | 0 | 0 | 0 | 0 | 0 | -263042.6155 | 0 | 0 | 0 | 0 | 0 | 0 | 0
2016-03-10 03:00 | 0 | 0 | 0 | 0 | 0 | 259101.5727 | 0 | 412417 | 0 | 0 | 0 | 0 | 177486.3036 | 0 | 0 | 0 | 0 | 0 | 0 | 0 | 2601115.7431 | 0 | 0 | 0 | 0 | 0 | 0 | 0 | 0 | 0 | 0 | -88743.1518 | 0 | 0 | 0 | 0 | 0 | 0 | 0 | 0 | 0 | -64572.2755 | 0 | 0 | 0 | 0 | 0 | 0 | 0
2016-03-10 04:00 | 0 | 0 | 0 | 0 | 0 | 244758.9384 | 0 | 387558 | 0 | 0 | 0 | 0 | 88743.1518 | 0 | 0 | 0 | 0 | 0 | 0 | 0 | 2547059.8333 | 0 | 0 | 0 | 0 | 0 | 0 | 0 | 0 | 0 | 0 | -88743.1518 | 0 | 0 | 0 | 0 | 0 | 0 | 0 | 0 | 0 | -54055.9098 | 0 | 0 | 0 | 0 | 0 | 0 | 0
2016-03-10 05:00 | 0 | 0 | 0 | 0 | 0 | 232637.5138 | 0 | 365298 | 0 | 0 | 0 | 0 | 177486.3036 | 0 | 0 | 0 | 0 | 0 | 0 | 0 | 2325656.1953 | 0 | 0 | 0 | 0 | 0 | 0 | 0 | 0 | 0 | 0 | 88743.1518 | 0 | 0 | 0 | 0 | 0 | 0 | 0 | 0 | 0 | -221403.638 | 0 | 0 | 0 | 0 | 0 | 0 | 0
2016-03-10 06:00 | 0 | 0 | 0 | 0 | 0 | 0 | 0 | 348775 | 0 | 0 | 0 | 0 | 88743.1518 | 0 | 0 | 0 | 0 | 0 | 0 | 0 | 2065624.3471 | 0 | 0 | 0 | 0 | 0 | 0 | 0 | 0 | 0 | 0 | -88743.1518 | 0 | 0 | 0 | 0 | 0 | 0 | 0 | 0 | 0 | -260031.8482 | 0 | 0 | 0 | 0 | 0 | 0 | 0
2016-03-10 07:00 | 0 | 0 | 0 | 0 | 0 | 0 | 0 | 337334 | 0 | 0 | 0 | 0 | 0 | 0 | 0 | 0 | 0 | 0 | 0 | 0 | 1817033.4989 | 0 | 0 | 0 | 0 | 0 | 0 | 0 | 0 | 0 | 0 | -88743.1518 | 0 | 0 | 0 | 0 | 0 | 0 | 0 | 0 | 0 | -248590.8482 | 0 | 0 | 0 | 0 | 0 | 0 | 0
2016-03-10 08:00 | 0 | 0 | 0 | 0 | 0 | 269555.5932 | 0 | 331475 | 0 | 0 | 0 | 0 | 88743.1518 | 0 | 0 | 0 | 0 | 0 | 0 | 0 | 1666370.9403 | 0 | 0 | 0 | 0 | 0 | 0 | 0 | 0 | 0 | 0 | 88743.1518 | 0 | 0 | 0 | 0 | 0 | 0 | 0 | 0 | 0 | -150662.5586 | 0 | 0 | 0 | 0 | 0 | 0 | 0
2016-03-10 09:00 | 0 | 0 | 0 | 0 | 0 | 292383.8848 | 0 | 332082 | 0 | 0 | 0 | 0 | 177486.3036 | 0 | 0 | 0 | 0 | 0 | 0 | 0 | 1537929.6733 | 0 | 0 | 0 | 0 | 0 | 0 | 0 | 0 | 0 | 0 | 88743.1518 | 0 | 0 | 0 | 0 | 0 | 0 | 0 | 0 | 0 | -128441.267 | 0 | 0 | 0 | 0 | 0 | 0 | 0
2016-03-10 10:00 | 0 | 0 | 0 | 0 | 0 | 65122.1176 | 0 | 344103 | 0 | 0 | 0 | 0 | 177486.3036 | 0 | 0 | 0 | 0 | 0 | 0 | 0 | 1258948.7909 | 0 | 0 | 0 | 0 | 0 | 0 | 0 | 0 | 0 | 0 | 0 | 0 | 0 | 0 | 0 | 0 | 0 | 0 | 0 | 0 | -278980.8824 | 0 | 0 | 0 | 0 | 0 | 0 | 0
2016-03-10 11:00 | 0 | 0 | 0 | 0 | 0 | 470.9658 | 0 | 368195 | 0 | 0 | 0 | 0 | 88743.1518 | 0 | 0 | 0 | 0 | 0 | 0 | 0 | 979967.9084 | 0 | 0 | 0 | 0 | 0 | 0 | 0 | 0 | 0 | 0 | -88743.1518 | 0 | 0 | 0 | 0 | 0 | 0 | 0 | 0 | 0 | -278980.8824 | 0 | 0 | 0 | 0 | 0 | 0 | 0
2016-03-10 12:00 | 0 | 0 | 0 | 0 | 0 | 348233.3621 | 0 | 393405 | 0 | 0 | 0 | 0 | 0 | 0 | 0 | 0 | 0 | 0 | 0 | 0 | 1023539.4224 | 0 | 0 | 0 | 0 | 0 | 0 | 0 | 0 | 0 | 0 | -88743.1518 | 0 | 0 | 0 | 0 | 0 | 0 | 0 | 0 | 0 | 43571.5139 | 0 | 0 | 0 | 0 | 0 | 0 | 0
2016-03-10 13:00 | 0 | 0 | 0 | 0 | 0 | 309011.36 | 21317.0622 | 406887 | 0 | 0 | 0 | 0 | 0 | 0 | 0 | 0 | 0 | 0 | 0 | 0 | 946980.8445 | 0 | 0 | 0 | 0 | 0 | 0 | 0 | 0 | 0 | 0 | 0 | 0 | 0 | 0 | 0 | 0 | 0 | 0 | 0 | 0 | -76558.5779 | 0 | 0 | 0 | 0 | 0 | 0 | 0
2016-03-10 14:00 | 0 | 0 | 0 | 0 | 0 | 0 | 385625.764 | 416430 | 0 | 0 | 0 | 0 | 0 | 0 | 0 | 0 | 0 | 0 | 0 | 0 | 916176.6085 | 0 | 0 | 0 | 0 | 0 | 0 | 0 | 0 | 0 | 0 | 0 | 0 | 0 | 0 | 0 | 0 | 0 | 0 | 0 | 0 | -30804.236 | 0 | 0 | 0 | 0 | 0 | 0 | 0
2016-03-10 15:00 | 0 | 0 | 0 | 0 | 0 | 0 | 703064.8824 | 424084 | 0 | 0 | 0 | 0 | 0 | 0 | 0 | 0 | 0 | 0 | 0 | 0 | 1195157.491 | 0 | 0 | 0 | 0 | 0 | 0 | 0 | 0 | 0 | 0 | 0 | 0 | 0 | 0 | 0 | 0 | 0 | 0 | 0 | 0 | 278980.8824 | 0 | 0 | 0 | 0 | 0 | 0 | 0
2016-03-10 16:00 | 0 | 0 | 0 | 0 | 0 | 0 | 795059.0342 | 427335 | 0 | 0 | 0 | 0 | 88743.1518 | 0 | 0 | 0 | 0 | 0 | 0 | 0 | 1474138.3734 | 0 | 0 | 0 | 0 | 0 | 0 | 0 | 0 | 0 | 0 | 88743.1518 | 0 | 0 | 0 | 0 | 0 | 0 | 0 | 0 | 0 | 278980.8824 | 0 | 0 | 0 | 0 | 0 | 0 | 0
2016-03-10 17:00 | 0 | 0 | 0 | 0 | 0 | 0 | 796590.0342 | 428866 | 0 | 0 | 0 | 0 | 177486.3036 | 0 | 0 | 0 | 0 | 0 | 0 | 0 | 1753119.2559 | 0 | 0 | 0 | 0 | 0 | 0 | 0 | 0 | 0 | 0 | 88743.1518 | 0 | 0 | 0 | 0 | 0 | 0 | 0 | 0 | 0 | 278980.8824 | 0 | 0 | 0 | 0 | 0 | 0 | 0
2016-03-10 18:00 | 0 | 0 | 0 | 0 | 0 | 0 | 796808.108 | 430572 | 0 | 0 | 0 | 0 | 264741.5292 | 0 | 0 | 0 | 0 | 0 | 0 | 0 | 2032100.1383 | 0 | 0 | 0 | 0 | 0 | 0 | 0 | 0 | 0 | 0 | 87255.2256 | 0 | 0 | 0 | 0 | 0 | 0 | 0 | 0 | 0 | 278980.8824 | 0 | 0 | 0 | 0 | 0 | 0 | 0
2016-03-10 19:00 | 0 | 0 | 0 | 0 | 0 | 0 | 781660.1638 | 431701 | 0 | 0 | 0 | 0 | 335719.8105 | 0 | 0 | 0 | 0 | 0 | 0 | 0 | 2311081.0208 | 0 | 0 | 0 | 0 | 0 | 0 | 0 | 0 | 0 | 0 | 70978.2813 | 0 | 0 | 0 | 0 | 0 | 0 | 0 | 0 | 0 | 278980.8824 | 0 | 0 | 0 | 0 | 0 | 0 | 0
2016-03-10 20:00 | 0 | 0 | 0 | 0 | 0 | 0 | 758257.4302 | 432151 | 0 | 0 | 0 | 0 | 382845.3582 | 0 | 0 | 0 | 0 | 0 | 0 | 0 | 2590061.9032 | 0 | 0 | 0 | 0 | 0 | 0 | 0 | 0 | 0 | 0 | 47125.5478 | 0 | 0 | 0 | 0 | 0 | 0 | 0 | 0 | 0 | 278980.8824 | 0 | 0 | 0 | 0 | 0 | 0 | 0
2016-03-10 21:00 | 0 | 0 | 0 | 0 | 0 | 0 | 711996.8824 | 433016 | 0 | 0 | 0 | 0 | 382845.3582 | 0 | 0 | 0 | 0 | 0 | 0 | 0 | 2869042.7856 | 0 | 0 | 0 | 0 | 0 | 0 | 0 | 0 | 0 | 0 | 0 | 0 | 0 | 0 | 0 | 0 | 0 | 0 | 0 | 0 | 278980.8824 | 0 | 0 | 0 | 0 | 0 | 0 | 0
2016-03-10 22:00 | 0 | 0 | 0 | 0 | 0 | 0 | 713615.8824 | 434635 | 0 | 0 | 0 | 0 | 382845.3582 | 0 | 0 | 0 | 0 | 0 | 0 | 0 | 3148023.6681 | 0 | 0 | 0 | 0 | 0 | 0 | 0 | 0 | 0 | 0 | 0 | 0 | 0 | 0 | 0 | 0 | 0 | 0 | 0 | 0 | 278980.8824 | 0 | 0 | 0 | 0 | 0 | 0 | 0
2016-03-10 23:00 | 0 | 0 | 0 | 0 | 0 | 0 | 585475.171 | 440543 | 0 | 0 | 0 | 0 | 294102.2064 | 0 | 0 | 0 | 0 | 0 | 0 | 0 | 3381698.9909 | 0 | 0 | 0 | 0 | 0 | 0 | 0 | 0 | 0 | 0 | -88743.1518 | 0 | 0 | 0 | 0 | 0 | 0 | 0 | 0 | 0 | 233675.3228 | 0 | 0 | 0 | 0 | 0 | 0 | 0
2016-03-11 | 0 | 0 | 0 | 0 | 0 | 433394.4039 | 186334.8582 | 448569 | 0 | 0 | 0 | 0 | 242675.5364 | 0 | 0 | 0 | 0 | 0 | 0 | 0 | 3604285.923 | 0 | 0 | 0 | 0 | 0 | 0 | 0 | 0 | 0 | 0 | -51426.67 | 0 | 0 | 0 | 0 | 0 | 0 | 0 | 0 | 0 | 222586.9321 | 0 | 0 | 0 | 0 | 0 | 0 | 0
2016-03-11 01:00 | 0 | 0 | 0 | 0 | 0 | 550106.5202 | 3014.3257 | 447010 | 0 | 0 | 0 | 0 | 331418.6882 | 0 | 0 | 0 | 0 | 0 | 0 | 0 | 3621653.6172 | 0 | 0 | 0 | 0 | 0 | 0 | 0 | 0 | 0 | 0 | 88743.1518 | 0 | 0 | 0 | 0 | 0 | 0 | 0 | 0 | 0 | 17367.6942 | 0 | 0 | 0 | 0 | 0 | 0 | 0
2016-03-11 02:00 | 0 | 0 | 0 | 0 | 0 | 68530.9658 | 0 | 436255 | 0 | 0 | 0 | 0 | 242675.5364 | 0 | 0 | 0 | 0 | 0 | 0 | 0 | 3342672.7347 | 0 | 0 | 0 | 0 | 0 | 0 | 0 | 0 | 0 | 0 | -88743.1518 | 0 | 0 | 0 | 0 | 0 | 0 | 0 | 0 | 0 | -278980.8824 | 0 | 0 | 0 | 0 | 0 | 0 | 0
2016-03-11 03:00 | 0 | 0 | 0 | 0 | 0 | 226772.2694 | 0 | 417010 | 0 | 0 | 0 | 0 | 331418.6882 | 0 | 0 | 0 | 0 | 0 | 0 | 0 | 3063691.8523 | 0 | 0 | 0 | 0 | 0 | 0 | 0 | 0 | 0 | 0 | 88743.1518 | 0 | 0 | 0 | 0 | 0 | 0 | 0 | 0 | 0 | -278980.8824 | 0 | 0 | 0 | 0 | 0 | 0 | 0
2016-03-11 04:00 | 0 | 0 | 0 | 0 | 0 | 698012.5182 | 0 | 392696 | 0 | 0 | 0 | 0 | 357754.324 | 0 | 0 | 0 | 0 | 0 | 0 | 0 | 3342672.7347 | 0 | 0 | 0 | 0 | 0 | 0 | 0 | 0 | 0 | 0 | 26335.6358 | 0 | 0 | 0 | 0 | 0 | 0 | 0 | 0 | 0 | 278980.8824 | 0 | 0 | 0 | 0 | 0 | 0 | 0
2016-03-11 05:00 | 0 | 0 | 0 | 0 | 0 | 3861.9658 | 0 | 371586 | 0 | 0 | 0 | 0 | 269011.1722 | 0 | 0 | 0 | 0 | 0 | 0 | 0 | 3063691.8523 | 0 | 0 | 0 | 0 | 0 | 0 | 0 | 0 | 0 | 0 | -88743.1518 | 0 | 0 | 0 | 0 | 0 | 0 | 0 | 0 | 0 | -278980.8824 | 0 | 0 | 0 | 0 | 0 | 0 | 0
2016-03-11 06:00 | 0 | 0 | 0 | 0 | 0 | 164425.2694 | 0 | 354663 | 0 | 0 | 0 | 0 | 357754.324 | 0 | 0 | 0 | 0 | 0 | 0 | 0 | 2784710.9698 | 0 | 0 | 0 | 0 | 0 | 0 | 0 | 0 | 0 | 0 | 88743.1518 | 0 | 0 | 0 | 0 | 0 | 0 | 0 | 0 | 0 | -278980.8824 | 0 | 0 | 0 | 0 | 0 | 0 | 0
2016-03-11 07:00 | 0 | 0 | 0 | 0 | 0 | 0 | 0 | 342633 | 0 | 0 | 0 | 0 | 294102.2064 | 0 | 0 | 0 | 0 | 0 | 0 | 0 | 2505730.0874 | 0 | 0 | 0 | 0 | 0 | 0 | 0 | 0 | 0 | 0 | -63652.1176 | 0 | 0 | 0 | 0 | 0 | 0 | 0 | 0 | 0 | -278980.8824 | 0 | 0 | 0 | 0 | 0 | 0 | 0
2016-03-11 08:00 | 0 | 0 | 0 | 0 | 0 | 0 | 0 | 336132 | 0 | 0 | 0 | 0 | 205359.0546 | 0 | 0 | 0 | 0 | 0 | 0 | 0 | 2258341.2392 | 0 | 0 | 0 | 0 | 0 | 0 | 0 | 0 | 0 | 0 | -88743.1518 | 0 | 0 | 0 | 0 | 0 | 0 | 0 | 0 | 0 | -247388.8482 | 0 | 0 | 0 | 0 | 0 | 0 | 0
2016-03-11 09:00 | 0 | 0 | 0 | 0 | 0 | 690645.6968 | 0 | 336078 | 0 | 0 | 0 | 0 | 294102.2064 | 0 | 0 | 0 | 0 | 0 | 0 | 0 | 2524165.7842 | 0 | 0 | 0 | 0 | 0 | 0 | 0 | 0 | 0 | 0 | 88743.1518 | 0 | 0 | 0 | 0 | 0 | 0 | 0 | 0 | 0 | 265824.545 | 0 | 0 | 0 | 0 | 0 | 0 | 0
2016-03-11 10:00 | 0 | 0 | 0 | 0 | 0 | 155258.2694 | 0 | 345496 | 0 | 0 | 0 | 0 | 382845.3582 | 0 | 0 | 0 | 0 | 0 | 0 | 0 | 2245184.9017 | 0 | 0 | 0 | 0 | 0 | 0 | 0 | 0 | 0 | 0 | 88743.1518 | 0 | 0 | 0 | 0 | 0 | 0 | 0 | 0 | 0 | -278980.8824 | 0 | 0 | 0 | 0 | 0 | 0 | 0
2016-03-11 11:00 | 0 | 0 | 0 | 0 | 0 | 2527.9658 | 0 | 370252 | 0 | 0 | 0 | 0 | 294102.2064 | 0 | 0 | 0 | 0 | 0 | 0 | 0 | 1966204.0193 | 0 | 0 | 0 | 0 | 0 | 0 | 0 | 0 | 0 | 0 | -88743.1518 | 0 | 0 | 0 | 0 | 0 | 0 | 0 | 0 | 0 | -278980.8824 | 0 | 0 | 0 | 0 | 0 | 0 | 0
2016-03-11 12:00 | 0 | 0 | 0 | 0 | 0 | 27604.9658 | 0 | 395329 | 0 | 0 | 0 | 0 | 205359.0546 | 0 | 0 | 0 | 0 | 0 | 0 | 0 | 1687223.1368 | 0 | 0 | 0 | 0 | 0 | 0 | 0 | 0 | 0 | 0 | -88743.1518 | 0 | 0 | 0 | 0 | 0 | 0 | 0 | 0 | 0 | -278980.8824 | 0 | 0 | 0 | 0 | 0 | 0 | 0
2016-03-11 13:00 | 0 | 0 | 0 | 0 | 0 | 509882.3921 | 28855.4129 | 409015 | 0 | 0 | 0 | 0 | 294102.2064 | 0 | 0 | 0 | 0 | 0 | 0 | 0 | 1728202.7901 | 0 | 0 | 0 | 0 | 0 | 0 | 0 | 0 | 0 | 0 | 88743.1518 | 0 | 0 | 0 | 0 | 0 | 0 | 0 | 0 | 0 | 40979.6532 | 0 | 0 | 0 | 0 | 0 | 0 | 0
2016-03-11 14:00 | 0 | 0 | 0 | 0 | 0 | 0 | 369542.9265 | 417633 | 0 | 0 | 0 | 0 | 382845.3582 | 0 | 0 | 0 | 0 | 0 | 0 | 0 | 1591369.5648 | 0 | 0 | 0 | 0 | 0 | 0 | 0 | 0 | 0 | 0 | 88743.1518 | 0 | 0 | 0 | 0 | 0 | 0 | 0 | 0 | 0 | -136833.2253 | 0 | 0 | 0 | 0 | 0 | 0 | 0
2016-03-11 15:00 | 0 | 0 | 0 | 0 | 0 | 0 | 573043.9594 | 424674 | 0 | 0 | 0 | 0 | 382845.3582 | 0 | 0 | 0 | 0 | 0 | 0 | 0 | 1739739.5242 | 0 | 0 | 0 | 0 | 0 | 0 | 0 | 0 | 0 | 0 | 0 | 0 | 0 | 0 | 0 | 0 | 0 | 0 | 0 | 0 | 148369.9594 | 0 | 0 | 0 | 0 | 0 | 0 | 0
2016-03-11 16:00 | 0 | 0 | 0 | 0 | 0 | 0 | 619803.7029 | 429006 | 0 | 0 | 0 | 0 | 294662.1787 | 0 | 0 | 0 | 0 | 0 | 0 | 0 | 2018720.4066 | 0 | 0 | 0 | 0 | 0 | 0 | 0 | 0 | 0 | 0 | -88183.1796 | 0 | 0 | 0 | 0 | 0 | 0 | 0 | 0 | 0 | 278980.8824 | 0 | 0 | 0 | 0 | 0 | 0 | 0
2016-03-11 17:00 | 0 | 0 | 0 | 0 | 0 | 0 | 643430.0718 | 429653 | 0 | 0 | 0 | 0 | 320832.3396 | 0 | 0 | 0 | 0 | 0 | 0 | 0 | 2206327.3174 | 0 | 0 | 0 | 0 | 0 | 0 | 0 | 0 | 0 | 0 | 26170.1609 | 0 | 0 | 0 | 0 | 0 | 0 | 0 | 0 | 0 | 187606.9108 | 0 | 0 | 0 | 0 | 0 | 0 | 0
2016-03-11 18:00 | 0 | 0 | 0 | 0 | 0 | 0 | 652898.9479 | 429771 | 0 | 0 | 0 | 0 | 264979.405 | 0 | 0 | 0 | 0 | 0 | 0 | 0 | 2485308.1999 | 0 | 0 | 0 | 0 | 0 | 0 | 0 | 0 | 0 | 0 | -55852.9346 | 0 | 0 | 0 | 0 | 0 | 0 | 0 | 0 | 0 | 278980.8824 | 0 | 0 | 0 | 0 | 0 | 0 | 0
2016-03-11 19:00 | 0 | 0 | 0 | 0 | 0 | 0 | 648473.532 | 429113 | 0 | 0 | 0 | 0 | 205359.0546 | 0 | 0 | 0 | 0 | 0 | 0 | 0 | 2764289.0823 | 0 | 0 | 0 | 0 | 0 | 0 | 0 | 0 | 0 | 0 | -59620.3504 | 0 | 0 | 0 | 0 | 0 | 0 | 0 | 0 | 0 | 278980.8824 | 0 | 0 | 0 | 0 | 0 | 0 | 0
2016-03-11 20:00 | 0 | 0 | 0 | 0 | 0 | 0 | 639439.9008 | 426720 | 0 | 0 | 0 | 0 | 294102.2064 | 0 | 0 | 0 | 0 | 0 | 0 | 0 | 2888265.8313 | 0 | 0 | 0 | 0 | 0 | 0 | 0 | 0 | 0 | 0 | 88743.1518 | 0 | 0 | 0 | 0 | 0 | 0 | 0 | 0 | 0 | 123976.749 | 0 | 0 | 0 | 0 | 0 | 0 | 0
2016-03-11 21:00 | 0 | 0 | 0 | 0 | 0 | 0 | 613191.7304 | 424934 | 0 | 0 | 0 | 0 | 382845.3582 | 0 | 0 | 0 | 0 | 0 | 0 | 0 | 2987780.4099 | 0 | 0 | 0 | 0 | 0 | 0 | 0 | 0 | 0 | 0 | 88743.1518 | 0 | 0 | 0 | 0 | 0 | 0 | 0 | 0 | 0 | 99514.5786 | 0 | 0 | 0 | 0 | 0 | 0 | 0
2016-03-11 22:00 | 0 | 0 | 0 | 0 | 0 | 0 | 546658.9711 | 422823 | 0 | 0 | 0 | 0 | 294102.2064 | 0 | 0 | 0 | 0 | 0 | 0 | 0 | 3200359.5328 | 0 | 0 | 0 | 0 | 0 | 0 | 0 | 0 | 0 | 0 | -88743.1518 | 0 | 0 | 0 | 0 | 0 | 0 | 0 | 0 | 0 | 212579.1229 | 0 | 0 | 0 | 0 | 0 | 0 | 0
2016-03-11 23:00 | 0 | 0 | 0 | 0 | 0 | 0 | 392957.3881 | 424991 | 0 | 0 | 0 | 0 | 382845.3582 | 0 | 0 | 0 | 0 | 0 | 0 | 0 | 3079582.7691 | 0 | 0 | 0 | 0 | 0 | 0 | 0 | 0 | 0 | 0 | 88743.1518 | 0 | 0 | 0 | 0 | 0 | 0 | 0 | 0 | 0 | -120776.7637 | 0 | 0 | 0 | 0 | 0 | 0 | 0
2016-03-12 | 0 | 0 | 0 | 0 | 0 | 0 | 116565.1398 | 430809 | 0 | 0 | 0 | 0 | 294102.2064 | 0 | 0 | 0 | 0 | 0 | 0 | 0 | 2854082.0608 | 0 | 0 | 0 | 0 | 0 | 0 | 0 | 0 | 0 | 0 | -88743.1518 | 0 | 0 | 0 | 0 | 0 | 0 | 0 | 0 | 0 | -225500.7084 | 0 | 0 | 0 | 0 | 0 | 0 | 0
2016-03-12 01:00 | 0 | 0 | 0 | 0 | 0 | 58286.1042 | 2633.8616 | 428644 | 0 | 0 | 0 | 0 | 205359.0546 | 0 | 0 | 0 | 0 | 0 | 0 | 0 | 2575101.1783 | 0 | 0 | 0 | 0 | 0 | 0 | 0 | 0 | 0 | 0 | -88743.1518 | 0 | 0 | 0 | 0 | 0 | 0 | 0 | 0 | 0 | -278980.8824 | 0 | 0 | 0 | 0 | 0 | 0 | 0
2016-03-12 02:00 | 0 | 0 | 0 | 0 | 0 | 643961.9981 | 0 | 417666 | 0 | 0 | 0 | 0 | 294102.2064 | 0 | 0 | 0 | 0 | 0 | 0 | 0 | 2712654.0246 | 0 | 0 | 0 | 0 | 0 | 0 | 0 | 0 | 0 | 0 | 88743.1518 | 0 | 0 | 0 | 0 | 0 | 0 | 0 | 0 | 0 | 137552.8463 | 0 | 0 | 0 | 0 | 0 | 0 | 0
2016-03-12 03:00 | 0 | 0 | 0 | 0 | 0 | 37232.9658 | 0 | 404957 | 0 | 0 | 0 | 0 | 205359.0546 | 0 | 0 | 0 | 0 | 0 | 0 | 0 | 2433673.1422 | 0 | 0 | 0 | 0 | 0 | 0 | 0 | 0 | 0 | 0 | -88743.1518 | 0 | 0 | 0 | 0 | 0 | 0 | 0 | 0 | 0 | -278980.8824 | 0 | 0 | 0 | 0 | 0 | 0 | 0
2016-03-12 04:00 | 0 | 0 | 0 | 0 | 0 | 191926.2694 | 0 | 382164 | 0 | 0 | 0 | 0 | 294102.2064 | 0 | 0 | 0 | 0 | 0 | 0 | 0 | 2154692.2597 | 0 | 0 | 0 | 0 | 0 | 0 | 0 | 0 | 0 | 0 | 88743.1518 | 0 | 0 | 0 | 0 | 0 | 0 | 0 | 0 | 0 | -278980.8824 | 0 | 0 | 0 | 0 | 0 | 0 | 0
2016-03-12 05:00 | 0 | 0 | 0 | 0 | 0 | 555195.7306 | 0 | 364958 | 0 | 0 | 0 | 0 | 205359.0546 | 0 | 0 | 0 | 0 | 0 | 0 | 0 | 2433673.1422 | 0 | 0 | 0 | 0 | 0 | 0 | 0 | 0 | 0 | 0 | -88743.1518 | 0 | 0 | 0 | 0 | 0 | 0 | 0 | 0 | 0 | 278980.8824 | 0 | 0 | 0 | 0 | 0 | 0 | 0
2016-03-12 06:00 | 0 | 0 | 0 | 0 | 0 | 0 | 0 | 350331 | 0 | 0 | 0 | 0 | 116615.9029 | 0 | 0 | 0 | 0 | 0 | 0 | 0 | 2172085.2939 | 0 | 0 | 0 | 0 | 0 | 0 | 0 | 0 | 0 | 0 | -88743.1518 | 0 | 0 | 0 | 0 | 0 | 0 | 0 | 0 | 0 | -261587.8482 | 0 | 0 | 0 | 0 | 0 | 0 | 0
2016-03-12 07:00 | 0 | 0 | 0 | 0 | 0 | 148144.2694 | 0 | 338382 | 0 | 0 | 0 | 0 | 205359.0546 | 0 | 0 | 0 | 0 | 0 | 0 | 0 | 1893104.4115 | 0 | 0 | 0 | 0 | 0 | 0 | 0 | 0 | 0 | 0 | 88743.1518 | 0 | 0 | 0 | 0 | 0 | 0 | 0 | 0 | 0 | -278980.8824 | 0 | 0 | 0 | 0 | 0 | 0 | 0
2016-03-12 08:00 | 0 | 0 | 0 | 0 | 0 | 141177.2694 | 0 | 331415 | 0 | 0 | 0 | 0 | 294102.2064 | 0 | 0 | 0 | 0 | 0 | 0 | 0 | 1614123.5291 | 0 | 0 | 0 | 0 | 0 | 0 | 0 | 0 | 0 | 0 | 88743.1518 | 0 | 0 | 0 | 0 | 0 | 0 | 0 | 0 | 0 | -278980.8824 | 0 | 0 | 0 | 0 | 0 | 0 | 0
2016-03-12 09:00 | 0 | 0 | 0 | 0 | 0 | 0 | 0 | 328871 | 0 | 0 | 0 | 0 | 205359.0546 | 0 | 0 | 0 | 0 | 0 | 0 | 0 | 1373995.6809 | 0 | 0 | 0 | 0 | 0 | 0 | 0 | 0 | 0 | 0 | -88743.1518 | 0 | 0 | 0 | 0 | 0 | 0 | 0 | 0 | 0 | -240127.8482 | 0 | 0 | 0 | 0 | 0 | 0 | 0
2016-03-12 10:00 | 0 | 0 | 0 | 0 | 0 | 24327.3665 | 0 | 331181 | 0 | 0 | 0 | 0 | 177486.3036 | 0 | 0 | 0 | 0 | 0 | 0 | 0 | 1095014.7984 | 0 | 0 | 0 | 0 | 0 | 0 | 0 | 0 | 0 | 0 | -27872.7511 | 0 | 0 | 0 | 0 | 0 | 0 | 0 | 0 | 0 | -278980.8824 | 0 | 0 | 0 | 0 | 0 | 0 | 0
2016-03-12 11:00 | 0 | 0 | 0 | 0 | 0 | 0 | 0 | 337640 | 0 | 0 | 0 | 0 | 88743.1518 | 0 | 0 | 0 | 0 | 0 | 0 | 0 | 846117.9502 | 0 | 0 | 0 | 0 | 0 | 0 | 0 | 0 | 0 | 0 | -88743.1518 | 0 | 0 | 0 | 0 | 0 | 0 | 0 | 0 | 0 | -248896.8482 | 0 | 0 | 0 | 0 | 0 | 0 | 0
2016-03-12 12:00 | 0 | 0 | 0 | 0 | 0 | 0 | 0 | 348302 | 0 | 0 | 0 | 0 | 0 | 0 | 0 | 0 | 0 | 0 | 0 | 0 | 586559.102 | 0 | 0 | 0 | 0 | 0 | 0 | 0 | 0 | 0 | 0 | -88743.1518 | 0 | 0 | 0 | 0 | 0 | 0 | 0 | 0 | 0 | -259558.8482 | 0 | 0 | 0 | 0 | 0 | 0 | 0
2016-03-12 13:00 | 0 | 0 | 0 | 0 | 0 | 352670.5617 | 24354.6004 | 362752 | 0 | 0 | 0 | 0 | 0 | 0 | 0 | 0 | 0 | 0 | 0 | 0 | 600832.2642 | 0 | 0 | 0 | 0 | 0 | 0 | 0 | 0 | 0 | 0 | 0 | 0 | 0 | 0 | 0 | 0 | 0 | 0 | 0 | 0 | 14273.1622 | 0 | 0 | 0 | 0 | 0 | 0 | 0
2016-03-12 14:00 | 0 | 0 | 0 | 0 | 0 | 0 | 335414.2567 | 377676 | 0 | 0 | 0 | 0 | 0 | 0 | 0 | 0 | 0 | 0 | 0 | 0 | 558570.5209 | 0 | 0 | 0 | 0 | 0 | 0 | 0 | 0 | 0 | 0 | 0 | 0 | 0 | 0 | 0 | 0 | 0 | 0 | 0 | 0 | -42261.7433 | 0 | 0 | 0 | 0 | 0 | 0 | 0
2016-03-12 15:00 | 0 | 0 | 0 | 0 | 0 | 0 | 667235.8824 | 388255 | 0 | 0 | 0 | 0 | 0 | 0 | 0 | 0 | 0 | 0 | 0 | 0 | 837551.4033 | 0 | 0 | 0 | 0 | 0 | 0 | 0 | 0 | 0 | 0 | 0 | 0 | 0 | 0 | 0 | 0 | 0 | 0 | 0 | 0 | 278980.8824 | 0 | 0 | 0 | 0 | 0 | 0 | 0
2016-03-12 16:00 | 0 | 0 | 0 | 0 | 0 | 0 | 761199.0342 | 393475 | 0 | 0 | 0 | 0 | 88743.1518 | 0 | 0 | 0 | 0 | 0 | 0 | 0 | 1116532.2857 | 0 | 0 | 0 | 0 | 0 | 0 | 0 | 0 | 0 | 0 | 88743.1518 | 0 | 0 | 0 | 0 | 0 | 0 | 0 | 0 | 0 | 278980.8824 | 0 | 0 | 0 | 0 | 0 | 0 | 0
2016-03-12 17:00 | 0 | 0 | 0 | 0 | 0 | 0 | 762182.0342 | 394458 | 0 | 0 | 0 | 0 | 177486.3036 | 0 | 0 | 0 | 0 | 0 | 0 | 0 | 1395513.1682 | 0 | 0 | 0 | 0 | 0 | 0 | 0 | 0 | 0 | 0 | 88743.1518 | 0 | 0 | 0 | 0 | 0 | 0 | 0 | 0 | 0 | 278980.8824 | 0 | 0 | 0 | 0 | 0 | 0 | 0
2016-03-12 18:00 | 0 | 0 | 0 | 0 | 0 | 0 | 761112.0342 | 393388 | 0 | 0 | 0 | 0 | 266229.4554 | 0 | 0 | 0 | 0 | 0 | 0 | 0 | 1674494.0506 | 0 | 0 | 0 | 0 | 0 | 0 | 0 | 0 | 0 | 0 | 88743.1518 | 0 | 0 | 0 | 0 | 0 | 0 | 0 | 0 | 0 | 278980.8824 | 0 | 0 | 0 | 0 | 0 | 0 | 0
2016-03-12 19:00 | 0 | 0 | 0 | 0 | 0 | 0 | 698218.6335 | 391365 | 0 | 0 | 0 | 0 | 294102.2064 | 0 | 0 | 0 | 0 | 0 | 0 | 0 | 1953474.9331 | 0 | 0 | 0 | 0 | 0 | 0 | 0 | 0 | 0 | 0 | 27872.7511 | 0 | 0 | 0 | 0 | 0 | 0 | 0 | 0 | 0 | 278980.8824 | 0 | 0 | 0 | 0 | 0 | 0 | 0
2016-03-12 20:00 | 0 | 0 | 0 | 0 | 0 | 0 | 758109.0342 | 390385 | 0 | 0 | 0 | 0 | 382845.3582 | 0 | 0 | 0 | 0 | 0 | 0 | 0 | 2232455.8155 | 0 | 0 | 0 | 0 | 0 | 0 | 0 | 0 | 0 | 0 | 88743.1518 | 0 | 0 | 0 | 0 | 0 | 0 | 0 | 0 | 0 | 278980.8824 | 0 | 0 | 0 | 0 | 0 | 0 | 0
2016-03-12 21:00 | 0 | 0 | 0 | 0 | 0 | 0 | 669755.8824 | 390775 | 0 | 0 | 0 | 0 | 382845.3582 | 0 | 0 | 0 | 0 | 0 | 0 | 0 | 2511436.698 | 0 | 0 | 0 | 0 | 0 | 0 | 0 | 0 | 0 | 0 | 0 | 0 | 0 | 0 | 0 | 0 | 0 | 0 | 0 | 0 | 278980.8824 | 0 | 0 | 0 | 0 | 0 | 0 | 0
2016-03-12 22:00 | 0 | 0 | 0 | 0 | 0 | 0 | 671712.8824 | 392732 | 0 | 0 | 0 | 0 | 382845.3582 | 0 | 0 | 0 | 0 | 0 | 0 | 0 | 2790417.5804 | 0 | 0 | 0 | 0 | 0 | 0 | 0 | 0 | 0 | 0 | 0 | 0 | 0 | 0 | 0 | 0 | 0 | 0 | 0 | 0 | 278980.8824 | 0 | 0 | 0 | 0 | 0 | 0 | 0
2016-03-12 23:00 | 0 | 0 | 0 | 0 | 0 | 0 | 567768.7984 | 399719 | 0 | 0 | 0 | 0 | 382845.3582 | 0 | 0 | 0 | 0 | 0 | 0 | 0 | 2958467.3788 | 0 | 0 | 0 | 0 | 0 | 0 | 0 | 0 | 0 | 0 | 0 | 0 | 0 | 0 | 0 | 0 | 0 | 0 | 0 | 0 | 168049.7984 | 0 | 0 | 0 | 0 | 0 | 0 | 0
2016-03-13 | 0 | 0 | 0 | 0 | 0 | 0 | 204858.9308 | 407436 | 0 | 0 | 0 | 0 | 294102.2064 | 0 | 0 | 0 | 0 | 0 | 0 | 0 | 2844633.4614 | 0 | 0 | 0 | 0 | 0 | 0 | 0 | 0 | 0 | 0 | -88743.1518 | 0 | 0 | 0 | 0 | 0 | 0 | 0 | 0 | 0 | -113833.9174 | 0 | 0 | 0 | 0 | 0 | 0 | 0
2016-03-13 01:00 | 0 | 0 | 0 | 0 | 0 | 34890.1788 | 3901.7869 | 406516 | 0 | 0 | 0 | 0 | 205359.0546 | 0 | 0 | 0 | 0 | 0 | 0 | 0 | 2565652.579 | 0 | 0 | 0 | 0 | 0 | 0 | 0 | 0 | 0 | 0 | -88743.1518 | 0 | 0 | 0 | 0 | 0 | 0 | 0 | 0 | 0 | -278980.8824 | 0 | 0 | 0 | 0 | 0 | 0 | 0
2016-03-13 02:00 | 0 | 0 | 0 | 0 | 0 | 31151.9658 | 0 | 398876 | 0 | 0 | 0 | 0 | 116615.9029 | 0 | 0 | 0 | 0 | 0 | 0 | 0 | 2286671.6965 | 0 | 0 | 0 | 0 | 0 | 0 | 0 | 0 | 0 | 0 | -88743.1518 | 0 | 0 | 0 | 0 | 0 | 0 | 0 | 0 | 0 | -278980.8824 | 0 | 0 | 0 | 0 | 0 | 0 | 0
2016-03-13 03:00 | 0 | 0 | 0 | 0 | 0 | 196053.2694 | 0 | 386291 | 0 | 0 | 0 | 0 | 205359.0546 | 0 | 0 | 0 | 0 | 0 | 0 | 0 | 2007690.8141 | 0 | 0 | 0 | 0 | 0 | 0 | 0 | 0 | 0 | 0 | 88743.1518 | 0 | 0 | 0 | 0 | 0 | 0 | 0 | 0 | 0 | -278980.8824 | 0 | 0 | 0 | 0 | 0 | 0 | 0
2016-03-13 04:00 | 0 | 0 | 0 | 0 | 0 | 178151.2694 | 0 | 368389 | 0 | 0 | 0 | 0 | 294102.2064 | 0 | 0 | 0 | 0 | 0 | 0 | 0 | 1728709.9316 | 0 | 0 | 0 | 0 | 0 | 0 | 0 | 0 | 0 | 0 | 88743.1518 | 0 | 0 | 0 | 0 | 0 | 0 | 0 | 0 | 0 | -278980.8824 | 0 | 0 | 0 | 0 | 0 | 0 | 0
2016-03-13 05:00 | 0 | 0 | 0 | 0 | 0 | 0 | 0 | 351061 | 0 | 0 | 0 | 0 | 205359.0546 | 0 | 0 | 0 | 0 | 0 | 0 | 0 | 1466392.0834 | 0 | 0 | 0 | 0 | 0 | 0 | 0 | 0 | 0 | 0 | -88743.1518 | 0 | 0 | 0 | 0 | 0 | 0 | 0 | 0 | 0 | -262317.8482 | 0 | 0 | 0 | 0 | 0 | 0 | 0
2016-03-13 06:00 | 0 | 0 | 0 | 0 | 0 | 632695.3441 | 0 | 337314 | 0 | 0 | 0 | 0 | 294102.2064 | 0 | 0 | 0 | 0 | 0 | 0 | 0 | 1673030.2758 | 0 | 0 | 0 | 0 | 0 | 0 | 0 | 0 | 0 | 0 | 88743.1518 | 0 | 0 | 0 | 0 | 0 | 0 | 0 | 0 | 0 | 206638.1923 | 0 | 0 | 0 | 0 | 0 | 0 | 0
2016-03-13 07:00 | 0 | 0 | 0 | 0 | 0 | 0 | 0 | 327141 | 0 | 0 | 0 | 0 | 245942.0889 | 0 | 0 | 0 | 0 | 0 | 0 | 0 | 1394049.3933 | 0 | 0 | 0 | 0 | 0 | 0 | 0 | 0 | 0 | 0 | -48160.1176 | 0 | 0 | 0 | 0 | 0 | 0 | 0 | 0 | 0 | -278980.8824 | 0 | 0 | 0 | 0 | 0 | 0 | 0
2016-03-13 08:00 | 0 | 0 | 0 | 0 | 0 | 0 | 0 | 320515 | 0 | 0 | 0 | 0 | 157198.9371 | 0 | 0 | 0 | 0 | 0 | 0 | 0 | 1162277.5451 | 0 | 0 | 0 | 0 | 0 | 0 | 0 | 0 | 0 | 0 | -88743.1518 | 0 | 0 | 0 | 0 | 0 | 0 | 0 | 0 | 0 | -231771.8482 | 0 | 0 | 0 | 0 | 0 | 0 | 0
2016-03-13 09:00 | 0 | 0 | 0 | 0 | 0 | 572499.8421 | 0 | 318901 | 0 | 0 | 0 | 0 | 245942.0889 | 0 | 0 | 0 | 0 | 0 | 0 | 0 | 1327133.2355 | 0 | 0 | 0 | 0 | 0 | 0 | 0 | 0 | 0 | 0 | 88743.1518 | 0 | 0 | 0 | 0 | 0 | 0 | 0 | 0 | 0 | 164855.6903 | 0 | 0 | 0 | 0 | 0 | 0 | 0
2016-03-13 10:00 | 0 | 0 | 0 | 0 | 0 | 0 | 0 | 322082 | 0 | 0 | 0 | 0 | 202840.9713 | 0 | 0 | 0 | 0 | 0 | 0 | 0 | 1048152.353 | 0 | 0 | 0 | 0 | 0 | 0 | 0 | 0 | 0 | 0 | -43101.1176 | 0 | 0 | 0 | 0 | 0 | 0 | 0 | 0 | 0 | -278980.8824 | 0 | 0 | 0 | 0 | 0 | 0 | 0
2016-03-13 11:00 | 0 | 0 | 0 | 0 | 0 | 0 | 0 | 327898 | 0 | 0 | 0 | 0 | 114097.8195 | 0 | 0 | 0 | 0 | 0 | 0 | 0 | 808997.5048 | 0 | 0 | 0 | 0 | 0 | 0 | 0 | 0 | 0 | 0 | -88743.1518 | 0 | 0 | 0 | 0 | 0 | 0 | 0 | 0 | 0 | -239154.8482 | 0 | 0 | 0 | 0 | 0 | 0 | 0
2016-03-13 12:00 | 0 | 0 | 0 | 0 | 0 | 0 | 0 | 336578 | 0 | 0 | 0 | 0 | 25354.6677 | 0 | 0 | 0 | 0 | 0 | 0 | 0 | 561162.6566 | 0 | 0 | 0 | 0 | 0 | 0 | 0 | 0 | 0 | 0 | -88743.1518 | 0 | 0 | 0 | 0 | 0 | 0 | 0 | 0 | 0 | -247834.8482 | 0 | 0 | 0 | 0 | 0 | 0 | 0
2016-03-13 13:00 | 0 | 0 | 0 | 0 | 0 | 472875.3995 | 40792.2816 | 349873 | 0 | 0 | 0 | 0 | 0 | 0 | 0 | 0 | 0 | 0 | 0 | 0 | 750312.0055 | 0 | 0 | 0 | 0 | 0 | 0 | 0 | 0 | 0 | 0 | -25354.6677 | 0 | 0 | 0 | 0 | 0 | 0 | 0 | 0 | 0 | 189149.3488 | 0 | 0 | 0 | 0 | 0 | 0 | 0
2016-03-13 14:00 | 0 | 0 | 0 | 0 | 0 | 0 | 403731.255 | 364303 | 0 | 0 | 0 | 0 | 0 | 0 | 0 | 0 | 0 | 0 | 0 | 0 | 789740.2605 | 0 | 0 | 0 | 0 | 0 | 0 | 0 | 0 | 0 | 0 | 0 | 0 | 0 | 0 | 0 | 0 | 0 | 0 | 0 | 0 | 39428.255 | 0 | 0 | 0 | 0 | 0 | 0 | 0
2016-03-13 15:00 | 0 | 0 | 0 | 0 | 0 | 0 | 674131.4163 | 374745 | 0 | 0 | 0 | 0 | 20405.5338 | 0 | 0 | 0 | 0 | 0 | 0 | 0 | 1068721.1429 | 0 | 0 | 0 | 0 | 0 | 0 | 0 | 0 | 0 | 0 | 20405.5338 | 0 | 0 | 0 | 0 | 0 | 0 | 0 | 0 | 0 | 278980.8824 | 0 | 0 | 0 | 0 | 0 | 0 | 0
2016-03-13 16:00 | 0 | 0 | 0 | 0 | 0 | 0 | 732121.0771 | 383345 | 0 | 0 | 0 | 0 | 90200.7285 | 0 | 0 | 0 | 0 | 0 | 0 | 0 | 1347702.0253 | 0 | 0 | 0 | 0 | 0 | 0 | 0 | 0 | 0 | 0 | 69795.1947 | 0 | 0 | 0 | 0 | 0 | 0 | 0 | 0 | 0 | 278980.8824 | 0 | 0 | 0 | 0 | 0 | 0 | 0
2016-03-13 17:00 | 0 | 0 | 0 | 0 | 0 | 0 | 739200.304 | 389604 | 0 | 0 | 0 | 0 | 160816.15 | 0 | 0 | 0 | 0 | 0 | 0 | 0 | 1626682.9078 | 0 | 0 | 0 | 0 | 0 | 0 | 0 | 0 | 0 | 0 | 70615.4215 | 0 | 0 | 0 | 0 | 0 | 0 | 0 | 0 | 0 | 278980.8824 | 0 | 0 | 0 | 0 | 0 | 0 | 0
2016-03-13 18:00 | 0 | 0 | 0 | 0 | 0 | 0 | 724957.6169 | 392033 | 0 | 0 | 0 | 0 | 214759.8845 | 0 | 0 | 0 | 0 | 0 | 0 | 0 | 1905663.7902 | 0 | 0 | 0 | 0 | 0 | 0 | 0 | 0 | 0 | 0 | 53943.7345 | 0 | 0 | 0 | 0 | 0 | 0 | 0 | 0 | 0 | 278980.8824 | 0 | 0 | 0 | 0 | 0 | 0 | 0
2016-03-13 19:00 | 0 | 0 | 0 | 0 | 0 | 0 | 711152.5713 | 392600 | 0 | 0 | 0 | 0 | 254331.5734 | 0 | 0 | 0 | 0 | 0 | 0 | 0 | 2184644.6727 | 0 | 0 | 0 | 0 | 0 | 0 | 0 | 0 | 0 | 0 | 39571.6889 | 0 | 0 | 0 | 0 | 0 | 0 | 0 | 0 | 0 | 278980.8824 | 0 | 0 | 0 | 0 | 0 | 0 | 0
2016-03-13 20:00 | 0 | 0 | 0 | 0 | 0 | 0 | 705457.2779 | 394457 | 0 | 0 | 0 | 0 | 286350.9689 | 0 | 0 | 0 | 0 | 0 | 0 | 0 | 2463625.5551 | 0 | 0 | 0 | 0 | 0 | 0 | 0 | 0 | 0 | 0 | 32019.3955 | 0 | 0 | 0 | 0 | 0 | 0 | 0 | 0 | 0 | 278980.8824 | 0 | 0 | 0 | 0 | 0 | 0 | 0
2016-03-13 21:00 | 0 | 0 | 0 | 0 | 0 | 0 | 685942.8722 | 398498 | 0 | 0 | 0 | 0 | 294814.9587 | 0 | 0 | 0 | 0 | 0 | 0 | 0 | 2742606.4376 | 0 | 0 | 0 | 0 | 0 | 0 | 0 | 0 | 0 | 0 | 8463.9898 | 0 | 0 | 0 | 0 | 0 | 0 | 0 | 0 | 0 | 278980.8824 | 0 | 0 | 0 | 0 | 0 | 0 | 0
2016-03-13 22:00 | 0 | 0 | 0 | 0 | 0 | 0 | 629112.9396 | 402033 | 0 | 0 | 0 | 0 | 382845.3582 | 0 | 0 | 0 | 0 | 0 | 0 | 0 | 2881655.9776 | 0 | 0 | 0 | 0 | 0 | 0 | 0 | 0 | 0 | 0 | 88030.3996 | 0 | 0 | 0 | 0 | 0 | 0 | 0 | 0 | 0 | 139049.54 | 0 | 0 | 0 | 0 | 0 | 0 | 0
2016-03-13 23:00 | 0 | 0 | 0 | 0 | 0 | 0 | 455307.7617 | 407399 | 0 | 0 | 0 | 0 | 382845.3582 | 0 | 0 | 0 | 0 | 0 | 0 | 0 | 2929564.7393 | 0 | 0 | 0 | 0 | 0 | 0 | 0 | 0 | 0 | 0 | 0 | 0 | 0 | 0 | 0 | 0 | 0 | 0 | 0 | 0 | 47908.7617 | 0 | 0 | 0 | 0 | 0 | 0 | 0
2016-03-14 | 0 | 0 | 0 | 0 | 0 | 0 | 155025.7552 | 415290 | 0 | 0 | 0 | 0 | 382845.3582 | 0 | 0 | 0 | 0 | 0 | 0 | 0 | 2669300.4945 | 0 | 0 | 0 | 0 | 0 | 0 | 0 | 0 | 0 | 0 | 0 | 0 | 0 | 0 | 0 | 0 | 0 | 0 | 0 | 0 | -260264.2448 | 0 | 0 | 0 | 0 | 0 | 0 | 0
2016-03-14 01:00 | 0 | 0 | 0 | 0 | 0 | 293429.7162 | 2866.5315 | 416415 | 0 | 0 | 0 | 0 | 294102.2064 | 0 | 0 | 0 | 0 | 0 | 0 | 0 | 2637924.8939 | 0 | 0 | 0 | 0 | 0 | 0 | 0 | 0 | 0 | 0 | -88743.1518 | 0 | 0 | 0 | 0 | 0 | 0 | 0 | 0 | 0 | -31375.6006 | 0 | 0 | 0 | 0 | 0 | 0 | 0
2016-03-14 02:00 | 0 | 0 | 0 | 0 | 0 | 281795.1516 | 0 | 404724 | 0 | 0 | 0 | 0 | 382845.3582 | 0 | 0 | 0 | 0 | 0 | 0 | 0 | 2426252.8937 | 0 | 0 | 0 | 0 | 0 | 0 | 0 | 0 | 0 | 0 | 88743.1518 | 0 | 0 | 0 | 0 | 0 | 0 | 0 | 0 | 0 | -211672.0002 | 0 | 0 | 0 | 0 | 0 | 0 | 0
2016-03-14 03:00 | 0 | 0 | 0 | 0 | 0 | 285460.1588 | 0 | 385037 | 0 | 0 | 0 | 0 | 294102.2064 | 0 | 0 | 0 | 0 | 0 | 0 | 0 | 2415419.2043 | 0 | 0 | 0 | 0 | 0 | 0 | 0 | 0 | 0 | 0 | -88743.1518 | 0 | 0 | 0 | 0 | 0 | 0 | 0 | 0 | 0 | -10833.6894 | 0 | 0 | 0 | 0 | 0 | 0 | 0
2016-03-14 04:00 | 0 | 0 | 0 | 0 | 0 | 0 | 0 | 361989 | 0 | 0 | 0 | 0 | 205359.0546 | 0 | 0 | 0 | 0 | 0 | 0 | 0 | 2142173.3561 | 0 | 0 | 0 | 0 | 0 | 0 | 0 | 0 | 0 | 0 | -88743.1518 | 0 | 0 | 0 | 0 | 0 | 0 | 0 | 0 | 0 | -273245.8482 | 0 | 0 | 0 | 0 | 0 | 0 | 0
2016-03-14 05:00 | 0 | 0 | 0 | 0 | 0 | 152784.2694 | 0 | 343022 | 0 | 0 | 0 | 0 | 294102.2064 | 0 | 0 | 0 | 0 | 0 | 0 | 0 | 1863192.4737 | 0 | 0 | 0 | 0 | 0 | 0 | 0 | 0 | 0 | 0 | 88743.1518 | 0 | 0 | 0 | 0 | 0 | 0 | 0 | 0 | 0 | -278980.8824 | 0 | 0 | 0 | 0 | 0 | 0 | 0
2016-03-14 06:00 | 0 | 0 | 0 | 0 | 0 | 0 | 0 | 331889 | 0 | 0 | 0 | 0 | 205359.0546 | 0 | 0 | 0 | 0 | 0 | 0 | 0 | 1620046.6255 | 0 | 0 | 0 | 0 | 0 | 0 | 0 | 0 | 0 | 0 | -88743.1518 | 0 | 0 | 0 | 0 | 0 | 0 | 0 | 0 | 0 | -243145.8482 | 0 | 0 | 0 | 0 | 0 | 0 | 0
2016-03-14 07:00 | 0 | 0 | 0 | 0 | 0 | 444124.5993 | 0 | 325049 | 0 | 0 | 0 | 0 | 148693.2694 | 0 | 0 | 0 | 0 | 0 | 0 | 0 | 1795788.0101 | 0 | 0 | 0 | 0 | 0 | 0 | 0 | 0 | 0 | 0 | -56665.7853 | 0 | 0 | 0 | 0 | 0 | 0 | 0 | 0 | 0 | 175741.3846 | 0 | 0 | 0 | 0 | 0 | 0 | 0
2016-03-14 08:00 | 0 | 0 | 0 | 0 | 0 | 135945.2694 | 0 | 326183 | 0 | 0 | 0 | 0 | 237436.4211 | 0 | 0 | 0 | 0 | 0 | 0 | 0 | 1516807.1276 | 0 | 0 | 0 | 0 | 0 | 0 | 0 | 0 | 0 | 0 | 88743.1518 | 0 | 0 | 0 | 0 | 0 | 0 | 0 | 0 | 0 | -278980.8824 | 0 | 0 | 0 | 0 | 0 | 0 | 0
2016-03-14 09:00 | 0 | 0 | 0 | 0 | 0 | 0 | 0 | 338931 | 0 | 0 | 0 | 0 | 177486.3036 | 0 | 0 | 0 | 0 | 0 | 0 | 0 | 1237826.2452 | 0 | 0 | 0 | 0 | 0 | 0 | 0 | 0 | 0 | 0 | -59950.1176 | 0 | 0 | 0 | 0 | 0 | 0 | 0 | 0 | 0 | -278980.8824 | 0 | 0 | 0 | 0 | 0 | 0 | 0
2016-03-14 10:00 | 0 | 0 | 0 | 0 | 0 | 0 | 0 | 362356 | 0 | 0 | 0 | 0 | 88743.1518 | 0 | 0 | 0 | 0 | 0 | 0 | 0 | 964213.397 | 0 | 0 | 0 | 0 | 0 | 0 | 0 | 0 | 0 | 0 | -88743.1518 | 0 | 0 | 0 | 0 | 0 | 0 | 0 | 0 | 0 | -273612.8482 | 0 | 0 | 0 | 0 | 0 | 0 | 0
2016-03-14 11:00 | 0 | 0 | 0 | 0 | 0 | 24151.9658 | 0 | 391876 | 0 | 0 | 0 | 0 | 0 | 0 | 0 | 0 | 0 | 0 | 0 | 0 | 685232.5146 | 0 | 0 | 0 | 0 | 0 | 0 | 0 | 0 | 0 | 0 | -88743.1518 | 0 | 0 | 0 | 0 | 0 | 0 | 0 | 0 | 0 | -278980.8824 | 0 | 0 | 0 | 0 | 0 | 0 | 0
2016-03-14 12:00 | 0 | 0 | 0 | 0 | 0 | 458842.6938 | 0 | 409185 | 0 | 0 | 0 | 0 | 0 | 0 | 0 | 0 | 0 | 0 | 0 | 0 | 734890.2084 | 0 | 0 | 0 | 0 | 0 | 0 | 0 | 0 | 0 | 0 | 0 | 0 | 0 | 0 | 0 | 0 | 0 | 0 | 0 | 0 | 49657.6938 | 0 | 0 | 0 | 0 | 0 | 0 | 0
2016-03-14 13:00 | 0 | 0 | 0 | 0 | 0 | 413504.6679 | 56353.2496 | 420455 | 0 | 0 | 0 | 0 | 88743.1518 | 0 | 0 | 0 | 0 | 0 | 0 | 0 | 695549.974 | 0 | 0 | 0 | 0 | 0 | 0 | 0 | 0 | 0 | 0 | 88743.1518 | 0 | 0 | 0 | 0 | 0 | 0 | 0 | 0 | 0 | -39340.2344 | 0 | 0 | 0 | 0 | 0 | 0 | 0
2016-03-14 14:00 | 0 | 0 | 0 | 0 | 0 | 0 | 454325.9258 | 429944 | 0 | 0 | 0 | 0 | 44717.1294 | 0 | 0 | 0 | 0 | 0 | 0 | 0 | 763957.9222 | 0 | 0 | 0 | 0 | 0 | 0 | 0 | 0 | 0 | 0 | -44026.0224 | 0 | 0 | 0 | 0 | 0 | 0 | 0 | 0 | 0 | 68407.9482 | 0 | 0 | 0 | 0 | 0 | 0 | 0
2016-03-14 15:00 | 0 | 0 | 0 | 0 | 0 | 0 | 726830.394 | 437125 | 0 | 0 | 0 | 0 | 55441.641 | 0 | 0 | 0 | 0 | 0 | 0 | 0 | 1042938.8047 | 0 | 0 | 0 | 0 | 0 | 0 | 0 | 0 | 0 | 0 | 10724.5116 | 0 | 0 | 0 | 0 | 0 | 0 | 0 | 0 | 0 | 278980.8824 | 0 | 0 | 0 | 0 | 0 | 0 | 0
2016-03-14 16:00 | 0 | 0 | 0 | 0 | 0 | 0 | 791436.5071 | 440561 | 0 | 0 | 0 | 0 | 127336.2656 | 0 | 0 | 0 | 0 | 0 | 0 | 0 | 1321919.6871 | 0 | 0 | 0 | 0 | 0 | 0 | 0 | 0 | 0 | 0 | 71894.6246 | 0 | 0 | 0 | 0 | 0 | 0 | 0 | 0 | 0 | 278980.8824 | 0 | 0 | 0 | 0 | 0 | 0 | 0
2016-03-14 17:00 | 0 | 0 | 0 | 0 | 0 | 0 | 790180.5473 | 443657 | 0 | 0 | 0 | 0 | 194878.9305 | 0 | 0 | 0 | 0 | 0 | 0 | 0 | 1600900.5696 | 0 | 0 | 0 | 0 | 0 | 0 | 0 | 0 | 0 | 0 | 67542.6649 | 0 | 0 | 0 | 0 | 0 | 0 | 0 | 0 | 0 | 278980.8824 | 0 | 0 | 0 | 0 | 0 | 0 | 0
2016-03-14 18:00 | 0 | 0 | 0 | 0 | 0 | 0 | 777057.1993 | 446603 | 0 | 0 | 0 | 0 | 246352.2473 | 0 | 0 | 0 | 0 | 0 | 0 | 0 | 1879881.452 | 0 | 0 | 0 | 0 | 0 | 0 | 0 | 0 | 0 | 0 | 51473.3168 | 0 | 0 | 0 | 0 | 0 | 0 | 0 | 0 | 0 | 278980.8824 | 0 | 0 | 0 | 0 | 0 | 0 | 0
2016-03-14 19:00 | 0 | 0 | 0 | 0 | 0 | 0 | 767862.6167 | 448872 | 0 | 0 | 0 | 0 | 286361.9816 | 0 | 0 | 0 | 0 | 0 | 0 | 0 | 2158862.3344 | 0 | 0 | 0 | 0 | 0 | 0 | 0 | 0 | 0 | 0 | 40009.7343 | 0 | 0 | 0 | 0 | 0 | 0 | 0 | 0 | 0 | 278980.8824 | 0 | 0 | 0 | 0 | 0 | 0 | 0
2016-03-14 20:00 | 0 | 0 | 0 | 0 | 0 | 0 | 773148.0479 | 450737 | 0 | 0 | 0 | 0 | 329792.1471 | 0 | 0 | 0 | 0 | 0 | 0 | 0 | 2437843.2169 | 0 | 0 | 0 | 0 | 0 | 0 | 0 | 0 | 0 | 0 | 43430.1654 | 0 | 0 | 0 | 0 | 0 | 0 | 0 | 0 | 0 | 278980.8824 | 0 | 0 | 0 | 0 | 0 | 0 | 0
2016-03-14 21:00 | 0 | 0 | 0 | 0 | 0 | 0 | 776434.1921 | 452592 | 0 | 0 | 0 | 0 | 374653.4567 | 0 | 0 | 0 | 0 | 0 | 0 | 0 | 2716824.0993 | 0 | 0 | 0 | 0 | 0 | 0 | 0 | 0 | 0 | 0 | 44861.3097 | 0 | 0 | 0 | 0 | 0 | 0 | 0 | 0 | 0 | 278980.8824 | 0 | 0 | 0 | 0 | 0 | 0 | 0
2016-03-14 22:00 | 0 | 0 | 0 | 0 | 0 | 0 | 739701.7839 | 452529 | 0 | 0 | 0 | 0 | 382845.3582 | 0 | 0 | 0 | 0 | 0 | 0 | 0 | 2995804.9818 | 0 | 0 | 0 | 0 | 0 | 0 | 0 | 0 | 0 | 0 | 8191.9015 | 0 | 0 | 0 | 0 | 0 | 0 | 0 | 0 | 0 | 278980.8824 | 0 | 0 | 0 | 0 | 0 | 0 | 0
2016-03-14 23:00 | 0 | 0 | 0 | 0 | 0 | 0 | 591130.0165 | 452786 | 0 | 0 | 0 | 0 | 294102.2064 | 0 | 0 | 0 | 0 | 0 | 0 | 0 | 3222892.15 | 0 | 0 | 0 | 0 | 0 | 0 | 0 | 0 | 0 | 0 | -88743.1518 | 0 | 0 | 0 | 0 | 0 | 0 | 0 | 0 | 0 | 227087.1683 | 0 | 0 | 0 | 0 | 0 | 0 | 0
2016-03-15 | 0 | 0 | 0 | 0 | 0 | 0 | 259700.9418 | 455067 | 0 | 0 | 0 | 0 | 294102.2064 | 0 | 0 | 0 | 0 | 0 | 0 | 0 | 3027526.0918 | 0 | 0 | 0 | 0 | 0 | 0 | 0 | 0 | 0 | 0 | 0 | 0 | 0 | 0 | 0 | 0 | 0 | 0 | 0 | 0 | -195366.0582 | 0 | 0 | 0 | 0 | 0 | 0 | 0
2016-03-15 01:00 | 0 | 0 | 0 | 0 | 0 | 251312.958 | 6432.3114 | 447983 | 0 | 0 | 0 | 0 | 382845.3582 | 0 | 0 | 0 | 0 | 0 | 0 | 0 | 2748545.2093 | 0 | 0 | 0 | 0 | 0 | 0 | 0 | 0 | 0 | 0 | 88743.1518 | 0 | 0 | 0 | 0 | 0 | 0 | 0 | 0 | 0 | -278980.8824 | 0 | 0 | 0 | 0 | 0 | 0 | 0
2016-03-15 02:00 | 0 | 0 | 0 | 0 | 0 | 61241.9658 | 0 | 428966 | 0 | 0 | 0 | 0 | 294102.2064 | 0 | 0 | 0 | 0 | 0 | 0 | 0 | 2469564.3269 | 0 | 0 | 0 | 0 | 0 | 0 | 0 | 0 | 0 | 0 | -88743.1518 | 0 | 0 | 0 | 0 | 0 | 0 | 0 | 0 | 0 | -278980.8824 | 0 | 0 | 0 | 0 | 0 | 0 | 0
2016-03-15 03:00 | 0 | 0 | 0 | 0 | 0 | 216175.2694 | 0 | 406413 | 0 | 0 | 0 | 0 | 382845.3582 | 0 | 0 | 0 | 0 | 0 | 0 | 0 | 2190583.4445 | 0 | 0 | 0 | 0 | 0 | 0 | 0 | 0 | 0 | 0 | 88743.1518 | 0 | 0 | 0 | 0 | 0 | 0 | 0 | 0 | 0 | -278980.8824 | 0 | 0 | 0 | 0 | 0 | 0 | 0
2016-03-15 04:00 | 0 | 0 | 0 | 0 | 0 | 14628.9658 | 0 | 382353 | 0 | 0 | 0 | 0 | 294102.2064 | 0 | 0 | 0 | 0 | 0 | 0 | 0 | 1911602.562 | 0 | 0 | 0 | 0 | 0 | 0 | 0 | 0 | 0 | 0 | -88743.1518 | 0 | 0 | 0 | 0 | 0 | 0 | 0 | 0 | 0 | -278980.8824 | 0 | 0 | 0 | 0 | 0 | 0 | 0
2016-03-15 05:00 | 0 | 0 | 0 | 0 | 0 | 0 | 0 | 362173 | 0 | 0 | 0 | 0 | 205359.0546 | 0 | 0 | 0 | 0 | 0 | 0 | 0 | 1638172.7138 | 0 | 0 | 0 | 0 | 0 | 0 | 0 | 0 | 0 | 0 | -88743.1518 | 0 | 0 | 0 | 0 | 0 | 0 | 0 | 0 | 0 | -273429.8482 | 0 | 0 | 0 | 0 | 0 | 0 | 0
2016-03-15 06:00 | 0 | 0 | 0 | 0 | 0 | 716309.0342 | 0 | 348585 | 0 | 0 | 0 | 0 | 294102.2064 | 0 | 0 | 0 | 0 | 0 | 0 | 0 | 1917153.5963 | 0 | 0 | 0 | 0 | 0 | 0 | 0 | 0 | 0 | 0 | 88743.1518 | 0 | 0 | 0 | 0 | 0 | 0 | 0 | 0 | 0 | 278980.8824 | 0 | 0 | 0 | 0 | 0 | 0 | 0
2016-03-15 07:00 | 0 | 0 | 0 | 0 | 0 | 0 | 0 | 339980 | 0 | 0 | 0 | 0 | 233103.0889 | 0 | 0 | 0 | 0 | 0 | 0 | 0 | 1638172.7138 | 0 | 0 | 0 | 0 | 0 | 0 | 0 | 0 | 0 | 0 | -60999.1176 | 0 | 0 | 0 | 0 | 0 | 0 | 0 | 0 | 0 | -278980.8824 | 0 | 0 | 0 | 0 | 0 | 0 | 0
2016-03-15 08:00 | 0 | 0 | 0 | 0 | 0 | 0 | 0 | 339086 | 0 | 0 | 0 | 0 | 144359.9371 | 0 | 0 | 0 | 0 | 0 | 0 | 0 | 1387829.8656 | 0 | 0 | 0 | 0 | 0 | 0 | 0 | 0 | 0 | 0 | -88743.1518 | 0 | 0 | 0 | 0 | 0 | 0 | 0 | 0 | 0 | -250342.8482 | 0 | 0 | 0 | 0 | 0 | 0 | 0
2016-03-15 09:00 | 0 | 0 | 0 | 0 | 0 | 157021.2694 | 0 | 347259 | 0 | 0 | 0 | 0 | 233103.0889 | 0 | 0 | 0 | 0 | 0 | 0 | 0 | 1108848.9832 | 0 | 0 | 0 | 0 | 0 | 0 | 0 | 0 | 0 | 0 | 88743.1518 | 0 | 0 | 0 | 0 | 0 | 0 | 0 | 0 | 0 | -278980.8824 | 0 | 0 | 0 | 0 | 0 | 0 | 0
2016-03-15 10:00 | 0 | 0 | 0 | 0 | 0 | 134483.2369 | 0 | 373132 | 0 | 0 | 0 | 0 | 273435.2083 | 0 | 0 | 0 | 0 | 0 | 0 | 0 | 829868.1007 | 0 | 0 | 0 | 0 | 0 | 0 | 0 | 0 | 0 | 0 | 40332.1194 | 0 | 0 | 0 | 0 | 0 | 0 | 0 | 0 | 0 | -278980.8824 | 0 | 0 | 0 | 0 | 0 | 0 | 0
2016-03-15 11:00 | 0 | 0 | 0 | 0 | 0 | 32528.9658 | 0 | 400253 | 0 | 0 | 0 | 0 | 184692.0565 | 0 | 0 | 0 | 0 | 0 | 0 | 0 | 550887.2183 | 0 | 0 | 0 | 0 | 0 | 0 | 0 | 0 | 0 | 0 | -88743.1518 | 0 | 0 | 0 | 0 | 0 | 0 | 0 | 0 | 0 | -278980.8824 | 0 | 0 | 0 | 0 | 0 | 0 | 0
2016-03-15 12:00 | 0 | 0 | 0 | 0 | 0 | 603288.7306 | 0 | 413051 | 0 | 0 | 0 | 0 | 95948.9047 | 0 | 0 | 0 | 0 | 0 | 0 | 0 | 829868.1007 | 0 | 0 | 0 | 0 | 0 | 0 | 0 | 0 | 0 | 0 | -88743.1518 | 0 | 0 | 0 | 0 | 0 | 0 | 0 | 0 | 0 | 278980.8824 | 0 | 0 | 0 | 0 | 0 | 0 | 0
2016-03-15 13:00 | 0 | 0 | 0 | 0 | 0 | 636778.2316 | 56076.8979 | 421080 | 0 | 0 | 0 | 0 | 88743.1518 | 0 | 0 | 0 | 0 | 0 | 0 | 0 | 1108848.9832 | 0 | 0 | 0 | 0 | 0 | 0 | 0 | 0 | 0 | 0 | -7205.7529 | 0 | 0 | 0 | 0 | 0 | 0 | 0 | 0 | 0 | 278980.8824 | 0 | 0 | 0 | 0 | 0 | 0 | 0
2016-03-15 14:00 | 0 | 0 | 0 | 0 | 0 | 0 | 497775.3234 | 429798 | 0 | 0 | 0 | 0 | 0 | 0 | 0 | 0 | 0 | 0 | 0 | 0 | 1265569.4583 | 0 | 0 | 0 | 0 | 0 | 0 | 0 | 0 | 0 | 0 | -88743.1518 | 0 | 0 | 0 | 0 | 0 | 0 | 0 | 0 | 0 | 156720.4752 | 0 | 0 | 0 | 0 | 0 | 0 | 0
2016-03-15 15:00 | 0 | 0 | 0 | 0 | 0 | 0 | 713727.8824 | 434747 | 0 | 0 | 0 | 0 | 0 | 0 | 0 | 0 | 0 | 0 | 0 | 0 | 1544550.3408 | 0 | 0 | 0 | 0 | 0 | 0 | 0 | 0 | 0 | 0 | 0 | 0 | 0 | 0 | 0 | 0 | 0 | 0 | 0 | 0 | 278980.8824 | 0 | 0 | 0 | 0 | 0 | 0 | 0
2016-03-15 16:00 | 0 | 0 | 0 | 0 | 0 | 0 | 806468.0342 | 438744 | 0 | 0 | 0 | 0 | 88743.1518 | 0 | 0 | 0 | 0 | 0 | 0 | 0 | 1823531.2232 | 0 | 0 | 0 | 0 | 0 | 0 | 0 | 0 | 0 | 0 | 88743.1518 | 0 | 0 | 0 | 0 | 0 | 0 | 0 | 0 | 0 | 278980.8824 | 0 | 0 | 0 | 0 | 0 | 0 | 0
2016-03-15 17:00 | 0 | 0 | 0 | 0 | 0 | 0 | 810213.0342 | 442489 | 0 | 0 | 0 | 0 | 177486.3036 | 0 | 0 | 0 | 0 | 0 | 0 | 0 | 2102512.1057 | 0 | 0 | 0 | 0 | 0 | 0 | 0 | 0 | 0 | 0 | 88743.1518 | 0 | 0 | 0 | 0 | 0 | 0 | 0 | 0 | 0 | 278980.8824 | 0 | 0 | 0 | 0 | 0 | 0 | 0
2016-03-15 18:00 | 0 | 0 | 0 | 0 | 0 | 0 | 800196.4147 | 445272 | 0 | 0 | 0 | 0 | 253429.8359 | 0 | 0 | 0 | 0 | 0 | 0 | 0 | 2381492.9881 | 0 | 0 | 0 | 0 | 0 | 0 | 0 | 0 | 0 | 0 | 75943.5323 | 0 | 0 | 0 | 0 | 0 | 0 | 0 | 0 | 0 | 278980.8824 | 0 | 0 | 0 | 0 | 0 | 0 | 0
2016-03-15 19:00 | 0 | 0 | 0 | 0 | 0 | 0 | 790998.3428 | 447216 | 0 | 0 | 0 | 0 | 318231.2962 | 0 | 0 | 0 | 0 | 0 | 0 | 0 | 2660473.8706 | 0 | 0 | 0 | 0 | 0 | 0 | 0 | 0 | 0 | 0 | 64801.4603 | 0 | 0 | 0 | 0 | 0 | 0 | 0 | 0 | 0 | 278980.8824 | 0 | 0 | 0 | 0 | 0 | 0 | 0
2016-03-15 20:00 | 0 | 0 | 0 | 0 | 0 | 0 | 793949.9445 | 450355 | 0 | 0 | 0 | 0 | 382845.3582 | 0 | 0 | 0 | 0 | 0 | 0 | 0 | 2939454.753 | 0 | 0 | 0 | 0 | 0 | 0 | 0 | 0 | 0 | 0 | 64614.0621 | 0 | 0 | 0 | 0 | 0 | 0 | 0 | 0 | 0 | 278980.8824 | 0 | 0 | 0 | 0 | 0 | 0 | 0
2016-03-15 21:00 | 0 | 0 | 0 | 0 | 0 | 0 | 732076.8824 | 453096 | 0 | 0 | 0 | 0 | 382845.3582 | 0 | 0 | 0 | 0 | 0 | 0 | 0 | 3218435.6354 | 0 | 0 | 0 | 0 | 0 | 0 | 0 | 0 | 0 | 0 | 0 | 0 | 0 | 0 | 0 | 0 | 0 | 0 | 0 | 0 | 278980.8824 | 0 | 0 | 0 | 0 | 0 | 0 | 0
2016-03-15 22:00 | 0 | 0 | 0 | 0 | 0 | 0 | 730807.8824 | 451827 | 0 | 0 | 0 | 0 | 382845.3582 | 0 | 0 | 0 | 0 | 0 | 0 | 0 | 3497416.5179 | 0 | 0 | 0 | 0 | 0 | 0 | 0 | 0 | 0 | 0 | 0 | 0 | 0 | 0 | 0 | 0 | 0 | 0 | 0 | 0 | 278980.8824 | 0 | 0 | 0 | 0 | 0 | 0 | 0
2016-03-15 23:00 | 0 | 0 | 0 | 0 | 0 | 0 | 586639.7183 | 453300 | 0 | 0 | 0 | 0 | 382845.3582 | 0 | 0 | 0 | 0 | 0 | 0 | 0 | 3630756.2362 | 0 | 0 | 0 | 0 | 0 | 0 | 0 | 0 | 0 | 0 | 0 | 0 | 0 | 0 | 0 | 0 | 0 | 0 | 0 | 0 | 133339.7183 | 0 | 0 | 0 | 0 | 0 | 0 | 0
2016-03-16 | 0 | 0 | 0 | 0 | 0 | 0 | 255505.4609 | 457078 | 0 | 0 | 0 | 0 | 294102.2064 | 0 | 0 | 0 | 0 | 0 | 0 | 0 | 3517926.8489 | 0 | 0 | 0 | 0 | 0 | 0 | 0 | 0 | 0 | 0 | -88743.1518 | 0 | 0 | 0 | 0 | 0 | 0 | 0 | 0 | 0 | -112829.3873 | 0 | 0 | 0 | 0 | 0 | 0 | 0
2016-03-16 01:00 | 0 | 0 | 0 | 0 | 0 | 745549.6673 | 9046.5892 | 450176 | 0 | 0 | 0 | 0 | 382845.3582 | 0 | 0 | 0 | 0 | 0 | 0 | 0 | 3733603.9537 | 0 | 0 | 0 | 0 | 0 | 0 | 0 | 0 | 0 | 0 | 88743.1518 | 0 | 0 | 0 | 0 | 0 | 0 | 0 | 0 | 0 | 215677.1047 | 0 | 0 | 0 | 0 | 0 | 0 | 0
2016-03-16 02:00 | 0 | 0 | 0 | 0 | 0 | 62170.9658 | 0 | 429895 | 0 | 0 | 0 | 0 | 294102.2064 | 0 | 0 | 0 | 0 | 0 | 0 | 0 | 3454623.0712 | 0 | 0 | 0 | 0 | 0 | 0 | 0 | 0 | 0 | 0 | -88743.1518 | 0 | 0 | 0 | 0 | 0 | 0 | 0 | 0 | 0 | -278980.8824 | 0 | 0 | 0 | 0 | 0 | 0 | 0
2016-03-16 03:00 | 0 | 0 | 0 | 0 | 0 | 215752.2694 | 0 | 405990 | 0 | 0 | 0 | 0 | 382845.3582 | 0 | 0 | 0 | 0 | 0 | 0 | 0 | 3175642.1888 | 0 | 0 | 0 | 0 | 0 | 0 | 0 | 0 | 0 | 0 | 88743.1518 | 0 | 0 | 0 | 0 | 0 | 0 | 0 | 0 | 0 | -278980.8824 | 0 | 0 | 0 | 0 | 0 | 0 | 0
2016-03-16 04:00 | 0 | 0 | 0 | 0 | 0 | 13811.9658 | 0 | 381536 | 0 | 0 | 0 | 0 | 294102.2064 | 0 | 0 | 0 | 0 | 0 | 0 | 0 | 2896661.3063 | 0 | 0 | 0 | 0 | 0 | 0 | 0 | 0 | 0 | 0 | -88743.1518 | 0 | 0 | 0 | 0 | 0 | 0 | 0 | 0 | 0 | -278980.8824 | 0 | 0 | 0 | 0 | 0 | 0 | 0
2016-03-16 05:00 | 0 | 0 | 0 | 0 | 0 | 0 | 0 | 362804 | 0 | 0 | 0 | 0 | 205359.0546 | 0 | 0 | 0 | 0 | 0 | 0 | 0 | 2622600.4581 | 0 | 0 | 0 | 0 | 0 | 0 | 0 | 0 | 0 | 0 | -88743.1518 | 0 | 0 | 0 | 0 | 0 | 0 | 0 | 0 | 0 | -274060.8482 | 0 | 0 | 0 | 0 | 0 | 0 | 0
2016-03-16 06:00 | 0 | 0 | 0 | 0 | 0 | 681143.5498 | 0 | 348463 | 0 | 0 | 0 | 0 | 294102.2064 | 0 | 0 | 0 | 0 | 0 | 0 | 0 | 2866537.8562 | 0 | 0 | 0 | 0 | 0 | 0 | 0 | 0 | 0 | 0 | 88743.1518 | 0 | 0 | 0 | 0 | 0 | 0 | 0 | 0 | 0 | 243937.398 | 0 | 0 | 0 | 0 | 0 | 0 | 0
2016-03-16 07:00 | 0 | 0 | 0 | 0 | 0 | 0 | 0 | 340052 | 0 | 0 | 0 | 0 | 233031.0889 | 0 | 0 | 0 | 0 | 0 | 0 | 0 | 2587556.9737 | 0 | 0 | 0 | 0 | 0 | 0 | 0 | 0 | 0 | 0 | -61071.1176 | 0 | 0 | 0 | 0 | 0 | 0 | 0 | 0 | 0 | -278980.8824 | 0 | 0 | 0 | 0 | 0 | 0 | 0
2016-03-16 08:00 | 0 | 0 | 0 | 0 | 0 | 0 | 0 | 338483 | 0 | 0 | 0 | 0 | 144287.9371 | 0 | 0 | 0 | 0 | 0 | 0 | 0 | 2337817.1255 | 0 | 0 | 0 | 0 | 0 | 0 | 0 | 0 | 0 | 0 | -88743.1518 | 0 | 0 | 0 | 0 | 0 | 0 | 0 | 0 | 0 | -249739.8482 | 0 | 0 | 0 | 0 | 0 | 0 | 0
2016-03-16 09:00 | 0 | 0 | 0 | 0 | 0 | 157118.2694 | 0 | 347356 | 0 | 0 | 0 | 0 | 233031.0889 | 0 | 0 | 0 | 0 | 0 | 0 | 0 | 2058836.2431 | 0 | 0 | 0 | 0 | 0 | 0 | 0 | 0 | 0 | 0 | 88743.1518 | 0 | 0 | 0 | 0 | 0 | 0 | 0 | 0 | 0 | -278980.8824 | 0 | 0 | 0 | 0 | 0 | 0 | 0
2016-03-16 10:00 | 0 | 0 | 0 | 0 | 0 | 38604.3323 | 0 | 373130 | 0 | 0 | 0 | 0 | 177486.3036 | 0 | 0 | 0 | 0 | 0 | 0 | 0 | 1779855.3607 | 0 | 0 | 0 | 0 | 0 | 0 | 0 | 0 | 0 | 0 | -55544.7853 | 0 | 0 | 0 | 0 | 0 | 0 | 0 | 0 | 0 | -278980.8824 | 0 | 0 | 0 | 0 | 0 | 0 | 0
2016-03-16 11:00 | 0 | 0 | 0 | 0 | 0 | 31912.9658 | 0 | 399637 | 0 | 0 | 0 | 0 | 88743.1518 | 0 | 0 | 0 | 0 | 0 | 0 | 0 | 1500874.4782 | 0 | 0 | 0 | 0 | 0 | 0 | 0 | 0 | 0 | 0 | -88743.1518 | 0 | 0 | 0 | 0 | 0 | 0 | 0 | 0 | 0 | -278980.8824 | 0 | 0 | 0 | 0 | 0 | 0 | 0
2016-03-16 12:00 | 0 | 0 | 0 | 0 | 0 | 43616.9658 | 0 | 411341 | 0 | 0 | 0 | 0 | 0 | 0 | 0 | 0 | 0 | 0 | 0 | 0 | 1221893.5958 | 0 | 0 | 0 | 0 | 0 | 0 | 0 | 0 | 0 | 0 | -88743.1518 | 0 | 0 | 0 | 0 | 0 | 0 | 0 | 0 | 0 | -278980.8824 | 0 | 0 | 0 | 0 | 0 | 0 | 0
2016-03-16 13:00 | 0 | 0 | 0 | 0 | 0 | 514218.8516 | 60210.6674 | 418427 | 0 | 0 | 0 | 0 | 88743.1518 | 0 | 0 | 0 | 0 | 0 | 0 | 0 | 1289152.963 | 0 | 0 | 0 | 0 | 0 | 0 | 0 | 0 | 0 | 0 | 88743.1518 | 0 | 0 | 0 | 0 | 0 | 0 | 0 | 0 | 0 | 67259.3672 | 0 | 0 | 0 | 0 | 0 | 0 | 0
2016-03-16 14:00 | 0 | 0 | 0 | 0 | 0 | 0 | 495988.6574 | 426785 | 0 | 0 | 0 | 0 | 0 | 0 | 0 | 0 | 0 | 0 | 0 | 0 | 1447099.7722 | 0 | 0 | 0 | 0 | 0 | 0 | 0 | 0 | 0 | 0 | -88743.1518 | 0 | 0 | 0 | 0 | 0 | 0 | 0 | 0 | 0 | 157946.8092 | 0 | 0 | 0 | 0 | 0 | 0 | 0
2016-03-16 15:00 | 0 | 0 | 0 | 0 | 0 | 0 | 798674.0342 | 430950 | 0 | 0 | 0 | 0 | 88743.1518 | 0 | 0 | 0 | 0 | 0 | 0 | 0 | 1726080.6547 | 0 | 0 | 0 | 0 | 0 | 0 | 0 | 0 | 0 | 0 | 88743.1518 | 0 | 0 | 0 | 0 | 0 | 0 | 0 | 0 | 0 | 278980.8824 | 0 | 0 | 0 | 0 | 0 | 0 | 0
2016-03-16 16:00 | 0 | 0 | 0 | 0 | 0 | 0 | 800971.0342 | 433247 | 0 | 0 | 0 | 0 | 177486.3036 | 0 | 0 | 0 | 0 | 0 | 0 | 0 | 2005061.5371 | 0 | 0 | 0 | 0 | 0 | 0 | 0 | 0 | 0 | 0 | 88743.1518 | 0 | 0 | 0 | 0 | 0 | 0 | 0 | 0 | 0 | 278980.8824 | 0 | 0 | 0 | 0 | 0 | 0 | 0
2016-03-16 17:00 | 0 | 0 | 0 | 0 | 0 | 0 | 804045.0342 | 436321 | 0 | 0 | 0 | 0 | 266229.4554 | 0 | 0 | 0 | 0 | 0 | 0 | 0 | 2284042.4196 | 0 | 0 | 0 | 0 | 0 | 0 | 0 | 0 | 0 | 0 | 88743.1518 | 0 | 0 | 0 | 0 | 0 | 0 | 0 | 0 | 0 | 278980.8824 | 0 | 0 | 0 | 0 | 0 | 0 | 0
2016-03-16 18:00 | 0 | 0 | 0 | 0 | 0 | 0 | 807757.0342 | 440033 | 0 | 0 | 0 | 0 | 354972.6072 | 0 | 0 | 0 | 0 | 0 | 0 | 0 | 2563023.302 | 0 | 0 | 0 | 0 | 0 | 0 | 0 | 0 | 0 | 0 | 88743.1518 | 0 | 0 | 0 | 0 | 0 | 0 | 0 | 0 | 0 | 278980.8824 | 0 | 0 | 0 | 0 | 0 | 0 | 0
2016-03-16 19:00 | 0 | 0 | 0 | 0 | 0 | 0 | 631596.7306 | 441359 | 0 | 0 | 0 | 0 | 266229.4554 | 0 | 0 | 0 | 0 | 0 | 0 | 0 | 2842004.1844 | 0 | 0 | 0 | 0 | 0 | 0 | 0 | 0 | 0 | 0 | -88743.1518 | 0 | 0 | 0 | 0 | 0 | 0 | 0 | 0 | 0 | 278980.8824 | 0 | 0 | 0 | 0 | 0 | 0 | 0
2016-03-16 20:00 | 0 | 0 | 0 | 0 | 0 | 0 | 810625.0342 | 442901 | 0 | 0 | 0 | 0 | 354972.6072 | 0 | 0 | 0 | 0 | 0 | 0 | 0 | 3120985.0669 | 0 | 0 | 0 | 0 | 0 | 0 | 0 | 0 | 0 | 0 | 88743.1518 | 0 | 0 | 0 | 0 | 0 | 0 | 0 | 0 | 0 | 278980.8824 | 0 | 0 | 0 | 0 | 0 | 0 | 0
2016-03-16 21:00 | 0 | 0 | 0 | 0 | 0 | 0 | 751879.6335 | 445026 | 0 | 0 | 0 | 0 | 382845.3582 | 0 | 0 | 0 | 0 | 0 | 0 | 0 | 3399965.9493 | 0 | 0 | 0 | 0 | 0 | 0 | 0 | 0 | 0 | 0 | 27872.7511 | 0 | 0 | 0 | 0 | 0 | 0 | 0 | 0 | 0 | 278980.8824 | 0 | 0 | 0 | 0 | 0 | 0 | 0
2016-03-16 22:00 | 0 | 0 | 0 | 0 | 0 | 0 | 722009.8824 | 443029 | 0 | 0 | 0 | 0 | 382845.3582 | 0 | 0 | 0 | 0 | 0 | 0 | 0 | 3678946.8318 | 0 | 0 | 0 | 0 | 0 | 0 | 0 | 0 | 0 | 0 | 0 | 0 | 0 | 0 | 0 | 0 | 0 | 0 | 0 | 0 | 278980.8824 | 0 | 0 | 0 | 0 | 0 | 0 | 0
2016-03-16 23:00 | 0 | 0 | 0 | 0 | 0 | 0 | 633284.1423 | 444337 | 0 | 0 | 0 | 0 | 382845.3582 | 0 | 0 | 0 | 0 | 0 | 0 | 0 | 3867893.974 | 0 | 0 | 0 | 0 | 0 | 0 | 0 | 0 | 0 | 0 | 0 | 0 | 0 | 0 | 0 | 0 | 0 | 0 | 0 | 0 | 188947.1423 | 0 | 0 | 0 | 0 | 0 | 0 | 0
2016-03-17 | 0 | 0 | 0 | 0 | 0 | 0 | 277061.1669 | 450102 | 0 | 0 | 0 | 0 | 382845.3582 | 0 | 0 | 0 | 0 | 0 | 0 | 0 | 3694853.141 | 0 | 0 | 0 | 0 | 0 | 0 | 0 | 0 | 0 | 0 | 0 | 0 | 0 | 0 | 0 | 0 | 0 | 0 | 0 | 0 | -173040.8331 | 0 | 0 | 0 | 0 | 0 | 0 | 0
2016-03-17 01:00 | 0 | 0 | 0 | 0 | 0 | 713762.5156 | 8970.3669 | 443752 | 0 | 0 | 0 | 0 | 382845.3582 | 0 | 0 | 0 | 0 | 0 | 0 | 0 | 3973834.0234 | 0 | 0 | 0 | 0 | 0 | 0 | 0 | 0 | 0 | 0 | 0 | 0 | 0 | 0 | 0 | 0 | 0 | 0 | 0 | 0 | 278980.8824 | 0 | 0 | 0 | 0 | 0 | 0 | 0
2016-03-17 02:00 | 0 | 0 | 0 | 0 | 0 | 57373.9658 | 0 | 425098 | 0 | 0 | 0 | 0 | 294102.2064 | 0 | 0 | 0 | 0 | 0 | 0 | 0 | 3694853.141 | 0 | 0 | 0 | 0 | 0 | 0 | 0 | 0 | 0 | 0 | -88743.1518 | 0 | 0 | 0 | 0 | 0 | 0 | 0 | 0 | 0 | -278980.8824 | 0 | 0 | 0 | 0 | 0 | 0 | 0
2016-03-17 03:00 | 0 | 0 | 0 | 0 | 0 | 34109.9658 | 0 | 401834 | 0 | 0 | 0 | 0 | 205359.0546 | 0 | 0 | 0 | 0 | 0 | 0 | 0 | 3415872.2585 | 0 | 0 | 0 | 0 | 0 | 0 | 0 | 0 | 0 | 0 | -88743.1518 | 0 | 0 | 0 | 0 | 0 | 0 | 0 | 0 | 0 | -278980.8824 | 0 | 0 | 0 | 0 | 0 | 0 | 0
2016-03-17 04:00 | 0 | 0 | 0 | 0 | 0 | 189529.2694 | 0 | 379767 | 0 | 0 | 0 | 0 | 294102.2064 | 0 | 0 | 0 | 0 | 0 | 0 | 0 | 3136891.3761 | 0 | 0 | 0 | 0 | 0 | 0 | 0 | 0 | 0 | 0 | 88743.1518 | 0 | 0 | 0 | 0 | 0 | 0 | 0 | 0 | 0 | -278980.8824 | 0 | 0 | 0 | 0 | 0 | 0 | 0
2016-03-17 05:00 | 0 | 0 | 0 | 0 | 0 | 170123.2694 | 0 | 360361 | 0 | 0 | 0 | 0 | 382845.3582 | 0 | 0 | 0 | 0 | 0 | 0 | 0 | 2857910.4936 | 0 | 0 | 0 | 0 | 0 | 0 | 0 | 0 | 0 | 0 | 88743.1518 | 0 | 0 | 0 | 0 | 0 | 0 | 0 | 0 | 0 | -278980.8824 | 0 | 0 | 0 | 0 | 0 | 0 | 0
2016-03-17 06:00 | 0 | 0 | 0 | 0 | 0 | 0 | 0 | 347411 | 0 | 0 | 0 | 0 | 294102.2064 | 0 | 0 | 0 | 0 | 0 | 0 | 0 | 2599242.6454 | 0 | 0 | 0 | 0 | 0 | 0 | 0 | 0 | 0 | 0 | -88743.1518 | 0 | 0 | 0 | 0 | 0 | 0 | 0 | 0 | 0 | -258667.8482 | 0 | 0 | 0 | 0 | 0 | 0 | 0
2016-03-17 07:00 | 0 | 0 | 0 | 0 | 0 | 544673.7107 | 0 | 339963 | 0 | 0 | 0 | 0 | 382845.3582 | 0 | 0 | 0 | 0 | 0 | 0 | 0 | 2715210.2043 | 0 | 0 | 0 | 0 | 0 | 0 | 0 | 0 | 0 | 0 | 88743.1518 | 0 | 0 | 0 | 0 | 0 | 0 | 0 | 0 | 0 | 115967.5589 | 0 | 0 | 0 | 0 | 0 | 0 | 0
2016-03-17 08:00 | 0 | 0 | 0 | 0 | 0 | 0 | 0 | 339724 | 0 | 0 | 0 | 0 | 322102.2407 | 0 | 0 | 0 | 0 | 0 | 0 | 0 | 2436229.3219 | 0 | 0 | 0 | 0 | 0 | 0 | 0 | 0 | 0 | 0 | -60743.1176 | 0 | 0 | 0 | 0 | 0 | 0 | 0 | 0 | 0 | -278980.8824 | 0 | 0 | 0 | 0 | 0 | 0 | 0
2016-03-17 09:00 | 0 | 0 | 0 | 0 | 0 | 0 | 0 | 349694 | 0 | 0 | 0 | 0 | 233359.0889 | 0 | 0 | 0 | 0 | 0 | 0 | 0 | 2175278.4737 | 0 | 0 | 0 | 0 | 0 | 0 | 0 | 0 | 0 | 0 | -88743.1518 | 0 | 0 | 0 | 0 | 0 | 0 | 0 | 0 | 0 | -260950.8482 | 0 | 0 | 0 | 0 | 0 | 0 | 0
2016-03-17 10:00 | 0 | 0 | 0 | 0 | 0 | 41768.3323 | 0 | 376622 | 0 | 0 | 0 | 0 | 177486.3036 | 0 | 0 | 0 | 0 | 0 | 0 | 0 | 1896297.5912 | 0 | 0 | 0 | 0 | 0 | 0 | 0 | 0 | 0 | 0 | -55872.7853 | 0 | 0 | 0 | 0 | 0 | 0 | 0 | 0 | 0 | -278980.8824 | 0 | 0 | 0 | 0 | 0 | 0 | 0
2016-03-17 11:00 | 0 | 0 | 0 | 0 | 0 | 37137.9658 | 0 | 404862 | 0 | 0 | 0 | 0 | 88743.1518 | 0 | 0 | 0 | 0 | 0 | 0 | 0 | 1617316.7088 | 0 | 0 | 0 | 0 | 0 | 0 | 0 | 0 | 0 | 0 | -88743.1518 | 0 | 0 | 0 | 0 | 0 | 0 | 0 | 0 | 0 | -278980.8824 | 0 | 0 | 0 | 0 | 0 | 0 | 0
2016-03-17 12:00 | 0 | 0 | 0 | 0 | 0 | 484454.7408 | 0 | 416193 | 0 | 0 | 0 | 0 | 0 | 0 | 0 | 0 | 0 | 0 | 0 | 0 | 1774321.6013 | 0 | 0 | 0 | 0 | 0 | 0 | 0 | 0 | 0 | 0 | -88743.1518 | 0 | 0 | 0 | 0 | 0 | 0 | 0 | 0 | 0 | 157004.8926 | 0 | 0 | 0 | 0 | 0 | 0 | 0
2016-03-17 13:00 | 0 | 0 | 0 | 0 | 0 | 337277.2878 | 104505.213 | 422526 | 0 | 0 | 0 | 0 | 88743.1518 | 0 | 0 | 0 | 0 | 0 | 0 | 0 | 1704834.9504 | 0 | 0 | 0 | 0 | 0 | 0 | 0 | 0 | 0 | 0 | 88743.1518 | 0 | 0 | 0 | 0 | 0 | 0 | 0 | 0 | 0 | -69486.651 | 0 | 0 | 0 | 0 | 0 | 0 | 0
2016-03-17 14:00 | 0 | 0 | 0 | 0 | 0 | 0 | 501665.788 | 428195 | 0 | 0 | 0 | 0 | 0 | 0 | 0 | 0 | 0 | 0 | 0 | 0 | 1867048.8902 | 0 | 0 | 0 | 0 | 0 | 0 | 0 | 0 | 0 | 0 | -88743.1518 | 0 | 0 | 0 | 0 | 0 | 0 | 0 | 0 | 0 | 162213.9398 | 0 | 0 | 0 | 0 | 0 | 0 | 0
2016-03-17 15:00 | 0 | 0 | 0 | 0 | 0 | 0 | 798795.0342 | 431071 | 0 | 0 | 0 | 0 | 88743.1518 | 0 | 0 | 0 | 0 | 0 | 0 | 0 | 2146029.7726 | 0 | 0 | 0 | 0 | 0 | 0 | 0 | 0 | 0 | 0 | 88743.1518 | 0 | 0 | 0 | 0 | 0 | 0 | 0 | 0 | 0 | 278980.8824 | 0 | 0 | 0 | 0 | 0 | 0 | 0
2016-03-17 16:00 | 0 | 0 | 0 | 0 | 0 | 0 | 799652.0342 | 431928 | 0 | 0 | 0 | 0 | 177486.3036 | 0 | 0 | 0 | 0 | 0 | 0 | 0 | 2425010.6551 | 0 | 0 | 0 | 0 | 0 | 0 | 0 | 0 | 0 | 0 | 88743.1518 | 0 | 0 | 0 | 0 | 0 | 0 | 0 | 0 | 0 | 278980.8824 | 0 | 0 | 0 | 0 | 0 | 0 | 0
2016-03-17 17:00 | 0 | 0 | 0 | 0 | 0 | 0 | 801197.0342 | 433473 | 0 | 0 | 0 | 0 | 266229.4554 | 0 | 0 | 0 | 0 | 0 | 0 | 0 | 2703991.5375 | 0 | 0 | 0 | 0 | 0 | 0 | 0 | 0 | 0 | 0 | 88743.1518 | 0 | 0 | 0 | 0 | 0 | 0 | 0 | 0 | 0 | 278980.8824 | 0 | 0 | 0 | 0 | 0 | 0 | 0
2016-03-17 18:00 | 0 | 0 | 0 | 0 | 0 | 0 | 801615.0342 | 433891 | 0 | 0 | 0 | 0 | 354972.6072 | 0 | 0 | 0 | 0 | 0 | 0 | 0 | 2982972.42 | 0 | 0 | 0 | 0 | 0 | 0 | 0 | 0 | 0 | 0 | 88743.1518 | 0 | 0 | 0 | 0 | 0 | 0 | 0 | 0 | 0 | 278980.8824 | 0 | 0 | 0 | 0 | 0 | 0 | 0
2016-03-17 19:00 | 0 | 0 | 0 | 0 | 0 | 0 | 623295.7306 | 433058 | 0 | 0 | 0 | 0 | 266229.4554 | 0 | 0 | 0 | 0 | 0 | 0 | 0 | 3261953.3024 | 0 | 0 | 0 | 0 | 0 | 0 | 0 | 0 | 0 | 0 | -88743.1518 | 0 | 0 | 0 | 0 | 0 | 0 | 0 | 0 | 0 | 278980.8824 | 0 | 0 | 0 | 0 | 0 | 0 | 0
2016-03-17 20:00 | 0 | 0 | 0 | 0 | 0 | 0 | 800693.0342 | 432969 | 0 | 0 | 0 | 0 | 354972.6072 | 0 | 0 | 0 | 0 | 0 | 0 | 0 | 3540934.1849 | 0 | 0 | 0 | 0 | 0 | 0 | 0 | 0 | 0 | 0 | 88743.1518 | 0 | 0 | 0 | 0 | 0 | 0 | 0 | 0 | 0 | 278980.8824 | 0 | 0 | 0 | 0 | 0 | 0 | 0
2016-03-17 21:00 | 0 | 0 | 0 | 0 | 0 | 0 | 739869.6335 | 433016 | 0 | 0 | 0 | 0 | 382845.3582 | 0 | 0 | 0 | 0 | 0 | 0 | 0 | 3819915.0673 | 0 | 0 | 0 | 0 | 0 | 0 | 0 | 0 | 0 | 0 | 27872.7511 | 0 | 0 | 0 | 0 | 0 | 0 | 0 | 0 | 0 | 278980.8824 | 0 | 0 | 0 | 0 | 0 | 0 | 0
2016-03-17 22:00 | 0 | 0 | 0 | 0 | 0 | 0 | 710508.8824 | 431528 | 0 | 0 | 0 | 0 | 382845.3582 | 0 | 0 | 0 | 0 | 0 | 0 | 0 | 4098895.9497 | 0 | 0 | 0 | 0 | 0 | 0 | 0 | 0 | 0 | 0 | 0 | 0 | 0 | 0 | 0 | 0 | 0 | 0 | 0 | 0 | 278980.8824 | 0 | 0 | 0 | 0 | 0 | 0 | 0
2016-03-17 23:00 | 0 | 0 | 0 | 0 | 0 | 0 | 622946.5105 | 434635 | 0 | 0 | 0 | 0 | 382845.3582 | 0 | 0 | 0 | 0 | 0 | 0 | 0 | 4287207.4603 | 0 | 0 | 0 | 0 | 0 | 0 | 0 | 0 | 0 | 0 | 0 | 0 | 0 | 0 | 0 | 0 | 0 | 0 | 0 | 0 | 188311.5105 | 0 | 0 | 0 | 0 | 0 | 0 | 0
2016-03-18 | 0 | 0 | 0 | 0 | 0 | 0 | 287338.5627 | 442171 | 0 | 0 | 0 | 0 | 382845.3582 | 0 | 0 | 0 | 0 | 0 | 0 | 0 | 4132375.023 | 0 | 0 | 0 | 0 | 0 | 0 | 0 | 0 | 0 | 0 | 0 | 0 | 0 | 0 | 0 | 0 | 0 | 0 | 0 | 0 | -154832.4373 | 0 | 0 | 0 | 0 | 0 | 0 | 0
2016-03-18 01:00 | 0 | 0 | 0 | 0 | 0 | 501604.4056 | 11857.6326 | 436010 | 0 | 0 | 0 | 0 | 382845.3582 | 0 | 0 | 0 | 0 | 0 | 0 | 0 | 4209827.0612 | 0 | 0 | 0 | 0 | 0 | 0 | 0 | 0 | 0 | 0 | 0 | 0 | 0 | 0 | 0 | 0 | 0 | 0 | 0 | 0 | 77452.0382 | 0 | 0 | 0 | 0 | 0 | 0 | 0
2016-03-18 02:00 | 0 | 0 | 0 | 0 | 0 | 140752.1176 | 0 | 419733 | 0 | 0 | 0 | 0 | 382845.3582 | 0 | 0 | 0 | 0 | 0 | 0 | 0 | 3930846.1788 | 0 | 0 | 0 | 0 | 0 | 0 | 0 | 0 | 0 | 0 | 0 | 0 | 0 | 0 | 0 | 0 | 0 | 0 | 0 | 0 | -278980.8824 | 0 | 0 | 0 | 0 | 0 | 0 | 0
2016-03-18 03:00 | 0 | 0 | 0 | 0 | 0 | 31424.9658 | 0 | 399149 | 0 | 0 | 0 | 0 | 294102.2064 | 0 | 0 | 0 | 0 | 0 | 0 | 0 | 3651865.2963 | 0 | 0 | 0 | 0 | 0 | 0 | 0 | 0 | 0 | 0 | -88743.1518 | 0 | 0 | 0 | 0 | 0 | 0 | 0 | 0 | 0 | -278980.8824 | 0 | 0 | 0 | 0 | 0 | 0 | 0
2016-03-18 04:00 | 0 | 0 | 0 | 0 | 0 | 10849.9658 | 0 | 378574 | 0 | 0 | 0 | 0 | 205359.0546 | 0 | 0 | 0 | 0 | 0 | 0 | 0 | 3372884.4139 | 0 | 0 | 0 | 0 | 0 | 0 | 0 | 0 | 0 | 0 | -88743.1518 | 0 | 0 | 0 | 0 | 0 | 0 | 0 | 0 | 0 | -278980.8824 | 0 | 0 | 0 | 0 | 0 | 0 | 0
2016-03-18 05:00 | 0 | 0 | 0 | 0 | 0 | 170934.2694 | 0 | 361172 | 0 | 0 | 0 | 0 | 294102.2064 | 0 | 0 | 0 | 0 | 0 | 0 | 0 | 3093903.5314 | 0 | 0 | 0 | 0 | 0 | 0 | 0 | 0 | 0 | 0 | 88743.1518 | 0 | 0 | 0 | 0 | 0 | 0 | 0 | 0 | 0 | -278980.8824 | 0 | 0 | 0 | 0 | 0 | 0 | 0
2016-03-18 06:00 | 0 | 0 | 0 | 0 | 0 | 0 | 0 | 348755 | 0 | 0 | 0 | 0 | 224328.0889 | 0 | 0 | 0 | 0 | 0 | 0 | 0 | 2814922.649 | 0 | 0 | 0 | 0 | 0 | 0 | 0 | 0 | 0 | 0 | -69774.1176 | 0 | 0 | 0 | 0 | 0 | 0 | 0 | 0 | 0 | -278980.8824 | 0 | 0 | 0 | 0 | 0 | 0 | 0
2016-03-18 07:00 | 0 | 0 | 0 | 0 | 0 | 0 | 0 | 341577 | 0 | 0 | 0 | 0 | 135584.9371 | 0 | 0 | 0 | 0 | 0 | 0 | 0 | 2562088.8008 | 0 | 0 | 0 | 0 | 0 | 0 | 0 | 0 | 0 | 0 | -88743.1518 | 0 | 0 | 0 | 0 | 0 | 0 | 0 | 0 | 0 | -252833.8482 | 0 | 0 | 0 | 0 | 0 | 0 | 0
2016-03-18 08:00 | 0 | 0 | 0 | 0 | 0 | 151433.2694 | 0 | 341671 | 0 | 0 | 0 | 0 | 224328.0889 | 0 | 0 | 0 | 0 | 0 | 0 | 0 | 2283107.9183 | 0 | 0 | 0 | 0 | 0 | 0 | 0 | 0 | 0 | 0 | 88743.1518 | 0 | 0 | 0 | 0 | 0 | 0 | 0 | 0 | 0 | -278980.8824 | 0 | 0 | 0 | 0 | 0 | 0 | 0
2016-03-18 09:00 | 0 | 0 | 0 | 0 | 0 | 347014.9941 | 0 | 352041 | 0 | 0 | 0 | 0 | 177486.3036 | 0 | 0 | 0 | 0 | 0 | 0 | 0 | 2324923.6978 | 0 | 0 | 0 | 0 | 0 | 0 | 0 | 0 | 0 | 0 | -46841.7853 | 0 | 0 | 0 | 0 | 0 | 0 | 0 | 0 | 0 | 41815.7794 | 0 | 0 | 0 | 0 | 0 | 0 | 0
2016-03-18 10:00 | 0 | 0 | 0 | 0 | 0 | 10406.9658 | 0 | 378131 | 0 | 0 | 0 | 0 | 88743.1518 | 0 | 0 | 0 | 0 | 0 | 0 | 0 | 2045942.8153 | 0 | 0 | 0 | 0 | 0 | 0 | 0 | 0 | 0 | 0 | -88743.1518 | 0 | 0 | 0 | 0 | 0 | 0 | 0 | 0 | 0 | -278980.8824 | 0 | 0 | 0 | 0 | 0 | 0 | 0
2016-03-18 11:00 | 0 | 0 | 0 | 0 | 0 | 37668.9658 | 0 | 405393 | 0 | 0 | 0 | 0 | 0 | 0 | 0 | 0 | 0 | 0 | 0 | 0 | 1766961.9329 | 0 | 0 | 0 | 0 | 0 | 0 | 0 | 0 | 0 | 0 | -88743.1518 | 0 | 0 | 0 | 0 | 0 | 0 | 0 | 0 | 0 | -278980.8824 | 0 | 0 | 0 | 0 | 0 | 0 | 0
2016-03-18 12:00 | 0 | 0 | 0 | 0 | 0 | 137783.1176 | 0 | 416764 | 0 | 0 | 0 | 0 | 0 | 0 | 0 | 0 | 0 | 0 | 0 | 0 | 1487981.0504 | 0 | 0 | 0 | 0 | 0 | 0 | 0 | 0 | 0 | 0 | 0 | 0 | 0 | 0 | 0 | 0 | 0 | 0 | 0 | 0 | -278980.8824 | 0 | 0 | 0 | 0 | 0 | 0 | 0
2016-03-18 13:00 | 0 | 0 | 0 | 0 | 0 | 310704.0036 | 76349.7443 | 422899 | 0 | 0 | 0 | 0 | 0 | 0 | 0 | 0 | 0 | 0 | 0 | 0 | 1452135.7983 | 0 | 0 | 0 | 0 | 0 | 0 | 0 | 0 | 0 | 0 | 0 | 0 | 0 | 0 | 0 | 0 | 0 | 0 | 0 | 0 | -35845.2521 | 0 | 0 | 0 | 0 | 0 | 0 | 0
2016-03-18 14:00 | 0 | 0 | 0 | 0 | 0 | 251459.1743 | 456016.7082 | 428495 | 0 | 0 | 0 | 0 | 0 | 0 | 0 | 0 | 0 | 0 | 0 | 0 | 1731116.6807 | 0 | 0 | 0 | 0 | 0 | 0 | 0 | 0 | 0 | 0 | 0 | 0 | 0 | 0 | 0 | 0 | 0 | 0 | 0 | 0 | 278980.8824 | 0 | 0 | 0 | 0 | 0 | 0 | 0
2016-03-18 15:00 | 0 | 0 | 0 | 0 | 0 | 0 | 709715.8824 | 430735 | 0 | 0 | 0 | 0 | 0 | 0 | 0 | 0 | 0 | 0 | 0 | 0 | 2010097.5632 | 0 | 0 | 0 | 0 | 0 | 0 | 0 | 0 | 0 | 0 | 0 | 0 | 0 | 0 | 0 | 0 | 0 | 0 | 0 | 0 | 278980.8824 | 0 | 0 | 0 | 0 | 0 | 0 | 0
2016-03-18 16:00 | 0 | 0 | 0 | 0 | 0 | 0 | 798079.0342 | 430355 | 0 | 0 | 0 | 0 | 88743.1518 | 0 | 0 | 0 | 0 | 0 | 0 | 0 | 2289078.4456 | 0 | 0 | 0 | 0 | 0 | 0 | 0 | 0 | 0 | 0 | 88743.1518 | 0 | 0 | 0 | 0 | 0 | 0 | 0 | 0 | 0 | 278980.8824 | 0 | 0 | 0 | 0 | 0 | 0 | 0
2016-03-18 17:00 | 0 | 0 | 0 | 0 | 0 | 0 | 798702.0342 | 430978 | 0 | 0 | 0 | 0 | 177486.3036 | 0 | 0 | 0 | 0 | 0 | 0 | 0 | 2568059.3281 | 0 | 0 | 0 | 0 | 0 | 0 | 0 | 0 | 0 | 0 | 88743.1518 | 0 | 0 | 0 | 0 | 0 | 0 | 0 | 0 | 0 | 278980.8824 | 0 | 0 | 0 | 0 | 0 | 0 | 0
2016-03-18 18:00 | 0 | 0 | 0 | 0 | 0 | 0 | 798500.0342 | 430776 | 0 | 0 | 0 | 0 | 266229.4554 | 0 | 0 | 0 | 0 | 0 | 0 | 0 | 2847040.2105 | 0 | 0 | 0 | 0 | 0 | 0 | 0 | 0 | 0 | 0 | 88743.1518 | 0 | 0 | 0 | 0 | 0 | 0 | 0 | 0 | 0 | 278980.8824 | 0 | 0 | 0 | 0 | 0 | 0 | 0
2016-03-18 19:00 | 0 | 0 | 0 | 0 | 0 | 0 | 797593.0342 | 429869 | 0 | 0 | 0 | 0 | 354972.6072 | 0 | 0 | 0 | 0 | 0 | 0 | 0 | 3126021.093 | 0 | 0 | 0 | 0 | 0 | 0 | 0 | 0 | 0 | 0 | 88743.1518 | 0 | 0 | 0 | 0 | 0 | 0 | 0 | 0 | 0 | 278980.8824 | 0 | 0 | 0 | 0 | 0 | 0 | 0
2016-03-18 20:00 | 0 | 0 | 0 | 0 | 0 | 0 | 618116.7306 | 427879 | 0 | 0 | 0 | 0 | 266229.4554 | 0 | 0 | 0 | 0 | 0 | 0 | 0 | 3405001.9754 | 0 | 0 | 0 | 0 | 0 | 0 | 0 | 0 | 0 | 0 | -88743.1518 | 0 | 0 | 0 | 0 | 0 | 0 | 0 | 0 | 0 | 278980.8824 | 0 | 0 | 0 | 0 | 0 | 0 | 0
2016-03-18 21:00 | 0 | 0 | 0 | 0 | 0 | 0 | 793739.0342 | 426015 | 0 | 0 | 0 | 0 | 354972.6072 | 0 | 0 | 0 | 0 | 0 | 0 | 0 | 3683982.8579 | 0 | 0 | 0 | 0 | 0 | 0 | 0 | 0 | 0 | 0 | 88743.1518 | 0 | 0 | 0 | 0 | 0 | 0 | 0 | 0 | 0 | 278980.8824 | 0 | 0 | 0 | 0 | 0 | 0 | 0
2016-03-18 22:00 | 0 | 0 | 0 | 0 | 0 | 0 | 730296.6335 | 423443 | 0 | 0 | 0 | 0 | 382845.3582 | 0 | 0 | 0 | 0 | 0 | 0 | 0 | 3962963.7403 | 0 | 0 | 0 | 0 | 0 | 0 | 0 | 0 | 0 | 0 | 27872.7511 | 0 | 0 | 0 | 0 | 0 | 0 | 0 | 0 | 0 | 278980.8824 | 0 | 0 | 0 | 0 | 0 | 0 | 0
2016-03-18 23:00 | 0 | 0 | 0 | 0 | 0 | 0 | 655122.111 | 426392 | 0 | 0 | 0 | 0 | 382845.3582 | 0 | 0 | 0 | 0 | 0 | 0 | 0 | 4191693.8513 | 0 | 0 | 0 | 0 | 0 | 0 | 0 | 0 | 0 | 0 | 0 | 0 | 0 | 0 | 0 | 0 | 0 | 0 | 0 | 0 | 228730.111 | 0 | 0 | 0 | 0 | 0 | 0 | 0
2016-03-19 | 0 | 0 | 0 | 0 | 0 | 0 | 289798.1293 | 431619 | 0 | 0 | 0 | 0 | 382845.3582 | 0 | 0 | 0 | 0 | 0 | 0 | 0 | 4049872.9806 | 0 | 0 | 0 | 0 | 0 | 0 | 0 | 0 | 0 | 0 | 0 | 0 | 0 | 0 | 0 | 0 | 0 | 0 | 0 | 0 | -141820.8707 | 0 | 0 | 0 | 0 | 0 | 0 | 0
2016-03-19 01:00 | 0 | 0 | 0 | 0 | 0 | 430062.3951 | 13078.5242 | 426822 | 0 | 0 | 0 | 0 | 294102.2064 | 0 | 0 | 0 | 0 | 0 | 0 | 0 | 4154935.0516 | 0 | 0 | 0 | 0 | 0 | 0 | 0 | 0 | 0 | 0 | -88743.1518 | 0 | 0 | 0 | 0 | 0 | 0 | 0 | 0 | 0 | 105062.0711 | 0 | 0 | 0 | 0 | 0 | 0 | 0
2016-03-19 02:00 | 0 | 0 | 0 | 0 | 0 | 405614.1389 | 0 | 415031 | 0 | 0 | 0 | 0 | 382845.3582 | 0 | 0 | 0 | 0 | 0 | 0 | 0 | 4056775.0387 | 0 | 0 | 0 | 0 | 0 | 0 | 0 | 0 | 0 | 0 | 88743.1518 | 0 | 0 | 0 | 0 | 0 | 0 | 0 | 0 | 0 | -98160.0129 | 0 | 0 | 0 | 0 | 0 | 0 | 0
2016-03-19 03:00 | 0 | 0 | 0 | 0 | 0 | 90503.3665 | 0 | 397357 | 0 | 0 | 0 | 0 | 354972.6072 | 0 | 0 | 0 | 0 | 0 | 0 | 0 | 3777794.1563 | 0 | 0 | 0 | 0 | 0 | 0 | 0 | 0 | 0 | 0 | -27872.7511 | 0 | 0 | 0 | 0 | 0 | 0 | 0 | 0 | 0 | -278980.8824 | 0 | 0 | 0 | 0 | 0 | 0 | 0
2016-03-19 04:00 | 0 | 0 | 0 | 0 | 0 | 10428.9658 | 0 | 378153 | 0 | 0 | 0 | 0 | 266229.4554 | 0 | 0 | 0 | 0 | 0 | 0 | 0 | 3498813.2738 | 0 | 0 | 0 | 0 | 0 | 0 | 0 | 0 | 0 | 0 | -88743.1518 | 0 | 0 | 0 | 0 | 0 | 0 | 0 | 0 | 0 | -278980.8824 | 0 | 0 | 0 | 0 | 0 | 0 | 0
2016-03-19 05:00 | 0 | 0 | 0 | 0 | 0 | 0 | 0 | 362685 | 0 | 0 | 0 | 0 | 177486.3036 | 0 | 0 | 0 | 0 | 0 | 0 | 0 | 3224871.4256 | 0 | 0 | 0 | 0 | 0 | 0 | 0 | 0 | 0 | 0 | -88743.1518 | 0 | 0 | 0 | 0 | 0 | 0 | 0 | 0 | 0 | -273941.8482 | 0 | 0 | 0 | 0 | 0 | 0 | 0
2016-03-19 06:00 | 0 | 0 | 0 | 0 | 0 | 0 | 0 | 350609 | 0 | 0 | 0 | 0 | 88743.1518 | 0 | 0 | 0 | 0 | 0 | 0 | 0 | 2963005.5774 | 0 | 0 | 0 | 0 | 0 | 0 | 0 | 0 | 0 | 0 | -88743.1518 | 0 | 0 | 0 | 0 | 0 | 0 | 0 | 0 | 0 | -261865.8482 | 0 | 0 | 0 | 0 | 0 | 0 | 0
2016-03-19 07:00 | 0 | 0 | 0 | 0 | 0 | 316596.6136 | 0 | 342841 | 0 | 0 | 0 | 0 | 177486.3036 | 0 | 0 | 0 | 0 | 0 | 0 | 0 | 2848018.0392 | 0 | 0 | 0 | 0 | 0 | 0 | 0 | 0 | 0 | 0 | 88743.1518 | 0 | 0 | 0 | 0 | 0 | 0 | 0 | 0 | 0 | -114987.5382 | 0 | 0 | 0 | 0 | 0 | 0 | 0
2016-03-19 08:00 | 0 | 0 | 0 | 0 | 0 | 309957.6968 | 0 | 340170 | 0 | 0 | 0 | 0 | 266229.4554 | 0 | 0 | 0 | 0 | 0 | 0 | 0 | 2729062.5842 | 0 | 0 | 0 | 0 | 0 | 0 | 0 | 0 | 0 | 0 | 88743.1518 | 0 | 0 | 0 | 0 | 0 | 0 | 0 | 0 | 0 | -118955.4549 | 0 | 0 | 0 | 0 | 0 | 0 | 0
2016-03-19 09:00 | 0 | 0 | 0 | 0 | 0 | 0 | 0 | 342388 | 0 | 0 | 0 | 0 | 177486.3036 | 0 | 0 | 0 | 0 | 0 | 0 | 0 | 2475417.736 | 0 | 0 | 0 | 0 | 0 | 0 | 0 | 0 | 0 | 0 | -88743.1518 | 0 | 0 | 0 | 0 | 0 | 0 | 0 | 0 | 0 | -253644.8482 | 0 | 0 | 0 | 0 | 0 | 0 | 0
2016-03-19 10:00 | 0 | 0 | 0 | 0 | 0 | 0 | 0 | 351318 | 0 | 0 | 0 | 0 | 88743.1518 | 0 | 0 | 0 | 0 | 0 | 0 | 0 | 2212842.8878 | 0 | 0 | 0 | 0 | 0 | 0 | 0 | 0 | 0 | 0 | -88743.1518 | 0 | 0 | 0 | 0 | 0 | 0 | 0 | 0 | 0 | -262574.8482 | 0 | 0 | 0 | 0 | 0 | 0 | 0
2016-03-19 11:00 | 0 | 0 | 0 | 0 | 0 | 0 | 0 | 364242 | 0 | 0 | 0 | 0 | 0 | 0 | 0 | 0 | 0 | 0 | 0 | 0 | 1937344.0396 | 0 | 0 | 0 | 0 | 0 | 0 | 0 | 0 | 0 | 0 | -88743.1518 | 0 | 0 | 0 | 0 | 0 | 0 | 0 | 0 | 0 | -275498.8482 | 0 | 0 | 0 | 0 | 0 | 0 | 0
2016-03-19 12:00 | 0 | 0 | 0 | 0 | 0 | 294411.6365 | 0 | 379072 | 0 | 0 | 0 | 0 | 0 | 0 | 0 | 0 | 0 | 0 | 0 | 0 | 1852683.6762 | 0 | 0 | 0 | 0 | 0 | 0 | 0 | 0 | 0 | 0 | 0 | 0 | 0 | 0 | 0 | 0 | 0 | 0 | 0 | 0 | -84660.3635 | 0 | 0 | 0 | 0 | 0 | 0 | 0
2016-03-19 13:00 | 0 | 0 | 0 | 0 | 0 | 229066.412 | 120594.8921 | 393999 | 0 | 0 | 0 | 0 | 88743.1518 | 0 | 0 | 0 | 0 | 0 | 0 | 0 | 1719602.8285 | 0 | 0 | 0 | 0 | 0 | 0 | 0 | 0 | 0 | 0 | 88743.1518 | 0 | 0 | 0 | 0 | 0 | 0 | 0 | 0 | 0 | -133080.8477 | 0 | 0 | 0 | 0 | 0 | 0 | 0
2016-03-19 14:00 | 0 | 0 | 0 | 0 | 0 | 0 | 510938.74 | 404444 | 0 | 0 | 0 | 0 | 0 | 0 | 0 | 0 | 0 | 0 | 0 | 0 | 1914840.7203 | 0 | 0 | 0 | 0 | 0 | 0 | 0 | 0 | 0 | 0 | -88743.1518 | 0 | 0 | 0 | 0 | 0 | 0 | 0 | 0 | 0 | 195237.8918 | 0 | 0 | 0 | 0 | 0 | 0 | 0
2016-03-19 15:00 | 0 | 0 | 0 | 0 | 0 | 0 | 775315.0342 | 407591 | 0 | 0 | 0 | 0 | 88743.1518 | 0 | 0 | 0 | 0 | 0 | 0 | 0 | 2193821.6027 | 0 | 0 | 0 | 0 | 0 | 0 | 0 | 0 | 0 | 0 | 88743.1518 | 0 | 0 | 0 | 0 | 0 | 0 | 0 | 0 | 0 | 278980.8824 | 0 | 0 | 0 | 0 | 0 | 0 | 0
2016-03-19 16:00 | 0 | 0 | 0 | 0 | 0 | 0 | 773824.0342 | 406100 | 0 | 0 | 0 | 0 | 177486.3036 | 0 | 0 | 0 | 0 | 0 | 0 | 0 | 2472802.4852 | 0 | 0 | 0 | 0 | 0 | 0 | 0 | 0 | 0 | 0 | 88743.1518 | 0 | 0 | 0 | 0 | 0 | 0 | 0 | 0 | 0 | 278980.8824 | 0 | 0 | 0 | 0 | 0 | 0 | 0
2016-03-19 17:00 | 0 | 0 | 0 | 0 | 0 | 0 | 769677.0342 | 401953 | 0 | 0 | 0 | 0 | 266229.4554 | 0 | 0 | 0 | 0 | 0 | 0 | 0 | 2751783.3676 | 0 | 0 | 0 | 0 | 0 | 0 | 0 | 0 | 0 | 0 | 88743.1518 | 0 | 0 | 0 | 0 | 0 | 0 | 0 | 0 | 0 | 278980.8824 | 0 | 0 | 0 | 0 | 0 | 0 | 0
2016-03-19 18:00 | 0 | 0 | 0 | 0 | 0 | 0 | 764467.0342 | 396743 | 0 | 0 | 0 | 0 | 354972.6072 | 0 | 0 | 0 | 0 | 0 | 0 | 0 | 3030764.2501 | 0 | 0 | 0 | 0 | 0 | 0 | 0 | 0 | 0 | 0 | 88743.1518 | 0 | 0 | 0 | 0 | 0 | 0 | 0 | 0 | 0 | 278980.8824 | 0 | 0 | 0 | 0 | 0 | 0 | 0
2016-03-19 19:00 | 0 | 0 | 0 | 0 | 0 | 0 | 582337.7306 | 392100 | 0 | 0 | 0 | 0 | 266229.4554 | 0 | 0 | 0 | 0 | 0 | 0 | 0 | 3309745.1325 | 0 | 0 | 0 | 0 | 0 | 0 | 0 | 0 | 0 | 0 | -88743.1518 | 0 | 0 | 0 | 0 | 0 | 0 | 0 | 0 | 0 | 278980.8824 | 0 | 0 | 0 | 0 | 0 | 0 | 0
2016-03-19 20:00 | 0 | 0 | 0 | 0 | 0 | 0 | 758539.0342 | 390815 | 0 | 0 | 0 | 0 | 354972.6072 | 0 | 0 | 0 | 0 | 0 | 0 | 0 | 3588726.015 | 0 | 0 | 0 | 0 | 0 | 0 | 0 | 0 | 0 | 0 | 88743.1518 | 0 | 0 | 0 | 0 | 0 | 0 | 0 | 0 | 0 | 278980.8824 | 0 | 0 | 0 | 0 | 0 | 0 | 0
2016-03-19 21:00 | 0 | 0 | 0 | 0 | 0 | 0 | 699254.6335 | 392401 | 0 | 0 | 0 | 0 | 382845.3582 | 0 | 0 | 0 | 0 | 0 | 0 | 0 | 3867706.8974 | 0 | 0 | 0 | 0 | 0 | 0 | 0 | 0 | 0 | 0 | 27872.7511 | 0 | 0 | 0 | 0 | 0 | 0 | 0 | 0 | 0 | 278980.8824 | 0 | 0 | 0 | 0 | 0 | 0 | 0
2016-03-19 22:00 | 0 | 0 | 0 | 0 | 0 | 0 | 673454.8824 | 394474 | 0 | 0 | 0 | 0 | 382845.3582 | 0 | 0 | 0 | 0 | 0 | 0 | 0 | 4146687.7798 | 0 | 0 | 0 | 0 | 0 | 0 | 0 | 0 | 0 | 0 | 0 | 0 | 0 | 0 | 0 | 0 | 0 | 0 | 0 | 0 | 278980.8824 | 0 | 0 | 0 | 0 | 0 | 0 | 0
2016-03-19 23:00 | 0 | 0 | 0 | 0 | 0 | 0 | 604065.4137 | 401004 | 0 | 0 | 0 | 0 | 382845.3582 | 0 | 0 | 0 | 0 | 0 | 0 | 0 | 4349749.1935 | 0 | 0 | 0 | 0 | 0 | 0 | 0 | 0 | 0 | 0 | 0 | 0 | 0 | 0 | 0 | 0 | 0 | 0 | 0 | 0 | 203061.4137 | 0 | 0 | 0 | 0 | 0 | 0 | 0
2016-03-20 | 0 | 0 | 0 | 0 | 0 | 0 | 264638.6171 | 411271 | 0 | 0 | 0 | 0 | 382845.3582 | 0 | 0 | 0 | 0 | 0 | 0 | 0 | 4203116.8106 | 0 | 0 | 0 | 0 | 0 | 0 | 0 | 0 | 0 | 0 | 0 | 0 | 0 | 0 | 0 | 0 | 0 | 0 | 0 | 0 | -146632.3829 | 0 | 0 | 0 | 0 | 0 | 0 | 0
2016-03-20 01:00 | 0 | 0 | 0 | 0 | 0 | 453141.0942 | 14319.8755 | 411596 | 0 | 0 | 0 | 0 | 382845.3582 | 0 | 0 | 0 | 0 | 0 | 0 | 0 | 4258981.7802 | 0 | 0 | 0 | 0 | 0 | 0 | 0 | 0 | 0 | 0 | 0 | 0 | 0 | 0 | 0 | 0 | 0 | 0 | 0 | 0 | 55864.9697 | 0 | 0 | 0 | 0 | 0 | 0 | 0
2016-03-20 02:00 | 0 | 0 | 0 | 0 | 0 | 35559.9658 | 0 | 403284 | 0 | 0 | 0 | 0 | 294102.2064 | 0 | 0 | 0 | 0 | 0 | 0 | 0 | 3980000.8978 | 0 | 0 | 0 | 0 | 0 | 0 | 0 | 0 | 0 | 0 | -88743.1518 | 0 | 0 | 0 | 0 | 0 | 0 | 0 | 0 | 0 | -278980.8824 | 0 | 0 | 0 | 0 | 0 | 0 | 0
2016-03-20 03:00 | 0 | 0 | 0 | 0 | 0 | 417418.6588 | 0 | 390083 | 0 | 0 | 0 | 0 | 382845.3582 | 0 | 0 | 0 | 0 | 0 | 0 | 0 | 3918593.4048 | 0 | 0 | 0 | 0 | 0 | 0 | 0 | 0 | 0 | 0 | 88743.1518 | 0 | 0 | 0 | 0 | 0 | 0 | 0 | 0 | 0 | -61407.493 | 0 | 0 | 0 | 0 | 0 | 0 | 0
2016-03-20 04:00 | 0 | 0 | 0 | 0 | 0 | 7584.9658 | 0 | 375309 | 0 | 0 | 0 | 0 | 294102.2064 | 0 | 0 | 0 | 0 | 0 | 0 | 0 | 3639612.5223 | 0 | 0 | 0 | 0 | 0 | 0 | 0 | 0 | 0 | 0 | -88743.1518 | 0 | 0 | 0 | 0 | 0 | 0 | 0 | 0 | 0 | -278980.8824 | 0 | 0 | 0 | 0 | 0 | 0 | 0
2016-03-20 05:00 | 0 | 0 | 0 | 0 | 0 | 0 | 0 | 362490 | 0 | 0 | 0 | 0 | 205359.0546 | 0 | 0 | 0 | 0 | 0 | 0 | 0 | 3365865.6741 | 0 | 0 | 0 | 0 | 0 | 0 | 0 | 0 | 0 | 0 | -88743.1518 | 0 | 0 | 0 | 0 | 0 | 0 | 0 | 0 | 0 | -273746.8482 | 0 | 0 | 0 | 0 | 0 | 0 | 0
2016-03-20 06:00 | 0 | 0 | 0 | 0 | 0 | 162481.2694 | 0 | 352719 | 0 | 0 | 0 | 0 | 294102.2064 | 0 | 0 | 0 | 0 | 0 | 0 | 0 | 3086884.7917 | 0 | 0 | 0 | 0 | 0 | 0 | 0 | 0 | 0 | 0 | 88743.1518 | 0 | 0 | 0 | 0 | 0 | 0 | 0 | 0 | 0 | -278980.8824 | 0 | 0 | 0 | 0 | 0 | 0 | 0
2016-03-20 07:00 | 0 | 0 | 0 | 0 | 0 | 0 | 0 | 346932 | 0 | 0 | 0 | 0 | 205359.0546 | 0 | 0 | 0 | 0 | 0 | 0 | 0 | 2828695.9435 | 0 | 0 | 0 | 0 | 0 | 0 | 0 | 0 | 0 | 0 | -88743.1518 | 0 | 0 | 0 | 0 | 0 | 0 | 0 | 0 | 0 | -258188.8482 | 0 | 0 | 0 | 0 | 0 | 0 | 0
2016-03-20 08:00 | 0 | 0 | 0 | 0 | 0 | 329628.4564 | 0 | 344382 | 0 | 0 | 0 | 0 | 294102.2064 | 0 | 0 | 0 | 0 | 0 | 0 | 0 | 2725199.2481 | 0 | 0 | 0 | 0 | 0 | 0 | 0 | 0 | 0 | 0 | 88743.1518 | 0 | 0 | 0 | 0 | 0 | 0 | 0 | 0 | 0 | -103496.6954 | 0 | 0 | 0 | 0 | 0 | 0 | 0
2016-03-20 09:00 | 0 | 0 | 0 | 0 | 0 | 157003.2694 | 0 | 347241 | 0 | 0 | 0 | 0 | 382845.3582 | 0 | 0 | 0 | 0 | 0 | 0 | 0 | 2446218.3656 | 0 | 0 | 0 | 0 | 0 | 0 | 0 | 0 | 0 | 0 | 88743.1518 | 0 | 0 | 0 | 0 | 0 | 0 | 0 | 0 | 0 | -278980.8824 | 0 | 0 | 0 | 0 | 0 | 0 | 0
2016-03-20 10:00 | 0 | 0 | 0 | 0 | 0 | 0 | 0 | 354367 | 0 | 0 | 0 | 0 | 294102.2064 | 0 | 0 | 0 | 0 | 0 | 0 | 0 | 2180594.5174 | 0 | 0 | 0 | 0 | 0 | 0 | 0 | 0 | 0 | 0 | -88743.1518 | 0 | 0 | 0 | 0 | 0 | 0 | 0 | 0 | 0 | -265623.8482 | 0 | 0 | 0 | 0 | 0 | 0 | 0
2016-03-20 11:00 | 0 | 0 | 0 | 0 | 0 | 0 | 0 | 366569 | 0 | 0 | 0 | 0 | 205359.0546 | 0 | 0 | 0 | 0 | 0 | 0 | 0 | 1902768.6692 | 0 | 0 | 0 | 0 | 0 | 0 | 0 | 0 | 0 | 0 | -88743.1518 | 0 | 0 | 0 | 0 | 0 | 0 | 0 | 0 | 0 | -277825.8482 | 0 | 0 | 0 | 0 | 0 | 0 | 0
2016-03-20 12:00 | 0 | 0 | 0 | 0 | 0 | 269108.353 | 0 | 380362 | 0 | 0 | 0 | 0 | 116615.9029 | 0 | 0 | 0 | 0 | 0 | 0 | 0 | 1880258.174 | 0 | 0 | 0 | 0 | 0 | 0 | 0 | 0 | 0 | 0 | -88743.1518 | 0 | 0 | 0 | 0 | 0 | 0 | 0 | 0 | 0 | -22510.4952 | 0 | 0 | 0 | 0 | 0 | 0 | 0
2016-03-20 13:00 | 0 | 0 | 0 | 0 | 0 | 157691.2155 | 110704.4196 | 392900 | 0 | 0 | 0 | 0 | 88743.1518 | 0 | 0 | 0 | 0 | 0 | 0 | 0 | 1783626.5602 | 0 | 0 | 0 | 0 | 0 | 0 | 0 | 0 | 0 | 0 | -27872.7511 | 0 | 0 | 0 | 0 | 0 | 0 | 0 | 0 | 0 | -96631.6138 | 0 | 0 | 0 | 0 | 0 | 0 | 0
2016-03-20 14:00 | 0 | 0 | 0 | 0 | 0 | 0 | 497548.575 | 399596 | 0 | 0 | 0 | 0 | 0 | 0 | 0 | 0 | 0 | 0 | 0 | 0 | 1970322.2869 | 0 | 0 | 0 | 0 | 0 | 0 | 0 | 0 | 0 | 0 | -88743.1518 | 0 | 0 | 0 | 0 | 0 | 0 | 0 | 0 | 0 | 186695.7268 | 0 | 0 | 0 | 0 | 0 | 0 | 0
2016-03-20 15:00 | 0 | 0 | 0 | 0 | 0 | 0 | 768258.0342 | 400534 | 0 | 0 | 0 | 0 | 88743.1518 | 0 | 0 | 0 | 0 | 0 | 0 | 0 | 2249303.1694 | 0 | 0 | 0 | 0 | 0 | 0 | 0 | 0 | 0 | 0 | 88743.1518 | 0 | 0 | 0 | 0 | 0 | 0 | 0 | 0 | 0 | 278980.8824 | 0 | 0 | 0 | 0 | 0 | 0 | 0
2016-03-20 16:00 | 0 | 0 | 0 | 0 | 0 | 0 | 768534.0342 | 400810 | 0 | 0 | 0 | 0 | 177486.3036 | 0 | 0 | 0 | 0 | 0 | 0 | 0 | 2528284.0518 | 0 | 0 | 0 | 0 | 0 | 0 | 0 | 0 | 0 | 0 | 88743.1518 | 0 | 0 | 0 | 0 | 0 | 0 | 0 | 0 | 0 | 278980.8824 | 0 | 0 | 0 | 0 | 0 | 0 | 0
2016-03-20 17:00 | 0 | 0 | 0 | 0 | 0 | 0 | 767826.0342 | 400102 | 0 | 0 | 0 | 0 | 266229.4554 | 0 | 0 | 0 | 0 | 0 | 0 | 0 | 2807264.9343 | 0 | 0 | 0 | 0 | 0 | 0 | 0 | 0 | 0 | 0 | 88743.1518 | 0 | 0 | 0 | 0 | 0 | 0 | 0 | 0 | 0 | 278980.8824 | 0 | 0 | 0 | 0 | 0 | 0 | 0
2016-03-20 18:00 | 0 | 0 | 0 | 0 | 0 | 0 | 765168.0342 | 397444 | 0 | 0 | 0 | 0 | 354972.6072 | 0 | 0 | 0 | 0 | 0 | 0 | 0 | 3086245.8167 | 0 | 0 | 0 | 0 | 0 | 0 | 0 | 0 | 0 | 0 | 88743.1518 | 0 | 0 | 0 | 0 | 0 | 0 | 0 | 0 | 0 | 278980.8824 | 0 | 0 | 0 | 0 | 0 | 0 | 0
2016-03-20 19:00 | 0 | 0 | 0 | 0 | 0 | 0 | 585715.7306 | 395478 | 0 | 0 | 0 | 0 | 266229.4554 | 0 | 0 | 0 | 0 | 0 | 0 | 0 | 3365226.6992 | 0 | 0 | 0 | 0 | 0 | 0 | 0 | 0 | 0 | 0 | -88743.1518 | 0 | 0 | 0 | 0 | 0 | 0 | 0 | 0 | 0 | 278980.8824 | 0 | 0 | 0 | 0 | 0 | 0 | 0
2016-03-20 20:00 | 0 | 0 | 0 | 0 | 0 | 0 | 763601.0342 | 395877 | 0 | 0 | 0 | 0 | 354972.6072 | 0 | 0 | 0 | 0 | 0 | 0 | 0 | 3644207.5816 | 0 | 0 | 0 | 0 | 0 | 0 | 0 | 0 | 0 | 0 | 88743.1518 | 0 | 0 | 0 | 0 | 0 | 0 | 0 | 0 | 0 | 278980.8824 | 0 | 0 | 0 | 0 | 0 | 0 | 0
2016-03-20 21:00 | 0 | 0 | 0 | 0 | 0 | 0 | 706515.6335 | 399662 | 0 | 0 | 0 | 0 | 382845.3582 | 0 | 0 | 0 | 0 | 0 | 0 | 0 | 3923188.464 | 0 | 0 | 0 | 0 | 0 | 0 | 0 | 0 | 0 | 0 | 27872.7511 | 0 | 0 | 0 | 0 | 0 | 0 | 0 | 0 | 0 | 278980.8824 | 0 | 0 | 0 | 0 | 0 | 0 | 0
2016-03-20 22:00 | 0 | 0 | 0 | 0 | 0 | 0 | 684552.8824 | 405572 | 0 | 0 | 0 | 0 | 382845.3582 | 0 | 0 | 0 | 0 | 0 | 0 | 0 | 4202169.3465 | 0 | 0 | 0 | 0 | 0 | 0 | 0 | 0 | 0 | 0 | 0 | 0 | 0 | 0 | 0 | 0 | 0 | 0 | 0 | 0 | 278980.8824 | 0 | 0 | 0 | 0 | 0 | 0 | 0
2016-03-20 23:00 | 0 | 0 | 0 | 0 | 0 | 0 | 654286.8014 | 416082 | 0 | 0 | 0 | 0 | 382845.3582 | 0 | 0 | 0 | 0 | 0 | 0 | 0 | 4440374.1479 | 0 | 0 | 0 | 0 | 0 | 0 | 0 | 0 | 0 | 0 | 0 | 0 | 0 | 0 | 0 | 0 | 0 | 0 | 0 | 0 | 238204.8014 | 0 | 0 | 0 | 0 | 0 | 0 | 0
2016-03-21 | 0 | 0 | 0 | 0 | 0 | 0 | 302127.7212 | 427870 | 0 | 0 | 0 | 0 | 382845.3582 | 0 | 0 | 0 | 0 | 0 | 0 | 0 | 4314631.8691 | 0 | 0 | 0 | 0 | 0 | 0 | 0 | 0 | 0 | 0 | 0 | 0 | 0 | 0 | 0 | 0 | 0 | 0 | 0 | 0 | -125742.2788 | 0 | 0 | 0 | 0 | 0 | 0 | 0
2016-03-21 01:00 | 0 | 0 | 0 | 0 | 0 | 361056.3913 | 13840.732 | 429768 | 0 | 0 | 0 | 0 | 382845.3582 | 0 | 0 | 0 | 0 | 0 | 0 | 0 | 4259760.9924 | 0 | 0 | 0 | 0 | 0 | 0 | 0 | 0 | 0 | 0 | 0 | 0 | 0 | 0 | 0 | 0 | 0 | 0 | 0 | 0 | -54870.8767 | 0 | 0 | 0 | 0 | 0 | 0 | 0
2016-03-21 02:00 | 0 | 0 | 0 | 0 | 0 | 51499.9658 | 0 | 419224 | 0 | 0 | 0 | 0 | 294102.2064 | 0 | 0 | 0 | 0 | 0 | 0 | 0 | 3980780.11 | 0 | 0 | 0 | 0 | 0 | 0 | 0 | 0 | 0 | 0 | -88743.1518 | 0 | 0 | 0 | 0 | 0 | 0 | 0 | 0 | 0 | -278980.8824 | 0 | 0 | 0 | 0 | 0 | 0 | 0
2016-03-21 03:00 | 0 | 0 | 0 | 0 | 0 | 213862.2694 | 0 | 404100 | 0 | 0 | 0 | 0 | 382845.3582 | 0 | 0 | 0 | 0 | 0 | 0 | 0 | 3701799.2275 | 0 | 0 | 0 | 0 | 0 | 0 | 0 | 0 | 0 | 0 | 88743.1518 | 0 | 0 | 0 | 0 | 0 | 0 | 0 | 0 | 0 | -278980.8824 | 0 | 0 | 0 | 0 | 0 | 0 | 0
2016-03-21 04:00 | 0 | 0 | 0 | 0 | 0 | 577163.7306 | 0 | 386926 | 0 | 0 | 0 | 0 | 294102.2064 | 0 | 0 | 0 | 0 | 0 | 0 | 0 | 3980780.11 | 0 | 0 | 0 | 0 | 0 | 0 | 0 | 0 | 0 | 0 | -88743.1518 | 0 | 0 | 0 | 0 | 0 | 0 | 0 | 0 | 0 | 278980.8824 | 0 | 0 | 0 | 0 | 0 | 0 | 0
2016-03-21 05:00 | 0 | 0 | 0 | 0 | 0 | 6714.9658 | 0 | 374439 | 0 | 0 | 0 | 0 | 205359.0546 | 0 | 0 | 0 | 0 | 0 | 0 | 0 | 3701799.2275 | 0 | 0 | 0 | 0 | 0 | 0 | 0 | 0 | 0 | 0 | -88743.1518 | 0 | 0 | 0 | 0 | 0 | 0 | 0 | 0 | 0 | -278980.8824 | 0 | 0 | 0 | 0 | 0 | 0 | 0
2016-03-21 06:00 | 0 | 0 | 0 | 0 | 0 | 176346.2694 | 0 | 366584 | 0 | 0 | 0 | 0 | 294102.2064 | 0 | 0 | 0 | 0 | 0 | 0 | 0 | 3422818.3451 | 0 | 0 | 0 | 0 | 0 | 0 | 0 | 0 | 0 | 0 | 88743.1518 | 0 | 0 | 0 | 0 | 0 | 0 | 0 | 0 | 0 | -278980.8824 | 0 | 0 | 0 | 0 | 0 | 0 | 0
2016-03-21 07:00 | 0 | 0 | 0 | 0 | 0 | 0 | 0 | 363565 | 0 | 0 | 0 | 0 | 209518.0889 | 0 | 0 | 0 | 0 | 0 | 0 | 0 | 3143837.4626 | 0 | 0 | 0 | 0 | 0 | 0 | 0 | 0 | 0 | 0 | -84584.1176 | 0 | 0 | 0 | 0 | 0 | 0 | 0 | 0 | 0 | -278980.8824 | 0 | 0 | 0 | 0 | 0 | 0 | 0
2016-03-21 08:00 | 0 | 0 | 0 | 0 | 0 | 0 | 0 | 367334 | 0 | 0 | 0 | 0 | 120774.9371 | 0 | 0 | 0 | 0 | 0 | 0 | 0 | 2865246.6144 | 0 | 0 | 0 | 0 | 0 | 0 | 0 | 0 | 0 | 0 | -88743.1518 | 0 | 0 | 0 | 0 | 0 | 0 | 0 | 0 | 0 | -278590.8482 | 0 | 0 | 0 | 0 | 0 | 0 | 0
2016-03-21 09:00 | 0 | 0 | 0 | 0 | 0 | 191823.2694 | 0 | 382061 | 0 | 0 | 0 | 0 | 209518.0889 | 0 | 0 | 0 | 0 | 0 | 0 | 0 | 2586265.732 | 0 | 0 | 0 | 0 | 0 | 0 | 0 | 0 | 0 | 0 | 88743.1518 | 0 | 0 | 0 | 0 | 0 | 0 | 0 | 0 | 0 | -278980.8824 | 0 | 0 | 0 | 0 | 0 | 0 | 0
2016-03-21 10:00 | 0 | 0 | 0 | 0 | 0 | 103104.3323 | 0 | 414117 | 0 | 0 | 0 | 0 | 177486.3036 | 0 | 0 | 0 | 0 | 0 | 0 | 0 | 2307284.8495 | 0 | 0 | 0 | 0 | 0 | 0 | 0 | 0 | 0 | 0 | -32031.7853 | 0 | 0 | 0 | 0 | 0 | 0 | 0 | 0 | 0 | -278980.8824 | 0 | 0 | 0 | 0 | 0 | 0 | 0
2016-03-21 11:00 | 0 | 0 | 0 | 0 | 0 | 78517.9658 | 0 | 446242 | 0 | 0 | 0 | 0 | 88743.1518 | 0 | 0 | 0 | 0 | 0 | 0 | 0 | 2028303.9671 | 0 | 0 | 0 | 0 | 0 | 0 | 0 | 0 | 0 | 0 | -88743.1518 | 0 | 0 | 0 | 0 | 0 | 0 | 0 | 0 | 0 | -278980.8824 | 0 | 0 | 0 | 0 | 0 | 0 | 0
2016-03-21 12:00 | 0 | 0 | 0 | 0 | 0 | 91468.9658 | 0 | 459193 | 0 | 0 | 0 | 0 | 0 | 0 | 0 | 0 | 0 | 0 | 0 | 0 | 1749323.0846 | 0 | 0 | 0 | 0 | 0 | 0 | 0 | 0 | 0 | 0 | -88743.1518 | 0 | 0 | 0 | 0 | 0 | 0 | 0 | 0 | 0 | -278980.8824 | 0 | 0 | 0 | 0 | 0 | 0 | 0
2016-03-21 13:00 | 0 | 0 | 0 | 0 | 0 | 438240.0716 | 88653.8037 | 458799 | 0 | 0 | 0 | 0 | 88743.1518 | 0 | 0 | 0 | 0 | 0 | 0 | 0 | 1728674.8082 | 0 | 0 | 0 | 0 | 0 | 0 | 0 | 0 | 0 | 0 | 88743.1518 | 0 | 0 | 0 | 0 | 0 | 0 | 0 | 0 | 0 | -20648.2765 | 0 | 0 | 0 | 0 | 0 | 0 | 0
2016-03-21 14:00 | 0 | 0 | 0 | 0 | 0 | 0 | 497818.6959 | 454396 | 0 | 0 | 0 | 0 | 0 | 0 | 0 | 0 | 0 | 0 | 0 | 0 | 1860840.6559 | 0 | 0 | 0 | 0 | 0 | 0 | 0 | 0 | 0 | 0 | -88743.1518 | 0 | 0 | 0 | 0 | 0 | 0 | 0 | 0 | 0 | 132165.8477 | 0 | 0 | 0 | 0 | 0 | 0 | 0
2016-03-21 15:00 | 0 | 0 | 0 | 0 | 0 | 0 | 711000.9042 | 448158 | 0 | 0 | 0 | 0 | 0 | 0 | 0 | 0 | 0 | 0 | 0 | 0 | 2123683.5601 | 0 | 0 | 0 | 0 | 0 | 0 | 0 | 0 | 0 | 0 | 0 | 0 | 0 | 0 | 0 | 0 | 0 | 0 | 0 | 0 | 262842.9042 | 0 | 0 | 0 | 0 | 0 | 0 | 0
2016-03-21 16:00 | 0 | 0 | 0 | 0 | 0 | 0 | 767391.3019 | 440472 | 0 | 0 | 0 | 0 | 47938.4195 | 0 | 0 | 0 | 0 | 0 | 0 | 0 | 2402664.4425 | 0 | 0 | 0 | 0 | 0 | 0 | 0 | 0 | 0 | 0 | 47938.4195 | 0 | 0 | 0 | 0 | 0 | 0 | 0 | 0 | 0 | 278980.8824 | 0 | 0 | 0 | 0 | 0 | 0 | 0
2016-03-21 17:00 | 0 | 0 | 0 | 0 | 0 | 0 | 772096.7107 | 433201 | 0 | 0 | 0 | 0 | 107853.2477 | 0 | 0 | 0 | 0 | 0 | 0 | 0 | 2681645.3249 | 0 | 0 | 0 | 0 | 0 | 0 | 0 | 0 | 0 | 0 | 59914.8283 | 0 | 0 | 0 | 0 | 0 | 0 | 0 | 0 | 0 | 278980.8824 | 0 | 0 | 0 | 0 | 0 | 0 | 0
2016-03-21 18:00 | 0 | 0 | 0 | 0 | 0 | 0 | 758582.8913 | 426170 | 0 | 0 | 0 | 0 | 161285.2566 | 0 | 0 | 0 | 0 | 0 | 0 | 0 | 2960626.2074 | 0 | 0 | 0 | 0 | 0 | 0 | 0 | 0 | 0 | 0 | 53432.0088 | 0 | 0 | 0 | 0 | 0 | 0 | 0 | 0 | 0 | 278980.8824 | 0 | 0 | 0 | 0 | 0 | 0 | 0
2016-03-21 19:00 | 0 | 0 | 0 | 0 | 0 | 0 | 746045.6809 | 420613 | 0 | 0 | 0 | 0 | 207737.0551 | 0 | 0 | 0 | 0 | 0 | 0 | 0 | 3239607.0898 | 0 | 0 | 0 | 0 | 0 | 0 | 0 | 0 | 0 | 0 | 46451.7985 | 0 | 0 | 0 | 0 | 0 | 0 | 0 | 0 | 0 | 278980.8824 | 0 | 0 | 0 | 0 | 0 | 0 | 0
2016-03-21 20:00 | 0 | 0 | 0 | 0 | 0 | 0 | 738913.2557 | 417130 | 0 | 0 | 0 | 0 | 250539.4283 | 0 | 0 | 0 | 0 | 0 | 0 | 0 | 3518587.9723 | 0 | 0 | 0 | 0 | 0 | 0 | 0 | 0 | 0 | 0 | 42802.3732 | 0 | 0 | 0 | 0 | 0 | 0 | 0 | 0 | 0 | 278980.8824 | 0 | 0 | 0 | 0 | 0 | 0 | 0
2016-03-21 21:00 | 0 | 0 | 0 | 0 | 0 | 0 | 715312.9359 | 417140 | 0 | 0 | 0 | 0 | 269731.4817 | 0 | 0 | 0 | 0 | 0 | 0 | 0 | 3797568.8547 | 0 | 0 | 0 | 0 | 0 | 0 | 0 | 0 | 0 | 0 | 19192.0534 | 0 | 0 | 0 | 0 | 0 | 0 | 0 | 0 | 0 | 278980.8824 | 0 | 0 | 0 | 0 | 0 | 0 | 0
2016-03-21 22:00 | 0 | 0 | 0 | 0 | 0 | 0 | 648295.4218 | 419473 | 0 | 0 | 0 | 0 | 219573.021 | 0 | 0 | 0 | 0 | 0 | 0 | 0 | 4076549.7372 | 0 | 0 | 0 | 0 | 0 | 0 | 0 | 0 | 0 | 0 | -50158.4607 | 0 | 0 | 0 | 0 | 0 | 0 | 0 | 0 | 0 | 278980.8824 | 0 | 0 | 0 | 0 | 0 | 0 | 0
2016-03-21 23:00 | 0 | 0 | 0 | 0 | 0 | 0 | 504485.3884 | 429597 | 0 | 0 | 0 | 0 | 308316.1728 | 0 | 0 | 0 | 0 | 0 | 0 | 0 | 4062694.9738 | 0 | 0 | 0 | 0 | 0 | 0 | 0 | 0 | 0 | 0 | 88743.1518 | 0 | 0 | 0 | 0 | 0 | 0 | 0 | 0 | 0 | -13854.7634 | 0 | 0 | 0 | 0 | 0 | 0 | 0
2016-03-22 | 0 | 0 | 0 | 0 | 0 | 0 | 215459.0267 | 443841 | 0 | 0 | 0 | 0 | 294102.2064 | 0 | 0 | 0 | 0 | 0 | 0 | 0 | 3848526.9668 | 0 | 0 | 0 | 0 | 0 | 0 | 0 | 0 | 0 | 0 | -14213.9664 | 0 | 0 | 0 | 0 | 0 | 0 | 0 | 0 | 0 | -214168.007 | 0 | 0 | 0 | 0 | 0 | 0 | 0
2016-03-22 01:00 | 0 | 0 | 0 | 0 | 0 | 796812.7097 | 14427.3245 | 443516 | 0 | 0 | 0 | 0 | 382845.3582 | 0 | 0 | 0 | 0 | 0 | 0 | 0 | 4127507.8492 | 0 | 0 | 0 | 0 | 0 | 0 | 0 | 0 | 0 | 0 | 88743.1518 | 0 | 0 | 0 | 0 | 0 | 0 | 0 | 0 | 0 | 278980.8824 | 0 | 0 | 0 | 0 | 0 | 0 | 0
2016-03-22 02:00 | 0 | 0 | 0 | 0 | 0 | 61618.9658 | 0 | 429343 | 0 | 0 | 0 | 0 | 294102.2064 | 0 | 0 | 0 | 0 | 0 | 0 | 0 | 3848526.9668 | 0 | 0 | 0 | 0 | 0 | 0 | 0 | 0 | 0 | 0 | -88743.1518 | 0 | 0 | 0 | 0 | 0 | 0 | 0 | 0 | 0 | -278980.8824 | 0 | 0 | 0 | 0 | 0 | 0 | 0
2016-03-22 03:00 | 0 | 0 | 0 | 0 | 0 | 219664.2694 | 0 | 409902 | 0 | 0 | 0 | 0 | 382845.3582 | 0 | 0 | 0 | 0 | 0 | 0 | 0 | 3569546.0843 | 0 | 0 | 0 | 0 | 0 | 0 | 0 | 0 | 0 | 0 | 88743.1518 | 0 | 0 | 0 | 0 | 0 | 0 | 0 | 0 | 0 | -278980.8824 | 0 | 0 | 0 | 0 | 0 | 0 | 0
2016-03-22 04:00 | 0 | 0 | 0 | 0 | 0 | 23422.9658 | 0 | 391147 | 0 | 0 | 0 | 0 | 294102.2064 | 0 | 0 | 0 | 0 | 0 | 0 | 0 | 3290565.2019 | 0 | 0 | 0 | 0 | 0 | 0 | 0 | 0 | 0 | 0 | -88743.1518 | 0 | 0 | 0 | 0 | 0 | 0 | 0 | 0 | 0 | -278980.8824 | 0 | 0 | 0 | 0 | 0 | 0 | 0
2016-03-22 05:00 | 0 | 0 | 0 | 0 | 0 | 568442.7306 | 0 | 378205 | 0 | 0 | 0 | 0 | 205359.0546 | 0 | 0 | 0 | 0 | 0 | 0 | 0 | 3569546.0843 | 0 | 0 | 0 | 0 | 0 | 0 | 0 | 0 | 0 | 0 | -88743.1518 | 0 | 0 | 0 | 0 | 0 | 0 | 0 | 0 | 0 | 278980.8824 | 0 | 0 | 0 | 0 | 0 | 0 | 0
2016-03-22 06:00 | 0 | 0 | 0 | 0 | 0 | 179720.2694 | 0 | 369958 | 0 | 0 | 0 | 0 | 294102.2064 | 0 | 0 | 0 | 0 | 0 | 0 | 0 | 3290565.2019 | 0 | 0 | 0 | 0 | 0 | 0 | 0 | 0 | 0 | 0 | 88743.1518 | 0 | 0 | 0 | 0 | 0 | 0 | 0 | 0 | 0 | -278980.8824 | 0 | 0 | 0 | 0 | 0 | 0 | 0
2016-03-22 07:00 | 0 | 0 | 0 | 0 | 0 | 0 | 0 | 367249 | 0 | 0 | 0 | 0 | 205834.0889 | 0 | 0 | 0 | 0 | 0 | 0 | 0 | 3011584.3194 | 0 | 0 | 0 | 0 | 0 | 0 | 0 | 0 | 0 | 0 | -88268.1176 | 0 | 0 | 0 | 0 | 0 | 0 | 0 | 0 | 0 | -278980.8824 | 0 | 0 | 0 | 0 | 0 | 0 | 0
2016-03-22 08:00 | 0 | 0 | 0 | 0 | 0 | 2423.9658 | 0 | 370148 | 0 | 0 | 0 | 0 | 117090.9371 | 0 | 0 | 0 | 0 | 0 | 0 | 0 | 2732603.437 | 0 | 0 | 0 | 0 | 0 | 0 | 0 | 0 | 0 | 0 | -88743.1518 | 0 | 0 | 0 | 0 | 0 | 0 | 0 | 0 | 0 | -278980.8824 | 0 | 0 | 0 | 0 | 0 | 0 | 0
2016-03-22 09:00 | 0 | 0 | 0 | 0 | 0 | 193850.2694 | 0 | 384088 | 0 | 0 | 0 | 0 | 205834.0889 | 0 | 0 | 0 | 0 | 0 | 0 | 0 | 2453622.5546 | 0 | 0 | 0 | 0 | 0 | 0 | 0 | 0 | 0 | 0 | 88743.1518 | 0 | 0 | 0 | 0 | 0 | 0 | 0 | 0 | 0 | -278980.8824 | 0 | 0 | 0 | 0 | 0 | 0 | 0
2016-03-22 10:00 | 0 | 0 | 0 | 0 | 0 | 108115.3323 | 0 | 415444 | 0 | 0 | 0 | 0 | 177486.3036 | 0 | 0 | 0 | 0 | 0 | 0 | 0 | 2174641.6721 | 0 | 0 | 0 | 0 | 0 | 0 | 0 | 0 | 0 | 0 | -28347.7853 | 0 | 0 | 0 | 0 | 0 | 0 | 0 | 0 | 0 | -278980.8824 | 0 | 0 | 0 | 0 | 0 | 0 | 0
2016-03-22 11:00 | 0 | 0 | 0 | 0 | 0 | 77241.9658 | 0 | 444966 | 0 | 0 | 0 | 0 | 88743.1518 | 0 | 0 | 0 | 0 | 0 | 0 | 0 | 1895660.7897 | 0 | 0 | 0 | 0 | 0 | 0 | 0 | 0 | 0 | 0 | -88743.1518 | 0 | 0 | 0 | 0 | 0 | 0 | 0 | 0 | 0 | -278980.8824 | 0 | 0 | 0 | 0 | 0 | 0 | 0
2016-03-22 12:00 | 0 | 0 | 0 | 0 | 0 | 84772.9658 | 0 | 452497 | 0 | 0 | 0 | 0 | 0 | 0 | 0 | 0 | 0 | 0 | 0 | 0 | 1616679.9072 | 0 | 0 | 0 | 0 | 0 | 0 | 0 | 0 | 0 | 0 | -88743.1518 | 0 | 0 | 0 | 0 | 0 | 0 | 0 | 0 | 0 | -278980.8824 | 0 | 0 | 0 | 0 | 0 | 0 | 0
2016-03-22 13:00 | 0 | 0 | 0 | 0 | 0 | 471161.728 | 72544.6678 | 447072 | 0 | 0 | 0 | 0 | 0 | 0 | 0 | 0 | 0 | 0 | 0 | 0 | 1713314.303 | 0 | 0 | 0 | 0 | 0 | 0 | 0 | 0 | 0 | 0 | 0 | 0 | 0 | 0 | 0 | 0 | 0 | 0 | 0 | 0 | 96634.3957 | 0 | 0 | 0 | 0 | 0 | 0 | 0
2016-03-22 14:00 | 0 | 0 | 0 | 0 | 0 | 0 | 416083.11 | 440164 | 0 | 0 | 0 | 0 | 0 | 0 | 0 | 0 | 0 | 0 | 0 | 0 | 1689233.413 | 0 | 0 | 0 | 0 | 0 | 0 | 0 | 0 | 0 | 0 | 0 | 0 | 0 | 0 | 0 | 0 | 0 | 0 | 0 | 0 | -24080.89 | 0 | 0 | 0 | 0 | 0 | 0 | 0
2016-03-22 15:00 | 0 | 0 | 0 | 0 | 0 | 0 | 652304.7573 | 433376 | 0 | 0 | 0 | 0 | 0 | 0 | 0 | 0 | 0 | 0 | 0 | 0 | 1908162.1703 | 0 | 0 | 0 | 0 | 0 | 0 | 0 | 0 | 0 | 0 | 0 | 0 | 0 | 0 | 0 | 0 | 0 | 0 | 0 | 0 | 218928.7573 | 0 | 0 | 0 | 0 | 0 | 0 | 0
2016-03-22 16:00 | 0 | 0 | 0 | 0 | 0 | 0 | 742336.2554 | 426274 | 0 | 0 | 0 | 0 | 68320.2843 | 0 | 0 | 0 | 0 | 0 | 0 | 0 | 2155904.1414 | 0 | 0 | 0 | 0 | 0 | 0 | 0 | 0 | 0 | 0 | 68320.2843 | 0 | 0 | 0 | 0 | 0 | 0 | 0 | 0 | 0 | 247741.9711 | 0 | 0 | 0 | 0 | 0 | 0 | 0
2016-03-22 17:00 | 0 | 0 | 0 | 0 | 0 | 0 | 758923.378 | 419962 | 0 | 0 | 0 | 0 | 128300.7798 | 0 | 0 | 0 | 0 | 0 | 0 | 0 | 2434885.0238 | 0 | 0 | 0 | 0 | 0 | 0 | 0 | 0 | 0 | 0 | 59980.4956 | 0 | 0 | 0 | 0 | 0 | 0 | 0 | 0 | 0 | 278980.8824 | 0 | 0 | 0 | 0 | 0 | 0 | 0
2016-03-22 18:00 | 0 | 0 | 0 | 0 | 0 | 0 | 757860.946 | 415490 | 0 | 0 | 0 | 0 | 191690.8433 | 0 | 0 | 0 | 0 | 0 | 0 | 0 | 2713865.9063 | 0 | 0 | 0 | 0 | 0 | 0 | 0 | 0 | 0 | 0 | 63390.0635 | 0 | 0 | 0 | 0 | 0 | 0 | 0 | 0 | 0 | 278980.8824 | 0 | 0 | 0 | 0 | 0 | 0 | 0
2016-03-22 19:00 | 0 | 0 | 0 | 0 | 0 | 0 | 754144.3257 | 410986 | 0 | 0 | 0 | 0 | 255868.2866 | 0 | 0 | 0 | 0 | 0 | 0 | 0 | 2992846.7887 | 0 | 0 | 0 | 0 | 0 | 0 | 0 | 0 | 0 | 0 | 64177.4432 | 0 | 0 | 0 | 0 | 0 | 0 | 0 | 0 | 0 | 278980.8824 | 0 | 0 | 0 | 0 | 0 | 0 | 0
2016-03-22 20:00 | 0 | 0 | 0 | 0 | 0 | 0 | 756932.7046 | 408946 | 0 | 0 | 0 | 0 | 324874.1087 | 0 | 0 | 0 | 0 | 0 | 0 | 0 | 3271827.6712 | 0 | 0 | 0 | 0 | 0 | 0 | 0 | 0 | 0 | 0 | 69005.8222 | 0 | 0 | 0 | 0 | 0 | 0 | 0 | 0 | 0 | 278980.8824 | 0 | 0 | 0 | 0 | 0 | 0 | 0
2016-03-22 21:00 | 0 | 0 | 0 | 0 | 0 | 0 | 746613.1319 | 409661 | 0 | 0 | 0 | 0 | 382845.3582 | 0 | 0 | 0 | 0 | 0 | 0 | 0 | 3550808.5536 | 0 | 0 | 0 | 0 | 0 | 0 | 0 | 0 | 0 | 0 | 57971.2495 | 0 | 0 | 0 | 0 | 0 | 0 | 0 | 0 | 0 | 278980.8824 | 0 | 0 | 0 | 0 | 0 | 0 | 0
2016-03-22 22:00 | 0 | 0 | 0 | 0 | 0 | 0 | 688543.7656 | 411033 | 0 | 0 | 0 | 0 | 381375.2414 | 0 | 0 | 0 | 0 | 0 | 0 | 0 | 3829789.436 | 0 | 0 | 0 | 0 | 0 | 0 | 0 | 0 | 0 | 0 | -1470.1169 | 0 | 0 | 0 | 0 | 0 | 0 | 0 | 0 | 0 | 278980.8824 | 0 | 0 | 0 | 0 | 0 | 0 | 0
2016-03-22 23:00 | 0 | 0 | 0 | 0 | 0 | 0 | 568211.5629 | 417740 | 0 | 0 | 0 | 0 | 382845.3582 | 0 | 0 | 0 | 0 | 0 | 0 | 0 | 3978790.8821 | 0 | 0 | 0 | 0 | 0 | 0 | 0 | 0 | 0 | 0 | 1470.1169 | 0 | 0 | 0 | 0 | 0 | 0 | 0 | 0 | 0 | 149001.4461 | 0 | 0 | 0 | 0 | 0 | 0 | 0
2016-03-23 | 0 | 0 | 0 | 0 | 0 | 0 | 290977.2589 | 429407 | 0 | 0 | 0 | 0 | 294102.2064 | 0 | 0 | 0 | 0 | 0 | 0 | 0 | 3929104.2928 | 0 | 0 | 0 | 0 | 0 | 0 | 0 | 0 | 0 | 0 | -88743.1518 | 0 | 0 | 0 | 0 | 0 | 0 | 0 | 0 | 0 | -49686.5893 | 0 | 0 | 0 | 0 | 0 | 0 | 0
2016-03-23 01:00 | 0 | 0 | 0 | 0 | 0 | 640617.8694 | 25451.2278 | 427410 | 0 | 0 | 0 | 0 | 253780.4211 | 0 | 0 | 0 | 0 | 0 | 0 | 0 | 4208085.1752 | 0 | 0 | 0 | 0 | 0 | 0 | 0 | 0 | 0 | 0 | -40321.7853 | 0 | 0 | 0 | 0 | 0 | 0 | 0 | 0 | 0 | 278980.8824 | 0 | 0 | 0 | 0 | 0 | 0 | 0
2016-03-23 02:00 | 0 | 0 | 0 | 0 | 0 | 44444.9658 | 0 | 412169 | 0 | 0 | 0 | 0 | 165037.2694 | 0 | 0 | 0 | 0 | 0 | 0 | 0 | 3929104.2928 | 0 | 0 | 0 | 0 | 0 | 0 | 0 | 0 | 0 | 0 | -88743.1518 | 0 | 0 | 0 | 0 | 0 | 0 | 0 | 0 | 0 | -278980.8824 | 0 | 0 | 0 | 0 | 0 | 0 | 0
2016-03-23 03:00 | 0 | 0 | 0 | 0 | 0 | 201839.2694 | 0 | 392077 | 0 | 0 | 0 | 0 | 253780.4211 | 0 | 0 | 0 | 0 | 0 | 0 | 0 | 3650123.4103 | 0 | 0 | 0 | 0 | 0 | 0 | 0 | 0 | 0 | 0 | 88743.1518 | 0 | 0 | 0 | 0 | 0 | 0 | 0 | 0 | 0 | -278980.8824 | 0 | 0 | 0 | 0 | 0 | 0 | 0
2016-03-23 04:00 | 0 | 0 | 0 | 0 | 0 | 181197.2694 | 0 | 371435 | 0 | 0 | 0 | 0 | 342523.5729 | 0 | 0 | 0 | 0 | 0 | 0 | 0 | 3371142.5279 | 0 | 0 | 0 | 0 | 0 | 0 | 0 | 0 | 0 | 0 | 88743.1518 | 0 | 0 | 0 | 0 | 0 | 0 | 0 | 0 | 0 | -278980.8824 | 0 | 0 | 0 | 0 | 0 | 0 | 0
2016-03-23 05:00 | 0 | 0 | 0 | 0 | 0 | 0 | 0 | 355275 | 0 | 0 | 0 | 0 | 266229.4554 | 0 | 0 | 0 | 0 | 0 | 0 | 0 | 3092161.6455 | 0 | 0 | 0 | 0 | 0 | 0 | 0 | 0 | 0 | 0 | -76294.1176 | 0 | 0 | 0 | 0 | 0 | 0 | 0 | 0 | 0 | -278980.8824 | 0 | 0 | 0 | 0 | 0 | 0 | 0
2016-03-23 06:00 | 0 | 0 | 0 | 0 | 0 | 0 | 0 | 344743 | 0 | 0 | 0 | 0 | 177486.3036 | 0 | 0 | 0 | 0 | 0 | 0 | 0 | 2836161.7973 | 0 | 0 | 0 | 0 | 0 | 0 | 0 | 0 | 0 | 0 | -88743.1518 | 0 | 0 | 0 | 0 | 0 | 0 | 0 | 0 | 0 | -255999.8482 | 0 | 0 | 0 | 0 | 0 | 0 | 0
2016-03-23 07:00 | 0 | 0 | 0 | 0 | 0 | 148269.2694 | 0 | 338507 | 0 | 0 | 0 | 0 | 266229.4554 | 0 | 0 | 0 | 0 | 0 | 0 | 0 | 2557180.9148 | 0 | 0 | 0 | 0 | 0 | 0 | 0 | 0 | 0 | 0 | 88743.1518 | 0 | 0 | 0 | 0 | 0 | 0 | 0 | 0 | 0 | -278980.8824 | 0 | 0 | 0 | 0 | 0 | 0 | 0
2016-03-23 08:00 | 0 | 0 | 0 | 0 | 0 | 0 | 0 | 340284 | 0 | 0 | 0 | 0 | 177486.3036 | 0 | 0 | 0 | 0 | 0 | 0 | 0 | 2305640.0666 | 0 | 0 | 0 | 0 | 0 | 0 | 0 | 0 | 0 | 0 | -88743.1518 | 0 | 0 | 0 | 0 | 0 | 0 | 0 | 0 | 0 | -251540.8482 | 0 | 0 | 0 | 0 | 0 | 0 | 0
2016-03-23 09:00 | 0 | 0 | 0 | 0 | 0 | 719459.0342 | 0 | 351735 | 0 | 0 | 0 | 0 | 266229.4554 | 0 | 0 | 0 | 0 | 0 | 0 | 0 | 2584620.949 | 0 | 0 | 0 | 0 | 0 | 0 | 0 | 0 | 0 | 0 | 88743.1518 | 0 | 0 | 0 | 0 | 0 | 0 | 0 | 0 | 0 | 278980.8824 | 0 | 0 | 0 | 0 | 0 | 0 | 0
2016-03-23 10:00 | 0 | 0 | 0 | 0 | 0 | 11832.9658 | 0 | 379557 | 0 | 0 | 0 | 0 | 177486.3036 | 0 | 0 | 0 | 0 | 0 | 0 | 0 | 2305640.0666 | 0 | 0 | 0 | 0 | 0 | 0 | 0 | 0 | 0 | 0 | -88743.1518 | 0 | 0 | 0 | 0 | 0 | 0 | 0 | 0 | 0 | -278980.8824 | 0 | 0 | 0 | 0 | 0 | 0 | 0
2016-03-23 11:00 | 0 | 0 | 0 | 0 | 0 | 38848.9658 | 0 | 406573 | 0 | 0 | 0 | 0 | 88743.1518 | 0 | 0 | 0 | 0 | 0 | 0 | 0 | 2026659.1842 | 0 | 0 | 0 | 0 | 0 | 0 | 0 | 0 | 0 | 0 | -88743.1518 | 0 | 0 | 0 | 0 | 0 | 0 | 0 | 0 | 0 | -278980.8824 | 0 | 0 | 0 | 0 | 0 | 0 | 0
2016-03-23 12:00 | 0 | 0 | 0 | 0 | 0 | 49847.8644 | 0.10133 | 417572 | 0 | 0 | 0 | 0 | 0 | 0 | 0 | 0 | 0 | 0 | 0 | 0 | 1747678.3017 | 0 | 0 | 0 | 0 | 0 | 0 | 0 | 0 | 0 | 0 | -88743.1518 | 0 | 0 | 0 | 0 | 0 | 0 | 0 | 0 | 0 | -278980.8824 | 0 | 0 | 0 | 0 | 0 | 0 | 0
2016-03-23 13:00 | 0 | 0 | 0 | 0 | 0 | 39208.5353 | 102333.5823 | 420523 | 0 | 0 | 0 | 0 | 0 | 0 | 0 | 0 | 0 | 0 | 0 | 0 | 1468697.4193 | 0 | 0 | 0 | 0 | 0 | 0 | 0 | 0 | 0 | 0 | 0 | 0 | 0 | 0 | 0 | 0 | 0 | 0 | 0 | 0 | -278980.8824 | 0 | 0 | 0 | 0 | 0 | 0 | 0
2016-03-23 14:00 | 0 | 0 | 0 | 0 | 0 | 0 | 458053.1789 | 423590 | 0 | 0 | 0 | 0 | 0 | 0 | 0 | 0 | 0 | 0 | 0 | 0 | 1503160.5982 | 0 | 0 | 0 | 0 | 0 | 0 | 0 | 0 | 0 | 0 | 0 | 0 | 0 | 0 | 0 | 0 | 0 | 0 | 0 | 0 | 34463.1789 | 0 | 0 | 0 | 0 | 0 | 0 | 0
2016-03-23 15:00 | 0 | 0 | 0 | 0 | 0 | 0 | 702927.8824 | 423947 | 0 | 0 | 0 | 0 | 0 | 0 | 0 | 0 | 0 | 0 | 0 | 0 | 1782141.4806 | 0 | 0 | 0 | 0 | 0 | 0 | 0 | 0 | 0 | 0 | 0 | 0 | 0 | 0 | 0 | 0 | 0 | 0 | 0 | 0 | 278980.8824 | 0 | 0 | 0 | 0 | 0 | 0 | 0
2016-03-23 16:00 | 0 | 0 | 0 | 0 | 0 | 0 | 789684.0342 | 421960 | 0 | 0 | 0 | 0 | 88743.1518 | 0 | 0 | 0 | 0 | 0 | 0 | 0 | 2061122.363 | 0 | 0 | 0 | 0 | 0 | 0 | 0 | 0 | 0 | 0 | 88743.1518 | 0 | 0 | 0 | 0 | 0 | 0 | 0 | 0 | 0 | 278980.8824 | 0 | 0 | 0 | 0 | 0 | 0 | 0
2016-03-23 17:00 | 0 | 0 | 0 | 0 | 0 | 0 | 788809.0342 | 421085 | 0 | 0 | 0 | 0 | 177486.3036 | 0 | 0 | 0 | 0 | 0 | 0 | 0 | 2340103.2455 | 0 | 0 | 0 | 0 | 0 | 0 | 0 | 0 | 0 | 0 | 88743.1518 | 0 | 0 | 0 | 0 | 0 | 0 | 0 | 0 | 0 | 278980.8824 | 0 | 0 | 0 | 0 | 0 | 0 | 0
2016-03-23 18:00 | 0 | 0 | 0 | 0 | 0 | 0 | 788551.0342 | 420827 | 0 | 0 | 0 | 0 | 266229.4554 | 0 | 0 | 0 | 0 | 0 | 0 | 0 | 2619084.1279 | 0 | 0 | 0 | 0 | 0 | 0 | 0 | 0 | 0 | 0 | 88743.1518 | 0 | 0 | 0 | 0 | 0 | 0 | 0 | 0 | 0 | 278980.8824 | 0 | 0 | 0 | 0 | 0 | 0 | 0
2016-03-23 19:00 | 0 | 0 | 0 | 0 | 0 | 0 | 788181.0342 | 420457 | 0 | 0 | 0 | 0 | 354972.6072 | 0 | 0 | 0 | 0 | 0 | 0 | 0 | 2898065.0104 | 0 | 0 | 0 | 0 | 0 | 0 | 0 | 0 | 0 | 0 | 88743.1518 | 0 | 0 | 0 | 0 | 0 | 0 | 0 | 0 | 0 | 278980.8824 | 0 | 0 | 0 | 0 | 0 | 0 | 0
2016-03-23 20:00 | 0 | 0 | 0 | 0 | 0 | 0 | 728412.6335 | 421559 | 0 | 0 | 0 | 0 | 382845.3582 | 0 | 0 | 0 | 0 | 0 | 0 | 0 | 3177045.8928 | 0 | 0 | 0 | 0 | 0 | 0 | 0 | 0 | 0 | 0 | 27872.7511 | 0 | 0 | 0 | 0 | 0 | 0 | 0 | 0 | 0 | 278980.8824 | 0 | 0 | 0 | 0 | 0 | 0 | 0
2016-03-23 21:00 | 0 | 0 | 0 | 0 | 0 | 0 | 702730.8824 | 423750 | 0 | 0 | 0 | 0 | 382845.3582 | 0 | 0 | 0 | 0 | 0 | 0 | 0 | 3456026.7753 | 0 | 0 | 0 | 0 | 0 | 0 | 0 | 0 | 0 | 0 | 0 | 0 | 0 | 0 | 0 | 0 | 0 | 0 | 0 | 0 | 278980.8824 | 0 | 0 | 0 | 0 | 0 | 0 | 0
2016-03-23 22:00 | 0 | 0 | 0 | 0 | 0 | 0 | 703124.8824 | 424144 | 0 | 0 | 0 | 0 | 382845.3582 | 0 | 0 | 0 | 0 | 0 | 0 | 0 | 3735007.6577 | 0 | 0 | 0 | 0 | 0 | 0 | 0 | 0 | 0 | 0 | 0 | 0 | 0 | 0 | 0 | 0 | 0 | 0 | 0 | 0 | 278980.8824 | 0 | 0 | 0 | 0 | 0 | 0 | 0
2016-03-23 23:00 | 0 | 0 | 0 | 0 | 0 | 0 | 649190.7619 | 428453 | 0 | 0 | 0 | 0 | 382845.3582 | 0 | 0 | 0 | 0 | 0 | 0 | 0 | 3955745.4196 | 0 | 0 | 0 | 0 | 0 | 0 | 0 | 0 | 0 | 0 | 0 | 0 | 0 | 0 | 0 | 0 | 0 | 0 | 0 | 0 | 220737.7619 | 0 | 0 | 0 | 0 | 0 | 0 | 0
2016-03-24 | 0 | 0 | 0 | 0 | 0 | 0 | 371044.1998 | 436285 | 0 | 0 | 0 | 0 | 382845.3582 | 0 | 0 | 0 | 0 | 0 | 0 | 0 | 3890504.6195 | 0 | 0 | 0 | 0 | 0 | 0 | 0 | 0 | 0 | 0 | 0 | 0 | 0 | 0 | 0 | 0 | 0 | 0 | 0 | 0 | -65240.8002 | 0 | 0 | 0 | 0 | 0 | 0 | 0
2016-03-24 01:00 | 0 | 0 | 0 | 0 | 0 | 605205.6927 | 29036.3702 | 431813 | 0 | 0 | 0 | 0 | 306293.5387 | 0 | 0 | 0 | 0 | 0 | 0 | 0 | 4169485.5019 | 0 | 0 | 0 | 0 | 0 | 0 | 0 | 0 | 0 | 0 | -76551.8195 | 0 | 0 | 0 | 0 | 0 | 0 | 0 | 0 | 0 | 278980.8824 | 0 | 0 | 0 | 0 | 0 | 0 | 0
2016-03-24 02:00 | 0 | 0 | 0 | 0 | 0 | 47459.9658 | 0 | 415184 | 0 | 0 | 0 | 0 | 217550.3869 | 0 | 0 | 0 | 0 | 0 | 0 | 0 | 3890504.6195 | 0 | 0 | 0 | 0 | 0 | 0 | 0 | 0 | 0 | 0 | -88743.1518 | 0 | 0 | 0 | 0 | 0 | 0 | 0 | 0 | 0 | -278980.8824 | 0 | 0 | 0 | 0 | 0 | 0 | 0
2016-03-24 03:00 | 0 | 0 | 0 | 0 | 0 | 203010.2694 | 0 | 393248 | 0 | 0 | 0 | 0 | 306293.5387 | 0 | 0 | 0 | 0 | 0 | 0 | 0 | 3611523.737 | 0 | 0 | 0 | 0 | 0 | 0 | 0 | 0 | 0 | 0 | 88743.1518 | 0 | 0 | 0 | 0 | 0 | 0 | 0 | 0 | 0 | -278980.8824 | 0 | 0 | 0 | 0 | 0 | 0 | 0
2016-03-24 04:00 | 0 | 0 | 0 | 0 | 0 | 3055.9658 | 0 | 370780 | 0 | 0 | 0 | 0 | 217550.3869 | 0 | 0 | 0 | 0 | 0 | 0 | 0 | 3332542.8546 | 0 | 0 | 0 | 0 | 0 | 0 | 0 | 0 | 0 | 0 | -88743.1518 | 0 | 0 | 0 | 0 | 0 | 0 | 0 | 0 | 0 | -278980.8824 | 0 | 0 | 0 | 0 | 0 | 0 | 0
2016-03-24 05:00 | 0 | 0 | 0 | 0 | 0 | 163527.2694 | 0 | 353765 | 0 | 0 | 0 | 0 | 306293.5387 | 0 | 0 | 0 | 0 | 0 | 0 | 0 | 3053561.9721 | 0 | 0 | 0 | 0 | 0 | 0 | 0 | 0 | 0 | 0 | 88743.1518 | 0 | 0 | 0 | 0 | 0 | 0 | 0 | 0 | 0 | -278980.8824 | 0 | 0 | 0 | 0 | 0 | 0 | 0
2016-03-24 06:00 | 0 | 0 | 0 | 0 | 0 | 0 | 0 | 342199 | 0 | 0 | 0 | 0 | 243075.4211 | 0 | 0 | 0 | 0 | 0 | 0 | 0 | 2774581.0897 | 0 | 0 | 0 | 0 | 0 | 0 | 0 | 0 | 0 | 0 | -63218.1176 | 0 | 0 | 0 | 0 | 0 | 0 | 0 | 0 | 0 | -278980.8824 | 0 | 0 | 0 | 0 | 0 | 0 | 0
2016-03-24 07:00 | 0 | 0 | 0 | 0 | 0 | 0 | 0 | 335265 | 0 | 0 | 0 | 0 | 154332.2694 | 0 | 0 | 0 | 0 | 0 | 0 | 0 | 2528059.2415 | 0 | 0 | 0 | 0 | 0 | 0 | 0 | 0 | 0 | 0 | -88743.1518 | 0 | 0 | 0 | 0 | 0 | 0 | 0 | 0 | 0 | -246521.8482 | 0 | 0 | 0 | 0 | 0 | 0 | 0
2016-03-24 08:00 | 0 | 0 | 0 | 0 | 0 | 702138.0342 | 0 | 334414 | 0 | 0 | 0 | 0 | 243075.4211 | 0 | 0 | 0 | 0 | 0 | 0 | 0 | 2807040.1239 | 0 | 0 | 0 | 0 | 0 | 0 | 0 | 0 | 0 | 0 | 88743.1518 | 0 | 0 | 0 | 0 | 0 | 0 | 0 | 0 | 0 | 278980.8824 | 0 | 0 | 0 | 0 | 0 | 0 | 0
2016-03-24 09:00 | 0 | 0 | 0 | 0 | 0 | 0 | 0 | 344570 | 0 | 0 | 0 | 0 | 177486.3036 | 0 | 0 | 0 | 0 | 0 | 0 | 0 | 2528059.2415 | 0 | 0 | 0 | 0 | 0 | 0 | 0 | 0 | 0 | 0 | -65589.1176 | 0 | 0 | 0 | 0 | 0 | 0 | 0 | 0 | 0 | -278980.8824 | 0 | 0 | 0 | 0 | 0 | 0 | 0
2016-03-24 10:00 | 0 | 0 | 0 | 0 | 0 | 2260.9658 | 0 | 369985 | 0 | 0 | 0 | 0 | 88743.1518 | 0 | 0 | 0 | 0 | 0 | 0 | 0 | 2249078.359 | 0 | 0 | 0 | 0 | 0 | 0 | 0 | 0 | 0 | 0 | -88743.1518 | 0 | 0 | 0 | 0 | 0 | 0 | 0 | 0 | 0 | -278980.8824 | 0 | 0 | 0 | 0 | 0 | 0 | 0
2016-03-24 11:00 | 0 | 0 | 0 | 0 | 0 | 29327.9658 | 0 | 397052 | 0 | 0 | 0 | 0 | 0 | 0 | 0 | 0 | 0 | 0 | 0 | 0 | 1970097.4766 | 0 | 0 | 0 | 0 | 0 | 0 | 0 | 0 | 0 | 0 | -88743.1518 | 0 | 0 | 0 | 0 | 0 | 0 | 0 | 0 | 0 | -278980.8824 | 0 | 0 | 0 | 0 | 0 | 0 | 0
2016-03-24 12:00 | 0 | 0 | 0 | 0 | 0 | 131693.7494 | 2.3682 | 410677 | 0 | 0 | 0 | 0 | 0 | 0 | 0 | 0 | 0 | 0 | 0 | 0 | 1691116.5942 | 0 | 0 | 0 | 0 | 0 | 0 | 0 | 0 | 0 | 0 | 0 | 0 | 0 | 0 | 0 | 0 | 0 | 0 | 0 | 0 | -278980.8824 | 0 | 0 | 0 | 0 | 0 | 0 | 0
2016-03-24 13:00 | 0 | 0 | 0 | 0 | 0 | 516107.0968 | 125895.88 | 417690 | 0 | 0 | 0 | 0 | 0 | 0 | 0 | 0 | 0 | 0 | 0 | 0 | 1915429.571 | 0 | 0 | 0 | 0 | 0 | 0 | 0 | 0 | 0 | 0 | 0 | 0 | 0 | 0 | 0 | 0 | 0 | 0 | 0 | 0 | 224312.9768 | 0 | 0 | 0 | 0 | 0 | 0 | 0
2016-03-24 14:00 | 0 | 0 | 0 | 0 | 0 | 0 | 540147.4363 | 424441 | 0 | 0 | 0 | 0 | 0 | 0 | 0 | 0 | 0 | 0 | 0 | 0 | 2031136.0073 | 0 | 0 | 0 | 0 | 0 | 0 | 0 | 0 | 0 | 0 | 0 | 0 | 0 | 0 | 0 | 0 | 0 | 0 | 0 | 0 | 115706.4363 | 0 | 0 | 0 | 0 | 0 | 0 | 0
2016-03-24 15:00 | 0 | 0 | 0 | 0 | 0 | 0 | 794502.0342 | 426778 | 0 | 0 | 0 | 0 | 88743.1518 | 0 | 0 | 0 | 0 | 0 | 0 | 0 | 2310116.8897 | 0 | 0 | 0 | 0 | 0 | 0 | 0 | 0 | 0 | 0 | 88743.1518 | 0 | 0 | 0 | 0 | 0 | 0 | 0 | 0 | 0 | 278980.8824 | 0 | 0 | 0 | 0 | 0 | 0 | 0
2016-03-24 16:00 | 0 | 0 | 0 | 0 | 0 | 0 | 794100.0342 | 426376 | 0 | 0 | 0 | 0 | 177486.3036 | 0 | 0 | 0 | 0 | 0 | 0 | 0 | 2589097.7722 | 0 | 0 | 0 | 0 | 0 | 0 | 0 | 0 | 0 | 0 | 88743.1518 | 0 | 0 | 0 | 0 | 0 | 0 | 0 | 0 | 0 | 278980.8824 | 0 | 0 | 0 | 0 | 0 | 0 | 0
2016-03-24 17:00 | 0 | 0 | 0 | 0 | 0 | 0 | 793499.0342 | 425775 | 0 | 0 | 0 | 0 | 266229.4554 | 0 | 0 | 0 | 0 | 0 | 0 | 0 | 2868078.6546 | 0 | 0 | 0 | 0 | 0 | 0 | 0 | 0 | 0 | 0 | 88743.1518 | 0 | 0 | 0 | 0 | 0 | 0 | 0 | 0 | 0 | 278980.8824 | 0 | 0 | 0 | 0 | 0 | 0 | 0
2016-03-24 18:00 | 0 | 0 | 0 | 0 | 0 | 0 | 791886.0342 | 424162 | 0 | 0 | 0 | 0 | 354972.6072 | 0 | 0 | 0 | 0 | 0 | 0 | 0 | 3147059.5371 | 0 | 0 | 0 | 0 | 0 | 0 | 0 | 0 | 0 | 0 | 88743.1518 | 0 | 0 | 0 | 0 | 0 | 0 | 0 | 0 | 0 | 278980.8824 | 0 | 0 | 0 | 0 | 0 | 0 | 0
2016-03-24 19:00 | 0 | 0 | 0 | 0 | 0 | 0 | 612367.7306 | 422130 | 0 | 0 | 0 | 0 | 266229.4554 | 0 | 0 | 0 | 0 | 0 | 0 | 0 | 3426040.4195 | 0 | 0 | 0 | 0 | 0 | 0 | 0 | 0 | 0 | 0 | -88743.1518 | 0 | 0 | 0 | 0 | 0 | 0 | 0 | 0 | 0 | 278980.8824 | 0 | 0 | 0 | 0 | 0 | 0 | 0
2016-03-24 20:00 | 0 | 0 | 0 | 0 | 0 | 0 | 789359.0342 | 421635 | 0 | 0 | 0 | 0 | 354972.6072 | 0 | 0 | 0 | 0 | 0 | 0 | 0 | 3705021.302 | 0 | 0 | 0 | 0 | 0 | 0 | 0 | 0 | 0 | 0 | 88743.1518 | 0 | 0 | 0 | 0 | 0 | 0 | 0 | 0 | 0 | 278980.8824 | 0 | 0 | 0 | 0 | 0 | 0 | 0
2016-03-24 21:00 | 0 | 0 | 0 | 0 | 0 | 0 | 728889.6335 | 422036 | 0 | 0 | 0 | 0 | 382845.3582 | 0 | 0 | 0 | 0 | 0 | 0 | 0 | 3984002.1844 | 0 | 0 | 0 | 0 | 0 | 0 | 0 | 0 | 0 | 0 | 27872.7511 | 0 | 0 | 0 | 0 | 0 | 0 | 0 | 0 | 0 | 278980.8824 | 0 | 0 | 0 | 0 | 0 | 0 | 0
2016-03-24 22:00 | 0 | 0 | 0 | 0 | 0 | 0 | 700542.8824 | 421562 | 0 | 0 | 0 | 0 | 382845.3582 | 0 | 0 | 0 | 0 | 0 | 0 | 0 | 4262983.0668 | 0 | 0 | 0 | 0 | 0 | 0 | 0 | 0 | 0 | 0 | 0 | 0 | 0 | 0 | 0 | 0 | 0 | 0 | 0 | 0 | 278980.8824 | 0 | 0 | 0 | 0 | 0 | 0 | 0
2016-03-24 23:00 | 0 | 0 | 0 | 0 | 0 | 0 | 672540.5539 | 424048 | 0 | 0 | 0 | 0 | 382845.3582 | 0 | 0 | 0 | 0 | 0 | 0 | 0 | 4511475.6208 | 0 | 0 | 0 | 0 | 0 | 0 | 0 | 0 | 0 | 0 | 0 | 0 | 0 | 0 | 0 | 0 | 0 | 0 | 0 | 0 | 248492.5539 | 0 | 0 | 0 | 0 | 0 | 0 | 0
2016-03-25 | 0 | 0 | 0 | 0 | 0 | 324282.9686 | 355075.9002 | 429148 | 0 | 0 | 0 | 0 | 382845.3582 | 0 | 0 | 0 | 0 | 0 | 0 | 0 | 4761686.4895 | 0 | 0 | 0 | 0 | 0 | 0 | 0 | 0 | 0 | 0 | 0 | 0 | 0 | 0 | 0 | 0 | 0 | 0 | 0 | 0 | 250210.8687 | 0 | 0 | 0 | 0 | 0 | 0 | 0
2016-03-25 01:00 | 0 | 0 | 0 | 0 | 0 | 407136.3816 | 30390.3104 | 426822 | 0 | 0 | 0 | 0 | 382845.3582 | 0 | 0 | 0 | 0 | 0 | 0 | 0 | 4772391.1815 | 0 | 0 | 0 | 0 | 0 | 0 | 0 | 0 | 0 | 0 | 0 | 0 | 0 | 0 | 0 | 0 | 0 | 0 | 0 | 0 | 10704.692 | 0 | 0 | 0 | 0 | 0 | 0 | 0
2016-03-25 02:00 | 0 | 0 | 0 | 0 | 0 | 43668.9658 | 0 | 411393 | 0 | 0 | 0 | 0 | 294102.2064 | 0 | 0 | 0 | 0 | 0 | 0 | 0 | 4493410.2991 | 0 | 0 | 0 | 0 | 0 | 0 | 0 | 0 | 0 | 0 | -88743.1518 | 0 | 0 | 0 | 0 | 0 | 0 | 0 | 0 | 0 | -278980.8824 | 0 | 0 | 0 | 0 | 0 | 0 | 0
2016-03-25 03:00 | 0 | 0 | 0 | 0 | 0 | 61191.298 | 0 | 391348 | 0 | 0 | 0 | 0 | 242926.3869 | 0 | 0 | 0 | 0 | 0 | 0 | 0 | 4214429.4166 | 0 | 0 | 0 | 0 | 0 | 0 | 0 | 0 | 0 | 0 | -51175.8195 | 0 | 0 | 0 | 0 | 0 | 0 | 0 | 0 | 0 | -278980.8824 | 0 | 0 | 0 | 0 | 0 | 0 | 0
2016-03-25 04:00 | 0 | 0 | 0 | 0 | 0 | 180380.2694 | 0 | 370618 | 0 | 0 | 0 | 0 | 331669.5387 | 0 | 0 | 0 | 0 | 0 | 0 | 0 | 3935448.5342 | 0 | 0 | 0 | 0 | 0 | 0 | 0 | 0 | 0 | 0 | 88743.1518 | 0 | 0 | 0 | 0 | 0 | 0 | 0 | 0 | 0 | -278980.8824 | 0 | 0 | 0 | 0 | 0 | 0 | 0
2016-03-25 05:00 | 0 | 0 | 0 | 0 | 0 | 0 | 0 | 353765 | 0 | 0 | 0 | 0 | 256885.4211 | 0 | 0 | 0 | 0 | 0 | 0 | 0 | 3656467.6518 | 0 | 0 | 0 | 0 | 0 | 0 | 0 | 0 | 0 | 0 | -74784.1176 | 0 | 0 | 0 | 0 | 0 | 0 | 0 | 0 | 0 | -278980.8824 | 0 | 0 | 0 | 0 | 0 | 0 | 0
2016-03-25 06:00 | 0 | 0 | 0 | 0 | 0 | 0 | 0 | 342034 | 0 | 0 | 0 | 0 | 168142.2694 | 0 | 0 | 0 | 0 | 0 | 0 | 0 | 3403176.8035 | 0 | 0 | 0 | 0 | 0 | 0 | 0 | 0 | 0 | 0 | -88743.1518 | 0 | 0 | 0 | 0 | 0 | 0 | 0 | 0 | 0 | -253290.8482 | 0 | 0 | 0 | 0 | 0 | 0 | 0
2016-03-25 07:00 | 0 | 0 | 0 | 0 | 0 | 0 | 0 | 335251 | 0 | 0 | 0 | 0 | 79399.1176 | 0 | 0 | 0 | 0 | 0 | 0 | 0 | 3156668.9553 | 0 | 0 | 0 | 0 | 0 | 0 | 0 | 0 | 0 | 0 | -88743.1518 | 0 | 0 | 0 | 0 | 0 | 0 | 0 | 0 | 0 | -246507.8482 | 0 | 0 | 0 | 0 | 0 | 0 | 0
2016-03-25 08:00 | 0 | 0 | 0 | 0 | 0 | 513831.5694 | 0 | 334299 | 0 | 0 | 0 | 0 | 168142.2694 | 0 | 0 | 0 | 0 | 0 | 0 | 0 | 3247458.3729 | 0 | 0 | 0 | 0 | 0 | 0 | 0 | 0 | 0 | 0 | 88743.1518 | 0 | 0 | 0 | 0 | 0 | 0 | 0 | 0 | 0 | 90789.4176 | 0 | 0 | 0 | 0 | 0 | 0 | 0
2016-03-25 09:00 | 0 | 0 | 0 | 0 | 0 | 150476.2694 | 0 | 340714 | 0 | 0 | 0 | 0 | 256885.4211 | 0 | 0 | 0 | 0 | 0 | 0 | 0 | 2968477.4905 | 0 | 0 | 0 | 0 | 0 | 0 | 0 | 0 | 0 | 0 | 88743.1518 | 0 | 0 | 0 | 0 | 0 | 0 | 0 | 0 | 0 | -278980.8824 | 0 | 0 | 0 | 0 | 0 | 0 | 0
2016-03-25 10:00 | 0 | 0 | 0 | 0 | 0 | 0 | 0 | 358380 | 0 | 0 | 0 | 0 | 177486.3036 | 0 | 0 | 0 | 0 | 0 | 0 | 0 | 2689496.608 | 0 | 0 | 0 | 0 | 0 | 0 | 0 | 0 | 0 | 0 | -79399.1176 | 0 | 0 | 0 | 0 | 0 | 0 | 0 | 0 | 0 | -278980.8824 | 0 | 0 | 0 | 0 | 0 | 0 | 0
2016-03-25 11:00 | 0 | 0 | 0 | 0 | 0 | 13071.9658 | 0 | 380796 | 0 | 0 | 0 | 0 | 88743.1518 | 0 | 0 | 0 | 0 | 0 | 0 | 0 | 2410515.7256 | 0 | 0 | 0 | 0 | 0 | 0 | 0 | 0 | 0 | 0 | -88743.1518 | 0 | 0 | 0 | 0 | 0 | 0 | 0 | 0 | 0 | -278980.8824 | 0 | 0 | 0 | 0 | 0 | 0 | 0
2016-03-25 12:00 | 0 | 0 | 0 | 0 | 0 | 29476.4599 | 4.5059 | 397205 | 0 | 0 | 0 | 0 | 0 | 0 | 0 | 0 | 0 | 0 | 0 | 0 | 2131534.8431 | 0 | 0 | 0 | 0 | 0 | 0 | 0 | 0 | 0 | 0 | -88743.1518 | 0 | 0 | 0 | 0 | 0 | 0 | 0 | 0 | 0 | -278980.8824 | 0 | 0 | 0 | 0 | 0 | 0 | 0
2016-03-25 13:00 | 0 | 0 | 0 | 0 | 0 | 315669.717 | 112339.519 | 410507 | 0 | 0 | 0 | 0 | 0 | 0 | 0 | 0 | 0 | 0 | 0 | 0 | 2149037.0791 | 0 | 0 | 0 | 0 | 0 | 0 | 0 | 0 | 0 | 0 | 0 | 0 | 0 | 0 | 0 | 0 | 0 | 0 | 0 | 0 | 17502.236 | 0 | 0 | 0 | 0 | 0 | 0 | 0
2016-03-25 14:00 | 0 | 0 | 0 | 0 | 0 | 0 | 534278.4955 | 419029 | 0 | 0 | 0 | 0 | 0 | 0 | 0 | 0 | 0 | 0 | 0 | 0 | 2264286.5746 | 0 | 0 | 0 | 0 | 0 | 0 | 0 | 0 | 0 | 0 | 0 | 0 | 0 | 0 | 0 | 0 | 0 | 0 | 0 | 0 | 115249.4955 | 0 | 0 | 0 | 0 | 0 | 0 | 0
2016-03-25 15:00 | 0 | 0 | 0 | 0 | 0 | 0 | 699330.8824 | 420350 | 0 | 0 | 0 | 0 | 0 | 0 | 0 | 0 | 0 | 0 | 0 | 0 | 2543267.4571 | 0 | 0 | 0 | 0 | 0 | 0 | 0 | 0 | 0 | 0 | 0 | 0 | 0 | 0 | 0 | 0 | 0 | 0 | 0 | 0 | 278980.8824 | 0 | 0 | 0 | 0 | 0 | 0 | 0
2016-03-25 16:00 | 0 | 0 | 0 | 0 | 0 | 0 | 785148.0342 | 417424 | 0 | 0 | 0 | 0 | 88743.1518 | 0 | 0 | 0 | 0 | 0 | 0 | 0 | 2822248.3395 | 0 | 0 | 0 | 0 | 0 | 0 | 0 | 0 | 0 | 0 | 88743.1518 | 0 | 0 | 0 | 0 | 0 | 0 | 0 | 0 | 0 | 278980.8824 | 0 | 0 | 0 | 0 | 0 | 0 | 0
2016-03-25 17:00 | 0 | 0 | 0 | 0 | 0 | 0 | 780875.0342 | 413151 | 0 | 0 | 0 | 0 | 177486.3036 | 0 | 0 | 0 | 0 | 0 | 0 | 0 | 3101229.222 | 0 | 0 | 0 | 0 | 0 | 0 | 0 | 0 | 0 | 0 | 88743.1518 | 0 | 0 | 0 | 0 | 0 | 0 | 0 | 0 | 0 | 278980.8824 | 0 | 0 | 0 | 0 | 0 | 0 | 0
2016-03-25 18:00 | 0 | 0 | 0 | 0 | 0 | 0 | 776982.0342 | 409258 | 0 | 0 | 0 | 0 | 266229.4554 | 0 | 0 | 0 | 0 | 0 | 0 | 0 | 3380210.1044 | 0 | 0 | 0 | 0 | 0 | 0 | 0 | 0 | 0 | 0 | 88743.1518 | 0 | 0 | 0 | 0 | 0 | 0 | 0 | 0 | 0 | 278980.8824 | 0 | 0 | 0 | 0 | 0 | 0 | 0
2016-03-25 19:00 | 0 | 0 | 0 | 0 | 0 | 0 | 773015.0342 | 405291 | 0 | 0 | 0 | 0 | 354972.6072 | 0 | 0 | 0 | 0 | 0 | 0 | 0 | 3659190.9869 | 0 | 0 | 0 | 0 | 0 | 0 | 0 | 0 | 0 | 0 | 88743.1518 | 0 | 0 | 0 | 0 | 0 | 0 | 0 | 0 | 0 | 278980.8824 | 0 | 0 | 0 | 0 | 0 | 0 | 0
2016-03-25 20:00 | 0 | 0 | 0 | 0 | 0 | 0 | 709314.6335 | 402461 | 0 | 0 | 0 | 0 | 382845.3582 | 0 | 0 | 0 | 0 | 0 | 0 | 0 | 3938171.8693 | 0 | 0 | 0 | 0 | 0 | 0 | 0 | 0 | 0 | 0 | 27872.7511 | 0 | 0 | 0 | 0 | 0 | 0 | 0 | 0 | 0 | 278980.8824 | 0 | 0 | 0 | 0 | 0 | 0 | 0
2016-03-25 21:00 | 0 | 0 | 0 | 0 | 0 | 0 | 680620.8824 | 401640 | 0 | 0 | 0 | 0 | 382845.3582 | 0 | 0 | 0 | 0 | 0 | 0 | 0 | 4217152.7517 | 0 | 0 | 0 | 0 | 0 | 0 | 0 | 0 | 0 | 0 | 0 | 0 | 0 | 0 | 0 | 0 | 0 | 0 | 0 | 0 | 278980.8824 | 0 | 0 | 0 | 0 | 0 | 0 | 0
2016-03-25 22:00 | 0 | 0 | 0 | 0 | 0 | 0 | 678599.8824 | 399619 | 0 | 0 | 0 | 0 | 382845.3582 | 0 | 0 | 0 | 0 | 0 | 0 | 0 | 4496133.6342 | 0 | 0 | 0 | 0 | 0 | 0 | 0 | 0 | 0 | 0 | 0 | 0 | 0 | 0 | 0 | 0 | 0 | 0 | 0 | 0 | 278980.8824 | 0 | 0 | 0 | 0 | 0 | 0 | 0
2016-03-25 23:00 | 0 | 0 | 0 | 0 | 0 | 0 | 619964.6479 | 400658 | 0 | 0 | 0 | 0 | 382845.3582 | 0 | 0 | 0 | 0 | 0 | 0 | 0 | 4715440.2821 | 0 | 0 | 0 | 0 | 0 | 0 | 0 | 0 | 0 | 0 | 0 | 0 | 0 | 0 | 0 | 0 | 0 | 0 | 0 | 0 | 219306.6479 | 0 | 0 | 0 | 0 | 0 | 0 | 0
2016-03-26 | 0 | 0 | 0 | 0 | 0 | 0 | 337298.9345 | 407842 | 0 | 0 | 0 | 0 | 382845.3582 | 0 | 0 | 0 | 0 | 0 | 0 | 0 | 4644897.2166 | 0 | 0 | 0 | 0 | 0 | 0 | 0 | 0 | 0 | 0 | 0 | 0 | 0 | 0 | 0 | 0 | 0 | 0 | 0 | 0 | -70543.0655 | 0 | 0 | 0 | 0 | 0 | 0 | 0
2016-03-26 01:00 | 0 | 0 | 0 | 0 | 0 | 647263.3141 | 32214.1989 | 406429 | 0 | 0 | 0 | 0 | 382845.3582 | 0 | 0 | 0 | 0 | 0 | 0 | 0 | 4917945.7295 | 0 | 0 | 0 | 0 | 0 | 0 | 0 | 0 | 0 | 0 | 0 | 0 | 0 | 0 | 0 | 0 | 0 | 0 | 0 | 0 | 273048.5129 | 0 | 0 | 0 | 0 | 0 | 0 | 0
2016-03-26 02:00 | 0 | 0 | 0 | 0 | 0 | 28602.9658 | 0 | 396327 | 0 | 0 | 0 | 0 | 294102.2064 | 0 | 0 | 0 | 0 | 0 | 0 | 0 | 4638964.8471 | 0 | 0 | 0 | 0 | 0 | 0 | 0 | 0 | 0 | 0 | -88743.1518 | 0 | 0 | 0 | 0 | 0 | 0 | 0 | 0 | 0 | -278980.8824 | 0 | 0 | 0 | 0 | 0 | 0 | 0
2016-03-26 03:00 | 0 | 0 | 0 | 0 | 0 | 44642.298 | 0 | 381589 | 0 | 0 | 0 | 0 | 236136.3869 | 0 | 0 | 0 | 0 | 0 | 0 | 0 | 4359983.9646 | 0 | 0 | 0 | 0 | 0 | 0 | 0 | 0 | 0 | 0 | -57965.8195 | 0 | 0 | 0 | 0 | 0 | 0 | 0 | 0 | 0 | -278980.8824 | 0 | 0 | 0 | 0 | 0 | 0 | 0
2016-03-26 04:00 | 0 | 0 | 0 | 0 | 0 | 174980.2694 | 0 | 365218 | 0 | 0 | 0 | 0 | 324879.5387 | 0 | 0 | 0 | 0 | 0 | 0 | 0 | 4081003.0822 | 0 | 0 | 0 | 0 | 0 | 0 | 0 | 0 | 0 | 0 | 88743.1518 | 0 | 0 | 0 | 0 | 0 | 0 | 0 | 0 | 0 | -278980.8824 | 0 | 0 | 0 | 0 | 0 | 0 | 0
2016-03-26 05:00 | 0 | 0 | 0 | 0 | 0 | 0 | 0 | 350691 | 0 | 0 | 0 | 0 | 253169.4211 | 0 | 0 | 0 | 0 | 0 | 0 | 0 | 3802022.1998 | 0 | 0 | 0 | 0 | 0 | 0 | 0 | 0 | 0 | 0 | -71710.1176 | 0 | 0 | 0 | 0 | 0 | 0 | 0 | 0 | 0 | -278980.8824 | 0 | 0 | 0 | 0 | 0 | 0 | 0
2016-03-26 06:00 | 0 | 0 | 0 | 0 | 0 | 0 | 0 | 340886 | 0 | 0 | 0 | 0 | 164426.2694 | 0 | 0 | 0 | 0 | 0 | 0 | 0 | 3549879.3516 | 0 | 0 | 0 | 0 | 0 | 0 | 0 | 0 | 0 | 0 | -88743.1518 | 0 | 0 | 0 | 0 | 0 | 0 | 0 | 0 | 0 | -252142.8482 | 0 | 0 | 0 | 0 | 0 | 0 | 0
2016-03-26 07:00 | 0 | 0 | 0 | 0 | 0 | 143668.2694 | 0 | 333906 | 0 | 0 | 0 | 0 | 253169.4211 | 0 | 0 | 0 | 0 | 0 | 0 | 0 | 3270898.4691 | 0 | 0 | 0 | 0 | 0 | 0 | 0 | 0 | 0 | 0 | 88743.1518 | 0 | 0 | 0 | 0 | 0 | 0 | 0 | 0 | 0 | -278980.8824 | 0 | 0 | 0 | 0 | 0 | 0 | 0
2016-03-26 08:00 | 0 | 0 | 0 | 0 | 0 | 0 | 0 | 331611 | 0 | 0 | 0 | 0 | 164426.2694 | 0 | 0 | 0 | 0 | 0 | 0 | 0 | 3028030.6209 | 0 | 0 | 0 | 0 | 0 | 0 | 0 | 0 | 0 | 0 | -88743.1518 | 0 | 0 | 0 | 0 | 0 | 0 | 0 | 0 | 0 | -242867.8482 | 0 | 0 | 0 | 0 | 0 | 0 | 0
2016-03-26 09:00 | 0 | 0 | 0 | 0 | 0 | 0 | 0 | 334220 | 0 | 0 | 0 | 0 | 75683.1176 | 0 | 0 | 0 | 0 | 0 | 0 | 0 | 2782553.7727 | 0 | 0 | 0 | 0 | 0 | 0 | 0 | 0 | 0 | 0 | -88743.1518 | 0 | 0 | 0 | 0 | 0 | 0 | 0 | 0 | 0 | -245476.8482 | 0 | 0 | 0 | 0 | 0 | 0 | 0
2016-03-26 10:00 | 0 | 0 | 0 | 0 | 0 | 437647.6942 | 0 | 342424 | 0 | 0 | 0 | 0 | 164426.2694 | 0 | 0 | 0 | 0 | 0 | 0 | 0 | 2789034.3151 | 0 | 0 | 0 | 0 | 0 | 0 | 0 | 0 | 0 | 0 | 88743.1518 | 0 | 0 | 0 | 0 | 0 | 0 | 0 | 0 | 0 | 6480.5424 | 0 | 0 | 0 | 0 | 0 | 0 | 0
2016-03-26 11:00 | 0 | 0 | 0 | 0 | 0 | 0 | 0 | 354664 | 0 | 0 | 0 | 0 | 88743.1518 | 0 | 0 | 0 | 0 | 0 | 0 | 0 | 2510053.4327 | 0 | 0 | 0 | 0 | 0 | 0 | 0 | 0 | 0 | 0 | -75683.1176 | 0 | 0 | 0 | 0 | 0 | 0 | 0 | 0 | 0 | -278980.8824 | 0 | 0 | 0 | 0 | 0 | 0 | 0
2016-03-26 12:00 | 0 | 0 | 0 | 0 | 0 | 1687.6487 | 11.317 | 369423 | 0 | 0 | 0 | 0 | 0 | 0 | 0 | 0 | 0 | 0 | 0 | 0 | 2231072.5502 | 0 | 0 | 0 | 0 | 0 | 0 | 0 | 0 | 0 | 0 | -88743.1518 | 0 | 0 | 0 | 0 | 0 | 0 | 0 | 0 | 0 | -278980.8824 | 0 | 0 | 0 | 0 | 0 | 0 | 0
2016-03-26 13:00 | 0 | 0 | 0 | 0 | 0 | 332609.1908 | 103817.3833 | 382245 | 0 | 0 | 0 | 0 | 0 | 0 | 0 | 0 | 0 | 0 | 0 | 0 | 2285254.1243 | 0 | 0 | 0 | 0 | 0 | 0 | 0 | 0 | 0 | 0 | 0 | 0 | 0 | 0 | 0 | 0 | 0 | 0 | 0 | 0 | 54181.5741 | 0 | 0 | 0 | 0 | 0 | 0 | 0
2016-03-26 14:00 | 0 | 0 | 0 | 0 | 0 | 0 | 504636.3797 | 389687 | 0 | 0 | 0 | 0 | 0 | 0 | 0 | 0 | 0 | 0 | 0 | 0 | 2400203.504 | 0 | 0 | 0 | 0 | 0 | 0 | 0 | 0 | 0 | 0 | 0 | 0 | 0 | 0 | 0 | 0 | 0 | 0 | 0 | 0 | 114949.3797 | 0 | 0 | 0 | 0 | 0 | 0 | 0
2016-03-26 15:00 | 0 | 0 | 0 | 0 | 0 | 0 | 759103.0342 | 391379 | 0 | 0 | 0 | 0 | 88743.1518 | 0 | 0 | 0 | 0 | 0 | 0 | 0 | 2679184.3865 | 0 | 0 | 0 | 0 | 0 | 0 | 0 | 0 | 0 | 0 | 88743.1518 | 0 | 0 | 0 | 0 | 0 | 0 | 0 | 0 | 0 | 278980.8824 | 0 | 0 | 0 | 0 | 0 | 0 | 0
2016-03-26 16:00 | 0 | 0 | 0 | 0 | 0 | 0 | 757518.0342 | 389794 | 0 | 0 | 0 | 0 | 177486.3036 | 0 | 0 | 0 | 0 | 0 | 0 | 0 | 2958165.2689 | 0 | 0 | 0 | 0 | 0 | 0 | 0 | 0 | 0 | 0 | 88743.1518 | 0 | 0 | 0 | 0 | 0 | 0 | 0 | 0 | 0 | 278980.8824 | 0 | 0 | 0 | 0 | 0 | 0 | 0
2016-03-26 17:00 | 0 | 0 | 0 | 0 | 0 | 0 | 753405.0342 | 385681 | 0 | 0 | 0 | 0 | 266229.4554 | 0 | 0 | 0 | 0 | 0 | 0 | 0 | 3237146.1514 | 0 | 0 | 0 | 0 | 0 | 0 | 0 | 0 | 0 | 0 | 88743.1518 | 0 | 0 | 0 | 0 | 0 | 0 | 0 | 0 | 0 | 278980.8824 | 0 | 0 | 0 | 0 | 0 | 0 | 0
2016-03-26 18:00 | 0 | 0 | 0 | 0 | 0 | 0 | 748769.0342 | 381045 | 0 | 0 | 0 | 0 | 354972.6072 | 0 | 0 | 0 | 0 | 0 | 0 | 0 | 3516127.0338 | 0 | 0 | 0 | 0 | 0 | 0 | 0 | 0 | 0 | 0 | 88743.1518 | 0 | 0 | 0 | 0 | 0 | 0 | 0 | 0 | 0 | 278980.8824 | 0 | 0 | 0 | 0 | 0 | 0 | 0
2016-03-26 19:00 | 0 | 0 | 0 | 0 | 0 | 0 | 568926.7306 | 378689 | 0 | 0 | 0 | 0 | 266229.4554 | 0 | 0 | 0 | 0 | 0 | 0 | 0 | 3795107.9163 | 0 | 0 | 0 | 0 | 0 | 0 | 0 | 0 | 0 | 0 | -88743.1518 | 0 | 0 | 0 | 0 | 0 | 0 | 0 | 0 | 0 | 278980.8824 | 0 | 0 | 0 | 0 | 0 | 0 | 0
2016-03-26 20:00 | 0 | 0 | 0 | 0 | 0 | 0 | 746337.0342 | 378613 | 0 | 0 | 0 | 0 | 354972.6072 | 0 | 0 | 0 | 0 | 0 | 0 | 0 | 4074088.7987 | 0 | 0 | 0 | 0 | 0 | 0 | 0 | 0 | 0 | 0 | 88743.1518 | 0 | 0 | 0 | 0 | 0 | 0 | 0 | 0 | 0 | 278980.8824 | 0 | 0 | 0 | 0 | 0 | 0 | 0
2016-03-26 21:00 | 0 | 0 | 0 | 0 | 0 | 0 | 686868.6335 | 380015 | 0 | 0 | 0 | 0 | 382845.3582 | 0 | 0 | 0 | 0 | 0 | 0 | 0 | 4353069.6812 | 0 | 0 | 0 | 0 | 0 | 0 | 0 | 0 | 0 | 0 | 27872.7511 | 0 | 0 | 0 | 0 | 0 | 0 | 0 | 0 | 0 | 278980.8824 | 0 | 0 | 0 | 0 | 0 | 0 | 0
2016-03-26 22:00 | 0 | 0 | 0 | 0 | 0 | 0 | 661155.8824 | 382175 | 0 | 0 | 0 | 0 | 382845.3582 | 0 | 0 | 0 | 0 | 0 | 0 | 0 | 4632050.5636 | 0 | 0 | 0 | 0 | 0 | 0 | 0 | 0 | 0 | 0 | 0 | 0 | 0 | 0 | 0 | 0 | 0 | 0 | 0 | 0 | 278980.8824 | 0 | 0 | 0 | 0 | 0 | 0 | 0
2016-03-26 23:00 | 0 | 0 | 0 | 0 | 0 | 0 | 626452.8288 | 387402 | 0 | 0 | 0 | 0 | 382845.3582 | 0 | 0 | 0 | 0 | 0 | 0 | 0 | 4871101.3924 | 0 | 0 | 0 | 0 | 0 | 0 | 0 | 0 | 0 | 0 | 0 | 0 | 0 | 0 | 0 | 0 | 0 | 0 | 0 | 0 | 239050.8288 | 0 | 0 | 0 | 0 | 0 | 0 | 0
2016-03-27 | 0 | 0 | 0 | 0 | 0 | 0 | 365400.4136 | 397354 | 0 | 0 | 0 | 0 | 382845.3582 | 0 | 0 | 0 | 0 | 0 | 0 | 0 | 4839147.806 | 0 | 0 | 0 | 0 | 0 | 0 | 0 | 0 | 0 | 0 | 0 | 0 | 0 | 0 | 0 | 0 | 0 | 0 | 0 | 0 | -31953.5864 | 0 | 0 | 0 | 0 | 0 | 0 | 0
2016-03-27 01:00 | 0 | 0 | 0 | 0 | 0 | 386347.908 | 33956.5408 | 397754 | 0 | 0 | 0 | 0 | 310825.5729 | 0 | 0 | 0 | 0 | 0 | 0 | 0 | 4933718.0401 | 0 | 0 | 0 | 0 | 0 | 0 | 0 | 0 | 0 | 0 | -72019.7853 | 0 | 0 | 0 | 0 | 0 | 0 | 0 | 0 | 0 | 94570.2341 | 0 | 0 | 0 | 0 | 0 | 0 | 0
2016-03-27 02:00 | 0 | 0 | 0 | 0 | 0 | 21493.9658 | 0 | 389218 | 0 | 0 | 0 | 0 | 222082.4211 | 0 | 0 | 0 | 0 | 0 | 0 | 0 | 4654737.1576 | 0 | 0 | 0 | 0 | 0 | 0 | 0 | 0 | 0 | 0 | -88743.1518 | 0 | 0 | 0 | 0 | 0 | 0 | 0 | 0 | 0 | -278980.8824 | 0 | 0 | 0 | 0 | 0 | 0 | 0
2016-03-27 03:00 | 0 | 0 | 0 | 0 | 0 | 7958.9658 | 0 | 375683 | 0 | 0 | 0 | 0 | 133339.2694 | 0 | 0 | 0 | 0 | 0 | 0 | 0 | 4375756.2752 | 0 | 0 | 0 | 0 | 0 | 0 | 0 | 0 | 0 | 0 | -88743.1518 | 0 | 0 | 0 | 0 | 0 | 0 | 0 | 0 | 0 | -278980.8824 | 0 | 0 | 0 | 0 | 0 | 0 | 0
2016-03-27 04:00 | 0 | 0 | 0 | 0 | 0 | 168965.2694 | 0 | 359203 | 0 | 0 | 0 | 0 | 222082.4211 | 0 | 0 | 0 | 0 | 0 | 0 | 0 | 4096775.3927 | 0 | 0 | 0 | 0 | 0 | 0 | 0 | 0 | 0 | 0 | 88743.1518 | 0 | 0 | 0 | 0 | 0 | 0 | 0 | 0 | 0 | -278980.8824 | 0 | 0 | 0 | 0 | 0 | 0 | 0
2016-03-27 05:00 | 0 | 0 | 0 | 0 | 0 | 0 | 0 | 343173 | 0 | 0 | 0 | 0 | 133339.2694 | 0 | 0 | 0 | 0 | 0 | 0 | 0 | 3842345.5445 | 0 | 0 | 0 | 0 | 0 | 0 | 0 | 0 | 0 | 0 | -88743.1518 | 0 | 0 | 0 | 0 | 0 | 0 | 0 | 0 | 0 | -254429.8482 | 0 | 0 | 0 | 0 | 0 | 0 | 0
2016-03-27 06:00 | 0 | 0 | 0 | 0 | 0 | 140963.2694 | 0 | 331201 | 0 | 0 | 0 | 0 | 222082.4211 | 0 | 0 | 0 | 0 | 0 | 0 | 0 | 3563364.6621 | 0 | 0 | 0 | 0 | 0 | 0 | 0 | 0 | 0 | 0 | 88743.1518 | 0 | 0 | 0 | 0 | 0 | 0 | 0 | 0 | 0 | -278980.8824 | 0 | 0 | 0 | 0 | 0 | 0 | 0
2016-03-27 07:00 | 0 | 0 | 0 | 0 | 0 | 0 | 0 | 323577 | 0 | 0 | 0 | 0 | 177486.3036 | 0 | 0 | 0 | 0 | 0 | 0 | 0 | 3284383.7796 | 0 | 0 | 0 | 0 | 0 | 0 | 0 | 0 | 0 | 0 | -44596.1176 | 0 | 0 | 0 | 0 | 0 | 0 | 0 | 0 | 0 | -278980.8824 | 0 | 0 | 0 | 0 | 0 | 0 | 0
2016-03-27 08:00 | 0 | 0 | 0 | 0 | 0 | 0 | 0 | 320006 | 0 | 0 | 0 | 0 | 88743.1518 | 0 | 0 | 0 | 0 | 0 | 0 | 0 | 3053120.9314 | 0 | 0 | 0 | 0 | 0 | 0 | 0 | 0 | 0 | 0 | -88743.1518 | 0 | 0 | 0 | 0 | 0 | 0 | 0 | 0 | 0 | -231262.8482 | 0 | 0 | 0 | 0 | 0 | 0 | 0
2016-03-27 09:00 | 0 | 0 | 0 | 0 | 0 | 0 | 0 | 321002 | 0 | 0 | 0 | 0 | 0 | 0 | 0 | 0 | 0 | 0 | 0 | 0 | 2820862.0832 | 0 | 0 | 0 | 0 | 0 | 0 | 0 | 0 | 0 | 0 | -88743.1518 | 0 | 0 | 0 | 0 | 0 | 0 | 0 | 0 | 0 | -232258.8482 | 0 | 0 | 0 | 0 | 0 | 0 | 0
2016-03-27 10:00 | 0 | 0 | 0 | 0 | 0 | 136457.2694 | 0 | 326695 | 0 | 0 | 0 | 0 | 88743.1518 | 0 | 0 | 0 | 0 | 0 | 0 | 0 | 2541881.2008 | 0 | 0 | 0 | 0 | 0 | 0 | 0 | 0 | 0 | 0 | 88743.1518 | 0 | 0 | 0 | 0 | 0 | 0 | 0 | 0 | 0 | -278980.8824 | 0 | 0 | 0 | 0 | 0 | 0 | 0
2016-03-27 11:00 | 0 | 0 | 0 | 0 | 0 | 0 | 0 | 335550 | 0 | 0 | 0 | 0 | 0 | 0 | 0 | 0 | 0 | 0 | 0 | 0 | 2295074.3526 | 0 | 0 | 0 | 0 | 0 | 0 | 0 | 0 | 0 | 0 | -88743.1518 | 0 | 0 | 0 | 0 | 0 | 0 | 0 | 0 | 0 | -246806.8482 | 0 | 0 | 0 | 0 | 0 | 0 | 0
2016-03-27 12:00 | 0 | 0 | 0 | 0 | 0 | 429673.5911 | 20.5383 | 350038 | 0 | 0 | 0 | 0 | 0 | 0 | 0 | 0 | 0 | 0 | 0 | 0 | 2374730.4821 | 0 | 0 | 0 | 0 | 0 | 0 | 0 | 0 | 0 | 0 | 0 | 0 | 0 | 0 | 0 | 0 | 0 | 0 | 0 | 0 | 79656.1295 | 0 | 0 | 0 | 0 | 0 | 0 | 0
2016-03-27 13:00 | 0 | 0 | 0 | 0 | 0 | 0 | 182545.7711 | 364893 | 0 | 0 | 0 | 0 | 0 | 0 | 0 | 0 | 0 | 0 | 0 | 0 | 2192383.2532 | 0 | 0 | 0 | 0 | 0 | 0 | 0 | 0 | 0 | 0 | 0 | 0 | 0 | 0 | 0 | 0 | 0 | 0 | 0 | 0 | -182347.2289 | 0 | 0 | 0 | 0 | 0 | 0 | 0
2016-03-27 14:00 | 0 | 0 | 0 | 0 | 0 | 0 | 559309.837 | 373526 | 0 | 0 | 0 | 0 | 0 | 0 | 0 | 0 | 0 | 0 | 0 | 0 | 2378167.0902 | 0 | 0 | 0 | 0 | 0 | 0 | 0 | 0 | 0 | 0 | 0 | 0 | 0 | 0 | 0 | 0 | 0 | 0 | 0 | 0 | 185783.837 | 0 | 0 | 0 | 0 | 0 | 0 | 0
2016-03-27 15:00 | 0 | 0 | 0 | 0 | 0 | 0 | 743842.0342 | 376118 | 0 | 0 | 0 | 0 | 88743.1518 | 0 | 0 | 0 | 0 | 0 | 0 | 0 | 2657147.9727 | 0 | 0 | 0 | 0 | 0 | 0 | 0 | 0 | 0 | 0 | 88743.1518 | 0 | 0 | 0 | 0 | 0 | 0 | 0 | 0 | 0 | 278980.8824 | 0 | 0 | 0 | 0 | 0 | 0 | 0
2016-03-27 16:00 | 0 | 0 | 0 | 0 | 0 | 0 | 744420.0342 | 376696 | 0 | 0 | 0 | 0 | 177486.3036 | 0 | 0 | 0 | 0 | 0 | 0 | 0 | 2936128.8551 | 0 | 0 | 0 | 0 | 0 | 0 | 0 | 0 | 0 | 0 | 88743.1518 | 0 | 0 | 0 | 0 | 0 | 0 | 0 | 0 | 0 | 278980.8824 | 0 | 0 | 0 | 0 | 0 | 0 | 0
2016-03-27 17:00 | 0 | 0 | 0 | 0 | 0 | 0 | 741774.0342 | 374050 | 0 | 0 | 0 | 0 | 266229.4554 | 0 | 0 | 0 | 0 | 0 | 0 | 0 | 3215109.7375 | 0 | 0 | 0 | 0 | 0 | 0 | 0 | 0 | 0 | 0 | 88743.1518 | 0 | 0 | 0 | 0 | 0 | 0 | 0 | 0 | 0 | 278980.8824 | 0 | 0 | 0 | 0 | 0 | 0 | 0
2016-03-27 18:00 | 0 | 0 | 0 | 0 | 0 | 0 | 737148.0342 | 369424 | 0 | 0 | 0 | 0 | 354972.6072 | 0 | 0 | 0 | 0 | 0 | 0 | 0 | 3494090.62 | 0 | 0 | 0 | 0 | 0 | 0 | 0 | 0 | 0 | 0 | 88743.1518 | 0 | 0 | 0 | 0 | 0 | 0 | 0 | 0 | 0 | 278980.8824 | 0 | 0 | 0 | 0 | 0 | 0 | 0
2016-03-27 19:00 | 0 | 0 | 0 | 0 | 0 | 0 | 556830.7306 | 366593 | 0 | 0 | 0 | 0 | 266229.4554 | 0 | 0 | 0 | 0 | 0 | 0 | 0 | 3773071.5024 | 0 | 0 | 0 | 0 | 0 | 0 | 0 | 0 | 0 | 0 | -88743.1518 | 0 | 0 | 0 | 0 | 0 | 0 | 0 | 0 | 0 | 278980.8824 | 0 | 0 | 0 | 0 | 0 | 0 | 0
2016-03-27 20:00 | 0 | 0 | 0 | 0 | 0 | 0 | 733641.0342 | 365917 | 0 | 0 | 0 | 0 | 354972.6072 | 0 | 0 | 0 | 0 | 0 | 0 | 0 | 4052052.3849 | 0 | 0 | 0 | 0 | 0 | 0 | 0 | 0 | 0 | 0 | 88743.1518 | 0 | 0 | 0 | 0 | 0 | 0 | 0 | 0 | 0 | 278980.8824 | 0 | 0 | 0 | 0 | 0 | 0 | 0
2016-03-27 21:00 | 0 | 0 | 0 | 0 | 0 | 0 | 673047.6335 | 366194 | 0 | 0 | 0 | 0 | 382845.3582 | 0 | 0 | 0 | 0 | 0 | 0 | 0 | 4331033.2673 | 0 | 0 | 0 | 0 | 0 | 0 | 0 | 0 | 0 | 0 | 27872.7511 | 0 | 0 | 0 | 0 | 0 | 0 | 0 | 0 | 0 | 278980.8824 | 0 | 0 | 0 | 0 | 0 | 0 | 0
2016-03-27 22:00 | 0 | 0 | 0 | 0 | 0 | 0 | 648718.8824 | 369738 | 0 | 0 | 0 | 0 | 382845.3582 | 0 | 0 | 0 | 0 | 0 | 0 | 0 | 4610014.1498 | 0 | 0 | 0 | 0 | 0 | 0 | 0 | 0 | 0 | 0 | 0 | 0 | 0 | 0 | 0 | 0 | 0 | 0 | 0 | 0 | 278980.8824 | 0 | 0 | 0 | 0 | 0 | 0 | 0
2016-03-27 23:00 | 0 | 0 | 0 | 0 | 0 | 0 | 657529.8824 | 378549 | 0 | 0 | 0 | 0 | 382845.3582 | 0 | 0 | 0 | 0 | 0 | 0 | 0 | 4888995.0322 | 0 | 0 | 0 | 0 | 0 | 0 | 0 | 0 | 0 | 0 | 0 | 0 | 0 | 0 | 0 | 0 | 0 | 0 | 0 | 0 | 278980.8824 | 0 | 0 | 0 | 0 | 0 | 0 | 0
2016-03-28 | 0 | 0 | 0 | 0 | 0 | 0 | 348872.5304 | 389831 | 0 | 0 | 0 | 0 | 382845.3582 | 0 | 0 | 0 | 0 | 0 | 0 | 0 | 4848036.5626 | 0 | 0 | 0 | 0 | 0 | 0 | 0 | 0 | 0 | 0 | 0 | 0 | 0 | 0 | 0 | 0 | 0 | 0 | 0 | 0 | -40958.4696 | 0 | 0 | 0 | 0 | 0 | 0 | 0
2016-03-28 01:00 | 0 | 0 | 0 | 0 | 0 | 260204.8572 | 28599.1962 | 391812 | 0 | 0 | 0 | 0 | 382845.3582 | 0 | 0 | 0 | 0 | 0 | 0 | 0 | 4745028.616 | 0 | 0 | 0 | 0 | 0 | 0 | 0 | 0 | 0 | 0 | 0 | 0 | 0 | 0 | 0 | 0 | 0 | 0 | 0 | 0 | -103007.9466 | 0 | 0 | 0 | 0 | 0 | 0 | 0
2016-03-28 02:00 | 0 | 0 | 0 | 0 | 0 | 15205.9658 | 0 | 382930 | 0 | 0 | 0 | 0 | 294102.2064 | 0 | 0 | 0 | 0 | 0 | 0 | 0 | 4466047.7336 | 0 | 0 | 0 | 0 | 0 | 0 | 0 | 0 | 0 | 0 | -88743.1518 | 0 | 0 | 0 | 0 | 0 | 0 | 0 | 0 | 0 | -278980.8824 | 0 | 0 | 0 | 0 | 0 | 0 | 0
2016-03-28 03:00 | 0 | 0 | 0 | 0 | 0 | 177827.2694 | 0 | 368065 | 0 | 0 | 0 | 0 | 382845.3582 | 0 | 0 | 0 | 0 | 0 | 0 | 0 | 4187066.8511 | 0 | 0 | 0 | 0 | 0 | 0 | 0 | 0 | 0 | 0 | 88743.1518 | 0 | 0 | 0 | 0 | 0 | 0 | 0 | 0 | 0 | -278980.8824 | 0 | 0 | 0 | 0 | 0 | 0 | 0
2016-03-28 04:00 | 0 | 0 | 0 | 0 | 0 | 0 | 0 | 350485 | 0 | 0 | 0 | 0 | 311341.2407 | 0 | 0 | 0 | 0 | 0 | 0 | 0 | 3908085.9687 | 0 | 0 | 0 | 0 | 0 | 0 | 0 | 0 | 0 | 0 | -71504.1176 | 0 | 0 | 0 | 0 | 0 | 0 | 0 | 0 | 0 | -278980.8824 | 0 | 0 | 0 | 0 | 0 | 0 | 0
2016-03-28 05:00 | 0 | 0 | 0 | 0 | 0 | 0 | 0 | 337077 | 0 | 0 | 0 | 0 | 222598.0889 | 0 | 0 | 0 | 0 | 0 | 0 | 0 | 3659752.1205 | 0 | 0 | 0 | 0 | 0 | 0 | 0 | 0 | 0 | 0 | -88743.1518 | 0 | 0 | 0 | 0 | 0 | 0 | 0 | 0 | 0 | -248333.8482 | 0 | 0 | 0 | 0 | 0 | 0 | 0
2016-03-28 06:00 | 0 | 0 | 0 | 0 | 0 | 137935.2694 | 0 | 328173 | 0 | 0 | 0 | 0 | 311341.2407 | 0 | 0 | 0 | 0 | 0 | 0 | 0 | 3380771.238 | 0 | 0 | 0 | 0 | 0 | 0 | 0 | 0 | 0 | 0 | 88743.1518 | 0 | 0 | 0 | 0 | 0 | 0 | 0 | 0 | 0 | -278980.8824 | 0 | 0 | 0 | 0 | 0 | 0 | 0
2016-03-28 07:00 | 0 | 0 | 0 | 0 | 0 | 0 | 0 | 323301 | 0 | 0 | 0 | 0 | 267021.1231 | 0 | 0 | 0 | 0 | 0 | 0 | 0 | 3101790.3556 | 0 | 0 | 0 | 0 | 0 | 0 | 0 | 0 | 0 | 0 | -44320.1176 | 0 | 0 | 0 | 0 | 0 | 0 | 0 | 0 | 0 | -278980.8824 | 0 | 0 | 0 | 0 | 0 | 0 | 0
2016-03-28 08:00 | 0 | 0 | 0 | 0 | 0 | 0 | 0 | 324491 | 0 | 0 | 0 | 0 | 178277.9713 | 0 | 0 | 0 | 0 | 0 | 0 | 0 | 2866042.5074 | 0 | 0 | 0 | 0 | 0 | 0 | 0 | 0 | 0 | 0 | -88743.1518 | 0 | 0 | 0 | 0 | 0 | 0 | 0 | 0 | 0 | -235747.8482 | 0 | 0 | 0 | 0 | 0 | 0 | 0
2016-03-28 09:00 | 0 | 0 | 0 | 0 | 0 | 594273.6603 | 0 | 337024 | 0 | 0 | 0 | 0 | 156546.7492 | 0 | 0 | 0 | 0 | 0 | 0 | 0 | 3145023.3898 | 0 | 0 | 0 | 0 | 0 | 0 | 0 | 0 | 0 | 0 | -21731.2222 | 0 | 0 | 0 | 0 | 0 | 0 | 0 | 0 | 0 | 278980.8824 | 0 | 0 | 0 | 0 | 0 | 0 | 0
2016-03-28 10:00 | 0 | 0 | 0 | 0 | 0 | 0 | 0 | 363343 | 0 | 0 | 0 | 0 | 67803.5974 | 0 | 0 | 0 | 0 | 0 | 0 | 0 | 2870423.5416 | 0 | 0 | 0 | 0 | 0 | 0 | 0 | 0 | 0 | 0 | -88743.1518 | 0 | 0 | 0 | 0 | 0 | 0 | 0 | 0 | 0 | -274599.8482 | 0 | 0 | 0 | 0 | 0 | 0 | 0
2016-03-28 11:00 | 0 | 0 | 0 | 0 | 0 | 202532.2694 | 0 | 392770 | 0 | 0 | 0 | 0 | 156546.7492 | 0 | 0 | 0 | 0 | 0 | 0 | 0 | 2591442.6592 | 0 | 0 | 0 | 0 | 0 | 0 | 0 | 0 | 0 | 0 | 88743.1518 | 0 | 0 | 0 | 0 | 0 | 0 | 0 | 0 | 0 | -278980.8824 | 0 | 0 | 0 | 0 | 0 | 0 | 0
2016-03-28 12:00 | 0 | 0 | 0 | 0 | 0 | 482687.7163 | 37.6187 | 410892 | 0 | 0 | 0 | 0 | 245289.901 | 0 | 0 | 0 | 0 | 0 | 0 | 0 | 2574532.8424 | 0 | 0 | 0 | 0 | 0 | 0 | 0 | 0 | 0 | 0 | 88743.1518 | 0 | 0 | 0 | 0 | 0 | 0 | 0 | 0 | 0 | -16909.8168 | 0 | 0 | 0 | 0 | 0 | 0 | 0
2016-03-28 13:00 | 0 | 0 | 0 | 0 | 0 | 0 | 166966.2149 | 421543 | 0 | 0 | 0 | 0 | 269693.9983 | 0 | 0 | 0 | 0 | 0 | 0 | 0 | 2295551.9599 | 0 | 0 | 0 | 0 | 0 | 0 | 0 | 0 | 0 | 0 | 24404.0974 | 0 | 0 | 0 | 0 | 0 | 0 | 0 | 0 | 0 | -278980.8824 | 0 | 0 | 0 | 0 | 0 | 0 | 0
2016-03-28 14:00 | 0 | 0 | 0 | 0 | 0 | 0 | 472751.1703 | 429601 | 0 | 0 | 0 | 0 | 358437.1501 | 0 | 0 | 0 | 0 | 0 | 0 | 0 | 2249958.9784 | 0 | 0 | 0 | 0 | 0 | 0 | 0 | 0 | 0 | 0 | 88743.1518 | 0 | 0 | 0 | 0 | 0 | 0 | 0 | 0 | 0 | -45592.9815 | 0 | 0 | 0 | 0 | 0 | 0 | 0
2016-03-28 15:00 | 0 | 0 | 0 | 0 | 0 | 0 | 659607.1456 | 432761 | 0 | 0 | 0 | 0 | 357833.8907 | 0 | 0 | 0 | 0 | 0 | 0 | 0 | 2477408.3835 | 0 | 0 | 0 | 0 | 0 | 0 | 0 | 0 | 0 | 0 | -603.2595 | 0 | 0 | 0 | 0 | 0 | 0 | 0 | 0 | 0 | 227449.4051 | 0 | 0 | 0 | 0 | 0 | 0 | 0
2016-03-28 16:00 | 0 | 0 | 0 | 0 | 0 | 0 | 711516.3429 | 432650 | 0 | 0 | 0 | 0 | 357719.3511 | 0 | 0 | 0 | 0 | 0 | 0 | 0 | 2756389.2659 | 0 | 0 | 0 | 0 | 0 | 0 | 0 | 0 | 0 | 0 | -114.5396 | 0 | 0 | 0 | 0 | 0 | 0 | 0 | 0 | 0 | 278980.8824 | 0 | 0 | 0 | 0 | 0 | 0 | 0
2016-03-28 17:00 | 0 | 0 | 0 | 0 | 0 | 0 | 725225.1266 | 432249 | 0 | 0 | 0 | 0 | 371714.5952 | 0 | 0 | 0 | 0 | 0 | 0 | 0 | 3035370.1484 | 0 | 0 | 0 | 0 | 0 | 0 | 0 | 0 | 0 | 0 | 13995.2441 | 0 | 0 | 0 | 0 | 0 | 0 | 0 | 0 | 0 | 278980.8824 | 0 | 0 | 0 | 0 | 0 | 0 | 0
2016-03-28 18:00 | 0 | 0 | 0 | 0 | 0 | 0 | 721411.3548 | 431364 | 0 | 0 | 0 | 0 | 382781.0676 | 0 | 0 | 0 | 0 | 0 | 0 | 0 | 3314351.0308 | 0 | 0 | 0 | 0 | 0 | 0 | 0 | 0 | 0 | 0 | 11066.4723 | 0 | 0 | 0 | 0 | 0 | 0 | 0 | 0 | 0 | 278980.8824 | 0 | 0 | 0 | 0 | 0 | 0 | 0
2016-03-28 19:00 | 0 | 0 | 0 | 0 | 0 | 0 | 708876.1731 | 429831 | 0 | 0 | 0 | 0 | 382845.3582 | 0 | 0 | 0 | 0 | 0 | 0 | 0 | 3593331.9132 | 0 | 0 | 0 | 0 | 0 | 0 | 0 | 0 | 0 | 0 | 64.2907 | 0 | 0 | 0 | 0 | 0 | 0 | 0 | 0 | 0 | 278980.8824 | 0 | 0 | 0 | 0 | 0 | 0 | 0
2016-03-28 20:00 | 0 | 0 | 0 | 0 | 0 | 0 | 694269.7198 | 428490 | 0 | 0 | 0 | 0 | 382845.3582 | 0 | 0 | 0 | 0 | 0 | 0 | 0 | 3859111.633 | 0 | 0 | 0 | 0 | 0 | 0 | 0 | 0 | 0 | 0 | 0 | 0 | 0 | 0 | 0 | 0 | 0 | 0 | 0 | 0 | 265779.7198 | 0 | 0 | 0 | 0 | 0 | 0 | 0
2016-03-28 21:00 | 0 | 0 | 0 | 0 | 0 | 0 | 663314.8202 | 429216 | 0 | 0 | 0 | 0 | 337963.296 | 0 | 0 | 0 | 0 | 0 | 0 | 0 | 4138092.5155 | 0 | 0 | 0 | 0 | 0 | 0 | 0 | 0 | 0 | 0 | -44882.0623 | 0 | 0 | 0 | 0 | 0 | 0 | 0 | 0 | 0 | 278980.8824 | 0 | 0 | 0 | 0 | 0 | 0 | 0
2016-03-28 22:00 | 0 | 0 | 0 | 0 | 0 | 0 | 603805.6143 | 428639 | 0 | 0 | 0 | 0 | 249220.1442 | 0 | 0 | 0 | 0 | 0 | 0 | 0 | 4402002.2816 | 0 | 0 | 0 | 0 | 0 | 0 | 0 | 0 | 0 | 0 | -88743.1518 | 0 | 0 | 0 | 0 | 0 | 0 | 0 | 0 | 0 | 263909.7661 | 0 | 0 | 0 | 0 | 0 | 0 | 0
2016-03-28 23:00 | 0 | 0 | 0 | 0 | 0 | 0 | 474107.378 | 430926 | 0 | 0 | 0 | 0 | 294102.2064 | 0 | 0 | 0 | 0 | 0 | 0 | 0 | 4400301.5973 | 0 | 0 | 0 | 0 | 0 | 0 | 0 | 0 | 0 | 0 | 44882.0623 | 0 | 0 | 0 | 0 | 0 | 0 | 0 | 0 | 0 | -1700.6843 | 0 | 0 | 0 | 0 | 0 | 0 | 0
2016-03-29 | 0 | 0 | 0 | 0 | 0 | 0 | 232230.3561 | 437328 | 0 | 0 | 0 | 0 | 205359.0546 | 0 | 0 | 0 | 0 | 0 | 0 | 0 | 4283947.1052 | 0 | 0 | 0 | 0 | 0 | 0 | 0 | 0 | 0 | 0 | -88743.1518 | 0 | 0 | 0 | 0 | 0 | 0 | 0 | 0 | 0 | -116354.4921 | 0 | 0 | 0 | 0 | 0 | 0 | 0
2016-03-29 01:00 | 0 | 0 | 0 | 0 | 0 | 774806.6281 | 26823.4061 | 433906 | 0 | 0 | 0 | 0 | 294102.2064 | 0 | 0 | 0 | 0 | 0 | 0 | 0 | 4562927.9876 | 0 | 0 | 0 | 0 | 0 | 0 | 0 | 0 | 0 | 0 | 88743.1518 | 0 | 0 | 0 | 0 | 0 | 0 | 0 | 0 | 0 | 278980.8824 | 0 | 0 | 0 | 0 | 0 | 0 | 0
2016-03-29 02:00 | 0 | 0 | 0 | 0 | 0 | 50095.9658 | 0 | 417820 | 0 | 0 | 0 | 0 | 205359.0546 | 0 | 0 | 0 | 0 | 0 | 0 | 0 | 4283947.1052 | 0 | 0 | 0 | 0 | 0 | 0 | 0 | 0 | 0 | 0 | -88743.1518 | 0 | 0 | 0 | 0 | 0 | 0 | 0 | 0 | 0 | -278980.8824 | 0 | 0 | 0 | 0 | 0 | 0 | 0
2016-03-29 03:00 | 0 | 0 | 0 | 0 | 0 | 206672.2694 | 0 | 396910 | 0 | 0 | 0 | 0 | 294102.2064 | 0 | 0 | 0 | 0 | 0 | 0 | 0 | 4004966.2228 | 0 | 0 | 0 | 0 | 0 | 0 | 0 | 0 | 0 | 0 | 88743.1518 | 0 | 0 | 0 | 0 | 0 | 0 | 0 | 0 | 0 | -278980.8824 | 0 | 0 | 0 | 0 | 0 | 0 | 0
2016-03-29 04:00 | 0 | 0 | 0 | 0 | 0 | 184831.2694 | 0 | 375069 | 0 | 0 | 0 | 0 | 382845.3582 | 0 | 0 | 0 | 0 | 0 | 0 | 0 | 3725985.3403 | 0 | 0 | 0 | 0 | 0 | 0 | 0 | 0 | 0 | 0 | 88743.1518 | 0 | 0 | 0 | 0 | 0 | 0 | 0 | 0 | 0 | -278980.8824 | 0 | 0 | 0 | 0 | 0 | 0 | 0
2016-03-29 05:00 | 0 | 0 | 0 | 0 | 0 | 0 | 0 | 359006 | 0 | 0 | 0 | 0 | 294102.2064 | 0 | 0 | 0 | 0 | 0 | 0 | 0 | 3455722.4921 | 0 | 0 | 0 | 0 | 0 | 0 | 0 | 0 | 0 | 0 | -88743.1518 | 0 | 0 | 0 | 0 | 0 | 0 | 0 | 0 | 0 | -270262.8482 | 0 | 0 | 0 | 0 | 0 | 0 | 0
2016-03-29 06:00 | 0 | 0 | 0 | 0 | 0 | 715800.0342 | 0 | 348076 | 0 | 0 | 0 | 0 | 382845.3582 | 0 | 0 | 0 | 0 | 0 | 0 | 0 | 3734703.3745 | 0 | 0 | 0 | 0 | 0 | 0 | 0 | 0 | 0 | 0 | 88743.1518 | 0 | 0 | 0 | 0 | 0 | 0 | 0 | 0 | 0 | 278980.8824 | 0 | 0 | 0 | 0 | 0 | 0 | 0
2016-03-29 07:00 | 0 | 0 | 0 | 0 | 0 | 0 | 0 | 342509 | 0 | 0 | 0 | 0 | 319317.2407 | 0 | 0 | 0 | 0 | 0 | 0 | 0 | 3455722.4921 | 0 | 0 | 0 | 0 | 0 | 0 | 0 | 0 | 0 | 0 | -63528.1176 | 0 | 0 | 0 | 0 | 0 | 0 | 0 | 0 | 0 | -278980.8824 | 0 | 0 | 0 | 0 | 0 | 0 | 0
2016-03-29 08:00 | 0 | 0 | 0 | 0 | 0 | 0 | 0 | 342496 | 0 | 0 | 0 | 0 | 230574.0889 | 0 | 0 | 0 | 0 | 0 | 0 | 0 | 3201969.6439 | 0 | 0 | 0 | 0 | 0 | 0 | 0 | 0 | 0 | 0 | -88743.1518 | 0 | 0 | 0 | 0 | 0 | 0 | 0 | 0 | 0 | -253752.8482 | 0 | 0 | 0 | 0 | 0 | 0 | 0
2016-03-29 09:00 | 0 | 0 | 0 | 0 | 0 | 163356.2694 | 0 | 353594 | 0 | 0 | 0 | 0 | 319317.2407 | 0 | 0 | 0 | 0 | 0 | 0 | 0 | 2922988.7615 | 0 | 0 | 0 | 0 | 0 | 0 | 0 | 0 | 0 | 0 | 88743.1518 | 0 | 0 | 0 | 0 | 0 | 0 | 0 | 0 | 0 | -278980.8824 | 0 | 0 | 0 | 0 | 0 | 0 | 0
2016-03-29 10:00 | 0 | 0 | 0 | 0 | 0 | 13332.9658 | 0 | 381057 | 0 | 0 | 0 | 0 | 230574.0889 | 0 | 0 | 0 | 0 | 0 | 0 | 0 | 2644007.879 | 0 | 0 | 0 | 0 | 0 | 0 | 0 | 0 | 0 | 0 | -88743.1518 | 0 | 0 | 0 | 0 | 0 | 0 | 0 | 0 | 0 | -278980.8824 | 0 | 0 | 0 | 0 | 0 | 0 | 0
2016-03-29 11:00 | 0 | 0 | 0 | 0 | 0 | 41291.9658 | 0 | 409016 | 0 | 0 | 0 | 0 | 141830.9371 | 0 | 0 | 0 | 0 | 0 | 0 | 0 | 2365026.9966 | 0 | 0 | 0 | 0 | 0 | 0 | 0 | 0 | 0 | 0 | -88743.1518 | 0 | 0 | 0 | 0 | 0 | 0 | 0 | 0 | 0 | -278980.8824 | 0 | 0 | 0 | 0 | 0 | 0 | 0
2016-03-29 12:00 | 0 | 0 | 0 | 0 | 0 | 53527.0264 | 24.9394 | 421276 | 0 | 0 | 0 | 0 | 53087.7853 | 0 | 0 | 0 | 0 | 0 | 0 | 0 | 2086046.1141 | 0 | 0 | 0 | 0 | 0 | 0 | 0 | 0 | 0 | 0 | -88743.1518 | 0 | 0 | 0 | 0 | 0 | 0 | 0 | 0 | 0 | -278980.8824 | 0 | 0 | 0 | 0 | 0 | 0 | 0
2016-03-29 13:00 | 0 | 0 | 0 | 0 | 0 | 429455.6433 | 120941.9846 | 426116 | 0 | 0 | 0 | 0 | 141830.9371 | 0 | 0 | 0 | 0 | 0 | 0 | 0 | 2121584.5903 | 0 | 0 | 0 | 0 | 0 | 0 | 0 | 0 | 0 | 0 | 88743.1518 | 0 | 0 | 0 | 0 | 0 | 0 | 0 | 0 | 0 | 35538.4761 | 0 | 0 | 0 | 0 | 0 | 0 | 0
2016-03-29 14:00 | 0 | 0 | 0 | 0 | 0 | 0 | 441657.9502 | 430112 | 0 | 0 | 0 | 0 | 230574.0889 | 0 | 0 | 0 | 0 | 0 | 0 | 0 | 2044387.3887 | 0 | 0 | 0 | 0 | 0 | 0 | 0 | 0 | 0 | 0 | 88743.1518 | 0 | 0 | 0 | 0 | 0 | 0 | 0 | 0 | 0 | -77197.2015 | 0 | 0 | 0 | 0 | 0 | 0 | 0
2016-03-29 15:00 | 0 | 0 | 0 | 0 | 0 | 0 | 663560.0552 | 429882 | 0 | 0 | 0 | 0 | 258491.567 | 0 | 0 | 0 | 0 | 0 | 0 | 0 | 2250147.9658 | 0 | 0 | 0 | 0 | 0 | 0 | 0 | 0 | 0 | 0 | 27917.4781 | 0 | 0 | 0 | 0 | 0 | 0 | 0 | 0 | 0 | 205760.5771 | 0 | 0 | 0 | 0 | 0 | 0 | 0
2016-03-29 16:00 | 0 | 0 | 0 | 0 | 0 | 0 | 724905.4988 | 426445 | 0 | 0 | 0 | 0 | 277971.1834 | 0 | 0 | 0 | 0 | 0 | 0 | 0 | 2529128.8482 | 0 | 0 | 0 | 0 | 0 | 0 | 0 | 0 | 0 | 0 | 19479.6164 | 0 | 0 | 0 | 0 | 0 | 0 | 0 | 0 | 0 | 278980.8824 | 0 | 0 | 0 | 0 | 0 | 0 | 0
2016-03-29 17:00 | 0 | 0 | 0 | 0 | 0 | 0 | 739908.8983 | 423530 | 0 | 0 | 0 | 0 | 315369.1993 | 0 | 0 | 0 | 0 | 0 | 0 | 0 | 2808109.7307 | 0 | 0 | 0 | 0 | 0 | 0 | 0 | 0 | 0 | 0 | 37398.0159 | 0 | 0 | 0 | 0 | 0 | 0 | 0 | 0 | 0 | 278980.8824 | 0 | 0 | 0 | 0 | 0 | 0 | 0
2016-03-29 18:00 | 0 | 0 | 0 | 0 | 0 | 0 | 731624.8229 | 419707 | 0 | 0 | 0 | 0 | 348306.1397 | 0 | 0 | 0 | 0 | 0 | 0 | 0 | 3087090.6131 | 0 | 0 | 0 | 0 | 0 | 0 | 0 | 0 | 0 | 0 | 32936.9404 | 0 | 0 | 0 | 0 | 0 | 0 | 0 | 0 | 0 | 278980.8824 | 0 | 0 | 0 | 0 | 0 | 0 | 0
2016-03-29 19:00 | 0 | 0 | 0 | 0 | 0 | 0 | 717711.7163 | 414668 | 0 | 0 | 0 | 0 | 372368.9736 | 0 | 0 | 0 | 0 | 0 | 0 | 0 | 3366071.4956 | 0 | 0 | 0 | 0 | 0 | 0 | 0 | 0 | 0 | 0 | 24062.8339 | 0 | 0 | 0 | 0 | 0 | 0 | 0 | 0 | 0 | 278980.8824 | 0 | 0 | 0 | 0 | 0 | 0 | 0
2016-03-29 20:00 | 0 | 0 | 0 | 0 | 0 | 0 | 701075.2671 | 411618 | 0 | 0 | 0 | 0 | 382845.3582 | 0 | 0 | 0 | 0 | 0 | 0 | 0 | 3645052.378 | 0 | 0 | 0 | 0 | 0 | 0 | 0 | 0 | 0 | 0 | 10476.3847 | 0 | 0 | 0 | 0 | 0 | 0 | 0 | 0 | 0 | 278980.8824 | 0 | 0 | 0 | 0 | 0 | 0 | 0
2016-03-29 21:00 | 0 | 0 | 0 | 0 | 0 | 0 | 665560.084 | 410978 | 0 | 0 | 0 | 0 | 358446.5598 | 0 | 0 | 0 | 0 | 0 | 0 | 0 | 3924033.2605 | 0 | 0 | 0 | 0 | 0 | 0 | 0 | 0 | 0 | 0 | -24398.7985 | 0 | 0 | 0 | 0 | 0 | 0 | 0 | 0 | 0 | 278980.8824 | 0 | 0 | 0 | 0 | 0 | 0 | 0
2016-03-29 22:00 | 0 | 0 | 0 | 0 | 0 | 0 | 580789.1751 | 411659 | 0 | 0 | 0 | 0 | 382845.3582 | 0 | 0 | 0 | 0 | 0 | 0 | 0 | 4068764.6371 | 0 | 0 | 0 | 0 | 0 | 0 | 0 | 0 | 0 | 0 | 24398.7985 | 0 | 0 | 0 | 0 | 0 | 0 | 0 | 0 | 0 | 144731.3766 | 0 | 0 | 0 | 0 | 0 | 0 | 0
2016-03-29 23:00 | 0 | 0 | 0 | 0 | 0 | 0 | 423023.7849 | 416763 | 0 | 0 | 0 | 0 | 382845.3582 | 0 | 0 | 0 | 0 | 0 | 0 | 0 | 4075025.422 | 0 | 0 | 0 | 0 | 0 | 0 | 0 | 0 | 0 | 0 | 0 | 0 | 0 | 0 | 0 | 0 | 0 | 0 | 0 | 0 | 6260.7849 | 0 | 0 | 0 | 0 | 0 | 0 | 0
2016-03-30 | 0 | 0 | 0 | 0 | 0 | 0 | 226478.2836 | 428876 | 0 | 0 | 0 | 0 | 294102.2064 | 0 | 0 | 0 | 0 | 0 | 0 | 0 | 3961370.8574 | 0 | 0 | 0 | 0 | 0 | 0 | 0 | 0 | 0 | 0 | -88743.1518 | 0 | 0 | 0 | 0 | 0 | 0 | 0 | 0 | 0 | -113654.5646 | 0 | 0 | 0 | 0 | 0 | 0 | 0
2016-03-30 01:00 | 0 | 0 | 0 | 0 | 0 | 755275.8519 | 29544.8804 | 426869 | 0 | 0 | 0 | 0 | 382845.3582 | 0 | 0 | 0 | 0 | 0 | 0 | 0 | 4230579.4379 | 0 | 0 | 0 | 0 | 0 | 0 | 0 | 0 | 0 | 0 | 88743.1518 | 0 | 0 | 0 | 0 | 0 | 0 | 0 | 0 | 0 | 269208.5805 | 0 | 0 | 0 | 0 | 0 | 0 | 0
2016-03-30 02:00 | 0 | 0 | 0 | 0 | 0 | 43504.9658 | 0 | 411229 | 0 | 0 | 0 | 0 | 294102.2064 | 0 | 0 | 0 | 0 | 0 | 0 | 0 | 3951598.5554 | 0 | 0 | 0 | 0 | 0 | 0 | 0 | 0 | 0 | 0 | -88743.1518 | 0 | 0 | 0 | 0 | 0 | 0 | 0 | 0 | 0 | -278980.8824 | 0 | 0 | 0 | 0 | 0 | 0 | 0
2016-03-30 03:00 | 0 | 0 | 0 | 0 | 0 | 201705.2694 | 0 | 391943 | 0 | 0 | 0 | 0 | 382845.3582 | 0 | 0 | 0 | 0 | 0 | 0 | 0 | 3672617.673 | 0 | 0 | 0 | 0 | 0 | 0 | 0 | 0 | 0 | 0 | 88743.1518 | 0 | 0 | 0 | 0 | 0 | 0 | 0 | 0 | 0 | -278980.8824 | 0 | 0 | 0 | 0 | 0 | 0 | 0
2016-03-30 04:00 | 0 | 0 | 0 | 0 | 0 | 42706.3323 | 0 | 373299 | 0 | 0 | 0 | 0 | 331233.5729 | 0 | 0 | 0 | 0 | 0 | 0 | 0 | 3393636.7906 | 0 | 0 | 0 | 0 | 0 | 0 | 0 | 0 | 0 | 0 | -51611.7853 | 0 | 0 | 0 | 0 | 0 | 0 | 0 | 0 | 0 | -278980.8824 | 0 | 0 | 0 | 0 | 0 | 0 | 0
2016-03-30 05:00 | 0 | 0 | 0 | 0 | 0 | 0 | 0 | 358903 | 0 | 0 | 0 | 0 | 242490.4211 | 0 | 0 | 0 | 0 | 0 | 0 | 0 | 3123476.9424 | 0 | 0 | 0 | 0 | 0 | 0 | 0 | 0 | 0 | 0 | -88743.1518 | 0 | 0 | 0 | 0 | 0 | 0 | 0 | 0 | 0 | -270159.8482 | 0 | 0 | 0 | 0 | 0 | 0 | 0
2016-03-30 06:00 | 0 | 0 | 0 | 0 | 0 | 158454.2694 | 0 | 348692 | 0 | 0 | 0 | 0 | 331233.5729 | 0 | 0 | 0 | 0 | 0 | 0 | 0 | 2844496.0599 | 0 | 0 | 0 | 0 | 0 | 0 | 0 | 0 | 0 | 0 | 88743.1518 | 0 | 0 | 0 | 0 | 0 | 0 | 0 | 0 | 0 | -278980.8824 | 0 | 0 | 0 | 0 | 0 | 0 | 0
2016-03-30 07:00 | 0 | 0 | 0 | 0 | 0 | 0 | 0 | 343985 | 0 | 0 | 0 | 0 | 266229.4554 | 0 | 0 | 0 | 0 | 0 | 0 | 0 | 2565515.1775 | 0 | 0 | 0 | 0 | 0 | 0 | 0 | 0 | 0 | 0 | -65004.1176 | 0 | 0 | 0 | 0 | 0 | 0 | 0 | 0 | 0 | -278980.8824 | 0 | 0 | 0 | 0 | 0 | 0 | 0
2016-03-30 08:00 | 0 | 0 | 0 | 0 | 0 | 0 | 0 | 345324 | 0 | 0 | 0 | 0 | 177486.3036 | 0 | 0 | 0 | 0 | 0 | 0 | 0 | 2308934.3293 | 0 | 0 | 0 | 0 | 0 | 0 | 0 | 0 | 0 | 0 | -88743.1518 | 0 | 0 | 0 | 0 | 0 | 0 | 0 | 0 | 0 | -256580.8482 | 0 | 0 | 0 | 0 | 0 | 0 | 0
2016-03-30 09:00 | 0 | 0 | 0 | 0 | 0 | 613110.2645 | 0 | 354962 | 0 | 0 | 0 | 0 | 266229.4554 | 0 | 0 | 0 | 0 | 0 | 0 | 0 | 2478339.4419 | 0 | 0 | 0 | 0 | 0 | 0 | 0 | 0 | 0 | 0 | 88743.1518 | 0 | 0 | 0 | 0 | 0 | 0 | 0 | 0 | 0 | 169405.1127 | 0 | 0 | 0 | 0 | 0 | 0 | 0
2016-03-30 10:00 | 0 | 0 | 0 | 0 | 0 | 14954.9658 | 0 | 382679 | 0 | 0 | 0 | 0 | 177486.3036 | 0 | 0 | 0 | 0 | 0 | 0 | 0 | 2199358.5595 | 0 | 0 | 0 | 0 | 0 | 0 | 0 | 0 | 0 | 0 | -88743.1518 | 0 | 0 | 0 | 0 | 0 | 0 | 0 | 0 | 0 | -278980.8824 | 0 | 0 | 0 | 0 | 0 | 0 | 0
2016-03-30 11:00 | 0 | 0 | 0 | 0 | 0 | 41648.9658 | 0 | 409373 | 0 | 0 | 0 | 0 | 88743.1518 | 0 | 0 | 0 | 0 | 0 | 0 | 0 | 1920377.6771 | 0 | 0 | 0 | 0 | 0 | 0 | 0 | 0 | 0 | 0 | -88743.1518 | 0 | 0 | 0 | 0 | 0 | 0 | 0 | 0 | 0 | -278980.8824 | 0 | 0 | 0 | 0 | 0 | 0 | 0
2016-03-30 12:00 | 0 | 0 | 0 | 0 | 0 | 52232.3886 | 23.5772 | 419980 | 0 | 0 | 0 | 0 | 0 | 0 | 0 | 0 | 0 | 0 | 0 | 0 | 1641396.7946 | 0 | 0 | 0 | 0 | 0 | 0 | 0 | 0 | 0 | 0 | -88743.1518 | 0 | 0 | 0 | 0 | 0 | 0 | 0 | 0 | 0 | -278980.8824 | 0 | 0 | 0 | 0 | 0 | 0 | 0
2016-03-30 13:00 | 0 | 0 | 0 | 0 | 0 | 502473.7434 | 121959.0962 | 423396 | 0 | 0 | 0 | 0 | 0 | 0 | 0 | 0 | 0 | 0 | 0 | 0 | 1842433.6342 | 0 | 0 | 0 | 0 | 0 | 0 | 0 | 0 | 0 | 0 | 0 | 0 | 0 | 0 | 0 | 0 | 0 | 0 | 0 | 0 | 201036.8396 | 0 | 0 | 0 | 0 | 0 | 0 | 0
2016-03-30 14:00 | 0 | 0 | 0 | 0 | 0 | 0 | 481920.9245 | 425989 | 0 | 0 | 0 | 0 | 0 | 0 | 0 | 0 | 0 | 0 | 0 | 0 | 1898365.5587 | 0 | 0 | 0 | 0 | 0 | 0 | 0 | 0 | 0 | 0 | 0 | 0 | 0 | 0 | 0 | 0 | 0 | 0 | 0 | 0 | 55931.9245 | 0 | 0 | 0 | 0 | 0 | 0 | 0
2016-03-30 15:00 | 0 | 0 | 0 | 0 | 0 | 0 | 704858.8824 | 425878 | 0 | 0 | 0 | 0 | 0 | 0 | 0 | 0 | 0 | 0 | 0 | 0 | 2177346.4411 | 0 | 0 | 0 | 0 | 0 | 0 | 0 | 0 | 0 | 0 | 0 | 0 | 0 | 0 | 0 | 0 | 0 | 0 | 0 | 0 | 278980.8824 | 0 | 0 | 0 | 0 | 0 | 0 | 0
2016-03-30 16:00 | 0 | 0 | 0 | 0 | 0 | 0 | 791365.0342 | 423641 | 0 | 0 | 0 | 0 | 88743.1518 | 0 | 0 | 0 | 0 | 0 | 0 | 0 | 2456327.3236 | 0 | 0 | 0 | 0 | 0 | 0 | 0 | 0 | 0 | 0 | 88743.1518 | 0 | 0 | 0 | 0 | 0 | 0 | 0 | 0 | 0 | 278980.8824 | 0 | 0 | 0 | 0 | 0 | 0 | 0
2016-03-30 17:00 | 0 | 0 | 0 | 0 | 0 | 0 | 789747.0342 | 422023 | 0 | 0 | 0 | 0 | 177486.3036 | 0 | 0 | 0 | 0 | 0 | 0 | 0 | 2735308.206 | 0 | 0 | 0 | 0 | 0 | 0 | 0 | 0 | 0 | 0 | 88743.1518 | 0 | 0 | 0 | 0 | 0 | 0 | 0 | 0 | 0 | 278980.8824 | 0 | 0 | 0 | 0 | 0 | 0 | 0
2016-03-30 18:00 | 0 | 0 | 0 | 0 | 0 | 0 | 781023.179 | 419795 | 0 | 0 | 0 | 0 | 259733.6001 | 0 | 0 | 0 | 0 | 0 | 0 | 0 | 3014289.0885 | 0 | 0 | 0 | 0 | 0 | 0 | 0 | 0 | 0 | 0 | 82247.2965 | 0 | 0 | 0 | 0 | 0 | 0 | 0 | 0 | 0 | 278980.8824 | 0 | 0 | 0 | 0 | 0 | 0 | 0
2016-03-30 19:00 | 0 | 0 | 0 | 0 | 0 | 0 | 769781.0906 | 420096 | 0 | 0 | 0 | 0 | 330437.8083 | 0 | 0 | 0 | 0 | 0 | 0 | 0 | 3293269.9709 | 0 | 0 | 0 | 0 | 0 | 0 | 0 | 0 | 0 | 0 | 70704.2081 | 0 | 0 | 0 | 0 | 0 | 0 | 0 | 0 | 0 | 278980.8824 | 0 | 0 | 0 | 0 | 0 | 0 | 0
2016-03-30 20:00 | 0 | 0 | 0 | 0 | 0 | 0 | 750750.4324 | 419362 | 0 | 0 | 0 | 0 | 382845.3582 | 0 | 0 | 0 | 0 | 0 | 0 | 0 | 3572250.8534 | 0 | 0 | 0 | 0 | 0 | 0 | 0 | 0 | 0 | 0 | 52407.55 | 0 | 0 | 0 | 0 | 0 | 0 | 0 | 0 | 0 | 278980.8824 | 0 | 0 | 0 | 0 | 0 | 0 | 0
2016-03-30 21:00 | 0 | 0 | 0 | 0 | 0 | 0 | 699210.8824 | 420230 | 0 | 0 | 0 | 0 | 382845.3582 | 0 | 0 | 0 | 0 | 0 | 0 | 0 | 3851231.7358 | 0 | 0 | 0 | 0 | 0 | 0 | 0 | 0 | 0 | 0 | 0 | 0 | 0 | 0 | 0 | 0 | 0 | 0 | 0 | 0 | 278980.8824 | 0 | 0 | 0 | 0 | 0 | 0 | 0
2016-03-30 22:00 | 0 | 0 | 0 | 0 | 0 | 0 | 700111.8824 | 421131 | 0 | 0 | 0 | 0 | 382845.3582 | 0 | 0 | 0 | 0 | 0 | 0 | 0 | 4130212.6182 | 0 | 0 | 0 | 0 | 0 | 0 | 0 | 0 | 0 | 0 | 0 | 0 | 0 | 0 | 0 | 0 | 0 | 0 | 0 | 0 | 278980.8824 | 0 | 0 | 0 | 0 | 0 | 0 | 0
2016-03-30 23:00 | 0 | 0 | 0 | 0 | 0 | 0 | 602654.3958 | 425611 | 0 | 0 | 0 | 0 | 382845.3582 | 0 | 0 | 0 | 0 | 0 | 0 | 0 | 4307256.0141 | 0 | 0 | 0 | 0 | 0 | 0 | 0 | 0 | 0 | 0 | 0 | 0 | 0 | 0 | 0 | 0 | 0 | 0 | 0 | 0 | 177043.3958 | 0 | 0 | 0 | 0 | 0 | 0 | 0
2016-03-31 | 0 | 0 | 0 | 0 | 0 | 0 | 353524.352 | 434380 | 0 | 0 | 0 | 0 | 382845.3582 | 0 | 0 | 0 | 0 | 0 | 0 | 0 | 4226400.3661 | 0 | 0 | 0 | 0 | 0 | 0 | 0 | 0 | 0 | 0 | 0 | 0 | 0 | 0 | 0 | 0 | 0 | 0 | 0 | 0 | -80855.648 | 0 | 0 | 0 | 0 | 0 | 0 | 0
2016-03-31 01:00 | 0 | 0 | 0 | 0 | 0 | 596323.2119 | 50741.5408 | 429456 | 0 | 0 | 0 | 0 | 382845.3582 | 0 | 0 | 0 | 0 | 0 | 0 | 0 | 4444009.1188 | 0 | 0 | 0 | 0 | 0 | 0 | 0 | 0 | 0 | 0 | 0 | 0 | 0 | 0 | 0 | 0 | 0 | 0 | 0 | 0 | 217608.7528 | 0 | 0 | 0 | 0 | 0 | 0 | 0
2016-03-31 02:00 | 0 | 0 | 0 | 0 | 0 | 44587.9658 | 0 | 412312 | 0 | 0 | 0 | 0 | 294102.2064 | 0 | 0 | 0 | 0 | 0 | 0 | 0 | 4165028.2364 | 0 | 0 | 0 | 0 | 0 | 0 | 0 | 0 | 0 | 0 | -88743.1518 | 0 | 0 | 0 | 0 | 0 | 0 | 0 | 0 | 0 | -278980.8824 | 0 | 0 | 0 | 0 | 0 | 0 | 0
2016-03-31 03:00 | 0 | 0 | 0 | 0 | 0 | 201824.2694 | 0 | 392062 | 0 | 0 | 0 | 0 | 382845.3582 | 0 | 0 | 0 | 0 | 0 | 0 | 0 | 3886047.354 | 0 | 0 | 0 | 0 | 0 | 0 | 0 | 0 | 0 | 0 | 88743.1518 | 0 | 0 | 0 | 0 | 0 | 0 | 0 | 0 | 0 | -278980.8824 | 0 | 0 | 0 | 0 | 0 | 0 | 0
2016-03-31 04:00 | 0 | 0 | 0 | 0 | 0 | 2883.9658 | 0 | 370608 | 0 | 0 | 0 | 0 | 294102.2064 | 0 | 0 | 0 | 0 | 0 | 0 | 0 | 3607066.4715 | 0 | 0 | 0 | 0 | 0 | 0 | 0 | 0 | 0 | 0 | -88743.1518 | 0 | 0 | 0 | 0 | 0 | 0 | 0 | 0 | 0 | -278980.8824 | 0 | 0 | 0 | 0 | 0 | 0 | 0
2016-03-31 05:00 | 0 | 0 | 0 | 0 | 0 | 0 | 0 | 354013 | 0 | 0 | 0 | 0 | 205359.0546 | 0 | 0 | 0 | 0 | 0 | 0 | 0 | 3341796.6233 | 0 | 0 | 0 | 0 | 0 | 0 | 0 | 0 | 0 | 0 | -88743.1518 | 0 | 0 | 0 | 0 | 0 | 0 | 0 | 0 | 0 | -265269.8482 | 0 | 0 | 0 | 0 | 0 | 0 | 0
2016-03-31 06:00 | 0 | 0 | 0 | 0 | 0 | 151747.2694 | 0 | 341985 | 0 | 0 | 0 | 0 | 294102.2064 | 0 | 0 | 0 | 0 | 0 | 0 | 0 | 3062815.7409 | 0 | 0 | 0 | 0 | 0 | 0 | 0 | 0 | 0 | 0 | 88743.1518 | 0 | 0 | 0 | 0 | 0 | 0 | 0 | 0 | 0 | -278980.8824 | 0 | 0 | 0 | 0 | 0 | 0 | 0
2016-03-31 07:00 | 0 | 0 | 0 | 0 | 0 | 0 | 0 | 334931 | 0 | 0 | 0 | 0 | 238152.0889 | 0 | 0 | 0 | 0 | 0 | 0 | 0 | 2783834.8584 | 0 | 0 | 0 | 0 | 0 | 0 | 0 | 0 | 0 | 0 | -55950.1176 | 0 | 0 | 0 | 0 | 0 | 0 | 0 | 0 | 0 | -278980.8824 | 0 | 0 | 0 | 0 | 0 | 0 | 0
2016-03-31 08:00 | 0 | 0 | 0 | 0 | 0 | 0 | 0 | 334585 | 0 | 0 | 0 | 0 | 149408.9371 | 0 | 0 | 0 | 0 | 0 | 0 | 0 | 2537993.0102 | 0 | 0 | 0 | 0 | 0 | 0 | 0 | 0 | 0 | 0 | -88743.1518 | 0 | 0 | 0 | 0 | 0 | 0 | 0 | 0 | 0 | -245841.8482 | 0 | 0 | 0 | 0 | 0 | 0 | 0
2016-03-31 09:00 | 0 | 0 | 0 | 0 | 0 | 152897.2694 | 0 | 343135 | 0 | 0 | 0 | 0 | 238152.0889 | 0 | 0 | 0 | 0 | 0 | 0 | 0 | 2259012.1278 | 0 | 0 | 0 | 0 | 0 | 0 | 0 | 0 | 0 | 0 | 88743.1518 | 0 | 0 | 0 | 0 | 0 | 0 | 0 | 0 | 0 | -278980.8824 | 0 | 0 | 0 | 0 | 0 | 0 | 0
2016-03-31 10:00 | 0 | 0 | 0 | 0 | 0 | 0 | 0 | 366257 | 0 | 0 | 0 | 0 | 150875.9713 | 0 | 0 | 0 | 0 | 0 | 0 | 0 | 1980031.2453 | 0 | 0 | 0 | 0 | 0 | 0 | 0 | 0 | 0 | 0 | -87276.1176 | 0 | 0 | 0 | 0 | 0 | 0 | 0 | 0 | 0 | -278980.8824 | 0 | 0 | 0 | 0 | 0 | 0 | 0
2016-03-31 11:00 | 0 | 0 | 0 | 0 | 0 | 24525.9658 | 0 | 392250 | 0 | 0 | 0 | 0 | 62132.8195 | 0 | 0 | 0 | 0 | 0 | 0 | 0 | 1701050.3629 | 0 | 0 | 0 | 0 | 0 | 0 | 0 | 0 | 0 | 0 | -88743.1518 | 0 | 0 | 0 | 0 | 0 | 0 | 0 | 0 | 0 | -278980.8824 | 0 | 0 | 0 | 0 | 0 | 0 | 0
2016-03-31 12:00 | 0 | 0 | 0 | 0 | 0 | 526496.7482 | 89.8028 | 405935 | 0 | 0 | 0 | 0 | 0 | 0 | 0 | 0 | 0 | 0 | 0 | 0 | 1883834.7334 | 0 | 0 | 0 | 0 | 0 | 0 | 0 | 0 | 0 | 0 | -62132.8195 | 0 | 0 | 0 | 0 | 0 | 0 | 0 | 0 | 0 | 182784.3705 | 0 | 0 | 0 | 0 | 0 | 0 | 0
2016-03-31 13:00 | 0 | 0 | 0 | 0 | 0 | 0 | 185274.4925 | 415097 | 0 | 0 | 0 | 0 | 0 | 0 | 0 | 0 | 0 | 0 | 0 | 0 | 1654012.2259 | 0 | 0 | 0 | 0 | 0 | 0 | 0 | 0 | 0 | 0 | 0 | 0 | 0 | 0 | 0 | 0 | 0 | 0 | 0 | 0 | -229822.5075 | 0 | 0 | 0 | 0 | 0 | 0 | 0
2016-03-31 14:00 | 0 | 0 | 0 | 0 | 0 | 0 | 543046.9989 | 424306 | 0 | 0 | 0 | 0 | 0 | 0 | 0 | 0 | 0 | 0 | 0 | 0 | 1772753.2248 | 0 | 0 | 0 | 0 | 0 | 0 | 0 | 0 | 0 | 0 | 0 | 0 | 0 | 0 | 0 | 0 | 0 | 0 | 0 | 0 | 118740.9989 | 0 | 0 | 0 | 0 | 0 | 0 | 0
2016-03-31 15:00 | 0 | 0 | 0 | 0 | 0 | 0 | 784546.6111 | 429177 | 0 | 0 | 0 | 0 | 76388.7287 | 0 | 0 | 0 | 0 | 0 | 0 | 0 | 2051734.1073 | 0 | 0 | 0 | 0 | 0 | 0 | 0 | 0 | 0 | 0 | 76388.7287 | 0 | 0 | 0 | 0 | 0 | 0 | 0 | 0 | 0 | 278980.8824 | 0 | 0 | 0 | 0 | 0 | 0 | 0
2016-03-31 16:00 | 0 | 0 | 0 | 0 | 0 | 0 | 798402.0342 | 430678 | 0 | 0 | 0 | 0 | 165131.8805 | 0 | 0 | 0 | 0 | 0 | 0 | 0 | 2330714.9897 | 0 | 0 | 0 | 0 | 0 | 0 | 0 | 0 | 0 | 0 | 88743.1518 | 0 | 0 | 0 | 0 | 0 | 0 | 0 | 0 | 0 | 278980.8824 | 0 | 0 | 0 | 0 | 0 | 0 | 0
2016-03-31 17:00 | 0 | 0 | 0 | 0 | 0 | 0 | 799985.0342 | 432261 | 0 | 0 | 0 | 0 | 253875.0323 | 0 | 0 | 0 | 0 | 0 | 0 | 0 | 2609695.8722 | 0 | 0 | 0 | 0 | 0 | 0 | 0 | 0 | 0 | 0 | 88743.1518 | 0 | 0 | 0 | 0 | 0 | 0 | 0 | 0 | 0 | 278980.8824 | 0 | 0 | 0 | 0 | 0 | 0 | 0
2016-03-31 18:00 | 0 | 0 | 0 | 0 | 0 | 0 | 801237.0342 | 433513 | 0 | 0 | 0 | 0 | 342618.1841 | 0 | 0 | 0 | 0 | 0 | 0 | 0 | 2888676.7546 | 0 | 0 | 0 | 0 | 0 | 0 | 0 | 0 | 0 | 0 | 88743.1518 | 0 | 0 | 0 | 0 | 0 | 0 | 0 | 0 | 0 | 278980.8824 | 0 | 0 | 0 | 0 | 0 | 0 | 0
2016-03-31 19:00 | 0 | 0 | 0 | 0 | 0 | 0 | 752227.0566 | 433019 | 0 | 0 | 0 | 0 | 382845.3582 | 0 | 0 | 0 | 0 | 0 | 0 | 0 | 3167657.637 | 0 | 0 | 0 | 0 | 0 | 0 | 0 | 0 | 0 | 0 | 40227.1742 | 0 | 0 | 0 | 0 | 0 | 0 | 0 | 0 | 0 | 278980.8824 | 0 | 0 | 0 | 0 | 0 | 0 | 0
2016-03-31 20:00 | 0 | 0 | 0 | 0 | 0 | 0 | 712927.8824 | 433947 | 0 | 0 | 0 | 0 | 382845.3582 | 0 | 0 | 0 | 0 | 0 | 0 | 0 | 3446638.5195 | 0 | 0 | 0 | 0 | 0 | 0 | 0 | 0 | 0 | 0 | 0 | 0 | 0 | 0 | 0 | 0 | 0 | 0 | 0 | 0 | 278980.8824 | 0 | 0 | 0 | 0 | 0 | 0 | 0
2016-03-31 21:00 | 0 | 0 | 0 | 0 | 0 | 0 | 714553.8824 | 435573 | 0 | 0 | 0 | 0 | 382845.3582 | 0 | 0 | 0 | 0 | 0 | 0 | 0 | 3725619.4019 | 0 | 0 | 0 | 0 | 0 | 0 | 0 | 0 | 0 | 0 | 0 | 0 | 0 | 0 | 0 | 0 | 0 | 0 | 0 | 0 | 278980.8824 | 0 | 0 | 0 | 0 | 0 | 0 | 0
2016-03-31 22:00 | 0 | 0 | 0 | 0 | 0 | 0 | 689614.7347 | 434337 | 0 | 0 | 0 | 0 | 359142.2105 | 0 | 0 | 0 | 0 | 0 | 0 | 0 | 4004600.2844 | 0 | 0 | 0 | 0 | 0 | 0 | 0 | 0 | 0 | 0 | -23703.1478 | 0 | 0 | 0 | 0 | 0 | 0 | 0 | 0 | 0 | 278980.8824 | 0 | 0 | 0 | 0 | 0 | 0 | 0
2016-03-31 23:00 | 0 | 0 | 0 | 0 | 0 | 0 | 565053.5705 | 435426 | 0 | 0 | 0 | 0 | 382845.3582 | 0 | 0 | 0 | 0 | 0 | 0 | 0 | 4110524.7071 | 0 | 0 | 0 | 0 | 0 | 0 | 0 | 0 | 0 | 0 | 23703.1478 | 0 | 0 | 0 | 0 | 0 | 0 | 0 | 0 | 0 | 105924.4228 | 0 | 0 | 0 | 0 | 0 | 0 | 0
2016-04-01 | 0 | 0 | 0 | 0 | 0 | 0 | 332326.0925 | 439296 | 0 | 0 | 0 | 0 | 315703.339 | 0 | 0 | 0 | 0 | 0 | 0 | 0 | 4070696.8188 | 0 | 0 | 0 | 0 | 0 | 0 | 0 | 0 | 0 | 0 | -67142.0192 | 0 | 0 | 0 | 0 | 0 | 0 | 0 | 0 | 0 | -39827.8883 | 0 | 0 | 0 | 0 | 0 | 0 | 0
2016-04-01 01:00 | 0 | 0 | 0 | 0 | 0 | 638527.1902 | 53442.5596 | 434590 | 0 | 0 | 0 | 0 | 294102.2064 | 0 | 0 | 0 | 0 | 0 | 0 | 0 | 4349677.7013 | 0 | 0 | 0 | 0 | 0 | 0 | 0 | 0 | 0 | 0 | -21601.1326 | 0 | 0 | 0 | 0 | 0 | 0 | 0 | 0 | 0 | 278980.8824 | 0 | 0 | 0 | 0 | 0 | 0 | 0
2016-04-01 02:00 | 0 | 0 | 0 | 0 | 0 | 226982.0891 | 0.18023 | 417220 | 0 | 0 | 0 | 0 | 382845.3582 | 0 | 0 | 0 | 0 | 0 | 0 | 0 | 4070696.8188 | 0 | 0 | 0 | 0 | 0 | 0 | 0 | 0 | 0 | 0 | 88743.1518 | 0 | 0 | 0 | 0 | 0 | 0 | 0 | 0 | 0 | -278980.8824 | 0 | 0 | 0 | 0 | 0 | 0 | 0
2016-04-01 03:00 | 0 | 0 | 0 | 0 | 0 | 28636.9658 | 0 | 396361 | 0 | 0 | 0 | 0 | 294102.2064 | 0 | 0 | 0 | 0 | 0 | 0 | 0 | 3791715.9364 | 0 | 0 | 0 | 0 | 0 | 0 | 0 | 0 | 0 | 0 | -88743.1518 | 0 | 0 | 0 | 0 | 0 | 0 | 0 | 0 | 0 | -278980.8824 | 0 | 0 | 0 | 0 | 0 | 0 | 0
2016-04-01 04:00 | 0 | 0 | 0 | 0 | 0 | 183527.2694 | 0 | 373765 | 0 | 0 | 0 | 0 | 382845.3582 | 0 | 0 | 0 | 0 | 0 | 0 | 0 | 3512735.054 | 0 | 0 | 0 | 0 | 0 | 0 | 0 | 0 | 0 | 0 | 88743.1518 | 0 | 0 | 0 | 0 | 0 | 0 | 0 | 0 | 0 | -278980.8824 | 0 | 0 | 0 | 0 | 0 | 0 | 0
2016-04-01 05:00 | 0 | 0 | 0 | 0 | 0 | 0 | 0 | 355606 | 0 | 0 | 0 | 0 | 306220.2407 | 0 | 0 | 0 | 0 | 0 | 0 | 0 | 3233754.1715 | 0 | 0 | 0 | 0 | 0 | 0 | 0 | 0 | 0 | 0 | -76625.1176 | 0 | 0 | 0 | 0 | 0 | 0 | 0 | 0 | 0 | -278980.8824 | 0 | 0 | 0 | 0 | 0 | 0 | 0
2016-04-01 06:00 | 0 | 0 | 0 | 0 | 0 | 0 | 0 | 342598 | 0 | 0 | 0 | 0 | 217477.0889 | 0 | 0 | 0 | 0 | 0 | 0 | 0 | 2979899.3233 | 0 | 0 | 0 | 0 | 0 | 0 | 0 | 0 | 0 | 0 | -88743.1518 | 0 | 0 | 0 | 0 | 0 | 0 | 0 | 0 | 0 | -253854.8482 | 0 | 0 | 0 | 0 | 0 | 0 | 0
2016-04-01 07:00 | 0 | 0 | 0 | 0 | 0 | 143863.2694 | 0 | 334101 | 0 | 0 | 0 | 0 | 306220.2407 | 0 | 0 | 0 | 0 | 0 | 0 | 0 | 2700918.4409 | 0 | 0 | 0 | 0 | 0 | 0 | 0 | 0 | 0 | 0 | 88743.1518 | 0 | 0 | 0 | 0 | 0 | 0 | 0 | 0 | 0 | -278980.8824 | 0 | 0 | 0 | 0 | 0 | 0 | 0
2016-04-01 08:00 | 0 | 0 | 0 | 0 | 0 | 0 | 0 | 332912 | 0 | 0 | 0 | 0 | 252289.1231 | 0 | 0 | 0 | 0 | 0 | 0 | 0 | 2421937.5584 | 0 | 0 | 0 | 0 | 0 | 0 | 0 | 0 | 0 | 0 | -53931.1176 | 0 | 0 | 0 | 0 | 0 | 0 | 0 | 0 | 0 | -278980.8824 | 0 | 0 | 0 | 0 | 0 | 0 | 0
2016-04-01 09:00 | 0 | 0 | 0 | 0 | 0 | 0 | 0 | 340789 | 0 | 0 | 0 | 0 | 163545.9713 | 0 | 0 | 0 | 0 | 0 | 0 | 0 | 2169891.7102 | 0 | 0 | 0 | 0 | 0 | 0 | 0 | 0 | 0 | 0 | -88743.1518 | 0 | 0 | 0 | 0 | 0 | 0 | 0 | 0 | 0 | -252045.8482 | 0 | 0 | 0 | 0 | 0 | 0 | 0
2016-04-01 10:00 | 0 | 0 | 0 | 0 | 0 | 172784.2694 | 0 | 363022 | 0 | 0 | 0 | 0 | 252289.1231 | 0 | 0 | 0 | 0 | 0 | 0 | 0 | 1890910.8278 | 0 | 0 | 0 | 0 | 0 | 0 | 0 | 0 | 0 | 0 | 88743.1518 | 0 | 0 | 0 | 0 | 0 | 0 | 0 | 0 | 0 | -278980.8824 | 0 | 0 | 0 | 0 | 0 | 0 | 0
2016-04-01 11:00 | 0 | 0 | 0 | 0 | 0 | 21794.9658 | 0 | 389519 | 0 | 0 | 0 | 0 | 163545.9713 | 0 | 0 | 0 | 0 | 0 | 0 | 0 | 1611929.9453 | 0 | 0 | 0 | 0 | 0 | 0 | 0 | 0 | 0 | 0 | -88743.1518 | 0 | 0 | 0 | 0 | 0 | 0 | 0 | 0 | 0 | -278980.8824 | 0 | 0 | 0 | 0 | 0 | 0 | 0
2016-04-01 12:00 | 0 | 0 | 0 | 0 | 0 | 468758.3118 | 30.1788 | 404981 | 0 | 0 | 0 | 0 | 74802.8195 | 0 | 0 | 0 | 0 | 0 | 0 | 0 | 1764480.5877 | 0 | 0 | 0 | 0 | 0 | 0 | 0 | 0 | 0 | 0 | -88743.1518 | 0 | 0 | 0 | 0 | 0 | 0 | 0 | 0 | 0 | 152550.6423 | 0 | 0 | 0 | 0 | 0 | 0 | 0
2016-04-01 13:00 | 0 | 0 | 0 | 0 | 0 | 0 | 124158.3572 | 416209 | 0 | 0 | 0 | 0 | 0 | 0 | 0 | 0 | 0 | 0 | 0 | 0 | 1547232.7644 | 0 | 0 | 0 | 0 | 0 | 0 | 0 | 0 | 0 | 0 | -74802.8195 | 0 | 0 | 0 | 0 | 0 | 0 | 0 | 0 | 0 | -217247.8232 | 0 | 0 | 0 | 0 | 0 | 0 | 0
2016-04-01 14:00 | 0 | 0 | 0 | 0 | 0 | 0 | 530672.5286 | 425683 | 0 | 0 | 0 | 0 | 0 | 0 | 0 | 0 | 0 | 0 | 0 | 0 | 1652222.293 | 0 | 0 | 0 | 0 | 0 | 0 | 0 | 0 | 0 | 0 | 0 | 0 | 0 | 0 | 0 | 0 | 0 | 0 | 0 | 0 | 104989.5286 | 0 | 0 | 0 | 0 | 0 | 0 | 0
2016-04-01 15:00 | 0 | 0 | 0 | 0 | 0 | 0 | 709119.8824 | 430139 | 0 | 0 | 0 | 0 | 0 | 0 | 0 | 0 | 0 | 0 | 0 | 0 | 1931203.1755 | 0 | 0 | 0 | 0 | 0 | 0 | 0 | 0 | 0 | 0 | 0 | 0 | 0 | 0 | 0 | 0 | 0 | 0 | 0 | 0 | 278980.8824 | 0 | 0 | 0 | 0 | 0 | 0 | 0
2016-04-01 16:00 | 0 | 0 | 0 | 0 | 0 | 0 | 798177.0342 | 430453 | 0 | 0 | 0 | 0 | 88743.1518 | 0 | 0 | 0 | 0 | 0 | 0 | 0 | 2210184.0579 | 0 | 0 | 0 | 0 | 0 | 0 | 0 | 0 | 0 | 0 | 88743.1518 | 0 | 0 | 0 | 0 | 0 | 0 | 0 | 0 | 0 | 278980.8824 | 0 | 0 | 0 | 0 | 0 | 0 | 0
2016-04-01 17:00 | 0 | 0 | 0 | 0 | 0 | 0 | 797490.0342 | 429766 | 0 | 0 | 0 | 0 | 177486.3036 | 0 | 0 | 0 | 0 | 0 | 0 | 0 | 2489164.9404 | 0 | 0 | 0 | 0 | 0 | 0 | 0 | 0 | 0 | 0 | 88743.1518 | 0 | 0 | 0 | 0 | 0 | 0 | 0 | 0 | 0 | 278980.8824 | 0 | 0 | 0 | 0 | 0 | 0 | 0
2016-04-01 18:00 | 0 | 0 | 0 | 0 | 0 | 0 | 795274.0342 | 427550 | 0 | 0 | 0 | 0 | 266229.4554 | 0 | 0 | 0 | 0 | 0 | 0 | 0 | 2768145.8228 | 0 | 0 | 0 | 0 | 0 | 0 | 0 | 0 | 0 | 0 | 88743.1518 | 0 | 0 | 0 | 0 | 0 | 0 | 0 | 0 | 0 | 278980.8824 | 0 | 0 | 0 | 0 | 0 | 0 | 0
2016-04-01 19:00 | 0 | 0 | 0 | 0 | 0 | 0 | 792297.0342 | 424573 | 0 | 0 | 0 | 0 | 354972.6072 | 0 | 0 | 0 | 0 | 0 | 0 | 0 | 3047126.7053 | 0 | 0 | 0 | 0 | 0 | 0 | 0 | 0 | 0 | 0 | 88743.1518 | 0 | 0 | 0 | 0 | 0 | 0 | 0 | 0 | 0 | 278980.8824 | 0 | 0 | 0 | 0 | 0 | 0 | 0
2016-04-01 20:00 | 0 | 0 | 0 | 0 | 0 | 0 | 728660.6335 | 421807 | 0 | 0 | 0 | 0 | 382845.3582 | 0 | 0 | 0 | 0 | 0 | 0 | 0 | 3326107.5877 | 0 | 0 | 0 | 0 | 0 | 0 | 0 | 0 | 0 | 0 | 27872.7511 | 0 | 0 | 0 | 0 | 0 | 0 | 0 | 0 | 0 | 278980.8824 | 0 | 0 | 0 | 0 | 0 | 0 | 0
2016-04-01 21:00 | 0 | 0 | 0 | 0 | 0 | 0 | 698320.8824 | 419340 | 0 | 0 | 0 | 0 | 382845.3582 | 0 | 0 | 0 | 0 | 0 | 0 | 0 | 3605088.4701 | 0 | 0 | 0 | 0 | 0 | 0 | 0 | 0 | 0 | 0 | 0 | 0 | 0 | 0 | 0 | 0 | 0 | 0 | 0 | 0 | 278980.8824 | 0 | 0 | 0 | 0 | 0 | 0 | 0
2016-04-01 22:00 | 0 | 0 | 0 | 0 | 0 | 0 | 694604.8824 | 415624 | 0 | 0 | 0 | 0 | 382845.3582 | 0 | 0 | 0 | 0 | 0 | 0 | 0 | 3884069.3526 | 0 | 0 | 0 | 0 | 0 | 0 | 0 | 0 | 0 | 0 | 0 | 0 | 0 | 0 | 0 | 0 | 0 | 0 | 0 | 0 | 278980.8824 | 0 | 0 | 0 | 0 | 0 | 0 | 0
2016-04-01 23:00 | 0 | 0 | 0 | 0 | 0 | 0 | 693591.8824 | 414611 | 0 | 0 | 0 | 0 | 382845.3582 | 0 | 0 | 0 | 0 | 0 | 0 | 0 | 4163050.235 | 0 | 0 | 0 | 0 | 0 | 0 | 0 | 0 | 0 | 0 | 0 | 0 | 0 | 0 | 0 | 0 | 0 | 0 | 0 | 0 | 278980.8824 | 0 | 0 | 0 | 0 | 0 | 0 | 0
2016-04-02 | 0 | 0 | 0 | 0 | 0 | 0 | 450602.3655 | 419217 | 0 | 0 | 0 | 0 | 371525.2446 | 0 | 0 | 0 | 0 | 0 | 0 | 0 | 4205755.7141 | 0 | 0 | 0 | 0 | 0 | 0 | 0 | 0 | 0 | 0 | -11320.1136 | 0 | 0 | 0 | 0 | 0 | 0 | 0 | 0 | 0 | 42705.4791 | 0 | 0 | 0 | 0 | 0 | 0 | 0
2016-04-02 01:00 | 0 | 0 | 0 | 0 | 0 | 0 | 60019.0794 | 416423 | 0 | 0 | 0 | 0 | 294102.2064 | 0 | 0 | 0 | 0 | 0 | 0 | 0 | 3926774.8317 | 0 | 0 | 0 | 0 | 0 | 0 | 0 | 0 | 0 | 0 | -77423.0382 | 0 | 0 | 0 | 0 | 0 | 0 | 0 | 0 | 0 | -278980.8824 | 0 | 0 | 0 | 0 | 0 | 0 | 0
2016-04-02 02:00 | 0 | 0 | 0 | 0 | 0 | 214689.8209 | 0.44849 | 404928 | 0 | 0 | 0 | 0 | 382845.3582 | 0 | 0 | 0 | 0 | 0 | 0 | 0 | 3647793.9492 | 0 | 0 | 0 | 0 | 0 | 0 | 0 | 0 | 0 | 0 | 88743.1518 | 0 | 0 | 0 | 0 | 0 | 0 | 0 | 0 | 0 | -278980.8824 | 0 | 0 | 0 | 0 | 0 | 0 | 0
2016-04-02 03:00 | 0 | 0 | 0 | 0 | 0 | 20285.9658 | 0 | 388010 | 0 | 0 | 0 | 0 | 294102.2064 | 0 | 0 | 0 | 0 | 0 | 0 | 0 | 3368813.0668 | 0 | 0 | 0 | 0 | 0 | 0 | 0 | 0 | 0 | 0 | -88743.1518 | 0 | 0 | 0 | 0 | 0 | 0 | 0 | 0 | 0 | -278980.8824 | 0 | 0 | 0 | 0 | 0 | 0 | 0
2016-04-02 04:00 | 0 | 0 | 0 | 0 | 0 | 178033.2694 | 0 | 368271 | 0 | 0 | 0 | 0 | 382845.3582 | 0 | 0 | 0 | 0 | 0 | 0 | 0 | 3089832.1844 | 0 | 0 | 0 | 0 | 0 | 0 | 0 | 0 | 0 | 0 | 88743.1518 | 0 | 0 | 0 | 0 | 0 | 0 | 0 | 0 | 0 | -278980.8824 | 0 | 0 | 0 | 0 | 0 | 0 | 0
2016-04-02 05:00 | 0 | 0 | 0 | 0 | 0 | 74040.1176 | 0 | 353021 | 0 | 0 | 0 | 0 | 382845.3582 | 0 | 0 | 0 | 0 | 0 | 0 | 0 | 2810851.3019 | 0 | 0 | 0 | 0 | 0 | 0 | 0 | 0 | 0 | 0 | 0 | 0 | 0 | 0 | 0 | 0 | 0 | 0 | 0 | 0 | -278980.8824 | 0 | 0 | 0 | 0 | 0 | 0 | 0
2016-04-02 06:00 | 0 | 0 | 0 | 0 | 0 | 0 | 0 | 341050 | 0 | 0 | 0 | 0 | 294102.2064 | 0 | 0 | 0 | 0 | 0 | 0 | 0 | 2558544.4537 | 0 | 0 | 0 | 0 | 0 | 0 | 0 | 0 | 0 | 0 | -88743.1518 | 0 | 0 | 0 | 0 | 0 | 0 | 0 | 0 | 0 | -252306.8482 | 0 | 0 | 0 | 0 | 0 | 0 | 0
2016-04-02 07:00 | 0 | 0 | 0 | 0 | 0 | 0 | 0 | 332783 | 0 | 0 | 0 | 0 | 205359.0546 | 0 | 0 | 0 | 0 | 0 | 0 | 0 | 2314504.6055 | 0 | 0 | 0 | 0 | 0 | 0 | 0 | 0 | 0 | 0 | -88743.1518 | 0 | 0 | 0 | 0 | 0 | 0 | 0 | 0 | 0 | -244039.8482 | 0 | 0 | 0 | 0 | 0 | 0 | 0
2016-04-02 08:00 | 0 | 0 | 0 | 0 | 0 | 0 | 0 | 329988 | 0 | 0 | 0 | 0 | 154351.9371 | 0 | 0 | 0 | 0 | 0 | 0 | 0 | 2035523.7231 | 0 | 0 | 0 | 0 | 0 | 0 | 0 | 0 | 0 | 0 | -51007.1176 | 0 | 0 | 0 | 0 | 0 | 0 | 0 | 0 | 0 | -278980.8824 | 0 | 0 | 0 | 0 | 0 | 0 | 0
2016-04-02 09:00 | 0 | 0 | 0 | 0 | 0 | 143005.2694 | 0 | 333243 | 0 | 0 | 0 | 0 | 243095.0889 | 0 | 0 | 0 | 0 | 0 | 0 | 0 | 1756542.8406 | 0 | 0 | 0 | 0 | 0 | 0 | 0 | 0 | 0 | 0 | 88743.1518 | 0 | 0 | 0 | 0 | 0 | 0 | 0 | 0 | 0 | -278980.8824 | 0 | 0 | 0 | 0 | 0 | 0 | 0
2016-04-02 10:00 | 0 | 0 | 0 | 0 | 0 | 0 | 0 | 342208 | 0 | 0 | 0 | 0 | 179867.9713 | 0 | 0 | 0 | 0 | 0 | 0 | 0 | 1477561.9582 | 0 | 0 | 0 | 0 | 0 | 0 | 0 | 0 | 0 | 0 | -63227.1176 | 0 | 0 | 0 | 0 | 0 | 0 | 0 | 0 | 0 | -278980.8824 | 0 | 0 | 0 | 0 | 0 | 0 | 0
2016-04-02 11:00 | 0 | 0 | 0 | 0 | 0 | 0 | 0 | 355236 | 0 | 0 | 0 | 0 | 91124.8195 | 0 | 0 | 0 | 0 | 0 | 0 | 0 | 1211069.11 | 0 | 0 | 0 | 0 | 0 | 0 | 0 | 0 | 0 | 0 | -88743.1518 | 0 | 0 | 0 | 0 | 0 | 0 | 0 | 0 | 0 | -266492.8482 | 0 | 0 | 0 | 0 | 0 | 0 | 0
2016-04-02 12:00 | 0 | 0 | 0 | 0 | 0 | 646452.3428 | 105.8719 | 369959 | 0 | 0 | 0 | 0 | 88743.1518 | 0 | 0 | 0 | 0 | 0 | 0 | 0 | 1490049.9924 | 0 | 0 | 0 | 0 | 0 | 0 | 0 | 0 | 0 | 0 | -2381.6677 | 0 | 0 | 0 | 0 | 0 | 0 | 0 | 0 | 0 | 278980.8824 | 0 | 0 | 0 | 0 | 0 | 0 | 0
2016-04-02 13:00 | 0 | 0 | 0 | 0 | 0 | 0 | 184147.3763 | 384596 | 0 | 0 | 0 | 0 | 0 | 0 | 0 | 0 | 0 | 0 | 0 | 0 | 1378344.5205 | 0 | 0 | 0 | 0 | 0 | 0 | 0 | 0 | 0 | 0 | -88743.1518 | 0 | 0 | 0 | 0 | 0 | 0 | 0 | 0 | 0 | -111705.4719 | 0 | 0 | 0 | 0 | 0 | 0 | 0
2016-04-02 14:00 | 0 | 0 | 0 | 0 | 0 | 0 | 622394.2118 | 393724 | 0 | 0 | 0 | 0 | 0 | 0 | 0 | 0 | 0 | 0 | 0 | 0 | 1607014.7323 | 0 | 0 | 0 | 0 | 0 | 0 | 0 | 0 | 0 | 0 | 0 | 0 | 0 | 0 | 0 | 0 | 0 | 0 | 0 | 0 | 228670.2118 | 0 | 0 | 0 | 0 | 0 | 0 | 0
2016-04-02 15:00 | 0 | 0 | 0 | 0 | 0 | 0 | 764478.0342 | 396754 | 0 | 0 | 0 | 0 | 88743.1518 | 0 | 0 | 0 | 0 | 0 | 0 | 0 | 1885995.6147 | 0 | 0 | 0 | 0 | 0 | 0 | 0 | 0 | 0 | 0 | 88743.1518 | 0 | 0 | 0 | 0 | 0 | 0 | 0 | 0 | 0 | 278980.8824 | 0 | 0 | 0 | 0 | 0 | 0 | 0
2016-04-02 16:00 | 0 | 0 | 0 | 0 | 0 | 0 | 761725.0342 | 394001 | 0 | 0 | 0 | 0 | 177486.3036 | 0 | 0 | 0 | 0 | 0 | 0 | 0 | 2164976.4971 | 0 | 0 | 0 | 0 | 0 | 0 | 0 | 0 | 0 | 0 | 88743.1518 | 0 | 0 | 0 | 0 | 0 | 0 | 0 | 0 | 0 | 278980.8824 | 0 | 0 | 0 | 0 | 0 | 0 | 0
2016-04-02 17:00 | 0 | 0 | 0 | 0 | 0 | 0 | 757619.0342 | 389895 | 0 | 0 | 0 | 0 | 266229.4554 | 0 | 0 | 0 | 0 | 0 | 0 | 0 | 2443957.3796 | 0 | 0 | 0 | 0 | 0 | 0 | 0 | 0 | 0 | 0 | 88743.1518 | 0 | 0 | 0 | 0 | 0 | 0 | 0 | 0 | 0 | 278980.8824 | 0 | 0 | 0 | 0 | 0 | 0 | 0
2016-04-02 18:00 | 0 | 0 | 0 | 0 | 0 | 0 | 753235.0342 | 385511 | 0 | 0 | 0 | 0 | 354972.6072 | 0 | 0 | 0 | 0 | 0 | 0 | 0 | 2722938.262 | 0 | 0 | 0 | 0 | 0 | 0 | 0 | 0 | 0 | 0 | 88743.1518 | 0 | 0 | 0 | 0 | 0 | 0 | 0 | 0 | 0 | 278980.8824 | 0 | 0 | 0 | 0 | 0 | 0 | 0
2016-04-02 19:00 | 0 | 0 | 0 | 0 | 0 | 0 | 571954.7306 | 381717 | 0 | 0 | 0 | 0 | 266229.4554 | 0 | 0 | 0 | 0 | 0 | 0 | 0 | 3001919.1445 | 0 | 0 | 0 | 0 | 0 | 0 | 0 | 0 | 0 | 0 | -88743.1518 | 0 | 0 | 0 | 0 | 0 | 0 | 0 | 0 | 0 | 278980.8824 | 0 | 0 | 0 | 0 | 0 | 0 | 0
2016-04-02 20:00 | 0 | 0 | 0 | 0 | 0 | 0 | 748651.0342 | 380927 | 0 | 0 | 0 | 0 | 354972.6072 | 0 | 0 | 0 | 0 | 0 | 0 | 0 | 3280900.0269 | 0 | 0 | 0 | 0 | 0 | 0 | 0 | 0 | 0 | 0 | 88743.1518 | 0 | 0 | 0 | 0 | 0 | 0 | 0 | 0 | 0 | 278980.8824 | 0 | 0 | 0 | 0 | 0 | 0 | 0
2016-04-02 21:00 | 0 | 0 | 0 | 0 | 0 | 0 | 688855.6335 | 382002 | 0 | 0 | 0 | 0 | 382845.3582 | 0 | 0 | 0 | 0 | 0 | 0 | 0 | 3559880.9094 | 0 | 0 | 0 | 0 | 0 | 0 | 0 | 0 | 0 | 0 | 27872.7511 | 0 | 0 | 0 | 0 | 0 | 0 | 0 | 0 | 0 | 278980.8824 | 0 | 0 | 0 | 0 | 0 | 0 | 0
2016-04-02 22:00 | 0 | 0 | 0 | 0 | 0 | 0 | 662571.8824 | 383591 | 0 | 0 | 0 | 0 | 382845.3582 | 0 | 0 | 0 | 0 | 0 | 0 | 0 | 3838861.7918 | 0 | 0 | 0 | 0 | 0 | 0 | 0 | 0 | 0 | 0 | 0 | 0 | 0 | 0 | 0 | 0 | 0 | 0 | 0 | 0 | 278980.8824 | 0 | 0 | 0 | 0 | 0 | 0 | 0
2016-04-02 23:00 | 0 | 0 | 0 | 0 | 0 | 0 | 667036.8824 | 388056 | 0 | 0 | 0 | 0 | 382845.3582 | 0 | 0 | 0 | 0 | 0 | 0 | 0 | 4117842.6743 | 0 | 0 | 0 | 0 | 0 | 0 | 0 | 0 | 0 | 0 | 0 | 0 | 0 | 0 | 0 | 0 | 0 | 0 | 0 | 0 | 278980.8824 | 0 | 0 | 0 | 0 | 0 | 0 | 0
2016-04-03 | 0 | 0 | 0 | 0 | 0 | 0 | 445724.572 | 397214 | 0 | 0 | 0 | 0 | 294102.2064 | 0 | 0 | 0 | 0 | 0 | 0 | 0 | 4255096.398 | 0 | 0 | 0 | 0 | 0 | 0 | 0 | 0 | 0 | 0 | -88743.1518 | 0 | 0 | 0 | 0 | 0 | 0 | 0 | 0 | 0 | 137253.7238 | 0 | 0 | 0 | 0 | 0 | 0 | 0
2016-04-03 01:00 | 0 | 0 | 0 | 0 | 0 | 374104.8267 | 58566.3489 | 399248 | 0 | 0 | 0 | 0 | 382845.3582 | 0 | 0 | 0 | 0 | 0 | 0 | 0 | 4199776.4218 | 0 | 0 | 0 | 0 | 0 | 0 | 0 | 0 | 0 | 0 | 88743.1518 | 0 | 0 | 0 | 0 | 0 | 0 | 0 | 0 | 0 | -55319.9762 | 0 | 0 | 0 | 0 | 0 | 0 | 0
2016-04-03 02:00 | 0 | 0 | 0 | 0 | 0 | 22721.8891 | 0.076704 | 390446 | 0 | 0 | 0 | 0 | 294102.2064 | 0 | 0 | 0 | 0 | 0 | 0 | 0 | 3920795.5394 | 0 | 0 | 0 | 0 | 0 | 0 | 0 | 0 | 0 | 0 | -88743.1518 | 0 | 0 | 0 | 0 | 0 | 0 | 0 | 0 | 0 | -278980.8824 | 0 | 0 | 0 | 0 | 0 | 0 | 0
2016-04-03 03:00 | 0 | 0 | 0 | 0 | 0 | 186912.2694 | 0 | 377150 | 0 | 0 | 0 | 0 | 382845.3582 | 0 | 0 | 0 | 0 | 0 | 0 | 0 | 3641814.6569 | 0 | 0 | 0 | 0 | 0 | 0 | 0 | 0 | 0 | 0 | 88743.1518 | 0 | 0 | 0 | 0 | 0 | 0 | 0 | 0 | 0 | -278980.8824 | 0 | 0 | 0 | 0 | 0 | 0 | 0
2016-04-03 04:00 | 0 | 0 | 0 | 0 | 0 | 0 | 0 | 361280 | 0 | 0 | 0 | 0 | 300546.2407 | 0 | 0 | 0 | 0 | 0 | 0 | 0 | 3362833.7745 | 0 | 0 | 0 | 0 | 0 | 0 | 0 | 0 | 0 | 0 | -82299.1176 | 0 | 0 | 0 | 0 | 0 | 0 | 0 | 0 | 0 | -278980.8824 | 0 | 0 | 0 | 0 | 0 | 0 | 0
2016-04-03 05:00 | 0 | 0 | 0 | 0 | 0 | 0 | 0 | 347844 | 0 | 0 | 0 | 0 | 211803.0889 | 0 | 0 | 0 | 0 | 0 | 0 | 0 | 3103732.9263 | 0 | 0 | 0 | 0 | 0 | 0 | 0 | 0 | 0 | 0 | -88743.1518 | 0 | 0 | 0 | 0 | 0 | 0 | 0 | 0 | 0 | -259100.8482 | 0 | 0 | 0 | 0 | 0 | 0 | 0
2016-04-03 06:00 | 0 | 0 | 0 | 0 | 0 | 705875.0342 | 0 | 338151 | 0 | 0 | 0 | 0 | 300546.2407 | 0 | 0 | 0 | 0 | 0 | 0 | 0 | 3382713.8087 | 0 | 0 | 0 | 0 | 0 | 0 | 0 | 0 | 0 | 0 | 88743.1518 | 0 | 0 | 0 | 0 | 0 | 0 | 0 | 0 | 0 | 278980.8824 | 0 | 0 | 0 | 0 | 0 | 0 | 0
2016-04-03 07:00 | 0 | 0 | 0 | 0 | 0 | 0 | 0 | 332824 | 0 | 0 | 0 | 0 | 246703.1231 | 0 | 0 | 0 | 0 | 0 | 0 | 0 | 3103732.9263 | 0 | 0 | 0 | 0 | 0 | 0 | 0 | 0 | 0 | 0 | -53843.1176 | 0 | 0 | 0 | 0 | 0 | 0 | 0 | 0 | 0 | -278980.8824 | 0 | 0 | 0 | 0 | 0 | 0 | 0
2016-04-03 08:00 | 0 | 0 | 0 | 0 | 0 | 0 | 0 | 331348 | 0 | 0 | 0 | 0 | 157959.9713 | 0 | 0 | 0 | 0 | 0 | 0 | 0 | 2861128.0781 | 0 | 0 | 0 | 0 | 0 | 0 | 0 | 0 | 0 | 0 | -88743.1518 | 0 | 0 | 0 | 0 | 0 | 0 | 0 | 0 | 0 | -242604.8482 | 0 | 0 | 0 | 0 | 0 | 0 | 0
2016-04-03 09:00 | 0 | 0 | 0 | 0 | 0 | 143350.2694 | 0 | 333588 | 0 | 0 | 0 | 0 | 246703.1231 | 0 | 0 | 0 | 0 | 0 | 0 | 0 | 2582147.1956 | 0 | 0 | 0 | 0 | 0 | 0 | 0 | 0 | 0 | 0 | 88743.1518 | 0 | 0 | 0 | 0 | 0 | 0 | 0 | 0 | 0 | -278980.8824 | 0 | 0 | 0 | 0 | 0 | 0 | 0
2016-04-03 10:00 | 0 | 0 | 0 | 0 | 0 | 0 | 0 | 341431 | 0 | 0 | 0 | 0 | 184253.0056 | 0 | 0 | 0 | 0 | 0 | 0 | 0 | 2303166.3132 | 0 | 0 | 0 | 0 | 0 | 0 | 0 | 0 | 0 | 0 | -62450.1176 | 0 | 0 | 0 | 0 | 0 | 0 | 0 | 0 | 0 | -278980.8824 | 0 | 0 | 0 | 0 | 0 | 0 | 0
2016-04-03 11:00 | 0 | 0 | 0 | 0 | 0 | 0 | 0 | 351983 | 0 | 0 | 0 | 0 | 95509.8538 | 0 | 0 | 0 | 0 | 0 | 0 | 0 | 2039926.465 | 0 | 0 | 0 | 0 | 0 | 0 | 0 | 0 | 0 | 0 | -88743.1518 | 0 | 0 | 0 | 0 | 0 | 0 | 0 | 0 | 0 | -263239.8482 | 0 | 0 | 0 | 0 | 0 | 0 | 0
2016-04-03 12:00 | 0 | 0 | 0 | 0 | 0 | 0 | 104.5778 | 364633 | 0 | 0 | 0 | 0 | 6766.702 | 0 | 0 | 0 | 0 | 0 | 0 | 0 | 1764141.1946 | 0 | 0 | 0 | 0 | 0 | 0 | 0 | 0 | 0 | 0 | -88743.1518 | 0 | 0 | 0 | 0 | 0 | 0 | 0 | 0 | 0 | -275785.2704 | 0 | 0 | 0 | 0 | 0 | 0 | 0
2016-04-03 13:00 | 0 | 0 | 0 | 0 | 0 | 0 | 187622.951 | 374386 | 0 | 0 | 0 | 0 | 0 | 0 | 0 | 0 | 0 | 0 | 0 | 0 | 1584144.8475 | 0 | 0 | 0 | 0 | 0 | 0 | 0 | 0 | 0 | 0 | -6766.702 | 0 | 0 | 0 | 0 | 0 | 0 | 0 | 0 | 0 | -179996.3471 | 0 | 0 | 0 | 0 | 0 | 0 | 0
2016-04-03 14:00 | 0 | 0 | 0 | 0 | 0 | 0 | 595076.1725 | 378868 | 0 | 0 | 0 | 0 | 0 | 0 | 0 | 0 | 0 | 0 | 0 | 0 | 1800353.02 | 0 | 0 | 0 | 0 | 0 | 0 | 0 | 0 | 0 | 0 | 0 | 0 | 0 | 0 | 0 | 0 | 0 | 0 | 0 | 0 | 216208.1725 | 0 | 0 | 0 | 0 | 0 | 0 | 0
2016-04-03 15:00 | 0 | 0 | 0 | 0 | 0 | 0 | 745920.0342 | 378196 | 0 | 0 | 0 | 0 | 88743.1518 | 0 | 0 | 0 | 0 | 0 | 0 | 0 | 2079333.9025 | 0 | 0 | 0 | 0 | 0 | 0 | 0 | 0 | 0 | 0 | 88743.1518 | 0 | 0 | 0 | 0 | 0 | 0 | 0 | 0 | 0 | 278980.8824 | 0 | 0 | 0 | 0 | 0 | 0 | 0
2016-04-03 16:00 | 0 | 0 | 0 | 0 | 0 | 0 | 744991.0342 | 377267 | 0 | 0 | 0 | 0 | 177486.3036 | 0 | 0 | 0 | 0 | 0 | 0 | 0 | 2358314.7849 | 0 | 0 | 0 | 0 | 0 | 0 | 0 | 0 | 0 | 0 | 88743.1518 | 0 | 0 | 0 | 0 | 0 | 0 | 0 | 0 | 0 | 278980.8824 | 0 | 0 | 0 | 0 | 0 | 0 | 0
2016-04-03 17:00 | 0 | 0 | 0 | 0 | 0 | 0 | 743362.0342 | 375638 | 0 | 0 | 0 | 0 | 266229.4554 | 0 | 0 | 0 | 0 | 0 | 0 | 0 | 2637295.6673 | 0 | 0 | 0 | 0 | 0 | 0 | 0 | 0 | 0 | 0 | 88743.1518 | 0 | 0 | 0 | 0 | 0 | 0 | 0 | 0 | 0 | 278980.8824 | 0 | 0 | 0 | 0 | 0 | 0 | 0
2016-04-03 18:00 | 0 | 0 | 0 | 0 | 0 | 0 | 741416.0342 | 373692 | 0 | 0 | 0 | 0 | 354972.6072 | 0 | 0 | 0 | 0 | 0 | 0 | 0 | 2916276.5498 | 0 | 0 | 0 | 0 | 0 | 0 | 0 | 0 | 0 | 0 | 88743.1518 | 0 | 0 | 0 | 0 | 0 | 0 | 0 | 0 | 0 | 278980.8824 | 0 | 0 | 0 | 0 | 0 | 0 | 0
2016-04-03 19:00 | 0 | 0 | 0 | 0 | 0 | 0 | 562375.7306 | 372138 | 0 | 0 | 0 | 0 | 266229.4554 | 0 | 0 | 0 | 0 | 0 | 0 | 0 | 3195257.4322 | 0 | 0 | 0 | 0 | 0 | 0 | 0 | 0 | 0 | 0 | -88743.1518 | 0 | 0 | 0 | 0 | 0 | 0 | 0 | 0 | 0 | 278980.8824 | 0 | 0 | 0 | 0 | 0 | 0 | 0
2016-04-03 20:00 | 0 | 0 | 0 | 0 | 0 | 0 | 742617.0342 | 374893 | 0 | 0 | 0 | 0 | 354972.6072 | 0 | 0 | 0 | 0 | 0 | 0 | 0 | 3474238.3147 | 0 | 0 | 0 | 0 | 0 | 0 | 0 | 0 | 0 | 0 | 88743.1518 | 0 | 0 | 0 | 0 | 0 | 0 | 0 | 0 | 0 | 278980.8824 | 0 | 0 | 0 | 0 | 0 | 0 | 0
2016-04-03 21:00 | 0 | 0 | 0 | 0 | 0 | 0 | 686950.6335 | 380097 | 0 | 0 | 0 | 0 | 382845.3582 | 0 | 0 | 0 | 0 | 0 | 0 | 0 | 3753219.1971 | 0 | 0 | 0 | 0 | 0 | 0 | 0 | 0 | 0 | 0 | 27872.7511 | 0 | 0 | 0 | 0 | 0 | 0 | 0 | 0 | 0 | 278980.8824 | 0 | 0 | 0 | 0 | 0 | 0 | 0
2016-04-03 22:00 | 0 | 0 | 0 | 0 | 0 | 0 | 665280.8824 | 386300 | 0 | 0 | 0 | 0 | 382845.3582 | 0 | 0 | 0 | 0 | 0 | 0 | 0 | 4032200.0796 | 0 | 0 | 0 | 0 | 0 | 0 | 0 | 0 | 0 | 0 | 0 | 0 | 0 | 0 | 0 | 0 | 0 | 0 | 0 | 0 | 278980.8824 | 0 | 0 | 0 | 0 | 0 | 0 | 0
2016-04-03 23:00 | 0 | 0 | 0 | 0 | 0 | 0 | 672943.8824 | 393963 | 0 | 0 | 0 | 0 | 382845.3582 | 0 | 0 | 0 | 0 | 0 | 0 | 0 | 4311180.962 | 0 | 0 | 0 | 0 | 0 | 0 | 0 | 0 | 0 | 0 | 0 | 0 | 0 | 0 | 0 | 0 | 0 | 0 | 0 | 0 | 278980.8824 | 0 | 0 | 0 | 0 | 0 | 0 | 0
2016-04-04 | 0 | 0 | 0 | 0 | 0 | 0 | 400256.3321 | 405691 | 0 | 0 | 0 | 0 | 382845.3582 | 0 | 0 | 0 | 0 | 0 | 0 | 0 | 4305746.2941 | 0 | 0 | 0 | 0 | 0 | 0 | 0 | 0 | 0 | 0 | 0 | 0 | 0 | 0 | 0 | 0 | 0 | 0 | 0 | 0 | -5434.6679 | 0 | 0 | 0 | 0 | 0 | 0 | 0
2016-04-04 01:00 | 0 | 0 | 0 | 0 | 0 | 634657.6858 | 50867.1967 | 406544 | 0 | 0 | 0 | 0 | 382845.3582 | 0 | 0 | 0 | 0 | 0 | 0 | 0 | 4584727.1765 | 0 | 0 | 0 | 0 | 0 | 0 | 0 | 0 | 0 | 0 | 0 | 0 | 0 | 0 | 0 | 0 | 0 | 0 | 0 | 0 | 278980.8824 | 0 | 0 | 0 | 0 | 0 | 0 | 0
2016-04-04 02:00 | 0 | 0 | 0 | 0 | 0 | 114626.5712 | 2.5463 | 393610 | 0 | 0 | 0 | 0 | 382845.3582 | 0 | 0 | 0 | 0 | 0 | 0 | 0 | 4305746.2941 | 0 | 0 | 0 | 0 | 0 | 0 | 0 | 0 | 0 | 0 | 0 | 0 | 0 | 0 | 0 | 0 | 0 | 0 | 0 | 0 | -278980.8824 | 0 | 0 | 0 | 0 | 0 | 0 | 0
2016-04-04 03:00 | 0 | 0 | 0 | 0 | 0 | 8721.9658 | 0 | 376446 | 0 | 0 | 0 | 0 | 294102.2064 | 0 | 0 | 0 | 0 | 0 | 0 | 0 | 4026765.4116 | 0 | 0 | 0 | 0 | 0 | 0 | 0 | 0 | 0 | 0 | -88743.1518 | 0 | 0 | 0 | 0 | 0 | 0 | 0 | 0 | 0 | -278980.8824 | 0 | 0 | 0 | 0 | 0 | 0 | 0
2016-04-04 04:00 | 0 | 0 | 0 | 0 | 0 | 633646.5959 | 0 | 357190 | 0 | 0 | 0 | 0 | 382845.3582 | 0 | 0 | 0 | 0 | 0 | 0 | 0 | 4214478.8557 | 0 | 0 | 0 | 0 | 0 | 0 | 0 | 0 | 0 | 0 | 88743.1518 | 0 | 0 | 0 | 0 | 0 | 0 | 0 | 0 | 0 | 187713.4441 | 0 | 0 | 0 | 0 | 0 | 0 | 0
2016-04-04 05:00 | 0 | 0 | 0 | 0 | 0 | 0 | 0 | 342504 | 0 | 0 | 0 | 0 | 319322.2407 | 0 | 0 | 0 | 0 | 0 | 0 | 0 | 3935497.9732 | 0 | 0 | 0 | 0 | 0 | 0 | 0 | 0 | 0 | 0 | -63523.1176 | 0 | 0 | 0 | 0 | 0 | 0 | 0 | 0 | 0 | -278980.8824 | 0 | 0 | 0 | 0 | 0 | 0 | 0
2016-04-04 06:00 | 0 | 0 | 0 | 0 | 0 | 0 | 0 | 332944 | 0 | 0 | 0 | 0 | 230579.0889 | 0 | 0 | 0 | 0 | 0 | 0 | 0 | 3691297.125 | 0 | 0 | 0 | 0 | 0 | 0 | 0 | 0 | 0 | 0 | -88743.1518 | 0 | 0 | 0 | 0 | 0 | 0 | 0 | 0 | 0 | -244200.8482 | 0 | 0 | 0 | 0 | 0 | 0 | 0
2016-04-04 07:00 | 0 | 0 | 0 | 0 | 0 | 0 | 0 | 327624 | 0 | 0 | 0 | 0 | 141835.9371 | 0 | 0 | 0 | 0 | 0 | 0 | 0 | 3452416.2768 | 0 | 0 | 0 | 0 | 0 | 0 | 0 | 0 | 0 | 0 | -88743.1518 | 0 | 0 | 0 | 0 | 0 | 0 | 0 | 0 | 0 | -238880.8482 | 0 | 0 | 0 | 0 | 0 | 0 | 0
2016-04-04 08:00 | 0 | 0 | 0 | 0 | 0 | 439670.0265 | 0 | 328757 | 0 | 0 | 0 | 0 | 177486.3036 | 0 | 0 | 0 | 0 | 0 | 0 | 0 | 3527678.9368 | 0 | 0 | 0 | 0 | 0 | 0 | 0 | 0 | 0 | 0 | 35650.3665 | 0 | 0 | 0 | 0 | 0 | 0 | 0 | 0 | 0 | 75262.66 | 0 | 0 | 0 | 0 | 0 | 0 | 0
2016-04-04 09:00 | 0 | 0 | 0 | 0 | 0 | 151917.2694 | 0 | 342155 | 0 | 0 | 0 | 0 | 266229.4554 | 0 | 0 | 0 | 0 | 0 | 0 | 0 | 3248698.0543 | 0 | 0 | 0 | 0 | 0 | 0 | 0 | 0 | 0 | 0 | 88743.1518 | 0 | 0 | 0 | 0 | 0 | 0 | 0 | 0 | 0 | -278980.8824 | 0 | 0 | 0 | 0 | 0 | 0 | 0
2016-04-04 10:00 | 0 | 0 | 0 | 0 | 0 | 4057.9658 | 0 | 371782 | 0 | 0 | 0 | 0 | 177486.3036 | 0 | 0 | 0 | 0 | 0 | 0 | 0 | 2969717.1719 | 0 | 0 | 0 | 0 | 0 | 0 | 0 | 0 | 0 | 0 | -88743.1518 | 0 | 0 | 0 | 0 | 0 | 0 | 0 | 0 | 0 | -278980.8824 | 0 | 0 | 0 | 0 | 0 | 0 | 0
2016-04-04 11:00 | 0 | 0 | 0 | 0 | 0 | 32270.9658 | 0 | 399995 | 0 | 0 | 0 | 0 | 88743.1518 | 0 | 0 | 0 | 0 | 0 | 0 | 0 | 2690736.2895 | 0 | 0 | 0 | 0 | 0 | 0 | 0 | 0 | 0 | 0 | -88743.1518 | 0 | 0 | 0 | 0 | 0 | 0 | 0 | 0 | 0 | -278980.8824 | 0 | 0 | 0 | 0 | 0 | 0 | 0
2016-04-04 12:00 | 0 | 0 | 0 | 0 | 0 | 44121.2498 | 111.7159 | 411957 | 0 | 0 | 0 | 0 | 0 | 0 | 0 | 0 | 0 | 0 | 0 | 0 | 2411755.407 | 0 | 0 | 0 | 0 | 0 | 0 | 0 | 0 | 0 | 0 | -88743.1518 | 0 | 0 | 0 | 0 | 0 | 0 | 0 | 0 | 0 | -278980.8824 | 0 | 0 | 0 | 0 | 0 | 0 | 0
2016-04-04 13:00 | 0 | 0 | 0 | 0 | 0 | 0 | 230604.3596 | 417396 | 0 | 0 | 0 | 0 | 0 | 0 | 0 | 0 | 0 | 0 | 0 | 0 | 2224963.7666 | 0 | 0 | 0 | 0 | 0 | 0 | 0 | 0 | 0 | 0 | 0 | 0 | 0 | 0 | 0 | 0 | 0 | 0 | 0 | 0 | -186791.6404 | 0 | 0 | 0 | 0 | 0 | 0 | 0
2016-04-04 14:00 | 0 | 0 | 0 | 0 | 0 | 0 | 536080.5463 | 422326 | 0 | 0 | 0 | 0 | 0 | 0 | 0 | 0 | 0 | 0 | 0 | 0 | 2338718.313 | 0 | 0 | 0 | 0 | 0 | 0 | 0 | 0 | 0 | 0 | 0 | 0 | 0 | 0 | 0 | 0 | 0 | 0 | 0 | 0 | 113754.5463 | 0 | 0 | 0 | 0 | 0 | 0 | 0
2016-04-04 15:00 | 0 | 0 | 0 | 0 | 0 | 0 | 703941.8824 | 424961 | 0 | 0 | 0 | 0 | 0 | 0 | 0 | 0 | 0 | 0 | 0 | 0 | 2617699.1954 | 0 | 0 | 0 | 0 | 0 | 0 | 0 | 0 | 0 | 0 | 0 | 0 | 0 | 0 | 0 | 0 | 0 | 0 | 0 | 0 | 278980.8824 | 0 | 0 | 0 | 0 | 0 | 0 | 0
2016-04-04 16:00 | 0 | 0 | 0 | 0 | 0 | 0 | 794041.0342 | 426317 | 0 | 0 | 0 | 0 | 88743.1518 | 0 | 0 | 0 | 0 | 0 | 0 | 0 | 2896680.0779 | 0 | 0 | 0 | 0 | 0 | 0 | 0 | 0 | 0 | 0 | 88743.1518 | 0 | 0 | 0 | 0 | 0 | 0 | 0 | 0 | 0 | 278980.8824 | 0 | 0 | 0 | 0 | 0 | 0 | 0
2016-04-04 17:00 | 0 | 0 | 0 | 0 | 0 | 0 | 796251.0342 | 428527 | 0 | 0 | 0 | 0 | 177486.3036 | 0 | 0 | 0 | 0 | 0 | 0 | 0 | 3175660.9603 | 0 | 0 | 0 | 0 | 0 | 0 | 0 | 0 | 0 | 0 | 88743.1518 | 0 | 0 | 0 | 0 | 0 | 0 | 0 | 0 | 0 | 278980.8824 | 0 | 0 | 0 | 0 | 0 | 0 | 0
2016-04-04 18:00 | 0 | 0 | 0 | 0 | 0 | 0 | 798348.0342 | 430624 | 0 | 0 | 0 | 0 | 266229.4554 | 0 | 0 | 0 | 0 | 0 | 0 | 0 | 3454641.8427 | 0 | 0 | 0 | 0 | 0 | 0 | 0 | 0 | 0 | 0 | 88743.1518 | 0 | 0 | 0 | 0 | 0 | 0 | 0 | 0 | 0 | 278980.8824 | 0 | 0 | 0 | 0 | 0 | 0 | 0
2016-04-04 19:00 | 0 | 0 | 0 | 0 | 0 | 0 | 800510.0342 | 432786 | 0 | 0 | 0 | 0 | 354972.6072 | 0 | 0 | 0 | 0 | 0 | 0 | 0 | 3733622.7252 | 0 | 0 | 0 | 0 | 0 | 0 | 0 | 0 | 0 | 0 | 88743.1518 | 0 | 0 | 0 | 0 | 0 | 0 | 0 | 0 | 0 | 278980.8824 | 0 | 0 | 0 | 0 | 0 | 0 | 0
2016-04-04 20:00 | 0 | 0 | 0 | 0 | 0 | 0 | 743771.6335 | 436918 | 0 | 0 | 0 | 0 | 382845.3582 | 0 | 0 | 0 | 0 | 0 | 0 | 0 | 4012603.6076 | 0 | 0 | 0 | 0 | 0 | 0 | 0 | 0 | 0 | 0 | 27872.7511 | 0 | 0 | 0 | 0 | 0 | 0 | 0 | 0 | 0 | 278980.8824 | 0 | 0 | 0 | 0 | 0 | 0 | 0
2016-04-04 21:00 | 0 | 0 | 0 | 0 | 0 | 0 | 720483.8824 | 441503 | 0 | 0 | 0 | 0 | 382845.3582 | 0 | 0 | 0 | 0 | 0 | 0 | 0 | 4291584.4901 | 0 | 0 | 0 | 0 | 0 | 0 | 0 | 0 | 0 | 0 | 0 | 0 | 0 | 0 | 0 | 0 | 0 | 0 | 0 | 0 | 278980.8824 | 0 | 0 | 0 | 0 | 0 | 0 | 0
2016-04-04 22:00 | 0 | 0 | 0 | 0 | 0 | 0 | 723022.8824 | 444042 | 0 | 0 | 0 | 0 | 382845.3582 | 0 | 0 | 0 | 0 | 0 | 0 | 0 | 4570565.3725 | 0 | 0 | 0 | 0 | 0 | 0 | 0 | 0 | 0 | 0 | 0 | 0 | 0 | 0 | 0 | 0 | 0 | 0 | 0 | 0 | 278980.8824 | 0 | 0 | 0 | 0 | 0 | 0 | 0
2016-04-04 23:00 | 0 | 0 | 0 | 0 | 0 | 0 | 626333.9454 | 445816 | 0 | 0 | 0 | 0 | 382845.3582 | 0 | 0 | 0 | 0 | 0 | 0 | 0 | 4751083.3179 | 0 | 0 | 0 | 0 | 0 | 0 | 0 | 0 | 0 | 0 | 0 | 0 | 0 | 0 | 0 | 0 | 0 | 0 | 0 | 0 | 180517.9454 | 0 | 0 | 0 | 0 | 0 | 0 | 0
2016-04-05 | 0 | 0 | 0 | 0 | 0 | 0 | 371325.3339 | 451312 | 0 | 0 | 0 | 0 | 294102.2064 | 0 | 0 | 0 | 0 | 0 | 0 | 0 | 4759839.8036 | 0 | 0 | 0 | 0 | 0 | 0 | 0 | 0 | 0 | 0 | -88743.1518 | 0 | 0 | 0 | 0 | 0 | 0 | 0 | 0 | 0 | 8756.4857 | 0 | 0 | 0 | 0 | 0 | 0 | 0
2016-04-05 01:00 | 0 | 0 | 0 | 0 | 0 | 56718.2424 | 61098.0899 | 446412 | 0 | 0 | 0 | 0 | 244487.4211 | 0 | 0 | 0 | 0 | 0 | 0 | 0 | 4480858.9212 | 0 | 0 | 0 | 0 | 0 | 0 | 0 | 0 | 0 | 0 | -49614.7853 | 0 | 0 | 0 | 0 | 0 | 0 | 0 | 0 | 0 | -278980.8824 | 0 | 0 | 0 | 0 | 0 | 0 | 0
2016-04-05 02:00 | 0 | 0 | 0 | 0 | 0 | 59846.0198 | 4.946 | 427575 | 0 | 0 | 0 | 0 | 155744.2694 | 0 | 0 | 0 | 0 | 0 | 0 | 0 | 4201878.0387 | 0 | 0 | 0 | 0 | 0 | 0 | 0 | 0 | 0 | 0 | -88743.1518 | 0 | 0 | 0 | 0 | 0 | 0 | 0 | 0 | 0 | -278980.8824 | 0 | 0 | 0 | 0 | 0 | 0 | 0
2016-04-05 03:00 | 0 | 0 | 0 | 0 | 0 | 213983.2694 | 0 | 404221 | 0 | 0 | 0 | 0 | 244487.4211 | 0 | 0 | 0 | 0 | 0 | 0 | 0 | 3922897.1563 | 0 | 0 | 0 | 0 | 0 | 0 | 0 | 0 | 0 | 0 | 88743.1518 | 0 | 0 | 0 | 0 | 0 | 0 | 0 | 0 | 0 | -278980.8824 | 0 | 0 | 0 | 0 | 0 | 0 | 0
2016-04-05 04:00 | 0 | 0 | 0 | 0 | 0 | 191813.2694 | 0 | 382051 | 0 | 0 | 0 | 0 | 333230.5729 | 0 | 0 | 0 | 0 | 0 | 0 | 0 | 3643916.2739 | 0 | 0 | 0 | 0 | 0 | 0 | 0 | 0 | 0 | 0 | 88743.1518 | 0 | 0 | 0 | 0 | 0 | 0 | 0 | 0 | 0 | -278980.8824 | 0 | 0 | 0 | 0 | 0 | 0 | 0
2016-04-05 05:00 | 0 | 0 | 0 | 0 | 0 | 0 | 0 | 364334 | 0 | 0 | 0 | 0 | 244487.4211 | 0 | 0 | 0 | 0 | 0 | 0 | 0 | 3368325.4257 | 0 | 0 | 0 | 0 | 0 | 0 | 0 | 0 | 0 | 0 | -88743.1518 | 0 | 0 | 0 | 0 | 0 | 0 | 0 | 0 | 0 | -275590.8482 | 0 | 0 | 0 | 0 | 0 | 0 | 0
2016-04-05 06:00 | 0 | 0 | 0 | 0 | 0 | 162413.2694 | 0 | 352651 | 0 | 0 | 0 | 0 | 333230.5729 | 0 | 0 | 0 | 0 | 0 | 0 | 0 | 3089344.5432 | 0 | 0 | 0 | 0 | 0 | 0 | 0 | 0 | 0 | 0 | 88743.1518 | 0 | 0 | 0 | 0 | 0 | 0 | 0 | 0 | 0 | -278980.8824 | 0 | 0 | 0 | 0 | 0 | 0 | 0
2016-04-05 07:00 | 0 | 0 | 0 | 0 | 0 | 0 | 0 | 345982 | 0 | 0 | 0 | 0 | 266229.4554 | 0 | 0 | 0 | 0 | 0 | 0 | 0 | 2810363.6608 | 0 | 0 | 0 | 0 | 0 | 0 | 0 | 0 | 0 | 0 | -67001.1176 | 0 | 0 | 0 | 0 | 0 | 0 | 0 | 0 | 0 | -278980.8824 | 0 | 0 | 0 | 0 | 0 | 0 | 0
2016-04-05 08:00 | 0 | 0 | 0 | 0 | 0 | 0 | 0 | 346231 | 0 | 0 | 0 | 0 | 177486.3036 | 0 | 0 | 0 | 0 | 0 | 0 | 0 | 2552875.8126 | 0 | 0 | 0 | 0 | 0 | 0 | 0 | 0 | 0 | 0 | -88743.1518 | 0 | 0 | 0 | 0 | 0 | 0 | 0 | 0 | 0 | -257487.8482 | 0 | 0 | 0 | 0 | 0 | 0 | 0
2016-04-05 09:00 | 0 | 0 | 0 | 0 | 0 | 168827.2694 | 0 | 359065 | 0 | 0 | 0 | 0 | 266229.4554 | 0 | 0 | 0 | 0 | 0 | 0 | 0 | 2273894.9301 | 0 | 0 | 0 | 0 | 0 | 0 | 0 | 0 | 0 | 0 | 88743.1518 | 0 | 0 | 0 | 0 | 0 | 0 | 0 | 0 | 0 | -278980.8824 | 0 | 0 | 0 | 0 | 0 | 0 | 0
2016-04-05 10:00 | 0 | 0 | 0 | 0 | 0 | 20318.9658 | 0 | 388043 | 0 | 0 | 0 | 0 | 177486.3036 | 0 | 0 | 0 | 0 | 0 | 0 | 0 | 1994914.0477 | 0 | 0 | 0 | 0 | 0 | 0 | 0 | 0 | 0 | 0 | -88743.1518 | 0 | 0 | 0 | 0 | 0 | 0 | 0 | 0 | 0 | -278980.8824 | 0 | 0 | 0 | 0 | 0 | 0 | 0
2016-04-05 11:00 | 0 | 0 | 0 | 0 | 0 | 47605.9658 | 0 | 415330 | 0 | 0 | 0 | 0 | 88743.1518 | 0 | 0 | 0 | 0 | 0 | 0 | 0 | 1715933.1652 | 0 | 0 | 0 | 0 | 0 | 0 | 0 | 0 | 0 | 0 | -88743.1518 | 0 | 0 | 0 | 0 | 0 | 0 | 0 | 0 | 0 | -278980.8824 | 0 | 0 | 0 | 0 | 0 | 0 | 0
2016-04-05 12:00 | 0 | 0 | 0 | 0 | 0 | 615445.972 | 134.7587 | 425343 | 0 | 0 | 0 | 0 | 0 | 0 | 0 | 0 | 0 | 0 | 0 | 0 | 1994914.0477 | 0 | 0 | 0 | 0 | 0 | 0 | 0 | 0 | 0 | 0 | -88743.1518 | 0 | 0 | 0 | 0 | 0 | 0 | 0 | 0 | 0 | 278980.8824 | 0 | 0 | 0 | 0 | 0 | 0 | 0
2016-04-05 13:00 | 0 | 0 | 0 | 0 | 0 | 497233.6182 | 211329.2643 | 429582 | 0 | 0 | 0 | 0 | 0 | 0 | 0 | 0 | 0 | 0 | 0 | 0 | 2273894.9301 | 0 | 0 | 0 | 0 | 0 | 0 | 0 | 0 | 0 | 0 | 0 | 0 | 0 | 0 | 0 | 0 | 0 | 0 | 0 | 0 | 278980.8824 | 0 | 0 | 0 | 0 | 0 | 0 | 0
2016-04-05 14:00 | 0 | 0 | 0 | 0 | 0 | 0 | 578234.5495 | 433786 | 0 | 0 | 0 | 0 | 0 | 0 | 0 | 0 | 0 | 0 | 0 | 0 | 2418343.4797 | 0 | 0 | 0 | 0 | 0 | 0 | 0 | 0 | 0 | 0 | 0 | 0 | 0 | 0 | 0 | 0 | 0 | 0 | 0 | 0 | 144448.5495 | 0 | 0 | 0 | 0 | 0 | 0 | 0
2016-04-05 15:00 | 0 | 0 | 0 | 0 | 0 | 0 | 713632.8824 | 434652 | 0 | 0 | 0 | 0 | 0 | 0 | 0 | 0 | 0 | 0 | 0 | 0 | 2697324.3621 | 0 | 0 | 0 | 0 | 0 | 0 | 0 | 0 | 0 | 0 | 0 | 0 | 0 | 0 | 0 | 0 | 0 | 0 | 0 | 0 | 278980.8824 | 0 | 0 | 0 | 0 | 0 | 0 | 0
2016-04-05 16:00 | 0 | 0 | 0 | 0 | 0 | 0 | 801330.0342 | 433606 | 0 | 0 | 0 | 0 | 88743.1518 | 0 | 0 | 0 | 0 | 0 | 0 | 0 | 2976305.2446 | 0 | 0 | 0 | 0 | 0 | 0 | 0 | 0 | 0 | 0 | 88743.1518 | 0 | 0 | 0 | 0 | 0 | 0 | 0 | 0 | 0 | 278980.8824 | 0 | 0 | 0 | 0 | 0 | 0 | 0
2016-04-05 17:00 | 0 | 0 | 0 | 0 | 0 | 0 | 801423.0342 | 433699 | 0 | 0 | 0 | 0 | 177486.3036 | 0 | 0 | 0 | 0 | 0 | 0 | 0 | 3255286.127 | 0 | 0 | 0 | 0 | 0 | 0 | 0 | 0 | 0 | 0 | 88743.1518 | 0 | 0 | 0 | 0 | 0 | 0 | 0 | 0 | 0 | 278980.8824 | 0 | 0 | 0 | 0 | 0 | 0 | 0
2016-04-05 18:00 | 0 | 0 | 0 | 0 | 0 | 0 | 801598.0342 | 433874 | 0 | 0 | 0 | 0 | 266229.4554 | 0 | 0 | 0 | 0 | 0 | 0 | 0 | 3534267.0094 | 0 | 0 | 0 | 0 | 0 | 0 | 0 | 0 | 0 | 0 | 88743.1518 | 0 | 0 | 0 | 0 | 0 | 0 | 0 | 0 | 0 | 278980.8824 | 0 | 0 | 0 | 0 | 0 | 0 | 0
2016-04-05 19:00 | 0 | 0 | 0 | 0 | 0 | 0 | 802187.0342 | 434463 | 0 | 0 | 0 | 0 | 354972.6072 | 0 | 0 | 0 | 0 | 0 | 0 | 0 | 3813247.8919 | 0 | 0 | 0 | 0 | 0 | 0 | 0 | 0 | 0 | 0 | 88743.1518 | 0 | 0 | 0 | 0 | 0 | 0 | 0 | 0 | 0 | 278980.8824 | 0 | 0 | 0 | 0 | 0 | 0 | 0
2016-04-05 20:00 | 0 | 0 | 0 | 0 | 0 | 0 | 743349.6335 | 436496 | 0 | 0 | 0 | 0 | 382845.3582 | 0 | 0 | 0 | 0 | 0 | 0 | 0 | 4092228.7743 | 0 | 0 | 0 | 0 | 0 | 0 | 0 | 0 | 0 | 0 | 27872.7511 | 0 | 0 | 0 | 0 | 0 | 0 | 0 | 0 | 0 | 278980.8824 | 0 | 0 | 0 | 0 | 0 | 0 | 0
2016-04-05 21:00 | 0 | 0 | 0 | 0 | 0 | 0 | 719068.8824 | 440088 | 0 | 0 | 0 | 0 | 382845.3582 | 0 | 0 | 0 | 0 | 0 | 0 | 0 | 4371209.6568 | 0 | 0 | 0 | 0 | 0 | 0 | 0 | 0 | 0 | 0 | 0 | 0 | 0 | 0 | 0 | 0 | 0 | 0 | 0 | 0 | 278980.8824 | 0 | 0 | 0 | 0 | 0 | 0 | 0
2016-04-05 22:00 | 0 | 0 | 0 | 0 | 0 | 0 | 721718.8824 | 442738 | 0 | 0 | 0 | 0 | 382845.3582 | 0 | 0 | 0 | 0 | 0 | 0 | 0 | 4650190.5392 | 0 | 0 | 0 | 0 | 0 | 0 | 0 | 0 | 0 | 0 | 0 | 0 | 0 | 0 | 0 | 0 | 0 | 0 | 0 | 0 | 278980.8824 | 0 | 0 | 0 | 0 | 0 | 0 | 0
2016-04-05 23:00 | 0 | 0 | 0 | 0 | 0 | 0 | 670068.0891 | 446832 | 0 | 0 | 0 | 0 | 382845.3582 | 0 | 0 | 0 | 0 | 0 | 0 | 0 | 4873426.6283 | 0 | 0 | 0 | 0 | 0 | 0 | 0 | 0 | 0 | 0 | 0 | 0 | 0 | 0 | 0 | 0 | 0 | 0 | 0 | 0 | 223236.0891 | 0 | 0 | 0 | 0 | 0 | 0 | 0
2016-04-06 | 0 | 0 | 0 | 0 | 0 | 0 | 412965.7919 | 457670 | 0 | 0 | 0 | 0 | 382845.3582 | 0 | 0 | 0 | 0 | 0 | 0 | 0 | 4828722.4202 | 0 | 0 | 0 | 0 | 0 | 0 | 0 | 0 | 0 | 0 | 0 | 0 | 0 | 0 | 0 | 0 | 0 | 0 | 0 | 0 | -44704.2081 | 0 | 0 | 0 | 0 | 0 | 0 | 0
2016-04-06 01:00 | 0 | 0 | 0 | 0 | 0 | 111206.2711 | 65082.8464 | 455270 | 0 | 0 | 0 | 0 | 382845.3582 | 0 | 0 | 0 | 0 | 0 | 0 | 0 | 4549741.5378 | 0 | 0 | 0 | 0 | 0 | 0 | 0 | 0 | 0 | 0 | 0 | 0 | 0 | 0 | 0 | 0 | 0 | 0 | 0 | 0 | -278980.8824 | 0 | 0 | 0 | 0 | 0 | 0 | 0
2016-04-06 02:00 | 0 | 0 | 0 | 0 | 0 | 69811.6187 | 9.347 | 437545 | 0 | 0 | 0 | 0 | 294102.2064 | 0 | 0 | 0 | 0 | 0 | 0 | 0 | 4270760.6553 | 0 | 0 | 0 | 0 | 0 | 0 | 0 | 0 | 0 | 0 | -88743.1518 | 0 | 0 | 0 | 0 | 0 | 0 | 0 | 0 | 0 | -278980.8824 | 0 | 0 | 0 | 0 | 0 | 0 | 0
2016-04-06 03:00 | 0 | 0 | 0 | 0 | 0 | 224449.2694 | 0 | 414687 | 0 | 0 | 0 | 0 | 382845.3582 | 0 | 0 | 0 | 0 | 0 | 0 | 0 | 3991779.7729 | 0 | 0 | 0 | 0 | 0 | 0 | 0 | 0 | 0 | 0 | 88743.1518 | 0 | 0 | 0 | 0 | 0 | 0 | 0 | 0 | 0 | -278980.8824 | 0 | 0 | 0 | 0 | 0 | 0 | 0
2016-04-06 04:00 | 0 | 0 | 0 | 0 | 0 | 673316.8824 | 0 | 394336 | 0 | 0 | 0 | 0 | 382845.3582 | 0 | 0 | 0 | 0 | 0 | 0 | 0 | 4270760.6553 | 0 | 0 | 0 | 0 | 0 | 0 | 0 | 0 | 0 | 0 | 0 | 0 | 0 | 0 | 0 | 0 | 0 | 0 | 0 | 0 | 278980.8824 | 0 | 0 | 0 | 0 | 0 | 0 | 0
2016-04-06 05:00 | 0 | 0 | 0 | 0 | 0 | 9674.9658 | 0 | 377399 | 0 | 0 | 0 | 0 | 294102.2064 | 0 | 0 | 0 | 0 | 0 | 0 | 0 | 3991779.7729 | 0 | 0 | 0 | 0 | 0 | 0 | 0 | 0 | 0 | 0 | -88743.1518 | 0 | 0 | 0 | 0 | 0 | 0 | 0 | 0 | 0 | -278980.8824 | 0 | 0 | 0 | 0 | 0 | 0 | 0
2016-04-06 06:00 | 0 | 0 | 0 | 0 | 0 | 175489.2694 | 0 | 365727 | 0 | 0 | 0 | 0 | 382845.3582 | 0 | 0 | 0 | 0 | 0 | 0 | 0 | 3712798.8904 | 0 | 0 | 0 | 0 | 0 | 0 | 0 | 0 | 0 | 0 | 88743.1518 | 0 | 0 | 0 | 0 | 0 | 0 | 0 | 0 | 0 | -278980.8824 | 0 | 0 | 0 | 0 | 0 | 0 | 0
2016-04-06 07:00 | 0 | 0 | 0 | 0 | 0 | 0 | 0 | 359665 | 0 | 0 | 0 | 0 | 302161.2407 | 0 | 0 | 0 | 0 | 0 | 0 | 0 | 3433818.008 | 0 | 0 | 0 | 0 | 0 | 0 | 0 | 0 | 0 | 0 | -80684.1176 | 0 | 0 | 0 | 0 | 0 | 0 | 0 | 0 | 0 | -278980.8824 | 0 | 0 | 0 | 0 | 0 | 0 | 0
2016-04-06 08:00 | 0 | 0 | 0 | 0 | 0 | 0 | 0 | 359740 | 0 | 0 | 0 | 0 | 213418.0889 | 0 | 0 | 0 | 0 | 0 | 0 | 0 | 3162821.1598 | 0 | 0 | 0 | 0 | 0 | 0 | 0 | 0 | 0 | 0 | -88743.1518 | 0 | 0 | 0 | 0 | 0 | 0 | 0 | 0 | 0 | -270996.8482 | 0 | 0 | 0 | 0 | 0 | 0 | 0
2016-04-06 09:00 | 0 | 0 | 0 | 0 | 0 | 180308.2694 | 0 | 370546 | 0 | 0 | 0 | 0 | 302161.2407 | 0 | 0 | 0 | 0 | 0 | 0 | 0 | 2883840.2773 | 0 | 0 | 0 | 0 | 0 | 0 | 0 | 0 | 0 | 0 | 88743.1518 | 0 | 0 | 0 | 0 | 0 | 0 | 0 | 0 | 0 | -278980.8824 | 0 | 0 | 0 | 0 | 0 | 0 | 0
2016-04-06 10:00 | 0 | 0 | 0 | 0 | 0 | 30953.9658 | 0 | 398678 | 0 | 0 | 0 | 0 | 213418.0889 | 0 | 0 | 0 | 0 | 0 | 0 | 0 | 2604859.3949 | 0 | 0 | 0 | 0 | 0 | 0 | 0 | 0 | 0 | 0 | -88743.1518 | 0 | 0 | 0 | 0 | 0 | 0 | 0 | 0 | 0 | -278980.8824 | 0 | 0 | 0 | 0 | 0 | 0 | 0
2016-04-06 11:00 | 0 | 0 | 0 | 0 | 0 | 55752.9658 | 0 | 423477 | 0 | 0 | 0 | 0 | 124674.9371 | 0 | 0 | 0 | 0 | 0 | 0 | 0 | 2325878.5124 | 0 | 0 | 0 | 0 | 0 | 0 | 0 | 0 | 0 | 0 | -88743.1518 | 0 | 0 | 0 | 0 | 0 | 0 | 0 | 0 | 0 | -278980.8824 | 0 | 0 | 0 | 0 | 0 | 0 | 0
2016-04-06 12:00 | 0 | 0 | 0 | 0 | 0 | 670531.2003 | 157.3833 | 429642 | 0 | 0 | 0 | 0 | 88743.1518 | 0 | 0 | 0 | 0 | 0 | 0 | 0 | 2602856.8814 | 0 | 0 | 0 | 0 | 0 | 0 | 0 | 0 | 0 | 0 | -35931.7853 | 0 | 0 | 0 | 0 | 0 | 0 | 0 | 0 | 0 | 276978.369 | 0 | 0 | 0 | 0 | 0 | 0 | 0
2016-04-06 13:00 | 0 | 0 | 0 | 0 | 0 | 0 | 222505.3482 | 430930 | 0 | 0 | 0 | 0 | 0 | 0 | 0 | 0 | 0 | 0 | 0 | 0 | 2483175.3813 | 0 | 0 | 0 | 0 | 0 | 0 | 0 | 0 | 0 | 0 | -88743.1518 | 0 | 0 | 0 | 0 | 0 | 0 | 0 | 0 | 0 | -119681.5001 | 0 | 0 | 0 | 0 | 0 | 0 | 0
2016-04-06 14:00 | 0 | 0 | 0 | 0 | 0 | 0 | 622643.4916 | 432890 | 0 | 0 | 0 | 0 | 0 | 0 | 0 | 0 | 0 | 0 | 0 | 0 | 2672928.8729 | 0 | 0 | 0 | 0 | 0 | 0 | 0 | 0 | 0 | 0 | 0 | 0 | 0 | 0 | 0 | 0 | 0 | 0 | 0 | 0 | 189753.4916 | 0 | 0 | 0 | 0 | 0 | 0 | 0
2016-04-06 15:00 | 0 | 0 | 0 | 0 | 0 | 0 | 800062.0342 | 432338 | 0 | 0 | 0 | 0 | 88743.1518 | 0 | 0 | 0 | 0 | 0 | 0 | 0 | 2951909.7554 | 0 | 0 | 0 | 0 | 0 | 0 | 0 | 0 | 0 | 0 | 88743.1518 | 0 | 0 | 0 | 0 | 0 | 0 | 0 | 0 | 0 | 278980.8824 | 0 | 0 | 0 | 0 | 0 | 0 | 0
2016-04-06 16:00 | 0 | 0 | 0 | 0 | 0 | 0 | 797858.0342 | 430134 | 0 | 0 | 0 | 0 | 177486.3036 | 0 | 0 | 0 | 0 | 0 | 0 | 0 | 3230890.6378 | 0 | 0 | 0 | 0 | 0 | 0 | 0 | 0 | 0 | 0 | 88743.1518 | 0 | 0 | 0 | 0 | 0 | 0 | 0 | 0 | 0 | 278980.8824 | 0 | 0 | 0 | 0 | 0 | 0 | 0
2016-04-06 17:00 | 0 | 0 | 0 | 0 | 0 | 0 | 797079.0342 | 429355 | 0 | 0 | 0 | 0 | 266229.4554 | 0 | 0 | 0 | 0 | 0 | 0 | 0 | 3509871.5202 | 0 | 0 | 0 | 0 | 0 | 0 | 0 | 0 | 0 | 0 | 88743.1518 | 0 | 0 | 0 | 0 | 0 | 0 | 0 | 0 | 0 | 278980.8824 | 0 | 0 | 0 | 0 | 0 | 0 | 0
2016-04-06 18:00 | 0 | 0 | 0 | 0 | 0 | 0 | 797438.0342 | 429714 | 0 | 0 | 0 | 0 | 354972.6072 | 0 | 0 | 0 | 0 | 0 | 0 | 0 | 3788852.4027 | 0 | 0 | 0 | 0 | 0 | 0 | 0 | 0 | 0 | 0 | 88743.1518 | 0 | 0 | 0 | 0 | 0 | 0 | 0 | 0 | 0 | 278980.8824 | 0 | 0 | 0 | 0 | 0 | 0 | 0
2016-04-06 19:00 | 0 | 0 | 0 | 0 | 0 | 0 | 619869.7306 | 429632 | 0 | 0 | 0 | 0 | 266229.4554 | 0 | 0 | 0 | 0 | 0 | 0 | 0 | 4067833.2851 | 0 | 0 | 0 | 0 | 0 | 0 | 0 | 0 | 0 | 0 | -88743.1518 | 0 | 0 | 0 | 0 | 0 | 0 | 0 | 0 | 0 | 278980.8824 | 0 | 0 | 0 | 0 | 0 | 0 | 0
2016-04-06 20:00 | 0 | 0 | 0 | 0 | 0 | 0 | 799975.0342 | 432251 | 0 | 0 | 0 | 0 | 354972.6072 | 0 | 0 | 0 | 0 | 0 | 0 | 0 | 4346814.1676 | 0 | 0 | 0 | 0 | 0 | 0 | 0 | 0 | 0 | 0 | 88743.1518 | 0 | 0 | 0 | 0 | 0 | 0 | 0 | 0 | 0 | 278980.8824 | 0 | 0 | 0 | 0 | 0 | 0 | 0
2016-04-06 21:00 | 0 | 0 | 0 | 0 | 0 | 0 | 742219.6335 | 435366 | 0 | 0 | 0 | 0 | 382845.3582 | 0 | 0 | 0 | 0 | 0 | 0 | 0 | 4625795.05 | 0 | 0 | 0 | 0 | 0 | 0 | 0 | 0 | 0 | 0 | 27872.7511 | 0 | 0 | 0 | 0 | 0 | 0 | 0 | 0 | 0 | 278980.8824 | 0 | 0 | 0 | 0 | 0 | 0 | 0
2016-04-06 22:00 | 0 | 0 | 0 | 0 | 0 | 0 | 717324.8824 | 438344 | 0 | 0 | 0 | 0 | 382845.3582 | 0 | 0 | 0 | 0 | 0 | 0 | 0 | 4904775.9325 | 0 | 0 | 0 | 0 | 0 | 0 | 0 | 0 | 0 | 0 | 0 | 0 | 0 | 0 | 0 | 0 | 0 | 0 | 0 | 0 | 278980.8824 | 0 | 0 | 0 | 0 | 0 | 0 | 0
2016-04-06 23:00 | 0 | 0 | 0 | 0 | 0 | 0 | 720655.9079 | 443182 | 0 | 0 | 0 | 0 | 382845.3582 | 0 | 0 | 0 | 0 | 0 | 0 | 0 | 5182249.8403 | 0 | 0 | 0 | 0 | 0 | 0 | 0 | 0 | 0 | 0 | 0 | 0 | 0 | 0 | 0 | 0 | 0 | 0 | 0 | 0 | 277473.9079 | 0 | 0 | 0 | 0 | 0 | 0 | 0
2016-04-07 | 0 | 0 | 0 | 0 | 0 | 0 | 437911.9581 | 448526 | 0 | 0 | 0 | 0 | 382845.3582 | 0 | 0 | 0 | 0 | 0 | 0 | 0 | 5171635.7984 | 0 | 0 | 0 | 0 | 0 | 0 | 0 | 0 | 0 | 0 | 0 | 0 | 0 | 0 | 0 | 0 | 0 | 0 | 0 | 0 | -10614.0419 | 0 | 0 | 0 | 0 | 0 | 0 | 0
2016-04-07 01:00 | 0 | 0 | 0 | 0 | 0 | 556141.2588 | 61053.8465 | 443024 | 0 | 0 | 0 | 0 | 382845.3582 | 0 | 0 | 0 | 0 | 0 | 0 | 0 | 5345806.9037 | 0 | 0 | 0 | 0 | 0 | 0 | 0 | 0 | 0 | 0 | 0 | 0 | 0 | 0 | 0 | 0 | 0 | 0 | 0 | 0 | 174171.1053 | 0 | 0 | 0 | 0 | 0 | 0 | 0
2016-04-07 02:00 | 0 | 0 | 0 | 0 | 0 | 57016.3044 | 9.6614 | 424750 | 0 | 0 | 0 | 0 | 294102.2064 | 0 | 0 | 0 | 0 | 0 | 0 | 0 | 5066826.0213 | 0 | 0 | 0 | 0 | 0 | 0 | 0 | 0 | 0 | 0 | -88743.1518 | 0 | 0 | 0 | 0 | 0 | 0 | 0 | 0 | 0 | -278980.8824 | 0 | 0 | 0 | 0 | 0 | 0 | 0
2016-04-07 03:00 | 0 | 0 | 0 | 0 | 0 | 211381.2694 | 0 | 401619 | 0 | 0 | 0 | 0 | 382845.3582 | 0 | 0 | 0 | 0 | 0 | 0 | 0 | 4787845.1388 | 0 | 0 | 0 | 0 | 0 | 0 | 0 | 0 | 0 | 0 | 88743.1518 | 0 | 0 | 0 | 0 | 0 | 0 | 0 | 0 | 0 | -278980.8824 | 0 | 0 | 0 | 0 | 0 | 0 | 0
2016-04-07 04:00 | 0 | 0 | 0 | 0 | 0 | 10933.9658 | 0 | 378658 | 0 | 0 | 0 | 0 | 294102.2064 | 0 | 0 | 0 | 0 | 0 | 0 | 0 | 4508864.2564 | 0 | 0 | 0 | 0 | 0 | 0 | 0 | 0 | 0 | 0 | -88743.1518 | 0 | 0 | 0 | 0 | 0 | 0 | 0 | 0 | 0 | -278980.8824 | 0 | 0 | 0 | 0 | 0 | 0 | 0
2016-04-07 05:00 | 0 | 0 | 0 | 0 | 0 | 0 | 0 | 361094 | 0 | 0 | 0 | 0 | 205359.0546 | 0 | 0 | 0 | 0 | 0 | 0 | 0 | 4236513.4082 | 0 | 0 | 0 | 0 | 0 | 0 | 0 | 0 | 0 | 0 | -88743.1518 | 0 | 0 | 0 | 0 | 0 | 0 | 0 | 0 | 0 | -272350.8482 | 0 | 0 | 0 | 0 | 0 | 0 | 0
2016-04-07 06:00 | 0 | 0 | 0 | 0 | 0 | 158711.2694 | 0 | 348949 | 0 | 0 | 0 | 0 | 294102.2064 | 0 | 0 | 0 | 0 | 0 | 0 | 0 | 3957532.5257 | 0 | 0 | 0 | 0 | 0 | 0 | 0 | 0 | 0 | 0 | 88743.1518 | 0 | 0 | 0 | 0 | 0 | 0 | 0 | 0 | 0 | -278980.8824 | 0 | 0 | 0 | 0 | 0 | 0 | 0
2016-04-07 07:00 | 0 | 0 | 0 | 0 | 0 | 532359.7306 | 0 | 342122 | 0 | 0 | 0 | 0 | 205359.0546 | 0 | 0 | 0 | 0 | 0 | 0 | 0 | 4236513.4082 | 0 | 0 | 0 | 0 | 0 | 0 | 0 | 0 | 0 | 0 | -88743.1518 | 0 | 0 | 0 | 0 | 0 | 0 | 0 | 0 | 0 | 278980.8824 | 0 | 0 | 0 | 0 | 0 | 0 | 0
2016-04-07 08:00 | 0 | 0 | 0 | 0 | 0 | 0 | 0 | 341886 | 0 | 0 | 0 | 0 | 116615.9029 | 0 | 0 | 0 | 0 | 0 | 0 | 0 | 3983370.56 | 0 | 0 | 0 | 0 | 0 | 0 | 0 | 0 | 0 | 0 | -88743.1518 | 0 | 0 | 0 | 0 | 0 | 0 | 0 | 0 | 0 | -253142.8482 | 0 | 0 | 0 | 0 | 0 | 0 | 0
2016-04-07 09:00 | 0 | 0 | 0 | 0 | 0 | 159879.2694 | 0 | 350117 | 0 | 0 | 0 | 0 | 205359.0546 | 0 | 0 | 0 | 0 | 0 | 0 | 0 | 3704389.6775 | 0 | 0 | 0 | 0 | 0 | 0 | 0 | 0 | 0 | 0 | 88743.1518 | 0 | 0 | 0 | 0 | 0 | 0 | 0 | 0 | 0 | -278980.8824 | 0 | 0 | 0 | 0 | 0 | 0 | 0
2016-04-07 10:00 | 0 | 0 | 0 | 0 | 0 | 9266.9658 | 0 | 376991 | 0 | 0 | 0 | 0 | 116615.9029 | 0 | 0 | 0 | 0 | 0 | 0 | 0 | 3425408.7951 | 0 | 0 | 0 | 0 | 0 | 0 | 0 | 0 | 0 | 0 | -88743.1518 | 0 | 0 | 0 | 0 | 0 | 0 | 0 | 0 | 0 | -278980.8824 | 0 | 0 | 0 | 0 | 0 | 0 | 0
2016-04-07 11:00 | 0 | 0 | 0 | 0 | 0 | 35667.9658 | 0 | 403392 | 0 | 0 | 0 | 0 | 27872.7511 | 0 | 0 | 0 | 0 | 0 | 0 | 0 | 3146427.9126 | 0 | 0 | 0 | 0 | 0 | 0 | 0 | 0 | 0 | 0 | -88743.1518 | 0 | 0 | 0 | 0 | 0 | 0 | 0 | 0 | 0 | -278980.8824 | 0 | 0 | 0 | 0 | 0 | 0 | 0
2016-04-07 12:00 | 0 | 0 | 0 | 0 | 0 | 680828.9049 | 189.4231 | 414841 | 0 | 0 | 0 | 0 | 116615.9029 | 0 | 0 | 0 | 0 | 0 | 0 | 0 | 3323862.0889 | 0 | 0 | 0 | 0 | 0 | 0 | 0 | 0 | 0 | 0 | 88743.1518 | 0 | 0 | 0 | 0 | 0 | 0 | 0 | 0 | 0 | 177434.1763 | 0 | 0 | 0 | 0 | 0 | 0 | 0
2016-04-07 13:00 | 0 | 0 | 0 | 0 | 0 | 0 | 193385.3366 | 421774 | 0 | 0 | 0 | 0 | 167208.1219 | 0 | 0 | 0 | 0 | 0 | 0 | 0 | 3044881.2065 | 0 | 0 | 0 | 0 | 0 | 0 | 0 | 0 | 0 | 0 | 50592.219 | 0 | 0 | 0 | 0 | 0 | 0 | 0 | 0 | 0 | -278980.8824 | 0 | 0 | 0 | 0 | 0 | 0 | 0
2016-04-07 14:00 | 0 | 0 | 0 | 0 | 0 | 0 | 474351.4886 | 428430 | 0 | 0 | 0 | 0 | 255951.2737 | 0 | 0 | 0 | 0 | 0 | 0 | 0 | 3002059.5433 | 0 | 0 | 0 | 0 | 0 | 0 | 0 | 0 | 0 | 0 | 88743.1518 | 0 | 0 | 0 | 0 | 0 | 0 | 0 | 0 | 0 | -42821.6632 | 0 | 0 | 0 | 0 | 0 | 0 | 0
2016-04-07 15:00 | 0 | 0 | 0 | 0 | 0 | 0 | 640977.0722 | 431891 | 0 | 0 | 0 | 0 | 186056.4634 | 0 | 0 | 0 | 0 | 0 | 0 | 0 | 3281040.4257 | 0 | 0 | 0 | 0 | 0 | 0 | 0 | 0 | 0 | 0 | -69894.8103 | 0 | 0 | 0 | 0 | 0 | 0 | 0 | 0 | 0 | 278980.8824 | 0 | 0 | 0 | 0 | 0 | 0 | 0
2016-04-07 16:00 | 0 | 0 | 0 | 0 | 0 | 0 | 727127.8739 | 433514 | 0 | 0 | 0 | 0 | 200689.4549 | 0 | 0 | 0 | 0 | 0 | 0 | 0 | 3560021.3082 | 0 | 0 | 0 | 0 | 0 | 0 | 0 | 0 | 0 | 0 | 14632.9915 | 0 | 0 | 0 | 0 | 0 | 0 | 0 | 0 | 0 | 278980.8824 | 0 | 0 | 0 | 0 | 0 | 0 | 0
2016-04-07 17:00 | 0 | 0 | 0 | 0 | 0 | 0 | 752220.9792 | 435105 | 0 | 0 | 0 | 0 | 238824.5517 | 0 | 0 | 0 | 0 | 0 | 0 | 0 | 3839002.1906 | 0 | 0 | 0 | 0 | 0 | 0 | 0 | 0 | 0 | 0 | 38135.0968 | 0 | 0 | 0 | 0 | 0 | 0 | 0 | 0 | 0 | 278980.8824 | 0 | 0 | 0 | 0 | 0 | 0 | 0
2016-04-07 18:00 | 0 | 0 | 0 | 0 | 0 | 0 | 750836.3878 | 436583 | 0 | 0 | 0 | 0 | 327567.7035 | 0 | 0 | 0 | 0 | 0 | 0 | 0 | 4064512.4266 | 0 | 0 | 0 | 0 | 0 | 0 | 0 | 0 | 0 | 0 | 88743.1518 | 0 | 0 | 0 | 0 | 0 | 0 | 0 | 0 | 0 | 225510.236 | 0 | 0 | 0 | 0 | 0 | 0 | 0
2016-04-07 19:00 | 0 | 0 | 0 | 0 | 0 | 0 | 737165.9237 | 438358 | 0 | 0 | 0 | 0 | 347394.7448 | 0 | 0 | 0 | 0 | 0 | 0 | 0 | 4343493.309 | 0 | 0 | 0 | 0 | 0 | 0 | 0 | 0 | 0 | 0 | 19827.0413 | 0 | 0 | 0 | 0 | 0 | 0 | 0 | 0 | 0 | 278980.8824 | 0 | 0 | 0 | 0 | 0 | 0 | 0
2016-04-07 20:00 | 0 | 0 | 0 | 0 | 0 | 0 | 724663.178 | 441584 | 0 | 0 | 0 | 0 | 382845.3582 | 0 | 0 | 0 | 0 | 0 | 0 | 0 | 4591121.8735 | 0 | 0 | 0 | 0 | 0 | 0 | 0 | 0 | 0 | 0 | 35450.6134 | 0 | 0 | 0 | 0 | 0 | 0 | 0 | 0 | 0 | 247628.5645 | 0 | 0 | 0 | 0 | 0 | 0 | 0
2016-04-07 21:00 | 0 | 0 | 0 | 0 | 0 | 0 | 693459.5938 | 444346 | 0 | 0 | 0 | 0 | 352978.0696 | 0 | 0 | 0 | 0 | 0 | 0 | 0 | 4870102.756 | 0 | 0 | 0 | 0 | 0 | 0 | 0 | 0 | 0 | 0 | -29867.2887 | 0 | 0 | 0 | 0 | 0 | 0 | 0 | 0 | 0 | 278980.8824 | 0 | 0 | 0 | 0 | 0 | 0 | 0
2016-04-07 22:00 | 0 | 0 | 0 | 0 | 0 | 0 | 623318.2941 | 443858 | 0 | 0 | 0 | 0 | 382845.3582 | 0 | 0 | 0 | 0 | 0 | 0 | 0 | 5019695.7614 | 0 | 0 | 0 | 0 | 0 | 0 | 0 | 0 | 0 | 0 | 29867.2887 | 0 | 0 | 0 | 0 | 0 | 0 | 0 | 0 | 0 | 149593.0054 | 0 | 0 | 0 | 0 | 0 | 0 | 0
2016-04-07 23:00 | 0 | 0 | 0 | 0 | 0 | 0 | 487038.4433 | 443415 | 0 | 0 | 0 | 0 | 294102.2064 | 0 | 0 | 0 | 0 | 0 | 0 | 0 | 5152062.3565 | 0 | 0 | 0 | 0 | 0 | 0 | 0 | 0 | 0 | 0 | -88743.1518 | 0 | 0 | 0 | 0 | 0 | 0 | 0 | 0 | 0 | 132366.5951 | 0 | 0 | 0 | 0 | 0 | 0 | 0
2016-04-08 | 0 | 0 | 0 | 0 | 0 | 0 | 275533.0723 | 447159 | 0 | 0 | 0 | 0 | 382845.3582 | 0 | 0 | 0 | 0 | 0 | 0 | 0 | 4891693.277 | 0 | 0 | 0 | 0 | 0 | 0 | 0 | 0 | 0 | 0 | 88743.1518 | 0 | 0 | 0 | 0 | 0 | 0 | 0 | 0 | 0 | -260369.0795 | 0 | 0 | 0 | 0 | 0 | 0 | 0
2016-04-08 01:00 | 0 | 0 | 0 | 0 | 0 | 685439.0399 | 35945.8426 | 442404 | 0 | 0 | 0 | 0 | 382845.3582 | 0 | 0 | 0 | 0 | 0 | 0 | 0 | 5170674.1594 | 0 | 0 | 0 | 0 | 0 | 0 | 0 | 0 | 0 | 0 | 0 | 0 | 0 | 0 | 0 | 0 | 0 | 0 | 0 | 0 | 278980.8824 | 0 | 0 | 0 | 0 | 0 | 0 | 0
2016-04-08 02:00 | 0 | 0 | 0 | 0 | 0 | 57137.5004 | 6.4654 | 424868 | 0 | 0 | 0 | 0 | 294102.2064 | 0 | 0 | 0 | 0 | 0 | 0 | 0 | 4891693.277 | 0 | 0 | 0 | 0 | 0 | 0 | 0 | 0 | 0 | 0 | -88743.1518 | 0 | 0 | 0 | 0 | 0 | 0 | 0 | 0 | 0 | -278980.8824 | 0 | 0 | 0 | 0 | 0 | 0 | 0
2016-04-08 03:00 | 0 | 0 | 0 | 0 | 0 | 212511.2694 | 0 | 402749 | 0 | 0 | 0 | 0 | 382845.3582 | 0 | 0 | 0 | 0 | 0 | 0 | 0 | 4612712.3945 | 0 | 0 | 0 | 0 | 0 | 0 | 0 | 0 | 0 | 0 | 88743.1518 | 0 | 0 | 0 | 0 | 0 | 0 | 0 | 0 | 0 | -278980.8824 | 0 | 0 | 0 | 0 | 0 | 0 | 0
2016-04-08 04:00 | 0 | 0 | 0 | 0 | 0 | 86135.0833 | 0 | 380965 | 0 | 0 | 0 | 0 | 366996.324 | 0 | 0 | 0 | 0 | 0 | 0 | 0 | 4333731.5121 | 0 | 0 | 0 | 0 | 0 | 0 | 0 | 0 | 0 | 0 | -15849.0342 | 0 | 0 | 0 | 0 | 0 | 0 | 0 | 0 | 0 | -278980.8824 | 0 | 0 | 0 | 0 | 0 | 0 | 0
2016-04-08 05:00 | 0 | 0 | 0 | 0 | 0 | 0 | 0 | 363625 | 0 | 0 | 0 | 0 | 278253.1722 | 0 | 0 | 0 | 0 | 0 | 0 | 0 | 4058849.6639 | 0 | 0 | 0 | 0 | 0 | 0 | 0 | 0 | 0 | 0 | -88743.1518 | 0 | 0 | 0 | 0 | 0 | 0 | 0 | 0 | 0 | -274881.8482 | 0 | 0 | 0 | 0 | 0 | 0 | 0
2016-04-08 06:00 | 0 | 0 | 0 | 0 | 0 | 0 | 0 | 351875 | 0 | 0 | 0 | 0 | 205359.0546 | 0 | 0 | 0 | 0 | 0 | 0 | 0 | 3779868.7814 | 0 | 0 | 0 | 0 | 0 | 0 | 0 | 0 | 0 | 0 | -72894.1176 | 0 | 0 | 0 | 0 | 0 | 0 | 0 | 0 | 0 | -278980.8824 | 0 | 0 | 0 | 0 | 0 | 0 | 0
2016-04-08 07:00 | 0 | 0 | 0 | 0 | 0 | 438266.3688 | 0 | 345250 | 0 | 0 | 0 | 0 | 294102.2064 | 0 | 0 | 0 | 0 | 0 | 0 | 0 | 3784141.9985 | 0 | 0 | 0 | 0 | 0 | 0 | 0 | 0 | 0 | 0 | 88743.1518 | 0 | 0 | 0 | 0 | 0 | 0 | 0 | 0 | 0 | 4273.217 | 0 | 0 | 0 | 0 | 0 | 0 | 0
2016-04-08 08:00 | 0 | 0 | 0 | 0 | 0 | 0 | 0 | 345398 | 0 | 0 | 0 | 0 | 205359.0546 | 0 | 0 | 0 | 0 | 0 | 0 | 0 | 3527487.1503 | 0 | 0 | 0 | 0 | 0 | 0 | 0 | 0 | 0 | 0 | -88743.1518 | 0 | 0 | 0 | 0 | 0 | 0 | 0 | 0 | 0 | -256654.8482 | 0 | 0 | 0 | 0 | 0 | 0 | 0
2016-04-08 09:00 | 0 | 0 | 0 | 0 | 0 | 399608.7245 | 0 | 355321 | 0 | 0 | 0 | 0 | 294102.2064 | 0 | 0 | 0 | 0 | 0 | 0 | 0 | 3483031.723 | 0 | 0 | 0 | 0 | 0 | 0 | 0 | 0 | 0 | 0 | 88743.1518 | 0 | 0 | 0 | 0 | 0 | 0 | 0 | 0 | 0 | -44455.4273 | 0 | 0 | 0 | 0 | 0 | 0 | 0
2016-04-08 10:00 | 0 | 0 | 0 | 0 | 0 | 190195.2694 | 0 | 380433 | 0 | 0 | 0 | 0 | 382845.3582 | 0 | 0 | 0 | 0 | 0 | 0 | 0 | 3204050.8405 | 0 | 0 | 0 | 0 | 0 | 0 | 0 | 0 | 0 | 0 | 88743.1518 | 0 | 0 | 0 | 0 | 0 | 0 | 0 | 0 | 0 | -278980.8824 | 0 | 0 | 0 | 0 | 0 | 0 | 0
2016-04-08 11:00 | 0 | 0 | 0 | 0 | 0 | 36947.9658 | 0 | 404672 | 0 | 0 | 0 | 0 | 294102.2064 | 0 | 0 | 0 | 0 | 0 | 0 | 0 | 2925069.9581 | 0 | 0 | 0 | 0 | 0 | 0 | 0 | 0 | 0 | 0 | -88743.1518 | 0 | 0 | 0 | 0 | 0 | 0 | 0 | 0 | 0 | -278980.8824 | 0 | 0 | 0 | 0 | 0 | 0 | 0
2016-04-08 12:00 | 0 | 0 | 0 | 0 | 0 | 361747.8185 | 205.6013 | 414752 | 0 | 0 | 0 | 0 | 205359.0546 | 0 | 0 | 0 | 0 | 0 | 0 | 0 | 2961014.5297 | 0 | 0 | 0 | 0 | 0 | 0 | 0 | 0 | 0 | 0 | -88743.1518 | 0 | 0 | 0 | 0 | 0 | 0 | 0 | 0 | 0 | 35944.5716 | 0 | 0 | 0 | 0 | 0 | 0 | 0
2016-04-08 13:00 | 0 | 0 | 0 | 0 | 0 | 278243.3661 | 136674.0264 | 420576 | 0 | 0 | 0 | 0 | 294102.2064 | 0 | 0 | 0 | 0 | 0 | 0 | 0 | 2866612.7704 | 0 | 0 | 0 | 0 | 0 | 0 | 0 | 0 | 0 | 0 | 88743.1518 | 0 | 0 | 0 | 0 | 0 | 0 | 0 | 0 | 0 | -94401.7593 | 0 | 0 | 0 | 0 | 0 | 0 | 0
2016-04-08 14:00 | 0 | 0 | 0 | 0 | 0 | 0 | 344679.9438 | 426123 | 0 | 0 | 0 | 0 | 205359.0546 | 0 | 0 | 0 | 0 | 0 | 0 | 0 | 2873912.866 | 0 | 0 | 0 | 0 | 0 | 0 | 0 | 0 | 0 | 0 | -88743.1518 | 0 | 0 | 0 | 0 | 0 | 0 | 0 | 0 | 0 | 7300.0956 | 0 | 0 | 0 | 0 | 0 | 0 | 0
2016-04-08 15:00 | 0 | 0 | 0 | 0 | 0 | 0 | 502175.0034 | 429033 | 0 | 0 | 0 | 0 | 294102.2064 | 0 | 0 | 0 | 0 | 0 | 0 | 0 | 2858311.7176 | 0 | 0 | 0 | 0 | 0 | 0 | 0 | 0 | 0 | 0 | 88743.1518 | 0 | 0 | 0 | 0 | 0 | 0 | 0 | 0 | 0 | -15601.1484 | 0 | 0 | 0 | 0 | 0 | 0 | 0
2016-04-08 16:00 | 0 | 0 | 0 | 0 | 0 | 0 | 592093.0671 | 428742 | 0 | 0 | 0 | 0 | 382845.3582 | 0 | 0 | 0 | 0 | 0 | 0 | 0 | 2932919.6329 | 0 | 0 | 0 | 0 | 0 | 0 | 0 | 0 | 0 | 0 | 88743.1518 | 0 | 0 | 0 | 0 | 0 | 0 | 0 | 0 | 0 | 74607.9153 | 0 | 0 | 0 | 0 | 0 | 0 | 0
2016-04-08 17:00 | 0 | 0 | 0 | 0 | 0 | 0 | 632442.0005 | 428449 | 0 | 0 | 0 | 0 | 307857.4763 | 0 | 0 | 0 | 0 | 0 | 0 | 0 | 3211900.5153 | 0 | 0 | 0 | 0 | 0 | 0 | 0 | 0 | 0 | 0 | -74987.8819 | 0 | 0 | 0 | 0 | 0 | 0 | 0 | 0 | 0 | 278980.8824 | 0 | 0 | 0 | 0 | 0 | 0 | 0
2016-04-08 18:00 | 0 | 0 | 0 | 0 | 0 | 0 | 638630.8248 | 428302 | 0 | 0 | 0 | 0 | 382845.3582 | 0 | 0 | 0 | 0 | 0 | 0 | 0 | 3347241.4582 | 0 | 0 | 0 | 0 | 0 | 0 | 0 | 0 | 0 | 0 | 74987.8819 | 0 | 0 | 0 | 0 | 0 | 0 | 0 | 0 | 0 | 135340.9429 | 0 | 0 | 0 | 0 | 0 | 0 | 0
2016-04-08 19:00 | 0 | 0 | 0 | 0 | 0 | 0 | 630382.4808 | 426825 | 0 | 0 | 0 | 0 | 307421.9566 | 0 | 0 | 0 | 0 | 0 | 0 | 0 | 3626222.3407 | 0 | 0 | 0 | 0 | 0 | 0 | 0 | 0 | 0 | 0 | -75423.4017 | 0 | 0 | 0 | 0 | 0 | 0 | 0 | 0 | 0 | 278980.8824 | 0 | 0 | 0 | 0 | 0 | 0 | 0
2016-04-08 20:00 | 0 | 0 | 0 | 0 | 0 | 0 | 613917.3757 | 426716 | 0 | 0 | 0 | 0 | 294102.2064 | 0 | 0 | 0 | 0 | 0 | 0 | 0 | 3826743.4666 | 0 | 0 | 0 | 0 | 0 | 0 | 0 | 0 | 0 | 0 | -13319.7501 | 0 | 0 | 0 | 0 | 0 | 0 | 0 | 0 | 0 | 200521.1259 | 0 | 0 | 0 | 0 | 0 | 0 | 0
2016-04-08 21:00 | 0 | 0 | 0 | 0 | 0 | 0 | 568348.8889 | 426130 | 0 | 0 | 0 | 0 | 382845.3582 | 0 | 0 | 0 | 0 | 0 | 0 | 0 | 3880219.2036 | 0 | 0 | 0 | 0 | 0 | 0 | 0 | 0 | 0 | 0 | 88743.1518 | 0 | 0 | 0 | 0 | 0 | 0 | 0 | 0 | 0 | 53475.7371 | 0 | 0 | 0 | 0 | 0 | 0 | 0
2016-04-08 22:00 | 0 | 0 | 0 | 0 | 0 | 0 | 493576.6224 | 423852 | 0 | 0 | 0 | 0 | 294102.2064 | 0 | 0 | 0 | 0 | 0 | 0 | 0 | 4038686.9778 | 0 | 0 | 0 | 0 | 0 | 0 | 0 | 0 | 0 | 0 | -88743.1518 | 0 | 0 | 0 | 0 | 0 | 0 | 0 | 0 | 0 | 158467.7742 | 0 | 0 | 0 | 0 | 0 | 0 | 0
2016-04-08 23:00 | 0 | 0 | 0 | 0 | 0 | 0 | 363228.4371 | 422141 | 0 | 0 | 0 | 0 | 205359.0546 | 0 | 0 | 0 | 0 | 0 | 0 | 0 | 4068517.5667 | 0 | 0 | 0 | 0 | 0 | 0 | 0 | 0 | 0 | 0 | -88743.1518 | 0 | 0 | 0 | 0 | 0 | 0 | 0 | 0 | 0 | 29830.5889 | 0 | 0 | 0 | 0 | 0 | 0 | 0
2016-04-09 | 0 | 0 | 0 | 0 | 0 | 0 | 188752.9761 | 427867 | 0 | 0 | 0 | 0 | 205359.0546 | 0 | 0 | 0 | 0 | 0 | 0 | 0 | 3829403.5428 | 0 | 0 | 0 | 0 | 0 | 0 | 0 | 0 | 0 | 0 | 0 | 0 | 0 | 0 | 0 | 0 | 0 | 0 | 0 | 0 | -239114.0239 | 0 | 0 | 0 | 0 | 0 | 0 | 0
2016-04-09 01:00 | 0 | 0 | 0 | 0 | 0 | 563955.2643 | 18077.3985 | 426624 | 0 | 0 | 0 | 0 | 294102.2064 | 0 | 0 | 0 | 0 | 0 | 0 | 0 | 3896069.0538 | 0 | 0 | 0 | 0 | 0 | 0 | 0 | 0 | 0 | 0 | 88743.1518 | 0 | 0 | 0 | 0 | 0 | 0 | 0 | 0 | 0 | 66665.511 | 0 | 0 | 0 | 0 | 0 | 0 | 0
2016-04-09 02:00 | 0 | 0 | 0 | 0 | 0 | 47549.8696 | 0.096195 | 415274 | 0 | 0 | 0 | 0 | 205359.0546 | 0 | 0 | 0 | 0 | 0 | 0 | 0 | 3617088.1714 | 0 | 0 | 0 | 0 | 0 | 0 | 0 | 0 | 0 | 0 | -88743.1518 | 0 | 0 | 0 | 0 | 0 | 0 | 0 | 0 | 0 | -278980.8824 | 0 | 0 | 0 | 0 | 0 | 0 | 0
2016-04-09 03:00 | 0 | 0 | 0 | 0 | 0 | 208905.2694 | 0 | 399143 | 0 | 0 | 0 | 0 | 294102.2064 | 0 | 0 | 0 | 0 | 0 | 0 | 0 | 3338107.2889 | 0 | 0 | 0 | 0 | 0 | 0 | 0 | 0 | 0 | 0 | 88743.1518 | 0 | 0 | 0 | 0 | 0 | 0 | 0 | 0 | 0 | -278980.8824 | 0 | 0 | 0 | 0 | 0 | 0 | 0
2016-04-09 04:00 | 0 | 0 | 0 | 0 | 0 | 13336.9658 | 0 | 381061 | 0 | 0 | 0 | 0 | 205359.0546 | 0 | 0 | 0 | 0 | 0 | 0 | 0 | 3059126.4065 | 0 | 0 | 0 | 0 | 0 | 0 | 0 | 0 | 0 | 0 | -88743.1518 | 0 | 0 | 0 | 0 | 0 | 0 | 0 | 0 | 0 | -278980.8824 | 0 | 0 | 0 | 0 | 0 | 0 | 0
2016-04-09 05:00 | 0 | 0 | 0 | 0 | 0 | 176810.2694 | 0 | 367048 | 0 | 0 | 0 | 0 | 294102.2064 | 0 | 0 | 0 | 0 | 0 | 0 | 0 | 2780145.524 | 0 | 0 | 0 | 0 | 0 | 0 | 0 | 0 | 0 | 0 | 88743.1518 | 0 | 0 | 0 | 0 | 0 | 0 | 0 | 0 | 0 | -278980.8824 | 0 | 0 | 0 | 0 | 0 | 0 | 0
2016-04-09 06:00 | 0 | 0 | 0 | 0 | 0 | 165949.2694 | 0 | 356187 | 0 | 0 | 0 | 0 | 382845.3582 | 0 | 0 | 0 | 0 | 0 | 0 | 0 | 2501164.6416 | 0 | 0 | 0 | 0 | 0 | 0 | 0 | 0 | 0 | 0 | 88743.1518 | 0 | 0 | 0 | 0 | 0 | 0 | 0 | 0 | 0 | -278980.8824 | 0 | 0 | 0 | 0 | 0 | 0 | 0
2016-04-09 07:00 | 0 | 0 | 0 | 0 | 0 | 548594.4045 | 0 | 349844 | 0 | 0 | 0 | 0 | 382845.3582 | 0 | 0 | 0 | 0 | 0 | 0 | 0 | 2699915.0461 | 0 | 0 | 0 | 0 | 0 | 0 | 0 | 0 | 0 | 0 | 0 | 0 | 0 | 0 | 0 | 0 | 0 | 0 | 0 | 0 | 198750.4045 | 0 | 0 | 0 | 0 | 0 | 0 | 0
2016-04-09 08:00 | 0 | 0 | 0 | 0 | 0 | 537160.9636 | 0 | 347363 | 0 | 0 | 0 | 0 | 294102.2064 | 0 | 0 | 0 | 0 | 0 | 0 | 0 | 2978456.1615 | 0 | 0 | 0 | 0 | 0 | 0 | 0 | 0 | 0 | 0 | -88743.1518 | 0 | 0 | 0 | 0 | 0 | 0 | 0 | 0 | 0 | 278541.1154 | 0 | 0 | 0 | 0 | 0 | 0 | 0
2016-04-09 09:00 | 0 | 0 | 0 | 0 | 0 | 160932.2694 | 0 | 351170 | 0 | 0 | 0 | 0 | 382845.3582 | 0 | 0 | 0 | 0 | 0 | 0 | 0 | 2699475.2791 | 0 | 0 | 0 | 0 | 0 | 0 | 0 | 0 | 0 | 0 | 88743.1518 | 0 | 0 | 0 | 0 | 0 | 0 | 0 | 0 | 0 | -278980.8824 | 0 | 0 | 0 | 0 | 0 | 0 | 0
2016-04-09 10:00 | 0 | 0 | 0 | 0 | 0 | 0 | 0 | 359217 | 0 | 0 | 0 | 0 | 302609.2407 | 0 | 0 | 0 | 0 | 0 | 0 | 0 | 2420494.3966 | 0 | 0 | 0 | 0 | 0 | 0 | 0 | 0 | 0 | 0 | -80236.1176 | 0 | 0 | 0 | 0 | 0 | 0 | 0 | 0 | 0 | -278980.8824 | 0 | 0 | 0 | 0 | 0 | 0 | 0
2016-04-09 11:00 | 0 | 0 | 0 | 0 | 0 | 2235.9658 | 0 | 369960 | 0 | 0 | 0 | 0 | 213866.0889 | 0 | 0 | 0 | 0 | 0 | 0 | 0 | 2141513.5142 | 0 | 0 | 0 | 0 | 0 | 0 | 0 | 0 | 0 | 0 | -88743.1518 | 0 | 0 | 0 | 0 | 0 | 0 | 0 | 0 | 0 | -278980.8824 | 0 | 0 | 0 | 0 | 0 | 0 | 0
2016-04-09 12:00 | 0 | 0 | 0 | 0 | 0 | 15284.1233 | 230.8424 | 383239 | 0 | 0 | 0 | 0 | 125122.9371 | 0 | 0 | 0 | 0 | 0 | 0 | 0 | 1862532.6317 | 0 | 0 | 0 | 0 | 0 | 0 | 0 | 0 | 0 | 0 | -88743.1518 | 0 | 0 | 0 | 0 | 0 | 0 | 0 | 0 | 0 | -278980.8824 | 0 | 0 | 0 | 0 | 0 | 0 | 0
2016-04-09 13:00 | 0 | 0 | 0 | 0 | 0 | 479269.2904 | 174656.4969 | 394503 | 0 | 0 | 0 | 0 | 175234.1476 | 0 | 0 | 0 | 0 | 0 | 0 | 0 | 2071844.2086 | 0 | 0 | 0 | 0 | 0 | 0 | 0 | 0 | 0 | 0 | 50111.2105 | 0 | 0 | 0 | 0 | 0 | 0 | 0 | 0 | 0 | 209311.5768 | 0 | 0 | 0 | 0 | 0 | 0 | 0
2016-04-09 14:00 | 0 | 0 | 0 | 0 | 0 | 0 | 456366.5797 | 402159 | 0 | 0 | 0 | 0 | 263977.2994 | 0 | 0 | 0 | 0 | 0 | 0 | 0 | 2037308.6364 | 0 | 0 | 0 | 0 | 0 | 0 | 0 | 0 | 0 | 0 | 88743.1518 | 0 | 0 | 0 | 0 | 0 | 0 | 0 | 0 | 0 | -34535.5721 | 0 | 0 | 0 | 0 | 0 | 0 | 0
2016-04-09 15:00 | 0 | 0 | 0 | 0 | 0 | 0 | 642606.8924 | 404535 | 0 | 0 | 0 | 0 | 223068.3093 | 0 | 0 | 0 | 0 | 0 | 0 | 0 | 2316289.5189 | 0 | 0 | 0 | 0 | 0 | 0 | 0 | 0 | 0 | 0 | -40908.9901 | 0 | 0 | 0 | 0 | 0 | 0 | 0 | 0 | 0 | 278980.8824 | 0 | 0 | 0 | 0 | 0 | 0 | 0
2016-04-09 16:00 | 0 | 0 | 0 | 0 | 0 | 0 | 710037.404 | 403425 | 0 | 0 | 0 | 0 | 250699.8308 | 0 | 0 | 0 | 0 | 0 | 0 | 0 | 2595270.4013 | 0 | 0 | 0 | 0 | 0 | 0 | 0 | 0 | 0 | 0 | 27631.5215 | 0 | 0 | 0 | 0 | 0 | 0 | 0 | 0 | 0 | 278980.8824 | 0 | 0 | 0 | 0 | 0 | 0 | 0
2016-04-09 17:00 | 0 | 0 | 0 | 0 | 0 | 0 | 720330.9999 | 401764 | 0 | 0 | 0 | 0 | 290285.9482 | 0 | 0 | 0 | 0 | 0 | 0 | 0 | 2874251.2838 | 0 | 0 | 0 | 0 | 0 | 0 | 0 | 0 | 0 | 0 | 39586.1174 | 0 | 0 | 0 | 0 | 0 | 0 | 0 | 0 | 0 | 278980.8824 | 0 | 0 | 0 | 0 | 0 | 0 | 0
2016-04-09 18:00 | 0 | 0 | 0 | 0 | 0 | 0 | 714894.0273 | 399211 | 0 | 0 | 0 | 0 | 326988.0931 | 0 | 0 | 0 | 0 | 0 | 0 | 0 | 3153232.1662 | 0 | 0 | 0 | 0 | 0 | 0 | 0 | 0 | 0 | 0 | 36702.1448 | 0 | 0 | 0 | 0 | 0 | 0 | 0 | 0 | 0 | 278980.8824 | 0 | 0 | 0 | 0 | 0 | 0 | 0
2016-04-09 19:00 | 0 | 0 | 0 | 0 | 0 | 0 | 707570.606 | 396576 | 0 | 0 | 0 | 0 | 359001.8166 | 0 | 0 | 0 | 0 | 0 | 0 | 0 | 3432213.0486 | 0 | 0 | 0 | 0 | 0 | 0 | 0 | 0 | 0 | 0 | 32013.7236 | 0 | 0 | 0 | 0 | 0 | 0 | 0 | 0 | 0 | 278980.8824 | 0 | 0 | 0 | 0 | 0 | 0 | 0
2016-04-09 20:00 | 0 | 0 | 0 | 0 | 0 | 0 | 699304.4241 | 396480 | 0 | 0 | 0 | 0 | 382845.3582 | 0 | 0 | 0 | 0 | 0 | 0 | 0 | 3711193.9311 | 0 | 0 | 0 | 0 | 0 | 0 | 0 | 0 | 0 | 0 | 23843.5416 | 0 | 0 | 0 | 0 | 0 | 0 | 0 | 0 | 0 | 278980.8824 | 0 | 0 | 0 | 0 | 0 | 0 | 0
2016-04-09 21:00 | 0 | 0 | 0 | 0 | 0 | 0 | 670324.4598 | 396600 | 0 | 0 | 0 | 0 | 377588.9356 | 0 | 0 | 0 | 0 | 0 | 0 | 0 | 3990174.8135 | 0 | 0 | 0 | 0 | 0 | 0 | 0 | 0 | 0 | 0 | -5256.4226 | 0 | 0 | 0 | 0 | 0 | 0 | 0 | 0 | 0 | 278980.8824 | 0 | 0 | 0 | 0 | 0 | 0 | 0
2016-04-09 22:00 | 0 | 0 | 0 | 0 | 0 | 0 | 605813.5734 | 397334 | 0 | 0 | 0 | 0 | 382845.3582 | 0 | 0 | 0 | 0 | 0 | 0 | 0 | 4193397.9643 | 0 | 0 | 0 | 0 | 0 | 0 | 0 | 0 | 0 | 0 | 5256.4226 | 0 | 0 | 0 | 0 | 0 | 0 | 0 | 0 | 0 | 203223.1507 | 0 | 0 | 0 | 0 | 0 | 0 | 0
2016-04-09 23:00 | 0 | 0 | 0 | 0 | 0 | 0 | 484286.2338 | 400185 | 0 | 0 | 0 | 0 | 382845.3582 | 0 | 0 | 0 | 0 | 0 | 0 | 0 | 4277499.1981 | 0 | 0 | 0 | 0 | 0 | 0 | 0 | 0 | 0 | 0 | 0 | 0 | 0 | 0 | 0 | 0 | 0 | 0 | 0 | 0 | 84101.2338 | 0 | 0 | 0 | 0 | 0 | 0 | 0
2016-04-10 | 0 | 0 | 0 | 0 | 0 | 0 | 277486.1186 | 410290 | 0 | 0 | 0 | 0 | 382845.3582 | 0 | 0 | 0 | 0 | 0 | 0 | 0 | 4144695.3167 | 0 | 0 | 0 | 0 | 0 | 0 | 0 | 0 | 0 | 0 | 0 | 0 | 0 | 0 | 0 | 0 | 0 | 0 | 0 | 0 | -132803.8814 | 0 | 0 | 0 | 0 | 0 | 0 | 0
2016-04-10 01:00 | 0 | 0 | 0 | 0 | 0 | 18218.2603 | 26920.7054 | 412863 | 0 | 0 | 0 | 0 | 294102.2064 | 0 | 0 | 0 | 0 | 0 | 0 | 0 | 3865714.4342 | 0 | 0 | 0 | 0 | 0 | 0 | 0 | 0 | 0 | 0 | -88743.1518 | 0 | 0 | 0 | 0 | 0 | 0 | 0 | 0 | 0 | -278980.8824 | 0 | 0 | 0 | 0 | 0 | 0 | 0
2016-04-10 02:00 | 0 | 0 | 0 | 0 | 0 | 214067.1394 | 0.12994 | 404305 | 0 | 0 | 0 | 0 | 382845.3582 | 0 | 0 | 0 | 0 | 0 | 0 | 0 | 3586733.5518 | 0 | 0 | 0 | 0 | 0 | 0 | 0 | 0 | 0 | 0 | 88743.1518 | 0 | 0 | 0 | 0 | 0 | 0 | 0 | 0 | 0 | -278980.8824 | 0 | 0 | 0 | 0 | 0 | 0 | 0
2016-04-10 03:00 | 0 | 0 | 0 | 0 | 0 | 52341.298 | 0 | 391068 | 0 | 0 | 0 | 0 | 323099.5387 | 0 | 0 | 0 | 0 | 0 | 0 | 0 | 3307752.6693 | 0 | 0 | 0 | 0 | 0 | 0 | 0 | 0 | 0 | 0 | -59745.8195 | 0 | 0 | 0 | 0 | 0 | 0 | 0 | 0 | 0 | -278980.8824 | 0 | 0 | 0 | 0 | 0 | 0 | 0
2016-04-10 04:00 | 0 | 0 | 0 | 0 | 0 | 8326.9658 | 0 | 376051 | 0 | 0 | 0 | 0 | 234356.3869 | 0 | 0 | 0 | 0 | 0 | 0 | 0 | 3028771.7869 | 0 | 0 | 0 | 0 | 0 | 0 | 0 | 0 | 0 | 0 | -88743.1518 | 0 | 0 | 0 | 0 | 0 | 0 | 0 | 0 | 0 | -278980.8824 | 0 | 0 | 0 | 0 | 0 | 0 | 0
2016-04-10 05:00 | 0 | 0 | 0 | 0 | 0 | 731650.0342 | 0 | 363926 | 0 | 0 | 0 | 0 | 323099.5387 | 0 | 0 | 0 | 0 | 0 | 0 | 0 | 3307752.6693 | 0 | 0 | 0 | 0 | 0 | 0 | 0 | 0 | 0 | 0 | 88743.1518 | 0 | 0 | 0 | 0 | 0 | 0 | 0 | 0 | 0 | 278980.8824 | 0 | 0 | 0 | 0 | 0 | 0 | 0
2016-04-10 06:00 | 0 | 0 | 0 | 0 | 0 | 0 | 0 | 354621 | 0 | 0 | 0 | 0 | 247459.4211 | 0 | 0 | 0 | 0 | 0 | 0 | 0 | 3028771.7869 | 0 | 0 | 0 | 0 | 0 | 0 | 0 | 0 | 0 | 0 | -75640.1176 | 0 | 0 | 0 | 0 | 0 | 0 | 0 | 0 | 0 | -278980.8824 | 0 | 0 | 0 | 0 | 0 | 0 | 0
2016-04-10 07:00 | 0 | 0 | 0 | 0 | 0 | 0 | 0 | 348915 | 0 | 0 | 0 | 0 | 158716.2694 | 0 | 0 | 0 | 0 | 0 | 0 | 0 | 2768599.9387 | 0 | 0 | 0 | 0 | 0 | 0 | 0 | 0 | 0 | 0 | -88743.1518 | 0 | 0 | 0 | 0 | 0 | 0 | 0 | 0 | 0 | -260171.8482 | 0 | 0 | 0 | 0 | 0 | 0 | 0
2016-04-10 08:00 | 0 | 0 | 0 | 0 | 0 | 715039.0342 | 0 | 347315 | 0 | 0 | 0 | 0 | 247459.4211 | 0 | 0 | 0 | 0 | 0 | 0 | 0 | 3047580.8211 | 0 | 0 | 0 | 0 | 0 | 0 | 0 | 0 | 0 | 0 | 88743.1518 | 0 | 0 | 0 | 0 | 0 | 0 | 0 | 0 | 0 | 278980.8824 | 0 | 0 | 0 | 0 | 0 | 0 | 0
2016-04-10 09:00 | 0 | 0 | 0 | 0 | 0 | 0 | 0 | 348954 | 0 | 0 | 0 | 0 | 177486.3036 | 0 | 0 | 0 | 0 | 0 | 0 | 0 | 2768599.9387 | 0 | 0 | 0 | 0 | 0 | 0 | 0 | 0 | 0 | 0 | -69973.1176 | 0 | 0 | 0 | 0 | 0 | 0 | 0 | 0 | 0 | -278980.8824 | 0 | 0 | 0 | 0 | 0 | 0 | 0
2016-04-10 10:00 | 0 | 0 | 0 | 0 | 0 | 0 | 0 | 354885 | 0 | 0 | 0 | 0 | 88743.1518 | 0 | 0 | 0 | 0 | 0 | 0 | 0 | 2502458.0905 | 0 | 0 | 0 | 0 | 0 | 0 | 0 | 0 | 0 | 0 | -88743.1518 | 0 | 0 | 0 | 0 | 0 | 0 | 0 | 0 | 0 | -266141.8482 | 0 | 0 | 0 | 0 | 0 | 0 | 0
2016-04-10 11:00 | 0 | 0 | 0 | 0 | 0 | 0 | 0 | 362477 | 0 | 0 | 0 | 0 | 0 | 0 | 0 | 0 | 0 | 0 | 0 | 0 | 2228724.2423 | 0 | 0 | 0 | 0 | 0 | 0 | 0 | 0 | 0 | 0 | -88743.1518 | 0 | 0 | 0 | 0 | 0 | 0 | 0 | 0 | 0 | -273733.8482 | 0 | 0 | 0 | 0 | 0 | 0 | 0
2016-04-10 12:00 | 0 | 0 | 0 | 0 | 0 | 628046.2874 | 479.6088 | 371109 | 0 | 0 | 0 | 0 | 0 | 0 | 0 | 0 | 0 | 0 | 0 | 0 | 2486141.1385 | 0 | 0 | 0 | 0 | 0 | 0 | 0 | 0 | 0 | 0 | 0 | 0 | 0 | 0 | 0 | 0 | 0 | 0 | 0 | 0 | 257416.8962 | 0 | 0 | 0 | 0 | 0 | 0 | 0
2016-04-10 13:00 | 0 | 0 | 0 | 0 | 0 | 0 | 226517.5904 | 379666 | 0 | 0 | 0 | 0 | 88743.1518 | 0 | 0 | 0 | 0 | 0 | 0 | 0 | 2244249.5771 | 0 | 0 | 0 | 0 | 0 | 0 | 0 | 0 | 0 | 0 | 88743.1518 | 0 | 0 | 0 | 0 | 0 | 0 | 0 | 0 | 0 | -241891.5614 | 0 | 0 | 0 | 0 | 0 | 0 | 0
2016-04-10 14:00 | 0 | 0 | 0 | 0 | 0 | 0 | 493113.2462 | 385109 | 0 | 0 | 0 | 0 | 0 | 0 | 0 | 0 | 0 | 0 | 0 | 0 | 2440996.9752 | 0 | 0 | 0 | 0 | 0 | 0 | 0 | 0 | 0 | 0 | -88743.1518 | 0 | 0 | 0 | 0 | 0 | 0 | 0 | 0 | 0 | 196747.398 | 0 | 0 | 0 | 0 | 0 | 0 | 0
2016-04-10 15:00 | 0 | 0 | 0 | 0 | 0 | 0 | 676491.8236 | 386806 | 0 | 0 | 0 | 0 | 88743.1518 | 0 | 0 | 0 | 0 | 0 | 0 | 0 | 2641939.647 | 0 | 0 | 0 | 0 | 0 | 0 | 0 | 0 | 0 | 0 | 88743.1518 | 0 | 0 | 0 | 0 | 0 | 0 | 0 | 0 | 0 | 200942.6718 | 0 | 0 | 0 | 0 | 0 | 0 | 0
2016-04-10 16:00 | 0 | 0 | 0 | 0 | 0 | 0 | 737037.3936 | 388802 | 0 | 0 | 0 | 0 | 157997.663 | 0 | 0 | 0 | 0 | 0 | 0 | 0 | 2920920.5294 | 0 | 0 | 0 | 0 | 0 | 0 | 0 | 0 | 0 | 0 | 69254.5112 | 0 | 0 | 0 | 0 | 0 | 0 | 0 | 0 | 0 | 278980.8824 | 0 | 0 | 0 | 0 | 0 | 0 | 0
2016-04-10 17:00 | 0 | 0 | 0 | 0 | 0 | 0 | 736082.2586 | 388882 | 0 | 0 | 0 | 0 | 226217.0391 | 0 | 0 | 0 | 0 | 0 | 0 | 0 | 3199901.4118 | 0 | 0 | 0 | 0 | 0 | 0 | 0 | 0 | 0 | 0 | 68219.3762 | 0 | 0 | 0 | 0 | 0 | 0 | 0 | 0 | 0 | 278980.8824 | 0 | 0 | 0 | 0 | 0 | 0 | 0
2016-04-10 18:00 | 0 | 0 | 0 | 0 | 0 | 0 | 719178.0535 | 388785 | 0 | 0 | 0 | 0 | 314960.1909 | 0 | 0 | 0 | 0 | 0 | 0 | 0 | 3441551.3135 | 0 | 0 | 0 | 0 | 0 | 0 | 0 | 0 | 0 | 0 | 88743.1518 | 0 | 0 | 0 | 0 | 0 | 0 | 0 | 0 | 0 | 241649.9017 | 0 | 0 | 0 | 0 | 0 | 0 | 0
2016-04-10 19:00 | 0 | 0 | 0 | 0 | 0 | 0 | 692638.0784 | 388616 | 0 | 0 | 0 | 0 | 340001.3869 | 0 | 0 | 0 | 0 | 0 | 0 | 0 | 3720532.196 | 0 | 0 | 0 | 0 | 0 | 0 | 0 | 0 | 0 | 0 | 25041.196 | 0 | 0 | 0 | 0 | 0 | 0 | 0 | 0 | 0 | 278980.8824 | 0 | 0 | 0 | 0 | 0 | 0 | 0
2016-04-10 20:00 | 0 | 0 | 0 | 0 | 0 | 0 | 663267.121 | 391078 | 0 | 0 | 0 | 0 | 333209.6254 | 0 | 0 | 0 | 0 | 0 | 0 | 0 | 3999513.0784 | 0 | 0 | 0 | 0 | 0 | 0 | 0 | 0 | 0 | 0 | -6791.7615 | 0 | 0 | 0 | 0 | 0 | 0 | 0 | 0 | 0 | 278980.8824 | 0 | 0 | 0 | 0 | 0 | 0 | 0
2016-04-10 21:00 | 0 | 0 | 0 | 0 | 0 | 0 | 611644.7865 | 395313 | 0 | 0 | 0 | 0 | 270560.5295 | 0 | 0 | 0 | 0 | 0 | 0 | 0 | 4278493.9609 | 0 | 0 | 0 | 0 | 0 | 0 | 0 | 0 | 0 | 0 | -62649.0959 | 0 | 0 | 0 | 0 | 0 | 0 | 0 | 0 | 0 | 278980.8824 | 0 | 0 | 0 | 0 | 0 | 0 | 0
2016-04-10 22:00 | 0 | 0 | 0 | 0 | 0 | 0 | 521908.4756 | 399719 | 0 | 0 | 0 | 0 | 359303.6813 | 0 | 0 | 0 | 0 | 0 | 0 | 0 | 4311940.2846 | 0 | 0 | 0 | 0 | 0 | 0 | 0 | 0 | 0 | 0 | 88743.1518 | 0 | 0 | 0 | 0 | 0 | 0 | 0 | 0 | 0 | 33446.3238 | 0 | 0 | 0 | 0 | 0 | 0 | 0
2016-04-10 23:00 | 0 | 0 | 0 | 0 | 0 | 0 | 395949.2097 | 405711 | 0 | 0 | 0 | 0 | 294102.2064 | 0 | 0 | 0 | 0 | 0 | 0 | 0 | 4367379.9692 | 0 | 0 | 0 | 0 | 0 | 0 | 0 | 0 | 0 | 0 | -65201.4749 | 0 | 0 | 0 | 0 | 0 | 0 | 0 | 0 | 0 | 55439.6845 | 0 | 0 | 0 | 0 | 0 | 0 | 0
2016-04-11 | 0 | 0 | 0 | 0 | 0 | 0 | 213856.8127 | 416358 | 0 | 0 | 0 | 0 | 205359.0546 | 0 | 0 | 0 | 0 | 0 | 0 | 0 | 4253621.9337 | 0 | 0 | 0 | 0 | 0 | 0 | 0 | 0 | 0 | 0 | -88743.1518 | 0 | 0 | 0 | 0 | 0 | 0 | 0 | 0 | 0 | -113758.0355 | 0 | 0 | 0 | 0 | 0 | 0 | 0
2016-04-11 01:00 | 0 | 0 | 0 | 0 | 0 | 702331.4853 | 43097.7939 | 415376 | 0 | 0 | 0 | 0 | 294102.2064 | 0 | 0 | 0 | 0 | 0 | 0 | 0 | 4494932.0611 | 0 | 0 | 0 | 0 | 0 | 0 | 0 | 0 | 0 | 0 | 88743.1518 | 0 | 0 | 0 | 0 | 0 | 0 | 0 | 0 | 0 | 241310.1274 | 0 | 0 | 0 | 0 | 0 | 0 | 0
2016-04-11 02:00 | 0 | 0 | 0 | 0 | 0 | 33784.0901 | 1.8757 | 401510 | 0 | 0 | 0 | 0 | 205359.0546 | 0 | 0 | 0 | 0 | 0 | 0 | 0 | 4215951.1787 | 0 | 0 | 0 | 0 | 0 | 0 | 0 | 0 | 0 | 0 | -88743.1518 | 0 | 0 | 0 | 0 | 0 | 0 | 0 | 0 | 0 | -278980.8824 | 0 | 0 | 0 | 0 | 0 | 0 | 0
2016-04-11 03:00 | 0 | 0 | 0 | 0 | 0 | 193556.2694 | 0 | 383794 | 0 | 0 | 0 | 0 | 294102.2064 | 0 | 0 | 0 | 0 | 0 | 0 | 0 | 3936970.2962 | 0 | 0 | 0 | 0 | 0 | 0 | 0 | 0 | 0 | 0 | 88743.1518 | 0 | 0 | 0 | 0 | 0 | 0 | 0 | 0 | 0 | -278980.8824 | 0 | 0 | 0 | 0 | 0 | 0 | 0
2016-04-11 04:00 | 0 | 0 | 0 | 0 | 0 | 174996.2694 | 0 | 365234 | 0 | 0 | 0 | 0 | 382845.3582 | 0 | 0 | 0 | 0 | 0 | 0 | 0 | 3657989.4138 | 0 | 0 | 0 | 0 | 0 | 0 | 0 | 0 | 0 | 0 | 88743.1518 | 0 | 0 | 0 | 0 | 0 | 0 | 0 | 0 | 0 | -278980.8824 | 0 | 0 | 0 | 0 | 0 | 0 | 0
2016-04-11 05:00 | 0 | 0 | 0 | 0 | 0 | 0 | 0 | 350424 | 0 | 0 | 0 | 0 | 294102.2064 | 0 | 0 | 0 | 0 | 0 | 0 | 0 | 3396308.5656 | 0 | 0 | 0 | 0 | 0 | 0 | 0 | 0 | 0 | 0 | -88743.1518 | 0 | 0 | 0 | 0 | 0 | 0 | 0 | 0 | 0 | -261680.8482 | 0 | 0 | 0 | 0 | 0 | 0 | 0
2016-04-11 06:00 | 0 | 0 | 0 | 0 | 0 | 150209.2694 | 0 | 340447 | 0 | 0 | 0 | 0 | 382845.3582 | 0 | 0 | 0 | 0 | 0 | 0 | 0 | 3117327.6831 | 0 | 0 | 0 | 0 | 0 | 0 | 0 | 0 | 0 | 0 | 88743.1518 | 0 | 0 | 0 | 0 | 0 | 0 | 0 | 0 | 0 | -278980.8824 | 0 | 0 | 0 | 0 | 0 | 0 | 0
2016-04-11 07:00 | 0 | 0 | 0 | 0 | 0 | 525420.7306 | 0 | 335183 | 0 | 0 | 0 | 0 | 294102.2064 | 0 | 0 | 0 | 0 | 0 | 0 | 0 | 3396308.5656 | 0 | 0 | 0 | 0 | 0 | 0 | 0 | 0 | 0 | 0 | -88743.1518 | 0 | 0 | 0 | 0 | 0 | 0 | 0 | 0 | 0 | 278980.8824 | 0 | 0 | 0 | 0 | 0 | 0 | 0
2016-04-11 08:00 | 0 | 0 | 0 | 0 | 0 | 0 | 0 | 337219 | 0 | 0 | 0 | 0 | 205359.0546 | 0 | 0 | 0 | 0 | 0 | 0 | 0 | 3147832.7174 | 0 | 0 | 0 | 0 | 0 | 0 | 0 | 0 | 0 | 0 | -88743.1518 | 0 | 0 | 0 | 0 | 0 | 0 | 0 | 0 | 0 | -248475.8482 | 0 | 0 | 0 | 0 | 0 | 0 | 0
2016-04-11 09:00 | 0 | 0 | 0 | 0 | 0 | 158490.2694 | 0 | 348728 | 0 | 0 | 0 | 0 | 294102.2064 | 0 | 0 | 0 | 0 | 0 | 0 | 0 | 2868851.8349 | 0 | 0 | 0 | 0 | 0 | 0 | 0 | 0 | 0 | 0 | 88743.1518 | 0 | 0 | 0 | 0 | 0 | 0 | 0 | 0 | 0 | -278980.8824 | 0 | 0 | 0 | 0 | 0 | 0 | 0
2016-04-11 10:00 | 0 | 0 | 0 | 0 | 0 | 8607.9658 | 0 | 376332 | 0 | 0 | 0 | 0 | 205359.0546 | 0 | 0 | 0 | 0 | 0 | 0 | 0 | 2589870.9525 | 0 | 0 | 0 | 0 | 0 | 0 | 0 | 0 | 0 | 0 | -88743.1518 | 0 | 0 | 0 | 0 | 0 | 0 | 0 | 0 | 0 | -278980.8824 | 0 | 0 | 0 | 0 | 0 | 0 | 0
2016-04-11 11:00 | 0 | 0 | 0 | 0 | 0 | 34535.9658 | 0 | 402260 | 0 | 0 | 0 | 0 | 116615.9029 | 0 | 0 | 0 | 0 | 0 | 0 | 0 | 2310890.07 | 0 | 0 | 0 | 0 | 0 | 0 | 0 | 0 | 0 | 0 | -88743.1518 | 0 | 0 | 0 | 0 | 0 | 0 | 0 | 0 | 0 | -278980.8824 | 0 | 0 | 0 | 0 | 0 | 0 | 0
2016-04-11 12:00 | 0 | 0 | 0 | 0 | 0 | 413534.395 | 391.8043 | 414026 | 0 | 0 | 0 | 0 | 27872.7511 | 0 | 0 | 0 | 0 | 0 | 0 | 0 | 2399533.4211 | 0 | 0 | 0 | 0 | 0 | 0 | 0 | 0 | 0 | 0 | -88743.1518 | 0 | 0 | 0 | 0 | 0 | 0 | 0 | 0 | 0 | 88643.3511 | 0 | 0 | 0 | 0 | 0 | 0 | 0
2016-04-11 13:00 | 0 | 0 | 0 | 0 | 0 | 0 | 212992.3293 | 421216 | 0 | 0 | 0 | 0 | 88743.1518 | 0 | 0 | 0 | 0 | 0 | 0 | 0 | 2130439.3496 | 0 | 0 | 0 | 0 | 0 | 0 | 0 | 0 | 0 | 0 | 60870.4007 | 0 | 0 | 0 | 0 | 0 | 0 | 0 | 0 | 0 | -269094.0715 | 0 | 0 | 0 | 0 | 0 | 0 | 0
2016-04-11 14:00 | 0 | 0 | 0 | 0 | 0 | 0 | 504326.625 | 427489 | 0 | 0 | 0 | 0 | 0 | 0 | 0 | 0 | 0 | 0 | 0 | 0 | 2296020.1265 | 0 | 0 | 0 | 0 | 0 | 0 | 0 | 0 | 0 | 0 | -88743.1518 | 0 | 0 | 0 | 0 | 0 | 0 | 0 | 0 | 0 | 165580.7768 | 0 | 0 | 0 | 0 | 0 | 0 | 0
2016-04-11 15:00 | 0 | 0 | 0 | 0 | 0 | 0 | 705253.4759 | 430492 | 0 | 0 | 0 | 0 | 0 | 0 | 0 | 0 | 0 | 0 | 0 | 0 | 2570781.6023 | 0 | 0 | 0 | 0 | 0 | 0 | 0 | 0 | 0 | 0 | 0 | 0 | 0 | 0 | 0 | 0 | 0 | 0 | 0 | 0 | 274761.4759 | 0 | 0 | 0 | 0 | 0 | 0 | 0
2016-04-11 16:00 | 0 | 0 | 0 | 0 | 0 | 0 | 785444.4977 | 430721 | 0 | 0 | 0 | 0 | 75742.6152 | 0 | 0 | 0 | 0 | 0 | 0 | 0 | 2849762.4848 | 0 | 0 | 0 | 0 | 0 | 0 | 0 | 0 | 0 | 0 | 75742.6152 | 0 | 0 | 0 | 0 | 0 | 0 | 0 | 0 | 0 | 278980.8824 | 0 | 0 | 0 | 0 | 0 | 0 | 0
2016-04-11 17:00 | 0 | 0 | 0 | 0 | 0 | 0 | 787046.2924 | 431134 | 0 | 0 | 0 | 0 | 152674.0252 | 0 | 0 | 0 | 0 | 0 | 0 | 0 | 3128743.3672 | 0 | 0 | 0 | 0 | 0 | 0 | 0 | 0 | 0 | 0 | 76931.41 | 0 | 0 | 0 | 0 | 0 | 0 | 0 | 0 | 0 | 278980.8824 | 0 | 0 | 0 | 0 | 0 | 0 | 0
2016-04-11 18:00 | 0 | 0 | 0 | 0 | 0 | 0 | 770520.5532 | 431481 | 0 | 0 | 0 | 0 | 212732.696 | 0 | 0 | 0 | 0 | 0 | 0 | 0 | 3407724.2497 | 0 | 0 | 0 | 0 | 0 | 0 | 0 | 0 | 0 | 0 | 60058.6708 | 0 | 0 | 0 | 0 | 0 | 0 | 0 | 0 | 0 | 278980.8824 | 0 | 0 | 0 | 0 | 0 | 0 | 0
2016-04-11 19:00 | 0 | 0 | 0 | 0 | 0 | 0 | 756755.4871 | 431842 | 0 | 0 | 0 | 0 | 260266.3328 | 0 | 0 | 0 | 0 | 0 | 0 | 0 | 3685104.1 | 0 | 0 | 0 | 0 | 0 | 0 | 0 | 0 | 0 | 0 | 47533.6368 | 0 | 0 | 0 | 0 | 0 | 0 | 0 | 0 | 0 | 277379.8503 | 0 | 0 | 0 | 0 | 0 | 0 | 0
2016-04-11 20:00 | 0 | 0 | 0 | 0 | 0 | 0 | 751586.4266 | 432855 | 0 | 0 | 0 | 0 | 300016.8769 | 0 | 0 | 0 | 0 | 0 | 0 | 0 | 3964084.9824 | 0 | 0 | 0 | 0 | 0 | 0 | 0 | 0 | 0 | 0 | 39750.5441 | 0 | 0 | 0 | 0 | 0 | 0 | 0 | 0 | 0 | 278980.8824 | 0 | 0 | 0 | 0 | 0 | 0 | 0
2016-04-11 21:00 | 0 | 0 | 0 | 0 | 0 | 0 | 734187.4248 | 434795 | 0 | 0 | 0 | 0 | 320428.4193 | 0 | 0 | 0 | 0 | 0 | 0 | 0 | 4243065.8649 | 0 | 0 | 0 | 0 | 0 | 0 | 0 | 0 | 0 | 0 | 20411.5424 | 0 | 0 | 0 | 0 | 0 | 0 | 0 | 0 | 0 | 278980.8824 | 0 | 0 | 0 | 0 | 0 | 0 | 0
2016-04-11 22:00 | 0 | 0 | 0 | 0 | 0 | 0 | 687533.6696 | 434879 | 0 | 0 | 0 | 0 | 294102.2064 | 0 | 0 | 0 | 0 | 0 | 0 | 0 | 4522046.7473 | 0 | 0 | 0 | 0 | 0 | 0 | 0 | 0 | 0 | 0 | -26326.2128 | 0 | 0 | 0 | 0 | 0 | 0 | 0 | 0 | 0 | 278980.8824 | 0 | 0 | 0 | 0 | 0 | 0 | 0
2016-04-11 23:00 | 0 | 0 | 0 | 0 | 0 | 0 | 573346.0625 | 435622 | 0 | 0 | 0 | 0 | 382845.3582 | 0 | 0 | 0 | 0 | 0 | 0 | 0 | 4571027.658 | 0 | 0 | 0 | 0 | 0 | 0 | 0 | 0 | 0 | 0 | 88743.1518 | 0 | 0 | 0 | 0 | 0 | 0 | 0 | 0 | 0 | 48980.9107 | 0 | 0 | 0 | 0 | 0 | 0 | 0
2016-04-12 | 0 | 0 | 0 | 0 | 0 | 0 | 359701.0806 | 440493 | 0 | 0 | 0 | 0 | 354972.6072 | 0 | 0 | 0 | 0 | 0 | 0 | 0 | 4518108.4897 | 0 | 0 | 0 | 0 | 0 | 0 | 0 | 0 | 0 | 0 | -27872.7511 | 0 | 0 | 0 | 0 | 0 | 0 | 0 | 0 | 0 | -52919.1683 | 0 | 0 | 0 | 0 | 0 | 0 | 0
2016-04-12 01:00 | 0 | 0 | 0 | 0 | 0 | 430228.5204 | 73635.3285 | 436390 | 0 | 0 | 0 | 0 | 266229.4554 | 0 | 0 | 0 | 0 | 0 | 0 | 0 | 4674325.4904 | 0 | 0 | 0 | 0 | 0 | 0 | 0 | 0 | 0 | 0 | -88743.1518 | 0 | 0 | 0 | 0 | 0 | 0 | 0 | 0 | 0 | 156217.0007 | 0 | 0 | 0 | 0 | 0 | 0 | 0
2016-04-12 02:00 | 0 | 0 | 0 | 0 | 0 | 51423.1131 | 20.8527 | 419168 | 0 | 0 | 0 | 0 | 177486.3036 | 0 | 0 | 0 | 0 | 0 | 0 | 0 | 4395344.6079 | 0 | 0 | 0 | 0 | 0 | 0 | 0 | 0 | 0 | 0 | -88743.1518 | 0 | 0 | 0 | 0 | 0 | 0 | 0 | 0 | 0 | -278980.8824 | 0 | 0 | 0 | 0 | 0 | 0 | 0
2016-04-12 03:00 | 0 | 0 | 0 | 0 | 0 | 206159.2694 | 0 | 396397 | 0 | 0 | 0 | 0 | 266229.4554 | 0 | 0 | 0 | 0 | 0 | 0 | 0 | 4116363.7255 | 0 | 0 | 0 | 0 | 0 | 0 | 0 | 0 | 0 | 0 | 88743.1518 | 0 | 0 | 0 | 0 | 0 | 0 | 0 | 0 | 0 | -278980.8824 | 0 | 0 | 0 | 0 | 0 | 0 | 0
2016-04-12 04:00 | 0 | 0 | 0 | 0 | 0 | 7639.9658 | 0 | 375364 | 0 | 0 | 0 | 0 | 177486.3036 | 0 | 0 | 0 | 0 | 0 | 0 | 0 | 3837382.843 | 0 | 0 | 0 | 0 | 0 | 0 | 0 | 0 | 0 | 0 | -88743.1518 | 0 | 0 | 0 | 0 | 0 | 0 | 0 | 0 | 0 | -278980.8824 | 0 | 0 | 0 | 0 | 0 | 0 | 0
2016-04-12 05:00 | 0 | 0 | 0 | 0 | 0 | 167435.2694 | 0 | 357673 | 0 | 0 | 0 | 0 | 266229.4554 | 0 | 0 | 0 | 0 | 0 | 0 | 0 | 3558401.9606 | 0 | 0 | 0 | 0 | 0 | 0 | 0 | 0 | 0 | 0 | 88743.1518 | 0 | 0 | 0 | 0 | 0 | 0 | 0 | 0 | 0 | -278980.8824 | 0 | 0 | 0 | 0 | 0 | 0 | 0
2016-04-12 06:00 | 0 | 0 | 0 | 0 | 0 | 451073.3643 | 0 | 345682 | 0 | 0 | 0 | 0 | 177486.3036 | 0 | 0 | 0 | 0 | 0 | 0 | 0 | 3752536.4767 | 0 | 0 | 0 | 0 | 0 | 0 | 0 | 0 | 0 | 0 | -88743.1518 | 0 | 0 | 0 | 0 | 0 | 0 | 0 | 0 | 0 | 194134.5161 | 0 | 0 | 0 | 0 | 0 | 0 | 0
2016-04-12 07:00 | 0 | 0 | 0 | 0 | 0 | 0 | 0 | 339401 | 0 | 0 | 0 | 0 | 88743.1518 | 0 | 0 | 0 | 0 | 0 | 0 | 0 | 3501878.6285 | 0 | 0 | 0 | 0 | 0 | 0 | 0 | 0 | 0 | 0 | -88743.1518 | 0 | 0 | 0 | 0 | 0 | 0 | 0 | 0 | 0 | -250657.8482 | 0 | 0 | 0 | 0 | 0 | 0 | 0
2016-04-12 08:00 | 0 | 0 | 0 | 0 | 0 | 149378.2694 | 0 | 339616 | 0 | 0 | 0 | 0 | 177486.3036 | 0 | 0 | 0 | 0 | 0 | 0 | 0 | 3222897.7461 | 0 | 0 | 0 | 0 | 0 | 0 | 0 | 0 | 0 | 0 | 88743.1518 | 0 | 0 | 0 | 0 | 0 | 0 | 0 | 0 | 0 | -278980.8824 | 0 | 0 | 0 | 0 | 0 | 0 | 0
2016-04-12 09:00 | 0 | 0 | 0 | 0 | 0 | 159576.2694 | 0 | 349814 | 0 | 0 | 0 | 0 | 266229.4554 | 0 | 0 | 0 | 0 | 0 | 0 | 0 | 2943916.8636 | 0 | 0 | 0 | 0 | 0 | 0 | 0 | 0 | 0 | 0 | 88743.1518 | 0 | 0 | 0 | 0 | 0 | 0 | 0 | 0 | 0 | -278980.8824 | 0 | 0 | 0 | 0 | 0 | 0 | 0
2016-04-12 10:00 | 0 | 0 | 0 | 0 | 0 | 9144.9658 | 0 | 376869 | 0 | 0 | 0 | 0 | 177486.3036 | 0 | 0 | 0 | 0 | 0 | 0 | 0 | 2664935.9812 | 0 | 0 | 0 | 0 | 0 | 0 | 0 | 0 | 0 | 0 | -88743.1518 | 0 | 0 | 0 | 0 | 0 | 0 | 0 | 0 | 0 | -278980.8824 | 0 | 0 | 0 | 0 | 0 | 0 | 0
2016-04-12 11:00 | 0 | 0 | 0 | 0 | 0 | 35058.9658 | 0 | 402783 | 0 | 0 | 0 | 0 | 88743.1518 | 0 | 0 | 0 | 0 | 0 | 0 | 0 | 2385955.0987 | 0 | 0 | 0 | 0 | 0 | 0 | 0 | 0 | 0 | 0 | -88743.1518 | 0 | 0 | 0 | 0 | 0 | 0 | 0 | 0 | 0 | -278980.8824 | 0 | 0 | 0 | 0 | 0 | 0 | 0
2016-04-12 12:00 | 0 | 0 | 0 | 0 | 0 | 45447.4986 | 936.4671 | 414108 | 0 | 0 | 0 | 0 | 0 | 0 | 0 | 0 | 0 | 0 | 0 | 0 | 2106974.2163 | 0 | 0 | 0 | 0 | 0 | 0 | 0 | 0 | 0 | 0 | -88743.1518 | 0 | 0 | 0 | 0 | 0 | 0 | 0 | 0 | 0 | -278980.8824 | 0 | 0 | 0 | 0 | 0 | 0 | 0
2016-04-12 13:00 | 0 | 0 | 0 | 0 | 0 | 0 | 187195.7369 | 420206 | 0 | 0 | 0 | 0 | 0 | 0 | 0 | 0 | 0 | 0 | 0 | 0 | 1873963.9532 | 0 | 0 | 0 | 0 | 0 | 0 | 0 | 0 | 0 | 0 | 0 | 0 | 0 | 0 | 0 | 0 | 0 | 0 | 0 | 0 | -233010.2631 | 0 | 0 | 0 | 0 | 0 | 0 | 0
2016-04-12 14:00 | 0 | 0 | 0 | 0 | 0 | 0 | 521068.2452 | 426478 | 0 | 0 | 0 | 0 | 0 | 0 | 0 | 0 | 0 | 0 | 0 | 0 | 1968554.1984 | 0 | 0 | 0 | 0 | 0 | 0 | 0 | 0 | 0 | 0 | 0 | 0 | 0 | 0 | 0 | 0 | 0 | 0 | 0 | 0 | 94590.2452 | 0 | 0 | 0 | 0 | 0 | 0 | 0
2016-04-12 15:00 | 0 | 0 | 0 | 0 | 0 | 0 | 701304.8573 | 428627 | 0 | 0 | 0 | 0 | 88743.1518 | 0 | 0 | 0 | 0 | 0 | 0 | 0 | 2152488.9039 | 0 | 0 | 0 | 0 | 0 | 0 | 0 | 0 | 0 | 0 | 88743.1518 | 0 | 0 | 0 | 0 | 0 | 0 | 0 | 0 | 0 | 183934.7055 | 0 | 0 | 0 | 0 | 0 | 0 | 0
2016-04-12 16:00 | 0 | 0 | 0 | 0 | 0 | 0 | 761151.3016 | 428801 | 0 | 0 | 0 | 0 | 162152.2262 | 0 | 0 | 0 | 0 | 0 | 0 | 0 | 2411430.1311 | 0 | 0 | 0 | 0 | 0 | 0 | 0 | 0 | 0 | 0 | 73409.0744 | 0 | 0 | 0 | 0 | 0 | 0 | 0 | 0 | 0 | 258941.2272 | 0 | 0 | 0 | 0 | 0 | 0 | 0
2016-04-12 17:00 | 0 | 0 | 0 | 0 | 0 | 0 | 754988.2708 | 429079 | 0 | 0 | 0 | 0 | 250895.378 | 0 | 0 | 0 | 0 | 0 | 0 | 0 | 2648596.2501 | 0 | 0 | 0 | 0 | 0 | 0 | 0 | 0 | 0 | 0 | 88743.1518 | 0 | 0 | 0 | 0 | 0 | 0 | 0 | 0 | 0 | 237166.119 | 0 | 0 | 0 | 0 | 0 | 0 | 0
2016-04-12 18:00 | 0 | 0 | 0 | 0 | 0 | 0 | 737236.6353 | 428016 | 0 | 0 | 0 | 0 | 281135.1309 | 0 | 0 | 0 | 0 | 0 | 0 | 0 | 2927577.1326 | 0 | 0 | 0 | 0 | 0 | 0 | 0 | 0 | 0 | 0 | 30239.7529 | 0 | 0 | 0 | 0 | 0 | 0 | 0 | 0 | 0 | 278980.8824 | 0 | 0 | 0 | 0 | 0 | 0 | 0
2016-04-12 19:00 | 0 | 0 | 0 | 0 | 0 | 0 | 719136.9926 | 426659 | 0 | 0 | 0 | 0 | 294632.241 | 0 | 0 | 0 | 0 | 0 | 0 | 0 | 3206558.015 | 0 | 0 | 0 | 0 | 0 | 0 | 0 | 0 | 0 | 0 | 13497.1101 | 0 | 0 | 0 | 0 | 0 | 0 | 0 | 0 | 0 | 278980.8824 | 0 | 0 | 0 | 0 | 0 | 0 | 0
2016-04-12 20:00 | 0 | 0 | 0 | 0 | 0 | 0 | 704857.8479 | 426407 | 0 | 0 | 0 | 0 | 294102.2064 | 0 | 0 | 0 | 0 | 0 | 0 | 0 | 3485538.8974 | 0 | 0 | 0 | 0 | 0 | 0 | 0 | 0 | 0 | 0 | -530.0345 | 0 | 0 | 0 | 0 | 0 | 0 | 0 | 0 | 0 | 278980.8824 | 0 | 0 | 0 | 0 | 0 | 0 | 0
2016-04-12 21:00 | 0 | 0 | 0 | 0 | 0 | 0 | 677393.5799 | 426789 | 0 | 0 | 0 | 0 | 382845.3582 | 0 | 0 | 0 | 0 | 0 | 0 | 0 | 3647400.3255 | 0 | 0 | 0 | 0 | 0 | 0 | 0 | 0 | 0 | 0 | 88743.1518 | 0 | 0 | 0 | 0 | 0 | 0 | 0 | 0 | 0 | 161861.4281 | 0 | 0 | 0 | 0 | 0 | 0 | 0
2016-04-12 22:00 | 0 | 0 | 0 | 0 | 0 | 0 | 628778.6238 | 425314 | 0 | 0 | 0 | 0 | 382845.3582 | 0 | 0 | 0 | 0 | 0 | 0 | 0 | 3850864.9493 | 0 | 0 | 0 | 0 | 0 | 0 | 0 | 0 | 0 | 0 | 0 | 0 | 0 | 0 | 0 | 0 | 0 | 0 | 0 | 0 | 203464.6238 | 0 | 0 | 0 | 0 | 0 | 0 | 0
2016-04-12 23:00 | 0 | 0 | 0 | 0 | 0 | 0 | 522774.6356 | 426837 | 0 | 0 | 0 | 0 | 294102.2064 | 0 | 0 | 0 | 0 | 0 | 0 | 0 | 4035545.7367 | 0 | 0 | 0 | 0 | 0 | 0 | 0 | 0 | 0 | 0 | -88743.1518 | 0 | 0 | 0 | 0 | 0 | 0 | 0 | 0 | 0 | 184680.7874 | 0 | 0 | 0 | 0 | 0 | 0 | 0
2016-04-13 | 0 | 0 | 0 | 0 | 0 | 0 | 354439.3849 | 437655 | 0 | 0 | 0 | 0 | 382845.3582 | 0 | 0 | 0 | 0 | 0 | 0 | 0 | 3863586.9698 | 0 | 0 | 0 | 0 | 0 | 0 | 0 | 0 | 0 | 0 | 88743.1518 | 0 | 0 | 0 | 0 | 0 | 0 | 0 | 0 | 0 | -171958.7669 | 0 | 0 | 0 | 0 | 0 | 0 | 0
2016-04-13 01:00 | 0 | 0 | 0 | 0 | 0 | 504368.4523 | 89779.0223 | 436961 | 0 | 0 | 0 | 0 | 294102.2064 | 0 | 0 | 0 | 0 | 0 | 0 | 0 | 4109516.5962 | 0 | 0 | 0 | 0 | 0 | 0 | 0 | 0 | 0 | 0 | -88743.1518 | 0 | 0 | 0 | 0 | 0 | 0 | 0 | 0 | 0 | 245929.6264 | 0 | 0 | 0 | 0 | 0 | 0 | 0
2016-04-13 02:00 | 0 | 0 | 0 | 0 | 0 | 229735.8927 | 21.3766 | 419995 | 0 | 0 | 0 | 0 | 382845.3582 | 0 | 0 | 0 | 0 | 0 | 0 | 0 | 3830535.7138 | 0 | 0 | 0 | 0 | 0 | 0 | 0 | 0 | 0 | 0 | 88743.1518 | 0 | 0 | 0 | 0 | 0 | 0 | 0 | 0 | 0 | -278980.8824 | 0 | 0 | 0 | 0 | 0 | 0 | 0
2016-04-13 03:00 | 0 | 0 | 0 | 0 | 0 | 70802.298 | 0 | 397238 | 0 | 0 | 0 | 0 | 335390.5387 | 0 | 0 | 0 | 0 | 0 | 0 | 0 | 3551554.8313 | 0 | 0 | 0 | 0 | 0 | 0 | 0 | 0 | 0 | 0 | -47454.8195 | 0 | 0 | 0 | 0 | 0 | 0 | 0 | 0 | 0 | -278980.8824 | 0 | 0 | 0 | 0 | 0 | 0 | 0
2016-04-13 04:00 | 0 | 0 | 0 | 0 | 0 | 8470.9658 | 0 | 376195 | 0 | 0 | 0 | 0 | 246647.3869 | 0 | 0 | 0 | 0 | 0 | 0 | 0 | 3272573.9489 | 0 | 0 | 0 | 0 | 0 | 0 | 0 | 0 | 0 | 0 | -88743.1518 | 0 | 0 | 0 | 0 | 0 | 0 | 0 | 0 | 0 | -278980.8824 | 0 | 0 | 0 | 0 | 0 | 0 | 0
2016-04-13 05:00 | 0 | 0 | 0 | 0 | 0 | 0 | 0 | 360619 | 0 | 0 | 0 | 0 | 165009.2694 | 0 | 0 | 0 | 0 | 0 | 0 | 0 | 2993593.0664 | 0 | 0 | 0 | 0 | 0 | 0 | 0 | 0 | 0 | 0 | -81638.1176 | 0 | 0 | 0 | 0 | 0 | 0 | 0 | 0 | 0 | -278980.8824 | 0 | 0 | 0 | 0 | 0 | 0 | 0
2016-04-13 06:00 | 0 | 0 | 0 | 0 | 0 | 502174.8135 | 0 | 349758 | 0 | 0 | 0 | 0 | 76266.1176 | 0 | 0 | 0 | 0 | 0 | 0 | 0 | 3234753.0318 | 0 | 0 | 0 | 0 | 0 | 0 | 0 | 0 | 0 | 0 | -88743.1518 | 0 | 0 | 0 | 0 | 0 | 0 | 0 | 0 | 0 | 241159.9653 | 0 | 0 | 0 | 0 | 0 | 0 | 0
2016-04-13 07:00 | 0 | 0 | 0 | 0 | 0 | 153766.2694 | 0 | 344004 | 0 | 0 | 0 | 0 | 165009.2694 | 0 | 0 | 0 | 0 | 0 | 0 | 0 | 2955772.1493 | 0 | 0 | 0 | 0 | 0 | 0 | 0 | 0 | 0 | 0 | 88743.1518 | 0 | 0 | 0 | 0 | 0 | 0 | 0 | 0 | 0 | -278980.8824 | 0 | 0 | 0 | 0 | 0 | 0 | 0
2016-04-13 08:00 | 0 | 0 | 0 | 0 | 0 | 153496.2694 | 0 | 343734 | 0 | 0 | 0 | 0 | 253752.4211 | 0 | 0 | 0 | 0 | 0 | 0 | 0 | 2676791.2669 | 0 | 0 | 0 | 0 | 0 | 0 | 0 | 0 | 0 | 0 | 88743.1518 | 0 | 0 | 0 | 0 | 0 | 0 | 0 | 0 | 0 | -278980.8824 | 0 | 0 | 0 | 0 | 0 | 0 | 0
2016-04-13 09:00 | 0 | 0 | 0 | 0 | 0 | 0 | 0 | 355247 | 0 | 0 | 0 | 0 | 177486.3036 | 0 | 0 | 0 | 0 | 0 | 0 | 0 | 2397810.3844 | 0 | 0 | 0 | 0 | 0 | 0 | 0 | 0 | 0 | 0 | -76266.1176 | 0 | 0 | 0 | 0 | 0 | 0 | 0 | 0 | 0 | -278980.8824 | 0 | 0 | 0 | 0 | 0 | 0 | 0
2016-04-13 10:00 | 0 | 0 | 0 | 0 | 0 | 16120.9658 | 0 | 383845 | 0 | 0 | 0 | 0 | 88743.1518 | 0 | 0 | 0 | 0 | 0 | 0 | 0 | 2118829.502 | 0 | 0 | 0 | 0 | 0 | 0 | 0 | 0 | 0 | 0 | -88743.1518 | 0 | 0 | 0 | 0 | 0 | 0 | 0 | 0 | 0 | -278980.8824 | 0 | 0 | 0 | 0 | 0 | 0 | 0
2016-04-13 11:00 | 0 | 0 | 0 | 0 | 0 | 40584.9658 | 0 | 408309 | 0 | 0 | 0 | 0 | 0 | 0 | 0 | 0 | 0 | 0 | 0 | 0 | 1839848.6195 | 0 | 0 | 0 | 0 | 0 | 0 | 0 | 0 | 0 | 0 | -88743.1518 | 0 | 0 | 0 | 0 | 0 | 0 | 0 | 0 | 0 | -278980.8824 | 0 | 0 | 0 | 0 | 0 | 0 | 0
2016-04-13 12:00 | 0 | 0 | 0 | 0 | 0 | 305116.4549 | 2115.9142 | 416018 | 0 | 0 | 0 | 0 | 0 | 0 | 0 | 0 | 0 | 0 | 0 | 0 | 1731062.9886 | 0 | 0 | 0 | 0 | 0 | 0 | 0 | 0 | 0 | 0 | 0 | 0 | 0 | 0 | 0 | 0 | 0 | 0 | 0 | 0 | -108785.6309 | 0 | 0 | 0 | 0 | 0 | 0 | 0
2016-04-13 13:00 | 0 | 0 | 0 | 0 | 0 | 0 | 232279.777 | 419496 | 0 | 0 | 0 | 0 | 0 | 0 | 0 | 0 | 0 | 0 | 0 | 0 | 1543846.7656 | 0 | 0 | 0 | 0 | 0 | 0 | 0 | 0 | 0 | 0 | 0 | 0 | 0 | 0 | 0 | 0 | 0 | 0 | 0 | 0 | -187216.223 | 0 | 0 | 0 | 0 | 0 | 0 | 0
2016-04-13 14:00 | 0 | 0 | 0 | 0 | 0 | 0 | 587429.0116 | 422022 | 0 | 0 | 0 | 0 | 0 | 0 | 0 | 0 | 0 | 0 | 0 | 0 | 1709253.7772 | 0 | 0 | 0 | 0 | 0 | 0 | 0 | 0 | 0 | 0 | 0 | 0 | 0 | 0 | 0 | 0 | 0 | 0 | 0 | 0 | 165407.0116 | 0 | 0 | 0 | 0 | 0 | 0 | 0
2016-04-13 15:00 | 0 | 0 | 0 | 0 | 0 | 0 | 701657.8824 | 422677 | 0 | 0 | 0 | 0 | 0 | 0 | 0 | 0 | 0 | 0 | 0 | 0 | 1988234.6597 | 0 | 0 | 0 | 0 | 0 | 0 | 0 | 0 | 0 | 0 | 0 | 0 | 0 | 0 | 0 | 0 | 0 | 0 | 0 | 0 | 278980.8824 | 0 | 0 | 0 | 0 | 0 | 0 | 0
2016-04-13 16:00 | 0 | 0 | 0 | 0 | 0 | 0 | 789359.0342 | 421635 | 0 | 0 | 0 | 0 | 88743.1518 | 0 | 0 | 0 | 0 | 0 | 0 | 0 | 2267215.5421 | 0 | 0 | 0 | 0 | 0 | 0 | 0 | 0 | 0 | 0 | 88743.1518 | 0 | 0 | 0 | 0 | 0 | 0 | 0 | 0 | 0 | 278980.8824 | 0 | 0 | 0 | 0 | 0 | 0 | 0
2016-04-13 17:00 | 0 | 0 | 0 | 0 | 0 | 0 | 789145.0342 | 421421 | 0 | 0 | 0 | 0 | 177486.3036 | 0 | 0 | 0 | 0 | 0 | 0 | 0 | 2546196.4246 | 0 | 0 | 0 | 0 | 0 | 0 | 0 | 0 | 0 | 0 | 88743.1518 | 0 | 0 | 0 | 0 | 0 | 0 | 0 | 0 | 0 | 278980.8824 | 0 | 0 | 0 | 0 | 0 | 0 | 0
2016-04-13 18:00 | 0 | 0 | 0 | 0 | 0 | 0 | 788042.0342 | 420318 | 0 | 0 | 0 | 0 | 266229.4554 | 0 | 0 | 0 | 0 | 0 | 0 | 0 | 2825177.307 | 0 | 0 | 0 | 0 | 0 | 0 | 0 | 0 | 0 | 0 | 88743.1518 | 0 | 0 | 0 | 0 | 0 | 0 | 0 | 0 | 0 | 278980.8824 | 0 | 0 | 0 | 0 | 0 | 0 | 0
2016-04-13 19:00 | 0 | 0 | 0 | 0 | 0 | 0 | 786871.0342 | 419147 | 0 | 0 | 0 | 0 | 354972.6072 | 0 | 0 | 0 | 0 | 0 | 0 | 0 | 3104158.1894 | 0 | 0 | 0 | 0 | 0 | 0 | 0 | 0 | 0 | 0 | 88743.1518 | 0 | 0 | 0 | 0 | 0 | 0 | 0 | 0 | 0 | 278980.8824 | 0 | 0 | 0 | 0 | 0 | 0 | 0
2016-04-13 20:00 | 0 | 0 | 0 | 0 | 0 | 0 | 726433.6335 | 419580 | 0 | 0 | 0 | 0 | 382845.3582 | 0 | 0 | 0 | 0 | 0 | 0 | 0 | 3383139.0719 | 0 | 0 | 0 | 0 | 0 | 0 | 0 | 0 | 0 | 0 | 27872.7511 | 0 | 0 | 0 | 0 | 0 | 0 | 0 | 0 | 0 | 278980.8824 | 0 | 0 | 0 | 0 | 0 | 0 | 0
2016-04-13 21:00 | 0 | 0 | 0 | 0 | 0 | 0 | 699430.8824 | 420450 | 0 | 0 | 0 | 0 | 382845.3582 | 0 | 0 | 0 | 0 | 0 | 0 | 0 | 3662119.9543 | 0 | 0 | 0 | 0 | 0 | 0 | 0 | 0 | 0 | 0 | 0 | 0 | 0 | 0 | 0 | 0 | 0 | 0 | 0 | 0 | 278980.8824 | 0 | 0 | 0 | 0 | 0 | 0 | 0
2016-04-13 22:00 | 0 | 0 | 0 | 0 | 0 | 0 | 699694.8824 | 420714 | 0 | 0 | 0 | 0 | 382845.3582 | 0 | 0 | 0 | 0 | 0 | 0 | 0 | 3941100.8368 | 0 | 0 | 0 | 0 | 0 | 0 | 0 | 0 | 0 | 0 | 0 | 0 | 0 | 0 | 0 | 0 | 0 | 0 | 0 | 0 | 278980.8824 | 0 | 0 | 0 | 0 | 0 | 0 | 0
2016-04-13 23:00 | 0 | 0 | 0 | 0 | 0 | 0 | 650943.8572 | 423466 | 0 | 0 | 0 | 0 | 382845.3582 | 0 | 0 | 0 | 0 | 0 | 0 | 0 | 4168578.6939 | 0 | 0 | 0 | 0 | 0 | 0 | 0 | 0 | 0 | 0 | 0 | 0 | 0 | 0 | 0 | 0 | 0 | 0 | 0 | 0 | 227477.8572 | 0 | 0 | 0 | 0 | 0 | 0 | 0
2016-04-14 | 0 | 0 | 0 | 0 | 0 | 0 | 447730.1943 | 433333 | 0 | 0 | 0 | 0 | 382845.3582 | 0 | 0 | 0 | 0 | 0 | 0 | 0 | 4182975.8883 | 0 | 0 | 0 | 0 | 0 | 0 | 0 | 0 | 0 | 0 | 0 | 0 | 0 | 0 | 0 | 0 | 0 | 0 | 0 | 0 | 14397.1943 | 0 | 0 | 0 | 0 | 0 | 0 | 0
2016-04-14 01:00 | 0 | 0 | 0 | 0 | 0 | 0 | 105387.4716 | 431857 | 0 | 0 | 0 | 0 | 319609.5387 | 0 | 0 | 0 | 0 | 0 | 0 | 0 | 3919742.1793 | 0 | 0 | 0 | 0 | 0 | 0 | 0 | 0 | 0 | 0 | -63235.8195 | 0 | 0 | 0 | 0 | 0 | 0 | 0 | 0 | 0 | -263233.7089 | 0 | 0 | 0 | 0 | 0 | 0 | 0
2016-04-14 02:00 | 0 | 0 | 0 | 0 | 0 | 47450.0454 | 63.9203 | 415238 | 0 | 0 | 0 | 0 | 230866.3869 | 0 | 0 | 0 | 0 | 0 | 0 | 0 | 3640761.2969 | 0 | 0 | 0 | 0 | 0 | 0 | 0 | 0 | 0 | 0 | -88743.1518 | 0 | 0 | 0 | 0 | 0 | 0 | 0 | 0 | 0 | -278980.8824 | 0 | 0 | 0 | 0 | 0 | 0 | 0
2016-04-14 03:00 | 0 | 0 | 0 | 0 | 0 | 676624.9246 | 0 | 393102 | 0 | 0 | 0 | 0 | 319609.5387 | 0 | 0 | 0 | 0 | 0 | 0 | 0 | 3835541.0697 | 0 | 0 | 0 | 0 | 0 | 0 | 0 | 0 | 0 | 0 | 88743.1518 | 0 | 0 | 0 | 0 | 0 | 0 | 0 | 0 | 0 | 194779.7728 | 0 | 0 | 0 | 0 | 0 | 0 | 0
2016-04-14 04:00 | 0 | 0 | 0 | 0 | 0 | 5281.9658 | 0 | 373006 | 0 | 0 | 0 | 0 | 230866.3869 | 0 | 0 | 0 | 0 | 0 | 0 | 0 | 3556560.1872 | 0 | 0 | 0 | 0 | 0 | 0 | 0 | 0 | 0 | 0 | -88743.1518 | 0 | 0 | 0 | 0 | 0 | 0 | 0 | 0 | 0 | -278980.8824 | 0 | 0 | 0 | 0 | 0 | 0 | 0
2016-04-14 05:00 | 0 | 0 | 0 | 0 | 0 | 167985.2694 | 0 | 358223 | 0 | 0 | 0 | 0 | 319609.5387 | 0 | 0 | 0 | 0 | 0 | 0 | 0 | 3277579.3048 | 0 | 0 | 0 | 0 | 0 | 0 | 0 | 0 | 0 | 0 | 88743.1518 | 0 | 0 | 0 | 0 | 0 | 0 | 0 | 0 | 0 | -278980.8824 | 0 | 0 | 0 | 0 | 0 | 0 | 0
2016-04-14 06:00 | 0 | 0 | 0 | 0 | 0 | 0 | 0 | 347343 | 0 | 0 | 0 | 0 | 251247.4211 | 0 | 0 | 0 | 0 | 0 | 0 | 0 | 2998598.4223 | 0 | 0 | 0 | 0 | 0 | 0 | 0 | 0 | 0 | 0 | -68362.1176 | 0 | 0 | 0 | 0 | 0 | 0 | 0 | 0 | 0 | -278980.8824 | 0 | 0 | 0 | 0 | 0 | 0 | 0
2016-04-14 07:00 | 0 | 0 | 0 | 0 | 0 | 0 | 0 | 341993 | 0 | 0 | 0 | 0 | 162504.2694 | 0 | 0 | 0 | 0 | 0 | 0 | 0 | 2745348.5741 | 0 | 0 | 0 | 0 | 0 | 0 | 0 | 0 | 0 | 0 | -88743.1518 | 0 | 0 | 0 | 0 | 0 | 0 | 0 | 0 | 0 | -253249.8482 | 0 | 0 | 0 | 0 | 0 | 0 | 0
2016-04-14 08:00 | 0 | 0 | 0 | 0 | 0 | 151508.2694 | 0 | 341746 | 0 | 0 | 0 | 0 | 251247.4211 | 0 | 0 | 0 | 0 | 0 | 0 | 0 | 2466367.6917 | 0 | 0 | 0 | 0 | 0 | 0 | 0 | 0 | 0 | 0 | 88743.1518 | 0 | 0 | 0 | 0 | 0 | 0 | 0 | 0 | 0 | -278980.8824 | 0 | 0 | 0 | 0 | 0 | 0 | 0
2016-04-14 09:00 | 0 | 0 | 0 | 0 | 0 | 0 | 0 | 352742 | 0 | 0 | 0 | 0 | 177486.3036 | 0 | 0 | 0 | 0 | 0 | 0 | 0 | 2187386.8093 | 0 | 0 | 0 | 0 | 0 | 0 | 0 | 0 | 0 | 0 | -73761.1176 | 0 | 0 | 0 | 0 | 0 | 0 | 0 | 0 | 0 | -278980.8824 | 0 | 0 | 0 | 0 | 0 | 0 | 0
2016-04-14 10:00 | 0 | 0 | 0 | 0 | 0 | 13022.9658 | 0 | 380747 | 0 | 0 | 0 | 0 | 88743.1518 | 0 | 0 | 0 | 0 | 0 | 0 | 0 | 1908405.9268 | 0 | 0 | 0 | 0 | 0 | 0 | 0 | 0 | 0 | 0 | -88743.1518 | 0 | 0 | 0 | 0 | 0 | 0 | 0 | 0 | 0 | -278980.8824 | 0 | 0 | 0 | 0 | 0 | 0 | 0
2016-04-14 11:00 | 0 | 0 | 0 | 0 | 0 | 36865.9658 | 0 | 404590 | 0 | 0 | 0 | 0 | 0 | 0 | 0 | 0 | 0 | 0 | 0 | 0 | 1629425.0444 | 0 | 0 | 0 | 0 | 0 | 0 | 0 | 0 | 0 | 0 | -88743.1518 | 0 | 0 | 0 | 0 | 0 | 0 | 0 | 0 | 0 | -278980.8824 | 0 | 0 | 0 | 0 | 0 | 0 | 0
2016-04-14 12:00 | 0 | 0 | 0 | 0 | 0 | 319496.8783 | 1167.4427 | 413020 | 0 | 0 | 0 | 0 | 0 | 0 | 0 | 0 | 0 | 0 | 0 | 0 | 1537069.3653 | 0 | 0 | 0 | 0 | 0 | 0 | 0 | 0 | 0 | 0 | 0 | 0 | 0 | 0 | 0 | 0 | 0 | 0 | 0 | 0 | -92355.6791 | 0 | 0 | 0 | 0 | 0 | 0 | 0
2016-04-14 13:00 | 0 | 0 | 0 | 0 | 0 | 0 | 283952.007 | 416572 | 0 | 0 | 0 | 0 | 0 | 0 | 0 | 0 | 0 | 0 | 0 | 0 | 1404449.3723 | 0 | 0 | 0 | 0 | 0 | 0 | 0 | 0 | 0 | 0 | 0 | 0 | 0 | 0 | 0 | 0 | 0 | 0 | 0 | 0 | -132619.993 | 0 | 0 | 0 | 0 | 0 | 0 | 0
2016-04-14 14:00 | 0 | 0 | 0 | 0 | 0 | 0 | 632247.4271 | 420562 | 0 | 0 | 0 | 0 | 0 | 0 | 0 | 0 | 0 | 0 | 0 | 0 | 1616134.7994 | 0 | 0 | 0 | 0 | 0 | 0 | 0 | 0 | 0 | 0 | 0 | 0 | 0 | 0 | 0 | 0 | 0 | 0 | 0 | 0 | 211685.4271 | 0 | 0 | 0 | 0 | 0 | 0 | 0
2016-04-14 15:00 | 0 | 0 | 0 | 0 | 0 | 0 | 790226.0342 | 422502 | 0 | 0 | 0 | 0 | 88743.1518 | 0 | 0 | 0 | 0 | 0 | 0 | 0 | 1895115.6818 | 0 | 0 | 0 | 0 | 0 | 0 | 0 | 0 | 0 | 0 | 88743.1518 | 0 | 0 | 0 | 0 | 0 | 0 | 0 | 0 | 0 | 278980.8824 | 0 | 0 | 0 | 0 | 0 | 0 | 0
2016-04-14 16:00 | 0 | 0 | 0 | 0 | 0 | 0 | 790730.0342 | 423006 | 0 | 0 | 0 | 0 | 177486.3036 | 0 | 0 | 0 | 0 | 0 | 0 | 0 | 2174096.5643 | 0 | 0 | 0 | 0 | 0 | 0 | 0 | 0 | 0 | 0 | 88743.1518 | 0 | 0 | 0 | 0 | 0 | 0 | 0 | 0 | 0 | 278980.8824 | 0 | 0 | 0 | 0 | 0 | 0 | 0
2016-04-14 17:00 | 0 | 0 | 0 | 0 | 0 | 0 | 792280.0342 | 424556 | 0 | 0 | 0 | 0 | 266229.4554 | 0 | 0 | 0 | 0 | 0 | 0 | 0 | 2453077.4467 | 0 | 0 | 0 | 0 | 0 | 0 | 0 | 0 | 0 | 0 | 88743.1518 | 0 | 0 | 0 | 0 | 0 | 0 | 0 | 0 | 0 | 278980.8824 | 0 | 0 | 0 | 0 | 0 | 0 | 0
2016-04-14 18:00 | 0 | 0 | 0 | 0 | 0 | 0 | 793051.0342 | 425327 | 0 | 0 | 0 | 0 | 354972.6072 | 0 | 0 | 0 | 0 | 0 | 0 | 0 | 2732058.3292 | 0 | 0 | 0 | 0 | 0 | 0 | 0 | 0 | 0 | 0 | 88743.1518 | 0 | 0 | 0 | 0 | 0 | 0 | 0 | 0 | 0 | 278980.8824 | 0 | 0 | 0 | 0 | 0 | 0 | 0
2016-04-14 19:00 | 0 | 0 | 0 | 0 | 0 | 0 | 615339.7306 | 425102 | 0 | 0 | 0 | 0 | 266229.4554 | 0 | 0 | 0 | 0 | 0 | 0 | 0 | 3011039.2116 | 0 | 0 | 0 | 0 | 0 | 0 | 0 | 0 | 0 | 0 | -88743.1518 | 0 | 0 | 0 | 0 | 0 | 0 | 0 | 0 | 0 | 278980.8824 | 0 | 0 | 0 | 0 | 0 | 0 | 0
2016-04-14 20:00 | 0 | 0 | 0 | 0 | 0 | 0 | 793543.0342 | 425819 | 0 | 0 | 0 | 0 | 354972.6072 | 0 | 0 | 0 | 0 | 0 | 0 | 0 | 3290020.0941 | 0 | 0 | 0 | 0 | 0 | 0 | 0 | 0 | 0 | 0 | 88743.1518 | 0 | 0 | 0 | 0 | 0 | 0 | 0 | 0 | 0 | 278980.8824 | 0 | 0 | 0 | 0 | 0 | 0 | 0
2016-04-14 21:00 | 0 | 0 | 0 | 0 | 0 | 0 | 733232.6335 | 426379 | 0 | 0 | 0 | 0 | 382845.3582 | 0 | 0 | 0 | 0 | 0 | 0 | 0 | 3569000.9765 | 0 | 0 | 0 | 0 | 0 | 0 | 0 | 0 | 0 | 0 | 27872.7511 | 0 | 0 | 0 | 0 | 0 | 0 | 0 | 0 | 0 | 278980.8824 | 0 | 0 | 0 | 0 | 0 | 0 | 0
2016-04-14 22:00 | 0 | 0 | 0 | 0 | 0 | 0 | 704095.8824 | 425115 | 0 | 0 | 0 | 0 | 382845.3582 | 0 | 0 | 0 | 0 | 0 | 0 | 0 | 3847981.859 | 0 | 0 | 0 | 0 | 0 | 0 | 0 | 0 | 0 | 0 | 0 | 0 | 0 | 0 | 0 | 0 | 0 | 0 | 0 | 0 | 278980.8824 | 0 | 0 | 0 | 0 | 0 | 0 | 0
2016-04-14 23:00 | 0 | 0 | 0 | 0 | 0 | 0 | 682321.3518 | 426133 | 0 | 0 | 0 | 0 | 382845.3582 | 0 | 0 | 0 | 0 | 0 | 0 | 0 | 4104170.2107 | 0 | 0 | 0 | 0 | 0 | 0 | 0 | 0 | 0 | 0 | 0 | 0 | 0 | 0 | 0 | 0 | 0 | 0 | 0 | 0 | 256188.3518 | 0 | 0 | 0 | 0 | 0 | 0 | 0
2016-04-15 | 0 | 0 | 0 | 0 | 0 | 0 | 457987.8775 | 434114 | 0 | 0 | 0 | 0 | 382845.3582 | 0 | 0 | 0 | 0 | 0 | 0 | 0 | 4128044.0882 | 0 | 0 | 0 | 0 | 0 | 0 | 0 | 0 | 0 | 0 | 0 | 0 | 0 | 0 | 0 | 0 | 0 | 0 | 0 | 0 | 23873.8775 | 0 | 0 | 0 | 0 | 0 | 0 | 0
2016-04-15 01:00 | 0 | 0 | 0 | 0 | 0 | 0 | 116312.7039 | 432498 | 0 | 0 | 0 | 0 | 294102.2064 | 0 | 0 | 0 | 0 | 0 | 0 | 0 | 3900601.9438 | 0 | 0 | 0 | 0 | 0 | 0 | 0 | 0 | 0 | 0 | -88743.1518 | 0 | 0 | 0 | 0 | 0 | 0 | 0 | 0 | 0 | -227442.1443 | 0 | 0 | 0 | 0 | 0 | 0 | 0
2016-04-15 02:00 | 0 | 0 | 0 | 0 | 0 | 621689.7389 | 79.3241 | 415650 | 0 | 0 | 0 | 0 | 221240.3869 | 0 | 0 | 0 | 0 | 0 | 0 | 0 | 4179582.8263 | 0 | 0 | 0 | 0 | 0 | 0 | 0 | 0 | 0 | 0 | -72861.8195 | 0 | 0 | 0 | 0 | 0 | 0 | 0 | 0 | 0 | 278980.8824 | 0 | 0 | 0 | 0 | 0 | 0 | 0
2016-04-15 03:00 | 0 | 0 | 0 | 0 | 0 | 204486.2694 | 0 | 394724 | 0 | 0 | 0 | 0 | 309983.5387 | 0 | 0 | 0 | 0 | 0 | 0 | 0 | 3900601.9438 | 0 | 0 | 0 | 0 | 0 | 0 | 0 | 0 | 0 | 0 | 88743.1518 | 0 | 0 | 0 | 0 | 0 | 0 | 0 | 0 | 0 | -278980.8824 | 0 | 0 | 0 | 0 | 0 | 0 | 0
2016-04-15 04:00 | 0 | 0 | 0 | 0 | 0 | 5230.9658 | 0 | 372955 | 0 | 0 | 0 | 0 | 221240.3869 | 0 | 0 | 0 | 0 | 0 | 0 | 0 | 3621621.0614 | 0 | 0 | 0 | 0 | 0 | 0 | 0 | 0 | 0 | 0 | -88743.1518 | 0 | 0 | 0 | 0 | 0 | 0 | 0 | 0 | 0 | -278980.8824 | 0 | 0 | 0 | 0 | 0 | 0 | 0
2016-04-15 05:00 | 0 | 0 | 0 | 0 | 0 | 164604.2694 | 0 | 354842 | 0 | 0 | 0 | 0 | 309983.5387 | 0 | 0 | 0 | 0 | 0 | 0 | 0 | 3342640.179 | 0 | 0 | 0 | 0 | 0 | 0 | 0 | 0 | 0 | 0 | 88743.1518 | 0 | 0 | 0 | 0 | 0 | 0 | 0 | 0 | 0 | -278980.8824 | 0 | 0 | 0 | 0 | 0 | 0 | 0
2016-04-15 06:00 | 0 | 0 | 0 | 0 | 0 | 0 | 0 | 343301 | 0 | 0 | 0 | 0 | 245663.4211 | 0 | 0 | 0 | 0 | 0 | 0 | 0 | 3063659.2965 | 0 | 0 | 0 | 0 | 0 | 0 | 0 | 0 | 0 | 0 | -64320.1176 | 0 | 0 | 0 | 0 | 0 | 0 | 0 | 0 | 0 | -278980.8824 | 0 | 0 | 0 | 0 | 0 | 0 | 0
2016-04-15 07:00 | 0 | 0 | 0 | 0 | 0 | 0 | 0 | 337169 | 0 | 0 | 0 | 0 | 156920.2694 | 0 | 0 | 0 | 0 | 0 | 0 | 0 | 2815233.4483 | 0 | 0 | 0 | 0 | 0 | 0 | 0 | 0 | 0 | 0 | -88743.1518 | 0 | 0 | 0 | 0 | 0 | 0 | 0 | 0 | 0 | -248425.8482 | 0 | 0 | 0 | 0 | 0 | 0 | 0
2016-04-15 08:00 | 0 | 0 | 0 | 0 | 0 | 146142.2694 | 0 | 336380 | 0 | 0 | 0 | 0 | 245663.4211 | 0 | 0 | 0 | 0 | 0 | 0 | 0 | 2536252.5659 | 0 | 0 | 0 | 0 | 0 | 0 | 0 | 0 | 0 | 0 | 88743.1518 | 0 | 0 | 0 | 0 | 0 | 0 | 0 | 0 | 0 | -278980.8824 | 0 | 0 | 0 | 0 | 0 | 0 | 0
2016-04-15 09:00 | 0 | 0 | 0 | 0 | 0 | 0 | 0 | 347158 | 0 | 0 | 0 | 0 | 177486.3036 | 0 | 0 | 0 | 0 | 0 | 0 | 0 | 2257271.6834 | 0 | 0 | 0 | 0 | 0 | 0 | 0 | 0 | 0 | 0 | -68177.1176 | 0 | 0 | 0 | 0 | 0 | 0 | 0 | 0 | 0 | -278980.8824 | 0 | 0 | 0 | 0 | 0 | 0 | 0
2016-04-15 10:00 | 0 | 0 | 0 | 0 | 0 | 5814.9658 | 0 | 373539 | 0 | 0 | 0 | 0 | 88743.1518 | 0 | 0 | 0 | 0 | 0 | 0 | 0 | 1978290.801 | 0 | 0 | 0 | 0 | 0 | 0 | 0 | 0 | 0 | 0 | -88743.1518 | 0 | 0 | 0 | 0 | 0 | 0 | 0 | 0 | 0 | -278980.8824 | 0 | 0 | 0 | 0 | 0 | 0 | 0
2016-04-15 11:00 | 0 | 0 | 0 | 0 | 0 | 28777.9658 | 0 | 396502 | 0 | 0 | 0 | 0 | 0 | 0 | 0 | 0 | 0 | 0 | 0 | 0 | 1699309.9185 | 0 | 0 | 0 | 0 | 0 | 0 | 0 | 0 | 0 | 0 | -88743.1518 | 0 | 0 | 0 | 0 | 0 | 0 | 0 | 0 | 0 | -278980.8824 | 0 | 0 | 0 | 0 | 0 | 0 | 0
2016-04-15 12:00 | 0 | 0 | 0 | 0 | 0 | 570152.4474 | 3566.6098 | 405688 | 0 | 0 | 0 | 0 | 0 | 0 | 0 | 0 | 0 | 0 | 0 | 0 | 1867340.9757 | 0 | 0 | 0 | 0 | 0 | 0 | 0 | 0 | 0 | 0 | 0 | 0 | 0 | 0 | 0 | 0 | 0 | 0 | 0 | 0 | 168031.0572 | 0 | 0 | 0 | 0 | 0 | 0 | 0
2016-04-15 13:00 | 0 | 0 | 0 | 0 | 0 | 0 | 168223.4782 | 412042 | 0 | 0 | 0 | 0 | 0 | 0 | 0 | 0 | 0 | 0 | 0 | 0 | 1623522.4539 | 0 | 0 | 0 | 0 | 0 | 0 | 0 | 0 | 0 | 0 | 0 | 0 | 0 | 0 | 0 | 0 | 0 | 0 | 0 | 0 | -243818.5218 | 0 | 0 | 0 | 0 | 0 | 0 | 0
2016-04-15 14:00 | 0 | 0 | 0 | 0 | 0 | 0 | 517829.8672 | 416745 | 0 | 0 | 0 | 0 | 0 | 0 | 0 | 0 | 0 | 0 | 0 | 0 | 1724607.3211 | 0 | 0 | 0 | 0 | 0 | 0 | 0 | 0 | 0 | 0 | 0 | 0 | 0 | 0 | 0 | 0 | 0 | 0 | 0 | 0 | 101084.8672 | 0 | 0 | 0 | 0 | 0 | 0 | 0
2016-04-15 15:00 | 0 | 0 | 0 | 0 | 0 | 0 | 692497.4894 | 418833 | 0 | 0 | 0 | 0 | 0 | 0 | 0 | 0 | 0 | 0 | 0 | 0 | 1998271.8105 | 0 | 0 | 0 | 0 | 0 | 0 | 0 | 0 | 0 | 0 | 0 | 0 | 0 | 0 | 0 | 0 | 0 | 0 | 0 | 0 | 273664.4894 | 0 | 0 | 0 | 0 | 0 | 0 | 0
2016-04-15 16:00 | 0 | 0 | 0 | 0 | 0 | 0 | 752949.3606 | 418523 | 0 | 0 | 0 | 0 | 55445.4782 | 0 | 0 | 0 | 0 | 0 | 0 | 0 | 2277252.6929 | 0 | 0 | 0 | 0 | 0 | 0 | 0 | 0 | 0 | 0 | 55445.4782 | 0 | 0 | 0 | 0 | 0 | 0 | 0 | 0 | 0 | 278980.8824 | 0 | 0 | 0 | 0 | 0 | 0 | 0
2016-04-15 17:00 | 0 | 0 | 0 | 0 | 0 | 0 | 770911.34 | 418123 | 0 | 0 | 0 | 0 | 144188.63 | 0 | 0 | 0 | 0 | 0 | 0 | 0 | 2541297.8811 | 0 | 0 | 0 | 0 | 0 | 0 | 0 | 0 | 0 | 0 | 88743.1518 | 0 | 0 | 0 | 0 | 0 | 0 | 0 | 0 | 0 | 264045.1882 | 0 | 0 | 0 | 0 | 0 | 0 | 0
2016-04-15 18:00 | 0 | 0 | 0 | 0 | 0 | 0 | 768665.9494 | 418358 | 0 | 0 | 0 | 0 | 219927.9686 | 0 | 0 | 0 | 0 | 0 | 0 | 0 | 2815866.4919 | 0 | 0 | 0 | 0 | 0 | 0 | 0 | 0 | 0 | 0 | 75739.3387 | 0 | 0 | 0 | 0 | 0 | 0 | 0 | 0 | 0 | 274568.6107 | 0 | 0 | 0 | 0 | 0 | 0 | 0
2016-04-15 19:00 | 0 | 0 | 0 | 0 | 0 | 0 | 752684.6718 | 418101 | 0 | 0 | 0 | 0 | 275530.758 | 0 | 0 | 0 | 0 | 0 | 0 | 0 | 3094847.3743 | 0 | 0 | 0 | 0 | 0 | 0 | 0 | 0 | 0 | 0 | 55602.7894 | 0 | 0 | 0 | 0 | 0 | 0 | 0 | 0 | 0 | 278980.8824 | 0 | 0 | 0 | 0 | 0 | 0 | 0
2016-04-15 20:00 | 0 | 0 | 0 | 0 | 0 | 0 | 737574.9016 | 417358 | 0 | 0 | 0 | 0 | 316766.7772 | 0 | 0 | 0 | 0 | 0 | 0 | 0 | 3373828.2567 | 0 | 0 | 0 | 0 | 0 | 0 | 0 | 0 | 0 | 0 | 41236.0192 | 0 | 0 | 0 | 0 | 0 | 0 | 0 | 0 | 0 | 278980.8824 | 0 | 0 | 0 | 0 | 0 | 0 | 0
2016-04-15 21:00 | 0 | 0 | 0 | 0 | 0 | 0 | 709066.1328 | 416596 | 0 | 0 | 0 | 0 | 330256.0275 | 0 | 0 | 0 | 0 | 0 | 0 | 0 | 3652809.1392 | 0 | 0 | 0 | 0 | 0 | 0 | 0 | 0 | 0 | 0 | 13489.2503 | 0 | 0 | 0 | 0 | 0 | 0 | 0 | 0 | 0 | 278980.8824 | 0 | 0 | 0 | 0 | 0 | 0 | 0
2016-04-15 22:00 | 0 | 0 | 0 | 0 | 0 | 0 | 656103.0614 | 413276 | 0 | 0 | 0 | 0 | 294102.2064 | 0 | 0 | 0 | 0 | 0 | 0 | 0 | 3931790.0216 | 0 | 0 | 0 | 0 | 0 | 0 | 0 | 0 | 0 | 0 | -36153.821 | 0 | 0 | 0 | 0 | 0 | 0 | 0 | 0 | 0 | 278980.8824 | 0 | 0 | 0 | 0 | 0 | 0 | 0
2016-04-15 23:00 | 0 | 0 | 0 | 0 | 0 | 0 | 559530.5214 | 410671 | 0 | 0 | 0 | 0 | 382845.3582 | 0 | 0 | 0 | 0 | 0 | 0 | 0 | 3991906.3912 | 0 | 0 | 0 | 0 | 0 | 0 | 0 | 0 | 0 | 0 | 88743.1518 | 0 | 0 | 0 | 0 | 0 | 0 | 0 | 0 | 0 | 60116.3696 | 0 | 0 | 0 | 0 | 0 | 0 | 0
2016-04-16 | 0 | 0 | 0 | 0 | 0 | 0 | 395567.0469 | 414985 | 0 | 0 | 0 | 0 | 371617.6905 | 0 | 0 | 0 | 0 | 0 | 0 | 0 | 3983716.1058 | 0 | 0 | 0 | 0 | 0 | 0 | 0 | 0 | 0 | 0 | -11227.6677 | 0 | 0 | 0 | 0 | 0 | 0 | 0 | 0 | 0 | -8190.2854 | 0 | 0 | 0 | 0 | 0 | 0 | 0
2016-04-16 01:00 | 0 | 0 | 0 | 0 | 0 | 0 | 128160.8438 | 414242 | 0 | 0 | 0 | 0 | 282874.5387 | 0 | 0 | 0 | 0 | 0 | 0 | 0 | 3786378.1015 | 0 | 0 | 0 | 0 | 0 | 0 | 0 | 0 | 0 | 0 | -88743.1518 | 0 | 0 | 0 | 0 | 0 | 0 | 0 | 0 | 0 | -197338.0044 | 0 | 0 | 0 | 0 | 0 | 0 | 0
2016-04-16 02:00 | 0 | 0 | 0 | 0 | 0 | 32819.0708 | 105.895 | 400649 | 0 | 0 | 0 | 0 | 194131.3869 | 0 | 0 | 0 | 0 | 0 | 0 | 0 | 3507397.219 | 0 | 0 | 0 | 0 | 0 | 0 | 0 | 0 | 0 | 0 | -88743.1518 | 0 | 0 | 0 | 0 | 0 | 0 | 0 | 0 | 0 | -278980.8824 | 0 | 0 | 0 | 0 | 0 | 0 | 0
2016-04-16 03:00 | 0 | 0 | 0 | 0 | 0 | 734699.4029 | 0 | 382895 | 0 | 0 | 0 | 0 | 282874.5387 | 0 | 0 | 0 | 0 | 0 | 0 | 0 | 3770458.4701 | 0 | 0 | 0 | 0 | 0 | 0 | 0 | 0 | 0 | 0 | 88743.1518 | 0 | 0 | 0 | 0 | 0 | 0 | 0 | 0 | 0 | 263061.2511 | 0 | 0 | 0 | 0 | 0 | 0 | 0
2016-04-16 04:00 | 0 | 0 | 0 | 0 | 0 | 0 | 0 | 363855 | 0 | 0 | 0 | 0 | 194131.3869 | 0 | 0 | 0 | 0 | 0 | 0 | 0 | 3495346.6219 | 0 | 0 | 0 | 0 | 0 | 0 | 0 | 0 | 0 | 0 | -88743.1518 | 0 | 0 | 0 | 0 | 0 | 0 | 0 | 0 | 0 | -275111.8482 | 0 | 0 | 0 | 0 | 0 | 0 | 0
2016-04-16 05:00 | 0 | 0 | 0 | 0 | 0 | 157258.2694 | 0 | 347496 | 0 | 0 | 0 | 0 | 282874.5387 | 0 | 0 | 0 | 0 | 0 | 0 | 0 | 3216365.7394 | 0 | 0 | 0 | 0 | 0 | 0 | 0 | 0 | 0 | 0 | 88743.1518 | 0 | 0 | 0 | 0 | 0 | 0 | 0 | 0 | 0 | -278980.8824 | 0 | 0 | 0 | 0 | 0 | 0 | 0
2016-04-16 06:00 | 0 | 0 | 0 | 0 | 0 | 0 | 0 | 335417 | 0 | 0 | 0 | 0 | 226438.4211 | 0 | 0 | 0 | 0 | 0 | 0 | 0 | 2937384.857 | 0 | 0 | 0 | 0 | 0 | 0 | 0 | 0 | 0 | 0 | -56436.1176 | 0 | 0 | 0 | 0 | 0 | 0 | 0 | 0 | 0 | -278980.8824 | 0 | 0 | 0 | 0 | 0 | 0 | 0
2016-04-16 07:00 | 0 | 0 | 0 | 0 | 0 | 0 | 0 | 327825 | 0 | 0 | 0 | 0 | 137695.2694 | 0 | 0 | 0 | 0 | 0 | 0 | 0 | 2698303.0088 | 0 | 0 | 0 | 0 | 0 | 0 | 0 | 0 | 0 | 0 | -88743.1518 | 0 | 0 | 0 | 0 | 0 | 0 | 0 | 0 | 0 | -239081.8482 | 0 | 0 | 0 | 0 | 0 | 0 | 0
2016-04-16 08:00 | 0 | 0 | 0 | 0 | 0 | 135099.2694 | 0 | 325337 | 0 | 0 | 0 | 0 | 226438.4211 | 0 | 0 | 0 | 0 | 0 | 0 | 0 | 2419322.1263 | 0 | 0 | 0 | 0 | 0 | 0 | 0 | 0 | 0 | 0 | 88743.1518 | 0 | 0 | 0 | 0 | 0 | 0 | 0 | 0 | 0 | -278980.8824 | 0 | 0 | 0 | 0 | 0 | 0 | 0
2016-04-16 09:00 | 0 | 0 | 0 | 0 | 0 | 0 | 0 | 327933 | 0 | 0 | 0 | 0 | 177486.3036 | 0 | 0 | 0 | 0 | 0 | 0 | 0 | 2140341.2439 | 0 | 0 | 0 | 0 | 0 | 0 | 0 | 0 | 0 | 0 | -48952.1176 | 0 | 0 | 0 | 0 | 0 | 0 | 0 | 0 | 0 | -278980.8824 | 0 | 0 | 0 | 0 | 0 | 0 | 0
2016-04-16 10:00 | 0 | 0 | 0 | 0 | 0 | 0 | 0 | 334746 | 0 | 0 | 0 | 0 | 88743.1518 | 0 | 0 | 0 | 0 | 0 | 0 | 0 | 1894338.3957 | 0 | 0 | 0 | 0 | 0 | 0 | 0 | 0 | 0 | 0 | -88743.1518 | 0 | 0 | 0 | 0 | 0 | 0 | 0 | 0 | 0 | -246002.8482 | 0 | 0 | 0 | 0 | 0 | 0 | 0
2016-04-16 11:00 | 0 | 0 | 0 | 0 | 0 | 0 | 0 | 344307 | 0 | 0 | 0 | 0 | 0 | 0 | 0 | 0 | 0 | 0 | 0 | 0 | 1638774.5475 | 0 | 0 | 0 | 0 | 0 | 0 | 0 | 0 | 0 | 0 | -88743.1518 | 0 | 0 | 0 | 0 | 0 | 0 | 0 | 0 | 0 | -255563.8482 | 0 | 0 | 0 | 0 | 0 | 0 | 0
2016-04-16 12:00 | 0 | 0 | 0 | 0 | 0 | 583348.8609 | 1952.6921 | 357102 | 0 | 0 | 0 | 0 | 88743.1518 | 0 | 0 | 0 | 0 | 0 | 0 | 0 | 1778230.9488 | 0 | 0 | 0 | 0 | 0 | 0 | 0 | 0 | 0 | 0 | 88743.1518 | 0 | 0 | 0 | 0 | 0 | 0 | 0 | 0 | 0 | 139456.4013 | 0 | 0 | 0 | 0 | 0 | 0 | 0
2016-04-16 13:00 | 0 | 0 | 0 | 0 | 0 | 0 | 175639.8323 | 369331 | 0 | 0 | 0 | 0 | 0 | 0 | 0 | 0 | 0 | 0 | 0 | 0 | 1673282.9329 | 0 | 0 | 0 | 0 | 0 | 0 | 0 | 0 | 0 | 0 | -88743.1518 | 0 | 0 | 0 | 0 | 0 | 0 | 0 | 0 | 0 | -104948.0159 | 0 | 0 | 0 | 0 | 0 | 0 | 0
2016-04-16 14:00 | 0 | 0 | 0 | 0 | 0 | 0 | 523617.3725 | 378117 | 0 | 0 | 0 | 0 | 0 | 0 | 0 | 0 | 0 | 0 | 0 | 0 | 1818783.3053 | 0 | 0 | 0 | 0 | 0 | 0 | 0 | 0 | 0 | 0 | 0 | 0 | 0 | 0 | 0 | 0 | 0 | 0 | 0 | 0 | 145500.3725 | 0 | 0 | 0 | 0 | 0 | 0 | 0
2016-04-16 15:00 | 0 | 0 | 0 | 0 | 0 | 0 | 661841.8824 | 382861 | 0 | 0 | 0 | 0 | 0 | 0 | 0 | 0 | 0 | 0 | 0 | 0 | 2097764.1878 | 0 | 0 | 0 | 0 | 0 | 0 | 0 | 0 | 0 | 0 | 0 | 0 | 0 | 0 | 0 | 0 | 0 | 0 | 0 | 0 | 278980.8824 | 0 | 0 | 0 | 0 | 0 | 0 | 0
2016-04-16 16:00 | 0 | 0 | 0 | 0 | 0 | 0 | 752865.0342 | 385141 | 0 | 0 | 0 | 0 | 88743.1518 | 0 | 0 | 0 | 0 | 0 | 0 | 0 | 2376745.0702 | 0 | 0 | 0 | 0 | 0 | 0 | 0 | 0 | 0 | 0 | 88743.1518 | 0 | 0 | 0 | 0 | 0 | 0 | 0 | 0 | 0 | 278980.8824 | 0 | 0 | 0 | 0 | 0 | 0 | 0
2016-04-16 17:00 | 0 | 0 | 0 | 0 | 0 | 0 | 752065.0342 | 384341 | 0 | 0 | 0 | 0 | 177486.3036 | 0 | 0 | 0 | 0 | 0 | 0 | 0 | 2655725.9527 | 0 | 0 | 0 | 0 | 0 | 0 | 0 | 0 | 0 | 0 | 88743.1518 | 0 | 0 | 0 | 0 | 0 | 0 | 0 | 0 | 0 | 278980.8824 | 0 | 0 | 0 | 0 | 0 | 0 | 0
2016-04-16 18:00 | 0 | 0 | 0 | 0 | 0 | 0 | 751494.0342 | 383770 | 0 | 0 | 0 | 0 | 266229.4554 | 0 | 0 | 0 | 0 | 0 | 0 | 0 | 2934706.8351 | 0 | 0 | 0 | 0 | 0 | 0 | 0 | 0 | 0 | 0 | 88743.1518 | 0 | 0 | 0 | 0 | 0 | 0 | 0 | 0 | 0 | 278980.8824 | 0 | 0 | 0 | 0 | 0 | 0 | 0
2016-04-16 19:00 | 0 | 0 | 0 | 0 | 0 | 0 | 751825.0342 | 384101 | 0 | 0 | 0 | 0 | 354972.6072 | 0 | 0 | 0 | 0 | 0 | 0 | 0 | 3213687.7176 | 0 | 0 | 0 | 0 | 0 | 0 | 0 | 0 | 0 | 0 | 88743.1518 | 0 | 0 | 0 | 0 | 0 | 0 | 0 | 0 | 0 | 278980.8824 | 0 | 0 | 0 | 0 | 0 | 0 | 0
2016-04-16 20:00 | 0 | 0 | 0 | 0 | 0 | 0 | 692315.6335 | 385462 | 0 | 0 | 0 | 0 | 382845.3582 | 0 | 0 | 0 | 0 | 0 | 0 | 0 | 3492668.6 | 0 | 0 | 0 | 0 | 0 | 0 | 0 | 0 | 0 | 0 | 27872.7511 | 0 | 0 | 0 | 0 | 0 | 0 | 0 | 0 | 0 | 278980.8824 | 0 | 0 | 0 | 0 | 0 | 0 | 0
2016-04-16 21:00 | 0 | 0 | 0 | 0 | 0 | 0 | 666065.8824 | 387085 | 0 | 0 | 0 | 0 | 382845.3582 | 0 | 0 | 0 | 0 | 0 | 0 | 0 | 3771649.4825 | 0 | 0 | 0 | 0 | 0 | 0 | 0 | 0 | 0 | 0 | 0 | 0 | 0 | 0 | 0 | 0 | 0 | 0 | 0 | 0 | 278980.8824 | 0 | 0 | 0 | 0 | 0 | 0 | 0
2016-04-16 22:00 | 0 | 0 | 0 | 0 | 0 | 0 | 667082.8824 | 388102 | 0 | 0 | 0 | 0 | 382845.3582 | 0 | 0 | 0 | 0 | 0 | 0 | 0 | 4050630.3649 | 0 | 0 | 0 | 0 | 0 | 0 | 0 | 0 | 0 | 0 | 0 | 0 | 0 | 0 | 0 | 0 | 0 | 0 | 0 | 0 | 278980.8824 | 0 | 0 | 0 | 0 | 0 | 0 | 0
2016-04-16 23:00 | 0 | 0 | 0 | 0 | 0 | 0 | 619085.0887 | 388037 | 0 | 0 | 0 | 0 | 382845.3582 | 0 | 0 | 0 | 0 | 0 | 0 | 0 | 4281678.4536 | 0 | 0 | 0 | 0 | 0 | 0 | 0 | 0 | 0 | 0 | 0 | 0 | 0 | 0 | 0 | 0 | 0 | 0 | 0 | 0 | 231048.0887 | 0 | 0 | 0 | 0 | 0 | 0 | 0
2016-04-17 | 0 | 0 | 0 | 0 | 0 | 0 | 430811.2037 | 394464 | 0 | 0 | 0 | 0 | 357707.6905 | 0 | 0 | 0 | 0 | 0 | 0 | 0 | 4343163.3251 | 0 | 0 | 0 | 0 | 0 | 0 | 0 | 0 | 0 | 0 | -25137.6677 | 0 | 0 | 0 | 0 | 0 | 0 | 0 | 0 | 0 | 61484.8714 | 0 | 0 | 0 | 0 | 0 | 0 | 0
2016-04-17 01:00 | 0 | 0 | 0 | 0 | 0 | 0 | 135890.3152 | 395190 | 0 | 0 | 0 | 0 | 268964.5387 | 0 | 0 | 0 | 0 | 0 | 0 | 0 | 4172606.7921 | 0 | 0 | 0 | 0 | 0 | 0 | 0 | 0 | 0 | 0 | -88743.1518 | 0 | 0 | 0 | 0 | 0 | 0 | 0 | 0 | 0 | -170556.533 | 0 | 0 | 0 | 0 | 0 | 0 | 0
2016-04-17 02:00 | 0 | 0 | 0 | 0 | 0 | 16944.4743 | 131.4914 | 384800 | 0 | 0 | 0 | 0 | 180221.3869 | 0 | 0 | 0 | 0 | 0 | 0 | 0 | 3893625.9096 | 0 | 0 | 0 | 0 | 0 | 0 | 0 | 0 | 0 | 0 | -88743.1518 | 0 | 0 | 0 | 0 | 0 | 0 | 0 | 0 | 0 | -278980.8824 | 0 | 0 | 0 | 0 | 0 | 0 | 0
2016-04-17 03:00 | 0 | 0 | 0 | 0 | 0 | 623677.7838 | 0 | 369347 | 0 | 0 | 0 | 0 | 268964.5387 | 0 | 0 | 0 | 0 | 0 | 0 | 0 | 4059213.5417 | 0 | 0 | 0 | 0 | 0 | 0 | 0 | 0 | 0 | 0 | 88743.1518 | 0 | 0 | 0 | 0 | 0 | 0 | 0 | 0 | 0 | 165587.632 | 0 | 0 | 0 | 0 | 0 | 0 | 0
2016-04-17 04:00 | 0 | 0 | 0 | 0 | 0 | 161515.2694 | 0 | 351753 | 0 | 0 | 0 | 0 | 357707.6905 | 0 | 0 | 0 | 0 | 0 | 0 | 0 | 3780232.6592 | 0 | 0 | 0 | 0 | 0 | 0 | 0 | 0 | 0 | 0 | 88743.1518 | 0 | 0 | 0 | 0 | 0 | 0 | 0 | 0 | 0 | -278980.8824 | 0 | 0 | 0 | 0 | 0 | 0 | 0
2016-04-17 05:00 | 0 | 0 | 0 | 0 | 0 | 0 | 0 | 335850 | 0 | 0 | 0 | 0 | 300838.5729 | 0 | 0 | 0 | 0 | 0 | 0 | 0 | 3501251.7768 | 0 | 0 | 0 | 0 | 0 | 0 | 0 | 0 | 0 | 0 | -56869.1176 | 0 | 0 | 0 | 0 | 0 | 0 | 0 | 0 | 0 | -278980.8824 | 0 | 0 | 0 | 0 | 0 | 0 | 0
2016-04-17 06:00 | 0 | 0 | 0 | 0 | 0 | 0 | 0 | 324047 | 0 | 0 | 0 | 0 | 212095.4211 | 0 | 0 | 0 | 0 | 0 | 0 | 0 | 3265947.9286 | 0 | 0 | 0 | 0 | 0 | 0 | 0 | 0 | 0 | 0 | -88743.1518 | 0 | 0 | 0 | 0 | 0 | 0 | 0 | 0 | 0 | -235303.8482 | 0 | 0 | 0 | 0 | 0 | 0 | 0
2016-04-17 07:00 | 0 | 0 | 0 | 0 | 0 | 126393.2694 | 0 | 316631 | 0 | 0 | 0 | 0 | 300838.5729 | 0 | 0 | 0 | 0 | 0 | 0 | 0 | 2986967.0461 | 0 | 0 | 0 | 0 | 0 | 0 | 0 | 0 | 0 | 0 | 88743.1518 | 0 | 0 | 0 | 0 | 0 | 0 | 0 | 0 | 0 | -278980.8824 | 0 | 0 | 0 | 0 | 0 | 0 | 0
2016-04-17 08:00 | 0 | 0 | 0 | 0 | 0 | 0 | 0 | 313590 | 0 | 0 | 0 | 0 | 266229.4554 | 0 | 0 | 0 | 0 | 0 | 0 | 0 | 2707986.1637 | 0 | 0 | 0 | 0 | 0 | 0 | 0 | 0 | 0 | 0 | -34609.1176 | 0 | 0 | 0 | 0 | 0 | 0 | 0 | 0 | 0 | -278980.8824 | 0 | 0 | 0 | 0 | 0 | 0 | 0
2016-04-17 09:00 | 0 | 0 | 0 | 0 | 0 | 0 | 0 | 314738 | 0 | 0 | 0 | 0 | 177486.3036 | 0 | 0 | 0 | 0 | 0 | 0 | 0 | 2481991.3155 | 0 | 0 | 0 | 0 | 0 | 0 | 0 | 0 | 0 | 0 | -88743.1518 | 0 | 0 | 0 | 0 | 0 | 0 | 0 | 0 | 0 | -225994.8482 | 0 | 0 | 0 | 0 | 0 | 0 | 0
2016-04-17 10:00 | 0 | 0 | 0 | 0 | 0 | 0 | 0 | 318416 | 0 | 0 | 0 | 0 | 88743.1518 | 0 | 0 | 0 | 0 | 0 | 0 | 0 | 2252318.4673 | 0 | 0 | 0 | 0 | 0 | 0 | 0 | 0 | 0 | 0 | -88743.1518 | 0 | 0 | 0 | 0 | 0 | 0 | 0 | 0 | 0 | -229672.8482 | 0 | 0 | 0 | 0 | 0 | 0 | 0
2016-04-17 11:00 | 0 | 0 | 0 | 0 | 0 | 0 | 0 | 324666 | 0 | 0 | 0 | 0 | 0 | 0 | 0 | 0 | 0 | 0 | 0 | 0 | 2016395.6191 | 0 | 0 | 0 | 0 | 0 | 0 | 0 | 0 | 0 | 0 | -88743.1518 | 0 | 0 | 0 | 0 | 0 | 0 | 0 | 0 | 0 | -235922.8482 | 0 | 0 | 0 | 0 | 0 | 0 | 0
2016-04-17 12:00 | 0 | 0 | 0 | 0 | 0 | 362034.4827 | 2481.7365 | 336399 | 0 | 0 | 0 | 0 | 88743.1518 | 0 | 0 | 0 | 0 | 0 | 0 | 0 | 1955769.6864 | 0 | 0 | 0 | 0 | 0 | 0 | 0 | 0 | 0 | 0 | 88743.1518 | 0 | 0 | 0 | 0 | 0 | 0 | 0 | 0 | 0 | -60625.9326 | 0 | 0 | 0 | 0 | 0 | 0 | 0
2016-04-17 13:00 | 0 | 0 | 0 | 0 | 0 | 0 | 208540.4012 | 348917 | 0 | 0 | 0 | 0 | 0 | 0 | 0 | 0 | 0 | 0 | 0 | 0 | 1904136.2394 | 0 | 0 | 0 | 0 | 0 | 0 | 0 | 0 | 0 | 0 | -88743.1518 | 0 | 0 | 0 | 0 | 0 | 0 | 0 | 0 | 0 | -51633.447 | 0 | 0 | 0 | 0 | 0 | 0 | 0
2016-04-17 14:00 | 0 | 0 | 0 | 0 | 0 | 0 | 572004.8781 | 357864 | 0 | 0 | 0 | 0 | 0 | 0 | 0 | 0 | 0 | 0 | 0 | 0 | 2118277.1175 | 0 | 0 | 0 | 0 | 0 | 0 | 0 | 0 | 0 | 0 | 0 | 0 | 0 | 0 | 0 | 0 | 0 | 0 | 0 | 0 | 214140.8781 | 0 | 0 | 0 | 0 | 0 | 0 | 0
2016-04-17 15:00 | 0 | 0 | 0 | 0 | 0 | 0 | 731709.0342 | 363985 | 0 | 0 | 0 | 0 | 88743.1518 | 0 | 0 | 0 | 0 | 0 | 0 | 0 | 2397258 | 0 | 0 | 0 | 0 | 0 | 0 | 0 | 0 | 0 | 0 | 88743.1518 | 0 | 0 | 0 | 0 | 0 | 0 | 0 | 0 | 0 | 278980.8824 | 0 | 0 | 0 | 0 | 0 | 0 | 0
2016-04-17 16:00 | 0 | 0 | 0 | 0 | 0 | 0 | 737383.0342 | 369659 | 0 | 0 | 0 | 0 | 177486.3036 | 0 | 0 | 0 | 0 | 0 | 0 | 0 | 2676238.8824 | 0 | 0 | 0 | 0 | 0 | 0 | 0 | 0 | 0 | 0 | 88743.1518 | 0 | 0 | 0 | 0 | 0 | 0 | 0 | 0 | 0 | 278980.8824 | 0 | 0 | 0 | 0 | 0 | 0 | 0
2016-04-17 17:00 | 0 | 0 | 0 | 0 | 0 | 0 | 741585.0342 | 373861 | 0 | 0 | 0 | 0 | 266229.4554 | 0 | 0 | 0 | 0 | 0 | 0 | 0 | 2955219.7649 | 0 | 0 | 0 | 0 | 0 | 0 | 0 | 0 | 0 | 0 | 88743.1518 | 0 | 0 | 0 | 0 | 0 | 0 | 0 | 0 | 0 | 278980.8824 | 0 | 0 | 0 | 0 | 0 | 0 | 0
2016-04-17 18:00 | 0 | 0 | 0 | 0 | 0 | 0 | 744936.0342 | 377212 | 0 | 0 | 0 | 0 | 354972.6072 | 0 | 0 | 0 | 0 | 0 | 0 | 0 | 3234200.6473 | 0 | 0 | 0 | 0 | 0 | 0 | 0 | 0 | 0 | 0 | 88743.1518 | 0 | 0 | 0 | 0 | 0 | 0 | 0 | 0 | 0 | 278980.8824 | 0 | 0 | 0 | 0 | 0 | 0 | 0
2016-04-17 19:00 | 0 | 0 | 0 | 0 | 0 | 0 | 570455.7306 | 380218 | 0 | 0 | 0 | 0 | 266229.4554 | 0 | 0 | 0 | 0 | 0 | 0 | 0 | 3513181.5298 | 0 | 0 | 0 | 0 | 0 | 0 | 0 | 0 | 0 | 0 | -88743.1518 | 0 | 0 | 0 | 0 | 0 | 0 | 0 | 0 | 0 | 278980.8824 | 0 | 0 | 0 | 0 | 0 | 0 | 0
2016-04-17 20:00 | 0 | 0 | 0 | 0 | 0 | 0 | 752769.0342 | 385045 | 0 | 0 | 0 | 0 | 354972.6072 | 0 | 0 | 0 | 0 | 0 | 0 | 0 | 3792162.4122 | 0 | 0 | 0 | 0 | 0 | 0 | 0 | 0 | 0 | 0 | 88743.1518 | 0 | 0 | 0 | 0 | 0 | 0 | 0 | 0 | 0 | 278980.8824 | 0 | 0 | 0 | 0 | 0 | 0 | 0
2016-04-17 21:00 | 0 | 0 | 0 | 0 | 0 | 0 | 698034.6335 | 391181 | 0 | 0 | 0 | 0 | 382845.3582 | 0 | 0 | 0 | 0 | 0 | 0 | 0 | 4071143.2946 | 0 | 0 | 0 | 0 | 0 | 0 | 0 | 0 | 0 | 0 | 27872.7511 | 0 | 0 | 0 | 0 | 0 | 0 | 0 | 0 | 0 | 278980.8824 | 0 | 0 | 0 | 0 | 0 | 0 | 0
2016-04-17 22:00 | 0 | 0 | 0 | 0 | 0 | 0 | 675095.8824 | 396115 | 0 | 0 | 0 | 0 | 382845.3582 | 0 | 0 | 0 | 0 | 0 | 0 | 0 | 4350124.1771 | 0 | 0 | 0 | 0 | 0 | 0 | 0 | 0 | 0 | 0 | 0 | 0 | 0 | 0 | 0 | 0 | 0 | 0 | 0 | 0 | 278980.8824 | 0 | 0 | 0 | 0 | 0 | 0 | 0
2016-04-17 23:00 | 0 | 0 | 0 | 0 | 0 | 0 | 669739.7891 | 399850 | 0 | 0 | 0 | 0 | 382845.3582 | 0 | 0 | 0 | 0 | 0 | 0 | 0 | 4620013.9662 | 0 | 0 | 0 | 0 | 0 | 0 | 0 | 0 | 0 | 0 | 0 | 0 | 0 | 0 | 0 | 0 | 0 | 0 | 0 | 0 | 269889.7891 | 0 | 0 | 0 | 0 | 0 | 0 | 0
2016-04-18 | 0 | 0 | 0 | 0 | 0 | 0 | 459335.9181 | 409894 | 0 | 0 | 0 | 0 | 294102.2064 | 0 | 0 | 0 | 0 | 0 | 0 | 0 | 4758199.0361 | 0 | 0 | 0 | 0 | 0 | 0 | 0 | 0 | 0 | 0 | -88743.1518 | 0 | 0 | 0 | 0 | 0 | 0 | 0 | 0 | 0 | 138185.0699 | 0 | 0 | 0 | 0 | 0 | 0 | 0
2016-04-18 01:00 | 0 | 0 | 0 | 0 | 0 | 0 | 137006.4267 | 410275 | 0 | 0 | 0 | 0 | 229326.4211 | 0 | 0 | 0 | 0 | 0 | 0 | 0 | 4549706.2481 | 0 | 0 | 0 | 0 | 0 | 0 | 0 | 0 | 0 | 0 | -64775.7853 | 0 | 0 | 0 | 0 | 0 | 0 | 0 | 0 | 0 | -208492.788 | 0 | 0 | 0 | 0 | 0 | 0 | 0
2016-04-18 02:00 | 0 | 0 | 0 | 0 | 0 | 369814.7112 | 169.5198 | 394431 | 0 | 0 | 0 | 0 | 140583.2694 | 0 | 0 | 0 | 0 | 0 | 0 | 0 | 4614002.6309 | 0 | 0 | 0 | 0 | 0 | 0 | 0 | 0 | 0 | 0 | -88743.1518 | 0 | 0 | 0 | 0 | 0 | 0 | 0 | 0 | 0 | 64296.3828 | 0 | 0 | 0 | 0 | 0 | 0 | 0
2016-04-18 03:00 | 0 | 0 | 0 | 0 | 0 | 183655.2694 | 0 | 373893 | 0 | 0 | 0 | 0 | 229326.4211 | 0 | 0 | 0 | 0 | 0 | 0 | 0 | 4335021.7484 | 0 | 0 | 0 | 0 | 0 | 0 | 0 | 0 | 0 | 0 | 88743.1518 | 0 | 0 | 0 | 0 | 0 | 0 | 0 | 0 | 0 | -278980.8824 | 0 | 0 | 0 | 0 | 0 | 0 | 0
2016-04-18 04:00 | 0 | 0 | 0 | 0 | 0 | 0 | 0 | 352812 | 0 | 0 | 0 | 0 | 140583.2694 | 0 | 0 | 0 | 0 | 0 | 0 | 0 | 4070952.9002 | 0 | 0 | 0 | 0 | 0 | 0 | 0 | 0 | 0 | 0 | -88743.1518 | 0 | 0 | 0 | 0 | 0 | 0 | 0 | 0 | 0 | -264068.8482 | 0 | 0 | 0 | 0 | 0 | 0 | 0
2016-04-18 05:00 | 0 | 0 | 0 | 0 | 0 | 145698.2694 | 0 | 335936 | 0 | 0 | 0 | 0 | 229326.4211 | 0 | 0 | 0 | 0 | 0 | 0 | 0 | 3791972.0178 | 0 | 0 | 0 | 0 | 0 | 0 | 0 | 0 | 0 | 0 | 88743.1518 | 0 | 0 | 0 | 0 | 0 | 0 | 0 | 0 | 0 | -278980.8824 | 0 | 0 | 0 | 0 | 0 | 0 | 0
2016-04-18 06:00 | 0 | 0 | 0 | 0 | 0 | 0 | 0 | 324461 | 0 | 0 | 0 | 0 | 140583.2694 | 0 | 0 | 0 | 0 | 0 | 0 | 0 | 3556254.1696 | 0 | 0 | 0 | 0 | 0 | 0 | 0 | 0 | 0 | 0 | -88743.1518 | 0 | 0 | 0 | 0 | 0 | 0 | 0 | 0 | 0 | -235717.8482 | 0 | 0 | 0 | 0 | 0 | 0 | 0
2016-04-18 07:00 | 0 | 0 | 0 | 0 | 0 | 286479.4101 | 0 | 317564 | 0 | 0 | 0 | 0 | 229326.4211 | 0 | 0 | 0 | 0 | 0 | 0 | 0 | 3436426.4279 | 0 | 0 | 0 | 0 | 0 | 0 | 0 | 0 | 0 | 0 | 88743.1518 | 0 | 0 | 0 | 0 | 0 | 0 | 0 | 0 | 0 | -119827.7417 | 0 | 0 | 0 | 0 | 0 | 0 | 0
2016-04-18 08:00 | 0 | 0 | 0 | 0 | 0 | 128547.2694 | 0 | 318785 | 0 | 0 | 0 | 0 | 318069.5729 | 0 | 0 | 0 | 0 | 0 | 0 | 0 | 3157445.5454 | 0 | 0 | 0 | 0 | 0 | 0 | 0 | 0 | 0 | 0 | 88743.1518 | 0 | 0 | 0 | 0 | 0 | 0 | 0 | 0 | 0 | -278980.8824 | 0 | 0 | 0 | 0 | 0 | 0 | 0
2016-04-18 09:00 | 0 | 0 | 0 | 0 | 0 | 0 | 0 | 330821 | 0 | 0 | 0 | 0 | 266229.4554 | 0 | 0 | 0 | 0 | 0 | 0 | 0 | 2878464.663 | 0 | 0 | 0 | 0 | 0 | 0 | 0 | 0 | 0 | 0 | -51840.1176 | 0 | 0 | 0 | 0 | 0 | 0 | 0 | 0 | 0 | -278980.8824 | 0 | 0 | 0 | 0 | 0 | 0 | 0
2016-04-18 10:00 | 0 | 0 | 0 | 0 | 0 | 0 | 0 | 355668 | 0 | 0 | 0 | 0 | 177486.3036 | 0 | 0 | 0 | 0 | 0 | 0 | 0 | 2611539.8148 | 0 | 0 | 0 | 0 | 0 | 0 | 0 | 0 | 0 | 0 | -88743.1518 | 0 | 0 | 0 | 0 | 0 | 0 | 0 | 0 | 0 | -266924.8482 | 0 | 0 | 0 | 0 | 0 | 0 | 0
2016-04-18 11:00 | 0 | 0 | 0 | 0 | 0 | 11877.9658 | 0 | 379602 | 0 | 0 | 0 | 0 | 88743.1518 | 0 | 0 | 0 | 0 | 0 | 0 | 0 | 2332558.9323 | 0 | 0 | 0 | 0 | 0 | 0 | 0 | 0 | 0 | 0 | -88743.1518 | 0 | 0 | 0 | 0 | 0 | 0 | 0 | 0 | 0 | -278980.8824 | 0 | 0 | 0 | 0 | 0 | 0 | 0
2016-04-18 12:00 | 0 | 0 | 0 | 0 | 0 | 250693.9888 | 4184.8596 | 393054 | 0 | 0 | 0 | 0 | 0 | 0 | 0 | 0 | 0 | 0 | 0 | 0 | 2283126.9325 | 0 | 0 | 0 | 0 | 0 | 0 | 0 | 0 | 0 | 0 | -88743.1518 | 0 | 0 | 0 | 0 | 0 | 0 | 0 | 0 | 0 | -49431.9998 | 0 | 0 | 0 | 0 | 0 | 0 | 0
2016-04-18 13:00 | 0 | 0 | 0 | 0 | 0 | 0 | 215496.4902 | 402340 | 0 | 0 | 0 | 0 | 0 | 0 | 0 | 0 | 0 | 0 | 0 | 0 | 2096283.4228 | 0 | 0 | 0 | 0 | 0 | 0 | 0 | 0 | 0 | 0 | 0 | 0 | 0 | 0 | 0 | 0 | 0 | 0 | 0 | 0 | -186843.5098 | 0 | 0 | 0 | 0 | 0 | 0 | 0
2016-04-18 14:00 | 0 | 0 | 0 | 0 | 0 | 0 | 606099.622 | 411514 | 0 | 0 | 0 | 0 | 0 | 0 | 0 | 0 | 0 | 0 | 0 | 0 | 2290869.0448 | 0 | 0 | 0 | 0 | 0 | 0 | 0 | 0 | 0 | 0 | 0 | 0 | 0 | 0 | 0 | 0 | 0 | 0 | 0 | 0 | 194585.622 | 0 | 0 | 0 | 0 | 0 | 0 | 0
2016-04-18 15:00 | 0 | 0 | 0 | 0 | 0 | 0 | 697555.8824 | 418575 | 0 | 0 | 0 | 0 | 0 | 0 | 0 | 0 | 0 | 0 | 0 | 0 | 2569849.9272 | 0 | 0 | 0 | 0 | 0 | 0 | 0 | 0 | 0 | 0 | 0 | 0 | 0 | 0 | 0 | 0 | 0 | 0 | 0 | 0 | 278980.8824 | 0 | 0 | 0 | 0 | 0 | 0 | 0
2016-04-18 16:00 | 0 | 0 | 0 | 0 | 0 | 0 | 791650.0342 | 423926 | 0 | 0 | 0 | 0 | 88743.1518 | 0 | 0 | 0 | 0 | 0 | 0 | 0 | 2848830.8097 | 0 | 0 | 0 | 0 | 0 | 0 | 0 | 0 | 0 | 0 | 88743.1518 | 0 | 0 | 0 | 0 | 0 | 0 | 0 | 0 | 0 | 278980.8824 | 0 | 0 | 0 | 0 | 0 | 0 | 0
2016-04-18 17:00 | 0 | 0 | 0 | 0 | 0 | 0 | 797832.0342 | 430108 | 0 | 0 | 0 | 0 | 177486.3036 | 0 | 0 | 0 | 0 | 0 | 0 | 0 | 3127811.6921 | 0 | 0 | 0 | 0 | 0 | 0 | 0 | 0 | 0 | 0 | 88743.1518 | 0 | 0 | 0 | 0 | 0 | 0 | 0 | 0 | 0 | 278980.8824 | 0 | 0 | 0 | 0 | 0 | 0 | 0
2016-04-18 18:00 | 0 | 0 | 0 | 0 | 0 | 0 | 803374.0342 | 435650 | 0 | 0 | 0 | 0 | 266229.4554 | 0 | 0 | 0 | 0 | 0 | 0 | 0 | 3406792.5746 | 0 | 0 | 0 | 0 | 0 | 0 | 0 | 0 | 0 | 0 | 88743.1518 | 0 | 0 | 0 | 0 | 0 | 0 | 0 | 0 | 0 | 278980.8824 | 0 | 0 | 0 | 0 | 0 | 0 | 0
2016-04-18 19:00 | 0 | 0 | 0 | 0 | 0 | 0 | 808618.0342 | 440894 | 0 | 0 | 0 | 0 | 354972.6072 | 0 | 0 | 0 | 0 | 0 | 0 | 0 | 3685773.457 | 0 | 0 | 0 | 0 | 0 | 0 | 0 | 0 | 0 | 0 | 88743.1518 | 0 | 0 | 0 | 0 | 0 | 0 | 0 | 0 | 0 | 278980.8824 | 0 | 0 | 0 | 0 | 0 | 0 | 0
2016-04-18 20:00 | 0 | 0 | 0 | 0 | 0 | 0 | 752976.6335 | 446123 | 0 | 0 | 0 | 0 | 382845.3582 | 0 | 0 | 0 | 0 | 0 | 0 | 0 | 3964754.3394 | 0 | 0 | 0 | 0 | 0 | 0 | 0 | 0 | 0 | 0 | 27872.7511 | 0 | 0 | 0 | 0 | 0 | 0 | 0 | 0 | 0 | 278980.8824 | 0 | 0 | 0 | 0 | 0 | 0 | 0
2016-04-18 21:00 | 0 | 0 | 0 | 0 | 0 | 0 | 728688.8824 | 449708 | 0 | 0 | 0 | 0 | 382845.3582 | 0 | 0 | 0 | 0 | 0 | 0 | 0 | 4243735.2219 | 0 | 0 | 0 | 0 | 0 | 0 | 0 | 0 | 0 | 0 | 0 | 0 | 0 | 0 | 0 | 0 | 0 | 0 | 0 | 0 | 278980.8824 | 0 | 0 | 0 | 0 | 0 | 0 | 0
2016-04-18 22:00 | 0 | 0 | 0 | 0 | 0 | 0 | 728587.8824 | 449607 | 0 | 0 | 0 | 0 | 382845.3582 | 0 | 0 | 0 | 0 | 0 | 0 | 0 | 4522716.1043 | 0 | 0 | 0 | 0 | 0 | 0 | 0 | 0 | 0 | 0 | 0 | 0 | 0 | 0 | 0 | 0 | 0 | 0 | 0 | 0 | 278980.8824 | 0 | 0 | 0 | 0 | 0 | 0 | 0
2016-04-18 23:00 | 0 | 0 | 0 | 0 | 0 | 0 | 657357.5593 | 447482 | 0 | 0 | 0 | 0 | 382845.3582 | 0 | 0 | 0 | 0 | 0 | 0 | 0 | 4732591.6637 | 0 | 0 | 0 | 0 | 0 | 0 | 0 | 0 | 0 | 0 | 0 | 0 | 0 | 0 | 0 | 0 | 0 | 0 | 0 | 0 | 209875.5593 | 0 | 0 | 0 | 0 | 0 | 0 | 0
2016-04-19 | 0 | 0 | 0 | 0 | 0 | 0 | 479263.4459 | 451741 | 0 | 0 | 0 | 0 | 382845.3582 | 0 | 0 | 0 | 0 | 0 | 0 | 0 | 4760114.1096 | 0 | 0 | 0 | 0 | 0 | 0 | 0 | 0 | 0 | 0 | 0 | 0 | 0 | 0 | 0 | 0 | 0 | 0 | 0 | 0 | 27522.4459 | 0 | 0 | 0 | 0 | 0 | 0 | 0
2016-04-19 01:00 | 0 | 0 | 0 | 0 | 0 | 293841.9589 | 142463.3099 | 445831 | 0 | 0 | 0 | 0 | 382845.3582 | 0 | 0 | 0 | 0 | 0 | 0 | 0 | 4750588.3785 | 0 | 0 | 0 | 0 | 0 | 0 | 0 | 0 | 0 | 0 | 0 | 0 | 0 | 0 | 0 | 0 | 0 | 0 | 0 | 0 | -9525.7311 | 0 | 0 | 0 | 0 | 0 | 0 | 0
2016-04-19 02:00 | 0 | 0 | 0 | 0 | 0 | 55089.5765 | 206.3893 | 423020 | 0 | 0 | 0 | 0 | 294102.2064 | 0 | 0 | 0 | 0 | 0 | 0 | 0 | 4471607.496 | 0 | 0 | 0 | 0 | 0 | 0 | 0 | 0 | 0 | 0 | -88743.1518 | 0 | 0 | 0 | 0 | 0 | 0 | 0 | 0 | 0 | -278980.8824 | 0 | 0 | 0 | 0 | 0 | 0 | 0
2016-04-19 03:00 | 0 | 0 | 0 | 0 | 0 | 319561.4518 | 0 | 395905 | 0 | 0 | 0 | 0 | 382845.3582 | 0 | 0 | 0 | 0 | 0 | 0 | 0 | 4306520.796 | 0 | 0 | 0 | 0 | 0 | 0 | 0 | 0 | 0 | 0 | 88743.1518 | 0 | 0 | 0 | 0 | 0 | 0 | 0 | 0 | 0 | -165086.7 | 0 | 0 | 0 | 0 | 0 | 0 | 0
2016-04-19 04:00 | 0 | 0 | 0 | 0 | 0 | 2892.9658 | 0 | 370617 | 0 | 0 | 0 | 0 | 294102.2064 | 0 | 0 | 0 | 0 | 0 | 0 | 0 | 4027539.9136 | 0 | 0 | 0 | 0 | 0 | 0 | 0 | 0 | 0 | 0 | -88743.1518 | 0 | 0 | 0 | 0 | 0 | 0 | 0 | 0 | 0 | -278980.8824 | 0 | 0 | 0 | 0 | 0 | 0 | 0
2016-04-19 05:00 | 0 | 0 | 0 | 0 | 0 | 0 | 0 | 351081 | 0 | 0 | 0 | 0 | 205359.0546 | 0 | 0 | 0 | 0 | 0 | 0 | 0 | 3765202.0654 | 0 | 0 | 0 | 0 | 0 | 0 | 0 | 0 | 0 | 0 | -88743.1518 | 0 | 0 | 0 | 0 | 0 | 0 | 0 | 0 | 0 | -262337.8482 | 0 | 0 | 0 | 0 | 0 | 0 | 0
2016-04-19 06:00 | 0 | 0 | 0 | 0 | 0 | 145485.2694 | 0 | 335723 | 0 | 0 | 0 | 0 | 294102.2064 | 0 | 0 | 0 | 0 | 0 | 0 | 0 | 3486221.1829 | 0 | 0 | 0 | 0 | 0 | 0 | 0 | 0 | 0 | 0 | 88743.1518 | 0 | 0 | 0 | 0 | 0 | 0 | 0 | 0 | 0 | -278980.8824 | 0 | 0 | 0 | 0 | 0 | 0 | 0
2016-04-19 07:00 | 0 | 0 | 0 | 0 | 0 | 0 | 0 | 326292 | 0 | 0 | 0 | 0 | 205359.0546 | 0 | 0 | 0 | 0 | 0 | 0 | 0 | 3248672.3347 | 0 | 0 | 0 | 0 | 0 | 0 | 0 | 0 | 0 | 0 | -88743.1518 | 0 | 0 | 0 | 0 | 0 | 0 | 0 | 0 | 0 | -237548.8482 | 0 | 0 | 0 | 0 | 0 | 0 | 0
2016-04-19 08:00 | 0 | 0 | 0 | 0 | 0 | 197807.5606 | 0 | 324772 | 0 | 0 | 0 | 0 | 162961.14 | 0 | 0 | 0 | 0 | 0 | 0 | 0 | 3164105.81 | 0 | 0 | 0 | 0 | 0 | 0 | 0 | 0 | 0 | 0 | -42397.9146 | 0 | 0 | 0 | 0 | 0 | 0 | 0 | 0 | 0 | -84566.5248 | 0 | 0 | 0 | 0 | 0 | 0 | 0
2016-04-19 09:00 | 0 | 0 | 0 | 0 | 0 | 179592.2918 | 0 | 334201 | 0 | 0 | 0 | 0 | 251704.2918 | 0 | 0 | 0 | 0 | 0 | 0 | 0 | 2920753.95 | 0 | 0 | 0 | 0 | 0 | 0 | 0 | 0 | 0 | 0 | 88743.1518 | 0 | 0 | 0 | 0 | 0 | 0 | 0 | 0 | 0 | -243351.86 | 0 | 0 | 0 | 0 | 0 | 0 | 0
2016-04-19 10:00 | 0 | 0 | 0 | 0 | 0 | 0 | 0 | 357981 | 0 | 0 | 0 | 0 | 162961.14 | 0 | 0 | 0 | 0 | 0 | 0 | 0 | 2651516.1018 | 0 | 0 | 0 | 0 | 0 | 0 | 0 | 0 | 0 | 0 | -88743.1518 | 0 | 0 | 0 | 0 | 0 | 0 | 0 | 0 | 0 | -269237.8482 | 0 | 0 | 0 | 0 | 0 | 0 | 0
2016-04-19 11:00 | 0 | 0 | 0 | 0 | 0 | 157577.4803 | 0 | 381298 | 0 | 0 | 0 | 0 | 74217.9882 | 0 | 0 | 0 | 0 | 0 | 0 | 0 | 2516538.7339 | 0 | 0 | 0 | 0 | 0 | 0 | 0 | 0 | 0 | 0 | -88743.1518 | 0 | 0 | 0 | 0 | 0 | 0 | 0 | 0 | 0 | -134977.3679 | 0 | 0 | 0 | 0 | 0 | 0 | 0
2016-04-19 12:00 | 0 | 0 | 0 | 0 | 0 | 127283.9102 | 2672.3709 | 394412 | 0 | 0 | 0 | 0 | 88743.1518 | 0 | 0 | 0 | 0 | 0 | 0 | 0 | 2237557.8514 | 0 | 0 | 0 | 0 | 0 | 0 | 0 | 0 | 0 | 0 | 14525.1636 | 0 | 0 | 0 | 0 | 0 | 0 | 0 | 0 | 0 | -278980.8824 | 0 | 0 | 0 | 0 | 0 | 0 | 0
2016-04-19 13:00 | 0 | 0 | 0 | 0 | 0 | 0 | 209232.8719 | 403745 | 0 | 0 | 0 | 0 | 0 | 0 | 0 | 0 | 0 | 0 | 0 | 0 | 2131788.8751 | 0 | 0 | 0 | 0 | 0 | 0 | 0 | 0 | 0 | 0 | -88743.1518 | 0 | 0 | 0 | 0 | 0 | 0 | 0 | 0 | 0 | -105768.9763 | 0 | 0 | 0 | 0 | 0 | 0 | 0
2016-04-19 14:00 | 0 | 0 | 0 | 0 | 0 | 0 | 541658.0399 | 412923 | 0 | 0 | 0 | 0 | 0 | 0 | 0 | 0 | 0 | 0 | 0 | 0 | 2260523.915 | 0 | 0 | 0 | 0 | 0 | 0 | 0 | 0 | 0 | 0 | 0 | 0 | 0 | 0 | 0 | 0 | 0 | 0 | 0 | 0 | 128735.0399 | 0 | 0 | 0 | 0 | 0 | 0 | 0
2016-04-19 15:00 | 0 | 0 | 0 | 0 | 0 | 0 | 699220.8824 | 420240 | 0 | 0 | 0 | 0 | 0 | 0 | 0 | 0 | 0 | 0 | 0 | 0 | 2539504.7974 | 0 | 0 | 0 | 0 | 0 | 0 | 0 | 0 | 0 | 0 | 0 | 0 | 0 | 0 | 0 | 0 | 0 | 0 | 0 | 0 | 278980.8824 | 0 | 0 | 0 | 0 | 0 | 0 | 0
2016-04-19 16:00 | 0 | 0 | 0 | 0 | 0 | 0 | 794211.0342 | 426487 | 0 | 0 | 0 | 0 | 88743.1518 | 0 | 0 | 0 | 0 | 0 | 0 | 0 | 2818485.6799 | 0 | 0 | 0 | 0 | 0 | 0 | 0 | 0 | 0 | 0 | 88743.1518 | 0 | 0 | 0 | 0 | 0 | 0 | 0 | 0 | 0 | 278980.8824 | 0 | 0 | 0 | 0 | 0 | 0 | 0
2016-04-19 17:00 | 0 | 0 | 0 | 0 | 0 | 0 | 800816.0342 | 433092 | 0 | 0 | 0 | 0 | 177486.3036 | 0 | 0 | 0 | 0 | 0 | 0 | 0 | 3097466.5623 | 0 | 0 | 0 | 0 | 0 | 0 | 0 | 0 | 0 | 0 | 88743.1518 | 0 | 0 | 0 | 0 | 0 | 0 | 0 | 0 | 0 | 278980.8824 | 0 | 0 | 0 | 0 | 0 | 0 | 0
2016-04-19 18:00 | 0 | 0 | 0 | 0 | 0 | 0 | 807535.0342 | 439811 | 0 | 0 | 0 | 0 | 266229.4554 | 0 | 0 | 0 | 0 | 0 | 0 | 0 | 3376447.4448 | 0 | 0 | 0 | 0 | 0 | 0 | 0 | 0 | 0 | 0 | 88743.1518 | 0 | 0 | 0 | 0 | 0 | 0 | 0 | 0 | 0 | 278980.8824 | 0 | 0 | 0 | 0 | 0 | 0 | 0
2016-04-19 19:00 | 0 | 0 | 0 | 0 | 0 | 0 | 812172.0342 | 444448 | 0 | 0 | 0 | 0 | 354972.6072 | 0 | 0 | 0 | 0 | 0 | 0 | 0 | 3655428.3272 | 0 | 0 | 0 | 0 | 0 | 0 | 0 | 0 | 0 | 0 | 88743.1518 | 0 | 0 | 0 | 0 | 0 | 0 | 0 | 0 | 0 | 278980.8824 | 0 | 0 | 0 | 0 | 0 | 0 | 0
2016-04-19 20:00 | 0 | 0 | 0 | 0 | 0 | 0 | 755863.6335 | 449010 | 0 | 0 | 0 | 0 | 382845.3582 | 0 | 0 | 0 | 0 | 0 | 0 | 0 | 3934409.2097 | 0 | 0 | 0 | 0 | 0 | 0 | 0 | 0 | 0 | 0 | 27872.7511 | 0 | 0 | 0 | 0 | 0 | 0 | 0 | 0 | 0 | 278980.8824 | 0 | 0 | 0 | 0 | 0 | 0 | 0
2016-04-19 21:00 | 0 | 0 | 0 | 0 | 0 | 0 | 730673.8824 | 451693 | 0 | 0 | 0 | 0 | 382845.3582 | 0 | 0 | 0 | 0 | 0 | 0 | 0 | 4213390.0921 | 0 | 0 | 0 | 0 | 0 | 0 | 0 | 0 | 0 | 0 | 0 | 0 | 0 | 0 | 0 | 0 | 0 | 0 | 0 | 0 | 278980.8824 | 0 | 0 | 0 | 0 | 0 | 0 | 0
2016-04-19 22:00 | 0 | 0 | 0 | 0 | 0 | 0 | 729917.8824 | 450937 | 0 | 0 | 0 | 0 | 382845.3582 | 0 | 0 | 0 | 0 | 0 | 0 | 0 | 4492370.9746 | 0 | 0 | 0 | 0 | 0 | 0 | 0 | 0 | 0 | 0 | 0 | 0 | 0 | 0 | 0 | 0 | 0 | 0 | 0 | 0 | 278980.8824 | 0 | 0 | 0 | 0 | 0 | 0 | 0
2016-04-19 23:00 | 0 | 0 | 0 | 0 | 0 | 0 | 682819.3287 | 448986 | 0 | 0 | 0 | 0 | 382845.3582 | 0 | 0 | 0 | 0 | 0 | 0 | 0 | 4726204.3033 | 0 | 0 | 0 | 0 | 0 | 0 | 0 | 0 | 0 | 0 | 0 | 0 | 0 | 0 | 0 | 0 | 0 | 0 | 0 | 0 | 233833.3287 | 0 | 0 | 0 | 0 | 0 | 0 | 0
2016-04-20 | 0 | 0 | 0 | 0 | 0 | 0 | 484900.772 | 453335 | 0 | 0 | 0 | 0 | 382845.3582 | 0 | 0 | 0 | 0 | 0 | 0 | 0 | 4757770.0753 | 0 | 0 | 0 | 0 | 0 | 0 | 0 | 0 | 0 | 0 | 0 | 0 | 0 | 0 | 0 | 0 | 0 | 0 | 0 | 0 | 31565.772 | 0 | 0 | 0 | 0 | 0 | 0 | 0
2016-04-20 01:00 | 0 | 0 | 0 | 0 | 0 | 180261.5501 | 127594.1284 | 447800 | 0 | 0 | 0 | 0 | 382845.3582 | 0 | 0 | 0 | 0 | 0 | 0 | 0 | 4617825.7538 | 0 | 0 | 0 | 0 | 0 | 0 | 0 | 0 | 0 | 0 | 0 | 0 | 0 | 0 | 0 | 0 | 0 | 0 | 0 | 0 | -139944.3215 | 0 | 0 | 0 | 0 | 0 | 0 | 0
2016-04-20 02:00 | 0 | 0 | 0 | 0 | 0 | 57266.3933 | 216.5725 | 425207 | 0 | 0 | 0 | 0 | 294102.2064 | 0 | 0 | 0 | 0 | 0 | 0 | 0 | 4338844.8714 | 0 | 0 | 0 | 0 | 0 | 0 | 0 | 0 | 0 | 0 | -88743.1518 | 0 | 0 | 0 | 0 | 0 | 0 | 0 | 0 | 0 | -278980.8824 | 0 | 0 | 0 | 0 | 0 | 0 | 0
2016-04-20 03:00 | 0 | 0 | 0 | 0 | 0 | 243329.3061 | 0 | 398341 | 0 | 0 | 0 | 0 | 294102.2064 | 0 | 0 | 0 | 0 | 0 | 0 | 0 | 4183833.1774 | 0 | 0 | 0 | 0 | 0 | 0 | 0 | 0 | 0 | 0 | 0 | 0 | 0 | 0 | 0 | 0 | 0 | 0 | 0 | 0 | -155011.6939 | 0 | 0 | 0 | 0 | 0 | 0 | 0
2016-04-20 04:00 | 0 | 0 | 0 | 0 | 0 | 243963.9107 | 0 | 373790 | 0 | 0 | 0 | 0 | 382845.3582 | 0 | 0 | 0 | 0 | 0 | 0 | 0 | 3965263.9363 | 0 | 0 | 0 | 0 | 0 | 0 | 0 | 0 | 0 | 0 | 88743.1518 | 0 | 0 | 0 | 0 | 0 | 0 | 0 | 0 | 0 | -218569.2411 | 0 | 0 | 0 | 0 | 0 | 0 | 0
2016-04-20 05:00 | 0 | 0 | 0 | 0 | 0 | 0 | 0 | 354341 | 0 | 0 | 0 | 0 | 294102.2064 | 0 | 0 | 0 | 0 | 0 | 0 | 0 | 3699666.0881 | 0 | 0 | 0 | 0 | 0 | 0 | 0 | 0 | 0 | 0 | -88743.1518 | 0 | 0 | 0 | 0 | 0 | 0 | 0 | 0 | 0 | -265597.8482 | 0 | 0 | 0 | 0 | 0 | 0 | 0
2016-04-20 06:00 | 0 | 0 | 0 | 0 | 0 | 0 | 0 | 338967 | 0 | 0 | 0 | 0 | 205359.0546 | 0 | 0 | 0 | 0 | 0 | 0 | 0 | 3449442.2399 | 0 | 0 | 0 | 0 | 0 | 0 | 0 | 0 | 0 | 0 | -88743.1518 | 0 | 0 | 0 | 0 | 0 | 0 | 0 | 0 | 0 | -250223.8482 | 0 | 0 | 0 | 0 | 0 | 0 | 0
2016-04-20 07:00 | 0 | 0 | 0 | 0 | 0 | 0 | 0 | 329453 | 0 | 0 | 0 | 0 | 116615.9029 | 0 | 0 | 0 | 0 | 0 | 0 | 0 | 3208732.3917 | 0 | 0 | 0 | 0 | 0 | 0 | 0 | 0 | 0 | 0 | -88743.1518 | 0 | 0 | 0 | 0 | 0 | 0 | 0 | 0 | 0 | -240709.8482 | 0 | 0 | 0 | 0 | 0 | 0 | 0
2016-04-20 08:00 | 0 | 0 | 0 | 0 | 0 | 171227.6287 | 0 | 327697 | 0 | 0 | 0 | 0 | 205359.0546 | 0 | 0 | 0 | 0 | 0 | 0 | 0 | 2963519.8686 | 0 | 0 | 0 | 0 | 0 | 0 | 0 | 0 | 0 | 0 | 88743.1518 | 0 | 0 | 0 | 0 | 0 | 0 | 0 | 0 | 0 | -245212.5231 | 0 | 0 | 0 | 0 | 0 | 0 | 0
2016-04-20 09:00 | 0 | 0 | 0 | 0 | 0 | 153959.709 | 0 | 335851 | 0 | 0 | 0 | 0 | 177486.3036 | 0 | 0 | 0 | 0 | 0 | 0 | 0 | 2809501.3287 | 0 | 0 | 0 | 0 | 0 | 0 | 0 | 0 | 0 | 0 | -27872.7511 | 0 | 0 | 0 | 0 | 0 | 0 | 0 | 0 | 0 | -154018.5399 | 0 | 0 | 0 | 0 | 0 | 0 | 0
2016-04-20 10:00 | 0 | 0 | 0 | 0 | 0 | 0 | 0 | 359277 | 0 | 0 | 0 | 0 | 88743.1518 | 0 | 0 | 0 | 0 | 0 | 0 | 0 | 2538967.4805 | 0 | 0 | 0 | 0 | 0 | 0 | 0 | 0 | 0 | 0 | -88743.1518 | 0 | 0 | 0 | 0 | 0 | 0 | 0 | 0 | 0 | -270533.8482 | 0 | 0 | 0 | 0 | 0 | 0 | 0
2016-04-20 11:00 | 0 | 0 | 0 | 0 | 0 | 13695.9658 | 0 | 381420 | 0 | 0 | 0 | 0 | 0 | 0 | 0 | 0 | 0 | 0 | 0 | 0 | 2259986.5981 | 0 | 0 | 0 | 0 | 0 | 0 | 0 | 0 | 0 | 0 | -88743.1518 | 0 | 0 | 0 | 0 | 0 | 0 | 0 | 0 | 0 | -278980.8824 | 0 | 0 | 0 | 0 | 0 | 0 | 0
2016-04-20 12:00 | 0 | 0 | 0 | 0 | 0 | 124659.5802 | 8016.1666 | 393612 | 0 | 0 | 0 | 0 | 0 | 0 | 0 | 0 | 0 | 0 | 0 | 0 | 1999050.3448 | 0 | 0 | 0 | 0 | 0 | 0 | 0 | 0 | 0 | 0 | 0 | 0 | 0 | 0 | 0 | 0 | 0 | 0 | 0 | 0 | -260936.2533 | 0 | 0 | 0 | 0 | 0 | 0 | 0
2016-04-20 13:00 | 0 | 0 | 0 | 0 | 0 | 0 | 265552.2542 | 402045 | 0 | 0 | 0 | 0 | 0 | 0 | 0 | 0 | 0 | 0 | 0 | 0 | 1862557.599 | 0 | 0 | 0 | 0 | 0 | 0 | 0 | 0 | 0 | 0 | 0 | 0 | 0 | 0 | 0 | 0 | 0 | 0 | 0 | 0 | -136492.7458 | 0 | 0 | 0 | 0 | 0 | 0 | 0
2016-04-20 14:00 | 0 | 0 | 0 | 0 | 0 | 0 | 622271.3852 | 411489 | 0 | 0 | 0 | 0 | 0 | 0 | 0 | 0 | 0 | 0 | 0 | 0 | 2073339.9842 | 0 | 0 | 0 | 0 | 0 | 0 | 0 | 0 | 0 | 0 | 0 | 0 | 0 | 0 | 0 | 0 | 0 | 0 | 0 | 0 | 210782.3852 | 0 | 0 | 0 | 0 | 0 | 0 | 0
2016-04-20 15:00 | 0 | 0 | 0 | 0 | 0 | 0 | 785985.0342 | 418261 | 0 | 0 | 0 | 0 | 88743.1518 | 0 | 0 | 0 | 0 | 0 | 0 | 0 | 2352320.8667 | 0 | 0 | 0 | 0 | 0 | 0 | 0 | 0 | 0 | 0 | 88743.1518 | 0 | 0 | 0 | 0 | 0 | 0 | 0 | 0 | 0 | 278980.8824 | 0 | 0 | 0 | 0 | 0 | 0 | 0
2016-04-20 16:00 | 0 | 0 | 0 | 0 | 0 | 0 | 791319.0342 | 423595 | 0 | 0 | 0 | 0 | 177486.3036 | 0 | 0 | 0 | 0 | 0 | 0 | 0 | 2631301.7491 | 0 | 0 | 0 | 0 | 0 | 0 | 0 | 0 | 0 | 0 | 88743.1518 | 0 | 0 | 0 | 0 | 0 | 0 | 0 | 0 | 0 | 278980.8824 | 0 | 0 | 0 | 0 | 0 | 0 | 0
2016-04-20 17:00 | 0 | 0 | 0 | 0 | 0 | 0 | 797589.0342 | 429865 | 0 | 0 | 0 | 0 | 266229.4554 | 0 | 0 | 0 | 0 | 0 | 0 | 0 | 2910282.6316 | 0 | 0 | 0 | 0 | 0 | 0 | 0 | 0 | 0 | 0 | 88743.1518 | 0 | 0 | 0 | 0 | 0 | 0 | 0 | 0 | 0 | 278980.8824 | 0 | 0 | 0 | 0 | 0 | 0 | 0
2016-04-20 18:00 | 0 | 0 | 0 | 0 | 0 | 0 | 803784.0342 | 436060 | 0 | 0 | 0 | 0 | 354972.6072 | 0 | 0 | 0 | 0 | 0 | 0 | 0 | 3189263.514 | 0 | 0 | 0 | 0 | 0 | 0 | 0 | 0 | 0 | 0 | 88743.1518 | 0 | 0 | 0 | 0 | 0 | 0 | 0 | 0 | 0 | 278980.8824 | 0 | 0 | 0 | 0 | 0 | 0 | 0
2016-04-20 19:00 | 0 | 0 | 0 | 0 | 0 | 0 | 632043.7306 | 441806 | 0 | 0 | 0 | 0 | 266229.4554 | 0 | 0 | 0 | 0 | 0 | 0 | 0 | 3468244.3965 | 0 | 0 | 0 | 0 | 0 | 0 | 0 | 0 | 0 | 0 | -88743.1518 | 0 | 0 | 0 | 0 | 0 | 0 | 0 | 0 | 0 | 278980.8824 | 0 | 0 | 0 | 0 | 0 | 0 | 0
2016-04-20 20:00 | 0 | 0 | 0 | 0 | 0 | 0 | 814560.0342 | 446836 | 0 | 0 | 0 | 0 | 354972.6072 | 0 | 0 | 0 | 0 | 0 | 0 | 0 | 3747225.2789 | 0 | 0 | 0 | 0 | 0 | 0 | 0 | 0 | 0 | 0 | 88743.1518 | 0 | 0 | 0 | 0 | 0 | 0 | 0 | 0 | 0 | 278980.8824 | 0 | 0 | 0 | 0 | 0 | 0 | 0
2016-04-20 21:00 | 0 | 0 | 0 | 0 | 0 | 0 | 756895.6335 | 450042 | 0 | 0 | 0 | 0 | 382845.3582 | 0 | 0 | 0 | 0 | 0 | 0 | 0 | 4026206.1614 | 0 | 0 | 0 | 0 | 0 | 0 | 0 | 0 | 0 | 0 | 27872.7511 | 0 | 0 | 0 | 0 | 0 | 0 | 0 | 0 | 0 | 278980.8824 | 0 | 0 | 0 | 0 | 0 | 0 | 0
2016-04-20 22:00 | 0 | 0 | 0 | 0 | 0 | 0 | 728554.8824 | 449574 | 0 | 0 | 0 | 0 | 382845.3582 | 0 | 0 | 0 | 0 | 0 | 0 | 0 | 4305187.0438 | 0 | 0 | 0 | 0 | 0 | 0 | 0 | 0 | 0 | 0 | 0 | 0 | 0 | 0 | 0 | 0 | 0 | 0 | 0 | 0 | 278980.8824 | 0 | 0 | 0 | 0 | 0 | 0 | 0
2016-04-20 23:00 | 0 | 0 | 0 | 0 | 0 | 0 | 726795.8824 | 447815 | 0 | 0 | 0 | 0 | 382845.3582 | 0 | 0 | 0 | 0 | 0 | 0 | 0 | 4584167.9262 | 0 | 0 | 0 | 0 | 0 | 0 | 0 | 0 | 0 | 0 | 0 | 0 | 0 | 0 | 0 | 0 | 0 | 0 | 0 | 0 | 278980.8824 | 0 | 0 | 0 | 0 | 0 | 0 | 0
2016-04-21 | 0 | 0 | 0 | 0 | 0 | 0 | 543618.6089 | 452475 | 0 | 0 | 0 | 0 | 382845.3582 | 0 | 0 | 0 | 0 | 0 | 0 | 0 | 4675311.5351 | 0 | 0 | 0 | 0 | 0 | 0 | 0 | 0 | 0 | 0 | 0 | 0 | 0 | 0 | 0 | 0 | 0 | 0 | 0 | 0 | 91143.6089 | 0 | 0 | 0 | 0 | 0 | 0 | 0
2016-04-21 01:00 | 0 | 0 | 0 | 0 | 0 | 0 | 156834.9913 | 446707 | 0 | 0 | 0 | 0 | 326288.5729 | 0 | 0 | 0 | 0 | 0 | 0 | 0 | 4441996.3117 | 0 | 0 | 0 | 0 | 0 | 0 | 0 | 0 | 0 | 0 | -56556.7853 | 0 | 0 | 0 | 0 | 0 | 0 | 0 | 0 | 0 | -233315.2234 | 0 | 0 | 0 | 0 | 0 | 0 | 0
2016-04-21 02:00 | 0 | 0 | 0 | 0 | 0 | 335918.1754 | 377.0984 | 424801 | 0 | 0 | 0 | 0 | 237545.4211 | 0 | 0 | 0 | 0 | 0 | 0 | 0 | 4442233.7373 | 0 | 0 | 0 | 0 | 0 | 0 | 0 | 0 | 0 | 0 | -88743.1518 | 0 | 0 | 0 | 0 | 0 | 0 | 0 | 0 | 0 | 237.4256 | 0 | 0 | 0 | 0 | 0 | 0 | 0
2016-04-21 03:00 | 0 | 0 | 0 | 0 | 0 | 29724.9658 | 0 | 397449 | 0 | 0 | 0 | 0 | 148802.2694 | 0 | 0 | 0 | 0 | 0 | 0 | 0 | 4163252.8548 | 0 | 0 | 0 | 0 | 0 | 0 | 0 | 0 | 0 | 0 | -88743.1518 | 0 | 0 | 0 | 0 | 0 | 0 | 0 | 0 | 0 | -278980.8824 | 0 | 0 | 0 | 0 | 0 | 0 | 0
2016-04-21 04:00 | 0 | 0 | 0 | 0 | 0 | 5227.9658 | 0 | 372952 | 0 | 0 | 0 | 0 | 60059.1176 | 0 | 0 | 0 | 0 | 0 | 0 | 0 | 3884271.9724 | 0 | 0 | 0 | 0 | 0 | 0 | 0 | 0 | 0 | 0 | -88743.1518 | 0 | 0 | 0 | 0 | 0 | 0 | 0 | 0 | 0 | -278980.8824 | 0 | 0 | 0 | 0 | 0 | 0 | 0
2016-04-21 05:00 | 0 | 0 | 0 | 0 | 0 | 359938.8467 | 0 | 353450 | 0 | 0 | 0 | 0 | 148802.2694 | 0 | 0 | 0 | 0 | 0 | 0 | 0 | 3802017.6673 | 0 | 0 | 0 | 0 | 0 | 0 | 0 | 0 | 0 | 0 | 88743.1518 | 0 | 0 | 0 | 0 | 0 | 0 | 0 | 0 | 0 | -82254.3051 | 0 | 0 | 0 | 0 | 0 | 0 | 0
2016-04-21 06:00 | 0 | 0 | 0 | 0 | 0 | 0 | 0 | 339040 | 0 | 0 | 0 | 0 | 88743.1518 | 0 | 0 | 0 | 0 | 0 | 0 | 0 | 3523036.7848 | 0 | 0 | 0 | 0 | 0 | 0 | 0 | 0 | 0 | 0 | -60059.1176 | 0 | 0 | 0 | 0 | 0 | 0 | 0 | 0 | 0 | -278980.8824 | 0 | 0 | 0 | 0 | 0 | 0 | 0
2016-04-21 07:00 | 0 | 0 | 0 | 0 | 0 | 0 | 0 | 329104 | 0 | 0 | 0 | 0 | 0 | 0 | 0 | 0 | 0 | 0 | 0 | 0 | 3282675.9366 | 0 | 0 | 0 | 0 | 0 | 0 | 0 | 0 | 0 | 0 | -88743.1518 | 0 | 0 | 0 | 0 | 0 | 0 | 0 | 0 | 0 | -240360.8482 | 0 | 0 | 0 | 0 | 0 | 0 | 0
2016-04-21 08:00 | 0 | 0 | 0 | 0 | 0 | 137919.2694 | 0 | 328157 | 0 | 0 | 0 | 0 | 88743.1518 | 0 | 0 | 0 | 0 | 0 | 0 | 0 | 3003695.0542 | 0 | 0 | 0 | 0 | 0 | 0 | 0 | 0 | 0 | 0 | 88743.1518 | 0 | 0 | 0 | 0 | 0 | 0 | 0 | 0 | 0 | -278980.8824 | 0 | 0 | 0 | 0 | 0 | 0 | 0
2016-04-21 09:00 | 0 | 0 | 0 | 0 | 0 | 0 | 0 | 338269 | 0 | 0 | 0 | 0 | 0 | 0 | 0 | 0 | 0 | 0 | 0 | 0 | 2754169.206 | 0 | 0 | 0 | 0 | 0 | 0 | 0 | 0 | 0 | 0 | -88743.1518 | 0 | 0 | 0 | 0 | 0 | 0 | 0 | 0 | 0 | -249525.8482 | 0 | 0 | 0 | 0 | 0 | 0 | 0
2016-04-21 10:00 | 0 | 0 | 0 | 0 | 0 | 170971.2694 | 0 | 361209 | 0 | 0 | 0 | 0 | 88743.1518 | 0 | 0 | 0 | 0 | 0 | 0 | 0 | 2475188.3235 | 0 | 0 | 0 | 0 | 0 | 0 | 0 | 0 | 0 | 0 | 88743.1518 | 0 | 0 | 0 | 0 | 0 | 0 | 0 | 0 | 0 | -278980.8824 | 0 | 0 | 0 | 0 | 0 | 0 | 0
2016-04-21 11:00 | 0 | 0 | 0 | 0 | 0 | 16045.9658 | 0 | 383770 | 0 | 0 | 0 | 0 | 0 | 0 | 0 | 0 | 0 | 0 | 0 | 0 | 2196207.4411 | 0 | 0 | 0 | 0 | 0 | 0 | 0 | 0 | 0 | 0 | -88743.1518 | 0 | 0 | 0 | 0 | 0 | 0 | 0 | 0 | 0 | -278980.8824 | 0 | 0 | 0 | 0 | 0 | 0 | 0
2016-04-21 12:00 | 0 | 0 | 0 | 0 | 0 | 397038.5098 | 6039.4288 | 396389 | 0 | 0 | 0 | 0 | 88743.1518 | 0 | 0 | 0 | 0 | 0 | 0 | 0 | 2114153.2279 | 0 | 0 | 0 | 0 | 0 | 0 | 0 | 0 | 0 | 0 | 88743.1518 | 0 | 0 | 0 | 0 | 0 | 0 | 0 | 0 | 0 | -82054.2132 | 0 | 0 | 0 | 0 | 0 | 0 | 0
2016-04-21 13:00 | 0 | 0 | 0 | 0 | 0 | 0 | 304873.5156 | 406990 | 0 | 0 | 0 | 0 | 0 | 0 | 0 | 0 | 0 | 0 | 0 | 0 | 2100779.8953 | 0 | 0 | 0 | 0 | 0 | 0 | 0 | 0 | 0 | 0 | -88743.1518 | 0 | 0 | 0 | 0 | 0 | 0 | 0 | 0 | 0 | -13373.3326 | 0 | 0 | 0 | 0 | 0 | 0 | 0
2016-04-21 14:00 | 0 | 0 | 0 | 0 | 0 | 0 | 653687.9351 | 416456 | 0 | 0 | 0 | 0 | 0 | 0 | 0 | 0 | 0 | 0 | 0 | 0 | 2338011.8305 | 0 | 0 | 0 | 0 | 0 | 0 | 0 | 0 | 0 | 0 | 0 | 0 | 0 | 0 | 0 | 0 | 0 | 0 | 0 | 0 | 237231.9351 | 0 | 0 | 0 | 0 | 0 | 0 | 0
2016-04-21 15:00 | 0 | 0 | 0 | 0 | 0 | 0 | 790434.0342 | 422710 | 0 | 0 | 0 | 0 | 88743.1518 | 0 | 0 | 0 | 0 | 0 | 0 | 0 | 2616992.7129 | 0 | 0 | 0 | 0 | 0 | 0 | 0 | 0 | 0 | 0 | 88743.1518 | 0 | 0 | 0 | 0 | 0 | 0 | 0 | 0 | 0 | 278980.8824 | 0 | 0 | 0 | 0 | 0 | 0 | 0
2016-04-21 16:00 | 0 | 0 | 0 | 0 | 0 | 0 | 794941.0342 | 427217 | 0 | 0 | 0 | 0 | 177486.3036 | 0 | 0 | 0 | 0 | 0 | 0 | 0 | 2895973.5954 | 0 | 0 | 0 | 0 | 0 | 0 | 0 | 0 | 0 | 0 | 88743.1518 | 0 | 0 | 0 | 0 | 0 | 0 | 0 | 0 | 0 | 278980.8824 | 0 | 0 | 0 | 0 | 0 | 0 | 0
2016-04-21 17:00 | 0 | 0 | 0 | 0 | 0 | 0 | 800440.0342 | 432716 | 0 | 0 | 0 | 0 | 266229.4554 | 0 | 0 | 0 | 0 | 0 | 0 | 0 | 3174954.4778 | 0 | 0 | 0 | 0 | 0 | 0 | 0 | 0 | 0 | 0 | 88743.1518 | 0 | 0 | 0 | 0 | 0 | 0 | 0 | 0 | 0 | 278980.8824 | 0 | 0 | 0 | 0 | 0 | 0 | 0
2016-04-21 18:00 | 0 | 0 | 0 | 0 | 0 | 0 | 805815.0342 | 438091 | 0 | 0 | 0 | 0 | 354972.6072 | 0 | 0 | 0 | 0 | 0 | 0 | 0 | 3453935.3603 | 0 | 0 | 0 | 0 | 0 | 0 | 0 | 0 | 0 | 0 | 88743.1518 | 0 | 0 | 0 | 0 | 0 | 0 | 0 | 0 | 0 | 278980.8824 | 0 | 0 | 0 | 0 | 0 | 0 | 0
2016-04-21 19:00 | 0 | 0 | 0 | 0 | 0 | 0 | 631731.7306 | 441494 | 0 | 0 | 0 | 0 | 266229.4554 | 0 | 0 | 0 | 0 | 0 | 0 | 0 | 3732916.2427 | 0 | 0 | 0 | 0 | 0 | 0 | 0 | 0 | 0 | 0 | -88743.1518 | 0 | 0 | 0 | 0 | 0 | 0 | 0 | 0 | 0 | 278980.8824 | 0 | 0 | 0 | 0 | 0 | 0 | 0
2016-04-21 20:00 | 0 | 0 | 0 | 0 | 0 | 0 | 812923.0342 | 445199 | 0 | 0 | 0 | 0 | 354972.6072 | 0 | 0 | 0 | 0 | 0 | 0 | 0 | 4011897.1251 | 0 | 0 | 0 | 0 | 0 | 0 | 0 | 0 | 0 | 0 | 88743.1518 | 0 | 0 | 0 | 0 | 0 | 0 | 0 | 0 | 0 | 278980.8824 | 0 | 0 | 0 | 0 | 0 | 0 | 0
2016-04-21 21:00 | 0 | 0 | 0 | 0 | 0 | 0 | 753796.6335 | 446943 | 0 | 0 | 0 | 0 | 382845.3582 | 0 | 0 | 0 | 0 | 0 | 0 | 0 | 4290878.0076 | 0 | 0 | 0 | 0 | 0 | 0 | 0 | 0 | 0 | 0 | 27872.7511 | 0 | 0 | 0 | 0 | 0 | 0 | 0 | 0 | 0 | 278980.8824 | 0 | 0 | 0 | 0 | 0 | 0 | 0
2016-04-21 22:00 | 0 | 0 | 0 | 0 | 0 | 0 | 723507.8824 | 444527 | 0 | 0 | 0 | 0 | 382845.3582 | 0 | 0 | 0 | 0 | 0 | 0 | 0 | 4569858.89 | 0 | 0 | 0 | 0 | 0 | 0 | 0 | 0 | 0 | 0 | 0 | 0 | 0 | 0 | 0 | 0 | 0 | 0 | 0 | 0 | 278980.8824 | 0 | 0 | 0 | 0 | 0 | 0 | 0
2016-04-21 23:00 | 0 | 0 | 0 | 0 | 0 | 0 | 721839.8824 | 442859 | 0 | 0 | 0 | 0 | 382845.3582 | 0 | 0 | 0 | 0 | 0 | 0 | 0 | 4848839.7725 | 0 | 0 | 0 | 0 | 0 | 0 | 0 | 0 | 0 | 0 | 0 | 0 | 0 | 0 | 0 | 0 | 0 | 0 | 0 | 0 | 278980.8824 | 0 | 0 | 0 | 0 | 0 | 0 | 0
2016-04-22 | 0 | 0 | 0 | 0 | 0 | 0 | 558516.2517 | 447196 | 0 | 0 | 0 | 0 | 382845.3582 | 0 | 0 | 0 | 0 | 0 | 0 | 0 | 4960160.0242 | 0 | 0 | 0 | 0 | 0 | 0 | 0 | 0 | 0 | 0 | 0 | 0 | 0 | 0 | 0 | 0 | 0 | 0 | 0 | 0 | 111320.2517 | 0 | 0 | 0 | 0 | 0 | 0 | 0
2016-04-22 01:00 | 0 | 0 | 0 | 0 | 0 | 0 | 154077.7677 | 441770 | 0 | 0 | 0 | 0 | 294102.2064 | 0 | 0 | 0 | 0 | 0 | 0 | 0 | 4761210.9437 | 0 | 0 | 0 | 0 | 0 | 0 | 0 | 0 | 0 | 0 | -88743.1518 | 0 | 0 | 0 | 0 | 0 | 0 | 0 | 0 | 0 | -198949.0805 | 0 | 0 | 0 | 0 | 0 | 0 | 0
2016-04-22 02:00 | 0 | 0 | 0 | 0 | 0 | 497360.1768 | 444.1037 | 422572 | 0 | 0 | 0 | 0 | 380424.6905 | 0 | 0 | 0 | 0 | 0 | 0 | 0 | 4750120.7401 | 0 | 0 | 0 | 0 | 0 | 0 | 0 | 0 | 0 | 0 | 86322.4841 | 0 | 0 | 0 | 0 | 0 | 0 | 0 | 0 | 0 | -11090.2036 | 0 | 0 | 0 | 0 | 0 | 0 | 0
2016-04-22 03:00 | 0 | 0 | 0 | 0 | 0 | 29942.9658 | 0 | 397667 | 0 | 0 | 0 | 0 | 291681.5387 | 0 | 0 | 0 | 0 | 0 | 0 | 0 | 4471139.8577 | 0 | 0 | 0 | 0 | 0 | 0 | 0 | 0 | 0 | 0 | -88743.1518 | 0 | 0 | 0 | 0 | 0 | 0 | 0 | 0 | 0 | -278980.8824 | 0 | 0 | 0 | 0 | 0 | 0 | 0
2016-04-22 04:00 | 0 | 0 | 0 | 0 | 0 | 4599.9658 | 0 | 372324 | 0 | 0 | 0 | 0 | 202938.3869 | 0 | 0 | 0 | 0 | 0 | 0 | 0 | 4192158.9752 | 0 | 0 | 0 | 0 | 0 | 0 | 0 | 0 | 0 | 0 | -88743.1518 | 0 | 0 | 0 | 0 | 0 | 0 | 0 | 0 | 0 | -278980.8824 | 0 | 0 | 0 | 0 | 0 | 0 | 0
2016-04-22 05:00 | 0 | 0 | 0 | 0 | 0 | 161734.2694 | 0 | 351972 | 0 | 0 | 0 | 0 | 291681.5387 | 0 | 0 | 0 | 0 | 0 | 0 | 0 | 3913178.0928 | 0 | 0 | 0 | 0 | 0 | 0 | 0 | 0 | 0 | 0 | 88743.1518 | 0 | 0 | 0 | 0 | 0 | 0 | 0 | 0 | 0 | -278980.8824 | 0 | 0 | 0 | 0 | 0 | 0 | 0
2016-04-22 06:00 | 0 | 0 | 0 | 0 | 0 | 0 | 0 | 337193 | 0 | 0 | 0 | 0 | 233469.4211 | 0 | 0 | 0 | 0 | 0 | 0 | 0 | 3634197.2103 | 0 | 0 | 0 | 0 | 0 | 0 | 0 | 0 | 0 | 0 | -58212.1176 | 0 | 0 | 0 | 0 | 0 | 0 | 0 | 0 | 0 | -278980.8824 | 0 | 0 | 0 | 0 | 0 | 0 | 0
2016-04-22 07:00 | 0 | 0 | 0 | 0 | 0 | 0 | 0 | 328530 | 0 | 0 | 0 | 0 | 144726.2694 | 0 | 0 | 0 | 0 | 0 | 0 | 0 | 3394410.3621 | 0 | 0 | 0 | 0 | 0 | 0 | 0 | 0 | 0 | 0 | -88743.1518 | 0 | 0 | 0 | 0 | 0 | 0 | 0 | 0 | 0 | -239786.8482 | 0 | 0 | 0 | 0 | 0 | 0 | 0
2016-04-22 08:00 | 0 | 0 | 0 | 0 | 0 | 136292.2694 | 0 | 326530 | 0 | 0 | 0 | 0 | 233469.4211 | 0 | 0 | 0 | 0 | 0 | 0 | 0 | 3115429.4797 | 0 | 0 | 0 | 0 | 0 | 0 | 0 | 0 | 0 | 0 | 88743.1518 | 0 | 0 | 0 | 0 | 0 | 0 | 0 | 0 | 0 | -278980.8824 | 0 | 0 | 0 | 0 | 0 | 0 | 0
2016-04-22 09:00 | 0 | 0 | 0 | 0 | 0 | 0 | 0 | 334964 | 0 | 0 | 0 | 0 | 177486.3036 | 0 | 0 | 0 | 0 | 0 | 0 | 0 | 2836448.5972 | 0 | 0 | 0 | 0 | 0 | 0 | 0 | 0 | 0 | 0 | -55983.1176 | 0 | 0 | 0 | 0 | 0 | 0 | 0 | 0 | 0 | -278980.8824 | 0 | 0 | 0 | 0 | 0 | 0 | 0
2016-04-22 10:00 | 0 | 0 | 0 | 0 | 0 | 0 | 0 | 357619 | 0 | 0 | 0 | 0 | 88743.1518 | 0 | 0 | 0 | 0 | 0 | 0 | 0 | 2567572.749 | 0 | 0 | 0 | 0 | 0 | 0 | 0 | 0 | 0 | 0 | -88743.1518 | 0 | 0 | 0 | 0 | 0 | 0 | 0 | 0 | 0 | -268875.8482 | 0 | 0 | 0 | 0 | 0 | 0 | 0
2016-04-22 11:00 | 0 | 0 | 0 | 0 | 0 | 12175.9658 | 0 | 379900 | 0 | 0 | 0 | 0 | 0 | 0 | 0 | 0 | 0 | 0 | 0 | 0 | 2288591.8666 | 0 | 0 | 0 | 0 | 0 | 0 | 0 | 0 | 0 | 0 | -88743.1518 | 0 | 0 | 0 | 0 | 0 | 0 | 0 | 0 | 0 | -278980.8824 | 0 | 0 | 0 | 0 | 0 | 0 | 0
2016-04-22 12:00 | 0 | 0 | 0 | 0 | 0 | 304646.3105 | 7543.151 | 394673 | 0 | 0 | 0 | 0 | 88743.1518 | 0 | 0 | 0 | 0 | 0 | 0 | 0 | 2117365.1763 | 0 | 0 | 0 | 0 | 0 | 0 | 0 | 0 | 0 | 0 | 88743.1518 | 0 | 0 | 0 | 0 | 0 | 0 | 0 | 0 | 0 | -171226.6903 | 0 | 0 | 0 | 0 | 0 | 0 | 0
2016-04-22 13:00 | 0 | 0 | 0 | 0 | 0 | 0 | 333853.3604 | 406988 | 0 | 0 | 0 | 0 | 0 | 0 | 0 | 0 | 0 | 0 | 0 | 0 | 2132973.6885 | 0 | 0 | 0 | 0 | 0 | 0 | 0 | 0 | 0 | 0 | -88743.1518 | 0 | 0 | 0 | 0 | 0 | 0 | 0 | 0 | 0 | 15608.5122 | 0 | 0 | 0 | 0 | 0 | 0 | 0
2016-04-22 14:00 | 0 | 0 | 0 | 0 | 0 | 0 | 632847.0845 | 418460 | 0 | 0 | 0 | 0 | 0 | 0 | 0 | 0 | 0 | 0 | 0 | 0 | 2347360.773 | 0 | 0 | 0 | 0 | 0 | 0 | 0 | 0 | 0 | 0 | 0 | 0 | 0 | 0 | 0 | 0 | 0 | 0 | 0 | 0 | 214387.0845 | 0 | 0 | 0 | 0 | 0 | 0 | 0
2016-04-22 15:00 | 0 | 0 | 0 | 0 | 0 | 0 | 780458.0889 | 427657 | 0 | 0 | 0 | 0 | 73820.2064 | 0 | 0 | 0 | 0 | 0 | 0 | 0 | 2626341.6555 | 0 | 0 | 0 | 0 | 0 | 0 | 0 | 0 | 0 | 0 | 73820.2064 | 0 | 0 | 0 | 0 | 0 | 0 | 0 | 0 | 0 | 278980.8824 | 0 | 0 | 0 | 0 | 0 | 0 | 0
2016-04-22 16:00 | 0 | 0 | 0 | 0 | 0 | 0 | 801382.0342 | 433658 | 0 | 0 | 0 | 0 | 162563.3582 | 0 | 0 | 0 | 0 | 0 | 0 | 0 | 2905322.5379 | 0 | 0 | 0 | 0 | 0 | 0 | 0 | 0 | 0 | 0 | 88743.1518 | 0 | 0 | 0 | 0 | 0 | 0 | 0 | 0 | 0 | 278980.8824 | 0 | 0 | 0 | 0 | 0 | 0 | 0
2016-04-22 17:00 | 0 | 0 | 0 | 0 | 0 | 0 | 806756.0342 | 439032 | 0 | 0 | 0 | 0 | 251306.51 | 0 | 0 | 0 | 0 | 0 | 0 | 0 | 3184303.4204 | 0 | 0 | 0 | 0 | 0 | 0 | 0 | 0 | 0 | 0 | 88743.1518 | 0 | 0 | 0 | 0 | 0 | 0 | 0 | 0 | 0 | 278980.8824 | 0 | 0 | 0 | 0 | 0 | 0 | 0
2016-04-22 18:00 | 0 | 0 | 0 | 0 | 0 | 0 | 809940.0342 | 442216 | 0 | 0 | 0 | 0 | 340049.6618 | 0 | 0 | 0 | 0 | 0 | 0 | 0 | 3463284.3028 | 0 | 0 | 0 | 0 | 0 | 0 | 0 | 0 | 0 | 0 | 88743.1518 | 0 | 0 | 0 | 0 | 0 | 0 | 0 | 0 | 0 | 278980.8824 | 0 | 0 | 0 | 0 | 0 | 0 | 0
2016-04-22 19:00 | 0 | 0 | 0 | 0 | 0 | 0 | 766660.5789 | 444884 | 0 | 0 | 0 | 0 | 382845.3582 | 0 | 0 | 0 | 0 | 0 | 0 | 0 | 3742265.1852 | 0 | 0 | 0 | 0 | 0 | 0 | 0 | 0 | 0 | 0 | 42795.6964 | 0 | 0 | 0 | 0 | 0 | 0 | 0 | 0 | 0 | 278980.8824 | 0 | 0 | 0 | 0 | 0 | 0 | 0
2016-04-22 20:00 | 0 | 0 | 0 | 0 | 0 | 0 | 725291.8824 | 446311 | 0 | 0 | 0 | 0 | 382845.3582 | 0 | 0 | 0 | 0 | 0 | 0 | 0 | 4021246.0677 | 0 | 0 | 0 | 0 | 0 | 0 | 0 | 0 | 0 | 0 | 0 | 0 | 0 | 0 | 0 | 0 | 0 | 0 | 0 | 0 | 278980.8824 | 0 | 0 | 0 | 0 | 0 | 0 | 0
2016-04-22 21:00 | 0 | 0 | 0 | 0 | 0 | 0 | 723790.8824 | 444810 | 0 | 0 | 0 | 0 | 382845.3582 | 0 | 0 | 0 | 0 | 0 | 0 | 0 | 4300226.9501 | 0 | 0 | 0 | 0 | 0 | 0 | 0 | 0 | 0 | 0 | 0 | 0 | 0 | 0 | 0 | 0 | 0 | 0 | 0 | 0 | 278980.8824 | 0 | 0 | 0 | 0 | 0 | 0 | 0
2016-04-22 22:00 | 0 | 0 | 0 | 0 | 0 | 0 | 711683.5511 | 438929 | 0 | 0 | 0 | 0 | 376619.0269 | 0 | 0 | 0 | 0 | 0 | 0 | 0 | 4579207.8326 | 0 | 0 | 0 | 0 | 0 | 0 | 0 | 0 | 0 | 0 | -6226.3314 | 0 | 0 | 0 | 0 | 0 | 0 | 0 | 0 | 0 | 278980.8824 | 0 | 0 | 0 | 0 | 0 | 0 | 0
2016-04-22 23:00 | 0 | 0 | 0 | 0 | 0 | 0 | 609375.5956 | 432558 | 0 | 0 | 0 | 0 | 382845.3582 | 0 | 0 | 0 | 0 | 0 | 0 | 0 | 4749799.0968 | 0 | 0 | 0 | 0 | 0 | 0 | 0 | 0 | 0 | 0 | 6226.3314 | 0 | 0 | 0 | 0 | 0 | 0 | 0 | 0 | 0 | 170591.2642 | 0 | 0 | 0 | 0 | 0 | 0 | 0
2016-04-23 | 0 | 0 | 0 | 0 | 0 | 0 | 417707.7422 | 430109 | 0 | 0 | 0 | 0 | 362758.6905 | 0 | 0 | 0 | 0 | 0 | 0 | 0 | 4757484.5067 | 0 | 0 | 0 | 0 | 0 | 0 | 0 | 0 | 0 | 0 | -20086.6677 | 0 | 0 | 0 | 0 | 0 | 0 | 0 | 0 | 0 | 7685.4099 | 0 | 0 | 0 | 0 | 0 | 0 | 0
2016-04-23 01:00 | 0 | 0 | 0 | 0 | 0 | 0 | 109561.8839 | 425116 | 0 | 0 | 0 | 0 | 274015.5387 | 0 | 0 | 0 | 0 | 0 | 0 | 0 | 4530673.5424 | 0 | 0 | 0 | 0 | 0 | 0 | 0 | 0 | 0 | 0 | -88743.1518 | 0 | 0 | 0 | 0 | 0 | 0 | 0 | 0 | 0 | -226810.9643 | 0 | 0 | 0 | 0 | 0 | 0 | 0
2016-04-23 02:00 | 0 | 0 | 0 | 0 | 0 | 41678.1865 | 515.7793 | 409918 | 0 | 0 | 0 | 0 | 185272.3869 | 0 | 0 | 0 | 0 | 0 | 0 | 0 | 4251692.66 | 0 | 0 | 0 | 0 | 0 | 0 | 0 | 0 | 0 | 0 | -88743.1518 | 0 | 0 | 0 | 0 | 0 | 0 | 0 | 0 | 0 | -278980.8824 | 0 | 0 | 0 | 0 | 0 | 0 | 0
2016-04-23 03:00 | 0 | 0 | 0 | 0 | 0 | 198877.2694 | 0 | 389115 | 0 | 0 | 0 | 0 | 274015.5387 | 0 | 0 | 0 | 0 | 0 | 0 | 0 | 3972711.7775 | 0 | 0 | 0 | 0 | 0 | 0 | 0 | 0 | 0 | 0 | 88743.1518 | 0 | 0 | 0 | 0 | 0 | 0 | 0 | 0 | 0 | -278980.8824 | 0 | 0 | 0 | 0 | 0 | 0 | 0
2016-04-23 04:00 | 0 | 0 | 0 | 0 | 0 | 0 | 0 | 367121 | 0 | 0 | 0 | 0 | 185272.3869 | 0 | 0 | 0 | 0 | 0 | 0 | 0 | 3694333.9293 | 0 | 0 | 0 | 0 | 0 | 0 | 0 | 0 | 0 | 0 | -88743.1518 | 0 | 0 | 0 | 0 | 0 | 0 | 0 | 0 | 0 | -278377.8482 | 0 | 0 | 0 | 0 | 0 | 0 | 0
2016-04-23 05:00 | 0 | 0 | 0 | 0 | 0 | 158857.2694 | 0 | 349095 | 0 | 0 | 0 | 0 | 274015.5387 | 0 | 0 | 0 | 0 | 0 | 0 | 0 | 3415353.0469 | 0 | 0 | 0 | 0 | 0 | 0 | 0 | 0 | 0 | 0 | 88743.1518 | 0 | 0 | 0 | 0 | 0 | 0 | 0 | 0 | 0 | -278980.8824 | 0 | 0 | 0 | 0 | 0 | 0 | 0
2016-04-23 06:00 | 0 | 0 | 0 | 0 | 0 | 0 | 0 | 334518 | 0 | 0 | 0 | 0 | 218478.4211 | 0 | 0 | 0 | 0 | 0 | 0 | 0 | 3136372.1644 | 0 | 0 | 0 | 0 | 0 | 0 | 0 | 0 | 0 | 0 | -55537.1176 | 0 | 0 | 0 | 0 | 0 | 0 | 0 | 0 | 0 | -278980.8824 | 0 | 0 | 0 | 0 | 0 | 0 | 0
2016-04-23 07:00 | 0 | 0 | 0 | 0 | 0 | 0 | 0 | 324061 | 0 | 0 | 0 | 0 | 129735.2694 | 0 | 0 | 0 | 0 | 0 | 0 | 0 | 2901054.3162 | 0 | 0 | 0 | 0 | 0 | 0 | 0 | 0 | 0 | 0 | -88743.1518 | 0 | 0 | 0 | 0 | 0 | 0 | 0 | 0 | 0 | -235317.8482 | 0 | 0 | 0 | 0 | 0 | 0 | 0
2016-04-23 08:00 | 0 | 0 | 0 | 0 | 0 | 129417.2694 | 0 | 319655 | 0 | 0 | 0 | 0 | 218478.4211 | 0 | 0 | 0 | 0 | 0 | 0 | 0 | 2622073.4338 | 0 | 0 | 0 | 0 | 0 | 0 | 0 | 0 | 0 | 0 | 88743.1518 | 0 | 0 | 0 | 0 | 0 | 0 | 0 | 0 | 0 | -278980.8824 | 0 | 0 | 0 | 0 | 0 | 0 | 0
2016-04-23 09:00 | 0 | 0 | 0 | 0 | 0 | 0 | 0 | 319973 | 0 | 0 | 0 | 0 | 177486.3036 | 0 | 0 | 0 | 0 | 0 | 0 | 0 | 2343092.5513 | 0 | 0 | 0 | 0 | 0 | 0 | 0 | 0 | 0 | 0 | -40992.1176 | 0 | 0 | 0 | 0 | 0 | 0 | 0 | 0 | 0 | -278980.8824 | 0 | 0 | 0 | 0 | 0 | 0 | 0
2016-04-23 10:00 | 0 | 0 | 0 | 0 | 0 | 0 | 0 | 324738 | 0 | 0 | 0 | 0 | 88743.1518 | 0 | 0 | 0 | 0 | 0 | 0 | 0 | 2107097.7031 | 0 | 0 | 0 | 0 | 0 | 0 | 0 | 0 | 0 | 0 | -88743.1518 | 0 | 0 | 0 | 0 | 0 | 0 | 0 | 0 | 0 | -235994.8482 | 0 | 0 | 0 | 0 | 0 | 0 | 0
2016-04-23 11:00 | 0 | 0 | 0 | 0 | 0 | 0 | 0 | 331488 | 0 | 0 | 0 | 0 | 0 | 0 | 0 | 0 | 0 | 0 | 0 | 0 | 1864352.8549 | 0 | 0 | 0 | 0 | 0 | 0 | 0 | 0 | 0 | 0 | -88743.1518 | 0 | 0 | 0 | 0 | 0 | 0 | 0 | 0 | 0 | -242744.8482 | 0 | 0 | 0 | 0 | 0 | 0 | 0
2016-04-23 12:00 | 0 | 0 | 0 | 0 | 0 | 507487.4833 | 10111.3905 | 347734 | 0 | 0 | 0 | 0 | 0 | 0 | 0 | 0 | 0 | 0 | 0 | 0 | 2034217.7288 | 0 | 0 | 0 | 0 | 0 | 0 | 0 | 0 | 0 | 0 | 0 | 0 | 0 | 0 | 0 | 0 | 0 | 0 | 0 | 0 | 169864.8739 | 0 | 0 | 0 | 0 | 0 | 0 | 0
2016-04-23 13:00 | 0 | 0 | 0 | 0 | 0 | 0 | 262629.8259 | 364929 | 0 | 0 | 0 | 0 | 0 | 0 | 0 | 0 | 0 | 0 | 0 | 0 | 1931918.5547 | 0 | 0 | 0 | 0 | 0 | 0 | 0 | 0 | 0 | 0 | 0 | 0 | 0 | 0 | 0 | 0 | 0 | 0 | 0 | 0 | -102299.1741 | 0 | 0 | 0 | 0 | 0 | 0 | 0
2016-04-23 14:00 | 0 | 0 | 0 | 0 | 0 | 0 | 602372.5649 | 378609 | 0 | 0 | 0 | 0 | 0 | 0 | 0 | 0 | 0 | 0 | 0 | 0 | 2155682.1196 | 0 | 0 | 0 | 0 | 0 | 0 | 0 | 0 | 0 | 0 | 0 | 0 | 0 | 0 | 0 | 0 | 0 | 0 | 0 | 0 | 223763.5649 | 0 | 0 | 0 | 0 | 0 | 0 | 0
2016-04-23 15:00 | 0 | 0 | 0 | 0 | 0 | 0 | 755562.0342 | 387838 | 0 | 0 | 0 | 0 | 88743.1518 | 0 | 0 | 0 | 0 | 0 | 0 | 0 | 2434663.0021 | 0 | 0 | 0 | 0 | 0 | 0 | 0 | 0 | 0 | 0 | 88743.1518 | 0 | 0 | 0 | 0 | 0 | 0 | 0 | 0 | 0 | 278980.8824 | 0 | 0 | 0 | 0 | 0 | 0 | 0
2016-04-23 16:00 | 0 | 0 | 0 | 0 | 0 | 0 | 761182.0342 | 393458 | 0 | 0 | 0 | 0 | 177486.3036 | 0 | 0 | 0 | 0 | 0 | 0 | 0 | 2713643.8845 | 0 | 0 | 0 | 0 | 0 | 0 | 0 | 0 | 0 | 0 | 88743.1518 | 0 | 0 | 0 | 0 | 0 | 0 | 0 | 0 | 0 | 278980.8824 | 0 | 0 | 0 | 0 | 0 | 0 | 0
2016-04-23 17:00 | 0 | 0 | 0 | 0 | 0 | 0 | 764176.0342 | 396452 | 0 | 0 | 0 | 0 | 266229.4554 | 0 | 0 | 0 | 0 | 0 | 0 | 0 | 2992624.767 | 0 | 0 | 0 | 0 | 0 | 0 | 0 | 0 | 0 | 0 | 88743.1518 | 0 | 0 | 0 | 0 | 0 | 0 | 0 | 0 | 0 | 278980.8824 | 0 | 0 | 0 | 0 | 0 | 0 | 0
2016-04-23 18:00 | 0 | 0 | 0 | 0 | 0 | 0 | 766957.0342 | 399233 | 0 | 0 | 0 | 0 | 354972.6072 | 0 | 0 | 0 | 0 | 0 | 0 | 0 | 3271605.6494 | 0 | 0 | 0 | 0 | 0 | 0 | 0 | 0 | 0 | 0 | 88743.1518 | 0 | 0 | 0 | 0 | 0 | 0 | 0 | 0 | 0 | 278980.8824 | 0 | 0 | 0 | 0 | 0 | 0 | 0
2016-04-23 19:00 | 0 | 0 | 0 | 0 | 0 | 0 | 593073.7306 | 402836 | 0 | 0 | 0 | 0 | 266229.4554 | 0 | 0 | 0 | 0 | 0 | 0 | 0 | 3550586.5318 | 0 | 0 | 0 | 0 | 0 | 0 | 0 | 0 | 0 | 0 | -88743.1518 | 0 | 0 | 0 | 0 | 0 | 0 | 0 | 0 | 0 | 278980.8824 | 0 | 0 | 0 | 0 | 0 | 0 | 0
2016-04-23 20:00 | 0 | 0 | 0 | 0 | 0 | 0 | 774922.0342 | 407198 | 0 | 0 | 0 | 0 | 354972.6072 | 0 | 0 | 0 | 0 | 0 | 0 | 0 | 3829567.4143 | 0 | 0 | 0 | 0 | 0 | 0 | 0 | 0 | 0 | 0 | 88743.1518 | 0 | 0 | 0 | 0 | 0 | 0 | 0 | 0 | 0 | 278980.8824 | 0 | 0 | 0 | 0 | 0 | 0 | 0
2016-04-23 21:00 | 0 | 0 | 0 | 0 | 0 | 0 | 717383.6335 | 410530 | 0 | 0 | 0 | 0 | 382845.3582 | 0 | 0 | 0 | 0 | 0 | 0 | 0 | 4108548.2967 | 0 | 0 | 0 | 0 | 0 | 0 | 0 | 0 | 0 | 0 | 27872.7511 | 0 | 0 | 0 | 0 | 0 | 0 | 0 | 0 | 0 | 278980.8824 | 0 | 0 | 0 | 0 | 0 | 0 | 0
2016-04-23 22:00 | 0 | 0 | 0 | 0 | 0 | 0 | 689559.8824 | 410579 | 0 | 0 | 0 | 0 | 382845.3582 | 0 | 0 | 0 | 0 | 0 | 0 | 0 | 4387529.1792 | 0 | 0 | 0 | 0 | 0 | 0 | 0 | 0 | 0 | 0 | 0 | 0 | 0 | 0 | 0 | 0 | 0 | 0 | 0 | 0 | 278980.8824 | 0 | 0 | 0 | 0 | 0 | 0 | 0
2016-04-23 23:00 | 0 | 0 | 0 | 0 | 0 | 0 | 659442.4104 | 406408 | 0 | 0 | 0 | 0 | 356898.8862 | 0 | 0 | 0 | 0 | 0 | 0 | 0 | 4666510.0616 | 0 | 0 | 0 | 0 | 0 | 0 | 0 | 0 | 0 | 0 | -25946.4721 | 0 | 0 | 0 | 0 | 0 | 0 | 0 | 0 | 0 | 278980.8824 | 0 | 0 | 0 | 0 | 0 | 0 | 0
2016-04-24 | 0 | 0 | 0 | 0 | 0 | 0 | 500263.9182 | 406739 | 0 | 0 | 0 | 0 | 268155.7344 | 0 | 0 | 0 | 0 | 0 | 0 | 0 | 4848778.1316 | 0 | 0 | 0 | 0 | 0 | 0 | 0 | 0 | 0 | 0 | -88743.1518 | 0 | 0 | 0 | 0 | 0 | 0 | 0 | 0 | 0 | 182268.07 | 0 | 0 | 0 | 0 | 0 | 0 | 0
2016-04-24 01:00 | 0 | 0 | 0 | 0 | 0 | 0 | 184343.1988 | 404663 | 0 | 0 | 0 | 0 | 294102.2064 | 0 | 0 | 0 | 0 | 0 | 0 | 0 | 4602511.8583 | 0 | 0 | 0 | 0 | 0 | 0 | 0 | 0 | 0 | 0 | 25946.4721 | 0 | 0 | 0 | 0 | 0 | 0 | 0 | 0 | 0 | -246266.2733 | 0 | 0 | 0 | 0 | 0 | 0 | 0
2016-04-24 02:00 | 0 | 0 | 0 | 0 | 0 | 200455.6665 | 781.6029 | 391475 | 0 | 0 | 0 | 0 | 382845.3582 | 0 | 0 | 0 | 0 | 0 | 0 | 0 | 4323530.9759 | 0 | 0 | 0 | 0 | 0 | 0 | 0 | 0 | 0 | 0 | 88743.1518 | 0 | 0 | 0 | 0 | 0 | 0 | 0 | 0 | 0 | -278980.8824 | 0 | 0 | 0 | 0 | 0 | 0 | 0
2016-04-24 03:00 | 0 | 0 | 0 | 0 | 0 | 6048.9658 | 0 | 373773 | 0 | 0 | 0 | 0 | 294102.2064 | 0 | 0 | 0 | 0 | 0 | 0 | 0 | 4044550.0934 | 0 | 0 | 0 | 0 | 0 | 0 | 0 | 0 | 0 | 0 | -88743.1518 | 0 | 0 | 0 | 0 | 0 | 0 | 0 | 0 | 0 | -278980.8824 | 0 | 0 | 0 | 0 | 0 | 0 | 0
2016-04-24 04:00 | 0 | 0 | 0 | 0 | 0 | 0 | 0 | 354686 | 0 | 0 | 0 | 0 | 205359.0546 | 0 | 0 | 0 | 0 | 0 | 0 | 0 | 3778607.2452 | 0 | 0 | 0 | 0 | 0 | 0 | 0 | 0 | 0 | 0 | -88743.1518 | 0 | 0 | 0 | 0 | 0 | 0 | 0 | 0 | 0 | -265942.8482 | 0 | 0 | 0 | 0 | 0 | 0 | 0
2016-04-24 05:00 | 0 | 0 | 0 | 0 | 0 | 147402.2694 | 0 | 337640 | 0 | 0 | 0 | 0 | 294102.2064 | 0 | 0 | 0 | 0 | 0 | 0 | 0 | 3499626.3628 | 0 | 0 | 0 | 0 | 0 | 0 | 0 | 0 | 0 | 0 | 88743.1518 | 0 | 0 | 0 | 0 | 0 | 0 | 0 | 0 | 0 | -278980.8824 | 0 | 0 | 0 | 0 | 0 | 0 | 0
2016-04-24 06:00 | 0 | 0 | 0 | 0 | 0 | 0 | 0 | 324491 | 0 | 0 | 0 | 0 | 248592.0889 | 0 | 0 | 0 | 0 | 0 | 0 | 0 | 3220645.4803 | 0 | 0 | 0 | 0 | 0 | 0 | 0 | 0 | 0 | 0 | -45510.1176 | 0 | 0 | 0 | 0 | 0 | 0 | 0 | 0 | 0 | -278980.8824 | 0 | 0 | 0 | 0 | 0 | 0 | 0
2016-04-24 07:00 | 0 | 0 | 0 | 0 | 0 | 0 | 0 | 315498 | 0 | 0 | 0 | 0 | 159848.9371 | 0 | 0 | 0 | 0 | 0 | 0 | 0 | 2993890.6321 | 0 | 0 | 0 | 0 | 0 | 0 | 0 | 0 | 0 | 0 | -88743.1518 | 0 | 0 | 0 | 0 | 0 | 0 | 0 | 0 | 0 | -226754.8482 | 0 | 0 | 0 | 0 | 0 | 0 | 0
2016-04-24 08:00 | 0 | 0 | 0 | 0 | 0 | 120356.2694 | 0 | 310594 | 0 | 0 | 0 | 0 | 248592.0889 | 0 | 0 | 0 | 0 | 0 | 0 | 0 | 2714909.7497 | 0 | 0 | 0 | 0 | 0 | 0 | 0 | 0 | 0 | 0 | 88743.1518 | 0 | 0 | 0 | 0 | 0 | 0 | 0 | 0 | 0 | -278980.8824 | 0 | 0 | 0 | 0 | 0 | 0 | 0
2016-04-24 09:00 | 0 | 0 | 0 | 0 | 0 | 0 | 0 | 310897 | 0 | 0 | 0 | 0 | 177486.3036 | 0 | 0 | 0 | 0 | 0 | 0 | 0 | 2475118.535 | 0 | 0 | 0 | 0 | 0 | 0 | 0 | 0 | 0 | 0 | -71105.7853 | 0 | 0 | 0 | 0 | 0 | 0 | 0 | 0 | 0 | -239791.2147 | 0 | 0 | 0 | 0 | 0 | 0 | 0
2016-04-24 10:00 | 0 | 0 | 0 | 0 | 0 | 0 | 0 | 313017 | 0 | 0 | 0 | 0 | 88743.1518 | 0 | 0 | 0 | 0 | 0 | 0 | 0 | 2250844.6868 | 0 | 0 | 0 | 0 | 0 | 0 | 0 | 0 | 0 | 0 | -88743.1518 | 0 | 0 | 0 | 0 | 0 | 0 | 0 | 0 | 0 | -224273.8482 | 0 | 0 | 0 | 0 | 0 | 0 | 0
2016-04-24 11:00 | 0 | 0 | 0 | 0 | 0 | 0 | 0 | 318226 | 0 | 0 | 0 | 0 | 0 | 0 | 0 | 0 | 0 | 0 | 0 | 0 | 2021361.8386 | 0 | 0 | 0 | 0 | 0 | 0 | 0 | 0 | 0 | 0 | -88743.1518 | 0 | 0 | 0 | 0 | 0 | 0 | 0 | 0 | 0 | -229482.8482 | 0 | 0 | 0 | 0 | 0 | 0 | 0
2016-04-24 12:00 | 0 | 0 | 0 | 0 | 0 | 596713.484 | 11533.3984 | 329266 | 0 | 0 | 0 | 0 | 0 | 0 | 0 | 0 | 0 | 0 | 0 | 0 | 2300342.721 | 0 | 0 | 0 | 0 | 0 | 0 | 0 | 0 | 0 | 0 | 0 | 0 | 0 | 0 | 0 | 0 | 0 | 0 | 0 | 0 | 278980.8824 | 0 | 0 | 0 | 0 | 0 | 0 | 0
2016-04-24 13:00 | 0 | 0 | 0 | 0 | 0 | 0 | 312867.4767 | 344458 | 0 | 0 | 0 | 0 | 0 | 0 | 0 | 0 | 0 | 0 | 0 | 0 | 2268752.1977 | 0 | 0 | 0 | 0 | 0 | 0 | 0 | 0 | 0 | 0 | 0 | 0 | 0 | 0 | 0 | 0 | 0 | 0 | 0 | 0 | -31590.5233 | 0 | 0 | 0 | 0 | 0 | 0 | 0
2016-04-24 14:00 | 0 | 0 | 0 | 0 | 0 | 0 | 591723.504 | 356787 | 0 | 0 | 0 | 0 | 0 | 0 | 0 | 0 | 0 | 0 | 0 | 0 | 2503688.7017 | 0 | 0 | 0 | 0 | 0 | 0 | 0 | 0 | 0 | 0 | 0 | 0 | 0 | 0 | 0 | 0 | 0 | 0 | 0 | 0 | 234936.504 | 0 | 0 | 0 | 0 | 0 | 0 | 0
2016-04-24 15:00 | 0 | 0 | 0 | 0 | 0 | 0 | 734068.0342 | 366344 | 0 | 0 | 0 | 0 | 88743.1518 | 0 | 0 | 0 | 0 | 0 | 0 | 0 | 2782669.5841 | 0 | 0 | 0 | 0 | 0 | 0 | 0 | 0 | 0 | 0 | 88743.1518 | 0 | 0 | 0 | 0 | 0 | 0 | 0 | 0 | 0 | 278980.8824 | 0 | 0 | 0 | 0 | 0 | 0 | 0
2016-04-24 16:00 | 0 | 0 | 0 | 0 | 0 | 0 | 742932.0342 | 375208 | 0 | 0 | 0 | 0 | 177486.3036 | 0 | 0 | 0 | 0 | 0 | 0 | 0 | 3061650.4666 | 0 | 0 | 0 | 0 | 0 | 0 | 0 | 0 | 0 | 0 | 88743.1518 | 0 | 0 | 0 | 0 | 0 | 0 | 0 | 0 | 0 | 278980.8824 | 0 | 0 | 0 | 0 | 0 | 0 | 0
2016-04-24 17:00 | 0 | 0 | 0 | 0 | 0 | 0 | 750425.0342 | 382701 | 0 | 0 | 0 | 0 | 266229.4554 | 0 | 0 | 0 | 0 | 0 | 0 | 0 | 3340631.349 | 0 | 0 | 0 | 0 | 0 | 0 | 0 | 0 | 0 | 0 | 88743.1518 | 0 | 0 | 0 | 0 | 0 | 0 | 0 | 0 | 0 | 278980.8824 | 0 | 0 | 0 | 0 | 0 | 0 | 0
2016-04-24 18:00 | 0 | 0 | 0 | 0 | 0 | 0 | 757051.0342 | 389327 | 0 | 0 | 0 | 0 | 354972.6072 | 0 | 0 | 0 | 0 | 0 | 0 | 0 | 3619612.2314 | 0 | 0 | 0 | 0 | 0 | 0 | 0 | 0 | 0 | 0 | 88743.1518 | 0 | 0 | 0 | 0 | 0 | 0 | 0 | 0 | 0 | 278980.8824 | 0 | 0 | 0 | 0 | 0 | 0 | 0
2016-04-24 19:00 | 0 | 0 | 0 | 0 | 0 | 0 | 585457.7306 | 395220 | 0 | 0 | 0 | 0 | 266229.4554 | 0 | 0 | 0 | 0 | 0 | 0 | 0 | 3898593.1139 | 0 | 0 | 0 | 0 | 0 | 0 | 0 | 0 | 0 | 0 | -88743.1518 | 0 | 0 | 0 | 0 | 0 | 0 | 0 | 0 | 0 | 278980.8824 | 0 | 0 | 0 | 0 | 0 | 0 | 0
2016-04-24 20:00 | 0 | 0 | 0 | 0 | 0 | 0 | 770447.0342 | 402723 | 0 | 0 | 0 | 0 | 354972.6072 | 0 | 0 | 0 | 0 | 0 | 0 | 0 | 4177573.9963 | 0 | 0 | 0 | 0 | 0 | 0 | 0 | 0 | 0 | 0 | 88743.1518 | 0 | 0 | 0 | 0 | 0 | 0 | 0 | 0 | 0 | 278980.8824 | 0 | 0 | 0 | 0 | 0 | 0 | 0
2016-04-24 21:00 | 0 | 0 | 0 | 0 | 0 | 0 | 717102.6335 | 410249 | 0 | 0 | 0 | 0 | 382845.3582 | 0 | 0 | 0 | 0 | 0 | 0 | 0 | 4456554.8788 | 0 | 0 | 0 | 0 | 0 | 0 | 0 | 0 | 0 | 0 | 27872.7511 | 0 | 0 | 0 | 0 | 0 | 0 | 0 | 0 | 0 | 278980.8824 | 0 | 0 | 0 | 0 | 0 | 0 | 0
2016-04-24 22:00 | 0 | 0 | 0 | 0 | 0 | 0 | 692916.8824 | 413936 | 0 | 0 | 0 | 0 | 382845.3582 | 0 | 0 | 0 | 0 | 0 | 0 | 0 | 4735535.7612 | 0 | 0 | 0 | 0 | 0 | 0 | 0 | 0 | 0 | 0 | 0 | 0 | 0 | 0 | 0 | 0 | 0 | 0 | 0 | 0 | 278980.8824 | 0 | 0 | 0 | 0 | 0 | 0 | 0
2016-04-24 23:00 | 0 | 0 | 0 | 0 | 0 | 0 | 640005.4709 | 414161 | 0 | 0 | 0 | 0 | 382845.3582 | 0 | 0 | 0 | 0 | 0 | 0 | 0 | 4961380.2321 | 0 | 0 | 0 | 0 | 0 | 0 | 0 | 0 | 0 | 0 | 0 | 0 | 0 | 0 | 0 | 0 | 0 | 0 | 0 | 0 | 225844.4709 | 0 | 0 | 0 | 0 | 0 | 0 | 0
2016-04-25 | 0 | 0 | 0 | 0 | 0 | 0 | 454736.8779 | 419221 | 0 | 0 | 0 | 0 | 382845.3582 | 0 | 0 | 0 | 0 | 0 | 0 | 0 | 4996896.11 | 0 | 0 | 0 | 0 | 0 | 0 | 0 | 0 | 0 | 0 | 0 | 0 | 0 | 0 | 0 | 0 | 0 | 0 | 0 | 0 | 35515.8779 | 0 | 0 | 0 | 0 | 0 | 0 | 0
2016-04-25 01:00 | 0 | 0 | 0 | 0 | 0 | 0 | 101895.3782 | 417903 | 0 | 0 | 0 | 0 | 345818.6189 | 0 | 0 | 0 | 0 | 0 | 0 | 0 | 4717915.2275 | 0 | 0 | 0 | 0 | 0 | 0 | 0 | 0 | 0 | 0 | -37026.7394 | 0 | 0 | 0 | 0 | 0 | 0 | 0 | 0 | 0 | -278980.8824 | 0 | 0 | 0 | 0 | 0 | 0 | 0
2016-04-25 02:00 | 0 | 0 | 0 | 0 | 0 | 33638.2736 | 723.6921 | 402086 | 0 | 0 | 0 | 0 | 257075.4671 | 0 | 0 | 0 | 0 | 0 | 0 | 0 | 4438934.3451 | 0 | 0 | 0 | 0 | 0 | 0 | 0 | 0 | 0 | 0 | -88743.1518 | 0 | 0 | 0 | 0 | 0 | 0 | 0 | 0 | 0 | -278980.8824 | 0 | 0 | 0 | 0 | 0 | 0 | 0
2016-04-25 03:00 | 0 | 0 | 0 | 0 | 0 | 725495.6763 | 0 | 379851 | 0 | 0 | 0 | 0 | 345818.6189 | 0 | 0 | 0 | 0 | 0 | 0 | 0 | 4695835.8696 | 0 | 0 | 0 | 0 | 0 | 0 | 0 | 0 | 0 | 0 | 88743.1518 | 0 | 0 | 0 | 0 | 0 | 0 | 0 | 0 | 0 | 256901.5245 | 0 | 0 | 0 | 0 | 0 | 0 | 0
2016-04-25 04:00 | 0 | 0 | 0 | 0 | 0 | 0 | 0 | 358291 | 0 | 0 | 0 | 0 | 257075.4671 | 0 | 0 | 0 | 0 | 0 | 0 | 0 | 4426288.0214 | 0 | 0 | 0 | 0 | 0 | 0 | 0 | 0 | 0 | 0 | -88743.1518 | 0 | 0 | 0 | 0 | 0 | 0 | 0 | 0 | 0 | -269547.8482 | 0 | 0 | 0 | 0 | 0 | 0 | 0
2016-04-25 05:00 | 0 | 0 | 0 | 0 | 0 | 150184.2694 | 0 | 340422 | 0 | 0 | 0 | 0 | 345818.6189 | 0 | 0 | 0 | 0 | 0 | 0 | 0 | 4147307.139 | 0 | 0 | 0 | 0 | 0 | 0 | 0 | 0 | 0 | 0 | 88743.1518 | 0 | 0 | 0 | 0 | 0 | 0 | 0 | 0 | 0 | -278980.8824 | 0 | 0 | 0 | 0 | 0 | 0 | 0
2016-04-25 06:00 | 0 | 0 | 0 | 0 | 0 | 0 | 0 | 327914 | 0 | 0 | 0 | 0 | 296885.5013 | 0 | 0 | 0 | 0 | 0 | 0 | 0 | 3868326.2565 | 0 | 0 | 0 | 0 | 0 | 0 | 0 | 0 | 0 | 0 | -48933.1176 | 0 | 0 | 0 | 0 | 0 | 0 | 0 | 0 | 0 | -278980.8824 | 0 | 0 | 0 | 0 | 0 | 0 | 0
2016-04-25 07:00 | 0 | 0 | 0 | 0 | 0 | 0 | 0 | 321046 | 0 | 0 | 0 | 0 | 208142.3495 | 0 | 0 | 0 | 0 | 0 | 0 | 0 | 3636023.4083 | 0 | 0 | 0 | 0 | 0 | 0 | 0 | 0 | 0 | 0 | -88743.1518 | 0 | 0 | 0 | 0 | 0 | 0 | 0 | 0 | 0 | -232302.8482 | 0 | 0 | 0 | 0 | 0 | 0 | 0
2016-04-25 08:00 | 0 | 0 | 0 | 0 | 0 | 130027.2694 | 0 | 320265 | 0 | 0 | 0 | 0 | 296885.5013 | 0 | 0 | 0 | 0 | 0 | 0 | 0 | 3357042.5259 | 0 | 0 | 0 | 0 | 0 | 0 | 0 | 0 | 0 | 0 | 88743.1518 | 0 | 0 | 0 | 0 | 0 | 0 | 0 | 0 | 0 | -278980.8824 | 0 | 0 | 0 | 0 | 0 | 0 | 0
2016-04-25 09:00 | 0 | 0 | 0 | 0 | 0 | 0 | 0 | 331202 | 0 | 0 | 0 | 0 | 244664.3838 | 0 | 0 | 0 | 0 | 0 | 0 | 0 | 3078061.6435 | 0 | 0 | 0 | 0 | 0 | 0 | 0 | 0 | 0 | 0 | -52221.1176 | 0 | 0 | 0 | 0 | 0 | 0 | 0 | 0 | 0 | -278980.8824 | 0 | 0 | 0 | 0 | 0 | 0 | 0
2016-04-25 10:00 | 0 | 0 | 0 | 0 | 0 | 0 | 0 | 355674 | 0 | 0 | 0 | 0 | 155921.232 | 0 | 0 | 0 | 0 | 0 | 0 | 0 | 2811130.7953 | 0 | 0 | 0 | 0 | 0 | 0 | 0 | 0 | 0 | 0 | -88743.1518 | 0 | 0 | 0 | 0 | 0 | 0 | 0 | 0 | 0 | -266930.8482 | 0 | 0 | 0 | 0 | 0 | 0 | 0
2016-04-25 11:00 | 0 | 0 | 0 | 0 | 0 | 12691.9658 | 0 | 380416 | 0 | 0 | 0 | 0 | 67178.0802 | 0 | 0 | 0 | 0 | 0 | 0 | 0 | 2532149.9128 | 0 | 0 | 0 | 0 | 0 | 0 | 0 | 0 | 0 | 0 | -88743.1518 | 0 | 0 | 0 | 0 | 0 | 0 | 0 | 0 | 0 | -278980.8824 | 0 | 0 | 0 | 0 | 0 | 0 | 0
2016-04-25 12:00 | 0 | 0 | 0 | 0 | 0 | 351896.7034 | 18484.7448 | 396610 | 0 | 0 | 0 | 0 | 0 | 0 | 0 | 0 | 0 | 0 | 0 | 0 | 2573099.4412 | 0 | 0 | 0 | 0 | 0 | 0 | 0 | 0 | 0 | 0 | -67178.0802 | 0 | 0 | 0 | 0 | 0 | 0 | 0 | 0 | 0 | 40949.5284 | 0 | 0 | 0 | 0 | 0 | 0 | 0
2016-04-25 13:00 | 0 | 0 | 0 | 0 | 0 | 0 | 310493.9846 | 410489 | 0 | 0 | 0 | 0 | 0 | 0 | 0 | 0 | 0 | 0 | 0 | 0 | 2473104.4258 | 0 | 0 | 0 | 0 | 0 | 0 | 0 | 0 | 0 | 0 | 0 | 0 | 0 | 0 | 0 | 0 | 0 | 0 | 0 | 0 | -99995.0154 | 0 | 0 | 0 | 0 | 0 | 0 | 0
2016-04-25 14:00 | 0 | 0 | 0 | 0 | 0 | 0 | 593264.609 | 423717 | 0 | 0 | 0 | 0 | 0 | 0 | 0 | 0 | 0 | 0 | 0 | 0 | 2642652.0348 | 0 | 0 | 0 | 0 | 0 | 0 | 0 | 0 | 0 | 0 | 0 | 0 | 0 | 0 | 0 | 0 | 0 | 0 | 0 | 0 | 169547.609 | 0 | 0 | 0 | 0 | 0 | 0 | 0
2016-04-25 15:00 | 0 | 0 | 0 | 0 | 0 | 0 | 747244.7589 | 434555 | 0 | 0 | 0 | 0 | 33708.8765 | 0 | 0 | 0 | 0 | 0 | 0 | 0 | 2921632.9172 | 0 | 0 | 0 | 0 | 0 | 0 | 0 | 0 | 0 | 0 | 33708.8765 | 0 | 0 | 0 | 0 | 0 | 0 | 0 | 0 | 0 | 278980.8824 | 0 | 0 | 0 | 0 | 0 | 0 | 0
2016-04-25 16:00 | 0 | 0 | 0 | 0 | 0 | 0 | 811611.0342 | 443887 | 0 | 0 | 0 | 0 | 122452.0283 | 0 | 0 | 0 | 0 | 0 | 0 | 0 | 3200613.7997 | 0 | 0 | 0 | 0 | 0 | 0 | 0 | 0 | 0 | 0 | 88743.1518 | 0 | 0 | 0 | 0 | 0 | 0 | 0 | 0 | 0 | 278980.8824 | 0 | 0 | 0 | 0 | 0 | 0 | 0
2016-04-25 17:00 | 0 | 0 | 0 | 0 | 0 | 0 | 820762.0342 | 453038 | 0 | 0 | 0 | 0 | 211195.1801 | 0 | 0 | 0 | 0 | 0 | 0 | 0 | 3479594.6821 | 0 | 0 | 0 | 0 | 0 | 0 | 0 | 0 | 0 | 0 | 88743.1518 | 0 | 0 | 0 | 0 | 0 | 0 | 0 | 0 | 0 | 278980.8824 | 0 | 0 | 0 | 0 | 0 | 0 | 0
2016-04-25 18:00 | 0 | 0 | 0 | 0 | 0 | 0 | 821020.4019 | 460667 | 0 | 0 | 0 | 0 | 292567.6996 | 0 | 0 | 0 | 0 | 0 | 0 | 0 | 3758575.5646 | 0 | 0 | 0 | 0 | 0 | 0 | 0 | 0 | 0 | 0 | 81372.5195 | 0 | 0 | 0 | 0 | 0 | 0 | 0 | 0 | 0 | 278980.8824 | 0 | 0 | 0 | 0 | 0 | 0 | 0
2016-04-25 19:00 | 0 | 0 | 0 | 0 | 0 | 0 | 808367.7746 | 466214 | 0 | 0 | 0 | 0 | 355740.5917 | 0 | 0 | 0 | 0 | 0 | 0 | 0 | 4037556.447 | 0 | 0 | 0 | 0 | 0 | 0 | 0 | 0 | 0 | 0 | 63172.8921 | 0 | 0 | 0 | 0 | 0 | 0 | 0 | 0 | 0 | 278980.8824 | 0 | 0 | 0 | 0 | 0 | 0 | 0
2016-04-25 20:00 | 0 | 0 | 0 | 0 | 0 | 0 | 776541.649 | 470456 | 0 | 0 | 0 | 0 | 382845.3582 | 0 | 0 | 0 | 0 | 0 | 0 | 0 | 4316537.3295 | 0 | 0 | 0 | 0 | 0 | 0 | 0 | 0 | 0 | 0 | 27104.7666 | 0 | 0 | 0 | 0 | 0 | 0 | 0 | 0 | 0 | 278980.8824 | 0 | 0 | 0 | 0 | 0 | 0 | 0
2016-04-25 21:00 | 0 | 0 | 0 | 0 | 0 | 0 | 751721.8824 | 472741 | 0 | 0 | 0 | 0 | 382845.3582 | 0 | 0 | 0 | 0 | 0 | 0 | 0 | 4595518.2119 | 0 | 0 | 0 | 0 | 0 | 0 | 0 | 0 | 0 | 0 | 0 | 0 | 0 | 0 | 0 | 0 | 0 | 0 | 0 | 0 | 278980.8824 | 0 | 0 | 0 | 0 | 0 | 0 | 0
2016-04-25 22:00 | 0 | 0 | 0 | 0 | 0 | 0 | 710300.0295 | 470154 | 0 | 0 | 0 | 0 | 382845.3582 | 0 | 0 | 0 | 0 | 0 | 0 | 0 | 4835664.2414 | 0 | 0 | 0 | 0 | 0 | 0 | 0 | 0 | 0 | 0 | 0 | 0 | 0 | 0 | 0 | 0 | 0 | 0 | 0 | 0 | 240146.0295 | 0 | 0 | 0 | 0 | 0 | 0 | 0
2016-04-25 23:00 | 0 | 0 | 0 | 0 | 0 | 0 | 605569.4449 | 464938 | 0 | 0 | 0 | 0 | 325221.5729 | 0 | 0 | 0 | 0 | 0 | 0 | 0 | 5033919.4716 | 0 | 0 | 0 | 0 | 0 | 0 | 0 | 0 | 0 | 0 | -57623.7853 | 0 | 0 | 0 | 0 | 0 | 0 | 0 | 0 | 0 | 198255.2302 | 0 | 0 | 0 | 0 | 0 | 0 | 0
2016-04-26 | 0 | 0 | 0 | 0 | 0 | 0 | 433594.1746 | 465175 | 0 | 0 | 0 | 0 | 236478.4211 | 0 | 0 | 0 | 0 | 0 | 0 | 0 | 5091081.798 | 0 | 0 | 0 | 0 | 0 | 0 | 0 | 0 | 0 | 0 | -88743.1518 | 0 | 0 | 0 | 0 | 0 | 0 | 0 | 0 | 0 | 57162.3264 | 0 | 0 | 0 | 0 | 0 | 0 | 0
2016-04-26 01:00 | 0 | 0 | 0 | 0 | 0 | 517895.742 | 130913.4316 | 459454 | 0 | 0 | 0 | 0 | 147735.2694 | 0 | 0 | 0 | 0 | 0 | 0 | 0 | 5369180.1234 | 0 | 0 | 0 | 0 | 0 | 0 | 0 | 0 | 0 | 0 | -88743.1518 | 0 | 0 | 0 | 0 | 0 | 0 | 0 | 0 | 0 | 278098.3254 | 0 | 0 | 0 | 0 | 0 | 0 | 0
2016-04-26 02:00 | 0 | 0 | 0 | 0 | 0 | 68224.227 | 1328.7387 | 437277 | 0 | 0 | 0 | 0 | 58992.1176 | 0 | 0 | 0 | 0 | 0 | 0 | 0 | 5090199.241 | 0 | 0 | 0 | 0 | 0 | 0 | 0 | 0 | 0 | 0 | -88743.1518 | 0 | 0 | 0 | 0 | 0 | 0 | 0 | 0 | 0 | -278980.8824 | 0 | 0 | 0 | 0 | 0 | 0 | 0
2016-04-26 03:00 | 0 | 0 | 0 | 0 | 0 | 219756.2694 | 0 | 409994 | 0 | 0 | 0 | 0 | 147735.2694 | 0 | 0 | 0 | 0 | 0 | 0 | 0 | 4811218.3585 | 0 | 0 | 0 | 0 | 0 | 0 | 0 | 0 | 0 | 0 | 88743.1518 | 0 | 0 | 0 | 0 | 0 | 0 | 0 | 0 | 0 | -278980.8824 | 0 | 0 | 0 | 0 | 0 | 0 | 0
2016-04-26 04:00 | 0 | 0 | 0 | 0 | 0 | 193811.2694 | 0 | 384049 | 0 | 0 | 0 | 0 | 236478.4211 | 0 | 0 | 0 | 0 | 0 | 0 | 0 | 4532237.4761 | 0 | 0 | 0 | 0 | 0 | 0 | 0 | 0 | 0 | 0 | 88743.1518 | 0 | 0 | 0 | 0 | 0 | 0 | 0 | 0 | 0 | -278980.8824 | 0 | 0 | 0 | 0 | 0 | 0 | 0
2016-04-26 05:00 | 0 | 0 | 0 | 0 | 0 | 0 | 0 | 363833 | 0 | 0 | 0 | 0 | 147735.2694 | 0 | 0 | 0 | 0 | 0 | 0 | 0 | 4257147.6279 | 0 | 0 | 0 | 0 | 0 | 0 | 0 | 0 | 0 | 0 | -88743.1518 | 0 | 0 | 0 | 0 | 0 | 0 | 0 | 0 | 0 | -275089.8482 | 0 | 0 | 0 | 0 | 0 | 0 | 0
2016-04-26 06:00 | 0 | 0 | 0 | 0 | 0 | 157385.2694 | 0 | 347623 | 0 | 0 | 0 | 0 | 236478.4211 | 0 | 0 | 0 | 0 | 0 | 0 | 0 | 3978166.7454 | 0 | 0 | 0 | 0 | 0 | 0 | 0 | 0 | 0 | 0 | 88743.1518 | 0 | 0 | 0 | 0 | 0 | 0 | 0 | 0 | 0 | -278980.8824 | 0 | 0 | 0 | 0 | 0 | 0 | 0
2016-04-26 07:00 | 0 | 0 | 0 | 0 | 0 | 0 | 0 | 337973 | 0 | 0 | 0 | 0 | 177486.3036 | 0 | 0 | 0 | 0 | 0 | 0 | 0 | 3699185.863 | 0 | 0 | 0 | 0 | 0 | 0 | 0 | 0 | 0 | 0 | -58992.1176 | 0 | 0 | 0 | 0 | 0 | 0 | 0 | 0 | 0 | -278980.8824 | 0 | 0 | 0 | 0 | 0 | 0 | 0
2016-04-26 08:00 | 0 | 0 | 0 | 0 | 0 | 0 | 0 | 335367 | 0 | 0 | 0 | 0 | 88743.1518 | 0 | 0 | 0 | 0 | 0 | 0 | 0 | 3452562.0148 | 0 | 0 | 0 | 0 | 0 | 0 | 0 | 0 | 0 | 0 | -88743.1518 | 0 | 0 | 0 | 0 | 0 | 0 | 0 | 0 | 0 | -246623.8482 | 0 | 0 | 0 | 0 | 0 | 0 | 0
2016-04-26 09:00 | 0 | 0 | 0 | 0 | 0 | 0 | 0 | 344432 | 0 | 0 | 0 | 0 | 0 | 0 | 0 | 0 | 0 | 0 | 0 | 0 | 3196873.1666 | 0 | 0 | 0 | 0 | 0 | 0 | 0 | 0 | 0 | 0 | -88743.1518 | 0 | 0 | 0 | 0 | 0 | 0 | 0 | 0 | 0 | -255688.8482 | 0 | 0 | 0 | 0 | 0 | 0 | 0
2016-04-26 10:00 | 0 | 0 | 0 | 0 | 0 | 426740.5549 | 0 | 367887 | 0 | 0 | 0 | 0 | 88743.1518 | 0 | 0 | 0 | 0 | 0 | 0 | 0 | 3166983.5697 | 0 | 0 | 0 | 0 | 0 | 0 | 0 | 0 | 0 | 0 | 88743.1518 | 0 | 0 | 0 | 0 | 0 | 0 | 0 | 0 | 0 | -29889.5969 | 0 | 0 | 0 | 0 | 0 | 0 | 0
2016-04-26 11:00 | 0 | 0 | 0 | 0 | 0 | 23455.9658 | 0 | 391180 | 0 | 0 | 0 | 0 | 0 | 0 | 0 | 0 | 0 | 0 | 0 | 0 | 2888002.6872 | 0 | 0 | 0 | 0 | 0 | 0 | 0 | 0 | 0 | 0 | -88743.1518 | 0 | 0 | 0 | 0 | 0 | 0 | 0 | 0 | 0 | -278980.8824 | 0 | 0 | 0 | 0 | 0 | 0 | 0
2016-04-26 12:00 | 0 | 0 | 0 | 0 | 0 | 337606.4582 | 14957.1243 | 407178 | 0 | 0 | 0 | 0 | 0 | 0 | 0 | 0 | 0 | 0 | 0 | 0 | 2833388.2698 | 0 | 0 | 0 | 0 | 0 | 0 | 0 | 0 | 0 | 0 | 0 | 0 | 0 | 0 | 0 | 0 | 0 | 0 | 0 | 0 | -54614.4175 | 0 | 0 | 0 | 0 | 0 | 0 | 0
2016-04-26 13:00 | 0 | 0 | 0 | 0 | 0 | 0 | 280006.771 | 422235 | 0 | 0 | 0 | 0 | 0 | 0 | 0 | 0 | 0 | 0 | 0 | 0 | 2691160.0408 | 0 | 0 | 0 | 0 | 0 | 0 | 0 | 0 | 0 | 0 | 0 | 0 | 0 | 0 | 0 | 0 | 0 | 0 | 0 | 0 | -142228.229 | 0 | 0 | 0 | 0 | 0 | 0 | 0
2016-04-26 14:00 | 0 | 0 | 0 | 0 | 0 | 0 | 592598.5143 | 436334 | 0 | 0 | 0 | 0 | 0 | 0 | 0 | 0 | 0 | 0 | 0 | 0 | 2847424.5551 | 0 | 0 | 0 | 0 | 0 | 0 | 0 | 0 | 0 | 0 | 0 | 0 | 0 | 0 | 0 | 0 | 0 | 0 | 0 | 0 | 156264.5143 | 0 | 0 | 0 | 0 | 0 | 0 | 0
2016-04-26 15:00 | 0 | 0 | 0 | 0 | 0 | 0 | 773135.7647 | 446619 | 0 | 0 | 0 | 0 | 47535.8823 | 0 | 0 | 0 | 0 | 0 | 0 | 0 | 3126405.4375 | 0 | 0 | 0 | 0 | 0 | 0 | 0 | 0 | 0 | 0 | 47535.8823 | 0 | 0 | 0 | 0 | 0 | 0 | 0 | 0 | 0 | 278980.8824 | 0 | 0 | 0 | 0 | 0 | 0 | 0
2016-04-26 16:00 | 0 | 0 | 0 | 0 | 0 | 0 | 822955.0342 | 455231 | 0 | 0 | 0 | 0 | 136279.0341 | 0 | 0 | 0 | 0 | 0 | 0 | 0 | 3405386.32 | 0 | 0 | 0 | 0 | 0 | 0 | 0 | 0 | 0 | 0 | 88743.1518 | 0 | 0 | 0 | 0 | 0 | 0 | 0 | 0 | 0 | 278980.8824 | 0 | 0 | 0 | 0 | 0 | 0 | 0
2016-04-26 17:00 | 0 | 0 | 0 | 0 | 0 | 0 | 831277.0342 | 463553 | 0 | 0 | 0 | 0 | 225022.1859 | 0 | 0 | 0 | 0 | 0 | 0 | 0 | 3684367.2024 | 0 | 0 | 0 | 0 | 0 | 0 | 0 | 0 | 0 | 0 | 88743.1518 | 0 | 0 | 0 | 0 | 0 | 0 | 0 | 0 | 0 | 278980.8824 | 0 | 0 | 0 | 0 | 0 | 0 | 0
2016-04-26 18:00 | 0 | 0 | 0 | 0 | 0 | 0 | 837199.3955 | 469707 | 0 | 0 | 0 | 0 | 313533.6989 | 0 | 0 | 0 | 0 | 0 | 0 | 0 | 3963348.0849 | 0 | 0 | 0 | 0 | 0 | 0 | 0 | 0 | 0 | 0 | 88511.513 | 0 | 0 | 0 | 0 | 0 | 0 | 0 | 0 | 0 | 278980.8824 | 0 | 0 | 0 | 0 | 0 | 0 | 0
2016-04-26 19:00 | 0 | 0 | 0 | 0 | 0 | 0 | 819886.3058 | 475374 | 0 | 0 | 0 | 0 | 379065.1222 | 0 | 0 | 0 | 0 | 0 | 0 | 0 | 4242328.9673 | 0 | 0 | 0 | 0 | 0 | 0 | 0 | 0 | 0 | 0 | 65531.4233 | 0 | 0 | 0 | 0 | 0 | 0 | 0 | 0 | 0 | 278980.8824 | 0 | 0 | 0 | 0 | 0 | 0 | 0
2016-04-26 20:00 | 0 | 0 | 0 | 0 | 0 | 0 | 763221.1185 | 480460 | 0 | 0 | 0 | 0 | 382845.3582 | 0 | 0 | 0 | 0 | 0 | 0 | 0 | 4521309.8498 | 0 | 0 | 0 | 0 | 0 | 0 | 0 | 0 | 0 | 0 | 3780.236 | 0 | 0 | 0 | 0 | 0 | 0 | 0 | 0 | 0 | 278980.8824 | 0 | 0 | 0 | 0 | 0 | 0 | 0
2016-04-26 21:00 | 0 | 0 | 0 | 0 | 0 | 0 | 760585.8824 | 481605 | 0 | 0 | 0 | 0 | 382845.3582 | 0 | 0 | 0 | 0 | 0 | 0 | 0 | 4800290.7322 | 0 | 0 | 0 | 0 | 0 | 0 | 0 | 0 | 0 | 0 | 0 | 0 | 0 | 0 | 0 | 0 | 0 | 0 | 0 | 0 | 278980.8824 | 0 | 0 | 0 | 0 | 0 | 0 | 0
2016-04-26 22:00 | 0 | 0 | 0 | 0 | 0 | 0 | 725924.8643 | 476490 | 0 | 0 | 0 | 0 | 382845.3582 | 0 | 0 | 0 | 0 | 0 | 0 | 0 | 5049725.5965 | 0 | 0 | 0 | 0 | 0 | 0 | 0 | 0 | 0 | 0 | 0 | 0 | 0 | 0 | 0 | 0 | 0 | 0 | 0 | 0 | 249434.8643 | 0 | 0 | 0 | 0 | 0 | 0 | 0
2016-04-26 23:00 | 0 | 0 | 0 | 0 | 0 | 0 | 617785.9702 | 470285 | 0 | 0 | 0 | 0 | 333815.5729 | 0 | 0 | 0 | 0 | 0 | 0 | 0 | 5246256.3521 | 0 | 0 | 0 | 0 | 0 | 0 | 0 | 0 | 0 | 0 | -49029.7853 | 0 | 0 | 0 | 0 | 0 | 0 | 0 | 0 | 0 | 196530.7555 | 0 | 0 | 0 | 0 | 0 | 0 | 0
2016-04-27 | 0 | 0 | 0 | 0 | 0 | 0 | 448961.1455 | 469467 | 0 | 0 | 0 | 0 | 245072.4211 | 0 | 0 | 0 | 0 | 0 | 0 | 0 | 5314493.6493 | 0 | 0 | 0 | 0 | 0 | 0 | 0 | 0 | 0 | 0 | -88743.1518 | 0 | 0 | 0 | 0 | 0 | 0 | 0 | 0 | 0 | 68237.2973 | 0 | 0 | 0 | 0 | 0 | 0 | 0
2016-04-27 01:00 | 0 | 0 | 0 | 0 | 0 | 0 | 148601.9546 | 461997 | 0 | 0 | 0 | 0 | 156329.2694 | 0 | 0 | 0 | 0 | 0 | 0 | 0 | 5089841.7558 | 0 | 0 | 0 | 0 | 0 | 0 | 0 | 0 | 0 | 0 | -88743.1518 | 0 | 0 | 0 | 0 | 0 | 0 | 0 | 0 | 0 | -224651.8936 | 0 | 0 | 0 | 0 | 0 | 0 | 0
2016-04-27 02:00 | 0 | 0 | 0 | 0 | 0 | 69988.8045 | 1354.1612 | 439067 | 0 | 0 | 0 | 0 | 67586.1176 | 0 | 0 | 0 | 0 | 0 | 0 | 0 | 4810860.8733 | 0 | 0 | 0 | 0 | 0 | 0 | 0 | 0 | 0 | 0 | -88743.1518 | 0 | 0 | 0 | 0 | 0 | 0 | 0 | 0 | 0 | -278980.8824 | 0 | 0 | 0 | 0 | 0 | 0 | 0
2016-04-27 03:00 | 0 | 0 | 0 | 0 | 0 | 220604.2694 | 0 | 410842 | 0 | 0 | 0 | 0 | 156329.2694 | 0 | 0 | 0 | 0 | 0 | 0 | 0 | 4531879.9909 | 0 | 0 | 0 | 0 | 0 | 0 | 0 | 0 | 0 | 0 | 88743.1518 | 0 | 0 | 0 | 0 | 0 | 0 | 0 | 0 | 0 | -278980.8824 | 0 | 0 | 0 | 0 | 0 | 0 | 0
2016-04-27 04:00 | 0 | 0 | 0 | 0 | 0 | 195738.2694 | 0 | 385976 | 0 | 0 | 0 | 0 | 245072.4211 | 0 | 0 | 0 | 0 | 0 | 0 | 0 | 4252899.1084 | 0 | 0 | 0 | 0 | 0 | 0 | 0 | 0 | 0 | 0 | 88743.1518 | 0 | 0 | 0 | 0 | 0 | 0 | 0 | 0 | 0 | -278980.8824 | 0 | 0 | 0 | 0 | 0 | 0 | 0
2016-04-27 05:00 | 0 | 0 | 0 | 0 | 0 | 0 | 0 | 365813 | 0 | 0 | 0 | 0 | 156329.2694 | 0 | 0 | 0 | 0 | 0 | 0 | 0 | 3975829.2602 | 0 | 0 | 0 | 0 | 0 | 0 | 0 | 0 | 0 | 0 | -88743.1518 | 0 | 0 | 0 | 0 | 0 | 0 | 0 | 0 | 0 | -277069.8482 | 0 | 0 | 0 | 0 | 0 | 0 | 0
2016-04-27 06:00 | 0 | 0 | 0 | 0 | 0 | 0 | 0 | 350619 | 0 | 0 | 0 | 0 | 67586.1176 | 0 | 0 | 0 | 0 | 0 | 0 | 0 | 3713953.412 | 0 | 0 | 0 | 0 | 0 | 0 | 0 | 0 | 0 | 0 | -88743.1518 | 0 | 0 | 0 | 0 | 0 | 0 | 0 | 0 | 0 | -261875.8482 | 0 | 0 | 0 | 0 | 0 | 0 | 0
2016-04-27 07:00 | 0 | 0 | 0 | 0 | 0 | 515480.1957 | 0 | 340552 | 0 | 0 | 0 | 0 | 156329.2694 | 0 | 0 | 0 | 0 | 0 | 0 | 0 | 3800138.4559 | 0 | 0 | 0 | 0 | 0 | 0 | 0 | 0 | 0 | 0 | 88743.1518 | 0 | 0 | 0 | 0 | 0 | 0 | 0 | 0 | 0 | 86185.0439 | 0 | 0 | 0 | 0 | 0 | 0 | 0
2016-04-27 08:00 | 0 | 0 | 0 | 0 | 0 | 148182.2694 | 0 | 338420 | 0 | 0 | 0 | 0 | 245072.4211 | 0 | 0 | 0 | 0 | 0 | 0 | 0 | 3521157.5734 | 0 | 0 | 0 | 0 | 0 | 0 | 0 | 0 | 0 | 0 | 88743.1518 | 0 | 0 | 0 | 0 | 0 | 0 | 0 | 0 | 0 | -278980.8824 | 0 | 0 | 0 | 0 | 0 | 0 | 0
2016-04-27 09:00 | 0 | 0 | 0 | 0 | 0 | 0 | 0 | 346567 | 0 | 0 | 0 | 0 | 177486.3036 | 0 | 0 | 0 | 0 | 0 | 0 | 0 | 3242176.691 | 0 | 0 | 0 | 0 | 0 | 0 | 0 | 0 | 0 | 0 | -67586.1176 | 0 | 0 | 0 | 0 | 0 | 0 | 0 | 0 | 0 | -278980.8824 | 0 | 0 | 0 | 0 | 0 | 0 | 0
2016-04-27 10:00 | 0 | 0 | 0 | 0 | 0 | 0 | 0 | 366914 | 0 | 0 | 0 | 0 | 88743.1518 | 0 | 0 | 0 | 0 | 0 | 0 | 0 | 2964005.8428 | 0 | 0 | 0 | 0 | 0 | 0 | 0 | 0 | 0 | 0 | -88743.1518 | 0 | 0 | 0 | 0 | 0 | 0 | 0 | 0 | 0 | -278170.8482 | 0 | 0 | 0 | 0 | 0 | 0 | 0
2016-04-27 11:00 | 0 | 0 | 0 | 0 | 0 | 21535.9658 | 0 | 389260 | 0 | 0 | 0 | 0 | 0 | 0 | 0 | 0 | 0 | 0 | 0 | 0 | 2685024.9604 | 0 | 0 | 0 | 0 | 0 | 0 | 0 | 0 | 0 | 0 | -88743.1518 | 0 | 0 | 0 | 0 | 0 | 0 | 0 | 0 | 0 | -278980.8824 | 0 | 0 | 0 | 0 | 0 | 0 | 0
2016-04-27 12:00 | 0 | 0 | 0 | 0 | 0 | 534291.1206 | 24407.6019 | 404052 | 0 | 0 | 0 | 0 | 0 | 0 | 0 | 0 | 0 | 0 | 0 | 0 | 2839671.6828 | 0 | 0 | 0 | 0 | 0 | 0 | 0 | 0 | 0 | 0 | 0 | 0 | 0 | 0 | 0 | 0 | 0 | 0 | 0 | 0 | 154646.7225 | 0 | 0 | 0 | 0 | 0 | 0 | 0
2016-04-27 13:00 | 0 | 0 | 0 | 0 | 0 | 0 | 331582.409 | 416117 | 0 | 0 | 0 | 0 | 0 | 0 | 0 | 0 | 0 | 0 | 0 | 0 | 2755137.0919 | 0 | 0 | 0 | 0 | 0 | 0 | 0 | 0 | 0 | 0 | 0 | 0 | 0 | 0 | 0 | 0 | 0 | 0 | 0 | 0 | -84534.591 | 0 | 0 | 0 | 0 | 0 | 0 | 0
2016-04-27 14:00 | 0 | 0 | 0 | 0 | 0 | 0 | 565246.2536 | 427951 | 0 | 0 | 0 | 0 | 0 | 0 | 0 | 0 | 0 | 0 | 0 | 0 | 2892432.3455 | 0 | 0 | 0 | 0 | 0 | 0 | 0 | 0 | 0 | 0 | 0 | 0 | 0 | 0 | 0 | 0 | 0 | 0 | 0 | 0 | 137295.2536 | 0 | 0 | 0 | 0 | 0 | 0 | 0
2016-04-27 15:00 | 0 | 0 | 0 | 0 | 0 | 0 | 705461.5815 | 437301 | 0 | 0 | 0 | 0 | 88743.1518 | 0 | 0 | 0 | 0 | 0 | 0 | 0 | 3071849.7752 | 0 | 0 | 0 | 0 | 0 | 0 | 0 | 0 | 0 | 0 | 88743.1518 | 0 | 0 | 0 | 0 | 0 | 0 | 0 | 0 | 0 | 179417.4297 | 0 | 0 | 0 | 0 | 0 | 0 | 0
2016-04-27 16:00 | 0 | 0 | 0 | 0 | 0 | 0 | 775795.4951 | 445005 | 0 | 0 | 0 | 0 | 140552.7645 | 0 | 0 | 0 | 0 | 0 | 0 | 0 | 3350830.6576 | 0 | 0 | 0 | 0 | 0 | 0 | 0 | 0 | 0 | 0 | 51809.6127 | 0 | 0 | 0 | 0 | 0 | 0 | 0 | 0 | 0 | 278980.8824 | 0 | 0 | 0 | 0 | 0 | 0 | 0
2016-04-27 17:00 | 0 | 0 | 0 | 0 | 0 | 0 | 792923.0242 | 451967 | 0 | 0 | 0 | 0 | 202527.9062 | 0 | 0 | 0 | 0 | 0 | 0 | 0 | 3629811.5401 | 0 | 0 | 0 | 0 | 0 | 0 | 0 | 0 | 0 | 0 | 61975.1417 | 0 | 0 | 0 | 0 | 0 | 0 | 0 | 0 | 0 | 278980.8824 | 0 | 0 | 0 | 0 | 0 | 0 | 0
2016-04-27 18:00 | 0 | 0 | 0 | 0 | 0 | 0 | 791230.1251 | 457457 | 0 | 0 | 0 | 0 | 257320.1489 | 0 | 0 | 0 | 0 | 0 | 0 | 0 | 3908792.4225 | 0 | 0 | 0 | 0 | 0 | 0 | 0 | 0 | 0 | 0 | 54792.2427 | 0 | 0 | 0 | 0 | 0 | 0 | 0 | 0 | 0 | 278980.8824 | 0 | 0 | 0 | 0 | 0 | 0 | 0
2016-04-27 19:00 | 0 | 0 | 0 | 0 | 0 | 0 | 781137.8384 | 461254 | 0 | 0 | 0 | 0 | 298223.1049 | 0 | 0 | 0 | 0 | 0 | 0 | 0 | 4187773.305 | 0 | 0 | 0 | 0 | 0 | 0 | 0 | 0 | 0 | 0 | 40902.956 | 0 | 0 | 0 | 0 | 0 | 0 | 0 | 0 | 0 | 278980.8824 | 0 | 0 | 0 | 0 | 0 | 0 | 0
2016-04-27 20:00 | 0 | 0 | 0 | 0 | 0 | 0 | 764283.4513 | 464324 | 0 | 0 | 0 | 0 | 382845.3582 | 0 | 0 | 0 | 0 | 0 | 0 | 0 | 4403110.5029 | 0 | 0 | 0 | 0 | 0 | 0 | 0 | 0 | 0 | 0 | 84622.2534 | 0 | 0 | 0 | 0 | 0 | 0 | 0 | 0 | 0 | 215337.198 | 0 | 0 | 0 | 0 | 0 | 0 | 0
2016-04-27 21:00 | 0 | 0 | 0 | 0 | 0 | 0 | 728005.1005 | 465915 | 0 | 0 | 0 | 0 | 365954.5763 | 0 | 0 | 0 | 0 | 0 | 0 | 0 | 4682091.3854 | 0 | 0 | 0 | 0 | 0 | 0 | 0 | 0 | 0 | 0 | -16890.7819 | 0 | 0 | 0 | 0 | 0 | 0 | 0 | 0 | 0 | 278980.8824 | 0 | 0 | 0 | 0 | 0 | 0 | 0
2016-04-27 22:00 | 0 | 0 | 0 | 0 | 0 | 0 | 656648.6244 | 464293 | 0 | 0 | 0 | 0 | 294102.2064 | 0 | 0 | 0 | 0 | 0 | 0 | 0 | 4946299.3797 | 0 | 0 | 0 | 0 | 0 | 0 | 0 | 0 | 0 | 0 | -71852.3699 | 0 | 0 | 0 | 0 | 0 | 0 | 0 | 0 | 0 | 264207.9943 | 0 | 0 | 0 | 0 | 0 | 0 | 0
2016-04-27 23:00 | 0 | 0 | 0 | 0 | 0 | 0 | 545780.4169 | 459867 | 0 | 0 | 0 | 0 | 382845.3582 | 0 | 0 | 0 | 0 | 0 | 0 | 0 | 4943469.6447 | 0 | 0 | 0 | 0 | 0 | 0 | 0 | 0 | 0 | 0 | 88743.1518 | 0 | 0 | 0 | 0 | 0 | 0 | 0 | 0 | 0 | -2829.7349 | 0 | 0 | 0 | 0 | 0 | 0 | 0
2016-04-28 | 0 | 0 | 0 | 0 | 0 | 0 | 368778.8074 | 460658 | 0 | 0 | 0 | 0 | 294102.2064 | 0 | 0 | 0 | 0 | 0 | 0 | 0 | 4940333.604 | 0 | 0 | 0 | 0 | 0 | 0 | 0 | 0 | 0 | 0 | -88743.1518 | 0 | 0 | 0 | 0 | 0 | 0 | 0 | 0 | 0 | -3136.0408 | 0 | 0 | 0 | 0 | 0 | 0 | 0
2016-04-28 01:00 | 0 | 0 | 0 | 0 | 0 | 480495.2321 | 100201.928 | 453142 | 0 | 0 | 0 | 0 | 266229.4554 | 0 | 0 | 0 | 0 | 0 | 0 | 0 | 5095761.5151 | 0 | 0 | 0 | 0 | 0 | 0 | 0 | 0 | 0 | 0 | -27872.7511 | 0 | 0 | 0 | 0 | 0 | 0 | 0 | 0 | 0 | 155427.9111 | 0 | 0 | 0 | 0 | 0 | 0 | 0
2016-04-28 02:00 | 0 | 0 | 0 | 0 | 0 | 63360.7182 | 1455.2475 | 432540 | 0 | 0 | 0 | 0 | 177486.3036 | 0 | 0 | 0 | 0 | 0 | 0 | 0 | 4816780.6327 | 0 | 0 | 0 | 0 | 0 | 0 | 0 | 0 | 0 | 0 | -88743.1518 | 0 | 0 | 0 | 0 | 0 | 0 | 0 | 0 | 0 | -278980.8824 | 0 | 0 | 0 | 0 | 0 | 0 | 0
2016-04-28 03:00 | 0 | 0 | 0 | 0 | 0 | 216204.2694 | 0 | 406442 | 0 | 0 | 0 | 0 | 266229.4554 | 0 | 0 | 0 | 0 | 0 | 0 | 0 | 4537799.7502 | 0 | 0 | 0 | 0 | 0 | 0 | 0 | 0 | 0 | 0 | 88743.1518 | 0 | 0 | 0 | 0 | 0 | 0 | 0 | 0 | 0 | -278980.8824 | 0 | 0 | 0 | 0 | 0 | 0 | 0
2016-04-28 04:00 | 0 | 0 | 0 | 0 | 0 | 14496.9658 | 0 | 382221 | 0 | 0 | 0 | 0 | 177486.3036 | 0 | 0 | 0 | 0 | 0 | 0 | 0 | 4258818.8678 | 0 | 0 | 0 | 0 | 0 | 0 | 0 | 0 | 0 | 0 | -88743.1518 | 0 | 0 | 0 | 0 | 0 | 0 | 0 | 0 | 0 | -278980.8824 | 0 | 0 | 0 | 0 | 0 | 0 | 0
2016-04-28 05:00 | 0 | 0 | 0 | 0 | 0 | 171800.2694 | 0 | 362038 | 0 | 0 | 0 | 0 | 266229.4554 | 0 | 0 | 0 | 0 | 0 | 0 | 0 | 3979837.9853 | 0 | 0 | 0 | 0 | 0 | 0 | 0 | 0 | 0 | 0 | 88743.1518 | 0 | 0 | 0 | 0 | 0 | 0 | 0 | 0 | 0 | -278980.8824 | 0 | 0 | 0 | 0 | 0 | 0 | 0
2016-04-28 06:00 | 0 | 0 | 0 | 0 | 0 | 0 | 0 | 346774 | 0 | 0 | 0 | 0 | 177486.3036 | 0 | 0 | 0 | 0 | 0 | 0 | 0 | 3721807.1371 | 0 | 0 | 0 | 0 | 0 | 0 | 0 | 0 | 0 | 0 | -88743.1518 | 0 | 0 | 0 | 0 | 0 | 0 | 0 | 0 | 0 | -258030.8482 | 0 | 0 | 0 | 0 | 0 | 0 | 0
2016-04-28 07:00 | 0 | 0 | 0 | 0 | 0 | 423304.8778 | 0 | 337582 | 0 | 0 | 0 | 0 | 88743.1518 | 0 | 0 | 0 | 0 | 0 | 0 | 0 | 3896273.1667 | 0 | 0 | 0 | 0 | 0 | 0 | 0 | 0 | 0 | 0 | -88743.1518 | 0 | 0 | 0 | 0 | 0 | 0 | 0 | 0 | 0 | 174466.0296 | 0 | 0 | 0 | 0 | 0 | 0 | 0
2016-04-28 08:00 | 0 | 0 | 0 | 0 | 0 | 146012.2694 | 0 | 336250 | 0 | 0 | 0 | 0 | 177486.3036 | 0 | 0 | 0 | 0 | 0 | 0 | 0 | 3617292.2842 | 0 | 0 | 0 | 0 | 0 | 0 | 0 | 0 | 0 | 0 | 88743.1518 | 0 | 0 | 0 | 0 | 0 | 0 | 0 | 0 | 0 | -278980.8824 | 0 | 0 | 0 | 0 | 0 | 0 | 0
2016-04-28 09:00 | 0 | 0 | 0 | 0 | 0 | 155250.2694 | 0 | 345488 | 0 | 0 | 0 | 0 | 266229.4554 | 0 | 0 | 0 | 0 | 0 | 0 | 0 | 3338311.4018 | 0 | 0 | 0 | 0 | 0 | 0 | 0 | 0 | 0 | 0 | 88743.1518 | 0 | 0 | 0 | 0 | 0 | 0 | 0 | 0 | 0 | -278980.8824 | 0 | 0 | 0 | 0 | 0 | 0 | 0
2016-04-28 10:00 | 0 | 0 | 0 | 0 | 0 | 310.9658 | 0 | 368035 | 0 | 0 | 0 | 0 | 177486.3036 | 0 | 0 | 0 | 0 | 0 | 0 | 0 | 3059330.5193 | 0 | 0 | 0 | 0 | 0 | 0 | 0 | 0 | 0 | 0 | -88743.1518 | 0 | 0 | 0 | 0 | 0 | 0 | 0 | 0 | 0 | -278980.8824 | 0 | 0 | 0 | 0 | 0 | 0 | 0
2016-04-28 11:00 | 0 | 0 | 0 | 0 | 0 | 24121.9658 | 0 | 391846 | 0 | 0 | 0 | 0 | 88743.1518 | 0 | 0 | 0 | 0 | 0 | 0 | 0 | 2780349.6369 | 0 | 0 | 0 | 0 | 0 | 0 | 0 | 0 | 0 | 0 | -88743.1518 | 0 | 0 | 0 | 0 | 0 | 0 | 0 | 0 | 0 | -278980.8824 | 0 | 0 | 0 | 0 | 0 | 0 | 0
2016-04-28 12:00 | 0 | 0 | 0 | 0 | 0 | 24326.9659 | 14850.9998 | 406902 | 0 | 0 | 0 | 0 | 0 | 0 | 0 | 0 | 0 | 0 | 0 | 0 | 2501368.7544 | 0 | 0 | 0 | 0 | 0 | 0 | 0 | 0 | 0 | 0 | -88743.1518 | 0 | 0 | 0 | 0 | 0 | 0 | 0 | 0 | 0 | -278980.8824 | 0 | 0 | 0 | 0 | 0 | 0 | 0
2016-04-28 13:00 | 0 | 0 | 0 | 0 | 0 | 0 | 253596.0669 | 419282 | 0 | 0 | 0 | 0 | 0 | 0 | 0 | 0 | 0 | 0 | 0 | 0 | 2335682.8213 | 0 | 0 | 0 | 0 | 0 | 0 | 0 | 0 | 0 | 0 | 0 | 0 | 0 | 0 | 0 | 0 | 0 | 0 | 0 | 0 | -165685.9331 | 0 | 0 | 0 | 0 | 0 | 0 | 0
2016-04-28 14:00 | 0 | 0 | 0 | 0 | 0 | 0 | 528573.0953 | 433056 | 0 | 0 | 0 | 0 | 0 | 0 | 0 | 0 | 0 | 0 | 0 | 0 | 2431199.9167 | 0 | 0 | 0 | 0 | 0 | 0 | 0 | 0 | 0 | 0 | 0 | 0 | 0 | 0 | 0 | 0 | 0 | 0 | 0 | 0 | 95517.0953 | 0 | 0 | 0 | 0 | 0 | 0 | 0
2016-04-28 15:00 | 0 | 0 | 0 | 0 | 0 | 0 | 701389.7215 | 441684 | 0 | 0 | 0 | 0 | 88743.1518 | 0 | 0 | 0 | 0 | 0 | 0 | 0 | 2602162.4864 | 0 | 0 | 0 | 0 | 0 | 0 | 0 | 0 | 0 | 0 | 88743.1518 | 0 | 0 | 0 | 0 | 0 | 0 | 0 | 0 | 0 | 170962.5697 | 0 | 0 | 0 | 0 | 0 | 0 | 0
2016-04-28 16:00 | 0 | 0 | 0 | 0 | 0 | 0 | 780495.1281 | 450834 | 0 | 0 | 0 | 0 | 139423.3974 | 0 | 0 | 0 | 0 | 0 | 0 | 0 | 2881143.3688 | 0 | 0 | 0 | 0 | 0 | 0 | 0 | 0 | 0 | 0 | 50680.2456 | 0 | 0 | 0 | 0 | 0 | 0 | 0 | 0 | 0 | 278980.8824 | 0 | 0 | 0 | 0 | 0 | 0 | 0
2016-04-28 17:00 | 0 | 0 | 0 | 0 | 0 | 0 | 796577.9551 | 458772 | 0 | 0 | 0 | 0 | 198248.4701 | 0 | 0 | 0 | 0 | 0 | 0 | 0 | 3160124.2513 | 0 | 0 | 0 | 0 | 0 | 0 | 0 | 0 | 0 | 0 | 58825.0726 | 0 | 0 | 0 | 0 | 0 | 0 | 0 | 0 | 0 | 278980.8824 | 0 | 0 | 0 | 0 | 0 | 0 | 0
2016-04-28 18:00 | 0 | 0 | 0 | 0 | 0 | 0 | 789673.8751 | 465420 | 0 | 0 | 0 | 0 | 243521.4628 | 0 | 0 | 0 | 0 | 0 | 0 | 0 | 3439105.1337 | 0 | 0 | 0 | 0 | 0 | 0 | 0 | 0 | 0 | 0 | 45272.9927 | 0 | 0 | 0 | 0 | 0 | 0 | 0 | 0 | 0 | 278980.8824 | 0 | 0 | 0 | 0 | 0 | 0 | 0
2016-04-28 19:00 | 0 | 0 | 0 | 0 | 0 | 0 | 775710.478 | 469346 | 0 | 0 | 0 | 0 | 285273.095 | 0 | 0 | 0 | 0 | 0 | 0 | 0 | 3703717.9795 | 0 | 0 | 0 | 0 | 0 | 0 | 0 | 0 | 0 | 0 | 41751.6322 | 0 | 0 | 0 | 0 | 0 | 0 | 0 | 0 | 0 | 264612.8458 | 0 | 0 | 0 | 0 | 0 | 0 | 0
2016-04-28 20:00 | 0 | 0 | 0 | 0 | 0 | 0 | 759974.9939 | 472165 | 0 | 0 | 0 | 0 | 294102.2064 | 0 | 0 | 0 | 0 | 0 | 0 | 0 | 3982698.8619 | 0 | 0 | 0 | 0 | 0 | 0 | 0 | 0 | 0 | 0 | 8829.1115 | 0 | 0 | 0 | 0 | 0 | 0 | 0 | 0 | 0 | 278980.8824 | 0 | 0 | 0 | 0 | 0 | 0 | 0
2016-04-28 21:00 | 0 | 0 | 0 | 0 | 0 | 0 | 726891.4872 | 474195 | 0 | 0 | 0 | 0 | 382845.3582 | 0 | 0 | 0 | 0 | 0 | 0 | 0 | 4146652.1973 | 0 | 0 | 0 | 0 | 0 | 0 | 0 | 0 | 0 | 0 | 88743.1518 | 0 | 0 | 0 | 0 | 0 | 0 | 0 | 0 | 0 | 163953.3354 | 0 | 0 | 0 | 0 | 0 | 0 | 0
2016-04-28 22:00 | 0 | 0 | 0 | 0 | 0 | 0 | 666348.8397 | 471519 | 0 | 0 | 0 | 0 | 298694.3155 | 0 | 0 | 0 | 0 | 0 | 0 | 0 | 4425633.0798 | 0 | 0 | 0 | 0 | 0 | 0 | 0 | 0 | 0 | 0 | -84151.0428 | 0 | 0 | 0 | 0 | 0 | 0 | 0 | 0 | 0 | 278980.8824 | 0 | 0 | 0 | 0 | 0 | 0 | 0
2016-04-28 23:00 | 0 | 0 | 0 | 0 | 0 | 0 | 547791.7648 | 466295 | 0 | 0 | 0 | 0 | 209951.1637 | 0 | 0 | 0 | 0 | 0 | 0 | 0 | 4595872.9963 | 0 | 0 | 0 | 0 | 0 | 0 | 0 | 0 | 0 | 0 | -88743.1518 | 0 | 0 | 0 | 0 | 0 | 0 | 0 | 0 | 0 | 170239.9166 | 0 | 0 | 0 | 0 | 0 | 0 | 0
2016-04-29 | 0 | 0 | 0 | 0 | 0 | 0 | 378366.0964 | 464614 | 0 | 0 | 0 | 0 | 121208.0119 | 0 | 0 | 0 | 0 | 0 | 0 | 0 | 4598368.2446 | 0 | 0 | 0 | 0 | 0 | 0 | 0 | 0 | 0 | 0 | -88743.1518 | 0 | 0 | 0 | 0 | 0 | 0 | 0 | 0 | 0 | 2495.2482 | 0 | 0 | 0 | 0 | 0 | 0 | 0
2016-04-29 01:00 | 0 | 0 | 0 | 0 | 0 | 370504.5295 | 127792.1745 | 457563 | 0 | 0 | 0 | 0 | 157879.2694 | 0 | 0 | 0 | 0 | 0 | 0 | 0 | 4602430.6912 | 0 | 0 | 0 | 0 | 0 | 0 | 0 | 0 | 0 | 0 | 36671.2575 | 0 | 0 | 0 | 0 | 0 | 0 | 0 | 0 | 0 | 4062.4466 | 0 | 0 | 0 | 0 | 0 | 0 | 0
2016-04-29 02:00 | 0 | 0 | 0 | 0 | 0 | 66763.1172 | 2615.8486 | 437103 | 0 | 0 | 0 | 0 | 69136.1176 | 0 | 0 | 0 | 0 | 0 | 0 | 0 | 4323449.8087 | 0 | 0 | 0 | 0 | 0 | 0 | 0 | 0 | 0 | 0 | -88743.1518 | 0 | 0 | 0 | 0 | 0 | 0 | 0 | 0 | 0 | -278980.8824 | 0 | 0 | 0 | 0 | 0 | 0 | 0
2016-04-29 03:00 | 0 | 0 | 0 | 0 | 0 | 394452.2691 | 0 | 411991 | 0 | 0 | 0 | 0 | 157879.2694 | 0 | 0 | 0 | 0 | 0 | 0 | 0 | 4217167.926 | 0 | 0 | 0 | 0 | 0 | 0 | 0 | 0 | 0 | 0 | 88743.1518 | 0 | 0 | 0 | 0 | 0 | 0 | 0 | 0 | 0 | -106281.8827 | 0 | 0 | 0 | 0 | 0 | 0 | 0
2016-04-29 04:00 | 0 | 0 | 0 | 0 | 0 | 197704.2694 | 0 | 387942 | 0 | 0 | 0 | 0 | 246622.4211 | 0 | 0 | 0 | 0 | 0 | 0 | 0 | 3938187.0435 | 0 | 0 | 0 | 0 | 0 | 0 | 0 | 0 | 0 | 0 | 88743.1518 | 0 | 0 | 0 | 0 | 0 | 0 | 0 | 0 | 0 | -278980.8824 | 0 | 0 | 0 | 0 | 0 | 0 | 0
2016-04-29 05:00 | 0 | 0 | 0 | 0 | 0 | 0 | 0 | 367523 | 0 | 0 | 0 | 0 | 157879.2694 | 0 | 0 | 0 | 0 | 0 | 0 | 0 | 3659407.1953 | 0 | 0 | 0 | 0 | 0 | 0 | 0 | 0 | 0 | 0 | -88743.1518 | 0 | 0 | 0 | 0 | 0 | 0 | 0 | 0 | 0 | -278779.8482 | 0 | 0 | 0 | 0 | 0 | 0 | 0
2016-04-29 06:00 | 0 | 0 | 0 | 0 | 0 | 162160.2694 | 0 | 352398 | 0 | 0 | 0 | 0 | 246622.4211 | 0 | 0 | 0 | 0 | 0 | 0 | 0 | 3380426.3129 | 0 | 0 | 0 | 0 | 0 | 0 | 0 | 0 | 0 | 0 | 88743.1518 | 0 | 0 | 0 | 0 | 0 | 0 | 0 | 0 | 0 | -278980.8824 | 0 | 0 | 0 | 0 | 0 | 0 | 0
2016-04-29 07:00 | 0 | 0 | 0 | 0 | 0 | 0 | 0 | 343479 | 0 | 0 | 0 | 0 | 157879.2694 | 0 | 0 | 0 | 0 | 0 | 0 | 0 | 3125690.4647 | 0 | 0 | 0 | 0 | 0 | 0 | 0 | 0 | 0 | 0 | -88743.1518 | 0 | 0 | 0 | 0 | 0 | 0 | 0 | 0 | 0 | -254735.8482 | 0 | 0 | 0 | 0 | 0 | 0 | 0
2016-04-29 08:00 | 0 | 0 | 0 | 0 | 0 | 285588.1416 | 0 | 341591 | 0 | 0 | 0 | 0 | 246622.4211 | 0 | 0 | 0 | 0 | 0 | 0 | 0 | 2980944.4545 | 0 | 0 | 0 | 0 | 0 | 0 | 0 | 0 | 0 | 0 | 88743.1518 | 0 | 0 | 0 | 0 | 0 | 0 | 0 | 0 | 0 | -144746.0102 | 0 | 0 | 0 | 0 | 0 | 0 | 0
2016-04-29 09:00 | 0 | 0 | 0 | 0 | 0 | 0 | 0 | 348117 | 0 | 0 | 0 | 0 | 177486.3036 | 0 | 0 | 0 | 0 | 0 | 0 | 0 | 2701963.572 | 0 | 0 | 0 | 0 | 0 | 0 | 0 | 0 | 0 | 0 | -69136.1176 | 0 | 0 | 0 | 0 | 0 | 0 | 0 | 0 | 0 | -278980.8824 | 0 | 0 | 0 | 0 | 0 | 0 | 0
2016-04-29 10:00 | 0 | 0 | 0 | 0 | 0 | 3629.9658 | 0 | 371354 | 0 | 0 | 0 | 0 | 88743.1518 | 0 | 0 | 0 | 0 | 0 | 0 | 0 | 2422982.6896 | 0 | 0 | 0 | 0 | 0 | 0 | 0 | 0 | 0 | 0 | -88743.1518 | 0 | 0 | 0 | 0 | 0 | 0 | 0 | 0 | 0 | -278980.8824 | 0 | 0 | 0 | 0 | 0 | 0 | 0
2016-04-29 11:00 | 0 | 0 | 0 | 0 | 0 | 26088.9658 | 0 | 393813 | 0 | 0 | 0 | 0 | 0 | 0 | 0 | 0 | 0 | 0 | 0 | 0 | 2144001.8072 | 0 | 0 | 0 | 0 | 0 | 0 | 0 | 0 | 0 | 0 | -88743.1518 | 0 | 0 | 0 | 0 | 0 | 0 | 0 | 0 | 0 | -278980.8824 | 0 | 0 | 0 | 0 | 0 | 0 | 0
2016-04-29 12:00 | 0 | 0 | 0 | 0 | 0 | 248359.2579 | 9999.1968 | 409204 | 0 | 0 | 0 | 0 | 0 | 0 | 0 | 0 | 0 | 0 | 0 | 0 | 1993156.2618 | 0 | 0 | 0 | 0 | 0 | 0 | 0 | 0 | 0 | 0 | 0 | 0 | 0 | 0 | 0 | 0 | 0 | 0 | 0 | 0 | -150845.5454 | 0 | 0 | 0 | 0 | 0 | 0 | 0
2016-04-29 13:00 | 0 | 0 | 0 | 0 | 0 | 0 | 262814.0328 | 422065 | 0 | 0 | 0 | 0 | 0 | 0 | 0 | 0 | 0 | 0 | 0 | 0 | 1833905.2945 | 0 | 0 | 0 | 0 | 0 | 0 | 0 | 0 | 0 | 0 | 0 | 0 | 0 | 0 | 0 | 0 | 0 | 0 | 0 | 0 | -159250.9672 | 0 | 0 | 0 | 0 | 0 | 0 | 0
2016-04-29 14:00 | 0 | 0 | 0 | 0 | 0 | 0 | 555653.4255 | 435392 | 0 | 0 | 0 | 0 | 0 | 0 | 0 | 0 | 0 | 0 | 0 | 0 | 1954166.72 | 0 | 0 | 0 | 0 | 0 | 0 | 0 | 0 | 0 | 0 | 0 | 0 | 0 | 0 | 0 | 0 | 0 | 0 | 0 | 0 | 120261.4255 | 0 | 0 | 0 | 0 | 0 | 0 | 0
2016-04-29 15:00 | 0 | 0 | 0 | 0 | 0 | 0 | 696723.893 | 444825 | 0 | 0 | 0 | 0 | 88743.1518 | 0 | 0 | 0 | 0 | 0 | 0 | 0 | 2117322.4612 | 0 | 0 | 0 | 0 | 0 | 0 | 0 | 0 | 0 | 0 | 88743.1518 | 0 | 0 | 0 | 0 | 0 | 0 | 0 | 0 | 0 | 163155.7412 | 0 | 0 | 0 | 0 | 0 | 0 | 0
2016-04-29 16:00 | 0 | 0 | 0 | 0 | 0 | 0 | 769535.1556 | 451813 | 0 | 0 | 0 | 0 | 177486.3036 | 0 | 0 | 0 | 0 | 0 | 0 | 0 | 2346301.465 | 0 | 0 | 0 | 0 | 0 | 0 | 0 | 0 | 0 | 0 | 88743.1518 | 0 | 0 | 0 | 0 | 0 | 0 | 0 | 0 | 0 | 228979.0038 | 0 | 0 | 0 | 0 | 0 | 0 | 0
2016-04-29 17:00 | 0 | 0 | 0 | 0 | 0 | 0 | 774922.4673 | 458114 | 0 | 0 | 0 | 0 | 215313.8885 | 0 | 0 | 0 | 0 | 0 | 0 | 0 | 2625282.3474 | 0 | 0 | 0 | 0 | 0 | 0 | 0 | 0 | 0 | 0 | 37827.5849 | 0 | 0 | 0 | 0 | 0 | 0 | 0 | 0 | 0 | 278980.8824 | 0 | 0 | 0 | 0 | 0 | 0 | 0
2016-04-29 18:00 | 0 | 0 | 0 | 0 | 0 | 0 | 763123.786 | 462240 | 0 | 0 | 0 | 0 | 237216.792 | 0 | 0 | 0 | 0 | 0 | 0 | 0 | 2904263.2299 | 0 | 0 | 0 | 0 | 0 | 0 | 0 | 0 | 0 | 0 | 21902.9035 | 0 | 0 | 0 | 0 | 0 | 0 | 0 | 0 | 0 | 278980.8824 | 0 | 0 | 0 | 0 | 0 | 0 | 0
2016-04-29 19:00 | 0 | 0 | 0 | 0 | 0 | 0 | 748877.9061 | 463801 | 0 | 0 | 0 | 0 | 243312.8157 | 0 | 0 | 0 | 0 | 0 | 0 | 0 | 3183244.1123 | 0 | 0 | 0 | 0 | 0 | 0 | 0 | 0 | 0 | 0 | 6096.0237 | 0 | 0 | 0 | 0 | 0 | 0 | 0 | 0 | 0 | 278980.8824 | 0 | 0 | 0 | 0 | 0 | 0 | 0
2016-04-29 20:00 | 0 | 0 | 0 | 0 | 0 | 0 | 738219.0612 | 463626 | 0 | 0 | 0 | 0 | 238924.9944 | 0 | 0 | 0 | 0 | 0 | 0 | 0 | 3462224.9948 | 0 | 0 | 0 | 0 | 0 | 0 | 0 | 0 | 0 | 0 | -4387.8213 | 0 | 0 | 0 | 0 | 0 | 0 | 0 | 0 | 0 | 278980.8824 | 0 | 0 | 0 | 0 | 0 | 0 | 0
2016-04-29 21:00 | 0 | 0 | 0 | 0 | 0 | 0 | 711083.1361 | 460788 | 0 | 0 | 0 | 0 | 327668.1462 | 0 | 0 | 0 | 0 | 0 | 0 | 0 | 3623776.9791 | 0 | 0 | 0 | 0 | 0 | 0 | 0 | 0 | 0 | 0 | 88743.1518 | 0 | 0 | 0 | 0 | 0 | 0 | 0 | 0 | 0 | 161551.9843 | 0 | 0 | 0 | 0 | 0 | 0 | 0
2016-04-29 22:00 | 0 | 0 | 0 | 0 | 0 | 0 | 656169.3709 | 453866 | 0 | 0 | 0 | 0 | 260643.4211 | 0 | 0 | 0 | 0 | 0 | 0 | 0 | 3893105.075 | 0 | 0 | 0 | 0 | 0 | 0 | 0 | 0 | 0 | 0 | -67024.725 | 0 | 0 | 0 | 0 | 0 | 0 | 0 | 0 | 0 | 269328.0959 | 0 | 0 | 0 | 0 | 0 | 0 | 0
2016-04-29 23:00 | 0 | 0 | 0 | 0 | 0 | 0 | 553354.8584 | 445437 | 0 | 0 | 0 | 0 | 349386.5729 | 0 | 0 | 0 | 0 | 0 | 0 | 0 | 3912279.7816 | 0 | 0 | 0 | 0 | 0 | 0 | 0 | 0 | 0 | 0 | 88743.1518 | 0 | 0 | 0 | 0 | 0 | 0 | 0 | 0 | 0 | 19174.7066 | 0 | 0 | 0 | 0 | 0 | 0 | 0
2016-04-30 | 0 | 0 | 0 | 0 | 0 | 0 | 379998.4818 | 444156 | 0 | 0 | 0 | 0 | 260643.4211 | 0 | 0 | 0 | 0 | 0 | 0 | 0 | 3936865.4152 | 0 | 0 | 0 | 0 | 0 | 0 | 0 | 0 | 0 | 0 | -88743.1518 | 0 | 0 | 0 | 0 | 0 | 0 | 0 | 0 | 0 | 24585.6336 | 0 | 0 | 0 | 0 | 0 | 0 | 0
2016-04-30 01:00 | 0 | 0 | 0 | 0 | 0 | 0 | 131016.8892 | 438874 | 0 | 0 | 0 | 0 | 171900.2694 | 0 | 0 | 0 | 0 | 0 | 0 | 0 | 3717751.4563 | 0 | 0 | 0 | 0 | 0 | 0 | 0 | 0 | 0 | 0 | -88743.1518 | 0 | 0 | 0 | 0 | 0 | 0 | 0 | 0 | 0 | -219113.959 | 0 | 0 | 0 | 0 | 0 | 0 | 0
2016-04-30 02:00 | 0 | 0 | 0 | 0 | 0 | 51988.5219 | 2951.4439 | 422664 | 0 | 0 | 0 | 0 | 83157.1176 | 0 | 0 | 0 | 0 | 0 | 0 | 0 | 3438770.5738 | 0 | 0 | 0 | 0 | 0 | 0 | 0 | 0 | 0 | 0 | -88743.1518 | 0 | 0 | 0 | 0 | 0 | 0 | 0 | 0 | 0 | -278980.8824 | 0 | 0 | 0 | 0 | 0 | 0 | 0
2016-04-30 03:00 | 0 | 0 | 0 | 0 | 0 | 212332.2694 | 0 | 402570 | 0 | 0 | 0 | 0 | 171900.2694 | 0 | 0 | 0 | 0 | 0 | 0 | 0 | 3159789.6914 | 0 | 0 | 0 | 0 | 0 | 0 | 0 | 0 | 0 | 0 | 88743.1518 | 0 | 0 | 0 | 0 | 0 | 0 | 0 | 0 | 0 | -278980.8824 | 0 | 0 | 0 | 0 | 0 | 0 | 0
2016-04-30 04:00 | 0 | 0 | 0 | 0 | 0 | 190953.2694 | 0 | 381191 | 0 | 0 | 0 | 0 | 260643.4211 | 0 | 0 | 0 | 0 | 0 | 0 | 0 | 2880808.8089 | 0 | 0 | 0 | 0 | 0 | 0 | 0 | 0 | 0 | 0 | 88743.1518 | 0 | 0 | 0 | 0 | 0 | 0 | 0 | 0 | 0 | -278980.8824 | 0 | 0 | 0 | 0 | 0 | 0 | 0
2016-04-30 05:00 | 0 | 0 | 0 | 0 | 0 | 0 | 0 | 362138 | 0 | 0 | 0 | 0 | 177486.3036 | 0 | 0 | 0 | 0 | 0 | 0 | 0 | 2601827.9265 | 0 | 0 | 0 | 0 | 0 | 0 | 0 | 0 | 0 | 0 | -83157.1176 | 0 | 0 | 0 | 0 | 0 | 0 | 0 | 0 | 0 | -278980.8824 | 0 | 0 | 0 | 0 | 0 | 0 | 0
2016-04-30 06:00 | 0 | 0 | 0 | 0 | 0 | 0 | 0 | 347527 | 0 | 0 | 0 | 0 | 88743.1518 | 0 | 0 | 0 | 0 | 0 | 0 | 0 | 2343044.0783 | 0 | 0 | 0 | 0 | 0 | 0 | 0 | 0 | 0 | 0 | -88743.1518 | 0 | 0 | 0 | 0 | 0 | 0 | 0 | 0 | 0 | -258783.8482 | 0 | 0 | 0 | 0 | 0 | 0 | 0
2016-04-30 07:00 | 0 | 0 | 0 | 0 | 0 | 0 | 0 | 338012 | 0 | 0 | 0 | 0 | 0 | 0 | 0 | 0 | 0 | 0 | 0 | 0 | 2093775.2301 | 0 | 0 | 0 | 0 | 0 | 0 | 0 | 0 | 0 | 0 | -88743.1518 | 0 | 0 | 0 | 0 | 0 | 0 | 0 | 0 | 0 | -249268.8482 | 0 | 0 | 0 | 0 | 0 | 0 | 0
2016-04-30 08:00 | 0 | 0 | 0 | 0 | 0 | 142338.2694 | 0 | 332576 | 0 | 0 | 0 | 0 | 88743.1518 | 0 | 0 | 0 | 0 | 0 | 0 | 0 | 1814794.3476 | 0 | 0 | 0 | 0 | 0 | 0 | 0 | 0 | 0 | 0 | 88743.1518 | 0 | 0 | 0 | 0 | 0 | 0 | 0 | 0 | 0 | -278980.8824 | 0 | 0 | 0 | 0 | 0 | 0 | 0
2016-04-30 09:00 | 0 | 0 | 0 | 0 | 0 | 409591.9255 | 0 | 332710 | 0 | 0 | 0 | 0 | 177486.3036 | 0 | 0 | 0 | 0 | 0 | 0 | 0 | 1802933.1213 | 0 | 0 | 0 | 0 | 0 | 0 | 0 | 0 | 0 | 0 | 88743.1518 | 0 | 0 | 0 | 0 | 0 | 0 | 0 | 0 | 0 | -11861.2263 | 0 | 0 | 0 | 0 | 0 | 0 | 0
2016-04-30 10:00 | 0 | 0 | 0 | 0 | 0 | 0 | 0 | 336162 | 0 | 0 | 0 | 0 | 88743.1518 | 0 | 0 | 0 | 0 | 0 | 0 | 0 | 1555514.2731 | 0 | 0 | 0 | 0 | 0 | 0 | 0 | 0 | 0 | 0 | -88743.1518 | 0 | 0 | 0 | 0 | 0 | 0 | 0 | 0 | 0 | -247418.8482 | 0 | 0 | 0 | 0 | 0 | 0 | 0
2016-04-30 11:00 | 0 | 0 | 0 | 0 | 0 | 0 | 0 | 344325 | 0 | 0 | 0 | 0 | 0 | 0 | 0 | 0 | 0 | 0 | 0 | 0 | 1299932.4249 | 0 | 0 | 0 | 0 | 0 | 0 | 0 | 0 | 0 | 0 | -88743.1518 | 0 | 0 | 0 | 0 | 0 | 0 | 0 | 0 | 0 | -255581.8482 | 0 | 0 | 0 | 0 | 0 | 0 | 0
2016-04-30 12:00 | 0 | 0 | 0 | 0 | 0 | 319150.1263 | 18599.1035 | 359766 | 0 | 0 | 0 | 0 | 0 | 0 | 0 | 0 | 0 | 0 | 0 | 0 | 1277915.6547 | 0 | 0 | 0 | 0 | 0 | 0 | 0 | 0 | 0 | 0 | 0 | 0 | 0 | 0 | 0 | 0 | 0 | 0 | 0 | 0 | -22016.7702 | 0 | 0 | 0 | 0 | 0 | 0 | 0
2016-04-30 13:00 | 0 | 0 | 0 | 0 | 0 | 0 | 319802.6837 | 376422 | 0 | 0 | 0 | 0 | 0 | 0 | 0 | 0 | 0 | 0 | 0 | 0 | 1221296.3384 | 0 | 0 | 0 | 0 | 0 | 0 | 0 | 0 | 0 | 0 | 0 | 0 | 0 | 0 | 0 | 0 | 0 | 0 | 0 | 0 | -56619.3163 | 0 | 0 | 0 | 0 | 0 | 0 | 0
2016-04-30 14:00 | 0 | 0 | 0 | 0 | 0 | 0 | 611209.8612 | 389822 | 0 | 0 | 0 | 0 | 0 | 0 | 0 | 0 | 0 | 0 | 0 | 0 | 1442684.1997 | 0 | 0 | 0 | 0 | 0 | 0 | 0 | 0 | 0 | 0 | 0 | 0 | 0 | 0 | 0 | 0 | 0 | 0 | 0 | 0 | 221387.8612 | 0 | 0 | 0 | 0 | 0 | 0 | 0
2016-04-30 15:00 | 0 | 0 | 0 | 0 | 0 | 0 | 754125.1862 | 400099 | 0 | 0 | 0 | 0 | 75045.3038 | 0 | 0 | 0 | 0 | 0 | 0 | 0 | 1721665.0821 | 0 | 0 | 0 | 0 | 0 | 0 | 0 | 0 | 0 | 0 | 75045.3038 | 0 | 0 | 0 | 0 | 0 | 0 | 0 | 0 | 0 | 278980.8824 | 0 | 0 | 0 | 0 | 0 | 0 | 0
2016-04-30 16:00 | 0 | 0 | 0 | 0 | 0 | 0 | 773843.0342 | 406119 | 0 | 0 | 0 | 0 | 163788.4556 | 0 | 0 | 0 | 0 | 0 | 0 | 0 | 2000645.9645 | 0 | 0 | 0 | 0 | 0 | 0 | 0 | 0 | 0 | 0 | 88743.1518 | 0 | 0 | 0 | 0 | 0 | 0 | 0 | 0 | 0 | 278980.8824 | 0 | 0 | 0 | 0 | 0 | 0 | 0
2016-04-30 17:00 | 0 | 0 | 0 | 0 | 0 | 0 | 777247.0342 | 409523 | 0 | 0 | 0 | 0 | 252531.6074 | 0 | 0 | 0 | 0 | 0 | 0 | 0 | 2279626.847 | 0 | 0 | 0 | 0 | 0 | 0 | 0 | 0 | 0 | 0 | 88743.1518 | 0 | 0 | 0 | 0 | 0 | 0 | 0 | 0 | 0 | 278980.8824 | 0 | 0 | 0 | 0 | 0 | 0 | 0
2016-04-30 18:00 | 0 | 0 | 0 | 0 | 0 | 0 | 779180.0342 | 411456 | 0 | 0 | 0 | 0 | 341274.7592 | 0 | 0 | 0 | 0 | 0 | 0 | 0 | 2558607.7294 | 0 | 0 | 0 | 0 | 0 | 0 | 0 | 0 | 0 | 0 | 88743.1518 | 0 | 0 | 0 | 0 | 0 | 0 | 0 | 0 | 0 | 278980.8824 | 0 | 0 | 0 | 0 | 0 | 0 | 0
2016-04-30 19:00 | 0 | 0 | 0 | 0 | 0 | 0 | 734020.4815 | 413469 | 0 | 0 | 0 | 0 | 382845.3582 | 0 | 0 | 0 | 0 | 0 | 0 | 0 | 2837588.6119 | 0 | 0 | 0 | 0 | 0 | 0 | 0 | 0 | 0 | 0 | 41570.599 | 0 | 0 | 0 | 0 | 0 | 0 | 0 | 0 | 0 | 278980.8824 | 0 | 0 | 0 | 0 | 0 | 0 | 0
2016-04-30 20:00 | 0 | 0 | 0 | 0 | 0 | 0 | 695737.8824 | 416757 | 0 | 0 | 0 | 0 | 382845.3582 | 0 | 0 | 0 | 0 | 0 | 0 | 0 | 3116569.4943 | 0 | 0 | 0 | 0 | 0 | 0 | 0 | 0 | 0 | 0 | 0 | 0 | 0 | 0 | 0 | 0 | 0 | 0 | 0 | 0 | 278980.8824 | 0 | 0 | 0 | 0 | 0 | 0 | 0
2016-04-30 21:00 | 0 | 0 | 0 | 0 | 0 | 0 | 697274.8824 | 418294 | 0 | 0 | 0 | 0 | 382845.3582 | 0 | 0 | 0 | 0 | 0 | 0 | 0 | 3395550.3768 | 0 | 0 | 0 | 0 | 0 | 0 | 0 | 0 | 0 | 0 | 0 | 0 | 0 | 0 | 0 | 0 | 0 | 0 | 0 | 0 | 278980.8824 | 0 | 0 | 0 | 0 | 0 | 0 | 0
2016-04-30 22:00 | 0 | 0 | 0 | 0 | 0 | 0 | 643815.4379 | 417016 | 0 | 0 | 0 | 0 | 330663.9137 | 0 | 0 | 0 | 0 | 0 | 0 | 0 | 3674531.2592 | 0 | 0 | 0 | 0 | 0 | 0 | 0 | 0 | 0 | 0 | -52181.4446 | 0 | 0 | 0 | 0 | 0 | 0 | 0 | 0 | 0 | 278980.8824 | 0 | 0 | 0 | 0 | 0 | 0 | 0
2016-04-30 23:00 | 0 | 0 | 0 | 0 | 0 | 0 | 528127.6169 | 415549 | 0 | 0 | 0 | 0 | 382845.3582 | 0 | 0 | 0 | 0 | 0 | 0 | 0 | 3734928.4315 | 0 | 0 | 0 | 0 | 0 | 0 | 0 | 0 | 0 | 0 | 52181.4446 | 0 | 0 | 0 | 0 | 0 | 0 | 0 | 0 | 0 | 60397.1723 | 0 | 0 | 0 | 0 | 0 | 0 | 0
2016-05-01 | 0 | 0 | 0 | 0 | 0 | 0 | 365321.0235 | 416916 | 0 | 0 | 0 | 0 | 382845.3582 | 0 | 0 | 0 | 0 | 0 | 0 | 0 | 3683333.455 | 0 | 0 | 0 | 0 | 0 | 0 | 0 | 0 | 0 | 0 | 0 | 0 | 0 | 0 | 0 | 0 | 0 | 0 | 0 | 0 | -51594.9765 | 0 | 0 | 0 | 0 | 0 | 0 | 0
2016-05-01 01:00 | 0 | 0 | 0 | 0 | 0 | 0 | 139674.7528 | 412798 | 0 | 0 | 0 | 0 | 294102.2064 | 0 | 0 | 0 | 0 | 0 | 0 | 0 | 3498953.3597 | 0 | 0 | 0 | 0 | 0 | 0 | 0 | 0 | 0 | 0 | -88743.1518 | 0 | 0 | 0 | 0 | 0 | 0 | 0 | 0 | 0 | -184380.0954 | 0 | 0 | 0 | 0 | 0 | 0 | 0
2016-05-01 02:00 | 0 | 0 | 0 | 0 | 0 | 605334.6408 | 3562.9443 | 401503 | 0 | 0 | 0 | 0 | 233756.4211 | 0 | 0 | 0 | 0 | 0 | 0 | 0 | 3766693.7301 | 0 | 0 | 0 | 0 | 0 | 0 | 0 | 0 | 0 | 0 | -60345.7853 | 0 | 0 | 0 | 0 | 0 | 0 | 0 | 0 | 0 | 267740.3704 | 0 | 0 | 0 | 0 | 0 | 0 | 0
2016-05-01 03:00 | 0 | 0 | 0 | 0 | 0 | 195122.2694 | 0 | 385360 | 0 | 0 | 0 | 0 | 322499.5729 | 0 | 0 | 0 | 0 | 0 | 0 | 0 | 3487712.8477 | 0 | 0 | 0 | 0 | 0 | 0 | 0 | 0 | 0 | 0 | 88743.1518 | 0 | 0 | 0 | 0 | 0 | 0 | 0 | 0 | 0 | -278980.8824 | 0 | 0 | 0 | 0 | 0 | 0 | 0
2016-05-01 04:00 | 0 | 0 | 0 | 0 | 0 | 0 | 0 | 365765 | 0 | 0 | 0 | 0 | 233756.4211 | 0 | 0 | 0 | 0 | 0 | 0 | 0 | 3210690.9995 | 0 | 0 | 0 | 0 | 0 | 0 | 0 | 0 | 0 | 0 | -88743.1518 | 0 | 0 | 0 | 0 | 0 | 0 | 0 | 0 | 0 | -277021.8482 | 0 | 0 | 0 | 0 | 0 | 0 | 0
2016-05-01 05:00 | 0 | 0 | 0 | 0 | 0 | 157811.2694 | 0 | 348049 | 0 | 0 | 0 | 0 | 322499.5729 | 0 | 0 | 0 | 0 | 0 | 0 | 0 | 2931710.117 | 0 | 0 | 0 | 0 | 0 | 0 | 0 | 0 | 0 | 0 | 88743.1518 | 0 | 0 | 0 | 0 | 0 | 0 | 0 | 0 | 0 | -278980.8824 | 0 | 0 | 0 | 0 | 0 | 0 | 0
2016-05-01 06:00 | 0 | 0 | 0 | 0 | 0 | 0 | 0 | 335251 | 0 | 0 | 0 | 0 | 266229.4554 | 0 | 0 | 0 | 0 | 0 | 0 | 0 | 2652729.2346 | 0 | 0 | 0 | 0 | 0 | 0 | 0 | 0 | 0 | 0 | -56270.1176 | 0 | 0 | 0 | 0 | 0 | 0 | 0 | 0 | 0 | -278980.8824 | 0 | 0 | 0 | 0 | 0 | 0 | 0
2016-05-01 07:00 | 0 | 0 | 0 | 0 | 0 | 0 | 0 | 326397 | 0 | 0 | 0 | 0 | 177486.3036 | 0 | 0 | 0 | 0 | 0 | 0 | 0 | 2415075.3864 | 0 | 0 | 0 | 0 | 0 | 0 | 0 | 0 | 0 | 0 | -88743.1518 | 0 | 0 | 0 | 0 | 0 | 0 | 0 | 0 | 0 | -237653.8482 | 0 | 0 | 0 | 0 | 0 | 0 | 0
2016-05-01 08:00 | 0 | 0 | 0 | 0 | 0 | 0 | 0 | 321535 | 0 | 0 | 0 | 0 | 88743.1518 | 0 | 0 | 0 | 0 | 0 | 0 | 0 | 2182283.5382 | 0 | 0 | 0 | 0 | 0 | 0 | 0 | 0 | 0 | 0 | -88743.1518 | 0 | 0 | 0 | 0 | 0 | 0 | 0 | 0 | 0 | -232791.8482 | 0 | 0 | 0 | 0 | 0 | 0 | 0
2016-05-01 09:00 | 0 | 0 | 0 | 0 | 0 | 0 | 0 | 319199 | 0 | 0 | 0 | 0 | 0 | 0 | 0 | 0 | 0 | 0 | 0 | 0 | 1951827.69 | 0 | 0 | 0 | 0 | 0 | 0 | 0 | 0 | 0 | 0 | -88743.1518 | 0 | 0 | 0 | 0 | 0 | 0 | 0 | 0 | 0 | -230455.8482 | 0 | 0 | 0 | 0 | 0 | 0 | 0
2016-05-01 10:00 | 0 | 0 | 0 | 0 | 0 | 132853.2694 | 0 | 323091 | 0 | 0 | 0 | 0 | 88743.1518 | 0 | 0 | 0 | 0 | 0 | 0 | 0 | 1672846.8075 | 0 | 0 | 0 | 0 | 0 | 0 | 0 | 0 | 0 | 0 | 88743.1518 | 0 | 0 | 0 | 0 | 0 | 0 | 0 | 0 | 0 | -278980.8824 | 0 | 0 | 0 | 0 | 0 | 0 | 0
2016-05-01 11:00 | 0 | 0 | 0 | 0 | 0 | 0 | 0 | 328861 | 0 | 0 | 0 | 0 | 0 | 0 | 0 | 0 | 0 | 0 | 0 | 0 | 1432728.9593 | 0 | 0 | 0 | 0 | 0 | 0 | 0 | 0 | 0 | 0 | -88743.1518 | 0 | 0 | 0 | 0 | 0 | 0 | 0 | 0 | 0 | -240117.8482 | 0 | 0 | 0 | 0 | 0 | 0 | 0
2016-05-01 12:00 | 0 | 0 | 0 | 0 | 0 | 358947.52 | 28700.6828 | 343758 | 0 | 0 | 0 | 0 | 0 | 0 | 0 | 0 | 0 | 0 | 0 | 0 | 1476619.1621 | 0 | 0 | 0 | 0 | 0 | 0 | 0 | 0 | 0 | 0 | 0 | 0 | 0 | 0 | 0 | 0 | 0 | 0 | 0 | 0 | 43890.2028 | 0 | 0 | 0 | 0 | 0 | 0 | 0
2016-05-01 13:00 | 0 | 0 | 0 | 0 | 0 | 0 | 297981.788 | 362462 | 0 | 0 | 0 | 0 | 0 | 0 | 0 | 0 | 0 | 0 | 0 | 0 | 1412138.9501 | 0 | 0 | 0 | 0 | 0 | 0 | 0 | 0 | 0 | 0 | 0 | 0 | 0 | 0 | 0 | 0 | 0 | 0 | 0 | 0 | -64480.212 | 0 | 0 | 0 | 0 | 0 | 0 | 0
2016-05-01 14:00 | 0 | 0 | 0 | 0 | 0 | 0 | 618833.2993 | 378251 | 0 | 0 | 0 | 0 | 0 | 0 | 0 | 0 | 0 | 0 | 0 | 0 | 1652721.2494 | 0 | 0 | 0 | 0 | 0 | 0 | 0 | 0 | 0 | 0 | 0 | 0 | 0 | 0 | 0 | 0 | 0 | 0 | 0 | 0 | 240582.2993 | 0 | 0 | 0 | 0 | 0 | 0 | 0
2016-05-01 15:00 | 0 | 0 | 0 | 0 | 0 | 0 | 757847.0342 | 390123 | 0 | 0 | 0 | 0 | 88743.1518 | 0 | 0 | 0 | 0 | 0 | 0 | 0 | 1931702.1319 | 0 | 0 | 0 | 0 | 0 | 0 | 0 | 0 | 0 | 0 | 88743.1518 | 0 | 0 | 0 | 0 | 0 | 0 | 0 | 0 | 0 | 278980.8824 | 0 | 0 | 0 | 0 | 0 | 0 | 0
2016-05-01 16:00 | 0 | 0 | 0 | 0 | 0 | 0 | 768217.0342 | 400493 | 0 | 0 | 0 | 0 | 177486.3036 | 0 | 0 | 0 | 0 | 0 | 0 | 0 | 2210683.0143 | 0 | 0 | 0 | 0 | 0 | 0 | 0 | 0 | 0 | 0 | 88743.1518 | 0 | 0 | 0 | 0 | 0 | 0 | 0 | 0 | 0 | 278980.8824 | 0 | 0 | 0 | 0 | 0 | 0 | 0
2016-05-01 17:00 | 0 | 0 | 0 | 0 | 0 | 0 | 775078.0342 | 407354 | 0 | 0 | 0 | 0 | 266229.4554 | 0 | 0 | 0 | 0 | 0 | 0 | 0 | 2489663.8968 | 0 | 0 | 0 | 0 | 0 | 0 | 0 | 0 | 0 | 0 | 88743.1518 | 0 | 0 | 0 | 0 | 0 | 0 | 0 | 0 | 0 | 278980.8824 | 0 | 0 | 0 | 0 | 0 | 0 | 0
2016-05-01 18:00 | 0 | 0 | 0 | 0 | 0 | 0 | 779651.0342 | 411927 | 0 | 0 | 0 | 0 | 354972.6072 | 0 | 0 | 0 | 0 | 0 | 0 | 0 | 2768644.7792 | 0 | 0 | 0 | 0 | 0 | 0 | 0 | 0 | 0 | 0 | 88743.1518 | 0 | 0 | 0 | 0 | 0 | 0 | 0 | 0 | 0 | 278980.8824 | 0 | 0 | 0 | 0 | 0 | 0 | 0
2016-05-01 19:00 | 0 | 0 | 0 | 0 | 0 | 0 | 721062.6335 | 414209 | 0 | 0 | 0 | 0 | 382845.3582 | 0 | 0 | 0 | 0 | 0 | 0 | 0 | 3047625.6616 | 0 | 0 | 0 | 0 | 0 | 0 | 0 | 0 | 0 | 0 | 27872.7511 | 0 | 0 | 0 | 0 | 0 | 0 | 0 | 0 | 0 | 278980.8824 | 0 | 0 | 0 | 0 | 0 | 0 | 0
2016-05-01 20:00 | 0 | 0 | 0 | 0 | 0 | 0 | 700179.8824 | 421199 | 0 | 0 | 0 | 0 | 382845.3582 | 0 | 0 | 0 | 0 | 0 | 0 | 0 | 3326606.5441 | 0 | 0 | 0 | 0 | 0 | 0 | 0 | 0 | 0 | 0 | 0 | 0 | 0 | 0 | 0 | 0 | 0 | 0 | 0 | 0 | 278980.8824 | 0 | 0 | 0 | 0 | 0 | 0 | 0
2016-05-01 21:00 | 0 | 0 | 0 | 0 | 0 | 0 | 703454.8824 | 424474 | 0 | 0 | 0 | 0 | 382845.3582 | 0 | 0 | 0 | 0 | 0 | 0 | 0 | 3605587.4265 | 0 | 0 | 0 | 0 | 0 | 0 | 0 | 0 | 0 | 0 | 0 | 0 | 0 | 0 | 0 | 0 | 0 | 0 | 0 | 0 | 278980.8824 | 0 | 0 | 0 | 0 | 0 | 0 | 0
2016-05-01 22:00 | 0 | 0 | 0 | 0 | 0 | 0 | 704797.8824 | 425817 | 0 | 0 | 0 | 0 | 382845.3582 | 0 | 0 | 0 | 0 | 0 | 0 | 0 | 3884568.309 | 0 | 0 | 0 | 0 | 0 | 0 | 0 | 0 | 0 | 0 | 0 | 0 | 0 | 0 | 0 | 0 | 0 | 0 | 0 | 0 | 278980.8824 | 0 | 0 | 0 | 0 | 0 | 0 | 0
2016-05-01 23:00 | 0 | 0 | 0 | 0 | 0 | 0 | 603529.38 | 426115 | 0 | 0 | 0 | 0 | 382845.3582 | 0 | 0 | 0 | 0 | 0 | 0 | 0 | 4061982.689 | 0 | 0 | 0 | 0 | 0 | 0 | 0 | 0 | 0 | 0 | 0 | 0 | 0 | 0 | 0 | 0 | 0 | 0 | 0 | 0 | 177414.38 | 0 | 0 | 0 | 0 | 0 | 0 | 0
2016-05-02 | 0 | 0 | 0 | 0 | 0 | 0 | 433624.8417 | 429974 | 0 | 0 | 0 | 0 | 382845.3582 | 0 | 0 | 0 | 0 | 0 | 0 | 0 | 4065633.5307 | 0 | 0 | 0 | 0 | 0 | 0 | 0 | 0 | 0 | 0 | 0 | 0 | 0 | 0 | 0 | 0 | 0 | 0 | 0 | 0 | 3650.8417 | 0 | 0 | 0 | 0 | 0 | 0 | 0
2016-05-02 01:00 | 0 | 0 | 0 | 0 | 0 | 0 | 177767.1013 | 426880 | 0 | 0 | 0 | 0 | 326995.6963 | 0 | 0 | 0 | 0 | 0 | 0 | 0 | 3872370.2939 | 0 | 0 | 0 | 0 | 0 | 0 | 0 | 0 | 0 | 0 | -55849.662 | 0 | 0 | 0 | 0 | 0 | 0 | 0 | 0 | 0 | -193263.2368 | 0 | 0 | 0 | 0 | 0 | 0 | 0
2016-05-02 02:00 | 0 | 0 | 0 | 0 | 0 | 185179.9122 | 4153.2851 | 411645 | 0 | 0 | 0 | 0 | 238252.5445 | 0 | 0 | 0 | 0 | 0 | 0 | 0 | 3738801.643 | 0 | 0 | 0 | 0 | 0 | 0 | 0 | 0 | 0 | 0 | -88743.1518 | 0 | 0 | 0 | 0 | 0 | 0 | 0 | 0 | 0 | -133568.6509 | 0 | 0 | 0 | 0 | 0 | 0 | 0
2016-05-02 03:00 | 0 | 0 | 0 | 0 | 0 | 21251.9658 | 0 | 388976 | 0 | 0 | 0 | 0 | 149509.3927 | 0 | 0 | 0 | 0 | 0 | 0 | 0 | 3459820.7605 | 0 | 0 | 0 | 0 | 0 | 0 | 0 | 0 | 0 | 0 | -88743.1518 | 0 | 0 | 0 | 0 | 0 | 0 | 0 | 0 | 0 | -278980.8824 | 0 | 0 | 0 | 0 | 0 | 0 | 0
2016-05-02 04:00 | 0 | 0 | 0 | 0 | 0 | 177281.146 | 0 | 368129 | 0 | 0 | 0 | 0 | 237642.4211 | 0 | 0 | 0 | 0 | 0 | 0 | 0 | 3180839.8781 | 0 | 0 | 0 | 0 | 0 | 0 | 0 | 0 | 0 | 0 | 88133.0285 | 0 | 0 | 0 | 0 | 0 | 0 | 0 | 0 | 0 | -278980.8824 | 0 | 0 | 0 | 0 | 0 | 0 | 0
2016-05-02 05:00 | 0 | 0 | 0 | 0 | 0 | 0 | 0 | 349560 | 0 | 0 | 0 | 0 | 148899.2694 | 0 | 0 | 0 | 0 | 0 | 0 | 0 | 2920023.0299 | 0 | 0 | 0 | 0 | 0 | 0 | 0 | 0 | 0 | 0 | -88743.1518 | 0 | 0 | 0 | 0 | 0 | 0 | 0 | 0 | 0 | -260816.8482 | 0 | 0 | 0 | 0 | 0 | 0 | 0
2016-05-02 06:00 | 0 | 0 | 0 | 0 | 0 | 0 | 0 | 337193 | 0 | 0 | 0 | 0 | 60156.1176 | 0 | 0 | 0 | 0 | 0 | 0 | 0 | 2671573.1817 | 0 | 0 | 0 | 0 | 0 | 0 | 0 | 0 | 0 | 0 | -88743.1518 | 0 | 0 | 0 | 0 | 0 | 0 | 0 | 0 | 0 | -248449.8482 | 0 | 0 | 0 | 0 | 0 | 0 | 0
2016-05-02 07:00 | 0 | 0 | 0 | 0 | 0 | 270932.4228 | 0 | 329807 | 0 | 0 | 0 | 0 | 148899.2694 | 0 | 0 | 0 | 0 | 0 | 0 | 0 | 2523955.4527 | 0 | 0 | 0 | 0 | 0 | 0 | 0 | 0 | 0 | 0 | 88743.1518 | 0 | 0 | 0 | 0 | 0 | 0 | 0 | 0 | 0 | -147617.729 | 0 | 0 | 0 | 0 | 0 | 0 | 0
2016-05-02 08:00 | 0 | 0 | 0 | 0 | 0 | 139071.2694 | 0 | 329309 | 0 | 0 | 0 | 0 | 237642.4211 | 0 | 0 | 0 | 0 | 0 | 0 | 0 | 2244974.5702 | 0 | 0 | 0 | 0 | 0 | 0 | 0 | 0 | 0 | 0 | 88743.1518 | 0 | 0 | 0 | 0 | 0 | 0 | 0 | 0 | 0 | -278980.8824 | 0 | 0 | 0 | 0 | 0 | 0 | 0
2016-05-02 09:00 | 0 | 0 | 0 | 0 | 0 | 0 | 0 | 339137 | 0 | 0 | 0 | 0 | 177486.3036 | 0 | 0 | 0 | 0 | 0 | 0 | 0 | 1965993.6878 | 0 | 0 | 0 | 0 | 0 | 0 | 0 | 0 | 0 | 0 | -60156.1176 | 0 | 0 | 0 | 0 | 0 | 0 | 0 | 0 | 0 | -278980.8824 | 0 | 0 | 0 | 0 | 0 | 0 | 0
2016-05-02 10:00 | 0 | 0 | 0 | 0 | 0 | 0 | 0 | 364593 | 0 | 0 | 0 | 0 | 88743.1518 | 0 | 0 | 0 | 0 | 0 | 0 | 0 | 1690143.8396 | 0 | 0 | 0 | 0 | 0 | 0 | 0 | 0 | 0 | 0 | -88743.1518 | 0 | 0 | 0 | 0 | 0 | 0 | 0 | 0 | 0 | -275849.8482 | 0 | 0 | 0 | 0 | 0 | 0 | 0
2016-05-02 11:00 | 0 | 0 | 0 | 0 | 0 | 20750.9658 | 0 | 388475 | 0 | 0 | 0 | 0 | 0 | 0 | 0 | 0 | 0 | 0 | 0 | 0 | 1411162.9571 | 0 | 0 | 0 | 0 | 0 | 0 | 0 | 0 | 0 | 0 | -88743.1518 | 0 | 0 | 0 | 0 | 0 | 0 | 0 | 0 | 0 | -278980.8824 | 0 | 0 | 0 | 0 | 0 | 0 | 0
2016-05-02 12:00 | 0 | 0 | 0 | 0 | 0 | 306192.5587 | 46219.6462 | 405413 | 0 | 0 | 0 | 0 | 0 | 0 | 0 | 0 | 0 | 0 | 0 | 0 | 1358162.1621 | 0 | 0 | 0 | 0 | 0 | 0 | 0 | 0 | 0 | 0 | 0 | 0 | 0 | 0 | 0 | 0 | 0 | 0 | 0 | 0 | -53000.7951 | 0 | 0 | 0 | 0 | 0 | 0 | 0
2016-05-02 13:00 | 0 | 0 | 0 | 0 | 0 | 0 | 402793.4686 | 418102 | 0 | 0 | 0 | 0 | 0 | 0 | 0 | 0 | 0 | 0 | 0 | 0 | 1342853.6306 | 0 | 0 | 0 | 0 | 0 | 0 | 0 | 0 | 0 | 0 | 0 | 0 | 0 | 0 | 0 | 0 | 0 | 0 | 0 | 0 | -15308.5314 | 0 | 0 | 0 | 0 | 0 | 0 | 0
2016-05-02 14:00 | 0 | 0 | 0 | 0 | 0 | 0 | 710111.8824 | 431131 | 0 | 0 | 0 | 0 | 0 | 0 | 0 | 0 | 0 | 0 | 0 | 0 | 1621834.5131 | 0 | 0 | 0 | 0 | 0 | 0 | 0 | 0 | 0 | 0 | 0 | 0 | 0 | 0 | 0 | 0 | 0 | 0 | 0 | 0 | 278980.8824 | 0 | 0 | 0 | 0 | 0 | 0 | 0
2016-05-02 15:00 | 0 | 0 | 0 | 0 | 0 | 0 | 808529.0342 | 440805 | 0 | 0 | 0 | 0 | 88743.1518 | 0 | 0 | 0 | 0 | 0 | 0 | 0 | 1900815.3955 | 0 | 0 | 0 | 0 | 0 | 0 | 0 | 0 | 0 | 0 | 88743.1518 | 0 | 0 | 0 | 0 | 0 | 0 | 0 | 0 | 0 | 278980.8824 | 0 | 0 | 0 | 0 | 0 | 0 | 0
2016-05-02 16:00 | 0 | 0 | 0 | 0 | 0 | 0 | 813869.0342 | 446145 | 0 | 0 | 0 | 0 | 177486.3036 | 0 | 0 | 0 | 0 | 0 | 0 | 0 | 2179796.278 | 0 | 0 | 0 | 0 | 0 | 0 | 0 | 0 | 0 | 0 | 88743.1518 | 0 | 0 | 0 | 0 | 0 | 0 | 0 | 0 | 0 | 278980.8824 | 0 | 0 | 0 | 0 | 0 | 0 | 0
2016-05-02 17:00 | 0 | 0 | 0 | 0 | 0 | 0 | 818730.0342 | 451006 | 0 | 0 | 0 | 0 | 266229.4554 | 0 | 0 | 0 | 0 | 0 | 0 | 0 | 2458777.1604 | 0 | 0 | 0 | 0 | 0 | 0 | 0 | 0 | 0 | 0 | 88743.1518 | 0 | 0 | 0 | 0 | 0 | 0 | 0 | 0 | 0 | 278980.8824 | 0 | 0 | 0 | 0 | 0 | 0 | 0
2016-05-02 18:00 | 0 | 0 | 0 | 0 | 0 | 0 | 822345.0342 | 454621 | 0 | 0 | 0 | 0 | 354972.6072 | 0 | 0 | 0 | 0 | 0 | 0 | 0 | 2737758.0429 | 0 | 0 | 0 | 0 | 0 | 0 | 0 | 0 | 0 | 0 | 88743.1518 | 0 | 0 | 0 | 0 | 0 | 0 | 0 | 0 | 0 | 278980.8824 | 0 | 0 | 0 | 0 | 0 | 0 | 0
2016-05-02 19:00 | 0 | 0 | 0 | 0 | 0 | 0 | 644992.7306 | 454755 | 0 | 0 | 0 | 0 | 266229.4554 | 0 | 0 | 0 | 0 | 0 | 0 | 0 | 3016738.9253 | 0 | 0 | 0 | 0 | 0 | 0 | 0 | 0 | 0 | 0 | -88743.1518 | 0 | 0 | 0 | 0 | 0 | 0 | 0 | 0 | 0 | 278980.8824 | 0 | 0 | 0 | 0 | 0 | 0 | 0
2016-05-02 20:00 | 0 | 0 | 0 | 0 | 0 | 0 | 822529.0342 | 454805 | 0 | 0 | 0 | 0 | 354972.6072 | 0 | 0 | 0 | 0 | 0 | 0 | 0 | 3295719.8077 | 0 | 0 | 0 | 0 | 0 | 0 | 0 | 0 | 0 | 0 | 88743.1518 | 0 | 0 | 0 | 0 | 0 | 0 | 0 | 0 | 0 | 278980.8824 | 0 | 0 | 0 | 0 | 0 | 0 | 0
2016-05-02 21:00 | 0 | 0 | 0 | 0 | 0 | 0 | 761108.6335 | 454255 | 0 | 0 | 0 | 0 | 382845.3582 | 0 | 0 | 0 | 0 | 0 | 0 | 0 | 3574700.6902 | 0 | 0 | 0 | 0 | 0 | 0 | 0 | 0 | 0 | 0 | 27872.7511 | 0 | 0 | 0 | 0 | 0 | 0 | 0 | 0 | 0 | 278980.8824 | 0 | 0 | 0 | 0 | 0 | 0 | 0
2016-05-02 22:00 | 0 | 0 | 0 | 0 | 0 | 0 | 731239.8824 | 452259 | 0 | 0 | 0 | 0 | 382845.3582 | 0 | 0 | 0 | 0 | 0 | 0 | 0 | 3853681.5726 | 0 | 0 | 0 | 0 | 0 | 0 | 0 | 0 | 0 | 0 | 0 | 0 | 0 | 0 | 0 | 0 | 0 | 0 | 0 | 0 | 278980.8824 | 0 | 0 | 0 | 0 | 0 | 0 | 0
2016-05-02 23:00 | 0 | 0 | 0 | 0 | 0 | 0 | 729536.8824 | 450556 | 0 | 0 | 0 | 0 | 382845.3582 | 0 | 0 | 0 | 0 | 0 | 0 | 0 | 4132662.4551 | 0 | 0 | 0 | 0 | 0 | 0 | 0 | 0 | 0 | 0 | 0 | 0 | 0 | 0 | 0 | 0 | 0 | 0 | 0 | 0 | 278980.8824 | 0 | 0 | 0 | 0 | 0 | 0 | 0
2016-05-03 | 0 | 0 | 0 | 0 | 0 | 0 | 559286.065 | 452680 | 0 | 0 | 0 | 0 | 382845.3582 | 0 | 0 | 0 | 0 | 0 | 0 | 0 | 4239268.52 | 0 | 0 | 0 | 0 | 0 | 0 | 0 | 0 | 0 | 0 | 0 | 0 | 0 | 0 | 0 | 0 | 0 | 0 | 0 | 0 | 106606.065 | 0 | 0 | 0 | 0 | 0 | 0 | 0
2016-05-03 01:00 | 0 | 0 | 0 | 0 | 0 | 0 | 210718.3391 | 448063 | 0 | 0 | 0 | 0 | 297634.2959 | 0 | 0 | 0 | 0 | 0 | 0 | 0 | 4087134.9214 | 0 | 0 | 0 | 0 | 0 | 0 | 0 | 0 | 0 | 0 | -85211.0623 | 0 | 0 | 0 | 0 | 0 | 0 | 0 | 0 | 0 | -152133.5986 | 0 | 0 | 0 | 0 | 0 | 0 | 0
2016-05-03 02:00 | 0 | 0 | 0 | 0 | 0 | 131847.4866 | 4176.6191 | 427991 | 0 | 0 | 0 | 0 | 208891.1441 | 0 | 0 | 0 | 0 | 0 | 0 | 0 | 3883911.1789 | 0 | 0 | 0 | 0 | 0 | 0 | 0 | 0 | 0 | 0 | -88743.1518 | 0 | 0 | 0 | 0 | 0 | 0 | 0 | 0 | 0 | -203223.7425 | 0 | 0 | 0 | 0 | 0 | 0 | 0
2016-05-03 03:00 | 0 | 0 | 0 | 0 | 0 | 150640.024 | 0 | 402380 | 0 | 0 | 0 | 0 | 236132.0506 | 0 | 0 | 0 | 0 | 0 | 0 | 0 | 3604930.2964 | 0 | 0 | 0 | 0 | 0 | 0 | 0 | 0 | 0 | 0 | 27240.9065 | 0 | 0 | 0 | 0 | 0 | 0 | 0 | 0 | 0 | -278980.8824 | 0 | 0 | 0 | 0 | 0 | 0 | 0
2016-05-03 04:00 | 0 | 0 | 0 | 0 | 0 | 184794.6399 | 0 | 378036 | 0 | 0 | 0 | 0 | 321871.5729 | 0 | 0 | 0 | 0 | 0 | 0 | 0 | 3325949.414 | 0 | 0 | 0 | 0 | 0 | 0 | 0 | 0 | 0 | 0 | 85739.5223 | 0 | 0 | 0 | 0 | 0 | 0 | 0 | 0 | 0 | -278980.8824 | 0 | 0 | 0 | 0 | 0 | 0 | 0
2016-05-03 05:00 | 0 | 0 | 0 | 0 | 0 | 0 | 0 | 359393 | 0 | 0 | 0 | 0 | 233128.4211 | 0 | 0 | 0 | 0 | 0 | 0 | 0 | 3055299.5658 | 0 | 0 | 0 | 0 | 0 | 0 | 0 | 0 | 0 | 0 | -88743.1518 | 0 | 0 | 0 | 0 | 0 | 0 | 0 | 0 | 0 | -270649.8482 | 0 | 0 | 0 | 0 | 0 | 0 | 0
2016-05-03 06:00 | 0 | 0 | 0 | 0 | 0 | 0 | 0 | 344496 | 0 | 0 | 0 | 0 | 144385.2694 | 0 | 0 | 0 | 0 | 0 | 0 | 0 | 2799546.7176 | 0 | 0 | 0 | 0 | 0 | 0 | 0 | 0 | 0 | 0 | -88743.1518 | 0 | 0 | 0 | 0 | 0 | 0 | 0 | 0 | 0 | -255752.8482 | 0 | 0 | 0 | 0 | 0 | 0 | 0
2016-05-03 07:00 | 0 | 0 | 0 | 0 | 0 | 316607.6394 | 0 | 336170 | 0 | 0 | 0 | 0 | 233128.4211 | 0 | 0 | 0 | 0 | 0 | 0 | 0 | 2691241.2052 | 0 | 0 | 0 | 0 | 0 | 0 | 0 | 0 | 0 | 0 | 88743.1518 | 0 | 0 | 0 | 0 | 0 | 0 | 0 | 0 | 0 | -108305.5124 | 0 | 0 | 0 | 0 | 0 | 0 | 0
2016-05-03 08:00 | 0 | 0 | 0 | 0 | 0 | 0 | 0 | 334623 | 0 | 0 | 0 | 0 | 177486.3036 | 0 | 0 | 0 | 0 | 0 | 0 | 0 | 2412260.3228 | 0 | 0 | 0 | 0 | 0 | 0 | 0 | 0 | 0 | 0 | -55642.1176 | 0 | 0 | 0 | 0 | 0 | 0 | 0 | 0 | 0 | -278980.8824 | 0 | 0 | 0 | 0 | 0 | 0 | 0
2016-05-03 09:00 | 0 | 0 | 0 | 0 | 0 | 0 | 0 | 343487 | 0 | 0 | 0 | 0 | 88743.1518 | 0 | 0 | 0 | 0 | 0 | 0 | 0 | 2157516.4746 | 0 | 0 | 0 | 0 | 0 | 0 | 0 | 0 | 0 | 0 | -88743.1518 | 0 | 0 | 0 | 0 | 0 | 0 | 0 | 0 | 0 | -254743.8482 | 0 | 0 | 0 | 0 | 0 | 0 | 0
2016-05-03 10:00 | 0 | 0 | 0 | 0 | 0 | 0 | 0 | 366757 | 0 | 0 | 0 | 0 | 0 | 0 | 0 | 0 | 0 | 0 | 0 | 0 | 1879502.6264 | 0 | 0 | 0 | 0 | 0 | 0 | 0 | 0 | 0 | 0 | -88743.1518 | 0 | 0 | 0 | 0 | 0 | 0 | 0 | 0 | 0 | -278013.8482 | 0 | 0 | 0 | 0 | 0 | 0 | 0
2016-05-03 11:00 | 0 | 0 | 0 | 0 | 0 | 353018.1361 | 0 | 390360 | 0 | 0 | 0 | 0 | 0 | 0 | 0 | 0 | 0 | 0 | 0 | 0 | 1842160.7624 | 0 | 0 | 0 | 0 | 0 | 0 | 0 | 0 | 0 | 0 | 0 | 0 | 0 | 0 | 0 | 0 | 0 | 0 | 0 | 0 | -37341.8639 | 0 | 0 | 0 | 0 | 0 | 0 | 0
2016-05-03 12:00 | 0 | 0 | 0 | 0 | 0 | 259159.8773 | 46853.3731 | 405042 | 0 | 0 | 0 | 0 | 88743.1518 | 0 | 0 | 0 | 0 | 0 | 0 | 0 | 1654388.8611 | 0 | 0 | 0 | 0 | 0 | 0 | 0 | 0 | 0 | 0 | 88743.1518 | 0 | 0 | 0 | 0 | 0 | 0 | 0 | 0 | 0 | -187771.9014 | 0 | 0 | 0 | 0 | 0 | 0 | 0
2016-05-03 13:00 | 0 | 0 | 0 | 0 | 0 | 0 | 403118.8617 | 415297 | 0 | 0 | 0 | 0 | 0 | 0 | 0 | 0 | 0 | 0 | 0 | 0 | 1730953.8746 | 0 | 0 | 0 | 0 | 0 | 0 | 0 | 0 | 0 | 0 | -88743.1518 | 0 | 0 | 0 | 0 | 0 | 0 | 0 | 0 | 0 | 76565.0135 | 0 | 0 | 0 | 0 | 0 | 0 | 0
2016-05-03 14:00 | 0 | 0 | 0 | 0 | 0 | 0 | 704461.8824 | 425481 | 0 | 0 | 0 | 0 | 0 | 0 | 0 | 0 | 0 | 0 | 0 | 0 | 2009934.757 | 0 | 0 | 0 | 0 | 0 | 0 | 0 | 0 | 0 | 0 | 0 | 0 | 0 | 0 | 0 | 0 | 0 | 0 | 0 | 0 | 278980.8824 | 0 | 0 | 0 | 0 | 0 | 0 | 0
2016-05-03 15:00 | 0 | 0 | 0 | 0 | 0 | 0 | 800824.0342 | 433100 | 0 | 0 | 0 | 0 | 88743.1518 | 0 | 0 | 0 | 0 | 0 | 0 | 0 | 2288915.6395 | 0 | 0 | 0 | 0 | 0 | 0 | 0 | 0 | 0 | 0 | 88743.1518 | 0 | 0 | 0 | 0 | 0 | 0 | 0 | 0 | 0 | 278980.8824 | 0 | 0 | 0 | 0 | 0 | 0 | 0
2016-05-03 16:00 | 0 | 0 | 0 | 0 | 0 | 0 | 806525.0342 | 438801 | 0 | 0 | 0 | 0 | 177486.3036 | 0 | 0 | 0 | 0 | 0 | 0 | 0 | 2567896.5219 | 0 | 0 | 0 | 0 | 0 | 0 | 0 | 0 | 0 | 0 | 88743.1518 | 0 | 0 | 0 | 0 | 0 | 0 | 0 | 0 | 0 | 278980.8824 | 0 | 0 | 0 | 0 | 0 | 0 | 0
2016-05-03 17:00 | 0 | 0 | 0 | 0 | 0 | 0 | 811945.0342 | 444221 | 0 | 0 | 0 | 0 | 266229.4554 | 0 | 0 | 0 | 0 | 0 | 0 | 0 | 2846877.4044 | 0 | 0 | 0 | 0 | 0 | 0 | 0 | 0 | 0 | 0 | 88743.1518 | 0 | 0 | 0 | 0 | 0 | 0 | 0 | 0 | 0 | 278980.8824 | 0 | 0 | 0 | 0 | 0 | 0 | 0
2016-05-03 18:00 | 0 | 0 | 0 | 0 | 0 | 0 | 816669.0342 | 448945 | 0 | 0 | 0 | 0 | 354972.6072 | 0 | 0 | 0 | 0 | 0 | 0 | 0 | 3125858.2868 | 0 | 0 | 0 | 0 | 0 | 0 | 0 | 0 | 0 | 0 | 88743.1518 | 0 | 0 | 0 | 0 | 0 | 0 | 0 | 0 | 0 | 278980.8824 | 0 | 0 | 0 | 0 | 0 | 0 | 0
2016-05-03 19:00 | 0 | 0 | 0 | 0 | 0 | 0 | 642434.7306 | 452197 | 0 | 0 | 0 | 0 | 266229.4554 | 0 | 0 | 0 | 0 | 0 | 0 | 0 | 3404839.1693 | 0 | 0 | 0 | 0 | 0 | 0 | 0 | 0 | 0 | 0 | -88743.1518 | 0 | 0 | 0 | 0 | 0 | 0 | 0 | 0 | 0 | 278980.8824 | 0 | 0 | 0 | 0 | 0 | 0 | 0
2016-05-03 20:00 | 0 | 0 | 0 | 0 | 0 | 0 | 821335.0342 | 453611 | 0 | 0 | 0 | 0 | 354972.6072 | 0 | 0 | 0 | 0 | 0 | 0 | 0 | 3683820.0517 | 0 | 0 | 0 | 0 | 0 | 0 | 0 | 0 | 0 | 0 | 88743.1518 | 0 | 0 | 0 | 0 | 0 | 0 | 0 | 0 | 0 | 278980.8824 | 0 | 0 | 0 | 0 | 0 | 0 | 0
2016-05-03 21:00 | 0 | 0 | 0 | 0 | 0 | 0 | 762838.6335 | 455985 | 0 | 0 | 0 | 0 | 382845.3582 | 0 | 0 | 0 | 0 | 0 | 0 | 0 | 3962800.9341 | 0 | 0 | 0 | 0 | 0 | 0 | 0 | 0 | 0 | 0 | 27872.7511 | 0 | 0 | 0 | 0 | 0 | 0 | 0 | 0 | 0 | 278980.8824 | 0 | 0 | 0 | 0 | 0 | 0 | 0
2016-05-03 22:00 | 0 | 0 | 0 | 0 | 0 | 0 | 732633.8824 | 453653 | 0 | 0 | 0 | 0 | 382845.3582 | 0 | 0 | 0 | 0 | 0 | 0 | 0 | 4241781.8166 | 0 | 0 | 0 | 0 | 0 | 0 | 0 | 0 | 0 | 0 | 0 | 0 | 0 | 0 | 0 | 0 | 0 | 0 | 0 | 0 | 278980.8824 | 0 | 0 | 0 | 0 | 0 | 0 | 0
2016-05-03 23:00 | 0 | 0 | 0 | 0 | 0 | 0 | 729114.8824 | 450134 | 0 | 0 | 0 | 0 | 382845.3582 | 0 | 0 | 0 | 0 | 0 | 0 | 0 | 4520762.699 | 0 | 0 | 0 | 0 | 0 | 0 | 0 | 0 | 0 | 0 | 0 | 0 | 0 | 0 | 0 | 0 | 0 | 0 | 0 | 0 | 278980.8824 | 0 | 0 | 0 | 0 | 0 | 0 | 0
2016-05-04 | 0 | 0 | 0 | 0 | 0 | 0 | 543950.9264 | 450877 | 0 | 0 | 0 | 0 | 294102.2064 | 0 | 0 | 0 | 0 | 0 | 0 | 0 | 4702579.7772 | 0 | 0 | 0 | 0 | 0 | 0 | 0 | 0 | 0 | 0 | -88743.1518 | 0 | 0 | 0 | 0 | 0 | 0 | 0 | 0 | 0 | 181817.0782 | 0 | 0 | 0 | 0 | 0 | 0 | 0
2016-05-04 01:00 | 0 | 0 | 0 | 0 | 0 | 0 | 157009.8029 | 447810 | 0 | 0 | 0 | 0 | 205359.0546 | 0 | 0 | 0 | 0 | 0 | 0 | 0 | 4500522.7319 | 0 | 0 | 0 | 0 | 0 | 0 | 0 | 0 | 0 | 0 | -88743.1518 | 0 | 0 | 0 | 0 | 0 | 0 | 0 | 0 | 0 | -202057.0453 | 0 | 0 | 0 | 0 | 0 | 0 | 0
2016-05-04 02:00 | 0 | 0 | 0 | 0 | 0 | 235271.8384 | 2770.431 | 428280 | 0 | 0 | 0 | 0 | 294102.2064 | 0 | 0 | 0 | 0 | 0 | 0 | 0 | 4221541.8494 | 0 | 0 | 0 | 0 | 0 | 0 | 0 | 0 | 0 | 0 | 88743.1518 | 0 | 0 | 0 | 0 | 0 | 0 | 0 | 0 | 0 | -278980.8824 | 0 | 0 | 0 | 0 | 0 | 0 | 0
2016-05-04 03:00 | 0 | 0 | 0 | 0 | 0 | 211777.2694 | 0 | 402015 | 0 | 0 | 0 | 0 | 382845.3582 | 0 | 0 | 0 | 0 | 0 | 0 | 0 | 3942560.967 | 0 | 0 | 0 | 0 | 0 | 0 | 0 | 0 | 0 | 0 | 88743.1518 | 0 | 0 | 0 | 0 | 0 | 0 | 0 | 0 | 0 | -278980.8824 | 0 | 0 | 0 | 0 | 0 | 0 | 0
2016-05-04 04:00 | 0 | 0 | 0 | 0 | 0 | 9878.9658 | 0 | 377603 | 0 | 0 | 0 | 0 | 294102.2064 | 0 | 0 | 0 | 0 | 0 | 0 | 0 | 3663580.0845 | 0 | 0 | 0 | 0 | 0 | 0 | 0 | 0 | 0 | 0 | -88743.1518 | 0 | 0 | 0 | 0 | 0 | 0 | 0 | 0 | 0 | -278980.8824 | 0 | 0 | 0 | 0 | 0 | 0 | 0
2016-05-04 05:00 | 0 | 0 | 0 | 0 | 0 | 0 | 0 | 356872 | 0 | 0 | 0 | 0 | 205359.0546 | 0 | 0 | 0 | 0 | 0 | 0 | 0 | 3395451.2363 | 0 | 0 | 0 | 0 | 0 | 0 | 0 | 0 | 0 | 0 | -88743.1518 | 0 | 0 | 0 | 0 | 0 | 0 | 0 | 0 | 0 | -268128.8482 | 0 | 0 | 0 | 0 | 0 | 0 | 0
2016-05-04 06:00 | 0 | 0 | 0 | 0 | 0 | 0 | 0 | 342224 | 0 | 0 | 0 | 0 | 142115.9371 | 0 | 0 | 0 | 0 | 0 | 0 | 0 | 3116470.3539 | 0 | 0 | 0 | 0 | 0 | 0 | 0 | 0 | 0 | 0 | -63243.1176 | 0 | 0 | 0 | 0 | 0 | 0 | 0 | 0 | 0 | -278980.8824 | 0 | 0 | 0 | 0 | 0 | 0 | 0
2016-05-04 07:00 | 0 | 0 | 0 | 0 | 0 | 141441.6016 | 0 | 333126 | 0 | 0 | 0 | 0 | 229412.4211 | 0 | 0 | 0 | 0 | 0 | 0 | 0 | 2837489.4714 | 0 | 0 | 0 | 0 | 0 | 0 | 0 | 0 | 0 | 0 | 87296.4841 | 0 | 0 | 0 | 0 | 0 | 0 | 0 | 0 | 0 | -278980.8824 | 0 | 0 | 0 | 0 | 0 | 0 | 0
2016-05-04 08:00 | 0 | 0 | 0 | 0 | 0 | 0 | 0 | 330907 | 0 | 0 | 0 | 0 | 177486.3036 | 0 | 0 | 0 | 0 | 0 | 0 | 0 | 2558508.589 | 0 | 0 | 0 | 0 | 0 | 0 | 0 | 0 | 0 | 0 | -51926.1176 | 0 | 0 | 0 | 0 | 0 | 0 | 0 | 0 | 0 | -278980.8824 | 0 | 0 | 0 | 0 | 0 | 0 | 0
2016-05-04 09:00 | 0 | 0 | 0 | 0 | 0 | 0 | 0 | 339623 | 0 | 0 | 0 | 0 | 88743.1518 | 0 | 0 | 0 | 0 | 0 | 0 | 0 | 2307628.7408 | 0 | 0 | 0 | 0 | 0 | 0 | 0 | 0 | 0 | 0 | -88743.1518 | 0 | 0 | 0 | 0 | 0 | 0 | 0 | 0 | 0 | -250879.8482 | 0 | 0 | 0 | 0 | 0 | 0 | 0
2016-05-04 10:00 | 0 | 0 | 0 | 0 | 0 | 0 | 0 | 363251 | 0 | 0 | 0 | 0 | 0 | 0 | 0 | 0 | 0 | 0 | 0 | 0 | 2033120.8926 | 0 | 0 | 0 | 0 | 0 | 0 | 0 | 0 | 0 | 0 | -88743.1518 | 0 | 0 | 0 | 0 | 0 | 0 | 0 | 0 | 0 | -274507.8482 | 0 | 0 | 0 | 0 | 0 | 0 | 0
2016-05-04 11:00 | 0 | 0 | 0 | 0 | 0 | 105791.1176 | 0 | 384772 | 0 | 0 | 0 | 0 | 0 | 0 | 0 | 0 | 0 | 0 | 0 | 0 | 1754140.0102 | 0 | 0 | 0 | 0 | 0 | 0 | 0 | 0 | 0 | 0 | 0 | 0 | 0 | 0 | 0 | 0 | 0 | 0 | 0 | 0 | -278980.8824 | 0 | 0 | 0 | 0 | 0 | 0 | 0
2016-05-04 12:00 | 0 | 0 | 0 | 0 | 0 | 378534.9786 | 45962.8888 | 397724 | 0 | 0 | 0 | 0 | 0 | 0 | 0 | 0 | 0 | 0 | 0 | 0 | 1780913.8775 | 0 | 0 | 0 | 0 | 0 | 0 | 0 | 0 | 0 | 0 | 0 | 0 | 0 | 0 | 0 | 0 | 0 | 0 | 0 | 0 | 26773.8674 | 0 | 0 | 0 | 0 | 0 | 0 | 0
2016-05-04 13:00 | 0 | 0 | 0 | 0 | 0 | 0 | 411380.3398 | 408059 | 0 | 0 | 0 | 0 | 0 | 0 | 0 | 0 | 0 | 0 | 0 | 0 | 1784235.2173 | 0 | 0 | 0 | 0 | 0 | 0 | 0 | 0 | 0 | 0 | 0 | 0 | 0 | 0 | 0 | 0 | 0 | 0 | 0 | 0 | 3321.3398 | 0 | 0 | 0 | 0 | 0 | 0 | 0
2016-05-04 14:00 | 0 | 0 | 0 | 0 | 0 | 0 | 644315.5326 | 417378 | 0 | 0 | 0 | 0 | 0 | 0 | 0 | 0 | 0 | 0 | 0 | 0 | 2011172.7499 | 0 | 0 | 0 | 0 | 0 | 0 | 0 | 0 | 0 | 0 | 0 | 0 | 0 | 0 | 0 | 0 | 0 | 0 | 0 | 0 | 226937.5326 | 0 | 0 | 0 | 0 | 0 | 0 | 0
2016-05-04 15:00 | 0 | 0 | 0 | 0 | 0 | 0 | 703270.8824 | 424290 | 0 | 0 | 0 | 0 | 0 | 0 | 0 | 0 | 0 | 0 | 0 | 0 | 2290153.6323 | 0 | 0 | 0 | 0 | 0 | 0 | 0 | 0 | 0 | 0 | 0 | 0 | 0 | 0 | 0 | 0 | 0 | 0 | 0 | 0 | 278980.8824 | 0 | 0 | 0 | 0 | 0 | 0 | 0
2016-05-04 16:00 | 0 | 0 | 0 | 0 | 0 | 0 | 795795.0342 | 428071 | 0 | 0 | 0 | 0 | 88743.1518 | 0 | 0 | 0 | 0 | 0 | 0 | 0 | 2569134.5148 | 0 | 0 | 0 | 0 | 0 | 0 | 0 | 0 | 0 | 0 | 88743.1518 | 0 | 0 | 0 | 0 | 0 | 0 | 0 | 0 | 0 | 278980.8824 | 0 | 0 | 0 | 0 | 0 | 0 | 0
2016-05-04 17:00 | 0 | 0 | 0 | 0 | 0 | 0 | 799223.0342 | 431499 | 0 | 0 | 0 | 0 | 177486.3036 | 0 | 0 | 0 | 0 | 0 | 0 | 0 | 2848115.3972 | 0 | 0 | 0 | 0 | 0 | 0 | 0 | 0 | 0 | 0 | 88743.1518 | 0 | 0 | 0 | 0 | 0 | 0 | 0 | 0 | 0 | 278980.8824 | 0 | 0 | 0 | 0 | 0 | 0 | 0
2016-05-04 18:00 | 0 | 0 | 0 | 0 | 0 | 0 | 802138.0342 | 434414 | 0 | 0 | 0 | 0 | 266229.4554 | 0 | 0 | 0 | 0 | 0 | 0 | 0 | 3127096.2797 | 0 | 0 | 0 | 0 | 0 | 0 | 0 | 0 | 0 | 0 | 88743.1518 | 0 | 0 | 0 | 0 | 0 | 0 | 0 | 0 | 0 | 278980.8824 | 0 | 0 | 0 | 0 | 0 | 0 | 0
2016-05-04 19:00 | 0 | 0 | 0 | 0 | 0 | 0 | 804624.0342 | 436900 | 0 | 0 | 0 | 0 | 354972.6072 | 0 | 0 | 0 | 0 | 0 | 0 | 0 | 3406077.1621 | 0 | 0 | 0 | 0 | 0 | 0 | 0 | 0 | 0 | 0 | 88743.1518 | 0 | 0 | 0 | 0 | 0 | 0 | 0 | 0 | 0 | 278980.8824 | 0 | 0 | 0 | 0 | 0 | 0 | 0
2016-05-04 20:00 | 0 | 0 | 0 | 0 | 0 | 0 | 747233.6335 | 440380 | 0 | 0 | 0 | 0 | 382845.3582 | 0 | 0 | 0 | 0 | 0 | 0 | 0 | 3685058.0446 | 0 | 0 | 0 | 0 | 0 | 0 | 0 | 0 | 0 | 0 | 27872.7511 | 0 | 0 | 0 | 0 | 0 | 0 | 0 | 0 | 0 | 278980.8824 | 0 | 0 | 0 | 0 | 0 | 0 | 0
2016-05-04 21:00 | 0 | 0 | 0 | 0 | 0 | 0 | 723482.8824 | 444502 | 0 | 0 | 0 | 0 | 382845.3582 | 0 | 0 | 0 | 0 | 0 | 0 | 0 | 3964038.927 | 0 | 0 | 0 | 0 | 0 | 0 | 0 | 0 | 0 | 0 | 0 | 0 | 0 | 0 | 0 | 0 | 0 | 0 | 0 | 0 | 278980.8824 | 0 | 0 | 0 | 0 | 0 | 0 | 0
2016-05-04 22:00 | 0 | 0 | 0 | 0 | 0 | 0 | 724795.8824 | 445815 | 0 | 0 | 0 | 0 | 382845.3582 | 0 | 0 | 0 | 0 | 0 | 0 | 0 | 4243019.8094 | 0 | 0 | 0 | 0 | 0 | 0 | 0 | 0 | 0 | 0 | 0 | 0 | 0 | 0 | 0 | 0 | 0 | 0 | 0 | 0 | 278980.8824 | 0 | 0 | 0 | 0 | 0 | 0 | 0
2016-05-04 23:00 | 0 | 0 | 0 | 0 | 0 | 0 | 724180.8824 | 445200 | 0 | 0 | 0 | 0 | 382845.3582 | 0 | 0 | 0 | 0 | 0 | 0 | 0 | 4522000.6919 | 0 | 0 | 0 | 0 | 0 | 0 | 0 | 0 | 0 | 0 | 0 | 0 | 0 | 0 | 0 | 0 | 0 | 0 | 0 | 0 | 278980.8824 | 0 | 0 | 0 | 0 | 0 | 0 | 0
2016-05-05 | 0 | 0 | 0 | 0 | 0 | 0 | 548109.6698 | 446544 | 0 | 0 | 0 | 0 | 294102.2064 | 0 | 0 | 0 | 0 | 0 | 0 | 0 | 4712309.5135 | 0 | 0 | 0 | 0 | 0 | 0 | 0 | 0 | 0 | 0 | -88743.1518 | 0 | 0 | 0 | 0 | 0 | 0 | 0 | 0 | 0 | 190308.8216 | 0 | 0 | 0 | 0 | 0 | 0 | 0
2016-05-05 01:00 | 0 | 0 | 0 | 0 | 0 | 0 | 173674.6285 | 441798 | 0 | 0 | 0 | 0 | 251695.4211 | 0 | 0 | 0 | 0 | 0 | 0 | 0 | 4486592.9273 | 0 | 0 | 0 | 0 | 0 | 0 | 0 | 0 | 0 | 0 | -42406.7853 | 0 | 0 | 0 | 0 | 0 | 0 | 0 | 0 | 0 | -225716.5862 | 0 | 0 | 0 | 0 | 0 | 0 | 0
2016-05-05 02:00 | 0 | 0 | 0 | 0 | 0 | 388512.7572 | 2524.3367 | 423253 | 0 | 0 | 0 | 0 | 340438.5729 | 0 | 0 | 0 | 0 | 0 | 0 | 0 | 4365633.8695 | 0 | 0 | 0 | 0 | 0 | 0 | 0 | 0 | 0 | 0 | 88743.1518 | 0 | 0 | 0 | 0 | 0 | 0 | 0 | 0 | 0 | -120959.0579 | 0 | 0 | 0 | 0 | 0 | 0 | 0
2016-05-05 03:00 | 0 | 0 | 0 | 0 | 0 | 28869.9658 | 0 | 396594 | 0 | 0 | 0 | 0 | 251695.4211 | 0 | 0 | 0 | 0 | 0 | 0 | 0 | 4086652.987 | 0 | 0 | 0 | 0 | 0 | 0 | 0 | 0 | 0 | 0 | -88743.1518 | 0 | 0 | 0 | 0 | 0 | 0 | 0 | 0 | 0 | -278980.8824 | 0 | 0 | 0 | 0 | 0 | 0 | 0
2016-05-05 04:00 | 0 | 0 | 0 | 0 | 0 | 182827.2694 | 0 | 373065 | 0 | 0 | 0 | 0 | 340438.5729 | 0 | 0 | 0 | 0 | 0 | 0 | 0 | 3807672.1046 | 0 | 0 | 0 | 0 | 0 | 0 | 0 | 0 | 0 | 0 | 88743.1518 | 0 | 0 | 0 | 0 | 0 | 0 | 0 | 0 | 0 | -278980.8824 | 0 | 0 | 0 | 0 | 0 | 0 | 0
2016-05-05 05:00 | 0 | 0 | 0 | 0 | 0 | 0 | 0 | 353190 | 0 | 0 | 0 | 0 | 266229.4554 | 0 | 0 | 0 | 0 | 0 | 0 | 0 | 3528691.2221 | 0 | 0 | 0 | 0 | 0 | 0 | 0 | 0 | 0 | 0 | -74209.1176 | 0 | 0 | 0 | 0 | 0 | 0 | 0 | 0 | 0 | -278980.8824 | 0 | 0 | 0 | 0 | 0 | 0 | 0
2016-05-05 06:00 | 0 | 0 | 0 | 0 | 0 | 0 | 0 | 338476 | 0 | 0 | 0 | 0 | 177486.3036 | 0 | 0 | 0 | 0 | 0 | 0 | 0 | 3278958.3739 | 0 | 0 | 0 | 0 | 0 | 0 | 0 | 0 | 0 | 0 | -88743.1518 | 0 | 0 | 0 | 0 | 0 | 0 | 0 | 0 | 0 | -249732.8482 | 0 | 0 | 0 | 0 | 0 | 0 | 0
2016-05-05 07:00 | 0 | 0 | 0 | 0 | 0 | 0 | 0 | 330208 | 0 | 0 | 0 | 0 | 88743.1518 | 0 | 0 | 0 | 0 | 0 | 0 | 0 | 3037493.5257 | 0 | 0 | 0 | 0 | 0 | 0 | 0 | 0 | 0 | 0 | -88743.1518 | 0 | 0 | 0 | 0 | 0 | 0 | 0 | 0 | 0 | -241464.8482 | 0 | 0 | 0 | 0 | 0 | 0 | 0
2016-05-05 08:00 | 0 | 0 | 0 | 0 | 0 | 0 | 0 | 328324 | 0 | 0 | 0 | 0 | 0 | 0 | 0 | 0 | 0 | 0 | 0 | 0 | 2797912.6775 | 0 | 0 | 0 | 0 | 0 | 0 | 0 | 0 | 0 | 0 | -88743.1518 | 0 | 0 | 0 | 0 | 0 | 0 | 0 | 0 | 0 | -239580.8482 | 0 | 0 | 0 | 0 | 0 | 0 | 0
2016-05-05 09:00 | 0 | 0 | 0 | 0 | 0 | 147762.2694 | 0 | 338000 | 0 | 0 | 0 | 0 | 88743.1518 | 0 | 0 | 0 | 0 | 0 | 0 | 0 | 2518931.7951 | 0 | 0 | 0 | 0 | 0 | 0 | 0 | 0 | 0 | 0 | 88743.1518 | 0 | 0 | 0 | 0 | 0 | 0 | 0 | 0 | 0 | -278980.8824 | 0 | 0 | 0 | 0 | 0 | 0 | 0
2016-05-05 10:00 | 0 | 0 | 0 | 0 | 0 | 0 | 0 | 360668 | 0 | 0 | 0 | 0 | 0 | 0 | 0 | 0 | 0 | 0 | 0 | 0 | 2247006.9469 | 0 | 0 | 0 | 0 | 0 | 0 | 0 | 0 | 0 | 0 | -88743.1518 | 0 | 0 | 0 | 0 | 0 | 0 | 0 | 0 | 0 | -271924.8482 | 0 | 0 | 0 | 0 | 0 | 0 | 0
2016-05-05 11:00 | 0 | 0 | 0 | 0 | 0 | 105331.1176 | 0 | 384312 | 0 | 0 | 0 | 0 | 0 | 0 | 0 | 0 | 0 | 0 | 0 | 0 | 1968026.0644 | 0 | 0 | 0 | 0 | 0 | 0 | 0 | 0 | 0 | 0 | 0 | 0 | 0 | 0 | 0 | 0 | 0 | 0 | 0 | 0 | -278980.8824 | 0 | 0 | 0 | 0 | 0 | 0 | 0
2016-05-05 12:00 | 0 | 0 | 0 | 0 | 0 | 299681.5502 | 46330.3247 | 397866 | 0 | 0 | 0 | 0 | 0 | 0 | 0 | 0 | 0 | 0 | 0 | 0 | 1916171.9393 | 0 | 0 | 0 | 0 | 0 | 0 | 0 | 0 | 0 | 0 | 0 | 0 | 0 | 0 | 0 | 0 | 0 | 0 | 0 | 0 | -51854.1251 | 0 | 0 | 0 | 0 | 0 | 0 | 0
2016-05-05 13:00 | 0 | 0 | 0 | 0 | 0 | 0 | 404767.1109 | 407841 | 0 | 0 | 0 | 0 | 0 | 0 | 0 | 0 | 0 | 0 | 0 | 0 | 1913098.0502 | 0 | 0 | 0 | 0 | 0 | 0 | 0 | 0 | 0 | 0 | 0 | 0 | 0 | 0 | 0 | 0 | 0 | 0 | 0 | 0 | -3073.8891 | 0 | 0 | 0 | 0 | 0 | 0 | 0
2016-05-05 14:00 | 0 | 0 | 0 | 0 | 0 | 0 | 635265.631 | 417112 | 0 | 0 | 0 | 0 | 0 | 0 | 0 | 0 | 0 | 0 | 0 | 0 | 2131251.6812 | 0 | 0 | 0 | 0 | 0 | 0 | 0 | 0 | 0 | 0 | 0 | 0 | 0 | 0 | 0 | 0 | 0 | 0 | 0 | 0 | 218153.631 | 0 | 0 | 0 | 0 | 0 | 0 | 0
2016-05-05 15:00 | 0 | 0 | 0 | 0 | 0 | 0 | 702664.8824 | 423684 | 0 | 0 | 0 | 0 | 0 | 0 | 0 | 0 | 0 | 0 | 0 | 0 | 2410232.5637 | 0 | 0 | 0 | 0 | 0 | 0 | 0 | 0 | 0 | 0 | 0 | 0 | 0 | 0 | 0 | 0 | 0 | 0 | 0 | 0 | 278980.8824 | 0 | 0 | 0 | 0 | 0 | 0 | 0
2016-05-05 16:00 | 0 | 0 | 0 | 0 | 0 | 0 | 795770.0342 | 428046 | 0 | 0 | 0 | 0 | 88743.1518 | 0 | 0 | 0 | 0 | 0 | 0 | 0 | 2689213.4461 | 0 | 0 | 0 | 0 | 0 | 0 | 0 | 0 | 0 | 0 | 88743.1518 | 0 | 0 | 0 | 0 | 0 | 0 | 0 | 0 | 0 | 278980.8824 | 0 | 0 | 0 | 0 | 0 | 0 | 0
2016-05-05 17:00 | 0 | 0 | 0 | 0 | 0 | 0 | 799771.0342 | 432047 | 0 | 0 | 0 | 0 | 177486.3036 | 0 | 0 | 0 | 0 | 0 | 0 | 0 | 2968194.3286 | 0 | 0 | 0 | 0 | 0 | 0 | 0 | 0 | 0 | 0 | 88743.1518 | 0 | 0 | 0 | 0 | 0 | 0 | 0 | 0 | 0 | 278980.8824 | 0 | 0 | 0 | 0 | 0 | 0 | 0
2016-05-05 18:00 | 0 | 0 | 0 | 0 | 0 | 0 | 802885.0342 | 435161 | 0 | 0 | 0 | 0 | 266229.4554 | 0 | 0 | 0 | 0 | 0 | 0 | 0 | 3247175.211 | 0 | 0 | 0 | 0 | 0 | 0 | 0 | 0 | 0 | 0 | 88743.1518 | 0 | 0 | 0 | 0 | 0 | 0 | 0 | 0 | 0 | 278980.8824 | 0 | 0 | 0 | 0 | 0 | 0 | 0
2016-05-05 19:00 | 0 | 0 | 0 | 0 | 0 | 0 | 806549.0342 | 438825 | 0 | 0 | 0 | 0 | 354972.6072 | 0 | 0 | 0 | 0 | 0 | 0 | 0 | 3526156.0934 | 0 | 0 | 0 | 0 | 0 | 0 | 0 | 0 | 0 | 0 | 88743.1518 | 0 | 0 | 0 | 0 | 0 | 0 | 0 | 0 | 0 | 278980.8824 | 0 | 0 | 0 | 0 | 0 | 0 | 0
2016-05-05 20:00 | 0 | 0 | 0 | 0 | 0 | 0 | 749572.6335 | 442719 | 0 | 0 | 0 | 0 | 382845.3582 | 0 | 0 | 0 | 0 | 0 | 0 | 0 | 3805136.9759 | 0 | 0 | 0 | 0 | 0 | 0 | 0 | 0 | 0 | 0 | 27872.7511 | 0 | 0 | 0 | 0 | 0 | 0 | 0 | 0 | 0 | 278980.8824 | 0 | 0 | 0 | 0 | 0 | 0 | 0
2016-05-05 21:00 | 0 | 0 | 0 | 0 | 0 | 0 | 723992.8824 | 445012 | 0 | 0 | 0 | 0 | 382845.3582 | 0 | 0 | 0 | 0 | 0 | 0 | 0 | 4084117.8583 | 0 | 0 | 0 | 0 | 0 | 0 | 0 | 0 | 0 | 0 | 0 | 0 | 0 | 0 | 0 | 0 | 0 | 0 | 0 | 0 | 278980.8824 | 0 | 0 | 0 | 0 | 0 | 0 | 0
2016-05-05 22:00 | 0 | 0 | 0 | 0 | 0 | 0 | 722507.8824 | 443527 | 0 | 0 | 0 | 0 | 382845.3582 | 0 | 0 | 0 | 0 | 0 | 0 | 0 | 4363098.7408 | 0 | 0 | 0 | 0 | 0 | 0 | 0 | 0 | 0 | 0 | 0 | 0 | 0 | 0 | 0 | 0 | 0 | 0 | 0 | 0 | 278980.8824 | 0 | 0 | 0 | 0 | 0 | 0 | 0
2016-05-05 23:00 | 0 | 0 | 0 | 0 | 0 | 0 | 662482.8628 | 439817 | 0 | 0 | 0 | 0 | 382845.3582 | 0 | 0 | 0 | 0 | 0 | 0 | 0 | 4585764.6035 | 0 | 0 | 0 | 0 | 0 | 0 | 0 | 0 | 0 | 0 | 0 | 0 | 0 | 0 | 0 | 0 | 0 | 0 | 0 | 0 | 222665.8628 | 0 | 0 | 0 | 0 | 0 | 0 | 0
2016-05-06 | 0 | 0 | 0 | 0 | 0 | 0 | 459453.2936 | 440439 | 0 | 0 | 0 | 0 | 336419.9394 | 0 | 0 | 0 | 0 | 0 | 0 | 0 | 4651204.3159 | 0 | 0 | 0 | 0 | 0 | 0 | 0 | 0 | 0 | 0 | -46425.4188 | 0 | 0 | 0 | 0 | 0 | 0 | 0 | 0 | 0 | 65439.7124 | 0 | 0 | 0 | 0 | 0 | 0 | 0
2016-05-06 01:00 | 0 | 0 | 0 | 0 | 0 | 0 | 139258.7511 | 437238 | 0 | 0 | 0 | 0 | 317421.5729 | 0 | 0 | 0 | 0 | 0 | 0 | 0 | 4372223.4335 | 0 | 0 | 0 | 0 | 0 | 0 | 0 | 0 | 0 | 0 | -18998.3665 | 0 | 0 | 0 | 0 | 0 | 0 | 0 | 0 | 0 | -278980.8824 | 0 | 0 | 0 | 0 | 0 | 0 | 0
2016-05-06 02:00 | 0 | 0 | 0 | 0 | 0 | 605850.9352 | 3875.7955 | 419489 | 0 | 0 | 0 | 0 | 228678.4211 | 0 | 0 | 0 | 0 | 0 | 0 | 0 | 4651204.3159 | 0 | 0 | 0 | 0 | 0 | 0 | 0 | 0 | 0 | 0 | -88743.1518 | 0 | 0 | 0 | 0 | 0 | 0 | 0 | 0 | 0 | 278980.8824 | 0 | 0 | 0 | 0 | 0 | 0 | 0
2016-05-06 03:00 | 0 | 0 | 0 | 0 | 0 | 28218.9658 | 0 | 395943 | 0 | 0 | 0 | 0 | 139935.2694 | 0 | 0 | 0 | 0 | 0 | 0 | 0 | 4372223.4335 | 0 | 0 | 0 | 0 | 0 | 0 | 0 | 0 | 0 | 0 | -88743.1518 | 0 | 0 | 0 | 0 | 0 | 0 | 0 | 0 | 0 | -278980.8824 | 0 | 0 | 0 | 0 | 0 | 0 | 0
2016-05-06 04:00 | 0 | 0 | 0 | 0 | 0 | 182820.2694 | 0 | 373058 | 0 | 0 | 0 | 0 | 228678.4211 | 0 | 0 | 0 | 0 | 0 | 0 | 0 | 4093242.551 | 0 | 0 | 0 | 0 | 0 | 0 | 0 | 0 | 0 | 0 | 88743.1518 | 0 | 0 | 0 | 0 | 0 | 0 | 0 | 0 | 0 | -278980.8824 | 0 | 0 | 0 | 0 | 0 | 0 | 0
2016-05-06 05:00 | 0 | 0 | 0 | 0 | 0 | 164549.2694 | 0 | 354787 | 0 | 0 | 0 | 0 | 317421.5729 | 0 | 0 | 0 | 0 | 0 | 0 | 0 | 3814261.6686 | 0 | 0 | 0 | 0 | 0 | 0 | 0 | 0 | 0 | 0 | 88743.1518 | 0 | 0 | 0 | 0 | 0 | 0 | 0 | 0 | 0 | -278980.8824 | 0 | 0 | 0 | 0 | 0 | 0 | 0
2016-05-06 06:00 | 0 | 0 | 0 | 0 | 0 | 0 | 0 | 340135 | 0 | 0 | 0 | 0 | 228678.4211 | 0 | 0 | 0 | 0 | 0 | 0 | 0 | 3562869.8204 | 0 | 0 | 0 | 0 | 0 | 0 | 0 | 0 | 0 | 0 | -88743.1518 | 0 | 0 | 0 | 0 | 0 | 0 | 0 | 0 | 0 | -251391.8482 | 0 | 0 | 0 | 0 | 0 | 0 | 0
2016-05-06 07:00 | 0 | 0 | 0 | 0 | 0 | 141693.2694 | 0 | 331931 | 0 | 0 | 0 | 0 | 317421.5729 | 0 | 0 | 0 | 0 | 0 | 0 | 0 | 3283888.9379 | 0 | 0 | 0 | 0 | 0 | 0 | 0 | 0 | 0 | 0 | 88743.1518 | 0 | 0 | 0 | 0 | 0 | 0 | 0 | 0 | 0 | -278980.8824 | 0 | 0 | 0 | 0 | 0 | 0 | 0
2016-05-06 08:00 | 0 | 0 | 0 | 0 | 0 | 0 | 0 | 330173 | 0 | 0 | 0 | 0 | 266229.4554 | 0 | 0 | 0 | 0 | 0 | 0 | 0 | 3004908.0555 | 0 | 0 | 0 | 0 | 0 | 0 | 0 | 0 | 0 | 0 | -51192.1176 | 0 | 0 | 0 | 0 | 0 | 0 | 0 | 0 | 0 | -278980.8824 | 0 | 0 | 0 | 0 | 0 | 0 | 0
2016-05-06 09:00 | 0 | 0 | 0 | 0 | 0 | 0 | 0 | 338097 | 0 | 0 | 0 | 0 | 177486.3036 | 0 | 0 | 0 | 0 | 0 | 0 | 0 | 2755554.2073 | 0 | 0 | 0 | 0 | 0 | 0 | 0 | 0 | 0 | 0 | -88743.1518 | 0 | 0 | 0 | 0 | 0 | 0 | 0 | 0 | 0 | -249353.8482 | 0 | 0 | 0 | 0 | 0 | 0 | 0
2016-05-06 10:00 | 0 | 0 | 0 | 0 | 0 | 0 | 0 | 360487 | 0 | 0 | 0 | 0 | 88743.1518 | 0 | 0 | 0 | 0 | 0 | 0 | 0 | 2483810.3591 | 0 | 0 | 0 | 0 | 0 | 0 | 0 | 0 | 0 | 0 | -88743.1518 | 0 | 0 | 0 | 0 | 0 | 0 | 0 | 0 | 0 | -271743.8482 | 0 | 0 | 0 | 0 | 0 | 0 | 0
2016-05-06 11:00 | 0 | 0 | 0 | 0 | 0 | 12952.9658 | 0 | 380677 | 0 | 0 | 0 | 0 | 0 | 0 | 0 | 0 | 0 | 0 | 0 | 0 | 2204829.4767 | 0 | 0 | 0 | 0 | 0 | 0 | 0 | 0 | 0 | 0 | -88743.1518 | 0 | 0 | 0 | 0 | 0 | 0 | 0 | 0 | 0 | -278980.8824 | 0 | 0 | 0 | 0 | 0 | 0 | 0
2016-05-06 12:00 | 0 | 0 | 0 | 0 | 0 | 434674.6411 | 50476.0169 | 393325 | 0 | 0 | 0 | 0 | 0 | 0 | 0 | 0 | 0 | 0 | 0 | 0 | 2296655.1346 | 0 | 0 | 0 | 0 | 0 | 0 | 0 | 0 | 0 | 0 | 0 | 0 | 0 | 0 | 0 | 0 | 0 | 0 | 0 | 0 | 91825.658 | 0 | 0 | 0 | 0 | 0 | 0 | 0
2016-05-06 13:00 | 0 | 0 | 0 | 0 | 0 | 0 | 360267.6472 | 404237 | 0 | 0 | 0 | 0 | 0 | 0 | 0 | 0 | 0 | 0 | 0 | 0 | 2252685.7818 | 0 | 0 | 0 | 0 | 0 | 0 | 0 | 0 | 0 | 0 | 0 | 0 | 0 | 0 | 0 | 0 | 0 | 0 | 0 | 0 | -43969.3528 | 0 | 0 | 0 | 0 | 0 | 0 | 0
2016-05-06 14:00 | 0 | 0 | 0 | 0 | 0 | 0 | 592112.984 | 414417 | 0 | 0 | 0 | 0 | 0 | 0 | 0 | 0 | 0 | 0 | 0 | 0 | 2430381.7659 | 0 | 0 | 0 | 0 | 0 | 0 | 0 | 0 | 0 | 0 | 0 | 0 | 0 | 0 | 0 | 0 | 0 | 0 | 0 | 0 | 177695.984 | 0 | 0 | 0 | 0 | 0 | 0 | 0
2016-05-06 15:00 | 0 | 0 | 0 | 0 | 0 | 0 | 716714.5993 | 420427 | 0 | 0 | 0 | 0 | 17306.7169 | 0 | 0 | 0 | 0 | 0 | 0 | 0 | 2709362.6483 | 0 | 0 | 0 | 0 | 0 | 0 | 0 | 0 | 0 | 0 | 17306.7169 | 0 | 0 | 0 | 0 | 0 | 0 | 0 | 0 | 0 | 278980.8824 | 0 | 0 | 0 | 0 | 0 | 0 | 0
2016-05-06 16:00 | 0 | 0 | 0 | 0 | 0 | 0 | 786064.1841 | 423953 | 0 | 0 | 0 | 0 | 100437.0185 | 0 | 0 | 0 | 0 | 0 | 0 | 0 | 2988343.5308 | 0 | 0 | 0 | 0 | 0 | 0 | 0 | 0 | 0 | 0 | 83130.3017 | 0 | 0 | 0 | 0 | 0 | 0 | 0 | 0 | 0 | 278980.8824 | 0 | 0 | 0 | 0 | 0 | 0 | 0
2016-05-06 17:00 | 0 | 0 | 0 | 0 | 0 | 0 | 795123.7125 | 429165 | 0 | 0 | 0 | 0 | 187414.8485 | 0 | 0 | 0 | 0 | 0 | 0 | 0 | 3267324.4132 | 0 | 0 | 0 | 0 | 0 | 0 | 0 | 0 | 0 | 0 | 86977.83 | 0 | 0 | 0 | 0 | 0 | 0 | 0 | 0 | 0 | 278980.8824 | 0 | 0 | 0 | 0 | 0 | 0 | 0
2016-05-06 18:00 | 0 | 0 | 0 | 0 | 0 | 0 | 787891.9477 | 432520 | 0 | 0 | 0 | 0 | 263805.9138 | 0 | 0 | 0 | 0 | 0 | 0 | 0 | 3546305.2957 | 0 | 0 | 0 | 0 | 0 | 0 | 0 | 0 | 0 | 0 | 76391.0652 | 0 | 0 | 0 | 0 | 0 | 0 | 0 | 0 | 0 | 278980.8824 | 0 | 0 | 0 | 0 | 0 | 0 | 0
2016-05-06 19:00 | 0 | 0 | 0 | 0 | 0 | 0 | 774110.1031 | 435460 | 0 | 0 | 0 | 0 | 323475.1344 | 0 | 0 | 0 | 0 | 0 | 0 | 0 | 3825286.1781 | 0 | 0 | 0 | 0 | 0 | 0 | 0 | 0 | 0 | 0 | 59669.2206 | 0 | 0 | 0 | 0 | 0 | 0 | 0 | 0 | 0 | 278980.8824 | 0 | 0 | 0 | 0 | 0 | 0 | 0
2016-05-06 20:00 | 0 | 0 | 0 | 0 | 0 | 0 | 761005.5643 | 438257 | 0 | 0 | 0 | 0 | 367242.8163 | 0 | 0 | 0 | 0 | 0 | 0 | 0 | 4104267.0606 | 0 | 0 | 0 | 0 | 0 | 0 | 0 | 0 | 0 | 0 | 43767.6819 | 0 | 0 | 0 | 0 | 0 | 0 | 0 | 0 | 0 | 278980.8824 | 0 | 0 | 0 | 0 | 0 | 0 | 0
2016-05-06 21:00 | 0 | 0 | 0 | 0 | 0 | 0 | 730477.6807 | 439977 | 0 | 0 | 0 | 0 | 382845.3582 | 0 | 0 | 0 | 0 | 0 | 0 | 0 | 4379165.1993 | 0 | 0 | 0 | 0 | 0 | 0 | 0 | 0 | 0 | 0 | 15602.542 | 0 | 0 | 0 | 0 | 0 | 0 | 0 | 0 | 0 | 274898.1387 | 0 | 0 | 0 | 0 | 0 | 0 | 0
2016-05-06 22:00 | 0 | 0 | 0 | 0 | 0 | 0 | 666132.921 | 436609 | 0 | 0 | 0 | 0 | 382845.3582 | 0 | 0 | 0 | 0 | 0 | 0 | 0 | 4608689.1203 | 0 | 0 | 0 | 0 | 0 | 0 | 0 | 0 | 0 | 0 | 0 | 0 | 0 | 0 | 0 | 0 | 0 | 0 | 0 | 0 | 229523.921 | 0 | 0 | 0 | 0 | 0 | 0 | 0
2016-05-06 23:00 | 0 | 0 | 0 | 0 | 0 | 0 | 559282.2779 | 430635 | 0 | 0 | 0 | 0 | 382845.3582 | 0 | 0 | 0 | 0 | 0 | 0 | 0 | 4737336.3983 | 0 | 0 | 0 | 0 | 0 | 0 | 0 | 0 | 0 | 0 | 0 | 0 | 0 | 0 | 0 | 0 | 0 | 0 | 0 | 0 | 128647.2779 | 0 | 0 | 0 | 0 | 0 | 0 | 0
2016-05-07 | 0 | 0 | 0 | 0 | 0 | 0 | 381763.5228 | 427574 | 0 | 0 | 0 | 0 | 337926.6563 | 0 | 0 | 0 | 0 | 0 | 0 | 0 | 4736444.623 | 0 | 0 | 0 | 0 | 0 | 0 | 0 | 0 | 0 | 0 | -44918.702 | 0 | 0 | 0 | 0 | 0 | 0 | 0 | 0 | 0 | -891.7752 | 0 | 0 | 0 | 0 | 0 | 0 | 0
2016-05-07 01:00 | 0 | 0 | 0 | 0 | 0 | 0 | 96974.0172 | 423353 | 0 | 0 | 0 | 0 | 249183.5045 | 0 | 0 | 0 | 0 | 0 | 0 | 0 | 4498808.7921 | 0 | 0 | 0 | 0 | 0 | 0 | 0 | 0 | 0 | 0 | -88743.1518 | 0 | 0 | 0 | 0 | 0 | 0 | 0 | 0 | 0 | -237635.831 | 0 | 0 | 0 | 0 | 0 | 0 | 0
2016-05-07 02:00 | 0 | 0 | 0 | 0 | 0 | 37546.1046 | 3244.8611 | 408515 | 0 | 0 | 0 | 0 | 160440.3527 | 0 | 0 | 0 | 0 | 0 | 0 | 0 | 4219827.9096 | 0 | 0 | 0 | 0 | 0 | 0 | 0 | 0 | 0 | 0 | -88743.1518 | 0 | 0 | 0 | 0 | 0 | 0 | 0 | 0 | 0 | -278980.8824 | 0 | 0 | 0 | 0 | 0 | 0 | 0
2016-05-07 03:00 | 0 | 0 | 0 | 0 | 0 | 197060.2694 | 0 | 387298 | 0 | 0 | 0 | 0 | 249183.5045 | 0 | 0 | 0 | 0 | 0 | 0 | 0 | 3940847.0272 | 0 | 0 | 0 | 0 | 0 | 0 | 0 | 0 | 0 | 0 | 88743.1518 | 0 | 0 | 0 | 0 | 0 | 0 | 0 | 0 | 0 | -278980.8824 | 0 | 0 | 0 | 0 | 0 | 0 | 0
2016-05-07 04:00 | 0 | 0 | 0 | 0 | 0 | 175274.2694 | 0 | 365512 | 0 | 0 | 0 | 0 | 337926.6563 | 0 | 0 | 0 | 0 | 0 | 0 | 0 | 3661866.1447 | 0 | 0 | 0 | 0 | 0 | 0 | 0 | 0 | 0 | 0 | 88743.1518 | 0 | 0 | 0 | 0 | 0 | 0 | 0 | 0 | 0 | -278980.8824 | 0 | 0 | 0 | 0 | 0 | 0 | 0
2016-05-07 05:00 | 0 | 0 | 0 | 0 | 0 | 0 | 0 | 346615 | 0 | 0 | 0 | 0 | 270292.5387 | 0 | 0 | 0 | 0 | 0 | 0 | 0 | 3382885.2623 | 0 | 0 | 0 | 0 | 0 | 0 | 0 | 0 | 0 | 0 | -67634.1176 | 0 | 0 | 0 | 0 | 0 | 0 | 0 | 0 | 0 | -278980.8824 | 0 | 0 | 0 | 0 | 0 | 0 | 0
2016-05-07 06:00 | 0 | 0 | 0 | 0 | 0 | 0 | 0 | 332451 | 0 | 0 | 0 | 0 | 181549.3869 | 0 | 0 | 0 | 0 | 0 | 0 | 0 | 3139177.4141 | 0 | 0 | 0 | 0 | 0 | 0 | 0 | 0 | 0 | 0 | -88743.1518 | 0 | 0 | 0 | 0 | 0 | 0 | 0 | 0 | 0 | -243707.8482 | 0 | 0 | 0 | 0 | 0 | 0 | 0
2016-05-07 07:00 | 0 | 0 | 0 | 0 | 0 | 132490.2694 | 0 | 322728 | 0 | 0 | 0 | 0 | 270292.5387 | 0 | 0 | 0 | 0 | 0 | 0 | 0 | 2860196.5316 | 0 | 0 | 0 | 0 | 0 | 0 | 0 | 0 | 0 | 0 | 88743.1518 | 0 | 0 | 0 | 0 | 0 | 0 | 0 | 0 | 0 | -278980.8824 | 0 | 0 | 0 | 0 | 0 | 0 | 0
2016-05-07 08:00 | 0 | 0 | 0 | 0 | 0 | 0 | 0 | 318790 | 0 | 0 | 0 | 0 | 230483.4211 | 0 | 0 | 0 | 0 | 0 | 0 | 0 | 2581215.6492 | 0 | 0 | 0 | 0 | 0 | 0 | 0 | 0 | 0 | 0 | -39809.1176 | 0 | 0 | 0 | 0 | 0 | 0 | 0 | 0 | 0 | -278980.8824 | 0 | 0 | 0 | 0 | 0 | 0 | 0
2016-05-07 09:00 | 0 | 0 | 0 | 0 | 0 | 0 | 0 | 320006 | 0 | 0 | 0 | 0 | 141740.2694 | 0 | 0 | 0 | 0 | 0 | 0 | 0 | 2349952.801 | 0 | 0 | 0 | 0 | 0 | 0 | 0 | 0 | 0 | 0 | -88743.1518 | 0 | 0 | 0 | 0 | 0 | 0 | 0 | 0 | 0 | -231262.8482 | 0 | 0 | 0 | 0 | 0 | 0 | 0
2016-05-07 10:00 | 0 | 0 | 0 | 0 | 0 | 0 | 0 | 324047 | 0 | 0 | 0 | 0 | 52997.1176 | 0 | 0 | 0 | 0 | 0 | 0 | 0 | 2114648.9528 | 0 | 0 | 0 | 0 | 0 | 0 | 0 | 0 | 0 | 0 | -88743.1518 | 0 | 0 | 0 | 0 | 0 | 0 | 0 | 0 | 0 | -235303.8482 | 0 | 0 | 0 | 0 | 0 | 0 | 0
2016-05-07 11:00 | 0 | 0 | 0 | 0 | 0 | 0 | 0 | 331978 | 0 | 0 | 0 | 0 | 0 | 0 | 0 | 0 | 0 | 0 | 0 | 0 | 1835668.0703 | 0 | 0 | 0 | 0 | 0 | 0 | 0 | 0 | 0 | 0 | -52997.1176 | 0 | 0 | 0 | 0 | 0 | 0 | 0 | 0 | 0 | -278980.8824 | 0 | 0 | 0 | 0 | 0 | 0 | 0
2016-05-07 12:00 | 0 | 0 | 0 | 0 | 0 | 370160.0635 | 53448.0494 | 345804 | 0 | 0 | 0 | 0 | 0 | 0 | 0 | 0 | 0 | 0 | 0 | 0 | 1913472.1833 | 0 | 0 | 0 | 0 | 0 | 0 | 0 | 0 | 0 | 0 | 0 | 0 | 0 | 0 | 0 | 0 | 0 | 0 | 0 | 0 | 77804.1129 | 0 | 0 | 0 | 0 | 0 | 0 | 0
2016-05-07 13:00 | 0 | 0 | 0 | 0 | 0 | 0 | 355751.7359 | 360939 | 0 | 0 | 0 | 0 | 0 | 0 | 0 | 0 | 0 | 0 | 0 | 0 | 1908284.9192 | 0 | 0 | 0 | 0 | 0 | 0 | 0 | 0 | 0 | 0 | 0 | 0 | 0 | 0 | 0 | 0 | 0 | 0 | 0 | 0 | -5187.2641 | 0 | 0 | 0 | 0 | 0 | 0 | 0
2016-05-07 14:00 | 0 | 0 | 0 | 0 | 0 | 0 | 560598.8404 | 372679 | 0 | 0 | 0 | 0 | 0 | 0 | 0 | 0 | 0 | 0 | 0 | 0 | 2096204.7596 | 0 | 0 | 0 | 0 | 0 | 0 | 0 | 0 | 0 | 0 | 0 | 0 | 0 | 0 | 0 | 0 | 0 | 0 | 0 | 0 | 187919.8404 | 0 | 0 | 0 | 0 | 0 | 0 | 0
2016-05-07 15:00 | 0 | 0 | 0 | 0 | 0 | 0 | 697727.1747 | 381821 | 0 | 0 | 0 | 0 | 36925.2922 | 0 | 0 | 0 | 0 | 0 | 0 | 0 | 2375185.642 | 0 | 0 | 0 | 0 | 0 | 0 | 0 | 0 | 0 | 0 | 36925.2922 | 0 | 0 | 0 | 0 | 0 | 0 | 0 | 0 | 0 | 278980.8824 | 0 | 0 | 0 | 0 | 0 | 0 | 0
2016-05-07 16:00 | 0 | 0 | 0 | 0 | 0 | 0 | 742187.7674 | 387645 | 0 | 0 | 0 | 0 | 112487.1772 | 0 | 0 | 0 | 0 | 0 | 0 | 0 | 2654166.5245 | 0 | 0 | 0 | 0 | 0 | 0 | 0 | 0 | 0 | 0 | 75561.885 | 0 | 0 | 0 | 0 | 0 | 0 | 0 | 0 | 0 | 278980.8824 | 0 | 0 | 0 | 0 | 0 | 0 | 0
2016-05-07 17:00 | 0 | 0 | 0 | 0 | 0 | 0 | 754561.9506 | 392381 | 0 | 0 | 0 | 0 | 195687.2454 | 0 | 0 | 0 | 0 | 0 | 0 | 0 | 2933147.4069 | 0 | 0 | 0 | 0 | 0 | 0 | 0 | 0 | 0 | 0 | 83200.0681 | 0 | 0 | 0 | 0 | 0 | 0 | 0 | 0 | 0 | 278980.8824 | 0 | 0 | 0 | 0 | 0 | 0 | 0
2016-05-07 18:00 | 0 | 0 | 0 | 0 | 0 | 0 | 754606.5848 | 397613 | 0 | 0 | 0 | 0 | 273699.9477 | 0 | 0 | 0 | 0 | 0 | 0 | 0 | 3212128.2894 | 0 | 0 | 0 | 0 | 0 | 0 | 0 | 0 | 0 | 0 | 78012.7023 | 0 | 0 | 0 | 0 | 0 | 0 | 0 | 0 | 0 | 278980.8824 | 0 | 0 | 0 | 0 | 0 | 0 | 0
2016-05-07 19:00 | 0 | 0 | 0 | 0 | 0 | 0 | 747625.9241 | 403027 | 0 | 0 | 0 | 0 | 339317.9894 | 0 | 0 | 0 | 0 | 0 | 0 | 0 | 3491109.1718 | 0 | 0 | 0 | 0 | 0 | 0 | 0 | 0 | 0 | 0 | 65618.0417 | 0 | 0 | 0 | 0 | 0 | 0 | 0 | 0 | 0 | 278980.8824 | 0 | 0 | 0 | 0 | 0 | 0 | 0
2016-05-07 20:00 | 0 | 0 | 0 | 0 | 0 | 0 | 730758.2513 | 408250 | 0 | 0 | 0 | 0 | 382845.3582 | 0 | 0 | 0 | 0 | 0 | 0 | 0 | 3770090.0542 | 0 | 0 | 0 | 0 | 0 | 0 | 0 | 0 | 0 | 0 | 43527.3689 | 0 | 0 | 0 | 0 | 0 | 0 | 0 | 0 | 0 | 278980.8824 | 0 | 0 | 0 | 0 | 0 | 0 | 0
2016-05-07 21:00 | 0 | 0 | 0 | 0 | 0 | 0 | 691848.8824 | 412868 | 0 | 0 | 0 | 0 | 382845.3582 | 0 | 0 | 0 | 0 | 0 | 0 | 0 | 4049070.9367 | 0 | 0 | 0 | 0 | 0 | 0 | 0 | 0 | 0 | 0 | 0 | 0 | 0 | 0 | 0 | 0 | 0 | 0 | 0 | 0 | 278980.8824 | 0 | 0 | 0 | 0 | 0 | 0 | 0
2016-05-07 22:00 | 0 | 0 | 0 | 0 | 0 | 0 | 680688.1564 | 411596 | 0 | 0 | 0 | 0 | 382845.3582 | 0 | 0 | 0 | 0 | 0 | 0 | 0 | 4318163.0931 | 0 | 0 | 0 | 0 | 0 | 0 | 0 | 0 | 0 | 0 | 0 | 0 | 0 | 0 | 0 | 0 | 0 | 0 | 0 | 0 | 269092.1564 | 0 | 0 | 0 | 0 | 0 | 0 | 0
2016-05-07 23:00 | 0 | 0 | 0 | 0 | 0 | 0 | 579232.3603 | 408324 | 0 | 0 | 0 | 0 | 382845.3582 | 0 | 0 | 0 | 0 | 0 | 0 | 0 | 4489071.4533 | 0 | 0 | 0 | 0 | 0 | 0 | 0 | 0 | 0 | 0 | 0 | 0 | 0 | 0 | 0 | 0 | 0 | 0 | 0 | 0 | 170908.3603 | 0 | 0 | 0 | 0 | 0 | 0 | 0
2016-05-08 | 0 | 0 | 0 | 0 | 0 | 0 | 406716.607 | 407114 | 0 | 0 | 0 | 0 | 354972.6072 | 0 | 0 | 0 | 0 | 0 | 0 | 0 | 4516546.8114 | 0 | 0 | 0 | 0 | 0 | 0 | 0 | 0 | 0 | 0 | -27872.7511 | 0 | 0 | 0 | 0 | 0 | 0 | 0 | 0 | 0 | 27475.3581 | 0 | 0 | 0 | 0 | 0 | 0 | 0
2016-05-08 01:00 | 0 | 0 | 0 | 0 | 0 | 0 | 123586.6582 | 405342 | 0 | 0 | 0 | 0 | 266229.4554 | 0 | 0 | 0 | 0 | 0 | 0 | 0 | 4323534.6214 | 0 | 0 | 0 | 0 | 0 | 0 | 0 | 0 | 0 | 0 | -88743.1518 | 0 | 0 | 0 | 0 | 0 | 0 | 0 | 0 | 0 | -193012.19 | 0 | 0 | 0 | 0 | 0 | 0 | 0
2016-05-08 02:00 | 0 | 0 | 0 | 0 | 0 | 527829.1158 | 5411.6539 | 393060 | 0 | 0 | 0 | 0 | 177486.3036 | 0 | 0 | 0 | 0 | 0 | 0 | 0 | 4552458.5428 | 0 | 0 | 0 | 0 | 0 | 0 | 0 | 0 | 0 | 0 | -88743.1518 | 0 | 0 | 0 | 0 | 0 | 0 | 0 | 0 | 0 | 228923.9215 | 0 | 0 | 0 | 0 | 0 | 0 | 0
2016-05-08 03:00 | 0 | 0 | 0 | 0 | 0 | 183891.2694 | 0 | 374129 | 0 | 0 | 0 | 0 | 266229.4554 | 0 | 0 | 0 | 0 | 0 | 0 | 0 | 4273477.6604 | 0 | 0 | 0 | 0 | 0 | 0 | 0 | 0 | 0 | 0 | 88743.1518 | 0 | 0 | 0 | 0 | 0 | 0 | 0 | 0 | 0 | -278980.8824 | 0 | 0 | 0 | 0 | 0 | 0 | 0
2016-05-08 04:00 | 0 | 0 | 0 | 0 | 0 | 0 | 0 | 355169 | 0 | 0 | 0 | 0 | 177486.3036 | 0 | 0 | 0 | 0 | 0 | 0 | 0 | 4007051.8122 | 0 | 0 | 0 | 0 | 0 | 0 | 0 | 0 | 0 | 0 | -88743.1518 | 0 | 0 | 0 | 0 | 0 | 0 | 0 | 0 | 0 | -266425.8482 | 0 | 0 | 0 | 0 | 0 | 0 | 0
2016-05-08 05:00 | 0 | 0 | 0 | 0 | 0 | 148187.2694 | 0 | 338425 | 0 | 0 | 0 | 0 | 266229.4554 | 0 | 0 | 0 | 0 | 0 | 0 | 0 | 3728070.9298 | 0 | 0 | 0 | 0 | 0 | 0 | 0 | 0 | 0 | 0 | 88743.1518 | 0 | 0 | 0 | 0 | 0 | 0 | 0 | 0 | 0 | -278980.8824 | 0 | 0 | 0 | 0 | 0 | 0 | 0
2016-05-08 06:00 | 0 | 0 | 0 | 0 | 0 | 0 | 0 | 323847 | 0 | 0 | 0 | 0 | 177486.3036 | 0 | 0 | 0 | 0 | 0 | 0 | 0 | 3492967.0816 | 0 | 0 | 0 | 0 | 0 | 0 | 0 | 0 | 0 | 0 | -88743.1518 | 0 | 0 | 0 | 0 | 0 | 0 | 0 | 0 | 0 | -235103.8482 | 0 | 0 | 0 | 0 | 0 | 0 | 0
2016-05-08 07:00 | 0 | 0 | 0 | 0 | 0 | 0 | 0 | 314294 | 0 | 0 | 0 | 0 | 88743.1518 | 0 | 0 | 0 | 0 | 0 | 0 | 0 | 3267416.2334 | 0 | 0 | 0 | 0 | 0 | 0 | 0 | 0 | 0 | 0 | -88743.1518 | 0 | 0 | 0 | 0 | 0 | 0 | 0 | 0 | 0 | -225550.8482 | 0 | 0 | 0 | 0 | 0 | 0 | 0
2016-05-08 08:00 | 0 | 0 | 0 | 0 | 0 | 119229.2694 | 0 | 309467 | 0 | 0 | 0 | 0 | 177486.3036 | 0 | 0 | 0 | 0 | 0 | 0 | 0 | 2988435.3509 | 0 | 0 | 0 | 0 | 0 | 0 | 0 | 0 | 0 | 0 | 88743.1518 | 0 | 0 | 0 | 0 | 0 | 0 | 0 | 0 | 0 | -278980.8824 | 0 | 0 | 0 | 0 | 0 | 0 | 0
2016-05-08 09:00 | 0 | 0 | 0 | 0 | 0 | 118866.2694 | 0 | 309104 | 0 | 0 | 0 | 0 | 266229.4554 | 0 | 0 | 0 | 0 | 0 | 0 | 0 | 2709454.4685 | 0 | 0 | 0 | 0 | 0 | 0 | 0 | 0 | 0 | 0 | 88743.1518 | 0 | 0 | 0 | 0 | 0 | 0 | 0 | 0 | 0 | -278980.8824 | 0 | 0 | 0 | 0 | 0 | 0 | 0
2016-05-08 10:00 | 0 | 0 | 0 | 0 | 0 | 0 | 0 | 310431 | 0 | 0 | 0 | 0 | 177486.3036 | 0 | 0 | 0 | 0 | 0 | 0 | 0 | 2487766.6203 | 0 | 0 | 0 | 0 | 0 | 0 | 0 | 0 | 0 | 0 | -88743.1518 | 0 | 0 | 0 | 0 | 0 | 0 | 0 | 0 | 0 | -221687.8482 | 0 | 0 | 0 | 0 | 0 | 0 | 0
2016-05-08 11:00 | 0 | 0 | 0 | 0 | 0 | 0 | 0 | 316560 | 0 | 0 | 0 | 0 | 88743.1518 | 0 | 0 | 0 | 0 | 0 | 0 | 0 | 2259949.7721 | 0 | 0 | 0 | 0 | 0 | 0 | 0 | 0 | 0 | 0 | -88743.1518 | 0 | 0 | 0 | 0 | 0 | 0 | 0 | 0 | 0 | -227816.8482 | 0 | 0 | 0 | 0 | 0 | 0 | 0
2016-05-08 12:00 | 0 | 0 | 0 | 0 | 0 | 0 | 48522.1595 | 330585 | 0 | 0 | 0 | 0 | 0 | 0 | 0 | 0 | 0 | 0 | 0 | 0 | 2066630.0834 | 0 | 0 | 0 | 0 | 0 | 0 | 0 | 0 | 0 | 0 | -88743.1518 | 0 | 0 | 0 | 0 | 0 | 0 | 0 | 0 | 0 | -193319.6887 | 0 | 0 | 0 | 0 | 0 | 0 | 0
2016-05-08 13:00 | 0 | 0 | 0 | 0 | 0 | 0 | 351184.9839 | 347778 | 0 | 0 | 0 | 0 | 0 | 0 | 0 | 0 | 0 | 0 | 0 | 0 | 2070037.0673 | 0 | 0 | 0 | 0 | 0 | 0 | 0 | 0 | 0 | 0 | 0 | 0 | 0 | 0 | 0 | 0 | 0 | 0 | 0 | 0 | 3406.9839 | 0 | 0 | 0 | 0 | 0 | 0 | 0
2016-05-08 14:00 | 0 | 0 | 0 | 0 | 0 | 0 | 565510.5735 | 361514 | 0 | 0 | 0 | 0 | 0 | 0 | 0 | 0 | 0 | 0 | 0 | 0 | 2274033.6408 | 0 | 0 | 0 | 0 | 0 | 0 | 0 | 0 | 0 | 0 | 0 | 0 | 0 | 0 | 0 | 0 | 0 | 0 | 0 | 0 | 203996.5735 | 0 | 0 | 0 | 0 | 0 | 0 | 0
2016-05-08 15:00 | 0 | 0 | 0 | 0 | 0 | 0 | 650072.8824 | 371092 | 0 | 0 | 0 | 0 | 0 | 0 | 0 | 0 | 0 | 0 | 0 | 0 | 2553014.5232 | 0 | 0 | 0 | 0 | 0 | 0 | 0 | 0 | 0 | 0 | 0 | 0 | 0 | 0 | 0 | 0 | 0 | 0 | 0 | 0 | 278980.8824 | 0 | 0 | 0 | 0 | 0 | 0 | 0
2016-05-08 16:00 | 0 | 0 | 0 | 0 | 0 | 0 | 745934.0342 | 378210 | 0 | 0 | 0 | 0 | 88743.1518 | 0 | 0 | 0 | 0 | 0 | 0 | 0 | 2831995.4057 | 0 | 0 | 0 | 0 | 0 | 0 | 0 | 0 | 0 | 0 | 88743.1518 | 0 | 0 | 0 | 0 | 0 | 0 | 0 | 0 | 0 | 278980.8824 | 0 | 0 | 0 | 0 | 0 | 0 | 0
2016-05-08 17:00 | 0 | 0 | 0 | 0 | 0 | 0 | 753108.0342 | 385384 | 0 | 0 | 0 | 0 | 177486.3036 | 0 | 0 | 0 | 0 | 0 | 0 | 0 | 3110976.2881 | 0 | 0 | 0 | 0 | 0 | 0 | 0 | 0 | 0 | 0 | 88743.1518 | 0 | 0 | 0 | 0 | 0 | 0 | 0 | 0 | 0 | 278980.8824 | 0 | 0 | 0 | 0 | 0 | 0 | 0
2016-05-08 18:00 | 0 | 0 | 0 | 0 | 0 | 0 | 758184.0342 | 390460 | 0 | 0 | 0 | 0 | 266229.4554 | 0 | 0 | 0 | 0 | 0 | 0 | 0 | 3389957.1705 | 0 | 0 | 0 | 0 | 0 | 0 | 0 | 0 | 0 | 0 | 88743.1518 | 0 | 0 | 0 | 0 | 0 | 0 | 0 | 0 | 0 | 278980.8824 | 0 | 0 | 0 | 0 | 0 | 0 | 0
2016-05-08 19:00 | 0 | 0 | 0 | 0 | 0 | 0 | 759514.0405 | 394844 | 0 | 0 | 0 | 0 | 351918.6134 | 0 | 0 | 0 | 0 | 0 | 0 | 0 | 3668938.053 | 0 | 0 | 0 | 0 | 0 | 0 | 0 | 0 | 0 | 0 | 85689.158 | 0 | 0 | 0 | 0 | 0 | 0 | 0 | 0 | 0 | 278980.8824 | 0 | 0 | 0 | 0 | 0 | 0 | 0
2016-05-08 20:00 | 0 | 0 | 0 | 0 | 0 | 0 | 709639.6273 | 399732 | 0 | 0 | 0 | 0 | 382845.3582 | 0 | 0 | 0 | 0 | 0 | 0 | 0 | 3947918.9354 | 0 | 0 | 0 | 0 | 0 | 0 | 0 | 0 | 0 | 0 | 30926.7448 | 0 | 0 | 0 | 0 | 0 | 0 | 0 | 0 | 0 | 278980.8824 | 0 | 0 | 0 | 0 | 0 | 0 | 0
2016-05-08 21:00 | 0 | 0 | 0 | 0 | 0 | 0 | 682836.8824 | 403856 | 0 | 0 | 0 | 0 | 382845.3582 | 0 | 0 | 0 | 0 | 0 | 0 | 0 | 4226899.8179 | 0 | 0 | 0 | 0 | 0 | 0 | 0 | 0 | 0 | 0 | 0 | 0 | 0 | 0 | 0 | 0 | 0 | 0 | 0 | 0 | 278980.8824 | 0 | 0 | 0 | 0 | 0 | 0 | 0
2016-05-08 22:00 | 0 | 0 | 0 | 0 | 0 | 0 | 668102.5395 | 405261 | 0 | 0 | 0 | 0 | 382845.3582 | 0 | 0 | 0 | 0 | 0 | 0 | 0 | 4489741.3574 | 0 | 0 | 0 | 0 | 0 | 0 | 0 | 0 | 0 | 0 | 0 | 0 | 0 | 0 | 0 | 0 | 0 | 0 | 0 | 0 | 262841.5395 | 0 | 0 | 0 | 0 | 0 | 0 | 0
2016-05-08 23:00 | 0 | 0 | 0 | 0 | 0 | 0 | 566545.502 | 404452 | 0 | 0 | 0 | 0 | 382845.3582 | 0 | 0 | 0 | 0 | 0 | 0 | 0 | 4651834.8594 | 0 | 0 | 0 | 0 | 0 | 0 | 0 | 0 | 0 | 0 | 0 | 0 | 0 | 0 | 0 | 0 | 0 | 0 | 0 | 0 | 162093.502 | 0 | 0 | 0 | 0 | 0 | 0 | 0
2016-05-09 | 0 | 0 | 0 | 0 | 0 | 0 | 407184.2134 | 408354 | 0 | 0 | 0 | 0 | 294102.2064 | 0 | 0 | 0 | 0 | 0 | 0 | 0 | 4739408.2246 | 0 | 0 | 0 | 0 | 0 | 0 | 0 | 0 | 0 | 0 | -88743.1518 | 0 | 0 | 0 | 0 | 0 | 0 | 0 | 0 | 0 | 87573.3652 | 0 | 0 | 0 | 0 | 0 | 0 | 0
2016-05-09 01:00 | 0 | 0 | 0 | 0 | 0 | 0 | 151736.4296 | 410942 | 0 | 0 | 0 | 0 | 205359.0546 | 0 | 0 | 0 | 0 | 0 | 0 | 0 | 4568945.806 | 0 | 0 | 0 | 0 | 0 | 0 | 0 | 0 | 0 | 0 | -88743.1518 | 0 | 0 | 0 | 0 | 0 | 0 | 0 | 0 | 0 | -170462.4186 | 0 | 0 | 0 | 0 | 0 | 0 | 0
2016-05-09 02:00 | 0 | 0 | 0 | 0 | 0 | 688014.8896 | 8471.5464 | 398272 | 0 | 0 | 0 | 0 | 294102.2064 | 0 | 0 | 0 | 0 | 0 | 0 | 0 | 4778417.0901 | 0 | 0 | 0 | 0 | 0 | 0 | 0 | 0 | 0 | 0 | 88743.1518 | 0 | 0 | 0 | 0 | 0 | 0 | 0 | 0 | 0 | 209471.2841 | 0 | 0 | 0 | 0 | 0 | 0 | 0
2016-05-09 03:00 | 0 | 0 | 0 | 0 | 0 | 186496.2694 | 0 | 376734 | 0 | 0 | 0 | 0 | 382845.3582 | 0 | 0 | 0 | 0 | 0 | 0 | 0 | 4499436.2077 | 0 | 0 | 0 | 0 | 0 | 0 | 0 | 0 | 0 | 0 | 88743.1518 | 0 | 0 | 0 | 0 | 0 | 0 | 0 | 0 | 0 | -278980.8824 | 0 | 0 | 0 | 0 | 0 | 0 | 0
2016-05-09 04:00 | 0 | 0 | 0 | 0 | 0 | 0 | 0 | 356149 | 0 | 0 | 0 | 0 | 294102.2064 | 0 | 0 | 0 | 0 | 0 | 0 | 0 | 4232030.3595 | 0 | 0 | 0 | 0 | 0 | 0 | 0 | 0 | 0 | 0 | -88743.1518 | 0 | 0 | 0 | 0 | 0 | 0 | 0 | 0 | 0 | -267405.8482 | 0 | 0 | 0 | 0 | 0 | 0 | 0
2016-05-09 05:00 | 0 | 0 | 0 | 0 | 0 | 148975.2694 | 0 | 339213 | 0 | 0 | 0 | 0 | 382845.3582 | 0 | 0 | 0 | 0 | 0 | 0 | 0 | 3953049.477 | 0 | 0 | 0 | 0 | 0 | 0 | 0 | 0 | 0 | 0 | 88743.1518 | 0 | 0 | 0 | 0 | 0 | 0 | 0 | 0 | 0 | -278980.8824 | 0 | 0 | 0 | 0 | 0 | 0 | 0
2016-05-09 06:00 | 0 | 0 | 0 | 0 | 0 | 0 | 0 | 326866 | 0 | 0 | 0 | 0 | 294102.2064 | 0 | 0 | 0 | 0 | 0 | 0 | 0 | 3714926.6288 | 0 | 0 | 0 | 0 | 0 | 0 | 0 | 0 | 0 | 0 | -88743.1518 | 0 | 0 | 0 | 0 | 0 | 0 | 0 | 0 | 0 | -238122.8482 | 0 | 0 | 0 | 0 | 0 | 0 | 0
2016-05-09 07:00 | 0 | 0 | 0 | 0 | 0 | 0 | 0 | 319749 | 0 | 0 | 0 | 0 | 205359.0546 | 0 | 0 | 0 | 0 | 0 | 0 | 0 | 3483920.7806 | 0 | 0 | 0 | 0 | 0 | 0 | 0 | 0 | 0 | 0 | -88743.1518 | 0 | 0 | 0 | 0 | 0 | 0 | 0 | 0 | 0 | -231005.8482 | 0 | 0 | 0 | 0 | 0 | 0 | 0
2016-05-09 08:00 | 0 | 0 | 0 | 0 | 0 | 0 | 0 | 319811 | 0 | 0 | 0 | 0 | 116615.9029 | 0 | 0 | 0 | 0 | 0 | 0 | 0 | 3252852.9324 | 0 | 0 | 0 | 0 | 0 | 0 | 0 | 0 | 0 | 0 | -88743.1518 | 0 | 0 | 0 | 0 | 0 | 0 | 0 | 0 | 0 | -231067.8482 | 0 | 0 | 0 | 0 | 0 | 0 | 0
2016-05-09 09:00 | 0 | 0 | 0 | 0 | 0 | 140098.2694 | 0 | 330336 | 0 | 0 | 0 | 0 | 205359.0546 | 0 | 0 | 0 | 0 | 0 | 0 | 0 | 2973872.05 | 0 | 0 | 0 | 0 | 0 | 0 | 0 | 0 | 0 | 0 | 88743.1518 | 0 | 0 | 0 | 0 | 0 | 0 | 0 | 0 | 0 | -278980.8824 | 0 | 0 | 0 | 0 | 0 | 0 | 0
2016-05-09 10:00 | 0 | 0 | 0 | 0 | 0 | 0 | 0 | 354415 | 0 | 0 | 0 | 0 | 116615.9029 | 0 | 0 | 0 | 0 | 0 | 0 | 0 | 2708200.2018 | 0 | 0 | 0 | 0 | 0 | 0 | 0 | 0 | 0 | 0 | -88743.1518 | 0 | 0 | 0 | 0 | 0 | 0 | 0 | 0 | 0 | -265671.8482 | 0 | 0 | 0 | 0 | 0 | 0 | 0
2016-05-09 11:00 | 0 | 0 | 0 | 0 | 0 | 546829.4945 | 0 | 378910 | 0 | 0 | 0 | 0 | 59068.8428 | 0 | 0 | 0 | 0 | 0 | 0 | 0 | 2933666.7564 | 0 | 0 | 0 | 0 | 0 | 0 | 0 | 0 | 0 | 0 | -57547.0601 | 0 | 0 | 0 | 0 | 0 | 0 | 0 | 0 | 0 | 225466.5546 | 0 | 0 | 0 | 0 | 0 | 0 | 0
2016-05-09 12:00 | 0 | 0 | 0 | 0 | 0 | 0 | 57253.2748 | 395303 | 0 | 0 | 0 | 0 | 0 | 0 | 0 | 0 | 0 | 0 | 0 | 0 | 2654685.8739 | 0 | 0 | 0 | 0 | 0 | 0 | 0 | 0 | 0 | 0 | -59068.8428 | 0 | 0 | 0 | 0 | 0 | 0 | 0 | 0 | 0 | -278980.8824 | 0 | 0 | 0 | 0 | 0 | 0 | 0
2016-05-09 13:00 | 0 | 0 | 0 | 0 | 0 | 0 | 397433.1459 | 408599 | 0 | 0 | 0 | 0 | 0 | 0 | 0 | 0 | 0 | 0 | 0 | 0 | 2643520.0198 | 0 | 0 | 0 | 0 | 0 | 0 | 0 | 0 | 0 | 0 | 0 | 0 | 0 | 0 | 0 | 0 | 0 | 0 | 0 | 0 | -11165.8541 | 0 | 0 | 0 | 0 | 0 | 0 | 0
2016-05-09 14:00 | 0 | 0 | 0 | 0 | 0 | 0 | 663986.7987 | 421708 | 0 | 0 | 0 | 0 | 0 | 0 | 0 | 0 | 0 | 0 | 0 | 0 | 2885798.8185 | 0 | 0 | 0 | 0 | 0 | 0 | 0 | 0 | 0 | 0 | 0 | 0 | 0 | 0 | 0 | 0 | 0 | 0 | 0 | 0 | 242278.7987 | 0 | 0 | 0 | 0 | 0 | 0 | 0
2016-05-09 15:00 | 0 | 0 | 0 | 0 | 0 | 0 | 800471.0342 | 432747 | 0 | 0 | 0 | 0 | 88743.1518 | 0 | 0 | 0 | 0 | 0 | 0 | 0 | 3164779.701 | 0 | 0 | 0 | 0 | 0 | 0 | 0 | 0 | 0 | 0 | 88743.1518 | 0 | 0 | 0 | 0 | 0 | 0 | 0 | 0 | 0 | 278980.8824 | 0 | 0 | 0 | 0 | 0 | 0 | 0
2016-05-09 16:00 | 0 | 0 | 0 | 0 | 0 | 0 | 808863.0342 | 441139 | 0 | 0 | 0 | 0 | 177486.3036 | 0 | 0 | 0 | 0 | 0 | 0 | 0 | 3443760.5834 | 0 | 0 | 0 | 0 | 0 | 0 | 0 | 0 | 0 | 0 | 88743.1518 | 0 | 0 | 0 | 0 | 0 | 0 | 0 | 0 | 0 | 278980.8824 | 0 | 0 | 0 | 0 | 0 | 0 | 0
2016-05-09 17:00 | 0 | 0 | 0 | 0 | 0 | 0 | 817130.0342 | 449406 | 0 | 0 | 0 | 0 | 266229.4554 | 0 | 0 | 0 | 0 | 0 | 0 | 0 | 3722741.4659 | 0 | 0 | 0 | 0 | 0 | 0 | 0 | 0 | 0 | 0 | 88743.1518 | 0 | 0 | 0 | 0 | 0 | 0 | 0 | 0 | 0 | 278980.8824 | 0 | 0 | 0 | 0 | 0 | 0 | 0
2016-05-09 18:00 | 0 | 0 | 0 | 0 | 0 | 0 | 822338.0342 | 454614 | 0 | 0 | 0 | 0 | 354972.6072 | 0 | 0 | 0 | 0 | 0 | 0 | 0 | 4001722.3483 | 0 | 0 | 0 | 0 | 0 | 0 | 0 | 0 | 0 | 0 | 88743.1518 | 0 | 0 | 0 | 0 | 0 | 0 | 0 | 0 | 0 | 278980.8824 | 0 | 0 | 0 | 0 | 0 | 0 | 0
2016-05-09 19:00 | 0 | 0 | 0 | 0 | 0 | 0 | 648297.7306 | 458060 | 0 | 0 | 0 | 0 | 266229.4554 | 0 | 0 | 0 | 0 | 0 | 0 | 0 | 4280703.2307 | 0 | 0 | 0 | 0 | 0 | 0 | 0 | 0 | 0 | 0 | -88743.1518 | 0 | 0 | 0 | 0 | 0 | 0 | 0 | 0 | 0 | 278980.8824 | 0 | 0 | 0 | 0 | 0 | 0 | 0
2016-05-09 20:00 | 0 | 0 | 0 | 0 | 0 | 0 | 828205.0342 | 460481 | 0 | 0 | 0 | 0 | 354972.6072 | 0 | 0 | 0 | 0 | 0 | 0 | 0 | 4559684.1132 | 0 | 0 | 0 | 0 | 0 | 0 | 0 | 0 | 0 | 0 | 88743.1518 | 0 | 0 | 0 | 0 | 0 | 0 | 0 | 0 | 0 | 278980.8824 | 0 | 0 | 0 | 0 | 0 | 0 | 0
2016-05-09 21:00 | 0 | 0 | 0 | 0 | 0 | 0 | 769181.6335 | 462328 | 0 | 0 | 0 | 0 | 382845.3582 | 0 | 0 | 0 | 0 | 0 | 0 | 0 | 4838664.9956 | 0 | 0 | 0 | 0 | 0 | 0 | 0 | 0 | 0 | 0 | 27872.7511 | 0 | 0 | 0 | 0 | 0 | 0 | 0 | 0 | 0 | 278980.8824 | 0 | 0 | 0 | 0 | 0 | 0 | 0
2016-05-09 22:00 | 0 | 0 | 0 | 0 | 0 | 0 | 740403.8824 | 461423 | 0 | 0 | 0 | 0 | 382845.3582 | 0 | 0 | 0 | 0 | 0 | 0 | 0 | 5117645.8781 | 0 | 0 | 0 | 0 | 0 | 0 | 0 | 0 | 0 | 0 | 0 | 0 | 0 | 0 | 0 | 0 | 0 | 0 | 0 | 0 | 278980.8824 | 0 | 0 | 0 | 0 | 0 | 0 | 0
2016-05-09 23:00 | 0 | 0 | 0 | 0 | 0 | 0 | 737954.8824 | 458974 | 0 | 0 | 0 | 0 | 382845.3582 | 0 | 0 | 0 | 0 | 0 | 0 | 0 | 5396626.7605 | 0 | 0 | 0 | 0 | 0 | 0 | 0 | 0 | 0 | 0 | 0 | 0 | 0 | 0 | 0 | 0 | 0 | 0 | 0 | 0 | 278980.8824 | 0 | 0 | 0 | 0 | 0 | 0 | 0
2016-05-10 | 0 | 0 | 0 | 0 | 0 | 0 | 614410.1144 | 460125 | 0 | 0 | 0 | 0 | 382845.3582 | 0 | 0 | 0 | 0 | 0 | 0 | 0 | 5550911.8749 | 0 | 0 | 0 | 0 | 0 | 0 | 0 | 0 | 0 | 0 | 0 | 0 | 0 | 0 | 0 | 0 | 0 | 0 | 0 | 0 | 154285.1144 | 0 | 0 | 0 | 0 | 0 | 0 | 0
2016-05-10 01:00 | 0 | 0 | 0 | 0 | 0 | 0 | 276883.6697 | 454568 | 0 | 0 | 0 | 0 | 382845.3582 | 0 | 0 | 0 | 0 | 0 | 0 | 0 | 5373227.5445 | 0 | 0 | 0 | 0 | 0 | 0 | 0 | 0 | 0 | 0 | 0 | 0 | 0 | 0 | 0 | 0 | 0 | 0 | 0 | 0 | -177684.3303 | 0 | 0 | 0 | 0 | 0 | 0 | 0
2016-05-10 02:00 | 0 | 0 | 0 | 0 | 0 | 91583.5368 | 10715.7613 | 433819 | 0 | 0 | 0 | 0 | 330306.5387 | 0 | 0 | 0 | 0 | 0 | 0 | 0 | 5094246.6621 | 0 | 0 | 0 | 0 | 0 | 0 | 0 | 0 | 0 | 0 | -52538.8195 | 0 | 0 | 0 | 0 | 0 | 0 | 0 | 0 | 0 | -278980.8824 | 0 | 0 | 0 | 0 | 0 | 0 | 0
2016-05-10 03:00 | 0 | 0 | 0 | 0 | 0 | 38809.9658 | 0 | 406534 | 0 | 0 | 0 | 0 | 241563.3869 | 0 | 0 | 0 | 0 | 0 | 0 | 0 | 4815265.7797 | 0 | 0 | 0 | 0 | 0 | 0 | 0 | 0 | 0 | 0 | -88743.1518 | 0 | 0 | 0 | 0 | 0 | 0 | 0 | 0 | 0 | -278980.8824 | 0 | 0 | 0 | 0 | 0 | 0 | 0
2016-05-10 04:00 | 0 | 0 | 0 | 0 | 0 | 192846.2694 | 0 | 383084 | 0 | 0 | 0 | 0 | 330306.5387 | 0 | 0 | 0 | 0 | 0 | 0 | 0 | 4536284.8972 | 0 | 0 | 0 | 0 | 0 | 0 | 0 | 0 | 0 | 0 | 88743.1518 | 0 | 0 | 0 | 0 | 0 | 0 | 0 | 0 | 0 | -278980.8824 | 0 | 0 | 0 | 0 | 0 | 0 | 0
2016-05-10 05:00 | 0 | 0 | 0 | 0 | 0 | 0 | 0 | 362448 | 0 | 0 | 0 | 0 | 246839.4211 | 0 | 0 | 0 | 0 | 0 | 0 | 0 | 4257304.0148 | 0 | 0 | 0 | 0 | 0 | 0 | 0 | 0 | 0 | 0 | -83467.1176 | 0 | 0 | 0 | 0 | 0 | 0 | 0 | 0 | 0 | -278980.8824 | 0 | 0 | 0 | 0 | 0 | 0 | 0
2016-05-10 06:00 | 0 | 0 | 0 | 0 | 0 | 0 | 0 | 348334 | 0 | 0 | 0 | 0 | 177486.3036 | 0 | 0 | 0 | 0 | 0 | 0 | 0 | 3978323.1323 | 0 | 0 | 0 | 0 | 0 | 0 | 0 | 0 | 0 | 0 | -69353.1176 | 0 | 0 | 0 | 0 | 0 | 0 | 0 | 0 | 0 | -278980.8824 | 0 | 0 | 0 | 0 | 0 | 0 | 0
2016-05-10 07:00 | 0 | 0 | 0 | 0 | 0 | 0 | 0 | 339313 | 0 | 0 | 0 | 0 | 88743.1518 | 0 | 0 | 0 | 0 | 0 | 0 | 0 | 3727753.2841 | 0 | 0 | 0 | 0 | 0 | 0 | 0 | 0 | 0 | 0 | -88743.1518 | 0 | 0 | 0 | 0 | 0 | 0 | 0 | 0 | 0 | -250569.8482 | 0 | 0 | 0 | 0 | 0 | 0 | 0
2016-05-10 08:00 | 0 | 0 | 0 | 0 | 0 | 0 | 0 | 337125 | 0 | 0 | 0 | 0 | 0 | 0 | 0 | 0 | 0 | 0 | 0 | 0 | 3479371.4359 | 0 | 0 | 0 | 0 | 0 | 0 | 0 | 0 | 0 | 0 | -88743.1518 | 0 | 0 | 0 | 0 | 0 | 0 | 0 | 0 | 0 | -248381.8482 | 0 | 0 | 0 | 0 | 0 | 0 | 0
2016-05-10 09:00 | 0 | 0 | 0 | 0 | 0 | 154678.2694 | 0 | 344916 | 0 | 0 | 0 | 0 | 88743.1518 | 0 | 0 | 0 | 0 | 0 | 0 | 0 | 3200390.5535 | 0 | 0 | 0 | 0 | 0 | 0 | 0 | 0 | 0 | 0 | 88743.1518 | 0 | 0 | 0 | 0 | 0 | 0 | 0 | 0 | 0 | -278980.8824 | 0 | 0 | 0 | 0 | 0 | 0 | 0
2016-05-10 10:00 | 0 | 0 | 0 | 0 | 0 | 0 | 0 | 366983 | 0 | 0 | 0 | 0 | 0 | 0 | 0 | 0 | 0 | 0 | 0 | 0 | 2922150.7053 | 0 | 0 | 0 | 0 | 0 | 0 | 0 | 0 | 0 | 0 | -88743.1518 | 0 | 0 | 0 | 0 | 0 | 0 | 0 | 0 | 0 | -278239.8482 | 0 | 0 | 0 | 0 | 0 | 0 | 0
2016-05-10 11:00 | 0 | 0 | 0 | 0 | 0 | 110678.1176 | 0 | 389659 | 0 | 0 | 0 | 0 | 0 | 0 | 0 | 0 | 0 | 0 | 0 | 0 | 2643169.8228 | 0 | 0 | 0 | 0 | 0 | 0 | 0 | 0 | 0 | 0 | 0 | 0 | 0 | 0 | 0 | 0 | 0 | 0 | 0 | 0 | -278980.8824 | 0 | 0 | 0 | 0 | 0 | 0 | 0
2016-05-10 12:00 | 0 | 0 | 0 | 0 | 0 | 341088.8444 | 49989.6022 | 404419 | 0 | 0 | 0 | 0 | 0 | 0 | 0 | 0 | 0 | 0 | 0 | 0 | 2629829.2695 | 0 | 0 | 0 | 0 | 0 | 0 | 0 | 0 | 0 | 0 | 0 | 0 | 0 | 0 | 0 | 0 | 0 | 0 | 0 | 0 | -13340.5533 | 0 | 0 | 0 | 0 | 0 | 0 | 0
2016-05-10 13:00 | 0 | 0 | 0 | 0 | 0 | 0 | 449577.1717 | 419261 | 0 | 0 | 0 | 0 | 0 | 0 | 0 | 0 | 0 | 0 | 0 | 0 | 2660145.4412 | 0 | 0 | 0 | 0 | 0 | 0 | 0 | 0 | 0 | 0 | 0 | 0 | 0 | 0 | 0 | 0 | 0 | 0 | 0 | 0 | 30316.1717 | 0 | 0 | 0 | 0 | 0 | 0 | 0
2016-05-10 14:00 | 0 | 0 | 0 | 0 | 0 | 0 | 711444.6086 | 434066 | 0 | 0 | 0 | 0 | 0 | 0 | 0 | 0 | 0 | 0 | 0 | 0 | 2937524.0498 | 0 | 0 | 0 | 0 | 0 | 0 | 0 | 0 | 0 | 0 | 0 | 0 | 0 | 0 | 0 | 0 | 0 | 0 | 0 | 0 | 277378.6086 | 0 | 0 | 0 | 0 | 0 | 0 | 0
2016-05-10 15:00 | 0 | 0 | 0 | 0 | 0 | 0 | 814265.0342 | 446541 | 0 | 0 | 0 | 0 | 88743.1518 | 0 | 0 | 0 | 0 | 0 | 0 | 0 | 3216504.9322 | 0 | 0 | 0 | 0 | 0 | 0 | 0 | 0 | 0 | 0 | 88743.1518 | 0 | 0 | 0 | 0 | 0 | 0 | 0 | 0 | 0 | 278980.8824 | 0 | 0 | 0 | 0 | 0 | 0 | 0
2016-05-10 16:00 | 0 | 0 | 0 | 0 | 0 | 0 | 824032.0342 | 456308 | 0 | 0 | 0 | 0 | 177486.3036 | 0 | 0 | 0 | 0 | 0 | 0 | 0 | 3495485.8147 | 0 | 0 | 0 | 0 | 0 | 0 | 0 | 0 | 0 | 0 | 88743.1518 | 0 | 0 | 0 | 0 | 0 | 0 | 0 | 0 | 0 | 278980.8824 | 0 | 0 | 0 | 0 | 0 | 0 | 0
2016-05-10 17:00 | 0 | 0 | 0 | 0 | 0 | 0 | 833644.0342 | 465920 | 0 | 0 | 0 | 0 | 266229.4554 | 0 | 0 | 0 | 0 | 0 | 0 | 0 | 3774466.6971 | 0 | 0 | 0 | 0 | 0 | 0 | 0 | 0 | 0 | 0 | 88743.1518 | 0 | 0 | 0 | 0 | 0 | 0 | 0 | 0 | 0 | 278980.8824 | 0 | 0 | 0 | 0 | 0 | 0 | 0
2016-05-10 18:00 | 0 | 0 | 0 | 0 | 0 | 0 | 840227.0342 | 472503 | 0 | 0 | 0 | 0 | 354972.6072 | 0 | 0 | 0 | 0 | 0 | 0 | 0 | 4053447.5795 | 0 | 0 | 0 | 0 | 0 | 0 | 0 | 0 | 0 | 0 | 88743.1518 | 0 | 0 | 0 | 0 | 0 | 0 | 0 | 0 | 0 | 278980.8824 | 0 | 0 | 0 | 0 | 0 | 0 | 0
2016-05-10 19:00 | 0 | 0 | 0 | 0 | 0 | 0 | 672710.7306 | 482473 | 0 | 0 | 0 | 0 | 266229.4554 | 0 | 0 | 0 | 0 | 0 | 0 | 0 | 4332428.462 | 0 | 0 | 0 | 0 | 0 | 0 | 0 | 0 | 0 | 0 | -88743.1518 | 0 | 0 | 0 | 0 | 0 | 0 | 0 | 0 | 0 | 278980.8824 | 0 | 0 | 0 | 0 | 0 | 0 | 0
2016-05-10 20:00 | 0 | 0 | 0 | 0 | 0 | 0 | 854807.0342 | 487083 | 0 | 0 | 0 | 0 | 354972.6072 | 0 | 0 | 0 | 0 | 0 | 0 | 0 | 4611409.3444 | 0 | 0 | 0 | 0 | 0 | 0 | 0 | 0 | 0 | 0 | 88743.1518 | 0 | 0 | 0 | 0 | 0 | 0 | 0 | 0 | 0 | 278980.8824 | 0 | 0 | 0 | 0 | 0 | 0 | 0
2016-05-10 21:00 | 0 | 0 | 0 | 0 | 0 | 0 | 798015.6335 | 491162 | 0 | 0 | 0 | 0 | 382845.3582 | 0 | 0 | 0 | 0 | 0 | 0 | 0 | 4890390.2269 | 0 | 0 | 0 | 0 | 0 | 0 | 0 | 0 | 0 | 0 | 27872.7511 | 0 | 0 | 0 | 0 | 0 | 0 | 0 | 0 | 0 | 278980.8824 | 0 | 0 | 0 | 0 | 0 | 0 | 0
2016-05-10 22:00 | 0 | 0 | 0 | 0 | 0 | 0 | 768269.8824 | 489289 | 0 | 0 | 0 | 0 | 382845.3582 | 0 | 0 | 0 | 0 | 0 | 0 | 0 | 5169371.1093 | 0 | 0 | 0 | 0 | 0 | 0 | 0 | 0 | 0 | 0 | 0 | 0 | 0 | 0 | 0 | 0 | 0 | 0 | 0 | 0 | 278980.8824 | 0 | 0 | 0 | 0 | 0 | 0 | 0
2016-05-10 23:00 | 0 | 0 | 0 | 0 | 0 | 0 | 743013.6566 | 484040 | 0 | 0 | 0 | 0 | 362838.1324 | 0 | 0 | 0 | 0 | 0 | 0 | 0 | 5448351.9918 | 0 | 0 | 0 | 0 | 0 | 0 | 0 | 0 | 0 | 0 | -20007.2258 | 0 | 0 | 0 | 0 | 0 | 0 | 0 | 0 | 0 | 278980.8824 | 0 | 0 | 0 | 0 | 0 | 0 | 0
2016-05-11 | 0 | 0 | 0 | 0 | 0 | 0 | 580373.9959 | 482045 | 0 | 0 | 0 | 0 | 382845.3582 | 0 | 0 | 0 | 0 | 0 | 0 | 0 | 5526673.7618 | 0 | 0 | 0 | 0 | 0 | 0 | 0 | 0 | 0 | 0 | 20007.2258 | 0 | 0 | 0 | 0 | 0 | 0 | 0 | 0 | 0 | 78321.7701 | 0 | 0 | 0 | 0 | 0 | 0 | 0
2016-05-11 01:00 | 0 | 0 | 0 | 0 | 0 | 0 | 266892.5908 | 474763 | 0 | 0 | 0 | 0 | 294102.2064 | 0 | 0 | 0 | 0 | 0 | 0 | 0 | 5407546.5044 | 0 | 0 | 0 | 0 | 0 | 0 | 0 | 0 | 0 | 0 | -88743.1518 | 0 | 0 | 0 | 0 | 0 | 0 | 0 | 0 | 0 | -119127.2574 | 0 | 0 | 0 | 0 | 0 | 0 | 0
2016-05-11 02:00 | 0 | 0 | 0 | 0 | 0 | 637111.4906 | 11943.8108 | 451796 | 0 | 0 | 0 | 0 | 294102.2064 | 0 | 0 | 0 | 0 | 0 | 0 | 0 | 5604805.8059 | 0 | 0 | 0 | 0 | 0 | 0 | 0 | 0 | 0 | 0 | 0 | 0 | 0 | 0 | 0 | 0 | 0 | 0 | 0 | 0 | 197259.3015 | 0 | 0 | 0 | 0 | 0 | 0 | 0
2016-05-11 03:00 | 0 | 0 | 0 | 0 | 0 | 232230.2694 | 0 | 422468 | 0 | 0 | 0 | 0 | 382845.3582 | 0 | 0 | 0 | 0 | 0 | 0 | 0 | 5325824.9235 | 0 | 0 | 0 | 0 | 0 | 0 | 0 | 0 | 0 | 0 | 88743.1518 | 0 | 0 | 0 | 0 | 0 | 0 | 0 | 0 | 0 | -278980.8824 | 0 | 0 | 0 | 0 | 0 | 0 | 0
2016-05-11 04:00 | 0 | 0 | 0 | 0 | 0 | 27756.9658 | 0 | 395481 | 0 | 0 | 0 | 0 | 294102.2064 | 0 | 0 | 0 | 0 | 0 | 0 | 0 | 5046844.041 | 0 | 0 | 0 | 0 | 0 | 0 | 0 | 0 | 0 | 0 | -88743.1518 | 0 | 0 | 0 | 0 | 0 | 0 | 0 | 0 | 0 | -278980.8824 | 0 | 0 | 0 | 0 | 0 | 0 | 0
2016-05-11 05:00 | 0 | 0 | 0 | 0 | 0 | 183970.2694 | 0 | 374208 | 0 | 0 | 0 | 0 | 382845.3582 | 0 | 0 | 0 | 0 | 0 | 0 | 0 | 4767863.1586 | 0 | 0 | 0 | 0 | 0 | 0 | 0 | 0 | 0 | 0 | 88743.1518 | 0 | 0 | 0 | 0 | 0 | 0 | 0 | 0 | 0 | -278980.8824 | 0 | 0 | 0 | 0 | 0 | 0 | 0
2016-05-11 06:00 | 0 | 0 | 0 | 0 | 0 | 0 | 0 | 356964 | 0 | 0 | 0 | 0 | 304862.2407 | 0 | 0 | 0 | 0 | 0 | 0 | 0 | 4488882.2761 | 0 | 0 | 0 | 0 | 0 | 0 | 0 | 0 | 0 | 0 | -77983.1176 | 0 | 0 | 0 | 0 | 0 | 0 | 0 | 0 | 0 | -278980.8824 | 0 | 0 | 0 | 0 | 0 | 0 | 0
2016-05-11 07:00 | 0 | 0 | 0 | 0 | 0 | 0 | 0 | 346965 | 0 | 0 | 0 | 0 | 216119.0889 | 0 | 0 | 0 | 0 | 0 | 0 | 0 | 4230660.4279 | 0 | 0 | 0 | 0 | 0 | 0 | 0 | 0 | 0 | 0 | -88743.1518 | 0 | 0 | 0 | 0 | 0 | 0 | 0 | 0 | 0 | -258221.8482 | 0 | 0 | 0 | 0 | 0 | 0 | 0
2016-05-11 08:00 | 0 | 0 | 0 | 0 | 0 | 0 | 0 | 343361 | 0 | 0 | 0 | 0 | 127375.9371 | 0 | 0 | 0 | 0 | 0 | 0 | 0 | 3976042.5797 | 0 | 0 | 0 | 0 | 0 | 0 | 0 | 0 | 0 | 0 | -88743.1518 | 0 | 0 | 0 | 0 | 0 | 0 | 0 | 0 | 0 | -254617.8482 | 0 | 0 | 0 | 0 | 0 | 0 | 0
2016-05-11 09:00 | 0 | 0 | 0 | 0 | 0 | 32872.3323 | 0 | 350486 | 0 | 0 | 0 | 0 | 88743.1518 | 0 | 0 | 0 | 0 | 0 | 0 | 0 | 3697061.6973 | 0 | 0 | 0 | 0 | 0 | 0 | 0 | 0 | 0 | 0 | -38632.7853 | 0 | 0 | 0 | 0 | 0 | 0 | 0 | 0 | 0 | -278980.8824 | 0 | 0 | 0 | 0 | 0 | 0 | 0
2016-05-11 10:00 | 0 | 0 | 0 | 0 | 0 | 3553.9658 | 0 | 371278 | 0 | 0 | 0 | 0 | 0 | 0 | 0 | 0 | 0 | 0 | 0 | 0 | 3418080.8148 | 0 | 0 | 0 | 0 | 0 | 0 | 0 | 0 | 0 | 0 | -88743.1518 | 0 | 0 | 0 | 0 | 0 | 0 | 0 | 0 | 0 | -278980.8824 | 0 | 0 | 0 | 0 | 0 | 0 | 0
2016-05-11 11:00 | 0 | 0 | 0 | 0 | 0 | 500195.2704 | 0 | 393207 | 0 | 0 | 0 | 0 | 0 | 0 | 0 | 0 | 0 | 0 | 0 | 0 | 3525069.0852 | 0 | 0 | 0 | 0 | 0 | 0 | 0 | 0 | 0 | 0 | 0 | 0 | 0 | 0 | 0 | 0 | 0 | 0 | 0 | 0 | 106988.2704 | 0 | 0 | 0 | 0 | 0 | 0 | 0
2016-05-11 12:00 | 0 | 0 | 0 | 0 | 0 | 416064.0417 | 72716.0151 | 408675 | 0 | 0 | 0 | 0 | 0 | 0 | 0 | 0 | 0 | 0 | 0 | 0 | 3605174.142 | 0 | 0 | 0 | 0 | 0 | 0 | 0 | 0 | 0 | 0 | 0 | 0 | 0 | 0 | 0 | 0 | 0 | 0 | 0 | 0 | 80105.0568 | 0 | 0 | 0 | 0 | 0 | 0 | 0
2016-05-11 13:00 | 0 | 0 | 0 | 0 | 0 | 0 | 509137.9005 | 423244 | 0 | 0 | 0 | 0 | 0 | 0 | 0 | 0 | 0 | 0 | 0 | 0 | 3691068.0426 | 0 | 0 | 0 | 0 | 0 | 0 | 0 | 0 | 0 | 0 | 0 | 0 | 0 | 0 | 0 | 0 | 0 | 0 | 0 | 0 | 85893.9005 | 0 | 0 | 0 | 0 | 0 | 0 | 0
2016-05-11 14:00 | 0 | 0 | 0 | 0 | 0 | 0 | 718086.8824 | 439106 | 0 | 0 | 0 | 0 | 0 | 0 | 0 | 0 | 0 | 0 | 0 | 0 | 3970048.925 | 0 | 0 | 0 | 0 | 0 | 0 | 0 | 0 | 0 | 0 | 0 | 0 | 0 | 0 | 0 | 0 | 0 | 0 | 0 | 0 | 278980.8824 | 0 | 0 | 0 | 0 | 0 | 0 | 0
2016-05-11 15:00 | 0 | 0 | 0 | 0 | 0 | 0 | 821601.0342 | 453877 | 0 | 0 | 0 | 0 | 88743.1518 | 0 | 0 | 0 | 0 | 0 | 0 | 0 | 4249029.8074 | 0 | 0 | 0 | 0 | 0 | 0 | 0 | 0 | 0 | 0 | 88743.1518 | 0 | 0 | 0 | 0 | 0 | 0 | 0 | 0 | 0 | 278980.8824 | 0 | 0 | 0 | 0 | 0 | 0 | 0
2016-05-11 16:00 | 0 | 0 | 0 | 0 | 0 | 0 | 834000.0342 | 466276 | 0 | 0 | 0 | 0 | 177486.3036 | 0 | 0 | 0 | 0 | 0 | 0 | 0 | 4528010.6899 | 0 | 0 | 0 | 0 | 0 | 0 | 0 | 0 | 0 | 0 | 88743.1518 | 0 | 0 | 0 | 0 | 0 | 0 | 0 | 0 | 0 | 278980.8824 | 0 | 0 | 0 | 0 | 0 | 0 | 0
2016-05-11 17:00 | 0 | 0 | 0 | 0 | 0 | 0 | 846277.0342 | 478553 | 0 | 0 | 0 | 0 | 266229.4554 | 0 | 0 | 0 | 0 | 0 | 0 | 0 | 4806991.5723 | 0 | 0 | 0 | 0 | 0 | 0 | 0 | 0 | 0 | 0 | 88743.1518 | 0 | 0 | 0 | 0 | 0 | 0 | 0 | 0 | 0 | 278980.8824 | 0 | 0 | 0 | 0 | 0 | 0 | 0
2016-05-11 18:00 | 0 | 0 | 0 | 0 | 0 | 0 | 856185.0342 | 488461 | 0 | 0 | 0 | 0 | 354972.6072 | 0 | 0 | 0 | 0 | 0 | 0 | 0 | 5085972.4548 | 0 | 0 | 0 | 0 | 0 | 0 | 0 | 0 | 0 | 0 | 88743.1518 | 0 | 0 | 0 | 0 | 0 | 0 | 0 | 0 | 0 | 278980.8824 | 0 | 0 | 0 | 0 | 0 | 0 | 0
2016-05-11 19:00 | 0 | 0 | 0 | 0 | 0 | 0 | 803537.6335 | 496684 | 0 | 0 | 0 | 0 | 382845.3582 | 0 | 0 | 0 | 0 | 0 | 0 | 0 | 5364953.3372 | 0 | 0 | 0 | 0 | 0 | 0 | 0 | 0 | 0 | 0 | 27872.7511 | 0 | 0 | 0 | 0 | 0 | 0 | 0 | 0 | 0 | 278980.8824 | 0 | 0 | 0 | 0 | 0 | 0 | 0
2016-05-11 20:00 | 0 | 0 | 0 | 0 | 0 | 0 | 693683.7306 | 503446 | 0 | 0 | 0 | 0 | 294102.2064 | 0 | 0 | 0 | 0 | 0 | 0 | 0 | 5643934.2197 | 0 | 0 | 0 | 0 | 0 | 0 | 0 | 0 | 0 | 0 | -88743.1518 | 0 | 0 | 0 | 0 | 0 | 0 | 0 | 0 | 0 | 278980.8824 | 0 | 0 | 0 | 0 | 0 | 0 | 0
2016-05-11 21:00 | 0 | 0 | 0 | 0 | 0 | 0 | 874980.0342 | 507256 | 0 | 0 | 0 | 0 | 382845.3582 | 0 | 0 | 0 | 0 | 0 | 0 | 0 | 5922915.1021 | 0 | 0 | 0 | 0 | 0 | 0 | 0 | 0 | 0 | 0 | 88743.1518 | 0 | 0 | 0 | 0 | 0 | 0 | 0 | 0 | 0 | 278980.8824 | 0 | 0 | 0 | 0 | 0 | 0 | 0
2016-05-11 22:00 | 0 | 0 | 0 | 0 | 0 | 0 | 784638.8824 | 505658 | 0 | 0 | 0 | 0 | 382845.3582 | 0 | 0 | 0 | 0 | 0 | 0 | 0 | 6201895.9846 | 0 | 0 | 0 | 0 | 0 | 0 | 0 | 0 | 0 | 0 | 0 | 0 | 0 | 0 | 0 | 0 | 0 | 0 | 0 | 0 | 278980.8824 | 0 | 0 | 0 | 0 | 0 | 0 | 0
2016-05-11 23:00 | 0 | 0 | 0 | 0 | 0 | 0 | 762037.9381 | 499182 | 0 | 0 | 0 | 0 | 382845.3582 | 0 | 0 | 0 | 0 | 0 | 0 | 0 | 6464751.9227 | 0 | 0 | 0 | 0 | 0 | 0 | 0 | 0 | 0 | 0 | 0 | 0 | 0 | 0 | 0 | 0 | 0 | 0 | 0 | 0 | 262855.9381 | 0 | 0 | 0 | 0 | 0 | 0 | 0
2016-05-12 | 0 | 0 | 0 | 0 | 0 | 0 | 602067.5173 | 494879 | 0 | 0 | 0 | 0 | 382845.3582 | 0 | 0 | 0 | 0 | 0 | 0 | 0 | 6571940.44 | 0 | 0 | 0 | 0 | 0 | 0 | 0 | 0 | 0 | 0 | 0 | 0 | 0 | 0 | 0 | 0 | 0 | 0 | 0 | 0 | 107188.5173 | 0 | 0 | 0 | 0 | 0 | 0 | 0
2016-05-12 01:00 | 0 | 0 | 0 | 0 | 0 | 0 | 284631.2116 | 486960 | 0 | 0 | 0 | 0 | 294102.2064 | 0 | 0 | 0 | 0 | 0 | 0 | 0 | 6458354.8034 | 0 | 0 | 0 | 0 | 0 | 0 | 0 | 0 | 0 | 0 | -88743.1518 | 0 | 0 | 0 | 0 | 0 | 0 | 0 | 0 | 0 | -113585.6366 | 0 | 0 | 0 | 0 | 0 | 0 | 0
2016-05-12 02:00 | 0 | 0 | 0 | 0 | 0 | 250856.6298 | 22061.6395 | 463156 | 0 | 0 | 0 | 0 | 382845.3582 | 0 | 0 | 0 | 0 | 0 | 0 | 0 | 6179373.921 | 0 | 0 | 0 | 0 | 0 | 0 | 0 | 0 | 0 | 0 | 88743.1518 | 0 | 0 | 0 | 0 | 0 | 0 | 0 | 0 | 0 | -278980.8824 | 0 | 0 | 0 | 0 | 0 | 0 | 0
2016-05-12 03:00 | 0 | 0 | 0 | 0 | 0 | 64061.9658 | 0 | 431786 | 0 | 0 | 0 | 0 | 294102.2064 | 0 | 0 | 0 | 0 | 0 | 0 | 0 | 5900393.0385 | 0 | 0 | 0 | 0 | 0 | 0 | 0 | 0 | 0 | 0 | -88743.1518 | 0 | 0 | 0 | 0 | 0 | 0 | 0 | 0 | 0 | -278980.8824 | 0 | 0 | 0 | 0 | 0 | 0 | 0
2016-05-12 04:00 | 0 | 0 | 0 | 0 | 0 | 161565.4841 | 0 | 402945 | 0 | 0 | 0 | 0 | 331703.5729 | 0 | 0 | 0 | 0 | 0 | 0 | 0 | 5621412.1561 | 0 | 0 | 0 | 0 | 0 | 0 | 0 | 0 | 0 | 0 | 37601.3665 | 0 | 0 | 0 | 0 | 0 | 0 | 0 | 0 | 0 | -278980.8824 | 0 | 0 | 0 | 0 | 0 | 0 | 0
2016-05-12 05:00 | 0 | 0 | 0 | 0 | 0 | 11069.9658 | 0 | 378794 | 0 | 0 | 0 | 0 | 242960.4211 | 0 | 0 | 0 | 0 | 0 | 0 | 0 | 5342431.2736 | 0 | 0 | 0 | 0 | 0 | 0 | 0 | 0 | 0 | 0 | -88743.1518 | 0 | 0 | 0 | 0 | 0 | 0 | 0 | 0 | 0 | -278980.8824 | 0 | 0 | 0 | 0 | 0 | 0 | 0
2016-05-12 06:00 | 0 | 0 | 0 | 0 | 0 | 0 | 0 | 360427 | 0 | 0 | 0 | 0 | 154217.2694 | 0 | 0 | 0 | 0 | 0 | 0 | 0 | 5070747.4254 | 0 | 0 | 0 | 0 | 0 | 0 | 0 | 0 | 0 | 0 | -88743.1518 | 0 | 0 | 0 | 0 | 0 | 0 | 0 | 0 | 0 | -271683.8482 | 0 | 0 | 0 | 0 | 0 | 0 | 0
2016-05-12 07:00 | 0 | 0 | 0 | 0 | 0 | 158140.2694 | 0 | 348378 | 0 | 0 | 0 | 0 | 242960.4211 | 0 | 0 | 0 | 0 | 0 | 0 | 0 | 4791766.543 | 0 | 0 | 0 | 0 | 0 | 0 | 0 | 0 | 0 | 0 | 88743.1518 | 0 | 0 | 0 | 0 | 0 | 0 | 0 | 0 | 0 | -278980.8824 | 0 | 0 | 0 | 0 | 0 | 0 | 0
2016-05-12 08:00 | 0 | 0 | 0 | 0 | 0 | 0 | 0 | 344455 | 0 | 0 | 0 | 0 | 177486.3036 | 0 | 0 | 0 | 0 | 0 | 0 | 0 | 4512785.6605 | 0 | 0 | 0 | 0 | 0 | 0 | 0 | 0 | 0 | 0 | -65474.1176 | 0 | 0 | 0 | 0 | 0 | 0 | 0 | 0 | 0 | -278980.8824 | 0 | 0 | 0 | 0 | 0 | 0 | 0
2016-05-12 09:00 | 0 | 0 | 0 | 0 | 0 | 0 | 0 | 351745 | 0 | 0 | 0 | 0 | 88743.1518 | 0 | 0 | 0 | 0 | 0 | 0 | 0 | 4249783.8123 | 0 | 0 | 0 | 0 | 0 | 0 | 0 | 0 | 0 | 0 | -88743.1518 | 0 | 0 | 0 | 0 | 0 | 0 | 0 | 0 | 0 | -263001.8482 | 0 | 0 | 0 | 0 | 0 | 0 | 0
2016-05-12 10:00 | 0 | 0 | 0 | 0 | 0 | 3764.9658 | 0 | 371489 | 0 | 0 | 0 | 0 | 0 | 0 | 0 | 0 | 0 | 0 | 0 | 0 | 3970802.9299 | 0 | 0 | 0 | 0 | 0 | 0 | 0 | 0 | 0 | 0 | -88743.1518 | 0 | 0 | 0 | 0 | 0 | 0 | 0 | 0 | 0 | -278980.8824 | 0 | 0 | 0 | 0 | 0 | 0 | 0
2016-05-12 11:00 | 0 | 0 | 0 | 0 | 0 | 115106.1176 | 0 | 394087 | 0 | 0 | 0 | 0 | 0 | 0 | 0 | 0 | 0 | 0 | 0 | 0 | 3691822.0474 | 0 | 0 | 0 | 0 | 0 | 0 | 0 | 0 | 0 | 0 | 0 | 0 | 0 | 0 | 0 | 0 | 0 | 0 | 0 | 0 | -278980.8824 | 0 | 0 | 0 | 0 | 0 | 0 | 0
2016-05-12 12:00 | 0 | 0 | 0 | 0 | 0 | 337455.8328 | 71124.0912 | 411018 | 0 | 0 | 0 | 0 | 0 | 0 | 0 | 0 | 0 | 0 | 0 | 0 | 3689383.9715 | 0 | 0 | 0 | 0 | 0 | 0 | 0 | 0 | 0 | 0 | 0 | 0 | 0 | 0 | 0 | 0 | 0 | 0 | 0 | 0 | -2438.0759 | 0 | 0 | 0 | 0 | 0 | 0 | 0
2016-05-12 13:00 | 0 | 0 | 0 | 0 | 0 | 0 | 483280.1847 | 425972 | 0 | 0 | 0 | 0 | 0 | 0 | 0 | 0 | 0 | 0 | 0 | 0 | 3746692.1562 | 0 | 0 | 0 | 0 | 0 | 0 | 0 | 0 | 0 | 0 | 0 | 0 | 0 | 0 | 0 | 0 | 0 | 0 | 0 | 0 | 57308.1847 | 0 | 0 | 0 | 0 | 0 | 0 | 0
2016-05-12 14:00 | 0 | 0 | 0 | 0 | 0 | 0 | 707734.0303 | 441729 | 0 | 0 | 0 | 0 | 0 | 0 | 0 | 0 | 0 | 0 | 0 | 0 | 4012697.1865 | 0 | 0 | 0 | 0 | 0 | 0 | 0 | 0 | 0 | 0 | 0 | 0 | 0 | 0 | 0 | 0 | 0 | 0 | 0 | 0 | 266005.0303 | 0 | 0 | 0 | 0 | 0 | 0 | 0
2016-05-12 15:00 | 0 | 0 | 0 | 0 | 0 | 0 | 823958.0342 | 456234 | 0 | 0 | 0 | 0 | 88743.1518 | 0 | 0 | 0 | 0 | 0 | 0 | 0 | 4291678.069 | 0 | 0 | 0 | 0 | 0 | 0 | 0 | 0 | 0 | 0 | 88743.1518 | 0 | 0 | 0 | 0 | 0 | 0 | 0 | 0 | 0 | 278980.8824 | 0 | 0 | 0 | 0 | 0 | 0 | 0
2016-05-12 16:00 | 0 | 0 | 0 | 0 | 0 | 0 | 835073.0342 | 467349 | 0 | 0 | 0 | 0 | 177486.3036 | 0 | 0 | 0 | 0 | 0 | 0 | 0 | 4570658.9514 | 0 | 0 | 0 | 0 | 0 | 0 | 0 | 0 | 0 | 0 | 88743.1518 | 0 | 0 | 0 | 0 | 0 | 0 | 0 | 0 | 0 | 278980.8824 | 0 | 0 | 0 | 0 | 0 | 0 | 0
2016-05-12 17:00 | 0 | 0 | 0 | 0 | 0 | 0 | 845904.0342 | 478180 | 0 | 0 | 0 | 0 | 266229.4554 | 0 | 0 | 0 | 0 | 0 | 0 | 0 | 4849639.8338 | 0 | 0 | 0 | 0 | 0 | 0 | 0 | 0 | 0 | 0 | 88743.1518 | 0 | 0 | 0 | 0 | 0 | 0 | 0 | 0 | 0 | 278980.8824 | 0 | 0 | 0 | 0 | 0 | 0 | 0
2016-05-12 18:00 | 0 | 0 | 0 | 0 | 0 | 0 | 854202.0342 | 486478 | 0 | 0 | 0 | 0 | 354972.6072 | 0 | 0 | 0 | 0 | 0 | 0 | 0 | 5128620.7163 | 0 | 0 | 0 | 0 | 0 | 0 | 0 | 0 | 0 | 0 | 88743.1518 | 0 | 0 | 0 | 0 | 0 | 0 | 0 | 0 | 0 | 278980.8824 | 0 | 0 | 0 | 0 | 0 | 0 | 0
2016-05-12 19:00 | 0 | 0 | 0 | 0 | 0 | 0 | 682278.7306 | 492041 | 0 | 0 | 0 | 0 | 266229.4554 | 0 | 0 | 0 | 0 | 0 | 0 | 0 | 5407601.5987 | 0 | 0 | 0 | 0 | 0 | 0 | 0 | 0 | 0 | 0 | -88743.1518 | 0 | 0 | 0 | 0 | 0 | 0 | 0 | 0 | 0 | 278980.8824 | 0 | 0 | 0 | 0 | 0 | 0 | 0
2016-05-12 20:00 | 0 | 0 | 0 | 0 | 0 | 0 | 864168.0342 | 496444 | 0 | 0 | 0 | 0 | 354972.6072 | 0 | 0 | 0 | 0 | 0 | 0 | 0 | 5686582.4812 | 0 | 0 | 0 | 0 | 0 | 0 | 0 | 0 | 0 | 0 | 88743.1518 | 0 | 0 | 0 | 0 | 0 | 0 | 0 | 0 | 0 | 278980.8824 | 0 | 0 | 0 | 0 | 0 | 0 | 0
2016-05-12 21:00 | 0 | 0 | 0 | 0 | 0 | 0 | 805415.6335 | 498562 | 0 | 0 | 0 | 0 | 382845.3582 | 0 | 0 | 0 | 0 | 0 | 0 | 0 | 5965563.3636 | 0 | 0 | 0 | 0 | 0 | 0 | 0 | 0 | 0 | 0 | 27872.7511 | 0 | 0 | 0 | 0 | 0 | 0 | 0 | 0 | 0 | 278980.8824 | 0 | 0 | 0 | 0 | 0 | 0 | 0
2016-05-12 22:00 | 0 | 0 | 0 | 0 | 0 | 0 | 774528.8824 | 495548 | 0 | 0 | 0 | 0 | 382845.3582 | 0 | 0 | 0 | 0 | 0 | 0 | 0 | 6244544.2461 | 0 | 0 | 0 | 0 | 0 | 0 | 0 | 0 | 0 | 0 | 0 | 0 | 0 | 0 | 0 | 0 | 0 | 0 | 0 | 0 | 278980.8824 | 0 | 0 | 0 | 0 | 0 | 0 | 0
2016-05-12 23:00 | 0 | 0 | 0 | 0 | 0 | 0 | 741821.4883 | 488381 | 0 | 0 | 0 | 0 | 357304.9641 | 0 | 0 | 0 | 0 | 0 | 0 | 0 | 6523525.1285 | 0 | 0 | 0 | 0 | 0 | 0 | 0 | 0 | 0 | 0 | -25540.3941 | 0 | 0 | 0 | 0 | 0 | 0 | 0 | 0 | 0 | 278980.8824 | 0 | 0 | 0 | 0 | 0 | 0 | 0
2016-05-13 | 0 | 0 | 0 | 0 | 0 | 0 | 587343.5271 | 485226 | 0 | 0 | 0 | 0 | 268561.8123 | 0 | 0 | 0 | 0 | 0 | 0 | 0 | 6714385.8074 | 0 | 0 | 0 | 0 | 0 | 0 | 0 | 0 | 0 | 0 | -88743.1518 | 0 | 0 | 0 | 0 | 0 | 0 | 0 | 0 | 0 | 190860.6789 | 0 | 0 | 0 | 0 | 0 | 0 | 0
2016-05-13 01:00 | 0 | 0 | 0 | 0 | 0 | 0 | 282759.9037 | 476994 | 0 | 0 | 0 | 0 | 294102.2064 | 0 | 0 | 0 | 0 | 0 | 0 | 0 | 6494611.317 | 0 | 0 | 0 | 0 | 0 | 0 | 0 | 0 | 0 | 0 | 25540.3941 | 0 | 0 | 0 | 0 | 0 | 0 | 0 | 0 | 0 | -219774.4904 | 0 | 0 | 0 | 0 | 0 | 0 | 0
2016-05-13 02:00 | 0 | 0 | 0 | 0 | 0 | 380841.8218 | 23665.5741 | 454338 | 0 | 0 | 0 | 0 | 382845.3582 | 0 | 0 | 0 | 0 | 0 | 0 | 0 | 6356037.561 | 0 | 0 | 0 | 0 | 0 | 0 | 0 | 0 | 0 | 0 | 88743.1518 | 0 | 0 | 0 | 0 | 0 | 0 | 0 | 0 | 0 | -138573.756 | 0 | 0 | 0 | 0 | 0 | 0 | 0
2016-05-13 03:00 | 0 | 0 | 0 | 0 | 0 | 57516.9658 | 0 | 425241 | 0 | 0 | 0 | 0 | 294102.2064 | 0 | 0 | 0 | 0 | 0 | 0 | 0 | 6077056.6785 | 0 | 0 | 0 | 0 | 0 | 0 | 0 | 0 | 0 | 0 | -88743.1518 | 0 | 0 | 0 | 0 | 0 | 0 | 0 | 0 | 0 | -278980.8824 | 0 | 0 | 0 | 0 | 0 | 0 | 0
2016-05-13 04:00 | 0 | 0 | 0 | 0 | 0 | 206837.2694 | 0 | 397075 | 0 | 0 | 0 | 0 | 382845.3582 | 0 | 0 | 0 | 0 | 0 | 0 | 0 | 5798075.7961 | 0 | 0 | 0 | 0 | 0 | 0 | 0 | 0 | 0 | 0 | 88743.1518 | 0 | 0 | 0 | 0 | 0 | 0 | 0 | 0 | 0 | -278980.8824 | 0 | 0 | 0 | 0 | 0 | 0 | 0
2016-05-13 05:00 | 0 | 0 | 0 | 0 | 0 | 6015.9658 | 0 | 373740 | 0 | 0 | 0 | 0 | 294102.2064 | 0 | 0 | 0 | 0 | 0 | 0 | 0 | 5519094.9136 | 0 | 0 | 0 | 0 | 0 | 0 | 0 | 0 | 0 | 0 | -88743.1518 | 0 | 0 | 0 | 0 | 0 | 0 | 0 | 0 | 0 | -278980.8824 | 0 | 0 | 0 | 0 | 0 | 0 | 0
2016-05-13 06:00 | 0 | 0 | 0 | 0 | 0 | 0 | 0 | 355538 | 0 | 0 | 0 | 0 | 205359.0546 | 0 | 0 | 0 | 0 | 0 | 0 | 0 | 5252300.0654 | 0 | 0 | 0 | 0 | 0 | 0 | 0 | 0 | 0 | 0 | -88743.1518 | 0 | 0 | 0 | 0 | 0 | 0 | 0 | 0 | 0 | -266794.8482 | 0 | 0 | 0 | 0 | 0 | 0 | 0
2016-05-13 07:00 | 0 | 0 | 0 | 0 | 0 | 17443.3323 | 0 | 344884 | 0 | 0 | 0 | 0 | 156899.2694 | 0 | 0 | 0 | 0 | 0 | 0 | 0 | 4973319.183 | 0 | 0 | 0 | 0 | 0 | 0 | 0 | 0 | 0 | 0 | -48459.7853 | 0 | 0 | 0 | 0 | 0 | 0 | 0 | 0 | 0 | -278980.8824 | 0 | 0 | 0 | 0 | 0 | 0 | 0
2016-05-13 08:00 | 0 | 0 | 0 | 0 | 0 | 150468.2694 | 0 | 340706 | 0 | 0 | 0 | 0 | 245642.4211 | 0 | 0 | 0 | 0 | 0 | 0 | 0 | 4694338.3005 | 0 | 0 | 0 | 0 | 0 | 0 | 0 | 0 | 0 | 0 | 88743.1518 | 0 | 0 | 0 | 0 | 0 | 0 | 0 | 0 | 0 | -278980.8824 | 0 | 0 | 0 | 0 | 0 | 0 | 0
2016-05-13 09:00 | 0 | 0 | 0 | 0 | 0 | 0 | 0 | 347137 | 0 | 0 | 0 | 0 | 177486.3036 | 0 | 0 | 0 | 0 | 0 | 0 | 0 | 4415357.4181 | 0 | 0 | 0 | 0 | 0 | 0 | 0 | 0 | 0 | 0 | -68156.1176 | 0 | 0 | 0 | 0 | 0 | 0 | 0 | 0 | 0 | -278980.8824 | 0 | 0 | 0 | 0 | 0 | 0 | 0
2016-05-13 10:00 | 0 | 0 | 0 | 0 | 0 | 0 | 0 | 365799 | 0 | 0 | 0 | 0 | 88743.1518 | 0 | 0 | 0 | 0 | 0 | 0 | 0 | 4138301.5699 | 0 | 0 | 0 | 0 | 0 | 0 | 0 | 0 | 0 | 0 | -88743.1518 | 0 | 0 | 0 | 0 | 0 | 0 | 0 | 0 | 0 | -277055.8482 | 0 | 0 | 0 | 0 | 0 | 0 | 0
2016-05-13 11:00 | 0 | 0 | 0 | 0 | 0 | 19115.9658 | 0 | 386840 | 0 | 0 | 0 | 0 | 0 | 0 | 0 | 0 | 0 | 0 | 0 | 0 | 3859320.6875 | 0 | 0 | 0 | 0 | 0 | 0 | 0 | 0 | 0 | 0 | -88743.1518 | 0 | 0 | 0 | 0 | 0 | 0 | 0 | 0 | 0 | -278980.8824 | 0 | 0 | 0 | 0 | 0 | 0 | 0
2016-05-13 12:00 | 0 | 0 | 0 | 0 | 0 | 405321.3762 | 87138.8295 | 404240 | 0 | 0 | 0 | 0 | 88743.1518 | 0 | 0 | 0 | 0 | 0 | 0 | 0 | 3858797.7414 | 0 | 0 | 0 | 0 | 0 | 0 | 0 | 0 | 0 | 0 | 88743.1518 | 0 | 0 | 0 | 0 | 0 | 0 | 0 | 0 | 0 | -522.9461 | 0 | 0 | 0 | 0 | 0 | 0 | 0
2016-05-13 13:00 | 0 | 0 | 0 | 0 | 0 | 0 | 514573.6492 | 420934 | 0 | 0 | 0 | 0 | 0 | 0 | 0 | 0 | 0 | 0 | 0 | 0 | 4041180.5424 | 0 | 0 | 0 | 0 | 0 | 0 | 0 | 0 | 0 | 0 | -88743.1518 | 0 | 0 | 0 | 0 | 0 | 0 | 0 | 0 | 0 | 182382.801 | 0 | 0 | 0 | 0 | 0 | 0 | 0
2016-05-13 14:00 | 0 | 0 | 0 | 0 | 0 | 0 | 709521.6551 | 437331 | 0 | 0 | 0 | 0 | 0 | 0 | 0 | 0 | 0 | 0 | 0 | 0 | 4313371.1975 | 0 | 0 | 0 | 0 | 0 | 0 | 0 | 0 | 0 | 0 | 0 | 0 | 0 | 0 | 0 | 0 | 0 | 0 | 0 | 0 | 272190.6551 | 0 | 0 | 0 | 0 | 0 | 0 | 0
2016-05-13 15:00 | 0 | 0 | 0 | 0 | 0 | 0 | 818474.0342 | 450750 | 0 | 0 | 0 | 0 | 88743.1518 | 0 | 0 | 0 | 0 | 0 | 0 | 0 | 4592352.0799 | 0 | 0 | 0 | 0 | 0 | 0 | 0 | 0 | 0 | 0 | 88743.1518 | 0 | 0 | 0 | 0 | 0 | 0 | 0 | 0 | 0 | 278980.8824 | 0 | 0 | 0 | 0 | 0 | 0 | 0
2016-05-13 16:00 | 0 | 0 | 0 | 0 | 0 | 0 | 828605.0342 | 460881 | 0 | 0 | 0 | 0 | 177486.3036 | 0 | 0 | 0 | 0 | 0 | 0 | 0 | 4871332.9624 | 0 | 0 | 0 | 0 | 0 | 0 | 0 | 0 | 0 | 0 | 88743.1518 | 0 | 0 | 0 | 0 | 0 | 0 | 0 | 0 | 0 | 278980.8824 | 0 | 0 | 0 | 0 | 0 | 0 | 0
2016-05-13 17:00 | 0 | 0 | 0 | 0 | 0 | 0 | 837787.0342 | 470063 | 0 | 0 | 0 | 0 | 266229.4554 | 0 | 0 | 0 | 0 | 0 | 0 | 0 | 5150313.8448 | 0 | 0 | 0 | 0 | 0 | 0 | 0 | 0 | 0 | 0 | 88743.1518 | 0 | 0 | 0 | 0 | 0 | 0 | 0 | 0 | 0 | 278980.8824 | 0 | 0 | 0 | 0 | 0 | 0 | 0
2016-05-13 18:00 | 0 | 0 | 0 | 0 | 0 | 0 | 845119.0342 | 477395 | 0 | 0 | 0 | 0 | 354972.6072 | 0 | 0 | 0 | 0 | 0 | 0 | 0 | 5429294.7273 | 0 | 0 | 0 | 0 | 0 | 0 | 0 | 0 | 0 | 0 | 88743.1518 | 0 | 0 | 0 | 0 | 0 | 0 | 0 | 0 | 0 | 278980.8824 | 0 | 0 | 0 | 0 | 0 | 0 | 0
2016-05-13 19:00 | 0 | 0 | 0 | 0 | 0 | 0 | 672487.7306 | 482250 | 0 | 0 | 0 | 0 | 266229.4554 | 0 | 0 | 0 | 0 | 0 | 0 | 0 | 5708275.6097 | 0 | 0 | 0 | 0 | 0 | 0 | 0 | 0 | 0 | 0 | -88743.1518 | 0 | 0 | 0 | 0 | 0 | 0 | 0 | 0 | 0 | 278980.8824 | 0 | 0 | 0 | 0 | 0 | 0 | 0
2016-05-13 20:00 | 0 | 0 | 0 | 0 | 0 | 0 | 854854.0342 | 487130 | 0 | 0 | 0 | 0 | 354972.6072 | 0 | 0 | 0 | 0 | 0 | 0 | 0 | 5987256.4922 | 0 | 0 | 0 | 0 | 0 | 0 | 0 | 0 | 0 | 0 | 88743.1518 | 0 | 0 | 0 | 0 | 0 | 0 | 0 | 0 | 0 | 278980.8824 | 0 | 0 | 0 | 0 | 0 | 0 | 0
2016-05-13 21:00 | 0 | 0 | 0 | 0 | 0 | 0 | 795724.6335 | 488871 | 0 | 0 | 0 | 0 | 382845.3582 | 0 | 0 | 0 | 0 | 0 | 0 | 0 | 6266237.3746 | 0 | 0 | 0 | 0 | 0 | 0 | 0 | 0 | 0 | 0 | 27872.7511 | 0 | 0 | 0 | 0 | 0 | 0 | 0 | 0 | 0 | 278980.8824 | 0 | 0 | 0 | 0 | 0 | 0 | 0
2016-05-13 22:00 | 0 | 0 | 0 | 0 | 0 | 0 | 761619.8824 | 482639 | 0 | 0 | 0 | 0 | 382845.3582 | 0 | 0 | 0 | 0 | 0 | 0 | 0 | 6545218.257 | 0 | 0 | 0 | 0 | 0 | 0 | 0 | 0 | 0 | 0 | 0 | 0 | 0 | 0 | 0 | 0 | 0 | 0 | 0 | 0 | 278980.8824 | 0 | 0 | 0 | 0 | 0 | 0 | 0
2016-05-13 23:00 | 0 | 0 | 0 | 0 | 0 | 0 | 732385.856 | 472125 | 0 | 0 | 0 | 0 | 364125.3318 | 0 | 0 | 0 | 0 | 0 | 0 | 0 | 6824199.1395 | 0 | 0 | 0 | 0 | 0 | 0 | 0 | 0 | 0 | 0 | -18720.0264 | 0 | 0 | 0 | 0 | 0 | 0 | 0 | 0 | 0 | 278980.8824 | 0 | 0 | 0 | 0 | 0 | 0 | 0
2016-05-14 | 0 | 0 | 0 | 0 | 0 | 0 | 579704.6674 | 464396 | 0 | 0 | 0 | 0 | 275382.18 | 0 | 0 | 0 | 0 | 0 | 0 | 0 | 7028250.9587 | 0 | 0 | 0 | 0 | 0 | 0 | 0 | 0 | 0 | 0 | -88743.1518 | 0 | 0 | 0 | 0 | 0 | 0 | 0 | 0 | 0 | 204051.8192 | 0 | 0 | 0 | 0 | 0 | 0 | 0
2016-05-14 01:00 | 0 | 0 | 0 | 0 | 0 | 0 | 272192.7676 | 456650 | 0 | 0 | 0 | 0 | 294102.2064 | 0 | 0 | 0 | 0 | 0 | 0 | 0 | 6825073.6999 | 0 | 0 | 0 | 0 | 0 | 0 | 0 | 0 | 0 | 0 | 18720.0264 | 0 | 0 | 0 | 0 | 0 | 0 | 0 | 0 | 0 | -203177.2588 | 0 | 0 | 0 | 0 | 0 | 0 | 0
2016-05-14 02:00 | 0 | 0 | 0 | 0 | 0 | 697417.4326 | 14341.4973 | 436573 | 0 | 0 | 0 | 0 | 382845.3582 | 0 | 0 | 0 | 0 | 0 | 0 | 0 | 7011516.478 | 0 | 0 | 0 | 0 | 0 | 0 | 0 | 0 | 0 | 0 | 88743.1518 | 0 | 0 | 0 | 0 | 0 | 0 | 0 | 0 | 0 | 186442.7781 | 0 | 0 | 0 | 0 | 0 | 0 | 0
2016-05-14 03:00 | 0 | 0 | 0 | 0 | 0 | 43244.9658 | 0 | 410969 | 0 | 0 | 0 | 0 | 294102.2064 | 0 | 0 | 0 | 0 | 0 | 0 | 0 | 6732535.5956 | 0 | 0 | 0 | 0 | 0 | 0 | 0 | 0 | 0 | 0 | -88743.1518 | 0 | 0 | 0 | 0 | 0 | 0 | 0 | 0 | 0 | -278980.8824 | 0 | 0 | 0 | 0 | 0 | 0 | 0
2016-05-14 04:00 | 0 | 0 | 0 | 0 | 0 | 18823.9658 | 0 | 386548 | 0 | 0 | 0 | 0 | 205359.0546 | 0 | 0 | 0 | 0 | 0 | 0 | 0 | 6453554.7131 | 0 | 0 | 0 | 0 | 0 | 0 | 0 | 0 | 0 | 0 | -88743.1518 | 0 | 0 | 0 | 0 | 0 | 0 | 0 | 0 | 0 | -278980.8824 | 0 | 0 | 0 | 0 | 0 | 0 | 0
2016-05-14 05:00 | 0 | 0 | 0 | 0 | 0 | 174497.2694 | 0 | 364735 | 0 | 0 | 0 | 0 | 294102.2064 | 0 | 0 | 0 | 0 | 0 | 0 | 0 | 6174573.8307 | 0 | 0 | 0 | 0 | 0 | 0 | 0 | 0 | 0 | 0 | 88743.1518 | 0 | 0 | 0 | 0 | 0 | 0 | 0 | 0 | 0 | -278980.8824 | 0 | 0 | 0 | 0 | 0 | 0 | 0
2016-05-14 06:00 | 0 | 0 | 0 | 0 | 0 | 129839.5183 | 0 | 347950 | 0 | 0 | 0 | 0 | 354972.6072 | 0 | 0 | 0 | 0 | 0 | 0 | 0 | 5895592.9483 | 0 | 0 | 0 | 0 | 0 | 0 | 0 | 0 | 0 | 0 | 60870.4007 | 0 | 0 | 0 | 0 | 0 | 0 | 0 | 0 | 0 | -278980.8824 | 0 | 0 | 0 | 0 | 0 | 0 | 0
2016-05-14 07:00 | 0 | 0 | 0 | 0 | 0 | 0 | 0 | 336595 | 0 | 0 | 0 | 0 | 266229.4554 | 0 | 0 | 0 | 0 | 0 | 0 | 0 | 5647741.1001 | 0 | 0 | 0 | 0 | 0 | 0 | 0 | 0 | 0 | 0 | -88743.1518 | 0 | 0 | 0 | 0 | 0 | 0 | 0 | 0 | 0 | -247851.8482 | 0 | 0 | 0 | 0 | 0 | 0 | 0
2016-05-14 08:00 | 0 | 0 | 0 | 0 | 0 | 139716.2694 | 0 | 329954 | 0 | 0 | 0 | 0 | 354972.6072 | 0 | 0 | 0 | 0 | 0 | 0 | 0 | 5368760.2176 | 0 | 0 | 0 | 0 | 0 | 0 | 0 | 0 | 0 | 0 | 88743.1518 | 0 | 0 | 0 | 0 | 0 | 0 | 0 | 0 | 0 | -278980.8824 | 0 | 0 | 0 | 0 | 0 | 0 | 0
2016-05-14 09:00 | 0 | 0 | 0 | 0 | 0 | 0 | 0 | 329381 | 0 | 0 | 0 | 0 | 266229.4554 | 0 | 0 | 0 | 0 | 0 | 0 | 0 | 5128122.3694 | 0 | 0 | 0 | 0 | 0 | 0 | 0 | 0 | 0 | 0 | -88743.1518 | 0 | 0 | 0 | 0 | 0 | 0 | 0 | 0 | 0 | -240637.8482 | 0 | 0 | 0 | 0 | 0 | 0 | 0
2016-05-14 10:00 | 0 | 0 | 0 | 0 | 0 | 0 | 0 | 331966 | 0 | 0 | 0 | 0 | 177486.3036 | 0 | 0 | 0 | 0 | 0 | 0 | 0 | 4884899.5212 | 0 | 0 | 0 | 0 | 0 | 0 | 0 | 0 | 0 | 0 | -88743.1518 | 0 | 0 | 0 | 0 | 0 | 0 | 0 | 0 | 0 | -243222.8482 | 0 | 0 | 0 | 0 | 0 | 0 | 0
2016-05-14 11:00 | 0 | 0 | 0 | 0 | 0 | 0 | 0 | 339821 | 0 | 0 | 0 | 0 | 88743.1518 | 0 | 0 | 0 | 0 | 0 | 0 | 0 | 4633821.673 | 0 | 0 | 0 | 0 | 0 | 0 | 0 | 0 | 0 | 0 | -88743.1518 | 0 | 0 | 0 | 0 | 0 | 0 | 0 | 0 | 0 | -251077.8482 | 0 | 0 | 0 | 0 | 0 | 0 | 0
2016-05-14 12:00 | 0 | 0 | 0 | 0 | 0 | 0 | 53437.5476 | 354790 | 0 | 0 | 0 | 0 | 0 | 0 | 0 | 0 | 0 | 0 | 0 | 0 | 4421212.3724 | 0 | 0 | 0 | 0 | 0 | 0 | 0 | 0 | 0 | 0 | -88743.1518 | 0 | 0 | 0 | 0 | 0 | 0 | 0 | 0 | 0 | -212609.3006 | 0 | 0 | 0 | 0 | 0 | 0 | 0
2016-05-14 13:00 | 0 | 0 | 0 | 0 | 0 | 0 | 338117.2287 | 373261 | 0 | 0 | 0 | 0 | 0 | 0 | 0 | 0 | 0 | 0 | 0 | 0 | 4386068.6011 | 0 | 0 | 0 | 0 | 0 | 0 | 0 | 0 | 0 | 0 | 0 | 0 | 0 | 0 | 0 | 0 | 0 | 0 | 0 | 0 | -35143.7713 | 0 | 0 | 0 | 0 | 0 | 0 | 0
2016-05-14 14:00 | 0 | 0 | 0 | 0 | 0 | 0 | 569154.2628 | 389689 | 0 | 0 | 0 | 0 | 0 | 0 | 0 | 0 | 0 | 0 | 0 | 0 | 4565533.8639 | 0 | 0 | 0 | 0 | 0 | 0 | 0 | 0 | 0 | 0 | 0 | 0 | 0 | 0 | 0 | 0 | 0 | 0 | 0 | 0 | 179465.2628 | 0 | 0 | 0 | 0 | 0 | 0 | 0
2016-05-14 15:00 | 0 | 0 | 0 | 0 | 0 | 0 | 681954.8824 | 402974 | 0 | 0 | 0 | 0 | 0 | 0 | 0 | 0 | 0 | 0 | 0 | 0 | 4844514.7463 | 0 | 0 | 0 | 0 | 0 | 0 | 0 | 0 | 0 | 0 | 0 | 0 | 0 | 0 | 0 | 0 | 0 | 0 | 0 | 0 | 278980.8824 | 0 | 0 | 0 | 0 | 0 | 0 | 0
2016-05-14 16:00 | 0 | 0 | 0 | 0 | 0 | 0 | 780290.0342 | 412566 | 0 | 0 | 0 | 0 | 88743.1518 | 0 | 0 | 0 | 0 | 0 | 0 | 0 | 5123495.6288 | 0 | 0 | 0 | 0 | 0 | 0 | 0 | 0 | 0 | 0 | 88743.1518 | 0 | 0 | 0 | 0 | 0 | 0 | 0 | 0 | 0 | 278980.8824 | 0 | 0 | 0 | 0 | 0 | 0 | 0
2016-05-14 17:00 | 0 | 0 | 0 | 0 | 0 | 0 | 786797.0342 | 419073 | 0 | 0 | 0 | 0 | 177486.3036 | 0 | 0 | 0 | 0 | 0 | 0 | 0 | 5402476.5112 | 0 | 0 | 0 | 0 | 0 | 0 | 0 | 0 | 0 | 0 | 88743.1518 | 0 | 0 | 0 | 0 | 0 | 0 | 0 | 0 | 0 | 278980.8824 | 0 | 0 | 0 | 0 | 0 | 0 | 0
2016-05-14 18:00 | 0 | 0 | 0 | 0 | 0 | 0 | 791124.0342 | 423400 | 0 | 0 | 0 | 0 | 266229.4554 | 0 | 0 | 0 | 0 | 0 | 0 | 0 | 5681457.3937 | 0 | 0 | 0 | 0 | 0 | 0 | 0 | 0 | 0 | 0 | 88743.1518 | 0 | 0 | 0 | 0 | 0 | 0 | 0 | 0 | 0 | 278980.8824 | 0 | 0 | 0 | 0 | 0 | 0 | 0
2016-05-14 19:00 | 0 | 0 | 0 | 0 | 0 | 0 | 788610.9474 | 426488 | 0 | 0 | 0 | 0 | 349371.5204 | 0 | 0 | 0 | 0 | 0 | 0 | 0 | 5960438.2761 | 0 | 0 | 0 | 0 | 0 | 0 | 0 | 0 | 0 | 0 | 83142.065 | 0 | 0 | 0 | 0 | 0 | 0 | 0 | 0 | 0 | 278980.8824 | 0 | 0 | 0 | 0 | 0 | 0 | 0
2016-05-14 20:00 | 0 | 0 | 0 | 0 | 0 | 0 | 740851.7203 | 428397 | 0 | 0 | 0 | 0 | 382845.3582 | 0 | 0 | 0 | 0 | 0 | 0 | 0 | 6239419.1586 | 0 | 0 | 0 | 0 | 0 | 0 | 0 | 0 | 0 | 0 | 33473.8379 | 0 | 0 | 0 | 0 | 0 | 0 | 0 | 0 | 0 | 278980.8824 | 0 | 0 | 0 | 0 | 0 | 0 | 0
2016-05-14 21:00 | 0 | 0 | 0 | 0 | 0 | 0 | 708623.8824 | 429643 | 0 | 0 | 0 | 0 | 382845.3582 | 0 | 0 | 0 | 0 | 0 | 0 | 0 | 6518400.041 | 0 | 0 | 0 | 0 | 0 | 0 | 0 | 0 | 0 | 0 | 0 | 0 | 0 | 0 | 0 | 0 | 0 | 0 | 0 | 0 | 278980.8824 | 0 | 0 | 0 | 0 | 0 | 0 | 0
2016-05-14 22:00 | 0 | 0 | 0 | 0 | 0 | 0 | 675658.2661 | 426999 | 0 | 0 | 0 | 0 | 382845.3582 | 0 | 0 | 0 | 0 | 0 | 0 | 0 | 6767059.3071 | 0 | 0 | 0 | 0 | 0 | 0 | 0 | 0 | 0 | 0 | 0 | 0 | 0 | 0 | 0 | 0 | 0 | 0 | 0 | 0 | 248659.2661 | 0 | 0 | 0 | 0 | 0 | 0 | 0
2016-05-14 23:00 | 0 | 0 | 0 | 0 | 0 | 0 | 563852.4607 | 421121 | 0 | 0 | 0 | 0 | 294102.2064 | 0 | 0 | 0 | 0 | 0 | 0 | 0 | 6998533.9196 | 0 | 0 | 0 | 0 | 0 | 0 | 0 | 0 | 0 | 0 | -88743.1518 | 0 | 0 | 0 | 0 | 0 | 0 | 0 | 0 | 0 | 231474.6125 | 0 | 0 | 0 | 0 | 0 | 0 | 0
2016-05-15 | 0 | 0 | 0 | 0 | 0 | 0 | 405274.4673 | 418122 | 0 | 0 | 0 | 0 | 205359.0546 | 0 | 0 | 0 | 0 | 0 | 0 | 0 | 7074429.5387 | 0 | 0 | 0 | 0 | 0 | 0 | 0 | 0 | 0 | 0 | -88743.1518 | 0 | 0 | 0 | 0 | 0 | 0 | 0 | 0 | 0 | 75895.6191 | 0 | 0 | 0 | 0 | 0 | 0 | 0
2016-05-15 01:00 | 0 | 0 | 0 | 0 | 0 | 0 | 196742.3527 | 415781 | 0 | 0 | 0 | 0 | 201700.3869 | 0 | 0 | 0 | 0 | 0 | 0 | 0 | 6859049.5592 | 0 | 0 | 0 | 0 | 0 | 0 | 0 | 0 | 0 | 0 | -3658.6677 | 0 | 0 | 0 | 0 | 0 | 0 | 0 | 0 | 0 | -215379.9795 | 0 | 0 | 0 | 0 | 0 | 0 | 0
2016-05-15 02:00 | 0 | 0 | 0 | 0 | 0 | 276873.6801 | 16588.9512 | 402866 | 0 | 0 | 0 | 0 | 290443.5387 | 0 | 0 | 0 | 0 | 0 | 0 | 0 | 6660903.0387 | 0 | 0 | 0 | 0 | 0 | 0 | 0 | 0 | 0 | 0 | 88743.1518 | 0 | 0 | 0 | 0 | 0 | 0 | 0 | 0 | 0 | -198146.5205 | 0 | 0 | 0 | 0 | 0 | 0 | 0
2016-05-15 03:00 | 0 | 0 | 0 | 0 | 0 | 15507.9658 | 0 | 383232 | 0 | 0 | 0 | 0 | 201700.3869 | 0 | 0 | 0 | 0 | 0 | 0 | 0 | 6381922.1563 | 0 | 0 | 0 | 0 | 0 | 0 | 0 | 0 | 0 | 0 | -88743.1518 | 0 | 0 | 0 | 0 | 0 | 0 | 0 | 0 | 0 | -278980.8824 | 0 | 0 | 0 | 0 | 0 | 0 | 0
2016-05-15 04:00 | 0 | 0 | 0 | 0 | 0 | 242348.3107 | 0 | 362945 | 0 | 0 | 0 | 0 | 290443.5387 | 0 | 0 | 0 | 0 | 0 | 0 | 0 | 6172582.3152 | 0 | 0 | 0 | 0 | 0 | 0 | 0 | 0 | 0 | 0 | 88743.1518 | 0 | 0 | 0 | 0 | 0 | 0 | 0 | 0 | 0 | -209339.8411 | 0 | 0 | 0 | 0 | 0 | 0 | 0
2016-05-15 05:00 | 0 | 0 | 0 | 0 | 0 | 0 | 0 | 346723 | 0 | 0 | 0 | 0 | 222701.4211 | 0 | 0 | 0 | 0 | 0 | 0 | 0 | 5893601.4328 | 0 | 0 | 0 | 0 | 0 | 0 | 0 | 0 | 0 | 0 | -67742.1176 | 0 | 0 | 0 | 0 | 0 | 0 | 0 | 0 | 0 | -278980.8824 | 0 | 0 | 0 | 0 | 0 | 0 | 0
2016-05-15 06:00 | 0 | 0 | 0 | 0 | 0 | 0 | 0 | 333578 | 0 | 0 | 0 | 0 | 133958.2694 | 0 | 0 | 0 | 0 | 0 | 0 | 0 | 5648766.5846 | 0 | 0 | 0 | 0 | 0 | 0 | 0 | 0 | 0 | 0 | -88743.1518 | 0 | 0 | 0 | 0 | 0 | 0 | 0 | 0 | 0 | -244834.8482 | 0 | 0 | 0 | 0 | 0 | 0 | 0
2016-05-15 07:00 | 0 | 0 | 0 | 0 | 0 | 0 | 0 | 324196 | 0 | 0 | 0 | 0 | 88743.1518 | 0 | 0 | 0 | 0 | 0 | 0 | 0 | 5369785.7021 | 0 | 0 | 0 | 0 | 0 | 0 | 0 | 0 | 0 | 0 | -45215.1176 | 0 | 0 | 0 | 0 | 0 | 0 | 0 | 0 | 0 | -278980.8824 | 0 | 0 | 0 | 0 | 0 | 0 | 0
2016-05-15 08:00 | 0 | 0 | 0 | 0 | 0 | 129463.2694 | 0 | 319701 | 0 | 0 | 0 | 0 | 177486.3036 | 0 | 0 | 0 | 0 | 0 | 0 | 0 | 5090804.8197 | 0 | 0 | 0 | 0 | 0 | 0 | 0 | 0 | 0 | 0 | 88743.1518 | 0 | 0 | 0 | 0 | 0 | 0 | 0 | 0 | 0 | -278980.8824 | 0 | 0 | 0 | 0 | 0 | 0 | 0
2016-05-15 09:00 | 0 | 0 | 0 | 0 | 0 | 263385.459 | 0 | 318872 | 0 | 0 | 0 | 0 | 266229.4554 | 0 | 0 | 0 | 0 | 0 | 0 | 0 | 4946575.1269 | 0 | 0 | 0 | 0 | 0 | 0 | 0 | 0 | 0 | 0 | 88743.1518 | 0 | 0 | 0 | 0 | 0 | 0 | 0 | 0 | 0 | -144229.6928 | 0 | 0 | 0 | 0 | 0 | 0 | 0
2016-05-15 10:00 | 0 | 0 | 0 | 0 | 0 | 0 | 0 | 318994 | 0 | 0 | 0 | 0 | 177486.3036 | 0 | 0 | 0 | 0 | 0 | 0 | 0 | 4716324.2787 | 0 | 0 | 0 | 0 | 0 | 0 | 0 | 0 | 0 | 0 | -88743.1518 | 0 | 0 | 0 | 0 | 0 | 0 | 0 | 0 | 0 | -230250.8482 | 0 | 0 | 0 | 0 | 0 | 0 | 0
2016-05-15 11:00 | 0 | 0 | 0 | 0 | 0 | 0 | 0 | 323783 | 0 | 0 | 0 | 0 | 88743.1518 | 0 | 0 | 0 | 0 | 0 | 0 | 0 | 4481284.4305 | 0 | 0 | 0 | 0 | 0 | 0 | 0 | 0 | 0 | 0 | -88743.1518 | 0 | 0 | 0 | 0 | 0 | 0 | 0 | 0 | 0 | -235039.8482 | 0 | 0 | 0 | 0 | 0 | 0 | 0
2016-05-15 12:00 | 0 | 0 | 0 | 0 | 0 | 0 | 15692.6533 | 337445 | 0 | 0 | 0 | 0 | 0 | 0 | 0 | 0 | 0 | 0 | 0 | 0 | 4248275.2355 | 0 | 0 | 0 | 0 | 0 | 0 | 0 | 0 | 0 | 0 | -88743.1518 | 0 | 0 | 0 | 0 | 0 | 0 | 0 | 0 | 0 | -233009.195 | 0 | 0 | 0 | 0 | 0 | 0 | 0
2016-05-15 13:00 | 0 | 0 | 0 | 0 | 0 | 0 | 224000.5113 | 352435 | 0 | 0 | 0 | 0 | 0 | 0 | 0 | 0 | 0 | 0 | 0 | 0 | 4119840.7468 | 0 | 0 | 0 | 0 | 0 | 0 | 0 | 0 | 0 | 0 | 0 | 0 | 0 | 0 | 0 | 0 | 0 | 0 | 0 | 0 | -128434.4887 | 0 | 0 | 0 | 0 | 0 | 0 | 0
2016-05-15 14:00 | 0 | 0 | 0 | 0 | 0 | 0 | 428958.1434 | 363915 | 0 | 0 | 0 | 0 | 88743.1518 | 0 | 0 | 0 | 0 | 0 | 0 | 0 | 4096140.7384 | 0 | 0 | 0 | 0 | 0 | 0 | 0 | 0 | 0 | 0 | 88743.1518 | 0 | 0 | 0 | 0 | 0 | 0 | 0 | 0 | 0 | -23700.0084 | 0 | 0 | 0 | 0 | 0 | 0 | 0
2016-05-15 15:00 | 0 | 0 | 0 | 0 | 0 | 0 | 557676.3902 | 373504 | 0 | 0 | 0 | 0 | 105834.0604 | 0 | 0 | 0 | 0 | 0 | 0 | 0 | 4263222.22 | 0 | 0 | 0 | 0 | 0 | 0 | 0 | 0 | 0 | 0 | 17090.9086 | 0 | 0 | 0 | 0 | 0 | 0 | 0 | 0 | 0 | 167081.4816 | 0 | 0 | 0 | 0 | 0 | 0 | 0
2016-05-15 16:00 | 0 | 0 | 0 | 0 | 0 | 0 | 639028.845 | 381919 | 0 | 0 | 0 | 0 | 194577.2122 | 0 | 0 | 0 | 0 | 0 | 0 | 0 | 4431588.9133 | 0 | 0 | 0 | 0 | 0 | 0 | 0 | 0 | 0 | 0 | 88743.1518 | 0 | 0 | 0 | 0 | 0 | 0 | 0 | 0 | 0 | 168366.6932 | 0 | 0 | 0 | 0 | 0 | 0 | 0
2016-05-15 17:00 | 0 | 0 | 0 | 0 | 0 | 0 | 677845.7249 | 388083 | 0 | 0 | 0 | 0 | 205359.0546 | 0 | 0 | 0 | 0 | 0 | 0 | 0 | 4710569.7957 | 0 | 0 | 0 | 0 | 0 | 0 | 0 | 0 | 0 | 0 | 10781.8425 | 0 | 0 | 0 | 0 | 0 | 0 | 0 | 0 | 0 | 278980.8824 | 0 | 0 | 0 | 0 | 0 | 0 | 0
2016-05-15 18:00 | 0 | 0 | 0 | 0 | 0 | 0 | 688704.4183 | 392908 | 0 | 0 | 0 | 0 | 294102.2064 | 0 | 0 | 0 | 0 | 0 | 0 | 0 | 4917623.0622 | 0 | 0 | 0 | 0 | 0 | 0 | 0 | 0 | 0 | 0 | 88743.1518 | 0 | 0 | 0 | 0 | 0 | 0 | 0 | 0 | 0 | 207053.2665 | 0 | 0 | 0 | 0 | 0 | 0 | 0
2016-05-15 19:00 | 0 | 0 | 0 | 0 | 0 | 0 | 681597.6135 | 396532 | 0 | 0 | 0 | 0 | 382845.3582 | 0 | 0 | 0 | 0 | 0 | 0 | 0 | 5113945.5239 | 0 | 0 | 0 | 0 | 0 | 0 | 0 | 0 | 0 | 0 | 88743.1518 | 0 | 0 | 0 | 0 | 0 | 0 | 0 | 0 | 0 | 196322.4617 | 0 | 0 | 0 | 0 | 0 | 0 | 0
2016-05-15 20:00 | 0 | 0 | 0 | 0 | 0 | 0 | 665968.9906 | 400970 | 0 | 0 | 0 | 0 | 368863.4664 | 0 | 0 | 0 | 0 | 0 | 0 | 0 | 5392926.4064 | 0 | 0 | 0 | 0 | 0 | 0 | 0 | 0 | 0 | 0 | -13981.8918 | 0 | 0 | 0 | 0 | 0 | 0 | 0 | 0 | 0 | 278980.8824 | 0 | 0 | 0 | 0 | 0 | 0 | 0
2016-05-15 21:00 | 0 | 0 | 0 | 0 | 0 | 0 | 633765.2746 | 406594 | 0 | 0 | 0 | 0 | 317053.8586 | 0 | 0 | 0 | 0 | 0 | 0 | 0 | 5671907.2888 | 0 | 0 | 0 | 0 | 0 | 0 | 0 | 0 | 0 | 0 | -51809.6078 | 0 | 0 | 0 | 0 | 0 | 0 | 0 | 0 | 0 | 278980.8824 | 0 | 0 | 0 | 0 | 0 | 0 | 0
2016-05-15 22:00 | 0 | 0 | 0 | 0 | 0 | 0 | 588851.9312 | 409840 | 0 | 0 | 0 | 0 | 382845.3582 | 0 | 0 | 0 | 0 | 0 | 0 | 0 | 5785127.7203 | 0 | 0 | 0 | 0 | 0 | 0 | 0 | 0 | 0 | 0 | 65791.4997 | 0 | 0 | 0 | 0 | 0 | 0 | 0 | 0 | 0 | 113220.4315 | 0 | 0 | 0 | 0 | 0 | 0 | 0
2016-05-15 23:00 | 0 | 0 | 0 | 0 | 0 | 0 | 521721.7025 | 410874 | 0 | 0 | 0 | 0 | 294102.2064 | 0 | 0 | 0 | 0 | 0 | 0 | 0 | 5984718.5746 | 0 | 0 | 0 | 0 | 0 | 0 | 0 | 0 | 0 | 0 | -88743.1518 | 0 | 0 | 0 | 0 | 0 | 0 | 0 | 0 | 0 | 199590.8543 | 0 | 0 | 0 | 0 | 0 | 0 | 0
2016-05-16 | 0 | 0 | 0 | 0 | 0 | 0 | 408290.0044 | 415868 | 0 | 0 | 0 | 0 | 205359.0546 | 0 | 0 | 0 | 0 | 0 | 0 | 0 | 6065883.7308 | 0 | 0 | 0 | 0 | 0 | 0 | 0 | 0 | 0 | 0 | -88743.1518 | 0 | 0 | 0 | 0 | 0 | 0 | 0 | 0 | 0 | 81165.1562 | 0 | 0 | 0 | 0 | 0 | 0 | 0
2016-05-16 01:00 | 0 | 0 | 0 | 0 | 0 | 0 | 228286.5819 | 417754 | 0 | 0 | 0 | 0 | 233720.4211 | 0 | 0 | 0 | 0 | 0 | 0 | 0 | 5848054.9462 | 0 | 0 | 0 | 0 | 0 | 0 | 0 | 0 | 0 | 0 | 28361.3665 | 0 | 0 | 0 | 0 | 0 | 0 | 0 | 0 | 0 | -217828.7846 | 0 | 0 | 0 | 0 | 0 | 0 | 0
2016-05-16 02:00 | 0 | 0 | 0 | 0 | 0 | 338017.7837 | 19733.207 | 404136 | 0 | 0 | 0 | 0 | 144977.2694 | 0 | 0 | 0 | 0 | 0 | 0 | 0 | 5890413.0887 | 0 | 0 | 0 | 0 | 0 | 0 | 0 | 0 | 0 | 0 | -88743.1518 | 0 | 0 | 0 | 0 | 0 | 0 | 0 | 0 | 0 | 42358.1425 | 0 | 0 | 0 | 0 | 0 | 0 | 0
2016-05-16 03:00 | 0 | 0 | 0 | 0 | 0 | 193087.2694 | 0 | 383325 | 0 | 0 | 0 | 0 | 233720.4211 | 0 | 0 | 0 | 0 | 0 | 0 | 0 | 5611432.2062 | 0 | 0 | 0 | 0 | 0 | 0 | 0 | 0 | 0 | 0 | 88743.1518 | 0 | 0 | 0 | 0 | 0 | 0 | 0 | 0 | 0 | -278980.8824 | 0 | 0 | 0 | 0 | 0 | 0 | 0
2016-05-16 04:00 | 0 | 0 | 0 | 0 | 0 | 0 | 0 | 363727 | 0 | 0 | 0 | 0 | 144977.2694 | 0 | 0 | 0 | 0 | 0 | 0 | 0 | 5336448.358 | 0 | 0 | 0 | 0 | 0 | 0 | 0 | 0 | 0 | 0 | -88743.1518 | 0 | 0 | 0 | 0 | 0 | 0 | 0 | 0 | 0 | -274983.8482 | 0 | 0 | 0 | 0 | 0 | 0 | 0
2016-05-16 05:00 | 0 | 0 | 0 | 0 | 0 | 367667.2914 | 0 | 346806 | 0 | 0 | 0 | 0 | 233720.4211 | 0 | 0 | 0 | 0 | 0 | 0 | 0 | 5268566.4977 | 0 | 0 | 0 | 0 | 0 | 0 | 0 | 0 | 0 | 0 | 88743.1518 | 0 | 0 | 0 | 0 | 0 | 0 | 0 | 0 | 0 | -67881.8604 | 0 | 0 | 0 | 0 | 0 | 0 | 0
2016-05-16 06:00 | 0 | 0 | 0 | 0 | 0 | 0 | 0 | 335215 | 0 | 0 | 0 | 0 | 177486.3036 | 0 | 0 | 0 | 0 | 0 | 0 | 0 | 4989585.6152 | 0 | 0 | 0 | 0 | 0 | 0 | 0 | 0 | 0 | 0 | -56234.1176 | 0 | 0 | 0 | 0 | 0 | 0 | 0 | 0 | 0 | -278980.8824 | 0 | 0 | 0 | 0 | 0 | 0 | 0
2016-05-16 07:00 | 0 | 0 | 0 | 0 | 0 | 0 | 0 | 329279 | 0 | 0 | 0 | 0 | 88743.1518 | 0 | 0 | 0 | 0 | 0 | 0 | 0 | 4749049.767 | 0 | 0 | 0 | 0 | 0 | 0 | 0 | 0 | 0 | 0 | -88743.1518 | 0 | 0 | 0 | 0 | 0 | 0 | 0 | 0 | 0 | -240535.8482 | 0 | 0 | 0 | 0 | 0 | 0 | 0
2016-05-16 08:00 | 0 | 0 | 0 | 0 | 0 | 140027.2694 | 0 | 330265 | 0 | 0 | 0 | 0 | 177486.3036 | 0 | 0 | 0 | 0 | 0 | 0 | 0 | 4470068.8846 | 0 | 0 | 0 | 0 | 0 | 0 | 0 | 0 | 0 | 0 | 88743.1518 | 0 | 0 | 0 | 0 | 0 | 0 | 0 | 0 | 0 | -278980.8824 | 0 | 0 | 0 | 0 | 0 | 0 | 0
2016-05-16 09:00 | 0 | 0 | 0 | 0 | 0 | 0 | 0 | 340929 | 0 | 0 | 0 | 0 | 88743.1518 | 0 | 0 | 0 | 0 | 0 | 0 | 0 | 4217883.0364 | 0 | 0 | 0 | 0 | 0 | 0 | 0 | 0 | 0 | 0 | -88743.1518 | 0 | 0 | 0 | 0 | 0 | 0 | 0 | 0 | 0 | -252185.8482 | 0 | 0 | 0 | 0 | 0 | 0 | 0
2016-05-16 10:00 | 0 | 0 | 0 | 0 | 0 | 0 | 0 | 364383 | 0 | 0 | 0 | 0 | 0 | 0 | 0 | 0 | 0 | 0 | 0 | 0 | 3942243.1882 | 0 | 0 | 0 | 0 | 0 | 0 | 0 | 0 | 0 | 0 | -88743.1518 | 0 | 0 | 0 | 0 | 0 | 0 | 0 | 0 | 0 | -275639.8482 | 0 | 0 | 0 | 0 | 0 | 0 | 0
2016-05-16 11:00 | 0 | 0 | 0 | 0 | 0 | 229284.5477 | 0 | 388026 | 0 | 0 | 0 | 0 | 0 | 0 | 0 | 0 | 0 | 0 | 0 | 0 | 3783501.7359 | 0 | 0 | 0 | 0 | 0 | 0 | 0 | 0 | 0 | 0 | 0 | 0 | 0 | 0 | 0 | 0 | 0 | 0 | 0 | 0 | -158741.4523 | 0 | 0 | 0 | 0 | 0 | 0 | 0
2016-05-16 12:00 | 0 | 0 | 0 | 0 | 0 | 151241.9821 | 45596.2262 | 402296 | 0 | 0 | 0 | 0 | 0 | 0 | 0 | 0 | 0 | 0 | 0 | 0 | 3578043.9442 | 0 | 0 | 0 | 0 | 0 | 0 | 0 | 0 | 0 | 0 | 0 | 0 | 0 | 0 | 0 | 0 | 0 | 0 | 0 | 0 | -205457.7917 | 0 | 0 | 0 | 0 | 0 | 0 | 0
2016-05-16 13:00 | 0 | 0 | 0 | 0 | 0 | 0 | 390483.0653 | 413477 | 0 | 0 | 0 | 0 | 0 | 0 | 0 | 0 | 0 | 0 | 0 | 0 | 3555050.0095 | 0 | 0 | 0 | 0 | 0 | 0 | 0 | 0 | 0 | 0 | 0 | 0 | 0 | 0 | 0 | 0 | 0 | 0 | 0 | 0 | -22993.9347 | 0 | 0 | 0 | 0 | 0 | 0 | 0
2016-05-16 14:00 | 0 | 0 | 0 | 0 | 0 | 0 | 631977.1521 | 424269 | 0 | 0 | 0 | 0 | 0 | 0 | 0 | 0 | 0 | 0 | 0 | 0 | 3762758.1616 | 0 | 0 | 0 | 0 | 0 | 0 | 0 | 0 | 0 | 0 | 0 | 0 | 0 | 0 | 0 | 0 | 0 | 0 | 0 | 0 | 207708.1521 | 0 | 0 | 0 | 0 | 0 | 0 | 0
2016-05-16 15:00 | 0 | 0 | 0 | 0 | 0 | 0 | 762015.7567 | 431985 | 0 | 0 | 0 | 0 | 51049.8743 | 0 | 0 | 0 | 0 | 0 | 0 | 0 | 4041739.0441 | 0 | 0 | 0 | 0 | 0 | 0 | 0 | 0 | 0 | 0 | 51049.8743 | 0 | 0 | 0 | 0 | 0 | 0 | 0 | 0 | 0 | 278980.8824 | 0 | 0 | 0 | 0 | 0 | 0 | 0
2016-05-16 16:00 | 0 | 0 | 0 | 0 | 0 | 0 | 805051.0342 | 437327 | 0 | 0 | 0 | 0 | 139793.0261 | 0 | 0 | 0 | 0 | 0 | 0 | 0 | 4320719.9265 | 0 | 0 | 0 | 0 | 0 | 0 | 0 | 0 | 0 | 0 | 88743.1518 | 0 | 0 | 0 | 0 | 0 | 0 | 0 | 0 | 0 | 278980.8824 | 0 | 0 | 0 | 0 | 0 | 0 | 0
2016-05-16 17:00 | 0 | 0 | 0 | 0 | 0 | 0 | 810039.0342 | 442315 | 0 | 0 | 0 | 0 | 228536.1779 | 0 | 0 | 0 | 0 | 0 | 0 | 0 | 4599700.809 | 0 | 0 | 0 | 0 | 0 | 0 | 0 | 0 | 0 | 0 | 88743.1518 | 0 | 0 | 0 | 0 | 0 | 0 | 0 | 0 | 0 | 278980.8824 | 0 | 0 | 0 | 0 | 0 | 0 | 0
2016-05-16 18:00 | 0 | 0 | 0 | 0 | 0 | 0 | 803564.9596 | 446051 | 0 | 0 | 0 | 0 | 307069.255 | 0 | 0 | 0 | 0 | 0 | 0 | 0 | 4878681.6914 | 0 | 0 | 0 | 0 | 0 | 0 | 0 | 0 | 0 | 0 | 78533.0771 | 0 | 0 | 0 | 0 | 0 | 0 | 0 | 0 | 0 | 278980.8824 | 0 | 0 | 0 | 0 | 0 | 0 | 0
2016-05-16 19:00 | 0 | 0 | 0 | 0 | 0 | 0 | 787268.054 | 447837 | 0 | 0 | 0 | 0 | 367519.4266 | 0 | 0 | 0 | 0 | 0 | 0 | 0 | 5157662.5739 | 0 | 0 | 0 | 0 | 0 | 0 | 0 | 0 | 0 | 0 | 60450.1716 | 0 | 0 | 0 | 0 | 0 | 0 | 0 | 0 | 0 | 278980.8824 | 0 | 0 | 0 | 0 | 0 | 0 | 0
2016-05-16 20:00 | 0 | 0 | 0 | 0 | 0 | 0 | 744415.8141 | 450109 | 0 | 0 | 0 | 0 | 382845.3582 | 0 | 0 | 0 | 0 | 0 | 0 | 0 | 5436643.4563 | 0 | 0 | 0 | 0 | 0 | 0 | 0 | 0 | 0 | 0 | 15325.9317 | 0 | 0 | 0 | 0 | 0 | 0 | 0 | 0 | 0 | 278980.8824 | 0 | 0 | 0 | 0 | 0 | 0 | 0
2016-05-16 21:00 | 0 | 0 | 0 | 0 | 0 | 0 | 730879.8824 | 451899 | 0 | 0 | 0 | 0 | 382845.3582 | 0 | 0 | 0 | 0 | 0 | 0 | 0 | 5715624.3387 | 0 | 0 | 0 | 0 | 0 | 0 | 0 | 0 | 0 | 0 | 0 | 0 | 0 | 0 | 0 | 0 | 0 | 0 | 0 | 0 | 278980.8824 | 0 | 0 | 0 | 0 | 0 | 0 | 0
2016-05-16 22:00 | 0 | 0 | 0 | 0 | 0 | 0 | 689515.4528 | 451067 | 0 | 0 | 0 | 0 | 342312.9286 | 0 | 0 | 0 | 0 | 0 | 0 | 0 | 5994605.2212 | 0 | 0 | 0 | 0 | 0 | 0 | 0 | 0 | 0 | 0 | -40532.4296 | 0 | 0 | 0 | 0 | 0 | 0 | 0 | 0 | 0 | 278980.8824 | 0 | 0 | 0 | 0 | 0 | 0 | 0
2016-05-16 23:00 | 0 | 0 | 0 | 0 | 0 | 0 | 593098.3282 | 449437 | 0 | 0 | 0 | 0 | 382845.3582 | 0 | 0 | 0 | 0 | 0 | 0 | 0 | 6097734.1198 | 0 | 0 | 0 | 0 | 0 | 0 | 0 | 0 | 0 | 0 | 40532.4296 | 0 | 0 | 0 | 0 | 0 | 0 | 0 | 0 | 0 | 103128.8986 | 0 | 0 | 0 | 0 | 0 | 0 | 0
2016-05-17 | 0 | 0 | 0 | 0 | 0 | 0 | 434742.8089 | 452267 | 0 | 0 | 0 | 0 | 294102.2064 | 0 | 0 | 0 | 0 | 0 | 0 | 0 | 6168953.0805 | 0 | 0 | 0 | 0 | 0 | 0 | 0 | 0 | 0 | 0 | -88743.1518 | 0 | 0 | 0 | 0 | 0 | 0 | 0 | 0 | 0 | 71218.9607 | 0 | 0 | 0 | 0 | 0 | 0 | 0
2016-05-17 01:00 | 0 | 0 | 0 | 0 | 0 | 359890.4047 | 200045.2839 | 449303 | 0 | 0 | 0 | 0 | 205359.0546 | 0 | 0 | 0 | 0 | 0 | 0 | 0 | 6368328.9209 | 0 | 0 | 0 | 0 | 0 | 0 | 0 | 0 | 0 | 0 | -88743.1518 | 0 | 0 | 0 | 0 | 0 | 0 | 0 | 0 | 0 | 199375.8404 | 0 | 0 | 0 | 0 | 0 | 0 | 0
2016-05-17 02:00 | 0 | 0 | 0 | 0 | 0 | 42840.134 | 19512.8318 | 430077 | 0 | 0 | 0 | 0 | 116615.9029 | 0 | 0 | 0 | 0 | 0 | 0 | 0 | 6089348.0385 | 0 | 0 | 0 | 0 | 0 | 0 | 0 | 0 | 0 | 0 | -88743.1518 | 0 | 0 | 0 | 0 | 0 | 0 | 0 | 0 | 0 | -278980.8824 | 0 | 0 | 0 | 0 | 0 | 0 | 0
2016-05-17 03:00 | 0 | 0 | 0 | 0 | 0 | 213321.2694 | 0 | 403559 | 0 | 0 | 0 | 0 | 205359.0546 | 0 | 0 | 0 | 0 | 0 | 0 | 0 | 5810367.156 | 0 | 0 | 0 | 0 | 0 | 0 | 0 | 0 | 0 | 0 | 88743.1518 | 0 | 0 | 0 | 0 | 0 | 0 | 0 | 0 | 0 | -278980.8824 | 0 | 0 | 0 | 0 | 0 | 0 | 0
2016-05-17 04:00 | 0 | 0 | 0 | 0 | 0 | 13204.9658 | 0 | 380929 | 0 | 0 | 0 | 0 | 116615.9029 | 0 | 0 | 0 | 0 | 0 | 0 | 0 | 5531386.2736 | 0 | 0 | 0 | 0 | 0 | 0 | 0 | 0 | 0 | 0 | -88743.1518 | 0 | 0 | 0 | 0 | 0 | 0 | 0 | 0 | 0 | -278980.8824 | 0 | 0 | 0 | 0 | 0 | 0 | 0
2016-05-17 05:00 | 0 | 0 | 0 | 0 | 0 | 414920.9118 | 0 | 362454 | 0 | 0 | 0 | 0 | 205359.0546 | 0 | 0 | 0 | 0 | 0 | 0 | 0 | 5495110.0336 | 0 | 0 | 0 | 0 | 0 | 0 | 0 | 0 | 0 | 0 | 88743.1518 | 0 | 0 | 0 | 0 | 0 | 0 | 0 | 0 | 0 | -36276.24 | 0 | 0 | 0 | 0 | 0 | 0 | 0
2016-05-17 06:00 | 0 | 0 | 0 | 0 | 0 | 157282.2694 | 0 | 347520 | 0 | 0 | 0 | 0 | 294102.2064 | 0 | 0 | 0 | 0 | 0 | 0 | 0 | 5216129.1512 | 0 | 0 | 0 | 0 | 0 | 0 | 0 | 0 | 0 | 0 | 88743.1518 | 0 | 0 | 0 | 0 | 0 | 0 | 0 | 0 | 0 | -278980.8824 | 0 | 0 | 0 | 0 | 0 | 0 | 0
2016-05-17 07:00 | 0 | 0 | 0 | 0 | 0 | 0 | 0 | 339506 | 0 | 0 | 0 | 0 | 233577.0889 | 0 | 0 | 0 | 0 | 0 | 0 | 0 | 4937148.2687 | 0 | 0 | 0 | 0 | 0 | 0 | 0 | 0 | 0 | 0 | -60525.1176 | 0 | 0 | 0 | 0 | 0 | 0 | 0 | 0 | 0 | -278980.8824 | 0 | 0 | 0 | 0 | 0 | 0 | 0
2016-05-17 08:00 | 0 | 0 | 0 | 0 | 0 | 0 | 0 | 338388 | 0 | 0 | 0 | 0 | 144833.9371 | 0 | 0 | 0 | 0 | 0 | 0 | 0 | 4687503.4205 | 0 | 0 | 0 | 0 | 0 | 0 | 0 | 0 | 0 | 0 | -88743.1518 | 0 | 0 | 0 | 0 | 0 | 0 | 0 | 0 | 0 | -249644.8482 | 0 | 0 | 0 | 0 | 0 | 0 | 0
2016-05-17 09:00 | 0 | 0 | 0 | 0 | 0 | 0 | 0 | 347189 | 0 | 0 | 0 | 0 | 56090.7853 | 0 | 0 | 0 | 0 | 0 | 0 | 0 | 4429057.5723 | 0 | 0 | 0 | 0 | 0 | 0 | 0 | 0 | 0 | 0 | -88743.1518 | 0 | 0 | 0 | 0 | 0 | 0 | 0 | 0 | 0 | -258445.8482 | 0 | 0 | 0 | 0 | 0 | 0 | 0
2016-05-17 10:00 | 0 | 0 | 0 | 0 | 0 | 299498.2627 | 0 | 370062 | 0 | 0 | 0 | 0 | 144833.9371 | 0 | 0 | 0 | 0 | 0 | 0 | 0 | 4269750.6832 | 0 | 0 | 0 | 0 | 0 | 0 | 0 | 0 | 0 | 0 | 88743.1518 | 0 | 0 | 0 | 0 | 0 | 0 | 0 | 0 | 0 | -159306.8891 | 0 | 0 | 0 | 0 | 0 | 0 | 0
2016-05-17 11:00 | 0 | 0 | 0 | 0 | 0 | 25329.9658 | 0 | 393054 | 0 | 0 | 0 | 0 | 56090.7853 | 0 | 0 | 0 | 0 | 0 | 0 | 0 | 3990769.8008 | 0 | 0 | 0 | 0 | 0 | 0 | 0 | 0 | 0 | 0 | -88743.1518 | 0 | 0 | 0 | 0 | 0 | 0 | 0 | 0 | 0 | -278980.8824 | 0 | 0 | 0 | 0 | 0 | 0 | 0
2016-05-17 12:00 | 0 | 0 | 0 | 0 | 0 | 217586.2271 | 38367.3105 | 408527 | 0 | 0 | 0 | 0 | 144833.9371 | 0 | 0 | 0 | 0 | 0 | 0 | 0 | 3749453.1867 | 0 | 0 | 0 | 0 | 0 | 0 | 0 | 0 | 0 | 0 | 88743.1518 | 0 | 0 | 0 | 0 | 0 | 0 | 0 | 0 | 0 | -241316.6141 | 0 | 0 | 0 | 0 | 0 | 0 | 0
2016-05-17 13:00 | 0 | 0 | 0 | 0 | 0 | 204895.8292 | 324107.8623 | 420490 | 0 | 0 | 0 | 0 | 233577.0889 | 0 | 0 | 0 | 0 | 0 | 0 | 0 | 3769223.7264 | 0 | 0 | 0 | 0 | 0 | 0 | 0 | 0 | 0 | 0 | 88743.1518 | 0 | 0 | 0 | 0 | 0 | 0 | 0 | 0 | 0 | 19770.5397 | 0 | 0 | 0 | 0 | 0 | 0 | 0
2016-05-17 14:00 | 0 | 0 | 0 | 0 | 0 | 0 | 579025.9563 | 432111 | 0 | 0 | 0 | 0 | 322320.2407 | 0 | 0 | 0 | 0 | 0 | 0 | 0 | 3827395.5309 | 0 | 0 | 0 | 0 | 0 | 0 | 0 | 0 | 0 | 0 | 88743.1518 | 0 | 0 | 0 | 0 | 0 | 0 | 0 | 0 | 0 | 58171.8045 | 0 | 0 | 0 | 0 | 0 | 0 | 0
2016-05-17 15:00 | 0 | 0 | 0 | 0 | 0 | 0 | 703420.3304 | 439578 | 0 | 0 | 0 | 0 | 307181.6887 | 0 | 0 | 0 | 0 | 0 | 0 | 0 | 4106376.4134 | 0 | 0 | 0 | 0 | 0 | 0 | 0 | 0 | 0 | 0 | -15138.552 | 0 | 0 | 0 | 0 | 0 | 0 | 0 | 0 | 0 | 278980.8824 | 0 | 0 | 0 | 0 | 0 | 0 | 0
2016-05-17 16:00 | 0 | 0 | 0 | 0 | 0 | 0 | 746814.2074 | 447591 | 0 | 0 | 0 | 0 | 327424.0136 | 0 | 0 | 0 | 0 | 0 | 0 | 0 | 4385357.2958 | 0 | 0 | 0 | 0 | 0 | 0 | 0 | 0 | 0 | 0 | 20242.325 | 0 | 0 | 0 | 0 | 0 | 0 | 0 | 0 | 0 | 278980.8824 | 0 | 0 | 0 | 0 | 0 | 0 | 0
2016-05-17 17:00 | 0 | 0 | 0 | 0 | 0 | 0 | 757271.4519 | 452503 | 0 | 0 | 0 | 0 | 353211.5831 | 0 | 0 | 0 | 0 | 0 | 0 | 0 | 4664338.1782 | 0 | 0 | 0 | 0 | 0 | 0 | 0 | 0 | 0 | 0 | 25787.5694 | 0 | 0 | 0 | 0 | 0 | 0 | 0 | 0 | 0 | 278980.8824 | 0 | 0 | 0 | 0 | 0 | 0 | 0
2016-05-17 18:00 | 0 | 0 | 0 | 0 | 0 | 0 | 744265.0403 | 455461 | 0 | 0 | 0 | 0 | 363034.7409 | 0 | 0 | 0 | 0 | 0 | 0 | 0 | 4943319.0607 | 0 | 0 | 0 | 0 | 0 | 0 | 0 | 0 | 0 | 0 | 9823.1578 | 0 | 0 | 0 | 0 | 0 | 0 | 0 | 0 | 0 | 278980.8824 | 0 | 0 | 0 | 0 | 0 | 0 | 0
2016-05-17 19:00 | 0 | 0 | 0 | 0 | 0 | 0 | 722017.4828 | 458010 | 0 | 0 | 0 | 0 | 348061.3412 | 0 | 0 | 0 | 0 | 0 | 0 | 0 | 5222299.9431 | 0 | 0 | 0 | 0 | 0 | 0 | 0 | 0 | 0 | 0 | -14973.3997 | 0 | 0 | 0 | 0 | 0 | 0 | 0 | 0 | 0 | 278980.8824 | 0 | 0 | 0 | 0 | 0 | 0 | 0
2016-05-17 20:00 | 0 | 0 | 0 | 0 | 0 | 0 | 698091.3182 | 458342 | 0 | 0 | 0 | 0 | 308829.777 | 0 | 0 | 0 | 0 | 0 | 0 | 0 | 5501280.8256 | 0 | 0 | 0 | 0 | 0 | 0 | 0 | 0 | 0 | 0 | -39231.5642 | 0 | 0 | 0 | 0 | 0 | 0 | 0 | 0 | 0 | 278980.8824 | 0 | 0 | 0 | 0 | 0 | 0 | 0
2016-05-17 21:00 | 0 | 0 | 0 | 0 | 0 | 0 | 655147.9725 | 459922 | 0 | 0 | 0 | 0 | 382845.3582 | 0 | 0 | 0 | 0 | 0 | 0 | 0 | 5622491.2168 | 0 | 0 | 0 | 0 | 0 | 0 | 0 | 0 | 0 | 0 | 74015.5812 | 0 | 0 | 0 | 0 | 0 | 0 | 0 | 0 | 0 | 121210.3913 | 0 | 0 | 0 | 0 | 0 | 0 | 0
2016-05-17 22:00 | 0 | 0 | 0 | 0 | 0 | 0 | 593107.079 | 459064 | 0 | 0 | 0 | 0 | 294102.2064 | 0 | 0 | 0 | 0 | 0 | 0 | 0 | 5845277.4476 | 0 | 0 | 0 | 0 | 0 | 0 | 0 | 0 | 0 | 0 | -88743.1518 | 0 | 0 | 0 | 0 | 0 | 0 | 0 | 0 | 0 | 222786.2308 | 0 | 0 | 0 | 0 | 0 | 0 | 0
2016-05-17 23:00 | 0 | 0 | 0 | 0 | 0 | 0 | 503854.825 | 455928 | 0 | 0 | 0 | 0 | 205359.0546 | 0 | 0 | 0 | 0 | 0 | 0 | 0 | 5981947.4245 | 0 | 0 | 0 | 0 | 0 | 0 | 0 | 0 | 0 | 0 | -88743.1518 | 0 | 0 | 0 | 0 | 0 | 0 | 0 | 0 | 0 | 136669.9768 | 0 | 0 | 0 | 0 | 0 | 0 | 0
2016-05-18 | 0 | 0 | 0 | 0 | 0 | 0 | 377667.8739 | 456165 | 0 | 0 | 0 | 0 | 207963.3967 | 0 | 0 | 0 | 0 | 0 | 0 | 0 | 5900845.9563 | 0 | 0 | 0 | 0 | 0 | 0 | 0 | 0 | 0 | 0 | 2604.3421 | 0 | 0 | 0 | 0 | 0 | 0 | 0 | 0 | 0 | -81101.4682 | 0 | 0 | 0 | 0 | 0 | 0 | 0
2016-05-18 01:00 | 0 | 0 | 0 | 0 | 0 | 0 | 203740.142 | 453024 | 0 | 0 | 0 | 0 | 237660.4211 | 0 | 0 | 0 | 0 | 0 | 0 | 0 | 5621865.0738 | 0 | 0 | 0 | 0 | 0 | 0 | 0 | 0 | 0 | 0 | 29697.0244 | 0 | 0 | 0 | 0 | 0 | 0 | 0 | 0 | 0 | -278980.8824 | 0 | 0 | 0 | 0 | 0 | 0 | 0
2016-05-18 02:00 | 0 | 0 | 0 | 0 | 0 | 27637.2948 | 39561.671 | 434923 | 0 | 0 | 0 | 0 | 148917.2694 | 0 | 0 | 0 | 0 | 0 | 0 | 0 | 5342884.1914 | 0 | 0 | 0 | 0 | 0 | 0 | 0 | 0 | 0 | 0 | -88743.1518 | 0 | 0 | 0 | 0 | 0 | 0 | 0 | 0 | 0 | -278980.8824 | 0 | 0 | 0 | 0 | 0 | 0 | 0
2016-05-18 03:00 | 0 | 0 | 0 | 0 | 0 | 41066.9658 | 0 | 408791 | 0 | 0 | 0 | 0 | 60174.1176 | 0 | 0 | 0 | 0 | 0 | 0 | 0 | 5063903.309 | 0 | 0 | 0 | 0 | 0 | 0 | 0 | 0 | 0 | 0 | -88743.1518 | 0 | 0 | 0 | 0 | 0 | 0 | 0 | 0 | 0 | -278980.8824 | 0 | 0 | 0 | 0 | 0 | 0 | 0
2016-05-18 04:00 | 0 | 0 | 0 | 0 | 0 | 194858.2694 | 0 | 385096 | 0 | 0 | 0 | 0 | 148917.2694 | 0 | 0 | 0 | 0 | 0 | 0 | 0 | 4784922.4265 | 0 | 0 | 0 | 0 | 0 | 0 | 0 | 0 | 0 | 0 | 88743.1518 | 0 | 0 | 0 | 0 | 0 | 0 | 0 | 0 | 0 | -278980.8824 | 0 | 0 | 0 | 0 | 0 | 0 | 0
2016-05-18 05:00 | 0 | 0 | 0 | 0 | 0 | 174909.2694 | 0 | 365147 | 0 | 0 | 0 | 0 | 237660.4211 | 0 | 0 | 0 | 0 | 0 | 0 | 0 | 4505941.5441 | 0 | 0 | 0 | 0 | 0 | 0 | 0 | 0 | 0 | 0 | 88743.1518 | 0 | 0 | 0 | 0 | 0 | 0 | 0 | 0 | 0 | -278980.8824 | 0 | 0 | 0 | 0 | 0 | 0 | 0
2016-05-18 06:00 | 0 | 0 | 0 | 0 | 0 | 0 | 0 | 349847 | 0 | 0 | 0 | 0 | 148917.2694 | 0 | 0 | 0 | 0 | 0 | 0 | 0 | 4244837.6959 | 0 | 0 | 0 | 0 | 0 | 0 | 0 | 0 | 0 | 0 | -88743.1518 | 0 | 0 | 0 | 0 | 0 | 0 | 0 | 0 | 0 | -261103.8482 | 0 | 0 | 0 | 0 | 0 | 0 | 0
2016-05-18 07:00 | 0 | 0 | 0 | 0 | 0 | 150654.2694 | 0 | 340892 | 0 | 0 | 0 | 0 | 237660.4211 | 0 | 0 | 0 | 0 | 0 | 0 | 0 | 3965856.8134 | 0 | 0 | 0 | 0 | 0 | 0 | 0 | 0 | 0 | 0 | 88743.1518 | 0 | 0 | 0 | 0 | 0 | 0 | 0 | 0 | 0 | -278980.8824 | 0 | 0 | 0 | 0 | 0 | 0 | 0
2016-05-18 08:00 | 0 | 0 | 0 | 0 | 0 | 0 | 0 | 339155 | 0 | 0 | 0 | 0 | 177486.3036 | 0 | 0 | 0 | 0 | 0 | 0 | 0 | 3686875.931 | 0 | 0 | 0 | 0 | 0 | 0 | 0 | 0 | 0 | 0 | -60174.1176 | 0 | 0 | 0 | 0 | 0 | 0 | 0 | 0 | 0 | -278980.8824 | 0 | 0 | 0 | 0 | 0 | 0 | 0
2016-05-18 09:00 | 0 | 0 | 0 | 0 | 0 | 0 | 0 | 347311 | 0 | 0 | 0 | 0 | 88743.1518 | 0 | 0 | 0 | 0 | 0 | 0 | 0 | 3428308.0828 | 0 | 0 | 0 | 0 | 0 | 0 | 0 | 0 | 0 | 0 | -88743.1518 | 0 | 0 | 0 | 0 | 0 | 0 | 0 | 0 | 0 | -258567.8482 | 0 | 0 | 0 | 0 | 0 | 0 | 0
2016-05-18 10:00 | 0 | 0 | 0 | 0 | 0 | 1416.9658 | 0 | 369141 | 0 | 0 | 0 | 0 | 0 | 0 | 0 | 0 | 0 | 0 | 0 | 0 | 3149327.2003 | 0 | 0 | 0 | 0 | 0 | 0 | 0 | 0 | 0 | 0 | -88743.1518 | 0 | 0 | 0 | 0 | 0 | 0 | 0 | 0 | 0 | -278980.8824 | 0 | 0 | 0 | 0 | 0 | 0 | 0
2016-05-18 11:00 | 0 | 0 | 0 | 0 | 0 | 289670.3162 | 0 | 391333 | 0 | 0 | 0 | 0 | 0 | 0 | 0 | 0 | 0 | 0 | 0 | 0 | 3047664.5165 | 0 | 0 | 0 | 0 | 0 | 0 | 0 | 0 | 0 | 0 | 0 | 0 | 0 | 0 | 0 | 0 | 0 | 0 | 0 | 0 | -101662.6838 | 0 | 0 | 0 | 0 | 0 | 0 | 0
2016-05-18 12:00 | 0 | 0 | 0 | 0 | 0 | 165347.5663 | 45327.0965 | 404643 | 0 | 0 | 0 | 0 | 0 | 0 | 0 | 0 | 0 | 0 | 0 | 0 | 2853696.1793 | 0 | 0 | 0 | 0 | 0 | 0 | 0 | 0 | 0 | 0 | 0 | 0 | 0 | 0 | 0 | 0 | 0 | 0 | 0 | 0 | -193968.3372 | 0 | 0 | 0 | 0 | 0 | 0 | 0
2016-05-18 13:00 | 0 | 0 | 0 | 0 | 0 | 0 | 344838.835 | 414696 | 0 | 0 | 0 | 0 | 0 | 0 | 0 | 0 | 0 | 0 | 0 | 0 | 2783839.0143 | 0 | 0 | 0 | 0 | 0 | 0 | 0 | 0 | 0 | 0 | 0 | 0 | 0 | 0 | 0 | 0 | 0 | 0 | 0 | 0 | -69857.165 | 0 | 0 | 0 | 0 | 0 | 0 | 0
2016-05-18 14:00 | 0 | 0 | 0 | 0 | 0 | 0 | 584496.6359 | 425309 | 0 | 0 | 0 | 0 | 0 | 0 | 0 | 0 | 0 | 0 | 0 | 0 | 2943026.6502 | 0 | 0 | 0 | 0 | 0 | 0 | 0 | 0 | 0 | 0 | 0 | 0 | 0 | 0 | 0 | 0 | 0 | 0 | 0 | 0 | 159187.6359 | 0 | 0 | 0 | 0 | 0 | 0 | 0
2016-05-18 15:00 | 0 | 0 | 0 | 0 | 0 | 0 | 709815.284 | 433956 | 0 | 0 | 0 | 0 | 88743.1518 | 0 | 0 | 0 | 0 | 0 | 0 | 0 | 3130142.7824 | 0 | 0 | 0 | 0 | 0 | 0 | 0 | 0 | 0 | 0 | 88743.1518 | 0 | 0 | 0 | 0 | 0 | 0 | 0 | 0 | 0 | 187116.1322 | 0 | 0 | 0 | 0 | 0 | 0 | 0
2016-05-18 16:00 | 0 | 0 | 0 | 0 | 0 | 0 | 760407.4305 | 441180 | 0 | 0 | 0 | 0 | 177486.3036 | 0 | 0 | 0 | 0 | 0 | 0 | 0 | 3360627.0612 | 0 | 0 | 0 | 0 | 0 | 0 | 0 | 0 | 0 | 0 | 88743.1518 | 0 | 0 | 0 | 0 | 0 | 0 | 0 | 0 | 0 | 230484.2787 | 0 | 0 | 0 | 0 | 0 | 0 | 0
2016-05-18 17:00 | 0 | 0 | 0 | 0 | 0 | 0 | 769794.4583 | 447088 | 0 | 0 | 0 | 0 | 266229.4554 | 0 | 0 | 0 | 0 | 0 | 0 | 0 | 3594590.3677 | 0 | 0 | 0 | 0 | 0 | 0 | 0 | 0 | 0 | 0 | 88743.1518 | 0 | 0 | 0 | 0 | 0 | 0 | 0 | 0 | 0 | 233963.3065 | 0 | 0 | 0 | 0 | 0 | 0 | 0
2016-05-18 18:00 | 0 | 0 | 0 | 0 | 0 | 0 | 755509.7631 | 452422 | 0 | 0 | 0 | 0 | 354972.6072 | 0 | 0 | 0 | 0 | 0 | 0 | 0 | 3808934.9789 | 0 | 0 | 0 | 0 | 0 | 0 | 0 | 0 | 0 | 0 | 88743.1518 | 0 | 0 | 0 | 0 | 0 | 0 | 0 | 0 | 0 | 214344.6113 | 0 | 0 | 0 | 0 | 0 | 0 | 0
2016-05-18 19:00 | 0 | 0 | 0 | 0 | 0 | 0 | 736967.404 | 455695 | 0 | 0 | 0 | 0 | 382845.3582 | 0 | 0 | 0 | 0 | 0 | 0 | 0 | 4062334.6319 | 0 | 0 | 0 | 0 | 0 | 0 | 0 | 0 | 0 | 0 | 27872.7511 | 0 | 0 | 0 | 0 | 0 | 0 | 0 | 0 | 0 | 253399.653 | 0 | 0 | 0 | 0 | 0 | 0 | 0
2016-05-18 20:00 | 0 | 0 | 0 | 0 | 0 | 0 | 720202.8145 | 458559 | 0 | 0 | 0 | 0 | 382845.3582 | 0 | 0 | 0 | 0 | 0 | 0 | 0 | 4323978.4464 | 0 | 0 | 0 | 0 | 0 | 0 | 0 | 0 | 0 | 0 | 0 | 0 | 0 | 0 | 0 | 0 | 0 | 0 | 0 | 0 | 261643.8145 | 0 | 0 | 0 | 0 | 0 | 0 | 0
2016-05-18 21:00 | 0 | 0 | 0 | 0 | 0 | 0 | 689763.5674 | 460812 | 0 | 0 | 0 | 0 | 382845.3582 | 0 | 0 | 0 | 0 | 0 | 0 | 0 | 4552930.0138 | 0 | 0 | 0 | 0 | 0 | 0 | 0 | 0 | 0 | 0 | 0 | 0 | 0 | 0 | 0 | 0 | 0 | 0 | 0 | 0 | 228951.5674 | 0 | 0 | 0 | 0 | 0 | 0 | 0
2016-05-18 22:00 | 0 | 0 | 0 | 0 | 0 | 71730.3363 | 639688.1799 | 458743 | 0 | 0 | 0 | 0 | 363727.7951 | 0 | 0 | 0 | 0 | 0 | 0 | 0 | 4824723.0931 | 0 | 0 | 0 | 0 | 0 | 0 | 0 | 0 | 0 | 0 | -19117.5631 | 0 | 0 | 0 | 0 | 0 | 0 | 0 | 0 | 0 | 271793.0793 | 0 | 0 | 0 | 0 | 0 | 0 | 0
2016-05-18 23:00 | 0 | 0 | 0 | 0 | 0 | 0 | 550566.3684 | 455111 | 0 | 0 | 0 | 0 | 274984.6433 | 0 | 0 | 0 | 0 | 0 | 0 | 0 | 5008921.6132 | 0 | 0 | 0 | 0 | 0 | 0 | 0 | 0 | 0 | 0 | -88743.1518 | 0 | 0 | 0 | 0 | 0 | 0 | 0 | 0 | 0 | 184198.5202 | 0 | 0 | 0 | 0 | 0 | 0 | 0
2016-05-19 | 0 | 0 | 0 | 0 | 0 | 0 | 429763.8139 | 455162 | 0 | 0 | 0 | 0 | 186241.4915 | 0 | 0 | 0 | 0 | 0 | 0 | 0 | 5072266.5789 | 0 | 0 | 0 | 0 | 0 | 0 | 0 | 0 | 0 | 0 | -88743.1518 | 0 | 0 | 0 | 0 | 0 | 0 | 0 | 0 | 0 | 63344.9657 | 0 | 0 | 0 | 0 | 0 | 0 | 0
2016-05-19 01:00 | 0 | 0 | 0 | 0 | 0 | 0 | 248293.0472 | 452069 | 0 | 0 | 0 | 0 | 261446.4211 | 0 | 0 | 0 | 0 | 0 | 0 | 0 | 4793285.6965 | 0 | 0 | 0 | 0 | 0 | 0 | 0 | 0 | 0 | 0 | 75204.9296 | 0 | 0 | 0 | 0 | 0 | 0 | 0 | 0 | 0 | -278980.8824 | 0 | 0 | 0 | 0 | 0 | 0 | 0
2016-05-19 02:00 | 0 | 0 | 0 | 0 | 0 | 453947.1884 | 22886.9429 | 434434 | 0 | 0 | 0 | 0 | 350189.5729 | 0 | 0 | 0 | 0 | 0 | 0 | 0 | 4746942.676 | 0 | 0 | 0 | 0 | 0 | 0 | 0 | 0 | 0 | 0 | 88743.1518 | 0 | 0 | 0 | 0 | 0 | 0 | 0 | 0 | 0 | -46343.0205 | 0 | 0 | 0 | 0 | 0 | 0 | 0
2016-05-19 03:00 | 0 | 0 | 0 | 0 | 0 | 40394.9658 | 0 | 408119 | 0 | 0 | 0 | 0 | 261446.4211 | 0 | 0 | 0 | 0 | 0 | 0 | 0 | 4467961.7936 | 0 | 0 | 0 | 0 | 0 | 0 | 0 | 0 | 0 | 0 | -88743.1518 | 0 | 0 | 0 | 0 | 0 | 0 | 0 | 0 | 0 | -278980.8824 | 0 | 0 | 0 | 0 | 0 | 0 | 0
2016-05-19 04:00 | 0 | 0 | 0 | 0 | 0 | 192904.2694 | 0 | 383142 | 0 | 0 | 0 | 0 | 350189.5729 | 0 | 0 | 0 | 0 | 0 | 0 | 0 | 4188980.9111 | 0 | 0 | 0 | 0 | 0 | 0 | 0 | 0 | 0 | 0 | 88743.1518 | 0 | 0 | 0 | 0 | 0 | 0 | 0 | 0 | 0 | -278980.8824 | 0 | 0 | 0 | 0 | 0 | 0 | 0
2016-05-19 05:00 | 0 | 0 | 0 | 0 | 0 | 0 | 0 | 362941 | 0 | 0 | 0 | 0 | 266229.4554 | 0 | 0 | 0 | 0 | 0 | 0 | 0 | 3910000.0287 | 0 | 0 | 0 | 0 | 0 | 0 | 0 | 0 | 0 | 0 | -83960.1176 | 0 | 0 | 0 | 0 | 0 | 0 | 0 | 0 | 0 | -278980.8824 | 0 | 0 | 0 | 0 | 0 | 0 | 0
2016-05-19 06:00 | 0 | 0 | 0 | 0 | 0 | 0 | 0 | 347770 | 0 | 0 | 0 | 0 | 177486.3036 | 0 | 0 | 0 | 0 | 0 | 0 | 0 | 3650973.1805 | 0 | 0 | 0 | 0 | 0 | 0 | 0 | 0 | 0 | 0 | -88743.1518 | 0 | 0 | 0 | 0 | 0 | 0 | 0 | 0 | 0 | -259026.8482 | 0 | 0 | 0 | 0 | 0 | 0 | 0
2016-05-19 07:00 | 0 | 0 | 0 | 0 | 0 | 147729.2694 | 0 | 337967 | 0 | 0 | 0 | 0 | 266229.4554 | 0 | 0 | 0 | 0 | 0 | 0 | 0 | 3371992.298 | 0 | 0 | 0 | 0 | 0 | 0 | 0 | 0 | 0 | 0 | 88743.1518 | 0 | 0 | 0 | 0 | 0 | 0 | 0 | 0 | 0 | -278980.8824 | 0 | 0 | 0 | 0 | 0 | 0 | 0
2016-05-19 08:00 | 0 | 0 | 0 | 0 | 0 | 0 | 0 | 336146 | 0 | 0 | 0 | 0 | 177486.3036 | 0 | 0 | 0 | 0 | 0 | 0 | 0 | 3124589.4498 | 0 | 0 | 0 | 0 | 0 | 0 | 0 | 0 | 0 | 0 | -88743.1518 | 0 | 0 | 0 | 0 | 0 | 0 | 0 | 0 | 0 | -247402.8482 | 0 | 0 | 0 | 0 | 0 | 0 | 0
2016-05-19 09:00 | 0 | 0 | 0 | 0 | 0 | 0 | 0 | 345081 | 0 | 0 | 0 | 0 | 88743.1518 | 0 | 0 | 0 | 0 | 0 | 0 | 0 | 2868251.6016 | 0 | 0 | 0 | 0 | 0 | 0 | 0 | 0 | 0 | 0 | -88743.1518 | 0 | 0 | 0 | 0 | 0 | 0 | 0 | 0 | 0 | -256337.8482 | 0 | 0 | 0 | 0 | 0 | 0 | 0
2016-05-19 10:00 | 0 | 0 | 0 | 0 | 0 | 0 | 0 | 367118 | 0 | 0 | 0 | 0 | 0 | 0 | 0 | 0 | 0 | 0 | 0 | 0 | 2589876.7534 | 0 | 0 | 0 | 0 | 0 | 0 | 0 | 0 | 0 | 0 | -88743.1518 | 0 | 0 | 0 | 0 | 0 | 0 | 0 | 0 | 0 | -278374.8482 | 0 | 0 | 0 | 0 | 0 | 0 | 0
2016-05-19 11:00 | 0 | 0 | 0 | 0 | 0 | 352924.063 | 0 | 389239 | 0 | 0 | 0 | 0 | 0 | 0 | 0 | 0 | 0 | 0 | 0 | 0 | 2553561.8164 | 0 | 0 | 0 | 0 | 0 | 0 | 0 | 0 | 0 | 0 | 0 | 0 | 0 | 0 | 0 | 0 | 0 | 0 | 0 | 0 | -36314.937 | 0 | 0 | 0 | 0 | 0 | 0 | 0
2016-05-19 12:00 | 0 | 0 | 0 | 0 | 0 | 198260.1428 | 64397.3849 | 403543 | 0 | 0 | 0 | 0 | 0 | 0 | 0 | 0 | 0 | 0 | 0 | 0 | 2412676.3442 | 0 | 0 | 0 | 0 | 0 | 0 | 0 | 0 | 0 | 0 | 0 | 0 | 0 | 0 | 0 | 0 | 0 | 0 | 0 | 0 | -140885.4723 | 0 | 0 | 0 | 0 | 0 | 0 | 0
2016-05-19 13:00 | 0 | 0 | 0 | 0 | 0 | 0 | 426176.9361 | 415692 | 0 | 0 | 0 | 0 | 0 | 0 | 0 | 0 | 0 | 0 | 0 | 0 | 2423161.2803 | 0 | 0 | 0 | 0 | 0 | 0 | 0 | 0 | 0 | 0 | 0 | 0 | 0 | 0 | 0 | 0 | 0 | 0 | 0 | 0 | 10484.9361 | 0 | 0 | 0 | 0 | 0 | 0 | 0
2016-05-19 14:00 | 0 | 0 | 0 | 0 | 0 | 0 | 647315.4941 | 427306 | 0 | 0 | 0 | 0 | 0 | 0 | 0 | 0 | 0 | 0 | 0 | 0 | 2643170.7743 | 0 | 0 | 0 | 0 | 0 | 0 | 0 | 0 | 0 | 0 | 0 | 0 | 0 | 0 | 0 | 0 | 0 | 0 | 0 | 0 | 220009.4941 | 0 | 0 | 0 | 0 | 0 | 0 | 0
2016-05-19 15:00 | 0 | 0 | 0 | 0 | 0 | 0 | 715582.8824 | 436602 | 0 | 0 | 0 | 0 | 0 | 0 | 0 | 0 | 0 | 0 | 0 | 0 | 2922151.6568 | 0 | 0 | 0 | 0 | 0 | 0 | 0 | 0 | 0 | 0 | 0 | 0 | 0 | 0 | 0 | 0 | 0 | 0 | 0 | 0 | 278980.8824 | 0 | 0 | 0 | 0 | 0 | 0 | 0
2016-05-19 16:00 | 0 | 0 | 0 | 0 | 0 | 0 | 811389.0342 | 443665 | 0 | 0 | 0 | 0 | 88743.1518 | 0 | 0 | 0 | 0 | 0 | 0 | 0 | 3201132.5392 | 0 | 0 | 0 | 0 | 0 | 0 | 0 | 0 | 0 | 0 | 88743.1518 | 0 | 0 | 0 | 0 | 0 | 0 | 0 | 0 | 0 | 278980.8824 | 0 | 0 | 0 | 0 | 0 | 0 | 0
2016-05-19 17:00 | 0 | 0 | 0 | 0 | 0 | 0 | 817103.0342 | 449379 | 0 | 0 | 0 | 0 | 177486.3036 | 0 | 0 | 0 | 0 | 0 | 0 | 0 | 3480113.4217 | 0 | 0 | 0 | 0 | 0 | 0 | 0 | 0 | 0 | 0 | 88743.1518 | 0 | 0 | 0 | 0 | 0 | 0 | 0 | 0 | 0 | 278980.8824 | 0 | 0 | 0 | 0 | 0 | 0 | 0
2016-05-19 18:00 | 0 | 0 | 0 | 0 | 0 | 0 | 820969.0342 | 453245 | 0 | 0 | 0 | 0 | 266229.4554 | 0 | 0 | 0 | 0 | 0 | 0 | 0 | 3759094.3041 | 0 | 0 | 0 | 0 | 0 | 0 | 0 | 0 | 0 | 0 | 88743.1518 | 0 | 0 | 0 | 0 | 0 | 0 | 0 | 0 | 0 | 278980.8824 | 0 | 0 | 0 | 0 | 0 | 0 | 0
2016-05-19 19:00 | 0 | 0 | 0 | 0 | 0 | 0 | 823071.0342 | 455347 | 0 | 0 | 0 | 0 | 354972.6072 | 0 | 0 | 0 | 0 | 0 | 0 | 0 | 4038075.1866 | 0 | 0 | 0 | 0 | 0 | 0 | 0 | 0 | 0 | 0 | 88743.1518 | 0 | 0 | 0 | 0 | 0 | 0 | 0 | 0 | 0 | 278980.8824 | 0 | 0 | 0 | 0 | 0 | 0 | 0
2016-05-19 20:00 | 0 | 0 | 0 | 0 | 0 | 0 | 763558.6335 | 456705 | 0 | 0 | 0 | 0 | 382845.3582 | 0 | 0 | 0 | 0 | 0 | 0 | 0 | 4317056.069 | 0 | 0 | 0 | 0 | 0 | 0 | 0 | 0 | 0 | 0 | 27872.7511 | 0 | 0 | 0 | 0 | 0 | 0 | 0 | 0 | 0 | 278980.8824 | 0 | 0 | 0 | 0 | 0 | 0 | 0
2016-05-19 21:00 | 0 | 0 | 0 | 0 | 0 | 0 | 736749.8824 | 457769 | 0 | 0 | 0 | 0 | 382845.3582 | 0 | 0 | 0 | 0 | 0 | 0 | 0 | 4596036.9514 | 0 | 0 | 0 | 0 | 0 | 0 | 0 | 0 | 0 | 0 | 0 | 0 | 0 | 0 | 0 | 0 | 0 | 0 | 0 | 0 | 278980.8824 | 0 | 0 | 0 | 0 | 0 | 0 | 0
2016-05-19 22:00 | 0 | 0 | 0 | 0 | 0 | 0 | 733724.8824 | 454744 | 0 | 0 | 0 | 0 | 382845.3582 | 0 | 0 | 0 | 0 | 0 | 0 | 0 | 4875017.8339 | 0 | 0 | 0 | 0 | 0 | 0 | 0 | 0 | 0 | 0 | 0 | 0 | 0 | 0 | 0 | 0 | 0 | 0 | 0 | 0 | 278980.8824 | 0 | 0 | 0 | 0 | 0 | 0 | 0
2016-05-19 23:00 | 0 | 0 | 0 | 0 | 0 | 0 | 698189.9965 | 450085 | 0 | 0 | 0 | 0 | 351969.4723 | 0 | 0 | 0 | 0 | 0 | 0 | 0 | 5153998.7163 | 0 | 0 | 0 | 0 | 0 | 0 | 0 | 0 | 0 | 0 | -30875.886 | 0 | 0 | 0 | 0 | 0 | 0 | 0 | 0 | 0 | 278980.8824 | 0 | 0 | 0 | 0 | 0 | 0 | 0
2016-05-20 | 0 | 0 | 0 | 0 | 0 | 0 | 548794.7646 | 449796 | 0 | 0 | 0 | 0 | 382845.3582 | 0 | 0 | 0 | 0 | 0 | 0 | 0 | 5222121.595 | 0 | 0 | 0 | 0 | 0 | 0 | 0 | 0 | 0 | 0 | 30875.886 | 0 | 0 | 0 | 0 | 0 | 0 | 0 | 0 | 0 | 68122.8786 | 0 | 0 | 0 | 0 | 0 | 0 | 0
2016-05-20 01:00 | 0 | 0 | 0 | 0 | 0 | 0 | 257927.0829 | 447542 | 0 | 0 | 0 | 0 | 294102.2064 | 0 | 0 | 0 | 0 | 0 | 0 | 0 | 5121249.8297 | 0 | 0 | 0 | 0 | 0 | 0 | 0 | 0 | 0 | 0 | -88743.1518 | 0 | 0 | 0 | 0 | 0 | 0 | 0 | 0 | 0 | -100871.7653 | 0 | 0 | 0 | 0 | 0 | 0 | 0
2016-05-20 02:00 | 0 | 0 | 0 | 0 | 0 | 592432.4477 | 12380.7565 | 430084 | 0 | 0 | 0 | 0 | 382845.3582 | 0 | 0 | 0 | 0 | 0 | 0 | 0 | 5207235.8821 | 0 | 0 | 0 | 0 | 0 | 0 | 0 | 0 | 0 | 0 | 88743.1518 | 0 | 0 | 0 | 0 | 0 | 0 | 0 | 0 | 0 | 85986.0524 | 0 | 0 | 0 | 0 | 0 | 0 | 0
2016-05-20 03:00 | 0 | 0 | 0 | 0 | 0 | 35638.9658 | 0 | 403363 | 0 | 0 | 0 | 0 | 294102.2064 | 0 | 0 | 0 | 0 | 0 | 0 | 0 | 4928254.9996 | 0 | 0 | 0 | 0 | 0 | 0 | 0 | 0 | 0 | 0 | -88743.1518 | 0 | 0 | 0 | 0 | 0 | 0 | 0 | 0 | 0 | -278980.8824 | 0 | 0 | 0 | 0 | 0 | 0 | 0
2016-05-20 04:00 | 0 | 0 | 0 | 0 | 0 | 10383.9658 | 0 | 378108 | 0 | 0 | 0 | 0 | 205359.0546 | 0 | 0 | 0 | 0 | 0 | 0 | 0 | 4649274.1172 | 0 | 0 | 0 | 0 | 0 | 0 | 0 | 0 | 0 | 0 | -88743.1518 | 0 | 0 | 0 | 0 | 0 | 0 | 0 | 0 | 0 | -278980.8824 | 0 | 0 | 0 | 0 | 0 | 0 | 0
2016-05-20 05:00 | 0 | 0 | 0 | 0 | 0 | 169398.2694 | 0 | 359636 | 0 | 0 | 0 | 0 | 294102.2064 | 0 | 0 | 0 | 0 | 0 | 0 | 0 | 4370293.2347 | 0 | 0 | 0 | 0 | 0 | 0 | 0 | 0 | 0 | 0 | 88743.1518 | 0 | 0 | 0 | 0 | 0 | 0 | 0 | 0 | 0 | -278980.8824 | 0 | 0 | 0 | 0 | 0 | 0 | 0
2016-05-20 06:00 | 0 | 0 | 0 | 0 | 0 | 0 | 0 | 344888 | 0 | 0 | 0 | 0 | 228195.0889 | 0 | 0 | 0 | 0 | 0 | 0 | 0 | 4091312.3523 | 0 | 0 | 0 | 0 | 0 | 0 | 0 | 0 | 0 | 0 | -65907.1176 | 0 | 0 | 0 | 0 | 0 | 0 | 0 | 0 | 0 | -278980.8824 | 0 | 0 | 0 | 0 | 0 | 0 | 0
2016-05-20 07:00 | 0 | 0 | 0 | 0 | 0 | 0 | 0 | 335003 | 0 | 0 | 0 | 0 | 139451.9371 | 0 | 0 | 0 | 0 | 0 | 0 | 0 | 3845052.5041 | 0 | 0 | 0 | 0 | 0 | 0 | 0 | 0 | 0 | 0 | -88743.1518 | 0 | 0 | 0 | 0 | 0 | 0 | 0 | 0 | 0 | -246259.8482 | 0 | 0 | 0 | 0 | 0 | 0 | 0
2016-05-20 08:00 | 0 | 0 | 0 | 0 | 0 | 0 | 0 | 332872 | 0 | 0 | 0 | 0 | 50708.7853 | 0 | 0 | 0 | 0 | 0 | 0 | 0 | 3600923.6559 | 0 | 0 | 0 | 0 | 0 | 0 | 0 | 0 | 0 | 0 | -88743.1518 | 0 | 0 | 0 | 0 | 0 | 0 | 0 | 0 | 0 | -244128.8482 | 0 | 0 | 0 | 0 | 0 | 0 | 0
2016-05-20 09:00 | 0 | 0 | 0 | 0 | 0 | 151115.2694 | 0 | 341353 | 0 | 0 | 0 | 0 | 139451.9371 | 0 | 0 | 0 | 0 | 0 | 0 | 0 | 3321942.7734 | 0 | 0 | 0 | 0 | 0 | 0 | 0 | 0 | 0 | 0 | 88743.1518 | 0 | 0 | 0 | 0 | 0 | 0 | 0 | 0 | 0 | -278980.8824 | 0 | 0 | 0 | 0 | 0 | 0 | 0
2016-05-20 10:00 | 0 | 0 | 0 | 0 | 0 | 0 | 0 | 361869 | 0 | 0 | 0 | 0 | 50708.7853 | 0 | 0 | 0 | 0 | 0 | 0 | 0 | 3048816.9252 | 0 | 0 | 0 | 0 | 0 | 0 | 0 | 0 | 0 | 0 | -88743.1518 | 0 | 0 | 0 | 0 | 0 | 0 | 0 | 0 | 0 | -273125.8482 | 0 | 0 | 0 | 0 | 0 | 0 | 0
2016-05-20 11:00 | 0 | 0 | 0 | 0 | 0 | 325293.3559 | 0 | 383643 | 0 | 0 | 0 | 0 | 29533.0005 | 0 | 0 | 0 | 0 | 0 | 0 | 0 | 3011643.0659 | 0 | 0 | 0 | 0 | 0 | 0 | 0 | 0 | 0 | 0 | -21175.7848 | 0 | 0 | 0 | 0 | 0 | 0 | 0 | 0 | 0 | -37173.8593 | 0 | 0 | 0 | 0 | 0 | 0 | 0
2016-05-20 12:00 | 0 | 0 | 0 | 0 | 0 | 0 | 90978.1171 | 399492 | 0 | 0 | 0 | 0 | 0 | 0 | 0 | 0 | 0 | 0 | 0 | 0 | 2732662.1835 | 0 | 0 | 0 | 0 | 0 | 0 | 0 | 0 | 0 | 0 | -29533.0005 | 0 | 0 | 0 | 0 | 0 | 0 | 0 | 0 | 0 | -278980.8824 | 0 | 0 | 0 | 0 | 0 | 0 | 0
2016-05-20 13:00 | 0 | 0 | 0 | 0 | 0 | 0 | 438203.1098 | 413654 | 0 | 0 | 0 | 0 | 0 | 0 | 0 | 0 | 0 | 0 | 0 | 0 | 2757211.2933 | 0 | 0 | 0 | 0 | 0 | 0 | 0 | 0 | 0 | 0 | 0 | 0 | 0 | 0 | 0 | 0 | 0 | 0 | 0 | 0 | 24549.1098 | 0 | 0 | 0 | 0 | 0 | 0 | 0
2016-05-20 14:00 | 0 | 0 | 0 | 0 | 0 | 0 | 664146.9369 | 426738 | 0 | 0 | 0 | 0 | 0 | 0 | 0 | 0 | 0 | 0 | 0 | 0 | 2994620.2302 | 0 | 0 | 0 | 0 | 0 | 0 | 0 | 0 | 0 | 0 | 0 | 0 | 0 | 0 | 0 | 0 | 0 | 0 | 0 | 0 | 237408.9369 | 0 | 0 | 0 | 0 | 0 | 0 | 0
2016-05-20 15:00 | 0 | 0 | 0 | 0 | 0 | 0 | 714809.8824 | 435829 | 0 | 0 | 0 | 0 | 0 | 0 | 0 | 0 | 0 | 0 | 0 | 0 | 3273601.1127 | 0 | 0 | 0 | 0 | 0 | 0 | 0 | 0 | 0 | 0 | 0 | 0 | 0 | 0 | 0 | 0 | 0 | 0 | 0 | 0 | 278980.8824 | 0 | 0 | 0 | 0 | 0 | 0 | 0
2016-05-20 16:00 | 0 | 0 | 0 | 0 | 0 | 0 | 809529.0342 | 441805 | 0 | 0 | 0 | 0 | 88743.1518 | 0 | 0 | 0 | 0 | 0 | 0 | 0 | 3552581.9951 | 0 | 0 | 0 | 0 | 0 | 0 | 0 | 0 | 0 | 0 | 88743.1518 | 0 | 0 | 0 | 0 | 0 | 0 | 0 | 0 | 0 | 278980.8824 | 0 | 0 | 0 | 0 | 0 | 0 | 0
2016-05-20 17:00 | 0 | 0 | 0 | 0 | 0 | 0 | 813797.0342 | 446073 | 0 | 0 | 0 | 0 | 177486.3036 | 0 | 0 | 0 | 0 | 0 | 0 | 0 | 3831562.8776 | 0 | 0 | 0 | 0 | 0 | 0 | 0 | 0 | 0 | 0 | 88743.1518 | 0 | 0 | 0 | 0 | 0 | 0 | 0 | 0 | 0 | 278980.8824 | 0 | 0 | 0 | 0 | 0 | 0 | 0
2016-05-20 18:00 | 0 | 0 | 0 | 0 | 0 | 0 | 817082.0342 | 449358 | 0 | 0 | 0 | 0 | 266229.4554 | 0 | 0 | 0 | 0 | 0 | 0 | 0 | 4110543.76 | 0 | 0 | 0 | 0 | 0 | 0 | 0 | 0 | 0 | 0 | 88743.1518 | 0 | 0 | 0 | 0 | 0 | 0 | 0 | 0 | 0 | 278980.8824 | 0 | 0 | 0 | 0 | 0 | 0 | 0
2016-05-20 19:00 | 0 | 0 | 0 | 0 | 0 | 0 | 819450.0342 | 451726 | 0 | 0 | 0 | 0 | 354972.6072 | 0 | 0 | 0 | 0 | 0 | 0 | 0 | 4389524.6424 | 0 | 0 | 0 | 0 | 0 | 0 | 0 | 0 | 0 | 0 | 88743.1518 | 0 | 0 | 0 | 0 | 0 | 0 | 0 | 0 | 0 | 278980.8824 | 0 | 0 | 0 | 0 | 0 | 0 | 0
2016-05-20 20:00 | 0 | 0 | 0 | 0 | 0 | 0 | 760886.6335 | 454033 | 0 | 0 | 0 | 0 | 382845.3582 | 0 | 0 | 0 | 0 | 0 | 0 | 0 | 4668505.5249 | 0 | 0 | 0 | 0 | 0 | 0 | 0 | 0 | 0 | 0 | 27872.7511 | 0 | 0 | 0 | 0 | 0 | 0 | 0 | 0 | 0 | 278980.8824 | 0 | 0 | 0 | 0 | 0 | 0 | 0
2016-05-20 21:00 | 0 | 0 | 0 | 0 | 0 | 0 | 733379.8824 | 454399 | 0 | 0 | 0 | 0 | 382845.3582 | 0 | 0 | 0 | 0 | 0 | 0 | 0 | 4947486.4073 | 0 | 0 | 0 | 0 | 0 | 0 | 0 | 0 | 0 | 0 | 0 | 0 | 0 | 0 | 0 | 0 | 0 | 0 | 0 | 0 | 278980.8824 | 0 | 0 | 0 | 0 | 0 | 0 | 0
2016-05-20 22:00 | 0 | 0 | 0 | 0 | 0 | 0 | 728626.8824 | 449646 | 0 | 0 | 0 | 0 | 382845.3582 | 0 | 0 | 0 | 0 | 0 | 0 | 0 | 5226467.2898 | 0 | 0 | 0 | 0 | 0 | 0 | 0 | 0 | 0 | 0 | 0 | 0 | 0 | 0 | 0 | 0 | 0 | 0 | 0 | 0 | 278980.8824 | 0 | 0 | 0 | 0 | 0 | 0 | 0
2016-05-20 23:00 | 0 | 0 | 0 | 0 | 0 | 0 | 696183.7119 | 441625 | 0 | 0 | 0 | 0 | 382845.3582 | 0 | 0 | 0 | 0 | 0 | 0 | 0 | 5481026.0016 | 0 | 0 | 0 | 0 | 0 | 0 | 0 | 0 | 0 | 0 | 0 | 0 | 0 | 0 | 0 | 0 | 0 | 0 | 0 | 0 | 254558.7119 | 0 | 0 | 0 | 0 | 0 | 0 | 0
2016-05-21 | 0 | 0 | 0 | 0 | 0 | 0 | 561487.1326 | 438654 | 0 | 0 | 0 | 0 | 382845.3582 | 0 | 0 | 0 | 0 | 0 | 0 | 0 | 5603859.1342 | 0 | 0 | 0 | 0 | 0 | 0 | 0 | 0 | 0 | 0 | 0 | 0 | 0 | 0 | 0 | 0 | 0 | 0 | 0 | 0 | 122833.1326 | 0 | 0 | 0 | 0 | 0 | 0 | 0
2016-05-21 01:00 | 0 | 0 | 0 | 0 | 0 | 0 | 246390.8332 | 433474 | 0 | 0 | 0 | 0 | 365259.6905 | 0 | 0 | 0 | 0 | 0 | 0 | 0 | 5434361.6352 | 0 | 0 | 0 | 0 | 0 | 0 | 0 | 0 | 0 | 0 | -17585.6677 | 0 | 0 | 0 | 0 | 0 | 0 | 0 | 0 | 0 | -169497.499 | 0 | 0 | 0 | 0 | 0 | 0 | 0
2016-05-21 02:00 | 0 | 0 | 0 | 0 | 0 | 21460.3155 | 25827.6503 | 415012 | 0 | 0 | 0 | 0 | 276516.5387 | 0 | 0 | 0 | 0 | 0 | 0 | 0 | 5155380.7527 | 0 | 0 | 0 | 0 | 0 | 0 | 0 | 0 | 0 | 0 | -88743.1518 | 0 | 0 | 0 | 0 | 0 | 0 | 0 | 0 | 0 | -278980.8824 | 0 | 0 | 0 | 0 | 0 | 0 | 0
2016-05-21 03:00 | 0 | 0 | 0 | 0 | 0 | 28805.9658 | 0 | 396530 | 0 | 0 | 0 | 0 | 187773.3869 | 0 | 0 | 0 | 0 | 0 | 0 | 0 | 4876399.8703 | 0 | 0 | 0 | 0 | 0 | 0 | 0 | 0 | 0 | 0 | -88743.1518 | 0 | 0 | 0 | 0 | 0 | 0 | 0 | 0 | 0 | -278980.8824 | 0 | 0 | 0 | 0 | 0 | 0 | 0
2016-05-21 04:00 | 0 | 0 | 0 | 0 | 0 | 184292.2694 | 0 | 374530 | 0 | 0 | 0 | 0 | 276516.5387 | 0 | 0 | 0 | 0 | 0 | 0 | 0 | 4597418.9878 | 0 | 0 | 0 | 0 | 0 | 0 | 0 | 0 | 0 | 0 | 88743.1518 | 0 | 0 | 0 | 0 | 0 | 0 | 0 | 0 | 0 | -278980.8824 | 0 | 0 | 0 | 0 | 0 | 0 | 0
2016-05-21 05:00 | 0 | 0 | 0 | 0 | 0 | 0 | 0 | 355822 | 0 | 0 | 0 | 0 | 187773.3869 | 0 | 0 | 0 | 0 | 0 | 0 | 0 | 4330340.1396 | 0 | 0 | 0 | 0 | 0 | 0 | 0 | 0 | 0 | 0 | -88743.1518 | 0 | 0 | 0 | 0 | 0 | 0 | 0 | 0 | 0 | -267078.8482 | 0 | 0 | 0 | 0 | 0 | 0 | 0
2016-05-21 06:00 | 0 | 0 | 0 | 0 | 0 | 150051.2694 | 0 | 340289 | 0 | 0 | 0 | 0 | 276516.5387 | 0 | 0 | 0 | 0 | 0 | 0 | 0 | 4051359.2572 | 0 | 0 | 0 | 0 | 0 | 0 | 0 | 0 | 0 | 0 | 88743.1518 | 0 | 0 | 0 | 0 | 0 | 0 | 0 | 0 | 0 | -278980.8824 | 0 | 0 | 0 | 0 | 0 | 0 | 0
2016-05-21 07:00 | 0 | 0 | 0 | 0 | 0 | 0 | 0 | 330939 | 0 | 0 | 0 | 0 | 224558.4211 | 0 | 0 | 0 | 0 | 0 | 0 | 0 | 3772378.3748 | 0 | 0 | 0 | 0 | 0 | 0 | 0 | 0 | 0 | 0 | -51958.1176 | 0 | 0 | 0 | 0 | 0 | 0 | 0 | 0 | 0 | -278980.8824 | 0 | 0 | 0 | 0 | 0 | 0 | 0
2016-05-21 08:00 | 0 | 0 | 0 | 0 | 0 | 0 | 0 | 326053 | 0 | 0 | 0 | 0 | 177486.3036 | 0 | 0 | 0 | 0 | 0 | 0 | 0 | 3493397.4923 | 0 | 0 | 0 | 0 | 0 | 0 | 0 | 0 | 0 | 0 | -47072.1176 | 0 | 0 | 0 | 0 | 0 | 0 | 0 | 0 | 0 | -278980.8824 | 0 | 0 | 0 | 0 | 0 | 0 | 0
2016-05-21 09:00 | 0 | 0 | 0 | 0 | 0 | 0 | 0 | 325912 | 0 | 0 | 0 | 0 | 88743.1518 | 0 | 0 | 0 | 0 | 0 | 0 | 0 | 3256228.6441 | 0 | 0 | 0 | 0 | 0 | 0 | 0 | 0 | 0 | 0 | -88743.1518 | 0 | 0 | 0 | 0 | 0 | 0 | 0 | 0 | 0 | -237168.8482 | 0 | 0 | 0 | 0 | 0 | 0 | 0
2016-05-21 10:00 | 0 | 0 | 0 | 0 | 0 | 0 | 0 | 330394 | 0 | 0 | 0 | 0 | 0 | 0 | 0 | 0 | 0 | 0 | 0 | 0 | 3014577.7959 | 0 | 0 | 0 | 0 | 0 | 0 | 0 | 0 | 0 | 0 | -88743.1518 | 0 | 0 | 0 | 0 | 0 | 0 | 0 | 0 | 0 | -241650.8482 | 0 | 0 | 0 | 0 | 0 | 0 | 0
2016-05-21 11:00 | 0 | 0 | 0 | 0 | 0 | 433624.7628 | 0 | 338051 | 0 | 0 | 0 | 0 | 0 | 0 | 0 | 0 | 0 | 0 | 0 | 0 | 3110151.5587 | 0 | 0 | 0 | 0 | 0 | 0 | 0 | 0 | 0 | 0 | 0 | 0 | 0 | 0 | 0 | 0 | 0 | 0 | 0 | 0 | 95573.7628 | 0 | 0 | 0 | 0 | 0 | 0 | 0
2016-05-21 12:00 | 0 | 0 | 0 | 0 | 0 | 0 | 87590.3343 | 355555 | 0 | 0 | 0 | 0 | 0 | 0 | 0 | 0 | 0 | 0 | 0 | 0 | 2842186.893 | 0 | 0 | 0 | 0 | 0 | 0 | 0 | 0 | 0 | 0 | 0 | 0 | 0 | 0 | 0 | 0 | 0 | 0 | 0 | 0 | -267964.6657 | 0 | 0 | 0 | 0 | 0 | 0 | 0
2016-05-21 13:00 | 0 | 0 | 0 | 0 | 0 | 203858.697 | 450413.1854 | 375291 | 0 | 0 | 0 | 0 | 0 | 0 | 0 | 0 | 0 | 0 | 0 | 0 | 3121167.7754 | 0 | 0 | 0 | 0 | 0 | 0 | 0 | 0 | 0 | 0 | 0 | 0 | 0 | 0 | 0 | 0 | 0 | 0 | 0 | 0 | 278980.8824 | 0 | 0 | 0 | 0 | 0 | 0 | 0
2016-05-21 14:00 | 0 | 0 | 0 | 0 | 0 | 0 | 672967.8824 | 393987 | 0 | 0 | 0 | 0 | 0 | 0 | 0 | 0 | 0 | 0 | 0 | 0 | 3400148.6579 | 0 | 0 | 0 | 0 | 0 | 0 | 0 | 0 | 0 | 0 | 0 | 0 | 0 | 0 | 0 | 0 | 0 | 0 | 0 | 0 | 278980.8824 | 0 | 0 | 0 | 0 | 0 | 0 | 0
2016-05-21 15:00 | 0 | 0 | 0 | 0 | 0 | 0 | 776233.0342 | 408509 | 0 | 0 | 0 | 0 | 88743.1518 | 0 | 0 | 0 | 0 | 0 | 0 | 0 | 3679129.5403 | 0 | 0 | 0 | 0 | 0 | 0 | 0 | 0 | 0 | 0 | 88743.1518 | 0 | 0 | 0 | 0 | 0 | 0 | 0 | 0 | 0 | 278980.8824 | 0 | 0 | 0 | 0 | 0 | 0 | 0
2016-05-21 16:00 | 0 | 0 | 0 | 0 | 0 | 0 | 785846.0342 | 418122 | 0 | 0 | 0 | 0 | 177486.3036 | 0 | 0 | 0 | 0 | 0 | 0 | 0 | 3958110.4228 | 0 | 0 | 0 | 0 | 0 | 0 | 0 | 0 | 0 | 0 | 88743.1518 | 0 | 0 | 0 | 0 | 0 | 0 | 0 | 0 | 0 | 278980.8824 | 0 | 0 | 0 | 0 | 0 | 0 | 0
2016-05-21 17:00 | 0 | 0 | 0 | 0 | 0 | 0 | 792243.0342 | 424519 | 0 | 0 | 0 | 0 | 266229.4554 | 0 | 0 | 0 | 0 | 0 | 0 | 0 | 4237091.3052 | 0 | 0 | 0 | 0 | 0 | 0 | 0 | 0 | 0 | 0 | 88743.1518 | 0 | 0 | 0 | 0 | 0 | 0 | 0 | 0 | 0 | 278980.8824 | 0 | 0 | 0 | 0 | 0 | 0 | 0
2016-05-21 18:00 | 0 | 0 | 0 | 0 | 0 | 0 | 797296.0342 | 429572 | 0 | 0 | 0 | 0 | 354972.6072 | 0 | 0 | 0 | 0 | 0 | 0 | 0 | 4516072.1876 | 0 | 0 | 0 | 0 | 0 | 0 | 0 | 0 | 0 | 0 | 88743.1518 | 0 | 0 | 0 | 0 | 0 | 0 | 0 | 0 | 0 | 278980.8824 | 0 | 0 | 0 | 0 | 0 | 0 | 0
2016-05-21 19:00 | 0 | 0 | 0 | 0 | 0 | 0 | 623655.7306 | 433418 | 0 | 0 | 0 | 0 | 266229.4554 | 0 | 0 | 0 | 0 | 0 | 0 | 0 | 4795053.0701 | 0 | 0 | 0 | 0 | 0 | 0 | 0 | 0 | 0 | 0 | -88743.1518 | 0 | 0 | 0 | 0 | 0 | 0 | 0 | 0 | 0 | 278980.8824 | 0 | 0 | 0 | 0 | 0 | 0 | 0
2016-05-21 20:00 | 0 | 0 | 0 | 0 | 0 | 0 | 804701.0342 | 436977 | 0 | 0 | 0 | 0 | 354972.6072 | 0 | 0 | 0 | 0 | 0 | 0 | 0 | 5074033.9525 | 0 | 0 | 0 | 0 | 0 | 0 | 0 | 0 | 0 | 0 | 88743.1518 | 0 | 0 | 0 | 0 | 0 | 0 | 0 | 0 | 0 | 278980.8824 | 0 | 0 | 0 | 0 | 0 | 0 | 0
2016-05-21 21:00 | 0 | 0 | 0 | 0 | 0 | 0 | 746402.6335 | 439549 | 0 | 0 | 0 | 0 | 382845.3582 | 0 | 0 | 0 | 0 | 0 | 0 | 0 | 5353014.835 | 0 | 0 | 0 | 0 | 0 | 0 | 0 | 0 | 0 | 0 | 27872.7511 | 0 | 0 | 0 | 0 | 0 | 0 | 0 | 0 | 0 | 278980.8824 | 0 | 0 | 0 | 0 | 0 | 0 | 0
2016-05-21 22:00 | 0 | 0 | 0 | 0 | 0 | 0 | 715842.8824 | 436862 | 0 | 0 | 0 | 0 | 382845.3582 | 0 | 0 | 0 | 0 | 0 | 0 | 0 | 5631995.7174 | 0 | 0 | 0 | 0 | 0 | 0 | 0 | 0 | 0 | 0 | 0 | 0 | 0 | 0 | 0 | 0 | 0 | 0 | 0 | 0 | 278980.8824 | 0 | 0 | 0 | 0 | 0 | 0 | 0
2016-05-21 23:00 | 0 | 0 | 0 | 0 | 0 | 0 | 710552.8824 | 431572 | 0 | 0 | 0 | 0 | 382845.3582 | 0 | 0 | 0 | 0 | 0 | 0 | 0 | 5910976.5999 | 0 | 0 | 0 | 0 | 0 | 0 | 0 | 0 | 0 | 0 | 0 | 0 | 0 | 0 | 0 | 0 | 0 | 0 | 0 | 0 | 278980.8824 | 0 | 0 | 0 | 0 | 0 | 0 | 0
2016-05-22 | 0 | 0 | 0 | 0 | 0 | 0 | 534012.0494 | 426922 | 0 | 0 | 0 | 0 | 382845.3582 | 0 | 0 | 0 | 0 | 0 | 0 | 0 | 6018066.6493 | 0 | 0 | 0 | 0 | 0 | 0 | 0 | 0 | 0 | 0 | 0 | 0 | 0 | 0 | 0 | 0 | 0 | 0 | 0 | 0 | 107090.0494 | 0 | 0 | 0 | 0 | 0 | 0 | 0
2016-05-22 01:00 | 0 | 0 | 0 | 0 | 0 | 0 | 245720.7702 | 422713 | 0 | 0 | 0 | 0 | 306608.5729 | 0 | 0 | 0 | 0 | 0 | 0 | 0 | 5917311.2048 | 0 | 0 | 0 | 0 | 0 | 0 | 0 | 0 | 0 | 0 | -76236.7853 | 0 | 0 | 0 | 0 | 0 | 0 | 0 | 0 | 0 | -100755.4445 | 0 | 0 | 0 | 0 | 0 | 0 | 0
2016-05-22 02:00 | 0 | 0 | 0 | 0 | 0 | 24482.7076 | 18479.2582 | 410686 | 0 | 0 | 0 | 0 | 217865.4211 | 0 | 0 | 0 | 0 | 0 | 0 | 0 | 5638330.3224 | 0 | 0 | 0 | 0 | 0 | 0 | 0 | 0 | 0 | 0 | -88743.1518 | 0 | 0 | 0 | 0 | 0 | 0 | 0 | 0 | 0 | -278980.8824 | 0 | 0 | 0 | 0 | 0 | 0 | 0
2016-05-22 03:00 | 0 | 0 | 0 | 0 | 0 | 201614.2694 | 0 | 391852 | 0 | 0 | 0 | 0 | 306608.5729 | 0 | 0 | 0 | 0 | 0 | 0 | 0 | 5359349.4399 | 0 | 0 | 0 | 0 | 0 | 0 | 0 | 0 | 0 | 0 | 88743.1518 | 0 | 0 | 0 | 0 | 0 | 0 | 0 | 0 | 0 | -278980.8824 | 0 | 0 | 0 | 0 | 0 | 0 | 0
2016-05-22 04:00 | 0 | 0 | 0 | 0 | 0 | 3950.9658 | 0 | 371675 | 0 | 0 | 0 | 0 | 217865.4211 | 0 | 0 | 0 | 0 | 0 | 0 | 0 | 5080368.5575 | 0 | 0 | 0 | 0 | 0 | 0 | 0 | 0 | 0 | 0 | -88743.1518 | 0 | 0 | 0 | 0 | 0 | 0 | 0 | 0 | 0 | -278980.8824 | 0 | 0 | 0 | 0 | 0 | 0 | 0
2016-05-22 05:00 | 0 | 0 | 0 | 0 | 0 | 0 | 0 | 352334 | 0 | 0 | 0 | 0 | 129122.2694 | 0 | 0 | 0 | 0 | 0 | 0 | 0 | 4816777.7093 | 0 | 0 | 0 | 0 | 0 | 0 | 0 | 0 | 0 | 0 | -88743.1518 | 0 | 0 | 0 | 0 | 0 | 0 | 0 | 0 | 0 | -263590.8482 | 0 | 0 | 0 | 0 | 0 | 0 | 0
2016-05-22 06:00 | 0 | 0 | 0 | 0 | 0 | 0 | 0 | 337141 | 0 | 0 | 0 | 0 | 40379.1176 | 0 | 0 | 0 | 0 | 0 | 0 | 0 | 4568379.8611 | 0 | 0 | 0 | 0 | 0 | 0 | 0 | 0 | 0 | 0 | -88743.1518 | 0 | 0 | 0 | 0 | 0 | 0 | 0 | 0 | 0 | -248397.8482 | 0 | 0 | 0 | 0 | 0 | 0 | 0
2016-05-22 07:00 | 0 | 0 | 0 | 0 | 0 | 136412.2694 | 0 | 326650 | 0 | 0 | 0 | 0 | 129122.2694 | 0 | 0 | 0 | 0 | 0 | 0 | 0 | 4289398.9787 | 0 | 0 | 0 | 0 | 0 | 0 | 0 | 0 | 0 | 0 | 88743.1518 | 0 | 0 | 0 | 0 | 0 | 0 | 0 | 0 | 0 | -278980.8824 | 0 | 0 | 0 | 0 | 0 | 0 | 0
2016-05-22 08:00 | 0 | 0 | 0 | 0 | 0 | 130779.2694 | 0 | 321017 | 0 | 0 | 0 | 0 | 217865.4211 | 0 | 0 | 0 | 0 | 0 | 0 | 0 | 4010418.0962 | 0 | 0 | 0 | 0 | 0 | 0 | 0 | 0 | 0 | 0 | 88743.1518 | 0 | 0 | 0 | 0 | 0 | 0 | 0 | 0 | 0 | -278980.8824 | 0 | 0 | 0 | 0 | 0 | 0 | 0
2016-05-22 09:00 | 0 | 0 | 0 | 0 | 0 | 0 | 0 | 319360 | 0 | 0 | 0 | 0 | 177486.3036 | 0 | 0 | 0 | 0 | 0 | 0 | 0 | 3731437.2138 | 0 | 0 | 0 | 0 | 0 | 0 | 0 | 0 | 0 | 0 | -40379.1176 | 0 | 0 | 0 | 0 | 0 | 0 | 0 | 0 | 0 | -278980.8824 | 0 | 0 | 0 | 0 | 0 | 0 | 0
2016-05-22 10:00 | 0 | 0 | 0 | 0 | 0 | 0 | 0 | 319221 | 0 | 0 | 0 | 0 | 88743.1518 | 0 | 0 | 0 | 0 | 0 | 0 | 0 | 3500959.3656 | 0 | 0 | 0 | 0 | 0 | 0 | 0 | 0 | 0 | 0 | -88743.1518 | 0 | 0 | 0 | 0 | 0 | 0 | 0 | 0 | 0 | -230477.8482 | 0 | 0 | 0 | 0 | 0 | 0 | 0
2016-05-22 11:00 | 0 | 0 | 0 | 0 | 0 | 0 | 0 | 324076 | 0 | 0 | 0 | 0 | 0 | 0 | 0 | 0 | 0 | 0 | 0 | 0 | 3265626.5174 | 0 | 0 | 0 | 0 | 0 | 0 | 0 | 0 | 0 | 0 | -88743.1518 | 0 | 0 | 0 | 0 | 0 | 0 | 0 | 0 | 0 | -235332.8482 | 0 | 0 | 0 | 0 | 0 | 0 | 0
2016-05-22 12:00 | 0 | 0 | 0 | 0 | 0 | 0 | 85826.731 | 340092 | 0 | 0 | 0 | 0 | 0 | 0 | 0 | 0 | 0 | 0 | 0 | 0 | 3011361.2483 | 0 | 0 | 0 | 0 | 0 | 0 | 0 | 0 | 0 | 0 | 0 | 0 | 0 | 0 | 0 | 0 | 0 | 0 | 0 | 0 | -254265.269 | 0 | 0 | 0 | 0 | 0 | 0 | 0
2016-05-22 13:00 | 0 | 0 | 0 | 0 | 0 | 0 | 470053.2155 | 358790 | 0 | 0 | 0 | 0 | 0 | 0 | 0 | 0 | 0 | 0 | 0 | 0 | 3122624.4638 | 0 | 0 | 0 | 0 | 0 | 0 | 0 | 0 | 0 | 0 | 0 | 0 | 0 | 0 | 0 | 0 | 0 | 0 | 0 | 0 | 111263.2155 | 0 | 0 | 0 | 0 | 0 | 0 | 0
2016-05-22 14:00 | 0 | 0 | 0 | 0 | 0 | 0 | 654510.8824 | 375530 | 0 | 0 | 0 | 0 | 0 | 0 | 0 | 0 | 0 | 0 | 0 | 0 | 3401605.3463 | 0 | 0 | 0 | 0 | 0 | 0 | 0 | 0 | 0 | 0 | 0 | 0 | 0 | 0 | 0 | 0 | 0 | 0 | 0 | 0 | 278980.8824 | 0 | 0 | 0 | 0 | 0 | 0 | 0
2016-05-22 15:00 | 0 | 0 | 0 | 0 | 0 | 0 | 756764.0342 | 389040 | 0 | 0 | 0 | 0 | 88743.1518 | 0 | 0 | 0 | 0 | 0 | 0 | 0 | 3680586.2287 | 0 | 0 | 0 | 0 | 0 | 0 | 0 | 0 | 0 | 0 | 88743.1518 | 0 | 0 | 0 | 0 | 0 | 0 | 0 | 0 | 0 | 278980.8824 | 0 | 0 | 0 | 0 | 0 | 0 | 0
2016-05-22 16:00 | 0 | 0 | 0 | 0 | 0 | 0 | 768830.0342 | 401106 | 0 | 0 | 0 | 0 | 177486.3036 | 0 | 0 | 0 | 0 | 0 | 0 | 0 | 3959567.1112 | 0 | 0 | 0 | 0 | 0 | 0 | 0 | 0 | 0 | 0 | 88743.1518 | 0 | 0 | 0 | 0 | 0 | 0 | 0 | 0 | 0 | 278980.8824 | 0 | 0 | 0 | 0 | 0 | 0 | 0
2016-05-22 17:00 | 0 | 0 | 0 | 0 | 0 | 0 | 778374.0342 | 410650 | 0 | 0 | 0 | 0 | 266229.4554 | 0 | 0 | 0 | 0 | 0 | 0 | 0 | 4238547.9936 | 0 | 0 | 0 | 0 | 0 | 0 | 0 | 0 | 0 | 0 | 88743.1518 | 0 | 0 | 0 | 0 | 0 | 0 | 0 | 0 | 0 | 278980.8824 | 0 | 0 | 0 | 0 | 0 | 0 | 0
2016-05-22 18:00 | 0 | 0 | 0 | 0 | 0 | 0 | 786734.0342 | 419010 | 0 | 0 | 0 | 0 | 354972.6072 | 0 | 0 | 0 | 0 | 0 | 0 | 0 | 4517528.8761 | 0 | 0 | 0 | 0 | 0 | 0 | 0 | 0 | 0 | 0 | 88743.1518 | 0 | 0 | 0 | 0 | 0 | 0 | 0 | 0 | 0 | 278980.8824 | 0 | 0 | 0 | 0 | 0 | 0 | 0
2016-05-22 19:00 | 0 | 0 | 0 | 0 | 0 | 0 | 616434.7306 | 426197 | 0 | 0 | 0 | 0 | 266229.4554 | 0 | 0 | 0 | 0 | 0 | 0 | 0 | 4796509.7585 | 0 | 0 | 0 | 0 | 0 | 0 | 0 | 0 | 0 | 0 | -88743.1518 | 0 | 0 | 0 | 0 | 0 | 0 | 0 | 0 | 0 | 278980.8824 | 0 | 0 | 0 | 0 | 0 | 0 | 0
2016-05-22 20:00 | 0 | 0 | 0 | 0 | 0 | 0 | 802073.0342 | 434349 | 0 | 0 | 0 | 0 | 354972.6072 | 0 | 0 | 0 | 0 | 0 | 0 | 0 | 5075490.641 | 0 | 0 | 0 | 0 | 0 | 0 | 0 | 0 | 0 | 0 | 88743.1518 | 0 | 0 | 0 | 0 | 0 | 0 | 0 | 0 | 0 | 278980.8824 | 0 | 0 | 0 | 0 | 0 | 0 | 0
2016-05-22 21:00 | 0 | 0 | 0 | 0 | 0 | 0 | 747812.6335 | 440959 | 0 | 0 | 0 | 0 | 382845.3582 | 0 | 0 | 0 | 0 | 0 | 0 | 0 | 5354471.5234 | 0 | 0 | 0 | 0 | 0 | 0 | 0 | 0 | 0 | 0 | 27872.7511 | 0 | 0 | 0 | 0 | 0 | 0 | 0 | 0 | 0 | 278980.8824 | 0 | 0 | 0 | 0 | 0 | 0 | 0
2016-05-22 22:00 | 0 | 0 | 0 | 0 | 0 | 0 | 722879.8824 | 443899 | 0 | 0 | 0 | 0 | 382845.3582 | 0 | 0 | 0 | 0 | 0 | 0 | 0 | 5633452.4058 | 0 | 0 | 0 | 0 | 0 | 0 | 0 | 0 | 0 | 0 | 0 | 0 | 0 | 0 | 0 | 0 | 0 | 0 | 0 | 0 | 278980.8824 | 0 | 0 | 0 | 0 | 0 | 0 | 0
2016-05-22 23:00 | 0 | 0 | 0 | 0 | 0 | 0 | 721236.8824 | 442256 | 0 | 0 | 0 | 0 | 382845.3582 | 0 | 0 | 0 | 0 | 0 | 0 | 0 | 5912433.2883 | 0 | 0 | 0 | 0 | 0 | 0 | 0 | 0 | 0 | 0 | 0 | 0 | 0 | 0 | 0 | 0 | 0 | 0 | 0 | 0 | 278980.8824 | 0 | 0 | 0 | 0 | 0 | 0 | 0
2016-05-23 | 0 | 0 | 0 | 0 | 0 | 33405.6793 | 597287.0513 | 440455 | 0 | 0 | 0 | 0 | 294102.2064 | 0 | 0 | 0 | 0 | 0 | 0 | 0 | 6191414.1707 | 0 | 0 | 0 | 0 | 0 | 0 | 0 | 0 | 0 | 0 | -88743.1518 | 0 | 0 | 0 | 0 | 0 | 0 | 0 | 0 | 0 | 278980.8824 | 0 | 0 | 0 | 0 | 0 | 0 | 0
2016-05-23 01:00 | 0 | 0 | 0 | 0 | 0 | 0 | 288522.0399 | 437320 | 0 | 0 | 0 | 0 | 210048.3869 | 0 | 0 | 0 | 0 | 0 | 0 | 0 | 6126670.0302 | 0 | 0 | 0 | 0 | 0 | 0 | 0 | 0 | 0 | 0 | -84053.8195 | 0 | 0 | 0 | 0 | 0 | 0 | 0 | 0 | 0 | -64744.1405 | 0 | 0 | 0 | 0 | 0 | 0 | 0
2016-05-23 02:00 | 0 | 0 | 0 | 0 | 0 | 761853.9207 | 27478.1136 | 421608 | 0 | 0 | 0 | 0 | 298791.5387 | 0 | 0 | 0 | 0 | 0 | 0 | 0 | 6405650.9126 | 0 | 0 | 0 | 0 | 0 | 0 | 0 | 0 | 0 | 0 | 88743.1518 | 0 | 0 | 0 | 0 | 0 | 0 | 0 | 0 | 0 | 278980.8824 | 0 | 0 | 0 | 0 | 0 | 0 | 0
2016-05-23 03:00 | 0 | 0 | 0 | 0 | 0 | 29474.9658 | 0 | 397199 | 0 | 0 | 0 | 0 | 210048.3869 | 0 | 0 | 0 | 0 | 0 | 0 | 0 | 6126670.0302 | 0 | 0 | 0 | 0 | 0 | 0 | 0 | 0 | 0 | 0 | -88743.1518 | 0 | 0 | 0 | 0 | 0 | 0 | 0 | 0 | 0 | -278980.8824 | 0 | 0 | 0 | 0 | 0 | 0 | 0
2016-05-23 04:00 | 0 | 0 | 0 | 0 | 0 | 182600.2694 | 0 | 372838 | 0 | 0 | 0 | 0 | 298791.5387 | 0 | 0 | 0 | 0 | 0 | 0 | 0 | 5847689.1478 | 0 | 0 | 0 | 0 | 0 | 0 | 0 | 0 | 0 | 0 | 88743.1518 | 0 | 0 | 0 | 0 | 0 | 0 | 0 | 0 | 0 | -278980.8824 | 0 | 0 | 0 | 0 | 0 | 0 | 0
2016-05-23 05:00 | 0 | 0 | 0 | 0 | 0 | 0 | 0 | 352582 | 0 | 0 | 0 | 0 | 225190.4211 | 0 | 0 | 0 | 0 | 0 | 0 | 0 | 5568708.2653 | 0 | 0 | 0 | 0 | 0 | 0 | 0 | 0 | 0 | 0 | -73601.1176 | 0 | 0 | 0 | 0 | 0 | 0 | 0 | 0 | 0 | -278980.8824 | 0 | 0 | 0 | 0 | 0 | 0 | 0
2016-05-23 06:00 | 0 | 0 | 0 | 0 | 0 | 0 | 0 | 337779 | 0 | 0 | 0 | 0 | 136447.2694 | 0 | 0 | 0 | 0 | 0 | 0 | 0 | 5319672.4171 | 0 | 0 | 0 | 0 | 0 | 0 | 0 | 0 | 0 | 0 | -88743.1518 | 0 | 0 | 0 | 0 | 0 | 0 | 0 | 0 | 0 | -249035.8482 | 0 | 0 | 0 | 0 | 0 | 0 | 0
2016-05-23 07:00 | 0 | 0 | 0 | 0 | 0 | 138828.2694 | 0 | 329066 | 0 | 0 | 0 | 0 | 225190.4211 | 0 | 0 | 0 | 0 | 0 | 0 | 0 | 5040691.5347 | 0 | 0 | 0 | 0 | 0 | 0 | 0 | 0 | 0 | 0 | 88743.1518 | 0 | 0 | 0 | 0 | 0 | 0 | 0 | 0 | 0 | -278980.8824 | 0 | 0 | 0 | 0 | 0 | 0 | 0
2016-05-23 08:00 | 0 | 0 | 0 | 0 | 0 | 0 | 0 | 326685 | 0 | 0 | 0 | 0 | 177486.3036 | 0 | 0 | 0 | 0 | 0 | 0 | 0 | 4761710.6522 | 0 | 0 | 0 | 0 | 0 | 0 | 0 | 0 | 0 | 0 | -47704.1176 | 0 | 0 | 0 | 0 | 0 | 0 | 0 | 0 | 0 | -278980.8824 | 0 | 0 | 0 | 0 | 0 | 0 | 0
2016-05-23 09:00 | 0 | 0 | 0 | 0 | 0 | 0 | 0 | 336393 | 0 | 0 | 0 | 0 | 88743.1518 | 0 | 0 | 0 | 0 | 0 | 0 | 0 | 4514060.804 | 0 | 0 | 0 | 0 | 0 | 0 | 0 | 0 | 0 | 0 | -88743.1518 | 0 | 0 | 0 | 0 | 0 | 0 | 0 | 0 | 0 | -247649.8482 | 0 | 0 | 0 | 0 | 0 | 0 | 0
2016-05-23 10:00 | 0 | 0 | 0 | 0 | 0 | 0 | 0 | 358134 | 0 | 0 | 0 | 0 | 0 | 0 | 0 | 0 | 0 | 0 | 0 | 0 | 4244669.9558 | 0 | 0 | 0 | 0 | 0 | 0 | 0 | 0 | 0 | 0 | -88743.1518 | 0 | 0 | 0 | 0 | 0 | 0 | 0 | 0 | 0 | -269390.8482 | 0 | 0 | 0 | 0 | 0 | 0 | 0
2016-05-23 11:00 | 0 | 0 | 0 | 0 | 0 | 581761.1894 | 0 | 381460 | 0 | 0 | 0 | 0 | 88743.1518 | 0 | 0 | 0 | 0 | 0 | 0 | 0 | 4356227.9934 | 0 | 0 | 0 | 0 | 0 | 0 | 0 | 0 | 0 | 0 | 88743.1518 | 0 | 0 | 0 | 0 | 0 | 0 | 0 | 0 | 0 | 111558.0376 | 0 | 0 | 0 | 0 | 0 | 0 | 0
2016-05-23 12:00 | 0 | 0 | 0 | 0 | 0 | 0 | 97437.6218 | 399759 | 0 | 0 | 0 | 0 | 0 | 0 | 0 | 0 | 0 | 0 | 0 | 0 | 4142649.767 | 0 | 0 | 0 | 0 | 0 | 0 | 0 | 0 | 0 | 0 | -88743.1518 | 0 | 0 | 0 | 0 | 0 | 0 | 0 | 0 | 0 | -213578.2264 | 0 | 0 | 0 | 0 | 0 | 0 | 0
2016-05-23 13:00 | 0 | 0 | 0 | 0 | 0 | 0 | 484664.7238 | 416209 | 0 | 0 | 0 | 0 | 0 | 0 | 0 | 0 | 0 | 0 | 0 | 0 | 4211105.4907 | 0 | 0 | 0 | 0 | 0 | 0 | 0 | 0 | 0 | 0 | 0 | 0 | 0 | 0 | 0 | 0 | 0 | 0 | 0 | 0 | 68455.7238 | 0 | 0 | 0 | 0 | 0 | 0 | 0
2016-05-23 14:00 | 0 | 0 | 0 | 0 | 0 | 0 | 711094.8824 | 432114 | 0 | 0 | 0 | 0 | 0 | 0 | 0 | 0 | 0 | 0 | 0 | 0 | 4490086.3732 | 0 | 0 | 0 | 0 | 0 | 0 | 0 | 0 | 0 | 0 | 0 | 0 | 0 | 0 | 0 | 0 | 0 | 0 | 0 | 0 | 278980.8824 | 0 | 0 | 0 | 0 | 0 | 0 | 0
2016-05-23 15:00 | 0 | 0 | 0 | 0 | 0 | 0 | 813730.0342 | 446006 | 0 | 0 | 0 | 0 | 88743.1518 | 0 | 0 | 0 | 0 | 0 | 0 | 0 | 4769067.2556 | 0 | 0 | 0 | 0 | 0 | 0 | 0 | 0 | 0 | 0 | 88743.1518 | 0 | 0 | 0 | 0 | 0 | 0 | 0 | 0 | 0 | 278980.8824 | 0 | 0 | 0 | 0 | 0 | 0 | 0
2016-05-23 16:00 | 0 | 0 | 0 | 0 | 0 | 0 | 825402.0342 | 457678 | 0 | 0 | 0 | 0 | 177486.3036 | 0 | 0 | 0 | 0 | 0 | 0 | 0 | 5048048.1381 | 0 | 0 | 0 | 0 | 0 | 0 | 0 | 0 | 0 | 0 | 88743.1518 | 0 | 0 | 0 | 0 | 0 | 0 | 0 | 0 | 0 | 278980.8824 | 0 | 0 | 0 | 0 | 0 | 0 | 0
2016-05-23 17:00 | 0 | 0 | 0 | 0 | 0 | 0 | 836730.0342 | 469006 | 0 | 0 | 0 | 0 | 266229.4554 | 0 | 0 | 0 | 0 | 0 | 0 | 0 | 5327029.0205 | 0 | 0 | 0 | 0 | 0 | 0 | 0 | 0 | 0 | 0 | 88743.1518 | 0 | 0 | 0 | 0 | 0 | 0 | 0 | 0 | 0 | 278980.8824 | 0 | 0 | 0 | 0 | 0 | 0 | 0
2016-05-23 18:00 | 0 | 0 | 0 | 0 | 0 | 0 | 846072.0342 | 478348 | 0 | 0 | 0 | 0 | 354972.6072 | 0 | 0 | 0 | 0 | 0 | 0 | 0 | 5606009.903 | 0 | 0 | 0 | 0 | 0 | 0 | 0 | 0 | 0 | 0 | 88743.1518 | 0 | 0 | 0 | 0 | 0 | 0 | 0 | 0 | 0 | 278980.8824 | 0 | 0 | 0 | 0 | 0 | 0 | 0
2016-05-23 19:00 | 0 | 0 | 0 | 0 | 0 | 0 | 676326.7306 | 486089 | 0 | 0 | 0 | 0 | 266229.4554 | 0 | 0 | 0 | 0 | 0 | 0 | 0 | 5884990.7854 | 0 | 0 | 0 | 0 | 0 | 0 | 0 | 0 | 0 | 0 | -88743.1518 | 0 | 0 | 0 | 0 | 0 | 0 | 0 | 0 | 0 | 278980.8824 | 0 | 0 | 0 | 0 | 0 | 0 | 0
2016-05-23 20:00 | 0 | 0 | 0 | 0 | 0 | 0 | 858596.0342 | 490872 | 0 | 0 | 0 | 0 | 354972.6072 | 0 | 0 | 0 | 0 | 0 | 0 | 0 | 6163971.6679 | 0 | 0 | 0 | 0 | 0 | 0 | 0 | 0 | 0 | 0 | 88743.1518 | 0 | 0 | 0 | 0 | 0 | 0 | 0 | 0 | 0 | 278980.8824 | 0 | 0 | 0 | 0 | 0 | 0 | 0
2016-05-23 21:00 | 0 | 0 | 0 | 0 | 0 | 0 | 799963.6335 | 493110 | 0 | 0 | 0 | 0 | 382845.3582 | 0 | 0 | 0 | 0 | 0 | 0 | 0 | 6442952.5503 | 0 | 0 | 0 | 0 | 0 | 0 | 0 | 0 | 0 | 0 | 27872.7511 | 0 | 0 | 0 | 0 | 0 | 0 | 0 | 0 | 0 | 278980.8824 | 0 | 0 | 0 | 0 | 0 | 0 | 0
2016-05-23 22:00 | 0 | 0 | 0 | 0 | 0 | 0 | 769721.8824 | 490741 | 0 | 0 | 0 | 0 | 382845.3582 | 0 | 0 | 0 | 0 | 0 | 0 | 0 | 6721933.4327 | 0 | 0 | 0 | 0 | 0 | 0 | 0 | 0 | 0 | 0 | 0 | 0 | 0 | 0 | 0 | 0 | 0 | 0 | 0 | 0 | 278980.8824 | 0 | 0 | 0 | 0 | 0 | 0 | 0
2016-05-23 23:00 | 0 | 0 | 0 | 0 | 0 | 0 | 742826.4435 | 484074 | 0 | 0 | 0 | 0 | 382845.3582 | 0 | 0 | 0 | 0 | 0 | 0 | 0 | 6980685.8762 | 0 | 0 | 0 | 0 | 0 | 0 | 0 | 0 | 0 | 0 | 0 | 0 | 0 | 0 | 0 | 0 | 0 | 0 | 0 | 0 | 258752.4435 | 0 | 0 | 0 | 0 | 0 | 0 | 0
2016-05-24 | 0 | 0 | 0 | 0 | 0 | 0 | 571550.6625 | 477807 | 0 | 0 | 0 | 0 | 382845.3582 | 0 | 0 | 0 | 0 | 0 | 0 | 0 | 7074429.5387 | 0 | 0 | 0 | 0 | 0 | 0 | 0 | 0 | 0 | 0 | 0 | 0 | 0 | 0 | 0 | 0 | 0 | 0 | 0 | 0 | 93743.6625 | 0 | 0 | 0 | 0 | 0 | 0 | 0
2016-05-24 01:00 | 0 | 0 | 0 | 0 | 0 | 0 | 250883.8066 | 471053 | 0 | 0 | 0 | 0 | 363764.3318 | 0 | 0 | 0 | 0 | 0 | 0 | 0 | 6873341.3717 | 0 | 0 | 0 | 0 | 0 | 0 | 0 | 0 | 0 | 0 | -19081.0265 | 0 | 0 | 0 | 0 | 0 | 0 | 0 | 0 | 0 | -201088.167 | 0 | 0 | 0 | 0 | 0 | 0 | 0
2016-05-24 02:00 | 0 | 0 | 0 | 0 | 0 | 63706.2121 | 17477.7537 | 448908 | 0 | 0 | 0 | 0 | 275021.18 | 0 | 0 | 0 | 0 | 0 | 0 | 0 | 6594360.4893 | 0 | 0 | 0 | 0 | 0 | 0 | 0 | 0 | 0 | 0 | -88743.1518 | 0 | 0 | 0 | 0 | 0 | 0 | 0 | 0 | 0 | -278980.8824 | 0 | 0 | 0 | 0 | 0 | 0 | 0
2016-05-24 03:00 | 0 | 0 | 0 | 0 | 0 | 229873.2694 | 0 | 420111 | 0 | 0 | 0 | 0 | 363764.3318 | 0 | 0 | 0 | 0 | 0 | 0 | 0 | 6315379.6069 | 0 | 0 | 0 | 0 | 0 | 0 | 0 | 0 | 0 | 0 | 88743.1518 | 0 | 0 | 0 | 0 | 0 | 0 | 0 | 0 | 0 | -278980.8824 | 0 | 0 | 0 | 0 | 0 | 0 | 0
2016-05-24 04:00 | 0 | 0 | 0 | 0 | 0 | 24509.9658 | 0 | 392234 | 0 | 0 | 0 | 0 | 275021.18 | 0 | 0 | 0 | 0 | 0 | 0 | 0 | 6036398.7244 | 0 | 0 | 0 | 0 | 0 | 0 | 0 | 0 | 0 | 0 | -88743.1518 | 0 | 0 | 0 | 0 | 0 | 0 | 0 | 0 | 0 | -278980.8824 | 0 | 0 | 0 | 0 | 0 | 0 | 0
2016-05-24 05:00 | 0 | 0 | 0 | 0 | 0 | 2617.9658 | 0 | 370342 | 0 | 0 | 0 | 0 | 186278.0282 | 0 | 0 | 0 | 0 | 0 | 0 | 0 | 5757417.842 | 0 | 0 | 0 | 0 | 0 | 0 | 0 | 0 | 0 | 0 | -88743.1518 | 0 | 0 | 0 | 0 | 0 | 0 | 0 | 0 | 0 | -278980.8824 | 0 | 0 | 0 | 0 | 0 | 0 | 0
2016-05-24 06:00 | 0 | 0 | 0 | 0 | 0 | 0 | 0 | 354097 | 0 | 0 | 0 | 0 | 111161.9106 | 0 | 0 | 0 | 0 | 0 | 0 | 0 | 5478436.9595 | 0 | 0 | 0 | 0 | 0 | 0 | 0 | 0 | 0 | 0 | -75116.1176 | 0 | 0 | 0 | 0 | 0 | 0 | 0 | 0 | 0 | -278980.8824 | 0 | 0 | 0 | 0 | 0 | 0 | 0
2016-05-24 07:00 | 0 | 0 | 0 | 0 | 0 | 153773.2694 | 0 | 344011 | 0 | 0 | 0 | 0 | 199905.0624 | 0 | 0 | 0 | 0 | 0 | 0 | 0 | 5199456.0771 | 0 | 0 | 0 | 0 | 0 | 0 | 0 | 0 | 0 | 0 | 88743.1518 | 0 | 0 | 0 | 0 | 0 | 0 | 0 | 0 | 0 | -278980.8824 | 0 | 0 | 0 | 0 | 0 | 0 | 0
2016-05-24 08:00 | 0 | 0 | 0 | 0 | 0 | 151069.2694 | 0 | 341307 | 0 | 0 | 0 | 0 | 288648.2142 | 0 | 0 | 0 | 0 | 0 | 0 | 0 | 4920475.1946 | 0 | 0 | 0 | 0 | 0 | 0 | 0 | 0 | 0 | 0 | 88743.1518 | 0 | 0 | 0 | 0 | 0 | 0 | 0 | 0 | 0 | -278980.8824 | 0 | 0 | 0 | 0 | 0 | 0 | 0
2016-05-24 09:00 | 0 | 0 | 0 | 0 | 0 | 0 | 0 | 348338 | 0 | 0 | 0 | 0 | 199905.0624 | 0 | 0 | 0 | 0 | 0 | 0 | 0 | 4660880.3464 | 0 | 0 | 0 | 0 | 0 | 0 | 0 | 0 | 0 | 0 | -88743.1518 | 0 | 0 | 0 | 0 | 0 | 0 | 0 | 0 | 0 | -259594.8482 | 0 | 0 | 0 | 0 | 0 | 0 | 0
2016-05-24 10:00 | 0 | 0 | 0 | 0 | 0 | 0 | 0 | 366672 | 0 | 0 | 0 | 0 | 111161.9106 | 0 | 0 | 0 | 0 | 0 | 0 | 0 | 4382951.4982 | 0 | 0 | 0 | 0 | 0 | 0 | 0 | 0 | 0 | 0 | -88743.1518 | 0 | 0 | 0 | 0 | 0 | 0 | 0 | 0 | 0 | -277928.8482 | 0 | 0 | 0 | 0 | 0 | 0 | 0
2016-05-24 11:00 | 0 | 0 | 0 | 0 | 0 | 339832.3648 | 0 | 389826 | 0 | 0 | 0 | 0 | 22418.7588 | 0 | 0 | 0 | 0 | 0 | 0 | 0 | 4421701.0149 | 0 | 0 | 0 | 0 | 0 | 0 | 0 | 0 | 0 | 0 | -88743.1518 | 0 | 0 | 0 | 0 | 0 | 0 | 0 | 0 | 0 | 38749.5166 | 0 | 0 | 0 | 0 | 0 | 0 | 0
2016-05-24 12:00 | 0 | 0 | 0 | 0 | 0 | 0 | 107263.3587 | 408663 | 0 | 0 | 0 | 0 | 0 | 0 | 0 | 0 | 0 | 0 | 0 | 0 | 4142720.1324 | 0 | 0 | 0 | 0 | 0 | 0 | 0 | 0 | 0 | 0 | -22418.7588 | 0 | 0 | 0 | 0 | 0 | 0 | 0 | 0 | 0 | -278980.8824 | 0 | 0 | 0 | 0 | 0 | 0 | 0
2016-05-24 13:00 | 0 | 0 | 0 | 0 | 0 | 0 | 462026.3868 | 426934 | 0 | 0 | 0 | 0 | 0 | 0 | 0 | 0 | 0 | 0 | 0 | 0 | 4177812.5192 | 0 | 0 | 0 | 0 | 0 | 0 | 0 | 0 | 0 | 0 | 0 | 0 | 0 | 0 | 0 | 0 | 0 | 0 | 0 | 0 | 35092.3868 | 0 | 0 | 0 | 0 | 0 | 0 | 0
2016-05-24 14:00 | 0 | 0 | 0 | 0 | 0 | 0 | 667994.445 | 445433 | 0 | 0 | 0 | 0 | 0 | 0 | 0 | 0 | 0 | 0 | 0 | 0 | 4400373.9643 | 0 | 0 | 0 | 0 | 0 | 0 | 0 | 0 | 0 | 0 | 0 | 0 | 0 | 0 | 0 | 0 | 0 | 0 | 0 | 0 | 222561.445 | 0 | 0 | 0 | 0 | 0 | 0 | 0
2016-05-24 15:00 | 0 | 0 | 0 | 0 | 0 | 0 | 803489.148 | 462381 | 0 | 0 | 0 | 0 | 62127.2655 | 0 | 0 | 0 | 0 | 0 | 0 | 0 | 4679354.8467 | 0 | 0 | 0 | 0 | 0 | 0 | 0 | 0 | 0 | 0 | 62127.2655 | 0 | 0 | 0 | 0 | 0 | 0 | 0 | 0 | 0 | 278980.8824 | 0 | 0 | 0 | 0 | 0 | 0 | 0
2016-05-24 16:00 | 0 | 0 | 0 | 0 | 0 | 0 | 844124.0342 | 476400 | 0 | 0 | 0 | 0 | 150870.4173 | 0 | 0 | 0 | 0 | 0 | 0 | 0 | 4958335.7291 | 0 | 0 | 0 | 0 | 0 | 0 | 0 | 0 | 0 | 0 | 88743.1518 | 0 | 0 | 0 | 0 | 0 | 0 | 0 | 0 | 0 | 278980.8824 | 0 | 0 | 0 | 0 | 0 | 0 | 0
2016-05-24 17:00 | 0 | 0 | 0 | 0 | 0 | 0 | 856994.0342 | 489270 | 0 | 0 | 0 | 0 | 239613.5691 | 0 | 0 | 0 | 0 | 0 | 0 | 0 | 5237316.6116 | 0 | 0 | 0 | 0 | 0 | 0 | 0 | 0 | 0 | 0 | 88743.1518 | 0 | 0 | 0 | 0 | 0 | 0 | 0 | 0 | 0 | 278980.8824 | 0 | 0 | 0 | 0 | 0 | 0 | 0
2016-05-24 18:00 | 0 | 0 | 0 | 0 | 0 | 0 | 855973.6878 | 500907 | 0 | 0 | 0 | 0 | 315699.3745 | 0 | 0 | 0 | 0 | 0 | 0 | 0 | 5516297.494 | 0 | 0 | 0 | 0 | 0 | 0 | 0 | 0 | 0 | 0 | 76085.8053 | 0 | 0 | 0 | 0 | 0 | 0 | 0 | 0 | 0 | 278980.8824 | 0 | 0 | 0 | 0 | 0 | 0 | 0
2016-05-24 19:00 | 0 | 0 | 0 | 0 | 0 | 0 | 843256.064 | 509782 | 0 | 0 | 0 | 0 | 370192.556 | 0 | 0 | 0 | 0 | 0 | 0 | 0 | 5795278.3765 | 0 | 0 | 0 | 0 | 0 | 0 | 0 | 0 | 0 | 0 | 54493.1815 | 0 | 0 | 0 | 0 | 0 | 0 | 0 | 0 | 0 | 278980.8824 | 0 | 0 | 0 | 0 | 0 | 0 | 0
2016-05-24 20:00 | 0 | 0 | 0 | 0 | 0 | 0 | 808340.6847 | 516707 | 0 | 0 | 0 | 0 | 382845.3582 | 0 | 0 | 0 | 0 | 0 | 0 | 0 | 6074259.2589 | 0 | 0 | 0 | 0 | 0 | 0 | 0 | 0 | 0 | 0 | 12652.8022 | 0 | 0 | 0 | 0 | 0 | 0 | 0 | 0 | 0 | 278980.8824 | 0 | 0 | 0 | 0 | 0 | 0 | 0
2016-05-24 21:00 | 0 | 0 | 0 | 0 | 0 | 0 | 799113.8824 | 520133 | 0 | 0 | 0 | 0 | 382845.3582 | 0 | 0 | 0 | 0 | 0 | 0 | 0 | 6353240.1414 | 0 | 0 | 0 | 0 | 0 | 0 | 0 | 0 | 0 | 0 | 0 | 0 | 0 | 0 | 0 | 0 | 0 | 0 | 0 | 0 | 278980.8824 | 0 | 0 | 0 | 0 | 0 | 0 | 0
2016-05-24 22:00 | 0 | 0 | 0 | 0 | 0 | 0 | 766370.8644 | 518155 | 0 | 0 | 0 | 0 | 382845.3582 | 0 | 0 | 0 | 0 | 0 | 0 | 0 | 6601456.0058 | 0 | 0 | 0 | 0 | 0 | 0 | 0 | 0 | 0 | 0 | 0 | 0 | 0 | 0 | 0 | 0 | 0 | 0 | 0 | 0 | 248215.8644 | 0 | 0 | 0 | 0 | 0 | 0 | 0
2016-05-24 23:00 | 0 | 0 | 0 | 0 | 0 | 0 | 663483.3602 | 509918 | 0 | 0 | 0 | 0 | 294102.2064 | 0 | 0 | 0 | 0 | 0 | 0 | 0 | 6843764.5178 | 0 | 0 | 0 | 0 | 0 | 0 | 0 | 0 | 0 | 0 | -88743.1518 | 0 | 0 | 0 | 0 | 0 | 0 | 0 | 0 | 0 | 242308.512 | 0 | 0 | 0 | 0 | 0 | 0 | 0
2016-05-25 | 0 | 0 | 0 | 0 | 0 | 0 | 513060.5601 | 501806 | 0 | 0 | 0 | 0 | 382845.3582 | 0 | 0 | 0 | 0 | 0 | 0 | 0 | 6766275.9261 | 0 | 0 | 0 | 0 | 0 | 0 | 0 | 0 | 0 | 0 | 88743.1518 | 0 | 0 | 0 | 0 | 0 | 0 | 0 | 0 | 0 | -77488.5917 | 0 | 0 | 0 | 0 | 0 | 0 | 0
2016-05-25 01:00 | 0 | 0 | 0 | 0 | 0 | 0 | 236518.5371 | 493666 | 0 | 0 | 0 | 0 | 382845.3582 | 0 | 0 | 0 | 0 | 0 | 0 | 0 | 6509128.4633 | 0 | 0 | 0 | 0 | 0 | 0 | 0 | 0 | 0 | 0 | 0 | 0 | 0 | 0 | 0 | 0 | 0 | 0 | 0 | 0 | -257147.4629 | 0 | 0 | 0 | 0 | 0 | 0 | 0
2016-05-25 02:00 | 0 | 0 | 0 | 0 | 0 | 559152.5146 | 16246.681 | 469882 | 0 | 0 | 0 | 0 | 294102.2064 | 0 | 0 | 0 | 0 | 0 | 0 | 0 | 6703388.8106 | 0 | 0 | 0 | 0 | 0 | 0 | 0 | 0 | 0 | 0 | -88743.1518 | 0 | 0 | 0 | 0 | 0 | 0 | 0 | 0 | 0 | 194260.3474 | 0 | 0 | 0 | 0 | 0 | 0 | 0
2016-05-25 03:00 | 0 | 0 | 0 | 0 | 0 | 249592.2694 | 0 | 439830 | 0 | 0 | 0 | 0 | 382845.3582 | 0 | 0 | 0 | 0 | 0 | 0 | 0 | 6424407.9282 | 0 | 0 | 0 | 0 | 0 | 0 | 0 | 0 | 0 | 0 | 88743.1518 | 0 | 0 | 0 | 0 | 0 | 0 | 0 | 0 | 0 | -278980.8824 | 0 | 0 | 0 | 0 | 0 | 0 | 0
2016-05-25 04:00 | 0 | 0 | 0 | 0 | 0 | 94856.3323 | 0 | 412104 | 0 | 0 | 0 | 0 | 344578.5729 | 0 | 0 | 0 | 0 | 0 | 0 | 0 | 6145427.0457 | 0 | 0 | 0 | 0 | 0 | 0 | 0 | 0 | 0 | 0 | -38266.7853 | 0 | 0 | 0 | 0 | 0 | 0 | 0 | 0 | 0 | -278980.8824 | 0 | 0 | 0 | 0 | 0 | 0 | 0
2016-05-25 05:00 | 0 | 0 | 0 | 0 | 0 | 20385.9658 | 0 | 388110 | 0 | 0 | 0 | 0 | 255835.4211 | 0 | 0 | 0 | 0 | 0 | 0 | 0 | 5866446.1633 | 0 | 0 | 0 | 0 | 0 | 0 | 0 | 0 | 0 | 0 | -88743.1518 | 0 | 0 | 0 | 0 | 0 | 0 | 0 | 0 | 0 | -278980.8824 | 0 | 0 | 0 | 0 | 0 | 0 | 0
2016-05-25 06:00 | 0 | 0 | 0 | 0 | 0 | 179111.2694 | 0 | 369349 | 0 | 0 | 0 | 0 | 344578.5729 | 0 | 0 | 0 | 0 | 0 | 0 | 0 | 5587465.2808 | 0 | 0 | 0 | 0 | 0 | 0 | 0 | 0 | 0 | 0 | 88743.1518 | 0 | 0 | 0 | 0 | 0 | 0 | 0 | 0 | 0 | -278980.8824 | 0 | 0 | 0 | 0 | 0 | 0 | 0
2016-05-25 07:00 | 0 | 0 | 0 | 0 | 0 | 0 | 0 | 357330 | 0 | 0 | 0 | 0 | 266229.4554 | 0 | 0 | 0 | 0 | 0 | 0 | 0 | 5308484.3984 | 0 | 0 | 0 | 0 | 0 | 0 | 0 | 0 | 0 | 0 | -78349.1176 | 0 | 0 | 0 | 0 | 0 | 0 | 0 | 0 | 0 | -278980.8824 | 0 | 0 | 0 | 0 | 0 | 0 | 0
2016-05-25 08:00 | 0 | 0 | 0 | 0 | 0 | 0 | 0 | 353196 | 0 | 0 | 0 | 0 | 177486.3036 | 0 | 0 | 0 | 0 | 0 | 0 | 0 | 5044031.5502 | 0 | 0 | 0 | 0 | 0 | 0 | 0 | 0 | 0 | 0 | -88743.1518 | 0 | 0 | 0 | 0 | 0 | 0 | 0 | 0 | 0 | -264452.8482 | 0 | 0 | 0 | 0 | 0 | 0 | 0
2016-05-25 09:00 | 0 | 0 | 0 | 0 | 0 | 170200.2694 | 0 | 360438 | 0 | 0 | 0 | 0 | 266229.4554 | 0 | 0 | 0 | 0 | 0 | 0 | 0 | 4765050.6678 | 0 | 0 | 0 | 0 | 0 | 0 | 0 | 0 | 0 | 0 | 88743.1518 | 0 | 0 | 0 | 0 | 0 | 0 | 0 | 0 | 0 | -278980.8824 | 0 | 0 | 0 | 0 | 0 | 0 | 0
2016-05-25 10:00 | 0 | 0 | 0 | 0 | 0 | 10156.9658 | 0 | 377881 | 0 | 0 | 0 | 0 | 177486.3036 | 0 | 0 | 0 | 0 | 0 | 0 | 0 | 4486069.7853 | 0 | 0 | 0 | 0 | 0 | 0 | 0 | 0 | 0 | 0 | -88743.1518 | 0 | 0 | 0 | 0 | 0 | 0 | 0 | 0 | 0 | -278980.8824 | 0 | 0 | 0 | 0 | 0 | 0 | 0
2016-05-25 11:00 | 0 | 0 | 0 | 0 | 0 | 32381.1935 | 0.77228 | 400106 | 0 | 0 | 0 | 0 | 88743.1518 | 0 | 0 | 0 | 0 | 0 | 0 | 0 | 4207088.9029 | 0 | 0 | 0 | 0 | 0 | 0 | 0 | 0 | 0 | 0 | -88743.1518 | 0 | 0 | 0 | 0 | 0 | 0 | 0 | 0 | 0 | -278980.8824 | 0 | 0 | 0 | 0 | 0 | 0 | 0
2016-05-25 12:00 | 0 | 0 | 0 | 0 | 0 | 0 | 113815.1456 | 420344 | 0 | 0 | 0 | 0 | 0 | 0 | 0 | 0 | 0 | 0 | 0 | 0 | 3989303.2002 | 0 | 0 | 0 | 0 | 0 | 0 | 0 | 0 | 0 | 0 | -88743.1518 | 0 | 0 | 0 | 0 | 0 | 0 | 0 | 0 | 0 | -217785.7026 | 0 | 0 | 0 | 0 | 0 | 0 | 0
2016-05-25 13:00 | 0 | 0 | 0 | 0 | 0 | 0 | 476101.8153 | 440803 | 0 | 0 | 0 | 0 | 0 | 0 | 0 | 0 | 0 | 0 | 0 | 0 | 4024602.0156 | 0 | 0 | 0 | 0 | 0 | 0 | 0 | 0 | 0 | 0 | 0 | 0 | 0 | 0 | 0 | 0 | 0 | 0 | 0 | 0 | 35298.8153 | 0 | 0 | 0 | 0 | 0 | 0 | 0
2016-05-25 14:00 | 0 | 0 | 0 | 0 | 0 | 0 | 678610.368 | 461933 | 0 | 0 | 0 | 0 | 0 | 0 | 0 | 0 | 0 | 0 | 0 | 0 | 4241279.3835 | 0 | 0 | 0 | 0 | 0 | 0 | 0 | 0 | 0 | 0 | 0 | 0 | 0 | 0 | 0 | 0 | 0 | 0 | 0 | 0 | 216677.368 | 0 | 0 | 0 | 0 | 0 | 0 | 0
2016-05-25 15:00 | 0 | 0 | 0 | 0 | 0 | 0 | 816217.0787 | 481414 | 0 | 0 | 0 | 0 | 75353.9101 | 0 | 0 | 0 | 0 | 0 | 0 | 0 | 4500728.5521 | 0 | 0 | 0 | 0 | 0 | 0 | 0 | 0 | 0 | 0 | 75353.9101 | 0 | 0 | 0 | 0 | 0 | 0 | 0 | 0 | 0 | 259449.1686 | 0 | 0 | 0 | 0 | 0 | 0 | 0
2016-05-25 16:00 | 0 | 0 | 0 | 0 | 0 | 0 | 855908.1265 | 497705 | 0 | 0 | 0 | 0 | 164097.0619 | 0 | 0 | 0 | 0 | 0 | 0 | 0 | 4770188.5269 | 0 | 0 | 0 | 0 | 0 | 0 | 0 | 0 | 0 | 0 | 88743.1518 | 0 | 0 | 0 | 0 | 0 | 0 | 0 | 0 | 0 | 269459.9747 | 0 | 0 | 0 | 0 | 0 | 0 | 0
2016-05-25 17:00 | 0 | 0 | 0 | 0 | 0 | 0 | 862827.2885 | 513227 | 0 | 0 | 0 | 0 | 252840.2137 | 0 | 0 | 0 | 0 | 0 | 0 | 0 | 5031045.6636 | 0 | 0 | 0 | 0 | 0 | 0 | 0 | 0 | 0 | 0 | 88743.1518 | 0 | 0 | 0 | 0 | 0 | 0 | 0 | 0 | 0 | 260857.1367 | 0 | 0 | 0 | 0 | 0 | 0 | 0
2016-05-25 18:00 | 0 | 0 | 0 | 0 | 0 | 0 | 855390.4265 | 526761 | 0 | 0 | 0 | 0 | 341583.3655 | 0 | 0 | 0 | 0 | 0 | 0 | 0 | 5270931.9382 | 0 | 0 | 0 | 0 | 0 | 0 | 0 | 0 | 0 | 0 | 88743.1518 | 0 | 0 | 0 | 0 | 0 | 0 | 0 | 0 | 0 | 239886.2747 | 0 | 0 | 0 | 0 | 0 | 0 | 0
2016-05-25 19:00 | 0 | 0 | 0 | 0 | 0 | 0 | 844970.896 | 537291 | 0 | 0 | 0 | 0 | 370282.3791 | 0 | 0 | 0 | 0 | 0 | 0 | 0 | 5549912.8207 | 0 | 0 | 0 | 0 | 0 | 0 | 0 | 0 | 0 | 0 | 28699.0136 | 0 | 0 | 0 | 0 | 0 | 0 | 0 | 0 | 0 | 278980.8824 | 0 | 0 | 0 | 0 | 0 | 0 | 0
2016-05-25 20:00 | 0 | 0 | 0 | 0 | 0 | 0 | 835993.8616 | 544450 | 0 | 0 | 0 | 0 | 382845.3582 | 0 | 0 | 0 | 0 | 0 | 0 | 0 | 5828893.7031 | 0 | 0 | 0 | 0 | 0 | 0 | 0 | 0 | 0 | 0 | 12562.9791 | 0 | 0 | 0 | 0 | 0 | 0 | 0 | 0 | 0 | 278980.8824 | 0 | 0 | 0 | 0 | 0 | 0 | 0
2016-05-25 21:00 | 0 | 0 | 0 | 0 | 0 | 0 | 819393.0945 | 547431 | 0 | 0 | 0 | 0 | 382845.3582 | 0 | 0 | 0 | 0 | 0 | 0 | 0 | 6100855.7977 | 0 | 0 | 0 | 0 | 0 | 0 | 0 | 0 | 0 | 0 | 0 | 0 | 0 | 0 | 0 | 0 | 0 | 0 | 0 | 0 | 271962.0945 | 0 | 0 | 0 | 0 | 0 | 0 | 0
2016-05-25 22:00 | 0 | 0 | 0 | 0 | 0 | 0 | 774639.8264 | 542287 | 0 | 0 | 0 | 0 | 336217.3022 | 0 | 0 | 0 | 0 | 0 | 0 | 0 | 6379836.6801 | 0 | 0 | 0 | 0 | 0 | 0 | 0 | 0 | 0 | 0 | -46628.0561 | 0 | 0 | 0 | 0 | 0 | 0 | 0 | 0 | 0 | 278980.8824 | 0 | 0 | 0 | 0 | 0 | 0 | 0
2016-05-25 23:00 | 0 | 0 | 0 | 0 | 0 | 88292.3307 | 679954.456 | 531381 | 0 | 0 | 0 | 0 | 294102.2064 | 0 | 0 | 0 | 0 | 0 | 0 | 0 | 6658817.5626 | 0 | 0 | 0 | 0 | 0 | 0 | 0 | 0 | 0 | 0 | -42115.0957 | 0 | 0 | 0 | 0 | 0 | 0 | 0 | 0 | 0 | 278980.8824 | 0 | 0 | 0 | 0 | 0 | 0 | 0
2016-05-26 | 0 | 0 | 0 | 0 | 0 | 0 | 534287.722 | 521817 | 0 | 0 | 0 | 0 | 382845.3582 | 0 | 0 | 0 | 0 | 0 | 0 | 0 | 6582545.1328 | 0 | 0 | 0 | 0 | 0 | 0 | 0 | 0 | 0 | 0 | 88743.1518 | 0 | 0 | 0 | 0 | 0 | 0 | 0 | 0 | 0 | -76272.4298 | 0 | 0 | 0 | 0 | 0 | 0 | 0
2016-05-26 01:00 | 0 | 0 | 0 | 0 | 0 | 0 | 247859.9242 | 512256 | 0 | 0 | 0 | 0 | 382845.3582 | 0 | 0 | 0 | 0 | 0 | 0 | 0 | 6318149.057 | 0 | 0 | 0 | 0 | 0 | 0 | 0 | 0 | 0 | 0 | 0 | 0 | 0 | 0 | 0 | 0 | 0 | 0 | 0 | 0 | -264396.0758 | 0 | 0 | 0 | 0 | 0 | 0 | 0
2016-05-26 02:00 | 0 | 0 | 0 | 0 | 0 | 99873.7102 | 20814.2556 | 488412 | 0 | 0 | 0 | 0 | 294102.2064 | 0 | 0 | 0 | 0 | 0 | 0 | 0 | 6039168.1746 | 0 | 0 | 0 | 0 | 0 | 0 | 0 | 0 | 0 | 0 | -88743.1518 | 0 | 0 | 0 | 0 | 0 | 0 | 0 | 0 | 0 | -278980.8824 | 0 | 0 | 0 | 0 | 0 | 0 | 0
2016-05-26 03:00 | 0 | 0 | 0 | 0 | 0 | 265706.2694 | 0 | 455944 | 0 | 0 | 0 | 0 | 382845.3582 | 0 | 0 | 0 | 0 | 0 | 0 | 0 | 5760187.2921 | 0 | 0 | 0 | 0 | 0 | 0 | 0 | 0 | 0 | 0 | 88743.1518 | 0 | 0 | 0 | 0 | 0 | 0 | 0 | 0 | 0 | -278980.8824 | 0 | 0 | 0 | 0 | 0 | 0 | 0
2016-05-26 04:00 | 0 | 0 | 0 | 0 | 0 | 57910.9658 | 0 | 425635 | 0 | 0 | 0 | 0 | 294102.2064 | 0 | 0 | 0 | 0 | 0 | 0 | 0 | 5481206.4097 | 0 | 0 | 0 | 0 | 0 | 0 | 0 | 0 | 0 | 0 | -88743.1518 | 0 | 0 | 0 | 0 | 0 | 0 | 0 | 0 | 0 | -278980.8824 | 0 | 0 | 0 | 0 | 0 | 0 | 0
2016-05-26 05:00 | 0 | 0 | 0 | 0 | 0 | 87958.3323 | 0 | 400557 | 0 | 0 | 0 | 0 | 260484.4211 | 0 | 0 | 0 | 0 | 0 | 0 | 0 | 5202225.5272 | 0 | 0 | 0 | 0 | 0 | 0 | 0 | 0 | 0 | 0 | -33617.7853 | 0 | 0 | 0 | 0 | 0 | 0 | 0 | 0 | 0 | -278980.8824 | 0 | 0 | 0 | 0 | 0 | 0 | 0
2016-05-26 06:00 | 0 | 0 | 0 | 0 | 0 | 13242.9658 | 0 | 380967 | 0 | 0 | 0 | 0 | 171741.2694 | 0 | 0 | 0 | 0 | 0 | 0 | 0 | 4923244.6448 | 0 | 0 | 0 | 0 | 0 | 0 | 0 | 0 | 0 | 0 | -88743.1518 | 0 | 0 | 0 | 0 | 0 | 0 | 0 | 0 | 0 | -278980.8824 | 0 | 0 | 0 | 0 | 0 | 0 | 0
2016-05-26 07:00 | 0 | 0 | 0 | 0 | 0 | 176911.2694 | 0 | 367149 | 0 | 0 | 0 | 0 | 260484.4211 | 0 | 0 | 0 | 0 | 0 | 0 | 0 | 4644263.7623 | 0 | 0 | 0 | 0 | 0 | 0 | 0 | 0 | 0 | 0 | 88743.1518 | 0 | 0 | 0 | 0 | 0 | 0 | 0 | 0 | 0 | -278980.8824 | 0 | 0 | 0 | 0 | 0 | 0 | 0
2016-05-26 08:00 | 0 | 0 | 0 | 0 | 0 | 0 | 0 | 361979 | 0 | 0 | 0 | 0 | 177486.3036 | 0 | 0 | 0 | 0 | 0 | 0 | 0 | 4365282.8799 | 0 | 0 | 0 | 0 | 0 | 0 | 0 | 0 | 0 | 0 | -82998.1176 | 0 | 0 | 0 | 0 | 0 | 0 | 0 | 0 | 0 | -278980.8824 | 0 | 0 | 0 | 0 | 0 | 0 | 0
2016-05-26 09:00 | 0 | 0 | 0 | 0 | 0 | 160.9658 | 0 | 367885 | 0 | 0 | 0 | 0 | 88743.1518 | 0 | 0 | 0 | 0 | 0 | 0 | 0 | 4086301.9975 | 0 | 0 | 0 | 0 | 0 | 0 | 0 | 0 | 0 | 0 | -88743.1518 | 0 | 0 | 0 | 0 | 0 | 0 | 0 | 0 | 0 | -278980.8824 | 0 | 0 | 0 | 0 | 0 | 0 | 0
2016-05-26 10:00 | 0 | 0 | 0 | 0 | 0 | 19521.9658 | 0 | 387246 | 0 | 0 | 0 | 0 | 0 | 0 | 0 | 0 | 0 | 0 | 0 | 0 | 3807321.115 | 0 | 0 | 0 | 0 | 0 | 0 | 0 | 0 | 0 | 0 | -88743.1518 | 0 | 0 | 0 | 0 | 0 | 0 | 0 | 0 | 0 | -278980.8824 | 0 | 0 | 0 | 0 | 0 | 0 | 0
2016-05-26 11:00 | 0 | 0 | 0 | 0 | 0 | 399718.159 | 2.1062 | 410827 | 0 | 0 | 0 | 0 | 0 | 0 | 0 | 0 | 0 | 0 | 0 | 0 | 3796214.3803 | 0 | 0 | 0 | 0 | 0 | 0 | 0 | 0 | 0 | 0 | 0 | 0 | 0 | 0 | 0 | 0 | 0 | 0 | 0 | 0 | -11106.7347 | 0 | 0 | 0 | 0 | 0 | 0 | 0
2016-05-26 12:00 | 0 | 0 | 0 | 0 | 0 | 248115.0011 | 132773.3376 | 432688 | 0 | 0 | 0 | 0 | 88743.1518 | 0 | 0 | 0 | 0 | 0 | 0 | 0 | 3655671.5673 | 0 | 0 | 0 | 0 | 0 | 0 | 0 | 0 | 0 | 0 | 88743.1518 | 0 | 0 | 0 | 0 | 0 | 0 | 0 | 0 | 0 | -140542.813 | 0 | 0 | 0 | 0 | 0 | 0 | 0
2016-05-26 13:00 | 0 | 0 | 0 | 0 | 0 | 137867.6659 | 506084.0647 | 453714 | 0 | 0 | 0 | 0 | 0 | 0 | 0 | 0 | 0 | 0 | 0 | 0 | 3934652.4497 | 0 | 0 | 0 | 0 | 0 | 0 | 0 | 0 | 0 | 0 | -88743.1518 | 0 | 0 | 0 | 0 | 0 | 0 | 0 | 0 | 0 | 278980.8824 | 0 | 0 | 0 | 0 | 0 | 0 | 0
2016-05-26 14:00 | 0 | 0 | 0 | 0 | 0 | 0 | 712005.9473 | 476278 | 0 | 0 | 0 | 0 | 88743.1518 | 0 | 0 | 0 | 0 | 0 | 0 | 0 | 4081637.2452 | 0 | 0 | 0 | 0 | 0 | 0 | 0 | 0 | 0 | 0 | 88743.1518 | 0 | 0 | 0 | 0 | 0 | 0 | 0 | 0 | 0 | 146984.7955 | 0 | 0 | 0 | 0 | 0 | 0 | 0
2016-05-26 15:00 | 0 | 0 | 0 | 0 | 0 | 0 | 837061.3884 | 497102 | 0 | 0 | 0 | 0 | 177486.3036 | 0 | 0 | 0 | 0 | 0 | 0 | 0 | 4332853.4818 | 0 | 0 | 0 | 0 | 0 | 0 | 0 | 0 | 0 | 0 | 88743.1518 | 0 | 0 | 0 | 0 | 0 | 0 | 0 | 0 | 0 | 251216.2366 | 0 | 0 | 0 | 0 | 0 | 0 | 0
2016-05-26 16:00 | 0 | 0 | 0 | 0 | 0 | 0 | 877125.5663 | 514615 | 0 | 0 | 0 | 0 | 266087.6582 | 0 | 0 | 0 | 0 | 0 | 0 | 0 | 4606762.6935 | 0 | 0 | 0 | 0 | 0 | 0 | 0 | 0 | 0 | 0 | 88601.3546 | 0 | 0 | 0 | 0 | 0 | 0 | 0 | 0 | 0 | 273909.2117 | 0 | 0 | 0 | 0 | 0 | 0 | 0
2016-05-26 17:00 | 0 | 0 | 0 | 0 | 0 | 0 | 874848.6535 | 530002 | 0 | 0 | 0 | 0 | 331953.4293 | 0 | 0 | 0 | 0 | 0 | 0 | 0 | 4885743.5759 | 0 | 0 | 0 | 0 | 0 | 0 | 0 | 0 | 0 | 0 | 65865.7711 | 0 | 0 | 0 | 0 | 0 | 0 | 0 | 0 | 0 | 278980.8824 | 0 | 0 | 0 | 0 | 0 | 0 | 0
2016-05-26 18:00 | 0 | 0 | 0 | 0 | 0 | 0 | 859361.3815 | 540760 | 0 | 0 | 0 | 0 | 371573.9283 | 0 | 0 | 0 | 0 | 0 | 0 | 0 | 5164724.4584 | 0 | 0 | 0 | 0 | 0 | 0 | 0 | 0 | 0 | 0 | 39620.499 | 0 | 0 | 0 | 0 | 0 | 0 | 0 | 0 | 0 | 278980.8824 | 0 | 0 | 0 | 0 | 0 | 0 | 0
2016-05-26 19:00 | 0 | 0 | 0 | 0 | 0 | 0 | 840287.3124 | 550035 | 0 | 0 | 0 | 0 | 382845.3582 | 0 | 0 | 0 | 0 | 0 | 0 | 0 | 5443705.3408 | 0 | 0 | 0 | 0 | 0 | 0 | 0 | 0 | 0 | 0 | 11271.4299 | 0 | 0 | 0 | 0 | 0 | 0 | 0 | 0 | 0 | 278980.8824 | 0 | 0 | 0 | 0 | 0 | 0 | 0
2016-05-26 20:00 | 0 | 0 | 0 | 0 | 0 | 0 | 824894.197 | 554684 | 0 | 0 | 0 | 0 | 382845.3582 | 0 | 0 | 0 | 0 | 0 | 0 | 0 | 5713915.5378 | 0 | 0 | 0 | 0 | 0 | 0 | 0 | 0 | 0 | 0 | 0 | 0 | 0 | 0 | 0 | 0 | 0 | 0 | 0 | 0 | 270210.197 | 0 | 0 | 0 | 0 | 0 | 0 | 0
2016-05-26 21:00 | 0 | 0 | 0 | 0 | 0 | 0 | 802542.8518 | 553672 | 0 | 0 | 0 | 0 | 382845.3582 | 0 | 0 | 0 | 0 | 0 | 0 | 0 | 5962786.3896 | 0 | 0 | 0 | 0 | 0 | 0 | 0 | 0 | 0 | 0 | 0 | 0 | 0 | 0 | 0 | 0 | 0 | 0 | 0 | 0 | 248870.8518 | 0 | 0 | 0 | 0 | 0 | 0 | 0
2016-05-26 22:00 | 0 | 0 | 0 | 0 | 0 | 0 | 755991.5504 | 546361 | 0 | 0 | 0 | 0 | 313495.0261 | 0 | 0 | 0 | 0 | 0 | 0 | 0 | 6241767.2721 | 0 | 0 | 0 | 0 | 0 | 0 | 0 | 0 | 0 | 0 | -69350.3321 | 0 | 0 | 0 | 0 | 0 | 0 | 0 | 0 | 0 | 278980.8824 | 0 | 0 | 0 | 0 | 0 | 0 | 0
2016-05-26 23:00 | 0 | 0 | 0 | 0 | 0 | 0 | 668614.6659 | 533794 | 0 | 0 | 0 | 0 | 294102.2064 | 0 | 0 | 0 | 0 | 0 | 0 | 0 | 6395980.7577 | 0 | 0 | 0 | 0 | 0 | 0 | 0 | 0 | 0 | 0 | -19392.8197 | 0 | 0 | 0 | 0 | 0 | 0 | 0 | 0 | 0 | 154213.4856 | 0 | 0 | 0 | 0 | 0 | 0 | 0
2016-05-27 | 0 | 0 | 0 | 0 | 0 | 0 | 533670.8879 | 523360 | 0 | 0 | 0 | 0 | 382845.3582 | 0 | 0 | 0 | 0 | 0 | 0 | 0 | 6317548.4938 | 0 | 0 | 0 | 0 | 0 | 0 | 0 | 0 | 0 | 0 | 88743.1518 | 0 | 0 | 0 | 0 | 0 | 0 | 0 | 0 | 0 | -78432.2639 | 0 | 0 | 0 | 0 | 0 | 0 | 0
2016-05-27 01:00 | 0 | 0 | 0 | 0 | 0 | 0 | 275984.663 | 514618 | 0 | 0 | 0 | 0 | 382845.3582 | 0 | 0 | 0 | 0 | 0 | 0 | 0 | 6078915.1568 | 0 | 0 | 0 | 0 | 0 | 0 | 0 | 0 | 0 | 0 | 0 | 0 | 0 | 0 | 0 | 0 | 0 | 0 | 0 | 0 | -238633.337 | 0 | 0 | 0 | 0 | 0 | 0 | 0
2016-05-27 02:00 | 0 | 0 | 0 | 0 | 0 | 147304.4772 | 31907.855 | 489810 | 0 | 0 | 0 | 0 | 351228.5729 | 0 | 0 | 0 | 0 | 0 | 0 | 0 | 5799934.2743 | 0 | 0 | 0 | 0 | 0 | 0 | 0 | 0 | 0 | 0 | -31616.7853 | 0 | 0 | 0 | 0 | 0 | 0 | 0 | 0 | 0 | -278980.8824 | 0 | 0 | 0 | 0 | 0 | 0 | 0
2016-05-27 03:00 | 0 | 0 | 0 | 0 | 0 | 91752.9658 | 0 | 459477 | 0 | 0 | 0 | 0 | 262485.4211 | 0 | 0 | 0 | 0 | 0 | 0 | 0 | 5520953.3919 | 0 | 0 | 0 | 0 | 0 | 0 | 0 | 0 | 0 | 0 | -88743.1518 | 0 | 0 | 0 | 0 | 0 | 0 | 0 | 0 | 0 | -278980.8824 | 0 | 0 | 0 | 0 | 0 | 0 | 0
2016-05-27 04:00 | 0 | 0 | 0 | 0 | 0 | 61050.9658 | 0 | 428775 | 0 | 0 | 0 | 0 | 173742.2694 | 0 | 0 | 0 | 0 | 0 | 0 | 0 | 5241972.5094 | 0 | 0 | 0 | 0 | 0 | 0 | 0 | 0 | 0 | 0 | -88743.1518 | 0 | 0 | 0 | 0 | 0 | 0 | 0 | 0 | 0 | -278980.8824 | 0 | 0 | 0 | 0 | 0 | 0 | 0
2016-05-27 05:00 | 0 | 0 | 0 | 0 | 0 | 212211.2694 | 0 | 402449 | 0 | 0 | 0 | 0 | 262485.4211 | 0 | 0 | 0 | 0 | 0 | 0 | 0 | 4962991.627 | 0 | 0 | 0 | 0 | 0 | 0 | 0 | 0 | 0 | 0 | 88743.1518 | 0 | 0 | 0 | 0 | 0 | 0 | 0 | 0 | 0 | -278980.8824 | 0 | 0 | 0 | 0 | 0 | 0 | 0
2016-05-27 06:00 | 0 | 0 | 0 | 0 | 0 | 14267.9658 | 0 | 381992 | 0 | 0 | 0 | 0 | 173742.2694 | 0 | 0 | 0 | 0 | 0 | 0 | 0 | 4684010.7445 | 0 | 0 | 0 | 0 | 0 | 0 | 0 | 0 | 0 | 0 | -88743.1518 | 0 | 0 | 0 | 0 | 0 | 0 | 0 | 0 | 0 | -278980.8824 | 0 | 0 | 0 | 0 | 0 | 0 | 0
2016-05-27 07:00 | 0 | 0 | 0 | 0 | 0 | 178515.2694 | 0 | 368753 | 0 | 0 | 0 | 0 | 262485.4211 | 0 | 0 | 0 | 0 | 0 | 0 | 0 | 4405029.8621 | 0 | 0 | 0 | 0 | 0 | 0 | 0 | 0 | 0 | 0 | 88743.1518 | 0 | 0 | 0 | 0 | 0 | 0 | 0 | 0 | 0 | -278980.8824 | 0 | 0 | 0 | 0 | 0 | 0 | 0
2016-05-27 08:00 | 0 | 0 | 0 | 0 | 0 | 0 | 0 | 363980 | 0 | 0 | 0 | 0 | 177486.3036 | 0 | 0 | 0 | 0 | 0 | 0 | 0 | 4126048.9797 | 0 | 0 | 0 | 0 | 0 | 0 | 0 | 0 | 0 | 0 | -84999.1176 | 0 | 0 | 0 | 0 | 0 | 0 | 0 | 0 | 0 | -278980.8824 | 0 | 0 | 0 | 0 | 0 | 0 | 0
2016-05-27 09:00 | 0 | 0 | 0 | 0 | 0 | 1209.9658 | 0 | 368934 | 0 | 0 | 0 | 0 | 88743.1518 | 0 | 0 | 0 | 0 | 0 | 0 | 0 | 3847068.0972 | 0 | 0 | 0 | 0 | 0 | 0 | 0 | 0 | 0 | 0 | -88743.1518 | 0 | 0 | 0 | 0 | 0 | 0 | 0 | 0 | 0 | -278980.8824 | 0 | 0 | 0 | 0 | 0 | 0 | 0
2016-05-27 10:00 | 0 | 0 | 0 | 0 | 0 | 16460.9658 | 0 | 384185 | 0 | 0 | 0 | 0 | 0 | 0 | 0 | 0 | 0 | 0 | 0 | 0 | 3568087.2148 | 0 | 0 | 0 | 0 | 0 | 0 | 0 | 0 | 0 | 0 | -88743.1518 | 0 | 0 | 0 | 0 | 0 | 0 | 0 | 0 | 0 | -278980.8824 | 0 | 0 | 0 | 0 | 0 | 0 | 0
2016-05-27 11:00 | 0 | 0 | 0 | 0 | 0 | 274292.5799 | 2.9236 | 405105 | 0 | 0 | 0 | 0 | 88743.1518 | 0 | 0 | 0 | 0 | 0 | 0 | 0 | 3348534.5665 | 0 | 0 | 0 | 0 | 0 | 0 | 0 | 0 | 0 | 0 | 88743.1518 | 0 | 0 | 0 | 0 | 0 | 0 | 0 | 0 | 0 | -219552.6483 | 0 | 0 | 0 | 0 | 0 | 0 | 0
2016-05-27 12:00 | 0 | 0 | 0 | 0 | 0 | 0 | 117551.6859 | 429110 | 0 | 0 | 0 | 0 | 0 | 0 | 0 | 0 | 0 | 0 | 0 | 0 | 3125719.4042 | 0 | 0 | 0 | 0 | 0 | 0 | 0 | 0 | 0 | 0 | -88743.1518 | 0 | 0 | 0 | 0 | 0 | 0 | 0 | 0 | 0 | -222815.1623 | 0 | 0 | 0 | 0 | 0 | 0 | 0
2016-05-27 13:00 | 0 | 0 | 0 | 0 | 0 | 0 | 490974.3123 | 452260 | 0 | 0 | 0 | 0 | 0 | 0 | 0 | 0 | 0 | 0 | 0 | 0 | 3164433.7165 | 0 | 0 | 0 | 0 | 0 | 0 | 0 | 0 | 0 | 0 | 0 | 0 | 0 | 0 | 0 | 0 | 0 | 0 | 0 | 0 | 38714.3123 | 0 | 0 | 0 | 0 | 0 | 0 | 0
2016-05-27 14:00 | 0 | 0 | 0 | 0 | 0 | 0 | 719909.503 | 475781 | 0 | 0 | 0 | 0 | 0 | 0 | 0 | 0 | 0 | 0 | 0 | 0 | 3408562.2196 | 0 | 0 | 0 | 0 | 0 | 0 | 0 | 0 | 0 | 0 | 0 | 0 | 0 | 0 | 0 | 0 | 0 | 0 | 0 | 0 | 244128.503 | 0 | 0 | 0 | 0 | 0 | 0 | 0
2016-05-27 15:00 | 0 | 0 | 0 | 0 | 0 | 0 | 830797.3729 | 496673 | 0 | 0 | 0 | 0 | 66548.4589 | 0 | 0 | 0 | 0 | 0 | 0 | 0 | 3676138.1335 | 0 | 0 | 0 | 0 | 0 | 0 | 0 | 0 | 0 | 0 | 66548.4589 | 0 | 0 | 0 | 0 | 0 | 0 | 0 | 0 | 0 | 267575.914 | 0 | 0 | 0 | 0 | 0 | 0 | 0
2016-05-27 16:00 | 0 | 0 | 0 | 0 | 0 | 0 | 868203.3995 | 513944 | 0 | 0 | 0 | 0 | 155291.6107 | 0 | 0 | 0 | 0 | 0 | 0 | 0 | 3941654.3813 | 0 | 0 | 0 | 0 | 0 | 0 | 0 | 0 | 0 | 0 | 88743.1518 | 0 | 0 | 0 | 0 | 0 | 0 | 0 | 0 | 0 | 265516.2477 | 0 | 0 | 0 | 0 | 0 | 0 | 0
2016-05-27 17:00 | 0 | 0 | 0 | 0 | 0 | 0 | 871987.9556 | 527326 | 0 | 0 | 0 | 0 | 244034.7625 | 0 | 0 | 0 | 0 | 0 | 0 | 0 | 4197573.185 | 0 | 0 | 0 | 0 | 0 | 0 | 0 | 0 | 0 | 0 | 88743.1518 | 0 | 0 | 0 | 0 | 0 | 0 | 0 | 0 | 0 | 255918.8038 | 0 | 0 | 0 | 0 | 0 | 0 | 0
2016-05-27 18:00 | 0 | 0 | 0 | 0 | 0 | 0 | 863465.6428 | 537440 | 0 | 0 | 0 | 0 | 332777.9143 | 0 | 0 | 0 | 0 | 0 | 0 | 0 | 4434855.6761 | 0 | 0 | 0 | 0 | 0 | 0 | 0 | 0 | 0 | 0 | 88743.1518 | 0 | 0 | 0 | 0 | 0 | 0 | 0 | 0 | 0 | 237282.491 | 0 | 0 | 0 | 0 | 0 | 0 | 0
2016-05-27 19:00 | 0 | 0 | 0 | 0 | 0 | 0 | 852850.8076 | 543658 | 0 | 0 | 0 | 0 | 362989.8394 | 0 | 0 | 0 | 0 | 0 | 0 | 0 | 4713836.5585 | 0 | 0 | 0 | 0 | 0 | 0 | 0 | 0 | 0 | 0 | 30211.9251 | 0 | 0 | 0 | 0 | 0 | 0 | 0 | 0 | 0 | 278980.8824 | 0 | 0 | 0 | 0 | 0 | 0 | 0
2016-05-27 20:00 | 0 | 0 | 0 | 0 | 0 | 0 | 844026.1277 | 546585 | 0 | 0 | 0 | 0 | 381450.0847 | 0 | 0 | 0 | 0 | 0 | 0 | 0 | 4992817.441 | 0 | 0 | 0 | 0 | 0 | 0 | 0 | 0 | 0 | 0 | 18460.2452 | 0 | 0 | 0 | 0 | 0 | 0 | 0 | 0 | 0 | 278980.8824 | 0 | 0 | 0 | 0 | 0 | 0 | 0
2016-05-27 21:00 | 0 | 0 | 0 | 0 | 0 | 0 | 825370.156 | 544994 | 0 | 0 | 0 | 0 | 382845.3582 | 0 | 0 | 0 | 0 | 0 | 0 | 0 | 5271798.3234 | 0 | 0 | 0 | 0 | 0 | 0 | 0 | 0 | 0 | 0 | 1395.2736 | 0 | 0 | 0 | 0 | 0 | 0 | 0 | 0 | 0 | 278980.8824 | 0 | 0 | 0 | 0 | 0 | 0 | 0
2016-05-27 22:00 | 0 | 0 | 0 | 0 | 0 | 26163.124 | 788129.7585 | 535312 | 0 | 0 | 0 | 0 | 382845.3582 | 0 | 0 | 0 | 0 | 0 | 0 | 0 | 5550779.2058 | 0 | 0 | 0 | 0 | 0 | 0 | 0 | 0 | 0 | 0 | 0 | 0 | 0 | 0 | 0 | 0 | 0 | 0 | 0 | 0 | 278980.8824 | 0 | 0 | 0 | 0 | 0 | 0 | 0
2016-05-27 23:00 | 0 | 0 | 0 | 0 | 0 | 5083.1873 | 705606.5434 | 520452 | 0 | 0 | 0 | 0 | 294102.2064 | 0 | 0 | 0 | 0 | 0 | 0 | 0 | 5829760.0883 | 0 | 0 | 0 | 0 | 0 | 0 | 0 | 0 | 0 | 0 | -88743.1518 | 0 | 0 | 0 | 0 | 0 | 0 | 0 | 0 | 0 | 278980.8824 | 0 | 0 | 0 | 0 | 0 | 0 | 0
2016-05-28 | 0 | 0 | 0 | 0 | 0 | 0 | 569590.324 | 507956 | 0 | 0 | 0 | 0 | 382845.3582 | 0 | 0 | 0 | 0 | 0 | 0 | 0 | 5802651.2605 | 0 | 0 | 0 | 0 | 0 | 0 | 0 | 0 | 0 | 0 | 88743.1518 | 0 | 0 | 0 | 0 | 0 | 0 | 0 | 0 | 0 | -27108.8278 | 0 | 0 | 0 | 0 | 0 | 0 | 0
2016-05-28 01:00 | 0 | 0 | 0 | 0 | 0 | 0 | 296205.6427 | 498303 | 0 | 0 | 0 | 0 | 382845.3582 | 0 | 0 | 0 | 0 | 0 | 0 | 0 | 5600553.9032 | 0 | 0 | 0 | 0 | 0 | 0 | 0 | 0 | 0 | 0 | 0 | 0 | 0 | 0 | 0 | 0 | 0 | 0 | 0 | 0 | -202097.3573 | 0 | 0 | 0 | 0 | 0 | 0 | 0
2016-05-28 02:00 | 0 | 0 | 0 | 0 | 0 | 295313.4204 | 45021.6821 | 477056 | 0 | 0 | 0 | 0 | 335380.5729 | 0 | 0 | 0 | 0 | 0 | 0 | 0 | 5511297.7911 | 0 | 0 | 0 | 0 | 0 | 0 | 0 | 0 | 0 | 0 | -47464.7853 | 0 | 0 | 0 | 0 | 0 | 0 | 0 | 0 | 0 | -89256.1121 | 0 | 0 | 0 | 0 | 0 | 0 | 0
2016-05-28 03:00 | 0 | 0 | 0 | 0 | 0 | 80081.9658 | 0 | 447806 | 0 | 0 | 0 | 0 | 246637.4211 | 0 | 0 | 0 | 0 | 0 | 0 | 0 | 5232316.9087 | 0 | 0 | 0 | 0 | 0 | 0 | 0 | 0 | 0 | 0 | -88743.1518 | 0 | 0 | 0 | 0 | 0 | 0 | 0 | 0 | 0 | -278980.8824 | 0 | 0 | 0 | 0 | 0 | 0 | 0
2016-05-28 04:00 | 0 | 0 | 0 | 0 | 0 | 318884.0057 | 0 | 418066 | 0 | 0 | 0 | 0 | 335380.5729 | 0 | 0 | 0 | 0 | 0 | 0 | 0 | 5044391.7626 | 0 | 0 | 0 | 0 | 0 | 0 | 0 | 0 | 0 | 0 | 88743.1518 | 0 | 0 | 0 | 0 | 0 | 0 | 0 | 0 | 0 | -187925.1461 | 0 | 0 | 0 | 0 | 0 | 0 | 0
2016-05-28 05:00 | 0 | 0 | 0 | 0 | 0 | 26456.9658 | 0 | 394181 | 0 | 0 | 0 | 0 | 246637.4211 | 0 | 0 | 0 | 0 | 0 | 0 | 0 | 4765410.8801 | 0 | 0 | 0 | 0 | 0 | 0 | 0 | 0 | 0 | 0 | -88743.1518 | 0 | 0 | 0 | 0 | 0 | 0 | 0 | 0 | 0 | -278980.8824 | 0 | 0 | 0 | 0 | 0 | 0 | 0
2016-05-28 06:00 | 0 | 0 | 0 | 0 | 0 | 7710.9658 | 0 | 375435 | 0 | 0 | 0 | 0 | 157894.2694 | 0 | 0 | 0 | 0 | 0 | 0 | 0 | 4486429.9977 | 0 | 0 | 0 | 0 | 0 | 0 | 0 | 0 | 0 | 0 | -88743.1518 | 0 | 0 | 0 | 0 | 0 | 0 | 0 | 0 | 0 | -278980.8824 | 0 | 0 | 0 | 0 | 0 | 0 | 0
2016-05-28 07:00 | 0 | 0 | 0 | 0 | 0 | 0 | 0 | 360860 | 0 | 0 | 0 | 0 | 69151.1176 | 0 | 0 | 0 | 0 | 0 | 0 | 0 | 4214313.1495 | 0 | 0 | 0 | 0 | 0 | 0 | 0 | 0 | 0 | 0 | -88743.1518 | 0 | 0 | 0 | 0 | 0 | 0 | 0 | 0 | 0 | -272116.8482 | 0 | 0 | 0 | 0 | 0 | 0 | 0
2016-05-28 08:00 | 0 | 0 | 0 | 0 | 0 | 277379.6037 | 0 | 352135 | 0 | 0 | 0 | 0 | 157894.2694 | 0 | 0 | 0 | 0 | 0 | 0 | 0 | 4050814.6014 | 0 | 0 | 0 | 0 | 0 | 0 | 0 | 0 | 0 | 0 | 88743.1518 | 0 | 0 | 0 | 0 | 0 | 0 | 0 | 0 | 0 | -163498.5481 | 0 | 0 | 0 | 0 | 0 | 0 | 0
2016-05-28 09:00 | 0 | 0 | 0 | 0 | 0 | 0 | 0 | 348132 | 0 | 0 | 0 | 0 | 88743.1518 | 0 | 0 | 0 | 0 | 0 | 0 | 0 | 3771833.7189 | 0 | 0 | 0 | 0 | 0 | 0 | 0 | 0 | 0 | 0 | -69151.1176 | 0 | 0 | 0 | 0 | 0 | 0 | 0 | 0 | 0 | -278980.8824 | 0 | 0 | 0 | 0 | 0 | 0 | 0
2016-05-28 10:00 | 0 | 0 | 0 | 0 | 0 | 0 | 0 | 349321 | 0 | 0 | 0 | 0 | 0 | 0 | 0 | 0 | 0 | 0 | 0 | 0 | 3511255.8707 | 0 | 0 | 0 | 0 | 0 | 0 | 0 | 0 | 0 | 0 | -88743.1518 | 0 | 0 | 0 | 0 | 0 | 0 | 0 | 0 | 0 | -260577.8482 | 0 | 0 | 0 | 0 | 0 | 0 | 0
2016-05-28 11:00 | 0 | 0 | 0 | 0 | 0 | 78725.486 | 4.6316 | 357711 | 0 | 0 | 0 | 0 | 0 | 0 | 0 | 0 | 0 | 0 | 0 | 0 | 3232274.9883 | 0 | 0 | 0 | 0 | 0 | 0 | 0 | 0 | 0 | 0 | 0 | 0 | 0 | 0 | 0 | 0 | 0 | 0 | 0 | 0 | -278980.8824 | 0 | 0 | 0 | 0 | 0 | 0 | 0
2016-05-28 12:00 | 0 | 0 | 0 | 0 | 0 | 0 | 153085.9047 | 377804 | 0 | 0 | 0 | 0 | 0 | 0 | 0 | 0 | 0 | 0 | 0 | 0 | 3007556.893 | 0 | 0 | 0 | 0 | 0 | 0 | 0 | 0 | 0 | 0 | 0 | 0 | 0 | 0 | 0 | 0 | 0 | 0 | 0 | 0 | -224718.0953 | 0 | 0 | 0 | 0 | 0 | 0 | 0
2016-05-28 13:00 | 0 | 0 | 0 | 0 | 0 | 0 | 565784.6051 | 404774 | 0 | 0 | 0 | 0 | 0 | 0 | 0 | 0 | 0 | 0 | 0 | 0 | 3168567.4981 | 0 | 0 | 0 | 0 | 0 | 0 | 0 | 0 | 0 | 0 | 0 | 0 | 0 | 0 | 0 | 0 | 0 | 0 | 0 | 0 | 161010.6051 | 0 | 0 | 0 | 0 | 0 | 0 | 0
2016-05-28 14:00 | 0 | 0 | 0 | 0 | 0 | 0 | 710897.8824 | 431917 | 0 | 0 | 0 | 0 | 0 | 0 | 0 | 0 | 0 | 0 | 0 | 0 | 3447548.3805 | 0 | 0 | 0 | 0 | 0 | 0 | 0 | 0 | 0 | 0 | 0 | 0 | 0 | 0 | 0 | 0 | 0 | 0 | 0 | 0 | 278980.8824 | 0 | 0 | 0 | 0 | 0 | 0 | 0
2016-05-28 15:00 | 0 | 0 | 0 | 0 | 0 | 0 | 824620.0342 | 456896 | 0 | 0 | 0 | 0 | 88743.1518 | 0 | 0 | 0 | 0 | 0 | 0 | 0 | 3726529.263 | 0 | 0 | 0 | 0 | 0 | 0 | 0 | 0 | 0 | 0 | 88743.1518 | 0 | 0 | 0 | 0 | 0 | 0 | 0 | 0 | 0 | 278980.8824 | 0 | 0 | 0 | 0 | 0 | 0 | 0
2016-05-28 16:00 | 0 | 0 | 0 | 0 | 0 | 0 | 845149.0342 | 477425 | 0 | 0 | 0 | 0 | 177486.3036 | 0 | 0 | 0 | 0 | 0 | 0 | 0 | 4005510.1454 | 0 | 0 | 0 | 0 | 0 | 0 | 0 | 0 | 0 | 0 | 88743.1518 | 0 | 0 | 0 | 0 | 0 | 0 | 0 | 0 | 0 | 278980.8824 | 0 | 0 | 0 | 0 | 0 | 0 | 0
2016-05-28 17:00 | 0 | 0 | 0 | 0 | 0 | 0 | 860206.0342 | 492482 | 0 | 0 | 0 | 0 | 266229.4554 | 0 | 0 | 0 | 0 | 0 | 0 | 0 | 4284491.0279 | 0 | 0 | 0 | 0 | 0 | 0 | 0 | 0 | 0 | 0 | 88743.1518 | 0 | 0 | 0 | 0 | 0 | 0 | 0 | 0 | 0 | 278980.8824 | 0 | 0 | 0 | 0 | 0 | 0 | 0
2016-05-28 18:00 | 0 | 0 | 0 | 0 | 0 | 0 | 872090.0342 | 504366 | 0 | 0 | 0 | 0 | 354972.6072 | 0 | 0 | 0 | 0 | 0 | 0 | 0 | 4563471.9103 | 0 | 0 | 0 | 0 | 0 | 0 | 0 | 0 | 0 | 0 | 88743.1518 | 0 | 0 | 0 | 0 | 0 | 0 | 0 | 0 | 0 | 278980.8824 | 0 | 0 | 0 | 0 | 0 | 0 | 0
2016-05-28 19:00 | 0 | 0 | 0 | 0 | 0 | 0 | 821172.6335 | 514319 | 0 | 0 | 0 | 0 | 382845.3582 | 0 | 0 | 0 | 0 | 0 | 0 | 0 | 4842452.7928 | 0 | 0 | 0 | 0 | 0 | 0 | 0 | 0 | 0 | 0 | 27872.7511 | 0 | 0 | 0 | 0 | 0 | 0 | 0 | 0 | 0 | 278980.8824 | 0 | 0 | 0 | 0 | 0 | 0 | 0
2016-05-28 20:00 | 0 | 0 | 0 | 0 | 0 | 0 | 801858.8824 | 522878 | 0 | 0 | 0 | 0 | 382845.3582 | 0 | 0 | 0 | 0 | 0 | 0 | 0 | 5121433.6752 | 0 | 0 | 0 | 0 | 0 | 0 | 0 | 0 | 0 | 0 | 0 | 0 | 0 | 0 | 0 | 0 | 0 | 0 | 0 | 0 | 278980.8824 | 0 | 0 | 0 | 0 | 0 | 0 | 0
2016-05-28 21:00 | 0 | 0 | 0 | 0 | 0 | 0 | 805784.8824 | 526804 | 0 | 0 | 0 | 0 | 382845.3582 | 0 | 0 | 0 | 0 | 0 | 0 | 0 | 5400414.5577 | 0 | 0 | 0 | 0 | 0 | 0 | 0 | 0 | 0 | 0 | 0 | 0 | 0 | 0 | 0 | 0 | 0 | 0 | 0 | 0 | 278980.8824 | 0 | 0 | 0 | 0 | 0 | 0 | 0
2016-05-28 22:00 | 0 | 0 | 0 | 0 | 0 | 0 | 792308.0804 | 524119 | 0 | 0 | 0 | 0 | 382845.3582 | 0 | 0 | 0 | 0 | 0 | 0 | 0 | 5668603.6381 | 0 | 0 | 0 | 0 | 0 | 0 | 0 | 0 | 0 | 0 | 0 | 0 | 0 | 0 | 0 | 0 | 0 | 0 | 0 | 0 | 268189.0804 | 0 | 0 | 0 | 0 | 0 | 0 | 0
2016-05-28 23:00 | 0 | 0 | 0 | 0 | 0 | 0 | 698650.5182 | 513281 | 0 | 0 | 0 | 0 | 294102.2064 | 0 | 0 | 0 | 0 | 0 | 0 | 0 | 5942716.3081 | 0 | 0 | 0 | 0 | 0 | 0 | 0 | 0 | 0 | 0 | -88743.1518 | 0 | 0 | 0 | 0 | 0 | 0 | 0 | 0 | 0 | 274112.67 | 0 | 0 | 0 | 0 | 0 | 0 | 0
2016-05-29 | 0 | 0 | 0 | 0 | 0 | 0 | 541918.0174 | 501272 | 0 | 0 | 0 | 0 | 382845.3582 | 0 | 0 | 0 | 0 | 0 | 0 | 0 | 5894619.1737 | 0 | 0 | 0 | 0 | 0 | 0 | 0 | 0 | 0 | 0 | 88743.1518 | 0 | 0 | 0 | 0 | 0 | 0 | 0 | 0 | 0 | -48097.1344 | 0 | 0 | 0 | 0 | 0 | 0 | 0
2016-05-29 01:00 | 0 | 0 | 0 | 0 | 0 | 0 | 263510.3178 | 491484 | 0 | 0 | 0 | 0 | 382845.3582 | 0 | 0 | 0 | 0 | 0 | 0 | 0 | 5666645.4914 | 0 | 0 | 0 | 0 | 0 | 0 | 0 | 0 | 0 | 0 | 0 | 0 | 0 | 0 | 0 | 0 | 0 | 0 | 0 | 0 | -227973.6822 | 0 | 0 | 0 | 0 | 0 | 0 | 0
2016-05-29 02:00 | 0 | 0 | 0 | 0 | 0 | 303725.5047 | 28254.2434 | 472491 | 0 | 0 | 0 | 0 | 382845.3582 | 0 | 0 | 0 | 0 | 0 | 0 | 0 | 5526134.2395 | 0 | 0 | 0 | 0 | 0 | 0 | 0 | 0 | 0 | 0 | 0 | 0 | 0 | 0 | 0 | 0 | 0 | 0 | 0 | 0 | -140511.2519 | 0 | 0 | 0 | 0 | 0 | 0 | 0
2016-05-29 03:00 | 0 | 0 | 0 | 0 | 0 | 76867.9658 | 0 | 444592 | 0 | 0 | 0 | 0 | 294102.2064 | 0 | 0 | 0 | 0 | 0 | 0 | 0 | 5247153.3571 | 0 | 0 | 0 | 0 | 0 | 0 | 0 | 0 | 0 | 0 | -88743.1518 | 0 | 0 | 0 | 0 | 0 | 0 | 0 | 0 | 0 | -278980.8824 | 0 | 0 | 0 | 0 | 0 | 0 | 0
2016-05-29 04:00 | 0 | 0 | 0 | 0 | 0 | 353355.4003 | 0 | 418205 | 0 | 0 | 0 | 0 | 382845.3582 | 0 | 0 | 0 | 0 | 0 | 0 | 0 | 5093560.6056 | 0 | 0 | 0 | 0 | 0 | 0 | 0 | 0 | 0 | 0 | 88743.1518 | 0 | 0 | 0 | 0 | 0 | 0 | 0 | 0 | 0 | -153592.7515 | 0 | 0 | 0 | 0 | 0 | 0 | 0
2016-05-29 05:00 | 0 | 0 | 0 | 0 | 0 | 26349.9658 | 0 | 394074 | 0 | 0 | 0 | 0 | 294102.2064 | 0 | 0 | 0 | 0 | 0 | 0 | 0 | 4814579.7232 | 0 | 0 | 0 | 0 | 0 | 0 | 0 | 0 | 0 | 0 | -88743.1518 | 0 | 0 | 0 | 0 | 0 | 0 | 0 | 0 | 0 | -278980.8824 | 0 | 0 | 0 | 0 | 0 | 0 | 0
2016-05-29 06:00 | 0 | 0 | 0 | 0 | 0 | 6230.9658 | 0 | 373955 | 0 | 0 | 0 | 0 | 205359.0546 | 0 | 0 | 0 | 0 | 0 | 0 | 0 | 4535598.8407 | 0 | 0 | 0 | 0 | 0 | 0 | 0 | 0 | 0 | 0 | -88743.1518 | 0 | 0 | 0 | 0 | 0 | 0 | 0 | 0 | 0 | -278980.8824 | 0 | 0 | 0 | 0 | 0 | 0 | 0
2016-05-29 07:00 | 0 | 0 | 0 | 0 | 0 | 168769.2694 | 0 | 359007 | 0 | 0 | 0 | 0 | 294102.2064 | 0 | 0 | 0 | 0 | 0 | 0 | 0 | 4256617.9583 | 0 | 0 | 0 | 0 | 0 | 0 | 0 | 0 | 0 | 0 | 88743.1518 | 0 | 0 | 0 | 0 | 0 | 0 | 0 | 0 | 0 | -278980.8824 | 0 | 0 | 0 | 0 | 0 | 0 | 0
2016-05-29 08:00 | 0 | 0 | 0 | 0 | 0 | 42515.3665 | 0 | 349369 | 0 | 0 | 0 | 0 | 266229.4554 | 0 | 0 | 0 | 0 | 0 | 0 | 0 | 3977637.0758 | 0 | 0 | 0 | 0 | 0 | 0 | 0 | 0 | 0 | 0 | -27872.7511 | 0 | 0 | 0 | 0 | 0 | 0 | 0 | 0 | 0 | -278980.8824 | 0 | 0 | 0 | 0 | 0 | 0 | 0
2016-05-29 09:00 | 0 | 0 | 0 | 0 | 0 | 0 | 0 | 344568 | 0 | 0 | 0 | 0 | 177486.3036 | 0 | 0 | 0 | 0 | 0 | 0 | 0 | 3721812.2276 | 0 | 0 | 0 | 0 | 0 | 0 | 0 | 0 | 0 | 0 | -88743.1518 | 0 | 0 | 0 | 0 | 0 | 0 | 0 | 0 | 0 | -255824.8482 | 0 | 0 | 0 | 0 | 0 | 0 | 0
2016-05-29 10:00 | 0 | 0 | 0 | 0 | 0 | 0 | 0 | 342370 | 0 | 0 | 0 | 0 | 88743.1518 | 0 | 0 | 0 | 0 | 0 | 0 | 0 | 3468185.3794 | 0 | 0 | 0 | 0 | 0 | 0 | 0 | 0 | 0 | 0 | -88743.1518 | 0 | 0 | 0 | 0 | 0 | 0 | 0 | 0 | 0 | -253626.8482 | 0 | 0 | 0 | 0 | 0 | 0 | 0
2016-05-29 11:00 | 0 | 0 | 0 | 0 | 0 | 0 | 0.79743 | 347608 | 0 | 0 | 0 | 0 | 0 | 0 | 0 | 0 | 0 | 0 | 0 | 0 | 3209321.3287 | 0 | 0 | 0 | 0 | 0 | 0 | 0 | 0 | 0 | 0 | -88743.1518 | 0 | 0 | 0 | 0 | 0 | 0 | 0 | 0 | 0 | -258864.0508 | 0 | 0 | 0 | 0 | 0 | 0 | 0
2016-05-29 12:00 | 0 | 0 | 0 | 0 | 0 | 194172.6321 | 117096.3061 | 364457 | 0 | 0 | 0 | 0 | 0 | 0 | 0 | 0 | 0 | 0 | 0 | 0 | 3156133.2668 | 0 | 0 | 0 | 0 | 0 | 0 | 0 | 0 | 0 | 0 | 0 | 0 | 0 | 0 | 0 | 0 | 0 | 0 | 0 | 0 | -53188.0618 | 0 | 0 | 0 | 0 | 0 | 0 | 0
2016-05-29 13:00 | 0 | 0 | 0 | 0 | 0 | 0 | 448148.5538 | 390643 | 0 | 0 | 0 | 0 | 0 | 0 | 0 | 0 | 0 | 0 | 0 | 0 | 3213638.8206 | 0 | 0 | 0 | 0 | 0 | 0 | 0 | 0 | 0 | 0 | 0 | 0 | 0 | 0 | 0 | 0 | 0 | 0 | 0 | 0 | 57505.5538 | 0 | 0 | 0 | 0 | 0 | 0 | 0
2016-05-29 14:00 | 0 | 0 | 0 | 0 | 0 | 0 | 654054.1063 | 417784 | 0 | 0 | 0 | 0 | 0 | 0 | 0 | 0 | 0 | 0 | 0 | 0 | 3449908.927 | 0 | 0 | 0 | 0 | 0 | 0 | 0 | 0 | 0 | 0 | 0 | 0 | 0 | 0 | 0 | 0 | 0 | 0 | 0 | 0 | 236270.1063 | 0 | 0 | 0 | 0 | 0 | 0 | 0
2016-05-29 15:00 | 0 | 0 | 0 | 0 | 0 | 0 | 764702.7424 | 442750 | 0 | 0 | 0 | 0 | 74559.0736 | 0 | 0 | 0 | 0 | 0 | 0 | 0 | 3697302.5957 | 0 | 0 | 0 | 0 | 0 | 0 | 0 | 0 | 0 | 0 | 74559.0736 | 0 | 0 | 0 | 0 | 0 | 0 | 0 | 0 | 0 | 247393.6688 | 0 | 0 | 0 | 0 | 0 | 0 | 0
2016-05-29 16:00 | 0 | 0 | 0 | 0 | 0 | 0 | 817263.8273 | 464005 | 0 | 0 | 0 | 0 | 148837.0184 | 0 | 0 | 0 | 0 | 0 | 0 | 0 | 3976283.4782 | 0 | 0 | 0 | 0 | 0 | 0 | 0 | 0 | 0 | 0 | 74277.9448 | 0 | 0 | 0 | 0 | 0 | 0 | 0 | 0 | 0 | 278980.8824 | 0 | 0 | 0 | 0 | 0 | 0 | 0
2016-05-29 17:00 | 0 | 0 | 0 | 0 | 0 | 0 | 828158.1567 | 480240 | 0 | 0 | 0 | 0 | 237580.1702 | 0 | 0 | 0 | 0 | 0 | 0 | 0 | 4235458.4831 | 0 | 0 | 0 | 0 | 0 | 0 | 0 | 0 | 0 | 0 | 88743.1518 | 0 | 0 | 0 | 0 | 0 | 0 | 0 | 0 | 0 | 259175.0049 | 0 | 0 | 0 | 0 | 0 | 0 | 0
2016-05-29 18:00 | 0 | 0 | 0 | 0 | 0 | 0 | 825243.422 | 492006 | 0 | 0 | 0 | 0 | 326323.322 | 0 | 0 | 0 | 0 | 0 | 0 | 0 | 4479952.7532 | 0 | 0 | 0 | 0 | 0 | 0 | 0 | 0 | 0 | 0 | 88743.1518 | 0 | 0 | 0 | 0 | 0 | 0 | 0 | 0 | 0 | 244494.2702 | 0 | 0 | 0 | 0 | 0 | 0 | 0
2016-05-29 19:00 | 0 | 0 | 0 | 0 | 0 | 0 | 814379.8067 | 500465 | 0 | 0 | 0 | 0 | 361257.2463 | 0 | 0 | 0 | 0 | 0 | 0 | 0 | 4758933.6357 | 0 | 0 | 0 | 0 | 0 | 0 | 0 | 0 | 0 | 0 | 34933.9243 | 0 | 0 | 0 | 0 | 0 | 0 | 0 | 0 | 0 | 278980.8824 | 0 | 0 | 0 | 0 | 0 | 0 | 0
2016-05-29 20:00 | 0 | 0 | 0 | 0 | 0 | 0 | 806679.9944 | 506111 | 0 | 0 | 0 | 0 | 382845.3582 | 0 | 0 | 0 | 0 | 0 | 0 | 0 | 5037914.5181 | 0 | 0 | 0 | 0 | 0 | 0 | 0 | 0 | 0 | 0 | 21588.1119 | 0 | 0 | 0 | 0 | 0 | 0 | 0 | 0 | 0 | 278980.8824 | 0 | 0 | 0 | 0 | 0 | 0 | 0
2016-05-29 21:00 | 0 | 0 | 0 | 0 | 0 | 0 | 786226.5763 | 508248 | 0 | 0 | 0 | 0 | 382845.3582 | 0 | 0 | 0 | 0 | 0 | 0 | 0 | 5315893.0944 | 0 | 0 | 0 | 0 | 0 | 0 | 0 | 0 | 0 | 0 | 0 | 0 | 0 | 0 | 0 | 0 | 0 | 0 | 0 | 0 | 277978.5763 | 0 | 0 | 0 | 0 | 0 | 0 | 0
2016-05-29 22:00 | 0 | 0 | 0 | 0 | 0 | 0 | 747840.295 | 504790 | 0 | 0 | 0 | 0 | 346914.7708 | 0 | 0 | 0 | 0 | 0 | 0 | 0 | 5594873.9769 | 0 | 0 | 0 | 0 | 0 | 0 | 0 | 0 | 0 | 0 | -35930.5874 | 0 | 0 | 0 | 0 | 0 | 0 | 0 | 0 | 0 | 278980.8824 | 0 | 0 | 0 | 0 | 0 | 0 | 0
2016-05-29 23:00 | 0 | 0 | 0 | 0 | 0 | 0 | 655859.5345 | 494498 | 0 | 0 | 0 | 0 | 382845.3582 | 0 | 0 | 0 | 0 | 0 | 0 | 0 | 5720304.9239 | 0 | 0 | 0 | 0 | 0 | 0 | 0 | 0 | 0 | 0 | 35930.5874 | 0 | 0 | 0 | 0 | 0 | 0 | 0 | 0 | 0 | 125430.947 | 0 | 0 | 0 | 0 | 0 | 0 | 0
2016-05-30 | 0 | 0 | 0 | 0 | 0 | 0 | 514979.0695 | 483132 | 0 | 0 | 0 | 0 | 327811.5729 | 0 | 0 | 0 | 0 | 0 | 0 | 0 | 5807185.7787 | 0 | 0 | 0 | 0 | 0 | 0 | 0 | 0 | 0 | 0 | -55033.7853 | 0 | 0 | 0 | 0 | 0 | 0 | 0 | 0 | 0 | 86880.8548 | 0 | 0 | 0 | 0 | 0 | 0 | 0
2016-05-30 01:00 | 0 | 0 | 0 | 0 | 0 | 0 | 277950.3854 | 472908 | 0 | 0 | 0 | 0 | 239068.4211 | 0 | 0 | 0 | 0 | 0 | 0 | 0 | 5700971.316 | 0 | 0 | 0 | 0 | 0 | 0 | 0 | 0 | 0 | 0 | -88743.1518 | 0 | 0 | 0 | 0 | 0 | 0 | 0 | 0 | 0 | -106214.4628 | 0 | 0 | 0 | 0 | 0 | 0 | 0
2016-05-30 02:00 | 0 | 0 | 0 | 0 | 0 | 425738.8145 | 37519.5376 | 456189 | 0 | 0 | 0 | 0 | 150325.2694 | 0 | 0 | 0 | 0 | 0 | 0 | 0 | 5796783.8198 | 0 | 0 | 0 | 0 | 0 | 0 | 0 | 0 | 0 | 0 | -88743.1518 | 0 | 0 | 0 | 0 | 0 | 0 | 0 | 0 | 0 | 95812.5038 | 0 | 0 | 0 | 0 | 0 | 0 | 0
2016-05-30 03:00 | 0 | 0 | 0 | 0 | 0 | 63303.9658 | 0 | 431028 | 0 | 0 | 0 | 0 | 61582.1176 | 0 | 0 | 0 | 0 | 0 | 0 | 0 | 5517802.9373 | 0 | 0 | 0 | 0 | 0 | 0 | 0 | 0 | 0 | 0 | -88743.1518 | 0 | 0 | 0 | 0 | 0 | 0 | 0 | 0 | 0 | -278980.8824 | 0 | 0 | 0 | 0 | 0 | 0 | 0
2016-05-30 04:00 | 0 | 0 | 0 | 0 | 0 | 432010.1043 | 0 | 404498 | 0 | 0 | 0 | 0 | 150325.2694 | 0 | 0 | 0 | 0 | 0 | 0 | 0 | 5456571.8898 | 0 | 0 | 0 | 0 | 0 | 0 | 0 | 0 | 0 | 0 | 88743.1518 | 0 | 0 | 0 | 0 | 0 | 0 | 0 | 0 | 0 | -61231.0475 | 0 | 0 | 0 | 0 | 0 | 0 | 0
2016-05-30 05:00 | 0 | 0 | 0 | 0 | 0 | 190184.2694 | 0 | 380422 | 0 | 0 | 0 | 0 | 239068.4211 | 0 | 0 | 0 | 0 | 0 | 0 | 0 | 5177591.0074 | 0 | 0 | 0 | 0 | 0 | 0 | 0 | 0 | 0 | 0 | 88743.1518 | 0 | 0 | 0 | 0 | 0 | 0 | 0 | 0 | 0 | -278980.8824 | 0 | 0 | 0 | 0 | 0 | 0 | 0
2016-05-30 06:00 | 0 | 0 | 0 | 0 | 0 | 0 | 0 | 362999 | 0 | 0 | 0 | 0 | 150325.2694 | 0 | 0 | 0 | 0 | 0 | 0 | 0 | 4903335.1592 | 0 | 0 | 0 | 0 | 0 | 0 | 0 | 0 | 0 | 0 | -88743.1518 | 0 | 0 | 0 | 0 | 0 | 0 | 0 | 0 | 0 | -274255.8482 | 0 | 0 | 0 | 0 | 0 | 0 | 0
2016-05-30 07:00 | 0 | 0 | 0 | 0 | 0 | 159424.2694 | 0 | 349662 | 0 | 0 | 0 | 0 | 239068.4211 | 0 | 0 | 0 | 0 | 0 | 0 | 0 | 4624354.2768 | 0 | 0 | 0 | 0 | 0 | 0 | 0 | 0 | 0 | 0 | 88743.1518 | 0 | 0 | 0 | 0 | 0 | 0 | 0 | 0 | 0 | -278980.8824 | 0 | 0 | 0 | 0 | 0 | 0 | 0
2016-05-30 08:00 | 0 | 0 | 0 | 0 | 0 | 0 | 0 | 342344 | 0 | 0 | 0 | 0 | 150325.2694 | 0 | 0 | 0 | 0 | 0 | 0 | 0 | 4370753.4286 | 0 | 0 | 0 | 0 | 0 | 0 | 0 | 0 | 0 | 0 | -88743.1518 | 0 | 0 | 0 | 0 | 0 | 0 | 0 | 0 | 0 | -253600.8482 | 0 | 0 | 0 | 0 | 0 | 0 | 0
2016-05-30 09:00 | 0 | 0 | 0 | 0 | 0 | 149860.2694 | 0 | 340098 | 0 | 0 | 0 | 0 | 239068.4211 | 0 | 0 | 0 | 0 | 0 | 0 | 0 | 4091772.5461 | 0 | 0 | 0 | 0 | 0 | 0 | 0 | 0 | 0 | 0 | 88743.1518 | 0 | 0 | 0 | 0 | 0 | 0 | 0 | 0 | 0 | -278980.8824 | 0 | 0 | 0 | 0 | 0 | 0 | 0
2016-05-30 10:00 | 0 | 0 | 0 | 0 | 0 | 0 | 0 | 340563 | 0 | 0 | 0 | 0 | 177486.3036 | 0 | 0 | 0 | 0 | 0 | 0 | 0 | 3812791.6637 | 0 | 0 | 0 | 0 | 0 | 0 | 0 | 0 | 0 | 0 | -61582.1176 | 0 | 0 | 0 | 0 | 0 | 0 | 0 | 0 | 0 | -278980.8824 | 0 | 0 | 0 | 0 | 0 | 0 | 0
2016-05-30 11:00 | 0 | 0 | 0 | 0 | 0 | 0 | 0.33742 | 346582 | 0 | 0 | 0 | 0 | 88743.1518 | 0 | 0 | 0 | 0 | 0 | 0 | 0 | 3554953.1529 | 0 | 0 | 0 | 0 | 0 | 0 | 0 | 0 | 0 | 0 | -88743.1518 | 0 | 0 | 0 | 0 | 0 | 0 | 0 | 0 | 0 | -257838.5108 | 0 | 0 | 0 | 0 | 0 | 0 | 0
2016-05-30 12:00 | 0 | 0 | 0 | 0 | 0 | 0 | 102775.8805 | 362900 | 0 | 0 | 0 | 0 | 0 | 0 | 0 | 0 | 0 | 0 | 0 | 0 | 3383572.1851 | 0 | 0 | 0 | 0 | 0 | 0 | 0 | 0 | 0 | 0 | -88743.1518 | 0 | 0 | 0 | 0 | 0 | 0 | 0 | 0 | 0 | -171380.9677 | 0 | 0 | 0 | 0 | 0 | 0 | 0
2016-05-30 13:00 | 0 | 0 | 0 | 0 | 0 | 0 | 464322.5092 | 390192 | 0 | 0 | 0 | 0 | 0 | 0 | 0 | 0 | 0 | 0 | 0 | 0 | 3457702.6943 | 0 | 0 | 0 | 0 | 0 | 0 | 0 | 0 | 0 | 0 | 0 | 0 | 0 | 0 | 0 | 0 | 0 | 0 | 0 | 0 | 74130.5092 | 0 | 0 | 0 | 0 | 0 | 0 | 0
2016-05-30 14:00 | 0 | 0 | 0 | 0 | 0 | 0 | 697858.5634 | 420252 | 0 | 0 | 0 | 0 | 0 | 0 | 0 | 0 | 0 | 0 | 0 | 0 | 3735309.2577 | 0 | 0 | 0 | 0 | 0 | 0 | 0 | 0 | 0 | 0 | 0 | 0 | 0 | 0 | 0 | 0 | 0 | 0 | 0 | 0 | 277606.5634 | 0 | 0 | 0 | 0 | 0 | 0 | 0
2016-05-30 15:00 | 0 | 0 | 0 | 0 | 0 | 0 | 816646.0342 | 448922 | 0 | 0 | 0 | 0 | 88743.1518 | 0 | 0 | 0 | 0 | 0 | 0 | 0 | 4014290.1401 | 0 | 0 | 0 | 0 | 0 | 0 | 0 | 0 | 0 | 0 | 88743.1518 | 0 | 0 | 0 | 0 | 0 | 0 | 0 | 0 | 0 | 278980.8824 | 0 | 0 | 0 | 0 | 0 | 0 | 0
2016-05-30 16:00 | 0 | 0 | 0 | 0 | 0 | 0 | 840436.0342 | 472712 | 0 | 0 | 0 | 0 | 177486.3036 | 0 | 0 | 0 | 0 | 0 | 0 | 0 | 4293271.0226 | 0 | 0 | 0 | 0 | 0 | 0 | 0 | 0 | 0 | 0 | 88743.1518 | 0 | 0 | 0 | 0 | 0 | 0 | 0 | 0 | 0 | 278980.8824 | 0 | 0 | 0 | 0 | 0 | 0 | 0
2016-05-30 17:00 | 0 | 0 | 0 | 0 | 0 | 0 | 857895.0342 | 490171 | 0 | 0 | 0 | 0 | 266229.4554 | 0 | 0 | 0 | 0 | 0 | 0 | 0 | 4572251.905 | 0 | 0 | 0 | 0 | 0 | 0 | 0 | 0 | 0 | 0 | 88743.1518 | 0 | 0 | 0 | 0 | 0 | 0 | 0 | 0 | 0 | 278980.8824 | 0 | 0 | 0 | 0 | 0 | 0 | 0
2016-05-30 18:00 | 0 | 0 | 0 | 0 | 0 | 0 | 871334.0342 | 503610 | 0 | 0 | 0 | 0 | 354972.6072 | 0 | 0 | 0 | 0 | 0 | 0 | 0 | 4851232.7875 | 0 | 0 | 0 | 0 | 0 | 0 | 0 | 0 | 0 | 0 | 88743.1518 | 0 | 0 | 0 | 0 | 0 | 0 | 0 | 0 | 0 | 278980.8824 | 0 | 0 | 0 | 0 | 0 | 0 | 0
2016-05-30 19:00 | 0 | 0 | 0 | 0 | 0 | 0 | 820445.6335 | 513592 | 0 | 0 | 0 | 0 | 382845.3582 | 0 | 0 | 0 | 0 | 0 | 0 | 0 | 5130213.6699 | 0 | 0 | 0 | 0 | 0 | 0 | 0 | 0 | 0 | 0 | 27872.7511 | 0 | 0 | 0 | 0 | 0 | 0 | 0 | 0 | 0 | 278980.8824 | 0 | 0 | 0 | 0 | 0 | 0 | 0
2016-05-30 20:00 | 0 | 0 | 0 | 0 | 0 | 0 | 800479.8824 | 521499 | 0 | 0 | 0 | 0 | 382845.3582 | 0 | 0 | 0 | 0 | 0 | 0 | 0 | 5409194.5524 | 0 | 0 | 0 | 0 | 0 | 0 | 0 | 0 | 0 | 0 | 0 | 0 | 0 | 0 | 0 | 0 | 0 | 0 | 0 | 0 | 278980.8824 | 0 | 0 | 0 | 0 | 0 | 0 | 0
2016-05-30 21:00 | 0 | 0 | 0 | 0 | 0 | 0 | 805678.8824 | 526698 | 0 | 0 | 0 | 0 | 382845.3582 | 0 | 0 | 0 | 0 | 0 | 0 | 0 | 5688175.4348 | 0 | 0 | 0 | 0 | 0 | 0 | 0 | 0 | 0 | 0 | 0 | 0 | 0 | 0 | 0 | 0 | 0 | 0 | 0 | 0 | 278980.8824 | 0 | 0 | 0 | 0 | 0 | 0 | 0
2016-05-30 22:00 | 0 | 0 | 0 | 0 | 0 | 0 | 805020.8824 | 526040 | 0 | 0 | 0 | 0 | 382845.3582 | 0 | 0 | 0 | 0 | 0 | 0 | 0 | 5967156.3173 | 0 | 0 | 0 | 0 | 0 | 0 | 0 | 0 | 0 | 0 | 0 | 0 | 0 | 0 | 0 | 0 | 0 | 0 | 0 | 0 | 278980.8824 | 0 | 0 | 0 | 0 | 0 | 0 | 0
2016-05-30 23:00 | 0 | 0 | 0 | 0 | 0 | 0 | 735598.3871 | 519884 | 0 | 0 | 0 | 0 | 319578.8629 | 0 | 0 | 0 | 0 | 0 | 0 | 0 | 6246137.1997 | 0 | 0 | 0 | 0 | 0 | 0 | 0 | 0 | 0 | 0 | -63266.4953 | 0 | 0 | 0 | 0 | 0 | 0 | 0 | 0 | 0 | 278980.8824 | 0 | 0 | 0 | 0 | 0 | 0 | 0
2016-05-31 | 0 | 0 | 0 | 0 | 0 | 0 | 580191.8785 | 510821 | 0 | 0 | 0 | 0 | 349685.5729 | 0 | 0 | 0 | 0 | 0 | 0 | 0 | 6285401.3682 | 0 | 0 | 0 | 0 | 0 | 0 | 0 | 0 | 0 | 0 | 30106.7101 | 0 | 0 | 0 | 0 | 0 | 0 | 0 | 0 | 0 | 39264.1685 | 0 | 0 | 0 | 0 | 0 | 0 | 0
2016-05-31 01:00 | 0 | 0 | 0 | 0 | 0 | 0 | 315276.5913 | 501289 | 0 | 0 | 0 | 0 | 260942.4211 | 0 | 0 | 0 | 0 | 0 | 0 | 0 | 6188132.1113 | 0 | 0 | 0 | 0 | 0 | 0 | 0 | 0 | 0 | 0 | -88743.1518 | 0 | 0 | 0 | 0 | 0 | 0 | 0 | 0 | 0 | -97269.2569 | 0 | 0 | 0 | 0 | 0 | 0 | 0
2016-05-31 02:00 | 0 | 0 | 0 | 0 | 0 | 727561.9068 | 44860.8471 | 478475 | 0 | 0 | 0 | 0 | 349685.5729 | 0 | 0 | 0 | 0 | 0 | 0 | 0 | 6393336.7133 | 0 | 0 | 0 | 0 | 0 | 0 | 0 | 0 | 0 | 0 | 88743.1518 | 0 | 0 | 0 | 0 | 0 | 0 | 0 | 0 | 0 | 205204.602 | 0 | 0 | 0 | 0 | 0 | 0 | 0
2016-05-31 03:00 | 0 | 0 | 0 | 0 | 0 | 78850.9658 | 0 | 446575 | 0 | 0 | 0 | 0 | 260942.4211 | 0 | 0 | 0 | 0 | 0 | 0 | 0 | 6114355.8309 | 0 | 0 | 0 | 0 | 0 | 0 | 0 | 0 | 0 | 0 | -88743.1518 | 0 | 0 | 0 | 0 | 0 | 0 | 0 | 0 | 0 | -278980.8824 | 0 | 0 | 0 | 0 | 0 | 0 | 0
2016-05-31 04:00 | 0 | 0 | 0 | 0 | 0 | 227188.2694 | 0 | 417426 | 0 | 0 | 0 | 0 | 349685.5729 | 0 | 0 | 0 | 0 | 0 | 0 | 0 | 5835374.9484 | 0 | 0 | 0 | 0 | 0 | 0 | 0 | 0 | 0 | 0 | 88743.1518 | 0 | 0 | 0 | 0 | 0 | 0 | 0 | 0 | 0 | -278980.8824 | 0 | 0 | 0 | 0 | 0 | 0 | 0
2016-05-31 05:00 | 0 | 0 | 0 | 0 | 0 | 24341.9658 | 0 | 392066 | 0 | 0 | 0 | 0 | 260942.4211 | 0 | 0 | 0 | 0 | 0 | 0 | 0 | 5556394.066 | 0 | 0 | 0 | 0 | 0 | 0 | 0 | 0 | 0 | 0 | -88743.1518 | 0 | 0 | 0 | 0 | 0 | 0 | 0 | 0 | 0 | -278980.8824 | 0 | 0 | 0 | 0 | 0 | 0 | 0
2016-05-31 06:00 | 0 | 0 | 0 | 0 | 0 | 4549.9658 | 0 | 372274 | 0 | 0 | 0 | 0 | 172199.2694 | 0 | 0 | 0 | 0 | 0 | 0 | 0 | 5277413.1836 | 0 | 0 | 0 | 0 | 0 | 0 | 0 | 0 | 0 | 0 | -88743.1518 | 0 | 0 | 0 | 0 | 0 | 0 | 0 | 0 | 0 | -278980.8824 | 0 | 0 | 0 | 0 | 0 | 0 | 0
2016-05-31 07:00 | 0 | 0 | 0 | 0 | 0 | 168909.2694 | 0 | 359147 | 0 | 0 | 0 | 0 | 260942.4211 | 0 | 0 | 0 | 0 | 0 | 0 | 0 | 4998432.3011 | 0 | 0 | 0 | 0 | 0 | 0 | 0 | 0 | 0 | 0 | 88743.1518 | 0 | 0 | 0 | 0 | 0 | 0 | 0 | 0 | 0 | -278980.8824 | 0 | 0 | 0 | 0 | 0 | 0 | 0
2016-05-31 08:00 | 0 | 0 | 0 | 0 | 0 | 164864.2694 | 0 | 355102 | 0 | 0 | 0 | 0 | 349685.5729 | 0 | 0 | 0 | 0 | 0 | 0 | 0 | 4719451.4187 | 0 | 0 | 0 | 0 | 0 | 0 | 0 | 0 | 0 | 0 | 88743.1518 | 0 | 0 | 0 | 0 | 0 | 0 | 0 | 0 | 0 | -278980.8824 | 0 | 0 | 0 | 0 | 0 | 0 | 0
2016-05-31 09:00 | 0 | 0 | 0 | 0 | 0 | 0 | 0 | 362437 | 0 | 0 | 0 | 0 | 266229.4554 | 0 | 0 | 0 | 0 | 0 | 0 | 0 | 4440470.5362 | 0 | 0 | 0 | 0 | 0 | 0 | 0 | 0 | 0 | 0 | -83456.1176 | 0 | 0 | 0 | 0 | 0 | 0 | 0 | 0 | 0 | -278980.8824 | 0 | 0 | 0 | 0 | 0 | 0 | 0
2016-05-31 10:00 | 0 | 0 | 0 | 0 | 0 | 13144.9658 | 0 | 380869 | 0 | 0 | 0 | 0 | 177486.3036 | 0 | 0 | 0 | 0 | 0 | 0 | 0 | 4161489.6538 | 0 | 0 | 0 | 0 | 0 | 0 | 0 | 0 | 0 | 0 | -88743.1518 | 0 | 0 | 0 | 0 | 0 | 0 | 0 | 0 | 0 | -278980.8824 | 0 | 0 | 0 | 0 | 0 | 0 | 0
2016-05-31 11:00 | 0 | 0 | 0 | 0 | 0 | 36709.533 | 0.43277 | 404434 | 0 | 0 | 0 | 0 | 88743.1518 | 0 | 0 | 0 | 0 | 0 | 0 | 0 | 3882508.7713 | 0 | 0 | 0 | 0 | 0 | 0 | 0 | 0 | 0 | 0 | -88743.1518 | 0 | 0 | 0 | 0 | 0 | 0 | 0 | 0 | 0 | -278980.8824 | 0 | 0 | 0 | 0 | 0 | 0 | 0
2016-05-31 12:00 | 0 | 0 | 0 | 0 | 0 | 0 | 125260.1977 | 430258 | 0 | 0 | 0 | 0 | 0 | 0 | 0 | 0 | 0 | 0 | 0 | 0 | 3666254.1209 | 0 | 0 | 0 | 0 | 0 | 0 | 0 | 0 | 0 | 0 | -88743.1518 | 0 | 0 | 0 | 0 | 0 | 0 | 0 | 0 | 0 | -216254.6505 | 0 | 0 | 0 | 0 | 0 | 0 | 0
2016-05-31 13:00 | 0 | 0 | 0 | 0 | 0 | 0 | 527925.6601 | 457434 | 0 | 0 | 0 | 0 | 0 | 0 | 0 | 0 | 0 | 0 | 0 | 0 | 3736745.781 | 0 | 0 | 0 | 0 | 0 | 0 | 0 | 0 | 0 | 0 | 0 | 0 | 0 | 0 | 0 | 0 | 0 | 0 | 0 | 0 | 70491.6601 | 0 | 0 | 0 | 0 | 0 | 0 | 0
2016-05-31 14:00 | 0 | 0 | 0 | 0 | 0 | 0 | 726395.5662 | 485399 | 0 | 0 | 0 | 0 | 88743.1518 | 0 | 0 | 0 | 0 | 0 | 0 | 0 | 3888999.1954 | 0 | 0 | 0 | 0 | 0 | 0 | 0 | 0 | 0 | 0 | 88743.1518 | 0 | 0 | 0 | 0 | 0 | 0 | 0 | 0 | 0 | 152253.4144 | 0 | 0 | 0 | 0 | 0 | 0 | 0
2016-05-31 15:00 | 0 | 0 | 0 | 0 | 0 | 0 | 821081.5779 | 511566 | 0 | 0 | 0 | 0 | 177486.3036 | 0 | 0 | 0 | 0 | 0 | 0 | 0 | 4109771.6214 | 0 | 0 | 0 | 0 | 0 | 0 | 0 | 0 | 0 | 0 | 88743.1518 | 0 | 0 | 0 | 0 | 0 | 0 | 0 | 0 | 0 | 220772.4261 | 0 | 0 | 0 | 0 | 0 | 0 | 0
2016-05-31 16:00 | 0 | 0 | 0 | 0 | 0 | 0 | 862745.5983 | 533684 | 0 | 0 | 0 | 0 | 266229.4554 | 0 | 0 | 0 | 0 | 0 | 0 | 0 | 4350090.068 | 0 | 0 | 0 | 0 | 0 | 0 | 0 | 0 | 0 | 0 | 88743.1518 | 0 | 0 | 0 | 0 | 0 | 0 | 0 | 0 | 0 | 240318.4465 | 0 | 0 | 0 | 0 | 0 | 0 | 0
2016-05-31 17:00 | 0 | 0 | 0 | 0 | 0 | 0 | 862792.8616 | 552896 | 0 | 0 | 0 | 0 | 354972.6072 | 0 | 0 | 0 | 0 | 0 | 0 | 0 | 4571243.7778 | 0 | 0 | 0 | 0 | 0 | 0 | 0 | 0 | 0 | 0 | 88743.1518 | 0 | 0 | 0 | 0 | 0 | 0 | 0 | 0 | 0 | 221153.7099 | 0 | 0 | 0 | 0 | 0 | 0 | 0
2016-05-31 18:00 | 0 | 0 | 0 | 0 | 0 | 0 | 847427.0508 | 566702 | 0 | 0 | 0 | 0 | 382845.3582 | 0 | 0 | 0 | 0 | 0 | 0 | 0 | 4824096.0775 | 0 | 0 | 0 | 0 | 0 | 0 | 0 | 0 | 0 | 0 | 27872.7511 | 0 | 0 | 0 | 0 | 0 | 0 | 0 | 0 | 0 | 252852.2997 | 0 | 0 | 0 | 0 | 0 | 0 | 0
2016-05-31 19:00 | 0 | 0 | 0 | 0 | 0 | 0 | 824753.3083 | 575476 | 0 | 0 | 0 | 0 | 382845.3582 | 0 | 0 | 0 | 0 | 0 | 0 | 0 | 5073373.3858 | 0 | 0 | 0 | 0 | 0 | 0 | 0 | 0 | 0 | 0 | 0 | 0 | 0 | 0 | 0 | 0 | 0 | 0 | 0 | 0 | 249277.3083 | 0 | 0 | 0 | 0 | 0 | 0 | 0
2016-05-31 20:00 | 0 | 0 | 0 | 0 | 0 | 0 | 806513.0943 | 578930 | 0 | 0 | 0 | 0 | 331447.5701 | 0 | 0 | 0 | 0 | 0 | 0 | 0 | 5352354.2682 | 0 | 0 | 0 | 0 | 0 | 0 | 0 | 0 | 0 | 0 | -51397.7882 | 0 | 0 | 0 | 0 | 0 | 0 | 0 | 0 | 0 | 278980.8824 | 0 | 0 | 0 | 0 | 0 | 0 | 0
2016-05-31 21:00 | 0 | 0 | 0 | 0 | 0 | 0 | 784196.1801 | 578388 | 0 | 0 | 0 | 0 | 258274.8677 | 0 | 0 | 0 | 0 | 0 | 0 | 0 | 5631335.1507 | 0 | 0 | 0 | 0 | 0 | 0 | 0 | 0 | 0 | 0 | -73172.7024 | 0 | 0 | 0 | 0 | 0 | 0 | 0 | 0 | 0 | 278980.8824 | 0 | 0 | 0 | 0 | 0 | 0 | 0
2016-05-31 22:00 | 0 | 0 | 0 | 0 | 0 | 0 | 749411.4563 | 571152 | 0 | 0 | 0 | 0 | 294102.2064 | 0 | 0 | 0 | 0 | 0 | 0 | 0 | 5773767.2682 | 0 | 0 | 0 | 0 | 0 | 0 | 0 | 0 | 0 | 0 | 35827.3388 | 0 | 0 | 0 | 0 | 0 | 0 | 0 | 0 | 0 | 142432.1175 | 0 | 0 | 0 | 0 | 0 | 0 | 0
2016-05-31 23:00 | 0 | 0 | 0 | 0 | 0 | 0 | 673412.3033 | 558447 | 0 | 0 | 0 | 0 | 382845.3582 | 0 | 0 | 0 | 0 | 0 | 0 | 0 | 5799989.4197 | 0 | 0 | 0 | 0 | 0 | 0 | 0 | 0 | 0 | 0 | 88743.1518 | 0 | 0 | 0 | 0 | 0 | 0 | 0 | 0 | 0 | 26222.1515 | 0 | 0 | 0 | 0 | 0 | 0 | 0
2016-06-01 | 0 | 0 | 0 | 0 | 0 | 0 | 538804.3501 | 545151 | 0 | 0 | 0 | 0 | 382845.3582 | 0 | 0 | 0 | 0 | 0 | 0 | 0 | 5793642.7698 | 0 | 0 | 0 | 0 | 0 | 0 | 0 | 0 | 0 | 0 | 0 | 0 | 0 | 0 | 0 | 0 | 0 | 0 | 0 | 0 | -6346.6499 | 0 | 0 | 0 | 0 | 0 | 0 | 0
2016-06-01 01:00 | 0 | 0 | 0 | 0 | 0 | 0 | 323700.3651 | 533134 | 0 | 0 | 0 | 0 | 382845.3582 | 0 | 0 | 0 | 0 | 0 | 0 | 0 | 5584209.1349 | 0 | 0 | 0 | 0 | 0 | 0 | 0 | 0 | 0 | 0 | 0 | 0 | 0 | 0 | 0 | 0 | 0 | 0 | 0 | 0 | -209433.6349 | 0 | 0 | 0 | 0 | 0 | 0 | 0
2016-06-01 02:00 | 0 | 0 | 0 | 0 | 0 | 166386.0752 | 60269.0424 | 505636 | 0 | 0 | 0 | 0 | 382845.3582 | 0 | 0 | 0 | 0 | 0 | 0 | 0 | 5305228.2525 | 0 | 0 | 0 | 0 | 0 | 0 | 0 | 0 | 0 | 0 | 0 | 0 | 0 | 0 | 0 | 0 | 0 | 0 | 0 | 0 | -278980.8824 | 0 | 0 | 0 | 0 | 0 | 0 | 0
2016-06-01 03:00 | 0 | 0 | 0 | 0 | 0 | 102230.9457 | 0.020014 | 469955 | 0 | 0 | 0 | 0 | 294102.2064 | 0 | 0 | 0 | 0 | 0 | 0 | 0 | 5026247.37 | 0 | 0 | 0 | 0 | 0 | 0 | 0 | 0 | 0 | 0 | -88743.1518 | 0 | 0 | 0 | 0 | 0 | 0 | 0 | 0 | 0 | -278980.8824 | 0 | 0 | 0 | 0 | 0 | 0 | 0
2016-06-01 04:00 | 0 | 0 | 0 | 0 | 0 | 246709.2694 | 0 | 436947 | 0 | 0 | 0 | 0 | 382845.3582 | 0 | 0 | 0 | 0 | 0 | 0 | 0 | 4747266.4876 | 0 | 0 | 0 | 0 | 0 | 0 | 0 | 0 | 0 | 0 | 88743.1518 | 0 | 0 | 0 | 0 | 0 | 0 | 0 | 0 | 0 | -278980.8824 | 0 | 0 | 0 | 0 | 0 | 0 | 0
2016-06-01 05:00 | 0 | 0 | 0 | 0 | 0 | 41803.9658 | 0 | 409528 | 0 | 0 | 0 | 0 | 294102.2064 | 0 | 0 | 0 | 0 | 0 | 0 | 0 | 4468285.6051 | 0 | 0 | 0 | 0 | 0 | 0 | 0 | 0 | 0 | 0 | -88743.1518 | 0 | 0 | 0 | 0 | 0 | 0 | 0 | 0 | 0 | -278980.8824 | 0 | 0 | 0 | 0 | 0 | 0 | 0
2016-06-01 06:00 | 0 | 0 | 0 | 0 | 0 | 20737.9658 | 0 | 388462 | 0 | 0 | 0 | 0 | 205359.0546 | 0 | 0 | 0 | 0 | 0 | 0 | 0 | 4189304.7227 | 0 | 0 | 0 | 0 | 0 | 0 | 0 | 0 | 0 | 0 | -88743.1518 | 0 | 0 | 0 | 0 | 0 | 0 | 0 | 0 | 0 | -278980.8824 | 0 | 0 | 0 | 0 | 0 | 0 | 0
2016-06-01 07:00 | 0 | 0 | 0 | 0 | 0 | 183622.2694 | 0 | 373860 | 0 | 0 | 0 | 0 | 294102.2064 | 0 | 0 | 0 | 0 | 0 | 0 | 0 | 3910323.8403 | 0 | 0 | 0 | 0 | 0 | 0 | 0 | 0 | 0 | 0 | 88743.1518 | 0 | 0 | 0 | 0 | 0 | 0 | 0 | 0 | 0 | -278980.8824 | 0 | 0 | 0 | 0 | 0 | 0 | 0
2016-06-01 08:00 | 0 | 0 | 0 | 0 | 0 | 0 | 0 | 367627 | 0 | 0 | 0 | 0 | 205456.0889 | 0 | 0 | 0 | 0 | 0 | 0 | 0 | 3631342.9578 | 0 | 0 | 0 | 0 | 0 | 0 | 0 | 0 | 0 | 0 | -88646.1176 | 0 | 0 | 0 | 0 | 0 | 0 | 0 | 0 | 0 | -278980.8824 | 0 | 0 | 0 | 0 | 0 | 0 | 0
2016-06-01 09:00 | 0 | 0 | 0 | 0 | 0 | 5118.9658 | 0 | 372843 | 0 | 0 | 0 | 0 | 116712.9371 | 0 | 0 | 0 | 0 | 0 | 0 | 0 | 3352362.0754 | 0 | 0 | 0 | 0 | 0 | 0 | 0 | 0 | 0 | 0 | -88743.1518 | 0 | 0 | 0 | 0 | 0 | 0 | 0 | 0 | 0 | -278980.8824 | 0 | 0 | 0 | 0 | 0 | 0 | 0
2016-06-01 10:00 | 0 | 0 | 0 | 0 | 0 | 20732.9658 | 0 | 388457 | 0 | 0 | 0 | 0 | 27969.7853 | 0 | 0 | 0 | 0 | 0 | 0 | 0 | 3073381.1929 | 0 | 0 | 0 | 0 | 0 | 0 | 0 | 0 | 0 | 0 | -88743.1518 | 0 | 0 | 0 | 0 | 0 | 0 | 0 | 0 | 0 | -278980.8824 | 0 | 0 | 0 | 0 | 0 | 0 | 0
2016-06-01 11:00 | 0 | 0 | 0 | 0 | 0 | 220894.316 | 7.9534 | 411140 | 0 | 0 | 0 | 0 | 116712.9371 | 0 | 0 | 0 | 0 | 0 | 0 | 0 | 2794400.3105 | 0 | 0 | 0 | 0 | 0 | 0 | 0 | 0 | 0 | 0 | 88743.1518 | 0 | 0 | 0 | 0 | 0 | 0 | 0 | 0 | 0 | -278980.8824 | 0 | 0 | 0 | 0 | 0 | 0 | 0
2016-06-01 12:00 | 0 | 0 | 0 | 0 | 0 | 251812.4875 | 77753.7539 | 435165 | 0 | 0 | 0 | 0 | 205456.0889 | 0 | 0 | 0 | 0 | 0 | 0 | 0 | 2600058.4001 | 0 | 0 | 0 | 0 | 0 | 0 | 0 | 0 | 0 | 0 | 88743.1518 | 0 | 0 | 0 | 0 | 0 | 0 | 0 | 0 | 0 | -194341.9104 | 0 | 0 | 0 | 0 | 0 | 0 | 0
2016-06-01 13:00 | 0 | 0 | 0 | 0 | 0 | 0 | 434378.3605 | 458866 | 0 | 0 | 0 | 0 | 294199.2407 | 0 | 0 | 0 | 0 | 0 | 0 | 0 | 2486827.6088 | 0 | 0 | 0 | 0 | 0 | 0 | 0 | 0 | 0 | 0 | 88743.1518 | 0 | 0 | 0 | 0 | 0 | 0 | 0 | 0 | 0 | -113230.7913 | 0 | 0 | 0 | 0 | 0 | 0 | 0
2016-06-01 14:00 | 0 | 0 | 0 | 0 | 0 | 0 | 635404.7185 | 485380 | 0 | 0 | 0 | 0 | 205456.0889 | 0 | 0 | 0 | 0 | 0 | 0 | 0 | 2725595.4791 | 0 | 0 | 0 | 0 | 0 | 0 | 0 | 0 | 0 | 0 | -88743.1518 | 0 | 0 | 0 | 0 | 0 | 0 | 0 | 0 | 0 | 238767.8703 | 0 | 0 | 0 | 0 | 0 | 0 | 0
2016-06-01 15:00 | 0 | 0 | 0 | 0 | 0 | 0 | 748615.6903 | 510547 | 0 | 0 | 0 | 0 | 175502.3407 | 0 | 0 | 0 | 0 | 0 | 0 | 0 | 2993617.9176 | 0 | 0 | 0 | 0 | 0 | 0 | 0 | 0 | 0 | 0 | -29953.7482 | 0 | 0 | 0 | 0 | 0 | 0 | 0 | 0 | 0 | 268022.4385 | 0 | 0 | 0 | 0 | 0 | 0 | 0
2016-06-01 16:00 | 0 | 0 | 0 | 0 | 0 | 0 | 791734.0069 | 531408 | 0 | 0 | 0 | 0 | 264245.4925 | 0 | 0 | 0 | 0 | 0 | 0 | 0 | 3165200.7726 | 0 | 0 | 0 | 0 | 0 | 0 | 0 | 0 | 0 | 0 | 88743.1518 | 0 | 0 | 0 | 0 | 0 | 0 | 0 | 0 | 0 | 171582.8551 | 0 | 0 | 0 | 0 | 0 | 0 | 0
2016-06-01 17:00 | 0 | 0 | 0 | 0 | 0 | 0 | 798166.5875 | 550110 | 0 | 0 | 0 | 0 | 352988.6443 | 0 | 0 | 0 | 0 | 0 | 0 | 0 | 3324514.2084 | 0 | 0 | 0 | 0 | 0 | 0 | 0 | 0 | 0 | 0 | 88743.1518 | 0 | 0 | 0 | 0 | 0 | 0 | 0 | 0 | 0 | 159313.4357 | 0 | 0 | 0 | 0 | 0 | 0 | 0
2016-06-01 18:00 | 0 | 0 | 0 | 0 | 0 | 0 | 784948.4446 | 564854 | 0 | 0 | 0 | 0 | 294102.2064 | 0 | 0 | 0 | 0 | 0 | 0 | 0 | 3603495.0908 | 0 | 0 | 0 | 0 | 0 | 0 | 0 | 0 | 0 | 0 | -58886.4378 | 0 | 0 | 0 | 0 | 0 | 0 | 0 | 0 | 0 | 278980.8824 | 0 | 0 | 0 | 0 | 0 | 0 | 0
2016-06-01 19:00 | 0 | 0 | 0 | 0 | 0 | 0 | 769045.6832 | 574628 | 0 | 0 | 0 | 0 | 382845.3582 | 0 | 0 | 0 | 0 | 0 | 0 | 0 | 3709169.6222 | 0 | 0 | 0 | 0 | 0 | 0 | 0 | 0 | 0 | 0 | 88743.1518 | 0 | 0 | 0 | 0 | 0 | 0 | 0 | 0 | 0 | 105674.5314 | 0 | 0 | 0 | 0 | 0 | 0 | 0
2016-06-01 20:00 | 0 | 0 | 0 | 0 | 0 | 0 | 751174.6299 | 580324 | 0 | 0 | 0 | 0 | 294102.2064 | 0 | 0 | 0 | 0 | 0 | 0 | 0 | 3968763.4039 | 0 | 0 | 0 | 0 | 0 | 0 | 0 | 0 | 0 | 0 | -88743.1518 | 0 | 0 | 0 | 0 | 0 | 0 | 0 | 0 | 0 | 259593.7817 | 0 | 0 | 0 | 0 | 0 | 0 | 0
2016-06-01 21:00 | 0 | 0 | 0 | 0 | 0 | 0 | 726800.8985 | 579092 | 0 | 0 | 0 | 0 | 294102.2064 | 0 | 0 | 0 | 0 | 0 | 0 | 0 | 4116472.3024 | 0 | 0 | 0 | 0 | 0 | 0 | 0 | 0 | 0 | 0 | 0 | 0 | 0 | 0 | 0 | 0 | 0 | 0 | 0 | 0 | 147708.8985 | 0 | 0 | 0 | 0 | 0 | 0 | 0
2016-06-01 22:00 | 0 | 0 | 0 | 0 | 0 | 0 | 693703.4016 | 570068 | 0 | 0 | 0 | 0 | 205359.0546 | 0 | 0 | 0 | 0 | 0 | 0 | 0 | 4328850.8558 | 0 | 0 | 0 | 0 | 0 | 0 | 0 | 0 | 0 | 0 | -88743.1518 | 0 | 0 | 0 | 0 | 0 | 0 | 0 | 0 | 0 | 212378.5534 | 0 | 0 | 0 | 0 | 0 | 0 | 0
2016-06-01 23:00 | 0 | 0 | 0 | 0 | 0 | 0 | 625299.6928 | 556557 | 0 | 0 | 0 | 0 | 294102.2064 | 0 | 0 | 0 | 0 | 0 | 0 | 0 | 4308850.3967 | 0 | 0 | 0 | 0 | 0 | 0 | 0 | 0 | 0 | 0 | 88743.1518 | 0 | 0 | 0 | 0 | 0 | 0 | 0 | 0 | 0 | -20000.459 | 0 | 0 | 0 | 0 | 0 | 0 | 0
2016-06-02 | 0 | 0 | 0 | 0 | 0 | 0 | 497383.9697 | 544273 | 0 | 0 | 0 | 0 | 382845.3582 | 0 | 0 | 0 | 0 | 0 | 0 | 0 | 4173218.2146 | 0 | 0 | 0 | 0 | 0 | 0 | 0 | 0 | 0 | 0 | 88743.1518 | 0 | 0 | 0 | 0 | 0 | 0 | 0 | 0 | 0 | -135632.1821 | 0 | 0 | 0 | 0 | 0 | 0 | 0
2016-06-02 01:00 | 0 | 0 | 0 | 0 | 0 | 0 | 314395.2685 | 532348 | 0 | 0 | 0 | 0 | 382845.3582 | 0 | 0 | 0 | 0 | 0 | 0 | 0 | 3955265.4832 | 0 | 0 | 0 | 0 | 0 | 0 | 0 | 0 | 0 | 0 | 0 | 0 | 0 | 0 | 0 | 0 | 0 | 0 | 0 | 0 | -217952.7315 | 0 | 0 | 0 | 0 | 0 | 0 | 0
2016-06-02 02:00 | 0 | 0 | 0 | 0 | 0 | 206381.0742 | 60618.85 | 507490 | 0 | 0 | 0 | 0 | 294102.2064 | 0 | 0 | 0 | 0 | 0 | 0 | 0 | 3803518.5592 | 0 | 0 | 0 | 0 | 0 | 0 | 0 | 0 | 0 | 0 | -88743.1518 | 0 | 0 | 0 | 0 | 0 | 0 | 0 | 0 | 0 | -151746.924 | 0 | 0 | 0 | 0 | 0 | 0 | 0
2016-06-02 03:00 | 0 | 0 | 0 | 0 | 0 | 104864.7562 | 0.20957 | 472589 | 0 | 0 | 0 | 0 | 205359.0546 | 0 | 0 | 0 | 0 | 0 | 0 | 0 | 3524537.6767 | 0 | 0 | 0 | 0 | 0 | 0 | 0 | 0 | 0 | 0 | -88743.1518 | 0 | 0 | 0 | 0 | 0 | 0 | 0 | 0 | 0 | -278980.8824 | 0 | 0 | 0 | 0 | 0 | 0 | 0
2016-06-02 04:00 | 0 | 0 | 0 | 0 | 0 | 260535.5552 | 0 | 439690 | 0 | 0 | 0 | 0 | 116615.9029 | 0 | 0 | 0 | 0 | 0 | 0 | 0 | 3434126.3837 | 0 | 0 | 0 | 0 | 0 | 0 | 0 | 0 | 0 | 0 | -88743.1518 | 0 | 0 | 0 | 0 | 0 | 0 | 0 | 0 | 0 | -90411.293 | 0 | 0 | 0 | 0 | 0 | 0 | 0
2016-06-02 05:00 | 0 | 0 | 0 | 0 | 0 | 222070.2694 | 0 | 412308 | 0 | 0 | 0 | 0 | 205359.0546 | 0 | 0 | 0 | 0 | 0 | 0 | 0 | 3155145.5012 | 0 | 0 | 0 | 0 | 0 | 0 | 0 | 0 | 0 | 0 | 88743.1518 | 0 | 0 | 0 | 0 | 0 | 0 | 0 | 0 | 0 | -278980.8824 | 0 | 0 | 0 | 0 | 0 | 0 | 0
2016-06-02 06:00 | 0 | 0 | 0 | 0 | 0 | 200120.2694 | 0 | 390358 | 0 | 0 | 0 | 0 | 294102.2064 | 0 | 0 | 0 | 0 | 0 | 0 | 0 | 2876164.6188 | 0 | 0 | 0 | 0 | 0 | 0 | 0 | 0 | 0 | 0 | 88743.1518 | 0 | 0 | 0 | 0 | 0 | 0 | 0 | 0 | 0 | -278980.8824 | 0 | 0 | 0 | 0 | 0 | 0 | 0
2016-06-02 07:00 | 0 | 0 | 0 | 0 | 0 | 8154.9658 | 0 | 375879 | 0 | 0 | 0 | 0 | 205359.0546 | 0 | 0 | 0 | 0 | 0 | 0 | 0 | 2597183.7363 | 0 | 0 | 0 | 0 | 0 | 0 | 0 | 0 | 0 | 0 | -88743.1518 | 0 | 0 | 0 | 0 | 0 | 0 | 0 | 0 | 0 | -278980.8824 | 0 | 0 | 0 | 0 | 0 | 0 | 0
2016-06-02 08:00 | 0 | 0 | 0 | 0 | 0 | 331800.2769 | 0 | 370219 | 0 | 0 | 0 | 0 | 294102.2064 | 0 | 0 | 0 | 0 | 0 | 0 | 0 | 2470021.8614 | 0 | 0 | 0 | 0 | 0 | 0 | 0 | 0 | 0 | 0 | 88743.1518 | 0 | 0 | 0 | 0 | 0 | 0 | 0 | 0 | 0 | -127161.8749 | 0 | 0 | 0 | 0 | 0 | 0 | 0
2016-06-02 09:00 | 0 | 0 | 0 | 0 | 0 | 336138.353 | 0 | 375798 | 0 | 0 | 0 | 0 | 266229.4554 | 0 | 0 | 0 | 0 | 0 | 0 | 0 | 2458234.9654 | 0 | 0 | 0 | 0 | 0 | 0 | 0 | 0 | 0 | 0 | -27872.7511 | 0 | 0 | 0 | 0 | 0 | 0 | 0 | 0 | 0 | -11786.896 | 0 | 0 | 0 | 0 | 0 | 0 | 0
2016-06-02 10:00 | 0 | 0 | 0 | 0 | 0 | 25620.9658 | 0 | 393345 | 0 | 0 | 0 | 0 | 177486.3036 | 0 | 0 | 0 | 0 | 0 | 0 | 0 | 2179254.083 | 0 | 0 | 0 | 0 | 0 | 0 | 0 | 0 | 0 | 0 | -88743.1518 | 0 | 0 | 0 | 0 | 0 | 0 | 0 | 0 | 0 | -278980.8824 | 0 | 0 | 0 | 0 | 0 | 0 | 0
2016-06-02 11:00 | 0 | 0 | 0 | 0 | 0 | 303486.8079 | 5.5537 | 414211 | 0 | 0 | 0 | 0 | 88743.1518 | 0 | 0 | 0 | 0 | 0 | 0 | 0 | 2157278.5964 | 0 | 0 | 0 | 0 | 0 | 0 | 0 | 0 | 0 | 0 | -88743.1518 | 0 | 0 | 0 | 0 | 0 | 0 | 0 | 0 | 0 | -21975.4866 | 0 | 0 | 0 | 0 | 0 | 0 | 0
2016-06-02 12:00 | 0 | 0 | 0 | 0 | 0 | 0 | 109782.673 | 435951 | 0 | 0 | 0 | 0 | 0 | 0 | 0 | 0 | 0 | 0 | 0 | 0 | 1919853.4212 | 0 | 0 | 0 | 0 | 0 | 0 | 0 | 0 | 0 | 0 | -88743.1518 | 0 | 0 | 0 | 0 | 0 | 0 | 0 | 0 | 0 | -237425.1752 | 0 | 0 | 0 | 0 | 0 | 0 | 0
2016-06-02 13:00 | 0 | 0 | 0 | 0 | 0 | 0 | 491402.3542 | 457230 | 0 | 0 | 0 | 0 | 0 | 0 | 0 | 0 | 0 | 0 | 0 | 0 | 1954025.7753 | 0 | 0 | 0 | 0 | 0 | 0 | 0 | 0 | 0 | 0 | 0 | 0 | 0 | 0 | 0 | 0 | 0 | 0 | 0 | 0 | 34172.3542 | 0 | 0 | 0 | 0 | 0 | 0 | 0
2016-06-02 14:00 | 0 | 0 | 0 | 0 | 0 | 0 | 703495.8214 | 479125 | 0 | 0 | 0 | 0 | 0 | 0 | 0 | 0 | 0 | 0 | 0 | 0 | 2178396.5967 | 0 | 0 | 0 | 0 | 0 | 0 | 0 | 0 | 0 | 0 | 0 | 0 | 0 | 0 | 0 | 0 | 0 | 0 | 0 | 0 | 224370.8214 | 0 | 0 | 0 | 0 | 0 | 0 | 0
2016-06-02 15:00 | 0 | 0 | 0 | 0 | 0 | 0 | 823883.4513 | 500458 | 0 | 0 | 0 | 0 | 88743.1518 | 0 | 0 | 0 | 0 | 0 | 0 | 0 | 2413078.8962 | 0 | 0 | 0 | 0 | 0 | 0 | 0 | 0 | 0 | 0 | 88743.1518 | 0 | 0 | 0 | 0 | 0 | 0 | 0 | 0 | 0 | 234682.2995 | 0 | 0 | 0 | 0 | 0 | 0 | 0
2016-06-02 16:00 | 0 | 0 | 0 | 0 | 0 | 0 | 870136.0322 | 519600 | 0 | 0 | 0 | 0 | 177486.3036 | 0 | 0 | 0 | 0 | 0 | 0 | 0 | 2674871.7766 | 0 | 0 | 0 | 0 | 0 | 0 | 0 | 0 | 0 | 0 | 88743.1518 | 0 | 0 | 0 | 0 | 0 | 0 | 0 | 0 | 0 | 261792.8804 | 0 | 0 | 0 | 0 | 0 | 0 | 0
2016-06-02 17:00 | 0 | 0 | 0 | 0 | 0 | 0 | 876226.9096 | 537657 | 0 | 0 | 0 | 0 | 266229.4554 | 0 | 0 | 0 | 0 | 0 | 0 | 0 | 2924698.5344 | 0 | 0 | 0 | 0 | 0 | 0 | 0 | 0 | 0 | 0 | 88743.1518 | 0 | 0 | 0 | 0 | 0 | 0 | 0 | 0 | 0 | 249826.7578 | 0 | 0 | 0 | 0 | 0 | 0 | 0
2016-06-02 18:00 | 0 | 0 | 0 | 0 | 0 | 0 | 869798.6786 | 551753 | 0 | 0 | 0 | 0 | 354972.6072 | 0 | 0 | 0 | 0 | 0 | 0 | 0 | 3154001.0612 | 0 | 0 | 0 | 0 | 0 | 0 | 0 | 0 | 0 | 0 | 88743.1518 | 0 | 0 | 0 | 0 | 0 | 0 | 0 | 0 | 0 | 229302.5268 | 0 | 0 | 0 | 0 | 0 | 0 | 0
2016-06-02 19:00 | 0 | 0 | 0 | 0 | 0 | 0 | 858616.21 | 561585 | 0 | 0 | 0 | 0 | 378255.8668 | 0 | 0 | 0 | 0 | 0 | 0 | 0 | 3427749.0117 | 0 | 0 | 0 | 0 | 0 | 0 | 0 | 0 | 0 | 0 | 23283.2596 | 0 | 0 | 0 | 0 | 0 | 0 | 0 | 0 | 0 | 273747.9504 | 0 | 0 | 0 | 0 | 0 | 0 | 0
2016-06-02 20:00 | 0 | 0 | 0 | 0 | 0 | 0 | 850848.3739 | 567278 | 0 | 0 | 0 | 0 | 382845.3582 | 0 | 0 | 0 | 0 | 0 | 0 | 0 | 3706729.8941 | 0 | 0 | 0 | 0 | 0 | 0 | 0 | 0 | 0 | 0 | 4589.4914 | 0 | 0 | 0 | 0 | 0 | 0 | 0 | 0 | 0 | 278980.8824 | 0 | 0 | 0 | 0 | 0 | 0 | 0
2016-06-02 21:00 | 0 | 0 | 0 | 0 | 0 | 0 | 831927.0984 | 568552 | 0 | 0 | 0 | 0 | 367239.5742 | 0 | 0 | 0 | 0 | 0 | 0 | 0 | 3985710.7765 | 0 | 0 | 0 | 0 | 0 | 0 | 0 | 0 | 0 | 0 | -15605.7841 | 0 | 0 | 0 | 0 | 0 | 0 | 0 | 0 | 0 | 278980.8824 | 0 | 0 | 0 | 0 | 0 | 0 | 0
2016-06-02 22:00 | 0 | 0 | 0 | 0 | 0 | 0 | 800370.3513 | 562007 | 0 | 0 | 0 | 0 | 326622.0431 | 0 | 0 | 0 | 0 | 0 | 0 | 0 | 4264691.659 | 0 | 0 | 0 | 0 | 0 | 0 | 0 | 0 | 0 | 0 | -40617.5311 | 0 | 0 | 0 | 0 | 0 | 0 | 0 | 0 | 0 | 278980.8824 | 0 | 0 | 0 | 0 | 0 | 0 | 0
2016-06-02 23:00 | 0 | 0 | 0 | 0 | 0 | 0 | 728720.4128 | 550541 | 0 | 0 | 0 | 0 | 382845.3582 | 0 | 0 | 0 | 0 | 0 | 0 | 0 | 4386647.7567 | 0 | 0 | 0 | 0 | 0 | 0 | 0 | 0 | 0 | 0 | 56223.3152 | 0 | 0 | 0 | 0 | 0 | 0 | 0 | 0 | 0 | 121956.0977 | 0 | 0 | 0 | 0 | 0 | 0 | 0
2016-06-03 | 0 | 0 | 0 | 0 | 0 | 0 | 585701.1356 | 540859 | 0 | 0 | 0 | 0 | 294102.2064 | 0 | 0 | 0 | 0 | 0 | 0 | 0 | 4520233.044 | 0 | 0 | 0 | 0 | 0 | 0 | 0 | 0 | 0 | 0 | -88743.1518 | 0 | 0 | 0 | 0 | 0 | 0 | 0 | 0 | 0 | 133585.2874 | 0 | 0 | 0 | 0 | 0 | 0 | 0
2016-06-03 01:00 | 0 | 0 | 0 | 0 | 0 | 0 | 356551.2375 | 528804 | 0 | 0 | 0 | 0 | 205359.0546 | 0 | 0 | 0 | 0 | 0 | 0 | 0 | 4436723.4334 | 0 | 0 | 0 | 0 | 0 | 0 | 0 | 0 | 0 | 0 | -88743.1518 | 0 | 0 | 0 | 0 | 0 | 0 | 0 | 0 | 0 | -83509.6107 | 0 | 0 | 0 | 0 | 0 | 0 | 0
2016-06-03 02:00 | 0 | 0 | 0 | 0 | 0 | 539141.4958 | 48640.0642 | 504648 | 0 | 0 | 0 | 0 | 116615.9029 | 0 | 0 | 0 | 0 | 0 | 0 | 0 | 4608600.1451 | 0 | 0 | 0 | 0 | 0 | 0 | 0 | 0 | 0 | 0 | -88743.1518 | 0 | 0 | 0 | 0 | 0 | 0 | 0 | 0 | 0 | 171876.7118 | 0 | 0 | 0 | 0 | 0 | 0 | 0
2016-06-03 03:00 | 0 | 0 | 0 | 0 | 0 | 281587.9162 | 0.35313 | 471826 | 0 | 0 | 0 | 0 | 205359.0546 | 0 | 0 | 0 | 0 | 0 | 0 | 0 | 4329619.2627 | 0 | 0 | 0 | 0 | 0 | 0 | 0 | 0 | 0 | 0 | 88743.1518 | 0 | 0 | 0 | 0 | 0 | 0 | 0 | 0 | 0 | -278980.8824 | 0 | 0 | 0 | 0 | 0 | 0 | 0
2016-06-03 04:00 | 0 | 0 | 0 | 0 | 0 | 72887.9658 | 0 | 440612 | 0 | 0 | 0 | 0 | 116615.9029 | 0 | 0 | 0 | 0 | 0 | 0 | 0 | 4050638.3802 | 0 | 0 | 0 | 0 | 0 | 0 | 0 | 0 | 0 | 0 | -88743.1518 | 0 | 0 | 0 | 0 | 0 | 0 | 0 | 0 | 0 | -278980.8824 | 0 | 0 | 0 | 0 | 0 | 0 | 0
2016-06-03 05:00 | 0 | 0 | 0 | 0 | 0 | 222537.2694 | 0 | 412775 | 0 | 0 | 0 | 0 | 205359.0546 | 0 | 0 | 0 | 0 | 0 | 0 | 0 | 3771657.4978 | 0 | 0 | 0 | 0 | 0 | 0 | 0 | 0 | 0 | 0 | 88743.1518 | 0 | 0 | 0 | 0 | 0 | 0 | 0 | 0 | 0 | -278980.8824 | 0 | 0 | 0 | 0 | 0 | 0 | 0
2016-06-03 06:00 | 0 | 0 | 0 | 0 | 0 | 200781.2694 | 0 | 391019 | 0 | 0 | 0 | 0 | 294102.2064 | 0 | 0 | 0 | 0 | 0 | 0 | 0 | 3492676.6154 | 0 | 0 | 0 | 0 | 0 | 0 | 0 | 0 | 0 | 0 | 88743.1518 | 0 | 0 | 0 | 0 | 0 | 0 | 0 | 0 | 0 | -278980.8824 | 0 | 0 | 0 | 0 | 0 | 0 | 0
2016-06-03 07:00 | 0 | 0 | 0 | 0 | 0 | 9082.9658 | 0 | 376807 | 0 | 0 | 0 | 0 | 205359.0546 | 0 | 0 | 0 | 0 | 0 | 0 | 0 | 3213695.7329 | 0 | 0 | 0 | 0 | 0 | 0 | 0 | 0 | 0 | 0 | -88743.1518 | 0 | 0 | 0 | 0 | 0 | 0 | 0 | 0 | 0 | -278980.8824 | 0 | 0 | 0 | 0 | 0 | 0 | 0
2016-06-03 08:00 | 0 | 0 | 0 | 0 | 0 | 180510.2694 | 0 | 370748 | 0 | 0 | 0 | 0 | 294102.2064 | 0 | 0 | 0 | 0 | 0 | 0 | 0 | 2934714.8505 | 0 | 0 | 0 | 0 | 0 | 0 | 0 | 0 | 0 | 0 | 88743.1518 | 0 | 0 | 0 | 0 | 0 | 0 | 0 | 0 | 0 | -278980.8824 | 0 | 0 | 0 | 0 | 0 | 0 | 0
2016-06-03 09:00 | 0 | 0 | 0 | 0 | 0 | 8304.9658 | 0 | 376029 | 0 | 0 | 0 | 0 | 205359.0546 | 0 | 0 | 0 | 0 | 0 | 0 | 0 | 2655733.968 | 0 | 0 | 0 | 0 | 0 | 0 | 0 | 0 | 0 | 0 | -88743.1518 | 0 | 0 | 0 | 0 | 0 | 0 | 0 | 0 | 0 | -278980.8824 | 0 | 0 | 0 | 0 | 0 | 0 | 0
2016-06-03 10:00 | 0 | 0 | 0 | 0 | 0 | 22843.9658 | 0 | 390568 | 0 | 0 | 0 | 0 | 116615.9029 | 0 | 0 | 0 | 0 | 0 | 0 | 0 | 2376753.0856 | 0 | 0 | 0 | 0 | 0 | 0 | 0 | 0 | 0 | 0 | -88743.1518 | 0 | 0 | 0 | 0 | 0 | 0 | 0 | 0 | 0 | -278980.8824 | 0 | 0 | 0 | 0 | 0 | 0 | 0
2016-06-03 11:00 | 0 | 0 | 0 | 0 | 0 | 42995.1846 | 8.7812 | 410728 | 0 | 0 | 0 | 0 | 27872.7511 | 0 | 0 | 0 | 0 | 0 | 0 | 0 | 2097772.2031 | 0 | 0 | 0 | 0 | 0 | 0 | 0 | 0 | 0 | 0 | -88743.1518 | 0 | 0 | 0 | 0 | 0 | 0 | 0 | 0 | 0 | -278980.8824 | 0 | 0 | 0 | 0 | 0 | 0 | 0
2016-06-03 12:00 | 0 | 0 | 0 | 0 | 0 | 0 | 128199.6487 | 433401 | 0 | 0 | 0 | 0 | 0 | 0 | 0 | 0 | 0 | 0 | 0 | 0 | 1820443.6029 | 0 | 0 | 0 | 0 | 0 | 0 | 0 | 0 | 0 | 0 | -27872.7511 | 0 | 0 | 0 | 0 | 0 | 0 | 0 | 0 | 0 | -277328.6003 | 0 | 0 | 0 | 0 | 0 | 0 | 0
2016-06-03 13:00 | 0 | 0 | 0 | 0 | 0 | 0 | 518254.1514 | 456710 | 0 | 0 | 0 | 0 | 0 | 0 | 0 | 0 | 0 | 0 | 0 | 0 | 1881987.7542 | 0 | 0 | 0 | 0 | 0 | 0 | 0 | 0 | 0 | 0 | 0 | 0 | 0 | 0 | 0 | 0 | 0 | 0 | 0 | 0 | 61544.1514 | 0 | 0 | 0 | 0 | 0 | 0 | 0
2016-06-03 14:00 | 0 | 0 | 0 | 0 | 0 | 0 | 735296.065 | 482352 | 0 | 0 | 0 | 0 | 0 | 0 | 0 | 0 | 0 | 0 | 0 | 0 | 2134931.8192 | 0 | 0 | 0 | 0 | 0 | 0 | 0 | 0 | 0 | 0 | 0 | 0 | 0 | 0 | 0 | 0 | 0 | 0 | 0 | 0 | 252944.065 | 0 | 0 | 0 | 0 | 0 | 0 | 0
2016-06-03 15:00 | 0 | 0 | 0 | 0 | 0 | 0 | 834081.4308 | 506438 | 0 | 0 | 0 | 0 | 48662.5484 | 0 | 0 | 0 | 0 | 0 | 0 | 0 | 2413912.7017 | 0 | 0 | 0 | 0 | 0 | 0 | 0 | 0 | 0 | 0 | 48662.5484 | 0 | 0 | 0 | 0 | 0 | 0 | 0 | 0 | 0 | 278980.8824 | 0 | 0 | 0 | 0 | 0 | 0 | 0
2016-06-03 16:00 | 0 | 0 | 0 | 0 | 0 | 0 | 877632.0855 | 526219 | 0 | 0 | 0 | 0 | 137405.7002 | 0 | 0 | 0 | 0 | 0 | 0 | 0 | 2676582.6354 | 0 | 0 | 0 | 0 | 0 | 0 | 0 | 0 | 0 | 0 | 88743.1518 | 0 | 0 | 0 | 0 | 0 | 0 | 0 | 0 | 0 | 262669.9337 | 0 | 0 | 0 | 0 | 0 | 0 | 0
2016-06-03 17:00 | 0 | 0 | 0 | 0 | 0 | 0 | 889194.1695 | 544271 | 0 | 0 | 0 | 0 | 226148.852 | 0 | 0 | 0 | 0 | 0 | 0 | 0 | 2932762.653 | 0 | 0 | 0 | 0 | 0 | 0 | 0 | 0 | 0 | 0 | 88743.1518 | 0 | 0 | 0 | 0 | 0 | 0 | 0 | 0 | 0 | 256180.0177 | 0 | 0 | 0 | 0 | 0 | 0 | 0
2016-06-03 18:00 | 0 | 0 | 0 | 0 | 0 | 0 | 883836.3774 | 559157 | 0 | 0 | 0 | 0 | 314892.0038 | 0 | 0 | 0 | 0 | 0 | 0 | 0 | 3168698.8786 | 0 | 0 | 0 | 0 | 0 | 0 | 0 | 0 | 0 | 0 | 88743.1518 | 0 | 0 | 0 | 0 | 0 | 0 | 0 | 0 | 0 | 235936.2256 | 0 | 0 | 0 | 0 | 0 | 0 | 0
2016-06-03 19:00 | 0 | 0 | 0 | 0 | 0 | 0 | 875373.8134 | 568887 | 0 | 0 | 0 | 0 | 342397.9347 | 0 | 0 | 0 | 0 | 0 | 0 | 0 | 3447679.7611 | 0 | 0 | 0 | 0 | 0 | 0 | 0 | 0 | 0 | 0 | 27505.9309 | 0 | 0 | 0 | 0 | 0 | 0 | 0 | 0 | 0 | 278980.8824 | 0 | 0 | 0 | 0 | 0 | 0 | 0
2016-06-03 20:00 | 0 | 0 | 0 | 0 | 0 | 0 | 872051.8602 | 574581 | 0 | 0 | 0 | 0 | 360887.9124 | 0 | 0 | 0 | 0 | 0 | 0 | 0 | 3726660.6435 | 0 | 0 | 0 | 0 | 0 | 0 | 0 | 0 | 0 | 0 | 18489.9777 | 0 | 0 | 0 | 0 | 0 | 0 | 0 | 0 | 0 | 278980.8824 | 0 | 0 | 0 | 0 | 0 | 0 | 0
2016-06-03 21:00 | 0 | 0 | 0 | 0 | 0 | 0 | 862708.491 | 574869 | 0 | 0 | 0 | 0 | 369746.521 | 0 | 0 | 0 | 0 | 0 | 0 | 0 | 4005641.526 | 0 | 0 | 0 | 0 | 0 | 0 | 0 | 0 | 0 | 0 | 8858.6086 | 0 | 0 | 0 | 0 | 0 | 0 | 0 | 0 | 0 | 278980.8824 | 0 | 0 | 0 | 0 | 0 | 0 | 0
2016-06-03 22:00 | 0 | 0 | 0 | 0 | 0 | 0 | 832488.4979 | 567521 | 0 | 0 | 0 | 0 | 355733.1365 | 0 | 0 | 0 | 0 | 0 | 0 | 0 | 4284622.4084 | 0 | 0 | 0 | 0 | 0 | 0 | 0 | 0 | 0 | 0 | -14013.3845 | 0 | 0 | 0 | 0 | 0 | 0 | 0 | 0 | 0 | 278980.8824 | 0 | 0 | 0 | 0 | 0 | 0 | 0
2016-06-03 23:00 | 0 | 0 | 0 | 0 | 0 | 0 | 756739.3205 | 553923 | 0 | 0 | 0 | 0 | 279568.5746 | 0 | 0 | 0 | 0 | 0 | 0 | 0 | 4563603.2909 | 0 | 0 | 0 | 0 | 0 | 0 | 0 | 0 | 0 | 0 | -76164.5619 | 0 | 0 | 0 | 0 | 0 | 0 | 0 | 0 | 0 | 278980.8824 | 0 | 0 | 0 | 0 | 0 | 0 | 0
2016-06-04 | 0 | 0 | 0 | 0 | 0 | 0 | 618879.2768 | 541270 | 0 | 0 | 0 | 0 | 354972.6072 | 0 | 0 | 0 | 0 | 0 | 0 | 0 | 4565808.5351 | 0 | 0 | 0 | 0 | 0 | 0 | 0 | 0 | 0 | 0 | 75404.0326 | 0 | 0 | 0 | 0 | 0 | 0 | 0 | 0 | 0 | 2205.2442 | 0 | 0 | 0 | 0 | 0 | 0 | 0
2016-06-04 01:00 | 0 | 0 | 0 | 0 | 0 | 0 | 370414.5187 | 530077 | 0 | 0 | 0 | 0 | 266229.4554 | 0 | 0 | 0 | 0 | 0 | 0 | 0 | 4494889.2056 | 0 | 0 | 0 | 0 | 0 | 0 | 0 | 0 | 0 | 0 | -88743.1518 | 0 | 0 | 0 | 0 | 0 | 0 | 0 | 0 | 0 | -70919.3295 | 0 | 0 | 0 | 0 | 0 | 0 | 0
2016-06-04 02:00 | 0 | 0 | 0 | 0 | 0 | 514181.4549 | 49826.0951 | 507757 | 0 | 0 | 0 | 0 | 354972.6072 | 0 | 0 | 0 | 0 | 0 | 0 | 0 | 4462396.6038 | 0 | 0 | 0 | 0 | 0 | 0 | 0 | 0 | 0 | 0 | 88743.1518 | 0 | 0 | 0 | 0 | 0 | 0 | 0 | 0 | 0 | -32492.6018 | 0 | 0 | 0 | 0 | 0 | 0 | 0
2016-06-04 03:00 | 0 | 0 | 0 | 0 | 0 | 109026.5141 | 0.45163 | 476751 | 0 | 0 | 0 | 0 | 266229.4554 | 0 | 0 | 0 | 0 | 0 | 0 | 0 | 4183415.7214 | 0 | 0 | 0 | 0 | 0 | 0 | 0 | 0 | 0 | 0 | -88743.1518 | 0 | 0 | 0 | 0 | 0 | 0 | 0 | 0 | 0 | -278980.8824 | 0 | 0 | 0 | 0 | 0 | 0 | 0
2016-06-04 04:00 | 0 | 0 | 0 | 0 | 0 | 77841.9658 | 0 | 445566 | 0 | 0 | 0 | 0 | 177486.3036 | 0 | 0 | 0 | 0 | 0 | 0 | 0 | 3904434.8389 | 0 | 0 | 0 | 0 | 0 | 0 | 0 | 0 | 0 | 0 | -88743.1518 | 0 | 0 | 0 | 0 | 0 | 0 | 0 | 0 | 0 | -278980.8824 | 0 | 0 | 0 | 0 | 0 | 0 | 0
2016-06-04 05:00 | 0 | 0 | 0 | 0 | 0 | 227643.2694 | 0 | 417881 | 0 | 0 | 0 | 0 | 266229.4554 | 0 | 0 | 0 | 0 | 0 | 0 | 0 | 3625453.9565 | 0 | 0 | 0 | 0 | 0 | 0 | 0 | 0 | 0 | 0 | 88743.1518 | 0 | 0 | 0 | 0 | 0 | 0 | 0 | 0 | 0 | -278980.8824 | 0 | 0 | 0 | 0 | 0 | 0 | 0
2016-06-04 06:00 | 0 | 0 | 0 | 0 | 0 | 27893.9658 | 0 | 395618 | 0 | 0 | 0 | 0 | 177486.3036 | 0 | 0 | 0 | 0 | 0 | 0 | 0 | 3346473.074 | 0 | 0 | 0 | 0 | 0 | 0 | 0 | 0 | 0 | 0 | -88743.1518 | 0 | 0 | 0 | 0 | 0 | 0 | 0 | 0 | 0 | -278980.8824 | 0 | 0 | 0 | 0 | 0 | 0 | 0
2016-06-04 07:00 | 0 | 0 | 0 | 0 | 0 | 10725.9658 | 0 | 378450 | 0 | 0 | 0 | 0 | 88743.1518 | 0 | 0 | 0 | 0 | 0 | 0 | 0 | 3067492.1916 | 0 | 0 | 0 | 0 | 0 | 0 | 0 | 0 | 0 | 0 | -88743.1518 | 0 | 0 | 0 | 0 | 0 | 0 | 0 | 0 | 0 | -278980.8824 | 0 | 0 | 0 | 0 | 0 | 0 | 0
2016-06-04 08:00 | 0 | 0 | 0 | 0 | 0 | 0 | 0 | 367703 | 0 | 0 | 0 | 0 | 0 | 0 | 0 | 0 | 0 | 0 | 0 | 0 | 2788532.3434 | 0 | 0 | 0 | 0 | 0 | 0 | 0 | 0 | 0 | 0 | -88743.1518 | 0 | 0 | 0 | 0 | 0 | 0 | 0 | 0 | 0 | -278959.8482 | 0 | 0 | 0 | 0 | 0 | 0 | 0
2016-06-04 09:00 | 0 | 0 | 0 | 0 | 0 | 173876.2694 | 0 | 364114 | 0 | 0 | 0 | 0 | 88743.1518 | 0 | 0 | 0 | 0 | 0 | 0 | 0 | 2509551.4609 | 0 | 0 | 0 | 0 | 0 | 0 | 0 | 0 | 0 | 0 | 88743.1518 | 0 | 0 | 0 | 0 | 0 | 0 | 0 | 0 | 0 | -278980.8824 | 0 | 0 | 0 | 0 | 0 | 0 | 0
2016-06-04 10:00 | 0 | 0 | 0 | 0 | 0 | 0 | 0 | 364270 | 0 | 0 | 0 | 0 | 0 | 0 | 0 | 0 | 0 | 0 | 0 | 0 | 2234024.6127 | 0 | 0 | 0 | 0 | 0 | 0 | 0 | 0 | 0 | 0 | -88743.1518 | 0 | 0 | 0 | 0 | 0 | 0 | 0 | 0 | 0 | -275526.8482 | 0 | 0 | 0 | 0 | 0 | 0 | 0
2016-06-04 11:00 | 0 | 0 | 0 | 0 | 0 | 93512.7226 | 10.3949 | 372504 | 0 | 0 | 0 | 0 | 0 | 0 | 0 | 0 | 0 | 0 | 0 | 0 | 1955043.7303 | 0 | 0 | 0 | 0 | 0 | 0 | 0 | 0 | 0 | 0 | 0 | 0 | 0 | 0 | 0 | 0 | 0 | 0 | 0 | 0 | -278980.8824 | 0 | 0 | 0 | 0 | 0 | 0 | 0
2016-06-04 12:00 | 0 | 0 | 0 | 0 | 0 | 0 | 157296.6447 | 391583 | 0 | 0 | 0 | 0 | 0 | 0 | 0 | 0 | 0 | 0 | 0 | 0 | 1720757.375 | 0 | 0 | 0 | 0 | 0 | 0 | 0 | 0 | 0 | 0 | 0 | 0 | 0 | 0 | 0 | 0 | 0 | 0 | 0 | 0 | -234286.3553 | 0 | 0 | 0 | 0 | 0 | 0 | 0
2016-06-04 13:00 | 0 | 0 | 0 | 0 | 0 | 0 | 556835.3959 | 416910 | 0 | 0 | 0 | 0 | 0 | 0 | 0 | 0 | 0 | 0 | 0 | 0 | 1860682.7709 | 0 | 0 | 0 | 0 | 0 | 0 | 0 | 0 | 0 | 0 | 0 | 0 | 0 | 0 | 0 | 0 | 0 | 0 | 0 | 0 | 139925.3959 | 0 | 0 | 0 | 0 | 0 | 0 | 0
2016-06-04 14:00 | 0 | 0 | 0 | 0 | 0 | 0 | 712922.0626 | 444249 | 0 | 0 | 0 | 0 | 0 | 0 | 0 | 0 | 0 | 0 | 0 | 0 | 2129355.8335 | 0 | 0 | 0 | 0 | 0 | 0 | 0 | 0 | 0 | 0 | 0 | 0 | 0 | 0 | 0 | 0 | 0 | 0 | 0 | 0 | 268673.0626 | 0 | 0 | 0 | 0 | 0 | 0 | 0
2016-06-04 15:00 | 0 | 0 | 0 | 0 | 0 | 0 | 820701.9122 | 469972 | 0 | 0 | 0 | 0 | 71749.0297 | 0 | 0 | 0 | 0 | 0 | 0 | 0 | 2408336.716 | 0 | 0 | 0 | 0 | 0 | 0 | 0 | 0 | 0 | 0 | 71749.0297 | 0 | 0 | 0 | 0 | 0 | 0 | 0 | 0 | 0 | 278980.8824 | 0 | 0 | 0 | 0 | 0 | 0 | 0
2016-06-04 16:00 | 0 | 0 | 0 | 0 | 0 | 0 | 858364.9906 | 491295 | 0 | 0 | 0 | 0 | 159838.1379 | 0 | 0 | 0 | 0 | 0 | 0 | 0 | 2687317.5984 | 0 | 0 | 0 | 0 | 0 | 0 | 0 | 0 | 0 | 0 | 88089.1082 | 0 | 0 | 0 | 0 | 0 | 0 | 0 | 0 | 0 | 278980.8824 | 0 | 0 | 0 | 0 | 0 | 0 | 0
2016-06-04 17:00 | 0 | 0 | 0 | 0 | 0 | 0 | 866845.708 | 507879 | 0 | 0 | 0 | 0 | 239823.9635 | 0 | 0 | 0 | 0 | 0 | 0 | 0 | 2966298.4808 | 0 | 0 | 0 | 0 | 0 | 0 | 0 | 0 | 0 | 0 | 79985.8256 | 0 | 0 | 0 | 0 | 0 | 0 | 0 | 0 | 0 | 278980.8824 | 0 | 0 | 0 | 0 | 0 | 0 | 0
2016-06-04 18:00 | 0 | 0 | 0 | 0 | 0 | 0 | 861958.2007 | 520690 | 0 | 0 | 0 | 0 | 302111.2817 | 0 | 0 | 0 | 0 | 0 | 0 | 0 | 3245279.3633 | 0 | 0 | 0 | 0 | 0 | 0 | 0 | 0 | 0 | 0 | 62287.3183 | 0 | 0 | 0 | 0 | 0 | 0 | 0 | 0 | 0 | 278980.8824 | 0 | 0 | 0 | 0 | 0 | 0 | 0
2016-06-04 19:00 | 0 | 0 | 0 | 0 | 0 | 0 | 853367.2983 | 530123 | 0 | 0 | 0 | 0 | 346374.6976 | 0 | 0 | 0 | 0 | 0 | 0 | 0 | 3524260.2457 | 0 | 0 | 0 | 0 | 0 | 0 | 0 | 0 | 0 | 0 | 44263.4159 | 0 | 0 | 0 | 0 | 0 | 0 | 0 | 0 | 0 | 278980.8824 | 0 | 0 | 0 | 0 | 0 | 0 | 0
2016-06-04 20:00 | 0 | 0 | 0 | 0 | 0 | 0 | 848767.6085 | 536156 | 0 | 0 | 0 | 0 | 380005.4237 | 0 | 0 | 0 | 0 | 0 | 0 | 0 | 3803241.1282 | 0 | 0 | 0 | 0 | 0 | 0 | 0 | 0 | 0 | 0 | 33630.726 | 0 | 0 | 0 | 0 | 0 | 0 | 0 | 0 | 0 | 278980.8824 | 0 | 0 | 0 | 0 | 0 | 0 | 0
2016-06-04 21:00 | 0 | 0 | 0 | 0 | 0 | 0 | 820897.817 | 539077 | 0 | 0 | 0 | 0 | 382845.3582 | 0 | 0 | 0 | 0 | 0 | 0 | 0 | 4082222.0106 | 0 | 0 | 0 | 0 | 0 | 0 | 0 | 0 | 0 | 0 | 2839.9346 | 0 | 0 | 0 | 0 | 0 | 0 | 0 | 0 | 0 | 278980.8824 | 0 | 0 | 0 | 0 | 0 | 0 | 0
2016-06-04 22:00 | 0 | 0 | 0 | 0 | 0 | 0 | 806663.0073 | 535584 | 0 | 0 | 0 | 0 | 382845.3582 | 0 | 0 | 0 | 0 | 0 | 0 | 0 | 4353301.0179 | 0 | 0 | 0 | 0 | 0 | 0 | 0 | 0 | 0 | 0 | 0 | 0 | 0 | 0 | 0 | 0 | 0 | 0 | 0 | 0 | 271079.0073 | 0 | 0 | 0 | 0 | 0 | 0 | 0
2016-06-04 23:00 | 0 | 0 | 0 | 0 | 0 | 0 | 729139.8935 | 526357 | 0 | 0 | 0 | 0 | 306647.3693 | 0 | 0 | 0 | 0 | 0 | 0 | 0 | 4632281.9004 | 0 | 0 | 0 | 0 | 0 | 0 | 0 | 0 | 0 | 0 | -76197.9889 | 0 | 0 | 0 | 0 | 0 | 0 | 0 | 0 | 0 | 278980.8824 | 0 | 0 | 0 | 0 | 0 | 0 | 0
2016-06-05 | 0 | 0 | 0 | 0 | 0 | 0 | 594645.3202 | 517223 | 0 | 0 | 0 | 0 | 354972.6072 | 0 | 0 | 0 | 0 | 0 | 0 | 0 | 4661378.9828 | 0 | 0 | 0 | 0 | 0 | 0 | 0 | 0 | 0 | 0 | 48325.2378 | 0 | 0 | 0 | 0 | 0 | 0 | 0 | 0 | 0 | 29097.0824 | 0 | 0 | 0 | 0 | 0 | 0 | 0
2016-06-05 01:00 | 0 | 0 | 0 | 0 | 0 | 0 | 323161.9507 | 507566 | 0 | 0 | 0 | 0 | 266229.4554 | 0 | 0 | 0 | 0 | 0 | 0 | 0 | 4565718.0853 | 0 | 0 | 0 | 0 | 0 | 0 | 0 | 0 | 0 | 0 | -88743.1518 | 0 | 0 | 0 | 0 | 0 | 0 | 0 | 0 | 0 | -95660.8975 | 0 | 0 | 0 | 0 | 0 | 0 | 0
2016-06-05 02:00 | 0 | 0 | 0 | 0 | 0 | 554879.9622 | 32611.1985 | 488695 | 0 | 0 | 0 | 0 | 354972.6072 | 0 | 0 | 0 | 0 | 0 | 0 | 0 | 4575771.0942 | 0 | 0 | 0 | 0 | 0 | 0 | 0 | 0 | 0 | 0 | 88743.1518 | 0 | 0 | 0 | 0 | 0 | 0 | 0 | 0 | 0 | 10053.0089 | 0 | 0 | 0 | 0 | 0 | 0 | 0
2016-06-05 03:00 | 0 | 0 | 0 | 0 | 0 | 93484.9658 | 0 | 461209 | 0 | 0 | 0 | 0 | 266229.4554 | 0 | 0 | 0 | 0 | 0 | 0 | 0 | 4296790.2117 | 0 | 0 | 0 | 0 | 0 | 0 | 0 | 0 | 0 | 0 | -88743.1518 | 0 | 0 | 0 | 0 | 0 | 0 | 0 | 0 | 0 | -278980.8824 | 0 | 0 | 0 | 0 | 0 | 0 | 0
2016-06-05 04:00 | 0 | 0 | 0 | 0 | 0 | 63848.9658 | 0 | 431573 | 0 | 0 | 0 | 0 | 177486.3036 | 0 | 0 | 0 | 0 | 0 | 0 | 0 | 4017809.3293 | 0 | 0 | 0 | 0 | 0 | 0 | 0 | 0 | 0 | 0 | -88743.1518 | 0 | 0 | 0 | 0 | 0 | 0 | 0 | 0 | 0 | -278980.8824 | 0 | 0 | 0 | 0 | 0 | 0 | 0
2016-06-05 05:00 | 0 | 0 | 0 | 0 | 0 | 425885.822 | 0 | 406781 | 0 | 0 | 0 | 0 | 266229.4554 | 0 | 0 | 0 | 0 | 0 | 0 | 0 | 3948170.9995 | 0 | 0 | 0 | 0 | 0 | 0 | 0 | 0 | 0 | 0 | 88743.1518 | 0 | 0 | 0 | 0 | 0 | 0 | 0 | 0 | 0 | -69638.3298 | 0 | 0 | 0 | 0 | 0 | 0 | 0
2016-06-05 06:00 | 0 | 0 | 0 | 0 | 0 | 18694.9658 | 0 | 386419 | 0 | 0 | 0 | 0 | 177486.3036 | 0 | 0 | 0 | 0 | 0 | 0 | 0 | 3669190.1171 | 0 | 0 | 0 | 0 | 0 | 0 | 0 | 0 | 0 | 0 | -88743.1518 | 0 | 0 | 0 | 0 | 0 | 0 | 0 | 0 | 0 | -278980.8824 | 0 | 0 | 0 | 0 | 0 | 0 | 0
2016-06-05 07:00 | 0 | 0 | 0 | 0 | 0 | 2704.9658 | 0 | 370429 | 0 | 0 | 0 | 0 | 88743.1518 | 0 | 0 | 0 | 0 | 0 | 0 | 0 | 3390209.2346 | 0 | 0 | 0 | 0 | 0 | 0 | 0 | 0 | 0 | 0 | -88743.1518 | 0 | 0 | 0 | 0 | 0 | 0 | 0 | 0 | 0 | -278980.8824 | 0 | 0 | 0 | 0 | 0 | 0 | 0
2016-06-05 08:00 | 0 | 0 | 0 | 0 | 0 | 387835.7596 | 0 | 360252 | 0 | 0 | 0 | 0 | 177486.3036 | 0 | 0 | 0 | 0 | 0 | 0 | 0 | 3329049.8424 | 0 | 0 | 0 | 0 | 0 | 0 | 0 | 0 | 0 | 0 | 88743.1518 | 0 | 0 | 0 | 0 | 0 | 0 | 0 | 0 | 0 | -61159.3922 | 0 | 0 | 0 | 0 | 0 | 0 | 0
2016-06-05 09:00 | 0 | 0 | 0 | 0 | 0 | 0 | 0 | 355281 | 0 | 0 | 0 | 0 | 88743.1518 | 0 | 0 | 0 | 0 | 0 | 0 | 0 | 3062511.9942 | 0 | 0 | 0 | 0 | 0 | 0 | 0 | 0 | 0 | 0 | -88743.1518 | 0 | 0 | 0 | 0 | 0 | 0 | 0 | 0 | 0 | -266537.8482 | 0 | 0 | 0 | 0 | 0 | 0 | 0
2016-06-05 10:00 | 0 | 0 | 0 | 0 | 0 | 0 | 0 | 352955 | 0 | 0 | 0 | 0 | 0 | 0 | 0 | 0 | 0 | 0 | 0 | 0 | 2798300.146 | 0 | 0 | 0 | 0 | 0 | 0 | 0 | 0 | 0 | 0 | -88743.1518 | 0 | 0 | 0 | 0 | 0 | 0 | 0 | 0 | 0 | -264211.8482 | 0 | 0 | 0 | 0 | 0 | 0 | 0
2016-06-05 11:00 | 0 | 0 | 0 | 0 | 0 | 78295.076 | 14.0415 | 357290 | 0 | 0 | 0 | 0 | 0 | 0 | 0 | 0 | 0 | 0 | 0 | 0 | 2519319.2636 | 0 | 0 | 0 | 0 | 0 | 0 | 0 | 0 | 0 | 0 | 0 | 0 | 0 | 0 | 0 | 0 | 0 | 0 | 0 | 0 | -278980.8824 | 0 | 0 | 0 | 0 | 0 | 0 | 0
2016-06-05 12:00 | 0 | 0 | 0 | 0 | 0 | 187126.153 | 157029.3929 | 374022 | 0 | 0 | 0 | 0 | 88743.1518 | 0 | 0 | 0 | 0 | 0 | 0 | 0 | 2400709.6576 | 0 | 0 | 0 | 0 | 0 | 0 | 0 | 0 | 0 | 0 | 88743.1518 | 0 | 0 | 0 | 0 | 0 | 0 | 0 | 0 | 0 | -118609.6059 | 0 | 0 | 0 | 0 | 0 | 0 | 0
2016-06-05 13:00 | 0 | 0 | 0 | 0 | 0 | 0 | 556453.5412 | 397413 | 0 | 0 | 0 | 0 | 0 | 0 | 0 | 0 | 0 | 0 | 0 | 0 | 2648493.3506 | 0 | 0 | 0 | 0 | 0 | 0 | 0 | 0 | 0 | 0 | -88743.1518 | 0 | 0 | 0 | 0 | 0 | 0 | 0 | 0 | 0 | 247783.693 | 0 | 0 | 0 | 0 | 0 | 0 | 0
2016-06-05 14:00 | 0 | 0 | 0 | 0 | 0 | 0 | 701265.8824 | 422285 | 0 | 0 | 0 | 0 | 0 | 0 | 0 | 0 | 0 | 0 | 0 | 0 | 2927474.2331 | 0 | 0 | 0 | 0 | 0 | 0 | 0 | 0 | 0 | 0 | 0 | 0 | 0 | 0 | 0 | 0 | 0 | 0 | 0 | 0 | 278980.8824 | 0 | 0 | 0 | 0 | 0 | 0 | 0
2016-06-05 15:00 | 0 | 0 | 0 | 0 | 0 | 0 | 813247.0342 | 445523 | 0 | 0 | 0 | 0 | 88743.1518 | 0 | 0 | 0 | 0 | 0 | 0 | 0 | 3206455.1155 | 0 | 0 | 0 | 0 | 0 | 0 | 0 | 0 | 0 | 0 | 88743.1518 | 0 | 0 | 0 | 0 | 0 | 0 | 0 | 0 | 0 | 278980.8824 | 0 | 0 | 0 | 0 | 0 | 0 | 0
2016-06-05 16:00 | 0 | 0 | 0 | 0 | 0 | 0 | 833768.0342 | 466044 | 0 | 0 | 0 | 0 | 177486.3036 | 0 | 0 | 0 | 0 | 0 | 0 | 0 | 3485435.9979 | 0 | 0 | 0 | 0 | 0 | 0 | 0 | 0 | 0 | 0 | 88743.1518 | 0 | 0 | 0 | 0 | 0 | 0 | 0 | 0 | 0 | 278980.8824 | 0 | 0 | 0 | 0 | 0 | 0 | 0
2016-06-05 17:00 | 0 | 0 | 0 | 0 | 0 | 0 | 851028.0342 | 483304 | 0 | 0 | 0 | 0 | 266229.4554 | 0 | 0 | 0 | 0 | 0 | 0 | 0 | 3764416.8804 | 0 | 0 | 0 | 0 | 0 | 0 | 0 | 0 | 0 | 0 | 88743.1518 | 0 | 0 | 0 | 0 | 0 | 0 | 0 | 0 | 0 | 278980.8824 | 0 | 0 | 0 | 0 | 0 | 0 | 0
2016-06-05 18:00 | 0 | 0 | 0 | 0 | 0 | 0 | 864925.0342 | 497201 | 0 | 0 | 0 | 0 | 354972.6072 | 0 | 0 | 0 | 0 | 0 | 0 | 0 | 4043397.7628 | 0 | 0 | 0 | 0 | 0 | 0 | 0 | 0 | 0 | 0 | 88743.1518 | 0 | 0 | 0 | 0 | 0 | 0 | 0 | 0 | 0 | 278980.8824 | 0 | 0 | 0 | 0 | 0 | 0 | 0
2016-06-05 19:00 | 0 | 0 | 0 | 0 | 0 | 0 | 815843.6335 | 508990 | 0 | 0 | 0 | 0 | 382845.3582 | 0 | 0 | 0 | 0 | 0 | 0 | 0 | 4322378.6453 | 0 | 0 | 0 | 0 | 0 | 0 | 0 | 0 | 0 | 0 | 27872.7511 | 0 | 0 | 0 | 0 | 0 | 0 | 0 | 0 | 0 | 278980.8824 | 0 | 0 | 0 | 0 | 0 | 0 | 0
2016-06-05 20:00 | 0 | 0 | 0 | 0 | 0 | 0 | 797990.8824 | 519010 | 0 | 0 | 0 | 0 | 382845.3582 | 0 | 0 | 0 | 0 | 0 | 0 | 0 | 4601359.5277 | 0 | 0 | 0 | 0 | 0 | 0 | 0 | 0 | 0 | 0 | 0 | 0 | 0 | 0 | 0 | 0 | 0 | 0 | 0 | 0 | 278980.8824 | 0 | 0 | 0 | 0 | 0 | 0 | 0
2016-06-05 21:00 | 0 | 0 | 0 | 0 | 0 | 0 | 804748.8824 | 525768 | 0 | 0 | 0 | 0 | 382845.3582 | 0 | 0 | 0 | 0 | 0 | 0 | 0 | 4880340.4102 | 0 | 0 | 0 | 0 | 0 | 0 | 0 | 0 | 0 | 0 | 0 | 0 | 0 | 0 | 0 | 0 | 0 | 0 | 0 | 0 | 278980.8824 | 0 | 0 | 0 | 0 | 0 | 0 | 0
2016-06-05 22:00 | 0 | 0 | 0 | 0 | 0 | 0 | 805970.8824 | 526990 | 0 | 0 | 0 | 0 | 382845.3582 | 0 | 0 | 0 | 0 | 0 | 0 | 0 | 5159321.2926 | 0 | 0 | 0 | 0 | 0 | 0 | 0 | 0 | 0 | 0 | 0 | 0 | 0 | 0 | 0 | 0 | 0 | 0 | 0 | 0 | 278980.8824 | 0 | 0 | 0 | 0 | 0 | 0 | 0
2016-06-05 23:00 | 0 | 0 | 0 | 0 | 0 | 0 | 741741.7546 | 521930 | 0 | 0 | 0 | 0 | 323676.2304 | 0 | 0 | 0 | 0 | 0 | 0 | 0 | 5438302.175 | 0 | 0 | 0 | 0 | 0 | 0 | 0 | 0 | 0 | 0 | -59169.1279 | 0 | 0 | 0 | 0 | 0 | 0 | 0 | 0 | 0 | 278980.8824 | 0 | 0 | 0 | 0 | 0 | 0 | 0
2016-06-06 | 0 | 0 | 0 | 0 | 0 | 0 | 605657.0619 | 513888 | 0 | 0 | 0 | 0 | 382845.3582 | 0 | 0 | 0 | 0 | 0 | 0 | 0 | 5470902.109 | 0 | 0 | 0 | 0 | 0 | 0 | 0 | 0 | 0 | 0 | 59169.1279 | 0 | 0 | 0 | 0 | 0 | 0 | 0 | 0 | 0 | 32599.934 | 0 | 0 | 0 | 0 | 0 | 0 | 0
2016-06-06 01:00 | 0 | 0 | 0 | 0 | 0 | 0 | 332826.1516 | 504098 | 0 | 0 | 0 | 0 | 294102.2064 | 0 | 0 | 0 | 0 | 0 | 0 | 0 | 5388373.4124 | 0 | 0 | 0 | 0 | 0 | 0 | 0 | 0 | 0 | 0 | -88743.1518 | 0 | 0 | 0 | 0 | 0 | 0 | 0 | 0 | 0 | -82528.6966 | 0 | 0 | 0 | 0 | 0 | 0 | 0
2016-06-06 02:00 | 0 | 0 | 0 | 0 | 0 | 570002.3858 | 45895.3523 | 485611 | 0 | 0 | 0 | 0 | 382845.3582 | 0 | 0 | 0 | 0 | 0 | 0 | 0 | 5429916.9987 | 0 | 0 | 0 | 0 | 0 | 0 | 0 | 0 | 0 | 0 | 88743.1518 | 0 | 0 | 0 | 0 | 0 | 0 | 0 | 0 | 0 | 41543.5863 | 0 | 0 | 0 | 0 | 0 | 0 | 0
2016-06-06 03:00 | 0 | 0 | 0 | 0 | 0 | 88791.0908 | 0.87497 | 456516 | 0 | 0 | 0 | 0 | 294102.2064 | 0 | 0 | 0 | 0 | 0 | 0 | 0 | 5150936.1162 | 0 | 0 | 0 | 0 | 0 | 0 | 0 | 0 | 0 | 0 | -88743.1518 | 0 | 0 | 0 | 0 | 0 | 0 | 0 | 0 | 0 | -278980.8824 | 0 | 0 | 0 | 0 | 0 | 0 | 0
2016-06-06 04:00 | 0 | 0 | 0 | 0 | 0 | 236002.2694 | 0 | 426240 | 0 | 0 | 0 | 0 | 382845.3582 | 0 | 0 | 0 | 0 | 0 | 0 | 0 | 4871955.2338 | 0 | 0 | 0 | 0 | 0 | 0 | 0 | 0 | 0 | 0 | 88743.1518 | 0 | 0 | 0 | 0 | 0 | 0 | 0 | 0 | 0 | -278980.8824 | 0 | 0 | 0 | 0 | 0 | 0 | 0
2016-06-06 05:00 | 0 | 0 | 0 | 0 | 0 | 35463.9658 | 0 | 403188 | 0 | 0 | 0 | 0 | 294102.2064 | 0 | 0 | 0 | 0 | 0 | 0 | 0 | 4592974.3514 | 0 | 0 | 0 | 0 | 0 | 0 | 0 | 0 | 0 | 0 | -88743.1518 | 0 | 0 | 0 | 0 | 0 | 0 | 0 | 0 | 0 | -278980.8824 | 0 | 0 | 0 | 0 | 0 | 0 | 0
2016-06-06 06:00 | 0 | 0 | 0 | 0 | 0 | 16659.9658 | 0 | 384384 | 0 | 0 | 0 | 0 | 205359.0546 | 0 | 0 | 0 | 0 | 0 | 0 | 0 | 4313993.4689 | 0 | 0 | 0 | 0 | 0 | 0 | 0 | 0 | 0 | 0 | -88743.1518 | 0 | 0 | 0 | 0 | 0 | 0 | 0 | 0 | 0 | -278980.8824 | 0 | 0 | 0 | 0 | 0 | 0 | 0
2016-06-06 07:00 | 0 | 0 | 0 | 0 | 0 | 180357.2694 | 0 | 370595 | 0 | 0 | 0 | 0 | 294102.2064 | 0 | 0 | 0 | 0 | 0 | 0 | 0 | 4035012.5865 | 0 | 0 | 0 | 0 | 0 | 0 | 0 | 0 | 0 | 0 | 88743.1518 | 0 | 0 | 0 | 0 | 0 | 0 | 0 | 0 | 0 | -278980.8824 | 0 | 0 | 0 | 0 | 0 | 0 | 0
2016-06-06 08:00 | 0 | 0 | 0 | 0 | 0 | 175777.2694 | 0 | 366015 | 0 | 0 | 0 | 0 | 382845.3582 | 0 | 0 | 0 | 0 | 0 | 0 | 0 | 3756031.704 | 0 | 0 | 0 | 0 | 0 | 0 | 0 | 0 | 0 | 0 | 88743.1518 | 0 | 0 | 0 | 0 | 0 | 0 | 0 | 0 | 0 | -278980.8824 | 0 | 0 | 0 | 0 | 0 | 0 | 0
2016-06-06 09:00 | 0 | 0 | 0 | 0 | 0 | 3700.9658 | 0 | 371425 | 0 | 0 | 0 | 0 | 294102.2064 | 0 | 0 | 0 | 0 | 0 | 0 | 0 | 3477050.8216 | 0 | 0 | 0 | 0 | 0 | 0 | 0 | 0 | 0 | 0 | -88743.1518 | 0 | 0 | 0 | 0 | 0 | 0 | 0 | 0 | 0 | -278980.8824 | 0 | 0 | 0 | 0 | 0 | 0 | 0
2016-06-06 10:00 | 0 | 0 | 0 | 0 | 0 | 20210.9658 | 0 | 387935 | 0 | 0 | 0 | 0 | 205359.0546 | 0 | 0 | 0 | 0 | 0 | 0 | 0 | 3198069.9391 | 0 | 0 | 0 | 0 | 0 | 0 | 0 | 0 | 0 | 0 | -88743.1518 | 0 | 0 | 0 | 0 | 0 | 0 | 0 | 0 | 0 | -278980.8824 | 0 | 0 | 0 | 0 | 0 | 0 | 0
2016-06-06 11:00 | 0 | 0 | 0 | 0 | 0 | 412129.6709 | 12.7841 | 411661 | 0 | 0 | 0 | 0 | 116615.9029 | 0 | 0 | 0 | 0 | 0 | 0 | 0 | 3287294.5459 | 0 | 0 | 0 | 0 | 0 | 0 | 0 | 0 | 0 | 0 | -88743.1518 | 0 | 0 | 0 | 0 | 0 | 0 | 0 | 0 | 0 | 89224.6068 | 0 | 0 | 0 | 0 | 0 | 0 | 0
2016-06-06 12:00 | 0 | 0 | 0 | 0 | 0 | 0 | 136751.2002 | 435162 | 0 | 0 | 0 | 0 | 88743.1518 | 0 | 0 | 0 | 0 | 0 | 0 | 0 | 3016756.4972 | 0 | 0 | 0 | 0 | 0 | 0 | 0 | 0 | 0 | 0 | -27872.7511 | 0 | 0 | 0 | 0 | 0 | 0 | 0 | 0 | 0 | -270538.0487 | 0 | 0 | 0 | 0 | 0 | 0 | 0
2016-06-06 13:00 | 0 | 0 | 0 | 0 | 0 | 0 | 500485.8579 | 461328 | 0 | 0 | 0 | 0 | 0 | 0 | 0 | 0 | 0 | 0 | 0 | 0 | 3144657.5069 | 0 | 0 | 0 | 0 | 0 | 0 | 0 | 0 | 0 | 0 | -88743.1518 | 0 | 0 | 0 | 0 | 0 | 0 | 0 | 0 | 0 | 127901.0097 | 0 | 0 | 0 | 0 | 0 | 0 | 0
2016-06-06 14:00 | 0 | 0 | 0 | 0 | 0 | 0 | 715282.9876 | 485280 | 0 | 0 | 0 | 0 | 82142.9414 | 0 | 0 | 0 | 0 | 0 | 0 | 0 | 3292517.5531 | 0 | 0 | 0 | 0 | 0 | 0 | 0 | 0 | 0 | 0 | 82142.9414 | 0 | 0 | 0 | 0 | 0 | 0 | 0 | 0 | 0 | 147860.0462 | 0 | 0 | 0 | 0 | 0 | 0 | 0
2016-06-06 15:00 | 0 | 0 | 0 | 0 | 0 | 0 | 816518.3655 | 509087 | 0 | 0 | 0 | 0 | 170886.0932 | 0 | 0 | 0 | 0 | 0 | 0 | 0 | 3511205.7669 | 0 | 0 | 0 | 0 | 0 | 0 | 0 | 0 | 0 | 0 | 88743.1518 | 0 | 0 | 0 | 0 | 0 | 0 | 0 | 0 | 0 | 218688.2137 | 0 | 0 | 0 | 0 | 0 | 0 | 0
2016-06-06 16:00 | 0 | 0 | 0 | 0 | 0 | 0 | 859615.9562 | 527204 | 0 | 0 | 0 | 0 | 259629.245 | 0 | 0 | 0 | 0 | 0 | 0 | 0 | 3754874.5712 | 0 | 0 | 0 | 0 | 0 | 0 | 0 | 0 | 0 | 0 | 88743.1518 | 0 | 0 | 0 | 0 | 0 | 0 | 0 | 0 | 0 | 243668.8044 | 0 | 0 | 0 | 0 | 0 | 0 | 0
2016-06-06 17:00 | 0 | 0 | 0 | 0 | 0 | 0 | 866928.3098 | 545385 | 0 | 0 | 0 | 0 | 348372.3968 | 0 | 0 | 0 | 0 | 0 | 0 | 0 | 3987674.7293 | 0 | 0 | 0 | 0 | 0 | 0 | 0 | 0 | 0 | 0 | 88743.1518 | 0 | 0 | 0 | 0 | 0 | 0 | 0 | 0 | 0 | 232800.158 | 0 | 0 | 0 | 0 | 0 | 0 | 0
2016-06-06 18:00 | 0 | 0 | 0 | 0 | 0 | 0 | 856391.5684 | 560299 | 0 | 0 | 0 | 0 | 365484.0827 | 0 | 0 | 0 | 0 | 0 | 0 | 0 | 4266655.6117 | 0 | 0 | 0 | 0 | 0 | 0 | 0 | 0 | 0 | 0 | 17111.686 | 0 | 0 | 0 | 0 | 0 | 0 | 0 | 0 | 0 | 278980.8824 | 0 | 0 | 0 | 0 | 0 | 0 | 0
2016-06-06 19:00 | 0 | 0 | 0 | 0 | 0 | 0 | 836701.2687 | 570244 | 0 | 0 | 0 | 0 | 352960.469 | 0 | 0 | 0 | 0 | 0 | 0 | 0 | 4545636.4942 | 0 | 0 | 0 | 0 | 0 | 0 | 0 | 0 | 0 | 0 | -12523.6138 | 0 | 0 | 0 | 0 | 0 | 0 | 0 | 0 | 0 | 278980.8824 | 0 | 0 | 0 | 0 | 0 | 0 | 0
2016-06-06 20:00 | 0 | 0 | 0 | 0 | 0 | 0 | 816924.4356 | 578371 | 0 | 0 | 0 | 0 | 312533.0221 | 0 | 0 | 0 | 0 | 0 | 0 | 0 | 4824617.3766 | 0 | 0 | 0 | 0 | 0 | 0 | 0 | 0 | 0 | 0 | -40427.4469 | 0 | 0 | 0 | 0 | 0 | 0 | 0 | 0 | 0 | 278980.8824 | 0 | 0 | 0 | 0 | 0 | 0 | 0
2016-06-06 21:00 | 0 | 0 | 0 | 0 | 0 | 0 | 787327.5743 | 581232 | 0 | 0 | 0 | 0 | 239647.7139 | 0 | 0 | 0 | 0 | 0 | 0 | 0 | 5103598.259 | 0 | 0 | 0 | 0 | 0 | 0 | 0 | 0 | 0 | 0 | -72885.3082 | 0 | 0 | 0 | 0 | 0 | 0 | 0 | 0 | 0 | 278980.8824 | 0 | 0 | 0 | 0 | 0 | 0 | 0
2016-06-06 22:00 | 0 | 0 | 0 | 0 | 0 | 0 | 750310.4022 | 579340 | 0 | 0 | 0 | 0 | 150904.5621 | 0 | 0 | 0 | 0 | 0 | 0 | 0 | 5363311.813 | 0 | 0 | 0 | 0 | 0 | 0 | 0 | 0 | 0 | 0 | -88743.1518 | 0 | 0 | 0 | 0 | 0 | 0 | 0 | 0 | 0 | 259713.554 | 0 | 0 | 0 | 0 | 0 | 0 | 0
2016-06-06 23:00 | 0 | 0 | 0 | 0 | 0 | 0 | 671354.1752 | 568858 | 0 | 0 | 0 | 0 | 239647.7139 | 0 | 0 | 0 | 0 | 0 | 0 | 0 | 5377064.8364 | 0 | 0 | 0 | 0 | 0 | 0 | 0 | 0 | 0 | 0 | 88743.1518 | 0 | 0 | 0 | 0 | 0 | 0 | 0 | 0 | 0 | 13753.0234 | 0 | 0 | 0 | 0 | 0 | 0 | 0
2016-06-07 | 0 | 0 | 0 | 0 | 0 | 0 | 547036.3776 | 558041 | 0 | 0 | 0 | 0 | 328390.8657 | 0 | 0 | 0 | 0 | 0 | 0 | 0 | 5277317.0622 | 0 | 0 | 0 | 0 | 0 | 0 | 0 | 0 | 0 | 0 | 88743.1518 | 0 | 0 | 0 | 0 | 0 | 0 | 0 | 0 | 0 | -99747.7742 | 0 | 0 | 0 | 0 | 0 | 0 | 0
2016-06-07 01:00 | 0 | 0 | 0 | 0 | 0 | 0 | 320103.6101 | 544630 | 0 | 0 | 0 | 0 | 382845.3582 | 0 | 0 | 0 | 0 | 0 | 0 | 0 | 4998336.1798 | 0 | 0 | 0 | 0 | 0 | 0 | 0 | 0 | 0 | 0 | 54454.4925 | 0 | 0 | 0 | 0 | 0 | 0 | 0 | 0 | 0 | -278980.8824 | 0 | 0 | 0 | 0 | 0 | 0 | 0
2016-06-07 02:00 | 0 | 0 | 0 | 0 | 0 | 108649.3382 | 41165.6275 | 517539 | 0 | 0 | 0 | 0 | 294102.2064 | 0 | 0 | 0 | 0 | 0 | 0 | 0 | 4719355.2973 | 0 | 0 | 0 | 0 | 0 | 0 | 0 | 0 | 0 | 0 | -88743.1518 | 0 | 0 | 0 | 0 | 0 | 0 | 0 | 0 | 0 | -278980.8824 | 0 | 0 | 0 | 0 | 0 | 0 | 0
2016-06-07 03:00 | 0 | 0 | 0 | 0 | 0 | 609404.138 | 0.6895 | 483215 | 0 | 0 | 0 | 0 | 382845.3582 | 0 | 0 | 0 | 0 | 0 | 0 | 0 | 4756801.973 | 0 | 0 | 0 | 0 | 0 | 0 | 0 | 0 | 0 | 0 | 88743.1518 | 0 | 0 | 0 | 0 | 0 | 0 | 0 | 0 | 0 | 37446.6757 | 0 | 0 | 0 | 0 | 0 | 0 | 0
2016-06-07 04:00 | 0 | 0 | 0 | 0 | 0 | 80318.9658 | 0 | 448043 | 0 | 0 | 0 | 0 | 294102.2064 | 0 | 0 | 0 | 0 | 0 | 0 | 0 | 4477821.0906 | 0 | 0 | 0 | 0 | 0 | 0 | 0 | 0 | 0 | 0 | -88743.1518 | 0 | 0 | 0 | 0 | 0 | 0 | 0 | 0 | 0 | -278980.8824 | 0 | 0 | 0 | 0 | 0 | 0 | 0
2016-06-07 05:00 | 0 | 0 | 0 | 0 | 0 | 229127.2694 | 0 | 419365 | 0 | 0 | 0 | 0 | 382845.3582 | 0 | 0 | 0 | 0 | 0 | 0 | 0 | 4198840.2081 | 0 | 0 | 0 | 0 | 0 | 0 | 0 | 0 | 0 | 0 | 88743.1518 | 0 | 0 | 0 | 0 | 0 | 0 | 0 | 0 | 0 | -278980.8824 | 0 | 0 | 0 | 0 | 0 | 0 | 0
2016-06-07 06:00 | 0 | 0 | 0 | 0 | 0 | 29583.9658 | 0 | 397308 | 0 | 0 | 0 | 0 | 294102.2064 | 0 | 0 | 0 | 0 | 0 | 0 | 0 | 3919859.3257 | 0 | 0 | 0 | 0 | 0 | 0 | 0 | 0 | 0 | 0 | -88743.1518 | 0 | 0 | 0 | 0 | 0 | 0 | 0 | 0 | 0 | -278980.8824 | 0 | 0 | 0 | 0 | 0 | 0 | 0
2016-06-07 07:00 | 0 | 0 | 0 | 0 | 0 | 14093.9658 | 0 | 381818 | 0 | 0 | 0 | 0 | 205359.0546 | 0 | 0 | 0 | 0 | 0 | 0 | 0 | 3640878.4432 | 0 | 0 | 0 | 0 | 0 | 0 | 0 | 0 | 0 | 0 | -88743.1518 | 0 | 0 | 0 | 0 | 0 | 0 | 0 | 0 | 0 | -278980.8824 | 0 | 0 | 0 | 0 | 0 | 0 | 0
2016-06-07 08:00 | 0 | 0 | 0 | 0 | 0 | 342957.8411 | 0 | 375224 | 0 | 0 | 0 | 0 | 294102.2064 | 0 | 0 | 0 | 0 | 0 | 0 | 0 | 3519869.1326 | 0 | 0 | 0 | 0 | 0 | 0 | 0 | 0 | 0 | 0 | 88743.1518 | 0 | 0 | 0 | 0 | 0 | 0 | 0 | 0 | 0 | -121009.3107 | 0 | 0 | 0 | 0 | 0 | 0 | 0
2016-06-07 09:00 | 0 | 0 | 0 | 0 | 0 | 12193.9658 | 0 | 379918 | 0 | 0 | 0 | 0 | 205359.0546 | 0 | 0 | 0 | 0 | 0 | 0 | 0 | 3240888.2501 | 0 | 0 | 0 | 0 | 0 | 0 | 0 | 0 | 0 | 0 | -88743.1518 | 0 | 0 | 0 | 0 | 0 | 0 | 0 | 0 | 0 | -278980.8824 | 0 | 0 | 0 | 0 | 0 | 0 | 0
2016-06-07 10:00 | 0 | 0 | 0 | 0 | 0 | 26690.9658 | 0 | 394415 | 0 | 0 | 0 | 0 | 116615.9029 | 0 | 0 | 0 | 0 | 0 | 0 | 0 | 2961907.3677 | 0 | 0 | 0 | 0 | 0 | 0 | 0 | 0 | 0 | 0 | -88743.1518 | 0 | 0 | 0 | 0 | 0 | 0 | 0 | 0 | 0 | -278980.8824 | 0 | 0 | 0 | 0 | 0 | 0 | 0
2016-06-07 11:00 | 0 | 0 | 0 | 0 | 0 | 244625.5798 | 6.0043 | 414034 | 0 | 0 | 0 | 0 | 27872.7511 | 0 | 0 | 0 | 0 | 0 | 0 | 0 | 2881248.1035 | 0 | 0 | 0 | 0 | 0 | 0 | 0 | 0 | 0 | 0 | -88743.1518 | 0 | 0 | 0 | 0 | 0 | 0 | 0 | 0 | 0 | -80659.2641 | 0 | 0 | 0 | 0 | 0 | 0 | 0
2016-06-07 12:00 | 0 | 0 | 0 | 0 | 0 | 117720.734 | 117854.2553 | 436079 | 0 | 0 | 0 | 0 | 106349.6228 | 0 | 0 | 0 | 0 | 0 | 0 | 0 | 2602267.2211 | 0 | 0 | 0 | 0 | 0 | 0 | 0 | 0 | 0 | 0 | 78476.8717 | 0 | 0 | 0 | 0 | 0 | 0 | 0 | 0 | 0 | -278980.8824 | 0 | 0 | 0 | 0 | 0 | 0 | 0
2016-06-07 13:00 | 0 | 0 | 0 | 0 | 0 | 0 | 483694.6083 | 460021 | 0 | 0 | 0 | 0 | 48228.1897 | 0 | 0 | 0 | 0 | 0 | 0 | 0 | 2684062.2625 | 0 | 0 | 0 | 0 | 0 | 0 | 0 | 0 | 0 | 0 | -58121.4331 | 0 | 0 | 0 | 0 | 0 | 0 | 0 | 0 | 0 | 81795.0414 | 0 | 0 | 0 | 0 | 0 | 0 | 0
2016-06-07 14:00 | 0 | 0 | 0 | 0 | 0 | 0 | 691130.1166 | 485342 | 0 | 0 | 0 | 0 | 136971.3415 | 0 | 0 | 0 | 0 | 0 | 0 | 0 | 2801107.2273 | 0 | 0 | 0 | 0 | 0 | 0 | 0 | 0 | 0 | 0 | 88743.1518 | 0 | 0 | 0 | 0 | 0 | 0 | 0 | 0 | 0 | 117044.9648 | 0 | 0 | 0 | 0 | 0 | 0 | 0
2016-06-07 15:00 | 0 | 0 | 0 | 0 | 0 | 0 | 798106.7319 | 508842 | 0 | 0 | 0 | 0 | 225714.4933 | 0 | 0 | 0 | 0 | 0 | 0 | 0 | 3001628.8074 | 0 | 0 | 0 | 0 | 0 | 0 | 0 | 0 | 0 | 0 | 88743.1518 | 0 | 0 | 0 | 0 | 0 | 0 | 0 | 0 | 0 | 200521.5801 | 0 | 0 | 0 | 0 | 0 | 0 | 0
2016-06-07 16:00 | 0 | 0 | 0 | 0 | 0 | 0 | 845026.0844 | 528600 | 0 | 0 | 0 | 0 | 263159.6953 | 0 | 0 | 0 | 0 | 0 | 0 | 0 | 3280609.6898 | 0 | 0 | 0 | 0 | 0 | 0 | 0 | 0 | 0 | 0 | 37445.202 | 0 | 0 | 0 | 0 | 0 | 0 | 0 | 0 | 0 | 278980.8824 | 0 | 0 | 0 | 0 | 0 | 0 | 0
2016-06-07 17:00 | 0 | 0 | 0 | 0 | 0 | 0 | 856167.3936 | 546244 | 0 | 0 | 0 | 0 | 294102.2064 | 0 | 0 | 0 | 0 | 0 | 0 | 0 | 3559590.5723 | 0 | 0 | 0 | 0 | 0 | 0 | 0 | 0 | 0 | 0 | 30942.5111 | 0 | 0 | 0 | 0 | 0 | 0 | 0 | 0 | 0 | 278980.8824 | 0 | 0 | 0 | 0 | 0 | 0 | 0
2016-06-07 18:00 | 0 | 0 | 0 | 0 | 0 | 0 | 846387.9119 | 559521 | 0 | 0 | 0 | 0 | 382845.3582 | 0 | 0 | 0 | 0 | 0 | 0 | 0 | 3757714.3324 | 0 | 0 | 0 | 0 | 0 | 0 | 0 | 0 | 0 | 0 | 88743.1518 | 0 | 0 | 0 | 0 | 0 | 0 | 0 | 0 | 0 | 198123.7601 | 0 | 0 | 0 | 0 | 0 | 0 | 0
2016-06-07 19:00 | 0 | 0 | 0 | 0 | 0 | 0 | 829373.7691 | 569433 | 0 | 0 | 0 | 0 | 382845.3582 | 0 | 0 | 0 | 0 | 0 | 0 | 0 | 4017655.1014 | 0 | 0 | 0 | 0 | 0 | 0 | 0 | 0 | 0 | 0 | 0 | 0 | 0 | 0 | 0 | 0 | 0 | 0 | 0 | 0 | 259940.7691 | 0 | 0 | 0 | 0 | 0 | 0 | 0
2016-06-07 20:00 | 0 | 0 | 0 | 0 | 0 | 0 | 812480.727 | 575757 | 0 | 0 | 0 | 0 | 340588.2028 | 0 | 0 | 0 | 0 | 0 | 0 | 0 | 4296635.9839 | 0 | 0 | 0 | 0 | 0 | 0 | 0 | 0 | 0 | 0 | -42257.1555 | 0 | 0 | 0 | 0 | 0 | 0 | 0 | 0 | 0 | 278980.8824 | 0 | 0 | 0 | 0 | 0 | 0 | 0
2016-06-07 21:00 | 0 | 0 | 0 | 0 | 0 | 21548.6123 | 790429.3231 | 579190 | 0 | 0 | 0 | 0 | 294395.2557 | 0 | 0 | 0 | 0 | 0 | 0 | 0 | 4575616.8663 | 0 | 0 | 0 | 0 | 0 | 0 | 0 | 0 | 0 | 0 | -46192.9471 | 0 | 0 | 0 | 0 | 0 | 0 | 0 | 0 | 0 | 278980.8824 | 0 | 0 | 0 | 0 | 0 | 0 | 0
2016-06-07 22:00 | 0 | 0 | 0 | 0 | 0 | 0 | 754845.2559 | 575363 | 0 | 0 | 0 | 0 | 294102.2064 | 0 | 0 | 0 | 0 | 0 | 0 | 0 | 4755392.1715 | 0 | 0 | 0 | 0 | 0 | 0 | 0 | 0 | 0 | 0 | -293.0493 | 0 | 0 | 0 | 0 | 0 | 0 | 0 | 0 | 0 | 179775.3051 | 0 | 0 | 0 | 0 | 0 | 0 | 0
2016-06-07 23:00 | 0 | 0 | 0 | 0 | 0 | 0 | 666918.136 | 564201 | 0 | 0 | 0 | 0 | 382845.3582 | 0 | 0 | 0 | 0 | 0 | 0 | 0 | 4769366.1556 | 0 | 0 | 0 | 0 | 0 | 0 | 0 | 0 | 0 | 0 | 88743.1518 | 0 | 0 | 0 | 0 | 0 | 0 | 0 | 0 | 0 | 13973.9842 | 0 | 0 | 0 | 0 | 0 | 0 | 0
2016-06-08 | 0 | 0 | 0 | 0 | 0 | 0 | 529271.4897 | 548515 | 0 | 0 | 0 | 0 | 343621.9781 | 0 | 0 | 0 | 0 | 0 | 0 | 0 | 4789346.0254 | 0 | 0 | 0 | 0 | 0 | 0 | 0 | 0 | 0 | 0 | -39223.3801 | 0 | 0 | 0 | 0 | 0 | 0 | 0 | 0 | 0 | 19979.8698 | 0 | 0 | 0 | 0 | 0 | 0 | 0
2016-06-08 01:00 | 0 | 0 | 0 | 0 | 0 | 0 | 293576.4977 | 533334 | 0 | 0 | 0 | 0 | 382845.3582 | 0 | 0 | 0 | 0 | 0 | 0 | 0 | 4510365.143 | 0 | 0 | 0 | 0 | 0 | 0 | 0 | 0 | 0 | 0 | 39223.3801 | 0 | 0 | 0 | 0 | 0 | 0 | 0 | 0 | 0 | -278980.8824 | 0 | 0 | 0 | 0 | 0 | 0 | 0
2016-06-08 02:00 | 0 | 0 | 0 | 0 | 0 | 500846.6701 | 40478.8499 | 506870 | 0 | 0 | 0 | 0 | 294102.2064 | 0 | 0 | 0 | 0 | 0 | 0 | 0 | 4633563.8148 | 0 | 0 | 0 | 0 | 0 | 0 | 0 | 0 | 0 | 0 | -88743.1518 | 0 | 0 | 0 | 0 | 0 | 0 | 0 | 0 | 0 | 123198.6718 | 0 | 0 | 0 | 0 | 0 | 0 | 0
2016-06-08 03:00 | 0 | 0 | 0 | 0 | 0 | 280738.247 | 2.0224 | 470978 | 0 | 0 | 0 | 0 | 382845.3582 | 0 | 0 | 0 | 0 | 0 | 0 | 0 | 4354582.9323 | 0 | 0 | 0 | 0 | 0 | 0 | 0 | 0 | 0 | 0 | 88743.1518 | 0 | 0 | 0 | 0 | 0 | 0 | 0 | 0 | 0 | -278980.8824 | 0 | 0 | 0 | 0 | 0 | 0 | 0
2016-06-08 04:00 | 0 | 0 | 0 | 0 | 0 | 69840.9658 | 0 | 437565 | 0 | 0 | 0 | 0 | 294102.2064 | 0 | 0 | 0 | 0 | 0 | 0 | 0 | 4075602.0499 | 0 | 0 | 0 | 0 | 0 | 0 | 0 | 0 | 0 | 0 | -88743.1518 | 0 | 0 | 0 | 0 | 0 | 0 | 0 | 0 | 0 | -278980.8824 | 0 | 0 | 0 | 0 | 0 | 0 | 0
2016-06-08 05:00 | 0 | 0 | 0 | 0 | 0 | 218612.2694 | 0 | 408850 | 0 | 0 | 0 | 0 | 382845.3582 | 0 | 0 | 0 | 0 | 0 | 0 | 0 | 3796621.1674 | 0 | 0 | 0 | 0 | 0 | 0 | 0 | 0 | 0 | 0 | 88743.1518 | 0 | 0 | 0 | 0 | 0 | 0 | 0 | 0 | 0 | -278980.8824 | 0 | 0 | 0 | 0 | 0 | 0 | 0
2016-06-08 06:00 | 0 | 0 | 0 | 0 | 0 | 18503.9658 | 0 | 386228 | 0 | 0 | 0 | 0 | 294102.2064 | 0 | 0 | 0 | 0 | 0 | 0 | 0 | 3517640.285 | 0 | 0 | 0 | 0 | 0 | 0 | 0 | 0 | 0 | 0 | -88743.1518 | 0 | 0 | 0 | 0 | 0 | 0 | 0 | 0 | 0 | -278980.8824 | 0 | 0 | 0 | 0 | 0 | 0 | 0
2016-06-08 07:00 | 0 | 0 | 0 | 0 | 0 | 3761.9658 | 0 | 371486 | 0 | 0 | 0 | 0 | 205359.0546 | 0 | 0 | 0 | 0 | 0 | 0 | 0 | 3238659.4025 | 0 | 0 | 0 | 0 | 0 | 0 | 0 | 0 | 0 | 0 | -88743.1518 | 0 | 0 | 0 | 0 | 0 | 0 | 0 | 0 | 0 | -278980.8824 | 0 | 0 | 0 | 0 | 0 | 0 | 0
2016-06-08 08:00 | 0 | 0 | 0 | 0 | 0 | 430616.9534 | 0 | 364715 | 0 | 0 | 0 | 0 | 294102.2064 | 0 | 0 | 0 | 0 | 0 | 0 | 0 | 3215818.2041 | 0 | 0 | 0 | 0 | 0 | 0 | 0 | 0 | 0 | 0 | 88743.1518 | 0 | 0 | 0 | 0 | 0 | 0 | 0 | 0 | 0 | -22841.1984 | 0 | 0 | 0 | 0 | 0 | 0 | 0
2016-06-08 09:00 | 0 | 0 | 0 | 0 | 0 | 180234.2694 | 0 | 370472 | 0 | 0 | 0 | 0 | 382845.3582 | 0 | 0 | 0 | 0 | 0 | 0 | 0 | 2936837.3217 | 0 | 0 | 0 | 0 | 0 | 0 | 0 | 0 | 0 | 0 | 88743.1518 | 0 | 0 | 0 | 0 | 0 | 0 | 0 | 0 | 0 | -278980.8824 | 0 | 0 | 0 | 0 | 0 | 0 | 0
2016-06-08 10:00 | 0 | 0 | 0 | 0 | 0 | 14680.9658 | 0 | 382405 | 0 | 0 | 0 | 0 | 294102.2064 | 0 | 0 | 0 | 0 | 0 | 0 | 0 | 2657856.4392 | 0 | 0 | 0 | 0 | 0 | 0 | 0 | 0 | 0 | 0 | -88743.1518 | 0 | 0 | 0 | 0 | 0 | 0 | 0 | 0 | 0 | -278980.8824 | 0 | 0 | 0 | 0 | 0 | 0 | 0
2016-06-08 11:00 | 0 | 0 | 0 | 0 | 0 | 32703.4494 | 4.5163 | 400432 | 0 | 0 | 0 | 0 | 205359.0546 | 0 | 0 | 0 | 0 | 0 | 0 | 0 | 2378875.5568 | 0 | 0 | 0 | 0 | 0 | 0 | 0 | 0 | 0 | 0 | -88743.1518 | 0 | 0 | 0 | 0 | 0 | 0 | 0 | 0 | 0 | -278980.8824 | 0 | 0 | 0 | 0 | 0 | 0 | 0
2016-06-08 12:00 | 0 | 0 | 0 | 0 | 0 | 196765.3984 | 122889.0686 | 420465 | 0 | 0 | 0 | 0 | 294102.2064 | 0 | 0 | 0 | 0 | 0 | 0 | 0 | 2189321.872 | 0 | 0 | 0 | 0 | 0 | 0 | 0 | 0 | 0 | 0 | 88743.1518 | 0 | 0 | 0 | 0 | 0 | 0 | 0 | 0 | 0 | -189553.6848 | 0 | 0 | 0 | 0 | 0 | 0 | 0
2016-06-08 13:00 | 0 | 0 | 0 | 0 | 0 | 0 | 462669.2481 | 442199 | 0 | 0 | 0 | 0 | 382845.3582 | 0 | 0 | 0 | 0 | 0 | 0 | 0 | 2121048.9682 | 0 | 0 | 0 | 0 | 0 | 0 | 0 | 0 | 0 | 0 | 88743.1518 | 0 | 0 | 0 | 0 | 0 | 0 | 0 | 0 | 0 | -68272.9037 | 0 | 0 | 0 | 0 | 0 | 0 | 0
2016-06-08 14:00 | 0 | 0 | 0 | 0 | 0 | 0 | 660392.1541 | 465246 | 0 | 0 | 0 | 0 | 299010.6299 | 0 | 0 | 0 | 0 | 0 | 0 | 0 | 2400029.8507 | 0 | 0 | 0 | 0 | 0 | 0 | 0 | 0 | 0 | 0 | -83834.7284 | 0 | 0 | 0 | 0 | 0 | 0 | 0 | 0 | 0 | 278980.8824 | 0 | 0 | 0 | 0 | 0 | 0 | 0
2016-06-08 15:00 | 0 | 0 | 0 | 0 | 0 | 0 | 753603.4708 | 486017 | 0 | 0 | 0 | 0 | 307058.4986 | 0 | 0 | 0 | 0 | 0 | 0 | 0 | 2659568.4528 | 0 | 0 | 0 | 0 | 0 | 0 | 0 | 0 | 0 | 0 | 8047.8687 | 0 | 0 | 0 | 0 | 0 | 0 | 0 | 0 | 0 | 259538.6021 | 0 | 0 | 0 | 0 | 0 | 0 | 0
2016-06-08 16:00 | 0 | 0 | 0 | 0 | 0 | 0 | 803642.2633 | 502863 | 0 | 0 | 0 | 0 | 328856.8794 | 0 | 0 | 0 | 0 | 0 | 0 | 0 | 2938549.3352 | 0 | 0 | 0 | 0 | 0 | 0 | 0 | 0 | 0 | 0 | 21798.3809 | 0 | 0 | 0 | 0 | 0 | 0 | 0 | 0 | 0 | 278980.8824 | 0 | 0 | 0 | 0 | 0 | 0 | 0
2016-06-08 17:00 | 0 | 0 | 0 | 0 | 0 | 0 | 817012.2673 | 519109 | 0 | 0 | 0 | 0 | 347779.2643 | 0 | 0 | 0 | 0 | 0 | 0 | 0 | 3217530.2177 | 0 | 0 | 0 | 0 | 0 | 0 | 0 | 0 | 0 | 0 | 18922.3849 | 0 | 0 | 0 | 0 | 0 | 0 | 0 | 0 | 0 | 278980.8824 | 0 | 0 | 0 | 0 | 0 | 0 | 0
2016-06-08 18:00 | 0 | 0 | 0 | 0 | 0 | 0 | 814560.7976 | 532051 | 0 | 0 | 0 | 0 | 351308.1795 | 0 | 0 | 0 | 0 | 0 | 0 | 0 | 3496511.1001 | 0 | 0 | 0 | 0 | 0 | 0 | 0 | 0 | 0 | 0 | 3528.9152 | 0 | 0 | 0 | 0 | 0 | 0 | 0 | 0 | 0 | 278980.8824 | 0 | 0 | 0 | 0 | 0 | 0 | 0
2016-06-08 19:00 | 0 | 0 | 0 | 0 | 0 | 0 | 802888.7634 | 543040 | 0 | 0 | 0 | 0 | 332176.0604 | 0 | 0 | 0 | 0 | 0 | 0 | 0 | 3775491.9825 | 0 | 0 | 0 | 0 | 0 | 0 | 0 | 0 | 0 | 0 | -19132.1191 | 0 | 0 | 0 | 0 | 0 | 0 | 0 | 0 | 0 | 278980.8824 | 0 | 0 | 0 | 0 | 0 | 0 | 0
2016-06-08 20:00 | 0 | 0 | 0 | 0 | 0 | 0 | 792230.0285 | 551323 | 0 | 0 | 0 | 0 | 294102.2064 | 0 | 0 | 0 | 0 | 0 | 0 | 0 | 4054472.865 | 0 | 0 | 0 | 0 | 0 | 0 | 0 | 0 | 0 | 0 | -38073.854 | 0 | 0 | 0 | 0 | 0 | 0 | 0 | 0 | 0 | 278980.8824 | 0 | 0 | 0 | 0 | 0 | 0 | 0
2016-06-08 21:00 | 0 | 0 | 0 | 0 | 0 | 0 | 771579.849 | 555836 | 0 | 0 | 0 | 0 | 382845.3582 | 0 | 0 | 0 | 0 | 0 | 0 | 0 | 4181473.5622 | 0 | 0 | 0 | 0 | 0 | 0 | 0 | 0 | 0 | 0 | 88743.1518 | 0 | 0 | 0 | 0 | 0 | 0 | 0 | 0 | 0 | 127000.6972 | 0 | 0 | 0 | 0 | 0 | 0 | 0
2016-06-08 22:00 | 0 | 0 | 0 | 0 | 0 | 0 | 733353.6609 | 553751 | 0 | 0 | 0 | 0 | 294102.2064 | 0 | 0 | 0 | 0 | 0 | 0 | 0 | 4449819.3748 | 0 | 0 | 0 | 0 | 0 | 0 | 0 | 0 | 0 | 0 | -88743.1518 | 0 | 0 | 0 | 0 | 0 | 0 | 0 | 0 | 0 | 268345.8127 | 0 | 0 | 0 | 0 | 0 | 0 | 0
2016-06-08 23:00 | 0 | 0 | 0 | 0 | 0 | 0 | 649113.8763 | 543784 | 0 | 0 | 0 | 0 | 382845.3582 | 0 | 0 | 0 | 0 | 0 | 0 | 0 | 4466406.0993 | 0 | 0 | 0 | 0 | 0 | 0 | 0 | 0 | 0 | 0 | 88743.1518 | 0 | 0 | 0 | 0 | 0 | 0 | 0 | 0 | 0 | 16586.7245 | 0 | 0 | 0 | 0 | 0 | 0 | 0
2016-06-09 | 0 | 0 | 0 | 0 | 0 | 0 | 510479.4076 | 530422 | 0 | 0 | 0 | 0 | 335292.5261 | 0 | 0 | 0 | 0 | 0 | 0 | 0 | 4494016.3391 | 0 | 0 | 0 | 0 | 0 | 0 | 0 | 0 | 0 | 0 | -47552.8322 | 0 | 0 | 0 | 0 | 0 | 0 | 0 | 0 | 0 | 27610.2398 | 0 | 0 | 0 | 0 | 0 | 0 | 0
2016-06-09 01:00 | 0 | 0 | 0 | 0 | 0 | 537871.4534 | 278231.5101 | 517442 | 0 | 0 | 0 | 0 | 354972.6072 | 0 | 0 | 0 | 0 | 0 | 0 | 0 | 4772997.2216 | 0 | 0 | 0 | 0 | 0 | 0 | 0 | 0 | 0 | 0 | 19680.0811 | 0 | 0 | 0 | 0 | 0 | 0 | 0 | 0 | 0 | 278980.8824 | 0 | 0 | 0 | 0 | 0 | 0 | 0
2016-06-09 02:00 | 0 | 0 | 0 | 0 | 0 | 90150.7337 | 36528.232 | 494403 | 0 | 0 | 0 | 0 | 266229.4554 | 0 | 0 | 0 | 0 | 0 | 0 | 0 | 4494016.3391 | 0 | 0 | 0 | 0 | 0 | 0 | 0 | 0 | 0 | 0 | -88743.1518 | 0 | 0 | 0 | 0 | 0 | 0 | 0 | 0 | 0 | -278980.8824 | 0 | 0 | 0 | 0 | 0 | 0 | 0
2016-06-09 03:00 | 0 | 0 | 0 | 0 | 0 | 93779.4044 | 1.5613 | 461505 | 0 | 0 | 0 | 0 | 177486.3036 | 0 | 0 | 0 | 0 | 0 | 0 | 0 | 4215035.4567 | 0 | 0 | 0 | 0 | 0 | 0 | 0 | 0 | 0 | 0 | -88743.1518 | 0 | 0 | 0 | 0 | 0 | 0 | 0 | 0 | 0 | -278980.8824 | 0 | 0 | 0 | 0 | 0 | 0 | 0
2016-06-09 04:00 | 0 | 0 | 0 | 0 | 0 | 61760.9658 | 0 | 429485 | 0 | 0 | 0 | 0 | 88743.1518 | 0 | 0 | 0 | 0 | 0 | 0 | 0 | 3936054.5742 | 0 | 0 | 0 | 0 | 0 | 0 | 0 | 0 | 0 | 0 | -88743.1518 | 0 | 0 | 0 | 0 | 0 | 0 | 0 | 0 | 0 | -278980.8824 | 0 | 0 | 0 | 0 | 0 | 0 | 0
2016-06-09 05:00 | 0 | 0 | 0 | 0 | 0 | 648466.9783 | 0 | 402849 | 0 | 0 | 0 | 0 | 177486.3036 | 0 | 0 | 0 | 0 | 0 | 0 | 0 | 4092929.4007 | 0 | 0 | 0 | 0 | 0 | 0 | 0 | 0 | 0 | 0 | 88743.1518 | 0 | 0 | 0 | 0 | 0 | 0 | 0 | 0 | 0 | 156874.8265 | 0 | 0 | 0 | 0 | 0 | 0 | 0
2016-06-09 06:00 | 0 | 0 | 0 | 0 | 0 | 192240.2694 | 0 | 382478 | 0 | 0 | 0 | 0 | 266229.4554 | 0 | 0 | 0 | 0 | 0 | 0 | 0 | 3813948.5183 | 0 | 0 | 0 | 0 | 0 | 0 | 0 | 0 | 0 | 0 | 88743.1518 | 0 | 0 | 0 | 0 | 0 | 0 | 0 | 0 | 0 | -278980.8824 | 0 | 0 | 0 | 0 | 0 | 0 | 0
2016-06-09 07:00 | 0 | 0 | 0 | 0 | 0 | 178583.2694 | 0 | 368821 | 0 | 0 | 0 | 0 | 354972.6072 | 0 | 0 | 0 | 0 | 0 | 0 | 0 | 3534967.6359 | 0 | 0 | 0 | 0 | 0 | 0 | 0 | 0 | 0 | 0 | 88743.1518 | 0 | 0 | 0 | 0 | 0 | 0 | 0 | 0 | 0 | -278980.8824 | 0 | 0 | 0 | 0 | 0 | 0 | 0
2016-06-09 08:00 | 0 | 0 | 0 | 0 | 0 | 0 | 0 | 362709 | 0 | 0 | 0 | 0 | 266229.4554 | 0 | 0 | 0 | 0 | 0 | 0 | 0 | 3261001.7876 | 0 | 0 | 0 | 0 | 0 | 0 | 0 | 0 | 0 | 0 | -88743.1518 | 0 | 0 | 0 | 0 | 0 | 0 | 0 | 0 | 0 | -273965.8482 | 0 | 0 | 0 | 0 | 0 | 0 | 0
2016-06-09 09:00 | 0 | 0 | 0 | 0 | 0 | 0 | 0 | 366616 | 0 | 0 | 0 | 0 | 177486.3036 | 0 | 0 | 0 | 0 | 0 | 0 | 0 | 2983128.9394 | 0 | 0 | 0 | 0 | 0 | 0 | 0 | 0 | 0 | 0 | -88743.1518 | 0 | 0 | 0 | 0 | 0 | 0 | 0 | 0 | 0 | -277872.8482 | 0 | 0 | 0 | 0 | 0 | 0 | 0
2016-06-09 10:00 | 0 | 0 | 0 | 0 | 0 | 12590.9658 | 0 | 380315 | 0 | 0 | 0 | 0 | 88743.1518 | 0 | 0 | 0 | 0 | 0 | 0 | 0 | 2704148.057 | 0 | 0 | 0 | 0 | 0 | 0 | 0 | 0 | 0 | 0 | -88743.1518 | 0 | 0 | 0 | 0 | 0 | 0 | 0 | 0 | 0 | -278980.8824 | 0 | 0 | 0 | 0 | 0 | 0 | 0
2016-06-09 11:00 | 0 | 0 | 0 | 0 | 0 | 30572.3477 | 7.618 | 398304 | 0 | 0 | 0 | 0 | 0 | 0 | 0 | 0 | 0 | 0 | 0 | 0 | 2425167.1746 | 0 | 0 | 0 | 0 | 0 | 0 | 0 | 0 | 0 | 0 | -88743.1518 | 0 | 0 | 0 | 0 | 0 | 0 | 0 | 0 | 0 | -278980.8824 | 0 | 0 | 0 | 0 | 0 | 0 | 0
2016-06-09 12:00 | 0 | 0 | 0 | 0 | 0 | 225329.5374 | 120877.1087 | 419320 | 0 | 0 | 0 | 0 | 0 | 0 | 0 | 0 | 0 | 0 | 0 | 0 | 2352053.8206 | 0 | 0 | 0 | 0 | 0 | 0 | 0 | 0 | 0 | 0 | 0 | 0 | 0 | 0 | 0 | 0 | 0 | 0 | 0 | 0 | -73113.3539 | 0 | 0 | 0 | 0 | 0 | 0 | 0
2016-06-09 13:00 | 0 | 0 | 0 | 0 | 0 | 0 | 455795.962 | 441583 | 0 | 0 | 0 | 0 | 0 | 0 | 0 | 0 | 0 | 0 | 0 | 0 | 2366266.7826 | 0 | 0 | 0 | 0 | 0 | 0 | 0 | 0 | 0 | 0 | 0 | 0 | 0 | 0 | 0 | 0 | 0 | 0 | 0 | 0 | 14212.962 | 0 | 0 | 0 | 0 | 0 | 0 | 0
2016-06-09 14:00 | 0 | 0 | 0 | 0 | 0 | 0 | 671652.7333 | 464597 | 0 | 0 | 0 | 0 | 0 | 0 | 0 | 0 | 0 | 0 | 0 | 0 | 2573322.5159 | 0 | 0 | 0 | 0 | 0 | 0 | 0 | 0 | 0 | 0 | 0 | 0 | 0 | 0 | 0 | 0 | 0 | 0 | 0 | 0 | 207055.7333 | 0 | 0 | 0 | 0 | 0 | 0 | 0
2016-06-09 15:00 | 0 | 0 | 0 | 0 | 0 | 0 | 787691.1122 | 485879 | 0 | 0 | 0 | 0 | 22831.2297 | 0 | 0 | 0 | 0 | 0 | 0 | 0 | 2852303.3984 | 0 | 0 | 0 | 0 | 0 | 0 | 0 | 0 | 0 | 0 | 22831.2297 | 0 | 0 | 0 | 0 | 0 | 0 | 0 | 0 | 0 | 278980.8824 | 0 | 0 | 0 | 0 | 0 | 0 | 0
2016-06-09 16:00 | 0 | 0 | 0 | 0 | 0 | 0 | 847715.6237 | 505989 | 0 | 0 | 0 | 0 | 111574.3815 | 0 | 0 | 0 | 0 | 0 | 0 | 0 | 3105286.8703 | 0 | 0 | 0 | 0 | 0 | 0 | 0 | 0 | 0 | 0 | 88743.1518 | 0 | 0 | 0 | 0 | 0 | 0 | 0 | 0 | 0 | 252983.4719 | 0 | 0 | 0 | 0 | 0 | 0 | 0
2016-06-09 17:00 | 0 | 0 | 0 | 0 | 0 | 0 | 862001.6498 | 524767 | 0 | 0 | 0 | 0 | 200317.5333 | 0 | 0 | 0 | 0 | 0 | 0 | 0 | 3353778.3683 | 0 | 0 | 0 | 0 | 0 | 0 | 0 | 0 | 0 | 0 | 88743.1518 | 0 | 0 | 0 | 0 | 0 | 0 | 0 | 0 | 0 | 248491.498 | 0 | 0 | 0 | 0 | 0 | 0 | 0
2016-06-09 18:00 | 0 | 0 | 0 | 0 | 0 | 0 | 859562.1971 | 539999 | 0 | 0 | 0 | 0 | 289060.6851 | 0 | 0 | 0 | 0 | 0 | 0 | 0 | 3584598.4136 | 0 | 0 | 0 | 0 | 0 | 0 | 0 | 0 | 0 | 0 | 88743.1518 | 0 | 0 | 0 | 0 | 0 | 0 | 0 | 0 | 0 | 230820.0453 | 0 | 0 | 0 | 0 | 0 | 0 | 0
2016-06-09 19:00 | 0 | 0 | 0 | 0 | 0 | 0 | 851198.7201 | 552774 | 0 | 0 | 0 | 0 | 308504.5227 | 0 | 0 | 0 | 0 | 0 | 0 | 0 | 3863579.296 | 0 | 0 | 0 | 0 | 0 | 0 | 0 | 0 | 0 | 0 | 19443.8376 | 0 | 0 | 0 | 0 | 0 | 0 | 0 | 0 | 0 | 278980.8824 | 0 | 0 | 0 | 0 | 0 | 0 | 0
2016-06-09 20:00 | 0 | 0 | 0 | 0 | 0 | 0 | 844763.9567 | 560594 | 0 | 0 | 0 | 0 | 313693.5969 | 0 | 0 | 0 | 0 | 0 | 0 | 0 | 4142560.1784 | 0 | 0 | 0 | 0 | 0 | 0 | 0 | 0 | 0 | 0 | 5189.0742 | 0 | 0 | 0 | 0 | 0 | 0 | 0 | 0 | 0 | 278980.8824 | 0 | 0 | 0 | 0 | 0 | 0 | 0
2016-06-09 21:00 | 0 | 0 | 0 | 0 | 0 | 0 | 829076.8561 | 566846 | 0 | 0 | 0 | 0 | 296943.5706 | 0 | 0 | 0 | 0 | 0 | 0 | 0 | 4421541.0609 | 0 | 0 | 0 | 0 | 0 | 0 | 0 | 0 | 0 | 0 | -16750.0263 | 0 | 0 | 0 | 0 | 0 | 0 | 0 | 0 | 0 | 278980.8824 | 0 | 0 | 0 | 0 | 0 | 0 | 0
2016-06-09 22:00 | 0 | 0 | 0 | 0 | 0 | 0 | 793546.2126 | 564371 | 0 | 0 | 0 | 0 | 382845.3582 | 0 | 0 | 0 | 0 | 0 | 0 | 0 | 4564814.4859 | 0 | 0 | 0 | 0 | 0 | 0 | 0 | 0 | 0 | 0 | 85901.7877 | 0 | 0 | 0 | 0 | 0 | 0 | 0 | 0 | 0 | 143273.425 | 0 | 0 | 0 | 0 | 0 | 0 | 0
2016-06-09 23:00 | 0 | 0 | 0 | 0 | 0 | 0 | 710819.3286 | 554318 | 0 | 0 | 0 | 0 | 294102.2064 | 0 | 0 | 0 | 0 | 0 | 0 | 0 | 4810058.9662 | 0 | 0 | 0 | 0 | 0 | 0 | 0 | 0 | 0 | 0 | -88743.1518 | 0 | 0 | 0 | 0 | 0 | 0 | 0 | 0 | 0 | 245244.4804 | 0 | 0 | 0 | 0 | 0 | 0 | 0
2016-06-10 | 0 | 0 | 0 | 0 | 0 | 0 | 565344.2885 | 540316 | 0 | 0 | 0 | 0 | 294102.2064 | 0 | 0 | 0 | 0 | 0 | 0 | 0 | 4835087.2547 | 0 | 0 | 0 | 0 | 0 | 0 | 0 | 0 | 0 | 0 | 0 | 0 | 0 | 0 | 0 | 0 | 0 | 0 | 0 | 0 | 25028.2885 | 0 | 0 | 0 | 0 | 0 | 0 | 0
2016-06-10 01:00 | 0 | 0 | 0 | 0 | 0 | 569940.6248 | 328181.4094 | 530398 | 0 | 0 | 0 | 0 | 382845.3582 | 0 | 0 | 0 | 0 | 0 | 0 | 0 | 5114068.1371 | 0 | 0 | 0 | 0 | 0 | 0 | 0 | 0 | 0 | 0 | 88743.1518 | 0 | 0 | 0 | 0 | 0 | 0 | 0 | 0 | 0 | 278980.8824 | 0 | 0 | 0 | 0 | 0 | 0 | 0
2016-06-10 02:00 | 0 | 0 | 0 | 0 | 0 | 171453.7207 | 54988.3969 | 505423 | 0 | 0 | 0 | 0 | 382845.3582 | 0 | 0 | 0 | 0 | 0 | 0 | 0 | 4835087.2547 | 0 | 0 | 0 | 0 | 0 | 0 | 0 | 0 | 0 | 0 | 0 | 0 | 0 | 0 | 0 | 0 | 0 | 0 | 0 | 0 | -278980.8824 | 0 | 0 | 0 | 0 | 0 | 0 | 0
2016-06-10 03:00 | 0 | 0 | 0 | 0 | 0 | 105371.8176 | 2.1481 | 473098 | 0 | 0 | 0 | 0 | 294102.2064 | 0 | 0 | 0 | 0 | 0 | 0 | 0 | 4556106.3723 | 0 | 0 | 0 | 0 | 0 | 0 | 0 | 0 | 0 | 0 | -88743.1518 | 0 | 0 | 0 | 0 | 0 | 0 | 0 | 0 | 0 | -278980.8824 | 0 | 0 | 0 | 0 | 0 | 0 | 0
2016-06-10 04:00 | 0 | 0 | 0 | 0 | 0 | 248155.2694 | 0 | 438393 | 0 | 0 | 0 | 0 | 382845.3582 | 0 | 0 | 0 | 0 | 0 | 0 | 0 | 4277125.4898 | 0 | 0 | 0 | 0 | 0 | 0 | 0 | 0 | 0 | 0 | 88743.1518 | 0 | 0 | 0 | 0 | 0 | 0 | 0 | 0 | 0 | -278980.8824 | 0 | 0 | 0 | 0 | 0 | 0 | 0
2016-06-10 05:00 | 0 | 0 | 0 | 0 | 0 | 601749.7306 | 0 | 411512 | 0 | 0 | 0 | 0 | 294102.2064 | 0 | 0 | 0 | 0 | 0 | 0 | 0 | 4556106.3723 | 0 | 0 | 0 | 0 | 0 | 0 | 0 | 0 | 0 | 0 | -88743.1518 | 0 | 0 | 0 | 0 | 0 | 0 | 0 | 0 | 0 | 278980.8824 | 0 | 0 | 0 | 0 | 0 | 0 | 0
2016-06-10 06:00 | 0 | 0 | 0 | 0 | 0 | 23501.9658 | 0 | 391226 | 0 | 0 | 0 | 0 | 205359.0546 | 0 | 0 | 0 | 0 | 0 | 0 | 0 | 4277125.4898 | 0 | 0 | 0 | 0 | 0 | 0 | 0 | 0 | 0 | 0 | -88743.1518 | 0 | 0 | 0 | 0 | 0 | 0 | 0 | 0 | 0 | -278980.8824 | 0 | 0 | 0 | 0 | 0 | 0 | 0
2016-06-10 07:00 | 0 | 0 | 0 | 0 | 0 | 186647.2694 | 0 | 376885 | 0 | 0 | 0 | 0 | 294102.2064 | 0 | 0 | 0 | 0 | 0 | 0 | 0 | 3998144.6074 | 0 | 0 | 0 | 0 | 0 | 0 | 0 | 0 | 0 | 0 | 88743.1518 | 0 | 0 | 0 | 0 | 0 | 0 | 0 | 0 | 0 | -278980.8824 | 0 | 0 | 0 | 0 | 0 | 0 | 0
2016-06-10 08:00 | 0 | 0 | 0 | 0 | 0 | 179308.2694 | 0 | 369546 | 0 | 0 | 0 | 0 | 382845.3582 | 0 | 0 | 0 | 0 | 0 | 0 | 0 | 3719163.7249 | 0 | 0 | 0 | 0 | 0 | 0 | 0 | 0 | 0 | 0 | 88743.1518 | 0 | 0 | 0 | 0 | 0 | 0 | 0 | 0 | 0 | -278980.8824 | 0 | 0 | 0 | 0 | 0 | 0 | 0
2016-06-10 09:00 | 0 | 0 | 0 | 0 | 0 | 4673.9658 | 0 | 372398 | 0 | 0 | 0 | 0 | 294102.2064 | 0 | 0 | 0 | 0 | 0 | 0 | 0 | 3440182.8425 | 0 | 0 | 0 | 0 | 0 | 0 | 0 | 0 | 0 | 0 | -88743.1518 | 0 | 0 | 0 | 0 | 0 | 0 | 0 | 0 | 0 | -278980.8824 | 0 | 0 | 0 | 0 | 0 | 0 | 0
2016-06-10 10:00 | 0 | 0 | 0 | 0 | 0 | 16132.9658 | 0 | 383857 | 0 | 0 | 0 | 0 | 205359.0546 | 0 | 0 | 0 | 0 | 0 | 0 | 0 | 3161201.96 | 0 | 0 | 0 | 0 | 0 | 0 | 0 | 0 | 0 | 0 | -88743.1518 | 0 | 0 | 0 | 0 | 0 | 0 | 0 | 0 | 0 | -278980.8824 | 0 | 0 | 0 | 0 | 0 | 0 | 0
2016-06-10 11:00 | 0 | 0 | 0 | 0 | 0 | 328799.8571 | 9.5776 | 402748 | 0 | 0 | 0 | 0 | 294102.2064 | 0 | 0 | 0 | 0 | 0 | 0 | 0 | 2998520.2429 | 0 | 0 | 0 | 0 | 0 | 0 | 0 | 0 | 0 | 0 | 88743.1518 | 0 | 0 | 0 | 0 | 0 | 0 | 0 | 0 | 0 | -162681.7171 | 0 | 0 | 0 | 0 | 0 | 0 | 0
2016-06-10 12:00 | 0 | 0 | 0 | 0 | 0 | 0 | 132632.6134 | 426829 | 0 | 0 | 0 | 0 | 205359.0546 | 0 | 0 | 0 | 0 | 0 | 0 | 0 | 2793067.0081 | 0 | 0 | 0 | 0 | 0 | 0 | 0 | 0 | 0 | 0 | -88743.1518 | 0 | 0 | 0 | 0 | 0 | 0 | 0 | 0 | 0 | -205453.2348 | 0 | 0 | 0 | 0 | 0 | 0 | 0
2016-06-10 13:00 | 0 | 0 | 0 | 0 | 0 | 0 | 448663.61 | 454646 | 0 | 0 | 0 | 0 | 294102.2064 | 0 | 0 | 0 | 0 | 0 | 0 | 0 | 2698341.4664 | 0 | 0 | 0 | 0 | 0 | 0 | 0 | 0 | 0 | 0 | 88743.1518 | 0 | 0 | 0 | 0 | 0 | 0 | 0 | 0 | 0 | -94725.5418 | 0 | 0 | 0 | 0 | 0 | 0 | 0
2016-06-10 14:00 | 0 | 0 | 0 | 0 | 0 | 0 | 617048.8653 | 482301 | 0 | 0 | 0 | 0 | 382845.3582 | 0 | 0 | 0 | 0 | 0 | 0 | 0 | 2744346.1799 | 0 | 0 | 0 | 0 | 0 | 0 | 0 | 0 | 0 | 0 | 88743.1518 | 0 | 0 | 0 | 0 | 0 | 0 | 0 | 0 | 0 | 46004.7135 | 0 | 0 | 0 | 0 | 0 | 0 | 0
2016-06-10 15:00 | 0 | 0 | 0 | 0 | 0 | 0 | 713990.7557 | 508873 | 0 | 0 | 0 | 0 | 308982.2315 | 0 | 0 | 0 | 0 | 0 | 0 | 0 | 3023327.0623 | 0 | 0 | 0 | 0 | 0 | 0 | 0 | 0 | 0 | 0 | -73863.1267 | 0 | 0 | 0 | 0 | 0 | 0 | 0 | 0 | 0 | 278980.8824 | 0 | 0 | 0 | 0 | 0 | 0 | 0
2016-06-10 16:00 | 0 | 0 | 0 | 0 | 0 | 0 | 764928.0719 | 531905 | 0 | 0 | 0 | 0 | 294102.2064 | 0 | 0 | 0 | 0 | 0 | 0 | 0 | 3271230.1593 | 0 | 0 | 0 | 0 | 0 | 0 | 0 | 0 | 0 | 0 | -14880.0251 | 0 | 0 | 0 | 0 | 0 | 0 | 0 | 0 | 0 | 247903.097 | 0 | 0 | 0 | 0 | 0 | 0 | 0
2016-06-10 17:00 | 0 | 0 | 0 | 0 | 0 | 0 | 780100.2651 | 551022 | 0 | 0 | 0 | 0 | 382845.3582 | 0 | 0 | 0 | 0 | 0 | 0 | 0 | 3411565.2726 | 0 | 0 | 0 | 0 | 0 | 0 | 0 | 0 | 0 | 0 | 88743.1518 | 0 | 0 | 0 | 0 | 0 | 0 | 0 | 0 | 0 | 140335.1133 | 0 | 0 | 0 | 0 | 0 | 0 | 0
2016-06-10 18:00 | 0 | 0 | 0 | 0 | 0 | 0 | 777980.744 | 567314 | 0 | 0 | 0 | 0 | 382845.3582 | 0 | 0 | 0 | 0 | 0 | 0 | 0 | 3622232.0166 | 0 | 0 | 0 | 0 | 0 | 0 | 0 | 0 | 0 | 0 | 0 | 0 | 0 | 0 | 0 | 0 | 0 | 0 | 0 | 0 | 210666.744 | 0 | 0 | 0 | 0 | 0 | 0 | 0
2016-06-10 19:00 | 0 | 0 | 0 | 0 | 0 | 0 | 768581.9047 | 579868 | 0 | 0 | 0 | 0 | 294102.2064 | 0 | 0 | 0 | 0 | 0 | 0 | 0 | 3899689.0731 | 0 | 0 | 0 | 0 | 0 | 0 | 0 | 0 | 0 | 0 | -88743.1518 | 0 | 0 | 0 | 0 | 0 | 0 | 0 | 0 | 0 | 277457.0565 | 0 | 0 | 0 | 0 | 0 | 0 | 0
2016-06-10 20:00 | 0 | 0 | 0 | 0 | 0 | 0 | 751213.6716 | 589997 | 0 | 0 | 0 | 0 | 382845.3582 | 0 | 0 | 0 | 0 | 0 | 0 | 0 | 3972162.5929 | 0 | 0 | 0 | 0 | 0 | 0 | 0 | 0 | 0 | 0 | 88743.1518 | 0 | 0 | 0 | 0 | 0 | 0 | 0 | 0 | 0 | 72473.5198 | 0 | 0 | 0 | 0 | 0 | 0 | 0
2016-06-10 21:00 | 0 | 0 | 0 | 0 | 0 | 0 | 716496.9077 | 593420 | 0 | 0 | 0 | 0 | 382845.3582 | 0 | 0 | 0 | 0 | 0 | 0 | 0 | 4095239.5006 | 0 | 0 | 0 | 0 | 0 | 0 | 0 | 0 | 0 | 0 | 0 | 0 | 0 | 0 | 0 | 0 | 0 | 0 | 0 | 0 | 123076.9077 | 0 | 0 | 0 | 0 | 0 | 0 | 0
2016-06-10 22:00 | 0 | 0 | 0 | 0 | 0 | 0 | 659638.1574 | 587600 | 0 | 0 | 0 | 0 | 294102.2064 | 0 | 0 | 0 | 0 | 0 | 0 | 0 | 4256020.8098 | 0 | 0 | 0 | 0 | 0 | 0 | 0 | 0 | 0 | 0 | -88743.1518 | 0 | 0 | 0 | 0 | 0 | 0 | 0 | 0 | 0 | 160781.3092 | 0 | 0 | 0 | 0 | 0 | 0 | 0
2016-06-10 23:00 | 0 | 0 | 0 | 0 | 0 | 0 | 563152.8456 | 573688 | 0 | 0 | 0 | 0 | 382845.3582 | 0 | 0 | 0 | 0 | 0 | 0 | 0 | 4156742.5036 | 0 | 0 | 0 | 0 | 0 | 0 | 0 | 0 | 0 | 0 | 88743.1518 | 0 | 0 | 0 | 0 | 0 | 0 | 0 | 0 | 0 | -99278.3062 | 0 | 0 | 0 | 0 | 0 | 0 | 0
2016-06-11 | 0 | 0 | 0 | 0 | 0 | 0 | 424484.7286 | 556480 | 0 | 0 | 0 | 0 | 382845.3582 | 0 | 0 | 0 | 0 | 0 | 0 | 0 | 4024747.2323 | 0 | 0 | 0 | 0 | 0 | 0 | 0 | 0 | 0 | 0 | 0 | 0 | 0 | 0 | 0 | 0 | 0 | 0 | 0 | 0 | -131995.2714 | 0 | 0 | 0 | 0 | 0 | 0 | 0
2016-06-11 01:00 | 0 | 0 | 0 | 0 | 0 | 0 | 224175.677 | 540736 | 0 | 0 | 0 | 0 | 294102.2064 | 0 | 0 | 0 | 0 | 0 | 0 | 0 | 3796930.0611 | 0 | 0 | 0 | 0 | 0 | 0 | 0 | 0 | 0 | 0 | -88743.1518 | 0 | 0 | 0 | 0 | 0 | 0 | 0 | 0 | 0 | -227817.1712 | 0 | 0 | 0 | 0 | 0 | 0 | 0
2016-06-11 02:00 | 0 | 0 | 0 | 0 | 0 | 293291.1647 | 34110.1047 | 517639 | 0 | 0 | 0 | 0 | 382845.3582 | 0 | 0 | 0 | 0 | 0 | 0 | 0 | 3517949.1787 | 0 | 0 | 0 | 0 | 0 | 0 | 0 | 0 | 0 | 0 | 88743.1518 | 0 | 0 | 0 | 0 | 0 | 0 | 0 | 0 | 0 | -278980.8824 | 0 | 0 | 0 | 0 | 0 | 0 | 0
2016-06-11 03:00 | 0 | 0 | 0 | 0 | 0 | 118913.2203 | 2.7454 | 486640 | 0 | 0 | 0 | 0 | 294102.2064 | 0 | 0 | 0 | 0 | 0 | 0 | 0 | 3238968.2962 | 0 | 0 | 0 | 0 | 0 | 0 | 0 | 0 | 0 | 0 | -88743.1518 | 0 | 0 | 0 | 0 | 0 | 0 | 0 | 0 | 0 | -278980.8824 | 0 | 0 | 0 | 0 | 0 | 0 | 0
2016-06-11 04:00 | 0 | 0 | 0 | 0 | 0 | 643189.5743 | 0 | 455231 | 0 | 0 | 0 | 0 | 382845.3582 | 0 | 0 | 0 | 0 | 0 | 0 | 0 | 3338183.7187 | 0 | 0 | 0 | 0 | 0 | 0 | 0 | 0 | 0 | 0 | 88743.1518 | 0 | 0 | 0 | 0 | 0 | 0 | 0 | 0 | 0 | 99215.4225 | 0 | 0 | 0 | 0 | 0 | 0 | 0
2016-06-11 05:00 | 0 | 0 | 0 | 0 | 0 | 615428.9898 | 0 | 426453 | 0 | 0 | 0 | 0 | 294102.2064 | 0 | 0 | 0 | 0 | 0 | 0 | 0 | 3615902.8603 | 0 | 0 | 0 | 0 | 0 | 0 | 0 | 0 | 0 | 0 | -88743.1518 | 0 | 0 | 0 | 0 | 0 | 0 | 0 | 0 | 0 | 277719.1416 | 0 | 0 | 0 | 0 | 0 | 0 | 0
2016-06-11 06:00 | 0 | 0 | 0 | 0 | 0 | 37964.9658 | 0 | 405689 | 0 | 0 | 0 | 0 | 205359.0546 | 0 | 0 | 0 | 0 | 0 | 0 | 0 | 3336921.9778 | 0 | 0 | 0 | 0 | 0 | 0 | 0 | 0 | 0 | 0 | -88743.1518 | 0 | 0 | 0 | 0 | 0 | 0 | 0 | 0 | 0 | -278980.8824 | 0 | 0 | 0 | 0 | 0 | 0 | 0
2016-06-11 07:00 | 0 | 0 | 0 | 0 | 0 | 198007.2694 | 0 | 388245 | 0 | 0 | 0 | 0 | 294102.2064 | 0 | 0 | 0 | 0 | 0 | 0 | 0 | 3057941.0954 | 0 | 0 | 0 | 0 | 0 | 0 | 0 | 0 | 0 | 0 | 88743.1518 | 0 | 0 | 0 | 0 | 0 | 0 | 0 | 0 | 0 | -278980.8824 | 0 | 0 | 0 | 0 | 0 | 0 | 0
2016-06-11 08:00 | 0 | 0 | 0 | 0 | 0 | 8247.9658 | 0 | 375972 | 0 | 0 | 0 | 0 | 205359.0546 | 0 | 0 | 0 | 0 | 0 | 0 | 0 | 2778960.2129 | 0 | 0 | 0 | 0 | 0 | 0 | 0 | 0 | 0 | 0 | -88743.1518 | 0 | 0 | 0 | 0 | 0 | 0 | 0 | 0 | 0 | -278980.8824 | 0 | 0 | 0 | 0 | 0 | 0 | 0
2016-06-11 09:00 | 0 | 0 | 0 | 0 | 0 | 4331.9658 | 0 | 372056 | 0 | 0 | 0 | 0 | 116615.9029 | 0 | 0 | 0 | 0 | 0 | 0 | 0 | 2499979.3305 | 0 | 0 | 0 | 0 | 0 | 0 | 0 | 0 | 0 | 0 | -88743.1518 | 0 | 0 | 0 | 0 | 0 | 0 | 0 | 0 | 0 | -278980.8824 | 0 | 0 | 0 | 0 | 0 | 0 | 0
2016-06-11 10:00 | 0 | 0 | 0 | 0 | 0 | 4748.9658 | 0 | 372473 | 0 | 0 | 0 | 0 | 27872.7511 | 0 | 0 | 0 | 0 | 0 | 0 | 0 | 2220998.4481 | 0 | 0 | 0 | 0 | 0 | 0 | 0 | 0 | 0 | 0 | -88743.1518 | 0 | 0 | 0 | 0 | 0 | 0 | 0 | 0 | 0 | -278980.8824 | 0 | 0 | 0 | 0 | 0 | 0 | 0
2016-06-11 11:00 | 0 | 0 | 0 | 0 | 0 | 367346.8425 | 8.4144 | 382390 | 0 | 0 | 0 | 0 | 116615.9029 | 0 | 0 | 0 | 0 | 0 | 0 | 0 | 2117220.5532 | 0 | 0 | 0 | 0 | 0 | 0 | 0 | 0 | 0 | 0 | 88743.1518 | 0 | 0 | 0 | 0 | 0 | 0 | 0 | 0 | 0 | -103777.8948 | 0 | 0 | 0 | 0 | 0 | 0 | 0
2016-06-11 12:00 | 0 | 0 | 0 | 0 | 0 | 243259.1416 | 96532.1277 | 405494 | 0 | 0 | 0 | 0 | 205359.0546 | 0 | 0 | 0 | 0 | 0 | 0 | 0 | 1962774.6708 | 0 | 0 | 0 | 0 | 0 | 0 | 0 | 0 | 0 | 0 | 88743.1518 | 0 | 0 | 0 | 0 | 0 | 0 | 0 | 0 | 0 | -154445.8825 | 0 | 0 | 0 | 0 | 0 | 0 | 0
2016-06-11 13:00 | 0 | 0 | 0 | 0 | 0 | 0 | 323370.4483 | 438077 | 0 | 0 | 0 | 0 | 294102.2064 | 0 | 0 | 0 | 0 | 0 | 0 | 0 | 1759324.9673 | 0 | 0 | 0 | 0 | 0 | 0 | 0 | 0 | 0 | 0 | 88743.1518 | 0 | 0 | 0 | 0 | 0 | 0 | 0 | 0 | 0 | -203449.7035 | 0 | 0 | 0 | 0 | 0 | 0 | 0
2016-06-11 14:00 | 0 | 0 | 0 | 0 | 0 | 153794.1679 | 509783.5627 | 473340 | 0 | 0 | 0 | 0 | 205359.0546 | 0 | 0 | 0 | 0 | 0 | 0 | 0 | 2038305.8497 | 0 | 0 | 0 | 0 | 0 | 0 | 0 | 0 | 0 | 0 | -88743.1518 | 0 | 0 | 0 | 0 | 0 | 0 | 0 | 0 | 0 | 278980.8824 | 0 | 0 | 0 | 0 | 0 | 0 | 0
2016-06-11 15:00 | 0 | 0 | 0 | 0 | 0 | 0 | 628616.262 | 506666 | 0 | 0 | 0 | 0 | 294102.2064 | 0 | 0 | 0 | 0 | 0 | 0 | 0 | 2071512.9599 | 0 | 0 | 0 | 0 | 0 | 0 | 0 | 0 | 0 | 0 | 88743.1518 | 0 | 0 | 0 | 0 | 0 | 0 | 0 | 0 | 0 | 33207.1102 | 0 | 0 | 0 | 0 | 0 | 0 | 0
2016-06-11 16:00 | 0 | 0 | 0 | 0 | 0 | 0 | 694015.4197 | 534752 | 0 | 0 | 0 | 0 | 205359.0546 | 0 | 0 | 0 | 0 | 0 | 0 | 0 | 2319519.5314 | 0 | 0 | 0 | 0 | 0 | 0 | 0 | 0 | 0 | 0 | -88743.1518 | 0 | 0 | 0 | 0 | 0 | 0 | 0 | 0 | 0 | 248006.5715 | 0 | 0 | 0 | 0 | 0 | 0 | 0
2016-06-11 17:00 | 0 | 0 | 0 | 0 | 0 | 0 | 715700.8923 | 555285 | 0 | 0 | 0 | 0 | 294102.2064 | 0 | 0 | 0 | 0 | 0 | 0 | 0 | 2391192.2719 | 0 | 0 | 0 | 0 | 0 | 0 | 0 | 0 | 0 | 0 | 88743.1518 | 0 | 0 | 0 | 0 | 0 | 0 | 0 | 0 | 0 | 71672.7405 | 0 | 0 | 0 | 0 | 0 | 0 | 0
2016-06-11 18:00 | 0 | 0 | 0 | 0 | 0 | 0 | 709683.5369 | 571006 | 0 | 0 | 0 | 0 | 382845.3582 | 0 | 0 | 0 | 0 | 0 | 0 | 0 | 2441126.657 | 0 | 0 | 0 | 0 | 0 | 0 | 0 | 0 | 0 | 0 | 88743.1518 | 0 | 0 | 0 | 0 | 0 | 0 | 0 | 0 | 0 | 49934.3851 | 0 | 0 | 0 | 0 | 0 | 0 | 0
2016-06-11 19:00 | 0 | 0 | 0 | 0 | 0 | 0 | 695662.8892 | 582511 | 0 | 0 | 0 | 0 | 294102.2064 | 0 | 0 | 0 | 0 | 0 | 0 | 0 | 2643021.698 | 0 | 0 | 0 | 0 | 0 | 0 | 0 | 0 | 0 | 0 | -88743.1518 | 0 | 0 | 0 | 0 | 0 | 0 | 0 | 0 | 0 | 201895.041 | 0 | 0 | 0 | 0 | 0 | 0 | 0
2016-06-11 20:00 | 0 | 0 | 0 | 0 | 0 | 0 | 671655.9199 | 590597 | 0 | 0 | 0 | 0 | 382845.3582 | 0 | 0 | 0 | 0 | 0 | 0 | 0 | 2635337.4661 | 0 | 0 | 0 | 0 | 0 | 0 | 0 | 0 | 0 | 0 | 88743.1518 | 0 | 0 | 0 | 0 | 0 | 0 | 0 | 0 | 0 | -7684.2319 | 0 | 0 | 0 | 0 | 0 | 0 | 0
2016-06-11 21:00 | 0 | 0 | 0 | 0 | 0 | 0 | 633922.8424 | 595049 | 0 | 0 | 0 | 0 | 382845.3582 | 0 | 0 | 0 | 0 | 0 | 0 | 0 | 2674211.3085 | 0 | 0 | 0 | 0 | 0 | 0 | 0 | 0 | 0 | 0 | 0 | 0 | 0 | 0 | 0 | 0 | 0 | 0 | 0 | 0 | 38873.8424 | 0 | 0 | 0 | 0 | 0 | 0 | 0
2016-06-11 22:00 | 0 | 0 | 0 | 0 | 0 | 0 | 576302.7876 | 591829 | 0 | 0 | 0 | 0 | 354943.8314 | 0 | 0 | 0 | 0 | 0 | 0 | 0 | 2686586.623 | 0 | 0 | 0 | 0 | 0 | 0 | 0 | 0 | 0 | 0 | -27901.5268 | 0 | 0 | 0 | 0 | 0 | 0 | 0 | 0 | 0 | 12375.3145 | 0 | 0 | 0 | 0 | 0 | 0 | 0
2016-06-11 23:00 | 0 | 0 | 0 | 0 | 0 | 276830.2559 | 494310.4747 | 580903 | 0 | 0 | 0 | 0 | 266200.6796 | 0 | 0 | 0 | 0 | 0 | 0 | 0 | 2965567.5054 | 0 | 0 | 0 | 0 | 0 | 0 | 0 | 0 | 0 | 0 | -88743.1518 | 0 | 0 | 0 | 0 | 0 | 0 | 0 | 0 | 0 | 278980.8824 | 0 | 0 | 0 | 0 | 0 | 0 | 0
2016-06-12 | 0 | 0 | 0 | 0 | 0 | 351.2061 | 375923.0632 | 566512 | 0 | 0 | 0 | 0 | 354943.8314 | 0 | 0 | 0 | 0 | 0 | 0 | 0 | 2686586.623 | 0 | 0 | 0 | 0 | 0 | 0 | 0 | 0 | 0 | 0 | 88743.1518 | 0 | 0 | 0 | 0 | 0 | 0 | 0 | 0 | 0 | -278980.8824 | 0 | 0 | 0 | 0 | 0 | 0 | 0
2016-06-12 01:00 | 0 | 0 | 0 | 0 | 0 | 0 | 213018.4926 | 552841 | 0 | 0 | 0 | 0 | 294102.2064 | 0 | 0 | 0 | 0 | 0 | 0 | 0 | 2407605.7405 | 0 | 0 | 0 | 0 | 0 | 0 | 0 | 0 | 0 | 0 | -60841.625 | 0 | 0 | 0 | 0 | 0 | 0 | 0 | 0 | 0 | -278980.8824 | 0 | 0 | 0 | 0 | 0 | 0 | 0
2016-06-12 02:00 | 0 | 0 | 0 | 0 | 0 | 137616.9467 | 25959.0191 | 531300 | 0 | 0 | 0 | 0 | 205359.0546 | 0 | 0 | 0 | 0 | 0 | 0 | 0 | 2128624.8581 | 0 | 0 | 0 | 0 | 0 | 0 | 0 | 0 | 0 | 0 | -88743.1518 | 0 | 0 | 0 | 0 | 0 | 0 | 0 | 0 | 0 | -278980.8824 | 0 | 0 | 0 | 0 | 0 | 0 | 0
2016-06-12 03:00 | 0 | 0 | 0 | 0 | 0 | 722751.1756 | 1.6766 | 501243 | 0 | 0 | 0 | 0 | 294102.2064 | 0 | 0 | 0 | 0 | 0 | 0 | 0 | 2261391.5584 | 0 | 0 | 0 | 0 | 0 | 0 | 0 | 0 | 0 | 0 | 88743.1518 | 0 | 0 | 0 | 0 | 0 | 0 | 0 | 0 | 0 | 132766.7004 | 0 | 0 | 0 | 0 | 0 | 0 | 0
2016-06-12 04:00 | 0 | 0 | 0 | 0 | 0 | 280449.2694 | 0 | 470687 | 0 | 0 | 0 | 0 | 382845.3582 | 0 | 0 | 0 | 0 | 0 | 0 | 0 | 1982410.676 | 0 | 0 | 0 | 0 | 0 | 0 | 0 | 0 | 0 | 0 | 88743.1518 | 0 | 0 | 0 | 0 | 0 | 0 | 0 | 0 | 0 | -278980.8824 | 0 | 0 | 0 | 0 | 0 | 0 | 0
2016-06-12 05:00 | 0 | 0 | 0 | 0 | 0 | 74329.9658 | 0 | 442054 | 0 | 0 | 0 | 0 | 294102.2064 | 0 | 0 | 0 | 0 | 0 | 0 | 0 | 1703429.7935 | 0 | 0 | 0 | 0 | 0 | 0 | 0 | 0 | 0 | 0 | -88743.1518 | 0 | 0 | 0 | 0 | 0 | 0 | 0 | 0 | 0 | -278980.8824 | 0 | 0 | 0 | 0 | 0 | 0 | 0
2016-06-12 06:00 | 0 | 0 | 0 | 0 | 0 | 50486.9658 | 0 | 418211 | 0 | 0 | 0 | 0 | 205359.0546 | 0 | 0 | 0 | 0 | 0 | 0 | 0 | 1424448.9111 | 0 | 0 | 0 | 0 | 0 | 0 | 0 | 0 | 0 | 0 | -88743.1518 | 0 | 0 | 0 | 0 | 0 | 0 | 0 | 0 | 0 | -278980.8824 | 0 | 0 | 0 | 0 | 0 | 0 | 0
2016-06-12 07:00 | 0 | 0 | 0 | 0 | 0 | 210190.2694 | 0 | 400428 | 0 | 0 | 0 | 0 | 294102.2064 | 0 | 0 | 0 | 0 | 0 | 0 | 0 | 1145468.0287 | 0 | 0 | 0 | 0 | 0 | 0 | 0 | 0 | 0 | 0 | 88743.1518 | 0 | 0 | 0 | 0 | 0 | 0 | 0 | 0 | 0 | -278980.8824 | 0 | 0 | 0 | 0 | 0 | 0 | 0
2016-06-12 08:00 | 0 | 0 | 0 | 0 | 0 | 574051.9418 | 0 | 387567 | 0 | 0 | 0 | 0 | 382845.3582 | 0 | 0 | 0 | 0 | 0 | 0 | 0 | 1243209.8187 | 0 | 0 | 0 | 0 | 0 | 0 | 0 | 0 | 0 | 0 | 88743.1518 | 0 | 0 | 0 | 0 | 0 | 0 | 0 | 0 | 0 | 97741.7901 | 0 | 0 | 0 | 0 | 0 | 0 | 0
2016-06-12 09:00 | 0 | 0 | 0 | 0 | 0 | 12295.9658 | 0 | 380020 | 0 | 0 | 0 | 0 | 294102.2064 | 0 | 0 | 0 | 0 | 0 | 0 | 0 | 964228.9363 | 0 | 0 | 0 | 0 | 0 | 0 | 0 | 0 | 0 | 0 | -88743.1518 | 0 | 0 | 0 | 0 | 0 | 0 | 0 | 0 | 0 | -278980.8824 | 0 | 0 | 0 | 0 | 0 | 0 | 0
2016-06-12 10:00 | 0 | 0 | 0 | 0 | 0 | 8485.9658 | 0 | 376210 | 0 | 0 | 0 | 0 | 205359.0546 | 0 | 0 | 0 | 0 | 0 | 0 | 0 | 685248.0538 | 0 | 0 | 0 | 0 | 0 | 0 | 0 | 0 | 0 | 0 | -88743.1518 | 0 | 0 | 0 | 0 | 0 | 0 | 0 | 0 | 0 | -278980.8824 | 0 | 0 | 0 | 0 | 0 | 0 | 0
2016-06-12 11:00 | 0 | 0 | 0 | 0 | 0 | 381190.3047 | 3.9505 | 384024 | 0 | 0 | 0 | 0 | 116615.9029 | 0 | 0 | 0 | 0 | 0 | 0 | 0 | 771161.4608 | 0 | 0 | 0 | 0 | 0 | 0 | 0 | 0 | 0 | 0 | -88743.1518 | 0 | 0 | 0 | 0 | 0 | 0 | 0 | 0 | 0 | 85913.407 | 0 | 0 | 0 | 0 | 0 | 0 | 0
2016-06-12 12:00 | 0 | 0 | 0 | 0 | 0 | 0 | 108950.0795 | 407958 | 0 | 0 | 0 | 0 | 27872.7511 | 0 | 0 | 0 | 0 | 0 | 0 | 0 | 560896.6921 | 0 | 0 | 0 | 0 | 0 | 0 | 0 | 0 | 0 | 0 | -88743.1518 | 0 | 0 | 0 | 0 | 0 | 0 | 0 | 0 | 0 | -210264.7687 | 0 | 0 | 0 | 0 | 0 | 0 | 0
2016-06-12 13:00 | 0 | 0 | 0 | 0 | 0 | 0 | 433578.1872 | 437678 | 0 | 0 | 0 | 0 | 116615.9029 | 0 | 0 | 0 | 0 | 0 | 0 | 0 | 468053.7275 | 0 | 0 | 0 | 0 | 0 | 0 | 0 | 0 | 0 | 0 | 88743.1518 | 0 | 0 | 0 | 0 | 0 | 0 | 0 | 0 | 0 | -92842.9646 | 0 | 0 | 0 | 0 | 0 | 0 | 0
2016-06-12 14:00 | 0 | 0 | 0 | 0 | 0 | 0 | 641599.1111 | 468012 | 0 | 0 | 0 | 0 | 205359.0546 | 0 | 0 | 0 | 0 | 0 | 0 | 0 | 552897.6868 | 0 | 0 | 0 | 0 | 0 | 0 | 0 | 0 | 0 | 0 | 88743.1518 | 0 | 0 | 0 | 0 | 0 | 0 | 0 | 0 | 0 | 84843.9593 | 0 | 0 | 0 | 0 | 0 | 0 | 0
2016-06-12 15:00 | 0 | 0 | 0 | 0 | 0 | 0 | 753633.8864 | 494687 | 0 | 0 | 0 | 0 | 185325.0586 | 0 | 0 | 0 | 0 | 0 | 0 | 0 | 831878.5692 | 0 | 0 | 0 | 0 | 0 | 0 | 0 | 0 | 0 | 0 | -20033.9961 | 0 | 0 | 0 | 0 | 0 | 0 | 0 | 0 | 0 | 278980.8824 | 0 | 0 | 0 | 0 | 0 | 0 | 0
2016-06-12 16:00 | 0 | 0 | 0 | 0 | 0 | 0 | 811696.3734 | 517422 | 0 | 0 | 0 | 0 | 273345.6813 | 0 | 0 | 0 | 0 | 0 | 0 | 0 | 1038132.3199 | 0 | 0 | 0 | 0 | 0 | 0 | 0 | 0 | 0 | 0 | 88020.6227 | 0 | 0 | 0 | 0 | 0 | 0 | 0 | 0 | 0 | 206253.7507 | 0 | 0 | 0 | 0 | 0 | 0 | 0
2016-06-12 17:00 | 0 | 0 | 0 | 0 | 0 | 0 | 823710.7397 | 534487 | 0 | 0 | 0 | 0 | 362088.8331 | 0 | 0 | 0 | 0 | 0 | 0 | 0 | 1238612.9078 | 0 | 0 | 0 | 0 | 0 | 0 | 0 | 0 | 0 | 0 | 88743.1518 | 0 | 0 | 0 | 0 | 0 | 0 | 0 | 0 | 0 | 200480.5879 | 0 | 0 | 0 | 0 | 0 | 0 | 0
2016-06-12 18:00 | 0 | 0 | 0 | 0 | 0 | 0 | 817936.8599 | 545621 | 0 | 0 | 0 | 0 | 355423.8106 | 0 | 0 | 0 | 0 | 0 | 0 | 0 | 1517593.7903 | 0 | 0 | 0 | 0 | 0 | 0 | 0 | 0 | 0 | 0 | -6665.0225 | 0 | 0 | 0 | 0 | 0 | 0 | 0 | 0 | 0 | 278980.8824 | 0 | 0 | 0 | 0 | 0 | 0 | 0
2016-06-12 19:00 | 0 | 0 | 0 | 0 | 0 | 0 | 807947.5373 | 552724 | 0 | 0 | 0 | 0 | 331666.4654 | 0 | 0 | 0 | 0 | 0 | 0 | 0 | 1796574.6727 | 0 | 0 | 0 | 0 | 0 | 0 | 0 | 0 | 0 | 0 | -23757.3452 | 0 | 0 | 0 | 0 | 0 | 0 | 0 | 0 | 0 | 278980.8824 | 0 | 0 | 0 | 0 | 0 | 0 | 0
2016-06-12 20:00 | 0 | 0 | 0 | 0 | 0 | 0 | 798363.6235 | 556947 | 0 | 0 | 0 | 0 | 294102.2064 | 0 | 0 | 0 | 0 | 0 | 0 | 0 | 2075555.5551 | 0 | 0 | 0 | 0 | 0 | 0 | 0 | 0 | 0 | 0 | -37564.259 | 0 | 0 | 0 | 0 | 0 | 0 | 0 | 0 | 0 | 278980.8824 | 0 | 0 | 0 | 0 | 0 | 0 | 0
2016-06-12 21:00 | 0 | 0 | 0 | 0 | 0 | 0 | 780055.1677 | 558748 | 0 | 0 | 0 | 0 | 382845.3582 | 0 | 0 | 0 | 0 | 0 | 0 | 0 | 2208119.5711 | 0 | 0 | 0 | 0 | 0 | 0 | 0 | 0 | 0 | 0 | 88743.1518 | 0 | 0 | 0 | 0 | 0 | 0 | 0 | 0 | 0 | 132564.0159 | 0 | 0 | 0 | 0 | 0 | 0 | 0
2016-06-12 22:00 | 0 | 0 | 0 | 0 | 0 | 0 | 742989.3973 | 554207 | 0 | 0 | 0 | 0 | 382845.3582 | 0 | 0 | 0 | 0 | 0 | 0 | 0 | 2396901.9684 | 0 | 0 | 0 | 0 | 0 | 0 | 0 | 0 | 0 | 0 | 0 | 0 | 0 | 0 | 0 | 0 | 0 | 0 | 0 | 0 | 188782.3973 | 0 | 0 | 0 | 0 | 0 | 0 | 0
2016-06-12 23:00 | 0 | 0 | 0 | 0 | 0 | 0 | 664829.4004 | 543277 | 0 | 0 | 0 | 0 | 382845.3582 | 0 | 0 | 0 | 0 | 0 | 0 | 0 | 2518454.3688 | 0 | 0 | 0 | 0 | 0 | 0 | 0 | 0 | 0 | 0 | 0 | 0 | 0 | 0 | 0 | 0 | 0 | 0 | 0 | 0 | 121552.4004 | 0 | 0 | 0 | 0 | 0 | 0 | 0
2016-06-13 | 0 | 0 | 0 | 0 | 0 | 0 | 552081.5606 | 530139 | 0 | 0 | 0 | 0 | 382845.3582 | 0 | 0 | 0 | 0 | 0 | 0 | 0 | 2540396.9294 | 0 | 0 | 0 | 0 | 0 | 0 | 0 | 0 | 0 | 0 | 0 | 0 | 0 | 0 | 0 | 0 | 0 | 0 | 0 | 0 | 21942.5606 | 0 | 0 | 0 | 0 | 0 | 0 | 0
2016-06-13 01:00 | 0 | 0 | 0 | 0 | 0 | 0 | 318078.0509 | 519068 | 0 | 0 | 0 | 0 | 294102.2064 | 0 | 0 | 0 | 0 | 0 | 0 | 0 | 2428150.1321 | 0 | 0 | 0 | 0 | 0 | 0 | 0 | 0 | 0 | 0 | -88743.1518 | 0 | 0 | 0 | 0 | 0 | 0 | 0 | 0 | 0 | -112246.7973 | 0 | 0 | 0 | 0 | 0 | 0 | 0
2016-06-13 02:00 | 0 | 0 | 0 | 0 | 0 | 459518.0544 | 37581.9563 | 498816 | 0 | 0 | 0 | 0 | 382845.3582 | 0 | 0 | 0 | 0 | 0 | 0 | 0 | 2337690.991 | 0 | 0 | 0 | 0 | 0 | 0 | 0 | 0 | 0 | 0 | 88743.1518 | 0 | 0 | 0 | 0 | 0 | 0 | 0 | 0 | 0 | -90459.1411 | 0 | 0 | 0 | 0 | 0 | 0 | 0
2016-06-13 03:00 | 0 | 0 | 0 | 0 | 0 | 101411.0946 | 2.8712 | 469138 | 0 | 0 | 0 | 0 | 294102.2064 | 0 | 0 | 0 | 0 | 0 | 0 | 0 | 2058710.1085 | 0 | 0 | 0 | 0 | 0 | 0 | 0 | 0 | 0 | 0 | -88743.1518 | 0 | 0 | 0 | 0 | 0 | 0 | 0 | 0 | 0 | -278980.8824 | 0 | 0 | 0 | 0 | 0 | 0 | 0
2016-06-13 04:00 | 0 | 0 | 0 | 0 | 0 | 249473.2694 | 0 | 439711 | 0 | 0 | 0 | 0 | 382845.3582 | 0 | 0 | 0 | 0 | 0 | 0 | 0 | 1779729.2261 | 0 | 0 | 0 | 0 | 0 | 0 | 0 | 0 | 0 | 0 | 88743.1518 | 0 | 0 | 0 | 0 | 0 | 0 | 0 | 0 | 0 | -278980.8824 | 0 | 0 | 0 | 0 | 0 | 0 | 0
2016-06-13 05:00 | 0 | 0 | 0 | 0 | 0 | 354361.7379 | 0 | 415207 | 0 | 0 | 0 | 0 | 294102.2064 | 0 | 0 | 0 | 0 | 0 | 0 | 0 | 1807627.1157 | 0 | 0 | 0 | 0 | 0 | 0 | 0 | 0 | 0 | 0 | -88743.1518 | 0 | 0 | 0 | 0 | 0 | 0 | 0 | 0 | 0 | 27897.8897 | 0 | 0 | 0 | 0 | 0 | 0 | 0
2016-06-13 06:00 | 0 | 0 | 0 | 0 | 0 | 26792.9658 | 0 | 394517 | 0 | 0 | 0 | 0 | 205359.0546 | 0 | 0 | 0 | 0 | 0 | 0 | 0 | 1528646.2333 | 0 | 0 | 0 | 0 | 0 | 0 | 0 | 0 | 0 | 0 | -88743.1518 | 0 | 0 | 0 | 0 | 0 | 0 | 0 | 0 | 0 | -278980.8824 | 0 | 0 | 0 | 0 | 0 | 0 | 0
2016-06-13 07:00 | 0 | 0 | 0 | 0 | 0 | 190401.2694 | 0 | 380639 | 0 | 0 | 0 | 0 | 294102.2064 | 0 | 0 | 0 | 0 | 0 | 0 | 0 | 1249665.3508 | 0 | 0 | 0 | 0 | 0 | 0 | 0 | 0 | 0 | 0 | 88743.1518 | 0 | 0 | 0 | 0 | 0 | 0 | 0 | 0 | 0 | -278980.8824 | 0 | 0 | 0 | 0 | 0 | 0 | 0
2016-06-13 08:00 | 0 | 0 | 0 | 0 | 0 | 6834.9658 | 0 | 374559 | 0 | 0 | 0 | 0 | 205359.0546 | 0 | 0 | 0 | 0 | 0 | 0 | 0 | 970684.4684 | 0 | 0 | 0 | 0 | 0 | 0 | 0 | 0 | 0 | 0 | -88743.1518 | 0 | 0 | 0 | 0 | 0 | 0 | 0 | 0 | 0 | -278980.8824 | 0 | 0 | 0 | 0 | 0 | 0 | 0
2016-06-13 09:00 | 0 | 0 | 0 | 0 | 0 | 11839.9658 | 0 | 379564 | 0 | 0 | 0 | 0 | 116615.9029 | 0 | 0 | 0 | 0 | 0 | 0 | 0 | 691703.5859 | 0 | 0 | 0 | 0 | 0 | 0 | 0 | 0 | 0 | 0 | -88743.1518 | 0 | 0 | 0 | 0 | 0 | 0 | 0 | 0 | 0 | -278980.8824 | 0 | 0 | 0 | 0 | 0 | 0 | 0
2016-06-13 10:00 | 0 | 0 | 0 | 0 | 0 | 213625.7383 | 0 | 394195 | 0 | 0 | 0 | 0 | 205359.0546 | 0 | 0 | 0 | 0 | 0 | 0 | 0 | 422391.1724 | 0 | 0 | 0 | 0 | 0 | 0 | 0 | 0 | 0 | 0 | 88743.1518 | 0 | 0 | 0 | 0 | 0 | 0 | 0 | 0 | 0 | -269312.4135 | 0 | 0 | 0 | 0 | 0 | 0 | 0
2016-06-13 11:00 | 0 | 0 | 0 | 0 | 0 | 178716.6066 | 4.1915 | 416210 | 0 | 0 | 0 | 0 | 116615.9029 | 0 | 0 | 0 | 0 | 0 | 0 | 0 | 273645.1223 | 0 | 0 | 0 | 0 | 0 | 0 | 0 | 0 | 0 | 0 | -88743.1518 | 0 | 0 | 0 | 0 | 0 | 0 | 0 | 0 | 0 | -148746.0501 | 0 | 0 | 0 | 0 | 0 | 0 | 0
2016-06-13 12:00 | 0 | 0 | 0 | 0 | 0 | 107431.3374 | 148207.6921 | 440541 | 0 | 0 | 0 | 0 | 205359.0546 | 0 | 0 | 0 | 0 | 0 | 0 | 0 | 0 | 0 | 0 | 0 | 0 | 0 | 0 | 0 | 0 | 0 | 0 | 88743.1518 | 0 | 0 | 0 | 0 | 0 | 0 | 0 | 0 | 0 | -273645.1223 | 0 | 0 | 0 | 0 | 0 | 0 | 0
2016-06-13 13:00 | 0 | 0 | 0 | 0 | 0 | 0 | 489292.9462 | 467299 | 0 | 0 | 0 | 0 | 227353.0008 | 0 | 0 | 0 | 0 | 0 | 0 | 0 | 0 | 0 | 0 | 0 | 0 | 0 | 0 | 0 | 0 | 0 | 0 | 21993.9462 | 0 | 0 | 0 | 0 | 0 | 0 | 0 | 0 | 0 | 0 | 0 | 0 | 0 | 0 | 0 | 0 | 0
2016-06-13 14:00 | 0 | 0 | 0 | 0 | 0 | 0 | 699242.8803 | 495712 | 0 | 0 | 0 | 0 | 271959.1088 | 0 | 0 | 0 | 0 | 0 | 0 | 0 | 158924.7723 | 0 | 0 | 0 | 0 | 0 | 0 | 0 | 0 | 0 | 0 | 44606.108 | 0 | 0 | 0 | 0 | 0 | 0 | 0 | 0 | 0 | 158924.7723 | 0 | 0 | 0 | 0 | 0 | 0 | 0
2016-06-13 15:00 | 0 | 0 | 0 | 0 | 0 | 34200.5615 | 800452.2919 | 522570 | 0 | 0 | 0 | 0 | 305061.0798 | 0 | 0 | 0 | 0 | 0 | 0 | 0 | 437905.6547 | 0 | 0 | 0 | 0 | 0 | 0 | 0 | 0 | 0 | 0 | 33101.9709 | 0 | 0 | 0 | 0 | 0 | 0 | 0 | 0 | 0 | 278980.8824 | 0 | 0 | 0 | 0 | 0 | 0 | 0
2016-06-13 16:00 | 0 | 0 | 0 | 0 | 0 | 0 | 841447.4775 | 545584 | 0 | 0 | 0 | 0 | 321943.6749 | 0 | 0 | 0 | 0 | 0 | 0 | 0 | 716886.5372 | 0 | 0 | 0 | 0 | 0 | 0 | 0 | 0 | 0 | 0 | 16882.5951 | 0 | 0 | 0 | 0 | 0 | 0 | 0 | 0 | 0 | 278980.8824 | 0 | 0 | 0 | 0 | 0 | 0 | 0
2016-06-13 17:00 | 0 | 0 | 0 | 0 | 0 | 0 | 844186.7804 | 565469 | 0 | 0 | 0 | 0 | 321680.5728 | 0 | 0 | 0 | 0 | 0 | 0 | 0 | 995867.4196 | 0 | 0 | 0 | 0 | 0 | 0 | 0 | 0 | 0 | 0 | -263.1021 | 0 | 0 | 0 | 0 | 0 | 0 | 0 | 0 | 0 | 278980.8824 | 0 | 0 | 0 | 0 | 0 | 0 | 0
2016-06-13 18:00 | 0 | 0 | 0 | 0 | 0 | 87507.0562 | 832981.6117 | 580343 | 0 | 0 | 0 | 0 | 382845.3582 | 0 | 0 | 0 | 0 | 0 | 0 | 0 | 1274848.3021 | 0 | 0 | 0 | 0 | 0 | 0 | 0 | 0 | 0 | 0 | 61164.7855 | 0 | 0 | 0 | 0 | 0 | 0 | 0 | 0 | 0 | 278980.8824 | 0 | 0 | 0 | 0 | 0 | 0 | 0
2016-06-13 19:00 | 0 | 0 | 0 | 0 | 0 | 47252.8846 | 821385.9978 | 589658 | 0 | 0 | 0 | 0 | 382845.3582 | 0 | 0 | 0 | 0 | 0 | 0 | 0 | 1553829.1845 | 0 | 0 | 0 | 0 | 0 | 0 | 0 | 0 | 0 | 0 | 0 | 0 | 0 | 0 | 0 | 0 | 0 | 0 | 0 | 0 | 278980.8824 | 0 | 0 | 0 | 0 | 0 | 0 | 0
2016-06-13 20:00 | 0 | 0 | 0 | 0 | 0 | 0 | 814386.5886 | 595279 | 0 | 0 | 0 | 0 | 322972.0644 | 0 | 0 | 0 | 0 | 0 | 0 | 0 | 1832810.067 | 0 | 0 | 0 | 0 | 0 | 0 | 0 | 0 | 0 | 0 | -59873.2939 | 0 | 0 | 0 | 0 | 0 | 0 | 0 | 0 | 0 | 278980.8824 | 0 | 0 | 0 | 0 | 0 | 0 | 0
2016-06-13 21:00 | 0 | 0 | 0 | 0 | 0 | 15821.8538 | 803383.4196 | 596967 | 0 | 0 | 0 | 0 | 266229.4554 | 0 | 0 | 0 | 0 | 0 | 0 | 0 | 2111790.9494 | 0 | 0 | 0 | 0 | 0 | 0 | 0 | 0 | 0 | 0 | -56742.609 | 0 | 0 | 0 | 0 | 0 | 0 | 0 | 0 | 0 | 278980.8824 | 0 | 0 | 0 | 0 | 0 | 0 | 0
2016-06-13 22:00 | 0 | 0 | 0 | 0 | 0 | 0 | 768888.3701 | 591091 | 0 | 0 | 0 | 0 | 177486.3036 | 0 | 0 | 0 | 0 | 0 | 0 | 0 | 2378331.4713 | 0 | 0 | 0 | 0 | 0 | 0 | 0 | 0 | 0 | 0 | -88743.1518 | 0 | 0 | 0 | 0 | 0 | 0 | 0 | 0 | 0 | 266540.5219 | 0 | 0 | 0 | 0 | 0 | 0 | 0
2016-06-13 23:00 | 0 | 0 | 0 | 0 | 0 | 0 | 681709.7863 | 579889 | 0 | 0 | 0 | 0 | 266229.4554 | 0 | 0 | 0 | 0 | 0 | 0 | 0 | 2391409.1058 | 0 | 0 | 0 | 0 | 0 | 0 | 0 | 0 | 0 | 0 | 88743.1518 | 0 | 0 | 0 | 0 | 0 | 0 | 0 | 0 | 0 | 13077.6345 | 0 | 0 | 0 | 0 | 0 | 0 | 0
2016-06-14 | 0 | 0 | 0 | 0 | 0 | 0 | 564004.7943 | 565632 | 0 | 0 | 0 | 0 | 177486.3036 | 0 | 0 | 0 | 0 | 0 | 0 | 0 | 2478525.0519 | 0 | 0 | 0 | 0 | 0 | 0 | 0 | 0 | 0 | 0 | -88743.1518 | 0 | 0 | 0 | 0 | 0 | 0 | 0 | 0 | 0 | 87115.9461 | 0 | 0 | 0 | 0 | 0 | 0 | 0
2016-06-14 01:00 | 0 | 0 | 0 | 0 | 0 | 0 | 308908.961 | 551948 | 0 | 0 | 0 | 0 | 88743.1518 | 0 | 0 | 0 | 0 | 0 | 0 | 0 | 2324229.1647 | 0 | 0 | 0 | 0 | 0 | 0 | 0 | 0 | 0 | 0 | -88743.1518 | 0 | 0 | 0 | 0 | 0 | 0 | 0 | 0 | 0 | -154295.8872 | 0 | 0 | 0 | 0 | 0 | 0 | 0
2016-06-14 02:00 | 0 | 0 | 0 | 0 | 0 | 452109.1529 | 42952.7975 | 527027 | 0 | 0 | 0 | 0 | 177486.3036 | 0 | 0 | 0 | 0 | 0 | 0 | 0 | 2203520.9634 | 0 | 0 | 0 | 0 | 0 | 0 | 0 | 0 | 0 | 0 | 88743.1518 | 0 | 0 | 0 | 0 | 0 | 0 | 0 | 0 | 0 | -120708.2014 | 0 | 0 | 0 | 0 | 0 | 0 | 0
2016-06-14 03:00 | 0 | 0 | 0 | 0 | 0 | 124130.9658 | 0 | 491855 | 0 | 0 | 0 | 0 | 88743.1518 | 0 | 0 | 0 | 0 | 0 | 0 | 0 | 1924540.0809 | 0 | 0 | 0 | 0 | 0 | 0 | 0 | 0 | 0 | 0 | -88743.1518 | 0 | 0 | 0 | 0 | 0 | 0 | 0 | 0 | 0 | -278980.8824 | 0 | 0 | 0 | 0 | 0 | 0 | 0
2016-06-14 04:00 | 0 | 0 | 0 | 0 | 0 | 432109.5658 | 0 | 458318 | 0 | 0 | 0 | 0 | 177486.3036 | 0 | 0 | 0 | 0 | 0 | 0 | 0 | 1809588.495 | 0 | 0 | 0 | 0 | 0 | 0 | 0 | 0 | 0 | 0 | 88743.1518 | 0 | 0 | 0 | 0 | 0 | 0 | 0 | 0 | 0 | -114951.586 | 0 | 0 | 0 | 0 | 0 | 0 | 0
2016-06-14 05:00 | 0 | 0 | 0 | 0 | 0 | 239456.2694 | 0 | 429694 | 0 | 0 | 0 | 0 | 266229.4554 | 0 | 0 | 0 | 0 | 0 | 0 | 0 | 1530607.6125 | 0 | 0 | 0 | 0 | 0 | 0 | 0 | 0 | 0 | 0 | 88743.1518 | 0 | 0 | 0 | 0 | 0 | 0 | 0 | 0 | 0 | -278980.8824 | 0 | 0 | 0 | 0 | 0 | 0 | 0
2016-06-14 06:00 | 0 | 0 | 0 | 0 | 0 | 40885.9658 | 0 | 408610 | 0 | 0 | 0 | 0 | 177486.3036 | 0 | 0 | 0 | 0 | 0 | 0 | 0 | 1251626.7301 | 0 | 0 | 0 | 0 | 0 | 0 | 0 | 0 | 0 | 0 | -88743.1518 | 0 | 0 | 0 | 0 | 0 | 0 | 0 | 0 | 0 | -278980.8824 | 0 | 0 | 0 | 0 | 0 | 0 | 0
2016-06-14 07:00 | 0 | 0 | 0 | 0 | 0 | 202768.2694 | 0 | 393006 | 0 | 0 | 0 | 0 | 266229.4554 | 0 | 0 | 0 | 0 | 0 | 0 | 0 | 972645.8476 | 0 | 0 | 0 | 0 | 0 | 0 | 0 | 0 | 0 | 0 | 88743.1518 | 0 | 0 | 0 | 0 | 0 | 0 | 0 | 0 | 0 | -278980.8824 | 0 | 0 | 0 | 0 | 0 | 0 | 0
2016-06-14 08:00 | 0 | 0 | 0 | 0 | 0 | 18537.9658 | 0 | 386262 | 0 | 0 | 0 | 0 | 177486.3036 | 0 | 0 | 0 | 0 | 0 | 0 | 0 | 693664.9652 | 0 | 0 | 0 | 0 | 0 | 0 | 0 | 0 | 0 | 0 | -88743.1518 | 0 | 0 | 0 | 0 | 0 | 0 | 0 | 0 | 0 | -278980.8824 | 0 | 0 | 0 | 0 | 0 | 0 | 0
2016-06-14 09:00 | 0 | 0 | 0 | 0 | 0 | 307758.5408 | 0 | 390262 | 0 | 0 | 0 | 0 | 88743.1518 | 0 | 0 | 0 | 0 | 0 | 0 | 0 | 699904.6578 | 0 | 0 | 0 | 0 | 0 | 0 | 0 | 0 | 0 | 0 | -88743.1518 | 0 | 0 | 0 | 0 | 0 | 0 | 0 | 0 | 0 | 6239.6926 | 0 | 0 | 0 | 0 | 0 | 0 | 0
2016-06-14 10:00 | 0 | 0 | 0 | 0 | 0 | 37285.9658 | 0 | 405010 | 0 | 0 | 0 | 0 | 0 | 0 | 0 | 0 | 0 | 0 | 0 | 0 | 420923.7753 | 0 | 0 | 0 | 0 | 0 | 0 | 0 | 0 | 0 | 0 | -88743.1518 | 0 | 0 | 0 | 0 | 0 | 0 | 0 | 0 | 0 | -278980.8824 | 0 | 0 | 0 | 0 | 0 | 0 | 0
2016-06-14 11:00 | 0 | 0 | 0 | 0 | 0 | 279869.1357 | 13.8319 | 425599 | 0 | 0 | 0 | 0 | 88743.1518 | 0 | 0 | 0 | 0 | 0 | 0 | 0 | 186464.5912 | 0 | 0 | 0 | 0 | 0 | 0 | 0 | 0 | 0 | 0 | 88743.1518 | 0 | 0 | 0 | 0 | 0 | 0 | 0 | 0 | 0 | -234459.1842 | 0 | 0 | 0 | 0 | 0 | 0 | 0
2016-06-14 12:00 | 0 | 0 | 0 | 0 | 0 | 0 | 174480.2571 | 449688 | 0 | 0 | 0 | 0 | 0 | 0 | 0 | 0 | 0 | 0 | 0 | 0 | 0 | 0 | 0 | 0 | 0 | 0 | 0 | 0 | 0 | 0 | 0 | -88743.1518 | 0 | 0 | 0 | 0 | 0 | 0 | 0 | 0 | 0 | -186464.5912 | 0 | 0 | 0 | 0 | 0 | 0 | 0
2016-06-14 13:00 | 0 | 0 | 0 | 0 | 0 | 0 | 577429.5267 | 476353 | 0 | 0 | 0 | 0 | 0 | 0 | 0 | 0 | 0 | 0 | 0 | 0 | 101076.5267 | 0 | 0 | 0 | 0 | 0 | 0 | 0 | 0 | 0 | 0 | 0 | 0 | 0 | 0 | 0 | 0 | 0 | 0 | 0 | 0 | 101076.5267 | 0 | 0 | 0 | 0 | 0 | 0 | 0
2016-06-14 14:00 | 0 | 0 | 0 | 0 | 0 | 32110.3513 | 735830.0175 | 503944 | 0 | 0 | 0 | 0 | 0 | 0 | 0 | 0 | 0 | 0 | 0 | 0 | 365072.8955 | 0 | 0 | 0 | 0 | 0 | 0 | 0 | 0 | 0 | 0 | 0 | 0 | 0 | 0 | 0 | 0 | 0 | 0 | 0 | 0 | 263996.3688 | 0 | 0 | 0 | 0 | 0 | 0 | 0
2016-06-14 15:00 | 0 | 0 | 0 | 0 | 0 | 0 | 842865.2625 | 530927 | 0 | 0 | 0 | 0 | 32957.3801 | 0 | 0 | 0 | 0 | 0 | 0 | 0 | 644053.7779 | 0 | 0 | 0 | 0 | 0 | 0 | 0 | 0 | 0 | 0 | 32957.3801 | 0 | 0 | 0 | 0 | 0 | 0 | 0 | 0 | 0 | 278980.8824 | 0 | 0 | 0 | 0 | 0 | 0 | 0
2016-06-14 16:00 | 0 | 0 | 0 | 0 | 0 | 0 | 900434.9135 | 553952 | 0 | 0 | 0 | 0 | 121700.5319 | 0 | 0 | 0 | 0 | 0 | 0 | 0 | 901793.5396 | 0 | 0 | 0 | 0 | 0 | 0 | 0 | 0 | 0 | 0 | 88743.1518 | 0 | 0 | 0 | 0 | 0 | 0 | 0 | 0 | 0 | 257739.7617 | 0 | 0 | 0 | 0 | 0 | 0 | 0
2016-06-14 17:00 | 0 | 0 | 0 | 0 | 0 | 0 | 906745.8161 | 573249 | 0 | 0 | 0 | 0 | 176216.4655 | 0 | 0 | 0 | 0 | 0 | 0 | 0 | 1180774.4221 | 0 | 0 | 0 | 0 | 0 | 0 | 0 | 0 | 0 | 0 | 54515.9336 | 0 | 0 | 0 | 0 | 0 | 0 | 0 | 0 | 0 | 278980.8824 | 0 | 0 | 0 | 0 | 0 | 0 | 0
2016-06-14 18:00 | 0 | 0 | 0 | 0 | 0 | 0 | 894533.629 | 587081 | 0 | 0 | 0 | 0 | 264959.6173 | 0 | 0 | 0 | 0 | 0 | 0 | 0 | 1399483.8993 | 0 | 0 | 0 | 0 | 0 | 0 | 0 | 0 | 0 | 0 | 88743.1518 | 0 | 0 | 0 | 0 | 0 | 0 | 0 | 0 | 0 | 218709.4772 | 0 | 0 | 0 | 0 | 0 | 0 | 0
2016-06-14 19:00 | 0 | 0 | 0 | 0 | 0 | 0 | 880276.6312 | 595687 | 0 | 0 | 0 | 0 | 353702.7691 | 0 | 0 | 0 | 0 | 0 | 0 | 0 | 1595330.3787 | 0 | 0 | 0 | 0 | 0 | 0 | 0 | 0 | 0 | 0 | 88743.1518 | 0 | 0 | 0 | 0 | 0 | 0 | 0 | 0 | 0 | 195846.4794 | 0 | 0 | 0 | 0 | 0 | 0 | 0
2016-06-14 20:00 | 0 | 0 | 0 | 0 | 0 | 0 | 871741.088 | 601822 | 0 | 0 | 0 | 0 | 344640.9746 | 0 | 0 | 0 | 0 | 0 | 0 | 0 | 1874311.2611 | 0 | 0 | 0 | 0 | 0 | 0 | 0 | 0 | 0 | 0 | -9061.7945 | 0 | 0 | 0 | 0 | 0 | 0 | 0 | 0 | 0 | 278980.8824 | 0 | 0 | 0 | 0 | 0 | 0 | 0
2016-06-14 21:00 | 0 | 0 | 0 | 0 | 0 | 0 | 856200.1585 | 603737 | 0 | 0 | 0 | 0 | 347038.5863 | 0 | 0 | 0 | 0 | 0 | 0 | 0 | 2124376.8079 | 0 | 0 | 0 | 0 | 0 | 0 | 0 | 0 | 0 | 0 | 2397.6117 | 0 | 0 | 0 | 0 | 0 | 0 | 0 | 0 | 0 | 250065.5468 | 0 | 0 | 0 | 0 | 0 | 0 | 0
2016-06-14 22:00 | 0 | 0 | 0 | 0 | 0 | 0 | 823644.5025 | 597600 | 0 | 0 | 0 | 0 | 294102.2064 | 0 | 0 | 0 | 0 | 0 | 0 | 0 | 2403357.6903 | 0 | 0 | 0 | 0 | 0 | 0 | 0 | 0 | 0 | 0 | -52936.3799 | 0 | 0 | 0 | 0 | 0 | 0 | 0 | 0 | 0 | 278980.8824 | 0 | 0 | 0 | 0 | 0 | 0 | 0
2016-06-14 23:00 | 0 | 0 | 0 | 0 | 0 | 0 | 736191.4513 | 585548 | 0 | 0 | 0 | 0 | 382845.3582 | 0 | 0 | 0 | 0 | 0 | 0 | 0 | 2465257.9898 | 0 | 0 | 0 | 0 | 0 | 0 | 0 | 0 | 0 | 0 | 88743.1518 | 0 | 0 | 0 | 0 | 0 | 0 | 0 | 0 | 0 | 61900.2995 | 0 | 0 | 0 | 0 | 0 | 0 | 0
2016-06-15 | 0 | 0 | 0 | 0 | 0 | 0 | 580526.6764 | 570965 | 0 | 0 | 0 | 0 | 294102.2064 | 0 | 0 | 0 | 0 | 0 | 0 | 0 | 2563562.818 | 0 | 0 | 0 | 0 | 0 | 0 | 0 | 0 | 0 | 0 | -88743.1518 | 0 | 0 | 0 | 0 | 0 | 0 | 0 | 0 | 0 | 98304.8282 | 0 | 0 | 0 | 0 | 0 | 0 | 0
2016-06-15 01:00 | 0 | 0 | 0 | 0 | 0 | 0 | 315774.9947 | 557325 | 0 | 0 | 0 | 0 | 205359.0546 | 0 | 0 | 0 | 0 | 0 | 0 | 0 | 2410755.9645 | 0 | 0 | 0 | 0 | 0 | 0 | 0 | 0 | 0 | 0 | -88743.1518 | 0 | 0 | 0 | 0 | 0 | 0 | 0 | 0 | 0 | -152806.8535 | 0 | 0 | 0 | 0 | 0 | 0 | 0
2016-06-15 02:00 | 0 | 0 | 0 | 0 | 0 | 445579.9226 | 38859.7285 | 532471 | 0 | 0 | 0 | 0 | 205359.0546 | 0 | 0 | 0 | 0 | 0 | 0 | 0 | 2362724.6156 | 0 | 0 | 0 | 0 | 0 | 0 | 0 | 0 | 0 | 0 | 0 | 0 | 0 | 0 | 0 | 0 | 0 | 0 | 0 | 0 | -48031.3489 | 0 | 0 | 0 | 0 | 0 | 0 | 0
2016-06-15 03:00 | 0 | 0 | 0 | 0 | 0 | 130963.2308 | 2.735 | 498690 | 0 | 0 | 0 | 0 | 116615.9029 | 0 | 0 | 0 | 0 | 0 | 0 | 0 | 2083743.7331 | 0 | 0 | 0 | 0 | 0 | 0 | 0 | 0 | 0 | 0 | -88743.1518 | 0 | 0 | 0 | 0 | 0 | 0 | 0 | 0 | 0 | -278980.8824 | 0 | 0 | 0 | 0 | 0 | 0 | 0
2016-06-15 04:00 | 0 | 0 | 0 | 0 | 0 | 275973.2694 | 0 | 466211 | 0 | 0 | 0 | 0 | 205359.0546 | 0 | 0 | 0 | 0 | 0 | 0 | 0 | 1804762.8507 | 0 | 0 | 0 | 0 | 0 | 0 | 0 | 0 | 0 | 0 | 88743.1518 | 0 | 0 | 0 | 0 | 0 | 0 | 0 | 0 | 0 | -278980.8824 | 0 | 0 | 0 | 0 | 0 | 0 | 0
2016-06-15 05:00 | 0 | 0 | 0 | 0 | 0 | 472444.9998 | 0 | 438142 | 0 | 0 | 0 | 0 | 294102.2064 | 0 | 0 | 0 | 0 | 0 | 0 | 0 | 1750322.6987 | 0 | 0 | 0 | 0 | 0 | 0 | 0 | 0 | 0 | 0 | 88743.1518 | 0 | 0 | 0 | 0 | 0 | 0 | 0 | 0 | 0 | -54440.152 | 0 | 0 | 0 | 0 | 0 | 0 | 0
2016-06-15 06:00 | 0 | 0 | 0 | 0 | 0 | 49375.9658 | 0 | 417100 | 0 | 0 | 0 | 0 | 205359.0546 | 0 | 0 | 0 | 0 | 0 | 0 | 0 | 1471341.8163 | 0 | 0 | 0 | 0 | 0 | 0 | 0 | 0 | 0 | 0 | -88743.1518 | 0 | 0 | 0 | 0 | 0 | 0 | 0 | 0 | 0 | -278980.8824 | 0 | 0 | 0 | 0 | 0 | 0 | 0
2016-06-15 07:00 | 0 | 0 | 0 | 0 | 0 | 211874.2694 | 0 | 402112 | 0 | 0 | 0 | 0 | 294102.2064 | 0 | 0 | 0 | 0 | 0 | 0 | 0 | 1192360.9338 | 0 | 0 | 0 | 0 | 0 | 0 | 0 | 0 | 0 | 0 | 88743.1518 | 0 | 0 | 0 | 0 | 0 | 0 | 0 | 0 | 0 | -278980.8824 | 0 | 0 | 0 | 0 | 0 | 0 | 0
2016-06-15 08:00 | 0 | 0 | 0 | 0 | 0 | 204521.2694 | 0 | 394759 | 0 | 0 | 0 | 0 | 382845.3582 | 0 | 0 | 0 | 0 | 0 | 0 | 0 | 913380.0514 | 0 | 0 | 0 | 0 | 0 | 0 | 0 | 0 | 0 | 0 | 88743.1518 | 0 | 0 | 0 | 0 | 0 | 0 | 0 | 0 | 0 | -278980.8824 | 0 | 0 | 0 | 0 | 0 | 0 | 0
2016-06-15 09:00 | 0 | 0 | 0 | 0 | 0 | 30789.9658 | 0 | 398514 | 0 | 0 | 0 | 0 | 294102.2064 | 0 | 0 | 0 | 0 | 0 | 0 | 0 | 634399.1689 | 0 | 0 | 0 | 0 | 0 | 0 | 0 | 0 | 0 | 0 | -88743.1518 | 0 | 0 | 0 | 0 | 0 | 0 | 0 | 0 | 0 | -278980.8824 | 0 | 0 | 0 | 0 | 0 | 0 | 0
2016-06-15 10:00 | 0 | 0 | 0 | 0 | 0 | 45959.9658 | 0 | 413684 | 0 | 0 | 0 | 0 | 205359.0546 | 0 | 0 | 0 | 0 | 0 | 0 | 0 | 355418.2865 | 0 | 0 | 0 | 0 | 0 | 0 | 0 | 0 | 0 | 0 | -88743.1518 | 0 | 0 | 0 | 0 | 0 | 0 | 0 | 0 | 0 | -278980.8824 | 0 | 0 | 0 | 0 | 0 | 0 | 0
2016-06-15 11:00 | 0 | 0 | 0 | 0 | 0 | 65982.628 | 18.3378 | 433725 | 0 | 0 | 0 | 0 | 116615.9029 | 0 | 0 | 0 | 0 | 0 | 0 | 0 | 76437.404 | 0 | 0 | 0 | 0 | 0 | 0 | 0 | 0 | 0 | 0 | -88743.1518 | 0 | 0 | 0 | 0 | 0 | 0 | 0 | 0 | 0 | -278980.8824 | 0 | 0 | 0 | 0 | 0 | 0 | 0
2016-06-15 12:00 | 0 | 0 | 0 | 0 | 0 | 213688.9344 | 157928.1606 | 458210 | 0 | 0 | 0 | 0 | 54492.1788 | 0 | 0 | 0 | 0 | 0 | 0 | 0 | 51968.2231 | 0 | 0 | 0 | 0 | 0 | 0 | 0 | 0 | 0 | 0 | -62123.724 | 0 | 0 | 0 | 0 | 0 | 0 | 0 | 0 | 0 | -24469.1809 | 0 | 0 | 0 | 0 | 0 | 0 | 0
2016-06-15 13:00 | 0 | 0 | 0 | 0 | 0 | 0 | 549832.2216 | 486171 | 0 | 0 | 0 | 0 | 143235.3306 | 0 | 0 | 0 | 0 | 0 | 0 | 0 | 26886.2929 | 0 | 0 | 0 | 0 | 0 | 0 | 0 | 0 | 0 | 0 | 88743.1518 | 0 | 0 | 0 | 0 | 0 | 0 | 0 | 0 | 0 | -25081.9302 | 0 | 0 | 0 | 0 | 0 | 0 | 0
2016-06-15 14:00 | 0 | 0 | 0 | 0 | 0 | 0 | 717480.2515 | 515729 | 0 | 0 | 0 | 0 | 231978.4824 | 0 | 0 | 0 | 0 | 0 | 0 | 0 | 139894.3926 | 0 | 0 | 0 | 0 | 0 | 0 | 0 | 0 | 0 | 0 | 88743.1518 | 0 | 0 | 0 | 0 | 0 | 0 | 0 | 0 | 0 | 113008.0997 | 0 | 0 | 0 | 0 | 0 | 0 | 0
2016-06-15 15:00 | 0 | 0 | 0 | 0 | 0 | 0 | 834626.7413 | 544200 | 0 | 0 | 0 | 0 | 320721.6342 | 0 | 0 | 0 | 0 | 0 | 0 | 0 | 341577.9821 | 0 | 0 | 0 | 0 | 0 | 0 | 0 | 0 | 0 | 0 | 88743.1518 | 0 | 0 | 0 | 0 | 0 | 0 | 0 | 0 | 0 | 201683.5895 | 0 | 0 | 0 | 0 | 0 | 0 | 0
2016-06-15 16:00 | 0 | 0 | 0 | 0 | 0 | 0 | 882621.6473 | 569028 | 0 | 0 | 0 | 0 | 355334.3991 | 0 | 0 | 0 | 0 | 0 | 0 | 0 | 620558.8645 | 0 | 0 | 0 | 0 | 0 | 0 | 0 | 0 | 0 | 0 | 34612.7649 | 0 | 0 | 0 | 0 | 0 | 0 | 0 | 0 | 0 | 278980.8824 | 0 | 0 | 0 | 0 | 0 | 0 | 0
2016-06-15 17:00 | 0 | 0 | 0 | 0 | 0 | 0 | 894555.1628 | 590949 | 0 | 0 | 0 | 0 | 379959.6795 | 0 | 0 | 0 | 0 | 0 | 0 | 0 | 899539.747 | 0 | 0 | 0 | 0 | 0 | 0 | 0 | 0 | 0 | 0 | 24625.2804 | 0 | 0 | 0 | 0 | 0 | 0 | 0 | 0 | 0 | 278980.8824 | 0 | 0 | 0 | 0 | 0 | 0 | 0
2016-06-15 18:00 | 0 | 0 | 0 | 0 | 0 | 0 | 890548.5612 | 608682 | 0 | 0 | 0 | 0 | 382845.3582 | 0 | 0 | 0 | 0 | 0 | 0 | 0 | 1178520.6294 | 0 | 0 | 0 | 0 | 0 | 0 | 0 | 0 | 0 | 0 | 2885.6788 | 0 | 0 | 0 | 0 | 0 | 0 | 0 | 0 | 0 | 278980.8824 | 0 | 0 | 0 | 0 | 0 | 0 | 0
2016-06-15 19:00 | 0 | 0 | 0 | 0 | 0 | 0 | 883665.4031 | 621100 | 0 | 0 | 0 | 0 | 382845.3582 | 0 | 0 | 0 | 0 | 0 | 0 | 0 | 1441086.0325 | 0 | 0 | 0 | 0 | 0 | 0 | 0 | 0 | 0 | 0 | 0 | 0 | 0 | 0 | 0 | 0 | 0 | 0 | 0 | 0 | 262565.4031 | 0 | 0 | 0 | 0 | 0 | 0 | 0
2016-06-15 20:00 | 0 | 0 | 0 | 0 | 0 | 0 | 882567.051 | 629859 | 0 | 0 | 0 | 0 | 382845.3582 | 0 | 0 | 0 | 0 | 0 | 0 | 0 | 1693794.0835 | 0 | 0 | 0 | 0 | 0 | 0 | 0 | 0 | 0 | 0 | 0 | 0 | 0 | 0 | 0 | 0 | 0 | 0 | 0 | 0 | 252708.051 | 0 | 0 | 0 | 0 | 0 | 0 | 0
2016-06-15 21:00 | 0 | 0 | 0 | 0 | 0 | 0 | 876939.0919 | 632024 | 0 | 0 | 0 | 0 | 348779.5677 | 0 | 0 | 0 | 0 | 0 | 0 | 0 | 1972774.966 | 0 | 0 | 0 | 0 | 0 | 0 | 0 | 0 | 0 | 0 | -34065.7906 | 0 | 0 | 0 | 0 | 0 | 0 | 0 | 0 | 0 | 278980.8824 | 0 | 0 | 0 | 0 | 0 | 0 | 0
2016-06-15 22:00 | 0 | 0 | 0 | 0 | 0 | 0 | 847138.9913 | 626813 | 0 | 0 | 0 | 0 | 382845.3582 | 0 | 0 | 0 | 0 | 0 | 0 | 0 | 2159035.1667 | 0 | 0 | 0 | 0 | 0 | 0 | 0 | 0 | 0 | 0 | 34065.7906 | 0 | 0 | 0 | 0 | 0 | 0 | 0 | 0 | 0 | 186260.2007 | 0 | 0 | 0 | 0 | 0 | 0 | 0
2016-06-15 23:00 | 0 | 0 | 0 | 0 | 0 | 0 | 777885.3739 | 613147 | 0 | 0 | 0 | 0 | 382845.3582 | 0 | 0 | 0 | 0 | 0 | 0 | 0 | 2323773.5406 | 0 | 0 | 0 | 0 | 0 | 0 | 0 | 0 | 0 | 0 | 0 | 0 | 0 | 0 | 0 | 0 | 0 | 0 | 0 | 0 | 164738.3739 | 0 | 0 | 0 | 0 | 0 | 0 | 0
2016-06-16 | 0 | 0 | 0 | 0 | 0 | 0 | 622917.4079 | 596583 | 0 | 0 | 0 | 0 | 294102.2064 | 0 | 0 | 0 | 0 | 0 | 0 | 0 | 2438851.1003 | 0 | 0 | 0 | 0 | 0 | 0 | 0 | 0 | 0 | 0 | -88743.1518 | 0 | 0 | 0 | 0 | 0 | 0 | 0 | 0 | 0 | 115077.5597 | 0 | 0 | 0 | 0 | 0 | 0 | 0
2016-06-16 01:00 | 0 | 0 | 0 | 0 | 0 | 0 | 356661.4414 | 579747 | 0 | 0 | 0 | 0 | 205359.0546 | 0 | 0 | 0 | 0 | 0 | 0 | 0 | 2304508.6935 | 0 | 0 | 0 | 0 | 0 | 0 | 0 | 0 | 0 | 0 | -88743.1518 | 0 | 0 | 0 | 0 | 0 | 0 | 0 | 0 | 0 | -134342.4068 | 0 | 0 | 0 | 0 | 0 | 0 | 0
2016-06-16 02:00 | 0 | 0 | 0 | 0 | 0 | 698286.5215 | 49879.8846 | 552876 | 0 | 0 | 0 | 0 | 294102.2064 | 0 | 0 | 0 | 0 | 0 | 0 | 0 | 2411055.9477 | 0 | 0 | 0 | 0 | 0 | 0 | 0 | 0 | 0 | 0 | 88743.1518 | 0 | 0 | 0 | 0 | 0 | 0 | 0 | 0 | 0 | 106547.2543 | 0 | 0 | 0 | 0 | 0 | 0 | 0
2016-06-16 03:00 | 0 | 0 | 0 | 0 | 0 | 326569.1003 | 2.1691 | 516809 | 0 | 0 | 0 | 0 | 382845.3582 | 0 | 0 | 0 | 0 | 0 | 0 | 0 | 2132075.0653 | 0 | 0 | 0 | 0 | 0 | 0 | 0 | 0 | 0 | 0 | 88743.1518 | 0 | 0 | 0 | 0 | 0 | 0 | 0 | 0 | 0 | -278980.8824 | 0 | 0 | 0 | 0 | 0 | 0 | 0
2016-06-16 04:00 | 0 | 0 | 0 | 0 | 0 | 114569.9658 | 0 | 482294 | 0 | 0 | 0 | 0 | 294102.2064 | 0 | 0 | 0 | 0 | 0 | 0 | 0 | 1853094.1828 | 0 | 0 | 0 | 0 | 0 | 0 | 0 | 0 | 0 | 0 | -88743.1518 | 0 | 0 | 0 | 0 | 0 | 0 | 0 | 0 | 0 | -278980.8824 | 0 | 0 | 0 | 0 | 0 | 0 | 0
2016-06-16 05:00 | 0 | 0 | 0 | 0 | 0 | 84969.9658 | 0 | 452694 | 0 | 0 | 0 | 0 | 205359.0546 | 0 | 0 | 0 | 0 | 0 | 0 | 0 | 1574113.3004 | 0 | 0 | 0 | 0 | 0 | 0 | 0 | 0 | 0 | 0 | -88743.1518 | 0 | 0 | 0 | 0 | 0 | 0 | 0 | 0 | 0 | -278980.8824 | 0 | 0 | 0 | 0 | 0 | 0 | 0
2016-06-16 06:00 | 0 | 0 | 0 | 0 | 0 | 61854.9658 | 0 | 429579 | 0 | 0 | 0 | 0 | 116615.9029 | 0 | 0 | 0 | 0 | 0 | 0 | 0 | 1295132.4179 | 0 | 0 | 0 | 0 | 0 | 0 | 0 | 0 | 0 | 0 | -88743.1518 | 0 | 0 | 0 | 0 | 0 | 0 | 0 | 0 | 0 | -278980.8824 | 0 | 0 | 0 | 0 | 0 | 0 | 0
2016-06-16 07:00 | 0 | 0 | 0 | 0 | 0 | 222672.2694 | 0 | 412910 | 0 | 0 | 0 | 0 | 205359.0546 | 0 | 0 | 0 | 0 | 0 | 0 | 0 | 1016151.5355 | 0 | 0 | 0 | 0 | 0 | 0 | 0 | 0 | 0 | 0 | 88743.1518 | 0 | 0 | 0 | 0 | 0 | 0 | 0 | 0 | 0 | -278980.8824 | 0 | 0 | 0 | 0 | 0 | 0 | 0
2016-06-16 08:00 | 0 | 0 | 0 | 0 | 0 | 214735.2694 | 0 | 404973 | 0 | 0 | 0 | 0 | 294102.2064 | 0 | 0 | 0 | 0 | 0 | 0 | 0 | 737170.6531 | 0 | 0 | 0 | 0 | 0 | 0 | 0 | 0 | 0 | 0 | 88743.1518 | 0 | 0 | 0 | 0 | 0 | 0 | 0 | 0 | 0 | -278980.8824 | 0 | 0 | 0 | 0 | 0 | 0 | 0
2016-06-16 09:00 | 0 | 0 | 0 | 0 | 0 | 40780.9658 | 0 | 408505 | 0 | 0 | 0 | 0 | 205359.0546 | 0 | 0 | 0 | 0 | 0 | 0 | 0 | 458189.7706 | 0 | 0 | 0 | 0 | 0 | 0 | 0 | 0 | 0 | 0 | -88743.1518 | 0 | 0 | 0 | 0 | 0 | 0 | 0 | 0 | 0 | -278980.8824 | 0 | 0 | 0 | 0 | 0 | 0 | 0
2016-06-16 10:00 | 0 | 0 | 0 | 0 | 0 | 54514.9658 | 0 | 422239 | 0 | 0 | 0 | 0 | 116615.9029 | 0 | 0 | 0 | 0 | 0 | 0 | 0 | 179208.8882 | 0 | 0 | 0 | 0 | 0 | 0 | 0 | 0 | 0 | 0 | -88743.1518 | 0 | 0 | 0 | 0 | 0 | 0 | 0 | 0 | 0 | -278980.8824 | 0 | 0 | 0 | 0 | 0 | 0 | 0
2016-06-16 11:00 | 0 | 0 | 0 | 0 | 0 | 444850.4487 | 17.4995 | 442317 | 0 | 0 | 0 | 0 | 88743.1518 | 0 | 0 | 0 | 0 | 0 | 0 | 0 | 209632.5874 | 0 | 0 | 0 | 0 | 0 | 0 | 0 | 0 | 0 | 0 | -27872.7511 | 0 | 0 | 0 | 0 | 0 | 0 | 0 | 0 | 0 | 30423.6992 | 0 | 0 | 0 | 0 | 0 | 0 | 0
2016-06-16 12:00 | 0 | 0 | 0 | 0 | 0 | 0 | 169115.2608 | 467491 | 0 | 0 | 0 | 0 | 0 | 0 | 0 | 0 | 0 | 0 | 0 | 0 | 0 | 0 | 0 | 0 | 0 | 0 | 0 | 0 | 0 | 0 | 0 | -88743.1518 | 0 | 0 | 0 | 0 | 0 | 0 | 0 | 0 | 0 | -209632.5874 | 0 | 0 | 0 | 0 | 0 | 0 | 0
2016-06-16 13:00 | 0 | 0 | 0 | 0 | 0 | 0 | 585689.9988 | 494771 | 0 | 0 | 0 | 0 | 0 | 0 | 0 | 0 | 0 | 0 | 0 | 0 | 90918.9988 | 0 | 0 | 0 | 0 | 0 | 0 | 0 | 0 | 0 | 0 | 0 | 0 | 0 | 0 | 0 | 0 | 0 | 0 | 0 | 0 | 90918.9988 | 0 | 0 | 0 | 0 | 0 | 0 | 0
2016-06-16 14:00 | 0 | 0 | 0 | 0 | 0 | 0 | 743950.1762 | 523244 | 0 | 0 | 0 | 0 | 0 | 0 | 0 | 0 | 0 | 0 | 0 | 0 | 311625.1749 | 0 | 0 | 0 | 0 | 0 | 0 | 0 | 0 | 0 | 0 | 0 | 0 | 0 | 0 | 0 | 0 | 0 | 0 | 0 | 0 | 220706.1762 | 0 | 0 | 0 | 0 | 0 | 0 | 0
2016-06-16 15:00 | 0 | 0 | 0 | 0 | 0 | 0 | 857281.7845 | 550557 | 0 | 0 | 0 | 0 | 27743.902 | 0 | 0 | 0 | 0 | 0 | 0 | 0 | 590606.0574 | 0 | 0 | 0 | 0 | 0 | 0 | 0 | 0 | 0 | 0 | 27743.902 | 0 | 0 | 0 | 0 | 0 | 0 | 0 | 0 | 0 | 278980.8824 | 0 | 0 | 0 | 0 | 0 | 0 | 0
2016-06-16 16:00 | 0 | 0 | 0 | 0 | 0 | 0 | 898101.0289 | 573493 | 0 | 0 | 0 | 0 | 73371.0485 | 0 | 0 | 0 | 0 | 0 | 0 | 0 | 869586.9398 | 0 | 0 | 0 | 0 | 0 | 0 | 0 | 0 | 0 | 0 | 45627.1464 | 0 | 0 | 0 | 0 | 0 | 0 | 0 | 0 | 0 | 278980.8824 | 0 | 0 | 0 | 0 | 0 | 0 | 0
2016-06-16 17:00 | 0 | 0 | 0 | 0 | 0 | 0 | 916880.9032 | 593314 | 0 | 0 | 0 | 0 | 117957.0693 | 0 | 0 | 0 | 0 | 0 | 0 | 0 | 1148567.8222 | 0 | 0 | 0 | 0 | 0 | 0 | 0 | 0 | 0 | 0 | 44586.0208 | 0 | 0 | 0 | 0 | 0 | 0 | 0 | 0 | 0 | 278980.8824 | 0 | 0 | 0 | 0 | 0 | 0 | 0
2016-06-16 18:00 | 0 | 0 | 0 | 0 | 0 | 0 | 909938.6723 | 608327 | 0 | 0 | 0 | 0 | 140587.8591 | 0 | 0 | 0 | 0 | 0 | 0 | 0 | 1427548.7047 | 0 | 0 | 0 | 0 | 0 | 0 | 0 | 0 | 0 | 0 | 22630.7898 | 0 | 0 | 0 | 0 | 0 | 0 | 0 | 0 | 0 | 278980.8824 | 0 | 0 | 0 | 0 | 0 | 0 | 0
2016-06-16 19:00 | 0 | 0 | 0 | 0 | 0 | 0 | 901215.9631 | 617141 | 0 | 0 | 0 | 0 | 145681.9398 | 0 | 0 | 0 | 0 | 0 | 0 | 0 | 1706529.5871 | 0 | 0 | 0 | 0 | 0 | 0 | 0 | 0 | 0 | 0 | 5094.0807 | 0 | 0 | 0 | 0 | 0 | 0 | 0 | 0 | 0 | 278980.8824 | 0 | 0 | 0 | 0 | 0 | 0 | 0
2016-06-16 20:00 | 0 | 0 | 0 | 0 | 0 | 0 | 899418.1719 | 622344 | 0 | 0 | 0 | 0 | 143775.2292 | 0 | 0 | 0 | 0 | 0 | 0 | 0 | 1985510.4696 | 0 | 0 | 0 | 0 | 0 | 0 | 0 | 0 | 0 | 0 | -1906.7106 | 0 | 0 | 0 | 0 | 0 | 0 | 0 | 0 | 0 | 278980.8824 | 0 | 0 | 0 | 0 | 0 | 0 | 0
2016-06-16 21:00 | 0 | 0 | 0 | 0 | 0 | 0 | 892577.3154 | 623112 | 0 | 0 | 0 | 0 | 134259.6621 | 0 | 0 | 0 | 0 | 0 | 0 | 0 | 2264491.352 | 0 | 0 | 0 | 0 | 0 | 0 | 0 | 0 | 0 | 0 | -9515.567 | 0 | 0 | 0 | 0 | 0 | 0 | 0 | 0 | 0 | 278980.8824 | 0 | 0 | 0 | 0 | 0 | 0 | 0
2016-06-16 22:00 | 0 | 0 | 0 | 0 | 0 | 0 | 862985.6464 | 617203 | 0 | 0 | 0 | 0 | 116615.9029 | 0 | 0 | 0 | 0 | 0 | 0 | 0 | 2527917.7577 | 0 | 0 | 0 | 0 | 0 | 0 | 0 | 0 | 0 | 0 | -17643.7593 | 0 | 0 | 0 | 0 | 0 | 0 | 0 | 0 | 0 | 263426.4056 | 0 | 0 | 0 | 0 | 0 | 0 | 0
2016-06-16 23:00 | 0 | 0 | 0 | 0 | 0 | 179360.7986 | 793974.2356 | 605611 | 0 | 0 | 0 | 0 | 205359.0546 | 0 | 0 | 0 | 0 | 0 | 0 | 0 | 2806898.6401 | 0 | 0 | 0 | 0 | 0 | 0 | 0 | 0 | 0 | 0 | 88743.1518 | 0 | 0 | 0 | 0 | 0 | 0 | 0 | 0 | 0 | 278980.8824 | 0 | 0 | 0 | 0 | 0 | 0 | 0
2016-06-17 | 0 | 0 | 0 | 0 | 0 | 327709.3242 | 631567.7101 | 591553 | 0 | 0 | 0 | 0 | 294102.2064 | 0 | 0 | 0 | 0 | 0 | 0 | 0 | 3085879.5225 | 0 | 0 | 0 | 0 | 0 | 0 | 0 | 0 | 0 | 0 | 88743.1518 | 0 | 0 | 0 | 0 | 0 | 0 | 0 | 0 | 0 | 278980.8824 | 0 | 0 | 0 | 0 | 0 | 0 | 0
2016-06-17 01:00 | 0 | 0 | 0 | 0 | 0 | 569799.4587 | 373647.5756 | 575723 | 0 | 0 | 0 | 0 | 382845.3582 | 0 | 0 | 0 | 0 | 0 | 0 | 0 | 3364860.405 | 0 | 0 | 0 | 0 | 0 | 0 | 0 | 0 | 0 | 0 | 88743.1518 | 0 | 0 | 0 | 0 | 0 | 0 | 0 | 0 | 0 | 278980.8824 | 0 | 0 | 0 | 0 | 0 | 0 | 0
2016-06-17 02:00 | 0 | 0 | 0 | 0 | 0 | 701981.9117 | 52330.1597 | 549591 | 0 | 0 | 0 | 0 | 354972.6072 | 0 | 0 | 0 | 0 | 0 | 0 | 0 | 3597454.2274 | 0 | 0 | 0 | 0 | 0 | 0 | 0 | 0 | 0 | 0 | -27872.7511 | 0 | 0 | 0 | 0 | 0 | 0 | 0 | 0 | 0 | 232593.8224 | 0 | 0 | 0 | 0 | 0 | 0 | 0
2016-06-17 03:00 | 0 | 0 | 0 | 0 | 0 | 147991.1005 | 1.8652 | 515717 | 0 | 0 | 0 | 0 | 266229.4554 | 0 | 0 | 0 | 0 | 0 | 0 | 0 | 3318473.345 | 0 | 0 | 0 | 0 | 0 | 0 | 0 | 0 | 0 | 0 | -88743.1518 | 0 | 0 | 0 | 0 | 0 | 0 | 0 | 0 | 0 | -278980.8824 | 0 | 0 | 0 | 0 | 0 | 0 | 0
2016-06-17 04:00 | 0 | 0 | 0 | 0 | 0 | 293479.2694 | 0 | 483717 | 0 | 0 | 0 | 0 | 354972.6072 | 0 | 0 | 0 | 0 | 0 | 0 | 0 | 3039492.4625 | 0 | 0 | 0 | 0 | 0 | 0 | 0 | 0 | 0 | 0 | 88743.1518 | 0 | 0 | 0 | 0 | 0 | 0 | 0 | 0 | 0 | -278980.8824 | 0 | 0 | 0 | 0 | 0 | 0 | 0
2016-06-17 05:00 | 0 | 0 | 0 | 0 | 0 | 86554.9658 | 0 | 454279 | 0 | 0 | 0 | 0 | 266229.4554 | 0 | 0 | 0 | 0 | 0 | 0 | 0 | 2760511.5801 | 0 | 0 | 0 | 0 | 0 | 0 | 0 | 0 | 0 | 0 | -88743.1518 | 0 | 0 | 0 | 0 | 0 | 0 | 0 | 0 | 0 | -278980.8824 | 0 | 0 | 0 | 0 | 0 | 0 | 0
2016-06-17 06:00 | 0 | 0 | 0 | 0 | 0 | 60523.9658 | 0 | 428248 | 0 | 0 | 0 | 0 | 177486.3036 | 0 | 0 | 0 | 0 | 0 | 0 | 0 | 2481530.6976 | 0 | 0 | 0 | 0 | 0 | 0 | 0 | 0 | 0 | 0 | -88743.1518 | 0 | 0 | 0 | 0 | 0 | 0 | 0 | 0 | 0 | -278980.8824 | 0 | 0 | 0 | 0 | 0 | 0 | 0
2016-06-17 07:00 | 0 | 0 | 0 | 0 | 0 | 221514.2694 | 0 | 411752 | 0 | 0 | 0 | 0 | 266229.4554 | 0 | 0 | 0 | 0 | 0 | 0 | 0 | 2202549.8152 | 0 | 0 | 0 | 0 | 0 | 0 | 0 | 0 | 0 | 0 | 88743.1518 | 0 | 0 | 0 | 0 | 0 | 0 | 0 | 0 | 0 | -278980.8824 | 0 | 0 | 0 | 0 | 0 | 0 | 0
2016-06-17 08:00 | 0 | 0 | 0 | 0 | 0 | 35775.9658 | 0 | 403500 | 0 | 0 | 0 | 0 | 177486.3036 | 0 | 0 | 0 | 0 | 0 | 0 | 0 | 1923568.9327 | 0 | 0 | 0 | 0 | 0 | 0 | 0 | 0 | 0 | 0 | -88743.1518 | 0 | 0 | 0 | 0 | 0 | 0 | 0 | 0 | 0 | -278980.8824 | 0 | 0 | 0 | 0 | 0 | 0 | 0
2016-06-17 09:00 | 0 | 0 | 0 | 0 | 0 | 37788.9658 | 0 | 405513 | 0 | 0 | 0 | 0 | 88743.1518 | 0 | 0 | 0 | 0 | 0 | 0 | 0 | 1644588.0503 | 0 | 0 | 0 | 0 | 0 | 0 | 0 | 0 | 0 | 0 | -88743.1518 | 0 | 0 | 0 | 0 | 0 | 0 | 0 | 0 | 0 | -278980.8824 | 0 | 0 | 0 | 0 | 0 | 0 | 0
2016-06-17 10:00 | 0 | 0 | 0 | 0 | 0 | 48919.9658 | 0 | 416644 | 0 | 0 | 0 | 0 | 0 | 0 | 0 | 0 | 0 | 0 | 0 | 0 | 1365607.1678 | 0 | 0 | 0 | 0 | 0 | 0 | 0 | 0 | 0 | 0 | -88743.1518 | 0 | 0 | 0 | 0 | 0 | 0 | 0 | 0 | 0 | -278980.8824 | 0 | 0 | 0 | 0 | 0 | 0 | 0
2016-06-17 11:00 | 0 | 0 | 0 | 0 | 0 | 447896.5024 | 17.3947 | 434301 | 0 | 0 | 0 | 0 | 88743.1518 | 0 | 0 | 0 | 0 | 0 | 0 | 0 | 1290476.9131 | 0 | 0 | 0 | 0 | 0 | 0 | 0 | 0 | 0 | 0 | 88743.1518 | 0 | 0 | 0 | 0 | 0 | 0 | 0 | 0 | 0 | -75130.2547 | 0 | 0 | 0 | 0 | 0 | 0 | 0
2016-06-17 12:00 | 0 | 0 | 0 | 0 | 0 | 0 | 164586.3119 | 459290 | 0 | 0 | 0 | 0 | 0 | 0 | 0 | 0 | 0 | 0 | 0 | 0 | 1084516.3768 | 0 | 0 | 0 | 0 | 0 | 0 | 0 | 0 | 0 | 0 | -88743.1518 | 0 | 0 | 0 | 0 | 0 | 0 | 0 | 0 | 0 | -205960.5363 | 0 | 0 | 0 | 0 | 0 | 0 | 0
2016-06-17 13:00 | 0 | 0 | 0 | 0 | 0 | 244425.6556 | 579532.1884 | 488911 | 0 | 0 | 0 | 0 | 56065.9616 | 0 | 0 | 0 | 0 | 0 | 0 | 0 | 1363497.2593 | 0 | 0 | 0 | 0 | 0 | 0 | 0 | 0 | 0 | 0 | 56065.9616 | 0 | 0 | 0 | 0 | 0 | 0 | 0 | 0 | 0 | 278980.8824 | 0 | 0 | 0 | 0 | 0 | 0 | 0
2016-06-17 14:00 | 0 | 0 | 0 | 0 | 0 | 0 | 741509.9208 | 518595 | 0 | 0 | 0 | 0 | 0 | 0 | 0 | 0 | 0 | 0 | 0 | 0 | 1642478.1417 | 0 | 0 | 0 | 0 | 0 | 0 | 0 | 0 | 0 | 0 | -56065.9616 | 0 | 0 | 0 | 0 | 0 | 0 | 0 | 0 | 0 | 278980.8824 | 0 | 0 | 0 | 0 | 0 | 0 | 0
2016-06-17 15:00 | 0 | 0 | 0 | 0 | 0 | 0 | 849753.5311 | 545741 | 0 | 0 | 0 | 0 | 25031.6486 | 0 | 0 | 0 | 0 | 0 | 0 | 0 | 1921459.0241 | 0 | 0 | 0 | 0 | 0 | 0 | 0 | 0 | 0 | 0 | 25031.6486 | 0 | 0 | 0 | 0 | 0 | 0 | 0 | 0 | 0 | 278980.8824 | 0 | 0 | 0 | 0 | 0 | 0 | 0
2016-06-17 16:00 | 0 | 0 | 0 | 0 | 0 | 0 | 892815.2331 | 567490 | 0 | 0 | 0 | 0 | 71375.9993 | 0 | 0 | 0 | 0 | 0 | 0 | 0 | 2200439.9066 | 0 | 0 | 0 | 0 | 0 | 0 | 0 | 0 | 0 | 0 | 46344.3506 | 0 | 0 | 0 | 0 | 0 | 0 | 0 | 0 | 0 | 278980.8824 | 0 | 0 | 0 | 0 | 0 | 0 | 0
2016-06-17 17:00 | 0 | 0 | 0 | 0 | 0 | 45590.5422 | 906682.492 | 584549 | 0 | 0 | 0 | 0 | 160119.1511 | 0 | 0 | 0 | 0 | 0 | 0 | 0 | 2479420.789 | 0 | 0 | 0 | 0 | 0 | 0 | 0 | 0 | 0 | 0 | 88743.1518 | 0 | 0 | 0 | 0 | 0 | 0 | 0 | 0 | 0 | 278980.8824 | 0 | 0 | 0 | 0 | 0 | 0 | 0
2016-06-17 18:00 | 0 | 0 | 0 | 0 | 0 | 62786.2077 | 902228.8265 | 597291 | 0 | 0 | 0 | 0 | 248862.3029 | 0 | 0 | 0 | 0 | 0 | 0 | 0 | 2758401.6715 | 0 | 0 | 0 | 0 | 0 | 0 | 0 | 0 | 0 | 0 | 88743.1518 | 0 | 0 | 0 | 0 | 0 | 0 | 0 | 0 | 0 | 278980.8824 | 0 | 0 | 0 | 0 | 0 | 0 | 0
2016-06-17 19:00 | 0 | 0 | 0 | 0 | 0 | 0 | 894151.0052 | 606608 | 0 | 0 | 0 | 0 | 257424.4256 | 0 | 0 | 0 | 0 | 0 | 0 | 0 | 3037382.5539 | 0 | 0 | 0 | 0 | 0 | 0 | 0 | 0 | 0 | 0 | 8562.1227 | 0 | 0 | 0 | 0 | 0 | 0 | 0 | 0 | 0 | 278980.8824 | 0 | 0 | 0 | 0 | 0 | 0 | 0
2016-06-17 20:00 | 0 | 0 | 0 | 0 | 0 | 0 | 891890.3429 | 612181 | 0 | 0 | 0 | 0 | 258152.886 | 0 | 0 | 0 | 0 | 0 | 0 | 0 | 3316363.4364 | 0 | 0 | 0 | 0 | 0 | 0 | 0 | 0 | 0 | 0 | 728.4604 | 0 | 0 | 0 | 0 | 0 | 0 | 0 | 0 | 0 | 278980.8824 | 0 | 0 | 0 | 0 | 0 | 0 | 0
2016-06-17 21:00 | 0 | 0 | 0 | 0 | 0 | 0 | 884355.6629 | 612561 | 0 | 0 | 0 | 0 | 250966.6664 | 0 | 0 | 0 | 0 | 0 | 0 | 0 | 3595344.3188 | 0 | 0 | 0 | 0 | 0 | 0 | 0 | 0 | 0 | 0 | -7186.2196 | 0 | 0 | 0 | 0 | 0 | 0 | 0 | 0 | 0 | 278980.8824 | 0 | 0 | 0 | 0 | 0 | 0 | 0
2016-06-17 22:00 | 0 | 0 | 0 | 0 | 0 | 0 | 852974.5835 | 604742 | 0 | 0 | 0 | 0 | 220218.3674 | 0 | 0 | 0 | 0 | 0 | 0 | 0 | 3874325.2013 | 0 | 0 | 0 | 0 | 0 | 0 | 0 | 0 | 0 | 0 | -30748.299 | 0 | 0 | 0 | 0 | 0 | 0 | 0 | 0 | 0 | 278980.8824 | 0 | 0 | 0 | 0 | 0 | 0 | 0
2016-06-17 23:00 | 0 | 0 | 0 | 0 | 0 | 157993.5309 | 777793.2417 | 590018 | 0 | 0 | 0 | 0 | 287006.2576 | 0 | 0 | 0 | 0 | 0 | 0 | 0 | 4153306.0837 | 0 | 0 | 0 | 0 | 0 | 0 | 0 | 0 | 0 | 0 | 66787.8901 | 0 | 0 | 0 | 0 | 0 | 0 | 0 | 0 | 0 | 278980.8824 | 0 | 0 | 0 | 0 | 0 | 0 | 0
2016-06-18 | 0 | 0 | 0 | 0 | 0 | 0 | 615827.9151 | 571383 | 0 | 0 | 0 | 0 | 258683.927 | 0 | 0 | 0 | 0 | 0 | 0 | 0 | 4226073.3293 | 0 | 0 | 0 | 0 | 0 | 0 | 0 | 0 | 0 | 0 | -28322.3306 | 0 | 0 | 0 | 0 | 0 | 0 | 0 | 0 | 0 | 72767.2456 | 0 | 0 | 0 | 0 | 0 | 0 | 0
2016-06-18 01:00 | 0 | 0 | 0 | 0 | 0 | 409406.4857 | 342884.7733 | 554508 | 0 | 0 | 0 | 0 | 177486.3036 | 0 | 0 | 0 | 0 | 0 | 0 | 0 | 4505054.2118 | 0 | 0 | 0 | 0 | 0 | 0 | 0 | 0 | 0 | 0 | -81197.6234 | 0 | 0 | 0 | 0 | 0 | 0 | 0 | 0 | 0 | 278980.8824 | 0 | 0 | 0 | 0 | 0 | 0 | 0
2016-06-18 02:00 | 0 | 0 | 0 | 0 | 0 | 534363.51 | 50514.1931 | 530096 | 0 | 0 | 0 | 0 | 88743.1518 | 0 | 0 | 0 | 0 | 0 | 0 | 0 | 4648579.0666 | 0 | 0 | 0 | 0 | 0 | 0 | 0 | 0 | 0 | 0 | -88743.1518 | 0 | 0 | 0 | 0 | 0 | 0 | 0 | 0 | 0 | 143524.8548 | 0 | 0 | 0 | 0 | 0 | 0 | 0
2016-06-18 03:00 | 0 | 0 | 0 | 0 | 0 | 307245.4059 | 0.86345 | 497484 | 0 | 0 | 0 | 0 | 177486.3036 | 0 | 0 | 0 | 0 | 0 | 0 | 0 | 4369598.1841 | 0 | 0 | 0 | 0 | 0 | 0 | 0 | 0 | 0 | 0 | 88743.1518 | 0 | 0 | 0 | 0 | 0 | 0 | 0 | 0 | 0 | -278980.8824 | 0 | 0 | 0 | 0 | 0 | 0 | 0
2016-06-18 04:00 | 0 | 0 | 0 | 0 | 0 | 98034.9658 | 0 | 465759 | 0 | 0 | 0 | 0 | 88743.1518 | 0 | 0 | 0 | 0 | 0 | 0 | 0 | 4090617.3017 | 0 | 0 | 0 | 0 | 0 | 0 | 0 | 0 | 0 | 0 | -88743.1518 | 0 | 0 | 0 | 0 | 0 | 0 | 0 | 0 | 0 | -278980.8824 | 0 | 0 | 0 | 0 | 0 | 0 | 0
2016-06-18 05:00 | 0 | 0 | 0 | 0 | 0 | 245887.2694 | 0 | 436125 | 0 | 0 | 0 | 0 | 177486.3036 | 0 | 0 | 0 | 0 | 0 | 0 | 0 | 3811636.4192 | 0 | 0 | 0 | 0 | 0 | 0 | 0 | 0 | 0 | 0 | 88743.1518 | 0 | 0 | 0 | 0 | 0 | 0 | 0 | 0 | 0 | -278980.8824 | 0 | 0 | 0 | 0 | 0 | 0 | 0
2016-06-18 06:00 | 0 | 0 | 0 | 0 | 0 | 43182.9658 | 0 | 410907 | 0 | 0 | 0 | 0 | 88743.1518 | 0 | 0 | 0 | 0 | 0 | 0 | 0 | 3532655.5368 | 0 | 0 | 0 | 0 | 0 | 0 | 0 | 0 | 0 | 0 | -88743.1518 | 0 | 0 | 0 | 0 | 0 | 0 | 0 | 0 | 0 | -278980.8824 | 0 | 0 | 0 | 0 | 0 | 0 | 0
2016-06-18 07:00 | 0 | 0 | 0 | 0 | 0 | 25443.9658 | 0 | 393168 | 0 | 0 | 0 | 0 | 0 | 0 | 0 | 0 | 0 | 0 | 0 | 0 | 3253674.6544 | 0 | 0 | 0 | 0 | 0 | 0 | 0 | 0 | 0 | 0 | -88743.1518 | 0 | 0 | 0 | 0 | 0 | 0 | 0 | 0 | 0 | -278980.8824 | 0 | 0 | 0 | 0 | 0 | 0 | 0
2016-06-18 08:00 | 0 | 0 | 0 | 0 | 0 | 386009.3641 | 0 | 381758 | 0 | 0 | 0 | 0 | 88743.1518 | 0 | 0 | 0 | 0 | 0 | 0 | 0 | 3169182.8667 | 0 | 0 | 0 | 0 | 0 | 0 | 0 | 0 | 0 | 0 | 88743.1518 | 0 | 0 | 0 | 0 | 0 | 0 | 0 | 0 | 0 | -84491.7877 | 0 | 0 | 0 | 0 | 0 | 0 | 0
2016-06-18 09:00 | 0 | 0 | 0 | 0 | 0 | 185989.2694 | 0 | 376227 | 0 | 0 | 0 | 0 | 177486.3036 | 0 | 0 | 0 | 0 | 0 | 0 | 0 | 2890201.9842 | 0 | 0 | 0 | 0 | 0 | 0 | 0 | 0 | 0 | 0 | 88743.1518 | 0 | 0 | 0 | 0 | 0 | 0 | 0 | 0 | 0 | -278980.8824 | 0 | 0 | 0 | 0 | 0 | 0 | 0
2016-06-18 10:00 | 0 | 0 | 0 | 0 | 0 | 8105.9658 | 0 | 375830 | 0 | 0 | 0 | 0 | 88743.1518 | 0 | 0 | 0 | 0 | 0 | 0 | 0 | 2611221.1018 | 0 | 0 | 0 | 0 | 0 | 0 | 0 | 0 | 0 | 0 | -88743.1518 | 0 | 0 | 0 | 0 | 0 | 0 | 0 | 0 | 0 | -278980.8824 | 0 | 0 | 0 | 0 | 0 | 0 | 0
2016-06-18 11:00 | 0 | 0 | 0 | 0 | 0 | 238173.8444 | 9.1794 | 384738 | 0 | 0 | 0 | 0 | 0 | 0 | 0 | 0 | 0 | 0 | 0 | 0 | 2553409.2774 | 0 | 0 | 0 | 0 | 0 | 0 | 0 | 0 | 0 | 0 | -88743.1518 | 0 | 0 | 0 | 0 | 0 | 0 | 0 | 0 | 0 | -57811.8244 | 0 | 0 | 0 | 0 | 0 | 0 | 0
2016-06-18 12:00 | 0 | 0 | 0 | 0 | 0 | 0 | 170419.4301 | 405325 | 0 | 0 | 0 | 0 | 0 | 0 | 0 | 0 | 0 | 0 | 0 | 0 | 2318503.7075 | 0 | 0 | 0 | 0 | 0 | 0 | 0 | 0 | 0 | 0 | 0 | 0 | 0 | 0 | 0 | 0 | 0 | 0 | 0 | 0 | -234905.5699 | 0 | 0 | 0 | 0 | 0 | 0 | 0
2016-06-18 13:00 | 0 | 0 | 0 | 0 | 0 | 0 | 563761.5398 | 432021 | 0 | 0 | 0 | 0 | 0 | 0 | 0 | 0 | 0 | 0 | 0 | 0 | 2450244.2473 | 0 | 0 | 0 | 0 | 0 | 0 | 0 | 0 | 0 | 0 | 0 | 0 | 0 | 0 | 0 | 0 | 0 | 0 | 0 | 0 | 131740.5398 | 0 | 0 | 0 | 0 | 0 | 0 | 0
2016-06-18 14:00 | 0 | 0 | 0 | 0 | 0 | 0 | 720658.7004 | 460821 | 0 | 0 | 0 | 0 | 0 | 0 | 0 | 0 | 0 | 0 | 0 | 0 | 2710081.9477 | 0 | 0 | 0 | 0 | 0 | 0 | 0 | 0 | 0 | 0 | 0 | 0 | 0 | 0 | 0 | 0 | 0 | 0 | 0 | 0 | 259837.7004 | 0 | 0 | 0 | 0 | 0 | 0 | 0
2016-06-18 15:00 | 0 | 0 | 0 | 0 | 0 | 33976.9979 | 823401.0364 | 489654 | 0 | 0 | 0 | 0 | 88743.1518 | 0 | 0 | 0 | 0 | 0 | 0 | 0 | 2989062.8302 | 0 | 0 | 0 | 0 | 0 | 0 | 0 | 0 | 0 | 0 | 88743.1518 | 0 | 0 | 0 | 0 | 0 | 0 | 0 | 0 | 0 | 278980.8824 | 0 | 0 | 0 | 0 | 0 | 0 | 0
2016-06-18 16:00 | 0 | 0 | 0 | 0 | 0 | 4524.8032 | 863261.4782 | 514631 | 0 | 0 | 0 | 0 | 162917.5508 | 0 | 0 | 0 | 0 | 0 | 0 | 0 | 3268043.7126 | 0 | 0 | 0 | 0 | 0 | 0 | 0 | 0 | 0 | 0 | 74174.399 | 0 | 0 | 0 | 0 | 0 | 0 | 0 | 0 | 0 | 278980.8824 | 0 | 0 | 0 | 0 | 0 | 0 | 0
2016-06-18 17:00 | 0 | 0 | 0 | 0 | 0 | 33829.4346 | 868500.5996 | 534606 | 0 | 0 | 0 | 0 | 251660.7026 | 0 | 0 | 0 | 0 | 0 | 0 | 0 | 3547024.5951 | 0 | 0 | 0 | 0 | 0 | 0 | 0 | 0 | 0 | 0 | 88743.1518 | 0 | 0 | 0 | 0 | 0 | 0 | 0 | 0 | 0 | 278980.8824 | 0 | 0 | 0 | 0 | 0 | 0 | 0
2016-06-18 18:00 | 0 | 0 | 0 | 0 | 0 | 0 | 859891.1122 | 551191 | 0 | 0 | 0 | 0 | 281379.9323 | 0 | 0 | 0 | 0 | 0 | 0 | 0 | 3826005.4775 | 0 | 0 | 0 | 0 | 0 | 0 | 0 | 0 | 0 | 0 | 29719.2297 | 0 | 0 | 0 | 0 | 0 | 0 | 0 | 0 | 0 | 278980.8824 | 0 | 0 | 0 | 0 | 0 | 0 | 0
2016-06-18 19:00 | 0 | 0 | 0 | 0 | 0 | 0 | 848730.7506 | 564545 | 0 | 0 | 0 | 0 | 286584.8004 | 0 | 0 | 0 | 0 | 0 | 0 | 0 | 4104986.36 | 0 | 0 | 0 | 0 | 0 | 0 | 0 | 0 | 0 | 0 | 5204.8681 | 0 | 0 | 0 | 0 | 0 | 0 | 0 | 0 | 0 | 278980.8824 | 0 | 0 | 0 | 0 | 0 | 0 | 0
2016-06-18 20:00 | 0 | 0 | 0 | 0 | 0 | 0 | 839897.5116 | 574478 | 0 | 0 | 0 | 0 | 273023.4296 | 0 | 0 | 0 | 0 | 0 | 0 | 0 | 4383967.2424 | 0 | 0 | 0 | 0 | 0 | 0 | 0 | 0 | 0 | 0 | -13561.3708 | 0 | 0 | 0 | 0 | 0 | 0 | 0 | 0 | 0 | 278980.8824 | 0 | 0 | 0 | 0 | 0 | 0 | 0
2016-06-18 21:00 | 0 | 0 | 0 | 0 | 0 | 0 | 821789.2218 | 579685 | 0 | 0 | 0 | 0 | 361766.5814 | 0 | 0 | 0 | 0 | 0 | 0 | 0 | 4537328.3124 | 0 | 0 | 0 | 0 | 0 | 0 | 0 | 0 | 0 | 0 | 88743.1518 | 0 | 0 | 0 | 0 | 0 | 0 | 0 | 0 | 0 | 153361.07 | 0 | 0 | 0 | 0 | 0 | 0 | 0
2016-06-18 22:00 | 0 | 0 | 0 | 0 | 0 | 0 | 787157.5075 | 575841 | 0 | 0 | 0 | 0 | 294102.2064 | 0 | 0 | 0 | 0 | 0 | 0 | 0 | 4816309.1948 | 0 | 0 | 0 | 0 | 0 | 0 | 0 | 0 | 0 | 0 | -67664.3749 | 0 | 0 | 0 | 0 | 0 | 0 | 0 | 0 | 0 | 278980.8824 | 0 | 0 | 0 | 0 | 0 | 0 | 0
2016-06-18 23:00 | 0 | 0 | 0 | 0 | 0 | 0 | 702475.5631 | 562708 | 0 | 0 | 0 | 0 | 382845.3582 | 0 | 0 | 0 | 0 | 0 | 0 | 0 | 4867333.6061 | 0 | 0 | 0 | 0 | 0 | 0 | 0 | 0 | 0 | 0 | 88743.1518 | 0 | 0 | 0 | 0 | 0 | 0 | 0 | 0 | 0 | 51024.4113 | 0 | 0 | 0 | 0 | 0 | 0 | 0
2016-06-19 | 0 | 0 | 0 | 0 | 0 | 0 | 541580.2185 | 545617 | 0 | 0 | 0 | 0 | 294102.2064 | 0 | 0 | 0 | 0 | 0 | 0 | 0 | 4952039.9764 | 0 | 0 | 0 | 0 | 0 | 0 | 0 | 0 | 0 | 0 | -88743.1518 | 0 | 0 | 0 | 0 | 0 | 0 | 0 | 0 | 0 | 84706.3703 | 0 | 0 | 0 | 0 | 0 | 0 | 0
2016-06-19 01:00 | 0 | 0 | 0 | 0 | 0 | 0 | 296475.9942 | 531539 | 0 | 0 | 0 | 0 | 266229.4554 | 0 | 0 | 0 | 0 | 0 | 0 | 0 | 4744849.7216 | 0 | 0 | 0 | 0 | 0 | 0 | 0 | 0 | 0 | 0 | -27872.7511 | 0 | 0 | 0 | 0 | 0 | 0 | 0 | 0 | 0 | -207190.2547 | 0 | 0 | 0 | 0 | 0 | 0 | 0
2016-06-19 02:00 | 0 | 0 | 0 | 0 | 0 | 595728.7878 | 49793.0462 | 511308 | 0 | 0 | 0 | 0 | 177486.3036 | 0 | 0 | 0 | 0 | 0 | 0 | 0 | 4967806.7075 | 0 | 0 | 0 | 0 | 0 | 0 | 0 | 0 | 0 | 0 | -88743.1518 | 0 | 0 | 0 | 0 | 0 | 0 | 0 | 0 | 0 | 222956.9859 | 0 | 0 | 0 | 0 | 0 | 0 | 0
2016-06-19 03:00 | 0 | 0 | 0 | 0 | 0 | 291484.9521 | 4.3172 | 481727 | 0 | 0 | 0 | 0 | 266229.4554 | 0 | 0 | 0 | 0 | 0 | 0 | 0 | 4688825.8251 | 0 | 0 | 0 | 0 | 0 | 0 | 0 | 0 | 0 | 0 | 88743.1518 | 0 | 0 | 0 | 0 | 0 | 0 | 0 | 0 | 0 | -278980.8824 | 0 | 0 | 0 | 0 | 0 | 0 | 0
2016-06-19 04:00 | 0 | 0 | 0 | 0 | 0 | 83238.9658 | 0 | 450963 | 0 | 0 | 0 | 0 | 177486.3036 | 0 | 0 | 0 | 0 | 0 | 0 | 0 | 4409844.9426 | 0 | 0 | 0 | 0 | 0 | 0 | 0 | 0 | 0 | 0 | -88743.1518 | 0 | 0 | 0 | 0 | 0 | 0 | 0 | 0 | 0 | -278980.8824 | 0 | 0 | 0 | 0 | 0 | 0 | 0
2016-06-19 05:00 | 0 | 0 | 0 | 0 | 0 | 233542.2694 | 0 | 423780 | 0 | 0 | 0 | 0 | 266229.4554 | 0 | 0 | 0 | 0 | 0 | 0 | 0 | 4130864.0602 | 0 | 0 | 0 | 0 | 0 | 0 | 0 | 0 | 0 | 0 | 88743.1518 | 0 | 0 | 0 | 0 | 0 | 0 | 0 | 0 | 0 | -278980.8824 | 0 | 0 | 0 | 0 | 0 | 0 | 0
2016-06-19 06:00 | 0 | 0 | 0 | 0 | 0 | 210394.2694 | 0 | 400632 | 0 | 0 | 0 | 0 | 354972.6072 | 0 | 0 | 0 | 0 | 0 | 0 | 0 | 3851883.1777 | 0 | 0 | 0 | 0 | 0 | 0 | 0 | 0 | 0 | 0 | 88743.1518 | 0 | 0 | 0 | 0 | 0 | 0 | 0 | 0 | 0 | -278980.8824 | 0 | 0 | 0 | 0 | 0 | 0 | 0
2016-06-19 07:00 | 0 | 0 | 0 | 0 | 0 | 16019.9658 | 0 | 383744 | 0 | 0 | 0 | 0 | 266229.4554 | 0 | 0 | 0 | 0 | 0 | 0 | 0 | 3572902.2953 | 0 | 0 | 0 | 0 | 0 | 0 | 0 | 0 | 0 | 0 | -88743.1518 | 0 | 0 | 0 | 0 | 0 | 0 | 0 | 0 | 0 | -278980.8824 | 0 | 0 | 0 | 0 | 0 | 0 | 0
2016-06-19 08:00 | 0 | 0 | 0 | 0 | 0 | 4278.9658 | 0 | 372003 | 0 | 0 | 0 | 0 | 177486.3036 | 0 | 0 | 0 | 0 | 0 | 0 | 0 | 3293921.4128 | 0 | 0 | 0 | 0 | 0 | 0 | 0 | 0 | 0 | 0 | -88743.1518 | 0 | 0 | 0 | 0 | 0 | 0 | 0 | 0 | 0 | -278980.8824 | 0 | 0 | 0 | 0 | 0 | 0 | 0
2016-06-19 09:00 | 0 | 0 | 0 | 0 | 0 | 0 | 0 | 364628 | 0 | 0 | 0 | 0 | 88743.1518 | 0 | 0 | 0 | 0 | 0 | 0 | 0 | 3018036.5646 | 0 | 0 | 0 | 0 | 0 | 0 | 0 | 0 | 0 | 0 | -88743.1518 | 0 | 0 | 0 | 0 | 0 | 0 | 0 | 0 | 0 | -275884.8482 | 0 | 0 | 0 | 0 | 0 | 0 | 0
2016-06-19 10:00 | 0 | 0 | 0 | 0 | 0 | 0 | 0 | 361484 | 0 | 0 | 0 | 0 | 0 | 0 | 0 | 0 | 0 | 0 | 0 | 0 | 2745295.7164 | 0 | 0 | 0 | 0 | 0 | 0 | 0 | 0 | 0 | 0 | -88743.1518 | 0 | 0 | 0 | 0 | 0 | 0 | 0 | 0 | 0 | -272740.8482 | 0 | 0 | 0 | 0 | 0 | 0 | 0
2016-06-19 11:00 | 0 | 0 | 0 | 0 | 0 | 441965.2887 | 15.6133 | 367308 | 0 | 0 | 0 | 0 | 0 | 0 | 0 | 0 | 0 | 0 | 0 | 0 | 2819968.6185 | 0 | 0 | 0 | 0 | 0 | 0 | 0 | 0 | 0 | 0 | 0 | 0 | 0 | 0 | 0 | 0 | 0 | 0 | 0 | 0 | 74672.902 | 0 | 0 | 0 | 0 | 0 | 0 | 0
2016-06-19 12:00 | 0 | 0 | 0 | 0 | 0 | 308801.5186 | 144647.4219 | 387174 | 0 | 0 | 0 | 0 | 88743.1518 | 0 | 0 | 0 | 0 | 0 | 0 | 0 | 2797500.4071 | 0 | 0 | 0 | 0 | 0 | 0 | 0 | 0 | 0 | 0 | 88743.1518 | 0 | 0 | 0 | 0 | 0 | 0 | 0 | 0 | 0 | -22468.2113 | 0 | 0 | 0 | 0 | 0 | 0 | 0
2016-06-19 13:00 | 0 | 0 | 0 | 0 | 0 | 0 | 484407.6625 | 415881 | 0 | 0 | 0 | 0 | 177486.3036 | 0 | 0 | 0 | 0 | 0 | 0 | 0 | 2777283.9178 | 0 | 0 | 0 | 0 | 0 | 0 | 0 | 0 | 0 | 0 | 88743.1518 | 0 | 0 | 0 | 0 | 0 | 0 | 0 | 0 | 0 | -20216.4893 | 0 | 0 | 0 | 0 | 0 | 0 | 0
2016-06-19 14:00 | 0 | 0 | 0 | 0 | 0 | 139007.7034 | 668249.5017 | 447988 | 0 | 0 | 0 | 0 | 257774.6263 | 0 | 0 | 0 | 0 | 0 | 0 | 0 | 3056264.8002 | 0 | 0 | 0 | 0 | 0 | 0 | 0 | 0 | 0 | 0 | 80288.3227 | 0 | 0 | 0 | 0 | 0 | 0 | 0 | 0 | 0 | 278980.8824 | 0 | 0 | 0 | 0 | 0 | 0 | 0
2016-06-19 15:00 | 0 | 0 | 0 | 0 | 0 | 0 | 781429.4209 | 479035 | 0 | 0 | 0 | 0 | 281188.1647 | 0 | 0 | 0 | 0 | 0 | 0 | 0 | 3335245.6827 | 0 | 0 | 0 | 0 | 0 | 0 | 0 | 0 | 0 | 0 | 23413.5384 | 0 | 0 | 0 | 0 | 0 | 0 | 0 | 0 | 0 | 278980.8824 | 0 | 0 | 0 | 0 | 0 | 0 | 0
2016-06-19 16:00 | 0 | 0 | 0 | 0 | 0 | 0 | 834506.5701 | 506647 | 0 | 0 | 0 | 0 | 330066.8523 | 0 | 0 | 0 | 0 | 0 | 0 | 0 | 3614226.5651 | 0 | 0 | 0 | 0 | 0 | 0 | 0 | 0 | 0 | 0 | 48878.6876 | 0 | 0 | 0 | 0 | 0 | 0 | 0 | 0 | 0 | 278980.8824 | 0 | 0 | 0 | 0 | 0 | 0 | 0
2016-06-19 17:00 | 0 | 0 | 0 | 0 | 0 | 0 | 847003.8627 | 530674 | 0 | 0 | 0 | 0 | 367415.8326 | 0 | 0 | 0 | 0 | 0 | 0 | 0 | 3893207.4476 | 0 | 0 | 0 | 0 | 0 | 0 | 0 | 0 | 0 | 0 | 37348.9802 | 0 | 0 | 0 | 0 | 0 | 0 | 0 | 0 | 0 | 278980.8824 | 0 | 0 | 0 | 0 | 0 | 0 | 0
2016-06-19 18:00 | 0 | 0 | 0 | 0 | 0 | 0 | 844656.4081 | 550246 | 0 | 0 | 0 | 0 | 382845.3582 | 0 | 0 | 0 | 0 | 0 | 0 | 0 | 4172188.33 | 0 | 0 | 0 | 0 | 0 | 0 | 0 | 0 | 0 | 0 | 15429.5257 | 0 | 0 | 0 | 0 | 0 | 0 | 0 | 0 | 0 | 278980.8824 | 0 | 0 | 0 | 0 | 0 | 0 | 0
2016-06-19 19:00 | 0 | 0 | 0 | 0 | 0 | 0 | 838612.4504 | 567009 | 0 | 0 | 0 | 0 | 375467.9262 | 0 | 0 | 0 | 0 | 0 | 0 | 0 | 4451169.2125 | 0 | 0 | 0 | 0 | 0 | 0 | 0 | 0 | 0 | 0 | -7377.4321 | 0 | 0 | 0 | 0 | 0 | 0 | 0 | 0 | 0 | 278980.8824 | 0 | 0 | 0 | 0 | 0 | 0 | 0
2016-06-19 20:00 | 0 | 0 | 0 | 0 | 0 | 33266.0491 | 833956.2654 | 580864 | 0 | 0 | 0 | 0 | 382845.3582 | 0 | 0 | 0 | 0 | 0 | 0 | 0 | 4730150.0949 | 0 | 0 | 0 | 0 | 0 | 0 | 0 | 0 | 0 | 0 | 7377.4321 | 0 | 0 | 0 | 0 | 0 | 0 | 0 | 0 | 0 | 278980.8824 | 0 | 0 | 0 | 0 | 0 | 0 | 0
2016-06-19 21:00 | 0 | 0 | 0 | 0 | 0 | 0 | 819517.0549 | 590387 | 0 | 0 | 0 | 0 | 332994.5307 | 0 | 0 | 0 | 0 | 0 | 0 | 0 | 5009130.9774 | 0 | 0 | 0 | 0 | 0 | 0 | 0 | 0 | 0 | 0 | -49850.8276 | 0 | 0 | 0 | 0 | 0 | 0 | 0 | 0 | 0 | 278980.8824 | 0 | 0 | 0 | 0 | 0 | 0 | 0
2016-06-19 22:00 | 0 | 0 | 0 | 0 | 0 | 0 | 787607.9602 | 591563 | 0 | 0 | 0 | 0 | 250058.6085 | 0 | 0 | 0 | 0 | 0 | 0 | 0 | 5288111.8598 | 0 | 0 | 0 | 0 | 0 | 0 | 0 | 0 | 0 | 0 | -82935.9222 | 0 | 0 | 0 | 0 | 0 | 0 | 0 | 0 | 0 | 278980.8824 | 0 | 0 | 0 | 0 | 0 | 0 | 0
2016-06-19 23:00 | 0 | 0 | 0 | 0 | 0 | 58616.5733 | 716244.1573 | 584623 | 0 | 0 | 0 | 0 | 161315.4567 | 0 | 0 | 0 | 0 | 0 | 0 | 0 | 5567092.7422 | 0 | 0 | 0 | 0 | 0 | 0 | 0 | 0 | 0 | 0 | -88743.1518 | 0 | 0 | 0 | 0 | 0 | 0 | 0 | 0 | 0 | 278980.8824 | 0 | 0 | 0 | 0 | 0 | 0 | 0
2016-06-20 | 0 | 0 | 0 | 0 | 0 | 267958.3943 | 566402.2702 | 571899 | 0 | 0 | 0 | 0 | 144796.2387 | 0 | 0 | 0 | 0 | 0 | 0 | 0 | 5846073.6247 | 0 | 0 | 0 | 0 | 0 | 0 | 0 | 0 | 0 | 0 | -16519.2179 | 0 | 0 | 0 | 0 | 0 | 0 | 0 | 0 | 0 | 278980.8824 | 0 | 0 | 0 | 0 | 0 | 0 | 0
2016-06-20 01:00 | 0 | 0 | 0 | 0 | 0 | 21050.2059 | 349324.0635 | 560612 | 0 | 0 | 0 | 0 | 233539.3905 | 0 | 0 | 0 | 0 | 0 | 0 | 0 | 5567092.7422 | 0 | 0 | 0 | 0 | 0 | 0 | 0 | 0 | 0 | 0 | 88743.1518 | 0 | 0 | 0 | 0 | 0 | 0 | 0 | 0 | 0 | -278980.8824 | 0 | 0 | 0 | 0 | 0 | 0 | 0
2016-06-20 02:00 | 0 | 0 | 0 | 0 | 0 | 748524.2267 | 47739.7624 | 538629 | 0 | 0 | 0 | 0 | 322282.5423 | 0 | 0 | 0 | 0 | 0 | 0 | 0 | 5735984.5795 | 0 | 0 | 0 | 0 | 0 | 0 | 0 | 0 | 0 | 0 | 88743.1518 | 0 | 0 | 0 | 0 | 0 | 0 | 0 | 0 | 0 | 168891.8373 | 0 | 0 | 0 | 0 | 0 | 0 | 0
2016-06-20 03:00 | 0 | 0 | 0 | 0 | 0 | 138678.4463 | 1.5194 | 506404 | 0 | 0 | 0 | 0 | 233539.3905 | 0 | 0 | 0 | 0 | 0 | 0 | 0 | 5457003.697 | 0 | 0 | 0 | 0 | 0 | 0 | 0 | 0 | 0 | 0 | -88743.1518 | 0 | 0 | 0 | 0 | 0 | 0 | 0 | 0 | 0 | -278980.8824 | 0 | 0 | 0 | 0 | 0 | 0 | 0
2016-06-20 04:00 | 0 | 0 | 0 | 0 | 0 | 282550.2694 | 0 | 472788 | 0 | 0 | 0 | 0 | 322282.5423 | 0 | 0 | 0 | 0 | 0 | 0 | 0 | 5178022.8146 | 0 | 0 | 0 | 0 | 0 | 0 | 0 | 0 | 0 | 0 | 88743.1518 | 0 | 0 | 0 | 0 | 0 | 0 | 0 | 0 | 0 | -278980.8824 | 0 | 0 | 0 | 0 | 0 | 0 | 0
2016-06-20 05:00 | 0 | 0 | 0 | 0 | 0 | 695180.5466 | 0 | 444380 | 0 | 0 | 0 | 0 | 294102.2064 | 0 | 0 | 0 | 0 | 0 | 0 | 0 | 5457003.697 | 0 | 0 | 0 | 0 | 0 | 0 | 0 | 0 | 0 | 0 | -28180.3359 | 0 | 0 | 0 | 0 | 0 | 0 | 0 | 0 | 0 | 278980.8824 | 0 | 0 | 0 | 0 | 0 | 0 | 0
2016-06-20 06:00 | 0 | 0 | 0 | 0 | 0 | 52349.9658 | 0 | 420074 | 0 | 0 | 0 | 0 | 205359.0546 | 0 | 0 | 0 | 0 | 0 | 0 | 0 | 5178022.8146 | 0 | 0 | 0 | 0 | 0 | 0 | 0 | 0 | 0 | 0 | -88743.1518 | 0 | 0 | 0 | 0 | 0 | 0 | 0 | 0 | 0 | -278980.8824 | 0 | 0 | 0 | 0 | 0 | 0 | 0
2016-06-20 07:00 | 0 | 0 | 0 | 0 | 0 | 213030.2694 | 0 | 403268 | 0 | 0 | 0 | 0 | 294102.2064 | 0 | 0 | 0 | 0 | 0 | 0 | 0 | 4899041.9322 | 0 | 0 | 0 | 0 | 0 | 0 | 0 | 0 | 0 | 0 | 88743.1518 | 0 | 0 | 0 | 0 | 0 | 0 | 0 | 0 | 0 | -278980.8824 | 0 | 0 | 0 | 0 | 0 | 0 | 0
2016-06-20 08:00 | 0 | 0 | 0 | 0 | 0 | 204438.2694 | 0 | 394676 | 0 | 0 | 0 | 0 | 382845.3582 | 0 | 0 | 0 | 0 | 0 | 0 | 0 | 4620061.0497 | 0 | 0 | 0 | 0 | 0 | 0 | 0 | 0 | 0 | 0 | 88743.1518 | 0 | 0 | 0 | 0 | 0 | 0 | 0 | 0 | 0 | -278980.8824 | 0 | 0 | 0 | 0 | 0 | 0 | 0
2016-06-20 09:00 | 0 | 0 | 0 | 0 | 0 | 29606.9658 | 0 | 397331 | 0 | 0 | 0 | 0 | 294102.2064 | 0 | 0 | 0 | 0 | 0 | 0 | 0 | 4341080.1673 | 0 | 0 | 0 | 0 | 0 | 0 | 0 | 0 | 0 | 0 | -88743.1518 | 0 | 0 | 0 | 0 | 0 | 0 | 0 | 0 | 0 | -278980.8824 | 0 | 0 | 0 | 0 | 0 | 0 | 0
2016-06-20 10:00 | 0 | 0 | 0 | 0 | 0 | 42954.9658 | 0 | 410679 | 0 | 0 | 0 | 0 | 205359.0546 | 0 | 0 | 0 | 0 | 0 | 0 | 0 | 4062099.2848 | 0 | 0 | 0 | 0 | 0 | 0 | 0 | 0 | 0 | 0 | -88743.1518 | 0 | 0 | 0 | 0 | 0 | 0 | 0 | 0 | 0 | -278980.8824 | 0 | 0 | 0 | 0 | 0 | 0 | 0
2016-06-20 11:00 | 0 | 0 | 0 | 0 | 0 | 381002.9005 | 17.3947 | 433379 | 0 | 0 | 0 | 0 | 205359.0546 | 0 | 0 | 0 | 0 | 0 | 0 | 0 | 4009740.5801 | 0 | 0 | 0 | 0 | 0 | 0 | 0 | 0 | 0 | 0 | 0 | 0 | 0 | 0 | 0 | 0 | 0 | 0 | 0 | 0 | -52358.7047 | 0 | 0 | 0 | 0 | 0 | 0 | 0
2016-06-20 12:00 | 0 | 0 | 0 | 0 | 0 | 217540.7191 | 170390.9562 | 461784 | 0 | 0 | 0 | 0 | 294102.2064 | 0 | 0 | 0 | 0 | 0 | 0 | 0 | 3847145.1036 | 0 | 0 | 0 | 0 | 0 | 0 | 0 | 0 | 0 | 0 | 88743.1518 | 0 | 0 | 0 | 0 | 0 | 0 | 0 | 0 | 0 | -162595.4765 | 0 | 0 | 0 | 0 | 0 | 0 | 0
2016-06-20 13:00 | 0 | 0 | 0 | 0 | 0 | 0 | 539189.0194 | 494530 | 0 | 0 | 0 | 0 | 382845.3582 | 0 | 0 | 0 | 0 | 0 | 0 | 0 | 3803060.9712 | 0 | 0 | 0 | 0 | 0 | 0 | 0 | 0 | 0 | 0 | 88743.1518 | 0 | 0 | 0 | 0 | 0 | 0 | 0 | 0 | 0 | -44084.1324 | 0 | 0 | 0 | 0 | 0 | 0 | 0
2016-06-20 14:00 | 0 | 0 | 0 | 0 | 0 | 0 | 727933.3652 | 529278 | 0 | 0 | 0 | 0 | 302519.841 | 0 | 0 | 0 | 0 | 0 | 0 | 0 | 4082041.8536 | 0 | 0 | 0 | 0 | 0 | 0 | 0 | 0 | 0 | 0 | -80325.5172 | 0 | 0 | 0 | 0 | 0 | 0 | 0 | 0 | 0 | 278980.8824 | 0 | 0 | 0 | 0 | 0 | 0 | 0
2016-06-20 15:00 | 0 | 0 | 0 | 0 | 0 | 103577.5187 | 818852.8809 | 563124 | 0 | 0 | 0 | 0 | 382845.3582 | 0 | 0 | 0 | 0 | 0 | 0 | 0 | 4361022.736 | 0 | 0 | 0 | 0 | 0 | 0 | 0 | 0 | 0 | 0 | 80325.5172 | 0 | 0 | 0 | 0 | 0 | 0 | 0 | 0 | 0 | 278980.8824 | 0 | 0 | 0 | 0 | 0 | 0 | 0
2016-06-20 16:00 | 0 | 0 | 0 | 0 | 0 | 0 | 863349.1266 | 592728 | 0 | 0 | 0 | 0 | 374485.6024 | 0 | 0 | 0 | 0 | 0 | 0 | 0 | 4640003.6185 | 0 | 0 | 0 | 0 | 0 | 0 | 0 | 0 | 0 | 0 | -8359.7559 | 0 | 0 | 0 | 0 | 0 | 0 | 0 | 0 | 0 | 278980.8824 | 0 | 0 | 0 | 0 | 0 | 0 | 0
2016-06-20 17:00 | 0 | 0 | 0 | 0 | 0 | 36243.6735 | 869405.9648 | 618309 | 0 | 0 | 0 | 0 | 382845.3582 | 0 | 0 | 0 | 0 | 0 | 0 | 0 | 4918984.5009 | 0 | 0 | 0 | 0 | 0 | 0 | 0 | 0 | 0 | 0 | 8359.7559 | 0 | 0 | 0 | 0 | 0 | 0 | 0 | 0 | 0 | 278980.8824 | 0 | 0 | 0 | 0 | 0 | 0 | 0
2016-06-20 18:00 | 0 | 0 | 0 | 0 | 0 | 54483.844 | 862449.0385 | 637952 | 0 | 0 | 0 | 0 | 382845.3582 | 0 | 0 | 0 | 0 | 0 | 0 | 0 | 5197965.3834 | 0 | 0 | 0 | 0 | 0 | 0 | 0 | 0 | 0 | 0 | 0 | 0 | 0 | 0 | 0 | 0 | 0 | 0 | 0 | 0 | 278980.8824 | 0 | 0 | 0 | 0 | 0 | 0 | 0
2016-06-20 19:00 | 0 | 0 | 0 | 0 | 0 | 77767.6876 | 854458.1949 | 653245 | 0 | 0 | 0 | 0 | 382845.3582 | 0 | 0 | 0 | 0 | 0 | 0 | 0 | 5476946.2658 | 0 | 0 | 0 | 0 | 0 | 0 | 0 | 0 | 0 | 0 | 0 | 0 | 0 | 0 | 0 | 0 | 0 | 0 | 0 | 0 | 278980.8824 | 0 | 0 | 0 | 0 | 0 | 0 | 0
2016-06-20 20:00 | 0 | 0 | 0 | 0 | 0 | 1880.6128 | 852659.1179 | 664302 | 0 | 0 | 0 | 0 | 294102.2064 | 0 | 0 | 0 | 0 | 0 | 0 | 0 | 5755927.1483 | 0 | 0 | 0 | 0 | 0 | 0 | 0 | 0 | 0 | 0 | -88743.1518 | 0 | 0 | 0 | 0 | 0 | 0 | 0 | 0 | 0 | 278980.8824 | 0 | 0 | 0 | 0 | 0 | 0 | 0
2016-06-20 21:00 | 0 | 0 | 0 | 0 | 0 | 0 | 845665.7413 | 668915 | 0 | 0 | 0 | 0 | 205359.0546 | 0 | 0 | 0 | 0 | 0 | 0 | 0 | 6021421.0413 | 0 | 0 | 0 | 0 | 0 | 0 | 0 | 0 | 0 | 0 | -88743.1518 | 0 | 0 | 0 | 0 | 0 | 0 | 0 | 0 | 0 | 265493.8931 | 0 | 0 | 0 | 0 | 0 | 0 | 0
2016-06-20 22:00 | 0 | 0 | 0 | 0 | 0 | 0 | 821071.468 | 664906 | 0 | 0 | 0 | 0 | 294102.2064 | 0 | 0 | 0 | 0 | 0 | 0 | 0 | 6088843.3575 | 0 | 0 | 0 | 0 | 0 | 0 | 0 | 0 | 0 | 0 | 88743.1518 | 0 | 0 | 0 | 0 | 0 | 0 | 0 | 0 | 0 | 67422.3162 | 0 | 0 | 0 | 0 | 0 | 0 | 0
2016-06-20 23:00 | 0 | 0 | 0 | 0 | 0 | 185679.128 | 744038.6817 | 651397 | 0 | 0 | 0 | 0 | 374900.8189 | 0 | 0 | 0 | 0 | 0 | 0 | 0 | 6286365.5547 | 0 | 0 | 0 | 0 | 0 | 0 | 0 | 0 | 0 | 0 | 80798.6125 | 0 | 0 | 0 | 0 | 0 | 0 | 0 | 0 | 0 | 197522.1972 | 0 | 0 | 0 | 0 | 0 | 0 | 0
2016-06-21 | 0 | 0 | 0 | 0 | 0 | 0 | 607512.3059 | 631507 | 0 | 0 | 0 | 0 | 286157.6671 | 0 | 0 | 0 | 0 | 0 | 0 | 0 | 6351114.0124 | 0 | 0 | 0 | 0 | 0 | 0 | 0 | 0 | 0 | 0 | -88743.1518 | 0 | 0 | 0 | 0 | 0 | 0 | 0 | 0 | 0 | 64748.4577 | 0 | 0 | 0 | 0 | 0 | 0 | 0
2016-06-21 01:00 | 0 | 0 | 0 | 0 | 0 | 0 | 341767.6569 | 612804 | 0 | 0 | 0 | 0 | 294102.2064 | 0 | 0 | 0 | 0 | 0 | 0 | 0 | 6072133.13 | 0 | 0 | 0 | 0 | 0 | 0 | 0 | 0 | 0 | 0 | 7944.5393 | 0 | 0 | 0 | 0 | 0 | 0 | 0 | 0 | 0 | -278980.8824 | 0 | 0 | 0 | 0 | 0 | 0 | 0
2016-06-21 02:00 | 0 | 0 | 0 | 0 | 0 | 483234.8772 | 50960.4187 | 581995 | 0 | 0 | 0 | 0 | 382845.3582 | 0 | 0 | 0 | 0 | 0 | 0 | 0 | 5935590.274 | 0 | 0 | 0 | 0 | 0 | 0 | 0 | 0 | 0 | 0 | 88743.1518 | 0 | 0 | 0 | 0 | 0 | 0 | 0 | 0 | 0 | -136542.8559 | 0 | 0 | 0 | 0 | 0 | 0 | 0
2016-06-21 03:00 | 0 | 0 | 0 | 0 | 0 | 172223.6454 | 1.3203 | 539949 | 0 | 0 | 0 | 0 | 294102.2064 | 0 | 0 | 0 | 0 | 0 | 0 | 0 | 5656609.3916 | 0 | 0 | 0 | 0 | 0 | 0 | 0 | 0 | 0 | 0 | -88743.1518 | 0 | 0 | 0 | 0 | 0 | 0 | 0 | 0 | 0 | -278980.8824 | 0 | 0 | 0 | 0 | 0 | 0 | 0
2016-06-21 04:00 | 0 | 0 | 0 | 0 | 0 | 311124.2694 | 0 | 501362 | 0 | 0 | 0 | 0 | 382845.3582 | 0 | 0 | 0 | 0 | 0 | 0 | 0 | 5377628.5092 | 0 | 0 | 0 | 0 | 0 | 0 | 0 | 0 | 0 | 0 | 88743.1518 | 0 | 0 | 0 | 0 | 0 | 0 | 0 | 0 | 0 | -278980.8824 | 0 | 0 | 0 | 0 | 0 | 0 | 0
2016-06-21 05:00 | 0 | 0 | 0 | 0 | 0 | 101513.9658 | 0 | 469238 | 0 | 0 | 0 | 0 | 294102.2064 | 0 | 0 | 0 | 0 | 0 | 0 | 0 | 5098647.6267 | 0 | 0 | 0 | 0 | 0 | 0 | 0 | 0 | 0 | 0 | -88743.1518 | 0 | 0 | 0 | 0 | 0 | 0 | 0 | 0 | 0 | -278980.8824 | 0 | 0 | 0 | 0 | 0 | 0 | 0
2016-06-21 06:00 | 0 | 0 | 0 | 0 | 0 | 74233.9658 | 0 | 441958 | 0 | 0 | 0 | 0 | 205359.0546 | 0 | 0 | 0 | 0 | 0 | 0 | 0 | 4819666.7443 | 0 | 0 | 0 | 0 | 0 | 0 | 0 | 0 | 0 | 0 | -88743.1518 | 0 | 0 | 0 | 0 | 0 | 0 | 0 | 0 | 0 | -278980.8824 | 0 | 0 | 0 | 0 | 0 | 0 | 0
2016-06-21 07:00 | 0 | 0 | 0 | 0 | 0 | 232387.2694 | 0 | 422625 | 0 | 0 | 0 | 0 | 294102.2064 | 0 | 0 | 0 | 0 | 0 | 0 | 0 | 4540685.8618 | 0 | 0 | 0 | 0 | 0 | 0 | 0 | 0 | 0 | 0 | 88743.1518 | 0 | 0 | 0 | 0 | 0 | 0 | 0 | 0 | 0 | -278980.8824 | 0 | 0 | 0 | 0 | 0 | 0 | 0
2016-06-21 08:00 | 0 | 0 | 0 | 0 | 0 | 450605.5591 | 0 | 412705 | 0 | 0 | 0 | 0 | 382845.3582 | 0 | 0 | 0 | 0 | 0 | 0 | 0 | 4489843.2692 | 0 | 0 | 0 | 0 | 0 | 0 | 0 | 0 | 0 | 0 | 88743.1518 | 0 | 0 | 0 | 0 | 0 | 0 | 0 | 0 | 0 | -50842.5927 | 0 | 0 | 0 | 0 | 0 | 0 | 0
2016-06-21 09:00 | 0 | 0 | 0 | 0 | 0 | 423372.4656 | 0 | 414254 | 0 | 0 | 0 | 0 | 294102.2064 | 0 | 0 | 0 | 0 | 0 | 0 | 0 | 4587704.8866 | 0 | 0 | 0 | 0 | 0 | 0 | 0 | 0 | 0 | 0 | -88743.1518 | 0 | 0 | 0 | 0 | 0 | 0 | 0 | 0 | 0 | 97861.6174 | 0 | 0 | 0 | 0 | 0 | 0 | 0
2016-06-21 10:00 | 0 | 0 | 0 | 0 | 0 | 59762.9658 | 0 | 427487 | 0 | 0 | 0 | 0 | 205359.0546 | 0 | 0 | 0 | 0 | 0 | 0 | 0 | 4308724.0042 | 0 | 0 | 0 | 0 | 0 | 0 | 0 | 0 | 0 | 0 | -88743.1518 | 0 | 0 | 0 | 0 | 0 | 0 | 0 | 0 | 0 | -278980.8824 | 0 | 0 | 0 | 0 | 0 | 0 | 0
2016-06-21 11:00 | 0 | 0 | 0 | 0 | 0 | 333900.1438 | 14.775 | 447267 | 0 | 0 | 0 | 0 | 294102.2064 | 0 | 0 | 0 | 0 | 0 | 0 | 0 | 4106628.7712 | 0 | 0 | 0 | 0 | 0 | 0 | 0 | 0 | 0 | 0 | 88743.1518 | 0 | 0 | 0 | 0 | 0 | 0 | 0 | 0 | 0 | -202095.233 | 0 | 0 | 0 | 0 | 0 | 0 | 0
2016-06-21 12:00 | 0 | 0 | 0 | 0 | 0 | 0 | 147234.2402 | 470193 | 0 | 0 | 0 | 0 | 205359.0546 | 0 | 0 | 0 | 0 | 0 | 0 | 0 | 3872413.1632 | 0 | 0 | 0 | 0 | 0 | 0 | 0 | 0 | 0 | 0 | -88743.1518 | 0 | 0 | 0 | 0 | 0 | 0 | 0 | 0 | 0 | -234215.608 | 0 | 0 | 0 | 0 | 0 | 0 | 0
2016-06-21 13:00 | 0 | 0 | 0 | 0 | 0 | 0 | 466602.1244 | 498042 | 0 | 0 | 0 | 0 | 205359.0546 | 0 | 0 | 0 | 0 | 0 | 0 | 0 | 3840973.2876 | 0 | 0 | 0 | 0 | 0 | 0 | 0 | 0 | 0 | 0 | 0 | 0 | 0 | 0 | 0 | 0 | 0 | 0 | 0 | 0 | -31439.8756 | 0 | 0 | 0 | 0 | 0 | 0 | 0
2016-06-21 14:00 | 0 | 0 | 0 | 0 | 0 | 0 | 678155.5865 | 529549 | 0 | 0 | 0 | 0 | 294102.2064 | 0 | 0 | 0 | 0 | 0 | 0 | 0 | 3900836.7223 | 0 | 0 | 0 | 0 | 0 | 0 | 0 | 0 | 0 | 0 | 88743.1518 | 0 | 0 | 0 | 0 | 0 | 0 | 0 | 0 | 0 | 59863.4347 | 0 | 0 | 0 | 0 | 0 | 0 | 0
2016-06-21 15:00 | 0 | 0 | 0 | 0 | 0 | 158986.7833 | 769452.2509 | 560715 | 0 | 0 | 0 | 0 | 382845.3582 | 0 | 0 | 0 | 0 | 0 | 0 | 0 | 4179817.6047 | 0 | 0 | 0 | 0 | 0 | 0 | 0 | 0 | 0 | 0 | 88743.1518 | 0 | 0 | 0 | 0 | 0 | 0 | 0 | 0 | 0 | 278980.8824 | 0 | 0 | 0 | 0 | 0 | 0 | 0
2016-06-21 16:00 | 0 | 0 | 0 | 0 | 0 | 41425.8302 | 824422.0523 | 586867 | 0 | 0 | 0 | 0 | 382845.3582 | 0 | 0 | 0 | 0 | 0 | 0 | 0 | 4458798.4872 | 0 | 0 | 0 | 0 | 0 | 0 | 0 | 0 | 0 | 0 | 0 | 0 | 0 | 0 | 0 | 0 | 0 | 0 | 0 | 0 | 278980.8824 | 0 | 0 | 0 | 0 | 0 | 0 | 0
2016-06-21 17:00 | 0 | 0 | 0 | 0 | 0 | 0 | 838331.486 | 609939 | 0 | 0 | 0 | 0 | 332256.9618 | 0 | 0 | 0 | 0 | 0 | 0 | 0 | 4737779.3696 | 0 | 0 | 0 | 0 | 0 | 0 | 0 | 0 | 0 | 0 | -50588.3964 | 0 | 0 | 0 | 0 | 0 | 0 | 0 | 0 | 0 | 278980.8824 | 0 | 0 | 0 | 0 | 0 | 0 | 0
2016-06-21 18:00 | 0 | 0 | 0 | 0 | 0 | 118458.1316 | 838766.1473 | 627655 | 0 | 0 | 0 | 0 | 382845.3582 | 0 | 0 | 0 | 0 | 0 | 0 | 0 | 5016760.2521 | 0 | 0 | 0 | 0 | 0 | 0 | 0 | 0 | 0 | 0 | 50588.3964 | 0 | 0 | 0 | 0 | 0 | 0 | 0 | 0 | 0 | 278980.8824 | 0 | 0 | 0 | 0 | 0 | 0 | 0
2016-06-21 19:00 | 0 | 0 | 0 | 0 | 0 | 0 | 831786.2138 | 640291 | 0 | 0 | 0 | 0 | 295359.6896 | 0 | 0 | 0 | 0 | 0 | 0 | 0 | 5295741.1345 | 0 | 0 | 0 | 0 | 0 | 0 | 0 | 0 | 0 | 0 | -87485.6686 | 0 | 0 | 0 | 0 | 0 | 0 | 0 | 0 | 0 | 278980.8824 | 0 | 0 | 0 | 0 | 0 | 0 | 0
2016-06-21 20:00 | 0 | 0 | 0 | 0 | 0 | 14528.6966 | 825416.0341 | 649707 | 0 | 0 | 0 | 0 | 206616.5378 | 0 | 0 | 0 | 0 | 0 | 0 | 0 | 5574722.017 | 0 | 0 | 0 | 0 | 0 | 0 | 0 | 0 | 0 | 0 | -88743.1518 | 0 | 0 | 0 | 0 | 0 | 0 | 0 | 0 | 0 | 278980.8824 | 0 | 0 | 0 | 0 | 0 | 0 | 0
2016-06-21 21:00 | 0 | 0 | 0 | 0 | 0 | 0 | 812811.6194 | 653434 | 0 | 0 | 0 | 0 | 117873.386 | 0 | 0 | 0 | 0 | 0 | 0 | 0 | 5822842.7881 | 0 | 0 | 0 | 0 | 0 | 0 | 0 | 0 | 0 | 0 | -88743.1518 | 0 | 0 | 0 | 0 | 0 | 0 | 0 | 0 | 0 | 248120.7712 | 0 | 0 | 0 | 0 | 0 | 0 | 0
2016-06-21 22:00 | 0 | 0 | 0 | 0 | 0 | 0 | 779310.056 | 648117 | 0 | 0 | 0 | 0 | 29130.2342 | 0 | 0 | 0 | 0 | 0 | 0 | 0 | 6042778.9959 | 0 | 0 | 0 | 0 | 0 | 0 | 0 | 0 | 0 | 0 | -88743.1518 | 0 | 0 | 0 | 0 | 0 | 0 | 0 | 0 | 0 | 219936.2078 | 0 | 0 | 0 | 0 | 0 | 0 | 0
2016-06-21 23:00 | 0 | 0 | 0 | 0 | 0 | 306308.7115 | 696366.3228 | 634951 | 0 | 0 | 0 | 0 | 117873.386 | 0 | 0 | 0 | 0 | 0 | 0 | 0 | 6321759.8783 | 0 | 0 | 0 | 0 | 0 | 0 | 0 | 0 | 0 | 0 | 88743.1518 | 0 | 0 | 0 | 0 | 0 | 0 | 0 | 0 | 0 | 278980.8824 | 0 | 0 | 0 | 0 | 0 | 0 | 0
2016-06-22 | 0 | 0 | 0 | 0 | 0 | 437053.2861 | 548627.7482 | 617957 | 0 | 0 | 0 | 0 | 206616.5378 | 0 | 0 | 0 | 0 | 0 | 0 | 0 | 6600740.7608 | 0 | 0 | 0 | 0 | 0 | 0 | 0 | 0 | 0 | 0 | 88743.1518 | 0 | 0 | 0 | 0 | 0 | 0 | 0 | 0 | 0 | 278980.8824 | 0 | 0 | 0 | 0 | 0 | 0 | 0
2016-06-22 01:00 | 0 | 0 | 0 | 0 | 0 | 676023.3364 | 291568.6978 | 599868 | 0 | 0 | 0 | 0 | 295359.6896 | 0 | 0 | 0 | 0 | 0 | 0 | 0 | 6879721.6432 | 0 | 0 | 0 | 0 | 0 | 0 | 0 | 0 | 0 | 0 | 88743.1518 | 0 | 0 | 0 | 0 | 0 | 0 | 0 | 0 | 0 | 278980.8824 | 0 | 0 | 0 | 0 | 0 | 0 | 0
2016-06-22 02:00 | 0 | 0 | 0 | 0 | 0 | 803656.3234 | 50436.2407 | 571899 | 0 | 0 | 0 | 0 | 382845.3582 | 0 | 0 | 0 | 0 | 0 | 0 | 0 | 7074429.5387 | 0 | 0 | 0 | 0 | 0 | 0 | 0 | 0 | 0 | 0 | 87485.6686 | 0 | 0 | 0 | 0 | 0 | 0 | 0 | 0 | 0 | 194707.8955 | 0 | 0 | 0 | 0 | 0 | 0 | 0
2016-06-22 03:00 | 0 | 0 | 0 | 0 | 0 | 165174.9629 | 4.0029 | 532903 | 0 | 0 | 0 | 0 | 294102.2064 | 0 | 0 | 0 | 0 | 0 | 0 | 0 | 6795448.6563 | 0 | 0 | 0 | 0 | 0 | 0 | 0 | 0 | 0 | 0 | -88743.1518 | 0 | 0 | 0 | 0 | 0 | 0 | 0 | 0 | 0 | -278980.8824 | 0 | 0 | 0 | 0 | 0 | 0 | 0
2016-06-22 04:00 | 0 | 0 | 0 | 0 | 0 | 305248.2694 | 0 | 495486 | 0 | 0 | 0 | 0 | 382845.3582 | 0 | 0 | 0 | 0 | 0 | 0 | 0 | 6516467.7738 | 0 | 0 | 0 | 0 | 0 | 0 | 0 | 0 | 0 | 0 | 88743.1518 | 0 | 0 | 0 | 0 | 0 | 0 | 0 | 0 | 0 | -278980.8824 | 0 | 0 | 0 | 0 | 0 | 0 | 0
2016-06-22 05:00 | 0 | 0 | 0 | 0 | 0 | 185800.1176 | 0 | 464781 | 0 | 0 | 0 | 0 | 382845.3582 | 0 | 0 | 0 | 0 | 0 | 0 | 0 | 6237486.8914 | 0 | 0 | 0 | 0 | 0 | 0 | 0 | 0 | 0 | 0 | 0 | 0 | 0 | 0 | 0 | 0 | 0 | 0 | 0 | 0 | -278980.8824 | 0 | 0 | 0 | 0 | 0 | 0 | 0
2016-06-22 06:00 | 0 | 0 | 0 | 0 | 0 | 629965.7306 | 0 | 439728 | 0 | 0 | 0 | 0 | 294102.2064 | 0 | 0 | 0 | 0 | 0 | 0 | 0 | 6516467.7738 | 0 | 0 | 0 | 0 | 0 | 0 | 0 | 0 | 0 | 0 | -88743.1518 | 0 | 0 | 0 | 0 | 0 | 0 | 0 | 0 | 0 | 278980.8824 | 0 | 0 | 0 | 0 | 0 | 0 | 0
2016-06-22 07:00 | 0 | 0 | 0 | 0 | 0 | 232089.2694 | 0 | 422327 | 0 | 0 | 0 | 0 | 382845.3582 | 0 | 0 | 0 | 0 | 0 | 0 | 0 | 6237486.8914 | 0 | 0 | 0 | 0 | 0 | 0 | 0 | 0 | 0 | 0 | 88743.1518 | 0 | 0 | 0 | 0 | 0 | 0 | 0 | 0 | 0 | -278980.8824 | 0 | 0 | 0 | 0 | 0 | 0 | 0
2016-06-22 08:00 | 0 | 0 | 0 | 0 | 0 | 43598.9658 | 0 | 411323 | 0 | 0 | 0 | 0 | 294102.2064 | 0 | 0 | 0 | 0 | 0 | 0 | 0 | 5958506.0089 | 0 | 0 | 0 | 0 | 0 | 0 | 0 | 0 | 0 | 0 | -88743.1518 | 0 | 0 | 0 | 0 | 0 | 0 | 0 | 0 | 0 | -278980.8824 | 0 | 0 | 0 | 0 | 0 | 0 | 0
2016-06-22 09:00 | 0 | 0 | 0 | 0 | 0 | 44900.9658 | 0 | 412625 | 0 | 0 | 0 | 0 | 205359.0546 | 0 | 0 | 0 | 0 | 0 | 0 | 0 | 5679525.1265 | 0 | 0 | 0 | 0 | 0 | 0 | 0 | 0 | 0 | 0 | -88743.1518 | 0 | 0 | 0 | 0 | 0 | 0 | 0 | 0 | 0 | -278980.8824 | 0 | 0 | 0 | 0 | 0 | 0 | 0
2016-06-22 10:00 | 0 | 0 | 0 | 0 | 0 | 234425.2694 | 0 | 424663 | 0 | 0 | 0 | 0 | 294102.2064 | 0 | 0 | 0 | 0 | 0 | 0 | 0 | 5400544.244 | 0 | 0 | 0 | 0 | 0 | 0 | 0 | 0 | 0 | 0 | 88743.1518 | 0 | 0 | 0 | 0 | 0 | 0 | 0 | 0 | 0 | -278980.8824 | 0 | 0 | 0 | 0 | 0 | 0 | 0
2016-06-22 11:00 | 0 | 0 | 0 | 0 | 0 | 574045.731 | 17.0803 | 445447 | 0 | 0 | 0 | 0 | 205359.0546 | 0 | 0 | 0 | 0 | 0 | 0 | 0 | 5617903.2072 | 0 | 0 | 0 | 0 | 0 | 0 | 0 | 0 | 0 | 0 | -88743.1518 | 0 | 0 | 0 | 0 | 0 | 0 | 0 | 0 | 0 | 217358.9632 | 0 | 0 | 0 | 0 | 0 | 0 | 0
2016-06-22 12:00 | 0 | 0 | 0 | 0 | 0 | 15107.9145 | 145888.265 | 469789 | 0 | 0 | 0 | 0 | 116615.9029 | 0 | 0 | 0 | 0 | 0 | 0 | 0 | 5397853.5385 | 0 | 0 | 0 | 0 | 0 | 0 | 0 | 0 | 0 | 0 | -88743.1518 | 0 | 0 | 0 | 0 | 0 | 0 | 0 | 0 | 0 | -220049.6687 | 0 | 0 | 0 | 0 | 0 | 0 | 0
2016-06-22 13:00 | 0 | 0 | 0 | 0 | 0 | 402078.4926 | 463674.5417 | 498029 | 0 | 0 | 0 | 0 | 205359.0546 | 0 | 0 | 0 | 0 | 0 | 0 | 0 | 5676834.421 | 0 | 0 | 0 | 0 | 0 | 0 | 0 | 0 | 0 | 0 | 88743.1518 | 0 | 0 | 0 | 0 | 0 | 0 | 0 | 0 | 0 | 278980.8824 | 0 | 0 | 0 | 0 | 0 | 0 | 0
2016-06-22 14:00 | 0 | 0 | 0 | 0 | 0 | 0 | 676164.4615 | 528101 | 0 | 0 | 0 | 0 | 132543.3378 | 0 | 0 | 0 | 0 | 0 | 0 | 0 | 5897713.5993 | 0 | 0 | 0 | 0 | 0 | 0 | 0 | 0 | 0 | 0 | -72815.7168 | 0 | 0 | 0 | 0 | 0 | 0 | 0 | 0 | 0 | 220879.1783 | 0 | 0 | 0 | 0 | 0 | 0 | 0
2016-06-22 15:00 | 0 | 0 | 0 | 0 | 0 | 0 | 759662.2779 | 557079 | 0 | 0 | 0 | 0 | 221286.4896 | 0 | 0 | 0 | 0 | 0 | 0 | 0 | 6011553.7254 | 0 | 0 | 0 | 0 | 0 | 0 | 0 | 0 | 0 | 0 | 88743.1518 | 0 | 0 | 0 | 0 | 0 | 0 | 0 | 0 | 0 | 113840.1262 | 0 | 0 | 0 | 0 | 0 | 0 | 0
2016-06-22 16:00 | 0 | 0 | 0 | 0 | 0 | 0 | 813685.1019 | 582091 | 0 | 0 | 0 | 0 | 173899.7091 | 0 | 0 | 0 | 0 | 0 | 0 | 0 | 6290534.6079 | 0 | 0 | 0 | 0 | 0 | 0 | 0 | 0 | 0 | 0 | -47386.7805 | 0 | 0 | 0 | 0 | 0 | 0 | 0 | 0 | 0 | 278980.8824 | 0 | 0 | 0 | 0 | 0 | 0 | 0
2016-06-22 17:00 | 0 | 0 | 0 | 0 | 0 | 0 | 826622.0762 | 604925 | 0 | 0 | 0 | 0 | 116615.9029 | 0 | 0 | 0 | 0 | 0 | 0 | 0 | 6569515.4903 | 0 | 0 | 0 | 0 | 0 | 0 | 0 | 0 | 0 | 0 | -57283.8063 | 0 | 0 | 0 | 0 | 0 | 0 | 0 | 0 | 0 | 278980.8824 | 0 | 0 | 0 | 0 | 0 | 0 | 0
2016-06-22 18:00 | 0 | 0 | 0 | 0 | 0 | 0 | 822139.262 | 623197 | 0 | 0 | 0 | 0 | 205359.0546 | 0 | 0 | 0 | 0 | 0 | 0 | 0 | 6679714.6005 | 0 | 0 | 0 | 0 | 0 | 0 | 0 | 0 | 0 | 0 | 88743.1518 | 0 | 0 | 0 | 0 | 0 | 0 | 0 | 0 | 0 | 110199.1102 | 0 | 0 | 0 | 0 | 0 | 0 | 0
2016-06-22 19:00 | 0 | 0 | 0 | 0 | 0 | 0 | 808762.5359 | 636797 | 0 | 0 | 0 | 0 | 294102.2064 | 0 | 0 | 0 | 0 | 0 | 0 | 0 | 6762936.9846 | 0 | 0 | 0 | 0 | 0 | 0 | 0 | 0 | 0 | 0 | 88743.1518 | 0 | 0 | 0 | 0 | 0 | 0 | 0 | 0 | 0 | 83222.3841 | 0 | 0 | 0 | 0 | 0 | 0 | 0
2016-06-22 20:00 | 0 | 0 | 0 | 0 | 0 | 0 | 798020.0172 | 648742 | 0 | 0 | 0 | 0 | 382845.3582 | 0 | 0 | 0 | 0 | 0 | 0 | 0 | 6823471.8501 | 0 | 0 | 0 | 0 | 0 | 0 | 0 | 0 | 0 | 0 | 88743.1518 | 0 | 0 | 0 | 0 | 0 | 0 | 0 | 0 | 0 | 60534.8654 | 0 | 0 | 0 | 0 | 0 | 0 | 0
2016-06-22 21:00 | 0 | 0 | 0 | 0 | 0 | 0 | 782068.8126 | 653933 | 0 | 0 | 0 | 0 | 294102.2064 | 0 | 0 | 0 | 0 | 0 | 0 | 0 | 7040350.8144 | 0 | 0 | 0 | 0 | 0 | 0 | 0 | 0 | 0 | 0 | -88743.1518 | 0 | 0 | 0 | 0 | 0 | 0 | 0 | 0 | 0 | 216878.9644 | 0 | 0 | 0 | 0 | 0 | 0 | 0
2016-06-22 22:00 | 0 | 0 | 0 | 0 | 0 | 0 | 745234.8549 | 651094 | 0 | 0 | 0 | 0 | 382845.3582 | 0 | 0 | 0 | 0 | 0 | 0 | 0 | 7045748.5176 | 0 | 0 | 0 | 0 | 0 | 0 | 0 | 0 | 0 | 0 | 88743.1518 | 0 | 0 | 0 | 0 | 0 | 0 | 0 | 0 | 0 | 5397.7032 | 0 | 0 | 0 | 0 | 0 | 0 | 0
2016-06-22 23:00 | 0 | 0 | 0 | 0 | 0 | 0 | 668947.0211 | 640266 | 0 | 0 | 0 | 0 | 382845.3582 | 0 | 0 | 0 | 0 | 0 | 0 | 0 | 7074429.5387 | 0 | 0 | 0 | 0 | 0 | 0 | 0 | 0 | 0 | 0 | 0 | 0 | 0 | 0 | 0 | 0 | 0 | 0 | 0 | 0 | 28681.0211 | 0 | 0 | 0 | 0 | 0 | 0 | 0
2016-06-23 | 0 | 0 | 0 | 0 | 0 | 0 | 539700.6166 | 623630 | 0 | 0 | 0 | 0 | 330967.2139 | 0 | 0 | 0 | 0 | 0 | 0 | 0 | 7042378.2996 | 0 | 0 | 0 | 0 | 0 | 0 | 0 | 0 | 0 | 0 | -51878.1444 | 0 | 0 | 0 | 0 | 0 | 0 | 0 | 0 | 0 | -32051.2391 | 0 | 0 | 0 | 0 | 0 | 0 | 0
2016-06-23 01:00 | 0 | 0 | 0 | 0 | 0 | 245869.2331 | 304911.8542 | 607473 | 0 | 0 | 0 | 0 | 242224.0621 | 0 | 0 | 0 | 0 | 0 | 0 | 0 | 7074429.5387 | 0 | 0 | 0 | 0 | 0 | 0 | 0 | 0 | 0 | 0 | -88743.1518 | 0 | 0 | 0 | 0 | 0 | 0 | 0 | 0 | 0 | 32051.2391 | 0 | 0 | 0 | 0 | 0 | 0 | 0
2016-06-23 02:00 | 0 | 0 | 0 | 0 | 0 | 578601.7366 | 52551.4078 | 579275 | 0 | 0 | 0 | 0 | 294102.2064 | 0 | 0 | 0 | 0 | 0 | 0 | 0 | 7074429.5387 | 0 | 0 | 0 | 0 | 0 | 0 | 0 | 0 | 0 | 0 | 51878.1444 | 0 | 0 | 0 | 0 | 0 | 0 | 0 | 0 | 0 | 0 | 0 | 0 | 0 | 0 | 0 | 0 | 0
2016-06-23 03:00 | 0 | 0 | 0 | 0 | 0 | 173398.7428 | 4.2229 | 541127 | 0 | 0 | 0 | 0 | 205359.0546 | 0 | 0 | 0 | 0 | 0 | 0 | 0 | 6795448.6563 | 0 | 0 | 0 | 0 | 0 | 0 | 0 | 0 | 0 | 0 | -88743.1518 | 0 | 0 | 0 | 0 | 0 | 0 | 0 | 0 | 0 | -278980.8824 | 0 | 0 | 0 | 0 | 0 | 0 | 0
2016-06-23 04:00 | 0 | 0 | 0 | 0 | 0 | 583789.3934 | 0 | 505365 | 0 | 0 | 0 | 0 | 294102.2064 | 0 | 0 | 0 | 0 | 0 | 0 | 0 | 6785129.8979 | 0 | 0 | 0 | 0 | 0 | 0 | 0 | 0 | 0 | 0 | 88743.1518 | 0 | 0 | 0 | 0 | 0 | 0 | 0 | 0 | 0 | -10318.7584 | 0 | 0 | 0 | 0 | 0 | 0 | 0
2016-06-23 05:00 | 0 | 0 | 0 | 0 | 0 | 284680.2694 | 0 | 474918 | 0 | 0 | 0 | 0 | 382845.3582 | 0 | 0 | 0 | 0 | 0 | 0 | 0 | 6506149.0155 | 0 | 0 | 0 | 0 | 0 | 0 | 0 | 0 | 0 | 0 | 88743.1518 | 0 | 0 | 0 | 0 | 0 | 0 | 0 | 0 | 0 | -278980.8824 | 0 | 0 | 0 | 0 | 0 | 0 | 0
2016-06-23 06:00 | 0 | 0 | 0 | 0 | 0 | 81889.9658 | 0 | 449614 | 0 | 0 | 0 | 0 | 294102.2064 | 0 | 0 | 0 | 0 | 0 | 0 | 0 | 6227168.133 | 0 | 0 | 0 | 0 | 0 | 0 | 0 | 0 | 0 | 0 | -88743.1518 | 0 | 0 | 0 | 0 | 0 | 0 | 0 | 0 | 0 | -278980.8824 | 0 | 0 | 0 | 0 | 0 | 0 | 0
2016-06-23 07:00 | 0 | 0 | 0 | 0 | 0 | 63250.9658 | 0 | 430975 | 0 | 0 | 0 | 0 | 205359.0546 | 0 | 0 | 0 | 0 | 0 | 0 | 0 | 5948187.2506 | 0 | 0 | 0 | 0 | 0 | 0 | 0 | 0 | 0 | 0 | -88743.1518 | 0 | 0 | 0 | 0 | 0 | 0 | 0 | 0 | 0 | -278980.8824 | 0 | 0 | 0 | 0 | 0 | 0 | 0
2016-06-23 08:00 | 0 | 0 | 0 | 0 | 0 | 430643.7456 | 0 | 420920 | 0 | 0 | 0 | 0 | 294102.2064 | 0 | 0 | 0 | 0 | 0 | 0 | 0 | 5869167.8444 | 0 | 0 | 0 | 0 | 0 | 0 | 0 | 0 | 0 | 0 | 88743.1518 | 0 | 0 | 0 | 0 | 0 | 0 | 0 | 0 | 0 | -79019.4062 | 0 | 0 | 0 | 0 | 0 | 0 | 0
2016-06-23 09:00 | 0 | 0 | 0 | 0 | 0 | 396425.1616 | 0 | 422636 | 0 | 0 | 0 | 0 | 205359.0546 | 0 | 0 | 0 | 0 | 0 | 0 | 0 | 5931700.1578 | 0 | 0 | 0 | 0 | 0 | 0 | 0 | 0 | 0 | 0 | -88743.1518 | 0 | 0 | 0 | 0 | 0 | 0 | 0 | 0 | 0 | 62532.3134 | 0 | 0 | 0 | 0 | 0 | 0 | 0
2016-06-23 10:00 | 0 | 0 | 0 | 0 | 0 | 67899.9658 | 0 | 435624 | 0 | 0 | 0 | 0 | 116615.9029 | 0 | 0 | 0 | 0 | 0 | 0 | 0 | 5652719.2754 | 0 | 0 | 0 | 0 | 0 | 0 | 0 | 0 | 0 | 0 | -88743.1518 | 0 | 0 | 0 | 0 | 0 | 0 | 0 | 0 | 0 | -278980.8824 | 0 | 0 | 0 | 0 | 0 | 0 | 0
2016-06-23 11:00 | 0 | 0 | 0 | 0 | 0 | 274055.8766 | 1.9386 | 453506 | 0 | 0 | 0 | 0 | 205359.0546 | 0 | 0 | 0 | 0 | 0 | 0 | 0 | 5384527.9387 | 0 | 0 | 0 | 0 | 0 | 0 | 0 | 0 | 0 | 0 | 88743.1518 | 0 | 0 | 0 | 0 | 0 | 0 | 0 | 0 | 0 | -268191.3366 | 0 | 0 | 0 | 0 | 0 | 0 | 0
2016-06-23 12:00 | 0 | 0 | 0 | 0 | 0 | 171831.1927 | 119715.4629 | 476162 | 0 | 0 | 0 | 0 | 116615.9029 | 0 | 0 | 0 | 0 | 0 | 0 | 0 | 5288655.7461 | 0 | 0 | 0 | 0 | 0 | 0 | 0 | 0 | 0 | 0 | -88743.1518 | 0 | 0 | 0 | 0 | 0 | 0 | 0 | 0 | 0 | -95872.1926 | 0 | 0 | 0 | 0 | 0 | 0 | 0
2016-06-23 13:00 | 0 | 0 | 0 | 0 | 0 | 0 | 452939.3256 | 503574 | 0 | 0 | 0 | 0 | 27872.7511 | 0 | 0 | 0 | 0 | 0 | 0 | 0 | 5326764.2235 | 0 | 0 | 0 | 0 | 0 | 0 | 0 | 0 | 0 | 0 | -88743.1518 | 0 | 0 | 0 | 0 | 0 | 0 | 0 | 0 | 0 | 38108.4774 | 0 | 0 | 0 | 0 | 0 | 0 | 0
2016-06-23 14:00 | 0 | 0 | 0 | 0 | 0 | 0 | 649244.5546 | 533806 | 0 | 0 | 0 | 0 | 110616.7277 | 0 | 0 | 0 | 0 | 0 | 0 | 0 | 5359458.8014 | 0 | 0 | 0 | 0 | 0 | 0 | 0 | 0 | 0 | 0 | 82743.9767 | 0 | 0 | 0 | 0 | 0 | 0 | 0 | 0 | 0 | 32694.5779 | 0 | 0 | 0 | 0 | 0 | 0 | 0
2016-06-23 15:00 | 0 | 0 | 0 | 0 | 0 | 0 | 738591.0449 | 562667 | 0 | 0 | 0 | 0 | 199359.8795 | 0 | 0 | 0 | 0 | 0 | 0 | 0 | 5446639.6945 | 0 | 0 | 0 | 0 | 0 | 0 | 0 | 0 | 0 | 0 | 88743.1518 | 0 | 0 | 0 | 0 | 0 | 0 | 0 | 0 | 0 | 87180.8931 | 0 | 0 | 0 | 0 | 0 | 0 | 0
2016-06-23 16:00 | 0 | 0 | 0 | 0 | 0 | 0 | 783144.9058 | 586908 | 0 | 0 | 0 | 0 | 116615.9029 | 0 | 0 | 0 | 0 | 0 | 0 | 0 | 5725620.5769 | 0 | 0 | 0 | 0 | 0 | 0 | 0 | 0 | 0 | 0 | -82743.9767 | 0 | 0 | 0 | 0 | 0 | 0 | 0 | 0 | 0 | 278980.8824 | 0 | 0 | 0 | 0 | 0 | 0 | 0
2016-06-23 17:00 | 0 | 0 | 0 | 0 | 0 | 0 | 797259.6903 | 609543 | 0 | 0 | 0 | 0 | 205359.0546 | 0 | 0 | 0 | 0 | 0 | 0 | 0 | 5824594.1155 | 0 | 0 | 0 | 0 | 0 | 0 | 0 | 0 | 0 | 0 | 88743.1518 | 0 | 0 | 0 | 0 | 0 | 0 | 0 | 0 | 0 | 98973.5386 | 0 | 0 | 0 | 0 | 0 | 0 | 0
2016-06-23 18:00 | 0 | 0 | 0 | 0 | 0 | 0 | 790653.5063 | 626573 | 0 | 0 | 0 | 0 | 294102.2064 | 0 | 0 | 0 | 0 | 0 | 0 | 0 | 5899931.47 | 0 | 0 | 0 | 0 | 0 | 0 | 0 | 0 | 0 | 0 | 88743.1518 | 0 | 0 | 0 | 0 | 0 | 0 | 0 | 0 | 0 | 75337.3545 | 0 | 0 | 0 | 0 | 0 | 0 | 0
2016-06-23 19:00 | 0 | 0 | 0 | 0 | 0 | 49828.538 | 779615.1927 | 639206 | 0 | 0 | 0 | 0 | 205359.0546 | 0 | 0 | 0 | 0 | 0 | 0 | 0 | 6178912.3524 | 0 | 0 | 0 | 0 | 0 | 0 | 0 | 0 | 0 | 0 | -88743.1518 | 0 | 0 | 0 | 0 | 0 | 0 | 0 | 0 | 0 | 278980.8824 | 0 | 0 | 0 | 0 | 0 | 0 | 0
2016-06-23 20:00 | 0 | 0 | 0 | 0 | 0 | 0 | 769233.2348 | 646663 | 0 | 0 | 0 | 0 | 294102.2064 | 0 | 0 | 0 | 0 | 0 | 0 | 0 | 6212739.4354 | 0 | 0 | 0 | 0 | 0 | 0 | 0 | 0 | 0 | 0 | 88743.1518 | 0 | 0 | 0 | 0 | 0 | 0 | 0 | 0 | 0 | 33827.083 | 0 | 0 | 0 | 0 | 0 | 0 | 0
2016-06-23 21:00 | 0 | 0 | 0 | 0 | 0 | 0 | 749275.9002 | 648522 | 0 | 0 | 0 | 0 | 382845.3582 | 0 | 0 | 0 | 0 | 0 | 0 | 0 | 6224750.1838 | 0 | 0 | 0 | 0 | 0 | 0 | 0 | 0 | 0 | 0 | 88743.1518 | 0 | 0 | 0 | 0 | 0 | 0 | 0 | 0 | 0 | 12010.7484 | 0 | 0 | 0 | 0 | 0 | 0 | 0
2016-06-23 22:00 | 0 | 0 | 0 | 0 | 0 | 117959.9219 | 714119.8088 | 641842 | 0 | 0 | 0 | 0 | 294102.2064 | 0 | 0 | 0 | 0 | 0 | 0 | 0 | 6503731.0662 | 0 | 0 | 0 | 0 | 0 | 0 | 0 | 0 | 0 | 0 | -88743.1518 | 0 | 0 | 0 | 0 | 0 | 0 | 0 | 0 | 0 | 278980.8824 | 0 | 0 | 0 | 0 | 0 | 0 | 0
2016-06-23 23:00 | 0 | 0 | 0 | 0 | 0 | 0 | 639071.0681 | 627035 | 0 | 0 | 0 | 0 | 382845.3582 | 0 | 0 | 0 | 0 | 0 | 0 | 0 | 6427023.9825 | 0 | 0 | 0 | 0 | 0 | 0 | 0 | 0 | 0 | 0 | 88743.1518 | 0 | 0 | 0 | 0 | 0 | 0 | 0 | 0 | 0 | -76707.0837 | 0 | 0 | 0 | 0 | 0 | 0 | 0
2016-06-24 | 0 | 0 | 0 | 0 | 0 | 0 | 512437.3486 | 610069 | 0 | 0 | 0 | 0 | 294102.2064 | 0 | 0 | 0 | 0 | 0 | 0 | 0 | 6418135.4829 | 0 | 0 | 0 | 0 | 0 | 0 | 0 | 0 | 0 | 0 | -88743.1518 | 0 | 0 | 0 | 0 | 0 | 0 | 0 | 0 | 0 | -8888.4996 | 0 | 0 | 0 | 0 | 0 | 0 | 0
2016-06-24 01:00 | 0 | 0 | 0 | 0 | 0 | 0 | 311489.1159 | 593801 | 0 | 0 | 0 | 0 | 205359.0546 | 0 | 0 | 0 | 0 | 0 | 0 | 0 | 6224566.7505 | 0 | 0 | 0 | 0 | 0 | 0 | 0 | 0 | 0 | 0 | -88743.1518 | 0 | 0 | 0 | 0 | 0 | 0 | 0 | 0 | 0 | -193568.7323 | 0 | 0 | 0 | 0 | 0 | 0 | 0
2016-06-24 02:00 | 0 | 0 | 0 | 0 | 0 | 575377.8614 | 49679.179 | 567900 | 0 | 0 | 0 | 0 | 294102.2064 | 0 | 0 | 0 | 0 | 0 | 0 | 0 | 6192980.6391 | 0 | 0 | 0 | 0 | 0 | 0 | 0 | 0 | 0 | 0 | 88743.1518 | 0 | 0 | 0 | 0 | 0 | 0 | 0 | 0 | 0 | -31586.1114 | 0 | 0 | 0 | 0 | 0 | 0 | 0
2016-06-24 03:00 | 0 | 0 | 0 | 0 | 0 | 162741.8267 | 4.1391 | 530470 | 0 | 0 | 0 | 0 | 205359.0546 | 0 | 0 | 0 | 0 | 0 | 0 | 0 | 5913999.7567 | 0 | 0 | 0 | 0 | 0 | 0 | 0 | 0 | 0 | 0 | -88743.1518 | 0 | 0 | 0 | 0 | 0 | 0 | 0 | 0 | 0 | -278980.8824 | 0 | 0 | 0 | 0 | 0 | 0 | 0
2016-06-24 04:00 | 0 | 0 | 0 | 0 | 0 | 584113.9861 | 0 | 495549 | 0 | 0 | 0 | 0 | 294102.2064 | 0 | 0 | 0 | 0 | 0 | 0 | 0 | 5913821.591 | 0 | 0 | 0 | 0 | 0 | 0 | 0 | 0 | 0 | 0 | 88743.1518 | 0 | 0 | 0 | 0 | 0 | 0 | 0 | 0 | 0 | -178.1657 | 0 | 0 | 0 | 0 | 0 | 0 | 0
2016-06-24 05:00 | 0 | 0 | 0 | 0 | 0 | 274701.2694 | 0 | 464939 | 0 | 0 | 0 | 0 | 382845.3582 | 0 | 0 | 0 | 0 | 0 | 0 | 0 | 5634840.7086 | 0 | 0 | 0 | 0 | 0 | 0 | 0 | 0 | 0 | 0 | 88743.1518 | 0 | 0 | 0 | 0 | 0 | 0 | 0 | 0 | 0 | -278980.8824 | 0 | 0 | 0 | 0 | 0 | 0 | 0
2016-06-24 06:00 | 0 | 0 | 0 | 0 | 0 | 71800.9658 | 0 | 439525 | 0 | 0 | 0 | 0 | 294102.2064 | 0 | 0 | 0 | 0 | 0 | 0 | 0 | 5355859.8261 | 0 | 0 | 0 | 0 | 0 | 0 | 0 | 0 | 0 | 0 | -88743.1518 | 0 | 0 | 0 | 0 | 0 | 0 | 0 | 0 | 0 | -278980.8824 | 0 | 0 | 0 | 0 | 0 | 0 | 0
2016-06-24 07:00 | 0 | 0 | 0 | 0 | 0 | 231138.2694 | 0 | 421376 | 0 | 0 | 0 | 0 | 382845.3582 | 0 | 0 | 0 | 0 | 0 | 0 | 0 | 5076878.9437 | 0 | 0 | 0 | 0 | 0 | 0 | 0 | 0 | 0 | 0 | 88743.1518 | 0 | 0 | 0 | 0 | 0 | 0 | 0 | 0 | 0 | -278980.8824 | 0 | 0 | 0 | 0 | 0 | 0 | 0
2016-06-24 08:00 | 0 | 0 | 0 | 0 | 0 | 44360.9658 | 0 | 412085 | 0 | 0 | 0 | 0 | 294102.2064 | 0 | 0 | 0 | 0 | 0 | 0 | 0 | 4797898.0612 | 0 | 0 | 0 | 0 | 0 | 0 | 0 | 0 | 0 | 0 | -88743.1518 | 0 | 0 | 0 | 0 | 0 | 0 | 0 | 0 | 0 | -278980.8824 | 0 | 0 | 0 | 0 | 0 | 0 | 0
2016-06-24 09:00 | 0 | 0 | 0 | 0 | 0 | 447102.2273 | 0 | 413435 | 0 | 0 | 0 | 0 | 205359.0546 | 0 | 0 | 0 | 0 | 0 | 0 | 0 | 4920308.4403 | 0 | 0 | 0 | 0 | 0 | 0 | 0 | 0 | 0 | 0 | -88743.1518 | 0 | 0 | 0 | 0 | 0 | 0 | 0 | 0 | 0 | 122410.3791 | 0 | 0 | 0 | 0 | 0 | 0 | 0
2016-06-24 10:00 | 0 | 0 | 0 | 0 | 0 | 56519.9658 | 0 | 424244 | 0 | 0 | 0 | 0 | 116615.9029 | 0 | 0 | 0 | 0 | 0 | 0 | 0 | 4641327.5579 | 0 | 0 | 0 | 0 | 0 | 0 | 0 | 0 | 0 | 0 | -88743.1518 | 0 | 0 | 0 | 0 | 0 | 0 | 0 | 0 | 0 | -278980.8824 | 0 | 0 | 0 | 0 | 0 | 0 | 0
2016-06-24 11:00 | 0 | 0 | 0 | 0 | 0 | 355382.723 | 2.6721 | 440458 | 0 | 0 | 0 | 0 | 205359.0546 | 0 | 0 | 0 | 0 | 0 | 0 | 0 | 4467511.8011 | 0 | 0 | 0 | 0 | 0 | 0 | 0 | 0 | 0 | 0 | 88743.1518 | 0 | 0 | 0 | 0 | 0 | 0 | 0 | 0 | 0 | -173815.7568 | 0 | 0 | 0 | 0 | 0 | 0 | 0
2016-06-24 12:00 | 0 | 0 | 0 | 0 | 0 | 223634.2175 | 112254.1958 | 463708 | 0 | 0 | 0 | 0 | 205359.0546 | 0 | 0 | 0 | 0 | 0 | 0 | 0 | 4339692.2145 | 0 | 0 | 0 | 0 | 0 | 0 | 0 | 0 | 0 | 0 | 0 | 0 | 0 | 0 | 0 | 0 | 0 | 0 | 0 | 0 | -127819.5867 | 0 | 0 | 0 | 0 | 0 | 0 | 0
2016-06-24 13:00 | 0 | 0 | 0 | 0 | 0 | 262280.9124 | 441688.1206 | 493073 | 0 | 0 | 0 | 0 | 294102.2064 | 0 | 0 | 0 | 0 | 0 | 0 | 0 | 4461845.0957 | 0 | 0 | 0 | 0 | 0 | 0 | 0 | 0 | 0 | 0 | 88743.1518 | 0 | 0 | 0 | 0 | 0 | 0 | 0 | 0 | 0 | 122152.8813 | 0 | 0 | 0 | 0 | 0 | 0 | 0
2016-06-24 14:00 | 0 | 0 | 0 | 0 | 0 | 0 | 639554.7101 | 525878 | 0 | 0 | 0 | 0 | 382845.3582 | 0 | 0 | 0 | 0 | 0 | 0 | 0 | 4486778.654 | 0 | 0 | 0 | 0 | 0 | 0 | 0 | 0 | 0 | 0 | 88743.1518 | 0 | 0 | 0 | 0 | 0 | 0 | 0 | 0 | 0 | 24933.5583 | 0 | 0 | 0 | 0 | 0 | 0 | 0
2016-06-24 15:00 | 0 | 0 | 0 | 0 | 0 | 88477.0893 | 746048.7931 | 555545 | 0 | 0 | 0 | 0 | 382845.3582 | 0 | 0 | 0 | 0 | 0 | 0 | 0 | 4765759.5365 | 0 | 0 | 0 | 0 | 0 | 0 | 0 | 0 | 0 | 0 | 0 | 0 | 0 | 0 | 0 | 0 | 0 | 0 | 0 | 0 | 278980.8824 | 0 | 0 | 0 | 0 | 0 | 0 | 0
2016-06-24 16:00 | 0 | 0 | 0 | 0 | 0 | 56336.9442 | 803348.9383 | 580705 | 0 | 0 | 0 | 0 | 382845.3582 | 0 | 0 | 0 | 0 | 0 | 0 | 0 | 5044740.4189 | 0 | 0 | 0 | 0 | 0 | 0 | 0 | 0 | 0 | 0 | 0 | 0 | 0 | 0 | 0 | 0 | 0 | 0 | 0 | 0 | 278980.8824 | 0 | 0 | 0 | 0 | 0 | 0 | 0
2016-06-24 17:00 | 0 | 0 | 0 | 0 | 0 | 38298.7128 | 828802.9712 | 602435 | 0 | 0 | 0 | 0 | 368531.1598 | 0 | 0 | 0 | 0 | 0 | 0 | 0 | 5323721.3013 | 0 | 0 | 0 | 0 | 0 | 0 | 0 | 0 | 0 | 0 | -14314.1984 | 0 | 0 | 0 | 0 | 0 | 0 | 0 | 0 | 0 | 278980.8824 | 0 | 0 | 0 | 0 | 0 | 0 | 0
2016-06-24 18:00 | 0 | 0 | 0 | 0 | 0 | 0 | 824244.9291 | 619693 | 0 | 0 | 0 | 0 | 294102.2064 | 0 | 0 | 0 | 0 | 0 | 0 | 0 | 5602702.1838 | 0 | 0 | 0 | 0 | 0 | 0 | 0 | 0 | 0 | 0 | -74428.9534 | 0 | 0 | 0 | 0 | 0 | 0 | 0 | 0 | 0 | 278980.8824 | 0 | 0 | 0 | 0 | 0 | 0 | 0
2016-06-24 19:00 | 0 | 0 | 0 | 0 | 0 | 0 | 812104.6806 | 630709 | 0 | 0 | 0 | 0 | 205359.0546 | 0 | 0 | 0 | 0 | 0 | 0 | 0 | 5872841.0162 | 0 | 0 | 0 | 0 | 0 | 0 | 0 | 0 | 0 | 0 | -88743.1518 | 0 | 0 | 0 | 0 | 0 | 0 | 0 | 0 | 0 | 270138.8324 | 0 | 0 | 0 | 0 | 0 | 0 | 0
2016-06-24 20:00 | 0 | 0 | 0 | 0 | 0 | 0 | 798605.7431 | 638495 | 0 | 0 | 0 | 0 | 294102.2064 | 0 | 0 | 0 | 0 | 0 | 0 | 0 | 5944208.6075 | 0 | 0 | 0 | 0 | 0 | 0 | 0 | 0 | 0 | 0 | 88743.1518 | 0 | 0 | 0 | 0 | 0 | 0 | 0 | 0 | 0 | 71367.5913 | 0 | 0 | 0 | 0 | 0 | 0 | 0
2016-06-24 21:00 | 0 | 0 | 0 | 0 | 0 | 0 | 775875.998 | 640690 | 0 | 0 | 0 | 0 | 205359.0546 | 0 | 0 | 0 | 0 | 0 | 0 | 0 | 6168137.7574 | 0 | 0 | 0 | 0 | 0 | 0 | 0 | 0 | 0 | 0 | -88743.1518 | 0 | 0 | 0 | 0 | 0 | 0 | 0 | 0 | 0 | 223929.1498 | 0 | 0 | 0 | 0 | 0 | 0 | 0
2016-06-24 22:00 | 0 | 0 | 0 | 0 | 0 | 0 | 732865.2217 | 633972 | 0 | 0 | 0 | 0 | 294102.2064 | 0 | 0 | 0 | 0 | 0 | 0 | 0 | 6178287.8273 | 0 | 0 | 0 | 0 | 0 | 0 | 0 | 0 | 0 | 0 | 88743.1518 | 0 | 0 | 0 | 0 | 0 | 0 | 0 | 0 | 0 | 10150.0699 | 0 | 0 | 0 | 0 | 0 | 0 | 0
2016-06-24 23:00 | 0 | 0 | 0 | 0 | 0 | 0 | 652588.9868 | 618931 | 0 | 0 | 0 | 0 | 205359.0546 | 0 | 0 | 0 | 0 | 0 | 0 | 0 | 6300688.9658 | 0 | 0 | 0 | 0 | 0 | 0 | 0 | 0 | 0 | 0 | -88743.1518 | 0 | 0 | 0 | 0 | 0 | 0 | 0 | 0 | 0 | 122401.1386 | 0 | 0 | 0 | 0 | 0 | 0 | 0
2016-06-25 | 0 | 0 | 0 | 0 | 0 | 0 | 512632.8389 | 599867 | 0 | 0 | 0 | 0 | 294102.2064 | 0 | 0 | 0 | 0 | 0 | 0 | 0 | 6124711.6529 | 0 | 0 | 0 | 0 | 0 | 0 | 0 | 0 | 0 | 0 | 88743.1518 | 0 | 0 | 0 | 0 | 0 | 0 | 0 | 0 | 0 | -175977.3129 | 0 | 0 | 0 | 0 | 0 | 0 | 0
2016-06-25 01:00 | 0 | 0 | 0 | 0 | 0 | 0 | 303734.9943 | 582333 | 0 | 0 | 0 | 0 | 205359.0546 | 0 | 0 | 0 | 0 | 0 | 0 | 0 | 5934856.799 | 0 | 0 | 0 | 0 | 0 | 0 | 0 | 0 | 0 | 0 | -88743.1518 | 0 | 0 | 0 | 0 | 0 | 0 | 0 | 0 | 0 | -189854.8539 | 0 | 0 | 0 | 0 | 0 | 0 | 0
2016-06-25 02:00 | 0 | 0 | 0 | 0 | 0 | 756781.2812 | 42831.3269 | 556986 | 0 | 0 | 0 | 0 | 294102.2064 | 0 | 0 | 0 | 0 | 0 | 0 | 0 | 6088740.2553 | 0 | 0 | 0 | 0 | 0 | 0 | 0 | 0 | 0 | 0 | 88743.1518 | 0 | 0 | 0 | 0 | 0 | 0 | 0 | 0 | 0 | 153883.4563 | 0 | 0 | 0 | 0 | 0 | 0 | 0
2016-06-25 03:00 | 0 | 0 | 0 | 0 | 0 | 155720.0781 | 3.8876 | 523448 | 0 | 0 | 0 | 0 | 205359.0546 | 0 | 0 | 0 | 0 | 0 | 0 | 0 | 5809759.3729 | 0 | 0 | 0 | 0 | 0 | 0 | 0 | 0 | 0 | 0 | -88743.1518 | 0 | 0 | 0 | 0 | 0 | 0 | 0 | 0 | 0 | -278980.8824 | 0 | 0 | 0 | 0 | 0 | 0 | 0
2016-06-25 04:00 | 0 | 0 | 0 | 0 | 0 | 298501.2694 | 0 | 488739 | 0 | 0 | 0 | 0 | 294102.2064 | 0 | 0 | 0 | 0 | 0 | 0 | 0 | 5530778.4905 | 0 | 0 | 0 | 0 | 0 | 0 | 0 | 0 | 0 | 0 | 88743.1518 | 0 | 0 | 0 | 0 | 0 | 0 | 0 | 0 | 0 | -278980.8824 | 0 | 0 | 0 | 0 | 0 | 0 | 0
2016-06-25 05:00 | 0 | 0 | 0 | 0 | 0 | 705704.2946 | 0 | 458760 | 0 | 0 | 0 | 0 | 382845.3582 | 0 | 0 | 0 | 0 | 0 | 0 | 0 | 5688979.6333 | 0 | 0 | 0 | 0 | 0 | 0 | 0 | 0 | 0 | 0 | 88743.1518 | 0 | 0 | 0 | 0 | 0 | 0 | 0 | 0 | 0 | 158201.1428 | 0 | 0 | 0 | 0 | 0 | 0 | 0
2016-06-25 06:00 | 0 | 0 | 0 | 0 | 0 | 66641.9658 | 0 | 434366 | 0 | 0 | 0 | 0 | 294102.2064 | 0 | 0 | 0 | 0 | 0 | 0 | 0 | 5409998.7508 | 0 | 0 | 0 | 0 | 0 | 0 | 0 | 0 | 0 | 0 | -88743.1518 | 0 | 0 | 0 | 0 | 0 | 0 | 0 | 0 | 0 | -278980.8824 | 0 | 0 | 0 | 0 | 0 | 0 | 0
2016-06-25 07:00 | 0 | 0 | 0 | 0 | 0 | 225190.2694 | 0 | 415428 | 0 | 0 | 0 | 0 | 382845.3582 | 0 | 0 | 0 | 0 | 0 | 0 | 0 | 5131017.8684 | 0 | 0 | 0 | 0 | 0 | 0 | 0 | 0 | 0 | 0 | 88743.1518 | 0 | 0 | 0 | 0 | 0 | 0 | 0 | 0 | 0 | -278980.8824 | 0 | 0 | 0 | 0 | 0 | 0 | 0
2016-06-25 08:00 | 0 | 0 | 0 | 0 | 0 | 593711.7306 | 0 | 403474 | 0 | 0 | 0 | 0 | 294102.2064 | 0 | 0 | 0 | 0 | 0 | 0 | 0 | 5409998.7508 | 0 | 0 | 0 | 0 | 0 | 0 | 0 | 0 | 0 | 0 | -88743.1518 | 0 | 0 | 0 | 0 | 0 | 0 | 0 | 0 | 0 | 278980.8824 | 0 | 0 | 0 | 0 | 0 | 0 | 0
2016-06-25 09:00 | 0 | 0 | 0 | 0 | 0 | 30481.9658 | 0 | 398206 | 0 | 0 | 0 | 0 | 205359.0546 | 0 | 0 | 0 | 0 | 0 | 0 | 0 | 5131017.8684 | 0 | 0 | 0 | 0 | 0 | 0 | 0 | 0 | 0 | 0 | -88743.1518 | 0 | 0 | 0 | 0 | 0 | 0 | 0 | 0 | 0 | -278980.8824 | 0 | 0 | 0 | 0 | 0 | 0 | 0
2016-06-25 10:00 | 0 | 0 | 0 | 0 | 0 | 28712.9658 | 0 | 396437 | 0 | 0 | 0 | 0 | 116615.9029 | 0 | 0 | 0 | 0 | 0 | 0 | 0 | 4852036.986 | 0 | 0 | 0 | 0 | 0 | 0 | 0 | 0 | 0 | 0 | -88743.1518 | 0 | 0 | 0 | 0 | 0 | 0 | 0 | 0 | 0 | -278980.8824 | 0 | 0 | 0 | 0 | 0 | 0 | 0
2016-06-25 11:00 | 0 | 0 | 0 | 0 | 0 | 531861.7083 | 10.0282 | 406211 | 0 | 0 | 0 | 0 | 205359.0546 | 0 | 0 | 0 | 0 | 0 | 0 | 0 | 4888954.5707 | 0 | 0 | 0 | 0 | 0 | 0 | 0 | 0 | 0 | 0 | 88743.1518 | 0 | 0 | 0 | 0 | 0 | 0 | 0 | 0 | 0 | 36917.5847 | 0 | 0 | 0 | 0 | 0 | 0 | 0
2016-06-25 12:00 | 0 | 0 | 0 | 0 | 0 | 455604.0471 | 110846.089 | 429393 | 0 | 0 | 0 | 0 | 205359.0546 | 0 | 0 | 0 | 0 | 0 | 0 | 0 | 5026011.7067 | 0 | 0 | 0 | 0 | 0 | 0 | 0 | 0 | 0 | 0 | 0 | 0 | 0 | 0 | 0 | 0 | 0 | 0 | 0 | 0 | 137057.1361 | 0 | 0 | 0 | 0 | 0 | 0 | 0
2016-06-25 13:00 | 0 | 0 | 0 | 0 | 0 | 0 | 441039.4846 | 460277 | 0 | 0 | 0 | 0 | 294102.2064 | 0 | 0 | 0 | 0 | 0 | 0 | 0 | 4918031.0395 | 0 | 0 | 0 | 0 | 0 | 0 | 0 | 0 | 0 | 0 | 88743.1518 | 0 | 0 | 0 | 0 | 0 | 0 | 0 | 0 | 0 | -107980.6672 | 0 | 0 | 0 | 0 | 0 | 0 | 0
2016-06-25 14:00 | 0 | 0 | 0 | 0 | 0 | 0 | 651151.8863 | 496302 | 0 | 0 | 0 | 0 | 382845.3582 | 0 | 0 | 0 | 0 | 0 | 0 | 0 | 4984137.774 | 0 | 0 | 0 | 0 | 0 | 0 | 0 | 0 | 0 | 0 | 88743.1518 | 0 | 0 | 0 | 0 | 0 | 0 | 0 | 0 | 0 | 66106.7345 | 0 | 0 | 0 | 0 | 0 | 0 | 0
2016-06-25 15:00 | 0 | 0 | 0 | 0 | 0 | 0 | 758634.9528 | 529538 | 0 | 0 | 0 | 0 | 332961.4286 | 0 | 0 | 0 | 0 | 0 | 0 | 0 | 5263118.6565 | 0 | 0 | 0 | 0 | 0 | 0 | 0 | 0 | 0 | 0 | -49883.9296 | 0 | 0 | 0 | 0 | 0 | 0 | 0 | 0 | 0 | 278980.8824 | 0 | 0 | 0 | 0 | 0 | 0 | 0
2016-06-25 16:00 | 0 | 0 | 0 | 0 | 0 | 0 | 810891.2814 | 556540 | 0 | 0 | 0 | 0 | 308331.8275 | 0 | 0 | 0 | 0 | 0 | 0 | 0 | 5542099.5389 | 0 | 0 | 0 | 0 | 0 | 0 | 0 | 0 | 0 | 0 | -24629.6011 | 0 | 0 | 0 | 0 | 0 | 0 | 0 | 0 | 0 | 278980.8824 | 0 | 0 | 0 | 0 | 0 | 0 | 0
2016-06-25 17:00 | 0 | 0 | 0 | 0 | 0 | 103791.5705 | 827141.8426 | 577439 | 0 | 0 | 0 | 0 | 382845.3582 | 0 | 0 | 0 | 0 | 0 | 0 | 0 | 5821080.4214 | 0 | 0 | 0 | 0 | 0 | 0 | 0 | 0 | 0 | 0 | 74513.5307 | 0 | 0 | 0 | 0 | 0 | 0 | 0 | 0 | 0 | 278980.8824 | 0 | 0 | 0 | 0 | 0 | 0 | 0
2016-06-25 18:00 | 0 | 0 | 0 | 0 | 0 | 0 | 822939.5013 | 594128 | 0 | 0 | 0 | 0 | 382845.3582 | 0 | 0 | 0 | 0 | 0 | 0 | 0 | 6049891.9227 | 0 | 0 | 0 | 0 | 0 | 0 | 0 | 0 | 0 | 0 | 0 | 0 | 0 | 0 | 0 | 0 | 0 | 0 | 0 | 0 | 228811.5013 | 0 | 0 | 0 | 0 | 0 | 0 | 0
2016-06-25 19:00 | 0 | 0 | 0 | 0 | 0 | 80436.2931 | 806170.5893 | 607626 | 0 | 0 | 0 | 0 | 382845.3582 | 0 | 0 | 0 | 0 | 0 | 0 | 0 | 6328872.8052 | 0 | 0 | 0 | 0 | 0 | 0 | 0 | 0 | 0 | 0 | 0 | 0 | 0 | 0 | 0 | 0 | 0 | 0 | 0 | 0 | 278980.8824 | 0 | 0 | 0 | 0 | 0 | 0 | 0
2016-06-25 20:00 | 0 | 0 | 0 | 0 | 0 | 68038.5927 | 788884.4121 | 617969 | 0 | 0 | 0 | 0 | 382845.3582 | 0 | 0 | 0 | 0 | 0 | 0 | 0 | 6567826.81 | 0 | 0 | 0 | 0 | 0 | 0 | 0 | 0 | 0 | 0 | 0 | 0 | 0 | 0 | 0 | 0 | 0 | 0 | 0 | 0 | 238954.0049 | 0 | 0 | 0 | 0 | 0 | 0 | 0
2016-06-25 21:00 | 0 | 0 | 0 | 0 | 0 | 0 | 761196.6944 | 622318 | 0 | 0 | 0 | 0 | 294102.2064 | 0 | 0 | 0 | 0 | 0 | 0 | 0 | 6795448.6563 | 0 | 0 | 0 | 0 | 0 | 0 | 0 | 0 | 0 | 0 | -88743.1518 | 0 | 0 | 0 | 0 | 0 | 0 | 0 | 0 | 0 | 227621.8462 | 0 | 0 | 0 | 0 | 0 | 0 | 0
2016-06-25 22:00 | 0 | 0 | 0 | 0 | 0 | 107288.4338 | 710264.167 | 618800 | 0 | 0 | 0 | 0 | 213873.9249 | 0 | 0 | 0 | 0 | 0 | 0 | 0 | 7074429.5387 | 0 | 0 | 0 | 0 | 0 | 0 | 0 | 0 | 0 | 0 | -80228.2816 | 0 | 0 | 0 | 0 | 0 | 0 | 0 | 0 | 0 | 278980.8824 | 0 | 0 | 0 | 0 | 0 | 0 | 0
2016-06-25 23:00 | 0 | 0 | 0 | 0 | 0 | 0 | 625279.7014 | 606976 | 0 | 0 | 0 | 0 | 302617.0767 | 0 | 0 | 0 | 0 | 0 | 0 | 0 | 7003990.0883 | 0 | 0 | 0 | 0 | 0 | 0 | 0 | 0 | 0 | 0 | 88743.1518 | 0 | 0 | 0 | 0 | 0 | 0 | 0 | 0 | 0 | -70439.4504 | 0 | 0 | 0 | 0 | 0 | 0 | 0
2016-06-26 | 0 | 0 | 0 | 0 | 0 | 0 | 496691.0431 | 589083 | 0 | 0 | 0 | 0 | 213873.9249 | 0 | 0 | 0 | 0 | 0 | 0 | 0 | 7000341.2833 | 0 | 0 | 0 | 0 | 0 | 0 | 0 | 0 | 0 | 0 | -88743.1518 | 0 | 0 | 0 | 0 | 0 | 0 | 0 | 0 | 0 | -3648.8051 | 0 | 0 | 0 | 0 | 0 | 0 | 0
2016-06-26 01:00 | 0 | 0 | 0 | 0 | 0 | 0 | 301348.6521 | 574644 | 0 | 0 | 0 | 0 | 205359.0546 | 0 | 0 | 0 | 0 | 0 | 0 | 0 | 6735560.8056 | 0 | 0 | 0 | 0 | 0 | 0 | 0 | 0 | 0 | 0 | -8514.8702 | 0 | 0 | 0 | 0 | 0 | 0 | 0 | 0 | 0 | -264780.4777 | 0 | 0 | 0 | 0 | 0 | 0 | 0
2016-06-26 02:00 | 0 | 0 | 0 | 0 | 0 | 618929.5872 | 55395.8679 | 551576 | 0 | 0 | 0 | 0 | 294102.2064 | 0 | 0 | 0 | 0 | 0 | 0 | 0 | 6769567.1089 | 0 | 0 | 0 | 0 | 0 | 0 | 0 | 0 | 0 | 0 | 88743.1518 | 0 | 0 | 0 | 0 | 0 | 0 | 0 | 0 | 0 | 34006.3033 | 0 | 0 | 0 | 0 | 0 | 0 | 0
2016-06-26 03:00 | 0 | 0 | 0 | 0 | 0 | 566667.4042 | 3.3846 | 519032 | 0 | 0 | 0 | 0 | 382845.3582 | 0 | 0 | 0 | 0 | 0 | 0 | 0 | 6728462.7459 | 0 | 0 | 0 | 0 | 0 | 0 | 0 | 0 | 0 | 0 | 88743.1518 | 0 | 0 | 0 | 0 | 0 | 0 | 0 | 0 | 0 | -41104.3629 | 0 | 0 | 0 | 0 | 0 | 0 | 0
2016-06-26 04:00 | 0 | 0 | 0 | 0 | 0 | 207409.1176 | 0 | 486390 | 0 | 0 | 0 | 0 | 382845.3582 | 0 | 0 | 0 | 0 | 0 | 0 | 0 | 6449481.8635 | 0 | 0 | 0 | 0 | 0 | 0 | 0 | 0 | 0 | 0 | 0 | 0 | 0 | 0 | 0 | 0 | 0 | 0 | 0 | 0 | -278980.8824 | 0 | 0 | 0 | 0 | 0 | 0 | 0
2016-06-26 05:00 | 0 | 0 | 0 | 0 | 0 | 91304.9658 | 0 | 459029 | 0 | 0 | 0 | 0 | 294102.2064 | 0 | 0 | 0 | 0 | 0 | 0 | 0 | 6170500.981 | 0 | 0 | 0 | 0 | 0 | 0 | 0 | 0 | 0 | 0 | -88743.1518 | 0 | 0 | 0 | 0 | 0 | 0 | 0 | 0 | 0 | -278980.8824 | 0 | 0 | 0 | 0 | 0 | 0 | 0
2016-06-26 06:00 | 0 | 0 | 0 | 0 | 0 | 434593.7258 | 0 | 434515 | 0 | 0 | 0 | 0 | 382845.3582 | 0 | 0 | 0 | 0 | 0 | 0 | 0 | 6081836.5551 | 0 | 0 | 0 | 0 | 0 | 0 | 0 | 0 | 0 | 0 | 88743.1518 | 0 | 0 | 0 | 0 | 0 | 0 | 0 | 0 | 0 | -88664.426 | 0 | 0 | 0 | 0 | 0 | 0 | 0
2016-06-26 07:00 | 0 | 0 | 0 | 0 | 0 | 409439.7804 | 0 | 415502 | 0 | 0 | 0 | 0 | 294102.2064 | 0 | 0 | 0 | 0 | 0 | 0 | 0 | 6164517.4872 | 0 | 0 | 0 | 0 | 0 | 0 | 0 | 0 | 0 | 0 | -88743.1518 | 0 | 0 | 0 | 0 | 0 | 0 | 0 | 0 | 0 | 82680.9322 | 0 | 0 | 0 | 0 | 0 | 0 | 0
2016-06-26 08:00 | 0 | 0 | 0 | 0 | 0 | 34393.9658 | 0 | 402118 | 0 | 0 | 0 | 0 | 205359.0546 | 0 | 0 | 0 | 0 | 0 | 0 | 0 | 5885536.6048 | 0 | 0 | 0 | 0 | 0 | 0 | 0 | 0 | 0 | 0 | -88743.1518 | 0 | 0 | 0 | 0 | 0 | 0 | 0 | 0 | 0 | -278980.8824 | 0 | 0 | 0 | 0 | 0 | 0 | 0
2016-06-26 09:00 | 0 | 0 | 0 | 0 | 0 | 400189.365 | 0 | 393992 | 0 | 0 | 0 | 0 | 294102.2064 | 0 | 0 | 0 | 0 | 0 | 0 | 0 | 5802990.818 | 0 | 0 | 0 | 0 | 0 | 0 | 0 | 0 | 0 | 0 | 88743.1518 | 0 | 0 | 0 | 0 | 0 | 0 | 0 | 0 | 0 | -82545.7868 | 0 | 0 | 0 | 0 | 0 | 0 | 0
2016-06-26 10:00 | 0 | 0 | 0 | 0 | 0 | 21544.9658 | 0 | 389269 | 0 | 0 | 0 | 0 | 205359.0546 | 0 | 0 | 0 | 0 | 0 | 0 | 0 | 5524009.9356 | 0 | 0 | 0 | 0 | 0 | 0 | 0 | 0 | 0 | 0 | -88743.1518 | 0 | 0 | 0 | 0 | 0 | 0 | 0 | 0 | 0 | -278980.8824 | 0 | 0 | 0 | 0 | 0 | 0 | 0
2016-06-26 11:00 | 0 | 0 | 0 | 0 | 0 | 27596.1784 | 2.7873 | 395323 | 0 | 0 | 0 | 0 | 116615.9029 | 0 | 0 | 0 | 0 | 0 | 0 | 0 | 5245029.0532 | 0 | 0 | 0 | 0 | 0 | 0 | 0 | 0 | 0 | 0 | -88743.1518 | 0 | 0 | 0 | 0 | 0 | 0 | 0 | 0 | 0 | -278980.8824 | 0 | 0 | 0 | 0 | 0 | 0 | 0
2016-06-26 12:00 | 0 | 0 | 0 | 0 | 0 | 223920.2249 | 97829.535 | 417009 | 0 | 0 | 0 | 0 | 205359.0546 | 0 | 0 | 0 | 0 | 0 | 0 | 0 | 5061026.6613 | 0 | 0 | 0 | 0 | 0 | 0 | 0 | 0 | 0 | 0 | 88743.1518 | 0 | 0 | 0 | 0 | 0 | 0 | 0 | 0 | 0 | -184002.3918 | 0 | 0 | 0 | 0 | 0 | 0 | 0
2016-06-26 13:00 | 0 | 0 | 0 | 0 | 0 | 255165.8245 | 434100.9306 | 448690 | 0 | 0 | 0 | 0 | 294102.2064 | 0 | 0 | 0 | 0 | 0 | 0 | 0 | 5212860.2647 | 0 | 0 | 0 | 0 | 0 | 0 | 0 | 0 | 0 | 0 | 88743.1518 | 0 | 0 | 0 | 0 | 0 | 0 | 0 | 0 | 0 | 151833.6033 | 0 | 0 | 0 | 0 | 0 | 0 | 0
2016-06-26 14:00 | 0 | 0 | 0 | 0 | 0 | 67789.8522 | 604957.8785 | 482510 | 0 | 0 | 0 | 0 | 205359.0546 | 0 | 0 | 0 | 0 | 0 | 0 | 0 | 5491841.1471 | 0 | 0 | 0 | 0 | 0 | 0 | 0 | 0 | 0 | 0 | -88743.1518 | 0 | 0 | 0 | 0 | 0 | 0 | 0 | 0 | 0 | 278980.8824 | 0 | 0 | 0 | 0 | 0 | 0 | 0
2016-06-26 15:00 | 0 | 0 | 0 | 0 | 0 | 134520.6752 | 716381.3471 | 515606 | 0 | 0 | 0 | 0 | 261674.1945 | 0 | 0 | 0 | 0 | 0 | 0 | 0 | 5770822.0296 | 0 | 0 | 0 | 0 | 0 | 0 | 0 | 0 | 0 | 0 | 56315.1399 | 0 | 0 | 0 | 0 | 0 | 0 | 0 | 0 | 0 | 278980.8824 | 0 | 0 | 0 | 0 | 0 | 0 | 0
2016-06-26 16:00 | 0 | 0 | 0 | 0 | 0 | 0 | 767817.7426 | 545152 | 0 | 0 | 0 | 0 | 205359.0546 | 0 | 0 | 0 | 0 | 0 | 0 | 0 | 6049802.912 | 0 | 0 | 0 | 0 | 0 | 0 | 0 | 0 | 0 | 0 | -56315.1399 | 0 | 0 | 0 | 0 | 0 | 0 | 0 | 0 | 0 | 278980.8824 | 0 | 0 | 0 | 0 | 0 | 0 | 0
2016-06-26 17:00 | 0 | 0 | 0 | 0 | 0 | 0 | 781170.3424 | 569377 | 0 | 0 | 0 | 0 | 294102.2064 | 0 | 0 | 0 | 0 | 0 | 0 | 0 | 6172853.1026 | 0 | 0 | 0 | 0 | 0 | 0 | 0 | 0 | 0 | 0 | 88743.1518 | 0 | 0 | 0 | 0 | 0 | 0 | 0 | 0 | 0 | 123050.1906 | 0 | 0 | 0 | 0 | 0 | 0 | 0
2016-06-26 18:00 | 0 | 0 | 0 | 0 | 0 | 0 | 774323.3821 | 587630 | 0 | 0 | 0 | 0 | 382845.3582 | 0 | 0 | 0 | 0 | 0 | 0 | 0 | 6270803.3329 | 0 | 0 | 0 | 0 | 0 | 0 | 0 | 0 | 0 | 0 | 88743.1518 | 0 | 0 | 0 | 0 | 0 | 0 | 0 | 0 | 0 | 97950.2303 | 0 | 0 | 0 | 0 | 0 | 0 | 0
2016-06-26 19:00 | 0 | 0 | 0 | 0 | 0 | 0 | 758272.2449 | 600551 | 0 | 0 | 0 | 0 | 382845.3582 | 0 | 0 | 0 | 0 | 0 | 0 | 0 | 6428524.5778 | 0 | 0 | 0 | 0 | 0 | 0 | 0 | 0 | 0 | 0 | 0 | 0 | 0 | 0 | 0 | 0 | 0 | 0 | 0 | 0 | 157721.2449 | 0 | 0 | 0 | 0 | 0 | 0 | 0
2016-06-26 20:00 | 0 | 0 | 0 | 0 | 0 | 0 | 742326.3467 | 611011 | 0 | 0 | 0 | 0 | 294102.2064 | 0 | 0 | 0 | 0 | 0 | 0 | 0 | 6648583.0762 | 0 | 0 | 0 | 0 | 0 | 0 | 0 | 0 | 0 | 0 | -88743.1518 | 0 | 0 | 0 | 0 | 0 | 0 | 0 | 0 | 0 | 220058.4985 | 0 | 0 | 0 | 0 | 0 | 0 | 0
2016-06-26 21:00 | 0 | 0 | 0 | 0 | 0 | 0 | 716980.4229 | 618377 | 0 | 0 | 0 | 0 | 217131.9303 | 0 | 0 | 0 | 0 | 0 | 0 | 0 | 6824156.7753 | 0 | 0 | 0 | 0 | 0 | 0 | 0 | 0 | 0 | 0 | -76970.2762 | 0 | 0 | 0 | 0 | 0 | 0 | 0 | 0 | 0 | 175573.6991 | 0 | 0 | 0 | 0 | 0 | 0 | 0
2016-06-26 22:00 | 0 | 0 | 0 | 0 | 0 | 0 | 677700.0327 | 617665 | 0 | 0 | 0 | 0 | 305875.0821 | 0 | 0 | 0 | 0 | 0 | 0 | 0 | 6795448.6563 | 0 | 0 | 0 | 0 | 0 | 0 | 0 | 0 | 0 | 0 | 88743.1518 | 0 | 0 | 0 | 0 | 0 | 0 | 0 | 0 | 0 | -28708.1191 | 0 | 0 | 0 | 0 | 0 | 0 | 0
2016-06-26 23:00 | 0 | 0 | 0 | 0 | 0 | 191143.252 | 606590.4787 | 607496 | 0 | 0 | 0 | 0 | 217131.9303 | 0 | 0 | 0 | 0 | 0 | 0 | 0 | 7074429.5387 | 0 | 0 | 0 | 0 | 0 | 0 | 0 | 0 | 0 | 0 | -88743.1518 | 0 | 0 | 0 | 0 | 0 | 0 | 0 | 0 | 0 | 278980.8824 | 0 | 0 | 0 | 0 | 0 | 0 | 0
2016-06-27 | 0 | 0 | 0 | 0 | 0 | 0 | 469731.2772 | 592599 | 0 | 0 | 0 | 0 | 128388.7785 | 0 | 0 | 0 | 0 | 0 | 0 | 0 | 7040304.9677 | 0 | 0 | 0 | 0 | 0 | 0 | 0 | 0 | 0 | 0 | -88743.1518 | 0 | 0 | 0 | 0 | 0 | 0 | 0 | 0 | 0 | -34124.571 | 0 | 0 | 0 | 0 | 0 | 0 | 0
2016-06-27 01:00 | 0 | 0 | 0 | 0 | 0 | 0 | 288063.2419 | 578817 | 0 | 0 | 0 | 0 | 116615.9029 | 0 | 0 | 0 | 0 | 0 | 0 | 0 | 6761324.0852 | 0 | 0 | 0 | 0 | 0 | 0 | 0 | 0 | 0 | 0 | -11772.8756 | 0 | 0 | 0 | 0 | 0 | 0 | 0 | 0 | 0 | -278980.8824 | 0 | 0 | 0 | 0 | 0 | 0 | 0
2016-06-27 02:00 | 0 | 0 | 0 | 0 | 0 | 431782.1351 | 53704.9399 | 554582 | 0 | 0 | 0 | 0 | 205359.0546 | 0 | 0 | 0 | 0 | 0 | 0 | 0 | 6603486.0084 | 0 | 0 | 0 | 0 | 0 | 0 | 0 | 0 | 0 | 0 | 88743.1518 | 0 | 0 | 0 | 0 | 0 | 0 | 0 | 0 | 0 | -157838.0768 | 0 | 0 | 0 | 0 | 0 | 0 | 0
2016-06-27 03:00 | 0 | 0 | 0 | 0 | 0 | 457534.6513 | 2.4206 | 522357 | 0 | 0 | 0 | 0 | 294102.2064 | 0 | 0 | 0 | 0 | 0 | 0 | 0 | 6449922.9285 | 0 | 0 | 0 | 0 | 0 | 0 | 0 | 0 | 0 | 0 | 88743.1518 | 0 | 0 | 0 | 0 | 0 | 0 | 0 | 0 | 0 | -153563.0799 | 0 | 0 | 0 | 0 | 0 | 0 | 0
2016-06-27 04:00 | 0 | 0 | 0 | 0 | 0 | 297142.2694 | 0 | 487380 | 0 | 0 | 0 | 0 | 382845.3582 | 0 | 0 | 0 | 0 | 0 | 0 | 0 | 6170942.0461 | 0 | 0 | 0 | 0 | 0 | 0 | 0 | 0 | 0 | 0 | 88743.1518 | 0 | 0 | 0 | 0 | 0 | 0 | 0 | 0 | 0 | -278980.8824 | 0 | 0 | 0 | 0 | 0 | 0 | 0
2016-06-27 05:00 | 0 | 0 | 0 | 0 | 0 | 90164.9658 | 0 | 457889 | 0 | 0 | 0 | 0 | 294102.2064 | 0 | 0 | 0 | 0 | 0 | 0 | 0 | 5891961.1636 | 0 | 0 | 0 | 0 | 0 | 0 | 0 | 0 | 0 | 0 | -88743.1518 | 0 | 0 | 0 | 0 | 0 | 0 | 0 | 0 | 0 | -278980.8824 | 0 | 0 | 0 | 0 | 0 | 0 | 0
2016-06-27 06:00 | 0 | 0 | 0 | 0 | 0 | 368279.5799 | 0 | 434252 | 0 | 0 | 0 | 0 | 382845.3582 | 0 | 0 | 0 | 0 | 0 | 0 | 0 | 5737245.5917 | 0 | 0 | 0 | 0 | 0 | 0 | 0 | 0 | 0 | 0 | 88743.1518 | 0 | 0 | 0 | 0 | 0 | 0 | 0 | 0 | 0 | -154715.5719 | 0 | 0 | 0 | 0 | 0 | 0 | 0
2016-06-27 07:00 | 0 | 0 | 0 | 0 | 0 | 49803.9658 | 0 | 417528 | 0 | 0 | 0 | 0 | 294102.2064 | 0 | 0 | 0 | 0 | 0 | 0 | 0 | 5458264.7093 | 0 | 0 | 0 | 0 | 0 | 0 | 0 | 0 | 0 | 0 | -88743.1518 | 0 | 0 | 0 | 0 | 0 | 0 | 0 | 0 | 0 | -278980.8824 | 0 | 0 | 0 | 0 | 0 | 0 | 0
2016-06-27 08:00 | 0 | 0 | 0 | 0 | 0 | 287886.1838 | 0 | 409693 | 0 | 0 | 0 | 0 | 294102.2064 | 0 | 0 | 0 | 0 | 0 | 0 | 0 | 5336457.8931 | 0 | 0 | 0 | 0 | 0 | 0 | 0 | 0 | 0 | 0 | 0 | 0 | 0 | 0 | 0 | 0 | 0 | 0 | 0 | 0 | -121806.8162 | 0 | 0 | 0 | 0 | 0 | 0 | 0
2016-06-27 09:00 | 0 | 0 | 0 | 0 | 0 | 248755.9271 | 0 | 412485 | 0 | 0 | 0 | 0 | 382845.3582 | 0 | 0 | 0 | 0 | 0 | 0 | 0 | 5083985.6683 | 0 | 0 | 0 | 0 | 0 | 0 | 0 | 0 | 0 | 0 | 88743.1518 | 0 | 0 | 0 | 0 | 0 | 0 | 0 | 0 | 0 | -252472.2247 | 0 | 0 | 0 | 0 | 0 | 0 | 0
2016-06-27 10:00 | 0 | 0 | 0 | 0 | 0 | 57535.9658 | 0 | 425260 | 0 | 0 | 0 | 0 | 294102.2064 | 0 | 0 | 0 | 0 | 0 | 0 | 0 | 4805004.7859 | 0 | 0 | 0 | 0 | 0 | 0 | 0 | 0 | 0 | 0 | -88743.1518 | 0 | 0 | 0 | 0 | 0 | 0 | 0 | 0 | 0 | -278980.8824 | 0 | 0 | 0 | 0 | 0 | 0 | 0
2016-06-27 11:00 | 0 | 0 | 0 | 0 | 0 | 153006.6906 | 14.2511 | 445867 | 0 | 0 | 0 | 0 | 205359.0546 | 0 | 0 | 0 | 0 | 0 | 0 | 0 | 4600901.8793 | 0 | 0 | 0 | 0 | 0 | 0 | 0 | 0 | 0 | 0 | -88743.1518 | 0 | 0 | 0 | 0 | 0 | 0 | 0 | 0 | 0 | -204102.9066 | 0 | 0 | 0 | 0 | 0 | 0 | 0
2016-06-27 12:00 | 0 | 0 | 0 | 0 | 0 | 0 | 138591.313 | 473347 | 0 | 0 | 0 | 0 | 116615.9029 | 0 | 0 | 0 | 0 | 0 | 0 | 0 | 4354889.3442 | 0 | 0 | 0 | 0 | 0 | 0 | 0 | 0 | 0 | 0 | -88743.1518 | 0 | 0 | 0 | 0 | 0 | 0 | 0 | 0 | 0 | -246012.5352 | 0 | 0 | 0 | 0 | 0 | 0 | 0
2016-06-27 13:00 | 0 | 0 | 0 | 0 | 0 | 0 | 455204.5535 | 505702 | 0 | 0 | 0 | 0 | 116615.9029 | 0 | 0 | 0 | 0 | 0 | 0 | 0 | 4304391.8976 | 0 | 0 | 0 | 0 | 0 | 0 | 0 | 0 | 0 | 0 | 0 | 0 | 0 | 0 | 0 | 0 | 0 | 0 | 0 | 0 | -50497.4465 | 0 | 0 | 0 | 0 | 0 | 0 | 0
2016-06-27 14:00 | 0 | 0 | 0 | 0 | 0 | 0 | 634368.2726 | 541134 | 0 | 0 | 0 | 0 | 205359.0546 | 0 | 0 | 0 | 0 | 0 | 0 | 0 | 4308883.0185 | 0 | 0 | 0 | 0 | 0 | 0 | 0 | 0 | 0 | 0 | 88743.1518 | 0 | 0 | 0 | 0 | 0 | 0 | 0 | 0 | 0 | 4491.1209 | 0 | 0 | 0 | 0 | 0 | 0 | 0
2016-06-27 15:00 | 0 | 0 | 0 | 0 | 0 | 0 | 741142.6337 | 575398 | 0 | 0 | 0 | 0 | 294102.2064 | 0 | 0 | 0 | 0 | 0 | 0 | 0 | 4385884.5003 | 0 | 0 | 0 | 0 | 0 | 0 | 0 | 0 | 0 | 0 | 88743.1518 | 0 | 0 | 0 | 0 | 0 | 0 | 0 | 0 | 0 | 77001.4819 | 0 | 0 | 0 | 0 | 0 | 0 | 0
2016-06-27 16:00 | 0 | 0 | 0 | 0 | 0 | 0 | 785806.9017 | 605106 | 0 | 0 | 0 | 0 | 382845.3582 | 0 | 0 | 0 | 0 | 0 | 0 | 0 | 4477842.2503 | 0 | 0 | 0 | 0 | 0 | 0 | 0 | 0 | 0 | 0 | 88743.1518 | 0 | 0 | 0 | 0 | 0 | 0 | 0 | 0 | 0 | 91957.7499 | 0 | 0 | 0 | 0 | 0 | 0 | 0
2016-06-27 17:00 | 0 | 0 | 0 | 0 | 0 | 11393.2128 | 804168.4543 | 630216 | 0 | 0 | 0 | 0 | 294102.2064 | 0 | 0 | 0 | 0 | 0 | 0 | 0 | 4751931.0691 | 0 | 0 | 0 | 0 | 0 | 0 | 0 | 0 | 0 | 0 | -88743.1518 | 0 | 0 | 0 | 0 | 0 | 0 | 0 | 0 | 0 | 274088.8189 | 0 | 0 | 0 | 0 | 0 | 0 | 0
2016-06-27 18:00 | 0 | 0 | 0 | 0 | 0 | 0 | 799255.1179 | 649665 | 0 | 0 | 0 | 0 | 205359.0546 | 0 | 0 | 0 | 0 | 0 | 0 | 0 | 4990264.3389 | 0 | 0 | 0 | 0 | 0 | 0 | 0 | 0 | 0 | 0 | -88743.1518 | 0 | 0 | 0 | 0 | 0 | 0 | 0 | 0 | 0 | 238333.2697 | 0 | 0 | 0 | 0 | 0 | 0 | 0
2016-06-27 19:00 | 0 | 0 | 0 | 0 | 0 | 109455.2931 | 787650.7659 | 662709 | 0 | 0 | 0 | 0 | 160775.2312 | 0 | 0 | 0 | 0 | 0 | 0 | 0 | 5269245.2213 | 0 | 0 | 0 | 0 | 0 | 0 | 0 | 0 | 0 | 0 | -44583.8235 | 0 | 0 | 0 | 0 | 0 | 0 | 0 | 0 | 0 | 278980.8824 | 0 | 0 | 0 | 0 | 0 | 0 | 0
2016-06-27 20:00 | 0 | 0 | 0 | 0 | 0 | 107997.5938 | 777268.5817 | 670215 | 0 | 0 | 0 | 0 | 116615.9029 | 0 | 0 | 0 | 0 | 0 | 0 | 0 | 5528455.7251 | 0 | 0 | 0 | 0 | 0 | 0 | 0 | 0 | 0 | 0 | -44159.3283 | 0 | 0 | 0 | 0 | 0 | 0 | 0 | 0 | 0 | 259210.5038 | 0 | 0 | 0 | 0 | 0 | 0 | 0
2016-06-27 21:00 | 0 | 0 | 0 | 0 | 0 | 0 | 757224.373 | 671047 | 0 | 0 | 0 | 0 | 205359.0546 | 0 | 0 | 0 | 0 | 0 | 0 | 0 | 5525889.9463 | 0 | 0 | 0 | 0 | 0 | 0 | 0 | 0 | 0 | 0 | 88743.1518 | 0 | 0 | 0 | 0 | 0 | 0 | 0 | 0 | 0 | -2565.7788 | 0 | 0 | 0 | 0 | 0 | 0 | 0
2016-06-27 22:00 | 0 | 0 | 0 | 0 | 0 | 0 | 718506.9374 | 663408 | 0 | 0 | 0 | 0 | 294102.2064 | 0 | 0 | 0 | 0 | 0 | 0 | 0 | 5492245.7319 | 0 | 0 | 0 | 0 | 0 | 0 | 0 | 0 | 0 | 0 | 88743.1518 | 0 | 0 | 0 | 0 | 0 | 0 | 0 | 0 | 0 | -33644.2144 | 0 | 0 | 0 | 0 | 0 | 0 | 0
2016-06-27 23:00 | 0 | 0 | 0 | 0 | 0 | 0 | 631763.1868 | 649398 | 0 | 0 | 0 | 0 | 382845.3582 | 0 | 0 | 0 | 0 | 0 | 0 | 0 | 5385867.7669 | 0 | 0 | 0 | 0 | 0 | 0 | 0 | 0 | 0 | 0 | 88743.1518 | 0 | 0 | 0 | 0 | 0 | 0 | 0 | 0 | 0 | -106377.965 | 0 | 0 | 0 | 0 | 0 | 0 | 0
2016-06-28 | 0 | 0 | 0 | 0 | 0 | 0 | 489977.1984 | 630972 | 0 | 0 | 0 | 0 | 294102.2064 | 0 | 0 | 0 | 0 | 0 | 0 | 0 | 5333616.1171 | 0 | 0 | 0 | 0 | 0 | 0 | 0 | 0 | 0 | 0 | -88743.1518 | 0 | 0 | 0 | 0 | 0 | 0 | 0 | 0 | 0 | -52251.6498 | 0 | 0 | 0 | 0 | 0 | 0 | 0
2016-06-28 01:00 | 0 | 0 | 0 | 0 | 0 | 231690.6868 | 274539.277 | 611553 | 0 | 0 | 0 | 0 | 205359.0546 | 0 | 0 | 0 | 0 | 0 | 0 | 0 | 5317036.2327 | 0 | 0 | 0 | 0 | 0 | 0 | 0 | 0 | 0 | 0 | -88743.1518 | 0 | 0 | 0 | 0 | 0 | 0 | 0 | 0 | 0 | -16579.8844 | 0 | 0 | 0 | 0 | 0 | 0 | 0
2016-06-28 02:00 | 0 | 0 | 0 | 0 | 0 | 369073.4065 | 41743.288 | 582436 | 0 | 0 | 0 | 0 | 266229.4554 | 0 | 0 | 0 | 0 | 0 | 0 | 0 | 5084546.5264 | 0 | 0 | 0 | 0 | 0 | 0 | 0 | 0 | 0 | 0 | 60870.4007 | 0 | 0 | 0 | 0 | 0 | 0 | 0 | 0 | 0 | -232489.7063 | 0 | 0 | 0 | 0 | 0 | 0 | 0
2016-06-28 03:00 | 0 | 0 | 0 | 0 | 0 | 423149.5778 | 2.5673 | 542570 | 0 | 0 | 0 | 0 | 177486.3036 | 0 | 0 | 0 | 0 | 0 | 0 | 0 | 5053871.8233 | 0 | 0 | 0 | 0 | 0 | 0 | 0 | 0 | 0 | 0 | -88743.1518 | 0 | 0 | 0 | 0 | 0 | 0 | 0 | 0 | 0 | -30674.7031 | 0 | 0 | 0 | 0 | 0 | 0 | 0
2016-06-28 04:00 | 0 | 0 | 0 | 0 | 0 | 137383.9658 | 0 | 505108 | 0 | 0 | 0 | 0 | 88743.1518 | 0 | 0 | 0 | 0 | 0 | 0 | 0 | 4774890.9408 | 0 | 0 | 0 | 0 | 0 | 0 | 0 | 0 | 0 | 0 | -88743.1518 | 0 | 0 | 0 | 0 | 0 | 0 | 0 | 0 | 0 | -278980.8824 | 0 | 0 | 0 | 0 | 0 | 0 | 0
2016-06-28 05:00 | 0 | 0 | 0 | 0 | 0 | 373543.3166 | 0 | 472652 | 0 | 0 | 0 | 0 | 0 | 0 | 0 | 0 | 0 | 0 | 0 | 0 | 4764525.4092 | 0 | 0 | 0 | 0 | 0 | 0 | 0 | 0 | 0 | 0 | -88743.1518 | 0 | 0 | 0 | 0 | 0 | 0 | 0 | 0 | 0 | -10365.5316 | 0 | 0 | 0 | 0 | 0 | 0 | 0
2016-06-28 06:00 | 0 | 0 | 0 | 0 | 0 | 333266.224 | 0 | 447155 | 0 | 0 | 0 | 0 | 88743.1518 | 0 | 0 | 0 | 0 | 0 | 0 | 0 | 4561893.4814 | 0 | 0 | 0 | 0 | 0 | 0 | 0 | 0 | 0 | 0 | 88743.1518 | 0 | 0 | 0 | 0 | 0 | 0 | 0 | 0 | 0 | -202631.9278 | 0 | 0 | 0 | 0 | 0 | 0 | 0
2016-06-28 07:00 | 0 | 0 | 0 | 0 | 0 | 290947.7888 | 0 | 428315 | 0 | 0 | 0 | 0 | 177486.3036 | 0 | 0 | 0 | 0 | 0 | 0 | 0 | 4335783.1184 | 0 | 0 | 0 | 0 | 0 | 0 | 0 | 0 | 0 | 0 | 88743.1518 | 0 | 0 | 0 | 0 | 0 | 0 | 0 | 0 | 0 | -226110.363 | 0 | 0 | 0 | 0 | 0 | 0 | 0
2016-06-28 08:00 | 0 | 0 | 0 | 0 | 0 | 228728.2694 | 0 | 418966 | 0 | 0 | 0 | 0 | 266229.4554 | 0 | 0 | 0 | 0 | 0 | 0 | 0 | 4056802.236 | 0 | 0 | 0 | 0 | 0 | 0 | 0 | 0 | 0 | 0 | 88743.1518 | 0 | 0 | 0 | 0 | 0 | 0 | 0 | 0 | 0 | -278980.8824 | 0 | 0 | 0 | 0 | 0 | 0 | 0
2016-06-28 09:00 | 0 | 0 | 0 | 0 | 0 | 212573.3367 | 0 | 421131 | 0 | 0 | 0 | 0 | 336652.6746 | 0 | 0 | 0 | 0 | 0 | 0 | 0 | 3777821.3536 | 0 | 0 | 0 | 0 | 0 | 0 | 0 | 0 | 0 | 0 | 70423.2192 | 0 | 0 | 0 | 0 | 0 | 0 | 0 | 0 | 0 | -278980.8824 | 0 | 0 | 0 | 0 | 0 | 0 | 0
2016-06-28 10:00 | 0 | 0 | 0 | 0 | 0 | 184316.3241 | 0 | 432714 | 0 | 0 | 0 | 0 | 367235.8811 | 0 | 0 | 0 | 0 | 0 | 0 | 0 | 3498840.4711 | 0 | 0 | 0 | 0 | 0 | 0 | 0 | 0 | 0 | 0 | 30583.2066 | 0 | 0 | 0 | 0 | 0 | 0 | 0 | 0 | 0 | -278980.8824 | 0 | 0 | 0 | 0 | 0 | 0 | 0
2016-06-28 11:00 | 0 | 0 | 0 | 0 | 0 | 150754.6756 | 5.2708 | 450973 | 0 | 0 | 0 | 0 | 346003.71 | 0 | 0 | 0 | 0 | 0 | 0 | 0 | 3219859.5887 | 0 | 0 | 0 | 0 | 0 | 0 | 0 | 0 | 0 | 0 | -21232.1712 | 0 | 0 | 0 | 0 | 0 | 0 | 0 | 0 | 0 | -278980.8824 | 0 | 0 | 0 | 0 | 0 | 0 | 0
2016-06-28 12:00 | 0 | 0 | 0 | 0 | 0 | 66916.9729 | 132563.4915 | 473234 | 0 | 0 | 0 | 0 | 257260.5582 | 0 | 0 | 0 | 0 | 0 | 0 | 0 | 3034849.2048 | 0 | 0 | 0 | 0 | 0 | 0 | 0 | 0 | 0 | 0 | -88743.1518 | 0 | 0 | 0 | 0 | 0 | 0 | 0 | 0 | 0 | -185010.3839 | 0 | 0 | 0 | 0 | 0 | 0 | 0
2016-06-28 13:00 | 0 | 0 | 0 | 0 | 0 | 0 | 418158.0493 | 500024 | 0 | 0 | 0 | 0 | 346003.71 | 0 | 0 | 0 | 0 | 0 | 0 | 0 | 2864240.1022 | 0 | 0 | 0 | 0 | 0 | 0 | 0 | 0 | 0 | 0 | 88743.1518 | 0 | 0 | 0 | 0 | 0 | 0 | 0 | 0 | 0 | -170609.1025 | 0 | 0 | 0 | 0 | 0 | 0 | 0
2016-06-28 14:00 | 0 | 0 | 0 | 0 | 0 | 0 | 604941.6217 | 529073 | 0 | 0 | 0 | 0 | 382845.3582 | 0 | 0 | 0 | 0 | 0 | 0 | 0 | 2903267.0757 | 0 | 0 | 0 | 0 | 0 | 0 | 0 | 0 | 0 | 0 | 36841.6483 | 0 | 0 | 0 | 0 | 0 | 0 | 0 | 0 | 0 | 39026.9735 | 0 | 0 | 0 | 0 | 0 | 0 | 0
2016-06-28 15:00 | 0 | 0 | 0 | 0 | 0 | 0 | 724596.0072 | 556879 | 0 | 0 | 0 | 0 | 382845.3582 | 0 | 0 | 0 | 0 | 0 | 0 | 0 | 3070984.0829 | 0 | 0 | 0 | 0 | 0 | 0 | 0 | 0 | 0 | 0 | 0 | 0 | 0 | 0 | 0 | 0 | 0 | 0 | 0 | 0 | 167717.0072 | 0 | 0 | 0 | 0 | 0 | 0 | 0
2016-06-28 16:00 | 0 | 0 | 0 | 0 | 0 | 0 | 774107.059 | 580836 | 0 | 0 | 0 | 0 | 297135.5348 | 0 | 0 | 0 | 0 | 0 | 0 | 0 | 3349964.9653 | 0 | 0 | 0 | 0 | 0 | 0 | 0 | 0 | 0 | 0 | -85709.8235 | 0 | 0 | 0 | 0 | 0 | 0 | 0 | 0 | 0 | 278980.8824 | 0 | 0 | 0 | 0 | 0 | 0 | 0
2016-06-28 17:00 | 0 | 0 | 0 | 0 | 0 | 0 | 791191.1526 | 601203 | 0 | 0 | 0 | 0 | 208392.383 | 0 | 0 | 0 | 0 | 0 | 0 | 0 | 3628696.2697 | 0 | 0 | 0 | 0 | 0 | 0 | 0 | 0 | 0 | 0 | -88743.1518 | 0 | 0 | 0 | 0 | 0 | 0 | 0 | 0 | 0 | 278731.3044 | 0 | 0 | 0 | 0 | 0 | 0 | 0
2016-06-28 18:00 | 0 | 0 | 0 | 0 | 0 | 0 | 787583.4924 | 616276 | 0 | 0 | 0 | 0 | 119649.2312 | 0 | 0 | 0 | 0 | 0 | 0 | 0 | 3888746.9139 | 0 | 0 | 0 | 0 | 0 | 0 | 0 | 0 | 0 | 0 | -88743.1518 | 0 | 0 | 0 | 0 | 0 | 0 | 0 | 0 | 0 | 260050.6442 | 0 | 0 | 0 | 0 | 0 | 0 | 0
2016-06-28 19:00 | 0 | 0 | 0 | 0 | 0 | 0 | 775274.4251 | 624529 | 0 | 0 | 0 | 0 | 208392.383 | 0 | 0 | 0 | 0 | 0 | 0 | 0 | 3950749.1872 | 0 | 0 | 0 | 0 | 0 | 0 | 0 | 0 | 0 | 0 | 88743.1518 | 0 | 0 | 0 | 0 | 0 | 0 | 0 | 0 | 0 | 62002.2733 | 0 | 0 | 0 | 0 | 0 | 0 | 0
2016-06-28 20:00 | 0 | 0 | 0 | 0 | 0 | 0 | 760143.8305 | 628520 | 0 | 0 | 0 | 0 | 294102.2064 | 0 | 0 | 0 | 0 | 0 | 0 | 0 | 3996663.1943 | 0 | 0 | 0 | 0 | 0 | 0 | 0 | 0 | 0 | 0 | 85709.8235 | 0 | 0 | 0 | 0 | 0 | 0 | 0 | 0 | 0 | 45914.0071 | 0 | 0 | 0 | 0 | 0 | 0 | 0
2016-06-28 21:00 | 0 | 0 | 0 | 0 | 0 | 0 | 725751.2023 | 628828 | 0 | 0 | 0 | 0 | 382845.3582 | 0 | 0 | 0 | 0 | 0 | 0 | 0 | 4004843.2448 | 0 | 0 | 0 | 0 | 0 | 0 | 0 | 0 | 0 | 0 | 88743.1518 | 0 | 0 | 0 | 0 | 0 | 0 | 0 | 0 | 0 | 8180.0505 | 0 | 0 | 0 | 0 | 0 | 0 | 0
2016-06-28 22:00 | 0 | 0 | 0 | 0 | 0 | 0 | 674308.288 | 621537 | 0 | 0 | 0 | 0 | 294102.2064 | 0 | 0 | 0 | 0 | 0 | 0 | 0 | 4146357.6845 | 0 | 0 | 0 | 0 | 0 | 0 | 0 | 0 | 0 | 0 | -88743.1518 | 0 | 0 | 0 | 0 | 0 | 0 | 0 | 0 | 0 | 141514.4397 | 0 | 0 | 0 | 0 | 0 | 0 | 0
2016-06-28 23:00 | 0 | 0 | 0 | 0 | 0 | 0 | 587344.2533 | 607995 | 0 | 0 | 0 | 0 | 382845.3582 | 0 | 0 | 0 | 0 | 0 | 0 | 0 | 4036963.786 | 0 | 0 | 0 | 0 | 0 | 0 | 0 | 0 | 0 | 0 | 88743.1518 | 0 | 0 | 0 | 0 | 0 | 0 | 0 | 0 | 0 | -109393.8985 | 0 | 0 | 0 | 0 | 0 | 0 | 0
2016-06-29 | 0 | 0 | 0 | 0 | 0 | 0 | 443273.7593 | 591546 | 0 | 0 | 0 | 0 | 294102.2064 | 0 | 0 | 0 | 0 | 0 | 0 | 0 | 3977434.6971 | 0 | 0 | 0 | 0 | 0 | 0 | 0 | 0 | 0 | 0 | -88743.1518 | 0 | 0 | 0 | 0 | 0 | 0 | 0 | 0 | 0 | -59529.0889 | 0 | 0 | 0 | 0 | 0 | 0 | 0
2016-06-29 01:00 | 0 | 0 | 0 | 0 | 0 | 214185.9427 | 234372.6034 | 574649 | 0 | 0 | 0 | 0 | 354972.6072 | 0 | 0 | 0 | 0 | 0 | 0 | 0 | 3790473.8424 | 0 | 0 | 0 | 0 | 0 | 0 | 0 | 0 | 0 | 0 | 60870.4007 | 0 | 0 | 0 | 0 | 0 | 0 | 0 | 0 | 0 | -186960.8546 | 0 | 0 | 0 | 0 | 0 | 0 | 0
2016-06-29 02:00 | 0 | 0 | 0 | 0 | 0 | 336262.6898 | 38041.0875 | 547945 | 0 | 0 | 0 | 0 | 266229.4554 | 0 | 0 | 0 | 0 | 0 | 0 | 0 | 3705575.7715 | 0 | 0 | 0 | 0 | 0 | 0 | 0 | 0 | 0 | 0 | -88743.1518 | 0 | 0 | 0 | 0 | 0 | 0 | 0 | 0 | 0 | -84898.0709 | 0 | 0 | 0 | 0 | 0 | 0 | 0
2016-06-29 03:00 | 0 | 0 | 0 | 0 | 0 | 362485.7466 | 2.3053 | 513219 | 0 | 0 | 0 | 0 | 177486.3036 | 0 | 0 | 0 | 0 | 0 | 0 | 0 | 3643587.9752 | 0 | 0 | 0 | 0 | 0 | 0 | 0 | 0 | 0 | 0 | -88743.1518 | 0 | 0 | 0 | 0 | 0 | 0 | 0 | 0 | 0 | -61987.7963 | 0 | 0 | 0 | 0 | 0 | 0 | 0
2016-06-29 04:00 | 0 | 0 | 0 | 0 | 0 | 345076.2524 | 0 | 478698 | 0 | 0 | 0 | 0 | 88743.1518 | 0 | 0 | 0 | 0 | 0 | 0 | 0 | 3598709.3795 | 0 | 0 | 0 | 0 | 0 | 0 | 0 | 0 | 0 | 0 | -88743.1518 | 0 | 0 | 0 | 0 | 0 | 0 | 0 | 0 | 0 | -44878.5958 | 0 | 0 | 0 | 0 | 0 | 0 | 0
2016-06-29 05:00 | 0 | 0 | 0 | 0 | 0 | 320597.7712 | 0 | 449349 | 0 | 0 | 0 | 0 | 0 | 0 | 0 | 0 | 0 | 0 | 0 | 0 | 3558701.3025 | 0 | 0 | 0 | 0 | 0 | 0 | 0 | 0 | 0 | 0 | -88743.1518 | 0 | 0 | 0 | 0 | 0 | 0 | 0 | 0 | 0 | -40008.077 | 0 | 0 | 0 | 0 | 0 | 0 | 0
2016-06-29 06:00 | 0 | 0 | 0 | 0 | 0 | 294473.4834 | 0 | 424797 | 0 | 0 | 0 | 0 | 88743.1518 | 0 | 0 | 0 | 0 | 0 | 0 | 0 | 3339634.634 | 0 | 0 | 0 | 0 | 0 | 0 | 0 | 0 | 0 | 0 | 88743.1518 | 0 | 0 | 0 | 0 | 0 | 0 | 0 | 0 | 0 | -219066.6684 | 0 | 0 | 0 | 0 | 0 | 0 | 0
2016-06-29 07:00 | 0 | 0 | 0 | 0 | 0 | 217605.2694 | 0 | 407843 | 0 | 0 | 0 | 0 | 177486.3036 | 0 | 0 | 0 | 0 | 0 | 0 | 0 | 3060653.7516 | 0 | 0 | 0 | 0 | 0 | 0 | 0 | 0 | 0 | 0 | 88743.1518 | 0 | 0 | 0 | 0 | 0 | 0 | 0 | 0 | 0 | -278980.8824 | 0 | 0 | 0 | 0 | 0 | 0 | 0
2016-06-29 08:00 | 0 | 0 | 0 | 0 | 0 | 31654.9658 | 0 | 399379 | 0 | 0 | 0 | 0 | 88743.1518 | 0 | 0 | 0 | 0 | 0 | 0 | 0 | 2781672.8691 | 0 | 0 | 0 | 0 | 0 | 0 | 0 | 0 | 0 | 0 | -88743.1518 | 0 | 0 | 0 | 0 | 0 | 0 | 0 | 0 | 0 | -278980.8824 | 0 | 0 | 0 | 0 | 0 | 0 | 0
2016-06-29 09:00 | 0 | 0 | 0 | 0 | 0 | 225002.2287 | 0 | 401264 | 0 | 0 | 0 | 0 | 90351.9435 | 0 | 0 | 0 | 0 | 0 | 0 | 0 | 2603802.3061 | 0 | 0 | 0 | 0 | 0 | 0 | 0 | 0 | 0 | 0 | 1608.7917 | 0 | 0 | 0 | 0 | 0 | 0 | 0 | 0 | 0 | -177870.563 | 0 | 0 | 0 | 0 | 0 | 0 | 0
2016-06-29 10:00 | 0 | 0 | 0 | 0 | 0 | 45498.9658 | 0 | 413223 | 0 | 0 | 0 | 0 | 1608.7917 | 0 | 0 | 0 | 0 | 0 | 0 | 0 | 2324821.4236 | 0 | 0 | 0 | 0 | 0 | 0 | 0 | 0 | 0 | 0 | -88743.1518 | 0 | 0 | 0 | 0 | 0 | 0 | 0 | 0 | 0 | -278980.8824 | 0 | 0 | 0 | 0 | 0 | 0 | 0
2016-06-29 11:00 | 0 | 0 | 0 | 0 | 0 | 152102.302 | 4.0238 | 432696 | 0 | 0 | 0 | 0 | 0 | 0 | 0 | 0 | 0 | 0 | 0 | 0 | 2045840.5412 | 0 | 0 | 0 | 0 | 0 | 0 | 0 | 0 | 0 | 0 | -1608.7917 | 0 | 0 | 0 | 0 | 0 | 0 | 0 | 0 | 0 | -278980.8824 | 0 | 0 | 0 | 0 | 0 | 0 | 0
2016-06-29 12:00 | 0 | 0 | 0 | 0 | 0 | 67860.864 | 113214.8395 | 456995 | 0 | 0 | 0 | 0 | 0 | 0 | 0 | 0 | 0 | 0 | 0 | 0 | 1769921.2447 | 0 | 0 | 0 | 0 | 0 | 0 | 0 | 0 | 0 | 0 | 0 | 0 | 0 | 0 | 0 | 0 | 0 | 0 | 0 | 0 | -275919.2965 | 0 | 0 | 0 | 0 | 0 | 0 | 0
2016-06-29 13:00 | 0 | 0 | 0 | 0 | 0 | 0 | 384518.0932 | 482516 | 0 | 0 | 0 | 0 | 0 | 0 | 0 | 0 | 0 | 0 | 0 | 0 | 1671923.3378 | 0 | 0 | 0 | 0 | 0 | 0 | 0 | 0 | 0 | 0 | 0 | 0 | 0 | 0 | 0 | 0 | 0 | 0 | 0 | 0 | -97997.9068 | 0 | 0 | 0 | 0 | 0 | 0 | 0
2016-06-29 14:00 | 0 | 0 | 0 | 0 | 0 | 0 | 562278.0469 | 511202 | 0 | 0 | 0 | 0 | 88743.1518 | 0 | 0 | 0 | 0 | 0 | 0 | 0 | 1634256.2329 | 0 | 0 | 0 | 0 | 0 | 0 | 0 | 0 | 0 | 0 | 88743.1518 | 0 | 0 | 0 | 0 | 0 | 0 | 0 | 0 | 0 | -37667.1049 | 0 | 0 | 0 | 0 | 0 | 0 | 0
2016-06-29 15:00 | 0 | 0 | 0 | 0 | 0 | 0 | 660217.5406 | 540055 | 0 | 0 | 0 | 0 | 177486.3036 | 0 | 0 | 0 | 0 | 0 | 0 | 0 | 1665675.6217 | 0 | 0 | 0 | 0 | 0 | 0 | 0 | 0 | 0 | 0 | 88743.1518 | 0 | 0 | 0 | 0 | 0 | 0 | 0 | 0 | 0 | 31419.3888 | 0 | 0 | 0 | 0 | 0 | 0 | 0
2016-06-29 16:00 | 0 | 0 | 0 | 0 | 0 | 0 | 713883.2449 | 565473 | 0 | 0 | 0 | 0 | 88743.1518 | 0 | 0 | 0 | 0 | 0 | 0 | 0 | 1902829.0184 | 0 | 0 | 0 | 0 | 0 | 0 | 0 | 0 | 0 | 0 | -88743.1518 | 0 | 0 | 0 | 0 | 0 | 0 | 0 | 0 | 0 | 237153.3967 | 0 | 0 | 0 | 0 | 0 | 0 | 0
2016-06-29 17:00 | 0 | 0 | 0 | 0 | 0 | 0 | 735199.9498 | 588208 | 0 | 0 | 0 | 0 | 116615.9029 | 0 | 0 | 0 | 0 | 0 | 0 | 0 | 2021948.2171 | 0 | 0 | 0 | 0 | 0 | 0 | 0 | 0 | 0 | 0 | 27872.7511 | 0 | 0 | 0 | 0 | 0 | 0 | 0 | 0 | 0 | 119119.1987 | 0 | 0 | 0 | 0 | 0 | 0 | 0
2016-06-29 18:00 | 0 | 0 | 0 | 0 | 0 | 0 | 735958.4439 | 607375 | 0 | 0 | 0 | 0 | 205359.0546 | 0 | 0 | 0 | 0 | 0 | 0 | 0 | 2061788.5093 | 0 | 0 | 0 | 0 | 0 | 0 | 0 | 0 | 0 | 0 | 88743.1518 | 0 | 0 | 0 | 0 | 0 | 0 | 0 | 0 | 0 | 39840.2921 | 0 | 0 | 0 | 0 | 0 | 0 | 0
2016-06-29 19:00 | 0 | 0 | 0 | 0 | 0 | 0 | 726628.7988 | 621004 | 0 | 0 | 0 | 0 | 294102.2064 | 0 | 0 | 0 | 0 | 0 | 0 | 0 | 2078670.1563 | 0 | 0 | 0 | 0 | 0 | 0 | 0 | 0 | 0 | 0 | 88743.1518 | 0 | 0 | 0 | 0 | 0 | 0 | 0 | 0 | 0 | 16881.647 | 0 | 0 | 0 | 0 | 0 | 0 | 0
2016-06-29 20:00 | 0 | 0 | 0 | 0 | 0 | 0 | 714969.8871 | 630653 | 0 | 0 | 0 | 0 | 382845.3582 | 0 | 0 | 0 | 0 | 0 | 0 | 0 | 2074243.8916 | 0 | 0 | 0 | 0 | 0 | 0 | 0 | 0 | 0 | 0 | 88743.1518 | 0 | 0 | 0 | 0 | 0 | 0 | 0 | 0 | 0 | -4426.2647 | 0 | 0 | 0 | 0 | 0 | 0 | 0
2016-06-29 21:00 | 0 | 0 | 0 | 0 | 0 | 0 | 693213.115 | 634465 | 0 | 0 | 0 | 0 | 294102.2064 | 0 | 0 | 0 | 0 | 0 | 0 | 0 | 2221735.1583 | 0 | 0 | 0 | 0 | 0 | 0 | 0 | 0 | 0 | 0 | -88743.1518 | 0 | 0 | 0 | 0 | 0 | 0 | 0 | 0 | 0 | 147491.2668 | 0 | 0 | 0 | 0 | 0 | 0 | 0
2016-06-29 22:00 | 0 | 0 | 0 | 0 | 0 | 0 | 648665.8724 | 629556 | 0 | 0 | 0 | 0 | 382845.3582 | 0 | 0 | 0 | 0 | 0 | 0 | 0 | 2152101.879 | 0 | 0 | 0 | 0 | 0 | 0 | 0 | 0 | 0 | 0 | 88743.1518 | 0 | 0 | 0 | 0 | 0 | 0 | 0 | 0 | 0 | -69633.2793 | 0 | 0 | 0 | 0 | 0 | 0 | 0
2016-06-29 23:00 | 0 | 0 | 0 | 0 | 0 | 0 | 562445.6386 | 616067 | 0 | 0 | 0 | 0 | 382845.3582 | 0 | 0 | 0 | 0 | 0 | 0 | 0 | 2098480.5176 | 0 | 0 | 0 | 0 | 0 | 0 | 0 | 0 | 0 | 0 | 0 | 0 | 0 | 0 | 0 | 0 | 0 | 0 | 0 | 0 | -53621.3614 | 0 | 0 | 0 | 0 | 0 | 0 | 0
2016-06-30 | 0 | 0 | 0 | 0 | 0 | 0 | 414856.7245 | 597182 | 0 | 0 | 0 | 0 | 294102.2064 | 0 | 0 | 0 | 0 | 0 | 0 | 0 | 2004898.3938 | 0 | 0 | 0 | 0 | 0 | 0 | 0 | 0 | 0 | 0 | -88743.1518 | 0 | 0 | 0 | 0 | 0 | 0 | 0 | 0 | 0 | -93582.1237 | 0 | 0 | 0 | 0 | 0 | 0 | 0
2016-06-30 01:00 | 0 | 0 | 0 | 0 | 0 | 201499.9248 | 207135.263 | 580014 | 0 | 0 | 0 | 0 | 294102.2064 | 0 | 0 | 0 | 0 | 0 | 0 | 0 | 1833519.5816 | 0 | 0 | 0 | 0 | 0 | 0 | 0 | 0 | 0 | 0 | 0 | 0 | 0 | 0 | 0 | 0 | 0 | 0 | 0 | 0 | -171378.8122 | 0 | 0 | 0 | 0 | 0 | 0 | 0
2016-06-30 02:00 | 0 | 0 | 0 | 0 | 0 | 321714.9613 | 43611.2375 | 553545 | 0 | 0 | 0 | 0 | 205359.0546 | 0 | 0 | 0 | 0 | 0 | 0 | 0 | 1734043.9322 | 0 | 0 | 0 | 0 | 0 | 0 | 0 | 0 | 0 | 0 | -88743.1518 | 0 | 0 | 0 | 0 | 0 | 0 | 0 | 0 | 0 | -99475.6494 | 0 | 0 | 0 | 0 | 0 | 0 | 0
2016-06-30 03:00 | 0 | 0 | 0 | 0 | 0 | 364755.657 | 2.1691 | 516726 | 0 | 0 | 0 | 0 | 294102.2064 | 0 | 0 | 0 | 0 | 0 | 0 | 0 | 1493332.6065 | 0 | 0 | 0 | 0 | 0 | 0 | 0 | 0 | 0 | 0 | 88743.1518 | 0 | 0 | 0 | 0 | 0 | 0 | 0 | 0 | 0 | -240711.3257 | 0 | 0 | 0 | 0 | 0 | 0 | 0
2016-06-30 04:00 | 0 | 0 | 0 | 0 | 0 | 350853.4757 | 0 | 480169 | 0 | 0 | 0 | 0 | 205359.0546 | 0 | 0 | 0 | 0 | 0 | 0 | 0 | 1452760.234 | 0 | 0 | 0 | 0 | 0 | 0 | 0 | 0 | 0 | 0 | -88743.1518 | 0 | 0 | 0 | 0 | 0 | 0 | 0 | 0 | 0 | -40572.3725 | 0 | 0 | 0 | 0 | 0 | 0 | 0
2016-06-30 05:00 | 0 | 0 | 0 | 0 | 0 | 324033.1587 | 0 | 449511 | 0 | 0 | 0 | 0 | 294102.2064 | 0 | 0 | 0 | 0 | 0 | 0 | 0 | 1238539.2409 | 0 | 0 | 0 | 0 | 0 | 0 | 0 | 0 | 0 | 0 | 88743.1518 | 0 | 0 | 0 | 0 | 0 | 0 | 0 | 0 | 0 | -214220.9931 | 0 | 0 | 0 | 0 | 0 | 0 | 0
2016-06-30 06:00 | 0 | 0 | 0 | 0 | 0 | 297865.826 | 0 | 424274 | 0 | 0 | 0 | 0 | 382845.3582 | 0 | 0 | 0 | 0 | 0 | 0 | 0 | 1023387.9152 | 0 | 0 | 0 | 0 | 0 | 0 | 0 | 0 | 0 | 0 | 88743.1518 | 0 | 0 | 0 | 0 | 0 | 0 | 0 | 0 | 0 | -215151.3258 | 0 | 0 | 0 | 0 | 0 | 0 | 0
2016-06-30 07:00 | 0 | 0 | 0 | 0 | 0 | 277062.388 | 0 | 406855 | 0 | 0 | 0 | 0 | 294102.2064 | 0 | 0 | 0 | 0 | 0 | 0 | 0 | 982338.455 | 0 | 0 | 0 | 0 | 0 | 0 | 0 | 0 | 0 | 0 | -88743.1518 | 0 | 0 | 0 | 0 | 0 | 0 | 0 | 0 | 0 | -41049.4602 | 0 | 0 | 0 | 0 | 0 | 0 | 0
2016-06-30 08:00 | 0 | 0 | 0 | 0 | 0 | 263719.2072 | 0 | 398026 | 0 | 0 | 0 | 0 | 205359.0546 | 0 | 0 | 0 | 0 | 0 | 0 | 0 | 936774.814 | 0 | 0 | 0 | 0 | 0 | 0 | 0 | 0 | 0 | 0 | -88743.1518 | 0 | 0 | 0 | 0 | 0 | 0 | 0 | 0 | 0 | -45563.641 | 0 | 0 | 0 | 0 | 0 | 0 | 0
2016-06-30 09:00 | 0 | 0 | 0 | 0 | 0 | 209300.2694 | 0 | 399538 | 0 | 0 | 0 | 0 | 294102.2064 | 0 | 0 | 0 | 0 | 0 | 0 | 0 | 657793.9316 | 0 | 0 | 0 | 0 | 0 | 0 | 0 | 0 | 0 | 0 | 88743.1518 | 0 | 0 | 0 | 0 | 0 | 0 | 0 | 0 | 0 | -278980.8824 | 0 | 0 | 0 | 0 | 0 | 0 | 0
2016-06-30 10:00 | 0 | 0 | 0 | 0 | 0 | 221879.6815 | 0 | 410455 | 0 | 0 | 0 | 0 | 205359.0546 | 0 | 0 | 0 | 0 | 0 | 0 | 0 | 557961.7649 | 0 | 0 | 0 | 0 | 0 | 0 | 0 | 0 | 0 | 0 | -88743.1518 | 0 | 0 | 0 | 0 | 0 | 0 | 0 | 0 | 0 | -99832.1667 | 0 | 0 | 0 | 0 | 0 | 0 | 0
2016-06-30 11:00 | 0 | 0 | 0 | 0 | 0 | 184352.5024 | 2.1062 | 428603 | 0 | 0 | 0 | 0 | 240091.5457 | 0 | 0 | 0 | 0 | 0 | 0 | 0 | 278980.8824 | 0 | 0 | 0 | 0 | 0 | 0 | 0 | 0 | 0 | 0 | 34732.491 | 0 | 0 | 0 | 0 | 0 | 0 | 0 | 0 | 0 | -278980.8824 | 0 | 0 | 0 | 0 | 0 | 0 | 0
2016-06-30 12:00 | 0 | 0 | 0 | 0 | 0 | 110766.8856 | 85941.9772 | 452042 | 0 | 0 | 0 | 0 | 263739.291 | 0 | 0 | 0 | 0 | 0 | 0 | 0 | 0 | 0 | 0 | 0 | 0 | 0 | 0 | 0 | 0 | 0 | 0 | 23647.7453 | 0 | 0 | 0 | 0 | 0 | 0 | 0 | 0 | 0 | -278980.8824 | 0 | 0 | 0 | 0 | 0 | 0 | 0
2016-06-30 13:00 | 0 | 0 | 0 | 0 | 0 | 118695.4981 | 315407.5588 | 479897 | 0 | 0 | 0 | 0 | 217945.3479 | 0 | 0 | 0 | 0 | 0 | 0 | 0 | 0 | 0 | 0 | 0 | 0 | 0 | 0 | 0 | 0 | 0 | 0 | -45793.9431 | 0 | 0 | 0 | 0 | 0 | 0 | 0 | 0 | 0 | 0 | 0 | 0 | 0 | 0 | 0 | 0 | 0
2016-06-30 14:00 | 0 | 0 | 0 | 0 | 0 | 99311.9813 | 498442.1704 | 509011 | 0 | 0 | 0 | 0 | 306688.4997 | 0 | 0 | 0 | 0 | 0 | 0 | 0 | 0 | 0 | 0 | 0 | 0 | 0 | 0 | 0 | 0 | 0 | 0 | 88743.1518 | 0 | 0 | 0 | 0 | 0 | 0 | 0 | 0 | 0 | 0 | 0 | 0 | 0 | 0 | 0 | 0 | 0
2016-06-30 15:00 | 0 | 0 | 0 | 0 | 0 | 158739.8026 | 599433.8705 | 536971 | 0 | 0 | 0 | 0 | 382845.3582 | 0 | 0 | 0 | 0 | 0 | 0 | 0 | 145045.8145 | 0 | 0 | 0 | 0 | 0 | 0 | 0 | 0 | 0 | 0 | 76156.8586 | 0 | 0 | 0 | 0 | 0 | 0 | 0 | 0 | 0 | 145045.8145 | 0 | 0 | 0 | 0 | 0 | 0 | 0
2016-06-30 16:00 | 0 | 0 | 0 | 0 | 0 | 0 | 655617.0679 | 561106 | 0 | 0 | 0 | 0 | 294102.2064 | 0 | 0 | 0 | 0 | 0 | 0 | 0 | 328300.0343 | 0 | 0 | 0 | 0 | 0 | 0 | 0 | 0 | 0 | 0 | -88743.1518 | 0 | 0 | 0 | 0 | 0 | 0 | 0 | 0 | 0 | 183254.2197 | 0 | 0 | 0 | 0 | 0 | 0 | 0
2016-06-30 17:00 | 0 | 0 | 0 | 0 | 0 | 0 | 674842.5674 | 582107 | 0 | 0 | 0 | 0 | 382845.3582 | 0 | 0 | 0 | 0 | 0 | 0 | 0 | 332292.4499 | 0 | 0 | 0 | 0 | 0 | 0 | 0 | 0 | 0 | 0 | 88743.1518 | 0 | 0 | 0 | 0 | 0 | 0 | 0 | 0 | 0 | 3992.4156 | 0 | 0 | 0 | 0 | 0 | 0 | 0
2016-06-30 18:00 | 0 | 0 | 0 | 0 | 0 | 153699.3538 | 663928.5642 | 600446 | 0 | 0 | 0 | 0 | 321046.3937 | 0 | 0 | 0 | 0 | 0 | 0 | 0 | 611273.3324 | 0 | 0 | 0 | 0 | 0 | 0 | 0 | 0 | 0 | 0 | -61798.9645 | 0 | 0 | 0 | 0 | 0 | 0 | 0 | 0 | 0 | 278980.8824 | 0 | 0 | 0 | 0 | 0 | 0 | 0
2016-06-30 19:00 | 0 | 0 | 0 | 0 | 0 | 86334.1948 | 641348.205 | 614080 | 0 | 0 | 0 | 0 | 266229.4554 | 0 | 0 | 0 | 0 | 0 | 0 | 0 | 779692.6705 | 0 | 0 | 0 | 0 | 0 | 0 | 0 | 0 | 0 | 0 | -54816.9383 | 0 | 0 | 0 | 0 | 0 | 0 | 0 | 0 | 0 | 168419.3381 | 0 | 0 | 0 | 0 | 0 | 0 | 0
2016-06-30 20:00 | 0 | 0 | 0 | 0 | 0 | 0 | 612245.7014 | 623589 | 0 | 0 | 0 | 0 | 354972.6072 | 0 | 0 | 0 | 0 | 0 | 0 | 0 | 679606.2201 | 0 | 0 | 0 | 0 | 0 | 0 | 0 | 0 | 0 | 0 | 88743.1518 | 0 | 0 | 0 | 0 | 0 | 0 | 0 | 0 | 0 | -100086.4504 | 0 | 0 | 0 | 0 | 0 | 0 | 0
2016-06-30 21:00 | 0 | 0 | 0 | 0 | 0 | 0 | 566705.0922 | 626709 | 0 | 0 | 0 | 0 | 266229.4554 | 0 | 0 | 0 | 0 | 0 | 0 | 0 | 708345.464 | 0 | 0 | 0 | 0 | 0 | 0 | 0 | 0 | 0 | 0 | -88743.1518 | 0 | 0 | 0 | 0 | 0 | 0 | 0 | 0 | 0 | 28739.244 | 0 | 0 | 0 | 0 | 0 | 0 | 0
2016-06-30 22:00 | 0 | 0 | 0 | 0 | 0 | 201282.7635 | 504791.5028 | 620594 | 0 | 0 | 0 | 0 | 177486.3036 | 0 | 0 | 0 | 0 | 0 | 0 | 0 | 882568.8821 | 0 | 0 | 0 | 0 | 0 | 0 | 0 | 0 | 0 | 0 | -88743.1518 | 0 | 0 | 0 | 0 | 0 | 0 | 0 | 0 | 0 | 174223.4181 | 0 | 0 | 0 | 0 | 0 | 0 | 0
2016-06-30 23:00 | 0 | 0 | 0 | 0 | 0 | 216223.7546 | 422564.0061 | 607167 | 0 | 0 | 0 | 0 | 88743.1518 | 0 | 0 | 0 | 0 | 0 | 0 | 0 | 1002932.7945 | 0 | 0 | 0 | 0 | 0 | 0 | 0 | 0 | 0 | 0 | -88743.1518 | 0 | 0 | 0 | 0 | 0 | 0 | 0 | 0 | 0 | 120363.9124 | 0 | 0 | 0 | 0 | 0 | 0 | 0
2016-07-01 | 0 | 0 | 0 | 0 | 0 | 249996.9086 | 305694.3111 | 590202 | 0 | 0 | 0 | 0 | 0 | 0 | 0 | 0 | 0 | 0 | 0 | 0 | 1057165.1661 | 0 | 0 | 0 | 0 | 0 | 0 | 0 | 0 | 0 | 0 | -88743.1518 | 0 | 0 | 0 | 0 | 0 | 0 | 0 | 0 | 0 | 54232.3715 | 0 | 0 | 0 | 0 | 0 | 0 | 0
2016-07-01 01:00 | 0 | 0 | 0 | 0 | 0 | 358722.4857 | 166843.5917 | 574790 | 0 | 0 | 0 | 0 | 0 | 0 | 0 | 0 | 0 | 0 | 0 | 0 | 1007941.2434 | 0 | 0 | 0 | 0 | 0 | 0 | 0 | 0 | 0 | 0 | 0 | 0 | 0 | 0 | 0 | 0 | 0 | 0 | 0 | 0 | -49223.9227 | 0 | 0 | 0 | 0 | 0 | 0 | 0
2016-07-01 02:00 | 0 | 0 | 0 | 0 | 0 | 504586.1425 | 49890.8453 | 549953 | 0 | 0 | 0 | 0 | 0 | 0 | 0 | 0 | 0 | 0 | 0 | 0 | 1012465.2313 | 0 | 0 | 0 | 0 | 0 | 0 | 0 | 0 | 0 | 0 | 0 | 0 | 0 | 0 | 0 | 0 | 0 | 0 | 0 | 0 | 4523.9878 | 0 | 0 | 0 | 0 | 0 | 0 | 0
2016-07-01 03:00 | 0 | 0 | 0 | 0 | 0 | 526354.0956 | 2.452 | 515518 | 0 | 0 | 0 | 0 | 88743.1518 | 0 | 0 | 0 | 0 | 0 | 0 | 0 | 934560.6271 | 0 | 0 | 0 | 0 | 0 | 0 | 0 | 0 | 0 | 0 | 88743.1518 | 0 | 0 | 0 | 0 | 0 | 0 | 0 | 0 | 0 | -77904.6042 | 0 | 0 | 0 | 0 | 0 | 0 | 0
2016-07-01 04:00 | 0 | 0 | 0 | 0 | 0 | 491586.8038 | 0 | 480417 | 0 | 0 | 0 | 0 | 177486.3036 | 0 | 0 | 0 | 0 | 0 | 0 | 0 | 856987.2791 | 0 | 0 | 0 | 0 | 0 | 0 | 0 | 0 | 0 | 0 | 88743.1518 | 0 | 0 | 0 | 0 | 0 | 0 | 0 | 0 | 0 | -77573.348 | 0 | 0 | 0 | 0 | 0 | 0 | 0
2016-07-01 05:00 | 0 | 0 | 0 | 0 | 0 | 455760.3854 | 0 | 450190 | 0 | 0 | 0 | 0 | 88743.1518 | 0 | 0 | 0 | 0 | 0 | 0 | 0 | 951300.8163 | 0 | 0 | 0 | 0 | 0 | 0 | 0 | 0 | 0 | 0 | -88743.1518 | 0 | 0 | 0 | 0 | 0 | 0 | 0 | 0 | 0 | 94313.5372 | 0 | 0 | 0 | 0 | 0 | 0 | 0
2016-07-01 06:00 | 0 | 0 | 0 | 0 | 0 | 236128.2694 | 0 | 426366 | 0 | 0 | 0 | 0 | 177486.3036 | 0 | 0 | 0 | 0 | 0 | 0 | 0 | 672319.9339 | 0 | 0 | 0 | 0 | 0 | 0 | 0 | 0 | 0 | 0 | 88743.1518 | 0 | 0 | 0 | 0 | 0 | 0 | 0 | 0 | 0 | -278980.8824 | 0 | 0 | 0 | 0 | 0 | 0 | 0
2016-07-01 07:00 | 0 | 0 | 0 | 0 | 0 | 383784.5588 | 0 | 409213 | 0 | 0 | 0 | 0 | 266229.4554 | 0 | 0 | 0 | 0 | 0 | 0 | 0 | 558148.3409 | 0 | 0 | 0 | 0 | 0 | 0 | 0 | 0 | 0 | 0 | 88743.1518 | 0 | 0 | 0 | 0 | 0 | 0 | 0 | 0 | 0 | -114171.593 | 0 | 0 | 0 | 0 | 0 | 0 | 0
2016-07-01 08:00 | 0 | 0 | 0 | 0 | 0 | 360924.2561 | 0 | 400250 | 0 | 0 | 0 | 0 | 354972.6072 | 0 | 0 | 0 | 0 | 0 | 0 | 0 | 430079.4451 | 0 | 0 | 0 | 0 | 0 | 0 | 0 | 0 | 0 | 0 | 88743.1518 | 0 | 0 | 0 | 0 | 0 | 0 | 0 | 0 | 0 | -128068.8957 | 0 | 0 | 0 | 0 | 0 | 0 | 0
2016-07-01 09:00 | 0 | 0 | 0 | 0 | 0 | 332649.9709 | 0 | 401487 | 0 | 0 | 0 | 0 | 266229.4554 | 0 | 0 | 0 | 0 | 0 | 0 | 0 | 449985.5679 | 0 | 0 | 0 | 0 | 0 | 0 | 0 | 0 | 0 | 0 | -88743.1518 | 0 | 0 | 0 | 0 | 0 | 0 | 0 | 0 | 0 | 19906.1227 | 0 | 0 | 0 | 0 | 0 | 0 | 0
2016-07-01 10:00 | 0 | 0 | 0 | 0 | 0 | 301163.1057 | 0 | 412287 | 0 | 0 | 0 | 0 | 354972.6072 | 0 | 0 | 0 | 0 | 0 | 0 | 0 | 250118.5218 | 0 | 0 | 0 | 0 | 0 | 0 | 0 | 0 | 0 | 0 | 88743.1518 | 0 | 0 | 0 | 0 | 0 | 0 | 0 | 0 | 0 | -199867.0461 | 0 | 0 | 0 | 0 | 0 | 0 | 0
2016-07-01 11:00 | 0 | 0 | 0 | 0 | 0 | 230900.0266 | 0 | 428746 | 0 | 0 | 0 | 0 | 266229.4554 | 0 | 0 | 0 | 0 | 0 | 0 | 0 | 141015.7002 | 0 | 0 | 0 | 0 | 0 | 0 | 0 | 0 | 0 | 0 | -88743.1518 | 0 | 0 | 0 | 0 | 0 | 0 | 0 | 0 | 0 | -109102.8216 | 0 | 0 | 0 | 0 | 0 | 0 | 0
2016-07-01 12:00 | 0 | 0 | 0 | 0 | 0 | 148331.9507 | 71979.1972 | 450070 | 0 | 0 | 0 | 0 | 177486.3036 | 0 | 0 | 0 | 0 | 0 | 0 | 0 | 0 | 0 | 0 | 0 | 0 | 0 | 0 | 0 | 0 | 0 | 0 | -88743.1518 | 0 | 0 | 0 | 0 | 0 | 0 | 0 | 0 | 0 | -141015.7002 | 0 | 0 | 0 | 0 | 0 | 0 | 0
2016-07-01 13:00 | 0 | 0 | 0 | 0 | 0 | 172629.2638 | 302440.6007 | 478324 | 0 | 0 | 0 | 0 | 174232.1681 | 0 | 0 | 0 | 0 | 0 | 0 | 0 | 0 | 0 | 0 | 0 | 0 | 0 | 0 | 0 | 0 | 0 | 0 | -3254.1355 | 0 | 0 | 0 | 0 | 0 | 0 | 0 | 0 | 0 | 0 | 0 | 0 | 0 | 0 | 0 | 0 | 0
2016-07-01 14:00 | 0 | 0 | 0 | 0 | 0 | 30140.3407 | 508998.5459 | 508012 | 0 | 0 | 0 | 0 | 205359.0546 | 0 | 0 | 0 | 0 | 0 | 0 | 0 | 0 | 0 | 0 | 0 | 0 | 0 | 0 | 0 | 0 | 0 | 0 | 31126.8865 | 0 | 0 | 0 | 0 | 0 | 0 | 0 | 0 | 0 | 0 | 0 | 0 | 0 | 0 | 0 | 0 | 0
2016-07-01 15:00 | 0 | 0 | 0 | 0 | 0 | 163386.5007 | 627781.1086 | 535615 | 0 | 0 | 0 | 0 | 294102.2064 | 0 | 0 | 0 | 0 | 0 | 0 | 0 | 166809.4574 | 0 | 0 | 0 | 0 | 0 | 0 | 0 | 0 | 0 | 0 | 88743.1518 | 0 | 0 | 0 | 0 | 0 | 0 | 0 | 0 | 0 | 166809.4574 | 0 | 0 | 0 | 0 | 0 | 0 | 0
2016-07-01 16:00 | 0 | 0 | 0 | 0 | 0 | 145234.7942 | 678632.6437 | 559186 | 0 | 0 | 0 | 0 | 382845.3582 | 0 | 0 | 0 | 0 | 0 | 0 | 0 | 342747.7435 | 0 | 0 | 0 | 0 | 0 | 0 | 0 | 0 | 0 | 0 | 88743.1518 | 0 | 0 | 0 | 0 | 0 | 0 | 0 | 0 | 0 | 175938.2861 | 0 | 0 | 0 | 0 | 0 | 0 | 0
2016-07-01 17:00 | 0 | 0 | 0 | 0 | 0 | 139044.4825 | 697089.4302 | 579245 | 0 | 0 | 0 | 0 | 382845.3582 | 0 | 0 | 0 | 0 | 0 | 0 | 0 | 599636.6562 | 0 | 0 | 0 | 0 | 0 | 0 | 0 | 0 | 0 | 0 | 0 | 0 | 0 | 0 | 0 | 0 | 0 | 0 | 0 | 0 | 256888.9127 | 0 | 0 | 0 | 0 | 0 | 0 | 0
2016-07-01 18:00 | 0 | 0 | 0 | 0 | 0 | 141505.6667 | 686724.2498 | 595305 | 0 | 0 | 0 | 0 | 336789.3923 | 0 | 0 | 0 | 0 | 0 | 0 | 0 | 878617.5387 | 0 | 0 | 0 | 0 | 0 | 0 | 0 | 0 | 0 | 0 | -46055.9659 | 0 | 0 | 0 | 0 | 0 | 0 | 0 | 0 | 0 | 278980.8824 | 0 | 0 | 0 | 0 | 0 | 0 | 0
2016-07-01 19:00 | 0 | 0 | 0 | 0 | 0 | 148272.51 | 662038.3976 | 605699 | 0 | 0 | 0 | 0 | 262420.4174 | 0 | 0 | 0 | 0 | 0 | 0 | 0 | 1157598.4211 | 0 | 0 | 0 | 0 | 0 | 0 | 0 | 0 | 0 | 0 | -74368.9749 | 0 | 0 | 0 | 0 | 0 | 0 | 0 | 0 | 0 | 278980.8824 | 0 | 0 | 0 | 0 | 0 | 0 | 0
2016-07-01 20:00 | 0 | 0 | 0 | 0 | 0 | 155074.4776 | 625317.5862 | 611337 | 0 | 0 | 0 | 0 | 173677.2656 | 0 | 0 | 0 | 0 | 0 | 0 | 0 | 1415396.6367 | 0 | 0 | 0 | 0 | 0 | 0 | 0 | 0 | 0 | 0 | -88743.1518 | 0 | 0 | 0 | 0 | 0 | 0 | 0 | 0 | 0 | 257798.2156 | 0 | 0 | 0 | 0 | 0 | 0 | 0
2016-07-01 21:00 | 0 | 0 | 0 | 0 | 0 | 167771.2113 | 565470.6694 | 611951 | 0 | 0 | 0 | 0 | 177486.3036 | 0 | 0 | 0 | 0 | 0 | 0 | 0 | 1532878.4795 | 0 | 0 | 0 | 0 | 0 | 0 | 0 | 0 | 0 | 0 | 3809.038 | 0 | 0 | 0 | 0 | 0 | 0 | 0 | 0 | 0 | 117481.8428 | 0 | 0 | 0 | 0 | 0 | 0 | 0
2016-07-01 22:00 | 0 | 0 | 0 | 0 | 0 | 0 | 498864.9813 | 605031 | 0 | 0 | 0 | 0 | 88743.1518 | 0 | 0 | 0 | 0 | 0 | 0 | 0 | 1515455.6126 | 0 | 0 | 0 | 0 | 0 | 0 | 0 | 0 | 0 | 0 | -88743.1518 | 0 | 0 | 0 | 0 | 0 | 0 | 0 | 0 | 0 | -17422.8669 | 0 | 0 | 0 | 0 | 0 | 0 | 0
2016-07-01 23:00 | 0 | 0 | 0 | 0 | 0 | 195596.6386 | 411921.5457 | 590638 | 0 | 0 | 0 | 0 | 177486.3036 | 0 | 0 | 0 | 0 | 0 | 0 | 0 | 1443592.6452 | 0 | 0 | 0 | 0 | 0 | 0 | 0 | 0 | 0 | 0 | 88743.1518 | 0 | 0 | 0 | 0 | 0 | 0 | 0 | 0 | 0 | -71862.9675 | 0 | 0 | 0 | 0 | 0 | 0 | 0
2016-07-02 | 0 | 0 | 0 | 0 | 0 | 218146.7823 | 305790.8402 | 571712 | 0 | 0 | 0 | 0 | 88743.1518 | 0 | 0 | 0 | 0 | 0 | 0 | 0 | 1484561.4194 | 0 | 0 | 0 | 0 | 0 | 0 | 0 | 0 | 0 | 0 | -88743.1518 | 0 | 0 | 0 | 0 | 0 | 0 | 0 | 0 | 0 | 40968.7743 | 0 | 0 | 0 | 0 | 0 | 0 | 0
2016-07-02 01:00 | 0 | 0 | 0 | 0 | 0 | 282085.1953 | 176504.4037 | 554807 | 0 | 0 | 0 | 0 | 0 | 0 | 0 | 0 | 0 | 0 | 0 | 0 | 1477087.1702 | 0 | 0 | 0 | 0 | 0 | 0 | 0 | 0 | 0 | 0 | -88743.1518 | 0 | 0 | 0 | 0 | 0 | 0 | 0 | 0 | 0 | -7474.2492 | 0 | 0 | 0 | 0 | 0 | 0 | 0
2016-07-02 02:00 | 0 | 0 | 0 | 0 | 0 | 357415.1231 | 38736.8087 | 531328 | 0 | 0 | 0 | 0 | 88743.1518 | 0 | 0 | 0 | 0 | 0 | 0 | 0 | 1253167.9503 | 0 | 0 | 0 | 0 | 0 | 0 | 0 | 0 | 0 | 0 | 88743.1518 | 0 | 0 | 0 | 0 | 0 | 0 | 0 | 0 | 0 | -223919.22 | 0 | 0 | 0 | 0 | 0 | 0 | 0
2016-07-02 03:00 | 0 | 0 | 0 | 0 | 0 | 392350.3418 | 2.0538 | 499376 | 0 | 0 | 0 | 0 | 0 | 0 | 0 | 0 | 0 | 0 | 0 | 0 | 1234887.4977 | 0 | 0 | 0 | 0 | 0 | 0 | 0 | 0 | 0 | 0 | -88743.1518 | 0 | 0 | 0 | 0 | 0 | 0 | 0 | 0 | 0 | -18280.4525 | 0 | 0 | 0 | 0 | 0 | 0 | 0
2016-07-02 04:00 | 0 | 0 | 0 | 0 | 0 | 380445.7202 | 0 | 466635 | 0 | 0 | 0 | 0 | 88743.1518 | 0 | 0 | 0 | 0 | 0 | 0 | 0 | 1059955.0661 | 0 | 0 | 0 | 0 | 0 | 0 | 0 | 0 | 0 | 0 | 88743.1518 | 0 | 0 | 0 | 0 | 0 | 0 | 0 | 0 | 0 | -174932.4316 | 0 | 0 | 0 | 0 | 0 | 0 | 0
2016-07-02 05:00 | 0 | 0 | 0 | 0 | 0 | 359049.6656 | 0 | 439718 | 0 | 0 | 0 | 0 | 0 | 0 | 0 | 0 | 0 | 0 | 0 | 0 | 1068029.8835 | 0 | 0 | 0 | 0 | 0 | 0 | 0 | 0 | 0 | 0 | -88743.1518 | 0 | 0 | 0 | 0 | 0 | 0 | 0 | 0 | 0 | 8074.8174 | 0 | 0 | 0 | 0 | 0 | 0 | 0
2016-07-02 06:00 | 0 | 0 | 0 | 0 | 0 | 226728.2694 | 0 | 416966 | 0 | 0 | 0 | 0 | 88743.1518 | 0 | 0 | 0 | 0 | 0 | 0 | 0 | 789049.001 | 0 | 0 | 0 | 0 | 0 | 0 | 0 | 0 | 0 | 0 | 88743.1518 | 0 | 0 | 0 | 0 | 0 | 0 | 0 | 0 | 0 | -278980.8824 | 0 | 0 | 0 | 0 | 0 | 0 | 0
2016-07-02 07:00 | 0 | 0 | 0 | 0 | 0 | 315257.1526 | 0 | 399240 | 0 | 0 | 0 | 0 | 177486.3036 | 0 | 0 | 0 | 0 | 0 | 0 | 0 | 616323.0019 | 0 | 0 | 0 | 0 | 0 | 0 | 0 | 0 | 0 | 0 | 88743.1518 | 0 | 0 | 0 | 0 | 0 | 0 | 0 | 0 | 0 | -172725.9992 | 0 | 0 | 0 | 0 | 0 | 0 | 0
2016-07-02 08:00 | 0 | 0 | 0 | 0 | 0 | 296181.6666 | 0 | 387170 | 0 | 0 | 0 | 0 | 88743.1518 | 0 | 0 | 0 | 0 | 0 | 0 | 0 | 614077.8203 | 0 | 0 | 0 | 0 | 0 | 0 | 0 | 0 | 0 | 0 | -88743.1518 | 0 | 0 | 0 | 0 | 0 | 0 | 0 | 0 | 0 | -2245.1816 | 0 | 0 | 0 | 0 | 0 | 0 | 0
2016-07-02 09:00 | 0 | 0 | 0 | 0 | 0 | 274766.6812 | 0 | 380581 | 0 | 0 | 0 | 0 | 177486.3036 | 0 | 0 | 0 | 0 | 0 | 0 | 0 | 419520.3497 | 0 | 0 | 0 | 0 | 0 | 0 | 0 | 0 | 0 | 0 | 88743.1518 | 0 | 0 | 0 | 0 | 0 | 0 | 0 | 0 | 0 | -194557.4706 | 0 | 0 | 0 | 0 | 0 | 0 | 0
2016-07-02 10:00 | 0 | 0 | 0 | 0 | 0 | 99113.1176 | 0 | 378094 | 0 | 0 | 0 | 0 | 177486.3036 | 0 | 0 | 0 | 0 | 0 | 0 | 0 | 140539.4673 | 0 | 0 | 0 | 0 | 0 | 0 | 0 | 0 | 0 | 0 | 0 | 0 | 0 | 0 | 0 | 0 | 0 | 0 | 0 | 0 | -278980.8824 | 0 | 0 | 0 | 0 | 0 | 0 | 0
2016-07-02 11:00 | 0 | 0 | 0 | 0 | 0 | 223377.3105 | 5.91 | 383661 | 0 | 0 | 0 | 0 | 88743.1518 | 0 | 0 | 0 | 0 | 0 | 0 | 0 | 69004.8396 | 0 | 0 | 0 | 0 | 0 | 0 | 0 | 0 | 0 | 0 | -88743.1518 | 0 | 0 | 0 | 0 | 0 | 0 | 0 | 0 | 0 | -71534.6277 | 0 | 0 | 0 | 0 | 0 | 0 | 0
2016-07-02 12:00 | 0 | 0 | 0 | 0 | 0 | 140057.0715 | 102810.9371 | 400616 | 0 | 0 | 0 | 0 | 0 | 0 | 0 | 0 | 0 | 0 | 0 | 0 | 0 | 0 | 0 | 0 | 0 | 0 | 0 | 0 | 0 | 0 | 0 | -88743.1518 | 0 | 0 | 0 | 0 | 0 | 0 | 0 | 0 | 0 | -69004.8396 | 0 | 0 | 0 | 0 | 0 | 0 | 0
2016-07-02 13:00 | 0 | 0 | 0 | 0 | 0 | 174618.0758 | 397694.209 | 426470 | 0 | 0 | 0 | 0 | 88743.1518 | 0 | 0 | 0 | 0 | 0 | 0 | 0 | 57099.133 | 0 | 0 | 0 | 0 | 0 | 0 | 0 | 0 | 0 | 0 | 88743.1518 | 0 | 0 | 0 | 0 | 0 | 0 | 0 | 0 | 0 | 57099.133 | 0 | 0 | 0 | 0 | 0 | 0 | 0
2016-07-02 14:00 | 0 | 0 | 0 | 0 | 0 | 0 | 615447.169 | 455527 | 0 | 0 | 0 | 0 | 177486.3036 | 0 | 0 | 0 | 0 | 0 | 0 | 0 | 128276.1502 | 0 | 0 | 0 | 0 | 0 | 0 | 0 | 0 | 0 | 0 | 88743.1518 | 0 | 0 | 0 | 0 | 0 | 0 | 0 | 0 | 0 | 71177.0172 | 0 | 0 | 0 | 0 | 0 | 0 | 0
2016-07-02 15:00 | 0 | 0 | 0 | 0 | 0 | 0 | 729594.2674 | 483095 | 0 | 0 | 0 | 0 | 266229.4554 | 0 | 0 | 0 | 0 | 0 | 0 | 0 | 286032.2658 | 0 | 0 | 0 | 0 | 0 | 0 | 0 | 0 | 0 | 0 | 88743.1518 | 0 | 0 | 0 | 0 | 0 | 0 | 0 | 0 | 0 | 157756.1156 | 0 | 0 | 0 | 0 | 0 | 0 | 0
2016-07-02 16:00 | 0 | 0 | 0 | 0 | 0 | 0 | 770846.3938 | 505288 | 0 | 0 | 0 | 0 | 252806.9667 | 0 | 0 | 0 | 0 | 0 | 0 | 0 | 565013.1483 | 0 | 0 | 0 | 0 | 0 | 0 | 0 | 0 | 0 | 0 | -13422.4886 | 0 | 0 | 0 | 0 | 0 | 0 | 0 | 0 | 0 | 278980.8824 | 0 | 0 | 0 | 0 | 0 | 0 | 0
2016-07-02 17:00 | 0 | 0 | 0 | 0 | 0 | 0 | 776600.4279 | 521550 | 0 | 0 | 0 | 0 | 341550.1185 | 0 | 0 | 0 | 0 | 0 | 0 | 0 | 731320.4244 | 0 | 0 | 0 | 0 | 0 | 0 | 0 | 0 | 0 | 0 | 88743.1518 | 0 | 0 | 0 | 0 | 0 | 0 | 0 | 0 | 0 | 166307.2761 | 0 | 0 | 0 | 0 | 0 | 0 | 0
2016-07-02 18:00 | 0 | 0 | 0 | 0 | 0 | 0 | 764307.2098 | 534147 | 0 | 0 | 0 | 0 | 382845.3582 | 0 | 0 | 0 | 0 | 0 | 0 | 0 | 920185.3944 | 0 | 0 | 0 | 0 | 0 | 0 | 0 | 0 | 0 | 0 | 41295.2397 | 0 | 0 | 0 | 0 | 0 | 0 | 0 | 0 | 0 | 188864.9701 | 0 | 0 | 0 | 0 | 0 | 0 | 0
2016-07-02 19:00 | 0 | 0 | 0 | 0 | 0 | 0 | 746951.6298 | 543318 | 0 | 0 | 0 | 0 | 382845.3582 | 0 | 0 | 0 | 0 | 0 | 0 | 0 | 1123819.0242 | 0 | 0 | 0 | 0 | 0 | 0 | 0 | 0 | 0 | 0 | 0 | 0 | 0 | 0 | 0 | 0 | 0 | 0 | 0 | 0 | 203633.6298 | 0 | 0 | 0 | 0 | 0 | 0 | 0
2016-07-02 20:00 | 0 | 0 | 0 | 0 | 0 | 0 | 725191.3201 | 550529 | 0 | 0 | 0 | 0 | 294102.2064 | 0 | 0 | 0 | 0 | 0 | 0 | 0 | 1387224.4961 | 0 | 0 | 0 | 0 | 0 | 0 | 0 | 0 | 0 | 0 | -88743.1518 | 0 | 0 | 0 | 0 | 0 | 0 | 0 | 0 | 0 | 263405.4719 | 0 | 0 | 0 | 0 | 0 | 0 | 0
2016-07-02 21:00 | 0 | 0 | 0 | 0 | 0 | 0 | 688966.3386 | 553668 | 0 | 0 | 0 | 0 | 382845.3582 | 0 | 0 | 0 | 0 | 0 | 0 | 0 | 1433779.6829 | 0 | 0 | 0 | 0 | 0 | 0 | 0 | 0 | 0 | 0 | 88743.1518 | 0 | 0 | 0 | 0 | 0 | 0 | 0 | 0 | 0 | 46555.1868 | 0 | 0 | 0 | 0 | 0 | 0 | 0
2016-07-02 22:00 | 0 | 0 | 0 | 0 | 0 | 0 | 643246.2589 | 551163 | 0 | 0 | 0 | 0 | 382845.3582 | 0 | 0 | 0 | 0 | 0 | 0 | 0 | 1525862.9418 | 0 | 0 | 0 | 0 | 0 | 0 | 0 | 0 | 0 | 0 | 0 | 0 | 0 | 0 | 0 | 0 | 0 | 0 | 0 | 0 | 92083.2589 | 0 | 0 | 0 | 0 | 0 | 0 | 0
2016-07-02 23:00 | 0 | 0 | 0 | 0 | 0 | 0 | 566219.0966 | 541555 | 0 | 0 | 0 | 0 | 294102.2064 | 0 | 0 | 0 | 0 | 0 | 0 | 0 | 1639270.1902 | 0 | 0 | 0 | 0 | 0 | 0 | 0 | 0 | 0 | 0 | -88743.1518 | 0 | 0 | 0 | 0 | 0 | 0 | 0 | 0 | 0 | 113407.2484 | 0 | 0 | 0 | 0 | 0 | 0 | 0
2016-07-03 | 0 | 0 | 0 | 0 | 0 | 0 | 451005.4878 | 529567 | 0 | 0 | 0 | 0 | 382845.3582 | 0 | 0 | 0 | 0 | 0 | 0 | 0 | 1471965.5263 | 0 | 0 | 0 | 0 | 0 | 0 | 0 | 0 | 0 | 0 | 88743.1518 | 0 | 0 | 0 | 0 | 0 | 0 | 0 | 0 | 0 | -167304.664 | 0 | 0 | 0 | 0 | 0 | 0 | 0
2016-07-03 01:00 | 0 | 0 | 0 | 0 | 0 | 252294.2667 | 271434.2704 | 519482 | 0 | 0 | 0 | 0 | 294102.2064 | 0 | 0 | 0 | 0 | 0 | 0 | 0 | 1564955.2151 | 0 | 0 | 0 | 0 | 0 | 0 | 0 | 0 | 0 | 0 | -88743.1518 | 0 | 0 | 0 | 0 | 0 | 0 | 0 | 0 | 0 | 92989.6888 | 0 | 0 | 0 | 0 | 0 | 0 | 0
2016-07-03 02:00 | 0 | 0 | 0 | 0 | 0 | 434247.3255 | 41218.6321 | 501337 | 0 | 0 | 0 | 0 | 205359.0546 | 0 | 0 | 0 | 0 | 0 | 0 | 0 | 1627827.3245 | 0 | 0 | 0 | 0 | 0 | 0 | 0 | 0 | 0 | 0 | -88743.1518 | 0 | 0 | 0 | 0 | 0 | 0 | 0 | 0 | 0 | 62872.1094 | 0 | 0 | 0 | 0 | 0 | 0 | 0
2016-07-03 03:00 | 0 | 0 | 0 | 0 | 0 | 284802.5823 | 1.6871 | 475042 | 0 | 0 | 0 | 0 | 294102.2064 | 0 | 0 | 0 | 0 | 0 | 0 | 0 | 1348846.442 | 0 | 0 | 0 | 0 | 0 | 0 | 0 | 0 | 0 | 0 | 88743.1518 | 0 | 0 | 0 | 0 | 0 | 0 | 0 | 0 | 0 | -278980.8824 | 0 | 0 | 0 | 0 | 0 | 0 | 0
2016-07-03 04:00 | 0 | 0 | 0 | 0 | 0 | 79917.9658 | 0 | 447642 | 0 | 0 | 0 | 0 | 205359.0546 | 0 | 0 | 0 | 0 | 0 | 0 | 0 | 1069865.5596 | 0 | 0 | 0 | 0 | 0 | 0 | 0 | 0 | 0 | 0 | -88743.1518 | 0 | 0 | 0 | 0 | 0 | 0 | 0 | 0 | 0 | -278980.8824 | 0 | 0 | 0 | 0 | 0 | 0 | 0
2016-07-03 05:00 | 0 | 0 | 0 | 0 | 0 | 233414.2694 | 0 | 423652 | 0 | 0 | 0 | 0 | 294102.2064 | 0 | 0 | 0 | 0 | 0 | 0 | 0 | 790884.6771 | 0 | 0 | 0 | 0 | 0 | 0 | 0 | 0 | 0 | 0 | 88743.1518 | 0 | 0 | 0 | 0 | 0 | 0 | 0 | 0 | 0 | -278980.8824 | 0 | 0 | 0 | 0 | 0 | 0 | 0
2016-07-03 06:00 | 0 | 0 | 0 | 0 | 0 | 445386.7483 | 0 | 404833 | 0 | 0 | 0 | 0 | 382845.3582 | 0 | 0 | 0 | 0 | 0 | 0 | 0 | 742695.2737 | 0 | 0 | 0 | 0 | 0 | 0 | 0 | 0 | 0 | 0 | 88743.1518 | 0 | 0 | 0 | 0 | 0 | 0 | 0 | 0 | 0 | -48189.4035 | 0 | 0 | 0 | 0 | 0 | 0 | 0
2016-07-03 07:00 | 0 | 0 | 0 | 0 | 0 | 21490.9658 | 0 | 389215 | 0 | 0 | 0 | 0 | 294102.2064 | 0 | 0 | 0 | 0 | 0 | 0 | 0 | 463714.3912 | 0 | 0 | 0 | 0 | 0 | 0 | 0 | 0 | 0 | 0 | -88743.1518 | 0 | 0 | 0 | 0 | 0 | 0 | 0 | 0 | 0 | -278980.8824 | 0 | 0 | 0 | 0 | 0 | 0 | 0
2016-07-03 08:00 | 0 | 0 | 0 | 0 | 0 | 439124.6779 | 0 | 378146 | 0 | 0 | 0 | 0 | 382845.3582 | 0 | 0 | 0 | 0 | 0 | 0 | 0 | 435949.9173 | 0 | 0 | 0 | 0 | 0 | 0 | 0 | 0 | 0 | 0 | 88743.1518 | 0 | 0 | 0 | 0 | 0 | 0 | 0 | 0 | 0 | -27764.4739 | 0 | 0 | 0 | 0 | 0 | 0 | 0
2016-07-03 09:00 | 0 | 0 | 0 | 0 | 0 | 405609.6958 | 0 | 372341 | 0 | 0 | 0 | 0 | 294102.2064 | 0 | 0 | 0 | 0 | 0 | 0 | 0 | 557961.7649 | 0 | 0 | 0 | 0 | 0 | 0 | 0 | 0 | 0 | 0 | -88743.1518 | 0 | 0 | 0 | 0 | 0 | 0 | 0 | 0 | 0 | 122011.8476 | 0 | 0 | 0 | 0 | 0 | 0 | 0
2016-07-03 10:00 | 0 | 0 | 0 | 0 | 0 | 1165.9658 | 0 | 368890 | 0 | 0 | 0 | 0 | 205359.0546 | 0 | 0 | 0 | 0 | 0 | 0 | 0 | 278980.8824 | 0 | 0 | 0 | 0 | 0 | 0 | 0 | 0 | 0 | 0 | -88743.1518 | 0 | 0 | 0 | 0 | 0 | 0 | 0 | 0 | 0 | -278980.8824 | 0 | 0 | 0 | 0 | 0 | 0 | 0
2016-07-03 11:00 | 0 | 0 | 0 | 0 | 0 | 3977.921 | 4.0448 | 371706 | 0 | 0 | 0 | 0 | 116615.9029 | 0 | 0 | 0 | 0 | 0 | 0 | 0 | 0 | 0 | 0 | 0 | 0 | 0 | 0 | 0 | 0 | 0 | 0 | -88743.1518 | 0 | 0 | 0 | 0 | 0 | 0 | 0 | 0 | 0 | -278980.8824 | 0 | 0 | 0 | 0 | 0 | 0 | 0
2016-07-03 12:00 | 0 | 0 | 0 | 0 | 0 | 158657.9846 | 139209.8636 | 386611 | 0 | 0 | 0 | 0 | 27872.7511 | 0 | 0 | 0 | 0 | 0 | 0 | 0 | 0 | 0 | 0 | 0 | 0 | 0 | 0 | 0 | 0 | 0 | 0 | -88743.1518 | 0 | 0 | 0 | 0 | 0 | 0 | 0 | 0 | 0 | 0 | 0 | 0 | 0 | 0 | 0 | 0 | 0
2016-07-03 13:00 | 0 | 0 | 0 | 0 | 0 | 0 | 508640.0808 | 411545 | 0 | 0 | 0 | 0 | 0 | 0 | 0 | 0 | 0 | 0 | 0 | 0 | 124967.8318 | 0 | 0 | 0 | 0 | 0 | 0 | 0 | 0 | 0 | 0 | -27872.7511 | 0 | 0 | 0 | 0 | 0 | 0 | 0 | 0 | 0 | 124967.8318 | 0 | 0 | 0 | 0 | 0 | 0 | 0
2016-07-03 14:00 | 0 | 0 | 0 | 0 | 0 | 0 | 703797.3052 | 439309 | 0 | 0 | 0 | 0 | 0 | 0 | 0 | 0 | 0 | 0 | 0 | 0 | 389456.137 | 0 | 0 | 0 | 0 | 0 | 0 | 0 | 0 | 0 | 0 | 0 | 0 | 0 | 0 | 0 | 0 | 0 | 0 | 0 | 0 | 264488.3052 | 0 | 0 | 0 | 0 | 0 | 0 | 0
2016-07-03 15:00 | 0 | 0 | 0 | 0 | 0 | 0 | 803609.8337 | 464843 | 0 | 0 | 0 | 0 | 88743.1518 | 0 | 0 | 0 | 0 | 0 | 0 | 0 | 639479.8189 | 0 | 0 | 0 | 0 | 0 | 0 | 0 | 0 | 0 | 0 | 88743.1518 | 0 | 0 | 0 | 0 | 0 | 0 | 0 | 0 | 0 | 250023.6819 | 0 | 0 | 0 | 0 | 0 | 0 | 0
2016-07-03 16:00 | 0 | 0 | 0 | 0 | 0 | 0 | 846270.2011 | 488465 | 0 | 0 | 0 | 0 | 177486.3036 | 0 | 0 | 0 | 0 | 0 | 0 | 0 | 908541.8682 | 0 | 0 | 0 | 0 | 0 | 0 | 0 | 0 | 0 | 0 | 88743.1518 | 0 | 0 | 0 | 0 | 0 | 0 | 0 | 0 | 0 | 269062.0493 | 0 | 0 | 0 | 0 | 0 | 0 | 0
2016-07-03 17:00 | 0 | 0 | 0 | 0 | 0 | 0 | 855324.4586 | 506543 | 0 | 0 | 0 | 0 | 266229.4554 | 0 | 0 | 0 | 0 | 0 | 0 | 0 | 1168580.175 | 0 | 0 | 0 | 0 | 0 | 0 | 0 | 0 | 0 | 0 | 88743.1518 | 0 | 0 | 0 | 0 | 0 | 0 | 0 | 0 | 0 | 260038.3068 | 0 | 0 | 0 | 0 | 0 | 0 | 0
2016-07-03 18:00 | 0 | 0 | 0 | 0 | 0 | 0 | 846115.735 | 520834 | 0 | 0 | 0 | 0 | 343170.5736 | 0 | 0 | 0 | 0 | 0 | 0 | 0 | 1416920.7918 | 0 | 0 | 0 | 0 | 0 | 0 | 0 | 0 | 0 | 0 | 76941.1183 | 0 | 0 | 0 | 0 | 0 | 0 | 0 | 0 | 0 | 248340.6168 | 0 | 0 | 0 | 0 | 0 | 0 | 0
2016-07-03 19:00 | 0 | 0 | 0 | 0 | 0 | 0 | 835985.6934 | 531090 | 0 | 0 | 0 | 0 | 369085.3846 | 0 | 0 | 0 | 0 | 0 | 0 | 0 | 1695901.6742 | 0 | 0 | 0 | 0 | 0 | 0 | 0 | 0 | 0 | 0 | 25914.8109 | 0 | 0 | 0 | 0 | 0 | 0 | 0 | 0 | 0 | 278980.8824 | 0 | 0 | 0 | 0 | 0 | 0 | 0
2016-07-03 20:00 | 0 | 0 | 0 | 0 | 0 | 0 | 830886.8561 | 538146 | 0 | 0 | 0 | 0 | 382845.3582 | 0 | 0 | 0 | 0 | 0 | 0 | 0 | 1974882.5567 | 0 | 0 | 0 | 0 | 0 | 0 | 0 | 0 | 0 | 0 | 13759.9737 | 0 | 0 | 0 | 0 | 0 | 0 | 0 | 0 | 0 | 278980.8824 | 0 | 0 | 0 | 0 | 0 | 0 | 0
2016-07-03 21:00 | 0 | 0 | 0 | 0 | 0 | 0 | 820282.3371 | 542328 | 0 | 0 | 0 | 0 | 382845.3582 | 0 | 0 | 0 | 0 | 0 | 0 | 0 | 2252836.8938 | 0 | 0 | 0 | 0 | 0 | 0 | 0 | 0 | 0 | 0 | 0 | 0 | 0 | 0 | 0 | 0 | 0 | 0 | 0 | 0 | 277954.3371 | 0 | 0 | 0 | 0 | 0 | 0 | 0
2016-07-03 22:00 | 0 | 0 | 0 | 0 | 0 | 0 | 792752.4031 | 540729 | 0 | 0 | 0 | 0 | 382845.3582 | 0 | 0 | 0 | 0 | 0 | 0 | 0 | 2504860.2969 | 0 | 0 | 0 | 0 | 0 | 0 | 0 | 0 | 0 | 0 | 0 | 0 | 0 | 0 | 0 | 0 | 0 | 0 | 0 | 0 | 252023.4031 | 0 | 0 | 0 | 0 | 0 | 0 | 0
2016-07-03 23:00 | 0 | 0 | 0 | 0 | 0 | 0 | 723419.5172 | 532210 | 0 | 0 | 0 | 0 | 382845.3582 | 0 | 0 | 0 | 0 | 0 | 0 | 0 | 2696069.8141 | 0 | 0 | 0 | 0 | 0 | 0 | 0 | 0 | 0 | 0 | 0 | 0 | 0 | 0 | 0 | 0 | 0 | 0 | 0 | 0 | 191209.5172 | 0 | 0 | 0 | 0 | 0 | 0 | 0
2016-07-04 | 0 | 0 | 0 | 0 | 0 | 0 | 585077.7407 | 521496 | 0 | 0 | 0 | 0 | 294102.2064 | 0 | 0 | 0 | 0 | 0 | 0 | 0 | 2848394.7065 | 0 | 0 | 0 | 0 | 0 | 0 | 0 | 0 | 0 | 0 | -88743.1518 | 0 | 0 | 0 | 0 | 0 | 0 | 0 | 0 | 0 | 152324.8925 | 0 | 0 | 0 | 0 | 0 | 0 | 0
2016-07-04 01:00 | 0 | 0 | 0 | 0 | 0 | 0 | 340827.0077 | 511466 | 0 | 0 | 0 | 0 | 266229.4554 | 0 | 0 | 0 | 0 | 0 | 0 | 0 | 2705628.4653 | 0 | 0 | 0 | 0 | 0 | 0 | 0 | 0 | 0 | 0 | -27872.7511 | 0 | 0 | 0 | 0 | 0 | 0 | 0 | 0 | 0 | -142766.2413 | 0 | 0 | 0 | 0 | 0 | 0 | 0
2016-07-04 02:00 | 0 | 0 | 0 | 0 | 0 | 420244.253 | 46616.1282 | 495426 | 0 | 0 | 0 | 0 | 177486.3036 | 0 | 0 | 0 | 0 | 0 | 0 | 0 | 2765805.9982 | 0 | 0 | 0 | 0 | 0 | 0 | 0 | 0 | 0 | 0 | -88743.1518 | 0 | 0 | 0 | 0 | 0 | 0 | 0 | 0 | 0 | 60177.533 | 0 | 0 | 0 | 0 | 0 | 0 | 0
2016-07-04 03:00 | 0 | 0 | 0 | 0 | 0 | 281711.7125 | 2.5568 | 471952 | 0 | 0 | 0 | 0 | 266229.4554 | 0 | 0 | 0 | 0 | 0 | 0 | 0 | 2486825.1158 | 0 | 0 | 0 | 0 | 0 | 0 | 0 | 0 | 0 | 0 | 88743.1518 | 0 | 0 | 0 | 0 | 0 | 0 | 0 | 0 | 0 | -278980.8824 | 0 | 0 | 0 | 0 | 0 | 0 | 0
2016-07-04 04:00 | 0 | 0 | 0 | 0 | 0 | 76961.9658 | 0 | 444686 | 0 | 0 | 0 | 0 | 177486.3036 | 0 | 0 | 0 | 0 | 0 | 0 | 0 | 2207844.2333 | 0 | 0 | 0 | 0 | 0 | 0 | 0 | 0 | 0 | 0 | -88743.1518 | 0 | 0 | 0 | 0 | 0 | 0 | 0 | 0 | 0 | -278980.8824 | 0 | 0 | 0 | 0 | 0 | 0 | 0
2016-07-04 05:00 | 0 | 0 | 0 | 0 | 0 | 230712.2694 | 0 | 420950 | 0 | 0 | 0 | 0 | 266229.4554 | 0 | 0 | 0 | 0 | 0 | 0 | 0 | 1928863.3509 | 0 | 0 | 0 | 0 | 0 | 0 | 0 | 0 | 0 | 0 | 88743.1518 | 0 | 0 | 0 | 0 | 0 | 0 | 0 | 0 | 0 | -278980.8824 | 0 | 0 | 0 | 0 | 0 | 0 | 0
2016-07-04 06:00 | 0 | 0 | 0 | 0 | 0 | 361704.6497 | 0 | 400759 | 0 | 0 | 0 | 0 | 177486.3036 | 0 | 0 | 0 | 0 | 0 | 0 | 0 | 1978552.1524 | 0 | 0 | 0 | 0 | 0 | 0 | 0 | 0 | 0 | 0 | -88743.1518 | 0 | 0 | 0 | 0 | 0 | 0 | 0 | 0 | 0 | 49688.8015 | 0 | 0 | 0 | 0 | 0 | 0 | 0
2016-07-04 07:00 | 0 | 0 | 0 | 0 | 0 | 18098.9658 | 0 | 385823 | 0 | 0 | 0 | 0 | 88743.1518 | 0 | 0 | 0 | 0 | 0 | 0 | 0 | 1699571.2699 | 0 | 0 | 0 | 0 | 0 | 0 | 0 | 0 | 0 | 0 | -88743.1518 | 0 | 0 | 0 | 0 | 0 | 0 | 0 | 0 | 0 | -278980.8824 | 0 | 0 | 0 | 0 | 0 | 0 | 0
2016-07-04 08:00 | 0 | 0 | 0 | 0 | 0 | 10223.9658 | 0 | 377948 | 0 | 0 | 0 | 0 | 0 | 0 | 0 | 0 | 0 | 0 | 0 | 0 | 1420590.3875 | 0 | 0 | 0 | 0 | 0 | 0 | 0 | 0 | 0 | 0 | -88743.1518 | 0 | 0 | 0 | 0 | 0 | 0 | 0 | 0 | 0 | -278980.8824 | 0 | 0 | 0 | 0 | 0 | 0 | 0
2016-07-04 09:00 | 0 | 0 | 0 | 0 | 0 | 354003.6045 | 0 | 375023 | 0 | 0 | 0 | 0 | 88743.1518 | 0 | 0 | 0 | 0 | 0 | 0 | 0 | 1310827.8402 | 0 | 0 | 0 | 0 | 0 | 0 | 0 | 0 | 0 | 0 | 88743.1518 | 0 | 0 | 0 | 0 | 0 | 0 | 0 | 0 | 0 | -109762.5473 | 0 | 0 | 0 | 0 | 0 | 0 | 0
2016-07-04 10:00 | 0 | 0 | 0 | 0 | 0 | 5901.9658 | 0 | 373626 | 0 | 0 | 0 | 0 | 0 | 0 | 0 | 0 | 0 | 0 | 0 | 0 | 1031846.9578 | 0 | 0 | 0 | 0 | 0 | 0 | 0 | 0 | 0 | 0 | -88743.1518 | 0 | 0 | 0 | 0 | 0 | 0 | 0 | 0 | 0 | -278980.8824 | 0 | 0 | 0 | 0 | 0 | 0 | 0
2016-07-04 11:00 | 0 | 0 | 0 | 0 | 0 | 319596.8328 | 12.3649 | 376666 | 0 | 0 | 0 | 0 | 0 | 0 | 0 | 0 | 0 | 0 | 0 | 0 | 974790.1555 | 0 | 0 | 0 | 0 | 0 | 0 | 0 | 0 | 0 | 0 | 0 | 0 | 0 | 0 | 0 | 0 | 0 | 0 | 0 | 0 | -57056.8023 | 0 | 0 | 0 | 0 | 0 | 0 | 0
2016-07-04 12:00 | 0 | 0 | 0 | 0 | 0 | 0 | 180140.4593 | 392312 | 0 | 0 | 0 | 0 | 0 | 0 | 0 | 0 | 0 | 0 | 0 | 0 | 762618.6148 | 0 | 0 | 0 | 0 | 0 | 0 | 0 | 0 | 0 | 0 | 0 | 0 | 0 | 0 | 0 | 0 | 0 | 0 | 0 | 0 | -212171.5407 | 0 | 0 | 0 | 0 | 0 | 0 | 0
2016-07-04 13:00 | 0 | 0 | 0 | 0 | 0 | 0 | 557448.6599 | 418892 | 0 | 0 | 0 | 0 | 0 | 0 | 0 | 0 | 0 | 0 | 0 | 0 | 901175.2747 | 0 | 0 | 0 | 0 | 0 | 0 | 0 | 0 | 0 | 0 | 0 | 0 | 0 | 0 | 0 | 0 | 0 | 0 | 0 | 0 | 138556.6599 | 0 | 0 | 0 | 0 | 0 | 0 | 0
2016-07-04 14:00 | 0 | 0 | 0 | 0 | 0 | 0 | 726258.7421 | 450265 | 0 | 0 | 0 | 0 | 0 | 0 | 0 | 0 | 0 | 0 | 0 | 0 | 1177169.0168 | 0 | 0 | 0 | 0 | 0 | 0 | 0 | 0 | 0 | 0 | 0 | 0 | 0 | 0 | 0 | 0 | 0 | 0 | 0 | 0 | 275993.7421 | 0 | 0 | 0 | 0 | 0 | 0 | 0
2016-07-04 15:00 | 0 | 0 | 0 | 0 | 0 | 0 | 812412.3301 | 479712 | 0 | 0 | 0 | 0 | 88743.1518 | 0 | 0 | 0 | 0 | 0 | 0 | 0 | 1421126.1951 | 0 | 0 | 0 | 0 | 0 | 0 | 0 | 0 | 0 | 0 | 88743.1518 | 0 | 0 | 0 | 0 | 0 | 0 | 0 | 0 | 0 | 243957.1783 | 0 | 0 | 0 | 0 | 0 | 0 | 0
2016-07-04 16:00 | 0 | 0 | 0 | 0 | 0 | 0 | 868612.5346 | 505125 | 0 | 0 | 0 | 0 | 173249.8039 | 0 | 0 | 0 | 0 | 0 | 0 | 0 | 1700107.0776 | 0 | 0 | 0 | 0 | 0 | 0 | 0 | 0 | 0 | 0 | 84506.6521 | 0 | 0 | 0 | 0 | 0 | 0 | 0 | 0 | 0 | 278980.8824 | 0 | 0 | 0 | 0 | 0 | 0 | 0
2016-07-04 17:00 | 0 | 0 | 0 | 0 | 0 | 0 | 874029.477 | 524716 | 0 | 0 | 0 | 0 | 261992.9557 | 0 | 0 | 0 | 0 | 0 | 0 | 0 | 1960677.4028 | 0 | 0 | 0 | 0 | 0 | 0 | 0 | 0 | 0 | 0 | 88743.1518 | 0 | 0 | 0 | 0 | 0 | 0 | 0 | 0 | 0 | 260570.3252 | 0 | 0 | 0 | 0 | 0 | 0 | 0
2016-07-04 18:00 | 0 | 0 | 0 | 0 | 0 | 0 | 867815.9974 | 539792 | 0 | 0 | 0 | 0 | 339148.2651 | 0 | 0 | 0 | 0 | 0 | 0 | 0 | 2211546.0908 | 0 | 0 | 0 | 0 | 0 | 0 | 0 | 0 | 0 | 0 | 77155.3094 | 0 | 0 | 0 | 0 | 0 | 0 | 0 | 0 | 0 | 250868.688 | 0 | 0 | 0 | 0 | 0 | 0 | 0
2016-07-04 19:00 | 0 | 0 | 0 | 0 | 0 | 0 | 857879.6112 | 550802 | 0 | 0 | 0 | 0 | 367244.9939 | 0 | 0 | 0 | 0 | 0 | 0 | 0 | 2490526.9733 | 0 | 0 | 0 | 0 | 0 | 0 | 0 | 0 | 0 | 0 | 28096.7288 | 0 | 0 | 0 | 0 | 0 | 0 | 0 | 0 | 0 | 278980.8824 | 0 | 0 | 0 | 0 | 0 | 0 | 0
2016-07-04 20:00 | 0 | 0 | 0 | 0 | 0 | 0 | 854172.2468 | 559591 | 0 | 0 | 0 | 0 | 382845.3582 | 0 | 0 | 0 | 0 | 0 | 0 | 0 | 2769507.8557 | 0 | 0 | 0 | 0 | 0 | 0 | 0 | 0 | 0 | 0 | 15600.3644 | 0 | 0 | 0 | 0 | 0 | 0 | 0 | 0 | 0 | 278980.8824 | 0 | 0 | 0 | 0 | 0 | 0 | 0
2016-07-04 21:00 | 0 | 0 | 0 | 0 | 0 | 0 | 842616.6135 | 564260 | 0 | 0 | 0 | 0 | 382845.3582 | 0 | 0 | 0 | 0 | 0 | 0 | 0 | 3047864.4693 | 0 | 0 | 0 | 0 | 0 | 0 | 0 | 0 | 0 | 0 | 0 | 0 | 0 | 0 | 0 | 0 | 0 | 0 | 0 | 0 | 278356.6135 | 0 | 0 | 0 | 0 | 0 | 0 | 0
2016-07-04 22:00 | 0 | 0 | 0 | 0 | 0 | 0 | 810051.9836 | 562347 | 0 | 0 | 0 | 0 | 382845.3582 | 0 | 0 | 0 | 0 | 0 | 0 | 0 | 3295569.4528 | 0 | 0 | 0 | 0 | 0 | 0 | 0 | 0 | 0 | 0 | 0 | 0 | 0 | 0 | 0 | 0 | 0 | 0 | 0 | 0 | 247704.9836 | 0 | 0 | 0 | 0 | 0 | 0 | 0
2016-07-04 23:00 | 0 | 0 | 0 | 0 | 0 | 0 | 738389.9243 | 553619 | 0 | 0 | 0 | 0 | 294102.2064 | 0 | 0 | 0 | 0 | 0 | 0 | 0 | 3569083.529 | 0 | 0 | 0 | 0 | 0 | 0 | 0 | 0 | 0 | 0 | -88743.1518 | 0 | 0 | 0 | 0 | 0 | 0 | 0 | 0 | 0 | 273514.0761 | 0 | 0 | 0 | 0 | 0 | 0 | 0
2016-07-05 | 0 | 0 | 0 | 0 | 0 | 0 | 591663.9784 | 541829 | 0 | 0 | 0 | 0 | 205359.0546 | 0 | 0 | 0 | 0 | 0 | 0 | 0 | 3707661.6592 | 0 | 0 | 0 | 0 | 0 | 0 | 0 | 0 | 0 | 0 | -88743.1518 | 0 | 0 | 0 | 0 | 0 | 0 | 0 | 0 | 0 | 138578.1302 | 0 | 0 | 0 | 0 | 0 | 0 | 0
2016-07-05 01:00 | 0 | 0 | 0 | 0 | 0 | 0 | 340298.5743 | 528918 | 0 | 0 | 0 | 0 | 116615.9029 | 0 | 0 | 0 | 0 | 0 | 0 | 0 | 3607785.3853 | 0 | 0 | 0 | 0 | 0 | 0 | 0 | 0 | 0 | 0 | -88743.1518 | 0 | 0 | 0 | 0 | 0 | 0 | 0 | 0 | 0 | -99876.2739 | 0 | 0 | 0 | 0 | 0 | 0 | 0
2016-07-05 02:00 | 0 | 0 | 0 | 0 | 0 | 279112.5831 | 42892.6862 | 512243 | 0 | 0 | 0 | 0 | 205359.0546 | 0 | 0 | 0 | 0 | 0 | 0 | 0 | 3328804.5028 | 0 | 0 | 0 | 0 | 0 | 0 | 0 | 0 | 0 | 0 | 88743.1518 | 0 | 0 | 0 | 0 | 0 | 0 | 0 | 0 | 0 | -278980.8824 | 0 | 0 | 0 | 0 | 0 | 0 | 0
2016-07-05 03:00 | 0 | 0 | 0 | 0 | 0 | 121288.4568 | 1.5089 | 489014 | 0 | 0 | 0 | 0 | 116615.9029 | 0 | 0 | 0 | 0 | 0 | 0 | 0 | 3049823.6204 | 0 | 0 | 0 | 0 | 0 | 0 | 0 | 0 | 0 | 0 | -88743.1518 | 0 | 0 | 0 | 0 | 0 | 0 | 0 | 0 | 0 | -278980.8824 | 0 | 0 | 0 | 0 | 0 | 0 | 0
2016-07-05 04:00 | 0 | 0 | 0 | 0 | 0 | 608216.5917 | 0 | 463425 | 0 | 0 | 0 | 0 | 205359.0546 | 0 | 0 | 0 | 0 | 0 | 0 | 0 | 3105872.0603 | 0 | 0 | 0 | 0 | 0 | 0 | 0 | 0 | 0 | 0 | 88743.1518 | 0 | 0 | 0 | 0 | 0 | 0 | 0 | 0 | 0 | 56048.4399 | 0 | 0 | 0 | 0 | 0 | 0 | 0
2016-07-05 05:00 | 0 | 0 | 0 | 0 | 0 | 248779.2694 | 0 | 439017 | 0 | 0 | 0 | 0 | 294102.2064 | 0 | 0 | 0 | 0 | 0 | 0 | 0 | 2826891.1778 | 0 | 0 | 0 | 0 | 0 | 0 | 0 | 0 | 0 | 0 | 88743.1518 | 0 | 0 | 0 | 0 | 0 | 0 | 0 | 0 | 0 | -278980.8824 | 0 | 0 | 0 | 0 | 0 | 0 | 0
2016-07-05 06:00 | 0 | 0 | 0 | 0 | 0 | 52903.9658 | 0 | 420628 | 0 | 0 | 0 | 0 | 205359.0546 | 0 | 0 | 0 | 0 | 0 | 0 | 0 | 2547910.2954 | 0 | 0 | 0 | 0 | 0 | 0 | 0 | 0 | 0 | 0 | -88743.1518 | 0 | 0 | 0 | 0 | 0 | 0 | 0 | 0 | 0 | -278980.8824 | 0 | 0 | 0 | 0 | 0 | 0 | 0
2016-07-05 07:00 | 0 | 0 | 0 | 0 | 0 | 216966.2694 | 0 | 407204 | 0 | 0 | 0 | 0 | 294102.2064 | 0 | 0 | 0 | 0 | 0 | 0 | 0 | 2268929.413 | 0 | 0 | 0 | 0 | 0 | 0 | 0 | 0 | 0 | 0 | 88743.1518 | 0 | 0 | 0 | 0 | 0 | 0 | 0 | 0 | 0 | -278980.8824 | 0 | 0 | 0 | 0 | 0 | 0 | 0
2016-07-05 08:00 | 0 | 0 | 0 | 0 | 0 | 210635.2694 | 0 | 400873 | 0 | 0 | 0 | 0 | 382845.3582 | 0 | 0 | 0 | 0 | 0 | 0 | 0 | 1989948.5305 | 0 | 0 | 0 | 0 | 0 | 0 | 0 | 0 | 0 | 0 | 88743.1518 | 0 | 0 | 0 | 0 | 0 | 0 | 0 | 0 | 0 | -278980.8824 | 0 | 0 | 0 | 0 | 0 | 0 | 0
2016-07-05 09:00 | 0 | 0 | 0 | 0 | 0 | 37003.9658 | 0 | 404728 | 0 | 0 | 0 | 0 | 294102.2064 | 0 | 0 | 0 | 0 | 0 | 0 | 0 | 1710967.6481 | 0 | 0 | 0 | 0 | 0 | 0 | 0 | 0 | 0 | 0 | -88743.1518 | 0 | 0 | 0 | 0 | 0 | 0 | 0 | 0 | 0 | -278980.8824 | 0 | 0 | 0 | 0 | 0 | 0 | 0
2016-07-05 10:00 | 0 | 0 | 0 | 0 | 0 | 50870.9658 | 0 | 418595 | 0 | 0 | 0 | 0 | 205359.0546 | 0 | 0 | 0 | 0 | 0 | 0 | 0 | 1431986.7656 | 0 | 0 | 0 | 0 | 0 | 0 | 0 | 0 | 0 | 0 | -88743.1518 | 0 | 0 | 0 | 0 | 0 | 0 | 0 | 0 | 0 | -278980.8824 | 0 | 0 | 0 | 0 | 0 | 0 | 0
2016-07-05 11:00 | 0 | 0 | 0 | 0 | 0 | 394519.7911 | 5.3546 | 438717 | 0 | 0 | 0 | 0 | 294102.2064 | 0 | 0 | 0 | 0 | 0 | 0 | 0 | 1299051.7596 | 0 | 0 | 0 | 0 | 0 | 0 | 0 | 0 | 0 | 0 | 88743.1518 | 0 | 0 | 0 | 0 | 0 | 0 | 0 | 0 | 0 | -132935.0061 | 0 | 0 | 0 | 0 | 0 | 0 | 0
2016-07-05 12:00 | 0 | 0 | 0 | 0 | 0 | 233584.3088 | 159884.2563 | 466482 | 0 | 0 | 0 | 0 | 382845.3582 | 0 | 0 | 0 | 0 | 0 | 0 | 0 | 1137295.1729 | 0 | 0 | 0 | 0 | 0 | 0 | 0 | 0 | 0 | 0 | 88743.1518 | 0 | 0 | 0 | 0 | 0 | 0 | 0 | 0 | 0 | -161756.5867 | 0 | 0 | 0 | 0 | 0 | 0 | 0
2016-07-05 13:00 | 0 | 0 | 0 | 0 | 0 | 0 | 536756.272 | 498721 | 0 | 0 | 0 | 0 | 294102.2064 | 0 | 0 | 0 | 0 | 0 | 0 | 0 | 1264073.5967 | 0 | 0 | 0 | 0 | 0 | 0 | 0 | 0 | 0 | 0 | -88743.1518 | 0 | 0 | 0 | 0 | 0 | 0 | 0 | 0 | 0 | 126778.4238 | 0 | 0 | 0 | 0 | 0 | 0 | 0
2016-07-05 14:00 | 0 | 0 | 0 | 0 | 0 | 0 | 710484.6271 | 532131 | 0 | 0 | 0 | 0 | 324695.2738 | 0 | 0 | 0 | 0 | 0 | 0 | 0 | 1411834.1565 | 0 | 0 | 0 | 0 | 0 | 0 | 0 | 0 | 0 | 0 | 30593.0674 | 0 | 0 | 0 | 0 | 0 | 0 | 0 | 0 | 0 | 147760.5598 | 0 | 0 | 0 | 0 | 0 | 0 | 0
2016-07-05 15:00 | 0 | 0 | 0 | 0 | 0 | 0 | 807732.3103 | 562591 | 0 | 0 | 0 | 0 | 290855.7016 | 0 | 0 | 0 | 0 | 0 | 0 | 0 | 1690815.039 | 0 | 0 | 0 | 0 | 0 | 0 | 0 | 0 | 0 | 0 | -33839.5722 | 0 | 0 | 0 | 0 | 0 | 0 | 0 | 0 | 0 | 278980.8824 | 0 | 0 | 0 | 0 | 0 | 0 | 0
2016-07-05 16:00 | 0 | 0 | 0 | 0 | 0 | 0 | 862415.648 | 588617 | 0 | 0 | 0 | 0 | 379598.8534 | 0 | 0 | 0 | 0 | 0 | 0 | 0 | 1875870.5352 | 0 | 0 | 0 | 0 | 0 | 0 | 0 | 0 | 0 | 0 | 88743.1518 | 0 | 0 | 0 | 0 | 0 | 0 | 0 | 0 | 0 | 185055.4962 | 0 | 0 | 0 | 0 | 0 | 0 | 0
2016-07-05 17:00 | 0 | 0 | 0 | 0 | 0 | 0 | 870610.7715 | 611568 | 0 | 0 | 0 | 0 | 359660.7425 | 0 | 0 | 0 | 0 | 0 | 0 | 0 | 2154851.4176 | 0 | 0 | 0 | 0 | 0 | 0 | 0 | 0 | 0 | 0 | -19938.1109 | 0 | 0 | 0 | 0 | 0 | 0 | 0 | 0 | 0 | 278980.8824 | 0 | 0 | 0 | 0 | 0 | 0 | 0
2016-07-05 18:00 | 0 | 0 | 0 | 0 | 0 | 0 | 864933.7677 | 630490 | 0 | 0 | 0 | 0 | 315123.6277 | 0 | 0 | 0 | 0 | 0 | 0 | 0 | 2433832.3 | 0 | 0 | 0 | 0 | 0 | 0 | 0 | 0 | 0 | 0 | -44537.1148 | 0 | 0 | 0 | 0 | 0 | 0 | 0 | 0 | 0 | 278980.8824 | 0 | 0 | 0 | 0 | 0 | 0 | 0
2016-07-05 19:00 | 0 | 0 | 0 | 0 | 0 | 44748.7463 | 858371.7148 | 645161 | 0 | 0 | 0 | 0 | 294102.2064 | 0 | 0 | 0 | 0 | 0 | 0 | 0 | 2712813.1825 | 0 | 0 | 0 | 0 | 0 | 0 | 0 | 0 | 0 | 0 | -21021.4213 | 0 | 0 | 0 | 0 | 0 | 0 | 0 | 0 | 0 | 278980.8824 | 0 | 0 | 0 | 0 | 0 | 0 | 0
2016-07-05 20:00 | 0 | 0 | 0 | 0 | 0 | 0 | 856943.8891 | 655847 | 0 | 0 | 0 | 0 | 382845.3582 | 0 | 0 | 0 | 0 | 0 | 0 | 0 | 2825166.9198 | 0 | 0 | 0 | 0 | 0 | 0 | 0 | 0 | 0 | 0 | 88743.1518 | 0 | 0 | 0 | 0 | 0 | 0 | 0 | 0 | 0 | 112353.7373 | 0 | 0 | 0 | 0 | 0 | 0 | 0
2016-07-05 21:00 | 0 | 0 | 0 | 0 | 0 | 0 | 849841.4152 | 660906 | 0 | 0 | 0 | 0 | 382845.3582 | 0 | 0 | 0 | 0 | 0 | 0 | 0 | 3014102.335 | 0 | 0 | 0 | 0 | 0 | 0 | 0 | 0 | 0 | 0 | 0 | 0 | 0 | 0 | 0 | 0 | 0 | 0 | 0 | 0 | 188935.4152 | 0 | 0 | 0 | 0 | 0 | 0 | 0
2016-07-05 22:00 | 0 | 0 | 0 | 0 | 0 | 0 | 821469.045 | 659394 | 0 | 0 | 0 | 0 | 294102.2064 | 0 | 0 | 0 | 0 | 0 | 0 | 0 | 3264920.5318 | 0 | 0 | 0 | 0 | 0 | 0 | 0 | 0 | 0 | 0 | -88743.1518 | 0 | 0 | 0 | 0 | 0 | 0 | 0 | 0 | 0 | 250818.1968 | 0 | 0 | 0 | 0 | 0 | 0 | 0
2016-07-05 23:00 | 0 | 0 | 0 | 0 | 0 | 0 | 741362.3341 | 648330 | 0 | 0 | 0 | 0 | 342282.9992 | 0 | 0 | 0 | 0 | 0 | 0 | 0 | 3309772.0731 | 0 | 0 | 0 | 0 | 0 | 0 | 0 | 0 | 0 | 0 | 48180.7927 | 0 | 0 | 0 | 0 | 0 | 0 | 0 | 0 | 0 | 44851.5413 | 0 | 0 | 0 | 0 | 0 | 0 | 0
2016-07-06 | 0 | 0 | 0 | 0 | 0 | 0 | 599404.9398 | 631841 | 0 | 0 | 0 | 0 | 253539.8474 | 0 | 0 | 0 | 0 | 0 | 0 | 0 | 3366079.1647 | 0 | 0 | 0 | 0 | 0 | 0 | 0 | 0 | 0 | 0 | -88743.1518 | 0 | 0 | 0 | 0 | 0 | 0 | 0 | 0 | 0 | 56307.0916 | 0 | 0 | 0 | 0 | 0 | 0 | 0
2016-07-06 01:00 | 0 | 0 | 0 | 0 | 0 | 0 | 349050.7256 | 615342 | 0 | 0 | 0 | 0 | 266229.4554 | 0 | 0 | 0 | 0 | 0 | 0 | 0 | 3087098.2823 | 0 | 0 | 0 | 0 | 0 | 0 | 0 | 0 | 0 | 0 | 12689.608 | 0 | 0 | 0 | 0 | 0 | 0 | 0 | 0 | 0 | -278980.8824 | 0 | 0 | 0 | 0 | 0 | 0 | 0
2016-07-06 02:00 | 0 | 0 | 0 | 0 | 0 | 474627.8617 | 40370.111 | 588636 | 0 | 0 | 0 | 0 | 177486.3036 | 0 | 0 | 0 | 0 | 0 | 0 | 0 | 3102203.4067 | 0 | 0 | 0 | 0 | 0 | 0 | 0 | 0 | 0 | 0 | -88743.1518 | 0 | 0 | 0 | 0 | 0 | 0 | 0 | 0 | 0 | 15105.1244 | 0 | 0 | 0 | 0 | 0 | 0 | 0
2016-07-06 03:00 | 0 | 0 | 0 | 0 | 0 | 183149.2996 | 1.6661 | 550875 | 0 | 0 | 0 | 0 | 88743.1518 | 0 | 0 | 0 | 0 | 0 | 0 | 0 | 2823222.5242 | 0 | 0 | 0 | 0 | 0 | 0 | 0 | 0 | 0 | 0 | -88743.1518 | 0 | 0 | 0 | 0 | 0 | 0 | 0 | 0 | 0 | -278980.8824 | 0 | 0 | 0 | 0 | 0 | 0 | 0
2016-07-06 04:00 | 0 | 0 | 0 | 0 | 0 | 323057.2694 | 0 | 513295 | 0 | 0 | 0 | 0 | 177486.3036 | 0 | 0 | 0 | 0 | 0 | 0 | 0 | 2544241.6418 | 0 | 0 | 0 | 0 | 0 | 0 | 0 | 0 | 0 | 0 | 88743.1518 | 0 | 0 | 0 | 0 | 0 | 0 | 0 | 0 | 0 | -278980.8824 | 0 | 0 | 0 | 0 | 0 | 0 | 0
2016-07-06 05:00 | 0 | 0 | 0 | 0 | 0 | 456158.3186 | 0 | 482780 | 0 | 0 | 0 | 0 | 266229.4554 | 0 | 0 | 0 | 0 | 0 | 0 | 0 | 2428876.8086 | 0 | 0 | 0 | 0 | 0 | 0 | 0 | 0 | 0 | 0 | 88743.1518 | 0 | 0 | 0 | 0 | 0 | 0 | 0 | 0 | 0 | -115364.8332 | 0 | 0 | 0 | 0 | 0 | 0 | 0
2016-07-06 06:00 | 0 | 0 | 0 | 0 | 0 | 89186.9658 | 0 | 456911 | 0 | 0 | 0 | 0 | 177486.3036 | 0 | 0 | 0 | 0 | 0 | 0 | 0 | 2149895.9262 | 0 | 0 | 0 | 0 | 0 | 0 | 0 | 0 | 0 | 0 | -88743.1518 | 0 | 0 | 0 | 0 | 0 | 0 | 0 | 0 | 0 | -278980.8824 | 0 | 0 | 0 | 0 | 0 | 0 | 0
2016-07-06 07:00 | 0 | 0 | 0 | 0 | 0 | 427028.4327 | 0 | 438013 | 0 | 0 | 0 | 0 | 266229.4554 | 0 | 0 | 0 | 0 | 0 | 0 | 0 | 2050168.2071 | 0 | 0 | 0 | 0 | 0 | 0 | 0 | 0 | 0 | 0 | 88743.1518 | 0 | 0 | 0 | 0 | 0 | 0 | 0 | 0 | 0 | -99727.7191 | 0 | 0 | 0 | 0 | 0 | 0 | 0
2016-07-06 08:00 | 0 | 0 | 0 | 0 | 0 | 61212.9658 | 0 | 428937 | 0 | 0 | 0 | 0 | 177486.3036 | 0 | 0 | 0 | 0 | 0 | 0 | 0 | 1771187.3247 | 0 | 0 | 0 | 0 | 0 | 0 | 0 | 0 | 0 | 0 | -88743.1518 | 0 | 0 | 0 | 0 | 0 | 0 | 0 | 0 | 0 | -278980.8824 | 0 | 0 | 0 | 0 | 0 | 0 | 0
2016-07-06 09:00 | 0 | 0 | 0 | 0 | 0 | 62983.9658 | 0 | 430708 | 0 | 0 | 0 | 0 | 88743.1518 | 0 | 0 | 0 | 0 | 0 | 0 | 0 | 1492206.4422 | 0 | 0 | 0 | 0 | 0 | 0 | 0 | 0 | 0 | 0 | -88743.1518 | 0 | 0 | 0 | 0 | 0 | 0 | 0 | 0 | 0 | -278980.8824 | 0 | 0 | 0 | 0 | 0 | 0 | 0
2016-07-06 10:00 | 0 | 0 | 0 | 0 | 0 | 77431.9658 | 0 | 445156 | 0 | 0 | 0 | 0 | 0 | 0 | 0 | 0 | 0 | 0 | 0 | 0 | 1213225.5598 | 0 | 0 | 0 | 0 | 0 | 0 | 0 | 0 | 0 | 0 | -88743.1518 | 0 | 0 | 0 | 0 | 0 | 0 | 0 | 0 | 0 | -278980.8824 | 0 | 0 | 0 | 0 | 0 | 0 | 0
2016-07-06 11:00 | 0 | 0 | 0 | 0 | 0 | 331731.5053 | 9.7976 | 463770 | 0 | 0 | 0 | 0 | 88743.1518 | 0 | 0 | 0 | 0 | 0 | 0 | 0 | 992453.7109 | 0 | 0 | 0 | 0 | 0 | 0 | 0 | 0 | 0 | 0 | 88743.1518 | 0 | 0 | 0 | 0 | 0 | 0 | 0 | 0 | 0 | -220771.8489 | 0 | 0 | 0 | 0 | 0 | 0 | 0
2016-07-06 12:00 | 0 | 0 | 0 | 0 | 0 | 207337.3657 | 158155.4435 | 489145 | 0 | 0 | 0 | 0 | 177486.3036 | 0 | 0 | 0 | 0 | 0 | 0 | 0 | 780058.3683 | 0 | 0 | 0 | 0 | 0 | 0 | 0 | 0 | 0 | 0 | 88743.1518 | 0 | 0 | 0 | 0 | 0 | 0 | 0 | 0 | 0 | -212395.3426 | 0 | 0 | 0 | 0 | 0 | 0 | 0
2016-07-06 13:00 | 0 | 0 | 0 | 0 | 0 | 0 | 542798.1571 | 520664 | 0 | 0 | 0 | 0 | 169965.2812 | 0 | 0 | 0 | 0 | 0 | 0 | 0 | 809713.5478 | 0 | 0 | 0 | 0 | 0 | 0 | 0 | 0 | 0 | 0 | -7521.0224 | 0 | 0 | 0 | 0 | 0 | 0 | 0 | 0 | 0 | 29655.1795 | 0 | 0 | 0 | 0 | 0 | 0 | 0
2016-07-06 14:00 | 0 | 0 | 0 | 0 | 0 | 0 | 701454.6698 | 555412 | 0 | 0 | 0 | 0 | 81222.1294 | 0 | 0 | 0 | 0 | 0 | 0 | 0 | 1044499.3694 | 0 | 0 | 0 | 0 | 0 | 0 | 0 | 0 | 0 | 0 | -88743.1518 | 0 | 0 | 0 | 0 | 0 | 0 | 0 | 0 | 0 | 234785.8216 | 0 | 0 | 0 | 0 | 0 | 0 | 0
2016-07-06 15:00 | 0 | 0 | 0 | 0 | 0 | 0 | 811008.4578 | 588346 | 0 | 0 | 0 | 0 | 24903.7047 | 0 | 0 | 0 | 0 | 0 | 0 | 0 | 1323480.2519 | 0 | 0 | 0 | 0 | 0 | 0 | 0 | 0 | 0 | 0 | -56318.4247 | 0 | 0 | 0 | 0 | 0 | 0 | 0 | 0 | 0 | 278980.8824 | 0 | 0 | 0 | 0 | 0 | 0 | 0
2016-07-06 16:00 | 0 | 0 | 0 | 0 | 0 | 0 | 856755.2456 | 615929 | 0 | 0 | 0 | 0 | 113646.8565 | 0 | 0 | 0 | 0 | 0 | 0 | 0 | 1475563.3457 | 0 | 0 | 0 | 0 | 0 | 0 | 0 | 0 | 0 | 0 | 88743.1518 | 0 | 0 | 0 | 0 | 0 | 0 | 0 | 0 | 0 | 152083.0938 | 0 | 0 | 0 | 0 | 0 | 0 | 0
2016-07-06 17:00 | 0 | 0 | 0 | 0 | 0 | 0 | 870559.388 | 637138 | 0 | 0 | 0 | 0 | 68087.362 | 0 | 0 | 0 | 0 | 0 | 0 | 0 | 1754544.2281 | 0 | 0 | 0 | 0 | 0 | 0 | 0 | 0 | 0 | 0 | -45559.4945 | 0 | 0 | 0 | 0 | 0 | 0 | 0 | 0 | 0 | 278980.8824 | 0 | 0 | 0 | 0 | 0 | 0 | 0
2016-07-06 18:00 | 0 | 0 | 0 | 0 | 0 | 0 | 864703.5204 | 653810 | 0 | 0 | 0 | 0 | 0 | 0 | 0 | 0 | 0 | 0 | 0 | 0 | 2033525.1106 | 0 | 0 | 0 | 0 | 0 | 0 | 0 | 0 | 0 | 0 | -68087.362 | 0 | 0 | 0 | 0 | 0 | 0 | 0 | 0 | 0 | 278980.8824 | 0 | 0 | 0 | 0 | 0 | 0 | 0
2016-07-06 19:00 | 0 | 0 | 0 | 0 | 0 | 0 | 856105.2871 | 665008 | 0 | 0 | 0 | 0 | 88743.1518 | 0 | 0 | 0 | 0 | 0 | 0 | 0 | 2135879.2459 | 0 | 0 | 0 | 0 | 0 | 0 | 0 | 0 | 0 | 0 | 88743.1518 | 0 | 0 | 0 | 0 | 0 | 0 | 0 | 0 | 0 | 102354.1353 | 0 | 0 | 0 | 0 | 0 | 0 | 0
2016-07-06 20:00 | 0 | 0 | 0 | 0 | 0 | 0 | 852142.0958 | 672372 | 0 | 0 | 0 | 0 | 177486.3036 | 0 | 0 | 0 | 0 | 0 | 0 | 0 | 2226906.1899 | 0 | 0 | 0 | 0 | 0 | 0 | 0 | 0 | 0 | 0 | 88743.1518 | 0 | 0 | 0 | 0 | 0 | 0 | 0 | 0 | 0 | 91026.944 | 0 | 0 | 0 | 0 | 0 | 0 | 0
2016-07-06 21:00 | 0 | 0 | 0 | 0 | 0 | 0 | 842914.7305 | 676348 | 0 | 0 | 0 | 0 | 116615.9029 | 0 | 0 | 0 | 0 | 0 | 0 | 0 | 2454343.3212 | 0 | 0 | 0 | 0 | 0 | 0 | 0 | 0 | 0 | 0 | -60870.4007 | 0 | 0 | 0 | 0 | 0 | 0 | 0 | 0 | 0 | 227437.1313 | 0 | 0 | 0 | 0 | 0 | 0 | 0
2016-07-06 22:00 | 0 | 0 | 0 | 0 | 0 | 0 | 814931.2965 | 672541 | 0 | 0 | 0 | 0 | 205359.0546 | 0 | 0 | 0 | 0 | 0 | 0 | 0 | 2507990.4659 | 0 | 0 | 0 | 0 | 0 | 0 | 0 | 0 | 0 | 0 | 88743.1518 | 0 | 0 | 0 | 0 | 0 | 0 | 0 | 0 | 0 | 53647.1447 | 0 | 0 | 0 | 0 | 0 | 0 | 0
2016-07-06 23:00 | 0 | 0 | 0 | 0 | 0 | 291817.4482 | 735273.586 | 659367 | 0 | 0 | 0 | 0 | 294102.2064 | 0 | 0 | 0 | 0 | 0 | 0 | 0 | 2786971.3484 | 0 | 0 | 0 | 0 | 0 | 0 | 0 | 0 | 0 | 0 | 88743.1518 | 0 | 0 | 0 | 0 | 0 | 0 | 0 | 0 | 0 | 278980.8824 | 0 | 0 | 0 | 0 | 0 | 0 | 0
2016-07-07 | 0 | 0 | 0 | 0 | 0 | 368104.5761 | 587104.8036 | 641094 | 0 | 0 | 0 | 0 | 382845.3582 | 0 | 0 | 0 | 0 | 0 | 0 | 0 | 3012343.5763 | 0 | 0 | 0 | 0 | 0 | 0 | 0 | 0 | 0 | 0 | 88743.1518 | 0 | 0 | 0 | 0 | 0 | 0 | 0 | 0 | 0 | 225372.2279 | 0 | 0 | 0 | 0 | 0 | 0 | 0
2016-07-07 01:00 | 0 | 0 | 0 | 0 | 0 | 0 | 326574.96 | 623195 | 0 | 0 | 0 | 0 | 294102.2064 | 0 | 0 | 0 | 0 | 0 | 0 | 0 | 2804466.6881 | 0 | 0 | 0 | 0 | 0 | 0 | 0 | 0 | 0 | 0 | -88743.1518 | 0 | 0 | 0 | 0 | 0 | 0 | 0 | 0 | 0 | -207876.8882 | 0 | 0 | 0 | 0 | 0 | 0 | 0
2016-07-07 02:00 | 0 | 0 | 0 | 0 | 0 | 626454.0846 | 43627.6483 | 595023 | 0 | 0 | 0 | 0 | 205359.0546 | 0 | 0 | 0 | 0 | 0 | 0 | 0 | 2968268.5728 | 0 | 0 | 0 | 0 | 0 | 0 | 0 | 0 | 0 | 0 | -88743.1518 | 0 | 0 | 0 | 0 | 0 | 0 | 0 | 0 | 0 | 163801.8847 | 0 | 0 | 0 | 0 | 0 | 0 | 0
2016-07-07 03:00 | 0 | 0 | 0 | 0 | 0 | 366010.0853 | 1.1841 | 556249 | 0 | 0 | 0 | 0 | 294102.2064 | 0 | 0 | 0 | 0 | 0 | 0 | 0 | 2689287.6903 | 0 | 0 | 0 | 0 | 0 | 0 | 0 | 0 | 0 | 0 | 88743.1518 | 0 | 0 | 0 | 0 | 0 | 0 | 0 | 0 | 0 | -278980.8824 | 0 | 0 | 0 | 0 | 0 | 0 | 0
2016-07-07 04:00 | 0 | 0 | 0 | 0 | 0 | 151526.9658 | 0 | 519251 | 0 | 0 | 0 | 0 | 205359.0546 | 0 | 0 | 0 | 0 | 0 | 0 | 0 | 2410306.8079 | 0 | 0 | 0 | 0 | 0 | 0 | 0 | 0 | 0 | 0 | -88743.1518 | 0 | 0 | 0 | 0 | 0 | 0 | 0 | 0 | 0 | -278980.8824 | 0 | 0 | 0 | 0 | 0 | 0 | 0
2016-07-07 05:00 | 0 | 0 | 0 | 0 | 0 | 296780.2694 | 0 | 487018 | 0 | 0 | 0 | 0 | 294102.2064 | 0 | 0 | 0 | 0 | 0 | 0 | 0 | 2131325.9254 | 0 | 0 | 0 | 0 | 0 | 0 | 0 | 0 | 0 | 0 | 88743.1518 | 0 | 0 | 0 | 0 | 0 | 0 | 0 | 0 | 0 | -278980.8824 | 0 | 0 | 0 | 0 | 0 | 0 | 0
2016-07-07 06:00 | 0 | 0 | 0 | 0 | 0 | 92804.9658 | 0 | 460529 | 0 | 0 | 0 | 0 | 205359.0546 | 0 | 0 | 0 | 0 | 0 | 0 | 0 | 1852345.043 | 0 | 0 | 0 | 0 | 0 | 0 | 0 | 0 | 0 | 0 | -88743.1518 | 0 | 0 | 0 | 0 | 0 | 0 | 0 | 0 | 0 | -278980.8824 | 0 | 0 | 0 | 0 | 0 | 0 | 0
2016-07-07 07:00 | 0 | 0 | 0 | 0 | 0 | 510508.7354 | 0 | 441619 | 0 | 0 | 0 | 0 | 116615.9029 | 0 | 0 | 0 | 0 | 0 | 0 | 0 | 2009977.9302 | 0 | 0 | 0 | 0 | 0 | 0 | 0 | 0 | 0 | 0 | -88743.1518 | 0 | 0 | 0 | 0 | 0 | 0 | 0 | 0 | 0 | 157632.8872 | 0 | 0 | 0 | 0 | 0 | 0 | 0
2016-07-07 08:00 | 0 | 0 | 0 | 0 | 0 | 242032.2694 | 0 | 432270 | 0 | 0 | 0 | 0 | 205359.0546 | 0 | 0 | 0 | 0 | 0 | 0 | 0 | 1730997.0477 | 0 | 0 | 0 | 0 | 0 | 0 | 0 | 0 | 0 | 0 | 88743.1518 | 0 | 0 | 0 | 0 | 0 | 0 | 0 | 0 | 0 | -278980.8824 | 0 | 0 | 0 | 0 | 0 | 0 | 0
2016-07-07 09:00 | 0 | 0 | 0 | 0 | 0 | 244440.2694 | 0 | 434678 | 0 | 0 | 0 | 0 | 294102.2064 | 0 | 0 | 0 | 0 | 0 | 0 | 0 | 1452016.1653 | 0 | 0 | 0 | 0 | 0 | 0 | 0 | 0 | 0 | 0 | 88743.1518 | 0 | 0 | 0 | 0 | 0 | 0 | 0 | 0 | 0 | -278980.8824 | 0 | 0 | 0 | 0 | 0 | 0 | 0
2016-07-07 10:00 | 0 | 0 | 0 | 0 | 0 | 79607.9658 | 0 | 447332 | 0 | 0 | 0 | 0 | 205359.0546 | 0 | 0 | 0 | 0 | 0 | 0 | 0 | 1173035.2828 | 0 | 0 | 0 | 0 | 0 | 0 | 0 | 0 | 0 | 0 | -88743.1518 | 0 | 0 | 0 | 0 | 0 | 0 | 0 | 0 | 0 | -278980.8824 | 0 | 0 | 0 | 0 | 0 | 0 | 0
2016-07-07 11:00 | 0 | 0 | 0 | 0 | 0 | 416093.211 | 11.9458 | 467197 | 0 | 0 | 0 | 0 | 116615.9029 | 0 | 0 | 0 | 0 | 0 | 0 | 0 | 1210686.5914 | 0 | 0 | 0 | 0 | 0 | 0 | 0 | 0 | 0 | 0 | -88743.1518 | 0 | 0 | 0 | 0 | 0 | 0 | 0 | 0 | 0 | 37651.3085 | 0 | 0 | 0 | 0 | 0 | 0 | 0
2016-07-07 12:00 | 0 | 0 | 0 | 0 | 0 | 315584.3548 | 137028.2937 | 491641 | 0 | 0 | 0 | 0 | 205359.0546 | 0 | 0 | 0 | 0 | 0 | 0 | 0 | 1082915.0881 | 0 | 0 | 0 | 0 | 0 | 0 | 0 | 0 | 0 | 0 | 88743.1518 | 0 | 0 | 0 | 0 | 0 | 0 | 0 | 0 | 0 | -127771.5032 | 0 | 0 | 0 | 0 | 0 | 0 | 0
2016-07-07 13:00 | 0 | 0 | 0 | 0 | 0 | 0 | 522300.8687 | 521731 | 0 | 0 | 0 | 0 | 294102.2064 | 0 | 0 | 0 | 0 | 0 | 0 | 0 | 994741.805 | 0 | 0 | 0 | 0 | 0 | 0 | 0 | 0 | 0 | 0 | 88743.1518 | 0 | 0 | 0 | 0 | 0 | 0 | 0 | 0 | 0 | -88173.2831 | 0 | 0 | 0 | 0 | 0 | 0 | 0
2016-07-07 14:00 | 0 | 0 | 0 | 0 | 0 | 0 | 692624.4634 | 555164 | 0 | 0 | 0 | 0 | 382845.3582 | 0 | 0 | 0 | 0 | 0 | 0 | 0 | 1043459.1166 | 0 | 0 | 0 | 0 | 0 | 0 | 0 | 0 | 0 | 0 | 88743.1518 | 0 | 0 | 0 | 0 | 0 | 0 | 0 | 0 | 0 | 48717.3116 | 0 | 0 | 0 | 0 | 0 | 0 | 0
2016-07-07 15:00 | 0 | 0 | 0 | 0 | 0 | 0 | 800293.9854 | 587617 | 0 | 0 | 0 | 0 | 320750.783 | 0 | 0 | 0 | 0 | 0 | 0 | 0 | 1318230.6773 | 0 | 0 | 0 | 0 | 0 | 0 | 0 | 0 | 0 | 0 | -62094.5752 | 0 | 0 | 0 | 0 | 0 | 0 | 0 | 0 | 0 | 274771.5606 | 0 | 0 | 0 | 0 | 0 | 0 | 0
2016-07-07 16:00 | 0 | 0 | 0 | 0 | 0 | 0 | 852735.0688 | 614204 | 0 | 0 | 0 | 0 | 280300.9694 | 0 | 0 | 0 | 0 | 0 | 0 | 0 | 1597211.5597 | 0 | 0 | 0 | 0 | 0 | 0 | 0 | 0 | 0 | 0 | -40449.8136 | 0 | 0 | 0 | 0 | 0 | 0 | 0 | 0 | 0 | 278980.8824 | 0 | 0 | 0 | 0 | 0 | 0 | 0
2016-07-07 17:00 | 0 | 0 | 0 | 0 | 0 | 0 | 866357.8839 | 635168 | 0 | 0 | 0 | 0 | 369044.1212 | 0 | 0 | 0 | 0 | 0 | 0 | 0 | 1739658.2918 | 0 | 0 | 0 | 0 | 0 | 0 | 0 | 0 | 0 | 0 | 88743.1518 | 0 | 0 | 0 | 0 | 0 | 0 | 0 | 0 | 0 | 142446.7321 | 0 | 0 | 0 | 0 | 0 | 0 | 0
2016-07-07 18:00 | 0 | 0 | 0 | 0 | 0 | 0 | 858402.9677 | 654364 | 0 | 0 | 0 | 0 | 294102.2064 | 0 | 0 | 0 | 0 | 0 | 0 | 0 | 2018639.1743 | 0 | 0 | 0 | 0 | 0 | 0 | 0 | 0 | 0 | 0 | -74941.9148 | 0 | 0 | 0 | 0 | 0 | 0 | 0 | 0 | 0 | 278980.8824 | 0 | 0 | 0 | 0 | 0 | 0 | 0
2016-07-07 19:00 | 0 | 0 | 0 | 0 | 0 | 0 | 846990.342 | 664473 | 0 | 0 | 0 | 0 | 382845.3582 | 0 | 0 | 0 | 0 | 0 | 0 | 0 | 2112413.3644 | 0 | 0 | 0 | 0 | 0 | 0 | 0 | 0 | 0 | 0 | 88743.1518 | 0 | 0 | 0 | 0 | 0 | 0 | 0 | 0 | 0 | 93774.1902 | 0 | 0 | 0 | 0 | 0 | 0 | 0
2016-07-07 20:00 | 0 | 0 | 0 | 0 | 0 | 0 | 840580.7946 | 671071 | 0 | 0 | 0 | 0 | 294102.2064 | 0 | 0 | 0 | 0 | 0 | 0 | 0 | 2370666.3108 | 0 | 0 | 0 | 0 | 0 | 0 | 0 | 0 | 0 | 0 | -88743.1518 | 0 | 0 | 0 | 0 | 0 | 0 | 0 | 0 | 0 | 258252.9464 | 0 | 0 | 0 | 0 | 0 | 0 | 0
2016-07-07 21:00 | 0 | 0 | 0 | 0 | 0 | 0 | 826820.4471 | 673729 | 0 | 0 | 0 | 0 | 382845.3582 | 0 | 0 | 0 | 0 | 0 | 0 | 0 | 2435014.6062 | 0 | 0 | 0 | 0 | 0 | 0 | 0 | 0 | 0 | 0 | 88743.1518 | 0 | 0 | 0 | 0 | 0 | 0 | 0 | 0 | 0 | 64348.2953 | 0 | 0 | 0 | 0 | 0 | 0 | 0
2016-07-07 22:00 | 0 | 0 | 0 | 0 | 0 | 0 | 793281.505 | 668069 | 0 | 0 | 0 | 0 | 310224.8107 | 0 | 0 | 0 | 0 | 0 | 0 | 0 | 2632847.6587 | 0 | 0 | 0 | 0 | 0 | 0 | 0 | 0 | 0 | 0 | -72620.5476 | 0 | 0 | 0 | 0 | 0 | 0 | 0 | 0 | 0 | 197833.0526 | 0 | 0 | 0 | 0 | 0 | 0 | 0
2016-07-07 23:00 | 0 | 0 | 0 | 0 | 0 | 0 | 702751.5521 | 654646 | 0 | 0 | 0 | 0 | 221481.6589 | 0 | 0 | 0 | 0 | 0 | 0 | 0 | 2769696.3626 | 0 | 0 | 0 | 0 | 0 | 0 | 0 | 0 | 0 | 0 | -88743.1518 | 0 | 0 | 0 | 0 | 0 | 0 | 0 | 0 | 0 | 136848.7039 | 0 | 0 | 0 | 0 | 0 | 0 | 0
2016-07-08 | 0 | 0 | 0 | 0 | 0 | 0 | 575370.7069 | 638410 | 0 | 0 | 0 | 0 | 310224.8107 | 0 | 0 | 0 | 0 | 0 | 0 | 0 | 2617913.9177 | 0 | 0 | 0 | 0 | 0 | 0 | 0 | 0 | 0 | 0 | 88743.1518 | 0 | 0 | 0 | 0 | 0 | 0 | 0 | 0 | 0 | -151782.4449 | 0 | 0 | 0 | 0 | 0 | 0 | 0
2016-07-08 01:00 | 0 | 0 | 0 | 0 | 0 | 0 | 326428.5133 | 621532 | 0 | 0 | 0 | 0 | 294102.2064 | 0 | 0 | 0 | 0 | 0 | 0 | 0 | 2338933.0353 | 0 | 0 | 0 | 0 | 0 | 0 | 0 | 0 | 0 | 0 | -16122.6042 | 0 | 0 | 0 | 0 | 0 | 0 | 0 | 0 | 0 | -278980.8824 | 0 | 0 | 0 | 0 | 0 | 0 | 0
2016-07-08 02:00 | 0 | 0 | 0 | 0 | 0 | 483953.024 | 41868.7593 | 593605 | 0 | 0 | 0 | 0 | 205359.0546 | 0 | 0 | 0 | 0 | 0 | 0 | 0 | 2359892.9704 | 0 | 0 | 0 | 0 | 0 | 0 | 0 | 0 | 0 | 0 | -88743.1518 | 0 | 0 | 0 | 0 | 0 | 0 | 0 | 0 | 0 | 20959.9351 | 0 | 0 | 0 | 0 | 0 | 0 | 0
2016-07-08 03:00 | 0 | 0 | 0 | 0 | 0 | 365619.4195 | 0.84983 | 555858 | 0 | 0 | 0 | 0 | 294102.2064 | 0 | 0 | 0 | 0 | 0 | 0 | 0 | 2080912.088 | 0 | 0 | 0 | 0 | 0 | 0 | 0 | 0 | 0 | 0 | 88743.1518 | 0 | 0 | 0 | 0 | 0 | 0 | 0 | 0 | 0 | -278980.8824 | 0 | 0 | 0 | 0 | 0 | 0 | 0
2016-07-08 04:00 | 0 | 0 | 0 | 0 | 0 | 150879.9658 | 0 | 518604 | 0 | 0 | 0 | 0 | 205359.0546 | 0 | 0 | 0 | 0 | 0 | 0 | 0 | 1801931.2055 | 0 | 0 | 0 | 0 | 0 | 0 | 0 | 0 | 0 | 0 | -88743.1518 | 0 | 0 | 0 | 0 | 0 | 0 | 0 | 0 | 0 | -278980.8824 | 0 | 0 | 0 | 0 | 0 | 0 | 0
2016-07-08 05:00 | 0 | 0 | 0 | 0 | 0 | 436509.296 | 0 | 488114 | 0 | 0 | 0 | 0 | 294102.2064 | 0 | 0 | 0 | 0 | 0 | 0 | 0 | 1661583.3498 | 0 | 0 | 0 | 0 | 0 | 0 | 0 | 0 | 0 | 0 | 88743.1518 | 0 | 0 | 0 | 0 | 0 | 0 | 0 | 0 | 0 | -140347.8558 | 0 | 0 | 0 | 0 | 0 | 0 | 0
2016-07-08 06:00 | 0 | 0 | 0 | 0 | 0 | 271636.2694 | 0 | 461874 | 0 | 0 | 0 | 0 | 382845.3582 | 0 | 0 | 0 | 0 | 0 | 0 | 0 | 1382602.4673 | 0 | 0 | 0 | 0 | 0 | 0 | 0 | 0 | 0 | 0 | 88743.1518 | 0 | 0 | 0 | 0 | 0 | 0 | 0 | 0 | 0 | -278980.8824 | 0 | 0 | 0 | 0 | 0 | 0 | 0
2016-07-08 07:00 | 0 | 0 | 0 | 0 | 0 | 75017.9658 | 0 | 442742 | 0 | 0 | 0 | 0 | 294102.2064 | 0 | 0 | 0 | 0 | 0 | 0 | 0 | 1103621.5849 | 0 | 0 | 0 | 0 | 0 | 0 | 0 | 0 | 0 | 0 | -88743.1518 | 0 | 0 | 0 | 0 | 0 | 0 | 0 | 0 | 0 | -278980.8824 | 0 | 0 | 0 | 0 | 0 | 0 | 0
2016-07-08 08:00 | 0 | 0 | 0 | 0 | 0 | 375218.089 | 0 | 432778 | 0 | 0 | 0 | 0 | 382845.3582 | 0 | 0 | 0 | 0 | 0 | 0 | 0 | 957318.5221 | 0 | 0 | 0 | 0 | 0 | 0 | 0 | 0 | 0 | 0 | 88743.1518 | 0 | 0 | 0 | 0 | 0 | 0 | 0 | 0 | 0 | -146303.0628 | 0 | 0 | 0 | 0 | 0 | 0 | 0
2016-07-08 09:00 | 0 | 0 | 0 | 0 | 0 | 66878.9658 | 0 | 434603 | 0 | 0 | 0 | 0 | 294102.2064 | 0 | 0 | 0 | 0 | 0 | 0 | 0 | 678337.6397 | 0 | 0 | 0 | 0 | 0 | 0 | 0 | 0 | 0 | 0 | -88743.1518 | 0 | 0 | 0 | 0 | 0 | 0 | 0 | 0 | 0 | -278980.8824 | 0 | 0 | 0 | 0 | 0 | 0 | 0
2016-07-08 10:00 | 0 | 0 | 0 | 0 | 0 | 79016.9658 | 0 | 446741 | 0 | 0 | 0 | 0 | 205359.0546 | 0 | 0 | 0 | 0 | 0 | 0 | 0 | 399356.7572 | 0 | 0 | 0 | 0 | 0 | 0 | 0 | 0 | 0 | 0 | -88743.1518 | 0 | 0 | 0 | 0 | 0 | 0 | 0 | 0 | 0 | -278980.8824 | 0 | 0 | 0 | 0 | 0 | 0 | 0
2016-07-08 11:00 | 0 | 0 | 0 | 0 | 0 | 97216.9556 | 0.010154 | 464941 | 0 | 0 | 0 | 0 | 116615.9029 | 0 | 0 | 0 | 0 | 0 | 0 | 0 | 120375.8748 | 0 | 0 | 0 | 0 | 0 | 0 | 0 | 0 | 0 | 0 | -88743.1518 | 0 | 0 | 0 | 0 | 0 | 0 | 0 | 0 | 0 | -278980.8824 | 0 | 0 | 0 | 0 | 0 | 0 | 0
2016-07-08 12:00 | 0 | 0 | 0 | 0 | 0 | 180664.9493 | 101253.0241 | 491037 | 0 | 0 | 0 | 0 | 27872.7511 | 0 | 0 | 0 | 0 | 0 | 0 | 0 | 0 | 0 | 0 | 0 | 0 | 0 | 0 | 0 | 0 | 0 | 0 | -88743.1518 | 0 | 0 | 0 | 0 | 0 | 0 | 0 | 0 | 0 | -120375.8748 | 0 | 0 | 0 | 0 | 0 | 0 | 0
2016-07-08 13:00 | 0 | 0 | 0 | 0 | 0 | 171390.2215 | 457874.3498 | 523699 | 0 | 0 | 0 | 0 | 116615.9029 | 0 | 0 | 0 | 0 | 0 | 0 | 0 | 16822.4194 | 0 | 0 | 0 | 0 | 0 | 0 | 0 | 0 | 0 | 0 | 88743.1518 | 0 | 0 | 0 | 0 | 0 | 0 | 0 | 0 | 0 | 16822.4194 | 0 | 0 | 0 | 0 | 0 | 0 | 0
2016-07-08 14:00 | 0 | 0 | 0 | 0 | 0 | 0 | 650055.9254 | 557938 | 0 | 0 | 0 | 0 | 27872.7511 | 0 | 0 | 0 | 0 | 0 | 0 | 0 | 197683.4967 | 0 | 0 | 0 | 0 | 0 | 0 | 0 | 0 | 0 | 0 | -88743.1518 | 0 | 0 | 0 | 0 | 0 | 0 | 0 | 0 | 0 | 180861.0772 | 0 | 0 | 0 | 0 | 0 | 0 | 0
2016-07-08 15:00 | 0 | 0 | 0 | 0 | 0 | 0 | 761649.4797 | 591140 | 0 | 0 | 0 | 0 | 116615.9029 | 0 | 0 | 0 | 0 | 0 | 0 | 0 | 279449.8246 | 0 | 0 | 0 | 0 | 0 | 0 | 0 | 0 | 0 | 0 | 88743.1518 | 0 | 0 | 0 | 0 | 0 | 0 | 0 | 0 | 0 | 81766.3279 | 0 | 0 | 0 | 0 | 0 | 0 | 0
2016-07-08 16:00 | 0 | 0 | 0 | 0 | 0 | 160738.2101 | 823673.8242 | 616688 | 0 | 0 | 0 | 0 | 205359.0546 | 0 | 0 | 0 | 0 | 0 | 0 | 0 | 558430.707 | 0 | 0 | 0 | 0 | 0 | 0 | 0 | 0 | 0 | 0 | 88743.1518 | 0 | 0 | 0 | 0 | 0 | 0 | 0 | 0 | 0 | 278980.8824 | 0 | 0 | 0 | 0 | 0 | 0 | 0
2016-07-08 17:00 | 0 | 0 | 0 | 0 | 0 | 150299.3228 | 837753.7732 | 637306 | 0 | 0 | 0 | 0 | 294102.2064 | 0 | 0 | 0 | 0 | 0 | 0 | 0 | 820434.6512 | 0 | 0 | 0 | 0 | 0 | 0 | 0 | 0 | 0 | 0 | 88743.1518 | 0 | 0 | 0 | 0 | 0 | 0 | 0 | 0 | 0 | 262003.9442 | 0 | 0 | 0 | 0 | 0 | 0 | 0
2016-07-08 18:00 | 0 | 0 | 0 | 0 | 0 | 0 | 834160.0759 | 652156 | 0 | 0 | 0 | 0 | 205359.0546 | 0 | 0 | 0 | 0 | 0 | 0 | 0 | 1091181.8789 | 0 | 0 | 0 | 0 | 0 | 0 | 0 | 0 | 0 | 0 | -88743.1518 | 0 | 0 | 0 | 0 | 0 | 0 | 0 | 0 | 0 | 270747.2277 | 0 | 0 | 0 | 0 | 0 | 0 | 0
2016-07-08 19:00 | 0 | 0 | 0 | 0 | 0 | 26961.3707 | 824388.36 | 661112 | 0 | 0 | 0 | 0 | 116615.9029 | 0 | 0 | 0 | 0 | 0 | 0 | 0 | 1370162.7613 | 0 | 0 | 0 | 0 | 0 | 0 | 0 | 0 | 0 | 0 | -88743.1518 | 0 | 0 | 0 | 0 | 0 | 0 | 0 | 0 | 0 | 278980.8824 | 0 | 0 | 0 | 0 | 0 | 0 | 0
2016-07-08 20:00 | 0 | 0 | 0 | 0 | 0 | 0 | 816871.7537 | 666277 | 0 | 0 | 0 | 0 | 205359.0546 | 0 | 0 | 0 | 0 | 0 | 0 | 0 | 1432014.3632 | 0 | 0 | 0 | 0 | 0 | 0 | 0 | 0 | 0 | 0 | 88743.1518 | 0 | 0 | 0 | 0 | 0 | 0 | 0 | 0 | 0 | 61851.6019 | 0 | 0 | 0 | 0 | 0 | 0 | 0
2016-07-08 21:00 | 0 | 0 | 0 | 0 | 0 | 0 | 798443.6758 | 666264 | 0 | 0 | 0 | 0 | 116615.9029 | 0 | 0 | 0 | 0 | 0 | 0 | 0 | 1652937.1908 | 0 | 0 | 0 | 0 | 0 | 0 | 0 | 0 | 0 | 0 | -88743.1518 | 0 | 0 | 0 | 0 | 0 | 0 | 0 | 0 | 0 | 220922.8276 | 0 | 0 | 0 | 0 | 0 | 0 | 0
2016-07-08 22:00 | 0 | 0 | 0 | 0 | 0 | 80297.1588 | 767590.5719 | 657650 | 0 | 0 | 0 | 0 | 27872.7511 | 0 | 0 | 0 | 0 | 0 | 0 | 0 | 1931918.0732 | 0 | 0 | 0 | 0 | 0 | 0 | 0 | 0 | 0 | 0 | -88743.1518 | 0 | 0 | 0 | 0 | 0 | 0 | 0 | 0 | 0 | 278980.8824 | 0 | 0 | 0 | 0 | 0 | 0 | 0
2016-07-08 23:00 | 0 | 0 | 0 | 0 | 0 | 0 | 679519.1901 | 641615 | 0 | 0 | 0 | 0 | 116615.9029 | 0 | 0 | 0 | 0 | 0 | 0 | 0 | 1881079.1116 | 0 | 0 | 0 | 0 | 0 | 0 | 0 | 0 | 0 | 0 | 88743.1518 | 0 | 0 | 0 | 0 | 0 | 0 | 0 | 0 | 0 | -50838.9617 | 0 | 0 | 0 | 0 | 0 | 0 | 0
2016-07-09 | 0 | 0 | 0 | 0 | 0 | 0 | 566674.752 | 621080 | 0 | 0 | 0 | 0 | 205359.0546 | 0 | 0 | 0 | 0 | 0 | 0 | 0 | 1737930.7118 | 0 | 0 | 0 | 0 | 0 | 0 | 0 | 0 | 0 | 0 | 88743.1518 | 0 | 0 | 0 | 0 | 0 | 0 | 0 | 0 | 0 | -143148.3998 | 0 | 0 | 0 | 0 | 0 | 0 | 0
2016-07-09 01:00 | 0 | 0 | 0 | 0 | 0 | 348870.6712 | 324677.7957 | 600655 | 0 | 0 | 0 | 0 | 294102.2064 | 0 | 0 | 0 | 0 | 0 | 0 | 0 | 1722081.0269 | 0 | 0 | 0 | 0 | 0 | 0 | 0 | 0 | 0 | 0 | 88743.1518 | 0 | 0 | 0 | 0 | 0 | 0 | 0 | 0 | 0 | -15849.6849 | 0 | 0 | 0 | 0 | 0 | 0 | 0
2016-07-09 02:00 | 0 | 0 | 0 | 0 | 0 | 475921.2392 | 42019.4635 | 573074 | 0 | 0 | 0 | 0 | 205359.0546 | 0 | 0 | 0 | 0 | 0 | 0 | 0 | 1755690.8814 | 0 | 0 | 0 | 0 | 0 | 0 | 0 | 0 | 0 | 0 | -88743.1518 | 0 | 0 | 0 | 0 | 0 | 0 | 0 | 0 | 0 | 33609.8545 | 0 | 0 | 0 | 0 | 0 | 0 | 0
2016-07-09 03:00 | 0 | 0 | 0 | 0 | 0 | 346788.02 | 0.24939 | 537026 | 0 | 0 | 0 | 0 | 294102.2064 | 0 | 0 | 0 | 0 | 0 | 0 | 0 | 1476709.999 | 0 | 0 | 0 | 0 | 0 | 0 | 0 | 0 | 0 | 0 | 88743.1518 | 0 | 0 | 0 | 0 | 0 | 0 | 0 | 0 | 0 | -278980.8824 | 0 | 0 | 0 | 0 | 0 | 0 | 0
2016-07-09 04:00 | 0 | 0 | 0 | 0 | 0 | 135333.9658 | 0 | 503058 | 0 | 0 | 0 | 0 | 205359.0546 | 0 | 0 | 0 | 0 | 0 | 0 | 0 | 1197729.1165 | 0 | 0 | 0 | 0 | 0 | 0 | 0 | 0 | 0 | 0 | -88743.1518 | 0 | 0 | 0 | 0 | 0 | 0 | 0 | 0 | 0 | -278980.8824 | 0 | 0 | 0 | 0 | 0 | 0 | 0
2016-07-09 05:00 | 0 | 0 | 0 | 0 | 0 | 444830.803 | 0 | 472233 | 0 | 0 | 0 | 0 | 294102.2064 | 0 | 0 | 0 | 0 | 0 | 0 | 0 | 1081583.7677 | 0 | 0 | 0 | 0 | 0 | 0 | 0 | 0 | 0 | 0 | 88743.1518 | 0 | 0 | 0 | 0 | 0 | 0 | 0 | 0 | 0 | -116145.3488 | 0 | 0 | 0 | 0 | 0 | 0 | 0
2016-07-09 06:00 | 0 | 0 | 0 | 0 | 0 | 423942.0541 | 0 | 446984 | 0 | 0 | 0 | 0 | 382845.3582 | 0 | 0 | 0 | 0 | 0 | 0 | 0 | 969798.67 | 0 | 0 | 0 | 0 | 0 | 0 | 0 | 0 | 0 | 0 | 88743.1518 | 0 | 0 | 0 | 0 | 0 | 0 | 0 | 0 | 0 | -111785.0977 | 0 | 0 | 0 | 0 | 0 | 0 | 0
2016-07-09 07:00 | 0 | 0 | 0 | 0 | 0 | 60086.9658 | 0 | 427811 | 0 | 0 | 0 | 0 | 294102.2064 | 0 | 0 | 0 | 0 | 0 | 0 | 0 | 690817.7876 | 0 | 0 | 0 | 0 | 0 | 0 | 0 | 0 | 0 | 0 | -88743.1518 | 0 | 0 | 0 | 0 | 0 | 0 | 0 | 0 | 0 | -278980.8824 | 0 | 0 | 0 | 0 | 0 | 0 | 0
2016-07-09 08:00 | 0 | 0 | 0 | 0 | 0 | 385805.0361 | 0 | 415102 | 0 | 0 | 0 | 0 | 382845.3582 | 0 | 0 | 0 | 0 | 0 | 0 | 0 | 572777.6719 | 0 | 0 | 0 | 0 | 0 | 0 | 0 | 0 | 0 | 0 | 88743.1518 | 0 | 0 | 0 | 0 | 0 | 0 | 0 | 0 | 0 | -118040.1156 | 0 | 0 | 0 | 0 | 0 | 0 | 0
2016-07-09 09:00 | 0 | 0 | 0 | 0 | 0 | 357630.9487 | 0 | 408303 | 0 | 0 | 0 | 0 | 294102.2064 | 0 | 0 | 0 | 0 | 0 | 0 | 0 | 610848.7724 | 0 | 0 | 0 | 0 | 0 | 0 | 0 | 0 | 0 | 0 | -88743.1518 | 0 | 0 | 0 | 0 | 0 | 0 | 0 | 0 | 0 | 38071.1005 | 0 | 0 | 0 | 0 | 0 | 0 | 0
2016-07-09 10:00 | 0 | 0 | 0 | 0 | 0 | 38087.9658 | 0 | 405812 | 0 | 0 | 0 | 0 | 205359.0546 | 0 | 0 | 0 | 0 | 0 | 0 | 0 | 331867.89 | 0 | 0 | 0 | 0 | 0 | 0 | 0 | 0 | 0 | 0 | -88743.1518 | 0 | 0 | 0 | 0 | 0 | 0 | 0 | 0 | 0 | -278980.8824 | 0 | 0 | 0 | 0 | 0 | 0 | 0
2016-07-09 11:00 | 0 | 0 | 0 | 0 | 0 | 44363.2429 | 7.7228 | 412095 | 0 | 0 | 0 | 0 | 116615.9029 | 0 | 0 | 0 | 0 | 0 | 0 | 0 | 52887.0075 | 0 | 0 | 0 | 0 | 0 | 0 | 0 | 0 | 0 | 0 | -88743.1518 | 0 | 0 | 0 | 0 | 0 | 0 | 0 | 0 | 0 | -278980.8824 | 0 | 0 | 0 | 0 | 0 | 0 | 0
2016-07-09 12:00 | 0 | 0 | 0 | 0 | 0 | 162739.7591 | 127159.0816 | 431529 | 0 | 0 | 0 | 0 | 27872.7511 | 0 | 0 | 0 | 0 | 0 | 0 | 0 | 0 | 0 | 0 | 0 | 0 | 0 | 0 | 0 | 0 | 0 | 0 | -88743.1518 | 0 | 0 | 0 | 0 | 0 | 0 | 0 | 0 | 0 | -52887.0075 | 0 | 0 | 0 | 0 | 0 | 0 | 0
2016-07-09 13:00 | 0 | 0 | 0 | 0 | 0 | 0 | 513613.6971 | 461399 | 0 | 0 | 0 | 0 | 0 | 0 | 0 | 0 | 0 | 0 | 0 | 0 | 80087.4482 | 0 | 0 | 0 | 0 | 0 | 0 | 0 | 0 | 0 | 0 | -27872.7511 | 0 | 0 | 0 | 0 | 0 | 0 | 0 | 0 | 0 | 80087.4482 | 0 | 0 | 0 | 0 | 0 | 0 | 0
2016-07-09 14:00 | 0 | 0 | 0 | 0 | 0 | 0 | 676402.4221 | 494489 | 0 | 0 | 0 | 0 | 88743.1518 | 0 | 0 | 0 | 0 | 0 | 0 | 0 | 173257.7185 | 0 | 0 | 0 | 0 | 0 | 0 | 0 | 0 | 0 | 0 | 88743.1518 | 0 | 0 | 0 | 0 | 0 | 0 | 0 | 0 | 0 | 93170.2703 | 0 | 0 | 0 | 0 | 0 | 0 | 0
2016-07-09 15:00 | 0 | 0 | 0 | 0 | 0 | 0 | 785217.3783 | 525257 | 0 | 0 | 0 | 0 | 177486.3036 | 0 | 0 | 0 | 0 | 0 | 0 | 0 | 344474.945 | 0 | 0 | 0 | 0 | 0 | 0 | 0 | 0 | 0 | 0 | 88743.1518 | 0 | 0 | 0 | 0 | 0 | 0 | 0 | 0 | 0 | 171217.2265 | 0 | 0 | 0 | 0 | 0 | 0 | 0
2016-07-09 16:00 | 0 | 0 | 0 | 0 | 0 | 17529.6167 | 844516.541 | 550195 | 0 | 0 | 0 | 0 | 210356.5789 | 0 | 0 | 0 | 0 | 0 | 0 | 0 | 623455.8275 | 0 | 0 | 0 | 0 | 0 | 0 | 0 | 0 | 0 | 0 | 32870.2753 | 0 | 0 | 0 | 0 | 0 | 0 | 0 | 0 | 0 | 278980.8824 | 0 | 0 | 0 | 0 | 0 | 0 | 0
2016-07-09 17:00 | 0 | 0 | 0 | 0 | 0 | 0 | 856710.6062 | 569722 | 0 | 0 | 0 | 0 | 299099.7307 | 0 | 0 | 0 | 0 | 0 | 0 | 0 | 821701.2819 | 0 | 0 | 0 | 0 | 0 | 0 | 0 | 0 | 0 | 0 | 88743.1518 | 0 | 0 | 0 | 0 | 0 | 0 | 0 | 0 | 0 | 198245.4544 | 0 | 0 | 0 | 0 | 0 | 0 | 0
2016-07-09 18:00 | 0 | 0 | 0 | 0 | 0 | 0 | 852606.9841 | 583892 | 0 | 0 | 0 | 0 | 382845.3582 | 0 | 0 | 0 | 0 | 0 | 0 | 0 | 1006670.6383 | 0 | 0 | 0 | 0 | 0 | 0 | 0 | 0 | 0 | 0 | 83745.6276 | 0 | 0 | 0 | 0 | 0 | 0 | 0 | 0 | 0 | 184969.3565 | 0 | 0 | 0 | 0 | 0 | 0 | 0
2016-07-09 19:00 | 0 | 0 | 0 | 0 | 0 | 0 | 843249.4288 | 595393 | 0 | 0 | 0 | 0 | 351720.9046 | 0 | 0 | 0 | 0 | 0 | 0 | 0 | 1285651.5208 | 0 | 0 | 0 | 0 | 0 | 0 | 0 | 0 | 0 | 0 | -31124.4536 | 0 | 0 | 0 | 0 | 0 | 0 | 0 | 0 | 0 | 278980.8824 | 0 | 0 | 0 | 0 | 0 | 0 | 0
2016-07-09 20:00 | 0 | 0 | 0 | 0 | 0 | 0 | 838232.9429 | 603013 | 0 | 0 | 0 | 0 | 307959.9651 | 0 | 0 | 0 | 0 | 0 | 0 | 0 | 1564632.4032 | 0 | 0 | 0 | 0 | 0 | 0 | 0 | 0 | 0 | 0 | -43760.9395 | 0 | 0 | 0 | 0 | 0 | 0 | 0 | 0 | 0 | 278980.8824 | 0 | 0 | 0 | 0 | 0 | 0 | 0
2016-07-09 21:00 | 0 | 0 | 0 | 0 | 0 | 0 | 826395.5761 | 605780 | 0 | 0 | 0 | 0 | 249594.6588 | 0 | 0 | 0 | 0 | 0 | 0 | 0 | 1843613.2857 | 0 | 0 | 0 | 0 | 0 | 0 | 0 | 0 | 0 | 0 | -58365.3063 | 0 | 0 | 0 | 0 | 0 | 0 | 0 | 0 | 0 | 278980.8824 | 0 | 0 | 0 | 0 | 0 | 0 | 0
2016-07-09 22:00 | 0 | 0 | 0 | 0 | 0 | 0 | 797912.1512 | 600420 | 0 | 0 | 0 | 0 | 168105.9275 | 0 | 0 | 0 | 0 | 0 | 0 | 0 | 2122594.1681 | 0 | 0 | 0 | 0 | 0 | 0 | 0 | 0 | 0 | 0 | -81488.7313 | 0 | 0 | 0 | 0 | 0 | 0 | 0 | 0 | 0 | 278980.8824 | 0 | 0 | 0 | 0 | 0 | 0 | 0
2016-07-09 23:00 | 0 | 0 | 0 | 0 | 0 | 0 | 716388.8362 | 588550 | 0 | 0 | 0 | 0 | 256849.0793 | 0 | 0 | 0 | 0 | 0 | 0 | 0 | 2161689.8526 | 0 | 0 | 0 | 0 | 0 | 0 | 0 | 0 | 0 | 0 | 88743.1518 | 0 | 0 | 0 | 0 | 0 | 0 | 0 | 0 | 0 | 39095.6844 | 0 | 0 | 0 | 0 | 0 | 0 | 0
2016-07-10 | 0 | 0 | 0 | 0 | 0 | 0 | 580792.2778 | 572382 | 0 | 0 | 0 | 0 | 205359.0546 | 0 | 0 | 0 | 0 | 0 | 0 | 0 | 2221590.155 | 0 | 0 | 0 | 0 | 0 | 0 | 0 | 0 | 0 | 0 | -51490.0246 | 0 | 0 | 0 | 0 | 0 | 0 | 0 | 0 | 0 | 59900.3025 | 0 | 0 | 0 | 0 | 0 | 0 | 0
2016-07-10 01:00 | 0 | 0 | 0 | 0 | 0 | 0 | 311078.0339 | 557030 | 0 | 0 | 0 | 0 | 116615.9029 | 0 | 0 | 0 | 0 | 0 | 0 | 0 | 2064381.3407 | 0 | 0 | 0 | 0 | 0 | 0 | 0 | 0 | 0 | 0 | -88743.1518 | 0 | 0 | 0 | 0 | 0 | 0 | 0 | 0 | 0 | -157208.8143 | 0 | 0 | 0 | 0 | 0 | 0 | 0
2016-07-10 02:00 | 0 | 0 | 0 | 0 | 0 | 634589.9717 | 37699.4753 | 534735 | 0 | 0 | 0 | 0 | 205359.0546 | 0 | 0 | 0 | 0 | 0 | 0 | 0 | 2113192.6359 | 0 | 0 | 0 | 0 | 0 | 0 | 0 | 0 | 0 | 0 | 88743.1518 | 0 | 0 | 0 | 0 | 0 | 0 | 0 | 0 | 0 | 48811.2952 | 0 | 0 | 0 | 0 | 0 | 0 | 0
2016-07-10 03:00 | 0 | 0 | 0 | 0 | 0 | 136912.6493 | 0.31646 | 504637 | 0 | 0 | 0 | 0 | 116615.9029 | 0 | 0 | 0 | 0 | 0 | 0 | 0 | 1834211.7534 | 0 | 0 | 0 | 0 | 0 | 0 | 0 | 0 | 0 | 0 | -88743.1518 | 0 | 0 | 0 | 0 | 0 | 0 | 0 | 0 | 0 | -278980.8824 | 0 | 0 | 0 | 0 | 0 | 0 | 0
2016-07-10 04:00 | 0 | 0 | 0 | 0 | 0 | 626116.2043 | 0 | 472865 | 0 | 0 | 0 | 0 | 205359.0546 | 0 | 0 | 0 | 0 | 0 | 0 | 0 | 1898719.8059 | 0 | 0 | 0 | 0 | 0 | 0 | 0 | 0 | 0 | 0 | 88743.1518 | 0 | 0 | 0 | 0 | 0 | 0 | 0 | 0 | 0 | 64508.0525 | 0 | 0 | 0 | 0 | 0 | 0 | 0
2016-07-10 05:00 | 0 | 0 | 0 | 0 | 0 | 254930.2694 | 0 | 445168 | 0 | 0 | 0 | 0 | 294102.2064 | 0 | 0 | 0 | 0 | 0 | 0 | 0 | 1619738.9235 | 0 | 0 | 0 | 0 | 0 | 0 | 0 | 0 | 0 | 0 | 88743.1518 | 0 | 0 | 0 | 0 | 0 | 0 | 0 | 0 | 0 | -278980.8824 | 0 | 0 | 0 | 0 | 0 | 0 | 0
2016-07-10 06:00 | 0 | 0 | 0 | 0 | 0 | 55317.9658 | 0 | 423042 | 0 | 0 | 0 | 0 | 205359.0546 | 0 | 0 | 0 | 0 | 0 | 0 | 0 | 1340758.041 | 0 | 0 | 0 | 0 | 0 | 0 | 0 | 0 | 0 | 0 | -88743.1518 | 0 | 0 | 0 | 0 | 0 | 0 | 0 | 0 | 0 | -278980.8824 | 0 | 0 | 0 | 0 | 0 | 0 | 0
2016-07-10 07:00 | 0 | 0 | 0 | 0 | 0 | 215151.2694 | 0 | 405389 | 0 | 0 | 0 | 0 | 294102.2064 | 0 | 0 | 0 | 0 | 0 | 0 | 0 | 1061777.1586 | 0 | 0 | 0 | 0 | 0 | 0 | 0 | 0 | 0 | 0 | 88743.1518 | 0 | 0 | 0 | 0 | 0 | 0 | 0 | 0 | 0 | -278980.8824 | 0 | 0 | 0 | 0 | 0 | 0 | 0
2016-07-10 08:00 | 0 | 0 | 0 | 0 | 0 | 202757.2694 | 0 | 392995 | 0 | 0 | 0 | 0 | 382845.3582 | 0 | 0 | 0 | 0 | 0 | 0 | 0 | 782796.2762 | 0 | 0 | 0 | 0 | 0 | 0 | 0 | 0 | 0 | 0 | 88743.1518 | 0 | 0 | 0 | 0 | 0 | 0 | 0 | 0 | 0 | -278980.8824 | 0 | 0 | 0 | 0 | 0 | 0 | 0
2016-07-10 09:00 | 0 | 0 | 0 | 0 | 0 | 18316.9658 | 0 | 386041 | 0 | 0 | 0 | 0 | 294102.2064 | 0 | 0 | 0 | 0 | 0 | 0 | 0 | 503815.3937 | 0 | 0 | 0 | 0 | 0 | 0 | 0 | 0 | 0 | 0 | -88743.1518 | 0 | 0 | 0 | 0 | 0 | 0 | 0 | 0 | 0 | -278980.8824 | 0 | 0 | 0 | 0 | 0 | 0 | 0
2016-07-10 10:00 | 0 | 0 | 0 | 0 | 0 | 14690.9658 | 0 | 382415 | 0 | 0 | 0 | 0 | 205359.0546 | 0 | 0 | 0 | 0 | 0 | 0 | 0 | 224834.5113 | 0 | 0 | 0 | 0 | 0 | 0 | 0 | 0 | 0 | 0 | -88743.1518 | 0 | 0 | 0 | 0 | 0 | 0 | 0 | 0 | 0 | -278980.8824 | 0 | 0 | 0 | 0 | 0 | 0 | 0
2016-07-10 11:00 | 0 | 0 | 0 | 0 | 0 | 343591.3222 | 6.654 | 387490 | 0 | 0 | 0 | 0 | 116615.9029 | 0 | 0 | 0 | 0 | 0 | 0 | 0 | 269685.6392 | 0 | 0 | 0 | 0 | 0 | 0 | 0 | 0 | 0 | 0 | -88743.1518 | 0 | 0 | 0 | 0 | 0 | 0 | 0 | 0 | 0 | 44851.128 | 0 | 0 | 0 | 0 | 0 | 0 | 0
2016-07-10 12:00 | 0 | 0 | 0 | 0 | 0 | 0 | 110144.6097 | 407703 | 0 | 0 | 0 | 0 | 88743.1518 | 0 | 0 | 0 | 0 | 0 | 0 | 0 | 0 | 0 | 0 | 0 | 0 | 0 | 0 | 0 | 0 | 0 | 0 | -27872.7511 | 0 | 0 | 0 | 0 | 0 | 0 | 0 | 0 | 0 | -269685.6392 | 0 | 0 | 0 | 0 | 0 | 0 | 0
2016-07-10 13:00 | 0 | 0 | 0 | 0 | 0 | 0 | 502706.9294 | 435099 | 0 | 0 | 0 | 0 | 0 | 0 | 0 | 0 | 0 | 0 | 0 | 0 | 156351.0812 | 0 | 0 | 0 | 0 | 0 | 0 | 0 | 0 | 0 | 0 | -88743.1518 | 0 | 0 | 0 | 0 | 0 | 0 | 0 | 0 | 0 | 156351.0812 | 0 | 0 | 0 | 0 | 0 | 0 | 0
2016-07-10 14:00 | 0 | 0 | 0 | 0 | 0 | 0 | 713926.1627 | 466139 | 0 | 0 | 0 | 0 | 0 | 0 | 0 | 0 | 0 | 0 | 0 | 0 | 404138.2439 | 0 | 0 | 0 | 0 | 0 | 0 | 0 | 0 | 0 | 0 | 0 | 0 | 0 | 0 | 0 | 0 | 0 | 0 | 0 | 0 | 247787.1627 | 0 | 0 | 0 | 0 | 0 | 0 | 0
2016-07-10 15:00 | 0 | 0 | 0 | 0 | 0 | 0 | 820832.8189 | 496547 | 0 | 0 | 0 | 0 | 88743.1518 | 0 | 0 | 0 | 0 | 0 | 0 | 0 | 639680.911 | 0 | 0 | 0 | 0 | 0 | 0 | 0 | 0 | 0 | 0 | 88743.1518 | 0 | 0 | 0 | 0 | 0 | 0 | 0 | 0 | 0 | 235542.6671 | 0 | 0 | 0 | 0 | 0 | 0 | 0
2016-07-10 16:00 | 0 | 0 | 0 | 0 | 0 | 2200.8311 | 876458.1072 | 524202 | 0 | 0 | 0 | 0 | 177486.3036 | 0 | 0 | 0 | 0 | 0 | 0 | 0 | 905394.6976 | 0 | 0 | 0 | 0 | 0 | 0 | 0 | 0 | 0 | 0 | 88743.1518 | 0 | 0 | 0 | 0 | 0 | 0 | 0 | 0 | 0 | 265713.7866 | 0 | 0 | 0 | 0 | 0 | 0 | 0
2016-07-10 17:00 | 0 | 0 | 0 | 0 | 0 | 0 | 885684.8878 | 547624 | 0 | 0 | 0 | 0 | 266229.4554 | 0 | 0 | 0 | 0 | 0 | 0 | 0 | 1154712.4336 | 0 | 0 | 0 | 0 | 0 | 0 | 0 | 0 | 0 | 0 | 88743.1518 | 0 | 0 | 0 | 0 | 0 | 0 | 0 | 0 | 0 | 249317.736 | 0 | 0 | 0 | 0 | 0 | 0 | 0
2016-07-10 18:00 | 0 | 0 | 0 | 0 | 0 | 0 | 880038.8445 | 566798 | 0 | 0 | 0 | 0 | 354972.6072 | 0 | 0 | 0 | 0 | 0 | 0 | 0 | 1379210.1263 | 0 | 0 | 0 | 0 | 0 | 0 | 0 | 0 | 0 | 0 | 88743.1518 | 0 | 0 | 0 | 0 | 0 | 0 | 0 | 0 | 0 | 224497.6927 | 0 | 0 | 0 | 0 | 0 | 0 | 0
2016-07-10 19:00 | 0 | 0 | 0 | 0 | 0 | 0 | 873151.8899 | 581698 | 0 | 0 | 0 | 0 | 380832.4397 | 0 | 0 | 0 | 0 | 0 | 0 | 0 | 1644804.1837 | 0 | 0 | 0 | 0 | 0 | 0 | 0 | 0 | 0 | 0 | 25859.8325 | 0 | 0 | 0 | 0 | 0 | 0 | 0 | 0 | 0 | 265594.0574 | 0 | 0 | 0 | 0 | 0 | 0 | 0
2016-07-10 20:00 | 0 | 0 | 0 | 0 | 0 | 0 | 873588.801 | 592595 | 0 | 0 | 0 | 0 | 382845.3582 | 0 | 0 | 0 | 0 | 0 | 0 | 0 | 1923785.0661 | 0 | 0 | 0 | 0 | 0 | 0 | 0 | 0 | 0 | 0 | 2012.9185 | 0 | 0 | 0 | 0 | 0 | 0 | 0 | 0 | 0 | 278980.8824 | 0 | 0 | 0 | 0 | 0 | 0 | 0
2016-07-10 21:00 | 0 | 0 | 0 | 0 | 0 | 0 | 868251.0317 | 599783 | 0 | 0 | 0 | 0 | 382845.3582 | 0 | 0 | 0 | 0 | 0 | 0 | 0 | 2192253.0978 | 0 | 0 | 0 | 0 | 0 | 0 | 0 | 0 | 0 | 0 | 0 | 0 | 0 | 0 | 0 | 0 | 0 | 0 | 0 | 0 | 268468.0317 | 0 | 0 | 0 | 0 | 0 | 0 | 0
2016-07-10 22:00 | 0 | 0 | 0 | 0 | 0 | 0 | 844909.7023 | 600387 | 0 | 0 | 0 | 0 | 382845.3582 | 0 | 0 | 0 | 0 | 0 | 0 | 0 | 2436775.8001 | 0 | 0 | 0 | 0 | 0 | 0 | 0 | 0 | 0 | 0 | 0 | 0 | 0 | 0 | 0 | 0 | 0 | 0 | 0 | 0 | 244522.7023 | 0 | 0 | 0 | 0 | 0 | 0 | 0
2016-07-10 23:00 | 0 | 0 | 0 | 0 | 0 | 0 | 762059.5516 | 591233 | 0 | 0 | 0 | 0 | 294102.2064 | 0 | 0 | 0 | 0 | 0 | 0 | 0 | 2696345.5035 | 0 | 0 | 0 | 0 | 0 | 0 | 0 | 0 | 0 | 0 | -88743.1518 | 0 | 0 | 0 | 0 | 0 | 0 | 0 | 0 | 0 | 259569.7034 | 0 | 0 | 0 | 0 | 0 | 0 | 0
2016-07-11 | 0 | 0 | 0 | 0 | 0 | 0 | 626815.5221 | 576878 | 0 | 0 | 0 | 0 | 205359.0546 | 0 | 0 | 0 | 0 | 0 | 0 | 0 | 2835026.1773 | 0 | 0 | 0 | 0 | 0 | 0 | 0 | 0 | 0 | 0 | -88743.1518 | 0 | 0 | 0 | 0 | 0 | 0 | 0 | 0 | 0 | 138680.6739 | 0 | 0 | 0 | 0 | 0 | 0 | 0
2016-07-11 01:00 | 0 | 0 | 0 | 0 | 0 | 0 | 341427.9927 | 564175 | 0 | 0 | 0 | 0 | 177486.3036 | 0 | 0 | 0 | 0 | 0 | 0 | 0 | 2640151.9211 | 0 | 0 | 0 | 0 | 0 | 0 | 0 | 0 | 0 | 0 | -27872.7511 | 0 | 0 | 0 | 0 | 0 | 0 | 0 | 0 | 0 | -194874.2562 | 0 | 0 | 0 | 0 | 0 | 0 | 0
2016-07-11 02:00 | 0 | 0 | 0 | 0 | 0 | 121646.2819 | 52294.6839 | 541665 | 0 | 0 | 0 | 0 | 88743.1518 | 0 | 0 | 0 | 0 | 0 | 0 | 0 | 2361171.0387 | 0 | 0 | 0 | 0 | 0 | 0 | 0 | 0 | 0 | 0 | -88743.1518 | 0 | 0 | 0 | 0 | 0 | 0 | 0 | 0 | 0 | -278980.8824 | 0 | 0 | 0 | 0 | 0 | 0 | 0
2016-07-11 03:00 | 0 | 0 | 0 | 0 | 0 | 142036.775 | 0.19071 | 509761 | 0 | 0 | 0 | 0 | 0 | 0 | 0 | 0 | 0 | 0 | 0 | 0 | 2082190.1562 | 0 | 0 | 0 | 0 | 0 | 0 | 0 | 0 | 0 | 0 | -88743.1518 | 0 | 0 | 0 | 0 | 0 | 0 | 0 | 0 | 0 | -278980.8824 | 0 | 0 | 0 | 0 | 0 | 0 | 0
2016-07-11 04:00 | 0 | 0 | 0 | 0 | 0 | 287290.2694 | 0 | 477528 | 0 | 0 | 0 | 0 | 88743.1518 | 0 | 0 | 0 | 0 | 0 | 0 | 0 | 1803209.2738 | 0 | 0 | 0 | 0 | 0 | 0 | 0 | 0 | 0 | 0 | 88743.1518 | 0 | 0 | 0 | 0 | 0 | 0 | 0 | 0 | 0 | -278980.8824 | 0 | 0 | 0 | 0 | 0 | 0 | 0
2016-07-11 05:00 | 0 | 0 | 0 | 0 | 0 | 736067.1235 | 0 | 450542 | 0 | 0 | 0 | 0 | 95287.3928 | 0 | 0 | 0 | 0 | 0 | 0 | 0 | 2082190.1562 | 0 | 0 | 0 | 0 | 0 | 0 | 0 | 0 | 0 | 0 | 6544.241 | 0 | 0 | 0 | 0 | 0 | 0 | 0 | 0 | 0 | 278980.8824 | 0 | 0 | 0 | 0 | 0 | 0 | 0
2016-07-11 06:00 | 0 | 0 | 0 | 0 | 0 | 60921.9658 | 0 | 428646 | 0 | 0 | 0 | 0 | 6544.241 | 0 | 0 | 0 | 0 | 0 | 0 | 0 | 1803209.2738 | 0 | 0 | 0 | 0 | 0 | 0 | 0 | 0 | 0 | 0 | -88743.1518 | 0 | 0 | 0 | 0 | 0 | 0 | 0 | 0 | 0 | -278980.8824 | 0 | 0 | 0 | 0 | 0 | 0 | 0
2016-07-11 07:00 | 0 | 0 | 0 | 0 | 0 | 222612.2694 | 0 | 412850 | 0 | 0 | 0 | 0 | 95287.3928 | 0 | 0 | 0 | 0 | 0 | 0 | 0 | 1524228.3913 | 0 | 0 | 0 | 0 | 0 | 0 | 0 | 0 | 0 | 0 | 88743.1518 | 0 | 0 | 0 | 0 | 0 | 0 | 0 | 0 | 0 | -278980.8824 | 0 | 0 | 0 | 0 | 0 | 0 | 0
2016-07-11 08:00 | 0 | 0 | 0 | 0 | 0 | 209319.0283 | 0 | 406101 | 0 | 0 | 0 | 0 | 177486.3036 | 0 | 0 | 0 | 0 | 0 | 0 | 0 | 1245247.5089 | 0 | 0 | 0 | 0 | 0 | 0 | 0 | 0 | 0 | 0 | 82198.9108 | 0 | 0 | 0 | 0 | 0 | 0 | 0 | 0 | 0 | -278980.8824 | 0 | 0 | 0 | 0 | 0 | 0 | 0
2016-07-11 09:00 | 0 | 0 | 0 | 0 | 0 | 43251.9658 | 0 | 410976 | 0 | 0 | 0 | 0 | 88743.1518 | 0 | 0 | 0 | 0 | 0 | 0 | 0 | 966266.6264 | 0 | 0 | 0 | 0 | 0 | 0 | 0 | 0 | 0 | 0 | -88743.1518 | 0 | 0 | 0 | 0 | 0 | 0 | 0 | 0 | 0 | -278980.8824 | 0 | 0 | 0 | 0 | 0 | 0 | 0
2016-07-11 10:00 | 0 | 0 | 0 | 0 | 0 | 57017.9658 | 0 | 424742 | 0 | 0 | 0 | 0 | 0 | 0 | 0 | 0 | 0 | 0 | 0 | 0 | 687285.744 | 0 | 0 | 0 | 0 | 0 | 0 | 0 | 0 | 0 | 0 | -88743.1518 | 0 | 0 | 0 | 0 | 0 | 0 | 0 | 0 | 0 | -278980.8824 | 0 | 0 | 0 | 0 | 0 | 0 | 0
2016-07-11 11:00 | 0 | 0 | 0 | 0 | 0 | 164152.1552 | 5.9624 | 443139 | 0 | 0 | 0 | 0 | 0 | 0 | 0 | 0 | 0 | 0 | 0 | 0 | 408304.8616 | 0 | 0 | 0 | 0 | 0 | 0 | 0 | 0 | 0 | 0 | 0 | 0 | 0 | 0 | 0 | 0 | 0 | 0 | 0 | 0 | -278980.8824 | 0 | 0 | 0 | 0 | 0 | 0 | 0
2016-07-11 12:00 | 0 | 0 | 0 | 0 | 0 | 583448.8 | 130084.2594 | 469783 | 0 | 0 | 0 | 0 | 88743.1518 | 0 | 0 | 0 | 0 | 0 | 0 | 0 | 563311.7692 | 0 | 0 | 0 | 0 | 0 | 0 | 0 | 0 | 0 | 0 | 88743.1518 | 0 | 0 | 0 | 0 | 0 | 0 | 0 | 0 | 0 | 155006.9076 | 0 | 0 | 0 | 0 | 0 | 0 | 0
2016-07-11 13:00 | 0 | 0 | 0 | 0 | 0 | 0 | 514471.9719 | 501025 | 0 | 0 | 0 | 0 | 0 | 0 | 0 | 0 | 0 | 0 | 0 | 0 | 665501.8929 | 0 | 0 | 0 | 0 | 0 | 0 | 0 | 0 | 0 | 0 | -88743.1518 | 0 | 0 | 0 | 0 | 0 | 0 | 0 | 0 | 0 | 102190.1237 | 0 | 0 | 0 | 0 | 0 | 0 | 0
2016-07-11 14:00 | 0 | 0 | 0 | 0 | 0 | 0 | 728317.3827 | 535818 | 0 | 0 | 0 | 0 | 0 | 0 | 0 | 0 | 0 | 0 | 0 | 0 | 858001.2756 | 0 | 0 | 0 | 0 | 0 | 0 | 0 | 0 | 0 | 0 | 0 | 0 | 0 | 0 | 0 | 0 | 0 | 0 | 0 | 0 | 192499.3827 | 0 | 0 | 0 | 0 | 0 | 0 | 0
2016-07-11 15:00 | 0 | 0 | 0 | 0 | 0 | 95738.1301 | 840409.9042 | 568424 | 0 | 0 | 0 | 0 | 88743.1518 | 0 | 0 | 0 | 0 | 0 | 0 | 0 | 1136982.158 | 0 | 0 | 0 | 0 | 0 | 0 | 0 | 0 | 0 | 0 | 88743.1518 | 0 | 0 | 0 | 0 | 0 | 0 | 0 | 0 | 0 | 278980.8824 | 0 | 0 | 0 | 0 | 0 | 0 | 0
2016-07-11 16:00 | 0 | 0 | 0 | 0 | 0 | 74531.7057 | 890015.3286 | 596823 | 0 | 0 | 0 | 0 | 177486.3036 | 0 | 0 | 0 | 0 | 0 | 0 | 0 | 1415963.0405 | 0 | 0 | 0 | 0 | 0 | 0 | 0 | 0 | 0 | 0 | 88743.1518 | 0 | 0 | 0 | 0 | 0 | 0 | 0 | 0 | 0 | 278980.8824 | 0 | 0 | 0 | 0 | 0 | 0 | 0
2016-07-11 17:00 | 0 | 0 | 0 | 0 | 0 | 85828.0295 | 902944.0047 | 621048 | 0 | 0 | 0 | 0 | 266229.4554 | 0 | 0 | 0 | 0 | 0 | 0 | 0 | 1694943.9229 | 0 | 0 | 0 | 0 | 0 | 0 | 0 | 0 | 0 | 0 | 88743.1518 | 0 | 0 | 0 | 0 | 0 | 0 | 0 | 0 | 0 | 278980.8824 | 0 | 0 | 0 | 0 | 0 | 0 | 0
2016-07-11 18:00 | 0 | 0 | 0 | 0 | 0 | 0 | 897404.1015 | 640543 | 0 | 0 | 0 | 0 | 244109.6745 | 0 | 0 | 0 | 0 | 0 | 0 | 0 | 1973924.8054 | 0 | 0 | 0 | 0 | 0 | 0 | 0 | 0 | 0 | 0 | -22119.7809 | 0 | 0 | 0 | 0 | 0 | 0 | 0 | 0 | 0 | 278980.8824 | 0 | 0 | 0 | 0 | 0 | 0 | 0
2016-07-11 19:00 | 0 | 0 | 0 | 0 | 0 | 132654.0866 | 889505.9476 | 654436 | 0 | 0 | 0 | 0 | 332852.8263 | 0 | 0 | 0 | 0 | 0 | 0 | 0 | 2252905.6878 | 0 | 0 | 0 | 0 | 0 | 0 | 0 | 0 | 0 | 0 | 88743.1518 | 0 | 0 | 0 | 0 | 0 | 0 | 0 | 0 | 0 | 278980.8824 | 0 | 0 | 0 | 0 | 0 | 0 | 0
2016-07-11 20:00 | 0 | 0 | 0 | 0 | 0 | 104871.6214 | 887716.7929 | 663615 | 0 | 0 | 0 | 0 | 382845.3582 | 0 | 0 | 0 | 0 | 0 | 0 | 0 | 2531886.5702 | 0 | 0 | 0 | 0 | 0 | 0 | 0 | 0 | 0 | 0 | 49992.5319 | 0 | 0 | 0 | 0 | 0 | 0 | 0 | 0 | 0 | 278980.8824 | 0 | 0 | 0 | 0 | 0 | 0 | 0
2016-07-11 21:00 | 0 | 0 | 0 | 0 | 0 | 64224.6823 | 881538.2002 | 666782 | 0 | 0 | 0 | 0 | 382845.3582 | 0 | 0 | 0 | 0 | 0 | 0 | 0 | 2810867.4527 | 0 | 0 | 0 | 0 | 0 | 0 | 0 | 0 | 0 | 0 | 0 | 0 | 0 | 0 | 0 | 0 | 0 | 0 | 0 | 0 | 278980.8824 | 0 | 0 | 0 | 0 | 0 | 0 | 0
2016-07-11 22:00 | 0 | 0 | 0 | 0 | 0 | 0 | 856349.4711 | 661340 | 0 | 0 | 0 | 0 | 382845.3582 | 0 | 0 | 0 | 0 | 0 | 0 | 0 | 3005876.9238 | 0 | 0 | 0 | 0 | 0 | 0 | 0 | 0 | 0 | 0 | 0 | 0 | 0 | 0 | 0 | 0 | 0 | 0 | 0 | 0 | 195009.4711 | 0 | 0 | 0 | 0 | 0 | 0 | 0
2016-07-11 23:00 | 0 | 0 | 0 | 0 | 0 | 0 | 779589.1383 | 647838 | 0 | 0 | 0 | 0 | 372476.4171 | 0 | 0 | 0 | 0 | 0 | 0 | 0 | 3147997.0033 | 0 | 0 | 0 | 0 | 0 | 0 | 0 | 0 | 0 | 0 | -10368.9412 | 0 | 0 | 0 | 0 | 0 | 0 | 0 | 0 | 0 | 142120.0795 | 0 | 0 | 0 | 0 | 0 | 0 | 0
2016-07-12 | 0 | 0 | 0 | 0 | 0 | 0 | 615613.5578 | 629895 | 0 | 0 | 0 | 0 | 283733.2653 | 0 | 0 | 0 | 0 | 0 | 0 | 0 | 3222458.7129 | 0 | 0 | 0 | 0 | 0 | 0 | 0 | 0 | 0 | 0 | -88743.1518 | 0 | 0 | 0 | 0 | 0 | 0 | 0 | 0 | 0 | 74461.7096 | 0 | 0 | 0 | 0 | 0 | 0 | 0
2016-07-12 01:00 | 0 | 0 | 0 | 0 | 0 | 0 | 343155.0587 | 611767 | 0 | 0 | 0 | 0 | 294102.2064 | 0 | 0 | 0 | 0 | 0 | 0 | 0 | 2943477.8304 | 0 | 0 | 0 | 0 | 0 | 0 | 0 | 0 | 0 | 0 | 10368.9412 | 0 | 0 | 0 | 0 | 0 | 0 | 0 | 0 | 0 | -278980.8824 | 0 | 0 | 0 | 0 | 0 | 0 | 0
2016-07-12 02:00 | 0 | 0 | 0 | 0 | 0 | 736099.5207 | 37585.2099 | 583447 | 0 | 0 | 0 | 0 | 205359.0546 | 0 | 0 | 0 | 0 | 0 | 0 | 0 | 3222458.7129 | 0 | 0 | 0 | 0 | 0 | 0 | 0 | 0 | 0 | 0 | -88743.1518 | 0 | 0 | 0 | 0 | 0 | 0 | 0 | 0 | 0 | 278980.8824 | 0 | 0 | 0 | 0 | 0 | 0 | 0
2016-07-12 03:00 | 0 | 0 | 0 | 0 | 0 | 354654.2551 | 0.014251 | 544892 | 0 | 0 | 0 | 0 | 294102.2064 | 0 | 0 | 0 | 0 | 0 | 0 | 0 | 2943477.8304 | 0 | 0 | 0 | 0 | 0 | 0 | 0 | 0 | 0 | 0 | 88743.1518 | 0 | 0 | 0 | 0 | 0 | 0 | 0 | 0 | 0 | -278980.8824 | 0 | 0 | 0 | 0 | 0 | 0 | 0
2016-07-12 04:00 | 0 | 0 | 0 | 0 | 0 | 141297.9658 | 0 | 509022 | 0 | 0 | 0 | 0 | 205359.0546 | 0 | 0 | 0 | 0 | 0 | 0 | 0 | 2664496.948 | 0 | 0 | 0 | 0 | 0 | 0 | 0 | 0 | 0 | 0 | -88743.1518 | 0 | 0 | 0 | 0 | 0 | 0 | 0 | 0 | 0 | -278980.8824 | 0 | 0 | 0 | 0 | 0 | 0 | 0
2016-07-12 05:00 | 0 | 0 | 0 | 0 | 0 | 287076.2694 | 0 | 477314 | 0 | 0 | 0 | 0 | 294102.2064 | 0 | 0 | 0 | 0 | 0 | 0 | 0 | 2385516.0656 | 0 | 0 | 0 | 0 | 0 | 0 | 0 | 0 | 0 | 0 | 88743.1518 | 0 | 0 | 0 | 0 | 0 | 0 | 0 | 0 | 0 | -278980.8824 | 0 | 0 | 0 | 0 | 0 | 0 | 0
2016-07-12 06:00 | 0 | 0 | 0 | 0 | 0 | 260260.2694 | 0 | 450498 | 0 | 0 | 0 | 0 | 382845.3582 | 0 | 0 | 0 | 0 | 0 | 0 | 0 | 2106535.1831 | 0 | 0 | 0 | 0 | 0 | 0 | 0 | 0 | 0 | 0 | 88743.1518 | 0 | 0 | 0 | 0 | 0 | 0 | 0 | 0 | 0 | -278980.8824 | 0 | 0 | 0 | 0 | 0 | 0 | 0
2016-07-12 07:00 | 0 | 0 | 0 | 0 | 0 | 63979.9658 | 0 | 431704 | 0 | 0 | 0 | 0 | 294102.2064 | 0 | 0 | 0 | 0 | 0 | 0 | 0 | 1827554.3007 | 0 | 0 | 0 | 0 | 0 | 0 | 0 | 0 | 0 | 0 | -88743.1518 | 0 | 0 | 0 | 0 | 0 | 0 | 0 | 0 | 0 | -278980.8824 | 0 | 0 | 0 | 0 | 0 | 0 | 0
2016-07-12 08:00 | 0 | 0 | 0 | 0 | 0 | 231761.2694 | 0 | 421999 | 0 | 0 | 0 | 0 | 382845.3582 | 0 | 0 | 0 | 0 | 0 | 0 | 0 | 1548573.4182 | 0 | 0 | 0 | 0 | 0 | 0 | 0 | 0 | 0 | 0 | 88743.1518 | 0 | 0 | 0 | 0 | 0 | 0 | 0 | 0 | 0 | -278980.8824 | 0 | 0 | 0 | 0 | 0 | 0 | 0
2016-07-12 09:00 | 0 | 0 | 0 | 0 | 0 | 656775.5444 | 0 | 422987 | 0 | 0 | 0 | 0 | 382845.3582 | 0 | 0 | 0 | 0 | 0 | 0 | 0 | 1782361.9626 | 0 | 0 | 0 | 0 | 0 | 0 | 0 | 0 | 0 | 0 | 0 | 0 | 0 | 0 | 0 | 0 | 0 | 0 | 0 | 0 | 233788.5444 | 0 | 0 | 0 | 0 | 0 | 0 | 0
2016-07-12 10:00 | 0 | 0 | 0 | 0 | 0 | 68304.9658 | 0 | 436029 | 0 | 0 | 0 | 0 | 294102.2064 | 0 | 0 | 0 | 0 | 0 | 0 | 0 | 1503381.0802 | 0 | 0 | 0 | 0 | 0 | 0 | 0 | 0 | 0 | 0 | -88743.1518 | 0 | 0 | 0 | 0 | 0 | 0 | 0 | 0 | 0 | -278980.8824 | 0 | 0 | 0 | 0 | 0 | 0 | 0
2016-07-12 11:00 | 0 | 0 | 0 | 0 | 0 | 88769.0722 | 4.8936 | 456498 | 0 | 0 | 0 | 0 | 205359.0546 | 0 | 0 | 0 | 0 | 0 | 0 | 0 | 1224400.1977 | 0 | 0 | 0 | 0 | 0 | 0 | 0 | 0 | 0 | 0 | -88743.1518 | 0 | 0 | 0 | 0 | 0 | 0 | 0 | 0 | 0 | -278980.8824 | 0 | 0 | 0 | 0 | 0 | 0 | 0
2016-07-12 12:00 | 0 | 0 | 0 | 0 | 0 | 0 | 132091.7679 | 482934 | 0 | 0 | 0 | 0 | 116615.9029 | 0 | 0 | 0 | 0 | 0 | 0 | 0 | 962301.1175 | 0 | 0 | 0 | 0 | 0 | 0 | 0 | 0 | 0 | 0 | -88743.1518 | 0 | 0 | 0 | 0 | 0 | 0 | 0 | 0 | 0 | -262099.0803 | 0 | 0 | 0 | 0 | 0 | 0 | 0
2016-07-12 13:00 | 0 | 0 | 0 | 0 | 0 | 0 | 517726.3949 | 512658 | 0 | 0 | 0 | 0 | 205359.0546 | 0 | 0 | 0 | 0 | 0 | 0 | 0 | 878626.3606 | 0 | 0 | 0 | 0 | 0 | 0 | 0 | 0 | 0 | 0 | 88743.1518 | 0 | 0 | 0 | 0 | 0 | 0 | 0 | 0 | 0 | -83674.7569 | 0 | 0 | 0 | 0 | 0 | 0 | 0
2016-07-12 14:00 | 0 | 0 | 0 | 0 | 0 | 0 | 719249.5657 | 546489 | 0 | 0 | 0 | 0 | 116615.9029 | 0 | 0 | 0 | 0 | 0 | 0 | 0 | 1140130.078 | 0 | 0 | 0 | 0 | 0 | 0 | 0 | 0 | 0 | 0 | -88743.1518 | 0 | 0 | 0 | 0 | 0 | 0 | 0 | 0 | 0 | 261503.7175 | 0 | 0 | 0 | 0 | 0 | 0 | 0
2016-07-12 15:00 | 0 | 0 | 0 | 0 | 0 | 0 | 837197.1258 | 578718 | 0 | 0 | 0 | 0 | 205359.0546 | 0 | 0 | 0 | 0 | 0 | 0 | 0 | 1309866.052 | 0 | 0 | 0 | 0 | 0 | 0 | 0 | 0 | 0 | 0 | 88743.1518 | 0 | 0 | 0 | 0 | 0 | 0 | 0 | 0 | 0 | 169735.974 | 0 | 0 | 0 | 0 | 0 | 0 | 0
2016-07-12 16:00 | 0 | 0 | 0 | 0 | 0 | 0 | 884673.5396 | 607314 | 0 | 0 | 0 | 0 | 294102.2064 | 0 | 0 | 0 | 0 | 0 | 0 | 0 | 1498482.4398 | 0 | 0 | 0 | 0 | 0 | 0 | 0 | 0 | 0 | 0 | 88743.1518 | 0 | 0 | 0 | 0 | 0 | 0 | 0 | 0 | 0 | 188616.3878 | 0 | 0 | 0 | 0 | 0 | 0 | 0
2016-07-12 17:00 | 0 | 0 | 0 | 0 | 0 | 0 | 893151.7892 | 630683 | 0 | 0 | 0 | 0 | 382845.3582 | 0 | 0 | 0 | 0 | 0 | 0 | 0 | 1672208.0773 | 0 | 0 | 0 | 0 | 0 | 0 | 0 | 0 | 0 | 0 | 88743.1518 | 0 | 0 | 0 | 0 | 0 | 0 | 0 | 0 | 0 | 173725.6374 | 0 | 0 | 0 | 0 | 0 | 0 | 0
2016-07-12 18:00 | 0 | 0 | 0 | 0 | 0 | 0 | 888661.7458 | 648626 | 0 | 0 | 0 | 0 | 382845.3582 | 0 | 0 | 0 | 0 | 0 | 0 | 0 | 1912243.823 | 0 | 0 | 0 | 0 | 0 | 0 | 0 | 0 | 0 | 0 | 0 | 0 | 0 | 0 | 0 | 0 | 0 | 0 | 0 | 0 | 240035.7458 | 0 | 0 | 0 | 0 | 0 | 0 | 0
2016-07-12 19:00 | 0 | 0 | 0 | 0 | 0 | 0 | 881062.7797 | 661644 | 0 | 0 | 0 | 0 | 382845.3582 | 0 | 0 | 0 | 0 | 0 | 0 | 0 | 2131662.6028 | 0 | 0 | 0 | 0 | 0 | 0 | 0 | 0 | 0 | 0 | 0 | 0 | 0 | 0 | 0 | 0 | 0 | 0 | 0 | 0 | 219418.7797 | 0 | 0 | 0 | 0 | 0 | 0 | 0
2016-07-12 20:00 | 0 | 0 | 0 | 0 | 0 | 0 | 880939.5037 | 670411 | 0 | 0 | 0 | 0 | 382845.3582 | 0 | 0 | 0 | 0 | 0 | 0 | 0 | 2342191.1064 | 0 | 0 | 0 | 0 | 0 | 0 | 0 | 0 | 0 | 0 | 0 | 0 | 0 | 0 | 0 | 0 | 0 | 0 | 0 | 0 | 210528.5037 | 0 | 0 | 0 | 0 | 0 | 0 | 0
2016-07-12 21:00 | 0 | 0 | 0 | 0 | 0 | 0 | 876498.8371 | 673446 | 0 | 0 | 0 | 0 | 306917.3129 | 0 | 0 | 0 | 0 | 0 | 0 | 0 | 2621171.9889 | 0 | 0 | 0 | 0 | 0 | 0 | 0 | 0 | 0 | 0 | -75928.0454 | 0 | 0 | 0 | 0 | 0 | 0 | 0 | 0 | 0 | 278980.8824 | 0 | 0 | 0 | 0 | 0 | 0 | 0
2016-07-12 22:00 | 0 | 0 | 0 | 0 | 0 | 84427.121 | 851246.6551 | 669508 | 0 | 0 | 0 | 0 | 294102.2064 | 0 | 0 | 0 | 0 | 0 | 0 | 0 | 2900152.8713 | 0 | 0 | 0 | 0 | 0 | 0 | 0 | 0 | 0 | 0 | -12815.1064 | 0 | 0 | 0 | 0 | 0 | 0 | 0 | 0 | 0 | 278980.8824 | 0 | 0 | 0 | 0 | 0 | 0 | 0
2016-07-12 23:00 | 0 | 0 | 0 | 0 | 0 | 0 | 777542.5473 | 656296 | 0 | 0 | 0 | 0 | 382845.3582 | 0 | 0 | 0 | 0 | 0 | 0 | 0 | 2932656.2668 | 0 | 0 | 0 | 0 | 0 | 0 | 0 | 0 | 0 | 0 | 88743.1518 | 0 | 0 | 0 | 0 | 0 | 0 | 0 | 0 | 0 | 32503.3955 | 0 | 0 | 0 | 0 | 0 | 0 | 0
2016-07-13 | 0 | 0 | 0 | 0 | 0 | 0 | 592327.2533 | 638843 | 0 | 0 | 0 | 0 | 325923.5551 | 0 | 0 | 0 | 0 | 0 | 0 | 0 | 2943062.3233 | 0 | 0 | 0 | 0 | 0 | 0 | 0 | 0 | 0 | 0 | -56921.8032 | 0 | 0 | 0 | 0 | 0 | 0 | 0 | 0 | 0 | 10406.0565 | 0 | 0 | 0 | 0 | 0 | 0 | 0
2016-07-13 01:00 | 0 | 0 | 0 | 0 | 0 | 0 | 309857.7689 | 620660 | 0 | 0 | 0 | 0 | 294102.2064 | 0 | 0 | 0 | 0 | 0 | 0 | 0 | 2664081.4408 | 0 | 0 | 0 | 0 | 0 | 0 | 0 | 0 | 0 | 0 | -31821.3486 | 0 | 0 | 0 | 0 | 0 | 0 | 0 | 0 | 0 | -278980.8824 | 0 | 0 | 0 | 0 | 0 | 0 | 0
2016-07-13 02:00 | 0 | 0 | 0 | 0 | 0 | 670972.4992 | 36253.972 | 592697 | 0 | 0 | 0 | 0 | 205359.0546 | 0 | 0 | 0 | 0 | 0 | 0 | 0 | 2867354.0638 | 0 | 0 | 0 | 0 | 0 | 0 | 0 | 0 | 0 | 0 | -88743.1518 | 0 | 0 | 0 | 0 | 0 | 0 | 0 | 0 | 0 | 203272.623 | 0 | 0 | 0 | 0 | 0 | 0 | 0
2016-07-13 03:00 | 0 | 0 | 0 | 0 | 0 | 186972.9658 | 0 | 554697 | 0 | 0 | 0 | 0 | 116615.9029 | 0 | 0 | 0 | 0 | 0 | 0 | 0 | 2588373.1814 | 0 | 0 | 0 | 0 | 0 | 0 | 0 | 0 | 0 | 0 | -88743.1518 | 0 | 0 | 0 | 0 | 0 | 0 | 0 | 0 | 0 | -278980.8824 | 0 | 0 | 0 | 0 | 0 | 0 | 0
2016-07-13 04:00 | 0 | 0 | 0 | 0 | 0 | 740114.7587 | 0 | 517724 | 0 | 0 | 0 | 0 | 205359.0546 | 0 | 0 | 0 | 0 | 0 | 0 | 0 | 2722020.7883 | 0 | 0 | 0 | 0 | 0 | 0 | 0 | 0 | 0 | 0 | 88743.1518 | 0 | 0 | 0 | 0 | 0 | 0 | 0 | 0 | 0 | 133647.6069 | 0 | 0 | 0 | 0 | 0 | 0 | 0
2016-07-13 05:00 | 0 | 0 | 0 | 0 | 0 | 295141.2694 | 0 | 485379 | 0 | 0 | 0 | 0 | 294102.2064 | 0 | 0 | 0 | 0 | 0 | 0 | 0 | 2443039.9059 | 0 | 0 | 0 | 0 | 0 | 0 | 0 | 0 | 0 | 0 | 88743.1518 | 0 | 0 | 0 | 0 | 0 | 0 | 0 | 0 | 0 | -278980.8824 | 0 | 0 | 0 | 0 | 0 | 0 | 0
2016-07-13 06:00 | 0 | 0 | 0 | 0 | 0 | 269679.2694 | 0 | 459917 | 0 | 0 | 0 | 0 | 382845.3582 | 0 | 0 | 0 | 0 | 0 | 0 | 0 | 2164059.0234 | 0 | 0 | 0 | 0 | 0 | 0 | 0 | 0 | 0 | 0 | 88743.1518 | 0 | 0 | 0 | 0 | 0 | 0 | 0 | 0 | 0 | -278980.8824 | 0 | 0 | 0 | 0 | 0 | 0 | 0
2016-07-13 07:00 | 0 | 0 | 0 | 0 | 0 | 74209.9658 | 0 | 441934 | 0 | 0 | 0 | 0 | 294102.2064 | 0 | 0 | 0 | 0 | 0 | 0 | 0 | 1885078.141 | 0 | 0 | 0 | 0 | 0 | 0 | 0 | 0 | 0 | 0 | -88743.1518 | 0 | 0 | 0 | 0 | 0 | 0 | 0 | 0 | 0 | -278980.8824 | 0 | 0 | 0 | 0 | 0 | 0 | 0
2016-07-13 08:00 | 0 | 0 | 0 | 0 | 0 | 242438.2694 | 0 | 432676 | 0 | 0 | 0 | 0 | 382845.3582 | 0 | 0 | 0 | 0 | 0 | 0 | 0 | 1606097.2585 | 0 | 0 | 0 | 0 | 0 | 0 | 0 | 0 | 0 | 0 | 88743.1518 | 0 | 0 | 0 | 0 | 0 | 0 | 0 | 0 | 0 | -278980.8824 | 0 | 0 | 0 | 0 | 0 | 0 | 0
2016-07-13 09:00 | 0 | 0 | 0 | 0 | 0 | 68108.9658 | 0 | 435833 | 0 | 0 | 0 | 0 | 294102.2064 | 0 | 0 | 0 | 0 | 0 | 0 | 0 | 1327116.3761 | 0 | 0 | 0 | 0 | 0 | 0 | 0 | 0 | 0 | 0 | -88743.1518 | 0 | 0 | 0 | 0 | 0 | 0 | 0 | 0 | 0 | -278980.8824 | 0 | 0 | 0 | 0 | 0 | 0 | 0
2016-07-13 10:00 | 0 | 0 | 0 | 0 | 0 | 81226.9658 | 0 | 448951 | 0 | 0 | 0 | 0 | 205359.0546 | 0 | 0 | 0 | 0 | 0 | 0 | 0 | 1048135.4936 | 0 | 0 | 0 | 0 | 0 | 0 | 0 | 0 | 0 | 0 | -88743.1518 | 0 | 0 | 0 | 0 | 0 | 0 | 0 | 0 | 0 | -278980.8824 | 0 | 0 | 0 | 0 | 0 | 0 | 0
2016-07-13 11:00 | 0 | 0 | 0 | 0 | 0 | 279307.6482 | 4.6211 | 469550 | 0 | 0 | 0 | 0 | 294102.2064 | 0 | 0 | 0 | 0 | 0 | 0 | 0 | 769154.6112 | 0 | 0 | 0 | 0 | 0 | 0 | 0 | 0 | 0 | 0 | 88743.1518 | 0 | 0 | 0 | 0 | 0 | 0 | 0 | 0 | 0 | -278980.8824 | 0 | 0 | 0 | 0 | 0 | 0 | 0
2016-07-13 12:00 | 0 | 0 | 0 | 0 | 0 | 377246.8355 | 131856.2006 | 496070 | 0 | 0 | 0 | 0 | 382845.3582 | 0 | 0 | 0 | 0 | 0 | 0 | 0 | 693444.4956 | 0 | 0 | 0 | 0 | 0 | 0 | 0 | 0 | 0 | 0 | 88743.1518 | 0 | 0 | 0 | 0 | 0 | 0 | 0 | 0 | 0 | -75710.1156 | 0 | 0 | 0 | 0 | 0 | 0 | 0
2016-07-13 13:00 | 0 | 0 | 0 | 0 | 0 | 204884.8148 | 510795.9159 | 525443 | 0 | 0 | 0 | 0 | 294102.2064 | 0 | 0 | 0 | 0 | 0 | 0 | 0 | 972425.378 | 0 | 0 | 0 | 0 | 0 | 0 | 0 | 0 | 0 | 0 | -88743.1518 | 0 | 0 | 0 | 0 | 0 | 0 | 0 | 0 | 0 | 278980.8824 | 0 | 0 | 0 | 0 | 0 | 0 | 0
2016-07-13 14:00 | 0 | 0 | 0 | 0 | 0 | 0 | 730996.6088 | 559810 | 0 | 0 | 0 | 0 | 283033.4631 | 0 | 0 | 0 | 0 | 0 | 0 | 0 | 1154680.7302 | 0 | 0 | 0 | 0 | 0 | 0 | 0 | 0 | 0 | 0 | -11068.7433 | 0 | 0 | 0 | 0 | 0 | 0 | 0 | 0 | 0 | 182255.3521 | 0 | 0 | 0 | 0 | 0 | 0 | 0
2016-07-13 15:00 | 0 | 0 | 0 | 0 | 0 | 0 | 833537.3663 | 594899 | 0 | 0 | 0 | 0 | 242690.947 | 0 | 0 | 0 | 0 | 0 | 0 | 0 | 1433661.6126 | 0 | 0 | 0 | 0 | 0 | 0 | 0 | 0 | 0 | 0 | -40342.5162 | 0 | 0 | 0 | 0 | 0 | 0 | 0 | 0 | 0 | 278980.8824 | 0 | 0 | 0 | 0 | 0 | 0 | 0
2016-07-13 16:00 | 0 | 0 | 0 | 0 | 0 | 0 | 884226.3238 | 625088 | 0 | 0 | 0 | 0 | 331434.0988 | 0 | 0 | 0 | 0 | 0 | 0 | 0 | 1604056.7846 | 0 | 0 | 0 | 0 | 0 | 0 | 0 | 0 | 0 | 0 | 88743.1518 | 0 | 0 | 0 | 0 | 0 | 0 | 0 | 0 | 0 | 170395.172 | 0 | 0 | 0 | 0 | 0 | 0 | 0
2016-07-13 17:00 | 0 | 0 | 0 | 0 | 0 | 0 | 891476.9901 | 649828 | 0 | 0 | 0 | 0 | 294102.2064 | 0 | 0 | 0 | 0 | 0 | 0 | 0 | 1883037.667 | 0 | 0 | 0 | 0 | 0 | 0 | 0 | 0 | 0 | 0 | -37331.8923 | 0 | 0 | 0 | 0 | 0 | 0 | 0 | 0 | 0 | 278980.8824 | 0 | 0 | 0 | 0 | 0 | 0 | 0
2016-07-13 18:00 | 0 | 0 | 0 | 0 | 0 | 151128.3242 | 884604.71 | 668009 | 0 | 0 | 0 | 0 | 382845.3582 | 0 | 0 | 0 | 0 | 0 | 0 | 0 | 2162018.5495 | 0 | 0 | 0 | 0 | 0 | 0 | 0 | 0 | 0 | 0 | 88743.1518 | 0 | 0 | 0 | 0 | 0 | 0 | 0 | 0 | 0 | 278980.8824 | 0 | 0 | 0 | 0 | 0 | 0 | 0
2016-07-13 19:00 | 0 | 0 | 0 | 0 | 0 | 0 | 876675.1649 | 679325 | 0 | 0 | 0 | 0 | 382845.3582 | 0 | 0 | 0 | 0 | 0 | 0 | 0 | 2359368.7144 | 0 | 0 | 0 | 0 | 0 | 0 | 0 | 0 | 0 | 0 | 0 | 0 | 0 | 0 | 0 | 0 | 0 | 0 | 0 | 0 | 197350.1649 | 0 | 0 | 0 | 0 | 0 | 0 | 0
2016-07-13 20:00 | 0 | 0 | 0 | 0 | 0 | 0 | 876216.0274 | 684178 | 0 | 0 | 0 | 0 | 295902.5032 | 0 | 0 | 0 | 0 | 0 | 0 | 0 | 2638349.5968 | 0 | 0 | 0 | 0 | 0 | 0 | 0 | 0 | 0 | 0 | -86942.855 | 0 | 0 | 0 | 0 | 0 | 0 | 0 | 0 | 0 | 278980.8824 | 0 | 0 | 0 | 0 | 0 | 0 | 0
2016-07-13 21:00 | 0 | 0 | 0 | 0 | 0 | 0 | 870264.2281 | 685078 | 0 | 0 | 0 | 0 | 207159.3514 | 0 | 0 | 0 | 0 | 0 | 0 | 0 | 2912278.9767 | 0 | 0 | 0 | 0 | 0 | 0 | 0 | 0 | 0 | 0 | -88743.1518 | 0 | 0 | 0 | 0 | 0 | 0 | 0 | 0 | 0 | 273929.3799 | 0 | 0 | 0 | 0 | 0 | 0 | 0
2016-07-13 22:00 | 0 | 0 | 0 | 0 | 0 | 0 | 845745.8952 | 679696 | 0 | 0 | 0 | 0 | 295902.5032 | 0 | 0 | 0 | 0 | 0 | 0 | 0 | 2989585.7201 | 0 | 0 | 0 | 0 | 0 | 0 | 0 | 0 | 0 | 0 | 88743.1518 | 0 | 0 | 0 | 0 | 0 | 0 | 0 | 0 | 0 | 77306.7434 | 0 | 0 | 0 | 0 | 0 | 0 | 0
2016-07-13 23:00 | 0 | 0 | 0 | 0 | 0 | 0 | 775510.7794 | 666990 | 0 | 0 | 0 | 0 | 207159.3514 | 0 | 0 | 0 | 0 | 0 | 0 | 0 | 3186849.6513 | 0 | 0 | 0 | 0 | 0 | 0 | 0 | 0 | 0 | 0 | -88743.1518 | 0 | 0 | 0 | 0 | 0 | 0 | 0 | 0 | 0 | 197263.9312 | 0 | 0 | 0 | 0 | 0 | 0 | 0
2016-07-14 | 0 | 0 | 0 | 0 | 0 | 0 | 587294.1167 | 650042 | 0 | 0 | 0 | 0 | 294102.2064 | 0 | 0 | 0 | 0 | 0 | 0 | 0 | 3037158.913 | 0 | 0 | 0 | 0 | 0 | 0 | 0 | 0 | 0 | 0 | 86942.855 | 0 | 0 | 0 | 0 | 0 | 0 | 0 | 0 | 0 | -149690.7384 | 0 | 0 | 0 | 0 | 0 | 0 | 0
2016-07-14 01:00 | 0 | 0 | 0 | 0 | 0 | 520819.5511 | 312592.5502 | 631894 | 0 | 0 | 0 | 0 | 382845.3582 | 0 | 0 | 0 | 0 | 0 | 0 | 0 | 3149933.8625 | 0 | 0 | 0 | 0 | 0 | 0 | 0 | 0 | 0 | 0 | 88743.1518 | 0 | 0 | 0 | 0 | 0 | 0 | 0 | 0 | 0 | 112774.9495 | 0 | 0 | 0 | 0 | 0 | 0 | 0
2016-07-14 02:00 | 0 | 0 | 0 | 0 | 0 | 574007.9323 | 38782.977 | 602801 | 0 | 0 | 0 | 0 | 294102.2064 | 0 | 0 | 0 | 0 | 0 | 0 | 0 | 3248666.9236 | 0 | 0 | 0 | 0 | 0 | 0 | 0 | 0 | 0 | 0 | -88743.1518 | 0 | 0 | 0 | 0 | 0 | 0 | 0 | 0 | 0 | 98733.0611 | 0 | 0 | 0 | 0 | 0 | 0 | 0
2016-07-14 03:00 | 0 | 0 | 0 | 0 | 0 | 196950.9658 | 0 | 564675 | 0 | 0 | 0 | 0 | 205359.0546 | 0 | 0 | 0 | 0 | 0 | 0 | 0 | 2969686.0411 | 0 | 0 | 0 | 0 | 0 | 0 | 0 | 0 | 0 | 0 | -88743.1518 | 0 | 0 | 0 | 0 | 0 | 0 | 0 | 0 | 0 | -278980.8824 | 0 | 0 | 0 | 0 | 0 | 0 | 0
2016-07-14 04:00 | 0 | 0 | 0 | 0 | 0 | 335815.2694 | 0 | 526053 | 0 | 0 | 0 | 0 | 294102.2064 | 0 | 0 | 0 | 0 | 0 | 0 | 0 | 2690705.1587 | 0 | 0 | 0 | 0 | 0 | 0 | 0 | 0 | 0 | 0 | 88743.1518 | 0 | 0 | 0 | 0 | 0 | 0 | 0 | 0 | 0 | -278980.8824 | 0 | 0 | 0 | 0 | 0 | 0 | 0
2016-07-14 05:00 | 0 | 0 | 0 | 0 | 0 | 527690.9315 | 0 | 493962 | 0 | 0 | 0 | 0 | 205359.0546 | 0 | 0 | 0 | 0 | 0 | 0 | 0 | 2813177.242 | 0 | 0 | 0 | 0 | 0 | 0 | 0 | 0 | 0 | 0 | -88743.1518 | 0 | 0 | 0 | 0 | 0 | 0 | 0 | 0 | 0 | 122472.0833 | 0 | 0 | 0 | 0 | 0 | 0 | 0
2016-07-14 06:00 | 0 | 0 | 0 | 0 | 0 | 99328.9658 | 0 | 467053 | 0 | 0 | 0 | 0 | 116615.9029 | 0 | 0 | 0 | 0 | 0 | 0 | 0 | 2534196.3596 | 0 | 0 | 0 | 0 | 0 | 0 | 0 | 0 | 0 | 0 | -88743.1518 | 0 | 0 | 0 | 0 | 0 | 0 | 0 | 0 | 0 | -278980.8824 | 0 | 0 | 0 | 0 | 0 | 0 | 0
2016-07-14 07:00 | 0 | 0 | 0 | 0 | 0 | 257129.2694 | 0 | 447367 | 0 | 0 | 0 | 0 | 205359.0546 | 0 | 0 | 0 | 0 | 0 | 0 | 0 | 2255215.4771 | 0 | 0 | 0 | 0 | 0 | 0 | 0 | 0 | 0 | 0 | 88743.1518 | 0 | 0 | 0 | 0 | 0 | 0 | 0 | 0 | 0 | -278980.8824 | 0 | 0 | 0 | 0 | 0 | 0 | 0
2016-07-14 08:00 | 0 | 0 | 0 | 0 | 0 | 70021.9658 | 0 | 437746 | 0 | 0 | 0 | 0 | 116615.9029 | 0 | 0 | 0 | 0 | 0 | 0 | 0 | 1976234.5947 | 0 | 0 | 0 | 0 | 0 | 0 | 0 | 0 | 0 | 0 | -88743.1518 | 0 | 0 | 0 | 0 | 0 | 0 | 0 | 0 | 0 | -278980.8824 | 0 | 0 | 0 | 0 | 0 | 0 | 0
2016-07-14 09:00 | 0 | 0 | 0 | 0 | 0 | 447518.8764 | 0 | 439448 | 0 | 0 | 0 | 0 | 205359.0546 | 0 | 0 | 0 | 0 | 0 | 0 | 0 | 1895562.3192 | 0 | 0 | 0 | 0 | 0 | 0 | 0 | 0 | 0 | 0 | 88743.1518 | 0 | 0 | 0 | 0 | 0 | 0 | 0 | 0 | 0 | -80672.2754 | 0 | 0 | 0 | 0 | 0 | 0 | 0
2016-07-14 10:00 | 0 | 0 | 0 | 0 | 0 | 85421.9658 | 0 | 453146 | 0 | 0 | 0 | 0 | 116615.9029 | 0 | 0 | 0 | 0 | 0 | 0 | 0 | 1616581.4368 | 0 | 0 | 0 | 0 | 0 | 0 | 0 | 0 | 0 | 0 | -88743.1518 | 0 | 0 | 0 | 0 | 0 | 0 | 0 | 0 | 0 | -278980.8824 | 0 | 0 | 0 | 0 | 0 | 0 | 0
2016-07-14 11:00 | 0 | 0 | 0 | 0 | 0 | 367014.9813 | 0 | 473437 | 0 | 0 | 0 | 0 | 205359.0546 | 0 | 0 | 0 | 0 | 0 | 0 | 0 | 1421416.2663 | 0 | 0 | 0 | 0 | 0 | 0 | 0 | 0 | 0 | 0 | 88743.1518 | 0 | 0 | 0 | 0 | 0 | 0 | 0 | 0 | 0 | -195165.1705 | 0 | 0 | 0 | 0 | 0 | 0 | 0
2016-07-14 12:00 | 0 | 0 | 0 | 0 | 0 | 234929.3365 | 112353.3467 | 498162 | 0 | 0 | 0 | 0 | 294102.2064 | 0 | 0 | 0 | 0 | 0 | 0 | 0 | 1181793.7977 | 0 | 0 | 0 | 0 | 0 | 0 | 0 | 0 | 0 | 0 | 88743.1518 | 0 | 0 | 0 | 0 | 0 | 0 | 0 | 0 | 0 | -239622.4686 | 0 | 0 | 0 | 0 | 0 | 0 | 0
2016-07-14 13:00 | 0 | 0 | 0 | 0 | 0 | 0 | 509940.4955 | 527954 | 0 | 0 | 0 | 0 | 205359.0546 | 0 | 0 | 0 | 0 | 0 | 0 | 0 | 1252523.4449 | 0 | 0 | 0 | 0 | 0 | 0 | 0 | 0 | 0 | 0 | -88743.1518 | 0 | 0 | 0 | 0 | 0 | 0 | 0 | 0 | 0 | 70729.6473 | 0 | 0 | 0 | 0 | 0 | 0 | 0
2016-07-14 14:00 | 0 | 0 | 0 | 0 | 0 | 0 | 716880.8508 | 563662 | 0 | 0 | 0 | 0 | 116615.9029 | 0 | 0 | 0 | 0 | 0 | 0 | 0 | 1494485.4475 | 0 | 0 | 0 | 0 | 0 | 0 | 0 | 0 | 0 | 0 | -88743.1518 | 0 | 0 | 0 | 0 | 0 | 0 | 0 | 0 | 0 | 241962.0026 | 0 | 0 | 0 | 0 | 0 | 0 | 0
2016-07-14 15:00 | 0 | 0 | 0 | 0 | 0 | 125085.4506 | 822399.1096 | 597192 | 0 | 0 | 0 | 0 | 187927.5806 | 0 | 0 | 0 | 0 | 0 | 0 | 0 | 1773466.33 | 0 | 0 | 0 | 0 | 0 | 0 | 0 | 0 | 0 | 0 | 71311.6777 | 0 | 0 | 0 | 0 | 0 | 0 | 0 | 0 | 0 | 278980.8824 | 0 | 0 | 0 | 0 | 0 | 0 | 0
2016-07-14 16:00 | 0 | 0 | 0 | 0 | 0 | 0 | 867966.1106 | 624767 | 0 | 0 | 0 | 0 | 276670.7324 | 0 | 0 | 0 | 0 | 0 | 0 | 0 | 1927922.2887 | 0 | 0 | 0 | 0 | 0 | 0 | 0 | 0 | 0 | 0 | 88743.1518 | 0 | 0 | 0 | 0 | 0 | 0 | 0 | 0 | 0 | 154455.9588 | 0 | 0 | 0 | 0 | 0 | 0 | 0
2016-07-14 17:00 | 0 | 0 | 0 | 0 | 0 | 138391.8217 | 875285.2125 | 645953 | 0 | 0 | 0 | 0 | 365413.8842 | 0 | 0 | 0 | 0 | 0 | 0 | 0 | 2206903.1712 | 0 | 0 | 0 | 0 | 0 | 0 | 0 | 0 | 0 | 0 | 88743.1518 | 0 | 0 | 0 | 0 | 0 | 0 | 0 | 0 | 0 | 278980.8824 | 0 | 0 | 0 | 0 | 0 | 0 | 0
2016-07-14 18:00 | 0 | 0 | 0 | 0 | 0 | 0 | 868739.2047 | 661070 | 0 | 0 | 0 | 0 | 294102.2064 | 0 | 0 | 0 | 0 | 0 | 0 | 0 | 2485884.0536 | 0 | 0 | 0 | 0 | 0 | 0 | 0 | 0 | 0 | 0 | -71311.6777 | 0 | 0 | 0 | 0 | 0 | 0 | 0 | 0 | 0 | 278980.8824 | 0 | 0 | 0 | 0 | 0 | 0 | 0
2016-07-14 19:00 | 0 | 0 | 0 | 0 | 0 | 0 | 861425.229 | 671398 | 0 | 0 | 0 | 0 | 382845.3582 | 0 | 0 | 0 | 0 | 0 | 0 | 0 | 2587168.1308 | 0 | 0 | 0 | 0 | 0 | 0 | 0 | 0 | 0 | 0 | 88743.1518 | 0 | 0 | 0 | 0 | 0 | 0 | 0 | 0 | 0 | 101284.0772 | 0 | 0 | 0 | 0 | 0 | 0 | 0
2016-07-14 20:00 | 0 | 0 | 0 | 0 | 0 | 93671.8817 | 861616.0007 | 676307 | 0 | 0 | 0 | 0 | 382845.3582 | 0 | 0 | 0 | 0 | 0 | 0 | 0 | 2866149.0132 | 0 | 0 | 0 | 0 | 0 | 0 | 0 | 0 | 0 | 0 | 0 | 0 | 0 | 0 | 0 | 0 | 0 | 0 | 0 | 0 | 278980.8824 | 0 | 0 | 0 | 0 | 0 | 0 | 0
2016-07-14 21:00 | 0 | 0 | 0 | 0 | 0 | 0 | 855077.8289 | 677747 | 0 | 0 | 0 | 0 | 294102.2064 | 0 | 0 | 0 | 0 | 0 | 0 | 0 | 3132222.9939 | 0 | 0 | 0 | 0 | 0 | 0 | 0 | 0 | 0 | 0 | -88743.1518 | 0 | 0 | 0 | 0 | 0 | 0 | 0 | 0 | 0 | 266073.9807 | 0 | 0 | 0 | 0 | 0 | 0 | 0
2016-07-14 22:00 | 0 | 0 | 0 | 0 | 0 | 0 | 833501.9167 | 673278 | 0 | 0 | 0 | 0 | 205359.0546 | 0 | 0 | 0 | 0 | 0 | 0 | 0 | 3381190.0625 | 0 | 0 | 0 | 0 | 0 | 0 | 0 | 0 | 0 | 0 | -88743.1518 | 0 | 0 | 0 | 0 | 0 | 0 | 0 | 0 | 0 | 248967.0685 | 0 | 0 | 0 | 0 | 0 | 0 | 0
2016-07-14 23:00 | 0 | 0 | 0 | 0 | 0 | 0 | 750300.7219 | 660714 | 0 | 0 | 0 | 0 | 294102.2064 | 0 | 0 | 0 | 0 | 0 | 0 | 0 | 3382033.6326 | 0 | 0 | 0 | 0 | 0 | 0 | 0 | 0 | 0 | 0 | 88743.1518 | 0 | 0 | 0 | 0 | 0 | 0 | 0 | 0 | 0 | 843.5701 | 0 | 0 | 0 | 0 | 0 | 0 | 0
2016-07-15 | 0 | 0 | 0 | 0 | 0 | 0 | 586949.7099 | 643060 | 0 | 0 | 0 | 0 | 382845.3582 | 0 | 0 | 0 | 0 | 0 | 0 | 0 | 3237180.1906 | 0 | 0 | 0 | 0 | 0 | 0 | 0 | 0 | 0 | 0 | 88743.1518 | 0 | 0 | 0 | 0 | 0 | 0 | 0 | 0 | 0 | -144853.4419 | 0 | 0 | 0 | 0 | 0 | 0 | 0
2016-07-15 01:00 | 0 | 0 | 0 | 0 | 0 | 336013.8505 | 300055.5442 | 626168 | 0 | 0 | 0 | 0 | 382845.3582 | 0 | 0 | 0 | 0 | 0 | 0 | 0 | 3247081.5853 | 0 | 0 | 0 | 0 | 0 | 0 | 0 | 0 | 0 | 0 | 0 | 0 | 0 | 0 | 0 | 0 | 0 | 0 | 0 | 0 | 9901.3947 | 0 | 0 | 0 | 0 | 0 | 0 | 0
2016-07-15 02:00 | 0 | 0 | 0 | 0 | 0 | 418053.1046 | 34239.7874 | 596932 | 0 | 0 | 0 | 0 | 382845.3582 | 0 | 0 | 0 | 0 | 0 | 0 | 0 | 3102442.4774 | 0 | 0 | 0 | 0 | 0 | 0 | 0 | 0 | 0 | 0 | 0 | 0 | 0 | 0 | 0 | 0 | 0 | 0 | 0 | 0 | -144639.108 | 0 | 0 | 0 | 0 | 0 | 0 | 0
2016-07-15 03:00 | 0 | 0 | 0 | 0 | 0 | 189930.9658 | 0 | 557655 | 0 | 0 | 0 | 0 | 294102.2064 | 0 | 0 | 0 | 0 | 0 | 0 | 0 | 2823461.5949 | 0 | 0 | 0 | 0 | 0 | 0 | 0 | 0 | 0 | 0 | -88743.1518 | 0 | 0 | 0 | 0 | 0 | 0 | 0 | 0 | 0 | -278980.8824 | 0 | 0 | 0 | 0 | 0 | 0 | 0
2016-07-15 04:00 | 0 | 0 | 0 | 0 | 0 | 377625.0282 | 0 | 520968 | 0 | 0 | 0 | 0 | 294102.2064 | 0 | 0 | 0 | 0 | 0 | 0 | 0 | 2680118.6231 | 0 | 0 | 0 | 0 | 0 | 0 | 0 | 0 | 0 | 0 | 0 | 0 | 0 | 0 | 0 | 0 | 0 | 0 | 0 | 0 | -143342.9718 | 0 | 0 | 0 | 0 | 0 | 0 | 0
2016-07-15 05:00 | 0 | 0 | 0 | 0 | 0 | 298181.2694 | 0 | 488419 | 0 | 0 | 0 | 0 | 382845.3582 | 0 | 0 | 0 | 0 | 0 | 0 | 0 | 2401137.7406 | 0 | 0 | 0 | 0 | 0 | 0 | 0 | 0 | 0 | 0 | 88743.1518 | 0 | 0 | 0 | 0 | 0 | 0 | 0 | 0 | 0 | -278980.8824 | 0 | 0 | 0 | 0 | 0 | 0 | 0
2016-07-15 06:00 | 0 | 0 | 0 | 0 | 0 | 94028.9658 | 0 | 461753 | 0 | 0 | 0 | 0 | 294102.2064 | 0 | 0 | 0 | 0 | 0 | 0 | 0 | 2122156.8582 | 0 | 0 | 0 | 0 | 0 | 0 | 0 | 0 | 0 | 0 | -88743.1518 | 0 | 0 | 0 | 0 | 0 | 0 | 0 | 0 | 0 | -278980.8824 | 0 | 0 | 0 | 0 | 0 | 0 | 0
2016-07-15 07:00 | 0 | 0 | 0 | 0 | 0 | 277690.1029 | 0 | 442091 | 0 | 0 | 0 | 0 | 205359.0546 | 0 | 0 | 0 | 0 | 0 | 0 | 0 | 2046499.1128 | 0 | 0 | 0 | 0 | 0 | 0 | 0 | 0 | 0 | 0 | -88743.1518 | 0 | 0 | 0 | 0 | 0 | 0 | 0 | 0 | 0 | -75657.7454 | 0 | 0 | 0 | 0 | 0 | 0 | 0
2016-07-15 08:00 | 0 | 0 | 0 | 0 | 0 | 64104.9658 | 0 | 431829 | 0 | 0 | 0 | 0 | 116615.9029 | 0 | 0 | 0 | 0 | 0 | 0 | 0 | 1767518.2304 | 0 | 0 | 0 | 0 | 0 | 0 | 0 | 0 | 0 | 0 | -88743.1518 | 0 | 0 | 0 | 0 | 0 | 0 | 0 | 0 | 0 | -278980.8824 | 0 | 0 | 0 | 0 | 0 | 0 | 0
2016-07-15 09:00 | 0 | 0 | 0 | 0 | 0 | 216952.5698 | 0 | 432607 | 0 | 0 | 0 | 0 | 179942.3551 | 0 | 0 | 0 | 0 | 0 | 0 | 0 | 1488537.348 | 0 | 0 | 0 | 0 | 0 | 0 | 0 | 0 | 0 | 0 | 63326.4522 | 0 | 0 | 0 | 0 | 0 | 0 | 0 | 0 | 0 | -278980.8824 | 0 | 0 | 0 | 0 | 0 | 0 | 0
2016-07-15 10:00 | 0 | 0 | 0 | 0 | 0 | 195670.2204 | 0 | 444406 | 0 | 0 | 0 | 0 | 210187.4579 | 0 | 0 | 0 | 0 | 0 | 0 | 0 | 1209556.4655 | 0 | 0 | 0 | 0 | 0 | 0 | 0 | 0 | 0 | 0 | 30245.1028 | 0 | 0 | 0 | 0 | 0 | 0 | 0 | 0 | 0 | -278980.8824 | 0 | 0 | 0 | 0 | 0 | 0 | 0
2016-07-15 11:00 | 0 | 0 | 0 | 0 | 0 | 159419.8794 | 1.9805 | 462733 | 0 | 0 | 0 | 0 | 185857.2003 | 0 | 0 | 0 | 0 | 0 | 0 | 0 | 930575.5831 | 0 | 0 | 0 | 0 | 0 | 0 | 0 | 0 | 0 | 0 | -24330.2577 | 0 | 0 | 0 | 0 | 0 | 0 | 0 | 0 | 0 | -278980.8824 | 0 | 0 | 0 | 0 | 0 | 0 | 0
2016-07-15 12:00 | 0 | 0 | 0 | 0 | 0 | 86644.8291 | 110351.6088 | 487020 | 0 | 0 | 0 | 0 | 174814.5206 | 0 | 0 | 0 | 0 | 0 | 0 | 0 | 651594.7006 | 0 | 0 | 0 | 0 | 0 | 0 | 0 | 0 | 0 | 0 | -11042.6796 | 0 | 0 | 0 | 0 | 0 | 0 | 0 | 0 | 0 | -278980.8824 | 0 | 0 | 0 | 0 | 0 | 0 | 0
2016-07-15 13:00 | 0 | 0 | 0 | 0 | 0 | 0 | 483363.6887 | 517382 | 0 | 0 | 0 | 0 | 263557.6724 | 0 | 0 | 0 | 0 | 0 | 0 | 0 | 528833.2375 | 0 | 0 | 0 | 0 | 0 | 0 | 0 | 0 | 0 | 0 | 88743.1518 | 0 | 0 | 0 | 0 | 0 | 0 | 0 | 0 | 0 | -122761.4631 | 0 | 0 | 0 | 0 | 0 | 0 | 0
2016-07-15 14:00 | 0 | 0 | 0 | 0 | 0 | 0 | 704841.7777 | 548705 | 0 | 0 | 0 | 0 | 229214.7156 | 0 | 0 | 0 | 0 | 0 | 0 | 0 | 719312.9721 | 0 | 0 | 0 | 0 | 0 | 0 | 0 | 0 | 0 | 0 | -34342.9568 | 0 | 0 | 0 | 0 | 0 | 0 | 0 | 0 | 0 | 190479.7345 | 0 | 0 | 0 | 0 | 0 | 0 | 0
2016-07-15 15:00 | 0 | 0 | 0 | 0 | 0 | 0 | 805539.5355 | 577335 | 0 | 0 | 0 | 0 | 178438.3687 | 0 | 0 | 0 | 0 | 0 | 0 | 0 | 998293.8545 | 0 | 0 | 0 | 0 | 0 | 0 | 0 | 0 | 0 | 0 | -50776.3469 | 0 | 0 | 0 | 0 | 0 | 0 | 0 | 0 | 0 | 278980.8824 | 0 | 0 | 0 | 0 | 0 | 0 | 0
2016-07-15 16:00 | 0 | 0 | 0 | 0 | 0 | 0 | 852167.2144 | 601301 | 0 | 0 | 0 | 0 | 267181.5205 | 0 | 0 | 0 | 0 | 0 | 0 | 0 | 1160416.9171 | 0 | 0 | 0 | 0 | 0 | 0 | 0 | 0 | 0 | 0 | 88743.1518 | 0 | 0 | 0 | 0 | 0 | 0 | 0 | 0 | 0 | 162123.0626 | 0 | 0 | 0 | 0 | 0 | 0 | 0
2016-07-15 17:00 | 0 | 0 | 0 | 0 | 0 | 0 | 861836.4357 | 623336 | 0 | 0 | 0 | 0 | 355924.6723 | 0 | 0 | 0 | 0 | 0 | 0 | 0 | 1310174.201 | 0 | 0 | 0 | 0 | 0 | 0 | 0 | 0 | 0 | 0 | 88743.1518 | 0 | 0 | 0 | 0 | 0 | 0 | 0 | 0 | 0 | 149757.2839 | 0 | 0 | 0 | 0 | 0 | 0 | 0
2016-07-15 18:00 | 0 | 0 | 0 | 0 | 0 | 0 | 857444.4166 | 640286 | 0 | 0 | 0 | 0 | 294102.2064 | 0 | 0 | 0 | 0 | 0 | 0 | 0 | 1589155.0834 | 0 | 0 | 0 | 0 | 0 | 0 | 0 | 0 | 0 | 0 | -61822.4658 | 0 | 0 | 0 | 0 | 0 | 0 | 0 | 0 | 0 | 278980.8824 | 0 | 0 | 0 | 0 | 0 | 0 | 0
2016-07-15 19:00 | 0 | 0 | 0 | 0 | 0 | 0 | 849206.5545 | 650704 | 0 | 0 | 0 | 0 | 382845.3582 | 0 | 0 | 0 | 0 | 0 | 0 | 0 | 1698914.4861 | 0 | 0 | 0 | 0 | 0 | 0 | 0 | 0 | 0 | 0 | 88743.1518 | 0 | 0 | 0 | 0 | 0 | 0 | 0 | 0 | 0 | 109759.4027 | 0 | 0 | 0 | 0 | 0 | 0 | 0
2016-07-15 20:00 | 0 | 0 | 0 | 0 | 0 | 0 | 845761.43 | 657165 | 0 | 0 | 0 | 0 | 294102.2064 | 0 | 0 | 0 | 0 | 0 | 0 | 0 | 1976254.0679 | 0 | 0 | 0 | 0 | 0 | 0 | 0 | 0 | 0 | 0 | -88743.1518 | 0 | 0 | 0 | 0 | 0 | 0 | 0 | 0 | 0 | 277339.5818 | 0 | 0 | 0 | 0 | 0 | 0 | 0
2016-07-15 21:00 | 0 | 0 | 0 | 0 | 0 | 0 | 835651.8638 | 657587 | 0 | 0 | 0 | 0 | 205359.0546 | 0 | 0 | 0 | 0 | 0 | 0 | 0 | 2243062.0835 | 0 | 0 | 0 | 0 | 0 | 0 | 0 | 0 | 0 | 0 | -88743.1518 | 0 | 0 | 0 | 0 | 0 | 0 | 0 | 0 | 0 | 266808.0156 | 0 | 0 | 0 | 0 | 0 | 0 | 0
2016-07-15 22:00 | 0 | 0 | 0 | 0 | 0 | 0 | 802904.6994 | 648192 | 0 | 0 | 0 | 0 | 294102.2064 | 0 | 0 | 0 | 0 | 0 | 0 | 0 | 2309031.6311 | 0 | 0 | 0 | 0 | 0 | 0 | 0 | 0 | 0 | 0 | 88743.1518 | 0 | 0 | 0 | 0 | 0 | 0 | 0 | 0 | 0 | 65969.5476 | 0 | 0 | 0 | 0 | 0 | 0 | 0
2016-07-15 23:00 | 0 | 0 | 0 | 0 | 0 | 94412.2911 | 714177.4565 | 630495 | 0 | 0 | 0 | 0 | 205359.0546 | 0 | 0 | 0 | 0 | 0 | 0 | 0 | 2575869.5305 | 0 | 0 | 0 | 0 | 0 | 0 | 0 | 0 | 0 | 0 | -88743.1518 | 0 | 0 | 0 | 0 | 0 | 0 | 0 | 0 | 0 | 266837.8994 | 0 | 0 | 0 | 0 | 0 | 0 | 0
2016-07-16 | 0 | 0 | 0 | 0 | 0 | 0 | 553210.9424 | 610563 | 0 | 0 | 0 | 0 | 266229.4554 | 0 | 0 | 0 | 0 | 0 | 0 | 0 | 2457647.0722 | 0 | 0 | 0 | 0 | 0 | 0 | 0 | 0 | 0 | 0 | 60870.4007 | 0 | 0 | 0 | 0 | 0 | 0 | 0 | 0 | 0 | -118222.4584 | 0 | 0 | 0 | 0 | 0 | 0 | 0
2016-07-16 01:00 | 0 | 0 | 0 | 0 | 0 | 0 | 269665.1028 | 593282 | 0 | 0 | 0 | 0 | 177486.3036 | 0 | 0 | 0 | 0 | 0 | 0 | 0 | 2222773.3268 | 0 | 0 | 0 | 0 | 0 | 0 | 0 | 0 | 0 | 0 | -88743.1518 | 0 | 0 | 0 | 0 | 0 | 0 | 0 | 0 | 0 | -234873.7454 | 0 | 0 | 0 | 0 | 0 | 0 | 0
2016-07-16 02:00 | 0 | 0 | 0 | 0 | 0 | 410178.4398 | 28365.2217 | 566934 | 0 | 0 | 0 | 0 | 88743.1518 | 0 | 0 | 0 | 0 | 0 | 0 | 0 | 2183126.14 | 0 | 0 | 0 | 0 | 0 | 0 | 0 | 0 | 0 | 0 | -88743.1518 | 0 | 0 | 0 | 0 | 0 | 0 | 0 | 0 | 0 | -39647.1868 | 0 | 0 | 0 | 0 | 0 | 0 | 0
2016-07-16 03:00 | 0 | 0 | 0 | 0 | 0 | 163671.9658 | 0 | 531396 | 0 | 0 | 0 | 0 | 0 | 0 | 0 | 0 | 0 | 0 | 0 | 0 | 1904145.2576 | 0 | 0 | 0 | 0 | 0 | 0 | 0 | 0 | 0 | 0 | -88743.1518 | 0 | 0 | 0 | 0 | 0 | 0 | 0 | 0 | 0 | -278980.8824 | 0 | 0 | 0 | 0 | 0 | 0 | 0
2016-07-16 04:00 | 0 | 0 | 0 | 0 | 0 | 305692.2694 | 0 | 495930 | 0 | 0 | 0 | 0 | 88743.1518 | 0 | 0 | 0 | 0 | 0 | 0 | 0 | 1625164.3752 | 0 | 0 | 0 | 0 | 0 | 0 | 0 | 0 | 0 | 0 | 88743.1518 | 0 | 0 | 0 | 0 | 0 | 0 | 0 | 0 | 0 | -278980.8824 | 0 | 0 | 0 | 0 | 0 | 0 | 0
2016-07-16 05:00 | 0 | 0 | 0 | 0 | 0 | 398216.8086 | 0 | 465615 | 0 | 0 | 0 | 0 | 177486.3036 | 0 | 0 | 0 | 0 | 0 | 0 | 0 | 1469023.0319 | 0 | 0 | 0 | 0 | 0 | 0 | 0 | 0 | 0 | 0 | 88743.1518 | 0 | 0 | 0 | 0 | 0 | 0 | 0 | 0 | 0 | -156141.3432 | 0 | 0 | 0 | 0 | 0 | 0 | 0
2016-07-16 06:00 | 0 | 0 | 0 | 0 | 0 | 375755.2401 | 0 | 441570 | 0 | 0 | 0 | 0 | 177486.3036 | 0 | 0 | 0 | 0 | 0 | 0 | 0 | 1403208.2721 | 0 | 0 | 0 | 0 | 0 | 0 | 0 | 0 | 0 | 0 | 0 | 0 | 0 | 0 | 0 | 0 | 0 | 0 | 0 | 0 | -65814.7599 | 0 | 0 | 0 | 0 | 0 | 0 | 0
2016-07-16 07:00 | 0 | 0 | 0 | 0 | 0 | 54654.9658 | 0 | 422379 | 0 | 0 | 0 | 0 | 88743.1518 | 0 | 0 | 0 | 0 | 0 | 0 | 0 | 1124227.3896 | 0 | 0 | 0 | 0 | 0 | 0 | 0 | 0 | 0 | 0 | -88743.1518 | 0 | 0 | 0 | 0 | 0 | 0 | 0 | 0 | 0 | -278980.8824 | 0 | 0 | 0 | 0 | 0 | 0 | 0
2016-07-16 08:00 | 0 | 0 | 0 | 0 | 0 | 344892.8642 | 0 | 410187 | 0 | 0 | 0 | 0 | 177486.3036 | 0 | 0 | 0 | 0 | 0 | 0 | 0 | 970190.1021 | 0 | 0 | 0 | 0 | 0 | 0 | 0 | 0 | 0 | 0 | 88743.1518 | 0 | 0 | 0 | 0 | 0 | 0 | 0 | 0 | 0 | -154037.2876 | 0 | 0 | 0 | 0 | 0 | 0 | 0
2016-07-16 09:00 | 0 | 0 | 0 | 0 | 0 | 309732.1337 | 0 | 404433 | 0 | 0 | 0 | 0 | 88743.1518 | 0 | 0 | 0 | 0 | 0 | 0 | 0 | 964232.3875 | 0 | 0 | 0 | 0 | 0 | 0 | 0 | 0 | 0 | 0 | -88743.1518 | 0 | 0 | 0 | 0 | 0 | 0 | 0 | 0 | 0 | -5957.7145 | 0 | 0 | 0 | 0 | 0 | 0 | 0
2016-07-16 10:00 | 0 | 0 | 0 | 0 | 0 | 36231.9658 | 0 | 403956 | 0 | 0 | 0 | 0 | 0 | 0 | 0 | 0 | 0 | 0 | 0 | 0 | 685251.5051 | 0 | 0 | 0 | 0 | 0 | 0 | 0 | 0 | 0 | 0 | -88743.1518 | 0 | 0 | 0 | 0 | 0 | 0 | 0 | 0 | 0 | -278980.8824 | 0 | 0 | 0 | 0 | 0 | 0 | 0
2016-07-16 11:00 | 0 | 0 | 0 | 0 | 0 | 229749.1845 | 0 | 411897 | 0 | 0 | 0 | 0 | 88743.1518 | 0 | 0 | 0 | 0 | 0 | 0 | 0 | 414360.5378 | 0 | 0 | 0 | 0 | 0 | 0 | 0 | 0 | 0 | 0 | 88743.1518 | 0 | 0 | 0 | 0 | 0 | 0 | 0 | 0 | 0 | -270890.9673 | 0 | 0 | 0 | 0 | 0 | 0 | 0
2016-07-16 12:00 | 0 | 0 | 0 | 0 | 0 | 160795.443 | 95770.5036 | 431408 | 0 | 0 | 0 | 0 | 177486.3036 | 0 | 0 | 0 | 0 | 0 | 0 | 0 | 150775.3326 | 0 | 0 | 0 | 0 | 0 | 0 | 0 | 0 | 0 | 0 | 88743.1518 | 0 | 0 | 0 | 0 | 0 | 0 | 0 | 0 | 0 | -263585.2052 | 0 | 0 | 0 | 0 | 0 | 0 | 0
2016-07-16 13:00 | 0 | 0 | 0 | 0 | 0 | 199231.5265 | 431556.1383 | 460733 | 0 | 0 | 0 | 0 | 266229.4554 | 0 | 0 | 0 | 0 | 0 | 0 | 0 | 232086.8456 | 0 | 0 | 0 | 0 | 0 | 0 | 0 | 0 | 0 | 0 | 88743.1518 | 0 | 0 | 0 | 0 | 0 | 0 | 0 | 0 | 0 | 81311.513 | 0 | 0 | 0 | 0 | 0 | 0 | 0
2016-07-16 14:00 | 0 | 0 | 0 | 0 | 0 | 0 | 658920.3208 | 493000 | 0 | 0 | 0 | 0 | 177486.3036 | 0 | 0 | 0 | 0 | 0 | 0 | 0 | 486750.3182 | 0 | 0 | 0 | 0 | 0 | 0 | 0 | 0 | 0 | 0 | -88743.1518 | 0 | 0 | 0 | 0 | 0 | 0 | 0 | 0 | 0 | 254663.4726 | 0 | 0 | 0 | 0 | 0 | 0 | 0
2016-07-16 15:00 | 0 | 0 | 0 | 0 | 0 | 0 | 778817.9786 | 524171 | 0 | 0 | 0 | 0 | 205359.0546 | 0 | 0 | 0 | 0 | 0 | 0 | 0 | 713524.5458 | 0 | 0 | 0 | 0 | 0 | 0 | 0 | 0 | 0 | 0 | 27872.7511 | 0 | 0 | 0 | 0 | 0 | 0 | 0 | 0 | 0 | 226774.2275 | 0 | 0 | 0 | 0 | 0 | 0 | 0
2016-07-16 16:00 | 0 | 0 | 0 | 0 | 0 | 0 | 837667.354 | 550527 | 0 | 0 | 0 | 0 | 294102.2064 | 0 | 0 | 0 | 0 | 0 | 0 | 0 | 911921.7479 | 0 | 0 | 0 | 0 | 0 | 0 | 0 | 0 | 0 | 0 | 88743.1518 | 0 | 0 | 0 | 0 | 0 | 0 | 0 | 0 | 0 | 198397.2022 | 0 | 0 | 0 | 0 | 0 | 0 | 0
2016-07-16 17:00 | 0 | 0 | 0 | 0 | 0 | 0 | 856203.6196 | 572417 | 0 | 0 | 0 | 0 | 382845.3582 | 0 | 0 | 0 | 0 | 0 | 0 | 0 | 1106965.2158 | 0 | 0 | 0 | 0 | 0 | 0 | 0 | 0 | 0 | 0 | 88743.1518 | 0 | 0 | 0 | 0 | 0 | 0 | 0 | 0 | 0 | 195043.4678 | 0 | 0 | 0 | 0 | 0 | 0 | 0
2016-07-16 18:00 | 0 | 0 | 0 | 0 | 0 | 13959.5987 | 854050.2837 | 589029 | 0 | 0 | 0 | 0 | 382845.3582 | 0 | 0 | 0 | 0 | 0 | 0 | 0 | 1385946.0982 | 0 | 0 | 0 | 0 | 0 | 0 | 0 | 0 | 0 | 0 | 0 | 0 | 0 | 0 | 0 | 0 | 0 | 0 | 0 | 0 | 278980.8824 | 0 | 0 | 0 | 0 | 0 | 0 | 0
2016-07-16 19:00 | 0 | 0 | 0 | 0 | 0 | 0 | 846115.2519 | 600006 | 0 | 0 | 0 | 0 | 349973.7277 | 0 | 0 | 0 | 0 | 0 | 0 | 0 | 1664926.9807 | 0 | 0 | 0 | 0 | 0 | 0 | 0 | 0 | 0 | 0 | -32871.6305 | 0 | 0 | 0 | 0 | 0 | 0 | 0 | 0 | 0 | 278980.8824 | 0 | 0 | 0 | 0 | 0 | 0 | 0
2016-07-16 20:00 | 0 | 0 | 0 | 0 | 0 | 0 | 841919.0166 | 606513 | 0 | 0 | 0 | 0 | 306398.8619 | 0 | 0 | 0 | 0 | 0 | 0 | 0 | 1943907.8631 | 0 | 0 | 0 | 0 | 0 | 0 | 0 | 0 | 0 | 0 | -43574.8658 | 0 | 0 | 0 | 0 | 0 | 0 | 0 | 0 | 0 | 278980.8824 | 0 | 0 | 0 | 0 | 0 | 0 | 0
2016-07-16 21:00 | 0 | 0 | 0 | 0 | 0 | 0 | 832586.0728 | 608656 | 0 | 0 | 0 | 0 | 251348.0522 | 0 | 0 | 0 | 0 | 0 | 0 | 0 | 2222888.7455 | 0 | 0 | 0 | 0 | 0 | 0 | 0 | 0 | 0 | 0 | -55050.8097 | 0 | 0 | 0 | 0 | 0 | 0 | 0 | 0 | 0 | 278980.8824 | 0 | 0 | 0 | 0 | 0 | 0 | 0
2016-07-16 22:00 | 0 | 0 | 0 | 0 | 0 | 0 | 804823.1921 | 603469 | 0 | 0 | 0 | 0 | 173721.3619 | 0 | 0 | 0 | 0 | 0 | 0 | 0 | 2501869.628 | 0 | 0 | 0 | 0 | 0 | 0 | 0 | 0 | 0 | 0 | -77626.6903 | 0 | 0 | 0 | 0 | 0 | 0 | 0 | 0 | 0 | 278980.8824 | 0 | 0 | 0 | 0 | 0 | 0 | 0
2016-07-16 23:00 | 0 | 0 | 0 | 0 | 0 | 0 | 723433.8081 | 591077 | 0 | 0 | 0 | 0 | 84978.2101 | 0 | 0 | 0 | 0 | 0 | 0 | 0 | 2722969.5879 | 0 | 0 | 0 | 0 | 0 | 0 | 0 | 0 | 0 | 0 | -88743.1518 | 0 | 0 | 0 | 0 | 0 | 0 | 0 | 0 | 0 | 221099.9599 | 0 | 0 | 0 | 0 | 0 | 0 | 0
2016-07-17 | 0 | 0 | 0 | 0 | 0 | 0 | 564315.1442 | 575707 | 0 | 0 | 0 | 0 | 88743.1518 | 0 | 0 | 0 | 0 | 0 | 0 | 0 | 2707812.7904 | 0 | 0 | 0 | 0 | 0 | 0 | 0 | 0 | 0 | 0 | 3764.9417 | 0 | 0 | 0 | 0 | 0 | 0 | 0 | 0 | 0 | -15156.7974 | 0 | 0 | 0 | 0 | 0 | 0 | 0
2016-07-17 01:00 | 0 | 0 | 0 | 0 | 0 | 0 | 286881.8489 | 560346 | 0 | 0 | 0 | 0 | 0 | 0 | 0 | 0 | 0 | 0 | 0 | 0 | 2523091.7912 | 0 | 0 | 0 | 0 | 0 | 0 | 0 | 0 | 0 | 0 | -88743.1518 | 0 | 0 | 0 | 0 | 0 | 0 | 0 | 0 | 0 | -184720.9993 | 0 | 0 | 0 | 0 | 0 | 0 | 0
2016-07-17 02:00 | 0 | 0 | 0 | 0 | 0 | 685002.3465 | 26145.5438 | 538670 | 0 | 0 | 0 | 0 | 88743.1518 | 0 | 0 | 0 | 0 | 0 | 0 | 0 | 2606826.5296 | 0 | 0 | 0 | 0 | 0 | 0 | 0 | 0 | 0 | 0 | 88743.1518 | 0 | 0 | 0 | 0 | 0 | 0 | 0 | 0 | 0 | 83734.7385 | 0 | 0 | 0 | 0 | 0 | 0 | 0
2016-07-17 03:00 | 0 | 0 | 0 | 0 | 0 | 140767.9658 | 0 | 508492 | 0 | 0 | 0 | 0 | 0 | 0 | 0 | 0 | 0 | 0 | 0 | 0 | 2327845.6472 | 0 | 0 | 0 | 0 | 0 | 0 | 0 | 0 | 0 | 0 | -88743.1518 | 0 | 0 | 0 | 0 | 0 | 0 | 0 | 0 | 0 | -278980.8824 | 0 | 0 | 0 | 0 | 0 | 0 | 0
2016-07-17 04:00 | 0 | 0 | 0 | 0 | 0 | 287244.2694 | 0 | 477482 | 0 | 0 | 0 | 0 | 88743.1518 | 0 | 0 | 0 | 0 | 0 | 0 | 0 | 2048864.7647 | 0 | 0 | 0 | 0 | 0 | 0 | 0 | 0 | 0 | 0 | 88743.1518 | 0 | 0 | 0 | 0 | 0 | 0 | 0 | 0 | 0 | -278980.8824 | 0 | 0 | 0 | 0 | 0 | 0 | 0
2016-07-17 05:00 | 0 | 0 | 0 | 0 | 0 | 599613.4429 | 0 | 451035 | 0 | 0 | 0 | 0 | 177486.3036 | 0 | 0 | 0 | 0 | 0 | 0 | 0 | 2108700.0558 | 0 | 0 | 0 | 0 | 0 | 0 | 0 | 0 | 0 | 0 | 88743.1518 | 0 | 0 | 0 | 0 | 0 | 0 | 0 | 0 | 0 | 59835.2911 | 0 | 0 | 0 | 0 | 0 | 0 | 0
2016-07-17 06:00 | 0 | 0 | 0 | 0 | 0 | 61918.9658 | 0 | 429643 | 0 | 0 | 0 | 0 | 88743.1518 | 0 | 0 | 0 | 0 | 0 | 0 | 0 | 1829719.1734 | 0 | 0 | 0 | 0 | 0 | 0 | 0 | 0 | 0 | 0 | -88743.1518 | 0 | 0 | 0 | 0 | 0 | 0 | 0 | 0 | 0 | -278980.8824 | 0 | 0 | 0 | 0 | 0 | 0 | 0
2016-07-17 07:00 | 0 | 0 | 0 | 0 | 0 | 221350.2694 | 0 | 411588 | 0 | 0 | 0 | 0 | 177486.3036 | 0 | 0 | 0 | 0 | 0 | 0 | 0 | 1550738.291 | 0 | 0 | 0 | 0 | 0 | 0 | 0 | 0 | 0 | 0 | 88743.1518 | 0 | 0 | 0 | 0 | 0 | 0 | 0 | 0 | 0 | -278980.8824 | 0 | 0 | 0 | 0 | 0 | 0 | 0
2016-07-17 08:00 | 0 | 0 | 0 | 0 | 0 | 516647.6023 | 0 | 399818 | 0 | 0 | 0 | 0 | 88743.1518 | 0 | 0 | 0 | 0 | 0 | 0 | 0 | 1756311.045 | 0 | 0 | 0 | 0 | 0 | 0 | 0 | 0 | 0 | 0 | -88743.1518 | 0 | 0 | 0 | 0 | 0 | 0 | 0 | 0 | 0 | 205572.7541 | 0 | 0 | 0 | 0 | 0 | 0 | 0
2016-07-17 09:00 | 0 | 0 | 0 | 0 | 0 | 24897.9658 | 0 | 392622 | 0 | 0 | 0 | 0 | 0 | 0 | 0 | 0 | 0 | 0 | 0 | 0 | 1477330.1626 | 0 | 0 | 0 | 0 | 0 | 0 | 0 | 0 | 0 | 0 | -88743.1518 | 0 | 0 | 0 | 0 | 0 | 0 | 0 | 0 | 0 | -278980.8824 | 0 | 0 | 0 | 0 | 0 | 0 | 0
2016-07-17 10:00 | 0 | 0 | 0 | 0 | 0 | 465591.8471 | 0 | 387527 | 0 | 0 | 0 | 0 | 88743.1518 | 0 | 0 | 0 | 0 | 0 | 0 | 0 | 1466651.8579 | 0 | 0 | 0 | 0 | 0 | 0 | 0 | 0 | 0 | 0 | 88743.1518 | 0 | 0 | 0 | 0 | 0 | 0 | 0 | 0 | 0 | -10678.3047 | 0 | 0 | 0 | 0 | 0 | 0 | 0
2016-07-17 11:00 | 0 | 0 | 0 | 0 | 0 | 23916.1369 | 0.82887 | 391641 | 0 | 0 | 0 | 0 | 0 | 0 | 0 | 0 | 0 | 0 | 0 | 0 | 1187670.9754 | 0 | 0 | 0 | 0 | 0 | 0 | 0 | 0 | 0 | 0 | -88743.1518 | 0 | 0 | 0 | 0 | 0 | 0 | 0 | 0 | 0 | -278980.8824 | 0 | 0 | 0 | 0 | 0 | 0 | 0
2016-07-17 12:00 | 0 | 0 | 0 | 0 | 0 | 303222.6759 | 111455.3083 | 411311 | 0 | 0 | 0 | 0 | 88743.1518 | 0 | 0 | 0 | 0 | 0 | 0 | 0 | 1102294.8078 | 0 | 0 | 0 | 0 | 0 | 0 | 0 | 0 | 0 | 0 | 88743.1518 | 0 | 0 | 0 | 0 | 0 | 0 | 0 | 0 | 0 | -85376.1676 | 0 | 0 | 0 | 0 | 0 | 0 | 0
2016-07-17 13:00 | 0 | 0 | 0 | 0 | 0 | 0 | 454570.4441 | 444110 | 0 | 0 | 0 | 0 | 177486.3036 | 0 | 0 | 0 | 0 | 0 | 0 | 0 | 1024012.1 | 0 | 0 | 0 | 0 | 0 | 0 | 0 | 0 | 0 | 0 | 88743.1518 | 0 | 0 | 0 | 0 | 0 | 0 | 0 | 0 | 0 | -78282.7077 | 0 | 0 | 0 | 0 | 0 | 0 | 0
2016-07-17 14:00 | 0 | 0 | 0 | 0 | 0 | 0 | 677805.7286 | 479639 | 0 | 0 | 0 | 0 | 96672.1498 | 0 | 0 | 0 | 0 | 0 | 0 | 0 | 1302992.9825 | 0 | 0 | 0 | 0 | 0 | 0 | 0 | 0 | 0 | 0 | -80814.1538 | 0 | 0 | 0 | 0 | 0 | 0 | 0 | 0 | 0 | 278980.8824 | 0 | 0 | 0 | 0 | 0 | 0 | 0
2016-07-17 15:00 | 0 | 0 | 0 | 0 | 0 | 0 | 776562.0558 | 514092 | 0 | 0 | 0 | 0 | 185415.3016 | 0 | 0 | 0 | 0 | 0 | 0 | 0 | 1476719.8865 | 0 | 0 | 0 | 0 | 0 | 0 | 0 | 0 | 0 | 0 | 88743.1518 | 0 | 0 | 0 | 0 | 0 | 0 | 0 | 0 | 0 | 173726.904 | 0 | 0 | 0 | 0 | 0 | 0 | 0
2016-07-17 16:00 | 0 | 0 | 0 | 0 | 0 | 0 | 826948.7739 | 545689 | 0 | 0 | 0 | 0 | 274158.4534 | 0 | 0 | 0 | 0 | 0 | 0 | 0 | 1669236.5086 | 0 | 0 | 0 | 0 | 0 | 0 | 0 | 0 | 0 | 0 | 88743.1518 | 0 | 0 | 0 | 0 | 0 | 0 | 0 | 0 | 0 | 192516.6222 | 0 | 0 | 0 | 0 | 0 | 0 | 0
2016-07-17 17:00 | 0 | 0 | 0 | 0 | 0 | 0 | 842901.7327 | 571375 | 0 | 0 | 0 | 0 | 362901.6052 | 0 | 0 | 0 | 0 | 0 | 0 | 0 | 1852020.0895 | 0 | 0 | 0 | 0 | 0 | 0 | 0 | 0 | 0 | 0 | 88743.1518 | 0 | 0 | 0 | 0 | 0 | 0 | 0 | 0 | 0 | 182783.5809 | 0 | 0 | 0 | 0 | 0 | 0 | 0
2016-07-17 18:00 | 0 | 0 | 0 | 0 | 0 | 0 | 838846.6062 | 591889 | 0 | 0 | 0 | 0 | 382845.3582 | 0 | 0 | 0 | 0 | 0 | 0 | 0 | 2079033.9427 | 0 | 0 | 0 | 0 | 0 | 0 | 0 | 0 | 0 | 0 | 19943.7531 | 0 | 0 | 0 | 0 | 0 | 0 | 0 | 0 | 0 | 227013.8531 | 0 | 0 | 0 | 0 | 0 | 0 | 0
2016-07-17 19:00 | 0 | 0 | 0 | 0 | 0 | 0 | 826975.7431 | 607872 | 0 | 0 | 0 | 0 | 382845.3582 | 0 | 0 | 0 | 0 | 0 | 0 | 0 | 2298137.6857 | 0 | 0 | 0 | 0 | 0 | 0 | 0 | 0 | 0 | 0 | 0 | 0 | 0 | 0 | 0 | 0 | 0 | 0 | 0 | 0 | 219103.7431 | 0 | 0 | 0 | 0 | 0 | 0 | 0
2016-07-17 20:00 | 0 | 0 | 0 | 0 | 0 | 80270.6403 | 818838.2421 | 620128 | 0 | 0 | 0 | 0 | 382845.3582 | 0 | 0 | 0 | 0 | 0 | 0 | 0 | 2577118.5682 | 0 | 0 | 0 | 0 | 0 | 0 | 0 | 0 | 0 | 0 | 0 | 0 | 0 | 0 | 0 | 0 | 0 | 0 | 0 | 0 | 278980.8824 | 0 | 0 | 0 | 0 | 0 | 0 | 0
2016-07-17 21:00 | 0 | 0 | 0 | 0 | 0 | 0 | 802705.6778 | 628734 | 0 | 0 | 0 | 0 | 382845.3582 | 0 | 0 | 0 | 0 | 0 | 0 | 0 | 2751090.246 | 0 | 0 | 0 | 0 | 0 | 0 | 0 | 0 | 0 | 0 | 0 | 0 | 0 | 0 | 0 | 0 | 0 | 0 | 0 | 0 | 173971.6778 | 0 | 0 | 0 | 0 | 0 | 0 | 0
2016-07-17 22:00 | 0 | 0 | 0 | 0 | 0 | 53949.8668 | 766375.8638 | 630088 | 0 | 0 | 0 | 0 | 294102.2064 | 0 | 0 | 0 | 0 | 0 | 0 | 0 | 3030071.1284 | 0 | 0 | 0 | 0 | 0 | 0 | 0 | 0 | 0 | 0 | -88743.1518 | 0 | 0 | 0 | 0 | 0 | 0 | 0 | 0 | 0 | 278980.8824 | 0 | 0 | 0 | 0 | 0 | 0 | 0
2016-07-17 23:00 | 0 | 0 | 0 | 0 | 0 | 0 | 684584.2376 | 622054 | 0 | 0 | 0 | 0 | 205359.0546 | 0 | 0 | 0 | 0 | 0 | 0 | 0 | 3181344.5179 | 0 | 0 | 0 | 0 | 0 | 0 | 0 | 0 | 0 | 0 | -88743.1518 | 0 | 0 | 0 | 0 | 0 | 0 | 0 | 0 | 0 | 151273.3894 | 0 | 0 | 0 | 0 | 0 | 0 | 0
2016-07-18 | 0 | 0 | 0 | 0 | 0 | 0 | 531762.8247 | 608973 | 0 | 0 | 0 | 0 | 294102.2064 | 0 | 0 | 0 | 0 | 0 | 0 | 0 | 3015391.1908 | 0 | 0 | 0 | 0 | 0 | 0 | 0 | 0 | 0 | 0 | 88743.1518 | 0 | 0 | 0 | 0 | 0 | 0 | 0 | 0 | 0 | -165953.3271 | 0 | 0 | 0 | 0 | 0 | 0 | 0
2016-07-18 01:00 | 0 | 0 | 0 | 0 | 0 | 428330.0077 | 267883.4353 | 595724 | 0 | 0 | 0 | 0 | 382845.3582 | 0 | 0 | 0 | 0 | 0 | 0 | 0 | 3027137.482 | 0 | 0 | 0 | 0 | 0 | 0 | 0 | 0 | 0 | 0 | 88743.1518 | 0 | 0 | 0 | 0 | 0 | 0 | 0 | 0 | 0 | 11746.2912 | 0 | 0 | 0 | 0 | 0 | 0 | 0
2016-07-18 02:00 | 0 | 0 | 0 | 0 | 0 | 504631.0994 | 30371.8007 | 572179 | 0 | 0 | 0 | 0 | 382845.3582 | 0 | 0 | 0 | 0 | 0 | 0 | 0 | 2989961.382 | 0 | 0 | 0 | 0 | 0 | 0 | 0 | 0 | 0 | 0 | 0 | 0 | 0 | 0 | 0 | 0 | 0 | 0 | 0 | 0 | -37176.0999 | 0 | 0 | 0 | 0 | 0 | 0 | 0
2016-07-18 03:00 | 0 | 0 | 0 | 0 | 0 | 172277.9658 | 0 | 540002 | 0 | 0 | 0 | 0 | 294102.2064 | 0 | 0 | 0 | 0 | 0 | 0 | 0 | 2710980.4996 | 0 | 0 | 0 | 0 | 0 | 0 | 0 | 0 | 0 | 0 | -88743.1518 | 0 | 0 | 0 | 0 | 0 | 0 | 0 | 0 | 0 | -278980.8824 | 0 | 0 | 0 | 0 | 0 | 0 | 0
2016-07-18 04:00 | 0 | 0 | 0 | 0 | 0 | 139081.9658 | 0 | 506806 | 0 | 0 | 0 | 0 | 205359.0546 | 0 | 0 | 0 | 0 | 0 | 0 | 0 | 2431999.6172 | 0 | 0 | 0 | 0 | 0 | 0 | 0 | 0 | 0 | 0 | -88743.1518 | 0 | 0 | 0 | 0 | 0 | 0 | 0 | 0 | 0 | -278980.8824 | 0 | 0 | 0 | 0 | 0 | 0 | 0
2016-07-18 05:00 | 0 | 0 | 0 | 0 | 0 | 441352.2505 | 0 | 477936 | 0 | 0 | 0 | 0 | 116615.9029 | 0 | 0 | 0 | 0 | 0 | 0 | 0 | 2484159.0195 | 0 | 0 | 0 | 0 | 0 | 0 | 0 | 0 | 0 | 0 | -88743.1518 | 0 | 0 | 0 | 0 | 0 | 0 | 0 | 0 | 0 | 52159.4023 | 0 | 0 | 0 | 0 | 0 | 0 | 0
2016-07-18 06:00 | 0 | 0 | 0 | 0 | 0 | 264834.2694 | 0 | 455072 | 0 | 0 | 0 | 0 | 205359.0546 | 0 | 0 | 0 | 0 | 0 | 0 | 0 | 2205178.137 | 0 | 0 | 0 | 0 | 0 | 0 | 0 | 0 | 0 | 0 | 88743.1518 | 0 | 0 | 0 | 0 | 0 | 0 | 0 | 0 | 0 | -278980.8824 | 0 | 0 | 0 | 0 | 0 | 0 | 0
2016-07-18 07:00 | 0 | 0 | 0 | 0 | 0 | 248037.2694 | 0 | 438275 | 0 | 0 | 0 | 0 | 294102.2064 | 0 | 0 | 0 | 0 | 0 | 0 | 0 | 1926197.2546 | 0 | 0 | 0 | 0 | 0 | 0 | 0 | 0 | 0 | 0 | 88743.1518 | 0 | 0 | 0 | 0 | 0 | 0 | 0 | 0 | 0 | -278980.8824 | 0 | 0 | 0 | 0 | 0 | 0 | 0
2016-07-18 08:00 | 0 | 0 | 0 | 0 | 0 | 406072.4176 | 0 | 430035 | 0 | 0 | 0 | 0 | 205359.0546 | 0 | 0 | 0 | 0 | 0 | 0 | 0 | 1990977.824 | 0 | 0 | 0 | 0 | 0 | 0 | 0 | 0 | 0 | 0 | -88743.1518 | 0 | 0 | 0 | 0 | 0 | 0 | 0 | 0 | 0 | 64780.5694 | 0 | 0 | 0 | 0 | 0 | 0 | 0
2016-07-18 09:00 | 0 | 0 | 0 | 0 | 0 | 371852.34 | 0 | 432780 | 0 | 0 | 0 | 0 | 294102.2064 | 0 | 0 | 0 | 0 | 0 | 0 | 0 | 1841307.0122 | 0 | 0 | 0 | 0 | 0 | 0 | 0 | 0 | 0 | 0 | 88743.1518 | 0 | 0 | 0 | 0 | 0 | 0 | 0 | 0 | 0 | -149670.8118 | 0 | 0 | 0 | 0 | 0 | 0 | 0
2016-07-18 10:00 | 0 | 0 | 0 | 0 | 0 | 338551.6453 | 0 | 446146 | 0 | 0 | 0 | 0 | 382845.3582 | 0 | 0 | 0 | 0 | 0 | 0 | 0 | 1644969.5057 | 0 | 0 | 0 | 0 | 0 | 0 | 0 | 0 | 0 | 0 | 88743.1518 | 0 | 0 | 0 | 0 | 0 | 0 | 0 | 0 | 0 | -196337.5065 | 0 | 0 | 0 | 0 | 0 | 0 | 0
2016-07-18 11:00 | 0 | 0 | 0 | 0 | 0 | 98865.5141 | 0.45163 | 466590 | 0 | 0 | 0 | 0 | 294102.2064 | 0 | 0 | 0 | 0 | 0 | 0 | 0 | 1365988.6233 | 0 | 0 | 0 | 0 | 0 | 0 | 0 | 0 | 0 | 0 | -88743.1518 | 0 | 0 | 0 | 0 | 0 | 0 | 0 | 0 | 0 | -278980.8824 | 0 | 0 | 0 | 0 | 0 | 0 | 0
2016-07-18 12:00 | 0 | 0 | 0 | 0 | 0 | 177651.3494 | 80230.1735 | 495607 | 0 | 0 | 0 | 0 | 205359.0546 | 0 | 0 | 0 | 0 | 0 | 0 | 0 | 1217006.298 | 0 | 0 | 0 | 0 | 0 | 0 | 0 | 0 | 0 | 0 | -88743.1518 | 0 | 0 | 0 | 0 | 0 | 0 | 0 | 0 | 0 | -148982.3253 | 0 | 0 | 0 | 0 | 0 | 0 | 0
2016-07-18 13:00 | 0 | 0 | 0 | 0 | 0 | 170880.3837 | 379068.2998 | 530189 | 0 | 0 | 0 | 0 | 294102.2064 | 0 | 0 | 0 | 0 | 0 | 0 | 0 | 1148022.8298 | 0 | 0 | 0 | 0 | 0 | 0 | 0 | 0 | 0 | 0 | 88743.1518 | 0 | 0 | 0 | 0 | 0 | 0 | 0 | 0 | 0 | -68983.4683 | 0 | 0 | 0 | 0 | 0 | 0 | 0
2016-07-18 14:00 | 0 | 0 | 0 | 0 | 0 | 0 | 589133.0694 | 567488 | 0 | 0 | 0 | 0 | 205359.0546 | 0 | 0 | 0 | 0 | 0 | 0 | 0 | 1258411.051 | 0 | 0 | 0 | 0 | 0 | 0 | 0 | 0 | 0 | 0 | -88743.1518 | 0 | 0 | 0 | 0 | 0 | 0 | 0 | 0 | 0 | 110388.2212 | 0 | 0 | 0 | 0 | 0 | 0 | 0
2016-07-18 15:00 | 0 | 0 | 0 | 0 | 0 | 0 | 702836.1795 | 602663 | 0 | 0 | 0 | 0 | 294102.2064 | 0 | 0 | 0 | 0 | 0 | 0 | 0 | 1269841.0787 | 0 | 0 | 0 | 0 | 0 | 0 | 0 | 0 | 0 | 0 | 88743.1518 | 0 | 0 | 0 | 0 | 0 | 0 | 0 | 0 | 0 | 11430.0277 | 0 | 0 | 0 | 0 | 0 | 0 | 0
2016-07-18 16:00 | 0 | 0 | 0 | 0 | 0 | 58906.2814 | 764136.4493 | 632805 | 0 | 0 | 0 | 0 | 205359.0546 | 0 | 0 | 0 | 0 | 0 | 0 | 0 | 1548821.9611 | 0 | 0 | 0 | 0 | 0 | 0 | 0 | 0 | 0 | 0 | -88743.1518 | 0 | 0 | 0 | 0 | 0 | 0 | 0 | 0 | 0 | 278980.8824 | 0 | 0 | 0 | 0 | 0 | 0 | 0
2016-07-18 17:00 | 0 | 0 | 0 | 0 | 0 | 0 | 789232.7537 | 655699 | 0 | 0 | 0 | 0 | 294102.2064 | 0 | 0 | 0 | 0 | 0 | 0 | 0 | 1593612.5631 | 0 | 0 | 0 | 0 | 0 | 0 | 0 | 0 | 0 | 0 | 88743.1518 | 0 | 0 | 0 | 0 | 0 | 0 | 0 | 0 | 0 | 44790.6019 | 0 | 0 | 0 | 0 | 0 | 0 | 0
2016-07-18 18:00 | 0 | 0 | 0 | 0 | 0 | 0 | 786691.9298 | 671854 | 0 | 0 | 0 | 0 | 382845.3582 | 0 | 0 | 0 | 0 | 0 | 0 | 0 | 1619707.341 | 0 | 0 | 0 | 0 | 0 | 0 | 0 | 0 | 0 | 0 | 88743.1518 | 0 | 0 | 0 | 0 | 0 | 0 | 0 | 0 | 0 | 26094.778 | 0 | 0 | 0 | 0 | 0 | 0 | 0
2016-07-18 19:00 | 0 | 0 | 0 | 0 | 0 | 0 | 772349.5595 | 678778 | 0 | 0 | 0 | 0 | 382845.3582 | 0 | 0 | 0 | 0 | 0 | 0 | 0 | 1713278.9006 | 0 | 0 | 0 | 0 | 0 | 0 | 0 | 0 | 0 | 0 | 0 | 0 | 0 | 0 | 0 | 0 | 0 | 0 | 0 | 0 | 93571.5595 | 0 | 0 | 0 | 0 | 0 | 0 | 0
2016-07-18 20:00 | 0 | 0 | 0 | 0 | 0 | 0 | 756682.0155 | 679882 | 0 | 0 | 0 | 0 | 382845.3582 | 0 | 0 | 0 | 0 | 0 | 0 | 0 | 1790078.916 | 0 | 0 | 0 | 0 | 0 | 0 | 0 | 0 | 0 | 0 | 0 | 0 | 0 | 0 | 0 | 0 | 0 | 0 | 0 | 0 | 76800.0155 | 0 | 0 | 0 | 0 | 0 | 0 | 0
2016-07-18 21:00 | 0 | 0 | 0 | 0 | 0 | 0 | 729664.7684 | 677977 | 0 | 0 | 0 | 0 | 294102.2064 | 0 | 0 | 0 | 0 | 0 | 0 | 0 | 1930509.8362 | 0 | 0 | 0 | 0 | 0 | 0 | 0 | 0 | 0 | 0 | -88743.1518 | 0 | 0 | 0 | 0 | 0 | 0 | 0 | 0 | 0 | 140430.9202 | 0 | 0 | 0 | 0 | 0 | 0 | 0
2016-07-18 22:00 | 0 | 0 | 0 | 0 | 0 | 0 | 689001.0274 | 673385 | 0 | 0 | 0 | 0 | 382845.3582 | 0 | 0 | 0 | 0 | 0 | 0 | 0 | 1857382.7118 | 0 | 0 | 0 | 0 | 0 | 0 | 0 | 0 | 0 | 0 | 88743.1518 | 0 | 0 | 0 | 0 | 0 | 0 | 0 | 0 | 0 | -73127.1244 | 0 | 0 | 0 | 0 | 0 | 0 | 0
2016-07-18 23:00 | 0 | 0 | 0 | 0 | 0 | 0 | 605710.1074 | 662839 | 0 | 0 | 0 | 0 | 294102.2064 | 0 | 0 | 0 | 0 | 0 | 0 | 0 | 1888996.971 | 0 | 0 | 0 | 0 | 0 | 0 | 0 | 0 | 0 | 0 | -88743.1518 | 0 | 0 | 0 | 0 | 0 | 0 | 0 | 0 | 0 | 31614.2592 | 0 | 0 | 0 | 0 | 0 | 0 | 0
2016-07-19 | 0 | 0 | 0 | 0 | 0 | 0 | 457967.5487 | 645707 | 0 | 0 | 0 | 0 | 205359.0546 | 0 | 0 | 0 | 0 | 0 | 0 | 0 | 1790000.6715 | 0 | 0 | 0 | 0 | 0 | 0 | 0 | 0 | 0 | 0 | -88743.1518 | 0 | 0 | 0 | 0 | 0 | 0 | 0 | 0 | 0 | -98996.2995 | 0 | 0 | 0 | 0 | 0 | 0 | 0
2016-07-19 01:00 | 0 | 0 | 0 | 0 | 0 | 522924.4666 | 227233.7735 | 626926 | 0 | 0 | 0 | 0 | 294102.2064 | 0 | 0 | 0 | 0 | 0 | 0 | 0 | 1824489.7598 | 0 | 0 | 0 | 0 | 0 | 0 | 0 | 0 | 0 | 0 | 88743.1518 | 0 | 0 | 0 | 0 | 0 | 0 | 0 | 0 | 0 | 34489.0883 | 0 | 0 | 0 | 0 | 0 | 0 | 0
2016-07-19 02:00 | 0 | 0 | 0 | 0 | 0 | 613504.1314 | 36512.2195 | 597364 | 0 | 0 | 0 | 0 | 382845.3582 | 0 | 0 | 0 | 0 | 0 | 0 | 0 | 1788398.9589 | 0 | 0 | 0 | 0 | 0 | 0 | 0 | 0 | 0 | 0 | 88743.1518 | 0 | 0 | 0 | 0 | 0 | 0 | 0 | 0 | 0 | -36090.8009 | 0 | 0 | 0 | 0 | 0 | 0 | 0
2016-07-19 03:00 | 0 | 0 | 0 | 0 | 0 | 191009.9658 | 0 | 558734 | 0 | 0 | 0 | 0 | 294102.2064 | 0 | 0 | 0 | 0 | 0 | 0 | 0 | 1509418.0764 | 0 | 0 | 0 | 0 | 0 | 0 | 0 | 0 | 0 | 0 | -88743.1518 | 0 | 0 | 0 | 0 | 0 | 0 | 0 | 0 | 0 | -278980.8824 | 0 | 0 | 0 | 0 | 0 | 0 | 0
2016-07-19 04:00 | 0 | 0 | 0 | 0 | 0 | 152945.9658 | 0 | 520670 | 0 | 0 | 0 | 0 | 205359.0546 | 0 | 0 | 0 | 0 | 0 | 0 | 0 | 1230437.194 | 0 | 0 | 0 | 0 | 0 | 0 | 0 | 0 | 0 | 0 | -88743.1518 | 0 | 0 | 0 | 0 | 0 | 0 | 0 | 0 | 0 | -278980.8824 | 0 | 0 | 0 | 0 | 0 | 0 | 0
2016-07-19 05:00 | 0 | 0 | 0 | 0 | 0 | 540387.6285 | 0 | 488298 | 0 | 0 | 0 | 0 | 116615.9029 | 0 | 0 | 0 | 0 | 0 | 0 | 0 | 1371269.9743 | 0 | 0 | 0 | 0 | 0 | 0 | 0 | 0 | 0 | 0 | -88743.1518 | 0 | 0 | 0 | 0 | 0 | 0 | 0 | 0 | 0 | 140832.7803 | 0 | 0 | 0 | 0 | 0 | 0 | 0
2016-07-19 06:00 | 0 | 0 | 0 | 0 | 0 | 271326.2694 | 0 | 461564 | 0 | 0 | 0 | 0 | 205359.0546 | 0 | 0 | 0 | 0 | 0 | 0 | 0 | 1092289.0918 | 0 | 0 | 0 | 0 | 0 | 0 | 0 | 0 | 0 | 0 | 88743.1518 | 0 | 0 | 0 | 0 | 0 | 0 | 0 | 0 | 0 | -278980.8824 | 0 | 0 | 0 | 0 | 0 | 0 | 0
2016-07-19 07:00 | 0 | 0 | 0 | 0 | 0 | 474187.8871 | 0 | 442848 | 0 | 0 | 0 | 0 | 294102.2064 | 0 | 0 | 0 | 0 | 0 | 0 | 0 | 1034885.8271 | 0 | 0 | 0 | 0 | 0 | 0 | 0 | 0 | 0 | 0 | 88743.1518 | 0 | 0 | 0 | 0 | 0 | 0 | 0 | 0 | 0 | -57403.2647 | 0 | 0 | 0 | 0 | 0 | 0 | 0
2016-07-19 08:00 | 0 | 0 | 0 | 0 | 0 | 463552.002 | 0 | 433311 | 0 | 0 | 0 | 0 | 382845.3582 | 0 | 0 | 0 | 0 | 0 | 0 | 0 | 976383.6774 | 0 | 0 | 0 | 0 | 0 | 0 | 0 | 0 | 0 | 0 | 88743.1518 | 0 | 0 | 0 | 0 | 0 | 0 | 0 | 0 | 0 | -58502.1498 | 0 | 0 | 0 | 0 | 0 | 0 | 0
2016-07-19 09:00 | 0 | 0 | 0 | 0 | 0 | 67763.9658 | 0 | 435488 | 0 | 0 | 0 | 0 | 294102.2064 | 0 | 0 | 0 | 0 | 0 | 0 | 0 | 697402.7949 | 0 | 0 | 0 | 0 | 0 | 0 | 0 | 0 | 0 | 0 | -88743.1518 | 0 | 0 | 0 | 0 | 0 | 0 | 0 | 0 | 0 | -278980.8824 | 0 | 0 | 0 | 0 | 0 | 0 | 0
2016-07-19 10:00 | 0 | 0 | 0 | 0 | 0 | 258729.2694 | 0 | 448967 | 0 | 0 | 0 | 0 | 382845.3582 | 0 | 0 | 0 | 0 | 0 | 0 | 0 | 418421.9125 | 0 | 0 | 0 | 0 | 0 | 0 | 0 | 0 | 0 | 0 | 88743.1518 | 0 | 0 | 0 | 0 | 0 | 0 | 0 | 0 | 0 | -278980.8824 | 0 | 0 | 0 | 0 | 0 | 0 | 0
2016-07-19 11:00 | 0 | 0 | 0 | 0 | 0 | 100906.8831 | 0.082677 | 468631 | 0 | 0 | 0 | 0 | 294102.2064 | 0 | 0 | 0 | 0 | 0 | 0 | 0 | 139441.03 | 0 | 0 | 0 | 0 | 0 | 0 | 0 | 0 | 0 | 0 | -88743.1518 | 0 | 0 | 0 | 0 | 0 | 0 | 0 | 0 | 0 | -278980.8824 | 0 | 0 | 0 | 0 | 0 | 0 | 0
2016-07-19 12:00 | 0 | 0 | 0 | 0 | 0 | 199323.5576 | 85569.9023 | 495509 | 0 | 0 | 0 | 0 | 205359.0546 | 0 | 0 | 0 | 0 | 0 | 0 | 0 | 17568.6418 | 0 | 0 | 0 | 0 | 0 | 0 | 0 | 0 | 0 | 0 | -88743.1518 | 0 | 0 | 0 | 0 | 0 | 0 | 0 | 0 | 0 | -121872.3882 | 0 | 0 | 0 | 0 | 0 | 0 | 0
2016-07-19 13:00 | 0 | 0 | 0 | 0 | 0 | 173584.2825 | 423307.2275 | 525717 | 0 | 0 | 0 | 0 | 294102.2064 | 0 | 0 | 0 | 0 | 0 | 0 | 0 | 0 | 0 | 0 | 0 | 0 | 0 | 0 | 0 | 0 | 0 | 0 | 88743.1518 | 0 | 0 | 0 | 0 | 0 | 0 | 0 | 0 | 0 | -17568.6418 | 0 | 0 | 0 | 0 | 0 | 0 | 0
2016-07-19 14:00 | 0 | 0 | 0 | 0 | 0 | 0 | 647385.8892 | 561169 | 0 | 0 | 0 | 0 | 380319.0956 | 0 | 0 | 0 | 0 | 0 | 0 | 0 | 0 | 0 | 0 | 0 | 0 | 0 | 0 | 0 | 0 | 0 | 0 | 86216.8892 | 0 | 0 | 0 | 0 | 0 | 0 | 0 | 0 | 0 | 0 | 0 | 0 | 0 | 0 | 0 | 0 | 0
2016-07-19 15:00 | 0 | 0 | 0 | 0 | 0 | 0 | 749097.005 | 594934 | 0 | 0 | 0 | 0 | 291575.9438 | 0 | 0 | 0 | 0 | 0 | 0 | 0 | 242906.1568 | 0 | 0 | 0 | 0 | 0 | 0 | 0 | 0 | 0 | 0 | -88743.1518 | 0 | 0 | 0 | 0 | 0 | 0 | 0 | 0 | 0 | 242906.1568 | 0 | 0 | 0 | 0 | 0 | 0 | 0
2016-07-19 16:00 | 0 | 0 | 0 | 0 | 0 | 0 | 803312.7772 | 622824 | 0 | 0 | 0 | 0 | 202832.792 | 0 | 0 | 0 | 0 | 0 | 0 | 0 | 512138.0858 | 0 | 0 | 0 | 0 | 0 | 0 | 0 | 0 | 0 | 0 | -88743.1518 | 0 | 0 | 0 | 0 | 0 | 0 | 0 | 0 | 0 | 269231.929 | 0 | 0 | 0 | 0 | 0 | 0 | 0
2016-07-19 17:00 | 0 | 0 | 0 | 0 | 0 | 0 | 809714.2245 | 644321 | 0 | 0 | 0 | 0 | 114089.6402 | 0 | 0 | 0 | 0 | 0 | 0 | 0 | 766274.4621 | 0 | 0 | 0 | 0 | 0 | 0 | 0 | 0 | 0 | 0 | -88743.1518 | 0 | 0 | 0 | 0 | 0 | 0 | 0 | 0 | 0 | 254136.3763 | 0 | 0 | 0 | 0 | 0 | 0 | 0
2016-07-19 18:00 | 0 | 0 | 0 | 0 | 0 | 0 | 796275.48 | 659831 | 0 | 0 | 0 | 0 | 202832.792 | 0 | 0 | 0 | 0 | 0 | 0 | 0 | 813975.7903 | 0 | 0 | 0 | 0 | 0 | 0 | 0 | 0 | 0 | 0 | 88743.1518 | 0 | 0 | 0 | 0 | 0 | 0 | 0 | 0 | 0 | 47701.3282 | 0 | 0 | 0 | 0 | 0 | 0 | 0
2016-07-19 19:00 | 0 | 0 | 0 | 0 | 0 | 239162.3282 | 779657.5498 | 669705 | 0 | 0 | 0 | 0 | 272966.7876 | 0 | 0 | 0 | 0 | 0 | 0 | 0 | 1092956.6727 | 0 | 0 | 0 | 0 | 0 | 0 | 0 | 0 | 0 | 0 | 70133.9956 | 0 | 0 | 0 | 0 | 0 | 0 | 0 | 0 | 0 | 278980.8824 | 0 | 0 | 0 | 0 | 0 | 0 | 0
2016-07-19 20:00 | 0 | 0 | 0 | 0 | 0 | 0 | 764777.4233 | 676736 | 0 | 0 | 0 | 0 | 361709.9394 | 0 | 0 | 0 | 0 | 0 | 0 | 0 | 1092254.9442 | 0 | 0 | 0 | 0 | 0 | 0 | 0 | 0 | 0 | 0 | 88743.1518 | 0 | 0 | 0 | 0 | 0 | 0 | 0 | 0 | 0 | -701.7285 | 0 | 0 | 0 | 0 | 0 | 0 | 0
2016-07-19 21:00 | 0 | 0 | 0 | 0 | 0 | 137369.2384 | 737364.2045 | 678202 | 0 | 0 | 0 | 0 | 279260.4999 | 0 | 0 | 0 | 0 | 0 | 0 | 0 | 1371235.8266 | 0 | 0 | 0 | 0 | 0 | 0 | 0 | 0 | 0 | 0 | -82449.4395 | 0 | 0 | 0 | 0 | 0 | 0 | 0 | 0 | 0 | 278980.8824 | 0 | 0 | 0 | 0 | 0 | 0 | 0
2016-07-19 22:00 | 0 | 0 | 0 | 0 | 0 | 0 | 692559.0561 | 671340 | 0 | 0 | 0 | 0 | 205359.0546 | 0 | 0 | 0 | 0 | 0 | 0 | 0 | 1466356.328 | 0 | 0 | 0 | 0 | 0 | 0 | 0 | 0 | 0 | 0 | -73901.4452 | 0 | 0 | 0 | 0 | 0 | 0 | 0 | 0 | 0 | 95120.5014 | 0 | 0 | 0 | 0 | 0 | 0 | 0
2016-07-19 23:00 | 0 | 0 | 0 | 0 | 0 | 0 | 602664.0583 | 655422 | 0 | 0 | 0 | 0 | 294102.2064 | 0 | 0 | 0 | 0 | 0 | 0 | 0 | 1324855.2345 | 0 | 0 | 0 | 0 | 0 | 0 | 0 | 0 | 0 | 0 | 88743.1518 | 0 | 0 | 0 | 0 | 0 | 0 | 0 | 0 | 0 | -141501.0935 | 0 | 0 | 0 | 0 | 0 | 0 | 0
2016-07-20 | 0 | 0 | 0 | 0 | 0 | 0 | 452995.9663 | 636565 | 0 | 0 | 0 | 0 | 382845.3582 | 0 | 0 | 0 | 0 | 0 | 0 | 0 | 1052543.049 | 0 | 0 | 0 | 0 | 0 | 0 | 0 | 0 | 0 | 0 | 88743.1518 | 0 | 0 | 0 | 0 | 0 | 0 | 0 | 0 | 0 | -272312.1855 | 0 | 0 | 0 | 0 | 0 | 0 | 0
2016-07-20 01:00 | 0 | 0 | 0 | 0 | 0 | 508939.2381 | 236650.4676 | 618519 | 0 | 0 | 0 | 0 | 382845.3582 | 0 | 0 | 0 | 0 | 0 | 0 | 0 | 1179613.7548 | 0 | 0 | 0 | 0 | 0 | 0 | 0 | 0 | 0 | 0 | 0 | 0 | 0 | 0 | 0 | 0 | 0 | 0 | 0 | 0 | 127070.7058 | 0 | 0 | 0 | 0 | 0 | 0 | 0
2016-07-20 02:00 | 0 | 0 | 0 | 0 | 0 | 609140.8342 | 32039.7656 | 589729 | 0 | 0 | 0 | 0 | 294102.2064 | 0 | 0 | 0 | 0 | 0 | 0 | 0 | 1319808.5064 | 0 | 0 | 0 | 0 | 0 | 0 | 0 | 0 | 0 | 0 | -88743.1518 | 0 | 0 | 0 | 0 | 0 | 0 | 0 | 0 | 0 | 140194.7516 | 0 | 0 | 0 | 0 | 0 | 0 | 0
2016-07-20 03:00 | 0 | 0 | 0 | 0 | 0 | 600352.0917 | 0 | 552048 | 0 | 0 | 0 | 0 | 205359.0546 | 0 | 0 | 0 | 0 | 0 | 0 | 0 | 1456855.7498 | 0 | 0 | 0 | 0 | 0 | 0 | 0 | 0 | 0 | 0 | -88743.1518 | 0 | 0 | 0 | 0 | 0 | 0 | 0 | 0 | 0 | 137047.2435 | 0 | 0 | 0 | 0 | 0 | 0 | 0
2016-07-20 04:00 | 0 | 0 | 0 | 0 | 0 | 324167.2694 | 0 | 514405 | 0 | 0 | 0 | 0 | 294102.2064 | 0 | 0 | 0 | 0 | 0 | 0 | 0 | 1177874.8674 | 0 | 0 | 0 | 0 | 0 | 0 | 0 | 0 | 0 | 0 | 88743.1518 | 0 | 0 | 0 | 0 | 0 | 0 | 0 | 0 | 0 | -278980.8824 | 0 | 0 | 0 | 0 | 0 | 0 | 0
2016-07-20 05:00 | 0 | 0 | 0 | 0 | 0 | 292419.2694 | 0 | 482657 | 0 | 0 | 0 | 0 | 382845.3582 | 0 | 0 | 0 | 0 | 0 | 0 | 0 | 898893.985 | 0 | 0 | 0 | 0 | 0 | 0 | 0 | 0 | 0 | 0 | 88743.1518 | 0 | 0 | 0 | 0 | 0 | 0 | 0 | 0 | 0 | -278980.8824 | 0 | 0 | 0 | 0 | 0 | 0 | 0
2016-07-20 06:00 | 0 | 0 | 0 | 0 | 0 | 530051.1586 | 0 | 456339 | 0 | 0 | 0 | 0 | 294102.2064 | 0 | 0 | 0 | 0 | 0 | 0 | 0 | 1061349.2954 | 0 | 0 | 0 | 0 | 0 | 0 | 0 | 0 | 0 | 0 | -88743.1518 | 0 | 0 | 0 | 0 | 0 | 0 | 0 | 0 | 0 | 162455.3104 | 0 | 0 | 0 | 0 | 0 | 0 | 0
2016-07-20 07:00 | 0 | 0 | 0 | 0 | 0 | 247073.2694 | 0 | 437311 | 0 | 0 | 0 | 0 | 382845.3582 | 0 | 0 | 0 | 0 | 0 | 0 | 0 | 782368.4129 | 0 | 0 | 0 | 0 | 0 | 0 | 0 | 0 | 0 | 0 | 88743.1518 | 0 | 0 | 0 | 0 | 0 | 0 | 0 | 0 | 0 | -278980.8824 | 0 | 0 | 0 | 0 | 0 | 0 | 0
2016-07-20 08:00 | 0 | 0 | 0 | 0 | 0 | 59681.9658 | 0 | 427406 | 0 | 0 | 0 | 0 | 294102.2064 | 0 | 0 | 0 | 0 | 0 | 0 | 0 | 503387.5305 | 0 | 0 | 0 | 0 | 0 | 0 | 0 | 0 | 0 | 0 | -88743.1518 | 0 | 0 | 0 | 0 | 0 | 0 | 0 | 0 | 0 | -278980.8824 | 0 | 0 | 0 | 0 | 0 | 0 | 0
2016-07-20 09:00 | 0 | 0 | 0 | 0 | 0 | 456349.8724 | 0 | 429429 | 0 | 0 | 0 | 0 | 382845.3582 | 0 | 0 | 0 | 0 | 0 | 0 | 0 | 441565.2511 | 0 | 0 | 0 | 0 | 0 | 0 | 0 | 0 | 0 | 0 | 88743.1518 | 0 | 0 | 0 | 0 | 0 | 0 | 0 | 0 | 0 | -61822.2794 | 0 | 0 | 0 | 0 | 0 | 0 | 0
2016-07-20 10:00 | 0 | 0 | 0 | 0 | 0 | 433082.9768 | 0 | 441816 | 0 | 0 | 0 | 0 | 294102.2064 | 0 | 0 | 0 | 0 | 0 | 0 | 0 | 521575.3797 | 0 | 0 | 0 | 0 | 0 | 0 | 0 | 0 | 0 | 0 | -88743.1518 | 0 | 0 | 0 | 0 | 0 | 0 | 0 | 0 | 0 | 80010.1286 | 0 | 0 | 0 | 0 | 0 | 0 | 0
2016-07-20 11:00 | 0 | 0 | 0 | 0 | 0 | 92856.9301 | 0.035628 | 460581 | 0 | 0 | 0 | 0 | 205359.0546 | 0 | 0 | 0 | 0 | 0 | 0 | 0 | 242594.4972 | 0 | 0 | 0 | 0 | 0 | 0 | 0 | 0 | 0 | 0 | -88743.1518 | 0 | 0 | 0 | 0 | 0 | 0 | 0 | 0 | 0 | -278980.8824 | 0 | 0 | 0 | 0 | 0 | 0 | 0
2016-07-20 12:00 | 0 | 0 | 0 | 0 | 0 | 239358.4248 | 93664.2298 | 486874 | 0 | 0 | 0 | 0 | 294102.2064 | 0 | 0 | 0 | 0 | 0 | 0 | 0 | 0 | 0 | 0 | 0 | 0 | 0 | 0 | 0 | 0 | 0 | 0 | 88743.1518 | 0 | 0 | 0 | 0 | 0 | 0 | 0 | 0 | 0 | -242594.4972 | 0 | 0 | 0 | 0 | 0 | 0 | 0
2016-07-20 13:00 | 0 | 0 | 0 | 0 | 0 | 246044.6773 | 421372.5242 | 517655 | 0 | 0 | 0 | 0 | 382845.3582 | 0 | 0 | 0 | 0 | 0 | 0 | 0 | 61019.0497 | 0 | 0 | 0 | 0 | 0 | 0 | 0 | 0 | 0 | 0 | 88743.1518 | 0 | 0 | 0 | 0 | 0 | 0 | 0 | 0 | 0 | 61019.0497 | 0 | 0 | 0 | 0 | 0 | 0 | 0
2016-07-20 14:00 | 0 | 0 | 0 | 0 | 0 | 91764.5215 | 651174.2092 | 552701 | 0 | 0 | 0 | 0 | 294102.2064 | 0 | 0 | 0 | 0 | 0 | 0 | 0 | 339999.9321 | 0 | 0 | 0 | 0 | 0 | 0 | 0 | 0 | 0 | 0 | -88743.1518 | 0 | 0 | 0 | 0 | 0 | 0 | 0 | 0 | 0 | 278980.8824 | 0 | 0 | 0 | 0 | 0 | 0 | 0
2016-07-20 15:00 | 0 | 0 | 0 | 0 | 0 | 0 | 742115.5333 | 587835 | 0 | 0 | 0 | 0 | 205359.0546 | 0 | 0 | 0 | 0 | 0 | 0 | 0 | 583023.6172 | 0 | 0 | 0 | 0 | 0 | 0 | 0 | 0 | 0 | 0 | -88743.1518 | 0 | 0 | 0 | 0 | 0 | 0 | 0 | 0 | 0 | 243023.6851 | 0 | 0 | 0 | 0 | 0 | 0 | 0
2016-07-20 16:00 | 0 | 0 | 0 | 0 | 0 | 0 | 791536.2605 | 618472 | 0 | 0 | 0 | 0 | 116615.9029 | 0 | 0 | 0 | 0 | 0 | 0 | 0 | 844831.0295 | 0 | 0 | 0 | 0 | 0 | 0 | 0 | 0 | 0 | 0 | -88743.1518 | 0 | 0 | 0 | 0 | 0 | 0 | 0 | 0 | 0 | 261807.4123 | 0 | 0 | 0 | 0 | 0 | 0 | 0
2016-07-20 17:00 | 0 | 0 | 0 | 0 | 0 | 50267.5713 | 798515.8471 | 645401 | 0 | 0 | 0 | 0 | 41017.4388 | 0 | 0 | 0 | 0 | 0 | 0 | 0 | 1123811.9119 | 0 | 0 | 0 | 0 | 0 | 0 | 0 | 0 | 0 | 0 | -75598.4641 | 0 | 0 | 0 | 0 | 0 | 0 | 0 | 0 | 0 | 278980.8824 | 0 | 0 | 0 | 0 | 0 | 0 | 0
2016-07-20 18:00 | 0 | 0 | 0 | 0 | 0 | 0 | 786578.5184 | 666420 | 0 | 0 | 0 | 0 | 27872.7511 | 0 | 0 | 0 | 0 | 0 | 0 | 0 | 1257115.118 | 0 | 0 | 0 | 0 | 0 | 0 | 0 | 0 | 0 | 0 | -13144.6877 | 0 | 0 | 0 | 0 | 0 | 0 | 0 | 0 | 0 | 133303.2061 | 0 | 0 | 0 | 0 | 0 | 0 | 0
2016-07-20 19:00 | 0 | 0 | 0 | 0 | 0 | 0 | 768546.9329 | 681326 | 0 | 0 | 0 | 0 | 116615.9029 | 0 | 0 | 0 | 0 | 0 | 0 | 0 | 1255592.8991 | 0 | 0 | 0 | 0 | 0 | 0 | 0 | 0 | 0 | 0 | 88743.1518 | 0 | 0 | 0 | 0 | 0 | 0 | 0 | 0 | 0 | -1522.2189 | 0 | 0 | 0 | 0 | 0 | 0 | 0
2016-07-20 20:00 | 0 | 0 | 0 | 0 | 0 | 0 | 749961.8363 | 691916 | 0 | 0 | 0 | 0 | 27872.7511 | 0 | 0 | 0 | 0 | 0 | 0 | 0 | 1402381.8873 | 0 | 0 | 0 | 0 | 0 | 0 | 0 | 0 | 0 | 0 | -88743.1518 | 0 | 0 | 0 | 0 | 0 | 0 | 0 | 0 | 0 | 146788.9881 | 0 | 0 | 0 | 0 | 0 | 0 | 0
2016-07-20 21:00 | 0 | 0 | 0 | 0 | 0 | 0 | 718362.0374 | 696978 | 0 | 0 | 0 | 0 | 116615.9029 | 0 | 0 | 0 | 0 | 0 | 0 | 0 | 1335022.7728 | 0 | 0 | 0 | 0 | 0 | 0 | 0 | 0 | 0 | 0 | 88743.1518 | 0 | 0 | 0 | 0 | 0 | 0 | 0 | 0 | 0 | -67359.1144 | 0 | 0 | 0 | 0 | 0 | 0 | 0
2016-07-20 22:00 | 0 | 0 | 0 | 0 | 0 | 0 | 665223.8673 | 691384 | 0 | 0 | 0 | 0 | 205359.0546 | 0 | 0 | 0 | 0 | 0 | 0 | 0 | 1220119.4884 | 0 | 0 | 0 | 0 | 0 | 0 | 0 | 0 | 0 | 0 | 88743.1518 | 0 | 0 | 0 | 0 | 0 | 0 | 0 | 0 | 0 | -114903.2845 | 0 | 0 | 0 | 0 | 0 | 0 | 0
2016-07-20 23:00 | 0 | 0 | 0 | 0 | 0 | 0 | 575386.4606 | 678219 | 0 | 0 | 0 | 0 | 294102.2064 | 0 | 0 | 0 | 0 | 0 | 0 | 0 | 1028543.7972 | 0 | 0 | 0 | 0 | 0 | 0 | 0 | 0 | 0 | 0 | 88743.1518 | 0 | 0 | 0 | 0 | 0 | 0 | 0 | 0 | 0 | -191575.6912 | 0 | 0 | 0 | 0 | 0 | 0 | 0
2016-07-21 | 0 | 0 | 0 | 0 | 0 | 0 | 435015.1849 | 659397 | 0 | 0 | 0 | 0 | 205359.0546 | 0 | 0 | 0 | 0 | 0 | 0 | 0 | 892905.1339 | 0 | 0 | 0 | 0 | 0 | 0 | 0 | 0 | 0 | 0 | -88743.1518 | 0 | 0 | 0 | 0 | 0 | 0 | 0 | 0 | 0 | -135638.6633 | 0 | 0 | 0 | 0 | 0 | 0 | 0
2016-07-21 01:00 | 0 | 0 | 0 | 0 | 0 | 566066.1397 | 228719.6514 | 640391 | 0 | 0 | 0 | 0 | 116615.9029 | 0 | 0 | 0 | 0 | 0 | 0 | 0 | 1136043.0769 | 0 | 0 | 0 | 0 | 0 | 0 | 0 | 0 | 0 | 0 | -88743.1518 | 0 | 0 | 0 | 0 | 0 | 0 | 0 | 0 | 0 | 243137.9429 | 0 | 0 | 0 | 0 | 0 | 0 | 0
2016-07-21 02:00 | 0 | 0 | 0 | 0 | 0 | 651967.2561 | 22562.1167 | 611187 | 0 | 0 | 0 | 0 | 205359.0546 | 0 | 0 | 0 | 0 | 0 | 0 | 0 | 1110642.2978 | 0 | 0 | 0 | 0 | 0 | 0 | 0 | 0 | 0 | 0 | 88743.1518 | 0 | 0 | 0 | 0 | 0 | 0 | 0 | 0 | 0 | -25400.7791 | 0 | 0 | 0 | 0 | 0 | 0 | 0
2016-07-21 03:00 | 0 | 0 | 0 | 0 | 0 | 661615.1387 | 0 | 572027 | 0 | 0 | 0 | 0 | 116615.9029 | 0 | 0 | 0 | 0 | 0 | 0 | 0 | 1288973.5884 | 0 | 0 | 0 | 0 | 0 | 0 | 0 | 0 | 0 | 0 | -88743.1518 | 0 | 0 | 0 | 0 | 0 | 0 | 0 | 0 | 0 | 178331.2905 | 0 | 0 | 0 | 0 | 0 | 0 | 0
2016-07-21 04:00 | 0 | 0 | 0 | 0 | 0 | 343016.2694 | 0 | 533254 | 0 | 0 | 0 | 0 | 205359.0546 | 0 | 0 | 0 | 0 | 0 | 0 | 0 | 1009992.7059 | 0 | 0 | 0 | 0 | 0 | 0 | 0 | 0 | 0 | 0 | 88743.1518 | 0 | 0 | 0 | 0 | 0 | 0 | 0 | 0 | 0 | -278980.8824 | 0 | 0 | 0 | 0 | 0 | 0 | 0
2016-07-21 05:00 | 0 | 0 | 0 | 0 | 0 | 617442.5482 | 0 | 498740 | 0 | 0 | 0 | 0 | 294102.2064 | 0 | 0 | 0 | 0 | 0 | 0 | 0 | 1039952.1023 | 0 | 0 | 0 | 0 | 0 | 0 | 0 | 0 | 0 | 0 | 88743.1518 | 0 | 0 | 0 | 0 | 0 | 0 | 0 | 0 | 0 | 29959.3964 | 0 | 0 | 0 | 0 | 0 | 0 | 0
2016-07-21 06:00 | 0 | 0 | 0 | 0 | 0 | 591791.4598 | 0 | 470257 | 0 | 0 | 0 | 0 | 205359.0546 | 0 | 0 | 0 | 0 | 0 | 0 | 0 | 1250229.7139 | 0 | 0 | 0 | 0 | 0 | 0 | 0 | 0 | 0 | 0 | -88743.1518 | 0 | 0 | 0 | 0 | 0 | 0 | 0 | 0 | 0 | 210277.6116 | 0 | 0 | 0 | 0 | 0 | 0 | 0
2016-07-21 07:00 | 0 | 0 | 0 | 0 | 0 | 259511.2694 | 0 | 449749 | 0 | 0 | 0 | 0 | 294102.2064 | 0 | 0 | 0 | 0 | 0 | 0 | 0 | 971248.8315 | 0 | 0 | 0 | 0 | 0 | 0 | 0 | 0 | 0 | 0 | 88743.1518 | 0 | 0 | 0 | 0 | 0 | 0 | 0 | 0 | 0 | -278980.8824 | 0 | 0 | 0 | 0 | 0 | 0 | 0
2016-07-21 08:00 | 0 | 0 | 0 | 0 | 0 | 524213.6054 | 0 | 438554 | 0 | 0 | 0 | 0 | 382845.3582 | 0 | 0 | 0 | 0 | 0 | 0 | 0 | 968165.2851 | 0 | 0 | 0 | 0 | 0 | 0 | 0 | 0 | 0 | 0 | 88743.1518 | 0 | 0 | 0 | 0 | 0 | 0 | 0 | 0 | 0 | -3083.5464 | 0 | 0 | 0 | 0 | 0 | 0 | 0
2016-07-21 09:00 | 0 | 0 | 0 | 0 | 0 | 72763.9658 | 0 | 440488 | 0 | 0 | 0 | 0 | 294102.2064 | 0 | 0 | 0 | 0 | 0 | 0 | 0 | 689184.4026 | 0 | 0 | 0 | 0 | 0 | 0 | 0 | 0 | 0 | 0 | -88743.1518 | 0 | 0 | 0 | 0 | 0 | 0 | 0 | 0 | 0 | -278980.8824 | 0 | 0 | 0 | 0 | 0 | 0 | 0
2016-07-21 10:00 | 0 | 0 | 0 | 0 | 0 | 85610.9658 | 0 | 453335 | 0 | 0 | 0 | 0 | 205359.0546 | 0 | 0 | 0 | 0 | 0 | 0 | 0 | 410203.5202 | 0 | 0 | 0 | 0 | 0 | 0 | 0 | 0 | 0 | 0 | -88743.1518 | 0 | 0 | 0 | 0 | 0 | 0 | 0 | 0 | 0 | -278980.8824 | 0 | 0 | 0 | 0 | 0 | 0 | 0
2016-07-21 11:00 | 0 | 0 | 0 | 0 | 0 | 355375.4583 | 0 | 472775 | 0 | 0 | 0 | 0 | 294102.2064 | 0 | 0 | 0 | 0 | 0 | 0 | 0 | 204060.8267 | 0 | 0 | 0 | 0 | 0 | 0 | 0 | 0 | 0 | 0 | 88743.1518 | 0 | 0 | 0 | 0 | 0 | 0 | 0 | 0 | 0 | -206142.6935 | 0 | 0 | 0 | 0 | 0 | 0 | 0
2016-07-21 12:00 | 0 | 0 | 0 | 0 | 0 | 197037.3985 | 98251.7748 | 499350 | 0 | 0 | 0 | 0 | 294102.2064 | 0 | 0 | 0 | 0 | 0 | 0 | 0 | 0 | 0 | 0 | 0 | 0 | 0 | 0 | 0 | 0 | 0 | 0 | 0 | 0 | 0 | 0 | 0 | 0 | 0 | 0 | 0 | 0 | -204060.8267 | 0 | 0 | 0 | 0 | 0 | 0 | 0
2016-07-21 13:00 | 0 | 0 | 0 | 0 | 0 | 204669.1211 | 430118.3631 | 533096 | 0 | 0 | 0 | 0 | 382845.3582 | 0 | 0 | 0 | 0 | 0 | 0 | 0 | 12948.3323 | 0 | 0 | 0 | 0 | 0 | 0 | 0 | 0 | 0 | 0 | 88743.1518 | 0 | 0 | 0 | 0 | 0 | 0 | 0 | 0 | 0 | 12948.3323 | 0 | 0 | 0 | 0 | 0 | 0 | 0
2016-07-21 14:00 | 0 | 0 | 0 | 0 | 0 | 180745.739 | 669765.1435 | 571530 | 0 | 0 | 0 | 0 | 382845.3582 | 0 | 0 | 0 | 0 | 0 | 0 | 0 | 291929.2148 | 0 | 0 | 0 | 0 | 0 | 0 | 0 | 0 | 0 | 0 | 0 | 0 | 0 | 0 | 0 | 0 | 0 | 0 | 0 | 0 | 278980.8824 | 0 | 0 | 0 | 0 | 0 | 0 | 0
2016-07-21 15:00 | 0 | 0 | 0 | 0 | 0 | 0 | 769418.8206 | 609171 | 0 | 0 | 0 | 0 | 294102.2064 | 0 | 0 | 0 | 0 | 0 | 0 | 0 | 540920.1872 | 0 | 0 | 0 | 0 | 0 | 0 | 0 | 0 | 0 | 0 | -88743.1518 | 0 | 0 | 0 | 0 | 0 | 0 | 0 | 0 | 0 | 248990.9724 | 0 | 0 | 0 | 0 | 0 | 0 | 0
2016-07-21 16:00 | 0 | 0 | 0 | 0 | 0 | 0 | 808061.6979 | 640721 | 0 | 0 | 0 | 0 | 205359.0546 | 0 | 0 | 0 | 0 | 0 | 0 | 0 | 797004.0369 | 0 | 0 | 0 | 0 | 0 | 0 | 0 | 0 | 0 | 0 | -88743.1518 | 0 | 0 | 0 | 0 | 0 | 0 | 0 | 0 | 0 | 256083.8497 | 0 | 0 | 0 | 0 | 0 | 0 | 0
2016-07-21 17:00 | 0 | 0 | 0 | 0 | 0 | 30372.5377 | 821389.4621 | 668011 | 0 | 0 | 0 | 0 | 205359.0546 | 0 | 0 | 0 | 0 | 0 | 0 | 0 | 980755.0367 | 0 | 0 | 0 | 0 | 0 | 0 | 0 | 0 | 0 | 0 | 0 | 0 | 0 | 0 | 0 | 0 | 0 | 0 | 0 | 0 | 183750.9998 | 0 | 0 | 0 | 0 | 0 | 0 | 0
2016-07-21 18:00 | 0 | 0 | 0 | 0 | 0 | 0 | 809835.2172 | 687574 | 0 | 0 | 0 | 0 | 294102.2064 | 0 | 0 | 0 | 0 | 0 | 0 | 0 | 1014273.1021 | 0 | 0 | 0 | 0 | 0 | 0 | 0 | 0 | 0 | 0 | 88743.1518 | 0 | 0 | 0 | 0 | 0 | 0 | 0 | 0 | 0 | 33518.0654 | 0 | 0 | 0 | 0 | 0 | 0 | 0
2016-07-21 19:00 | 0 | 0 | 0 | 0 | 0 | 0 | 792444.9809 | 699093 | 0 | 0 | 0 | 0 | 382845.3582 | 0 | 0 | 0 | 0 | 0 | 0 | 0 | 1018881.9313 | 0 | 0 | 0 | 0 | 0 | 0 | 0 | 0 | 0 | 0 | 88743.1518 | 0 | 0 | 0 | 0 | 0 | 0 | 0 | 0 | 0 | 4608.8292 | 0 | 0 | 0 | 0 | 0 | 0 | 0
2016-07-21 20:00 | 0 | 0 | 0 | 0 | 0 | 0 | 776744.5074 | 706996 | 0 | 0 | 0 | 0 | 382845.3582 | 0 | 0 | 0 | 0 | 0 | 0 | 0 | 1088630.4387 | 0 | 0 | 0 | 0 | 0 | 0 | 0 | 0 | 0 | 0 | 0 | 0 | 0 | 0 | 0 | 0 | 0 | 0 | 0 | 0 | 69748.5074 | 0 | 0 | 0 | 0 | 0 | 0 | 0
2016-07-21 21:00 | 0 | 0 | 0 | 0 | 0 | 0 | 751083.2448 | 708155 | 0 | 0 | 0 | 0 | 382845.3582 | 0 | 0 | 0 | 0 | 0 | 0 | 0 | 1131558.6836 | 0 | 0 | 0 | 0 | 0 | 0 | 0 | 0 | 0 | 0 | 0 | 0 | 0 | 0 | 0 | 0 | 0 | 0 | 0 | 0 | 42928.2448 | 0 | 0 | 0 | 0 | 0 | 0 | 0
2016-07-21 22:00 | 0 | 0 | 0 | 0 | 0 | 0 | 704603.6913 | 703672 | 0 | 0 | 0 | 0 | 294102.2064 | 0 | 0 | 0 | 0 | 0 | 0 | 0 | 1221233.5267 | 0 | 0 | 0 | 0 | 0 | 0 | 0 | 0 | 0 | 0 | -88743.1518 | 0 | 0 | 0 | 0 | 0 | 0 | 0 | 0 | 0 | 89674.8431 | 0 | 0 | 0 | 0 | 0 | 0 | 0
2016-07-21 23:00 | 0 | 0 | 0 | 0 | 0 | 0 | 616549.0085 | 690274 | 0 | 0 | 0 | 0 | 382845.3582 | 0 | 0 | 0 | 0 | 0 | 0 | 0 | 1058765.3834 | 0 | 0 | 0 | 0 | 0 | 0 | 0 | 0 | 0 | 0 | 88743.1518 | 0 | 0 | 0 | 0 | 0 | 0 | 0 | 0 | 0 | -162468.1433 | 0 | 0 | 0 | 0 | 0 | 0 | 0
2016-07-22 | 0 | 0 | 0 | 0 | 0 | 246216.2221 | 473114.8307 | 672875 | 0 | 0 | 0 | 0 | 382845.3582 | 0 | 0 | 0 | 0 | 0 | 0 | 0 | 1105221.4362 | 0 | 0 | 0 | 0 | 0 | 0 | 0 | 0 | 0 | 0 | 0 | 0 | 0 | 0 | 0 | 0 | 0 | 0 | 0 | 0 | 46456.0528 | 0 | 0 | 0 | 0 | 0 | 0 | 0
2016-07-22 01:00 | 0 | 0 | 0 | 0 | 0 | 377829.6496 | 231102.4015 | 654666 | 0 | 0 | 0 | 0 | 382845.3582 | 0 | 0 | 0 | 0 | 0 | 0 | 0 | 1059487.4874 | 0 | 0 | 0 | 0 | 0 | 0 | 0 | 0 | 0 | 0 | 0 | 0 | 0 | 0 | 0 | 0 | 0 | 0 | 0 | 0 | -45733.9488 | 0 | 0 | 0 | 0 | 0 | 0 | 0
2016-07-22 02:00 | 0 | 0 | 0 | 0 | 0 | 472649.6184 | 22972.8015 | 622878 | 0 | 0 | 0 | 0 | 294102.2064 | 0 | 0 | 0 | 0 | 0 | 0 | 0 | 1020975.0591 | 0 | 0 | 0 | 0 | 0 | 0 | 0 | 0 | 0 | 0 | -88743.1518 | 0 | 0 | 0 | 0 | 0 | 0 | 0 | 0 | 0 | -38512.4283 | 0 | 0 | 0 | 0 | 0 | 0 | 0
2016-07-22 03:00 | 0 | 0 | 0 | 0 | 0 | 501814.927 | 0 | 585323 | 0 | 0 | 0 | 0 | 382845.3582 | 0 | 0 | 0 | 0 | 0 | 0 | 0 | 848723.8343 | 0 | 0 | 0 | 0 | 0 | 0 | 0 | 0 | 0 | 0 | 88743.1518 | 0 | 0 | 0 | 0 | 0 | 0 | 0 | 0 | 0 | -172251.2248 | 0 | 0 | 0 | 0 | 0 | 0 | 0
2016-07-22 04:00 | 0 | 0 | 0 | 0 | 0 | 180068.9658 | 0 | 547793 | 0 | 0 | 0 | 0 | 294102.2064 | 0 | 0 | 0 | 0 | 0 | 0 | 0 | 569742.9518 | 0 | 0 | 0 | 0 | 0 | 0 | 0 | 0 | 0 | 0 | -88743.1518 | 0 | 0 | 0 | 0 | 0 | 0 | 0 | 0 | 0 | -278980.8824 | 0 | 0 | 0 | 0 | 0 | 0 | 0
2016-07-22 05:00 | 0 | 0 | 0 | 0 | 0 | 488329.4548 | 0 | 512625 | 0 | 0 | 0 | 0 | 382845.3582 | 0 | 0 | 0 | 0 | 0 | 0 | 0 | 456704.2549 | 0 | 0 | 0 | 0 | 0 | 0 | 0 | 0 | 0 | 0 | 88743.1518 | 0 | 0 | 0 | 0 | 0 | 0 | 0 | 0 | 0 | -113038.697 | 0 | 0 | 0 | 0 | 0 | 0 | 0
2016-07-22 06:00 | 0 | 0 | 0 | 0 | 0 | 204349.1176 | 0 | 483330 | 0 | 0 | 0 | 0 | 382845.3582 | 0 | 0 | 0 | 0 | 0 | 0 | 0 | 177723.3724 | 0 | 0 | 0 | 0 | 0 | 0 | 0 | 0 | 0 | 0 | 0 | 0 | 0 | 0 | 0 | 0 | 0 | 0 | 0 | 0 | -278980.8824 | 0 | 0 | 0 | 0 | 0 | 0 | 0
2016-07-22 07:00 | 0 | 0 | 0 | 0 | 0 | 445399.2814 | 0 | 462741 | 0 | 0 | 0 | 0 | 382845.3582 | 0 | 0 | 0 | 0 | 0 | 0 | 0 | 160381.6538 | 0 | 0 | 0 | 0 | 0 | 0 | 0 | 0 | 0 | 0 | 0 | 0 | 0 | 0 | 0 | 0 | 0 | 0 | 0 | 0 | -17341.7186 | 0 | 0 | 0 | 0 | 0 | 0 | 0
2016-07-22 08:00 | 0 | 0 | 0 | 0 | 0 | 427534.3795 | 0 | 451233 | 0 | 0 | 0 | 0 | 354972.6072 | 0 | 0 | 0 | 0 | 0 | 0 | 0 | 164555.7844 | 0 | 0 | 0 | 0 | 0 | 0 | 0 | 0 | 0 | 0 | -27872.7511 | 0 | 0 | 0 | 0 | 0 | 0 | 0 | 0 | 0 | 4174.1306 | 0 | 0 | 0 | 0 | 0 | 0 | 0
2016-07-22 09:00 | 0 | 0 | 0 | 0 | 0 | 399557.2217 | 0 | 451810 | 0 | 0 | 0 | 0 | 266229.4554 | 0 | 0 | 0 | 0 | 0 | 0 | 0 | 201046.1579 | 0 | 0 | 0 | 0 | 0 | 0 | 0 | 0 | 0 | 0 | -88743.1518 | 0 | 0 | 0 | 0 | 0 | 0 | 0 | 0 | 0 | 36490.3735 | 0 | 0 | 0 | 0 | 0 | 0 | 0
2016-07-22 10:00 | 0 | 0 | 0 | 0 | 0 | 372731.2953 | 0 | 463057 | 0 | 0 | 0 | 0 | 177486.3036 | 0 | 0 | 0 | 0 | 0 | 0 | 0 | 199463.605 | 0 | 0 | 0 | 0 | 0 | 0 | 0 | 0 | 0 | 0 | -88743.1518 | 0 | 0 | 0 | 0 | 0 | 0 | 0 | 0 | 0 | -1582.5529 | 0 | 0 | 0 | 0 | 0 | 0 | 0
2016-07-22 11:00 | 0 | 0 | 0 | 0 | 0 | 335980.5404 | 0 | 480339 | 0 | 0 | 0 | 0 | 88743.1518 | 0 | 0 | 0 | 0 | 0 | 0 | 0 | 143848.2972 | 0 | 0 | 0 | 0 | 0 | 0 | 0 | 0 | 0 | 0 | -88743.1518 | 0 | 0 | 0 | 0 | 0 | 0 | 0 | 0 | 0 | -55615.3078 | 0 | 0 | 0 | 0 | 0 | 0 | 0
2016-07-22 12:00 | 0 | 0 | 0 | 0 | 0 | 185244.9642 | 88369.5868 | 506206 | 0 | 0 | 0 | 0 | 0 | 0 | 0 | 0 | 0 | 0 | 0 | 0 | 0 | 0 | 0 | 0 | 0 | 0 | 0 | 0 | 0 | 0 | 0 | -88743.1518 | 0 | 0 | 0 | 0 | 0 | 0 | 0 | 0 | 0 | -143848.2972 | 0 | 0 | 0 | 0 | 0 | 0 | 0
2016-07-22 13:00 | 0 | 0 | 0 | 0 | 0 | 129553.9707 | 410940.1971 | 540344 | 0 | 0 | 0 | 0 | 0 | 0 | 0 | 0 | 0 | 0 | 0 | 0 | 150.1678 | 0 | 0 | 0 | 0 | 0 | 0 | 0 | 0 | 0 | 0 | 0 | 0 | 0 | 0 | 0 | 0 | 0 | 0 | 0 | 0 | 150.1678 | 0 | 0 | 0 | 0 | 0 | 0 | 0
2016-07-22 14:00 | 0 | 0 | 0 | 0 | 0 | 143957.2866 | 625239.6118 | 574745 | 0 | 0 | 0 | 0 | 88743.1518 | 0 | 0 | 0 | 0 | 0 | 0 | 0 | 105858.9145 | 0 | 0 | 0 | 0 | 0 | 0 | 0 | 0 | 0 | 0 | 88743.1518 | 0 | 0 | 0 | 0 | 0 | 0 | 0 | 0 | 0 | 105708.7467 | 0 | 0 | 0 | 0 | 0 | 0 | 0
2016-07-22 15:00 | 0 | 0 | 0 | 0 | 0 | 144514.6753 | 743934.9485 | 611626 | 0 | 0 | 0 | 0 | 154267.8978 | 0 | 0 | 0 | 0 | 0 | 0 | 0 | 317157.7922 | 0 | 0 | 0 | 0 | 0 | 0 | 0 | 0 | 0 | 0 | 65524.746 | 0 | 0 | 0 | 0 | 0 | 0 | 0 | 0 | 0 | 211298.8777 | 0 | 0 | 0 | 0 | 0 | 0 | 0
2016-07-22 16:00 | 0 | 0 | 0 | 0 | 0 | 148286.218 | 800700.0313 | 643805 | 0 | 0 | 0 | 0 | 243011.0496 | 0 | 0 | 0 | 0 | 0 | 0 | 0 | 533595.8897 | 0 | 0 | 0 | 0 | 0 | 0 | 0 | 0 | 0 | 0 | 88743.1518 | 0 | 0 | 0 | 0 | 0 | 0 | 0 | 0 | 0 | 216438.0975 | 0 | 0 | 0 | 0 | 0 | 0 | 0
2016-07-22 17:00 | 0 | 0 | 0 | 0 | 0 | 162822.0827 | 818721.7353 | 669636 | 0 | 0 | 0 | 0 | 275937.9853 | 0 | 0 | 0 | 0 | 0 | 0 | 0 | 812576.7721 | 0 | 0 | 0 | 0 | 0 | 0 | 0 | 0 | 0 | 0 | 32926.9356 | 0 | 0 | 0 | 0 | 0 | 0 | 0 | 0 | 0 | 278980.8824 | 0 | 0 | 0 | 0 | 0 | 0 | 0
2016-07-22 18:00 | 0 | 0 | 0 | 0 | 0 | 179012.094 | 807671.0096 | 689538 | 0 | 0 | 0 | 0 | 294102.2064 | 0 | 0 | 0 | 0 | 0 | 0 | 0 | 1091557.6546 | 0 | 0 | 0 | 0 | 0 | 0 | 0 | 0 | 0 | 0 | 18164.2212 | 0 | 0 | 0 | 0 | 0 | 0 | 0 | 0 | 0 | 278980.8824 | 0 | 0 | 0 | 0 | 0 | 0 | 0
2016-07-22 19:00 | 0 | 0 | 0 | 0 | 0 | 190337.624 | 789909.1323 | 702510 | 0 | 0 | 0 | 0 | 382845.3582 | 0 | 0 | 0 | 0 | 0 | 0 | 0 | 1280551.259 | 0 | 0 | 0 | 0 | 0 | 0 | 0 | 0 | 0 | 0 | 88743.1518 | 0 | 0 | 0 | 0 | 0 | 0 | 0 | 0 | 0 | 188993.6045 | 0 | 0 | 0 | 0 | 0 | 0 | 0
2016-07-22 20:00 | 0 | 0 | 0 | 0 | 0 | 196840.0322 | 776820.7507 | 709819 | 0 | 0 | 0 | 0 | 367706.2587 | 0 | 0 | 0 | 0 | 0 | 0 | 0 | 1559532.1415 | 0 | 0 | 0 | 0 | 0 | 0 | 0 | 0 | 0 | 0 | -15139.0996 | 0 | 0 | 0 | 0 | 0 | 0 | 0 | 0 | 0 | 278980.8824 | 0 | 0 | 0 | 0 | 0 | 0 | 0
2016-07-22 21:00 | 0 | 0 | 0 | 0 | 0 | 208573.6359 | 754064.004 | 711442 | 0 | 0 | 0 | 0 | 339921.0162 | 0 | 0 | 0 | 0 | 0 | 0 | 0 | 1838513.0239 | 0 | 0 | 0 | 0 | 0 | 0 | 0 | 0 | 0 | 0 | -27785.2425 | 0 | 0 | 0 | 0 | 0 | 0 | 0 | 0 | 0 | 278980.8824 | 0 | 0 | 0 | 0 | 0 | 0 | 0
2016-07-22 22:00 | 0 | 0 | 0 | 0 | 0 | 222596.1032 | 716697.9695 | 706132 | 0 | 0 | 0 | 0 | 294102.2064 | 0 | 0 | 0 | 0 | 0 | 0 | 0 | 2117493.9064 | 0 | 0 | 0 | 0 | 0 | 0 | 0 | 0 | 0 | 0 | -45818.8097 | 0 | 0 | 0 | 0 | 0 | 0 | 0 | 0 | 0 | 278980.8824 | 0 | 0 | 0 | 0 | 0 | 0 | 0
2016-07-22 23:00 | 0 | 0 | 0 | 0 | 0 | 245677.712 | 633729.1418 | 692225 | 0 | 0 | 0 | 0 | 205359.0546 | 0 | 0 | 0 | 0 | 0 | 0 | 0 | 2393418.912 | 0 | 0 | 0 | 0 | 0 | 0 | 0 | 0 | 0 | 0 | -88743.1518 | 0 | 0 | 0 | 0 | 0 | 0 | 0 | 0 | 0 | 275925.0057 | 0 | 0 | 0 | 0 | 0 | 0 | 0
2016-07-23 | 0 | 0 | 0 | 0 | 0 | 0 | 489956.5144 | 671763 | 0 | 0 | 0 | 0 | 294102.2064 | 0 | 0 | 0 | 0 | 0 | 0 | 0 | 2122869.2747 | 0 | 0 | 0 | 0 | 0 | 0 | 0 | 0 | 0 | 0 | 88743.1518 | 0 | 0 | 0 | 0 | 0 | 0 | 0 | 0 | 0 | -270549.6374 | 0 | 0 | 0 | 0 | 0 | 0 | 0
2016-07-23 01:00 | 0 | 0 | 0 | 0 | 0 | 474354.7931 | 226925.2312 | 651983 | 0 | 0 | 0 | 0 | 382845.3582 | 0 | 0 | 0 | 0 | 0 | 0 | 0 | 2083423.1472 | 0 | 0 | 0 | 0 | 0 | 0 | 0 | 0 | 0 | 0 | 88743.1518 | 0 | 0 | 0 | 0 | 0 | 0 | 0 | 0 | 0 | -39446.1274 | 0 | 0 | 0 | 0 | 0 | 0 | 0
2016-07-23 02:00 | 0 | 0 | 0 | 0 | 0 | 606363.6423 | 17871.5699 | 622735 | 0 | 0 | 0 | 0 | 294102.2064 | 0 | 0 | 0 | 0 | 0 | 0 | 0 | 2173666.5112 | 0 | 0 | 0 | 0 | 0 | 0 | 0 | 0 | 0 | 0 | -88743.1518 | 0 | 0 | 0 | 0 | 0 | 0 | 0 | 0 | 0 | 90243.3639 | 0 | 0 | 0 | 0 | 0 | 0 | 0
2016-07-23 03:00 | 0 | 0 | 0 | 0 | 0 | 636951.2081 | 0 | 585435 | 0 | 0 | 0 | 0 | 382845.3582 | 0 | 0 | 0 | 0 | 0 | 0 | 0 | 2136439.5674 | 0 | 0 | 0 | 0 | 0 | 0 | 0 | 0 | 0 | 0 | 88743.1518 | 0 | 0 | 0 | 0 | 0 | 0 | 0 | 0 | 0 | -37226.9437 | 0 | 0 | 0 | 0 | 0 | 0 | 0
2016-07-23 04:00 | 0 | 0 | 0 | 0 | 0 | 180575.9658 | 0 | 548300 | 0 | 0 | 0 | 0 | 294102.2064 | 0 | 0 | 0 | 0 | 0 | 0 | 0 | 1857458.685 | 0 | 0 | 0 | 0 | 0 | 0 | 0 | 0 | 0 | 0 | -88743.1518 | 0 | 0 | 0 | 0 | 0 | 0 | 0 | 0 | 0 | -278980.8824 | 0 | 0 | 0 | 0 | 0 | 0 | 0
2016-07-23 05:00 | 0 | 0 | 0 | 0 | 0 | 594692.7784 | 0 | 513775 | 0 | 0 | 0 | 0 | 382845.3582 | 0 | 0 | 0 | 0 | 0 | 0 | 0 | 1849633.3116 | 0 | 0 | 0 | 0 | 0 | 0 | 0 | 0 | 0 | 0 | 88743.1518 | 0 | 0 | 0 | 0 | 0 | 0 | 0 | 0 | 0 | -7825.3734 | 0 | 0 | 0 | 0 | 0 | 0 | 0
2016-07-23 06:00 | 0 | 0 | 0 | 0 | 0 | 572213.6797 | 0 | 485017 | 0 | 0 | 0 | 0 | 294102.2064 | 0 | 0 | 0 | 0 | 0 | 0 | 0 | 2025573.1431 | 0 | 0 | 0 | 0 | 0 | 0 | 0 | 0 | 0 | 0 | -88743.1518 | 0 | 0 | 0 | 0 | 0 | 0 | 0 | 0 | 0 | 175939.8315 | 0 | 0 | 0 | 0 | 0 | 0 | 0
2016-07-23 07:00 | 0 | 0 | 0 | 0 | 0 | 544919.4959 | 0 | 462396 | 0 | 0 | 0 | 0 | 205359.0546 | 0 | 0 | 0 | 0 | 0 | 0 | 0 | 2196839.7907 | 0 | 0 | 0 | 0 | 0 | 0 | 0 | 0 | 0 | 0 | -88743.1518 | 0 | 0 | 0 | 0 | 0 | 0 | 0 | 0 | 0 | 171266.6477 | 0 | 0 | 0 | 0 | 0 | 0 | 0
2016-07-23 08:00 | 0 | 0 | 0 | 0 | 0 | 79179.9658 | 0 | 446904 | 0 | 0 | 0 | 0 | 116615.9029 | 0 | 0 | 0 | 0 | 0 | 0 | 0 | 1917858.9083 | 0 | 0 | 0 | 0 | 0 | 0 | 0 | 0 | 0 | 0 | -88743.1518 | 0 | 0 | 0 | 0 | 0 | 0 | 0 | 0 | 0 | -278980.8824 | 0 | 0 | 0 | 0 | 0 | 0 | 0
2016-07-23 09:00 | 0 | 0 | 0 | 0 | 0 | 509804.624 | 0 | 438752 | 0 | 0 | 0 | 0 | 205359.0546 | 0 | 0 | 0 | 0 | 0 | 0 | 0 | 1900168.3805 | 0 | 0 | 0 | 0 | 0 | 0 | 0 | 0 | 0 | 0 | 88743.1518 | 0 | 0 | 0 | 0 | 0 | 0 | 0 | 0 | 0 | -17690.5278 | 0 | 0 | 0 | 0 | 0 | 0 | 0
2016-07-23 10:00 | 0 | 0 | 0 | 0 | 0 | 69013.9658 | 0 | 436738 | 0 | 0 | 0 | 0 | 116615.9029 | 0 | 0 | 0 | 0 | 0 | 0 | 0 | 1621187.498 | 0 | 0 | 0 | 0 | 0 | 0 | 0 | 0 | 0 | 0 | -88743.1518 | 0 | 0 | 0 | 0 | 0 | 0 | 0 | 0 | 0 | -278980.8824 | 0 | 0 | 0 | 0 | 0 | 0 | 0
2016-07-23 11:00 | 0 | 0 | 0 | 0 | 0 | 446713.2035 | 0 | 444141 | 0 | 0 | 0 | 0 | 205359.0546 | 0 | 0 | 0 | 0 | 0 | 0 | 0 | 1535016.5497 | 0 | 0 | 0 | 0 | 0 | 0 | 0 | 0 | 0 | 0 | 88743.1518 | 0 | 0 | 0 | 0 | 0 | 0 | 0 | 0 | 0 | -86170.9483 | 0 | 0 | 0 | 0 | 0 | 0 | 0
2016-07-23 12:00 | 0 | 0 | 0 | 0 | 0 | 310134.2727 | 80977.5256 | 469768 | 0 | 0 | 0 | 0 | 116615.9029 | 0 | 0 | 0 | 0 | 0 | 0 | 0 | 1545103.4998 | 0 | 0 | 0 | 0 | 0 | 0 | 0 | 0 | 0 | 0 | -88743.1518 | 0 | 0 | 0 | 0 | 0 | 0 | 0 | 0 | 0 | 10086.9501 | 0 | 0 | 0 | 0 | 0 | 0 | 0
2016-07-23 13:00 | 0 | 0 | 0 | 0 | 0 | 298436.0189 | 451527.284 | 507074 | 0 | 0 | 0 | 0 | 205359.0546 | 0 | 0 | 0 | 0 | 0 | 0 | 0 | 1699249.6509 | 0 | 0 | 0 | 0 | 0 | 0 | 0 | 0 | 0 | 0 | 88743.1518 | 0 | 0 | 0 | 0 | 0 | 0 | 0 | 0 | 0 | 154146.1511 | 0 | 0 | 0 | 0 | 0 | 0 | 0
2016-07-23 14:00 | 0 | 0 | 0 | 0 | 0 | 241341.1704 | 674584.8638 | 548202 | 0 | 0 | 0 | 0 | 294102.2064 | 0 | 0 | 0 | 0 | 0 | 0 | 0 | 1978230.5334 | 0 | 0 | 0 | 0 | 0 | 0 | 0 | 0 | 0 | 0 | 88743.1518 | 0 | 0 | 0 | 0 | 0 | 0 | 0 | 0 | 0 | 278980.8824 | 0 | 0 | 0 | 0 | 0 | 0 | 0
2016-07-23 15:00 | 0 | 0 | 0 | 0 | 0 | 0 | 803266.4842 | 587785 | 0 | 0 | 0 | 0 | 230602.8082 | 0 | 0 | 0 | 0 | 0 | 0 | 0 | 2257211.4158 | 0 | 0 | 0 | 0 | 0 | 0 | 0 | 0 | 0 | 0 | -63499.3982 | 0 | 0 | 0 | 0 | 0 | 0 | 0 | 0 | 0 | 278980.8824 | 0 | 0 | 0 | 0 | 0 | 0 | 0
2016-07-23 16:00 | 0 | 0 | 0 | 0 | 0 | 118562.8135 | 845057.4672 | 621140 | 0 | 0 | 0 | 0 | 294102.2064 | 0 | 0 | 0 | 0 | 0 | 0 | 0 | 2536192.2982 | 0 | 0 | 0 | 0 | 0 | 0 | 0 | 0 | 0 | 0 | 63499.3982 | 0 | 0 | 0 | 0 | 0 | 0 | 0 | 0 | 0 | 278980.8824 | 0 | 0 | 0 | 0 | 0 | 0 | 0
2016-07-23 17:00 | 0 | 0 | 0 | 0 | 0 | 155657.1195 | 856683.9147 | 644617 | 0 | 0 | 0 | 0 | 382845.3582 | 0 | 0 | 0 | 0 | 0 | 0 | 0 | 2815173.1807 | 0 | 0 | 0 | 0 | 0 | 0 | 0 | 0 | 0 | 0 | 88743.1518 | 0 | 0 | 0 | 0 | 0 | 0 | 0 | 0 | 0 | 278980.8824 | 0 | 0 | 0 | 0 | 0 | 0 | 0
2016-07-23 18:00 | 0 | 0 | 0 | 0 | 0 | 440.0339 | 852163.6967 | 662366 | 0 | 0 | 0 | 0 | 294102.2064 | 0 | 0 | 0 | 0 | 0 | 0 | 0 | 3094154.0631 | 0 | 0 | 0 | 0 | 0 | 0 | 0 | 0 | 0 | 0 | -88743.1518 | 0 | 0 | 0 | 0 | 0 | 0 | 0 | 0 | 0 | 278980.8824 | 0 | 0 | 0 | 0 | 0 | 0 | 0
2016-07-23 19:00 | 0 | 0 | 0 | 0 | 0 | 20792.8015 | 842957.9291 | 673513 | 0 | 0 | 0 | 0 | 205359.0546 | 0 | 0 | 0 | 0 | 0 | 0 | 0 | 3373134.9456 | 0 | 0 | 0 | 0 | 0 | 0 | 0 | 0 | 0 | 0 | -88743.1518 | 0 | 0 | 0 | 0 | 0 | 0 | 0 | 0 | 0 | 278980.8824 | 0 | 0 | 0 | 0 | 0 | 0 | 0
2016-07-23 20:00 | 0 | 0 | 0 | 0 | 0 | 32490.5977 | 838733.133 | 680986 | 0 | 0 | 0 | 0 | 116615.9029 | 0 | 0 | 0 | 0 | 0 | 0 | 0 | 3652115.828 | 0 | 0 | 0 | 0 | 0 | 0 | 0 | 0 | 0 | 0 | -88743.1518 | 0 | 0 | 0 | 0 | 0 | 0 | 0 | 0 | 0 | 278980.8824 | 0 | 0 | 0 | 0 | 0 | 0 | 0
2016-07-23 21:00 | 0 | 0 | 0 | 0 | 0 | 224577.3422 | 826243.6921 | 683097 | 0 | 0 | 0 | 0 | 205359.0546 | 0 | 0 | 0 | 0 | 0 | 0 | 0 | 3931096.7105 | 0 | 0 | 0 | 0 | 0 | 0 | 0 | 0 | 0 | 0 | 88743.1518 | 0 | 0 | 0 | 0 | 0 | 0 | 0 | 0 | 0 | 278980.8824 | 0 | 0 | 0 | 0 | 0 | 0 | 0
2016-07-23 22:00 | 0 | 0 | 0 | 0 | 0 | 252179.9848 | 792661.0494 | 677117 | 0 | 0 | 0 | 0 | 294102.2064 | 0 | 0 | 0 | 0 | 0 | 0 | 0 | 4210077.5929 | 0 | 0 | 0 | 0 | 0 | 0 | 0 | 0 | 0 | 0 | 88743.1518 | 0 | 0 | 0 | 0 | 0 | 0 | 0 | 0 | 0 | 278980.8824 | 0 | 0 | 0 | 0 | 0 | 0 | 0
2016-07-23 23:00 | 0 | 0 | 0 | 0 | 0 | 320878.5537 | 708744.4805 | 661899 | 0 | 0 | 0 | 0 | 382845.3582 | 0 | 0 | 0 | 0 | 0 | 0 | 0 | 4489058.4753 | 0 | 0 | 0 | 0 | 0 | 0 | 0 | 0 | 0 | 0 | 88743.1518 | 0 | 0 | 0 | 0 | 0 | 0 | 0 | 0 | 0 | 278980.8824 | 0 | 0 | 0 | 0 | 0 | 0 | 0
2016-07-24 | 0 | 0 | 0 | 0 | 0 | 0 | 551129.4697 | 643422 | 0 | 0 | 0 | 0 | 294102.2064 | 0 | 0 | 0 | 0 | 0 | 0 | 0 | 4485509.0968 | 0 | 0 | 0 | 0 | 0 | 0 | 0 | 0 | 0 | 0 | -88743.1518 | 0 | 0 | 0 | 0 | 0 | 0 | 0 | 0 | 0 | -3549.3785 | 0 | 0 | 0 | 0 | 0 | 0 | 0
2016-07-24 01:00 | 0 | 0 | 0 | 0 | 0 | 563458.8256 | 274650.469 | 626308 | 0 | 0 | 0 | 0 | 226922.6186 | 0 | 0 | 0 | 0 | 0 | 0 | 0 | 4764489.9793 | 0 | 0 | 0 | 0 | 0 | 0 | 0 | 0 | 0 | 0 | -67179.5879 | 0 | 0 | 0 | 0 | 0 | 0 | 0 | 0 | 0 | 278980.8824 | 0 | 0 | 0 | 0 | 0 | 0 | 0
2016-07-24 02:00 | 0 | 0 | 0 | 0 | 0 | 670568.6806 | 20260.5862 | 599234 | 0 | 0 | 0 | 0 | 205359.0546 | 0 | 0 | 0 | 0 | 0 | 0 | 0 | 4877648.81 | 0 | 0 | 0 | 0 | 0 | 0 | 0 | 0 | 0 | 0 | -21563.5639 | 0 | 0 | 0 | 0 | 0 | 0 | 0 | 0 | 0 | 113158.8307 | 0 | 0 | 0 | 0 | 0 | 0 | 0
2016-07-24 03:00 | 0 | 0 | 0 | 0 | 0 | 666979.4935 | 0 | 565417 | 0 | 0 | 0 | 0 | 294102.2064 | 0 | 0 | 0 | 0 | 0 | 0 | 0 | 4890468.1517 | 0 | 0 | 0 | 0 | 0 | 0 | 0 | 0 | 0 | 0 | 88743.1518 | 0 | 0 | 0 | 0 | 0 | 0 | 0 | 0 | 0 | 12819.3417 | 0 | 0 | 0 | 0 | 0 | 0 | 0
2016-07-24 04:00 | 0 | 0 | 0 | 0 | 0 | 615834.1306 | 0 | 531046 | 0 | 0 | 0 | 0 | 205359.0546 | 0 | 0 | 0 | 0 | 0 | 0 | 0 | 5063999.4341 | 0 | 0 | 0 | 0 | 0 | 0 | 0 | 0 | 0 | 0 | -88743.1518 | 0 | 0 | 0 | 0 | 0 | 0 | 0 | 0 | 0 | 173531.2824 | 0 | 0 | 0 | 0 | 0 | 0 | 0
2016-07-24 05:00 | 0 | 0 | 0 | 0 | 0 | 552727.3855 | 0 | 499365 | 0 | 0 | 0 | 0 | 294102.2064 | 0 | 0 | 0 | 0 | 0 | 0 | 0 | 5028618.6677 | 0 | 0 | 0 | 0 | 0 | 0 | 0 | 0 | 0 | 0 | 88743.1518 | 0 | 0 | 0 | 0 | 0 | 0 | 0 | 0 | 0 | -35380.7663 | 0 | 0 | 0 | 0 | 0 | 0 | 0
2016-07-24 06:00 | 0 | 0 | 0 | 0 | 0 | 505336.3634 | 0 | 472698 | 0 | 0 | 0 | 0 | 382845.3582 | 0 | 0 | 0 | 0 | 0 | 0 | 0 | 4972513.8793 | 0 | 0 | 0 | 0 | 0 | 0 | 0 | 0 | 0 | 0 | 88743.1518 | 0 | 0 | 0 | 0 | 0 | 0 | 0 | 0 | 0 | -56104.7884 | 0 | 0 | 0 | 0 | 0 | 0 | 0
2016-07-24 07:00 | 0 | 0 | 0 | 0 | 0 | 470170.8546 | 0 | 451439 | 0 | 0 | 0 | 0 | 294102.2064 | 0 | 0 | 0 | 0 | 0 | 0 | 0 | 5079988.8858 | 0 | 0 | 0 | 0 | 0 | 0 | 0 | 0 | 0 | 0 | -88743.1518 | 0 | 0 | 0 | 0 | 0 | 0 | 0 | 0 | 0 | 107475.0064 | 0 | 0 | 0 | 0 | 0 | 0 | 0
2016-07-24 08:00 | 0 | 0 | 0 | 0 | 0 | 434022.8995 | 0 | 436259 | 0 | 0 | 0 | 0 | 382845.3582 | 0 | 0 | 0 | 0 | 0 | 0 | 0 | 4989009.6334 | 0 | 0 | 0 | 0 | 0 | 0 | 0 | 0 | 0 | 0 | 88743.1518 | 0 | 0 | 0 | 0 | 0 | 0 | 0 | 0 | 0 | -90979.2523 | 0 | 0 | 0 | 0 | 0 | 0 | 0
2016-07-24 09:00 | 0 | 0 | 0 | 0 | 0 | 59375.9658 | 0 | 427100 | 0 | 0 | 0 | 0 | 294102.2064 | 0 | 0 | 0 | 0 | 0 | 0 | 0 | 4710028.751 | 0 | 0 | 0 | 0 | 0 | 0 | 0 | 0 | 0 | 0 | -88743.1518 | 0 | 0 | 0 | 0 | 0 | 0 | 0 | 0 | 0 | -278980.8824 | 0 | 0 | 0 | 0 | 0 | 0 | 0
2016-07-24 10:00 | 0 | 0 | 0 | 0 | 0 | 377196.4573 | 0 | 422282 | 0 | 0 | 0 | 0 | 205359.0546 | 0 | 0 | 0 | 0 | 0 | 0 | 0 | 4753686.36 | 0 | 0 | 0 | 0 | 0 | 0 | 0 | 0 | 0 | 0 | -88743.1518 | 0 | 0 | 0 | 0 | 0 | 0 | 0 | 0 | 0 | 43657.609 | 0 | 0 | 0 | 0 | 0 | 0 | 0
2016-07-24 11:00 | 0 | 0 | 0 | 0 | 0 | 335243.7659 | 0 | 426061 | 0 | 0 | 0 | 0 | 116615.9029 | 0 | 0 | 0 | 0 | 0 | 0 | 0 | 4751612.2778 | 0 | 0 | 0 | 0 | 0 | 0 | 0 | 0 | 0 | 0 | -88743.1518 | 0 | 0 | 0 | 0 | 0 | 0 | 0 | 0 | 0 | -2074.0823 | 0 | 0 | 0 | 0 | 0 | 0 | 0
2016-07-24 12:00 | 0 | 0 | 0 | 0 | 0 | 182807.0871 | 71113.1619 | 447059 | 0 | 0 | 0 | 0 | 92013.856 | 0 | 0 | 0 | 0 | 0 | 0 | 0 | 4583075.5737 | 0 | 0 | 0 | 0 | 0 | 0 | 0 | 0 | 0 | 0 | -24602.0469 | 0 | 0 | 0 | 0 | 0 | 0 | 0 | 0 | 0 | -168536.7041 | 0 | 0 | 0 | 0 | 0 | 0 | 0
2016-07-24 13:00 | 0 | 0 | 0 | 0 | 0 | 195345.0765 | 397357.4129 | 480914 | 0 | 0 | 0 | 0 | 180757.0078 | 0 | 0 | 0 | 0 | 0 | 0 | 0 | 4606120.9113 | 0 | 0 | 0 | 0 | 0 | 0 | 0 | 0 | 0 | 0 | 88743.1518 | 0 | 0 | 0 | 0 | 0 | 0 | 0 | 0 | 0 | 23045.3376 | 0 | 0 | 0 | 0 | 0 | 0 | 0
2016-07-24 14:00 | 0 | 0 | 0 | 0 | 0 | 96381.5923 | 613989.1383 | 520133 | 0 | 0 | 0 | 0 | 92013.856 | 0 | 0 | 0 | 0 | 0 | 0 | 0 | 4885101.7937 | 0 | 0 | 0 | 0 | 0 | 0 | 0 | 0 | 0 | 0 | -88743.1518 | 0 | 0 | 0 | 0 | 0 | 0 | 0 | 0 | 0 | 278980.8824 | 0 | 0 | 0 | 0 | 0 | 0 | 0
2016-07-24 15:00 | 0 | 0 | 0 | 0 | 0 | 170325.9005 | 750033.7687 | 558015 | 0 | 0 | 0 | 0 | 175377.6427 | 0 | 0 | 0 | 0 | 0 | 0 | 0 | 5164082.6762 | 0 | 0 | 0 | 0 | 0 | 0 | 0 | 0 | 0 | 0 | 83363.7868 | 0 | 0 | 0 | 0 | 0 | 0 | 0 | 0 | 0 | 278980.8824 | 0 | 0 | 0 | 0 | 0 | 0 | 0
2016-07-24 16:00 | 0 | 0 | 0 | 0 | 0 | 0 | 807271.3306 | 591243 | 0 | 0 | 0 | 0 | 112425.0909 | 0 | 0 | 0 | 0 | 0 | 0 | 0 | 5443063.5586 | 0 | 0 | 0 | 0 | 0 | 0 | 0 | 0 | 0 | 0 | -62952.5518 | 0 | 0 | 0 | 0 | 0 | 0 | 0 | 0 | 0 | 278980.8824 | 0 | 0 | 0 | 0 | 0 | 0 | 0
2016-07-24 17:00 | 0 | 0 | 0 | 0 | 0 | 0 | 815662.7576 | 618086 | 0 | 0 | 0 | 0 | 31020.9661 | 0 | 0 | 0 | 0 | 0 | 0 | 0 | 5722044.4411 | 0 | 0 | 0 | 0 | 0 | 0 | 0 | 0 | 0 | 0 | -81404.1249 | 0 | 0 | 0 | 0 | 0 | 0 | 0 | 0 | 0 | 278980.8824 | 0 | 0 | 0 | 0 | 0 | 0 | 0
2016-07-24 18:00 | 0 | 0 | 0 | 0 | 0 | 185581.2541 | 804069.2804 | 639300 | 0 | 0 | 0 | 0 | 102390.618 | 0 | 0 | 0 | 0 | 0 | 0 | 0 | 6001025.3235 | 0 | 0 | 0 | 0 | 0 | 0 | 0 | 0 | 0 | 0 | 71369.652 | 0 | 0 | 0 | 0 | 0 | 0 | 0 | 0 | 0 | 278980.8824 | 0 | 0 | 0 | 0 | 0 | 0 | 0
2016-07-24 19:00 | 0 | 0 | 0 | 0 | 0 | 183247.1179 | 786233.9135 | 654798 | 0 | 0 | 0 | 0 | 138092.767 | 0 | 0 | 0 | 0 | 0 | 0 | 0 | 6280006.206 | 0 | 0 | 0 | 0 | 0 | 0 | 0 | 0 | 0 | 0 | 35702.1489 | 0 | 0 | 0 | 0 | 0 | 0 | 0 | 0 | 0 | 278980.8824 | 0 | 0 | 0 | 0 | 0 | 0 | 0
2016-07-24 20:00 | 0 | 0 | 0 | 0 | 0 | 184643.6939 | 770559.773 | 666727 | 0 | 0 | 0 | 0 | 147588.3515 | 0 | 0 | 0 | 0 | 0 | 0 | 0 | 6558987.0884 | 0 | 0 | 0 | 0 | 0 | 0 | 0 | 0 | 0 | 0 | 9495.5845 | 0 | 0 | 0 | 0 | 0 | 0 | 0 | 0 | 0 | 278980.8824 | 0 | 0 | 0 | 0 | 0 | 0 | 0
2016-07-24 21:00 | 0 | 0 | 0 | 0 | 0 | 189215.0522 | 754217.9996 | 674628 | 0 | 0 | 0 | 0 | 137412.5208 | 0 | 0 | 0 | 0 | 0 | 0 | 0 | 6837967.9709 | 0 | 0 | 0 | 0 | 0 | 0 | 0 | 0 | 0 | 0 | -10175.8307 | 0 | 0 | 0 | 0 | 0 | 0 | 0 | 0 | 0 | 278980.8824 | 0 | 0 | 0 | 0 | 0 | 0 | 0
2016-07-24 22:00 | 0 | 0 | 0 | 0 | 0 | 195437.3576 | 717454.2809 | 674912 | 0 | 0 | 0 | 0 | 226155.6726 | 0 | 0 | 0 | 0 | 0 | 0 | 0 | 6987204.4576 | 0 | 0 | 0 | 0 | 0 | 0 | 0 | 0 | 0 | 0 | 88743.1518 | 0 | 0 | 0 | 0 | 0 | 0 | 0 | 0 | 0 | 149236.4868 | 0 | 0 | 0 | 0 | 0 | 0 | 0
2016-07-24 23:00 | 0 | 0 | 0 | 0 | 0 | 203293.696 | 637033.5369 | 664359 | 0 | 0 | 0 | 0 | 314898.8244 | 0 | 0 | 0 | 0 | 0 | 0 | 0 | 7074429.5387 | 0 | 0 | 0 | 0 | 0 | 0 | 0 | 0 | 0 | 0 | 88743.1518 | 0 | 0 | 0 | 0 | 0 | 0 | 0 | 0 | 0 | 87225.0811 | 0 | 0 | 0 | 0 | 0 | 0 | 0
2016-07-25 | 0 | 0 | 0 | 0 | 0 | 233765.5632 | 483634.9707 | 649454 | 0 | 0 | 0 | 0 | 382845.3582 | 0 | 0 | 0 | 0 | 0 | 0 | 0 | 7074429.5387 | 0 | 0 | 0 | 0 | 0 | 0 | 0 | 0 | 0 | 0 | 67946.5339 | 0 | 0 | 0 | 0 | 0 | 0 | 0 | 0 | 0 | 0 | 0 | 0 | 0 | 0 | 0 | 0 | 0
2016-07-25 01:00 | 0 | 0 | 0 | 0 | 0 | 342369.9853 | 242264.2427 | 634444 | 0 | 0 | 0 | 0 | 382845.3582 | 0 | 0 | 0 | 0 | 0 | 0 | 0 | 7024619.7667 | 0 | 0 | 0 | 0 | 0 | 0 | 0 | 0 | 0 | 0 | 0 | 0 | 0 | 0 | 0 | 0 | 0 | 0 | 0 | 0 | -49809.772 | 0 | 0 | 0 | 0 | 0 | 0 | 0
2016-07-25 02:00 | 0 | 0 | 0 | 0 | 0 | 417999.0968 | 17802.9467 | 605194 | 0 | 0 | 0 | 0 | 382845.3582 | 0 | 0 | 0 | 0 | 0 | 0 | 0 | 6855227.8103 | 0 | 0 | 0 | 0 | 0 | 0 | 0 | 0 | 0 | 0 | 0 | 0 | 0 | 0 | 0 | 0 | 0 | 0 | 0 | 0 | -169391.9565 | 0 | 0 | 0 | 0 | 0 | 0 | 0
2016-07-25 03:00 | 0 | 0 | 0 | 0 | 0 | 417642.1878 | 0 | 570238 | 0 | 0 | 0 | 0 | 294102.2064 | 0 | 0 | 0 | 0 | 0 | 0 | 0 | 6791375.1499 | 0 | 0 | 0 | 0 | 0 | 0 | 0 | 0 | 0 | 0 | -88743.1518 | 0 | 0 | 0 | 0 | 0 | 0 | 0 | 0 | 0 | -63852.6604 | 0 | 0 | 0 | 0 | 0 | 0 | 0
2016-07-25 04:00 | 0 | 0 | 0 | 0 | 0 | 409826.1298 | 0 | 536805 | 0 | 0 | 0 | 0 | 382845.3582 | 0 | 0 | 0 | 0 | 0 | 0 | 0 | 6575653.1279 | 0 | 0 | 0 | 0 | 0 | 0 | 0 | 0 | 0 | 0 | 88743.1518 | 0 | 0 | 0 | 0 | 0 | 0 | 0 | 0 | 0 | -215722.022 | 0 | 0 | 0 | 0 | 0 | 0 | 0
2016-07-25 05:00 | 0 | 0 | 0 | 0 | 0 | 403421.4319 | 0 | 505415 | 0 | 0 | 0 | 0 | 294102.2064 | 0 | 0 | 0 | 0 | 0 | 0 | 0 | 6562402.7116 | 0 | 0 | 0 | 0 | 0 | 0 | 0 | 0 | 0 | 0 | -88743.1518 | 0 | 0 | 0 | 0 | 0 | 0 | 0 | 0 | 0 | -13250.4163 | 0 | 0 | 0 | 0 | 0 | 0 | 0
2016-07-25 06:00 | 0 | 0 | 0 | 0 | 0 | 396819.8248 | 0 | 479358 | 0 | 0 | 0 | 0 | 205359.0546 | 0 | 0 | 0 | 0 | 0 | 0 | 0 | 6568607.6882 | 0 | 0 | 0 | 0 | 0 | 0 | 0 | 0 | 0 | 0 | -88743.1518 | 0 | 0 | 0 | 0 | 0 | 0 | 0 | 0 | 0 | 6204.9766 | 0 | 0 | 0 | 0 | 0 | 0 | 0
2016-07-25 07:00 | 0 | 0 | 0 | 0 | 0 | 387685.1575 | 0 | 460062 | 0 | 0 | 0 | 0 | 294102.2064 | 0 | 0 | 0 | 0 | 0 | 0 | 0 | 6407487.6939 | 0 | 0 | 0 | 0 | 0 | 0 | 0 | 0 | 0 | 0 | 88743.1518 | 0 | 0 | 0 | 0 | 0 | 0 | 0 | 0 | 0 | -161119.9943 | 0 | 0 | 0 | 0 | 0 | 0 | 0
2016-07-25 08:00 | 0 | 0 | 0 | 0 | 0 | 376973.8503 | 0 | 450411 | 0 | 0 | 0 | 0 | 382845.3582 | 0 | 0 | 0 | 0 | 0 | 0 | 0 | 6245307.3925 | 0 | 0 | 0 | 0 | 0 | 0 | 0 | 0 | 0 | 0 | 88743.1518 | 0 | 0 | 0 | 0 | 0 | 0 | 0 | 0 | 0 | -162180.3015 | 0 | 0 | 0 | 0 | 0 | 0 | 0
2016-07-25 09:00 | 0 | 0 | 0 | 0 | 0 | 329191.0516 | 0 | 451810 | 0 | 0 | 0 | 0 | 382845.3582 | 0 | 0 | 0 | 0 | 0 | 0 | 0 | 6122688.4441 | 0 | 0 | 0 | 0 | 0 | 0 | 0 | 0 | 0 | 0 | 0 | 0 | 0 | 0 | 0 | 0 | 0 | 0 | 0 | 0 | -122618.9484 | 0 | 0 | 0 | 0 | 0 | 0 | 0
2016-07-25 10:00 | 0 | 0 | 0 | 0 | 0 | 278401.1147 | 0 | 464579 | 0 | 0 | 0 | 0 | 382845.3582 | 0 | 0 | 0 | 0 | 0 | 0 | 0 | 5936510.5588 | 0 | 0 | 0 | 0 | 0 | 0 | 0 | 0 | 0 | 0 | 0 | 0 | 0 | 0 | 0 | 0 | 0 | 0 | 0 | 0 | -186177.8853 | 0 | 0 | 0 | 0 | 0 | 0 | 0
2016-07-25 11:00 | 0 | 0 | 0 | 0 | 0 | 235904.9181 | 0 | 484904 | 0 | 0 | 0 | 0 | 294102.2064 | 0 | 0 | 0 | 0 | 0 | 0 | 0 | 5776254.6287 | 0 | 0 | 0 | 0 | 0 | 0 | 0 | 0 | 0 | 0 | -88743.1518 | 0 | 0 | 0 | 0 | 0 | 0 | 0 | 0 | 0 | -160255.9301 | 0 | 0 | 0 | 0 | 0 | 0 | 0
2016-07-25 12:00 | 0 | 0 | 0 | 0 | 0 | 119863.6147 | 67352.6829 | 513142 | 0 | 0 | 0 | 0 | 205359.0546 | 0 | 0 | 0 | 0 | 0 | 0 | 0 | 5539072.0781 | 0 | 0 | 0 | 0 | 0 | 0 | 0 | 0 | 0 | 0 | -88743.1518 | 0 | 0 | 0 | 0 | 0 | 0 | 0 | 0 | 0 | -237182.5506 | 0 | 0 | 0 | 0 | 0 | 0 | 0
2016-07-25 13:00 | 0 | 0 | 0 | 0 | 0 | 82471.684 | 352477.9189 | 546585 | 0 | 0 | 0 | 0 | 116615.9029 | 0 | 0 | 0 | 0 | 0 | 0 | 0 | 5516179.8328 | 0 | 0 | 0 | 0 | 0 | 0 | 0 | 0 | 0 | 0 | -88743.1518 | 0 | 0 | 0 | 0 | 0 | 0 | 0 | 0 | 0 | -22892.2453 | 0 | 0 | 0 | 0 | 0 | 0 | 0
2016-07-25 14:00 | 0 | 0 | 0 | 0 | 0 | 120348.0783 | 595642.5473 | 584999 | 0 | 0 | 0 | 0 | 205359.0546 | 0 | 0 | 0 | 0 | 0 | 0 | 0 | 5558428.3066 | 0 | 0 | 0 | 0 | 0 | 0 | 0 | 0 | 0 | 0 | 88743.1518 | 0 | 0 | 0 | 0 | 0 | 0 | 0 | 0 | 0 | 42248.4738 | 0 | 0 | 0 | 0 | 0 | 0 | 0
2016-07-25 15:00 | 0 | 0 | 0 | 0 | 0 | 128879.6553 | 719800.5703 | 623644 | 0 | 0 | 0 | 0 | 294102.2064 | 0 | 0 | 0 | 0 | 0 | 0 | 0 | 5694721.3804 | 0 | 0 | 0 | 0 | 0 | 0 | 0 | 0 | 0 | 0 | 88743.1518 | 0 | 0 | 0 | 0 | 0 | 0 | 0 | 0 | 0 | 136293.0737 | 0 | 0 | 0 | 0 | 0 | 0 | 0
2016-07-25 16:00 | 0 | 0 | 0 | 0 | 0 | 129567.6826 | 770323.1694 | 655225 | 0 | 0 | 0 | 0 | 259787.176 | 0 | 0 | 0 | 0 | 0 | 0 | 0 | 5973702.2628 | 0 | 0 | 0 | 0 | 0 | 0 | 0 | 0 | 0 | 0 | -34315.0305 | 0 | 0 | 0 | 0 | 0 | 0 | 0 | 0 | 0 | 278980.8824 | 0 | 0 | 0 | 0 | 0 | 0 | 0
2016-07-25 17:00 | 0 | 0 | 0 | 0 | 0 | 128750.0743 | 778679.8394 | 680782 | 0 | 0 | 0 | 0 | 348530.3278 | 0 | 0 | 0 | 0 | 0 | 0 | 0 | 6111607.0248 | 0 | 0 | 0 | 0 | 0 | 0 | 0 | 0 | 0 | 0 | 88743.1518 | 0 | 0 | 0 | 0 | 0 | 0 | 0 | 0 | 0 | 137904.7619 | 0 | 0 | 0 | 0 | 0 | 0 | 0
2016-07-25 18:00 | 0 | 0 | 0 | 0 | 0 | 127448.7531 | 774190.1208 | 699429 | 0 | 0 | 0 | 0 | 382845.3582 | 0 | 0 | 0 | 0 | 0 | 0 | 0 | 6279501.8682 | 0 | 0 | 0 | 0 | 0 | 0 | 0 | 0 | 0 | 0 | 34315.0305 | 0 | 0 | 0 | 0 | 0 | 0 | 0 | 0 | 0 | 167894.8434 | 0 | 0 | 0 | 0 | 0 | 0 | 0
2016-07-25 19:00 | 0 | 0 | 0 | 0 | 0 | 125877.8116 | 754944.7735 | 711269 | 0 | 0 | 0 | 0 | 294102.2064 | 0 | 0 | 0 | 0 | 0 | 0 | 0 | 6537798.6051 | 0 | 0 | 0 | 0 | 0 | 0 | 0 | 0 | 0 | 0 | -88743.1518 | 0 | 0 | 0 | 0 | 0 | 0 | 0 | 0 | 0 | 258296.737 | 0 | 0 | 0 | 0 | 0 | 0 | 0
2016-07-25 20:00 | 0 | 0 | 0 | 0 | 0 | 125619.4662 | 741508.8908 | 716310 | 0 | 0 | 0 | 0 | 382845.3582 | 0 | 0 | 0 | 0 | 0 | 0 | 0 | 6599873.8103 | 0 | 0 | 0 | 0 | 0 | 0 | 0 | 0 | 0 | 0 | 88743.1518 | 0 | 0 | 0 | 0 | 0 | 0 | 0 | 0 | 0 | 62075.2052 | 0 | 0 | 0 | 0 | 0 | 0 | 0
2016-07-25 21:00 | 0 | 0 | 0 | 0 | 0 | 131142.2661 | 711749.871 | 716023 | 0 | 0 | 0 | 0 | 382845.3582 | 0 | 0 | 0 | 0 | 0 | 0 | 0 | 6726742.9475 | 0 | 0 | 0 | 0 | 0 | 0 | 0 | 0 | 0 | 0 | 0 | 0 | 0 | 0 | 0 | 0 | 0 | 0 | 0 | 0 | 126869.1371 | 0 | 0 | 0 | 0 | 0 | 0 | 0
2016-07-25 22:00 | 0 | 0 | 0 | 0 | 0 | 141193.6594 | 662396.6688 | 709531 | 0 | 0 | 0 | 0 | 294102.2064 | 0 | 0 | 0 | 0 | 0 | 0 | 0 | 6909545.4275 | 0 | 0 | 0 | 0 | 0 | 0 | 0 | 0 | 0 | 0 | -88743.1518 | 0 | 0 | 0 | 0 | 0 | 0 | 0 | 0 | 0 | 182802.48 | 0 | 0 | 0 | 0 | 0 | 0 | 0
2016-07-25 23:00 | 0 | 0 | 0 | 0 | 0 | 161954.287 | 573152.5013 | 694428 | 0 | 0 | 0 | 0 | 382845.3582 | 0 | 0 | 0 | 0 | 0 | 0 | 0 | 6861481.0639 | 0 | 0 | 0 | 0 | 0 | 0 | 0 | 0 | 0 | 0 | 88743.1518 | 0 | 0 | 0 | 0 | 0 | 0 | 0 | 0 | 0 | -48064.3635 | 0 | 0 | 0 | 0 | 0 | 0 | 0
2016-07-26 | 0 | 0 | 0 | 0 | 0 | 213136.0063 | 429903.8245 | 676132 | 0 | 0 | 0 | 0 | 294102.2064 | 0 | 0 | 0 | 0 | 0 | 0 | 0 | 6917132.0465 | 0 | 0 | 0 | 0 | 0 | 0 | 0 | 0 | 0 | 0 | -88743.1518 | 0 | 0 | 0 | 0 | 0 | 0 | 0 | 0 | 0 | 55650.9826 | 0 | 0 | 0 | 0 | 0 | 0 | 0
2016-07-26 01:00 | 0 | 0 | 0 | 0 | 0 | 353491.3646 | 214642.1167 | 655962 | 0 | 0 | 0 | 0 | 382845.3582 | 0 | 0 | 0 | 0 | 0 | 0 | 0 | 6740560.376 | 0 | 0 | 0 | 0 | 0 | 0 | 0 | 0 | 0 | 0 | 88743.1518 | 0 | 0 | 0 | 0 | 0 | 0 | 0 | 0 | 0 | -176571.6705 | 0 | 0 | 0 | 0 | 0 | 0 | 0
2016-07-26 02:00 | 0 | 0 | 0 | 0 | 0 | 467931.8822 | 18226.0331 | 623004 | 0 | 0 | 0 | 0 | 294102.2064 | 0 | 0 | 0 | 0 | 0 | 0 | 0 | 6692457.4431 | 0 | 0 | 0 | 0 | 0 | 0 | 0 | 0 | 0 | 0 | -88743.1518 | 0 | 0 | 0 | 0 | 0 | 0 | 0 | 0 | 0 | -48102.9329 | 0 | 0 | 0 | 0 | 0 | 0 | 0
2016-07-26 03:00 | 0 | 0 | 0 | 0 | 0 | 482634.0021 | 0 | 581261 | 0 | 0 | 0 | 0 | 205359.0546 | 0 | 0 | 0 | 0 | 0 | 0 | 0 | 6682573.5969 | 0 | 0 | 0 | 0 | 0 | 0 | 0 | 0 | 0 | 0 | -88743.1518 | 0 | 0 | 0 | 0 | 0 | 0 | 0 | 0 | 0 | -9883.8461 | 0 | 0 | 0 | 0 | 0 | 0 | 0
2016-07-26 04:00 | 0 | 0 | 0 | 0 | 0 | 468962.9313 | 0 | 543580 | 0 | 0 | 0 | 0 | 294102.2064 | 0 | 0 | 0 | 0 | 0 | 0 | 0 | 6519213.3764 | 0 | 0 | 0 | 0 | 0 | 0 | 0 | 0 | 0 | 0 | 88743.1518 | 0 | 0 | 0 | 0 | 0 | 0 | 0 | 0 | 0 | -163360.2205 | 0 | 0 | 0 | 0 | 0 | 0 | 0
2016-07-26 05:00 | 0 | 0 | 0 | 0 | 0 | 437519.9323 | 0 | 508876 | 0 | 0 | 0 | 0 | 205359.0546 | 0 | 0 | 0 | 0 | 0 | 0 | 0 | 6536600.4605 | 0 | 0 | 0 | 0 | 0 | 0 | 0 | 0 | 0 | 0 | -88743.1518 | 0 | 0 | 0 | 0 | 0 | 0 | 0 | 0 | 0 | 17387.0841 | 0 | 0 | 0 | 0 | 0 | 0 | 0
2016-07-26 06:00 | 0 | 0 | 0 | 0 | 0 | 399556.1203 | 0 | 480696 | 0 | 0 | 0 | 0 | 294102.2064 | 0 | 0 | 0 | 0 | 0 | 0 | 0 | 6366717.4291 | 0 | 0 | 0 | 0 | 0 | 0 | 0 | 0 | 0 | 0 | 88743.1518 | 0 | 0 | 0 | 0 | 0 | 0 | 0 | 0 | 0 | -169883.0315 | 0 | 0 | 0 | 0 | 0 | 0 | 0
2016-07-26 07:00 | 0 | 0 | 0 | 0 | 0 | 363073.3438 | 0 | 460391 | 0 | 0 | 0 | 0 | 382845.3582 | 0 | 0 | 0 | 0 | 0 | 0 | 0 | 6180656.6211 | 0 | 0 | 0 | 0 | 0 | 0 | 0 | 0 | 0 | 0 | 88743.1518 | 0 | 0 | 0 | 0 | 0 | 0 | 0 | 0 | 0 | -186060.808 | 0 | 0 | 0 | 0 | 0 | 0 | 0
2016-07-26 08:00 | 0 | 0 | 0 | 0 | 0 | 337676.4386 | 0 | 449809 | 0 | 0 | 0 | 0 | 294102.2064 | 0 | 0 | 0 | 0 | 0 | 0 | 0 | 6157267.2115 | 0 | 0 | 0 | 0 | 0 | 0 | 0 | 0 | 0 | 0 | -88743.1518 | 0 | 0 | 0 | 0 | 0 | 0 | 0 | 0 | 0 | -23389.4096 | 0 | 0 | 0 | 0 | 0 | 0 | 0
2016-07-26 09:00 | 0 | 0 | 0 | 0 | 0 | 305319.4171 | 0 | 451638 | 0 | 0 | 0 | 0 | 382845.3582 | 0 | 0 | 0 | 0 | 0 | 0 | 0 | 5922205.4767 | 0 | 0 | 0 | 0 | 0 | 0 | 0 | 0 | 0 | 0 | 88743.1518 | 0 | 0 | 0 | 0 | 0 | 0 | 0 | 0 | 0 | -235061.7347 | 0 | 0 | 0 | 0 | 0 | 0 | 0
2016-07-26 10:00 | 0 | 0 | 0 | 0 | 0 | 277317.2047 | 0 | 465570 | 0 | 0 | 0 | 0 | 294102.2064 | 0 | 0 | 0 | 0 | 0 | 0 | 0 | 5822695.8333 | 0 | 0 | 0 | 0 | 0 | 0 | 0 | 0 | 0 | 0 | -88743.1518 | 0 | 0 | 0 | 0 | 0 | 0 | 0 | 0 | 0 | -99509.6435 | 0 | 0 | 0 | 0 | 0 | 0 | 0
2016-07-26 11:00 | 0 | 0 | 0 | 0 | 0 | 240384.1058 | 0 | 484569 | 0 | 0 | 0 | 0 | 205359.0546 | 0 | 0 | 0 | 0 | 0 | 0 | 0 | 5667254.0908 | 0 | 0 | 0 | 0 | 0 | 0 | 0 | 0 | 0 | 0 | -88743.1518 | 0 | 0 | 0 | 0 | 0 | 0 | 0 | 0 | 0 | -155441.7424 | 0 | 0 | 0 | 0 | 0 | 0 | 0
2016-07-26 12:00 | 0 | 0 | 0 | 0 | 0 | 125806.7716 | 54975.9796 | 509911 | 0 | 0 | 0 | 0 | 116615.9029 | 0 | 0 | 0 | 0 | 0 | 0 | 0 | 5426868.9938 | 0 | 0 | 0 | 0 | 0 | 0 | 0 | 0 | 0 | 0 | -88743.1518 | 0 | 0 | 0 | 0 | 0 | 0 | 0 | 0 | 0 | -240385.0971 | 0 | 0 | 0 | 0 | 0 | 0 | 0
2016-07-26 13:00 | 0 | 0 | 0 | 0 | 0 | 83057.0223 | 322350.0056 | 540417 | 0 | 0 | 0 | 0 | 205359.0546 | 0 | 0 | 0 | 0 | 0 | 0 | 0 | 5203115.8699 | 0 | 0 | 0 | 0 | 0 | 0 | 0 | 0 | 0 | 0 | 88743.1518 | 0 | 0 | 0 | 0 | 0 | 0 | 0 | 0 | 0 | -223753.1239 | 0 | 0 | 0 | 0 | 0 | 0 | 0
2016-07-26 14:00 | 0 | 0 | 0 | 0 | 0 | 119322.4787 | 574718.8036 | 576926 | 0 | 0 | 0 | 0 | 294102.2064 | 0 | 0 | 0 | 0 | 0 | 0 | 0 | 5231488.0004 | 0 | 0 | 0 | 0 | 0 | 0 | 0 | 0 | 0 | 0 | 88743.1518 | 0 | 0 | 0 | 0 | 0 | 0 | 0 | 0 | 0 | 28372.1305 | 0 | 0 | 0 | 0 | 0 | 0 | 0
2016-07-26 15:00 | 0 | 0 | 0 | 0 | 0 | 126543.608 | 699539.8059 | 612758 | 0 | 0 | 0 | 0 | 382845.3582 | 0 | 0 | 0 | 0 | 0 | 0 | 0 | 5356070.2625 | 0 | 0 | 0 | 0 | 0 | 0 | 0 | 0 | 0 | 0 | 88743.1518 | 0 | 0 | 0 | 0 | 0 | 0 | 0 | 0 | 0 | 124582.2621 | 0 | 0 | 0 | 0 | 0 | 0 | 0
2016-07-26 16:00 | 0 | 0 | 0 | 0 | 0 | 115850.4103 | 765458.9972 | 643650 | 0 | 0 | 0 | 0 | 341523.8833 | 0 | 0 | 0 | 0 | 0 | 0 | 0 | 5635051.1449 | 0 | 0 | 0 | 0 | 0 | 0 | 0 | 0 | 0 | 0 | -41321.475 | 0 | 0 | 0 | 0 | 0 | 0 | 0 | 0 | 0 | 278980.8824 | 0 | 0 | 0 | 0 | 0 | 0 | 0
2016-07-26 17:00 | 0 | 0 | 0 | 0 | 0 | 108514.7718 | 780658.6781 | 669322 | 0 | 0 | 0 | 0 | 282394.4508 | 0 | 0 | 0 | 0 | 0 | 0 | 0 | 5914032.0273 | 0 | 0 | 0 | 0 | 0 | 0 | 0 | 0 | 0 | 0 | -59129.4325 | 0 | 0 | 0 | 0 | 0 | 0 | 0 | 0 | 0 | 278980.8824 | 0 | 0 | 0 | 0 | 0 | 0 | 0
2016-07-26 18:00 | 0 | 0 | 0 | 0 | 0 | 101686.2474 | 772108.4867 | 688128 | 0 | 0 | 0 | 0 | 193651.299 | 0 | 0 | 0 | 0 | 0 | 0 | 0 | 6188441.9132 | 0 | 0 | 0 | 0 | 0 | 0 | 0 | 0 | 0 | 0 | -88743.1518 | 0 | 0 | 0 | 0 | 0 | 0 | 0 | 0 | 0 | 274409.8859 | 0 | 0 | 0 | 0 | 0 | 0 | 0
2016-07-26 19:00 | 0 | 0 | 0 | 0 | 0 | 96015.6825 | 752692.293 | 700540 | 0 | 0 | 0 | 0 | 282394.4508 | 0 | 0 | 0 | 0 | 0 | 0 | 0 | 6247866.737 | 0 | 0 | 0 | 0 | 0 | 0 | 0 | 0 | 0 | 0 | 88743.1518 | 0 | 0 | 0 | 0 | 0 | 0 | 0 | 0 | 0 | 59424.8237 | 0 | 0 | 0 | 0 | 0 | 0 | 0
2016-07-26 20:00 | 0 | 0 | 0 | 0 | 0 | 94777.1312 | 733600.6626 | 708679 | 0 | 0 | 0 | 0 | 193651.299 | 0 | 0 | 0 | 0 | 0 | 0 | 0 | 6456308.6826 | 0 | 0 | 0 | 0 | 0 | 0 | 0 | 0 | 0 | 0 | -88743.1518 | 0 | 0 | 0 | 0 | 0 | 0 | 0 | 0 | 0 | 208441.9456 | 0 | 0 | 0 | 0 | 0 | 0 | 0
2016-07-26 21:00 | 0 | 0 | 0 | 0 | 0 | 103761.3756 | 702077.393 | 711359 | 0 | 0 | 0 | 0 | 215155.8658 | 0 | 0 | 0 | 0 | 0 | 0 | 0 | 6529283.8843 | 0 | 0 | 0 | 0 | 0 | 0 | 0 | 0 | 0 | 0 | 21504.5668 | 0 | 0 | 0 | 0 | 0 | 0 | 0 | 0 | 0 | 72975.2018 | 0 | 0 | 0 | 0 | 0 | 0 | 0
2016-07-26 22:00 | 0 | 0 | 0 | 0 | 0 | 124922.265 | 657023.6774 | 706608 | 0 | 0 | 0 | 0 | 126412.714 | 0 | 0 | 0 | 0 | 0 | 0 | 0 | 6693364.9785 | 0 | 0 | 0 | 0 | 0 | 0 | 0 | 0 | 0 | 0 | -88743.1518 | 0 | 0 | 0 | 0 | 0 | 0 | 0 | 0 | 0 | 164081.0942 | 0 | 0 | 0 | 0 | 0 | 0 | 0
2016-07-26 23:00 | 0 | 0 | 0 | 0 | 0 | 158935.7839 | 577773.7658 | 691752 | 0 | 0 | 0 | 0 | 215155.8658 | 0 | 0 | 0 | 0 | 0 | 0 | 0 | 6649579.3765 | 0 | 0 | 0 | 0 | 0 | 0 | 0 | 0 | 0 | 0 | 88743.1518 | 0 | 0 | 0 | 0 | 0 | 0 | 0 | 0 | 0 | -43785.6021 | 0 | 0 | 0 | 0 | 0 | 0 | 0
2016-07-27 | 0 | 0 | 0 | 0 | 0 | 217093.9642 | 440232.2119 | 673003 | 0 | 0 | 0 | 0 | 126412.714 | 0 | 0 | 0 | 0 | 0 | 0 | 0 | 6722645.7043 | 0 | 0 | 0 | 0 | 0 | 0 | 0 | 0 | 0 | 0 | -88743.1518 | 0 | 0 | 0 | 0 | 0 | 0 | 0 | 0 | 0 | 73066.3279 | 0 | 0 | 0 | 0 | 0 | 0 | 0
2016-07-27 01:00 | 0 | 0 | 0 | 0 | 0 | 342895.7163 | 233475.1989 | 653739 | 0 | 0 | 0 | 0 | 37669.5622 | 0 | 0 | 0 | 0 | 0 | 0 | 0 | 6734020.7713 | 0 | 0 | 0 | 0 | 0 | 0 | 0 | 0 | 0 | 0 | -88743.1518 | 0 | 0 | 0 | 0 | 0 | 0 | 0 | 0 | 0 | 11375.067 | 0 | 0 | 0 | 0 | 0 | 0 | 0
2016-07-27 02:00 | 0 | 0 | 0 | 0 | 0 | 420284.544 | 15154.3845 | 621186 | 0 | 0 | 0 | 0 | 126412.714 | 0 | 0 | 0 | 0 | 0 | 0 | 0 | 6459530.548 | 0 | 0 | 0 | 0 | 0 | 0 | 0 | 0 | 0 | 0 | 88743.1518 | 0 | 0 | 0 | 0 | 0 | 0 | 0 | 0 | 0 | -274490.2233 | 0 | 0 | 0 | 0 | 0 | 0 | 0
2016-07-27 03:00 | 0 | 0 | 0 | 0 | 0 | 392594.43 | 0 | 580774 | 0 | 0 | 0 | 0 | 215155.8658 | 0 | 0 | 0 | 0 | 0 | 0 | 0 | 6182607.8262 | 0 | 0 | 0 | 0 | 0 | 0 | 0 | 0 | 0 | 0 | 88743.1518 | 0 | 0 | 0 | 0 | 0 | 0 | 0 | 0 | 0 | -276922.7218 | 0 | 0 | 0 | 0 | 0 | 0 | 0
2016-07-27 04:00 | 0 | 0 | 0 | 0 | 0 | 345118.4081 | 0 | 542329 | 0 | 0 | 0 | 0 | 126412.714 | 0 | 0 | 0 | 0 | 0 | 0 | 0 | 6074140.3861 | 0 | 0 | 0 | 0 | 0 | 0 | 0 | 0 | 0 | 0 | -88743.1518 | 0 | 0 | 0 | 0 | 0 | 0 | 0 | 0 | 0 | -108467.4402 | 0 | 0 | 0 | 0 | 0 | 0 | 0
2016-07-27 05:00 | 0 | 0 | 0 | 0 | 0 | 301600.6345 | 0 | 507273 | 0 | 0 | 0 | 0 | 199721.231 | 0 | 0 | 0 | 0 | 0 | 0 | 0 | 5795159.5036 | 0 | 0 | 0 | 0 | 0 | 0 | 0 | 0 | 0 | 0 | 73308.517 | 0 | 0 | 0 | 0 | 0 | 0 | 0 | 0 | 0 | -278980.8824 | 0 | 0 | 0 | 0 | 0 | 0 | 0
2016-07-27 06:00 | 0 | 0 | 0 | 0 | 0 | 255917.0257 | 0 | 480502 | 0 | 0 | 0 | 0 | 254117.1391 | 0 | 0 | 0 | 0 | 0 | 0 | 0 | 5516178.6212 | 0 | 0 | 0 | 0 | 0 | 0 | 0 | 0 | 0 | 0 | 54395.9082 | 0 | 0 | 0 | 0 | 0 | 0 | 0 | 0 | 0 | -278980.8824 | 0 | 0 | 0 | 0 | 0 | 0 | 0
2016-07-27 07:00 | 0 | 0 | 0 | 0 | 0 | 215824.0003 | 0 | 460678 | 0 | 0 | 0 | 0 | 288244.0218 | 0 | 0 | 0 | 0 | 0 | 0 | 0 | 5237197.7388 | 0 | 0 | 0 | 0 | 0 | 0 | 0 | 0 | 0 | 0 | 34126.8827 | 0 | 0 | 0 | 0 | 0 | 0 | 0 | 0 | 0 | -278980.8824 | 0 | 0 | 0 | 0 | 0 | 0 | 0
2016-07-27 08:00 | 0 | 0 | 0 | 0 | 0 | 182646.4568 | 0 | 450024 | 0 | 0 | 0 | 0 | 299847.3611 | 0 | 0 | 0 | 0 | 0 | 0 | 0 | 4958216.8563 | 0 | 0 | 0 | 0 | 0 | 0 | 0 | 0 | 0 | 0 | 11603.3393 | 0 | 0 | 0 | 0 | 0 | 0 | 0 | 0 | 0 | -278980.8824 | 0 | 0 | 0 | 0 | 0 | 0 | 0
2016-07-27 09:00 | 0 | 0 | 0 | 0 | 0 | 156169.2033 | 0 | 451869 | 0 | 0 | 0 | 0 | 211104.2093 | 0 | 0 | 0 | 0 | 0 | 0 | 0 | 4751260.2114 | 0 | 0 | 0 | 0 | 0 | 0 | 0 | 0 | 0 | 0 | -88743.1518 | 0 | 0 | 0 | 0 | 0 | 0 | 0 | 0 | 0 | -206956.6449 | 0 | 0 | 0 | 0 | 0 | 0 | 0
2016-07-27 10:00 | 0 | 0 | 0 | 0 | 0 | 141681.5413 | 0 | 463705 | 0 | 0 | 0 | 0 | 168061.633 | 0 | 0 | 0 | 0 | 0 | 0 | 0 | 4472279.3289 | 0 | 0 | 0 | 0 | 0 | 0 | 0 | 0 | 0 | 0 | -43042.5763 | 0 | 0 | 0 | 0 | 0 | 0 | 0 | 0 | 0 | -278980.8824 | 0 | 0 | 0 | 0 | 0 | 0 | 0
2016-07-27 11:00 | 0 | 0 | 0 | 0 | 0 | 124451.6363 | 0 | 482751 | 0 | 0 | 0 | 0 | 88743.1518 | 0 | 0 | 0 | 0 | 0 | 0 | 0 | 4193298.4465 | 0 | 0 | 0 | 0 | 0 | 0 | 0 | 0 | 0 | 0 | -79318.4812 | 0 | 0 | 0 | 0 | 0 | 0 | 0 | 0 | 0 | -278980.8824 | 0 | 0 | 0 | 0 | 0 | 0 | 0
2016-07-27 12:00 | 0 | 0 | 0 | 12206.0681 | 0 | 66903.7143 | 59201.1834 | 506035 | 0 | 0 | 0 | 0 | 0 | 0 | 0 | 0 | 0 | 0 | 0 | 0 | 3914317.564 | 0 | 0 | 0 | 0 | 0 | 0 | 0 | 0 | 0 | 0 | -88743.1518 | 0 | 0 | 0 | 0 | 0 | 0 | 0 | 0 | 0 | -278980.8824 | 0 | 0 | 0 | 0 | 0 | 0 | 0
2016-07-27 13:00 | 0 | 0 | 0 | 0 | 0 | 52979.7457 | 415416.7995 | 535215 | 0 | 0 | 0 | 0 | 88743.1518 | 0 | 0 | 0 | 0 | 0 | 0 | 0 | 3758755.9574 | 0 | 0 | 0 | 0 | 0 | 0 | 0 | 0 | 0 | 0 | 88743.1518 | 0 | 0 | 0 | 0 | 0 | 0 | 0 | 0 | 0 | -155561.6066 | 0 | 0 | 0 | 0 | 0 | 0 | 0
2016-07-27 14:00 | 0 | 0 | 0 | 0 | 0 | 65409.6605 | 658095.8022 | 571253 | 0 | 0 | 0 | 0 | 177486.3036 | 0 | 0 | 0 | 0 | 0 | 0 | 0 | 3822265.2684 | 0 | 0 | 0 | 0 | 0 | 0 | 0 | 0 | 0 | 0 | 88743.1518 | 0 | 0 | 0 | 0 | 0 | 0 | 0 | 0 | 0 | 63509.311 | 0 | 0 | 0 | 0 | 0 | 0 | 0
2016-07-27 15:00 | 0 | 0 | 0 | 0 | 0 | 64319.7034 | 763403.0454 | 606150 | 0 | 0 | 0 | 0 | 120078.17 | 0 | 0 | 0 | 0 | 0 | 0 | 0 | 4101246.1508 | 0 | 0 | 0 | 0 | 0 | 0 | 0 | 0 | 0 | 0 | -57408.1336 | 0 | 0 | 0 | 0 | 0 | 0 | 0 | 0 | 0 | 278980.8824 | 0 | 0 | 0 | 0 | 0 | 0 | 0
2016-07-27 16:00 | 0 | 0 | 0 | 0 | 0 | 60945.5467 | 820871.0118 | 636932 | 0 | 0 | 0 | 0 | 205359.0546 | 0 | 0 | 0 | 0 | 0 | 0 | 0 | 4260849.8246 | 0 | 0 | 0 | 0 | 0 | 0 | 0 | 0 | 0 | 0 | 85280.8847 | 0 | 0 | 0 | 0 | 0 | 0 | 0 | 0 | 0 | 159603.6737 | 0 | 0 | 0 | 0 | 0 | 0 | 0
2016-07-27 17:00 | 0 | 0 | 0 | 0 | 0 | 59798.7146 | 834038.5068 | 663231 | 0 | 0 | 0 | 0 | 294102.2064 | 0 | 0 | 0 | 0 | 0 | 0 | 0 | 4402712.8942 | 0 | 0 | 0 | 0 | 0 | 0 | 0 | 0 | 0 | 0 | 88743.1518 | 0 | 0 | 0 | 0 | 0 | 0 | 0 | 0 | 0 | 141863.0696 | 0 | 0 | 0 | 0 | 0 | 0 | 0
2016-07-27 18:00 | 0 | 0 | 0 | 0 | 0 | 60705.1344 | 827077.9213 | 683972 | 0 | 0 | 0 | 0 | 382845.3582 | 0 | 0 | 0 | 0 | 0 | 0 | 0 | 4517780.798 | 0 | 0 | 0 | 0 | 0 | 0 | 0 | 0 | 0 | 0 | 88743.1518 | 0 | 0 | 0 | 0 | 0 | 0 | 0 | 0 | 0 | 115067.9039 | 0 | 0 | 0 | 0 | 0 | 0 | 0
2016-07-27 19:00 | 0 | 0 | 0 | 0 | 0 | 63078.3663 | 814752.48 | 697747 | 0 | 0 | 0 | 0 | 382845.3582 | 0 | 0 | 0 | 0 | 0 | 0 | 0 | 4697864.6443 | 0 | 0 | 0 | 0 | 0 | 0 | 0 | 0 | 0 | 0 | 0 | 0 | 0 | 0 | 0 | 0 | 0 | 0 | 0 | 0 | 180083.8463 | 0 | 0 | 0 | 0 | 0 | 0 | 0
2016-07-27 20:00 | 0 | 0 | 0 | 0 | 0 | 66677.8857 | 807171.5835 | 707014 | 0 | 0 | 0 | 0 | 358064.3553 | 0 | 0 | 0 | 0 | 0 | 0 | 0 | 4889481.1164 | 0 | 0 | 0 | 0 | 0 | 0 | 0 | 0 | 0 | 0 | -24781.0029 | 0 | 0 | 0 | 0 | 0 | 0 | 0 | 0 | 0 | 191616.4721 | 0 | 0 | 0 | 0 | 0 | 0 | 0
2016-07-27 21:00 | 0 | 0 | 0 | 0 | 0 | 71127.5476 | 795132.2663 | 710613 | 0 | 0 | 0 | 0 | 269321.2035 | 0 | 0 | 0 | 0 | 0 | 0 | 0 | 5133871.0821 | 0 | 0 | 0 | 0 | 0 | 0 | 0 | 0 | 0 | 0 | -88743.1518 | 0 | 0 | 0 | 0 | 0 | 0 | 0 | 0 | 0 | 244389.9657 | 0 | 0 | 0 | 0 | 0 | 0 | 0
2016-07-27 22:00 | 0 | 0 | 0 | 0 | 0 | 78273.9416 | 764767.9977 | 705857 | 0 | 0 | 0 | 0 | 180578.0517 | 0 | 0 | 0 | 0 | 0 | 0 | 0 | 5359799.1731 | 0 | 0 | 0 | 0 | 0 | 0 | 0 | 0 | 0 | 0 | -88743.1518 | 0 | 0 | 0 | 0 | 0 | 0 | 0 | 0 | 0 | 225928.091 | 0 | 0 | 0 | 0 | 0 | 0 | 0
2016-07-27 23:00 | 0 | 0 | 0 | 0 | 0 | 92362.753 | 678152.7562 | 690397 | 0 | 0 | 0 | 0 | 269321.2035 | 0 | 0 | 0 | 0 | 0 | 0 | 0 | 5351174.5306 | 0 | 0 | 0 | 0 | 0 | 0 | 0 | 0 | 0 | 0 | 88743.1518 | 0 | 0 | 0 | 0 | 0 | 0 | 0 | 0 | 0 | -8624.6426 | 0 | 0 | 0 | 0 | 0 | 0 | 0
2016-07-28 | 0 | 0 | 0 | 0 | 0 | 123794.9896 | 533210.5307 | 671829 | 0 | 0 | 0 | 0 | 358064.3553 | 0 | 0 | 0 | 0 | 0 | 0 | 0 | 5247607.899 | 0 | 0 | 0 | 0 | 0 | 0 | 0 | 0 | 0 | 0 | 88743.1518 | 0 | 0 | 0 | 0 | 0 | 0 | 0 | 0 | 0 | -103566.6315 | 0 | 0 | 0 | 0 | 0 | 0 | 0
2016-07-28 01:00 | 0 | 0 | 0 | 0 | 0 | 221428.5338 | 235445.728 | 653940 | 0 | 0 | 0 | 0 | 269321.2035 | 0 | 0 | 0 | 0 | 0 | 0 | 0 | 5139285.3127 | 0 | 0 | 0 | 0 | 0 | 0 | 0 | 0 | 0 | 0 | -88743.1518 | 0 | 0 | 0 | 0 | 0 | 0 | 0 | 0 | 0 | -108322.5864 | 0 | 0 | 0 | 0 | 0 | 0 | 0
2016-07-28 02:00 | 0 | 0 | 0 | 0 | 0 | 309692.3386 | 13455.0945 | 622504 | 0 | 0 | 0 | 0 | 248945.519 | 0 | 0 | 0 | 0 | 0 | 0 | 0 | 4860304.4302 | 0 | 0 | 0 | 0 | 0 | 0 | 0 | 0 | 0 | 0 | -20375.6845 | 0 | 0 | 0 | 0 | 0 | 0 | 0 | 0 | 0 | -278980.8824 | 0 | 0 | 0 | 0 | 0 | 0 | 0
2016-07-28 03:00 | 0 | 0 | 0 | 0 | 0 | 304297.257 | 0 | 581709 | 0 | 0 | 0 | 0 | 250514.6585 | 0 | 0 | 0 | 0 | 0 | 0 | 0 | 4581323.5478 | 0 | 0 | 0 | 0 | 0 | 0 | 0 | 0 | 0 | 0 | 1569.1395 | 0 | 0 | 0 | 0 | 0 | 0 | 0 | 0 | 0 | -278980.8824 | 0 | 0 | 0 | 0 | 0 | 0 | 0
2016-07-28 04:00 | 0 | 0 | 0 | 0 | 0 | 268835.4288 | 0 | 544970 | 0 | 0 | 0 | 0 | 253360.9698 | 0 | 0 | 0 | 0 | 0 | 0 | 0 | 4302342.6653 | 0 | 0 | 0 | 0 | 0 | 0 | 0 | 0 | 0 | 0 | 2846.3112 | 0 | 0 | 0 | 0 | 0 | 0 | 0 | 0 | 0 | -278980.8824 | 0 | 0 | 0 | 0 | 0 | 0 | 0
2016-07-28 05:00 | 0 | 0 | 0 | 0 | 0 | 235449.8175 | 0 | 511693 | 0 | 0 | 0 | 0 | 256098.6697 | 0 | 0 | 0 | 0 | 0 | 0 | 0 | 4023361.7829 | 0 | 0 | 0 | 0 | 0 | 0 | 0 | 0 | 0 | 0 | 2737.6999 | 0 | 0 | 0 | 0 | 0 | 0 | 0 | 0 | 0 | -278980.8824 | 0 | 0 | 0 | 0 | 0 | 0 | 0
2016-07-28 06:00 | 0 | 0 | 0 | 0 | 0 | 207190.1654 | 0 | 484090 | 0 | 0 | 0 | 0 | 258179.7175 | 0 | 0 | 0 | 0 | 0 | 0 | 0 | 3744380.9005 | 0 | 0 | 0 | 0 | 0 | 0 | 0 | 0 | 0 | 0 | 2081.0479 | 0 | 0 | 0 | 0 | 0 | 0 | 0 | 0 | 0 | -278980.8824 | 0 | 0 | 0 | 0 | 0 | 0 | 0
2016-07-28 07:00 | 0 | 0 | 0 | 0 | 0 | 186948.4894 | 0 | 463557 | 0 | 0 | 0 | 0 | 260552.0894 | 0 | 0 | 0 | 0 | 0 | 0 | 0 | 3465400.018 | 0 | 0 | 0 | 0 | 0 | 0 | 0 | 0 | 0 | 0 | 2372.3718 | 0 | 0 | 0 | 0 | 0 | 0 | 0 | 0 | 0 | -278980.8824 | 0 | 0 | 0 | 0 | 0 | 0 | 0
2016-07-28 08:00 | 0 | 0 | 0 | 0 | 0 | 176225.7127 | 0 | 452595 | 0 | 0 | 0 | 0 | 263163.6845 | 0 | 0 | 0 | 0 | 0 | 0 | 0 | 3186419.1356 | 0 | 0 | 0 | 0 | 0 | 0 | 0 | 0 | 0 | 0 | 2611.5951 | 0 | 0 | 0 | 0 | 0 | 0 | 0 | 0 | 0 | -278980.8824 | 0 | 0 | 0 | 0 | 0 | 0 | 0
2016-07-28 09:00 | 0 | 0 | 0 | 0 | 0 | 161589.8905 | 0 | 454199 | 0 | 0 | 0 | 0 | 249535.4574 | 0 | 0 | 0 | 0 | 0 | 0 | 0 | 2907438.2531 | 0 | 0 | 0 | 0 | 0 | 0 | 0 | 0 | 0 | 0 | -13628.2271 | 0 | 0 | 0 | 0 | 0 | 0 | 0 | 0 | 0 | -278980.8824 | 0 | 0 | 0 | 0 | 0 | 0 | 0
2016-07-28 10:00 | 0 | 0 | 0 | 0 | 0 | 151253.9175 | 0 | 466476 | 0 | 0 | 0 | 0 | 160792.3056 | 0 | 0 | 0 | 0 | 0 | 0 | 0 | 2680959.3224 | 0 | 0 | 0 | 0 | 0 | 0 | 0 | 0 | 0 | 0 | -88743.1518 | 0 | 0 | 0 | 0 | 0 | 0 | 0 | 0 | 0 | -226478.9307 | 0 | 0 | 0 | 0 | 0 | 0 | 0
2016-07-28 11:00 | 0 | 0 | 0 | 0 | 0 | 133816.9637 | 0 | 484847 | 0 | 0 | 0 | 0 | 88743.1518 | 0 | 0 | 0 | 0 | 0 | 0 | 0 | 2401978.44 | 0 | 0 | 0 | 0 | 0 | 0 | 0 | 0 | 0 | 0 | -72049.1538 | 0 | 0 | 0 | 0 | 0 | 0 | 0 | 0 | 0 | -278980.8824 | 0 | 0 | 0 | 0 | 0 | 0 | 0
2016-07-28 12:00 | 0 | 0 | 0 | 0 | 0 | 72382.1074 | 77587.2824 | 508526 | 0 | 0 | 0 | 0 | 0 | 0 | 0 | 0 | 0 | 0 | 0 | 0 | 2132164.9816 | 0 | 0 | 0 | 0 | 0 | 0 | 0 | 0 | 0 | 0 | -88743.1518 | 0 | 0 | 0 | 0 | 0 | 0 | 0 | 0 | 0 | -269813.4584 | 0 | 0 | 0 | 0 | 0 | 0 | 0
2016-07-28 13:00 | 0 | 0 | 0 | 0 | 0 | 60930.4593 | 426682.8999 | 538216 | 0 | 0 | 0 | 0 | 0 | 0 | 0 | 0 | 0 | 0 | 0 | 0 | 2081562.3409 | 0 | 0 | 0 | 0 | 0 | 0 | 0 | 0 | 0 | 0 | 0 | 0 | 0 | 0 | 0 | 0 | 0 | 0 | 0 | 0 | -50602.6407 | 0 | 0 | 0 | 0 | 0 | 0 | 0
2016-07-28 14:00 | 0 | 0 | 0 | 0 | 0 | 77492.9793 | 667055.3079 | 571509 | 0 | 0 | 0 | 0 | 88743.1518 | 0 | 0 | 0 | 0 | 0 | 0 | 0 | 2165858.4763 | 0 | 0 | 0 | 0 | 0 | 0 | 0 | 0 | 0 | 0 | 88743.1518 | 0 | 0 | 0 | 0 | 0 | 0 | 0 | 0 | 0 | 84296.1354 | 0 | 0 | 0 | 0 | 0 | 0 | 0
2016-07-28 15:00 | 0 | 0 | 0 | 0 | 0 | 91119.1813 | 775696.0152 | 604417 | 0 | 0 | 0 | 0 | 177486.3036 | 0 | 0 | 0 | 0 | 0 | 0 | 0 | 2339513.5211 | 0 | 0 | 0 | 0 | 0 | 0 | 0 | 0 | 0 | 0 | 88743.1518 | 0 | 0 | 0 | 0 | 0 | 0 | 0 | 0 | 0 | 173655.0448 | 0 | 0 | 0 | 0 | 0 | 0 | 0
2016-07-28 16:00 | 0 | 0 | 0 | 0 | 0 | 94391.1353 | 817583.0935 | 631869 | 0 | 0 | 0 | 0 | 178610.65 | 0 | 0 | 0 | 0 | 0 | 0 | 0 | 2618494.4035 | 0 | 0 | 0 | 0 | 0 | 0 | 0 | 0 | 0 | 0 | 1124.3464 | 0 | 0 | 0 | 0 | 0 | 0 | 0 | 0 | 0 | 278980.8824 | 0 | 0 | 0 | 0 | 0 | 0 | 0
2016-07-28 17:00 | 0 | 0 | 0 | 0 | 0 | 91476.7335 | 837949.4909 | 655351 | 0 | 0 | 0 | 0 | 267353.8018 | 0 | 0 | 0 | 0 | 0 | 0 | 0 | 2803826.4761 | 0 | 0 | 0 | 0 | 0 | 0 | 0 | 0 | 0 | 0 | 88743.1518 | 0 | 0 | 0 | 0 | 0 | 0 | 0 | 0 | 0 | 185332.0726 | 0 | 0 | 0 | 0 | 0 | 0 | 0
2016-07-28 18:00 | 0 | 0 | 0 | 0 | 0 | 83710.3864 | 830758.6456 | 672844 | 0 | 0 | 0 | 0 | 356096.9536 | 0 | 0 | 0 | 0 | 0 | 0 | 0 | 2956708.3563 | 0 | 0 | 0 | 0 | 0 | 0 | 0 | 0 | 0 | 0 | 88743.1518 | 0 | 0 | 0 | 0 | 0 | 0 | 0 | 0 | 0 | 152881.8802 | 0 | 0 | 0 | 0 | 0 | 0 | 0
2016-07-28 19:00 | 0 | 0 | 0 | 0 | 0 | 75844.5196 | 821959.8461 | 682884 | 0 | 0 | 0 | 0 | 382845.3582 | 0 | 0 | 0 | 0 | 0 | 0 | 0 | 3144880.3173 | 0 | 0 | 0 | 0 | 0 | 0 | 0 | 0 | 0 | 0 | 26748.4047 | 0 | 0 | 0 | 0 | 0 | 0 | 0 | 0 | 0 | 188171.961 | 0 | 0 | 0 | 0 | 0 | 0 | 0
2016-07-28 20:00 | 0 | 0 | 0 | 0 | 0 | 70546.6601 | 818935.0468 | 687430 | 0 | 0 | 0 | 0 | 379084.1388 | 0 | 0 | 0 | 0 | 0 | 0 | 0 | 3350693.2438 | 0 | 0 | 0 | 0 | 0 | 0 | 0 | 0 | 0 | 0 | -3761.2195 | 0 | 0 | 0 | 0 | 0 | 0 | 0 | 0 | 0 | 205812.9264 | 0 | 0 | 0 | 0 | 0 | 0 | 0
2016-07-28 21:00 | 0 | 0 | 0 | 0 | 0 | 70110.2869 | 809715.6632 | 685827 | 0 | 0 | 0 | 0 | 294102.2064 | 0 | 0 | 0 | 0 | 0 | 0 | 0 | 3629674.1262 | 0 | 0 | 0 | 0 | 0 | 0 | 0 | 0 | 0 | 0 | -84981.9323 | 0 | 0 | 0 | 0 | 0 | 0 | 0 | 0 | 0 | 278980.8824 | 0 | 0 | 0 | 0 | 0 | 0 | 0
2016-07-28 22:00 | 0 | 0 | 0 | 0 | 0 | 77309.7316 | 778860.0989 | 677578 | 0 | 0 | 0 | 0 | 382845.3582 | 0 | 0 | 0 | 0 | 0 | 0 | 0 | 3719522.8049 | 0 | 0 | 0 | 0 | 0 | 0 | 0 | 0 | 0 | 0 | 88743.1518 | 0 | 0 | 0 | 0 | 0 | 0 | 0 | 0 | 0 | 89848.6787 | 0 | 0 | 0 | 0 | 0 | 0 | 0
2016-07-28 23:00 | 0 | 0 | 0 | 0 | 0 | 93208.8787 | 691784.4342 | 662885 | 0 | 0 | 0 | 0 | 294102.2064 | 0 | 0 | 0 | 0 | 0 | 0 | 0 | 3930374.2696 | 0 | 0 | 0 | 0 | 0 | 0 | 0 | 0 | 0 | 0 | -88743.1518 | 0 | 0 | 0 | 0 | 0 | 0 | 0 | 0 | 0 | 210851.4647 | 0 | 0 | 0 | 0 | 0 | 0 | 0
2016-07-29 | 0 | 0 | 0 | 0 | 0 | 131242.0521 | 538700.0981 | 647637 | 0 | 0 | 0 | 0 | 205359.0546 | 0 | 0 | 0 | 0 | 0 | 0 | 0 | 4041422.5716 | 0 | 0 | 0 | 0 | 0 | 0 | 0 | 0 | 0 | 0 | -88743.1518 | 0 | 0 | 0 | 0 | 0 | 0 | 0 | 0 | 0 | 111048.302 | 0 | 0 | 0 | 0 | 0 | 0 | 0
2016-07-29 01:00 | 0 | 0 | 0 | 0 | 0 | 243075.7224 | 231266.857 | 630930 | 0 | 0 | 0 | 0 | 180648.4647 | 0 | 0 | 0 | 0 | 0 | 0 | 0 | 3909545.7409 | 0 | 0 | 0 | 0 | 0 | 0 | 0 | 0 | 0 | 0 | -24710.5899 | 0 | 0 | 0 | 0 | 0 | 0 | 0 | 0 | 0 | -131876.8307 | 0 | 0 | 0 | 0 | 0 | 0 | 0
2016-07-29 02:00 | 0 | 0 | 0 | 0 | 0 | 325594.2628 | 12317.2794 | 601375 | 0 | 0 | 0 | 0 | 196165.8894 | 0 | 0 | 0 | 0 | 0 | 0 | 0 | 3630564.8584 | 0 | 0 | 0 | 0 | 0 | 0 | 0 | 0 | 0 | 0 | 15517.4246 | 0 | 0 | 0 | 0 | 0 | 0 | 0 | 0 | 0 | -278980.8824 | 0 | 0 | 0 | 0 | 0 | 0 | 0
2016-07-29 03:00 | 0 | 0 | 0 | 0 | 0 | 318788.3151 | 0 | 565258 | 0 | 0 | 0 | 0 | 228677.0869 | 0 | 0 | 0 | 0 | 0 | 0 | 0 | 3351583.976 | 0 | 0 | 0 | 0 | 0 | 0 | 0 | 0 | 0 | 0 | 32511.1975 | 0 | 0 | 0 | 0 | 0 | 0 | 0 | 0 | 0 | -278980.8824 | 0 | 0 | 0 | 0 | 0 | 0 | 0
2016-07-29 04:00 | 0 | 0 | 0 | 0 | 0 | 284112.7242 | 0 | 530970 | 0 | 0 | 0 | 0 | 260800.6935 | 0 | 0 | 0 | 0 | 0 | 0 | 0 | 3072603.0935 | 0 | 0 | 0 | 0 | 0 | 0 | 0 | 0 | 0 | 0 | 32123.6066 | 0 | 0 | 0 | 0 | 0 | 0 | 0 | 0 | 0 | -278980.8824 | 0 | 0 | 0 | 0 | 0 | 0 | 0
2016-07-29 05:00 | 0 | 0 | 0 | 0 | 0 | 243723.0461 | 0 | 499706 | 0 | 0 | 0 | 0 | 283798.6221 | 0 | 0 | 0 | 0 | 0 | 0 | 0 | 2793622.2111 | 0 | 0 | 0 | 0 | 0 | 0 | 0 | 0 | 0 | 0 | 22997.9286 | 0 | 0 | 0 | 0 | 0 | 0 | 0 | 0 | 0 | -278980.8824 | 0 | 0 | 0 | 0 | 0 | 0 | 0
2016-07-29 06:00 | 0 | 0 | 0 | 0 | 0 | 205356.3067 | 0 | 473385 | 0 | 0 | 0 | 0 | 294750.8112 | 0 | 0 | 0 | 0 | 0 | 0 | 0 | 2514641.3287 | 0 | 0 | 0 | 0 | 0 | 0 | 0 | 0 | 0 | 0 | 10952.1891 | 0 | 0 | 0 | 0 | 0 | 0 | 0 | 0 | 0 | -278980.8824 | 0 | 0 | 0 | 0 | 0 | 0 | 0
2016-07-29 07:00 | 0 | 0 | 0 | 0 | 0 | 178768.063 | 0 | 453827 | 0 | 0 | 0 | 0 | 298672.7566 | 0 | 0 | 0 | 0 | 0 | 0 | 0 | 2235660.4462 | 0 | 0 | 0 | 0 | 0 | 0 | 0 | 0 | 0 | 0 | 3921.9454 | 0 | 0 | 0 | 0 | 0 | 0 | 0 | 0 | 0 | -278980.8824 | 0 | 0 | 0 | 0 | 0 | 0 | 0
2016-07-29 08:00 | 0 | 0 | 0 | 0 | 0 | 159155.6884 | 0 | 443185 | 0 | 0 | 0 | 0 | 293624.3274 | 0 | 0 | 0 | 0 | 0 | 0 | 0 | 1956679.5638 | 0 | 0 | 0 | 0 | 0 | 0 | 0 | 0 | 0 | 0 | -5048.4292 | 0 | 0 | 0 | 0 | 0 | 0 | 0 | 0 | 0 | -278980.8824 | 0 | 0 | 0 | 0 | 0 | 0 | 0
2016-07-29 09:00 | 0 | 0 | 0 | 0 | 0 | 138578.2456 | 0 | 444954 | 0 | 0 | 0 | 0 | 266229.4554 | 0 | 0 | 0 | 0 | 0 | 0 | 0 | 1677698.6813 | 0 | 0 | 0 | 0 | 0 | 0 | 0 | 0 | 0 | 0 | -27394.872 | 0 | 0 | 0 | 0 | 0 | 0 | 0 | 0 | 0 | -278980.8824 | 0 | 0 | 0 | 0 | 0 | 0 | 0
2016-07-29 10:00 | 0 | 0 | 0 | 0 | 0 | 122848.521 | 0 | 456762 | 0 | 0 | 0 | 0 | 177486.3036 | 0 | 0 | 0 | 0 | 0 | 0 | 0 | 1432528.3541 | 0 | 0 | 0 | 0 | 0 | 0 | 0 | 0 | 0 | 0 | -88743.1518 | 0 | 0 | 0 | 0 | 0 | 0 | 0 | 0 | 0 | -245170.3272 | 0 | 0 | 0 | 0 | 0 | 0 | 0
2016-07-29 11:00 | 0 | 0 | 0 | 0 | 0 | 103285.9658 | 0 | 471010 | 0 | 0 | 0 | 0 | 88743.1518 | 0 | 0 | 0 | 0 | 0 | 0 | 0 | 1153547.4717 | 0 | 0 | 0 | 0 | 0 | 0 | 0 | 0 | 0 | 0 | -88743.1518 | 0 | 0 | 0 | 0 | 0 | 0 | 0 | 0 | 0 | -278980.8824 | 0 | 0 | 0 | 0 | 0 | 0 | 0
2016-07-29 12:00 | 0 | 0 | 0 | 25228.1702 | 0 | 53781.0123 | 45728.7833 | 492462 | 0 | 0 | 0 | 0 | 0 | 0 | 0 | 0 | 0 | 0 | 0 | 0 | 874566.5892 | 0 | 0 | 0 | 0 | 0 | 0 | 0 | 0 | 0 | 0 | -88743.1518 | 0 | 0 | 0 | 0 | 0 | 0 | 0 | 0 | 0 | -278980.8824 | 0 | 0 | 0 | 0 | 0 | 0 | 0
2016-07-29 13:00 | 0 | 0 | 0 | 0 | 0 | 37152.6276 | 360884.0653 | 519661 | 0 | 0 | 0 | 0 | 0 | 0 | 0 | 0 | 0 | 0 | 0 | 0 | 752942.2822 | 0 | 0 | 0 | 0 | 0 | 0 | 0 | 0 | 0 | 0 | 0 | 0 | 0 | 0 | 0 | 0 | 0 | 0 | 0 | 0 | -121624.3071 | 0 | 0 | 0 | 0 | 0 | 0 | 0
2016-07-29 14:00 | 0 | 0 | 0 | 0 | 0 | 36386.0659 | 605227.5205 | 550570 | 0 | 0 | 0 | 0 | 88743.1518 | 0 | 0 | 0 | 0 | 0 | 0 | 0 | 755242.7168 | 0 | 0 | 0 | 0 | 0 | 0 | 0 | 0 | 0 | 0 | 88743.1518 | 0 | 0 | 0 | 0 | 0 | 0 | 0 | 0 | 0 | 2300.4347 | 0 | 0 | 0 | 0 | 0 | 0 | 0
2016-07-29 15:00 | 0 | 0 | 0 | 0 | 0 | 34025.7332 | 726718.8321 | 581314 | 0 | 0 | 0 | 0 | 177486.3036 | 0 | 0 | 0 | 0 | 0 | 0 | 0 | 845930.1304 | 0 | 0 | 0 | 0 | 0 | 0 | 0 | 0 | 0 | 0 | 88743.1518 | 0 | 0 | 0 | 0 | 0 | 0 | 0 | 0 | 0 | 90687.4136 | 0 | 0 | 0 | 0 | 0 | 0 | 0
2016-07-29 16:00 | 0 | 0 | 0 | 0 | 0 | 34462.1413 | 773370.2516 | 607866 | 0 | 0 | 0 | 0 | 266229.4554 | 0 | 0 | 0 | 0 | 0 | 0 | 0 | 957153.3716 | 0 | 0 | 0 | 0 | 0 | 0 | 0 | 0 | 0 | 0 | 88743.1518 | 0 | 0 | 0 | 0 | 0 | 0 | 0 | 0 | 0 | 111223.2412 | 0 | 0 | 0 | 0 | 0 | 0 | 0
2016-07-29 17:00 | 0 | 0 | 0 | 0 | 0 | 39068.3964 | 792899.8002 | 630198 | 0 | 0 | 0 | 0 | 189018.7695 | 0 | 0 | 0 | 0 | 0 | 0 | 0 | 1236134.254 | 0 | 0 | 0 | 0 | 0 | 0 | 0 | 0 | 0 | 0 | -77210.6859 | 0 | 0 | 0 | 0 | 0 | 0 | 0 | 0 | 0 | 278980.8824 | 0 | 0 | 0 | 0 | 0 | 0 | 0
2016-07-29 18:00 | 0 | 0 | 0 | 0 | 0 | 45659.8329 | 791201.974 | 648328 | 0 | 0 | 0 | 0 | 277761.9213 | 0 | 0 | 0 | 0 | 0 | 0 | 0 | 1335924.9091 | 0 | 0 | 0 | 0 | 0 | 0 | 0 | 0 | 0 | 0 | 88743.1518 | 0 | 0 | 0 | 0 | 0 | 0 | 0 | 0 | 0 | 99790.6551 | 0 | 0 | 0 | 0 | 0 | 0 | 0
2016-07-29 19:00 | 0 | 0 | 0 | 0 | 0 | 52671.1005 | 783076.379 | 661198 | 0 | 0 | 0 | 0 | 366505.073 | 0 | 0 | 0 | 0 | 0 | 0 | 0 | 1421731.2368 | 0 | 0 | 0 | 0 | 0 | 0 | 0 | 0 | 0 | 0 | 88743.1518 | 0 | 0 | 0 | 0 | 0 | 0 | 0 | 0 | 0 | 85806.3277 | 0 | 0 | 0 | 0 | 0 | 0 | 0
2016-07-29 20:00 | 0 | 0 | 0 | 0 | 0 | 60368.4649 | 773125.8937 | 670462 | 0 | 0 | 0 | 0 | 277761.9213 | 0 | 0 | 0 | 0 | 0 | 0 | 0 | 1673506.7472 | 0 | 0 | 0 | 0 | 0 | 0 | 0 | 0 | 0 | 0 | -88743.1518 | 0 | 0 | 0 | 0 | 0 | 0 | 0 | 0 | 0 | 251775.5104 | 0 | 0 | 0 | 0 | 0 | 0 | 0
2016-07-29 21:00 | 0 | 0 | 0 | 0 | 0 | 65332.2847 | 751725.6995 | 673061 | 0 | 0 | 0 | 0 | 366505.073 | 0 | 0 | 0 | 0 | 0 | 0 | 0 | 1728760.5796 | 0 | 0 | 0 | 0 | 0 | 0 | 0 | 0 | 0 | 0 | 88743.1518 | 0 | 0 | 0 | 0 | 0 | 0 | 0 | 0 | 0 | 55253.8324 | 0 | 0 | 0 | 0 | 0 | 0 | 0
2016-07-29 22:00 | 0 | 0 | 0 | 0 | 0 | 68304.4002 | 714971.3248 | 665364 | 0 | 0 | 0 | 0 | 382845.3582 | 0 | 0 | 0 | 0 | 0 | 0 | 0 | 1830332.0193 | 0 | 0 | 0 | 0 | 0 | 0 | 0 | 0 | 0 | 0 | 16340.2852 | 0 | 0 | 0 | 0 | 0 | 0 | 0 | 0 | 0 | 101571.4397 | 0 | 0 | 0 | 0 | 0 | 0 | 0
2016-07-29 23:00 | 0 | 0 | 0 | 0 | 0 | 75371.0683 | 622868.6744 | 647298 | 0 | 0 | 0 | 0 | 382845.3582 | 0 | 0 | 0 | 0 | 0 | 0 | 0 | 1881273.7621 | 0 | 0 | 0 | 0 | 0 | 0 | 0 | 0 | 0 | 0 | 0 | 0 | 0 | 0 | 0 | 0 | 0 | 0 | 0 | 0 | 50941.7428 | 0 | 0 | 0 | 0 | 0 | 0 | 0
2016-07-30 | 0 | 0 | 0 | 0 | 0 | 105175.909 | 469631.1675 | 628330 | 0 | 0 | 0 | 0 | 294102.2064 | 0 | 0 | 0 | 0 | 0 | 0 | 0 | 1916493.9904 | 0 | 0 | 0 | 0 | 0 | 0 | 0 | 0 | 0 | 0 | -88743.1518 | 0 | 0 | 0 | 0 | 0 | 0 | 0 | 0 | 0 | 35220.2283 | 0 | 0 | 0 | 0 | 0 | 0 | 0
2016-07-30 01:00 | 0 | 0 | 0 | 0 | 0 | 213552.8094 | 207609.0016 | 610732 | 0 | 0 | 0 | 0 | 244540.5659 | 0 | 0 | 0 | 0 | 0 | 0 | 0 | 1776485.4419 | 0 | 0 | 0 | 0 | 0 | 0 | 0 | 0 | 0 | 0 | -49561.6406 | 0 | 0 | 0 | 0 | 0 | 0 | 0 | 0 | 0 | -140008.5485 | 0 | 0 | 0 | 0 | 0 | 0 | 0
2016-07-30 02:00 | 0 | 0 | 0 | 0 | 0 | 328189.9108 | 11794.4364 | 582387 | 0 | 0 | 0 | 0 | 281118.7955 | 0 | 0 | 0 | 0 | 0 | 0 | 0 | 1497504.5595 | 0 | 0 | 0 | 0 | 0 | 0 | 0 | 0 | 0 | 0 | 36578.2296 | 0 | 0 | 0 | 0 | 0 | 0 | 0 | 0 | 0 | -278980.8824 | 0 | 0 | 0 | 0 | 0 | 0 | 0
2016-07-30 03:00 | 0 | 0 | 0 | 0 | 0 | 356273.3764 | 0 | 546078 | 0 | 0 | 0 | 0 | 192375.6437 | 0 | 0 | 0 | 0 | 0 | 0 | 0 | 1396443.0876 | 0 | 0 | 0 | 0 | 0 | 0 | 0 | 0 | 0 | 0 | -88743.1518 | 0 | 0 | 0 | 0 | 0 | 0 | 0 | 0 | 0 | -101061.4718 | 0 | 0 | 0 | 0 | 0 | 0 | 0
2016-07-30 04:00 | 0 | 0 | 0 | 0 | 0 | 350818.6642 | 0 | 511269 | 0 | 0 | 0 | 0 | 281118.7955 | 0 | 0 | 0 | 0 | 0 | 0 | 0 | 1147249.6001 | 0 | 0 | 0 | 0 | 0 | 0 | 0 | 0 | 0 | 0 | 88743.1518 | 0 | 0 | 0 | 0 | 0 | 0 | 0 | 0 | 0 | -249193.4876 | 0 | 0 | 0 | 0 | 0 | 0 | 0
2016-07-30 05:00 | 0 | 0 | 0 | 0 | 0 | 335876.0352 | 0 | 481131 | 0 | 0 | 0 | 0 | 192375.6437 | 0 | 0 | 0 | 0 | 0 | 0 | 0 | 1090737.7871 | 0 | 0 | 0 | 0 | 0 | 0 | 0 | 0 | 0 | 0 | -88743.1518 | 0 | 0 | 0 | 0 | 0 | 0 | 0 | 0 | 0 | -56511.813 | 0 | 0 | 0 | 0 | 0 | 0 | 0
2016-07-30 06:00 | 0 | 0 | 0 | 0 | 0 | 322941.8697 | 0 | 455364 | 0 | 0 | 0 | 0 | 103632.4919 | 0 | 0 | 0 | 0 | 0 | 0 | 0 | 1047058.8086 | 0 | 0 | 0 | 0 | 0 | 0 | 0 | 0 | 0 | 0 | -88743.1518 | 0 | 0 | 0 | 0 | 0 | 0 | 0 | 0 | 0 | -43678.9785 | 0 | 0 | 0 | 0 | 0 | 0 | 0
2016-07-30 07:00 | 0 | 0 | 0 | 0 | 0 | 307953.9138 | 0 | 436572 | 0 | 0 | 0 | 0 | 14889.3401 | 0 | 0 | 0 | 0 | 0 | 0 | 0 | 1007183.8742 | 0 | 0 | 0 | 0 | 0 | 0 | 0 | 0 | 0 | 0 | -88743.1518 | 0 | 0 | 0 | 0 | 0 | 0 | 0 | 0 | 0 | -39874.9344 | 0 | 0 | 0 | 0 | 0 | 0 | 0
2016-07-30 08:00 | 0 | 0 | 0 | 0 | 0 | 288492.307 | 0 | 424111 | 0 | 0 | 0 | 0 | 103632.4919 | 0 | 0 | 0 | 0 | 0 | 0 | 0 | 782822.0294 | 0 | 0 | 0 | 0 | 0 | 0 | 0 | 0 | 0 | 0 | 88743.1518 | 0 | 0 | 0 | 0 | 0 | 0 | 0 | 0 | 0 | -224361.8448 | 0 | 0 | 0 | 0 | 0 | 0 | 0
2016-07-30 09:00 | 0 | 0 | 0 | 0 | 0 | 248789.9065 | 0 | 418253 | 0 | 0 | 0 | 0 | 14889.3401 | 0 | 0 | 0 | 0 | 0 | 0 | 0 | 702102.0877 | 0 | 0 | 0 | 0 | 0 | 0 | 0 | 0 | 0 | 0 | -88743.1518 | 0 | 0 | 0 | 0 | 0 | 0 | 0 | 0 | 0 | -80719.9417 | 0 | 0 | 0 | 0 | 0 | 0 | 0
2016-07-30 10:00 | 0 | 0 | 0 | 0 | 0 | 213067.9293 | 0 | 418195 | 0 | 0 | 0 | 0 | 88743.1518 | 0 | 0 | 0 | 0 | 0 | 0 | 0 | 423121.2052 | 0 | 0 | 0 | 0 | 0 | 0 | 0 | 0 | 0 | 0 | 73853.8117 | 0 | 0 | 0 | 0 | 0 | 0 | 0 | 0 | 0 | -278980.8824 | 0 | 0 | 0 | 0 | 0 | 0 | 0
2016-07-30 11:00 | 0 | 0 | 0 | 0 | 0 | 185127.8417 | 0 | 424007 | 0 | 0 | 0 | 0 | 0 | 0 | 0 | 0 | 0 | 0 | 0 | 0 | 272985.1987 | 0 | 0 | 0 | 0 | 0 | 0 | 0 | 0 | 0 | 0 | -88743.1518 | 0 | 0 | 0 | 0 | 0 | 0 | 0 | 0 | 0 | -150136.0065 | 0 | 0 | 0 | 0 | 0 | 0 | 0
2016-07-30 12:00 | 0 | 0 | 0 | 0 | 0 | 110470.665 | 62016.4937 | 444413 | 0 | 0 | 0 | 0 | 0 | 0 | 0 | 0 | 0 | 0 | 0 | 0 | 1059.3575 | 0 | 0 | 0 | 0 | 0 | 0 | 0 | 0 | 0 | 0 | 0 | 0 | 0 | 0 | 0 | 0 | 0 | 0 | 0 | 0 | -271925.8413 | 0 | 0 | 0 | 0 | 0 | 0 | 0
2016-07-30 13:00 | 0 | 0 | 0 | 0 | 0 | 109736.2801 | 362865.3624 | 473661 | 0 | 0 | 0 | 0 | 0 | 0 | 0 | 0 | 0 | 0 | 0 | 0 | 0 | 0 | 0 | 0 | 0 | 0 | 0 | 0 | 0 | 0 | 0 | 0 | 0 | 0 | 0 | 0 | 0 | 0 | 0 | 0 | 0 | -1059.3575 | 0 | 0 | 0 | 0 | 0 | 0 | 0
2016-07-30 14:00 | 0 | 0 | 0 | 0 | 0 | 130792.6363 | 597357.108 | 507186 | 0 | 0 | 0 | 0 | 0 | 0 | 0 | 0 | 0 | 0 | 0 | 0 | 220963.7443 | 0 | 0 | 0 | 0 | 0 | 0 | 0 | 0 | 0 | 0 | 0 | 0 | 0 | 0 | 0 | 0 | 0 | 0 | 0 | 0 | 220963.7443 | 0 | 0 | 0 | 0 | 0 | 0 | 0
2016-07-30 15:00 | 0 | 0 | 0 | 0 | 0 | 127428.2966 | 723502.2688 | 539766 | 0 | 0 | 0 | 0 | 88743.1518 | 0 | 0 | 0 | 0 | 0 | 0 | 0 | 443385.158 | 0 | 0 | 0 | 0 | 0 | 0 | 0 | 0 | 0 | 0 | 88743.1518 | 0 | 0 | 0 | 0 | 0 | 0 | 0 | 0 | 0 | 222421.4137 | 0 | 0 | 0 | 0 | 0 | 0 | 0
2016-07-30 16:00 | 0 | 0 | 0 | 0 | 0 | 0 | 776034.8966 | 567012 | 0 | 0 | 0 | 0 | 79837.033 | 0 | 0 | 0 | 0 | 0 | 0 | 0 | 661314.1734 | 0 | 0 | 0 | 0 | 0 | 0 | 0 | 0 | 0 | 0 | -8906.1188 | 0 | 0 | 0 | 0 | 0 | 0 | 0 | 0 | 0 | 217929.0154 | 0 | 0 | 0 | 0 | 0 | 0 | 0
2016-07-30 17:00 | 0 | 0 | 0 | 0 | 0 | 0 | 786974.8494 | 587831 | 0 | 0 | 0 | 0 | 0 | 0 | 0 | 0 | 0 | 0 | 0 | 0 | 940295.0558 | 0 | 0 | 0 | 0 | 0 | 0 | 0 | 0 | 0 | 0 | -79837.033 | 0 | 0 | 0 | 0 | 0 | 0 | 0 | 0 | 0 | 278980.8824 | 0 | 0 | 0 | 0 | 0 | 0 | 0
2016-07-30 18:00 | 0 | 0 | 0 | 0 | 0 | 104269.9529 | 777434.9296 | 602724 | 0 | 0 | 0 | 0 | 0 | 0 | 0 | 0 | 0 | 0 | 0 | 0 | 1219275.9383 | 0 | 0 | 0 | 0 | 0 | 0 | 0 | 0 | 0 | 0 | 0 | 0 | 0 | 0 | 0 | 0 | 0 | 0 | 0 | 0 | 278980.8824 | 0 | 0 | 0 | 0 | 0 | 0 | 0
2016-07-30 19:00 | 0 | 0 | 0 | 0 | 0 | 0 | 759916.9312 | 612872 | 0 | 0 | 0 | 0 | 0 | 0 | 0 | 0 | 0 | 0 | 0 | 0 | 1366320.8695 | 0 | 0 | 0 | 0 | 0 | 0 | 0 | 0 | 0 | 0 | 0 | 0 | 0 | 0 | 0 | 0 | 0 | 0 | 0 | 0 | 147044.9312 | 0 | 0 | 0 | 0 | 0 | 0 | 0
2016-07-30 20:00 | 0 | 0 | 0 | 0 | 0 | 0 | 740352.8165 | 620163 | 0 | 0 | 0 | 0 | 0 | 0 | 0 | 0 | 0 | 0 | 0 | 0 | 1486510.686 | 0 | 0 | 0 | 0 | 0 | 0 | 0 | 0 | 0 | 0 | 0 | 0 | 0 | 0 | 0 | 0 | 0 | 0 | 0 | 0 | 120189.8165 | 0 | 0 | 0 | 0 | 0 | 0 | 0
2016-07-30 21:00 | 0 | 0 | 0 | 0 | 0 | 0 | 709000.5442 | 621612 | 0 | 0 | 0 | 0 | 88743.1518 | 0 | 0 | 0 | 0 | 0 | 0 | 0 | 1485156.0784 | 0 | 0 | 0 | 0 | 0 | 0 | 0 | 0 | 0 | 0 | 88743.1518 | 0 | 0 | 0 | 0 | 0 | 0 | 0 | 0 | 0 | -1354.6076 | 0 | 0 | 0 | 0 | 0 | 0 | 0
2016-07-30 22:00 | 0 | 0 | 0 | 0 | 0 | 0 | 658685.3445 | 615579 | 0 | 0 | 0 | 0 | 177486.3036 | 0 | 0 | 0 | 0 | 0 | 0 | 0 | 1439519.2712 | 0 | 0 | 0 | 0 | 0 | 0 | 0 | 0 | 0 | 0 | 88743.1518 | 0 | 0 | 0 | 0 | 0 | 0 | 0 | 0 | 0 | -45636.8073 | 0 | 0 | 0 | 0 | 0 | 0 | 0
2016-07-30 23:00 | 0 | 0 | 0 | 0 | 0 | 0 | 566271.8015 | 599767 | 0 | 0 | 0 | 0 | 88743.1518 | 0 | 0 | 0 | 0 | 0 | 0 | 0 | 1494767.2245 | 0 | 0 | 0 | 0 | 0 | 0 | 0 | 0 | 0 | 0 | -88743.1518 | 0 | 0 | 0 | 0 | 0 | 0 | 0 | 0 | 0 | 55247.9533 | 0 | 0 | 0 | 0 | 0 | 0 | 0
2016-07-31 | 0 | 0 | 0 | 0 | 0 | 0 | 417599.2705 | 586029 | 0 | 0 | 0 | 0 | 0 | 0 | 0 | 0 | 0 | 0 | 0 | 0 | 1415080.6467 | 0 | 0 | 0 | 0 | 0 | 0 | 0 | 0 | 0 | 0 | -88743.1518 | 0 | 0 | 0 | 0 | 0 | 0 | 0 | 0 | 0 | -79686.5777 | 0 | 0 | 0 | 0 | 0 | 0 | 0
2016-07-31 01:00 | 0 | 0 | 0 | 0 | 0 | 483854.9166 | 182723.8898 | 573461 | 0 | 0 | 0 | 0 | 0 | 0 | 0 | 0 | 0 | 0 | 0 | 0 | 1508198.4531 | 0 | 0 | 0 | 0 | 0 | 0 | 0 | 0 | 0 | 0 | 0 | 0 | 0 | 0 | 0 | 0 | 0 | 0 | 0 | 0 | 93117.8064 | 0 | 0 | 0 | 0 | 0 | 0 | 0
2016-07-31 02:00 | 0 | 0 | 0 | 0 | 0 | 626850.75 | 11339.0891 | 550364 | 0 | 0 | 0 | 0 | 88743.1518 | 0 | 0 | 0 | 0 | 0 | 0 | 0 | 1507281.1404 | 0 | 0 | 0 | 0 | 0 | 0 | 0 | 0 | 0 | 0 | 88743.1518 | 0 | 0 | 0 | 0 | 0 | 0 | 0 | 0 | 0 | -917.3128 | 0 | 0 | 0 | 0 | 0 | 0 | 0
2016-07-31 03:00 | 0 | 0 | 0 | 0 | 0 | 618170.5886 | 0 | 522363 | 0 | 0 | 0 | 0 | 177486.3036 | 0 | 0 | 0 | 0 | 0 | 0 | 0 | 1514345.5771 | 0 | 0 | 0 | 0 | 0 | 0 | 0 | 0 | 0 | 0 | 88743.1518 | 0 | 0 | 0 | 0 | 0 | 0 | 0 | 0 | 0 | 7064.4368 | 0 | 0 | 0 | 0 | 0 | 0 | 0
2016-07-31 04:00 | 0 | 0 | 0 | 0 | 0 | 579200.1659 | 0 | 492477 | 0 | 0 | 0 | 0 | 88743.1518 | 0 | 0 | 0 | 0 | 0 | 0 | 0 | 1689811.8949 | 0 | 0 | 0 | 0 | 0 | 0 | 0 | 0 | 0 | 0 | -88743.1518 | 0 | 0 | 0 | 0 | 0 | 0 | 0 | 0 | 0 | 175466.3177 | 0 | 0 | 0 | 0 | 0 | 0 | 0
2016-07-31 05:00 | 0 | 0 | 0 | 0 | 0 | 275333.2694 | 0 | 465571 | 0 | 0 | 0 | 0 | 177486.3036 | 0 | 0 | 0 | 0 | 0 | 0 | 0 | 1410831.0124 | 0 | 0 | 0 | 0 | 0 | 0 | 0 | 0 | 0 | 0 | 88743.1518 | 0 | 0 | 0 | 0 | 0 | 0 | 0 | 0 | 0 | -278980.8824 | 0 | 0 | 0 | 0 | 0 | 0 | 0
2016-07-31 06:00 | 0 | 0 | 0 | 0 | 0 | 513089.0364 | 0 | 442492 | 0 | 0 | 0 | 0 | 266229.4554 | 0 | 0 | 0 | 0 | 0 | 0 | 0 | 1392684.897 | 0 | 0 | 0 | 0 | 0 | 0 | 0 | 0 | 0 | 0 | 88743.1518 | 0 | 0 | 0 | 0 | 0 | 0 | 0 | 0 | 0 | -18146.1154 | 0 | 0 | 0 | 0 | 0 | 0 | 0
2016-07-31 07:00 | 0 | 0 | 0 | 0 | 0 | 493664.7663 | 0 | 424682 | 0 | 0 | 0 | 0 | 354972.6072 | 0 | 0 | 0 | 0 | 0 | 0 | 0 | 1372924.5115 | 0 | 0 | 0 | 0 | 0 | 0 | 0 | 0 | 0 | 0 | 88743.1518 | 0 | 0 | 0 | 0 | 0 | 0 | 0 | 0 | 0 | -19760.3855 | 0 | 0 | 0 | 0 | 0 | 0 | 0
2016-07-31 08:00 | 0 | 0 | 0 | 0 | 0 | 44506.9658 | 0 | 412231 | 0 | 0 | 0 | 0 | 266229.4554 | 0 | 0 | 0 | 0 | 0 | 0 | 0 | 1093943.6291 | 0 | 0 | 0 | 0 | 0 | 0 | 0 | 0 | 0 | 0 | -88743.1518 | 0 | 0 | 0 | 0 | 0 | 0 | 0 | 0 | 0 | -278980.8824 | 0 | 0 | 0 | 0 | 0 | 0 | 0
2016-07-31 09:00 | 0 | 0 | 0 | 0 | 0 | 456247.6599 | 0 | 405962 | 0 | 0 | 0 | 0 | 177486.3036 | 0 | 0 | 0 | 0 | 0 | 0 | 0 | 1232972.4408 | 0 | 0 | 0 | 0 | 0 | 0 | 0 | 0 | 0 | 0 | -88743.1518 | 0 | 0 | 0 | 0 | 0 | 0 | 0 | 0 | 0 | 139028.8117 | 0 | 0 | 0 | 0 | 0 | 0 | 0
2016-07-31 10:00 | 0 | 0 | 0 | 0 | 0 | 426426.0708 | 0 | 404106 | 0 | 0 | 0 | 0 | 266229.4554 | 0 | 0 | 0 | 0 | 0 | 0 | 0 | 1166549.3598 | 0 | 0 | 0 | 0 | 0 | 0 | 0 | 0 | 0 | 0 | 88743.1518 | 0 | 0 | 0 | 0 | 0 | 0 | 0 | 0 | 0 | -66423.081 | 0 | 0 | 0 | 0 | 0 | 0 | 0
2016-07-31 11:00 | 0 | 0 | 0 | 0 | 0 | 380251.3255 | 0 | 406223 | 0 | 0 | 0 | 0 | 354972.6072 | 0 | 0 | 0 | 0 | 0 | 0 | 0 | 1051834.5335 | 0 | 0 | 0 | 0 | 0 | 0 | 0 | 0 | 0 | 0 | 88743.1518 | 0 | 0 | 0 | 0 | 0 | 0 | 0 | 0 | 0 | -114714.8263 | 0 | 0 | 0 | 0 | 0 | 0 | 0
2016-07-31 12:00 | 0 | 0 | 0 | 0 | 0 | 240688.7883 | 63560.7183 | 424927 | 0 | 0 | 0 | 0 | 382845.3582 | 0 | 0 | 0 | 0 | 0 | 0 | 0 | 903284.2891 | 0 | 0 | 0 | 0 | 0 | 0 | 0 | 0 | 0 | 0 | 27872.7511 | 0 | 0 | 0 | 0 | 0 | 0 | 0 | 0 | 0 | -148550.2444 | 0 | 0 | 0 | 0 | 0 | 0 | 0
2016-07-31 13:00 | 0 | 0 | 0 | 0 | 0 | 210218.1029 | 321595.464 | 454237 | 0 | 0 | 0 | 0 | 382845.3582 | 0 | 0 | 0 | 0 | 0 | 0 | 0 | 980860.856 | 0 | 0 | 0 | 0 | 0 | 0 | 0 | 0 | 0 | 0 | 0 | 0 | 0 | 0 | 0 | 0 | 0 | 0 | 0 | 0 | 77576.5669 | 0 | 0 | 0 | 0 | 0 | 0 | 0
2016-07-31 14:00 | 0 | 0 | 0 | 0 | 0 | 201927.3 | 565304.5824 | 488251 | 0 | 0 | 0 | 0 | 382845.3582 | 0 | 0 | 0 | 0 | 0 | 0 | 0 | 1259841.7385 | 0 | 0 | 0 | 0 | 0 | 0 | 0 | 0 | 0 | 0 | 0 | 0 | 0 | 0 | 0 | 0 | 0 | 0 | 0 | 0 | 278980.8824 | 0 | 0 | 0 | 0 | 0 | 0 | 0
2016-07-31 15:00 | 0 | 0 | 0 | 0 | 0 | 0 | 702221.1288 | 521252 | 0 | 0 | 0 | 0 | 382845.3582 | 0 | 0 | 0 | 0 | 0 | 0 | 0 | 1440810.8673 | 0 | 0 | 0 | 0 | 0 | 0 | 0 | 0 | 0 | 0 | 0 | 0 | 0 | 0 | 0 | 0 | 0 | 0 | 0 | 0 | 180969.1288 | 0 | 0 | 0 | 0 | 0 | 0 | 0
2016-07-31 16:00 | 0 | 0 | 0 | 0 | 0 | 0 | 748444.0349 | 552152 | 0 | 0 | 0 | 0 | 300156.5107 | 0 | 0 | 0 | 0 | 0 | 0 | 0 | 1719791.7497 | 0 | 0 | 0 | 0 | 0 | 0 | 0 | 0 | 0 | 0 | -82688.8475 | 0 | 0 | 0 | 0 | 0 | 0 | 0 | 0 | 0 | 278980.8824 | 0 | 0 | 0 | 0 | 0 | 0 | 0
2016-07-31 17:00 | 0 | 0 | 0 | 0 | 0 | 0 | 757173.5082 | 577859 | 0 | 0 | 0 | 0 | 211413.3589 | 0 | 0 | 0 | 0 | 0 | 0 | 0 | 1987849.4097 | 0 | 0 | 0 | 0 | 0 | 0 | 0 | 0 | 0 | 0 | -88743.1518 | 0 | 0 | 0 | 0 | 0 | 0 | 0 | 0 | 0 | 268057.66 | 0 | 0 | 0 | 0 | 0 | 0 | 0
2016-07-31 18:00 | 0 | 0 | 0 | 0 | 0 | 0 | 738157.4451 | 598135 | 0 | 0 | 0 | 0 | 122670.2071 | 0 | 0 | 0 | 0 | 0 | 0 | 0 | 2216615.0066 | 0 | 0 | 0 | 0 | 0 | 0 | 0 | 0 | 0 | 0 | -88743.1518 | 0 | 0 | 0 | 0 | 0 | 0 | 0 | 0 | 0 | 228765.5969 | 0 | 0 | 0 | 0 | 0 | 0 | 0
2016-07-31 19:00 | 0 | 0 | 0 | 0 | 0 | 0 | 715051.2597 | 611955 | 0 | 0 | 0 | 0 | 95634.841 | 0 | 0 | 0 | 0 | 0 | 0 | 0 | 2346746.6324 | 0 | 0 | 0 | 0 | 0 | 0 | 0 | 0 | 0 | 0 | -27035.3661 | 0 | 0 | 0 | 0 | 0 | 0 | 0 | 0 | 0 | 130131.6258 | 0 | 0 | 0 | 0 | 0 | 0 | 0
2016-07-31 20:00 | 0 | 0 | 0 | 0 | 0 | 293243.7863 | 690090.4516 | 621525 | 0 | 0 | 0 | 0 | 178463.1965 | 0 | 0 | 0 | 0 | 0 | 0 | 0 | 2625727.5149 | 0 | 0 | 0 | 0 | 0 | 0 | 0 | 0 | 0 | 0 | 82828.3555 | 0 | 0 | 0 | 0 | 0 | 0 | 0 | 0 | 0 | 278980.8824 | 0 | 0 | 0 | 0 | 0 | 0 | 0
2016-07-31 21:00 | 0 | 0 | 0 | 0 | 0 | 310285.147 | 653610.5413 | 625838 | 0 | 0 | 0 | 0 | 237540.0023 | 0 | 0 | 0 | 0 | 0 | 0 | 0 | 2904708.3973 | 0 | 0 | 0 | 0 | 0 | 0 | 0 | 0 | 0 | 0 | 59076.8058 | 0 | 0 | 0 | 0 | 0 | 0 | 0 | 0 | 0 | 278980.8824 | 0 | 0 | 0 | 0 | 0 | 0 | 0
2016-07-31 22:00 | 0 | 0 | 0 | 0 | 0 | 0 | 602050.9881 | 622856 | 0 | 0 | 0 | 0 | 326283.1541 | 0 | 0 | 0 | 0 | 0 | 0 | 0 | 2795160.2336 | 0 | 0 | 0 | 0 | 0 | 0 | 0 | 0 | 0 | 0 | 88743.1518 | 0 | 0 | 0 | 0 | 0 | 0 | 0 | 0 | 0 | -109548.1637 | 0 | 0 | 0 | 0 | 0 | 0 | 0
2016-07-31 23:00 | 0 | 0 | 0 | 0 | 0 | 0 | 518907.9356 | 612704 | 0 | 0 | 0 | 0 | 237540.0023 | 0 | 0 | 0 | 0 | 0 | 0 | 0 | 2790107.3211 | 0 | 0 | 0 | 0 | 0 | 0 | 0 | 0 | 0 | 0 | -88743.1518 | 0 | 0 | 0 | 0 | 0 | 0 | 0 | 0 | 0 | -5052.9126 | 0 | 0 | 0 | 0 | 0 | 0 | 0
2016-08-01 | 0 | 0 | 0 | 0 | 0 | 0 | 380382.0844 | 600594 | 0 | 0 | 0 | 0 | 148796.8505 | 0 | 0 | 0 | 0 | 0 | 0 | 0 | 2658638.5572 | 0 | 0 | 0 | 0 | 0 | 0 | 0 | 0 | 0 | 0 | -88743.1518 | 0 | 0 | 0 | 0 | 0 | 0 | 0 | 0 | 0 | -131468.7638 | 0 | 0 | 0 | 0 | 0 | 0 | 0
2016-08-01 01:00 | 0 | 0 | 0 | 0 | 0 | 655681.8203 | 177401.1145 | 586283 | 0 | 0 | 0 | 0 | 116615.9029 | 0 | 0 | 0 | 0 | 0 | 0 | 0 | 2937619.4397 | 0 | 0 | 0 | 0 | 0 | 0 | 0 | 0 | 0 | 0 | -32180.9477 | 0 | 0 | 0 | 0 | 0 | 0 | 0 | 0 | 0 | 278980.8824 | 0 | 0 | 0 | 0 | 0 | 0 | 0
2016-08-01 02:00 | 0 | 0 | 0 | 0 | 0 | 727747.7746 | 9624.914 | 562283 | 0 | 0 | 0 | 0 | 205359.0546 | 0 | 0 | 0 | 0 | 0 | 0 | 0 | 3023965.9765 | 0 | 0 | 0 | 0 | 0 | 0 | 0 | 0 | 0 | 0 | 88743.1518 | 0 | 0 | 0 | 0 | 0 | 0 | 0 | 0 | 0 | 86346.5368 | 0 | 0 | 0 | 0 | 0 | 0 | 0
2016-08-01 03:00 | 0 | 0 | 0 | 0 | 0 | 686177.3229 | 0 | 529962 | 0 | 0 | 0 | 0 | 294102.2064 | 0 | 0 | 0 | 0 | 0 | 0 | 0 | 3091438.1476 | 0 | 0 | 0 | 0 | 0 | 0 | 0 | 0 | 0 | 0 | 88743.1518 | 0 | 0 | 0 | 0 | 0 | 0 | 0 | 0 | 0 | 67472.1711 | 0 | 0 | 0 | 0 | 0 | 0 | 0
2016-08-01 04:00 | 0 | 0 | 0 | 0 | 0 | 625122.088 | 0 | 496993 | 0 | 0 | 0 | 0 | 382845.3582 | 0 | 0 | 0 | 0 | 0 | 0 | 0 | 3130824.0838 | 0 | 0 | 0 | 0 | 0 | 0 | 0 | 0 | 0 | 0 | 88743.1518 | 0 | 0 | 0 | 0 | 0 | 0 | 0 | 0 | 0 | 39385.9362 | 0 | 0 | 0 | 0 | 0 | 0 | 0
2016-08-01 05:00 | 0 | 0 | 0 | 0 | 0 | 574865.2001 | 0 | 468458 | 0 | 0 | 0 | 0 | 294102.2064 | 0 | 0 | 0 | 0 | 0 | 0 | 0 | 3325974.4356 | 0 | 0 | 0 | 0 | 0 | 0 | 0 | 0 | 0 | 0 | -88743.1518 | 0 | 0 | 0 | 0 | 0 | 0 | 0 | 0 | 0 | 195150.3519 | 0 | 0 | 0 | 0 | 0 | 0 | 0
2016-08-01 06:00 | 0 | 0 | 0 | 0 | 0 | 255926.2694 | 0 | 446164 | 0 | 0 | 0 | 0 | 382845.3582 | 0 | 0 | 0 | 0 | 0 | 0 | 0 | 3046993.5532 | 0 | 0 | 0 | 0 | 0 | 0 | 0 | 0 | 0 | 0 | 88743.1518 | 0 | 0 | 0 | 0 | 0 | 0 | 0 | 0 | 0 | -278980.8824 | 0 | 0 | 0 | 0 | 0 | 0 | 0
2016-08-01 07:00 | 0 | 0 | 0 | 0 | 0 | 490616.1399 | 0 | 430203 | 0 | 0 | 0 | 0 | 294102.2064 | 0 | 0 | 0 | 0 | 0 | 0 | 0 | 3196149.8449 | 0 | 0 | 0 | 0 | 0 | 0 | 0 | 0 | 0 | 0 | -88743.1518 | 0 | 0 | 0 | 0 | 0 | 0 | 0 | 0 | 0 | 149156.2917 | 0 | 0 | 0 | 0 | 0 | 0 | 0
2016-08-01 08:00 | 0 | 0 | 0 | 0 | 0 | 233214.2694 | 0 | 423452 | 0 | 0 | 0 | 0 | 382845.3582 | 0 | 0 | 0 | 0 | 0 | 0 | 0 | 2917168.9624 | 0 | 0 | 0 | 0 | 0 | 0 | 0 | 0 | 0 | 0 | 88743.1518 | 0 | 0 | 0 | 0 | 0 | 0 | 0 | 0 | 0 | -278980.8824 | 0 | 0 | 0 | 0 | 0 | 0 | 0
2016-08-01 09:00 | 0 | 0 | 0 | 0 | 0 | 428580.2428 | 0 | 426831 | 0 | 0 | 0 | 0 | 294102.2064 | 0 | 0 | 0 | 0 | 0 | 0 | 0 | 3007661.3571 | 0 | 0 | 0 | 0 | 0 | 0 | 0 | 0 | 0 | 0 | -88743.1518 | 0 | 0 | 0 | 0 | 0 | 0 | 0 | 0 | 0 | 90492.3946 | 0 | 0 | 0 | 0 | 0 | 0 | 0
2016-08-01 10:00 | 0 | 0 | 0 | 0 | 0 | 405711.9344 | 0 | 441975 | 0 | 0 | 0 | 0 | 382845.3582 | 0 | 0 | 0 | 0 | 0 | 0 | 0 | 2882655.1396 | 0 | 0 | 0 | 0 | 0 | 0 | 0 | 0 | 0 | 0 | 88743.1518 | 0 | 0 | 0 | 0 | 0 | 0 | 0 | 0 | 0 | -125006.2174 | 0 | 0 | 0 | 0 | 0 | 0 | 0
2016-08-01 11:00 | 0 | 0 | 0 | 0 | 0 | 368782.8591 | 0 | 460070 | 0 | 0 | 0 | 0 | 294102.2064 | 0 | 0 | 0 | 0 | 0 | 0 | 0 | 2880111.1505 | 0 | 0 | 0 | 0 | 0 | 0 | 0 | 0 | 0 | 0 | -88743.1518 | 0 | 0 | 0 | 0 | 0 | 0 | 0 | 0 | 0 | -2543.9891 | 0 | 0 | 0 | 0 | 0 | 0 | 0
2016-08-01 12:00 | 0 | 0 | 0 | 0 | 0 | 262046.3991 | 54809.4001 | 483963 | 0 | 0 | 0 | 0 | 382845.3582 | 0 | 0 | 0 | 0 | 0 | 0 | 0 | 2624260.7979 | 0 | 0 | 0 | 0 | 0 | 0 | 0 | 0 | 0 | 0 | 88743.1518 | 0 | 0 | 0 | 0 | 0 | 0 | 0 | 0 | 0 | -255850.3526 | 0 | 0 | 0 | 0 | 0 | 0 | 0
2016-08-01 13:00 | 0 | 0 | 0 | 0 | 0 | 269174.2613 | 318759.7746 | 514411 | 0 | 0 | 0 | 0 | 294102.2064 | 0 | 0 | 0 | 0 | 0 | 0 | 0 | 2786526.9856 | 0 | 0 | 0 | 0 | 0 | 0 | 0 | 0 | 0 | 0 | -88743.1518 | 0 | 0 | 0 | 0 | 0 | 0 | 0 | 0 | 0 | 162266.1877 | 0 | 0 | 0 | 0 | 0 | 0 | 0
2016-08-01 14:00 | 0 | 0 | 0 | 0 | 0 | 312953.6764 | 565261.0569 | 548025 | 0 | 0 | 0 | 0 | 382845.3582 | 0 | 0 | 0 | 0 | 0 | 0 | 0 | 3027973.5671 | 0 | 0 | 0 | 0 | 0 | 0 | 0 | 0 | 0 | 0 | 88743.1518 | 0 | 0 | 0 | 0 | 0 | 0 | 0 | 0 | 0 | 241446.5815 | 0 | 0 | 0 | 0 | 0 | 0 | 0
2016-08-01 15:00 | 0 | 0 | 0 | 0 | 0 | 0 | 687849.7157 | 581008 | 0 | 0 | 0 | 0 | 382845.3582 | 0 | 0 | 0 | 0 | 0 | 0 | 0 | 3134815.2828 | 0 | 0 | 0 | 0 | 0 | 0 | 0 | 0 | 0 | 0 | 0 | 0 | 0 | 0 | 0 | 0 | 0 | 0 | 0 | 0 | 106841.7157 | 0 | 0 | 0 | 0 | 0 | 0 | 0
2016-08-01 16:00 | 0 | 0 | 0 | 0 | 0 | 143293.2947 | 744787.5878 | 609100 | 0 | 0 | 0 | 0 | 382845.3582 | 0 | 0 | 0 | 0 | 0 | 0 | 0 | 3413796.1653 | 0 | 0 | 0 | 0 | 0 | 0 | 0 | 0 | 0 | 0 | 0 | 0 | 0 | 0 | 0 | 0 | 0 | 0 | 0 | 0 | 278980.8824 | 0 | 0 | 0 | 0 | 0 | 0 | 0
2016-08-01 17:00 | 0 | 0 | 0 | 0 | 0 | 0 | 760588.9129 | 633495 | 0 | 0 | 0 | 0 | 294102.2064 | 0 | 0 | 0 | 0 | 0 | 0 | 0 | 3629633.23 | 0 | 0 | 0 | 0 | 0 | 0 | 0 | 0 | 0 | 0 | -88743.1518 | 0 | 0 | 0 | 0 | 0 | 0 | 0 | 0 | 0 | 215837.0647 | 0 | 0 | 0 | 0 | 0 | 0 | 0
2016-08-01 18:00 | 0 | 0 | 0 | 0 | 0 | 0 | 752640.1361 | 652822 | 0 | 0 | 0 | 0 | 205359.0546 | 0 | 0 | 0 | 0 | 0 | 0 | 0 | 3818194.5179 | 0 | 0 | 0 | 0 | 0 | 0 | 0 | 0 | 0 | 0 | -88743.1518 | 0 | 0 | 0 | 0 | 0 | 0 | 0 | 0 | 0 | 188561.2879 | 0 | 0 | 0 | 0 | 0 | 0 | 0
2016-08-01 19:00 | 0 | 0 | 0 | 0 | 0 | 243073.7775 | 733329.5231 | 666006 | 0 | 0 | 0 | 0 | 236775.4728 | 0 | 0 | 0 | 0 | 0 | 0 | 0 | 4097175.4003 | 0 | 0 | 0 | 0 | 0 | 0 | 0 | 0 | 0 | 0 | 31416.4182 | 0 | 0 | 0 | 0 | 0 | 0 | 0 | 0 | 0 | 278980.8824 | 0 | 0 | 0 | 0 | 0 | 0 | 0
2016-08-01 20:00 | 0 | 0 | 0 | 0 | 0 | 300482.5911 | 710435.025 | 674610 | 0 | 0 | 0 | 0 | 294102.2064 | 0 | 0 | 0 | 0 | 0 | 0 | 0 | 4376156.2828 | 0 | 0 | 0 | 0 | 0 | 0 | 0 | 0 | 0 | 0 | 57326.7336 | 0 | 0 | 0 | 0 | 0 | 0 | 0 | 0 | 0 | 278980.8824 | 0 | 0 | 0 | 0 | 0 | 0 | 0
2016-08-01 21:00 | 0 | 0 | 0 | 0 | 0 | 0 | 673955.7245 | 677045 | 0 | 0 | 0 | 0 | 382845.3582 | 0 | 0 | 0 | 0 | 0 | 0 | 0 | 4284323.8555 | 0 | 0 | 0 | 0 | 0 | 0 | 0 | 0 | 0 | 0 | 88743.1518 | 0 | 0 | 0 | 0 | 0 | 0 | 0 | 0 | 0 | -91832.4273 | 0 | 0 | 0 | 0 | 0 | 0 | 0
2016-08-01 22:00 | 0 | 0 | 0 | 0 | 0 | 0 | 621100.0969 | 670787 | 0 | 0 | 0 | 0 | 294102.2064 | 0 | 0 | 0 | 0 | 0 | 0 | 0 | 4323380.1041 | 0 | 0 | 0 | 0 | 0 | 0 | 0 | 0 | 0 | 0 | -88743.1518 | 0 | 0 | 0 | 0 | 0 | 0 | 0 | 0 | 0 | 39056.2487 | 0 | 0 | 0 | 0 | 0 | 0 | 0
2016-08-01 23:00 | 0 | 0 | 0 | 0 | 0 | 0 | 528414.3204 | 657844 | 0 | 0 | 0 | 0 | 205359.0546 | 0 | 0 | 0 | 0 | 0 | 0 | 0 | 4282693.5764 | 0 | 0 | 0 | 0 | 0 | 0 | 0 | 0 | 0 | 0 | -88743.1518 | 0 | 0 | 0 | 0 | 0 | 0 | 0 | 0 | 0 | -40686.5278 | 0 | 0 | 0 | 0 | 0 | 0 | 0
2016-08-02 | 0 | 0 | 0 | 0 | 0 | 0 | 382570.8196 | 641335 | 0 | 0 | 0 | 0 | 116615.9029 | 0 | 0 | 0 | 0 | 0 | 0 | 0 | 4112672.5477 | 0 | 0 | 0 | 0 | 0 | 0 | 0 | 0 | 0 | 0 | -88743.1518 | 0 | 0 | 0 | 0 | 0 | 0 | 0 | 0 | 0 | -170021.0286 | 0 | 0 | 0 | 0 | 0 | 0 | 0
2016-08-02 01:00 | 0 | 0 | 0 | 0 | 0 | 476132.8503 | 179812.9442 | 622717 | 0 | 0 | 0 | 0 | 36159.9195 | 0 | 0 | 0 | 0 | 0 | 0 | 0 | 4226357.3256 | 0 | 0 | 0 | 0 | 0 | 0 | 0 | 0 | 0 | 0 | -80455.9834 | 0 | 0 | 0 | 0 | 0 | 0 | 0 | 0 | 0 | 113684.7778 | 0 | 0 | 0 | 0 | 0 | 0 | 0
2016-08-02 02:00 | 0 | 0 | 0 | 0 | 0 | 540080.8314 | 8426.0865 | 592757 | 0 | 0 | 0 | 0 | 124903.0712 | 0 | 0 | 0 | 0 | 0 | 0 | 0 | 4093364.0916 | 0 | 0 | 0 | 0 | 0 | 0 | 0 | 0 | 0 | 0 | 88743.1518 | 0 | 0 | 0 | 0 | 0 | 0 | 0 | 0 | 0 | -132993.2339 | 0 | 0 | 0 | 0 | 0 | 0 | 0
2016-08-02 03:00 | 0 | 0 | 0 | 0 | 0 | 534794.9257 | 0 | 554537 | 0 | 0 | 0 | 0 | 213646.223 | 0 | 0 | 0 | 0 | 0 | 0 | 0 | 3984878.8656 | 0 | 0 | 0 | 0 | 0 | 0 | 0 | 0 | 0 | 0 | 88743.1518 | 0 | 0 | 0 | 0 | 0 | 0 | 0 | 0 | 0 | -108485.2261 | 0 | 0 | 0 | 0 | 0 | 0 | 0
2016-08-02 04:00 | 0 | 0 | 0 | 0 | 0 | 326454.2694 | 0 | 516692 | 0 | 0 | 0 | 0 | 302389.3748 | 0 | 0 | 0 | 0 | 0 | 0 | 0 | 3705897.9831 | 0 | 0 | 0 | 0 | 0 | 0 | 0 | 0 | 0 | 0 | 88743.1518 | 0 | 0 | 0 | 0 | 0 | 0 | 0 | 0 | 0 | -278980.8824 | 0 | 0 | 0 | 0 | 0 | 0 | 0
2016-08-02 05:00 | 0 | 0 | 0 | 0 | 0 | 454862.722 | 0 | 485217 | 0 | 0 | 0 | 0 | 213646.223 | 0 | 0 | 0 | 0 | 0 | 0 | 0 | 3764286.8569 | 0 | 0 | 0 | 0 | 0 | 0 | 0 | 0 | 0 | 0 | -88743.1518 | 0 | 0 | 0 | 0 | 0 | 0 | 0 | 0 | 0 | 58388.8738 | 0 | 0 | 0 | 0 | 0 | 0 | 0
2016-08-02 06:00 | 0 | 0 | 0 | 0 | 0 | 421293.7961 | 0 | 459636 | 0 | 0 | 0 | 0 | 124903.0712 | 0 | 0 | 0 | 0 | 0 | 0 | 0 | 3814687.8048 | 0 | 0 | 0 | 0 | 0 | 0 | 0 | 0 | 0 | 0 | -88743.1518 | 0 | 0 | 0 | 0 | 0 | 0 | 0 | 0 | 0 | 50400.9479 | 0 | 0 | 0 | 0 | 0 | 0 | 0
2016-08-02 07:00 | 0 | 0 | 0 | 0 | 0 | 250887.2694 | 0 | 441125 | 0 | 0 | 0 | 0 | 213646.223 | 0 | 0 | 0 | 0 | 0 | 0 | 0 | 3535706.9224 | 0 | 0 | 0 | 0 | 0 | 0 | 0 | 0 | 0 | 0 | 88743.1518 | 0 | 0 | 0 | 0 | 0 | 0 | 0 | 0 | 0 | -278980.8824 | 0 | 0 | 0 | 0 | 0 | 0 | 0
2016-08-02 08:00 | 0 | 0 | 0 | 0 | 0 | 394454.3933 | 0 | 432409 | 0 | 0 | 0 | 0 | 302389.3748 | 0 | 0 | 0 | 0 | 0 | 0 | 0 | 3409009.1639 | 0 | 0 | 0 | 0 | 0 | 0 | 0 | 0 | 0 | 0 | 88743.1518 | 0 | 0 | 0 | 0 | 0 | 0 | 0 | 0 | 0 | -126697.7585 | 0 | 0 | 0 | 0 | 0 | 0 | 0
2016-08-02 09:00 | 0 | 0 | 0 | 0 | 0 | 360089.0003 | 0 | 435990 | 0 | 0 | 0 | 0 | 213646.223 | 0 | 0 | 0 | 0 | 0 | 0 | 0 | 3421851.316 | 0 | 0 | 0 | 0 | 0 | 0 | 0 | 0 | 0 | 0 | -88743.1518 | 0 | 0 | 0 | 0 | 0 | 0 | 0 | 0 | 0 | 12842.1521 | 0 | 0 | 0 | 0 | 0 | 0 | 0
2016-08-02 10:00 | 0 | 0 | 0 | 0 | 0 | 316789.9205 | 0 | 451272 | 0 | 0 | 0 | 0 | 302389.3748 | 0 | 0 | 0 | 0 | 0 | 0 | 0 | 3198626.0847 | 0 | 0 | 0 | 0 | 0 | 0 | 0 | 0 | 0 | 0 | 88743.1518 | 0 | 0 | 0 | 0 | 0 | 0 | 0 | 0 | 0 | -223225.2313 | 0 | 0 | 0 | 0 | 0 | 0 | 0
2016-08-02 11:00 | 0 | 0 | 0 | 0 | 0 | 270388.101 | 0 | 468913 | 0 | 0 | 0 | 0 | 382845.3582 | 0 | 0 | 0 | 0 | 0 | 0 | 0 | 2919645.2022 | 0 | 0 | 0 | 0 | 0 | 0 | 0 | 0 | 0 | 0 | 80455.9834 | 0 | 0 | 0 | 0 | 0 | 0 | 0 | 0 | 0 | -278980.8824 | 0 | 0 | 0 | 0 | 0 | 0 | 0
2016-08-02 12:00 | 0 | 0 | 0 | 0 | 0 | 155882.1342 | 50555.4961 | 489949 | 0 | 0 | 0 | 0 | 294102.2064 | 0 | 0 | 0 | 0 | 0 | 0 | 0 | 2724876.9843 | 0 | 0 | 0 | 0 | 0 | 0 | 0 | 0 | 0 | 0 | -88743.1518 | 0 | 0 | 0 | 0 | 0 | 0 | 0 | 0 | 0 | -194768.2179 | 0 | 0 | 0 | 0 | 0 | 0 | 0
2016-08-02 13:00 | 0 | 0 | 0 | 0 | 0 | 116756.6344 | 335351.1527 | 517096 | 0 | 0 | 0 | 0 | 205359.0546 | 0 | 0 | 0 | 0 | 0 | 0 | 0 | 2748631.9232 | 0 | 0 | 0 | 0 | 0 | 0 | 0 | 0 | 0 | 0 | -88743.1518 | 0 | 0 | 0 | 0 | 0 | 0 | 0 | 0 | 0 | 23754.9389 | 0 | 0 | 0 | 0 | 0 | 0 | 0
2016-08-02 14:00 | 0 | 0 | 0 | 0 | 0 | 0 | 578757.9636 | 549361 | 0 | 0 | 0 | 0 | 294102.2064 | 0 | 0 | 0 | 0 | 0 | 0 | 0 | 2689285.735 | 0 | 0 | 0 | 0 | 0 | 0 | 0 | 0 | 0 | 0 | 88743.1518 | 0 | 0 | 0 | 0 | 0 | 0 | 0 | 0 | 0 | -59346.1882 | 0 | 0 | 0 | 0 | 0 | 0 | 0
2016-08-02 15:00 | 0 | 0 | 0 | 0 | 0 | 0 | 703832.2319 | 581580 | 0 | 0 | 0 | 0 | 382845.3582 | 0 | 0 | 0 | 0 | 0 | 0 | 0 | 2722794.8151 | 0 | 0 | 0 | 0 | 0 | 0 | 0 | 0 | 0 | 0 | 88743.1518 | 0 | 0 | 0 | 0 | 0 | 0 | 0 | 0 | 0 | 33509.0801 | 0 | 0 | 0 | 0 | 0 | 0 | 0
2016-08-02 16:00 | 0 | 0 | 0 | 0 | 0 | 50269.2433 | 749741.4873 | 609773 | 0 | 0 | 0 | 0 | 294102.2064 | 0 | 0 | 0 | 0 | 0 | 0 | 0 | 3001775.6975 | 0 | 0 | 0 | 0 | 0 | 0 | 0 | 0 | 0 | 0 | -88743.1518 | 0 | 0 | 0 | 0 | 0 | 0 | 0 | 0 | 0 | 278980.8824 | 0 | 0 | 0 | 0 | 0 | 0 | 0
2016-08-02 17:00 | 0 | 0 | 0 | 0 | 0 | 0 | 752551.071 | 634098 | 0 | 0 | 0 | 0 | 382845.3582 | 0 | 0 | 0 | 0 | 0 | 0 | 0 | 3031485.6168 | 0 | 0 | 0 | 0 | 0 | 0 | 0 | 0 | 0 | 0 | 88743.1518 | 0 | 0 | 0 | 0 | 0 | 0 | 0 | 0 | 0 | 29709.9193 | 0 | 0 | 0 | 0 | 0 | 0 | 0
2016-08-02 18:00 | 0 | 0 | 0 | 0 | 0 | 0 | 734088.8262 | 653280 | 0 | 0 | 0 | 0 | 294102.2064 | 0 | 0 | 0 | 0 | 0 | 0 | 0 | 3201037.5947 | 0 | 0 | 0 | 0 | 0 | 0 | 0 | 0 | 0 | 0 | -88743.1518 | 0 | 0 | 0 | 0 | 0 | 0 | 0 | 0 | 0 | 169551.978 | 0 | 0 | 0 | 0 | 0 | 0 | 0
2016-08-02 19:00 | 0 | 0 | 0 | 0 | 0 | 0 | 703811.6034 | 663366 | 0 | 0 | 0 | 0 | 382845.3582 | 0 | 0 | 0 | 0 | 0 | 0 | 0 | 3152740.0463 | 0 | 0 | 0 | 0 | 0 | 0 | 0 | 0 | 0 | 0 | 88743.1518 | 0 | 0 | 0 | 0 | 0 | 0 | 0 | 0 | 0 | -48297.5484 | 0 | 0 | 0 | 0 | 0 | 0 | 0
2016-08-02 20:00 | 0 | 0 | 0 | 0 | 0 | 0 | 670446.6 | 670381 | 0 | 0 | 0 | 0 | 294102.2064 | 0 | 0 | 0 | 0 | 0 | 0 | 0 | 3241548.7981 | 0 | 0 | 0 | 0 | 0 | 0 | 0 | 0 | 0 | 0 | -88743.1518 | 0 | 0 | 0 | 0 | 0 | 0 | 0 | 0 | 0 | 88808.7518 | 0 | 0 | 0 | 0 | 0 | 0 | 0
2016-08-02 21:00 | 0 | 0 | 0 | 0 | 0 | 0 | 629538.4246 | 672154 | 0 | 0 | 0 | 0 | 294102.2064 | 0 | 0 | 0 | 0 | 0 | 0 | 0 | 3198933.2228 | 0 | 0 | 0 | 0 | 0 | 0 | 0 | 0 | 0 | 0 | 0 | 0 | 0 | 0 | 0 | 0 | 0 | 0 | 0 | 0 | -42615.5754 | 0 | 0 | 0 | 0 | 0 | 0 | 0
2016-08-02 22:00 | 0 | 0 | 0 | 0 | 0 | 110925.7908 | 575780.5817 | 666562 | 0 | 0 | 0 | 0 | 382845.3582 | 0 | 0 | 0 | 0 | 0 | 0 | 0 | 3130334.4435 | 0 | 0 | 0 | 0 | 0 | 0 | 0 | 0 | 0 | 0 | 88743.1518 | 0 | 0 | 0 | 0 | 0 | 0 | 0 | 0 | 0 | -68598.7792 | 0 | 0 | 0 | 0 | 0 | 0 | 0
2016-08-02 23:00 | 0 | 0 | 0 | 0 | 0 | 137316.5819 | 497819.968 | 652378 | 0 | 0 | 0 | 0 | 294102.2064 | 0 | 0 | 0 | 0 | 0 | 0 | 0 | 3201836.1452 | 0 | 0 | 0 | 0 | 0 | 0 | 0 | 0 | 0 | 0 | -88743.1518 | 0 | 0 | 0 | 0 | 0 | 0 | 0 | 0 | 0 | 71501.7017 | 0 | 0 | 0 | 0 | 0 | 0 | 0
2016-08-03 | 0 | 0 | 0 | 0 | 0 | 193662.095 | 370206.4864 | 635814 | 0 | 0 | 0 | 0 | 294102.2064 | 0 | 0 | 0 | 0 | 0 | 0 | 0 | 3129890.7266 | 0 | 0 | 0 | 0 | 0 | 0 | 0 | 0 | 0 | 0 | 0 | 0 | 0 | 0 | 0 | 0 | 0 | 0 | 0 | 0 | -71945.4186 | 0 | 0 | 0 | 0 | 0 | 0 | 0
2016-08-03 01:00 | 0 | 0 | 0 | 0 | 0 | 343939.838 | 182844.2874 | 617329 | 0 | 0 | 0 | 0 | 382845.3582 | 0 | 0 | 0 | 0 | 0 | 0 | 0 | 2950602.7002 | 0 | 0 | 0 | 0 | 0 | 0 | 0 | 0 | 0 | 0 | 88743.1518 | 0 | 0 | 0 | 0 | 0 | 0 | 0 | 0 | 0 | -179288.0264 | 0 | 0 | 0 | 0 | 0 | 0 | 0
2016-08-03 02:00 | 0 | 0 | 0 | 0 | 0 | 436995.0508 | 8372.318 | 587534 | 0 | 0 | 0 | 0 | 382845.3582 | 0 | 0 | 0 | 0 | 0 | 0 | 0 | 2808436.069 | 0 | 0 | 0 | 0 | 0 | 0 | 0 | 0 | 0 | 0 | 0 | 0 | 0 | 0 | 0 | 0 | 0 | 0 | 0 | 0 | -142166.6312 | 0 | 0 | 0 | 0 | 0 | 0 | 0
2016-08-03 03:00 | 0 | 0 | 0 | 0 | 0 | 181005.9658 | 0 | 548730 | 0 | 0 | 0 | 0 | 294102.2064 | 0 | 0 | 0 | 0 | 0 | 0 | 0 | 2529455.1865 | 0 | 0 | 0 | 0 | 0 | 0 | 0 | 0 | 0 | 0 | -88743.1518 | 0 | 0 | 0 | 0 | 0 | 0 | 0 | 0 | 0 | -278980.8824 | 0 | 0 | 0 | 0 | 0 | 0 | 0
2016-08-03 04:00 | 0 | 0 | 0 | 0 | 0 | 438519.7868 | 0 | 512360 | 0 | 0 | 0 | 0 | 205359.0546 | 0 | 0 | 0 | 0 | 0 | 0 | 0 | 2544358.1251 | 0 | 0 | 0 | 0 | 0 | 0 | 0 | 0 | 0 | 0 | -88743.1518 | 0 | 0 | 0 | 0 | 0 | 0 | 0 | 0 | 0 | 14902.9386 | 0 | 0 | 0 | 0 | 0 | 0 | 0
2016-08-03 05:00 | 0 | 0 | 0 | 0 | 0 | 420614.004 | 0 | 481561 | 0 | 0 | 0 | 0 | 294102.2064 | 0 | 0 | 0 | 0 | 0 | 0 | 0 | 2394667.9774 | 0 | 0 | 0 | 0 | 0 | 0 | 0 | 0 | 0 | 0 | 88743.1518 | 0 | 0 | 0 | 0 | 0 | 0 | 0 | 0 | 0 | -149690.1478 | 0 | 0 | 0 | 0 | 0 | 0 | 0
2016-08-03 06:00 | 0 | 0 | 0 | 0 | 0 | 88586.9658 | 0 | 456311 | 0 | 0 | 0 | 0 | 205359.0546 | 0 | 0 | 0 | 0 | 0 | 0 | 0 | 2115687.0949 | 0 | 0 | 0 | 0 | 0 | 0 | 0 | 0 | 0 | 0 | -88743.1518 | 0 | 0 | 0 | 0 | 0 | 0 | 0 | 0 | 0 | -278980.8824 | 0 | 0 | 0 | 0 | 0 | 0 | 0
2016-08-03 07:00 | 0 | 0 | 0 | 0 | 0 | 389611.1637 | 0 | 438423 | 0 | 0 | 0 | 0 | 294102.2064 | 0 | 0 | 0 | 0 | 0 | 0 | 0 | 1978132.1068 | 0 | 0 | 0 | 0 | 0 | 0 | 0 | 0 | 0 | 0 | 88743.1518 | 0 | 0 | 0 | 0 | 0 | 0 | 0 | 0 | 0 | -137554.9881 | 0 | 0 | 0 | 0 | 0 | 0 | 0
2016-08-03 08:00 | 0 | 0 | 0 | 0 | 0 | 61657.9658 | 0 | 429382 | 0 | 0 | 0 | 0 | 205359.0546 | 0 | 0 | 0 | 0 | 0 | 0 | 0 | 1699151.2244 | 0 | 0 | 0 | 0 | 0 | 0 | 0 | 0 | 0 | 0 | -88743.1518 | 0 | 0 | 0 | 0 | 0 | 0 | 0 | 0 | 0 | -278980.8824 | 0 | 0 | 0 | 0 | 0 | 0 | 0
2016-08-03 09:00 | 0 | 0 | 0 | 0 | 0 | 349897.9475 | 0 | 432012 | 0 | 0 | 0 | 0 | 294102.2064 | 0 | 0 | 0 | 0 | 0 | 0 | 0 | 1528294.0201 | 0 | 0 | 0 | 0 | 0 | 0 | 0 | 0 | 0 | 0 | 88743.1518 | 0 | 0 | 0 | 0 | 0 | 0 | 0 | 0 | 0 | -170857.2043 | 0 | 0 | 0 | 0 | 0 | 0 | 0
2016-08-03 10:00 | 0 | 0 | 0 | 0 | 0 | 333266.873 | 0 | 446890 | 0 | 0 | 0 | 0 | 205359.0546 | 0 | 0 | 0 | 0 | 0 | 0 | 0 | 1503414.0449 | 0 | 0 | 0 | 0 | 0 | 0 | 0 | 0 | 0 | 0 | -88743.1518 | 0 | 0 | 0 | 0 | 0 | 0 | 0 | 0 | 0 | -24879.9752 | 0 | 0 | 0 | 0 | 0 | 0 | 0
2016-08-03 11:00 | 0 | 0 | 0 | 0 | 0 | 322024.6701 | 0 | 465284 | 0 | 0 | 0 | 0 | 116615.9029 | 0 | 0 | 0 | 0 | 0 | 0 | 0 | 1448897.8667 | 0 | 0 | 0 | 0 | 0 | 0 | 0 | 0 | 0 | 0 | -88743.1518 | 0 | 0 | 0 | 0 | 0 | 0 | 0 | 0 | 0 | -54516.1781 | 0 | 0 | 0 | 0 | 0 | 0 | 0
2016-08-03 12:00 | 0 | 0 | 0 | 0 | 0 | 225719.3691 | 41175.5404 | 486959 | 0 | 0 | 0 | 0 | 27872.7511 | 0 | 0 | 0 | 0 | 0 | 0 | 0 | 1317576.928 | 0 | 0 | 0 | 0 | 0 | 0 | 0 | 0 | 0 | 0 | -88743.1518 | 0 | 0 | 0 | 0 | 0 | 0 | 0 | 0 | 0 | -131320.9387 | 0 | 0 | 0 | 0 | 0 | 0 | 0
2016-08-03 13:00 | 0 | 0 | 0 | 0 | 0 | 213975.5753 | 290528.4943 | 514567 | 0 | 0 | 0 | 0 | 0 | 0 | 0 | 0 | 0 | 0 | 0 | 0 | 1335386.7487 | 0 | 0 | 0 | 0 | 0 | 0 | 0 | 0 | 0 | 0 | -27872.7511 | 0 | 0 | 0 | 0 | 0 | 0 | 0 | 0 | 0 | 17809.8207 | 0 | 0 | 0 | 0 | 0 | 0 | 0
2016-08-03 14:00 | 0 | 0 | 0 | 0 | 0 | 266715.1364 | 514092.1145 | 547136 | 0 | 0 | 0 | 0 | 0 | 0 | 0 | 0 | 0 | 0 | 0 | 0 | 1569057.9995 | 0 | 0 | 0 | 0 | 0 | 0 | 0 | 0 | 0 | 0 | 0 | 0 | 0 | 0 | 0 | 0 | 0 | 0 | 0 | 0 | 233671.2508 | 0 | 0 | 0 | 0 | 0 | 0 | 0
2016-08-03 15:00 | 0 | 0 | 0 | 0 | 0 | 291850.8124 | 656307.2218 | 580434 | 0 | 0 | 0 | 0 | 88743.1518 | 0 | 0 | 0 | 0 | 0 | 0 | 0 | 1848038.882 | 0 | 0 | 0 | 0 | 0 | 0 | 0 | 0 | 0 | 0 | 88743.1518 | 0 | 0 | 0 | 0 | 0 | 0 | 0 | 0 | 0 | 278980.8824 | 0 | 0 | 0 | 0 | 0 | 0 | 0
2016-08-03 16:00 | 0 | 0 | 0 | 0 | 0 | 0 | 721833.4153 | 610440 | 0 | 0 | 0 | 0 | 0 | 0 | 0 | 0 | 0 | 0 | 0 | 0 | 2048175.4491 | 0 | 0 | 0 | 0 | 0 | 0 | 0 | 0 | 0 | 0 | -88743.1518 | 0 | 0 | 0 | 0 | 0 | 0 | 0 | 0 | 0 | 200136.5671 | 0 | 0 | 0 | 0 | 0 | 0 | 0
2016-08-03 17:00 | 0 | 0 | 0 | 0 | 0 | 273480.884 | 730267.1502 | 636024 | 0 | 0 | 0 | 0 | 88743.1518 | 0 | 0 | 0 | 0 | 0 | 0 | 0 | 2327156.3315 | 0 | 0 | 0 | 0 | 0 | 0 | 0 | 0 | 0 | 0 | 88743.1518 | 0 | 0 | 0 | 0 | 0 | 0 | 0 | 0 | 0 | 278980.8824 | 0 | 0 | 0 | 0 | 0 | 0 | 0
2016-08-03 18:00 | 0 | 0 | 0 | 0 | 0 | 307860.962 | 716283.0722 | 656420 | 0 | 0 | 0 | 0 | 177486.3036 | 0 | 0 | 0 | 0 | 0 | 0 | 0 | 2606137.214 | 0 | 0 | 0 | 0 | 0 | 0 | 0 | 0 | 0 | 0 | 88743.1518 | 0 | 0 | 0 | 0 | 0 | 0 | 0 | 0 | 0 | 278980.8824 | 0 | 0 | 0 | 0 | 0 | 0 | 0
2016-08-03 19:00 | 0 | 0 | 0 | 0 | 0 | 0 | 691672.297 | 671477 | 0 | 0 | 0 | 0 | 88743.1518 | 0 | 0 | 0 | 0 | 0 | 0 | 0 | 2715075.6628 | 0 | 0 | 0 | 0 | 0 | 0 | 0 | 0 | 0 | 0 | -88743.1518 | 0 | 0 | 0 | 0 | 0 | 0 | 0 | 0 | 0 | 108938.4488 | 0 | 0 | 0 | 0 | 0 | 0 | 0
2016-08-03 20:00 | 0 | 0 | 0 | 0 | 0 | 0 | 662412.5777 | 681036 | 0 | 0 | 0 | 0 | 27872.7511 | 0 | 0 | 0 | 0 | 0 | 0 | 0 | 2757322.6412 | 0 | 0 | 0 | 0 | 0 | 0 | 0 | 0 | 0 | 0 | -60870.4007 | 0 | 0 | 0 | 0 | 0 | 0 | 0 | 0 | 0 | 42246.9784 | 0 | 0 | 0 | 0 | 0 | 0 | 0
2016-08-03 21:00 | 0 | 0 | 0 | 0 | 0 | 0 | 624430.6018 | 683380 | 0 | 0 | 0 | 0 | 116615.9029 | 0 | 0 | 0 | 0 | 0 | 0 | 0 | 2609630.0912 | 0 | 0 | 0 | 0 | 0 | 0 | 0 | 0 | 0 | 0 | 88743.1518 | 0 | 0 | 0 | 0 | 0 | 0 | 0 | 0 | 0 | -147692.55 | 0 | 0 | 0 | 0 | 0 | 0 | 0
2016-08-03 22:00 | 0 | 0 | 0 | 0 | 0 | 0 | 576183.8927 | 677806 | 0 | 0 | 0 | 0 | 27872.7511 | 0 | 0 | 0 | 0 | 0 | 0 | 0 | 2596751.1357 | 0 | 0 | 0 | 0 | 0 | 0 | 0 | 0 | 0 | 0 | -88743.1518 | 0 | 0 | 0 | 0 | 0 | 0 | 0 | 0 | 0 | -12878.9555 | 0 | 0 | 0 | 0 | 0 | 0 | 0
2016-08-03 23:00 | 0 | 0 | 0 | 0 | 0 | 0 | 484940.5336 | 663640 | 0 | 0 | 0 | 0 | 116615.9029 | 0 | 0 | 0 | 0 | 0 | 0 | 0 | 2329308.5175 | 0 | 0 | 0 | 0 | 0 | 0 | 0 | 0 | 0 | 0 | 88743.1518 | 0 | 0 | 0 | 0 | 0 | 0 | 0 | 0 | 0 | -267442.6182 | 0 | 0 | 0 | 0 | 0 | 0 | 0
2016-08-04 | 0 | 0 | 0 | 0 | 0 | 541556.8348 | 348395.9867 | 647265 | 0 | 0 | 0 | 0 | 205359.0546 | 0 | 0 | 0 | 0 | 0 | 0 | 0 | 2483253.1872 | 0 | 0 | 0 | 0 | 0 | 0 | 0 | 0 | 0 | 0 | 88743.1518 | 0 | 0 | 0 | 0 | 0 | 0 | 0 | 0 | 0 | 153944.6697 | 0 | 0 | 0 | 0 | 0 | 0 | 0
2016-08-04 01:00 | 0 | 0 | 0 | 0 | 0 | 684230.5862 | 162628.4076 | 629193 | 0 | 0 | 0 | 0 | 294102.2064 | 0 | 0 | 0 | 0 | 0 | 0 | 0 | 2612176.0292 | 0 | 0 | 0 | 0 | 0 | 0 | 0 | 0 | 0 | 0 | 88743.1518 | 0 | 0 | 0 | 0 | 0 | 0 | 0 | 0 | 0 | 128922.842 | 0 | 0 | 0 | 0 | 0 | 0 | 0
2016-08-04 02:00 | 0 | 0 | 0 | 0 | 0 | 739345.0626 | 7901.8949 | 597187 | 0 | 0 | 0 | 0 | 205359.0546 | 0 | 0 | 0 | 0 | 0 | 0 | 0 | 2850979.1385 | 0 | 0 | 0 | 0 | 0 | 0 | 0 | 0 | 0 | 0 | -88743.1518 | 0 | 0 | 0 | 0 | 0 | 0 | 0 | 0 | 0 | 238803.1093 | 0 | 0 | 0 | 0 | 0 | 0 | 0
2016-08-04 03:00 | 0 | 0 | 0 | 0 | 0 | 719941.4426 | 0 | 558357 | 0 | 0 | 0 | 0 | 294102.2064 | 0 | 0 | 0 | 0 | 0 | 0 | 0 | 2923820.4293 | 0 | 0 | 0 | 0 | 0 | 0 | 0 | 0 | 0 | 0 | 88743.1518 | 0 | 0 | 0 | 0 | 0 | 0 | 0 | 0 | 0 | 72841.2908 | 0 | 0 | 0 | 0 | 0 | 0 | 0
2016-08-04 04:00 | 0 | 0 | 0 | 0 | 0 | 680883.3185 | 0 | 521327 | 0 | 0 | 0 | 0 | 382845.3582 | 0 | 0 | 0 | 0 | 0 | 0 | 0 | 2994633.596 | 0 | 0 | 0 | 0 | 0 | 0 | 0 | 0 | 0 | 0 | 88743.1518 | 0 | 0 | 0 | 0 | 0 | 0 | 0 | 0 | 0 | 70813.1667 | 0 | 0 | 0 | 0 | 0 | 0 | 0
2016-08-04 05:00 | 0 | 0 | 0 | 0 | 0 | 211568.1176 | 0 | 490549 | 0 | 0 | 0 | 0 | 382845.3582 | 0 | 0 | 0 | 0 | 0 | 0 | 0 | 2715652.7136 | 0 | 0 | 0 | 0 | 0 | 0 | 0 | 0 | 0 | 0 | 0 | 0 | 0 | 0 | 0 | 0 | 0 | 0 | 0 | 0 | -278980.8824 | 0 | 0 | 0 | 0 | 0 | 0 | 0
2016-08-04 06:00 | 0 | 0 | 0 | 0 | 0 | 622001.4703 | 0 | 462055 | 0 | 0 | 0 | 0 | 294102.2064 | 0 | 0 | 0 | 0 | 0 | 0 | 0 | 2964342.3357 | 0 | 0 | 0 | 0 | 0 | 0 | 0 | 0 | 0 | 0 | -88743.1518 | 0 | 0 | 0 | 0 | 0 | 0 | 0 | 0 | 0 | 248689.6221 | 0 | 0 | 0 | 0 | 0 | 0 | 0
2016-08-04 07:00 | 0 | 0 | 0 | 0 | 0 | 594602.9818 | 0 | 443032 | 0 | 0 | 0 | 0 | 382845.3582 | 0 | 0 | 0 | 0 | 0 | 0 | 0 | 3027170.1657 | 0 | 0 | 0 | 0 | 0 | 0 | 0 | 0 | 0 | 0 | 88743.1518 | 0 | 0 | 0 | 0 | 0 | 0 | 0 | 0 | 0 | 62827.83 | 0 | 0 | 0 | 0 | 0 | 0 | 0
2016-08-04 08:00 | 0 | 0 | 0 | 0 | 0 | 66120.9658 | 0 | 433845 | 0 | 0 | 0 | 0 | 294102.2064 | 0 | 0 | 0 | 0 | 0 | 0 | 0 | 2748189.2833 | 0 | 0 | 0 | 0 | 0 | 0 | 0 | 0 | 0 | 0 | -88743.1518 | 0 | 0 | 0 | 0 | 0 | 0 | 0 | 0 | 0 | -278980.8824 | 0 | 0 | 0 | 0 | 0 | 0 | 0
2016-08-04 09:00 | 0 | 0 | 0 | 0 | 0 | 534106.0557 | 0 | 436996 | 0 | 0 | 0 | 0 | 205359.0546 | 0 | 0 | 0 | 0 | 0 | 0 | 0 | 2934042.4908 | 0 | 0 | 0 | 0 | 0 | 0 | 0 | 0 | 0 | 0 | -88743.1518 | 0 | 0 | 0 | 0 | 0 | 0 | 0 | 0 | 0 | 185853.2075 | 0 | 0 | 0 | 0 | 0 | 0 | 0
2016-08-04 10:00 | 0 | 0 | 0 | 0 | 0 | 85227.9658 | 0 | 452952 | 0 | 0 | 0 | 0 | 116615.9029 | 0 | 0 | 0 | 0 | 0 | 0 | 0 | 2655061.6083 | 0 | 0 | 0 | 0 | 0 | 0 | 0 | 0 | 0 | 0 | -88743.1518 | 0 | 0 | 0 | 0 | 0 | 0 | 0 | 0 | 0 | -278980.8824 | 0 | 0 | 0 | 0 | 0 | 0 | 0
2016-08-04 11:00 | 0 | 0 | 0 | 0 | 0 | 479887.5718 | 0 | 471032 | 0 | 0 | 0 | 0 | 205359.0546 | 0 | 0 | 0 | 0 | 0 | 0 | 0 | 2575174.0283 | 0 | 0 | 0 | 0 | 0 | 0 | 0 | 0 | 0 | 0 | 88743.1518 | 0 | 0 | 0 | 0 | 0 | 0 | 0 | 0 | 0 | -79887.58 | 0 | 0 | 0 | 0 | 0 | 0 | 0
2016-08-04 12:00 | 0 | 0 | 0 | 0 | 0 | 372599.8759 | 44325.5512 | 492757 | 0 | 0 | 0 | 0 | 116615.9029 | 0 | 0 | 0 | 0 | 0 | 0 | 0 | 2588085.6072 | 0 | 0 | 0 | 0 | 0 | 0 | 0 | 0 | 0 | 0 | -88743.1518 | 0 | 0 | 0 | 0 | 0 | 0 | 0 | 0 | 0 | 12911.5789 | 0 | 0 | 0 | 0 | 0 | 0 | 0
2016-08-04 13:00 | 0 | 0 | 0 | 0 | 0 | 396994.9748 | 288999.7374 | 520777 | 0 | 0 | 0 | 0 | 205359.0546 | 0 | 0 | 0 | 0 | 0 | 0 | 0 | 2664560.1676 | 0 | 0 | 0 | 0 | 0 | 0 | 0 | 0 | 0 | 0 | 88743.1518 | 0 | 0 | 0 | 0 | 0 | 0 | 0 | 0 | 0 | 76474.5604 | 0 | 0 | 0 | 0 | 0 | 0 | 0
2016-08-04 14:00 | 0 | 0 | 0 | 0 | 0 | 399020.2684 | 523670.7659 | 554967 | 0 | 0 | 0 | 0 | 294102.2064 | 0 | 0 | 0 | 0 | 0 | 0 | 0 | 2943541.05 | 0 | 0 | 0 | 0 | 0 | 0 | 0 | 0 | 0 | 0 | 88743.1518 | 0 | 0 | 0 | 0 | 0 | 0 | 0 | 0 | 0 | 278980.8824 | 0 | 0 | 0 | 0 | 0 | 0 | 0
2016-08-04 15:00 | 0 | 0 | 0 | 0 | 0 | 294524.0328 | 661387.0014 | 588187 | 0 | 0 | 0 | 0 | 382845.3582 | 0 | 0 | 0 | 0 | 0 | 0 | 0 | 3222521.9325 | 0 | 0 | 0 | 0 | 0 | 0 | 0 | 0 | 0 | 0 | 88743.1518 | 0 | 0 | 0 | 0 | 0 | 0 | 0 | 0 | 0 | 278980.8824 | 0 | 0 | 0 | 0 | 0 | 0 | 0
2016-08-04 16:00 | 0 | 0 | 0 | 0 | 0 | 75617.5821 | 731115.1485 | 616495 | 0 | 0 | 0 | 0 | 294102.2064 | 0 | 0 | 0 | 0 | 0 | 0 | 0 | 3501502.8149 | 0 | 0 | 0 | 0 | 0 | 0 | 0 | 0 | 0 | 0 | -88743.1518 | 0 | 0 | 0 | 0 | 0 | 0 | 0 | 0 | 0 | 278980.8824 | 0 | 0 | 0 | 0 | 0 | 0 | 0
2016-08-04 17:00 | 0 | 0 | 0 | 0 | 0 | 0 | 745888.5093 | 640288 | 0 | 0 | 0 | 0 | 382845.3582 | 0 | 0 | 0 | 0 | 0 | 0 | 0 | 3518360.1724 | 0 | 0 | 0 | 0 | 0 | 0 | 0 | 0 | 0 | 0 | 88743.1518 | 0 | 0 | 0 | 0 | 0 | 0 | 0 | 0 | 0 | 16857.3575 | 0 | 0 | 0 | 0 | 0 | 0 | 0
2016-08-04 18:00 | 0 | 0 | 0 | 0 | 0 | 122374.0718 | 732899.3562 | 658458 | 0 | 0 | 0 | 0 | 300679.9038 | 0 | 0 | 0 | 0 | 0 | 0 | 0 | 3797341.0548 | 0 | 0 | 0 | 0 | 0 | 0 | 0 | 0 | 0 | 0 | -82165.4545 | 0 | 0 | 0 | 0 | 0 | 0 | 0 | 0 | 0 | 278980.8824 | 0 | 0 | 0 | 0 | 0 | 0 | 0
2016-08-04 19:00 | 0 | 0 | 0 | 0 | 0 | 0 | 709620.8573 | 670155 | 0 | 0 | 0 | 0 | 211936.752 | 0 | 0 | 0 | 0 | 0 | 0 | 0 | 3925550.064 | 0 | 0 | 0 | 0 | 0 | 0 | 0 | 0 | 0 | 0 | -88743.1518 | 0 | 0 | 0 | 0 | 0 | 0 | 0 | 0 | 0 | 128209.0091 | 0 | 0 | 0 | 0 | 0 | 0 | 0
2016-08-04 20:00 | 0 | 0 | 0 | 0 | 0 | 352014.037 | 686131.2999 | 676999 | 0 | 0 | 0 | 0 | 294102.2064 | 0 | 0 | 0 | 0 | 0 | 0 | 0 | 4204530.9464 | 0 | 0 | 0 | 0 | 0 | 0 | 0 | 0 | 0 | 0 | 82165.4545 | 0 | 0 | 0 | 0 | 0 | 0 | 0 | 0 | 0 | 278980.8824 | 0 | 0 | 0 | 0 | 0 | 0 | 0
2016-08-04 21:00 | 0 | 0 | 0 | 0 | 0 | 0 | 650688.6548 | 678514 | 0 | 0 | 0 | 0 | 382845.3582 | 0 | 0 | 0 | 0 | 0 | 0 | 0 | 4087962.4494 | 0 | 0 | 0 | 0 | 0 | 0 | 0 | 0 | 0 | 0 | 88743.1518 | 0 | 0 | 0 | 0 | 0 | 0 | 0 | 0 | 0 | -116568.497 | 0 | 0 | 0 | 0 | 0 | 0 | 0
2016-08-04 22:00 | 0 | 0 | 0 | 0 | 0 | 334782.5387 | 595859.7978 | 672659 | 0 | 0 | 0 | 0 | 361847.8123 | 0 | 0 | 0 | 0 | 0 | 0 | 0 | 4366943.3318 | 0 | 0 | 0 | 0 | 0 | 0 | 0 | 0 | 0 | 0 | -20997.5459 | 0 | 0 | 0 | 0 | 0 | 0 | 0 | 0 | 0 | 278980.8824 | 0 | 0 | 0 | 0 | 0 | 0 | 0
2016-08-04 23:00 | 0 | 0 | 0 | 0 | 0 | 0 | 497336.8269 | 657579 | 0 | 0 | 0 | 0 | 273104.6605 | 0 | 0 | 0 | 0 | 0 | 0 | 0 | 4295444.3105 | 0 | 0 | 0 | 0 | 0 | 0 | 0 | 0 | 0 | 0 | -88743.1518 | 0 | 0 | 0 | 0 | 0 | 0 | 0 | 0 | 0 | -71499.0213 | 0 | 0 | 0 | 0 | 0 | 0 | 0
2016-08-05 | 0 | 0 | 0 | 0 | 0 | 321752.8026 | 348518.3668 | 641092 | 0 | 0 | 0 | 0 | 354972.6072 | 0 | 0 | 0 | 0 | 0 | 0 | 0 | 4242755.5333 | 0 | 0 | 0 | 0 | 0 | 0 | 0 | 0 | 0 | 0 | 81867.9467 | 0 | 0 | 0 | 0 | 0 | 0 | 0 | 0 | 0 | -52688.7772 | 0 | 0 | 0 | 0 | 0 | 0 | 0
2016-08-05 01:00 | 0 | 0 | 0 | 0 | 0 | 418050.0069 | 147492.3871 | 623479 | 0 | 0 | 0 | 0 | 266229.4554 | 0 | 0 | 0 | 0 | 0 | 0 | 0 | 4273562.0791 | 0 | 0 | 0 | 0 | 0 | 0 | 0 | 0 | 0 | 0 | -88743.1518 | 0 | 0 | 0 | 0 | 0 | 0 | 0 | 0 | 0 | 30806.5458 | 0 | 0 | 0 | 0 | 0 | 0 | 0
2016-08-05 02:00 | 0 | 0 | 0 | 0 | 0 | 475282.0713 | 7145.1035 | 592327 | 0 | 0 | 0 | 0 | 354972.6072 | 0 | 0 | 0 | 0 | 0 | 0 | 0 | 4074919.1022 | 0 | 0 | 0 | 0 | 0 | 0 | 0 | 0 | 0 | 0 | 88743.1518 | 0 | 0 | 0 | 0 | 0 | 0 | 0 | 0 | 0 | -198642.977 | 0 | 0 | 0 | 0 | 0 | 0 | 0
2016-08-05 03:00 | 0 | 0 | 0 | 0 | 0 | 483023.9219 | 0 | 554932 | 0 | 0 | 0 | 0 | 266229.4554 | 0 | 0 | 0 | 0 | 0 | 0 | 0 | 4091754.1758 | 0 | 0 | 0 | 0 | 0 | 0 | 0 | 0 | 0 | 0 | -88743.1518 | 0 | 0 | 0 | 0 | 0 | 0 | 0 | 0 | 0 | 16835.0737 | 0 | 0 | 0 | 0 | 0 | 0 | 0
2016-08-05 04:00 | 0 | 0 | 0 | 0 | 0 | 151272.9658 | 0 | 518997 | 0 | 0 | 0 | 0 | 177486.3036 | 0 | 0 | 0 | 0 | 0 | 0 | 0 | 3812773.2934 | 0 | 0 | 0 | 0 | 0 | 0 | 0 | 0 | 0 | 0 | -88743.1518 | 0 | 0 | 0 | 0 | 0 | 0 | 0 | 0 | 0 | -278980.8824 | 0 | 0 | 0 | 0 | 0 | 0 | 0
2016-08-05 05:00 | 0 | 0 | 0 | 0 | 0 | 433290.5894 | 0 | 487155 | 0 | 0 | 0 | 0 | 88743.1518 | 0 | 0 | 0 | 0 | 0 | 0 | 0 | 3847652.0346 | 0 | 0 | 0 | 0 | 0 | 0 | 0 | 0 | 0 | 0 | -88743.1518 | 0 | 0 | 0 | 0 | 0 | 0 | 0 | 0 | 0 | 34878.7412 | 0 | 0 | 0 | 0 | 0 | 0 | 0
2016-08-05 06:00 | 0 | 0 | 0 | 0 | 0 | 93985.9658 | 0 | 461710 | 0 | 0 | 0 | 0 | 0 | 0 | 0 | 0 | 0 | 0 | 0 | 0 | 3568671.1521 | 0 | 0 | 0 | 0 | 0 | 0 | 0 | 0 | 0 | 0 | -88743.1518 | 0 | 0 | 0 | 0 | 0 | 0 | 0 | 0 | 0 | -278980.8824 | 0 | 0 | 0 | 0 | 0 | 0 | 0
2016-08-05 07:00 | 0 | 0 | 0 | 0 | 0 | 365009.9012 | 0 | 444178 | 0 | 0 | 0 | 0 | 0 | 0 | 0 | 0 | 0 | 0 | 0 | 0 | 3489503.0534 | 0 | 0 | 0 | 0 | 0 | 0 | 0 | 0 | 0 | 0 | 0 | 0 | 0 | 0 | 0 | 0 | 0 | 0 | 0 | 0 | -79168.0988 | 0 | 0 | 0 | 0 | 0 | 0 | 0
2016-08-05 08:00 | 0 | 0 | 0 | 0 | 0 | 340754.2022 | 0 | 434777 | 0 | 0 | 0 | 0 | 88743.1518 | 0 | 0 | 0 | 0 | 0 | 0 | 0 | 3306737.1038 | 0 | 0 | 0 | 0 | 0 | 0 | 0 | 0 | 0 | 0 | 88743.1518 | 0 | 0 | 0 | 0 | 0 | 0 | 0 | 0 | 0 | -182765.9496 | 0 | 0 | 0 | 0 | 0 | 0 | 0
2016-08-05 09:00 | 0 | 0 | 0 | 0 | 0 | 294664.4365 | 0 | 437450 | 0 | 0 | 0 | 0 | 177486.3036 | 0 | 0 | 0 | 0 | 0 | 0 | 0 | 3075208.3885 | 0 | 0 | 0 | 0 | 0 | 0 | 0 | 0 | 0 | 0 | 88743.1518 | 0 | 0 | 0 | 0 | 0 | 0 | 0 | 0 | 0 | -231528.7153 | 0 | 0 | 0 | 0 | 0 | 0 | 0
2016-08-05 10:00 | 0 | 0 | 0 | 0 | 0 | 248843.3747 | 0 | 450978 | 0 | 0 | 0 | 0 | 254332.5607 | 0 | 0 | 0 | 0 | 0 | 0 | 0 | 2796227.5061 | 0 | 0 | 0 | 0 | 0 | 0 | 0 | 0 | 0 | 0 | 76846.2571 | 0 | 0 | 0 | 0 | 0 | 0 | 0 | 0 | 0 | -278980.8824 | 0 | 0 | 0 | 0 | 0 | 0 | 0
2016-08-05 11:00 | 0 | 0 | 0 | 0 | 0 | 207890.5301 | 0 | 467665 | 0 | 0 | 0 | 0 | 273538.9733 | 0 | 0 | 0 | 0 | 0 | 0 | 0 | 2517246.6237 | 0 | 0 | 0 | 0 | 0 | 0 | 0 | 0 | 0 | 0 | 19206.4126 | 0 | 0 | 0 | 0 | 0 | 0 | 0 | 0 | 0 | -278980.8824 | 0 | 0 | 0 | 0 | 0 | 0 | 0
2016-08-05 12:00 | 0 | 0 | 0 | 0 | 0 | 130284.4685 | 46557.9554 | 489571 | 0 | 0 | 0 | 0 | 184795.8215 | 0 | 0 | 0 | 0 | 0 | 0 | 0 | 2293261.1994 | 0 | 0 | 0 | 0 | 0 | 0 | 0 | 0 | 0 | 0 | -88743.1518 | 0 | 0 | 0 | 0 | 0 | 0 | 0 | 0 | 0 | -223985.4243 | 0 | 0 | 0 | 0 | 0 | 0 | 0
2016-08-05 13:00 | 0 | 0 | 0 | 0 | 0 | 112124.3901 | 294118.348 | 517694 | 0 | 0 | 0 | 0 | 273538.9733 | 0 | 0 | 0 | 0 | 0 | 0 | 0 | 2093066.7858 | 0 | 0 | 0 | 0 | 0 | 0 | 0 | 0 | 0 | 0 | 88743.1518 | 0 | 0 | 0 | 0 | 0 | 0 | 0 | 0 | 0 | -200194.4136 | 0 | 0 | 0 | 0 | 0 | 0 | 0
2016-08-05 14:00 | 0 | 0 | 0 | 0 | 0 | 0 | 545392.0611 | 548878 | 0 | 0 | 0 | 0 | 362282.1251 | 0 | 0 | 0 | 0 | 0 | 0 | 0 | 2000837.6951 | 0 | 0 | 0 | 0 | 0 | 0 | 0 | 0 | 0 | 0 | 88743.1518 | 0 | 0 | 0 | 0 | 0 | 0 | 0 | 0 | 0 | -92229.0907 | 0 | 0 | 0 | 0 | 0 | 0 | 0
2016-08-05 15:00 | 0 | 0 | 0 | 0 | 0 | 0 | 678186.832 | 579384 | 0 | 0 | 0 | 0 | 382845.3582 | 0 | 0 | 0 | 0 | 0 | 0 | 0 | 2079077.294 | 0 | 0 | 0 | 0 | 0 | 0 | 0 | 0 | 0 | 0 | 20563.2331 | 0 | 0 | 0 | 0 | 0 | 0 | 0 | 0 | 0 | 78239.5989 | 0 | 0 | 0 | 0 | 0 | 0 | 0
2016-08-05 16:00 | 0 | 0 | 0 | 0 | 0 | 63610.5985 | 732611.1321 | 605984 | 0 | 0 | 0 | 0 | 294102.2064 | 0 | 0 | 0 | 0 | 0 | 0 | 0 | 2358058.1764 | 0 | 0 | 0 | 0 | 0 | 0 | 0 | 0 | 0 | 0 | -88743.1518 | 0 | 0 | 0 | 0 | 0 | 0 | 0 | 0 | 0 | 278980.8824 | 0 | 0 | 0 | 0 | 0 | 0 | 0
2016-08-05 17:00 | 0 | 0 | 0 | 0 | 0 | 0 | 739400.364 | 629230 | 0 | 0 | 0 | 0 | 382845.3582 | 0 | 0 | 0 | 0 | 0 | 0 | 0 | 2379485.3887 | 0 | 0 | 0 | 0 | 0 | 0 | 0 | 0 | 0 | 0 | 88743.1518 | 0 | 0 | 0 | 0 | 0 | 0 | 0 | 0 | 0 | 21427.2123 | 0 | 0 | 0 | 0 | 0 | 0 | 0
2016-08-05 18:00 | 0 | 0 | 0 | 0 | 0 | 109343.0612 | 722881.7105 | 646679 | 0 | 0 | 0 | 0 | 294102.2064 | 0 | 0 | 0 | 0 | 0 | 0 | 0 | 2653774.3122 | 0 | 0 | 0 | 0 | 0 | 0 | 0 | 0 | 0 | 0 | -88743.1518 | 0 | 0 | 0 | 0 | 0 | 0 | 0 | 0 | 0 | 274288.9235 | 0 | 0 | 0 | 0 | 0 | 0 | 0
2016-08-05 19:00 | 0 | 0 | 0 | 0 | 0 | 85955.9616 | 701041.3286 | 657913 | 0 | 0 | 0 | 0 | 205359.0546 | 0 | 0 | 0 | 0 | 0 | 0 | 0 | 2871601.7541 | 0 | 0 | 0 | 0 | 0 | 0 | 0 | 0 | 0 | 0 | -88743.1518 | 0 | 0 | 0 | 0 | 0 | 0 | 0 | 0 | 0 | 217827.4419 | 0 | 0 | 0 | 0 | 0 | 0 | 0
2016-08-05 20:00 | 0 | 0 | 0 | 0 | 0 | 0 | 678046.8036 | 662883 | 0 | 0 | 0 | 0 | 294102.2064 | 0 | 0 | 0 | 0 | 0 | 0 | 0 | 2798022.4059 | 0 | 0 | 0 | 0 | 0 | 0 | 0 | 0 | 0 | 0 | 88743.1518 | 0 | 0 | 0 | 0 | 0 | 0 | 0 | 0 | 0 | -73579.3482 | 0 | 0 | 0 | 0 | 0 | 0 | 0
2016-08-05 21:00 | 0 | 0 | 0 | 0 | 0 | 0 | 641920.5286 | 661113 | 0 | 0 | 0 | 0 | 382845.3582 | 0 | 0 | 0 | 0 | 0 | 0 | 0 | 2690086.7828 | 0 | 0 | 0 | 0 | 0 | 0 | 0 | 0 | 0 | 0 | 88743.1518 | 0 | 0 | 0 | 0 | 0 | 0 | 0 | 0 | 0 | -107935.6232 | 0 | 0 | 0 | 0 | 0 | 0 | 0
2016-08-05 22:00 | 0 | 0 | 0 | 0 | 0 | 0 | 589033.0027 | 651147 | 0 | 0 | 0 | 0 | 294102.2064 | 0 | 0 | 0 | 0 | 0 | 0 | 0 | 2716715.9373 | 0 | 0 | 0 | 0 | 0 | 0 | 0 | 0 | 0 | 0 | -88743.1518 | 0 | 0 | 0 | 0 | 0 | 0 | 0 | 0 | 0 | 26629.1545 | 0 | 0 | 0 | 0 | 0 | 0 | 0
2016-08-05 23:00 | 0 | 0 | 0 | 0 | 0 | 0 | 502121.4518 | 634076 | 0 | 0 | 0 | 0 | 205359.0546 | 0 | 0 | 0 | 0 | 0 | 0 | 0 | 2673504.5409 | 0 | 0 | 0 | 0 | 0 | 0 | 0 | 0 | 0 | 0 | -88743.1518 | 0 | 0 | 0 | 0 | 0 | 0 | 0 | 0 | 0 | -43211.3964 | 0 | 0 | 0 | 0 | 0 | 0 | 0
2016-08-06 | 0 | 0 | 0 | 0 | 0 | 0 | 364835.3738 | 616767 | 0 | 0 | 0 | 0 | 116615.9029 | 0 | 0 | 0 | 0 | 0 | 0 | 0 | 2510316.0665 | 0 | 0 | 0 | 0 | 0 | 0 | 0 | 0 | 0 | 0 | -88743.1518 | 0 | 0 | 0 | 0 | 0 | 0 | 0 | 0 | 0 | -163188.4744 | 0 | 0 | 0 | 0 | 0 | 0 | 0
2016-08-06 01:00 | 0 | 0 | 0 | 0 | 0 | 309494.9537 | 164043.749 | 600353 | 0 | 0 | 0 | 0 | 116615.9029 | 0 | 0 | 0 | 0 | 0 | 0 | 0 | 2383501.7692 | 0 | 0 | 0 | 0 | 0 | 0 | 0 | 0 | 0 | 0 | 0 | 0 | 0 | 0 | 0 | 0 | 0 | 0 | 0 | 0 | -126814.2973 | 0 | 0 | 0 | 0 | 0 | 0 | 0
2016-08-06 02:00 | 0 | 0 | 0 | 0 | 0 | 397833.9365 | 5973.4631 | 573118 | 0 | 0 | 0 | 0 | 205359.0546 | 0 | 0 | 0 | 0 | 0 | 0 | 0 | 2125448.017 | 0 | 0 | 0 | 0 | 0 | 0 | 0 | 0 | 0 | 0 | 88743.1518 | 0 | 0 | 0 | 0 | 0 | 0 | 0 | 0 | 0 | -258053.7522 | 0 | 0 | 0 | 0 | 0 | 0 | 0
2016-08-06 03:00 | 0 | 0 | 0 | 0 | 0 | 402220.1582 | 0 | 539577 | 0 | 0 | 0 | 0 | 294102.2064 | 0 | 0 | 0 | 0 | 0 | 0 | 0 | 1899348.0234 | 0 | 0 | 0 | 0 | 0 | 0 | 0 | 0 | 0 | 0 | 88743.1518 | 0 | 0 | 0 | 0 | 0 | 0 | 0 | 0 | 0 | -226099.9935 | 0 | 0 | 0 | 0 | 0 | 0 | 0
2016-08-06 04:00 | 0 | 0 | 0 | 0 | 0 | 388877.4937 | 0 | 506865 | 0 | 0 | 0 | 0 | 382845.3582 | 0 | 0 | 0 | 0 | 0 | 0 | 0 | 1692617.3653 | 0 | 0 | 0 | 0 | 0 | 0 | 0 | 0 | 0 | 0 | 88743.1518 | 0 | 0 | 0 | 0 | 0 | 0 | 0 | 0 | 0 | -206730.6581 | 0 | 0 | 0 | 0 | 0 | 0 | 0
2016-08-06 05:00 | 0 | 0 | 0 | 0 | 0 | 369427.8416 | 0 | 477499 | 0 | 0 | 0 | 0 | 294102.2064 | 0 | 0 | 0 | 0 | 0 | 0 | 0 | 1673289.3587 | 0 | 0 | 0 | 0 | 0 | 0 | 0 | 0 | 0 | 0 | -88743.1518 | 0 | 0 | 0 | 0 | 0 | 0 | 0 | 0 | 0 | -19328.0066 | 0 | 0 | 0 | 0 | 0 | 0 | 0
2016-08-06 06:00 | 0 | 0 | 0 | 0 | 0 | 262935.2694 | 0 | 453173 | 0 | 0 | 0 | 0 | 382845.3582 | 0 | 0 | 0 | 0 | 0 | 0 | 0 | 1394308.4763 | 0 | 0 | 0 | 0 | 0 | 0 | 0 | 0 | 0 | 0 | 88743.1518 | 0 | 0 | 0 | 0 | 0 | 0 | 0 | 0 | 0 | -278980.8824 | 0 | 0 | 0 | 0 | 0 | 0 | 0
2016-08-06 07:00 | 0 | 0 | 0 | 0 | 0 | 334930.8404 | 0 | 435218 | 0 | 0 | 0 | 0 | 294102.2064 | 0 | 0 | 0 | 0 | 0 | 0 | 0 | 1382764.4684 | 0 | 0 | 0 | 0 | 0 | 0 | 0 | 0 | 0 | 0 | -88743.1518 | 0 | 0 | 0 | 0 | 0 | 0 | 0 | 0 | 0 | -11544.0078 | 0 | 0 | 0 | 0 | 0 | 0 | 0
2016-08-06 08:00 | 0 | 0 | 0 | 0 | 0 | 55535.9658 | 0 | 423260 | 0 | 0 | 0 | 0 | 205359.0546 | 0 | 0 | 0 | 0 | 0 | 0 | 0 | 1103783.586 | 0 | 0 | 0 | 0 | 0 | 0 | 0 | 0 | 0 | 0 | -88743.1518 | 0 | 0 | 0 | 0 | 0 | 0 | 0 | 0 | 0 | -278980.8824 | 0 | 0 | 0 | 0 | 0 | 0 | 0
2016-08-06 09:00 | 0 | 0 | 0 | 0 | 0 | 290694.5539 | 0 | 418988 | 0 | 0 | 0 | 0 | 294102.2064 | 0 | 0 | 0 | 0 | 0 | 0 | 0 | 886746.9881 | 0 | 0 | 0 | 0 | 0 | 0 | 0 | 0 | 0 | 0 | 88743.1518 | 0 | 0 | 0 | 0 | 0 | 0 | 0 | 0 | 0 | -217036.5979 | 0 | 0 | 0 | 0 | 0 | 0 | 0
2016-08-06 10:00 | 0 | 0 | 0 | 0 | 0 | 260645.8488 | 0 | 419093 | 0 | 0 | 0 | 0 | 205359.0546 | 0 | 0 | 0 | 0 | 0 | 0 | 0 | 817042.9887 | 0 | 0 | 0 | 0 | 0 | 0 | 0 | 0 | 0 | 0 | -88743.1518 | 0 | 0 | 0 | 0 | 0 | 0 | 0 | 0 | 0 | -69703.9994 | 0 | 0 | 0 | 0 | 0 | 0 | 0
2016-08-06 11:00 | 0 | 0 | 0 | 0 | 0 | 231571.3084 | 0 | 424830 | 0 | 0 | 0 | 0 | 116615.9029 | 0 | 0 | 0 | 0 | 0 | 0 | 0 | 712527.4489 | 0 | 0 | 0 | 0 | 0 | 0 | 0 | 0 | 0 | 0 | -88743.1518 | 0 | 0 | 0 | 0 | 0 | 0 | 0 | 0 | 0 | -104515.5398 | 0 | 0 | 0 | 0 | 0 | 0 | 0
2016-08-06 12:00 | 0 | 0 | 0 | 0 | 0 | 137822.4308 | 32359.0622 | 443533 | 0 | 0 | 0 | 0 | 122245.2783 | 0 | 0 | 0 | 0 | 0 | 0 | 0 | 433546.5664 | 0 | 0 | 0 | 0 | 0 | 0 | 0 | 0 | 0 | 0 | 5629.3755 | 0 | 0 | 0 | 0 | 0 | 0 | 0 | 0 | 0 | -278980.8824 | 0 | 0 | 0 | 0 | 0 | 0 | 0
2016-08-06 13:00 | 0 | 0 | 0 | 0 | 0 | 116227.7186 | 322026.9167 | 472726 | 0 | 0 | 0 | 0 | 210988.4301 | 0 | 0 | 0 | 0 | 0 | 0 | 0 | 310332.0499 | 0 | 0 | 0 | 0 | 0 | 0 | 0 | 0 | 0 | 0 | 88743.1518 | 0 | 0 | 0 | 0 | 0 | 0 | 0 | 0 | 0 | -123214.5165 | 0 | 0 | 0 | 0 | 0 | 0 | 0
2016-08-06 14:00 | 0 | 0 | 0 | 0 | 0 | 134899.0072 | 585921.165 | 507408 | 0 | 0 | 0 | 0 | 299731.5819 | 0 | 0 | 0 | 0 | 0 | 0 | 0 | 435001.0703 | 0 | 0 | 0 | 0 | 0 | 0 | 0 | 0 | 0 | 0 | 88743.1518 | 0 | 0 | 0 | 0 | 0 | 0 | 0 | 0 | 0 | 124669.0204 | 0 | 0 | 0 | 0 | 0 | 0 | 0
2016-08-06 15:00 | 0 | 0 | 0 | 0 | 0 | 0 | 706995.2278 | 541235 | 0 | 0 | 0 | 0 | 210988.4301 | 0 | 0 | 0 | 0 | 0 | 0 | 0 | 689504.4499 | 0 | 0 | 0 | 0 | 0 | 0 | 0 | 0 | 0 | 0 | -88743.1518 | 0 | 0 | 0 | 0 | 0 | 0 | 0 | 0 | 0 | 254503.3796 | 0 | 0 | 0 | 0 | 0 | 0 | 0
2016-08-06 16:00 | 0 | 0 | 0 | 0 | 0 | 0 | 756924.8917 | 569814 | 0 | 0 | 0 | 0 | 205359.0546 | 0 | 0 | 0 | 0 | 0 | 0 | 0 | 882244.7171 | 0 | 0 | 0 | 0 | 0 | 0 | 0 | 0 | 0 | 0 | -5629.3755 | 0 | 0 | 0 | 0 | 0 | 0 | 0 | 0 | 0 | 192740.2672 | 0 | 0 | 0 | 0 | 0 | 0 | 0
2016-08-06 17:00 | 0 | 0 | 0 | 0 | 0 | 117101.8637 | 763709.6387 | 592151 | 0 | 0 | 0 | 0 | 294102.2064 | 0 | 0 | 0 | 0 | 0 | 0 | 0 | 1082162.0677 | 0 | 0 | 0 | 0 | 0 | 0 | 0 | 0 | 0 | 0 | 88743.1518 | 0 | 0 | 0 | 0 | 0 | 0 | 0 | 0 | 0 | 199917.3506 | 0 | 0 | 0 | 0 | 0 | 0 | 0
2016-08-06 18:00 | 0 | 0 | 0 | 0 | 0 | 0 | 747905.3334 | 608053 | 0 | 0 | 0 | 0 | 382845.3582 | 0 | 0 | 0 | 0 | 0 | 0 | 0 | 1133271.2493 | 0 | 0 | 0 | 0 | 0 | 0 | 0 | 0 | 0 | 0 | 88743.1518 | 0 | 0 | 0 | 0 | 0 | 0 | 0 | 0 | 0 | 51109.1816 | 0 | 0 | 0 | 0 | 0 | 0 | 0
2016-08-06 19:00 | 0 | 0 | 0 | 0 | 0 | 0 | 725051.9748 | 619282 | 0 | 0 | 0 | 0 | 294102.2064 | 0 | 0 | 0 | 0 | 0 | 0 | 0 | 1327784.3759 | 0 | 0 | 0 | 0 | 0 | 0 | 0 | 0 | 0 | 0 | -88743.1518 | 0 | 0 | 0 | 0 | 0 | 0 | 0 | 0 | 0 | 194513.1266 | 0 | 0 | 0 | 0 | 0 | 0 | 0
2016-08-06 20:00 | 0 | 0 | 0 | 0 | 0 | 0 | 708470.6082 | 626743 | 0 | 0 | 0 | 0 | 382845.3582 | 0 | 0 | 0 | 0 | 0 | 0 | 0 | 1320768.8323 | 0 | 0 | 0 | 0 | 0 | 0 | 0 | 0 | 0 | 0 | 88743.1518 | 0 | 0 | 0 | 0 | 0 | 0 | 0 | 0 | 0 | -7015.5436 | 0 | 0 | 0 | 0 | 0 | 0 | 0
2016-08-06 21:00 | 0 | 0 | 0 | 0 | 0 | 142442.3038 | 681482.1127 | 629027 | 0 | 0 | 0 | 0 | 298761.8922 | 0 | 0 | 0 | 0 | 0 | 0 | 0 | 1599749.7147 | 0 | 0 | 0 | 0 | 0 | 0 | 0 | 0 | 0 | 0 | -84083.466 | 0 | 0 | 0 | 0 | 0 | 0 | 0 | 0 | 0 | 278980.8824 | 0 | 0 | 0 | 0 | 0 | 0 | 0
2016-08-06 22:00 | 0 | 0 | 0 | 0 | 0 | 159097.6201 | 641139.1605 | 623131 | 0 | 0 | 0 | 0 | 294102.2064 | 0 | 0 | 0 | 0 | 0 | 0 | 0 | 1781515.1811 | 0 | 0 | 0 | 0 | 0 | 0 | 0 | 0 | 0 | 0 | -4659.6858 | 0 | 0 | 0 | 0 | 0 | 0 | 0 | 0 | 0 | 181765.4664 | 0 | 0 | 0 | 0 | 0 | 0 | 0
2016-08-06 23:00 | 0 | 0 | 0 | 0 | 0 | 0 | 561332.2191 | 609762 | 0 | 0 | 0 | 0 | 382845.3582 | 0 | 0 | 0 | 0 | 0 | 0 | 0 | 1644342.2484 | 0 | 0 | 0 | 0 | 0 | 0 | 0 | 0 | 0 | 0 | 88743.1518 | 0 | 0 | 0 | 0 | 0 | 0 | 0 | 0 | 0 | -137172.9327 | 0 | 0 | 0 | 0 | 0 | 0 | 0
2016-08-07 | 0 | 0 | 0 | 0 | 0 | 244694.0413 | 415967.4164 | 594637 | 0 | 0 | 0 | 0 | 354972.6072 | 0 | 0 | 0 | 0 | 0 | 0 | 0 | 1738239.4572 | 0 | 0 | 0 | 0 | 0 | 0 | 0 | 0 | 0 | 0 | -27872.7511 | 0 | 0 | 0 | 0 | 0 | 0 | 0 | 0 | 0 | 93897.2088 | 0 | 0 | 0 | 0 | 0 | 0 | 0
2016-08-07 01:00 | 0 | 0 | 0 | 0 | 0 | 374120.6105 | 194245.7438 | 579373 | 0 | 0 | 0 | 0 | 266229.4554 | 0 | 0 | 0 | 0 | 0 | 0 | 0 | 1815975.9633 | 0 | 0 | 0 | 0 | 0 | 0 | 0 | 0 | 0 | 0 | -88743.1518 | 0 | 0 | 0 | 0 | 0 | 0 | 0 | 0 | 0 | 77736.5061 | 0 | 0 | 0 | 0 | 0 | 0 | 0
2016-08-07 02:00 | 0 | 0 | 0 | 0 | 0 | 449042.2757 | 5114.3657 | 551628 | 0 | 0 | 0 | 0 | 177486.3036 | 0 | 0 | 0 | 0 | 0 | 0 | 0 | 1807247.7565 | 0 | 0 | 0 | 0 | 0 | 0 | 0 | 0 | 0 | 0 | -88743.1518 | 0 | 0 | 0 | 0 | 0 | 0 | 0 | 0 | 0 | -8728.2068 | 0 | 0 | 0 | 0 | 0 | 0 | 0
2016-08-07 03:00 | 0 | 0 | 0 | 0 | 0 | 448434.2598 | 0 | 518395 | 0 | 0 | 0 | 0 | 88743.1518 | 0 | 0 | 0 | 0 | 0 | 0 | 0 | 1826030.1681 | 0 | 0 | 0 | 0 | 0 | 0 | 0 | 0 | 0 | 0 | -88743.1518 | 0 | 0 | 0 | 0 | 0 | 0 | 0 | 0 | 0 | 18782.4116 | 0 | 0 | 0 | 0 | 0 | 0 | 0
2016-08-07 04:00 | 0 | 0 | 0 | 0 | 0 | 425306.7168 | 0 | 487018 | 0 | 0 | 0 | 0 | 0 | 0 | 0 | 0 | 0 | 0 | 0 | 0 | 1853062.0367 | 0 | 0 | 0 | 0 | 0 | 0 | 0 | 0 | 0 | 0 | -88743.1518 | 0 | 0 | 0 | 0 | 0 | 0 | 0 | 0 | 0 | 27031.8686 | 0 | 0 | 0 | 0 | 0 | 0 | 0
2016-08-07 05:00 | 0 | 0 | 0 | 0 | 0 | 401521.3404 | 0 | 460336 | 0 | 0 | 0 | 0 | 88743.1518 | 0 | 0 | 0 | 0 | 0 | 0 | 0 | 1705504.2253 | 0 | 0 | 0 | 0 | 0 | 0 | 0 | 0 | 0 | 0 | 88743.1518 | 0 | 0 | 0 | 0 | 0 | 0 | 0 | 0 | 0 | -147557.8114 | 0 | 0 | 0 | 0 | 0 | 0 | 0
2016-08-07 06:00 | 0 | 0 | 0 | 0 | 0 | 68713.9658 | 0 | 436438 | 0 | 0 | 0 | 0 | 0 | 0 | 0 | 0 | 0 | 0 | 0 | 0 | 1426523.3428 | 0 | 0 | 0 | 0 | 0 | 0 | 0 | 0 | 0 | 0 | -88743.1518 | 0 | 0 | 0 | 0 | 0 | 0 | 0 | 0 | 0 | -278980.8824 | 0 | 0 | 0 | 0 | 0 | 0 | 0
2016-08-07 07:00 | 0 | 0 | 0 | 0 | 0 | 227938.2694 | 0 | 418176 | 0 | 0 | 0 | 0 | 88743.1518 | 0 | 0 | 0 | 0 | 0 | 0 | 0 | 1147542.4604 | 0 | 0 | 0 | 0 | 0 | 0 | 0 | 0 | 0 | 0 | 88743.1518 | 0 | 0 | 0 | 0 | 0 | 0 | 0 | 0 | 0 | -278980.8824 | 0 | 0 | 0 | 0 | 0 | 0 | 0
2016-08-07 08:00 | 0 | 0 | 0 | 0 | 0 | 338744.7082 | 0 | 405109 | 0 | 0 | 0 | 0 | 177486.3036 | 0 | 0 | 0 | 0 | 0 | 0 | 0 | 992435.0168 | 0 | 0 | 0 | 0 | 0 | 0 | 0 | 0 | 0 | 0 | 88743.1518 | 0 | 0 | 0 | 0 | 0 | 0 | 0 | 0 | 0 | -155107.4436 | 0 | 0 | 0 | 0 | 0 | 0 | 0
2016-08-07 09:00 | 0 | 0 | 0 | 0 | 0 | 301934.6462 | 0 | 398654 | 0 | 0 | 0 | 0 | 266229.4554 | 0 | 0 | 0 | 0 | 0 | 0 | 0 | 806972.5111 | 0 | 0 | 0 | 0 | 0 | 0 | 0 | 0 | 0 | 0 | 88743.1518 | 0 | 0 | 0 | 0 | 0 | 0 | 0 | 0 | 0 | -185462.5056 | 0 | 0 | 0 | 0 | 0 | 0 | 0
2016-08-07 10:00 | 0 | 0 | 0 | 0 | 0 | 28712.9658 | 0 | 396437 | 0 | 0 | 0 | 0 | 177486.3036 | 0 | 0 | 0 | 0 | 0 | 0 | 0 | 527991.6287 | 0 | 0 | 0 | 0 | 0 | 0 | 0 | 0 | 0 | 0 | -88743.1518 | 0 | 0 | 0 | 0 | 0 | 0 | 0 | 0 | 0 | -278980.8824 | 0 | 0 | 0 | 0 | 0 | 0 | 0
2016-08-07 11:00 | 0 | 0 | 0 | 0 | 0 | 237485.4412 | 0 | 400201 | 0 | 0 | 0 | 0 | 266229.4554 | 0 | 0 | 0 | 0 | 0 | 0 | 0 | 276532.9181 | 0 | 0 | 0 | 0 | 0 | 0 | 0 | 0 | 0 | 0 | 88743.1518 | 0 | 0 | 0 | 0 | 0 | 0 | 0 | 0 | 0 | -251458.7106 | 0 | 0 | 0 | 0 | 0 | 0 | 0
2016-08-07 12:00 | 0 | 0 | 0 | 0 | 0 | 141477.532 | 27368.3917 | 417446 | 0 | 0 | 0 | 0 | 177486.3036 | 0 | 0 | 0 | 0 | 0 | 0 | 0 | 116675.9936 | 0 | 0 | 0 | 0 | 0 | 0 | 0 | 0 | 0 | 0 | -88743.1518 | 0 | 0 | 0 | 0 | 0 | 0 | 0 | 0 | 0 | -159856.9245 | 0 | 0 | 0 | 0 | 0 | 0 | 0
2016-08-07 13:00 | 0 | 0 | 0 | 0 | 0 | 0 | 346251.7641 | 445771 | 0 | 0 | 0 | 0 | 194643.0613 | 0 | 0 | 0 | 0 | 0 | 0 | 0 | 0 | 0 | 0 | 0 | 0 | 0 | 0 | 0 | 0 | 0 | 0 | 17156.7577 | 0 | 0 | 0 | 0 | 0 | 0 | 0 | 0 | 0 | -116675.9936 | 0 | 0 | 0 | 0 | 0 | 0 | 0
2016-08-07 14:00 | 0 | 0 | 0 | 0 | 0 | 0 | 645818.3504 | 476693 | 0 | 0 | 0 | 0 | 257282.047 | 0 | 0 | 0 | 0 | 0 | 0 | 0 | 106486.3648 | 0 | 0 | 0 | 0 | 0 | 0 | 0 | 0 | 0 | 0 | 62638.9856 | 0 | 0 | 0 | 0 | 0 | 0 | 0 | 0 | 0 | 106486.3648 | 0 | 0 | 0 | 0 | 0 | 0 | 0
2016-08-07 15:00 | 0 | 0 | 0 | 0 | 0 | 0 | 760260.7523 | 508737 | 0 | 0 | 0 | 0 | 229824.9168 | 0 | 0 | 0 | 0 | 0 | 0 | 0 | 385467.2473 | 0 | 0 | 0 | 0 | 0 | 0 | 0 | 0 | 0 | 0 | -27457.1302 | 0 | 0 | 0 | 0 | 0 | 0 | 0 | 0 | 0 | 278980.8824 | 0 | 0 | 0 | 0 | 0 | 0 | 0
2016-08-07 16:00 | 0 | 0 | 0 | 0 | 0 | 0 | 813101.432 | 537718 | 0 | 0 | 0 | 0 | 318568.0686 | 0 | 0 | 0 | 0 | 0 | 0 | 0 | 572107.5274 | 0 | 0 | 0 | 0 | 0 | 0 | 0 | 0 | 0 | 0 | 88743.1518 | 0 | 0 | 0 | 0 | 0 | 0 | 0 | 0 | 0 | 186640.2802 | 0 | 0 | 0 | 0 | 0 | 0 | 0
2016-08-07 17:00 | 0 | 0 | 0 | 0 | 0 | 0 | 816411.0203 | 561896 | 0 | 0 | 0 | 0 | 294102.2064 | 0 | 0 | 0 | 0 | 0 | 0 | 0 | 851088.4099 | 0 | 0 | 0 | 0 | 0 | 0 | 0 | 0 | 0 | 0 | -24465.8622 | 0 | 0 | 0 | 0 | 0 | 0 | 0 | 0 | 0 | 278980.8824 | 0 | 0 | 0 | 0 | 0 | 0 | 0
2016-08-07 18:00 | 0 | 0 | 0 | 0 | 0 | 0 | 798170.2027 | 580214 | 0 | 0 | 0 | 0 | 382845.3582 | 0 | 0 | 0 | 0 | 0 | 0 | 0 | 980301.4608 | 0 | 0 | 0 | 0 | 0 | 0 | 0 | 0 | 0 | 0 | 88743.1518 | 0 | 0 | 0 | 0 | 0 | 0 | 0 | 0 | 0 | 129213.0509 | 0 | 0 | 0 | 0 | 0 | 0 | 0
2016-08-07 19:00 | 0 | 0 | 0 | 0 | 0 | 0 | 776805.4989 | 594523 | 0 | 0 | 0 | 0 | 382845.3582 | 0 | 0 | 0 | 0 | 0 | 0 | 0 | 1162583.9597 | 0 | 0 | 0 | 0 | 0 | 0 | 0 | 0 | 0 | 0 | 0 | 0 | 0 | 0 | 0 | 0 | 0 | 0 | 0 | 0 | 182282.4989 | 0 | 0 | 0 | 0 | 0 | 0 | 0
2016-08-07 20:00 | 0 | 0 | 0 | 0 | 0 | 0 | 757792.9305 | 604471 | 0 | 0 | 0 | 0 | 294102.2064 | 0 | 0 | 0 | 0 | 0 | 0 | 0 | 1404649.042 | 0 | 0 | 0 | 0 | 0 | 0 | 0 | 0 | 0 | 0 | -88743.1518 | 0 | 0 | 0 | 0 | 0 | 0 | 0 | 0 | 0 | 242065.0823 | 0 | 0 | 0 | 0 | 0 | 0 | 0
2016-08-07 21:00 | 0 | 0 | 0 | 0 | 0 | 0 | 734402.0629 | 610725 | 0 | 0 | 0 | 0 | 205359.0546 | 0 | 0 | 0 | 0 | 0 | 0 | 0 | 1617069.2568 | 0 | 0 | 0 | 0 | 0 | 0 | 0 | 0 | 0 | 0 | -88743.1518 | 0 | 0 | 0 | 0 | 0 | 0 | 0 | 0 | 0 | 212420.2147 | 0 | 0 | 0 | 0 | 0 | 0 | 0
2016-08-07 22:00 | 0 | 0 | 0 | 0 | 0 | 0 | 695449.3754 | 609226 | 0 | 0 | 0 | 0 | 294102.2064 | 0 | 0 | 0 | 0 | 0 | 0 | 0 | 1614549.4804 | 0 | 0 | 0 | 0 | 0 | 0 | 0 | 0 | 0 | 0 | 88743.1518 | 0 | 0 | 0 | 0 | 0 | 0 | 0 | 0 | 0 | -2519.7764 | 0 | 0 | 0 | 0 | 0 | 0 | 0
2016-08-07 23:00 | 0 | 0 | 0 | 0 | 0 | 0 | 605500.7872 | 598850 | 0 | 0 | 0 | 0 | 382845.3582 | 0 | 0 | 0 | 0 | 0 | 0 | 0 | 1532457.1158 | 0 | 0 | 0 | 0 | 0 | 0 | 0 | 0 | 0 | 0 | 88743.1518 | 0 | 0 | 0 | 0 | 0 | 0 | 0 | 0 | 0 | -82092.3646 | 0 | 0 | 0 | 0 | 0 | 0 | 0
2016-08-08 | 0 | 0 | 0 | 0 | 0 | 239273.1255 | 445180.1428 | 586835 | 0 | 0 | 0 | 0 | 354972.6072 | 0 | 0 | 0 | 0 | 0 | 0 | 0 | 1657948.1352 | 0 | 0 | 0 | 0 | 0 | 0 | 0 | 0 | 0 | 0 | -27872.7511 | 0 | 0 | 0 | 0 | 0 | 0 | 0 | 0 | 0 | 125491.0194 | 0 | 0 | 0 | 0 | 0 | 0 | 0
2016-08-08 01:00 | 0 | 0 | 0 | 0 | 0 | 391823.6858 | 203668.0524 | 573941 | 0 | 0 | 0 | 0 | 266229.4554 | 0 | 0 | 0 | 0 | 0 | 0 | 0 | 1768242.0252 | 0 | 0 | 0 | 0 | 0 | 0 | 0 | 0 | 0 | 0 | -88743.1518 | 0 | 0 | 0 | 0 | 0 | 0 | 0 | 0 | 0 | 110293.89 | 0 | 0 | 0 | 0 | 0 | 0 | 0
2016-08-08 02:00 | 0 | 0 | 0 | 0 | 0 | 470924.3001 | 5677.5372 | 547508 | 0 | 0 | 0 | 0 | 177486.3036 | 0 | 0 | 0 | 0 | 0 | 0 | 0 | 1786079.0143 | 0 | 0 | 0 | 0 | 0 | 0 | 0 | 0 | 0 | 0 | -88743.1518 | 0 | 0 | 0 | 0 | 0 | 0 | 0 | 0 | 0 | 17836.9891 | 0 | 0 | 0 | 0 | 0 | 0 | 0
2016-08-08 03:00 | 0 | 0 | 0 | 0 | 0 | 146877.9658 | 0 | 514602 | 0 | 0 | 0 | 0 | 88743.1518 | 0 | 0 | 0 | 0 | 0 | 0 | 0 | 1507098.1318 | 0 | 0 | 0 | 0 | 0 | 0 | 0 | 0 | 0 | 0 | -88743.1518 | 0 | 0 | 0 | 0 | 0 | 0 | 0 | 0 | 0 | -278980.8824 | 0 | 0 | 0 | 0 | 0 | 0 | 0
2016-08-08 04:00 | 0 | 0 | 0 | 0 | 0 | 452571.0359 | 0 | 484360 | 0 | 0 | 0 | 0 | 0 | 0 | 0 | 0 | 0 | 0 | 0 | 0 | 1564052.3195 | 0 | 0 | 0 | 0 | 0 | 0 | 0 | 0 | 0 | 0 | -88743.1518 | 0 | 0 | 0 | 0 | 0 | 0 | 0 | 0 | 0 | 56954.1877 | 0 | 0 | 0 | 0 | 0 | 0 | 0
2016-08-08 05:00 | 0 | 0 | 0 | 0 | 0 | 428126.4179 | 0 | 456614 | 0 | 0 | 0 | 0 | 88743.1518 | 0 | 0 | 0 | 0 | 0 | 0 | 0 | 1446821.5856 | 0 | 0 | 0 | 0 | 0 | 0 | 0 | 0 | 0 | 0 | 88743.1518 | 0 | 0 | 0 | 0 | 0 | 0 | 0 | 0 | 0 | -117230.7339 | 0 | 0 | 0 | 0 | 0 | 0 | 0
2016-08-08 06:00 | 0 | 0 | 0 | 0 | 0 | 393040.7036 | 0 | 434810 | 0 | 0 | 0 | 0 | 0 | 0 | 0 | 0 | 0 | 0 | 0 | 0 | 1493795.441 | 0 | 0 | 0 | 0 | 0 | 0 | 0 | 0 | 0 | 0 | -88743.1518 | 0 | 0 | 0 | 0 | 0 | 0 | 0 | 0 | 0 | 46973.8554 | 0 | 0 | 0 | 0 | 0 | 0 | 0
2016-08-08 07:00 | 0 | 0 | 0 | 0 | 0 | 229811.2694 | 0 | 420049 | 0 | 0 | 0 | 0 | 88743.1518 | 0 | 0 | 0 | 0 | 0 | 0 | 0 | 1214814.5585 | 0 | 0 | 0 | 0 | 0 | 0 | 0 | 0 | 0 | 0 | 88743.1518 | 0 | 0 | 0 | 0 | 0 | 0 | 0 | 0 | 0 | -278980.8824 | 0 | 0 | 0 | 0 | 0 | 0 | 0
2016-08-08 08:00 | 0 | 0 | 0 | 0 | 0 | 339031.4111 | 0 | 413608 | 0 | 0 | 0 | 0 | 177486.3036 | 0 | 0 | 0 | 0 | 0 | 0 | 0 | 1051494.8178 | 0 | 0 | 0 | 0 | 0 | 0 | 0 | 0 | 0 | 0 | 88743.1518 | 0 | 0 | 0 | 0 | 0 | 0 | 0 | 0 | 0 | -163319.7407 | 0 | 0 | 0 | 0 | 0 | 0 | 0
2016-08-08 09:00 | 0 | 0 | 0 | 0 | 0 | 312571.0717 | 0 | 418611 | 0 | 0 | 0 | 0 | 266229.4554 | 0 | 0 | 0 | 0 | 0 | 0 | 0 | 856711.7377 | 0 | 0 | 0 | 0 | 0 | 0 | 0 | 0 | 0 | 0 | 88743.1518 | 0 | 0 | 0 | 0 | 0 | 0 | 0 | 0 | 0 | -194783.0801 | 0 | 0 | 0 | 0 | 0 | 0 | 0
2016-08-08 10:00 | 0 | 0 | 0 | 0 | 0 | 65829.9658 | 0 | 433554 | 0 | 0 | 0 | 0 | 177486.3036 | 0 | 0 | 0 | 0 | 0 | 0 | 0 | 577730.8553 | 0 | 0 | 0 | 0 | 0 | 0 | 0 | 0 | 0 | 0 | -88743.1518 | 0 | 0 | 0 | 0 | 0 | 0 | 0 | 0 | 0 | -278980.8824 | 0 | 0 | 0 | 0 | 0 | 0 | 0
2016-08-08 11:00 | 0 | 0 | 0 | 0 | 0 | 291236.4677 | 0 | 451396 | 0 | 0 | 0 | 0 | 266229.4554 | 0 | 0 | 0 | 0 | 0 | 0 | 0 | 328828.1712 | 0 | 0 | 0 | 0 | 0 | 0 | 0 | 0 | 0 | 0 | 88743.1518 | 0 | 0 | 0 | 0 | 0 | 0 | 0 | 0 | 0 | -248902.6841 | 0 | 0 | 0 | 0 | 0 | 0 | 0
2016-08-08 12:00 | 0 | 0 | 0 | 0 | 0 | 202350.0993 | 22945.8523 | 472744 | 0 | 0 | 0 | 0 | 294102.2064 | 0 | 0 | 0 | 0 | 0 | 0 | 0 | 53507.3718 | 0 | 0 | 0 | 0 | 0 | 0 | 0 | 0 | 0 | 0 | 27872.7511 | 0 | 0 | 0 | 0 | 0 | 0 | 0 | 0 | 0 | -275320.7994 | 0 | 0 | 0 | 0 | 0 | 0 | 0
2016-08-08 13:00 | 0 | 0 | 0 | 0 | 0 | 199660.9333 | 336129.8467 | 500555 | 0 | 0 | 0 | 0 | 382845.3582 | 0 | 0 | 0 | 0 | 0 | 0 | 0 | 0 | 0 | 0 | 0 | 0 | 0 | 0 | 0 | 0 | 0 | 0 | 88743.1518 | 0 | 0 | 0 | 0 | 0 | 0 | 0 | 0 | 0 | -53507.3718 | 0 | 0 | 0 | 0 | 0 | 0 | 0
2016-08-08 14:00 | 0 | 0 | 0 | 0 | 0 | 178032.7748 | 631905.1077 | 530957 | 0 | 0 | 0 | 0 | 382845.3582 | 0 | 0 | 0 | 0 | 0 | 0 | 0 | 278980.8824 | 0 | 0 | 0 | 0 | 0 | 0 | 0 | 0 | 0 | 0 | 0 | 0 | 0 | 0 | 0 | 0 | 0 | 0 | 0 | 0 | 278980.8824 | 0 | 0 | 0 | 0 | 0 | 0 | 0
2016-08-08 15:00 | 0 | 0 | 0 | 0 | 0 | 28990.6419 | 757254.0226 | 562651 | 0 | 0 | 0 | 0 | 327458.1403 | 0 | 0 | 0 | 0 | 0 | 0 | 0 | 557961.7649 | 0 | 0 | 0 | 0 | 0 | 0 | 0 | 0 | 0 | 0 | -55387.218 | 0 | 0 | 0 | 0 | 0 | 0 | 0 | 0 | 0 | 278980.8824 | 0 | 0 | 0 | 0 | 0 | 0 | 0
2016-08-08 16:00 | 0 | 0 | 0 | 0 | 0 | 0 | 816515.9837 | 588832 | 0 | 0 | 0 | 0 | 276161.2415 | 0 | 0 | 0 | 0 | 0 | 0 | 0 | 836942.6473 | 0 | 0 | 0 | 0 | 0 | 0 | 0 | 0 | 0 | 0 | -51296.8987 | 0 | 0 | 0 | 0 | 0 | 0 | 0 | 0 | 0 | 278980.8824 | 0 | 0 | 0 | 0 | 0 | 0 | 0
2016-08-08 17:00 | 0 | 0 | 0 | 0 | 0 | 0 | 820301.2188 | 610947 | 0 | 0 | 0 | 0 | 206534.5779 | 0 | 0 | 0 | 0 | 0 | 0 | 0 | 1115923.5298 | 0 | 0 | 0 | 0 | 0 | 0 | 0 | 0 | 0 | 0 | -69626.6637 | 0 | 0 | 0 | 0 | 0 | 0 | 0 | 0 | 0 | 278980.8824 | 0 | 0 | 0 | 0 | 0 | 0 | 0
2016-08-08 18:00 | 0 | 0 | 0 | 0 | 0 | 0 | 806988.2234 | 628214 | 0 | 0 | 0 | 0 | 177486.3036 | 0 | 0 | 0 | 0 | 0 | 0 | 0 | 1323746.0274 | 0 | 0 | 0 | 0 | 0 | 0 | 0 | 0 | 0 | 0 | -29048.2743 | 0 | 0 | 0 | 0 | 0 | 0 | 0 | 0 | 0 | 207822.4976 | 0 | 0 | 0 | 0 | 0 | 0 | 0
2016-08-08 19:00 | 0 | 0 | 0 | 0 | 0 | 0 | 792233.2287 | 640296 | 0 | 0 | 0 | 0 | 88743.1518 | 0 | 0 | 0 | 0 | 0 | 0 | 0 | 1564426.4079 | 0 | 0 | 0 | 0 | 0 | 0 | 0 | 0 | 0 | 0 | -88743.1518 | 0 | 0 | 0 | 0 | 0 | 0 | 0 | 0 | 0 | 240680.3805 | 0 | 0 | 0 | 0 | 0 | 0 | 0
2016-08-08 20:00 | 0 | 0 | 0 | 0 | 0 | 0 | 786234.9215 | 648566 | 0 | 0 | 0 | 0 | 0 | 0 | 0 | 0 | 0 | 0 | 0 | 0 | 1790838.4812 | 0 | 0 | 0 | 0 | 0 | 0 | 0 | 0 | 0 | 0 | -88743.1518 | 0 | 0 | 0 | 0 | 0 | 0 | 0 | 0 | 0 | 226412.0733 | 0 | 0 | 0 | 0 | 0 | 0 | 0
2016-08-08 21:00 | 0 | 0 | 0 | 0 | 0 | 0 | 770986.2294 | 651755 | 0 | 0 | 0 | 0 | 88743.1518 | 0 | 0 | 0 | 0 | 0 | 0 | 0 | 1821326.5589 | 0 | 0 | 0 | 0 | 0 | 0 | 0 | 0 | 0 | 0 | 88743.1518 | 0 | 0 | 0 | 0 | 0 | 0 | 0 | 0 | 0 | 30488.0776 | 0 | 0 | 0 | 0 | 0 | 0 | 0
2016-08-08 22:00 | 0 | 0 | 0 | 0 | 0 | 0 | 736585.7369 | 647720 | 0 | 0 | 0 | 0 | 177486.3036 | 0 | 0 | 0 | 0 | 0 | 0 | 0 | 1821449.144 | 0 | 0 | 0 | 0 | 0 | 0 | 0 | 0 | 0 | 0 | 88743.1518 | 0 | 0 | 0 | 0 | 0 | 0 | 0 | 0 | 0 | 122.5851 | 0 | 0 | 0 | 0 | 0 | 0 | 0
2016-08-08 23:00 | 0 | 0 | 0 | 0 | 0 | 0 | 651402.4037 | 635421 | 0 | 0 | 0 | 0 | 88743.1518 | 0 | 0 | 0 | 0 | 0 | 0 | 0 | 1926173.6994 | 0 | 0 | 0 | 0 | 0 | 0 | 0 | 0 | 0 | 0 | -88743.1518 | 0 | 0 | 0 | 0 | 0 | 0 | 0 | 0 | 0 | 104724.5554 | 0 | 0 | 0 | 0 | 0 | 0 | 0
2016-08-09 | 0 | 0 | 0 | 0 | 0 | 0 | 492486.3158 | 621949 | 0 | 0 | 0 | 0 | 177486.3036 | 0 | 0 | 0 | 0 | 0 | 0 | 0 | 1707967.8635 | 0 | 0 | 0 | 0 | 0 | 0 | 0 | 0 | 0 | 0 | 88743.1518 | 0 | 0 | 0 | 0 | 0 | 0 | 0 | 0 | 0 | -218205.836 | 0 | 0 | 0 | 0 | 0 | 0 | 0
2016-08-09 01:00 | 0 | 0 | 0 | 0 | 0 | 425567.4556 | 211211.3051 | 604820 | 0 | 0 | 0 | 0 | 205359.0546 | 0 | 0 | 0 | 0 | 0 | 0 | 0 | 1712053.8731 | 0 | 0 | 0 | 0 | 0 | 0 | 0 | 0 | 0 | 0 | 27872.7511 | 0 | 0 | 0 | 0 | 0 | 0 | 0 | 0 | 0 | 4086.0097 | 0 | 0 | 0 | 0 | 0 | 0 | 0
2016-08-09 02:00 | 0 | 0 | 0 | 0 | 0 | 501556.6387 | 4479.3143 | 573048 | 0 | 0 | 0 | 0 | 294102.2064 | 0 | 0 | 0 | 0 | 0 | 0 | 0 | 1556298.6744 | 0 | 0 | 0 | 0 | 0 | 0 | 0 | 0 | 0 | 0 | 88743.1518 | 0 | 0 | 0 | 0 | 0 | 0 | 0 | 0 | 0 | -155755.1988 | 0 | 0 | 0 | 0 | 0 | 0 | 0
2016-08-09 03:00 | 0 | 0 | 0 | 0 | 0 | 344506.2694 | 0 | 534744 | 0 | 0 | 0 | 0 | 382845.3582 | 0 | 0 | 0 | 0 | 0 | 0 | 0 | 1277317.7919 | 0 | 0 | 0 | 0 | 0 | 0 | 0 | 0 | 0 | 0 | 88743.1518 | 0 | 0 | 0 | 0 | 0 | 0 | 0 | 0 | 0 | -278980.8824 | 0 | 0 | 0 | 0 | 0 | 0 | 0
2016-08-09 04:00 | 0 | 0 | 0 | 0 | 0 | 447575.0141 | 0 | 500652 | 0 | 0 | 0 | 0 | 294102.2064 | 0 | 0 | 0 | 0 | 0 | 0 | 0 | 1312983.9578 | 0 | 0 | 0 | 0 | 0 | 0 | 0 | 0 | 0 | 0 | -88743.1518 | 0 | 0 | 0 | 0 | 0 | 0 | 0 | 0 | 0 | 35666.1659 | 0 | 0 | 0 | 0 | 0 | 0 | 0
2016-08-09 05:00 | 0 | 0 | 0 | 0 | 0 | 419700.5927 | 0 | 471436 | 0 | 0 | 0 | 0 | 294102.2064 | 0 | 0 | 0 | 0 | 0 | 0 | 0 | 1261248.5505 | 0 | 0 | 0 | 0 | 0 | 0 | 0 | 0 | 0 | 0 | 0 | 0 | 0 | 0 | 0 | 0 | 0 | 0 | 0 | 0 | -51735.4073 | 0 | 0 | 0 | 0 | 0 | 0 | 0
2016-08-09 06:00 | 0 | 0 | 0 | 0 | 0 | 394581.2069 | 0 | 448168 | 0 | 0 | 0 | 0 | 382845.3582 | 0 | 0 | 0 | 0 | 0 | 0 | 0 | 1118918.6056 | 0 | 0 | 0 | 0 | 0 | 0 | 0 | 0 | 0 | 0 | 88743.1518 | 0 | 0 | 0 | 0 | 0 | 0 | 0 | 0 | 0 | -142329.9449 | 0 | 0 | 0 | 0 | 0 | 0 | 0
2016-08-09 07:00 | 0 | 0 | 0 | 0 | 0 | 63290.9658 | 0 | 431015 | 0 | 0 | 0 | 0 | 294102.2064 | 0 | 0 | 0 | 0 | 0 | 0 | 0 | 839937.7232 | 0 | 0 | 0 | 0 | 0 | 0 | 0 | 0 | 0 | 0 | -88743.1518 | 0 | 0 | 0 | 0 | 0 | 0 | 0 | 0 | 0 | -278980.8824 | 0 | 0 | 0 | 0 | 0 | 0 | 0
2016-08-09 08:00 | 0 | 0 | 0 | 0 | 0 | 351461.632 | 0 | 423605 | 0 | 0 | 0 | 0 | 382845.3582 | 0 | 0 | 0 | 0 | 0 | 0 | 0 | 679051.2034 | 0 | 0 | 0 | 0 | 0 | 0 | 0 | 0 | 0 | 0 | 88743.1518 | 0 | 0 | 0 | 0 | 0 | 0 | 0 | 0 | 0 | -160886.5198 | 0 | 0 | 0 | 0 | 0 | 0 | 0
2016-08-09 09:00 | 0 | 0 | 0 | 0 | 0 | 121542.3665 | 0 | 428396 | 0 | 0 | 0 | 0 | 354972.6072 | 0 | 0 | 0 | 0 | 0 | 0 | 0 | 400070.321 | 0 | 0 | 0 | 0 | 0 | 0 | 0 | 0 | 0 | 0 | -27872.7511 | 0 | 0 | 0 | 0 | 0 | 0 | 0 | 0 | 0 | -278980.8824 | 0 | 0 | 0 | 0 | 0 | 0 | 0
2016-08-09 10:00 | 0 | 0 | 0 | 0 | 0 | 298101.6373 | 0 | 445945 | 0 | 0 | 0 | 0 | 266229.4554 | 0 | 0 | 0 | 0 | 0 | 0 | 0 | 340970.11 | 0 | 0 | 0 | 0 | 0 | 0 | 0 | 0 | 0 | 0 | -88743.1518 | 0 | 0 | 0 | 0 | 0 | 0 | 0 | 0 | 0 | -59100.2109 | 0 | 0 | 0 | 0 | 0 | 0 | 0
2016-08-09 11:00 | 0 | 0 | 0 | 0 | 0 | 263629.2498 | 0 | 464137 | 0 | 0 | 0 | 0 | 177486.3036 | 0 | 0 | 0 | 0 | 0 | 0 | 0 | 229205.5117 | 0 | 0 | 0 | 0 | 0 | 0 | 0 | 0 | 0 | 0 | -88743.1518 | 0 | 0 | 0 | 0 | 0 | 0 | 0 | 0 | 0 | -111764.5984 | 0 | 0 | 0 | 0 | 0 | 0 | 0
2016-08-09 12:00 | 0 | 0 | 0 | 0 | 0 | 153988.022 | 23875.3678 | 484561 | 0 | 0 | 0 | 0 | 88743.1518 | 0 | 0 | 0 | 0 | 0 | 0 | 0 | 11251.0533 | 0 | 0 | 0 | 0 | 0 | 0 | 0 | 0 | 0 | 0 | -88743.1518 | 0 | 0 | 0 | 0 | 0 | 0 | 0 | 0 | 0 | -217954.4583 | 0 | 0 | 0 | 0 | 0 | 0 | 0
2016-08-09 13:00 | 0 | 0 | 0 | 0 | 0 | 105812.8529 | 305017.942 | 510825 | 0 | 0 | 0 | 0 | 0 | 0 | 0 | 0 | 0 | 0 | 0 | 0 | 0 | 0 | 0 | 0 | 0 | 0 | 0 | 0 | 0 | 0 | 0 | -88743.1518 | 0 | 0 | 0 | 0 | 0 | 0 | 0 | 0 | 0 | -11251.0533 | 0 | 0 | 0 | 0 | 0 | 0 | 0
2016-08-09 14:00 | 0 | 0 | 0 | 0 | 0 | 0 | 588735.4883 | 544130 | 0 | 0 | 0 | 0 | 0 | 0 | 0 | 0 | 0 | 0 | 0 | 0 | 44605.4883 | 0 | 0 | 0 | 0 | 0 | 0 | 0 | 0 | 0 | 0 | 0 | 0 | 0 | 0 | 0 | 0 | 0 | 0 | 0 | 0 | 44605.4883 | 0 | 0 | 0 | 0 | 0 | 0 | 0
2016-08-09 15:00 | 0 | 0 | 0 | 0 | 0 | 0 | 715066.6478 | 576327 | 0 | 0 | 0 | 0 | 88743.1518 | 0 | 0 | 0 | 0 | 0 | 0 | 0 | 94601.9842 | 0 | 0 | 0 | 0 | 0 | 0 | 0 | 0 | 0 | 0 | 88743.1518 | 0 | 0 | 0 | 0 | 0 | 0 | 0 | 0 | 0 | 49996.496 | 0 | 0 | 0 | 0 | 0 | 0 | 0
2016-08-09 16:00 | 0 | 0 | 0 | 0 | 0 | 0 | 761601.3069 | 604939 | 0 | 0 | 0 | 0 | 177486.3036 | 0 | 0 | 0 | 0 | 0 | 0 | 0 | 162521.1393 | 0 | 0 | 0 | 0 | 0 | 0 | 0 | 0 | 0 | 0 | 88743.1518 | 0 | 0 | 0 | 0 | 0 | 0 | 0 | 0 | 0 | 67919.1551 | 0 | 0 | 0 | 0 | 0 | 0 | 0
2016-08-09 17:00 | 0 | 0 | 0 | 0 | 0 | 0 | 779572.4876 | 630306 | 0 | 0 | 0 | 0 | 266229.4554 | 0 | 0 | 0 | 0 | 0 | 0 | 0 | 223044.4751 | 0 | 0 | 0 | 0 | 0 | 0 | 0 | 0 | 0 | 0 | 88743.1518 | 0 | 0 | 0 | 0 | 0 | 0 | 0 | 0 | 0 | 60523.3358 | 0 | 0 | 0 | 0 | 0 | 0 | 0
2016-08-09 18:00 | 0 | 0 | 0 | 0 | 0 | 0 | 778100.0015 | 650268 | 0 | 0 | 0 | 0 | 354972.6072 | 0 | 0 | 0 | 0 | 0 | 0 | 0 | 262133.3248 | 0 | 0 | 0 | 0 | 0 | 0 | 0 | 0 | 0 | 0 | 88743.1518 | 0 | 0 | 0 | 0 | 0 | 0 | 0 | 0 | 0 | 39088.8497 | 0 | 0 | 0 | 0 | 0 | 0 | 0
2016-08-09 19:00 | 0 | 0 | 0 | 0 | 0 | 0 | 766426.5422 | 662438 | 0 | 0 | 0 | 0 | 266229.4554 | 0 | 0 | 0 | 0 | 0 | 0 | 0 | 454865.0188 | 0 | 0 | 0 | 0 | 0 | 0 | 0 | 0 | 0 | 0 | -88743.1518 | 0 | 0 | 0 | 0 | 0 | 0 | 0 | 0 | 0 | 192731.694 | 0 | 0 | 0 | 0 | 0 | 0 | 0
2016-08-09 20:00 | 0 | 0 | 0 | 0 | 0 | 0 | 753755.2197 | 669236 | 0 | 0 | 0 | 0 | 290414.7188 | 0 | 0 | 0 | 0 | 0 | 0 | 0 | 515198.9751 | 0 | 0 | 0 | 0 | 0 | 0 | 0 | 0 | 0 | 0 | 24185.2634 | 0 | 0 | 0 | 0 | 0 | 0 | 0 | 0 | 0 | 60333.9563 | 0 | 0 | 0 | 0 | 0 | 0 | 0
2016-08-09 21:00 | 0 | 0 | 0 | 0 | 0 | 0 | 728905.2589 | 670932 | 0 | 0 | 0 | 0 | 379157.8705 | 0 | 0 | 0 | 0 | 0 | 0 | 0 | 484429.0822 | 0 | 0 | 0 | 0 | 0 | 0 | 0 | 0 | 0 | 0 | 88743.1518 | 0 | 0 | 0 | 0 | 0 | 0 | 0 | 0 | 0 | -30769.8929 | 0 | 0 | 0 | 0 | 0 | 0 | 0
2016-08-09 22:00 | 0 | 0 | 0 | 0 | 0 | 0 | 685140.709 | 664467 | 0 | 0 | 0 | 0 | 290414.7188 | 0 | 0 | 0 | 0 | 0 | 0 | 0 | 593845.943 | 0 | 0 | 0 | 0 | 0 | 0 | 0 | 0 | 0 | 0 | -88743.1518 | 0 | 0 | 0 | 0 | 0 | 0 | 0 | 0 | 0 | 109416.8608 | 0 | 0 | 0 | 0 | 0 | 0 | 0
2016-08-09 23:00 | 0 | 0 | 0 | 0 | 0 | 106681.9749 | 585730.2277 | 651555 | 0 | 0 | 0 | 0 | 379157.8705 | 0 | 0 | 0 | 0 | 0 | 0 | 0 | 545959.9938 | 0 | 0 | 0 | 0 | 0 | 0 | 0 | 0 | 0 | 0 | 88743.1518 | 0 | 0 | 0 | 0 | 0 | 0 | 0 | 0 | 0 | -47885.9492 | 0 | 0 | 0 | 0 | 0 | 0 | 0
2016-08-10 | 0 | 0 | 0 | 0 | 0 | 397931.1285 | 434810.0898 | 638816 | 0 | 0 | 0 | 0 | 294102.2064 | 0 | 0 | 0 | 0 | 0 | 0 | 0 | 824940.8762 | 0 | 0 | 0 | 0 | 0 | 0 | 0 | 0 | 0 | 0 | -85055.6641 | 0 | 0 | 0 | 0 | 0 | 0 | 0 | 0 | 0 | 278980.8824 | 0 | 0 | 0 | 0 | 0 | 0 | 0
2016-08-10 01:00 | 0 | 0 | 0 | 0 | 0 | 533046.6946 | 201249.0124 | 622333 | 0 | 0 | 0 | 0 | 382845.3582 | 0 | 0 | 0 | 0 | 0 | 0 | 0 | 848160.4314 | 0 | 0 | 0 | 0 | 0 | 0 | 0 | 0 | 0 | 0 | 88743.1518 | 0 | 0 | 0 | 0 | 0 | 0 | 0 | 0 | 0 | 23219.5551 | 0 | 0 | 0 | 0 | 0 | 0 | 0
2016-08-10 02:00 | 0 | 0 | 0 | 0 | 0 | 584043.845 | 4227.1895 | 593236 | 0 | 0 | 0 | 0 | 294102.2064 | 0 | 0 | 0 | 0 | 0 | 0 | 0 | 931938.6177 | 0 | 0 | 0 | 0 | 0 | 0 | 0 | 0 | 0 | 0 | -88743.1518 | 0 | 0 | 0 | 0 | 0 | 0 | 0 | 0 | 0 | 83778.1863 | 0 | 0 | 0 | 0 | 0 | 0 | 0
2016-08-10 03:00 | 0 | 0 | 0 | 0 | 0 | 365480.2694 | 0 | 555718 | 0 | 0 | 0 | 0 | 382845.3582 | 0 | 0 | 0 | 0 | 0 | 0 | 0 | 652957.7352 | 0 | 0 | 0 | 0 | 0 | 0 | 0 | 0 | 0 | 0 | 88743.1518 | 0 | 0 | 0 | 0 | 0 | 0 | 0 | 0 | 0 | -278980.8824 | 0 | 0 | 0 | 0 | 0 | 0 | 0
2016-08-10 04:00 | 0 | 0 | 0 | 0 | 0 | 557867.7462 | 0 | 522030 | 0 | 0 | 0 | 0 | 294102.2064 | 0 | 0 | 0 | 0 | 0 | 0 | 0 | 777538.6332 | 0 | 0 | 0 | 0 | 0 | 0 | 0 | 0 | 0 | 0 | -88743.1518 | 0 | 0 | 0 | 0 | 0 | 0 | 0 | 0 | 0 | 124580.898 | 0 | 0 | 0 | 0 | 0 | 0 | 0
2016-08-10 05:00 | 0 | 0 | 0 | 0 | 0 | 301342.2694 | 0 | 491580 | 0 | 0 | 0 | 0 | 382845.3582 | 0 | 0 | 0 | 0 | 0 | 0 | 0 | 498557.7508 | 0 | 0 | 0 | 0 | 0 | 0 | 0 | 0 | 0 | 0 | 88743.1518 | 0 | 0 | 0 | 0 | 0 | 0 | 0 | 0 | 0 | -278980.8824 | 0 | 0 | 0 | 0 | 0 | 0 | 0
2016-08-10 06:00 | 0 | 0 | 0 | 0 | 0 | 523016.2885 | 0 | 466906 | 0 | 0 | 0 | 0 | 294102.2064 | 0 | 0 | 0 | 0 | 0 | 0 | 0 | 643411.1911 | 0 | 0 | 0 | 0 | 0 | 0 | 0 | 0 | 0 | 0 | -88743.1518 | 0 | 0 | 0 | 0 | 0 | 0 | 0 | 0 | 0 | 144853.4403 | 0 | 0 | 0 | 0 | 0 | 0 | 0
2016-08-10 07:00 | 0 | 0 | 0 | 0 | 0 | 259642.2694 | 0 | 449880 | 0 | 0 | 0 | 0 | 382845.3582 | 0 | 0 | 0 | 0 | 0 | 0 | 0 | 364430.3087 | 0 | 0 | 0 | 0 | 0 | 0 | 0 | 0 | 0 | 0 | 88743.1518 | 0 | 0 | 0 | 0 | 0 | 0 | 0 | 0 | 0 | -278980.8824 | 0 | 0 | 0 | 0 | 0 | 0 | 0
2016-08-10 08:00 | 0 | 0 | 0 | 0 | 0 | 161238.2751 | 0 | 442094 | 0 | 0 | 0 | 0 | 380970.5158 | 0 | 0 | 0 | 0 | 0 | 0 | 0 | 85449.4262 | 0 | 0 | 0 | 0 | 0 | 0 | 0 | 0 | 0 | 0 | -1874.8425 | 0 | 0 | 0 | 0 | 0 | 0 | 0 | 0 | 0 | -278980.8824 | 0 | 0 | 0 | 0 | 0 | 0 | 0
2016-08-10 09:00 | 0 | 0 | 0 | 0 | 0 | 425832.5775 | 0 | 446610 | 0 | 0 | 0 | 0 | 292227.364 | 0 | 0 | 0 | 0 | 0 | 0 | 0 | 153415.1556 | 0 | 0 | 0 | 0 | 0 | 0 | 0 | 0 | 0 | 0 | -88743.1518 | 0 | 0 | 0 | 0 | 0 | 0 | 0 | 0 | 0 | 67965.7293 | 0 | 0 | 0 | 0 | 0 | 0 | 0
2016-08-10 10:00 | 0 | 0 | 0 | 0 | 0 | 389002.3167 | 0 | 463323 | 0 | 0 | 0 | 0 | 203484.2122 | 0 | 0 | 0 | 0 | 0 | 0 | 0 | 167837.6241 | 0 | 0 | 0 | 0 | 0 | 0 | 0 | 0 | 0 | 0 | -88743.1518 | 0 | 0 | 0 | 0 | 0 | 0 | 0 | 0 | 0 | 14422.4685 | 0 | 0 | 0 | 0 | 0 | 0 | 0
2016-08-10 11:00 | 0 | 0 | 0 | 0 | 0 | 362360.2629 | 0 | 482624 | 0 | 0 | 0 | 0 | 114741.0604 | 0 | 0 | 0 | 0 | 0 | 0 | 0 | 136317.0388 | 0 | 0 | 0 | 0 | 0 | 0 | 0 | 0 | 0 | 0 | -88743.1518 | 0 | 0 | 0 | 0 | 0 | 0 | 0 | 0 | 0 | -31520.5853 | 0 | 0 | 0 | 0 | 0 | 0 | 0
2016-08-10 12:00 | 0 | 0 | 0 | 0 | 0 | 253263.7231 | 25981.0863 | 504305 | 0 | 0 | 0 | 0 | 25997.9086 | 0 | 0 | 0 | 0 | 0 | 0 | 0 | 0 | 0 | 0 | 0 | 0 | 0 | 0 | 0 | 0 | 0 | 0 | -88743.1518 | 0 | 0 | 0 | 0 | 0 | 0 | 0 | 0 | 0 | -136317.0388 | 0 | 0 | 0 | 0 | 0 | 0 | 0
2016-08-10 13:00 | 0 | 0 | 0 | 0 | 0 | 213819.5499 | 292542.5416 | 532360 | 0 | 0 | 0 | 0 | 0 | 0 | 0 | 0 | 0 | 0 | 0 | 0 | 0 | 0 | 0 | 0 | 0 | 0 | 0 | 0 | 0 | 0 | 0 | -25997.9086 | 0 | 0 | 0 | 0 | 0 | 0 | 0 | 0 | 0 | 0 | 0 | 0 | 0 | 0 | 0 | 0 | 0
2016-08-10 14:00 | 0 | 0 | 0 | 0 | 0 | 0 | 578039.777 | 566502 | 0 | 0 | 0 | 0 | 0 | 0 | 0 | 0 | 0 | 0 | 0 | 0 | 11537.777 | 0 | 0 | 0 | 0 | 0 | 0 | 0 | 0 | 0 | 0 | 0 | 0 | 0 | 0 | 0 | 0 | 0 | 0 | 0 | 0 | 11537.777 | 0 | 0 | 0 | 0 | 0 | 0 | 0
2016-08-10 15:00 | 0 | 0 | 0 | 0 | 0 | 0 | 720937.4538 | 600882 | 0 | 0 | 0 | 0 | 88743.1518 | 0 | 0 | 0 | 0 | 0 | 0 | 0 | 42850.079 | 0 | 0 | 0 | 0 | 0 | 0 | 0 | 0 | 0 | 0 | 88743.1518 | 0 | 0 | 0 | 0 | 0 | 0 | 0 | 0 | 0 | 31312.302 | 0 | 0 | 0 | 0 | 0 | 0 | 0
2016-08-10 16:00 | 0 | 0 | 0 | 0 | 0 | 0 | 789147.1267 | 630175 | 0 | 0 | 0 | 0 | 0 | 0 | 0 | 0 | 0 | 0 | 0 | 0 | 290565.3575 | 0 | 0 | 0 | 0 | 0 | 0 | 0 | 0 | 0 | 0 | -88743.1518 | 0 | 0 | 0 | 0 | 0 | 0 | 0 | 0 | 0 | 247715.2785 | 0 | 0 | 0 | 0 | 0 | 0 | 0
2016-08-10 17:00 | 0 | 0 | 0 | 0 | 0 | 226767.794 | 795275.2403 | 654319 | 0 | 0 | 0 | 0 | 88743.1518 | 0 | 0 | 0 | 0 | 0 | 0 | 0 | 569546.24 | 0 | 0 | 0 | 0 | 0 | 0 | 0 | 0 | 0 | 0 | 88743.1518 | 0 | 0 | 0 | 0 | 0 | 0 | 0 | 0 | 0 | 278980.8824 | 0 | 0 | 0 | 0 | 0 | 0 | 0
2016-08-10 18:00 | 0 | 0 | 0 | 0 | 0 | 264696.5267 | 775390.5076 | 672363 | 0 | 0 | 0 | 0 | 177486.3036 | 0 | 0 | 0 | 0 | 0 | 0 | 0 | 848527.1224 | 0 | 0 | 0 | 0 | 0 | 0 | 0 | 0 | 0 | 0 | 88743.1518 | 0 | 0 | 0 | 0 | 0 | 0 | 0 | 0 | 0 | 278980.8824 | 0 | 0 | 0 | 0 | 0 | 0 | 0
2016-08-10 19:00 | 0 | 0 | 0 | 0 | 0 | 0 | 746951.9064 | 683463 | 0 | 0 | 0 | 0 | 266229.4554 | 0 | 0 | 0 | 0 | 0 | 0 | 0 | 823272.877 | 0 | 0 | 0 | 0 | 0 | 0 | 0 | 0 | 0 | 0 | 88743.1518 | 0 | 0 | 0 | 0 | 0 | 0 | 0 | 0 | 0 | -25254.2454 | 0 | 0 | 0 | 0 | 0 | 0 | 0
2016-08-10 20:00 | 0 | 0 | 0 | 0 | 0 | 193181.7085 | 717043.7732 | 692115 | 0 | 0 | 0 | 0 | 205359.0546 | 0 | 0 | 0 | 0 | 0 | 0 | 0 | 1102253.7595 | 0 | 0 | 0 | 0 | 0 | 0 | 0 | 0 | 0 | 0 | -60870.4007 | 0 | 0 | 0 | 0 | 0 | 0 | 0 | 0 | 0 | 278980.8824 | 0 | 0 | 0 | 0 | 0 | 0 | 0
2016-08-10 21:00 | 0 | 0 | 0 | 0 | 0 | 82105.4015 | 678023.8887 | 694043 | 0 | 0 | 0 | 0 | 294102.2064 | 0 | 0 | 0 | 0 | 0 | 0 | 0 | 1079596.8978 | 0 | 0 | 0 | 0 | 0 | 0 | 0 | 0 | 0 | 0 | 88743.1518 | 0 | 0 | 0 | 0 | 0 | 0 | 0 | 0 | 0 | -22656.8617 | 0 | 0 | 0 | 0 | 0 | 0 | 0
2016-08-10 22:00 | 0 | 0 | 0 | 0 | 0 | 415069.9235 | 623680.1669 | 689634 | 0 | 0 | 0 | 0 | 382845.3582 | 0 | 0 | 0 | 0 | 0 | 0 | 0 | 1339969.8364 | 0 | 0 | 0 | 0 | 0 | 0 | 0 | 0 | 0 | 0 | 88743.1518 | 0 | 0 | 0 | 0 | 0 | 0 | 0 | 0 | 0 | 260372.9385 | 0 | 0 | 0 | 0 | 0 | 0 | 0
2016-08-10 23:00 | 0 | 0 | 0 | 0 | 0 | 0 | 528237.5514 | 676888 | 0 | 0 | 0 | 0 | 294102.2064 | 0 | 0 | 0 | 0 | 0 | 0 | 0 | 1280062.5396 | 0 | 0 | 0 | 0 | 0 | 0 | 0 | 0 | 0 | 0 | -88743.1518 | 0 | 0 | 0 | 0 | 0 | 0 | 0 | 0 | 0 | -59907.2968 | 0 | 0 | 0 | 0 | 0 | 0 | 0
2016-08-11 | 0 | 0 | 0 | 0 | 0 | 0 | 391566.4308 | 663518 | 0 | 0 | 0 | 0 | 294102.2064 | 0 | 0 | 0 | 0 | 0 | 0 | 0 | 1008110.9703 | 0 | 0 | 0 | 0 | 0 | 0 | 0 | 0 | 0 | 0 | 0 | 0 | 0 | 0 | 0 | 0 | 0 | 0 | 0 | 0 | -271951.5692 | 0 | 0 | 0 | 0 | 0 | 0 | 0
2016-08-11 01:00 | 0 | 0 | 0 | 0 | 0 | 593600.5876 | 188697.8443 | 645779 | 0 | 0 | 0 | 0 | 382845.3582 | 0 | 0 | 0 | 0 | 0 | 0 | 0 | 1055887.2505 | 0 | 0 | 0 | 0 | 0 | 0 | 0 | 0 | 0 | 0 | 88743.1518 | 0 | 0 | 0 | 0 | 0 | 0 | 0 | 0 | 0 | 47776.2801 | 0 | 0 | 0 | 0 | 0 | 0 | 0
2016-08-11 02:00 | 0 | 0 | 0 | 0 | 0 | 605834.9202 | 6131.7046 | 613591 | 0 | 0 | 0 | 0 | 382845.3582 | 0 | 0 | 0 | 0 | 0 | 0 | 0 | 1054262.8753 | 0 | 0 | 0 | 0 | 0 | 0 | 0 | 0 | 0 | 0 | 0 | 0 | 0 | 0 | 0 | 0 | 0 | 0 | 0 | 0 | -1624.3752 | 0 | 0 | 0 | 0 | 0 | 0 | 0
2016-08-11 03:00 | 0 | 0 | 0 | 0 | 0 | 562606.1365 | 0 | 574880 | 0 | 0 | 0 | 0 | 294102.2064 | 0 | 0 | 0 | 0 | 0 | 0 | 0 | 1130732.1635 | 0 | 0 | 0 | 0 | 0 | 0 | 0 | 0 | 0 | 0 | -88743.1518 | 0 | 0 | 0 | 0 | 0 | 0 | 0 | 0 | 0 | 76469.2883 | 0 | 0 | 0 | 0 | 0 | 0 | 0
2016-08-11 04:00 | 0 | 0 | 0 | 0 | 0 | 520442.3329 | 0 | 539161 | 0 | 0 | 0 | 0 | 382845.3582 | 0 | 0 | 0 | 0 | 0 | 0 | 0 | 1023270.3447 | 0 | 0 | 0 | 0 | 0 | 0 | 0 | 0 | 0 | 0 | 88743.1518 | 0 | 0 | 0 | 0 | 0 | 0 | 0 | 0 | 0 | -107461.8189 | 0 | 0 | 0 | 0 | 0 | 0 | 0
2016-08-11 05:00 | 0 | 0 | 0 | 0 | 0 | 139160.9658 | 0 | 506885 | 0 | 0 | 0 | 0 | 294102.2064 | 0 | 0 | 0 | 0 | 0 | 0 | 0 | 744289.4622 | 0 | 0 | 0 | 0 | 0 | 0 | 0 | 0 | 0 | 0 | -88743.1518 | 0 | 0 | 0 | 0 | 0 | 0 | 0 | 0 | 0 | -278980.8824 | 0 | 0 | 0 | 0 | 0 | 0 | 0
2016-08-11 06:00 | 0 | 0 | 0 | 0 | 0 | 290688.2694 | 0 | 480926 | 0 | 0 | 0 | 0 | 382845.3582 | 0 | 0 | 0 | 0 | 0 | 0 | 0 | 465308.5798 | 0 | 0 | 0 | 0 | 0 | 0 | 0 | 0 | 0 | 0 | 88743.1518 | 0 | 0 | 0 | 0 | 0 | 0 | 0 | 0 | 0 | -278980.8824 | 0 | 0 | 0 | 0 | 0 | 0 | 0
2016-08-11 07:00 | 0 | 0 | 0 | 0 | 0 | 402460.5424 | 0 | 463267 | 0 | 0 | 0 | 0 | 294102.2064 | 0 | 0 | 0 | 0 | 0 | 0 | 0 | 493245.274 | 0 | 0 | 0 | 0 | 0 | 0 | 0 | 0 | 0 | 0 | -88743.1518 | 0 | 0 | 0 | 0 | 0 | 0 | 0 | 0 | 0 | 27936.6942 | 0 | 0 | 0 | 0 | 0 | 0 | 0
2016-08-11 08:00 | 0 | 0 | 0 | 0 | 0 | 377878.4549 | 0 | 454853 | 0 | 0 | 0 | 0 | 379819.6306 | 0 | 0 | 0 | 0 | 0 | 0 | 0 | 330553.3047 | 0 | 0 | 0 | 0 | 0 | 0 | 0 | 0 | 0 | 0 | 85717.4242 | 0 | 0 | 0 | 0 | 0 | 0 | 0 | 0 | 0 | -162691.9693 | 0 | 0 | 0 | 0 | 0 | 0 | 0
2016-08-11 09:00 | 0 | 0 | 0 | 0 | 0 | 352244.054 | 0 | 459811 | 0 | 0 | 0 | 0 | 291076.4788 | 0 | 0 | 0 | 0 | 0 | 0 | 0 | 311729.5105 | 0 | 0 | 0 | 0 | 0 | 0 | 0 | 0 | 0 | 0 | -88743.1518 | 0 | 0 | 0 | 0 | 0 | 0 | 0 | 0 | 0 | -18823.7942 | 0 | 0 | 0 | 0 | 0 | 0 | 0
2016-08-11 10:00 | 0 | 0 | 0 | 0 | 0 | 331543.1568 | 0 | 477411 | 0 | 0 | 0 | 0 | 202333.327 | 0 | 0 | 0 | 0 | 0 | 0 | 0 | 254604.8191 | 0 | 0 | 0 | 0 | 0 | 0 | 0 | 0 | 0 | 0 | -88743.1518 | 0 | 0 | 0 | 0 | 0 | 0 | 0 | 0 | 0 | -57124.6914 | 0 | 0 | 0 | 0 | 0 | 0 | 0
2016-08-11 11:00 | 0 | 0 | 0 | 0 | 0 | 321867.8368 | 0 | 496658 | 0 | 0 | 0 | 0 | 113590.1752 | 0 | 0 | 0 | 0 | 0 | 0 | 0 | 168557.8076 | 0 | 0 | 0 | 0 | 0 | 0 | 0 | 0 | 0 | 0 | -88743.1518 | 0 | 0 | 0 | 0 | 0 | 0 | 0 | 0 | 0 | -86047.0114 | 0 | 0 | 0 | 0 | 0 | 0 | 0
2016-08-11 12:00 | 0 | 0 | 0 | 0 | 0 | 238287.2939 | 24467.7467 | 520056 | 0 | 0 | 0 | 0 | 24847.0234 | 0 | 0 | 0 | 0 | 0 | 0 | 0 | 0 | 0 | 0 | 0 | 0 | 0 | 0 | 0 | 0 | 0 | 0 | -88743.1518 | 0 | 0 | 0 | 0 | 0 | 0 | 0 | 0 | 0 | -168557.8076 | 0 | 0 | 0 | 0 | 0 | 0 | 0
2016-08-11 13:00 | 0 | 0 | 0 | 0 | 0 | 229070.8928 | 294987.0837 | 548905 | 0 | 0 | 0 | 0 | 0 | 0 | 0 | 0 | 0 | 0 | 0 | 0 | 0 | 0 | 0 | 0 | 0 | 0 | 0 | 0 | 0 | 0 | 0 | -24847.0234 | 0 | 0 | 0 | 0 | 0 | 0 | 0 | 0 | 0 | 0 | 0 | 0 | 0 | 0 | 0 | 0 | 0
2016-08-11 14:00 | 0 | 0 | 0 | 0 | 0 | 301457.1731 | 550542.6466 | 584554 | 0 | 0 | 0 | 0 | 81201.8876 | 0 | 0 | 0 | 0 | 0 | 0 | 0 | 186243.9322 | 0 | 0 | 0 | 0 | 0 | 0 | 0 | 0 | 0 | 0 | 81201.8876 | 0 | 0 | 0 | 0 | 0 | 0 | 0 | 0 | 0 | 186243.9322 | 0 | 0 | 0 | 0 | 0 | 0 | 0
2016-08-11 15:00 | 0 | 0 | 0 | 0 | 0 | 295794.7232 | 692855.3111 | 620926 | 0 | 0 | 0 | 0 | 169945.0394 | 0 | 0 | 0 | 0 | 0 | 0 | 0 | 465224.8146 | 0 | 0 | 0 | 0 | 0 | 0 | 0 | 0 | 0 | 0 | 88743.1518 | 0 | 0 | 0 | 0 | 0 | 0 | 0 | 0 | 0 | 278980.8824 | 0 | 0 | 0 | 0 | 0 | 0 | 0
2016-08-11 16:00 | 0 | 0 | 0 | 0 | 0 | 254265.5826 | 763934.4517 | 650476 | 0 | 0 | 0 | 0 | 258688.1912 | 0 | 0 | 0 | 0 | 0 | 0 | 0 | 744205.6971 | 0 | 0 | 0 | 0 | 0 | 0 | 0 | 0 | 0 | 0 | 88743.1518 | 0 | 0 | 0 | 0 | 0 | 0 | 0 | 0 | 0 | 278980.8824 | 0 | 0 | 0 | 0 | 0 | 0 | 0
2016-08-11 17:00 | 0 | 0 | 0 | 0 | 0 | 252835.4708 | 779532.112 | 672839 | 0 | 0 | 0 | 0 | 339235.8915 | 0 | 0 | 0 | 0 | 0 | 0 | 0 | 1023186.5795 | 0 | 0 | 0 | 0 | 0 | 0 | 0 | 0 | 0 | 0 | 80547.7004 | 0 | 0 | 0 | 0 | 0 | 0 | 0 | 0 | 0 | 278980.8824 | 0 | 0 | 0 | 0 | 0 | 0 | 0
2016-08-11 18:00 | 0 | 0 | 0 | 0 | 0 | 238875.3405 | 774985.0086 | 691270 | 0 | 0 | 0 | 0 | 382845.3582 | 0 | 0 | 0 | 0 | 0 | 0 | 0 | 1302167.462 | 0 | 0 | 0 | 0 | 0 | 0 | 0 | 0 | 0 | 0 | 43609.4667 | 0 | 0 | 0 | 0 | 0 | 0 | 0 | 0 | 0 | 278980.8824 | 0 | 0 | 0 | 0 | 0 | 0 | 0
2016-08-11 19:00 | 0 | 0 | 0 | 0 | 0 | 129495.7894 | 765089.9412 | 704348 | 0 | 0 | 0 | 0 | 294102.2064 | 0 | 0 | 0 | 0 | 0 | 0 | 0 | 1581148.3444 | 0 | 0 | 0 | 0 | 0 | 0 | 0 | 0 | 0 | 0 | -88743.1518 | 0 | 0 | 0 | 0 | 0 | 0 | 0 | 0 | 0 | 278980.8824 | 0 | 0 | 0 | 0 | 0 | 0 | 0
2016-08-11 20:00 | 0 | 0 | 0 | 0 | 0 | 216427.6883 | 758888.0909 | 711228 | 0 | 0 | 0 | 0 | 382845.3582 | 0 | 0 | 0 | 0 | 0 | 0 | 0 | 1756492.9718 | 0 | 0 | 0 | 0 | 0 | 0 | 0 | 0 | 0 | 0 | 88743.1518 | 0 | 0 | 0 | 0 | 0 | 0 | 0 | 0 | 0 | 175344.6274 | 0 | 0 | 0 | 0 | 0 | 0 | 0
2016-08-11 21:00 | 0 | 0 | 0 | 0 | 0 | 206484.3841 | 745510.4039 | 712067 | 0 | 0 | 0 | 0 | 373968.1477 | 0 | 0 | 0 | 0 | 0 | 0 | 0 | 2005297.9703 | 0 | 0 | 0 | 0 | 0 | 0 | 0 | 0 | 0 | 0 | -8877.2105 | 0 | 0 | 0 | 0 | 0 | 0 | 0 | 0 | 0 | 248804.9985 | 0 | 0 | 0 | 0 | 0 | 0 | 0
2016-08-11 22:00 | 0 | 0 | 0 | 0 | 0 | 195493.3675 | 709153.5736 | 705532 | 0 | 0 | 0 | 0 | 294102.2064 | 0 | 0 | 0 | 0 | 0 | 0 | 0 | 2284278.8527 | 0 | 0 | 0 | 0 | 0 | 0 | 0 | 0 | 0 | 0 | -79865.9413 | 0 | 0 | 0 | 0 | 0 | 0 | 0 | 0 | 0 | 278980.8824 | 0 | 0 | 0 | 0 | 0 | 0 | 0
2016-08-11 23:00 | 0 | 0 | 0 | 0 | 0 | 105288.4297 | 613038.3583 | 693311 | 0 | 0 | 0 | 0 | 382845.3582 | 0 | 0 | 0 | 0 | 0 | 0 | 0 | 2220551.4889 | 0 | 0 | 0 | 0 | 0 | 0 | 0 | 0 | 0 | 0 | 88743.1518 | 0 | 0 | 0 | 0 | 0 | 0 | 0 | 0 | 0 | -63727.3638 | 0 | 0 | 0 | 0 | 0 | 0 | 0
2016-08-12 | 0 | 0 | 0 | 0 | 0 | 223862.6982 | 465280.1916 | 679786 | 0 | 0 | 0 | 0 | 382845.3582 | 0 | 0 | 0 | 0 | 0 | 0 | 0 | 2229908.3786 | 0 | 0 | 0 | 0 | 0 | 0 | 0 | 0 | 0 | 0 | 0 | 0 | 0 | 0 | 0 | 0 | 0 | 0 | 0 | 0 | 9356.8897 | 0 | 0 | 0 | 0 | 0 | 0 | 0
2016-08-12 01:00 | 0 | 0 | 0 | 0 | 0 | 315070.9196 | 211925.3956 | 661145 | 0 | 0 | 0 | 0 | 382845.3582 | 0 | 0 | 0 | 0 | 0 | 0 | 0 | 2095759.6938 | 0 | 0 | 0 | 0 | 0 | 0 | 0 | 0 | 0 | 0 | 0 | 0 | 0 | 0 | 0 | 0 | 0 | 0 | 0 | 0 | -134148.6849 | 0 | 0 | 0 | 0 | 0 | 0 | 0
2016-08-12 02:00 | 0 | 0 | 0 | 0 | 0 | 355419.7294 | 2882.5451 | 627372 | 0 | 0 | 0 | 0 | 335739.9267 | 0 | 0 | 0 | 0 | 0 | 0 | 0 | 1873795.3998 | 0 | 0 | 0 | 0 | 0 | 0 | 0 | 0 | 0 | 0 | -47105.4316 | 0 | 0 | 0 | 0 | 0 | 0 | 0 | 0 | 0 | -221964.294 | 0 | 0 | 0 | 0 | 0 | 0 | 0
2016-08-12 03:00 | 0 | 0 | 0 | 0 | 0 | 340587.7679 | 0 | 587829 | 0 | 0 | 0 | 0 | 367479.577 | 0 | 0 | 0 | 0 | 0 | 0 | 0 | 1594814.5174 | 0 | 0 | 0 | 0 | 0 | 0 | 0 | 0 | 0 | 0 | 31739.6504 | 0 | 0 | 0 | 0 | 0 | 0 | 0 | 0 | 0 | -278980.8824 | 0 | 0 | 0 | 0 | 0 | 0 | 0
2016-08-12 04:00 | 0 | 0 | 0 | 0 | 0 | 308129.9569 | 0 | 552138 | 0 | 0 | 0 | 0 | 278736.4253 | 0 | 0 | 0 | 0 | 0 | 0 | 0 | 1439549.6261 | 0 | 0 | 0 | 0 | 0 | 0 | 0 | 0 | 0 | 0 | -88743.1518 | 0 | 0 | 0 | 0 | 0 | 0 | 0 | 0 | 0 | -155264.8913 | 0 | 0 | 0 | 0 | 0 | 0 | 0
2016-08-12 05:00 | 0 | 0 | 0 | 0 | 0 | 285888.1932 | 0 | 518806 | 0 | 0 | 0 | 0 | 324799.5008 | 0 | 0 | 0 | 0 | 0 | 0 | 0 | 1160568.7436 | 0 | 0 | 0 | 0 | 0 | 0 | 0 | 0 | 0 | 0 | 46063.0756 | 0 | 0 | 0 | 0 | 0 | 0 | 0 | 0 | 0 | -278980.8824 | 0 | 0 | 0 | 0 | 0 | 0 | 0
2016-08-12 06:00 | 0 | 0 | 0 | 0 | 0 | 270991.9749 | 0 | 491927 | 0 | 0 | 0 | 0 | 382845.3582 | 0 | 0 | 0 | 0 | 0 | 0 | 0 | 881587.8612 | 0 | 0 | 0 | 0 | 0 | 0 | 0 | 0 | 0 | 0 | 58045.8574 | 0 | 0 | 0 | 0 | 0 | 0 | 0 | 0 | 0 | -278980.8824 | 0 | 0 | 0 | 0 | 0 | 0 | 0
2016-08-12 07:00 | 0 | 0 | 0 | 0 | 0 | 268446.7614 | 0 | 472808 | 0 | 0 | 0 | 0 | 294102.2064 | 0 | 0 | 0 | 0 | 0 | 0 | 0 | 765969.7744 | 0 | 0 | 0 | 0 | 0 | 0 | 0 | 0 | 0 | 0 | -88743.1518 | 0 | 0 | 0 | 0 | 0 | 0 | 0 | 0 | 0 | -115618.0868 | 0 | 0 | 0 | 0 | 0 | 0 | 0
2016-08-12 08:00 | 0 | 0 | 0 | 0 | 0 | 273930.8414 | 0 | 463193 | 0 | 0 | 0 | 0 | 205359.0546 | 0 | 0 | 0 | 0 | 0 | 0 | 0 | 665450.7676 | 0 | 0 | 0 | 0 | 0 | 0 | 0 | 0 | 0 | 0 | -88743.1518 | 0 | 0 | 0 | 0 | 0 | 0 | 0 | 0 | 0 | -100519.0068 | 0 | 0 | 0 | 0 | 0 | 0 | 0
2016-08-12 09:00 | 0 | 0 | 0 | 0 | 0 | 275760.0129 | 0 | 466210 | 0 | 0 | 0 | 0 | 116615.9029 | 0 | 0 | 0 | 0 | 0 | 0 | 0 | 563743.9323 | 0 | 0 | 0 | 0 | 0 | 0 | 0 | 0 | 0 | 0 | -88743.1518 | 0 | 0 | 0 | 0 | 0 | 0 | 0 | 0 | 0 | -101706.8353 | 0 | 0 | 0 | 0 | 0 | 0 | 0
2016-08-12 10:00 | 0 | 0 | 0 | 0 | 0 | 286566.3415 | 0 | 482275 | 0 | 0 | 0 | 0 | 177486.3036 | 0 | 0 | 0 | 0 | 0 | 0 | 0 | 307164.873 | 0 | 0 | 0 | 0 | 0 | 0 | 0 | 0 | 0 | 0 | 60870.4007 | 0 | 0 | 0 | 0 | 0 | 0 | 0 | 0 | 0 | -256579.0593 | 0 | 0 | 0 | 0 | 0 | 0 | 0
2016-08-12 11:00 | 0 | 0 | 0 | 0 | 0 | 294186.1198 | 0 | 501898 | 0 | 0 | 0 | 0 | 88743.1518 | 0 | 0 | 0 | 0 | 0 | 0 | 0 | 188196.1446 | 0 | 0 | 0 | 0 | 0 | 0 | 0 | 0 | 0 | 0 | -88743.1518 | 0 | 0 | 0 | 0 | 0 | 0 | 0 | 0 | 0 | -118968.7284 | 0 | 0 | 0 | 0 | 0 | 0 | 0
2016-08-12 12:00 | 0 | 0 | 0 | 0 | 0 | 216518.2113 | 30318.4922 | 523776 | 0 | 0 | 0 | 0 | 0 | 0 | 0 | 0 | 0 | 0 | 0 | 0 | 0 | 0 | 0 | 0 | 0 | 0 | 0 | 0 | 0 | 0 | 0 | -88743.1518 | 0 | 0 | 0 | 0 | 0 | 0 | 0 | 0 | 0 | -188196.1446 | 0 | 0 | 0 | 0 | 0 | 0 | 0
2016-08-12 13:00 | 0 | 0 | 0 | 0 | 0 | 193360.4975 | 397367.6873 | 552524 | 0 | 0 | 0 | 0 | 38204.1848 | 0 | 0 | 0 | 0 | 0 | 0 | 0 | 0 | 0 | 0 | 0 | 0 | 0 | 0 | 0 | 0 | 0 | 0 | 38204.1848 | 0 | 0 | 0 | 0 | 0 | 0 | 0 | 0 | 0 | 0 | 0 | 0 | 0 | 0 | 0 | 0 | 0
2016-08-12 14:00 | 0 | 0 | 0 | 0 | 0 | 53392.7841 | 620591.3677 | 585241 | 0 | 0 | 0 | 0 | 126947.3366 | 0 | 0 | 0 | 0 | 0 | 0 | 0 | 0 | 0 | 0 | 0 | 0 | 0 | 0 | 0 | 0 | 0 | 0 | 88743.1518 | 0 | 0 | 0 | 0 | 0 | 0 | 0 | 0 | 0 | 0 | 0 | 0 | 0 | 0 | 0 | 0 | 0
2016-08-12 15:00 | 0 | 0 | 0 | 0 | 0 | 164402.9156 | 769860.9354 | 618102 | 0 | 0 | 0 | 0 | 215690.4884 | 0 | 0 | 0 | 0 | 0 | 0 | 0 | 227418.6992 | 0 | 0 | 0 | 0 | 0 | 0 | 0 | 0 | 0 | 0 | 88743.1518 | 0 | 0 | 0 | 0 | 0 | 0 | 0 | 0 | 0 | 227418.6992 | 0 | 0 | 0 | 0 | 0 | 0 | 0
2016-08-12 16:00 | 0 | 0 | 0 | 0 | 0 | 0 | 830230.9101 | 645060 | 0 | 0 | 0 | 0 | 205359.0546 | 0 | 0 | 0 | 0 | 0 | 0 | 0 | 422921.043 | 0 | 0 | 0 | 0 | 0 | 0 | 0 | 0 | 0 | 0 | -10331.4337 | 0 | 0 | 0 | 0 | 0 | 0 | 0 | 0 | 0 | 195502.3438 | 0 | 0 | 0 | 0 | 0 | 0 | 0
2016-08-12 17:00 | 0 | 0 | 0 | 0 | 0 | 196276.9844 | 838632.0498 | 667185 | 0 | 0 | 0 | 0 | 294102.2064 | 0 | 0 | 0 | 0 | 0 | 0 | 0 | 701901.9255 | 0 | 0 | 0 | 0 | 0 | 0 | 0 | 0 | 0 | 0 | 88743.1518 | 0 | 0 | 0 | 0 | 0 | 0 | 0 | 0 | 0 | 278980.8824 | 0 | 0 | 0 | 0 | 0 | 0 | 0
2016-08-12 18:00 | 0 | 0 | 0 | 0 | 0 | 222850.8319 | 828003.2023 | 683130 | 0 | 0 | 0 | 0 | 382845.3582 | 0 | 0 | 0 | 0 | 0 | 0 | 0 | 980882.8079 | 0 | 0 | 0 | 0 | 0 | 0 | 0 | 0 | 0 | 0 | 88743.1518 | 0 | 0 | 0 | 0 | 0 | 0 | 0 | 0 | 0 | 278980.8824 | 0 | 0 | 0 | 0 | 0 | 0 | 0
2016-08-12 19:00 | 0 | 0 | 0 | 0 | 0 | 67268.0057 | 814574.7249 | 691605 | 0 | 0 | 0 | 0 | 294102.2064 | 0 | 0 | 0 | 0 | 0 | 0 | 0 | 1259863.6903 | 0 | 0 | 0 | 0 | 0 | 0 | 0 | 0 | 0 | 0 | -88743.1518 | 0 | 0 | 0 | 0 | 0 | 0 | 0 | 0 | 0 | 278980.8824 | 0 | 0 | 0 | 0 | 0 | 0 | 0
2016-08-12 20:00 | 0 | 0 | 0 | 0 | 0 | 218617.4448 | 806356.237 | 693676 | 0 | 0 | 0 | 0 | 382845.3582 | 0 | 0 | 0 | 0 | 0 | 0 | 0 | 1502418.2203 | 0 | 0 | 0 | 0 | 0 | 0 | 0 | 0 | 0 | 0 | 88743.1518 | 0 | 0 | 0 | 0 | 0 | 0 | 0 | 0 | 0 | 242554.53 | 0 | 0 | 0 | 0 | 0 | 0 | 0
2016-08-12 21:00 | 0 | 0 | 0 | 0 | 0 | 180993.3009 | 789664.5815 | 691677 | 0 | 0 | 0 | 0 | 382845.3582 | 0 | 0 | 0 | 0 | 0 | 0 | 0 | 1781399.1028 | 0 | 0 | 0 | 0 | 0 | 0 | 0 | 0 | 0 | 0 | 0 | 0 | 0 | 0 | 0 | 0 | 0 | 0 | 0 | 0 | 278980.8824 | 0 | 0 | 0 | 0 | 0 | 0 | 0
2016-08-12 22:00 | 0 | 0 | 0 | 0 | 0 | 119803.8064 | 751567.9243 | 681134 | 0 | 0 | 0 | 0 | 294102.2064 | 0 | 0 | 0 | 0 | 0 | 0 | 0 | 2060379.9852 | 0 | 0 | 0 | 0 | 0 | 0 | 0 | 0 | 0 | 0 | -88743.1518 | 0 | 0 | 0 | 0 | 0 | 0 | 0 | 0 | 0 | 278980.8824 | 0 | 0 | 0 | 0 | 0 | 0 | 0
2016-08-12 23:00 | 0 | 0 | 0 | 0 | 0 | 190878.6544 | 648483.0593 | 662811 | 0 | 0 | 0 | 0 | 382845.3582 | 0 | 0 | 0 | 0 | 0 | 0 | 0 | 2148187.5471 | 0 | 0 | 0 | 0 | 0 | 0 | 0 | 0 | 0 | 0 | 88743.1518 | 0 | 0 | 0 | 0 | 0 | 0 | 0 | 0 | 0 | 87807.5619 | 0 | 0 | 0 | 0 | 0 | 0 | 0
2016-08-13 | 0 | 0 | 0 | 0 | 0 | 194204.7198 | 487763.4798 | 647312 | 0 | 0 | 0 | 0 | 382845.3582 | 0 | 0 | 0 | 0 | 0 | 0 | 0 | 2182843.7468 | 0 | 0 | 0 | 0 | 0 | 0 | 0 | 0 | 0 | 0 | 0 | 0 | 0 | 0 | 0 | 0 | 0 | 0 | 0 | 0 | 34656.1996 | 0 | 0 | 0 | 0 | 0 | 0 | 0
2016-08-13 01:00 | 0 | 0 | 0 | 0 | 0 | 264075.2396 | 184961.7598 | 628394 | 0 | 0 | 0 | 0 | 326766.891 | 0 | 0 | 0 | 0 | 0 | 0 | 0 | 2059565.2133 | 0 | 0 | 0 | 0 | 0 | 0 | 0 | 0 | 0 | 0 | -56078.4672 | 0 | 0 | 0 | 0 | 0 | 0 | 0 | 0 | 0 | -123278.5334 | 0 | 0 | 0 | 0 | 0 | 0 | 0
2016-08-13 02:00 | 0 | 0 | 0 | 0 | 0 | 289520.1151 | 2486.6447 | 598858 | 0 | 0 | 0 | 0 | 238023.7392 | 0 | 0 | 0 | 0 | 0 | 0 | 0 | 1841457.1249 | 0 | 0 | 0 | 0 | 0 | 0 | 0 | 0 | 0 | 0 | -88743.1518 | 0 | 0 | 0 | 0 | 0 | 0 | 0 | 0 | 0 | -218108.0884 | 0 | 0 | 0 | 0 | 0 | 0 | 0
2016-08-13 03:00 | 0 | 0 | 0 | 0 | 0 | 293790.5587 | 0 | 564410 | 0 | 0 | 0 | 0 | 246385.1804 | 0 | 0 | 0 | 0 | 0 | 0 | 0 | 1562476.2424 | 0 | 0 | 0 | 0 | 0 | 0 | 0 | 0 | 0 | 0 | 8361.4412 | 0 | 0 | 0 | 0 | 0 | 0 | 0 | 0 | 0 | -278980.8824 | 0 | 0 | 0 | 0 | 0 | 0 | 0
2016-08-13 04:00 | 0 | 0 | 0 | 0 | 0 | 290625.1828 | 0 | 530967 | 0 | 0 | 0 | 0 | 157642.0286 | 0 | 0 | 0 | 0 | 0 | 0 | 0 | 1410877.577 | 0 | 0 | 0 | 0 | 0 | 0 | 0 | 0 | 0 | 0 | -88743.1518 | 0 | 0 | 0 | 0 | 0 | 0 | 0 | 0 | 0 | -151598.6654 | 0 | 0 | 0 | 0 | 0 | 0 | 0
2016-08-13 05:00 | 0 | 0 | 0 | 0 | 0 | 281348.9632 | 0 | 500597 | 0 | 0 | 0 | 0 | 217374.8743 | 0 | 0 | 0 | 0 | 0 | 0 | 0 | 1131896.6946 | 0 | 0 | 0 | 0 | 0 | 0 | 0 | 0 | 0 | 0 | 59732.8457 | 0 | 0 | 0 | 0 | 0 | 0 | 0 | 0 | 0 | -278980.8824 | 0 | 0 | 0 | 0 | 0 | 0 | 0
2016-08-13 06:00 | 0 | 0 | 0 | 0 | 0 | 272690.4497 | 0 | 474944 | 0 | 0 | 0 | 0 | 294102.2064 | 0 | 0 | 0 | 0 | 0 | 0 | 0 | 852915.8121 | 0 | 0 | 0 | 0 | 0 | 0 | 0 | 0 | 0 | 0 | 76727.3321 | 0 | 0 | 0 | 0 | 0 | 0 | 0 | 0 | 0 | -278980.8824 | 0 | 0 | 0 | 0 | 0 | 0 | 0
2016-08-13 07:00 | 0 | 0 | 0 | 0 | 0 | 268291.0866 | 0 | 456605 | 0 | 0 | 0 | 0 | 382845.3582 | 0 | 0 | 0 | 0 | 0 | 0 | 0 | 575858.7469 | 0 | 0 | 0 | 0 | 0 | 0 | 0 | 0 | 0 | 0 | 88743.1518 | 0 | 0 | 0 | 0 | 0 | 0 | 0 | 0 | 0 | -277057.0652 | 0 | 0 | 0 | 0 | 0 | 0 | 0
2016-08-13 08:00 | 0 | 0 | 0 | 0 | 0 | 273201.3132 | 0 | 444618 | 0 | 0 | 0 | 0 | 382845.3582 | 0 | 0 | 0 | 0 | 0 | 0 | 0 | 404442.0602 | 0 | 0 | 0 | 0 | 0 | 0 | 0 | 0 | 0 | 0 | 0 | 0 | 0 | 0 | 0 | 0 | 0 | 0 | 0 | 0 | -171416.6868 | 0 | 0 | 0 | 0 | 0 | 0 | 0
2016-08-13 09:00 | 0 | 0 | 0 | 0 | 0 | 279898.0076 | 0 | 439691 | 0 | 0 | 0 | 0 | 294102.2064 | 0 | 0 | 0 | 0 | 0 | 0 | 0 | 333392.2195 | 0 | 0 | 0 | 0 | 0 | 0 | 0 | 0 | 0 | 0 | -88743.1518 | 0 | 0 | 0 | 0 | 0 | 0 | 0 | 0 | 0 | -71049.8406 | 0 | 0 | 0 | 0 | 0 | 0 | 0
2016-08-13 10:00 | 0 | 0 | 0 | 0 | 0 | 293224.0021 | 0 | 440900 | 0 | 0 | 0 | 0 | 239948.7332 | 0 | 0 | 0 | 0 | 0 | 0 | 0 | 239869.6949 | 0 | 0 | 0 | 0 | 0 | 0 | 0 | 0 | 0 | 0 | -54153.4733 | 0 | 0 | 0 | 0 | 0 | 0 | 0 | 0 | 0 | -93522.5246 | 0 | 0 | 0 | 0 | 0 | 0 | 0
2016-08-13 11:00 | 0 | 0 | 0 | 0 | 0 | 301487.805 | 0 | 448811 | 0 | 0 | 0 | 0 | 151205.5814 | 0 | 0 | 0 | 0 | 0 | 0 | 0 | 181289.6516 | 0 | 0 | 0 | 0 | 0 | 0 | 0 | 0 | 0 | 0 | -88743.1518 | 0 | 0 | 0 | 0 | 0 | 0 | 0 | 0 | 0 | -58580.0432 | 0 | 0 | 0 | 0 | 0 | 0 | 0
2016-08-13 12:00 | 0 | 0 | 0 | 0 | 0 | 176402.615 | 23326.5816 | 469762 | 0 | 0 | 0 | 0 | 62462.4296 | 0 | 0 | 0 | 0 | 0 | 0 | 0 | 0 | 0 | 0 | 0 | 0 | 0 | 0 | 0 | 0 | 0 | 0 | -88743.1518 | 0 | 0 | 0 | 0 | 0 | 0 | 0 | 0 | 0 | -181289.6516 | 0 | 0 | 0 | 0 | 0 | 0 | 0
2016-08-13 13:00 | 0 | 0 | 0 | 0 | 0 | 117780.474 | 318715.0964 | 498958 | 0 | 0 | 0 | 0 | 0 | 0 | 0 | 0 | 0 | 0 | 0 | 0 | 0 | 0 | 0 | 0 | 0 | 0 | 0 | 0 | 0 | 0 | 0 | -62462.4296 | 0 | 0 | 0 | 0 | 0 | 0 | 0 | 0 | 0 | 0 | 0 | 0 | 0 | 0 | 0 | 0 | 0
2016-08-13 14:00 | 0 | 0 | 0 | 0 | 0 | 181635.2665 | 585493.6534 | 531719 | 0 | 0 | 0 | 0 | 0 | 0 | 0 | 0 | 0 | 0 | 0 | 0 | 235409.9199 | 0 | 0 | 0 | 0 | 0 | 0 | 0 | 0 | 0 | 0 | 0 | 0 | 0 | 0 | 0 | 0 | 0 | 0 | 0 | 0 | 235409.9199 | 0 | 0 | 0 | 0 | 0 | 0 | 0
2016-08-13 15:00 | 0 | 0 | 0 | 0 | 0 | 36589.0807 | 713357.0686 | 563517 | 0 | 0 | 0 | 0 | 0 | 0 | 0 | 0 | 0 | 0 | 0 | 0 | 421839.0693 | 0 | 0 | 0 | 0 | 0 | 0 | 0 | 0 | 0 | 0 | 0 | 0 | 0 | 0 | 0 | 0 | 0 | 0 | 0 | 0 | 186429.1494 | 0 | 0 | 0 | 0 | 0 | 0 | 0
2016-08-13 16:00 | 0 | 0 | 0 | 0 | 0 | 174231.1848 | 784069.8494 | 590577 | 0 | 0 | 0 | 0 | 88743.1518 | 0 | 0 | 0 | 0 | 0 | 0 | 0 | 700819.9517 | 0 | 0 | 0 | 0 | 0 | 0 | 0 | 0 | 0 | 0 | 88743.1518 | 0 | 0 | 0 | 0 | 0 | 0 | 0 | 0 | 0 | 278980.8824 | 0 | 0 | 0 | 0 | 0 | 0 | 0
2016-08-13 17:00 | 0 | 0 | 0 | 0 | 0 | 186211.1638 | 791542.8705 | 610030 | 0 | 0 | 0 | 0 | 177486.3036 | 0 | 0 | 0 | 0 | 0 | 0 | 0 | 979800.8342 | 0 | 0 | 0 | 0 | 0 | 0 | 0 | 0 | 0 | 0 | 88743.1518 | 0 | 0 | 0 | 0 | 0 | 0 | 0 | 0 | 0 | 278980.8824 | 0 | 0 | 0 | 0 | 0 | 0 | 0
2016-08-13 18:00 | 0 | 0 | 0 | 0 | 0 | 200610.4909 | 781979.9099 | 625920 | 0 | 0 | 0 | 0 | 266229.4554 | 0 | 0 | 0 | 0 | 0 | 0 | 0 | 1247728.0832 | 0 | 0 | 0 | 0 | 0 | 0 | 0 | 0 | 0 | 0 | 88743.1518 | 0 | 0 | 0 | 0 | 0 | 0 | 0 | 0 | 0 | 267927.249 | 0 | 0 | 0 | 0 | 0 | 0 | 0
2016-08-13 19:00 | 0 | 0 | 0 | 0 | 0 | 0 | 772349.1079 | 637776 | 0 | 0 | 0 | 0 | 205359.0546 | 0 | 0 | 0 | 0 | 0 | 0 | 0 | 1443171.5918 | 0 | 0 | 0 | 0 | 0 | 0 | 0 | 0 | 0 | 0 | -60870.4007 | 0 | 0 | 0 | 0 | 0 | 0 | 0 | 0 | 0 | 195443.5087 | 0 | 0 | 0 | 0 | 0 | 0 | 0
2016-08-13 20:00 | 0 | 0 | 0 | 0 | 0 | 194910.0061 | 769364.2474 | 645466 | 0 | 0 | 0 | 0 | 294102.2064 | 0 | 0 | 0 | 0 | 0 | 0 | 0 | 1673236.6935 | 0 | 0 | 0 | 0 | 0 | 0 | 0 | 0 | 0 | 0 | 88743.1518 | 0 | 0 | 0 | 0 | 0 | 0 | 0 | 0 | 0 | 230065.1017 | 0 | 0 | 0 | 0 | 0 | 0 | 0
2016-08-13 21:00 | 0 | 0 | 0 | 0 | 0 | 196232.2206 | 758773.5226 | 647940 | 0 | 0 | 0 | 0 | 382845.3582 | 0 | 0 | 0 | 0 | 0 | 0 | 0 | 1891559.2849 | 0 | 0 | 0 | 0 | 0 | 0 | 0 | 0 | 0 | 0 | 88743.1518 | 0 | 0 | 0 | 0 | 0 | 0 | 0 | 0 | 0 | 218322.5914 | 0 | 0 | 0 | 0 | 0 | 0 | 0
2016-08-13 22:00 | 0 | 0 | 0 | 0 | 0 | 196870.909 | 723521.731 | 643110 | 0 | 0 | 0 | 0 | 381147.1158 | 0 | 0 | 0 | 0 | 0 | 0 | 0 | 2170540.1674 | 0 | 0 | 0 | 0 | 0 | 0 | 0 | 0 | 0 | 0 | -1698.2424 | 0 | 0 | 0 | 0 | 0 | 0 | 0 | 0 | 0 | 278980.8824 | 0 | 0 | 0 | 0 | 0 | 0 | 0
2016-08-13 23:00 | 0 | 0 | 0 | 0 | 0 | 194895.1057 | 630306.5592 | 628592 | 0 | 0 | 0 | 0 | 370063.0281 | 0 | 0 | 0 | 0 | 0 | 0 | 0 | 2378233.92 | 0 | 0 | 0 | 0 | 0 | 0 | 0 | 0 | 0 | 0 | -11084.0877 | 0 | 0 | 0 | 0 | 0 | 0 | 0 | 0 | 0 | 207693.7526 | 0 | 0 | 0 | 0 | 0 | 0 | 0
2016-08-14 | 0 | 0 | 0 | 0 | 0 | 0 | 472545.6067 | 615613 | 0 | 0 | 0 | 0 | 281319.8763 | 0 | 0 | 0 | 0 | 0 | 0 | 0 | 2323909.6785 | 0 | 0 | 0 | 0 | 0 | 0 | 0 | 0 | 0 | 0 | -88743.1518 | 0 | 0 | 0 | 0 | 0 | 0 | 0 | 0 | 0 | -54324.2415 | 0 | 0 | 0 | 0 | 0 | 0 | 0
2016-08-14 01:00 | 0 | 0 | 0 | 0 | 0 | 310043.3777 | 183131.9979 | 598889 | 0 | 0 | 0 | 0 | 192576.7245 | 0 | 0 | 0 | 0 | 0 | 0 | 0 | 2306939.206 | 0 | 0 | 0 | 0 | 0 | 0 | 0 | 0 | 0 | 0 | -88743.1518 | 0 | 0 | 0 | 0 | 0 | 0 | 0 | 0 | 0 | -16970.4726 | 0 | 0 | 0 | 0 | 0 | 0 | 0
2016-08-14 02:00 | 0 | 0 | 0 | 0 | 0 | 333342.1488 | 2018.8088 | 570370 | 0 | 0 | 0 | 0 | 236548.5646 | 0 | 0 | 0 | 0 | 0 | 0 | 0 | 2027958.3235 | 0 | 0 | 0 | 0 | 0 | 0 | 0 | 0 | 0 | 0 | 43971.8401 | 0 | 0 | 0 | 0 | 0 | 0 | 0 | 0 | 0 | -278980.8824 | 0 | 0 | 0 | 0 | 0 | 0 | 0
2016-08-14 03:00 | 0 | 0 | 0 | 0 | 0 | 320550.4489 | 0 | 539040 | 0 | 0 | 0 | 0 | 297039.896 | 0 | 0 | 0 | 0 | 0 | 0 | 0 | 1748977.4411 | 0 | 0 | 0 | 0 | 0 | 0 | 0 | 0 | 0 | 0 | 60491.3314 | 0 | 0 | 0 | 0 | 0 | 0 | 0 | 0 | 0 | -278980.8824 | 0 | 0 | 0 | 0 | 0 | 0 | 0
2016-08-14 04:00 | 0 | 0 | 0 | 0 | 0 | 293076.6846 | 0 | 506573 | 0 | 0 | 0 | 0 | 362524.463 | 0 | 0 | 0 | 0 | 0 | 0 | 0 | 1469996.5586 | 0 | 0 | 0 | 0 | 0 | 0 | 0 | 0 | 0 | 0 | 65484.567 | 0 | 0 | 0 | 0 | 0 | 0 | 0 | 0 | 0 | -278980.8824 | 0 | 0 | 0 | 0 | 0 | 0 | 0
2016-08-14 05:00 | 0 | 0 | 0 | 0 | 0 | 262978.906 | 0 | 479368 | 0 | 0 | 0 | 0 | 273781.3112 | 0 | 0 | 0 | 0 | 0 | 0 | 0 | 1342350.6164 | 0 | 0 | 0 | 0 | 0 | 0 | 0 | 0 | 0 | 0 | -88743.1518 | 0 | 0 | 0 | 0 | 0 | 0 | 0 | 0 | 0 | -127645.9422 | 0 | 0 | 0 | 0 | 0 | 0 | 0
2016-08-14 06:00 | 0 | 0 | 0 | 0 | 0 | 244285.0725 | 0 | 454836 | 0 | 0 | 0 | 0 | 185038.1594 | 0 | 0 | 0 | 0 | 0 | 0 | 0 | 1220542.8407 | 0 | 0 | 0 | 0 | 0 | 0 | 0 | 0 | 0 | 0 | -88743.1518 | 0 | 0 | 0 | 0 | 0 | 0 | 0 | 0 | 0 | -121807.7757 | 0 | 0 | 0 | 0 | 0 | 0 | 0
2016-08-14 07:00 | 0 | 0 | 0 | 0 | 0 | 238378.4136 | 0 | 436168 | 0 | 0 | 0 | 0 | 266229.4554 | 0 | 0 | 0 | 0 | 0 | 0 | 0 | 941561.9583 | 0 | 0 | 0 | 0 | 0 | 0 | 0 | 0 | 0 | 0 | 81191.296 | 0 | 0 | 0 | 0 | 0 | 0 | 0 | 0 | 0 | -278980.8824 | 0 | 0 | 0 | 0 | 0 | 0 | 0
2016-08-14 08:00 | 0 | 0 | 0 | 0 | 0 | 244473.6758 | 0 | 423088 | 0 | 0 | 0 | 0 | 177486.3036 | 0 | 0 | 0 | 0 | 0 | 0 | 0 | 851690.7859 | 0 | 0 | 0 | 0 | 0 | 0 | 0 | 0 | 0 | 0 | -88743.1518 | 0 | 0 | 0 | 0 | 0 | 0 | 0 | 0 | 0 | -89871.1724 | 0 | 0 | 0 | 0 | 0 | 0 | 0
2016-08-14 09:00 | 0 | 0 | 0 | 0 | 0 | 49030.9658 | 0 | 416755 | 0 | 0 | 0 | 0 | 88743.1518 | 0 | 0 | 0 | 0 | 0 | 0 | 0 | 572709.9034 | 0 | 0 | 0 | 0 | 0 | 0 | 0 | 0 | 0 | 0 | -88743.1518 | 0 | 0 | 0 | 0 | 0 | 0 | 0 | 0 | 0 | -278980.8824 | 0 | 0 | 0 | 0 | 0 | 0 | 0
2016-08-14 10:00 | 0 | 0 | 0 | 0 | 0 | 251122.922 | 0 | 413239 | 0 | 0 | 0 | 0 | 0 | 0 | 0 | 0 | 0 | 0 | 0 | 0 | 499336.9772 | 0 | 0 | 0 | 0 | 0 | 0 | 0 | 0 | 0 | 0 | -88743.1518 | 0 | 0 | 0 | 0 | 0 | 0 | 0 | 0 | 0 | -73372.9262 | 0 | 0 | 0 | 0 | 0 | 0 | 0
2016-08-14 11:00 | 0 | 0 | 0 | 0 | 0 | 258580.127 | 0 | 417707 | 0 | 0 | 0 | 0 | 0 | 0 | 0 | 0 | 0 | 0 | 0 | 0 | 340210.1041 | 0 | 0 | 0 | 0 | 0 | 0 | 0 | 0 | 0 | 0 | 0 | 0 | 0 | 0 | 0 | 0 | 0 | 0 | 0 | 0 | -159126.873 | 0 | 0 | 0 | 0 | 0 | 0 | 0
2016-08-14 12:00 | 0 | 0 | 0 | 0 | 0 | 177663.7295 | 13961.7719 | 437681 | 0 | 0 | 0 | 0 | 0 | 0 | 0 | 0 | 0 | 0 | 0 | 0 | 94154.6055 | 0 | 0 | 0 | 0 | 0 | 0 | 0 | 0 | 0 | 0 | 0 | 0 | 0 | 0 | 0 | 0 | 0 | 0 | 0 | 0 | -246055.4986 | 0 | 0 | 0 | 0 | 0 | 0 | 0
2016-08-14 13:00 | 0 | 0 | 0 | 0 | 0 | 78514.4294 | 294961.9652 | 467631 | 0 | 0 | 0 | 0 | 0 | 0 | 0 | 0 | 0 | 0 | 0 | 0 | 0 | 0 | 0 | 0 | 0 | 0 | 0 | 0 | 0 | 0 | 0 | 0 | 0 | 0 | 0 | 0 | 0 | 0 | 0 | 0 | 0 | -94154.6055 | 0 | 0 | 0 | 0 | 0 | 0 | 0
2016-08-14 14:00 | 0 | 0 | 0 | 0 | 0 | 0 | 583634.9566 | 499596 | 0 | 0 | 0 | 0 | 0 | 0 | 0 | 0 | 0 | 0 | 0 | 0 | 84038.9566 | 0 | 0 | 0 | 0 | 0 | 0 | 0 | 0 | 0 | 0 | 0 | 0 | 0 | 0 | 0 | 0 | 0 | 0 | 0 | 0 | 84038.9566 | 0 | 0 | 0 | 0 | 0 | 0 | 0
2016-08-14 15:00 | 0 | 0 | 0 | 0 | 0 | 0 | 745009.7035 | 530843 | 0 | 0 | 0 | 0 | 88743.1518 | 0 | 0 | 0 | 0 | 0 | 0 | 0 | 209462.5083 | 0 | 0 | 0 | 0 | 0 | 0 | 0 | 0 | 0 | 0 | 88743.1518 | 0 | 0 | 0 | 0 | 0 | 0 | 0 | 0 | 0 | 125423.5517 | 0 | 0 | 0 | 0 | 0 | 0 | 0
2016-08-14 16:00 | 0 | 0 | 0 | 0 | 0 | 0 | 817029.9093 | 558890 | 0 | 0 | 0 | 0 | 177486.3036 | 0 | 0 | 0 | 0 | 0 | 0 | 0 | 378859.2658 | 0 | 0 | 0 | 0 | 0 | 0 | 0 | 0 | 0 | 0 | 88743.1518 | 0 | 0 | 0 | 0 | 0 | 0 | 0 | 0 | 0 | 169396.7575 | 0 | 0 | 0 | 0 | 0 | 0 | 0
2016-08-14 17:00 | 0 | 0 | 0 | 0 | 0 | 0 | 827376.908 | 580961 | 0 | 0 | 0 | 0 | 266229.4554 | 0 | 0 | 0 | 0 | 0 | 0 | 0 | 536532.022 | 0 | 0 | 0 | 0 | 0 | 0 | 0 | 0 | 0 | 0 | 88743.1518 | 0 | 0 | 0 | 0 | 0 | 0 | 0 | 0 | 0 | 157672.7562 | 0 | 0 | 0 | 0 | 0 | 0 | 0
2016-08-14 18:00 | 0 | 0 | 0 | 0 | 0 | 116437.5939 | 819192.8867 | 597919 | 0 | 0 | 0 | 0 | 324960.0535 | 0 | 0 | 0 | 0 | 0 | 0 | 0 | 815512.9044 | 0 | 0 | 0 | 0 | 0 | 0 | 0 | 0 | 0 | 0 | 58730.5981 | 0 | 0 | 0 | 0 | 0 | 0 | 0 | 0 | 0 | 278980.8824 | 0 | 0 | 0 | 0 | 0 | 0 | 0
2016-08-14 19:00 | 0 | 0 | 0 | 0 | 0 | 50772.4075 | 808284.6279 | 610934 | 0 | 0 | 0 | 0 | 294102.2064 | 0 | 0 | 0 | 0 | 0 | 0 | 0 | 1094493.7869 | 0 | 0 | 0 | 0 | 0 | 0 | 0 | 0 | 0 | 0 | -30857.8471 | 0 | 0 | 0 | 0 | 0 | 0 | 0 | 0 | 0 | 278980.8824 | 0 | 0 | 0 | 0 | 0 | 0 | 0
2016-08-14 20:00 | 0 | 0 | 0 | 0 | 0 | 0 | 804821.3709 | 620918 | 0 | 0 | 0 | 0 | 382845.3582 | 0 | 0 | 0 | 0 | 0 | 0 | 0 | 1189654.006 | 0 | 0 | 0 | 0 | 0 | 0 | 0 | 0 | 0 | 0 | 88743.1518 | 0 | 0 | 0 | 0 | 0 | 0 | 0 | 0 | 0 | 95160.2191 | 0 | 0 | 0 | 0 | 0 | 0 | 0
2016-08-14 21:00 | 0 | 0 | 0 | 0 | 0 | 22054.4748 | 795419.2559 | 627236 | 0 | 0 | 0 | 0 | 294102.2064 | 0 | 0 | 0 | 0 | 0 | 0 | 0 | 1468634.8884 | 0 | 0 | 0 | 0 | 0 | 0 | 0 | 0 | 0 | 0 | -88743.1518 | 0 | 0 | 0 | 0 | 0 | 0 | 0 | 0 | 0 | 278980.8824 | 0 | 0 | 0 | 0 | 0 | 0 | 0
2016-08-14 22:00 | 0 | 0 | 0 | 0 | 0 | 131669.4645 | 766059.8345 | 625583 | 0 | 0 | 0 | 0 | 294102.2064 | 0 | 0 | 0 | 0 | 0 | 0 | 0 | 1740781.1875 | 0 | 0 | 0 | 0 | 0 | 0 | 0 | 0 | 0 | 0 | 0 | 0 | 0 | 0 | 0 | 0 | 0 | 0 | 0 | 0 | 272146.299 | 0 | 0 | 0 | 0 | 0 | 0 | 0
2016-08-14 23:00 | 0 | 0 | 0 | 0 | 0 | 136173.6779 | 670358.3386 | 616316 | 0 | 0 | 0 | 0 | 205359.0546 | 0 | 0 | 0 | 0 | 0 | 0 | 0 | 2019740.3558 | 0 | 0 | 0 | 0 | 0 | 0 | 0 | 0 | 0 | 0 | -88743.1518 | 0 | 0 | 0 | 0 | 0 | 0 | 0 | 0 | 0 | 278959.1683 | 0 | 0 | 0 | 0 | 0 | 0 | 0
2016-08-15 | 0 | 0 | 0 | 0 | 0 | 0 | 516011.5534 | 607623 | 0 | 0 | 0 | 0 | 294102.2064 | 0 | 0 | 0 | 0 | 0 | 0 | 0 | 1839385.7574 | 0 | 0 | 0 | 0 | 0 | 0 | 0 | 0 | 0 | 0 | 88743.1518 | 0 | 0 | 0 | 0 | 0 | 0 | 0 | 0 | 0 | -180354.5984 | 0 | 0 | 0 | 0 | 0 | 0 | 0
2016-08-15 01:00 | 0 | 0 | 0 | 0 | 0 | 399736.8293 | 176827.1856 | 594043 | 0 | 0 | 0 | 0 | 382845.3582 | 0 | 0 | 0 | 0 | 0 | 0 | 0 | 1733163.6204 | 0 | 0 | 0 | 0 | 0 | 0 | 0 | 0 | 0 | 0 | 88743.1518 | 0 | 0 | 0 | 0 | 0 | 0 | 0 | 0 | 0 | -106222.1369 | 0 | 0 | 0 | 0 | 0 | 0 | 0
2016-08-15 02:00 | 0 | 0 | 0 | 0 | 0 | 464072.6768 | 1961.6001 | 565864 | 0 | 0 | 0 | 0 | 294102.2064 | 0 | 0 | 0 | 0 | 0 | 0 | 0 | 1722077.0492 | 0 | 0 | 0 | 0 | 0 | 0 | 0 | 0 | 0 | 0 | -88743.1518 | 0 | 0 | 0 | 0 | 0 | 0 | 0 | 0 | 0 | -11086.5713 | 0 | 0 | 0 | 0 | 0 | 0 | 0
2016-08-15 03:00 | 0 | 0 | 0 | 0 | 0 | 341565.2694 | 0 | 531803 | 0 | 0 | 0 | 0 | 382845.3582 | 0 | 0 | 0 | 0 | 0 | 0 | 0 | 1443096.1667 | 0 | 0 | 0 | 0 | 0 | 0 | 0 | 0 | 0 | 0 | 88743.1518 | 0 | 0 | 0 | 0 | 0 | 0 | 0 | 0 | 0 | -278980.8824 | 0 | 0 | 0 | 0 | 0 | 0 | 0
2016-08-15 04:00 | 0 | 0 | 0 | 0 | 0 | 444731.9052 | 0 | 498640 | 0 | 0 | 0 | 0 | 294102.2064 | 0 | 0 | 0 | 0 | 0 | 0 | 0 | 1477931.2237 | 0 | 0 | 0 | 0 | 0 | 0 | 0 | 0 | 0 | 0 | -88743.1518 | 0 | 0 | 0 | 0 | 0 | 0 | 0 | 0 | 0 | 34835.057 | 0 | 0 | 0 | 0 | 0 | 0 | 0
2016-08-15 05:00 | 0 | 0 | 0 | 0 | 0 | 405332.8593 | 0 | 471763 | 0 | 0 | 0 | 0 | 294102.2064 | 0 | 0 | 0 | 0 | 0 | 0 | 0 | 1411501.083 | 0 | 0 | 0 | 0 | 0 | 0 | 0 | 0 | 0 | 0 | 0 | 0 | 0 | 0 | 0 | 0 | 0 | 0 | 0 | 0 | -66430.1407 | 0 | 0 | 0 | 0 | 0 | 0 | 0
2016-08-15 06:00 | 0 | 0 | 0 | 0 | 0 | 258453.2694 | 0 | 448691 | 0 | 0 | 0 | 0 | 382845.3582 | 0 | 0 | 0 | 0 | 0 | 0 | 0 | 1132520.2006 | 0 | 0 | 0 | 0 | 0 | 0 | 0 | 0 | 0 | 0 | 88743.1518 | 0 | 0 | 0 | 0 | 0 | 0 | 0 | 0 | 0 | -278980.8824 | 0 | 0 | 0 | 0 | 0 | 0 | 0
2016-08-15 07:00 | 0 | 0 | 0 | 0 | 0 | 126387.3665 | 0 | 433241 | 0 | 0 | 0 | 0 | 354972.6072 | 0 | 0 | 0 | 0 | 0 | 0 | 0 | 853539.3181 | 0 | 0 | 0 | 0 | 0 | 0 | 0 | 0 | 0 | 0 | -27872.7511 | 0 | 0 | 0 | 0 | 0 | 0 | 0 | 0 | 0 | -278980.8824 | 0 | 0 | 0 | 0 | 0 | 0 | 0
2016-08-15 08:00 | 0 | 0 | 0 | 0 | 0 | 287380.609 | 0 | 426487 | 0 | 0 | 0 | 0 | 266229.4554 | 0 | 0 | 0 | 0 | 0 | 0 | 0 | 803176.0789 | 0 | 0 | 0 | 0 | 0 | 0 | 0 | 0 | 0 | 0 | -88743.1518 | 0 | 0 | 0 | 0 | 0 | 0 | 0 | 0 | 0 | -50363.2392 | 0 | 0 | 0 | 0 | 0 | 0 | 0
2016-08-15 09:00 | 0 | 0 | 0 | 0 | 0 | 240589.2694 | 0 | 430827 | 0 | 0 | 0 | 0 | 354972.6072 | 0 | 0 | 0 | 0 | 0 | 0 | 0 | 524195.1964 | 0 | 0 | 0 | 0 | 0 | 0 | 0 | 0 | 0 | 0 | 88743.1518 | 0 | 0 | 0 | 0 | 0 | 0 | 0 | 0 | 0 | -278980.8824 | 0 | 0 | 0 | 0 | 0 | 0 | 0
2016-08-15 10:00 | 0 | 0 | 0 | 0 | 0 | 248185.1559 | 0 | 448712 | 0 | 0 | 0 | 0 | 266229.4554 | 0 | 0 | 0 | 0 | 0 | 0 | 0 | 412411.5041 | 0 | 0 | 0 | 0 | 0 | 0 | 0 | 0 | 0 | 0 | -88743.1518 | 0 | 0 | 0 | 0 | 0 | 0 | 0 | 0 | 0 | -111783.6923 | 0 | 0 | 0 | 0 | 0 | 0 | 0
2016-08-15 11:00 | 0 | 0 | 0 | 0 | 0 | 238780.8103 | 0 | 470395 | 0 | 0 | 0 | 0 | 177486.3036 | 0 | 0 | 0 | 0 | 0 | 0 | 0 | 269540.4662 | 0 | 0 | 0 | 0 | 0 | 0 | 0 | 0 | 0 | 0 | -88743.1518 | 0 | 0 | 0 | 0 | 0 | 0 | 0 | 0 | 0 | -142871.0379 | 0 | 0 | 0 | 0 | 0 | 0 | 0
2016-08-15 12:00 | 0 | 0 | 0 | 0 | 0 | 159193.9017 | 12944.5483 | 491924 | 0 | 0 | 0 | 0 | 88743.1518 | 0 | 0 | 0 | 0 | 0 | 0 | 0 | 38498.0679 | 0 | 0 | 0 | 0 | 0 | 0 | 0 | 0 | 0 | 0 | -88743.1518 | 0 | 0 | 0 | 0 | 0 | 0 | 0 | 0 | 0 | -231042.3983 | 0 | 0 | 0 | 0 | 0 | 0 | 0
2016-08-15 13:00 | 0 | 0 | 0 | 0 | 0 | 66848.4396 | 324183.3407 | 518273 | 0 | 0 | 0 | 0 | 0 | 0 | 0 | 0 | 0 | 0 | 0 | 0 | 0 | 0 | 0 | 0 | 0 | 0 | 0 | 0 | 0 | 0 | 0 | -88743.1518 | 0 | 0 | 0 | 0 | 0 | 0 | 0 | 0 | 0 | -38498.0679 | 0 | 0 | 0 | 0 | 0 | 0 | 0
2016-08-15 14:00 | 0 | 0 | 0 | 0 | 0 | 85717.8221 | 621048.3696 | 549237 | 0 | 0 | 0 | 0 | 0 | 0 | 0 | 0 | 0 | 0 | 0 | 0 | 157529.1918 | 0 | 0 | 0 | 0 | 0 | 0 | 0 | 0 | 0 | 0 | 0 | 0 | 0 | 0 | 0 | 0 | 0 | 0 | 0 | 0 | 157529.1918 | 0 | 0 | 0 | 0 | 0 | 0 | 0
2016-08-15 15:00 | 0 | 0 | 0 | 0 | 0 | 99754.6416 | 757339.833 | 578771 | 0 | 0 | 0 | 0 | 0 | 0 | 0 | 0 | 0 | 0 | 0 | 0 | 435852.6663 | 0 | 0 | 0 | 0 | 0 | 0 | 0 | 0 | 0 | 0 | 0 | 0 | 0 | 0 | 0 | 0 | 0 | 0 | 0 | 0 | 278323.4746 | 0 | 0 | 0 | 0 | 0 | 0 | 0
2016-08-15 16:00 | 0 | 0 | 0 | 0 | 0 | 96716.4347 | 829255.6988 | 603983 | 0 | 0 | 0 | 0 | 88743.1518 | 0 | 0 | 0 | 0 | 0 | 0 | 0 | 669098.6481 | 0 | 0 | 0 | 0 | 0 | 0 | 0 | 0 | 0 | 0 | 88743.1518 | 0 | 0 | 0 | 0 | 0 | 0 | 0 | 0 | 0 | 233245.9817 | 0 | 0 | 0 | 0 | 0 | 0 | 0
2016-08-15 17:00 | 0 | 0 | 0 | 0 | 0 | 93064.0777 | 833493.9518 | 625189 | 0 | 0 | 0 | 0 | 177486.3036 | 0 | 0 | 0 | 0 | 0 | 0 | 0 | 881724.5258 | 0 | 0 | 0 | 0 | 0 | 0 | 0 | 0 | 0 | 0 | 88743.1518 | 0 | 0 | 0 | 0 | 0 | 0 | 0 | 0 | 0 | 212625.8777 | 0 | 0 | 0 | 0 | 0 | 0 | 0
2016-08-15 18:00 | 0 | 0 | 0 | 0 | 0 | 91557.8686 | 826761.238 | 639774 | 0 | 0 | 0 | 0 | 266229.4554 | 0 | 0 | 0 | 0 | 0 | 0 | 0 | 1071526.4806 | 0 | 0 | 0 | 0 | 0 | 0 | 0 | 0 | 0 | 0 | 88743.1518 | 0 | 0 | 0 | 0 | 0 | 0 | 0 | 0 | 0 | 189801.9549 | 0 | 0 | 0 | 0 | 0 | 0 | 0
2016-08-15 19:00 | 0 | 0 | 0 | 0 | 0 | 87328.2603 | 817624.8995 | 650054 | 0 | 0 | 0 | 0 | 242216.1069 | 0 | 0 | 0 | 0 | 0 | 0 | 0 | 1350438.9889 | 0 | 0 | 0 | 0 | 0 | 0 | 0 | 0 | 0 | 0 | -24013.3485 | 0 | 0 | 0 | 0 | 0 | 0 | 0 | 0 | 0 | 278912.5083 | 0 | 0 | 0 | 0 | 0 | 0 | 0
2016-08-15 20:00 | 0 | 0 | 0 | 0 | 0 | 83296.3158 | 816754.5144 | 657927 | 0 | 0 | 0 | 0 | 205359.0546 | 0 | 0 | 0 | 0 | 0 | 0 | 0 | 1629419.8714 | 0 | 0 | 0 | 0 | 0 | 0 | 0 | 0 | 0 | 0 | -36857.0522 | 0 | 0 | 0 | 0 | 0 | 0 | 0 | 0 | 0 | 278980.8824 | 0 | 0 | 0 | 0 | 0 | 0 | 0
2016-08-15 21:00 | 0 | 0 | 0 | 0 | 0 | 80735.8522 | 809703.2952 | 659978 | 0 | 0 | 0 | 0 | 294102.2064 | 0 | 0 | 0 | 0 | 0 | 0 | 0 | 1771137.8669 | 0 | 0 | 0 | 0 | 0 | 0 | 0 | 0 | 0 | 0 | 88743.1518 | 0 | 0 | 0 | 0 | 0 | 0 | 0 | 0 | 0 | 141717.9956 | 0 | 0 | 0 | 0 | 0 | 0 | 0
2016-08-15 22:00 | 0 | 0 | 0 | 0 | 0 | 83079.5071 | 771200.4054 | 653805 | 0 | 0 | 0 | 0 | 382845.3582 | 0 | 0 | 0 | 0 | 0 | 0 | 0 | 1882869.6276 | 0 | 0 | 0 | 0 | 0 | 0 | 0 | 0 | 0 | 0 | 88743.1518 | 0 | 0 | 0 | 0 | 0 | 0 | 0 | 0 | 0 | 111731.7607 | 0 | 0 | 0 | 0 | 0 | 0 | 0
2016-08-15 23:00 | 0 | 0 | 0 | 0 | 0 | 100222.9049 | 681250.4005 | 641039 | 0 | 0 | 0 | 0 | 294102.2064 | 0 | 0 | 0 | 0 | 0 | 0 | 0 | 2112047.0848 | 0 | 0 | 0 | 0 | 0 | 0 | 0 | 0 | 0 | 0 | -88743.1518 | 0 | 0 | 0 | 0 | 0 | 0 | 0 | 0 | 0 | 229177.4572 | 0 | 0 | 0 | 0 | 0 | 0 | 0
2016-08-16 | 0 | 0 | 0 | 0 | 0 | 178301.6536 | 470964.4572 | 631686 | 0 | 0 | 0 | 0 | 382845.3582 | 0 | 0 | 0 | 0 | 0 | 0 | 0 | 2040884.0438 | 0 | 0 | 0 | 0 | 0 | 0 | 0 | 0 | 0 | 0 | 88743.1518 | 0 | 0 | 0 | 0 | 0 | 0 | 0 | 0 | 0 | -71163.041 | 0 | 0 | 0 | 0 | 0 | 0 | 0
2016-08-16 01:00 | 0 | 0 | 0 | 0 | 0 | 363710.1288 | 156496.966 | 615028 | 0 | 0 | 0 | 0 | 294102.2064 | 0 | 0 | 0 | 0 | 0 | 0 | 0 | 2034806.2904 | 0 | 0 | 0 | 0 | 0 | 0 | 0 | 0 | 0 | 0 | -88743.1518 | 0 | 0 | 0 | 0 | 0 | 0 | 0 | 0 | 0 | -6077.7534 | 0 | 0 | 0 | 0 | 0 | 0 | 0
2016-08-16 02:00 | 0 | 0 | 0 | 0 | 0 | 439667.633 | 1391.9968 | 582698 | 0 | 0 | 0 | 0 | 382845.3582 | 0 | 0 | 0 | 0 | 0 | 0 | 0 | 1804424.7684 | 0 | 0 | 0 | 0 | 0 | 0 | 0 | 0 | 0 | 0 | 88743.1518 | 0 | 0 | 0 | 0 | 0 | 0 | 0 | 0 | 0 | -230381.522 | 0 | 0 | 0 | 0 | 0 | 0 | 0
2016-08-16 03:00 | 0 | 0 | 0 | 0 | 0 | 434499.2576 | 0 | 545197 | 0 | 0 | 0 | 0 | 294102.2064 | 0 | 0 | 0 | 0 | 0 | 0 | 0 | 1782470.1778 | 0 | 0 | 0 | 0 | 0 | 0 | 0 | 0 | 0 | 0 | -88743.1518 | 0 | 0 | 0 | 0 | 0 | 0 | 0 | 0 | 0 | -21954.5906 | 0 | 0 | 0 | 0 | 0 | 0 | 0
2016-08-16 04:00 | 0 | 0 | 0 | 0 | 0 | 401330.7069 | 0 | 509549 | 0 | 0 | 0 | 0 | 382845.3582 | 0 | 0 | 0 | 0 | 0 | 0 | 0 | 1585508.7329 | 0 | 0 | 0 | 0 | 0 | 0 | 0 | 0 | 0 | 0 | 88743.1518 | 0 | 0 | 0 | 0 | 0 | 0 | 0 | 0 | 0 | -196961.4449 | 0 | 0 | 0 | 0 | 0 | 0 | 0
2016-08-16 05:00 | 0 | 0 | 0 | 0 | 0 | 199511.1176 | 0 | 478492 | 0 | 0 | 0 | 0 | 382845.3582 | 0 | 0 | 0 | 0 | 0 | 0 | 0 | 1306527.8504 | 0 | 0 | 0 | 0 | 0 | 0 | 0 | 0 | 0 | 0 | 0 | 0 | 0 | 0 | 0 | 0 | 0 | 0 | 0 | 0 | -278980.8824 | 0 | 0 | 0 | 0 | 0 | 0 | 0
2016-08-16 06:00 | 0 | 0 | 0 | 0 | 0 | 322685.5487 | 0 | 454127 | 0 | 0 | 0 | 0 | 294102.2064 | 0 | 0 | 0 | 0 | 0 | 0 | 0 | 1263829.5509 | 0 | 0 | 0 | 0 | 0 | 0 | 0 | 0 | 0 | 0 | -88743.1518 | 0 | 0 | 0 | 0 | 0 | 0 | 0 | 0 | 0 | -42698.2995 | 0 | 0 | 0 | 0 | 0 | 0 | 0
2016-08-16 07:00 | 0 | 0 | 0 | 0 | 0 | 293733.8137 | 0 | 437248 | 0 | 0 | 0 | 0 | 205359.0546 | 0 | 0 | 0 | 0 | 0 | 0 | 0 | 1209058.5164 | 0 | 0 | 0 | 0 | 0 | 0 | 0 | 0 | 0 | 0 | -88743.1518 | 0 | 0 | 0 | 0 | 0 | 0 | 0 | 0 | 0 | -54771.0345 | 0 | 0 | 0 | 0 | 0 | 0 | 0
2016-08-16 08:00 | 0 | 0 | 0 | 0 | 0 | 279401.5688 | 0 | 429944 | 0 | 0 | 0 | 0 | 294102.2064 | 0 | 0 | 0 | 0 | 0 | 0 | 0 | 969772.9334 | 0 | 0 | 0 | 0 | 0 | 0 | 0 | 0 | 0 | 0 | 88743.1518 | 0 | 0 | 0 | 0 | 0 | 0 | 0 | 0 | 0 | -239285.583 | 0 | 0 | 0 | 0 | 0 | 0 | 0
2016-08-16 09:00 | 0 | 0 | 0 | 0 | 0 | 260243.7582 | 0 | 434927 | 0 | 0 | 0 | 0 | 382845.3582 | 0 | 0 | 0 | 0 | 0 | 0 | 0 | 706346.5399 | 0 | 0 | 0 | 0 | 0 | 0 | 0 | 0 | 0 | 0 | 88743.1518 | 0 | 0 | 0 | 0 | 0 | 0 | 0 | 0 | 0 | -263426.3936 | 0 | 0 | 0 | 0 | 0 | 0 | 0
2016-08-16 10:00 | 0 | 0 | 0 | 0 | 0 | 240938.9711 | 0 | 453229 | 0 | 0 | 0 | 0 | 367727.6773 | 0 | 0 | 0 | 0 | 0 | 0 | 0 | 509174.192 | 0 | 0 | 0 | 0 | 0 | 0 | 0 | 0 | 0 | 0 | -15117.681 | 0 | 0 | 0 | 0 | 0 | 0 | 0 | 0 | 0 | -197172.3479 | 0 | 0 | 0 | 0 | 0 | 0 | 0
2016-08-16 11:00 | 0 | 0 | 0 | 0 | 0 | 222429.5594 | 0 | 473966 | 0 | 0 | 0 | 0 | 278984.5255 | 0 | 0 | 0 | 0 | 0 | 0 | 0 | 346380.9032 | 0 | 0 | 0 | 0 | 0 | 0 | 0 | 0 | 0 | 0 | -88743.1518 | 0 | 0 | 0 | 0 | 0 | 0 | 0 | 0 | 0 | -162793.2888 | 0 | 0 | 0 | 0 | 0 | 0 | 0
2016-08-16 12:00 | 0 | 0 | 0 | 0 | 0 | 136147.0297 | 9677.6545 | 495516 | 0 | 0 | 0 | 0 | 190241.3737 | 0 | 0 | 0 | 0 | 0 | 0 | 0 | 85432.7392 | 0 | 0 | 0 | 0 | 0 | 0 | 0 | 0 | 0 | 0 | -88743.1518 | 0 | 0 | 0 | 0 | 0 | 0 | 0 | 0 | 0 | -260948.1639 | 0 | 0 | 0 | 0 | 0 | 0 | 0
2016-08-16 13:00 | 0 | 0 | 0 | 0 | 0 | 50027.4521 | 296874.6568 | 521078 | 0 | 0 | 0 | 0 | 101498.2219 | 0 | 0 | 0 | 0 | 0 | 0 | 0 | 0 | 0 | 0 | 0 | 0 | 0 | 0 | 0 | 0 | 0 | 0 | -88743.1518 | 0 | 0 | 0 | 0 | 0 | 0 | 0 | 0 | 0 | -85432.7392 | 0 | 0 | 0 | 0 | 0 | 0 | 0
2016-08-16 14:00 | 0 | 0 | 0 | 0 | 0 | 54466.62 | 598532.0534 | 551975 | 0 | 0 | 0 | 0 | 190241.3737 | 0 | 0 | 0 | 0 | 0 | 0 | 0 | 12280.5216 | 0 | 0 | 0 | 0 | 0 | 0 | 0 | 0 | 0 | 0 | 88743.1518 | 0 | 0 | 0 | 0 | 0 | 0 | 0 | 0 | 0 | 12280.5216 | 0 | 0 | 0 | 0 | 0 | 0 | 0
2016-08-16 15:00 | 0 | 0 | 0 | 0 | 0 | 58723.2821 | 741762.3516 | 581844 | 0 | 0 | 0 | 0 | 146245.9576 | 0 | 0 | 0 | 0 | 0 | 0 | 0 | 274917.5713 | 0 | 0 | 0 | 0 | 0 | 0 | 0 | 0 | 0 | 0 | -43995.4161 | 0 | 0 | 0 | 0 | 0 | 0 | 0 | 0 | 0 | 262637.0497 | 0 | 0 | 0 | 0 | 0 | 0 | 0
2016-08-16 16:00 | 0 | 0 | 0 | 0 | 0 | 52050.1283 | 818091.4234 | 607904 | 0 | 0 | 0 | 0 | 234989.1094 | 0 | 0 | 0 | 0 | 0 | 0 | 0 | 448411.9712 | 0 | 0 | 0 | 0 | 0 | 0 | 0 | 0 | 0 | 0 | 88743.1518 | 0 | 0 | 0 | 0 | 0 | 0 | 0 | 0 | 0 | 173494.3999 | 0 | 0 | 0 | 0 | 0 | 0 | 0
2016-08-16 17:00 | 0 | 0 | 0 | 0 | 0 | 51922.7257 | 826834.102 | 629406 | 0 | 0 | 0 | 0 | 205359.0546 | 0 | 0 | 0 | 0 | 0 | 0 | 0 | 727392.8537 | 0 | 0 | 0 | 0 | 0 | 0 | 0 | 0 | 0 | 0 | -29630.0548 | 0 | 0 | 0 | 0 | 0 | 0 | 0 | 0 | 0 | 278980.8824 | 0 | 0 | 0 | 0 | 0 | 0 | 0
2016-08-16 18:00 | 0 | 0 | 0 | 0 | 0 | 55085.8467 | 822192.626 | 645681 | 0 | 0 | 0 | 0 | 294102.2064 | 0 | 0 | 0 | 0 | 0 | 0 | 0 | 870247.1746 | 0 | 0 | 0 | 0 | 0 | 0 | 0 | 0 | 0 | 0 | 88743.1518 | 0 | 0 | 0 | 0 | 0 | 0 | 0 | 0 | 0 | 142854.321 | 0 | 0 | 0 | 0 | 0 | 0 | 0
2016-08-16 19:00 | 0 | 0 | 0 | 0 | 0 | 0 | 810022.8349 | 655792 | 0 | 0 | 0 | 0 | 382845.3582 | 0 | 0 | 0 | 0 | 0 | 0 | 0 | 935734.8577 | 0 | 0 | 0 | 0 | 0 | 0 | 0 | 0 | 0 | 0 | 88743.1518 | 0 | 0 | 0 | 0 | 0 | 0 | 0 | 0 | 0 | 65487.6831 | 0 | 0 | 0 | 0 | 0 | 0 | 0
2016-08-16 20:00 | 0 | 0 | 0 | 0 | 0 | 50312.0553 | 802706.6754 | 662781 | 0 | 0 | 0 | 0 | 294102.2064 | 0 | 0 | 0 | 0 | 0 | 0 | 0 | 1214715.7401 | 0 | 0 | 0 | 0 | 0 | 0 | 0 | 0 | 0 | 0 | -88743.1518 | 0 | 0 | 0 | 0 | 0 | 0 | 0 | 0 | 0 | 278980.8824 | 0 | 0 | 0 | 0 | 0 | 0 | 0
2016-08-16 21:00 | 0 | 0 | 0 | 0 | 0 | 53014.6578 | 785860.5518 | 666103 | 0 | 0 | 0 | 0 | 382845.3582 | 0 | 0 | 0 | 0 | 0 | 0 | 0 | 1298744.7979 | 0 | 0 | 0 | 0 | 0 | 0 | 0 | 0 | 0 | 0 | 88743.1518 | 0 | 0 | 0 | 0 | 0 | 0 | 0 | 0 | 0 | 84029.0578 | 0 | 0 | 0 | 0 | 0 | 0 | 0
2016-08-16 22:00 | 0 | 0 | 0 | 0 | 0 | 0 | 744112.3409 | 660448 | 0 | 0 | 0 | 0 | 382845.3582 | 0 | 0 | 0 | 0 | 0 | 0 | 0 | 1382409.1389 | 0 | 0 | 0 | 0 | 0 | 0 | 0 | 0 | 0 | 0 | 0 | 0 | 0 | 0 | 0 | 0 | 0 | 0 | 0 | 0 | 83664.3409 | 0 | 0 | 0 | 0 | 0 | 0 | 0
2016-08-16 23:00 | 0 | 0 | 0 | 0 | 0 | 81866.0587 | 636146.6248 | 649221 | 0 | 0 | 0 | 0 | 382845.3582 | 0 | 0 | 0 | 0 | 0 | 0 | 0 | 1451200.8223 | 0 | 0 | 0 | 0 | 0 | 0 | 0 | 0 | 0 | 0 | 0 | 0 | 0 | 0 | 0 | 0 | 0 | 0 | 0 | 0 | 68791.6835 | 0 | 0 | 0 | 0 | 0 | 0 | 0
2016-08-17 | 0 | 0 | 0 | 0 | 0 | 145383.1878 | 469389.948 | 639748 | 0 | 0 | 0 | 0 | 294102.2064 | 0 | 0 | 0 | 0 | 0 | 0 | 0 | 1514969.1099 | 0 | 0 | 0 | 0 | 0 | 0 | 0 | 0 | 0 | 0 | -88743.1518 | 0 | 0 | 0 | 0 | 0 | 0 | 0 | 0 | 0 | 63768.2876 | 0 | 0 | 0 | 0 | 0 | 0 | 0
2016-08-17 01:00 | 0 | 0 | 0 | 0 | 0 | 315274.5724 | 158969.7924 | 622478 | 0 | 0 | 0 | 0 | 205359.0546 | 0 | 0 | 0 | 0 | 0 | 0 | 0 | 1455478.6266 | 0 | 0 | 0 | 0 | 0 | 0 | 0 | 0 | 0 | 0 | -88743.1518 | 0 | 0 | 0 | 0 | 0 | 0 | 0 | 0 | 0 | -59490.4834 | 0 | 0 | 0 | 0 | 0 | 0 | 0
2016-08-17 02:00 | 0 | 0 | 0 | 0 | 0 | 443712.342 | 1103.1451 | 589902 | 0 | 0 | 0 | 0 | 294102.2064 | 0 | 0 | 0 | 0 | 0 | 0 | 0 | 1221648.9619 | 0 | 0 | 0 | 0 | 0 | 0 | 0 | 0 | 0 | 0 | 88743.1518 | 0 | 0 | 0 | 0 | 0 | 0 | 0 | 0 | 0 | -233829.6647 | 0 | 0 | 0 | 0 | 0 | 0 | 0
2016-08-17 03:00 | 0 | 0 | 0 | 0 | 0 | 492192.5628 | 0 | 551696 | 0 | 0 | 0 | 0 | 205359.0546 | 0 | 0 | 0 | 0 | 0 | 0 | 0 | 1250888.6765 | 0 | 0 | 0 | 0 | 0 | 0 | 0 | 0 | 0 | 0 | -88743.1518 | 0 | 0 | 0 | 0 | 0 | 0 | 0 | 0 | 0 | 29239.7146 | 0 | 0 | 0 | 0 | 0 | 0 | 0
2016-08-17 04:00 | 0 | 0 | 0 | 0 | 0 | 490030.9972 | 0 | 516398 | 0 | 0 | 0 | 0 | 294102.2064 | 0 | 0 | 0 | 0 | 0 | 0 | 0 | 1135778.5219 | 0 | 0 | 0 | 0 | 0 | 0 | 0 | 0 | 0 | 0 | 88743.1518 | 0 | 0 | 0 | 0 | 0 | 0 | 0 | 0 | 0 | -115110.1546 | 0 | 0 | 0 | 0 | 0 | 0 | 0
2016-08-17 05:00 | 0 | 0 | 0 | 0 | 0 | 467153.5178 | 0 | 486058 | 0 | 0 | 0 | 0 | 382845.3582 | 0 | 0 | 0 | 0 | 0 | 0 | 0 | 1028130.8879 | 0 | 0 | 0 | 0 | 0 | 0 | 0 | 0 | 0 | 0 | 88743.1518 | 0 | 0 | 0 | 0 | 0 | 0 | 0 | 0 | 0 | -107647.634 | 0 | 0 | 0 | 0 | 0 | 0 | 0
2016-08-17 06:00 | 0 | 0 | 0 | 0 | 0 | 431588.401 | 0 | 460748 | 0 | 0 | 0 | 0 | 294102.2064 | 0 | 0 | 0 | 0 | 0 | 0 | 0 | 1087714.4406 | 0 | 0 | 0 | 0 | 0 | 0 | 0 | 0 | 0 | 0 | -88743.1518 | 0 | 0 | 0 | 0 | 0 | 0 | 0 | 0 | 0 | 59583.5527 | 0 | 0 | 0 | 0 | 0 | 0 | 0
2016-08-17 07:00 | 0 | 0 | 0 | 0 | 0 | 74983.9658 | 0 | 442708 | 0 | 0 | 0 | 0 | 205359.0546 | 0 | 0 | 0 | 0 | 0 | 0 | 0 | 808733.5582 | 0 | 0 | 0 | 0 | 0 | 0 | 0 | 0 | 0 | 0 | -88743.1518 | 0 | 0 | 0 | 0 | 0 | 0 | 0 | 0 | 0 | -278980.8824 | 0 | 0 | 0 | 0 | 0 | 0 | 0
2016-08-17 08:00 | 0 | 0 | 0 | 0 | 0 | 361436.0514 | 0 | 435260 | 0 | 0 | 0 | 0 | 195988.9702 | 0 | 0 | 0 | 0 | 0 | 0 | 0 | 744279.6941 | 0 | 0 | 0 | 0 | 0 | 0 | 0 | 0 | 0 | 0 | -9370.0845 | 0 | 0 | 0 | 0 | 0 | 0 | 0 | 0 | 0 | -64453.8641 | 0 | 0 | 0 | 0 | 0 | 0 | 0
2016-08-17 09:00 | 0 | 0 | 0 | 0 | 0 | 331581.587 | 0 | 439205 | 0 | 0 | 0 | 0 | 284732.122 | 0 | 0 | 0 | 0 | 0 | 0 | 0 | 547913.1293 | 0 | 0 | 0 | 0 | 0 | 0 | 0 | 0 | 0 | 0 | 88743.1518 | 0 | 0 | 0 | 0 | 0 | 0 | 0 | 0 | 0 | -196366.5648 | 0 | 0 | 0 | 0 | 0 | 0 | 0
2016-08-17 10:00 | 0 | 0 | 0 | 0 | 0 | 302626.2874 | 0 | 458406 | 0 | 0 | 0 | 0 | 195988.9702 | 0 | 0 | 0 | 0 | 0 | 0 | 0 | 480876.5685 | 0 | 0 | 0 | 0 | 0 | 0 | 0 | 0 | 0 | 0 | -88743.1518 | 0 | 0 | 0 | 0 | 0 | 0 | 0 | 0 | 0 | -67036.5608 | 0 | 0 | 0 | 0 | 0 | 0 | 0
2016-08-17 11:00 | 0 | 0 | 0 | 0 | 0 | 277568.0307 | 0 | 480095 | 0 | 0 | 0 | 0 | 107245.8184 | 0 | 0 | 0 | 0 | 0 | 0 | 0 | 367092.751 | 0 | 0 | 0 | 0 | 0 | 0 | 0 | 0 | 0 | 0 | -88743.1518 | 0 | 0 | 0 | 0 | 0 | 0 | 0 | 0 | 0 | -113783.8175 | 0 | 0 | 0 | 0 | 0 | 0 | 0
2016-08-17 12:00 | 0 | 0 | 0 | 0 | 0 | 187749.9584 | 13168.4926 | 498402 | 0 | 0 | 0 | 0 | 88743.1518 | 0 | 0 | 0 | 0 | 0 | 0 | 0 | 88111.8686 | 0 | 0 | 0 | 0 | 0 | 0 | 0 | 0 | 0 | 0 | -18502.6666 | 0 | 0 | 0 | 0 | 0 | 0 | 0 | 0 | 0 | -278980.8824 | 0 | 0 | 0 | 0 | 0 | 0 | 0
2016-08-17 13:00 | 0 | 0 | 0 | 0 | 0 | 71277.8824 | 273149.0972 | 521282 | 0 | 0 | 0 | 0 | 0 | 0 | 0 | 0 | 0 | 0 | 0 | 0 | 0 | 0 | 0 | 0 | 0 | 0 | 0 | 0 | 0 | 0 | 0 | -88743.1518 | 0 | 0 | 0 | 0 | 0 | 0 | 0 | 0 | 0 | -88111.8686 | 0 | 0 | 0 | 0 | 0 | 0 | 0
2016-08-17 14:00 | 0 | 0 | 0 | 0 | 0 | 0 | 583970.49 | 549024 | 0 | 0 | 0 | 0 | 34946.49 | 0 | 0 | 0 | 0 | 0 | 0 | 0 | 0 | 0 | 0 | 0 | 0 | 0 | 0 | 0 | 0 | 0 | 0 | 34946.49 | 0 | 0 | 0 | 0 | 0 | 0 | 0 | 0 | 0 | 0 | 0 | 0 | 0 | 0 | 0 | 0 | 0
2016-08-17 15:00 | 0 | 0 | 0 | 0 | 0 | 0 | 721953.8622 | 576883 | 0 | 0 | 0 | 0 | 123689.6418 | 0 | 0 | 0 | 0 | 0 | 0 | 0 | 56327.7104 | 0 | 0 | 0 | 0 | 0 | 0 | 0 | 0 | 0 | 0 | 88743.1518 | 0 | 0 | 0 | 0 | 0 | 0 | 0 | 0 | 0 | 56327.7104 | 0 | 0 | 0 | 0 | 0 | 0 | 0
2016-08-17 16:00 | 0 | 0 | 0 | 0 | 0 | 0 | 792930.3635 | 602481 | 0 | 0 | 0 | 0 | 88743.1518 | 0 | 0 | 0 | 0 | 0 | 0 | 0 | 281723.5639 | 0 | 0 | 0 | 0 | 0 | 0 | 0 | 0 | 0 | 0 | -34946.49 | 0 | 0 | 0 | 0 | 0 | 0 | 0 | 0 | 0 | 225395.8535 | 0 | 0 | 0 | 0 | 0 | 0 | 0
2016-08-17 17:00 | 0 | 0 | 0 | 0 | 0 | 0 | 797611.6806 | 624699 | 0 | 0 | 0 | 0 | 177486.3036 | 0 | 0 | 0 | 0 | 0 | 0 | 0 | 365893.0927 | 0 | 0 | 0 | 0 | 0 | 0 | 0 | 0 | 0 | 0 | 88743.1518 | 0 | 0 | 0 | 0 | 0 | 0 | 0 | 0 | 0 | 84169.5288 | 0 | 0 | 0 | 0 | 0 | 0 | 0
2016-08-17 18:00 | 0 | 0 | 0 | 0 | 0 | 0 | 785158.6513 | 642586 | 0 | 0 | 0 | 0 | 266229.4554 | 0 | 0 | 0 | 0 | 0 | 0 | 0 | 419722.5922 | 0 | 0 | 0 | 0 | 0 | 0 | 0 | 0 | 0 | 0 | 88743.1518 | 0 | 0 | 0 | 0 | 0 | 0 | 0 | 0 | 0 | 53829.4995 | 0 | 0 | 0 | 0 | 0 | 0 | 0
2016-08-17 19:00 | 0 | 0 | 0 | 0 | 0 | 0 | 766983.5668 | 655492 | 0 | 0 | 0 | 0 | 177486.3036 | 0 | 0 | 0 | 0 | 0 | 0 | 0 | 619957.3108 | 0 | 0 | 0 | 0 | 0 | 0 | 0 | 0 | 0 | 0 | -88743.1518 | 0 | 0 | 0 | 0 | 0 | 0 | 0 | 0 | 0 | 200234.7186 | 0 | 0 | 0 | 0 | 0 | 0 | 0
2016-08-17 20:00 | 0 | 0 | 0 | 0 | 0 | 84389.0282 | 749216.3285 | 665307 | 0 | 0 | 0 | 0 | 266229.4554 | 0 | 0 | 0 | 0 | 0 | 0 | 0 | 699512.5157 | 0 | 0 | 0 | 0 | 0 | 0 | 0 | 0 | 0 | 0 | 88743.1518 | 0 | 0 | 0 | 0 | 0 | 0 | 0 | 0 | 0 | 79555.2049 | 0 | 0 | 0 | 0 | 0 | 0 | 0
2016-08-17 21:00 | 0 | 0 | 0 | 0 | 0 | 0 | 721666.0688 | 668430 | 0 | 0 | 0 | 0 | 177486.3036 | 0 | 0 | 0 | 0 | 0 | 0 | 0 | 841491.7363 | 0 | 0 | 0 | 0 | 0 | 0 | 0 | 0 | 0 | 0 | -88743.1518 | 0 | 0 | 0 | 0 | 0 | 0 | 0 | 0 | 0 | 141979.2206 | 0 | 0 | 0 | 0 | 0 | 0 | 0
2016-08-17 22:00 | 0 | 0 | 0 | 0 | 0 | 0 | 673524.4814 | 661194 | 0 | 0 | 0 | 0 | 88743.1518 | 0 | 0 | 0 | 0 | 0 | 0 | 0 | 942565.3695 | 0 | 0 | 0 | 0 | 0 | 0 | 0 | 0 | 0 | 0 | -88743.1518 | 0 | 0 | 0 | 0 | 0 | 0 | 0 | 0 | 0 | 101073.6332 | 0 | 0 | 0 | 0 | 0 | 0 | 0
2016-08-17 23:00 | 0 | 0 | 0 | 0 | 0 | 159184.7239 | 577704.231 | 646276 | 0 | 0 | 0 | 0 | 0 | 0 | 0 | 0 | 0 | 0 | 0 | 0 | 1121921.4762 | 0 | 0 | 0 | 0 | 0 | 0 | 0 | 0 | 0 | 0 | -88743.1518 | 0 | 0 | 0 | 0 | 0 | 0 | 0 | 0 | 0 | 179356.1067 | 0 | 0 | 0 | 0 | 0 | 0 | 0
2016-08-18 | 0 | 0 | 0 | 0 | 0 | 272486.1052 | 411849.7894 | 634017 | 0 | 0 | 0 | 0 | 0 | 0 | 0 | 0 | 0 | 0 | 0 | 0 | 1172240.3708 | 0 | 0 | 0 | 0 | 0 | 0 | 0 | 0 | 0 | 0 | 0 | 0 | 0 | 0 | 0 | 0 | 0 | 0 | 0 | 0 | 50318.8946 | 0 | 0 | 0 | 0 | 0 | 0 | 0
2016-08-18 01:00 | 0 | 0 | 0 | 0 | 0 | 481459.7347 | 143905.2149 | 614945 | 0 | 0 | 0 | 0 | 0 | 0 | 0 | 0 | 0 | 0 | 0 | 0 | 1182660.3204 | 0 | 0 | 0 | 0 | 0 | 0 | 0 | 0 | 0 | 0 | 0 | 0 | 0 | 0 | 0 | 0 | 0 | 0 | 0 | 0 | 10419.9495 | 0 | 0 | 0 | 0 | 0 | 0 | 0
2016-08-18 02:00 | 0 | 0 | 0 | 0 | 0 | 574458.4726 | 915.7591 | 582294 | 0 | 0 | 0 | 0 | 88743.1518 | 0 | 0 | 0 | 0 | 0 | 0 | 0 | 1086997.4003 | 0 | 0 | 0 | 0 | 0 | 0 | 0 | 0 | 0 | 0 | 88743.1518 | 0 | 0 | 0 | 0 | 0 | 0 | 0 | 0 | 0 | -95662.9201 | 0 | 0 | 0 | 0 | 0 | 0 | 0
2016-08-18 03:00 | 0 | 0 | 0 | 0 | 0 | 580701.8428 | 0 | 543538 | 0 | 0 | 0 | 0 | 0 | 0 | 0 | 0 | 0 | 0 | 0 | 0 | 1212904.3949 | 0 | 0 | 0 | 0 | 0 | 0 | 0 | 0 | 0 | 0 | -88743.1518 | 0 | 0 | 0 | 0 | 0 | 0 | 0 | 0 | 0 | 125906.9946 | 0 | 0 | 0 | 0 | 0 | 0 | 0
2016-08-18 04:00 | 0 | 0 | 0 | 0 | 0 | 550466.5589 | 0 | 507707 | 0 | 0 | 0 | 0 | 88743.1518 | 0 | 0 | 0 | 0 | 0 | 0 | 0 | 1166920.8019 | 0 | 0 | 0 | 0 | 0 | 0 | 0 | 0 | 0 | 0 | 88743.1518 | 0 | 0 | 0 | 0 | 0 | 0 | 0 | 0 | 0 | -45983.5929 | 0 | 0 | 0 | 0 | 0 | 0 | 0
2016-08-18 05:00 | 0 | 0 | 0 | 0 | 0 | 108962.9658 | 0 | 476687 | 0 | 0 | 0 | 0 | 0 | 0 | 0 | 0 | 0 | 0 | 0 | 0 | 887939.9195 | 0 | 0 | 0 | 0 | 0 | 0 | 0 | 0 | 0 | 0 | -88743.1518 | 0 | 0 | 0 | 0 | 0 | 0 | 0 | 0 | 0 | -278980.8824 | 0 | 0 | 0 | 0 | 0 | 0 | 0
2016-08-18 06:00 | 0 | 0 | 0 | 0 | 0 | 456449.2525 | 0 | 452939 | 0 | 0 | 0 | 0 | 88743.1518 | 0 | 0 | 0 | 0 | 0 | 0 | 0 | 802707.0202 | 0 | 0 | 0 | 0 | 0 | 0 | 0 | 0 | 0 | 0 | 88743.1518 | 0 | 0 | 0 | 0 | 0 | 0 | 0 | 0 | 0 | -85232.8993 | 0 | 0 | 0 | 0 | 0 | 0 | 0
2016-08-18 07:00 | 0 | 0 | 0 | 0 | 0 | 413685.031 | 0 | 435719 | 0 | 0 | 0 | 0 | 177486.3036 | 0 | 0 | 0 | 0 | 0 | 0 | 0 | 691929.8994 | 0 | 0 | 0 | 0 | 0 | 0 | 0 | 0 | 0 | 0 | 88743.1518 | 0 | 0 | 0 | 0 | 0 | 0 | 0 | 0 | 0 | -110777.1208 | 0 | 0 | 0 | 0 | 0 | 0 | 0
2016-08-18 08:00 | 0 | 0 | 0 | 0 | 0 | 382278.3982 | 0 | 427768 | 0 | 0 | 0 | 0 | 88743.1518 | 0 | 0 | 0 | 0 | 0 | 0 | 0 | 735183.4494 | 0 | 0 | 0 | 0 | 0 | 0 | 0 | 0 | 0 | 0 | -88743.1518 | 0 | 0 | 0 | 0 | 0 | 0 | 0 | 0 | 0 | 43253.55 | 0 | 0 | 0 | 0 | 0 | 0 | 0
2016-08-18 09:00 | 0 | 0 | 0 | 0 | 0 | 351893.627 | 0 | 433040 | 0 | 0 | 0 | 0 | 177486.3036 | 0 | 0 | 0 | 0 | 0 | 0 | 0 | 565293.9246 | 0 | 0 | 0 | 0 | 0 | 0 | 0 | 0 | 0 | 0 | 88743.1518 | 0 | 0 | 0 | 0 | 0 | 0 | 0 | 0 | 0 | -169889.5248 | 0 | 0 | 0 | 0 | 0 | 0 | 0
2016-08-18 10:00 | 0 | 0 | 0 | 0 | 0 | 326052.8079 | 0 | 452116 | 0 | 0 | 0 | 0 | 96998.7776 | 0 | 0 | 0 | 0 | 0 | 0 | 0 | 519718.2585 | 0 | 0 | 0 | 0 | 0 | 0 | 0 | 0 | 0 | 0 | -80487.526 | 0 | 0 | 0 | 0 | 0 | 0 | 0 | 0 | 0 | -45575.6662 | 0 | 0 | 0 | 0 | 0 | 0 | 0
2016-08-18 11:00 | 0 | 0 | 0 | 0 | 0 | 306464.6538 | 0 | 472052 | 0 | 0 | 0 | 0 | 185741.9294 | 0 | 0 | 0 | 0 | 0 | 0 | 0 | 265387.7604 | 0 | 0 | 0 | 0 | 0 | 0 | 0 | 0 | 0 | 0 | 88743.1518 | 0 | 0 | 0 | 0 | 0 | 0 | 0 | 0 | 0 | -254330.498 | 0 | 0 | 0 | 0 | 0 | 0 | 0
2016-08-18 12:00 | 0 | 0 | 0 | 0 | 0 | 207099.4932 | 11801.978 | 491223 | 0 | 0 | 0 | 0 | 96998.7776 | 0 | 0 | 0 | 0 | 0 | 0 | 0 | 81809.3834 | 0 | 0 | 0 | 0 | 0 | 0 | 0 | 0 | 0 | 0 | -88743.1518 | 0 | 0 | 0 | 0 | 0 | 0 | 0 | 0 | 0 | -183578.377 | 0 | 0 | 0 | 0 | 0 | 0 | 0
2016-08-18 13:00 | 0 | 0 | 0 | 0 | 0 | 123390.953 | 220819.5118 | 514763 | 0 | 0 | 0 | 0 | 8255.6258 | 0 | 0 | 0 | 0 | 0 | 0 | 0 | 0 | 0 | 0 | 0 | 0 | 0 | 0 | 0 | 0 | 0 | 0 | -88743.1518 | 0 | 0 | 0 | 0 | 0 | 0 | 0 | 0 | 0 | -81809.3834 | 0 | 0 | 0 | 0 | 0 | 0 | 0
2016-08-18 14:00 | 0 | 0 | 0 | 0 | 0 | 0 | 535152.3742 | 543408 | 0 | 0 | 0 | 0 | 0 | 0 | 0 | 0 | 0 | 0 | 0 | 0 | 0 | 0 | 0 | 0 | 0 | 0 | 0 | 0 | 0 | 0 | 0 | -8255.6258 | 0 | 0 | 0 | 0 | 0 | 0 | 0 | 0 | 0 | 0 | 0 | 0 | 0 | 0 | 0 | 0 | 0
2016-08-18 15:00 | 0 | 0 | 0 | 0 | 0 | 0 | 685940.94 | 573296 | 0 | 0 | 0 | 0 | 88743.1518 | 0 | 0 | 0 | 0 | 0 | 0 | 0 | 23901.7882 | 0 | 0 | 0 | 0 | 0 | 0 | 0 | 0 | 0 | 0 | 88743.1518 | 0 | 0 | 0 | 0 | 0 | 0 | 0 | 0 | 0 | 23901.7882 | 0 | 0 | 0 | 0 | 0 | 0 | 0
2016-08-18 16:00 | 0 | 0 | 0 | 0 | 0 | 213083.1774 | 751627.6279 | 600194 | 0 | 0 | 0 | 0 | 174279.0747 | 0 | 0 | 0 | 0 | 0 | 0 | 0 | 302882.6706 | 0 | 0 | 0 | 0 | 0 | 0 | 0 | 0 | 0 | 0 | 85535.9229 | 0 | 0 | 0 | 0 | 0 | 0 | 0 | 0 | 0 | 278980.8824 | 0 | 0 | 0 | 0 | 0 | 0 | 0
2016-08-18 17:00 | 0 | 0 | 0 | 0 | 0 | 232958.2804 | 752997.37 | 623965 | 0 | 0 | 0 | 0 | 257288.8426 | 0 | 0 | 0 | 0 | 0 | 0 | 0 | 581863.5531 | 0 | 0 | 0 | 0 | 0 | 0 | 0 | 0 | 0 | 0 | 83009.768 | 0 | 0 | 0 | 0 | 0 | 0 | 0 | 0 | 0 | 278980.8824 | 0 | 0 | 0 | 0 | 0 | 0 | 0
2016-08-18 18:00 | 0 | 0 | 0 | 0 | 0 | 202473.8015 | 738746.1533 | 642152 | 0 | 0 | 0 | 0 | 277375.915 | 0 | 0 | 0 | 0 | 0 | 0 | 0 | 860844.4355 | 0 | 0 | 0 | 0 | 0 | 0 | 0 | 0 | 0 | 0 | 20087.0723 | 0 | 0 | 0 | 0 | 0 | 0 | 0 | 0 | 0 | 278980.8824 | 0 | 0 | 0 | 0 | 0 | 0 | 0
2016-08-18 19:00 | 0 | 0 | 0 | 0 | 0 | 126509.6702 | 717883.0605 | 654155 | 0 | 0 | 0 | 0 | 188632.7632 | 0 | 0 | 0 | 0 | 0 | 0 | 0 | 1139825.3179 | 0 | 0 | 0 | 0 | 0 | 0 | 0 | 0 | 0 | 0 | -88743.1518 | 0 | 0 | 0 | 0 | 0 | 0 | 0 | 0 | 0 | 278980.8824 | 0 | 0 | 0 | 0 | 0 | 0 | 0
2016-08-18 20:00 | 0 | 0 | 0 | 0 | 0 | 256614.8129 | 697124.6052 | 661159 | 0 | 0 | 0 | 0 | 277375.915 | 0 | 0 | 0 | 0 | 0 | 0 | 0 | 1343662.5843 | 0 | 0 | 0 | 0 | 0 | 0 | 0 | 0 | 0 | 0 | 88743.1518 | 0 | 0 | 0 | 0 | 0 | 0 | 0 | 0 | 0 | 203837.2664 | 0 | 0 | 0 | 0 | 0 | 0 | 0
2016-08-18 21:00 | 0 | 0 | 0 | 0 | 0 | 262686.9918 | 669078.3564 | 661487 | 0 | 0 | 0 | 0 | 366119.0668 | 0 | 0 | 0 | 0 | 0 | 0 | 0 | 1525197.7807 | 0 | 0 | 0 | 0 | 0 | 0 | 0 | 0 | 0 | 0 | 88743.1518 | 0 | 0 | 0 | 0 | 0 | 0 | 0 | 0 | 0 | 181535.1964 | 0 | 0 | 0 | 0 | 0 | 0 | 0
2016-08-18 22:00 | 0 | 0 | 0 | 0 | 0 | 276080.6856 | 624798.7618 | 652540 | 0 | 0 | 0 | 0 | 335477.6318 | 0 | 0 | 0 | 0 | 0 | 0 | 0 | 1804178.6632 | 0 | 0 | 0 | 0 | 0 | 0 | 0 | 0 | 0 | 0 | -30641.435 | 0 | 0 | 0 | 0 | 0 | 0 | 0 | 0 | 0 | 278980.8824 | 0 | 0 | 0 | 0 | 0 | 0 | 0
2016-08-18 23:00 | 0 | 0 | 0 | 0 | 0 | 302012.5945 | 537783.8151 | 637120 | 0 | 0 | 0 | 0 | 354972.6072 | 0 | 0 | 0 | 0 | 0 | 0 | 0 | 1987360.0974 | 0 | 0 | 0 | 0 | 0 | 0 | 0 | 0 | 0 | 0 | 19494.9754 | 0 | 0 | 0 | 0 | 0 | 0 | 0 | 0 | 0 | 183181.4342 | 0 | 0 | 0 | 0 | 0 | 0 | 0
2016-08-19 | 0 | 0 | 0 | 0 | 0 | 364743.6218 | 385268.8288 | 625313 | 0 | 0 | 0 | 0 | 266229.4554 | 0 | 0 | 0 | 0 | 0 | 0 | 0 | 2200802.6998 | 0 | 0 | 0 | 0 | 0 | 0 | 0 | 0 | 0 | 0 | -88743.1518 | 0 | 0 | 0 | 0 | 0 | 0 | 0 | 0 | 0 | 213442.6024 | 0 | 0 | 0 | 0 | 0 | 0 | 0
2016-08-19 01:00 | 0 | 0 | 0 | 0 | 0 | 467879.5201 | 131503.7807 | 608471 | 0 | 0 | 0 | 0 | 177486.3036 | 0 | 0 | 0 | 0 | 0 | 0 | 0 | 2280458.1525 | 0 | 0 | 0 | 0 | 0 | 0 | 0 | 0 | 0 | 0 | -88743.1518 | 0 | 0 | 0 | 0 | 0 | 0 | 0 | 0 | 0 | 79655.4527 | 0 | 0 | 0 | 0 | 0 | 0 | 0
2016-08-19 02:00 | 0 | 0 | 0 | 0 | 0 | 469218.6042 | 862.92 | 577238 | 0 | 0 | 0 | 0 | 88743.1518 | 0 | 0 | 0 | 0 | 0 | 0 | 0 | 2262044.8285 | 0 | 0 | 0 | 0 | 0 | 0 | 0 | 0 | 0 | 0 | -88743.1518 | 0 | 0 | 0 | 0 | 0 | 0 | 0 | 0 | 0 | -18413.3239 | 0 | 0 | 0 | 0 | 0 | 0 | 0
2016-08-19 03:00 | 0 | 0 | 0 | 0 | 0 | 440270.6207 | 0 | 539195 | 0 | 0 | 0 | 0 | 177486.3036 | 0 | 0 | 0 | 0 | 0 | 0 | 0 | 2074377.2974 | 0 | 0 | 0 | 0 | 0 | 0 | 0 | 0 | 0 | 0 | 88743.1518 | 0 | 0 | 0 | 0 | 0 | 0 | 0 | 0 | 0 | -187667.5311 | 0 | 0 | 0 | 0 | 0 | 0 | 0
2016-08-19 04:00 | 0 | 0 | 0 | 0 | 0 | 136355.9658 | 0 | 504080 | 0 | 0 | 0 | 0 | 88743.1518 | 0 | 0 | 0 | 0 | 0 | 0 | 0 | 1795396.4149 | 0 | 0 | 0 | 0 | 0 | 0 | 0 | 0 | 0 | 0 | -88743.1518 | 0 | 0 | 0 | 0 | 0 | 0 | 0 | 0 | 0 | -278980.8824 | 0 | 0 | 0 | 0 | 0 | 0 | 0
2016-08-19 05:00 | 0 | 0 | 0 | 0 | 0 | 371952.7392 | 0 | 473150 | 0 | 0 | 0 | 0 | 0 | 0 | 0 | 0 | 0 | 0 | 0 | 0 | 1782942.3059 | 0 | 0 | 0 | 0 | 0 | 0 | 0 | 0 | 0 | 0 | -88743.1518 | 0 | 0 | 0 | 0 | 0 | 0 | 0 | 0 | 0 | -12454.109 | 0 | 0 | 0 | 0 | 0 | 0 | 0
2016-08-19 06:00 | 0 | 0 | 0 | 0 | 0 | 338467.1249 | 0 | 449103 | 0 | 0 | 0 | 0 | 88743.1518 | 0 | 0 | 0 | 0 | 0 | 0 | 0 | 1583563.279 | 0 | 0 | 0 | 0 | 0 | 0 | 0 | 0 | 0 | 0 | 88743.1518 | 0 | 0 | 0 | 0 | 0 | 0 | 0 | 0 | 0 | -199379.0269 | 0 | 0 | 0 | 0 | 0 | 0 | 0
2016-08-19 07:00 | 0 | 0 | 0 | 0 | 0 | 309086.9477 | 0 | 431993 | 0 | 0 | 0 | 0 | 177486.3036 | 0 | 0 | 0 | 0 | 0 | 0 | 0 | 1371914.0749 | 0 | 0 | 0 | 0 | 0 | 0 | 0 | 0 | 0 | 0 | 88743.1518 | 0 | 0 | 0 | 0 | 0 | 0 | 0 | 0 | 0 | -211649.2041 | 0 | 0 | 0 | 0 | 0 | 0 | 0
2016-08-19 08:00 | 0 | 0 | 0 | 0 | 0 | 56554.9658 | 0 | 424279 | 0 | 0 | 0 | 0 | 88743.1518 | 0 | 0 | 0 | 0 | 0 | 0 | 0 | 1092933.1925 | 0 | 0 | 0 | 0 | 0 | 0 | 0 | 0 | 0 | 0 | -88743.1518 | 0 | 0 | 0 | 0 | 0 | 0 | 0 | 0 | 0 | -278980.8824 | 0 | 0 | 0 | 0 | 0 | 0 | 0
2016-08-19 09:00 | 0 | 0 | 0 | 0 | 0 | 260407.8214 | 0 | 428643 | 0 | 0 | 0 | 0 | 177486.3036 | 0 | 0 | 0 | 0 | 0 | 0 | 0 | 835954.862 | 0 | 0 | 0 | 0 | 0 | 0 | 0 | 0 | 0 | 0 | 88743.1518 | 0 | 0 | 0 | 0 | 0 | 0 | 0 | 0 | 0 | -256978.3304 | 0 | 0 | 0 | 0 | 0 | 0 | 0
2016-08-19 10:00 | 0 | 0 | 0 | 0 | 0 | 243454.288 | 0 | 445811 | 0 | 0 | 0 | 0 | 254110.474 | 0 | 0 | 0 | 0 | 0 | 0 | 0 | 556973.9796 | 0 | 0 | 0 | 0 | 0 | 0 | 0 | 0 | 0 | 0 | 76624.1704 | 0 | 0 | 0 | 0 | 0 | 0 | 0 | 0 | 0 | -278980.8824 | 0 | 0 | 0 | 0 | 0 | 0 | 0
2016-08-19 11:00 | 0 | 0 | 0 | 0 | 0 | 232438.7022 | 0 | 465515 | 0 | 0 | 0 | 0 | 300015.0586 | 0 | 0 | 0 | 0 | 0 | 0 | 0 | 277993.0972 | 0 | 0 | 0 | 0 | 0 | 0 | 0 | 0 | 0 | 0 | 45904.5846 | 0 | 0 | 0 | 0 | 0 | 0 | 0 | 0 | 0 | -278980.8824 | 0 | 0 | 0 | 0 | 0 | 0 | 0
2016-08-19 12:00 | 0 | 0 | 0 | 0 | 0 | 166439.2621 | 5831.4154 | 485714 | 0 | 0 | 0 | 0 | 211271.9068 | 0 | 0 | 0 | 0 | 0 | 0 | 0 | 53292.9265 | 0 | 0 | 0 | 0 | 0 | 0 | 0 | 0 | 0 | 0 | -88743.1518 | 0 | 0 | 0 | 0 | 0 | 0 | 0 | 0 | 0 | -224700.1707 | 0 | 0 | 0 | 0 | 0 | 0 | 0
2016-08-19 13:00 | 0 | 0 | 0 | 0 | 0 | 142838.6746 | 225041.2471 | 509916 | 0 | 0 | 0 | 0 | 122528.755 | 0 | 0 | 0 | 0 | 0 | 0 | 0 | 0 | 0 | 0 | 0 | 0 | 0 | 0 | 0 | 0 | 0 | 0 | -88743.1518 | 0 | 0 | 0 | 0 | 0 | 0 | 0 | 0 | 0 | -53292.9265 | 0 | 0 | 0 | 0 | 0 | 0 | 0
2016-08-19 14:00 | 0 | 0 | 0 | 0 | 0 | 165275.9402 | 538164.8818 | 539855 | 0 | 0 | 0 | 0 | 33785.6032 | 0 | 0 | 0 | 0 | 0 | 0 | 0 | 252328.9739 | 0 | 0 | 0 | 0 | 0 | 0 | 0 | 0 | 0 | 0 | -88743.1518 | 0 | 0 | 0 | 0 | 0 | 0 | 0 | 0 | 0 | 252328.9739 | 0 | 0 | 0 | 0 | 0 | 0 | 0
2016-08-19 15:00 | 0 | 0 | 0 | 0 | 0 | 0 | 684571.2031 | 568155 | 0 | 0 | 0 | 0 | 122528.755 | 0 | 0 | 0 | 0 | 0 | 0 | 0 | 280002.0252 | 0 | 0 | 0 | 0 | 0 | 0 | 0 | 0 | 0 | 0 | 88743.1518 | 0 | 0 | 0 | 0 | 0 | 0 | 0 | 0 | 0 | 27673.0513 | 0 | 0 | 0 | 0 | 0 | 0 | 0
2016-08-19 16:00 | 0 | 0 | 0 | 0 | 0 | 0 | 749064.7462 | 593314 | 0 | 0 | 0 | 0 | 211271.9068 | 0 | 0 | 0 | 0 | 0 | 0 | 0 | 347009.6196 | 0 | 0 | 0 | 0 | 0 | 0 | 0 | 0 | 0 | 0 | 88743.1518 | 0 | 0 | 0 | 0 | 0 | 0 | 0 | 0 | 0 | 67007.5944 | 0 | 0 | 0 | 0 | 0 | 0 | 0
2016-08-19 17:00 | 0 | 0 | 0 | 0 | 0 | 0 | 761289.6576 | 615385 | 0 | 0 | 0 | 0 | 145175.3672 | 0 | 0 | 0 | 0 | 0 | 0 | 0 | 559010.8169 | 0 | 0 | 0 | 0 | 0 | 0 | 0 | 0 | 0 | 0 | -66096.5396 | 0 | 0 | 0 | 0 | 0 | 0 | 0 | 0 | 0 | 212001.1973 | 0 | 0 | 0 | 0 | 0 | 0 | 0
2016-08-19 18:00 | 0 | 0 | 0 | 0 | 0 | 130995.8233 | 751680.5948 | 632255 | 0 | 0 | 0 | 0 | 116615.9029 | 0 | 0 | 0 | 0 | 0 | 0 | 0 | 837991.6993 | 0 | 0 | 0 | 0 | 0 | 0 | 0 | 0 | 0 | 0 | -28559.4643 | 0 | 0 | 0 | 0 | 0 | 0 | 0 | 0 | 0 | 278980.8824 | 0 | 0 | 0 | 0 | 0 | 0 | 0
2016-08-19 19:00 | 0 | 0 | 0 | 0 | 0 | 0 | 733401.0719 | 642342 | 0 | 0 | 0 | 0 | 205359.0546 | 0 | 0 | 0 | 0 | 0 | 0 | 0 | 840307.6194 | 0 | 0 | 0 | 0 | 0 | 0 | 0 | 0 | 0 | 0 | 88743.1518 | 0 | 0 | 0 | 0 | 0 | 0 | 0 | 0 | 0 | 2315.9201 | 0 | 0 | 0 | 0 | 0 | 0 | 0
2016-08-19 20:00 | 0 | 0 | 0 | 0 | 0 | 0 | 719322.855 | 647445 | 0 | 0 | 0 | 0 | 294102.2064 | 0 | 0 | 0 | 0 | 0 | 0 | 0 | 823442.3227 | 0 | 0 | 0 | 0 | 0 | 0 | 0 | 0 | 0 | 0 | 88743.1518 | 0 | 0 | 0 | 0 | 0 | 0 | 0 | 0 | 0 | -16865.2968 | 0 | 0 | 0 | 0 | 0 | 0 | 0
2016-08-19 21:00 | 0 | 0 | 0 | 0 | 0 | 0 | 691290.7085 | 645344 | 0 | 0 | 0 | 0 | 205359.0546 | 0 | 0 | 0 | 0 | 0 | 0 | 0 | 958132.1829 | 0 | 0 | 0 | 0 | 0 | 0 | 0 | 0 | 0 | 0 | -88743.1518 | 0 | 0 | 0 | 0 | 0 | 0 | 0 | 0 | 0 | 134689.8603 | 0 | 0 | 0 | 0 | 0 | 0 | 0
2016-08-19 22:00 | 0 | 0 | 0 | 0 | 0 | 0 | 643620.8634 | 633038 | 0 | 0 | 0 | 0 | 116615.9029 | 0 | 0 | 0 | 0 | 0 | 0 | 0 | 1057458.1981 | 0 | 0 | 0 | 0 | 0 | 0 | 0 | 0 | 0 | 0 | -88743.1518 | 0 | 0 | 0 | 0 | 0 | 0 | 0 | 0 | 0 | 99326.0152 | 0 | 0 | 0 | 0 | 0 | 0 | 0
2016-08-19 23:00 | 0 | 0 | 0 | 0 | 0 | 263517.0412 | 551657.8674 | 613220 | 0 | 0 | 0 | 0 | 205359.0546 | 0 | 0 | 0 | 0 | 0 | 0 | 0 | 1170669.9549 | 0 | 0 | 0 | 0 | 0 | 0 | 0 | 0 | 0 | 0 | 88743.1518 | 0 | 0 | 0 | 0 | 0 | 0 | 0 | 0 | 0 | 113211.7568 | 0 | 0 | 0 | 0 | 0 | 0 | 0
2016-08-20 | 0 | 0 | 0 | 0 | 0 | 304804.8389 | 398270.0734 | 598060 | 0 | 0 | 0 | 0 | 294102.2064 | 0 | 0 | 0 | 0 | 0 | 0 | 0 | 1186941.7154 | 0 | 0 | 0 | 0 | 0 | 0 | 0 | 0 | 0 | 0 | 88743.1518 | 0 | 0 | 0 | 0 | 0 | 0 | 0 | 0 | 0 | 16271.7604 | 0 | 0 | 0 | 0 | 0 | 0 | 0
2016-08-20 01:00 | 0 | 0 | 0 | 0 | 0 | 363214.8495 | 127124.6484 | 580612 | 0 | 0 | 0 | 0 | 205359.0546 | 0 | 0 | 0 | 0 | 0 | 0 | 0 | 1185412.3651 | 0 | 0 | 0 | 0 | 0 | 0 | 0 | 0 | 0 | 0 | -88743.1518 | 0 | 0 | 0 | 0 | 0 | 0 | 0 | 0 | 0 | -1529.3502 | 0 | 0 | 0 | 0 | 0 | 0 | 0
2016-08-20 02:00 | 0 | 0 | 0 | 0 | 0 | 385313.9675 | 601.1925 | 551582 | 0 | 0 | 0 | 0 | 294102.2064 | 0 | 0 | 0 | 0 | 0 | 0 | 0 | 931002.3734 | 0 | 0 | 0 | 0 | 0 | 0 | 0 | 0 | 0 | 0 | 88743.1518 | 0 | 0 | 0 | 0 | 0 | 0 | 0 | 0 | 0 | -254409.9918 | 0 | 0 | 0 | 0 | 0 | 0 | 0
2016-08-20 03:00 | 0 | 0 | 0 | 0 | 0 | 375941.9711 | 0 | 517337 | 0 | 0 | 0 | 0 | 205359.0546 | 0 | 0 | 0 | 0 | 0 | 0 | 0 | 878350.4962 | 0 | 0 | 0 | 0 | 0 | 0 | 0 | 0 | 0 | 0 | -88743.1518 | 0 | 0 | 0 | 0 | 0 | 0 | 0 | 0 | 0 | -52651.8771 | 0 | 0 | 0 | 0 | 0 | 0 | 0
2016-08-20 04:00 | 0 | 0 | 0 | 0 | 0 | 358673.3792 | 0 | 484281 | 0 | 0 | 0 | 0 | 116615.9029 | 0 | 0 | 0 | 0 | 0 | 0 | 0 | 841486.0272 | 0 | 0 | 0 | 0 | 0 | 0 | 0 | 0 | 0 | 0 | -88743.1518 | 0 | 0 | 0 | 0 | 0 | 0 | 0 | 0 | 0 | -36864.469 | 0 | 0 | 0 | 0 | 0 | 0 | 0
2016-08-20 05:00 | 0 | 0 | 0 | 0 | 0 | 354233.0693 | 0 | 457219 | 0 | 0 | 0 | 0 | 205359.0546 | 0 | 0 | 0 | 0 | 0 | 0 | 0 | 649756.9448 | 0 | 0 | 0 | 0 | 0 | 0 | 0 | 0 | 0 | 0 | 88743.1518 | 0 | 0 | 0 | 0 | 0 | 0 | 0 | 0 | 0 | -191729.0825 | 0 | 0 | 0 | 0 | 0 | 0 | 0
2016-08-20 06:00 | 0 | 0 | 0 | 0 | 0 | 358547.6408 | 0 | 434967 | 0 | 0 | 0 | 0 | 294102.2064 | 0 | 0 | 0 | 0 | 0 | 0 | 0 | 484594.4337 | 0 | 0 | 0 | 0 | 0 | 0 | 0 | 0 | 0 | 0 | 88743.1518 | 0 | 0 | 0 | 0 | 0 | 0 | 0 | 0 | 0 | -165162.511 | 0 | 0 | 0 | 0 | 0 | 0 | 0
2016-08-20 07:00 | 0 | 0 | 0 | 0 | 0 | 227997.2694 | 0 | 418235 | 0 | 0 | 0 | 0 | 382845.3582 | 0 | 0 | 0 | 0 | 0 | 0 | 0 | 205613.5513 | 0 | 0 | 0 | 0 | 0 | 0 | 0 | 0 | 0 | 0 | 88743.1518 | 0 | 0 | 0 | 0 | 0 | 0 | 0 | 0 | 0 | -278980.8824 | 0 | 0 | 0 | 0 | 0 | 0 | 0
2016-08-20 08:00 | 0 | 0 | 0 | 0 | 0 | 392542.1794 | 0 | 407918 | 0 | 0 | 0 | 0 | 294102.2064 | 0 | 0 | 0 | 0 | 0 | 0 | 0 | 278980.8824 | 0 | 0 | 0 | 0 | 0 | 0 | 0 | 0 | 0 | 0 | -88743.1518 | 0 | 0 | 0 | 0 | 0 | 0 | 0 | 0 | 0 | 73367.3312 | 0 | 0 | 0 | 0 | 0 | 0 | 0
2016-08-20 09:00 | 0 | 0 | 0 | 0 | 0 | 36297.9658 | 0 | 404022 | 0 | 0 | 0 | 0 | 205359.0546 | 0 | 0 | 0 | 0 | 0 | 0 | 0 | 0 | 0 | 0 | 0 | 0 | 0 | 0 | 0 | 0 | 0 | 0 | -88743.1518 | 0 | 0 | 0 | 0 | 0 | 0 | 0 | 0 | 0 | -278980.8824 | 0 | 0 | 0 | 0 | 0 | 0 | 0
2016-08-20 10:00 | 0 | 0 | 0 | 0 | 0 | 409113.5119 | 0 | 406349 | 0 | 0 | 0 | 0 | 116615.9029 | 0 | 0 | 0 | 0 | 0 | 0 | 0 | 91507.6637 | 0 | 0 | 0 | 0 | 0 | 0 | 0 | 0 | 0 | 0 | -88743.1518 | 0 | 0 | 0 | 0 | 0 | 0 | 0 | 0 | 0 | 91507.6637 | 0 | 0 | 0 | 0 | 0 | 0 | 0
2016-08-20 11:00 | 0 | 0 | 0 | 0 | 0 | 403888.8942 | 0 | 414084 | 0 | 0 | 0 | 0 | 197928.4608 | 0 | 0 | 0 | 0 | 0 | 0 | 0 | 0 | 0 | 0 | 0 | 0 | 0 | 0 | 0 | 0 | 0 | 0 | 81312.5579 | 0 | 0 | 0 | 0 | 0 | 0 | 0 | 0 | 0 | -91507.6637 | 0 | 0 | 0 | 0 | 0 | 0 | 0
2016-08-20 12:00 | 0 | 0 | 0 | 0 | 0 | 356561.6291 | 5054.3739 | 434124 | 0 | 0 | 0 | 0 | 125420.4638 | 0 | 0 | 0 | 0 | 0 | 0 | 0 | 0 | 0 | 0 | 0 | 0 | 0 | 0 | 0 | 0 | 0 | 0 | -72507.997 | 0 | 0 | 0 | 0 | 0 | 0 | 0 | 0 | 0 | 0 | 0 | 0 | 0 | 0 | 0 | 0 | 0
2016-08-20 13:00 | 0 | 0 | 0 | 0 | 0 | 366634.5831 | 230978.94 | 461548 | 0 | 0 | 0 | 0 | 214163.6156 | 0 | 0 | 0 | 0 | 0 | 0 | 0 | 47322.3712 | 0 | 0 | 0 | 0 | 0 | 0 | 0 | 0 | 0 | 0 | 88743.1518 | 0 | 0 | 0 | 0 | 0 | 0 | 0 | 0 | 0 | 47322.3712 | 0 | 0 | 0 | 0 | 0 | 0 | 0
2016-08-20 14:00 | 0 | 0 | 0 | 0 | 0 | 0 | 537070.2465 | 491914 | 0 | 0 | 0 | 0 | 302906.7674 | 0 | 0 | 0 | 0 | 0 | 0 | 0 | 3735.466 | 0 | 0 | 0 | 0 | 0 | 0 | 0 | 0 | 0 | 0 | 88743.1518 | 0 | 0 | 0 | 0 | 0 | 0 | 0 | 0 | 0 | -43586.9053 | 0 | 0 | 0 | 0 | 0 | 0 | 0
2016-08-20 15:00 | 0 | 0 | 0 | 0 | 0 | 0 | 715562.9345 | 520936 | 0 | 0 | 0 | 0 | 218552.8194 | 0 | 0 | 0 | 0 | 0 | 0 | 0 | 282716.3484 | 0 | 0 | 0 | 0 | 0 | 0 | 0 | 0 | 0 | 0 | -84353.948 | 0 | 0 | 0 | 0 | 0 | 0 | 0 | 0 | 0 | 278980.8824 | 0 | 0 | 0 | 0 | 0 | 0 | 0
2016-08-20 16:00 | 0 | 0 | 0 | 0 | 0 | 0 | 780919.3357 | 543602 | 0 | 0 | 0 | 0 | 205359.0546 | 0 | 0 | 0 | 0 | 0 | 0 | 0 | 533227.4489 | 0 | 0 | 0 | 0 | 0 | 0 | 0 | 0 | 0 | 0 | -13193.7648 | 0 | 0 | 0 | 0 | 0 | 0 | 0 | 0 | 0 | 250511.1005 | 0 | 0 | 0 | 0 | 0 | 0 | 0
2016-08-20 17:00 | 0 | 0 | 0 | 0 | 0 | 0 | 789064.2556 | 560233 | 0 | 0 | 0 | 0 | 294102.2064 | 0 | 0 | 0 | 0 | 0 | 0 | 0 | 673315.5527 | 0 | 0 | 0 | 0 | 0 | 0 | 0 | 0 | 0 | 0 | 88743.1518 | 0 | 0 | 0 | 0 | 0 | 0 | 0 | 0 | 0 | 140088.1038 | 0 | 0 | 0 | 0 | 0 | 0 | 0
2016-08-20 18:00 | 0 | 0 | 0 | 0 | 0 | 118589.1383 | 777152.0748 | 572044 | 0 | 0 | 0 | 0 | 382845.3582 | 0 | 0 | 0 | 0 | 0 | 0 | 0 | 908269.6141 | 0 | 0 | 0 | 0 | 0 | 0 | 0 | 0 | 0 | 0 | 88743.1518 | 0 | 0 | 0 | 0 | 0 | 0 | 0 | 0 | 0 | 234954.0614 | 0 | 0 | 0 | 0 | 0 | 0 | 0
2016-08-20 19:00 | 0 | 0 | 0 | 0 | 0 | 0 | 758653.0171 | 580000 | 0 | 0 | 0 | 0 | 382845.3582 | 0 | 0 | 0 | 0 | 0 | 0 | 0 | 1086922.6312 | 0 | 0 | 0 | 0 | 0 | 0 | 0 | 0 | 0 | 0 | 0 | 0 | 0 | 0 | 0 | 0 | 0 | 0 | 0 | 0 | 178653.0171 | 0 | 0 | 0 | 0 | 0 | 0 | 0
2016-08-20 20:00 | 0 | 0 | 0 | 0 | 0 | 0 | 744432.9694 | 587024 | 0 | 0 | 0 | 0 | 294102.2064 | 0 | 0 | 0 | 0 | 0 | 0 | 0 | 1333074.7524 | 0 | 0 | 0 | 0 | 0 | 0 | 0 | 0 | 0 | 0 | -88743.1518 | 0 | 0 | 0 | 0 | 0 | 0 | 0 | 0 | 0 | 246152.1212 | 0 | 0 | 0 | 0 | 0 | 0 | 0
2016-08-20 21:00 | 0 | 0 | 0 | 0 | 0 | 0 | 718056.3222 | 589548 | 0 | 0 | 0 | 0 | 382845.3582 | 0 | 0 | 0 | 0 | 0 | 0 | 0 | 1372839.9229 | 0 | 0 | 0 | 0 | 0 | 0 | 0 | 0 | 0 | 0 | 88743.1518 | 0 | 0 | 0 | 0 | 0 | 0 | 0 | 0 | 0 | 39765.1705 | 0 | 0 | 0 | 0 | 0 | 0 | 0
2016-08-20 22:00 | 0 | 0 | 0 | 0 | 0 | 0 | 677084.8008 | 583463 | 0 | 0 | 0 | 0 | 294102.2064 | 0 | 0 | 0 | 0 | 0 | 0 | 0 | 1555204.8754 | 0 | 0 | 0 | 0 | 0 | 0 | 0 | 0 | 0 | 0 | -88743.1518 | 0 | 0 | 0 | 0 | 0 | 0 | 0 | 0 | 0 | 182364.9526 | 0 | 0 | 0 | 0 | 0 | 0 | 0
2016-08-20 23:00 | 0 | 0 | 0 | 0 | 0 | 208545.0275 | 578682.217 | 570525 | 0 | 0 | 0 | 0 | 382845.3582 | 0 | 0 | 0 | 0 | 0 | 0 | 0 | 1683163.9681 | 0 | 0 | 0 | 0 | 0 | 0 | 0 | 0 | 0 | 0 | 88743.1518 | 0 | 0 | 0 | 0 | 0 | 0 | 0 | 0 | 0 | 127959.0927 | 0 | 0 | 0 | 0 | 0 | 0 | 0
2016-08-21 | 0 | 0 | 0 | 0 | 0 | 0 | 413773.5644 | 560708 | 0 | 0 | 0 | 0 | 294102.2064 | 0 | 0 | 0 | 0 | 0 | 0 | 0 | 1624972.6844 | 0 | 0 | 0 | 0 | 0 | 0 | 0 | 0 | 0 | 0 | -88743.1518 | 0 | 0 | 0 | 0 | 0 | 0 | 0 | 0 | 0 | -58191.2838 | 0 | 0 | 0 | 0 | 0 | 0 | 0
2016-08-21 01:00 | 0 | 0 | 0 | 0 | 0 | 273206.3326 | 126348.1047 | 546320 | 0 | 0 | 0 | 0 | 351811.2305 | 0 | 0 | 0 | 0 | 0 | 0 | 0 | 1420498.0976 | 0 | 0 | 0 | 0 | 0 | 0 | 0 | 0 | 0 | 0 | 57709.0241 | 0 | 0 | 0 | 0 | 0 | 0 | 0 | 0 | 0 | -204474.5868 | 0 | 0 | 0 | 0 | 0 | 0 | 0
2016-08-21 02:00 | 0 | 0 | 0 | 0 | 0 | 273597.0167 | 472.2286 | 522016 | 0 | 0 | 0 | 0 | 382845.3582 | 0 | 0 | 0 | 0 | 0 | 0 | 0 | 1141517.2152 | 0 | 0 | 0 | 0 | 0 | 0 | 0 | 0 | 0 | 0 | 31034.1277 | 0 | 0 | 0 | 0 | 0 | 0 | 0 | 0 | 0 | -278980.8824 | 0 | 0 | 0 | 0 | 0 | 0 | 0
2016-08-21 03:00 | 0 | 0 | 0 | 0 | 0 | 262518.1534 | 0 | 492804 | 0 | 0 | 0 | 0 | 382845.3582 | 0 | 0 | 0 | 0 | 0 | 0 | 0 | 911231.3685 | 0 | 0 | 0 | 0 | 0 | 0 | 0 | 0 | 0 | 0 | 0 | 0 | 0 | 0 | 0 | 0 | 0 | 0 | 0 | 0 | -230285.8466 | 0 | 0 | 0 | 0 | 0 | 0 | 0
2016-08-21 04:00 | 0 | 0 | 0 | 0 | 0 | 95939.9658 | 0 | 463664 | 0 | 0 | 0 | 0 | 294102.2064 | 0 | 0 | 0 | 0 | 0 | 0 | 0 | 632250.4861 | 0 | 0 | 0 | 0 | 0 | 0 | 0 | 0 | 0 | 0 | -88743.1518 | 0 | 0 | 0 | 0 | 0 | 0 | 0 | 0 | 0 | -278980.8824 | 0 | 0 | 0 | 0 | 0 | 0 | 0
2016-08-21 05:00 | 0 | 0 | 0 | 0 | 0 | 262910.8289 | 0 | 439723 | 0 | 0 | 0 | 0 | 382845.3582 | 0 | 0 | 0 | 0 | 0 | 0 | 0 | 366695.1632 | 0 | 0 | 0 | 0 | 0 | 0 | 0 | 0 | 0 | 0 | 88743.1518 | 0 | 0 | 0 | 0 | 0 | 0 | 0 | 0 | 0 | -265555.3229 | 0 | 0 | 0 | 0 | 0 | 0 | 0
2016-08-21 06:00 | 0 | 0 | 0 | 0 | 0 | 140318.1176 | 0 | 419299 | 0 | 0 | 0 | 0 | 382845.3582 | 0 | 0 | 0 | 0 | 0 | 0 | 0 | 87714.2808 | 0 | 0 | 0 | 0 | 0 | 0 | 0 | 0 | 0 | 0 | 0 | 0 | 0 | 0 | 0 | 0 | 0 | 0 | 0 | 0 | -278980.8824 | 0 | 0 | 0 | 0 | 0 | 0 | 0
2016-08-21 07:00 | 0 | 0 | 0 | 0 | 0 | 310532.7745 | 0 | 403933 | 0 | 0 | 0 | 0 | 377159.4135 | 0 | 0 | 0 | 0 | 0 | 0 | 0 | 0 | 0 | 0 | 0 | 0 | 0 | 0 | 0 | 0 | 0 | 0 | -5685.9447 | 0 | 0 | 0 | 0 | 0 | 0 | 0 | 0 | 0 | -87714.2808 | 0 | 0 | 0 | 0 | 0 | 0 | 0
2016-08-21 08:00 | 0 | 0 | 0 | 0 | 0 | 343055.3518 | 0 | 393719 | 0 | 0 | 0 | 0 | 326495.7654 | 0 | 0 | 0 | 0 | 0 | 0 | 0 | 0 | 0 | 0 | 0 | 0 | 0 | 0 | 0 | 0 | 0 | 0 | -50663.6482 | 0 | 0 | 0 | 0 | 0 | 0 | 0 | 0 | 0 | 0 | 0 | 0 | 0 | 0 | 0 | 0 | 0
2016-08-21 09:00 | 0 | 0 | 0 | 0 | 0 | 348399.2008 | 0 | 388523 | 0 | 0 | 0 | 0 | 286371.9661 | 0 | 0 | 0 | 0 | 0 | 0 | 0 | 0 | 0 | 0 | 0 | 0 | 0 | 0 | 0 | 0 | 0 | 0 | -40123.7992 | 0 | 0 | 0 | 0 | 0 | 0 | 0 | 0 | 0 | 0 | 0 | 0 | 0 | 0 | 0 | 0 | 0
2016-08-21 10:00 | 0 | 0 | 0 | 0 | 0 | 351266.3723 | 0 | 389420 | 0 | 0 | 0 | 0 | 197628.8143 | 0 | 0 | 0 | 0 | 0 | 0 | 0 | 50589.5241 | 0 | 0 | 0 | 0 | 0 | 0 | 0 | 0 | 0 | 0 | -88743.1518 | 0 | 0 | 0 | 0 | 0 | 0 | 0 | 0 | 0 | 50589.5241 | 0 | 0 | 0 | 0 | 0 | 0 | 0
2016-08-21 11:00 | 0 | 0 | 0 | 0 | 0 | 359760.8567 | 0 | 393384 | 0 | 0 | 0 | 0 | 177486.3036 | 0 | 0 | 0 | 0 | 0 | 0 | 0 | 37108.8915 | 0 | 0 | 0 | 0 | 0 | 0 | 0 | 0 | 0 | 0 | -20142.5107 | 0 | 0 | 0 | 0 | 0 | 0 | 0 | 0 | 0 | -13480.6326 | 0 | 0 | 0 | 0 | 0 | 0 | 0
2016-08-21 12:00 | 0 | 0 | 0 | 0 | 0 | 283758.1854 | 6027.0692 | 409119 | 0 | 0 | 0 | 0 | 88743.1518 | 0 | 0 | 0 | 0 | 0 | 0 | 0 | 6518.2979 | 0 | 0 | 0 | 0 | 0 | 0 | 0 | 0 | 0 | 0 | -88743.1518 | 0 | 0 | 0 | 0 | 0 | 0 | 0 | 0 | 0 | -30590.5936 | 0 | 0 | 0 | 0 | 0 | 0 | 0
2016-08-21 13:00 | 0 | 0 | 0 | 0 | 0 | 112188.4077 | 226783.1427 | 434233 | 0 | 0 | 0 | 0 | 0 | 0 | 0 | 0 | 0 | 0 | 0 | 0 | 0 | 0 | 0 | 0 | 0 | 0 | 0 | 0 | 0 | 0 | 0 | -88743.1518 | 0 | 0 | 0 | 0 | 0 | 0 | 0 | 0 | 0 | -6518.2979 | 0 | 0 | 0 | 0 | 0 | 0 | 0
2016-08-21 14:00 | 0 | 0 | 0 | 0 | 0 | 0 | 525097.8717 | 460036 | 0 | 0 | 0 | 0 | 65061.8717 | 0 | 0 | 0 | 0 | 0 | 0 | 0 | 0 | 0 | 0 | 0 | 0 | 0 | 0 | 0 | 0 | 0 | 0 | 65061.8717 | 0 | 0 | 0 | 0 | 0 | 0 | 0 | 0 | 0 | 0 | 0 | 0 | 0 | 0 | 0 | 0 | 0
2016-08-21 15:00 | 0 | 0 | 0 | 0 | 0 | 0 | 691438.2051 | 486552 | 0 | 0 | 0 | 0 | 153805.0235 | 0 | 0 | 0 | 0 | 0 | 0 | 0 | 116143.0533 | 0 | 0 | 0 | 0 | 0 | 0 | 0 | 0 | 0 | 0 | 88743.1518 | 0 | 0 | 0 | 0 | 0 | 0 | 0 | 0 | 0 | 116143.0533 | 0 | 0 | 0 | 0 | 0 | 0 | 0
2016-08-21 16:00 | 0 | 0 | 0 | 0 | 0 | 0 | 759183.2549 | 510928 | 0 | 0 | 0 | 0 | 123079.396 | 0 | 0 | 0 | 0 | 0 | 0 | 0 | 395123.9358 | 0 | 0 | 0 | 0 | 0 | 0 | 0 | 0 | 0 | 0 | -30725.6275 | 0 | 0 | 0 | 0 | 0 | 0 | 0 | 0 | 0 | 278980.8824 | 0 | 0 | 0 | 0 | 0 | 0 | 0
2016-08-21 17:00 | 0 | 0 | 0 | 0 | 0 | 0 | 765878.9976 | 530086 | 0 | 0 | 0 | 0 | 211822.5478 | 0 | 0 | 0 | 0 | 0 | 0 | 0 | 542173.7816 | 0 | 0 | 0 | 0 | 0 | 0 | 0 | 0 | 0 | 0 | 88743.1518 | 0 | 0 | 0 | 0 | 0 | 0 | 0 | 0 | 0 | 147049.8458 | 0 | 0 | 0 | 0 | 0 | 0 | 0
2016-08-21 18:00 | 0 | 0 | 0 | 0 | 0 | 0 | 751606.7606 | 544479 | 0 | 0 | 0 | 0 | 193353.8934 | 0 | 0 | 0 | 0 | 0 | 0 | 0 | 767770.1966 | 0 | 0 | 0 | 0 | 0 | 0 | 0 | 0 | 0 | 0 | -18468.6544 | 0 | 0 | 0 | 0 | 0 | 0 | 0 | 0 | 0 | 225596.415 | 0 | 0 | 0 | 0 | 0 | 0 | 0
2016-08-21 19:00 | 0 | 0 | 0 | 0 | 0 | 0 | 726866.5761 | 554802 | 0 | 0 | 0 | 0 | 104610.7416 | 0 | 0 | 0 | 0 | 0 | 0 | 0 | 1028577.9244 | 0 | 0 | 0 | 0 | 0 | 0 | 0 | 0 | 0 | 0 | -88743.1518 | 0 | 0 | 0 | 0 | 0 | 0 | 0 | 0 | 0 | 260807.7279 | 0 | 0 | 0 | 0 | 0 | 0 | 0
2016-08-21 20:00 | 0 | 0 | 0 | 0 | 0 | 0 | 702662.837 | 562710 | 0 | 0 | 0 | 0 | 15867.5898 | 0 | 0 | 0 | 0 | 0 | 0 | 0 | 1257273.9133 | 0 | 0 | 0 | 0 | 0 | 0 | 0 | 0 | 0 | 0 | -88743.1518 | 0 | 0 | 0 | 0 | 0 | 0 | 0 | 0 | 0 | 228695.9888 | 0 | 0 | 0 | 0 | 0 | 0 | 0
2016-08-21 21:00 | 0 | 0 | 0 | 0 | 0 | 0 | 666183.3175 | 569215 | 0 | 0 | 0 | 0 | 104610.7416 | 0 | 0 | 0 | 0 | 0 | 0 | 0 | 1265499.079 | 0 | 0 | 0 | 0 | 0 | 0 | 0 | 0 | 0 | 0 | 88743.1518 | 0 | 0 | 0 | 0 | 0 | 0 | 0 | 0 | 0 | 8225.1657 | 0 | 0 | 0 | 0 | 0 | 0 | 0
2016-08-21 22:00 | 0 | 0 | 0 | 0 | 0 | 0 | 616813.6909 | 568881 | 0 | 0 | 0 | 0 | 15867.5898 | 0 | 0 | 0 | 0 | 0 | 0 | 0 | 1402174.9217 | 0 | 0 | 0 | 0 | 0 | 0 | 0 | 0 | 0 | 0 | -88743.1518 | 0 | 0 | 0 | 0 | 0 | 0 | 0 | 0 | 0 | 136675.8427 | 0 | 0 | 0 | 0 | 0 | 0 | 0
2016-08-21 23:00 | 0 | 0 | 0 | 0 | 0 | 0 | 510103.0941 | 561221 | 0 | 0 | 0 | 0 | 104610.7416 | 0 | 0 | 0 | 0 | 0 | 0 | 0 | 1262313.864 | 0 | 0 | 0 | 0 | 0 | 0 | 0 | 0 | 0 | 0 | 88743.1518 | 0 | 0 | 0 | 0 | 0 | 0 | 0 | 0 | 0 | -139861.0577 | 0 | 0 | 0 | 0 | 0 | 0 | 0
2016-08-22 | 0 | 0 | 0 | 0 | 0 | 0 | 347262.6796 | 553368 | 0 | 0 | 0 | 0 | 177486.3036 | 0 | 0 | 0 | 0 | 0 | 0 | 0 | 983332.9816 | 0 | 0 | 0 | 0 | 0 | 0 | 0 | 0 | 0 | 0 | 72875.562 | 0 | 0 | 0 | 0 | 0 | 0 | 0 | 0 | 0 | -278980.8824 | 0 | 0 | 0 | 0 | 0 | 0 | 0
2016-08-22 01:00 | 0 | 0 | 0 | 0 | 0 | 468562.7736 | 109694.791 | 540660 | 0 | 0 | 0 | 0 | 88743.1518 | 0 | 0 | 0 | 0 | 0 | 0 | 0 | 1109673.6979 | 0 | 0 | 0 | 0 | 0 | 0 | 0 | 0 | 0 | 0 | -88743.1518 | 0 | 0 | 0 | 0 | 0 | 0 | 0 | 0 | 0 | 126340.7164 | 0 | 0 | 0 | 0 | 0 | 0 | 0
2016-08-22 02:00 | 0 | 0 | 0 | 0 | 0 | 590320.0012 | 315.2267 | 513972 | 0 | 0 | 0 | 0 | 0 | 0 | 0 | 0 | 0 | 0 | 0 | 0 | 1275080.0776 | 0 | 0 | 0 | 0 | 0 | 0 | 0 | 0 | 0 | 0 | -88743.1518 | 0 | 0 | 0 | 0 | 0 | 0 | 0 | 0 | 0 | 165406.3797 | 0 | 0 | 0 | 0 | 0 | 0 | 0
2016-08-22 03:00 | 0 | 0 | 0 | 0 | 0 | 639651.6896 | 0 | 480482 | 0 | 0 | 0 | 0 | 88743.1518 | 0 | 0 | 0 | 0 | 0 | 0 | 0 | 1345506.6154 | 0 | 0 | 0 | 0 | 0 | 0 | 0 | 0 | 0 | 0 | 88743.1518 | 0 | 0 | 0 | 0 | 0 | 0 | 0 | 0 | 0 | 70426.5378 | 0 | 0 | 0 | 0 | 0 | 0 | 0
2016-08-22 04:00 | 0 | 0 | 0 | 0 | 0 | 640569.7306 | 0 | 450332 | 0 | 0 | 0 | 0 | 0 | 0 | 0 | 0 | 0 | 0 | 0 | 0 | 1624487.4978 | 0 | 0 | 0 | 0 | 0 | 0 | 0 | 0 | 0 | 0 | -88743.1518 | 0 | 0 | 0 | 0 | 0 | 0 | 0 | 0 | 0 | 278980.8824 | 0 | 0 | 0 | 0 | 0 | 0 | 0
2016-08-22 05:00 | 0 | 0 | 0 | 0 | 0 | 234526.2694 | 0 | 424764 | 0 | 0 | 0 | 0 | 88743.1518 | 0 | 0 | 0 | 0 | 0 | 0 | 0 | 1345506.6154 | 0 | 0 | 0 | 0 | 0 | 0 | 0 | 0 | 0 | 0 | 88743.1518 | 0 | 0 | 0 | 0 | 0 | 0 | 0 | 0 | 0 | -278980.8824 | 0 | 0 | 0 | 0 | 0 | 0 | 0
2016-08-22 06:00 | 0 | 0 | 0 | 0 | 0 | 214869.2694 | 0 | 405107 | 0 | 0 | 0 | 0 | 177486.3036 | 0 | 0 | 0 | 0 | 0 | 0 | 0 | 1066525.7329 | 0 | 0 | 0 | 0 | 0 | 0 | 0 | 0 | 0 | 0 | 88743.1518 | 0 | 0 | 0 | 0 | 0 | 0 | 0 | 0 | 0 | -278980.8824 | 0 | 0 | 0 | 0 | 0 | 0 | 0
2016-08-22 07:00 | 0 | 0 | 0 | 0 | 0 | 582039.7306 | 0 | 391802 | 0 | 0 | 0 | 0 | 88743.1518 | 0 | 0 | 0 | 0 | 0 | 0 | 0 | 1345506.6154 | 0 | 0 | 0 | 0 | 0 | 0 | 0 | 0 | 0 | 0 | -88743.1518 | 0 | 0 | 0 | 0 | 0 | 0 | 0 | 0 | 0 | 278980.8824 | 0 | 0 | 0 | 0 | 0 | 0 | 0
2016-08-22 08:00 | 0 | 0 | 0 | 0 | 0 | 196322.2694 | 0 | 386560 | 0 | 0 | 0 | 0 | 177486.3036 | 0 | 0 | 0 | 0 | 0 | 0 | 0 | 1066525.7329 | 0 | 0 | 0 | 0 | 0 | 0 | 0 | 0 | 0 | 0 | 88743.1518 | 0 | 0 | 0 | 0 | 0 | 0 | 0 | 0 | 0 | -278980.8824 | 0 | 0 | 0 | 0 | 0 | 0 | 0
2016-08-22 09:00 | 0 | 0 | 0 | 0 | 0 | 590788.8583 | 0 | 392538 | 0 | 0 | 0 | 0 | 177486.3036 | 0 | 0 | 0 | 0 | 0 | 0 | 0 | 1264776.5912 | 0 | 0 | 0 | 0 | 0 | 0 | 0 | 0 | 0 | 0 | 0 | 0 | 0 | 0 | 0 | 0 | 0 | 0 | 0 | 0 | 198250.8583 | 0 | 0 | 0 | 0 | 0 | 0 | 0
2016-08-22 10:00 | 0 | 0 | 0 | 0 | 0 | 43312.9658 | 0 | 411037 | 0 | 0 | 0 | 0 | 88743.1518 | 0 | 0 | 0 | 0 | 0 | 0 | 0 | 985795.7088 | 0 | 0 | 0 | 0 | 0 | 0 | 0 | 0 | 0 | 0 | -88743.1518 | 0 | 0 | 0 | 0 | 0 | 0 | 0 | 0 | 0 | -278980.8824 | 0 | 0 | 0 | 0 | 0 | 0 | 0
2016-08-22 11:00 | 0 | 0 | 0 | 0 | 0 | 65266.9658 | 0 | 432991 | 0 | 0 | 0 | 0 | 0 | 0 | 0 | 0 | 0 | 0 | 0 | 0 | 706814.8263 | 0 | 0 | 0 | 0 | 0 | 0 | 0 | 0 | 0 | 0 | -88743.1518 | 0 | 0 | 0 | 0 | 0 | 0 | 0 | 0 | 0 | -278980.8824 | 0 | 0 | 0 | 0 | 0 | 0 | 0
2016-08-22 12:00 | 0 | 0 | 0 | 0 | 0 | 407478.0386 | 4371.29 | 452576 | 0 | 0 | 0 | 0 | 88743.1518 | 0 | 0 | 0 | 0 | 0 | 0 | 0 | 577345.0032 | 0 | 0 | 0 | 0 | 0 | 0 | 0 | 0 | 0 | 0 | 88743.1518 | 0 | 0 | 0 | 0 | 0 | 0 | 0 | 0 | 0 | -129469.8231 | 0 | 0 | 0 | 0 | 0 | 0 | 0
2016-08-22 13:00 | 0 | 0 | 0 | 0 | 0 | 298857.3649 | 192545.2561 | 476225 | 0 | 0 | 0 | 0 | 177486.3036 | 0 | 0 | 0 | 0 | 0 | 0 | 0 | 503779.4723 | 0 | 0 | 0 | 0 | 0 | 0 | 0 | 0 | 0 | 0 | 88743.1518 | 0 | 0 | 0 | 0 | 0 | 0 | 0 | 0 | 0 | -73565.5309 | 0 | 0 | 0 | 0 | 0 | 0 | 0
2016-08-22 14:00 | 0 | 0 | 0 | 0 | 0 | 0 | 450563.6308 | 502924 | 0 | 0 | 0 | 0 | 88743.1518 | 0 | 0 | 0 | 0 | 0 | 0 | 0 | 540162.2549 | 0 | 0 | 0 | 0 | 0 | 0 | 0 | 0 | 0 | 0 | -88743.1518 | 0 | 0 | 0 | 0 | 0 | 0 | 0 | 0 | 0 | 36382.7826 | 0 | 0 | 0 | 0 | 0 | 0 | 0
2016-08-22 15:00 | 0 | 0 | 0 | 0 | 0 | 0 | 594411.8958 | 527223 | 0 | 0 | 0 | 0 | 177486.3036 | 0 | 0 | 0 | 0 | 0 | 0 | 0 | 518607.999 | 0 | 0 | 0 | 0 | 0 | 0 | 0 | 0 | 0 | 0 | 88743.1518 | 0 | 0 | 0 | 0 | 0 | 0 | 0 | 0 | 0 | -21554.256 | 0 | 0 | 0 | 0 | 0 | 0 | 0
2016-08-22 16:00 | 0 | 0 | 0 | 0 | 0 | 0 | 660953.0873 | 548113 | 0 | 0 | 0 | 0 | 266229.4554 | 0 | 0 | 0 | 0 | 0 | 0 | 0 | 542704.9345 | 0 | 0 | 0 | 0 | 0 | 0 | 0 | 0 | 0 | 0 | 88743.1518 | 0 | 0 | 0 | 0 | 0 | 0 | 0 | 0 | 0 | 24096.9355 | 0 | 0 | 0 | 0 | 0 | 0 | 0
2016-08-22 17:00 | 0 | 0 | 0 | 0 | 0 | 0 | 672150.5353 | 567815 | 0 | 0 | 0 | 0 | 177486.3036 | 0 | 0 | 0 | 0 | 0 | 0 | 0 | 735783.6215 | 0 | 0 | 0 | 0 | 0 | 0 | 0 | 0 | 0 | 0 | -88743.1518 | 0 | 0 | 0 | 0 | 0 | 0 | 0 | 0 | 0 | 193078.6871 | 0 | 0 | 0 | 0 | 0 | 0 | 0
2016-08-22 18:00 | 0 | 0 | 0 | 0 | 0 | 0 | 662118.6427 | 584628 | 0 | 0 | 0 | 0 | 266229.4554 | 0 | 0 | 0 | 0 | 0 | 0 | 0 | 724531.1125 | 0 | 0 | 0 | 0 | 0 | 0 | 0 | 0 | 0 | 0 | 88743.1518 | 0 | 0 | 0 | 0 | 0 | 0 | 0 | 0 | 0 | -11252.5091 | 0 | 0 | 0 | 0 | 0 | 0 | 0
2016-08-22 19:00 | 0 | 0 | 0 | 0 | 0 | 0 | 644244.8723 | 597886 | 0 | 0 | 0 | 0 | 177486.3036 | 0 | 0 | 0 | 0 | 0 | 0 | 0 | 859633.1366 | 0 | 0 | 0 | 0 | 0 | 0 | 0 | 0 | 0 | 0 | -88743.1518 | 0 | 0 | 0 | 0 | 0 | 0 | 0 | 0 | 0 | 135102.0241 | 0 | 0 | 0 | 0 | 0 | 0 | 0
2016-08-22 20:00 | 0 | 0 | 0 | 0 | 0 | 0 | 628392.126 | 606740 | 0 | 0 | 0 | 0 | 266229.4554 | 0 | 0 | 0 | 0 | 0 | 0 | 0 | 792542.1108 | 0 | 0 | 0 | 0 | 0 | 0 | 0 | 0 | 0 | 0 | 88743.1518 | 0 | 0 | 0 | 0 | 0 | 0 | 0 | 0 | 0 | -67091.0258 | 0 | 0 | 0 | 0 | 0 | 0 | 0
2016-08-22 21:00 | 0 | 0 | 0 | 0 | 0 | 0 | 598819.4276 | 610780 | 0 | 0 | 0 | 0 | 266229.4554 | 0 | 0 | 0 | 0 | 0 | 0 | 0 | 780581.5384 | 0 | 0 | 0 | 0 | 0 | 0 | 0 | 0 | 0 | 0 | 0 | 0 | 0 | 0 | 0 | 0 | 0 | 0 | 0 | 0 | -11960.5724 | 0 | 0 | 0 | 0 | 0 | 0 | 0
2016-08-22 22:00 | 0 | 0 | 0 | 0 | 0 | 0 | 548692.8285 | 605164 | 0 | 0 | 0 | 0 | 177486.3036 | 0 | 0 | 0 | 0 | 0 | 0 | 0 | 812853.5186 | 0 | 0 | 0 | 0 | 0 | 0 | 0 | 0 | 0 | 0 | -88743.1518 | 0 | 0 | 0 | 0 | 0 | 0 | 0 | 0 | 0 | 32271.9803 | 0 | 0 | 0 | 0 | 0 | 0 | 0
2016-08-22 23:00 | 0 | 0 | 0 | 0 | 0 | 0 | 455527.811 | 590472 | 0 | 0 | 0 | 0 | 88743.1518 | 0 | 0 | 0 | 0 | 0 | 0 | 0 | 766652.4815 | 0 | 0 | 0 | 0 | 0 | 0 | 0 | 0 | 0 | 0 | -88743.1518 | 0 | 0 | 0 | 0 | 0 | 0 | 0 | 0 | 0 | -46201.0372 | 0 | 0 | 0 | 0 | 0 | 0 | 0
2016-08-23 | 0 | 0 | 0 | 0 | 0 | 0 | 304211.428 | 578424 | 0 | 0 | 0 | 0 | 0 | 0 | 0 | 0 | 0 | 0 | 0 | 0 | 581183.0613 | 0 | 0 | 0 | 0 | 0 | 0 | 0 | 0 | 0 | 0 | -88743.1518 | 0 | 0 | 0 | 0 | 0 | 0 | 0 | 0 | 0 | -185469.4202 | 0 | 0 | 0 | 0 | 0 | 0 | 0
2016-08-23 01:00 | 0 | 0 | 0 | 0 | 0 | 288793.8864 | 82564.3829 | 561596 | 0 | 0 | 0 | 0 | 88743.1518 | 0 | 0 | 0 | 0 | 0 | 0 | 0 | 302202.1788 | 0 | 0 | 0 | 0 | 0 | 0 | 0 | 0 | 0 | 0 | 88743.1518 | 0 | 0 | 0 | 0 | 0 | 0 | 0 | 0 | 0 | -278980.8824 | 0 | 0 | 0 | 0 | 0 | 0 | 0
2016-08-23 02:00 | 0 | 0 | 0 | 0 | 0 | 766880.1023 | 283.2466 | 528809 | 0 | 0 | 0 | 0 | 71337.9147 | 0 | 0 | 0 | 0 | 0 | 0 | 0 | 557961.7649 | 0 | 0 | 0 | 0 | 0 | 0 | 0 | 0 | 0 | 0 | -17405.2371 | 0 | 0 | 0 | 0 | 0 | 0 | 0 | 0 | 0 | 255759.586 | 0 | 0 | 0 | 0 | 0 | 0 | 0
2016-08-23 03:00 | 0 | 0 | 0 | 0 | 0 | 301913.2694 | 0 | 492151 | 0 | 0 | 0 | 0 | 160081.0665 | 0 | 0 | 0 | 0 | 0 | 0 | 0 | 278980.8824 | 0 | 0 | 0 | 0 | 0 | 0 | 0 | 0 | 0 | 0 | 88743.1518 | 0 | 0 | 0 | 0 | 0 | 0 | 0 | 0 | 0 | -278980.8824 | 0 | 0 | 0 | 0 | 0 | 0 | 0
2016-08-23 04:00 | 0 | 0 | 0 | 0 | 0 | 649288.7306 | 0 | 459051 | 0 | 0 | 0 | 0 | 71337.9147 | 0 | 0 | 0 | 0 | 0 | 0 | 0 | 557961.7649 | 0 | 0 | 0 | 0 | 0 | 0 | 0 | 0 | 0 | 0 | -88743.1518 | 0 | 0 | 0 | 0 | 0 | 0 | 0 | 0 | 0 | 278980.8824 | 0 | 0 | 0 | 0 | 0 | 0 | 0
2016-08-23 05:00 | 0 | 0 | 0 | 0 | 0 | 241573.2694 | 0 | 431811 | 0 | 0 | 0 | 0 | 160081.0665 | 0 | 0 | 0 | 0 | 0 | 0 | 0 | 278980.8824 | 0 | 0 | 0 | 0 | 0 | 0 | 0 | 0 | 0 | 0 | 88743.1518 | 0 | 0 | 0 | 0 | 0 | 0 | 0 | 0 | 0 | -278980.8824 | 0 | 0 | 0 | 0 | 0 | 0 | 0
2016-08-23 06:00 | 0 | 0 | 0 | 0 | 0 | 704557.1962 | 0 | 410817 | 0 | 0 | 0 | 0 | 174840.3803 | 0 | 0 | 0 | 0 | 0 | 0 | 0 | 557961.7649 | 0 | 0 | 0 | 0 | 0 | 0 | 0 | 0 | 0 | 0 | 14759.3138 | 0 | 0 | 0 | 0 | 0 | 0 | 0 | 0 | 0 | 278980.8824 | 0 | 0 | 0 | 0 | 0 | 0 | 0
2016-08-23 07:00 | 0 | 0 | 0 | 0 | 0 | 29268.9658 | 0 | 396993 | 0 | 0 | 0 | 0 | 86097.2285 | 0 | 0 | 0 | 0 | 0 | 0 | 0 | 278980.8824 | 0 | 0 | 0 | 0 | 0 | 0 | 0 | 0 | 0 | 0 | -88743.1518 | 0 | 0 | 0 | 0 | 0 | 0 | 0 | 0 | 0 | -278980.8824 | 0 | 0 | 0 | 0 | 0 | 0 | 0
2016-08-23 08:00 | 0 | 0 | 0 | 0 | 0 | 200508.2694 | 0 | 390746 | 0 | 0 | 0 | 0 | 174840.3803 | 0 | 0 | 0 | 0 | 0 | 0 | 0 | 0 | 0 | 0 | 0 | 0 | 0 | 0 | 0 | 0 | 0 | 0 | 88743.1518 | 0 | 0 | 0 | 0 | 0 | 0 | 0 | 0 | 0 | -278980.8824 | 0 | 0 | 0 | 0 | 0 | 0 | 0
2016-08-23 09:00 | 0 | 0 | 0 | 0 | 0 | 678789.8058 | 0 | 397163 | 0 | 0 | 0 | 0 | 177486.3036 | 0 | 0 | 0 | 0 | 0 | 0 | 0 | 278980.8824 | 0 | 0 | 0 | 0 | 0 | 0 | 0 | 0 | 0 | 0 | 2645.9233 | 0 | 0 | 0 | 0 | 0 | 0 | 0 | 0 | 0 | 278980.8824 | 0 | 0 | 0 | 0 | 0 | 0 | 0
2016-08-23 10:00 | 0 | 0 | 0 | 0 | 0 | 607031.7306 | 0 | 416794 | 0 | 0 | 0 | 0 | 88743.1518 | 0 | 0 | 0 | 0 | 0 | 0 | 0 | 557961.7649 | 0 | 0 | 0 | 0 | 0 | 0 | 0 | 0 | 0 | 0 | -88743.1518 | 0 | 0 | 0 | 0 | 0 | 0 | 0 | 0 | 0 | 278980.8824 | 0 | 0 | 0 | 0 | 0 | 0 | 0
2016-08-23 11:00 | 0 | 0 | 0 | 0 | 0 | 69692.9658 | 0 | 437417 | 0 | 0 | 0 | 0 | 0 | 0 | 0 | 0 | 0 | 0 | 0 | 0 | 278980.8824 | 0 | 0 | 0 | 0 | 0 | 0 | 0 | 0 | 0 | 0 | -88743.1518 | 0 | 0 | 0 | 0 | 0 | 0 | 0 | 0 | 0 | -278980.8824 | 0 | 0 | 0 | 0 | 0 | 0 | 0
2016-08-23 12:00 | 0 | 0 | 0 | 0 | 0 | 558054.4917 | 6123.1435 | 454648 | 0 | 0 | 0 | 0 | 88743.1518 | 0 | 0 | 0 | 0 | 0 | 0 | 0 | 299767.3658 | 0 | 0 | 0 | 0 | 0 | 0 | 0 | 0 | 0 | 0 | 88743.1518 | 0 | 0 | 0 | 0 | 0 | 0 | 0 | 0 | 0 | 20786.4834 | 0 | 0 | 0 | 0 | 0 | 0 | 0
2016-08-23 13:00 | 0 | 0 | 0 | 0 | 0 | 474214.2512 | 200047.5327 | 477293 | 0 | 0 | 0 | 0 | 85395.2795 | 0 | 0 | 0 | 0 | 0 | 0 | 0 | 500084.022 | 0 | 0 | 0 | 0 | 0 | 0 | 0 | 0 | 0 | 0 | -3347.8723 | 0 | 0 | 0 | 0 | 0 | 0 | 0 | 0 | 0 | 200316.6562 | 0 | 0 | 0 | 0 | 0 | 0 | 0
2016-08-23 14:00 | 0 | 0 | 0 | 0 | 0 | 208135.9414 | 490804.6615 | 505355 | 0 | 0 | 0 | 0 | 0 | 0 | 0 | 0 | 0 | 0 | 0 | 0 | 779064.9044 | 0 | 0 | 0 | 0 | 0 | 0 | 0 | 0 | 0 | 0 | -85395.2795 | 0 | 0 | 0 | 0 | 0 | 0 | 0 | 0 | 0 | 278980.8824 | 0 | 0 | 0 | 0 | 0 | 0 | 0
2016-08-23 15:00 | 0 | 0 | 0 | 0 | 0 | 249934.2179 | 650844.8163 | 533055 | 0 | 0 | 0 | 0 | 88743.1518 | 0 | 0 | 0 | 0 | 0 | 0 | 0 | 1058045.7869 | 0 | 0 | 0 | 0 | 0 | 0 | 0 | 0 | 0 | 0 | 88743.1518 | 0 | 0 | 0 | 0 | 0 | 0 | 0 | 0 | 0 | 278980.8824 | 0 | 0 | 0 | 0 | 0 | 0 | 0
2016-08-23 16:00 | 0 | 0 | 0 | 0 | 0 | 103439.7999 | 733285.1048 | 557774 | 0 | 0 | 0 | 0 | 88713.174 | 0 | 0 | 0 | 0 | 0 | 0 | 0 | 1337026.6693 | 0 | 0 | 0 | 0 | 0 | 0 | 0 | 0 | 0 | 0 | -29.9778 | 0 | 0 | 0 | 0 | 0 | 0 | 0 | 0 | 0 | 278980.8824 | 0 | 0 | 0 | 0 | 0 | 0 | 0
2016-08-23 17:00 | 0 | 0 | 0 | 0 | 0 | 205830.4475 | 741882.5867 | 579989 | 0 | 0 | 0 | 0 | 177456.3258 | 0 | 0 | 0 | 0 | 0 | 0 | 0 | 1616007.5518 | 0 | 0 | 0 | 0 | 0 | 0 | 0 | 0 | 0 | 0 | 88743.1518 | 0 | 0 | 0 | 0 | 0 | 0 | 0 | 0 | 0 | 278980.8824 | 0 | 0 | 0 | 0 | 0 | 0 | 0
2016-08-23 18:00 | 0 | 0 | 0 | 0 | 0 | 235069.6118 | 732279.4224 | 599625 | 0 | 0 | 0 | 0 | 266199.4776 | 0 | 0 | 0 | 0 | 0 | 0 | 0 | 1894988.4342 | 0 | 0 | 0 | 0 | 0 | 0 | 0 | 0 | 0 | 0 | 88743.1518 | 0 | 0 | 0 | 0 | 0 | 0 | 0 | 0 | 0 | 278980.8824 | 0 | 0 | 0 | 0 | 0 | 0 | 0
2016-08-23 19:00 | 0 | 0 | 0 | 0 | 0 | 93680.676 | 710019.0547 | 613462 | 0 | 0 | 0 | 0 | 177456.3258 | 0 | 0 | 0 | 0 | 0 | 0 | 0 | 2173969.3166 | 0 | 0 | 0 | 0 | 0 | 0 | 0 | 0 | 0 | 0 | -88743.1518 | 0 | 0 | 0 | 0 | 0 | 0 | 0 | 0 | 0 | 278980.8824 | 0 | 0 | 0 | 0 | 0 | 0 | 0
2016-08-23 20:00 | 0 | 0 | 0 | 0 | 0 | 305469.9402 | 685545.0941 | 623291 | 0 | 0 | 0 | 0 | 266199.4776 | 0 | 0 | 0 | 0 | 0 | 0 | 0 | 2452950.1991 | 0 | 0 | 0 | 0 | 0 | 0 | 0 | 0 | 0 | 0 | 88743.1518 | 0 | 0 | 0 | 0 | 0 | 0 | 0 | 0 | 0 | 278980.8824 | 0 | 0 | 0 | 0 | 0 | 0 | 0
2016-08-23 21:00 | 0 | 0 | 0 | 0 | 0 | 167367.1616 | 650978.569 | 628108 | 0 | 0 | 0 | 0 | 177456.3258 | 0 | 0 | 0 | 0 | 0 | 0 | 0 | 2731931.0815 | 0 | 0 | 0 | 0 | 0 | 0 | 0 | 0 | 0 | 0 | -88743.1518 | 0 | 0 | 0 | 0 | 0 | 0 | 0 | 0 | 0 | 278980.8824 | 0 | 0 | 0 | 0 | 0 | 0 | 0
2016-08-23 22:00 | 0 | 0 | 0 | 0 | 0 | 387992.4499 | 602115.5843 | 622384 | 0 | 0 | 0 | 0 | 266199.4776 | 0 | 0 | 0 | 0 | 0 | 0 | 0 | 3010911.964 | 0 | 0 | 0 | 0 | 0 | 0 | 0 | 0 | 0 | 0 | 88743.1518 | 0 | 0 | 0 | 0 | 0 | 0 | 0 | 0 | 0 | 278980.8824 | 0 | 0 | 0 | 0 | 0 | 0 | 0
2016-08-23 23:00 | 0 | 0 | 0 | 0 | 0 | 283772.209 | 514850.5216 | 608385 | 0 | 0 | 0 | 0 | 177456.3258 | 0 | 0 | 0 | 0 | 0 | 0 | 0 | 3289892.8464 | 0 | 0 | 0 | 0 | 0 | 0 | 0 | 0 | 0 | 0 | -88743.1518 | 0 | 0 | 0 | 0 | 0 | 0 | 0 | 0 | 0 | 278980.8824 | 0 | 0 | 0 | 0 | 0 | 0 | 0
2016-08-24 | 0 | 0 | 0 | 0 | 0 | 416045.7158 | 372958.0148 | 598766 | 0 | 0 | 0 | 0 | 88713.174 | 0 | 0 | 0 | 0 | 0 | 0 | 0 | 3568873.7289 | 0 | 0 | 0 | 0 | 0 | 0 | 0 | 0 | 0 | 0 | -88743.1518 | 0 | 0 | 0 | 0 | 0 | 0 | 0 | 0 | 0 | 278980.8824 | 0 | 0 | 0 | 0 | 0 | 0 | 0
2016-08-24 01:00 | 0 | 0 | 0 | 0 | 0 | 761393.3857 | 127429.2256 | 581939 | 0 | 0 | 0 | 0 | 116615.9029 | 0 | 0 | 0 | 0 | 0 | 0 | 0 | 3847854.6113 | 0 | 0 | 0 | 0 | 0 | 0 | 0 | 0 | 0 | 0 | 27902.7289 | 0 | 0 | 0 | 0 | 0 | 0 | 0 | 0 | 0 | 278980.8824 | 0 | 0 | 0 | 0 | 0 | 0 | 0
2016-08-24 02:00 | 0 | 0 | 0 | 0 | 0 | 765326.9846 | 189.289 | 548730 | 0 | 0 | 0 | 0 | 205359.0546 | 0 | 0 | 0 | 0 | 0 | 0 | 0 | 3975897.7331 | 0 | 0 | 0 | 0 | 0 | 0 | 0 | 0 | 0 | 0 | 88743.1518 | 0 | 0 | 0 | 0 | 0 | 0 | 0 | 0 | 0 | 128043.1218 | 0 | 0 | 0 | 0 | 0 | 0 | 0
2016-08-24 03:00 | 0 | 0 | 0 | 0 | 0 | 741982.7723 | 0 | 510750 | 0 | 0 | 0 | 0 | 294102.2064 | 0 | 0 | 0 | 0 | 0 | 0 | 0 | 4118387.3535 | 0 | 0 | 0 | 0 | 0 | 0 | 0 | 0 | 0 | 0 | 88743.1518 | 0 | 0 | 0 | 0 | 0 | 0 | 0 | 0 | 0 | 142489.6205 | 0 | 0 | 0 | 0 | 0 | 0 | 0
2016-08-24 04:00 | 0 | 0 | 0 | 0 | 0 | 286818.2694 | 0 | 477056 | 0 | 0 | 0 | 0 | 382845.3582 | 0 | 0 | 0 | 0 | 0 | 0 | 0 | 3839406.4711 | 0 | 0 | 0 | 0 | 0 | 0 | 0 | 0 | 0 | 0 | 88743.1518 | 0 | 0 | 0 | 0 | 0 | 0 | 0 | 0 | 0 | -278980.8824 | 0 | 0 | 0 | 0 | 0 | 0 | 0
2016-08-24 05:00 | 0 | 0 | 0 | 0 | 0 | 638116.7306 | 0 | 447879 | 0 | 0 | 0 | 0 | 294102.2064 | 0 | 0 | 0 | 0 | 0 | 0 | 0 | 4118387.3535 | 0 | 0 | 0 | 0 | 0 | 0 | 0 | 0 | 0 | 0 | -88743.1518 | 0 | 0 | 0 | 0 | 0 | 0 | 0 | 0 | 0 | 278980.8824 | 0 | 0 | 0 | 0 | 0 | 0 | 0
2016-08-24 06:00 | 0 | 0 | 0 | 0 | 0 | 626341.1757 | 0 | 425903 | 0 | 0 | 0 | 0 | 382845.3582 | 0 | 0 | 0 | 0 | 0 | 0 | 0 | 4230082.3774 | 0 | 0 | 0 | 0 | 0 | 0 | 0 | 0 | 0 | 0 | 88743.1518 | 0 | 0 | 0 | 0 | 0 | 0 | 0 | 0 | 0 | 111695.0239 | 0 | 0 | 0 | 0 | 0 | 0 | 0
2016-08-24 07:00 | 0 | 0 | 0 | 0 | 0 | 131666.1176 | 0 | 410647 | 0 | 0 | 0 | 0 | 382845.3582 | 0 | 0 | 0 | 0 | 0 | 0 | 0 | 3951101.495 | 0 | 0 | 0 | 0 | 0 | 0 | 0 | 0 | 0 | 0 | 0 | 0 | 0 | 0 | 0 | 0 | 0 | 0 | 0 | 0 | -278980.8824 | 0 | 0 | 0 | 0 | 0 | 0 | 0
2016-08-24 08:00 | 0 | 0 | 0 | 0 | 0 | 577213.3038 | 0 | 403762 | 0 | 0 | 0 | 0 | 294102.2064 | 0 | 0 | 0 | 0 | 0 | 0 | 0 | 4213295.9506 | 0 | 0 | 0 | 0 | 0 | 0 | 0 | 0 | 0 | 0 | -88743.1518 | 0 | 0 | 0 | 0 | 0 | 0 | 0 | 0 | 0 | 262194.4556 | 0 | 0 | 0 | 0 | 0 | 0 | 0
2016-08-24 09:00 | 0 | 0 | 0 | 0 | 0 | 219474.2694 | 0 | 409712 | 0 | 0 | 0 | 0 | 382845.3582 | 0 | 0 | 0 | 0 | 0 | 0 | 0 | 3934315.0681 | 0 | 0 | 0 | 0 | 0 | 0 | 0 | 0 | 0 | 0 | 88743.1518 | 0 | 0 | 0 | 0 | 0 | 0 | 0 | 0 | 0 | -278980.8824 | 0 | 0 | 0 | 0 | 0 | 0 | 0
2016-08-24 10:00 | 0 | 0 | 0 | 0 | 0 | 524017.225 | 0 | 428782 | 0 | 0 | 0 | 0 | 294102.2064 | 0 | 0 | 0 | 0 | 0 | 0 | 0 | 4118293.4449 | 0 | 0 | 0 | 0 | 0 | 0 | 0 | 0 | 0 | 0 | -88743.1518 | 0 | 0 | 0 | 0 | 0 | 0 | 0 | 0 | 0 | 183978.3768 | 0 | 0 | 0 | 0 | 0 | 0 | 0
2016-08-24 11:00 | 0 | 0 | 0 | 0 | 0 | 498309.5087 | 0 | 447986 | 0 | 0 | 0 | 0 | 205359.0546 | 0 | 0 | 0 | 0 | 0 | 0 | 0 | 4257360.1054 | 0 | 0 | 0 | 0 | 0 | 0 | 0 | 0 | 0 | 0 | -88743.1518 | 0 | 0 | 0 | 0 | 0 | 0 | 0 | 0 | 0 | 139066.6605 | 0 | 0 | 0 | 0 | 0 | 0 | 0
2016-08-24 12:00 | 0 | 0 | 0 | 0 | 0 | 389215.2984 | 2777.9275 | 465480 | 0 | 0 | 0 | 0 | 294102.2064 | 0 | 0 | 0 | 0 | 0 | 0 | 0 | 4095130.1796 | 0 | 0 | 0 | 0 | 0 | 0 | 0 | 0 | 0 | 0 | 88743.1518 | 0 | 0 | 0 | 0 | 0 | 0 | 0 | 0 | 0 | -162229.9259 | 0 | 0 | 0 | 0 | 0 | 0 | 0
2016-08-24 13:00 | 0 | 0 | 0 | 0 | 0 | 333690.4651 | 183325.0111 | 488202 | 0 | 0 | 0 | 0 | 205359.0546 | 0 | 0 | 0 | 0 | 0 | 0 | 0 | 4212686.8076 | 0 | 0 | 0 | 0 | 0 | 0 | 0 | 0 | 0 | 0 | -88743.1518 | 0 | 0 | 0 | 0 | 0 | 0 | 0 | 0 | 0 | 117556.628 | 0 | 0 | 0 | 0 | 0 | 0 | 0
2016-08-24 14:00 | 0 | 0 | 0 | 0 | 0 | 360351.4894 | 523609.5449 | 516237 | 0 | 0 | 0 | 0 | 294102.2064 | 0 | 0 | 0 | 0 | 0 | 0 | 0 | 4491667.69 | 0 | 0 | 0 | 0 | 0 | 0 | 0 | 0 | 0 | 0 | 88743.1518 | 0 | 0 | 0 | 0 | 0 | 0 | 0 | 0 | 0 | 278980.8824 | 0 | 0 | 0 | 0 | 0 | 0 | 0
2016-08-24 15:00 | 0 | 0 | 0 | 0 | 0 | 232188.5328 | 680087.5014 | 544552 | 0 | 0 | 0 | 0 | 382845.3582 | 0 | 0 | 0 | 0 | 0 | 0 | 0 | 4770648.5724 | 0 | 0 | 0 | 0 | 0 | 0 | 0 | 0 | 0 | 0 | 88743.1518 | 0 | 0 | 0 | 0 | 0 | 0 | 0 | 0 | 0 | 278980.8824 | 0 | 0 | 0 | 0 | 0 | 0 | 0
2016-08-24 16:00 | 0 | 0 | 0 | 0 | 0 | 0 | 771497.1529 | 569357 | 0 | 0 | 0 | 0 | 306004.6287 | 0 | 0 | 0 | 0 | 0 | 0 | 0 | 5049629.4549 | 0 | 0 | 0 | 0 | 0 | 0 | 0 | 0 | 0 | 0 | -76840.7296 | 0 | 0 | 0 | 0 | 0 | 0 | 0 | 0 | 0 | 278980.8824 | 0 | 0 | 0 | 0 | 0 | 0 | 0
2016-08-24 17:00 | 0 | 0 | 0 | 0 | 0 | 78334.4673 | 781924.9929 | 593181 | 0 | 0 | 0 | 0 | 294102.2064 | 0 | 0 | 0 | 0 | 0 | 0 | 0 | 5328610.3373 | 0 | 0 | 0 | 0 | 0 | 0 | 0 | 0 | 0 | 0 | -11902.4222 | 0 | 0 | 0 | 0 | 0 | 0 | 0 | 0 | 0 | 278980.8824 | 0 | 0 | 0 | 0 | 0 | 0 | 0
2016-08-24 18:00 | 0 | 0 | 0 | 0 | 0 | 211043.6773 | 770722.357 | 614042 | 0 | 0 | 0 | 0 | 382845.3582 | 0 | 0 | 0 | 0 | 0 | 0 | 0 | 5607591.2198 | 0 | 0 | 0 | 0 | 0 | 0 | 0 | 0 | 0 | 0 | 88743.1518 | 0 | 0 | 0 | 0 | 0 | 0 | 0 | 0 | 0 | 278980.8824 | 0 | 0 | 0 | 0 | 0 | 0 | 0
2016-08-24 19:00 | 0 | 0 | 0 | 0 | 0 | 67802.9525 | 751345.7781 | 628911 | 0 | 0 | 0 | 0 | 294102.2064 | 0 | 0 | 0 | 0 | 0 | 0 | 0 | 5886572.1022 | 0 | 0 | 0 | 0 | 0 | 0 | 0 | 0 | 0 | 0 | -88743.1518 | 0 | 0 | 0 | 0 | 0 | 0 | 0 | 0 | 0 | 278980.8824 | 0 | 0 | 0 | 0 | 0 | 0 | 0
2016-08-24 20:00 | 0 | 0 | 0 | 0 | 0 | 270653.4602 | 736730.574 | 639660 | 0 | 0 | 0 | 0 | 382845.3582 | 0 | 0 | 0 | 0 | 0 | 0 | 0 | 6165552.9847 | 0 | 0 | 0 | 0 | 0 | 0 | 0 | 0 | 0 | 0 | 88743.1518 | 0 | 0 | 0 | 0 | 0 | 0 | 0 | 0 | 0 | 278980.8824 | 0 | 0 | 0 | 0 | 0 | 0 | 0
2016-08-24 21:00 | 0 | 0 | 0 | 0 | 0 | 215011.6857 | 708622.1968 | 644653 | 0 | 0 | 0 | 0 | 382845.3582 | 0 | 0 | 0 | 0 | 0 | 0 | 0 | 6444533.8671 | 0 | 0 | 0 | 0 | 0 | 0 | 0 | 0 | 0 | 0 | 0 | 0 | 0 | 0 | 0 | 0 | 0 | 0 | 0 | 0 | 278980.8824 | 0 | 0 | 0 | 0 | 0 | 0 | 0
2016-08-24 22:00 | 0 | 0 | 0 | 0 | 0 | 232235.4695 | 664337.8564 | 639097 | 0 | 0 | 0 | 0 | 361340.8017 | 0 | 0 | 0 | 0 | 0 | 0 | 0 | 6723514.7496 | 0 | 0 | 0 | 0 | 0 | 0 | 0 | 0 | 0 | 0 | -21504.5566 | 0 | 0 | 0 | 0 | 0 | 0 | 0 | 0 | 0 | 278980.8824 | 0 | 0 | 0 | 0 | 0 | 0 | 0
2016-08-24 23:00 | 0 | 0 | 0 | 0 | 0 | 247193.4842 | 569322.2464 | 626278 | 0 | 0 | 0 | 0 | 272597.6499 | 0 | 0 | 0 | 0 | 0 | 0 | 0 | 7002495.632 | 0 | 0 | 0 | 0 | 0 | 0 | 0 | 0 | 0 | 0 | -88743.1518 | 0 | 0 | 0 | 0 | 0 | 0 | 0 | 0 | 0 | 278980.8824 | 0 | 0 | 0 | 0 | 0 | 0 | 0
2016-08-25 | 0 | 0 | 0 | 0 | 0 | 370156.7179 | 405909.3406 | 615389 | 0 | 0 | 0 | 0 | 361340.8017 | 0 | 0 | 0 | 0 | 0 | 0 | 0 | 7074429.5387 | 0 | 0 | 0 | 0 | 0 | 0 | 0 | 0 | 0 | 0 | 88743.1518 | 0 | 0 | 0 | 0 | 0 | 0 | 0 | 0 | 0 | 71933.9067 | 0 | 0 | 0 | 0 | 0 | 0 | 0
2016-08-25 01:00 | 0 | 0 | 0 | 0 | 0 | 435216.0415 | 123155.6823 | 596882 | 0 | 0 | 0 | 0 | 322830.5255 | 0 | 0 | 0 | 0 | 0 | 0 | 0 | 7074429.5387 | 0 | 0 | 0 | 0 | 0 | 0 | 0 | 0 | 0 | 0 | -38510.2762 | 0 | 0 | 0 | 0 | 0 | 0 | 0 | 0 | 0 | 0 | 0 | 0 | 0 | 0 | 0 | 0 | 0
2016-08-25 02:00 | 0 | 0 | 0 | 0 | 0 | 429994.1495 | 151.2627 | 563679 | 0 | 0 | 0 | 0 | 234087.3737 | 0 | 0 | 0 | 0 | 0 | 0 | 0 | 7029639.1027 | 0 | 0 | 0 | 0 | 0 | 0 | 0 | 0 | 0 | 0 | -88743.1518 | 0 | 0 | 0 | 0 | 0 | 0 | 0 | 0 | 0 | -44790.436 | 0 | 0 | 0 | 0 | 0 | 0 | 0
2016-08-25 03:00 | 0 | 0 | 0 | 0 | 0 | 412075.9993 | 0 | 524938 | 0 | 0 | 0 | 0 | 205359.0546 | 0 | 0 | 0 | 0 | 0 | 0 | 0 | 6945505.421 | 0 | 0 | 0 | 0 | 0 | 0 | 0 | 0 | 0 | 0 | -28728.319 | 0 | 0 | 0 | 0 | 0 | 0 | 0 | 0 | 0 | -84133.6817 | 0 | 0 | 0 | 0 | 0 | 0 | 0
2016-08-25 04:00 | 0 | 0 | 0 | 0 | 0 | 395037.5571 | 0 | 489614 | 0 | 0 | 0 | 0 | 294102.2064 | 0 | 0 | 0 | 0 | 0 | 0 | 0 | 6762185.8263 | 0 | 0 | 0 | 0 | 0 | 0 | 0 | 0 | 0 | 0 | 88743.1518 | 0 | 0 | 0 | 0 | 0 | 0 | 0 | 0 | 0 | -183319.5947 | 0 | 0 | 0 | 0 | 0 | 0 | 0
2016-08-25 05:00 | 0 | 0 | 0 | 0 | 0 | 372666.1106 | 0 | 461217 | 0 | 0 | 0 | 0 | 382845.3582 | 0 | 0 | 0 | 0 | 0 | 0 | 0 | 6584891.7851 | 0 | 0 | 0 | 0 | 0 | 0 | 0 | 0 | 0 | 0 | 88743.1518 | 0 | 0 | 0 | 0 | 0 | 0 | 0 | 0 | 0 | -177294.0412 | 0 | 0 | 0 | 0 | 0 | 0 | 0
2016-08-25 06:00 | 0 | 0 | 0 | 0 | 0 | 354676.9116 | 0 | 437953 | 0 | 0 | 0 | 0 | 294102.2064 | 0 | 0 | 0 | 0 | 0 | 0 | 0 | 6590358.8485 | 0 | 0 | 0 | 0 | 0 | 0 | 0 | 0 | 0 | 0 | -88743.1518 | 0 | 0 | 0 | 0 | 0 | 0 | 0 | 0 | 0 | 5467.0634 | 0 | 0 | 0 | 0 | 0 | 0 | 0
2016-08-25 07:00 | 0 | 0 | 0 | 0 | 0 | 343439.4434 | 0 | 421820 | 0 | 0 | 0 | 0 | 382845.3582 | 0 | 0 | 0 | 0 | 0 | 0 | 0 | 6423235.1401 | 0 | 0 | 0 | 0 | 0 | 0 | 0 | 0 | 0 | 0 | 88743.1518 | 0 | 0 | 0 | 0 | 0 | 0 | 0 | 0 | 0 | -167123.7084 | 0 | 0 | 0 | 0 | 0 | 0 | 0
2016-08-25 08:00 | 0 | 0 | 0 | 0 | 0 | 340653.5251 | 0 | 415450 | 0 | 0 | 0 | 0 | 382845.3582 | 0 | 0 | 0 | 0 | 0 | 0 | 0 | 6348438.6652 | 0 | 0 | 0 | 0 | 0 | 0 | 0 | 0 | 0 | 0 | 0 | 0 | 0 | 0 | 0 | 0 | 0 | 0 | 0 | 0 | -74796.4749 | 0 | 0 | 0 | 0 | 0 | 0 | 0
2016-08-25 09:00 | 0 | 0 | 0 | 0 | 0 | 326080.067 | 0 | 420070 | 0 | 0 | 0 | 0 | 294102.2064 | 0 | 0 | 0 | 0 | 0 | 0 | 0 | 6343191.884 | 0 | 0 | 0 | 0 | 0 | 0 | 0 | 0 | 0 | 0 | -88743.1518 | 0 | 0 | 0 | 0 | 0 | 0 | 0 | 0 | 0 | -5246.7813 | 0 | 0 | 0 | 0 | 0 | 0 | 0
2016-08-25 10:00 | 0 | 0 | 0 | 0 | 0 | 71533.9658 | 0 | 439258 | 0 | 0 | 0 | 0 | 205359.0546 | 0 | 0 | 0 | 0 | 0 | 0 | 0 | 6064211.0015 | 0 | 0 | 0 | 0 | 0 | 0 | 0 | 0 | 0 | 0 | -88743.1518 | 0 | 0 | 0 | 0 | 0 | 0 | 0 | 0 | 0 | -278980.8824 | 0 | 0 | 0 | 0 | 0 | 0 | 0
2016-08-25 11:00 | 0 | 0 | 0 | 0 | 0 | 295994.4204 | 0 | 460850 | 0 | 0 | 0 | 0 | 116615.9029 | 0 | 0 | 0 | 0 | 0 | 0 | 0 | 5988098.5737 | 0 | 0 | 0 | 0 | 0 | 0 | 0 | 0 | 0 | 0 | -88743.1518 | 0 | 0 | 0 | 0 | 0 | 0 | 0 | 0 | 0 | -76112.4278 | 0 | 0 | 0 | 0 | 0 | 0 | 0
2016-08-25 12:00 | 0 | 0 | 0 | 0 | 0 | 221092.3089 | 1553.8158 | 479942 | 0 | 0 | 0 | 0 | 138300.91 | 0 | 0 | 0 | 0 | 0 | 0 | 0 | 5709117.6913 | 0 | 0 | 0 | 0 | 0 | 0 | 0 | 0 | 0 | 0 | 21685.0071 | 0 | 0 | 0 | 0 | 0 | 0 | 0 | 0 | 0 | -278980.8824 | 0 | 0 | 0 | 0 | 0 | 0 | 0
2016-08-25 13:00 | 0 | 0 | 0 | 0 | 0 | 203439.8356 | 199354.7884 | 504835 | 0 | 0 | 0 | 0 | 49557.7582 | 0 | 0 | 0 | 0 | 0 | 0 | 0 | 5695820.4672 | 0 | 0 | 0 | 0 | 0 | 0 | 0 | 0 | 0 | 0 | -88743.1518 | 0 | 0 | 0 | 0 | 0 | 0 | 0 | 0 | 0 | -13297.2241 | 0 | 0 | 0 | 0 | 0 | 0 | 0
2016-08-25 14:00 | 0 | 0 | 0 | 0 | 0 | 218622.5156 | 529224.7797 | 535488 | 0 | 0 | 0 | 0 | 0 | 0 | 0 | 0 | 0 | 0 | 0 | 0 | 5957737.5206 | 0 | 0 | 0 | 0 | 0 | 0 | 0 | 0 | 0 | 0 | -49557.7582 | 0 | 0 | 0 | 0 | 0 | 0 | 0 | 0 | 0 | 261917.0534 | 0 | 0 | 0 | 0 | 0 | 0 | 0
2016-08-25 15:00 | 0 | 0 | 0 | 0 | 0 | 195061.6563 | 694977.828 | 565825 | 0 | 0 | 0 | 0 | 88743.1518 | 0 | 0 | 0 | 0 | 0 | 0 | 0 | 6193208.853 | 0 | 0 | 0 | 0 | 0 | 0 | 0 | 0 | 0 | 0 | 88743.1518 | 0 | 0 | 0 | 0 | 0 | 0 | 0 | 0 | 0 | 235471.3324 | 0 | 0 | 0 | 0 | 0 | 0 | 0
2016-08-25 16:00 | 0 | 0 | 0 | 0 | 0 | 161170.9186 | 767378.6792 | 594468 | 0 | 0 | 0 | 0 | 143843.8672 | 0 | 0 | 0 | 0 | 0 | 0 | 0 | 6472189.7355 | 0 | 0 | 0 | 0 | 0 | 0 | 0 | 0 | 0 | 0 | 55100.7154 | 0 | 0 | 0 | 0 | 0 | 0 | 0 | 0 | 0 | 278980.8824 | 0 | 0 | 0 | 0 | 0 | 0 | 0
2016-08-25 17:00 | 0 | 0 | 0 | 0 | 0 | 0 | 766913.9041 | 620489 | 0 | 0 | 0 | 0 | 232587.019 | 0 | 0 | 0 | 0 | 0 | 0 | 0 | 6529871.4878 | 0 | 0 | 0 | 0 | 0 | 0 | 0 | 0 | 0 | 0 | 88743.1518 | 0 | 0 | 0 | 0 | 0 | 0 | 0 | 0 | 0 | 57681.7523 | 0 | 0 | 0 | 0 | 0 | 0 | 0
2016-08-25 18:00 | 0 | 0 | 0 | 0 | 0 | 121557.9748 | 756966.6935 | 639768 | 0 | 0 | 0 | 0 | 321330.1708 | 0 | 0 | 0 | 0 | 0 | 0 | 0 | 6679885.0043 | 0 | 0 | 0 | 0 | 0 | 0 | 0 | 0 | 0 | 0 | 88743.1518 | 0 | 0 | 0 | 0 | 0 | 0 | 0 | 0 | 0 | 150013.5164 | 0 | 0 | 0 | 0 | 0 | 0 | 0
2016-08-25 19:00 | 0 | 0 | 0 | 0 | 0 | 111018.5243 | 735157.1955 | 652454 | 0 | 0 | 0 | 0 | 236071.0081 | 0 | 0 | 0 | 0 | 0 | 0 | 0 | 6958865.8867 | 0 | 0 | 0 | 0 | 0 | 0 | 0 | 0 | 0 | 0 | -85259.1627 | 0 | 0 | 0 | 0 | 0 | 0 | 0 | 0 | 0 | 278980.8824 | 0 | 0 | 0 | 0 | 0 | 0 | 0
2016-08-25 20:00 | 0 | 0 | 0 | 0 | 0 | 102817.5978 | 711905.3357 | 659693 | 0 | 0 | 0 | 0 | 324814.1599 | 0 | 0 | 0 | 0 | 0 | 0 | 0 | 7025152.6684 | 0 | 0 | 0 | 0 | 0 | 0 | 0 | 0 | 0 | 0 | 88743.1518 | 0 | 0 | 0 | 0 | 0 | 0 | 0 | 0 | 0 | 66286.7817 | 0 | 0 | 0 | 0 | 0 | 0 | 0
2016-08-25 21:00 | 0 | 0 | 0 | 0 | 0 | 95489.5941 | 672268.4745 | 660450 | 0 | 0 | 0 | 0 | 382845.3582 | 0 | 0 | 0 | 0 | 0 | 0 | 0 | 7074429.5387 | 0 | 0 | 0 | 0 | 0 | 0 | 0 | 0 | 0 | 0 | 58031.1983 | 0 | 0 | 0 | 0 | 0 | 0 | 0 | 0 | 0 | 49276.8703 | 0 | 0 | 0 | 0 | 0 | 0 | 0
2016-08-25 22:00 | 0 | 0 | 0 | 0 | 0 | 36074.9837 | 615561.0163 | 651636 | 0 | 0 | 0 | 0 | 382845.3582 | 0 | 0 | 0 | 0 | 0 | 0 | 0 | 7074429.5387 | 0 | 0 | 0 | 0 | 0 | 0 | 0 | 0 | 0 | 0 | 0 | 0 | 0 | 0 | 0 | 0 | 0 | 0 | 0 | 0 | 0 | 0 | 0 | 0 | 0 | 0 | 0 | 0
2016-08-25 23:00 | 0 | 0 | 0 | 0 | 0 | 91293.5904 | 509286.8642 | 636994 | 0 | 0 | 0 | 0 | 382845.3582 | 0 | 0 | 0 | 0 | 0 | 0 | 0 | 7038015.9933 | 0 | 0 | 0 | 0 | 0 | 0 | 0 | 0 | 0 | 0 | 0 | 0 | 0 | 0 | 0 | 0 | 0 | 0 | 0 | 0 | -36413.5454 | 0 | 0 | 0 | 0 | 0 | 0 | 0
2016-08-26 | 0 | 0 | 0 | 0 | 0 | 0 | 353063.3378 | 625254 | 0 | 0 | 0 | 0 | 382845.3582 | 0 | 0 | 0 | 0 | 0 | 0 | 0 | 6765825.331 | 0 | 0 | 0 | 0 | 0 | 0 | 0 | 0 | 0 | 0 | 0 | 0 | 0 | 0 | 0 | 0 | 0 | 0 | 0 | 0 | -272190.6622 | 0 | 0 | 0 | 0 | 0 | 0 | 0
2016-08-26 01:00 | 0 | 0 | 0 | 0 | 0 | 196393.3953 | 116983.3097 | 606013 | 0 | 0 | 0 | 0 | 369189.9457 | 0 | 0 | 0 | 0 | 0 | 0 | 0 | 6486844.4486 | 0 | 0 | 0 | 0 | 0 | 0 | 0 | 0 | 0 | 0 | -13655.4126 | 0 | 0 | 0 | 0 | 0 | 0 | 0 | 0 | 0 | -278980.8824 | 0 | 0 | 0 | 0 | 0 | 0 | 0
2016-08-26 02:00 | 0 | 0 | 0 | 0 | 0 | 226519.2321 | 127.2465 | 572344 | 0 | 0 | 0 | 0 | 302473.3067 | 0 | 0 | 0 | 0 | 0 | 0 | 0 | 6207863.5662 | 0 | 0 | 0 | 0 | 0 | 0 | 0 | 0 | 0 | 0 | -66716.6389 | 0 | 0 | 0 | 0 | 0 | 0 | 0 | 0 | 0 | -278980.8824 | 0 | 0 | 0 | 0 | 0 | 0 | 0
2016-08-26 03:00 | 0 | 0 | 0 | 0 | 0 | 235409.9759 | 0 | 533346 | 0 | 0 | 0 | 0 | 245223.0155 | 0 | 0 | 0 | 0 | 0 | 0 | 0 | 5967177.8333 | 0 | 0 | 0 | 0 | 0 | 0 | 0 | 0 | 0 | 0 | -57250.2912 | 0 | 0 | 0 | 0 | 0 | 0 | 0 | 0 | 0 | -240685.7329 | 0 | 0 | 0 | 0 | 0 | 0 | 0
2016-08-26 04:00 | 0 | 0 | 0 | 0 | 0 | 239574.5574 | 0 | 497549 | 0 | 0 | 0 | 0 | 266229.4554 | 0 | 0 | 0 | 0 | 0 | 0 | 0 | 5688196.9508 | 0 | 0 | 0 | 0 | 0 | 0 | 0 | 0 | 0 | 0 | 21006.4399 | 0 | 0 | 0 | 0 | 0 | 0 | 0 | 0 | 0 | -278980.8824 | 0 | 0 | 0 | 0 | 0 | 0 | 0
2016-08-26 05:00 | 0 | 0 | 0 | 0 | 0 | 245874.0982 | 0 | 467937 | 0 | 0 | 0 | 0 | 177486.3036 | 0 | 0 | 0 | 0 | 0 | 0 | 0 | 5554877.2008 | 0 | 0 | 0 | 0 | 0 | 0 | 0 | 0 | 0 | 0 | -88743.1518 | 0 | 0 | 0 | 0 | 0 | 0 | 0 | 0 | 0 | -133319.75 | 0 | 0 | 0 | 0 | 0 | 0 | 0
2016-08-26 06:00 | 0 | 0 | 0 | 0 | 0 | 77009.9658 | 0 | 444734 | 0 | 0 | 0 | 0 | 88743.1518 | 0 | 0 | 0 | 0 | 0 | 0 | 0 | 5275896.3184 | 0 | 0 | 0 | 0 | 0 | 0 | 0 | 0 | 0 | 0 | -88743.1518 | 0 | 0 | 0 | 0 | 0 | 0 | 0 | 0 | 0 | -278980.8824 | 0 | 0 | 0 | 0 | 0 | 0 | 0
2016-08-26 07:00 | 0 | 0 | 0 | 0 | 0 | 256773.9428 | 0 | 428458 | 0 | 0 | 0 | 0 | 0 | 0 | 0 | 0 | 0 | 0 | 0 | 0 | 5192955.413 | 0 | 0 | 0 | 0 | 0 | 0 | 0 | 0 | 0 | 0 | -88743.1518 | 0 | 0 | 0 | 0 | 0 | 0 | 0 | 0 | 0 | -82940.9054 | 0 | 0 | 0 | 0 | 0 | 0 | 0
2016-08-26 08:00 | 0 | 0 | 0 | 0 | 0 | 252801.8527 | 0 | 420866 | 0 | 0 | 0 | 0 | 88743.1518 | 0 | 0 | 0 | 0 | 0 | 0 | 0 | 4936148.1139 | 0 | 0 | 0 | 0 | 0 | 0 | 0 | 0 | 0 | 0 | 88743.1518 | 0 | 0 | 0 | 0 | 0 | 0 | 0 | 0 | 0 | -256807.2991 | 0 | 0 | 0 | 0 | 0 | 0 | 0
2016-08-26 09:00 | 0 | 0 | 0 | 0 | 0 | 233937.972 | 0 | 425519 | 0 | 0 | 0 | 0 | 176143.0062 | 0 | 0 | 0 | 0 | 0 | 0 | 0 | 4657167.2315 | 0 | 0 | 0 | 0 | 0 | 0 | 0 | 0 | 0 | 0 | 87399.8544 | 0 | 0 | 0 | 0 | 0 | 0 | 0 | 0 | 0 | -278980.8824 | 0 | 0 | 0 | 0 | 0 | 0 | 0
2016-08-26 10:00 | 0 | 0 | 0 | 0 | 0 | 214824.2843 | 0 | 444728 | 0 | 0 | 0 | 0 | 225220.173 | 0 | 0 | 0 | 0 | 0 | 0 | 0 | 4378186.3491 | 0 | 0 | 0 | 0 | 0 | 0 | 0 | 0 | 0 | 0 | 49077.1667 | 0 | 0 | 0 | 0 | 0 | 0 | 0 | 0 | 0 | -278980.8824 | 0 | 0 | 0 | 0 | 0 | 0 | 0
2016-08-26 11:00 | 0 | 0 | 0 | 0 | 0 | 200273.401 | 0 | 466043 | 0 | 0 | 0 | 0 | 238431.4564 | 0 | 0 | 0 | 0 | 0 | 0 | 0 | 4099205.4666 | 0 | 0 | 0 | 0 | 0 | 0 | 0 | 0 | 0 | 0 | 13211.2834 | 0 | 0 | 0 | 0 | 0 | 0 | 0 | 0 | 0 | -278980.8824 | 0 | 0 | 0 | 0 | 0 | 0 | 0
2016-08-26 12:00 | 0 | 0 | 0 | 0 | 0 | 133820.2929 | 958.9922 | 487524 | 0 | 0 | 0 | 0 | 164667.624 | 0 | 0 | 0 | 0 | 0 | 0 | 0 | 3820224.5842 | 0 | 0 | 0 | 0 | 0 | 0 | 0 | 0 | 0 | 0 | -73763.8324 | 0 | 0 | 0 | 0 | 0 | 0 | 0 | 0 | 0 | -278980.8824 | 0 | 0 | 0 | 0 | 0 | 0 | 0
2016-08-26 13:00 | 0 | 0 | 0 | 0 | 0 | 53210.8426 | 158679.9966 | 514353 | 0 | 0 | 0 | 0 | 116615.9029 | 0 | 0 | 0 | 0 | 0 | 0 | 0 | 3565814.1445 | 0 | 0 | 0 | 0 | 0 | 0 | 0 | 0 | 0 | 0 | -48051.7211 | 0 | 0 | 0 | 0 | 0 | 0 | 0 | 0 | 0 | -254410.4397 | 0 | 0 | 0 | 0 | 0 | 0 | 0
2016-08-26 14:00 | 0 | 0 | 0 | 0 | 0 | 0 | 479372.5118 | 545261 | 0 | 0 | 0 | 0 | 205359.0546 | 0 | 0 | 0 | 0 | 0 | 0 | 0 | 3411182.5045 | 0 | 0 | 0 | 0 | 0 | 0 | 0 | 0 | 0 | 0 | 88743.1518 | 0 | 0 | 0 | 0 | 0 | 0 | 0 | 0 | 0 | -154631.64 | 0 | 0 | 0 | 0 | 0 | 0 | 0
2016-08-26 15:00 | 0 | 0 | 0 | 0 | 0 | 76601.9142 | 637630.2435 | 576723 | 0 | 0 | 0 | 0 | 294102.2064 | 0 | 0 | 0 | 0 | 0 | 0 | 0 | 3459948.5104 | 0 | 0 | 0 | 0 | 0 | 0 | 0 | 0 | 0 | 0 | 88743.1518 | 0 | 0 | 0 | 0 | 0 | 0 | 0 | 0 | 0 | 48766.0059 | 0 | 0 | 0 | 0 | 0 | 0 | 0
2016-08-26 16:00 | 0 | 0 | 0 | 0 | 0 | 0 | 720683.4156 | 603840 | 0 | 0 | 0 | 0 | 205359.0546 | 0 | 0 | 0 | 0 | 0 | 0 | 0 | 3665535.0778 | 0 | 0 | 0 | 0 | 0 | 0 | 0 | 0 | 0 | 0 | -88743.1518 | 0 | 0 | 0 | 0 | 0 | 0 | 0 | 0 | 0 | 205586.5674 | 0 | 0 | 0 | 0 | 0 | 0 | 0
2016-08-26 17:00 | 0 | 0 | 0 | 0 | 0 | 77298.5391 | 732225.1132 | 625441 | 0 | 0 | 0 | 0 | 294102.2064 | 0 | 0 | 0 | 0 | 0 | 0 | 0 | 3760874.5783 | 0 | 0 | 0 | 0 | 0 | 0 | 0 | 0 | 0 | 0 | 88743.1518 | 0 | 0 | 0 | 0 | 0 | 0 | 0 | 0 | 0 | 95339.5005 | 0 | 0 | 0 | 0 | 0 | 0 | 0
2016-08-26 18:00 | 0 | 0 | 0 | 0 | 0 | 0 | 728557.7618 | 641847 | 0 | 0 | 0 | 0 | 205359.0546 | 0 | 0 | 0 | 0 | 0 | 0 | 0 | 3936328.4919 | 0 | 0 | 0 | 0 | 0 | 0 | 0 | 0 | 0 | 0 | -88743.1518 | 0 | 0 | 0 | 0 | 0 | 0 | 0 | 0 | 0 | 175453.9136 | 0 | 0 | 0 | 0 | 0 | 0 | 0
2016-08-26 19:00 | 0 | 0 | 0 | 0 | 0 | 0 | 715858.8111 | 651451 | 0 | 0 | 0 | 0 | 294102.2064 | 0 | 0 | 0 | 0 | 0 | 0 | 0 | 3911993.1512 | 0 | 0 | 0 | 0 | 0 | 0 | 0 | 0 | 0 | 0 | 88743.1518 | 0 | 0 | 0 | 0 | 0 | 0 | 0 | 0 | 0 | -24335.3407 | 0 | 0 | 0 | 0 | 0 | 0 | 0
2016-08-26 20:00 | 0 | 0 | 0 | 0 | 0 | 0 | 710004.9482 | 655480 | 0 | 0 | 0 | 0 | 382845.3582 | 0 | 0 | 0 | 0 | 0 | 0 | 0 | 3877774.9476 | 0 | 0 | 0 | 0 | 0 | 0 | 0 | 0 | 0 | 0 | 88743.1518 | 0 | 0 | 0 | 0 | 0 | 0 | 0 | 0 | 0 | -34218.2036 | 0 | 0 | 0 | 0 | 0 | 0 | 0
2016-08-26 21:00 | 0 | 0 | 0 | 0 | 0 | 0 | 689690.2298 | 653550 | 0 | 0 | 0 | 0 | 294102.2064 | 0 | 0 | 0 | 0 | 0 | 0 | 0 | 4002658.3292 | 0 | 0 | 0 | 0 | 0 | 0 | 0 | 0 | 0 | 0 | -88743.1518 | 0 | 0 | 0 | 0 | 0 | 0 | 0 | 0 | 0 | 124883.3816 | 0 | 0 | 0 | 0 | 0 | 0 | 0
2016-08-26 22:00 | 0 | 0 | 0 | 0 | 0 | 89887.3736 | 655601.309 | 639815 | 0 | 0 | 0 | 0 | 205359.0546 | 0 | 0 | 0 | 0 | 0 | 0 | 0 | 4197075.1636 | 0 | 0 | 0 | 0 | 0 | 0 | 0 | 0 | 0 | 0 | -88743.1518 | 0 | 0 | 0 | 0 | 0 | 0 | 0 | 0 | 0 | 194416.8344 | 0 | 0 | 0 | 0 | 0 | 0 | 0
2016-08-26 23:00 | 0 | 0 | 0 | 0 | 0 | 53677.4303 | 558068.7309 | 617267 | 0 | 0 | 0 | 0 | 116615.9029 | 0 | 0 | 0 | 0 | 0 | 0 | 0 | 4280297.4767 | 0 | 0 | 0 | 0 | 0 | 0 | 0 | 0 | 0 | 0 | -88743.1518 | 0 | 0 | 0 | 0 | 0 | 0 | 0 | 0 | 0 | 83222.313 | 0 | 0 | 0 | 0 | 0 | 0 | 0
2016-08-27 | 0 | 0 | 0 | 0 | 0 | 157847.6575 | 386793.6562 | 600923 | 0 | 0 | 0 | 0 | 88743.1518 | 0 | 0 | 0 | 0 | 0 | 0 | 0 | 4251888.5414 | 0 | 0 | 0 | 0 | 0 | 0 | 0 | 0 | 0 | 0 | -27872.7511 | 0 | 0 | 0 | 0 | 0 | 0 | 0 | 0 | 0 | -28408.9353 | 0 | 0 | 0 | 0 | 0 | 0 | 0
2016-08-27 01:00 | 0 | 0 | 0 | 0 | 0 | 283756.1155 | 112878.9069 | 580016 | 0 | 0 | 0 | 0 | 177486.3036 | 0 | 0 | 0 | 0 | 0 | 0 | 0 | 3979764.4119 | 0 | 0 | 0 | 0 | 0 | 0 | 0 | 0 | 0 | 0 | 88743.1518 | 0 | 0 | 0 | 0 | 0 | 0 | 0 | 0 | 0 | -272124.1295 | 0 | 0 | 0 | 0 | 0 | 0 | 0
2016-08-27 02:00 | 0 | 0 | 0 | 0 | 0 | 331939.6923 | 92.4225 | 549444 | 0 | 0 | 0 | 0 | 88743.1518 | 0 | 0 | 0 | 0 | 0 | 0 | 0 | 3851095.6785 | 0 | 0 | 0 | 0 | 0 | 0 | 0 | 0 | 0 | 0 | -88743.1518 | 0 | 0 | 0 | 0 | 0 | 0 | 0 | 0 | 0 | -128668.7334 | 0 | 0 | 0 | 0 | 0 | 0 | 0
2016-08-27 03:00 | 0 | 0 | 0 | 0 | 0 | 333847.4728 | 0 | 516865 | 0 | 0 | 0 | 0 | 0 | 0 | 0 | 0 | 0 | 0 | 0 | 0 | 3756821.3031 | 0 | 0 | 0 | 0 | 0 | 0 | 0 | 0 | 0 | 0 | -88743.1518 | 0 | 0 | 0 | 0 | 0 | 0 | 0 | 0 | 0 | -94274.3754 | 0 | 0 | 0 | 0 | 0 | 0 | 0
2016-08-27 04:00 | 0 | 0 | 0 | 0 | 0 | 315274.5269 | 0 | 484549 | 0 | 0 | 0 | 0 | 0 | 0 | 0 | 0 | 0 | 0 | 0 | 0 | 3587546.83 | 0 | 0 | 0 | 0 | 0 | 0 | 0 | 0 | 0 | 0 | 0 | 0 | 0 | 0 | 0 | 0 | 0 | 0 | 0 | 0 | -169274.4731 | 0 | 0 | 0 | 0 | 0 | 0 | 0
2016-08-27 05:00 | 0 | 0 | 0 | 0 | 0 | 291890.0652 | 0 | 455263 | 0 | 0 | 0 | 0 | 88743.1518 | 0 | 0 | 0 | 0 | 0 | 0 | 0 | 3335430.7434 | 0 | 0 | 0 | 0 | 0 | 0 | 0 | 0 | 0 | 0 | 88743.1518 | 0 | 0 | 0 | 0 | 0 | 0 | 0 | 0 | 0 | -252116.0866 | 0 | 0 | 0 | 0 | 0 | 0 | 0
2016-08-27 06:00 | 0 | 0 | 0 | 0 | 0 | 274790.2004 | 0 | 431590 | 0 | 0 | 0 | 0 | 177486.3036 | 0 | 0 | 0 | 0 | 0 | 0 | 0 | 3089887.792 | 0 | 0 | 0 | 0 | 0 | 0 | 0 | 0 | 0 | 0 | 88743.1518 | 0 | 0 | 0 | 0 | 0 | 0 | 0 | 0 | 0 | -245542.9514 | 0 | 0 | 0 | 0 | 0 | 0 | 0
2016-08-27 07:00 | 0 | 0 | 0 | 0 | 0 | 262684.1809 | 0 | 414085 | 0 | 0 | 0 | 0 | 88743.1518 | 0 | 0 | 0 | 0 | 0 | 0 | 0 | 3027230.1247 | 0 | 0 | 0 | 0 | 0 | 0 | 0 | 0 | 0 | 0 | -88743.1518 | 0 | 0 | 0 | 0 | 0 | 0 | 0 | 0 | 0 | -62657.6673 | 0 | 0 | 0 | 0 | 0 | 0 | 0
2016-08-27 08:00 | 0 | 0 | 0 | 0 | 0 | 251452.4082 | 0 | 404444 | 0 | 0 | 0 | 0 | 0 | 0 | 0 | 0 | 0 | 0 | 0 | 0 | 2962981.6847 | 0 | 0 | 0 | 0 | 0 | 0 | 0 | 0 | 0 | 0 | -88743.1518 | 0 | 0 | 0 | 0 | 0 | 0 | 0 | 0 | 0 | -64248.44 | 0 | 0 | 0 | 0 | 0 | 0 | 0
2016-08-27 09:00 | 0 | 0 | 0 | 0 | 0 | 236652.5422 | 0 | 400736 | 0 | 0 | 0 | 0 | 0 | 0 | 0 | 0 | 0 | 0 | 0 | 0 | 2798898.2268 | 0 | 0 | 0 | 0 | 0 | 0 | 0 | 0 | 0 | 0 | 0 | 0 | 0 | 0 | 0 | 0 | 0 | 0 | 0 | 0 | -164083.4578 | 0 | 0 | 0 | 0 | 0 | 0 | 0
2016-08-27 10:00 | 0 | 0 | 0 | 0 | 0 | 212897.2694 | 0 | 403135 | 0 | 0 | 0 | 0 | 88743.1518 | 0 | 0 | 0 | 0 | 0 | 0 | 0 | 2519917.3444 | 0 | 0 | 0 | 0 | 0 | 0 | 0 | 0 | 0 | 0 | 88743.1518 | 0 | 0 | 0 | 0 | 0 | 0 | 0 | 0 | 0 | -278980.8824 | 0 | 0 | 0 | 0 | 0 | 0 | 0
2016-08-27 11:00 | 0 | 0 | 0 | 0 | 0 | 209952.1654 | 0 | 411095 | 0 | 0 | 0 | 0 | 166581.1996 | 0 | 0 | 0 | 0 | 0 | 0 | 0 | 2240936.462 | 0 | 0 | 0 | 0 | 0 | 0 | 0 | 0 | 0 | 0 | 77838.0478 | 0 | 0 | 0 | 0 | 0 | 0 | 0 | 0 | 0 | -278980.8824 | 0 | 0 | 0 | 0 | 0 | 0 | 0
2016-08-27 12:00 | 0 | 0 | 0 | 0 | 0 | 169814.2993 | 1401.9862 | 431558 | 0 | 0 | 0 | 0 | 185220.3676 | 0 | 0 | 0 | 0 | 0 | 0 | 0 | 1961955.5795 | 0 | 0 | 0 | 0 | 0 | 0 | 0 | 0 | 0 | 0 | 18639.168 | 0 | 0 | 0 | 0 | 0 | 0 | 0 | 0 | 0 | -278980.8824 | 0 | 0 | 0 | 0 | 0 | 0 | 0
2016-08-27 13:00 | 0 | 0 | 0 | 0 | 0 | 91291.3422 | 207257.7469 | 461423 | 0 | 0 | 0 | 0 | 273963.5194 | 0 | 0 | 0 | 0 | 0 | 0 | 0 | 1710338.5168 | 0 | 0 | 0 | 0 | 0 | 0 | 0 | 0 | 0 | 0 | 88743.1518 | 0 | 0 | 0 | 0 | 0 | 0 | 0 | 0 | 0 | -251617.0627 | 0 | 0 | 0 | 0 | 0 | 0 | 0
2016-08-27 14:00 | 0 | 0 | 0 | 0 | 0 | 0 | 549786.4107 | 494132 | 0 | 0 | 0 | 0 | 362706.6712 | 0 | 0 | 0 | 0 | 0 | 0 | 0 | 1677249.7756 | 0 | 0 | 0 | 0 | 0 | 0 | 0 | 0 | 0 | 0 | 88743.1518 | 0 | 0 | 0 | 0 | 0 | 0 | 0 | 0 | 0 | -33088.7411 | 0 | 0 | 0 | 0 | 0 | 0 | 0
2016-08-27 15:00 | 0 | 0 | 0 | 0 | 0 | 0 | 697544.6549 | 525588 | 0 | 0 | 0 | 0 | 382845.3582 | 0 | 0 | 0 | 0 | 0 | 0 | 0 | 1829067.7435 | 0 | 0 | 0 | 0 | 0 | 0 | 0 | 0 | 0 | 0 | 20138.687 | 0 | 0 | 0 | 0 | 0 | 0 | 0 | 0 | 0 | 151817.9679 | 0 | 0 | 0 | 0 | 0 | 0 | 0
2016-08-27 16:00 | 0 | 0 | 0 | 0 | 0 | 0 | 768709.5231 | 554105 | 0 | 0 | 0 | 0 | 318468.9989 | 0 | 0 | 0 | 0 | 0 | 0 | 0 | 2108048.626 | 0 | 0 | 0 | 0 | 0 | 0 | 0 | 0 | 0 | 0 | -64376.3593 | 0 | 0 | 0 | 0 | 0 | 0 | 0 | 0 | 0 | 278980.8824 | 0 | 0 | 0 | 0 | 0 | 0 | 0
2016-08-27 17:00 | 0 | 0 | 0 | 0 | 0 | 0 | 771463.0676 | 576251 | 0 | 0 | 0 | 0 | 294102.2064 | 0 | 0 | 0 | 0 | 0 | 0 | 0 | 2327627.4861 | 0 | 0 | 0 | 0 | 0 | 0 | 0 | 0 | 0 | 0 | -24366.7925 | 0 | 0 | 0 | 0 | 0 | 0 | 0 | 0 | 0 | 219578.8601 | 0 | 0 | 0 | 0 | 0 | 0 | 0
2016-08-27 18:00 | 0 | 0 | 0 | 0 | 0 | 0 | 758300.9262 | 591311 | 0 | 0 | 0 | 0 | 382845.3582 | 0 | 0 | 0 | 0 | 0 | 0 | 0 | 2405874.2605 | 0 | 0 | 0 | 0 | 0 | 0 | 0 | 0 | 0 | 0 | 88743.1518 | 0 | 0 | 0 | 0 | 0 | 0 | 0 | 0 | 0 | 78246.7744 | 0 | 0 | 0 | 0 | 0 | 0 | 0
2016-08-27 19:00 | 0 | 0 | 0 | 0 | 0 | 0 | 741683.3251 | 600803 | 0 | 0 | 0 | 0 | 294102.2064 | 0 | 0 | 0 | 0 | 0 | 0 | 0 | 2635497.7374 | 0 | 0 | 0 | 0 | 0 | 0 | 0 | 0 | 0 | 0 | -88743.1518 | 0 | 0 | 0 | 0 | 0 | 0 | 0 | 0 | 0 | 229623.4769 | 0 | 0 | 0 | 0 | 0 | 0 | 0
2016-08-27 20:00 | 0 | 0 | 0 | 0 | 0 | 91997.2397 | 729945.2559 | 606858 | 0 | 0 | 0 | 0 | 230205.8197 | 0 | 0 | 0 | 0 | 0 | 0 | 0 | 2914478.6199 | 0 | 0 | 0 | 0 | 0 | 0 | 0 | 0 | 0 | 0 | -63896.3868 | 0 | 0 | 0 | 0 | 0 | 0 | 0 | 0 | 0 | 278980.8824 | 0 | 0 | 0 | 0 | 0 | 0 | 0
2016-08-27 21:00 | 0 | 0 | 0 | 0 | 0 | 93868.5582 | 706716.7763 | 604271 | 0 | 0 | 0 | 0 | 318948.9715 | 0 | 0 | 0 | 0 | 0 | 0 | 0 | 3022049.8025 | 0 | 0 | 0 | 0 | 0 | 0 | 0 | 0 | 0 | 0 | 88743.1518 | 0 | 0 | 0 | 0 | 0 | 0 | 0 | 0 | 0 | 107571.1827 | 0 | 0 | 0 | 0 | 0 | 0 | 0
2016-08-27 22:00 | 0 | 0 | 0 | 0 | 0 | 97285.3229 | 661066.8759 | 598870 | 0 | 0 | 0 | 0 | 230205.8197 | 0 | 0 | 0 | 0 | 0 | 0 | 0 | 3270275.1531 | 0 | 0 | 0 | 0 | 0 | 0 | 0 | 0 | 0 | 0 | -88743.1518 | 0 | 0 | 0 | 0 | 0 | 0 | 0 | 0 | 0 | 248225.3506 | 0 | 0 | 0 | 0 | 0 | 0 | 0
2016-08-27 23:00 | 0 | 0 | 0 | 0 | 0 | 114785.7081 | 554878.4934 | 582528 | 0 | 0 | 0 | 0 | 141462.6679 | 0 | 0 | 0 | 0 | 0 | 0 | 0 | 3446154.5064 | 0 | 0 | 0 | 0 | 0 | 0 | 0 | 0 | 0 | 0 | -88743.1518 | 0 | 0 | 0 | 0 | 0 | 0 | 0 | 0 | 0 | 175879.3533 | 0 | 0 | 0 | 0 | 0 | 0 | 0
2016-08-28 | 0 | 0 | 0 | 0 | 0 | 205479.9732 | 389207.8478 | 569917 | 0 | 0 | 0 | 0 | 205359.0546 | 0 | 0 | 0 | 0 | 0 | 0 | 0 | 3407028.9406 | 0 | 0 | 0 | 0 | 0 | 0 | 0 | 0 | 0 | 0 | 63896.3868 | 0 | 0 | 0 | 0 | 0 | 0 | 0 | 0 | 0 | -39125.5658 | 0 | 0 | 0 | 0 | 0 | 0 | 0
2016-08-28 01:00 | 0 | 0 | 0 | 0 | 0 | 387345.4746 | 112881.6544 | 553360 | 0 | 0 | 0 | 0 | 294102.2064 | 0 | 0 | 0 | 0 | 0 | 0 | 0 | 3265152.9178 | 0 | 0 | 0 | 0 | 0 | 0 | 0 | 0 | 0 | 0 | 88743.1518 | 0 | 0 | 0 | 0 | 0 | 0 | 0 | 0 | 0 | -141876.0229 | 0 | 0 | 0 | 0 | 0 | 0 | 0
2016-08-28 02:00 | 0 | 0 | 0 | 0 | 0 | 488294.1019 | 73.2464 | 527742 | 0 | 0 | 0 | 0 | 205359.0546 | 0 | 0 | 0 | 0 | 0 | 0 | 0 | 3314521.4178 | 0 | 0 | 0 | 0 | 0 | 0 | 0 | 0 | 0 | 0 | -88743.1518 | 0 | 0 | 0 | 0 | 0 | 0 | 0 | 0 | 0 | 49368.5001 | 0 | 0 | 0 | 0 | 0 | 0 | 0
2016-08-28 03:00 | 0 | 0 | 0 | 0 | 0 | 549971.883 | 0 | 498208 | 0 | 0 | 0 | 0 | 294102.2064 | 0 | 0 | 0 | 0 | 0 | 0 | 0 | 3277542.1491 | 0 | 0 | 0 | 0 | 0 | 0 | 0 | 0 | 0 | 0 | 88743.1518 | 0 | 0 | 0 | 0 | 0 | 0 | 0 | 0 | 0 | -36979.2688 | 0 | 0 | 0 | 0 | 0 | 0 | 0
2016-08-28 04:00 | 0 | 0 | 0 | 0 | 0 | 565195.8081 | 0 | 468879 | 0 | 0 | 0 | 0 | 205359.0546 | 0 | 0 | 0 | 0 | 0 | 0 | 0 | 3462602.1089 | 0 | 0 | 0 | 0 | 0 | 0 | 0 | 0 | 0 | 0 | -88743.1518 | 0 | 0 | 0 | 0 | 0 | 0 | 0 | 0 | 0 | 185059.9599 | 0 | 0 | 0 | 0 | 0 | 0 | 0
2016-08-28 05:00 | 0 | 0 | 0 | 0 | 0 | 560606.4246 | 0 | 442377 | 0 | 0 | 0 | 0 | 294102.2064 | 0 | 0 | 0 | 0 | 0 | 0 | 0 | 3492088.3817 | 0 | 0 | 0 | 0 | 0 | 0 | 0 | 0 | 0 | 0 | 88743.1518 | 0 | 0 | 0 | 0 | 0 | 0 | 0 | 0 | 0 | 29486.2728 | 0 | 0 | 0 | 0 | 0 | 0 | 0
2016-08-28 06:00 | 0 | 0 | 0 | 0 | 0 | 543477.808 | 0 | 421597 | 0 | 0 | 0 | 0 | 382845.3582 | 0 | 0 | 0 | 0 | 0 | 0 | 0 | 3525226.0379 | 0 | 0 | 0 | 0 | 0 | 0 | 0 | 0 | 0 | 0 | 88743.1518 | 0 | 0 | 0 | 0 | 0 | 0 | 0 | 0 | 0 | 33137.6562 | 0 | 0 | 0 | 0 | 0 | 0 | 0
2016-08-28 07:00 | 0 | 0 | 0 | 0 | 0 | 520240.6919 | 0 | 406476 | 0 | 0 | 0 | 0 | 294102.2064 | 0 | 0 | 0 | 0 | 0 | 0 | 0 | 3727733.8816 | 0 | 0 | 0 | 0 | 0 | 0 | 0 | 0 | 0 | 0 | -88743.1518 | 0 | 0 | 0 | 0 | 0 | 0 | 0 | 0 | 0 | 202507.8437 | 0 | 0 | 0 | 0 | 0 | 0 | 0
2016-08-28 08:00 | 0 | 0 | 0 | 0 | 0 | 205311.2694 | 0 | 395549 | 0 | 0 | 0 | 0 | 382845.3582 | 0 | 0 | 0 | 0 | 0 | 0 | 0 | 3448752.9992 | 0 | 0 | 0 | 0 | 0 | 0 | 0 | 0 | 0 | 0 | 88743.1518 | 0 | 0 | 0 | 0 | 0 | 0 | 0 | 0 | 0 | -278980.8824 | 0 | 0 | 0 | 0 | 0 | 0 | 0
2016-08-28 09:00 | 0 | 0 | 0 | 0 | 0 | 454937.3847 | 0 | 390437 | 0 | 0 | 0 | 0 | 382845.3582 | 0 | 0 | 0 | 0 | 0 | 0 | 0 | 3513253.3839 | 0 | 0 | 0 | 0 | 0 | 0 | 0 | 0 | 0 | 0 | 0 | 0 | 0 | 0 | 0 | 0 | 0 | 0 | 0 | 0 | 64500.3847 | 0 | 0 | 0 | 0 | 0 | 0 | 0
2016-08-28 10:00 | 0 | 0 | 0 | 0 | 0 | 417345.1623 | 0 | 390275 | 0 | 0 | 0 | 0 | 382845.3582 | 0 | 0 | 0 | 0 | 0 | 0 | 0 | 3540323.5462 | 0 | 0 | 0 | 0 | 0 | 0 | 0 | 0 | 0 | 0 | 0 | 0 | 0 | 0 | 0 | 0 | 0 | 0 | 0 | 0 | 27070.1623 | 0 | 0 | 0 | 0 | 0 | 0 | 0
2016-08-28 11:00 | 0 | 0 | 0 | 0 | 0 | 381757.7321 | 0 | 394254 | 0 | 0 | 0 | 0 | 294102.2064 | 0 | 0 | 0 | 0 | 0 | 0 | 0 | 3616570.4301 | 0 | 0 | 0 | 0 | 0 | 0 | 0 | 0 | 0 | 0 | -88743.1518 | 0 | 0 | 0 | 0 | 0 | 0 | 0 | 0 | 0 | 76246.8839 | 0 | 0 | 0 | 0 | 0 | 0 | 0
2016-08-28 12:00 | 0 | 0 | 0 | 0 | 0 | 287349.9839 | 1167.3379 | 413566 | 0 | 0 | 0 | 0 | 382845.3582 | 0 | 0 | 0 | 0 | 0 | 0 | 0 | 3402778.6001 | 0 | 0 | 0 | 0 | 0 | 0 | 0 | 0 | 0 | 0 | 88743.1518 | 0 | 0 | 0 | 0 | 0 | 0 | 0 | 0 | 0 | -213791.83 | 0 | 0 | 0 | 0 | 0 | 0 | 0
2016-08-28 13:00 | 0 | 0 | 0 | 0 | 0 | 142167.3406 | 178060.2094 | 444935 | 0 | 0 | 0 | 0 | 294102.2064 | 0 | 0 | 0 | 0 | 0 | 0 | 0 | 3366814.3019 | 0 | 0 | 0 | 0 | 0 | 0 | 0 | 0 | 0 | 0 | -88743.1518 | 0 | 0 | 0 | 0 | 0 | 0 | 0 | 0 | 0 | -35964.2982 | 0 | 0 | 0 | 0 | 0 | 0 | 0
2016-08-28 14:00 | 0 | 0 | 0 | 0 | 0 | 109813.4361 | 539460.5465 | 478450 | 0 | 0 | 0 | 0 | 205359.0546 | 0 | 0 | 0 | 0 | 0 | 0 | 0 | 3626381.4364 | 0 | 0 | 0 | 0 | 0 | 0 | 0 | 0 | 0 | 0 | -88743.1518 | 0 | 0 | 0 | 0 | 0 | 0 | 0 | 0 | 0 | 259567.1345 | 0 | 0 | 0 | 0 | 0 | 0 | 0
2016-08-28 15:00 | 0 | 0 | 0 | 0 | 0 | 87980.983 | 734797.6375 | 511645 | 0 | 0 | 0 | 0 | 237511.7927 | 0 | 0 | 0 | 0 | 0 | 0 | 0 | 3905362.3188 | 0 | 0 | 0 | 0 | 0 | 0 | 0 | 0 | 0 | 0 | 32152.7381 | 0 | 0 | 0 | 0 | 0 | 0 | 0 | 0 | 0 | 278980.8824 | 0 | 0 | 0 | 0 | 0 | 0 | 0
2016-08-28 16:00 | 0 | 0 | 0 | 0 | 0 | 129273.6898 | 776440.4354 | 544093 | 0 | 0 | 0 | 0 | 320152.0354 | 0 | 0 | 0 | 0 | 0 | 0 | 0 | 4184343.2013 | 0 | 0 | 0 | 0 | 0 | 0 | 0 | 0 | 0 | 0 | 82640.2427 | 0 | 0 | 0 | 0 | 0 | 0 | 0 | 0 | 0 | 278980.8824 | 0 | 0 | 0 | 0 | 0 | 0 | 0
2016-08-28 17:00 | 0 | 0 | 0 | 0 | 0 | 138418.8987 | 773873.3066 | 570618 | 0 | 0 | 0 | 0 | 382845.3582 | 0 | 0 | 0 | 0 | 0 | 0 | 0 | 4463324.0837 | 0 | 0 | 0 | 0 | 0 | 0 | 0 | 0 | 0 | 0 | 62693.3228 | 0 | 0 | 0 | 0 | 0 | 0 | 0 | 0 | 0 | 278980.8824 | 0 | 0 | 0 | 0 | 0 | 0 | 0
2016-08-28 18:00 | 0 | 0 | 0 | 0 | 0 | 19573.0609 | 761913.6697 | 591249 | 0 | 0 | 0 | 0 | 294102.2064 | 0 | 0 | 0 | 0 | 0 | 0 | 0 | 4742304.9661 | 0 | 0 | 0 | 0 | 0 | 0 | 0 | 0 | 0 | 0 | -88743.1518 | 0 | 0 | 0 | 0 | 0 | 0 | 0 | 0 | 0 | 278980.8824 | 0 | 0 | 0 | 0 | 0 | 0 | 0
2016-08-28 19:00 | 0 | 0 | 0 | 0 | 0 | 166305.5122 | 742264.8972 | 604776 | 0 | 0 | 0 | 0 | 382845.3582 | 0 | 0 | 0 | 0 | 0 | 0 | 0 | 4957356.2238 | 0 | 0 | 0 | 0 | 0 | 0 | 0 | 0 | 0 | 0 | 88743.1518 | 0 | 0 | 0 | 0 | 0 | 0 | 0 | 0 | 0 | 215051.2576 | 0 | 0 | 0 | 0 | 0 | 0 | 0
2016-08-28 20:00 | 0 | 0 | 0 | 0 | 0 | 166662.4307 | 727382.4518 | 615064 | 0 | 0 | 0 | 0 | 382845.3582 | 0 | 0 | 0 | 0 | 0 | 0 | 0 | 5236337.1062 | 0 | 0 | 0 | 0 | 0 | 0 | 0 | 0 | 0 | 0 | 0 | 0 | 0 | 0 | 0 | 0 | 0 | 0 | 0 | 0 | 278980.8824 | 0 | 0 | 0 | 0 | 0 | 0 | 0
2016-08-28 21:00 | 0 | 0 | 0 | 0 | 0 | 187300.7732 | 701675.3919 | 618991 | 0 | 0 | 0 | 0 | 373849.6408 | 0 | 0 | 0 | 0 | 0 | 0 | 0 | 5515317.9887 | 0 | 0 | 0 | 0 | 0 | 0 | 0 | 0 | 0 | 0 | -8995.7174 | 0 | 0 | 0 | 0 | 0 | 0 | 0 | 0 | 0 | 278980.8824 | 0 | 0 | 0 | 0 | 0 | 0 | 0
2016-08-28 22:00 | 0 | 0 | 0 | 0 | 0 | 203711.9433 | 662326.9444 | 613165 | 0 | 0 | 0 | 0 | 382845.3582 | 0 | 0 | 0 | 0 | 0 | 0 | 0 | 5759196.1589 | 0 | 0 | 0 | 0 | 0 | 0 | 0 | 0 | 0 | 0 | 8995.7174 | 0 | 0 | 0 | 0 | 0 | 0 | 0 | 0 | 0 | 243878.1702 | 0 | 0 | 0 | 0 | 0 | 0 | 0
2016-08-28 23:00 | 0 | 0 | 0 | 0 | 0 | 236818.4651 | 571567.2849 | 600665 | 0 | 0 | 0 | 0 | 382845.3582 | 0 | 0 | 0 | 0 | 0 | 0 | 0 | 5966916.9089 | 0 | 0 | 0 | 0 | 0 | 0 | 0 | 0 | 0 | 0 | 0 | 0 | 0 | 0 | 0 | 0 | 0 | 0 | 0 | 0 | 207720.75 | 0 | 0 | 0 | 0 | 0 | 0 | 0
2016-08-29 | 0 | 0 | 0 | 0 | 0 | 329696.0685 | 414208.6323 | 591304 | 0 | 0 | 0 | 0 | 294102.2064 | 0 | 0 | 0 | 0 | 0 | 0 | 0 | 6208260.7615 | 0 | 0 | 0 | 0 | 0 | 0 | 0 | 0 | 0 | 0 | -88743.1518 | 0 | 0 | 0 | 0 | 0 | 0 | 0 | 0 | 0 | 241343.8526 | 0 | 0 | 0 | 0 | 0 | 0 | 0
2016-08-29 01:00 | 0 | 0 | 0 | 0 | 0 | 443894.966 | 111858.0387 | 573739 | 0 | 0 | 0 | 0 | 205359.0546 | 0 | 0 | 0 | 0 | 0 | 0 | 0 | 6279017.918 | 0 | 0 | 0 | 0 | 0 | 0 | 0 | 0 | 0 | 0 | -88743.1518 | 0 | 0 | 0 | 0 | 0 | 0 | 0 | 0 | 0 | 70757.1565 | 0 | 0 | 0 | 0 | 0 | 0 | 0
2016-08-29 02:00 | 0 | 0 | 0 | 0 | 0 | 472606.3818 | 58.5762 | 542108 | 0 | 0 | 0 | 0 | 294102.2064 | 0 | 0 | 0 | 0 | 0 | 0 | 0 | 6120831.7241 | 0 | 0 | 0 | 0 | 0 | 0 | 0 | 0 | 0 | 0 | 88743.1518 | 0 | 0 | 0 | 0 | 0 | 0 | 0 | 0 | 0 | -158186.1938 | 0 | 0 | 0 | 0 | 0 | 0 | 0
2016-08-29 03:00 | 0 | 0 | 0 | 0 | 0 | 454081.8014 | 0 | 506758 | 0 | 0 | 0 | 0 | 294102.2064 | 0 | 0 | 0 | 0 | 0 | 0 | 0 | 6068155.5255 | 0 | 0 | 0 | 0 | 0 | 0 | 0 | 0 | 0 | 0 | 0 | 0 | 0 | 0 | 0 | 0 | 0 | 0 | 0 | 0 | -52676.1986 | 0 | 0 | 0 | 0 | 0 | 0 | 0
2016-08-29 04:00 | 0 | 0 | 0 | 0 | 0 | 430694.7719 | 0 | 473517 | 0 | 0 | 0 | 0 | 382845.3582 | 0 | 0 | 0 | 0 | 0 | 0 | 0 | 5936590.1456 | 0 | 0 | 0 | 0 | 0 | 0 | 0 | 0 | 0 | 0 | 88743.1518 | 0 | 0 | 0 | 0 | 0 | 0 | 0 | 0 | 0 | -131565.3799 | 0 | 0 | 0 | 0 | 0 | 0 | 0
2016-08-29 05:00 | 0 | 0 | 0 | 0 | 0 | 404823.6579 | 0 | 446810 | 0 | 0 | 0 | 0 | 294102.2064 | 0 | 0 | 0 | 0 | 0 | 0 | 0 | 5983346.9553 | 0 | 0 | 0 | 0 | 0 | 0 | 0 | 0 | 0 | 0 | -88743.1518 | 0 | 0 | 0 | 0 | 0 | 0 | 0 | 0 | 0 | 46756.8097 | 0 | 0 | 0 | 0 | 0 | 0 | 0
2016-08-29 06:00 | 0 | 0 | 0 | 0 | 0 | 373822.9253 | 0 | 426452 | 0 | 0 | 0 | 0 | 205359.0546 | 0 | 0 | 0 | 0 | 0 | 0 | 0 | 6019461.0324 | 0 | 0 | 0 | 0 | 0 | 0 | 0 | 0 | 0 | 0 | -88743.1518 | 0 | 0 | 0 | 0 | 0 | 0 | 0 | 0 | 0 | 36114.0771 | 0 | 0 | 0 | 0 | 0 | 0 | 0
2016-08-29 07:00 | 0 | 0 | 0 | 0 | 0 | 335027.5326 | 0 | 412154 | 0 | 0 | 0 | 0 | 294102.2064 | 0 | 0 | 0 | 0 | 0 | 0 | 0 | 5853591.4132 | 0 | 0 | 0 | 0 | 0 | 0 | 0 | 0 | 0 | 0 | 88743.1518 | 0 | 0 | 0 | 0 | 0 | 0 | 0 | 0 | 0 | -165869.6192 | 0 | 0 | 0 | 0 | 0 | 0 | 0
2016-08-29 08:00 | 0 | 0 | 0 | 0 | 0 | 299190.6229 | 0 | 407216 | 0 | 0 | 0 | 0 | 382845.3582 | 0 | 0 | 0 | 0 | 0 | 0 | 0 | 5656822.8843 | 0 | 0 | 0 | 0 | 0 | 0 | 0 | 0 | 0 | 0 | 88743.1518 | 0 | 0 | 0 | 0 | 0 | 0 | 0 | 0 | 0 | -196768.5289 | 0 | 0 | 0 | 0 | 0 | 0 | 0
2016-08-29 09:00 | 0 | 0 | 0 | 0 | 0 | 259433.8864 | 0 | 414170 | 0 | 0 | 0 | 0 | 294102.2064 | 0 | 0 | 0 | 0 | 0 | 0 | 0 | 5590829.9225 | 0 | 0 | 0 | 0 | 0 | 0 | 0 | 0 | 0 | 0 | -88743.1518 | 0 | 0 | 0 | 0 | 0 | 0 | 0 | 0 | 0 | -65992.9618 | 0 | 0 | 0 | 0 | 0 | 0 | 0
2016-08-29 10:00 | 0 | 0 | 0 | 0 | 0 | 229775.1873 | 0 | 436856 | 0 | 0 | 0 | 0 | 355555.3868 | 0 | 0 | 0 | 0 | 0 | 0 | 0 | 5322295.9295 | 0 | 0 | 0 | 0 | 0 | 0 | 0 | 0 | 0 | 0 | 61453.1803 | 0 | 0 | 0 | 0 | 0 | 0 | 0 | 0 | 0 | -268533.993 | 0 | 0 | 0 | 0 | 0 | 0 | 0
2016-08-29 11:00 | 0 | 0 | 0 | 0 | 0 | 206257.089 | 0 | 457948 | 0 | 0 | 0 | 0 | 382845.3582 | 0 | 0 | 0 | 0 | 0 | 0 | 0 | 5043315.047 | 0 | 0 | 0 | 0 | 0 | 0 | 0 | 0 | 0 | 0 | 27289.9715 | 0 | 0 | 0 | 0 | 0 | 0 | 0 | 0 | 0 | -278980.8824 | 0 | 0 | 0 | 0 | 0 | 0 | 0
2016-08-29 12:00 | 0 | 0 | 0 | 0 | 0 | 154335.6031 | 367.3291 | 478038 | 0 | 0 | 0 | 0 | 338491.1729 | 0 | 0 | 0 | 0 | 0 | 0 | 0 | 4764334.1646 | 0 | 0 | 0 | 0 | 0 | 0 | 0 | 0 | 0 | 0 | -44354.1854 | 0 | 0 | 0 | 0 | 0 | 0 | 0 | 0 | 0 | -278980.8824 | 0 | 0 | 0 | 0 | 0 | 0 | 0
2016-08-29 13:00 | 0 | 0 | 0 | 0 | 0 | 90969.4442 | 121458.6368 | 505765 | 0 | 0 | 0 | 0 | 249748.0211 | 0 | 0 | 0 | 0 | 0 | 0 | 0 | 4559740.3974 | 0 | 0 | 0 | 0 | 0 | 0 | 0 | 0 | 0 | 0 | -88743.1518 | 0 | 0 | 0 | 0 | 0 | 0 | 0 | 0 | 0 | -204593.7672 | 0 | 0 | 0 | 0 | 0 | 0 | 0
2016-08-29 14:00 | 0 | 0 | 0 | 0 | 0 | 95341.5598 | 476987.6827 | 537954 | 0 | 0 | 0 | 0 | 338491.1729 | 0 | 0 | 0 | 0 | 0 | 0 | 0 | 4505372.4881 | 0 | 0 | 0 | 0 | 0 | 0 | 0 | 0 | 0 | 0 | 88743.1518 | 0 | 0 | 0 | 0 | 0 | 0 | 0 | 0 | 0 | -54367.9092 | 0 | 0 | 0 | 0 | 0 | 0 | 0
2016-08-29 15:00 | 0 | 0 | 0 | 0 | 0 | 98299.1072 | 670930.8791 | 569735 | 0 | 0 | 0 | 0 | 382845.3582 | 0 | 0 | 0 | 0 | 0 | 0 | 0 | 4660513.2891 | 0 | 0 | 0 | 0 | 0 | 0 | 0 | 0 | 0 | 0 | 44354.1854 | 0 | 0 | 0 | 0 | 0 | 0 | 0 | 0 | 0 | 155140.801 | 0 | 0 | 0 | 0 | 0 | 0 | 0
2016-08-29 16:00 | 0 | 0 | 0 | 0 | 0 | 98592.637 | 713095.4481 | 599965 | 0 | 0 | 0 | 0 | 382845.3582 | 0 | 0 | 0 | 0 | 0 | 0 | 0 | 4872236.3741 | 0 | 0 | 0 | 0 | 0 | 0 | 0 | 0 | 0 | 0 | 0 | 0 | 0 | 0 | 0 | 0 | 0 | 0 | 0 | 0 | 211723.085 | 0 | 0 | 0 | 0 | 0 | 0 | 0
2016-08-29 17:00 | 0 | 0 | 0 | 0 | 0 | 94582.603 | 720676.1276 | 625021 | 0 | 0 | 0 | 0 | 294102.2064 | 0 | 0 | 0 | 0 | 0 | 0 | 0 | 5151217.2566 | 0 | 0 | 0 | 0 | 0 | 0 | 0 | 0 | 0 | 0 | -88743.1518 | 0 | 0 | 0 | 0 | 0 | 0 | 0 | 0 | 0 | 278980.8824 | 0 | 0 | 0 | 0 | 0 | 0 | 0
2016-08-29 18:00 | 0 | 0 | 0 | 0 | 0 | 96366.1182 | 713315.0395 | 643308 | 0 | 0 | 0 | 0 | 382845.3582 | 0 | 0 | 0 | 0 | 0 | 0 | 0 | 5228847.2624 | 0 | 0 | 0 | 0 | 0 | 0 | 0 | 0 | 0 | 0 | 88743.1518 | 0 | 0 | 0 | 0 | 0 | 0 | 0 | 0 | 0 | 77630.0059 | 0 | 0 | 0 | 0 | 0 | 0 | 0
2016-08-29 19:00 | 0 | 0 | 0 | 0 | 0 | 93978.0944 | 698599.2594 | 654056 | 0 | 0 | 0 | 0 | 382845.3582 | 0 | 0 | 0 | 0 | 0 | 0 | 0 | 5367368.6162 | 0 | 0 | 0 | 0 | 0 | 0 | 0 | 0 | 0 | 0 | 0 | 0 | 0 | 0 | 0 | 0 | 0 | 0 | 0 | 0 | 138521.3538 | 0 | 0 | 0 | 0 | 0 | 0 | 0
2016-08-29 20:00 | 0 | 0 | 0 | 0 | 0 | 90834.9814 | 685849.6921 | 659447 | 0 | 0 | 0 | 0 | 294102.2064 | 0 | 0 | 0 | 0 | 0 | 0 | 0 | 5573349.4415 | 0 | 0 | 0 | 0 | 0 | 0 | 0 | 0 | 0 | 0 | -88743.1518 | 0 | 0 | 0 | 0 | 0 | 0 | 0 | 0 | 0 | 205980.8253 | 0 | 0 | 0 | 0 | 0 | 0 | 0
2016-08-29 21:00 | 0 | 0 | 0 | 0 | 0 | 0 | 661529.1644 | 660975 | 0 | 0 | 0 | 0 | 382845.3582 | 0 | 0 | 0 | 0 | 0 | 0 | 0 | 5485160.4541 | 0 | 0 | 0 | 0 | 0 | 0 | 0 | 0 | 0 | 0 | 88743.1518 | 0 | 0 | 0 | 0 | 0 | 0 | 0 | 0 | 0 | -88188.9874 | 0 | 0 | 0 | 0 | 0 | 0 | 0
2016-08-29 22:00 | 0 | 0 | 0 | 0 | 0 | 0 | 620967.1877 | 653722 | 0 | 0 | 0 | 0 | 294102.2064 | 0 | 0 | 0 | 0 | 0 | 0 | 0 | 5541148.7936 | 0 | 0 | 0 | 0 | 0 | 0 | 0 | 0 | 0 | 0 | -88743.1518 | 0 | 0 | 0 | 0 | 0 | 0 | 0 | 0 | 0 | 55988.3395 | 0 | 0 | 0 | 0 | 0 | 0 | 0
2016-08-29 23:00 | 0 | 0 | 0 | 0 | 0 | 0 | 529117.0341 | 638313 | 0 | 0 | 0 | 0 | 382845.3582 | 0 | 0 | 0 | 0 | 0 | 0 | 0 | 5343209.6759 | 0 | 0 | 0 | 0 | 0 | 0 | 0 | 0 | 0 | 0 | 88743.1518 | 0 | 0 | 0 | 0 | 0 | 0 | 0 | 0 | 0 | -197939.1177 | 0 | 0 | 0 | 0 | 0 | 0 | 0
2016-08-30 | 0 | 0 | 0 | 0 | 0 | 0 | 366260.1868 | 627299 | 0 | 0 | 0 | 0 | 376262.0137 | 0 | 0 | 0 | 0 | 0 | 0 | 0 | 5088754.2073 | 0 | 0 | 0 | 0 | 0 | 0 | 0 | 0 | 0 | 0 | -6583.3446 | 0 | 0 | 0 | 0 | 0 | 0 | 0 | 0 | 0 | -254455.4686 | 0 | 0 | 0 | 0 | 0 | 0 | 0
2016-08-30 01:00 | 0 | 0 | 0 | 0 | 0 | 234637.8233 | 91658.6944 | 604806 | 0 | 0 | 0 | 0 | 287518.8619 | 0 | 0 | 0 | 0 | 0 | 0 | 0 | 4898987.8769 | 0 | 0 | 0 | 0 | 0 | 0 | 0 | 0 | 0 | 0 | -88743.1518 | 0 | 0 | 0 | 0 | 0 | 0 | 0 | 0 | 0 | -189766.3304 | 0 | 0 | 0 | 0 | 0 | 0 | 0
2016-08-30 02:00 | 0 | 0 | 0 | 0 | 0 | 290166.8527 | 39.6096 | 566777 | 0 | 0 | 0 | 0 | 289929.2067 | 0 | 0 | 0 | 0 | 0 | 0 | 0 | 4620006.9945 | 0 | 0 | 0 | 0 | 0 | 0 | 0 | 0 | 0 | 0 | 2410.3448 | 0 | 0 | 0 | 0 | 0 | 0 | 0 | 0 | 0 | -278980.8824 | 0 | 0 | 0 | 0 | 0 | 0 | 0
2016-08-30 03:00 | 0 | 0 | 0 | 0 | 0 | 293195.4479 | 0 | 525022 | 0 | 0 | 0 | 0 | 201186.0549 | 0 | 0 | 0 | 0 | 0 | 0 | 0 | 4476923.5942 | 0 | 0 | 0 | 0 | 0 | 0 | 0 | 0 | 0 | 0 | -88743.1518 | 0 | 0 | 0 | 0 | 0 | 0 | 0 | 0 | 0 | -143083.4003 | 0 | 0 | 0 | 0 | 0 | 0 | 0
2016-08-30 04:00 | 0 | 0 | 0 | 0 | 0 | 276694.6885 | 0 | 488171 | 0 | 0 | 0 | 0 | 112442.9031 | 0 | 0 | 0 | 0 | 0 | 0 | 0 | 4354190.4345 | 0 | 0 | 0 | 0 | 0 | 0 | 0 | 0 | 0 | 0 | -88743.1518 | 0 | 0 | 0 | 0 | 0 | 0 | 0 | 0 | 0 | -122733.1597 | 0 | 0 | 0 | 0 | 0 | 0 | 0
2016-08-30 05:00 | 0 | 0 | 0 | 0 | 0 | 252331.6744 | 0 | 457494 | 0 | 0 | 0 | 0 | 186261.46 | 0 | 0 | 0 | 0 | 0 | 0 | 0 | 4075209.5521 | 0 | 0 | 0 | 0 | 0 | 0 | 0 | 0 | 0 | 0 | 73818.5569 | 0 | 0 | 0 | 0 | 0 | 0 | 0 | 0 | 0 | -278980.8824 | 0 | 0 | 0 | 0 | 0 | 0 | 0
2016-08-30 06:00 | 0 | 0 | 0 | 0 | 0 | 228250.6683 | 0 | 433597 | 0 | 0 | 0 | 0 | 259896.0107 | 0 | 0 | 0 | 0 | 0 | 0 | 0 | 3796228.6696 | 0 | 0 | 0 | 0 | 0 | 0 | 0 | 0 | 0 | 0 | 73634.5507 | 0 | 0 | 0 | 0 | 0 | 0 | 0 | 0 | 0 | -278980.8824 | 0 | 0 | 0 | 0 | 0 | 0 | 0
2016-08-30 07:00 | 0 | 0 | 0 | 0 | 0 | 205508.5041 | 0 | 417950 | 0 | 0 | 0 | 0 | 326435.3972 | 0 | 0 | 0 | 0 | 0 | 0 | 0 | 3517247.7872 | 0 | 0 | 0 | 0 | 0 | 0 | 0 | 0 | 0 | 0 | 66539.3865 | 0 | 0 | 0 | 0 | 0 | 0 | 0 | 0 | 0 | -278980.8824 | 0 | 0 | 0 | 0 | 0 | 0 | 0
2016-08-30 08:00 | 0 | 0 | 0 | 0 | 0 | 187606.0786 | 0 | 410177 | 0 | 0 | 0 | 0 | 382845.3582 | 0 | 0 | 0 | 0 | 0 | 0 | 0 | 3238266.9047 | 0 | 0 | 0 | 0 | 0 | 0 | 0 | 0 | 0 | 0 | 56409.961 | 0 | 0 | 0 | 0 | 0 | 0 | 0 | 0 | 0 | -278980.8824 | 0 | 0 | 0 | 0 | 0 | 0 | 0
2016-08-30 09:00 | 0 | 0 | 0 | 0 | 0 | 175780.1075 | 0 | 416385 | 0 | 0 | 0 | 0 | 294102.2064 | 0 | 0 | 0 | 0 | 0 | 0 | 0 | 3086405.164 | 0 | 0 | 0 | 0 | 0 | 0 | 0 | 0 | 0 | 0 | -88743.1518 | 0 | 0 | 0 | 0 | 0 | 0 | 0 | 0 | 0 | -151861.7407 | 0 | 0 | 0 | 0 | 0 | 0 | 0
2016-08-30 10:00 | 0 | 0 | 0 | 0 | 0 | 170044.3124 | 0 | 437575 | 0 | 0 | 0 | 0 | 305552.4013 | 0 | 0 | 0 | 0 | 0 | 0 | 0 | 2807424.2816 | 0 | 0 | 0 | 0 | 0 | 0 | 0 | 0 | 0 | 0 | 11450.1948 | 0 | 0 | 0 | 0 | 0 | 0 | 0 | 0 | 0 | -278980.8824 | 0 | 0 | 0 | 0 | 0 | 0 | 0
2016-08-30 11:00 | 0 | 0 | 0 | 0 | 0 | 164884.2168 | 0 | 456389 | 0 | 0 | 0 | 0 | 293028.5005 | 0 | 0 | 0 | 0 | 0 | 0 | 0 | 2528443.3991 | 0 | 0 | 0 | 0 | 0 | 0 | 0 | 0 | 0 | 0 | -12523.9007 | 0 | 0 | 0 | 0 | 0 | 0 | 0 | 0 | 0 | -278980.8824 | 0 | 0 | 0 | 0 | 0 | 0 | 0
2016-08-30 12:00 | 0 | 0 | 0 | 0 | 0 | 136129.1218 | 565.0954 | 474287 | 0 | 0 | 0 | 0 | 234416.6001 | 0 | 0 | 0 | 0 | 0 | 0 | 0 | 2249462.5167 | 0 | 0 | 0 | 0 | 0 | 0 | 0 | 0 | 0 | 0 | -58611.9004 | 0 | 0 | 0 | 0 | 0 | 0 | 0 | 0 | 0 | -278980.8824 | 0 | 0 | 0 | 0 | 0 | 0 | 0
2016-08-30 13:00 | 0 | 0 | 0 | 0 | 0 | 67126.6961 | 138026.6944 | 498228 | 0 | 0 | 0 | 0 | 220322.8731 | 0 | 0 | 0 | 0 | 0 | 0 | 0 | 1970481.6342 | 0 | 0 | 0 | 0 | 0 | 0 | 0 | 0 | 0 | 0 | -14093.7271 | 0 | 0 | 0 | 0 | 0 | 0 | 0 | 0 | 0 | -278980.8824 | 0 | 0 | 0 | 0 | 0 | 0 | 0
2016-08-30 14:00 | 0 | 0 | 0 | 0 | 0 | 0 | 484311.1889 | 528147 | 0 | 0 | 0 | 0 | 309066.0249 | 0 | 0 | 0 | 0 | 0 | 0 | 0 | 1837902.6713 | 0 | 0 | 0 | 0 | 0 | 0 | 0 | 0 | 0 | 0 | 88743.1518 | 0 | 0 | 0 | 0 | 0 | 0 | 0 | 0 | 0 | -132578.9629 | 0 | 0 | 0 | 0 | 0 | 0 | 0
2016-08-30 15:00 | 0 | 0 | 0 | 0 | 0 | 76145.4585 | 672856.0908 | 558262 | 0 | 0 | 0 | 0 | 294102.2064 | 0 | 0 | 0 | 0 | 0 | 0 | 0 | 2043606.039 | 0 | 0 | 0 | 0 | 0 | 0 | 0 | 0 | 0 | 0 | -14963.8184 | 0 | 0 | 0 | 0 | 0 | 0 | 0 | 0 | 0 | 205703.3677 | 0 | 0 | 0 | 0 | 0 | 0 | 0
2016-08-30 16:00 | 0 | 0 | 0 | 0 | 0 | 0 | 719896.2433 | 585627 | 0 | 0 | 0 | 0 | 382845.3582 | 0 | 0 | 0 | 0 | 0 | 0 | 0 | 2089132.1305 | 0 | 0 | 0 | 0 | 0 | 0 | 0 | 0 | 0 | 0 | 88743.1518 | 0 | 0 | 0 | 0 | 0 | 0 | 0 | 0 | 0 | 45526.0915 | 0 | 0 | 0 | 0 | 0 | 0 | 0
2016-08-30 17:00 | 0 | 0 | 0 | 0 | 0 | 74627.5639 | 727249.2502 | 610613 | 0 | 0 | 0 | 0 | 295128.2899 | 0 | 0 | 0 | 0 | 0 | 0 | 0 | 2368113.0129 | 0 | 0 | 0 | 0 | 0 | 0 | 0 | 0 | 0 | 0 | -87717.0684 | 0 | 0 | 0 | 0 | 0 | 0 | 0 | 0 | 0 | 278980.8824 | 0 | 0 | 0 | 0 | 0 | 0 | 0
2016-08-30 18:00 | 0 | 0 | 0 | 0 | 0 | 0 | 718461.6189 | 629443 | 0 | 0 | 0 | 0 | 206385.1381 | 0 | 0 | 0 | 0 | 0 | 0 | 0 | 2545874.7836 | 0 | 0 | 0 | 0 | 0 | 0 | 0 | 0 | 0 | 0 | -88743.1518 | 0 | 0 | 0 | 0 | 0 | 0 | 0 | 0 | 0 | 177761.7707 | 0 | 0 | 0 | 0 | 0 | 0 | 0
2016-08-30 19:00 | 0 | 0 | 0 | 0 | 0 | 0 | 704565.1442 | 642942 | 0 | 0 | 0 | 0 | 295128.2899 | 0 | 0 | 0 | 0 | 0 | 0 | 0 | 2518754.7761 | 0 | 0 | 0 | 0 | 0 | 0 | 0 | 0 | 0 | 0 | 88743.1518 | 0 | 0 | 0 | 0 | 0 | 0 | 0 | 0 | 0 | -27120.0076 | 0 | 0 | 0 | 0 | 0 | 0 | 0
2016-08-30 20:00 | 0 | 0 | 0 | 0 | 0 | 0 | 696170.9823 | 651700 | 0 | 0 | 0 | 0 | 382845.3582 | 0 | 0 | 0 | 0 | 0 | 0 | 0 | 2475508.69 | 0 | 0 | 0 | 0 | 0 | 0 | 0 | 0 | 0 | 0 | 87717.0684 | 0 | 0 | 0 | 0 | 0 | 0 | 0 | 0 | 0 | -43246.0861 | 0 | 0 | 0 | 0 | 0 | 0 | 0
2016-08-30 21:00 | 0 | 0 | 0 | 0 | 0 | 0 | 677764.4822 | 654714 | 0 | 0 | 0 | 0 | 294102.2064 | 0 | 0 | 0 | 0 | 0 | 0 | 0 | 2587302.324 | 0 | 0 | 0 | 0 | 0 | 0 | 0 | 0 | 0 | 0 | -88743.1518 | 0 | 0 | 0 | 0 | 0 | 0 | 0 | 0 | 0 | 111793.634 | 0 | 0 | 0 | 0 | 0 | 0 | 0
2016-08-30 22:00 | 0 | 0 | 0 | 0 | 0 | 0 | 643648.1521 | 646260 | 0 | 0 | 0 | 0 | 382845.3582 | 0 | 0 | 0 | 0 | 0 | 0 | 0 | 2495947.3244 | 0 | 0 | 0 | 0 | 0 | 0 | 0 | 0 | 0 | 0 | 88743.1518 | 0 | 0 | 0 | 0 | 0 | 0 | 0 | 0 | 0 | -91354.9997 | 0 | 0 | 0 | 0 | 0 | 0 | 0
2016-08-30 23:00 | 0 | 0 | 0 | 0 | 0 | 122070.3271 | 545273.9993 | 631370 | 0 | 0 | 0 | 0 | 354972.6072 | 0 | 0 | 0 | 0 | 0 | 0 | 0 | 2559794.4018 | 0 | 0 | 0 | 0 | 0 | 0 | 0 | 0 | 0 | 0 | -27872.7511 | 0 | 0 | 0 | 0 | 0 | 0 | 0 | 0 | 0 | 63847.0774 | 0 | 0 | 0 | 0 | 0 | 0 | 0
2016-08-31 | 0 | 0 | 0 | 0 | 0 | 191802.3003 | 370728.9103 | 620327 | 0 | 0 | 0 | 0 | 266229.4554 | 0 | 0 | 0 | 0 | 0 | 0 | 0 | 2590741.7641 | 0 | 0 | 0 | 0 | 0 | 0 | 0 | 0 | 0 | 0 | -88743.1518 | 0 | 0 | 0 | 0 | 0 | 0 | 0 | 0 | 0 | 30947.3623 | 0 | 0 | 0 | 0 | 0 | 0 | 0
2016-08-31 01:00 | 0 | 0 | 0 | 0 | 0 | 312640.6763 | 88888.8209 | 599178 | 0 | 0 | 0 | 0 | 177486.3036 | 0 | 0 | 0 | 0 | 0 | 0 | 0 | 2481836.4131 | 0 | 0 | 0 | 0 | 0 | 0 | 0 | 0 | 0 | 0 | -88743.1518 | 0 | 0 | 0 | 0 | 0 | 0 | 0 | 0 | 0 | -108905.351 | 0 | 0 | 0 | 0 | 0 | 0 | 0
2016-08-31 02:00 | 0 | 0 | 0 | 0 | 0 | 360233.5301 | 22.6341 | 562468 | 0 | 0 | 0 | 0 | 88743.1518 | 0 | 0 | 0 | 0 | 0 | 0 | 0 | 2368367.7291 | 0 | 0 | 0 | 0 | 0 | 0 | 0 | 0 | 0 | 0 | -88743.1518 | 0 | 0 | 0 | 0 | 0 | 0 | 0 | 0 | 0 | -113468.684 | 0 | 0 | 0 | 0 | 0 | 0 | 0
2016-08-31 03:00 | 0 | 0 | 0 | 0 | 0 | 354780.9945 | 0 | 522581 | 0 | 0 | 0 | 0 | 0 | 0 | 0 | 0 | 0 | 0 | 0 | 0 | 2289310.8753 | 0 | 0 | 0 | 0 | 0 | 0 | 0 | 0 | 0 | 0 | -88743.1518 | 0 | 0 | 0 | 0 | 0 | 0 | 0 | 0 | 0 | -79056.8537 | 0 | 0 | 0 | 0 | 0 | 0 | 0
2016-08-31 04:00 | 0 | 0 | 0 | 0 | 0 | 333643.6398 | 0 | 487285 | 0 | 0 | 0 | 0 | 88743.1518 | 0 | 0 | 0 | 0 | 0 | 0 | 0 | 2046926.3633 | 0 | 0 | 0 | 0 | 0 | 0 | 0 | 0 | 0 | 0 | 88743.1518 | 0 | 0 | 0 | 0 | 0 | 0 | 0 | 0 | 0 | -242384.512 | 0 | 0 | 0 | 0 | 0 | 0 | 0
2016-08-31 05:00 | 0 | 0 | 0 | 0 | 0 | 304080.1519 | 0 | 460254 | 0 | 0 | 0 | 0 | 177486.3036 | 0 | 0 | 0 | 0 | 0 | 0 | 0 | 1802009.3634 | 0 | 0 | 0 | 0 | 0 | 0 | 0 | 0 | 0 | 0 | 88743.1518 | 0 | 0 | 0 | 0 | 0 | 0 | 0 | 0 | 0 | -244916.9999 | 0 | 0 | 0 | 0 | 0 | 0 | 0
2016-08-31 06:00 | 0 | 0 | 0 | 0 | 0 | 69105.9658 | 0 | 436830 | 0 | 0 | 0 | 0 | 88743.1518 | 0 | 0 | 0 | 0 | 0 | 0 | 0 | 1523028.481 | 0 | 0 | 0 | 0 | 0 | 0 | 0 | 0 | 0 | 0 | -88743.1518 | 0 | 0 | 0 | 0 | 0 | 0 | 0 | 0 | 0 | -278980.8824 | 0 | 0 | 0 | 0 | 0 | 0 | 0
2016-08-31 07:00 | 0 | 0 | 0 | 0 | 0 | 259496.3386 | 0 | 423222 | 0 | 0 | 0 | 0 | 0 | 0 | 0 | 0 | 0 | 0 | 0 | 0 | 1448045.9713 | 0 | 0 | 0 | 0 | 0 | 0 | 0 | 0 | 0 | 0 | -88743.1518 | 0 | 0 | 0 | 0 | 0 | 0 | 0 | 0 | 0 | -74982.5096 | 0 | 0 | 0 | 0 | 0 | 0 | 0
2016-08-31 08:00 | 0 | 0 | 0 | 0 | 0 | 240728.042 | 0 | 416224 | 0 | 0 | 0 | 0 | 0 | 0 | 0 | 0 | 0 | 0 | 0 | 0 | 1272550.0133 | 0 | 0 | 0 | 0 | 0 | 0 | 0 | 0 | 0 | 0 | 0 | 0 | 0 | 0 | 0 | 0 | 0 | 0 | 0 | 0 | -175495.958 | 0 | 0 | 0 | 0 | 0 | 0 | 0
2016-08-31 09:00 | 0 | 0 | 0 | 0 | 0 | 223425.7283 | 0 | 422535 | 0 | 0 | 0 | 0 | 79871.6107 | 0 | 0 | 0 | 0 | 0 | 0 | 0 | 993569.1309 | 0 | 0 | 0 | 0 | 0 | 0 | 0 | 0 | 0 | 0 | 79871.6107 | 0 | 0 | 0 | 0 | 0 | 0 | 0 | 0 | 0 | -278980.8824 | 0 | 0 | 0 | 0 | 0 | 0 | 0
2016-08-31 10:00 | 0 | 0 | 0 | 0 | 0 | 211125.3373 | 0 | 442793 | 0 | 0 | 0 | 0 | 127184.8305 | 0 | 0 | 0 | 0 | 0 | 0 | 0 | 714588.2484 | 0 | 0 | 0 | 0 | 0 | 0 | 0 | 0 | 0 | 0 | 47313.2197 | 0 | 0 | 0 | 0 | 0 | 0 | 0 | 0 | 0 | -278980.8824 | 0 | 0 | 0 | 0 | 0 | 0 | 0
2016-08-31 11:00 | 0 | 0 | 0 | 0 | 0 | 205272.8004 | 0 | 462873 | 0 | 0 | 0 | 0 | 148565.5133 | 0 | 0 | 0 | 0 | 0 | 0 | 0 | 435607.366 | 0 | 0 | 0 | 0 | 0 | 0 | 0 | 0 | 0 | 0 | 21380.6828 | 0 | 0 | 0 | 0 | 0 | 0 | 0 | 0 | 0 | -278980.8824 | 0 | 0 | 0 | 0 | 0 | 0 | 0
2016-08-31 12:00 | 0 | 0 | 0 | 0 | 0 | 171884.8876 | 414.7873 | 481439 | 0 | 0 | 0 | 0 | 88743.1518 | 0 | 0 | 0 | 0 | 0 | 0 | 0 | 186290.4023 | 0 | 0 | 0 | 0 | 0 | 0 | 0 | 0 | 0 | 0 | -59822.3615 | 0 | 0 | 0 | 0 | 0 | 0 | 0 | 0 | 0 | -249316.9637 | 0 | 0 | 0 | 0 | 0 | 0 | 0
2016-08-31 13:00 | 0 | 0 | 0 | 0 | 0 | 88667.6486 | 139746.7973 | 503448 | 0 | 0 | 0 | 0 | 0 | 0 | 0 | 0 | 0 | 0 | 0 | 0 | 0 | 0 | 0 | 0 | 0 | 0 | 0 | 0 | 0 | 0 | 0 | -88743.1518 | 0 | 0 | 0 | 0 | 0 | 0 | 0 | 0 | 0 | -186290.4023 | 0 | 0 | 0 | 0 | 0 | 0 | 0
2016-08-31 14:00 | 0 | 0 | 0 | 0 | 0 | 48441.6364 | 482722.3636 | 531164 | 0 | 0 | 0 | 0 | 0 | 0 | 0 | 0 | 0 | 0 | 0 | 0 | 0 | 0 | 0 | 0 | 0 | 0 | 0 | 0 | 0 | 0 | 0 | 0 | 0 | 0 | 0 | 0 | 0 | 0 | 0 | 0 | 0 | 0 | 0 | 0 | 0 | 0 | 0 | 0 | 0
2016-08-31 15:00 | 0 | 0 | 0 | 0 | 0 | 108258.8306 | 699432.5476 | 558056 | 0 | 0 | 0 | 0 | 0 | 0 | 0 | 0 | 0 | 0 | 0 | 0 | 249635.3782 | 0 | 0 | 0 | 0 | 0 | 0 | 0 | 0 | 0 | 0 | 0 | 0 | 0 | 0 | 0 | 0 | 0 | 0 | 0 | 0 | 249635.3782 | 0 | 0 | 0 | 0 | 0 | 0 | 0
2016-08-31 16:00 | 0 | 0 | 0 | 0 | 0 | 134263.865 | 748150.1796 | 583431 | 0 | 0 | 0 | 0 | 20002.1622 | 0 | 0 | 0 | 0 | 0 | 0 | 0 | 528616.2606 | 0 | 0 | 0 | 0 | 0 | 0 | 0 | 0 | 0 | 0 | 20002.1622 | 0 | 0 | 0 | 0 | 0 | 0 | 0 | 0 | 0 | 278980.8824 | 0 | 0 | 0 | 0 | 0 | 0 | 0
2016-08-31 17:00 | 0 | 0 | 0 | 0 | 0 | 121627.3364 | 748944.8852 | 606050 | 0 | 0 | 0 | 0 | 5543.5012 | 0 | 0 | 0 | 0 | 0 | 0 | 0 | 807597.1431 | 0 | 0 | 0 | 0 | 0 | 0 | 0 | 0 | 0 | 0 | -14458.6609 | 0 | 0 | 0 | 0 | 0 | 0 | 0 | 0 | 0 | 278980.8824 | 0 | 0 | 0 | 0 | 0 | 0 | 0
2016-08-31 18:00 | 0 | 0 | 0 | 0 | 0 | 159376.1207 | 736718.2605 | 622657 | 0 | 0 | 0 | 0 | 0 | 0 | 0 | 0 | 0 | 0 | 0 | 0 | 1086578.0255 | 0 | 0 | 0 | 0 | 0 | 0 | 0 | 0 | 0 | 0 | -5543.5012 | 0 | 0 | 0 | 0 | 0 | 0 | 0 | 0 | 0 | 278980.8824 | 0 | 0 | 0 | 0 | 0 | 0 | 0
2016-08-31 19:00 | 0 | 0 | 0 | 0 | 0 | 60826.6156 | 721122.2547 | 632821 | 0 | 0 | 0 | 0 | 0 | 0 | 0 | 0 | 0 | 0 | 0 | 0 | 1235705.8958 | 0 | 0 | 0 | 0 | 0 | 0 | 0 | 0 | 0 | 0 | 0 | 0 | 0 | 0 | 0 | 0 | 0 | 0 | 0 | 0 | 149127.8703 | 0 | 0 | 0 | 0 | 0 | 0 | 0
2016-08-31 20:00 | 0 | 0 | 0 | 0 | 0 | 0 | 709031.6608 | 640752 | 0 | 0 | 0 | 0 | 0 | 0 | 0 | 0 | 0 | 0 | 0 | 0 | 1303985.5567 | 0 | 0 | 0 | 0 | 0 | 0 | 0 | 0 | 0 | 0 | 0 | 0 | 0 | 0 | 0 | 0 | 0 | 0 | 0 | 0 | 68279.6608 | 0 | 0 | 0 | 0 | 0 | 0 | 0
2016-08-31 21:00 | 0 | 0 | 0 | 0 | 0 | 0 | 689372.4914 | 640375 | 0 | 0 | 0 | 0 | 0 | 0 | 0 | 0 | 0 | 0 | 0 | 0 | 1352983.048 | 0 | 0 | 0 | 0 | 0 | 0 | 0 | 0 | 0 | 0 | 0 | 0 | 0 | 0 | 0 | 0 | 0 | 0 | 0 | 0 | 48997.4914 | 0 | 0 | 0 | 0 | 0 | 0 | 0
2016-08-31 22:00 | 0 | 0 | 0 | 0 | 0 | 197586.2168 | 647004.3174 | 631718 | 0 | 0 | 0 | 0 | 88743.1518 | 0 | 0 | 0 | 0 | 0 | 0 | 0 | 1477112.4304 | 0 | 0 | 0 | 0 | 0 | 0 | 0 | 0 | 0 | 0 | 88743.1518 | 0 | 0 | 0 | 0 | 0 | 0 | 0 | 0 | 0 | 124129.3824 | 0 | 0 | 0 | 0 | 0 | 0 | 0
2016-08-31 23:00 | 0 | 0 | 0 | 0 | 0 | 0 | 546726.8566 | 619018 | 0 | 0 | 0 | 0 | 0 | 0 | 0 | 0 | 0 | 0 | 0 | 0 | 1493564.4388 | 0 | 0 | 0 | 0 | 0 | 0 | 0 | 0 | 0 | 0 | -88743.1518 | 0 | 0 | 0 | 0 | 0 | 0 | 0 | 0 | 0 | 16452.0084 | 0 | 0 | 0 | 0 | 0 | 0 | 0
2016-09-01 | 0 | 0 | 0 | 0 | 0 | 307268.3671 | 368431.7495 | 609097 | 0 | 0 | 0 | 0 | 0 | 0 | 0 | 0 | 0 | 0 | 0 | 0 | 1560167.5554 | 0 | 0 | 0 | 0 | 0 | 0 | 0 | 0 | 0 | 0 | 0 | 0 | 0 | 0 | 0 | 0 | 0 | 0 | 0 | 0 | 66603.1166 | 0 | 0 | 0 | 0 | 0 | 0 | 0
2016-09-01 01:00 | 0 | 0 | 0 | 0 | 0 | 406616.0876 | 88423.962 | 588286 | 0 | 0 | 0 | 0 | 88743.1518 | 0 | 0 | 0 | 0 | 0 | 0 | 0 | 1378178.4532 | 0 | 0 | 0 | 0 | 0 | 0 | 0 | 0 | 0 | 0 | 88743.1518 | 0 | 0 | 0 | 0 | 0 | 0 | 0 | 0 | 0 | -181989.1022 | 0 | 0 | 0 | 0 | 0 | 0 | 0
2016-09-01 02:00 | 0 | 0 | 0 | 0 | 0 | 414651.2897 | 30.5979 | 555048 | 0 | 0 | 0 | 0 | 0 | 0 | 0 | 0 | 0 | 0 | 0 | 0 | 1326555.4926 | 0 | 0 | 0 | 0 | 0 | 0 | 0 | 0 | 0 | 0 | -88743.1518 | 0 | 0 | 0 | 0 | 0 | 0 | 0 | 0 | 0 | -51622.9606 | 0 | 0 | 0 | 0 | 0 | 0 | 0
2016-09-01 03:00 | 0 | 0 | 0 | 0 | 0 | 402409.9762 | 0 | 516859 | 0 | 0 | 0 | 0 | 88743.1518 | 0 | 0 | 0 | 0 | 0 | 0 | 0 | 1123363.317 | 0 | 0 | 0 | 0 | 0 | 0 | 0 | 0 | 0 | 0 | 88743.1518 | 0 | 0 | 0 | 0 | 0 | 0 | 0 | 0 | 0 | -203192.1756 | 0 | 0 | 0 | 0 | 0 | 0 | 0
2016-09-01 04:00 | 0 | 0 | 0 | 0 | 0 | 393710.0693 | 0 | 482326 | 0 | 0 | 0 | 0 | 0 | 0 | 0 | 0 | 0 | 0 | 0 | 0 | 1123490.5381 | 0 | 0 | 0 | 0 | 0 | 0 | 0 | 0 | 0 | 0 | -88743.1518 | 0 | 0 | 0 | 0 | 0 | 0 | 0 | 0 | 0 | 127.2211 | 0 | 0 | 0 | 0 | 0 | 0 | 0
2016-09-01 05:00 | 0 | 0 | 0 | 0 | 0 | 375359.8234 | 0 | 453317 | 0 | 0 | 0 | 0 | 88743.1518 | 0 | 0 | 0 | 0 | 0 | 0 | 0 | 956790.2097 | 0 | 0 | 0 | 0 | 0 | 0 | 0 | 0 | 0 | 0 | 88743.1518 | 0 | 0 | 0 | 0 | 0 | 0 | 0 | 0 | 0 | -166700.3284 | 0 | 0 | 0 | 0 | 0 | 0 | 0
2016-09-01 06:00 | 0 | 0 | 0 | 0 | 0 | 353477.5626 | 0 | 431277 | 0 | 0 | 0 | 0 | 177486.3036 | 0 | 0 | 0 | 0 | 0 | 0 | 0 | 790247.6205 | 0 | 0 | 0 | 0 | 0 | 0 | 0 | 0 | 0 | 0 | 88743.1518 | 0 | 0 | 0 | 0 | 0 | 0 | 0 | 0 | 0 | -166542.5892 | 0 | 0 | 0 | 0 | 0 | 0 | 0
2016-09-01 07:00 | 0 | 0 | 0 | 0 | 0 | 339819.9548 | 0 | 415650 | 0 | 0 | 0 | 0 | 88743.1518 | 0 | 0 | 0 | 0 | 0 | 0 | 0 | 803160.7271 | 0 | 0 | 0 | 0 | 0 | 0 | 0 | 0 | 0 | 0 | -88743.1518 | 0 | 0 | 0 | 0 | 0 | 0 | 0 | 0 | 0 | 12913.1066 | 0 | 0 | 0 | 0 | 0 | 0 | 0
2016-09-01 08:00 | 0 | 0 | 0 | 0 | 0 | 327799.3565 | 0 | 408914 | 0 | 0 | 0 | 0 | 0 | 0 | 0 | 0 | 0 | 0 | 0 | 0 | 810789.2354 | 0 | 0 | 0 | 0 | 0 | 0 | 0 | 0 | 0 | 0 | -88743.1518 | 0 | 0 | 0 | 0 | 0 | 0 | 0 | 0 | 0 | 7628.5083 | 0 | 0 | 0 | 0 | 0 | 0 | 0
2016-09-01 09:00 | 0 | 0 | 0 | 0 | 0 | 310072.9693 | 0 | 414048 | 0 | 0 | 0 | 0 | 88743.1518 | 0 | 0 | 0 | 0 | 0 | 0 | 0 | 618071.0528 | 0 | 0 | 0 | 0 | 0 | 0 | 0 | 0 | 0 | 0 | 88743.1518 | 0 | 0 | 0 | 0 | 0 | 0 | 0 | 0 | 0 | -192718.1825 | 0 | 0 | 0 | 0 | 0 | 0 | 0
2016-09-01 10:00 | 0 | 0 | 0 | 0 | 0 | 300563.2932 | 0 | 435041 | 0 | 0 | 0 | 0 | 0 | 0 | 0 | 0 | 0 | 0 | 0 | 0 | 572336.4978 | 0 | 0 | 0 | 0 | 0 | 0 | 0 | 0 | 0 | 0 | -88743.1518 | 0 | 0 | 0 | 0 | 0 | 0 | 0 | 0 | 0 | -45734.555 | 0 | 0 | 0 | 0 | 0 | 0 | 0
2016-09-01 11:00 | 0 | 0 | 0 | 0 | 0 | 296439.7873 | 0 | 454300 | 0 | 0 | 0 | 0 | 88743.1518 | 0 | 0 | 0 | 0 | 0 | 0 | 0 | 325733.1333 | 0 | 0 | 0 | 0 | 0 | 0 | 0 | 0 | 0 | 0 | 88743.1518 | 0 | 0 | 0 | 0 | 0 | 0 | 0 | 0 | 0 | -246603.3645 | 0 | 0 | 0 | 0 | 0 | 0 | 0
2016-09-01 12:00 | 0 | 0 | 0 | 0 | 0 | 243326.2617 | 533.787 | 469139 | 0 | 0 | 0 | 0 | 88743.1518 | 0 | 0 | 0 | 0 | 0 | 0 | 0 | 100454.182 | 0 | 0 | 0 | 0 | 0 | 0 | 0 | 0 | 0 | 0 | 0 | 0 | 0 | 0 | 0 | 0 | 0 | 0 | 0 | 0 | -225278.9514 | 0 | 0 | 0 | 0 | 0 | 0 | 0
2016-09-01 13:00 | 0 | 0 | 0 | 0 | 0 | 141345.8868 | 159545.7794 | 490089 | 0 | 0 | 0 | 0 | 0 | 0 | 0 | 0 | 0 | 0 | 0 | 0 | 0 | 0 | 0 | 0 | 0 | 0 | 0 | 0 | 0 | 0 | 0 | -88743.1518 | 0 | 0 | 0 | 0 | 0 | 0 | 0 | 0 | 0 | -100454.182 | 0 | 0 | 0 | 0 | 0 | 0 | 0
2016-09-01 14:00 | 0 | 0 | 0 | 0 | 0 | 107007.4164 | 520746.8014 | 514772 | 0 | 0 | 0 | 0 | 0 | 0 | 0 | 0 | 0 | 0 | 0 | 0 | 112982.2178 | 0 | 0 | 0 | 0 | 0 | 0 | 0 | 0 | 0 | 0 | 0 | 0 | 0 | 0 | 0 | 0 | 0 | 0 | 0 | 0 | 112982.2178 | 0 | 0 | 0 | 0 | 0 | 0 | 0
2016-09-01 15:00 | 0 | 0 | 0 | 0 | 0 | 215099.6456 | 690015.5978 | 538909 | 0 | 0 | 0 | 0 | 87225.3609 | 0 | 0 | 0 | 0 | 0 | 0 | 0 | 391963.1002 | 0 | 0 | 0 | 0 | 0 | 0 | 0 | 0 | 0 | 0 | 87225.3609 | 0 | 0 | 0 | 0 | 0 | 0 | 0 | 0 | 0 | 278980.8824 | 0 | 0 | 0 | 0 | 0 | 0 | 0
2016-09-01 16:00 | 0 | 0 | 0 | 0 | 0 | 0 | 749850.3698 | 559226 | 0 | 0 | 0 | 0 | 175968.5127 | 0 | 0 | 0 | 0 | 0 | 0 | 0 | 493844.3183 | 0 | 0 | 0 | 0 | 0 | 0 | 0 | 0 | 0 | 0 | 88743.1518 | 0 | 0 | 0 | 0 | 0 | 0 | 0 | 0 | 0 | 101881.218 | 0 | 0 | 0 | 0 | 0 | 0 | 0
2016-09-01 17:00 | 0 | 0 | 0 | 0 | 0 | 0 | 742119.5446 | 577014 | 0 | 0 | 0 | 0 | 205359.0546 | 0 | 0 | 0 | 0 | 0 | 0 | 0 | 629559.3209 | 0 | 0 | 0 | 0 | 0 | 0 | 0 | 0 | 0 | 0 | 29390.5419 | 0 | 0 | 0 | 0 | 0 | 0 | 0 | 0 | 0 | 135715.0026 | 0 | 0 | 0 | 0 | 0 | 0 | 0
2016-09-01 18:00 | 0 | 0 | 0 | 0 | 0 | 0 | 723361.2313 | 588812 | 0 | 0 | 0 | 0 | 294102.2064 | 0 | 0 | 0 | 0 | 0 | 0 | 0 | 675365.4004 | 0 | 0 | 0 | 0 | 0 | 0 | 0 | 0 | 0 | 0 | 88743.1518 | 0 | 0 | 0 | 0 | 0 | 0 | 0 | 0 | 0 | 45806.0795 | 0 | 0 | 0 | 0 | 0 | 0 | 0
2016-09-01 19:00 | 0 | 0 | 0 | 0 | 0 | 0 | 701336.5912 | 595831 | 0 | 0 | 0 | 0 | 382845.3582 | 0 | 0 | 0 | 0 | 0 | 0 | 0 | 692127.8397 | 0 | 0 | 0 | 0 | 0 | 0 | 0 | 0 | 0 | 0 | 88743.1518 | 0 | 0 | 0 | 0 | 0 | 0 | 0 | 0 | 0 | 16762.4394 | 0 | 0 | 0 | 0 | 0 | 0 | 0
2016-09-01 20:00 | 0 | 0 | 0 | 0 | 0 | 0 | 686873.5195 | 599406 | 0 | 0 | 0 | 0 | 382845.3582 | 0 | 0 | 0 | 0 | 0 | 0 | 0 | 779595.3592 | 0 | 0 | 0 | 0 | 0 | 0 | 0 | 0 | 0 | 0 | 0 | 0 | 0 | 0 | 0 | 0 | 0 | 0 | 0 | 0 | 87467.5195 | 0 | 0 | 0 | 0 | 0 | 0 | 0
2016-09-01 21:00 | 0 | 0 | 0 | 0 | 0 | 0 | 661407.3752 | 599573 | 0 | 0 | 0 | 0 | 382845.3582 | 0 | 0 | 0 | 0 | 0 | 0 | 0 | 841429.7345 | 0 | 0 | 0 | 0 | 0 | 0 | 0 | 0 | 0 | 0 | 0 | 0 | 0 | 0 | 0 | 0 | 0 | 0 | 0 | 0 | 61834.3752 | 0 | 0 | 0 | 0 | 0 | 0 | 0
2016-09-01 22:00 | 0 | 0 | 0 | 0 | 0 | 0 | 615458.2849 | 590983 | 0 | 0 | 0 | 0 | 294102.2064 | 0 | 0 | 0 | 0 | 0 | 0 | 0 | 954648.1711 | 0 | 0 | 0 | 0 | 0 | 0 | 0 | 0 | 0 | 0 | -88743.1518 | 0 | 0 | 0 | 0 | 0 | 0 | 0 | 0 | 0 | 113218.4367 | 0 | 0 | 0 | 0 | 0 | 0 | 0
2016-09-01 23:00 | 0 | 0 | 0 | 0 | 0 | 0 | 513926.4435 | 579268 | 0 | 0 | 0 | 0 | 382845.3582 | 0 | 0 | 0 | 0 | 0 | 0 | 0 | 800563.4628 | 0 | 0 | 0 | 0 | 0 | 0 | 0 | 0 | 0 | 0 | 88743.1518 | 0 | 0 | 0 | 0 | 0 | 0 | 0 | 0 | 0 | -154084.7083 | 0 | 0 | 0 | 0 | 0 | 0 | 0
2016-09-02 | 0 | 0 | 0 | 0 | 0 | 0 | 339637.7137 | 570677 | 0 | 0 | 0 | 0 | 294102.2064 | 0 | 0 | 0 | 0 | 0 | 0 | 0 | 658267.3283 | 0 | 0 | 0 | 0 | 0 | 0 | 0 | 0 | 0 | 0 | -88743.1518 | 0 | 0 | 0 | 0 | 0 | 0 | 0 | 0 | 0 | -142296.1345 | 0 | 0 | 0 | 0 | 0 | 0 | 0
2016-09-02 01:00 | 0 | 0 | 0 | 0 | 0 | 597785.1567 | 88050.834 | 555203 | 0 | 0 | 0 | 0 | 205359.0546 | 0 | 0 | 0 | 0 | 0 | 0 | 0 | 877643.4708 | 0 | 0 | 0 | 0 | 0 | 0 | 0 | 0 | 0 | 0 | -88743.1518 | 0 | 0 | 0 | 0 | 0 | 0 | 0 | 0 | 0 | 219376.1425 | 0 | 0 | 0 | 0 | 0 | 0 | 0
2016-09-02 02:00 | 0 | 0 | 0 | 0 | 0 | 333810.5874 | 23.682 | 524072 | 0 | 0 | 0 | 0 | 294102.2064 | 0 | 0 | 0 | 0 | 0 | 0 | 0 | 598662.5883 | 0 | 0 | 0 | 0 | 0 | 0 | 0 | 0 | 0 | 0 | 88743.1518 | 0 | 0 | 0 | 0 | 0 | 0 | 0 | 0 | 0 | -278980.8824 | 0 | 0 | 0 | 0 | 0 | 0 | 0
2016-09-02 03:00 | 0 | 0 | 0 | 0 | 0 | 583838.3343 | 0 | 489864 | 0 | 0 | 0 | 0 | 205359.0546 | 0 | 0 | 0 | 0 | 0 | 0 | 0 | 781380.0744 | 0 | 0 | 0 | 0 | 0 | 0 | 0 | 0 | 0 | 0 | -88743.1518 | 0 | 0 | 0 | 0 | 0 | 0 | 0 | 0 | 0 | 182717.4861 | 0 | 0 | 0 | 0 | 0 | 0 | 0
2016-09-02 04:00 | 0 | 0 | 0 | 0 | 0 | 268181.2694 | 0 | 458419 | 0 | 0 | 0 | 0 | 294102.2064 | 0 | 0 | 0 | 0 | 0 | 0 | 0 | 502399.192 | 0 | 0 | 0 | 0 | 0 | 0 | 0 | 0 | 0 | 0 | 88743.1518 | 0 | 0 | 0 | 0 | 0 | 0 | 0 | 0 | 0 | -278980.8824 | 0 | 0 | 0 | 0 | 0 | 0 | 0
2016-09-02 05:00 | 0 | 0 | 0 | 0 | 0 | 506829.8854 | 0 | 432694 | 0 | 0 | 0 | 0 | 382845.3582 | 0 | 0 | 0 | 0 | 0 | 0 | 0 | 487791.9256 | 0 | 0 | 0 | 0 | 0 | 0 | 0 | 0 | 0 | 0 | 88743.1518 | 0 | 0 | 0 | 0 | 0 | 0 | 0 | 0 | 0 | -14607.2664 | 0 | 0 | 0 | 0 | 0 | 0 | 0
2016-09-02 06:00 | 0 | 0 | 0 | 0 | 0 | 481739.8393 | 0 | 411570 | 0 | 0 | 0 | 0 | 382845.3582 | 0 | 0 | 0 | 0 | 0 | 0 | 0 | 557961.7649 | 0 | 0 | 0 | 0 | 0 | 0 | 0 | 0 | 0 | 0 | 0 | 0 | 0 | 0 | 0 | 0 | 0 | 0 | 0 | 0 | 70169.8393 | 0 | 0 | 0 | 0 | 0 | 0 | 0
2016-09-02 07:00 | 0 | 0 | 0 | 0 | 0 | 29318.9658 | 0 | 397043 | 0 | 0 | 0 | 0 | 294102.2064 | 0 | 0 | 0 | 0 | 0 | 0 | 0 | 278980.8824 | 0 | 0 | 0 | 0 | 0 | 0 | 0 | 0 | 0 | 0 | -88743.1518 | 0 | 0 | 0 | 0 | 0 | 0 | 0 | 0 | 0 | -278980.8824 | 0 | 0 | 0 | 0 | 0 | 0 | 0
2016-09-02 08:00 | 0 | 0 | 0 | 0 | 0 | 23076.9658 | 0 | 390801 | 0 | 0 | 0 | 0 | 205359.0546 | 0 | 0 | 0 | 0 | 0 | 0 | 0 | 0 | 0 | 0 | 0 | 0 | 0 | 0 | 0 | 0 | 0 | 0 | -88743.1518 | 0 | 0 | 0 | 0 | 0 | 0 | 0 | 0 | 0 | -278980.8824 | 0 | 0 | 0 | 0 | 0 | 0 | 0
2016-09-02 09:00 | 0 | 0 | 0 | 0 | 0 | 428928.0109 | 0 | 395237 | 0 | 0 | 0 | 0 | 239050.0655 | 0 | 0 | 0 | 0 | 0 | 0 | 0 | 0 | 0 | 0 | 0 | 0 | 0 | 0 | 0 | 0 | 0 | 0 | 33691.0109 | 0 | 0 | 0 | 0 | 0 | 0 | 0 | 0 | 0 | 0 | 0 | 0 | 0 | 0 | 0 | 0 | 0
2016-09-02 10:00 | 0 | 0 | 0 | 0 | 0 | 412149.8174 | 0 | 411279 | 0 | 0 | 0 | 0 | 150306.9137 | 0 | 0 | 0 | 0 | 0 | 0 | 0 | 89613.9692 | 0 | 0 | 0 | 0 | 0 | 0 | 0 | 0 | 0 | 0 | -88743.1518 | 0 | 0 | 0 | 0 | 0 | 0 | 0 | 0 | 0 | 89613.9692 | 0 | 0 | 0 | 0 | 0 | 0 | 0
2016-09-02 11:00 | 0 | 0 | 0 | 0 | 0 | 318546.4633 | 0 | 429471 | 0 | 0 | 0 | 0 | 61563.7619 | 0 | 0 | 0 | 0 | 0 | 0 | 0 | 67432.5843 | 0 | 0 | 0 | 0 | 0 | 0 | 0 | 0 | 0 | 0 | -88743.1518 | 0 | 0 | 0 | 0 | 0 | 0 | 0 | 0 | 0 | -22181.3849 | 0 | 0 | 0 | 0 | 0 | 0 | 0
2016-09-02 12:00 | 0 | 0 | 0 | 0 | 0 | 337469.8876 | 447.7398 | 443622 | 0 | 0 | 0 | 0 | 23291.9736 | 0 | 0 | 0 | 0 | 0 | 0 | 0 | 0 | 0 | 0 | 0 | 0 | 0 | 0 | 0 | 0 | 0 | 0 | -38271.7883 | 0 | 0 | 0 | 0 | 0 | 0 | 0 | 0 | 0 | -67432.5843 | 0 | 0 | 0 | 0 | 0 | 0 | 0
2016-09-02 13:00 | 0 | 0 | 0 | 0 | 0 | 298502.0531 | 140104.9732 | 461899 | 0 | 0 | 0 | 0 | 0 | 0 | 0 | 0 | 0 | 0 | 0 | 0 | 0 | 0 | 0 | 0 | 0 | 0 | 0 | 0 | 0 | 0 | 0 | -23291.9736 | 0 | 0 | 0 | 0 | 0 | 0 | 0 | 0 | 0 | 0 | 0 | 0 | 0 | 0 | 0 | 0 | 0
2016-09-02 14:00 | 0 | 0 | 0 | 0 | 0 | 0 | 526043.9384 | 482422 | 0 | 0 | 0 | 0 | 43621.9384 | 0 | 0 | 0 | 0 | 0 | 0 | 0 | 0 | 0 | 0 | 0 | 0 | 0 | 0 | 0 | 0 | 0 | 0 | 43621.9384 | 0 | 0 | 0 | 0 | 0 | 0 | 0 | 0 | 0 | 0 | 0 | 0 | 0 | 0 | 0 | 0 | 0
2016-09-02 15:00 | 0 | 0 | 0 | 0 | 0 | 39395.913 | 695848.606 | 500856 | 0 | 0 | 0 | 0 | 89084.9004 | 0 | 0 | 0 | 0 | 0 | 0 | 0 | 188925.5569 | 0 | 0 | 0 | 0 | 0 | 0 | 0 | 0 | 0 | 0 | 45462.962 | 0 | 0 | 0 | 0 | 0 | 0 | 0 | 0 | 0 | 188925.5569 | 0 | 0 | 0 | 0 | 0 | 0 | 0
2016-09-02 16:00 | 0 | 0 | 0 | 0 | 0 | 0 | 780105.5264 | 516563 | 0 | 0 | 0 | 0 | 73646.5444 | 0 | 0 | 0 | 0 | 0 | 0 | 0 | 467906.4394 | 0 | 0 | 0 | 0 | 0 | 0 | 0 | 0 | 0 | 0 | -15438.356 | 0 | 0 | 0 | 0 | 0 | 0 | 0 | 0 | 0 | 278980.8824 | 0 | 0 | 0 | 0 | 0 | 0 | 0
2016-09-02 17:00 | 0 | 0 | 0 | 0 | 0 | 0 | 773228.2815 | 531791 | 0 | 0 | 0 | 0 | 162389.6962 | 0 | 0 | 0 | 0 | 0 | 0 | 0 | 620600.5691 | 0 | 0 | 0 | 0 | 0 | 0 | 0 | 0 | 0 | 0 | 88743.1518 | 0 | 0 | 0 | 0 | 0 | 0 | 0 | 0 | 0 | 152694.1297 | 0 | 0 | 0 | 0 | 0 | 0 | 0
2016-09-02 18:00 | 0 | 0 | 0 | 0 | 0 | 0 | 749353.338 | 544019 | 0 | 0 | 0 | 0 | 88743.1518 | 0 | 0 | 0 | 0 | 0 | 0 | 0 | 899581.4515 | 0 | 0 | 0 | 0 | 0 | 0 | 0 | 0 | 0 | 0 | -73646.5444 | 0 | 0 | 0 | 0 | 0 | 0 | 0 | 0 | 0 | 278980.8824 | 0 | 0 | 0 | 0 | 0 | 0 | 0
2016-09-02 19:00 | 0 | 0 | 0 | 0 | 0 | 0 | 727387.5214 | 551969 | 0 | 0 | 0 | 0 | 177486.3036 | 0 | 0 | 0 | 0 | 0 | 0 | 0 | 986256.8211 | 0 | 0 | 0 | 0 | 0 | 0 | 0 | 0 | 0 | 0 | 88743.1518 | 0 | 0 | 0 | 0 | 0 | 0 | 0 | 0 | 0 | 86675.3696 | 0 | 0 | 0 | 0 | 0 | 0 | 0
2016-09-02 20:00 | 0 | 0 | 0 | 0 | 0 | 0 | 718839.497 | 557436 | 0 | 0 | 0 | 0 | 88743.1518 | 0 | 0 | 0 | 0 | 0 | 0 | 0 | 1236403.4698 | 0 | 0 | 0 | 0 | 0 | 0 | 0 | 0 | 0 | 0 | -88743.1518 | 0 | 0 | 0 | 0 | 0 | 0 | 0 | 0 | 0 | 250146.6487 | 0 | 0 | 0 | 0 | 0 | 0 | 0
2016-09-02 21:00 | 0 | 0 | 0 | 0 | 0 | 0 | 701028.8002 | 558648 | 0 | 0 | 0 | 0 | 0 | 0 | 0 | 0 | 0 | 0 | 0 | 0 | 1467527.4218 | 0 | 0 | 0 | 0 | 0 | 0 | 0 | 0 | 0 | 0 | -88743.1518 | 0 | 0 | 0 | 0 | 0 | 0 | 0 | 0 | 0 | 231123.952 | 0 | 0 | 0 | 0 | 0 | 0 | 0
2016-09-02 22:00 | 0 | 0 | 0 | 0 | 0 | 0 | 657211.1745 | 549446 | 0 | 0 | 0 | 0 | 88743.1518 | 0 | 0 | 0 | 0 | 0 | 0 | 0 | 1486549.4445 | 0 | 0 | 0 | 0 | 0 | 0 | 0 | 0 | 0 | 0 | 88743.1518 | 0 | 0 | 0 | 0 | 0 | 0 | 0 | 0 | 0 | 19022.0227 | 0 | 0 | 0 | 0 | 0 | 0 | 0
2016-09-02 23:00 | 0 | 0 | 0 | 0 | 0 | 0 | 556674.4875 | 535830 | 0 | 0 | 0 | 0 | 177486.3036 | 0 | 0 | 0 | 0 | 0 | 0 | 0 | 1418650.7802 | 0 | 0 | 0 | 0 | 0 | 0 | 0 | 0 | 0 | 0 | 88743.1518 | 0 | 0 | 0 | 0 | 0 | 0 | 0 | 0 | 0 | -67898.6643 | 0 | 0 | 0 | 0 | 0 | 0 | 0
2016-09-03 | 0 | 0 | 0 | 0 | 0 | 0 | 380775.7256 | 525082 | 0 | 0 | 0 | 0 | 172658.1163 | 0 | 0 | 0 | 0 | 0 | 0 | 0 | 1279172.693 | 0 | 0 | 0 | 0 | 0 | 0 | 0 | 0 | 0 | 0 | -4828.1873 | 0 | 0 | 0 | 0 | 0 | 0 | 0 | 0 | 0 | -139478.0871 | 0 | 0 | 0 | 0 | 0 | 0 | 0
2016-09-03 01:00 | 0 | 0 | 0 | 0 | 0 | 677623.1527 | 80279.4341 | 509780 | 0 | 0 | 0 | 0 | 261401.2681 | 0 | 0 | 0 | 0 | 0 | 0 | 0 | 1438552.128 | 0 | 0 | 0 | 0 | 0 | 0 | 0 | 0 | 0 | 0 | 88743.1518 | 0 | 0 | 0 | 0 | 0 | 0 | 0 | 0 | 0 | 159379.435 | 0 | 0 | 0 | 0 | 0 | 0 | 0
2016-09-03 02:00 | 0 | 0 | 0 | 0 | 0 | 707533.5137 | 12.1553 | 484607 | 0 | 0 | 0 | 0 | 205359.0546 | 0 | 0 | 0 | 0 | 0 | 0 | 0 | 1717533.0105 | 0 | 0 | 0 | 0 | 0 | 0 | 0 | 0 | 0 | 0 | -56042.2134 | 0 | 0 | 0 | 0 | 0 | 0 | 0 | 0 | 0 | 278980.8824 | 0 | 0 | 0 | 0 | 0 | 0 | 0
2016-09-03 03:00 | 0 | 0 | 0 | 0 | 0 | 265161.2694 | 0 | 455399 | 0 | 0 | 0 | 0 | 294102.2064 | 0 | 0 | 0 | 0 | 0 | 0 | 0 | 1438552.128 | 0 | 0 | 0 | 0 | 0 | 0 | 0 | 0 | 0 | 0 | 88743.1518 | 0 | 0 | 0 | 0 | 0 | 0 | 0 | 0 | 0 | -278980.8824 | 0 | 0 | 0 | 0 | 0 | 0 | 0
2016-09-03 04:00 | 0 | 0 | 0 | 0 | 0 | 60685.9658 | 0 | 428410 | 0 | 0 | 0 | 0 | 205359.0546 | 0 | 0 | 0 | 0 | 0 | 0 | 0 | 1159571.2456 | 0 | 0 | 0 | 0 | 0 | 0 | 0 | 0 | 0 | 0 | -88743.1518 | 0 | 0 | 0 | 0 | 0 | 0 | 0 | 0 | 0 | -278980.8824 | 0 | 0 | 0 | 0 | 0 | 0 | 0
2016-09-03 05:00 | 0 | 0 | 0 | 0 | 0 | 37814.9658 | 0 | 405539 | 0 | 0 | 0 | 0 | 116615.9029 | 0 | 0 | 0 | 0 | 0 | 0 | 0 | 880590.3631 | 0 | 0 | 0 | 0 | 0 | 0 | 0 | 0 | 0 | 0 | -88743.1518 | 0 | 0 | 0 | 0 | 0 | 0 | 0 | 0 | 0 | -278980.8824 | 0 | 0 | 0 | 0 | 0 | 0 | 0
2016-09-03 06:00 | 0 | 0 | 0 | 0 | 0 | 604143.7944 | 0 | 386607 | 0 | 0 | 0 | 0 | 205359.0546 | 0 | 0 | 0 | 0 | 0 | 0 | 0 | 1009384.0057 | 0 | 0 | 0 | 0 | 0 | 0 | 0 | 0 | 0 | 0 | 88743.1518 | 0 | 0 | 0 | 0 | 0 | 0 | 0 | 0 | 0 | 128793.6426 | 0 | 0 | 0 | 0 | 0 | 0 | 0
2016-09-03 07:00 | 0 | 0 | 0 | 0 | 0 | 182303.2694 | 0 | 372541 | 0 | 0 | 0 | 0 | 294102.2064 | 0 | 0 | 0 | 0 | 0 | 0 | 0 | 730403.1233 | 0 | 0 | 0 | 0 | 0 | 0 | 0 | 0 | 0 | 0 | 88743.1518 | 0 | 0 | 0 | 0 | 0 | 0 | 0 | 0 | 0 | -278980.8824 | 0 | 0 | 0 | 0 | 0 | 0 | 0
2016-09-03 08:00 | 0 | 0 | 0 | 0 | 0 | 548765.6073 | 0 | 363495 | 0 | 0 | 0 | 0 | 382845.3582 | 0 | 0 | 0 | 0 | 0 | 0 | 0 | 826930.5789 | 0 | 0 | 0 | 0 | 0 | 0 | 0 | 0 | 0 | 0 | 88743.1518 | 0 | 0 | 0 | 0 | 0 | 0 | 0 | 0 | 0 | 96527.4555 | 0 | 0 | 0 | 0 | 0 | 0 | 0
2016-09-03 09:00 | 0 | 0 | 0 | 0 | 0 | 0 | 0 | 359961 | 0 | 0 | 0 | 0 | 294102.2064 | 0 | 0 | 0 | 0 | 0 | 0 | 0 | 555712.7306 | 0 | 0 | 0 | 0 | 0 | 0 | 0 | 0 | 0 | 0 | -88743.1518 | 0 | 0 | 0 | 0 | 0 | 0 | 0 | 0 | 0 | -271217.8482 | 0 | 0 | 0 | 0 | 0 | 0 | 0
2016-09-03 10:00 | 0 | 0 | 0 | 0 | 0 | 172240.2694 | 0 | 362478 | 0 | 0 | 0 | 0 | 382845.3582 | 0 | 0 | 0 | 0 | 0 | 0 | 0 | 276731.8482 | 0 | 0 | 0 | 0 | 0 | 0 | 0 | 0 | 0 | 0 | 88743.1518 | 0 | 0 | 0 | 0 | 0 | 0 | 0 | 0 | 0 | -278980.8824 | 0 | 0 | 0 | 0 | 0 | 0 | 0
2016-09-03 11:00 | 0 | 0 | 0 | 0 | 0 | 0 | 0 | 365475 | 0 | 0 | 0 | 0 | 294102.2064 | 0 | 0 | 0 | 0 | 0 | 0 | 0 | 0 | 0 | 0 | 0 | 0 | 0 | 0 | 0 | 0 | 0 | 0 | -88743.1518 | 0 | 0 | 0 | 0 | 0 | 0 | 0 | 0 | 0 | -276731.8482 | 0 | 0 | 0 | 0 | 0 | 0 | 0
2016-09-03 12:00 | 0 | 0 | 0 | 0 | 0 | 365315.3974 | 282.3633 | 378162 | 0 | 0 | 0 | 0 | 205359.0546 | 0 | 0 | 0 | 0 | 0 | 0 | 0 | 76178.9125 | 0 | 0 | 0 | 0 | 0 | 0 | 0 | 0 | 0 | 0 | -88743.1518 | 0 | 0 | 0 | 0 | 0 | 0 | 0 | 0 | 0 | 76178.9125 | 0 | 0 | 0 | 0 | 0 | 0 | 0
2016-09-03 13:00 | 0 | 0 | 0 | 0 | 0 | 261692.5783 | 149818.661 | 398947 | 0 | 0 | 0 | 0 | 294102.2064 | 0 | 0 | 0 | 0 | 0 | 0 | 0 | 0 | 0 | 0 | 0 | 0 | 0 | 0 | 0 | 0 | 0 | 0 | 88743.1518 | 0 | 0 | 0 | 0 | 0 | 0 | 0 | 0 | 0 | -76178.9125 | 0 | 0 | 0 | 0 | 0 | 0 | 0
2016-09-03 14:00 | 0 | 0 | 0 | 0 | 0 | 0 | 487201.3101 | 422857 | 0 | 0 | 0 | 0 | 291037.999 | 0 | 0 | 0 | 0 | 0 | 0 | 0 | 67408.5176 | 0 | 0 | 0 | 0 | 0 | 0 | 0 | 0 | 0 | 0 | -3064.2074 | 0 | 0 | 0 | 0 | 0 | 0 | 0 | 0 | 0 | 67408.5176 | 0 | 0 | 0 | 0 | 0 | 0 | 0
2016-09-03 15:00 | 0 | 0 | 0 | 0 | 0 | 0 | 687697.3915 | 445178 | 0 | 0 | 0 | 0 | 379781.1508 | 0 | 0 | 0 | 0 | 0 | 0 | 0 | 221184.7573 | 0 | 0 | 0 | 0 | 0 | 0 | 0 | 0 | 0 | 0 | 88743.1518 | 0 | 0 | 0 | 0 | 0 | 0 | 0 | 0 | 0 | 153776.2397 | 0 | 0 | 0 | 0 | 0 | 0 | 0
2016-09-03 16:00 | 0 | 0 | 0 | 0 | 0 | 0 | 747951.0899 | 465906 | 0 | 0 | 0 | 0 | 382845.3582 | 0 | 0 | 0 | 0 | 0 | 0 | 0 | 500165.6397 | 0 | 0 | 0 | 0 | 0 | 0 | 0 | 0 | 0 | 0 | 3064.2074 | 0 | 0 | 0 | 0 | 0 | 0 | 0 | 0 | 0 | 278980.8824 | 0 | 0 | 0 | 0 | 0 | 0 | 0
2016-09-03 17:00 | 0 | 0 | 0 | 0 | 0 | 0 | 750589.7926 | 482753 | 0 | 0 | 0 | 0 | 373778.8003 | 0 | 0 | 0 | 0 | 0 | 0 | 0 | 777068.9903 | 0 | 0 | 0 | 0 | 0 | 0 | 0 | 0 | 0 | 0 | -9066.558 | 0 | 0 | 0 | 0 | 0 | 0 | 0 | 0 | 0 | 276903.3506 | 0 | 0 | 0 | 0 | 0 | 0 | 0
2016-09-03 18:00 | 0 | 0 | 0 | 0 | 0 | 0 | 742541.2719 | 496541 | 0 | 0 | 0 | 0 | 340798.1897 | 0 | 0 | 0 | 0 | 0 | 0 | 0 | 1056049.8728 | 0 | 0 | 0 | 0 | 0 | 0 | 0 | 0 | 0 | 0 | -32980.6105 | 0 | 0 | 0 | 0 | 0 | 0 | 0 | 0 | 0 | 278980.8824 | 0 | 0 | 0 | 0 | 0 | 0 | 0
2016-09-03 19:00 | 0 | 0 | 0 | 0 | 0 | 0 | 732659.874 | 507892 | 0 | 0 | 0 | 0 | 286585.1813 | 0 | 0 | 0 | 0 | 0 | 0 | 0 | 1335030.7552 | 0 | 0 | 0 | 0 | 0 | 0 | 0 | 0 | 0 | 0 | -54213.0084 | 0 | 0 | 0 | 0 | 0 | 0 | 0 | 0 | 0 | 278980.8824 | 0 | 0 | 0 | 0 | 0 | 0 | 0
2016-09-03 20:00 | 0 | 0 | 0 | 0 | 0 | 0 | 730260.5423 | 516890 | 0 | 0 | 0 | 0 | 375328.3331 | 0 | 0 | 0 | 0 | 0 | 0 | 0 | 1459658.1458 | 0 | 0 | 0 | 0 | 0 | 0 | 0 | 0 | 0 | 0 | 88743.1518 | 0 | 0 | 0 | 0 | 0 | 0 | 0 | 0 | 0 | 124627.3905 | 0 | 0 | 0 | 0 | 0 | 0 | 0
2016-09-03 21:00 | 0 | 0 | 0 | 0 | 0 | 0 | 718874.7558 | 521120 | 0 | 0 | 0 | 0 | 294102.2064 | 0 | 0 | 0 | 0 | 0 | 0 | 0 | 1738639.0282 | 0 | 0 | 0 | 0 | 0 | 0 | 0 | 0 | 0 | 0 | -81226.1266 | 0 | 0 | 0 | 0 | 0 | 0 | 0 | 0 | 0 | 278980.8824 | 0 | 0 | 0 | 0 | 0 | 0 | 0
2016-09-03 22:00 | 0 | 0 | 0 | 0 | 0 | 0 | 678430.3453 | 517258 | 0 | 0 | 0 | 0 | 205359.0546 | 0 | 0 | 0 | 0 | 0 | 0 | 0 | 1988554.5253 | 0 | 0 | 0 | 0 | 0 | 0 | 0 | 0 | 0 | 0 | -88743.1518 | 0 | 0 | 0 | 0 | 0 | 0 | 0 | 0 | 0 | 249915.4971 | 0 | 0 | 0 | 0 | 0 | 0 | 0
2016-09-03 23:00 | 0 | 0 | 0 | 0 | 0 | 0 | 577958.9608 | 507028 | 0 | 0 | 0 | 0 | 294102.2064 | 0 | 0 | 0 | 0 | 0 | 0 | 0 | 1970742.3343 | 0 | 0 | 0 | 0 | 0 | 0 | 0 | 0 | 0 | 0 | 88743.1518 | 0 | 0 | 0 | 0 | 0 | 0 | 0 | 0 | 0 | -17812.191 | 0 | 0 | 0 | 0 | 0 | 0 | 0
2016-09-04 | 0 | 0 | 0 | 0 | 0 | 0 | 381176.7092 | 497324 | 0 | 0 | 0 | 0 | 382845.3582 | 0 | 0 | 0 | 0 | 0 | 0 | 0 | 1765851.8917 | 0 | 0 | 0 | 0 | 0 | 0 | 0 | 0 | 0 | 0 | 88743.1518 | 0 | 0 | 0 | 0 | 0 | 0 | 0 | 0 | 0 | -204890.4426 | 0 | 0 | 0 | 0 | 0 | 0 | 0
2016-09-04 01:00 | 0 | 0 | 0 | 0 | 0 | 590963.2645 | 72754.1912 | 483109 | 0 | 0 | 0 | 0 | 294102.2064 | 0 | 0 | 0 | 0 | 0 | 0 | 0 | 2035203.4992 | 0 | 0 | 0 | 0 | 0 | 0 | 0 | 0 | 0 | 0 | -88743.1518 | 0 | 0 | 0 | 0 | 0 | 0 | 0 | 0 | 0 | 269351.6075 | 0 | 0 | 0 | 0 | 0 | 0 | 0
2016-09-04 02:00 | 0 | 0 | 0 | 0 | 0 | 181781.9053 | 11.2123 | 460774 | 0 | 0 | 0 | 0 | 294102.2064 | 0 | 0 | 0 | 0 | 0 | 0 | 0 | 1756222.6168 | 0 | 0 | 0 | 0 | 0 | 0 | 0 | 0 | 0 | 0 | 0 | 0 | 0 | 0 | 0 | 0 | 0 | 0 | 0 | 0 | -278980.8824 | 0 | 0 | 0 | 0 | 0 | 0 | 0
2016-09-04 03:00 | 0 | 0 | 0 | 0 | 0 | 67596.9658 | 0 | 435321 | 0 | 0 | 0 | 0 | 205359.0546 | 0 | 0 | 0 | 0 | 0 | 0 | 0 | 1477241.7343 | 0 | 0 | 0 | 0 | 0 | 0 | 0 | 0 | 0 | 0 | -88743.1518 | 0 | 0 | 0 | 0 | 0 | 0 | 0 | 0 | 0 | -278980.8824 | 0 | 0 | 0 | 0 | 0 | 0 | 0
2016-09-04 04:00 | 0 | 0 | 0 | 0 | 0 | 220620.2694 | 0 | 410858 | 0 | 0 | 0 | 0 | 294102.2064 | 0 | 0 | 0 | 0 | 0 | 0 | 0 | 1198260.8519 | 0 | 0 | 0 | 0 | 0 | 0 | 0 | 0 | 0 | 0 | 88743.1518 | 0 | 0 | 0 | 0 | 0 | 0 | 0 | 0 | 0 | -278980.8824 | 0 | 0 | 0 | 0 | 0 | 0 | 0
2016-09-04 05:00 | 0 | 0 | 0 | 0 | 0 | 199041.2694 | 0 | 389279 | 0 | 0 | 0 | 0 | 382845.3582 | 0 | 0 | 0 | 0 | 0 | 0 | 0 | 919279.9694 | 0 | 0 | 0 | 0 | 0 | 0 | 0 | 0 | 0 | 0 | 88743.1518 | 0 | 0 | 0 | 0 | 0 | 0 | 0 | 0 | 0 | -278980.8824 | 0 | 0 | 0 | 0 | 0 | 0 | 0
2016-09-04 06:00 | 0 | 0 | 0 | 0 | 0 | 4414.9658 | 0 | 372139 | 0 | 0 | 0 | 0 | 294102.2064 | 0 | 0 | 0 | 0 | 0 | 0 | 0 | 640299.087 | 0 | 0 | 0 | 0 | 0 | 0 | 0 | 0 | 0 | 0 | -88743.1518 | 0 | 0 | 0 | 0 | 0 | 0 | 0 | 0 | 0 | -278980.8824 | 0 | 0 | 0 | 0 | 0 | 0 | 0
2016-09-04 07:00 | 0 | 0 | 0 | 0 | 0 | 169467.2694 | 0 | 359705 | 0 | 0 | 0 | 0 | 382845.3582 | 0 | 0 | 0 | 0 | 0 | 0 | 0 | 361318.2046 | 0 | 0 | 0 | 0 | 0 | 0 | 0 | 0 | 0 | 0 | 88743.1518 | 0 | 0 | 0 | 0 | 0 | 0 | 0 | 0 | 0 | -278980.8824 | 0 | 0 | 0 | 0 | 0 | 0 | 0
2016-09-04 08:00 | 0 | 0 | 0 | 0 | 0 | 439847.3743 | 0 | 352011 | 0 | 0 | 0 | 0 | 294102.2064 | 0 | 0 | 0 | 0 | 0 | 0 | 0 | 537897.7306 | 0 | 0 | 0 | 0 | 0 | 0 | 0 | 0 | 0 | 0 | -88743.1518 | 0 | 0 | 0 | 0 | 0 | 0 | 0 | 0 | 0 | 176579.5261 | 0 | 0 | 0 | 0 | 0 | 0 | 0
2016-09-04 09:00 | 0 | 0 | 0 | 0 | 0 | 0 | 0 | 348343 | 0 | 0 | 0 | 0 | 224740.0889 | 0 | 0 | 0 | 0 | 0 | 0 | 0 | 258916.8482 | 0 | 0 | 0 | 0 | 0 | 0 | 0 | 0 | 0 | 0 | -69362.1176 | 0 | 0 | 0 | 0 | 0 | 0 | 0 | 0 | 0 | -278980.8824 | 0 | 0 | 0 | 0 | 0 | 0 | 0
2016-09-04 10:00 | 0 | 0 | 0 | 0 | 0 | 0 | 0 | 347660 | 0 | 0 | 0 | 0 | 135996.9371 | 0 | 0 | 0 | 0 | 0 | 0 | 0 | 0 | 0 | 0 | 0 | 0 | 0 | 0 | 0 | 0 | 0 | 0 | -88743.1518 | 0 | 0 | 0 | 0 | 0 | 0 | 0 | 0 | 0 | -258916.8482 | 0 | 0 | 0 | 0 | 0 | 0 | 0
2016-09-04 11:00 | 0 | 0 | 0 | 0 | 0 | 398792.6592 | 0 | 350404 | 0 | 0 | 0 | 0 | 88743.1518 | 0 | 0 | 0 | 0 | 0 | 0 | 0 | 95642.4445 | 0 | 0 | 0 | 0 | 0 | 0 | 0 | 0 | 0 | 0 | -47253.7853 | 0 | 0 | 0 | 0 | 0 | 0 | 0 | 0 | 0 | 95642.4445 | 0 | 0 | 0 | 0 | 0 | 0 | 0
2016-09-04 12:00 | 0 | 0 | 0 | 0 | 0 | 178140.6231 | 195.7806 | 362722 | 0 | 0 | 0 | 0 | 0 | 0 | 0 | 0 | 0 | 0 | 0 | 0 | 0 | 0 | 0 | 0 | 0 | 0 | 0 | 0 | 0 | 0 | 0 | -88743.1518 | 0 | 0 | 0 | 0 | 0 | 0 | 0 | 0 | 0 | -95642.4445 | 0 | 0 | 0 | 0 | 0 | 0 | 0
2016-09-04 13:00 | 0 | 0 | 0 | 0 | 0 | 332424.1172 | 165894.4484 | 385606 | 0 | 0 | 0 | 0 | 88743.1518 | 0 | 0 | 0 | 0 | 0 | 0 | 0 | 23969.4138 | 0 | 0 | 0 | 0 | 0 | 0 | 0 | 0 | 0 | 0 | 88743.1518 | 0 | 0 | 0 | 0 | 0 | 0 | 0 | 0 | 0 | 23969.4138 | 0 | 0 | 0 | 0 | 0 | 0 | 0
2016-09-04 14:00 | 0 | 0 | 0 | 0 | 0 | 0 | 554291.9092 | 411518 | 0 | 0 | 0 | 0 | 0 | 0 | 0 | 0 | 0 | 0 | 0 | 0 | 255486.4748 | 0 | 0 | 0 | 0 | 0 | 0 | 0 | 0 | 0 | 0 | -88743.1518 | 0 | 0 | 0 | 0 | 0 | 0 | 0 | 0 | 0 | 231517.061 | 0 | 0 | 0 | 0 | 0 | 0 | 0
2016-09-04 15:00 | 0 | 0 | 0 | 0 | 0 | 0 | 774848.3051 | 436974 | 0 | 0 | 0 | 0 | 58893.4227 | 0 | 0 | 0 | 0 | 0 | 0 | 0 | 534467.3572 | 0 | 0 | 0 | 0 | 0 | 0 | 0 | 0 | 0 | 0 | 58893.4227 | 0 | 0 | 0 | 0 | 0 | 0 | 0 | 0 | 0 | 278980.8824 | 0 | 0 | 0 | 0 | 0 | 0 | 0
2016-09-04 16:00 | 0 | 0 | 0 | 0 | 0 | 0 | 812617.179 | 461851 | 0 | 0 | 0 | 0 | 130678.7192 | 0 | 0 | 0 | 0 | 0 | 0 | 0 | 813448.2397 | 0 | 0 | 0 | 0 | 0 | 0 | 0 | 0 | 0 | 0 | 71785.2966 | 0 | 0 | 0 | 0 | 0 | 0 | 0 | 0 | 0 | 278980.8824 | 0 | 0 | 0 | 0 | 0 | 0 | 0
2016-09-04 17:00 | 0 | 0 | 0 | 0 | 0 | 0 | 817868.4589 | 483097 | 0 | 0 | 0 | 0 | 186469.2957 | 0 | 0 | 0 | 0 | 0 | 0 | 0 | 1092429.1221 | 0 | 0 | 0 | 0 | 0 | 0 | 0 | 0 | 0 | 0 | 55790.5765 | 0 | 0 | 0 | 0 | 0 | 0 | 0 | 0 | 0 | 278980.8824 | 0 | 0 | 0 | 0 | 0 | 0 | 0
2016-09-04 18:00 | 0 | 0 | 0 | 0 | 0 | 0 | 811485.4374 | 499644 | 0 | 0 | 0 | 0 | 219329.8507 | 0 | 0 | 0 | 0 | 0 | 0 | 0 | 1371410.0046 | 0 | 0 | 0 | 0 | 0 | 0 | 0 | 0 | 0 | 0 | 32860.555 | 0 | 0 | 0 | 0 | 0 | 0 | 0 | 0 | 0 | 278980.8824 | 0 | 0 | 0 | 0 | 0 | 0 | 0
2016-09-04 19:00 | 0 | 0 | 0 | 0 | 0 | 0 | 803772.0436 | 512563 | 0 | 0 | 0 | 0 | 231558.0118 | 0 | 0 | 0 | 0 | 0 | 0 | 0 | 1650390.887 | 0 | 0 | 0 | 0 | 0 | 0 | 0 | 0 | 0 | 0 | 12228.1611 | 0 | 0 | 0 | 0 | 0 | 0 | 0 | 0 | 0 | 278980.8824 | 0 | 0 | 0 | 0 | 0 | 0 | 0
2016-09-04 20:00 | 0 | 0 | 0 | 0 | 0 | 0 | 806302.524 | 522026 | 0 | 0 | 0 | 0 | 236853.6534 | 0 | 0 | 0 | 0 | 0 | 0 | 0 | 1929371.7695 | 0 | 0 | 0 | 0 | 0 | 0 | 0 | 0 | 0 | 0 | 5295.6415 | 0 | 0 | 0 | 0 | 0 | 0 | 0 | 0 | 0 | 278980.8824 | 0 | 0 | 0 | 0 | 0 | 0 | 0
2016-09-04 21:00 | 0 | 0 | 0 | 0 | 0 | 0 | 806943.6353 | 526330 | 0 | 0 | 0 | 0 | 238486.4062 | 0 | 0 | 0 | 0 | 0 | 0 | 0 | 2208352.6519 | 0 | 0 | 0 | 0 | 0 | 0 | 0 | 0 | 0 | 0 | 1632.7528 | 0 | 0 | 0 | 0 | 0 | 0 | 0 | 0 | 0 | 278980.8824 | 0 | 0 | 0 | 0 | 0 | 0 | 0
2016-09-04 22:00 | 0 | 0 | 0 | 0 | 0 | 0 | 775929.3788 | 521745 | 0 | 0 | 0 | 0 | 213689.9026 | 0 | 0 | 0 | 0 | 0 | 0 | 0 | 2487333.5343 | 0 | 0 | 0 | 0 | 0 | 0 | 0 | 0 | 0 | 0 | -24796.5036 | 0 | 0 | 0 | 0 | 0 | 0 | 0 | 0 | 0 | 278980.8824 | 0 | 0 | 0 | 0 | 0 | 0 | 0
2016-09-04 23:00 | 0 | 0 | 0 | 0 | 0 | 175069.5849 | 668459.6088 | 509010 | 0 | 0 | 0 | 0 | 269228.2139 | 0 | 0 | 0 | 0 | 0 | 0 | 0 | 2766314.4168 | 0 | 0 | 0 | 0 | 0 | 0 | 0 | 0 | 0 | 0 | 55538.3113 | 0 | 0 | 0 | 0 | 0 | 0 | 0 | 0 | 0 | 278980.8824 | 0 | 0 | 0 | 0 | 0 | 0 | 0
2016-09-05 | 0 | 0 | 0 | 0 | 0 | 0 | 444109.421 | 499706 | 0 | 0 | 0 | 0 | 180485.0621 | 0 | 0 | 0 | 0 | 0 | 0 | 0 | 2799460.9895 | 0 | 0 | 0 | 0 | 0 | 0 | 0 | 0 | 0 | 0 | -88743.1518 | 0 | 0 | 0 | 0 | 0 | 0 | 0 | 0 | 0 | 33146.5728 | 0 | 0 | 0 | 0 | 0 | 0 | 0
2016-09-05 01:00 | 0 | 0 | 0 | 0 | 0 | 709876.167 | 79473.7081 | 485495 | 0 | 0 | 0 | 0 | 205359.0546 | 0 | 0 | 0 | 0 | 0 | 0 | 0 | 3078441.872 | 0 | 0 | 0 | 0 | 0 | 0 | 0 | 0 | 0 | 0 | 24873.9926 | 0 | 0 | 0 | 0 | 0 | 0 | 0 | 0 | 0 | 278980.8824 | 0 | 0 | 0 | 0 | 0 | 0 | 0
2016-09-05 02:00 | 0 | 0 | 0 | 0 | 0 | 688574.2687 | 13.5176 | 462737 | 0 | 0 | 0 | 0 | 294102.2064 | 0 | 0 | 0 | 0 | 0 | 0 | 0 | 3215549.5065 | 0 | 0 | 0 | 0 | 0 | 0 | 0 | 0 | 0 | 0 | 88743.1518 | 0 | 0 | 0 | 0 | 0 | 0 | 0 | 0 | 0 | 137107.6345 | 0 | 0 | 0 | 0 | 0 | 0 | 0
2016-09-05 03:00 | 0 | 0 | 0 | 0 | 0 | 246851.2694 | 0 | 437089 | 0 | 0 | 0 | 0 | 382845.3582 | 0 | 0 | 0 | 0 | 0 | 0 | 0 | 2936568.624 | 0 | 0 | 0 | 0 | 0 | 0 | 0 | 0 | 0 | 0 | 88743.1518 | 0 | 0 | 0 | 0 | 0 | 0 | 0 | 0 | 0 | -278980.8824 | 0 | 0 | 0 | 0 | 0 | 0 | 0
2016-09-05 04:00 | 0 | 0 | 0 | 0 | 0 | 44650.9658 | 0 | 412375 | 0 | 0 | 0 | 0 | 294102.2064 | 0 | 0 | 0 | 0 | 0 | 0 | 0 | 2657587.7416 | 0 | 0 | 0 | 0 | 0 | 0 | 0 | 0 | 0 | 0 | -88743.1518 | 0 | 0 | 0 | 0 | 0 | 0 | 0 | 0 | 0 | -278980.8824 | 0 | 0 | 0 | 0 | 0 | 0 | 0
2016-09-05 05:00 | 0 | 0 | 0 | 0 | 0 | 580147.7306 | 0 | 389910 | 0 | 0 | 0 | 0 | 205359.0546 | 0 | 0 | 0 | 0 | 0 | 0 | 0 | 2936568.624 | 0 | 0 | 0 | 0 | 0 | 0 | 0 | 0 | 0 | 0 | -88743.1518 | 0 | 0 | 0 | 0 | 0 | 0 | 0 | 0 | 0 | 278980.8824 | 0 | 0 | 0 | 0 | 0 | 0 | 0
2016-09-05 06:00 | 0 | 0 | 0 | 0 | 0 | 183135.2694 | 0 | 373373 | 0 | 0 | 0 | 0 | 294102.2064 | 0 | 0 | 0 | 0 | 0 | 0 | 0 | 2657587.7416 | 0 | 0 | 0 | 0 | 0 | 0 | 0 | 0 | 0 | 0 | 88743.1518 | 0 | 0 | 0 | 0 | 0 | 0 | 0 | 0 | 0 | -278980.8824 | 0 | 0 | 0 | 0 | 0 | 0 | 0
2016-09-05 07:00 | 0 | 0 | 0 | 0 | 0 | 0 | 0 | 361629 | 0 | 0 | 0 | 0 | 211454.0889 | 0 | 0 | 0 | 0 | 0 | 0 | 0 | 2378606.8591 | 0 | 0 | 0 | 0 | 0 | 0 | 0 | 0 | 0 | 0 | -82648.1176 | 0 | 0 | 0 | 0 | 0 | 0 | 0 | 0 | 0 | -278980.8824 | 0 | 0 | 0 | 0 | 0 | 0 | 0
2016-09-05 08:00 | 0 | 0 | 0 | 0 | 0 | 0 | 0 | 354901 | 0 | 0 | 0 | 0 | 122710.9371 | 0 | 0 | 0 | 0 | 0 | 0 | 0 | 2112449.0109 | 0 | 0 | 0 | 0 | 0 | 0 | 0 | 0 | 0 | 0 | -88743.1518 | 0 | 0 | 0 | 0 | 0 | 0 | 0 | 0 | 0 | -266157.8482 | 0 | 0 | 0 | 0 | 0 | 0 | 0
2016-09-05 09:00 | 0 | 0 | 0 | 0 | 0 | 162959.2694 | 0 | 353197 | 0 | 0 | 0 | 0 | 211454.0889 | 0 | 0 | 0 | 0 | 0 | 0 | 0 | 1833468.1285 | 0 | 0 | 0 | 0 | 0 | 0 | 0 | 0 | 0 | 0 | 88743.1518 | 0 | 0 | 0 | 0 | 0 | 0 | 0 | 0 | 0 | -278980.8824 | 0 | 0 | 0 | 0 | 0 | 0 | 0
2016-09-05 10:00 | 0 | 0 | 0 | 0 | 0 | 483224.4712 | 0 | 356613 | 0 | 0 | 0 | 0 | 122710.9371 | 0 | 0 | 0 | 0 | 0 | 0 | 0 | 2048822.7515 | 0 | 0 | 0 | 0 | 0 | 0 | 0 | 0 | 0 | 0 | -88743.1518 | 0 | 0 | 0 | 0 | 0 | 0 | 0 | 0 | 0 | 215354.623 | 0 | 0 | 0 | 0 | 0 | 0 | 0
2016-09-05 11:00 | 0 | 0 | 0 | 0 | 0 | 0 | 0 | 359505 | 0 | 0 | 0 | 0 | 33967.7853 | 0 | 0 | 0 | 0 | 0 | 0 | 0 | 1778060.9033 | 0 | 0 | 0 | 0 | 0 | 0 | 0 | 0 | 0 | 0 | -88743.1518 | 0 | 0 | 0 | 0 | 0 | 0 | 0 | 0 | 0 | -270761.8482 | 0 | 0 | 0 | 0 | 0 | 0 | 0
2016-09-05 12:00 | 0 | 0 | 0 | 0 | 0 | 384183.483 | 151.8118 | 371656 | 0 | 0 | 0 | 0 | 122710.9371 | 0 | 0 | 0 | 0 | 0 | 0 | 0 | 1701997.0463 | 0 | 0 | 0 | 0 | 0 | 0 | 0 | 0 | 0 | 0 | 88743.1518 | 0 | 0 | 0 | 0 | 0 | 0 | 0 | 0 | 0 | -76063.857 | 0 | 0 | 0 | 0 | 0 | 0 | 0
2016-09-05 13:00 | 0 | 0 | 0 | 0 | 0 | 341293.9832 | 165201.57 | 397428 | 0 | 0 | 0 | 0 | 211454.0889 | 0 | 0 | 0 | 0 | 0 | 0 | 0 | 1722321.4477 | 0 | 0 | 0 | 0 | 0 | 0 | 0 | 0 | 0 | 0 | 88743.1518 | 0 | 0 | 0 | 0 | 0 | 0 | 0 | 0 | 0 | 20324.4014 | 0 | 0 | 0 | 0 | 0 | 0 | 0
2016-09-05 14:00 | 0 | 0 | 0 | 0 | 0 | 33334.1615 | 600186.3258 | 429589 | 0 | 0 | 0 | 0 | 136404.6937 | 0 | 0 | 0 | 0 | 0 | 0 | 0 | 2001302.3301 | 0 | 0 | 0 | 0 | 0 | 0 | 0 | 0 | 0 | 0 | -75049.3952 | 0 | 0 | 0 | 0 | 0 | 0 | 0 | 0 | 0 | 278980.8824 | 0 | 0 | 0 | 0 | 0 | 0 | 0
2016-09-05 15:00 | 0 | 0 | 0 | 0 | 0 | 3051.0393 | 826262.9949 | 461590 | 0 | 0 | 0 | 0 | 225147.8455 | 0 | 0 | 0 | 0 | 0 | 0 | 0 | 2280283.2126 | 0 | 0 | 0 | 0 | 0 | 0 | 0 | 0 | 0 | 0 | 88743.1518 | 0 | 0 | 0 | 0 | 0 | 0 | 0 | 0 | 0 | 278980.8824 | 0 | 0 | 0 | 0 | 0 | 0 | 0
2016-09-05 16:00 | 0 | 0 | 0 | 0 | 0 | 7513.7118 | 850363.3225 | 490153 | 0 | 0 | 0 | 0 | 313890.9973 | 0 | 0 | 0 | 0 | 0 | 0 | 0 | 2559264.095 | 0 | 0 | 0 | 0 | 0 | 0 | 0 | 0 | 0 | 0 | 88743.1518 | 0 | 0 | 0 | 0 | 0 | 0 | 0 | 0 | 0 | 278980.8824 | 0 | 0 | 0 | 0 | 0 | 0 | 0
2016-09-05 17:00 | 0 | 0 | 0 | 0 | 0 | 0 | 844844.5193 | 513829 | 0 | 0 | 0 | 0 | 365925.6341 | 0 | 0 | 0 | 0 | 0 | 0 | 0 | 2838244.9775 | 0 | 0 | 0 | 0 | 0 | 0 | 0 | 0 | 0 | 0 | 52034.6369 | 0 | 0 | 0 | 0 | 0 | 0 | 0 | 0 | 0 | 278980.8824 | 0 | 0 | 0 | 0 | 0 | 0 | 0
2016-09-05 18:00 | 0 | 0 | 0 | 0 | 0 | 0 | 828703.6065 | 532803 | 0 | 0 | 0 | 0 | 382845.3582 | 0 | 0 | 0 | 0 | 0 | 0 | 0 | 3117225.8599 | 0 | 0 | 0 | 0 | 0 | 0 | 0 | 0 | 0 | 0 | 16919.7241 | 0 | 0 | 0 | 0 | 0 | 0 | 0 | 0 | 0 | 278980.8824 | 0 | 0 | 0 | 0 | 0 | 0 | 0
2016-09-05 19:00 | 0 | 0 | 0 | 0 | 0 | 0 | 815186.6655 | 547506 | 0 | 0 | 0 | 0 | 371545.1413 | 0 | 0 | 0 | 0 | 0 | 0 | 0 | 3396206.7424 | 0 | 0 | 0 | 0 | 0 | 0 | 0 | 0 | 0 | 0 | -11300.2169 | 0 | 0 | 0 | 0 | 0 | 0 | 0 | 0 | 0 | 278980.8824 | 0 | 0 | 0 | 0 | 0 | 0 | 0
2016-09-05 20:00 | 0 | 0 | 0 | 0 | 0 | 0 | 814990.5475 | 559333 | 0 | 0 | 0 | 0 | 348221.8064 | 0 | 0 | 0 | 0 | 0 | 0 | 0 | 3675187.6248 | 0 | 0 | 0 | 0 | 0 | 0 | 0 | 0 | 0 | 0 | -23323.3349 | 0 | 0 | 0 | 0 | 0 | 0 | 0 | 0 | 0 | 278980.8824 | 0 | 0 | 0 | 0 | 0 | 0 | 0
2016-09-05 21:00 | 0 | 0 | 0 | 0 | 0 | 0 | 811000.8502 | 567243 | 0 | 0 | 0 | 0 | 312998.7741 | 0 | 0 | 0 | 0 | 0 | 0 | 0 | 3954168.5072 | 0 | 0 | 0 | 0 | 0 | 0 | 0 | 0 | 0 | 0 | -35223.0322 | 0 | 0 | 0 | 0 | 0 | 0 | 0 | 0 | 0 | 278980.8824 | 0 | 0 | 0 | 0 | 0 | 0 | 0
2016-09-05 22:00 | 0 | 0 | 0 | 0 | 0 | 135075.2266 | 780553.24 | 566801 | 0 | 0 | 0 | 0 | 382845.3582 | 0 | 0 | 0 | 0 | 0 | 0 | 0 | 4233149.3897 | 0 | 0 | 0 | 0 | 0 | 0 | 0 | 0 | 0 | 0 | 69846.5841 | 0 | 0 | 0 | 0 | 0 | 0 | 0 | 0 | 0 | 278980.8824 | 0 | 0 | 0 | 0 | 0 | 0 | 0
2016-09-05 23:00 | 0 | 0 | 0 | 0 | 0 | 166128.426 | 671643.4565 | 558791 | 0 | 0 | 0 | 0 | 382845.3582 | 0 | 0 | 0 | 0 | 0 | 0 | 0 | 4512130.2721 | 0 | 0 | 0 | 0 | 0 | 0 | 0 | 0 | 0 | 0 | 0 | 0 | 0 | 0 | 0 | 0 | 0 | 0 | 0 | 0 | 278980.8824 | 0 | 0 | 0 | 0 | 0 | 0 | 0
2016-09-06 | 0 | 0 | 0 | 0 | 0 | 188794.4711 | 435912.6481 | 553560 | 0 | 0 | 0 | 0 | 382845.3582 | 0 | 0 | 0 | 0 | 0 | 0 | 0 | 4583277.3914 | 0 | 0 | 0 | 0 | 0 | 0 | 0 | 0 | 0 | 0 | 0 | 0 | 0 | 0 | 0 | 0 | 0 | 0 | 0 | 0 | 71147.1192 | 0 | 0 | 0 | 0 | 0 | 0 | 0
2016-09-06 01:00 | 0 | 0 | 0 | 0 | 0 | 602077.0622 | 74392.911 | 536653 | 0 | 0 | 0 | 0 | 382845.3582 | 0 | 0 | 0 | 0 | 0 | 0 | 0 | 4723094.3646 | 0 | 0 | 0 | 0 | 0 | 0 | 0 | 0 | 0 | 0 | 0 | 0 | 0 | 0 | 0 | 0 | 0 | 0 | 0 | 0 | 139816.9732 | 0 | 0 | 0 | 0 | 0 | 0 | 0
2016-09-06 02:00 | 0 | 0 | 0 | 0 | 0 | 137685.9136 | 7.0522 | 505417 | 0 | 0 | 0 | 0 | 294102.2064 | 0 | 0 | 0 | 0 | 0 | 0 | 0 | 4444113.4821 | 0 | 0 | 0 | 0 | 0 | 0 | 0 | 0 | 0 | 0 | -88743.1518 | 0 | 0 | 0 | 0 | 0 | 0 | 0 | 0 | 0 | -278980.8824 | 0 | 0 | 0 | 0 | 0 | 0 | 0
2016-09-06 03:00 | 0 | 0 | 0 | 0 | 0 | 281602.2694 | 0 | 471840 | 0 | 0 | 0 | 0 | 382845.3582 | 0 | 0 | 0 | 0 | 0 | 0 | 0 | 4165132.5997 | 0 | 0 | 0 | 0 | 0 | 0 | 0 | 0 | 0 | 0 | 88743.1518 | 0 | 0 | 0 | 0 | 0 | 0 | 0 | 0 | 0 | -278980.8824 | 0 | 0 | 0 | 0 | 0 | 0 | 0
2016-09-06 04:00 | 0 | 0 | 0 | 0 | 0 | 542248.11 | 0 | 441900 | 0 | 0 | 0 | 0 | 294102.2064 | 0 | 0 | 0 | 0 | 0 | 0 | 0 | 4354223.8614 | 0 | 0 | 0 | 0 | 0 | 0 | 0 | 0 | 0 | 0 | -88743.1518 | 0 | 0 | 0 | 0 | 0 | 0 | 0 | 0 | 0 | 189091.2618 | 0 | 0 | 0 | 0 | 0 | 0 | 0
2016-09-06 05:00 | 0 | 0 | 0 | 0 | 0 | 48742.9658 | 0 | 416467 | 0 | 0 | 0 | 0 | 205359.0546 | 0 | 0 | 0 | 0 | 0 | 0 | 0 | 4075242.979 | 0 | 0 | 0 | 0 | 0 | 0 | 0 | 0 | 0 | 0 | -88743.1518 | 0 | 0 | 0 | 0 | 0 | 0 | 0 | 0 | 0 | -278980.8824 | 0 | 0 | 0 | 0 | 0 | 0 | 0
2016-09-06 06:00 | 0 | 0 | 0 | 0 | 0 | 207493.2694 | 0 | 397731 | 0 | 0 | 0 | 0 | 294102.2064 | 0 | 0 | 0 | 0 | 0 | 0 | 0 | 3796262.0965 | 0 | 0 | 0 | 0 | 0 | 0 | 0 | 0 | 0 | 0 | 88743.1518 | 0 | 0 | 0 | 0 | 0 | 0 | 0 | 0 | 0 | -278980.8824 | 0 | 0 | 0 | 0 | 0 | 0 | 0
2016-09-06 07:00 | 0 | 0 | 0 | 0 | 0 | 17838.9658 | 0 | 385563 | 0 | 0 | 0 | 0 | 205359.0546 | 0 | 0 | 0 | 0 | 0 | 0 | 0 | 3517281.2141 | 0 | 0 | 0 | 0 | 0 | 0 | 0 | 0 | 0 | 0 | -88743.1518 | 0 | 0 | 0 | 0 | 0 | 0 | 0 | 0 | 0 | -278980.8824 | 0 | 0 | 0 | 0 | 0 | 0 | 0
2016-09-06 08:00 | 0 | 0 | 0 | 0 | 0 | 191543.2694 | 0 | 381781 | 0 | 0 | 0 | 0 | 294102.2064 | 0 | 0 | 0 | 0 | 0 | 0 | 0 | 3238300.3316 | 0 | 0 | 0 | 0 | 0 | 0 | 0 | 0 | 0 | 0 | 88743.1518 | 0 | 0 | 0 | 0 | 0 | 0 | 0 | 0 | 0 | -278980.8824 | 0 | 0 | 0 | 0 | 0 | 0 | 0
2016-09-06 09:00 | 0 | 0 | 0 | 0 | 0 | 200176.2694 | 0 | 390414 | 0 | 0 | 0 | 0 | 382845.3582 | 0 | 0 | 0 | 0 | 0 | 0 | 0 | 2959319.4492 | 0 | 0 | 0 | 0 | 0 | 0 | 0 | 0 | 0 | 0 | 88743.1518 | 0 | 0 | 0 | 0 | 0 | 0 | 0 | 0 | 0 | -278980.8824 | 0 | 0 | 0 | 0 | 0 | 0 | 0
2016-09-06 10:00 | 0 | 0 | 0 | 0 | 0 | 457362.6939 | 0 | 414539 | 0 | 0 | 0 | 0 | 294102.2064 | 0 | 0 | 0 | 0 | 0 | 0 | 0 | 3090886.2949 | 0 | 0 | 0 | 0 | 0 | 0 | 0 | 0 | 0 | 0 | -88743.1518 | 0 | 0 | 0 | 0 | 0 | 0 | 0 | 0 | 0 | 131566.8457 | 0 | 0 | 0 | 0 | 0 | 0 | 0
2016-09-06 11:00 | 0 | 0 | 0 | 0 | 0 | 69408.9658 | 0 | 437133 | 0 | 0 | 0 | 0 | 205359.0546 | 0 | 0 | 0 | 0 | 0 | 0 | 0 | 2811905.4124 | 0 | 0 | 0 | 0 | 0 | 0 | 0 | 0 | 0 | 0 | -88743.1518 | 0 | 0 | 0 | 0 | 0 | 0 | 0 | 0 | 0 | -278980.8824 | 0 | 0 | 0 | 0 | 0 | 0 | 0
2016-09-06 12:00 | 0 | 0 | 0 | 0 | 0 | 398875.6221 | 108.171 | 457047 | 0 | 0 | 0 | 0 | 294102.2064 | 0 | 0 | 0 | 0 | 0 | 0 | 0 | 2665099.0537 | 0 | 0 | 0 | 0 | 0 | 0 | 0 | 0 | 0 | 0 | 88743.1518 | 0 | 0 | 0 | 0 | 0 | 0 | 0 | 0 | 0 | -146806.3587 | 0 | 0 | 0 | 0 | 0 | 0 | 0
2016-09-06 13:00 | 0 | 0 | 0 | 0 | 0 | 371578.0597 | 147019.0488 | 482950 | 0 | 0 | 0 | 0 | 382845.3582 | 0 | 0 | 0 | 0 | 0 | 0 | 0 | 2612003.0105 | 0 | 0 | 0 | 0 | 0 | 0 | 0 | 0 | 0 | 0 | 88743.1518 | 0 | 0 | 0 | 0 | 0 | 0 | 0 | 0 | 0 | -53096.0432 | 0 | 0 | 0 | 0 | 0 | 0 | 0
2016-09-06 14:00 | 0 | 0 | 0 | 0 | 0 | 146726.316 | 556765.4146 | 513254 | 0 | 0 | 0 | 0 | 294102.2064 | 0 | 0 | 0 | 0 | 0 | 0 | 0 | 2890983.893 | 0 | 0 | 0 | 0 | 0 | 0 | 0 | 0 | 0 | 0 | -88743.1518 | 0 | 0 | 0 | 0 | 0 | 0 | 0 | 0 | 0 | 278980.8824 | 0 | 0 | 0 | 0 | 0 | 0 | 0
2016-09-06 15:00 | 0 | 0 | 0 | 0 | 0 | 161291.5852 | 749698.449 | 543266 | 0 | 0 | 0 | 0 | 382845.3582 | 0 | 0 | 0 | 0 | 0 | 0 | 0 | 3169964.7754 | 0 | 0 | 0 | 0 | 0 | 0 | 0 | 0 | 0 | 0 | 88743.1518 | 0 | 0 | 0 | 0 | 0 | 0 | 0 | 0 | 0 | 278980.8824 | 0 | 0 | 0 | 0 | 0 | 0 | 0
2016-09-06 16:00 | 0 | 0 | 0 | 0 | 0 | 0 | 766601.7341 | 570498 | 0 | 0 | 0 | 0 | 299968.2099 | 0 | 0 | 0 | 0 | 0 | 0 | 0 | 3448945.6578 | 0 | 0 | 0 | 0 | 0 | 0 | 0 | 0 | 0 | 0 | -82877.1483 | 0 | 0 | 0 | 0 | 0 | 0 | 0 | 0 | 0 | 278980.8824 | 0 | 0 | 0 | 0 | 0 | 0 | 0
2016-09-06 17:00 | 0 | 0 | 0 | 0 | 0 | 0 | 760577.7803 | 596132 | 0 | 0 | 0 | 0 | 382845.3582 | 0 | 0 | 0 | 0 | 0 | 0 | 0 | 3530514.2898 | 0 | 0 | 0 | 0 | 0 | 0 | 0 | 0 | 0 | 0 | 82877.1483 | 0 | 0 | 0 | 0 | 0 | 0 | 0 | 0 | 0 | 81568.6319 | 0 | 0 | 0 | 0 | 0 | 0 | 0
2016-09-06 18:00 | 0 | 0 | 0 | 0 | 0 | 68796.5512 | 737779.1794 | 616338 | 0 | 0 | 0 | 0 | 294102.2064 | 0 | 0 | 0 | 0 | 0 | 0 | 0 | 3809495.1722 | 0 | 0 | 0 | 0 | 0 | 0 | 0 | 0 | 0 | 0 | -88743.1518 | 0 | 0 | 0 | 0 | 0 | 0 | 0 | 0 | 0 | 278980.8824 | 0 | 0 | 0 | 0 | 0 | 0 | 0
2016-09-06 19:00 | 0 | 0 | 0 | 0 | 0 | 0 | 710152.4197 | 630808 | 0 | 0 | 0 | 0 | 205359.0546 | 0 | 0 | 0 | 0 | 0 | 0 | 0 | 3977582.7437 | 0 | 0 | 0 | 0 | 0 | 0 | 0 | 0 | 0 | 0 | -88743.1518 | 0 | 0 | 0 | 0 | 0 | 0 | 0 | 0 | 0 | 168087.5715 | 0 | 0 | 0 | 0 | 0 | 0 | 0
2016-09-06 20:00 | 0 | 0 | 0 | 0 | 0 | 0 | 683853.1297 | 640366 | 0 | 0 | 0 | 0 | 294102.2064 | 0 | 0 | 0 | 0 | 0 | 0 | 0 | 3932326.7216 | 0 | 0 | 0 | 0 | 0 | 0 | 0 | 0 | 0 | 0 | 88743.1518 | 0 | 0 | 0 | 0 | 0 | 0 | 0 | 0 | 0 | -45256.0221 | 0 | 0 | 0 | 0 | 0 | 0 | 0
2016-09-06 21:00 | 0 | 0 | 0 | 0 | 0 | 186513.8132 | 647650.9175 | 643927 | 0 | 0 | 0 | 0 | 205359.0546 | 0 | 0 | 0 | 0 | 0 | 0 | 0 | 4211307.604 | 0 | 0 | 0 | 0 | 0 | 0 | 0 | 0 | 0 | 0 | -88743.1518 | 0 | 0 | 0 | 0 | 0 | 0 | 0 | 0 | 0 | 278980.8824 | 0 | 0 | 0 | 0 | 0 | 0 | 0
2016-09-06 22:00 | 0 | 0 | 0 | 0 | 0 | 0 | 592461.6704 | 637359 | 0 | 0 | 0 | 0 | 294102.2064 | 0 | 0 | 0 | 0 | 0 | 0 | 0 | 4077667.1226 | 0 | 0 | 0 | 0 | 0 | 0 | 0 | 0 | 0 | 0 | 88743.1518 | 0 | 0 | 0 | 0 | 0 | 0 | 0 | 0 | 0 | -133640.4814 | 0 | 0 | 0 | 0 | 0 | 0 | 0
2016-09-06 23:00 | 0 | 0 | 0 | 0 | 0 | 0 | 490683.2863 | 624075 | 0 | 0 | 0 | 0 | 382845.3582 | 0 | 0 | 0 | 0 | 0 | 0 | 0 | 3855532.2571 | 0 | 0 | 0 | 0 | 0 | 0 | 0 | 0 | 0 | 0 | 88743.1518 | 0 | 0 | 0 | 0 | 0 | 0 | 0 | 0 | 0 | -222134.8655 | 0 | 0 | 0 | 0 | 0 | 0 | 0
2016-09-07 | 0 | 0 | 0 | 0 | 0 | 0 | 330754.5886 | 613268 | 0 | 0 | 0 | 0 | 294102.2064 | 0 | 0 | 0 | 0 | 0 | 0 | 0 | 3661761.9975 | 0 | 0 | 0 | 0 | 0 | 0 | 0 | 0 | 0 | 0 | -88743.1518 | 0 | 0 | 0 | 0 | 0 | 0 | 0 | 0 | 0 | -193770.2596 | 0 | 0 | 0 | 0 | 0 | 0 | 0
2016-09-07 01:00 | 0 | 0 | 0 | 0 | 0 | 460800.3315 | 68822.0327 | 590777 | 0 | 0 | 0 | 0 | 294102.2064 | 0 | 0 | 0 | 0 | 0 | 0 | 0 | 3600607.3617 | 0 | 0 | 0 | 0 | 0 | 0 | 0 | 0 | 0 | 0 | 0 | 0 | 0 | 0 | 0 | 0 | 0 | 0 | 0 | 0 | -61154.6358 | 0 | 0 | 0 | 0 | 0 | 0 | 0
2016-09-07 02:00 | 0 | 0 | 0 | 0 | 0 | 187603.3911 | 5.5747 | 555333 | 0 | 0 | 0 | 0 | 205359.0546 | 0 | 0 | 0 | 0 | 0 | 0 | 0 | 3321626.4793 | 0 | 0 | 0 | 0 | 0 | 0 | 0 | 0 | 0 | 0 | -88743.1518 | 0 | 0 | 0 | 0 | 0 | 0 | 0 | 0 | 0 | -278980.8824 | 0 | 0 | 0 | 0 | 0 | 0 | 0
2016-09-07 03:00 | 0 | 0 | 0 | 0 | 0 | 150523.9658 | 0 | 518248 | 0 | 0 | 0 | 0 | 116615.9029 | 0 | 0 | 0 | 0 | 0 | 0 | 0 | 3042645.5968 | 0 | 0 | 0 | 0 | 0 | 0 | 0 | 0 | 0 | 0 | -88743.1518 | 0 | 0 | 0 | 0 | 0 | 0 | 0 | 0 | 0 | -278980.8824 | 0 | 0 | 0 | 0 | 0 | 0 | 0
2016-09-07 04:00 | 0 | 0 | 0 | 0 | 0 | 473244.83 | 0 | 483143 | 0 | 0 | 0 | 0 | 205359.0546 | 0 | 0 | 0 | 0 | 0 | 0 | 0 | 2944004.275 | 0 | 0 | 0 | 0 | 0 | 0 | 0 | 0 | 0 | 0 | 88743.1518 | 0 | 0 | 0 | 0 | 0 | 0 | 0 | 0 | 0 | -98641.3218 | 0 | 0 | 0 | 0 | 0 | 0 | 0
2016-09-07 05:00 | 0 | 0 | 0 | 0 | 0 | 263359.2694 | 0 | 453597 | 0 | 0 | 0 | 0 | 294102.2064 | 0 | 0 | 0 | 0 | 0 | 0 | 0 | 2665023.3925 | 0 | 0 | 0 | 0 | 0 | 0 | 0 | 0 | 0 | 0 | 88743.1518 | 0 | 0 | 0 | 0 | 0 | 0 | 0 | 0 | 0 | -278980.8824 | 0 | 0 | 0 | 0 | 0 | 0 | 0
2016-09-07 06:00 | 0 | 0 | 0 | 0 | 0 | 63009.9658 | 0 | 430734 | 0 | 0 | 0 | 0 | 205359.0546 | 0 | 0 | 0 | 0 | 0 | 0 | 0 | 2386042.5101 | 0 | 0 | 0 | 0 | 0 | 0 | 0 | 0 | 0 | 0 | -88743.1518 | 0 | 0 | 0 | 0 | 0 | 0 | 0 | 0 | 0 | -278980.8824 | 0 | 0 | 0 | 0 | 0 | 0 | 0
2016-09-07 07:00 | 0 | 0 | 0 | 0 | 0 | 444090.3681 | 0 | 415236 | 0 | 0 | 0 | 0 | 294102.2064 | 0 | 0 | 0 | 0 | 0 | 0 | 0 | 2326153.7264 | 0 | 0 | 0 | 0 | 0 | 0 | 0 | 0 | 0 | 0 | 88743.1518 | 0 | 0 | 0 | 0 | 0 | 0 | 0 | 0 | 0 | -59888.7837 | 0 | 0 | 0 | 0 | 0 | 0 | 0
2016-09-07 08:00 | 0 | 0 | 0 | 0 | 0 | 218765.2694 | 0 | 409003 | 0 | 0 | 0 | 0 | 382845.3582 | 0 | 0 | 0 | 0 | 0 | 0 | 0 | 2047172.8439 | 0 | 0 | 0 | 0 | 0 | 0 | 0 | 0 | 0 | 0 | 88743.1518 | 0 | 0 | 0 | 0 | 0 | 0 | 0 | 0 | 0 | -278980.8824 | 0 | 0 | 0 | 0 | 0 | 0 | 0
2016-09-07 09:00 | 0 | 0 | 0 | 0 | 0 | 413360.1875 | 0 | 416585 | 0 | 0 | 0 | 0 | 294102.2064 | 0 | 0 | 0 | 0 | 0 | 0 | 0 | 2132691.1832 | 0 | 0 | 0 | 0 | 0 | 0 | 0 | 0 | 0 | 0 | -88743.1518 | 0 | 0 | 0 | 0 | 0 | 0 | 0 | 0 | 0 | 85518.3393 | 0 | 0 | 0 | 0 | 0 | 0 | 0
2016-09-07 10:00 | 0 | 0 | 0 | 0 | 0 | 409566.9805 | 0 | 440038 | 0 | 0 | 0 | 0 | 205359.0546 | 0 | 0 | 0 | 0 | 0 | 0 | 0 | 2190963.3154 | 0 | 0 | 0 | 0 | 0 | 0 | 0 | 0 | 0 | 0 | -88743.1518 | 0 | 0 | 0 | 0 | 0 | 0 | 0 | 0 | 0 | 58272.1322 | 0 | 0 | 0 | 0 | 0 | 0 | 0
2016-09-07 11:00 | 0 | 0 | 0 | 0 | 0 | 92700.9658 | 0 | 460425 | 0 | 0 | 0 | 0 | 116615.9029 | 0 | 0 | 0 | 0 | 0 | 0 | 0 | 1911982.433 | 0 | 0 | 0 | 0 | 0 | 0 | 0 | 0 | 0 | 0 | -88743.1518 | 0 | 0 | 0 | 0 | 0 | 0 | 0 | 0 | 0 | -278980.8824 | 0 | 0 | 0 | 0 | 0 | 0 | 0
2016-09-07 12:00 | 0 | 0 | 0 | 0 | 0 | 367775.0957 | 31.8554 | 478984 | 0 | 0 | 0 | 0 | 205359.0546 | 0 | 0 | 0 | 0 | 0 | 0 | 0 | 1712062.2323 | 0 | 0 | 0 | 0 | 0 | 0 | 0 | 0 | 0 | 0 | 88743.1518 | 0 | 0 | 0 | 0 | 0 | 0 | 0 | 0 | 0 | -199920.2007 | 0 | 0 | 0 | 0 | 0 | 0 | 0
2016-09-07 13:00 | 0 | 0 | 0 | 0 | 0 | 310051.3844 | 80904.1849 | 502651 | 0 | 0 | 0 | 0 | 294102.2064 | 0 | 0 | 0 | 0 | 0 | 0 | 0 | 1511623.6497 | 0 | 0 | 0 | 0 | 0 | 0 | 0 | 0 | 0 | 0 | 88743.1518 | 0 | 0 | 0 | 0 | 0 | 0 | 0 | 0 | 0 | -200438.5825 | 0 | 0 | 0 | 0 | 0 | 0 | 0
2016-09-07 14:00 | 0 | 0 | 0 | 0 | 0 | 0 | 399863.0734 | 531556 | 0 | 0 | 0 | 0 | 382845.3582 | 0 | 0 | 0 | 0 | 0 | 0 | 0 | 1291187.5713 | 0 | 0 | 0 | 0 | 0 | 0 | 0 | 0 | 0 | 0 | 88743.1518 | 0 | 0 | 0 | 0 | 0 | 0 | 0 | 0 | 0 | -220436.0784 | 0 | 0 | 0 | 0 | 0 | 0 | 0
2016-09-07 15:00 | 0 | 0 | 0 | 0 | 0 | 242758.7902 | 597290.0923 | 561068 | 0 | 0 | 0 | 0 | 382845.3582 | 0 | 0 | 0 | 0 | 0 | 0 | 0 | 1570168.4538 | 0 | 0 | 0 | 0 | 0 | 0 | 0 | 0 | 0 | 0 | 0 | 0 | 0 | 0 | 0 | 0 | 0 | 0 | 0 | 0 | 278980.8824 | 0 | 0 | 0 | 0 | 0 | 0 | 0
2016-09-07 16:00 | 0 | 0 | 0 | 0 | 0 | 0 | 643652.4767 | 589066 | 0 | 0 | 0 | 0 | 294102.2064 | 0 | 0 | 0 | 0 | 0 | 0 | 0 | 1713498.0823 | 0 | 0 | 0 | 0 | 0 | 0 | 0 | 0 | 0 | 0 | -88743.1518 | 0 | 0 | 0 | 0 | 0 | 0 | 0 | 0 | 0 | 143329.6285 | 0 | 0 | 0 | 0 | 0 | 0 | 0
2016-09-07 17:00 | 0 | 0 | 0 | 0 | 0 | 0 | 660816.7579 | 612874 | 0 | 0 | 0 | 0 | 205359.0546 | 0 | 0 | 0 | 0 | 0 | 0 | 0 | 1850183.9919 | 0 | 0 | 0 | 0 | 0 | 0 | 0 | 0 | 0 | 0 | -88743.1518 | 0 | 0 | 0 | 0 | 0 | 0 | 0 | 0 | 0 | 136685.9097 | 0 | 0 | 0 | 0 | 0 | 0 | 0
2016-09-07 18:00 | 0 | 0 | 0 | 0 | 0 | 0 | 662810.1358 | 631647 | 0 | 0 | 0 | 0 | 294102.2064 | 0 | 0 | 0 | 0 | 0 | 0 | 0 | 1792603.9759 | 0 | 0 | 0 | 0 | 0 | 0 | 0 | 0 | 0 | 0 | 88743.1518 | 0 | 0 | 0 | 0 | 0 | 0 | 0 | 0 | 0 | -57580.016 | 0 | 0 | 0 | 0 | 0 | 0 | 0
2016-09-07 19:00 | 0 | 0 | 0 | 0 | 0 | 0 | 654242.9143 | 644930 | 0 | 0 | 0 | 0 | 257991.846 | 0 | 0 | 0 | 0 | 0 | 0 | 0 | 1838027.2508 | 0 | 0 | 0 | 0 | 0 | 0 | 0 | 0 | 0 | 0 | -36110.3605 | 0 | 0 | 0 | 0 | 0 | 0 | 0 | 0 | 0 | 45423.2748 | 0 | 0 | 0 | 0 | 0 | 0 | 0
2016-09-07 20:00 | 0 | 0 | 0 | 0 | 0 | 0 | 644598.5738 | 653355 | 0 | 0 | 0 | 0 | 169248.6942 | 0 | 0 | 0 | 0 | 0 | 0 | 0 | 1918013.9764 | 0 | 0 | 0 | 0 | 0 | 0 | 0 | 0 | 0 | 0 | -88743.1518 | 0 | 0 | 0 | 0 | 0 | 0 | 0 | 0 | 0 | 79986.7256 | 0 | 0 | 0 | 0 | 0 | 0 | 0
2016-09-07 21:00 | 0 | 0 | 0 | 0 | 0 | 0 | 621819.3177 | 656020 | 0 | 0 | 0 | 0 | 80505.5424 | 0 | 0 | 0 | 0 | 0 | 0 | 0 | 1972556.4459 | 0 | 0 | 0 | 0 | 0 | 0 | 0 | 0 | 0 | 0 | -88743.1518 | 0 | 0 | 0 | 0 | 0 | 0 | 0 | 0 | 0 | 54542.4695 | 0 | 0 | 0 | 0 | 0 | 0 | 0
2016-09-07 22:00 | 0 | 0 | 0 | 0 | 0 | 0 | 581309.1595 | 648378 | 0 | 0 | 0 | 0 | 169248.6942 | 0 | 0 | 0 | 0 | 0 | 0 | 0 | 1816744.4536 | 0 | 0 | 0 | 0 | 0 | 0 | 0 | 0 | 0 | 0 | 88743.1518 | 0 | 0 | 0 | 0 | 0 | 0 | 0 | 0 | 0 | -155811.9923 | 0 | 0 | 0 | 0 | 0 | 0 | 0
2016-09-07 23:00 | 0 | 0 | 0 | 0 | 0 | 0 | 489873.7125 | 635022 | 0 | 0 | 0 | 0 | 257991.846 | 0 | 0 | 0 | 0 | 0 | 0 | 0 | 1582853.0143 | 0 | 0 | 0 | 0 | 0 | 0 | 0 | 0 | 0 | 0 | 88743.1518 | 0 | 0 | 0 | 0 | 0 | 0 | 0 | 0 | 0 | -233891.4393 | 0 | 0 | 0 | 0 | 0 | 0 | 0
2016-09-08 | 0 | 0 | 0 | 0 | 0 | 521424.2582 | 328423.833 | 623500 | 0 | 0 | 0 | 0 | 205359.0546 | 0 | 0 | 0 | 0 | 0 | 0 | 0 | 1861833.8967 | 0 | 0 | 0 | 0 | 0 | 0 | 0 | 0 | 0 | 0 | -52632.7913 | 0 | 0 | 0 | 0 | 0 | 0 | 0 | 0 | 0 | 278980.8824 | 0 | 0 | 0 | 0 | 0 | 0 | 0
2016-09-08 01:00 | 0 | 0 | 0 | 0 | 0 | 605420.1435 | 56688.4058 | 600621 | 0 | 0 | 0 | 0 | 294102.2064 | 0 | 0 | 0 | 0 | 0 | 0 | 0 | 1834578.2941 | 0 | 0 | 0 | 0 | 0 | 0 | 0 | 0 | 0 | 0 | 88743.1518 | 0 | 0 | 0 | 0 | 0 | 0 | 0 | 0 | 0 | -27255.6026 | 0 | 0 | 0 | 0 | 0 | 0 | 0
2016-09-08 02:00 | 0 | 0 | 0 | 0 | 0 | 597167.5534 | 2.4415 | 564849 | 0 | 0 | 0 | 0 | 382845.3582 | 0 | 0 | 0 | 0 | 0 | 0 | 0 | 1778156.1372 | 0 | 0 | 0 | 0 | 0 | 0 | 0 | 0 | 0 | 0 | 88743.1518 | 0 | 0 | 0 | 0 | 0 | 0 | 0 | 0 | 0 | -56422.1569 | 0 | 0 | 0 | 0 | 0 | 0 | 0
2016-09-08 03:00 | 0 | 0 | 0 | 0 | 0 | 157882.9658 | 0 | 525607 | 0 | 0 | 0 | 0 | 294102.2064 | 0 | 0 | 0 | 0 | 0 | 0 | 0 | 1499175.2548 | 0 | 0 | 0 | 0 | 0 | 0 | 0 | 0 | 0 | 0 | -88743.1518 | 0 | 0 | 0 | 0 | 0 | 0 | 0 | 0 | 0 | -278980.8824 | 0 | 0 | 0 | 0 | 0 | 0 | 0
2016-09-08 04:00 | 0 | 0 | 0 | 0 | 0 | 300183.2694 | 0 | 490421 | 0 | 0 | 0 | 0 | 382845.3582 | 0 | 0 | 0 | 0 | 0 | 0 | 0 | 1220194.3723 | 0 | 0 | 0 | 0 | 0 | 0 | 0 | 0 | 0 | 0 | 88743.1518 | 0 | 0 | 0 | 0 | 0 | 0 | 0 | 0 | 0 | -278980.8824 | 0 | 0 | 0 | 0 | 0 | 0 | 0
2016-09-08 05:00 | 0 | 0 | 0 | 0 | 0 | 528792.8154 | 0 | 461164 | 0 | 0 | 0 | 0 | 294102.2064 | 0 | 0 | 0 | 0 | 0 | 0 | 0 | 1376566.3395 | 0 | 0 | 0 | 0 | 0 | 0 | 0 | 0 | 0 | 0 | -88743.1518 | 0 | 0 | 0 | 0 | 0 | 0 | 0 | 0 | 0 | 156371.9672 | 0 | 0 | 0 | 0 | 0 | 0 | 0
2016-09-08 06:00 | 0 | 0 | 0 | 0 | 0 | 70584.9658 | 0 | 438309 | 0 | 0 | 0 | 0 | 205359.0546 | 0 | 0 | 0 | 0 | 0 | 0 | 0 | 1097585.4571 | 0 | 0 | 0 | 0 | 0 | 0 | 0 | 0 | 0 | 0 | -88743.1518 | 0 | 0 | 0 | 0 | 0 | 0 | 0 | 0 | 0 | -278980.8824 | 0 | 0 | 0 | 0 | 0 | 0 | 0
2016-09-08 07:00 | 0 | 0 | 0 | 0 | 0 | 232785.2694 | 0 | 423023 | 0 | 0 | 0 | 0 | 294102.2064 | 0 | 0 | 0 | 0 | 0 | 0 | 0 | 818604.5746 | 0 | 0 | 0 | 0 | 0 | 0 | 0 | 0 | 0 | 0 | 88743.1518 | 0 | 0 | 0 | 0 | 0 | 0 | 0 | 0 | 0 | -278980.8824 | 0 | 0 | 0 | 0 | 0 | 0 | 0
2016-09-08 08:00 | 0 | 0 | 0 | 0 | 0 | 455381.2057 | 0 | 416468 | 0 | 0 | 0 | 0 | 205359.0546 | 0 | 0 | 0 | 0 | 0 | 0 | 0 | 946260.9321 | 0 | 0 | 0 | 0 | 0 | 0 | 0 | 0 | 0 | 0 | -88743.1518 | 0 | 0 | 0 | 0 | 0 | 0 | 0 | 0 | 0 | 127656.3575 | 0 | 0 | 0 | 0 | 0 | 0 | 0
2016-09-08 09:00 | 0 | 0 | 0 | 0 | 0 | 233923.2694 | 0 | 424161 | 0 | 0 | 0 | 0 | 294102.2064 | 0 | 0 | 0 | 0 | 0 | 0 | 0 | 667280.0497 | 0 | 0 | 0 | 0 | 0 | 0 | 0 | 0 | 0 | 0 | 88743.1518 | 0 | 0 | 0 | 0 | 0 | 0 | 0 | 0 | 0 | -278980.8824 | 0 | 0 | 0 | 0 | 0 | 0 | 0
2016-09-08 10:00 | 0 | 0 | 0 | 0 | 0 | 405897.4632 | 0 | 448419 | 0 | 0 | 0 | 0 | 205359.0546 | 0 | 0 | 0 | 0 | 0 | 0 | 0 | 713501.6647 | 0 | 0 | 0 | 0 | 0 | 0 | 0 | 0 | 0 | 0 | -88743.1518 | 0 | 0 | 0 | 0 | 0 | 0 | 0 | 0 | 0 | 46221.615 | 0 | 0 | 0 | 0 | 0 | 0 | 0
2016-09-08 11:00 | 0 | 0 | 0 | 0 | 0 | 101832.9658 | 0 | 469557 | 0 | 0 | 0 | 0 | 116615.9029 | 0 | 0 | 0 | 0 | 0 | 0 | 0 | 434520.7823 | 0 | 0 | 0 | 0 | 0 | 0 | 0 | 0 | 0 | 0 | -88743.1518 | 0 | 0 | 0 | 0 | 0 | 0 | 0 | 0 | 0 | -278980.8824 | 0 | 0 | 0 | 0 | 0 | 0 | 0
2016-09-08 12:00 | 0 | 0 | 0 | 0 | 0 | 365933.2923 | 51.6602 | 484677 | 0 | 0 | 0 | 0 | 205359.0546 | 0 | 0 | 0 | 0 | 0 | 0 | 0 | 227085.583 | 0 | 0 | 0 | 0 | 0 | 0 | 0 | 0 | 0 | 0 | 88743.1518 | 0 | 0 | 0 | 0 | 0 | 0 | 0 | 0 | 0 | -207435.1993 | 0 | 0 | 0 | 0 | 0 | 0 | 0
2016-09-08 13:00 | 0 | 0 | 0 | 0 | 0 | 241591.4702 | 126443.0986 | 506377 | 0 | 0 | 0 | 0 | 294102.2064 | 0 | 0 | 0 | 0 | 0 | 0 | 0 | 0 | 0 | 0 | 0 | 0 | 0 | 0 | 0 | 0 | 0 | 0 | 88743.1518 | 0 | 0 | 0 | 0 | 0 | 0 | 0 | 0 | 0 | -227085.583 | 0 | 0 | 0 | 0 | 0 | 0 | 0
2016-09-08 14:00 | 0 | 0 | 0 | 0 | 0 | 0 | 553468.8147 | 535641 | 0 | 0 | 0 | 0 | 311930.0212 | 0 | 0 | 0 | 0 | 0 | 0 | 0 | 0 | 0 | 0 | 0 | 0 | 0 | 0 | 0 | 0 | 0 | 0 | 17827.8147 | 0 | 0 | 0 | 0 | 0 | 0 | 0 | 0 | 0 | 0 | 0 | 0 | 0 | 0 | 0 | 0 | 0
2016-09-08 15:00 | 0 | 0 | 0 | 0 | 0 | 6576.8907 | 772415.5211 | 564311 | 0 | 0 | 0 | 0 | 382845.3582 | 0 | 0 | 0 | 0 | 0 | 0 | 0 | 143766.0747 | 0 | 0 | 0 | 0 | 0 | 0 | 0 | 0 | 0 | 0 | 70915.3371 | 0 | 0 | 0 | 0 | 0 | 0 | 0 | 0 | 0 | 143766.0747 | 0 | 0 | 0 | 0 | 0 | 0 | 0
2016-09-08 16:00 | 0 | 0 | 0 | 0 | 0 | 0 | 815442.2985 | 591052 | 0 | 0 | 0 | 0 | 328254.7743 | 0 | 0 | 0 | 0 | 0 | 0 | 0 | 422746.9572 | 0 | 0 | 0 | 0 | 0 | 0 | 0 | 0 | 0 | 0 | -54590.5839 | 0 | 0 | 0 | 0 | 0 | 0 | 0 | 0 | 0 | 278980.8824 | 0 | 0 | 0 | 0 | 0 | 0 | 0
2016-09-08 17:00 | 0 | 0 | 0 | 0 | 0 | 132516.1441 | 815874.3223 | 614819 | 0 | 0 | 0 | 0 | 382845.3582 | 0 | 0 | 0 | 0 | 0 | 0 | 0 | 701727.8396 | 0 | 0 | 0 | 0 | 0 | 0 | 0 | 0 | 0 | 0 | 54590.5839 | 0 | 0 | 0 | 0 | 0 | 0 | 0 | 0 | 0 | 278980.8824 | 0 | 0 | 0 | 0 | 0 | 0 | 0
2016-09-08 18:00 | 0 | 0 | 0 | 0 | 0 | 20988.3472 | 802762.3835 | 633513 | 0 | 0 | 0 | 0 | 294102.2064 | 0 | 0 | 0 | 0 | 0 | 0 | 0 | 980708.7221 | 0 | 0 | 0 | 0 | 0 | 0 | 0 | 0 | 0 | 0 | -88743.1518 | 0 | 0 | 0 | 0 | 0 | 0 | 0 | 0 | 0 | 278980.8824 | 0 | 0 | 0 | 0 | 0 | 0 | 0
2016-09-08 19:00 | 0 | 0 | 0 | 0 | 0 | 0 | 792471.7206 | 646581 | 0 | 0 | 0 | 0 | 205359.0546 | 0 | 0 | 0 | 0 | 0 | 0 | 0 | 1215342.5945 | 0 | 0 | 0 | 0 | 0 | 0 | 0 | 0 | 0 | 0 | -88743.1518 | 0 | 0 | 0 | 0 | 0 | 0 | 0 | 0 | 0 | 234633.8724 | 0 | 0 | 0 | 0 | 0 | 0 | 0
2016-09-08 20:00 | 0 | 0 | 0 | 0 | 0 | 0 | 794702.8381 | 654955 | 0 | 0 | 0 | 0 | 294102.2064 | 0 | 0 | 0 | 0 | 0 | 0 | 0 | 1266347.2808 | 0 | 0 | 0 | 0 | 0 | 0 | 0 | 0 | 0 | 0 | 88743.1518 | 0 | 0 | 0 | 0 | 0 | 0 | 0 | 0 | 0 | 51004.6863 | 0 | 0 | 0 | 0 | 0 | 0 | 0
2016-09-08 21:00 | 0 | 0 | 0 | 0 | 0 | 0 | 788839.3483 | 657602 | 0 | 0 | 0 | 0 | 382845.3582 | 0 | 0 | 0 | 0 | 0 | 0 | 0 | 1308841.4773 | 0 | 0 | 0 | 0 | 0 | 0 | 0 | 0 | 0 | 0 | 88743.1518 | 0 | 0 | 0 | 0 | 0 | 0 | 0 | 0 | 0 | 42494.1965 | 0 | 0 | 0 | 0 | 0 | 0 | 0
2016-09-08 22:00 | 0 | 0 | 0 | 0 | 0 | 0 | 756711.5016 | 649221 | 0 | 0 | 0 | 0 | 294102.2064 | 0 | 0 | 0 | 0 | 0 | 0 | 0 | 1505075.1307 | 0 | 0 | 0 | 0 | 0 | 0 | 0 | 0 | 0 | 0 | -88743.1518 | 0 | 0 | 0 | 0 | 0 | 0 | 0 | 0 | 0 | 196233.6534 | 0 | 0 | 0 | 0 | 0 | 0 | 0
2016-09-08 23:00 | 0 | 0 | 0 | 0 | 0 | 0 | 650890.3443 | 636235 | 0 | 0 | 0 | 0 | 382845.3582 | 0 | 0 | 0 | 0 | 0 | 0 | 0 | 1430987.3232 | 0 | 0 | 0 | 0 | 0 | 0 | 0 | 0 | 0 | 0 | 88743.1518 | 0 | 0 | 0 | 0 | 0 | 0 | 0 | 0 | 0 | -74087.8075 | 0 | 0 | 0 | 0 | 0 | 0 | 0
2016-09-09 | 0 | 0 | 0 | 0 | 0 | 0 | 445821.7476 | 625267 | 0 | 0 | 0 | 0 | 294102.2064 | 0 | 0 | 0 | 0 | 0 | 0 | 0 | 1340285.2226 | 0 | 0 | 0 | 0 | 0 | 0 | 0 | 0 | 0 | 0 | -88743.1518 | 0 | 0 | 0 | 0 | 0 | 0 | 0 | 0 | 0 | -90702.1006 | 0 | 0 | 0 | 0 | 0 | 0 | 0
2016-09-09 01:00 | 0 | 0 | 0 | 0 | 0 | 534571.3705 | 62247.3718 | 601889 | 0 | 0 | 0 | 0 | 205359.0546 | 0 | 0 | 0 | 0 | 0 | 0 | 0 | 1423958.1167 | 0 | 0 | 0 | 0 | 0 | 0 | 0 | 0 | 0 | 0 | -88743.1518 | 0 | 0 | 0 | 0 | 0 | 0 | 0 | 0 | 0 | 83672.8941 | 0 | 0 | 0 | 0 | 0 | 0 | 0
2016-09-09 02:00 | 0 | 0 | 0 | 0 | 0 | 565359.5632 | 1.0269 | 564918 | 0 | 0 | 0 | 0 | 294102.2064 | 0 | 0 | 0 | 0 | 0 | 0 | 0 | 1335657.555 | 0 | 0 | 0 | 0 | 0 | 0 | 0 | 0 | 0 | 0 | 88743.1518 | 0 | 0 | 0 | 0 | 0 | 0 | 0 | 0 | 0 | -88300.5617 | 0 | 0 | 0 | 0 | 0 | 0 | 0
2016-09-09 03:00 | 0 | 0 | 0 | 0 | 0 | 566636.8392 | 0 | 526930 | 0 | 0 | 0 | 0 | 382845.3582 | 0 | 0 | 0 | 0 | 0 | 0 | 0 | 1286621.2424 | 0 | 0 | 0 | 0 | 0 | 0 | 0 | 0 | 0 | 0 | 88743.1518 | 0 | 0 | 0 | 0 | 0 | 0 | 0 | 0 | 0 | -49036.3126 | 0 | 0 | 0 | 0 | 0 | 0 | 0
2016-09-09 04:00 | 0 | 0 | 0 | 0 | 0 | 123726.9658 | 0 | 491451 | 0 | 0 | 0 | 0 | 294102.2064 | 0 | 0 | 0 | 0 | 0 | 0 | 0 | 1007640.36 | 0 | 0 | 0 | 0 | 0 | 0 | 0 | 0 | 0 | 0 | -88743.1518 | 0 | 0 | 0 | 0 | 0 | 0 | 0 | 0 | 0 | -278980.8824 | 0 | 0 | 0 | 0 | 0 | 0 | 0
2016-09-09 05:00 | 0 | 0 | 0 | 0 | 0 | 515550.6207 | 0 | 461648 | 0 | 0 | 0 | 0 | 382845.3582 | 0 | 0 | 0 | 0 | 0 | 0 | 0 | 972799.8288 | 0 | 0 | 0 | 0 | 0 | 0 | 0 | 0 | 0 | 0 | 88743.1518 | 0 | 0 | 0 | 0 | 0 | 0 | 0 | 0 | 0 | -34840.5311 | 0 | 0 | 0 | 0 | 0 | 0 | 0
2016-09-09 06:00 | 0 | 0 | 0 | 0 | 0 | 487436.9687 | 0 | 438210 | 0 | 0 | 0 | 0 | 294102.2064 | 0 | 0 | 0 | 0 | 0 | 0 | 0 | 1110769.9494 | 0 | 0 | 0 | 0 | 0 | 0 | 0 | 0 | 0 | 0 | -88743.1518 | 0 | 0 | 0 | 0 | 0 | 0 | 0 | 0 | 0 | 137970.1205 | 0 | 0 | 0 | 0 | 0 | 0 | 0
2016-09-09 07:00 | 0 | 0 | 0 | 0 | 0 | 54698.9658 | 0 | 422423 | 0 | 0 | 0 | 0 | 205359.0546 | 0 | 0 | 0 | 0 | 0 | 0 | 0 | 831789.0669 | 0 | 0 | 0 | 0 | 0 | 0 | 0 | 0 | 0 | 0 | -88743.1518 | 0 | 0 | 0 | 0 | 0 | 0 | 0 | 0 | 0 | -278980.8824 | 0 | 0 | 0 | 0 | 0 | 0 | 0
2016-09-09 08:00 | 0 | 0 | 0 | 0 | 0 | 445122.4556 | 0 | 415921 | 0 | 0 | 0 | 0 | 294102.2064 | 0 | 0 | 0 | 0 | 0 | 0 | 0 | 772247.3707 | 0 | 0 | 0 | 0 | 0 | 0 | 0 | 0 | 0 | 0 | 88743.1518 | 0 | 0 | 0 | 0 | 0 | 0 | 0 | 0 | 0 | -59541.6962 | 0 | 0 | 0 | 0 | 0 | 0 | 0
2016-09-09 09:00 | 0 | 0 | 0 | 0 | 0 | 55493.9658 | 0 | 423218 | 0 | 0 | 0 | 0 | 205359.0546 | 0 | 0 | 0 | 0 | 0 | 0 | 0 | 493266.4882 | 0 | 0 | 0 | 0 | 0 | 0 | 0 | 0 | 0 | 0 | -88743.1518 | 0 | 0 | 0 | 0 | 0 | 0 | 0 | 0 | 0 | -278980.8824 | 0 | 0 | 0 | 0 | 0 | 0 | 0
2016-09-09 10:00 | 0 | 0 | 0 | 0 | 0 | 78329.9658 | 0 | 446054 | 0 | 0 | 0 | 0 | 116615.9029 | 0 | 0 | 0 | 0 | 0 | 0 | 0 | 214285.6058 | 0 | 0 | 0 | 0 | 0 | 0 | 0 | 0 | 0 | 0 | -88743.1518 | 0 | 0 | 0 | 0 | 0 | 0 | 0 | 0 | 0 | -278980.8824 | 0 | 0 | 0 | 0 | 0 | 0 | 0
2016-09-09 11:00 | 0 | 0 | 0 | 0 | 0 | 399939.2685 | 0 | 467381 | 0 | 0 | 0 | 0 | 205359.0546 | 0 | 0 | 0 | 0 | 0 | 0 | 0 | 58100.7225 | 0 | 0 | 0 | 0 | 0 | 0 | 0 | 0 | 0 | 0 | 88743.1518 | 0 | 0 | 0 | 0 | 0 | 0 | 0 | 0 | 0 | -156184.8833 | 0 | 0 | 0 | 0 | 0 | 0 | 0
2016-09-09 12:00 | 0 | 0 | 0 | 0 | 0 | 359369.0132 | 52.4985 | 482993 | 0 | 0 | 0 | 0 | 116615.9029 | 0 | 0 | 0 | 0 | 0 | 0 | 0 | 23272.3859 | 0 | 0 | 0 | 0 | 0 | 0 | 0 | 0 | 0 | 0 | -88743.1518 | 0 | 0 | 0 | 0 | 0 | 0 | 0 | 0 | 0 | -34828.3366 | 0 | 0 | 0 | 0 | 0 | 0 | 0
2016-09-09 13:00 | 0 | 0 | 0 | 0 | 0 | 251959.8505 | 142466.6118 | 506442 | 0 | 0 | 0 | 0 | 27872.7511 | 0 | 0 | 0 | 0 | 0 | 0 | 0 | 0 | 0 | 0 | 0 | 0 | 0 | 0 | 0 | 0 | 0 | 0 | -88743.1518 | 0 | 0 | 0 | 0 | 0 | 0 | 0 | 0 | 0 | -23272.3859 | 0 | 0 | 0 | 0 | 0 | 0 | 0
2016-09-09 14:00 | 0 | 0 | 0 | 0 | 0 | 0 | 590078.5483 | 534724 | 0 | 0 | 0 | 0 | 0 | 0 | 0 | 0 | 0 | 0 | 0 | 0 | 83227.2994 | 0 | 0 | 0 | 0 | 0 | 0 | 0 | 0 | 0 | 0 | -27872.7511 | 0 | 0 | 0 | 0 | 0 | 0 | 0 | 0 | 0 | 83227.2994 | 0 | 0 | 0 | 0 | 0 | 0 | 0
2016-09-09 15:00 | 0 | 0 | 0 | 0 | 0 | 0 | 799383.5904 | 563014 | 0 | 0 | 0 | 0 | 88743.1518 | 0 | 0 | 0 | 0 | 0 | 0 | 0 | 230853.738 | 0 | 0 | 0 | 0 | 0 | 0 | 0 | 0 | 0 | 0 | 88743.1518 | 0 | 0 | 0 | 0 | 0 | 0 | 0 | 0 | 0 | 147626.4386 | 0 | 0 | 0 | 0 | 0 | 0 | 0
2016-09-09 16:00 | 0 | 0 | 0 | 0 | 0 | 0 | 829018.982 | 588325 | 0 | 0 | 0 | 0 | 50456.2514 | 0 | 0 | 0 | 0 | 0 | 0 | 0 | 509834.6204 | 0 | 0 | 0 | 0 | 0 | 0 | 0 | 0 | 0 | 0 | -38286.9004 | 0 | 0 | 0 | 0 | 0 | 0 | 0 | 0 | 0 | 278980.8824 | 0 | 0 | 0 | 0 | 0 | 0 | 0
2016-09-09 17:00 | 0 | 0 | 0 | 0 | 0 | 153734.5207 | 825497.5136 | 611508 | 0 | 0 | 0 | 0 | 139199.4032 | 0 | 0 | 0 | 0 | 0 | 0 | 0 | 788815.5029 | 0 | 0 | 0 | 0 | 0 | 0 | 0 | 0 | 0 | 0 | 88743.1518 | 0 | 0 | 0 | 0 | 0 | 0 | 0 | 0 | 0 | 278980.8824 | 0 | 0 | 0 | 0 | 0 | 0 | 0
2016-09-09 18:00 | 0 | 0 | 0 | 0 | 0 | 185045.4009 | 811830.6333 | 629152 | 0 | 0 | 0 | 0 | 227942.555 | 0 | 0 | 0 | 0 | 0 | 0 | 0 | 1067796.3853 | 0 | 0 | 0 | 0 | 0 | 0 | 0 | 0 | 0 | 0 | 88743.1518 | 0 | 0 | 0 | 0 | 0 | 0 | 0 | 0 | 0 | 278980.8824 | 0 | 0 | 0 | 0 | 0 | 0 | 0
2016-09-09 19:00 | 0 | 0 | 0 | 0 | 0 | 0 | 800379.1304 | 640895 | 0 | 0 | 0 | 0 | 294102.2064 | 0 | 0 | 0 | 0 | 0 | 0 | 0 | 1161120.8642 | 0 | 0 | 0 | 0 | 0 | 0 | 0 | 0 | 0 | 0 | 66159.6515 | 0 | 0 | 0 | 0 | 0 | 0 | 0 | 0 | 0 | 93324.4789 | 0 | 0 | 0 | 0 | 0 | 0 | 0
2016-09-09 20:00 | 0 | 0 | 0 | 0 | 0 | 0 | 802595.8292 | 647977 | 0 | 0 | 0 | 0 | 205359.0546 | 0 | 0 | 0 | 0 | 0 | 0 | 0 | 1404482.8452 | 0 | 0 | 0 | 0 | 0 | 0 | 0 | 0 | 0 | 0 | -88743.1518 | 0 | 0 | 0 | 0 | 0 | 0 | 0 | 0 | 0 | 243361.981 | 0 | 0 | 0 | 0 | 0 | 0 | 0
2016-09-09 21:00 | 0 | 0 | 0 | 0 | 0 | 22866.5458 | 799893.0982 | 647514 | 0 | 0 | 0 | 0 | 116615.9029 | 0 | 0 | 0 | 0 | 0 | 0 | 0 | 1668471.641 | 0 | 0 | 0 | 0 | 0 | 0 | 0 | 0 | 0 | 0 | -88743.1518 | 0 | 0 | 0 | 0 | 0 | 0 | 0 | 0 | 0 | 263988.7958 | 0 | 0 | 0 | 0 | 0 | 0 | 0
2016-09-09 22:00 | 0 | 0 | 0 | 0 | 0 | 0 | 768948.6312 | 635007 | 0 | 0 | 0 | 0 | 205359.0546 | 0 | 0 | 0 | 0 | 0 | 0 | 0 | 1713670.1204 | 0 | 0 | 0 | 0 | 0 | 0 | 0 | 0 | 0 | 0 | 88743.1518 | 0 | 0 | 0 | 0 | 0 | 0 | 0 | 0 | 0 | 45198.4794 | 0 | 0 | 0 | 0 | 0 | 0 | 0
2016-09-09 23:00 | 0 | 0 | 0 | 0 | 0 | 0 | 662397.8142 | 616608 | 0 | 0 | 0 | 0 | 294102.2064 | 0 | 0 | 0 | 0 | 0 | 0 | 0 | 1670716.7828 | 0 | 0 | 0 | 0 | 0 | 0 | 0 | 0 | 0 | 0 | 88743.1518 | 0 | 0 | 0 | 0 | 0 | 0 | 0 | 0 | 0 | -42953.3376 | 0 | 0 | 0 | 0 | 0 | 0 | 0
2016-09-10 | 0 | 0 | 0 | 0 | 0 | 0 | 431529.6114 | 602141 | 0 | 0 | 0 | 0 | 205359.0546 | 0 | 0 | 0 | 0 | 0 | 0 | 0 | 1588848.546 | 0 | 0 | 0 | 0 | 0 | 0 | 0 | 0 | 0 | 0 | -88743.1518 | 0 | 0 | 0 | 0 | 0 | 0 | 0 | 0 | 0 | -81868.2368 | 0 | 0 | 0 | 0 | 0 | 0 | 0
2016-09-10 01:00 | 0 | 0 | 0 | 0 | 0 | 628078.7064 | 62724.4468 | 579290 | 0 | 0 | 0 | 0 | 294102.2064 | 0 | 0 | 0 | 0 | 0 | 0 | 0 | 1611618.5474 | 0 | 0 | 0 | 0 | 0 | 0 | 0 | 0 | 0 | 0 | 88743.1518 | 0 | 0 | 0 | 0 | 0 | 0 | 0 | 0 | 0 | 22770.0014 | 0 | 0 | 0 | 0 | 0 | 0 | 0
2016-09-10 02:00 | 0 | 0 | 0 | 0 | 0 | 180826.3999 | 0.56585 | 548551 | 0 | 0 | 0 | 0 | 205359.0546 | 0 | 0 | 0 | 0 | 0 | 0 | 0 | 1332637.665 | 0 | 0 | 0 | 0 | 0 | 0 | 0 | 0 | 0 | 0 | -88743.1518 | 0 | 0 | 0 | 0 | 0 | 0 | 0 | 0 | 0 | -278980.8824 | 0 | 0 | 0 | 0 | 0 | 0 | 0
2016-09-10 03:00 | 0 | 0 | 0 | 0 | 0 | 147638.9658 | 0 | 515363 | 0 | 0 | 0 | 0 | 116615.9029 | 0 | 0 | 0 | 0 | 0 | 0 | 0 | 1053656.7825 | 0 | 0 | 0 | 0 | 0 | 0 | 0 | 0 | 0 | 0 | -88743.1518 | 0 | 0 | 0 | 0 | 0 | 0 | 0 | 0 | 0 | -278980.8824 | 0 | 0 | 0 | 0 | 0 | 0 | 0
2016-09-10 04:00 | 0 | 0 | 0 | 0 | 0 | 617396.2294 | 0 | 482675 | 0 | 0 | 0 | 0 | 205359.0546 | 0 | 0 | 0 | 0 | 0 | 0 | 0 | 1099634.8602 | 0 | 0 | 0 | 0 | 0 | 0 | 0 | 0 | 0 | 0 | 88743.1518 | 0 | 0 | 0 | 0 | 0 | 0 | 0 | 0 | 0 | 45978.0776 | 0 | 0 | 0 | 0 | 0 | 0 | 0
2016-09-10 05:00 | 0 | 0 | 0 | 0 | 0 | 620409.6705 | 0 | 452595 | 0 | 0 | 0 | 0 | 294102.2064 | 0 | 0 | 0 | 0 | 0 | 0 | 0 | 1178706.3788 | 0 | 0 | 0 | 0 | 0 | 0 | 0 | 0 | 0 | 0 | 88743.1518 | 0 | 0 | 0 | 0 | 0 | 0 | 0 | 0 | 0 | 79071.5187 | 0 | 0 | 0 | 0 | 0 | 0 | 0
2016-09-10 06:00 | 0 | 0 | 0 | 0 | 0 | 239480.2694 | 0 | 429718 | 0 | 0 | 0 | 0 | 382845.3582 | 0 | 0 | 0 | 0 | 0 | 0 | 0 | 899725.4964 | 0 | 0 | 0 | 0 | 0 | 0 | 0 | 0 | 0 | 0 | 88743.1518 | 0 | 0 | 0 | 0 | 0 | 0 | 0 | 0 | 0 | -278980.8824 | 0 | 0 | 0 | 0 | 0 | 0 | 0
2016-09-10 07:00 | 0 | 0 | 0 | 0 | 0 | 44978.9658 | 0 | 412703 | 0 | 0 | 0 | 0 | 294102.2064 | 0 | 0 | 0 | 0 | 0 | 0 | 0 | 620744.6139 | 0 | 0 | 0 | 0 | 0 | 0 | 0 | 0 | 0 | 0 | -88743.1518 | 0 | 0 | 0 | 0 | 0 | 0 | 0 | 0 | 0 | -278980.8824 | 0 | 0 | 0 | 0 | 0 | 0 | 0
2016-09-10 08:00 | 0 | 0 | 0 | 0 | 0 | 590417.2823 | 0 | 402092 | 0 | 0 | 0 | 0 | 266229.4554 | 0 | 0 | 0 | 0 | 0 | 0 | 0 | 836942.6473 | 0 | 0 | 0 | 0 | 0 | 0 | 0 | 0 | 0 | 0 | -27872.7511 | 0 | 0 | 0 | 0 | 0 | 0 | 0 | 0 | 0 | 216198.0334 | 0 | 0 | 0 | 0 | 0 | 0 | 0
2016-09-10 09:00 | 0 | 0 | 0 | 0 | 0 | 30975.9658 | 0 | 398700 | 0 | 0 | 0 | 0 | 177486.3036 | 0 | 0 | 0 | 0 | 0 | 0 | 0 | 557961.7649 | 0 | 0 | 0 | 0 | 0 | 0 | 0 | 0 | 0 | 0 | -88743.1518 | 0 | 0 | 0 | 0 | 0 | 0 | 0 | 0 | 0 | -278980.8824 | 0 | 0 | 0 | 0 | 0 | 0 | 0
2016-09-10 10:00 | 0 | 0 | 0 | 0 | 0 | 34022.9658 | 0 | 401747 | 0 | 0 | 0 | 0 | 88743.1518 | 0 | 0 | 0 | 0 | 0 | 0 | 0 | 278980.8824 | 0 | 0 | 0 | 0 | 0 | 0 | 0 | 0 | 0 | 0 | -88743.1518 | 0 | 0 | 0 | 0 | 0 | 0 | 0 | 0 | 0 | -278980.8824 | 0 | 0 | 0 | 0 | 0 | 0 | 0
2016-09-10 11:00 | 0 | 0 | 0 | 0 | 0 | 40715.9658 | 0 | 408440 | 0 | 0 | 0 | 0 | 0 | 0 | 0 | 0 | 0 | 0 | 0 | 0 | 0 | 0 | 0 | 0 | 0 | 0 | 0 | 0 | 0 | 0 | 0 | -88743.1518 | 0 | 0 | 0 | 0 | 0 | 0 | 0 | 0 | 0 | -278980.8824 | 0 | 0 | 0 | 0 | 0 | 0 | 0
2016-09-10 12:00 | 0 | 0 | 0 | 0 | 0 | 458221.9095 | 37.933 | 426216 | 0 | 0 | 0 | 0 | 0 | 0 | 0 | 0 | 0 | 0 | 0 | 0 | 32043.8426 | 0 | 0 | 0 | 0 | 0 | 0 | 0 | 0 | 0 | 0 | 0 | 0 | 0 | 0 | 0 | 0 | 0 | 0 | 0 | 0 | 32043.8426 | 0 | 0 | 0 | 0 | 0 | 0 | 0
2016-09-10 13:00 | 0 | 0 | 0 | 0 | 0 | 291703.5636 | 128497.5938 | 452245 | 0 | 0 | 0 | 0 | 0 | 0 | 0 | 0 | 0 | 0 | 0 | 0 | 0 | 0 | 0 | 0 | 0 | 0 | 0 | 0 | 0 | 0 | 0 | 0 | 0 | 0 | 0 | 0 | 0 | 0 | 0 | 0 | 0 | -32043.8426 | 0 | 0 | 0 | 0 | 0 | 0 | 0
2016-09-10 14:00 | 0 | 0 | 0 | 0 | 0 | 0 | 542942.1654 | 482481 | 0 | 0 | 0 | 0 | 60461.1654 | 0 | 0 | 0 | 0 | 0 | 0 | 0 | 0 | 0 | 0 | 0 | 0 | 0 | 0 | 0 | 0 | 0 | 0 | 60461.1654 | 0 | 0 | 0 | 0 | 0 | 0 | 0 | 0 | 0 | 0 | 0 | 0 | 0 | 0 | 0 | 0 | 0
2016-09-10 15:00 | 0 | 0 | 0 | 0 | 0 | 0 | 770639.9039 | 511554 | 0 | 0 | 0 | 0 | 149204.3172 | 0 | 0 | 0 | 0 | 0 | 0 | 0 | 170342.7522 | 0 | 0 | 0 | 0 | 0 | 0 | 0 | 0 | 0 | 0 | 88743.1518 | 0 | 0 | 0 | 0 | 0 | 0 | 0 | 0 | 0 | 170342.7522 | 0 | 0 | 0 | 0 | 0 | 0 | 0
2016-09-10 16:00 | 0 | 0 | 0 | 0 | 0 | 0 | 814262.3694 | 535911 | 0 | 0 | 0 | 0 | 148574.8041 | 0 | 0 | 0 | 0 | 0 | 0 | 0 | 449323.6346 | 0 | 0 | 0 | 0 | 0 | 0 | 0 | 0 | 0 | 0 | -629.513 | 0 | 0 | 0 | 0 | 0 | 0 | 0 | 0 | 0 | 278980.8824 | 0 | 0 | 0 | 0 | 0 | 0 | 0
2016-09-10 17:00 | 0 | 0 | 0 | 0 | 0 | 0 | 811459.1861 | 554524 | 0 | 0 | 0 | 0 | 237317.9559 | 0 | 0 | 0 | 0 | 0 | 0 | 0 | 617515.6689 | 0 | 0 | 0 | 0 | 0 | 0 | 0 | 0 | 0 | 0 | 88743.1518 | 0 | 0 | 0 | 0 | 0 | 0 | 0 | 0 | 0 | 168192.0343 | 0 | 0 | 0 | 0 | 0 | 0 | 0
2016-09-10 18:00 | 0 | 0 | 0 | 0 | 0 | 0 | 798828.387 | 567796 | 0 | 0 | 0 | 0 | 189369.4605 | 0 | 0 | 0 | 0 | 0 | 0 | 0 | 896496.5513 | 0 | 0 | 0 | 0 | 0 | 0 | 0 | 0 | 0 | 0 | -47948.4955 | 0 | 0 | 0 | 0 | 0 | 0 | 0 | 0 | 0 | 278980.8824 | 0 | 0 | 0 | 0 | 0 | 0 | 0
2016-09-10 19:00 | 0 | 0 | 0 | 0 | 0 | 0 | 790934.9778 | 576545 | 0 | 0 | 0 | 0 | 124778.5559 | 0 | 0 | 0 | 0 | 0 | 0 | 0 | 1175477.4338 | 0 | 0 | 0 | 0 | 0 | 0 | 0 | 0 | 0 | 0 | -64590.9046 | 0 | 0 | 0 | 0 | 0 | 0 | 0 | 0 | 0 | 278980.8824 | 0 | 0 | 0 | 0 | 0 | 0 | 0
2016-09-10 20:00 | 0 | 0 | 0 | 0 | 0 | 0 | 796714.2353 | 581338 | 0 | 0 | 0 | 0 | 213521.7077 | 0 | 0 | 0 | 0 | 0 | 0 | 0 | 1302110.5173 | 0 | 0 | 0 | 0 | 0 | 0 | 0 | 0 | 0 | 0 | 88743.1518 | 0 | 0 | 0 | 0 | 0 | 0 | 0 | 0 | 0 | 126633.0835 | 0 | 0 | 0 | 0 | 0 | 0 | 0
2016-09-10 21:00 | 0 | 0 | 0 | 0 | 0 | 0 | 798626.0907 | 580827 | 0 | 0 | 0 | 0 | 152339.916 | 0 | 0 | 0 | 0 | 0 | 0 | 0 | 1581091.3997 | 0 | 0 | 0 | 0 | 0 | 0 | 0 | 0 | 0 | 0 | -61181.7917 | 0 | 0 | 0 | 0 | 0 | 0 | 0 | 0 | 0 | 278980.8824 | 0 | 0 | 0 | 0 | 0 | 0 | 0
2016-09-10 22:00 | 0 | 0 | 0 | 0 | 0 | 0 | 770747.3823 | 572569 | 0 | 0 | 0 | 0 | 241083.0678 | 0 | 0 | 0 | 0 | 0 | 0 | 0 | 1690526.6302 | 0 | 0 | 0 | 0 | 0 | 0 | 0 | 0 | 0 | 0 | 88743.1518 | 0 | 0 | 0 | 0 | 0 | 0 | 0 | 0 | 0 | 109435.2305 | 0 | 0 | 0 | 0 | 0 | 0 | 0
2016-09-10 23:00 | 0 | 0 | 0 | 0 | 0 | 0 | 663876.3423 | 561112 | 0 | 0 | 0 | 0 | 329826.2196 | 0 | 0 | 0 | 0 | 0 | 0 | 0 | 1704547.8207 | 0 | 0 | 0 | 0 | 0 | 0 | 0 | 0 | 0 | 0 | 88743.1518 | 0 | 0 | 0 | 0 | 0 | 0 | 0 | 0 | 0 | 14021.1905 | 0 | 0 | 0 | 0 | 0 | 0 | 0
2016-09-11 | 0 | 0 | 0 | 0 | 0 | 0 | 421066.7095 | 551027 | 0 | 0 | 0 | 0 | 382845.3582 | 0 | 0 | 0 | 0 | 0 | 0 | 0 | 1521568.3915 | 0 | 0 | 0 | 0 | 0 | 0 | 0 | 0 | 0 | 0 | 53019.1387 | 0 | 0 | 0 | 0 | 0 | 0 | 0 | 0 | 0 | -182979.4292 | 0 | 0 | 0 | 0 | 0 | 0 | 0
2016-09-11 01:00 | 0 | 0 | 0 | 0 | 0 | 198651.9175 | 56025.2 | 533658 | 0 | 0 | 0 | 0 | 382845.3582 | 0 | 0 | 0 | 0 | 0 | 0 | 0 | 1242587.5091 | 0 | 0 | 0 | 0 | 0 | 0 | 0 | 0 | 0 | 0 | 0 | 0 | 0 | 0 | 0 | 0 | 0 | 0 | 0 | 0 | -278980.8824 | 0 | 0 | 0 | 0 | 0 | 0 | 0
2016-09-11 02:00 | 0 | 0 | 0 | 0 | 0 | 139196.8988 | 0.066959 | 506921 | 0 | 0 | 0 | 0 | 294102.2064 | 0 | 0 | 0 | 0 | 0 | 0 | 0 | 963606.6266 | 0 | 0 | 0 | 0 | 0 | 0 | 0 | 0 | 0 | 0 | -88743.1518 | 0 | 0 | 0 | 0 | 0 | 0 | 0 | 0 | 0 | -278980.8824 | 0 | 0 | 0 | 0 | 0 | 0 | 0
2016-09-11 03:00 | 0 | 0 | 0 | 0 | 0 | 287041.2694 | 0 | 477279 | 0 | 0 | 0 | 0 | 382845.3582 | 0 | 0 | 0 | 0 | 0 | 0 | 0 | 684625.7442 | 0 | 0 | 0 | 0 | 0 | 0 | 0 | 0 | 0 | 0 | 88743.1518 | 0 | 0 | 0 | 0 | 0 | 0 | 0 | 0 | 0 | -278980.8824 | 0 | 0 | 0 | 0 | 0 | 0 | 0
2016-09-11 04:00 | 0 | 0 | 0 | 0 | 0 | 80268.9658 | 0 | 447993 | 0 | 0 | 0 | 0 | 294102.2064 | 0 | 0 | 0 | 0 | 0 | 0 | 0 | 405644.8617 | 0 | 0 | 0 | 0 | 0 | 0 | 0 | 0 | 0 | 0 | -88743.1518 | 0 | 0 | 0 | 0 | 0 | 0 | 0 | 0 | 0 | -278980.8824 | 0 | 0 | 0 | 0 | 0 | 0 | 0
2016-09-11 05:00 | 0 | 0 | 0 | 0 | 0 | 384196.1725 | 0 | 422117 | 0 | 0 | 0 | 0 | 382845.3582 | 0 | 0 | 0 | 0 | 0 | 0 | 0 | 278980.8824 | 0 | 0 | 0 | 0 | 0 | 0 | 0 | 0 | 0 | 0 | 88743.1518 | 0 | 0 | 0 | 0 | 0 | 0 | 0 | 0 | 0 | -126663.9793 | 0 | 0 | 0 | 0 | 0 | 0 | 0
2016-09-11 06:00 | 0 | 0 | 0 | 0 | 0 | 123377.1176 | 0 | 402358 | 0 | 0 | 0 | 0 | 382845.3582 | 0 | 0 | 0 | 0 | 0 | 0 | 0 | 0 | 0 | 0 | 0 | 0 | 0 | 0 | 0 | 0 | 0 | 0 | 0 | 0 | 0 | 0 | 0 | 0 | 0 | 0 | 0 | 0 | -278980.8824 | 0 | 0 | 0 | 0 | 0 | 0 | 0
2016-09-11 07:00 | 0 | 0 | 0 | 0 | 0 | 576955.7306 | 0 | 386718 | 0 | 0 | 0 | 0 | 294102.2064 | 0 | 0 | 0 | 0 | 0 | 0 | 0 | 278980.8824 | 0 | 0 | 0 | 0 | 0 | 0 | 0 | 0 | 0 | 0 | -88743.1518 | 0 | 0 | 0 | 0 | 0 | 0 | 0 | 0 | 0 | 278980.8824 | 0 | 0 | 0 | 0 | 0 | 0 | 0
2016-09-11 08:00 | 0 | 0 | 0 | 0 | 0 | 8562.9658 | 0 | 376287 | 0 | 0 | 0 | 0 | 205359.0546 | 0 | 0 | 0 | 0 | 0 | 0 | 0 | 0 | 0 | 0 | 0 | 0 | 0 | 0 | 0 | 0 | 0 | 0 | -88743.1518 | 0 | 0 | 0 | 0 | 0 | 0 | 0 | 0 | 0 | -278980.8824 | 0 | 0 | 0 | 0 | 0 | 0 | 0
2016-09-11 09:00 | 0 | 0 | 0 | 0 | 0 | 603594.4686 | 0 | 371742 | 0 | 0 | 0 | 0 | 277726.7502 | 0 | 0 | 0 | 0 | 0 | 0 | 0 | 159484.7731 | 0 | 0 | 0 | 0 | 0 | 0 | 0 | 0 | 0 | 0 | 72367.6955 | 0 | 0 | 0 | 0 | 0 | 0 | 0 | 0 | 0 | 159484.7731 | 0 | 0 | 0 | 0 | 0 | 0 | 0
2016-09-11 10:00 | 0 | 0 | 0 | 0 | 0 | 580859.2611 | 0 | 372620 | 0 | 0 | 0 | 0 | 366469.902 | 0 | 0 | 0 | 0 | 0 | 0 | 0 | 278980.8824 | 0 | 0 | 0 | 0 | 0 | 0 | 0 | 0 | 0 | 0 | 88743.1518 | 0 | 0 | 0 | 0 | 0 | 0 | 0 | 0 | 0 | 119496.1093 | 0 | 0 | 0 | 0 | 0 | 0 | 0
2016-09-11 11:00 | 0 | 0 | 0 | 0 | 0 | 8150.9658 | 0 | 375875 | 0 | 0 | 0 | 0 | 277726.7502 | 0 | 0 | 0 | 0 | 0 | 0 | 0 | 0 | 0 | 0 | 0 | 0 | 0 | 0 | 0 | 0 | 0 | 0 | -88743.1518 | 0 | 0 | 0 | 0 | 0 | 0 | 0 | 0 | 0 | -278980.8824 | 0 | 0 | 0 | 0 | 0 | 0 | 0
2016-09-11 12:00 | 0 | 0 | 0 | 0 | 0 | 519189.26 | 60.6719 | 389538 | 0 | 0 | 0 | 0 | 188983.5984 | 0 | 0 | 0 | 0 | 0 | 0 | 0 | 218455.0837 | 0 | 0 | 0 | 0 | 0 | 0 | 0 | 0 | 0 | 0 | -88743.1518 | 0 | 0 | 0 | 0 | 0 | 0 | 0 | 0 | 0 | 218455.0837 | 0 | 0 | 0 | 0 | 0 | 0 | 0
2016-09-11 13:00 | 0 | 0 | 0 | 0 | 0 | 325046.4083 | 138589.7894 | 412784 | 0 | 0 | 0 | 0 | 100240.4466 | 0 | 0 | 0 | 0 | 0 | 0 | 0 | 358050.4332 | 0 | 0 | 0 | 0 | 0 | 0 | 0 | 0 | 0 | 0 | -88743.1518 | 0 | 0 | 0 | 0 | 0 | 0 | 0 | 0 | 0 | 139595.3495 | 0 | 0 | 0 | 0 | 0 | 0 | 0
2016-09-11 14:00 | 0 | 0 | 0 | 0 | 0 | 222141.7011 | 582625.3332 | 437043 | 0 | 0 | 0 | 0 | 188983.5984 | 0 | 0 | 0 | 0 | 0 | 0 | 0 | 637031.3157 | 0 | 0 | 0 | 0 | 0 | 0 | 0 | 0 | 0 | 0 | 88743.1518 | 0 | 0 | 0 | 0 | 0 | 0 | 0 | 0 | 0 | 278980.8824 | 0 | 0 | 0 | 0 | 0 | 0 | 0
2016-09-11 15:00 | 0 | 0 | 0 | 0 | 0 | 54866.742 | 772777.2923 | 459920 | 0 | 0 | 0 | 0 | 277726.7502 | 0 | 0 | 0 | 0 | 0 | 0 | 0 | 916012.1981 | 0 | 0 | 0 | 0 | 0 | 0 | 0 | 0 | 0 | 0 | 88743.1518 | 0 | 0 | 0 | 0 | 0 | 0 | 0 | 0 | 0 | 278980.8824 | 0 | 0 | 0 | 0 | 0 | 0 | 0
2016-09-11 16:00 | 0 | 0 | 0 | 0 | 0 | 0 | 816895.4975 | 482980 | 0 | 0 | 0 | 0 | 332661.3652 | 0 | 0 | 0 | 0 | 0 | 0 | 0 | 1194993.0806 | 0 | 0 | 0 | 0 | 0 | 0 | 0 | 0 | 0 | 0 | 54934.615 | 0 | 0 | 0 | 0 | 0 | 0 | 0 | 0 | 0 | 278980.8824 | 0 | 0 | 0 | 0 | 0 | 0 | 0
2016-09-11 17:00 | 0 | 0 | 0 | 0 | 0 | 0 | 807948.013 | 503234 | 0 | 0 | 0 | 0 | 358394.4958 | 0 | 0 | 0 | 0 | 0 | 0 | 0 | 1473973.963 | 0 | 0 | 0 | 0 | 0 | 0 | 0 | 0 | 0 | 0 | 25733.1306 | 0 | 0 | 0 | 0 | 0 | 0 | 0 | 0 | 0 | 278980.8824 | 0 | 0 | 0 | 0 | 0 | 0 | 0
2016-09-11 18:00 | 0 | 0 | 0 | 0 | 0 | 0 | 792111.7329 | 519746 | 0 | 0 | 0 | 0 | 351779.3462 | 0 | 0 | 0 | 0 | 0 | 0 | 0 | 1752954.8454 | 0 | 0 | 0 | 0 | 0 | 0 | 0 | 0 | 0 | 0 | -6615.1495 | 0 | 0 | 0 | 0 | 0 | 0 | 0 | 0 | 0 | 278980.8824 | 0 | 0 | 0 | 0 | 0 | 0 | 0
2016-09-11 19:00 | 0 | 0 | 0 | 0 | 0 | 0 | 777175.7096 | 532370 | 0 | 0 | 0 | 0 | 317604.1734 | 0 | 0 | 0 | 0 | 0 | 0 | 0 | 2031935.7279 | 0 | 0 | 0 | 0 | 0 | 0 | 0 | 0 | 0 | 0 | -34175.1728 | 0 | 0 | 0 | 0 | 0 | 0 | 0 | 0 | 0 | 278980.8824 | 0 | 0 | 0 | 0 | 0 | 0 | 0
2016-09-11 20:00 | 0 | 0 | 0 | 0 | 0 | 0 | 774633.4595 | 542155 | 0 | 0 | 0 | 0 | 271101.7505 | 0 | 0 | 0 | 0 | 0 | 0 | 0 | 2310916.6103 | 0 | 0 | 0 | 0 | 0 | 0 | 0 | 0 | 0 | 0 | -46502.4229 | 0 | 0 | 0 | 0 | 0 | 0 | 0 | 0 | 0 | 278980.8824 | 0 | 0 | 0 | 0 | 0 | 0 | 0
2016-09-11 21:00 | 0 | 0 | 0 | 0 | 0 | 115326.2302 | 766737.9567 | 547828 | 0 | 0 | 0 | 0 | 326357.055 | 0 | 0 | 0 | 0 | 0 | 0 | 0 | 2589897.4928 | 0 | 0 | 0 | 0 | 0 | 0 | 0 | 0 | 0 | 0 | 55255.3044 | 0 | 0 | 0 | 0 | 0 | 0 | 0 | 0 | 0 | 278980.8824 | 0 | 0 | 0 | 0 | 0 | 0 | 0
2016-09-11 22:00 | 0 | 0 | 0 | 0 | 0 | 5059.8061 | 729118.9245 | 543941 | 0 | 0 | 0 | 0 | 237613.9032 | 0 | 0 | 0 | 0 | 0 | 0 | 0 | 2868878.3752 | 0 | 0 | 0 | 0 | 0 | 0 | 0 | 0 | 0 | 0 | -88743.1518 | 0 | 0 | 0 | 0 | 0 | 0 | 0 | 0 | 0 | 278980.8824 | 0 | 0 | 0 | 0 | 0 | 0 | 0
2016-09-11 23:00 | 0 | 0 | 0 | 0 | 0 | 118335.0526 | 606602.678 | 534700 | 0 | 0 | 0 | 0 | 148870.7514 | 0 | 0 | 0 | 0 | 0 | 0 | 0 | 3147859.2577 | 0 | 0 | 0 | 0 | 0 | 0 | 0 | 0 | 0 | 0 | -88743.1518 | 0 | 0 | 0 | 0 | 0 | 0 | 0 | 0 | 0 | 278980.8824 | 0 | 0 | 0 | 0 | 0 | 0 | 0
2016-09-12 | 0 | 0 | 0 | 0 | 0 | 519477.0886 | 375977.9456 | 527731 | 0 | 0 | 0 | 0 | 237613.9032 | 0 | 0 | 0 | 0 | 0 | 0 | 0 | 3426840.1401 | 0 | 0 | 0 | 0 | 0 | 0 | 0 | 0 | 0 | 0 | 88743.1518 | 0 | 0 | 0 | 0 | 0 | 0 | 0 | 0 | 0 | 278980.8824 | 0 | 0 | 0 | 0 | 0 | 0 | 0
2016-09-12 01:00 | 0 | 0 | 0 | 0 | 0 | 765673.3016 | 52916.8276 | 509612 | 0 | 0 | 0 | 0 | 267611.15 | 0 | 0 | 0 | 0 | 0 | 0 | 0 | 3705821.0226 | 0 | 0 | 0 | 0 | 0 | 0 | 0 | 0 | 0 | 0 | 29997.2468 | 0 | 0 | 0 | 0 | 0 | 0 | 0 | 0 | 0 | 278980.8824 | 0 | 0 | 0 | 0 | 0 | 0 | 0
2016-09-12 02:00 | 0 | 0 | 0 | 0 | 0 | 786230.9389 | 0 | 480759 | 0 | 0 | 0 | 0 | 294102.2064 | 0 | 0 | 0 | 0 | 0 | 0 | 0 | 3984801.905 | 0 | 0 | 0 | 0 | 0 | 0 | 0 | 0 | 0 | 0 | 26491.0565 | 0 | 0 | 0 | 0 | 0 | 0 | 0 | 0 | 0 | 278980.8824 | 0 | 0 | 0 | 0 | 0 | 0 | 0
2016-09-12 03:00 | 0 | 0 | 0 | 0 | 0 | 779135.6159 | 0 | 449727 | 0 | 0 | 0 | 0 | 382845.3582 | 0 | 0 | 0 | 0 | 0 | 0 | 0 | 4225467.3691 | 0 | 0 | 0 | 0 | 0 | 0 | 0 | 0 | 0 | 0 | 88743.1518 | 0 | 0 | 0 | 0 | 0 | 0 | 0 | 0 | 0 | 240665.4641 | 0 | 0 | 0 | 0 | 0 | 0 | 0
2016-09-12 04:00 | 0 | 0 | 0 | 0 | 0 | 610830.7306 | 0 | 420593 | 0 | 0 | 0 | 0 | 294102.2064 | 0 | 0 | 0 | 0 | 0 | 0 | 0 | 4504448.2515 | 0 | 0 | 0 | 0 | 0 | 0 | 0 | 0 | 0 | 0 | -88743.1518 | 0 | 0 | 0 | 0 | 0 | 0 | 0 | 0 | 0 | 278980.8824 | 0 | 0 | 0 | 0 | 0 | 0 | 0
2016-09-12 05:00 | 0 | 0 | 0 | 0 | 0 | 495674.8378 | 0 | 395761 | 0 | 0 | 0 | 0 | 382845.3582 | 0 | 0 | 0 | 0 | 0 | 0 | 0 | 4515618.9375 | 0 | 0 | 0 | 0 | 0 | 0 | 0 | 0 | 0 | 0 | 88743.1518 | 0 | 0 | 0 | 0 | 0 | 0 | 0 | 0 | 0 | 11170.686 | 0 | 0 | 0 | 0 | 0 | 0 | 0
2016-09-12 06:00 | 0 | 0 | 0 | 0 | 0 | 567927.7306 | 0 | 377690 | 0 | 0 | 0 | 0 | 294102.2064 | 0 | 0 | 0 | 0 | 0 | 0 | 0 | 4794599.82 | 0 | 0 | 0 | 0 | 0 | 0 | 0 | 0 | 0 | 0 | -88743.1518 | 0 | 0 | 0 | 0 | 0 | 0 | 0 | 0 | 0 | 278980.8824 | 0 | 0 | 0 | 0 | 0 | 0 | 0
2016-09-12 07:00 | 0 | 0 | 0 | 0 | 0 | 0 | 0 | 366274 | 0 | 0 | 0 | 0 | 205359.0546 | 0 | 0 | 0 | 0 | 0 | 0 | 0 | 4517068.9718 | 0 | 0 | 0 | 0 | 0 | 0 | 0 | 0 | 0 | 0 | -88743.1518 | 0 | 0 | 0 | 0 | 0 | 0 | 0 | 0 | 0 | -277530.8482 | 0 | 0 | 0 | 0 | 0 | 0 | 0
2016-09-12 08:00 | 0 | 0 | 0 | 0 | 0 | 627010.9667 | 0 | 363221 | 0 | 0 | 0 | 0 | 294102.2064 | 0 | 0 | 0 | 0 | 0 | 0 | 0 | 4692115.7866 | 0 | 0 | 0 | 0 | 0 | 0 | 0 | 0 | 0 | 0 | 88743.1518 | 0 | 0 | 0 | 0 | 0 | 0 | 0 | 0 | 0 | 175046.8149 | 0 | 0 | 0 | 0 | 0 | 0 | 0
2016-09-12 09:00 | 0 | 0 | 0 | 0 | 0 | 181597.2694 | 0 | 371835 | 0 | 0 | 0 | 0 | 382845.3582 | 0 | 0 | 0 | 0 | 0 | 0 | 0 | 4413134.9042 | 0 | 0 | 0 | 0 | 0 | 0 | 0 | 0 | 0 | 0 | 88743.1518 | 0 | 0 | 0 | 0 | 0 | 0 | 0 | 0 | 0 | -278980.8824 | 0 | 0 | 0 | 0 | 0 | 0 | 0
2016-09-12 10:00 | 0 | 0 | 0 | 0 | 0 | 27592.9658 | 0 | 395317 | 0 | 0 | 0 | 0 | 294102.2064 | 0 | 0 | 0 | 0 | 0 | 0 | 0 | 4134154.0218 | 0 | 0 | 0 | 0 | 0 | 0 | 0 | 0 | 0 | 0 | -88743.1518 | 0 | 0 | 0 | 0 | 0 | 0 | 0 | 0 | 0 | -278980.8824 | 0 | 0 | 0 | 0 | 0 | 0 | 0
2016-09-12 11:00 | 0 | 0 | 0 | 0 | 0 | 49441.9658 | 0 | 417166 | 0 | 0 | 0 | 0 | 205359.0546 | 0 | 0 | 0 | 0 | 0 | 0 | 0 | 3855173.1393 | 0 | 0 | 0 | 0 | 0 | 0 | 0 | 0 | 0 | 0 | -88743.1518 | 0 | 0 | 0 | 0 | 0 | 0 | 0 | 0 | 0 | -278980.8824 | 0 | 0 | 0 | 0 | 0 | 0 | 0
2016-09-12 12:00 | 0 | 0 | 0 | 0 | 0 | 499182.3152 | 26.4064 | 432034 | 0 | 0 | 0 | 0 | 294102.2064 | 0 | 0 | 0 | 0 | 0 | 0 | 0 | 3833604.7091 | 0 | 0 | 0 | 0 | 0 | 0 | 0 | 0 | 0 | 0 | 88743.1518 | 0 | 0 | 0 | 0 | 0 | 0 | 0 | 0 | 0 | -21568.4302 | 0 | 0 | 0 | 0 | 0 | 0 | 0
2016-09-12 13:00 | 0 | 0 | 0 | 0 | 0 | 404971.0355 | 88955.9551 | 452760 | 0 | 0 | 0 | 0 | 205359.0546 | 0 | 0 | 0 | 0 | 0 | 0 | 0 | 3963514.8515 | 0 | 0 | 0 | 0 | 0 | 0 | 0 | 0 | 0 | 0 | -88743.1518 | 0 | 0 | 0 | 0 | 0 | 0 | 0 | 0 | 0 | 129910.1423 | 0 | 0 | 0 | 0 | 0 | 0 | 0
2016-09-12 14:00 | 0 | 0 | 0 | 0 | 0 | 363445.8386 | 480680.1956 | 476402 | 0 | 0 | 0 | 0 | 294102.2064 | 0 | 0 | 0 | 0 | 0 | 0 | 0 | 4242495.7339 | 0 | 0 | 0 | 0 | 0 | 0 | 0 | 0 | 0 | 0 | 88743.1518 | 0 | 0 | 0 | 0 | 0 | 0 | 0 | 0 | 0 | 278980.8824 | 0 | 0 | 0 | 0 | 0 | 0 | 0
2016-09-12 15:00 | 0 | 0 | 0 | 0 | 0 | 184306.9628 | 683124.0714 | 499707 | 0 | 0 | 0 | 0 | 382845.3582 | 0 | 0 | 0 | 0 | 0 | 0 | 0 | 4521476.6164 | 0 | 0 | 0 | 0 | 0 | 0 | 0 | 0 | 0 | 0 | 88743.1518 | 0 | 0 | 0 | 0 | 0 | 0 | 0 | 0 | 0 | 278980.8824 | 0 | 0 | 0 | 0 | 0 | 0 | 0
2016-09-12 16:00 | 0 | 0 | 0 | 0 | 0 | 0 | 741918.358 | 521331 | 0 | 0 | 0 | 0 | 324451.8338 | 0 | 0 | 0 | 0 | 0 | 0 | 0 | 4800457.4988 | 0 | 0 | 0 | 0 | 0 | 0 | 0 | 0 | 0 | 0 | -58393.5244 | 0 | 0 | 0 | 0 | 0 | 0 | 0 | 0 | 0 | 278980.8824 | 0 | 0 | 0 | 0 | 0 | 0 | 0
2016-09-12 17:00 | 0 | 0 | 0 | 0 | 0 | 0 | 743815.1901 | 542091 | 0 | 0 | 0 | 0 | 247195.1414 | 0 | 0 | 0 | 0 | 0 | 0 | 0 | 5079438.3813 | 0 | 0 | 0 | 0 | 0 | 0 | 0 | 0 | 0 | 0 | -77256.6924 | 0 | 0 | 0 | 0 | 0 | 0 | 0 | 0 | 0 | 278980.8824 | 0 | 0 | 0 | 0 | 0 | 0 | 0
2016-09-12 18:00 | 0 | 0 | 0 | 0 | 0 | 157576.1339 | 728240.8135 | 559929 | 0 | 0 | 0 | 0 | 294102.2064 | 0 | 0 | 0 | 0 | 0 | 0 | 0 | 5358419.2637 | 0 | 0 | 0 | 0 | 0 | 0 | 0 | 0 | 0 | 0 | 46907.065 | 0 | 0 | 0 | 0 | 0 | 0 | 0 | 0 | 0 | 278980.8824 | 0 | 0 | 0 | 0 | 0 | 0 | 0
2016-09-12 19:00 | 0 | 0 | 0 | 0 | 0 | 57060.0402 | 705340.6904 | 572163 | 0 | 0 | 0 | 0 | 205359.0546 | 0 | 0 | 0 | 0 | 0 | 0 | 0 | 5637400.1462 | 0 | 0 | 0 | 0 | 0 | 0 | 0 | 0 | 0 | 0 | -88743.1518 | 0 | 0 | 0 | 0 | 0 | 0 | 0 | 0 | 0 | 278980.8824 | 0 | 0 | 0 | 0 | 0 | 0 | 0
2016-09-12 20:00 | 0 | 0 | 0 | 0 | 0 | 258903.9812 | 689092.0531 | 580272 | 0 | 0 | 0 | 0 | 294102.2064 | 0 | 0 | 0 | 0 | 0 | 0 | 0 | 5916381.0286 | 0 | 0 | 0 | 0 | 0 | 0 | 0 | 0 | 0 | 0 | 88743.1518 | 0 | 0 | 0 | 0 | 0 | 0 | 0 | 0 | 0 | 278980.8824 | 0 | 0 | 0 | 0 | 0 | 0 | 0
2016-09-12 21:00 | 0 | 0 | 0 | 0 | 0 | 284379.256 | 665552.7782 | 582208 | 0 | 0 | 0 | 0 | 382845.3582 | 0 | 0 | 0 | 0 | 0 | 0 | 0 | 6195361.911 | 0 | 0 | 0 | 0 | 0 | 0 | 0 | 0 | 0 | 0 | 88743.1518 | 0 | 0 | 0 | 0 | 0 | 0 | 0 | 0 | 0 | 278980.8824 | 0 | 0 | 0 | 0 | 0 | 0 | 0
2016-09-12 22:00 | 0 | 0 | 0 | 0 | 0 | 235708.6359 | 616989.2465 | 573717 | 0 | 0 | 0 | 0 | 382845.3582 | 0 | 0 | 0 | 0 | 0 | 0 | 0 | 6474342.7935 | 0 | 0 | 0 | 0 | 0 | 0 | 0 | 0 | 0 | 0 | 0 | 0 | 0 | 0 | 0 | 0 | 0 | 0 | 0 | 0 | 278980.8824 | 0 | 0 | 0 | 0 | 0 | 0 | 0
2016-09-12 23:00 | 0 | 0 | 0 | 0 | 0 | 243858.8838 | 508825.8468 | 562447 | 0 | 0 | 0 | 0 | 294102.2064 | 0 | 0 | 0 | 0 | 0 | 0 | 0 | 6753323.6759 | 0 | 0 | 0 | 0 | 0 | 0 | 0 | 0 | 0 | 0 | -88743.1518 | 0 | 0 | 0 | 0 | 0 | 0 | 0 | 0 | 0 | 278980.8824 | 0 | 0 | 0 | 0 | 0 | 0 | 0
2016-09-13 | 0 | 0 | 0 | 0 | 0 | 421307.6674 | 322270.0633 | 553340 | 0 | 0 | 0 | 0 | 205359.0546 | 0 | 0 | 0 | 0 | 0 | 0 | 0 | 7032304.5584 | 0 | 0 | 0 | 0 | 0 | 0 | 0 | 0 | 0 | 0 | -88743.1518 | 0 | 0 | 0 | 0 | 0 | 0 | 0 | 0 | 0 | 278980.8824 | 0 | 0 | 0 | 0 | 0 | 0 | 0
2016-09-13 01:00 | 0 | 0 | 0 | 0 | 0 | 524550.303 | 45178.6075 | 531862 | 0 | 0 | 0 | 0 | 294102.2064 | 0 | 0 | 0 | 0 | 0 | 0 | 0 | 6981428.3171 | 0 | 0 | 0 | 0 | 0 | 0 | 0 | 0 | 0 | 0 | 88743.1518 | 0 | 0 | 0 | 0 | 0 | 0 | 0 | 0 | 0 | -50876.2412 | 0 | 0 | 0 | 0 | 0 | 0 | 0
2016-09-13 02:00 | 0 | 0 | 0 | 0 | 0 | 504062.0698 | 0 | 499804 | 0 | 0 | 0 | 0 | 205359.0546 | 0 | 0 | 0 | 0 | 0 | 0 | 0 | 7074429.5387 | 0 | 0 | 0 | 0 | 0 | 0 | 0 | 0 | 0 | 0 | -88743.1518 | 0 | 0 | 0 | 0 | 0 | 0 | 0 | 0 | 0 | 93001.2216 | 0 | 0 | 0 | 0 | 0 | 0 | 0
2016-09-13 03:00 | 0 | 0 | 0 | 0 | 0 | 436476.4871 | 0 | 463720 | 0 | 0 | 0 | 0 | 294102.2064 | 0 | 0 | 0 | 0 | 0 | 0 | 0 | 6958442.874 | 0 | 0 | 0 | 0 | 0 | 0 | 0 | 0 | 0 | 0 | 88743.1518 | 0 | 0 | 0 | 0 | 0 | 0 | 0 | 0 | 0 | -115986.6647 | 0 | 0 | 0 | 0 | 0 | 0 | 0
2016-09-13 04:00 | 0 | 0 | 0 | 0 | 0 | 458415.5129 | 0 | 431172 | 0 | 0 | 0 | 0 | 205359.0546 | 0 | 0 | 0 | 0 | 0 | 0 | 0 | 7074429.5387 | 0 | 0 | 0 | 0 | 0 | 0 | 0 | 0 | 0 | 0 | -88743.1518 | 0 | 0 | 0 | 0 | 0 | 0 | 0 | 0 | 0 | 115986.6647 | 0 | 0 | 0 | 0 | 0 | 0 | 0
2016-09-13 05:00 | 0 | 0 | 0 | 0 | 0 | 215869.2694 | 0 | 406107 | 0 | 0 | 0 | 0 | 294102.2064 | 0 | 0 | 0 | 0 | 0 | 0 | 0 | 6795448.6563 | 0 | 0 | 0 | 0 | 0 | 0 | 0 | 0 | 0 | 0 | 88743.1518 | 0 | 0 | 0 | 0 | 0 | 0 | 0 | 0 | 0 | -278980.8824 | 0 | 0 | 0 | 0 | 0 | 0 | 0
2016-09-13 06:00 | 0 | 0 | 0 | 0 | 0 | 405550.4168 | 0 | 388315 | 0 | 0 | 0 | 0 | 382845.3582 | 0 | 0 | 0 | 0 | 0 | 0 | 0 | 6723940.9213 | 0 | 0 | 0 | 0 | 0 | 0 | 0 | 0 | 0 | 0 | 88743.1518 | 0 | 0 | 0 | 0 | 0 | 0 | 0 | 0 | 0 | -71507.735 | 0 | 0 | 0 | 0 | 0 | 0 | 0
2016-09-13 07:00 | 0 | 0 | 0 | 0 | 0 | 382893.8947 | 0 | 376303 | 0 | 0 | 0 | 0 | 294102.2064 | 0 | 0 | 0 | 0 | 0 | 0 | 0 | 6819274.9678 | 0 | 0 | 0 | 0 | 0 | 0 | 0 | 0 | 0 | 0 | -88743.1518 | 0 | 0 | 0 | 0 | 0 | 0 | 0 | 0 | 0 | 95334.0465 | 0 | 0 | 0 | 0 | 0 | 0 | 0
2016-09-13 08:00 | 0 | 0 | 0 | 0 | 0 | 183146.2694 | 0 | 373384 | 0 | 0 | 0 | 0 | 382845.3582 | 0 | 0 | 0 | 0 | 0 | 0 | 0 | 6540294.0853 | 0 | 0 | 0 | 0 | 0 | 0 | 0 | 0 | 0 | 0 | 88743.1518 | 0 | 0 | 0 | 0 | 0 | 0 | 0 | 0 | 0 | -278980.8824 | 0 | 0 | 0 | 0 | 0 | 0 | 0
2016-09-13 09:00 | 0 | 0 | 0 | 0 | 0 | 328091.0779 | 0 | 381489 | 0 | 0 | 0 | 0 | 382845.3582 | 0 | 0 | 0 | 0 | 0 | 0 | 0 | 6486896.1632 | 0 | 0 | 0 | 0 | 0 | 0 | 0 | 0 | 0 | 0 | 0 | 0 | 0 | 0 | 0 | 0 | 0 | 0 | 0 | 0 | -53397.9221 | 0 | 0 | 0 | 0 | 0 | 0 | 0
2016-09-13 10:00 | 0 | 0 | 0 | 0 | 0 | 37527.9658 | 0 | 405252 | 0 | 0 | 0 | 0 | 294102.2064 | 0 | 0 | 0 | 0 | 0 | 0 | 0 | 6207915.2808 | 0 | 0 | 0 | 0 | 0 | 0 | 0 | 0 | 0 | 0 | -88743.1518 | 0 | 0 | 0 | 0 | 0 | 0 | 0 | 0 | 0 | -278980.8824 | 0 | 0 | 0 | 0 | 0 | 0 | 0
2016-09-13 11:00 | 0 | 0 | 0 | 0 | 0 | 60235.9658 | 0 | 427960 | 0 | 0 | 0 | 0 | 205359.0546 | 0 | 0 | 0 | 0 | 0 | 0 | 0 | 5928934.3983 | 0 | 0 | 0 | 0 | 0 | 0 | 0 | 0 | 0 | 0 | -88743.1518 | 0 | 0 | 0 | 0 | 0 | 0 | 0 | 0 | 0 | -278980.8824 | 0 | 0 | 0 | 0 | 0 | 0 | 0
2016-09-13 12:00 | 0 | 0 | 0 | 0 | 0 | 235422.8025 | 3.8038 | 443105 | 0 | 0 | 0 | 0 | 116615.9029 | 0 | 0 | 0 | 0 | 0 | 0 | 0 | 5809999.1564 | 0 | 0 | 0 | 0 | 0 | 0 | 0 | 0 | 0 | 0 | -88743.1518 | 0 | 0 | 0 | 0 | 0 | 0 | 0 | 0 | 0 | -118935.2419 | 0 | 0 | 0 | 0 | 0 | 0 | 0
2016-09-13 13:00 | 0 | 0 | 0 | 0 | 0 | 191918.1471 | 103486.5853 | 463253 | 0 | 0 | 0 | 0 | 205359.0546 | 0 | 0 | 0 | 0 | 0 | 0 | 0 | 5553407.7369 | 0 | 0 | 0 | 0 | 0 | 0 | 0 | 0 | 0 | 0 | 88743.1518 | 0 | 0 | 0 | 0 | 0 | 0 | 0 | 0 | 0 | -256591.4195 | 0 | 0 | 0 | 0 | 0 | 0 | 0
2016-09-13 14:00 | 0 | 0 | 0 | 0 | 0 | 0 | 510992.3325 | 485936 | 0 | 0 | 0 | 0 | 287384.855 | 0 | 0 | 0 | 0 | 0 | 0 | 0 | 5496438.2691 | 0 | 0 | 0 | 0 | 0 | 0 | 0 | 0 | 0 | 0 | 82025.8003 | 0 | 0 | 0 | 0 | 0 | 0 | 0 | 0 | 0 | -56969.4678 | 0 | 0 | 0 | 0 | 0 | 0 | 0
2016-09-13 15:00 | 0 | 0 | 0 | 0 | 0 | 0 | 717622.8 | 507323 | 0 | 0 | 0 | 0 | 218703.7726 | 0 | 0 | 0 | 0 | 0 | 0 | 0 | 5775419.1516 | 0 | 0 | 0 | 0 | 0 | 0 | 0 | 0 | 0 | 0 | -68681.0824 | 0 | 0 | 0 | 0 | 0 | 0 | 0 | 0 | 0 | 278980.8824 | 0 | 0 | 0 | 0 | 0 | 0 | 0
2016-09-13 16:00 | 0 | 0 | 0 | 0 | 0 | 0 | 770142.3828 | 529282 | 0 | 0 | 0 | 0 | 180583.273 | 0 | 0 | 0 | 0 | 0 | 0 | 0 | 6054400.034 | 0 | 0 | 0 | 0 | 0 | 0 | 0 | 0 | 0 | 0 | -38120.4996 | 0 | 0 | 0 | 0 | 0 | 0 | 0 | 0 | 0 | 278980.8824 | 0 | 0 | 0 | 0 | 0 | 0 | 0
2016-09-13 17:00 | 0 | 0 | 0 | 0 | 0 | 0 | 764809.5123 | 549796 | 0 | 0 | 0 | 0 | 116615.9029 | 0 | 0 | 0 | 0 | 0 | 0 | 0 | 6333380.9164 | 0 | 0 | 0 | 0 | 0 | 0 | 0 | 0 | 0 | 0 | -63967.3701 | 0 | 0 | 0 | 0 | 0 | 0 | 0 | 0 | 0 | 278980.8824 | 0 | 0 | 0 | 0 | 0 | 0 | 0
2016-09-13 18:00 | 0 | 0 | 0 | 0 | 0 | 0 | 742036.3371 | 566080 | 0 | 0 | 0 | 0 | 205359.0546 | 0 | 0 | 0 | 0 | 0 | 0 | 0 | 6420594.1017 | 0 | 0 | 0 | 0 | 0 | 0 | 0 | 0 | 0 | 0 | 88743.1518 | 0 | 0 | 0 | 0 | 0 | 0 | 0 | 0 | 0 | 87213.1853 | 0 | 0 | 0 | 0 | 0 | 0 | 0
2016-09-13 19:00 | 0 | 0 | 0 | 0 | 0 | 0 | 721567.1013 | 577699 | 0 | 0 | 0 | 0 | 294102.2064 | 0 | 0 | 0 | 0 | 0 | 0 | 0 | 6475719.0512 | 0 | 0 | 0 | 0 | 0 | 0 | 0 | 0 | 0 | 0 | 88743.1518 | 0 | 0 | 0 | 0 | 0 | 0 | 0 | 0 | 0 | 55124.9495 | 0 | 0 | 0 | 0 | 0 | 0 | 0
2016-09-13 20:00 | 0 | 0 | 0 | 0 | 0 | 0 | 708988.4717 | 585213 | 0 | 0 | 0 | 0 | 382845.3582 | 0 | 0 | 0 | 0 | 0 | 0 | 0 | 6510751.3711 | 0 | 0 | 0 | 0 | 0 | 0 | 0 | 0 | 0 | 0 | 88743.1518 | 0 | 0 | 0 | 0 | 0 | 0 | 0 | 0 | 0 | 35032.3199 | 0 | 0 | 0 | 0 | 0 | 0 | 0
2016-09-13 21:00 | 0 | 0 | 0 | 0 | 0 | 0 | 684389.462 | 586393 | 0 | 0 | 0 | 0 | 294102.2064 | 0 | 0 | 0 | 0 | 0 | 0 | 0 | 6697490.9849 | 0 | 0 | 0 | 0 | 0 | 0 | 0 | 0 | 0 | 0 | -88743.1518 | 0 | 0 | 0 | 0 | 0 | 0 | 0 | 0 | 0 | 186739.6138 | 0 | 0 | 0 | 0 | 0 | 0 | 0
2016-09-13 22:00 | 0 | 0 | 0 | 0 | 0 | 0 | 627641.8744 | 576414 | 0 | 0 | 0 | 0 | 294102.2064 | 0 | 0 | 0 | 0 | 0 | 0 | 0 | 6748718.8593 | 0 | 0 | 0 | 0 | 0 | 0 | 0 | 0 | 0 | 0 | 0 | 0 | 0 | 0 | 0 | 0 | 0 | 0 | 0 | 0 | 51227.8744 | 0 | 0 | 0 | 0 | 0 | 0 | 0
2016-09-13 23:00 | 0 | 0 | 0 | 0 | 0 | 0 | 491057.7619 | 564411 | 0 | 0 | 0 | 0 | 382845.3582 | 0 | 0 | 0 | 0 | 0 | 0 | 0 | 6586622.4694 | 0 | 0 | 0 | 0 | 0 | 0 | 0 | 0 | 0 | 0 | 88743.1518 | 0 | 0 | 0 | 0 | 0 | 0 | 0 | 0 | 0 | -162096.3899 | 0 | 0 | 0 | 0 | 0 | 0 | 0
2016-09-14 | 0 | 0 | 0 | 0 | 0 | 0 | 267412.0408 | 557510 | 0 | 0 | 0 | 0 | 328181.5072 | 0 | 0 | 0 | 0 | 0 | 0 | 0 | 6351188.3612 | 0 | 0 | 0 | 0 | 0 | 0 | 0 | 0 | 0 | 0 | -54663.851 | 0 | 0 | 0 | 0 | 0 | 0 | 0 | 0 | 0 | -235434.1082 | 0 | 0 | 0 | 0 | 0 | 0 | 0
2016-09-14 01:00 | 0 | 0 | 0 | 0 | 0 | 234644.2172 | 32483.5779 | 538277 | 0 | 0 | 0 | 0 | 239438.3554 | 0 | 0 | 0 | 0 | 0 | 0 | 0 | 6168782.3082 | 0 | 0 | 0 | 0 | 0 | 0 | 0 | 0 | 0 | 0 | -88743.1518 | 0 | 0 | 0 | 0 | 0 | 0 | 0 | 0 | 0 | -182406.053 | 0 | 0 | 0 | 0 | 0 | 0 | 0
2016-09-14 02:00 | 0 | 0 | 0 | 0 | 0 | 240560.9809 | 0 | 509253 | 0 | 0 | 0 | 0 | 150695.2036 | 0 | 0 | 0 | 0 | 0 | 0 | 0 | 5988833.4409 | 0 | 0 | 0 | 0 | 0 | 0 | 0 | 0 | 0 | 0 | -88743.1518 | 0 | 0 | 0 | 0 | 0 | 0 | 0 | 0 | 0 | -179948.8673 | 0 | 0 | 0 | 0 | 0 | 0 | 0
2016-09-14 03:00 | 0 | 0 | 0 | 0 | 0 | 248686.9686 | 0 | 473004 | 0 | 0 | 0 | 0 | 205359.0546 | 0 | 0 | 0 | 0 | 0 | 0 | 0 | 5709852.5584 | 0 | 0 | 0 | 0 | 0 | 0 | 0 | 0 | 0 | 0 | 54663.851 | 0 | 0 | 0 | 0 | 0 | 0 | 0 | 0 | 0 | -278980.8824 | 0 | 0 | 0 | 0 | 0 | 0 | 0
2016-09-14 04:00 | 0 | 0 | 0 | 0 | 0 | 266549.4392 | 0 | 438738 | 0 | 0 | 0 | 0 | 294102.2064 | 0 | 0 | 0 | 0 | 0 | 0 | 0 | 5448920.8458 | 0 | 0 | 0 | 0 | 0 | 0 | 0 | 0 | 0 | 0 | 88743.1518 | 0 | 0 | 0 | 0 | 0 | 0 | 0 | 0 | 0 | -260931.7126 | 0 | 0 | 0 | 0 | 0 | 0 | 0
2016-09-14 05:00 | 0 | 0 | 0 | 0 | 0 | 221478.2694 | 0 | 411716 | 0 | 0 | 0 | 0 | 382845.3582 | 0 | 0 | 0 | 0 | 0 | 0 | 0 | 5169939.9634 | 0 | 0 | 0 | 0 | 0 | 0 | 0 | 0 | 0 | 0 | 88743.1518 | 0 | 0 | 0 | 0 | 0 | 0 | 0 | 0 | 0 | -278980.8824 | 0 | 0 | 0 | 0 | 0 | 0 | 0
2016-09-14 06:00 | 0 | 0 | 0 | 0 | 0 | 284142.986 | 0 | 392440 | 0 | 0 | 0 | 0 | 294102.2064 | 0 | 0 | 0 | 0 | 0 | 0 | 0 | 5150386.1012 | 0 | 0 | 0 | 0 | 0 | 0 | 0 | 0 | 0 | 0 | -88743.1518 | 0 | 0 | 0 | 0 | 0 | 0 | 0 | 0 | 0 | -19553.8622 | 0 | 0 | 0 | 0 | 0 | 0 | 0
2016-09-14 07:00 | 0 | 0 | 0 | 0 | 0 | 288997.2435 | 0 | 381027 | 0 | 0 | 0 | 0 | 294102.2064 | 0 | 0 | 0 | 0 | 0 | 0 | 0 | 5058356.3447 | 0 | 0 | 0 | 0 | 0 | 0 | 0 | 0 | 0 | 0 | 0 | 0 | 0 | 0 | 0 | 0 | 0 | 0 | 0 | 0 | -92029.7565 | 0 | 0 | 0 | 0 | 0 | 0 | 0
2016-09-14 08:00 | 0 | 0 | 0 | 0 | 0 | 186986.2694 | 0 | 377224 | 0 | 0 | 0 | 0 | 382845.3582 | 0 | 0 | 0 | 0 | 0 | 0 | 0 | 4779375.4622 | 0 | 0 | 0 | 0 | 0 | 0 | 0 | 0 | 0 | 0 | 88743.1518 | 0 | 0 | 0 | 0 | 0 | 0 | 0 | 0 | 0 | -278980.8824 | 0 | 0 | 0 | 0 | 0 | 0 | 0
2016-09-14 09:00 | 0 | 0 | 0 | 0 | 0 | 18047.9658 | 0 | 385772 | 0 | 0 | 0 | 0 | 294102.2064 | 0 | 0 | 0 | 0 | 0 | 0 | 0 | 4500394.5798 | 0 | 0 | 0 | 0 | 0 | 0 | 0 | 0 | 0 | 0 | -88743.1518 | 0 | 0 | 0 | 0 | 0 | 0 | 0 | 0 | 0 | -278980.8824 | 0 | 0 | 0 | 0 | 0 | 0 | 0
2016-09-14 10:00 | 0 | 0 | 0 | 0 | 0 | 247675.9206 | 0 | 410618 | 0 | 0 | 0 | 0 | 382845.3582 | 0 | 0 | 0 | 0 | 0 | 0 | 0 | 4248709.3486 | 0 | 0 | 0 | 0 | 0 | 0 | 0 | 0 | 0 | 0 | 88743.1518 | 0 | 0 | 0 | 0 | 0 | 0 | 0 | 0 | 0 | -251685.2312 | 0 | 0 | 0 | 0 | 0 | 0 | 0
2016-09-14 11:00 | 0 | 0 | 0 | 0 | 0 | 66273.9658 | 0 | 433998 | 0 | 0 | 0 | 0 | 294102.2064 | 0 | 0 | 0 | 0 | 0 | 0 | 0 | 3969728.4662 | 0 | 0 | 0 | 0 | 0 | 0 | 0 | 0 | 0 | 0 | -88743.1518 | 0 | 0 | 0 | 0 | 0 | 0 | 0 | 0 | 0 | -278980.8824 | 0 | 0 | 0 | 0 | 0 | 0 | 0
2016-09-14 12:00 | 0 | 0 | 0 | 0 | 0 | 206377.5756 | 13.0984 | 451544 | 0 | 0 | 0 | 0 | 327929.7629 | 0 | 0 | 0 | 0 | 0 | 0 | 0 | 3690747.5837 | 0 | 0 | 0 | 0 | 0 | 0 | 0 | 0 | 0 | 0 | 33827.5564 | 0 | 0 | 0 | 0 | 0 | 0 | 0 | 0 | 0 | -278980.8824 | 0 | 0 | 0 | 0 | 0 | 0 | 0
2016-09-14 13:00 | 0 | 0 | 0 | 0 | 0 | 113329.4734 | 65717.07 | 472214 | 0 | 0 | 0 | 0 | 294102.2064 | 0 | 0 | 0 | 0 | 0 | 0 | 0 | 3431407.6836 | 0 | 0 | 0 | 0 | 0 | 0 | 0 | 0 | 0 | 0 | -33827.5564 | 0 | 0 | 0 | 0 | 0 | 0 | 0 | 0 | 0 | -259339.9001 | 0 | 0 | 0 | 0 | 0 | 0 | 0
2016-09-14 14:00 | 0 | 0 | 0 | 0 | 0 | 131964.023 | 436744.1245 | 496004 | 0 | 0 | 0 | 0 | 382845.3582 | 0 | 0 | 0 | 0 | 0 | 0 | 0 | 3415368.6794 | 0 | 0 | 0 | 0 | 0 | 0 | 0 | 0 | 0 | 0 | 88743.1518 | 0 | 0 | 0 | 0 | 0 | 0 | 0 | 0 | 0 | -16039.0042 | 0 | 0 | 0 | 0 | 0 | 0 | 0
2016-09-14 15:00 | 0 | 0 | 0 | 0 | 0 | 0 | 674882.0691 | 519969 | 0 | 0 | 0 | 0 | 294102.2064 | 0 | 0 | 0 | 0 | 0 | 0 | 0 | 3659024.9003 | 0 | 0 | 0 | 0 | 0 | 0 | 0 | 0 | 0 | 0 | -88743.1518 | 0 | 0 | 0 | 0 | 0 | 0 | 0 | 0 | 0 | 243656.2209 | 0 | 0 | 0 | 0 | 0 | 0 | 0
2016-09-14 16:00 | 0 | 0 | 0 | 0 | 0 | 0 | 734066.7443 | 542546 | 0 | 0 | 0 | 0 | 382845.3582 | 0 | 0 | 0 | 0 | 0 | 0 | 0 | 3761802.4929 | 0 | 0 | 0 | 0 | 0 | 0 | 0 | 0 | 0 | 0 | 88743.1518 | 0 | 0 | 0 | 0 | 0 | 0 | 0 | 0 | 0 | 102777.5925 | 0 | 0 | 0 | 0 | 0 | 0 | 0
2016-09-14 17:00 | 0 | 0 | 0 | 0 | 0 | 0 | 742736.7109 | 563715 | 0 | 0 | 0 | 0 | 294102.2064 | 0 | 0 | 0 | 0 | 0 | 0 | 0 | 4029567.3555 | 0 | 0 | 0 | 0 | 0 | 0 | 0 | 0 | 0 | 0 | -88743.1518 | 0 | 0 | 0 | 0 | 0 | 0 | 0 | 0 | 0 | 267764.8627 | 0 | 0 | 0 | 0 | 0 | 0 | 0
2016-09-14 18:00 | 0 | 0 | 0 | 0 | 0 | 0 | 735843.5372 | 579326 | 0 | 0 | 0 | 0 | 382845.3582 | 0 | 0 | 0 | 0 | 0 | 0 | 0 | 4097341.741 | 0 | 0 | 0 | 0 | 0 | 0 | 0 | 0 | 0 | 0 | 88743.1518 | 0 | 0 | 0 | 0 | 0 | 0 | 0 | 0 | 0 | 67774.3854 | 0 | 0 | 0 | 0 | 0 | 0 | 0
2016-09-14 19:00 | 0 | 0 | 0 | 0 | 0 | 108544.1727 | 726298.7133 | 590339 | 0 | 0 | 0 | 0 | 382845.3582 | 0 | 0 | 0 | 0 | 0 | 0 | 0 | 4341845.6269 | 0 | 0 | 0 | 0 | 0 | 0 | 0 | 0 | 0 | 0 | 0 | 0 | 0 | 0 | 0 | 0 | 0 | 0 | 0 | 0 | 244503.8859 | 0 | 0 | 0 | 0 | 0 | 0 | 0
2016-09-14 20:00 | 0 | 0 | 0 | 0 | 0 | 0 | 727344.4401 | 597164 | 0 | 0 | 0 | 0 | 294102.2064 | 0 | 0 | 0 | 0 | 0 | 0 | 0 | 4560769.2188 | 0 | 0 | 0 | 0 | 0 | 0 | 0 | 0 | 0 | 0 | -88743.1518 | 0 | 0 | 0 | 0 | 0 | 0 | 0 | 0 | 0 | 218923.5919 | 0 | 0 | 0 | 0 | 0 | 0 | 0
2016-09-14 21:00 | 0 | 0 | 0 | 0 | 0 | 0 | 714682.7623 | 596445 | 0 | 0 | 0 | 0 | 382845.3582 | 0 | 0 | 0 | 0 | 0 | 0 | 0 | 4590263.8293 | 0 | 0 | 0 | 0 | 0 | 0 | 0 | 0 | 0 | 0 | 88743.1518 | 0 | 0 | 0 | 0 | 0 | 0 | 0 | 0 | 0 | 29494.6105 | 0 | 0 | 0 | 0 | 0 | 0 | 0
2016-09-14 22:00 | 0 | 0 | 0 | 0 | 0 | 0 | 671083.3542 | 585395 | 0 | 0 | 0 | 0 | 294102.2064 | 0 | 0 | 0 | 0 | 0 | 0 | 0 | 4764695.3353 | 0 | 0 | 0 | 0 | 0 | 0 | 0 | 0 | 0 | 0 | -88743.1518 | 0 | 0 | 0 | 0 | 0 | 0 | 0 | 0 | 0 | 174431.506 | 0 | 0 | 0 | 0 | 0 | 0 | 0
2016-09-14 23:00 | 0 | 0 | 0 | 0 | 0 | 0 | 561026.6266 | 572760 | 0 | 0 | 0 | 0 | 205359.0546 | 0 | 0 | 0 | 0 | 0 | 0 | 0 | 4841705.1136 | 0 | 0 | 0 | 0 | 0 | 0 | 0 | 0 | 0 | 0 | -88743.1518 | 0 | 0 | 0 | 0 | 0 | 0 | 0 | 0 | 0 | 77009.7783 | 0 | 0 | 0 | 0 | 0 | 0 | 0
2016-09-15 | 0 | 0 | 0 | 0 | 0 | 292854.7867 | 353701.3232 | 562942 | 0 | 0 | 0 | 0 | 294102.2064 | 0 | 0 | 0 | 0 | 0 | 0 | 0 | 4836576.0718 | 0 | 0 | 0 | 0 | 0 | 0 | 0 | 0 | 0 | 0 | 88743.1518 | 0 | 0 | 0 | 0 | 0 | 0 | 0 | 0 | 0 | -5129.0419 | 0 | 0 | 0 | 0 | 0 | 0 | 0
2016-09-15 01:00 | 0 | 0 | 0 | 0 | 0 | 420832.7229 | 38202.9756 | 541029 | 0 | 0 | 0 | 0 | 382845.3582 | 0 | 0 | 0 | 0 | 0 | 0 | 0 | 4665839.6185 | 0 | 0 | 0 | 0 | 0 | 0 | 0 | 0 | 0 | 0 | 88743.1518 | 0 | 0 | 0 | 0 | 0 | 0 | 0 | 0 | 0 | -170736.4533 | 0 | 0 | 0 | 0 | 0 | 0 | 0
2016-09-15 02:00 | 0 | 0 | 0 | 0 | 0 | 435310.7984 | 0 | 508860 | 0 | 0 | 0 | 0 | 294102.2064 | 0 | 0 | 0 | 0 | 0 | 0 | 0 | 4681033.5687 | 0 | 0 | 0 | 0 | 0 | 0 | 0 | 0 | 0 | 0 | -88743.1518 | 0 | 0 | 0 | 0 | 0 | 0 | 0 | 0 | 0 | 15193.9502 | 0 | 0 | 0 | 0 | 0 | 0 | 0
2016-09-15 03:00 | 0 | 0 | 0 | 0 | 0 | 416467.6773 | 0 | 471861 | 0 | 0 | 0 | 0 | 382845.3582 | 0 | 0 | 0 | 0 | 0 | 0 | 0 | 4536897.0942 | 0 | 0 | 0 | 0 | 0 | 0 | 0 | 0 | 0 | 0 | 88743.1518 | 0 | 0 | 0 | 0 | 0 | 0 | 0 | 0 | 0 | -144136.4745 | 0 | 0 | 0 | 0 | 0 | 0 | 0
2016-09-15 04:00 | 0 | 0 | 0 | 0 | 0 | 393556.3666 | 0 | 437274 | 0 | 0 | 0 | 0 | 294102.2064 | 0 | 0 | 0 | 0 | 0 | 0 | 0 | 4581922.6126 | 0 | 0 | 0 | 0 | 0 | 0 | 0 | 0 | 0 | 0 | -88743.1518 | 0 | 0 | 0 | 0 | 0 | 0 | 0 | 0 | 0 | 45025.5184 | 0 | 0 | 0 | 0 | 0 | 0 | 0
2016-09-15 05:00 | 0 | 0 | 0 | 0 | 0 | 374663.7681 | 0 | 409873 | 0 | 0 | 0 | 0 | 205359.0546 | 0 | 0 | 0 | 0 | 0 | 0 | 0 | 4635456.5325 | 0 | 0 | 0 | 0 | 0 | 0 | 0 | 0 | 0 | 0 | -88743.1518 | 0 | 0 | 0 | 0 | 0 | 0 | 0 | 0 | 0 | 53533.9199 | 0 | 0 | 0 | 0 | 0 | 0 | 0
2016-09-15 06:00 | 0 | 0 | 0 | 0 | 0 | 200158.2694 | 0 | 390396 | 0 | 0 | 0 | 0 | 294102.2064 | 0 | 0 | 0 | 0 | 0 | 0 | 0 | 4356475.6501 | 0 | 0 | 0 | 0 | 0 | 0 | 0 | 0 | 0 | 0 | 88743.1518 | 0 | 0 | 0 | 0 | 0 | 0 | 0 | 0 | 0 | -278980.8824 | 0 | 0 | 0 | 0 | 0 | 0 | 0
2016-09-15 07:00 | 0 | 0 | 0 | 0 | 0 | 187472.2694 | 0 | 377710 | 0 | 0 | 0 | 0 | 382845.3582 | 0 | 0 | 0 | 0 | 0 | 0 | 0 | 4077494.7676 | 0 | 0 | 0 | 0 | 0 | 0 | 0 | 0 | 0 | 0 | 88743.1518 | 0 | 0 | 0 | 0 | 0 | 0 | 0 | 0 | 0 | -278980.8824 | 0 | 0 | 0 | 0 | 0 | 0 | 0
2016-09-15 08:00 | 0 | 0 | 0 | 0 | 0 | 5132.9658 | 0 | 372857 | 0 | 0 | 0 | 0 | 294102.2064 | 0 | 0 | 0 | 0 | 0 | 0 | 0 | 3798513.8852 | 0 | 0 | 0 | 0 | 0 | 0 | 0 | 0 | 0 | 0 | -88743.1518 | 0 | 0 | 0 | 0 | 0 | 0 | 0 | 0 | 0 | -278980.8824 | 0 | 0 | 0 | 0 | 0 | 0 | 0
2016-09-15 09:00 | 0 | 0 | 0 | 0 | 0 | 314655.2353 | 0 | 380669 | 0 | 0 | 0 | 0 | 382845.3582 | 0 | 0 | 0 | 0 | 0 | 0 | 0 | 3643756.9687 | 0 | 0 | 0 | 0 | 0 | 0 | 0 | 0 | 0 | 0 | 88743.1518 | 0 | 0 | 0 | 0 | 0 | 0 | 0 | 0 | 0 | -154756.9165 | 0 | 0 | 0 | 0 | 0 | 0 | 0
2016-09-15 10:00 | 0 | 0 | 0 | 0 | 0 | 37351.9658 | 0 | 405076 | 0 | 0 | 0 | 0 | 294102.2064 | 0 | 0 | 0 | 0 | 0 | 0 | 0 | 3364776.0862 | 0 | 0 | 0 | 0 | 0 | 0 | 0 | 0 | 0 | 0 | -88743.1518 | 0 | 0 | 0 | 0 | 0 | 0 | 0 | 0 | 0 | -278980.8824 | 0 | 0 | 0 | 0 | 0 | 0 | 0
2016-09-15 11:00 | 0 | 0 | 0 | 0 | 0 | 301015.5916 | 0 | 426605 | 0 | 0 | 0 | 0 | 205359.0546 | 0 | 0 | 0 | 0 | 0 | 0 | 0 | 3327929.8296 | 0 | 0 | 0 | 0 | 0 | 0 | 0 | 0 | 0 | 0 | -88743.1518 | 0 | 0 | 0 | 0 | 0 | 0 | 0 | 0 | 0 | -36846.2566 | 0 | 0 | 0 | 0 | 0 | 0 | 0
2016-09-15 12:00 | 0 | 0 | 0 | 0 | 0 | 251136.5406 | 8.7288 | 441383 | 0 | 0 | 0 | 0 | 294102.2064 | 0 | 0 | 0 | 0 | 0 | 0 | 0 | 3048948.9472 | 0 | 0 | 0 | 0 | 0 | 0 | 0 | 0 | 0 | 0 | 88743.1518 | 0 | 0 | 0 | 0 | 0 | 0 | 0 | 0 | 0 | -278980.8824 | 0 | 0 | 0 | 0 | 0 | 0 | 0
2016-09-15 13:00 | 0 | 0 | 0 | 0 | 0 | 184504.2804 | 73397.9662 | 461221 | 0 | 0 | 0 | 0 | 369764.3355 | 0 | 0 | 0 | 0 | 0 | 0 | 0 | 2769968.0647 | 0 | 0 | 0 | 0 | 0 | 0 | 0 | 0 | 0 | 0 | 75662.129 | 0 | 0 | 0 | 0 | 0 | 0 | 0 | 0 | 0 | -278980.8824 | 0 | 0 | 0 | 0 | 0 | 0 | 0
2016-09-15 14:00 | 0 | 0 | 0 | 0 | 0 | 0 | 505143.4658 | 483767 | 0 | 0 | 0 | 0 | 382845.3582 | 0 | 0 | 0 | 0 | 0 | 0 | 0 | 2778263.5078 | 0 | 0 | 0 | 0 | 0 | 0 | 0 | 0 | 0 | 0 | 13081.0228 | 0 | 0 | 0 | 0 | 0 | 0 | 0 | 0 | 0 | 8295.443 | 0 | 0 | 0 | 0 | 0 | 0 | 0
2016-09-15 15:00 | 0 | 0 | 0 | 0 | 0 | 0 | 743463.5435 | 506225 | 0 | 0 | 0 | 0 | 341103.0193 | 0 | 0 | 0 | 0 | 0 | 0 | 0 | 3057244.3902 | 0 | 0 | 0 | 0 | 0 | 0 | 0 | 0 | 0 | 0 | -41742.339 | 0 | 0 | 0 | 0 | 0 | 0 | 0 | 0 | 0 | 278980.8824 | 0 | 0 | 0 | 0 | 0 | 0 | 0
2016-09-15 16:00 | 0 | 0 | 0 | 0 | 0 | 0 | 770847.4983 | 526880 | 0 | 0 | 0 | 0 | 306089.6351 | 0 | 0 | 0 | 0 | 0 | 0 | 0 | 3336225.2727 | 0 | 0 | 0 | 0 | 0 | 0 | 0 | 0 | 0 | 0 | -35013.3842 | 0 | 0 | 0 | 0 | 0 | 0 | 0 | 0 | 0 | 278980.8824 | 0 | 0 | 0 | 0 | 0 | 0 | 0
2016-09-15 17:00 | 0 | 0 | 0 | 0 | 0 | 0 | 766314.9268 | 546504 | 0 | 0 | 0 | 0 | 382845.3582 | 0 | 0 | 0 | 0 | 0 | 0 | 0 | 3479280.4763 | 0 | 0 | 0 | 0 | 0 | 0 | 0 | 0 | 0 | 0 | 76755.7231 | 0 | 0 | 0 | 0 | 0 | 0 | 0 | 0 | 0 | 143055.2037 | 0 | 0 | 0 | 0 | 0 | 0 | 0
2016-09-15 18:00 | 0 | 0 | 0 | 0 | 0 | 0 | 752181.2355 | 561739 | 0 | 0 | 0 | 0 | 382845.3582 | 0 | 0 | 0 | 0 | 0 | 0 | 0 | 3669722.7118 | 0 | 0 | 0 | 0 | 0 | 0 | 0 | 0 | 0 | 0 | 0 | 0 | 0 | 0 | 0 | 0 | 0 | 0 | 0 | 0 | 190442.2355 | 0 | 0 | 0 | 0 | 0 | 0 | 0
2016-09-15 19:00 | 0 | 0 | 0 | 0 | 0 | 0 | 737882.4861 | 572572 | 0 | 0 | 0 | 0 | 294102.2064 | 0 | 0 | 0 | 0 | 0 | 0 | 0 | 3923776.3498 | 0 | 0 | 0 | 0 | 0 | 0 | 0 | 0 | 0 | 0 | -88743.1518 | 0 | 0 | 0 | 0 | 0 | 0 | 0 | 0 | 0 | 254053.6379 | 0 | 0 | 0 | 0 | 0 | 0 | 0
2016-09-15 20:00 | 0 | 0 | 0 | 0 | 0 | 0 | 738280.0443 | 579275 | 0 | 0 | 0 | 0 | 294102.2064 | 0 | 0 | 0 | 0 | 0 | 0 | 0 | 4082781.394 | 0 | 0 | 0 | 0 | 0 | 0 | 0 | 0 | 0 | 0 | 0 | 0 | 0 | 0 | 0 | 0 | 0 | 0 | 0 | 0 | 159005.0443 | 0 | 0 | 0 | 0 | 0 | 0 | 0
2016-09-15 21:00 | 0 | 0 | 0 | 0 | 0 | 0 | 737413.6411 | 579583 | 0 | 0 | 0 | 0 | 382845.3582 | 0 | 0 | 0 | 0 | 0 | 0 | 0 | 4151868.8834 | 0 | 0 | 0 | 0 | 0 | 0 | 0 | 0 | 0 | 0 | 88743.1518 | 0 | 0 | 0 | 0 | 0 | 0 | 0 | 0 | 0 | 69087.4893 | 0 | 0 | 0 | 0 | 0 | 0 | 0
2016-09-15 22:00 | 0 | 0 | 0 | 0 | 0 | 0 | 714425.3143 | 570244 | 0 | 0 | 0 | 0 | 294102.2064 | 0 | 0 | 0 | 0 | 0 | 0 | 0 | 4384793.3495 | 0 | 0 | 0 | 0 | 0 | 0 | 0 | 0 | 0 | 0 | -88743.1518 | 0 | 0 | 0 | 0 | 0 | 0 | 0 | 0 | 0 | 232924.4661 | 0 | 0 | 0 | 0 | 0 | 0 | 0
2016-09-15 23:00 | 0 | 0 | 0 | 0 | 0 | 0 | 622284.3946 | 559133 | 0 | 0 | 0 | 0 | 382845.3582 | 0 | 0 | 0 | 0 | 0 | 0 | 0 | 4359201.5923 | 0 | 0 | 0 | 0 | 0 | 0 | 0 | 0 | 0 | 0 | 88743.1518 | 0 | 0 | 0 | 0 | 0 | 0 | 0 | 0 | 0 | -25591.7572 | 0 | 0 | 0 | 0 | 0 | 0 | 0
2016-09-16 | 0 | 0 | 0 | 0 | 0 | 0 | 391485.2509 | 552439 | 0 | 0 | 0 | 0 | 294102.2064 | 0 | 0 | 0 | 0 | 0 | 0 | 0 | 4286990.995 | 0 | 0 | 0 | 0 | 0 | 0 | 0 | 0 | 0 | 0 | -88743.1518 | 0 | 0 | 0 | 0 | 0 | 0 | 0 | 0 | 0 | -72210.5973 | 0 | 0 | 0 | 0 | 0 | 0 | 0
2016-09-16 01:00 | 0 | 0 | 0 | 0 | 0 | 454704.149 | 32591.5739 | 532841 | 0 | 0 | 0 | 0 | 266229.4554 | 0 | 0 | 0 | 0 | 0 | 0 | 0 | 4269318.469 | 0 | 0 | 0 | 0 | 0 | 0 | 0 | 0 | 0 | 0 | -27872.7511 | 0 | 0 | 0 | 0 | 0 | 0 | 0 | 0 | 0 | -17672.526 | 0 | 0 | 0 | 0 | 0 | 0 | 0
2016-09-16 02:00 | 0 | 0 | 0 | 0 | 0 | 134731.9658 | 0 | 502456 | 0 | 0 | 0 | 0 | 177486.3036 | 0 | 0 | 0 | 0 | 0 | 0 | 0 | 3990337.5866 | 0 | 0 | 0 | 0 | 0 | 0 | 0 | 0 | 0 | 0 | -88743.1518 | 0 | 0 | 0 | 0 | 0 | 0 | 0 | 0 | 0 | -278980.8824 | 0 | 0 | 0 | 0 | 0 | 0 | 0
2016-09-16 03:00 | 0 | 0 | 0 | 0 | 0 | 452313.1293 | 0 | 467791 | 0 | 0 | 0 | 0 | 266229.4554 | 0 | 0 | 0 | 0 | 0 | 0 | 0 | 3886116.5641 | 0 | 0 | 0 | 0 | 0 | 0 | 0 | 0 | 0 | 0 | 88743.1518 | 0 | 0 | 0 | 0 | 0 | 0 | 0 | 0 | 0 | -104221.0225 | 0 | 0 | 0 | 0 | 0 | 0 | 0
2016-09-16 04:00 | 0 | 0 | 0 | 0 | 0 | 431777.1398 | 0 | 435036 | 0 | 0 | 0 | 0 | 354972.6072 | 0 | 0 | 0 | 0 | 0 | 0 | 0 | 3794114.5521 | 0 | 0 | 0 | 0 | 0 | 0 | 0 | 0 | 0 | 0 | 88743.1518 | 0 | 0 | 0 | 0 | 0 | 0 | 0 | 0 | 0 | -92002.0119 | 0 | 0 | 0 | 0 | 0 | 0 | 0
2016-09-16 05:00 | 0 | 0 | 0 | 0 | 0 | 40573.9658 | 0 | 408298 | 0 | 0 | 0 | 0 | 266229.4554 | 0 | 0 | 0 | 0 | 0 | 0 | 0 | 3515133.6697 | 0 | 0 | 0 | 0 | 0 | 0 | 0 | 0 | 0 | 0 | -88743.1518 | 0 | 0 | 0 | 0 | 0 | 0 | 0 | 0 | 0 | -278980.8824 | 0 | 0 | 0 | 0 | 0 | 0 | 0
2016-09-16 06:00 | 0 | 0 | 0 | 0 | 0 | 199086.2694 | 0 | 389324 | 0 | 0 | 0 | 0 | 354972.6072 | 0 | 0 | 0 | 0 | 0 | 0 | 0 | 3236152.7872 | 0 | 0 | 0 | 0 | 0 | 0 | 0 | 0 | 0 | 0 | 88743.1518 | 0 | 0 | 0 | 0 | 0 | 0 | 0 | 0 | 0 | -278980.8824 | 0 | 0 | 0 | 0 | 0 | 0 | 0
2016-09-16 07:00 | 0 | 0 | 0 | 0 | 0 | 8842.9658 | 0 | 376567 | 0 | 0 | 0 | 0 | 266229.4554 | 0 | 0 | 0 | 0 | 0 | 0 | 0 | 2957171.9048 | 0 | 0 | 0 | 0 | 0 | 0 | 0 | 0 | 0 | 0 | -88743.1518 | 0 | 0 | 0 | 0 | 0 | 0 | 0 | 0 | 0 | -278980.8824 | 0 | 0 | 0 | 0 | 0 | 0 | 0
2016-09-16 08:00 | 0 | 0 | 0 | 0 | 0 | 359019.3301 | 0 | 372278 | 0 | 0 | 0 | 0 | 177486.3036 | 0 | 0 | 0 | 0 | 0 | 0 | 0 | 3032656.3867 | 0 | 0 | 0 | 0 | 0 | 0 | 0 | 0 | 0 | 0 | -88743.1518 | 0 | 0 | 0 | 0 | 0 | 0 | 0 | 0 | 0 | 75484.4819 | 0 | 0 | 0 | 0 | 0 | 0 | 0
2016-09-16 09:00 | 0 | 0 | 0 | 0 | 0 | 336300.7481 | 0 | 379772 | 0 | 0 | 0 | 0 | 88743.1518 | 0 | 0 | 0 | 0 | 0 | 0 | 0 | 3077928.2866 | 0 | 0 | 0 | 0 | 0 | 0 | 0 | 0 | 0 | 0 | -88743.1518 | 0 | 0 | 0 | 0 | 0 | 0 | 0 | 0 | 0 | 45271.8999 | 0 | 0 | 0 | 0 | 0 | 0 | 0
2016-09-16 10:00 | 0 | 0 | 0 | 0 | 0 | 36040.9658 | 0 | 403765 | 0 | 0 | 0 | 0 | 0 | 0 | 0 | 0 | 0 | 0 | 0 | 0 | 2798947.4042 | 0 | 0 | 0 | 0 | 0 | 0 | 0 | 0 | 0 | 0 | -88743.1518 | 0 | 0 | 0 | 0 | 0 | 0 | 0 | 0 | 0 | -278980.8824 | 0 | 0 | 0 | 0 | 0 | 0 | 0
2016-09-16 11:00 | 0 | 0 | 0 | 0 | 0 | 309117.9254 | 0 | 426434 | 0 | 0 | 0 | 0 | 88743.1518 | 0 | 0 | 0 | 0 | 0 | 0 | 0 | 2592888.1778 | 0 | 0 | 0 | 0 | 0 | 0 | 0 | 0 | 0 | 0 | 88743.1518 | 0 | 0 | 0 | 0 | 0 | 0 | 0 | 0 | 0 | -206059.2264 | 0 | 0 | 0 | 0 | 0 | 0 | 0
2016-09-16 12:00 | 0 | 0 | 0 | 0 | 0 | 295959.8985 | 4.684 | 441129 | 0 | 0 | 0 | 0 | 177486.3036 | 0 | 0 | 0 | 0 | 0 | 0 | 0 | 2358980.6085 | 0 | 0 | 0 | 0 | 0 | 0 | 0 | 0 | 0 | 0 | 88743.1518 | 0 | 0 | 0 | 0 | 0 | 0 | 0 | 0 | 0 | -233907.5693 | 0 | 0 | 0 | 0 | 0 | 0 | 0
2016-09-16 13:00 | 0 | 0 | 0 | 0 | 0 | 195211.9233 | 82005.2709 | 460947 | 0 | 0 | 0 | 0 | 266229.4554 | 0 | 0 | 0 | 0 | 0 | 0 | 0 | 2086507.6509 | 0 | 0 | 0 | 0 | 0 | 0 | 0 | 0 | 0 | 0 | 88743.1518 | 0 | 0 | 0 | 0 | 0 | 0 | 0 | 0 | 0 | -272472.9576 | 0 | 0 | 0 | 0 | 0 | 0 | 0
2016-09-16 14:00 | 0 | 0 | 0 | 0 | 0 | 0 | 529431.9328 | 482425 | 0 | 0 | 0 | 0 | 258542.851 | 0 | 0 | 0 | 0 | 0 | 0 | 0 | 2141201.1881 | 0 | 0 | 0 | 0 | 0 | 0 | 0 | 0 | 0 | 0 | -7686.6044 | 0 | 0 | 0 | 0 | 0 | 0 | 0 | 0 | 0 | 54693.5372 | 0 | 0 | 0 | 0 | 0 | 0 | 0
2016-09-16 15:00 | 0 | 0 | 0 | 0 | 0 | 0 | 802455.8772 | 503225 | 0 | 0 | 0 | 0 | 347286.0028 | 0 | 0 | 0 | 0 | 0 | 0 | 0 | 2351688.9135 | 0 | 0 | 0 | 0 | 0 | 0 | 0 | 0 | 0 | 0 | 88743.1518 | 0 | 0 | 0 | 0 | 0 | 0 | 0 | 0 | 0 | 210487.7254 | 0 | 0 | 0 | 0 | 0 | 0 | 0
2016-09-16 16:00 | 0 | 0 | 0 | 0 | 0 | 0 | 830301.9622 | 522004 | 0 | 0 | 0 | 0 | 376603.0826 | 0 | 0 | 0 | 0 | 0 | 0 | 0 | 2630669.796 | 0 | 0 | 0 | 0 | 0 | 0 | 0 | 0 | 0 | 0 | 29317.0798 | 0 | 0 | 0 | 0 | 0 | 0 | 0 | 0 | 0 | 278980.8824 | 0 | 0 | 0 | 0 | 0 | 0 | 0
2016-09-16 17:00 | 0 | 0 | 0 | 0 | 0 | 0 | 824473.1581 | 539250 | 0 | 0 | 0 | 0 | 382845.3582 | 0 | 0 | 0 | 0 | 0 | 0 | 0 | 2909650.6784 | 0 | 0 | 0 | 0 | 0 | 0 | 0 | 0 | 0 | 0 | 6242.2757 | 0 | 0 | 0 | 0 | 0 | 0 | 0 | 0 | 0 | 278980.8824 | 0 | 0 | 0 | 0 | 0 | 0 | 0
2016-09-16 18:00 | 0 | 0 | 0 | 0 | 0 | 0 | 806878.4512 | 552449 | 0 | 0 | 0 | 0 | 382845.3582 | 0 | 0 | 0 | 0 | 0 | 0 | 0 | 3164080.1296 | 0 | 0 | 0 | 0 | 0 | 0 | 0 | 0 | 0 | 0 | 0 | 0 | 0 | 0 | 0 | 0 | 0 | 0 | 0 | 0 | 254429.4512 | 0 | 0 | 0 | 0 | 0 | 0 | 0
2016-09-16 19:00 | 0 | 0 | 0 | 0 | 0 | 0 | 795119.1668 | 562395 | 0 | 0 | 0 | 0 | 336588.6426 | 0 | 0 | 0 | 0 | 0 | 0 | 0 | 3443061.0121 | 0 | 0 | 0 | 0 | 0 | 0 | 0 | 0 | 0 | 0 | -46256.7156 | 0 | 0 | 0 | 0 | 0 | 0 | 0 | 0 | 0 | 278980.8824 | 0 | 0 | 0 | 0 | 0 | 0 | 0
2016-09-16 20:00 | 0 | 0 | 0 | 0 | 0 | 0 | 799403.6153 | 568008 | 0 | 0 | 0 | 0 | 294102.2064 | 0 | 0 | 0 | 0 | 0 | 0 | 0 | 3716943.0635 | 0 | 0 | 0 | 0 | 0 | 0 | 0 | 0 | 0 | 0 | -42486.4361 | 0 | 0 | 0 | 0 | 0 | 0 | 0 | 0 | 0 | 273882.0514 | 0 | 0 | 0 | 0 | 0 | 0 | 0
2016-09-16 21:00 | 0 | 0 | 0 | 0 | 0 | 135745.6951 | 798846.3392 | 566868 | 0 | 0 | 0 | 0 | 382845.3582 | 0 | 0 | 0 | 0 | 0 | 0 | 0 | 3995923.946 | 0 | 0 | 0 | 0 | 0 | 0 | 0 | 0 | 0 | 0 | 88743.1518 | 0 | 0 | 0 | 0 | 0 | 0 | 0 | 0 | 0 | 278980.8824 | 0 | 0 | 0 | 0 | 0 | 0 | 0
2016-09-16 22:00 | 0 | 0 | 0 | 0 | 0 | 0 | 765464.1349 | 556300 | 0 | 0 | 0 | 0 | 313028.6107 | 0 | 0 | 0 | 0 | 0 | 0 | 0 | 4274904.8284 | 0 | 0 | 0 | 0 | 0 | 0 | 0 | 0 | 0 | 0 | -69816.7475 | 0 | 0 | 0 | 0 | 0 | 0 | 0 | 0 | 0 | 278980.8824 | 0 | 0 | 0 | 0 | 0 | 0 | 0
2016-09-16 23:00 | 0 | 0 | 0 | 0 | 0 | 0 | 654381.5344 | 543980 | 0 | 0 | 0 | 0 | 382845.3582 | 0 | 0 | 0 | 0 | 0 | 0 | 0 | 4315489.6153 | 0 | 0 | 0 | 0 | 0 | 0 | 0 | 0 | 0 | 0 | 69816.7475 | 0 | 0 | 0 | 0 | 0 | 0 | 0 | 0 | 0 | 40584.7869 | 0 | 0 | 0 | 0 | 0 | 0 | 0
2016-09-17 | 0 | 0 | 0 | 0 | 0 | 0 | 397281.726 | 533857 | 0 | 0 | 0 | 0 | 382845.3582 | 0 | 0 | 0 | 0 | 0 | 0 | 0 | 4178914.3413 | 0 | 0 | 0 | 0 | 0 | 0 | 0 | 0 | 0 | 0 | 0 | 0 | 0 | 0 | 0 | 0 | 0 | 0 | 0 | 0 | -136575.274 | 0 | 0 | 0 | 0 | 0 | 0 | 0
2016-09-17 01:00 | 0 | 0 | 0 | 0 | 0 | 251983.4695 | 33138.7182 | 514936 | 0 | 0 | 0 | 0 | 294102.2064 | 0 | 0 | 0 | 0 | 0 | 0 | 0 | 4037843.6808 | 0 | 0 | 0 | 0 | 0 | 0 | 0 | 0 | 0 | 0 | -88743.1518 | 0 | 0 | 0 | 0 | 0 | 0 | 0 | 0 | 0 | -141070.6605 | 0 | 0 | 0 | 0 | 0 | 0 | 0
2016-09-17 02:00 | 0 | 0 | 0 | 0 | 0 | 265981.3221 | 0 | 491140 | 0 | 0 | 0 | 0 | 205359.0546 | 0 | 0 | 0 | 0 | 0 | 0 | 0 | 3901428.1546 | 0 | 0 | 0 | 0 | 0 | 0 | 0 | 0 | 0 | 0 | -88743.1518 | 0 | 0 | 0 | 0 | 0 | 0 | 0 | 0 | 0 | -136415.5261 | 0 | 0 | 0 | 0 | 0 | 0 | 0
2016-09-17 03:00 | 0 | 0 | 0 | 0 | 0 | 273488.8889 | 0 | 461461 | 0 | 0 | 0 | 0 | 205359.0546 | 0 | 0 | 0 | 0 | 0 | 0 | 0 | 3713456.0435 | 0 | 0 | 0 | 0 | 0 | 0 | 0 | 0 | 0 | 0 | 0 | 0 | 0 | 0 | 0 | 0 | 0 | 0 | 0 | 0 | -187972.1111 | 0 | 0 | 0 | 0 | 0 | 0 | 0
2016-09-17 04:00 | 0 | 0 | 0 | 0 | 0 | 282107.3119 | 0 | 432146 | 0 | 0 | 0 | 0 | 294102.2064 | 0 | 0 | 0 | 0 | 0 | 0 | 0 | 3474674.2036 | 0 | 0 | 0 | 0 | 0 | 0 | 0 | 0 | 0 | 0 | 88743.1518 | 0 | 0 | 0 | 0 | 0 | 0 | 0 | 0 | 0 | -238781.8399 | 0 | 0 | 0 | 0 | 0 | 0 | 0
2016-09-17 05:00 | 0 | 0 | 0 | 0 | 0 | 299169.2027 | 0 | 407483 | 0 | 0 | 0 | 0 | 382845.3582 | 0 | 0 | 0 | 0 | 0 | 0 | 0 | 3277617.2545 | 0 | 0 | 0 | 0 | 0 | 0 | 0 | 0 | 0 | 0 | 88743.1518 | 0 | 0 | 0 | 0 | 0 | 0 | 0 | 0 | 0 | -197056.9491 | 0 | 0 | 0 | 0 | 0 | 0 | 0
2016-09-17 06:00 | 0 | 0 | 0 | 0 | 0 | 316812.8372 | 0 | 388124 | 0 | 0 | 0 | 0 | 294102.2064 | 0 | 0 | 0 | 0 | 0 | 0 | 0 | 3295049.2436 | 0 | 0 | 0 | 0 | 0 | 0 | 0 | 0 | 0 | 0 | -88743.1518 | 0 | 0 | 0 | 0 | 0 | 0 | 0 | 0 | 0 | 17431.989 | 0 | 0 | 0 | 0 | 0 | 0 | 0
2016-09-17 07:00 | 0 | 0 | 0 | 0 | 0 | 7640.9658 | 0 | 375365 | 0 | 0 | 0 | 0 | 205359.0546 | 0 | 0 | 0 | 0 | 0 | 0 | 0 | 3016068.3611 | 0 | 0 | 0 | 0 | 0 | 0 | 0 | 0 | 0 | 0 | -88743.1518 | 0 | 0 | 0 | 0 | 0 | 0 | 0 | 0 | 0 | -278980.8824 | 0 | 0 | 0 | 0 | 0 | 0 | 0
2016-09-17 08:00 | 0 | 0 | 0 | 0 | 0 | 177505.2694 | 0 | 367743 | 0 | 0 | 0 | 0 | 294102.2064 | 0 | 0 | 0 | 0 | 0 | 0 | 0 | 2737087.4787 | 0 | 0 | 0 | 0 | 0 | 0 | 0 | 0 | 0 | 0 | 88743.1518 | 0 | 0 | 0 | 0 | 0 | 0 | 0 | 0 | 0 | -278980.8824 | 0 | 0 | 0 | 0 | 0 | 0 | 0
2016-09-17 09:00 | 0 | 0 | 0 | 0 | 0 | 349763.7317 | 0 | 366707 | 0 | 0 | 0 | 0 | 382845.3582 | 0 | 0 | 0 | 0 | 0 | 0 | 0 | 2631401.0586 | 0 | 0 | 0 | 0 | 0 | 0 | 0 | 0 | 0 | 0 | 88743.1518 | 0 | 0 | 0 | 0 | 0 | 0 | 0 | 0 | 0 | -105686.4201 | 0 | 0 | 0 | 0 | 0 | 0 | 0
2016-09-17 10:00 | 0 | 0 | 0 | 0 | 0 | 356210.0766 | 0 | 372011 | 0 | 0 | 0 | 0 | 294102.2064 | 0 | 0 | 0 | 0 | 0 | 0 | 0 | 2704343.287 | 0 | 0 | 0 | 0 | 0 | 0 | 0 | 0 | 0 | 0 | -88743.1518 | 0 | 0 | 0 | 0 | 0 | 0 | 0 | 0 | 0 | 72942.2284 | 0 | 0 | 0 | 0 | 0 | 0 | 0
2016-09-17 11:00 | 0 | 0 | 0 | 0 | 0 | 12253.9658 | 0 | 379978 | 0 | 0 | 0 | 0 | 205359.0546 | 0 | 0 | 0 | 0 | 0 | 0 | 0 | 2425362.4045 | 0 | 0 | 0 | 0 | 0 | 0 | 0 | 0 | 0 | 0 | -88743.1518 | 0 | 0 | 0 | 0 | 0 | 0 | 0 | 0 | 0 | -278980.8824 | 0 | 0 | 0 | 0 | 0 | 0 | 0
2016-09-17 12:00 | 0 | 0 | 0 | 0 | 0 | 349152.8884 | 3.0388 | 395702 | 0 | 0 | 0 | 0 | 116615.9029 | 0 | 0 | 0 | 0 | 0 | 0 | 0 | 2467559.4836 | 0 | 0 | 0 | 0 | 0 | 0 | 0 | 0 | 0 | 0 | -88743.1518 | 0 | 0 | 0 | 0 | 0 | 0 | 0 | 0 | 0 | 42197.079 | 0 | 0 | 0 | 0 | 0 | 0 | 0
2016-09-17 13:00 | 0 | 0 | 0 | 0 | 0 | 217030.0406 | 91747.7291 | 418046 | 0 | 0 | 0 | 0 | 205359.0546 | 0 | 0 | 0 | 0 | 0 | 0 | 0 | 2269548.1015 | 0 | 0 | 0 | 0 | 0 | 0 | 0 | 0 | 0 | 0 | 88743.1518 | 0 | 0 | 0 | 0 | 0 | 0 | 0 | 0 | 0 | -198011.3821 | 0 | 0 | 0 | 0 | 0 | 0 | 0
2016-09-17 14:00 | 0 | 0 | 0 | 0 | 0 | 0 | 518835.099 | 442054 | 0 | 0 | 0 | 0 | 151915.6527 | 0 | 0 | 0 | 0 | 0 | 0 | 0 | 2399772.6024 | 0 | 0 | 0 | 0 | 0 | 0 | 0 | 0 | 0 | 0 | -53443.4019 | 0 | 0 | 0 | 0 | 0 | 0 | 0 | 0 | 0 | 130224.5009 | 0 | 0 | 0 | 0 | 0 | 0 | 0
2016-09-17 15:00 | 0 | 0 | 0 | 0 | 0 | 0 | 775291.3441 | 465066 | 0 | 0 | 0 | 0 | 240658.8045 | 0 | 0 | 0 | 0 | 0 | 0 | 0 | 2621254.7947 | 0 | 0 | 0 | 0 | 0 | 0 | 0 | 0 | 0 | 0 | 88743.1518 | 0 | 0 | 0 | 0 | 0 | 0 | 0 | 0 | 0 | 221482.1923 | 0 | 0 | 0 | 0 | 0 | 0 | 0
2016-09-17 16:00 | 0 | 0 | 0 | 0 | 0 | 0 | 802024.2831 | 485343 | 0 | 0 | 0 | 0 | 278359.2051 | 0 | 0 | 0 | 0 | 0 | 0 | 0 | 2900235.6772 | 0 | 0 | 0 | 0 | 0 | 0 | 0 | 0 | 0 | 0 | 37700.4006 | 0 | 0 | 0 | 0 | 0 | 0 | 0 | 0 | 0 | 278980.8824 | 0 | 0 | 0 | 0 | 0 | 0 | 0
2016-09-17 17:00 | 0 | 0 | 0 | 0 | 0 | 0 | 797187.8837 | 502464 | 0 | 0 | 0 | 0 | 294102.2064 | 0 | 0 | 0 | 0 | 0 | 0 | 0 | 3179216.5596 | 0 | 0 | 0 | 0 | 0 | 0 | 0 | 0 | 0 | 0 | 15743.0013 | 0 | 0 | 0 | 0 | 0 | 0 | 0 | 0 | 0 | 278980.8824 | 0 | 0 | 0 | 0 | 0 | 0 | 0
2016-09-17 18:00 | 0 | 0 | 0 | 0 | 0 | 0 | 781668.9062 | 516397 | 0 | 0 | 0 | 0 | 382845.3582 | 0 | 0 | 0 | 0 | 0 | 0 | 0 | 3355745.314 | 0 | 0 | 0 | 0 | 0 | 0 | 0 | 0 | 0 | 0 | 88743.1518 | 0 | 0 | 0 | 0 | 0 | 0 | 0 | 0 | 0 | 176528.7544 | 0 | 0 | 0 | 0 | 0 | 0 | 0
2016-09-17 19:00 | 0 | 0 | 0 | 0 | 0 | 0 | 772595.3562 | 526818 | 0 | 0 | 0 | 0 | 349641.832 | 0 | 0 | 0 | 0 | 0 | 0 | 0 | 3634726.1964 | 0 | 0 | 0 | 0 | 0 | 0 | 0 | 0 | 0 | 0 | -33203.5262 | 0 | 0 | 0 | 0 | 0 | 0 | 0 | 0 | 0 | 278980.8824 | 0 | 0 | 0 | 0 | 0 | 0 | 0
2016-09-17 20:00 | 0 | 0 | 0 | 0 | 0 | 0 | 778087.1158 | 535561 | 0 | 0 | 0 | 0 | 313187.0654 | 0 | 0 | 0 | 0 | 0 | 0 | 0 | 3913707.0789 | 0 | 0 | 0 | 0 | 0 | 0 | 0 | 0 | 0 | 0 | -36454.7666 | 0 | 0 | 0 | 0 | 0 | 0 | 0 | 0 | 0 | 278980.8824 | 0 | 0 | 0 | 0 | 0 | 0 | 0
2016-09-17 21:00 | 0 | 0 | 0 | 0 | 0 | 111205.7111 | 776997.4642 | 539564 | 0 | 0 | 0 | 0 | 382845.3582 | 0 | 0 | 0 | 0 | 0 | 0 | 0 | 4192687.9613 | 0 | 0 | 0 | 0 | 0 | 0 | 0 | 0 | 0 | 0 | 69658.2929 | 0 | 0 | 0 | 0 | 0 | 0 | 0 | 0 | 0 | 278980.8824 | 0 | 0 | 0 | 0 | 0 | 0 | 0
2016-09-17 22:00 | 0 | 0 | 0 | 0 | 0 | 0 | 749956.2554 | 535724 | 0 | 0 | 0 | 0 | 318096.7312 | 0 | 0 | 0 | 0 | 0 | 0 | 0 | 4471668.8437 | 0 | 0 | 0 | 0 | 0 | 0 | 0 | 0 | 0 | 0 | -64748.6271 | 0 | 0 | 0 | 0 | 0 | 0 | 0 | 0 | 0 | 278980.8824 | 0 | 0 | 0 | 0 | 0 | 0 | 0
2016-09-17 23:00 | 0 | 0 | 0 | 0 | 0 | 0 | 626446.837 | 528480 | 0 | 0 | 0 | 0 | 294102.2064 | 0 | 0 | 0 | 0 | 0 | 0 | 0 | 4593630.2055 | 0 | 0 | 0 | 0 | 0 | 0 | 0 | 0 | 0 | 0 | -23994.5247 | 0 | 0 | 0 | 0 | 0 | 0 | 0 | 0 | 0 | 121961.3618 | 0 | 0 | 0 | 0 | 0 | 0 | 0
2016-09-18 | 0 | 0 | 0 | 0 | 0 | 0 | 369392.4131 | 521396 | 0 | 0 | 0 | 0 | 382845.3582 | 0 | 0 | 0 | 0 | 0 | 0 | 0 | 4352883.4668 | 0 | 0 | 0 | 0 | 0 | 0 | 0 | 0 | 0 | 0 | 88743.1518 | 0 | 0 | 0 | 0 | 0 | 0 | 0 | 0 | 0 | -240746.7387 | 0 | 0 | 0 | 0 | 0 | 0 | 0
2016-09-18 01:00 | 0 | 0 | 0 | 0 | 0 | 456051.3483 | 29796.2266 | 504388 | 0 | 0 | 0 | 0 | 382845.3582 | 0 | 0 | 0 | 0 | 0 | 0 | 0 | 4334343.0417 | 0 | 0 | 0 | 0 | 0 | 0 | 0 | 0 | 0 | 0 | 0 | 0 | 0 | 0 | 0 | 0 | 0 | 0 | 0 | 0 | -18540.4251 | 0 | 0 | 0 | 0 | 0 | 0 | 0
2016-09-18 02:00 | 0 | 0 | 0 | 0 | 0 | 112879.9658 | 0 | 480604 | 0 | 0 | 0 | 0 | 294102.2064 | 0 | 0 | 0 | 0 | 0 | 0 | 0 | 4055362.1593 | 0 | 0 | 0 | 0 | 0 | 0 | 0 | 0 | 0 | 0 | -88743.1518 | 0 | 0 | 0 | 0 | 0 | 0 | 0 | 0 | 0 | -278980.8824 | 0 | 0 | 0 | 0 | 0 | 0 | 0
2016-09-18 03:00 | 0 | 0 | 0 | 0 | 0 | 263466.2694 | 0 | 453704 | 0 | 0 | 0 | 0 | 382845.3582 | 0 | 0 | 0 | 0 | 0 | 0 | 0 | 3776381.2768 | 0 | 0 | 0 | 0 | 0 | 0 | 0 | 0 | 0 | 0 | 88743.1518 | 0 | 0 | 0 | 0 | 0 | 0 | 0 | 0 | 0 | -278980.8824 | 0 | 0 | 0 | 0 | 0 | 0 | 0
2016-09-18 04:00 | 0 | 0 | 0 | 0 | 0 | 59091.9658 | 0 | 426816 | 0 | 0 | 0 | 0 | 294102.2064 | 0 | 0 | 0 | 0 | 0 | 0 | 0 | 3497400.3944 | 0 | 0 | 0 | 0 | 0 | 0 | 0 | 0 | 0 | 0 | -88743.1518 | 0 | 0 | 0 | 0 | 0 | 0 | 0 | 0 | 0 | -278980.8824 | 0 | 0 | 0 | 0 | 0 | 0 | 0
2016-09-18 05:00 | 0 | 0 | 0 | 0 | 0 | 593608.7306 | 0 | 403371 | 0 | 0 | 0 | 0 | 205359.0546 | 0 | 0 | 0 | 0 | 0 | 0 | 0 | 3776381.2768 | 0 | 0 | 0 | 0 | 0 | 0 | 0 | 0 | 0 | 0 | -88743.1518 | 0 | 0 | 0 | 0 | 0 | 0 | 0 | 0 | 0 | 278980.8824 | 0 | 0 | 0 | 0 | 0 | 0 | 0
2016-09-18 06:00 | 0 | 0 | 0 | 0 | 0 | 194344.2694 | 0 | 384582 | 0 | 0 | 0 | 0 | 294102.2064 | 0 | 0 | 0 | 0 | 0 | 0 | 0 | 3497400.3944 | 0 | 0 | 0 | 0 | 0 | 0 | 0 | 0 | 0 | 0 | 88743.1518 | 0 | 0 | 0 | 0 | 0 | 0 | 0 | 0 | 0 | -278980.8824 | 0 | 0 | 0 | 0 | 0 | 0 | 0
2016-09-18 07:00 | 0 | 0 | 0 | 0 | 0 | 560935.7306 | 0 | 370698 | 0 | 0 | 0 | 0 | 205359.0546 | 0 | 0 | 0 | 0 | 0 | 0 | 0 | 3776381.2768 | 0 | 0 | 0 | 0 | 0 | 0 | 0 | 0 | 0 | 0 | -88743.1518 | 0 | 0 | 0 | 0 | 0 | 0 | 0 | 0 | 0 | 278980.8824 | 0 | 0 | 0 | 0 | 0 | 0 | 0
2016-09-18 08:00 | 0 | 0 | 0 | 0 | 0 | 0 | 0 | 362522 | 0 | 0 | 0 | 0 | 116615.9029 | 0 | 0 | 0 | 0 | 0 | 0 | 0 | 3502602.4286 | 0 | 0 | 0 | 0 | 0 | 0 | 0 | 0 | 0 | 0 | -88743.1518 | 0 | 0 | 0 | 0 | 0 | 0 | 0 | 0 | 0 | -273778.8482 | 0 | 0 | 0 | 0 | 0 | 0 | 0
2016-09-18 09:00 | 0 | 0 | 0 | 0 | 0 | 169921.2694 | 0 | 360159 | 0 | 0 | 0 | 0 | 205359.0546 | 0 | 0 | 0 | 0 | 0 | 0 | 0 | 3223621.5462 | 0 | 0 | 0 | 0 | 0 | 0 | 0 | 0 | 0 | 0 | 88743.1518 | 0 | 0 | 0 | 0 | 0 | 0 | 0 | 0 | 0 | -278980.8824 | 0 | 0 | 0 | 0 | 0 | 0 | 0
2016-09-18 10:00 | 0 | 0 | 0 | 0 | 0 | 172784.2694 | 0 | 363022 | 0 | 0 | 0 | 0 | 294102.2064 | 0 | 0 | 0 | 0 | 0 | 0 | 0 | 2944640.6637 | 0 | 0 | 0 | 0 | 0 | 0 | 0 | 0 | 0 | 0 | 88743.1518 | 0 | 0 | 0 | 0 | 0 | 0 | 0 | 0 | 0 | -278980.8824 | 0 | 0 | 0 | 0 | 0 | 0 | 0
2016-09-18 11:00 | 0 | 0 | 0 | 0 | 0 | 907.9658 | 0 | 368632 | 0 | 0 | 0 | 0 | 205359.0546 | 0 | 0 | 0 | 0 | 0 | 0 | 0 | 2665659.7813 | 0 | 0 | 0 | 0 | 0 | 0 | 0 | 0 | 0 | 0 | -88743.1518 | 0 | 0 | 0 | 0 | 0 | 0 | 0 | 0 | 0 | -278980.8824 | 0 | 0 | 0 | 0 | 0 | 0 | 0
2016-09-18 12:00 | 0 | 0 | 0 | 0 | 0 | 534845.6343 | 0 | 383070 | 0 | 0 | 0 | 0 | 116615.9029 | 0 | 0 | 0 | 0 | 0 | 0 | 0 | 2906178.5674 | 0 | 0 | 0 | 0 | 0 | 0 | 0 | 0 | 0 | 0 | -88743.1518 | 0 | 0 | 0 | 0 | 0 | 0 | 0 | 0 | 0 | 240518.7861 | 0 | 0 | 0 | 0 | 0 | 0 | 0
2016-09-18 13:00 | 0 | 0 | 0 | 0 | 0 | 400312.4523 | 92651.6797 | 407510 | 0 | 0 | 0 | 0 | 205359.0546 | 0 | 0 | 0 | 0 | 0 | 0 | 0 | 2902889.5476 | 0 | 0 | 0 | 0 | 0 | 0 | 0 | 0 | 0 | 0 | 88743.1518 | 0 | 0 | 0 | 0 | 0 | 0 | 0 | 0 | 0 | -3289.0198 | 0 | 0 | 0 | 0 | 0 | 0 | 0
2016-09-18 14:00 | 0 | 0 | 0 | 0 | 0 | 0 | 533106.6382 | 433739 | 0 | 0 | 0 | 0 | 116615.9029 | 0 | 0 | 0 | 0 | 0 | 0 | 0 | 3091000.3376 | 0 | 0 | 0 | 0 | 0 | 0 | 0 | 0 | 0 | 0 | -88743.1518 | 0 | 0 | 0 | 0 | 0 | 0 | 0 | 0 | 0 | 188110.79 | 0 | 0 | 0 | 0 | 0 | 0 | 0
2016-09-18 15:00 | 0 | 0 | 0 | 0 | 0 | 0 | 775633.5399 | 460279 | 0 | 0 | 0 | 0 | 152989.5603 | 0 | 0 | 0 | 0 | 0 | 0 | 0 | 3369981.22 | 0 | 0 | 0 | 0 | 0 | 0 | 0 | 0 | 0 | 0 | 36373.6575 | 0 | 0 | 0 | 0 | 0 | 0 | 0 | 0 | 0 | 278980.8824 | 0 | 0 | 0 | 0 | 0 | 0 | 0
2016-09-18 16:00 | 0 | 0 | 0 | 0 | 0 | 0 | 804069.6115 | 486363 | 0 | 0 | 0 | 0 | 191715.2894 | 0 | 0 | 0 | 0 | 0 | 0 | 0 | 3648962.1025 | 0 | 0 | 0 | 0 | 0 | 0 | 0 | 0 | 0 | 0 | 38725.729 | 0 | 0 | 0 | 0 | 0 | 0 | 0 | 0 | 0 | 278980.8824 | 0 | 0 | 0 | 0 | 0 | 0 | 0
2016-09-18 17:00 | 0 | 0 | 0 | 0 | 0 | 0 | 797153.8865 | 510136 | 0 | 0 | 0 | 0 | 199752.2934 | 0 | 0 | 0 | 0 | 0 | 0 | 0 | 3927942.9849 | 0 | 0 | 0 | 0 | 0 | 0 | 0 | 0 | 0 | 0 | 8037.0041 | 0 | 0 | 0 | 0 | 0 | 0 | 0 | 0 | 0 | 278980.8824 | 0 | 0 | 0 | 0 | 0 | 0 | 0
2016-09-18 18:00 | 0 | 0 | 0 | 0 | 0 | 0 | 782917.6135 | 529340 | 0 | 0 | 0 | 0 | 174349.0245 | 0 | 0 | 0 | 0 | 0 | 0 | 0 | 4206923.8674 | 0 | 0 | 0 | 0 | 0 | 0 | 0 | 0 | 0 | 0 | -25403.2689 | 0 | 0 | 0 | 0 | 0 | 0 | 0 | 0 | 0 | 278980.8824 | 0 | 0 | 0 | 0 | 0 | 0 | 0
2016-09-18 19:00 | 0 | 0 | 0 | 0 | 0 | 0 | 771409.5726 | 544013 | 0 | 0 | 0 | 0 | 122764.7147 | 0 | 0 | 0 | 0 | 0 | 0 | 0 | 4485904.7498 | 0 | 0 | 0 | 0 | 0 | 0 | 0 | 0 | 0 | 0 | -51584.3098 | 0 | 0 | 0 | 0 | 0 | 0 | 0 | 0 | 0 | 278980.8824 | 0 | 0 | 0 | 0 | 0 | 0 | 0
2016-09-18 20:00 | 0 | 0 | 0 | 0 | 0 | 0 | 775142.7294 | 556485 | 0 | 0 | 0 | 0 | 62441.5616 | 0 | 0 | 0 | 0 | 0 | 0 | 0 | 4764885.6322 | 0 | 0 | 0 | 0 | 0 | 0 | 0 | 0 | 0 | 0 | -60323.1531 | 0 | 0 | 0 | 0 | 0 | 0 | 0 | 0 | 0 | 278980.8824 | 0 | 0 | 0 | 0 | 0 | 0 | 0
2016-09-18 21:00 | 0 | 0 | 0 | 0 | 0 | 0 | 777682.0654 | 565678 | 0 | 0 | 0 | 0 | 151184.7134 | 0 | 0 | 0 | 0 | 0 | 0 | 0 | 4888146.5458 | 0 | 0 | 0 | 0 | 0 | 0 | 0 | 0 | 0 | 0 | 88743.1518 | 0 | 0 | 0 | 0 | 0 | 0 | 0 | 0 | 0 | 123260.9136 | 0 | 0 | 0 | 0 | 0 | 0 | 0
2016-09-18 22:00 | 0 | 0 | 0 | 0 | 0 | 0 | 755989.6107 | 566590 | 0 | 0 | 0 | 0 | 62441.5616 | 0 | 0 | 0 | 0 | 0 | 0 | 0 | 5166289.3084 | 0 | 0 | 0 | 0 | 0 | 0 | 0 | 0 | 0 | 0 | -88743.1518 | 0 | 0 | 0 | 0 | 0 | 0 | 0 | 0 | 0 | 278142.7625 | 0 | 0 | 0 | 0 | 0 | 0 | 0
2016-09-18 23:00 | 0 | 0 | 0 | 0 | 0 | 0 | 640953.2582 | 564433 | 0 | 0 | 0 | 0 | 151184.7134 | 0 | 0 | 0 | 0 | 0 | 0 | 0 | 5154066.4148 | 0 | 0 | 0 | 0 | 0 | 0 | 0 | 0 | 0 | 0 | 88743.1518 | 0 | 0 | 0 | 0 | 0 | 0 | 0 | 0 | 0 | -12222.8936 | 0 | 0 | 0 | 0 | 0 | 0 | 0
2016-09-19 | 0 | 0 | 0 | 0 | 0 | 0 | 373788.9757 | 558678 | 0 | 0 | 0 | 0 | 239927.8652 | 0 | 0 | 0 | 0 | 0 | 0 | 0 | 4880434.2387 | 0 | 0 | 0 | 0 | 0 | 0 | 0 | 0 | 0 | 0 | 88743.1518 | 0 | 0 | 0 | 0 | 0 | 0 | 0 | 0 | 0 | -273632.1761 | 0 | 0 | 0 | 0 | 0 | 0 | 0
2016-09-19 01:00 | 0 | 0 | 0 | 0 | 0 | 637960.9367 | 32104.6143 | 538138 | 0 | 0 | 0 | 0 | 294102.2064 | 0 | 0 | 0 | 0 | 0 | 0 | 0 | 4958187.4485 | 0 | 0 | 0 | 0 | 0 | 0 | 0 | 0 | 0 | 0 | 54174.3412 | 0 | 0 | 0 | 0 | 0 | 0 | 0 | 0 | 0 | 77753.2099 | 0 | 0 | 0 | 0 | 0 | 0 | 0
2016-09-19 02:00 | 0 | 0 | 0 | 0 | 0 | 674134.4317 | 0 | 508786 | 0 | 0 | 0 | 0 | 205359.0546 | 0 | 0 | 0 | 0 | 0 | 0 | 0 | 5212279.032 | 0 | 0 | 0 | 0 | 0 | 0 | 0 | 0 | 0 | 0 | -88743.1518 | 0 | 0 | 0 | 0 | 0 | 0 | 0 | 0 | 0 | 254091.5835 | 0 | 0 | 0 | 0 | 0 | 0 | 0
2016-09-19 03:00 | 0 | 0 | 0 | 0 | 0 | 285152.2694 | 0 | 475390 | 0 | 0 | 0 | 0 | 294102.2064 | 0 | 0 | 0 | 0 | 0 | 0 | 0 | 4933298.1496 | 0 | 0 | 0 | 0 | 0 | 0 | 0 | 0 | 0 | 0 | 88743.1518 | 0 | 0 | 0 | 0 | 0 | 0 | 0 | 0 | 0 | -278980.8824 | 0 | 0 | 0 | 0 | 0 | 0 | 0
2016-09-19 04:00 | 0 | 0 | 0 | 0 | 0 | 252928.2694 | 0 | 443166 | 0 | 0 | 0 | 0 | 382845.3582 | 0 | 0 | 0 | 0 | 0 | 0 | 0 | 4654317.2671 | 0 | 0 | 0 | 0 | 0 | 0 | 0 | 0 | 0 | 0 | 88743.1518 | 0 | 0 | 0 | 0 | 0 | 0 | 0 | 0 | 0 | -278980.8824 | 0 | 0 | 0 | 0 | 0 | 0 | 0
2016-09-19 05:00 | 0 | 0 | 0 | 0 | 0 | 606983.7306 | 0 | 416746 | 0 | 0 | 0 | 0 | 294102.2064 | 0 | 0 | 0 | 0 | 0 | 0 | 0 | 4933298.1496 | 0 | 0 | 0 | 0 | 0 | 0 | 0 | 0 | 0 | 0 | -88743.1518 | 0 | 0 | 0 | 0 | 0 | 0 | 0 | 0 | 0 | 278980.8824 | 0 | 0 | 0 | 0 | 0 | 0 | 0
2016-09-19 06:00 | 0 | 0 | 0 | 0 | 0 | 29979.9658 | 0 | 397704 | 0 | 0 | 0 | 0 | 205359.0546 | 0 | 0 | 0 | 0 | 0 | 0 | 0 | 4654317.2671 | 0 | 0 | 0 | 0 | 0 | 0 | 0 | 0 | 0 | 0 | -88743.1518 | 0 | 0 | 0 | 0 | 0 | 0 | 0 | 0 | 0 | -278980.8824 | 0 | 0 | 0 | 0 | 0 | 0 | 0
2016-09-19 07:00 | 0 | 0 | 0 | 0 | 0 | 195921.2694 | 0 | 386159 | 0 | 0 | 0 | 0 | 294102.2064 | 0 | 0 | 0 | 0 | 0 | 0 | 0 | 4375336.3847 | 0 | 0 | 0 | 0 | 0 | 0 | 0 | 0 | 0 | 0 | 88743.1518 | 0 | 0 | 0 | 0 | 0 | 0 | 0 | 0 | 0 | -278980.8824 | 0 | 0 | 0 | 0 | 0 | 0 | 0
2016-09-19 08:00 | 0 | 0 | 0 | 0 | 0 | 573557.7306 | 0 | 383320 | 0 | 0 | 0 | 0 | 205359.0546 | 0 | 0 | 0 | 0 | 0 | 0 | 0 | 4654317.2671 | 0 | 0 | 0 | 0 | 0 | 0 | 0 | 0 | 0 | 0 | -88743.1518 | 0 | 0 | 0 | 0 | 0 | 0 | 0 | 0 | 0 | 278980.8824 | 0 | 0 | 0 | 0 | 0 | 0 | 0
2016-09-19 09:00 | 0 | 0 | 0 | 0 | 0 | 203596.2694 | 0 | 393834 | 0 | 0 | 0 | 0 | 294102.2064 | 0 | 0 | 0 | 0 | 0 | 0 | 0 | 4375336.3847 | 0 | 0 | 0 | 0 | 0 | 0 | 0 | 0 | 0 | 0 | 88743.1518 | 0 | 0 | 0 | 0 | 0 | 0 | 0 | 0 | 0 | -278980.8824 | 0 | 0 | 0 | 0 | 0 | 0 | 0
2016-09-19 10:00 | 0 | 0 | 0 | 0 | 0 | 606552.0567 | 0 | 419651 | 0 | 0 | 0 | 0 | 382845.3582 | 0 | 0 | 0 | 0 | 0 | 0 | 0 | 4473494.2896 | 0 | 0 | 0 | 0 | 0 | 0 | 0 | 0 | 0 | 0 | 88743.1518 | 0 | 0 | 0 | 0 | 0 | 0 | 0 | 0 | 0 | 98157.9049 | 0 | 0 | 0 | 0 | 0 | 0 | 0
2016-09-19 11:00 | 0 | 0 | 0 | 0 | 0 | 574209.7496 | 0 | 443218 | 0 | 0 | 0 | 0 | 294102.2064 | 0 | 0 | 0 | 0 | 0 | 0 | 0 | 4693229.1909 | 0 | 0 | 0 | 0 | 0 | 0 | 0 | 0 | 0 | 0 | -88743.1518 | 0 | 0 | 0 | 0 | 0 | 0 | 0 | 0 | 0 | 219734.9014 | 0 | 0 | 0 | 0 | 0 | 0 | 0
2016-09-19 12:00 | 0 | 0 | 0 | 0 | 0 | 92360.7426 | 0.2232 | 460085 | 0 | 0 | 0 | 0 | 205359.0546 | 0 | 0 | 0 | 0 | 0 | 0 | 0 | 4414248.3085 | 0 | 0 | 0 | 0 | 0 | 0 | 0 | 0 | 0 | 0 | -88743.1518 | 0 | 0 | 0 | 0 | 0 | 0 | 0 | 0 | 0 | -278980.8824 | 0 | 0 | 0 | 0 | 0 | 0 | 0
2016-09-19 13:00 | 0 | 0 | 0 | 0 | 0 | 303311.7818 | 114167.4911 | 481042 | 0 | 0 | 0 | 0 | 294102.2064 | 0 | 0 | 0 | 0 | 0 | 0 | 0 | 4261942.4296 | 0 | 0 | 0 | 0 | 0 | 0 | 0 | 0 | 0 | 0 | 88743.1518 | 0 | 0 | 0 | 0 | 0 | 0 | 0 | 0 | 0 | -152305.8789 | 0 | 0 | 0 | 0 | 0 | 0 | 0
2016-09-19 14:00 | 0 | 0 | 0 | 0 | 0 | 0 | 540231.8991 | 505348 | 0 | 0 | 0 | 0 | 294102.2064 | 0 | 0 | 0 | 0 | 0 | 0 | 0 | 4296826.3287 | 0 | 0 | 0 | 0 | 0 | 0 | 0 | 0 | 0 | 0 | 0 | 0 | 0 | 0 | 0 | 0 | 0 | 0 | 0 | 0 | 34883.8991 | 0 | 0 | 0 | 0 | 0 | 0 | 0
2016-09-19 15:00 | 0 | 0 | 0 | 0 | 0 | 0 | 747792.9929 | 529849 | 0 | 0 | 0 | 0 | 382845.3582 | 0 | 0 | 0 | 0 | 0 | 0 | 0 | 4426027.1699 | 0 | 0 | 0 | 0 | 0 | 0 | 0 | 0 | 0 | 0 | 88743.1518 | 0 | 0 | 0 | 0 | 0 | 0 | 0 | 0 | 0 | 129200.8412 | 0 | 0 | 0 | 0 | 0 | 0 | 0
2016-09-19 16:00 | 0 | 0 | 0 | 0 | 0 | 0 | 776824.1752 | 553897 | 0 | 0 | 0 | 0 | 326791.651 | 0 | 0 | 0 | 0 | 0 | 0 | 0 | 4705008.0523 | 0 | 0 | 0 | 0 | 0 | 0 | 0 | 0 | 0 | 0 | -56053.7073 | 0 | 0 | 0 | 0 | 0 | 0 | 0 | 0 | 0 | 278980.8824 | 0 | 0 | 0 | 0 | 0 | 0 | 0
2016-09-19 17:00 | 0 | 0 | 0 | 0 | 0 | 0 | 765648.9149 | 575743 | 0 | 0 | 0 | 0 | 382845.3582 | 0 | 0 | 0 | 0 | 0 | 0 | 0 | 4838860.26 | 0 | 0 | 0 | 0 | 0 | 0 | 0 | 0 | 0 | 0 | 56053.7073 | 0 | 0 | 0 | 0 | 0 | 0 | 0 | 0 | 0 | 133852.2076 | 0 | 0 | 0 | 0 | 0 | 0 | 0
2016-09-19 18:00 | 0 | 0 | 0 | 0 | 0 | 0 | 748161.0775 | 594099 | 0 | 0 | 0 | 0 | 294102.2064 | 0 | 0 | 0 | 0 | 0 | 0 | 0 | 5081665.4893 | 0 | 0 | 0 | 0 | 0 | 0 | 0 | 0 | 0 | 0 | -88743.1518 | 0 | 0 | 0 | 0 | 0 | 0 | 0 | 0 | 0 | 242805.2293 | 0 | 0 | 0 | 0 | 0 | 0 | 0
2016-09-19 19:00 | 0 | 0 | 0 | 0 | 0 | 0 | 733831.352 | 607306 | 0 | 0 | 0 | 0 | 266229.4554 | 0 | 0 | 0 | 0 | 0 | 0 | 0 | 5236063.5924 | 0 | 0 | 0 | 0 | 0 | 0 | 0 | 0 | 0 | 0 | -27872.7511 | 0 | 0 | 0 | 0 | 0 | 0 | 0 | 0 | 0 | 154398.1031 | 0 | 0 | 0 | 0 | 0 | 0 | 0
2016-09-19 20:00 | 0 | 0 | 0 | 0 | 0 | 0 | 730123.6135 | 616818 | 0 | 0 | 0 | 0 | 354972.6072 | 0 | 0 | 0 | 0 | 0 | 0 | 0 | 5260626.0541 | 0 | 0 | 0 | 0 | 0 | 0 | 0 | 0 | 0 | 0 | 88743.1518 | 0 | 0 | 0 | 0 | 0 | 0 | 0 | 0 | 0 | 24562.4617 | 0 | 0 | 0 | 0 | 0 | 0 | 0
2016-09-19 21:00 | 0 | 0 | 0 | 0 | 0 | 0 | 717397.9347 | 618763 | 0 | 0 | 0 | 0 | 266229.4554 | 0 | 0 | 0 | 0 | 0 | 0 | 0 | 5448004.1405 | 0 | 0 | 0 | 0 | 0 | 0 | 0 | 0 | 0 | 0 | -88743.1518 | 0 | 0 | 0 | 0 | 0 | 0 | 0 | 0 | 0 | 187378.0865 | 0 | 0 | 0 | 0 | 0 | 0 | 0
2016-09-19 22:00 | 0 | 0 | 0 | 0 | 0 | 0 | 669850.6447 | 612028 | 0 | 0 | 0 | 0 | 177486.3036 | 0 | 0 | 0 | 0 | 0 | 0 | 0 | 5594569.9371 | 0 | 0 | 0 | 0 | 0 | 0 | 0 | 0 | 0 | 0 | -88743.1518 | 0 | 0 | 0 | 0 | 0 | 0 | 0 | 0 | 0 | 146565.7965 | 0 | 0 | 0 | 0 | 0 | 0 | 0
2016-09-19 23:00 | 0 | 0 | 0 | 0 | 0 | 0 | 532264.4598 | 600923 | 0 | 0 | 0 | 0 | 88743.1518 | 0 | 0 | 0 | 0 | 0 | 0 | 0 | 5614654.5486 | 0 | 0 | 0 | 0 | 0 | 0 | 0 | 0 | 0 | 0 | -88743.1518 | 0 | 0 | 0 | 0 | 0 | 0 | 0 | 0 | 0 | 20084.6116 | 0 | 0 | 0 | 0 | 0 | 0 | 0
2016-09-20 | 0 | 0 | 0 | 0 | 0 | 0 | 242947.3759 | 588349 | 0 | 0 | 0 | 0 | 0 | 0 | 0 | 0 | 0 | 0 | 0 | 0 | 5357996.0763 | 0 | 0 | 0 | 0 | 0 | 0 | 0 | 0 | 0 | 0 | -88743.1518 | 0 | 0 | 0 | 0 | 0 | 0 | 0 | 0 | 0 | -256658.4723 | 0 | 0 | 0 | 0 | 0 | 0 | 0
2016-09-20 01:00 | 0 | 0 | 0 | 0 | 0 | 456110.9683 | 21814.3538 | 564326 | 0 | 0 | 0 | 0 | 88743.1518 | 0 | 0 | 0 | 0 | 0 | 0 | 0 | 5182852.2466 | 0 | 0 | 0 | 0 | 0 | 0 | 0 | 0 | 0 | 0 | 88743.1518 | 0 | 0 | 0 | 0 | 0 | 0 | 0 | 0 | 0 | -175143.8297 | 0 | 0 | 0 | 0 | 0 | 0 | 0
2016-09-20 02:00 | 0 | 0 | 0 | 0 | 0 | 500066.5253 | 0 | 530781 | 0 | 0 | 0 | 0 | 177486.3036 | 0 | 0 | 0 | 0 | 0 | 0 | 0 | 5063394.6201 | 0 | 0 | 0 | 0 | 0 | 0 | 0 | 0 | 0 | 0 | 88743.1518 | 0 | 0 | 0 | 0 | 0 | 0 | 0 | 0 | 0 | -119457.6265 | 0 | 0 | 0 | 0 | 0 | 0 | 0
2016-09-20 03:00 | 0 | 0 | 0 | 0 | 0 | 123551.9658 | 0 | 491276 | 0 | 0 | 0 | 0 | 88743.1518 | 0 | 0 | 0 | 0 | 0 | 0 | 0 | 4784413.7377 | 0 | 0 | 0 | 0 | 0 | 0 | 0 | 0 | 0 | 0 | -88743.1518 | 0 | 0 | 0 | 0 | 0 | 0 | 0 | 0 | 0 | -278980.8824 | 0 | 0 | 0 | 0 | 0 | 0 | 0
2016-09-20 04:00 | 0 | 0 | 0 | 0 | 0 | 86820.9658 | 0 | 454545 | 0 | 0 | 0 | 0 | 0 | 0 | 0 | 0 | 0 | 0 | 0 | 0 | 4505432.8552 | 0 | 0 | 0 | 0 | 0 | 0 | 0 | 0 | 0 | 0 | -88743.1518 | 0 | 0 | 0 | 0 | 0 | 0 | 0 | 0 | 0 | -278980.8824 | 0 | 0 | 0 | 0 | 0 | 0 | 0
2016-09-20 05:00 | 0 | 0 | 0 | 0 | 0 | 235014.2694 | 0 | 425252 | 0 | 0 | 0 | 0 | 88743.1518 | 0 | 0 | 0 | 0 | 0 | 0 | 0 | 4226451.9728 | 0 | 0 | 0 | 0 | 0 | 0 | 0 | 0 | 0 | 0 | 88743.1518 | 0 | 0 | 0 | 0 | 0 | 0 | 0 | 0 | 0 | -278980.8824 | 0 | 0 | 0 | 0 | 0 | 0 | 0
2016-09-20 06:00 | 0 | 0 | 0 | 0 | 0 | 214070.2694 | 0 | 404308 | 0 | 0 | 0 | 0 | 177486.3036 | 0 | 0 | 0 | 0 | 0 | 0 | 0 | 3947471.0904 | 0 | 0 | 0 | 0 | 0 | 0 | 0 | 0 | 0 | 0 | 88743.1518 | 0 | 0 | 0 | 0 | 0 | 0 | 0 | 0 | 0 | -278980.8824 | 0 | 0 | 0 | 0 | 0 | 0 | 0
2016-09-20 07:00 | 0 | 0 | 0 | 0 | 0 | 453838.8581 | 0 | 390534 | 0 | 0 | 0 | 0 | 266229.4554 | 0 | 0 | 0 | 0 | 0 | 0 | 0 | 3922032.7967 | 0 | 0 | 0 | 0 | 0 | 0 | 0 | 0 | 0 | 0 | 88743.1518 | 0 | 0 | 0 | 0 | 0 | 0 | 0 | 0 | 0 | -25438.2937 | 0 | 0 | 0 | 0 | 0 | 0 | 0
2016-09-20 08:00 | 0 | 0 | 0 | 0 | 0 | 447460.4769 | 0 | 385650 | 0 | 0 | 0 | 0 | 354972.6072 | 0 | 0 | 0 | 0 | 0 | 0 | 0 | 3895100.1218 | 0 | 0 | 0 | 0 | 0 | 0 | 0 | 0 | 0 | 0 | 88743.1518 | 0 | 0 | 0 | 0 | 0 | 0 | 0 | 0 | 0 | -26932.6749 | 0 | 0 | 0 | 0 | 0 | 0 | 0
2016-09-20 09:00 | 0 | 0 | 0 | 0 | 0 | 451472.8299 | 0 | 393778 | 0 | 0 | 0 | 0 | 266229.4554 | 0 | 0 | 0 | 0 | 0 | 0 | 0 | 4041538.1035 | 0 | 0 | 0 | 0 | 0 | 0 | 0 | 0 | 0 | 0 | -88743.1518 | 0 | 0 | 0 | 0 | 0 | 0 | 0 | 0 | 0 | 146437.9817 | 0 | 0 | 0 | 0 | 0 | 0 | 0
2016-09-20 10:00 | 0 | 0 | 0 | 0 | 0 | 443512.3613 | 0 | 418576 | 0 | 0 | 0 | 0 | 354972.6072 | 0 | 0 | 0 | 0 | 0 | 0 | 0 | 3977731.313 | 0 | 0 | 0 | 0 | 0 | 0 | 0 | 0 | 0 | 0 | 88743.1518 | 0 | 0 | 0 | 0 | 0 | 0 | 0 | 0 | 0 | -63806.7905 | 0 | 0 | 0 | 0 | 0 | 0 | 0
2016-09-20 11:00 | 0 | 0 | 0 | 0 | 0 | 74213.9658 | 0 | 441938 | 0 | 0 | 0 | 0 | 266229.4554 | 0 | 0 | 0 | 0 | 0 | 0 | 0 | 3698750.4305 | 0 | 0 | 0 | 0 | 0 | 0 | 0 | 0 | 0 | 0 | -88743.1518 | 0 | 0 | 0 | 0 | 0 | 0 | 0 | 0 | 0 | -278980.8824 | 0 | 0 | 0 | 0 | 0 | 0 | 0
2016-09-20 12:00 | 0 | 0 | 0 | 0 | 0 | 389836.3016 | 0 | 456999 | 0 | 0 | 0 | 0 | 177486.3036 | 0 | 0 | 0 | 0 | 0 | 0 | 0 | 3720330.8839 | 0 | 0 | 0 | 0 | 0 | 0 | 0 | 0 | 0 | 0 | -88743.1518 | 0 | 0 | 0 | 0 | 0 | 0 | 0 | 0 | 0 | 21580.4534 | 0 | 0 | 0 | 0 | 0 | 0 | 0
2016-09-20 13:00 | 0 | 0 | 0 | 0 | 0 | 216139.4588 | 81699.9938 | 477501 | 0 | 0 | 0 | 0 | 266229.4554 | 0 | 0 | 0 | 0 | 0 | 0 | 0 | 3451926.1848 | 0 | 0 | 0 | 0 | 0 | 0 | 0 | 0 | 0 | 0 | 88743.1518 | 0 | 0 | 0 | 0 | 0 | 0 | 0 | 0 | 0 | -268404.6992 | 0 | 0 | 0 | 0 | 0 | 0 | 0
2016-09-20 14:00 | 0 | 0 | 0 | 0 | 0 | 0 | 309489.7912 | 501755 | 0 | 0 | 0 | 0 | 205359.0546 | 0 | 0 | 0 | 0 | 0 | 0 | 0 | 3320531.3768 | 0 | 0 | 0 | 0 | 0 | 0 | 0 | 0 | 0 | 0 | -60870.4007 | 0 | 0 | 0 | 0 | 0 | 0 | 0 | 0 | 0 | -131394.808 | 0 | 0 | 0 | 0 | 0 | 0 | 0
2016-09-20 15:00 | 0 | 0 | 0 | 0 | 0 | 151969.2349 | 490674.3919 | 527500 | 0 | 0 | 0 | 0 | 116615.9029 | 0 | 0 | 0 | 0 | 0 | 0 | 0 | 3524418.1554 | 0 | 0 | 0 | 0 | 0 | 0 | 0 | 0 | 0 | 0 | -88743.1518 | 0 | 0 | 0 | 0 | 0 | 0 | 0 | 0 | 0 | 203886.7787 | 0 | 0 | 0 | 0 | 0 | 0 | 0
2016-09-20 16:00 | 0 | 0 | 0 | 0 | 0 | 0 | 567544.3072 | 551934 | 0 | 0 | 0 | 0 | 205359.0546 | 0 | 0 | 0 | 0 | 0 | 0 | 0 | 3451285.3108 | 0 | 0 | 0 | 0 | 0 | 0 | 0 | 0 | 0 | 0 | 88743.1518 | 0 | 0 | 0 | 0 | 0 | 0 | 0 | 0 | 0 | -73132.8446 | 0 | 0 | 0 | 0 | 0 | 0 | 0
2016-09-20 17:00 | 0 | 0 | 0 | 0 | 0 | 0 | 590779.2889 | 575250 | 0 | 0 | 0 | 0 | 294102.2064 | 0 | 0 | 0 | 0 | 0 | 0 | 0 | 3378071.4478 | 0 | 0 | 0 | 0 | 0 | 0 | 0 | 0 | 0 | 0 | 88743.1518 | 0 | 0 | 0 | 0 | 0 | 0 | 0 | 0 | 0 | -73213.8629 | 0 | 0 | 0 | 0 | 0 | 0 | 0
2016-09-20 18:00 | 0 | 0 | 0 | 0 | 0 | 0 | 597221.5791 | 593606 | 0 | 0 | 0 | 0 | 382845.3582 | 0 | 0 | 0 | 0 | 0 | 0 | 0 | 3292943.8752 | 0 | 0 | 0 | 0 | 0 | 0 | 0 | 0 | 0 | 0 | 88743.1518 | 0 | 0 | 0 | 0 | 0 | 0 | 0 | 0 | 0 | -85127.5727 | 0 | 0 | 0 | 0 | 0 | 0 | 0
2016-09-20 19:00 | 0 | 0 | 0 | 0 | 0 | 0 | 588937.5309 | 607109 | 0 | 0 | 0 | 0 | 294102.2064 | 0 | 0 | 0 | 0 | 0 | 0 | 0 | 3363515.5579 | 0 | 0 | 0 | 0 | 0 | 0 | 0 | 0 | 0 | 0 | -88743.1518 | 0 | 0 | 0 | 0 | 0 | 0 | 0 | 0 | 0 | 70571.6827 | 0 | 0 | 0 | 0 | 0 | 0 | 0
2016-09-20 20:00 | 0 | 0 | 0 | 0 | 0 | 0 | 572215.6224 | 615912 | 0 | 0 | 0 | 0 | 382845.3582 | 0 | 0 | 0 | 0 | 0 | 0 | 0 | 3231076.0285 | 0 | 0 | 0 | 0 | 0 | 0 | 0 | 0 | 0 | 0 | 88743.1518 | 0 | 0 | 0 | 0 | 0 | 0 | 0 | 0 | 0 | -132439.5294 | 0 | 0 | 0 | 0 | 0 | 0 | 0
2016-09-20 21:00 | 0 | 0 | 0 | 0 | 0 | 0 | 539395.9975 | 617397 | 0 | 0 | 0 | 0 | 294102.2064 | 0 | 0 | 0 | 0 | 0 | 0 | 0 | 3241818.1778 | 0 | 0 | 0 | 0 | 0 | 0 | 0 | 0 | 0 | 0 | -88743.1518 | 0 | 0 | 0 | 0 | 0 | 0 | 0 | 0 | 0 | 10742.1493 | 0 | 0 | 0 | 0 | 0 | 0 | 0
2016-09-20 22:00 | 0 | 0 | 0 | 0 | 0 | 0 | 485404.0062 | 608226 | 0 | 0 | 0 | 0 | 205359.0546 | 0 | 0 | 0 | 0 | 0 | 0 | 0 | 3207739.3357 | 0 | 0 | 0 | 0 | 0 | 0 | 0 | 0 | 0 | 0 | -88743.1518 | 0 | 0 | 0 | 0 | 0 | 0 | 0 | 0 | 0 | -34078.842 | 0 | 0 | 0 | 0 | 0 | 0 | 0
2016-09-20 23:00 | 0 | 0 | 0 | 0 | 0 | 0 | 376399.3953 | 595605 | 0 | 0 | 0 | 0 | 116615.9029 | 0 | 0 | 0 | 0 | 0 | 0 | 0 | 3077276.8828 | 0 | 0 | 0 | 0 | 0 | 0 | 0 | 0 | 0 | 0 | -88743.1518 | 0 | 0 | 0 | 0 | 0 | 0 | 0 | 0 | 0 | -130462.4529 | 0 | 0 | 0 | 0 | 0 | 0 | 0
2016-09-21 | 0 | 0 | 0 | 0 | 0 | 529878.5203 | 187624.8801 | 584391 | 0 | 0 | 0 | 0 | 205359.0546 | 0 | 0 | 0 | 0 | 0 | 0 | 0 | 3121646.1313 | 0 | 0 | 0 | 0 | 0 | 0 | 0 | 0 | 0 | 0 | 88743.1518 | 0 | 0 | 0 | 0 | 0 | 0 | 0 | 0 | 0 | 44369.2485 | 0 | 0 | 0 | 0 | 0 | 0 | 0
2016-09-21 01:00 | 0 | 0 | 0 | 0 | 0 | 637528.6327 | 22290.5769 | 559930 | 0 | 0 | 0 | 0 | 294102.2064 | 0 | 0 | 0 | 0 | 0 | 0 | 0 | 3132792.1892 | 0 | 0 | 0 | 0 | 0 | 0 | 0 | 0 | 0 | 0 | 88743.1518 | 0 | 0 | 0 | 0 | 0 | 0 | 0 | 0 | 0 | 11146.0578 | 0 | 0 | 0 | 0 | 0 | 0 | 0
2016-09-21 02:00 | 0 | 0 | 0 | 0 | 0 | 654982.8804 | 0 | 526181 | 0 | 0 | 0 | 0 | 205359.0546 | 0 | 0 | 0 | 0 | 0 | 0 | 0 | 3350337.2213 | 0 | 0 | 0 | 0 | 0 | 0 | 0 | 0 | 0 | 0 | -88743.1518 | 0 | 0 | 0 | 0 | 0 | 0 | 0 | 0 | 0 | 217545.0322 | 0 | 0 | 0 | 0 | 0 | 0 | 0
2016-09-21 03:00 | 0 | 0 | 0 | 0 | 0 | 297688.2694 | 0 | 487926 | 0 | 0 | 0 | 0 | 294102.2064 | 0 | 0 | 0 | 0 | 0 | 0 | 0 | 3071356.3389 | 0 | 0 | 0 | 0 | 0 | 0 | 0 | 0 | 0 | 0 | 88743.1518 | 0 | 0 | 0 | 0 | 0 | 0 | 0 | 0 | 0 | -278980.8824 | 0 | 0 | 0 | 0 | 0 | 0 | 0
2016-09-21 04:00 | 0 | 0 | 0 | 0 | 0 | 84278.9658 | 0 | 452003 | 0 | 0 | 0 | 0 | 205359.0546 | 0 | 0 | 0 | 0 | 0 | 0 | 0 | 2792375.4565 | 0 | 0 | 0 | 0 | 0 | 0 | 0 | 0 | 0 | 0 | -88743.1518 | 0 | 0 | 0 | 0 | 0 | 0 | 0 | 0 | 0 | -278980.8824 | 0 | 0 | 0 | 0 | 0 | 0 | 0
2016-09-21 05:00 | 0 | 0 | 0 | 0 | 0 | 572109.2336 | 0 | 423398 | 0 | 0 | 0 | 0 | 294102.2064 | 0 | 0 | 0 | 0 | 0 | 0 | 0 | 2852343.5383 | 0 | 0 | 0 | 0 | 0 | 0 | 0 | 0 | 0 | 0 | 88743.1518 | 0 | 0 | 0 | 0 | 0 | 0 | 0 | 0 | 0 | 59968.0818 | 0 | 0 | 0 | 0 | 0 | 0 | 0
2016-09-21 06:00 | 0 | 0 | 0 | 0 | 0 | 545885.5666 | 0 | 402738 | 0 | 0 | 0 | 0 | 382845.3582 | 0 | 0 | 0 | 0 | 0 | 0 | 0 | 2906747.9531 | 0 | 0 | 0 | 0 | 0 | 0 | 0 | 0 | 0 | 0 | 88743.1518 | 0 | 0 | 0 | 0 | 0 | 0 | 0 | 0 | 0 | 54404.4148 | 0 | 0 | 0 | 0 | 0 | 0 | 0
2016-09-21 07:00 | 0 | 0 | 0 | 0 | 0 | 21621.9658 | 0 | 389346 | 0 | 0 | 0 | 0 | 294102.2064 | 0 | 0 | 0 | 0 | 0 | 0 | 0 | 2627767.0707 | 0 | 0 | 0 | 0 | 0 | 0 | 0 | 0 | 0 | 0 | -88743.1518 | 0 | 0 | 0 | 0 | 0 | 0 | 0 | 0 | 0 | -278980.8824 | 0 | 0 | 0 | 0 | 0 | 0 | 0
2016-09-21 08:00 | 0 | 0 | 0 | 0 | 0 | 193727.2694 | 0 | 383965 | 0 | 0 | 0 | 0 | 382845.3582 | 0 | 0 | 0 | 0 | 0 | 0 | 0 | 2348786.1882 | 0 | 0 | 0 | 0 | 0 | 0 | 0 | 0 | 0 | 0 | 88743.1518 | 0 | 0 | 0 | 0 | 0 | 0 | 0 | 0 | 0 | -278980.8824 | 0 | 0 | 0 | 0 | 0 | 0 | 0
2016-09-21 09:00 | 0 | 0 | 0 | 0 | 0 | 493440.4362 | 0 | 391881 | 0 | 0 | 0 | 0 | 294102.2064 | 0 | 0 | 0 | 0 | 0 | 0 | 0 | 2539088.7762 | 0 | 0 | 0 | 0 | 0 | 0 | 0 | 0 | 0 | 0 | -88743.1518 | 0 | 0 | 0 | 0 | 0 | 0 | 0 | 0 | 0 | 190302.5879 | 0 | 0 | 0 | 0 | 0 | 0 | 0
2016-09-21 10:00 | 0 | 0 | 0 | 0 | 0 | 48887.9658 | 0 | 416612 | 0 | 0 | 0 | 0 | 205359.0546 | 0 | 0 | 0 | 0 | 0 | 0 | 0 | 2260107.8937 | 0 | 0 | 0 | 0 | 0 | 0 | 0 | 0 | 0 | 0 | -88743.1518 | 0 | 0 | 0 | 0 | 0 | 0 | 0 | 0 | 0 | -278980.8824 | 0 | 0 | 0 | 0 | 0 | 0 | 0
2016-09-21 11:00 | 0 | 0 | 0 | 0 | 0 | 72113.9658 | 0 | 439838 | 0 | 0 | 0 | 0 | 116615.9029 | 0 | 0 | 0 | 0 | 0 | 0 | 0 | 1981127.0113 | 0 | 0 | 0 | 0 | 0 | 0 | 0 | 0 | 0 | 0 | -88743.1518 | 0 | 0 | 0 | 0 | 0 | 0 | 0 | 0 | 0 | -278980.8824 | 0 | 0 | 0 | 0 | 0 | 0 | 0
2016-09-21 12:00 | 0 | 0 | 0 | 0 | 0 | 425208.3924 | 0 | 454962 | 0 | 0 | 0 | 0 | 205359.0546 | 0 | 0 | 0 | 0 | 0 | 0 | 0 | 1862630.2519 | 0 | 0 | 0 | 0 | 0 | 0 | 0 | 0 | 0 | 0 | 88743.1518 | 0 | 0 | 0 | 0 | 0 | 0 | 0 | 0 | 0 | -118496.7594 | 0 | 0 | 0 | 0 | 0 | 0 | 0
2016-09-21 13:00 | 0 | 0 | 0 | 0 | 0 | 235315.2399 | 49678.0295 | 475231 | 0 | 0 | 0 | 0 | 294102.2064 | 0 | 0 | 0 | 0 | 0 | 0 | 0 | 1583649.3694 | 0 | 0 | 0 | 0 | 0 | 0 | 0 | 0 | 0 | 0 | 88743.1518 | 0 | 0 | 0 | 0 | 0 | 0 | 0 | 0 | 0 | -278980.8824 | 0 | 0 | 0 | 0 | 0 | 0 | 0
2016-09-21 14:00 | 0 | 0 | 0 | 0 | 0 | 0 | 315590.812 | 497212 | 0 | 0 | 0 | 0 | 382845.3582 | 0 | 0 | 0 | 0 | 0 | 0 | 0 | 1313285.0297 | 0 | 0 | 0 | 0 | 0 | 0 | 0 | 0 | 0 | 0 | 88743.1518 | 0 | 0 | 0 | 0 | 0 | 0 | 0 | 0 | 0 | -270364.3398 | 0 | 0 | 0 | 0 | 0 | 0 | 0
2016-09-21 15:00 | 0 | 0 | 0 | 0 | 0 | 0 | 514677.3479 | 521302 | 0 | 0 | 0 | 0 | 294102.2064 | 0 | 0 | 0 | 0 | 0 | 0 | 0 | 1395403.5293 | 0 | 0 | 0 | 0 | 0 | 0 | 0 | 0 | 0 | 0 | -88743.1518 | 0 | 0 | 0 | 0 | 0 | 0 | 0 | 0 | 0 | 82118.4997 | 0 | 0 | 0 | 0 | 0 | 0 | 0
2016-09-21 16:00 | 0 | 0 | 0 | 0 | 0 | 0 | 612644.8565 | 544593 | 0 | 0 | 0 | 0 | 257316.8571 | 0 | 0 | 0 | 0 | 0 | 0 | 0 | 1500240.7351 | 0 | 0 | 0 | 0 | 0 | 0 | 0 | 0 | 0 | 0 | -36785.3493 | 0 | 0 | 0 | 0 | 0 | 0 | 0 | 0 | 0 | 104837.2058 | 0 | 0 | 0 | 0 | 0 | 0 | 0
2016-09-21 17:00 | 0 | 0 | 0 | 0 | 0 | 109064.2713 | 647542.4594 | 566369 | 0 | 0 | 0 | 0 | 168573.7053 | 0 | 0 | 0 | 0 | 0 | 0 | 0 | 1779221.6176 | 0 | 0 | 0 | 0 | 0 | 0 | 0 | 0 | 0 | 0 | -88743.1518 | 0 | 0 | 0 | 0 | 0 | 0 | 0 | 0 | 0 | 278980.8824 | 0 | 0 | 0 | 0 | 0 | 0 | 0
2016-09-21 18:00 | 0 | 0 | 0 | 0 | 0 | 0 | 646031.0971 | 584246 | 0 | 0 | 0 | 0 | 257316.8571 | 0 | 0 | 0 | 0 | 0 | 0 | 0 | 1752263.5629 | 0 | 0 | 0 | 0 | 0 | 0 | 0 | 0 | 0 | 0 | 88743.1518 | 0 | 0 | 0 | 0 | 0 | 0 | 0 | 0 | 0 | -26958.0547 | 0 | 0 | 0 | 0 | 0 | 0 | 0
2016-09-21 19:00 | 0 | 0 | 0 | 0 | 0 | 0 | 629937.5137 | 596829 | 0 | 0 | 0 | 0 | 346060.0089 | 0 | 0 | 0 | 0 | 0 | 0 | 0 | 1696628.9248 | 0 | 0 | 0 | 0 | 0 | 0 | 0 | 0 | 0 | 0 | 88743.1518 | 0 | 0 | 0 | 0 | 0 | 0 | 0 | 0 | 0 | -55634.6381 | 0 | 0 | 0 | 0 | 0 | 0 | 0
2016-09-21 20:00 | 0 | 0 | 0 | 0 | 0 | 0 | 621510.4862 | 604822 | 0 | 0 | 0 | 0 | 257316.8571 | 0 | 0 | 0 | 0 | 0 | 0 | 0 | 1802060.5629 | 0 | 0 | 0 | 0 | 0 | 0 | 0 | 0 | 0 | 0 | -88743.1518 | 0 | 0 | 0 | 0 | 0 | 0 | 0 | 0 | 0 | 105431.638 | 0 | 0 | 0 | 0 | 0 | 0 | 0
2016-09-21 21:00 | 0 | 0 | 0 | 0 | 0 | 0 | 596502.5375 | 605721 | 0 | 0 | 0 | 0 | 168573.7053 | 0 | 0 | 0 | 0 | 0 | 0 | 0 | 1881585.2521 | 0 | 0 | 0 | 0 | 0 | 0 | 0 | 0 | 0 | 0 | -88743.1518 | 0 | 0 | 0 | 0 | 0 | 0 | 0 | 0 | 0 | 79524.6892 | 0 | 0 | 0 | 0 | 0 | 0 | 0
2016-09-21 22:00 | 0 | 0 | 0 | 0 | 0 | 0 | 545769.1554 | 596355 | 0 | 0 | 0 | 0 | 257316.8571 | 0 | 0 | 0 | 0 | 0 | 0 | 0 | 1742256.2557 | 0 | 0 | 0 | 0 | 0 | 0 | 0 | 0 | 0 | 0 | 88743.1518 | 0 | 0 | 0 | 0 | 0 | 0 | 0 | 0 | 0 | -139328.9964 | 0 | 0 | 0 | 0 | 0 | 0 | 0
2016-09-21 23:00 | 0 | 0 | 0 | 0 | 0 | 453019.0443 | 431796.0627 | 584985 | 0 | 0 | 0 | 0 | 278166.0816 | 0 | 0 | 0 | 0 | 0 | 0 | 0 | 2021237.1381 | 0 | 0 | 0 | 0 | 0 | 0 | 0 | 0 | 0 | 0 | 20849.2245 | 0 | 0 | 0 | 0 | 0 | 0 | 0 | 0 | 0 | 278980.8824 | 0 | 0 | 0 | 0 | 0 | 0 | 0
2016-09-22 | 0 | 0 | 0 | 0 | 0 | 541650.7616 | 237977.0939 | 573454 | 0 | 0 | 0 | 0 | 205359.0546 | 0 | 0 | 0 | 0 | 0 | 0 | 0 | 2300218.0206 | 0 | 0 | 0 | 0 | 0 | 0 | 0 | 0 | 0 | 0 | -72807.027 | 0 | 0 | 0 | 0 | 0 | 0 | 0 | 0 | 0 | 278980.8824 | 0 | 0 | 0 | 0 | 0 | 0 | 0
2016-09-22 01:00 | 0 | 0 | 0 | 0 | 0 | 604987.4229 | 19570.2144 | 548664 | 0 | 0 | 0 | 0 | 294102.2064 | 0 | 0 | 0 | 0 | 0 | 0 | 0 | 2287368.5061 | 0 | 0 | 0 | 0 | 0 | 0 | 0 | 0 | 0 | 0 | 88743.1518 | 0 | 0 | 0 | 0 | 0 | 0 | 0 | 0 | 0 | -12849.5145 | 0 | 0 | 0 | 0 | 0 | 0 | 0
2016-09-22 02:00 | 0 | 0 | 0 | 0 | 0 | 602233.2814 | 0 | 516374 | 0 | 0 | 0 | 0 | 382845.3582 | 0 | 0 | 0 | 0 | 0 | 0 | 0 | 2284484.6357 | 0 | 0 | 0 | 0 | 0 | 0 | 0 | 0 | 0 | 0 | 88743.1518 | 0 | 0 | 0 | 0 | 0 | 0 | 0 | 0 | 0 | -2883.8704 | 0 | 0 | 0 | 0 | 0 | 0 | 0
2016-09-22 03:00 | 0 | 0 | 0 | 0 | 0 | 584664.6099 | 0 | 479292 | 0 | 0 | 0 | 0 | 294102.2064 | 0 | 0 | 0 | 0 | 0 | 0 | 0 | 2478600.3974 | 0 | 0 | 0 | 0 | 0 | 0 | 0 | 0 | 0 | 0 | -88743.1518 | 0 | 0 | 0 | 0 | 0 | 0 | 0 | 0 | 0 | 194115.7617 | 0 | 0 | 0 | 0 | 0 | 0 | 0
2016-09-22 04:00 | 0 | 0 | 0 | 0 | 0 | 253064.2694 | 0 | 443302 | 0 | 0 | 0 | 0 | 382845.3582 | 0 | 0 | 0 | 0 | 0 | 0 | 0 | 2199619.5149 | 0 | 0 | 0 | 0 | 0 | 0 | 0 | 0 | 0 | 0 | 88743.1518 | 0 | 0 | 0 | 0 | 0 | 0 | 0 | 0 | 0 | -278980.8824 | 0 | 0 | 0 | 0 | 0 | 0 | 0
2016-09-22 05:00 | 0 | 0 | 0 | 0 | 0 | 537513.6639 | 0 | 415188 | 0 | 0 | 0 | 0 | 294102.2064 | 0 | 0 | 0 | 0 | 0 | 0 | 0 | 2410688.3307 | 0 | 0 | 0 | 0 | 0 | 0 | 0 | 0 | 0 | 0 | -88743.1518 | 0 | 0 | 0 | 0 | 0 | 0 | 0 | 0 | 0 | 211068.8157 | 0 | 0 | 0 | 0 | 0 | 0 | 0
2016-09-22 06:00 | 0 | 0 | 0 | 0 | 0 | 27441.9658 | 0 | 395166 | 0 | 0 | 0 | 0 | 205359.0546 | 0 | 0 | 0 | 0 | 0 | 0 | 0 | 2131707.4482 | 0 | 0 | 0 | 0 | 0 | 0 | 0 | 0 | 0 | 0 | -88743.1518 | 0 | 0 | 0 | 0 | 0 | 0 | 0 | 0 | 0 | -278980.8824 | 0 | 0 | 0 | 0 | 0 | 0 | 0
2016-09-22 07:00 | 0 | 0 | 0 | 0 | 0 | 489712.8217 | 0 | 382311 | 0 | 0 | 0 | 0 | 294102.2064 | 0 | 0 | 0 | 0 | 0 | 0 | 0 | 2150366.1181 | 0 | 0 | 0 | 0 | 0 | 0 | 0 | 0 | 0 | 0 | 88743.1518 | 0 | 0 | 0 | 0 | 0 | 0 | 0 | 0 | 0 | 18658.6699 | 0 | 0 | 0 | 0 | 0 | 0 | 0
2016-09-22 08:00 | 0 | 0 | 0 | 0 | 0 | 9826.9658 | 0 | 377551 | 0 | 0 | 0 | 0 | 205359.0546 | 0 | 0 | 0 | 0 | 0 | 0 | 0 | 1871385.2356 | 0 | 0 | 0 | 0 | 0 | 0 | 0 | 0 | 0 | 0 | -88743.1518 | 0 | 0 | 0 | 0 | 0 | 0 | 0 | 0 | 0 | -278980.8824 | 0 | 0 | 0 | 0 | 0 | 0 | 0
2016-09-22 09:00 | 0 | 0 | 0 | 0 | 0 | 439063.4761 | 0 | 385422 | 0 | 0 | 0 | 0 | 294102.2064 | 0 | 0 | 0 | 0 | 0 | 0 | 0 | 1836283.56 | 0 | 0 | 0 | 0 | 0 | 0 | 0 | 0 | 0 | 0 | 88743.1518 | 0 | 0 | 0 | 0 | 0 | 0 | 0 | 0 | 0 | -35101.6757 | 0 | 0 | 0 | 0 | 0 | 0 | 0
2016-09-22 10:00 | 0 | 0 | 0 | 0 | 0 | 402084.0264 | 0 | 410280 | 0 | 0 | 0 | 0 | 205359.0546 | 0 | 0 | 0 | 0 | 0 | 0 | 0 | 1916830.7382 | 0 | 0 | 0 | 0 | 0 | 0 | 0 | 0 | 0 | 0 | -88743.1518 | 0 | 0 | 0 | 0 | 0 | 0 | 0 | 0 | 0 | 80547.1782 | 0 | 0 | 0 | 0 | 0 | 0 | 0
2016-09-22 11:00 | 0 | 0 | 0 | 0 | 0 | 65692.9658 | 0 | 433417 | 0 | 0 | 0 | 0 | 116615.9029 | 0 | 0 | 0 | 0 | 0 | 0 | 0 | 1637849.8558 | 0 | 0 | 0 | 0 | 0 | 0 | 0 | 0 | 0 | 0 | -88743.1518 | 0 | 0 | 0 | 0 | 0 | 0 | 0 | 0 | 0 | -278980.8824 | 0 | 0 | 0 | 0 | 0 | 0 | 0
2016-09-22 12:00 | 0 | 0 | 0 | 0 | 0 | 350338.7522 | 0 | 449577 | 0 | 0 | 0 | 0 | 205359.0546 | 0 | 0 | 0 | 0 | 0 | 0 | 0 | 1449868.4562 | 0 | 0 | 0 | 0 | 0 | 0 | 0 | 0 | 0 | 0 | 88743.1518 | 0 | 0 | 0 | 0 | 0 | 0 | 0 | 0 | 0 | -187981.3996 | 0 | 0 | 0 | 0 | 0 | 0 | 0
2016-09-22 13:00 | 0 | 0 | 0 | 0 | 0 | 258692.9826 | 75165.7997 | 469504 | 0 | 0 | 0 | 0 | 294102.2064 | 0 | 0 | 0 | 0 | 0 | 0 | 0 | 1225480.0868 | 0 | 0 | 0 | 0 | 0 | 0 | 0 | 0 | 0 | 0 | 88743.1518 | 0 | 0 | 0 | 0 | 0 | 0 | 0 | 0 | 0 | -224388.3694 | 0 | 0 | 0 | 0 | 0 | 0 | 0
2016-09-22 14:00 | 0 | 0 | 0 | 0 | 0 | 0 | 405628.5942 | 492763 | 0 | 0 | 0 | 0 | 382845.3582 | 0 | 0 | 0 | 0 | 0 | 0 | 0 | 1049602.5292 | 0 | 0 | 0 | 0 | 0 | 0 | 0 | 0 | 0 | 0 | 88743.1518 | 0 | 0 | 0 | 0 | 0 | 0 | 0 | 0 | 0 | -175877.5576 | 0 | 0 | 0 | 0 | 0 | 0 | 0
2016-09-22 15:00 | 0 | 0 | 0 | 0 | 0 | 0 | 655907.9295 | 517230 | 0 | 0 | 0 | 0 | 382845.3582 | 0 | 0 | 0 | 0 | 0 | 0 | 0 | 1188280.4587 | 0 | 0 | 0 | 0 | 0 | 0 | 0 | 0 | 0 | 0 | 0 | 0 | 0 | 0 | 0 | 0 | 0 | 0 | 0 | 0 | 138677.9295 | 0 | 0 | 0 | 0 | 0 | 0 | 0
2016-09-22 16:00 | 0 | 0 | 0 | 0 | 0 | 0 | 724150.1525 | 540813 | 0 | 0 | 0 | 0 | 294102.2064 | 0 | 0 | 0 | 0 | 0 | 0 | 0 | 1460360.763 | 0 | 0 | 0 | 0 | 0 | 0 | 0 | 0 | 0 | 0 | -88743.1518 | 0 | 0 | 0 | 0 | 0 | 0 | 0 | 0 | 0 | 272080.3043 | 0 | 0 | 0 | 0 | 0 | 0 | 0
2016-09-22 17:00 | 0 | 0 | 0 | 0 | 0 | 0 | 731893.6078 | 562153 | 0 | 0 | 0 | 0 | 382845.3582 | 0 | 0 | 0 | 0 | 0 | 0 | 0 | 1541358.219 | 0 | 0 | 0 | 0 | 0 | 0 | 0 | 0 | 0 | 0 | 88743.1518 | 0 | 0 | 0 | 0 | 0 | 0 | 0 | 0 | 0 | 80997.456 | 0 | 0 | 0 | 0 | 0 | 0 | 0
2016-09-22 18:00 | 0 | 0 | 0 | 0 | 0 | 0 | 724607.8125 | 578833 | 0 | 0 | 0 | 0 | 294102.2064 | 0 | 0 | 0 | 0 | 0 | 0 | 0 | 1775876.1833 | 0 | 0 | 0 | 0 | 0 | 0 | 0 | 0 | 0 | 0 | -88743.1518 | 0 | 0 | 0 | 0 | 0 | 0 | 0 | 0 | 0 | 234517.9643 | 0 | 0 | 0 | 0 | 0 | 0 | 0
2016-09-22 19:00 | 0 | 0 | 0 | 0 | 0 | 0 | 714839.9958 | 591220 | 0 | 0 | 0 | 0 | 205359.0546 | 0 | 0 | 0 | 0 | 0 | 0 | 0 | 1988239.3309 | 0 | 0 | 0 | 0 | 0 | 0 | 0 | 0 | 0 | 0 | -88743.1518 | 0 | 0 | 0 | 0 | 0 | 0 | 0 | 0 | 0 | 212363.1476 | 0 | 0 | 0 | 0 | 0 | 0 | 0
2016-09-22 20:00 | 0 | 0 | 0 | 0 | 0 | 0 | 713770.0022 | 599241 | 0 | 0 | 0 | 0 | 266229.4554 | 0 | 0 | 0 | 0 | 0 | 0 | 0 | 2041897.9324 | 0 | 0 | 0 | 0 | 0 | 0 | 0 | 0 | 0 | 0 | 60870.4007 | 0 | 0 | 0 | 0 | 0 | 0 | 0 | 0 | 0 | 53658.6015 | 0 | 0 | 0 | 0 | 0 | 0 | 0
2016-09-22 21:00 | 0 | 0 | 0 | 0 | 0 | 0 | 703730.3995 | 599315 | 0 | 0 | 0 | 0 | 177486.3036 | 0 | 0 | 0 | 0 | 0 | 0 | 0 | 2235056.4836 | 0 | 0 | 0 | 0 | 0 | 0 | 0 | 0 | 0 | 0 | -88743.1518 | 0 | 0 | 0 | 0 | 0 | 0 | 0 | 0 | 0 | 193158.5513 | 0 | 0 | 0 | 0 | 0 | 0 | 0
2016-09-22 22:00 | 0 | 0 | 0 | 0 | 0 | 0 | 669820.1778 | 586693 | 0 | 0 | 0 | 0 | 266229.4554 | 0 | 0 | 0 | 0 | 0 | 0 | 0 | 2229440.5096 | 0 | 0 | 0 | 0 | 0 | 0 | 0 | 0 | 0 | 0 | 88743.1518 | 0 | 0 | 0 | 0 | 0 | 0 | 0 | 0 | 0 | -5615.974 | 0 | 0 | 0 | 0 | 0 | 0 | 0
2016-09-22 23:00 | 0 | 0 | 0 | 0 | 0 | 0 | 550986.8006 | 574124 | 0 | 0 | 0 | 0 | 177486.3036 | 0 | 0 | 0 | 0 | 0 | 0 | 0 | 2295046.462 | 0 | 0 | 0 | 0 | 0 | 0 | 0 | 0 | 0 | 0 | -88743.1518 | 0 | 0 | 0 | 0 | 0 | 0 | 0 | 0 | 0 | 65605.9524 | 0 | 0 | 0 | 0 | 0 | 0 | 0
2016-09-23 | 0 | 0 | 0 | 0 | 0 | 549334.1613 | 272154.5779 | 563475 | 0 | 0 | 0 | 0 | 266229.4554 | 0 | 0 | 0 | 0 | 0 | 0 | 0 | 2464317.0494 | 0 | 0 | 0 | 0 | 0 | 0 | 0 | 0 | 0 | 0 | 88743.1518 | 0 | 0 | 0 | 0 | 0 | 0 | 0 | 0 | 0 | 169270.5874 | 0 | 0 | 0 | 0 | 0 | 0 | 0
2016-09-23 01:00 | 0 | 0 | 0 | 0 | 0 | 632878.002 | 19870.7153 | 540989 | 0 | 0 | 0 | 0 | 177486.3036 | 0 | 0 | 0 | 0 | 0 | 0 | 0 | 2664819.9185 | 0 | 0 | 0 | 0 | 0 | 0 | 0 | 0 | 0 | 0 | -88743.1518 | 0 | 0 | 0 | 0 | 0 | 0 | 0 | 0 | 0 | 200502.8691 | 0 | 0 | 0 | 0 | 0 | 0 | 0
2016-09-23 02:00 | 0 | 0 | 0 | 0 | 0 | 631903.4258 | 0 | 510591 | 0 | 0 | 0 | 0 | 88743.1518 | 0 | 0 | 0 | 0 | 0 | 0 | 0 | 2874875.4961 | 0 | 0 | 0 | 0 | 0 | 0 | 0 | 0 | 0 | 0 | -88743.1518 | 0 | 0 | 0 | 0 | 0 | 0 | 0 | 0 | 0 | 210055.5776 | 0 | 0 | 0 | 0 | 0 | 0 | 0
2016-09-23 03:00 | 0 | 0 | 0 | 0 | 0 | 284246.2694 | 0 | 474484 | 0 | 0 | 0 | 0 | 177486.3036 | 0 | 0 | 0 | 0 | 0 | 0 | 0 | 2595894.6136 | 0 | 0 | 0 | 0 | 0 | 0 | 0 | 0 | 0 | 0 | 88743.1518 | 0 | 0 | 0 | 0 | 0 | 0 | 0 | 0 | 0 | -278980.8824 | 0 | 0 | 0 | 0 | 0 | 0 | 0
2016-09-23 04:00 | 0 | 0 | 0 | 0 | 0 | 250261.2694 | 0 | 440499 | 0 | 0 | 0 | 0 | 266229.4554 | 0 | 0 | 0 | 0 | 0 | 0 | 0 | 2316913.7312 | 0 | 0 | 0 | 0 | 0 | 0 | 0 | 0 | 0 | 0 | 88743.1518 | 0 | 0 | 0 | 0 | 0 | 0 | 0 | 0 | 0 | -278980.8824 | 0 | 0 | 0 | 0 | 0 | 0 | 0
2016-09-23 05:00 | 0 | 0 | 0 | 0 | 0 | 564403.078 | 0 | 411698 | 0 | 0 | 0 | 0 | 177486.3036 | 0 | 0 | 0 | 0 | 0 | 0 | 0 | 2558361.9609 | 0 | 0 | 0 | 0 | 0 | 0 | 0 | 0 | 0 | 0 | -88743.1518 | 0 | 0 | 0 | 0 | 0 | 0 | 0 | 0 | 0 | 241448.2298 | 0 | 0 | 0 | 0 | 0 | 0 | 0
2016-09-23 06:00 | 0 | 0 | 0 | 0 | 0 | 545099.027 | 0 | 392249 | 0 | 0 | 0 | 0 | 266229.4554 | 0 | 0 | 0 | 0 | 0 | 0 | 0 | 2622468.8362 | 0 | 0 | 0 | 0 | 0 | 0 | 0 | 0 | 0 | 0 | 88743.1518 | 0 | 0 | 0 | 0 | 0 | 0 | 0 | 0 | 0 | 64106.8752 | 0 | 0 | 0 | 0 | 0 | 0 | 0
2016-09-23 07:00 | 0 | 0 | 0 | 0 | 0 | 190136.2694 | 0 | 380374 | 0 | 0 | 0 | 0 | 354972.6072 | 0 | 0 | 0 | 0 | 0 | 0 | 0 | 2343487.9537 | 0 | 0 | 0 | 0 | 0 | 0 | 0 | 0 | 0 | 0 | 88743.1518 | 0 | 0 | 0 | 0 | 0 | 0 | 0 | 0 | 0 | -278980.8824 | 0 | 0 | 0 | 0 | 0 | 0 | 0
2016-09-23 08:00 | 0 | 0 | 0 | 0 | 0 | 505602.422 | 0 | 376076 | 0 | 0 | 0 | 0 | 266229.4554 | 0 | 0 | 0 | 0 | 0 | 0 | 0 | 2561757.5275 | 0 | 0 | 0 | 0 | 0 | 0 | 0 | 0 | 0 | 0 | -88743.1518 | 0 | 0 | 0 | 0 | 0 | 0 | 0 | 0 | 0 | 218269.5738 | 0 | 0 | 0 | 0 | 0 | 0 | 0
2016-09-23 09:00 | 0 | 0 | 0 | 0 | 0 | 15023.9658 | 0 | 382748 | 0 | 0 | 0 | 0 | 177486.3036 | 0 | 0 | 0 | 0 | 0 | 0 | 0 | 2282776.6451 | 0 | 0 | 0 | 0 | 0 | 0 | 0 | 0 | 0 | 0 | -88743.1518 | 0 | 0 | 0 | 0 | 0 | 0 | 0 | 0 | 0 | -278980.8824 | 0 | 0 | 0 | 0 | 0 | 0 | 0
2016-09-23 10:00 | 0 | 0 | 0 | 0 | 0 | 474277.2497 | 0 | 406169 | 0 | 0 | 0 | 0 | 88743.1518 | 0 | 0 | 0 | 0 | 0 | 0 | 0 | 2439628.0465 | 0 | 0 | 0 | 0 | 0 | 0 | 0 | 0 | 0 | 0 | -88743.1518 | 0 | 0 | 0 | 0 | 0 | 0 | 0 | 0 | 0 | 156851.4015 | 0 | 0 | 0 | 0 | 0 | 0 | 0
2016-09-23 11:00 | 0 | 0 | 0 | 0 | 0 | 61361.9658 | 0 | 429086 | 0 | 0 | 0 | 0 | 0 | 0 | 0 | 0 | 0 | 0 | 0 | 0 | 2160647.1641 | 0 | 0 | 0 | 0 | 0 | 0 | 0 | 0 | 0 | 0 | -88743.1518 | 0 | 0 | 0 | 0 | 0 | 0 | 0 | 0 | 0 | -278980.8824 | 0 | 0 | 0 | 0 | 0 | 0 | 0
2016-09-23 12:00 | 0 | 0 | 0 | 0 | 0 | 456743.5805 | 0 | 445632 | 0 | 0 | 0 | 0 | 88743.1518 | 0 | 0 | 0 | 0 | 0 | 0 | 0 | 2083015.5928 | 0 | 0 | 0 | 0 | 0 | 0 | 0 | 0 | 0 | 0 | 88743.1518 | 0 | 0 | 0 | 0 | 0 | 0 | 0 | 0 | 0 | -77631.5713 | 0 | 0 | 0 | 0 | 0 | 0 | 0
2016-09-23 13:00 | 0 | 0 | 0 | 0 | 0 | 347350.8413 | 72475.3352 | 468144 | 0 | 0 | 0 | 0 | 177486.3036 | 0 | 0 | 0 | 0 | 0 | 0 | 0 | 1945954.6174 | 0 | 0 | 0 | 0 | 0 | 0 | 0 | 0 | 0 | 0 | 88743.1518 | 0 | 0 | 0 | 0 | 0 | 0 | 0 | 0 | 0 | -137060.9753 | 0 | 0 | 0 | 0 | 0 | 0 | 0
2016-09-23 14:00 | 0 | 0 | 0 | 0 | 0 | 393031.6111 | 446916.5558 | 491424 | 0 | 0 | 0 | 0 | 266229.4554 | 0 | 0 | 0 | 0 | 0 | 0 | 0 | 2205735.6325 | 0 | 0 | 0 | 0 | 0 | 0 | 0 | 0 | 0 | 0 | 88743.1518 | 0 | 0 | 0 | 0 | 0 | 0 | 0 | 0 | 0 | 259781.0151 | 0 | 0 | 0 | 0 | 0 | 0 | 0
2016-09-23 15:00 | 0 | 0 | 0 | 0 | 0 | 0 | 683491.193 | 515169 | 0 | 0 | 0 | 0 | 354972.6072 | 0 | 0 | 0 | 0 | 0 | 0 | 0 | 2285314.6737 | 0 | 0 | 0 | 0 | 0 | 0 | 0 | 0 | 0 | 0 | 88743.1518 | 0 | 0 | 0 | 0 | 0 | 0 | 0 | 0 | 0 | 79579.0412 | 0 | 0 | 0 | 0 | 0 | 0 | 0
2016-09-23 16:00 | 0 | 0 | 0 | 0 | 0 | 0 | 772593.6073 | 536671 | 0 | 0 | 0 | 0 | 355295.9223 | 0 | 0 | 0 | 0 | 0 | 0 | 0 | 2520913.9659 | 0 | 0 | 0 | 0 | 0 | 0 | 0 | 0 | 0 | 0 | 323.3151 | 0 | 0 | 0 | 0 | 0 | 0 | 0 | 0 | 0 | 235599.2922 | 0 | 0 | 0 | 0 | 0 | 0 | 0
2016-09-23 17:00 | 0 | 0 | 0 | 0 | 0 | 0 | 774191.1666 | 556404 | 0 | 0 | 0 | 0 | 294102.2064 | 0 | 0 | 0 | 0 | 0 | 0 | 0 | 2799894.8483 | 0 | 0 | 0 | 0 | 0 | 0 | 0 | 0 | 0 | 0 | -61193.7159 | 0 | 0 | 0 | 0 | 0 | 0 | 0 | 0 | 0 | 278980.8824 | 0 | 0 | 0 | 0 | 0 | 0 | 0
2016-09-23 18:00 | 0 | 0 | 0 | 0 | 0 | 0 | 763633.6081 | 571875 | 0 | 0 | 0 | 0 | 382845.3582 | 0 | 0 | 0 | 0 | 0 | 0 | 0 | 2902910.3046 | 0 | 0 | 0 | 0 | 0 | 0 | 0 | 0 | 0 | 0 | 88743.1518 | 0 | 0 | 0 | 0 | 0 | 0 | 0 | 0 | 0 | 103015.4563 | 0 | 0 | 0 | 0 | 0 | 0 | 0
2016-09-23 19:00 | 0 | 0 | 0 | 0 | 0 | 0 | 756138.1846 | 582063 | 0 | 0 | 0 | 0 | 294102.2064 | 0 | 0 | 0 | 0 | 0 | 0 | 0 | 3165728.641 | 0 | 0 | 0 | 0 | 0 | 0 | 0 | 0 | 0 | 0 | -88743.1518 | 0 | 0 | 0 | 0 | 0 | 0 | 0 | 0 | 0 | 262818.3364 | 0 | 0 | 0 | 0 | 0 | 0 | 0
2016-09-23 20:00 | 0 | 0 | 0 | 0 | 0 | 0 | 762007.2731 | 588232 | 0 | 0 | 0 | 0 | 359289.2747 | 0 | 0 | 0 | 0 | 0 | 0 | 0 | 3274316.8459 | 0 | 0 | 0 | 0 | 0 | 0 | 0 | 0 | 0 | 0 | 65187.0683 | 0 | 0 | 0 | 0 | 0 | 0 | 0 | 0 | 0 | 108588.2049 | 0 | 0 | 0 | 0 | 0 | 0 | 0
2016-09-23 21:00 | 0 | 0 | 0 | 0 | 0 | 0 | 762025.1635 | 586369 | 0 | 0 | 0 | 0 | 270546.1229 | 0 | 0 | 0 | 0 | 0 | 0 | 0 | 3538716.1612 | 0 | 0 | 0 | 0 | 0 | 0 | 0 | 0 | 0 | 0 | -88743.1518 | 0 | 0 | 0 | 0 | 0 | 0 | 0 | 0 | 0 | 264399.3153 | 0 | 0 | 0 | 0 | 0 | 0 | 0
2016-09-23 22:00 | 0 | 0 | 0 | 0 | 0 | 0 | 721735.5062 | 572867 | 0 | 0 | 0 | 0 | 181802.9711 | 0 | 0 | 0 | 0 | 0 | 0 | 0 | 3776327.8192 | 0 | 0 | 0 | 0 | 0 | 0 | 0 | 0 | 0 | 0 | -88743.1518 | 0 | 0 | 0 | 0 | 0 | 0 | 0 | 0 | 0 | 237611.658 | 0 | 0 | 0 | 0 | 0 | 0 | 0
2016-09-23 23:00 | 0 | 0 | 0 | 0 | 0 | 0 | 579588.6615 | 556402 | 0 | 0 | 0 | 0 | 270546.1229 | 0 | 0 | 0 | 0 | 0 | 0 | 0 | 3710771.3289 | 0 | 0 | 0 | 0 | 0 | 0 | 0 | 0 | 0 | 0 | 88743.1518 | 0 | 0 | 0 | 0 | 0 | 0 | 0 | 0 | 0 | -65556.4903 | 0 | 0 | 0 | 0 | 0 | 0 | 0
2016-09-24 | 0 | 0 | 0 | 0 | 0 | 0 | 286336.2011 | 541761 | 0 | 0 | 0 | 0 | 294102.2064 | 0 | 0 | 0 | 0 | 0 | 0 | 0 | 3431790.4464 | 0 | 0 | 0 | 0 | 0 | 0 | 0 | 0 | 0 | 0 | 23556.0835 | 0 | 0 | 0 | 0 | 0 | 0 | 0 | 0 | 0 | -278980.8824 | 0 | 0 | 0 | 0 | 0 | 0 | 0
2016-09-24 01:00 | 0 | 0 | 0 | 0 | 0 | 695583.4571 | 15144.2736 | 520490 | 0 | 0 | 0 | 0 | 205359.0546 | 0 | 0 | 0 | 0 | 0 | 0 | 0 | 3710771.3289 | 0 | 0 | 0 | 0 | 0 | 0 | 0 | 0 | 0 | 0 | -88743.1518 | 0 | 0 | 0 | 0 | 0 | 0 | 0 | 0 | 0 | 278980.8824 | 0 | 0 | 0 | 0 | 0 | 0 | 0
2016-09-24 02:00 | 0 | 0 | 0 | 0 | 0 | 305628.2694 | 0 | 495866 | 0 | 0 | 0 | 0 | 294102.2064 | 0 | 0 | 0 | 0 | 0 | 0 | 0 | 3431790.4464 | 0 | 0 | 0 | 0 | 0 | 0 | 0 | 0 | 0 | 0 | 88743.1518 | 0 | 0 | 0 | 0 | 0 | 0 | 0 | 0 | 0 | -278980.8824 | 0 | 0 | 0 | 0 | 0 | 0 | 0
2016-09-24 03:00 | 0 | 0 | 0 | 0 | 0 | 275365.2694 | 0 | 465603 | 0 | 0 | 0 | 0 | 382845.3582 | 0 | 0 | 0 | 0 | 0 | 0 | 0 | 3152809.564 | 0 | 0 | 0 | 0 | 0 | 0 | 0 | 0 | 0 | 0 | 88743.1518 | 0 | 0 | 0 | 0 | 0 | 0 | 0 | 0 | 0 | -278980.8824 | 0 | 0 | 0 | 0 | 0 | 0 | 0
2016-09-24 04:00 | 0 | 0 | 0 | 0 | 0 | 68112.9658 | 0 | 435837 | 0 | 0 | 0 | 0 | 294102.2064 | 0 | 0 | 0 | 0 | 0 | 0 | 0 | 2873828.6816 | 0 | 0 | 0 | 0 | 0 | 0 | 0 | 0 | 0 | 0 | -88743.1518 | 0 | 0 | 0 | 0 | 0 | 0 | 0 | 0 | 0 | -278980.8824 | 0 | 0 | 0 | 0 | 0 | 0 | 0
2016-09-24 05:00 | 0 | 0 | 0 | 0 | 0 | 220539.2694 | 0 | 410777 | 0 | 0 | 0 | 0 | 382845.3582 | 0 | 0 | 0 | 0 | 0 | 0 | 0 | 2594847.7991 | 0 | 0 | 0 | 0 | 0 | 0 | 0 | 0 | 0 | 0 | 88743.1518 | 0 | 0 | 0 | 0 | 0 | 0 | 0 | 0 | 0 | -278980.8824 | 0 | 0 | 0 | 0 | 0 | 0 | 0
2016-09-24 06:00 | 0 | 0 | 0 | 0 | 0 | 111899.1176 | 0 | 390880 | 0 | 0 | 0 | 0 | 382845.3582 | 0 | 0 | 0 | 0 | 0 | 0 | 0 | 2315866.9167 | 0 | 0 | 0 | 0 | 0 | 0 | 0 | 0 | 0 | 0 | 0 | 0 | 0 | 0 | 0 | 0 | 0 | 0 | 0 | 0 | -278980.8824 | 0 | 0 | 0 | 0 | 0 | 0 | 0
2016-09-24 07:00 | 0 | 0 | 0 | 0 | 0 | 9237.9658 | 0 | 376962 | 0 | 0 | 0 | 0 | 294102.2064 | 0 | 0 | 0 | 0 | 0 | 0 | 0 | 2036886.0342 | 0 | 0 | 0 | 0 | 0 | 0 | 0 | 0 | 0 | 0 | -88743.1518 | 0 | 0 | 0 | 0 | 0 | 0 | 0 | 0 | 0 | -278980.8824 | 0 | 0 | 0 | 0 | 0 | 0 | 0
2016-09-24 08:00 | 0 | 0 | 0 | 0 | 0 | 178716.2694 | 0 | 368954 | 0 | 0 | 0 | 0 | 382845.3582 | 0 | 0 | 0 | 0 | 0 | 0 | 0 | 1757905.1518 | 0 | 0 | 0 | 0 | 0 | 0 | 0 | 0 | 0 | 0 | 88743.1518 | 0 | 0 | 0 | 0 | 0 | 0 | 0 | 0 | 0 | -278980.8824 | 0 | 0 | 0 | 0 | 0 | 0 | 0
2016-09-24 09:00 | 0 | 0 | 0 | 0 | 0 | 0 | 0 | 367250 | 0 | 0 | 0 | 0 | 294576.2407 | 0 | 0 | 0 | 0 | 0 | 0 | 0 | 1478924.2693 | 0 | 0 | 0 | 0 | 0 | 0 | 0 | 0 | 0 | 0 | -88269.1176 | 0 | 0 | 0 | 0 | 0 | 0 | 0 | 0 | 0 | -278980.8824 | 0 | 0 | 0 | 0 | 0 | 0 | 0
2016-09-24 10:00 | 0 | 0 | 0 | 0 | 0 | 4748.9658 | 0 | 372473 | 0 | 0 | 0 | 0 | 205833.0889 | 0 | 0 | 0 | 0 | 0 | 0 | 0 | 1199943.3869 | 0 | 0 | 0 | 0 | 0 | 0 | 0 | 0 | 0 | 0 | -88743.1518 | 0 | 0 | 0 | 0 | 0 | 0 | 0 | 0 | 0 | -278980.8824 | 0 | 0 | 0 | 0 | 0 | 0 | 0
2016-09-24 11:00 | 0 | 0 | 0 | 0 | 0 | 13012.9658 | 0 | 380737 | 0 | 0 | 0 | 0 | 117089.9371 | 0 | 0 | 0 | 0 | 0 | 0 | 0 | 920962.5045 | 0 | 0 | 0 | 0 | 0 | 0 | 0 | 0 | 0 | 0 | -88743.1518 | 0 | 0 | 0 | 0 | 0 | 0 | 0 | 0 | 0 | -278980.8824 | 0 | 0 | 0 | 0 | 0 | 0 | 0
2016-09-24 12:00 | 0 | 0 | 0 | 0 | 0 | 205870.2694 | 0 | 396108 | 0 | 0 | 0 | 0 | 205833.0889 | 0 | 0 | 0 | 0 | 0 | 0 | 0 | 641981.622 | 0 | 0 | 0 | 0 | 0 | 0 | 0 | 0 | 0 | 0 | 88743.1518 | 0 | 0 | 0 | 0 | 0 | 0 | 0 | 0 | 0 | -278980.8824 | 0 | 0 | 0 | 0 | 0 | 0 | 0
2016-09-24 13:00 | 0 | 0 | 0 | 0 | 0 | 390544.9152 | 50343.2681 | 419312 | 0 | 0 | 0 | 0 | 117089.9371 | 0 | 0 | 0 | 0 | 0 | 0 | 0 | 752300.9571 | 0 | 0 | 0 | 0 | 0 | 0 | 0 | 0 | 0 | 0 | -88743.1518 | 0 | 0 | 0 | 0 | 0 | 0 | 0 | 0 | 0 | 110319.3351 | 0 | 0 | 0 | 0 | 0 | 0 | 0
2016-09-24 14:00 | 0 | 0 | 0 | 0 | 0 | 0 | 431945.7473 | 445085 | 0 | 0 | 0 | 0 | 205359.0546 | 0 | 0 | 0 | 0 | 0 | 0 | 0 | 650892.5868 | 0 | 0 | 0 | 0 | 0 | 0 | 0 | 0 | 0 | 0 | 88269.1176 | 0 | 0 | 0 | 0 | 0 | 0 | 0 | 0 | 0 | -101408.3702 | 0 | 0 | 0 | 0 | 0 | 0 | 0
2016-09-24 15:00 | 0 | 0 | 0 | 0 | 0 | 0 | 718872.7219 | 469931 | 0 | 0 | 0 | 0 | 294102.2064 | 0 | 0 | 0 | 0 | 0 | 0 | 0 | 811091.1569 | 0 | 0 | 0 | 0 | 0 | 0 | 0 | 0 | 0 | 0 | 88743.1518 | 0 | 0 | 0 | 0 | 0 | 0 | 0 | 0 | 0 | 160198.5701 | 0 | 0 | 0 | 0 | 0 | 0 | 0
2016-09-24 16:00 | 0 | 0 | 0 | 0 | 0 | 0 | 777873.3412 | 490873 | 0 | 0 | 0 | 0 | 382845.3582 | 0 | 0 | 0 | 0 | 0 | 0 | 0 | 1009348.3463 | 0 | 0 | 0 | 0 | 0 | 0 | 0 | 0 | 0 | 0 | 88743.1518 | 0 | 0 | 0 | 0 | 0 | 0 | 0 | 0 | 0 | 198257.1894 | 0 | 0 | 0 | 0 | 0 | 0 | 0
2016-09-24 17:00 | 0 | 0 | 0 | 0 | 0 | 0 | 776904.5974 | 506967 | 0 | 0 | 0 | 0 | 373802.0732 | 0 | 0 | 0 | 0 | 0 | 0 | 0 | 1288329.2287 | 0 | 0 | 0 | 0 | 0 | 0 | 0 | 0 | 0 | 0 | -9043.285 | 0 | 0 | 0 | 0 | 0 | 0 | 0 | 0 | 0 | 278980.8824 | 0 | 0 | 0 | 0 | 0 | 0 | 0
2016-09-24 18:00 | 0 | 0 | 0 | 0 | 0 | 0 | 761842.2634 | 518027 | 0 | 0 | 0 | 0 | 338636.4541 | 0 | 0 | 0 | 0 | 0 | 0 | 0 | 1567310.1111 | 0 | 0 | 0 | 0 | 0 | 0 | 0 | 0 | 0 | 0 | -35165.6191 | 0 | 0 | 0 | 0 | 0 | 0 | 0 | 0 | 0 | 278980.8824 | 0 | 0 | 0 | 0 | 0 | 0 | 0
2016-09-24 19:00 | 0 | 0 | 0 | 0 | 0 | 0 | 751394.236 | 526151 | 0 | 0 | 0 | 0 | 382845.3582 | 0 | 0 | 0 | 0 | 0 | 0 | 0 | 1748344.4431 | 0 | 0 | 0 | 0 | 0 | 0 | 0 | 0 | 0 | 0 | 44208.9041 | 0 | 0 | 0 | 0 | 0 | 0 | 0 | 0 | 0 | 181034.3319 | 0 | 0 | 0 | 0 | 0 | 0 | 0
2016-09-24 20:00 | 0 | 0 | 0 | 0 | 0 | 0 | 753801.8134 | 531570 | 0 | 0 | 0 | 0 | 326096.2892 | 0 | 0 | 0 | 0 | 0 | 0 | 0 | 2027325.3255 | 0 | 0 | 0 | 0 | 0 | 0 | 0 | 0 | 0 | 0 | -56749.069 | 0 | 0 | 0 | 0 | 0 | 0 | 0 | 0 | 0 | 278980.8824 | 0 | 0 | 0 | 0 | 0 | 0 | 0
2016-09-24 21:00 | 0 | 0 | 0 | 0 | 0 | 0 | 748680.1094 | 531513 | 0 | 0 | 0 | 0 | 264282.5162 | 0 | 0 | 0 | 0 | 0 | 0 | 0 | 2306306.208 | 0 | 0 | 0 | 0 | 0 | 0 | 0 | 0 | 0 | 0 | -61813.773 | 0 | 0 | 0 | 0 | 0 | 0 | 0 | 0 | 0 | 278980.8824 | 0 | 0 | 0 | 0 | 0 | 0 | 0
2016-09-24 22:00 | 0 | 0 | 0 | 0 | 0 | 0 | 722190.4281 | 524247 | 0 | 0 | 0 | 0 | 353025.668 | 0 | 0 | 0 | 0 | 0 | 0 | 0 | 2415506.4843 | 0 | 0 | 0 | 0 | 0 | 0 | 0 | 0 | 0 | 0 | 88743.1518 | 0 | 0 | 0 | 0 | 0 | 0 | 0 | 0 | 0 | 109200.2763 | 0 | 0 | 0 | 0 | 0 | 0 | 0
2016-09-24 23:00 | 0 | 0 | 0 | 0 | 0 | 0 | 615062.834 | 514988 | 0 | 0 | 0 | 0 | 264282.5162 | 0 | 0 | 0 | 0 | 0 | 0 | 0 | 2604324.47 | 0 | 0 | 0 | 0 | 0 | 0 | 0 | 0 | 0 | 0 | -88743.1518 | 0 | 0 | 0 | 0 | 0 | 0 | 0 | 0 | 0 | 188817.9858 | 0 | 0 | 0 | 0 | 0 | 0 | 0
2016-09-25 | 0 | 0 | 0 | 0 | 0 | 0 | 309988.574 | 507029 | 0 | 0 | 0 | 0 | 205359.0546 | 0 | 0 | 0 | 0 | 0 | 0 | 0 | 2466207.5056 | 0 | 0 | 0 | 0 | 0 | 0 | 0 | 0 | 0 | 0 | -58923.4615 | 0 | 0 | 0 | 0 | 0 | 0 | 0 | 0 | 0 | -138116.9645 | 0 | 0 | 0 | 0 | 0 | 0 | 0
2016-09-25 01:00 | 0 | 0 | 0 | 0 | 0 | 585943.365 | 23027.1548 | 488250 | 0 | 0 | 0 | 0 | 294102.2064 | 0 | 0 | 0 | 0 | 0 | 0 | 0 | 2498184.8735 | 0 | 0 | 0 | 0 | 0 | 0 | 0 | 0 | 0 | 0 | 88743.1518 | 0 | 0 | 0 | 0 | 0 | 0 | 0 | 0 | 0 | 31977.368 | 0 | 0 | 0 | 0 | 0 | 0 | 0
2016-09-25 02:00 | 0 | 0 | 0 | 0 | 0 | 97532.9658 | 0 | 465257 | 0 | 0 | 0 | 0 | 205359.0546 | 0 | 0 | 0 | 0 | 0 | 0 | 0 | 2219203.9911 | 0 | 0 | 0 | 0 | 0 | 0 | 0 | 0 | 0 | 0 | -88743.1518 | 0 | 0 | 0 | 0 | 0 | 0 | 0 | 0 | 0 | -278980.8824 | 0 | 0 | 0 | 0 | 0 | 0 | 0
2016-09-25 03:00 | 0 | 0 | 0 | 0 | 0 | 248162.2694 | 0 | 438400 | 0 | 0 | 0 | 0 | 294102.2064 | 0 | 0 | 0 | 0 | 0 | 0 | 0 | 1940223.1086 | 0 | 0 | 0 | 0 | 0 | 0 | 0 | 0 | 0 | 0 | 88743.1518 | 0 | 0 | 0 | 0 | 0 | 0 | 0 | 0 | 0 | -278980.8824 | 0 | 0 | 0 | 0 | 0 | 0 | 0
2016-09-25 04:00 | 0 | 0 | 0 | 0 | 0 | 222533.2694 | 0 | 412771 | 0 | 0 | 0 | 0 | 382845.3582 | 0 | 0 | 0 | 0 | 0 | 0 | 0 | 1661242.2262 | 0 | 0 | 0 | 0 | 0 | 0 | 0 | 0 | 0 | 0 | 88743.1518 | 0 | 0 | 0 | 0 | 0 | 0 | 0 | 0 | 0 | -278980.8824 | 0 | 0 | 0 | 0 | 0 | 0 | 0
2016-09-25 05:00 | 0 | 0 | 0 | 0 | 0 | 21986.9658 | 0 | 389711 | 0 | 0 | 0 | 0 | 294102.2064 | 0 | 0 | 0 | 0 | 0 | 0 | 0 | 1382261.3437 | 0 | 0 | 0 | 0 | 0 | 0 | 0 | 0 | 0 | 0 | -88743.1518 | 0 | 0 | 0 | 0 | 0 | 0 | 0 | 0 | 0 | -278980.8824 | 0 | 0 | 0 | 0 | 0 | 0 | 0
2016-09-25 06:00 | 0 | 0 | 0 | 0 | 0 | 4154.9658 | 0 | 371879 | 0 | 0 | 0 | 0 | 205359.0546 | 0 | 0 | 0 | 0 | 0 | 0 | 0 | 1103280.4613 | 0 | 0 | 0 | 0 | 0 | 0 | 0 | 0 | 0 | 0 | -88743.1518 | 0 | 0 | 0 | 0 | 0 | 0 | 0 | 0 | 0 | -278980.8824 | 0 | 0 | 0 | 0 | 0 | 0 | 0
2016-09-25 07:00 | 0 | 0 | 0 | 0 | 0 | 549313.7306 | 0 | 359076 | 0 | 0 | 0 | 0 | 116615.9029 | 0 | 0 | 0 | 0 | 0 | 0 | 0 | 1382261.3437 | 0 | 0 | 0 | 0 | 0 | 0 | 0 | 0 | 0 | 0 | -88743.1518 | 0 | 0 | 0 | 0 | 0 | 0 | 0 | 0 | 0 | 278980.8824 | 0 | 0 | 0 | 0 | 0 | 0 | 0
2016-09-25 08:00 | 0 | 0 | 0 | 0 | 0 | 114899.4841 | 0 | 351230 | 0 | 0 | 0 | 0 | 159266.2694 | 0 | 0 | 0 | 0 | 0 | 0 | 0 | 1103280.4613 | 0 | 0 | 0 | 0 | 0 | 0 | 0 | 0 | 0 | 0 | 42650.3665 | 0 | 0 | 0 | 0 | 0 | 0 | 0 | 0 | 0 | -278980.8824 | 0 | 0 | 0 | 0 | 0 | 0 | 0
2016-09-25 09:00 | 0 | 0 | 0 | 0 | 0 | 157704.2694 | 0 | 347942 | 0 | 0 | 0 | 0 | 248009.4211 | 0 | 0 | 0 | 0 | 0 | 0 | 0 | 824299.5789 | 0 | 0 | 0 | 0 | 0 | 0 | 0 | 0 | 0 | 0 | 88743.1518 | 0 | 0 | 0 | 0 | 0 | 0 | 0 | 0 | 0 | -278980.8824 | 0 | 0 | 0 | 0 | 0 | 0 | 0
2016-09-25 10:00 | 0 | 0 | 0 | 0 | 0 | 0 | 0 | 349504 | 0 | 0 | 0 | 0 | 177486.3036 | 0 | 0 | 0 | 0 | 0 | 0 | 0 | 545318.6964 | 0 | 0 | 0 | 0 | 0 | 0 | 0 | 0 | 0 | 0 | -70523.1176 | 0 | 0 | 0 | 0 | 0 | 0 | 0 | 0 | 0 | -278980.8824 | 0 | 0 | 0 | 0 | 0 | 0 | 0
2016-09-25 11:00 | 0 | 0 | 0 | 0 | 0 | 0 | 0 | 355102 | 0 | 0 | 0 | 0 | 88743.1518 | 0 | 0 | 0 | 0 | 0 | 0 | 0 | 278959.8482 | 0 | 0 | 0 | 0 | 0 | 0 | 0 | 0 | 0 | 0 | -88743.1518 | 0 | 0 | 0 | 0 | 0 | 0 | 0 | 0 | 0 | -266358.8482 | 0 | 0 | 0 | 0 | 0 | 0 | 0
2016-09-25 12:00 | 0 | 0 | 0 | 0 | 0 | 0 | 0 | 367703 | 0 | 0 | 0 | 0 | 0 | 0 | 0 | 0 | 0 | 0 | 0 | 0 | 0 | 0 | 0 | 0 | 0 | 0 | 0 | 0 | 0 | 0 | 0 | -88743.1518 | 0 | 0 | 0 | 0 | 0 | 0 | 0 | 0 | 0 | -278959.8482 | 0 | 0 | 0 | 0 | 0 | 0 | 0
2016-09-25 13:00 | 0 | 0 | 0 | 0 | 0 | 545862.1094 | 42957.317 | 389629 | 0 | 0 | 0 | 0 | 0 | 0 | 0 | 0 | 0 | 0 | 0 | 0 | 199190.4264 | 0 | 0 | 0 | 0 | 0 | 0 | 0 | 0 | 0 | 0 | 0 | 0 | 0 | 0 | 0 | 0 | 0 | 0 | 0 | 0 | 199190.4264 | 0 | 0 | 0 | 0 | 0 | 0 | 0
2016-09-25 14:00 | 0 | 0 | 0 | 0 | 0 | 0 | 431359.7039 | 411035 | 0 | 0 | 0 | 0 | 0 | 0 | 0 | 0 | 0 | 0 | 0 | 0 | 219515.1303 | 0 | 0 | 0 | 0 | 0 | 0 | 0 | 0 | 0 | 0 | 0 | 0 | 0 | 0 | 0 | 0 | 0 | 0 | 0 | 0 | 20324.7039 | 0 | 0 | 0 | 0 | 0 | 0 | 0
2016-09-25 15:00 | 0 | 0 | 0 | 0 | 0 | 0 | 735837.9688 | 433297 | 0 | 0 | 0 | 0 | 23560.0864 | 0 | 0 | 0 | 0 | 0 | 0 | 0 | 498496.0127 | 0 | 0 | 0 | 0 | 0 | 0 | 0 | 0 | 0 | 0 | 23560.0864 | 0 | 0 | 0 | 0 | 0 | 0 | 0 | 0 | 0 | 278980.8824 | 0 | 0 | 0 | 0 | 0 | 0 | 0
2016-09-25 16:00 | 0 | 0 | 0 | 0 | 0 | 52457.9926 | 770760.0417 | 455494 | 0 | 0 | 0 | 0 | 112303.2382 | 0 | 0 | 0 | 0 | 0 | 0 | 0 | 777476.8951 | 0 | 0 | 0 | 0 | 0 | 0 | 0 | 0 | 0 | 0 | 88743.1518 | 0 | 0 | 0 | 0 | 0 | 0 | 0 | 0 | 0 | 278980.8824 | 0 | 0 | 0 | 0 | 0 | 0 | 0
2016-09-25 17:00 | 0 | 0 | 0 | 0 | 0 | 80682.3797 | 761493.6546 | 474452 | 0 | 0 | 0 | 0 | 201046.39 | 0 | 0 | 0 | 0 | 0 | 0 | 0 | 1056457.7776 | 0 | 0 | 0 | 0 | 0 | 0 | 0 | 0 | 0 | 0 | 88743.1518 | 0 | 0 | 0 | 0 | 0 | 0 | 0 | 0 | 0 | 278980.8824 | 0 | 0 | 0 | 0 | 0 | 0 | 0
2016-09-25 18:00 | 0 | 0 | 0 | 0 | 0 | 27225.53 | 745392.0172 | 489324 | 0 | 0 | 0 | 0 | 205359.0546 | 0 | 0 | 0 | 0 | 0 | 0 | 0 | 1335438.66 | 0 | 0 | 0 | 0 | 0 | 0 | 0 | 0 | 0 | 0 | 4312.6647 | 0 | 0 | 0 | 0 | 0 | 0 | 0 | 0 | 0 | 278980.8824 | 0 | 0 | 0 | 0 | 0 | 0 | 0
2016-09-25 19:00 | 0 | 0 | 0 | 0 | 0 | 139140.9587 | 728062.0756 | 499479 | 0 | 0 | 0 | 0 | 294102.2064 | 0 | 0 | 0 | 0 | 0 | 0 | 0 | 1614419.5425 | 0 | 0 | 0 | 0 | 0 | 0 | 0 | 0 | 0 | 0 | 88743.1518 | 0 | 0 | 0 | 0 | 0 | 0 | 0 | 0 | 0 | 278980.8824 | 0 | 0 | 0 | 0 | 0 | 0 | 0
2016-09-25 20:00 | 0 | 0 | 0 | 0 | 0 | 150102.6984 | 724514.3359 | 506893 | 0 | 0 | 0 | 0 | 382845.3582 | 0 | 0 | 0 | 0 | 0 | 0 | 0 | 1893400.4249 | 0 | 0 | 0 | 0 | 0 | 0 | 0 | 0 | 0 | 0 | 88743.1518 | 0 | 0 | 0 | 0 | 0 | 0 | 0 | 0 | 0 | 278980.8824 | 0 | 0 | 0 | 0 | 0 | 0 | 0
2016-09-25 21:00 | 0 | 0 | 0 | 0 | 0 | 0 | 712993.7697 | 512205 | 0 | 0 | 0 | 0 | 380734.7282 | 0 | 0 | 0 | 0 | 0 | 0 | 0 | 2096299.8246 | 0 | 0 | 0 | 0 | 0 | 0 | 0 | 0 | 0 | 0 | -2110.63 | 0 | 0 | 0 | 0 | 0 | 0 | 0 | 0 | 0 | 202899.3997 | 0 | 0 | 0 | 0 | 0 | 0 | 0
2016-09-25 22:00 | 0 | 0 | 0 | 0 | 0 | 111751.381 | 679388.1315 | 510048 | 0 | 0 | 0 | 0 | 382845.3582 | 0 | 0 | 0 | 0 | 0 | 0 | 0 | 2375280.7071 | 0 | 0 | 0 | 0 | 0 | 0 | 0 | 0 | 0 | 0 | 2110.63 | 0 | 0 | 0 | 0 | 0 | 0 | 0 | 0 | 0 | 278980.8824 | 0 | 0 | 0 | 0 | 0 | 0 | 0
2016-09-25 23:00 | 0 | 0 | 0 | 0 | 0 | 0 | 547776.6 | 508980 | 0 | 0 | 0 | 0 | 294102.2064 | 0 | 0 | 0 | 0 | 0 | 0 | 0 | 2502820.4588 | 0 | 0 | 0 | 0 | 0 | 0 | 0 | 0 | 0 | 0 | -88743.1518 | 0 | 0 | 0 | 0 | 0 | 0 | 0 | 0 | 0 | 127539.7518 | 0 | 0 | 0 | 0 | 0 | 0 | 0
2016-09-26 | 0 | 0 | 0 | 0 | 0 | 1437.102 | 285300.4269 | 507252 | 0 | 0 | 0 | 0 | 352568.6178 | 0 | 0 | 0 | 0 | 0 | 0 | 0 | 2223839.5764 | 0 | 0 | 0 | 0 | 0 | 0 | 0 | 0 | 0 | 0 | 58466.4113 | 0 | 0 | 0 | 0 | 0 | 0 | 0 | 0 | 0 | -278980.8824 | 0 | 0 | 0 | 0 | 0 | 0 | 0
2016-09-26 01:00 | 0 | 0 | 0 | 0 | 0 | 667300.772 | 11815.9587 | 488879 | 0 | 0 | 0 | 0 | 263825.466 | 0 | 0 | 0 | 0 | 0 | 0 | 0 | 2502820.4588 | 0 | 0 | 0 | 0 | 0 | 0 | 0 | 0 | 0 | 0 | -88743.1518 | 0 | 0 | 0 | 0 | 0 | 0 | 0 | 0 | 0 | 278980.8824 | 0 | 0 | 0 | 0 | 0 | 0 | 0
2016-09-26 02:00 | 0 | 0 | 0 | 0 | 0 | 273300.2694 | 0 | 463538 | 0 | 0 | 0 | 0 | 352568.6178 | 0 | 0 | 0 | 0 | 0 | 0 | 0 | 2223839.5764 | 0 | 0 | 0 | 0 | 0 | 0 | 0 | 0 | 0 | 0 | 88743.1518 | 0 | 0 | 0 | 0 | 0 | 0 | 0 | 0 | 0 | -278980.8824 | 0 | 0 | 0 | 0 | 0 | 0 | 0
2016-09-26 03:00 | 0 | 0 | 0 | 0 | 0 | 650637.4369 | 0 | 432734 | 0 | 0 | 0 | 0 | 291491.1722 | 0 | 0 | 0 | 0 | 0 | 0 | 0 | 2502820.4588 | 0 | 0 | 0 | 0 | 0 | 0 | 0 | 0 | 0 | 0 | -61077.4456 | 0 | 0 | 0 | 0 | 0 | 0 | 0 | 0 | 0 | 278980.8824 | 0 | 0 | 0 | 0 | 0 | 0 | 0
2016-09-26 04:00 | 0 | 0 | 0 | 0 | 0 | 37179.9658 | 0 | 404904 | 0 | 0 | 0 | 0 | 202748.0204 | 0 | 0 | 0 | 0 | 0 | 0 | 0 | 2223839.5764 | 0 | 0 | 0 | 0 | 0 | 0 | 0 | 0 | 0 | 0 | -88743.1518 | 0 | 0 | 0 | 0 | 0 | 0 | 0 | 0 | 0 | -278980.8824 | 0 | 0 | 0 | 0 | 0 | 0 | 0
2016-09-26 05:00 | 0 | 0 | 0 | 0 | 0 | 191690.2694 | 0 | 381928 | 0 | 0 | 0 | 0 | 291491.1722 | 0 | 0 | 0 | 0 | 0 | 0 | 0 | 1944858.6939 | 0 | 0 | 0 | 0 | 0 | 0 | 0 | 0 | 0 | 0 | 88743.1518 | 0 | 0 | 0 | 0 | 0 | 0 | 0 | 0 | 0 | -278980.8824 | 0 | 0 | 0 | 0 | 0 | 0 | 0
2016-09-26 06:00 | 0 | 0 | 0 | 0 | 0 | 0 | 0 | 365113 | 0 | 0 | 0 | 0 | 205359.0546 | 0 | 0 | 0 | 0 | 0 | 0 | 0 | 1665877.8115 | 0 | 0 | 0 | 0 | 0 | 0 | 0 | 0 | 0 | 0 | -86132.1176 | 0 | 0 | 0 | 0 | 0 | 0 | 0 | 0 | 0 | -278980.8824 | 0 | 0 | 0 | 0 | 0 | 0 | 0
2016-09-26 07:00 | 0 | 0 | 0 | 0 | 0 | 546165.7306 | 0 | 355928 | 0 | 0 | 0 | 0 | 116615.9029 | 0 | 0 | 0 | 0 | 0 | 0 | 0 | 1944858.6939 | 0 | 0 | 0 | 0 | 0 | 0 | 0 | 0 | 0 | 0 | -88743.1518 | 0 | 0 | 0 | 0 | 0 | 0 | 0 | 0 | 0 | 278980.8824 | 0 | 0 | 0 | 0 | 0 | 0 | 0
2016-09-26 08:00 | 0 | 0 | 0 | 0 | 0 | 164037.2694 | 0 | 354275 | 0 | 0 | 0 | 0 | 205359.0546 | 0 | 0 | 0 | 0 | 0 | 0 | 0 | 1665877.8115 | 0 | 0 | 0 | 0 | 0 | 0 | 0 | 0 | 0 | 0 | 88743.1518 | 0 | 0 | 0 | 0 | 0 | 0 | 0 | 0 | 0 | -278980.8824 | 0 | 0 | 0 | 0 | 0 | 0 | 0
2016-09-26 09:00 | 0 | 0 | 0 | 0 | 0 | 174044.2694 | 0 | 364282 | 0 | 0 | 0 | 0 | 294102.2064 | 0 | 0 | 0 | 0 | 0 | 0 | 0 | 1386896.9291 | 0 | 0 | 0 | 0 | 0 | 0 | 0 | 0 | 0 | 0 | 88743.1518 | 0 | 0 | 0 | 0 | 0 | 0 | 0 | 0 | 0 | -278980.8824 | 0 | 0 | 0 | 0 | 0 | 0 | 0
2016-09-26 10:00 | 0 | 0 | 0 | 0 | 0 | 20332.9658 | 0 | 388057 | 0 | 0 | 0 | 0 | 205359.0546 | 0 | 0 | 0 | 0 | 0 | 0 | 0 | 1107916.0466 | 0 | 0 | 0 | 0 | 0 | 0 | 0 | 0 | 0 | 0 | -88743.1518 | 0 | 0 | 0 | 0 | 0 | 0 | 0 | 0 | 0 | -278980.8824 | 0 | 0 | 0 | 0 | 0 | 0 | 0
2016-09-26 11:00 | 0 | 0 | 0 | 0 | 0 | 44745.9658 | 0 | 412470 | 0 | 0 | 0 | 0 | 116615.9029 | 0 | 0 | 0 | 0 | 0 | 0 | 0 | 828935.1642 | 0 | 0 | 0 | 0 | 0 | 0 | 0 | 0 | 0 | 0 | -88743.1518 | 0 | 0 | 0 | 0 | 0 | 0 | 0 | 0 | 0 | -278980.8824 | 0 | 0 | 0 | 0 | 0 | 0 | 0
2016-09-26 12:00 | 0 | 0 | 0 | 0 | 0 | 236956.2694 | 0 | 427194 | 0 | 0 | 0 | 0 | 205359.0546 | 0 | 0 | 0 | 0 | 0 | 0 | 0 | 549954.2817 | 0 | 0 | 0 | 0 | 0 | 0 | 0 | 0 | 0 | 0 | 88743.1518 | 0 | 0 | 0 | 0 | 0 | 0 | 0 | 0 | 0 | -278980.8824 | 0 | 0 | 0 | 0 | 0 | 0 | 0
2016-09-26 13:00 | 0 | 0 | 0 | 0 | 0 | 408685.5474 | 43700.6473 | 441798 | 0 | 0 | 0 | 0 | 294102.2064 | 0 | 0 | 0 | 0 | 0 | 0 | 0 | 471799.3246 | 0 | 0 | 0 | 0 | 0 | 0 | 0 | 0 | 0 | 0 | 88743.1518 | 0 | 0 | 0 | 0 | 0 | 0 | 0 | 0 | 0 | -78154.9571 | 0 | 0 | 0 | 0 | 0 | 0 | 0
2016-09-26 14:00 | 0 | 0 | 0 | 0 | 0 | 279898.0511 | 385276.8021 | 457712 | 0 | 0 | 0 | 0 | 382845.3582 | 0 | 0 | 0 | 0 | 0 | 0 | 0 | 590519.0261 | 0 | 0 | 0 | 0 | 0 | 0 | 0 | 0 | 0 | 0 | 88743.1518 | 0 | 0 | 0 | 0 | 0 | 0 | 0 | 0 | 0 | 118719.7014 | 0 | 0 | 0 | 0 | 0 | 0 | 0
2016-09-26 15:00 | 0 | 0 | 0 | 0 | 0 | 75763.8605 | 676239.0219 | 473022 | 0 | 0 | 0 | 0 | 382845.3582 | 0 | 0 | 0 | 0 | 0 | 0 | 0 | 869499.9085 | 0 | 0 | 0 | 0 | 0 | 0 | 0 | 0 | 0 | 0 | 0 | 0 | 0 | 0 | 0 | 0 | 0 | 0 | 0 | 0 | 278980.8824 | 0 | 0 | 0 | 0 | 0 | 0 | 0
2016-09-26 16:00 | 0 | 0 | 0 | 0 | 0 | 0 | 725877.4396 | 486534 | 0 | 0 | 0 | 0 | 343207.9154 | 0 | 0 | 0 | 0 | 0 | 0 | 0 | 1148480.791 | 0 | 0 | 0 | 0 | 0 | 0 | 0 | 0 | 0 | 0 | -39637.4428 | 0 | 0 | 0 | 0 | 0 | 0 | 0 | 0 | 0 | 278980.8824 | 0 | 0 | 0 | 0 | 0 | 0 | 0
2016-09-26 17:00 | 0 | 0 | 0 | 0 | 0 | 0 | 726449.6899 | 498321 | 0 | 0 | 0 | 0 | 292355.7229 | 0 | 0 | 0 | 0 | 0 | 0 | 0 | 1427461.6734 | 0 | 0 | 0 | 0 | 0 | 0 | 0 | 0 | 0 | 0 | -50852.1925 | 0 | 0 | 0 | 0 | 0 | 0 | 0 | 0 | 0 | 278980.8824 | 0 | 0 | 0 | 0 | 0 | 0 | 0
2016-09-26 18:00 | 0 | 0 | 0 | 0 | 0 | 0 | 713483.0755 | 506525 | 0 | 0 | 0 | 0 | 294102.2064 | 0 | 0 | 0 | 0 | 0 | 0 | 0 | 1632673.2654 | 0 | 0 | 0 | 0 | 0 | 0 | 0 | 0 | 0 | 0 | 1746.4835 | 0 | 0 | 0 | 0 | 0 | 0 | 0 | 0 | 0 | 205211.5919 | 0 | 0 | 0 | 0 | 0 | 0 | 0
2016-09-26 19:00 | 0 | 0 | 0 | 0 | 0 | 181589.6108 | 697981.4235 | 511847 | 0 | 0 | 0 | 0 | 382845.3582 | 0 | 0 | 0 | 0 | 0 | 0 | 0 | 1911654.1478 | 0 | 0 | 0 | 0 | 0 | 0 | 0 | 0 | 0 | 0 | 88743.1518 | 0 | 0 | 0 | 0 | 0 | 0 | 0 | 0 | 0 | 278980.8824 | 0 | 0 | 0 | 0 | 0 | 0 | 0
2016-09-26 20:00 | 0 | 0 | 0 | 0 | 0 | 0 | 692313.6818 | 516288 | 0 | 0 | 0 | 0 | 294102.2064 | 0 | 0 | 0 | 0 | 0 | 0 | 0 | 2176422.9814 | 0 | 0 | 0 | 0 | 0 | 0 | 0 | 0 | 0 | 0 | -88743.1518 | 0 | 0 | 0 | 0 | 0 | 0 | 0 | 0 | 0 | 264768.8336 | 0 | 0 | 0 | 0 | 0 | 0 | 0
2016-09-26 21:00 | 0 | 0 | 0 | 0 | 0 | 27991.1133 | 678856.6173 | 516610 | 0 | 0 | 0 | 0 | 205359.0546 | 0 | 0 | 0 | 0 | 0 | 0 | 0 | 2455403.8638 | 0 | 0 | 0 | 0 | 0 | 0 | 0 | 0 | 0 | 0 | -88743.1518 | 0 | 0 | 0 | 0 | 0 | 0 | 0 | 0 | 0 | 278980.8824 | 0 | 0 | 0 | 0 | 0 | 0 | 0
2016-09-26 22:00 | 0 | 0 | 0 | 0 | 0 | 235048.6502 | 646172.3841 | 513497 | 0 | 0 | 0 | 0 | 294102.2064 | 0 | 0 | 0 | 0 | 0 | 0 | 0 | 2734384.7463 | 0 | 0 | 0 | 0 | 0 | 0 | 0 | 0 | 0 | 0 | 88743.1518 | 0 | 0 | 0 | 0 | 0 | 0 | 0 | 0 | 0 | 278980.8824 | 0 | 0 | 0 | 0 | 0 | 0 | 0
2016-09-26 23:00 | 0 | 0 | 0 | 0 | 0 | 0 | 523248.983 | 512918 | 0 | 0 | 0 | 0 | 382845.3582 | 0 | 0 | 0 | 0 | 0 | 0 | 0 | 2655972.5775 | 0 | 0 | 0 | 0 | 0 | 0 | 0 | 0 | 0 | 0 | 88743.1518 | 0 | 0 | 0 | 0 | 0 | 0 | 0 | 0 | 0 | -78412.1688 | 0 | 0 | 0 | 0 | 0 | 0 | 0
2016-09-27 | 0 | 0 | 0 | 0 | 0 | 437316.7192 | 249584.4795 | 510195 | 0 | 0 | 0 | 0 | 382845.3582 | 0 | 0 | 0 | 0 | 0 | 0 | 0 | 2832678.7762 | 0 | 0 | 0 | 0 | 0 | 0 | 0 | 0 | 0 | 0 | 0 | 0 | 0 | 0 | 0 | 0 | 0 | 0 | 0 | 0 | 176706.1988 | 0 | 0 | 0 | 0 | 0 | 0 | 0
2016-09-27 01:00 | 0 | 0 | 0 | 0 | 0 | 432106.8963 | 12808.594 | 488881 | 0 | 0 | 0 | 0 | 294102.2064 | 0 | 0 | 0 | 0 | 0 | 0 | 0 | 2877456.4183 | 0 | 0 | 0 | 0 | 0 | 0 | 0 | 0 | 0 | 0 | -88743.1518 | 0 | 0 | 0 | 0 | 0 | 0 | 0 | 0 | 0 | 44777.6421 | 0 | 0 | 0 | 0 | 0 | 0 | 0
2016-09-27 02:00 | 0 | 0 | 0 | 0 | 0 | 95193.9658 | 0 | 462918 | 0 | 0 | 0 | 0 | 205359.0546 | 0 | 0 | 0 | 0 | 0 | 0 | 0 | 2598475.5358 | 0 | 0 | 0 | 0 | 0 | 0 | 0 | 0 | 0 | 0 | -88743.1518 | 0 | 0 | 0 | 0 | 0 | 0 | 0 | 0 | 0 | -278980.8824 | 0 | 0 | 0 | 0 | 0 | 0 | 0
2016-09-27 03:00 | 0 | 0 | 0 | 0 | 0 | 66113.9658 | 0 | 433838 | 0 | 0 | 0 | 0 | 116615.9029 | 0 | 0 | 0 | 0 | 0 | 0 | 0 | 2319494.6534 | 0 | 0 | 0 | 0 | 0 | 0 | 0 | 0 | 0 | 0 | -88743.1518 | 0 | 0 | 0 | 0 | 0 | 0 | 0 | 0 | 0 | -278980.8824 | 0 | 0 | 0 | 0 | 0 | 0 | 0
2016-09-27 04:00 | 0 | 0 | 0 | 0 | 0 | 421758.8688 | 0 | 403286 | 0 | 0 | 0 | 0 | 205359.0546 | 0 | 0 | 0 | 0 | 0 | 0 | 0 | 2249224.3704 | 0 | 0 | 0 | 0 | 0 | 0 | 0 | 0 | 0 | 0 | 88743.1518 | 0 | 0 | 0 | 0 | 0 | 0 | 0 | 0 | 0 | -70270.283 | 0 | 0 | 0 | 0 | 0 | 0 | 0
2016-09-27 05:00 | 0 | 0 | 0 | 0 | 0 | 73693.3665 | 0 | 380547 | 0 | 0 | 0 | 0 | 177486.3036 | 0 | 0 | 0 | 0 | 0 | 0 | 0 | 1970243.4879 | 0 | 0 | 0 | 0 | 0 | 0 | 0 | 0 | 0 | 0 | -27872.7511 | 0 | 0 | 0 | 0 | 0 | 0 | 0 | 0 | 0 | -278980.8824 | 0 | 0 | 0 | 0 | 0 | 0 | 0
2016-09-27 06:00 | 0 | 0 | 0 | 0 | 0 | 0 | 0 | 364245 | 0 | 0 | 0 | 0 | 88743.1518 | 0 | 0 | 0 | 0 | 0 | 0 | 0 | 1694741.6397 | 0 | 0 | 0 | 0 | 0 | 0 | 0 | 0 | 0 | 0 | -88743.1518 | 0 | 0 | 0 | 0 | 0 | 0 | 0 | 0 | 0 | -275501.8482 | 0 | 0 | 0 | 0 | 0 | 0 | 0
2016-09-27 07:00 | 0 | 0 | 0 | 0 | 0 | 163949.2694 | 0 | 354187 | 0 | 0 | 0 | 0 | 177486.3036 | 0 | 0 | 0 | 0 | 0 | 0 | 0 | 1415760.7573 | 0 | 0 | 0 | 0 | 0 | 0 | 0 | 0 | 0 | 0 | 88743.1518 | 0 | 0 | 0 | 0 | 0 | 0 | 0 | 0 | 0 | -278980.8824 | 0 | 0 | 0 | 0 | 0 | 0 | 0
2016-09-27 08:00 | 0 | 0 | 0 | 0 | 0 | 161376.2694 | 0 | 351614 | 0 | 0 | 0 | 0 | 266229.4554 | 0 | 0 | 0 | 0 | 0 | 0 | 0 | 1136779.8748 | 0 | 0 | 0 | 0 | 0 | 0 | 0 | 0 | 0 | 0 | 88743.1518 | 0 | 0 | 0 | 0 | 0 | 0 | 0 | 0 | 0 | -278980.8824 | 0 | 0 | 0 | 0 | 0 | 0 | 0
2016-09-27 09:00 | 0 | 0 | 0 | 0 | 0 | 499703.9334 | 0 | 360380 | 0 | 0 | 0 | 0 | 177486.3036 | 0 | 0 | 0 | 0 | 0 | 0 | 0 | 1364846.96 | 0 | 0 | 0 | 0 | 0 | 0 | 0 | 0 | 0 | 0 | -88743.1518 | 0 | 0 | 0 | 0 | 0 | 0 | 0 | 0 | 0 | 228067.0852 | 0 | 0 | 0 | 0 | 0 | 0 | 0
2016-09-27 10:00 | 0 | 0 | 0 | 0 | 0 | 16654.9658 | 0 | 384379 | 0 | 0 | 0 | 0 | 88743.1518 | 0 | 0 | 0 | 0 | 0 | 0 | 0 | 1085866.0776 | 0 | 0 | 0 | 0 | 0 | 0 | 0 | 0 | 0 | 0 | -88743.1518 | 0 | 0 | 0 | 0 | 0 | 0 | 0 | 0 | 0 | -278980.8824 | 0 | 0 | 0 | 0 | 0 | 0 | 0
2016-09-27 11:00 | 0 | 0 | 0 | 0 | 0 | 40399.9658 | 0 | 408124 | 0 | 0 | 0 | 0 | 0 | 0 | 0 | 0 | 0 | 0 | 0 | 0 | 806885.1951 | 0 | 0 | 0 | 0 | 0 | 0 | 0 | 0 | 0 | 0 | -88743.1518 | 0 | 0 | 0 | 0 | 0 | 0 | 0 | 0 | 0 | -278980.8824 | 0 | 0 | 0 | 0 | 0 | 0 | 0
2016-09-27 12:00 | 0 | 0 | 0 | 0 | 0 | 513590.3067 | 0 | 421531 | 0 | 0 | 0 | 0 | 88743.1518 | 0 | 0 | 0 | 0 | 0 | 0 | 0 | 810201.35 | 0 | 0 | 0 | 0 | 0 | 0 | 0 | 0 | 0 | 0 | 88743.1518 | 0 | 0 | 0 | 0 | 0 | 0 | 0 | 0 | 0 | 3316.1549 | 0 | 0 | 0 | 0 | 0 | 0 | 0
2016-09-27 13:00 | 0 | 0 | 0 | 0 | 0 | 343629.0095 | 42432.3185 | 436094 | 0 | 0 | 0 | 0 | 139851.554 | 0 | 0 | 0 | 0 | 0 | 0 | 0 | 709060.2758 | 0 | 0 | 0 | 0 | 0 | 0 | 0 | 0 | 0 | 0 | 51108.4022 | 0 | 0 | 0 | 0 | 0 | 0 | 0 | 0 | 0 | -101141.0742 | 0 | 0 | 0 | 0 | 0 | 0 | 0
2016-09-27 14:00 | 0 | 0 | 0 | 0 | 0 | 0 | 425537.5549 | 449971 | 0 | 0 | 0 | 0 | 228594.7058 | 0 | 0 | 0 | 0 | 0 | 0 | 0 | 595883.6789 | 0 | 0 | 0 | 0 | 0 | 0 | 0 | 0 | 0 | 0 | 88743.1518 | 0 | 0 | 0 | 0 | 0 | 0 | 0 | 0 | 0 | -113176.5969 | 0 | 0 | 0 | 0 | 0 | 0 | 0
2016-09-27 15:00 | 0 | 0 | 0 | 0 | 0 | 0 | 720223.2313 | 464478 | 0 | 0 | 0 | 0 | 205359.0546 | 0 | 0 | 0 | 0 | 0 | 0 | 0 | 874864.5613 | 0 | 0 | 0 | 0 | 0 | 0 | 0 | 0 | 0 | 0 | -23235.6512 | 0 | 0 | 0 | 0 | 0 | 0 | 0 | 0 | 0 | 278980.8824 | 0 | 0 | 0 | 0 | 0 | 0 | 0
2016-09-27 16:00 | 0 | 0 | 0 | 0 | 0 | 73741.9771 | 772095.0572 | 478113 | 0 | 0 | 0 | 0 | 294102.2064 | 0 | 0 | 0 | 0 | 0 | 0 | 0 | 1153845.4438 | 0 | 0 | 0 | 0 | 0 | 0 | 0 | 0 | 0 | 0 | 88743.1518 | 0 | 0 | 0 | 0 | 0 | 0 | 0 | 0 | 0 | 278980.8824 | 0 | 0 | 0 | 0 | 0 | 0 | 0
2016-09-27 17:00 | 0 | 0 | 0 | 0 | 0 | 91574.3352 | 767011.6991 | 490862 | 0 | 0 | 0 | 0 | 382845.3582 | 0 | 0 | 0 | 0 | 0 | 0 | 0 | 1432826.3262 | 0 | 0 | 0 | 0 | 0 | 0 | 0 | 0 | 0 | 0 | 88743.1518 | 0 | 0 | 0 | 0 | 0 | 0 | 0 | 0 | 0 | 278980.8824 | 0 | 0 | 0 | 0 | 0 | 0 | 0
2016-09-27 18:00 | 0 | 0 | 0 | 0 | 0 | 0 | 750694.908 | 502725 | 0 | 0 | 0 | 0 | 351834.3838 | 0 | 0 | 0 | 0 | 0 | 0 | 0 | 1711807.2087 | 0 | 0 | 0 | 0 | 0 | 0 | 0 | 0 | 0 | 0 | -31010.9744 | 0 | 0 | 0 | 0 | 0 | 0 | 0 | 0 | 0 | 278980.8824 | 0 | 0 | 0 | 0 | 0 | 0 | 0
2016-09-27 19:00 | 0 | 0 | 0 | 0 | 0 | 0 | 737175.3022 | 511919 | 0 | 0 | 0 | 0 | 298109.8036 | 0 | 0 | 0 | 0 | 0 | 0 | 0 | 1990788.0911 | 0 | 0 | 0 | 0 | 0 | 0 | 0 | 0 | 0 | 0 | -53724.5802 | 0 | 0 | 0 | 0 | 0 | 0 | 0 | 0 | 0 | 278980.8824 | 0 | 0 | 0 | 0 | 0 | 0 | 0
2016-09-27 20:00 | 0 | 0 | 0 | 0 | 0 | 146381.6493 | 735817.7878 | 518483 | 0 | 0 | 0 | 0 | 382845.3582 | 0 | 0 | 0 | 0 | 0 | 0 | 0 | 2269768.9735 | 0 | 0 | 0 | 0 | 0 | 0 | 0 | 0 | 0 | 0 | 84735.5547 | 0 | 0 | 0 | 0 | 0 | 0 | 0 | 0 | 0 | 278980.8824 | 0 | 0 | 0 | 0 | 0 | 0 | 0
2016-09-27 21:00 | 0 | 0 | 0 | 0 | 0 | 0 | 728858.9837 | 520523 | 0 | 0 | 0 | 0 | 312200.4595 | 0 | 0 | 0 | 0 | 0 | 0 | 0 | 2548749.856 | 0 | 0 | 0 | 0 | 0 | 0 | 0 | 0 | 0 | 0 | -70644.8988 | 0 | 0 | 0 | 0 | 0 | 0 | 0 | 0 | 0 | 278980.8824 | 0 | 0 | 0 | 0 | 0 | 0 | 0
2016-09-27 22:00 | 0 | 0 | 0 | 0 | 0 | 0 | 689186.171 | 516150 | 0 | 0 | 0 | 0 | 223457.3077 | 0 | 0 | 0 | 0 | 0 | 0 | 0 | 2810529.1788 | 0 | 0 | 0 | 0 | 0 | 0 | 0 | 0 | 0 | 0 | -88743.1518 | 0 | 0 | 0 | 0 | 0 | 0 | 0 | 0 | 0 | 261779.3228 | 0 | 0 | 0 | 0 | 0 | 0 | 0
2016-09-27 23:00 | 0 | 0 | 0 | 0 | 0 | 0 | 551645.0781 | 514287 | 0 | 0 | 0 | 0 | 312200.4595 | 0 | 0 | 0 | 0 | 0 | 0 | 0 | 2759144.1051 | 0 | 0 | 0 | 0 | 0 | 0 | 0 | 0 | 0 | 0 | 88743.1518 | 0 | 0 | 0 | 0 | 0 | 0 | 0 | 0 | 0 | -51385.0737 | 0 | 0 | 0 | 0 | 0 | 0 | 0
2016-09-28 | 0 | 0 | 0 | 0 | 0 | 0 | 242643.1644 | 509353 | 0 | 0 | 0 | 0 | 266229.4554 | 0 | 0 | 0 | 0 | 0 | 0 | 0 | 2538405.2737 | 0 | 0 | 0 | 0 | 0 | 0 | 0 | 0 | 0 | 0 | -45971.0041 | 0 | 0 | 0 | 0 | 0 | 0 | 0 | 0 | 0 | -220738.8315 | 0 | 0 | 0 | 0 | 0 | 0 | 0
2016-09-28 01:00 | 0 | 0 | 0 | 0 | 0 | 397148.1002 | 10154.6551 | 490346 | 0 | 0 | 0 | 0 | 177486.3036 | 0 | 0 | 0 | 0 | 0 | 0 | 0 | 2544105.1808 | 0 | 0 | 0 | 0 | 0 | 0 | 0 | 0 | 0 | 0 | -88743.1518 | 0 | 0 | 0 | 0 | 0 | 0 | 0 | 0 | 0 | 5699.9072 | 0 | 0 | 0 | 0 | 0 | 0 | 0
2016-09-28 02:00 | 0 | 0 | 0 | 0 | 0 | 95135.9658 | 0 | 462860 | 0 | 0 | 0 | 0 | 88743.1518 | 0 | 0 | 0 | 0 | 0 | 0 | 0 | 2265124.2984 | 0 | 0 | 0 | 0 | 0 | 0 | 0 | 0 | 0 | 0 | -88743.1518 | 0 | 0 | 0 | 0 | 0 | 0 | 0 | 0 | 0 | -278980.8824 | 0 | 0 | 0 | 0 | 0 | 0 | 0
2016-09-28 03:00 | 0 | 0 | 0 | 0 | 0 | 450027.4807 | 0 | 429862 | 0 | 0 | 0 | 0 | 177486.3036 | 0 | 0 | 0 | 0 | 0 | 0 | 0 | 2196546.6272 | 0 | 0 | 0 | 0 | 0 | 0 | 0 | 0 | 0 | 0 | 88743.1518 | 0 | 0 | 0 | 0 | 0 | 0 | 0 | 0 | 0 | -68577.6711 | 0 | 0 | 0 | 0 | 0 | 0 | 0
2016-09-28 04:00 | 0 | 0 | 0 | 0 | 0 | 209969.2694 | 0 | 400207 | 0 | 0 | 0 | 0 | 266229.4554 | 0 | 0 | 0 | 0 | 0 | 0 | 0 | 1917565.7448 | 0 | 0 | 0 | 0 | 0 | 0 | 0 | 0 | 0 | 0 | 88743.1518 | 0 | 0 | 0 | 0 | 0 | 0 | 0 | 0 | 0 | -278980.8824 | 0 | 0 | 0 | 0 | 0 | 0 | 0
2016-09-28 05:00 | 0 | 0 | 0 | 0 | 0 | 9576.9658 | 0 | 377301 | 0 | 0 | 0 | 0 | 177486.3036 | 0 | 0 | 0 | 0 | 0 | 0 | 0 | 1638584.8623 | 0 | 0 | 0 | 0 | 0 | 0 | 0 | 0 | 0 | 0 | -88743.1518 | 0 | 0 | 0 | 0 | 0 | 0 | 0 | 0 | 0 | -278980.8824 | 0 | 0 | 0 | 0 | 0 | 0 | 0
2016-09-28 06:00 | 0 | 0 | 0 | 0 | 0 | 436162.1673 | 0 | 361628 | 0 | 0 | 0 | 0 | 266229.4554 | 0 | 0 | 0 | 0 | 0 | 0 | 0 | 1624375.8778 | 0 | 0 | 0 | 0 | 0 | 0 | 0 | 0 | 0 | 0 | 88743.1518 | 0 | 0 | 0 | 0 | 0 | 0 | 0 | 0 | 0 | -14208.9845 | 0 | 0 | 0 | 0 | 0 | 0 | 0
2016-09-28 07:00 | 0 | 0 | 0 | 0 | 0 | 440475.2974 | 0 | 351135 | 0 | 0 | 0 | 0 | 177486.3036 | 0 | 0 | 0 | 0 | 0 | 0 | 0 | 1802459.327 | 0 | 0 | 0 | 0 | 0 | 0 | 0 | 0 | 0 | 0 | -88743.1518 | 0 | 0 | 0 | 0 | 0 | 0 | 0 | 0 | 0 | 178083.4492 | 0 | 0 | 0 | 0 | 0 | 0 | 0
2016-09-28 08:00 | 0 | 0 | 0 | 0 | 0 | 0 | 0 | 348448 | 0 | 0 | 0 | 0 | 88743.1518 | 0 | 0 | 0 | 0 | 0 | 0 | 0 | 1542754.4788 | 0 | 0 | 0 | 0 | 0 | 0 | 0 | 0 | 0 | 0 | -88743.1518 | 0 | 0 | 0 | 0 | 0 | 0 | 0 | 0 | 0 | -259704.8482 | 0 | 0 | 0 | 0 | 0 | 0 | 0
2016-09-28 09:00 | 0 | 0 | 0 | 0 | 0 | 0 | 0 | 357233 | 0 | 0 | 0 | 0 | 0 | 0 | 0 | 0 | 0 | 0 | 0 | 0 | 1274264.6306 | 0 | 0 | 0 | 0 | 0 | 0 | 0 | 0 | 0 | 0 | -88743.1518 | 0 | 0 | 0 | 0 | 0 | 0 | 0 | 0 | 0 | -268489.8482 | 0 | 0 | 0 | 0 | 0 | 0 | 0
2016-09-28 10:00 | 0 | 0 | 0 | 0 | 0 | 401611.7065 | 0 | 380412 | 0 | 0 | 0 | 0 | 88743.1518 | 0 | 0 | 0 | 0 | 0 | 0 | 0 | 1206721.1853 | 0 | 0 | 0 | 0 | 0 | 0 | 0 | 0 | 0 | 0 | 88743.1518 | 0 | 0 | 0 | 0 | 0 | 0 | 0 | 0 | 0 | -67543.4453 | 0 | 0 | 0 | 0 | 0 | 0 | 0
2016-09-28 11:00 | 0 | 0 | 0 | 0 | 0 | 36648.9658 | 0 | 404373 | 0 | 0 | 0 | 0 | 0 | 0 | 0 | 0 | 0 | 0 | 0 | 0 | 927740.3028 | 0 | 0 | 0 | 0 | 0 | 0 | 0 | 0 | 0 | 0 | -88743.1518 | 0 | 0 | 0 | 0 | 0 | 0 | 0 | 0 | 0 | -278980.8824 | 0 | 0 | 0 | 0 | 0 | 0 | 0
2016-09-28 12:00 | 0 | 0 | 0 | 0 | 0 | 354574.9075 | 0 | 417225 | 0 | 0 | 0 | 0 | 0 | 0 | 0 | 0 | 0 | 0 | 0 | 0 | 865090.2103 | 0 | 0 | 0 | 0 | 0 | 0 | 0 | 0 | 0 | 0 | 0 | 0 | 0 | 0 | 0 | 0 | 0 | 0 | 0 | 0 | -62650.0925 | 0 | 0 | 0 | 0 | 0 | 0 | 0
2016-09-28 13:00 | 0 | 0 | 0 | 0 | 0 | 204842.2157 | 48862.0794 | 433252 | 0 | 0 | 0 | 0 | 0 | 0 | 0 | 0 | 0 | 0 | 0 | 0 | 685542.5053 | 0 | 0 | 0 | 0 | 0 | 0 | 0 | 0 | 0 | 0 | 0 | 0 | 0 | 0 | 0 | 0 | 0 | 0 | 0 | 0 | -179547.705 | 0 | 0 | 0 | 0 | 0 | 0 | 0
2016-09-28 14:00 | 0 | 0 | 0 | 0 | 0 | 0 | 413174.6018 | 448706 | 0 | 0 | 0 | 0 | 0 | 0 | 0 | 0 | 0 | 0 | 0 | 0 | 650011.1071 | 0 | 0 | 0 | 0 | 0 | 0 | 0 | 0 | 0 | 0 | 0 | 0 | 0 | 0 | 0 | 0 | 0 | 0 | 0 | 0 | -35531.3982 | 0 | 0 | 0 | 0 | 0 | 0 | 0
2016-09-28 15:00 | 0 | 0 | 0 | 0 | 0 | 0 | 693450.5957 | 463538 | 0 | 0 | 0 | 0 | 88743.1518 | 0 | 0 | 0 | 0 | 0 | 0 | 0 | 791180.551 | 0 | 0 | 0 | 0 | 0 | 0 | 0 | 0 | 0 | 0 | 88743.1518 | 0 | 0 | 0 | 0 | 0 | 0 | 0 | 0 | 0 | 141169.4439 | 0 | 0 | 0 | 0 | 0 | 0 | 0
2016-09-28 16:00 | 0 | 0 | 0 | 0 | 0 | 92373.777 | 753433.2573 | 478083 | 0 | 0 | 0 | 0 | 177486.3036 | 0 | 0 | 0 | 0 | 0 | 0 | 0 | 1070161.4334 | 0 | 0 | 0 | 0 | 0 | 0 | 0 | 0 | 0 | 0 | 88743.1518 | 0 | 0 | 0 | 0 | 0 | 0 | 0 | 0 | 0 | 278980.8824 | 0 | 0 | 0 | 0 | 0 | 0 | 0
2016-09-28 17:00 | 0 | 0 | 0 | 0 | 0 | 97973.5882 | 751054.6641 | 491792 | 0 | 0 | 0 | 0 | 255741.6735 | 0 | 0 | 0 | 0 | 0 | 0 | 0 | 1349142.3159 | 0 | 0 | 0 | 0 | 0 | 0 | 0 | 0 | 0 | 0 | 78255.3699 | 0 | 0 | 0 | 0 | 0 | 0 | 0 | 0 | 0 | 278980.8824 | 0 | 0 | 0 | 0 | 0 | 0 | 0
2016-09-28 18:00 | 0 | 0 | 0 | 0 | 0 | 0 | 731805.2636 | 503207 | 0 | 0 | 0 | 0 | 205359.0546 | 0 | 0 | 0 | 0 | 0 | 0 | 0 | 1628123.1983 | 0 | 0 | 0 | 0 | 0 | 0 | 0 | 0 | 0 | 0 | -50382.6188 | 0 | 0 | 0 | 0 | 0 | 0 | 0 | 0 | 0 | 278980.8824 | 0 | 0 | 0 | 0 | 0 | 0 | 0
2016-09-28 19:00 | 0 | 0 | 0 | 0 | 0 | 0 | 711781.0358 | 513287 | 0 | 0 | 0 | 0 | 294102.2064 | 0 | 0 | 0 | 0 | 0 | 0 | 0 | 1737874.0824 | 0 | 0 | 0 | 0 | 0 | 0 | 0 | 0 | 0 | 0 | 88743.1518 | 0 | 0 | 0 | 0 | 0 | 0 | 0 | 0 | 0 | 109750.884 | 0 | 0 | 0 | 0 | 0 | 0 | 0
2016-09-28 20:00 | 0 | 0 | 0 | 0 | 0 | 168935.4089 | 701017.7032 | 521245 | 0 | 0 | 0 | 0 | 382845.3582 | 0 | 0 | 0 | 0 | 0 | 0 | 0 | 1997839.0427 | 0 | 0 | 0 | 0 | 0 | 0 | 0 | 0 | 0 | 0 | 88743.1518 | 0 | 0 | 0 | 0 | 0 | 0 | 0 | 0 | 0 | 259964.9603 | 0 | 0 | 0 | 0 | 0 | 0 | 0
2016-09-28 21:00 | 0 | 0 | 0 | 0 | 0 | 42233.8237 | 673597.907 | 525594 | 0 | 0 | 0 | 0 | 294102.2064 | 0 | 0 | 0 | 0 | 0 | 0 | 0 | 2276819.9251 | 0 | 0 | 0 | 0 | 0 | 0 | 0 | 0 | 0 | 0 | -88743.1518 | 0 | 0 | 0 | 0 | 0 | 0 | 0 | 0 | 0 | 278980.8824 | 0 | 0 | 0 | 0 | 0 | 0 | 0
2016-09-28 22:00 | 0 | 0 | 0 | 0 | 0 | 0 | 606458.7378 | 522849 | 0 | 0 | 0 | 0 | 382845.3582 | 0 | 0 | 0 | 0 | 0 | 0 | 0 | 2271686.5112 | 0 | 0 | 0 | 0 | 0 | 0 | 0 | 0 | 0 | 0 | 88743.1518 | 0 | 0 | 0 | 0 | 0 | 0 | 0 | 0 | 0 | -5133.414 | 0 | 0 | 0 | 0 | 0 | 0 | 0
2016-09-28 23:00 | 0 | 0 | 0 | 0 | 0 | 0 | 453442.6152 | 519181 | 0 | 0 | 0 | 0 | 294102.2064 | 0 | 0 | 0 | 0 | 0 | 0 | 0 | 2294691.2782 | 0 | 0 | 0 | 0 | 0 | 0 | 0 | 0 | 0 | 0 | -88743.1518 | 0 | 0 | 0 | 0 | 0 | 0 | 0 | 0 | 0 | 23004.767 | 0 | 0 | 0 | 0 | 0 | 0 | 0
2016-09-29 | 0 | 0 | 0 | 0 | 0 | 0 | 178993.7446 | 510516 | 0 | 0 | 0 | 0 | 205359.0546 | 0 | 0 | 0 | 0 | 0 | 0 | 0 | 2051912.1746 | 0 | 0 | 0 | 0 | 0 | 0 | 0 | 0 | 0 | 0 | -88743.1518 | 0 | 0 | 0 | 0 | 0 | 0 | 0 | 0 | 0 | -242779.1036 | 0 | 0 | 0 | 0 | 0 | 0 | 0
2016-09-29 01:00 | 0 | 0 | 0 | 0 | 0 | 600409.8393 | 8701.9906 | 490776 | 0 | 0 | 0 | 0 | 294102.2064 | 0 | 0 | 0 | 0 | 0 | 0 | 0 | 2081504.8527 | 0 | 0 | 0 | 0 | 0 | 0 | 0 | 0 | 0 | 0 | 88743.1518 | 0 | 0 | 0 | 0 | 0 | 0 | 0 | 0 | 0 | 29592.6781 | 0 | 0 | 0 | 0 | 0 | 0 | 0
2016-09-29 02:00 | 0 | 0 | 0 | 0 | 0 | 606132.8795 | 0 | 463586 | 0 | 0 | 0 | 0 | 382845.3582 | 0 | 0 | 0 | 0 | 0 | 0 | 0 | 2135308.5804 | 0 | 0 | 0 | 0 | 0 | 0 | 0 | 0 | 0 | 0 | 88743.1518 | 0 | 0 | 0 | 0 | 0 | 0 | 0 | 0 | 0 | 53803.7277 | 0 | 0 | 0 | 0 | 0 | 0 | 0
2016-09-29 03:00 | 0 | 0 | 0 | 0 | 0 | 63437.9658 | 0 | 431162 | 0 | 0 | 0 | 0 | 294102.2064 | 0 | 0 | 0 | 0 | 0 | 0 | 0 | 1856327.6979 | 0 | 0 | 0 | 0 | 0 | 0 | 0 | 0 | 0 | 0 | -88743.1518 | 0 | 0 | 0 | 0 | 0 | 0 | 0 | 0 | 0 | -278980.8824 | 0 | 0 | 0 | 0 | 0 | 0 | 0
2016-09-29 04:00 | 0 | 0 | 0 | 0 | 0 | 34666.9658 | 0 | 402391 | 0 | 0 | 0 | 0 | 205359.0546 | 0 | 0 | 0 | 0 | 0 | 0 | 0 | 1577346.8155 | 0 | 0 | 0 | 0 | 0 | 0 | 0 | 0 | 0 | 0 | -88743.1518 | 0 | 0 | 0 | 0 | 0 | 0 | 0 | 0 | 0 | -278980.8824 | 0 | 0 | 0 | 0 | 0 | 0 | 0
2016-09-29 05:00 | 0 | 0 | 0 | 0 | 0 | 513018.4787 | 0 | 379998 | 0 | 0 | 0 | 0 | 294102.2064 | 0 | 0 | 0 | 0 | 0 | 0 | 0 | 1621624.1424 | 0 | 0 | 0 | 0 | 0 | 0 | 0 | 0 | 0 | 0 | 88743.1518 | 0 | 0 | 0 | 0 | 0 | 0 | 0 | 0 | 0 | 44277.3269 | 0 | 0 | 0 | 0 | 0 | 0 | 0
2016-09-29 06:00 | 0 | 0 | 0 | 0 | 0 | 0 | 0 | 363000 | 0 | 0 | 0 | 0 | 210083.0889 | 0 | 0 | 0 | 0 | 0 | 0 | 0 | 1342643.26 | 0 | 0 | 0 | 0 | 0 | 0 | 0 | 0 | 0 | 0 | -84019.1176 | 0 | 0 | 0 | 0 | 0 | 0 | 0 | 0 | 0 | -278980.8824 | 0 | 0 | 0 | 0 | 0 | 0 | 0
2016-09-29 07:00 | 0 | 0 | 0 | 0 | 0 | 0 | 0 | 352206 | 0 | 0 | 0 | 0 | 121339.9371 | 0 | 0 | 0 | 0 | 0 | 0 | 0 | 1079180.4118 | 0 | 0 | 0 | 0 | 0 | 0 | 0 | 0 | 0 | 0 | -88743.1518 | 0 | 0 | 0 | 0 | 0 | 0 | 0 | 0 | 0 | -263462.8482 | 0 | 0 | 0 | 0 | 0 | 0 | 0
2016-09-29 08:00 | 0 | 0 | 0 | 0 | 0 | 158985.2694 | 0 | 349223 | 0 | 0 | 0 | 0 | 210083.0889 | 0 | 0 | 0 | 0 | 0 | 0 | 0 | 800199.5294 | 0 | 0 | 0 | 0 | 0 | 0 | 0 | 0 | 0 | 0 | 88743.1518 | 0 | 0 | 0 | 0 | 0 | 0 | 0 | 0 | 0 | -278980.8824 | 0 | 0 | 0 | 0 | 0 | 0 | 0
2016-09-29 09:00 | 0 | 0 | 0 | 0 | 0 | 408304.4963 | 0 | 357698 | 0 | 0 | 0 | 0 | 298826.2407 | 0 | 0 | 0 | 0 | 0 | 0 | 0 | 762062.8739 | 0 | 0 | 0 | 0 | 0 | 0 | 0 | 0 | 0 | 0 | 88743.1518 | 0 | 0 | 0 | 0 | 0 | 0 | 0 | 0 | 0 | -38136.6555 | 0 | 0 | 0 | 0 | 0 | 0 | 0
2016-09-29 10:00 | 0 | 0 | 0 | 0 | 0 | 13104.9658 | 0 | 380829 | 0 | 0 | 0 | 0 | 210083.0889 | 0 | 0 | 0 | 0 | 0 | 0 | 0 | 483081.9914 | 0 | 0 | 0 | 0 | 0 | 0 | 0 | 0 | 0 | 0 | -88743.1518 | 0 | 0 | 0 | 0 | 0 | 0 | 0 | 0 | 0 | -278980.8824 | 0 | 0 | 0 | 0 | 0 | 0 | 0
2016-09-29 11:00 | 0 | 0 | 0 | 0 | 0 | 362753.077 | 0 | 405282 | 0 | 0 | 0 | 0 | 121339.9371 | 0 | 0 | 0 | 0 | 0 | 0 | 0 | 529296.2202 | 0 | 0 | 0 | 0 | 0 | 0 | 0 | 0 | 0 | 0 | -88743.1518 | 0 | 0 | 0 | 0 | 0 | 0 | 0 | 0 | 0 | 46214.2288 | 0 | 0 | 0 | 0 | 0 | 0 | 0
2016-09-29 12:00 | 0 | 0 | 0 | 0 | 0 | 341268.4259 | 0 | 418930 | 0 | 0 | 0 | 0 | 210083.0889 | 0 | 0 | 0 | 0 | 0 | 0 | 0 | 362891.4944 | 0 | 0 | 0 | 0 | 0 | 0 | 0 | 0 | 0 | 0 | 88743.1518 | 0 | 0 | 0 | 0 | 0 | 0 | 0 | 0 | 0 | -166404.7259 | 0 | 0 | 0 | 0 | 0 | 0 | 0
2016-09-29 13:00 | 0 | 0 | 0 | 0 | 0 | 215588.7654 | 44674.8243 | 433174 | 0 | 0 | 0 | 0 | 252121.1041 | 0 | 0 | 0 | 0 | 0 | 0 | 0 | 147943.0688 | 0 | 0 | 0 | 0 | 0 | 0 | 0 | 0 | 0 | 0 | 42038.0152 | 0 | 0 | 0 | 0 | 0 | 0 | 0 | 0 | 0 | -214948.4255 | 0 | 0 | 0 | 0 | 0 | 0 | 0
2016-09-29 14:00 | 0 | 0 | 0 | 0 | 0 | 143580.2341 | 376932.9884 | 446476 | 0 | 0 | 0 | 0 | 340864.2559 | 0 | 0 | 0 | 0 | 0 | 0 | 0 | 133237.1395 | 0 | 0 | 0 | 0 | 0 | 0 | 0 | 0 | 0 | 0 | 88743.1518 | 0 | 0 | 0 | 0 | 0 | 0 | 0 | 0 | 0 | -14705.9293 | 0 | 0 | 0 | 0 | 0 | 0 | 0
2016-09-29 15:00 | 0 | 0 | 0 | 0 | 0 | 162072.2783 | 616804.7065 | 457915 | 0 | 0 | 0 | 0 | 382845.3582 | 0 | 0 | 0 | 0 | 0 | 0 | 0 | 412218.022 | 0 | 0 | 0 | 0 | 0 | 0 | 0 | 0 | 0 | 0 | 41981.1023 | 0 | 0 | 0 | 0 | 0 | 0 | 0 | 0 | 0 | 278980.8824 | 0 | 0 | 0 | 0 | 0 | 0 | 0
2016-09-29 16:00 | 0 | 0 | 0 | 0 | 0 | 0 | 694774.0353 | 467097 | 0 | 0 | 0 | 0 | 382845.3582 | 0 | 0 | 0 | 0 | 0 | 0 | 0 | 639895.0573 | 0 | 0 | 0 | 0 | 0 | 0 | 0 | 0 | 0 | 0 | 0 | 0 | 0 | 0 | 0 | 0 | 0 | 0 | 0 | 0 | 227677.0353 | 0 | 0 | 0 | 0 | 0 | 0 | 0
2016-09-29 17:00 | 0 | 0 | 0 | 0 | 0 | 0 | 694241.7458 | 476837 | 0 | 0 | 0 | 0 | 321269.2216 | 0 | 0 | 0 | 0 | 0 | 0 | 0 | 918875.9397 | 0 | 0 | 0 | 0 | 0 | 0 | 0 | 0 | 0 | 0 | -61576.1367 | 0 | 0 | 0 | 0 | 0 | 0 | 0 | 0 | 0 | 278980.8824 | 0 | 0 | 0 | 0 | 0 | 0 | 0
2016-09-29 18:00 | 0 | 0 | 0 | 0 | 0 | 9079.3541 | 665572.3766 | 484414 | 0 | 0 | 0 | 0 | 232526.0698 | 0 | 0 | 0 | 0 | 0 | 0 | 0 | 1197856.8222 | 0 | 0 | 0 | 0 | 0 | 0 | 0 | 0 | 0 | 0 | -88743.1518 | 0 | 0 | 0 | 0 | 0 | 0 | 0 | 0 | 0 | 278980.8824 | 0 | 0 | 0 | 0 | 0 | 0 | 0
2016-09-29 19:00 | 0 | 0 | 0 | 0 | 0 | 220030.9459 | 638690.0883 | 490997 | 0 | 0 | 0 | 0 | 321269.2216 | 0 | 0 | 0 | 0 | 0 | 0 | 0 | 1476837.7046 | 0 | 0 | 0 | 0 | 0 | 0 | 0 | 0 | 0 | 0 | 88743.1518 | 0 | 0 | 0 | 0 | 0 | 0 | 0 | 0 | 0 | 278980.8824 | 0 | 0 | 0 | 0 | 0 | 0 | 0
2016-09-29 20:00 | 0 | 0 | 0 | 0 | 0 | 0 | 623466.5819 | 496619 | 0 | 0 | 0 | 0 | 232526.0698 | 0 | 0 | 0 | 0 | 0 | 0 | 0 | 1692428.4383 | 0 | 0 | 0 | 0 | 0 | 0 | 0 | 0 | 0 | 0 | -88743.1518 | 0 | 0 | 0 | 0 | 0 | 0 | 0 | 0 | 0 | 215590.7337 | 0 | 0 | 0 | 0 | 0 | 0 | 0
2016-09-29 21:00 | 0 | 0 | 0 | 0 | 0 | 0 | 593688.8492 | 498650 | 0 | 0 | 0 | 0 | 234906.4647 | 0 | 0 | 0 | 0 | 0 | 0 | 0 | 1785086.8926 | 0 | 0 | 0 | 0 | 0 | 0 | 0 | 0 | 0 | 0 | 2380.3949 | 0 | 0 | 0 | 0 | 0 | 0 | 0 | 0 | 0 | 92658.4543 | 0 | 0 | 0 | 0 | 0 | 0 | 0
2016-09-29 22:00 | 0 | 0 | 0 | 0 | 0 | 0 | 541585.2986 | 496050 | 0 | 0 | 0 | 0 | 323649.6165 | 0 | 0 | 0 | 0 | 0 | 0 | 0 | 1741879.0393 | 0 | 0 | 0 | 0 | 0 | 0 | 0 | 0 | 0 | 0 | 88743.1518 | 0 | 0 | 0 | 0 | 0 | 0 | 0 | 0 | 0 | -43207.8532 | 0 | 0 | 0 | 0 | 0 | 0 | 0
2016-09-29 23:00 | 0 | 0 | 0 | 0 | 0 | 321753.0661 | 422727.4063 | 495047 | 0 | 0 | 0 | 0 | 294102.2064 | 0 | 0 | 0 | 0 | 0 | 0 | 0 | 2020859.9218 | 0 | 0 | 0 | 0 | 0 | 0 | 0 | 0 | 0 | 0 | -29547.41 | 0 | 0 | 0 | 0 | 0 | 0 | 0 | 0 | 0 | 278980.8824 | 0 | 0 | 0 | 0 | 0 | 0 | 0
2016-09-30 | 0 | 0 | 0 | 0 | 0 | 0 | 191186.8122 | 490559 | 0 | 0 | 0 | 0 | 205359.0546 | 0 | 0 | 0 | 0 | 0 | 0 | 0 | 1810230.8858 | 0 | 0 | 0 | 0 | 0 | 0 | 0 | 0 | 0 | 0 | -88743.1518 | 0 | 0 | 0 | 0 | 0 | 0 | 0 | 0 | 0 | -210629.036 | 0 | 0 | 0 | 0 | 0 | 0 | 0
2016-09-30 01:00 | 0 | 0 | 0 | 0 | 0 | 606380.9768 | 7301.5019 | 474123 | 0 | 0 | 0 | 0 | 294102.2064 | 0 | 0 | 0 | 0 | 0 | 0 | 0 | 1861047.2126 | 0 | 0 | 0 | 0 | 0 | 0 | 0 | 0 | 0 | 0 | 88743.1518 | 0 | 0 | 0 | 0 | 0 | 0 | 0 | 0 | 0 | 50816.3269 | 0 | 0 | 0 | 0 | 0 | 0 | 0
2016-09-30 02:00 | 0 | 0 | 0 | 0 | 0 | 617026.0474 | 0 | 449269 | 0 | 0 | 0 | 0 | 382845.3582 | 0 | 0 | 0 | 0 | 0 | 0 | 0 | 1940061.1082 | 0 | 0 | 0 | 0 | 0 | 0 | 0 | 0 | 0 | 0 | 88743.1518 | 0 | 0 | 0 | 0 | 0 | 0 | 0 | 0 | 0 | 79013.8956 | 0 | 0 | 0 | 0 | 0 | 0 | 0
2016-09-30 03:00 | 0 | 0 | 0 | 0 | 0 | 50903.9658 | 0 | 418628 | 0 | 0 | 0 | 0 | 294102.2064 | 0 | 0 | 0 | 0 | 0 | 0 | 0 | 1661080.2258 | 0 | 0 | 0 | 0 | 0 | 0 | 0 | 0 | 0 | 0 | -88743.1518 | 0 | 0 | 0 | 0 | 0 | 0 | 0 | 0 | 0 | -278980.8824 | 0 | 0 | 0 | 0 | 0 | 0 | 0
2016-09-30 04:00 | 0 | 0 | 0 | 0 | 0 | 22627.9658 | 0 | 390352 | 0 | 0 | 0 | 0 | 205359.0546 | 0 | 0 | 0 | 0 | 0 | 0 | 0 | 1382099.3433 | 0 | 0 | 0 | 0 | 0 | 0 | 0 | 0 | 0 | 0 | -88743.1518 | 0 | 0 | 0 | 0 | 0 | 0 | 0 | 0 | 0 | -278980.8824 | 0 | 0 | 0 | 0 | 0 | 0 | 0
2016-09-30 05:00 | 0 | 0 | 0 | 0 | 0 | 179201.2694 | 0 | 369439 | 0 | 0 | 0 | 0 | 294102.2064 | 0 | 0 | 0 | 0 | 0 | 0 | 0 | 1103118.4609 | 0 | 0 | 0 | 0 | 0 | 0 | 0 | 0 | 0 | 0 | 88743.1518 | 0 | 0 | 0 | 0 | 0 | 0 | 0 | 0 | 0 | -278980.8824 | 0 | 0 | 0 | 0 | 0 | 0 | 0
2016-09-30 06:00 | 0 | 0 | 0 | 0 | 0 | 444537.4775 | 0 | 355595 | 0 | 0 | 0 | 0 | 294102.2064 | 0 | 0 | 0 | 0 | 0 | 0 | 0 | 1192060.9384 | 0 | 0 | 0 | 0 | 0 | 0 | 0 | 0 | 0 | 0 | 0 | 0 | 0 | 0 | 0 | 0 | 0 | 0 | 0 | 0 | 88942.4775 | 0 | 0 | 0 | 0 | 0 | 0 | 0
2016-09-30 07:00 | 0 | 0 | 0 | 0 | 0 | 0 | 0 | 346003 | 0 | 0 | 0 | 0 | 205359.0546 | 0 | 0 | 0 | 0 | 0 | 0 | 0 | 934801.0902 | 0 | 0 | 0 | 0 | 0 | 0 | 0 | 0 | 0 | 0 | -88743.1518 | 0 | 0 | 0 | 0 | 0 | 0 | 0 | 0 | 0 | -257259.8482 | 0 | 0 | 0 | 0 | 0 | 0 | 0
2016-09-30 08:00 | 0 | 0 | 0 | 0 | 0 | 388323.0419 | 0 | 343264 | 0 | 0 | 0 | 0 | 294102.2064 | 0 | 0 | 0 | 0 | 0 | 0 | 0 | 891116.9803 | 0 | 0 | 0 | 0 | 0 | 0 | 0 | 0 | 0 | 0 | 88743.1518 | 0 | 0 | 0 | 0 | 0 | 0 | 0 | 0 | 0 | -43684.1099 | 0 | 0 | 0 | 0 | 0 | 0 | 0
2016-09-30 09:00 | 0 | 0 | 0 | 0 | 0 | 161234.2694 | 0 | 351472 | 0 | 0 | 0 | 0 | 382845.3582 | 0 | 0 | 0 | 0 | 0 | 0 | 0 | 612136.0979 | 0 | 0 | 0 | 0 | 0 | 0 | 0 | 0 | 0 | 0 | 88743.1518 | 0 | 0 | 0 | 0 | 0 | 0 | 0 | 0 | 0 | -278980.8824 | 0 | 0 | 0 | 0 | 0 | 0 | 0
2016-09-30 10:00 | 0 | 0 | 0 | 0 | 0 | 5145.9658 | 0 | 372870 | 0 | 0 | 0 | 0 | 294102.2064 | 0 | 0 | 0 | 0 | 0 | 0 | 0 | 333155.2154 | 0 | 0 | 0 | 0 | 0 | 0 | 0 | 0 | 0 | 0 | -88743.1518 | 0 | 0 | 0 | 0 | 0 | 0 | 0 | 0 | 0 | -278980.8824 | 0 | 0 | 0 | 0 | 0 | 0 | 0
2016-09-30 11:00 | 0 | 0 | 0 | 0 | 0 | 321795.3719 | 0 | 396585 | 0 | 0 | 0 | 0 | 205359.0546 | 0 | 0 | 0 | 0 | 0 | 0 | 0 | 347108.7391 | 0 | 0 | 0 | 0 | 0 | 0 | 0 | 0 | 0 | 0 | -88743.1518 | 0 | 0 | 0 | 0 | 0 | 0 | 0 | 0 | 0 | 13953.5237 | 0 | 0 | 0 | 0 | 0 | 0 | 0
2016-09-30 12:00 | 0 | 0 | 0 | 0 | 0 | 306738.6715 | 0 | 410605 | 0 | 0 | 0 | 0 | 116615.9029 | 0 | 0 | 0 | 0 | 0 | 0 | 0 | 331985.5624 | 0 | 0 | 0 | 0 | 0 | 0 | 0 | 0 | 0 | 0 | -88743.1518 | 0 | 0 | 0 | 0 | 0 | 0 | 0 | 0 | 0 | -15123.1767 | 0 | 0 | 0 | 0 | 0 | 0 | 0
2016-09-30 13:00 | 0 | 0 | 0 | 0 | 0 | 223582.1703 | 29146.9451 | 425358 | 0 | 0 | 0 | 0 | 205359.0546 | 0 | 0 | 0 | 0 | 0 | 0 | 0 | 70613.526 | 0 | 0 | 0 | 0 | 0 | 0 | 0 | 0 | 0 | 0 | 88743.1518 | 0 | 0 | 0 | 0 | 0 | 0 | 0 | 0 | 0 | -261372.0365 | 0 | 0 | 0 | 0 | 0 | 0 | 0
2016-09-30 14:00 | 0 | 0 | 0 | 0 | 0 | 156233.2179 | 300320.408 | 438424 | 0 | 0 | 0 | 0 | 294102.2064 | 0 | 0 | 0 | 0 | 0 | 0 | 0 | 0 | 0 | 0 | 0 | 0 | 0 | 0 | 0 | 0 | 0 | 0 | 88743.1518 | 0 | 0 | 0 | 0 | 0 | 0 | 0 | 0 | 0 | -70613.526 | 0 | 0 | 0 | 0 | 0 | 0 | 0
2016-09-30 15:00 | 0 | 0 | 0 | 0 | 0 | 0 | 585737.589 | 449478 | 0 | 0 | 0 | 0 | 247600.1318 | 0 | 0 | 0 | 0 | 0 | 0 | 0 | 182761.6636 | 0 | 0 | 0 | 0 | 0 | 0 | 0 | 0 | 0 | 0 | -46502.0746 | 0 | 0 | 0 | 0 | 0 | 0 | 0 | 0 | 0 | 182761.6636 | 0 | 0 | 0 | 0 | 0 | 0 | 0
2016-09-30 16:00 | 0 | 0 | 0 | 0 | 0 | 100269.6901 | 694908.8904 | 458534 | 0 | 0 | 0 | 0 | 336343.2836 | 0 | 0 | 0 | 0 | 0 | 0 | 0 | 430663.0924 | 0 | 0 | 0 | 0 | 0 | 0 | 0 | 0 | 0 | 0 | 88743.1518 | 0 | 0 | 0 | 0 | 0 | 0 | 0 | 0 | 0 | 247901.4288 | 0 | 0 | 0 | 0 | 0 | 0 | 0
2016-09-30 17:00 | 0 | 0 | 0 | 0 | 0 | 0 | 703643.8053 | 466904 | 0 | 0 | 0 | 0 | 294102.2064 | 0 | 0 | 0 | 0 | 0 | 0 | 0 | 709643.9748 | 0 | 0 | 0 | 0 | 0 | 0 | 0 | 0 | 0 | 0 | -42241.0772 | 0 | 0 | 0 | 0 | 0 | 0 | 0 | 0 | 0 | 278980.8824 | 0 | 0 | 0 | 0 | 0 | 0 | 0
2016-09-30 18:00 | 0 | 0 | 0 | 0 | 0 | 0 | 689127.9239 | 473293 | 0 | 0 | 0 | 0 | 382845.3582 | 0 | 0 | 0 | 0 | 0 | 0 | 0 | 836735.7469 | 0 | 0 | 0 | 0 | 0 | 0 | 0 | 0 | 0 | 0 | 88743.1518 | 0 | 0 | 0 | 0 | 0 | 0 | 0 | 0 | 0 | 127091.7721 | 0 | 0 | 0 | 0 | 0 | 0 | 0
2016-09-30 19:00 | 0 | 0 | 0 | 0 | 0 | 0 | 678568.5306 | 477889 | 0 | 0 | 0 | 0 | 382845.3582 | 0 | 0 | 0 | 0 | 0 | 0 | 0 | 1037415.2775 | 0 | 0 | 0 | 0 | 0 | 0 | 0 | 0 | 0 | 0 | 0 | 0 | 0 | 0 | 0 | 0 | 0 | 0 | 0 | 0 | 200679.5306 | 0 | 0 | 0 | 0 | 0 | 0 | 0
2016-09-30 20:00 | 0 | 0 | 0 | 0 | 0 | 0 | 681781.2335 | 481571 | 0 | 0 | 0 | 0 | 304074.7093 | 0 | 0 | 0 | 0 | 0 | 0 | 0 | 1316396.1599 | 0 | 0 | 0 | 0 | 0 | 0 | 0 | 0 | 0 | 0 | -78770.6489 | 0 | 0 | 0 | 0 | 0 | 0 | 0 | 0 | 0 | 278980.8824 | 0 | 0 | 0 | 0 | 0 | 0 | 0
2016-09-30 21:00 | 0 | 0 | 0 | 0 | 0 | 0 | 679929.4317 | 481980 | 0 | 0 | 0 | 0 | 223043.2586 | 0 | 0 | 0 | 0 | 0 | 0 | 0 | 1595377.0424 | 0 | 0 | 0 | 0 | 0 | 0 | 0 | 0 | 0 | 0 | -81031.4507 | 0 | 0 | 0 | 0 | 0 | 0 | 0 | 0 | 0 | 278980.8824 | 0 | 0 | 0 | 0 | 0 | 0 | 0
2016-09-30 22:00 | 0 | 0 | 0 | 0 | 0 | 0 | 651252.0023 | 477094 | 0 | 0 | 0 | 0 | 294102.2064 | 0 | 0 | 0 | 0 | 0 | 0 | 0 | 1698476.0968 | 0 | 0 | 0 | 0 | 0 | 0 | 0 | 0 | 0 | 0 | 71058.9479 | 0 | 0 | 0 | 0 | 0 | 0 | 0 | 0 | 0 | 103099.0544 | 0 | 0 | 0 | 0 | 0 | 0 | 0
2016-09-30 23:00 | 0 | 0 | 0 | 0 | 0 | 0 | 532535.3016 | 471788 | 0 | 0 | 0 | 0 | 382845.3582 | 0 | 0 | 0 | 0 | 0 | 0 | 0 | 1670480.2467 | 0 | 0 | 0 | 0 | 0 | 0 | 0 | 0 | 0 | 0 | 88743.1518 | 0 | 0 | 0 | 0 | 0 | 0 | 0 | 0 | 0 | -27995.8501 | 0 | 0 | 0 | 0 | 0 | 0 | 0
2016-10-01 | 0 | 0 | 0 | 0 | 0 | 404868.27 | 254697.768 | 464160 | 0 | 0 | 0 | 0 | 382845.3582 | 0 | 0 | 0 | 0 | 0 | 0 | 0 | 1865886.2847 | 0 | 0 | 0 | 0 | 0 | 0 | 0 | 0 | 0 | 0 | 0 | 0 | 0 | 0 | 0 | 0 | 0 | 0 | 0 | 0 | 195406.038 | 0 | 0 | 0 | 0 | 0 | 0 | 0
2016-10-01 01:00 | 0 | 0 | 0 | 0 | 0 | 484148.5994 | 14945.691 | 449071 | 0 | 0 | 0 | 0 | 354972.6072 | 0 | 0 | 0 | 0 | 0 | 0 | 0 | 1943782.3262 | 0 | 0 | 0 | 0 | 0 | 0 | 0 | 0 | 0 | 0 | -27872.7511 | 0 | 0 | 0 | 0 | 0 | 0 | 0 | 0 | 0 | 77896.0415 | 0 | 0 | 0 | 0 | 0 | 0 | 0
2016-10-01 02:00 | 0 | 0 | 0 | 0 | 0 | 61891.9658 | 0 | 429616 | 0 | 0 | 0 | 0 | 266229.4554 | 0 | 0 | 0 | 0 | 0 | 0 | 0 | 1664801.4437 | 0 | 0 | 0 | 0 | 0 | 0 | 0 | 0 | 0 | 0 | -88743.1518 | 0 | 0 | 0 | 0 | 0 | 0 | 0 | 0 | 0 | -278980.8824 | 0 | 0 | 0 | 0 | 0 | 0 | 0
2016-10-01 03:00 | 0 | 0 | 0 | 0 | 0 | 451960.2633 | 0 | 403733 | 0 | 0 | 0 | 0 | 354972.6072 | 0 | 0 | 0 | 0 | 0 | 0 | 0 | 1624285.5553 | 0 | 0 | 0 | 0 | 0 | 0 | 0 | 0 | 0 | 0 | 88743.1518 | 0 | 0 | 0 | 0 | 0 | 0 | 0 | 0 | 0 | -40515.8885 | 0 | 0 | 0 | 0 | 0 | 0 | 0
2016-10-01 04:00 | 0 | 0 | 0 | 0 | 0 | 402546.9962 | 0 | 379347 | 0 | 0 | 0 | 0 | 266229.4554 | 0 | 0 | 0 | 0 | 0 | 0 | 0 | 1736228.7033 | 0 | 0 | 0 | 0 | 0 | 0 | 0 | 0 | 0 | 0 | -88743.1518 | 0 | 0 | 0 | 0 | 0 | 0 | 0 | 0 | 0 | 111943.148 | 0 | 0 | 0 | 0 | 0 | 0 | 0
2016-10-01 05:00 | 0 | 0 | 0 | 0 | 0 | 0 | 0 | 360029 | 0 | 0 | 0 | 0 | 177486.3036 | 0 | 0 | 0 | 0 | 0 | 0 | 0 | 1464942.8551 | 0 | 0 | 0 | 0 | 0 | 0 | 0 | 0 | 0 | 0 | -88743.1518 | 0 | 0 | 0 | 0 | 0 | 0 | 0 | 0 | 0 | -271285.8482 | 0 | 0 | 0 | 0 | 0 | 0 | 0
2016-10-01 06:00 | 0 | 0 | 0 | 0 | 0 | 155719.2694 | 0 | 345957 | 0 | 0 | 0 | 0 | 266229.4554 | 0 | 0 | 0 | 0 | 0 | 0 | 0 | 1185961.9726 | 0 | 0 | 0 | 0 | 0 | 0 | 0 | 0 | 0 | 0 | 88743.1518 | 0 | 0 | 0 | 0 | 0 | 0 | 0 | 0 | 0 | -278980.8824 | 0 | 0 | 0 | 0 | 0 | 0 | 0
2016-10-01 07:00 | 0 | 0 | 0 | 0 | 0 | 283544.2855 | 0 | 335981 | 0 | 0 | 0 | 0 | 177486.3036 | 0 | 0 | 0 | 0 | 0 | 0 | 0 | 1222268.4099 | 0 | 0 | 0 | 0 | 0 | 0 | 0 | 0 | 0 | 0 | -88743.1518 | 0 | 0 | 0 | 0 | 0 | 0 | 0 | 0 | 0 | 36306.4373 | 0 | 0 | 0 | 0 | 0 | 0 | 0
2016-10-01 08:00 | 0 | 0 | 0 | 0 | 0 | 258901.6753 | 0 | 330386 | 0 | 0 | 0 | 0 | 266229.4554 | 0 | 0 | 0 | 0 | 0 | 0 | 0 | 1062040.9334 | 0 | 0 | 0 | 0 | 0 | 0 | 0 | 0 | 0 | 0 | 88743.1518 | 0 | 0 | 0 | 0 | 0 | 0 | 0 | 0 | 0 | -160227.4765 | 0 | 0 | 0 | 0 | 0 | 0 | 0
2016-10-01 09:00 | 0 | 0 | 0 | 0 | 0 | 0 | 0 | 329674 | 0 | 0 | 0 | 0 | 177486.3036 | 0 | 0 | 0 | 0 | 0 | 0 | 0 | 821110.0852 | 0 | 0 | 0 | 0 | 0 | 0 | 0 | 0 | 0 | 0 | -88743.1518 | 0 | 0 | 0 | 0 | 0 | 0 | 0 | 0 | 0 | -240930.8482 | 0 | 0 | 0 | 0 | 0 | 0 | 0
2016-10-01 10:00 | 0 | 0 | 0 | 0 | 0 | 0 | 0 | 335756 | 0 | 0 | 0 | 0 | 88743.1518 | 0 | 0 | 0 | 0 | 0 | 0 | 0 | 574097.237 | 0 | 0 | 0 | 0 | 0 | 0 | 0 | 0 | 0 | 0 | -88743.1518 | 0 | 0 | 0 | 0 | 0 | 0 | 0 | 0 | 0 | -247012.8482 | 0 | 0 | 0 | 0 | 0 | 0 | 0
2016-10-01 11:00 | 0 | 0 | 0 | 0 | 0 | 0 | 0 | 344879 | 0 | 0 | 0 | 0 | 0 | 0 | 0 | 0 | 0 | 0 | 0 | 0 | 317961.3888 | 0 | 0 | 0 | 0 | 0 | 0 | 0 | 0 | 0 | 0 | -88743.1518 | 0 | 0 | 0 | 0 | 0 | 0 | 0 | 0 | 0 | -256135.8482 | 0 | 0 | 0 | 0 | 0 | 0 | 0
2016-10-01 12:00 | 0 | 0 | 0 | 0 | 0 | 221591.701 | 0 | 358481 | 0 | 0 | 0 | 0 | 0 | 0 | 0 | 0 | 0 | 0 | 0 | 0 | 181072.0898 | 0 | 0 | 0 | 0 | 0 | 0 | 0 | 0 | 0 | 0 | 0 | 0 | 0 | 0 | 0 | 0 | 0 | 0 | 0 | 0 | -136889.299 | 0 | 0 | 0 | 0 | 0 | 0 | 0
2016-10-01 13:00 | 0 | 0 | 0 | 0 | 0 | 153839.5509 | 40389.3594 | 375301 | 0 | 0 | 0 | 0 | 0 | 0 | 0 | 0 | 0 | 0 | 0 | 0 | 0 | 0 | 0 | 0 | 0 | 0 | 0 | 0 | 0 | 0 | 0 | 0 | 0 | 0 | 0 | 0 | 0 | 0 | 0 | 0 | 0 | -181072.0898 | 0 | 0 | 0 | 0 | 0 | 0 | 0
2016-10-01 14:00 | 0 | 0 | 0 | 0 | 0 | 0 | 418780.0368 | 391050 | 0 | 0 | 0 | 0 | 0 | 0 | 0 | 0 | 0 | 0 | 0 | 0 | 27730.0368 | 0 | 0 | 0 | 0 | 0 | 0 | 0 | 0 | 0 | 0 | 0 | 0 | 0 | 0 | 0 | 0 | 0 | 0 | 0 | 0 | 27730.0368 | 0 | 0 | 0 | 0 | 0 | 0 | 0
2016-10-01 15:00 | 0 | 0 | 0 | 0 | 0 | 0 | 728939.5306 | 405328 | 0 | 0 | 0 | 0 | 88743.1518 | 0 | 0 | 0 | 0 | 0 | 0 | 0 | 262598.4157 | 0 | 0 | 0 | 0 | 0 | 0 | 0 | 0 | 0 | 0 | 88743.1518 | 0 | 0 | 0 | 0 | 0 | 0 | 0 | 0 | 0 | 234868.3788 | 0 | 0 | 0 | 0 | 0 | 0 | 0
2016-10-01 16:00 | 0 | 0 | 0 | 0 | 0 | 0 | 784468.0342 | 416744 | 0 | 0 | 0 | 0 | 177486.3036 | 0 | 0 | 0 | 0 | 0 | 0 | 0 | 541579.2981 | 0 | 0 | 0 | 0 | 0 | 0 | 0 | 0 | 0 | 0 | 88743.1518 | 0 | 0 | 0 | 0 | 0 | 0 | 0 | 0 | 0 | 278980.8824 | 0 | 0 | 0 | 0 | 0 | 0 | 0
2016-10-01 17:00 | 0 | 0 | 0 | 0 | 0 | 25257.1508 | 768502.8834 | 426036 | 0 | 0 | 0 | 0 | 266229.4554 | 0 | 0 | 0 | 0 | 0 | 0 | 0 | 820560.1806 | 0 | 0 | 0 | 0 | 0 | 0 | 0 | 0 | 0 | 0 | 88743.1518 | 0 | 0 | 0 | 0 | 0 | 0 | 0 | 0 | 0 | 278980.8824 | 0 | 0 | 0 | 0 | 0 | 0 | 0
2016-10-01 18:00 | 0 | 0 | 0 | 0 | 0 | 43764.6875 | 743764.2959 | 434374 | 0 | 0 | 0 | 0 | 340403.5563 | 0 | 0 | 0 | 0 | 0 | 0 | 0 | 1099541.063 | 0 | 0 | 0 | 0 | 0 | 0 | 0 | 0 | 0 | 0 | 74174.1009 | 0 | 0 | 0 | 0 | 0 | 0 | 0 | 0 | 0 | 278980.8824 | 0 | 0 | 0 | 0 | 0 | 0 | 0
2016-10-01 19:00 | 0 | 0 | 0 | 0 | 0 | 0 | 729717.2511 | 441308 | 0 | 0 | 0 | 0 | 349831.925 | 0 | 0 | 0 | 0 | 0 | 0 | 0 | 1378521.9454 | 0 | 0 | 0 | 0 | 0 | 0 | 0 | 0 | 0 | 0 | 9428.3687 | 0 | 0 | 0 | 0 | 0 | 0 | 0 | 0 | 0 | 278980.8824 | 0 | 0 | 0 | 0 | 0 | 0 | 0
2016-10-01 20:00 | 0 | 0 | 0 | 0 | 0 | 0 | 737372.0929 | 446442 | 0 | 0 | 0 | 0 | 361781.1355 | 0 | 0 | 0 | 0 | 0 | 0 | 0 | 1657502.8279 | 0 | 0 | 0 | 0 | 0 | 0 | 0 | 0 | 0 | 0 | 11949.2105 | 0 | 0 | 0 | 0 | 0 | 0 | 0 | 0 | 0 | 278980.8824 | 0 | 0 | 0 | 0 | 0 | 0 | 0
2016-10-01 21:00 | 0 | 0 | 0 | 0 | 0 | 0 | 747071.1094 | 449559 | 0 | 0 | 0 | 0 | 380312.3625 | 0 | 0 | 0 | 0 | 0 | 0 | 0 | 1936483.7103 | 0 | 0 | 0 | 0 | 0 | 0 | 0 | 0 | 0 | 0 | 18531.227 | 0 | 0 | 0 | 0 | 0 | 0 | 0 | 0 | 0 | 278980.8824 | 0 | 0 | 0 | 0 | 0 | 0 | 0
2016-10-01 22:00 | 0 | 0 | 0 | 0 | 0 | 0 | 729470.8782 | 447957 | 0 | 0 | 0 | 0 | 382845.3582 | 0 | 0 | 0 | 0 | 0 | 0 | 0 | 2215464.5928 | 0 | 0 | 0 | 0 | 0 | 0 | 0 | 0 | 0 | 0 | 2532.9957 | 0 | 0 | 0 | 0 | 0 | 0 | 0 | 0 | 0 | 278980.8824 | 0 | 0 | 0 | 0 | 0 | 0 | 0
2016-10-01 23:00 | 0 | 0 | 0 | 0 | 0 | 0 | 604664.4989 | 447614 | 0 | 0 | 0 | 0 | 354972.6072 | 0 | 0 | 0 | 0 | 0 | 0 | 0 | 2400387.8427 | 0 | 0 | 0 | 0 | 0 | 0 | 0 | 0 | 0 | 0 | -27872.7511 | 0 | 0 | 0 | 0 | 0 | 0 | 0 | 0 | 0 | 184923.25 | 0 | 0 | 0 | 0 | 0 | 0 | 0
2016-10-02 | 0 | 0 | 0 | 0 | 0 | 0 | 265110.6403 | 444225 | 0 | 0 | 0 | 0 | 266229.4554 | 0 | 0 | 0 | 0 | 0 | 0 | 0 | 2310016.6348 | 0 | 0 | 0 | 0 | 0 | 0 | 0 | 0 | 0 | 0 | -88743.1518 | 0 | 0 | 0 | 0 | 0 | 0 | 0 | 0 | 0 | -90371.2079 | 0 | 0 | 0 | 0 | 0 | 0 | 0
2016-10-02 01:00 | 0 | 0 | 0 | 0 | 0 | 467967.3 | 5094.4404 | 431609 | 0 | 0 | 0 | 0 | 177486.3036 | 0 | 0 | 0 | 0 | 0 | 0 | 0 | 2440212.527 | 0 | 0 | 0 | 0 | 0 | 0 | 0 | 0 | 0 | 0 | -88743.1518 | 0 | 0 | 0 | 0 | 0 | 0 | 0 | 0 | 0 | 130195.8922 | 0 | 0 | 0 | 0 | 0 | 0 | 0
2016-10-02 02:00 | 0 | 0 | 0 | 0 | 0 | 46647.9658 | 0 | 414372 | 0 | 0 | 0 | 0 | 88743.1518 | 0 | 0 | 0 | 0 | 0 | 0 | 0 | 2161231.6446 | 0 | 0 | 0 | 0 | 0 | 0 | 0 | 0 | 0 | 0 | -88743.1518 | 0 | 0 | 0 | 0 | 0 | 0 | 0 | 0 | 0 | -278980.8824 | 0 | 0 | 0 | 0 | 0 | 0 | 0
2016-10-02 03:00 | 0 | 0 | 0 | 0 | 0 | 509286.1819 | 0 | 392285 | 0 | 0 | 0 | 0 | 177486.3036 | 0 | 0 | 0 | 0 | 0 | 0 | 0 | 2189489.6747 | 0 | 0 | 0 | 0 | 0 | 0 | 0 | 0 | 0 | 0 | 88743.1518 | 0 | 0 | 0 | 0 | 0 | 0 | 0 | 0 | 0 | 28258.0301 | 0 | 0 | 0 | 0 | 0 | 0 | 0
2016-10-02 04:00 | 0 | 0 | 0 | 0 | 0 | 179389.2694 | 0 | 369627 | 0 | 0 | 0 | 0 | 266229.4554 | 0 | 0 | 0 | 0 | 0 | 0 | 0 | 1910508.7922 | 0 | 0 | 0 | 0 | 0 | 0 | 0 | 0 | 0 | 0 | 88743.1518 | 0 | 0 | 0 | 0 | 0 | 0 | 0 | 0 | 0 | -278980.8824 | 0 | 0 | 0 | 0 | 0 | 0 | 0
2016-10-02 05:00 | 0 | 0 | 0 | 0 | 0 | 0 | 0 | 352065 | 0 | 0 | 0 | 0 | 177486.3036 | 0 | 0 | 0 | 0 | 0 | 0 | 0 | 1647186.944 | 0 | 0 | 0 | 0 | 0 | 0 | 0 | 0 | 0 | 0 | -88743.1518 | 0 | 0 | 0 | 0 | 0 | 0 | 0 | 0 | 0 | -263321.8482 | 0 | 0 | 0 | 0 | 0 | 0 | 0
2016-10-02 06:00 | 0 | 0 | 0 | 0 | 0 | 0 | 0 | 338309 | 0 | 0 | 0 | 0 | 88743.1518 | 0 | 0 | 0 | 0 | 0 | 0 | 0 | 1397621.0958 | 0 | 0 | 0 | 0 | 0 | 0 | 0 | 0 | 0 | 0 | -88743.1518 | 0 | 0 | 0 | 0 | 0 | 0 | 0 | 0 | 0 | -249565.8482 | 0 | 0 | 0 | 0 | 0 | 0 | 0
2016-10-02 07:00 | 0 | 0 | 0 | 0 | 0 | 411966.7547 | 0 | 328815 | 0 | 0 | 0 | 0 | 177486.3036 | 0 | 0 | 0 | 0 | 0 | 0 | 0 | 1392029.6987 | 0 | 0 | 0 | 0 | 0 | 0 | 0 | 0 | 0 | 0 | 88743.1518 | 0 | 0 | 0 | 0 | 0 | 0 | 0 | 0 | 0 | -5591.3971 | 0 | 0 | 0 | 0 | 0 | 0 | 0
2016-10-02 08:00 | 0 | 0 | 0 | 0 | 0 | 132692.2694 | 0 | 322930 | 0 | 0 | 0 | 0 | 266229.4554 | 0 | 0 | 0 | 0 | 0 | 0 | 0 | 1113048.8162 | 0 | 0 | 0 | 0 | 0 | 0 | 0 | 0 | 0 | 0 | 88743.1518 | 0 | 0 | 0 | 0 | 0 | 0 | 0 | 0 | 0 | -278980.8824 | 0 | 0 | 0 | 0 | 0 | 0 | 0
2016-10-02 09:00 | 0 | 0 | 0 | 0 | 0 | 347561.3811 | 0 | 321307 | 0 | 0 | 0 | 0 | 354972.6072 | 0 | 0 | 0 | 0 | 0 | 0 | 0 | 1050560.0455 | 0 | 0 | 0 | 0 | 0 | 0 | 0 | 0 | 0 | 0 | 88743.1518 | 0 | 0 | 0 | 0 | 0 | 0 | 0 | 0 | 0 | -62488.7707 | 0 | 0 | 0 | 0 | 0 | 0 | 0
2016-10-02 10:00 | 0 | 0 | 0 | 0 | 0 | 0 | 0 | 324074 | 0 | 0 | 0 | 0 | 266229.4554 | 0 | 0 | 0 | 0 | 0 | 0 | 0 | 815229.1973 | 0 | 0 | 0 | 0 | 0 | 0 | 0 | 0 | 0 | 0 | -88743.1518 | 0 | 0 | 0 | 0 | 0 | 0 | 0 | 0 | 0 | -235330.8482 | 0 | 0 | 0 | 0 | 0 | 0 | 0
2016-10-02 11:00 | 0 | 0 | 0 | 0 | 0 | 0 | 0 | 330659 | 0 | 0 | 0 | 0 | 177486.3036 | 0 | 0 | 0 | 0 | 0 | 0 | 0 | 573313.3491 | 0 | 0 | 0 | 0 | 0 | 0 | 0 | 0 | 0 | 0 | -88743.1518 | 0 | 0 | 0 | 0 | 0 | 0 | 0 | 0 | 0 | -241915.8482 | 0 | 0 | 0 | 0 | 0 | 0 | 0
2016-10-02 12:00 | 0 | 0 | 0 | 0 | 0 | 269316.1448 | 0 | 341997 | 0 | 0 | 0 | 0 | 88743.1518 | 0 | 0 | 0 | 0 | 0 | 0 | 0 | 589375.6457 | 0 | 0 | 0 | 0 | 0 | 0 | 0 | 0 | 0 | 0 | -88743.1518 | 0 | 0 | 0 | 0 | 0 | 0 | 0 | 0 | 0 | 16062.2966 | 0 | 0 | 0 | 0 | 0 | 0 | 0
2016-10-02 13:00 | 0 | 0 | 0 | 0 | 0 | 0 | 43109.9367 | 360340 | 0 | 0 | 0 | 0 | 0 | 0 | 0 | 0 | 0 | 0 | 0 | 0 | 360888.7342 | 0 | 0 | 0 | 0 | 0 | 0 | 0 | 0 | 0 | 0 | -88743.1518 | 0 | 0 | 0 | 0 | 0 | 0 | 0 | 0 | 0 | -228486.9115 | 0 | 0 | 0 | 0 | 0 | 0 | 0
2016-10-02 14:00 | 0 | 0 | 0 | 0 | 0 | 0 | 410569.1868 | 377856 | 0 | 0 | 0 | 0 | 0 | 0 | 0 | 0 | 0 | 0 | 0 | 0 | 393601.921 | 0 | 0 | 0 | 0 | 0 | 0 | 0 | 0 | 0 | 0 | 0 | 0 | 0 | 0 | 0 | 0 | 0 | 0 | 0 | 0 | 32713.1868 | 0 | 0 | 0 | 0 | 0 | 0 | 0
2016-10-02 15:00 | 0 | 0 | 0 | 0 | 0 | 0 | 729604.8949 | 394308 | 0 | 0 | 0 | 0 | 88743.1518 | 0 | 0 | 0 | 0 | 0 | 0 | 0 | 640155.6642 | 0 | 0 | 0 | 0 | 0 | 0 | 0 | 0 | 0 | 0 | 88743.1518 | 0 | 0 | 0 | 0 | 0 | 0 | 0 | 0 | 0 | 246553.7432 | 0 | 0 | 0 | 0 | 0 | 0 | 0
2016-10-02 16:00 | 0 | 0 | 0 | 0 | 0 | 0 | 776982.0342 | 409258 | 0 | 0 | 0 | 0 | 177486.3036 | 0 | 0 | 0 | 0 | 0 | 0 | 0 | 919136.5466 | 0 | 0 | 0 | 0 | 0 | 0 | 0 | 0 | 0 | 0 | 88743.1518 | 0 | 0 | 0 | 0 | 0 | 0 | 0 | 0 | 0 | 278980.8824 | 0 | 0 | 0 | 0 | 0 | 0 | 0
2016-10-02 17:00 | 0 | 0 | 0 | 0 | 0 | 20943.1317 | 769162.9026 | 422382 | 0 | 0 | 0 | 0 | 266229.4554 | 0 | 0 | 0 | 0 | 0 | 0 | 0 | 1198117.429 | 0 | 0 | 0 | 0 | 0 | 0 | 0 | 0 | 0 | 0 | 88743.1518 | 0 | 0 | 0 | 0 | 0 | 0 | 0 | 0 | 0 | 278980.8824 | 0 | 0 | 0 | 0 | 0 | 0 | 0
2016-10-02 18:00 | 0 | 0 | 0 | 0 | 0 | 0 | 744780.1552 | 432750 | 0 | 0 | 0 | 0 | 354034.6719 | 0 | 0 | 0 | 0 | 0 | 0 | 0 | 1422342.3677 | 0 | 0 | 0 | 0 | 0 | 0 | 0 | 0 | 0 | 0 | 87805.2166 | 0 | 0 | 0 | 0 | 0 | 0 | 0 | 0 | 0 | 224224.9386 | 0 | 0 | 0 | 0 | 0 | 0 | 0
2016-10-02 19:00 | 0 | 0 | 0 | 0 | 0 | 0 | 729530.0191 | 440823 | 0 | 0 | 0 | 0 | 363760.8086 | 0 | 0 | 0 | 0 | 0 | 0 | 0 | 1701323.2501 | 0 | 0 | 0 | 0 | 0 | 0 | 0 | 0 | 0 | 0 | 9726.1367 | 0 | 0 | 0 | 0 | 0 | 0 | 0 | 0 | 0 | 278980.8824 | 0 | 0 | 0 | 0 | 0 | 0 | 0
2016-10-02 20:00 | 0 | 0 | 0 | 0 | 0 | 0 | 734587.2747 | 447418 | 0 | 0 | 0 | 0 | 371949.2008 | 0 | 0 | 0 | 0 | 0 | 0 | 0 | 1980304.1326 | 0 | 0 | 0 | 0 | 0 | 0 | 0 | 0 | 0 | 0 | 8188.3922 | 0 | 0 | 0 | 0 | 0 | 0 | 0 | 0 | 0 | 278980.8824 | 0 | 0 | 0 | 0 | 0 | 0 | 0
2016-10-02 21:00 | 0 | 0 | 0 | 0 | 0 | 0 | 742319.0398 | 452442 | 0 | 0 | 0 | 0 | 382845.3582 | 0 | 0 | 0 | 0 | 0 | 0 | 0 | 2259285.015 | 0 | 0 | 0 | 0 | 0 | 0 | 0 | 0 | 0 | 0 | 10896.1574 | 0 | 0 | 0 | 0 | 0 | 0 | 0 | 0 | 0 | 278980.8824 | 0 | 0 | 0 | 0 | 0 | 0 | 0
2016-10-02 22:00 | 0 | 0 | 0 | 0 | 0 | 0 | 715637.7495 | 453706 | 0 | 0 | 0 | 0 | 365796.2253 | 0 | 0 | 0 | 0 | 0 | 0 | 0 | 2538265.8975 | 0 | 0 | 0 | 0 | 0 | 0 | 0 | 0 | 0 | 0 | -17049.1329 | 0 | 0 | 0 | 0 | 0 | 0 | 0 | 0 | 0 | 278980.8824 | 0 | 0 | 0 | 0 | 0 | 0 | 0
2016-10-02 23:00 | 0 | 0 | 0 | 0 | 0 | 0 | 580277.428 | 455845 | 0 | 0 | 0 | 0 | 382845.3582 | 0 | 0 | 0 | 0 | 0 | 0 | 0 | 2645649.1926 | 0 | 0 | 0 | 0 | 0 | 0 | 0 | 0 | 0 | 0 | 17049.1329 | 0 | 0 | 0 | 0 | 0 | 0 | 0 | 0 | 0 | 107383.2951 | 0 | 0 | 0 | 0 | 0 | 0 | 0
2016-10-03 | 0 | 0 | 0 | 0 | 0 | 0 | 232116.8535 | 454506 | 0 | 0 | 0 | 0 | 294102.2064 | 0 | 0 | 0 | 0 | 0 | 0 | 0 | 2512003.1979 | 0 | 0 | 0 | 0 | 0 | 0 | 0 | 0 | 0 | 0 | -88743.1518 | 0 | 0 | 0 | 0 | 0 | 0 | 0 | 0 | 0 | -133645.9947 | 0 | 0 | 0 | 0 | 0 | 0 | 0
2016-10-03 01:00 | 0 | 0 | 0 | 0 | 0 | 615625.8371 | 4554.2635 | 440665 | 0 | 0 | 0 | 0 | 382845.3582 | 0 | 0 | 0 | 0 | 0 | 0 | 0 | 2602775.1466 | 0 | 0 | 0 | 0 | 0 | 0 | 0 | 0 | 0 | 0 | 88743.1518 | 0 | 0 | 0 | 0 | 0 | 0 | 0 | 0 | 0 | 90771.9487 | 0 | 0 | 0 | 0 | 0 | 0 | 0
2016-10-03 02:00 | 0 | 0 | 0 | 0 | 0 | 52223.9658 | 0 | 419948 | 0 | 0 | 0 | 0 | 294102.2064 | 0 | 0 | 0 | 0 | 0 | 0 | 0 | 2323794.2642 | 0 | 0 | 0 | 0 | 0 | 0 | 0 | 0 | 0 | 0 | -88743.1518 | 0 | 0 | 0 | 0 | 0 | 0 | 0 | 0 | 0 | -278980.8824 | 0 | 0 | 0 | 0 | 0 | 0 | 0
2016-10-03 03:00 | 0 | 0 | 0 | 0 | 0 | 203050.2694 | 0 | 393288 | 0 | 0 | 0 | 0 | 382845.3582 | 0 | 0 | 0 | 0 | 0 | 0 | 0 | 2044813.3818 | 0 | 0 | 0 | 0 | 0 | 0 | 0 | 0 | 0 | 0 | 88743.1518 | 0 | 0 | 0 | 0 | 0 | 0 | 0 | 0 | 0 | -278980.8824 | 0 | 0 | 0 | 0 | 0 | 0 | 0
2016-10-03 04:00 | 0 | 0 | 0 | 0 | 0 | 560465.7306 | 0 | 370228 | 0 | 0 | 0 | 0 | 294102.2064 | 0 | 0 | 0 | 0 | 0 | 0 | 0 | 2323794.2642 | 0 | 0 | 0 | 0 | 0 | 0 | 0 | 0 | 0 | 0 | -88743.1518 | 0 | 0 | 0 | 0 | 0 | 0 | 0 | 0 | 0 | 278980.8824 | 0 | 0 | 0 | 0 | 0 | 0 | 0
2016-10-03 05:00 | 0 | 0 | 0 | 0 | 0 | 542306.7306 | 0 | 352069 | 0 | 0 | 0 | 0 | 205359.0546 | 0 | 0 | 0 | 0 | 0 | 0 | 0 | 2602775.1466 | 0 | 0 | 0 | 0 | 0 | 0 | 0 | 0 | 0 | 0 | -88743.1518 | 0 | 0 | 0 | 0 | 0 | 0 | 0 | 0 | 0 | 278980.8824 | 0 | 0 | 0 | 0 | 0 | 0 | 0
2016-10-03 06:00 | 0 | 0 | 0 | 0 | 0 | 149673.2694 | 0 | 339911 | 0 | 0 | 0 | 0 | 294102.2064 | 0 | 0 | 0 | 0 | 0 | 0 | 0 | 2323794.2642 | 0 | 0 | 0 | 0 | 0 | 0 | 0 | 0 | 0 | 0 | 88743.1518 | 0 | 0 | 0 | 0 | 0 | 0 | 0 | 0 | 0 | -278980.8824 | 0 | 0 | 0 | 0 | 0 | 0 | 0
2016-10-03 07:00 | 0 | 0 | 0 | 0 | 0 | 142672.2694 | 0 | 332910 | 0 | 0 | 0 | 0 | 382845.3582 | 0 | 0 | 0 | 0 | 0 | 0 | 0 | 2044813.3818 | 0 | 0 | 0 | 0 | 0 | 0 | 0 | 0 | 0 | 0 | 88743.1518 | 0 | 0 | 0 | 0 | 0 | 0 | 0 | 0 | 0 | -278980.8824 | 0 | 0 | 0 | 0 | 0 | 0 | 0
2016-10-03 08:00 | 0 | 0 | 0 | 0 | 0 | 0 | 0 | 333017 | 0 | 0 | 0 | 0 | 294102.2064 | 0 | 0 | 0 | 0 | 0 | 0 | 0 | 1800539.5336 | 0 | 0 | 0 | 0 | 0 | 0 | 0 | 0 | 0 | 0 | -88743.1518 | 0 | 0 | 0 | 0 | 0 | 0 | 0 | 0 | 0 | -244273.8482 | 0 | 0 | 0 | 0 | 0 | 0 | 0
2016-10-03 09:00 | 0 | 0 | 0 | 0 | 0 | 153559.2694 | 0 | 343797 | 0 | 0 | 0 | 0 | 382845.3582 | 0 | 0 | 0 | 0 | 0 | 0 | 0 | 1521558.6511 | 0 | 0 | 0 | 0 | 0 | 0 | 0 | 0 | 0 | 0 | 88743.1518 | 0 | 0 | 0 | 0 | 0 | 0 | 0 | 0 | 0 | -278980.8824 | 0 | 0 | 0 | 0 | 0 | 0 | 0
2016-10-03 10:00 | 0 | 0 | 0 | 0 | 0 | 524371.3676 | 0 | 367448 | 0 | 0 | 0 | 0 | 382845.3582 | 0 | 0 | 0 | 0 | 0 | 0 | 0 | 1678482.0187 | 0 | 0 | 0 | 0 | 0 | 0 | 0 | 0 | 0 | 0 | 0 | 0 | 0 | 0 | 0 | 0 | 0 | 0 | 0 | 0 | 156923.3676 | 0 | 0 | 0 | 0 | 0 | 0 | 0
2016-10-03 11:00 | 0 | 0 | 0 | 0 | 0 | 24691.9658 | 0 | 392416 | 0 | 0 | 0 | 0 | 294102.2064 | 0 | 0 | 0 | 0 | 0 | 0 | 0 | 1399501.1363 | 0 | 0 | 0 | 0 | 0 | 0 | 0 | 0 | 0 | 0 | -88743.1518 | 0 | 0 | 0 | 0 | 0 | 0 | 0 | 0 | 0 | -278980.8824 | 0 | 0 | 0 | 0 | 0 | 0 | 0
2016-10-03 12:00 | 0 | 0 | 0 | 0 | 0 | 39782.9658 | 0 | 407507 | 0 | 0 | 0 | 0 | 205359.0546 | 0 | 0 | 0 | 0 | 0 | 0 | 0 | 1120520.2538 | 0 | 0 | 0 | 0 | 0 | 0 | 0 | 0 | 0 | 0 | -88743.1518 | 0 | 0 | 0 | 0 | 0 | 0 | 0 | 0 | 0 | -278980.8824 | 0 | 0 | 0 | 0 | 0 | 0 | 0
2016-10-03 13:00 | 0 | 0 | 0 | 0 | 0 | 439430.2864 | 30253.3386 | 422920 | 0 | 0 | 0 | 0 | 116615.9029 | 0 | 0 | 0 | 0 | 0 | 0 | 0 | 1256027.0306 | 0 | 0 | 0 | 0 | 0 | 0 | 0 | 0 | 0 | 0 | -88743.1518 | 0 | 0 | 0 | 0 | 0 | 0 | 0 | 0 | 0 | 135506.7768 | 0 | 0 | 0 | 0 | 0 | 0 | 0
2016-10-03 14:00 | 0 | 0 | 0 | 0 | 0 | 0 | 362908.4457 | 438778 | 0 | 0 | 0 | 0 | 77927.0518 | 0 | 0 | 0 | 0 | 0 | 0 | 0 | 1218846.3274 | 0 | 0 | 0 | 0 | 0 | 0 | 0 | 0 | 0 | 0 | -38688.8511 | 0 | 0 | 0 | 0 | 0 | 0 | 0 | 0 | 0 | -37180.7032 | 0 | 0 | 0 | 0 | 0 | 0 | 0
2016-10-03 15:00 | 0 | 0 | 0 | 0 | 0 | 0 | 673958.5894 | 452970 | 0 | 0 | 0 | 0 | 19934.7587 | 0 | 0 | 0 | 0 | 0 | 0 | 0 | 1497827.2098 | 0 | 0 | 0 | 0 | 0 | 0 | 0 | 0 | 0 | 0 | -57992.2931 | 0 | 0 | 0 | 0 | 0 | 0 | 0 | 0 | 0 | 278980.8824 | 0 | 0 | 0 | 0 | 0 | 0 | 0
2016-10-03 16:00 | 0 | 0 | 0 | 0 | 0 | 0 | 741674.3815 | 466381 | 0 | 0 | 0 | 0 | 16247.2578 | 0 | 0 | 0 | 0 | 0 | 0 | 0 | 1776808.0923 | 0 | 0 | 0 | 0 | 0 | 0 | 0 | 0 | 0 | 0 | -3687.5009 | 0 | 0 | 0 | 0 | 0 | 0 | 0 | 0 | 0 | 278980.8824 | 0 | 0 | 0 | 0 | 0 | 0 | 0
2016-10-03 17:00 | 0 | 0 | 0 | 0 | 0 | 0 | 741345.6247 | 478612 | 0 | 0 | 0 | 0 | 0 | 0 | 0 | 0 | 0 | 0 | 0 | 0 | 2055788.9747 | 0 | 0 | 0 | 0 | 0 | 0 | 0 | 0 | 0 | 0 | -16247.2578 | 0 | 0 | 0 | 0 | 0 | 0 | 0 | 0 | 0 | 278980.8824 | 0 | 0 | 0 | 0 | 0 | 0 | 0
2016-10-03 18:00 | 0 | 0 | 0 | 0 | 0 | 0 | 729730.8651 | 488215 | 0 | 0 | 0 | 0 | 88743.1518 | 0 | 0 | 0 | 0 | 0 | 0 | 0 | 2208561.688 | 0 | 0 | 0 | 0 | 0 | 0 | 0 | 0 | 0 | 0 | 88743.1518 | 0 | 0 | 0 | 0 | 0 | 0 | 0 | 0 | 0 | 152772.7133 | 0 | 0 | 0 | 0 | 0 | 0 | 0
2016-10-03 19:00 | 0 | 0 | 0 | 0 | 0 | 137151.8319 | 724876.2024 | 494304 | 0 | 0 | 0 | 0 | 177486.3036 | 0 | 0 | 0 | 0 | 0 | 0 | 0 | 2487542.5705 | 0 | 0 | 0 | 0 | 0 | 0 | 0 | 0 | 0 | 0 | 88743.1518 | 0 | 0 | 0 | 0 | 0 | 0 | 0 | 0 | 0 | 278980.8824 | 0 | 0 | 0 | 0 | 0 | 0 | 0
2016-10-03 20:00 | 0 | 0 | 0 | 0 | 0 | 131577.8492 | 733481.185 | 497335 | 0 | 0 | 0 | 0 | 266229.4554 | 0 | 0 | 0 | 0 | 0 | 0 | 0 | 2766523.4529 | 0 | 0 | 0 | 0 | 0 | 0 | 0 | 0 | 0 | 0 | 88743.1518 | 0 | 0 | 0 | 0 | 0 | 0 | 0 | 0 | 0 | 278980.8824 | 0 | 0 | 0 | 0 | 0 | 0 | 0
2016-10-03 21:00 | 0 | 0 | 0 | 0 | 0 | 130919.1877 | 734125.8465 | 497321 | 0 | 0 | 0 | 0 | 354972.6072 | 0 | 0 | 0 | 0 | 0 | 0 | 0 | 3045504.3354 | 0 | 0 | 0 | 0 | 0 | 0 | 0 | 0 | 0 | 0 | 88743.1518 | 0 | 0 | 0 | 0 | 0 | 0 | 0 | 0 | 0 | 278980.8824 | 0 | 0 | 0 | 0 | 0 | 0 | 0
2016-10-03 22:00 | 0 | 0 | 0 | 0 | 0 | 30684.4893 | 717127.3589 | 493897 | 0 | 0 | 0 | 0 | 329906.5729 | 0 | 0 | 0 | 0 | 0 | 0 | 0 | 3324485.2178 | 0 | 0 | 0 | 0 | 0 | 0 | 0 | 0 | 0 | 0 | -25066.0342 | 0 | 0 | 0 | 0 | 0 | 0 | 0 | 0 | 0 | 278980.8824 | 0 | 0 | 0 | 0 | 0 | 0 | 0
2016-10-03 23:00 | 0 | 0 | 0 | 0 | 0 | 95235.2033 | 588552.5274 | 493550 | 0 | 0 | 0 | 0 | 241163.4211 | 0 | 0 | 0 | 0 | 0 | 0 | 0 | 3603466.1003 | 0 | 0 | 0 | 0 | 0 | 0 | 0 | 0 | 0 | 0 | -88743.1518 | 0 | 0 | 0 | 0 | 0 | 0 | 0 | 0 | 0 | 278980.8824 | 0 | 0 | 0 | 0 | 0 | 0 | 0
2016-10-04 | 0 | 0 | 0 | 0 | 0 | 0 | 240594.662 | 488761 | 0 | 0 | 0 | 0 | 152420.2694 | 0 | 0 | 0 | 0 | 0 | 0 | 0 | 3444042.9141 | 0 | 0 | 0 | 0 | 0 | 0 | 0 | 0 | 0 | 0 | -88743.1518 | 0 | 0 | 0 | 0 | 0 | 0 | 0 | 0 | 0 | -159423.1862 | 0 | 0 | 0 | 0 | 0 | 0 | 0
2016-10-04 01:00 | 0 | 0 | 0 | 0 | 0 | 836418.1041 | 2938.9302 | 471633 | 0 | 0 | 0 | 0 | 241163.4211 | 0 | 0 | 0 | 0 | 0 | 0 | 0 | 3723023.7965 | 0 | 0 | 0 | 0 | 0 | 0 | 0 | 0 | 0 | 0 | 88743.1518 | 0 | 0 | 0 | 0 | 0 | 0 | 0 | 0 | 0 | 278980.8824 | 0 | 0 | 0 | 0 | 0 | 0 | 0
2016-10-04 02:00 | 0 | 0 | 0 | 0 | 0 | 78627.9658 | 0 | 446352 | 0 | 0 | 0 | 0 | 152420.2694 | 0 | 0 | 0 | 0 | 0 | 0 | 0 | 3444042.9141 | 0 | 0 | 0 | 0 | 0 | 0 | 0 | 0 | 0 | 0 | -88743.1518 | 0 | 0 | 0 | 0 | 0 | 0 | 0 | 0 | 0 | -278980.8824 | 0 | 0 | 0 | 0 | 0 | 0 | 0
2016-10-04 03:00 | 0 | 0 | 0 | 0 | 0 | 226409.2694 | 0 | 416647 | 0 | 0 | 0 | 0 | 241163.4211 | 0 | 0 | 0 | 0 | 0 | 0 | 0 | 3165062.0316 | 0 | 0 | 0 | 0 | 0 | 0 | 0 | 0 | 0 | 0 | 88743.1518 | 0 | 0 | 0 | 0 | 0 | 0 | 0 | 0 | 0 | -278980.8824 | 0 | 0 | 0 | 0 | 0 | 0 | 0
2016-10-04 04:00 | 0 | 0 | 0 | 0 | 0 | 198685.2694 | 0 | 388923 | 0 | 0 | 0 | 0 | 329906.5729 | 0 | 0 | 0 | 0 | 0 | 0 | 0 | 2886081.1492 | 0 | 0 | 0 | 0 | 0 | 0 | 0 | 0 | 0 | 0 | 88743.1518 | 0 | 0 | 0 | 0 | 0 | 0 | 0 | 0 | 0 | -278980.8824 | 0 | 0 | 0 | 0 | 0 | 0 | 0
2016-10-04 05:00 | 0 | 0 | 0 | 0 | 0 | 0 | 0 | 366116 | 0 | 0 | 0 | 0 | 241163.4211 | 0 | 0 | 0 | 0 | 0 | 0 | 0 | 2608708.301 | 0 | 0 | 0 | 0 | 0 | 0 | 0 | 0 | 0 | 0 | -88743.1518 | 0 | 0 | 0 | 0 | 0 | 0 | 0 | 0 | 0 | -277372.8482 | 0 | 0 | 0 | 0 | 0 | 0 | 0
2016-10-04 06:00 | 0 | 0 | 0 | 0 | 0 | 718903.0342 | 0 | 351179 | 0 | 0 | 0 | 0 | 329906.5729 | 0 | 0 | 0 | 0 | 0 | 0 | 0 | 2887689.1834 | 0 | 0 | 0 | 0 | 0 | 0 | 0 | 0 | 0 | 0 | 88743.1518 | 0 | 0 | 0 | 0 | 0 | 0 | 0 | 0 | 0 | 278980.8824 | 0 | 0 | 0 | 0 | 0 | 0 | 0
2016-10-04 07:00 | 0 | 0 | 0 | 0 | 0 | 0 | 0 | 342658 | 0 | 0 | 0 | 0 | 266229.4554 | 0 | 0 | 0 | 0 | 0 | 0 | 0 | 2608708.301 | 0 | 0 | 0 | 0 | 0 | 0 | 0 | 0 | 0 | 0 | -63677.1176 | 0 | 0 | 0 | 0 | 0 | 0 | 0 | 0 | 0 | -278980.8824 | 0 | 0 | 0 | 0 | 0 | 0 | 0
2016-10-04 08:00 | 0 | 0 | 0 | 0 | 0 | 0 | 0 | 341000 | 0 | 0 | 0 | 0 | 177486.3036 | 0 | 0 | 0 | 0 | 0 | 0 | 0 | 2356451.4528 | 0 | 0 | 0 | 0 | 0 | 0 | 0 | 0 | 0 | 0 | -88743.1518 | 0 | 0 | 0 | 0 | 0 | 0 | 0 | 0 | 0 | -252256.8482 | 0 | 0 | 0 | 0 | 0 | 0 | 0
2016-10-04 09:00 | 0 | 0 | 0 | 0 | 0 | 718436.0342 | 0 | 350712 | 0 | 0 | 0 | 0 | 266229.4554 | 0 | 0 | 0 | 0 | 0 | 0 | 0 | 2635432.3352 | 0 | 0 | 0 | 0 | 0 | 0 | 0 | 0 | 0 | 0 | 88743.1518 | 0 | 0 | 0 | 0 | 0 | 0 | 0 | 0 | 0 | 278980.8824 | 0 | 0 | 0 | 0 | 0 | 0 | 0
2016-10-04 10:00 | 0 | 0 | 0 | 0 | 0 | 7753.9658 | 0 | 375478 | 0 | 0 | 0 | 0 | 177486.3036 | 0 | 0 | 0 | 0 | 0 | 0 | 0 | 2356451.4528 | 0 | 0 | 0 | 0 | 0 | 0 | 0 | 0 | 0 | 0 | -88743.1518 | 0 | 0 | 0 | 0 | 0 | 0 | 0 | 0 | 0 | -278980.8824 | 0 | 0 | 0 | 0 | 0 | 0 | 0
2016-10-04 11:00 | 0 | 0 | 0 | 0 | 0 | 32373.9658 | 0 | 400098 | 0 | 0 | 0 | 0 | 88743.1518 | 0 | 0 | 0 | 0 | 0 | 0 | 0 | 2077470.5704 | 0 | 0 | 0 | 0 | 0 | 0 | 0 | 0 | 0 | 0 | -88743.1518 | 0 | 0 | 0 | 0 | 0 | 0 | 0 | 0 | 0 | -278980.8824 | 0 | 0 | 0 | 0 | 0 | 0 | 0
2016-10-04 12:00 | 0 | 0 | 0 | 0 | 0 | 46256.9658 | 0 | 413981 | 0 | 0 | 0 | 0 | 0 | 0 | 0 | 0 | 0 | 0 | 0 | 0 | 1798489.6879 | 0 | 0 | 0 | 0 | 0 | 0 | 0 | 0 | 0 | 0 | -88743.1518 | 0 | 0 | 0 | 0 | 0 | 0 | 0 | 0 | 0 | -278980.8824 | 0 | 0 | 0 | 0 | 0 | 0 | 0
2016-10-04 13:00 | 0 | 0 | 0 | 0 | 0 | 653149.688 | 29689.7878 | 428455 | 0 | 0 | 0 | 0 | 0 | 0 | 0 | 0 | 0 | 0 | 0 | 0 | 2052874.1637 | 0 | 0 | 0 | 0 | 0 | 0 | 0 | 0 | 0 | 0 | 0 | 0 | 0 | 0 | 0 | 0 | 0 | 0 | 0 | 0 | 254384.4758 | 0 | 0 | 0 | 0 | 0 | 0 | 0
2016-10-04 14:00 | 0 | 0 | 0 | 0 | 0 | 0 | 412255.0347 | 442417 | 0 | 0 | 0 | 0 | 0 | 0 | 0 | 0 | 0 | 0 | 0 | 0 | 2022712.1984 | 0 | 0 | 0 | 0 | 0 | 0 | 0 | 0 | 0 | 0 | 0 | 0 | 0 | 0 | 0 | 0 | 0 | 0 | 0 | 0 | -30161.9653 | 0 | 0 | 0 | 0 | 0 | 0 | 0
2016-10-04 15:00 | 0 | 0 | 0 | 0 | 0 | 0 | 767326.3253 | 455453 | 0 | 0 | 0 | 0 | 32892.4429 | 0 | 0 | 0 | 0 | 0 | 0 | 0 | 2301693.0809 | 0 | 0 | 0 | 0 | 0 | 0 | 0 | 0 | 0 | 0 | 32892.4429 | 0 | 0 | 0 | 0 | 0 | 0 | 0 | 0 | 0 | 278980.8824 | 0 | 0 | 0 | 0 | 0 | 0 | 0
2016-10-04 16:00 | 0 | 0 | 0 | 0 | 0 | 25090.4854 | 810919.5488 | 468286 | 0 | 0 | 0 | 0 | 121635.5947 | 0 | 0 | 0 | 0 | 0 | 0 | 0 | 2580673.9633 | 0 | 0 | 0 | 0 | 0 | 0 | 0 | 0 | 0 | 0 | 88743.1518 | 0 | 0 | 0 | 0 | 0 | 0 | 0 | 0 | 0 | 278980.8824 | 0 | 0 | 0 | 0 | 0 | 0 | 0
2016-10-04 17:00 | 0 | 0 | 0 | 0 | 0 | 45131.4472 | 803291.5871 | 480699 | 0 | 0 | 0 | 0 | 210378.7465 | 0 | 0 | 0 | 0 | 0 | 0 | 0 | 2859654.8458 | 0 | 0 | 0 | 0 | 0 | 0 | 0 | 0 | 0 | 0 | 88743.1518 | 0 | 0 | 0 | 0 | 0 | 0 | 0 | 0 | 0 | 278980.8824 | 0 | 0 | 0 | 0 | 0 | 0 | 0
2016-10-04 18:00 | 0 | 0 | 0 | 0 | 0 | 0 | 783588.607 | 490527 | 0 | 0 | 0 | 0 | 299121.8983 | 0 | 0 | 0 | 0 | 0 | 0 | 0 | 3063973.301 | 0 | 0 | 0 | 0 | 0 | 0 | 0 | 0 | 0 | 0 | 88743.1518 | 0 | 0 | 0 | 0 | 0 | 0 | 0 | 0 | 0 | 204318.4553 | 0 | 0 | 0 | 0 | 0 | 0 | 0
2016-10-04 19:00 | 0 | 0 | 0 | 0 | 0 | 0 | 770538.7202 | 497249 | 0 | 0 | 0 | 0 | 382845.3582 | 0 | 0 | 0 | 0 | 0 | 0 | 0 | 3253539.5613 | 0 | 0 | 0 | 0 | 0 | 0 | 0 | 0 | 0 | 0 | 83723.46 | 0 | 0 | 0 | 0 | 0 | 0 | 0 | 0 | 0 | 189566.2602 | 0 | 0 | 0 | 0 | 0 | 0 | 0
2016-10-04 20:00 | 0 | 0 | 0 | 0 | 0 | 0 | 777713.1474 | 502525 | 0 | 0 | 0 | 0 | 379052.6232 | 0 | 0 | 0 | 0 | 0 | 0 | 0 | 3532520.4437 | 0 | 0 | 0 | 0 | 0 | 0 | 0 | 0 | 0 | 0 | -3792.735 | 0 | 0 | 0 | 0 | 0 | 0 | 0 | 0 | 0 | 278980.8824 | 0 | 0 | 0 | 0 | 0 | 0 | 0
2016-10-04 21:00 | 0 | 0 | 0 | 0 | 0 | 0 | 784033.5962 | 503411 | 0 | 0 | 0 | 0 | 380694.3369 | 0 | 0 | 0 | 0 | 0 | 0 | 0 | 3811501.3261 | 0 | 0 | 0 | 0 | 0 | 0 | 0 | 0 | 0 | 0 | 1641.7137 | 0 | 0 | 0 | 0 | 0 | 0 | 0 | 0 | 0 | 278980.8824 | 0 | 0 | 0 | 0 | 0 | 0 | 0
2016-10-04 22:00 | 0 | 0 | 0 | 0 | 0 | 0 | 767693.3547 | 498983 | 0 | 0 | 0 | 0 | 370423.8092 | 0 | 0 | 0 | 0 | 0 | 0 | 0 | 4090482.2086 | 0 | 0 | 0 | 0 | 0 | 0 | 0 | 0 | 0 | 0 | -10270.5277 | 0 | 0 | 0 | 0 | 0 | 0 | 0 | 0 | 0 | 278980.8824 | 0 | 0 | 0 | 0 | 0 | 0 | 0
2016-10-04 23:00 | 0 | 0 | 0 | 0 | 0 | 0 | 615879.7261 | 498935 | 0 | 0 | 0 | 0 | 382845.3582 | 0 | 0 | 0 | 0 | 0 | 0 | 0 | 4195005.3857 | 0 | 0 | 0 | 0 | 0 | 0 | 0 | 0 | 0 | 0 | 12421.5491 | 0 | 0 | 0 | 0 | 0 | 0 | 0 | 0 | 0 | 104523.1771 | 0 | 0 | 0 | 0 | 0 | 0 | 0
2016-10-05 | 0 | 0 | 0 | 0 | 0 | 0 | 245973.5017 | 495150 | 0 | 0 | 0 | 0 | 294102.2064 | 0 | 0 | 0 | 0 | 0 | 0 | 0 | 4034572.0392 | 0 | 0 | 0 | 0 | 0 | 0 | 0 | 0 | 0 | 0 | -88743.1518 | 0 | 0 | 0 | 0 | 0 | 0 | 0 | 0 | 0 | -160433.3465 | 0 | 0 | 0 | 0 | 0 | 0 | 0
2016-10-05 01:00 | 0 | 0 | 0 | 0 | 0 | 646243.6414 | 2853.7747 | 478735 | 0 | 0 | 0 | 0 | 266229.4554 | 0 | 0 | 0 | 0 | 0 | 0 | 0 | 4232807.2063 | 0 | 0 | 0 | 0 | 0 | 0 | 0 | 0 | 0 | 0 | -27872.7511 | 0 | 0 | 0 | 0 | 0 | 0 | 0 | 0 | 0 | 198235.1672 | 0 | 0 | 0 | 0 | 0 | 0 | 0
2016-10-05 02:00 | 0 | 0 | 0 | 0 | 0 | 635217.8715 | 0 | 453603 | 0 | 0 | 0 | 0 | 177486.3036 | 0 | 0 | 0 | 0 | 0 | 0 | 0 | 4503165.2296 | 0 | 0 | 0 | 0 | 0 | 0 | 0 | 0 | 0 | 0 | -88743.1518 | 0 | 0 | 0 | 0 | 0 | 0 | 0 | 0 | 0 | 270358.0233 | 0 | 0 | 0 | 0 | 0 | 0 | 0
2016-10-05 03:00 | 0 | 0 | 0 | 0 | 0 | 235356.2694 | 0 | 425594 | 0 | 0 | 0 | 0 | 266229.4554 | 0 | 0 | 0 | 0 | 0 | 0 | 0 | 4224184.3472 | 0 | 0 | 0 | 0 | 0 | 0 | 0 | 0 | 0 | 0 | 88743.1518 | 0 | 0 | 0 | 0 | 0 | 0 | 0 | 0 | 0 | -278980.8824 | 0 | 0 | 0 | 0 | 0 | 0 | 0
2016-10-05 04:00 | 0 | 0 | 0 | 0 | 0 | 207313.2694 | 0 | 397551 | 0 | 0 | 0 | 0 | 354972.6072 | 0 | 0 | 0 | 0 | 0 | 0 | 0 | 3945203.4647 | 0 | 0 | 0 | 0 | 0 | 0 | 0 | 0 | 0 | 0 | 88743.1518 | 0 | 0 | 0 | 0 | 0 | 0 | 0 | 0 | 0 | -278980.8824 | 0 | 0 | 0 | 0 | 0 | 0 | 0
2016-10-05 05:00 | 0 | 0 | 0 | 0 | 0 | 9366.9658 | 0 | 377091 | 0 | 0 | 0 | 0 | 266229.4554 | 0 | 0 | 0 | 0 | 0 | 0 | 0 | 3666222.5823 | 0 | 0 | 0 | 0 | 0 | 0 | 0 | 0 | 0 | 0 | -88743.1518 | 0 | 0 | 0 | 0 | 0 | 0 | 0 | 0 | 0 | -278980.8824 | 0 | 0 | 0 | 0 | 0 | 0 | 0
2016-10-05 06:00 | 0 | 0 | 0 | 0 | 0 | 599480.6568 | 0 | 361549 | 0 | 0 | 0 | 0 | 354972.6072 | 0 | 0 | 0 | 0 | 0 | 0 | 0 | 3815411.0872 | 0 | 0 | 0 | 0 | 0 | 0 | 0 | 0 | 0 | 0 | 88743.1518 | 0 | 0 | 0 | 0 | 0 | 0 | 0 | 0 | 0 | 149188.505 | 0 | 0 | 0 | 0 | 0 | 0 | 0
2016-10-05 07:00 | 0 | 0 | 0 | 0 | 0 | 0 | 0 | 352193 | 0 | 0 | 0 | 0 | 266229.4554 | 0 | 0 | 0 | 0 | 0 | 0 | 0 | 3551961.239 | 0 | 0 | 0 | 0 | 0 | 0 | 0 | 0 | 0 | 0 | -88743.1518 | 0 | 0 | 0 | 0 | 0 | 0 | 0 | 0 | 0 | -263449.8482 | 0 | 0 | 0 | 0 | 0 | 0 | 0
2016-10-05 08:00 | 0 | 0 | 0 | 0 | 0 | 0 | 0 | 349490 | 0 | 0 | 0 | 0 | 177486.3036 | 0 | 0 | 0 | 0 | 0 | 0 | 0 | 3291214.3908 | 0 | 0 | 0 | 0 | 0 | 0 | 0 | 0 | 0 | 0 | -88743.1518 | 0 | 0 | 0 | 0 | 0 | 0 | 0 | 0 | 0 | -260746.8482 | 0 | 0 | 0 | 0 | 0 | 0 | 0
2016-10-05 09:00 | 0 | 0 | 0 | 0 | 0 | 167547.2694 | 0 | 357785 | 0 | 0 | 0 | 0 | 266229.4554 | 0 | 0 | 0 | 0 | 0 | 0 | 0 | 3012233.5084 | 0 | 0 | 0 | 0 | 0 | 0 | 0 | 0 | 0 | 0 | 88743.1518 | 0 | 0 | 0 | 0 | 0 | 0 | 0 | 0 | 0 | -278980.8824 | 0 | 0 | 0 | 0 | 0 | 0 | 0
2016-10-05 10:00 | 0 | 0 | 0 | 0 | 0 | 14106.9658 | 0 | 381831 | 0 | 0 | 0 | 0 | 177486.3036 | 0 | 0 | 0 | 0 | 0 | 0 | 0 | 2733252.6259 | 0 | 0 | 0 | 0 | 0 | 0 | 0 | 0 | 0 | 0 | -88743.1518 | 0 | 0 | 0 | 0 | 0 | 0 | 0 | 0 | 0 | -278980.8824 | 0 | 0 | 0 | 0 | 0 | 0 | 0
2016-10-05 11:00 | 0 | 0 | 0 | 0 | 0 | 38498.9658 | 0 | 406223 | 0 | 0 | 0 | 0 | 88743.1518 | 0 | 0 | 0 | 0 | 0 | 0 | 0 | 2454271.7435 | 0 | 0 | 0 | 0 | 0 | 0 | 0 | 0 | 0 | 0 | -88743.1518 | 0 | 0 | 0 | 0 | 0 | 0 | 0 | 0 | 0 | -278980.8824 | 0 | 0 | 0 | 0 | 0 | 0 | 0
2016-10-05 12:00 | 0 | 0 | 0 | 0 | 0 | 51292.9658 | 0 | 419017 | 0 | 0 | 0 | 0 | 0 | 0 | 0 | 0 | 0 | 0 | 0 | 0 | 2175290.8611 | 0 | 0 | 0 | 0 | 0 | 0 | 0 | 0 | 0 | 0 | -88743.1518 | 0 | 0 | 0 | 0 | 0 | 0 | 0 | 0 | 0 | -278980.8824 | 0 | 0 | 0 | 0 | 0 | 0 | 0
2016-10-05 13:00 | 0 | 0 | 0 | 0 | 0 | 412729.4224 | 28227.093 | 432725 | 0 | 0 | 0 | 0 | 88743.1518 | 0 | 0 | 0 | 0 | 0 | 0 | 0 | 2094779.2247 | 0 | 0 | 0 | 0 | 0 | 0 | 0 | 0 | 0 | 0 | 88743.1518 | 0 | 0 | 0 | 0 | 0 | 0 | 0 | 0 | 0 | -80511.6363 | 0 | 0 | 0 | 0 | 0 | 0 | 0
2016-10-05 14:00 | 0 | 0 | 0 | 0 | 0 | 0 | 404833.9118 | 447305 | 0 | 0 | 0 | 0 | 177486.3036 | 0 | 0 | 0 | 0 | 0 | 0 | 0 | 1963564.9847 | 0 | 0 | 0 | 0 | 0 | 0 | 0 | 0 | 0 | 0 | 88743.1518 | 0 | 0 | 0 | 0 | 0 | 0 | 0 | 0 | 0 | -131214.24 | 0 | 0 | 0 | 0 | 0 | 0 | 0
2016-10-05 15:00 | 0 | 0 | 0 | 0 | 0 | 0 | 770422.2553 | 460409 | 0 | 0 | 0 | 0 | 227726.366 | 0 | 0 | 0 | 0 | 0 | 0 | 0 | 2223338.1776 | 0 | 0 | 0 | 0 | 0 | 0 | 0 | 0 | 0 | 0 | 50240.0624 | 0 | 0 | 0 | 0 | 0 | 0 | 0 | 0 | 0 | 259773.1929 | 0 | 0 | 0 | 0 | 0 | 0 | 0
2016-10-05 16:00 | 0 | 0 | 0 | 0 | 0 | 29422.3028 | 811496.7314 | 473195 | 0 | 0 | 0 | 0 | 316469.5178 | 0 | 0 | 0 | 0 | 0 | 0 | 0 | 2502319.0601 | 0 | 0 | 0 | 0 | 0 | 0 | 0 | 0 | 0 | 0 | 88743.1518 | 0 | 0 | 0 | 0 | 0 | 0 | 0 | 0 | 0 | 278980.8824 | 0 | 0 | 0 | 0 | 0 | 0 | 0
2016-10-05 17:00 | 0 | 0 | 0 | 0 | 0 | 0 | 792651.6856 | 486313 | 0 | 0 | 0 | 0 | 343827.3209 | 0 | 0 | 0 | 0 | 0 | 0 | 0 | 2781299.9425 | 0 | 0 | 0 | 0 | 0 | 0 | 0 | 0 | 0 | 0 | 27357.8032 | 0 | 0 | 0 | 0 | 0 | 0 | 0 | 0 | 0 | 278980.8824 | 0 | 0 | 0 | 0 | 0 | 0 | 0
2016-10-05 18:00 | 0 | 0 | 0 | 0 | 0 | 0 | 768145.9105 | 498180 | 0 | 0 | 0 | 0 | 334812.349 | 0 | 0 | 0 | 0 | 0 | 0 | 0 | 3060280.825 | 0 | 0 | 0 | 0 | 0 | 0 | 0 | 0 | 0 | 0 | -9014.9719 | 0 | 0 | 0 | 0 | 0 | 0 | 0 | 0 | 0 | 278980.8824 | 0 | 0 | 0 | 0 | 0 | 0 | 0
2016-10-05 19:00 | 0 | 0 | 0 | 0 | 0 | 0 | 753277.4625 | 507295 | 0 | 0 | 0 | 0 | 301813.9291 | 0 | 0 | 0 | 0 | 0 | 0 | 0 | 3339261.7074 | 0 | 0 | 0 | 0 | 0 | 0 | 0 | 0 | 0 | 0 | -32998.4199 | 0 | 0 | 0 | 0 | 0 | 0 | 0 | 0 | 0 | 278980.8824 | 0 | 0 | 0 | 0 | 0 | 0 | 0
2016-10-05 20:00 | 0 | 0 | 0 | 0 | 0 | 75331.7595 | 758557.2771 | 513946 | 0 | 0 | 0 | 0 | 342776.0831 | 0 | 0 | 0 | 0 | 0 | 0 | 0 | 3618242.5898 | 0 | 0 | 0 | 0 | 0 | 0 | 0 | 0 | 0 | 0 | 40962.1541 | 0 | 0 | 0 | 0 | 0 | 0 | 0 | 0 | 0 | 278980.8824 | 0 | 0 | 0 | 0 | 0 | 0 | 0
2016-10-05 21:00 | 0 | 0 | 0 | 0 | 0 | 0 | 764537.3229 | 515936 | 0 | 0 | 0 | 0 | 312396.5236 | 0 | 0 | 0 | 0 | 0 | 0 | 0 | 3897223.4723 | 0 | 0 | 0 | 0 | 0 | 0 | 0 | 0 | 0 | 0 | -30379.5596 | 0 | 0 | 0 | 0 | 0 | 0 | 0 | 0 | 0 | 278980.8824 | 0 | 0 | 0 | 0 | 0 | 0 | 0
2016-10-05 22:00 | 0 | 0 | 0 | 0 | 0 | 0 | 744279.8142 | 511466 | 0 | 0 | 0 | 0 | 266229.4554 | 0 | 0 | 0 | 0 | 0 | 0 | 0 | 4176204.3547 | 0 | 0 | 0 | 0 | 0 | 0 | 0 | 0 | 0 | 0 | -46167.0682 | 0 | 0 | 0 | 0 | 0 | 0 | 0 | 0 | 0 | 278980.8824 | 0 | 0 | 0 | 0 | 0 | 0 | 0
2016-10-05 23:00 | 0 | 0 | 0 | 0 | 0 | 0 | 588903.5515 | 509137 | 0 | 0 | 0 | 0 | 177486.3036 | 0 | 0 | 0 | 0 | 0 | 0 | 0 | 4344714.058 | 0 | 0 | 0 | 0 | 0 | 0 | 0 | 0 | 0 | 0 | -88743.1518 | 0 | 0 | 0 | 0 | 0 | 0 | 0 | 0 | 0 | 168509.7033 | 0 | 0 | 0 | 0 | 0 | 0 | 0
2016-10-06 | 0 | 0 | 0 | 0 | 0 | 0 | 225717.0357 | 502299 | 0 | 0 | 0 | 0 | 88743.1518 | 0 | 0 | 0 | 0 | 0 | 0 | 0 | 4156875.2455 | 0 | 0 | 0 | 0 | 0 | 0 | 0 | 0 | 0 | 0 | -88743.1518 | 0 | 0 | 0 | 0 | 0 | 0 | 0 | 0 | 0 | -187838.8125 | 0 | 0 | 0 | 0 | 0 | 0 | 0
2016-10-06 01:00 | 0 | 0 | 0 | 0 | 0 | 610551.2044 | 2998.3739 | 481284 | 0 | 0 | 0 | 0 | 0 | 0 | 0 | 0 | 0 | 0 | 0 | 0 | 4377883.9757 | 0 | 0 | 0 | 0 | 0 | 0 | 0 | 0 | 0 | 0 | -88743.1518 | 0 | 0 | 0 | 0 | 0 | 0 | 0 | 0 | 0 | 221008.7302 | 0 | 0 | 0 | 0 | 0 | 0 | 0
2016-10-06 02:00 | 0 | 0 | 0 | 0 | 0 | 644338.6535 | 0 | 458450 | 0 | 0 | 0 | 0 | 88743.1518 | 0 | 0 | 0 | 0 | 0 | 0 | 0 | 4475029.4774 | 0 | 0 | 0 | 0 | 0 | 0 | 0 | 0 | 0 | 0 | 88743.1518 | 0 | 0 | 0 | 0 | 0 | 0 | 0 | 0 | 0 | 97145.5017 | 0 | 0 | 0 | 0 | 0 | 0 | 0
2016-10-06 03:00 | 0 | 0 | 0 | 0 | 0 | 238873.2694 | 0 | 429111 | 0 | 0 | 0 | 0 | 177486.3036 | 0 | 0 | 0 | 0 | 0 | 0 | 0 | 4196048.595 | 0 | 0 | 0 | 0 | 0 | 0 | 0 | 0 | 0 | 0 | 88743.1518 | 0 | 0 | 0 | 0 | 0 | 0 | 0 | 0 | 0 | -278980.8824 | 0 | 0 | 0 | 0 | 0 | 0 | 0
2016-10-06 04:00 | 0 | 0 | 0 | 0 | 0 | 151334.8344 | 0 | 403890 | 0 | 0 | 0 | 0 | 203912.0204 | 0 | 0 | 0 | 0 | 0 | 0 | 0 | 3917067.7125 | 0 | 0 | 0 | 0 | 0 | 0 | 0 | 0 | 0 | 0 | 26425.7168 | 0 | 0 | 0 | 0 | 0 | 0 | 0 | 0 | 0 | -278980.8824 | 0 | 0 | 0 | 0 | 0 | 0 | 0
2016-10-06 05:00 | 0 | 0 | 0 | 0 | 0 | 191514.2694 | 0 | 381752 | 0 | 0 | 0 | 0 | 292655.1722 | 0 | 0 | 0 | 0 | 0 | 0 | 0 | 3638086.8301 | 0 | 0 | 0 | 0 | 0 | 0 | 0 | 0 | 0 | 0 | 88743.1518 | 0 | 0 | 0 | 0 | 0 | 0 | 0 | 0 | 0 | -278980.8824 | 0 | 0 | 0 | 0 | 0 | 0 | 0
2016-10-06 06:00 | 0 | 0 | 0 | 0 | 0 | 0 | 0 | 366277 | 0 | 0 | 0 | 0 | 205359.0546 | 0 | 0 | 0 | 0 | 0 | 0 | 0 | 3359105.9476 | 0 | 0 | 0 | 0 | 0 | 0 | 0 | 0 | 0 | 0 | -87296.1176 | 0 | 0 | 0 | 0 | 0 | 0 | 0 | 0 | 0 | -278980.8824 | 0 | 0 | 0 | 0 | 0 | 0 | 0
2016-10-06 07:00 | 0 | 0 | 0 | 0 | 0 | 0 | 0 | 356084 | 0 | 0 | 0 | 0 | 116615.9029 | 0 | 0 | 0 | 0 | 0 | 0 | 0 | 3091765.0994 | 0 | 0 | 0 | 0 | 0 | 0 | 0 | 0 | 0 | 0 | -88743.1518 | 0 | 0 | 0 | 0 | 0 | 0 | 0 | 0 | 0 | -267340.8482 | 0 | 0 | 0 | 0 | 0 | 0 | 0
2016-10-06 08:00 | 0 | 0 | 0 | 0 | 0 | 507654.1027 | 0 | 353626 | 0 | 0 | 0 | 0 | 205359.0546 | 0 | 0 | 0 | 0 | 0 | 0 | 0 | 3157050.0503 | 0 | 0 | 0 | 0 | 0 | 0 | 0 | 0 | 0 | 0 | 88743.1518 | 0 | 0 | 0 | 0 | 0 | 0 | 0 | 0 | 0 | 65284.9509 | 0 | 0 | 0 | 0 | 0 | 0 | 0
2016-10-06 09:00 | 0 | 0 | 0 | 0 | 0 | 172520.2694 | 0 | 362758 | 0 | 0 | 0 | 0 | 294102.2064 | 0 | 0 | 0 | 0 | 0 | 0 | 0 | 2878069.1679 | 0 | 0 | 0 | 0 | 0 | 0 | 0 | 0 | 0 | 0 | 88743.1518 | 0 | 0 | 0 | 0 | 0 | 0 | 0 | 0 | 0 | -278980.8824 | 0 | 0 | 0 | 0 | 0 | 0 | 0
2016-10-06 10:00 | 0 | 0 | 0 | 0 | 0 | 195689.2694 | 0 | 385927 | 0 | 0 | 0 | 0 | 382845.3582 | 0 | 0 | 0 | 0 | 0 | 0 | 0 | 2599088.2854 | 0 | 0 | 0 | 0 | 0 | 0 | 0 | 0 | 0 | 0 | 88743.1518 | 0 | 0 | 0 | 0 | 0 | 0 | 0 | 0 | 0 | -278980.8824 | 0 | 0 | 0 | 0 | 0 | 0 | 0
2016-10-06 11:00 | 0 | 0 | 0 | 0 | 0 | 43149.9658 | 0 | 410874 | 0 | 0 | 0 | 0 | 294102.2064 | 0 | 0 | 0 | 0 | 0 | 0 | 0 | 2320107.403 | 0 | 0 | 0 | 0 | 0 | 0 | 0 | 0 | 0 | 0 | -88743.1518 | 0 | 0 | 0 | 0 | 0 | 0 | 0 | 0 | 0 | -278980.8824 | 0 | 0 | 0 | 0 | 0 | 0 | 0
2016-10-06 12:00 | 0 | 0 | 0 | 0 | 0 | 57160.9658 | 0 | 424885 | 0 | 0 | 0 | 0 | 205359.0546 | 0 | 0 | 0 | 0 | 0 | 0 | 0 | 2041126.5205 | 0 | 0 | 0 | 0 | 0 | 0 | 0 | 0 | 0 | 0 | -88743.1518 | 0 | 0 | 0 | 0 | 0 | 0 | 0 | 0 | 0 | -278980.8824 | 0 | 0 | 0 | 0 | 0 | 0 | 0
2016-10-06 13:00 | 0 | 0 | 0 | 0 | 0 | 371152.1235 | 23096.6393 | 438806 | 0 | 0 | 0 | 0 | 163520.5416 | 0 | 0 | 0 | 0 | 0 | 0 | 0 | 2038407.7963 | 0 | 0 | 0 | 0 | 0 | 0 | 0 | 0 | 0 | 0 | -41838.513 | 0 | 0 | 0 | 0 | 0 | 0 | 0 | 0 | 0 | -2718.7242 | 0 | 0 | 0 | 0 | 0 | 0 | 0
2016-10-06 14:00 | 0 | 0 | 0 | 0 | 0 | 0 | 348521.4874 | 452384 | 0 | 0 | 0 | 0 | 252263.6934 | 0 | 0 | 0 | 0 | 0 | 0 | 0 | 1845802.1319 | 0 | 0 | 0 | 0 | 0 | 0 | 0 | 0 | 0 | 0 | 88743.1518 | 0 | 0 | 0 | 0 | 0 | 0 | 0 | 0 | 0 | -192605.6644 | 0 | 0 | 0 | 0 | 0 | 0 | 0
2016-10-06 15:00 | 0 | 0 | 0 | 0 | 0 | 87403.7329 | 745021.3014 | 464701 | 0 | 0 | 0 | 0 | 341006.8452 | 0 | 0 | 0 | 0 | 0 | 0 | 0 | 2124783.0144 | 0 | 0 | 0 | 0 | 0 | 0 | 0 | 0 | 0 | 0 | 88743.1518 | 0 | 0 | 0 | 0 | 0 | 0 | 0 | 0 | 0 | 278980.8824 | 0 | 0 | 0 | 0 | 0 | 0 | 0
2016-10-06 16:00 | 0 | 0 | 0 | 0 | 0 | 0 | 792356.9805 | 475928 | 0 | 0 | 0 | 0 | 378454.9432 | 0 | 0 | 0 | 0 | 0 | 0 | 0 | 2403763.8968 | 0 | 0 | 0 | 0 | 0 | 0 | 0 | 0 | 0 | 0 | 37448.098 | 0 | 0 | 0 | 0 | 0 | 0 | 0 | 0 | 0 | 278980.8824 | 0 | 0 | 0 | 0 | 0 | 0 | 0
2016-10-06 17:00 | 0 | 0 | 0 | 0 | 0 | 0 | 771363.2974 | 487992 | 0 | 0 | 0 | 0 | 382845.3582 | 0 | 0 | 0 | 0 | 0 | 0 | 0 | 2682744.7793 | 0 | 0 | 0 | 0 | 0 | 0 | 0 | 0 | 0 | 0 | 4390.415 | 0 | 0 | 0 | 0 | 0 | 0 | 0 | 0 | 0 | 278980.8824 | 0 | 0 | 0 | 0 | 0 | 0 | 0
2016-10-06 18:00 | 0 | 0 | 0 | 0 | 0 | 0 | 751469.7699 | 498243 | 0 | 0 | 0 | 0 | 357091.2457 | 0 | 0 | 0 | 0 | 0 | 0 | 0 | 2961725.6617 | 0 | 0 | 0 | 0 | 0 | 0 | 0 | 0 | 0 | 0 | -25754.1125 | 0 | 0 | 0 | 0 | 0 | 0 | 0 | 0 | 0 | 278980.8824 | 0 | 0 | 0 | 0 | 0 | 0 | 0
2016-10-06 19:00 | 0 | 0 | 0 | 0 | 0 | 71055.9603 | 738504.0347 | 504825 | 0 | 0 | 0 | 0 | 382845.3582 | 0 | 0 | 0 | 0 | 0 | 0 | 0 | 3240706.5442 | 0 | 0 | 0 | 0 | 0 | 0 | 0 | 0 | 0 | 0 | 25754.1125 | 0 | 0 | 0 | 0 | 0 | 0 | 0 | 0 | 0 | 278980.8824 | 0 | 0 | 0 | 0 | 0 | 0 | 0
2016-10-06 20:00 | 0 | 0 | 0 | 0 | 0 | 44637.3943 | 743922.4882 | 509579 | 0 | 0 | 0 | 0 | 382845.3582 | 0 | 0 | 0 | 0 | 0 | 0 | 0 | 3519687.4266 | 0 | 0 | 0 | 0 | 0 | 0 | 0 | 0 | 0 | 0 | 0 | 0 | 0 | 0 | 0 | 0 | 0 | 0 | 0 | 0 | 278980.8824 | 0 | 0 | 0 | 0 | 0 | 0 | 0
2016-10-06 21:00 | 0 | 0 | 0 | 0 | 0 | 0 | 747195.1274 | 510568 | 0 | 0 | 0 | 0 | 340491.6032 | 0 | 0 | 0 | 0 | 0 | 0 | 0 | 3798668.309 | 0 | 0 | 0 | 0 | 0 | 0 | 0 | 0 | 0 | 0 | -42353.755 | 0 | 0 | 0 | 0 | 0 | 0 | 0 | 0 | 0 | 278980.8824 | 0 | 0 | 0 | 0 | 0 | 0 | 0
2016-10-06 22:00 | 0 | 0 | 0 | 0 | 0 | 0 | 716693.0718 | 506396 | 0 | 0 | 0 | 0 | 271807.7925 | 0 | 0 | 0 | 0 | 0 | 0 | 0 | 4077649.1915 | 0 | 0 | 0 | 0 | 0 | 0 | 0 | 0 | 0 | 0 | -68683.8107 | 0 | 0 | 0 | 0 | 0 | 0 | 0 | 0 | 0 | 278980.8824 | 0 | 0 | 0 | 0 | 0 | 0 | 0
2016-10-06 23:00 | 0 | 0 | 0 | 0 | 0 | 0 | 577760.6485 | 505799 | 0 | 0 | 0 | 0 | 360550.9443 | 0 | 0 | 0 | 0 | 0 | 0 | 0 | 4060867.6882 | 0 | 0 | 0 | 0 | 0 | 0 | 0 | 0 | 0 | 0 | 88743.1518 | 0 | 0 | 0 | 0 | 0 | 0 | 0 | 0 | 0 | -16781.5032 | 0 | 0 | 0 | 0 | 0 | 0 | 0
2016-10-07 | 0 | 0 | 0 | 0 | 0 | 0 | 219612.6408 | 500734 | 0 | 0 | 0 | 0 | 340530.5729 | 0 | 0 | 0 | 0 | 0 | 0 | 0 | 3799766.7004 | 0 | 0 | 0 | 0 | 0 | 0 | 0 | 0 | 0 | 0 | -20020.3714 | 0 | 0 | 0 | 0 | 0 | 0 | 0 | 0 | 0 | -261100.9878 | 0 | 0 | 0 | 0 | 0 | 0 | 0
2016-10-07 01:00 | 0 | 0 | 0 | 0 | 0 | 498694.2115 | 3691.158 | 484447 | 0 | 0 | 0 | 0 | 251787.4211 | 0 | 0 | 0 | 0 | 0 | 0 | 0 | 3906448.2217 | 0 | 0 | 0 | 0 | 0 | 0 | 0 | 0 | 0 | 0 | -88743.1518 | 0 | 0 | 0 | 0 | 0 | 0 | 0 | 0 | 0 | 106681.5213 | 0 | 0 | 0 | 0 | 0 | 0 | 0
2016-10-07 02:00 | 0 | 0 | 0 | 0 | 0 | 91640.9658 | 0 | 459365 | 0 | 0 | 0 | 0 | 163044.2694 | 0 | 0 | 0 | 0 | 0 | 0 | 0 | 3627467.3392 | 0 | 0 | 0 | 0 | 0 | 0 | 0 | 0 | 0 | 0 | -88743.1518 | 0 | 0 | 0 | 0 | 0 | 0 | 0 | 0 | 0 | -278980.8824 | 0 | 0 | 0 | 0 | 0 | 0 | 0
2016-10-07 03:00 | 0 | 0 | 0 | 0 | 0 | 238205.2694 | 0 | 428443 | 0 | 0 | 0 | 0 | 251787.4211 | 0 | 0 | 0 | 0 | 0 | 0 | 0 | 3348486.4568 | 0 | 0 | 0 | 0 | 0 | 0 | 0 | 0 | 0 | 0 | 88743.1518 | 0 | 0 | 0 | 0 | 0 | 0 | 0 | 0 | 0 | -278980.8824 | 0 | 0 | 0 | 0 | 0 | 0 | 0
2016-10-07 04:00 | 0 | 0 | 0 | 0 | 0 | 211168.2694 | 0 | 401406 | 0 | 0 | 0 | 0 | 340530.5729 | 0 | 0 | 0 | 0 | 0 | 0 | 0 | 3069505.5744 | 0 | 0 | 0 | 0 | 0 | 0 | 0 | 0 | 0 | 0 | 88743.1518 | 0 | 0 | 0 | 0 | 0 | 0 | 0 | 0 | 0 | -278980.8824 | 0 | 0 | 0 | 0 | 0 | 0 | 0
2016-10-07 05:00 | 0 | 0 | 0 | 0 | 0 | 539106.7724 | 0 | 379573 | 0 | 0 | 0 | 0 | 251787.4211 | 0 | 0 | 0 | 0 | 0 | 0 | 0 | 3317782.4986 | 0 | 0 | 0 | 0 | 0 | 0 | 0 | 0 | 0 | 0 | -88743.1518 | 0 | 0 | 0 | 0 | 0 | 0 | 0 | 0 | 0 | 248276.9242 | 0 | 0 | 0 | 0 | 0 | 0 | 0
2016-10-07 06:00 | 0 | 0 | 0 | 0 | 0 | 172287.2694 | 0 | 362525 | 0 | 0 | 0 | 0 | 340530.5729 | 0 | 0 | 0 | 0 | 0 | 0 | 0 | 3038801.6161 | 0 | 0 | 0 | 0 | 0 | 0 | 0 | 0 | 0 | 0 | 88743.1518 | 0 | 0 | 0 | 0 | 0 | 0 | 0 | 0 | 0 | -278980.8824 | 0 | 0 | 0 | 0 | 0 | 0 | 0
2016-10-07 07:00 | 0 | 0 | 0 | 0 | 0 | 0 | 0 | 353282 | 0 | 0 | 0 | 0 | 266229.4554 | 0 | 0 | 0 | 0 | 0 | 0 | 0 | 2759820.7337 | 0 | 0 | 0 | 0 | 0 | 0 | 0 | 0 | 0 | 0 | -74301.1176 | 0 | 0 | 0 | 0 | 0 | 0 | 0 | 0 | 0 | -278980.8824 | 0 | 0 | 0 | 0 | 0 | 0 | 0
2016-10-07 08:00 | 0 | 0 | 0 | 0 | 0 | 540572.7306 | 0 | 350335 | 0 | 0 | 0 | 0 | 177486.3036 | 0 | 0 | 0 | 0 | 0 | 0 | 0 | 3038801.6161 | 0 | 0 | 0 | 0 | 0 | 0 | 0 | 0 | 0 | 0 | -88743.1518 | 0 | 0 | 0 | 0 | 0 | 0 | 0 | 0 | 0 | 278980.8824 | 0 | 0 | 0 | 0 | 0 | 0 | 0
2016-10-07 09:00 | 0 | 0 | 0 | 0 | 0 | 167204.2694 | 0 | 357442 | 0 | 0 | 0 | 0 | 266229.4554 | 0 | 0 | 0 | 0 | 0 | 0 | 0 | 2759820.7337 | 0 | 0 | 0 | 0 | 0 | 0 | 0 | 0 | 0 | 0 | 88743.1518 | 0 | 0 | 0 | 0 | 0 | 0 | 0 | 0 | 0 | -278980.8824 | 0 | 0 | 0 | 0 | 0 | 0 | 0
2016-10-07 10:00 | 0 | 0 | 0 | 0 | 0 | 10060.9658 | 0 | 377785 | 0 | 0 | 0 | 0 | 177486.3036 | 0 | 0 | 0 | 0 | 0 | 0 | 0 | 2480839.8512 | 0 | 0 | 0 | 0 | 0 | 0 | 0 | 0 | 0 | 0 | -88743.1518 | 0 | 0 | 0 | 0 | 0 | 0 | 0 | 0 | 0 | -278980.8824 | 0 | 0 | 0 | 0 | 0 | 0 | 0
2016-10-07 11:00 | 0 | 0 | 0 | 0 | 0 | 33675.9658 | 0 | 401400 | 0 | 0 | 0 | 0 | 88743.1518 | 0 | 0 | 0 | 0 | 0 | 0 | 0 | 2201858.9688 | 0 | 0 | 0 | 0 | 0 | 0 | 0 | 0 | 0 | 0 | -88743.1518 | 0 | 0 | 0 | 0 | 0 | 0 | 0 | 0 | 0 | -278980.8824 | 0 | 0 | 0 | 0 | 0 | 0 | 0
2016-10-07 12:00 | 0 | 0 | 0 | 0 | 0 | 440928.3426 | 0 | 416117 | 0 | 0 | 0 | 0 | 0 | 0 | 0 | 0 | 0 | 0 | 0 | 0 | 2315413.4632 | 0 | 0 | 0 | 0 | 0 | 0 | 0 | 0 | 0 | 0 | -88743.1518 | 0 | 0 | 0 | 0 | 0 | 0 | 0 | 0 | 0 | 113554.4944 | 0 | 0 | 0 | 0 | 0 | 0 | 0
2016-10-07 13:00 | 0 | 0 | 0 | 0 | 0 | 375537.5974 | 17323.251 | 429380 | 0 | 0 | 0 | 0 | 0 | 0 | 0 | 0 | 0 | 0 | 0 | 0 | 2278894.3115 | 0 | 0 | 0 | 0 | 0 | 0 | 0 | 0 | 0 | 0 | 0 | 0 | 0 | 0 | 0 | 0 | 0 | 0 | 0 | 0 | -36519.1516 | 0 | 0 | 0 | 0 | 0 | 0 | 0
2016-10-07 14:00 | 0 | 0 | 0 | 0 | 0 | 0 | 394120.6183 | 442980 | 0 | 0 | 0 | 0 | 88743.1518 | 0 | 0 | 0 | 0 | 0 | 0 | 0 | 2141291.778 | 0 | 0 | 0 | 0 | 0 | 0 | 0 | 0 | 0 | 0 | 88743.1518 | 0 | 0 | 0 | 0 | 0 | 0 | 0 | 0 | 0 | -137602.5335 | 0 | 0 | 0 | 0 | 0 | 0 | 0
2016-10-07 15:00 | 0 | 0 | 0 | 0 | 0 | 0 | 711922.3542 | 453071 | 0 | 0 | 0 | 0 | 177486.3036 | 0 | 0 | 0 | 0 | 0 | 0 | 0 | 2311399.9804 | 0 | 0 | 0 | 0 | 0 | 0 | 0 | 0 | 0 | 0 | 88743.1518 | 0 | 0 | 0 | 0 | 0 | 0 | 0 | 0 | 0 | 170108.2024 | 0 | 0 | 0 | 0 | 0 | 0 | 0
2016-10-07 16:00 | 0 | 0 | 0 | 0 | 0 | 0 | 767709.1126 | 461304 | 0 | 0 | 0 | 0 | 219932.252 | 0 | 0 | 0 | 0 | 0 | 0 | 0 | 2575359.1447 | 0 | 0 | 0 | 0 | 0 | 0 | 0 | 0 | 0 | 0 | 42445.9484 | 0 | 0 | 0 | 0 | 0 | 0 | 0 | 0 | 0 | 263959.1642 | 0 | 0 | 0 | 0 | 0 | 0 | 0
2016-10-07 17:00 | 0 | 0 | 0 | 0 | 0 | 0 | 762410.0403 | 469765 | 0 | 0 | 0 | 0 | 308675.4038 | 0 | 0 | 0 | 0 | 0 | 0 | 0 | 2779261.0331 | 0 | 0 | 0 | 0 | 0 | 0 | 0 | 0 | 0 | 0 | 88743.1518 | 0 | 0 | 0 | 0 | 0 | 0 | 0 | 0 | 0 | 203901.8885 | 0 | 0 | 0 | 0 | 0 | 0 | 0
2016-10-07 18:00 | 0 | 0 | 0 | 0 | 0 | 0 | 740912.6851 | 476505 | 0 | 0 | 0 | 0 | 294102.2064 | 0 | 0 | 0 | 0 | 0 | 0 | 0 | 3058241.9156 | 0 | 0 | 0 | 0 | 0 | 0 | 0 | 0 | 0 | 0 | -14573.1974 | 0 | 0 | 0 | 0 | 0 | 0 | 0 | 0 | 0 | 278980.8824 | 0 | 0 | 0 | 0 | 0 | 0 | 0
2016-10-07 19:00 | 0 | 0 | 0 | 0 | 0 | 0 | 727334.5356 | 479943 | 0 | 0 | 0 | 0 | 382845.3582 | 0 | 0 | 0 | 0 | 0 | 0 | 0 | 3216890.2994 | 0 | 0 | 0 | 0 | 0 | 0 | 0 | 0 | 0 | 0 | 88743.1518 | 0 | 0 | 0 | 0 | 0 | 0 | 0 | 0 | 0 | 158648.3838 | 0 | 0 | 0 | 0 | 0 | 0 | 0
2016-10-07 20:00 | 0 | 0 | 0 | 0 | 0 | 0 | 730306.39 | 482069 | 0 | 0 | 0 | 0 | 378786.8938 | 0 | 0 | 0 | 0 | 0 | 0 | 0 | 3469186.1538 | 0 | 0 | 0 | 0 | 0 | 0 | 0 | 0 | 0 | 0 | -4058.4644 | 0 | 0 | 0 | 0 | 0 | 0 | 0 | 0 | 0 | 252295.8544 | 0 | 0 | 0 | 0 | 0 | 0 | 0
2016-10-07 21:00 | 0 | 0 | 0 | 0 | 0 | 0 | 730065.6619 | 481238 | 0 | 0 | 0 | 0 | 348633.6733 | 0 | 0 | 0 | 0 | 0 | 0 | 0 | 3748167.0362 | 0 | 0 | 0 | 0 | 0 | 0 | 0 | 0 | 0 | 0 | -30153.2206 | 0 | 0 | 0 | 0 | 0 | 0 | 0 | 0 | 0 | 278980.8824 | 0 | 0 | 0 | 0 | 0 | 0 | 0
2016-10-07 22:00 | 0 | 0 | 0 | 0 | 0 | 0 | 705175.8483 | 476103 | 0 | 0 | 0 | 0 | 298725.6392 | 0 | 0 | 0 | 0 | 0 | 0 | 0 | 4027147.9187 | 0 | 0 | 0 | 0 | 0 | 0 | 0 | 0 | 0 | 0 | -49908.0341 | 0 | 0 | 0 | 0 | 0 | 0 | 0 | 0 | 0 | 278980.8824 | 0 | 0 | 0 | 0 | 0 | 0 | 0
2016-10-07 23:00 | 0 | 0 | 0 | 0 | 0 | 0 | 540729.8268 | 472386 | 0 | 0 | 0 | 0 | 209982.4874 | 0 | 0 | 0 | 0 | 0 | 0 | 0 | 4184234.8973 | 0 | 0 | 0 | 0 | 0 | 0 | 0 | 0 | 0 | 0 | -88743.1518 | 0 | 0 | 0 | 0 | 0 | 0 | 0 | 0 | 0 | 157086.9786 | 0 | 0 | 0 | 0 | 0 | 0 | 0
2016-10-08 | 0 | 0 | 0 | 0 | 0 | 0 | 181764.6848 | 465369 | 0 | 0 | 0 | 0 | 205359.0546 | 0 | 0 | 0 | 0 | 0 | 0 | 0 | 3905254.0148 | 0 | 0 | 0 | 0 | 0 | 0 | 0 | 0 | 0 | 0 | -4623.4327 | 0 | 0 | 0 | 0 | 0 | 0 | 0 | 0 | 0 | -278980.8824 | 0 | 0 | 0 | 0 | 0 | 0 | 0
2016-10-08 01:00 | 0 | 0 | 0 | 0 | 0 | 372825.3364 | 1358.5141 | 450868 | 0 | 0 | 0 | 0 | 294102.2064 | 0 | 0 | 0 | 0 | 0 | 0 | 0 | 3739826.7136 | 0 | 0 | 0 | 0 | 0 | 0 | 0 | 0 | 0 | 0 | 88743.1518 | 0 | 0 | 0 | 0 | 0 | 0 | 0 | 0 | 0 | -165427.3013 | 0 | 0 | 0 | 0 | 0 | 0 | 0
2016-10-08 02:00 | 0 | 0 | 0 | 0 | 0 | 402582.3589 | 0 | 428352 | 0 | 0 | 0 | 0 | 205359.0546 | 0 | 0 | 0 | 0 | 0 | 0 | 0 | 3802800.2242 | 0 | 0 | 0 | 0 | 0 | 0 | 0 | 0 | 0 | 0 | -88743.1518 | 0 | 0 | 0 | 0 | 0 | 0 | 0 | 0 | 0 | 62973.5107 | 0 | 0 | 0 | 0 | 0 | 0 | 0
2016-10-08 03:00 | 0 | 0 | 0 | 0 | 0 | 217157.2694 | 0 | 407395 | 0 | 0 | 0 | 0 | 294102.2064 | 0 | 0 | 0 | 0 | 0 | 0 | 0 | 3523819.3418 | 0 | 0 | 0 | 0 | 0 | 0 | 0 | 0 | 0 | 0 | 88743.1518 | 0 | 0 | 0 | 0 | 0 | 0 | 0 | 0 | 0 | -278980.8824 | 0 | 0 | 0 | 0 | 0 | 0 | 0
2016-10-08 04:00 | 0 | 0 | 0 | 0 | 0 | 446290.4463 | 0 | 385732 | 0 | 0 | 0 | 0 | 382845.3582 | 0 | 0 | 0 | 0 | 0 | 0 | 0 | 3495634.6362 | 0 | 0 | 0 | 0 | 0 | 0 | 0 | 0 | 0 | 0 | 88743.1518 | 0 | 0 | 0 | 0 | 0 | 0 | 0 | 0 | 0 | -28184.7055 | 0 | 0 | 0 | 0 | 0 | 0 | 0
2016-10-08 05:00 | 0 | 0 | 0 | 0 | 0 | 0 | 0 | 364959 | 0 | 0 | 0 | 0 | 294102.2064 | 0 | 0 | 0 | 0 | 0 | 0 | 0 | 3219418.788 | 0 | 0 | 0 | 0 | 0 | 0 | 0 | 0 | 0 | 0 | -88743.1518 | 0 | 0 | 0 | 0 | 0 | 0 | 0 | 0 | 0 | -276215.8482 | 0 | 0 | 0 | 0 | 0 | 0 | 0
2016-10-08 06:00 | 0 | 0 | 0 | 0 | 0 | 0 | 0 | 350104 | 0 | 0 | 0 | 0 | 205359.0546 | 0 | 0 | 0 | 0 | 0 | 0 | 0 | 2958057.9398 | 0 | 0 | 0 | 0 | 0 | 0 | 0 | 0 | 0 | 0 | -88743.1518 | 0 | 0 | 0 | 0 | 0 | 0 | 0 | 0 | 0 | -261360.8482 | 0 | 0 | 0 | 0 | 0 | 0 | 0
2016-10-08 07:00 | 0 | 0 | 0 | 0 | 0 | 426485.8234 | 0 | 339014 | 0 | 0 | 0 | 0 | 294102.2064 | 0 | 0 | 0 | 0 | 0 | 0 | 0 | 2956786.6114 | 0 | 0 | 0 | 0 | 0 | 0 | 0 | 0 | 0 | 0 | 88743.1518 | 0 | 0 | 0 | 0 | 0 | 0 | 0 | 0 | 0 | -1271.3284 | 0 | 0 | 0 | 0 | 0 | 0 | 0
2016-10-08 08:00 | 0 | 0 | 0 | 0 | 0 | 0 | 0 | 332471 | 0 | 0 | 0 | 0 | 205359.0546 | 0 | 0 | 0 | 0 | 0 | 0 | 0 | 2713058.7632 | 0 | 0 | 0 | 0 | 0 | 0 | 0 | 0 | 0 | 0 | -88743.1518 | 0 | 0 | 0 | 0 | 0 | 0 | 0 | 0 | 0 | -243727.8482 | 0 | 0 | 0 | 0 | 0 | 0 | 0
2016-10-08 09:00 | 0 | 0 | 0 | 0 | 0 | 0 | 0 | 331938 | 0 | 0 | 0 | 0 | 116615.9029 | 0 | 0 | 0 | 0 | 0 | 0 | 0 | 2469863.915 | 0 | 0 | 0 | 0 | 0 | 0 | 0 | 0 | 0 | 0 | -88743.1518 | 0 | 0 | 0 | 0 | 0 | 0 | 0 | 0 | 0 | -243194.8482 | 0 | 0 | 0 | 0 | 0 | 0 | 0
2016-10-08 10:00 | 0 | 0 | 0 | 0 | 0 | 366457.8997 | 0 | 338002 | 0 | 0 | 0 | 0 | 205359.0546 | 0 | 0 | 0 | 0 | 0 | 0 | 0 | 2409576.6629 | 0 | 0 | 0 | 0 | 0 | 0 | 0 | 0 | 0 | 0 | 88743.1518 | 0 | 0 | 0 | 0 | 0 | 0 | 0 | 0 | 0 | -60287.2521 | 0 | 0 | 0 | 0 | 0 | 0 | 0
2016-10-08 11:00 | 0 | 0 | 0 | 0 | 0 | 346521.2714 | 0 | 348329 | 0 | 0 | 0 | 0 | 294102.2064 | 0 | 0 | 0 | 0 | 0 | 0 | 0 | 2319025.7825 | 0 | 0 | 0 | 0 | 0 | 0 | 0 | 0 | 0 | 0 | 88743.1518 | 0 | 0 | 0 | 0 | 0 | 0 | 0 | 0 | 0 | -90550.8804 | 0 | 0 | 0 | 0 | 0 | 0 | 0
2016-10-08 12:00 | 0 | 0 | 0 | 0 | 0 | 0 | 0 | 361100 | 0 | 0 | 0 | 0 | 205359.0546 | 0 | 0 | 0 | 0 | 0 | 0 | 0 | 2046668.9343 | 0 | 0 | 0 | 0 | 0 | 0 | 0 | 0 | 0 | 0 | -88743.1518 | 0 | 0 | 0 | 0 | 0 | 0 | 0 | 0 | 0 | -272356.8482 | 0 | 0 | 0 | 0 | 0 | 0 | 0
2016-10-08 13:00 | 0 | 0 | 0 | 0 | 0 | 235840.272 | 12023.9805 | 379211 | 0 | 0 | 0 | 0 | 116615.9029 | 0 | 0 | 0 | 0 | 0 | 0 | 0 | 2004065.3387 | 0 | 0 | 0 | 0 | 0 | 0 | 0 | 0 | 0 | 0 | -88743.1518 | 0 | 0 | 0 | 0 | 0 | 0 | 0 | 0 | 0 | -42603.5957 | 0 | 0 | 0 | 0 | 0 | 0 | 0
2016-10-08 14:00 | 0 | 0 | 0 | 0 | 0 | 105764.994 | 239758.5896 | 394483 | 0 | 0 | 0 | 0 | 205359.0546 | 0 | 0 | 0 | 0 | 0 | 0 | 0 | 1866362.7704 | 0 | 0 | 0 | 0 | 0 | 0 | 0 | 0 | 0 | 0 | 88743.1518 | 0 | 0 | 0 | 0 | 0 | 0 | 0 | 0 | 0 | -137702.5682 | 0 | 0 | 0 | 0 | 0 | 0 | 0
2016-10-08 15:00 | 0 | 0 | 0 | 0 | 0 | 0 | 528156.1002 | 406622 | 0 | 0 | 0 | 0 | 116615.9029 | 0 | 0 | 0 | 0 | 0 | 0 | 0 | 2076640.0224 | 0 | 0 | 0 | 0 | 0 | 0 | 0 | 0 | 0 | 0 | -88743.1518 | 0 | 0 | 0 | 0 | 0 | 0 | 0 | 0 | 0 | 210277.252 | 0 | 0 | 0 | 0 | 0 | 0 | 0
2016-10-08 16:00 | 0 | 0 | 0 | 0 | 0 | 0 | 629156.6999 | 415739 | 0 | 0 | 0 | 0 | 144906.5957 | 0 | 0 | 0 | 0 | 0 | 0 | 0 | 2261767.0295 | 0 | 0 | 0 | 0 | 0 | 0 | 0 | 0 | 0 | 0 | 28290.6928 | 0 | 0 | 0 | 0 | 0 | 0 | 0 | 0 | 0 | 185127.007 | 0 | 0 | 0 | 0 | 0 | 0 | 0
2016-10-08 17:00 | 0 | 0 | 0 | 0 | 0 | 0 | 636284.5564 | 421708 | 0 | 0 | 0 | 0 | 80502.2696 | 0 | 0 | 0 | 0 | 0 | 0 | 0 | 2540747.9119 | 0 | 0 | 0 | 0 | 0 | 0 | 0 | 0 | 0 | 0 | -64404.326 | 0 | 0 | 0 | 0 | 0 | 0 | 0 | 0 | 0 | 278980.8824 | 0 | 0 | 0 | 0 | 0 | 0 | 0
2016-10-08 18:00 | 0 | 0 | 0 | 0 | 0 | 123577.1464 | 618176.3693 | 426659 | 0 | 0 | 0 | 0 | 116615.9029 | 0 | 0 | 0 | 0 | 0 | 0 | 0 | 2819728.7943 | 0 | 0 | 0 | 0 | 0 | 0 | 0 | 0 | 0 | 0 | 36113.6332 | 0 | 0 | 0 | 0 | 0 | 0 | 0 | 0 | 0 | 278980.8824 | 0 | 0 | 0 | 0 | 0 | 0 | 0
2016-10-08 19:00 | 0 | 0 | 0 | 0 | 0 | 0 | 598724.878 | 431968 | 0 | 0 | 0 | 0 | 205359.0546 | 0 | 0 | 0 | 0 | 0 | 0 | 0 | 2897742.5205 | 0 | 0 | 0 | 0 | 0 | 0 | 0 | 0 | 0 | 0 | 88743.1518 | 0 | 0 | 0 | 0 | 0 | 0 | 0 | 0 | 0 | 78013.7262 | 0 | 0 | 0 | 0 | 0 | 0 | 0
2016-10-08 20:00 | 0 | 0 | 0 | 0 | 0 | 0 | 584492.9138 | 436274 | 0 | 0 | 0 | 0 | 294102.2064 | 0 | 0 | 0 | 0 | 0 | 0 | 0 | 2957218.2826 | 0 | 0 | 0 | 0 | 0 | 0 | 0 | 0 | 0 | 0 | 88743.1518 | 0 | 0 | 0 | 0 | 0 | 0 | 0 | 0 | 0 | 59475.762 | 0 | 0 | 0 | 0 | 0 | 0 | 0
2016-10-08 21:00 | 0 | 0 | 0 | 0 | 0 | 0 | 556046.6025 | 439383 | 0 | 0 | 0 | 0 | 382845.3582 | 0 | 0 | 0 | 0 | 0 | 0 | 0 | 2985138.7332 | 0 | 0 | 0 | 0 | 0 | 0 | 0 | 0 | 0 | 0 | 88743.1518 | 0 | 0 | 0 | 0 | 0 | 0 | 0 | 0 | 0 | 27920.4507 | 0 | 0 | 0 | 0 | 0 | 0 | 0
2016-10-08 22:00 | 0 | 0 | 0 | 0 | 0 | 0 | 514474.885 | 439069 | 0 | 0 | 0 | 0 | 294102.2064 | 0 | 0 | 0 | 0 | 0 | 0 | 0 | 3149287.77 | 0 | 0 | 0 | 0 | 0 | 0 | 0 | 0 | 0 | 0 | -88743.1518 | 0 | 0 | 0 | 0 | 0 | 0 | 0 | 0 | 0 | 164149.0368 | 0 | 0 | 0 | 0 | 0 | 0 | 0
2016-10-08 23:00 | 0 | 0 | 0 | 0 | 0 | 0 | 403144.0201 | 435365 | 0 | 0 | 0 | 0 | 205359.0546 | 0 | 0 | 0 | 0 | 0 | 0 | 0 | 3205809.9419 | 0 | 0 | 0 | 0 | 0 | 0 | 0 | 0 | 0 | 0 | -88743.1518 | 0 | 0 | 0 | 0 | 0 | 0 | 0 | 0 | 0 | 56522.1719 | 0 | 0 | 0 | 0 | 0 | 0 | 0
2016-10-09 | 0 | 0 | 0 | 0 | 0 | 0 | 173567.8942 | 432182 | 0 | 0 | 0 | 0 | 205359.0546 | 0 | 0 | 0 | 0 | 0 | 0 | 0 | 2947195.8361 | 0 | 0 | 0 | 0 | 0 | 0 | 0 | 0 | 0 | 0 | 0 | 0 | 0 | 0 | 0 | 0 | 0 | 0 | 0 | 0 | -258614.1058 | 0 | 0 | 0 | 0 | 0 | 0 | 0
2016-10-09 01:00 | 0 | 0 | 0 | 0 | 0 | 453480.1998 | 2060.2229 | 422059 | 0 | 0 | 0 | 0 | 294102.2064 | 0 | 0 | 0 | 0 | 0 | 0 | 0 | 2891934.107 | 0 | 0 | 0 | 0 | 0 | 0 | 0 | 0 | 0 | 0 | 88743.1518 | 0 | 0 | 0 | 0 | 0 | 0 | 0 | 0 | 0 | -55261.7291 | 0 | 0 | 0 | 0 | 0 | 0 | 0
2016-10-09 02:00 | 0 | 0 | 0 | 0 | 0 | 212014.2694 | 0 | 402252 | 0 | 0 | 0 | 0 | 382845.3582 | 0 | 0 | 0 | 0 | 0 | 0 | 0 | 2612953.2245 | 0 | 0 | 0 | 0 | 0 | 0 | 0 | 0 | 0 | 0 | 88743.1518 | 0 | 0 | 0 | 0 | 0 | 0 | 0 | 0 | 0 | -278980.8824 | 0 | 0 | 0 | 0 | 0 | 0 | 0
2016-10-09 03:00 | 0 | 0 | 0 | 0 | 0 | 12345.9658 | 0 | 380070 | 0 | 0 | 0 | 0 | 294102.2064 | 0 | 0 | 0 | 0 | 0 | 0 | 0 | 2333972.3421 | 0 | 0 | 0 | 0 | 0 | 0 | 0 | 0 | 0 | 0 | -88743.1518 | 0 | 0 | 0 | 0 | 0 | 0 | 0 | 0 | 0 | -278980.8824 | 0 | 0 | 0 | 0 | 0 | 0 | 0
2016-10-09 04:00 | 0 | 0 | 0 | 0 | 0 | 172177.2694 | 0 | 362415 | 0 | 0 | 0 | 0 | 382845.3582 | 0 | 0 | 0 | 0 | 0 | 0 | 0 | 2054991.4596 | 0 | 0 | 0 | 0 | 0 | 0 | 0 | 0 | 0 | 0 | 88743.1518 | 0 | 0 | 0 | 0 | 0 | 0 | 0 | 0 | 0 | -278980.8824 | 0 | 0 | 0 | 0 | 0 | 0 | 0
2016-10-09 05:00 | 0 | 0 | 0 | 0 | 0 | 459269.0466 | 0 | 344211 | 0 | 0 | 0 | 0 | 294102.2064 | 0 | 0 | 0 | 0 | 0 | 0 | 0 | 2258792.658 | 0 | 0 | 0 | 0 | 0 | 0 | 0 | 0 | 0 | 0 | -88743.1518 | 0 | 0 | 0 | 0 | 0 | 0 | 0 | 0 | 0 | 203801.1984 | 0 | 0 | 0 | 0 | 0 | 0 | 0
2016-10-09 06:00 | 0 | 0 | 0 | 0 | 0 | 0 | 0 | 329703 | 0 | 0 | 0 | 0 | 205359.0546 | 0 | 0 | 0 | 0 | 0 | 0 | 0 | 2017832.8098 | 0 | 0 | 0 | 0 | 0 | 0 | 0 | 0 | 0 | 0 | -88743.1518 | 0 | 0 | 0 | 0 | 0 | 0 | 0 | 0 | 0 | -240959.8482 | 0 | 0 | 0 | 0 | 0 | 0 | 0
2016-10-09 07:00 | 0 | 0 | 0 | 0 | 0 | 462035.9943 | 0 | 320457 | 0 | 0 | 0 | 0 | 294102.2064 | 0 | 0 | 0 | 0 | 0 | 0 | 0 | 2070668.6524 | 0 | 0 | 0 | 0 | 0 | 0 | 0 | 0 | 0 | 0 | 88743.1518 | 0 | 0 | 0 | 0 | 0 | 0 | 0 | 0 | 0 | 52835.8425 | 0 | 0 | 0 | 0 | 0 | 0 | 0
2016-10-09 08:00 | 0 | 0 | 0 | 0 | 0 | 453984.683 | 0 | 314804 | 0 | 0 | 0 | 0 | 382845.3582 | 0 | 0 | 0 | 0 | 0 | 0 | 0 | 2121106.1836 | 0 | 0 | 0 | 0 | 0 | 0 | 0 | 0 | 0 | 0 | 88743.1518 | 0 | 0 | 0 | 0 | 0 | 0 | 0 | 0 | 0 | 50437.5312 | 0 | 0 | 0 | 0 | 0 | 0 | 0
2016-10-09 09:00 | 0 | 0 | 0 | 0 | 0 | 0 | 0 | 313504 | 0 | 0 | 0 | 0 | 294102.2064 | 0 | 0 | 0 | 0 | 0 | 0 | 0 | 1896345.3354 | 0 | 0 | 0 | 0 | 0 | 0 | 0 | 0 | 0 | 0 | -88743.1518 | 0 | 0 | 0 | 0 | 0 | 0 | 0 | 0 | 0 | -224760.8482 | 0 | 0 | 0 | 0 | 0 | 0 | 0
2016-10-09 10:00 | 0 | 0 | 0 | 0 | 0 | 0 | 0 | 316333 | 0 | 0 | 0 | 0 | 205359.0546 | 0 | 0 | 0 | 0 | 0 | 0 | 0 | 1668755.4871 | 0 | 0 | 0 | 0 | 0 | 0 | 0 | 0 | 0 | 0 | -88743.1518 | 0 | 0 | 0 | 0 | 0 | 0 | 0 | 0 | 0 | -227589.8482 | 0 | 0 | 0 | 0 | 0 | 0 | 0
2016-10-09 11:00 | 0 | 0 | 0 | 0 | 0 | 423337.5902 | 0 | 323004 | 0 | 0 | 0 | 0 | 294102.2064 | 0 | 0 | 0 | 0 | 0 | 0 | 0 | 1680345.9256 | 0 | 0 | 0 | 0 | 0 | 0 | 0 | 0 | 0 | 0 | 88743.1518 | 0 | 0 | 0 | 0 | 0 | 0 | 0 | 0 | 0 | 11590.4384 | 0 | 0 | 0 | 0 | 0 | 0 | 0
2016-10-09 12:00 | 0 | 0 | 0 | 0 | 0 | 0 | 0 | 334487 | 0 | 0 | 0 | 0 | 205359.0546 | 0 | 0 | 0 | 0 | 0 | 0 | 0 | 1434602.0774 | 0 | 0 | 0 | 0 | 0 | 0 | 0 | 0 | 0 | 0 | -88743.1518 | 0 | 0 | 0 | 0 | 0 | 0 | 0 | 0 | 0 | -245743.8482 | 0 | 0 | 0 | 0 | 0 | 0 | 0
2016-10-09 13:00 | 0 | 0 | 0 | 0 | 0 | 359928.5473 | 10045.0454 | 350536 | 0 | 0 | 0 | 0 | 294102.2064 | 0 | 0 | 0 | 0 | 0 | 0 | 0 | 1365296.5183 | 0 | 0 | 0 | 0 | 0 | 0 | 0 | 0 | 0 | 0 | 88743.1518 | 0 | 0 | 0 | 0 | 0 | 0 | 0 | 0 | 0 | -69305.5591 | 0 | 0 | 0 | 0 | 0 | 0 | 0
2016-10-09 14:00 | 0 | 0 | 0 | 0 | 0 | 0 | 254924.4672 | 363656 | 0 | 0 | 0 | 0 | 382845.3582 | 0 | 0 | 0 | 0 | 0 | 0 | 0 | 1167821.8337 | 0 | 0 | 0 | 0 | 0 | 0 | 0 | 0 | 0 | 0 | 88743.1518 | 0 | 0 | 0 | 0 | 0 | 0 | 0 | 0 | 0 | -197474.6846 | 0 | 0 | 0 | 0 | 0 | 0 | 0
2016-10-09 15:00 | 0 | 0 | 0 | 0 | 0 | 28299.589 | 589616.5679 | 374100 | 0 | 0 | 0 | 0 | 347680.6327 | 0 | 0 | 0 | 0 | 0 | 0 | 0 | 1446802.7161 | 0 | 0 | 0 | 0 | 0 | 0 | 0 | 0 | 0 | 0 | -35164.7256 | 0 | 0 | 0 | 0 | 0 | 0 | 0 | 0 | 0 | 278980.8824 | 0 | 0 | 0 | 0 | 0 | 0 | 0
2016-10-09 16:00 | 0 | 0 | 0 | 0 | 0 | 0 | 687571.3616 | 383930 | 0 | 0 | 0 | 0 | 372341.1118 | 0 | 0 | 0 | 0 | 0 | 0 | 0 | 1725783.5986 | 0 | 0 | 0 | 0 | 0 | 0 | 0 | 0 | 0 | 0 | 24660.4792 | 0 | 0 | 0 | 0 | 0 | 0 | 0 | 0 | 0 | 278980.8824 | 0 | 0 | 0 | 0 | 0 | 0 | 0
2016-10-09 17:00 | 0 | 0 | 0 | 0 | 0 | 0 | 682384.1288 | 392899 | 0 | 0 | 0 | 0 | 382845.3582 | 0 | 0 | 0 | 0 | 0 | 0 | 0 | 2004764.481 | 0 | 0 | 0 | 0 | 0 | 0 | 0 | 0 | 0 | 0 | 10504.2464 | 0 | 0 | 0 | 0 | 0 | 0 | 0 | 0 | 0 | 278980.8824 | 0 | 0 | 0 | 0 | 0 | 0 | 0
2016-10-09 18:00 | 0 | 0 | 0 | 0 | 0 | 0 | 659239.2863 | 400269 | 0 | 0 | 0 | 0 | 362834.7621 | 0 | 0 | 0 | 0 | 0 | 0 | 0 | 2283745.3635 | 0 | 0 | 0 | 0 | 0 | 0 | 0 | 0 | 0 | 0 | -20010.5961 | 0 | 0 | 0 | 0 | 0 | 0 | 0 | 0 | 0 | 278980.8824 | 0 | 0 | 0 | 0 | 0 | 0 | 0
2016-10-09 19:00 | 0 | 0 | 0 | 0 | 0 | 0 | 637598.7528 | 408188 | 0 | 0 | 0 | 0 | 382845.3582 | 0 | 0 | 0 | 0 | 0 | 0 | 0 | 2493145.5201 | 0 | 0 | 0 | 0 | 0 | 0 | 0 | 0 | 0 | 0 | 20010.5961 | 0 | 0 | 0 | 0 | 0 | 0 | 0 | 0 | 0 | 209400.1566 | 0 | 0 | 0 | 0 | 0 | 0 | 0
2016-10-09 20:00 | 0 | 0 | 0 | 0 | 0 | 0 | 623927.3247 | 416624 | 0 | 0 | 0 | 0 | 382845.3582 | 0 | 0 | 0 | 0 | 0 | 0 | 0 | 2700448.8448 | 0 | 0 | 0 | 0 | 0 | 0 | 0 | 0 | 0 | 0 | 0 | 0 | 0 | 0 | 0 | 0 | 0 | 0 | 0 | 0 | 207303.3247 | 0 | 0 | 0 | 0 | 0 | 0 | 0
2016-10-09 21:00 | 0 | 0 | 0 | 0 | 0 | 0 | 609251.8647 | 423858 | 0 | 0 | 0 | 0 | 294102.2064 | 0 | 0 | 0 | 0 | 0 | 0 | 0 | 2974585.8613 | 0 | 0 | 0 | 0 | 0 | 0 | 0 | 0 | 0 | 0 | -88743.1518 | 0 | 0 | 0 | 0 | 0 | 0 | 0 | 0 | 0 | 274137.0165 | 0 | 0 | 0 | 0 | 0 | 0 | 0
2016-10-09 22:00 | 0 | 0 | 0 | 0 | 0 | 0 | 582342.8106 | 427184 | 0 | 0 | 0 | 0 | 382845.3582 | 0 | 0 | 0 | 0 | 0 | 0 | 0 | 3041001.5202 | 0 | 0 | 0 | 0 | 0 | 0 | 0 | 0 | 0 | 0 | 88743.1518 | 0 | 0 | 0 | 0 | 0 | 0 | 0 | 0 | 0 | 66415.6588 | 0 | 0 | 0 | 0 | 0 | 0 | 0
2016-10-09 23:00 | 0 | 0 | 0 | 0 | 0 | 0 | 476580.8823 | 433837 | 0 | 0 | 0 | 0 | 365859.5407 | 0 | 0 | 0 | 0 | 0 | 0 | 0 | 3100731.22 | 0 | 0 | 0 | 0 | 0 | 0 | 0 | 0 | 0 | 0 | -16985.8175 | 0 | 0 | 0 | 0 | 0 | 0 | 0 | 0 | 0 | 59729.6999 | 0 | 0 | 0 | 0 | 0 | 0 | 0
2016-10-10 | 0 | 0 | 0 | 0 | 0 | 0 | 193369.126 | 435426 | 0 | 0 | 0 | 0 | 277116.3889 | 0 | 0 | 0 | 0 | 0 | 0 | 0 | 2947417.4978 | 0 | 0 | 0 | 0 | 0 | 0 | 0 | 0 | 0 | 0 | -88743.1518 | 0 | 0 | 0 | 0 | 0 | 0 | 0 | 0 | 0 | -153313.7222 | 0 | 0 | 0 | 0 | 0 | 0 | 0
2016-10-10 01:00 | 0 | 0 | 0 | 0 | 0 | 686885.3127 | 989.6363 | 419781 | 0 | 0 | 0 | 0 | 266229.4554 | 0 | 0 | 0 | 0 | 0 | 0 | 0 | 3226398.3803 | 0 | 0 | 0 | 0 | 0 | 0 | 0 | 0 | 0 | 0 | -10886.9335 | 0 | 0 | 0 | 0 | 0 | 0 | 0 | 0 | 0 | 278980.8824 | 0 | 0 | 0 | 0 | 0 | 0 | 0
2016-10-10 02:00 | 0 | 0 | 0 | 0 | 0 | 591780.7306 | 0 | 401543 | 0 | 0 | 0 | 0 | 177486.3036 | 0 | 0 | 0 | 0 | 0 | 0 | 0 | 3505379.2627 | 0 | 0 | 0 | 0 | 0 | 0 | 0 | 0 | 0 | 0 | -88743.1518 | 0 | 0 | 0 | 0 | 0 | 0 | 0 | 0 | 0 | 278980.8824 | 0 | 0 | 0 | 0 | 0 | 0 | 0
2016-10-10 03:00 | 0 | 0 | 0 | 0 | 0 | 704023.354 | 0 | 381256 | 0 | 0 | 0 | 0 | 266229.4554 | 0 | 0 | 0 | 0 | 0 | 0 | 0 | 3739403.4649 | 0 | 0 | 0 | 0 | 0 | 0 | 0 | 0 | 0 | 0 | 88743.1518 | 0 | 0 | 0 | 0 | 0 | 0 | 0 | 0 | 0 | 234024.2022 | 0 | 0 | 0 | 0 | 0 | 0 | 0
2016-10-10 04:00 | 0 | 0 | 0 | 0 | 0 | 167951.2694 | 0 | 358189 | 0 | 0 | 0 | 0 | 354972.6072 | 0 | 0 | 0 | 0 | 0 | 0 | 0 | 3460422.5825 | 0 | 0 | 0 | 0 | 0 | 0 | 0 | 0 | 0 | 0 | 88743.1518 | 0 | 0 | 0 | 0 | 0 | 0 | 0 | 0 | 0 | -278980.8824 | 0 | 0 | 0 | 0 | 0 | 0 | 0
2016-10-10 05:00 | 0 | 0 | 0 | 0 | 0 | 0 | 0 | 340263 | 0 | 0 | 0 | 0 | 266229.4554 | 0 | 0 | 0 | 0 | 0 | 0 | 0 | 3208902.7342 | 0 | 0 | 0 | 0 | 0 | 0 | 0 | 0 | 0 | 0 | -88743.1518 | 0 | 0 | 0 | 0 | 0 | 0 | 0 | 0 | 0 | -251519.8482 | 0 | 0 | 0 | 0 | 0 | 0 | 0
2016-10-10 06:00 | 0 | 0 | 0 | 0 | 0 | 137639.2694 | 0 | 327877 | 0 | 0 | 0 | 0 | 354972.6072 | 0 | 0 | 0 | 0 | 0 | 0 | 0 | 2929921.8518 | 0 | 0 | 0 | 0 | 0 | 0 | 0 | 0 | 0 | 0 | 88743.1518 | 0 | 0 | 0 | 0 | 0 | 0 | 0 | 0 | 0 | -278980.8824 | 0 | 0 | 0 | 0 | 0 | 0 | 0
2016-10-10 07:00 | 0 | 0 | 0 | 0 | 0 | 511158.7306 | 0 | 320921 | 0 | 0 | 0 | 0 | 266229.4554 | 0 | 0 | 0 | 0 | 0 | 0 | 0 | 3208902.7342 | 0 | 0 | 0 | 0 | 0 | 0 | 0 | 0 | 0 | 0 | -88743.1518 | 0 | 0 | 0 | 0 | 0 | 0 | 0 | 0 | 0 | 278980.8824 | 0 | 0 | 0 | 0 | 0 | 0 | 0
2016-10-10 08:00 | 0 | 0 | 0 | 0 | 0 | 0 | 0 | 320475 | 0 | 0 | 0 | 0 | 177486.3036 | 0 | 0 | 0 | 0 | 0 | 0 | 0 | 2977170.886 | 0 | 0 | 0 | 0 | 0 | 0 | 0 | 0 | 0 | 0 | -88743.1518 | 0 | 0 | 0 | 0 | 0 | 0 | 0 | 0 | 0 | -231731.8482 | 0 | 0 | 0 | 0 | 0 | 0 | 0
2016-10-10 09:00 | 0 | 0 | 0 | 0 | 0 | 578257.9728 | 0 | 328559 | 0 | 0 | 0 | 0 | 266229.4554 | 0 | 0 | 0 | 0 | 0 | 0 | 0 | 3138126.7071 | 0 | 0 | 0 | 0 | 0 | 0 | 0 | 0 | 0 | 0 | 88743.1518 | 0 | 0 | 0 | 0 | 0 | 0 | 0 | 0 | 0 | 160955.821 | 0 | 0 | 0 | 0 | 0 | 0 | 0
2016-10-10 10:00 | 0 | 0 | 0 | 0 | 0 | 0 | 0 | 350200 | 0 | 0 | 0 | 0 | 177486.3036 | 0 | 0 | 0 | 0 | 0 | 0 | 0 | 2876669.8589 | 0 | 0 | 0 | 0 | 0 | 0 | 0 | 0 | 0 | 0 | -88743.1518 | 0 | 0 | 0 | 0 | 0 | 0 | 0 | 0 | 0 | -261456.8482 | 0 | 0 | 0 | 0 | 0 | 0 | 0
2016-10-10 11:00 | 0 | 0 | 0 | 0 | 0 | 7005.9658 | 0 | 374730 | 0 | 0 | 0 | 0 | 88743.1518 | 0 | 0 | 0 | 0 | 0 | 0 | 0 | 2597688.9764 | 0 | 0 | 0 | 0 | 0 | 0 | 0 | 0 | 0 | 0 | -88743.1518 | 0 | 0 | 0 | 0 | 0 | 0 | 0 | 0 | 0 | -278980.8824 | 0 | 0 | 0 | 0 | 0 | 0 | 0
2016-10-10 12:00 | 0 | 0 | 0 | 0 | 0 | 22343.9658 | 0 | 390068 | 0 | 0 | 0 | 0 | 0 | 0 | 0 | 0 | 0 | 0 | 0 | 0 | 2318708.094 | 0 | 0 | 0 | 0 | 0 | 0 | 0 | 0 | 0 | 0 | -88743.1518 | 0 | 0 | 0 | 0 | 0 | 0 | 0 | 0 | 0 | -278980.8824 | 0 | 0 | 0 | 0 | 0 | 0 | 0
2016-10-10 13:00 | 0 | 0 | 0 | 0 | 0 | 428118.4974 | 24324.4049 | 403659 | 0 | 0 | 0 | 0 | 0 | 0 | 0 | 0 | 0 | 0 | 0 | 0 | 2367491.9963 | 0 | 0 | 0 | 0 | 0 | 0 | 0 | 0 | 0 | 0 | 0 | 0 | 0 | 0 | 0 | 0 | 0 | 0 | 0 | 0 | 48783.9023 | 0 | 0 | 0 | 0 | 0 | 0 | 0
2016-10-10 14:00 | 0 | 0 | 0 | 0 | 0 | 0 | 367715.7707 | 414344 | 0 | 0 | 0 | 0 | 88743.1518 | 0 | 0 | 0 | 0 | 0 | 0 | 0 | 2232120.6152 | 0 | 0 | 0 | 0 | 0 | 0 | 0 | 0 | 0 | 0 | 88743.1518 | 0 | 0 | 0 | 0 | 0 | 0 | 0 | 0 | 0 | -135371.3811 | 0 | 0 | 0 | 0 | 0 | 0 | 0
2016-10-10 15:00 | 0 | 0 | 0 | 0 | 0 | 0 | 646264.2627 | 422674 | 0 | 0 | 0 | 0 | 177486.3036 | 0 | 0 | 0 | 0 | 0 | 0 | 0 | 2366967.7261 | 0 | 0 | 0 | 0 | 0 | 0 | 0 | 0 | 0 | 0 | 88743.1518 | 0 | 0 | 0 | 0 | 0 | 0 | 0 | 0 | 0 | 134847.1109 | 0 | 0 | 0 | 0 | 0 | 0 | 0
2016-10-10 16:00 | 0 | 0 | 0 | 0 | 0 | 0 | 719597.0878 | 429540 | 0 | 0 | 0 | 0 | 233432.23 | 0 | 0 | 0 | 0 | 0 | 0 | 0 | 2601078.8875 | 0 | 0 | 0 | 0 | 0 | 0 | 0 | 0 | 0 | 0 | 55945.9264 | 0 | 0 | 0 | 0 | 0 | 0 | 0 | 0 | 0 | 234111.1614 | 0 | 0 | 0 | 0 | 0 | 0 | 0
2016-10-10 17:00 | 0 | 0 | 0 | 0 | 0 | 92013.0616 | 712231.9727 | 436521 | 0 | 0 | 0 | 0 | 322175.3818 | 0 | 0 | 0 | 0 | 0 | 0 | 0 | 2880059.7699 | 0 | 0 | 0 | 0 | 0 | 0 | 0 | 0 | 0 | 0 | 88743.1518 | 0 | 0 | 0 | 0 | 0 | 0 | 0 | 0 | 0 | 278980.8824 | 0 | 0 | 0 | 0 | 0 | 0 | 0
2016-10-10 18:00 | 0 | 0 | 0 | 0 | 0 | 0 | 694161.7071 | 443254 | 0 | 0 | 0 | 0 | 294102.2064 | 0 | 0 | 0 | 0 | 0 | 0 | 0 | 3159040.6524 | 0 | 0 | 0 | 0 | 0 | 0 | 0 | 0 | 0 | 0 | -28073.1754 | 0 | 0 | 0 | 0 | 0 | 0 | 0 | 0 | 0 | 278980.8824 | 0 | 0 | 0 | 0 | 0 | 0 | 0
2016-10-10 19:00 | 0 | 0 | 0 | 0 | 0 | 136841.3026 | 680506.7317 | 449624 | 0 | 0 | 0 | 0 | 382845.3582 | 0 | 0 | 0 | 0 | 0 | 0 | 0 | 3438021.5348 | 0 | 0 | 0 | 0 | 0 | 0 | 0 | 0 | 0 | 0 | 88743.1518 | 0 | 0 | 0 | 0 | 0 | 0 | 0 | 0 | 0 | 278980.8824 | 0 | 0 | 0 | 0 | 0 | 0 | 0
2016-10-10 20:00 | 0 | 0 | 0 | 0 | 0 | 22656.4827 | 682360.9184 | 456276 | 0 | 0 | 0 | 0 | 352605.877 | 0 | 0 | 0 | 0 | 0 | 0 | 0 | 3717002.4173 | 0 | 0 | 0 | 0 | 0 | 0 | 0 | 0 | 0 | 0 | -30239.4813 | 0 | 0 | 0 | 0 | 0 | 0 | 0 | 0 | 0 | 278980.8824 | 0 | 0 | 0 | 0 | 0 | 0 | 0
2016-10-10 21:00 | 0 | 0 | 0 | 0 | 0 | 0 | 681818.2119 | 461341 | 0 | 0 | 0 | 0 | 294102.2064 | 0 | 0 | 0 | 0 | 0 | 0 | 0 | 3995983.2997 | 0 | 0 | 0 | 0 | 0 | 0 | 0 | 0 | 0 | 0 | -58503.6705 | 0 | 0 | 0 | 0 | 0 | 0 | 0 | 0 | 0 | 278980.8824 | 0 | 0 | 0 | 0 | 0 | 0 | 0
2016-10-10 22:00 | 0 | 0 | 0 | 0 | 0 | 0 | 642040.8466 | 463319 | 0 | 0 | 0 | 0 | 382845.3582 | 0 | 0 | 0 | 0 | 0 | 0 | 0 | 4085961.9945 | 0 | 0 | 0 | 0 | 0 | 0 | 0 | 0 | 0 | 0 | 88743.1518 | 0 | 0 | 0 | 0 | 0 | 0 | 0 | 0 | 0 | 89978.6948 | 0 | 0 | 0 | 0 | 0 | 0 | 0
2016-10-10 23:00 | 0 | 0 | 0 | 0 | 0 | 0 | 475577.0254 | 469066 | 0 | 0 | 0 | 0 | 382845.3582 | 0 | 0 | 0 | 0 | 0 | 0 | 0 | 4092473.0199 | 0 | 0 | 0 | 0 | 0 | 0 | 0 | 0 | 0 | 0 | 0 | 0 | 0 | 0 | 0 | 0 | 0 | 0 | 0 | 0 | 6511.0254 | 0 | 0 | 0 | 0 | 0 | 0 | 0
2016-10-11 | 0 | 0 | 0 | 0 | 0 | 606667.2041 | 134608.7476 | 465861 | 0 | 0 | 0 | 0 | 382845.3582 | 0 | 0 | 0 | 0 | 0 | 0 | 0 | 4367887.9716 | 0 | 0 | 0 | 0 | 0 | 0 | 0 | 0 | 0 | 0 | 0 | 0 | 0 | 0 | 0 | 0 | 0 | 0 | 0 | 0 | 275414.9517 | 0 | 0 | 0 | 0 | 0 | 0 | 0
2016-10-11 01:00 | 0 | 0 | 0 | 0 | 0 | 82354.6882 | 658.2776 | 450737 | 0 | 0 | 0 | 0 | 294102.2064 | 0 | 0 | 0 | 0 | 0 | 0 | 0 | 4088907.0891 | 0 | 0 | 0 | 0 | 0 | 0 | 0 | 0 | 0 | 0 | -88743.1518 | 0 | 0 | 0 | 0 | 0 | 0 | 0 | 0 | 0 | -278980.8824 | 0 | 0 | 0 | 0 | 0 | 0 | 0
2016-10-11 02:00 | 0 | 0 | 0 | 0 | 0 | 237874.2694 | 0 | 428112 | 0 | 0 | 0 | 0 | 382845.3582 | 0 | 0 | 0 | 0 | 0 | 0 | 0 | 3809926.2067 | 0 | 0 | 0 | 0 | 0 | 0 | 0 | 0 | 0 | 0 | 88743.1518 | 0 | 0 | 0 | 0 | 0 | 0 | 0 | 0 | 0 | -278980.8824 | 0 | 0 | 0 | 0 | 0 | 0 | 0
2016-10-11 03:00 | 0 | 0 | 0 | 0 | 0 | 679649.8824 | 0 | 400669 | 0 | 0 | 0 | 0 | 382845.3582 | 0 | 0 | 0 | 0 | 0 | 0 | 0 | 4088907.0891 | 0 | 0 | 0 | 0 | 0 | 0 | 0 | 0 | 0 | 0 | 0 | 0 | 0 | 0 | 0 | 0 | 0 | 0 | 0 | 0 | 278980.8824 | 0 | 0 | 0 | 0 | 0 | 0 | 0
2016-10-11 04:00 | 0 | 0 | 0 | 0 | 0 | 7527.9658 | 0 | 375252 | 0 | 0 | 0 | 0 | 294102.2064 | 0 | 0 | 0 | 0 | 0 | 0 | 0 | 3809926.2067 | 0 | 0 | 0 | 0 | 0 | 0 | 0 | 0 | 0 | 0 | -88743.1518 | 0 | 0 | 0 | 0 | 0 | 0 | 0 | 0 | 0 | -278980.8824 | 0 | 0 | 0 | 0 | 0 | 0 | 0
2016-10-11 05:00 | 0 | 0 | 0 | 0 | 0 | 166792.2694 | 0 | 357030 | 0 | 0 | 0 | 0 | 382845.3582 | 0 | 0 | 0 | 0 | 0 | 0 | 0 | 3530945.3242 | 0 | 0 | 0 | 0 | 0 | 0 | 0 | 0 | 0 | 0 | 88743.1518 | 0 | 0 | 0 | 0 | 0 | 0 | 0 | 0 | 0 | -278980.8824 | 0 | 0 | 0 | 0 | 0 | 0 | 0
2016-10-11 06:00 | 0 | 0 | 0 | 0 | 0 | 533821.7306 | 0 | 343584 | 0 | 0 | 0 | 0 | 294102.2064 | 0 | 0 | 0 | 0 | 0 | 0 | 0 | 3809926.2067 | 0 | 0 | 0 | 0 | 0 | 0 | 0 | 0 | 0 | 0 | -88743.1518 | 0 | 0 | 0 | 0 | 0 | 0 | 0 | 0 | 0 | 278980.8824 | 0 | 0 | 0 | 0 | 0 | 0 | 0
2016-10-11 07:00 | 0 | 0 | 0 | 0 | 0 | 0 | 0 | 336113 | 0 | 0 | 0 | 0 | 205359.0546 | 0 | 0 | 0 | 0 | 0 | 0 | 0 | 3562556.3585 | 0 | 0 | 0 | 0 | 0 | 0 | 0 | 0 | 0 | 0 | -88743.1518 | 0 | 0 | 0 | 0 | 0 | 0 | 0 | 0 | 0 | -247369.8482 | 0 | 0 | 0 | 0 | 0 | 0 | 0
2016-10-11 08:00 | 0 | 0 | 0 | 0 | 0 | 144499.2694 | 0 | 334737 | 0 | 0 | 0 | 0 | 294102.2064 | 0 | 0 | 0 | 0 | 0 | 0 | 0 | 3283575.476 | 0 | 0 | 0 | 0 | 0 | 0 | 0 | 0 | 0 | 0 | 88743.1518 | 0 | 0 | 0 | 0 | 0 | 0 | 0 | 0 | 0 | -278980.8824 | 0 | 0 | 0 | 0 | 0 | 0 | 0
2016-10-11 09:00 | 0 | 0 | 0 | 0 | 0 | 0 | 0 | 343866 | 0 | 0 | 0 | 0 | 229217.0889 | 0 | 0 | 0 | 0 | 0 | 0 | 0 | 3004594.5936 | 0 | 0 | 0 | 0 | 0 | 0 | 0 | 0 | 0 | 0 | -64885.1176 | 0 | 0 | 0 | 0 | 0 | 0 | 0 | 0 | 0 | -278980.8824 | 0 | 0 | 0 | 0 | 0 | 0 | 0
2016-10-11 10:00 | 0 | 0 | 0 | 0 | 0 | 2189.9658 | 0 | 369914 | 0 | 0 | 0 | 0 | 140473.9371 | 0 | 0 | 0 | 0 | 0 | 0 | 0 | 2725613.7112 | 0 | 0 | 0 | 0 | 0 | 0 | 0 | 0 | 0 | 0 | -88743.1518 | 0 | 0 | 0 | 0 | 0 | 0 | 0 | 0 | 0 | -278980.8824 | 0 | 0 | 0 | 0 | 0 | 0 | 0
2016-10-11 11:00 | 0 | 0 | 0 | 0 | 0 | 205731.2694 | 0 | 395969 | 0 | 0 | 0 | 0 | 229217.0889 | 0 | 0 | 0 | 0 | 0 | 0 | 0 | 2446632.8287 | 0 | 0 | 0 | 0 | 0 | 0 | 0 | 0 | 0 | 0 | 88743.1518 | 0 | 0 | 0 | 0 | 0 | 0 | 0 | 0 | 0 | -278980.8824 | 0 | 0 | 0 | 0 | 0 | 0 | 0
2016-10-11 12:00 | 0 | 0 | 0 | 0 | 0 | 461699.7113 | 0 | 407918 | 0 | 0 | 0 | 0 | 317960.2407 | 0 | 0 | 0 | 0 | 0 | 0 | 0 | 2411671.3882 | 0 | 0 | 0 | 0 | 0 | 0 | 0 | 0 | 0 | 0 | 88743.1518 | 0 | 0 | 0 | 0 | 0 | 0 | 0 | 0 | 0 | -34961.4405 | 0 | 0 | 0 | 0 | 0 | 0 | 0
2016-10-11 13:00 | 0 | 0 | 0 | 0 | 0 | 33387.9087 | 16094.0571 | 417206 | 0 | 0 | 0 | 0 | 229217.0889 | 0 | 0 | 0 | 0 | 0 | 0 | 0 | 2132690.5057 | 0 | 0 | 0 | 0 | 0 | 0 | 0 | 0 | 0 | 0 | -88743.1518 | 0 | 0 | 0 | 0 | 0 | 0 | 0 | 0 | 0 | -278980.8824 | 0 | 0 | 0 | 0 | 0 | 0 | 0
2016-10-11 14:00 | 0 | 0 | 0 | 0 | 0 | 0 | 315658.0771 | 425449 | 0 | 0 | 0 | 0 | 317960.2407 | 0 | 0 | 0 | 0 | 0 | 0 | 0 | 1934156.4311 | 0 | 0 | 0 | 0 | 0 | 0 | 0 | 0 | 0 | 0 | 88743.1518 | 0 | 0 | 0 | 0 | 0 | 0 | 0 | 0 | 0 | -198534.0746 | 0 | 0 | 0 | 0 | 0 | 0 | 0
2016-10-11 15:00 | 0 | 0 | 0 | 0 | 0 | 4875.5727 | 618009.1579 | 432647 | 0 | 0 | 0 | 0 | 229217.0889 | 0 | 0 | 0 | 0 | 0 | 0 | 0 | 2213137.3135 | 0 | 0 | 0 | 0 | 0 | 0 | 0 | 0 | 0 | 0 | -88743.1518 | 0 | 0 | 0 | 0 | 0 | 0 | 0 | 0 | 0 | 278980.8824 | 0 | 0 | 0 | 0 | 0 | 0 | 0
2016-10-11 16:00 | 0 | 0 | 0 | 0 | 0 | 84669.5912 | 711813.85 | 439652 | 0 | 0 | 0 | 0 | 307067.6476 | 0 | 0 | 0 | 0 | 0 | 0 | 0 | 2492118.196 | 0 | 0 | 0 | 0 | 0 | 0 | 0 | 0 | 0 | 0 | 77850.5587 | 0 | 0 | 0 | 0 | 0 | 0 | 0 | 0 | 0 | 278980.8824 | 0 | 0 | 0 | 0 | 0 | 0 | 0
2016-10-11 17:00 | 0 | 0 | 0 | 0 | 0 | 0 | 712407.4413 | 446392 | 0 | 0 | 0 | 0 | 294102.2064 | 0 | 0 | 0 | 0 | 0 | 0 | 0 | 2771099.0784 | 0 | 0 | 0 | 0 | 0 | 0 | 0 | 0 | 0 | 0 | -12965.4412 | 0 | 0 | 0 | 0 | 0 | 0 | 0 | 0 | 0 | 278980.8824 | 0 | 0 | 0 | 0 | 0 | 0 | 0
2016-10-11 18:00 | 0 | 0 | 0 | 0 | 0 | 0 | 695366.7097 | 453427 | 0 | 0 | 0 | 0 | 382845.3582 | 0 | 0 | 0 | 0 | 0 | 0 | 0 | 2924295.6363 | 0 | 0 | 0 | 0 | 0 | 0 | 0 | 0 | 0 | 0 | 88743.1518 | 0 | 0 | 0 | 0 | 0 | 0 | 0 | 0 | 0 | 153196.5579 | 0 | 0 | 0 | 0 | 0 | 0 | 0
2016-10-11 19:00 | 0 | 0 | 0 | 0 | 0 | 0 | 684599.0714 | 458453 | 0 | 0 | 0 | 0 | 330010.5471 | 0 | 0 | 0 | 0 | 0 | 0 | 0 | 3203276.5188 | 0 | 0 | 0 | 0 | 0 | 0 | 0 | 0 | 0 | 0 | -52834.8111 | 0 | 0 | 0 | 0 | 0 | 0 | 0 | 0 | 0 | 278980.8824 | 0 | 0 | 0 | 0 | 0 | 0 | 0
2016-10-11 20:00 | 0 | 0 | 0 | 0 | 0 | 0 | 691041.9243 | 464133 | 0 | 0 | 0 | 0 | 277938.589 | 0 | 0 | 0 | 0 | 0 | 0 | 0 | 3482257.4012 | 0 | 0 | 0 | 0 | 0 | 0 | 0 | 0 | 0 | 0 | -52071.9581 | 0 | 0 | 0 | 0 | 0 | 0 | 0 | 0 | 0 | 278980.8824 | 0 | 0 | 0 | 0 | 0 | 0 | 0
2016-10-11 21:00 | 0 | 0 | 0 | 0 | 0 | 137884.0042 | 698359.0301 | 468519 | 0 | 0 | 0 | 0 | 366681.7408 | 0 | 0 | 0 | 0 | 0 | 0 | 0 | 3761238.2837 | 0 | 0 | 0 | 0 | 0 | 0 | 0 | 0 | 0 | 0 | 88743.1518 | 0 | 0 | 0 | 0 | 0 | 0 | 0 | 0 | 0 | 278980.8824 | 0 | 0 | 0 | 0 | 0 | 0 | 0
2016-10-11 22:00 | 0 | 0 | 0 | 0 | 0 | 85390.0053 | 679460.4945 | 469706 | 0 | 0 | 0 | 0 | 382845.3582 | 0 | 0 | 0 | 0 | 0 | 0 | 0 | 4040219.1661 | 0 | 0 | 0 | 0 | 0 | 0 | 0 | 0 | 0 | 0 | 16163.6174 | 0 | 0 | 0 | 0 | 0 | 0 | 0 | 0 | 0 | 278980.8824 | 0 | 0 | 0 | 0 | 0 | 0 | 0
2016-10-11 23:00 | 0 | 0 | 0 | 0 | 0 | 0 | 535357.2618 | 474251 | 0 | 0 | 0 | 0 | 294102.2064 | 0 | 0 | 0 | 0 | 0 | 0 | 0 | 4190068.5797 | 0 | 0 | 0 | 0 | 0 | 0 | 0 | 0 | 0 | 0 | -88743.1518 | 0 | 0 | 0 | 0 | 0 | 0 | 0 | 0 | 0 | 149849.4136 | 0 | 0 | 0 | 0 | 0 | 0 | 0
2016-10-12 | 0 | 0 | 0 | 0 | 0 | 72326.8349 | 181798.4002 | 471249 | 0 | 0 | 0 | 0 | 355959.324 | 0 | 0 | 0 | 0 | 0 | 0 | 0 | 3911087.6973 | 0 | 0 | 0 | 0 | 0 | 0 | 0 | 0 | 0 | 0 | 61857.1176 | 0 | 0 | 0 | 0 | 0 | 0 | 0 | 0 | 0 | -278980.8824 | 0 | 0 | 0 | 0 | 0 | 0 | 0
2016-10-12 01:00 | 0 | 0 | 0 | 0 | 0 | 539415.3024 | 537.5038 | 456932 | 0 | 0 | 0 | 0 | 267216.1722 | 0 | 0 | 0 | 0 | 0 | 0 | 0 | 4082851.6553 | 0 | 0 | 0 | 0 | 0 | 0 | 0 | 0 | 0 | 0 | -88743.1518 | 0 | 0 | 0 | 0 | 0 | 0 | 0 | 0 | 0 | 171763.958 | 0 | 0 | 0 | 0 | 0 | 0 | 0
2016-10-12 02:00 | 0 | 0 | 0 | 0 | 0 | 65759.9658 | 0 | 433484 | 0 | 0 | 0 | 0 | 178473.0204 | 0 | 0 | 0 | 0 | 0 | 0 | 0 | 3803870.7728 | 0 | 0 | 0 | 0 | 0 | 0 | 0 | 0 | 0 | 0 | -88743.1518 | 0 | 0 | 0 | 0 | 0 | 0 | 0 | 0 | 0 | -278980.8824 | 0 | 0 | 0 | 0 | 0 | 0 | 0
2016-10-12 03:00 | 0 | 0 | 0 | 0 | 0 | 215805.2694 | 0 | 406043 | 0 | 0 | 0 | 0 | 267216.1722 | 0 | 0 | 0 | 0 | 0 | 0 | 0 | 3524889.8904 | 0 | 0 | 0 | 0 | 0 | 0 | 0 | 0 | 0 | 0 | 88743.1518 | 0 | 0 | 0 | 0 | 0 | 0 | 0 | 0 | 0 | -278980.8824 | 0 | 0 | 0 | 0 | 0 | 0 | 0
2016-10-12 04:00 | 0 | 0 | 0 | 0 | 0 | 190754.2694 | 0 | 380992 | 0 | 0 | 0 | 0 | 355959.324 | 0 | 0 | 0 | 0 | 0 | 0 | 0 | 3245909.0079 | 0 | 0 | 0 | 0 | 0 | 0 | 0 | 0 | 0 | 0 | 88743.1518 | 0 | 0 | 0 | 0 | 0 | 0 | 0 | 0 | 0 | -278980.8824 | 0 | 0 | 0 | 0 | 0 | 0 | 0
2016-10-12 05:00 | 0 | 0 | 0 | 0 | 0 | 0 | 0 | 361760 | 0 | 0 | 0 | 0 | 267216.1722 | 0 | 0 | 0 | 0 | 0 | 0 | 0 | 2972892.1597 | 0 | 0 | 0 | 0 | 0 | 0 | 0 | 0 | 0 | 0 | -88743.1518 | 0 | 0 | 0 | 0 | 0 | 0 | 0 | 0 | 0 | -273016.8482 | 0 | 0 | 0 | 0 | 0 | 0 | 0
2016-10-12 06:00 | 0 | 0 | 0 | 0 | 0 | 158005.2694 | 0 | 348243 | 0 | 0 | 0 | 0 | 355959.324 | 0 | 0 | 0 | 0 | 0 | 0 | 0 | 2693911.2773 | 0 | 0 | 0 | 0 | 0 | 0 | 0 | 0 | 0 | 0 | 88743.1518 | 0 | 0 | 0 | 0 | 0 | 0 | 0 | 0 | 0 | -278980.8824 | 0 | 0 | 0 | 0 | 0 | 0 | 0
2016-10-12 07:00 | 0 | 0 | 0 | 0 | 0 | 0 | 0 | 340838 | 0 | 0 | 0 | 0 | 294102.2064 | 0 | 0 | 0 | 0 | 0 | 0 | 0 | 2414930.3948 | 0 | 0 | 0 | 0 | 0 | 0 | 0 | 0 | 0 | 0 | -61857.1176 | 0 | 0 | 0 | 0 | 0 | 0 | 0 | 0 | 0 | -278980.8824 | 0 | 0 | 0 | 0 | 0 | 0 | 0
2016-10-12 08:00 | 0 | 0 | 0 | 0 | 0 | 526368.994 | 0 | 340028 | 0 | 0 | 0 | 0 | 205359.0546 | 0 | 0 | 0 | 0 | 0 | 0 | 0 | 2690014.5407 | 0 | 0 | 0 | 0 | 0 | 0 | 0 | 0 | 0 | 0 | -88743.1518 | 0 | 0 | 0 | 0 | 0 | 0 | 0 | 0 | 0 | 275084.1458 | 0 | 0 | 0 | 0 | 0 | 0 | 0
2016-10-12 09:00 | 0 | 0 | 0 | 0 | 0 | 158230.2694 | 0 | 348468 | 0 | 0 | 0 | 0 | 294102.2064 | 0 | 0 | 0 | 0 | 0 | 0 | 0 | 2411033.6582 | 0 | 0 | 0 | 0 | 0 | 0 | 0 | 0 | 0 | 0 | 88743.1518 | 0 | 0 | 0 | 0 | 0 | 0 | 0 | 0 | 0 | -278980.8824 | 0 | 0 | 0 | 0 | 0 | 0 | 0
2016-10-12 10:00 | 0 | 0 | 0 | 0 | 0 | 183295.2694 | 0 | 373533 | 0 | 0 | 0 | 0 | 382845.3582 | 0 | 0 | 0 | 0 | 0 | 0 | 0 | 2132052.7758 | 0 | 0 | 0 | 0 | 0 | 0 | 0 | 0 | 0 | 0 | 88743.1518 | 0 | 0 | 0 | 0 | 0 | 0 | 0 | 0 | 0 | -278980.8824 | 0 | 0 | 0 | 0 | 0 | 0 | 0
2016-10-12 11:00 | 0 | 0 | 0 | 0 | 0 | 31842.9658 | 0 | 399567 | 0 | 0 | 0 | 0 | 294102.2064 | 0 | 0 | 0 | 0 | 0 | 0 | 0 | 1853071.8933 | 0 | 0 | 0 | 0 | 0 | 0 | 0 | 0 | 0 | 0 | -88743.1518 | 0 | 0 | 0 | 0 | 0 | 0 | 0 | 0 | 0 | -278980.8824 | 0 | 0 | 0 | 0 | 0 | 0 | 0
2016-10-12 12:00 | 0 | 0 | 0 | 0 | 0 | 44226.9658 | 0 | 411951 | 0 | 0 | 0 | 0 | 205359.0546 | 0 | 0 | 0 | 0 | 0 | 0 | 0 | 1574091.0109 | 0 | 0 | 0 | 0 | 0 | 0 | 0 | 0 | 0 | 0 | -88743.1518 | 0 | 0 | 0 | 0 | 0 | 0 | 0 | 0 | 0 | -278980.8824 | 0 | 0 | 0 | 0 | 0 | 0 | 0
2016-10-12 13:00 | 0 | 0 | 0 | 0 | 0 | 446557.4928 | 14295.591 | 423006 | 0 | 0 | 0 | 0 | 294102.2064 | 0 | 0 | 0 | 0 | 0 | 0 | 0 | 1523194.943 | 0 | 0 | 0 | 0 | 0 | 0 | 0 | 0 | 0 | 0 | 88743.1518 | 0 | 0 | 0 | 0 | 0 | 0 | 0 | 0 | 0 | -50896.0679 | 0 | 0 | 0 | 0 | 0 | 0 | 0
2016-10-12 14:00 | 0 | 0 | 0 | 0 | 0 | 0 | 318114.5033 | 433683 | 0 | 0 | 0 | 0 | 382845.3582 | 0 | 0 | 0 | 0 | 0 | 0 | 0 | 1318883.2944 | 0 | 0 | 0 | 0 | 0 | 0 | 0 | 0 | 0 | 0 | 88743.1518 | 0 | 0 | 0 | 0 | 0 | 0 | 0 | 0 | 0 | -204311.6485 | 0 | 0 | 0 | 0 | 0 | 0 | 0
2016-10-12 15:00 | 0 | 0 | 0 | 0 | 0 | 0 | 646144.7831 | 442339 | 0 | 0 | 0 | 0 | 307670.2589 | 0 | 0 | 0 | 0 | 0 | 0 | 0 | 1597864.1769 | 0 | 0 | 0 | 0 | 0 | 0 | 0 | 0 | 0 | 0 | -75175.0994 | 0 | 0 | 0 | 0 | 0 | 0 | 0 | 0 | 0 | 278980.8824 | 0 | 0 | 0 | 0 | 0 | 0 | 0
2016-10-12 16:00 | 0 | 0 | 0 | 0 | 0 | 25736.7597 | 728462.0071 | 449506 | 0 | 0 | 0 | 0 | 333382.1433 | 0 | 0 | 0 | 0 | 0 | 0 | 0 | 1876845.0593 | 0 | 0 | 0 | 0 | 0 | 0 | 0 | 0 | 0 | 0 | 25711.8844 | 0 | 0 | 0 | 0 | 0 | 0 | 0 | 0 | 0 | 278980.8824 | 0 | 0 | 0 | 0 | 0 | 0 | 0
2016-10-12 17:00 | 0 | 0 | 0 | 0 | 0 | 0 | 732437.2888 | 456544 | 0 | 0 | 0 | 0 | 330294.5497 | 0 | 0 | 0 | 0 | 0 | 0 | 0 | 2155825.9418 | 0 | 0 | 0 | 0 | 0 | 0 | 0 | 0 | 0 | 0 | -3087.5936 | 0 | 0 | 0 | 0 | 0 | 0 | 0 | 0 | 0 | 278980.8824 | 0 | 0 | 0 | 0 | 0 | 0 | 0
2016-10-12 18:00 | 0 | 0 | 0 | 0 | 0 | 0 | 705475.5392 | 462687 | 0 | 0 | 0 | 0 | 294102.2064 | 0 | 0 | 0 | 0 | 0 | 0 | 0 | 2434806.8242 | 0 | 0 | 0 | 0 | 0 | 0 | 0 | 0 | 0 | 0 | -36192.3432 | 0 | 0 | 0 | 0 | 0 | 0 | 0 | 0 | 0 | 278980.8824 | 0 | 0 | 0 | 0 | 0 | 0 | 0
2016-10-12 19:00 | 0 | 0 | 0 | 0 | 0 | 148180.0499 | 686705.9843 | 467162 | 0 | 0 | 0 | 0 | 382845.3582 | 0 | 0 | 0 | 0 | 0 | 0 | 0 | 2713787.7066 | 0 | 0 | 0 | 0 | 0 | 0 | 0 | 0 | 0 | 0 | 88743.1518 | 0 | 0 | 0 | 0 | 0 | 0 | 0 | 0 | 0 | 278980.8824 | 0 | 0 | 0 | 0 | 0 | 0 | 0
2016-10-12 20:00 | 0 | 0 | 0 | 0 | 0 | 0 | 685561.203 | 471056 | 0 | 0 | 0 | 0 | 318369.6788 | 0 | 0 | 0 | 0 | 0 | 0 | 0 | 2992768.5891 | 0 | 0 | 0 | 0 | 0 | 0 | 0 | 0 | 0 | 0 | -64475.6794 | 0 | 0 | 0 | 0 | 0 | 0 | 0 | 0 | 0 | 278980.8824 | 0 | 0 | 0 | 0 | 0 | 0 | 0
2016-10-12 21:00 | 0 | 0 | 0 | 0 | 0 | 0 | 682285.395 | 474321 | 0 | 0 | 0 | 0 | 247353.1914 | 0 | 0 | 0 | 0 | 0 | 0 | 0 | 3271749.4715 | 0 | 0 | 0 | 0 | 0 | 0 | 0 | 0 | 0 | 0 | -71016.4874 | 0 | 0 | 0 | 0 | 0 | 0 | 0 | 0 | 0 | 278980.8824 | 0 | 0 | 0 | 0 | 0 | 0 | 0
2016-10-12 22:00 | 0 | 0 | 0 | 0 | 0 | 0 | 625147.2166 | 474450 | 0 | 0 | 0 | 0 | 336096.3432 | 0 | 0 | 0 | 0 | 0 | 0 | 0 | 3333703.5363 | 0 | 0 | 0 | 0 | 0 | 0 | 0 | 0 | 0 | 0 | 88743.1518 | 0 | 0 | 0 | 0 | 0 | 0 | 0 | 0 | 0 | 61954.0648 | 0 | 0 | 0 | 0 | 0 | 0 | 0
2016-10-12 23:00 | 0 | 0 | 0 | 0 | 0 | 0 | 450784.4399 | 477720 | 0 | 0 | 0 | 0 | 261034.4211 | 0 | 0 | 0 | 0 | 0 | 0 | 0 | 3381829.8982 | 0 | 0 | 0 | 0 | 0 | 0 | 0 | 0 | 0 | 0 | -75061.922 | 0 | 0 | 0 | 0 | 0 | 0 | 0 | 0 | 0 | 48126.3619 | 0 | 0 | 0 | 0 | 0 | 0 | 0
2016-10-13 | 0 | 0 | 0 | 0 | 0 | 0 | 149010.746 | 473170 | 0 | 0 | 0 | 0 | 172291.2694 | 0 | 0 | 0 | 0 | 0 | 0 | 0 | 3146413.796 | 0 | 0 | 0 | 0 | 0 | 0 | 0 | 0 | 0 | 0 | -88743.1518 | 0 | 0 | 0 | 0 | 0 | 0 | 0 | 0 | 0 | -235416.1022 | 0 | 0 | 0 | 0 | 0 | 0 | 0
2016-10-13 01:00 | 0 | 0 | 0 | 0 | 0 | 308269.9516 | 353.7738 | 458461 | 0 | 0 | 0 | 0 | 261034.4211 | 0 | 0 | 0 | 0 | 0 | 0 | 0 | 2907833.3696 | 0 | 0 | 0 | 0 | 0 | 0 | 0 | 0 | 0 | 0 | 88743.1518 | 0 | 0 | 0 | 0 | 0 | 0 | 0 | 0 | 0 | -238580.4264 | 0 | 0 | 0 | 0 | 0 | 0 | 0
2016-10-13 02:00 | 0 | 0 | 0 | 0 | 0 | 325346.4483 | 0 | 435066 | 0 | 0 | 0 | 0 | 349777.5729 | 0 | 0 | 0 | 0 | 0 | 0 | 0 | 2709370.6661 | 0 | 0 | 0 | 0 | 0 | 0 | 0 | 0 | 0 | 0 | 88743.1518 | 0 | 0 | 0 | 0 | 0 | 0 | 0 | 0 | 0 | -198462.7035 | 0 | 0 | 0 | 0 | 0 | 0 | 0
2016-10-13 03:00 | 0 | 0 | 0 | 0 | 0 | 331042.4125 | 0 | 407110 | 0 | 0 | 0 | 0 | 261034.4211 | 0 | 0 | 0 | 0 | 0 | 0 | 0 | 2722046.2303 | 0 | 0 | 0 | 0 | 0 | 0 | 0 | 0 | 0 | 0 | -88743.1518 | 0 | 0 | 0 | 0 | 0 | 0 | 0 | 0 | 0 | 12675.5643 | 0 | 0 | 0 | 0 | 0 | 0 | 0
2016-10-13 04:00 | 0 | 0 | 0 | 0 | 0 | 339179.9064 | 0 | 381865 | 0 | 0 | 0 | 0 | 349777.5729 | 0 | 0 | 0 | 0 | 0 | 0 | 0 | 2590617.985 | 0 | 0 | 0 | 0 | 0 | 0 | 0 | 0 | 0 | 0 | 88743.1518 | 0 | 0 | 0 | 0 | 0 | 0 | 0 | 0 | 0 | -131428.2453 | 0 | 0 | 0 | 0 | 0 | 0 | 0
2016-10-13 05:00 | 0 | 0 | 0 | 0 | 0 | 0 | 0 | 362529 | 0 | 0 | 0 | 0 | 266229.4554 | 0 | 0 | 0 | 0 | 0 | 0 | 0 | 2311637.1026 | 0 | 0 | 0 | 0 | 0 | 0 | 0 | 0 | 0 | 0 | -83548.1176 | 0 | 0 | 0 | 0 | 0 | 0 | 0 | 0 | 0 | -278980.8824 | 0 | 0 | 0 | 0 | 0 | 0 | 0
2016-10-13 06:00 | 0 | 0 | 0 | 0 | 0 | 0 | 0 | 348729 | 0 | 0 | 0 | 0 | 177486.3036 | 0 | 0 | 0 | 0 | 0 | 0 | 0 | 2051651.2544 | 0 | 0 | 0 | 0 | 0 | 0 | 0 | 0 | 0 | 0 | -88743.1518 | 0 | 0 | 0 | 0 | 0 | 0 | 0 | 0 | 0 | -259985.8482 | 0 | 0 | 0 | 0 | 0 | 0 | 0
2016-10-13 07:00 | 0 | 0 | 0 | 0 | 0 | 349802.9833 | 0 | 341147 | 0 | 0 | 0 | 0 | 266229.4554 | 0 | 0 | 0 | 0 | 0 | 0 | 0 | 1971564.0859 | 0 | 0 | 0 | 0 | 0 | 0 | 0 | 0 | 0 | 0 | 88743.1518 | 0 | 0 | 0 | 0 | 0 | 0 | 0 | 0 | 0 | -80087.1685 | 0 | 0 | 0 | 0 | 0 | 0 | 0
2016-10-13 08:00 | 0 | 0 | 0 | 0 | 0 | 0 | 0 | 340195 | 0 | 0 | 0 | 0 | 177486.3036 | 0 | 0 | 0 | 0 | 0 | 0 | 0 | 1720112.2377 | 0 | 0 | 0 | 0 | 0 | 0 | 0 | 0 | 0 | 0 | -88743.1518 | 0 | 0 | 0 | 0 | 0 | 0 | 0 | 0 | 0 | -251451.8482 | 0 | 0 | 0 | 0 | 0 | 0 | 0
2016-10-13 09:00 | 0 | 0 | 0 | 0 | 0 | 0 | 0 | 348595 | 0 | 0 | 0 | 0 | 88743.1518 | 0 | 0 | 0 | 0 | 0 | 0 | 0 | 1460260.3895 | 0 | 0 | 0 | 0 | 0 | 0 | 0 | 0 | 0 | 0 | -88743.1518 | 0 | 0 | 0 | 0 | 0 | 0 | 0 | 0 | 0 | -259851.8482 | 0 | 0 | 0 | 0 | 0 | 0 | 0
2016-10-13 10:00 | 0 | 0 | 0 | 0 | 0 | 327181.2195 | 0 | 373419 | 0 | 0 | 0 | 0 | 177486.3036 | 0 | 0 | 0 | 0 | 0 | 0 | 0 | 1325279.4572 | 0 | 0 | 0 | 0 | 0 | 0 | 0 | 0 | 0 | 0 | 88743.1518 | 0 | 0 | 0 | 0 | 0 | 0 | 0 | 0 | 0 | -134980.9323 | 0 | 0 | 0 | 0 | 0 | 0 | 0
2016-10-13 11:00 | 0 | 0 | 0 | 0 | 0 | 321242.1038 | 0 | 399415 | 0 | 0 | 0 | 0 | 88743.1518 | 0 | 0 | 0 | 0 | 0 | 0 | 0 | 1335849.7128 | 0 | 0 | 0 | 0 | 0 | 0 | 0 | 0 | 0 | 0 | -88743.1518 | 0 | 0 | 0 | 0 | 0 | 0 | 0 | 0 | 0 | 10570.2556 | 0 | 0 | 0 | 0 | 0 | 0 | 0
2016-10-13 12:00 | 0 | 0 | 0 | 0 | 0 | 44728.9658 | 0 | 412453 | 0 | 0 | 0 | 0 | 0 | 0 | 0 | 0 | 0 | 0 | 0 | 0 | 1056868.8303 | 0 | 0 | 0 | 0 | 0 | 0 | 0 | 0 | 0 | 0 | -88743.1518 | 0 | 0 | 0 | 0 | 0 | 0 | 0 | 0 | 0 | -278980.8824 | 0 | 0 | 0 | 0 | 0 | 0 | 0
2016-10-13 13:00 | 0 | 0 | 0 | 0 | 0 | 248807.9743 | 7227.3323 | 423354 | 0 | 0 | 0 | 0 | 88743.1518 | 0 | 0 | 0 | 0 | 0 | 0 | 0 | 800806.9851 | 0 | 0 | 0 | 0 | 0 | 0 | 0 | 0 | 0 | 0 | 88743.1518 | 0 | 0 | 0 | 0 | 0 | 0 | 0 | 0 | 0 | -256061.8452 | 0 | 0 | 0 | 0 | 0 | 0 | 0
2016-10-13 14:00 | 0 | 0 | 0 | 0 | 0 | 161140.7817 | 252600.442 | 433595 | 0 | 0 | 0 | 0 | 177486.3036 | 0 | 0 | 0 | 0 | 0 | 0 | 0 | 692210.0571 | 0 | 0 | 0 | 0 | 0 | 0 | 0 | 0 | 0 | 0 | 88743.1518 | 0 | 0 | 0 | 0 | 0 | 0 | 0 | 0 | 0 | -108596.928 | 0 | 0 | 0 | 0 | 0 | 0 | 0
2016-10-13 15:00 | 0 | 0 | 0 | 0 | 0 | 0 | 579096.3808 | 441745 | 0 | 0 | 0 | 0 | 185783.5503 | 0 | 0 | 0 | 0 | 0 | 0 | 0 | 821264.1912 | 0 | 0 | 0 | 0 | 0 | 0 | 0 | 0 | 0 | 0 | 8297.2467 | 0 | 0 | 0 | 0 | 0 | 0 | 0 | 0 | 0 | 129054.1341 | 0 | 0 | 0 | 0 | 0 | 0 | 0
2016-10-13 16:00 | 0 | 0 | 0 | 0 | 0 | 0 | 661137.1663 | 448142 | 0 | 0 | 0 | 0 | 274526.7021 | 0 | 0 | 0 | 0 | 0 | 0 | 0 | 945516.2057 | 0 | 0 | 0 | 0 | 0 | 0 | 0 | 0 | 0 | 0 | 88743.1518 | 0 | 0 | 0 | 0 | 0 | 0 | 0 | 0 | 0 | 124252.0145 | 0 | 0 | 0 | 0 | 0 | 0 | 0
2016-10-13 17:00 | 0 | 0 | 0 | 0 | 0 | 0 | 664404.235 | 454591 | 0 | 0 | 0 | 0 | 205359.0546 | 0 | 0 | 0 | 0 | 0 | 0 | 0 | 1224497.0881 | 0 | 0 | 0 | 0 | 0 | 0 | 0 | 0 | 0 | 0 | -69167.6474 | 0 | 0 | 0 | 0 | 0 | 0 | 0 | 0 | 0 | 278980.8824 | 0 | 0 | 0 | 0 | 0 | 0 | 0
2016-10-13 18:00 | 0 | 0 | 0 | 0 | 0 | 0 | 653797.3562 | 460716 | 0 | 0 | 0 | 0 | 294102.2064 | 0 | 0 | 0 | 0 | 0 | 0 | 0 | 1328835.2926 | 0 | 0 | 0 | 0 | 0 | 0 | 0 | 0 | 0 | 0 | 88743.1518 | 0 | 0 | 0 | 0 | 0 | 0 | 0 | 0 | 0 | 104338.2044 | 0 | 0 | 0 | 0 | 0 | 0 | 0
2016-10-13 19:00 | 0 | 0 | 0 | 0 | 0 | 167669.3157 | 646725.6207 | 464994 | 0 | 0 | 0 | 0 | 382845.3582 | 0 | 0 | 0 | 0 | 0 | 0 | 0 | 1589493.0771 | 0 | 0 | 0 | 0 | 0 | 0 | 0 | 0 | 0 | 0 | 88743.1518 | 0 | 0 | 0 | 0 | 0 | 0 | 0 | 0 | 0 | 260657.7845 | 0 | 0 | 0 | 0 | 0 | 0 | 0
2016-10-13 20:00 | 0 | 0 | 0 | 0 | 0 | 0 | 654794.7426 | 467977 | 0 | 0 | 0 | 0 | 381272.3116 | 0 | 0 | 0 | 0 | 0 | 0 | 0 | 1777883.8663 | 0 | 0 | 0 | 0 | 0 | 0 | 0 | 0 | 0 | 0 | -1573.0466 | 0 | 0 | 0 | 0 | 0 | 0 | 0 | 0 | 0 | 188390.7892 | 0 | 0 | 0 | 0 | 0 | 0 | 0
2016-10-13 21:00 | 0 | 0 | 0 | 0 | 0 | 0 | 661207.7773 | 469397 | 0 | 0 | 0 | 0 | 294102.2064 | 0 | 0 | 0 | 0 | 0 | 0 | 0 | 2056864.7487 | 0 | 0 | 0 | 0 | 0 | 0 | 0 | 0 | 0 | 0 | -87170.1052 | 0 | 0 | 0 | 0 | 0 | 0 | 0 | 0 | 0 | 278980.8824 | 0 | 0 | 0 | 0 | 0 | 0 | 0
2016-10-13 22:00 | 0 | 0 | 0 | 0 | 0 | 0 | 631832.0258 | 468201 | 0 | 0 | 0 | 0 | 382845.3582 | 0 | 0 | 0 | 0 | 0 | 0 | 0 | 2131752.6227 | 0 | 0 | 0 | 0 | 0 | 0 | 0 | 0 | 0 | 0 | 88743.1518 | 0 | 0 | 0 | 0 | 0 | 0 | 0 | 0 | 0 | 74887.874 | 0 | 0 | 0 | 0 | 0 | 0 | 0
2016-10-13 23:00 | 0 | 0 | 0 | 0 | 0 | 0 | 475014.9888 | 472705 | 0 | 0 | 0 | 0 | 382845.3582 | 0 | 0 | 0 | 0 | 0 | 0 | 0 | 2134062.6115 | 0 | 0 | 0 | 0 | 0 | 0 | 0 | 0 | 0 | 0 | 0 | 0 | 0 | 0 | 0 | 0 | 0 | 0 | 0 | 0 | 2309.9888 | 0 | 0 | 0 | 0 | 0 | 0 | 0
2016-10-14 | 0 | 0 | 0 | 0 | 0 | 0 | 119253.2718 | 470940 | 0 | 0 | 0 | 0 | 294102.2064 | 0 | 0 | 0 | 0 | 0 | 0 | 0 | 1871119.0351 | 0 | 0 | 0 | 0 | 0 | 0 | 0 | 0 | 0 | 0 | -88743.1518 | 0 | 0 | 0 | 0 | 0 | 0 | 0 | 0 | 0 | -262943.5764 | 0 | 0 | 0 | 0 | 0 | 0 | 0
2016-10-14 01:00 | 0 | 0 | 0 | 0 | 0 | 542946.5704 | 208.6191 | 456951 | 0 | 0 | 0 | 0 | 294102.2064 | 0 | 0 | 0 | 0 | 0 | 0 | 0 | 1957323.2246 | 0 | 0 | 0 | 0 | 0 | 0 | 0 | 0 | 0 | 0 | 0 | 0 | 0 | 0 | 0 | 0 | 0 | 0 | 0 | 0 | 86204.1895 | 0 | 0 | 0 | 0 | 0 | 0 | 0
2016-10-14 02:00 | 0 | 0 | 0 | 0 | 0 | 243104.2694 | 0 | 433342 | 0 | 0 | 0 | 0 | 382845.3582 | 0 | 0 | 0 | 0 | 0 | 0 | 0 | 1678342.3422 | 0 | 0 | 0 | 0 | 0 | 0 | 0 | 0 | 0 | 0 | 88743.1518 | 0 | 0 | 0 | 0 | 0 | 0 | 0 | 0 | 0 | -278980.8824 | 0 | 0 | 0 | 0 | 0 | 0 | 0
2016-10-14 03:00 | 0 | 0 | 0 | 0 | 0 | 128055.1176 | 0 | 407036 | 0 | 0 | 0 | 0 | 382845.3582 | 0 | 0 | 0 | 0 | 0 | 0 | 0 | 1399361.4597 | 0 | 0 | 0 | 0 | 0 | 0 | 0 | 0 | 0 | 0 | 0 | 0 | 0 | 0 | 0 | 0 | 0 | 0 | 0 | 0 | -278980.8824 | 0 | 0 | 0 | 0 | 0 | 0 | 0
2016-10-14 04:00 | 0 | 0 | 0 | 0 | 0 | 572833.7306 | 0 | 382596 | 0 | 0 | 0 | 0 | 294102.2064 | 0 | 0 | 0 | 0 | 0 | 0 | 0 | 1678342.3422 | 0 | 0 | 0 | 0 | 0 | 0 | 0 | 0 | 0 | 0 | -88743.1518 | 0 | 0 | 0 | 0 | 0 | 0 | 0 | 0 | 0 | 278980.8824 | 0 | 0 | 0 | 0 | 0 | 0 | 0
2016-10-14 05:00 | 0 | 0 | 0 | 0 | 0 | 0 | 0 | 362278 | 0 | 0 | 0 | 0 | 205359.0546 | 0 | 0 | 0 | 0 | 0 | 0 | 0 | 1404807.494 | 0 | 0 | 0 | 0 | 0 | 0 | 0 | 0 | 0 | 0 | -88743.1518 | 0 | 0 | 0 | 0 | 0 | 0 | 0 | 0 | 0 | -273534.8482 | 0 | 0 | 0 | 0 | 0 | 0 | 0
2016-10-14 06:00 | 0 | 0 | 0 | 0 | 0 | 157770.2694 | 0 | 348008 | 0 | 0 | 0 | 0 | 294102.2064 | 0 | 0 | 0 | 0 | 0 | 0 | 0 | 1125826.6115 | 0 | 0 | 0 | 0 | 0 | 0 | 0 | 0 | 0 | 0 | 88743.1518 | 0 | 0 | 0 | 0 | 0 | 0 | 0 | 0 | 0 | -278980.8824 | 0 | 0 | 0 | 0 | 0 | 0 | 0
2016-10-14 07:00 | 0 | 0 | 0 | 0 | 0 | 530550.7306 | 0 | 340313 | 0 | 0 | 0 | 0 | 205359.0546 | 0 | 0 | 0 | 0 | 0 | 0 | 0 | 1404807.494 | 0 | 0 | 0 | 0 | 0 | 0 | 0 | 0 | 0 | 0 | -88743.1518 | 0 | 0 | 0 | 0 | 0 | 0 | 0 | 0 | 0 | 278980.8824 | 0 | 0 | 0 | 0 | 0 | 0 | 0
2016-10-14 08:00 | 0 | 0 | 0 | 0 | 0 | 0 | 0 | 339060 | 0 | 0 | 0 | 0 | 116615.9029 | 0 | 0 | 0 | 0 | 0 | 0 | 0 | 1154490.6458 | 0 | 0 | 0 | 0 | 0 | 0 | 0 | 0 | 0 | 0 | -88743.1518 | 0 | 0 | 0 | 0 | 0 | 0 | 0 | 0 | 0 | -250316.8482 | 0 | 0 | 0 | 0 | 0 | 0 | 0
2016-10-14 09:00 | 0 | 0 | 0 | 0 | 0 | 157488.2694 | 0 | 347726 | 0 | 0 | 0 | 0 | 205359.0546 | 0 | 0 | 0 | 0 | 0 | 0 | 0 | 875509.7633 | 0 | 0 | 0 | 0 | 0 | 0 | 0 | 0 | 0 | 0 | 88743.1518 | 0 | 0 | 0 | 0 | 0 | 0 | 0 | 0 | 0 | -278980.8824 | 0 | 0 | 0 | 0 | 0 | 0 | 0
2016-10-14 10:00 | 0 | 0 | 0 | 0 | 0 | 534863.1917 | 0 | 371146 | 0 | 0 | 0 | 0 | 294102.2064 | 0 | 0 | 0 | 0 | 0 | 0 | 0 | 950483.8032 | 0 | 0 | 0 | 0 | 0 | 0 | 0 | 0 | 0 | 0 | 88743.1518 | 0 | 0 | 0 | 0 | 0 | 0 | 0 | 0 | 0 | 74974.0399 | 0 | 0 | 0 | 0 | 0 | 0 | 0
2016-10-14 11:00 | 0 | 0 | 0 | 0 | 0 | 28701.9658 | 0 | 396426 | 0 | 0 | 0 | 0 | 205359.0546 | 0 | 0 | 0 | 0 | 0 | 0 | 0 | 671502.9208 | 0 | 0 | 0 | 0 | 0 | 0 | 0 | 0 | 0 | 0 | -88743.1518 | 0 | 0 | 0 | 0 | 0 | 0 | 0 | 0 | 0 | -278980.8824 | 0 | 0 | 0 | 0 | 0 | 0 | 0
2016-10-14 12:00 | 0 | 0 | 0 | 0 | 0 | 41521.9658 | 0 | 409246 | 0 | 0 | 0 | 0 | 116615.9029 | 0 | 0 | 0 | 0 | 0 | 0 | 0 | 392522.0383 | 0 | 0 | 0 | 0 | 0 | 0 | 0 | 0 | 0 | 0 | -88743.1518 | 0 | 0 | 0 | 0 | 0 | 0 | 0 | 0 | 0 | -278980.8824 | 0 | 0 | 0 | 0 | 0 | 0 | 0
2016-10-14 13:00 | 0 | 0 | 0 | 0 | 0 | 481159.099 | 9544.1334 | 419731 | 0 | 0 | 0 | 0 | 205359.0546 | 0 | 0 | 0 | 0 | 0 | 0 | 0 | 374751.1189 | 0 | 0 | 0 | 0 | 0 | 0 | 0 | 0 | 0 | 0 | 88743.1518 | 0 | 0 | 0 | 0 | 0 | 0 | 0 | 0 | 0 | -17770.9194 | 0 | 0 | 0 | 0 | 0 | 0 | 0
2016-10-14 14:00 | 0 | 0 | 0 | 0 | 0 | 0 | 291564.4906 | 429523 | 0 | 0 | 0 | 0 | 294102.2064 | 0 | 0 | 0 | 0 | 0 | 0 | 0 | 148049.4577 | 0 | 0 | 0 | 0 | 0 | 0 | 0 | 0 | 0 | 0 | 88743.1518 | 0 | 0 | 0 | 0 | 0 | 0 | 0 | 0 | 0 | -226701.6612 | 0 | 0 | 0 | 0 | 0 | 0 | 0
2016-10-14 15:00 | 0 | 0 | 0 | 0 | 0 | 234688.4124 | 569567.6218 | 436532 | 0 | 0 | 0 | 0 | 382845.3582 | 0 | 0 | 0 | 0 | 0 | 0 | 0 | 427030.3402 | 0 | 0 | 0 | 0 | 0 | 0 | 0 | 0 | 0 | 0 | 88743.1518 | 0 | 0 | 0 | 0 | 0 | 0 | 0 | 0 | 0 | 278980.8824 | 0 | 0 | 0 | 0 | 0 | 0 | 0
2016-10-14 16:00 | 0 | 0 | 0 | 0 | 0 | 0 | 657848.7062 | 442480 | 0 | 0 | 0 | 0 | 319233.182 | 0 | 0 | 0 | 0 | 0 | 0 | 0 | 706011.2226 | 0 | 0 | 0 | 0 | 0 | 0 | 0 | 0 | 0 | 0 | -63612.1762 | 0 | 0 | 0 | 0 | 0 | 0 | 0 | 0 | 0 | 278980.8824 | 0 | 0 | 0 | 0 | 0 | 0 | 0
2016-10-14 17:00 | 0 | 0 | 0 | 0 | 0 | 0 | 671360.4697 | 448288 | 0 | 0 | 0 | 0 | 263324.7693 | 0 | 0 | 0 | 0 | 0 | 0 | 0 | 984992.1051 | 0 | 0 | 0 | 0 | 0 | 0 | 0 | 0 | 0 | 0 | -55908.4127 | 0 | 0 | 0 | 0 | 0 | 0 | 0 | 0 | 0 | 278980.8824 | 0 | 0 | 0 | 0 | 0 | 0 | 0
2016-10-14 18:00 | 0 | 0 | 0 | 0 | 0 | 0 | 664055.7331 | 453012 | 0 | 0 | 0 | 0 | 195387.62 | 0 | 0 | 0 | 0 | 0 | 0 | 0 | 1263972.9875 | 0 | 0 | 0 | 0 | 0 | 0 | 0 | 0 | 0 | 0 | -67937.1494 | 0 | 0 | 0 | 0 | 0 | 0 | 0 | 0 | 0 | 278980.8824 | 0 | 0 | 0 | 0 | 0 | 0 | 0
2016-10-14 19:00 | 0 | 0 | 0 | 0 | 0 | 0 | 658725.6667 | 456009 | 0 | 0 | 0 | 0 | 205359.0546 | 0 | 0 | 0 | 0 | 0 | 0 | 0 | 1456718.2195 | 0 | 0 | 0 | 0 | 0 | 0 | 0 | 0 | 0 | 0 | 9971.4347 | 0 | 0 | 0 | 0 | 0 | 0 | 0 | 0 | 0 | 192745.232 | 0 | 0 | 0 | 0 | 0 | 0 | 0
2016-10-14 20:00 | 0 | 0 | 0 | 0 | 0 | 0 | 665360.1832 | 458200 | 0 | 0 | 0 | 0 | 294102.2064 | 0 | 0 | 0 | 0 | 0 | 0 | 0 | 1575135.2509 | 0 | 0 | 0 | 0 | 0 | 0 | 0 | 0 | 0 | 0 | 88743.1518 | 0 | 0 | 0 | 0 | 0 | 0 | 0 | 0 | 0 | 118417.0314 | 0 | 0 | 0 | 0 | 0 | 0 | 0
2016-10-14 21:00 | 0 | 0 | 0 | 0 | 0 | 0 | 671769.4811 | 458185 | 0 | 0 | 0 | 0 | 382845.3582 | 0 | 0 | 0 | 0 | 0 | 0 | 0 | 1699976.5802 | 0 | 0 | 0 | 0 | 0 | 0 | 0 | 0 | 0 | 0 | 88743.1518 | 0 | 0 | 0 | 0 | 0 | 0 | 0 | 0 | 0 | 124841.3293 | 0 | 0 | 0 | 0 | 0 | 0 | 0
2016-10-14 22:00 | 0 | 0 | 0 | 0 | 0 | 0 | 631077.3491 | 455239 | 0 | 0 | 0 | 0 | 294102.2064 | 0 | 0 | 0 | 0 | 0 | 0 | 0 | 1964558.0811 | 0 | 0 | 0 | 0 | 0 | 0 | 0 | 0 | 0 | 0 | -88743.1518 | 0 | 0 | 0 | 0 | 0 | 0 | 0 | 0 | 0 | 264581.5009 | 0 | 0 | 0 | 0 | 0 | 0 | 0
2016-10-14 23:00 | 0 | 0 | 0 | 0 | 0 | 0 | 460120.9496 | 456333 | 0 | 0 | 0 | 0 | 382845.3582 | 0 | 0 | 0 | 0 | 0 | 0 | 0 | 1879602.8789 | 0 | 0 | 0 | 0 | 0 | 0 | 0 | 0 | 0 | 0 | 88743.1518 | 0 | 0 | 0 | 0 | 0 | 0 | 0 | 0 | 0 | -84955.2022 | 0 | 0 | 0 | 0 | 0 | 0 | 0
2016-10-15 | 0 | 0 | 0 | 0 | 0 | 0 | 99337.127 | 451920 | 0 | 0 | 0 | 0 | 294102.2064 | 0 | 0 | 0 | 0 | 0 | 0 | 0 | 1615763.1577 | 0 | 0 | 0 | 0 | 0 | 0 | 0 | 0 | 0 | 0 | -88743.1518 | 0 | 0 | 0 | 0 | 0 | 0 | 0 | 0 | 0 | -263839.7212 | 0 | 0 | 0 | 0 | 0 | 0 | 0
2016-10-15 01:00 | 0 | 0 | 0 | 0 | 0 | 72540.3381 | 150.6277 | 440415 | 0 | 0 | 0 | 0 | 205359.0546 | 0 | 0 | 0 | 0 | 0 | 0 | 0 | 1336782.2753 | 0 | 0 | 0 | 0 | 0 | 0 | 0 | 0 | 0 | 0 | -88743.1518 | 0 | 0 | 0 | 0 | 0 | 0 | 0 | 0 | 0 | -278980.8824 | 0 | 0 | 0 | 0 | 0 | 0 | 0
2016-10-15 02:00 | 0 | 0 | 0 | 0 | 0 | 790187.0342 | 0 | 422463 | 0 | 0 | 0 | 0 | 294102.2064 | 0 | 0 | 0 | 0 | 0 | 0 | 0 | 1615763.1577 | 0 | 0 | 0 | 0 | 0 | 0 | 0 | 0 | 0 | 0 | 88743.1518 | 0 | 0 | 0 | 0 | 0 | 0 | 0 | 0 | 0 | 278980.8824 | 0 | 0 | 0 | 0 | 0 | 0 | 0
2016-10-15 03:00 | 0 | 0 | 0 | 0 | 0 | 209754.2694 | 0 | 399992 | 0 | 0 | 0 | 0 | 382845.3582 | 0 | 0 | 0 | 0 | 0 | 0 | 0 | 1336782.2753 | 0 | 0 | 0 | 0 | 0 | 0 | 0 | 0 | 0 | 0 | 88743.1518 | 0 | 0 | 0 | 0 | 0 | 0 | 0 | 0 | 0 | -278980.8824 | 0 | 0 | 0 | 0 | 0 | 0 | 0
2016-10-15 04:00 | 0 | 0 | 0 | 0 | 0 | 14310.298 | 0 | 377730 | 0 | 0 | 0 | 0 | 298406.5387 | 0 | 0 | 0 | 0 | 0 | 0 | 0 | 1057801.3928 | 0 | 0 | 0 | 0 | 0 | 0 | 0 | 0 | 0 | 0 | -84438.8195 | 0 | 0 | 0 | 0 | 0 | 0 | 0 | 0 | 0 | -278980.8824 | 0 | 0 | 0 | 0 | 0 | 0 | 0
2016-10-15 05:00 | 0 | 0 | 0 | 0 | 0 | 0 | 0 | 360123 | 0 | 0 | 0 | 0 | 209663.3869 | 0 | 0 | 0 | 0 | 0 | 0 | 0 | 786421.5446 | 0 | 0 | 0 | 0 | 0 | 0 | 0 | 0 | 0 | 0 | -88743.1518 | 0 | 0 | 0 | 0 | 0 | 0 | 0 | 0 | 0 | -271379.8482 | 0 | 0 | 0 | 0 | 0 | 0 | 0
2016-10-15 06:00 | 0 | 0 | 0 | 0 | 0 | 713833.0342 | 0 | 346109 | 0 | 0 | 0 | 0 | 298406.5387 | 0 | 0 | 0 | 0 | 0 | 0 | 0 | 1065402.4271 | 0 | 0 | 0 | 0 | 0 | 0 | 0 | 0 | 0 | 0 | 88743.1518 | 0 | 0 | 0 | 0 | 0 | 0 | 0 | 0 | 0 | 278980.8824 | 0 | 0 | 0 | 0 | 0 | 0 | 0
2016-10-15 07:00 | 0 | 0 | 0 | 0 | 0 | 0 | 0 | 337138 | 0 | 0 | 0 | 0 | 240249.4211 | 0 | 0 | 0 | 0 | 0 | 0 | 0 | 786421.5446 | 0 | 0 | 0 | 0 | 0 | 0 | 0 | 0 | 0 | 0 | -58157.1176 | 0 | 0 | 0 | 0 | 0 | 0 | 0 | 0 | 0 | -278980.8824 | 0 | 0 | 0 | 0 | 0 | 0 | 0
2016-10-15 08:00 | 0 | 0 | 0 | 0 | 0 | 0 | 0 | 333073 | 0 | 0 | 0 | 0 | 151506.2694 | 0 | 0 | 0 | 0 | 0 | 0 | 0 | 542091.6964 | 0 | 0 | 0 | 0 | 0 | 0 | 0 | 0 | 0 | 0 | -88743.1518 | 0 | 0 | 0 | 0 | 0 | 0 | 0 | 0 | 0 | -244329.8482 | 0 | 0 | 0 | 0 | 0 | 0 | 0
2016-10-15 09:00 | 0 | 0 | 0 | 0 | 0 | 701943.0342 | 0 | 334219 | 0 | 0 | 0 | 0 | 240249.4211 | 0 | 0 | 0 | 0 | 0 | 0 | 0 | 821072.5789 | 0 | 0 | 0 | 0 | 0 | 0 | 0 | 0 | 0 | 0 | 88743.1518 | 0 | 0 | 0 | 0 | 0 | 0 | 0 | 0 | 0 | 278980.8824 | 0 | 0 | 0 | 0 | 0 | 0 | 0
2016-10-15 10:00 | 0 | 0 | 0 | 0 | 0 | 0 | 0 | 341744 | 0 | 0 | 0 | 0 | 177486.3036 | 0 | 0 | 0 | 0 | 0 | 0 | 0 | 542091.6964 | 0 | 0 | 0 | 0 | 0 | 0 | 0 | 0 | 0 | 0 | -62763.1176 | 0 | 0 | 0 | 0 | 0 | 0 | 0 | 0 | 0 | -278980.8824 | 0 | 0 | 0 | 0 | 0 | 0 | 0
2016-10-15 11:00 | 0 | 0 | 0 | 0 | 0 | 0 | 0 | 353154 | 0 | 0 | 0 | 0 | 88743.1518 | 0 | 0 | 0 | 0 | 0 | 0 | 0 | 277680.8482 | 0 | 0 | 0 | 0 | 0 | 0 | 0 | 0 | 0 | 0 | -88743.1518 | 0 | 0 | 0 | 0 | 0 | 0 | 0 | 0 | 0 | -264410.8482 | 0 | 0 | 0 | 0 | 0 | 0 | 0
2016-10-15 12:00 | 0 | 0 | 0 | 0 | 0 | 0 | 0 | 366424 | 0 | 0 | 0 | 0 | 0 | 0 | 0 | 0 | 0 | 0 | 0 | 0 | 0 | 0 | 0 | 0 | 0 | 0 | 0 | 0 | 0 | 0 | 0 | -88743.1518 | 0 | 0 | 0 | 0 | 0 | 0 | 0 | 0 | 0 | -277680.8482 | 0 | 0 | 0 | 0 | 0 | 0 | 0
2016-10-15 13:00 | 0 | 0 | 0 | 0 | 0 | 661604.1797 | 9841.6279 | 381324 | 0 | 0 | 0 | 0 | 11140.9252 | 0 | 0 | 0 | 0 | 0 | 0 | 0 | 278980.8824 | 0 | 0 | 0 | 0 | 0 | 0 | 0 | 0 | 0 | 0 | 11140.9252 | 0 | 0 | 0 | 0 | 0 | 0 | 0 | 0 | 0 | 278980.8824 | 0 | 0 | 0 | 0 | 0 | 0 | 0
2016-10-15 14:00 | 0 | 0 | 0 | 0 | 0 | 0 | 337184.5968 | 395160 | 0 | 0 | 0 | 0 | 81140.6108 | 0 | 0 | 0 | 0 | 0 | 0 | 0 | 151005.7936 | 0 | 0 | 0 | 0 | 0 | 0 | 0 | 0 | 0 | 0 | 69999.6856 | 0 | 0 | 0 | 0 | 0 | 0 | 0 | 0 | 0 | -127975.0888 | 0 | 0 | 0 | 0 | 0 | 0 | 0
2016-10-15 15:00 | 0 | 0 | 0 | 0 | 0 | 115471.8641 | 659596.1702 | 407344 | 0 | 0 | 0 | 0 | 169883.7626 | 0 | 0 | 0 | 0 | 0 | 0 | 0 | 429986.676 | 0 | 0 | 0 | 0 | 0 | 0 | 0 | 0 | 0 | 0 | 88743.1518 | 0 | 0 | 0 | 0 | 0 | 0 | 0 | 0 | 0 | 278980.8824 | 0 | 0 | 0 | 0 | 0 | 0 | 0
2016-10-15 16:00 | 0 | 0 | 0 | 0 | 0 | 0 | 734194.2255 | 417435 | 0 | 0 | 0 | 0 | 207662.1057 | 0 | 0 | 0 | 0 | 0 | 0 | 0 | 708967.5585 | 0 | 0 | 0 | 0 | 0 | 0 | 0 | 0 | 0 | 0 | 37778.3431 | 0 | 0 | 0 | 0 | 0 | 0 | 0 | 0 | 0 | 278980.8824 | 0 | 0 | 0 | 0 | 0 | 0 | 0
2016-10-15 17:00 | 0 | 0 | 0 | 0 | 0 | 64816.4135 | 727975.6207 | 425068 | 0 | 0 | 0 | 0 | 296405.2575 | 0 | 0 | 0 | 0 | 0 | 0 | 0 | 987948.4409 | 0 | 0 | 0 | 0 | 0 | 0 | 0 | 0 | 0 | 0 | 88743.1518 | 0 | 0 | 0 | 0 | 0 | 0 | 0 | 0 | 0 | 278980.8824 | 0 | 0 | 0 | 0 | 0 | 0 | 0
2016-10-15 18:00 | 0 | 0 | 0 | 0 | 0 | 0 | 708256.8314 | 431579 | 0 | 0 | 0 | 0 | 294102.2064 | 0 | 0 | 0 | 0 | 0 | 0 | 0 | 1266929.3234 | 0 | 0 | 0 | 0 | 0 | 0 | 0 | 0 | 0 | 0 | -2303.051 | 0 | 0 | 0 | 0 | 0 | 0 | 0 | 0 | 0 | 278980.8824 | 0 | 0 | 0 | 0 | 0 | 0 | 0
2016-10-15 19:00 | 0 | 0 | 0 | 0 | 0 | 105754.7848 | 699590.2495 | 437621 | 0 | 0 | 0 | 0 | 382845.3582 | 0 | 0 | 0 | 0 | 0 | 0 | 0 | 1545910.2058 | 0 | 0 | 0 | 0 | 0 | 0 | 0 | 0 | 0 | 0 | 88743.1518 | 0 | 0 | 0 | 0 | 0 | 0 | 0 | 0 | 0 | 278980.8824 | 0 | 0 | 0 | 0 | 0 | 0 | 0
2016-10-15 20:00 | 0 | 0 | 0 | 0 | 0 | 6753.4064 | 710980.2747 | 442960 | 0 | 0 | 0 | 0 | 378638.1568 | 0 | 0 | 0 | 0 | 0 | 0 | 0 | 1824891.0883 | 0 | 0 | 0 | 0 | 0 | 0 | 0 | 0 | 0 | 0 | -4207.2014 | 0 | 0 | 0 | 0 | 0 | 0 | 0 | 0 | 0 | 278980.8824 | 0 | 0 | 0 | 0 | 0 | 0 | 0
2016-10-15 21:00 | 0 | 0 | 0 | 0 | 0 | 0 | 728723.0839 | 445535 | 0 | 0 | 0 | 0 | 382845.3582 | 0 | 0 | 0 | 0 | 0 | 0 | 0 | 2103871.9707 | 0 | 0 | 0 | 0 | 0 | 0 | 0 | 0 | 0 | 0 | 4207.2014 | 0 | 0 | 0 | 0 | 0 | 0 | 0 | 0 | 0 | 278980.8824 | 0 | 0 | 0 | 0 | 0 | 0 | 0
2016-10-15 22:00 | 0 | 0 | 0 | 0 | 0 | 12423.9385 | 712992.944 | 446436 | 0 | 0 | 0 | 0 | 382845.3582 | 0 | 0 | 0 | 0 | 0 | 0 | 0 | 2382852.8531 | 0 | 0 | 0 | 0 | 0 | 0 | 0 | 0 | 0 | 0 | 0 | 0 | 0 | 0 | 0 | 0 | 0 | 0 | 0 | 0 | 278980.8824 | 0 | 0 | 0 | 0 | 0 | 0 | 0
2016-10-15 23:00 | 0 | 0 | 0 | 0 | 0 | 208484.4214 | 520123.461 | 449627 | 0 | 0 | 0 | 0 | 382845.3582 | 0 | 0 | 0 | 0 | 0 | 0 | 0 | 2661833.7356 | 0 | 0 | 0 | 0 | 0 | 0 | 0 | 0 | 0 | 0 | 0 | 0 | 0 | 0 | 0 | 0 | 0 | 0 | 0 | 0 | 278980.8824 | 0 | 0 | 0 | 0 | 0 | 0 | 0
2016-10-16 | 0 | 0 | 0 | 0 | 0 | 0 | 122867.9015 | 445552 | 0 | 0 | 0 | 0 | 294102.2064 | 0 | 0 | 0 | 0 | 0 | 0 | 0 | 2427892.7889 | 0 | 0 | 0 | 0 | 0 | 0 | 0 | 0 | 0 | 0 | -88743.1518 | 0 | 0 | 0 | 0 | 0 | 0 | 0 | 0 | 0 | -233940.9467 | 0 | 0 | 0 | 0 | 0 | 0 | 0
2016-10-16 01:00 | 0 | 0 | 0 | 0 | 0 | 502103.8296 | 122.0899 | 434826 | 0 | 0 | 0 | 0 | 260349.1722 | 0 | 0 | 0 | 0 | 0 | 0 | 0 | 2529045.7427 | 0 | 0 | 0 | 0 | 0 | 0 | 0 | 0 | 0 | 0 | -33753.0342 | 0 | 0 | 0 | 0 | 0 | 0 | 0 | 0 | 0 | 101152.9538 | 0 | 0 | 0 | 0 | 0 | 0 | 0
2016-10-16 02:00 | 0 | 0 | 0 | 0 | 0 | 527020.6097 | 0 | 417311 | 0 | 0 | 0 | 0 | 171606.0204 | 0 | 0 | 0 | 0 | 0 | 0 | 0 | 2727498.5042 | 0 | 0 | 0 | 0 | 0 | 0 | 0 | 0 | 0 | 0 | -88743.1518 | 0 | 0 | 0 | 0 | 0 | 0 | 0 | 0 | 0 | 198452.7615 | 0 | 0 | 0 | 0 | 0 | 0 | 0
2016-10-16 03:00 | 0 | 0 | 0 | 0 | 0 | 205951.2694 | 0 | 396189 | 0 | 0 | 0 | 0 | 260349.1722 | 0 | 0 | 0 | 0 | 0 | 0 | 0 | 2448517.6218 | 0 | 0 | 0 | 0 | 0 | 0 | 0 | 0 | 0 | 0 | 88743.1518 | 0 | 0 | 0 | 0 | 0 | 0 | 0 | 0 | 0 | -278980.8824 | 0 | 0 | 0 | 0 | 0 | 0 | 0
2016-10-16 04:00 | 0 | 0 | 0 | 0 | 0 | 184512.2694 | 0 | 374750 | 0 | 0 | 0 | 0 | 349092.324 | 0 | 0 | 0 | 0 | 0 | 0 | 0 | 2169536.7393 | 0 | 0 | 0 | 0 | 0 | 0 | 0 | 0 | 0 | 0 | 88743.1518 | 0 | 0 | 0 | 0 | 0 | 0 | 0 | 0 | 0 | -278980.8824 | 0 | 0 | 0 | 0 | 0 | 0 | 0
2016-10-16 05:00 | 0 | 0 | 0 | 0 | 0 | 0 | 0 | 357343 | 0 | 0 | 0 | 0 | 260349.1722 | 0 | 0 | 0 | 0 | 0 | 0 | 0 | 1900936.8911 | 0 | 0 | 0 | 0 | 0 | 0 | 0 | 0 | 0 | 0 | -88743.1518 | 0 | 0 | 0 | 0 | 0 | 0 | 0 | 0 | 0 | -268599.8482 | 0 | 0 | 0 | 0 | 0 | 0 | 0
2016-10-16 06:00 | 0 | 0 | 0 | 0 | 0 | 153399.2694 | 0 | 343637 | 0 | 0 | 0 | 0 | 349092.324 | 0 | 0 | 0 | 0 | 0 | 0 | 0 | 1621956.0087 | 0 | 0 | 0 | 0 | 0 | 0 | 0 | 0 | 0 | 0 | 88743.1518 | 0 | 0 | 0 | 0 | 0 | 0 | 0 | 0 | 0 | -278980.8824 | 0 | 0 | 0 | 0 | 0 | 0 | 0
2016-10-16 07:00 | 0 | 0 | 0 | 0 | 0 | 0 | 0 | 333971 | 0 | 0 | 0 | 0 | 294102.2064 | 0 | 0 | 0 | 0 | 0 | 0 | 0 | 1342975.1262 | 0 | 0 | 0 | 0 | 0 | 0 | 0 | 0 | 0 | 0 | -54990.1176 | 0 | 0 | 0 | 0 | 0 | 0 | 0 | 0 | 0 | -278980.8824 | 0 | 0 | 0 | 0 | 0 | 0 | 0
2016-10-16 08:00 | 0 | 0 | 0 | 0 | 0 | 519043.7306 | 0 | 328806 | 0 | 0 | 0 | 0 | 205359.0546 | 0 | 0 | 0 | 0 | 0 | 0 | 0 | 1621956.0087 | 0 | 0 | 0 | 0 | 0 | 0 | 0 | 0 | 0 | 0 | -88743.1518 | 0 | 0 | 0 | 0 | 0 | 0 | 0 | 0 | 0 | 278980.8824 | 0 | 0 | 0 | 0 | 0 | 0 | 0
2016-10-16 09:00 | 0 | 0 | 0 | 0 | 0 | 137544.2694 | 0 | 327782 | 0 | 0 | 0 | 0 | 294102.2064 | 0 | 0 | 0 | 0 | 0 | 0 | 0 | 1342975.1262 | 0 | 0 | 0 | 0 | 0 | 0 | 0 | 0 | 0 | 0 | 88743.1518 | 0 | 0 | 0 | 0 | 0 | 0 | 0 | 0 | 0 | -278980.8824 | 0 | 0 | 0 | 0 | 0 | 0 | 0
2016-10-16 10:00 | 0 | 0 | 0 | 0 | 0 | 141604.2694 | 0 | 331842 | 0 | 0 | 0 | 0 | 382845.3582 | 0 | 0 | 0 | 0 | 0 | 0 | 0 | 1063994.2438 | 0 | 0 | 0 | 0 | 0 | 0 | 0 | 0 | 0 | 0 | 88743.1518 | 0 | 0 | 0 | 0 | 0 | 0 | 0 | 0 | 0 | -278980.8824 | 0 | 0 | 0 | 0 | 0 | 0 | 0
2016-10-16 11:00 | 0 | 0 | 0 | 0 | 0 | 0 | 0 | 340368 | 0 | 0 | 0 | 0 | 294102.2064 | 0 | 0 | 0 | 0 | 0 | 0 | 0 | 812369.3956 | 0 | 0 | 0 | 0 | 0 | 0 | 0 | 0 | 0 | 0 | -88743.1518 | 0 | 0 | 0 | 0 | 0 | 0 | 0 | 0 | 0 | -251624.8482 | 0 | 0 | 0 | 0 | 0 | 0 | 0
2016-10-16 12:00 | 0 | 0 | 0 | 0 | 0 | 0 | 0 | 351891 | 0 | 0 | 0 | 0 | 205359.0546 | 0 | 0 | 0 | 0 | 0 | 0 | 0 | 549221.5474 | 0 | 0 | 0 | 0 | 0 | 0 | 0 | 0 | 0 | 0 | -88743.1518 | 0 | 0 | 0 | 0 | 0 | 0 | 0 | 0 | 0 | -263147.8482 | 0 | 0 | 0 | 0 | 0 | 0 | 0
2016-10-16 13:00 | 0 | 0 | 0 | 0 | 0 | 632166.8351 | 8572.2953 | 367423 | 0 | 0 | 0 | 0 | 205359.0546 | 0 | 0 | 0 | 0 | 0 | 0 | 0 | 822537.6778 | 0 | 0 | 0 | 0 | 0 | 0 | 0 | 0 | 0 | 0 | 0 | 0 | 0 | 0 | 0 | 0 | 0 | 0 | 0 | 0 | 273316.1304 | 0 | 0 | 0 | 0 | 0 | 0 | 0
2016-10-16 14:00 | 0 | 0 | 0 | 0 | 0 | 0 | 331699.3099 | 383772 | 0 | 0 | 0 | 0 | 294102.2064 | 0 | 0 | 0 | 0 | 0 | 0 | 0 | 681721.8358 | 0 | 0 | 0 | 0 | 0 | 0 | 0 | 0 | 0 | 0 | 88743.1518 | 0 | 0 | 0 | 0 | 0 | 0 | 0 | 0 | 0 | -140815.8419 | 0 | 0 | 0 | 0 | 0 | 0 | 0
2016-10-16 15:00 | 0 | 0 | 0 | 0 | 0 | 170608.0351 | 597659.9991 | 400544 | 0 | 0 | 0 | 0 | 382845.3582 | 0 | 0 | 0 | 0 | 0 | 0 | 0 | 960702.7183 | 0 | 0 | 0 | 0 | 0 | 0 | 0 | 0 | 0 | 0 | 88743.1518 | 0 | 0 | 0 | 0 | 0 | 0 | 0 | 0 | 0 | 278980.8824 | 0 | 0 | 0 | 0 | 0 | 0 | 0
2016-10-16 16:00 | 0 | 0 | 0 | 0 | 0 | 0 | 675562.9441 | 416790 | 0 | 0 | 0 | 0 | 382845.3582 | 0 | 0 | 0 | 0 | 0 | 0 | 0 | 1219475.6624 | 0 | 0 | 0 | 0 | 0 | 0 | 0 | 0 | 0 | 0 | 0 | 0 | 0 | 0 | 0 | 0 | 0 | 0 | 0 | 0 | 258772.9441 | 0 | 0 | 0 | 0 | 0 | 0 | 0
2016-10-16 17:00 | 0 | 0 | 0 | 0 | 0 | 0 | 675397.8411 | 430707 | 0 | 0 | 0 | 0 | 348555.3169 | 0 | 0 | 0 | 0 | 0 | 0 | 0 | 1498456.5448 | 0 | 0 | 0 | 0 | 0 | 0 | 0 | 0 | 0 | 0 | -34290.0414 | 0 | 0 | 0 | 0 | 0 | 0 | 0 | 0 | 0 | 278980.8824 | 0 | 0 | 0 | 0 | 0 | 0 | 0
2016-10-16 18:00 | 0 | 0 | 0 | 0 | 0 | 2513.897 | 656676.1154 | 442178 | 0 | 0 | 0 | 0 | 286586.4468 | 0 | 0 | 0 | 0 | 0 | 0 | 0 | 1777437.4273 | 0 | 0 | 0 | 0 | 0 | 0 | 0 | 0 | 0 | 0 | -61968.8701 | 0 | 0 | 0 | 0 | 0 | 0 | 0 | 0 | 0 | 278980.8824 | 0 | 0 | 0 | 0 | 0 | 0 | 0
2016-10-16 19:00 | 0 | 0 | 0 | 0 | 0 | 0 | 648524.2408 | 451589 | 0 | 0 | 0 | 0 | 204540.8051 | 0 | 0 | 0 | 0 | 0 | 0 | 0 | 2056418.3097 | 0 | 0 | 0 | 0 | 0 | 0 | 0 | 0 | 0 | 0 | -82045.6417 | 0 | 0 | 0 | 0 | 0 | 0 | 0 | 0 | 0 | 278980.8824 | 0 | 0 | 0 | 0 | 0 | 0 | 0
2016-10-16 20:00 | 0 | 0 | 0 | 0 | 0 | 0 | 653183.3849 | 458822 | 0 | 0 | 0 | 0 | 119921.3076 | 0 | 0 | 0 | 0 | 0 | 0 | 0 | 2335399.1922 | 0 | 0 | 0 | 0 | 0 | 0 | 0 | 0 | 0 | 0 | -84619.4976 | 0 | 0 | 0 | 0 | 0 | 0 | 0 | 0 | 0 | 278980.8824 | 0 | 0 | 0 | 0 | 0 | 0 | 0
2016-10-16 21:00 | 0 | 0 | 0 | 0 | 0 | 123021.2755 | 662804.7005 | 464628 | 0 | 0 | 0 | 0 | 208664.4594 | 0 | 0 | 0 | 0 | 0 | 0 | 0 | 2567854.0164 | 0 | 0 | 0 | 0 | 0 | 0 | 0 | 0 | 0 | 0 | 88743.1518 | 0 | 0 | 0 | 0 | 0 | 0 | 0 | 0 | 0 | 232454.8242 | 0 | 0 | 0 | 0 | 0 | 0 | 0
2016-10-16 22:00 | 0 | 0 | 0 | 0 | 0 | 0 | 643585.483 | 467804 | 0 | 0 | 0 | 0 | 297407.6112 | 0 | 0 | 0 | 0 | 0 | 0 | 0 | 2654892.3476 | 0 | 0 | 0 | 0 | 0 | 0 | 0 | 0 | 0 | 0 | 88743.1518 | 0 | 0 | 0 | 0 | 0 | 0 | 0 | 0 | 0 | 87038.3312 | 0 | 0 | 0 | 0 | 0 | 0 | 0
2016-10-16 23:00 | 0 | 0 | 0 | 0 | 0 | 0 | 479020.0688 | 471245 | 0 | 0 | 0 | 0 | 208664.4594 | 0 | 0 | 0 | 0 | 0 | 0 | 0 | 2751410.5682 | 0 | 0 | 0 | 0 | 0 | 0 | 0 | 0 | 0 | 0 | -88743.1518 | 0 | 0 | 0 | 0 | 0 | 0 | 0 | 0 | 0 | 96518.2206 | 0 | 0 | 0 | 0 | 0 | 0 | 0
2016-10-17 | 0 | 0 | 0 | 0 | 0 | 0 | 113336.9546 | 468534 | 0 | 0 | 0 | 0 | 119921.3076 | 0 | 0 | 0 | 0 | 0 | 0 | 0 | 2484956.6746 | 0 | 0 | 0 | 0 | 0 | 0 | 0 | 0 | 0 | 0 | -88743.1518 | 0 | 0 | 0 | 0 | 0 | 0 | 0 | 0 | 0 | -266453.8936 | 0 | 0 | 0 | 0 | 0 | 0 | 0
2016-10-17 01:00 | 0 | 0 | 0 | 0 | 0 | 821608.0697 | 88.9645 | 453973 | 0 | 0 | 0 | 0 | 208664.4594 | 0 | 0 | 0 | 0 | 0 | 0 | 0 | 2763937.557 | 0 | 0 | 0 | 0 | 0 | 0 | 0 | 0 | 0 | 0 | 88743.1518 | 0 | 0 | 0 | 0 | 0 | 0 | 0 | 0 | 0 | 278980.8824 | 0 | 0 | 0 | 0 | 0 | 0 | 0
2016-10-17 02:00 | 0 | 0 | 0 | 0 | 0 | 795722.6295 | 0 | 431304 | 0 | 0 | 0 | 0 | 294102.2064 | 0 | 0 | 0 | 0 | 0 | 0 | 0 | 3042918.4395 | 0 | 0 | 0 | 0 | 0 | 0 | 0 | 0 | 0 | 0 | 85437.7471 | 0 | 0 | 0 | 0 | 0 | 0 | 0 | 0 | 0 | 278980.8824 | 0 | 0 | 0 | 0 | 0 | 0 | 0
2016-10-17 03:00 | 0 | 0 | 0 | 0 | 0 | 214425.2694 | 0 | 404663 | 0 | 0 | 0 | 0 | 382845.3582 | 0 | 0 | 0 | 0 | 0 | 0 | 0 | 2763937.557 | 0 | 0 | 0 | 0 | 0 | 0 | 0 | 0 | 0 | 0 | 88743.1518 | 0 | 0 | 0 | 0 | 0 | 0 | 0 | 0 | 0 | -278980.8824 | 0 | 0 | 0 | 0 | 0 | 0 | 0
2016-10-17 04:00 | 0 | 0 | 0 | 0 | 0 | 73664.0833 | 0 | 379946 | 0 | 0 | 0 | 0 | 355544.324 | 0 | 0 | 0 | 0 | 0 | 0 | 0 | 2484956.6746 | 0 | 0 | 0 | 0 | 0 | 0 | 0 | 0 | 0 | 0 | -27301.0342 | 0 | 0 | 0 | 0 | 0 | 0 | 0 | 0 | 0 | -278980.8824 | 0 | 0 | 0 | 0 | 0 | 0 | 0
2016-10-17 05:00 | 0 | 0 | 0 | 0 | 0 | 551095.7306 | 0 | 360858 | 0 | 0 | 0 | 0 | 266801.1722 | 0 | 0 | 0 | 0 | 0 | 0 | 0 | 2763937.557 | 0 | 0 | 0 | 0 | 0 | 0 | 0 | 0 | 0 | 0 | -88743.1518 | 0 | 0 | 0 | 0 | 0 | 0 | 0 | 0 | 0 | 278980.8824 | 0 | 0 | 0 | 0 | 0 | 0 | 0
2016-10-17 06:00 | 0 | 0 | 0 | 0 | 0 | 157290.2694 | 0 | 347528 | 0 | 0 | 0 | 0 | 355544.324 | 0 | 0 | 0 | 0 | 0 | 0 | 0 | 2484956.6746 | 0 | 0 | 0 | 0 | 0 | 0 | 0 | 0 | 0 | 0 | 88743.1518 | 0 | 0 | 0 | 0 | 0 | 0 | 0 | 0 | 0 | -278980.8824 | 0 | 0 | 0 | 0 | 0 | 0 | 0
2016-10-17 07:00 | 0 | 0 | 0 | 0 | 0 | 0 | 0 | 340423 | 0 | 0 | 0 | 0 | 294102.2064 | 0 | 0 | 0 | 0 | 0 | 0 | 0 | 2205975.7922 | 0 | 0 | 0 | 0 | 0 | 0 | 0 | 0 | 0 | 0 | -61442.1176 | 0 | 0 | 0 | 0 | 0 | 0 | 0 | 0 | 0 | -278980.8824 | 0 | 0 | 0 | 0 | 0 | 0 | 0
2016-10-17 08:00 | 0 | 0 | 0 | 0 | 0 | 0 | 0 | 339804 | 0 | 0 | 0 | 0 | 205359.0546 | 0 | 0 | 0 | 0 | 0 | 0 | 0 | 1954914.9439 | 0 | 0 | 0 | 0 | 0 | 0 | 0 | 0 | 0 | 0 | -88743.1518 | 0 | 0 | 0 | 0 | 0 | 0 | 0 | 0 | 0 | -251060.8482 | 0 | 0 | 0 | 0 | 0 | 0 | 0
2016-10-17 09:00 | 0 | 0 | 0 | 0 | 0 | 617149.7429 | 0 | 349623 | 0 | 0 | 0 | 0 | 294102.2064 | 0 | 0 | 0 | 0 | 0 | 0 | 0 | 2133698.5351 | 0 | 0 | 0 | 0 | 0 | 0 | 0 | 0 | 0 | 0 | 88743.1518 | 0 | 0 | 0 | 0 | 0 | 0 | 0 | 0 | 0 | 178783.5912 | 0 | 0 | 0 | 0 | 0 | 0 | 0
2016-10-17 10:00 | 0 | 0 | 0 | 0 | 0 | 185980.2694 | 0 | 376218 | 0 | 0 | 0 | 0 | 382845.3582 | 0 | 0 | 0 | 0 | 0 | 0 | 0 | 1854717.6527 | 0 | 0 | 0 | 0 | 0 | 0 | 0 | 0 | 0 | 0 | 88743.1518 | 0 | 0 | 0 | 0 | 0 | 0 | 0 | 0 | 0 | -278980.8824 | 0 | 0 | 0 | 0 | 0 | 0 | 0
2016-10-17 11:00 | 0 | 0 | 0 | 0 | 0 | 36746.9658 | 0 | 404471 | 0 | 0 | 0 | 0 | 294102.2064 | 0 | 0 | 0 | 0 | 0 | 0 | 0 | 1575736.7702 | 0 | 0 | 0 | 0 | 0 | 0 | 0 | 0 | 0 | 0 | -88743.1518 | 0 | 0 | 0 | 0 | 0 | 0 | 0 | 0 | 0 | -278980.8824 | 0 | 0 | 0 | 0 | 0 | 0 | 0
2016-10-17 12:00 | 0 | 0 | 0 | 0 | 0 | 52921.9658 | 0 | 420646 | 0 | 0 | 0 | 0 | 205359.0546 | 0 | 0 | 0 | 0 | 0 | 0 | 0 | 1296755.8878 | 0 | 0 | 0 | 0 | 0 | 0 | 0 | 0 | 0 | 0 | -88743.1518 | 0 | 0 | 0 | 0 | 0 | 0 | 0 | 0 | 0 | -278980.8824 | 0 | 0 | 0 | 0 | 0 | 0 | 0
2016-10-17 13:00 | 0 | 0 | 0 | 0 | 0 | 523451.6883 | 8296.4728 | 436484 | 0 | 0 | 0 | 0 | 205359.0546 | 0 | 0 | 0 | 0 | 0 | 0 | 0 | 1392020.0489 | 0 | 0 | 0 | 0 | 0 | 0 | 0 | 0 | 0 | 0 | 0 | 0 | 0 | 0 | 0 | 0 | 0 | 0 | 0 | 0 | 95264.1611 | 0 | 0 | 0 | 0 | 0 | 0 | 0
2016-10-17 14:00 | 0 | 0 | 0 | 0 | 0 | 422614.6071 | 315002.8038 | 453409 | 0 | 0 | 0 | 0 | 294102.2064 | 0 | 0 | 0 | 0 | 0 | 0 | 0 | 1587485.308 | 0 | 0 | 0 | 0 | 0 | 0 | 0 | 0 | 0 | 0 | 88743.1518 | 0 | 0 | 0 | 0 | 0 | 0 | 0 | 0 | 0 | 195465.2591 | 0 | 0 | 0 | 0 | 0 | 0 | 0
2016-10-17 15:00 | 0 | 0 | 0 | 0 | 0 | 0 | 629840.9091 | 468848 | 0 | 0 | 0 | 0 | 382845.3582 | 0 | 0 | 0 | 0 | 0 | 0 | 0 | 1659735.0654 | 0 | 0 | 0 | 0 | 0 | 0 | 0 | 0 | 0 | 0 | 88743.1518 | 0 | 0 | 0 | 0 | 0 | 0 | 0 | 0 | 0 | 72249.7573 | 0 | 0 | 0 | 0 | 0 | 0 | 0
2016-10-17 16:00 | 0 | 0 | 0 | 0 | 0 | 0 | 720663.8476 | 483953 | 0 | 0 | 0 | 0 | 340575.3234 | 0 | 0 | 0 | 0 | 0 | 0 | 0 | 1938715.9478 | 0 | 0 | 0 | 0 | 0 | 0 | 0 | 0 | 0 | 0 | -42270.0348 | 0 | 0 | 0 | 0 | 0 | 0 | 0 | 0 | 0 | 278980.8824 | 0 | 0 | 0 | 0 | 0 | 0 | 0
2016-10-17 17:00 | 0 | 0 | 0 | 0 | 0 | 0 | 724312.4305 | 498846 | 0 | 0 | 0 | 0 | 287060.8714 | 0 | 0 | 0 | 0 | 0 | 0 | 0 | 2217696.8303 | 0 | 0 | 0 | 0 | 0 | 0 | 0 | 0 | 0 | 0 | -53514.452 | 0 | 0 | 0 | 0 | 0 | 0 | 0 | 0 | 0 | 278980.8824 | 0 | 0 | 0 | 0 | 0 | 0 | 0
2016-10-17 18:00 | 0 | 0 | 0 | 0 | 0 | 446.8821 | 701768.8486 | 511978 | 0 | 0 | 0 | 0 | 198317.7196 | 0 | 0 | 0 | 0 | 0 | 0 | 0 | 2496677.7127 | 0 | 0 | 0 | 0 | 0 | 0 | 0 | 0 | 0 | 0 | -88743.1518 | 0 | 0 | 0 | 0 | 0 | 0 | 0 | 0 | 0 | 278980.8824 | 0 | 0 | 0 | 0 | 0 | 0 | 0
2016-10-17 19:00 | 0 | 0 | 0 | 0 | 0 | 20254.3175 | 691596.4131 | 521613 | 0 | 0 | 0 | 0 | 109574.5678 | 0 | 0 | 0 | 0 | 0 | 0 | 0 | 2775658.5951 | 0 | 0 | 0 | 0 | 0 | 0 | 0 | 0 | 0 | 0 | -88743.1518 | 0 | 0 | 0 | 0 | 0 | 0 | 0 | 0 | 0 | 278980.8824 | 0 | 0 | 0 | 0 | 0 | 0 | 0
2016-10-17 20:00 | 0 | 0 | 0 | 0 | 0 | 0 | 703962.1158 | 527488 | 0 | 0 | 0 | 0 | 20831.416 | 0 | 0 | 0 | 0 | 0 | 0 | 0 | 3040875.8628 | 0 | 0 | 0 | 0 | 0 | 0 | 0 | 0 | 0 | 0 | -88743.1518 | 0 | 0 | 0 | 0 | 0 | 0 | 0 | 0 | 0 | 265217.2676 | 0 | 0 | 0 | 0 | 0 | 0 | 0
2016-10-17 21:00 | 0 | 0 | 0 | 0 | 0 | 59497.7101 | 727080.7563 | 528429 | 0 | 0 | 0 | 0 | 0 | 0 | 0 | 0 | 0 | 0 | 0 | 0 | 3319856.7452 | 0 | 0 | 0 | 0 | 0 | 0 | 0 | 0 | 0 | 0 | -20831.416 | 0 | 0 | 0 | 0 | 0 | 0 | 0 | 0 | 0 | 278980.8824 | 0 | 0 | 0 | 0 | 0 | 0 | 0
2016-10-17 22:00 | 0 | 0 | 0 | 0 | 0 | 0 | 718600.6624 | 523606 | 0 | 0 | 0 | 0 | 0 | 0 | 0 | 0 | 0 | 0 | 0 | 0 | 3514851.4076 | 0 | 0 | 0 | 0 | 0 | 0 | 0 | 0 | 0 | 0 | 0 | 0 | 0 | 0 | 0 | 0 | 0 | 0 | 0 | 0 | 194994.6624 | 0 | 0 | 0 | 0 | 0 | 0 | 0
2016-10-17 23:00 | 0 | 0 | 0 | 0 | 0 | 0 | 536263.5512 | 522334 | 0 | 0 | 0 | 0 | 88743.1518 | 0 | 0 | 0 | 0 | 0 | 0 | 0 | 3440037.807 | 0 | 0 | 0 | 0 | 0 | 0 | 0 | 0 | 0 | 0 | 88743.1518 | 0 | 0 | 0 | 0 | 0 | 0 | 0 | 0 | 0 | -74813.6006 | 0 | 0 | 0 | 0 | 0 | 0 | 0
2016-10-18 | 0 | 0 | 0 | 0 | 0 | 755082.5937 | 127154.4405 | 514513 | 0 | 0 | 0 | 0 | 177486.3036 | 0 | 0 | 0 | 0 | 0 | 0 | 0 | 3719018.6895 | 0 | 0 | 0 | 0 | 0 | 0 | 0 | 0 | 0 | 0 | 88743.1518 | 0 | 0 | 0 | 0 | 0 | 0 | 0 | 0 | 0 | 278980.8824 | 0 | 0 | 0 | 0 | 0 | 0 | 0
2016-10-18 01:00 | 0 | 0 | 0 | 0 | 0 | 785140.1972 | 92.6321 | 495858 | 0 | 0 | 0 | 0 | 193878.1495 | 0 | 0 | 0 | 0 | 0 | 0 | 0 | 3992001.6728 | 0 | 0 | 0 | 0 | 0 | 0 | 0 | 0 | 0 | 0 | 16391.8459 | 0 | 0 | 0 | 0 | 0 | 0 | 0 | 0 | 0 | 272982.9833 | 0 | 0 | 0 | 0 | 0 | 0 | 0
2016-10-18 02:00 | 0 | 0 | 0 | 0 | 0 | 774202.7369 | 0 | 468422 | 0 | 0 | 0 | 0 | 220678.004 | 0 | 0 | 0 | 0 | 0 | 0 | 0 | 4270982.5553 | 0 | 0 | 0 | 0 | 0 | 0 | 0 | 0 | 0 | 0 | 26799.8545 | 0 | 0 | 0 | 0 | 0 | 0 | 0 | 0 | 0 | 278980.8824 | 0 | 0 | 0 | 0 | 0 | 0 | 0
2016-10-18 03:00 | 0 | 0 | 0 | 0 | 0 | 245668.2694 | 0 | 435906 | 0 | 0 | 0 | 0 | 309421.1558 | 0 | 0 | 0 | 0 | 0 | 0 | 0 | 3992001.6728 | 0 | 0 | 0 | 0 | 0 | 0 | 0 | 0 | 0 | 0 | 88743.1518 | 0 | 0 | 0 | 0 | 0 | 0 | 0 | 0 | 0 | -278980.8824 | 0 | 0 | 0 | 0 | 0 | 0 | 0
2016-10-18 04:00 | 0 | 0 | 0 | 0 | 0 | 758558.0849 | 0 | 406153 | 0 | 0 | 0 | 0 | 382845.3582 | 0 | 0 | 0 | 0 | 0 | 0 | 0 | 4270982.5553 | 0 | 0 | 0 | 0 | 0 | 0 | 0 | 0 | 0 | 0 | 73424.2025 | 0 | 0 | 0 | 0 | 0 | 0 | 0 | 0 | 0 | 278980.8824 | 0 | 0 | 0 | 0 | 0 | 0 | 0
2016-10-18 05:00 | 0 | 0 | 0 | 0 | 0 | 15449.9658 | 0 | 383174 | 0 | 0 | 0 | 0 | 294102.2064 | 0 | 0 | 0 | 0 | 0 | 0 | 0 | 3992001.6728 | 0 | 0 | 0 | 0 | 0 | 0 | 0 | 0 | 0 | 0 | -88743.1518 | 0 | 0 | 0 | 0 | 0 | 0 | 0 | 0 | 0 | -278980.8824 | 0 | 0 | 0 | 0 | 0 | 0 | 0
2016-10-18 06:00 | 0 | 0 | 0 | 0 | 0 | 176861.2694 | 0 | 367099 | 0 | 0 | 0 | 0 | 382845.3582 | 0 | 0 | 0 | 0 | 0 | 0 | 0 | 3713020.7904 | 0 | 0 | 0 | 0 | 0 | 0 | 0 | 0 | 0 | 0 | 88743.1518 | 0 | 0 | 0 | 0 | 0 | 0 | 0 | 0 | 0 | -278980.8824 | 0 | 0 | 0 | 0 | 0 | 0 | 0
2016-10-18 07:00 | 0 | 0 | 0 | 0 | 0 | 636009.8824 | 0 | 357029 | 0 | 0 | 0 | 0 | 382845.3582 | 0 | 0 | 0 | 0 | 0 | 0 | 0 | 3992001.6728 | 0 | 0 | 0 | 0 | 0 | 0 | 0 | 0 | 0 | 0 | 0 | 0 | 0 | 0 | 0 | 0 | 0 | 0 | 0 | 0 | 278980.8824 | 0 | 0 | 0 | 0 | 0 | 0 | 0
2016-10-18 08:00 | 0 | 0 | 0 | 0 | 0 | 0 | 0 | 354533 | 0 | 0 | 0 | 0 | 294102.2064 | 0 | 0 | 0 | 0 | 0 | 0 | 0 | 3726211.8246 | 0 | 0 | 0 | 0 | 0 | 0 | 0 | 0 | 0 | 0 | -88743.1518 | 0 | 0 | 0 | 0 | 0 | 0 | 0 | 0 | 0 | -265789.8482 | 0 | 0 | 0 | 0 | 0 | 0 | 0
2016-10-18 09:00 | 0 | 0 | 0 | 0 | 0 | 172994.2694 | 0 | 363232 | 0 | 0 | 0 | 0 | 382845.3582 | 0 | 0 | 0 | 0 | 0 | 0 | 0 | 3447230.9422 | 0 | 0 | 0 | 0 | 0 | 0 | 0 | 0 | 0 | 0 | 88743.1518 | 0 | 0 | 0 | 0 | 0 | 0 | 0 | 0 | 0 | -278980.8824 | 0 | 0 | 0 | 0 | 0 | 0 | 0
2016-10-18 10:00 | 0 | 0 | 0 | 0 | 0 | 20555.9658 | 0 | 388280 | 0 | 0 | 0 | 0 | 294102.2064 | 0 | 0 | 0 | 0 | 0 | 0 | 0 | 3168250.0597 | 0 | 0 | 0 | 0 | 0 | 0 | 0 | 0 | 0 | 0 | -88743.1518 | 0 | 0 | 0 | 0 | 0 | 0 | 0 | 0 | 0 | -278980.8824 | 0 | 0 | 0 | 0 | 0 | 0 | 0
2016-10-18 11:00 | 0 | 0 | 0 | 0 | 0 | 46874.9658 | 0 | 414599 | 0 | 0 | 0 | 0 | 205359.0546 | 0 | 0 | 0 | 0 | 0 | 0 | 0 | 2889269.1773 | 0 | 0 | 0 | 0 | 0 | 0 | 0 | 0 | 0 | 0 | -88743.1518 | 0 | 0 | 0 | 0 | 0 | 0 | 0 | 0 | 0 | -278980.8824 | 0 | 0 | 0 | 0 | 0 | 0 | 0
2016-10-18 12:00 | 0 | 0 | 0 | 0 | 0 | 60538.9658 | 0 | 428263 | 0 | 0 | 0 | 0 | 116615.9029 | 0 | 0 | 0 | 0 | 0 | 0 | 0 | 2610288.2949 | 0 | 0 | 0 | 0 | 0 | 0 | 0 | 0 | 0 | 0 | -88743.1518 | 0 | 0 | 0 | 0 | 0 | 0 | 0 | 0 | 0 | -278980.8824 | 0 | 0 | 0 | 0 | 0 | 0 | 0
2016-10-18 13:00 | 0 | 0 | 0 | 0 | 0 | 434187.0614 | 6139.9954 | 443362 | 0 | 0 | 0 | 0 | 199543.9811 | 0 | 0 | 0 | 0 | 0 | 0 | 0 | 2524325.2733 | 0 | 0 | 0 | 0 | 0 | 0 | 0 | 0 | 0 | 0 | 82928.0783 | 0 | 0 | 0 | 0 | 0 | 0 | 0 | 0 | 0 | -85963.0215 | 0 | 0 | 0 | 0 | 0 | 0 | 0
2016-10-18 14:00 | 0 | 0 | 0 | 0 | 0 | 256742.5806 | 293418.823 | 459677 | 0 | 0 | 0 | 0 | 288287.1329 | 0 | 0 | 0 | 0 | 0 | 0 | 0 | 2526066.5252 | 0 | 0 | 0 | 0 | 0 | 0 | 0 | 0 | 0 | 0 | 88743.1518 | 0 | 0 | 0 | 0 | 0 | 0 | 0 | 0 | 0 | 1741.2518 | 0 | 0 | 0 | 0 | 0 | 0 | 0
2016-10-18 15:00 | 0 | 0 | 0 | 0 | 0 | 136266.444 | 704879.5903 | 473422 | 0 | 0 | 0 | 0 | 377030.2847 | 0 | 0 | 0 | 0 | 0 | 0 | 0 | 2805047.4076 | 0 | 0 | 0 | 0 | 0 | 0 | 0 | 0 | 0 | 0 | 88743.1518 | 0 | 0 | 0 | 0 | 0 | 0 | 0 | 0 | 0 | 278980.8824 | 0 | 0 | 0 | 0 | 0 | 0 | 0
2016-10-18 16:00 | 0 | 0 | 0 | 0 | 0 | 0 | 772131.9559 | 487336 | 0 | 0 | 0 | 0 | 382845.3582 | 0 | 0 | 0 | 0 | 0 | 0 | 0 | 3084028.2901 | 0 | 0 | 0 | 0 | 0 | 0 | 0 | 0 | 0 | 0 | 5815.0735 | 0 | 0 | 0 | 0 | 0 | 0 | 0 | 0 | 0 | 278980.8824 | 0 | 0 | 0 | 0 | 0 | 0 | 0
2016-10-18 17:00 | 0 | 0 | 0 | 0 | 0 | 34338.0024 | 745614.8801 | 500972 | 0 | 0 | 0 | 0 | 382845.3582 | 0 | 0 | 0 | 0 | 0 | 0 | 0 | 3363009.1725 | 0 | 0 | 0 | 0 | 0 | 0 | 0 | 0 | 0 | 0 | 0 | 0 | 0 | 0 | 0 | 0 | 0 | 0 | 0 | 0 | 278980.8824 | 0 | 0 | 0 | 0 | 0 | 0 | 0
2016-10-18 18:00 | 0 | 0 | 0 | 0 | 0 | 0 | 716634.7534 | 512847 | 0 | 0 | 0 | 0 | 382845.3582 | 0 | 0 | 0 | 0 | 0 | 0 | 0 | 3566796.9259 | 0 | 0 | 0 | 0 | 0 | 0 | 0 | 0 | 0 | 0 | 0 | 0 | 0 | 0 | 0 | 0 | 0 | 0 | 0 | 0 | 203787.7534 | 0 | 0 | 0 | 0 | 0 | 0 | 0
2016-10-18 19:00 | 0 | 0 | 0 | 0 | 0 | 12023.0058 | 699786.7248 | 521572 | 0 | 0 | 0 | 0 | 294102.2064 | 0 | 0 | 0 | 0 | 0 | 0 | 0 | 3845777.8084 | 0 | 0 | 0 | 0 | 0 | 0 | 0 | 0 | 0 | 0 | -88743.1518 | 0 | 0 | 0 | 0 | 0 | 0 | 0 | 0 | 0 | 278980.8824 | 0 | 0 | 0 | 0 | 0 | 0 | 0
2016-10-18 20:00 | 0 | 0 | 0 | 0 | 0 | 0 | 706877.1712 | 527230 | 0 | 0 | 0 | 0 | 382845.3582 | 0 | 0 | 0 | 0 | 0 | 0 | 0 | 3936681.8278 | 0 | 0 | 0 | 0 | 0 | 0 | 0 | 0 | 0 | 0 | 88743.1518 | 0 | 0 | 0 | 0 | 0 | 0 | 0 | 0 | 0 | 90904.0194 | 0 | 0 | 0 | 0 | 0 | 0 | 0
2016-10-18 21:00 | 0 | 0 | 0 | 0 | 0 | 0 | 721411.6398 | 527453 | 0 | 0 | 0 | 0 | 297823.1156 | 0 | 0 | 0 | 0 | 0 | 0 | 0 | 4215662.7102 | 0 | 0 | 0 | 0 | 0 | 0 | 0 | 0 | 0 | 0 | -85022.2427 | 0 | 0 | 0 | 0 | 0 | 0 | 0 | 0 | 0 | 278980.8824 | 0 | 0 | 0 | 0 | 0 | 0 | 0
2016-10-18 22:00 | 0 | 0 | 0 | 0 | 0 | 0 | 700982.5711 | 522155 | 0 | 0 | 0 | 0 | 209079.9638 | 0 | 0 | 0 | 0 | 0 | 0 | 0 | 4483233.4332 | 0 | 0 | 0 | 0 | 0 | 0 | 0 | 0 | 0 | 0 | -88743.1518 | 0 | 0 | 0 | 0 | 0 | 0 | 0 | 0 | 0 | 267570.7229 | 0 | 0 | 0 | 0 | 0 | 0 | 0
2016-10-18 23:00 | 0 | 0 | 0 | 0 | 0 | 0 | 520029.1503 | 520044 | 0 | 0 | 0 | 0 | 120336.812 | 0 | 0 | 0 | 0 | 0 | 0 | 0 | 4571961.7353 | 0 | 0 | 0 | 0 | 0 | 0 | 0 | 0 | 0 | 0 | -88743.1518 | 0 | 0 | 0 | 0 | 0 | 0 | 0 | 0 | 0 | 88728.3021 | 0 | 0 | 0 | 0 | 0 | 0 | 0
2016-10-19 | 0 | 0 | 0 | 0 | 0 | 343405.6887 | 124644.9186 | 512531 | 0 | 0 | 0 | 0 | 116615.9029 | 0 | 0 | 0 | 0 | 0 | 0 | 0 | 4531202.2517 | 0 | 0 | 0 | 0 | 0 | 0 | 0 | 0 | 0 | 0 | -3720.9091 | 0 | 0 | 0 | 0 | 0 | 0 | 0 | 0 | 0 | -40759.4835 | 0 | 0 | 0 | 0 | 0 | 0 | 0
2016-10-19 01:00 | 0 | 0 | 0 | 0 | 0 | 407028.1938 | 64.7586 | 493705 | 0 | 0 | 0 | 0 | 205359.0546 | 0 | 0 | 0 | 0 | 0 | 0 | 0 | 4355847.0523 | 0 | 0 | 0 | 0 | 0 | 0 | 0 | 0 | 0 | 0 | 88743.1518 | 0 | 0 | 0 | 0 | 0 | 0 | 0 | 0 | 0 | -175355.1994 | 0 | 0 | 0 | 0 | 0 | 0 | 0
2016-10-19 02:00 | 0 | 0 | 0 | 0 | 0 | 427213.6361 | 0 | 465734 | 0 | 0 | 0 | 0 | 294102.2064 | 0 | 0 | 0 | 0 | 0 | 0 | 0 | 4228583.5366 | 0 | 0 | 0 | 0 | 0 | 0 | 0 | 0 | 0 | 0 | 88743.1518 | 0 | 0 | 0 | 0 | 0 | 0 | 0 | 0 | 0 | -127263.5157 | 0 | 0 | 0 | 0 | 0 | 0 | 0
2016-10-19 03:00 | 0 | 0 | 0 | 0 | 0 | 417157.7707 | 0 | 434382 | 0 | 0 | 0 | 0 | 205359.0546 | 0 | 0 | 0 | 0 | 0 | 0 | 0 | 4300102.4592 | 0 | 0 | 0 | 0 | 0 | 0 | 0 | 0 | 0 | 0 | -88743.1518 | 0 | 0 | 0 | 0 | 0 | 0 | 0 | 0 | 0 | 71518.9225 | 0 | 0 | 0 | 0 | 0 | 0 | 0
2016-10-19 04:00 | 0 | 0 | 0 | 0 | 0 | 391722.4004 | 0 | 404120 | 0 | 0 | 0 | 0 | 294102.2064 | 0 | 0 | 0 | 0 | 0 | 0 | 0 | 4198961.7077 | 0 | 0 | 0 | 0 | 0 | 0 | 0 | 0 | 0 | 0 | 88743.1518 | 0 | 0 | 0 | 0 | 0 | 0 | 0 | 0 | 0 | -101140.7514 | 0 | 0 | 0 | 0 | 0 | 0 | 0
2016-10-19 05:00 | 0 | 0 | 0 | 0 | 0 | 360013.0619 | 0 | 381461 | 0 | 0 | 0 | 0 | 205359.0546 | 0 | 0 | 0 | 0 | 0 | 0 | 0 | 4266256.9215 | 0 | 0 | 0 | 0 | 0 | 0 | 0 | 0 | 0 | 0 | -88743.1518 | 0 | 0 | 0 | 0 | 0 | 0 | 0 | 0 | 0 | 67295.2137 | 0 | 0 | 0 | 0 | 0 | 0 | 0
2016-10-19 06:00 | 0 | 0 | 0 | 0 | 0 | 174975.2694 | 0 | 365213 | 0 | 0 | 0 | 0 | 294102.2064 | 0 | 0 | 0 | 0 | 0 | 0 | 0 | 3987276.039 | 0 | 0 | 0 | 0 | 0 | 0 | 0 | 0 | 0 | 0 | 88743.1518 | 0 | 0 | 0 | 0 | 0 | 0 | 0 | 0 | 0 | -278980.8824 | 0 | 0 | 0 | 0 | 0 | 0 | 0
2016-10-19 07:00 | 0 | 0 | 0 | 0 | 0 | 164953.2694 | 0 | 355191 | 0 | 0 | 0 | 0 | 382845.3582 | 0 | 0 | 0 | 0 | 0 | 0 | 0 | 3708295.1566 | 0 | 0 | 0 | 0 | 0 | 0 | 0 | 0 | 0 | 0 | 88743.1518 | 0 | 0 | 0 | 0 | 0 | 0 | 0 | 0 | 0 | -278980.8824 | 0 | 0 | 0 | 0 | 0 | 0 | 0
2016-10-19 08:00 | 0 | 0 | 0 | 0 | 0 | 0 | 0 | 353273 | 0 | 0 | 0 | 0 | 294102.2064 | 0 | 0 | 0 | 0 | 0 | 0 | 0 | 3443765.3084 | 0 | 0 | 0 | 0 | 0 | 0 | 0 | 0 | 0 | 0 | -88743.1518 | 0 | 0 | 0 | 0 | 0 | 0 | 0 | 0 | 0 | -264529.8482 | 0 | 0 | 0 | 0 | 0 | 0 | 0
2016-10-19 09:00 | 0 | 0 | 0 | 0 | 0 | 0 | 0 | 362507 | 0 | 0 | 0 | 0 | 205359.0546 | 0 | 0 | 0 | 0 | 0 | 0 | 0 | 3170001.4602 | 0 | 0 | 0 | 0 | 0 | 0 | 0 | 0 | 0 | 0 | -88743.1518 | 0 | 0 | 0 | 0 | 0 | 0 | 0 | 0 | 0 | -273763.8482 | 0 | 0 | 0 | 0 | 0 | 0 | 0
2016-10-19 10:00 | 0 | 0 | 0 | 0 | 0 | 20122.9658 | 0 | 387847 | 0 | 0 | 0 | 0 | 116615.9029 | 0 | 0 | 0 | 0 | 0 | 0 | 0 | 2891020.5777 | 0 | 0 | 0 | 0 | 0 | 0 | 0 | 0 | 0 | 0 | -88743.1518 | 0 | 0 | 0 | 0 | 0 | 0 | 0 | 0 | 0 | -278980.8824 | 0 | 0 | 0 | 0 | 0 | 0 | 0
2016-10-19 11:00 | 0 | 0 | 0 | 0 | 0 | 275916.8753 | 0 | 413174 | 0 | 0 | 0 | 0 | 205359.0546 | 0 | 0 | 0 | 0 | 0 | 0 | 0 | 2665020.3012 | 0 | 0 | 0 | 0 | 0 | 0 | 0 | 0 | 0 | 0 | 88743.1518 | 0 | 0 | 0 | 0 | 0 | 0 | 0 | 0 | 0 | -226000.2765 | 0 | 0 | 0 | 0 | 0 | 0 | 0
2016-10-19 12:00 | 0 | 0 | 0 | 0 | 0 | 60188.9658 | 0 | 427913 | 0 | 0 | 0 | 0 | 116615.9029 | 0 | 0 | 0 | 0 | 0 | 0 | 0 | 2386039.4188 | 0 | 0 | 0 | 0 | 0 | 0 | 0 | 0 | 0 | 0 | -88743.1518 | 0 | 0 | 0 | 0 | 0 | 0 | 0 | 0 | 0 | -278980.8824 | 0 | 0 | 0 | 0 | 0 | 0 | 0
2016-10-19 13:00 | 0 | 0 | 0 | 0 | 0 | 236008.9487 | 5270.0012 | 441862 | 0 | 0 | 0 | 0 | 27872.7511 | 0 | 0 | 0 | 0 | 0 | 0 | 0 | 2274199.5204 | 0 | 0 | 0 | 0 | 0 | 0 | 0 | 0 | 0 | 0 | -88743.1518 | 0 | 0 | 0 | 0 | 0 | 0 | 0 | 0 | 0 | -111839.8983 | 0 | 0 | 0 | 0 | 0 | 0 | 0
2016-10-19 14:00 | 0 | 0 | 0 | 0 | 0 | 0 | 281332.2823 | 458750 | 0 | 0 | 0 | 0 | 116615.9029 | 0 | 0 | 0 | 0 | 0 | 0 | 0 | 2008038.651 | 0 | 0 | 0 | 0 | 0 | 0 | 0 | 0 | 0 | 0 | 88743.1518 | 0 | 0 | 0 | 0 | 0 | 0 | 0 | 0 | 0 | -266160.8695 | 0 | 0 | 0 | 0 | 0 | 0 | 0
2016-10-19 15:00 | 0 | 0 | 0 | 0 | 0 | 0 | 724554.1436 | 474396 | 0 | 0 | 0 | 0 | 205359.0546 | 0 | 0 | 0 | 0 | 0 | 0 | 0 | 2169453.6427 | 0 | 0 | 0 | 0 | 0 | 0 | 0 | 0 | 0 | 0 | 88743.1518 | 0 | 0 | 0 | 0 | 0 | 0 | 0 | 0 | 0 | 161414.9918 | 0 | 0 | 0 | 0 | 0 | 0 | 0
2016-10-19 16:00 | 0 | 0 | 0 | 0 | 0 | 77122.0786 | 779222.9556 | 488621 | 0 | 0 | 0 | 0 | 294102.2064 | 0 | 0 | 0 | 0 | 0 | 0 | 0 | 2448434.5252 | 0 | 0 | 0 | 0 | 0 | 0 | 0 | 0 | 0 | 0 | 88743.1518 | 0 | 0 | 0 | 0 | 0 | 0 | 0 | 0 | 0 | 278980.8824 | 0 | 0 | 0 | 0 | 0 | 0 | 0
2016-10-19 17:00 | 0 | 0 | 0 | 0 | 0 | 0 | 751970.3393 | 504233 | 0 | 0 | 0 | 0 | 382845.3582 | 0 | 0 | 0 | 0 | 0 | 0 | 0 | 2607428.7127 | 0 | 0 | 0 | 0 | 0 | 0 | 0 | 0 | 0 | 0 | 88743.1518 | 0 | 0 | 0 | 0 | 0 | 0 | 0 | 0 | 0 | 158994.1875 | 0 | 0 | 0 | 0 | 0 | 0 | 0
2016-10-19 18:00 | 0 | 0 | 0 | 0 | 0 | 0 | 722910.1163 | 514868 | 0 | 0 | 0 | 0 | 311906.5921 | 0 | 0 | 0 | 0 | 0 | 0 | 0 | 2886409.5951 | 0 | 0 | 0 | 0 | 0 | 0 | 0 | 0 | 0 | 0 | -70938.7661 | 0 | 0 | 0 | 0 | 0 | 0 | 0 | 0 | 0 | 278980.8824 | 0 | 0 | 0 | 0 | 0 | 0 | 0
2016-10-19 19:00 | 0 | 0 | 0 | 0 | 0 | 0 | 708760.9772 | 522783 | 0 | 0 | 0 | 0 | 223163.4403 | 0 | 0 | 0 | 0 | 0 | 0 | 0 | 3161130.7241 | 0 | 0 | 0 | 0 | 0 | 0 | 0 | 0 | 0 | 0 | -88743.1518 | 0 | 0 | 0 | 0 | 0 | 0 | 0 | 0 | 0 | 274721.129 | 0 | 0 | 0 | 0 | 0 | 0 | 0
2016-10-19 20:00 | 0 | 0 | 0 | 0 | 0 | 0 | 718277.738 | 526819 | 0 | 0 | 0 | 0 | 135641.2959 | 0 | 0 | 0 | 0 | 0 | 0 | 0 | 3440111.6065 | 0 | 0 | 0 | 0 | 0 | 0 | 0 | 0 | 0 | 0 | -87522.1444 | 0 | 0 | 0 | 0 | 0 | 0 | 0 | 0 | 0 | 278980.8824 | 0 | 0 | 0 | 0 | 0 | 0 | 0
2016-10-19 21:00 | 0 | 0 | 0 | 0 | 0 | 0 | 734649.9061 | 524964 | 0 | 0 | 0 | 0 | 66346.3195 | 0 | 0 | 0 | 0 | 0 | 0 | 0 | 3719092.489 | 0 | 0 | 0 | 0 | 0 | 0 | 0 | 0 | 0 | 0 | -69294.9764 | 0 | 0 | 0 | 0 | 0 | 0 | 0 | 0 | 0 | 278980.8824 | 0 | 0 | 0 | 0 | 0 | 0 | 0
2016-10-19 22:00 | 0 | 0 | 0 | 0 | 0 | 0 | 721803.619 | 520100 | 0 | 0 | 0 | 0 | 155089.4713 | 0 | 0 | 0 | 0 | 0 | 0 | 0 | 3832052.9562 | 0 | 0 | 0 | 0 | 0 | 0 | 0 | 0 | 0 | 0 | 88743.1518 | 0 | 0 | 0 | 0 | 0 | 0 | 0 | 0 | 0 | 112960.4672 | 0 | 0 | 0 | 0 | 0 | 0 | 0
2016-10-19 23:00 | 0 | 0 | 0 | 0 | 0 | 0 | 541402.9968 | 519054 | 0 | 0 | 0 | 0 | 243832.6231 | 0 | 0 | 0 | 0 | 0 | 0 | 0 | 3765658.8012 | 0 | 0 | 0 | 0 | 0 | 0 | 0 | 0 | 0 | 0 | 88743.1518 | 0 | 0 | 0 | 0 | 0 | 0 | 0 | 0 | 0 | -66394.155 | 0 | 0 | 0 | 0 | 0 | 0 | 0
2016-10-20 | 0 | 0 | 0 | 0 | 0 | 468742.2267 | 120520.1169 | 509934 | 0 | 0 | 0 | 0 | 177486.3036 | 0 | 0 | 0 | 0 | 0 | 0 | 0 | 3911333.4643 | 0 | 0 | 0 | 0 | 0 | 0 | 0 | 0 | 0 | 0 | -66346.3195 | 0 | 0 | 0 | 0 | 0 | 0 | 0 | 0 | 0 | 145674.6631 | 0 | 0 | 0 | 0 | 0 | 0 | 0
2016-10-20 01:00 | 0 | 0 | 0 | 0 | 0 | 473763.2992 | 53.4416 | 488304 | 0 | 0 | 0 | 0 | 88743.1518 | 0 | 0 | 0 | 0 | 0 | 0 | 0 | 3985589.3569 | 0 | 0 | 0 | 0 | 0 | 0 | 0 | 0 | 0 | 0 | -88743.1518 | 0 | 0 | 0 | 0 | 0 | 0 | 0 | 0 | 0 | 74255.8925 | 0 | 0 | 0 | 0 | 0 | 0 | 0
2016-10-20 02:00 | 0 | 0 | 0 | 0 | 0 | 445984.6701 | 0 | 461216 | 0 | 0 | 0 | 0 | 177486.3036 | 0 | 0 | 0 | 0 | 0 | 0 | 0 | 3881614.8752 | 0 | 0 | 0 | 0 | 0 | 0 | 0 | 0 | 0 | 0 | 88743.1518 | 0 | 0 | 0 | 0 | 0 | 0 | 0 | 0 | 0 | -103974.4817 | 0 | 0 | 0 | 0 | 0 | 0 | 0
2016-10-20 03:00 | 0 | 0 | 0 | 0 | 0 | 242904.2694 | 0 | 433142 | 0 | 0 | 0 | 0 | 266229.4554 | 0 | 0 | 0 | 0 | 0 | 0 | 0 | 3602633.9927 | 0 | 0 | 0 | 0 | 0 | 0 | 0 | 0 | 0 | 0 | 88743.1518 | 0 | 0 | 0 | 0 | 0 | 0 | 0 | 0 | 0 | -278980.8824 | 0 | 0 | 0 | 0 | 0 | 0 | 0
2016-10-20 04:00 | 0 | 0 | 0 | 0 | 0 | 34322.9658 | 0 | 402047 | 0 | 0 | 0 | 0 | 177486.3036 | 0 | 0 | 0 | 0 | 0 | 0 | 0 | 3323653.1103 | 0 | 0 | 0 | 0 | 0 | 0 | 0 | 0 | 0 | 0 | -88743.1518 | 0 | 0 | 0 | 0 | 0 | 0 | 0 | 0 | 0 | -278980.8824 | 0 | 0 | 0 | 0 | 0 | 0 | 0
2016-10-20 05:00 | 0 | 0 | 0 | 0 | 0 | 398737.1095 | 0 | 379104 | 0 | 0 | 0 | 0 | 88743.1518 | 0 | 0 | 0 | 0 | 0 | 0 | 0 | 3432029.3715 | 0 | 0 | 0 | 0 | 0 | 0 | 0 | 0 | 0 | 0 | -88743.1518 | 0 | 0 | 0 | 0 | 0 | 0 | 0 | 0 | 0 | 108376.2613 | 0 | 0 | 0 | 0 | 0 | 0 | 0
2016-10-20 06:00 | 0 | 0 | 0 | 0 | 0 | 172122.2694 | 0 | 362360 | 0 | 0 | 0 | 0 | 177486.3036 | 0 | 0 | 0 | 0 | 0 | 0 | 0 | 3153048.4891 | 0 | 0 | 0 | 0 | 0 | 0 | 0 | 0 | 0 | 0 | 88743.1518 | 0 | 0 | 0 | 0 | 0 | 0 | 0 | 0 | 0 | -278980.8824 | 0 | 0 | 0 | 0 | 0 | 0 | 0
2016-10-20 07:00 | 0 | 0 | 0 | 0 | 0 | 437348.1221 | 0 | 352629 | 0 | 0 | 0 | 0 | 266229.4554 | 0 | 0 | 0 | 0 | 0 | 0 | 0 | 3149024.4594 | 0 | 0 | 0 | 0 | 0 | 0 | 0 | 0 | 0 | 0 | 88743.1518 | 0 | 0 | 0 | 0 | 0 | 0 | 0 | 0 | 0 | -4024.0297 | 0 | 0 | 0 | 0 | 0 | 0 | 0
2016-10-20 08:00 | 0 | 0 | 0 | 0 | 0 | 0 | 0 | 350469 | 0 | 0 | 0 | 0 | 177486.3036 | 0 | 0 | 0 | 0 | 0 | 0 | 0 | 2887298.6112 | 0 | 0 | 0 | 0 | 0 | 0 | 0 | 0 | 0 | 0 | -88743.1518 | 0 | 0 | 0 | 0 | 0 | 0 | 0 | 0 | 0 | -261725.8482 | 0 | 0 | 0 | 0 | 0 | 0 | 0
2016-10-20 09:00 | 0 | 0 | 0 | 0 | 0 | 168278.2694 | 0 | 358516 | 0 | 0 | 0 | 0 | 266229.4554 | 0 | 0 | 0 | 0 | 0 | 0 | 0 | 2608317.7288 | 0 | 0 | 0 | 0 | 0 | 0 | 0 | 0 | 0 | 0 | 88743.1518 | 0 | 0 | 0 | 0 | 0 | 0 | 0 | 0 | 0 | -278980.8824 | 0 | 0 | 0 | 0 | 0 | 0 | 0
2016-10-20 10:00 | 0 | 0 | 0 | 0 | 0 | 14480.9658 | 0 | 382205 | 0 | 0 | 0 | 0 | 177486.3036 | 0 | 0 | 0 | 0 | 0 | 0 | 0 | 2329336.8463 | 0 | 0 | 0 | 0 | 0 | 0 | 0 | 0 | 0 | 0 | -88743.1518 | 0 | 0 | 0 | 0 | 0 | 0 | 0 | 0 | 0 | -278980.8824 | 0 | 0 | 0 | 0 | 0 | 0 | 0
2016-10-20 11:00 | 0 | 0 | 0 | 0 | 0 | 39917.9658 | 0 | 407642 | 0 | 0 | 0 | 0 | 88743.1518 | 0 | 0 | 0 | 0 | 0 | 0 | 0 | 2050355.9639 | 0 | 0 | 0 | 0 | 0 | 0 | 0 | 0 | 0 | 0 | -88743.1518 | 0 | 0 | 0 | 0 | 0 | 0 | 0 | 0 | 0 | -278980.8824 | 0 | 0 | 0 | 0 | 0 | 0 | 0
2016-10-20 12:00 | 0 | 0 | 0 | 0 | 0 | 416043.5718 | 0 | 421327 | 0 | 0 | 0 | 0 | 0 | 0 | 0 | 0 | 0 | 0 | 0 | 0 | 2133815.6874 | 0 | 0 | 0 | 0 | 0 | 0 | 0 | 0 | 0 | 0 | -88743.1518 | 0 | 0 | 0 | 0 | 0 | 0 | 0 | 0 | 0 | 83459.7235 | 0 | 0 | 0 | 0 | 0 | 0 | 0
2016-10-20 13:00 | 0 | 0 | 0 | 0 | 0 | 373830.0021 | 5004.4563 | 433915 | 0 | 0 | 0 | 0 | 0 | 0 | 0 | 0 | 0 | 0 | 0 | 0 | 2078735.1458 | 0 | 0 | 0 | 0 | 0 | 0 | 0 | 0 | 0 | 0 | 0 | 0 | 0 | 0 | 0 | 0 | 0 | 0 | 0 | 0 | -55080.5416 | 0 | 0 | 0 | 0 | 0 | 0 | 0
2016-10-20 14:00 | 0 | 0 | 0 | 0 | 0 | 0 | 260478.0786 | 446863 | 0 | 0 | 0 | 0 | 88743.1518 | 0 | 0 | 0 | 0 | 0 | 0 | 0 | 1803607.0727 | 0 | 0 | 0 | 0 | 0 | 0 | 0 | 0 | 0 | 0 | 88743.1518 | 0 | 0 | 0 | 0 | 0 | 0 | 0 | 0 | 0 | -275128.0732 | 0 | 0 | 0 | 0 | 0 | 0 | 0
2016-10-20 15:00 | 0 | 0 | 0 | 0 | 0 | 61248.3874 | 711672.8827 | 458334 | 0 | 0 | 0 | 0 | 124349.5394 | 0 | 0 | 0 | 0 | 0 | 0 | 0 | 2082587.9551 | 0 | 0 | 0 | 0 | 0 | 0 | 0 | 0 | 0 | 0 | 35606.3876 | 0 | 0 | 0 | 0 | 0 | 0 | 0 | 0 | 0 | 278980.8824 | 0 | 0 | 0 | 0 | 0 | 0 | 0
2016-10-20 16:00 | 0 | 0 | 0 | 0 | 0 | 65931.1925 | 770238.8417 | 468446 | 0 | 0 | 0 | 0 | 213092.6912 | 0 | 0 | 0 | 0 | 0 | 0 | 0 | 2361568.8375 | 0 | 0 | 0 | 0 | 0 | 0 | 0 | 0 | 0 | 0 | 88743.1518 | 0 | 0 | 0 | 0 | 0 | 0 | 0 | 0 | 0 | 278980.8824 | 0 | 0 | 0 | 0 | 0 | 0 | 0
2016-10-20 17:00 | 0 | 0 | 0 | 0 | 0 | 0 | 756316.8115 | 477166 | 0 | 0 | 0 | 0 | 301835.843 | 0 | 0 | 0 | 0 | 0 | 0 | 0 | 2551976.4972 | 0 | 0 | 0 | 0 | 0 | 0 | 0 | 0 | 0 | 0 | 88743.1518 | 0 | 0 | 0 | 0 | 0 | 0 | 0 | 0 | 0 | 190407.6597 | 0 | 0 | 0 | 0 | 0 | 0 | 0
2016-10-20 18:00 | 0 | 0 | 0 | 0 | 0 | 0 | 729539.4751 | 483333 | 0 | 0 | 0 | 0 | 269061.4357 | 0 | 0 | 0 | 0 | 0 | 0 | 0 | 2830957.3797 | 0 | 0 | 0 | 0 | 0 | 0 | 0 | 0 | 0 | 0 | -32774.4073 | 0 | 0 | 0 | 0 | 0 | 0 | 0 | 0 | 0 | 278980.8824 | 0 | 0 | 0 | 0 | 0 | 0 | 0
2016-10-20 19:00 | 0 | 0 | 0 | 0 | 0 | 138468.1268 | 715239.9074 | 485984 | 0 | 0 | 0 | 0 | 357804.5875 | 0 | 0 | 0 | 0 | 0 | 0 | 0 | 3109938.2621 | 0 | 0 | 0 | 0 | 0 | 0 | 0 | 0 | 0 | 0 | 88743.1518 | 0 | 0 | 0 | 0 | 0 | 0 | 0 | 0 | 0 | 278980.8824 | 0 | 0 | 0 | 0 | 0 | 0 | 0
2016-10-20 20:00 | 0 | 0 | 0 | 0 | 0 | 0 | 725213.8923 | 487956 | 0 | 0 | 0 | 0 | 316081.5973 | 0 | 0 | 0 | 0 | 0 | 0 | 0 | 3388919.1445 | 0 | 0 | 0 | 0 | 0 | 0 | 0 | 0 | 0 | 0 | -41722.9901 | 0 | 0 | 0 | 0 | 0 | 0 | 0 | 0 | 0 | 278980.8824 | 0 | 0 | 0 | 0 | 0 | 0 | 0
2016-10-20 21:00 | 0 | 0 | 0 | 0 | 0 | 0 | 743899.4915 | 486898 | 0 | 0 | 0 | 0 | 294102.2064 | 0 | 0 | 0 | 0 | 0 | 0 | 0 | 3667900.027 | 0 | 0 | 0 | 0 | 0 | 0 | 0 | 0 | 0 | 0 | -21979.3909 | 0 | 0 | 0 | 0 | 0 | 0 | 0 | 0 | 0 | 278980.8824 | 0 | 0 | 0 | 0 | 0 | 0 | 0
2016-10-20 22:00 | 0 | 0 | 0 | 0 | 0 | 0 | 733162.1085 | 485387 | 0 | 0 | 0 | 0 | 382845.3582 | 0 | 0 | 0 | 0 | 0 | 0 | 0 | 3826931.9836 | 0 | 0 | 0 | 0 | 0 | 0 | 0 | 0 | 0 | 0 | 88743.1518 | 0 | 0 | 0 | 0 | 0 | 0 | 0 | 0 | 0 | 159031.9567 | 0 | 0 | 0 | 0 | 0 | 0 | 0
2016-10-20 23:00 | 0 | 0 | 0 | 0 | 0 | 0 | 544637.223 | 487256 | 0 | 0 | 0 | 0 | 294102.2064 | 0 | 0 | 0 | 0 | 0 | 0 | 0 | 3973056.3585 | 0 | 0 | 0 | 0 | 0 | 0 | 0 | 0 | 0 | 0 | -88743.1518 | 0 | 0 | 0 | 0 | 0 | 0 | 0 | 0 | 0 | 146124.3748 | 0 | 0 | 0 | 0 | 0 | 0 | 0
2016-10-21 | 0 | 0 | 0 | 0 | 0 | 311652.4366 | 124058.521 | 481349 | 0 | 0 | 0 | 0 | 266229.4554 | 0 | 0 | 0 | 0 | 0 | 0 | 0 | 3955291.0672 | 0 | 0 | 0 | 0 | 0 | 0 | 0 | 0 | 0 | 0 | -27872.7511 | 0 | 0 | 0 | 0 | 0 | 0 | 0 | 0 | 0 | -17765.2913 | 0 | 0 | 0 | 0 | 0 | 0 | 0
2016-10-21 01:00 | 0 | 0 | 0 | 0 | 0 | 388202.5689 | 34.7894 | 464833 | 0 | 0 | 0 | 0 | 177486.3036 | 0 | 0 | 0 | 0 | 0 | 0 | 0 | 3967438.5773 | 0 | 0 | 0 | 0 | 0 | 0 | 0 | 0 | 0 | 0 | -88743.1518 | 0 | 0 | 0 | 0 | 0 | 0 | 0 | 0 | 0 | 12147.5102 | 0 | 0 | 0 | 0 | 0 | 0 | 0
2016-10-21 02:00 | 0 | 0 | 0 | 0 | 0 | 73014.9658 | 0 | 440739 | 0 | 0 | 0 | 0 | 88743.1518 | 0 | 0 | 0 | 0 | 0 | 0 | 0 | 3688457.6949 | 0 | 0 | 0 | 0 | 0 | 0 | 0 | 0 | 0 | 0 | -88743.1518 | 0 | 0 | 0 | 0 | 0 | 0 | 0 | 0 | 0 | -278980.8824 | 0 | 0 | 0 | 0 | 0 | 0 | 0
2016-10-21 03:00 | 0 | 0 | 0 | 0 | 0 | 514996.4159 | 0 | 411354 | 0 | 0 | 0 | 0 | 177486.3036 | 0 | 0 | 0 | 0 | 0 | 0 | 0 | 3703356.959 | 0 | 0 | 0 | 0 | 0 | 0 | 0 | 0 | 0 | 0 | 88743.1518 | 0 | 0 | 0 | 0 | 0 | 0 | 0 | 0 | 0 | 14899.2641 | 0 | 0 | 0 | 0 | 0 | 0 | 0
2016-10-21 04:00 | 0 | 0 | 0 | 0 | 0 | 534673.0986 | 0 | 384789 | 0 | 0 | 0 | 0 | 266229.4554 | 0 | 0 | 0 | 0 | 0 | 0 | 0 | 3764497.9058 | 0 | 0 | 0 | 0 | 0 | 0 | 0 | 0 | 0 | 0 | 88743.1518 | 0 | 0 | 0 | 0 | 0 | 0 | 0 | 0 | 0 | 61140.9468 | 0 | 0 | 0 | 0 | 0 | 0 | 0
2016-10-21 05:00 | 0 | 0 | 0 | 0 | 0 | 0 | 0 | 365676 | 0 | 0 | 0 | 0 | 177486.3036 | 0 | 0 | 0 | 0 | 0 | 0 | 0 | 3487565.0576 | 0 | 0 | 0 | 0 | 0 | 0 | 0 | 0 | 0 | 0 | -88743.1518 | 0 | 0 | 0 | 0 | 0 | 0 | 0 | 0 | 0 | -276932.8482 | 0 | 0 | 0 | 0 | 0 | 0 | 0
2016-10-21 06:00 | 0 | 0 | 0 | 0 | 0 | 0 | 0 | 350932 | 0 | 0 | 0 | 0 | 88743.1518 | 0 | 0 | 0 | 0 | 0 | 0 | 0 | 3225376.2094 | 0 | 0 | 0 | 0 | 0 | 0 | 0 | 0 | 0 | 0 | -88743.1518 | 0 | 0 | 0 | 0 | 0 | 0 | 0 | 0 | 0 | -262188.8482 | 0 | 0 | 0 | 0 | 0 | 0 | 0
2016-10-21 07:00 | 0 | 0 | 0 | 0 | 0 | 0 | 0 | 342072 | 0 | 0 | 0 | 0 | 0 | 0 | 0 | 0 | 0 | 0 | 0 | 0 | 2972047.3612 | 0 | 0 | 0 | 0 | 0 | 0 | 0 | 0 | 0 | 0 | -88743.1518 | 0 | 0 | 0 | 0 | 0 | 0 | 0 | 0 | 0 | -253328.8482 | 0 | 0 | 0 | 0 | 0 | 0 | 0
2016-10-21 08:00 | 0 | 0 | 0 | 0 | 0 | 61252.1176 | 0 | 340233 | 0 | 0 | 0 | 0 | 0 | 0 | 0 | 0 | 0 | 0 | 0 | 0 | 2693066.4788 | 0 | 0 | 0 | 0 | 0 | 0 | 0 | 0 | 0 | 0 | 0 | 0 | 0 | 0 | 0 | 0 | 0 | 0 | 0 | 0 | -278980.8824 | 0 | 0 | 0 | 0 | 0 | 0 | 0
2016-10-21 09:00 | 0 | 0 | 0 | 0 | 0 | 512026.0187 | 0 | 347723 | 0 | 0 | 0 | 0 | 88743.1518 | 0 | 0 | 0 | 0 | 0 | 0 | 0 | 2768626.3457 | 0 | 0 | 0 | 0 | 0 | 0 | 0 | 0 | 0 | 0 | 88743.1518 | 0 | 0 | 0 | 0 | 0 | 0 | 0 | 0 | 0 | 75559.8669 | 0 | 0 | 0 | 0 | 0 | 0 | 0
2016-10-21 10:00 | 0 | 0 | 0 | 0 | 0 | 509915.864 | 0 | 369935 | 0 | 0 | 0 | 0 | 177486.3036 | 0 | 0 | 0 | 0 | 0 | 0 | 0 | 2819864.0579 | 0 | 0 | 0 | 0 | 0 | 0 | 0 | 0 | 0 | 0 | 88743.1518 | 0 | 0 | 0 | 0 | 0 | 0 | 0 | 0 | 0 | 51237.7122 | 0 | 0 | 0 | 0 | 0 | 0 | 0
2016-10-21 11:00 | 0 | 0 | 0 | 0 | 0 | 28496.9658 | 0 | 396221 | 0 | 0 | 0 | 0 | 88743.1518 | 0 | 0 | 0 | 0 | 0 | 0 | 0 | 2540883.1755 | 0 | 0 | 0 | 0 | 0 | 0 | 0 | 0 | 0 | 0 | -88743.1518 | 0 | 0 | 0 | 0 | 0 | 0 | 0 | 0 | 0 | -278980.8824 | 0 | 0 | 0 | 0 | 0 | 0 | 0
2016-10-21 12:00 | 0 | 0 | 0 | 0 | 0 | 42952.9658 | 0 | 410677 | 0 | 0 | 0 | 0 | 0 | 0 | 0 | 0 | 0 | 0 | 0 | 0 | 2261902.293 | 0 | 0 | 0 | 0 | 0 | 0 | 0 | 0 | 0 | 0 | -88743.1518 | 0 | 0 | 0 | 0 | 0 | 0 | 0 | 0 | 0 | -278980.8824 | 0 | 0 | 0 | 0 | 0 | 0 | 0
2016-10-21 13:00 | 0 | 0 | 0 | 0 | 0 | 495963.9553 | 3634.8149 | 423400 | 0 | 0 | 0 | 0 | 0 | 0 | 0 | 0 | 0 | 0 | 0 | 0 | 2338101.0632 | 0 | 0 | 0 | 0 | 0 | 0 | 0 | 0 | 0 | 0 | 0 | 0 | 0 | 0 | 0 | 0 | 0 | 0 | 0 | 0 | 76198.7702 | 0 | 0 | 0 | 0 | 0 | 0 | 0
2016-10-21 14:00 | 0 | 0 | 0 | 0 | 0 | 0 | 261272.825 | 433205 | 0 | 0 | 0 | 0 | 88743.1518 | 0 | 0 | 0 | 0 | 0 | 0 | 0 | 2077425.7364 | 0 | 0 | 0 | 0 | 0 | 0 | 0 | 0 | 0 | 0 | 88743.1518 | 0 | 0 | 0 | 0 | 0 | 0 | 0 | 0 | 0 | -260675.3268 | 0 | 0 | 0 | 0 | 0 | 0 | 0
2016-10-21 15:00 | 0 | 0 | 0 | 0 | 0 | 91561.1018 | 713470.807 | 439526 | 0 | 0 | 0 | 0 | 175268.1781 | 0 | 0 | 0 | 0 | 0 | 0 | 0 | 2356406.6189 | 0 | 0 | 0 | 0 | 0 | 0 | 0 | 0 | 0 | 0 | 86525.0263 | 0 | 0 | 0 | 0 | 0 | 0 | 0 | 0 | 0 | 278980.8824 | 0 | 0 | 0 | 0 | 0 | 0 | 0
2016-10-21 16:00 | 0 | 0 | 0 | 0 | 0 | 0 | 772362.4683 | 443972 | 0 | 0 | 0 | 0 | 264011.3299 | 0 | 0 | 0 | 0 | 0 | 0 | 0 | 2596053.9354 | 0 | 0 | 0 | 0 | 0 | 0 | 0 | 0 | 0 | 0 | 88743.1518 | 0 | 0 | 0 | 0 | 0 | 0 | 0 | 0 | 0 | 239647.3165 | 0 | 0 | 0 | 0 | 0 | 0 | 0
2016-10-21 17:00 | 0 | 0 | 0 | 0 | 0 | 70469.0154 | 745387.0188 | 448132 | 0 | 0 | 0 | 0 | 352754.4817 | 0 | 0 | 0 | 0 | 0 | 0 | 0 | 2875034.8178 | 0 | 0 | 0 | 0 | 0 | 0 | 0 | 0 | 0 | 0 | 88743.1518 | 0 | 0 | 0 | 0 | 0 | 0 | 0 | 0 | 0 | 278980.8824 | 0 | 0 | 0 | 0 | 0 | 0 | 0
2016-10-21 18:00 | 0 | 0 | 0 | 0 | 0 | 0 | 716888.2729 | 450191 | 0 | 0 | 0 | 0 | 340470.8721 | 0 | 0 | 0 | 0 | 0 | 0 | 0 | 3154015.7003 | 0 | 0 | 0 | 0 | 0 | 0 | 0 | 0 | 0 | 0 | -12283.6096 | 0 | 0 | 0 | 0 | 0 | 0 | 0 | 0 | 0 | 278980.8824 | 0 | 0 | 0 | 0 | 0 | 0 | 0
2016-10-21 19:00 | 0 | 0 | 0 | 0 | 0 | 0 | 702284.3166 | 451429 | 0 | 0 | 0 | 0 | 312345.3063 | 0 | 0 | 0 | 0 | 0 | 0 | 0 | 3432996.5827 | 0 | 0 | 0 | 0 | 0 | 0 | 0 | 0 | 0 | 0 | -28125.5658 | 0 | 0 | 0 | 0 | 0 | 0 | 0 | 0 | 0 | 278980.8824 | 0 | 0 | 0 | 0 | 0 | 0 | 0
2016-10-21 20:00 | 0 | 0 | 0 | 0 | 0 | 0 | 711341.4695 | 452203 | 0 | 0 | 0 | 0 | 292502.8934 | 0 | 0 | 0 | 0 | 0 | 0 | 0 | 3711977.4651 | 0 | 0 | 0 | 0 | 0 | 0 | 0 | 0 | 0 | 0 | -19842.413 | 0 | 0 | 0 | 0 | 0 | 0 | 0 | 0 | 0 | 278980.8824 | 0 | 0 | 0 | 0 | 0 | 0 | 0
2016-10-21 21:00 | 0 | 0 | 0 | 0 | 0 | 0 | 731706.1955 | 451126 | 0 | 0 | 0 | 0 | 294102.2064 | 0 | 0 | 0 | 0 | 0 | 0 | 0 | 3990958.3476 | 0 | 0 | 0 | 0 | 0 | 0 | 0 | 0 | 0 | 0 | 1599.3131 | 0 | 0 | 0 | 0 | 0 | 0 | 0 | 0 | 0 | 278980.8824 | 0 | 0 | 0 | 0 | 0 | 0 | 0
2016-10-21 22:00 | 0 | 0 | 0 | 0 | 0 | 0 | 728119.6919 | 448961 | 0 | 0 | 0 | 0 | 382845.3582 | 0 | 0 | 0 | 0 | 0 | 0 | 0 | 4181373.8876 | 0 | 0 | 0 | 0 | 0 | 0 | 0 | 0 | 0 | 0 | 88743.1518 | 0 | 0 | 0 | 0 | 0 | 0 | 0 | 0 | 0 | 190415.5401 | 0 | 0 | 0 | 0 | 0 | 0 | 0
2016-10-21 23:00 | 0 | 0 | 0 | 0 | 0 | 0 | 536285.9254 | 449429 | 0 | 0 | 0 | 0 | 294102.2064 | 0 | 0 | 0 | 0 | 0 | 0 | 0 | 4356973.9649 | 0 | 0 | 0 | 0 | 0 | 0 | 0 | 0 | 0 | 0 | -88743.1518 | 0 | 0 | 0 | 0 | 0 | 0 | 0 | 0 | 0 | 175600.0772 | 0 | 0 | 0 | 0 | 0 | 0 | 0
2016-10-22 | 0 | 0 | 0 | 0 | 0 | 446861.5749 | 117883.3255 | 443542 | 0 | 0 | 0 | 0 | 354972.6072 | 0 | 0 | 0 | 0 | 0 | 0 | 0 | 4417306.4644 | 0 | 0 | 0 | 0 | 0 | 0 | 0 | 0 | 0 | 0 | 60870.4007 | 0 | 0 | 0 | 0 | 0 | 0 | 0 | 0 | 0 | 60332.4996 | 0 | 0 | 0 | 0 | 0 | 0 | 0
2016-10-22 01:00 | 0 | 0 | 0 | 0 | 0 | 490641.4123 | 27.7687 | 430130 | 0 | 0 | 0 | 0 | 266229.4554 | 0 | 0 | 0 | 0 | 0 | 0 | 0 | 4566588.7972 | 0 | 0 | 0 | 0 | 0 | 0 | 0 | 0 | 0 | 0 | -88743.1518 | 0 | 0 | 0 | 0 | 0 | 0 | 0 | 0 | 0 | 149282.3328 | 0 | 0 | 0 | 0 | 0 | 0 | 0
2016-10-22 02:00 | 0 | 0 | 0 | 0 | 0 | 221688.2694 | 0 | 411926 | 0 | 0 | 0 | 0 | 354972.6072 | 0 | 0 | 0 | 0 | 0 | 0 | 0 | 4287607.9148 | 0 | 0 | 0 | 0 | 0 | 0 | 0 | 0 | 0 | 0 | 88743.1518 | 0 | 0 | 0 | 0 | 0 | 0 | 0 | 0 | 0 | -278980.8824 | 0 | 0 | 0 | 0 | 0 | 0 | 0
2016-10-22 03:00 | 0 | 0 | 0 | 0 | 0 | 20606.9658 | 0 | 388331 | 0 | 0 | 0 | 0 | 266229.4554 | 0 | 0 | 0 | 0 | 0 | 0 | 0 | 4008627.0324 | 0 | 0 | 0 | 0 | 0 | 0 | 0 | 0 | 0 | 0 | -88743.1518 | 0 | 0 | 0 | 0 | 0 | 0 | 0 | 0 | 0 | -278980.8824 | 0 | 0 | 0 | 0 | 0 | 0 | 0
2016-10-22 04:00 | 0 | 0 | 0 | 0 | 0 | 177271.2694 | 0 | 367509 | 0 | 0 | 0 | 0 | 354972.6072 | 0 | 0 | 0 | 0 | 0 | 0 | 0 | 3729646.1499 | 0 | 0 | 0 | 0 | 0 | 0 | 0 | 0 | 0 | 0 | 88743.1518 | 0 | 0 | 0 | 0 | 0 | 0 | 0 | 0 | 0 | -278980.8824 | 0 | 0 | 0 | 0 | 0 | 0 | 0
2016-10-22 05:00 | 0 | 0 | 0 | 0 | 0 | 530341.8106 | 0 | 350055 | 0 | 0 | 0 | 0 | 266229.4554 | 0 | 0 | 0 | 0 | 0 | 0 | 0 | 3998676.1123 | 0 | 0 | 0 | 0 | 0 | 0 | 0 | 0 | 0 | 0 | -88743.1518 | 0 | 0 | 0 | 0 | 0 | 0 | 0 | 0 | 0 | 269029.9624 | 0 | 0 | 0 | 0 | 0 | 0 | 0
2016-10-22 06:00 | 0 | 0 | 0 | 0 | 0 | 0 | 0 | 336559 | 0 | 0 | 0 | 0 | 177486.3036 | 0 | 0 | 0 | 0 | 0 | 0 | 0 | 3750860.2641 | 0 | 0 | 0 | 0 | 0 | 0 | 0 | 0 | 0 | 0 | -88743.1518 | 0 | 0 | 0 | 0 | 0 | 0 | 0 | 0 | 0 | -247815.8482 | 0 | 0 | 0 | 0 | 0 | 0 | 0
2016-10-22 07:00 | 0 | 0 | 0 | 0 | 0 | 509726.1913 | 0 | 328180 | 0 | 0 | 0 | 0 | 88743.1518 | 0 | 0 | 0 | 0 | 0 | 0 | 0 | 4021149.6073 | 0 | 0 | 0 | 0 | 0 | 0 | 0 | 0 | 0 | 0 | -88743.1518 | 0 | 0 | 0 | 0 | 0 | 0 | 0 | 0 | 0 | 270289.3431 | 0 | 0 | 0 | 0 | 0 | 0 | 0
2016-10-22 08:00 | 0 | 0 | 0 | 0 | 0 | 0 | 0 | 324353 | 0 | 0 | 0 | 0 | 0 | 0 | 0 | 0 | 0 | 0 | 0 | 0 | 3785539.7591 | 0 | 0 | 0 | 0 | 0 | 0 | 0 | 0 | 0 | 0 | -88743.1518 | 0 | 0 | 0 | 0 | 0 | 0 | 0 | 0 | 0 | -235609.8482 | 0 | 0 | 0 | 0 | 0 | 0 | 0
2016-10-22 09:00 | 0 | 0 | 0 | 0 | 0 | 136043.2694 | 0 | 326281 | 0 | 0 | 0 | 0 | 88743.1518 | 0 | 0 | 0 | 0 | 0 | 0 | 0 | 3506558.8766 | 0 | 0 | 0 | 0 | 0 | 0 | 0 | 0 | 0 | 0 | 88743.1518 | 0 | 0 | 0 | 0 | 0 | 0 | 0 | 0 | 0 | -278980.8824 | 0 | 0 | 0 | 0 | 0 | 0 | 0
2016-10-22 10:00 | 0 | 0 | 0 | 0 | 0 | 442193.2638 | 0 | 333702 | 0 | 0 | 0 | 0 | 177486.3036 | 0 | 0 | 0 | 0 | 0 | 0 | 0 | 3526306.9886 | 0 | 0 | 0 | 0 | 0 | 0 | 0 | 0 | 0 | 0 | 88743.1518 | 0 | 0 | 0 | 0 | 0 | 0 | 0 | 0 | 0 | 19748.112 | 0 | 0 | 0 | 0 | 0 | 0 | 0
2016-10-22 11:00 | 0 | 0 | 0 | 0 | 0 | 0 | 0 | 346674 | 0 | 0 | 0 | 0 | 88743.1518 | 0 | 0 | 0 | 0 | 0 | 0 | 0 | 3268376.1404 | 0 | 0 | 0 | 0 | 0 | 0 | 0 | 0 | 0 | 0 | -88743.1518 | 0 | 0 | 0 | 0 | 0 | 0 | 0 | 0 | 0 | -257930.8482 | 0 | 0 | 0 | 0 | 0 | 0 | 0
2016-10-22 12:00 | 0 | 0 | 0 | 0 | 0 | 0 | 0 | 360161 | 0 | 0 | 0 | 0 | 0 | 0 | 0 | 0 | 0 | 0 | 0 | 0 | 2996958.2922 | 0 | 0 | 0 | 0 | 0 | 0 | 0 | 0 | 0 | 0 | -88743.1518 | 0 | 0 | 0 | 0 | 0 | 0 | 0 | 0 | 0 | -271417.8482 | 0 | 0 | 0 | 0 | 0 | 0 | 0
2016-10-22 13:00 | 0 | 0 | 0 | 0 | 0 | 410165.3914 | 3037.4303 | 374661 | 0 | 0 | 0 | 0 | 0 | 0 | 0 | 0 | 0 | 0 | 0 | 0 | 3035500.1139 | 0 | 0 | 0 | 0 | 0 | 0 | 0 | 0 | 0 | 0 | 0 | 0 | 0 | 0 | 0 | 0 | 0 | 0 | 0 | 0 | 38541.8217 | 0 | 0 | 0 | 0 | 0 | 0 | 0
2016-10-22 14:00 | 0 | 0 | 0 | 0 | 0 | 0 | 273344.6431 | 383664 | 0 | 0 | 0 | 0 | 26832.8653 | 0 | 0 | 0 | 0 | 0 | 0 | 0 | 2898347.8917 | 0 | 0 | 0 | 0 | 0 | 0 | 0 | 0 | 0 | 0 | 26832.8653 | 0 | 0 | 0 | 0 | 0 | 0 | 0 | 0 | 0 | -137152.2222 | 0 | 0 | 0 | 0 | 0 | 0 | 0
2016-10-22 15:00 | 0 | 0 | 0 | 0 | 0 | 0 | 640120.0171 | 387972 | 0 | 0 | 0 | 0 | 0 | 0 | 0 | 0 | 0 | 0 | 0 | 0 | 3177328.7741 | 0 | 0 | 0 | 0 | 0 | 0 | 0 | 0 | 0 | 0 | -26832.8653 | 0 | 0 | 0 | 0 | 0 | 0 | 0 | 0 | 0 | 278980.8824 | 0 | 0 | 0 | 0 | 0 | 0 | 0
2016-10-22 16:00 | 0 | 0 | 0 | 0 | 0 | 33923.0933 | 716221.6616 | 388617 | 0 | 0 | 0 | 0 | 82546.8724 | 0 | 0 | 0 | 0 | 0 | 0 | 0 | 3456309.6565 | 0 | 0 | 0 | 0 | 0 | 0 | 0 | 0 | 0 | 0 | 82546.8724 | 0 | 0 | 0 | 0 | 0 | 0 | 0 | 0 | 0 | 278980.8824 | 0 | 0 | 0 | 0 | 0 | 0 | 0
2016-10-22 17:00 | 0 | 0 | 0 | 0 | 0 | 0 | 704643.6447 | 388083 | 0 | 0 | 0 | 0 | 120126.6347 | 0 | 0 | 0 | 0 | 0 | 0 | 0 | 3735290.539 | 0 | 0 | 0 | 0 | 0 | 0 | 0 | 0 | 0 | 0 | 37579.7622 | 0 | 0 | 0 | 0 | 0 | 0 | 0 | 0 | 0 | 278980.8824 | 0 | 0 | 0 | 0 | 0 | 0 | 0
2016-10-22 18:00 | 0 | 0 | 0 | 0 | 0 | 0 | 680641.6067 | 387684 | 0 | 0 | 0 | 0 | 134103.3589 | 0 | 0 | 0 | 0 | 0 | 0 | 0 | 4014271.4214 | 0 | 0 | 0 | 0 | 0 | 0 | 0 | 0 | 0 | 0 | 13976.7242 | 0 | 0 | 0 | 0 | 0 | 0 | 0 | 0 | 0 | 278980.8824 | 0 | 0 | 0 | 0 | 0 | 0 | 0
2016-10-22 19:00 | 0 | 0 | 0 | 0 | 0 | 0 | 668428.0081 | 389417 | 0 | 0 | 0 | 0 | 134133.4845 | 0 | 0 | 0 | 0 | 0 | 0 | 0 | 4293252.3039 | 0 | 0 | 0 | 0 | 0 | 0 | 0 | 0 | 0 | 0 | 30.1257 | 0 | 0 | 0 | 0 | 0 | 0 | 0 | 0 | 0 | 278980.8824 | 0 | 0 | 0 | 0 | 0 | 0 | 0
2016-10-22 20:00 | 0 | 0 | 0 | 0 | 0 | 0 | 677010.5526 | 393748 | 0 | 0 | 0 | 0 | 138415.1547 | 0 | 0 | 0 | 0 | 0 | 0 | 0 | 4572233.1863 | 0 | 0 | 0 | 0 | 0 | 0 | 0 | 0 | 0 | 0 | 4281.6702 | 0 | 0 | 0 | 0 | 0 | 0 | 0 | 0 | 0 | 278980.8824 | 0 | 0 | 0 | 0 | 0 | 0 | 0
2016-10-22 21:00 | 0 | 0 | 0 | 0 | 0 | 0 | 693069.5122 | 398974 | 0 | 0 | 0 | 0 | 153529.7845 | 0 | 0 | 0 | 0 | 0 | 0 | 0 | 4851214.0688 | 0 | 0 | 0 | 0 | 0 | 0 | 0 | 0 | 0 | 0 | 15114.6298 | 0 | 0 | 0 | 0 | 0 | 0 | 0 | 0 | 0 | 278980.8824 | 0 | 0 | 0 | 0 | 0 | 0 | 0
2016-10-22 22:00 | 0 | 0 | 0 | 0 | 0 | 0 | 656401.2937 | 403878 | 0 | 0 | 0 | 0 | 127072.1957 | 0 | 0 | 0 | 0 | 0 | 0 | 0 | 5130194.9512 | 0 | 0 | 0 | 0 | 0 | 0 | 0 | 0 | 0 | 0 | -26457.5888 | 0 | 0 | 0 | 0 | 0 | 0 | 0 | 0 | 0 | 278980.8824 | 0 | 0 | 0 | 0 | 0 | 0 | 0
2016-10-22 23:00 | 0 | 0 | 0 | 0 | 0 | 0 | 450959.5637 | 410658 | 0 | 0 | 0 | 0 | 38329.0439 | 0 | 0 | 0 | 0 | 0 | 0 | 0 | 5259239.6667 | 0 | 0 | 0 | 0 | 0 | 0 | 0 | 0 | 0 | 0 | -88743.1518 | 0 | 0 | 0 | 0 | 0 | 0 | 0 | 0 | 0 | 129044.7155 | 0 | 0 | 0 | 0 | 0 | 0 | 0
2016-10-23 | 0 | 0 | 0 | 0 | 0 | 687827.4439 | 90133.5904 | 410237 | 0 | 0 | 0 | 0 | 127072.1957 | 0 | 0 | 0 | 0 | 0 | 0 | 0 | 5538220.5491 | 0 | 0 | 0 | 0 | 0 | 0 | 0 | 0 | 0 | 0 | 88743.1518 | 0 | 0 | 0 | 0 | 0 | 0 | 0 | 0 | 0 | 278980.8824 | 0 | 0 | 0 | 0 | 0 | 0 | 0
2016-10-23 01:00 | 0 | 0 | 0 | 0 | 0 | 760335.2238 | 13.5176 | 403081 | 0 | 0 | 0 | 0 | 205359.0546 | 0 | 0 | 0 | 0 | 0 | 0 | 0 | 5817201.4316 | 0 | 0 | 0 | 0 | 0 | 0 | 0 | 0 | 0 | 0 | 78286.8589 | 0 | 0 | 0 | 0 | 0 | 0 | 0 | 0 | 0 | 278980.8824 | 0 | 0 | 0 | 0 | 0 | 0 | 0
2016-10-23 02:00 | 0 | 0 | 0 | 0 | 0 | 757119.0342 | 0 | 389395 | 0 | 0 | 0 | 0 | 294102.2064 | 0 | 0 | 0 | 0 | 0 | 0 | 0 | 6096182.314 | 0 | 0 | 0 | 0 | 0 | 0 | 0 | 0 | 0 | 0 | 88743.1518 | 0 | 0 | 0 | 0 | 0 | 0 | 0 | 0 | 0 | 278980.8824 | 0 | 0 | 0 | 0 | 0 | 0 | 0
2016-10-23 03:00 | 0 | 0 | 0 | 0 | 0 | 181601.2694 | 0 | 371839 | 0 | 0 | 0 | 0 | 382845.3582 | 0 | 0 | 0 | 0 | 0 | 0 | 0 | 5817201.4316 | 0 | 0 | 0 | 0 | 0 | 0 | 0 | 0 | 0 | 0 | 88743.1518 | 0 | 0 | 0 | 0 | 0 | 0 | 0 | 0 | 0 | -278980.8824 | 0 | 0 | 0 | 0 | 0 | 0 | 0
2016-10-23 04:00 | 0 | 0 | 0 | 0 | 0 | 0 | 0 | 354383 | 0 | 0 | 0 | 0 | 307443.2407 | 0 | 0 | 0 | 0 | 0 | 0 | 0 | 5538220.5491 | 0 | 0 | 0 | 0 | 0 | 0 | 0 | 0 | 0 | 0 | -75402.1176 | 0 | 0 | 0 | 0 | 0 | 0 | 0 | 0 | 0 | -278980.8824 | 0 | 0 | 0 | 0 | 0 | 0 | 0
2016-10-23 05:00 | 0 | 0 | 0 | 0 | 0 | 529762.7306 | 0 | 339525 | 0 | 0 | 0 | 0 | 218700.0889 | 0 | 0 | 0 | 0 | 0 | 0 | 0 | 5817201.4316 | 0 | 0 | 0 | 0 | 0 | 0 | 0 | 0 | 0 | 0 | -88743.1518 | 0 | 0 | 0 | 0 | 0 | 0 | 0 | 0 | 0 | 278980.8824 | 0 | 0 | 0 | 0 | 0 | 0 | 0
2016-10-23 06:00 | 0 | 0 | 0 | 0 | 0 | 696084.0342 | 0 | 328360 | 0 | 0 | 0 | 0 | 307443.2407 | 0 | 0 | 0 | 0 | 0 | 0 | 0 | 6096182.314 | 0 | 0 | 0 | 0 | 0 | 0 | 0 | 0 | 0 | 0 | 88743.1518 | 0 | 0 | 0 | 0 | 0 | 0 | 0 | 0 | 0 | 278980.8824 | 0 | 0 | 0 | 0 | 0 | 0 | 0
2016-10-23 07:00 | 0 | 0 | 0 | 0 | 0 | 0 | 0 | 321477 | 0 | 0 | 0 | 0 | 264947.1231 | 0 | 0 | 0 | 0 | 0 | 0 | 0 | 5817201.4316 | 0 | 0 | 0 | 0 | 0 | 0 | 0 | 0 | 0 | 0 | -42496.1176 | 0 | 0 | 0 | 0 | 0 | 0 | 0 | 0 | 0 | -278980.8824 | 0 | 0 | 0 | 0 | 0 | 0 | 0
2016-10-23 08:00 | 0 | 0 | 0 | 0 | 0 | 0 | 0 | 318501 | 0 | 0 | 0 | 0 | 176203.9713 | 0 | 0 | 0 | 0 | 0 | 0 | 0 | 5587443.5834 | 0 | 0 | 0 | 0 | 0 | 0 | 0 | 0 | 0 | 0 | -88743.1518 | 0 | 0 | 0 | 0 | 0 | 0 | 0 | 0 | 0 | -229757.8482 | 0 | 0 | 0 | 0 | 0 | 0 | 0
2016-10-23 09:00 | 0 | 0 | 0 | 0 | 0 | 128599.2694 | 0 | 318837 | 0 | 0 | 0 | 0 | 264947.1231 | 0 | 0 | 0 | 0 | 0 | 0 | 0 | 5308462.7009 | 0 | 0 | 0 | 0 | 0 | 0 | 0 | 0 | 0 | 0 | 88743.1518 | 0 | 0 | 0 | 0 | 0 | 0 | 0 | 0 | 0 | -278980.8824 | 0 | 0 | 0 | 0 | 0 | 0 | 0
2016-10-23 10:00 | 0 | 0 | 0 | 0 | 0 | 599024.6698 | 0 | 325778 | 0 | 0 | 0 | 0 | 259212.9105 | 0 | 0 | 0 | 0 | 0 | 0 | 0 | 5587443.5834 | 0 | 0 | 0 | 0 | 0 | 0 | 0 | 0 | 0 | 0 | -5734.2126 | 0 | 0 | 0 | 0 | 0 | 0 | 0 | 0 | 0 | 278980.8824 | 0 | 0 | 0 | 0 | 0 | 0 | 0
2016-10-23 11:00 | 0 | 0 | 0 | 0 | 0 | 0 | 0 | 335639 | 0 | 0 | 0 | 0 | 170469.7587 | 0 | 0 | 0 | 0 | 0 | 0 | 0 | 5340547.7352 | 0 | 0 | 0 | 0 | 0 | 0 | 0 | 0 | 0 | 0 | -88743.1518 | 0 | 0 | 0 | 0 | 0 | 0 | 0 | 0 | 0 | -246895.8482 | 0 | 0 | 0 | 0 | 0 | 0 | 0
2016-10-23 12:00 | 0 | 0 | 0 | 0 | 0 | 0 | 0 | 347934 | 0 | 0 | 0 | 0 | 81726.6069 | 0 | 0 | 0 | 0 | 0 | 0 | 0 | 5081356.887 | 0 | 0 | 0 | 0 | 0 | 0 | 0 | 0 | 0 | 0 | -88743.1518 | 0 | 0 | 0 | 0 | 0 | 0 | 0 | 0 | 0 | -259190.8482 | 0 | 0 | 0 | 0 | 0 | 0 | 0
2016-10-23 13:00 | 0 | 0 | 0 | 0 | 0 | 466088.2228 | 1485.2785 | 358905 | 0 | 0 | 0 | 0 | 170469.7587 | 0 | 0 | 0 | 0 | 0 | 0 | 0 | 5101282.2366 | 0 | 0 | 0 | 0 | 0 | 0 | 0 | 0 | 0 | 0 | 88743.1518 | 0 | 0 | 0 | 0 | 0 | 0 | 0 | 0 | 0 | 19925.3496 | 0 | 0 | 0 | 0 | 0 | 0 | 0
2016-10-23 14:00 | 0 | 0 | 0 | 0 | 0 | 0 | 234406.5682 | 364785 | 0 | 0 | 0 | 0 | 259212.9105 | 0 | 0 | 0 | 0 | 0 | 0 | 0 | 4882160.6529 | 0 | 0 | 0 | 0 | 0 | 0 | 0 | 0 | 0 | 0 | 88743.1518 | 0 | 0 | 0 | 0 | 0 | 0 | 0 | 0 | 0 | -219121.5836 | 0 | 0 | 0 | 0 | 0 | 0 | 0
2016-10-23 15:00 | 0 | 0 | 0 | 0 | 0 | 228883.3958 | 507803.6385 | 368963 | 0 | 0 | 0 | 0 | 347956.0623 | 0 | 0 | 0 | 0 | 0 | 0 | 0 | 5161141.5354 | 0 | 0 | 0 | 0 | 0 | 0 | 0 | 0 | 0 | 0 | 88743.1518 | 0 | 0 | 0 | 0 | 0 | 0 | 0 | 0 | 0 | 278980.8824 | 0 | 0 | 0 | 0 | 0 | 0 | 0
2016-10-23 16:00 | 0 | 0 | 0 | 0 | 0 | 58707.0863 | 628508.0921 | 373345 | 0 | 0 | 0 | 0 | 382845.3582 | 0 | 0 | 0 | 0 | 0 | 0 | 0 | 5440122.4178 | 0 | 0 | 0 | 0 | 0 | 0 | 0 | 0 | 0 | 0 | 34889.2959 | 0 | 0 | 0 | 0 | 0 | 0 | 0 | 0 | 0 | 278980.8824 | 0 | 0 | 0 | 0 | 0 | 0 | 0
2016-10-23 17:00 | 0 | 0 | 0 | 0 | 0 | 0 | 643645.457 | 377387 | 0 | 0 | 0 | 0 | 370122.9328 | 0 | 0 | 0 | 0 | 0 | 0 | 0 | 5719103.3003 | 0 | 0 | 0 | 0 | 0 | 0 | 0 | 0 | 0 | 0 | -12722.4254 | 0 | 0 | 0 | 0 | 0 | 0 | 0 | 0 | 0 | 278980.8824 | 0 | 0 | 0 | 0 | 0 | 0 | 0
2016-10-23 18:00 | 0 | 0 | 0 | 0 | 0 | 0 | 625052.8178 | 380953 | 0 | 0 | 0 | 0 | 356284.6131 | 0 | 0 | 0 | 0 | 0 | 0 | 0 | 5977041.4378 | 0 | 0 | 0 | 0 | 0 | 0 | 0 | 0 | 0 | 0 | -13838.3197 | 0 | 0 | 0 | 0 | 0 | 0 | 0 | 0 | 0 | 257938.1376 | 0 | 0 | 0 | 0 | 0 | 0 | 0
2016-10-23 19:00 | 0 | 0 | 0 | 0 | 0 | 0 | 609114.1406 | 384868 | 0 | 0 | 0 | 0 | 301549.8712 | 0 | 0 | 0 | 0 | 0 | 0 | 0 | 6256022.3203 | 0 | 0 | 0 | 0 | 0 | 0 | 0 | 0 | 0 | 0 | -54734.7419 | 0 | 0 | 0 | 0 | 0 | 0 | 0 | 0 | 0 | 278980.8824 | 0 | 0 | 0 | 0 | 0 | 0 | 0
2016-10-23 20:00 | 0 | 0 | 0 | 0 | 0 | 0 | 609563.2677 | 391183 | 0 | 0 | 0 | 0 | 240949.2565 | 0 | 0 | 0 | 0 | 0 | 0 | 0 | 6535003.2027 | 0 | 0 | 0 | 0 | 0 | 0 | 0 | 0 | 0 | 0 | -60600.6147 | 0 | 0 | 0 | 0 | 0 | 0 | 0 | 0 | 0 | 278980.8824 | 0 | 0 | 0 | 0 | 0 | 0 | 0
2016-10-23 21:00 | 0 | 0 | 0 | 0 | 0 | 0 | 608255.9601 | 398828 | 0 | 0 | 0 | 0 | 329692.4083 | 0 | 0 | 0 | 0 | 0 | 0 | 0 | 6655688.011 | 0 | 0 | 0 | 0 | 0 | 0 | 0 | 0 | 0 | 0 | 88743.1518 | 0 | 0 | 0 | 0 | 0 | 0 | 0 | 0 | 0 | 120684.8083 | 0 | 0 | 0 | 0 | 0 | 0 | 0
2016-10-23 22:00 | 0 | 0 | 0 | 0 | 0 | 40225.1286 | 558250.602 | 408238 | 0 | 0 | 0 | 0 | 240949.2565 | 0 | 0 | 0 | 0 | 0 | 0 | 0 | 6934668.8934 | 0 | 0 | 0 | 0 | 0 | 0 | 0 | 0 | 0 | 0 | -88743.1518 | 0 | 0 | 0 | 0 | 0 | 0 | 0 | 0 | 0 | 278980.8824 | 0 | 0 | 0 | 0 | 0 | 0 | 0
2016-10-23 23:00 | 0 | 0 | 0 | 0 | 0 | 0 | 369773.9146 | 420251 | 0 | 0 | 0 | 0 | 329692.4083 | 0 | 0 | 0 | 0 | 0 | 0 | 0 | 6795448.6563 | 0 | 0 | 0 | 0 | 0 | 0 | 0 | 0 | 0 | 0 | 88743.1518 | 0 | 0 | 0 | 0 | 0 | 0 | 0 | 0 | 0 | -139220.2372 | 0 | 0 | 0 | 0 | 0 | 0 | 0
2016-10-24 | 0 | 0 | 0 | 0 | 0 | 578514.1514 | 59598.7782 | 422595 | 0 | 0 | 0 | 0 | 266229.4554 | 0 | 0 | 0 | 0 | 0 | 0 | 0 | 7074429.5387 | 0 | 0 | 0 | 0 | 0 | 0 | 0 | 0 | 0 | 0 | -63462.9529 | 0 | 0 | 0 | 0 | 0 | 0 | 0 | 0 | 0 | 278980.8824 | 0 | 0 | 0 | 0 | 0 | 0 | 0
2016-10-24 01:00 | 0 | 0 | 0 | 0 | 0 | 322903.7977 | 12.0506 | 411659 | 0 | 0 | 0 | 0 | 177486.3036 | 0 | 0 | 0 | 0 | 0 | 0 | 0 | 7074429.5387 | 0 | 0 | 0 | 0 | 0 | 0 | 0 | 0 | 0 | 0 | -88743.1518 | 0 | 0 | 0 | 0 | 0 | 0 | 0 | 0 | 0 | 0 | 0 | 0 | 0 | 0 | 0 | 0 | 0
2016-10-24 02:00 | 0 | 0 | 0 | 0 | 0 | 482413.1518 | 0 | 393670 | 0 | 0 | 0 | 0 | 266229.4554 | 0 | 0 | 0 | 0 | 0 | 0 | 0 | 7074429.5387 | 0 | 0 | 0 | 0 | 0 | 0 | 0 | 0 | 0 | 0 | 88743.1518 | 0 | 0 | 0 | 0 | 0 | 0 | 0 | 0 | 0 | 0 | 0 | 0 | 0 | 0 | 0 | 0 | 0
2016-10-24 03:00 | 0 | 0 | 0 | 0 | 0 | 3834.9658 | 0 | 371559 | 0 | 0 | 0 | 0 | 177486.3036 | 0 | 0 | 0 | 0 | 0 | 0 | 0 | 6795448.6563 | 0 | 0 | 0 | 0 | 0 | 0 | 0 | 0 | 0 | 0 | -88743.1518 | 0 | 0 | 0 | 0 | 0 | 0 | 0 | 0 | 0 | -278980.8824 | 0 | 0 | 0 | 0 | 0 | 0 | 0
2016-10-24 04:00 | 0 | 0 | 0 | 0 | 0 | 0 | 0 | 352342 | 0 | 0 | 0 | 0 | 88743.1518 | 0 | 0 | 0 | 0 | 0 | 0 | 0 | 6531849.8081 | 0 | 0 | 0 | 0 | 0 | 0 | 0 | 0 | 0 | 0 | -88743.1518 | 0 | 0 | 0 | 0 | 0 | 0 | 0 | 0 | 0 | -263598.8482 | 0 | 0 | 0 | 0 | 0 | 0 | 0
2016-10-24 05:00 | 0 | 0 | 0 | 0 | 0 | 508431.8597 | 0 | 336659 | 0 | 0 | 0 | 0 | 0 | 0 | 0 | 0 | 0 | 0 | 0 | 0 | 6792365.8196 | 0 | 0 | 0 | 0 | 0 | 0 | 0 | 0 | 0 | 0 | -88743.1518 | 0 | 0 | 0 | 0 | 0 | 0 | 0 | 0 | 0 | 260516.0115 | 0 | 0 | 0 | 0 | 0 | 0 | 0
2016-10-24 06:00 | 0 | 0 | 0 | 0 | 0 | 135635.2694 | 0 | 325873 | 0 | 0 | 0 | 0 | 88743.1518 | 0 | 0 | 0 | 0 | 0 | 0 | 0 | 6513384.9371 | 0 | 0 | 0 | 0 | 0 | 0 | 0 | 0 | 0 | 0 | 88743.1518 | 0 | 0 | 0 | 0 | 0 | 0 | 0 | 0 | 0 | -278980.8824 | 0 | 0 | 0 | 0 | 0 | 0 | 0
2016-10-24 07:00 | 0 | 0 | 0 | 0 | 0 | 130939.2694 | 0 | 321177 | 0 | 0 | 0 | 0 | 177486.3036 | 0 | 0 | 0 | 0 | 0 | 0 | 0 | 6234404.0547 | 0 | 0 | 0 | 0 | 0 | 0 | 0 | 0 | 0 | 0 | 88743.1518 | 0 | 0 | 0 | 0 | 0 | 0 | 0 | 0 | 0 | -278980.8824 | 0 | 0 | 0 | 0 | 0 | 0 | 0
2016-10-24 08:00 | 0 | 0 | 0 | 0 | 0 | 0 | 0 | 322115 | 0 | 0 | 0 | 0 | 88743.1518 | 0 | 0 | 0 | 0 | 0 | 0 | 0 | 6001032.2065 | 0 | 0 | 0 | 0 | 0 | 0 | 0 | 0 | 0 | 0 | -88743.1518 | 0 | 0 | 0 | 0 | 0 | 0 | 0 | 0 | 0 | -233371.8482 | 0 | 0 | 0 | 0 | 0 | 0 | 0
2016-10-24 09:00 | 0 | 0 | 0 | 0 | 0 | 370963.0514 | 0 | 334390 | 0 | 0 | 0 | 0 | 0 | 0 | 0 | 0 | 0 | 0 | 0 | 0 | 6126348.4097 | 0 | 0 | 0 | 0 | 0 | 0 | 0 | 0 | 0 | 0 | -88743.1518 | 0 | 0 | 0 | 0 | 0 | 0 | 0 | 0 | 0 | 125316.2032 | 0 | 0 | 0 | 0 | 0 | 0 | 0
2016-10-24 10:00 | 0 | 0 | 0 | 0 | 0 | 342705.2358 | 0 | 362713 | 0 | 0 | 0 | 0 | 88743.1518 | 0 | 0 | 0 | 0 | 0 | 0 | 0 | 6017597.4937 | 0 | 0 | 0 | 0 | 0 | 0 | 0 | 0 | 0 | 0 | 88743.1518 | 0 | 0 | 0 | 0 | 0 | 0 | 0 | 0 | 0 | -108750.916 | 0 | 0 | 0 | 0 | 0 | 0 | 0
2016-10-24 11:00 | 0 | 0 | 0 | 0 | 0 | 315817.574 | 0 | 392252 | 0 | 0 | 0 | 0 | 177486.3036 | 0 | 0 | 0 | 0 | 0 | 0 | 0 | 5852419.9159 | 0 | 0 | 0 | 0 | 0 | 0 | 0 | 0 | 0 | 0 | 88743.1518 | 0 | 0 | 0 | 0 | 0 | 0 | 0 | 0 | 0 | -165177.5778 | 0 | 0 | 0 | 0 | 0 | 0 | 0
2016-10-24 12:00 | 0 | 0 | 0 | 0 | 0 | 38640.9658 | 0 | 406365 | 0 | 0 | 0 | 0 | 88743.1518 | 0 | 0 | 0 | 0 | 0 | 0 | 0 | 5573439.0335 | 0 | 0 | 0 | 0 | 0 | 0 | 0 | 0 | 0 | 0 | -88743.1518 | 0 | 0 | 0 | 0 | 0 | 0 | 0 | 0 | 0 | -278980.8824 | 0 | 0 | 0 | 0 | 0 | 0 | 0
2016-10-24 13:00 | 0 | 0 | 0 | 0 | 0 | 240723.3247 | 2201.2919 | 414488 | 0 | 0 | 0 | 0 | 0 | 0 | 0 | 0 | 0 | 0 | 0 | 0 | 5490618.8019 | 0 | 0 | 0 | 0 | 0 | 0 | 0 | 0 | 0 | 0 | -88743.1518 | 0 | 0 | 0 | 0 | 0 | 0 | 0 | 0 | 0 | -82820.2316 | 0 | 0 | 0 | 0 | 0 | 0 | 0
2016-10-24 14:00 | 0 | 0 | 0 | 0 | 0 | 0 | 234751.4193 | 422221 | 0 | 0 | 0 | 0 | 0 | 0 | 0 | 0 | 0 | 0 | 0 | 0 | 5303149.2211 | 0 | 0 | 0 | 0 | 0 | 0 | 0 | 0 | 0 | 0 | 0 | 0 | 0 | 0 | 0 | 0 | 0 | 0 | 0 | 0 | -187469.5807 | 0 | 0 | 0 | 0 | 0 | 0 | 0
2016-10-24 15:00 | 0 | 0 | 0 | 0 | 0 | 142397.4544 | 440821.2512 | 427759 | 0 | 0 | 0 | 0 | 88743.1518 | 0 | 0 | 0 | 0 | 0 | 0 | 0 | 5369865.7749 | 0 | 0 | 0 | 0 | 0 | 0 | 0 | 0 | 0 | 0 | 88743.1518 | 0 | 0 | 0 | 0 | 0 | 0 | 0 | 0 | 0 | 66716.5538 | 0 | 0 | 0 | 0 | 0 | 0 | 0
2016-10-24 16:00 | 0 | 0 | 0 | 0 | 0 | 0 | 536228.8698 | 432360 | 0 | 0 | 0 | 0 | 0 | 0 | 0 | 0 | 0 | 0 | 0 | 0 | 5562477.7965 | 0 | 0 | 0 | 0 | 0 | 0 | 0 | 0 | 0 | 0 | -88743.1518 | 0 | 0 | 0 | 0 | 0 | 0 | 0 | 0 | 0 | 192612.0216 | 0 | 0 | 0 | 0 | 0 | 0 | 0
2016-10-24 17:00 | 0 | 0 | 0 | 0 | 0 | 0 | 555026.2467 | 437102 | 0 | 0 | 0 | 0 | 88743.1518 | 0 | 0 | 0 | 0 | 0 | 0 | 0 | 5591658.8914 | 0 | 0 | 0 | 0 | 0 | 0 | 0 | 0 | 0 | 0 | 88743.1518 | 0 | 0 | 0 | 0 | 0 | 0 | 0 | 0 | 0 | 29181.0949 | 0 | 0 | 0 | 0 | 0 | 0 | 0
2016-10-24 18:00 | 0 | 0 | 0 | 0 | 0 | 0 | 542468.7799 | 441106 | 0 | 0 | 0 | 0 | 0 | 0 | 0 | 0 | 0 | 0 | 0 | 0 | 5781764.8231 | 0 | 0 | 0 | 0 | 0 | 0 | 0 | 0 | 0 | 0 | -88743.1518 | 0 | 0 | 0 | 0 | 0 | 0 | 0 | 0 | 0 | 190105.9317 | 0 | 0 | 0 | 0 | 0 | 0 | 0
2016-10-24 19:00 | 0 | 0 | 0 | 0 | 0 | 0 | 525161.113 | 444839 | 0 | 0 | 0 | 0 | 88743.1518 | 0 | 0 | 0 | 0 | 0 | 0 | 0 | 5773343.7843 | 0 | 0 | 0 | 0 | 0 | 0 | 0 | 0 | 0 | 0 | 88743.1518 | 0 | 0 | 0 | 0 | 0 | 0 | 0 | 0 | 0 | -8421.0388 | 0 | 0 | 0 | 0 | 0 | 0 | 0
2016-10-24 20:00 | 0 | 0 | 0 | 0 | 0 | 0 | 507555.8959 | 448354 | 0 | 0 | 0 | 0 | 0 | 0 | 0 | 0 | 0 | 0 | 0 | 0 | 5921288.832 | 0 | 0 | 0 | 0 | 0 | 0 | 0 | 0 | 0 | 0 | -88743.1518 | 0 | 0 | 0 | 0 | 0 | 0 | 0 | 0 | 0 | 147945.0477 | 0 | 0 | 0 | 0 | 0 | 0 | 0
2016-10-24 21:00 | 0 | 0 | 0 | 0 | 0 | 191148.201 | 471888.6757 | 451542 | 0 | 0 | 0 | 0 | 88743.1518 | 0 | 0 | 0 | 0 | 0 | 0 | 0 | 6044040.5569 | 0 | 0 | 0 | 0 | 0 | 0 | 0 | 0 | 0 | 0 | 88743.1518 | 0 | 0 | 0 | 0 | 0 | 0 | 0 | 0 | 0 | 122751.7249 | 0 | 0 | 0 | 0 | 0 | 0 | 0
2016-10-24 22:00 | 0 | 0 | 0 | 0 | 0 | 214061.9517 | 397574.284 | 454806 | 0 | 0 | 0 | 0 | 177486.3036 | 0 | 0 | 0 | 0 | 0 | 0 | 0 | 6112127.6408 | 0 | 0 | 0 | 0 | 0 | 0 | 0 | 0 | 0 | 0 | 88743.1518 | 0 | 0 | 0 | 0 | 0 | 0 | 0 | 0 | 0 | 68087.0839 | 0 | 0 | 0 | 0 | 0 | 0 | 0
2016-10-24 23:00 | 0 | 0 | 0 | 0 | 0 | 0 | 237592.9663 | 462102 | 0 | 0 | 0 | 0 | 88743.1518 | 0 | 0 | 0 | 0 | 0 | 0 | 0 | 5976361.7589 | 0 | 0 | 0 | 0 | 0 | 0 | 0 | 0 | 0 | 0 | -88743.1518 | 0 | 0 | 0 | 0 | 0 | 0 | 0 | 0 | 0 | -135765.8819 | 0 | 0 | 0 | 0 | 0 | 0 | 0
2016-10-25 | 0 | 0 | 0 | 0 | 0 | 619224.0198 | 51424.1406 | 459418 | 0 | 0 | 0 | 0 | 177486.3036 | 0 | 0 | 0 | 0 | 0 | 0 | 0 | 6098848.7675 | 0 | 0 | 0 | 0 | 0 | 0 | 0 | 0 | 0 | 0 | 88743.1518 | 0 | 0 | 0 | 0 | 0 | 0 | 0 | 0 | 0 | 122487.0086 | 0 | 0 | 0 | 0 | 0 | 0 | 0
2016-10-25 01:00 | 0 | 0 | 0 | 0 | 0 | 77977.553 | 13.4128 | 445715 | 0 | 0 | 0 | 0 | 88743.1518 | 0 | 0 | 0 | 0 | 0 | 0 | 0 | 5819867.885 | 0 | 0 | 0 | 0 | 0 | 0 | 0 | 0 | 0 | 0 | -88743.1518 | 0 | 0 | 0 | 0 | 0 | 0 | 0 | 0 | 0 | -278980.8824 | 0 | 0 | 0 | 0 | 0 | 0 | 0
2016-10-25 02:00 | 0 | 0 | 0 | 0 | 0 | 700672.516 | 0 | 421898 | 0 | 0 | 0 | 0 | 177486.3036 | 0 | 0 | 0 | 0 | 0 | 0 | 0 | 6009899.2492 | 0 | 0 | 0 | 0 | 0 | 0 | 0 | 0 | 0 | 0 | 88743.1518 | 0 | 0 | 0 | 0 | 0 | 0 | 0 | 0 | 0 | 190031.3642 | 0 | 0 | 0 | 0 | 0 | 0 | 0
2016-10-25 03:00 | 0 | 0 | 0 | 0 | 0 | 205052.2694 | 0 | 395290 | 0 | 0 | 0 | 0 | 266229.4554 | 0 | 0 | 0 | 0 | 0 | 0 | 0 | 5730918.3668 | 0 | 0 | 0 | 0 | 0 | 0 | 0 | 0 | 0 | 0 | 88743.1518 | 0 | 0 | 0 | 0 | 0 | 0 | 0 | 0 | 0 | -278980.8824 | 0 | 0 | 0 | 0 | 0 | 0 | 0
2016-10-25 04:00 | 0 | 0 | 0 | 0 | 0 | 3203.9658 | 0 | 370928 | 0 | 0 | 0 | 0 | 177486.3036 | 0 | 0 | 0 | 0 | 0 | 0 | 0 | 5451937.4843 | 0 | 0 | 0 | 0 | 0 | 0 | 0 | 0 | 0 | 0 | -88743.1518 | 0 | 0 | 0 | 0 | 0 | 0 | 0 | 0 | 0 | -278980.8824 | 0 | 0 | 0 | 0 | 0 | 0 | 0
2016-10-25 05:00 | 0 | 0 | 0 | 0 | 0 | 543345.7306 | 0 | 353108 | 0 | 0 | 0 | 0 | 88743.1518 | 0 | 0 | 0 | 0 | 0 | 0 | 0 | 5730918.3668 | 0 | 0 | 0 | 0 | 0 | 0 | 0 | 0 | 0 | 0 | -88743.1518 | 0 | 0 | 0 | 0 | 0 | 0 | 0 | 0 | 0 | 278980.8824 | 0 | 0 | 0 | 0 | 0 | 0 | 0
2016-10-25 06:00 | 0 | 0 | 0 | 0 | 0 | 0 | 0 | 340493 | 0 | 0 | 0 | 0 | 0 | 0 | 0 | 0 | 0 | 0 | 0 | 0 | 5479168.5186 | 0 | 0 | 0 | 0 | 0 | 0 | 0 | 0 | 0 | 0 | -88743.1518 | 0 | 0 | 0 | 0 | 0 | 0 | 0 | 0 | 0 | -251749.8482 | 0 | 0 | 0 | 0 | 0 | 0 | 0
2016-10-25 07:00 | 0 | 0 | 0 | 0 | 0 | 530595.8544 | 0 | 333872 | 0 | 0 | 0 | 0 | 88743.1518 | 0 | 0 | 0 | 0 | 0 | 0 | 0 | 5587149.2212 | 0 | 0 | 0 | 0 | 0 | 0 | 0 | 0 | 0 | 0 | 88743.1518 | 0 | 0 | 0 | 0 | 0 | 0 | 0 | 0 | 0 | 107980.7026 | 0 | 0 | 0 | 0 | 0 | 0 | 0
2016-10-25 08:00 | 0 | 0 | 0 | 0 | 0 | 143602.2694 | 0 | 333840 | 0 | 0 | 0 | 0 | 177486.3036 | 0 | 0 | 0 | 0 | 0 | 0 | 0 | 5308168.3387 | 0 | 0 | 0 | 0 | 0 | 0 | 0 | 0 | 0 | 0 | 88743.1518 | 0 | 0 | 0 | 0 | 0 | 0 | 0 | 0 | 0 | -278980.8824 | 0 | 0 | 0 | 0 | 0 | 0 | 0
2016-10-25 09:00 | 0 | 0 | 0 | 0 | 0 | 155012.2694 | 0 | 345250 | 0 | 0 | 0 | 0 | 266229.4554 | 0 | 0 | 0 | 0 | 0 | 0 | 0 | 5029187.4563 | 0 | 0 | 0 | 0 | 0 | 0 | 0 | 0 | 0 | 0 | 88743.1518 | 0 | 0 | 0 | 0 | 0 | 0 | 0 | 0 | 0 | -278980.8824 | 0 | 0 | 0 | 0 | 0 | 0 | 0
2016-10-25 10:00 | 0 | 0 | 0 | 0 | 0 | 456093.872 | 0 | 374380 | 0 | 0 | 0 | 0 | 177486.3036 | 0 | 0 | 0 | 0 | 0 | 0 | 0 | 5199644.4801 | 0 | 0 | 0 | 0 | 0 | 0 | 0 | 0 | 0 | 0 | -88743.1518 | 0 | 0 | 0 | 0 | 0 | 0 | 0 | 0 | 0 | 170457.0238 | 0 | 0 | 0 | 0 | 0 | 0 | 0
2016-10-25 11:00 | 0 | 0 | 0 | 0 | 0 | 35066.9658 | 0 | 402791 | 0 | 0 | 0 | 0 | 88743.1518 | 0 | 0 | 0 | 0 | 0 | 0 | 0 | 4920663.5976 | 0 | 0 | 0 | 0 | 0 | 0 | 0 | 0 | 0 | 0 | -88743.1518 | 0 | 0 | 0 | 0 | 0 | 0 | 0 | 0 | 0 | -278980.8824 | 0 | 0 | 0 | 0 | 0 | 0 | 0
2016-10-25 12:00 | 0 | 0 | 0 | 0 | 0 | 444122.9788 | 0 | 414577 | 0 | 0 | 0 | 0 | 177486.3036 | 0 | 0 | 0 | 0 | 0 | 0 | 0 | 4861466.4247 | 0 | 0 | 0 | 0 | 0 | 0 | 0 | 0 | 0 | 0 | 88743.1518 | 0 | 0 | 0 | 0 | 0 | 0 | 0 | 0 | 0 | -59197.173 | 0 | 0 | 0 | 0 | 0 | 0 | 0
2016-10-25 13:00 | 0 | 0 | 0 | 0 | 0 | 421165.8405 | 637.7141 | 420864 | 0 | 0 | 0 | 0 | 88743.1518 | 0 | 0 | 0 | 0 | 0 | 0 | 0 | 4951149.131 | 0 | 0 | 0 | 0 | 0 | 0 | 0 | 0 | 0 | 0 | -88743.1518 | 0 | 0 | 0 | 0 | 0 | 0 | 0 | 0 | 0 | 89682.7064 | 0 | 0 | 0 | 0 | 0 | 0 | 0
2016-10-25 14:00 | 0 | 0 | 0 | 0 | 0 | 339335.0214 | 108321.4348 | 425780 | 0 | 0 | 0 | 0 | 177486.3036 | 0 | 0 | 0 | 0 | 0 | 0 | 0 | 4884282.4354 | 0 | 0 | 0 | 0 | 0 | 0 | 0 | 0 | 0 | 0 | 88743.1518 | 0 | 0 | 0 | 0 | 0 | 0 | 0 | 0 | 0 | -66866.6956 | 0 | 0 | 0 | 0 | 0 | 0 | 0
2016-10-25 15:00 | 0 | 0 | 0 | 0 | 0 | 0 | 385916.1006 | 429361 | 0 | 0 | 0 | 0 | 266229.4554 | 0 | 0 | 0 | 0 | 0 | 0 | 0 | 4752094.3842 | 0 | 0 | 0 | 0 | 0 | 0 | 0 | 0 | 0 | 0 | 88743.1518 | 0 | 0 | 0 | 0 | 0 | 0 | 0 | 0 | 0 | -132188.0512 | 0 | 0 | 0 | 0 | 0 | 0 | 0
2016-10-25 16:00 | 0 | 0 | 0 | 0 | 0 | 14191.8466 | 553071.6066 | 433164 | 0 | 0 | 0 | 0 | 294102.2064 | 0 | 0 | 0 | 0 | 0 | 0 | 0 | 4858321.0863 | 0 | 0 | 0 | 0 | 0 | 0 | 0 | 0 | 0 | 0 | 27872.7511 | 0 | 0 | 0 | 0 | 0 | 0 | 0 | 0 | 0 | 106226.7021 | 0 | 0 | 0 | 0 | 0 | 0 | 0
2016-10-25 17:00 | 0 | 0 | 0 | 0 | 0 | 0 | 614326.8671 | 437173 | 0 | 0 | 0 | 0 | 382845.3582 | 0 | 0 | 0 | 0 | 0 | 0 | 0 | 4946731.8016 | 0 | 0 | 0 | 0 | 0 | 0 | 0 | 0 | 0 | 0 | 88743.1518 | 0 | 0 | 0 | 0 | 0 | 0 | 0 | 0 | 0 | 88410.7153 | 0 | 0 | 0 | 0 | 0 | 0 | 0
2016-10-25 18:00 | 0 | 0 | 0 | 0 | 0 | 0 | 608310.1341 | 440755 | 0 | 0 | 0 | 0 | 294102.2064 | 0 | 0 | 0 | 0 | 0 | 0 | 0 | 5203030.0875 | 0 | 0 | 0 | 0 | 0 | 0 | 0 | 0 | 0 | 0 | -88743.1518 | 0 | 0 | 0 | 0 | 0 | 0 | 0 | 0 | 0 | 256298.2859 | 0 | 0 | 0 | 0 | 0 | 0 | 0
2016-10-25 19:00 | 0 | 0 | 0 | 0 | 0 | 0 | 599301.3637 | 444026 | 0 | 0 | 0 | 0 | 205359.0546 | 0 | 0 | 0 | 0 | 0 | 0 | 0 | 5447048.603 | 0 | 0 | 0 | 0 | 0 | 0 | 0 | 0 | 0 | 0 | -88743.1518 | 0 | 0 | 0 | 0 | 0 | 0 | 0 | 0 | 0 | 244018.5155 | 0 | 0 | 0 | 0 | 0 | 0 | 0
2016-10-25 20:00 | 0 | 0 | 0 | 0 | 0 | 0 | 612515.4535 | 448066 | 0 | 0 | 0 | 0 | 294102.2064 | 0 | 0 | 0 | 0 | 0 | 0 | 0 | 5522754.9047 | 0 | 0 | 0 | 0 | 0 | 0 | 0 | 0 | 0 | 0 | 88743.1518 | 0 | 0 | 0 | 0 | 0 | 0 | 0 | 0 | 0 | 75706.3017 | 0 | 0 | 0 | 0 | 0 | 0 | 0
2016-10-25 21:00 | 0 | 0 | 0 | 0 | 0 | 0 | 633428.5864 | 451997 | 0 | 0 | 0 | 0 | 382845.3582 | 0 | 0 | 0 | 0 | 0 | 0 | 0 | 5615443.3393 | 0 | 0 | 0 | 0 | 0 | 0 | 0 | 0 | 0 | 0 | 88743.1518 | 0 | 0 | 0 | 0 | 0 | 0 | 0 | 0 | 0 | 92688.4346 | 0 | 0 | 0 | 0 | 0 | 0 | 0
2016-10-25 22:00 | 0 | 0 | 0 | 0 | 0 | 0 | 618691.7252 | 457558 | 0 | 0 | 0 | 0 | 294102.2064 | 0 | 0 | 0 | 0 | 0 | 0 | 0 | 5865320.2163 | 0 | 0 | 0 | 0 | 0 | 0 | 0 | 0 | 0 | 0 | -88743.1518 | 0 | 0 | 0 | 0 | 0 | 0 | 0 | 0 | 0 | 249876.877 | 0 | 0 | 0 | 0 | 0 | 0 | 0
2016-10-25 23:00 | 0 | 0 | 0 | 0 | 0 | 0 | 472405.7292 | 465965 | 0 | 0 | 0 | 0 | 205359.0546 | 0 | 0 | 0 | 0 | 0 | 0 | 0 | 5960504.0973 | 0 | 0 | 0 | 0 | 0 | 0 | 0 | 0 | 0 | 0 | -88743.1518 | 0 | 0 | 0 | 0 | 0 | 0 | 0 | 0 | 0 | 95183.881 | 0 | 0 | 0 | 0 | 0 | 0 | 0
2016-10-26 | 0 | 0 | 0 | 0 | 0 | 638472.0599 | 88472.2449 | 463206 | 0 | 0 | 0 | 0 | 294102.2064 | 0 | 0 | 0 | 0 | 0 | 0 | 0 | 6135499.2503 | 0 | 0 | 0 | 0 | 0 | 0 | 0 | 0 | 0 | 0 | 88743.1518 | 0 | 0 | 0 | 0 | 0 | 0 | 0 | 0 | 0 | 174995.153 | 0 | 0 | 0 | 0 | 0 | 0 | 0
2016-10-26 01:00 | 0 | 0 | 0 | 0 | 0 | 617948.2993 | 13.0984 | 450822 | 0 | 0 | 0 | 0 | 382845.3582 | 0 | 0 | 0 | 0 | 0 | 0 | 0 | 6213895.4963 | 0 | 0 | 0 | 0 | 0 | 0 | 0 | 0 | 0 | 0 | 88743.1518 | 0 | 0 | 0 | 0 | 0 | 0 | 0 | 0 | 0 | 78396.246 | 0 | 0 | 0 | 0 | 0 | 0 | 0
2016-10-26 02:00 | 0 | 0 | 0 | 0 | 0 | 597423.4675 | 0 | 427489 | 0 | 0 | 0 | 0 | 294102.2064 | 0 | 0 | 0 | 0 | 0 | 0 | 0 | 6472573.1156 | 0 | 0 | 0 | 0 | 0 | 0 | 0 | 0 | 0 | 0 | -88743.1518 | 0 | 0 | 0 | 0 | 0 | 0 | 0 | 0 | 0 | 258677.6193 | 0 | 0 | 0 | 0 | 0 | 0 | 0
2016-10-26 03:00 | 0 | 0 | 0 | 0 | 0 | 210905.2694 | 0 | 401143 | 0 | 0 | 0 | 0 | 382845.3582 | 0 | 0 | 0 | 0 | 0 | 0 | 0 | 6193592.2331 | 0 | 0 | 0 | 0 | 0 | 0 | 0 | 0 | 0 | 0 | 88743.1518 | 0 | 0 | 0 | 0 | 0 | 0 | 0 | 0 | 0 | -278980.8824 | 0 | 0 | 0 | 0 | 0 | 0 | 0
2016-10-26 04:00 | 0 | 0 | 0 | 0 | 0 | 9742.9658 | 0 | 377467 | 0 | 0 | 0 | 0 | 294102.2064 | 0 | 0 | 0 | 0 | 0 | 0 | 0 | 5914611.3507 | 0 | 0 | 0 | 0 | 0 | 0 | 0 | 0 | 0 | 0 | -88743.1518 | 0 | 0 | 0 | 0 | 0 | 0 | 0 | 0 | 0 | -278980.8824 | 0 | 0 | 0 | 0 | 0 | 0 | 0
2016-10-26 05:00 | 0 | 0 | 0 | 0 | 0 | 549225.7306 | 0 | 358988 | 0 | 0 | 0 | 0 | 205359.0546 | 0 | 0 | 0 | 0 | 0 | 0 | 0 | 6193592.2331 | 0 | 0 | 0 | 0 | 0 | 0 | 0 | 0 | 0 | 0 | -88743.1518 | 0 | 0 | 0 | 0 | 0 | 0 | 0 | 0 | 0 | 278980.8824 | 0 | 0 | 0 | 0 | 0 | 0 | 0
2016-10-26 06:00 | 0 | 0 | 0 | 0 | 0 | 156725.2694 | 0 | 346963 | 0 | 0 | 0 | 0 | 294102.2064 | 0 | 0 | 0 | 0 | 0 | 0 | 0 | 5914611.3507 | 0 | 0 | 0 | 0 | 0 | 0 | 0 | 0 | 0 | 0 | 88743.1518 | 0 | 0 | 0 | 0 | 0 | 0 | 0 | 0 | 0 | -278980.8824 | 0 | 0 | 0 | 0 | 0 | 0 | 0
2016-10-26 07:00 | 0 | 0 | 0 | 0 | 0 | 530773.7306 | 0 | 340536 | 0 | 0 | 0 | 0 | 205359.0546 | 0 | 0 | 0 | 0 | 0 | 0 | 0 | 6193592.2331 | 0 | 0 | 0 | 0 | 0 | 0 | 0 | 0 | 0 | 0 | -88743.1518 | 0 | 0 | 0 | 0 | 0 | 0 | 0 | 0 | 0 | 278980.8824 | 0 | 0 | 0 | 0 | 0 | 0 | 0
2016-10-26 08:00 | 0 | 0 | 0 | 0 | 0 | 62396.1176 | 0 | 341377 | 0 | 0 | 0 | 0 | 205359.0546 | 0 | 0 | 0 | 0 | 0 | 0 | 0 | 5914611.3507 | 0 | 0 | 0 | 0 | 0 | 0 | 0 | 0 | 0 | 0 | 0 | 0 | 0 | 0 | 0 | 0 | 0 | 0 | 0 | 0 | -278980.8824 | 0 | 0 | 0 | 0 | 0 | 0 | 0
2016-10-26 09:00 | 0 | 0 | 0 | 0 | 0 | 161671.2694 | 0 | 351909 | 0 | 0 | 0 | 0 | 294102.2064 | 0 | 0 | 0 | 0 | 0 | 0 | 0 | 5635630.4682 | 0 | 0 | 0 | 0 | 0 | 0 | 0 | 0 | 0 | 0 | 88743.1518 | 0 | 0 | 0 | 0 | 0 | 0 | 0 | 0 | 0 | -278980.8824 | 0 | 0 | 0 | 0 | 0 | 0 | 0
2016-10-26 10:00 | 0 | 0 | 0 | 0 | 0 | 438352.3441 | 0 | 379889 | 0 | 0 | 0 | 0 | 382845.3582 | 0 | 0 | 0 | 0 | 0 | 0 | 0 | 5605350.6606 | 0 | 0 | 0 | 0 | 0 | 0 | 0 | 0 | 0 | 0 | 88743.1518 | 0 | 0 | 0 | 0 | 0 | 0 | 0 | 0 | 0 | -30279.8076 | 0 | 0 | 0 | 0 | 0 | 0 | 0
2016-10-26 11:00 | 0 | 0 | 0 | 0 | 0 | 40795.9658 | 0 | 408520 | 0 | 0 | 0 | 0 | 294102.2064 | 0 | 0 | 0 | 0 | 0 | 0 | 0 | 5326369.7781 | 0 | 0 | 0 | 0 | 0 | 0 | 0 | 0 | 0 | 0 | -88743.1518 | 0 | 0 | 0 | 0 | 0 | 0 | 0 | 0 | 0 | -278980.8824 | 0 | 0 | 0 | 0 | 0 | 0 | 0
2016-10-26 12:00 | 0 | 0 | 0 | 0 | 0 | 397091.9935 | 0 | 419924 | 0 | 0 | 0 | 0 | 205359.0546 | 0 | 0 | 0 | 0 | 0 | 0 | 0 | 5392280.9234 | 0 | 0 | 0 | 0 | 0 | 0 | 0 | 0 | 0 | 0 | -88743.1518 | 0 | 0 | 0 | 0 | 0 | 0 | 0 | 0 | 0 | 65911.1453 | 0 | 0 | 0 | 0 | 0 | 0 | 0
2016-10-26 13:00 | 0 | 0 | 0 | 0 | 0 | 361627.9616 | 1605.5713 | 425356 | 0 | 0 | 0 | 0 | 294102.2064 | 0 | 0 | 0 | 0 | 0 | 0 | 0 | 5241415.3045 | 0 | 0 | 0 | 0 | 0 | 0 | 0 | 0 | 0 | 0 | 88743.1518 | 0 | 0 | 0 | 0 | 0 | 0 | 0 | 0 | 0 | -150865.6189 | 0 | 0 | 0 | 0 | 0 | 0 | 0
2016-10-26 14:00 | 0 | 0 | 0 | 0 | 0 | 243030.7588 | 232153.0241 | 430914 | 0 | 0 | 0 | 0 | 382845.3582 | 0 | 0 | 0 | 0 | 0 | 0 | 0 | 5196941.9355 | 0 | 0 | 0 | 0 | 0 | 0 | 0 | 0 | 0 | 0 | 88743.1518 | 0 | 0 | 0 | 0 | 0 | 0 | 0 | 0 | 0 | -44473.369 | 0 | 0 | 0 | 0 | 0 | 0 | 0
2016-10-26 15:00 | 0 | 0 | 0 | 0 | 0 | 0 | 631123.7447 | 434118 | 0 | 0 | 0 | 0 | 300870.2205 | 0 | 0 | 0 | 0 | 0 | 0 | 0 | 5475922.818 | 0 | 0 | 0 | 0 | 0 | 0 | 0 | 0 | 0 | 0 | -81975.1377 | 0 | 0 | 0 | 0 | 0 | 0 | 0 | 0 | 0 | 278980.8824 | 0 | 0 | 0 | 0 | 0 | 0 | 0
2016-10-26 16:00 | 0 | 0 | 0 | 0 | 0 | 0 | 723934.9548 | 437865 | 0 | 0 | 0 | 0 | 307959.2929 | 0 | 0 | 0 | 0 | 0 | 0 | 0 | 5754903.7004 | 0 | 0 | 0 | 0 | 0 | 0 | 0 | 0 | 0 | 0 | 7089.0724 | 0 | 0 | 0 | 0 | 0 | 0 | 0 | 0 | 0 | 278980.8824 | 0 | 0 | 0 | 0 | 0 | 0 | 0
2016-10-26 17:00 | 0 | 0 | 0 | 0 | 0 | 0 | 705171.901 | 442826 | 0 | 0 | 0 | 0 | 382845.3582 | 0 | 0 | 0 | 0 | 0 | 0 | 0 | 5942363.5361 | 0 | 0 | 0 | 0 | 0 | 0 | 0 | 0 | 0 | 0 | 74886.0653 | 0 | 0 | 0 | 0 | 0 | 0 | 0 | 0 | 0 | 187459.8357 | 0 | 0 | 0 | 0 | 0 | 0 | 0
2016-10-26 18:00 | 0 | 0 | 0 | 0 | 0 | 0 | 671629.4831 | 447686 | 0 | 0 | 0 | 0 | 327807.9589 | 0 | 0 | 0 | 0 | 0 | 0 | 0 | 6221344.4185 | 0 | 0 | 0 | 0 | 0 | 0 | 0 | 0 | 0 | 0 | -55037.3994 | 0 | 0 | 0 | 0 | 0 | 0 | 0 | 0 | 0 | 278980.8824 | 0 | 0 | 0 | 0 | 0 | 0 | 0
2016-10-26 19:00 | 0 | 0 | 0 | 0 | 0 | 0 | 656935.6853 | 452795 | 0 | 0 | 0 | 0 | 382845.3582 | 0 | 0 | 0 | 0 | 0 | 0 | 0 | 6370447.7045 | 0 | 0 | 0 | 0 | 0 | 0 | 0 | 0 | 0 | 0 | 55037.3994 | 0 | 0 | 0 | 0 | 0 | 0 | 0 | 0 | 0 | 149103.2859 | 0 | 0 | 0 | 0 | 0 | 0 | 0
2016-10-26 20:00 | 0 | 0 | 0 | 0 | 0 | 0 | 667811.1656 | 458288 | 0 | 0 | 0 | 0 | 344546.5854 | 0 | 0 | 0 | 0 | 0 | 0 | 0 | 6618269.6428 | 0 | 0 | 0 | 0 | 0 | 0 | 0 | 0 | 0 | 0 | -38298.7728 | 0 | 0 | 0 | 0 | 0 | 0 | 0 | 0 | 0 | 247821.9384 | 0 | 0 | 0 | 0 | 0 | 0 | 0
2016-10-26 21:00 | 0 | 0 | 0 | 0 | 0 | 0 | 692170.5034 | 463634 | 0 | 0 | 0 | 0 | 294102.2064 | 0 | 0 | 0 | 0 | 0 | 0 | 0 | 6897250.5253 | 0 | 0 | 0 | 0 | 0 | 0 | 0 | 0 | 0 | 0 | -50444.379 | 0 | 0 | 0 | 0 | 0 | 0 | 0 | 0 | 0 | 278980.8824 | 0 | 0 | 0 | 0 | 0 | 0 | 0
2016-10-26 22:00 | 0 | 0 | 0 | 0 | 0 | 0 | 668815.7885 | 469313 | 0 | 0 | 0 | 0 | 382845.3582 | 0 | 0 | 0 | 0 | 0 | 0 | 0 | 7008010.162 | 0 | 0 | 0 | 0 | 0 | 0 | 0 | 0 | 0 | 0 | 88743.1518 | 0 | 0 | 0 | 0 | 0 | 0 | 0 | 0 | 0 | 110759.6367 | 0 | 0 | 0 | 0 | 0 | 0 | 0
2016-10-26 23:00 | 0 | 0 | 0 | 0 | 0 | 0 | 452189.2249 | 474513 | 0 | 0 | 0 | 0 | 294102.2064 | 0 | 0 | 0 | 0 | 0 | 0 | 0 | 7074429.5387 | 0 | 0 | 0 | 0 | 0 | 0 | 0 | 0 | 0 | 0 | -88743.1518 | 0 | 0 | 0 | 0 | 0 | 0 | 0 | 0 | 0 | 66419.3767 | 0 | 0 | 0 | 0 | 0 | 0 | 0
2016-10-27 | 0 | 0 | 0 | 0 | 0 | 244491.9693 | 69794.6913 | 470084 | 0 | 0 | 0 | 0 | 205359.0546 | 0 | 0 | 0 | 0 | 0 | 0 | 0 | 7007375.3511 | 0 | 0 | 0 | 0 | 0 | 0 | 0 | 0 | 0 | 0 | -88743.1518 | 0 | 0 | 0 | 0 | 0 | 0 | 0 | 0 | 0 | -67054.1876 | 0 | 0 | 0 | 0 | 0 | 0 | 0
2016-10-27 01:00 | 0 | 0 | 0 | 0 | 0 | 295688.0989 | 12.3649 | 457175 | 0 | 0 | 0 | 0 | 294102.2064 | 0 | 0 | 0 | 0 | 0 | 0 | 0 | 6757157.6631 | 0 | 0 | 0 | 0 | 0 | 0 | 0 | 0 | 0 | 0 | 88743.1518 | 0 | 0 | 0 | 0 | 0 | 0 | 0 | 0 | 0 | -250217.688 | 0 | 0 | 0 | 0 | 0 | 0 | 0
2016-10-27 02:00 | 0 | 0 | 0 | 0 | 0 | 329044.4054 | 0 | 433502 | 0 | 0 | 0 | 0 | 205359.0546 | 0 | 0 | 0 | 0 | 0 | 0 | 0 | 6741443.2203 | 0 | 0 | 0 | 0 | 0 | 0 | 0 | 0 | 0 | 0 | -88743.1518 | 0 | 0 | 0 | 0 | 0 | 0 | 0 | 0 | 0 | -15714.4428 | 0 | 0 | 0 | 0 | 0 | 0 | 0
2016-10-27 03:00 | 0 | 0 | 0 | 0 | 0 | 215418.2694 | 0 | 405656 | 0 | 0 | 0 | 0 | 294102.2064 | 0 | 0 | 0 | 0 | 0 | 0 | 0 | 6462462.3378 | 0 | 0 | 0 | 0 | 0 | 0 | 0 | 0 | 0 | 0 | 88743.1518 | 0 | 0 | 0 | 0 | 0 | 0 | 0 | 0 | 0 | -278980.8824 | 0 | 0 | 0 | 0 | 0 | 0 | 0
2016-10-27 04:00 | 0 | 0 | 0 | 0 | 0 | 190075.2694 | 0 | 380313 | 0 | 0 | 0 | 0 | 382845.3582 | 0 | 0 | 0 | 0 | 0 | 0 | 0 | 6183481.4554 | 0 | 0 | 0 | 0 | 0 | 0 | 0 | 0 | 0 | 0 | 88743.1518 | 0 | 0 | 0 | 0 | 0 | 0 | 0 | 0 | 0 | -278980.8824 | 0 | 0 | 0 | 0 | 0 | 0 | 0
2016-10-27 05:00 | 0 | 0 | 0 | 0 | 0 | 357938.7222 | 0 | 361970 | 0 | 0 | 0 | 0 | 294102.2064 | 0 | 0 | 0 | 0 | 0 | 0 | 0 | 6268193.3293 | 0 | 0 | 0 | 0 | 0 | 0 | 0 | 0 | 0 | 0 | -88743.1518 | 0 | 0 | 0 | 0 | 0 | 0 | 0 | 0 | 0 | 84711.874 | 0 | 0 | 0 | 0 | 0 | 0 | 0
2016-10-27 06:00 | 0 | 0 | 0 | 0 | 0 | 360515.3366 | 0 | 348505 | 0 | 0 | 0 | 0 | 382845.3582 | 0 | 0 | 0 | 0 | 0 | 0 | 0 | 6191460.5142 | 0 | 0 | 0 | 0 | 0 | 0 | 0 | 0 | 0 | 0 | 88743.1518 | 0 | 0 | 0 | 0 | 0 | 0 | 0 | 0 | 0 | -76732.8152 | 0 | 0 | 0 | 0 | 0 | 0 | 0
2016-10-27 07:00 | 0 | 0 | 0 | 0 | 0 | 0 | 0 | 341247 | 0 | 0 | 0 | 0 | 294102.2064 | 0 | 0 | 0 | 0 | 0 | 0 | 0 | 5938956.666 | 0 | 0 | 0 | 0 | 0 | 0 | 0 | 0 | 0 | 0 | -88743.1518 | 0 | 0 | 0 | 0 | 0 | 0 | 0 | 0 | 0 | -252503.8482 | 0 | 0 | 0 | 0 | 0 | 0 | 0
2016-10-27 08:00 | 0 | 0 | 0 | 0 | 0 | 0 | 0 | 340680 | 0 | 0 | 0 | 0 | 205359.0546 | 0 | 0 | 0 | 0 | 0 | 0 | 0 | 5687019.8178 | 0 | 0 | 0 | 0 | 0 | 0 | 0 | 0 | 0 | 0 | -88743.1518 | 0 | 0 | 0 | 0 | 0 | 0 | 0 | 0 | 0 | -251936.8482 | 0 | 0 | 0 | 0 | 0 | 0 | 0
2016-10-27 09:00 | 0 | 0 | 0 | 0 | 0 | 339476.6124 | 0 | 350607 | 0 | 0 | 0 | 0 | 294102.2064 | 0 | 0 | 0 | 0 | 0 | 0 | 0 | 5587146.2783 | 0 | 0 | 0 | 0 | 0 | 0 | 0 | 0 | 0 | 0 | 88743.1518 | 0 | 0 | 0 | 0 | 0 | 0 | 0 | 0 | 0 | -99873.5394 | 0 | 0 | 0 | 0 | 0 | 0 | 0
2016-10-27 10:00 | 0 | 0 | 0 | 0 | 0 | 329674.5689 | 0 | 376569 | 0 | 0 | 0 | 0 | 382845.3582 | 0 | 0 | 0 | 0 | 0 | 0 | 0 | 5451508.6954 | 0 | 0 | 0 | 0 | 0 | 0 | 0 | 0 | 0 | 0 | 88743.1518 | 0 | 0 | 0 | 0 | 0 | 0 | 0 | 0 | 0 | -135637.5829 | 0 | 0 | 0 | 0 | 0 | 0 | 0
2016-10-27 11:00 | 0 | 0 | 0 | 0 | 0 | 323360.1286 | 0 | 404673 | 0 | 0 | 0 | 0 | 294102.2064 | 0 | 0 | 0 | 0 | 0 | 0 | 0 | 5458938.9758 | 0 | 0 | 0 | 0 | 0 | 0 | 0 | 0 | 0 | 0 | -88743.1518 | 0 | 0 | 0 | 0 | 0 | 0 | 0 | 0 | 0 | 7430.2804 | 0 | 0 | 0 | 0 | 0 | 0 | 0
2016-10-27 12:00 | 0 | 0 | 0 | 0 | 0 | 50065.9658 | 0 | 417790 | 0 | 0 | 0 | 0 | 205359.0546 | 0 | 0 | 0 | 0 | 0 | 0 | 0 | 5179958.0934 | 0 | 0 | 0 | 0 | 0 | 0 | 0 | 0 | 0 | 0 | -88743.1518 | 0 | 0 | 0 | 0 | 0 | 0 | 0 | 0 | 0 | -278980.8824 | 0 | 0 | 0 | 0 | 0 | 0 | 0
2016-10-27 13:00 | 0 | 0 | 0 | 0 | 0 | 300786.0561 | 1131.6661 | 426933 | 0 | 0 | 0 | 0 | 294102.2064 | 0 | 0 | 0 | 0 | 0 | 0 | 0 | 4966199.6638 | 0 | 0 | 0 | 0 | 0 | 0 | 0 | 0 | 0 | 0 | 88743.1518 | 0 | 0 | 0 | 0 | 0 | 0 | 0 | 0 | 0 | -213758.4296 | 0 | 0 | 0 | 0 | 0 | 0 | 0
2016-10-27 14:00 | 0 | 0 | 0 | 0 | 0 | 207988.9262 | 220531.3611 | 435210 | 0 | 0 | 0 | 0 | 382845.3582 | 0 | 0 | 0 | 0 | 0 | 0 | 0 | 4870766.7993 | 0 | 0 | 0 | 0 | 0 | 0 | 0 | 0 | 0 | 0 | 88743.1518 | 0 | 0 | 0 | 0 | 0 | 0 | 0 | 0 | 0 | -95432.8645 | 0 | 0 | 0 | 0 | 0 | 0 | 0
2016-10-27 15:00 | 0 | 0 | 0 | 0 | 0 | 120980.9898 | 493422.7044 | 441686 | 0 | 0 | 0 | 0 | 294102.2064 | 0 | 0 | 0 | 0 | 0 | 0 | 0 | 5132227.6453 | 0 | 0 | 0 | 0 | 0 | 0 | 0 | 0 | 0 | 0 | -88743.1518 | 0 | 0 | 0 | 0 | 0 | 0 | 0 | 0 | 0 | 261460.846 | 0 | 0 | 0 | 0 | 0 | 0 | 0
2016-10-27 16:00 | 0 | 0 | 0 | 0 | 0 | 57579.4954 | 580347.2353 | 447689 | 0 | 0 | 0 | 0 | 205359.0546 | 0 | 0 | 0 | 0 | 0 | 0 | 0 | 5411208.5278 | 0 | 0 | 0 | 0 | 0 | 0 | 0 | 0 | 0 | 0 | -88743.1518 | 0 | 0 | 0 | 0 | 0 | 0 | 0 | 0 | 0 | 278980.8824 | 0 | 0 | 0 | 0 | 0 | 0 | 0
2016-10-27 17:00 | 0 | 0 | 0 | 0 | 0 | 0 | 586516.6424 | 454898 | 0 | 0 | 0 | 0 | 116615.9029 | 0 | 0 | 0 | 0 | 0 | 0 | 0 | 5631570.322 | 0 | 0 | 0 | 0 | 0 | 0 | 0 | 0 | 0 | 0 | -88743.1518 | 0 | 0 | 0 | 0 | 0 | 0 | 0 | 0 | 0 | 220361.7942 | 0 | 0 | 0 | 0 | 0 | 0 | 0
2016-10-27 18:00 | 0 | 0 | 0 | 0 | 0 | 0 | 568796.1005 | 460712 | 0 | 0 | 0 | 0 | 27872.7511 | 0 | 0 | 0 | 0 | 0 | 0 | 0 | 5828397.5743 | 0 | 0 | 0 | 0 | 0 | 0 | 0 | 0 | 0 | 0 | -88743.1518 | 0 | 0 | 0 | 0 | 0 | 0 | 0 | 0 | 0 | 196827.2523 | 0 | 0 | 0 | 0 | 0 | 0 | 0
2016-10-27 19:00 | 0 | 0 | 0 | 0 | 0 | 0 | 552689.4962 | 464519 | 0 | 0 | 0 | 0 | 116615.9029 | 0 | 0 | 0 | 0 | 0 | 0 | 0 | 5827824.9187 | 0 | 0 | 0 | 0 | 0 | 0 | 0 | 0 | 0 | 0 | 88743.1518 | 0 | 0 | 0 | 0 | 0 | 0 | 0 | 0 | 0 | -572.6556 | 0 | 0 | 0 | 0 | 0 | 0 | 0
2016-10-27 20:00 | 0 | 0 | 0 | 0 | 0 | 0 | 544227.8805 | 469105 | 0 | 0 | 0 | 0 | 116615.9029 | 0 | 0 | 0 | 0 | 0 | 0 | 0 | 5902947.7992 | 0 | 0 | 0 | 0 | 0 | 0 | 0 | 0 | 0 | 0 | 0 | 0 | 0 | 0 | 0 | 0 | 0 | 0 | 0 | 0 | 75122.8805 | 0 | 0 | 0 | 0 | 0 | 0 | 0
2016-10-27 21:00 | 0 | 0 | 0 | 0 | 0 | 141270.1424 | 520425.5883 | 471458 | 0 | 0 | 0 | 0 | 27872.7511 | 0 | 0 | 0 | 0 | 0 | 0 | 0 | 6181928.6817 | 0 | 0 | 0 | 0 | 0 | 0 | 0 | 0 | 0 | 0 | -88743.1518 | 0 | 0 | 0 | 0 | 0 | 0 | 0 | 0 | 0 | 278980.8824 | 0 | 0 | 0 | 0 | 0 | 0 | 0
2016-10-27 22:00 | 0 | 0 | 0 | 0 | 0 | 0 | 439735.4044 | 473190 | 0 | 0 | 0 | 0 | 116615.9029 | 0 | 0 | 0 | 0 | 0 | 0 | 0 | 6059730.9342 | 0 | 0 | 0 | 0 | 0 | 0 | 0 | 0 | 0 | 0 | 88743.1518 | 0 | 0 | 0 | 0 | 0 | 0 | 0 | 0 | 0 | -122197.7474 | 0 | 0 | 0 | 0 | 0 | 0 | 0
2016-10-27 23:00 | 0 | 0 | 0 | 0 | 0 | 518692.5568 | 237246.2982 | 475743 | 0 | 0 | 0 | 0 | 205359.0546 | 0 | 0 | 0 | 0 | 0 | 0 | 0 | 6251183.6374 | 0 | 0 | 0 | 0 | 0 | 0 | 0 | 0 | 0 | 0 | 88743.1518 | 0 | 0 | 0 | 0 | 0 | 0 | 0 | 0 | 0 | 191452.7032 | 0 | 0 | 0 | 0 | 0 | 0 | 0
2016-10-28 | 0 | 0 | 0 | 0 | 0 | 264108.8588 | 17191.4106 | 471538 | 0 | 0 | 0 | 0 | 294102.2064 | 0 | 0 | 0 | 0 | 0 | 0 | 0 | 5972202.755 | 0 | 0 | 0 | 0 | 0 | 0 | 0 | 0 | 0 | 0 | 88743.1518 | 0 | 0 | 0 | 0 | 0 | 0 | 0 | 0 | 0 | -278980.8824 | 0 | 0 | 0 | 0 | 0 | 0 | 0
2016-10-28 01:00 | 0 | 0 | 0 | 0 | 0 | 648411.411 | 0.3196 | 458174 | 0 | 0 | 0 | 0 | 205359.0546 | 0 | 0 | 0 | 0 | 0 | 0 | 0 | 6251183.6374 | 0 | 0 | 0 | 0 | 0 | 0 | 0 | 0 | 0 | 0 | -88743.1518 | 0 | 0 | 0 | 0 | 0 | 0 | 0 | 0 | 0 | 278980.8824 | 0 | 0 | 0 | 0 | 0 | 0 | 0
2016-10-28 02:00 | 0 | 0 | 0 | 0 | 0 | 244930.2694 | 0 | 435168 | 0 | 0 | 0 | 0 | 294102.2064 | 0 | 0 | 0 | 0 | 0 | 0 | 0 | 5972202.755 | 0 | 0 | 0 | 0 | 0 | 0 | 0 | 0 | 0 | 0 | 88743.1518 | 0 | 0 | 0 | 0 | 0 | 0 | 0 | 0 | 0 | -278980.8824 | 0 | 0 | 0 | 0 | 0 | 0 | 0
2016-10-28 03:00 | 0 | 0 | 0 | 0 | 0 | 774800.0342 | 0 | 407076 | 0 | 0 | 0 | 0 | 382845.3582 | 0 | 0 | 0 | 0 | 0 | 0 | 0 | 6251183.6374 | 0 | 0 | 0 | 0 | 0 | 0 | 0 | 0 | 0 | 0 | 88743.1518 | 0 | 0 | 0 | 0 | 0 | 0 | 0 | 0 | 0 | 278980.8824 | 0 | 0 | 0 | 0 | 0 | 0 | 0
2016-10-28 04:00 | 0 | 0 | 0 | 0 | 0 | 12850.9658 | 0 | 380575 | 0 | 0 | 0 | 0 | 294102.2064 | 0 | 0 | 0 | 0 | 0 | 0 | 0 | 5972202.755 | 0 | 0 | 0 | 0 | 0 | 0 | 0 | 0 | 0 | 0 | -88743.1518 | 0 | 0 | 0 | 0 | 0 | 0 | 0 | 0 | 0 | -278980.8824 | 0 | 0 | 0 | 0 | 0 | 0 | 0
2016-10-28 05:00 | 0 | 0 | 0 | 0 | 0 | 0 | 0 | 360923 | 0 | 0 | 0 | 0 | 205359.0546 | 0 | 0 | 0 | 0 | 0 | 0 | 0 | 5700022.9068 | 0 | 0 | 0 | 0 | 0 | 0 | 0 | 0 | 0 | 0 | -88743.1518 | 0 | 0 | 0 | 0 | 0 | 0 | 0 | 0 | 0 | -272179.8482 | 0 | 0 | 0 | 0 | 0 | 0 | 0
2016-10-28 06:00 | 0 | 0 | 0 | 0 | 0 | 714661.0342 | 0 | 346937 | 0 | 0 | 0 | 0 | 294102.2064 | 0 | 0 | 0 | 0 | 0 | 0 | 0 | 5979003.7892 | 0 | 0 | 0 | 0 | 0 | 0 | 0 | 0 | 0 | 0 | 88743.1518 | 0 | 0 | 0 | 0 | 0 | 0 | 0 | 0 | 0 | 278980.8824 | 0 | 0 | 0 | 0 | 0 | 0 | 0
2016-10-28 07:00 | 0 | 0 | 0 | 0 | 0 | 150007.2694 | 0 | 340245 | 0 | 0 | 0 | 0 | 382845.3582 | 0 | 0 | 0 | 0 | 0 | 0 | 0 | 5700022.9068 | 0 | 0 | 0 | 0 | 0 | 0 | 0 | 0 | 0 | 0 | 88743.1518 | 0 | 0 | 0 | 0 | 0 | 0 | 0 | 0 | 0 | -278980.8824 | 0 | 0 | 0 | 0 | 0 | 0 | 0
2016-10-28 08:00 | 0 | 0 | 0 | 0 | 0 | 0 | 0 | 339281 | 0 | 0 | 0 | 0 | 322545.2407 | 0 | 0 | 0 | 0 | 0 | 0 | 0 | 5421042.0244 | 0 | 0 | 0 | 0 | 0 | 0 | 0 | 0 | 0 | 0 | -60300.1176 | 0 | 0 | 0 | 0 | 0 | 0 | 0 | 0 | 0 | -278980.8824 | 0 | 0 | 0 | 0 | 0 | 0 | 0
2016-10-28 09:00 | 0 | 0 | 0 | 0 | 0 | 538176.7306 | 0 | 347939 | 0 | 0 | 0 | 0 | 233802.0889 | 0 | 0 | 0 | 0 | 0 | 0 | 0 | 5700022.9068 | 0 | 0 | 0 | 0 | 0 | 0 | 0 | 0 | 0 | 0 | -88743.1518 | 0 | 0 | 0 | 0 | 0 | 0 | 0 | 0 | 0 | 278980.8824 | 0 | 0 | 0 | 0 | 0 | 0 | 0
2016-10-28 10:00 | 0 | 0 | 0 | 0 | 0 | 184418.2694 | 0 | 374656 | 0 | 0 | 0 | 0 | 322545.2407 | 0 | 0 | 0 | 0 | 0 | 0 | 0 | 5421042.0244 | 0 | 0 | 0 | 0 | 0 | 0 | 0 | 0 | 0 | 0 | 88743.1518 | 0 | 0 | 0 | 0 | 0 | 0 | 0 | 0 | 0 | -278980.8824 | 0 | 0 | 0 | 0 | 0 | 0 | 0
2016-10-28 11:00 | 0 | 0 | 0 | 0 | 0 | 183009.2351 | 0 | 401690 | 0 | 0 | 0 | 0 | 382845.3582 | 0 | 0 | 0 | 0 | 0 | 0 | 0 | 5142061.1419 | 0 | 0 | 0 | 0 | 0 | 0 | 0 | 0 | 0 | 0 | 60300.1176 | 0 | 0 | 0 | 0 | 0 | 0 | 0 | 0 | 0 | -278980.8824 | 0 | 0 | 0 | 0 | 0 | 0 | 0
2016-10-28 12:00 | 0 | 0 | 0 | 0 | 0 | 45910.9658 | 0 | 413635 | 0 | 0 | 0 | 0 | 294102.2064 | 0 | 0 | 0 | 0 | 0 | 0 | 0 | 4863080.2595 | 0 | 0 | 0 | 0 | 0 | 0 | 0 | 0 | 0 | 0 | -88743.1518 | 0 | 0 | 0 | 0 | 0 | 0 | 0 | 0 | 0 | -278980.8824 | 0 | 0 | 0 | 0 | 0 | 0 | 0
2016-10-28 13:00 | 0 | 0 | 0 | 0 | 0 | 648619.6145 | 1122.842 | 422680 | 0 | 0 | 0 | 0 | 382845.3582 | 0 | 0 | 0 | 0 | 0 | 0 | 0 | 5001399.5642 | 0 | 0 | 0 | 0 | 0 | 0 | 0 | 0 | 0 | 0 | 88743.1518 | 0 | 0 | 0 | 0 | 0 | 0 | 0 | 0 | 0 | 138319.3047 | 0 | 0 | 0 | 0 | 0 | 0 | 0
2016-10-28 14:00 | 0 | 0 | 0 | 0 | 0 | 491463.9761 | 133240.2954 | 431243 | 0 | 0 | 0 | 0 | 382845.3582 | 0 | 0 | 0 | 0 | 0 | 0 | 0 | 5194860.8358 | 0 | 0 | 0 | 0 | 0 | 0 | 0 | 0 | 0 | 0 | 0 | 0 | 0 | 0 | 0 | 0 | 0 | 0 | 0 | 0 | 193461.2716 | 0 | 0 | 0 | 0 | 0 | 0 | 0
2016-10-28 15:00 | 0 | 0 | 0 | 0 | 0 | 367080.0517 | 315124.7481 | 437540 | 0 | 0 | 0 | 0 | 382845.3582 | 0 | 0 | 0 | 0 | 0 | 0 | 0 | 5439525.6355 | 0 | 0 | 0 | 0 | 0 | 0 | 0 | 0 | 0 | 0 | 0 | 0 | 0 | 0 | 0 | 0 | 0 | 0 | 0 | 0 | 244664.7998 | 0 | 0 | 0 | 0 | 0 | 0 | 0
2016-10-28 16:00 | 0 | 0 | 0 | 0 | 0 | 0 | 419441.5796 | 443197 | 0 | 0 | 0 | 0 | 382845.3582 | 0 | 0 | 0 | 0 | 0 | 0 | 0 | 5415770.2151 | 0 | 0 | 0 | 0 | 0 | 0 | 0 | 0 | 0 | 0 | 0 | 0 | 0 | 0 | 0 | 0 | 0 | 0 | 0 | 0 | -23755.4204 | 0 | 0 | 0 | 0 | 0 | 0 | 0
2016-10-28 17:00 | 0 | 0 | 0 | 0 | 0 | 0 | 460622.133 | 449351 | 0 | 0 | 0 | 0 | 294102.2064 | 0 | 0 | 0 | 0 | 0 | 0 | 0 | 5515784.4999 | 0 | 0 | 0 | 0 | 0 | 0 | 0 | 0 | 0 | 0 | -88743.1518 | 0 | 0 | 0 | 0 | 0 | 0 | 0 | 0 | 0 | 100014.2848 | 0 | 0 | 0 | 0 | 0 | 0 | 0
2016-10-28 18:00 | 0 | 0 | 0 | 0 | 0 | 0 | 478009.9131 | 454376 | 0 | 0 | 0 | 0 | 382845.3582 | 0 | 0 | 0 | 0 | 0 | 0 | 0 | 5450675.2613 | 0 | 0 | 0 | 0 | 0 | 0 | 0 | 0 | 0 | 0 | 88743.1518 | 0 | 0 | 0 | 0 | 0 | 0 | 0 | 0 | 0 | -65109.2387 | 0 | 0 | 0 | 0 | 0 | 0 | 0
2016-10-28 19:00 | 0 | 0 | 0 | 0 | 0 | 0 | 482581.0704 | 456865 | 0 | 0 | 0 | 0 | 294102.2064 | 0 | 0 | 0 | 0 | 0 | 0 | 0 | 5565134.4835 | 0 | 0 | 0 | 0 | 0 | 0 | 0 | 0 | 0 | 0 | -88743.1518 | 0 | 0 | 0 | 0 | 0 | 0 | 0 | 0 | 0 | 114459.2222 | 0 | 0 | 0 | 0 | 0 | 0 | 0
2016-10-28 20:00 | 0 | 0 | 0 | 0 | 0 | 0 | 480368.7801 | 459630 | 0 | 0 | 0 | 0 | 294102.2064 | 0 | 0 | 0 | 0 | 0 | 0 | 0 | 5585873.2635 | 0 | 0 | 0 | 0 | 0 | 0 | 0 | 0 | 0 | 0 | 0 | 0 | 0 | 0 | 0 | 0 | 0 | 0 | 0 | 0 | 20738.7801 | 0 | 0 | 0 | 0 | 0 | 0 | 0
2016-10-28 21:00 | 0 | 0 | 0 | 0 | 0 | 0 | 456745.2237 | 460343 | 0 | 0 | 0 | 0 | 382845.3582 | 0 | 0 | 0 | 0 | 0 | 0 | 0 | 5493532.3354 | 0 | 0 | 0 | 0 | 0 | 0 | 0 | 0 | 0 | 0 | 88743.1518 | 0 | 0 | 0 | 0 | 0 | 0 | 0 | 0 | 0 | -92340.9281 | 0 | 0 | 0 | 0 | 0 | 0 | 0
2016-10-28 22:00 | 0 | 0 | 0 | 0 | 0 | 0 | 401331.1144 | 459351 | 0 | 0 | 0 | 0 | 382046.6005 | 0 | 0 | 0 | 0 | 0 | 0 | 0 | 5436311.2075 | 0 | 0 | 0 | 0 | 0 | 0 | 0 | 0 | 0 | 0 | -798.7577 | 0 | 0 | 0 | 0 | 0 | 0 | 0 | 0 | 0 | -57221.1279 | 0 | 0 | 0 | 0 | 0 | 0 | 0
2016-10-28 23:00 | 0 | 0 | 0 | 0 | 0 | 0 | 265689.6514 | 458141 | 0 | 0 | 0 | 0 | 293303.4487 | 0 | 0 | 0 | 0 | 0 | 0 | 0 | 5332603.0107 | 0 | 0 | 0 | 0 | 0 | 0 | 0 | 0 | 0 | 0 | -88743.1518 | 0 | 0 | 0 | 0 | 0 | 0 | 0 | 0 | 0 | -103708.1968 | 0 | 0 | 0 | 0 | 0 | 0 | 0
2016-10-29 | 0 | 0 | 0 | 0 | 0 | 638723.3391 | 59602.4625 | 451526 | 0 | 0 | 0 | 0 | 382046.6005 | 0 | 0 | 0 | 0 | 0 | 0 | 0 | 5490659.6606 | 0 | 0 | 0 | 0 | 0 | 0 | 0 | 0 | 0 | 0 | 88743.1518 | 0 | 0 | 0 | 0 | 0 | 0 | 0 | 0 | 0 | 158056.6498 | 0 | 0 | 0 | 0 | 0 | 0 | 0
2016-10-29 01:00 | 0 | 0 | 0 | 0 | 0 | 70655.0422 | 2.9236 | 438382 | 0 | 0 | 0 | 0 | 293303.4487 | 0 | 0 | 0 | 0 | 0 | 0 | 0 | 5211678.7781 | 0 | 0 | 0 | 0 | 0 | 0 | 0 | 0 | 0 | 0 | -88743.1518 | 0 | 0 | 0 | 0 | 0 | 0 | 0 | 0 | 0 | -278980.8824 | 0 | 0 | 0 | 0 | 0 | 0 | 0
2016-10-29 02:00 | 0 | 0 | 0 | 0 | 0 | 229460.2694 | 0 | 419698 | 0 | 0 | 0 | 0 | 382046.6005 | 0 | 0 | 0 | 0 | 0 | 0 | 0 | 4932697.8957 | 0 | 0 | 0 | 0 | 0 | 0 | 0 | 0 | 0 | 0 | 88743.1518 | 0 | 0 | 0 | 0 | 0 | 0 | 0 | 0 | 0 | -278980.8824 | 0 | 0 | 0 | 0 | 0 | 0 | 0
2016-10-29 03:00 | 0 | 0 | 0 | 0 | 0 | 589611.4884 | 0 | 398575 | 0 | 0 | 0 | 0 | 294102.2064 | 0 | 0 | 0 | 0 | 0 | 0 | 0 | 5211678.7781 | 0 | 0 | 0 | 0 | 0 | 0 | 0 | 0 | 0 | 0 | -87944.3941 | 0 | 0 | 0 | 0 | 0 | 0 | 0 | 0 | 0 | 278980.8824 | 0 | 0 | 0 | 0 | 0 | 0 | 0
2016-10-29 04:00 | 0 | 0 | 0 | 0 | 0 | 9188.9658 | 0 | 376913 | 0 | 0 | 0 | 0 | 205359.0546 | 0 | 0 | 0 | 0 | 0 | 0 | 0 | 4932697.8957 | 0 | 0 | 0 | 0 | 0 | 0 | 0 | 0 | 0 | 0 | -88743.1518 | 0 | 0 | 0 | 0 | 0 | 0 | 0 | 0 | 0 | -278980.8824 | 0 | 0 | 0 | 0 | 0 | 0 | 0
2016-10-29 05:00 | 0 | 0 | 0 | 0 | 0 | 542855.749 | 0 | 358730 | 0 | 0 | 0 | 0 | 294102.2064 | 0 | 0 | 0 | 0 | 0 | 0 | 0 | 5028080.4929 | 0 | 0 | 0 | 0 | 0 | 0 | 0 | 0 | 0 | 0 | 88743.1518 | 0 | 0 | 0 | 0 | 0 | 0 | 0 | 0 | 0 | 95382.5972 | 0 | 0 | 0 | 0 | 0 | 0 | 0
2016-10-29 06:00 | 0 | 0 | 0 | 0 | 0 | 0 | 0 | 345598 | 0 | 0 | 0 | 0 | 205359.0546 | 0 | 0 | 0 | 0 | 0 | 0 | 0 | 4771225.6447 | 0 | 0 | 0 | 0 | 0 | 0 | 0 | 0 | 0 | 0 | -88743.1518 | 0 | 0 | 0 | 0 | 0 | 0 | 0 | 0 | 0 | -256854.8482 | 0 | 0 | 0 | 0 | 0 | 0 | 0
2016-10-29 07:00 | 0 | 0 | 0 | 0 | 0 | 145898.2694 | 0 | 336136 | 0 | 0 | 0 | 0 | 294102.2064 | 0 | 0 | 0 | 0 | 0 | 0 | 0 | 4492244.7622 | 0 | 0 | 0 | 0 | 0 | 0 | 0 | 0 | 0 | 0 | 88743.1518 | 0 | 0 | 0 | 0 | 0 | 0 | 0 | 0 | 0 | -278980.8824 | 0 | 0 | 0 | 0 | 0 | 0 | 0
2016-10-29 08:00 | 0 | 0 | 0 | 0 | 0 | 494122.6014 | 0 | 331955 | 0 | 0 | 0 | 0 | 382845.3582 | 0 | 0 | 0 | 0 | 0 | 0 | 0 | 4565669.2118 | 0 | 0 | 0 | 0 | 0 | 0 | 0 | 0 | 0 | 0 | 88743.1518 | 0 | 0 | 0 | 0 | 0 | 0 | 0 | 0 | 0 | 73424.4496 | 0 | 0 | 0 | 0 | 0 | 0 | 0
2016-10-29 09:00 | 0 | 0 | 0 | 0 | 0 | 479709.8568 | 0 | 334188 | 0 | 0 | 0 | 0 | 294102.2064 | 0 | 0 | 0 | 0 | 0 | 0 | 0 | 4799934.2204 | 0 | 0 | 0 | 0 | 0 | 0 | 0 | 0 | 0 | 0 | -88743.1518 | 0 | 0 | 0 | 0 | 0 | 0 | 0 | 0 | 0 | 234265.0086 | 0 | 0 | 0 | 0 | 0 | 0 | 0
2016-10-29 10:00 | 0 | 0 | 0 | 0 | 0 | 0 | 0 | 341183 | 0 | 0 | 0 | 0 | 205359.0546 | 0 | 0 | 0 | 0 | 0 | 0 | 0 | 4547494.3722 | 0 | 0 | 0 | 0 | 0 | 0 | 0 | 0 | 0 | 0 | -88743.1518 | 0 | 0 | 0 | 0 | 0 | 0 | 0 | 0 | 0 | -252439.8482 | 0 | 0 | 0 | 0 | 0 | 0 | 0
2016-10-29 11:00 | 0 | 0 | 0 | 0 | 0 | 163162.2694 | 0 | 353400 | 0 | 0 | 0 | 0 | 294102.2064 | 0 | 0 | 0 | 0 | 0 | 0 | 0 | 4268513.4898 | 0 | 0 | 0 | 0 | 0 | 0 | 0 | 0 | 0 | 0 | 88743.1518 | 0 | 0 | 0 | 0 | 0 | 0 | 0 | 0 | 0 | -278980.8824 | 0 | 0 | 0 | 0 | 0 | 0 | 0
2016-10-29 12:00 | 0 | 0 | 0 | 0 | 0 | 0 | 0 | 366362 | 0 | 0 | 0 | 0 | 205359.0546 | 0 | 0 | 0 | 0 | 0 | 0 | 0 | 3990894.6416 | 0 | 0 | 0 | 0 | 0 | 0 | 0 | 0 | 0 | 0 | -88743.1518 | 0 | 0 | 0 | 0 | 0 | 0 | 0 | 0 | 0 | -277618.8482 | 0 | 0 | 0 | 0 | 0 | 0 | 0
2016-10-29 13:00 | 0 | 0 | 0 | 0 | 0 | 414496.9506 | 754.3707 | 379350 | 0 | 0 | 0 | 0 | 294102.2064 | 0 | 0 | 0 | 0 | 0 | 0 | 0 | 3938052.8111 | 0 | 0 | 0 | 0 | 0 | 0 | 0 | 0 | 0 | 0 | 88743.1518 | 0 | 0 | 0 | 0 | 0 | 0 | 0 | 0 | 0 | -52841.8305 | 0 | 0 | 0 | 0 | 0 | 0 | 0
2016-10-29 14:00 | 0 | 0 | 0 | 0 | 0 | 281717.5471 | 181906.3616 | 393060 | 0 | 0 | 0 | 0 | 382845.3582 | 0 | 0 | 0 | 0 | 0 | 0 | 0 | 3919873.568 | 0 | 0 | 0 | 0 | 0 | 0 | 0 | 0 | 0 | 0 | 88743.1518 | 0 | 0 | 0 | 0 | 0 | 0 | 0 | 0 | 0 | -18179.2431 | 0 | 0 | 0 | 0 | 0 | 0 | 0
2016-10-29 15:00 | 0 | 0 | 0 | 0 | 0 | 0 | 529005.2176 | 402815 | 0 | 0 | 0 | 0 | 382845.3582 | 0 | 0 | 0 | 0 | 0 | 0 | 0 | 4046063.7856 | 0 | 0 | 0 | 0 | 0 | 0 | 0 | 0 | 0 | 0 | 0 | 0 | 0 | 0 | 0 | 0 | 0 | 0 | 0 | 0 | 126190.2176 | 0 | 0 | 0 | 0 | 0 | 0 | 0
2016-10-29 16:00 | 0 | 0 | 0 | 0 | 0 | 0 | 650092.6859 | 410672 | 0 | 0 | 0 | 0 | 382845.3582 | 0 | 0 | 0 | 0 | 0 | 0 | 0 | 4285484.4715 | 0 | 0 | 0 | 0 | 0 | 0 | 0 | 0 | 0 | 0 | 0 | 0 | 0 | 0 | 0 | 0 | 0 | 0 | 0 | 0 | 239420.6859 | 0 | 0 | 0 | 0 | 0 | 0 | 0
2016-10-29 17:00 | 0 | 0 | 0 | 0 | 0 | 0 | 658963.2826 | 417739 | 0 | 0 | 0 | 0 | 345088.7584 | 0 | 0 | 0 | 0 | 0 | 0 | 0 | 4564465.354 | 0 | 0 | 0 | 0 | 0 | 0 | 0 | 0 | 0 | 0 | -37756.5998 | 0 | 0 | 0 | 0 | 0 | 0 | 0 | 0 | 0 | 278980.8824 | 0 | 0 | 0 | 0 | 0 | 0 | 0
2016-10-29 18:00 | 0 | 0 | 0 | 0 | 0 | 0 | 631330.6747 | 425048 | 0 | 0 | 0 | 0 | 382845.3582 | 0 | 0 | 0 | 0 | 0 | 0 | 0 | 4732991.4288 | 0 | 0 | 0 | 0 | 0 | 0 | 0 | 0 | 0 | 0 | 37756.5998 | 0 | 0 | 0 | 0 | 0 | 0 | 0 | 0 | 0 | 168526.0748 | 0 | 0 | 0 | 0 | 0 | 0 | 0
2016-10-29 19:00 | 0 | 0 | 0 | 0 | 0 | 87154.7831 | 618577.8947 | 430421 | 0 | 0 | 0 | 0 | 379176.1536 | 0 | 0 | 0 | 0 | 0 | 0 | 0 | 5011972.3112 | 0 | 0 | 0 | 0 | 0 | 0 | 0 | 0 | 0 | 0 | -3669.2047 | 0 | 0 | 0 | 0 | 0 | 0 | 0 | 0 | 0 | 278980.8824 | 0 | 0 | 0 | 0 | 0 | 0 | 0
2016-10-29 20:00 | 0 | 0 | 0 | 0 | 0 | 0 | 630635.9353 | 436729 | 0 | 0 | 0 | 0 | 294102.2064 | 0 | 0 | 0 | 0 | 0 | 0 | 0 | 5290953.1937 | 0 | 0 | 0 | 0 | 0 | 0 | 0 | 0 | 0 | 0 | -85073.9471 | 0 | 0 | 0 | 0 | 0 | 0 | 0 | 0 | 0 | 278980.8824 | 0 | 0 | 0 | 0 | 0 | 0 | 0
2016-10-29 21:00 | 0 | 0 | 0 | 0 | 0 | 0 | 650605.6936 | 439461 | 0 | 0 | 0 | 0 | 382845.3582 | 0 | 0 | 0 | 0 | 0 | 0 | 0 | 5413354.7355 | 0 | 0 | 0 | 0 | 0 | 0 | 0 | 0 | 0 | 0 | 88743.1518 | 0 | 0 | 0 | 0 | 0 | 0 | 0 | 0 | 0 | 122401.5418 | 0 | 0 | 0 | 0 | 0 | 0 | 0
2016-10-29 22:00 | 0 | 0 | 0 | 0 | 0 | 0 | 622199.6949 | 439395 | 0 | 0 | 0 | 0 | 294102.2064 | 0 | 0 | 0 | 0 | 0 | 0 | 0 | 5684902.5822 | 0 | 0 | 0 | 0 | 0 | 0 | 0 | 0 | 0 | 0 | -88743.1518 | 0 | 0 | 0 | 0 | 0 | 0 | 0 | 0 | 0 | 271547.8467 | 0 | 0 | 0 | 0 | 0 | 0 | 0
2016-10-29 23:00 | 0 | 0 | 0 | 0 | 0 | 0 | 395652.9118 | 439845 | 0 | 0 | 0 | 0 | 205359.0546 | 0 | 0 | 0 | 0 | 0 | 0 | 0 | 5729453.6458 | 0 | 0 | 0 | 0 | 0 | 0 | 0 | 0 | 0 | 0 | -88743.1518 | 0 | 0 | 0 | 0 | 0 | 0 | 0 | 0 | 0 | 44551.0636 | 0 | 0 | 0 | 0 | 0 | 0 | 0
2016-10-30 | 0 | 0 | 0 | 0 | 0 | 492110.9095 | 48292.0422 | 433880 | 0 | 0 | 0 | 0 | 294102.2064 | 0 | 0 | 0 | 0 | 0 | 0 | 0 | 5747233.4457 | 0 | 0 | 0 | 0 | 0 | 0 | 0 | 0 | 0 | 0 | 88743.1518 | 0 | 0 | 0 | 0 | 0 | 0 | 0 | 0 | 0 | 17779.7999 | 0 | 0 | 0 | 0 | 0 | 0 | 0
2016-10-30 01:00 | 0 | 0 | 0 | 0 | 0 | 231230.4478 | 0.82153 | 421469 | 0 | 0 | 0 | 0 | 382845.3582 | 0 | 0 | 0 | 0 | 0 | 0 | 0 | 5468252.5632 | 0 | 0 | 0 | 0 | 0 | 0 | 0 | 0 | 0 | 0 | 88743.1518 | 0 | 0 | 0 | 0 | 0 | 0 | 0 | 0 | 0 | -278980.8824 | 0 | 0 | 0 | 0 | 0 | 0 | 0
2016-10-30 02:00 | 0 | 0 | 0 | 0 | 0 | 37347.9658 | 0 | 405072 | 0 | 0 | 0 | 0 | 294102.2064 | 0 | 0 | 0 | 0 | 0 | 0 | 0 | 5189271.6808 | 0 | 0 | 0 | 0 | 0 | 0 | 0 | 0 | 0 | 0 | -88743.1518 | 0 | 0 | 0 | 0 | 0 | 0 | 0 | 0 | 0 | -278980.8824 | 0 | 0 | 0 | 0 | 0 | 0 | 0
2016-10-30 03:00 | 0 | 0 | 0 | 0 | 0 | 194850.2694 | 0 | 385088 | 0 | 0 | 0 | 0 | 382845.3582 | 0 | 0 | 0 | 0 | 0 | 0 | 0 | 4910290.7983 | 0 | 0 | 0 | 0 | 0 | 0 | 0 | 0 | 0 | 0 | 88743.1518 | 0 | 0 | 0 | 0 | 0 | 0 | 0 | 0 | 0 | -278980.8824 | 0 | 0 | 0 | 0 | 0 | 0 | 0
2016-10-30 04:00 | 0 | 0 | 0 | 0 | 0 | 496527.642 | 0 | 364576 | 0 | 0 | 0 | 0 | 294102.2064 | 0 | 0 | 0 | 0 | 0 | 0 | 0 | 5130985.5921 | 0 | 0 | 0 | 0 | 0 | 0 | 0 | 0 | 0 | 0 | -88743.1518 | 0 | 0 | 0 | 0 | 0 | 0 | 0 | 0 | 0 | 220694.7938 | 0 | 0 | 0 | 0 | 0 | 0 | 0
2016-10-30 05:00 | 0 | 0 | 0 | 0 | 0 | 0 | 0 | 348139 | 0 | 0 | 0 | 0 | 205359.0546 | 0 | 0 | 0 | 0 | 0 | 0 | 0 | 4871589.7439 | 0 | 0 | 0 | 0 | 0 | 0 | 0 | 0 | 0 | 0 | -88743.1518 | 0 | 0 | 0 | 0 | 0 | 0 | 0 | 0 | 0 | -259395.8482 | 0 | 0 | 0 | 0 | 0 | 0 | 0
2016-10-30 06:00 | 0 | 0 | 0 | 0 | 0 | 143780.2694 | 0 | 334018 | 0 | 0 | 0 | 0 | 294102.2064 | 0 | 0 | 0 | 0 | 0 | 0 | 0 | 4592608.8615 | 0 | 0 | 0 | 0 | 0 | 0 | 0 | 0 | 0 | 0 | 88743.1518 | 0 | 0 | 0 | 0 | 0 | 0 | 0 | 0 | 0 | -278980.8824 | 0 | 0 | 0 | 0 | 0 | 0 | 0
2016-10-30 07:00 | 0 | 0 | 0 | 0 | 0 | 461860.0956 | 0 | 324431 | 0 | 0 | 0 | 0 | 382845.3582 | 0 | 0 | 0 | 0 | 0 | 0 | 0 | 4641294.8052 | 0 | 0 | 0 | 0 | 0 | 0 | 0 | 0 | 0 | 0 | 88743.1518 | 0 | 0 | 0 | 0 | 0 | 0 | 0 | 0 | 0 | 48685.9438 | 0 | 0 | 0 | 0 | 0 | 0 | 0
2016-10-30 08:00 | 0 | 0 | 0 | 0 | 0 | 0 | 0 | 318956 | 0 | 0 | 0 | 0 | 294102.2064 | 0 | 0 | 0 | 0 | 0 | 0 | 0 | 4411081.957 | 0 | 0 | 0 | 0 | 0 | 0 | 0 | 0 | 0 | 0 | -88743.1518 | 0 | 0 | 0 | 0 | 0 | 0 | 0 | 0 | 0 | -230212.8482 | 0 | 0 | 0 | 0 | 0 | 0 | 0
2016-10-30 09:00 | 0 | 0 | 0 | 0 | 0 | 398951.7562 | 0 | 317742 | 0 | 0 | 0 | 0 | 382845.3582 | 0 | 0 | 0 | 0 | 0 | 0 | 0 | 4403548.5615 | 0 | 0 | 0 | 0 | 0 | 0 | 0 | 0 | 0 | 0 | 88743.1518 | 0 | 0 | 0 | 0 | 0 | 0 | 0 | 0 | 0 | -7533.3956 | 0 | 0 | 0 | 0 | 0 | 0 | 0
2016-10-30 10:00 | 0 | 0 | 0 | 0 | 0 | 360782.9692 | 0 | 321987 | 0 | 0 | 0 | 0 | 294102.2064 | 0 | 0 | 0 | 0 | 0 | 0 | 0 | 4531087.6825 | 0 | 0 | 0 | 0 | 0 | 0 | 0 | 0 | 0 | 0 | -88743.1518 | 0 | 0 | 0 | 0 | 0 | 0 | 0 | 0 | 0 | 127539.121 | 0 | 0 | 0 | 0 | 0 | 0 | 0
2016-10-30 11:00 | 0 | 0 | 0 | 0 | 0 | 0 | 0 | 330156 | 0 | 0 | 0 | 0 | 205359.0546 | 0 | 0 | 0 | 0 | 0 | 0 | 0 | 4289674.8343 | 0 | 0 | 0 | 0 | 0 | 0 | 0 | 0 | 0 | 0 | -88743.1518 | 0 | 0 | 0 | 0 | 0 | 0 | 0 | 0 | 0 | -241412.8482 | 0 | 0 | 0 | 0 | 0 | 0 | 0
2016-10-30 12:00 | 0 | 0 | 0 | 0 | 0 | 0 | 0 | 342297 | 0 | 0 | 0 | 0 | 116615.9029 | 0 | 0 | 0 | 0 | 0 | 0 | 0 | 4036120.9861 | 0 | 0 | 0 | 0 | 0 | 0 | 0 | 0 | 0 | 0 | -88743.1518 | 0 | 0 | 0 | 0 | 0 | 0 | 0 | 0 | 0 | -253553.8482 | 0 | 0 | 0 | 0 | 0 | 0 | 0
2016-10-30 13:00 | 0 | 0 | 0 | 0 | 0 | 284827.6464 | 623.2555 | 356809 | 0 | 0 | 0 | 0 | 205359.0546 | 0 | 0 | 0 | 0 | 0 | 0 | 0 | 3876019.7362 | 0 | 0 | 0 | 0 | 0 | 0 | 0 | 0 | 0 | 0 | 88743.1518 | 0 | 0 | 0 | 0 | 0 | 0 | 0 | 0 | 0 | -160101.2499 | 0 | 0 | 0 | 0 | 0 | 0 | 0
2016-10-30 14:00 | 0 | 0 | 0 | 0 | 0 | 0 | 197935.4306 | 371612 | 0 | 0 | 0 | 0 | 294102.2064 | 0 | 0 | 0 | 0 | 0 | 0 | 0 | 3613600.015 | 0 | 0 | 0 | 0 | 0 | 0 | 0 | 0 | 0 | 0 | 88743.1518 | 0 | 0 | 0 | 0 | 0 | 0 | 0 | 0 | 0 | -262419.7212 | 0 | 0 | 0 | 0 | 0 | 0 | 0
2016-10-30 15:00 | 0 | 0 | 0 | 0 | 0 | 0 | 388025.9927 | 384979 | 0 | 0 | 0 | 0 | 382845.3582 | 0 | 0 | 0 | 0 | 0 | 0 | 0 | 3527903.8559 | 0 | 0 | 0 | 0 | 0 | 0 | 0 | 0 | 0 | 0 | 88743.1518 | 0 | 0 | 0 | 0 | 0 | 0 | 0 | 0 | 0 | -85696.1591 | 0 | 0 | 0 | 0 | 0 | 0 | 0
2016-10-30 16:00 | 0 | 0 | 0 | 0 | 0 | 0 | 482669.84 | 398469 | 0 | 0 | 0 | 0 | 294102.2064 | 0 | 0 | 0 | 0 | 0 | 0 | 0 | 3700847.8477 | 0 | 0 | 0 | 0 | 0 | 0 | 0 | 0 | 0 | 0 | -88743.1518 | 0 | 0 | 0 | 0 | 0 | 0 | 0 | 0 | 0 | 172943.9918 | 0 | 0 | 0 | 0 | 0 | 0 | 0
2016-10-30 17:00 | 0 | 0 | 0 | 0 | 0 | 67335.8972 | 511425.2857 | 411094 | 0 | 0 | 0 | 0 | 205359.0546 | 0 | 0 | 0 | 0 | 0 | 0 | 0 | 3957258.1824 | 0 | 0 | 0 | 0 | 0 | 0 | 0 | 0 | 0 | 0 | -88743.1518 | 0 | 0 | 0 | 0 | 0 | 0 | 0 | 0 | 0 | 256410.3347 | 0 | 0 | 0 | 0 | 0 | 0 | 0
2016-10-30 18:00 | 0 | 0 | 0 | 0 | 0 | 0 | 518903.7965 | 421927 | 0 | 0 | 0 | 0 | 116615.9029 | 0 | 0 | 0 | 0 | 0 | 0 | 0 | 4142978.1307 | 0 | 0 | 0 | 0 | 0 | 0 | 0 | 0 | 0 | 0 | -88743.1518 | 0 | 0 | 0 | 0 | 0 | 0 | 0 | 0 | 0 | 185719.9483 | 0 | 0 | 0 | 0 | 0 | 0 | 0
2016-10-30 19:00 | 0 | 0 | 0 | 0 | 0 | 155402.0974 | 525194.034 | 429488 | 0 | 0 | 0 | 0 | 88743.1518 | 0 | 0 | 0 | 0 | 0 | 0 | 0 | 4421959.0132 | 0 | 0 | 0 | 0 | 0 | 0 | 0 | 0 | 0 | 0 | -27872.7511 | 0 | 0 | 0 | 0 | 0 | 0 | 0 | 0 | 0 | 278980.8824 | 0 | 0 | 0 | 0 | 0 | 0 | 0
2016-10-30 20:00 | 0 | 0 | 0 | 0 | 0 | 0 | 528261.1799 | 436896 | 0 | 0 | 0 | 0 | 177486.3036 | 0 | 0 | 0 | 0 | 0 | 0 | 0 | 4424581.0413 | 0 | 0 | 0 | 0 | 0 | 0 | 0 | 0 | 0 | 0 | 88743.1518 | 0 | 0 | 0 | 0 | 0 | 0 | 0 | 0 | 0 | 2622.0281 | 0 | 0 | 0 | 0 | 0 | 0 | 0
2016-10-30 21:00 | 0 | 0 | 0 | 0 | 0 | 0 | 515611.0015 | 441267 | 0 | 0 | 0 | 0 | 88743.1518 | 0 | 0 | 0 | 0 | 0 | 0 | 0 | 4587668.1946 | 0 | 0 | 0 | 0 | 0 | 0 | 0 | 0 | 0 | 0 | -88743.1518 | 0 | 0 | 0 | 0 | 0 | 0 | 0 | 0 | 0 | 163087.1533 | 0 | 0 | 0 | 0 | 0 | 0 | 0
2016-10-30 22:00 | 0 | 0 | 0 | 0 | 0 | 0 | 460459.0493 | 444525 | 0 | 0 | 0 | 0 | 0 | 0 | 0 | 0 | 0 | 0 | 0 | 0 | 4692345.3956 | 0 | 0 | 0 | 0 | 0 | 0 | 0 | 0 | 0 | 0 | -88743.1518 | 0 | 0 | 0 | 0 | 0 | 0 | 0 | 0 | 0 | 104677.2011 | 0 | 0 | 0 | 0 | 0 | 0 | 0
2016-10-30 23:00 | 0 | 0 | 0 | 0 | 0 | 0 | 280125.1409 | 448448 | 0 | 0 | 0 | 0 | 88743.1518 | 0 | 0 | 0 | 0 | 0 | 0 | 0 | 4435279.3848 | 0 | 0 | 0 | 0 | 0 | 0 | 0 | 0 | 0 | 0 | 88743.1518 | 0 | 0 | 0 | 0 | 0 | 0 | 0 | 0 | 0 | -257066.0109 | 0 | 0 | 0 | 0 | 0 | 0 | 0
2016-10-31 | 0 | 0 | 0 | 0 | 0 | 419244.5583 | 56821.3317 | 445376 | 0 | 0 | 0 | 0 | 177486.3036 | 0 | 0 | 0 | 0 | 0 | 0 | 0 | 4377226.123 | 0 | 0 | 0 | 0 | 0 | 0 | 0 | 0 | 0 | 0 | 88743.1518 | 0 | 0 | 0 | 0 | 0 | 0 | 0 | 0 | 0 | -58053.2618 | 0 | 0 | 0 | 0 | 0 | 0 | 0
2016-10-31 01:00 | 0 | 0 | 0 | 0 | 0 | 239774.1069 | 0.16242 | 430012 | 0 | 0 | 0 | 0 | 266229.4554 | 0 | 0 | 0 | 0 | 0 | 0 | 0 | 4098245.2406 | 0 | 0 | 0 | 0 | 0 | 0 | 0 | 0 | 0 | 0 | 88743.1518 | 0 | 0 | 0 | 0 | 0 | 0 | 0 | 0 | 0 | -278980.8824 | 0 | 0 | 0 | 0 | 0 | 0 | 0
2016-10-31 02:00 | 0 | 0 | 0 | 0 | 0 | 531139.626 | 0 | 410424 | 0 | 0 | 0 | 0 | 354972.6072 | 0 | 0 | 0 | 0 | 0 | 0 | 0 | 4130217.7148 | 0 | 0 | 0 | 0 | 0 | 0 | 0 | 0 | 0 | 0 | 88743.1518 | 0 | 0 | 0 | 0 | 0 | 0 | 0 | 0 | 0 | 31972.4742 | 0 | 0 | 0 | 0 | 0 | 0 | 0
2016-10-31 03:00 | 0 | 0 | 0 | 0 | 0 | 548714.8077 | 0 | 386114 | 0 | 0 | 0 | 0 | 266229.4554 | 0 | 0 | 0 | 0 | 0 | 0 | 0 | 4381561.6743 | 0 | 0 | 0 | 0 | 0 | 0 | 0 | 0 | 0 | 0 | -88743.1518 | 0 | 0 | 0 | 0 | 0 | 0 | 0 | 0 | 0 | 251343.9595 | 0 | 0 | 0 | 0 | 0 | 0 | 0
2016-10-31 04:00 | 0 | 0 | 0 | 0 | 0 | 0 | 0 | 363896 | 0 | 0 | 0 | 0 | 177486.3036 | 0 | 0 | 0 | 0 | 0 | 0 | 0 | 4106408.8261 | 0 | 0 | 0 | 0 | 0 | 0 | 0 | 0 | 0 | 0 | -88743.1518 | 0 | 0 | 0 | 0 | 0 | 0 | 0 | 0 | 0 | -275152.8482 | 0 | 0 | 0 | 0 | 0 | 0 | 0
2016-10-31 05:00 | 0 | 0 | 0 | 0 | 0 | 155833.2694 | 0 | 346071 | 0 | 0 | 0 | 0 | 266229.4554 | 0 | 0 | 0 | 0 | 0 | 0 | 0 | 3827427.9436 | 0 | 0 | 0 | 0 | 0 | 0 | 0 | 0 | 0 | 0 | 88743.1518 | 0 | 0 | 0 | 0 | 0 | 0 | 0 | 0 | 0 | -278980.8824 | 0 | 0 | 0 | 0 | 0 | 0 | 0
2016-10-31 06:00 | 0 | 0 | 0 | 0 | 0 | 524484.7306 | 0 | 334247 | 0 | 0 | 0 | 0 | 177486.3036 | 0 | 0 | 0 | 0 | 0 | 0 | 0 | 4106408.8261 | 0 | 0 | 0 | 0 | 0 | 0 | 0 | 0 | 0 | 0 | -88743.1518 | 0 | 0 | 0 | 0 | 0 | 0 | 0 | 0 | 0 | 278980.8824 | 0 | 0 | 0 | 0 | 0 | 0 | 0
2016-10-31 07:00 | 0 | 0 | 0 | 0 | 0 | 563474.4137 | 0 | 327083 | 0 | 0 | 0 | 0 | 266229.4554 | 0 | 0 | 0 | 0 | 0 | 0 | 0 | 4254057.088 | 0 | 0 | 0 | 0 | 0 | 0 | 0 | 0 | 0 | 0 | 88743.1518 | 0 | 0 | 0 | 0 | 0 | 0 | 0 | 0 | 0 | 147648.2619 | 0 | 0 | 0 | 0 | 0 | 0 | 0
2016-10-31 08:00 | 0 | 0 | 0 | 0 | 0 | 568429.8529 | 0 | 326644 | 0 | 0 | 0 | 0 | 354972.6072 | 0 | 0 | 0 | 0 | 0 | 0 | 0 | 4407099.7891 | 0 | 0 | 0 | 0 | 0 | 0 | 0 | 0 | 0 | 0 | 88743.1518 | 0 | 0 | 0 | 0 | 0 | 0 | 0 | 0 | 0 | 153042.7011 | 0 | 0 | 0 | 0 | 0 | 0 | 0
2016-10-31 09:00 | 0 | 0 | 0 | 0 | 0 | 0 | 0 | 336996 | 0 | 0 | 0 | 0 | 266229.4554 | 0 | 0 | 0 | 0 | 0 | 0 | 0 | 4158846.9409 | 0 | 0 | 0 | 0 | 0 | 0 | 0 | 0 | 0 | 0 | -88743.1518 | 0 | 0 | 0 | 0 | 0 | 0 | 0 | 0 | 0 | -248252.8482 | 0 | 0 | 0 | 0 | 0 | 0 | 0
2016-10-31 10:00 | 0 | 0 | 0 | 0 | 0 | 573002.6477 | 0 | 364167 | 0 | 0 | 0 | 0 | 354972.6072 | 0 | 0 | 0 | 0 | 0 | 0 | 0 | 4278939.4367 | 0 | 0 | 0 | 0 | 0 | 0 | 0 | 0 | 0 | 0 | 88743.1518 | 0 | 0 | 0 | 0 | 0 | 0 | 0 | 0 | 0 | 120092.4959 | 0 | 0 | 0 | 0 | 0 | 0 | 0
2016-10-31 11:00 | 0 | 0 | 0 | 0 | 0 | 26509.9658 | 0 | 394234 | 0 | 0 | 0 | 0 | 266229.4554 | 0 | 0 | 0 | 0 | 0 | 0 | 0 | 3999958.5543 | 0 | 0 | 0 | 0 | 0 | 0 | 0 | 0 | 0 | 0 | -88743.1518 | 0 | 0 | 0 | 0 | 0 | 0 | 0 | 0 | 0 | -278980.8824 | 0 | 0 | 0 | 0 | 0 | 0 | 0
2016-10-31 12:00 | 0 | 0 | 0 | 0 | 0 | 42223.9658 | 0 | 409948 | 0 | 0 | 0 | 0 | 177486.3036 | 0 | 0 | 0 | 0 | 0 | 0 | 0 | 3720977.6718 | 0 | 0 | 0 | 0 | 0 | 0 | 0 | 0 | 0 | 0 | -88743.1518 | 0 | 0 | 0 | 0 | 0 | 0 | 0 | 0 | 0 | -278980.8824 | 0 | 0 | 0 | 0 | 0 | 0 | 0
2016-10-31 13:00 | 0 | 0 | 0 | 0 | 0 | 624647.9799 | 498.5889 | 418819 | 0 | 0 | 0 | 0 | 104832.99 | 0 | 0 | 0 | 0 | 0 | 0 | 0 | 3999958.5543 | 0 | 0 | 0 | 0 | 0 | 0 | 0 | 0 | 0 | 0 | -72653.3136 | 0 | 0 | 0 | 0 | 0 | 0 | 0 | 0 | 0 | 278980.8824 | 0 | 0 | 0 | 0 | 0 | 0 | 0
2016-10-31 14:00 | 0 | 0 | 0 | 0 | 0 | 567501.1101 | 159823.1338 | 428158 | 0 | 0 | 0 | 0 | 193576.1418 | 0 | 0 | 0 | 0 | 0 | 0 | 0 | 4210381.6464 | 0 | 0 | 0 | 0 | 0 | 0 | 0 | 0 | 0 | 0 | 88743.1518 | 0 | 0 | 0 | 0 | 0 | 0 | 0 | 0 | 0 | 210423.0921 | 0 | 0 | 0 | 0 | 0 | 0 | 0
2016-10-31 15:00 | 0 | 0 | 0 | 0 | 0 | 0 | 526172.02 | 435884 | 0 | 0 | 0 | 0 | 104832.99 | 0 | 0 | 0 | 0 | 0 | 0 | 0 | 4389412.8182 | 0 | 0 | 0 | 0 | 0 | 0 | 0 | 0 | 0 | 0 | -88743.1518 | 0 | 0 | 0 | 0 | 0 | 0 | 0 | 0 | 0 | 179031.1718 | 0 | 0 | 0 | 0 | 0 | 0 | 0
2016-10-31 16:00 | 0 | 0 | 0 | 0 | 0 | 0 | 658215.9452 | 443570 | 0 | 0 | 0 | 0 | 40498.0527 | 0 | 0 | 0 | 0 | 0 | 0 | 0 | 4668393.7007 | 0 | 0 | 0 | 0 | 0 | 0 | 0 | 0 | 0 | 0 | -64334.9373 | 0 | 0 | 0 | 0 | 0 | 0 | 0 | 0 | 0 | 278980.8824 | 0 | 0 | 0 | 0 | 0 | 0 | 0
2016-10-31 17:00 | 0 | 0 | 0 | 0 | 0 | 0 | 669904.6019 | 452155 | 0 | 0 | 0 | 0 | 88743.1518 | 0 | 0 | 0 | 0 | 0 | 0 | 0 | 4837898.2035 | 0 | 0 | 0 | 0 | 0 | 0 | 0 | 0 | 0 | 0 | 48245.0991 | 0 | 0 | 0 | 0 | 0 | 0 | 0 | 0 | 0 | 169504.5028 | 0 | 0 | 0 | 0 | 0 | 0 | 0
2016-10-31 18:00 | 0 | 0 | 0 | 0 | 0 | 182204.4905 | 643151.5437 | 457632 | 0 | 0 | 0 | 0 | 177486.3036 | 0 | 0 | 0 | 0 | 0 | 0 | 0 | 5116879.0859 | 0 | 0 | 0 | 0 | 0 | 0 | 0 | 0 | 0 | 0 | 88743.1518 | 0 | 0 | 0 | 0 | 0 | 0 | 0 | 0 | 0 | 278980.8824 | 0 | 0 | 0 | 0 | 0 | 0 | 0
2016-10-31 19:00 | 0 | 0 | 0 | 0 | 0 | 0 | 628501.0263 | 463453 | 0 | 0 | 0 | 0 | 88743.1518 | 0 | 0 | 0 | 0 | 0 | 0 | 0 | 5370670.264 | 0 | 0 | 0 | 0 | 0 | 0 | 0 | 0 | 0 | 0 | -88743.1518 | 0 | 0 | 0 | 0 | 0 | 0 | 0 | 0 | 0 | 253791.1781 | 0 | 0 | 0 | 0 | 0 | 0 | 0
2016-10-31 20:00 | 0 | 0 | 0 | 0 | 0 | 0 | 637387.8189 | 466731 | 0 | 0 | 0 | 0 | 0 | 0 | 0 | 0 | 0 | 0 | 0 | 0 | 5630070.2347 | 0 | 0 | 0 | 0 | 0 | 0 | 0 | 0 | 0 | 0 | -88743.1518 | 0 | 0 | 0 | 0 | 0 | 0 | 0 | 0 | 0 | 259399.9707 | 0 | 0 | 0 | 0 | 0 | 0 | 0
2016-10-31 21:00 | 0 | 0 | 0 | 0 | 0 | 0 | 651168.2552 | 467068 | 0 | 0 | 0 | 0 | 88743.1518 | 0 | 0 | 0 | 0 | 0 | 0 | 0 | 5725427.3381 | 0 | 0 | 0 | 0 | 0 | 0 | 0 | 0 | 0 | 0 | 88743.1518 | 0 | 0 | 0 | 0 | 0 | 0 | 0 | 0 | 0 | 95357.1034 | 0 | 0 | 0 | 0 | 0 | 0 | 0
2016-10-31 22:00 | 0 | 0 | 0 | 0 | 0 | 0 | 610205.5191 | 465870 | 0 | 0 | 0 | 0 | 0 | 0 | 0 | 0 | 0 | 0 | 0 | 0 | 5958506.0089 | 0 | 0 | 0 | 0 | 0 | 0 | 0 | 0 | 0 | 0 | -88743.1518 | 0 | 0 | 0 | 0 | 0 | 0 | 0 | 0 | 0 | 233078.6709 | 0 | 0 | 0 | 0 | 0 | 0 | 0
2016-10-31 23:00 | 0 | 0 | 0 | 0 | 0 | 435766.6642 | 394608.3701 | 462651 | 0 | 0 | 0 | 0 | 88743.1518 | 0 | 0 | 0 | 0 | 0 | 0 | 0 | 6237486.8914 | 0 | 0 | 0 | 0 | 0 | 0 | 0 | 0 | 0 | 0 | 88743.1518 | 0 | 0 | 0 | 0 | 0 | 0 | 0 | 0 | 0 | 278980.8824 | 0 | 0 | 0 | 0 | 0 | 0 | 0
2016-11-01 | 0 | 0 | 0 | 0 | 0 | 764442.699 | 61072.3352 | 457791 | 0 | 0 | 0 | 0 | 177486.3036 | 0 | 0 | 0 | 0 | 0 | 0 | 0 | 6516467.7738 | 0 | 0 | 0 | 0 | 0 | 0 | 0 | 0 | 0 | 0 | 88743.1518 | 0 | 0 | 0 | 0 | 0 | 0 | 0 | 0 | 0 | 278980.8824 | 0 | 0 | 0 | 0 | 0 | 0 | 0
2016-11-01 01:00 | 0 | 0 | 0 | 0 | 0 | 753389.6335 | 0 | 446536 | 0 | 0 | 0 | 0 | 205359.0546 | 0 | 0 | 0 | 0 | 0 | 0 | 0 | 6795448.6563 | 0 | 0 | 0 | 0 | 0 | 0 | 0 | 0 | 0 | 0 | 27872.7511 | 0 | 0 | 0 | 0 | 0 | 0 | 0 | 0 | 0 | 278980.8824 | 0 | 0 | 0 | 0 | 0 | 0 | 0
2016-11-01 02:00 | 0 | 0 | 0 | 0 | 0 | 236695.2694 | 0 | 426933 | 0 | 0 | 0 | 0 | 294102.2064 | 0 | 0 | 0 | 0 | 0 | 0 | 0 | 6516467.7738 | 0 | 0 | 0 | 0 | 0 | 0 | 0 | 0 | 0 | 0 | 88743.1518 | 0 | 0 | 0 | 0 | 0 | 0 | 0 | 0 | 0 | -278980.8824 | 0 | 0 | 0 | 0 | 0 | 0 | 0
2016-11-01 03:00 | 0 | 0 | 0 | 0 | 0 | 591485.7306 | 0 | 401248 | 0 | 0 | 0 | 0 | 205359.0546 | 0 | 0 | 0 | 0 | 0 | 0 | 0 | 6795448.6563 | 0 | 0 | 0 | 0 | 0 | 0 | 0 | 0 | 0 | 0 | -88743.1518 | 0 | 0 | 0 | 0 | 0 | 0 | 0 | 0 | 0 | 278980.8824 | 0 | 0 | 0 | 0 | 0 | 0 | 0
2016-11-01 04:00 | 0 | 0 | 0 | 0 | 0 | 744791.0342 | 0 | 377067 | 0 | 0 | 0 | 0 | 294102.2064 | 0 | 0 | 0 | 0 | 0 | 0 | 0 | 7074429.5387 | 0 | 0 | 0 | 0 | 0 | 0 | 0 | 0 | 0 | 0 | 88743.1518 | 0 | 0 | 0 | 0 | 0 | 0 | 0 | 0 | 0 | 278980.8824 | 0 | 0 | 0 | 0 | 0 | 0 | 0
2016-11-01 05:00 | 0 | 0 | 0 | 0 | 0 | 168581.2694 | 0 | 358819 | 0 | 0 | 0 | 0 | 382845.3582 | 0 | 0 | 0 | 0 | 0 | 0 | 0 | 6795448.6563 | 0 | 0 | 0 | 0 | 0 | 0 | 0 | 0 | 0 | 0 | 88743.1518 | 0 | 0 | 0 | 0 | 0 | 0 | 0 | 0 | 0 | -278980.8824 | 0 | 0 | 0 | 0 | 0 | 0 | 0
2016-11-01 06:00 | 0 | 0 | 0 | 0 | 0 | 0 | 0 | 346642 | 0 | 0 | 0 | 0 | 294102.2064 | 0 | 0 | 0 | 0 | 0 | 0 | 0 | 6537549.8081 | 0 | 0 | 0 | 0 | 0 | 0 | 0 | 0 | 0 | 0 | -88743.1518 | 0 | 0 | 0 | 0 | 0 | 0 | 0 | 0 | 0 | -257898.8482 | 0 | 0 | 0 | 0 | 0 | 0 | 0
2016-11-01 07:00 | 0 | 0 | 0 | 0 | 0 | 149838.2694 | 0 | 340076 | 0 | 0 | 0 | 0 | 382845.3582 | 0 | 0 | 0 | 0 | 0 | 0 | 0 | 6258568.9256 | 0 | 0 | 0 | 0 | 0 | 0 | 0 | 0 | 0 | 0 | 88743.1518 | 0 | 0 | 0 | 0 | 0 | 0 | 0 | 0 | 0 | -278980.8824 | 0 | 0 | 0 | 0 | 0 | 0 | 0
2016-11-01 08:00 | 0 | 0 | 0 | 0 | 0 | 529498.7306 | 0 | 339261 | 0 | 0 | 0 | 0 | 294102.2064 | 0 | 0 | 0 | 0 | 0 | 0 | 0 | 6537549.8081 | 0 | 0 | 0 | 0 | 0 | 0 | 0 | 0 | 0 | 0 | -88743.1518 | 0 | 0 | 0 | 0 | 0 | 0 | 0 | 0 | 0 | 278980.8824 | 0 | 0 | 0 | 0 | 0 | 0 | 0
2016-11-01 09:00 | 0 | 0 | 0 | 0 | 0 | 0 | 0 | 348857 | 0 | 0 | 0 | 0 | 205359.0546 | 0 | 0 | 0 | 0 | 0 | 0 | 0 | 6277435.9599 | 0 | 0 | 0 | 0 | 0 | 0 | 0 | 0 | 0 | 0 | -88743.1518 | 0 | 0 | 0 | 0 | 0 | 0 | 0 | 0 | 0 | -260113.8482 | 0 | 0 | 0 | 0 | 0 | 0 | 0
2016-11-01 10:00 | 0 | 0 | 0 | 0 | 0 | 185547.2694 | 0 | 375785 | 0 | 0 | 0 | 0 | 294102.2064 | 0 | 0 | 0 | 0 | 0 | 0 | 0 | 5998455.0774 | 0 | 0 | 0 | 0 | 0 | 0 | 0 | 0 | 0 | 0 | 88743.1518 | 0 | 0 | 0 | 0 | 0 | 0 | 0 | 0 | 0 | -278980.8824 | 0 | 0 | 0 | 0 | 0 | 0 | 0
2016-11-01 11:00 | 0 | 0 | 0 | 0 | 0 | 455315.6597 | 0 | 404362 | 0 | 0 | 0 | 0 | 205359.0546 | 0 | 0 | 0 | 0 | 0 | 0 | 0 | 6138151.8889 | 0 | 0 | 0 | 0 | 0 | 0 | 0 | 0 | 0 | 0 | -88743.1518 | 0 | 0 | 0 | 0 | 0 | 0 | 0 | 0 | 0 | 139696.8115 | 0 | 0 | 0 | 0 | 0 | 0 | 0
2016-11-01 12:00 | 0 | 0 | 0 | 0 | 0 | 50375.9658 | 0 | 418100 | 0 | 0 | 0 | 0 | 116615.9029 | 0 | 0 | 0 | 0 | 0 | 0 | 0 | 5859171.0065 | 0 | 0 | 0 | 0 | 0 | 0 | 0 | 0 | 0 | 0 | -88743.1518 | 0 | 0 | 0 | 0 | 0 | 0 | 0 | 0 | 0 | -278980.8824 | 0 | 0 | 0 | 0 | 0 | 0 | 0
2016-11-01 13:00 | 0 | 0 | 0 | 0 | 0 | 369198.3971 | 372.2069 | 424883 | 0 | 0 | 0 | 0 | 205359.0546 | 0 | 0 | 0 | 0 | 0 | 0 | 0 | 5715115.4587 | 0 | 0 | 0 | 0 | 0 | 0 | 0 | 0 | 0 | 0 | 88743.1518 | 0 | 0 | 0 | 0 | 0 | 0 | 0 | 0 | 0 | -144055.5477 | 0 | 0 | 0 | 0 | 0 | 0 | 0
2016-11-01 14:00 | 0 | 0 | 0 | 0 | 0 | 256190.4236 | 95681.0026 | 432738 | 0 | 0 | 0 | 0 | 294102.2064 | 0 | 0 | 0 | 0 | 0 | 0 | 0 | 5545505.7331 | 0 | 0 | 0 | 0 | 0 | 0 | 0 | 0 | 0 | 0 | 88743.1518 | 0 | 0 | 0 | 0 | 0 | 0 | 0 | 0 | 0 | -169609.7256 | 0 | 0 | 0 | 0 | 0 | 0 | 0
2016-11-01 15:00 | 0 | 0 | 0 | 0 | 0 | 192007.2704 | 337205.1508 | 441024 | 0 | 0 | 0 | 0 | 382845.3582 | 0 | 0 | 0 | 0 | 0 | 0 | 0 | 5544951.0025 | 0 | 0 | 0 | 0 | 0 | 0 | 0 | 0 | 0 | 0 | 88743.1518 | 0 | 0 | 0 | 0 | 0 | 0 | 0 | 0 | 0 | -554.7305 | 0 | 0 | 0 | 0 | 0 | 0 | 0
2016-11-01 16:00 | 0 | 0 | 0 | 0 | 0 | 0 | 483294.7407 | 448543 | 0 | 0 | 0 | 0 | 382845.3582 | 0 | 0 | 0 | 0 | 0 | 0 | 0 | 5579702.7432 | 0 | 0 | 0 | 0 | 0 | 0 | 0 | 0 | 0 | 0 | 0 | 0 | 0 | 0 | 0 | 0 | 0 | 0 | 0 | 0 | 34751.7407 | 0 | 0 | 0 | 0 | 0 | 0 | 0
2016-11-01 17:00 | 0 | 0 | 0 | 0 | 0 | 0 | 537915.2626 | 454209 | 0 | 0 | 0 | 0 | 294102.2064 | 0 | 0 | 0 | 0 | 0 | 0 | 0 | 5752152.1576 | 0 | 0 | 0 | 0 | 0 | 0 | 0 | 0 | 0 | 0 | -88743.1518 | 0 | 0 | 0 | 0 | 0 | 0 | 0 | 0 | 0 | 172449.4143 | 0 | 0 | 0 | 0 | 0 | 0 | 0
2016-11-01 18:00 | 0 | 0 | 0 | 0 | 0 | 0 | 537492.7116 | 460031 | 0 | 0 | 0 | 0 | 382845.3582 | 0 | 0 | 0 | 0 | 0 | 0 | 0 | 5740870.7173 | 0 | 0 | 0 | 0 | 0 | 0 | 0 | 0 | 0 | 0 | 88743.1518 | 0 | 0 | 0 | 0 | 0 | 0 | 0 | 0 | 0 | -11281.4402 | 0 | 0 | 0 | 0 | 0 | 0 | 0
2016-11-01 19:00 | 0 | 0 | 0 | 0 | 0 | 0 | 528237.7149 | 464625 | 0 | 0 | 0 | 0 | 294102.2064 | 0 | 0 | 0 | 0 | 0 | 0 | 0 | 5893226.584 | 0 | 0 | 0 | 0 | 0 | 0 | 0 | 0 | 0 | 0 | -88743.1518 | 0 | 0 | 0 | 0 | 0 | 0 | 0 | 0 | 0 | 152355.8667 | 0 | 0 | 0 | 0 | 0 | 0 | 0
2016-11-01 20:00 | 0 | 0 | 0 | 0 | 0 | 0 | 522147.8645 | 469424 | 0 | 0 | 0 | 0 | 382845.3582 | 0 | 0 | 0 | 0 | 0 | 0 | 0 | 5857207.2967 | 0 | 0 | 0 | 0 | 0 | 0 | 0 | 0 | 0 | 0 | 88743.1518 | 0 | 0 | 0 | 0 | 0 | 0 | 0 | 0 | 0 | -36019.2873 | 0 | 0 | 0 | 0 | 0 | 0 | 0
2016-11-01 21:00 | 0 | 0 | 0 | 0 | 0 | 0 | 506506.3013 | 473308 | 0 | 0 | 0 | 0 | 294102.2064 | 0 | 0 | 0 | 0 | 0 | 0 | 0 | 5979148.7498 | 0 | 0 | 0 | 0 | 0 | 0 | 0 | 0 | 0 | 0 | -88743.1518 | 0 | 0 | 0 | 0 | 0 | 0 | 0 | 0 | 0 | 121941.4531 | 0 | 0 | 0 | 0 | 0 | 0 | 0
2016-11-01 22:00 | 0 | 0 | 0 | 0 | 0 | 305343.1562 | 456213.0986 | 477350 | 0 | 0 | 0 | 0 | 299327.5788 | 0 | 0 | 0 | 0 | 0 | 0 | 0 | 6258129.6323 | 0 | 0 | 0 | 0 | 0 | 0 | 0 | 0 | 0 | 0 | 5225.3724 | 0 | 0 | 0 | 0 | 0 | 0 | 0 | 0 | 0 | 278980.8824 | 0 | 0 | 0 | 0 | 0 | 0 | 0
2016-11-01 23:00 | 0 | 0 | 0 | 0 | 0 | 0 | 322007.0689 | 481831 | 0 | 0 | 0 | 0 | 210584.427 | 0 | 0 | 0 | 0 | 0 | 0 | 0 | 6187048.853 | 0 | 0 | 0 | 0 | 0 | 0 | 0 | 0 | 0 | 0 | -88743.1518 | 0 | 0 | 0 | 0 | 0 | 0 | 0 | 0 | 0 | -71080.7793 | 0 | 0 | 0 | 0 | 0 | 0 | 0
2016-11-02 | 0 | 0 | 0 | 0 | 0 | 484270.7917 | 61028.8149 | 478077 | 0 | 0 | 0 | 0 | 299327.5788 | 0 | 0 | 0 | 0 | 0 | 0 | 0 | 6165528.3078 | 0 | 0 | 0 | 0 | 0 | 0 | 0 | 0 | 0 | 0 | 88743.1518 | 0 | 0 | 0 | 0 | 0 | 0 | 0 | 0 | 0 | -21520.5452 | 0 | 0 | 0 | 0 | 0 | 0 | 0
2016-11-02 01:00 | 0 | 0 | 0 | 0 | 0 | 504534.0914 | 0 | 461935 | 0 | 0 | 0 | 0 | 382845.3582 | 0 | 0 | 0 | 0 | 0 | 0 | 0 | 6124609.6198 | 0 | 0 | 0 | 0 | 0 | 0 | 0 | 0 | 0 | 0 | 83517.7794 | 0 | 0 | 0 | 0 | 0 | 0 | 0 | 0 | 0 | -40918.6881 | 0 | 0 | 0 | 0 | 0 | 0 | 0
2016-11-02 02:00 | 0 | 0 | 0 | 0 | 0 | 507464.1898 | 0 | 438071 | 0 | 0 | 0 | 0 | 294102.2064 | 0 | 0 | 0 | 0 | 0 | 0 | 0 | 6282745.9614 | 0 | 0 | 0 | 0 | 0 | 0 | 0 | 0 | 0 | 0 | -88743.1518 | 0 | 0 | 0 | 0 | 0 | 0 | 0 | 0 | 0 | 158136.3416 | 0 | 0 | 0 | 0 | 0 | 0 | 0
2016-11-02 03:00 | 0 | 0 | 0 | 0 | 0 | 220796.2694 | 0 | 411034 | 0 | 0 | 0 | 0 | 382845.3582 | 0 | 0 | 0 | 0 | 0 | 0 | 0 | 6003765.0789 | 0 | 0 | 0 | 0 | 0 | 0 | 0 | 0 | 0 | 0 | 88743.1518 | 0 | 0 | 0 | 0 | 0 | 0 | 0 | 0 | 0 | -278980.8824 | 0 | 0 | 0 | 0 | 0 | 0 | 0
2016-11-02 04:00 | 0 | 0 | 0 | 0 | 0 | 516111.2823 | 0 | 384186 | 0 | 0 | 0 | 0 | 294102.2064 | 0 | 0 | 0 | 0 | 0 | 0 | 0 | 6224433.513 | 0 | 0 | 0 | 0 | 0 | 0 | 0 | 0 | 0 | 0 | -88743.1518 | 0 | 0 | 0 | 0 | 0 | 0 | 0 | 0 | 0 | 220668.4341 | 0 | 0 | 0 | 0 | 0 | 0 | 0
2016-11-02 05:00 | 0 | 0 | 0 | 0 | 0 | 0 | 0 | 363898 | 0 | 0 | 0 | 0 | 205359.0546 | 0 | 0 | 0 | 0 | 0 | 0 | 0 | 5949278.6648 | 0 | 0 | 0 | 0 | 0 | 0 | 0 | 0 | 0 | 0 | -88743.1518 | 0 | 0 | 0 | 0 | 0 | 0 | 0 | 0 | 0 | -275154.8482 | 0 | 0 | 0 | 0 | 0 | 0 | 0
2016-11-02 06:00 | 0 | 0 | 0 | 0 | 0 | 160198.2694 | 0 | 350436 | 0 | 0 | 0 | 0 | 294102.2064 | 0 | 0 | 0 | 0 | 0 | 0 | 0 | 5670297.7823 | 0 | 0 | 0 | 0 | 0 | 0 | 0 | 0 | 0 | 0 | 88743.1518 | 0 | 0 | 0 | 0 | 0 | 0 | 0 | 0 | 0 | -278980.8824 | 0 | 0 | 0 | 0 | 0 | 0 | 0
2016-11-02 07:00 | 0 | 0 | 0 | 0 | 0 | 449513.7335 | 0 | 342291 | 0 | 0 | 0 | 0 | 382845.3582 | 0 | 0 | 0 | 0 | 0 | 0 | 0 | 5688777.3641 | 0 | 0 | 0 | 0 | 0 | 0 | 0 | 0 | 0 | 0 | 88743.1518 | 0 | 0 | 0 | 0 | 0 | 0 | 0 | 0 | 0 | 18479.5817 | 0 | 0 | 0 | 0 | 0 | 0 | 0
2016-11-02 08:00 | 0 | 0 | 0 | 0 | 0 | 0 | 0 | 340929 | 0 | 0 | 0 | 0 | 294102.2064 | 0 | 0 | 0 | 0 | 0 | 0 | 0 | 5436591.5159 | 0 | 0 | 0 | 0 | 0 | 0 | 0 | 0 | 0 | 0 | -88743.1518 | 0 | 0 | 0 | 0 | 0 | 0 | 0 | 0 | 0 | -252185.8482 | 0 | 0 | 0 | 0 | 0 | 0 | 0
2016-11-02 09:00 | 0 | 0 | 0 | 0 | 0 | 406674.1441 | 0 | 350511 | 0 | 0 | 0 | 0 | 382845.3582 | 0 | 0 | 0 | 0 | 0 | 0 | 0 | 5404011.5082 | 0 | 0 | 0 | 0 | 0 | 0 | 0 | 0 | 0 | 0 | 88743.1518 | 0 | 0 | 0 | 0 | 0 | 0 | 0 | 0 | 0 | -32580.0077 | 0 | 0 | 0 | 0 | 0 | 0 | 0
2016-11-02 10:00 | 0 | 0 | 0 | 0 | 0 | 378273.2333 | 0 | 375741 | 0 | 0 | 0 | 0 | 294102.2064 | 0 | 0 | 0 | 0 | 0 | 0 | 0 | 5495286.8933 | 0 | 0 | 0 | 0 | 0 | 0 | 0 | 0 | 0 | 0 | -88743.1518 | 0 | 0 | 0 | 0 | 0 | 0 | 0 | 0 | 0 | 91275.3851 | 0 | 0 | 0 | 0 | 0 | 0 | 0
2016-11-02 11:00 | 0 | 0 | 0 | 0 | 0 | 35890.9658 | 0 | 403615 | 0 | 0 | 0 | 0 | 205359.0546 | 0 | 0 | 0 | 0 | 0 | 0 | 0 | 5216306.0109 | 0 | 0 | 0 | 0 | 0 | 0 | 0 | 0 | 0 | 0 | -88743.1518 | 0 | 0 | 0 | 0 | 0 | 0 | 0 | 0 | 0 | -278980.8824 | 0 | 0 | 0 | 0 | 0 | 0 | 0
2016-11-02 12:00 | 0 | 0 | 0 | 0 | 0 | 336963.4749 | 0 | 418313 | 0 | 0 | 0 | 0 | 294102.2064 | 0 | 0 | 0 | 0 | 0 | 0 | 0 | 5046213.334 | 0 | 0 | 0 | 0 | 0 | 0 | 0 | 0 | 0 | 0 | 88743.1518 | 0 | 0 | 0 | 0 | 0 | 0 | 0 | 0 | 0 | -170092.6769 | 0 | 0 | 0 | 0 | 0 | 0 | 0
2016-11-02 13:00 | 0 | 0 | 0 | 0 | 0 | 307343.829 | 153.9379 | 426393 | 0 | 0 | 0 | 0 | 205359.0546 | 0 | 0 | 0 | 0 | 0 | 0 | 0 | 5016061.2527 | 0 | 0 | 0 | 0 | 0 | 0 | 0 | 0 | 0 | 0 | -88743.1518 | 0 | 0 | 0 | 0 | 0 | 0 | 0 | 0 | 0 | -30152.0813 | 0 | 0 | 0 | 0 | 0 | 0 | 0
2016-11-02 14:00 | 0 | 0 | 0 | 0 | 0 | 223216.2908 | 95187.368 | 436379 | 0 | 0 | 0 | 0 | 294102.2064 | 0 | 0 | 0 | 0 | 0 | 0 | 0 | 4809342.7597 | 0 | 0 | 0 | 0 | 0 | 0 | 0 | 0 | 0 | 0 | 88743.1518 | 0 | 0 | 0 | 0 | 0 | 0 | 0 | 0 | 0 | -206718.493 | 0 | 0 | 0 | 0 | 0 | 0 | 0
2016-11-02 15:00 | 0 | 0 | 0 | 0 | 0 | 0 | 517655.9369 | 444579 | 0 | 0 | 0 | 0 | 382845.3582 | 0 | 0 | 0 | 0 | 0 | 0 | 0 | 4793676.5448 | 0 | 0 | 0 | 0 | 0 | 0 | 0 | 0 | 0 | 0 | 88743.1518 | 0 | 0 | 0 | 0 | 0 | 0 | 0 | 0 | 0 | -15666.2149 | 0 | 0 | 0 | 0 | 0 | 0 | 0
2016-11-02 16:00 | 0 | 0 | 0 | 0 | 0 | 0 | 639417.6649 | 451675 | 0 | 0 | 0 | 0 | 294102.2064 | 0 | 0 | 0 | 0 | 0 | 0 | 0 | 5070162.3616 | 0 | 0 | 0 | 0 | 0 | 0 | 0 | 0 | 0 | 0 | -88743.1518 | 0 | 0 | 0 | 0 | 0 | 0 | 0 | 0 | 0 | 276485.8167 | 0 | 0 | 0 | 0 | 0 | 0 | 0
2016-11-02 17:00 | 0 | 0 | 0 | 0 | 0 | 0 | 631303.015 | 459394 | 0 | 0 | 0 | 0 | 205359.0546 | 0 | 0 | 0 | 0 | 0 | 0 | 0 | 5330814.5284 | 0 | 0 | 0 | 0 | 0 | 0 | 0 | 0 | 0 | 0 | -88743.1518 | 0 | 0 | 0 | 0 | 0 | 0 | 0 | 0 | 0 | 260652.1668 | 0 | 0 | 0 | 0 | 0 | 0 | 0
2016-11-02 18:00 | 0 | 0 | 0 | 0 | 0 | 0 | 603223.3233 | 466383 | 0 | 0 | 0 | 0 | 294102.2064 | 0 | 0 | 0 | 0 | 0 | 0 | 0 | 5378911.6999 | 0 | 0 | 0 | 0 | 0 | 0 | 0 | 0 | 0 | 0 | 88743.1518 | 0 | 0 | 0 | 0 | 0 | 0 | 0 | 0 | 0 | 48097.1715 | 0 | 0 | 0 | 0 | 0 | 0 | 0
2016-11-02 19:00 | 0 | 0 | 0 | 0 | 0 | 0 | 585147.2965 | 471568 | 0 | 0 | 0 | 0 | 205359.0546 | 0 | 0 | 0 | 0 | 0 | 0 | 0 | 5581234.1481 | 0 | 0 | 0 | 0 | 0 | 0 | 0 | 0 | 0 | 0 | -88743.1518 | 0 | 0 | 0 | 0 | 0 | 0 | 0 | 0 | 0 | 202322.4482 | 0 | 0 | 0 | 0 | 0 | 0 | 0
2016-11-02 20:00 | 0 | 0 | 0 | 0 | 0 | 0 | 588116.9775 | 474377 | 0 | 0 | 0 | 0 | 285219.8706 | 0 | 0 | 0 | 0 | 0 | 0 | 0 | 5615113.3097 | 0 | 0 | 0 | 0 | 0 | 0 | 0 | 0 | 0 | 0 | 79860.8159 | 0 | 0 | 0 | 0 | 0 | 0 | 0 | 0 | 0 | 33879.1616 | 0 | 0 | 0 | 0 | 0 | 0 | 0
2016-11-02 21:00 | 0 | 0 | 0 | 0 | 0 | 165832.5636 | 597840.6547 | 475810 | 0 | 0 | 0 | 0 | 294102.2064 | 0 | 0 | 0 | 0 | 0 | 0 | 0 | 5894094.1921 | 0 | 0 | 0 | 0 | 0 | 0 | 0 | 0 | 0 | 0 | 8882.3358 | 0 | 0 | 0 | 0 | 0 | 0 | 0 | 0 | 0 | 278980.8824 | 0 | 0 | 0 | 0 | 0 | 0 | 0
2016-11-02 22:00 | 0 | 0 | 0 | 0 | 0 | 0 | 572947.8505 | 479192 | 0 | 0 | 0 | 0 | 382845.3582 | 0 | 0 | 0 | 0 | 0 | 0 | 0 | 5899106.8908 | 0 | 0 | 0 | 0 | 0 | 0 | 0 | 0 | 0 | 0 | 88743.1518 | 0 | 0 | 0 | 0 | 0 | 0 | 0 | 0 | 0 | 5012.6987 | 0 | 0 | 0 | 0 | 0 | 0 | 0
2016-11-02 23:00 | 0 | 0 | 0 | 0 | 0 | 0 | 388783.1413 | 481998 | 0 | 0 | 0 | 0 | 294102.2064 | 0 | 0 | 0 | 0 | 0 | 0 | 0 | 5894635.1839 | 0 | 0 | 0 | 0 | 0 | 0 | 0 | 0 | 0 | 0 | -88743.1518 | 0 | 0 | 0 | 0 | 0 | 0 | 0 | 0 | 0 | -4471.7069 | 0 | 0 | 0 | 0 | 0 | 0 | 0
2016-11-03 | 0 | 0 | 0 | 0 | 0 | 311818.7392 | 57110.7713 | 476820 | 0 | 0 | 0 | 0 | 205359.0546 | 0 | 0 | 0 | 0 | 0 | 0 | 0 | 5875487.8461 | 0 | 0 | 0 | 0 | 0 | 0 | 0 | 0 | 0 | 0 | -88743.1518 | 0 | 0 | 0 | 0 | 0 | 0 | 0 | 0 | 0 | -19147.3378 | 0 | 0 | 0 | 0 | 0 | 0 | 0
2016-11-03 01:00 | 0 | 0 | 0 | 0 | 0 | 326795.0938 | 0 | 460151 | 0 | 0 | 0 | 0 | 294102.2064 | 0 | 0 | 0 | 0 | 0 | 0 | 0 | 5653388.7881 | 0 | 0 | 0 | 0 | 0 | 0 | 0 | 0 | 0 | 0 | 88743.1518 | 0 | 0 | 0 | 0 | 0 | 0 | 0 | 0 | 0 | -222099.058 | 0 | 0 | 0 | 0 | 0 | 0 | 0
2016-11-03 02:00 | 0 | 0 | 0 | 0 | 0 | 329176.8951 | 0 | 436685 | 0 | 0 | 0 | 0 | 205359.0546 | 0 | 0 | 0 | 0 | 0 | 0 | 0 | 5634623.835 | 0 | 0 | 0 | 0 | 0 | 0 | 0 | 0 | 0 | 0 | -88743.1518 | 0 | 0 | 0 | 0 | 0 | 0 | 0 | 0 | 0 | -18764.9531 | 0 | 0 | 0 | 0 | 0 | 0 | 0
2016-11-03 03:00 | 0 | 0 | 0 | 0 | 0 | 333094.5533 | 0 | 410743 | 0 | 0 | 0 | 0 | 294102.2064 | 0 | 0 | 0 | 0 | 0 | 0 | 0 | 5468232.2365 | 0 | 0 | 0 | 0 | 0 | 0 | 0 | 0 | 0 | 0 | 88743.1518 | 0 | 0 | 0 | 0 | 0 | 0 | 0 | 0 | 0 | -166391.5985 | 0 | 0 | 0 | 0 | 0 | 0 | 0
2016-11-03 04:00 | 0 | 0 | 0 | 0 | 0 | 344631.9239 | 0 | 386212 | 0 | 0 | 0 | 0 | 382845.3582 | 0 | 0 | 0 | 0 | 0 | 0 | 0 | 5337909.0086 | 0 | 0 | 0 | 0 | 0 | 0 | 0 | 0 | 0 | 0 | 88743.1518 | 0 | 0 | 0 | 0 | 0 | 0 | 0 | 0 | 0 | -130323.2279 | 0 | 0 | 0 | 0 | 0 | 0 | 0
2016-11-03 05:00 | 0 | 0 | 0 | 0 | 0 | 365558.177 | 0 | 367300 | 0 | 0 | 0 | 0 | 294102.2064 | 0 | 0 | 0 | 0 | 0 | 0 | 0 | 5424910.3374 | 0 | 0 | 0 | 0 | 0 | 0 | 0 | 0 | 0 | 0 | -88743.1518 | 0 | 0 | 0 | 0 | 0 | 0 | 0 | 0 | 0 | 87001.3288 | 0 | 0 | 0 | 0 | 0 | 0 | 0
2016-11-03 06:00 | 0 | 0 | 0 | 0 | 0 | 0 | 0 | 351478 | 0 | 0 | 0 | 0 | 205359.0546 | 0 | 0 | 0 | 0 | 0 | 0 | 0 | 5162175.4892 | 0 | 0 | 0 | 0 | 0 | 0 | 0 | 0 | 0 | 0 | -88743.1518 | 0 | 0 | 0 | 0 | 0 | 0 | 0 | 0 | 0 | -262734.8482 | 0 | 0 | 0 | 0 | 0 | 0 | 0
2016-11-03 07:00 | 0 | 0 | 0 | 0 | 0 | 412369.8526 | 0 | 342221 | 0 | 0 | 0 | 0 | 294102.2064 | 0 | 0 | 0 | 0 | 0 | 0 | 0 | 5143581.19 | 0 | 0 | 0 | 0 | 0 | 0 | 0 | 0 | 0 | 0 | 88743.1518 | 0 | 0 | 0 | 0 | 0 | 0 | 0 | 0 | 0 | -18594.2992 | 0 | 0 | 0 | 0 | 0 | 0 | 0
2016-11-03 08:00 | 0 | 0 | 0 | 0 | 0 | 150203.2694 | 0 | 340441 | 0 | 0 | 0 | 0 | 382845.3582 | 0 | 0 | 0 | 0 | 0 | 0 | 0 | 4864600.3076 | 0 | 0 | 0 | 0 | 0 | 0 | 0 | 0 | 0 | 0 | 88743.1518 | 0 | 0 | 0 | 0 | 0 | 0 | 0 | 0 | 0 | -278980.8824 | 0 | 0 | 0 | 0 | 0 | 0 | 0
2016-11-03 09:00 | 0 | 0 | 0 | 0 | 0 | 422907.5954 | 0 | 349046 | 0 | 0 | 0 | 0 | 294102.2064 | 0 | 0 | 0 | 0 | 0 | 0 | 0 | 5027205.0548 | 0 | 0 | 0 | 0 | 0 | 0 | 0 | 0 | 0 | 0 | -88743.1518 | 0 | 0 | 0 | 0 | 0 | 0 | 0 | 0 | 0 | 162604.7472 | 0 | 0 | 0 | 0 | 0 | 0 | 0
2016-11-03 10:00 | 0 | 0 | 0 | 0 | 0 | 4584.9658 | 0 | 372309 | 0 | 0 | 0 | 0 | 205359.0546 | 0 | 0 | 0 | 0 | 0 | 0 | 0 | 4748224.1723 | 0 | 0 | 0 | 0 | 0 | 0 | 0 | 0 | 0 | 0 | -88743.1518 | 0 | 0 | 0 | 0 | 0 | 0 | 0 | 0 | 0 | -278980.8824 | 0 | 0 | 0 | 0 | 0 | 0 | 0
2016-11-03 11:00 | 0 | 0 | 0 | 0 | 0 | 409154.5343 | 0 | 400076 | 0 | 0 | 0 | 0 | 116615.9029 | 0 | 0 | 0 | 0 | 0 | 0 | 0 | 4846045.8584 | 0 | 0 | 0 | 0 | 0 | 0 | 0 | 0 | 0 | 0 | -88743.1518 | 0 | 0 | 0 | 0 | 0 | 0 | 0 | 0 | 0 | 97821.6861 | 0 | 0 | 0 | 0 | 0 | 0 | 0
2016-11-03 12:00 | 0 | 0 | 0 | 0 | 0 | 406527.2741 | 0 | 415884 | 0 | 0 | 0 | 0 | 205359.0546 | 0 | 0 | 0 | 0 | 0 | 0 | 0 | 4747945.9808 | 0 | 0 | 0 | 0 | 0 | 0 | 0 | 0 | 0 | 0 | 88743.1518 | 0 | 0 | 0 | 0 | 0 | 0 | 0 | 0 | 0 | -98099.8776 | 0 | 0 | 0 | 0 | 0 | 0 | 0
2016-11-03 13:00 | 0 | 0 | 0 | 0 | 0 | 398646.5535 | 103.6347 | 425592 | 0 | 0 | 0 | 0 | 294102.2064 | 0 | 0 | 0 | 0 | 0 | 0 | 0 | 4632361.0172 | 0 | 0 | 0 | 0 | 0 | 0 | 0 | 0 | 0 | 0 | 88743.1518 | 0 | 0 | 0 | 0 | 0 | 0 | 0 | 0 | 0 | -115584.9636 | 0 | 0 | 0 | 0 | 0 | 0 | 0
2016-11-03 14:00 | 0 | 0 | 0 | 0 | 0 | 279398.1883 | 91504.8529 | 436543 | 0 | 0 | 0 | 0 | 294102.2064 | 0 | 0 | 0 | 0 | 0 | 0 | 0 | 4566721.0584 | 0 | 0 | 0 | 0 | 0 | 0 | 0 | 0 | 0 | 0 | 0 | 0 | 0 | 0 | 0 | 0 | 0 | 0 | 0 | 0 | -65639.9588 | 0 | 0 | 0 | 0 | 0 | 0 | 0
2016-11-03 15:00 | 0 | 0 | 0 | 0 | 0 | 152963.4162 | 460679.4937 | 444376 | 0 | 0 | 0 | 0 | 382845.3582 | 0 | 0 | 0 | 0 | 0 | 0 | 0 | 4647244.8164 | 0 | 0 | 0 | 0 | 0 | 0 | 0 | 0 | 0 | 0 | 88743.1518 | 0 | 0 | 0 | 0 | 0 | 0 | 0 | 0 | 0 | 80523.758 | 0 | 0 | 0 | 0 | 0 | 0 | 0
2016-11-03 16:00 | 0 | 0 | 0 | 0 | 0 | 0 | 596415.7525 | 450775 | 0 | 0 | 0 | 0 | 382845.3582 | 0 | 0 | 0 | 0 | 0 | 0 | 0 | 4792885.569 | 0 | 0 | 0 | 0 | 0 | 0 | 0 | 0 | 0 | 0 | 0 | 0 | 0 | 0 | 0 | 0 | 0 | 0 | 0 | 0 | 145640.7525 | 0 | 0 | 0 | 0 | 0 | 0 | 0
2016-11-03 17:00 | 0 | 0 | 0 | 0 | 0 | 0 | 611960.927 | 457150 | 0 | 0 | 0 | 0 | 382845.3582 | 0 | 0 | 0 | 0 | 0 | 0 | 0 | 4947696.4959 | 0 | 0 | 0 | 0 | 0 | 0 | 0 | 0 | 0 | 0 | 0 | 0 | 0 | 0 | 0 | 0 | 0 | 0 | 0 | 0 | 154810.927 | 0 | 0 | 0 | 0 | 0 | 0 | 0
2016-11-03 18:00 | 0 | 0 | 0 | 0 | 0 | 0 | 596057.1889 | 461030 | 0 | 0 | 0 | 0 | 294102.2064 | 0 | 0 | 0 | 0 | 0 | 0 | 0 | 5171466.8367 | 0 | 0 | 0 | 0 | 0 | 0 | 0 | 0 | 0 | 0 | -88743.1518 | 0 | 0 | 0 | 0 | 0 | 0 | 0 | 0 | 0 | 223770.3407 | 0 | 0 | 0 | 0 | 0 | 0 | 0
2016-11-03 19:00 | 0 | 0 | 0 | 0 | 0 | 0 | 579586.2231 | 462902 | 0 | 0 | 0 | 0 | 294102.2064 | 0 | 0 | 0 | 0 | 0 | 0 | 0 | 5288151.0598 | 0 | 0 | 0 | 0 | 0 | 0 | 0 | 0 | 0 | 0 | 0 | 0 | 0 | 0 | 0 | 0 | 0 | 0 | 0 | 0 | 116684.2231 | 0 | 0 | 0 | 0 | 0 | 0 | 0
2016-11-03 20:00 | 0 | 0 | 0 | 0 | 0 | 0 | 576401.599 | 463605 | 0 | 0 | 0 | 0 | 205359.0546 | 0 | 0 | 0 | 0 | 0 | 0 | 0 | 5489690.8106 | 0 | 0 | 0 | 0 | 0 | 0 | 0 | 0 | 0 | 0 | -88743.1518 | 0 | 0 | 0 | 0 | 0 | 0 | 0 | 0 | 0 | 201539.7508 | 0 | 0 | 0 | 0 | 0 | 0 | 0
2016-11-03 21:00 | 0 | 0 | 0 | 0 | 0 | 0 | 570885.5937 | 464188 | 0 | 0 | 0 | 0 | 294102.2064 | 0 | 0 | 0 | 0 | 0 | 0 | 0 | 5507645.2524 | 0 | 0 | 0 | 0 | 0 | 0 | 0 | 0 | 0 | 0 | 88743.1518 | 0 | 0 | 0 | 0 | 0 | 0 | 0 | 0 | 0 | 17954.4419 | 0 | 0 | 0 | 0 | 0 | 0 | 0
2016-11-03 22:00 | 0 | 0 | 0 | 0 | 0 | 0 | 528638.3119 | 466431 | 0 | 0 | 0 | 0 | 382845.3582 | 0 | 0 | 0 | 0 | 0 | 0 | 0 | 5481109.4125 | 0 | 0 | 0 | 0 | 0 | 0 | 0 | 0 | 0 | 0 | 88743.1518 | 0 | 0 | 0 | 0 | 0 | 0 | 0 | 0 | 0 | -26535.8399 | 0 | 0 | 0 | 0 | 0 | 0 | 0
2016-11-03 23:00 | 0 | 0 | 0 | 0 | 0 | 0 | 335379.9336 | 469489 | 0 | 0 | 0 | 0 | 294102.2064 | 0 | 0 | 0 | 0 | 0 | 0 | 0 | 5435743.4979 | 0 | 0 | 0 | 0 | 0 | 0 | 0 | 0 | 0 | 0 | -88743.1518 | 0 | 0 | 0 | 0 | 0 | 0 | 0 | 0 | 0 | -45365.9146 | 0 | 0 | 0 | 0 | 0 | 0 | 0
2016-11-04 | 0 | 0 | 0 | 0 | 0 | 140620.271 | 48116.4018 | 466276 | 0 | 0 | 0 | 0 | 259959.9492 | 0 | 0 | 0 | 0 | 0 | 0 | 0 | 5192346.4279 | 0 | 0 | 0 | 0 | 0 | 0 | 0 | 0 | 0 | 0 | -34142.2572 | 0 | 0 | 0 | 0 | 0 | 0 | 0 | 0 | 0 | -243397.07 | 0 | 0 | 0 | 0 | 0 | 0 | 0
2016-11-04 01:00 | 0 | 0 | 0 | 0 | 0 | 156382.5007 | 0 | 452064 | 0 | 0 | 0 | 0 | 243259.3324 | 0 | 0 | 0 | 0 | 0 | 0 | 0 | 4913365.5454 | 0 | 0 | 0 | 0 | 0 | 0 | 0 | 0 | 0 | 0 | -16700.6168 | 0 | 0 | 0 | 0 | 0 | 0 | 0 | 0 | 0 | -278980.8824 | 0 | 0 | 0 | 0 | 0 | 0 | 0
2016-11-04 02:00 | 0 | 0 | 0 | 0 | 0 | 172552.2406 | 0 | 428563 | 0 | 0 | 0 | 0 | 266229.4554 | 0 | 0 | 0 | 0 | 0 | 0 | 0 | 4634384.663 | 0 | 0 | 0 | 0 | 0 | 0 | 0 | 0 | 0 | 0 | 22970.123 | 0 | 0 | 0 | 0 | 0 | 0 | 0 | 0 | 0 | -278980.8824 | 0 | 0 | 0 | 0 | 0 | 0 | 0
2016-11-04 03:00 | 0 | 0 | 0 | 0 | 0 | 204930.3946 | 0 | 402878 | 0 | 0 | 0 | 0 | 177486.3036 | 0 | 0 | 0 | 0 | 0 | 0 | 0 | 4525180.2094 | 0 | 0 | 0 | 0 | 0 | 0 | 0 | 0 | 0 | 0 | -88743.1518 | 0 | 0 | 0 | 0 | 0 | 0 | 0 | 0 | 0 | -109204.4536 | 0 | 0 | 0 | 0 | 0 | 0 | 0
2016-11-04 04:00 | 0 | 0 | 0 | 0 | 0 | 241786.2378 | 0 | 378204 | 0 | 0 | 0 | 0 | 266229.4554 | 0 | 0 | 0 | 0 | 0 | 0 | 0 | 4300019.2954 | 0 | 0 | 0 | 0 | 0 | 0 | 0 | 0 | 0 | 0 | 88743.1518 | 0 | 0 | 0 | 0 | 0 | 0 | 0 | 0 | 0 | -225160.914 | 0 | 0 | 0 | 0 | 0 | 0 | 0
2016-11-04 05:00 | 0 | 0 | 0 | 0 | 0 | 168086.2694 | 0 | 358324 | 0 | 0 | 0 | 0 | 354972.6072 | 0 | 0 | 0 | 0 | 0 | 0 | 0 | 4021038.413 | 0 | 0 | 0 | 0 | 0 | 0 | 0 | 0 | 0 | 0 | 88743.1518 | 0 | 0 | 0 | 0 | 0 | 0 | 0 | 0 | 0 | -278980.8824 | 0 | 0 | 0 | 0 | 0 | 0 | 0
2016-11-04 06:00 | 0 | 0 | 0 | 0 | 0 | 0 | 0 | 345610 | 0 | 0 | 0 | 0 | 266229.4554 | 0 | 0 | 0 | 0 | 0 | 0 | 0 | 3764171.5648 | 0 | 0 | 0 | 0 | 0 | 0 | 0 | 0 | 0 | 0 | -88743.1518 | 0 | 0 | 0 | 0 | 0 | 0 | 0 | 0 | 0 | -256866.8482 | 0 | 0 | 0 | 0 | 0 | 0 | 0
2016-11-04 07:00 | 0 | 0 | 0 | 0 | 0 | 312215.7638 | 0 | 337040 | 0 | 0 | 0 | 0 | 177486.3036 | 0 | 0 | 0 | 0 | 0 | 0 | 0 | 3828090.4804 | 0 | 0 | 0 | 0 | 0 | 0 | 0 | 0 | 0 | 0 | -88743.1518 | 0 | 0 | 0 | 0 | 0 | 0 | 0 | 0 | 0 | 63918.9156 | 0 | 0 | 0 | 0 | 0 | 0 | 0
2016-11-04 08:00 | 0 | 0 | 0 | 0 | 0 | 322391.2082 | 0 | 335876 | 0 | 0 | 0 | 0 | 88743.1518 | 0 | 0 | 0 | 0 | 0 | 0 | 0 | 3903348.8404 | 0 | 0 | 0 | 0 | 0 | 0 | 0 | 0 | 0 | 0 | -88743.1518 | 0 | 0 | 0 | 0 | 0 | 0 | 0 | 0 | 0 | 75258.36 | 0 | 0 | 0 | 0 | 0 | 0 | 0
2016-11-04 09:00 | 0 | 0 | 0 | 0 | 0 | 0 | 0 | 344352 | 0 | 0 | 0 | 0 | 0 | 0 | 0 | 0 | 0 | 0 | 0 | 0 | 3647739.9922 | 0 | 0 | 0 | 0 | 0 | 0 | 0 | 0 | 0 | 0 | -88743.1518 | 0 | 0 | 0 | 0 | 0 | 0 | 0 | 0 | 0 | -255608.8482 | 0 | 0 | 0 | 0 | 0 | 0 | 0
2016-11-04 10:00 | 0 | 0 | 0 | 0 | 0 | 289023.7218 | 0 | 368826 | 0 | 0 | 0 | 0 | 88743.1518 | 0 | 0 | 0 | 0 | 0 | 0 | 0 | 3479194.5622 | 0 | 0 | 0 | 0 | 0 | 0 | 0 | 0 | 0 | 0 | 88743.1518 | 0 | 0 | 0 | 0 | 0 | 0 | 0 | 0 | 0 | -168545.43 | 0 | 0 | 0 | 0 | 0 | 0 | 0
2016-11-04 11:00 | 0 | 0 | 0 | 0 | 0 | 206642.2694 | 0 | 396880 | 0 | 0 | 0 | 0 | 177486.3036 | 0 | 0 | 0 | 0 | 0 | 0 | 0 | 3200213.6798 | 0 | 0 | 0 | 0 | 0 | 0 | 0 | 0 | 0 | 0 | 88743.1518 | 0 | 0 | 0 | 0 | 0 | 0 | 0 | 0 | 0 | -278980.8824 | 0 | 0 | 0 | 0 | 0 | 0 | 0
2016-11-04 12:00 | 0 | 0 | 0 | 0 | 0 | 262124.5944 | 0 | 411547 | 0 | 0 | 0 | 0 | 266229.4554 | 0 | 0 | 0 | 0 | 0 | 0 | 0 | 2962048.1224 | 0 | 0 | 0 | 0 | 0 | 0 | 0 | 0 | 0 | 0 | 88743.1518 | 0 | 0 | 0 | 0 | 0 | 0 | 0 | 0 | 0 | -238165.5574 | 0 | 0 | 0 | 0 | 0 | 0 | 0
2016-11-04 13:00 | 0 | 0 | 0 | 0 | 0 | 245493.4666 | 31.8554 | 419830 | 0 | 0 | 0 | 0 | 354972.6072 | 0 | 0 | 0 | 0 | 0 | 0 | 0 | 2699000.2926 | 0 | 0 | 0 | 0 | 0 | 0 | 0 | 0 | 0 | 0 | 88743.1518 | 0 | 0 | 0 | 0 | 0 | 0 | 0 | 0 | 0 | -263047.8298 | 0 | 0 | 0 | 0 | 0 | 0 | 0
2016-11-04 14:00 | 0 | 0 | 0 | 0 | 0 | 174619.397 | 64006.8318 | 428091 | 0 | 0 | 0 | 0 | 294102.2064 | 0 | 0 | 0 | 0 | 0 | 0 | 0 | 2570405.9221 | 0 | 0 | 0 | 0 | 0 | 0 | 0 | 0 | 0 | 0 | -60870.4007 | 0 | 0 | 0 | 0 | 0 | 0 | 0 | 0 | 0 | -128594.3704 | 0 | 0 | 0 | 0 | 0 | 0 | 0
2016-11-04 15:00 | 0 | 0 | 0 | 0 | 0 | 0 | 377480.009 | 432715 | 0 | 0 | 0 | 0 | 382845.3582 | 0 | 0 | 0 | 0 | 0 | 0 | 0 | 2426427.7793 | 0 | 0 | 0 | 0 | 0 | 0 | 0 | 0 | 0 | 0 | 88743.1518 | 0 | 0 | 0 | 0 | 0 | 0 | 0 | 0 | 0 | -143978.1428 | 0 | 0 | 0 | 0 | 0 | 0 | 0
2016-11-04 16:00 | 0 | 0 | 0 | 0 | 0 | 0 | 507979.0211 | 435014 | 0 | 0 | 0 | 0 | 294102.2064 | 0 | 0 | 0 | 0 | 0 | 0 | 0 | 2588135.9522 | 0 | 0 | 0 | 0 | 0 | 0 | 0 | 0 | 0 | 0 | -88743.1518 | 0 | 0 | 0 | 0 | 0 | 0 | 0 | 0 | 0 | 161708.1729 | 0 | 0 | 0 | 0 | 0 | 0 | 0
2016-11-04 17:00 | 0 | 0 | 0 | 0 | 0 | 0 | 546598.2175 | 438947 | 0 | 0 | 0 | 0 | 382845.3582 | 0 | 0 | 0 | 0 | 0 | 0 | 0 | 2607044.018 | 0 | 0 | 0 | 0 | 0 | 0 | 0 | 0 | 0 | 0 | 88743.1518 | 0 | 0 | 0 | 0 | 0 | 0 | 0 | 0 | 0 | 18908.0657 | 0 | 0 | 0 | 0 | 0 | 0 | 0
2016-11-04 18:00 | 0 | 0 | 0 | 0 | 0 | 0 | 537035.7872 | 441631 | 0 | 0 | 0 | 0 | 382845.3582 | 0 | 0 | 0 | 0 | 0 | 0 | 0 | 2702448.8051 | 0 | 0 | 0 | 0 | 0 | 0 | 0 | 0 | 0 | 0 | 0 | 0 | 0 | 0 | 0 | 0 | 0 | 0 | 0 | 0 | 95404.7872 | 0 | 0 | 0 | 0 | 0 | 0 | 0
2016-11-04 19:00 | 0 | 0 | 0 | 0 | 0 | 0 | 522653.8922 | 442149 | 0 | 0 | 0 | 0 | 294102.2064 | 0 | 0 | 0 | 0 | 0 | 0 | 0 | 2871696.8491 | 0 | 0 | 0 | 0 | 0 | 0 | 0 | 0 | 0 | 0 | -88743.1518 | 0 | 0 | 0 | 0 | 0 | 0 | 0 | 0 | 0 | 169248.044 | 0 | 0 | 0 | 0 | 0 | 0 | 0
2016-11-04 20:00 | 0 | 0 | 0 | 0 | 0 | 0 | 518724.0809 | 442635 | 0 | 0 | 0 | 0 | 382845.3582 | 0 | 0 | 0 | 0 | 0 | 0 | 0 | 2859042.7783 | 0 | 0 | 0 | 0 | 0 | 0 | 0 | 0 | 0 | 0 | 88743.1518 | 0 | 0 | 0 | 0 | 0 | 0 | 0 | 0 | 0 | -12654.0709 | 0 | 0 | 0 | 0 | 0 | 0 | 0
2016-11-04 21:00 | 0 | 0 | 0 | 0 | 0 | 0 | 514363.7622 | 442022 | 0 | 0 | 0 | 0 | 294102.2064 | 0 | 0 | 0 | 0 | 0 | 0 | 0 | 3020127.6922 | 0 | 0 | 0 | 0 | 0 | 0 | 0 | 0 | 0 | 0 | -88743.1518 | 0 | 0 | 0 | 0 | 0 | 0 | 0 | 0 | 0 | 161084.9139 | 0 | 0 | 0 | 0 | 0 | 0 | 0
2016-11-04 22:00 | 0 | 0 | 0 | 0 | 0 | 0 | 466683.4237 | 442778 | 0 | 0 | 0 | 0 | 266229.4554 | 0 | 0 | 0 | 0 | 0 | 0 | 0 | 3071905.867 | 0 | 0 | 0 | 0 | 0 | 0 | 0 | 0 | 0 | 0 | -27872.7511 | 0 | 0 | 0 | 0 | 0 | 0 | 0 | 0 | 0 | 51778.1747 | 0 | 0 | 0 | 0 | 0 | 0 | 0
2016-11-04 23:00 | 0 | 0 | 0 | 0 | 0 | 0 | 300388.2096 | 445082 | 0 | 0 | 0 | 0 | 177486.3036 | 0 | 0 | 0 | 0 | 0 | 0 | 0 | 3015955.2284 | 0 | 0 | 0 | 0 | 0 | 0 | 0 | 0 | 0 | 0 | -88743.1518 | 0 | 0 | 0 | 0 | 0 | 0 | 0 | 0 | 0 | -55950.6386 | 0 | 0 | 0 | 0 | 0 | 0 | 0
2016-11-05 | 0 | 0 | 0 | 0 | 0 | 269329.0304 | 37568.8505 | 439915 | 0 | 0 | 0 | 0 | 88743.1518 | 0 | 0 | 0 | 0 | 0 | 0 | 0 | 2971681.2611 | 0 | 0 | 0 | 0 | 0 | 0 | 0 | 0 | 0 | 0 | -88743.1518 | 0 | 0 | 0 | 0 | 0 | 0 | 0 | 0 | 0 | -44273.9673 | 0 | 0 | 0 | 0 | 0 | 0 | 0
2016-11-05 01:00 | 0 | 0 | 0 | 0 | 0 | 351650.305 | 0 | 429862 | 0 | 0 | 0 | 0 | 0 | 0 | 0 | 0 | 0 | 0 | 0 | 0 | 2982212.7179 | 0 | 0 | 0 | 0 | 0 | 0 | 0 | 0 | 0 | 0 | -88743.1518 | 0 | 0 | 0 | 0 | 0 | 0 | 0 | 0 | 0 | 10531.4568 | 0 | 0 | 0 | 0 | 0 | 0 | 0
2016-11-05 02:00 | 0 | 0 | 0 | 0 | 0 | 409736.1666 | 0 | 411940 | 0 | 0 | 0 | 0 | 88743.1518 | 0 | 0 | 0 | 0 | 0 | 0 | 0 | 2891265.7327 | 0 | 0 | 0 | 0 | 0 | 0 | 0 | 0 | 0 | 0 | 88743.1518 | 0 | 0 | 0 | 0 | 0 | 0 | 0 | 0 | 0 | -90946.9852 | 0 | 0 | 0 | 0 | 0 | 0 | 0
2016-11-05 03:00 | 0 | 0 | 0 | 0 | 0 | 449136.0194 | 0 | 391059 | 0 | 0 | 0 | 0 | 177486.3036 | 0 | 0 | 0 | 0 | 0 | 0 | 0 | 2860599.6003 | 0 | 0 | 0 | 0 | 0 | 0 | 0 | 0 | 0 | 0 | 88743.1518 | 0 | 0 | 0 | 0 | 0 | 0 | 0 | 0 | 0 | -30666.1324 | 0 | 0 | 0 | 0 | 0 | 0 | 0
2016-11-05 04:00 | 0 | 0 | 0 | 0 | 0 | 470825.8818 | 0 | 370153 | 0 | 0 | 0 | 0 | 266229.4554 | 0 | 0 | 0 | 0 | 0 | 0 | 0 | 2872529.3303 | 0 | 0 | 0 | 0 | 0 | 0 | 0 | 0 | 0 | 0 | 88743.1518 | 0 | 0 | 0 | 0 | 0 | 0 | 0 | 0 | 0 | 11929.73 | 0 | 0 | 0 | 0 | 0 | 0 | 0
2016-11-05 05:00 | 0 | 0 | 0 | 0 | 0 | 476252.6181 | 0 | 353399 | 0 | 0 | 0 | 0 | 177486.3036 | 0 | 0 | 0 | 0 | 0 | 0 | 0 | 3084126.1002 | 0 | 0 | 0 | 0 | 0 | 0 | 0 | 0 | 0 | 0 | -88743.1518 | 0 | 0 | 0 | 0 | 0 | 0 | 0 | 0 | 0 | 211596.7699 | 0 | 0 | 0 | 0 | 0 | 0 | 0
2016-11-05 06:00 | 0 | 0 | 0 | 0 | 0 | 0 | 0 | 341473 | 0 | 0 | 0 | 0 | 88743.1518 | 0 | 0 | 0 | 0 | 0 | 0 | 0 | 2831396.252 | 0 | 0 | 0 | 0 | 0 | 0 | 0 | 0 | 0 | 0 | -88743.1518 | 0 | 0 | 0 | 0 | 0 | 0 | 0 | 0 | 0 | -252729.8482 | 0 | 0 | 0 | 0 | 0 | 0 | 0
2016-11-05 07:00 | 0 | 0 | 0 | 0 | 0 | 451458.8391 | 0 | 334333 | 0 | 0 | 0 | 0 | 88743.1518 | 0 | 0 | 0 | 0 | 0 | 0 | 0 | 2948522.0911 | 0 | 0 | 0 | 0 | 0 | 0 | 0 | 0 | 0 | 0 | 2.9104e-11 | 0 | 0 | 0 | 0 | 0 | 0 | 0 | 0 | 0 | 117125.8391 | 0 | 0 | 0 | 0 | 0 | 0 | 0
2016-11-05 08:00 | 0 | 0 | 0 | 0 | 0 | 430535.1683 | 0 | 331103 | 0 | 0 | 0 | 0 | 0 | 0 | 0 | 0 | 0 | 0 | 0 | 0 | 3136697.4112 | 0 | 0 | 0 | 0 | 0 | 0 | 0 | 0 | 0 | 0 | -88743.1518 | 0 | 0 | 0 | 0 | 0 | 0 | 0 | 0 | 0 | 188175.3201 | 0 | 0 | 0 | 0 | 0 | 0 | 0
2016-11-05 09:00 | 0 | 0 | 0 | 0 | 0 | 394465.3911 | 0 | 334017 | 0 | 0 | 0 | 0 | 0 | 0 | 0 | 0 | 0 | 0 | 0 | 0 | 3197145.8023 | 0 | 0 | 0 | 0 | 0 | 0 | 0 | 0 | 0 | 0 | 0 | 0 | 0 | 0 | 0 | 0 | 0 | 0 | 0 | 0 | 60448.3911 | 0 | 0 | 0 | 0 | 0 | 0 | 0
2016-11-05 10:00 | 0 | 0 | 0 | 0 | 0 | 351875.8828 | 0 | 342246 | 0 | 0 | 0 | 0 | 88743.1518 | 0 | 0 | 0 | 0 | 0 | 0 | 0 | 3118032.5332 | 0 | 0 | 0 | 0 | 0 | 0 | 0 | 0 | 0 | 0 | 88743.1518 | 0 | 0 | 0 | 0 | 0 | 0 | 0 | 0 | 0 | -79113.269 | 0 | 0 | 0 | 0 | 0 | 0 | 0
2016-11-05 11:00 | 0 | 0 | 0 | 0 | 0 | 320124.8633 | 0 | 356642 | 0 | 0 | 0 | 0 | 177486.3036 | 0 | 0 | 0 | 0 | 0 | 0 | 0 | 2992772.2447 | 0 | 0 | 0 | 0 | 0 | 0 | 0 | 0 | 0 | 0 | 88743.1518 | 0 | 0 | 0 | 0 | 0 | 0 | 0 | 0 | 0 | -125260.2885 | 0 | 0 | 0 | 0 | 0 | 0 | 0
2016-11-05 12:00 | 0 | 0 | 0 | 0 | 0 | 3406.9658 | 0 | 371131 | 0 | 0 | 0 | 0 | 88743.1518 | 0 | 0 | 0 | 0 | 0 | 0 | 0 | 2713791.3623 | 0 | 0 | 0 | 0 | 0 | 0 | 0 | 0 | 0 | 0 | -88743.1518 | 0 | 0 | 0 | 0 | 0 | 0 | 0 | 0 | 0 | -278980.8824 | 0 | 0 | 0 | 0 | 0 | 0 | 0
2016-11-05 13:00 | 0 | 0 | 0 | 0 | 0 | 286278.0955 | 75.4469 | 383228 | 0 | 0 | 0 | 0 | 177486.3036 | 0 | 0 | 0 | 0 | 0 | 0 | 0 | 2528173.7529 | 0 | 0 | 0 | 0 | 0 | 0 | 0 | 0 | 0 | 0 | 88743.1518 | 0 | 0 | 0 | 0 | 0 | 0 | 0 | 0 | 0 | -185617.6094 | 0 | 0 | 0 | 0 | 0 | 0 | 0
2016-11-05 14:00 | 0 | 0 | 0 | 0 | 0 | 192607.9993 | 49804.9846 | 390961 | 0 | 0 | 0 | 0 | 266229.4554 | 0 | 0 | 0 | 0 | 0 | 0 | 0 | 2290882.5851 | 0 | 0 | 0 | 0 | 0 | 0 | 0 | 0 | 0 | 0 | 88743.1518 | 0 | 0 | 0 | 0 | 0 | 0 | 0 | 0 | 0 | -237291.1678 | 0 | 0 | 0 | 0 | 0 | 0 | 0
2016-11-05 15:00 | 0 | 0 | 0 | 0 | 0 | 0 | 358987.4973 | 394262 | 0 | 0 | 0 | 0 | 354972.6072 | 0 | 0 | 0 | 0 | 0 | 0 | 0 | 2166864.9306 | 0 | 0 | 0 | 0 | 0 | 0 | 0 | 0 | 0 | 0 | 88743.1518 | 0 | 0 | 0 | 0 | 0 | 0 | 0 | 0 | 0 | -124017.6545 | 0 | 0 | 0 | 0 | 0 | 0 | 0
2016-11-05 16:00 | 0 | 0 | 0 | 0 | 0 | 0 | 510230.065 | 394556 | 0 | 0 | 0 | 0 | 289605.8954 | 0 | 0 | 0 | 0 | 0 | 0 | 0 | 2347905.7074 | 0 | 0 | 0 | 0 | 0 | 0 | 0 | 0 | 0 | 0 | -65366.7118 | 0 | 0 | 0 | 0 | 0 | 0 | 0 | 0 | 0 | 181040.7768 | 0 | 0 | 0 | 0 | 0 | 0 | 0
2016-11-05 17:00 | 0 | 0 | 0 | 0 | 0 | 0 | 547170.8963 | 393623 | 0 | 0 | 0 | 0 | 378349.0472 | 0 | 0 | 0 | 0 | 0 | 0 | 0 | 2412710.452 | 0 | 0 | 0 | 0 | 0 | 0 | 0 | 0 | 0 | 0 | 88743.1518 | 0 | 0 | 0 | 0 | 0 | 0 | 0 | 0 | 0 | 64804.7445 | 0 | 0 | 0 | 0 | 0 | 0 | 0
2016-11-05 18:00 | 0 | 0 | 0 | 0 | 0 | 141975.7423 | 534480.4512 | 392979 | 0 | 0 | 0 | 0 | 382845.3582 | 0 | 0 | 0 | 0 | 0 | 0 | 0 | 2691691.3344 | 0 | 0 | 0 | 0 | 0 | 0 | 0 | 0 | 0 | 0 | 4496.3111 | 0 | 0 | 0 | 0 | 0 | 0 | 0 | 0 | 0 | 278980.8824 | 0 | 0 | 0 | 0 | 0 | 0 | 0
2016-11-05 19:00 | 0 | 0 | 0 | 0 | 0 | 0 | 520596.0983 | 392981 | 0 | 0 | 0 | 0 | 294102.2064 | 0 | 0 | 0 | 0 | 0 | 0 | 0 | 2908049.5845 | 0 | 0 | 0 | 0 | 0 | 0 | 0 | 0 | 0 | 0 | -88743.1518 | 0 | 0 | 0 | 0 | 0 | 0 | 0 | 0 | 0 | 216358.2501 | 0 | 0 | 0 | 0 | 0 | 0 | 0
2016-11-05 20:00 | 0 | 0 | 0 | 0 | 0 | 0 | 517723.9167 | 395241 | 0 | 0 | 0 | 0 | 205359.0546 | 0 | 0 | 0 | 0 | 0 | 0 | 0 | 3119275.653 | 0 | 0 | 0 | 0 | 0 | 0 | 0 | 0 | 0 | 0 | -88743.1518 | 0 | 0 | 0 | 0 | 0 | 0 | 0 | 0 | 0 | 211226.0685 | 0 | 0 | 0 | 0 | 0 | 0 | 0
2016-11-05 21:00 | 0 | 0 | 0 | 0 | 0 | 0 | 513099.9539 | 397859 | 0 | 0 | 0 | 0 | 294102.2064 | 0 | 0 | 0 | 0 | 0 | 0 | 0 | 3145773.455 | 0 | 0 | 0 | 0 | 0 | 0 | 0 | 0 | 0 | 0 | 88743.1518 | 0 | 0 | 0 | 0 | 0 | 0 | 0 | 0 | 0 | 26497.8021 | 0 | 0 | 0 | 0 | 0 | 0 | 0
2016-11-05 22:00 | 0 | 0 | 0 | 0 | 0 | 0 | 472873.2602 | 405579 | 0 | 0 | 0 | 0 | 294102.2064 | 0 | 0 | 0 | 0 | 0 | 0 | 0 | 3213067.7152 | 0 | 0 | 0 | 0 | 0 | 0 | 0 | 0 | 0 | 0 | 0 | 0 | 0 | 0 | 0 | 0 | 0 | 0 | 0 | 0 | 67294.2602 | 0 | 0 | 0 | 0 | 0 | 0 | 0
2016-11-05 23:00 | 0 | 0 | 0 | 0 | 0 | 0 | 328052.5126 | 412819 | 0 | 0 | 0 | 0 | 382845.3582 | 0 | 0 | 0 | 0 | 0 | 0 | 0 | 3039558.076 | 0 | 0 | 0 | 0 | 0 | 0 | 0 | 0 | 0 | 0 | 88743.1518 | 0 | 0 | 0 | 0 | 0 | 0 | 0 | 0 | 0 | -173509.6392 | 0 | 0 | 0 | 0 | 0 | 0 | 0
2016-11-06 | 0 | 0 | 0 | 0 | 0 | 500198.7032 | 45462.6725 | 411564 | 0 | 0 | 0 | 0 | 380511.0104 | 0 | 0 | 0 | 0 | 0 | 0 | 0 | 3175989.7995 | 0 | 0 | 0 | 0 | 0 | 0 | 0 | 0 | 0 | 0 | -2334.3478 | 0 | 0 | 0 | 0 | 0 | 0 | 0 | 0 | 0 | 136431.7235 | 0 | 0 | 0 | 0 | 0 | 0 | 0
2016-11-06 01:00 | 0 | 0 | 0 | 0 | 0 | 554275.5584 | 0 | 404747 | 0 | 0 | 0 | 0 | 291767.8586 | 0 | 0 | 0 | 0 | 0 | 0 | 0 | 3414261.5097 | 0 | 0 | 0 | 0 | 0 | 0 | 0 | 0 | 0 | 0 | -88743.1518 | 0 | 0 | 0 | 0 | 0 | 0 | 0 | 0 | 0 | 238271.7102 | 0 | 0 | 0 | 0 | 0 | 0 | 0
2016-11-06 02:00 | 0 | 0 | 0 | 0 | 0 | 22883.9658 | 0 | 390608 | 0 | 0 | 0 | 0 | 203024.7068 | 0 | 0 | 0 | 0 | 0 | 0 | 0 | 3135280.6272 | 0 | 0 | 0 | 0 | 0 | 0 | 0 | 0 | 0 | 0 | -88743.1518 | 0 | 0 | 0 | 0 | 0 | 0 | 0 | 0 | 0 | -278980.8824 | 0 | 0 | 0 | 0 | 0 | 0 | 0
2016-11-06 03:00 | 0 | 0 | 0 | 0 | 0 | 183187.2694 | 0 | 373425 | 0 | 0 | 0 | 0 | 291767.8586 | 0 | 0 | 0 | 0 | 0 | 0 | 0 | 2856299.7448 | 0 | 0 | 0 | 0 | 0 | 0 | 0 | 0 | 0 | 0 | 88743.1518 | 0 | 0 | 0 | 0 | 0 | 0 | 0 | 0 | 0 | -278980.8824 | 0 | 0 | 0 | 0 | 0 | 0 | 0
2016-11-06 04:00 | 0 | 0 | 0 | 0 | 0 | 636702.2303 | 0 | 355387 | 0 | 0 | 0 | 0 | 294102.2064 | 0 | 0 | 0 | 0 | 0 | 0 | 0 | 3135280.6272 | 0 | 0 | 0 | 0 | 0 | 0 | 0 | 0 | 0 | 0 | 2334.3478 | 0 | 0 | 0 | 0 | 0 | 0 | 0 | 0 | 0 | 278980.8824 | 0 | 0 | 0 | 0 | 0 | 0 | 0
2016-11-06 05:00 | 0 | 0 | 0 | 0 | 0 | 0 | 0 | 339352 | 0 | 0 | 0 | 0 | 205359.0546 | 0 | 0 | 0 | 0 | 0 | 0 | 0 | 2884671.779 | 0 | 0 | 0 | 0 | 0 | 0 | 0 | 0 | 0 | 0 | -88743.1518 | 0 | 0 | 0 | 0 | 0 | 0 | 0 | 0 | 0 | -250608.8482 | 0 | 0 | 0 | 0 | 0 | 0 | 0
2016-11-06 06:00 | 0 | 0 | 0 | 0 | 0 | 519621.7306 | 0 | 329384 | 0 | 0 | 0 | 0 | 116615.9029 | 0 | 0 | 0 | 0 | 0 | 0 | 0 | 3163652.6615 | 0 | 0 | 0 | 0 | 0 | 0 | 0 | 0 | 0 | 0 | -88743.1518 | 0 | 0 | 0 | 0 | 0 | 0 | 0 | 0 | 0 | 278980.8824 | 0 | 0 | 0 | 0 | 0 | 0 | 0
2016-11-06 07:00 | 0 | 0 | 0 | 0 | 0 | 624870.6925 | 0 | 322959 | 0 | 0 | 0 | 0 | 205359.0546 | 0 | 0 | 0 | 0 | 0 | 0 | 0 | 3376821.2021 | 0 | 0 | 0 | 0 | 0 | 0 | 0 | 0 | 0 | 0 | 88743.1518 | 0 | 0 | 0 | 0 | 0 | 0 | 0 | 0 | 0 | 213168.5407 | 0 | 0 | 0 | 0 | 0 | 0 | 0
2016-11-06 08:00 | 0 | 0 | 0 | 0 | 0 | 591159.0394 | 0 | 320466 | 0 | 0 | 0 | 0 | 294102.2064 | 0 | 0 | 0 | 0 | 0 | 0 | 0 | 3558771.0897 | 0 | 0 | 0 | 0 | 0 | 0 | 0 | 0 | 0 | 0 | 88743.1518 | 0 | 0 | 0 | 0 | 0 | 0 | 0 | 0 | 0 | 181949.8876 | 0 | 0 | 0 | 0 | 0 | 0 | 0
2016-11-06 09:00 | 0 | 0 | 0 | 0 | 0 | 0 | 0 | 321170 | 0 | 0 | 0 | 0 | 205359.0546 | 0 | 0 | 0 | 0 | 0 | 0 | 0 | 3326344.2415 | 0 | 0 | 0 | 0 | 0 | 0 | 0 | 0 | 0 | 0 | -88743.1518 | 0 | 0 | 0 | 0 | 0 | 0 | 0 | 0 | 0 | -232426.8482 | 0 | 0 | 0 | 0 | 0 | 0 | 0
2016-11-06 10:00 | 0 | 0 | 0 | 0 | 0 | 514149.5618 | 0 | 325728 | 0 | 0 | 0 | 0 | 294102.2064 | 0 | 0 | 0 | 0 | 0 | 0 | 0 | 3426022.6516 | 0 | 0 | 0 | 0 | 0 | 0 | 0 | 0 | 0 | 0 | 88743.1518 | 0 | 0 | 0 | 0 | 0 | 0 | 0 | 0 | 0 | 99678.4101 | 0 | 0 | 0 | 0 | 0 | 0 | 0
2016-11-06 11:00 | 0 | 0 | 0 | 0 | 0 | 142386.2694 | 0 | 332624 | 0 | 0 | 0 | 0 | 382845.3582 | 0 | 0 | 0 | 0 | 0 | 0 | 0 | 3147041.7692 | 0 | 0 | 0 | 0 | 0 | 0 | 0 | 0 | 0 | 0 | 88743.1518 | 0 | 0 | 0 | 0 | 0 | 0 | 0 | 0 | 0 | -278980.8824 | 0 | 0 | 0 | 0 | 0 | 0 | 0
2016-11-06 12:00 | 0 | 0 | 0 | 0 | 0 | 0 | 0 | 345359 | 0 | 0 | 0 | 0 | 294102.2064 | 0 | 0 | 0 | 0 | 0 | 0 | 0 | 2890425.9209 | 0 | 0 | 0 | 0 | 0 | 0 | 0 | 0 | 0 | 0 | -88743.1518 | 0 | 0 | 0 | 0 | 0 | 0 | 0 | 0 | 0 | -256615.8482 | 0 | 0 | 0 | 0 | 0 | 0 | 0
2016-11-06 13:00 | 0 | 0 | 0 | 0 | 0 | 482539.6229 | 42.9628 | 357221 | 0 | 0 | 0 | 0 | 205359.0546 | 0 | 0 | 0 | 0 | 0 | 0 | 0 | 3104530.6585 | 0 | 0 | 0 | 0 | 0 | 0 | 0 | 0 | 0 | 0 | -88743.1518 | 0 | 0 | 0 | 0 | 0 | 0 | 0 | 0 | 0 | 214104.7376 | 0 | 0 | 0 | 0 | 0 | 0 | 0
2016-11-06 14:00 | 0 | 0 | 0 | 0 | 0 | 369979.2209 | 89736.8003 | 367391 | 0 | 0 | 0 | 0 | 294102.2064 | 0 | 0 | 0 | 0 | 0 | 0 | 0 | 3108112.5279 | 0 | 0 | 0 | 0 | 0 | 0 | 0 | 0 | 0 | 0 | 88743.1518 | 0 | 0 | 0 | 0 | 0 | 0 | 0 | 0 | 0 | 3581.8694 | 0 | 0 | 0 | 0 | 0 | 0 | 0
2016-11-06 15:00 | 0 | 0 | 0 | 0 | 0 | 0 | 440316.2053 | 373236 | 0 | 0 | 0 | 0 | 382845.3582 | 0 | 0 | 0 | 0 | 0 | 0 | 0 | 3086449.5814 | 0 | 0 | 0 | 0 | 0 | 0 | 0 | 0 | 0 | 0 | 88743.1518 | 0 | 0 | 0 | 0 | 0 | 0 | 0 | 0 | 0 | -21662.9465 | 0 | 0 | 0 | 0 | 0 | 0 | 0
2016-11-06 16:00 | 0 | 0 | 0 | 0 | 0 | 0 | 564788.2436 | 377869 | 0 | 0 | 0 | 0 | 382845.3582 | 0 | 0 | 0 | 0 | 0 | 0 | 0 | 3273368.825 | 0 | 0 | 0 | 0 | 0 | 0 | 0 | 0 | 0 | 0 | 0 | 0 | 0 | 0 | 0 | 0 | 0 | 0 | 0 | 0 | 186919.2436 | 0 | 0 | 0 | 0 | 0 | 0 | 0
2016-11-06 17:00 | 0 | 0 | 0 | 0 | 0 | 0 | 570671.71 | 381108 | 0 | 0 | 0 | 0 | 382845.3582 | 0 | 0 | 0 | 0 | 0 | 0 | 0 | 3462932.535 | 0 | 0 | 0 | 0 | 0 | 0 | 0 | 0 | 0 | 0 | 0 | 0 | 0 | 0 | 0 | 0 | 0 | 0 | 0 | 0 | 189563.71 | 0 | 0 | 0 | 0 | 0 | 0 | 0
2016-11-06 18:00 | 0 | 0 | 0 | 0 | 0 | 0 | 555596.9157 | 384402 | 0 | 0 | 0 | 0 | 294102.2064 | 0 | 0 | 0 | 0 | 0 | 0 | 0 | 3722870.6025 | 0 | 0 | 0 | 0 | 0 | 0 | 0 | 0 | 0 | 0 | -88743.1518 | 0 | 0 | 0 | 0 | 0 | 0 | 0 | 0 | 0 | 259938.0675 | 0 | 0 | 0 | 0 | 0 | 0 | 0
2016-11-06 19:00 | 0 | 0 | 0 | 0 | 0 | 0 | 553285.0449 | 386938 | 0 | 0 | 0 | 0 | 382845.3582 | 0 | 0 | 0 | 0 | 0 | 0 | 0 | 3800474.4956 | 0 | 0 | 0 | 0 | 0 | 0 | 0 | 0 | 0 | 0 | 88743.1518 | 0 | 0 | 0 | 0 | 0 | 0 | 0 | 0 | 0 | 77603.8931 | 0 | 0 | 0 | 0 | 0 | 0 | 0
2016-11-06 20:00 | 0 | 0 | 0 | 0 | 0 | 100825.962 | 568999.9204 | 390845 | 0 | 0 | 0 | 0 | 382845.3582 | 0 | 0 | 0 | 0 | 0 | 0 | 0 | 4079455.3781 | 0 | 0 | 0 | 0 | 0 | 0 | 0 | 0 | 0 | 0 | 0 | 0 | 0 | 0 | 0 | 0 | 0 | 0 | 0 | 0 | 278980.8824 | 0 | 0 | 0 | 0 | 0 | 0 | 0
2016-11-06 21:00 | 0 | 0 | 0 | 0 | 0 | 0 | 592792.9484 | 400236 | 0 | 0 | 0 | 0 | 296421.4242 | 0 | 0 | 0 | 0 | 0 | 0 | 0 | 4358436.2605 | 0 | 0 | 0 | 0 | 0 | 0 | 0 | 0 | 0 | 0 | -86423.934 | 0 | 0 | 0 | 0 | 0 | 0 | 0 | 0 | 0 | 278980.8824 | 0 | 0 | 0 | 0 | 0 | 0 | 0
2016-11-06 22:00 | 0 | 0 | 0 | 0 | 0 | 0 | 560447.2885 | 410590 | 0 | 0 | 0 | 0 | 294102.2064 | 0 | 0 | 0 | 0 | 0 | 0 | 0 | 4510612.7667 | 0 | 0 | 0 | 0 | 0 | 0 | 0 | 0 | 0 | 0 | -2319.2178 | 0 | 0 | 0 | 0 | 0 | 0 | 0 | 0 | 0 | 152176.5062 | 0 | 0 | 0 | 0 | 0 | 0 | 0
2016-11-06 23:00 | 0 | 0 | 0 | 0 | 0 | 0 | 360877.6063 | 420573 | 0 | 0 | 0 | 0 | 382845.3582 | 0 | 0 | 0 | 0 | 0 | 0 | 0 | 4362174.2212 | 0 | 0 | 0 | 0 | 0 | 0 | 0 | 0 | 0 | 0 | 88743.1518 | 0 | 0 | 0 | 0 | 0 | 0 | 0 | 0 | 0 | -148438.5455 | 0 | 0 | 0 | 0 | 0 | 0 | 0
2016-11-07 | 0 | 0 | 0 | 0 | 0 | 654807.7768 | 36751.8253 | 422553 | 0 | 0 | 0 | 0 | 382845.3582 | 0 | 0 | 0 | 0 | 0 | 0 | 0 | 4631180.8233 | 0 | 0 | 0 | 0 | 0 | 0 | 0 | 0 | 0 | 0 | 0 | 0 | 0 | 0 | 0 | 0 | 0 | 0 | 0 | 0 | 269006.6021 | 0 | 0 | 0 | 0 | 0 | 0 | 0
2016-11-07 01:00 | 0 | 0 | 0 | 0 | 0 | 49323.9658 | 0 | 417048 | 0 | 0 | 0 | 0 | 294102.2064 | 0 | 0 | 0 | 0 | 0 | 0 | 0 | 4352199.9409 | 0 | 0 | 0 | 0 | 0 | 0 | 0 | 0 | 0 | 0 | -88743.1518 | 0 | 0 | 0 | 0 | 0 | 0 | 0 | 0 | 0 | -278980.8824 | 0 | 0 | 0 | 0 | 0 | 0 | 0
2016-11-07 02:00 | 0 | 0 | 0 | 0 | 0 | 33378.9658 | 0 | 401103 | 0 | 0 | 0 | 0 | 205359.0546 | 0 | 0 | 0 | 0 | 0 | 0 | 0 | 4073219.0584 | 0 | 0 | 0 | 0 | 0 | 0 | 0 | 0 | 0 | 0 | -88743.1518 | 0 | 0 | 0 | 0 | 0 | 0 | 0 | 0 | 0 | -278980.8824 | 0 | 0 | 0 | 0 | 0 | 0 | 0
2016-11-07 03:00 | 0 | 0 | 0 | 0 | 0 | 193006.2694 | 0 | 383244 | 0 | 0 | 0 | 0 | 294102.2064 | 0 | 0 | 0 | 0 | 0 | 0 | 0 | 3794238.176 | 0 | 0 | 0 | 0 | 0 | 0 | 0 | 0 | 0 | 0 | 88743.1518 | 0 | 0 | 0 | 0 | 0 | 0 | 0 | 0 | 0 | -278980.8824 | 0 | 0 | 0 | 0 | 0 | 0 | 0
2016-11-07 04:00 | 0 | 0 | 0 | 0 | 0 | 554681.7306 | 0 | 364444 | 0 | 0 | 0 | 0 | 205359.0546 | 0 | 0 | 0 | 0 | 0 | 0 | 0 | 4073219.0584 | 0 | 0 | 0 | 0 | 0 | 0 | 0 | 0 | 0 | 0 | -88743.1518 | 0 | 0 | 0 | 0 | 0 | 0 | 0 | 0 | 0 | 278980.8824 | 0 | 0 | 0 | 0 | 0 | 0 | 0
2016-11-07 05:00 | 0 | 0 | 0 | 0 | 0 | 0 | 0 | 348335 | 0 | 0 | 0 | 0 | 116615.9029 | 0 | 0 | 0 | 0 | 0 | 0 | 0 | 3813627.2102 | 0 | 0 | 0 | 0 | 0 | 0 | 0 | 0 | 0 | 0 | -88743.1518 | 0 | 0 | 0 | 0 | 0 | 0 | 0 | 0 | 0 | -259591.8482 | 0 | 0 | 0 | 0 | 0 | 0 | 0
2016-11-07 06:00 | 0 | 0 | 0 | 0 | 0 | 567678.1122 | 0 | 336181 | 0 | 0 | 0 | 0 | 205359.0546 | 0 | 0 | 0 | 0 | 0 | 0 | 0 | 3956381.1706 | 0 | 0 | 0 | 0 | 0 | 0 | 0 | 0 | 0 | 0 | 88743.1518 | 0 | 0 | 0 | 0 | 0 | 0 | 0 | 0 | 0 | 142753.9604 | 0 | 0 | 0 | 0 | 0 | 0 | 0
2016-11-07 07:00 | 0 | 0 | 0 | 0 | 0 | 0 | 0 | 329397 | 0 | 0 | 0 | 0 | 116615.9029 | 0 | 0 | 0 | 0 | 0 | 0 | 0 | 3715727.3224 | 0 | 0 | 0 | 0 | 0 | 0 | 0 | 0 | 0 | 0 | -88743.1518 | 0 | 0 | 0 | 0 | 0 | 0 | 0 | 0 | 0 | -240653.8482 | 0 | 0 | 0 | 0 | 0 | 0 | 0
2016-11-07 08:00 | 0 | 0 | 0 | 0 | 0 | 0 | 0 | 327608 | 0 | 0 | 0 | 0 | 27872.7511 | 0 | 0 | 0 | 0 | 0 | 0 | 0 | 3476862.4742 | 0 | 0 | 0 | 0 | 0 | 0 | 0 | 0 | 0 | 0 | -88743.1518 | 0 | 0 | 0 | 0 | 0 | 0 | 0 | 0 | 0 | -238864.8482 | 0 | 0 | 0 | 0 | 0 | 0 | 0
2016-11-07 09:00 | 0 | 0 | 0 | 0 | 0 | 140809.2694 | 0 | 331047 | 0 | 0 | 0 | 0 | 116615.9029 | 0 | 0 | 0 | 0 | 0 | 0 | 0 | 3197881.5918 | 0 | 0 | 0 | 0 | 0 | 0 | 0 | 0 | 0 | 0 | 88743.1518 | 0 | 0 | 0 | 0 | 0 | 0 | 0 | 0 | 0 | -278980.8824 | 0 | 0 | 0 | 0 | 0 | 0 | 0
2016-11-07 10:00 | 0 | 0 | 0 | 0 | 0 | 155395.2694 | 0 | 345633 | 0 | 0 | 0 | 0 | 205359.0546 | 0 | 0 | 0 | 0 | 0 | 0 | 0 | 2918900.7093 | 0 | 0 | 0 | 0 | 0 | 0 | 0 | 0 | 0 | 0 | 88743.1518 | 0 | 0 | 0 | 0 | 0 | 0 | 0 | 0 | 0 | -278980.8824 | 0 | 0 | 0 | 0 | 0 | 0 | 0
2016-11-07 11:00 | 0 | 0 | 0 | 0 | 0 | 451511.9702 | 0 | 376476 | 0 | 0 | 0 | 0 | 116615.9029 | 0 | 0 | 0 | 0 | 0 | 0 | 0 | 3082679.8313 | 0 | 0 | 0 | 0 | 0 | 0 | 0 | 0 | 0 | 0 | -88743.1518 | 0 | 0 | 0 | 0 | 0 | 0 | 0 | 0 | 0 | 163779.122 | 0 | 0 | 0 | 0 | 0 | 0 | 0
2016-11-07 12:00 | 0 | 0 | 0 | 0 | 0 | 34958.9658 | 0 | 402683 | 0 | 0 | 0 | 0 | 27872.7511 | 0 | 0 | 0 | 0 | 0 | 0 | 0 | 2803698.9489 | 0 | 0 | 0 | 0 | 0 | 0 | 0 | 0 | 0 | 0 | -88743.1518 | 0 | 0 | 0 | 0 | 0 | 0 | 0 | 0 | 0 | -278980.8824 | 0 | 0 | 0 | 0 | 0 | 0 | 0
2016-11-07 13:00 | 0 | 0 | 0 | 0 | 0 | 406191.4434 | 103.4252 | 414736 | 0 | 0 | 0 | 0 | 116615.9029 | 0 | 0 | 0 | 0 | 0 | 0 | 0 | 2706514.6657 | 0 | 0 | 0 | 0 | 0 | 0 | 0 | 0 | 0 | 0 | 88743.1518 | 0 | 0 | 0 | 0 | 0 | 0 | 0 | 0 | 0 | -97184.2832 | 0 | 0 | 0 | 0 | 0 | 0 | 0
2016-11-07 14:00 | 0 | 0 | 0 | 0 | 0 | 274807.2899 | 197369.8532 | 421647 | 0 | 0 | 0 | 0 | 205359.0546 | 0 | 0 | 0 | 0 | 0 | 0 | 0 | 2668301.657 | 0 | 0 | 0 | 0 | 0 | 0 | 0 | 0 | 0 | 0 | 88743.1518 | 0 | 0 | 0 | 0 | 0 | 0 | 0 | 0 | 0 | -38213.0087 | 0 | 0 | 0 | 0 | 0 | 0 | 0
2016-11-07 15:00 | 0 | 0 | 0 | 0 | 0 | 0 | 487399.2703 | 426656 | 0 | 0 | 0 | 0 | 294102.2064 | 0 | 0 | 0 | 0 | 0 | 0 | 0 | 2640301.7755 | 0 | 0 | 0 | 0 | 0 | 0 | 0 | 0 | 0 | 0 | 88743.1518 | 0 | 0 | 0 | 0 | 0 | 0 | 0 | 0 | 0 | -27999.8815 | 0 | 0 | 0 | 0 | 0 | 0 | 0
2016-11-07 16:00 | 0 | 0 | 0 | 0 | 0 | 0 | 617846.3225 | 428919 | 0 | 0 | 0 | 0 | 205359.0546 | 0 | 0 | 0 | 0 | 0 | 0 | 0 | 2917972.2498 | 0 | 0 | 0 | 0 | 0 | 0 | 0 | 0 | 0 | 0 | -88743.1518 | 0 | 0 | 0 | 0 | 0 | 0 | 0 | 0 | 0 | 277670.4743 | 0 | 0 | 0 | 0 | 0 | 0 | 0
2016-11-07 17:00 | 0 | 0 | 0 | 0 | 0 | 0 | 636029.638 | 430687 | 0 | 0 | 0 | 0 | 131720.8102 | 0 | 0 | 0 | 0 | 0 | 0 | 0 | 3196953.1322 | 0 | 0 | 0 | 0 | 0 | 0 | 0 | 0 | 0 | 0 | -73638.2444 | 0 | 0 | 0 | 0 | 0 | 0 | 0 | 0 | 0 | 278980.8824 | 0 | 0 | 0 | 0 | 0 | 0 | 0
2016-11-07 18:00 | 0 | 0 | 0 | 0 | 0 | 0 | 620089.2118 | 432362 | 0 | 0 | 0 | 0 | 205359.0546 | 0 | 0 | 0 | 0 | 0 | 0 | 0 | 3311042.0996 | 0 | 0 | 0 | 0 | 0 | 0 | 0 | 0 | 0 | 0 | 73638.2444 | 0 | 0 | 0 | 0 | 0 | 0 | 0 | 0 | 0 | 114088.9674 | 0 | 0 | 0 | 0 | 0 | 0 | 0
2016-11-07 19:00 | 0 | 0 | 0 | 0 | 0 | 0 | 608652.0334 | 433968 | 0 | 0 | 0 | 0 | 294102.2064 | 0 | 0 | 0 | 0 | 0 | 0 | 0 | 3396982.9812 | 0 | 0 | 0 | 0 | 0 | 0 | 0 | 0 | 0 | 0 | 88743.1518 | 0 | 0 | 0 | 0 | 0 | 0 | 0 | 0 | 0 | 85940.8816 | 0 | 0 | 0 | 0 | 0 | 0 | 0
2016-11-07 20:00 | 0 | 0 | 0 | 0 | 0 | 0 | 623802.8331 | 434391 | 0 | 0 | 0 | 0 | 205359.0546 | 0 | 0 | 0 | 0 | 0 | 0 | 0 | 3675137.9661 | 0 | 0 | 0 | 0 | 0 | 0 | 0 | 0 | 0 | 0 | -88743.1518 | 0 | 0 | 0 | 0 | 0 | 0 | 0 | 0 | 0 | 278154.9849 | 0 | 0 | 0 | 0 | 0 | 0 | 0
2016-11-07 21:00 | 0 | 0 | 0 | 0 | 0 | 0 | 649012.3059 | 437060 | 0 | 0 | 0 | 0 | 294102.2064 | 0 | 0 | 0 | 0 | 0 | 0 | 0 | 3798347.1202 | 0 | 0 | 0 | 0 | 0 | 0 | 0 | 0 | 0 | 0 | 88743.1518 | 0 | 0 | 0 | 0 | 0 | 0 | 0 | 0 | 0 | 123209.1541 | 0 | 0 | 0 | 0 | 0 | 0 | 0
2016-11-07 22:00 | 0 | 0 | 0 | 0 | 0 | 0 | 614336.0108 | 448643 | 0 | 0 | 0 | 0 | 382845.3582 | 0 | 0 | 0 | 0 | 0 | 0 | 0 | 3875296.9792 | 0 | 0 | 0 | 0 | 0 | 0 | 0 | 0 | 0 | 0 | 88743.1518 | 0 | 0 | 0 | 0 | 0 | 0 | 0 | 0 | 0 | 76949.859 | 0 | 0 | 0 | 0 | 0 | 0 | 0
2016-11-07 23:00 | 0 | 0 | 0 | 0 | 0 | 0 | 389214.3708 | 460712 | 0 | 0 | 0 | 0 | 294102.2064 | 0 | 0 | 0 | 0 | 0 | 0 | 0 | 3892542.5018 | 0 | 0 | 0 | 0 | 0 | 0 | 0 | 0 | 0 | 0 | -88743.1518 | 0 | 0 | 0 | 0 | 0 | 0 | 0 | 0 | 0 | 17245.5226 | 0 | 0 | 0 | 0 | 0 | 0 | 0
2016-11-08 | 0 | 0 | 0 | 0 | 0 | 429623.7592 | 37222.6445 | 460750 | 0 | 0 | 0 | 0 | 294102.2064 | 0 | 0 | 0 | 0 | 0 | 0 | 0 | 3898638.9054 | 0 | 0 | 0 | 0 | 0 | 0 | 0 | 0 | 0 | 0 | 0 | 0 | 0 | 0 | 0 | 0 | 0 | 0 | 0 | 0 | 6096.4036 | 0 | 0 | 0 | 0 | 0 | 0 | 0
2016-11-08 01:00 | 0 | 0 | 0 | 0 | 0 | 86517.9658 | 0 | 454242 | 0 | 0 | 0 | 0 | 205359.0546 | 0 | 0 | 0 | 0 | 0 | 0 | 0 | 3619658.023 | 0 | 0 | 0 | 0 | 0 | 0 | 0 | 0 | 0 | 0 | -88743.1518 | 0 | 0 | 0 | 0 | 0 | 0 | 0 | 0 | 0 | -278980.8824 | 0 | 0 | 0 | 0 | 0 | 0 | 0
2016-11-08 02:00 | 0 | 0 | 0 | 0 | 0 | 421297.7607 | 0 | 437320 | 0 | 0 | 0 | 0 | 294102.2064 | 0 | 0 | 0 | 0 | 0 | 0 | 0 | 3514892.6319 | 0 | 0 | 0 | 0 | 0 | 0 | 0 | 0 | 0 | 0 | 88743.1518 | 0 | 0 | 0 | 0 | 0 | 0 | 0 | 0 | 0 | -104765.3911 | 0 | 0 | 0 | 0 | 0 | 0 | 0
2016-11-08 03:00 | 0 | 0 | 0 | 0 | 0 | 46826.9658 | 0 | 414551 | 0 | 0 | 0 | 0 | 205359.0546 | 0 | 0 | 0 | 0 | 0 | 0 | 0 | 3235911.7494 | 0 | 0 | 0 | 0 | 0 | 0 | 0 | 0 | 0 | 0 | -88743.1518 | 0 | 0 | 0 | 0 | 0 | 0 | 0 | 0 | 0 | -278980.8824 | 0 | 0 | 0 | 0 | 0 | 0 | 0
2016-11-08 04:00 | 0 | 0 | 0 | 0 | 0 | 400362.9275 | 0 | 390965 | 0 | 0 | 0 | 0 | 294102.2064 | 0 | 0 | 0 | 0 | 0 | 0 | 0 | 3156566.5251 | 0 | 0 | 0 | 0 | 0 | 0 | 0 | 0 | 0 | 0 | 88743.1518 | 0 | 0 | 0 | 0 | 0 | 0 | 0 | 0 | 0 | -79345.2243 | 0 | 0 | 0 | 0 | 0 | 0 | 0
2016-11-08 05:00 | 0 | 0 | 0 | 0 | 0 | 179852.2694 | 0 | 370090 | 0 | 0 | 0 | 0 | 382845.3582 | 0 | 0 | 0 | 0 | 0 | 0 | 0 | 2877585.6427 | 0 | 0 | 0 | 0 | 0 | 0 | 0 | 0 | 0 | 0 | 88743.1518 | 0 | 0 | 0 | 0 | 0 | 0 | 0 | 0 | 0 | -278980.8824 | 0 | 0 | 0 | 0 | 0 | 0 | 0
2016-11-08 06:00 | 0 | 0 | 0 | 0 | 0 | 0 | 0 | 355713 | 0 | 0 | 0 | 0 | 294102.2064 | 0 | 0 | 0 | 0 | 0 | 0 | 0 | 2610615.7945 | 0 | 0 | 0 | 0 | 0 | 0 | 0 | 0 | 0 | 0 | -88743.1518 | 0 | 0 | 0 | 0 | 0 | 0 | 0 | 0 | 0 | -266969.8482 | 0 | 0 | 0 | 0 | 0 | 0 | 0
2016-11-08 07:00 | 0 | 0 | 0 | 0 | 0 | 407254.6268 | 0 | 346507 | 0 | 0 | 0 | 0 | 382845.3582 | 0 | 0 | 0 | 0 | 0 | 0 | 0 | 2582620.2695 | 0 | 0 | 0 | 0 | 0 | 0 | 0 | 0 | 0 | 0 | 88743.1518 | 0 | 0 | 0 | 0 | 0 | 0 | 0 | 0 | 0 | -27995.525 | 0 | 0 | 0 | 0 | 0 | 0 | 0
2016-11-08 08:00 | 0 | 0 | 0 | 0 | 0 | 410915.2452 | 0 | 342579 | 0 | 0 | 0 | 0 | 294102.2064 | 0 | 0 | 0 | 0 | 0 | 0 | 0 | 2739699.6665 | 0 | 0 | 0 | 0 | 0 | 0 | 0 | 0 | 0 | 0 | -88743.1518 | 0 | 0 | 0 | 0 | 0 | 0 | 0 | 0 | 0 | 157079.397 | 0 | 0 | 0 | 0 | 0 | 0 | 0
2016-11-08 09:00 | 0 | 0 | 0 | 0 | 0 | 0 | 0 | 343730 | 0 | 0 | 0 | 0 | 205359.0546 | 0 | 0 | 0 | 0 | 0 | 0 | 0 | 2484712.8183 | 0 | 0 | 0 | 0 | 0 | 0 | 0 | 0 | 0 | 0 | -88743.1518 | 0 | 0 | 0 | 0 | 0 | 0 | 0 | 0 | 0 | -254986.8482 | 0 | 0 | 0 | 0 | 0 | 0 | 0
2016-11-08 10:00 | 0 | 0 | 0 | 0 | 0 | 420857.6118 | 0 | 356009 | 0 | 0 | 0 | 0 | 294102.2064 | 0 | 0 | 0 | 0 | 0 | 0 | 0 | 2460818.2782 | 0 | 0 | 0 | 0 | 0 | 0 | 0 | 0 | 0 | 0 | 88743.1518 | 0 | 0 | 0 | 0 | 0 | 0 | 0 | 0 | 0 | -23894.54 | 0 | 0 | 0 | 0 | 0 | 0 | 0
2016-11-08 11:00 | 0 | 0 | 0 | 0 | 0 | 421323.4477 | 0 | 382960 | 0 | 0 | 0 | 0 | 382845.3582 | 0 | 0 | 0 | 0 | 0 | 0 | 0 | 2410438.5742 | 0 | 0 | 0 | 0 | 0 | 0 | 0 | 0 | 0 | 0 | 88743.1518 | 0 | 0 | 0 | 0 | 0 | 0 | 0 | 0 | 0 | -50379.7041 | 0 | 0 | 0 | 0 | 0 | 0 | 0
2016-11-08 12:00 | 0 | 0 | 0 | 0 | 0 | 39707.9658 | 0 | 407432 | 0 | 0 | 0 | 0 | 294102.2064 | 0 | 0 | 0 | 0 | 0 | 0 | 0 | 2131457.6917 | 0 | 0 | 0 | 0 | 0 | 0 | 0 | 0 | 0 | 0 | -88743.1518 | 0 | 0 | 0 | 0 | 0 | 0 | 0 | 0 | 0 | -278980.8824 | 0 | 0 | 0 | 0 | 0 | 0 | 0
2016-11-08 13:00 | 0 | 0 | 0 | 0 | 0 | 411044.7448 | 64.2347 | 417824 | 0 | 0 | 0 | 0 | 382845.3582 | 0 | 0 | 0 | 0 | 0 | 0 | 0 | 2035999.5194 | 0 | 0 | 0 | 0 | 0 | 0 | 0 | 0 | 0 | 0 | 88743.1518 | 0 | 0 | 0 | 0 | 0 | 0 | 0 | 0 | 0 | -95458.1723 | 0 | 0 | 0 | 0 | 0 | 0 | 0
2016-11-08 14:00 | 0 | 0 | 0 | 0 | 0 | 318389.4093 | 207697.5742 | 423057 | 0 | 0 | 0 | 0 | 382845.3582 | 0 | 0 | 0 | 0 | 0 | 0 | 0 | 2139029.5029 | 0 | 0 | 0 | 0 | 0 | 0 | 0 | 0 | 0 | 0 | 0 | 0 | 0 | 0 | 0 | 0 | 0 | 0 | 0 | 0 | 103029.9835 | 0 | 0 | 0 | 0 | 0 | 0 | 0
2016-11-08 15:00 | 0 | 0 | 0 | 0 | 0 | 0 | 570645.5698 | 425691 | 0 | 0 | 0 | 0 | 294102.2064 | 0 | 0 | 0 | 0 | 0 | 0 | 0 | 2372727.2244 | 0 | 0 | 0 | 0 | 0 | 0 | 0 | 0 | 0 | 0 | -88743.1518 | 0 | 0 | 0 | 0 | 0 | 0 | 0 | 0 | 0 | 233697.7216 | 0 | 0 | 0 | 0 | 0 | 0 | 0
2016-11-08 16:00 | 0 | 0 | 0 | 0 | 0 | 0 | 684062.1544 | 426448 | 0 | 0 | 0 | 0 | 382845.3582 | 0 | 0 | 0 | 0 | 0 | 0 | 0 | 2541598.227 | 0 | 0 | 0 | 0 | 0 | 0 | 0 | 0 | 0 | 0 | 88743.1518 | 0 | 0 | 0 | 0 | 0 | 0 | 0 | 0 | 0 | 168871.0026 | 0 | 0 | 0 | 0 | 0 | 0 | 0
2016-11-08 17:00 | 0 | 0 | 0 | 0 | 0 | 0 | 669861.2995 | 426886 | 0 | 0 | 0 | 0 | 346839.7753 | 0 | 0 | 0 | 0 | 0 | 0 | 0 | 2820579.1095 | 0 | 0 | 0 | 0 | 0 | 0 | 0 | 0 | 0 | 0 | -36005.5829 | 0 | 0 | 0 | 0 | 0 | 0 | 0 | 0 | 0 | 278980.8824 | 0 | 0 | 0 | 0 | 0 | 0 | 0
2016-11-08 18:00 | 0 | 0 | 0 | 0 | 0 | 0 | 631191.0067 | 428327 | 0 | 0 | 0 | 0 | 382845.3582 | 0 | 0 | 0 | 0 | 0 | 0 | 0 | 2987437.5332 | 0 | 0 | 0 | 0 | 0 | 0 | 0 | 0 | 0 | 0 | 36005.5829 | 0 | 0 | 0 | 0 | 0 | 0 | 0 | 0 | 0 | 166858.4238 | 0 | 0 | 0 | 0 | 0 | 0 | 0
2016-11-08 19:00 | 0 | 0 | 0 | 0 | 0 | 0 | 614667.7258 | 429072 | 0 | 0 | 0 | 0 | 294102.2064 | 0 | 0 | 0 | 0 | 0 | 0 | 0 | 3261776.4108 | 0 | 0 | 0 | 0 | 0 | 0 | 0 | 0 | 0 | 0 | -88743.1518 | 0 | 0 | 0 | 0 | 0 | 0 | 0 | 0 | 0 | 274338.8776 | 0 | 0 | 0 | 0 | 0 | 0 | 0
2016-11-08 20:00 | 0 | 0 | 0 | 0 | 0 | 0 | 627585.9735 | 429520 | 0 | 0 | 0 | 0 | 285449.119 | 0 | 0 | 0 | 0 | 0 | 0 | 0 | 3468495.4717 | 0 | 0 | 0 | 0 | 0 | 0 | 0 | 0 | 0 | 0 | -8653.0874 | 0 | 0 | 0 | 0 | 0 | 0 | 0 | 0 | 0 | 206719.0609 | 0 | 0 | 0 | 0 | 0 | 0 | 0
2016-11-08 21:00 | 0 | 0 | 0 | 0 | 0 | 0 | 662738.6415 | 432640 | 0 | 0 | 0 | 0 | 374192.2708 | 0 | 0 | 0 | 0 | 0 | 0 | 0 | 3609850.9614 | 0 | 0 | 0 | 0 | 0 | 0 | 0 | 0 | 0 | 0 | 88743.1518 | 0 | 0 | 0 | 0 | 0 | 0 | 0 | 0 | 0 | 141355.4897 | 0 | 0 | 0 | 0 | 0 | 0 | 0
2016-11-08 22:00 | 0 | 0 | 0 | 0 | 0 | 0 | 644668.818 | 445778 | 0 | 0 | 0 | 0 | 294102.2064 | 0 | 0 | 0 | 0 | 0 | 0 | 0 | 3888831.8438 | 0 | 0 | 0 | 0 | 0 | 0 | 0 | 0 | 0 | 0 | -80090.0644 | 0 | 0 | 0 | 0 | 0 | 0 | 0 | 0 | 0 | 278980.8824 | 0 | 0 | 0 | 0 | 0 | 0 | 0
2016-11-08 23:00 | 0 | 0 | 0 | 0 | 0 | 0 | 396808.0115 | 457394 | 0 | 0 | 0 | 0 | 382845.3582 | 0 | 0 | 0 | 0 | 0 | 0 | 0 | 3739502.7035 | 0 | 0 | 0 | 0 | 0 | 0 | 0 | 0 | 0 | 0 | 88743.1518 | 0 | 0 | 0 | 0 | 0 | 0 | 0 | 0 | 0 | -149329.1403 | 0 | 0 | 0 | 0 | 0 | 0 | 0
2016-11-09 | 0 | 0 | 0 | 0 | 0 | 489544.5731 | 38385.4597 | 457668 | 0 | 0 | 0 | 0 | 382845.3582 | 0 | 0 | 0 | 0 | 0 | 0 | 0 | 3809764.7363 | 0 | 0 | 0 | 0 | 0 | 0 | 0 | 0 | 0 | 0 | 0 | 0 | 0 | 0 | 0 | 0 | 0 | 0 | 0 | 0 | 70262.0328 | 0 | 0 | 0 | 0 | 0 | 0 | 0
2016-11-09 01:00 | 0 | 0 | 0 | 0 | 0 | 83310.9658 | 0 | 451035 | 0 | 0 | 0 | 0 | 294102.2064 | 0 | 0 | 0 | 0 | 0 | 0 | 0 | 3530783.8539 | 0 | 0 | 0 | 0 | 0 | 0 | 0 | 0 | 0 | 0 | -88743.1518 | 0 | 0 | 0 | 0 | 0 | 0 | 0 | 0 | 0 | -278980.8824 | 0 | 0 | 0 | 0 | 0 | 0 | 0
2016-11-09 02:00 | 0 | 0 | 0 | 0 | 0 | 532730.0766 | 0 | 434243 | 0 | 0 | 0 | 0 | 382845.3582 | 0 | 0 | 0 | 0 | 0 | 0 | 0 | 3540527.7787 | 0 | 0 | 0 | 0 | 0 | 0 | 0 | 0 | 0 | 0 | 88743.1518 | 0 | 0 | 0 | 0 | 0 | 0 | 0 | 0 | 0 | 9743.9248 | 0 | 0 | 0 | 0 | 0 | 0 | 0
2016-11-09 03:00 | 0 | 0 | 0 | 0 | 0 | 521877.7916 | 0 | 410461 | 0 | 0 | 0 | 0 | 294102.2064 | 0 | 0 | 0 | 0 | 0 | 0 | 0 | 3740687.722 | 0 | 0 | 0 | 0 | 0 | 0 | 0 | 0 | 0 | 0 | -88743.1518 | 0 | 0 | 0 | 0 | 0 | 0 | 0 | 0 | 0 | 200159.9434 | 0 | 0 | 0 | 0 | 0 | 0 | 0
2016-11-09 04:00 | 0 | 0 | 0 | 0 | 0 | 20331.9658 | 0 | 388056 | 0 | 0 | 0 | 0 | 205359.0546 | 0 | 0 | 0 | 0 | 0 | 0 | 0 | 3461706.8396 | 0 | 0 | 0 | 0 | 0 | 0 | 0 | 0 | 0 | 0 | -88743.1518 | 0 | 0 | 0 | 0 | 0 | 0 | 0 | 0 | 0 | -278980.8824 | 0 | 0 | 0 | 0 | 0 | 0 | 0
2016-11-09 05:00 | 0 | 0 | 0 | 0 | 0 | 181232.2694 | 0 | 371470 | 0 | 0 | 0 | 0 | 294102.2064 | 0 | 0 | 0 | 0 | 0 | 0 | 0 | 3182725.9572 | 0 | 0 | 0 | 0 | 0 | 0 | 0 | 0 | 0 | 0 | 88743.1518 | 0 | 0 | 0 | 0 | 0 | 0 | 0 | 0 | 0 | -278980.8824 | 0 | 0 | 0 | 0 | 0 | 0 | 0
2016-11-09 06:00 | 0 | 0 | 0 | 0 | 0 | 477741.8471 | 0 | 356814 | 0 | 0 | 0 | 0 | 382845.3582 | 0 | 0 | 0 | 0 | 0 | 0 | 0 | 3214910.6525 | 0 | 0 | 0 | 0 | 0 | 0 | 0 | 0 | 0 | 0 | 88743.1518 | 0 | 0 | 0 | 0 | 0 | 0 | 0 | 0 | 0 | 32184.6953 | 0 | 0 | 0 | 0 | 0 | 0 | 0
2016-11-09 07:00 | 0 | 0 | 0 | 0 | 0 | 0 | 0 | 345056 | 0 | 0 | 0 | 0 | 294102.2064 | 0 | 0 | 0 | 0 | 0 | 0 | 0 | 2958597.8043 | 0 | 0 | 0 | 0 | 0 | 0 | 0 | 0 | 0 | 0 | -88743.1518 | 0 | 0 | 0 | 0 | 0 | 0 | 0 | 0 | 0 | -256312.8482 | 0 | 0 | 0 | 0 | 0 | 0 | 0
2016-11-09 08:00 | 0 | 0 | 0 | 0 | 0 | 0 | 0 | 338487 | 0 | 0 | 0 | 0 | 205359.0546 | 0 | 0 | 0 | 0 | 0 | 0 | 0 | 2708853.9561 | 0 | 0 | 0 | 0 | 0 | 0 | 0 | 0 | 0 | 0 | -88743.1518 | 0 | 0 | 0 | 0 | 0 | 0 | 0 | 0 | 0 | -249743.8482 | 0 | 0 | 0 | 0 | 0 | 0 | 0
2016-11-09 09:00 | 0 | 0 | 0 | 0 | 0 | 447380.6301 | 0 | 338307 | 0 | 0 | 0 | 0 | 294102.2064 | 0 | 0 | 0 | 0 | 0 | 0 | 0 | 2729184.4343 | 0 | 0 | 0 | 0 | 0 | 0 | 0 | 0 | 0 | 0 | 88743.1518 | 0 | 0 | 0 | 0 | 0 | 0 | 0 | 0 | 0 | 20330.4783 | 0 | 0 | 0 | 0 | 0 | 0 | 0
2016-11-09 10:00 | 0 | 0 | 0 | 0 | 0 | 441660.5587 | 0 | 348602 | 0 | 0 | 0 | 0 | 382845.3582 | 0 | 0 | 0 | 0 | 0 | 0 | 0 | 2733499.8412 | 0 | 0 | 0 | 0 | 0 | 0 | 0 | 0 | 0 | 0 | 88743.1518 | 0 | 0 | 0 | 0 | 0 | 0 | 0 | 0 | 0 | 4315.4069 | 0 | 0 | 0 | 0 | 0 | 0 | 0
2016-11-09 11:00 | 0 | 0 | 0 | 0 | 0 | 8107.9658 | 0 | 375832 | 0 | 0 | 0 | 0 | 294102.2064 | 0 | 0 | 0 | 0 | 0 | 0 | 0 | 2454518.9588 | 0 | 0 | 0 | 0 | 0 | 0 | 0 | 0 | 0 | 0 | -88743.1518 | 0 | 0 | 0 | 0 | 0 | 0 | 0 | 0 | 0 | -278980.8824 | 0 | 0 | 0 | 0 | 0 | 0 | 0
2016-11-09 12:00 | 0 | 0 | 0 | 0 | 0 | 33044.9658 | 0 | 400769 | 0 | 0 | 0 | 0 | 205359.0546 | 0 | 0 | 0 | 0 | 0 | 0 | 0 | 2175538.0763 | 0 | 0 | 0 | 0 | 0 | 0 | 0 | 0 | 0 | 0 | -88743.1518 | 0 | 0 | 0 | 0 | 0 | 0 | 0 | 0 | 0 | -278980.8824 | 0 | 0 | 0 | 0 | 0 | 0 | 0
2016-11-09 13:00 | 0 | 0 | 0 | 0 | 0 | 438469.6303 | 20.6431 | 413065 | 0 | 0 | 0 | 0 | 294102.2064 | 0 | 0 | 0 | 0 | 0 | 0 | 0 | 2112220.198 | 0 | 0 | 0 | 0 | 0 | 0 | 0 | 0 | 0 | 0 | 88743.1518 | 0 | 0 | 0 | 0 | 0 | 0 | 0 | 0 | 0 | -63317.8783 | 0 | 0 | 0 | 0 | 0 | 0 | 0
2016-11-09 14:00 | 0 | 0 | 0 | 0 | 0 | 332226.2877 | 218652.1574 | 421908 | 0 | 0 | 0 | 0 | 382845.3582 | 0 | 0 | 0 | 0 | 0 | 0 | 0 | 2152447.4913 | 0 | 0 | 0 | 0 | 0 | 0 | 0 | 0 | 0 | 0 | 88743.1518 | 0 | 0 | 0 | 0 | 0 | 0 | 0 | 0 | 0 | 40227.2933 | 0 | 0 | 0 | 0 | 0 | 0 | 0
2016-11-09 15:00 | 0 | 0 | 0 | 0 | 0 | 0 | 572887.9425 | 426417 | 0 | 0 | 0 | 0 | 294102.2064 | 0 | 0 | 0 | 0 | 0 | 0 | 0 | 2387661.5856 | 0 | 0 | 0 | 0 | 0 | 0 | 0 | 0 | 0 | 0 | -88743.1518 | 0 | 0 | 0 | 0 | 0 | 0 | 0 | 0 | 0 | 235214.0943 | 0 | 0 | 0 | 0 | 0 | 0 | 0
2016-11-09 16:00 | 0 | 0 | 0 | 0 | 0 | 0 | 667253.1098 | 426920 | 0 | 0 | 0 | 0 | 382845.3582 | 0 | 0 | 0 | 0 | 0 | 0 | 0 | 2539251.5436 | 0 | 0 | 0 | 0 | 0 | 0 | 0 | 0 | 0 | 0 | 88743.1518 | 0 | 0 | 0 | 0 | 0 | 0 | 0 | 0 | 0 | 151589.958 | 0 | 0 | 0 | 0 | 0 | 0 | 0
2016-11-09 17:00 | 0 | 0 | 0 | 0 | 0 | 0 | 656391.7297 | 428995 | 0 | 0 | 0 | 0 | 331261.2055 | 0 | 0 | 0 | 0 | 0 | 0 | 0 | 2818232.426 | 0 | 0 | 0 | 0 | 0 | 0 | 0 | 0 | 0 | 0 | -51584.1527 | 0 | 0 | 0 | 0 | 0 | 0 | 0 | 0 | 0 | 278980.8824 | 0 | 0 | 0 | 0 | 0 | 0 | 0
2016-11-09 18:00 | 0 | 0 | 0 | 0 | 0 | 0 | 620768.8293 | 430462 | 0 | 0 | 0 | 0 | 242587.1524 | 0 | 0 | 0 | 0 | 0 | 0 | 0 | 3097213.3085 | 0 | 0 | 0 | 0 | 0 | 0 | 0 | 0 | 0 | 0 | -88674.0531 | 0 | 0 | 0 | 0 | 0 | 0 | 0 | 0 | 0 | 278980.8824 | 0 | 0 | 0 | 0 | 0 | 0 | 0
2016-11-09 19:00 | 0 | 0 | 0 | 0 | 0 | 0 | 601303.8844 | 430710 | 0 | 0 | 0 | 0 | 153844.0006 | 0 | 0 | 0 | 0 | 0 | 0 | 0 | 3356550.3446 | 0 | 0 | 0 | 0 | 0 | 0 | 0 | 0 | 0 | 0 | -88743.1518 | 0 | 0 | 0 | 0 | 0 | 0 | 0 | 0 | 0 | 259337.0362 | 0 | 0 | 0 | 0 | 0 | 0 | 0
2016-11-09 20:00 | 0 | 0 | 0 | 0 | 0 | 0 | 609152.3083 | 430888 | 0 | 0 | 0 | 0 | 65100.8488 | 0 | 0 | 0 | 0 | 0 | 0 | 0 | 3623557.8048 | 0 | 0 | 0 | 0 | 0 | 0 | 0 | 0 | 0 | 0 | -88743.1518 | 0 | 0 | 0 | 0 | 0 | 0 | 0 | 0 | 0 | 267007.4601 | 0 | 0 | 0 | 0 | 0 | 0 | 0
2016-11-09 21:00 | 0 | 0 | 0 | 0 | 0 | 0 | 633206.9737 | 435479 | 0 | 0 | 0 | 0 | 153844.0006 | 0 | 0 | 0 | 0 | 0 | 0 | 0 | 3732542.6266 | 0 | 0 | 0 | 0 | 0 | 0 | 0 | 0 | 0 | 0 | 88743.1518 | 0 | 0 | 0 | 0 | 0 | 0 | 0 | 0 | 0 | 108984.8219 | 0 | 0 | 0 | 0 | 0 | 0 | 0
2016-11-09 22:00 | 0 | 0 | 0 | 0 | 0 | 0 | 598525.4812 | 446668 | 0 | 0 | 0 | 0 | 65100.8488 | 0 | 0 | 0 | 0 | 0 | 0 | 0 | 3973143.2596 | 0 | 0 | 0 | 0 | 0 | 0 | 0 | 0 | 0 | 0 | -88743.1518 | 0 | 0 | 0 | 0 | 0 | 0 | 0 | 0 | 0 | 240600.633 | 0 | 0 | 0 | 0 | 0 | 0 | 0
2016-11-09 23:00 | 0 | 0 | 0 | 0 | 0 | 0 | 370725.0698 | 458996 | 0 | 0 | 0 | 0 | 153844.0006 | 0 | 0 | 0 | 0 | 0 | 0 | 0 | 3796129.1776 | 0 | 0 | 0 | 0 | 0 | 0 | 0 | 0 | 0 | 0 | 88743.1518 | 0 | 0 | 0 | 0 | 0 | 0 | 0 | 0 | 0 | -177014.082 | 0 | 0 | 0 | 0 | 0 | 0 | 0
2016-11-10 | 0 | 0 | 0 | 0 | 0 | 500280.7992 | 33866.0087 | 459987 | 0 | 0 | 0 | 0 | 241500.3151 | 0 | 0 | 0 | 0 | 0 | 0 | 0 | 3782632.671 | 0 | 0 | 0 | 0 | 0 | 0 | 0 | 0 | 0 | 0 | 87656.3145 | 0 | 0 | 0 | 0 | 0 | 0 | 0 | 0 | 0 | -13496.5066 | 0 | 0 | 0 | 0 | 0 | 0 | 0
2016-11-10 01:00 | 0 | 0 | 0 | 0 | 0 | 86285.9658 | 0 | 454010 | 0 | 0 | 0 | 0 | 152757.1633 | 0 | 0 | 0 | 0 | 0 | 0 | 0 | 3503651.7886 | 0 | 0 | 0 | 0 | 0 | 0 | 0 | 0 | 0 | 0 | -88743.1518 | 0 | 0 | 0 | 0 | 0 | 0 | 0 | 0 | 0 | -278980.8824 | 0 | 0 | 0 | 0 | 0 | 0 | 0
2016-11-10 02:00 | 0 | 0 | 0 | 0 | 0 | 247529.2694 | 0 | 437767 | 0 | 0 | 0 | 0 | 241500.3151 | 0 | 0 | 0 | 0 | 0 | 0 | 0 | 3224670.9061 | 0 | 0 | 0 | 0 | 0 | 0 | 0 | 0 | 0 | 0 | 88743.1518 | 0 | 0 | 0 | 0 | 0 | 0 | 0 | 0 | 0 | -278980.8824 | 0 | 0 | 0 | 0 | 0 | 0 | 0
2016-11-10 03:00 | 0 | 0 | 0 | 0 | 0 | 605776.7306 | 0 | 415539 | 0 | 0 | 0 | 0 | 152757.1633 | 0 | 0 | 0 | 0 | 0 | 0 | 0 | 3503651.7886 | 0 | 0 | 0 | 0 | 0 | 0 | 0 | 0 | 0 | 0 | -88743.1518 | 0 | 0 | 0 | 0 | 0 | 0 | 0 | 0 | 0 | 278980.8824 | 0 | 0 | 0 | 0 | 0 | 0 | 0
2016-11-10 04:00 | 0 | 0 | 0 | 0 | 0 | 676442.4556 | 0 | 392399 | 0 | 0 | 0 | 0 | 241500.3151 | 0 | 0 | 0 | 0 | 0 | 0 | 0 | 3698952.0924 | 0 | 0 | 0 | 0 | 0 | 0 | 0 | 0 | 0 | 0 | 88743.1518 | 0 | 0 | 0 | 0 | 0 | 0 | 0 | 0 | 0 | 195300.3038 | 0 | 0 | 0 | 0 | 0 | 0 | 0
2016-11-10 05:00 | 0 | 0 | 0 | 0 | 0 | 182424.2694 | 0 | 372662 | 0 | 0 | 0 | 0 | 330243.4669 | 0 | 0 | 0 | 0 | 0 | 0 | 0 | 3419971.2099 | 0 | 0 | 0 | 0 | 0 | 0 | 0 | 0 | 0 | 0 | 88743.1518 | 0 | 0 | 0 | 0 | 0 | 0 | 0 | 0 | 0 | -278980.8824 | 0 | 0 | 0 | 0 | 0 | 0 | 0
2016-11-10 06:00 | 0 | 0 | 0 | 0 | 0 | 0 | 0 | 358277 | 0 | 0 | 0 | 0 | 241500.3151 | 0 | 0 | 0 | 0 | 0 | 0 | 0 | 3150437.3617 | 0 | 0 | 0 | 0 | 0 | 0 | 0 | 0 | 0 | 0 | -88743.1518 | 0 | 0 | 0 | 0 | 0 | 0 | 0 | 0 | 0 | -269533.8482 | 0 | 0 | 0 | 0 | 0 | 0 | 0
2016-11-10 07:00 | 0 | 0 | 0 | 0 | 0 | 159436.2694 | 0 | 349674 | 0 | 0 | 0 | 0 | 330243.4669 | 0 | 0 | 0 | 0 | 0 | 0 | 0 | 2871456.4793 | 0 | 0 | 0 | 0 | 0 | 0 | 0 | 0 | 0 | 0 | 88743.1518 | 0 | 0 | 0 | 0 | 0 | 0 | 0 | 0 | 0 | -278980.8824 | 0 | 0 | 0 | 0 | 0 | 0 | 0
2016-11-10 08:00 | 0 | 0 | 0 | 0 | 0 | 677435.7738 | 0 | 345853 | 0 | 0 | 0 | 0 | 382845.3582 | 0 | 0 | 0 | 0 | 0 | 0 | 0 | 3150437.3617 | 0 | 0 | 0 | 0 | 0 | 0 | 0 | 0 | 0 | 0 | 52601.8914 | 0 | 0 | 0 | 0 | 0 | 0 | 0 | 0 | 0 | 278980.8824 | 0 | 0 | 0 | 0 | 0 | 0 | 0
2016-11-10 09:00 | 0 | 0 | 0 | 0 | 0 | 0 | 0 | 348169 | 0 | 0 | 0 | 0 | 294102.2064 | 0 | 0 | 0 | 0 | 0 | 0 | 0 | 2891011.5135 | 0 | 0 | 0 | 0 | 0 | 0 | 0 | 0 | 0 | 0 | -88743.1518 | 0 | 0 | 0 | 0 | 0 | 0 | 0 | 0 | 0 | -259425.8482 | 0 | 0 | 0 | 0 | 0 | 0 | 0
2016-11-10 10:00 | 0 | 0 | 0 | 0 | 0 | 169838.2694 | 0 | 360076 | 0 | 0 | 0 | 0 | 382845.3582 | 0 | 0 | 0 | 0 | 0 | 0 | 0 | 2612030.6311 | 0 | 0 | 0 | 0 | 0 | 0 | 0 | 0 | 0 | 0 | 88743.1518 | 0 | 0 | 0 | 0 | 0 | 0 | 0 | 0 | 0 | -278980.8824 | 0 | 0 | 0 | 0 | 0 | 0 | 0
2016-11-10 11:00 | 0 | 0 | 0 | 0 | 0 | 580170.7306 | 0 | 389933 | 0 | 0 | 0 | 0 | 294102.2064 | 0 | 0 | 0 | 0 | 0 | 0 | 0 | 2891011.5135 | 0 | 0 | 0 | 0 | 0 | 0 | 0 | 0 | 0 | 0 | -88743.1518 | 0 | 0 | 0 | 0 | 0 | 0 | 0 | 0 | 0 | 278980.8824 | 0 | 0 | 0 | 0 | 0 | 0 | 0
2016-11-10 12:00 | 0 | 0 | 0 | 0 | 0 | 46572.9658 | 0 | 414297 | 0 | 0 | 0 | 0 | 205359.0546 | 0 | 0 | 0 | 0 | 0 | 0 | 0 | 2612030.6311 | 0 | 0 | 0 | 0 | 0 | 0 | 0 | 0 | 0 | 0 | -88743.1518 | 0 | 0 | 0 | 0 | 0 | 0 | 0 | 0 | 0 | -278980.8824 | 0 | 0 | 0 | 0 | 0 | 0 | 0
2016-11-10 13:00 | 0 | 0 | 0 | 0 | 0 | 556875.508 | 25.3585 | 422778 | 0 | 0 | 0 | 0 | 294102.2064 | 0 | 0 | 0 | 0 | 0 | 0 | 0 | 2657410.3459 | 0 | 0 | 0 | 0 | 0 | 0 | 0 | 0 | 0 | 0 | 88743.1518 | 0 | 0 | 0 | 0 | 0 | 0 | 0 | 0 | 0 | 45379.7148 | 0 | 0 | 0 | 0 | 0 | 0 | 0
2016-11-10 14:00 | 0 | 0 | 0 | 0 | 0 | 379057.485 | 169323.6484 | 424861 | 0 | 0 | 0 | 0 | 382845.3582 | 0 | 0 | 0 | 0 | 0 | 0 | 0 | 2692187.3275 | 0 | 0 | 0 | 0 | 0 | 0 | 0 | 0 | 0 | 0 | 88743.1518 | 0 | 0 | 0 | 0 | 0 | 0 | 0 | 0 | 0 | 34776.9816 | 0 | 0 | 0 | 0 | 0 | 0 | 0
2016-11-10 15:00 | 0 | 0 | 0 | 0 | 0 | 0 | 532762.0218 | 425356 | 0 | 0 | 0 | 0 | 294102.2064 | 0 | 0 | 0 | 0 | 0 | 0 | 0 | 2888336.501 | 0 | 0 | 0 | 0 | 0 | 0 | 0 | 0 | 0 | 0 | -88743.1518 | 0 | 0 | 0 | 0 | 0 | 0 | 0 | 0 | 0 | 196149.1735 | 0 | 0 | 0 | 0 | 0 | 0 | 0
2016-11-10 16:00 | 0 | 0 | 0 | 0 | 0 | 0 | 644255.436 | 424871 | 0 | 0 | 0 | 0 | 382845.3582 | 0 | 0 | 0 | 0 | 0 | 0 | 0 | 3018977.7852 | 0 | 0 | 0 | 0 | 0 | 0 | 0 | 0 | 0 | 0 | 88743.1518 | 0 | 0 | 0 | 0 | 0 | 0 | 0 | 0 | 0 | 130641.2842 | 0 | 0 | 0 | 0 | 0 | 0 | 0
2016-11-10 17:00 | 0 | 0 | 0 | 0 | 0 | 0 | 640447.3384 | 424766 | 0 | 0 | 0 | 0 | 382845.3582 | 0 | 0 | 0 | 0 | 0 | 0 | 0 | 3234659.1236 | 0 | 0 | 0 | 0 | 0 | 0 | 0 | 0 | 0 | 0 | 0 | 0 | 0 | 0 | 0 | 0 | 0 | 0 | 0 | 0 | 215681.3384 | 0 | 0 | 0 | 0 | 0 | 0 | 0
2016-11-10 18:00 | 0 | 0 | 0 | 0 | 0 | 0 | 604702.6562 | 425604 | 0 | 0 | 0 | 0 | 382845.3582 | 0 | 0 | 0 | 0 | 0 | 0 | 0 | 3413757.7798 | 0 | 0 | 0 | 0 | 0 | 0 | 0 | 0 | 0 | 0 | 0 | 0 | 0 | 0 | 0 | 0 | 0 | 0 | 0 | 0 | 179098.6562 | 0 | 0 | 0 | 0 | 0 | 0 | 0
2016-11-10 19:00 | 0 | 0 | 0 | 0 | 0 | 0 | 586835.6771 | 426796 | 0 | 0 | 0 | 0 | 294102.2064 | 0 | 0 | 0 | 0 | 0 | 0 | 0 | 3662540.6086 | 0 | 0 | 0 | 0 | 0 | 0 | 0 | 0 | 0 | 0 | -88743.1518 | 0 | 0 | 0 | 0 | 0 | 0 | 0 | 0 | 0 | 248782.8289 | 0 | 0 | 0 | 0 | 0 | 0 | 0
2016-11-10 20:00 | 0 | 0 | 0 | 0 | 0 | 0 | 597048.3027 | 427295 | 0 | 0 | 0 | 0 | 382845.3582 | 0 | 0 | 0 | 0 | 0 | 0 | 0 | 3743550.7595 | 0 | 0 | 0 | 0 | 0 | 0 | 0 | 0 | 0 | 0 | 88743.1518 | 0 | 0 | 0 | 0 | 0 | 0 | 0 | 0 | 0 | 81010.1509 | 0 | 0 | 0 | 0 | 0 | 0 | 0
2016-11-10 21:00 | 0 | 0 | 0 | 0 | 0 | 0 | 621234.1084 | 429964 | 0 | 0 | 0 | 0 | 365165.1533 | 0 | 0 | 0 | 0 | 0 | 0 | 0 | 3952501.0729 | 0 | 0 | 0 | 0 | 0 | 0 | 0 | 0 | 0 | 0 | -17680.2049 | 0 | 0 | 0 | 0 | 0 | 0 | 0 | 0 | 0 | 208950.3134 | 0 | 0 | 0 | 0 | 0 | 0 | 0
2016-11-10 22:00 | 0 | 0 | 0 | 0 | 0 | 0 | 589290.2945 | 440203 | 0 | 0 | 0 | 0 | 276422.0015 | 0 | 0 | 0 | 0 | 0 | 0 | 0 | 4190331.5192 | 0 | 0 | 0 | 0 | 0 | 0 | 0 | 0 | 0 | 0 | -88743.1518 | 0 | 0 | 0 | 0 | 0 | 0 | 0 | 0 | 0 | 237830.4463 | 0 | 0 | 0 | 0 | 0 | 0 | 0
2016-11-10 23:00 | 0 | 0 | 0 | 0 | 0 | 0 | 344795.7579 | 452413 | 0 | 0 | 0 | 0 | 365165.1533 | 0 | 0 | 0 | 0 | 0 | 0 | 0 | 3993971.1254 | 0 | 0 | 0 | 0 | 0 | 0 | 0 | 0 | 0 | 0 | 88743.1518 | 0 | 0 | 0 | 0 | 0 | 0 | 0 | 0 | 0 | -196360.3938 | 0 | 0 | 0 | 0 | 0 | 0 | 0
2016-11-11 | 0 | 0 | 0 | 0 | 0 | 635082.2133 | 26575.7223 | 453740 | 0 | 0 | 0 | 0 | 294102.2064 | 0 | 0 | 0 | 0 | 0 | 0 | 0 | 4272952.0078 | 0 | 0 | 0 | 0 | 0 | 0 | 0 | 0 | 0 | 0 | -71062.9469 | 0 | 0 | 0 | 0 | 0 | 0 | 0 | 0 | 0 | 278980.8824 | 0 | 0 | 0 | 0 | 0 | 0 | 0
2016-11-11 01:00 | 0 | 0 | 0 | 0 | 0 | 80998.9658 | 0 | 448723 | 0 | 0 | 0 | 0 | 205359.0546 | 0 | 0 | 0 | 0 | 0 | 0 | 0 | 3993971.1254 | 0 | 0 | 0 | 0 | 0 | 0 | 0 | 0 | 0 | 0 | -88743.1518 | 0 | 0 | 0 | 0 | 0 | 0 | 0 | 0 | 0 | -278980.8824 | 0 | 0 | 0 | 0 | 0 | 0 | 0
2016-11-11 02:00 | 0 | 0 | 0 | 0 | 0 | 244707.2694 | 0 | 434945 | 0 | 0 | 0 | 0 | 294102.2064 | 0 | 0 | 0 | 0 | 0 | 0 | 0 | 3714990.2429 | 0 | 0 | 0 | 0 | 0 | 0 | 0 | 0 | 0 | 0 | 88743.1518 | 0 | 0 | 0 | 0 | 0 | 0 | 0 | 0 | 0 | -278980.8824 | 0 | 0 | 0 | 0 | 0 | 0 | 0
2016-11-11 03:00 | 0 | 0 | 0 | 0 | 0 | 603994.7306 | 0 | 413757 | 0 | 0 | 0 | 0 | 205359.0546 | 0 | 0 | 0 | 0 | 0 | 0 | 0 | 3993971.1254 | 0 | 0 | 0 | 0 | 0 | 0 | 0 | 0 | 0 | 0 | -88743.1518 | 0 | 0 | 0 | 0 | 0 | 0 | 0 | 0 | 0 | 278980.8824 | 0 | 0 | 0 | 0 | 0 | 0 | 0
2016-11-11 04:00 | 0 | 0 | 0 | 0 | 0 | 201470.2694 | 0 | 391708 | 0 | 0 | 0 | 0 | 294102.2064 | 0 | 0 | 0 | 0 | 0 | 0 | 0 | 3714990.2429 | 0 | 0 | 0 | 0 | 0 | 0 | 0 | 0 | 0 | 0 | 88743.1518 | 0 | 0 | 0 | 0 | 0 | 0 | 0 | 0 | 0 | -278980.8824 | 0 | 0 | 0 | 0 | 0 | 0 | 0
2016-11-11 05:00 | 0 | 0 | 0 | 0 | 0 | 181264.2694 | 0 | 371502 | 0 | 0 | 0 | 0 | 382845.3582 | 0 | 0 | 0 | 0 | 0 | 0 | 0 | 3436009.3605 | 0 | 0 | 0 | 0 | 0 | 0 | 0 | 0 | 0 | 0 | 88743.1518 | 0 | 0 | 0 | 0 | 0 | 0 | 0 | 0 | 0 | -278980.8824 | 0 | 0 | 0 | 0 | 0 | 0 | 0
2016-11-11 06:00 | 0 | 0 | 0 | 0 | 0 | 547563.7306 | 0 | 357326 | 0 | 0 | 0 | 0 | 294102.2064 | 0 | 0 | 0 | 0 | 0 | 0 | 0 | 3714990.2429 | 0 | 0 | 0 | 0 | 0 | 0 | 0 | 0 | 0 | 0 | -88743.1518 | 0 | 0 | 0 | 0 | 0 | 0 | 0 | 0 | 0 | 278980.8824 | 0 | 0 | 0 | 0 | 0 | 0 | 0
2016-11-11 07:00 | 0 | 0 | 0 | 0 | 0 | 157451.2694 | 0 | 347689 | 0 | 0 | 0 | 0 | 382845.3582 | 0 | 0 | 0 | 0 | 0 | 0 | 0 | 3436009.3605 | 0 | 0 | 0 | 0 | 0 | 0 | 0 | 0 | 0 | 0 | 88743.1518 | 0 | 0 | 0 | 0 | 0 | 0 | 0 | 0 | 0 | -278980.8824 | 0 | 0 | 0 | 0 | 0 | 0 | 0
2016-11-11 08:00 | 0 | 0 | 0 | 0 | 0 | 64441.1176 | 0 | 343422 | 0 | 0 | 0 | 0 | 382845.3582 | 0 | 0 | 0 | 0 | 0 | 0 | 0 | 3157028.4781 | 0 | 0 | 0 | 0 | 0 | 0 | 0 | 0 | 0 | 0 | 0 | 0 | 0 | 0 | 0 | 0 | 0 | 0 | 0 | 0 | -278980.8824 | 0 | 0 | 0 | 0 | 0 | 0 | 0
2016-11-11 09:00 | 0 | 0 | 0 | 0 | 0 | 0 | 0 | 344999 | 0 | 0 | 0 | 0 | 294102.2064 | 0 | 0 | 0 | 0 | 0 | 0 | 0 | 2900772.6299 | 0 | 0 | 0 | 0 | 0 | 0 | 0 | 0 | 0 | 0 | -88743.1518 | 0 | 0 | 0 | 0 | 0 | 0 | 0 | 0 | 0 | -256255.8482 | 0 | 0 | 0 | 0 | 0 | 0 | 0
2016-11-11 10:00 | 0 | 0 | 0 | 0 | 0 | 164467.2694 | 0 | 354705 | 0 | 0 | 0 | 0 | 382845.3582 | 0 | 0 | 0 | 0 | 0 | 0 | 0 | 2621791.7474 | 0 | 0 | 0 | 0 | 0 | 0 | 0 | 0 | 0 | 0 | 88743.1518 | 0 | 0 | 0 | 0 | 0 | 0 | 0 | 0 | 0 | -278980.8824 | 0 | 0 | 0 | 0 | 0 | 0 | 0
2016-11-11 11:00 | 0 | 0 | 0 | 0 | 0 | 459618.1155 | 0 | 378884 | 0 | 0 | 0 | 0 | 294102.2064 | 0 | 0 | 0 | 0 | 0 | 0 | 0 | 2791269.0147 | 0 | 0 | 0 | 0 | 0 | 0 | 0 | 0 | 0 | 0 | -88743.1518 | 0 | 0 | 0 | 0 | 0 | 0 | 0 | 0 | 0 | 169477.2673 | 0 | 0 | 0 | 0 | 0 | 0 | 0
2016-11-11 12:00 | 0 | 0 | 0 | 0 | 0 | 34504.9658 | 0 | 402229 | 0 | 0 | 0 | 0 | 205359.0546 | 0 | 0 | 0 | 0 | 0 | 0 | 0 | 2512288.1323 | 0 | 0 | 0 | 0 | 0 | 0 | 0 | 0 | 0 | 0 | -88743.1518 | 0 | 0 | 0 | 0 | 0 | 0 | 0 | 0 | 0 | -278980.8824 | 0 | 0 | 0 | 0 | 0 | 0 | 0
2016-11-11 13:00 | 0 | 0 | 0 | 0 | 0 | 45556.4519 | 37.5139 | 413318 | 0 | 0 | 0 | 0 | 116615.9029 | 0 | 0 | 0 | 0 | 0 | 0 | 0 | 2233307.2498 | 0 | 0 | 0 | 0 | 0 | 0 | 0 | 0 | 0 | 0 | -88743.1518 | 0 | 0 | 0 | 0 | 0 | 0 | 0 | 0 | 0 | -278980.8824 | 0 | 0 | 0 | 0 | 0 | 0 | 0
2016-11-11 14:00 | 0 | 0 | 0 | 0 | 0 | 280130.8064 | 152462.1033 | 417219 | 0 | 0 | 0 | 0 | 205359.0546 | 0 | 0 | 0 | 0 | 0 | 0 | 0 | 2159938.0077 | 0 | 0 | 0 | 0 | 0 | 0 | 0 | 0 | 0 | 0 | 88743.1518 | 0 | 0 | 0 | 0 | 0 | 0 | 0 | 0 | 0 | -73369.2421 | 0 | 0 | 0 | 0 | 0 | 0 | 0
2016-11-11 15:00 | 0 | 0 | 0 | 0 | 0 | 0 | 531056.9234 | 418797 | 0 | 0 | 0 | 0 | 294102.2064 | 0 | 0 | 0 | 0 | 0 | 0 | 0 | 2183454.7793 | 0 | 0 | 0 | 0 | 0 | 0 | 0 | 0 | 0 | 0 | 88743.1518 | 0 | 0 | 0 | 0 | 0 | 0 | 0 | 0 | 0 | 23516.7716 | 0 | 0 | 0 | 0 | 0 | 0 | 0
2016-11-11 16:00 | 0 | 0 | 0 | 0 | 0 | 0 | 674433.8788 | 419146 | 0 | 0 | 0 | 0 | 270409.2028 | 0 | 0 | 0 | 0 | 0 | 0 | 0 | 2462435.6617 | 0 | 0 | 0 | 0 | 0 | 0 | 0 | 0 | 0 | 0 | -23693.0037 | 0 | 0 | 0 | 0 | 0 | 0 | 0 | 0 | 0 | 278980.8824 | 0 | 0 | 0 | 0 | 0 | 0 | 0
2016-11-11 17:00 | 0 | 0 | 0 | 0 | 0 | 0 | 665739.8069 | 418334 | 0 | 0 | 0 | 0 | 359152.3546 | 0 | 0 | 0 | 0 | 0 | 0 | 0 | 2621098.3169 | 0 | 0 | 0 | 0 | 0 | 0 | 0 | 0 | 0 | 0 | 88743.1518 | 0 | 0 | 0 | 0 | 0 | 0 | 0 | 0 | 0 | 158662.6551 | 0 | 0 | 0 | 0 | 0 | 0 | 0
2016-11-11 18:00 | 0 | 0 | 0 | 0 | 0 | 0 | 624632.2756 | 418496 | 0 | 0 | 0 | 0 | 286307.7478 | 0 | 0 | 0 | 0 | 0 | 0 | 0 | 2900079.1993 | 0 | 0 | 0 | 0 | 0 | 0 | 0 | 0 | 0 | 0 | -72844.6068 | 0 | 0 | 0 | 0 | 0 | 0 | 0 | 0 | 0 | 278980.8824 | 0 | 0 | 0 | 0 | 0 | 0 | 0
2016-11-11 19:00 | 0 | 0 | 0 | 0 | 0 | 0 | 606583.6098 | 418696 | 0 | 0 | 0 | 0 | 281095.9311 | 0 | 0 | 0 | 0 | 0 | 0 | 0 | 3093178.6258 | 0 | 0 | 0 | 0 | 0 | 0 | 0 | 0 | 0 | 0 | -5211.8166 | 0 | 0 | 0 | 0 | 0 | 0 | 0 | 0 | 0 | 193099.4265 | 0 | 0 | 0 | 0 | 0 | 0 | 0
2016-11-11 20:00 | 0 | 0 | 0 | 0 | 0 | 0 | 621725.0059 | 418481 | 0 | 0 | 0 | 0 | 205359.0546 | 0 | 0 | 0 | 0 | 0 | 0 | 0 | 3372159.5082 | 0 | 0 | 0 | 0 | 0 | 0 | 0 | 0 | 0 | 0 | -75736.8765 | 0 | 0 | 0 | 0 | 0 | 0 | 0 | 0 | 0 | 278980.8824 | 0 | 0 | 0 | 0 | 0 | 0 | 0
2016-11-11 21:00 | 0 | 0 | 0 | 0 | 0 | 0 | 650755.6653 | 421340 | 0 | 0 | 0 | 0 | 294102.2064 | 0 | 0 | 0 | 0 | 0 | 0 | 0 | 3512832.0217 | 0 | 0 | 0 | 0 | 0 | 0 | 0 | 0 | 0 | 0 | 88743.1518 | 0 | 0 | 0 | 0 | 0 | 0 | 0 | 0 | 0 | 140672.5135 | 0 | 0 | 0 | 0 | 0 | 0 | 0
2016-11-11 22:00 | 0 | 0 | 0 | 0 | 0 | 0 | 611150.3409 | 431879 | 0 | 0 | 0 | 0 | 382845.3582 | 0 | 0 | 0 | 0 | 0 | 0 | 0 | 3603360.2108 | 0 | 0 | 0 | 0 | 0 | 0 | 0 | 0 | 0 | 0 | 88743.1518 | 0 | 0 | 0 | 0 | 0 | 0 | 0 | 0 | 0 | 90528.1891 | 0 | 0 | 0 | 0 | 0 | 0 | 0
2016-11-11 23:00 | 0 | 0 | 0 | 0 | 0 | 0 | 332451.7054 | 440688 | 0 | 0 | 0 | 0 | 294102.2064 | 0 | 0 | 0 | 0 | 0 | 0 | 0 | 3583867.068 | 0 | 0 | 0 | 0 | 0 | 0 | 0 | 0 | 0 | 0 | -88743.1518 | 0 | 0 | 0 | 0 | 0 | 0 | 0 | 0 | 0 | -19493.1428 | 0 | 0 | 0 | 0 | 0 | 0 | 0
2016-11-12 | 0 | 0 | 0 | 0 | 0 | 544751.9835 | 22647.5257 | 439461 | 0 | 0 | 0 | 0 | 294102.2064 | 0 | 0 | 0 | 0 | 0 | 0 | 0 | 3711805.5772 | 0 | 0 | 0 | 0 | 0 | 0 | 0 | 0 | 0 | 0 | 0 | 0 | 0 | 0 | 0 | 0 | 0 | 0 | 0 | 0 | 127938.5092 | 0 | 0 | 0 | 0 | 0 | 0 | 0
2016-11-12 01:00 | 0 | 0 | 0 | 0 | 0 | 65692.9658 | 0 | 433417 | 0 | 0 | 0 | 0 | 205359.0546 | 0 | 0 | 0 | 0 | 0 | 0 | 0 | 3432824.6947 | 0 | 0 | 0 | 0 | 0 | 0 | 0 | 0 | 0 | 0 | -88743.1518 | 0 | 0 | 0 | 0 | 0 | 0 | 0 | 0 | 0 | -278980.8824 | 0 | 0 | 0 | 0 | 0 | 0 | 0
2016-11-12 02:00 | 0 | 0 | 0 | 0 | 0 | 598877.9461 | 0 | 420648 | 0 | 0 | 0 | 0 | 294102.2064 | 0 | 0 | 0 | 0 | 0 | 0 | 0 | 3522311.489 | 0 | 0 | 0 | 0 | 0 | 0 | 0 | 0 | 0 | 0 | 88743.1518 | 0 | 0 | 0 | 0 | 0 | 0 | 0 | 0 | 0 | 89486.7943 | 0 | 0 | 0 | 0 | 0 | 0 | 0
2016-11-12 03:00 | 0 | 0 | 0 | 0 | 0 | 36167.9658 | 0 | 403892 | 0 | 0 | 0 | 0 | 205359.0546 | 0 | 0 | 0 | 0 | 0 | 0 | 0 | 3243330.6066 | 0 | 0 | 0 | 0 | 0 | 0 | 0 | 0 | 0 | 0 | -88743.1518 | 0 | 0 | 0 | 0 | 0 | 0 | 0 | 0 | 0 | -278980.8824 | 0 | 0 | 0 | 0 | 0 | 0 | 0
2016-11-12 04:00 | 0 | 0 | 0 | 0 | 0 | 195099.2694 | 0 | 385337 | 0 | 0 | 0 | 0 | 294102.2064 | 0 | 0 | 0 | 0 | 0 | 0 | 0 | 2964349.7241 | 0 | 0 | 0 | 0 | 0 | 0 | 0 | 0 | 0 | 0 | 88743.1518 | 0 | 0 | 0 | 0 | 0 | 0 | 0 | 0 | 0 | -278980.8824 | 0 | 0 | 0 | 0 | 0 | 0 | 0
2016-11-12 05:00 | 0 | 0 | 0 | 0 | 0 | 598446.3666 | 0 | 367248 | 0 | 0 | 0 | 0 | 382845.3582 | 0 | 0 | 0 | 0 | 0 | 0 | 0 | 3106804.9389 | 0 | 0 | 0 | 0 | 0 | 0 | 0 | 0 | 0 | 0 | 88743.1518 | 0 | 0 | 0 | 0 | 0 | 0 | 0 | 0 | 0 | 142455.2148 | 0 | 0 | 0 | 0 | 0 | 0 | 0
2016-11-12 06:00 | 0 | 0 | 0 | 0 | 0 | 0 | 0 | 353155 | 0 | 0 | 0 | 0 | 294102.2064 | 0 | 0 | 0 | 0 | 0 | 0 | 0 | 2842393.0907 | 0 | 0 | 0 | 0 | 0 | 0 | 0 | 0 | 0 | 0 | -88743.1518 | 0 | 0 | 0 | 0 | 0 | 0 | 0 | 0 | 0 | -264411.8482 | 0 | 0 | 0 | 0 | 0 | 0 | 0
2016-11-12 07:00 | 0 | 0 | 0 | 0 | 0 | 154590.2694 | 0 | 344828 | 0 | 0 | 0 | 0 | 382845.3582 | 0 | 0 | 0 | 0 | 0 | 0 | 0 | 2563412.2083 | 0 | 0 | 0 | 0 | 0 | 0 | 0 | 0 | 0 | 0 | 88743.1518 | 0 | 0 | 0 | 0 | 0 | 0 | 0 | 0 | 0 | -278980.8824 | 0 | 0 | 0 | 0 | 0 | 0 | 0
2016-11-12 08:00 | 0 | 0 | 0 | 0 | 0 | 530748.7306 | 0 | 340511 | 0 | 0 | 0 | 0 | 294102.2064 | 0 | 0 | 0 | 0 | 0 | 0 | 0 | 2842393.0907 | 0 | 0 | 0 | 0 | 0 | 0 | 0 | 0 | 0 | 0 | -88743.1518 | 0 | 0 | 0 | 0 | 0 | 0 | 0 | 0 | 0 | 278980.8824 | 0 | 0 | 0 | 0 | 0 | 0 | 0
2016-11-12 09:00 | 0 | 0 | 0 | 0 | 0 | 0 | 0 | 340583 | 0 | 0 | 0 | 0 | 205359.0546 | 0 | 0 | 0 | 0 | 0 | 0 | 0 | 2590553.2425 | 0 | 0 | 0 | 0 | 0 | 0 | 0 | 0 | 0 | 0 | -88743.1518 | 0 | 0 | 0 | 0 | 0 | 0 | 0 | 0 | 0 | -251839.8482 | 0 | 0 | 0 | 0 | 0 | 0 | 0
2016-11-12 10:00 | 0 | 0 | 0 | 0 | 0 | 566783.1028 | 0 | 345289 | 0 | 0 | 0 | 0 | 294102.2064 | 0 | 0 | 0 | 0 | 0 | 0 | 0 | 2723304.1936 | 0 | 0 | 0 | 0 | 0 | 0 | 0 | 0 | 0 | 0 | 88743.1518 | 0 | 0 | 0 | 0 | 0 | 0 | 0 | 0 | 0 | 132750.951 | 0 | 0 | 0 | 0 | 0 | 0 | 0
2016-11-12 11:00 | 0 | 0 | 0 | 0 | 0 | 0 | 0 | 355373 | 0 | 0 | 0 | 0 | 217710.0889 | 0 | 0 | 0 | 0 | 0 | 0 | 0 | 2444323.3111 | 0 | 0 | 0 | 0 | 0 | 0 | 0 | 0 | 0 | 0 | -76392.1176 | 0 | 0 | 0 | 0 | 0 | 0 | 0 | 0 | 0 | -278980.8824 | 0 | 0 | 0 | 0 | 0 | 0 | 0
2016-11-12 12:00 | 0 | 0 | 0 | 0 | 0 | 671.9658 | 0 | 368396 | 0 | 0 | 0 | 0 | 128966.9371 | 0 | 0 | 0 | 0 | 0 | 0 | 0 | 2165342.4287 | 0 | 0 | 0 | 0 | 0 | 0 | 0 | 0 | 0 | 0 | -88743.1518 | 0 | 0 | 0 | 0 | 0 | 0 | 0 | 0 | 0 | -278980.8824 | 0 | 0 | 0 | 0 | 0 | 0 | 0
2016-11-12 13:00 | 0 | 0 | 0 | 0 | 0 | 522924.1692 | 45.5825 | 381390 | 0 | 0 | 0 | 0 | 40223.7853 | 0 | 0 | 0 | 0 | 0 | 0 | 0 | 2395665.3322 | 0 | 0 | 0 | 0 | 0 | 0 | 0 | 0 | 0 | 0 | -88743.1518 | 0 | 0 | 0 | 0 | 0 | 0 | 0 | 0 | 0 | 230322.9035 | 0 | 0 | 0 | 0 | 0 | 0 | 0
2016-11-12 14:00 | 0 | 0 | 0 | 0 | 0 | 414834.7699 | 196108.4445 | 389712 | 0 | 0 | 0 | 0 | 128966.9371 | 0 | 0 | 0 | 0 | 0 | 0 | 0 | 2528153.3949 | 0 | 0 | 0 | 0 | 0 | 0 | 0 | 0 | 0 | 0 | 88743.1518 | 0 | 0 | 0 | 0 | 0 | 0 | 0 | 0 | 0 | 132488.0626 | 0 | 0 | 0 | 0 | 0 | 0 | 0
2016-11-12 15:00 | 0 | 0 | 0 | 0 | 0 | 0 | 458814.1334 | 392801 | 0 | 0 | 0 | 0 | 217710.0889 | 0 | 0 | 0 | 0 | 0 | 0 | 0 | 2505423.3765 | 0 | 0 | 0 | 0 | 0 | 0 | 0 | 0 | 0 | 0 | 88743.1518 | 0 | 0 | 0 | 0 | 0 | 0 | 0 | 0 | 0 | -22730.0184 | 0 | 0 | 0 | 0 | 0 | 0 | 0
2016-11-12 16:00 | 0 | 0 | 0 | 0 | 0 | 0 | 563528.7159 | 393111 | 0 | 0 | 0 | 0 | 306453.2407 | 0 | 0 | 0 | 0 | 0 | 0 | 0 | 2587097.9405 | 0 | 0 | 0 | 0 | 0 | 0 | 0 | 0 | 0 | 0 | 88743.1518 | 0 | 0 | 0 | 0 | 0 | 0 | 0 | 0 | 0 | 81674.5641 | 0 | 0 | 0 | 0 | 0 | 0 | 0
2016-11-12 17:00 | 0 | 0 | 0 | 0 | 0 | 0 | 571568.6943 | 391081 | 0 | 0 | 0 | 0 | 217710.0889 | 0 | 0 | 0 | 0 | 0 | 0 | 0 | 2856328.7867 | 0 | 0 | 0 | 0 | 0 | 0 | 0 | 0 | 0 | 0 | -88743.1518 | 0 | 0 | 0 | 0 | 0 | 0 | 0 | 0 | 0 | 269230.8461 | 0 | 0 | 0 | 0 | 0 | 0 | 0
2016-11-12 18:00 | 0 | 0 | 0 | 0 | 0 | 0 | 558934.8469 | 388594 | 0 | 0 | 0 | 0 | 128966.9371 | 0 | 0 | 0 | 0 | 0 | 0 | 0 | 3115412.7854 | 0 | 0 | 0 | 0 | 0 | 0 | 0 | 0 | 0 | 0 | -88743.1518 | 0 | 0 | 0 | 0 | 0 | 0 | 0 | 0 | 0 | 259083.9987 | 0 | 0 | 0 | 0 | 0 | 0 | 0
2016-11-12 19:00 | 0 | 0 | 0 | 0 | 0 | 0 | 552755.0722 | 386795 | 0 | 0 | 0 | 0 | 177486.3036 | 0 | 0 | 0 | 0 | 0 | 0 | 0 | 3232853.4911 | 0 | 0 | 0 | 0 | 0 | 0 | 0 | 0 | 0 | 0 | 48519.3665 | 0 | 0 | 0 | 0 | 0 | 0 | 0 | 0 | 0 | 117440.7056 | 0 | 0 | 0 | 0 | 0 | 0 | 0
2016-11-12 20:00 | 0 | 0 | 0 | 0 | 0 | 0 | 566138.4135 | 387364 | 0 | 0 | 0 | 0 | 88743.1518 | 0 | 0 | 0 | 0 | 0 | 0 | 0 | 3500371.0563 | 0 | 0 | 0 | 0 | 0 | 0 | 0 | 0 | 0 | 0 | -88743.1518 | 0 | 0 | 0 | 0 | 0 | 0 | 0 | 0 | 0 | 267517.5653 | 0 | 0 | 0 | 0 | 0 | 0 | 0
2016-11-12 21:00 | 0 | 0 | 0 | 0 | 0 | 0 | 581268.8614 | 392396 | 0 | 0 | 0 | 0 | 0 | 0 | 0 | 0 | 0 | 0 | 0 | 0 | 3777987.0695 | 0 | 0 | 0 | 0 | 0 | 0 | 0 | 0 | 0 | 0 | -88743.1518 | 0 | 0 | 0 | 0 | 0 | 0 | 0 | 0 | 0 | 277616.0132 | 0 | 0 | 0 | 0 | 0 | 0 | 0
2016-11-12 22:00 | 0 | 0 | 0 | 0 | 0 | 0 | 534116.7478 | 406035 | 0 | 0 | 0 | 0 | 0 | 0 | 0 | 0 | 0 | 0 | 0 | 0 | 3906068.8172 | 0 | 0 | 0 | 0 | 0 | 0 | 0 | 0 | 0 | 0 | 0 | 0 | 0 | 0 | 0 | 0 | 0 | 0 | 0 | 0 | 128081.7478 | 0 | 0 | 0 | 0 | 0 | 0 | 0
2016-11-12 23:00 | 0 | 0 | 0 | 0 | 0 | 0 | 271053.978 | 419527 | 0 | 0 | 0 | 0 | 88743.1518 | 0 | 0 | 0 | 0 | 0 | 0 | 0 | 3668852.6435 | 0 | 0 | 0 | 0 | 0 | 0 | 0 | 0 | 0 | 0 | 88743.1518 | 0 | 0 | 0 | 0 | 0 | 0 | 0 | 0 | 0 | -237216.1738 | 0 | 0 | 0 | 0 | 0 | 0 | 0
2016-11-13 | 0 | 0 | 0 | 0 | 0 | 211971.3343 | 20385.935 | 422595 | 0 | 0 | 0 | 0 | 177486.3036 | 0 | 0 | 0 | 0 | 0 | 0 | 0 | 3389871.761 | 0 | 0 | 0 | 0 | 0 | 0 | 0 | 0 | 0 | 0 | 88743.1518 | 0 | 0 | 0 | 0 | 0 | 0 | 0 | 0 | 0 | -278980.8824 | 0 | 0 | 0 | 0 | 0 | 0 | 0
2016-11-13 01:00 | 0 | 0 | 0 | 0 | 0 | 230819.2694 | 0 | 421057 | 0 | 0 | 0 | 0 | 266229.4554 | 0 | 0 | 0 | 0 | 0 | 0 | 0 | 3110890.8786 | 0 | 0 | 0 | 0 | 0 | 0 | 0 | 0 | 0 | 0 | 88743.1518 | 0 | 0 | 0 | 0 | 0 | 0 | 0 | 0 | 0 | -278980.8824 | 0 | 0 | 0 | 0 | 0 | 0 | 0
2016-11-13 02:00 | 0 | 0 | 0 | 0 | 0 | 602225.7306 | 0 | 411988 | 0 | 0 | 0 | 0 | 177486.3036 | 0 | 0 | 0 | 0 | 0 | 0 | 0 | 3389871.761 | 0 | 0 | 0 | 0 | 0 | 0 | 0 | 0 | 0 | 0 | -88743.1518 | 0 | 0 | 0 | 0 | 0 | 0 | 0 | 0 | 0 | 278980.8824 | 0 | 0 | 0 | 0 | 0 | 0 | 0
2016-11-13 03:00 | 0 | 0 | 0 | 0 | 0 | 588563.7306 | 0 | 398326 | 0 | 0 | 0 | 0 | 88743.1518 | 0 | 0 | 0 | 0 | 0 | 0 | 0 | 3668852.6435 | 0 | 0 | 0 | 0 | 0 | 0 | 0 | 0 | 0 | 0 | -88743.1518 | 0 | 0 | 0 | 0 | 0 | 0 | 0 | 0 | 0 | 278980.8824 | 0 | 0 | 0 | 0 | 0 | 0 | 0
2016-11-13 04:00 | 0 | 0 | 0 | 0 | 0 | 192596.2694 | 0 | 382834 | 0 | 0 | 0 | 0 | 177486.3036 | 0 | 0 | 0 | 0 | 0 | 0 | 0 | 3389871.761 | 0 | 0 | 0 | 0 | 0 | 0 | 0 | 0 | 0 | 0 | 88743.1518 | 0 | 0 | 0 | 0 | 0 | 0 | 0 | 0 | 0 | -278980.8824 | 0 | 0 | 0 | 0 | 0 | 0 | 0
2016-11-13 05:00 | 0 | 0 | 0 | 0 | 0 | 177380.2694 | 0 | 367618 | 0 | 0 | 0 | 0 | 266229.4554 | 0 | 0 | 0 | 0 | 0 | 0 | 0 | 3110890.8786 | 0 | 0 | 0 | 0 | 0 | 0 | 0 | 0 | 0 | 0 | 88743.1518 | 0 | 0 | 0 | 0 | 0 | 0 | 0 | 0 | 0 | -278980.8824 | 0 | 0 | 0 | 0 | 0 | 0 | 0
2016-11-13 06:00 | 0 | 0 | 0 | 0 | 0 | 546147.7306 | 0 | 355910 | 0 | 0 | 0 | 0 | 177486.3036 | 0 | 0 | 0 | 0 | 0 | 0 | 0 | 3389871.761 | 0 | 0 | 0 | 0 | 0 | 0 | 0 | 0 | 0 | 0 | -88743.1518 | 0 | 0 | 0 | 0 | 0 | 0 | 0 | 0 | 0 | 278980.8824 | 0 | 0 | 0 | 0 | 0 | 0 | 0
2016-11-13 07:00 | 0 | 0 | 0 | 0 | 0 | 158475.2694 | 0 | 348713 | 0 | 0 | 0 | 0 | 266229.4554 | 0 | 0 | 0 | 0 | 0 | 0 | 0 | 3110890.8786 | 0 | 0 | 0 | 0 | 0 | 0 | 0 | 0 | 0 | 0 | 88743.1518 | 0 | 0 | 0 | 0 | 0 | 0 | 0 | 0 | 0 | -278980.8824 | 0 | 0 | 0 | 0 | 0 | 0 | 0
2016-11-13 08:00 | 0 | 0 | 0 | 0 | 0 | 0 | 0 | 343481 | 0 | 0 | 0 | 0 | 201729.3378 | 0 | 0 | 0 | 0 | 0 | 0 | 0 | 2831909.9962 | 0 | 0 | 0 | 0 | 0 | 0 | 0 | 0 | 0 | 0 | -64500.1176 | 0 | 0 | 0 | 0 | 0 | 0 | 0 | 0 | 0 | -278980.8824 | 0 | 0 | 0 | 0 | 0 | 0 | 0
2016-11-13 09:00 | 0 | 0 | 0 | 0 | 0 | 0 | 0 | 342102 | 0 | 0 | 0 | 0 | 112986.186 | 0 | 0 | 0 | 0 | 0 | 0 | 0 | 2578551.148 | 0 | 0 | 0 | 0 | 0 | 0 | 0 | 0 | 0 | 0 | -88743.1518 | 0 | 0 | 0 | 0 | 0 | 0 | 0 | 0 | 0 | -253358.8482 | 0 | 0 | 0 | 0 | 0 | 0 | 0
2016-11-13 10:00 | 0 | 0 | 0 | 0 | 0 | 156094.2694 | 0 | 346332 | 0 | 0 | 0 | 0 | 201729.3378 | 0 | 0 | 0 | 0 | 0 | 0 | 0 | 2299570.2655 | 0 | 0 | 0 | 0 | 0 | 0 | 0 | 0 | 0 | 0 | 88743.1518 | 0 | 0 | 0 | 0 | 0 | 0 | 0 | 0 | 0 | -278980.8824 | 0 | 0 | 0 | 0 | 0 | 0 | 0
2016-11-13 11:00 | 0 | 0 | 0 | 0 | 0 | 0 | 0 | 354510 | 0 | 0 | 0 | 0 | 126200.2203 | 0 | 0 | 0 | 0 | 0 | 0 | 0 | 2020589.3831 | 0 | 0 | 0 | 0 | 0 | 0 | 0 | 0 | 0 | 0 | -75529.1176 | 0 | 0 | 0 | 0 | 0 | 0 | 0 | 0 | 0 | -278980.8824 | 0 | 0 | 0 | 0 | 0 | 0 | 0
2016-11-13 12:00 | 0 | 0 | 0 | 0 | 0 | 0 | 0 | 365072 | 0 | 0 | 0 | 0 | 37457.0685 | 0 | 0 | 0 | 0 | 0 | 0 | 0 | 1744260.5349 | 0 | 0 | 0 | 0 | 0 | 0 | 0 | 0 | 0 | 0 | -88743.1518 | 0 | 0 | 0 | 0 | 0 | 0 | 0 | 0 | 0 | -276328.8482 | 0 | 0 | 0 | 0 | 0 | 0 | 0
2016-11-13 13:00 | 0 | 0 | 0 | 0 | 0 | 185080.0608 | 35.2086 | 375353 | 0 | 0 | 0 | 0 | 126200.2203 | 0 | 0 | 0 | 0 | 0 | 0 | 0 | 1465279.6524 | 0 | 0 | 0 | 0 | 0 | 0 | 0 | 0 | 0 | 0 | 88743.1518 | 0 | 0 | 0 | 0 | 0 | 0 | 0 | 0 | 0 | -278980.8824 | 0 | 0 | 0 | 0 | 0 | 0 | 0
2016-11-13 14:00 | 0 | 0 | 0 | 0 | 0 | 503907.9651 | 178970.7532 | 381539 | 0 | 0 | 0 | 0 | 214943.3721 | 0 | 0 | 0 | 0 | 0 | 0 | 0 | 1677876.2189 | 0 | 0 | 0 | 0 | 0 | 0 | 0 | 0 | 0 | 0 | 88743.1518 | 0 | 0 | 0 | 0 | 0 | 0 | 0 | 0 | 0 | 212596.5665 | 0 | 0 | 0 | 0 | 0 | 0 | 0
2016-11-13 15:00 | 0 | 0 | 0 | 0 | 0 | 0 | 523142.5158 | 382161 | 0 | 0 | 0 | 0 | 294102.2064 | 0 | 0 | 0 | 0 | 0 | 0 | 0 | 1739698.9004 | 0 | 0 | 0 | 0 | 0 | 0 | 0 | 0 | 0 | 0 | 79158.8344 | 0 | 0 | 0 | 0 | 0 | 0 | 0 | 0 | 0 | 61822.6815 | 0 | 0 | 0 | 0 | 0 | 0 | 0
2016-11-13 16:00 | 0 | 0 | 0 | 0 | 0 | 0 | 647111.3766 | 381553 | 0 | 0 | 0 | 0 | 382845.3582 | 0 | 0 | 0 | 0 | 0 | 0 | 0 | 1916514.1252 | 0 | 0 | 0 | 0 | 0 | 0 | 0 | 0 | 0 | 0 | 88743.1518 | 0 | 0 | 0 | 0 | 0 | 0 | 0 | 0 | 0 | 176815.2248 | 0 | 0 | 0 | 0 | 0 | 0 | 0
2016-11-13 17:00 | 0 | 0 | 0 | 0 | 0 | 0 | 639639.7608 | 381489 | 0 | 0 | 0 | 0 | 362015.2366 | 0 | 0 | 0 | 0 | 0 | 0 | 0 | 2195495.0076 | 0 | 0 | 0 | 0 | 0 | 0 | 0 | 0 | 0 | 0 | -20830.1217 | 0 | 0 | 0 | 0 | 0 | 0 | 0 | 0 | 0 | 278980.8824 | 0 | 0 | 0 | 0 | 0 | 0 | 0
2016-11-13 18:00 | 0 | 0 | 0 | 0 | 0 | 0 | 605698.4267 | 381742 | 0 | 0 | 0 | 0 | 382845.3582 | 0 | 0 | 0 | 0 | 0 | 0 | 0 | 2398621.3127 | 0 | 0 | 0 | 0 | 0 | 0 | 0 | 0 | 0 | 0 | 20830.1217 | 0 | 0 | 0 | 0 | 0 | 0 | 0 | 0 | 0 | 203126.305 | 0 | 0 | 0 | 0 | 0 | 0 | 0
2016-11-13 19:00 | 0 | 0 | 0 | 0 | 0 | 0 | 592581.4644 | 382484 | 0 | 0 | 0 | 0 | 313961.9402 | 0 | 0 | 0 | 0 | 0 | 0 | 0 | 2677602.1951 | 0 | 0 | 0 | 0 | 0 | 0 | 0 | 0 | 0 | 0 | -68883.4181 | 0 | 0 | 0 | 0 | 0 | 0 | 0 | 0 | 0 | 278980.8824 | 0 | 0 | 0 | 0 | 0 | 0 | 0
2016-11-13 20:00 | 0 | 0 | 0 | 0 | 0 | 0 | 611254.0794 | 384574 | 0 | 0 | 0 | 0 | 261661.1371 | 0 | 0 | 0 | 0 | 0 | 0 | 0 | 2956583.0776 | 0 | 0 | 0 | 0 | 0 | 0 | 0 | 0 | 0 | 0 | -52300.8031 | 0 | 0 | 0 | 0 | 0 | 0 | 0 | 0 | 0 | 278980.8824 | 0 | 0 | 0 | 0 | 0 | 0 | 0
2016-11-13 21:00 | 0 | 0 | 0 | 0 | 0 | 0 | 642003.0361 | 391806 | 0 | 0 | 0 | 0 | 350404.2889 | 0 | 0 | 0 | 0 | 0 | 0 | 0 | 3118036.9619 | 0 | 0 | 0 | 0 | 0 | 0 | 0 | 0 | 0 | 0 | 88743.1518 | 0 | 0 | 0 | 0 | 0 | 0 | 0 | 0 | 0 | 161453.8843 | 0 | 0 | 0 | 0 | 0 | 0 | 0
2016-11-13 22:00 | 0 | 0 | 0 | 0 | 0 | 0 | 606203.6266 | 408986 | 0 | 0 | 0 | 0 | 268641.0331 | 0 | 0 | 0 | 0 | 0 | 0 | 0 | 3397017.8444 | 0 | 0 | 0 | 0 | 0 | 0 | 0 | 0 | 0 | 0 | -81763.2558 | 0 | 0 | 0 | 0 | 0 | 0 | 0 | 0 | 0 | 278980.8824 | 0 | 0 | 0 | 0 | 0 | 0 | 0
2016-11-13 23:00 | 0 | 0 | 0 | 0 | 0 | 0 | 332121.0519 | 426882 | 0 | 0 | 0 | 0 | 357384.1849 | 0 | 0 | 0 | 0 | 0 | 0 | 0 | 3213513.7445 | 0 | 0 | 0 | 0 | 0 | 0 | 0 | 0 | 0 | 0 | 88743.1518 | 0 | 0 | 0 | 0 | 0 | 0 | 0 | 0 | 0 | -183504.0999 | 0 | 0 | 0 | 0 | 0 | 0 | 0
2016-11-14 | 0 | 0 | 0 | 0 | 0 | 623682.6537 | 22969.2503 | 430953 | 0 | 0 | 0 | 0 | 294102.2064 | 0 | 0 | 0 | 0 | 0 | 0 | 0 | 3492494.6269 | 0 | 0 | 0 | 0 | 0 | 0 | 0 | 0 | 0 | 0 | -63281.9785 | 0 | 0 | 0 | 0 | 0 | 0 | 0 | 0 | 0 | 278980.8824 | 0 | 0 | 0 | 0 | 0 | 0 | 0
2016-11-14 01:00 | 0 | 0 | 0 | 0 | 0 | 63213.9658 | 0 | 430938 | 0 | 0 | 0 | 0 | 205359.0546 | 0 | 0 | 0 | 0 | 0 | 0 | 0 | 3213513.7445 | 0 | 0 | 0 | 0 | 0 | 0 | 0 | 0 | 0 | 0 | -88743.1518 | 0 | 0 | 0 | 0 | 0 | 0 | 0 | 0 | 0 | -278980.8824 | 0 | 0 | 0 | 0 | 0 | 0 | 0
2016-11-14 02:00 | 0 | 0 | 0 | 0 | 0 | 227508.2694 | 0 | 417746 | 0 | 0 | 0 | 0 | 294102.2064 | 0 | 0 | 0 | 0 | 0 | 0 | 0 | 2934532.862 | 0 | 0 | 0 | 0 | 0 | 0 | 0 | 0 | 0 | 0 | 88743.1518 | 0 | 0 | 0 | 0 | 0 | 0 | 0 | 0 | 0 | -278980.8824 | 0 | 0 | 0 | 0 | 0 | 0 | 0
2016-11-14 03:00 | 0 | 0 | 0 | 0 | 0 | 209264.2694 | 0 | 399502 | 0 | 0 | 0 | 0 | 382845.3582 | 0 | 0 | 0 | 0 | 0 | 0 | 0 | 2655551.9796 | 0 | 0 | 0 | 0 | 0 | 0 | 0 | 0 | 0 | 0 | 88743.1518 | 0 | 0 | 0 | 0 | 0 | 0 | 0 | 0 | 0 | -278980.8824 | 0 | 0 | 0 | 0 | 0 | 0 | 0
2016-11-14 04:00 | 0 | 0 | 0 | 0 | 0 | 100900.1176 | 0 | 379881 | 0 | 0 | 0 | 0 | 382845.3582 | 0 | 0 | 0 | 0 | 0 | 0 | 0 | 2376571.0971 | 0 | 0 | 0 | 0 | 0 | 0 | 0 | 0 | 0 | 0 | 0 | 0 | 0 | 0 | 0 | 0 | 0 | 0 | 0 | 0 | -278980.8824 | 0 | 0 | 0 | 0 | 0 | 0 | 0
2016-11-14 05:00 | 0 | 0 | 0 | 0 | 0 | 553150.7306 | 0 | 362913 | 0 | 0 | 0 | 0 | 294102.2064 | 0 | 0 | 0 | 0 | 0 | 0 | 0 | 2655551.9796 | 0 | 0 | 0 | 0 | 0 | 0 | 0 | 0 | 0 | 0 | -88743.1518 | 0 | 0 | 0 | 0 | 0 | 0 | 0 | 0 | 0 | 278980.8824 | 0 | 0 | 0 | 0 | 0 | 0 | 0
2016-11-14 06:00 | 0 | 0 | 0 | 0 | 0 | 631058.6881 | 0 | 349904 | 0 | 0 | 0 | 0 | 382845.3582 | 0 | 0 | 0 | 0 | 0 | 0 | 0 | 2847963.5159 | 0 | 0 | 0 | 0 | 0 | 0 | 0 | 0 | 0 | 0 | 88743.1518 | 0 | 0 | 0 | 0 | 0 | 0 | 0 | 0 | 0 | 192411.5364 | 0 | 0 | 0 | 0 | 0 | 0 | 0
2016-11-14 07:00 | 0 | 0 | 0 | 0 | 0 | 0 | 0 | 342914 | 0 | 0 | 0 | 0 | 318912.2407 | 0 | 0 | 0 | 0 | 0 | 0 | 0 | 2568982.6335 | 0 | 0 | 0 | 0 | 0 | 0 | 0 | 0 | 0 | 0 | -63933.1176 | 0 | 0 | 0 | 0 | 0 | 0 | 0 | 0 | 0 | -278980.8824 | 0 | 0 | 0 | 0 | 0 | 0 | 0
2016-11-14 08:00 | 0 | 0 | 0 | 0 | 0 | 0 | 0 | 341012 | 0 | 0 | 0 | 0 | 230169.0889 | 0 | 0 | 0 | 0 | 0 | 0 | 0 | 2316713.7853 | 0 | 0 | 0 | 0 | 0 | 0 | 0 | 0 | 0 | 0 | -88743.1518 | 0 | 0 | 0 | 0 | 0 | 0 | 0 | 0 | 0 | -252268.8482 | 0 | 0 | 0 | 0 | 0 | 0 | 0
2016-11-14 09:00 | 0 | 0 | 0 | 0 | 0 | 566309.3125 | 0 | 345976 | 0 | 0 | 0 | 0 | 318912.2407 | 0 | 0 | 0 | 0 | 0 | 0 | 0 | 2448303.946 | 0 | 0 | 0 | 0 | 0 | 0 | 0 | 0 | 0 | 0 | 88743.1518 | 0 | 0 | 0 | 0 | 0 | 0 | 0 | 0 | 0 | 131590.1607 | 0 | 0 | 0 | 0 | 0 | 0 | 0
2016-11-14 10:00 | 0 | 0 | 0 | 0 | 0 | 147293.2351 | 0 | 362341 | 0 | 0 | 0 | 0 | 382845.3582 | 0 | 0 | 0 | 0 | 0 | 0 | 0 | 2169323.0636 | 0 | 0 | 0 | 0 | 0 | 0 | 0 | 0 | 0 | 0 | 63933.1176 | 0 | 0 | 0 | 0 | 0 | 0 | 0 | 0 | 0 | -278980.8824 | 0 | 0 | 0 | 0 | 0 | 0 | 0
2016-11-14 11:00 | 0 | 0 | 0 | 0 | 0 | 25964.9658 | 0 | 393689 | 0 | 0 | 0 | 0 | 294102.2064 | 0 | 0 | 0 | 0 | 0 | 0 | 0 | 1890342.1811 | 0 | 0 | 0 | 0 | 0 | 0 | 0 | 0 | 0 | 0 | -88743.1518 | 0 | 0 | 0 | 0 | 0 | 0 | 0 | 0 | 0 | -278980.8824 | 0 | 0 | 0 | 0 | 0 | 0 | 0
2016-11-14 12:00 | 0 | 0 | 0 | 0 | 0 | 53279.9658 | 0 | 421004 | 0 | 0 | 0 | 0 | 205359.0546 | 0 | 0 | 0 | 0 | 0 | 0 | 0 | 1611361.2987 | 0 | 0 | 0 | 0 | 0 | 0 | 0 | 0 | 0 | 0 | -88743.1518 | 0 | 0 | 0 | 0 | 0 | 0 | 0 | 0 | 0 | -278980.8824 | 0 | 0 | 0 | 0 | 0 | 0 | 0
2016-11-14 13:00 | 0 | 0 | 0 | 0 | 0 | 442353.5502 | 24.9394 | 430839 | 0 | 0 | 0 | 0 | 294102.2064 | 0 | 0 | 0 | 0 | 0 | 0 | 0 | 1534157.6365 | 0 | 0 | 0 | 0 | 0 | 0 | 0 | 0 | 0 | 0 | 88743.1518 | 0 | 0 | 0 | 0 | 0 | 0 | 0 | 0 | 0 | -77203.6622 | 0 | 0 | 0 | 0 | 0 | 0 | 0
2016-11-14 14:00 | 0 | 0 | 0 | 0 | 0 | 326373.2442 | 195020.8205 | 433072 | 0 | 0 | 0 | 0 | 382845.3582 | 0 | 0 | 0 | 0 | 0 | 0 | 0 | 1533736.5494 | 0 | 0 | 0 | 0 | 0 | 0 | 0 | 0 | 0 | 0 | 88743.1518 | 0 | 0 | 0 | 0 | 0 | 0 | 0 | 0 | 0 | -421.0871 | 0 | 0 | 0 | 0 | 0 | 0 | 0
2016-11-14 15:00 | 0 | 0 | 0 | 0 | 0 | 109325.388 | 537708.6218 | 432017 | 0 | 0 | 0 | 0 | 382845.3582 | 0 | 0 | 0 | 0 | 0 | 0 | 0 | 1748753.5593 | 0 | 0 | 0 | 0 | 0 | 0 | 0 | 0 | 0 | 0 | 0 | 0 | 0 | 0 | 0 | 0 | 0 | 0 | 0 | 0 | 215017.0099 | 0 | 0 | 0 | 0 | 0 | 0 | 0
2016-11-14 16:00 | 0 | 0 | 0 | 0 | 0 | 0 | 669291.1869 | 430617 | 0 | 0 | 0 | 0 | 382845.3582 | 0 | 0 | 0 | 0 | 0 | 0 | 0 | 1987427.7462 | 0 | 0 | 0 | 0 | 0 | 0 | 0 | 0 | 0 | 0 | 0 | 0 | 0 | 0 | 0 | 0 | 0 | 0 | 0 | 0 | 238674.1869 | 0 | 0 | 0 | 0 | 0 | 0 | 0
2016-11-14 17:00 | 0 | 0 | 0 | 0 | 0 | 0 | 662466.6626 | 428936 | 0 | 0 | 0 | 0 | 337395.1384 | 0 | 0 | 0 | 0 | 0 | 0 | 0 | 2266408.6287 | 0 | 0 | 0 | 0 | 0 | 0 | 0 | 0 | 0 | 0 | -45450.2198 | 0 | 0 | 0 | 0 | 0 | 0 | 0 | 0 | 0 | 278980.8824 | 0 | 0 | 0 | 0 | 0 | 0 | 0
2016-11-14 18:00 | 0 | 0 | 0 | 0 | 0 | 0 | 622599.8434 | 429070 | 0 | 0 | 0 | 0 | 376507.2968 | 0 | 0 | 0 | 0 | 0 | 0 | 0 | 2420826.3137 | 0 | 0 | 0 | 0 | 0 | 0 | 0 | 0 | 0 | 0 | 39112.1584 | 0 | 0 | 0 | 0 | 0 | 0 | 0 | 0 | 0 | 154417.6851 | 0 | 0 | 0 | 0 | 0 | 0 | 0
2016-11-14 19:00 | 0 | 0 | 0 | 0 | 0 | 0 | 608077.8488 | 429960 | 0 | 0 | 0 | 0 | 287764.145 | 0 | 0 | 0 | 0 | 0 | 0 | 0 | 2687687.3143 | 0 | 0 | 0 | 0 | 0 | 0 | 0 | 0 | 0 | 0 | -88743.1518 | 0 | 0 | 0 | 0 | 0 | 0 | 0 | 0 | 0 | 266861.0005 | 0 | 0 | 0 | 0 | 0 | 0 | 0
2016-11-14 20:00 | 0 | 0 | 0 | 0 | 0 | 0 | 627282.7921 | 430707 | 0 | 0 | 0 | 0 | 205359.0546 | 0 | 0 | 0 | 0 | 0 | 0 | 0 | 2966668.1967 | 0 | 0 | 0 | 0 | 0 | 0 | 0 | 0 | 0 | 0 | -82405.0903 | 0 | 0 | 0 | 0 | 0 | 0 | 0 | 0 | 0 | 278980.8824 | 0 | 0 | 0 | 0 | 0 | 0 | 0
2016-11-14 21:00 | 0 | 0 | 0 | 0 | 0 | 0 | 665682.8676 | 436153 | 0 | 0 | 0 | 0 | 294102.2064 | 0 | 0 | 0 | 0 | 0 | 0 | 0 | 3107454.9125 | 0 | 0 | 0 | 0 | 0 | 0 | 0 | 0 | 0 | 0 | 88743.1518 | 0 | 0 | 0 | 0 | 0 | 0 | 0 | 0 | 0 | 140786.7158 | 0 | 0 | 0 | 0 | 0 | 0 | 0
2016-11-14 22:00 | 0 | 0 | 0 | 0 | 0 | 0 | 630119.4959 | 450135 | 0 | 0 | 0 | 0 | 382845.3582 | 0 | 0 | 0 | 0 | 0 | 0 | 0 | 3198696.2566 | 0 | 0 | 0 | 0 | 0 | 0 | 0 | 0 | 0 | 0 | 88743.1518 | 0 | 0 | 0 | 0 | 0 | 0 | 0 | 0 | 0 | 91241.3441 | 0 | 0 | 0 | 0 | 0 | 0 | 0
2016-11-14 23:00 | 0 | 0 | 0 | 0 | 0 | 0 | 353035.9568 | 462512 | 0 | 0 | 0 | 0 | 294102.2064 | 0 | 0 | 0 | 0 | 0 | 0 | 0 | 3177963.3652 | 0 | 0 | 0 | 0 | 0 | 0 | 0 | 0 | 0 | 0 | -88743.1518 | 0 | 0 | 0 | 0 | 0 | 0 | 0 | 0 | 0 | -20732.8914 | 0 | 0 | 0 | 0 | 0 | 0 | 0
2016-11-15 | 0 | 0 | 0 | 0 | 0 | 331026.9735 | 18947.4902 | 463726 | 0 | 0 | 0 | 0 | 205359.0546 | 0 | 0 | 0 | 0 | 0 | 0 | 0 | 3152954.9807 | 0 | 0 | 0 | 0 | 0 | 0 | 0 | 0 | 0 | 0 | -88743.1518 | 0 | 0 | 0 | 0 | 0 | 0 | 0 | 0 | 0 | -25008.3845 | 0 | 0 | 0 | 0 | 0 | 0 | 0
2016-11-15 01:00 | 0 | 0 | 0 | 0 | 0 | 351852.9089 | 0 | 458080 | 0 | 0 | 0 | 0 | 294102.2064 | 0 | 0 | 0 | 0 | 0 | 0 | 0 | 2957984.7377 | 0 | 0 | 0 | 0 | 0 | 0 | 0 | 0 | 0 | 0 | 88743.1518 | 0 | 0 | 0 | 0 | 0 | 0 | 0 | 0 | 0 | -194970.2429 | 0 | 0 | 0 | 0 | 0 | 0 | 0
2016-11-15 02:00 | 0 | 0 | 0 | 0 | 0 | 74198.9658 | 0 | 441923 | 0 | 0 | 0 | 0 | 205359.0546 | 0 | 0 | 0 | 0 | 0 | 0 | 0 | 2679003.8553 | 0 | 0 | 0 | 0 | 0 | 0 | 0 | 0 | 0 | 0 | -88743.1518 | 0 | 0 | 0 | 0 | 0 | 0 | 0 | 0 | 0 | -278980.8824 | 0 | 0 | 0 | 0 | 0 | 0 | 0
2016-11-15 03:00 | 0 | 0 | 0 | 0 | 0 | 409227.0873 | 0 | 419149 | 0 | 0 | 0 | 0 | 294102.2064 | 0 | 0 | 0 | 0 | 0 | 0 | 0 | 2580338.7908 | 0 | 0 | 0 | 0 | 0 | 0 | 0 | 0 | 0 | 0 | 88743.1518 | 0 | 0 | 0 | 0 | 0 | 0 | 0 | 0 | 0 | -98665.0645 | 0 | 0 | 0 | 0 | 0 | 0 | 0
2016-11-15 04:00 | 0 | 0 | 0 | 0 | 0 | 451126.294 | 0 | 394010 | 0 | 0 | 0 | 0 | 382845.3582 | 0 | 0 | 0 | 0 | 0 | 0 | 0 | 2548711.933 | 0 | 0 | 0 | 0 | 0 | 0 | 0 | 0 | 0 | 0 | 88743.1518 | 0 | 0 | 0 | 0 | 0 | 0 | 0 | 0 | 0 | -31626.8578 | 0 | 0 | 0 | 0 | 0 | 0 | 0
2016-11-15 05:00 | 0 | 0 | 0 | 0 | 0 | 6286.9658 | 0 | 374011 | 0 | 0 | 0 | 0 | 294102.2064 | 0 | 0 | 0 | 0 | 0 | 0 | 0 | 2269731.0505 | 0 | 0 | 0 | 0 | 0 | 0 | 0 | 0 | 0 | 0 | -88743.1518 | 0 | 0 | 0 | 0 | 0 | 0 | 0 | 0 | 0 | -278980.8824 | 0 | 0 | 0 | 0 | 0 | 0 | 0
2016-11-15 06:00 | 0 | 0 | 0 | 0 | 0 | 0 | 0 | 359783 | 0 | 0 | 0 | 0 | 205359.0546 | 0 | 0 | 0 | 0 | 0 | 0 | 0 | 1998691.2023 | 0 | 0 | 0 | 0 | 0 | 0 | 0 | 0 | 0 | 0 | -88743.1518 | 0 | 0 | 0 | 0 | 0 | 0 | 0 | 0 | 0 | -271039.8482 | 0 | 0 | 0 | 0 | 0 | 0 | 0
2016-11-15 07:00 | 0 | 0 | 0 | 0 | 0 | 0 | 0 | 350973 | 0 | 0 | 0 | 0 | 116615.9029 | 0 | 0 | 0 | 0 | 0 | 0 | 0 | 1736461.3541 | 0 | 0 | 0 | 0 | 0 | 0 | 0 | 0 | 0 | 0 | -88743.1518 | 0 | 0 | 0 | 0 | 0 | 0 | 0 | 0 | 0 | -262229.8482 | 0 | 0 | 0 | 0 | 0 | 0 | 0
2016-11-15 08:00 | 0 | 0 | 0 | 0 | 0 | 156852.2694 | 0 | 347090 | 0 | 0 | 0 | 0 | 205359.0546 | 0 | 0 | 0 | 0 | 0 | 0 | 0 | 1457480.4717 | 0 | 0 | 0 | 0 | 0 | 0 | 0 | 0 | 0 | 0 | 88743.1518 | 0 | 0 | 0 | 0 | 0 | 0 | 0 | 0 | 0 | -278980.8824 | 0 | 0 | 0 | 0 | 0 | 0 | 0
2016-11-15 09:00 | 0 | 0 | 0 | 0 | 0 | 573229.3829 | 0 | 349717 | 0 | 0 | 0 | 0 | 294102.2064 | 0 | 0 | 0 | 0 | 0 | 0 | 0 | 1592249.7028 | 0 | 0 | 0 | 0 | 0 | 0 | 0 | 0 | 0 | 0 | 88743.1518 | 0 | 0 | 0 | 0 | 0 | 0 | 0 | 0 | 0 | 134769.2311 | 0 | 0 | 0 | 0 | 0 | 0 | 0
2016-11-15 10:00 | 0 | 0 | 0 | 0 | 0 | 573851.2404 | 0 | 361722 | 0 | 0 | 0 | 0 | 382845.3582 | 0 | 0 | 0 | 0 | 0 | 0 | 0 | 1715635.7914 | 0 | 0 | 0 | 0 | 0 | 0 | 0 | 0 | 0 | 0 | 88743.1518 | 0 | 0 | 0 | 0 | 0 | 0 | 0 | 0 | 0 | 123386.0886 | 0 | 0 | 0 | 0 | 0 | 0 | 0
2016-11-15 11:00 | 0 | 0 | 0 | 0 | 0 | 23801.9658 | 0 | 391526 | 0 | 0 | 0 | 0 | 294102.2064 | 0 | 0 | 0 | 0 | 0 | 0 | 0 | 1436654.9089 | 0 | 0 | 0 | 0 | 0 | 0 | 0 | 0 | 0 | 0 | -88743.1518 | 0 | 0 | 0 | 0 | 0 | 0 | 0 | 0 | 0 | -278980.8824 | 0 | 0 | 0 | 0 | 0 | 0 | 0
2016-11-15 12:00 | 0 | 0 | 0 | 0 | 0 | 49985.9658 | 0 | 417710 | 0 | 0 | 0 | 0 | 205359.0546 | 0 | 0 | 0 | 0 | 0 | 0 | 0 | 1157674.0265 | 0 | 0 | 0 | 0 | 0 | 0 | 0 | 0 | 0 | 0 | -88743.1518 | 0 | 0 | 0 | 0 | 0 | 0 | 0 | 0 | 0 | -278980.8824 | 0 | 0 | 0 | 0 | 0 | 0 | 0
2016-11-15 13:00 | 0 | 0 | 0 | 0 | 0 | 566989.433 | 25.8825 | 426726 | 0 | 0 | 0 | 0 | 294102.2064 | 0 | 0 | 0 | 0 | 0 | 0 | 0 | 1209220.1901 | 0 | 0 | 0 | 0 | 0 | 0 | 0 | 0 | 0 | 0 | 88743.1518 | 0 | 0 | 0 | 0 | 0 | 0 | 0 | 0 | 0 | 51546.1636 | 0 | 0 | 0 | 0 | 0 | 0 | 0
2016-11-15 14:00 | 0 | 0 | 0 | 0 | 0 | 437844.8514 | 210065.151 | 429103 | 0 | 0 | 0 | 0 | 382845.3582 | 0 | 0 | 0 | 0 | 0 | 0 | 0 | 1339284.0408 | 0 | 0 | 0 | 0 | 0 | 0 | 0 | 0 | 0 | 0 | 88743.1518 | 0 | 0 | 0 | 0 | 0 | 0 | 0 | 0 | 0 | 130063.8507 | 0 | 0 | 0 | 0 | 0 | 0 | 0
2016-11-15 15:00 | 0 | 0 | 0 | 0 | 0 | 0 | 590094.9852 | 428933 | 0 | 0 | 0 | 0 | 294102.2064 | 0 | 0 | 0 | 0 | 0 | 0 | 0 | 1589189.1779 | 0 | 0 | 0 | 0 | 0 | 0 | 0 | 0 | 0 | 0 | -88743.1518 | 0 | 0 | 0 | 0 | 0 | 0 | 0 | 0 | 0 | 249905.137 | 0 | 0 | 0 | 0 | 0 | 0 | 0
2016-11-15 16:00 | 0 | 0 | 0 | 0 | 0 | 0 | 692982.5492 | 427043 | 0 | 0 | 0 | 0 | 382845.3582 | 0 | 0 | 0 | 0 | 0 | 0 | 0 | 1766385.5752 | 0 | 0 | 0 | 0 | 0 | 0 | 0 | 0 | 0 | 0 | 88743.1518 | 0 | 0 | 0 | 0 | 0 | 0 | 0 | 0 | 0 | 177196.3974 | 0 | 0 | 0 | 0 | 0 | 0 | 0
2016-11-15 17:00 | 0 | 0 | 0 | 0 | 0 | 0 | 664619.834 | 426613 | 0 | 0 | 0 | 0 | 341871.3098 | 0 | 0 | 0 | 0 | 0 | 0 | 0 | 2045366.4577 | 0 | 0 | 0 | 0 | 0 | 0 | 0 | 0 | 0 | 0 | -40974.0484 | 0 | 0 | 0 | 0 | 0 | 0 | 0 | 0 | 0 | 278980.8824 | 0 | 0 | 0 | 0 | 0 | 0 | 0
2016-11-15 18:00 | 0 | 0 | 0 | 0 | 0 | 0 | 620291.7931 | 428470 | 0 | 0 | 0 | 0 | 382845.3582 | 0 | 0 | 0 | 0 | 0 | 0 | 0 | 2196214.2024 | 0 | 0 | 0 | 0 | 0 | 0 | 0 | 0 | 0 | 0 | 40974.0484 | 0 | 0 | 0 | 0 | 0 | 0 | 0 | 0 | 0 | 150847.7447 | 0 | 0 | 0 | 0 | 0 | 0 | 0
2016-11-15 19:00 | 0 | 0 | 0 | 0 | 0 | 0 | 601826.1301 | 429860 | 0 | 0 | 0 | 0 | 382845.3582 | 0 | 0 | 0 | 0 | 0 | 0 | 0 | 2368180.3324 | 0 | 0 | 0 | 0 | 0 | 0 | 0 | 0 | 0 | 0 | 0 | 0 | 0 | 0 | 0 | 0 | 0 | 0 | 0 | 0 | 171966.1301 | 0 | 0 | 0 | 0 | 0 | 0 | 0
2016-11-15 20:00 | 0 | 0 | 0 | 0 | 0 | 0 | 615098.4261 | 431192 | 0 | 0 | 0 | 0 | 294102.2064 | 0 | 0 | 0 | 0 | 0 | 0 | 0 | 2640829.9103 | 0 | 0 | 0 | 0 | 0 | 0 | 0 | 0 | 0 | 0 | -88743.1518 | 0 | 0 | 0 | 0 | 0 | 0 | 0 | 0 | 0 | 272649.5779 | 0 | 0 | 0 | 0 | 0 | 0 | 0
2016-11-15 21:00 | 0 | 0 | 0 | 0 | 0 | 0 | 641450.7447 | 435035 | 0 | 0 | 0 | 0 | 382845.3582 | 0 | 0 | 0 | 0 | 0 | 0 | 0 | 2758502.5033 | 0 | 0 | 0 | 0 | 0 | 0 | 0 | 0 | 0 | 0 | 88743.1518 | 0 | 0 | 0 | 0 | 0 | 0 | 0 | 0 | 0 | 117672.593 | 0 | 0 | 0 | 0 | 0 | 0 | 0
2016-11-15 22:00 | 0 | 0 | 0 | 0 | 0 | 0 | 600008.8337 | 447443 | 0 | 0 | 0 | 0 | 294102.2064 | 0 | 0 | 0 | 0 | 0 | 0 | 0 | 2999811.4888 | 0 | 0 | 0 | 0 | 0 | 0 | 0 | 0 | 0 | 0 | -88743.1518 | 0 | 0 | 0 | 0 | 0 | 0 | 0 | 0 | 0 | 241308.9855 | 0 | 0 | 0 | 0 | 0 | 0 | 0
2016-11-15 23:00 | 0 | 0 | 0 | 0 | 0 | 0 | 302522.2164 | 457660 | 0 | 0 | 0 | 0 | 382845.3582 | 0 | 0 | 0 | 0 | 0 | 0 | 0 | 2755930.5534 | 0 | 0 | 0 | 0 | 0 | 0 | 0 | 0 | 0 | 0 | 88743.1518 | 0 | 0 | 0 | 0 | 0 | 0 | 0 | 0 | 0 | -243880.9354 | 0 | 0 | 0 | 0 | 0 | 0 | 0
2016-11-16 | 0 | 0 | 0 | 0 | 0 | 76237.3689 | 15500.5968 | 459462 | 0 | 0 | 0 | 0 | 294102.2064 | 0 | 0 | 0 | 0 | 0 | 0 | 0 | 2476949.671 | 0 | 0 | 0 | 0 | 0 | 0 | 0 | 0 | 0 | 0 | -88743.1518 | 0 | 0 | 0 | 0 | 0 | 0 | 0 | 0 | 0 | -278980.8824 | 0 | 0 | 0 | 0 | 0 | 0 | 0
2016-11-16 01:00 | 0 | 0 | 0 | 0 | 0 | 434773.0632 | 0 | 454621 | 0 | 0 | 0 | 0 | 382845.3582 | 0 | 0 | 0 | 0 | 0 | 0 | 0 | 2368358.5824 | 0 | 0 | 0 | 0 | 0 | 0 | 0 | 0 | 0 | 0 | 88743.1518 | 0 | 0 | 0 | 0 | 0 | 0 | 0 | 0 | 0 | -108591.0886 | 0 | 0 | 0 | 0 | 0 | 0 | 0
2016-11-16 02:00 | 0 | 0 | 0 | 0 | 0 | 71727.9658 | 0 | 439452 | 0 | 0 | 0 | 0 | 294102.2064 | 0 | 0 | 0 | 0 | 0 | 0 | 0 | 2089377.7 | 0 | 0 | 0 | 0 | 0 | 0 | 0 | 0 | 0 | 0 | -88743.1518 | 0 | 0 | 0 | 0 | 0 | 0 | 0 | 0 | 0 | -278980.8824 | 0 | 0 | 0 | 0 | 0 | 0 | 0
2016-11-16 03:00 | 0 | 0 | 0 | 0 | 0 | 226582.2694 | 0 | 416820 | 0 | 0 | 0 | 0 | 382845.3582 | 0 | 0 | 0 | 0 | 0 | 0 | 0 | 1810396.8175 | 0 | 0 | 0 | 0 | 0 | 0 | 0 | 0 | 0 | 0 | 88743.1518 | 0 | 0 | 0 | 0 | 0 | 0 | 0 | 0 | 0 | -278980.8824 | 0 | 0 | 0 | 0 | 0 | 0 | 0
2016-11-16 04:00 | 0 | 0 | 0 | 0 | 0 | 511199.0651 | 0 | 392584 | 0 | 0 | 0 | 0 | 382845.3582 | 0 | 0 | 0 | 0 | 0 | 0 | 0 | 1929011.8826 | 0 | 0 | 0 | 0 | 0 | 0 | 0 | 0 | 0 | 0 | 0 | 0 | 0 | 0 | 0 | 0 | 0 | 0 | 0 | 0 | 118615.0651 | 0 | 0 | 0 | 0 | 0 | 0 | 0
2016-11-16 05:00 | 0 | 0 | 0 | 0 | 0 | 3942.9658 | 0 | 371667 | 0 | 0 | 0 | 0 | 294102.2064 | 0 | 0 | 0 | 0 | 0 | 0 | 0 | 1650031.0002 | 0 | 0 | 0 | 0 | 0 | 0 | 0 | 0 | 0 | 0 | -88743.1518 | 0 | 0 | 0 | 0 | 0 | 0 | 0 | 0 | 0 | -278980.8824 | 0 | 0 | 0 | 0 | 0 | 0 | 0
2016-11-16 06:00 | 0 | 0 | 0 | 0 | 0 | 166976.2694 | 0 | 357214 | 0 | 0 | 0 | 0 | 382845.3582 | 0 | 0 | 0 | 0 | 0 | 0 | 0 | 1371050.1178 | 0 | 0 | 0 | 0 | 0 | 0 | 0 | 0 | 0 | 0 | 88743.1518 | 0 | 0 | 0 | 0 | 0 | 0 | 0 | 0 | 0 | -278980.8824 | 0 | 0 | 0 | 0 | 0 | 0 | 0
2016-11-16 07:00 | 0 | 0 | 0 | 0 | 0 | 539455.7306 | 0 | 349218 | 0 | 0 | 0 | 0 | 294102.2064 | 0 | 0 | 0 | 0 | 0 | 0 | 0 | 1650031.0002 | 0 | 0 | 0 | 0 | 0 | 0 | 0 | 0 | 0 | 0 | -88743.1518 | 0 | 0 | 0 | 0 | 0 | 0 | 0 | 0 | 0 | 278980.8824 | 0 | 0 | 0 | 0 | 0 | 0 | 0
2016-11-16 08:00 | 0 | 0 | 0 | 0 | 0 | 0 | 0 | 345715 | 0 | 0 | 0 | 0 | 205359.0546 | 0 | 0 | 0 | 0 | 0 | 0 | 0 | 1393059.152 | 0 | 0 | 0 | 0 | 0 | 0 | 0 | 0 | 0 | 0 | -88743.1518 | 0 | 0 | 0 | 0 | 0 | 0 | 0 | 0 | 0 | -256971.8482 | 0 | 0 | 0 | 0 | 0 | 0 | 0
2016-11-16 09:00 | 0 | 0 | 0 | 0 | 0 | 157638.2694 | 0 | 347876 | 0 | 0 | 0 | 0 | 294102.2064 | 0 | 0 | 0 | 0 | 0 | 0 | 0 | 1114078.2696 | 0 | 0 | 0 | 0 | 0 | 0 | 0 | 0 | 0 | 0 | 88743.1518 | 0 | 0 | 0 | 0 | 0 | 0 | 0 | 0 | 0 | -278980.8824 | 0 | 0 | 0 | 0 | 0 | 0 | 0
2016-11-16 10:00 | 0 | 0 | 0 | 0 | 0 | 552347.7306 | 0 | 362110 | 0 | 0 | 0 | 0 | 205359.0546 | 0 | 0 | 0 | 0 | 0 | 0 | 0 | 1393059.152 | 0 | 0 | 0 | 0 | 0 | 0 | 0 | 0 | 0 | 0 | -88743.1518 | 0 | 0 | 0 | 0 | 0 | 0 | 0 | 0 | 0 | 278980.8824 | 0 | 0 | 0 | 0 | 0 | 0 | 0
2016-11-16 11:00 | 0 | 0 | 0 | 0 | 0 | 25079.9658 | 0 | 392804 | 0 | 0 | 0 | 0 | 116615.9029 | 0 | 0 | 0 | 0 | 0 | 0 | 0 | 1114078.2696 | 0 | 0 | 0 | 0 | 0 | 0 | 0 | 0 | 0 | 0 | -88743.1518 | 0 | 0 | 0 | 0 | 0 | 0 | 0 | 0 | 0 | -278980.8824 | 0 | 0 | 0 | 0 | 0 | 0 | 0
2016-11-16 12:00 | 0 | 0 | 0 | 0 | 0 | 227793.2694 | 0 | 418031 | 0 | 0 | 0 | 0 | 205359.0546 | 0 | 0 | 0 | 0 | 0 | 0 | 0 | 835097.3871 | 0 | 0 | 0 | 0 | 0 | 0 | 0 | 0 | 0 | 0 | 88743.1518 | 0 | 0 | 0 | 0 | 0 | 0 | 0 | 0 | 0 | -278980.8824 | 0 | 0 | 0 | 0 | 0 | 0 | 0
2016-11-16 13:00 | 0 | 0 | 0 | 0 | 0 | 638036.7996 | 27.4543 | 425972 | 0 | 0 | 0 | 0 | 294102.2064 | 0 | 0 | 0 | 0 | 0 | 0 | 0 | 958446.4892 | 0 | 0 | 0 | 0 | 0 | 0 | 0 | 0 | 0 | 0 | 88743.1518 | 0 | 0 | 0 | 0 | 0 | 0 | 0 | 0 | 0 | 123349.1021 | 0 | 0 | 0 | 0 | 0 | 0 | 0
2016-11-16 14:00 | 0 | 0 | 0 | 0 | 0 | 0 | 141800.4595 | 427597 | 0 | 0 | 0 | 0 | 205359.0546 | 0 | 0 | 0 | 0 | 0 | 0 | 0 | 761393.1005 | 0 | 0 | 0 | 0 | 0 | 0 | 0 | 0 | 0 | 0 | -88743.1518 | 0 | 0 | 0 | 0 | 0 | 0 | 0 | 0 | 0 | -197053.3887 | 0 | 0 | 0 | 0 | 0 | 0 | 0
2016-11-16 15:00 | 0 | 0 | 0 | 0 | 0 | 0 | 334071.5886 | 427627 | 0 | 0 | 0 | 0 | 294102.2064 | 0 | 0 | 0 | 0 | 0 | 0 | 0 | 579094.5372 | 0 | 0 | 0 | 0 | 0 | 0 | 0 | 0 | 0 | 0 | 88743.1518 | 0 | 0 | 0 | 0 | 0 | 0 | 0 | 0 | 0 | -182298.5632 | 0 | 0 | 0 | 0 | 0 | 0 | 0
2016-11-16 16:00 | 0 | 0 | 0 | 0 | 0 | 0 | 468175.7764 | 426578 | 0 | 0 | 0 | 0 | 382845.3582 | 0 | 0 | 0 | 0 | 0 | 0 | 0 | 531949.1618 | 0 | 0 | 0 | 0 | 0 | 0 | 0 | 0 | 0 | 0 | 88743.1518 | 0 | 0 | 0 | 0 | 0 | 0 | 0 | 0 | 0 | -47145.3754 | 0 | 0 | 0 | 0 | 0 | 0 | 0
2016-11-16 17:00 | 0 | 0 | 0 | 0 | 0 | 0 | 509165.3779 | 426245 | 0 | 0 | 0 | 0 | 294102.2064 | 0 | 0 | 0 | 0 | 0 | 0 | 0 | 703612.6915 | 0 | 0 | 0 | 0 | 0 | 0 | 0 | 0 | 0 | 0 | -88743.1518 | 0 | 0 | 0 | 0 | 0 | 0 | 0 | 0 | 0 | 171663.5297 | 0 | 0 | 0 | 0 | 0 | 0 | 0
2016-11-16 18:00 | 0 | 0 | 0 | 0 | 0 | 0 | 508376.0752 | 428712 | 0 | 0 | 0 | 0 | 205359.0546 | 0 | 0 | 0 | 0 | 0 | 0 | 0 | 872019.9186 | 0 | 0 | 0 | 0 | 0 | 0 | 0 | 0 | 0 | 0 | -88743.1518 | 0 | 0 | 0 | 0 | 0 | 0 | 0 | 0 | 0 | 168407.227 | 0 | 0 | 0 | 0 | 0 | 0 | 0
2016-11-16 19:00 | 0 | 0 | 0 | 0 | 0 | 0 | 501982.926 | 430296 | 0 | 0 | 0 | 0 | 116615.9029 | 0 | 0 | 0 | 0 | 0 | 0 | 0 | 1032449.9964 | 0 | 0 | 0 | 0 | 0 | 0 | 0 | 0 | 0 | 0 | -88743.1518 | 0 | 0 | 0 | 0 | 0 | 0 | 0 | 0 | 0 | 160430.0778 | 0 | 0 | 0 | 0 | 0 | 0 | 0
2016-11-16 20:00 | 0 | 0 | 0 | 0 | 0 | 115749.585 | 506444.1457 | 431956 | 0 | 0 | 0 | 0 | 27872.7511 | 0 | 0 | 0 | 0 | 0 | 0 | 0 | 1311430.8789 | 0 | 0 | 0 | 0 | 0 | 0 | 0 | 0 | 0 | 0 | -88743.1518 | 0 | 0 | 0 | 0 | 0 | 0 | 0 | 0 | 0 | 278980.8824 | 0 | 0 | 0 | 0 | 0 | 0 | 0
2016-11-16 21:00 | 0 | 0 | 0 | 0 | 0 | 0 | 492907.6764 | 435639 | 0 | 0 | 0 | 0 | 116615.9029 | 0 | 0 | 0 | 0 | 0 | 0 | 0 | 1279956.4035 | 0 | 0 | 0 | 0 | 0 | 0 | 0 | 0 | 0 | 0 | 88743.1518 | 0 | 0 | 0 | 0 | 0 | 0 | 0 | 0 | 0 | -31474.4754 | 0 | 0 | 0 | 0 | 0 | 0 | 0
2016-11-16 22:00 | 0 | 0 | 0 | 0 | 0 | 0 | 411097.2409 | 446127 | 0 | 0 | 0 | 0 | 205359.0546 | 0 | 0 | 0 | 0 | 0 | 0 | 0 | 1156183.4926 | 0 | 0 | 0 | 0 | 0 | 0 | 0 | 0 | 0 | 0 | 88743.1518 | 0 | 0 | 0 | 0 | 0 | 0 | 0 | 0 | 0 | -123772.9109 | 0 | 0 | 0 | 0 | 0 | 0 | 0
2016-11-16 23:00 | 0 | 0 | 0 | 0 | 0 | 0 | 195911.1152 | 456617 | 0 | 0 | 0 | 0 | 116615.9029 | 0 | 0 | 0 | 0 | 0 | 0 | 0 | 984220.7596 | 0 | 0 | 0 | 0 | 0 | 0 | 0 | 0 | 0 | 0 | -88743.1518 | 0 | 0 | 0 | 0 | 0 | 0 | 0 | 0 | 0 | -171962.733 | 0 | 0 | 0 | 0 | 0 | 0 | 0
2016-11-17 | 0 | 0 | 0 | 0 | 0 | 786794.3301 | 19244.6232 | 458388 | 0 | 0 | 0 | 0 | 205359.0546 | 0 | 0 | 0 | 0 | 0 | 0 | 0 | 1243128.5611 | 0 | 0 | 0 | 0 | 0 | 0 | 0 | 0 | 0 | 0 | 88743.1518 | 0 | 0 | 0 | 0 | 0 | 0 | 0 | 0 | 0 | 258907.8015 | 0 | 0 | 0 | 0 | 0 | 0 | 0
2016-11-17 01:00 | 0 | 0 | 0 | 0 | 0 | 779461.8504 | 0 | 453785 | 0 | 0 | 0 | 0 | 294102.2064 | 0 | 0 | 0 | 0 | 0 | 0 | 0 | 1480062.2597 | 0 | 0 | 0 | 0 | 0 | 0 | 0 | 0 | 0 | 0 | 88743.1518 | 0 | 0 | 0 | 0 | 0 | 0 | 0 | 0 | 0 | 236933.6986 | 0 | 0 | 0 | 0 | 0 | 0 | 0
2016-11-17 02:00 | 0 | 0 | 0 | 0 | 0 | 249705.2694 | 0 | 439943 | 0 | 0 | 0 | 0 | 382845.3582 | 0 | 0 | 0 | 0 | 0 | 0 | 0 | 1201081.3773 | 0 | 0 | 0 | 0 | 0 | 0 | 0 | 0 | 0 | 0 | 88743.1518 | 0 | 0 | 0 | 0 | 0 | 0 | 0 | 0 | 0 | -278980.8824 | 0 | 0 | 0 | 0 | 0 | 0 | 0
2016-11-17 03:00 | 0 | 0 | 0 | 0 | 0 | 607819.7306 | 0 | 417582 | 0 | 0 | 0 | 0 | 294102.2064 | 0 | 0 | 0 | 0 | 0 | 0 | 0 | 1480062.2597 | 0 | 0 | 0 | 0 | 0 | 0 | 0 | 0 | 0 | 0 | -88743.1518 | 0 | 0 | 0 | 0 | 0 | 0 | 0 | 0 | 0 | 278980.8824 | 0 | 0 | 0 | 0 | 0 | 0 | 0
2016-11-17 04:00 | 0 | 0 | 0 | 0 | 0 | 203669.2694 | 0 | 393907 | 0 | 0 | 0 | 0 | 382845.3582 | 0 | 0 | 0 | 0 | 0 | 0 | 0 | 1201081.3773 | 0 | 0 | 0 | 0 | 0 | 0 | 0 | 0 | 0 | 0 | 88743.1518 | 0 | 0 | 0 | 0 | 0 | 0 | 0 | 0 | 0 | -278980.8824 | 0 | 0 | 0 | 0 | 0 | 0 | 0
2016-11-17 05:00 | 0 | 0 | 0 | 0 | 0 | 6107.9658 | 0 | 373832 | 0 | 0 | 0 | 0 | 294102.2064 | 0 | 0 | 0 | 0 | 0 | 0 | 0 | 922100.4948 | 0 | 0 | 0 | 0 | 0 | 0 | 0 | 0 | 0 | 0 | -88743.1518 | 0 | 0 | 0 | 0 | 0 | 0 | 0 | 0 | 0 | -278980.8824 | 0 | 0 | 0 | 0 | 0 | 0 | 0
2016-11-17 06:00 | 0 | 0 | 0 | 0 | 0 | 0 | 0 | 358914 | 0 | 0 | 0 | 0 | 205359.0546 | 0 | 0 | 0 | 0 | 0 | 0 | 0 | 651929.6466 | 0 | 0 | 0 | 0 | 0 | 0 | 0 | 0 | 0 | 0 | -88743.1518 | 0 | 0 | 0 | 0 | 0 | 0 | 0 | 0 | 0 | -270170.8482 | 0 | 0 | 0 | 0 | 0 | 0 | 0
2016-11-17 07:00 | 0 | 0 | 0 | 0 | 0 | 159384.2694 | 0 | 349622 | 0 | 0 | 0 | 0 | 294102.2064 | 0 | 0 | 0 | 0 | 0 | 0 | 0 | 372948.7642 | 0 | 0 | 0 | 0 | 0 | 0 | 0 | 0 | 0 | 0 | 88743.1518 | 0 | 0 | 0 | 0 | 0 | 0 | 0 | 0 | 0 | -278980.8824 | 0 | 0 | 0 | 0 | 0 | 0 | 0
2016-11-17 08:00 | 0 | 0 | 0 | 0 | 0 | 536061.7306 | 0 | 345824 | 0 | 0 | 0 | 0 | 205359.0546 | 0 | 0 | 0 | 0 | 0 | 0 | 0 | 651929.6466 | 0 | 0 | 0 | 0 | 0 | 0 | 0 | 0 | 0 | 0 | -88743.1518 | 0 | 0 | 0 | 0 | 0 | 0 | 0 | 0 | 0 | 278980.8824 | 0 | 0 | 0 | 0 | 0 | 0 | 0
2016-11-17 09:00 | 0 | 0 | 0 | 0 | 0 | 0 | 0 | 349147 | 0 | 0 | 0 | 0 | 116615.9029 | 0 | 0 | 0 | 0 | 0 | 0 | 0 | 391525.7984 | 0 | 0 | 0 | 0 | 0 | 0 | 0 | 0 | 0 | 0 | -88743.1518 | 0 | 0 | 0 | 0 | 0 | 0 | 0 | 0 | 0 | -260403.8482 | 0 | 0 | 0 | 0 | 0 | 0 | 0
2016-11-17 10:00 | 0 | 0 | 0 | 0 | 0 | 617547.1183 | 0 | 362368 | 0 | 0 | 0 | 0 | 205359.0546 | 0 | 0 | 0 | 0 | 0 | 0 | 0 | 557961.7649 | 0 | 0 | 0 | 0 | 0 | 0 | 0 | 0 | 0 | 0 | 88743.1518 | 0 | 0 | 0 | 0 | 0 | 0 | 0 | 0 | 0 | 166435.9665 | 0 | 0 | 0 | 0 | 0 | 0 | 0
2016-11-17 11:00 | 0 | 0 | 0 | 0 | 0 | 201424.2694 | 0 | 391662 | 0 | 0 | 0 | 0 | 294102.2064 | 0 | 0 | 0 | 0 | 0 | 0 | 0 | 278980.8824 | 0 | 0 | 0 | 0 | 0 | 0 | 0 | 0 | 0 | 0 | 88743.1518 | 0 | 0 | 0 | 0 | 0 | 0 | 0 | 0 | 0 | -278980.8824 | 0 | 0 | 0 | 0 | 0 | 0 | 0
2016-11-17 12:00 | 0 | 0 | 0 | 0 | 0 | 49557.9658 | 0 | 417282 | 0 | 0 | 0 | 0 | 205359.0546 | 0 | 0 | 0 | 0 | 0 | 0 | 0 | 0 | 0 | 0 | 0 | 0 | 0 | 0 | 0 | 0 | 0 | 0 | -88743.1518 | 0 | 0 | 0 | 0 | 0 | 0 | 0 | 0 | 0 | -278980.8824 | 0 | 0 | 0 | 0 | 0 | 0 | 0
2016-11-17 13:00 | 0 | 0 | 0 | 0 | 0 | 349439.8841 | 18.8617 | 425836 | 0 | 0 | 0 | 0 | 128981.8004 | 0 | 0 | 0 | 0 | 0 | 0 | 0 | 0 | 0 | 0 | 0 | 0 | 0 | 0 | 0 | 0 | 0 | 0 | -76377.2542 | 0 | 0 | 0 | 0 | 0 | 0 | 0 | 0 | 0 | 0 | 0 | 0 | 0 | 0 | 0 | 0 | 0
2016-11-17 14:00 | 0 | 0 | 0 | 0 | 0 | 541536.482 | 104711.4367 | 428519 | 0 | 0 | 0 | 0 | 217724.9522 | 0 | 0 | 0 | 0 | 0 | 0 | 0 | 128985.767 | 0 | 0 | 0 | 0 | 0 | 0 | 0 | 0 | 0 | 0 | 88743.1518 | 0 | 0 | 0 | 0 | 0 | 0 | 0 | 0 | 0 | 128985.767 | 0 | 0 | 0 | 0 | 0 | 0 | 0
2016-11-17 15:00 | 0 | 0 | 0 | 0 | 0 | 352585.132 | 445088.9023 | 429950 | 0 | 0 | 0 | 0 | 306468.104 | 0 | 0 | 0 | 0 | 0 | 0 | 0 | 407966.6494 | 0 | 0 | 0 | 0 | 0 | 0 | 0 | 0 | 0 | 0 | 88743.1518 | 0 | 0 | 0 | 0 | 0 | 0 | 0 | 0 | 0 | 278980.8824 | 0 | 0 | 0 | 0 | 0 | 0 | 0
2016-11-17 16:00 | 0 | 0 | 0 | 0 | 0 | 0 | 588685.7666 | 428367 | 0 | 0 | 0 | 0 | 382845.3582 | 0 | 0 | 0 | 0 | 0 | 0 | 0 | 491908.1619 | 0 | 0 | 0 | 0 | 0 | 0 | 0 | 0 | 0 | 0 | 76377.2542 | 0 | 0 | 0 | 0 | 0 | 0 | 0 | 0 | 0 | 83941.5124 | 0 | 0 | 0 | 0 | 0 | 0 | 0
2016-11-17 17:00 | 0 | 0 | 0 | 0 | 0 | 0 | 588229.4154 | 428497 | 0 | 0 | 0 | 0 | 382845.3582 | 0 | 0 | 0 | 0 | 0 | 0 | 0 | 651640.5773 | 0 | 0 | 0 | 0 | 0 | 0 | 0 | 0 | 0 | 0 | 0 | 0 | 0 | 0 | 0 | 0 | 0 | 0 | 0 | 0 | 159732.4154 | 0 | 0 | 0 | 0 | 0 | 0 | 0
2016-11-17 18:00 | 0 | 0 | 0 | 0 | 0 | 0 | 564196.0701 | 429853 | 0 | 0 | 0 | 0 | 294102.2064 | 0 | 0 | 0 | 0 | 0 | 0 | 0 | 874726.7992 | 0 | 0 | 0 | 0 | 0 | 0 | 0 | 0 | 0 | 0 | -88743.1518 | 0 | 0 | 0 | 0 | 0 | 0 | 0 | 0 | 0 | 223086.2219 | 0 | 0 | 0 | 0 | 0 | 0 | 0
2016-11-17 19:00 | 0 | 0 | 0 | 0 | 0 | 0 | 552672.3456 | 431227 | 0 | 0 | 0 | 0 | 382845.3582 | 0 | 0 | 0 | 0 | 0 | 0 | 0 | 907428.993 | 0 | 0 | 0 | 0 | 0 | 0 | 0 | 0 | 0 | 0 | 88743.1518 | 0 | 0 | 0 | 0 | 0 | 0 | 0 | 0 | 0 | 32702.1939 | 0 | 0 | 0 | 0 | 0 | 0 | 0
2016-11-17 20:00 | 0 | 0 | 0 | 0 | 0 | 0 | 558864.3952 | 432204 | 0 | 0 | 0 | 0 | 335107.5729 | 0 | 0 | 0 | 0 | 0 | 0 | 0 | 1081827.1736 | 0 | 0 | 0 | 0 | 0 | 0 | 0 | 0 | 0 | 0 | -47737.7853 | 0 | 0 | 0 | 0 | 0 | 0 | 0 | 0 | 0 | 174398.1805 | 0 | 0 | 0 | 0 | 0 | 0 | 0
2016-11-17 21:00 | 0 | 0 | 0 | 0 | 0 | 0 | 574326.3737 | 434647 | 0 | 0 | 0 | 0 | 246364.4211 | 0 | 0 | 0 | 0 | 0 | 0 | 0 | 1310249.6991 | 0 | 0 | 0 | 0 | 0 | 0 | 0 | 0 | 0 | 0 | -88743.1518 | 0 | 0 | 0 | 0 | 0 | 0 | 0 | 0 | 0 | 228422.5255 | 0 | 0 | 0 | 0 | 0 | 0 | 0
2016-11-17 22:00 | 0 | 0 | 0 | 0 | 0 | 0 | 562711.9201 | 445468 | 0 | 0 | 0 | 0 | 157621.2694 | 0 | 0 | 0 | 0 | 0 | 0 | 0 | 1516236.771 | 0 | 0 | 0 | 0 | 0 | 0 | 0 | 0 | 0 | 0 | -88743.1518 | 0 | 0 | 0 | 0 | 0 | 0 | 0 | 0 | 0 | 205987.0719 | 0 | 0 | 0 | 0 | 0 | 0 | 0
2016-11-17 23:00 | 0 | 0 | 0 | 0 | 0 | 0 | 312601.5273 | 455817 | 0 | 0 | 0 | 0 | 68878.1176 | 0 | 0 | 0 | 0 | 0 | 0 | 0 | 1461764.4501 | 0 | 0 | 0 | 0 | 0 | 0 | 0 | 0 | 0 | 0 | -88743.1518 | 0 | 0 | 0 | 0 | 0 | 0 | 0 | 0 | 0 | -54472.3209 | 0 | 0 | 0 | 0 | 0 | 0 | 0
2016-11-18 | 0 | 0 | 0 | 0 | 0 | 735838.3367 | 17472.6254 | 458725 | 0 | 0 | 0 | 0 | 157621.2694 | 0 | 0 | 0 | 0 | 0 | 0 | 0 | 1667607.2604 | 0 | 0 | 0 | 0 | 0 | 0 | 0 | 0 | 0 | 0 | 88743.1518 | 0 | 0 | 0 | 0 | 0 | 0 | 0 | 0 | 0 | 205842.8103 | 0 | 0 | 0 | 0 | 0 | 0 | 0
2016-11-18 01:00 | 0 | 0 | 0 | 0 | 0 | 265091.2694 | 0 | 455329 | 0 | 0 | 0 | 0 | 246364.4211 | 0 | 0 | 0 | 0 | 0 | 0 | 0 | 1388626.378 | 0 | 0 | 0 | 0 | 0 | 0 | 0 | 0 | 0 | 0 | 88743.1518 | 0 | 0 | 0 | 0 | 0 | 0 | 0 | 0 | 0 | -278980.8824 | 0 | 0 | 0 | 0 | 0 | 0 | 0
2016-11-18 02:00 | 0 | 0 | 0 | 0 | 0 | 631951.7306 | 0 | 441714 | 0 | 0 | 0 | 0 | 157621.2694 | 0 | 0 | 0 | 0 | 0 | 0 | 0 | 1667607.2604 | 0 | 0 | 0 | 0 | 0 | 0 | 0 | 0 | 0 | 0 | -88743.1518 | 0 | 0 | 0 | 0 | 0 | 0 | 0 | 0 | 0 | 278980.8824 | 0 | 0 | 0 | 0 | 0 | 0 | 0
2016-11-18 03:00 | 0 | 0 | 0 | 0 | 0 | 52500.9658 | 0 | 420225 | 0 | 0 | 0 | 0 | 68878.1176 | 0 | 0 | 0 | 0 | 0 | 0 | 0 | 1388626.378 | 0 | 0 | 0 | 0 | 0 | 0 | 0 | 0 | 0 | 0 | -88743.1518 | 0 | 0 | 0 | 0 | 0 | 0 | 0 | 0 | 0 | -278980.8824 | 0 | 0 | 0 | 0 | 0 | 0 | 0
2016-11-18 04:00 | 0 | 0 | 0 | 0 | 0 | 207681.2694 | 0 | 397919 | 0 | 0 | 0 | 0 | 157621.2694 | 0 | 0 | 0 | 0 | 0 | 0 | 0 | 1109645.4955 | 0 | 0 | 0 | 0 | 0 | 0 | 0 | 0 | 0 | 0 | 88743.1518 | 0 | 0 | 0 | 0 | 0 | 0 | 0 | 0 | 0 | -278980.8824 | 0 | 0 | 0 | 0 | 0 | 0 | 0
2016-11-18 05:00 | 0 | 0 | 0 | 0 | 0 | 187254.2694 | 0 | 377492 | 0 | 0 | 0 | 0 | 246364.4211 | 0 | 0 | 0 | 0 | 0 | 0 | 0 | 830664.6131 | 0 | 0 | 0 | 0 | 0 | 0 | 0 | 0 | 0 | 0 | 88743.1518 | 0 | 0 | 0 | 0 | 0 | 0 | 0 | 0 | 0 | -278980.8824 | 0 | 0 | 0 | 0 | 0 | 0 | 0
2016-11-18 06:00 | 0 | 0 | 0 | 0 | 0 | 0 | 0 | 361446 | 0 | 0 | 0 | 0 | 157621.2694 | 0 | 0 | 0 | 0 | 0 | 0 | 0 | 557961.7649 | 0 | 0 | 0 | 0 | 0 | 0 | 0 | 0 | 0 | 0 | -88743.1518 | 0 | 0 | 0 | 0 | 0 | 0 | 0 | 0 | 0 | -272702.8482 | 0 | 0 | 0 | 0 | 0 | 0 | 0
2016-11-18 07:00 | 0 | 0 | 0 | 0 | 0 | 719474.0342 | 0 | 351750 | 0 | 0 | 0 | 0 | 246364.4211 | 0 | 0 | 0 | 0 | 0 | 0 | 0 | 836942.6473 | 0 | 0 | 0 | 0 | 0 | 0 | 0 | 0 | 0 | 0 | 88743.1518 | 0 | 0 | 0 | 0 | 0 | 0 | 0 | 0 | 0 | 278980.8824 | 0 | 0 | 0 | 0 | 0 | 0 | 0
2016-11-18 08:00 | 0 | 0 | 0 | 0 | 0 | 0 | 0 | 347859 | 0 | 0 | 0 | 0 | 177486.3036 | 0 | 0 | 0 | 0 | 0 | 0 | 0 | 557961.7649 | 0 | 0 | 0 | 0 | 0 | 0 | 0 | 0 | 0 | 0 | -68878.1176 | 0 | 0 | 0 | 0 | 0 | 0 | 0 | 0 | 0 | -278980.8824 | 0 | 0 | 0 | 0 | 0 | 0 | 0
2016-11-18 09:00 | 0 | 0 | 0 | 0 | 0 | 540409.7306 | 0 | 350172 | 0 | 0 | 0 | 0 | 88743.1518 | 0 | 0 | 0 | 0 | 0 | 0 | 0 | 836942.6473 | 0 | 0 | 0 | 0 | 0 | 0 | 0 | 0 | 0 | 0 | -88743.1518 | 0 | 0 | 0 | 0 | 0 | 0 | 0 | 0 | 0 | 278980.8824 | 0 | 0 | 0 | 0 | 0 | 0 | 0
2016-11-18 10:00 | 0 | 0 | 0 | 0 | 0 | 172008.2694 | 0 | 362246 | 0 | 0 | 0 | 0 | 177486.3036 | 0 | 0 | 0 | 0 | 0 | 0 | 0 | 557961.7649 | 0 | 0 | 0 | 0 | 0 | 0 | 0 | 0 | 0 | 0 | 88743.1518 | 0 | 0 | 0 | 0 | 0 | 0 | 0 | 0 | 0 | -278980.8824 | 0 | 0 | 0 | 0 | 0 | 0 | 0
2016-11-18 11:00 | 0 | 0 | 0 | 0 | 0 | 23005.9658 | 0 | 390730 | 0 | 0 | 0 | 0 | 88743.1518 | 0 | 0 | 0 | 0 | 0 | 0 | 0 | 278980.8824 | 0 | 0 | 0 | 0 | 0 | 0 | 0 | 0 | 0 | 0 | -88743.1518 | 0 | 0 | 0 | 0 | 0 | 0 | 0 | 0 | 0 | -278980.8824 | 0 | 0 | 0 | 0 | 0 | 0 | 0
2016-11-18 12:00 | 0 | 0 | 0 | 0 | 0 | 47705.9658 | 0 | 415430 | 0 | 0 | 0 | 0 | 0 | 0 | 0 | 0 | 0 | 0 | 0 | 0 | 0 | 0 | 0 | 0 | 0 | 0 | 0 | 0 | 0 | 0 | 0 | -88743.1518 | 0 | 0 | 0 | 0 | 0 | 0 | 0 | 0 | 0 | -278980.8824 | 0 | 0 | 0 | 0 | 0 | 0 | 0
2016-11-18 13:00 | 0 | 0 | 0 | 0 | 0 | 736507.6802 | 24.625 | 424480 | 0 | 0 | 0 | 0 | 88743.1518 | 0 | 0 | 0 | 0 | 0 | 0 | 0 | 223309.1534 | 0 | 0 | 0 | 0 | 0 | 0 | 0 | 0 | 0 | 0 | 88743.1518 | 0 | 0 | 0 | 0 | 0 | 0 | 0 | 0 | 0 | 223309.1534 | 0 | 0 | 0 | 0 | 0 | 0 | 0
2016-11-18 14:00 | 0 | 0 | 0 | 0 | 0 | 658912.725 | 138114.3093 | 429303 | 0 | 0 | 0 | 0 | 177486.3036 | 0 | 0 | 0 | 0 | 0 | 0 | 0 | 502290.0359 | 0 | 0 | 0 | 0 | 0 | 0 | 0 | 0 | 0 | 0 | 88743.1518 | 0 | 0 | 0 | 0 | 0 | 0 | 0 | 0 | 0 | 278980.8824 | 0 | 0 | 0 | 0 | 0 | 0 | 0
2016-11-18 15:00 | 0 | 0 | 0 | 0 | 0 | 0 | 608615.8702 | 432262 | 0 | 0 | 0 | 0 | 266229.4554 | 0 | 0 | 0 | 0 | 0 | 0 | 0 | 589900.7543 | 0 | 0 | 0 | 0 | 0 | 0 | 0 | 0 | 0 | 0 | 88743.1518 | 0 | 0 | 0 | 0 | 0 | 0 | 0 | 0 | 0 | 87610.7184 | 0 | 0 | 0 | 0 | 0 | 0 | 0
2016-11-18 16:00 | 0 | 0 | 0 | 0 | 0 | 88986.5281 | 711025.5061 | 432288 | 0 | 0 | 0 | 0 | 354972.6072 | 0 | 0 | 0 | 0 | 0 | 0 | 0 | 868881.6367 | 0 | 0 | 0 | 0 | 0 | 0 | 0 | 0 | 0 | 0 | 88743.1518 | 0 | 0 | 0 | 0 | 0 | 0 | 0 | 0 | 0 | 278980.8824 | 0 | 0 | 0 | 0 | 0 | 0 | 0
2016-11-18 17:00 | 0 | 0 | 0 | 0 | 0 | 46087.2419 | 692000.3916 | 431234 | 0 | 0 | 0 | 0 | 382845.3582 | 0 | 0 | 0 | 0 | 0 | 0 | 0 | 1147862.5192 | 0 | 0 | 0 | 0 | 0 | 0 | 0 | 0 | 0 | 0 | 27872.7511 | 0 | 0 | 0 | 0 | 0 | 0 | 0 | 0 | 0 | 278980.8824 | 0 | 0 | 0 | 0 | 0 | 0 | 0
2016-11-18 18:00 | 0 | 0 | 0 | 0 | 0 | 55177.9209 | 655439.9615 | 431637 | 0 | 0 | 0 | 0 | 382845.3582 | 0 | 0 | 0 | 0 | 0 | 0 | 0 | 1426843.4016 | 0 | 0 | 0 | 0 | 0 | 0 | 0 | 0 | 0 | 0 | 0 | 0 | 0 | 0 | 0 | 0 | 0 | 0 | 0 | 0 | 278980.8824 | 0 | 0 | 0 | 0 | 0 | 0 | 0
2016-11-18 19:00 | 0 | 0 | 0 | 0 | 0 | 0 | 636953.8828 | 431202 | 0 | 0 | 0 | 0 | 375442.595 | 0 | 0 | 0 | 0 | 0 | 0 | 0 | 1639998.0476 | 0 | 0 | 0 | 0 | 0 | 0 | 0 | 0 | 0 | 0 | -7402.7632 | 0 | 0 | 0 | 0 | 0 | 0 | 0 | 0 | 0 | 213154.646 | 0 | 0 | 0 | 0 | 0 | 0 | 0
2016-11-18 20:00 | 0 | 0 | 0 | 0 | 0 | 0 | 651183.3404 | 429761 | 0 | 0 | 0 | 0 | 317884.0529 | 0 | 0 | 0 | 0 | 0 | 0 | 0 | 1918978.93 | 0 | 0 | 0 | 0 | 0 | 0 | 0 | 0 | 0 | 0 | -57558.5421 | 0 | 0 | 0 | 0 | 0 | 0 | 0 | 0 | 0 | 278980.8824 | 0 | 0 | 0 | 0 | 0 | 0 | 0
2016-11-18 21:00 | 0 | 0 | 0 | 0 | 0 | 77969.9138 | 683894.1969 | 429356 | 0 | 0 | 0 | 0 | 371411.2812 | 0 | 0 | 0 | 0 | 0 | 0 | 0 | 2197959.8125 | 0 | 0 | 0 | 0 | 0 | 0 | 0 | 0 | 0 | 0 | 53527.2283 | 0 | 0 | 0 | 0 | 0 | 0 | 0 | 0 | 0 | 278980.8824 | 0 | 0 | 0 | 0 | 0 | 0 | 0
2016-11-18 22:00 | 0 | 0 | 0 | 0 | 0 | 0 | 638181.8077 | 436510 | 0 | 0 | 0 | 0 | 294102.2064 | 0 | 0 | 0 | 0 | 0 | 0 | 0 | 2476940.6949 | 0 | 0 | 0 | 0 | 0 | 0 | 0 | 0 | 0 | 0 | -77309.0748 | 0 | 0 | 0 | 0 | 0 | 0 | 0 | 0 | 0 | 278980.8824 | 0 | 0 | 0 | 0 | 0 | 0 | 0
2016-11-18 23:00 | 0 | 0 | 0 | 0 | 0 | 0 | 344914.5104 | 442370 | 0 | 0 | 0 | 0 | 382845.3582 | 0 | 0 | 0 | 0 | 0 | 0 | 0 | 2290742.0535 | 0 | 0 | 0 | 0 | 0 | 0 | 0 | 0 | 0 | 0 | 88743.1518 | 0 | 0 | 0 | 0 | 0 | 0 | 0 | 0 | 0 | -186198.6414 | 0 | 0 | 0 | 0 | 0 | 0 | 0
2016-11-19 | 0 | 0 | 0 | 0 | 0 | 681502.1288 | 16465.585 | 440526 | 0 | 0 | 0 | 0 | 361306.1895 | 0 | 0 | 0 | 0 | 0 | 0 | 0 | 2569722.9359 | 0 | 0 | 0 | 0 | 0 | 0 | 0 | 0 | 0 | 0 | -21539.1687 | 0 | 0 | 0 | 0 | 0 | 0 | 0 | 0 | 0 | 278980.8824 | 0 | 0 | 0 | 0 | 0 | 0 | 0
2016-11-19 01:00 | 0 | 0 | 0 | 0 | 0 | 67256.9658 | 0 | 434981 | 0 | 0 | 0 | 0 | 272563.0377 | 0 | 0 | 0 | 0 | 0 | 0 | 0 | 2290742.0535 | 0 | 0 | 0 | 0 | 0 | 0 | 0 | 0 | 0 | 0 | -88743.1518 | 0 | 0 | 0 | 0 | 0 | 0 | 0 | 0 | 0 | -278980.8824 | 0 | 0 | 0 | 0 | 0 | 0 | 0
2016-11-19 02:00 | 0 | 0 | 0 | 0 | 0 | 232215.2694 | 0 | 422453 | 0 | 0 | 0 | 0 | 361306.1895 | 0 | 0 | 0 | 0 | 0 | 0 | 0 | 2011761.171 | 0 | 0 | 0 | 0 | 0 | 0 | 0 | 0 | 0 | 0 | 88743.1518 | 0 | 0 | 0 | 0 | 0 | 0 | 0 | 0 | 0 | -278980.8824 | 0 | 0 | 0 | 0 | 0 | 0 | 0
2016-11-19 03:00 | 0 | 0 | 0 | 0 | 0 | 592460.4711 | 0 | 406615 | 0 | 0 | 0 | 0 | 272563.0377 | 0 | 0 | 0 | 0 | 0 | 0 | 0 | 2286349.7939 | 0 | 0 | 0 | 0 | 0 | 0 | 0 | 0 | 0 | 0 | -88743.1518 | 0 | 0 | 0 | 0 | 0 | 0 | 0 | 0 | 0 | 274588.6229 | 0 | 0 | 0 | 0 | 0 | 0 | 0
2016-11-19 04:00 | 0 | 0 | 0 | 0 | 0 | 19997.9658 | 0 | 387722 | 0 | 0 | 0 | 0 | 183819.8859 | 0 | 0 | 0 | 0 | 0 | 0 | 0 | 2007368.9114 | 0 | 0 | 0 | 0 | 0 | 0 | 0 | 0 | 0 | 0 | -88743.1518 | 0 | 0 | 0 | 0 | 0 | 0 | 0 | 0 | 0 | -278980.8824 | 0 | 0 | 0 | 0 | 0 | 0 | 0
2016-11-19 05:00 | 0 | 0 | 0 | 0 | 0 | 542552.84 | 0 | 369717 | 0 | 0 | 0 | 0 | 272563.0377 | 0 | 0 | 0 | 0 | 0 | 0 | 0 | 2091461.5996 | 0 | 0 | 0 | 0 | 0 | 0 | 0 | 0 | 0 | 0 | 88743.1518 | 0 | 0 | 0 | 0 | 0 | 0 | 0 | 0 | 0 | 84092.6882 | 0 | 0 | 0 | 0 | 0 | 0 | 0
2016-11-19 06:00 | 0 | 0 | 0 | 0 | 0 | 164641.2694 | 0 | 354879 | 0 | 0 | 0 | 0 | 361306.1895 | 0 | 0 | 0 | 0 | 0 | 0 | 0 | 1812480.7172 | 0 | 0 | 0 | 0 | 0 | 0 | 0 | 0 | 0 | 0 | 88743.1518 | 0 | 0 | 0 | 0 | 0 | 0 | 0 | 0 | 0 | -278980.8824 | 0 | 0 | 0 | 0 | 0 | 0 | 0
2016-11-19 07:00 | 0 | 0 | 0 | 0 | 0 | 502719.4386 | 0 | 344814 | 0 | 0 | 0 | 0 | 272563.0377 | 0 | 0 | 0 | 0 | 0 | 0 | 0 | 2059129.3076 | 0 | 0 | 0 | 0 | 0 | 0 | 0 | 0 | 0 | 0 | -88743.1518 | 0 | 0 | 0 | 0 | 0 | 0 | 0 | 0 | 0 | 246648.5904 | 0 | 0 | 0 | 0 | 0 | 0 | 0
2016-11-19 08:00 | 0 | 0 | 0 | 0 | 0 | 0 | 0 | 339808 | 0 | 0 | 0 | 0 | 183819.8859 | 0 | 0 | 0 | 0 | 0 | 0 | 0 | 1808064.4594 | 0 | 0 | 0 | 0 | 0 | 0 | 0 | 0 | 0 | 0 | -88743.1518 | 0 | 0 | 0 | 0 | 0 | 0 | 0 | 0 | 0 | -251064.8482 | 0 | 0 | 0 | 0 | 0 | 0 | 0
2016-11-19 09:00 | 0 | 0 | 0 | 0 | 0 | 150192.2694 | 0 | 340430 | 0 | 0 | 0 | 0 | 272563.0377 | 0 | 0 | 0 | 0 | 0 | 0 | 0 | 1529083.5769 | 0 | 0 | 0 | 0 | 0 | 0 | 0 | 0 | 0 | 0 | 88743.1518 | 0 | 0 | 0 | 0 | 0 | 0 | 0 | 0 | 0 | -278980.8824 | 0 | 0 | 0 | 0 | 0 | 0 | 0
2016-11-19 10:00 | 0 | 0 | 0 | 0 | 0 | 155486.2694 | 0 | 345724 | 0 | 0 | 0 | 0 | 361306.1895 | 0 | 0 | 0 | 0 | 0 | 0 | 0 | 1250102.6945 | 0 | 0 | 0 | 0 | 0 | 0 | 0 | 0 | 0 | 0 | 88743.1518 | 0 | 0 | 0 | 0 | 0 | 0 | 0 | 0 | 0 | -278980.8824 | 0 | 0 | 0 | 0 | 0 | 0 | 0
2016-11-19 11:00 | 0 | 0 | 0 | 0 | 0 | 0 | 0 | 356890 | 0 | 0 | 0 | 0 | 272563.0377 | 0 | 0 | 0 | 0 | 0 | 0 | 0 | 981955.8463 | 0 | 0 | 0 | 0 | 0 | 0 | 0 | 0 | 0 | 0 | -88743.1518 | 0 | 0 | 0 | 0 | 0 | 0 | 0 | 0 | 0 | -268146.8482 | 0 | 0 | 0 | 0 | 0 | 0 | 0
2016-11-19 12:00 | 0 | 0 | 0 | 0 | 0 | 3896.9658 | 0 | 371621 | 0 | 0 | 0 | 0 | 183819.8859 | 0 | 0 | 0 | 0 | 0 | 0 | 0 | 702974.9638 | 0 | 0 | 0 | 0 | 0 | 0 | 0 | 0 | 0 | 0 | -88743.1518 | 0 | 0 | 0 | 0 | 0 | 0 | 0 | 0 | 0 | -278980.8824 | 0 | 0 | 0 | 0 | 0 | 0 | 0
2016-11-19 13:00 | 0 | 0 | 0 | 0 | 0 | 335608.6681 | 21.3766 | 386603 | 0 | 0 | 0 | 0 | 272563.0377 | 0 | 0 | 0 | 0 | 0 | 0 | 0 | 563258.8567 | 0 | 0 | 0 | 0 | 0 | 0 | 0 | 0 | 0 | 0 | 88743.1518 | 0 | 0 | 0 | 0 | 0 | 0 | 0 | 0 | 0 | -139716.1071 | 0 | 0 | 0 | 0 | 0 | 0 | 0
2016-11-19 14:00 | 0 | 0 | 0 | 0 | 0 | 255166.4009 | 134415.6317 | 398800 | 0 | 0 | 0 | 0 | 361306.1895 | 0 | 0 | 0 | 0 | 0 | 0 | 0 | 465297.7375 | 0 | 0 | 0 | 0 | 0 | 0 | 0 | 0 | 0 | 0 | 88743.1518 | 0 | 0 | 0 | 0 | 0 | 0 | 0 | 0 | 0 | -97961.1192 | 0 | 0 | 0 | 0 | 0 | 0 | 0
2016-11-19 15:00 | 0 | 0 | 0 | 0 | 0 | 57009.127 | 559787.7723 | 405020 | 0 | 0 | 0 | 0 | 294102.2064 | 0 | 0 | 0 | 0 | 0 | 0 | 0 | 744278.6199 | 0 | 0 | 0 | 0 | 0 | 0 | 0 | 0 | 0 | 0 | -67203.9831 | 0 | 0 | 0 | 0 | 0 | 0 | 0 | 0 | 0 | 278980.8824 | 0 | 0 | 0 | 0 | 0 | 0 | 0
2016-11-19 16:00 | 0 | 0 | 0 | 0 | 0 | 85043.9175 | 689048.1168 | 406368 | 0 | 0 | 0 | 0 | 382845.3582 | 0 | 0 | 0 | 0 | 0 | 0 | 0 | 1023259.5024 | 0 | 0 | 0 | 0 | 0 | 0 | 0 | 0 | 0 | 0 | 88743.1518 | 0 | 0 | 0 | 0 | 0 | 0 | 0 | 0 | 0 | 278980.8824 | 0 | 0 | 0 | 0 | 0 | 0 | 0
2016-11-19 17:00 | 0 | 0 | 0 | 0 | 0 | 0 | 668790.1544 | 404935 | 0 | 0 | 0 | 0 | 367719.6302 | 0 | 0 | 0 | 0 | 0 | 0 | 0 | 1302240.3848 | 0 | 0 | 0 | 0 | 0 | 0 | 0 | 0 | 0 | 0 | -15125.7281 | 0 | 0 | 0 | 0 | 0 | 0 | 0 | 0 | 0 | 278980.8824 | 0 | 0 | 0 | 0 | 0 | 0 | 0
2016-11-19 18:00 | 0 | 0 | 0 | 0 | 0 | 68973.0297 | 627166.5808 | 402033 | 0 | 0 | 0 | 0 | 382845.3582 | 0 | 0 | 0 | 0 | 0 | 0 | 0 | 1581221.2673 | 0 | 0 | 0 | 0 | 0 | 0 | 0 | 0 | 0 | 0 | 15125.7281 | 0 | 0 | 0 | 0 | 0 | 0 | 0 | 0 | 0 | 278980.8824 | 0 | 0 | 0 | 0 | 0 | 0 | 0
2016-11-19 19:00 | 0 | 0 | 0 | 0 | 0 | 35214.3309 | 608952.8707 | 399027 | 0 | 0 | 0 | 0 | 349004.6774 | 0 | 0 | 0 | 0 | 0 | 0 | 0 | 1860202.1497 | 0 | 0 | 0 | 0 | 0 | 0 | 0 | 0 | 0 | 0 | -33840.6809 | 0 | 0 | 0 | 0 | 0 | 0 | 0 | 0 | 0 | 278980.8824 | 0 | 0 | 0 | 0 | 0 | 0 | 0
2016-11-19 20:00 | 0 | 0 | 0 | 0 | 0 | 0 | 621562.4115 | 397484 | 0 | 0 | 0 | 0 | 294102.2064 | 0 | 0 | 0 | 0 | 0 | 0 | 0 | 2139183.0321 | 0 | 0 | 0 | 0 | 0 | 0 | 0 | 0 | 0 | 0 | -54902.4709 | 0 | 0 | 0 | 0 | 0 | 0 | 0 | 0 | 0 | 278980.8824 | 0 | 0 | 0 | 0 | 0 | 0 | 0
2016-11-19 21:00 | 0 | 0 | 0 | 0 | 0 | 0 | 654556.0746 | 400502 | 0 | 0 | 0 | 0 | 382845.3582 | 0 | 0 | 0 | 0 | 0 | 0 | 0 | 2304493.955 | 0 | 0 | 0 | 0 | 0 | 0 | 0 | 0 | 0 | 0 | 88743.1518 | 0 | 0 | 0 | 0 | 0 | 0 | 0 | 0 | 0 | 165310.9228 | 0 | 0 | 0 | 0 | 0 | 0 | 0
2016-11-19 22:00 | 0 | 0 | 0 | 0 | 0 | 0 | 608903.0505 | 413683 | 0 | 0 | 0 | 0 | 299084.5263 | 0 | 0 | 0 | 0 | 0 | 0 | 0 | 2583474.8374 | 0 | 0 | 0 | 0 | 0 | 0 | 0 | 0 | 0 | 0 | -83760.8319 | 0 | 0 | 0 | 0 | 0 | 0 | 0 | 0 | 0 | 278980.8824 | 0 | 0 | 0 | 0 | 0 | 0 | 0
2016-11-19 23:00 | 0 | 0 | 0 | 0 | 0 | 0 | 279586.9194 | 427279 | 0 | 0 | 0 | 0 | 382845.3582 | 0 | 0 | 0 | 0 | 0 | 0 | 0 | 2352021.9249 | 0 | 0 | 0 | 0 | 0 | 0 | 0 | 0 | 0 | 0 | 83760.8319 | 0 | 0 | 0 | 0 | 0 | 0 | 0 | 0 | 0 | -231452.9126 | 0 | 0 | 0 | 0 | 0 | 0 | 0
2016-11-20 | 0 | 0 | 0 | 0 | 0 | 528211.274 | 12367.0964 | 431645 | 0 | 0 | 0 | 0 | 294102.2064 | 0 | 0 | 0 | 0 | 0 | 0 | 0 | 2549698.4471 | 0 | 0 | 0 | 0 | 0 | 0 | 0 | 0 | 0 | 0 | -88743.1518 | 0 | 0 | 0 | 0 | 0 | 0 | 0 | 0 | 0 | 197676.5222 | 0 | 0 | 0 | 0 | 0 | 0 | 0
2016-11-20 01:00 | 0 | 0 | 0 | 0 | 0 | 240737.2694 | 0 | 430975 | 0 | 0 | 0 | 0 | 382845.3582 | 0 | 0 | 0 | 0 | 0 | 0 | 0 | 2270717.5646 | 0 | 0 | 0 | 0 | 0 | 0 | 0 | 0 | 0 | 0 | 88743.1518 | 0 | 0 | 0 | 0 | 0 | 0 | 0 | 0 | 0 | -278980.8824 | 0 | 0 | 0 | 0 | 0 | 0 | 0
2016-11-20 02:00 | 0 | 0 | 0 | 0 | 0 | 537397.6031 | 0 | 423762 | 0 | 0 | 0 | 0 | 294102.2064 | 0 | 0 | 0 | 0 | 0 | 0 | 0 | 2473096.3195 | 0 | 0 | 0 | 0 | 0 | 0 | 0 | 0 | 0 | 0 | -88743.1518 | 0 | 0 | 0 | 0 | 0 | 0 | 0 | 0 | 0 | 202378.7549 | 0 | 0 | 0 | 0 | 0 | 0 | 0
2016-11-20 03:00 | 0 | 0 | 0 | 0 | 0 | 555200.9942 | 0 | 411879 | 0 | 0 | 0 | 0 | 382845.3582 | 0 | 0 | 0 | 0 | 0 | 0 | 0 | 2527675.1619 | 0 | 0 | 0 | 0 | 0 | 0 | 0 | 0 | 0 | 0 | 88743.1518 | 0 | 0 | 0 | 0 | 0 | 0 | 0 | 0 | 0 | 54578.8424 | 0 | 0 | 0 | 0 | 0 | 0 | 0
2016-11-20 04:00 | 0 | 0 | 0 | 0 | 0 | 28286.9658 | 0 | 396011 | 0 | 0 | 0 | 0 | 294102.2064 | 0 | 0 | 0 | 0 | 0 | 0 | 0 | 2248694.2795 | 0 | 0 | 0 | 0 | 0 | 0 | 0 | 0 | 0 | 0 | -88743.1518 | 0 | 0 | 0 | 0 | 0 | 0 | 0 | 0 | 0 | -278980.8824 | 0 | 0 | 0 | 0 | 0 | 0 | 0
2016-11-20 05:00 | 0 | 0 | 0 | 0 | 0 | 15091.9658 | 0 | 382816 | 0 | 0 | 0 | 0 | 205359.0546 | 0 | 0 | 0 | 0 | 0 | 0 | 0 | 1969713.397 | 0 | 0 | 0 | 0 | 0 | 0 | 0 | 0 | 0 | 0 | -88743.1518 | 0 | 0 | 0 | 0 | 0 | 0 | 0 | 0 | 0 | -278980.8824 | 0 | 0 | 0 | 0 | 0 | 0 | 0
2016-11-20 06:00 | 0 | 0 | 0 | 0 | 0 | 561980.6786 | 0 | 371724 | 0 | 0 | 0 | 0 | 294102.2064 | 0 | 0 | 0 | 0 | 0 | 0 | 0 | 2071226.9238 | 0 | 0 | 0 | 0 | 0 | 0 | 0 | 0 | 0 | 0 | 88743.1518 | 0 | 0 | 0 | 0 | 0 | 0 | 0 | 0 | 0 | 101513.5268 | 0 | 0 | 0 | 0 | 0 | 0 | 0
2016-11-20 07:00 | 0 | 0 | 0 | 0 | 0 | 550534.1187 | 0 | 364615 | 0 | 0 | 0 | 0 | 382845.3582 | 0 | 0 | 0 | 0 | 0 | 0 | 0 | 2168402.8907 | 0 | 0 | 0 | 0 | 0 | 0 | 0 | 0 | 0 | 0 | 88743.1518 | 0 | 0 | 0 | 0 | 0 | 0 | 0 | 0 | 0 | 97175.9669 | 0 | 0 | 0 | 0 | 0 | 0 | 0
2016-11-20 08:00 | 0 | 0 | 0 | 0 | 0 | 0 | 0 | 361541 | 0 | 0 | 0 | 0 | 294102.2064 | 0 | 0 | 0 | 0 | 0 | 0 | 0 | 1895605.0425 | 0 | 0 | 0 | 0 | 0 | 0 | 0 | 0 | 0 | 0 | -88743.1518 | 0 | 0 | 0 | 0 | 0 | 0 | 0 | 0 | 0 | -272797.8482 | 0 | 0 | 0 | 0 | 0 | 0 | 0
2016-11-20 09:00 | 0 | 0 | 0 | 0 | 0 | 0 | 0 | 362066 | 0 | 0 | 0 | 0 | 205359.0546 | 0 | 0 | 0 | 0 | 0 | 0 | 0 | 1622282.1943 | 0 | 0 | 0 | 0 | 0 | 0 | 0 | 0 | 0 | 0 | -88743.1518 | 0 | 0 | 0 | 0 | 0 | 0 | 0 | 0 | 0 | -273322.8482 | 0 | 0 | 0 | 0 | 0 | 0 | 0
2016-11-20 10:00 | 0 | 0 | 0 | 0 | 0 | 485486.2258 | 0 | 367715 | 0 | 0 | 0 | 0 | 294102.2064 | 0 | 0 | 0 | 0 | 0 | 0 | 0 | 1651310.2682 | 0 | 0 | 0 | 0 | 0 | 0 | 0 | 0 | 0 | 0 | 88743.1518 | 0 | 0 | 0 | 0 | 0 | 0 | 0 | 0 | 0 | 29028.074 | 0 | 0 | 0 | 0 | 0 | 0 | 0
2016-11-20 11:00 | 0 | 0 | 0 | 0 | 0 | 10273.9658 | 0 | 377998 | 0 | 0 | 0 | 0 | 205359.0546 | 0 | 0 | 0 | 0 | 0 | 0 | 0 | 1372329.3858 | 0 | 0 | 0 | 0 | 0 | 0 | 0 | 0 | 0 | 0 | -88743.1518 | 0 | 0 | 0 | 0 | 0 | 0 | 0 | 0 | 0 | -278980.8824 | 0 | 0 | 0 | 0 | 0 | 0 | 0
2016-11-20 12:00 | 0 | 0 | 0 | 0 | 0 | 22527.9658 | 0 | 390252 | 0 | 0 | 0 | 0 | 116615.9029 | 0 | 0 | 0 | 0 | 0 | 0 | 0 | 1093348.5034 | 0 | 0 | 0 | 0 | 0 | 0 | 0 | 0 | 0 | 0 | -88743.1518 | 0 | 0 | 0 | 0 | 0 | 0 | 0 | 0 | 0 | -278980.8824 | 0 | 0 | 0 | 0 | 0 | 0 | 0
2016-11-20 13:00 | 0 | 0 | 0 | 0 | 0 | 433680.7649 | 23.8915 | 404595 | 0 | 0 | 0 | 0 | 205359.0546 | 0 | 0 | 0 | 0 | 0 | 0 | 0 | 1033715.008 | 0 | 0 | 0 | 0 | 0 | 0 | 0 | 0 | 0 | 0 | 88743.1518 | 0 | 0 | 0 | 0 | 0 | 0 | 0 | 0 | 0 | -59633.4953 | 0 | 0 | 0 | 0 | 0 | 0 | 0
2016-11-20 14:00 | 0 | 0 | 0 | 0 | 0 | 328736.3433 | 100078.4601 | 413303 | 0 | 0 | 0 | 0 | 294102.2064 | 0 | 0 | 0 | 0 | 0 | 0 | 0 | 960483.6596 | 0 | 0 | 0 | 0 | 0 | 0 | 0 | 0 | 0 | 0 | 88743.1518 | 0 | 0 | 0 | 0 | 0 | 0 | 0 | 0 | 0 | -73231.3484 | 0 | 0 | 0 | 0 | 0 | 0 | 0
2016-11-20 15:00 | 0 | 0 | 0 | 0 | 0 | 0 | 440407.4521 | 413355 | 0 | 0 | 0 | 0 | 382845.3582 | 0 | 0 | 0 | 0 | 0 | 0 | 0 | 898792.9598 | 0 | 0 | 0 | 0 | 0 | 0 | 0 | 0 | 0 | 0 | 88743.1518 | 0 | 0 | 0 | 0 | 0 | 0 | 0 | 0 | 0 | -61690.6997 | 0 | 0 | 0 | 0 | 0 | 0 | 0
2016-11-20 16:00 | 0 | 0 | 0 | 0 | 0 | 136101.6417 | 553895.2407 | 411016 | 0 | 0 | 0 | 0 | 382845.3582 | 0 | 0 | 0 | 0 | 0 | 0 | 0 | 1177773.8423 | 0 | 0 | 0 | 0 | 0 | 0 | 0 | 0 | 0 | 0 | 0 | 0 | 0 | 0 | 0 | 0 | 0 | 0 | 0 | 0 | 278980.8824 | 0 | 0 | 0 | 0 | 0 | 0 | 0
2016-11-20 17:00 | 0 | 0 | 0 | 0 | 0 | 0 | 555853.7926 | 408200 | 0 | 0 | 0 | 0 | 294102.2064 | 0 | 0 | 0 | 0 | 0 | 0 | 0 | 1414170.7867 | 0 | 0 | 0 | 0 | 0 | 0 | 0 | 0 | 0 | 0 | -88743.1518 | 0 | 0 | 0 | 0 | 0 | 0 | 0 | 0 | 0 | 236396.9444 | 0 | 0 | 0 | 0 | 0 | 0 | 0
2016-11-20 18:00 | 0 | 0 | 0 | 0 | 0 | 71108.0856 | 524188.6451 | 405059 | 0 | 0 | 0 | 0 | 205359.0546 | 0 | 0 | 0 | 0 | 0 | 0 | 0 | 1693151.6691 | 0 | 0 | 0 | 0 | 0 | 0 | 0 | 0 | 0 | 0 | -88743.1518 | 0 | 0 | 0 | 0 | 0 | 0 | 0 | 0 | 0 | 278980.8824 | 0 | 0 | 0 | 0 | 0 | 0 | 0
2016-11-20 19:00 | 0 | 0 | 0 | 0 | 0 | 253271.6687 | 504777.1438 | 402637 | 0 | 0 | 0 | 0 | 294102.2064 | 0 | 0 | 0 | 0 | 0 | 0 | 0 | 1959820.3298 | 0 | 0 | 0 | 0 | 0 | 0 | 0 | 0 | 0 | 0 | 88743.1518 | 0 | 0 | 0 | 0 | 0 | 0 | 0 | 0 | 0 | 266668.6607 | 0 | 0 | 0 | 0 | 0 | 0 | 0
2016-11-20 20:00 | 0 | 0 | 0 | 0 | 0 | 0 | 501957.1347 | 402846 | 0 | 0 | 0 | 0 | 382845.3582 | 0 | 0 | 0 | 0 | 0 | 0 | 0 | 1970188.3128 | 0 | 0 | 0 | 0 | 0 | 0 | 0 | 0 | 0 | 0 | 88743.1518 | 0 | 0 | 0 | 0 | 0 | 0 | 0 | 0 | 0 | 10367.9829 | 0 | 0 | 0 | 0 | 0 | 0 | 0
2016-11-20 21:00 | 0 | 0 | 0 | 0 | 0 | 0 | 484696.3968 | 409160 | 0 | 0 | 0 | 0 | 294102.2064 | 0 | 0 | 0 | 0 | 0 | 0 | 0 | 2134467.8613 | 0 | 0 | 0 | 0 | 0 | 0 | 0 | 0 | 0 | 0 | -88743.1518 | 0 | 0 | 0 | 0 | 0 | 0 | 0 | 0 | 0 | 164279.5486 | 0 | 0 | 0 | 0 | 0 | 0 | 0
2016-11-20 22:00 | 0 | 0 | 0 | 0 | 0 | 0 | 394610.3485 | 426655 | 0 | 0 | 0 | 0 | 382845.3582 | 0 | 0 | 0 | 0 | 0 | 0 | 0 | 2013680.058 | 0 | 0 | 0 | 0 | 0 | 0 | 0 | 0 | 0 | 0 | 88743.1518 | 0 | 0 | 0 | 0 | 0 | 0 | 0 | 0 | 0 | -120787.8033 | 0 | 0 | 0 | 0 | 0 | 0 | 0
2016-11-20 23:00 | 0 | 0 | 0 | 0 | 0 | 397232.9306 | 144914.8268 | 444859 | 0 | 0 | 0 | 0 | 294102.2064 | 0 | 0 | 0 | 0 | 0 | 0 | 0 | 2199711.9672 | 0 | 0 | 0 | 0 | 0 | 0 | 0 | 0 | 0 | 0 | -88743.1518 | 0 | 0 | 0 | 0 | 0 | 0 | 0 | 0 | 0 | 186031.9092 | 0 | 0 | 0 | 0 | 0 | 0 | 0
2016-11-21 | 0 | 0 | 0 | 0 | 0 | 495202.14 | 7990.5073 | 452735 | 0 | 0 | 0 | 0 | 205359.0546 | 0 | 0 | 0 | 0 | 0 | 0 | 0 | 2338912.7662 | 0 | 0 | 0 | 0 | 0 | 0 | 0 | 0 | 0 | 0 | -88743.1518 | 0 | 0 | 0 | 0 | 0 | 0 | 0 | 0 | 0 | 139200.799 | 0 | 0 | 0 | 0 | 0 | 0 | 0
2016-11-21 01:00 | 0 | 0 | 0 | 0 | 0 | 263425.2694 | 0 | 453663 | 0 | 0 | 0 | 0 | 294102.2064 | 0 | 0 | 0 | 0 | 0 | 0 | 0 | 2059931.8838 | 0 | 0 | 0 | 0 | 0 | 0 | 0 | 0 | 0 | 0 | 88743.1518 | 0 | 0 | 0 | 0 | 0 | 0 | 0 | 0 | 0 | -278980.8824 | 0 | 0 | 0 | 0 | 0 | 0 | 0
2016-11-21 02:00 | 0 | 0 | 0 | 0 | 0 | 546031.6801 | 0 | 444215 | 0 | 0 | 0 | 0 | 205359.0546 | 0 | 0 | 0 | 0 | 0 | 0 | 0 | 2250491.7157 | 0 | 0 | 0 | 0 | 0 | 0 | 0 | 0 | 0 | 0 | -88743.1518 | 0 | 0 | 0 | 0 | 0 | 0 | 0 | 0 | 0 | 190559.8319 | 0 | 0 | 0 | 0 | 0 | 0 | 0
2016-11-21 03:00 | 0 | 0 | 0 | 0 | 0 | 239425.2694 | 0 | 429663 | 0 | 0 | 0 | 0 | 294102.2064 | 0 | 0 | 0 | 0 | 0 | 0 | 0 | 1971510.8332 | 0 | 0 | 0 | 0 | 0 | 0 | 0 | 0 | 0 | 0 | 88743.1518 | 0 | 0 | 0 | 0 | 0 | 0 | 0 | 0 | 0 | -278980.8824 | 0 | 0 | 0 | 0 | 0 | 0 | 0
2016-11-21 04:00 | 0 | 0 | 0 | 0 | 0 | 522254.3772 | 0 | 412088 | 0 | 0 | 0 | 0 | 382845.3582 | 0 | 0 | 0 | 0 | 0 | 0 | 0 | 1992934.0587 | 0 | 0 | 0 | 0 | 0 | 0 | 0 | 0 | 0 | 0 | 88743.1518 | 0 | 0 | 0 | 0 | 0 | 0 | 0 | 0 | 0 | 21423.2255 | 0 | 0 | 0 | 0 | 0 | 0 | 0
2016-11-21 05:00 | 0 | 0 | 0 | 0 | 0 | 29258.9658 | 0 | 396983 | 0 | 0 | 0 | 0 | 294102.2064 | 0 | 0 | 0 | 0 | 0 | 0 | 0 | 1713953.1762 | 0 | 0 | 0 | 0 | 0 | 0 | 0 | 0 | 0 | 0 | -88743.1518 | 0 | 0 | 0 | 0 | 0 | 0 | 0 | 0 | 0 | -278980.8824 | 0 | 0 | 0 | 0 | 0 | 0 | 0
2016-11-21 06:00 | 0 | 0 | 0 | 0 | 0 | 196429.2694 | 0 | 386667 | 0 | 0 | 0 | 0 | 382845.3582 | 0 | 0 | 0 | 0 | 0 | 0 | 0 | 1434972.2938 | 0 | 0 | 0 | 0 | 0 | 0 | 0 | 0 | 0 | 0 | 88743.1518 | 0 | 0 | 0 | 0 | 0 | 0 | 0 | 0 | 0 | -278980.8824 | 0 | 0 | 0 | 0 | 0 | 0 | 0
2016-11-21 07:00 | 0 | 0 | 0 | 0 | 0 | 13918.9658 | 0 | 381643 | 0 | 0 | 0 | 0 | 294102.2064 | 0 | 0 | 0 | 0 | 0 | 0 | 0 | 1155991.4113 | 0 | 0 | 0 | 0 | 0 | 0 | 0 | 0 | 0 | 0 | -88743.1518 | 0 | 0 | 0 | 0 | 0 | 0 | 0 | 0 | 0 | -278980.8824 | 0 | 0 | 0 | 0 | 0 | 0 | 0
2016-11-21 08:00 | 0 | 0 | 0 | 0 | 0 | 443173.551 | 0 | 380988 | 0 | 0 | 0 | 0 | 205359.0546 | 0 | 0 | 0 | 0 | 0 | 0 | 0 | 1306920.1142 | 0 | 0 | 0 | 0 | 0 | 0 | 0 | 0 | 0 | 0 | -88743.1518 | 0 | 0 | 0 | 0 | 0 | 0 | 0 | 0 | 0 | 150928.7028 | 0 | 0 | 0 | 0 | 0 | 0 | 0
2016-11-21 09:00 | 0 | 0 | 0 | 0 | 0 | 414405.6071 | 0 | 385774 | 0 | 0 | 0 | 0 | 294102.2064 | 0 | 0 | 0 | 0 | 0 | 0 | 0 | 1246808.5695 | 0 | 0 | 0 | 0 | 0 | 0 | 0 | 0 | 0 | 0 | 88743.1518 | 0 | 0 | 0 | 0 | 0 | 0 | 0 | 0 | 0 | -60111.5447 | 0 | 0 | 0 | 0 | 0 | 0 | 0
2016-11-21 10:00 | 0 | 0 | 0 | 0 | 0 | 385649.9813 | 0 | 400883 | 0 | 0 | 0 | 0 | 382845.3582 | 0 | 0 | 0 | 0 | 0 | 0 | 0 | 1142832.399 | 0 | 0 | 0 | 0 | 0 | 0 | 0 | 0 | 0 | 0 | 88743.1518 | 0 | 0 | 0 | 0 | 0 | 0 | 0 | 0 | 0 | -103976.1705 | 0 | 0 | 0 | 0 | 0 | 0 | 0
2016-11-21 11:00 | 0 | 0 | 0 | 0 | 0 | 376147.9428 | 0 | 433200 | 0 | 0 | 0 | 0 | 294102.2064 | 0 | 0 | 0 | 0 | 0 | 0 | 0 | 1174523.4936 | 0 | 0 | 0 | 0 | 0 | 0 | 0 | 0 | 0 | 0 | -88743.1518 | 0 | 0 | 0 | 0 | 0 | 0 | 0 | 0 | 0 | 31691.0946 | 0 | 0 | 0 | 0 | 0 | 0 | 0
2016-11-21 12:00 | 0 | 0 | 0 | 0 | 0 | 92485.9658 | 0 | 460210 | 0 | 0 | 0 | 0 | 205359.0546 | 0 | 0 | 0 | 0 | 0 | 0 | 0 | 895542.6111 | 0 | 0 | 0 | 0 | 0 | 0 | 0 | 0 | 0 | 0 | -88743.1518 | 0 | 0 | 0 | 0 | 0 | 0 | 0 | 0 | 0 | -278980.8824 | 0 | 0 | 0 | 0 | 0 | 0 | 0
2016-11-21 13:00 | 0 | 0 | 0 | 0 | 0 | 102686.2088 | 18.7569 | 470429 | 0 | 0 | 0 | 0 | 116615.9029 | 0 | 0 | 0 | 0 | 0 | 0 | 0 | 616561.7287 | 0 | 0 | 0 | 0 | 0 | 0 | 0 | 0 | 0 | 0 | -88743.1518 | 0 | 0 | 0 | 0 | 0 | 0 | 0 | 0 | 0 | -278980.8824 | 0 | 0 | 0 | 0 | 0 | 0 | 0
2016-11-21 14:00 | 0 | 0 | 0 | 0 | 0 | 341772.698 | 49759.9187 | 469601 | 0 | 0 | 0 | 0 | 205359.0546 | 0 | 0 | 0 | 0 | 0 | 0 | 0 | 449750.1936 | 0 | 0 | 0 | 0 | 0 | 0 | 0 | 0 | 0 | 0 | 88743.1518 | 0 | 0 | 0 | 0 | 0 | 0 | 0 | 0 | 0 | -166811.5351 | 0 | 0 | 0 | 0 | 0 | 0 | 0
2016-11-21 15:00 | 0 | 0 | 0 | 0 | 0 | 270711.1826 | 169488.655 | 464608 | 0 | 0 | 0 | 0 | 294102.2064 | 0 | 0 | 0 | 0 | 0 | 0 | 0 | 336598.8794 | 0 | 0 | 0 | 0 | 0 | 0 | 0 | 0 | 0 | 0 | 88743.1518 | 0 | 0 | 0 | 0 | 0 | 0 | 0 | 0 | 0 | -113151.3142 | 0 | 0 | 0 | 0 | 0 | 0 | 0
2016-11-21 16:00 | 0 | 0 | 0 | 0 | 0 | 264783.1005 | 284181.0398 | 457689 | 0 | 0 | 0 | 0 | 374509.1212 | 0 | 0 | 0 | 0 | 0 | 0 | 0 | 347467.1049 | 0 | 0 | 0 | 0 | 0 | 0 | 0 | 0 | 0 | 0 | 80406.9148 | 0 | 0 | 0 | 0 | 0 | 0 | 0 | 0 | 0 | 10868.2255 | 0 | 0 | 0 | 0 | 0 | 0 | 0
2016-11-21 17:00 | 0 | 0 | 0 | 0 | 0 | 0 | 357813.3189 | 450508 | 0 | 0 | 0 | 0 | 285765.9694 | 0 | 0 | 0 | 0 | 0 | 0 | 0 | 343515.5756 | 0 | 0 | 0 | 0 | 0 | 0 | 0 | 0 | 0 | 0 | -88743.1518 | 0 | 0 | 0 | 0 | 0 | 0 | 0 | 0 | 0 | -3951.5293 | 0 | 0 | 0 | 0 | 0 | 0 | 0
2016-11-21 18:00 | 0 | 0 | 0 | 0 | 0 | 0 | 383913.0686 | 445167 | 0 | 0 | 0 | 0 | 197022.8176 | 0 | 0 | 0 | 0 | 0 | 0 | 0 | 371004.796 | 0 | 0 | 0 | 0 | 0 | 0 | 0 | 0 | 0 | 0 | -88743.1518 | 0 | 0 | 0 | 0 | 0 | 0 | 0 | 0 | 0 | 27489.2203 | 0 | 0 | 0 | 0 | 0 | 0 | 0
2016-11-21 19:00 | 0 | 0 | 0 | 0 | 0 | 407588.7246 | 381497.7956 | 440899 | 0 | 0 | 0 | 0 | 266229.4554 | 0 | 0 | 0 | 0 | 0 | 0 | 0 | 649985.6784 | 0 | 0 | 0 | 0 | 0 | 0 | 0 | 0 | 0 | 0 | 69206.6377 | 0 | 0 | 0 | 0 | 0 | 0 | 0 | 0 | 0 | 278980.8824 | 0 | 0 | 0 | 0 | 0 | 0 | 0
2016-11-21 20:00 | 0 | 0 | 0 | 0 | 0 | 0 | 362895.8041 | 439651 | 0 | 0 | 0 | 0 | 177486.3036 | 0 | 0 | 0 | 0 | 0 | 0 | 0 | 661973.6343 | 0 | 0 | 0 | 0 | 0 | 0 | 0 | 0 | 0 | 0 | -88743.1518 | 0 | 0 | 0 | 0 | 0 | 0 | 0 | 0 | 0 | 11987.9559 | 0 | 0 | 0 | 0 | 0 | 0 | 0
2016-11-21 21:00 | 0 | 0 | 0 | 0 | 0 | 0 | 332314.5491 | 444452 | 0 | 0 | 0 | 0 | 88743.1518 | 0 | 0 | 0 | 0 | 0 | 0 | 0 | 638579.3353 | 0 | 0 | 0 | 0 | 0 | 0 | 0 | 0 | 0 | 0 | -88743.1518 | 0 | 0 | 0 | 0 | 0 | 0 | 0 | 0 | 0 | -23394.2991 | 0 | 0 | 0 | 0 | 0 | 0 | 0
2016-11-21 22:00 | 0 | 0 | 0 | 0 | 0 | 0 | 276056.6299 | 462555 | 0 | 0 | 0 | 0 | 0 | 0 | 0 | 0 | 0 | 0 | 0 | 0 | 540824.117 | 0 | 0 | 0 | 0 | 0 | 0 | 0 | 0 | 0 | 0 | -88743.1518 | 0 | 0 | 0 | 0 | 0 | 0 | 0 | 0 | 0 | -97755.2183 | 0 | 0 | 0 | 0 | 0 | 0 | 0
2016-11-21 23:00 | 0 | 0 | 0 | 0 | 0 | 671031.8252 | 175686.2091 | 478994 | 0 | 0 | 0 | 0 | 88743.1518 | 0 | 0 | 0 | 0 | 0 | 0 | 0 | 819804.9994 | 0 | 0 | 0 | 0 | 0 | 0 | 0 | 0 | 0 | 0 | 88743.1518 | 0 | 0 | 0 | 0 | 0 | 0 | 0 | 0 | 0 | 278980.8824 | 0 | 0 | 0 | 0 | 0 | 0 | 0
2016-11-22 | 0 | 0 | 0 | 0 | 0 | 722687.5116 | 14036.5513 | 485243 | 0 | 0 | 0 | 0 | 177486.3036 | 0 | 0 | 0 | 0 | 0 | 0 | 0 | 982542.9106 | 0 | 0 | 0 | 0 | 0 | 0 | 0 | 0 | 0 | 0 | 88743.1518 | 0 | 0 | 0 | 0 | 0 | 0 | 0 | 0 | 0 | 162737.9111 | 0 | 0 | 0 | 0 | 0 | 0 | 0
2016-11-22 01:00 | 0 | 0 | 0 | 0 | 0 | 116603.9658 | 0 | 484328 | 0 | 0 | 0 | 0 | 88743.1518 | 0 | 0 | 0 | 0 | 0 | 0 | 0 | 703562.0281 | 0 | 0 | 0 | 0 | 0 | 0 | 0 | 0 | 0 | 0 | -88743.1518 | 0 | 0 | 0 | 0 | 0 | 0 | 0 | 0 | 0 | -278980.8824 | 0 | 0 | 0 | 0 | 0 | 0 | 0
2016-11-22 02:00 | 0 | 0 | 0 | 0 | 0 | 697459.2385 | 0 | 472096 | 0 | 0 | 0 | 0 | 177486.3036 | 0 | 0 | 0 | 0 | 0 | 0 | 0 | 840182.1149 | 0 | 0 | 0 | 0 | 0 | 0 | 0 | 0 | 0 | 0 | 88743.1518 | 0 | 0 | 0 | 0 | 0 | 0 | 0 | 0 | 0 | 136620.0867 | 0 | 0 | 0 | 0 | 0 | 0 | 0
2016-11-22 03:00 | 0 | 0 | 0 | 0 | 0 | 684771.8229 | 0 | 451534 | 0 | 0 | 0 | 0 | 266229.4554 | 0 | 0 | 0 | 0 | 0 | 0 | 0 | 984676.786 | 0 | 0 | 0 | 0 | 0 | 0 | 0 | 0 | 0 | 0 | 88743.1518 | 0 | 0 | 0 | 0 | 0 | 0 | 0 | 0 | 0 | 144494.6711 | 0 | 0 | 0 | 0 | 0 | 0 | 0
2016-11-22 04:00 | 0 | 0 | 0 | 0 | 0 | 62624.9658 | 0 | 430349 | 0 | 0 | 0 | 0 | 177486.3036 | 0 | 0 | 0 | 0 | 0 | 0 | 0 | 705695.9035 | 0 | 0 | 0 | 0 | 0 | 0 | 0 | 0 | 0 | 0 | -88743.1518 | 0 | 0 | 0 | 0 | 0 | 0 | 0 | 0 | 0 | -278980.8824 | 0 | 0 | 0 | 0 | 0 | 0 | 0
2016-11-22 05:00 | 0 | 0 | 0 | 0 | 0 | 659400.2076 | 0 | 411026 | 0 | 0 | 0 | 0 | 266229.4554 | 0 | 0 | 0 | 0 | 0 | 0 | 0 | 865326.9594 | 0 | 0 | 0 | 0 | 0 | 0 | 0 | 0 | 0 | 0 | 88743.1518 | 0 | 0 | 0 | 0 | 0 | 0 | 0 | 0 | 0 | 159631.0558 | 0 | 0 | 0 | 0 | 0 | 0 | 0
2016-11-22 06:00 | 0 | 0 | 0 | 0 | 0 | 646125.6956 | 0 | 398180 | 0 | 0 | 0 | 0 | 354972.6072 | 0 | 0 | 0 | 0 | 0 | 0 | 0 | 1024529.5032 | 0 | 0 | 0 | 0 | 0 | 0 | 0 | 0 | 0 | 0 | 88743.1518 | 0 | 0 | 0 | 0 | 0 | 0 | 0 | 0 | 0 | 159202.5438 | 0 | 0 | 0 | 0 | 0 | 0 | 0
2016-11-22 07:00 | 0 | 0 | 0 | 0 | 0 | 50319.7168 | 0 | 390171 | 0 | 0 | 0 | 0 | 294102.2064 | 0 | 0 | 0 | 0 | 0 | 0 | 0 | 745548.6207 | 0 | 0 | 0 | 0 | 0 | 0 | 0 | 0 | 0 | 0 | -60870.4007 | 0 | 0 | 0 | 0 | 0 | 0 | 0 | 0 | 0 | -278980.8824 | 0 | 0 | 0 | 0 | 0 | 0 | 0
2016-11-22 08:00 | 0 | 0 | 0 | 0 | 0 | 622342.5229 | 0 | 387592 | 0 | 0 | 0 | 0 | 382845.3582 | 0 | 0 | 0 | 0 | 0 | 0 | 0 | 891555.9918 | 0 | 0 | 0 | 0 | 0 | 0 | 0 | 0 | 0 | 0 | 88743.1518 | 0 | 0 | 0 | 0 | 0 | 0 | 0 | 0 | 0 | 146007.3711 | 0 | 0 | 0 | 0 | 0 | 0 | 0
2016-11-22 09:00 | 0 | 0 | 0 | 0 | 0 | 24186.9658 | 0 | 391911 | 0 | 0 | 0 | 0 | 294102.2064 | 0 | 0 | 0 | 0 | 0 | 0 | 0 | 612575.1094 | 0 | 0 | 0 | 0 | 0 | 0 | 0 | 0 | 0 | 0 | -88743.1518 | 0 | 0 | 0 | 0 | 0 | 0 | 0 | 0 | 0 | -278980.8824 | 0 | 0 | 0 | 0 | 0 | 0 | 0
2016-11-22 10:00 | 0 | 0 | 0 | 0 | 0 | 37251.9658 | 0 | 404976 | 0 | 0 | 0 | 0 | 205359.0546 | 0 | 0 | 0 | 0 | 0 | 0 | 0 | 333594.2269 | 0 | 0 | 0 | 0 | 0 | 0 | 0 | 0 | 0 | 0 | -88743.1518 | 0 | 0 | 0 | 0 | 0 | 0 | 0 | 0 | 0 | -278980.8824 | 0 | 0 | 0 | 0 | 0 | 0 | 0
2016-11-22 11:00 | 0 | 0 | 0 | 0 | 0 | 243364.2694 | 0 | 433602 | 0 | 0 | 0 | 0 | 294102.2064 | 0 | 0 | 0 | 0 | 0 | 0 | 0 | 54613.3445 | 0 | 0 | 0 | 0 | 0 | 0 | 0 | 0 | 0 | 0 | 88743.1518 | 0 | 0 | 0 | 0 | 0 | 0 | 0 | 0 | 0 | -278980.8824 | 0 | 0 | 0 | 0 | 0 | 0 | 0
2016-11-22 12:00 | 0 | 0 | 0 | 0 | 0 | 593104.3862 | 0 | 457480 | 0 | 0 | 0 | 0 | 205359.0546 | 0 | 0 | 0 | 0 | 0 | 0 | 0 | 278980.8824 | 0 | 0 | 0 | 0 | 0 | 0 | 0 | 0 | 0 | 0 | -88743.1518 | 0 | 0 | 0 | 0 | 0 | 0 | 0 | 0 | 0 | 224367.538 | 0 | 0 | 0 | 0 | 0 | 0 | 0
2016-11-22 13:00 | 0 | 0 | 0 | 0 | 0 | 98318.9094 | 0.056376 | 466043 | 0 | 0 | 0 | 0 | 116615.9029 | 0 | 0 | 0 | 0 | 0 | 0 | 0 | 0 | 0 | 0 | 0 | 0 | 0 | 0 | 0 | 0 | 0 | 0 | -88743.1518 | 0 | 0 | 0 | 0 | 0 | 0 | 0 | 0 | 0 | -278980.8824 | 0 | 0 | 0 | 0 | 0 | 0 | 0
2016-11-22 14:00 | 0 | 0 | 0 | 0 | 0 | 519297.7472 | 74526.9728 | 464785 | 0 | 0 | 0 | 0 | 205359.0546 | 0 | 0 | 0 | 0 | 0 | 0 | 0 | 40296.5682 | 0 | 0 | 0 | 0 | 0 | 0 | 0 | 0 | 0 | 0 | 88743.1518 | 0 | 0 | 0 | 0 | 0 | 0 | 0 | 0 | 0 | 40296.5682 | 0 | 0 | 0 | 0 | 0 | 0 | 0
2016-11-22 15:00 | 0 | 0 | 0 | 0 | 0 | 378187.2261 | 450278.8082 | 460742 | 0 | 0 | 0 | 0 | 294102.2064 | 0 | 0 | 0 | 0 | 0 | 0 | 0 | 319277.4506 | 0 | 0 | 0 | 0 | 0 | 0 | 0 | 0 | 0 | 0 | 88743.1518 | 0 | 0 | 0 | 0 | 0 | 0 | 0 | 0 | 0 | 278980.8824 | 0 | 0 | 0 | 0 | 0 | 0 | 0
2016-11-22 16:00 | 0 | 0 | 0 | 0 | 0 | 0 | 611337.7846 | 454831 | 0 | 0 | 0 | 0 | 382845.3582 | 0 | 0 | 0 | 0 | 0 | 0 | 0 | 387041.0835 | 0 | 0 | 0 | 0 | 0 | 0 | 0 | 0 | 0 | 0 | 88743.1518 | 0 | 0 | 0 | 0 | 0 | 0 | 0 | 0 | 0 | 67763.6328 | 0 | 0 | 0 | 0 | 0 | 0 | 0
2016-11-22 17:00 | 0 | 0 | 0 | 0 | 0 | 88191.5255 | 624430.3252 | 447871 | 0 | 0 | 0 | 0 | 382845.3582 | 0 | 0 | 0 | 0 | 0 | 0 | 0 | 651791.9341 | 0 | 0 | 0 | 0 | 0 | 0 | 0 | 0 | 0 | 0 | 0 | 0 | 0 | 0 | 0 | 0 | 0 | 0 | 0 | 0 | 264750.8507 | 0 | 0 | 0 | 0 | 0 | 0 | 0
2016-11-22 18:00 | 0 | 0 | 0 | 0 | 0 | 0 | 584107.8946 | 444399 | 0 | 0 | 0 | 0 | 294102.2064 | 0 | 0 | 0 | 0 | 0 | 0 | 0 | 880243.9805 | 0 | 0 | 0 | 0 | 0 | 0 | 0 | 0 | 0 | 0 | -88743.1518 | 0 | 0 | 0 | 0 | 0 | 0 | 0 | 0 | 0 | 228452.0464 | 0 | 0 | 0 | 0 | 0 | 0 | 0
2016-11-22 19:00 | 0 | 0 | 0 | 0 | 0 | 0 | 563495.3002 | 441711 | 0 | 0 | 0 | 0 | 382845.3582 | 0 | 0 | 0 | 0 | 0 | 0 | 0 | 913285.1289 | 0 | 0 | 0 | 0 | 0 | 0 | 0 | 0 | 0 | 0 | 88743.1518 | 0 | 0 | 0 | 0 | 0 | 0 | 0 | 0 | 0 | 33041.1484 | 0 | 0 | 0 | 0 | 0 | 0 | 0
2016-11-22 20:00 | 0 | 0 | 0 | 0 | 0 | 60298.4038 | 570737.3268 | 440798 | 0 | 0 | 0 | 0 | 294102.2064 | 0 | 0 | 0 | 0 | 0 | 0 | 0 | 1192266.0113 | 0 | 0 | 0 | 0 | 0 | 0 | 0 | 0 | 0 | 0 | -88743.1518 | 0 | 0 | 0 | 0 | 0 | 0 | 0 | 0 | 0 | 278980.8824 | 0 | 0 | 0 | 0 | 0 | 0 | 0
2016-11-22 21:00 | 0 | 0 | 0 | 0 | 0 | 0 | 588938.5159 | 445928 | 0 | 0 | 0 | 0 | 205359.0546 | 0 | 0 | 0 | 0 | 0 | 0 | 0 | 1424019.6791 | 0 | 0 | 0 | 0 | 0 | 0 | 0 | 0 | 0 | 0 | -88743.1518 | 0 | 0 | 0 | 0 | 0 | 0 | 0 | 0 | 0 | 231753.6677 | 0 | 0 | 0 | 0 | 0 | 0 | 0
2016-11-22 22:00 | 0 | 0 | 0 | 0 | 0 | 0 | 546670.6885 | 461392 | 0 | 0 | 0 | 0 | 294102.2064 | 0 | 0 | 0 | 0 | 0 | 0 | 0 | 1420555.2157 | 0 | 0 | 0 | 0 | 0 | 0 | 0 | 0 | 0 | 0 | 88743.1518 | 0 | 0 | 0 | 0 | 0 | 0 | 0 | 0 | 0 | -3464.4633 | 0 | 0 | 0 | 0 | 0 | 0 | 0
2016-11-22 23:00 | 0 | 0 | 0 | 0 | 0 | 0 | 263107.317 | 474383 | 0 | 0 | 0 | 0 | 205359.0546 | 0 | 0 | 0 | 0 | 0 | 0 | 0 | 1298022.6845 | 0 | 0 | 0 | 0 | 0 | 0 | 0 | 0 | 0 | 0 | -88743.1518 | 0 | 0 | 0 | 0 | 0 | 0 | 0 | 0 | 0 | -122532.5312 | 0 | 0 | 0 | 0 | 0 | 0 | 0
2016-11-23 | 0 | 0 | 0 | 0 | 0 | 565695.1982 | 6683.7707 | 478166 | 0 | 0 | 0 | 0 | 294102.2064 | 0 | 0 | 0 | 0 | 0 | 0 | 0 | 1303492.5016 | 0 | 0 | 0 | 0 | 0 | 0 | 0 | 0 | 0 | 0 | 88743.1518 | 0 | 0 | 0 | 0 | 0 | 0 | 0 | 0 | 0 | 5469.8171 | 0 | 0 | 0 | 0 | 0 | 0 | 0
2016-11-23 01:00 | 0 | 0 | 0 | 0 | 0 | 543215.8806 | 0 | 475989 | 0 | 0 | 0 | 0 | 382845.3582 | 0 | 0 | 0 | 0 | 0 | 0 | 0 | 1281976.2305 | 0 | 0 | 0 | 0 | 0 | 0 | 0 | 0 | 0 | 0 | 88743.1518 | 0 | 0 | 0 | 0 | 0 | 0 | 0 | 0 | 0 | -21516.2712 | 0 | 0 | 0 | 0 | 0 | 0 | 0
2016-11-23 02:00 | 0 | 0 | 0 | 0 | 0 | 96605.9658 | 0 | 464330 | 0 | 0 | 0 | 0 | 294102.2064 | 0 | 0 | 0 | 0 | 0 | 0 | 0 | 1002995.348 | 0 | 0 | 0 | 0 | 0 | 0 | 0 | 0 | 0 | 0 | -88743.1518 | 0 | 0 | 0 | 0 | 0 | 0 | 0 | 0 | 0 | -278980.8824 | 0 | 0 | 0 | 0 | 0 | 0 | 0
2016-11-23 03:00 | 0 | 0 | 0 | 0 | 0 | 78012.9658 | 0 | 445737 | 0 | 0 | 0 | 0 | 205359.0546 | 0 | 0 | 0 | 0 | 0 | 0 | 0 | 724014.4656 | 0 | 0 | 0 | 0 | 0 | 0 | 0 | 0 | 0 | 0 | -88743.1518 | 0 | 0 | 0 | 0 | 0 | 0 | 0 | 0 | 0 | -278980.8824 | 0 | 0 | 0 | 0 | 0 | 0 | 0
2016-11-23 04:00 | 0 | 0 | 0 | 0 | 0 | 496247.7902 | 0 | 424766 | 0 | 0 | 0 | 0 | 294102.2064 | 0 | 0 | 0 | 0 | 0 | 0 | 0 | 706753.1039 | 0 | 0 | 0 | 0 | 0 | 0 | 0 | 0 | 0 | 0 | 88743.1518 | 0 | 0 | 0 | 0 | 0 | 0 | 0 | 0 | 0 | -17261.3616 | 0 | 0 | 0 | 0 | 0 | 0 | 0
2016-11-23 05:00 | 0 | 0 | 0 | 0 | 0 | 215211.2694 | 0 | 405449 | 0 | 0 | 0 | 0 | 382845.3582 | 0 | 0 | 0 | 0 | 0 | 0 | 0 | 427772.2215 | 0 | 0 | 0 | 0 | 0 | 0 | 0 | 0 | 0 | 0 | 88743.1518 | 0 | 0 | 0 | 0 | 0 | 0 | 0 | 0 | 0 | -278980.8824 | 0 | 0 | 0 | 0 | 0 | 0 | 0
2016-11-23 06:00 | 0 | 0 | 0 | 0 | 0 | 483652.8358 | 0 | 391023 | 0 | 0 | 0 | 0 | 294102.2064 | 0 | 0 | 0 | 0 | 0 | 0 | 0 | 609145.2091 | 0 | 0 | 0 | 0 | 0 | 0 | 0 | 0 | 0 | 0 | -88743.1518 | 0 | 0 | 0 | 0 | 0 | 0 | 0 | 0 | 0 | 181372.9876 | 0 | 0 | 0 | 0 | 0 | 0 | 0
2016-11-23 07:00 | 0 | 0 | 0 | 0 | 0 | 478753.6399 | 0 | 381703 | 0 | 0 | 0 | 0 | 205359.0546 | 0 | 0 | 0 | 0 | 0 | 0 | 0 | 794939.0009 | 0 | 0 | 0 | 0 | 0 | 0 | 0 | 0 | 0 | 0 | -88743.1518 | 0 | 0 | 0 | 0 | 0 | 0 | 0 | 0 | 0 | 185793.7917 | 0 | 0 | 0 | 0 | 0 | 0 | 0
2016-11-23 08:00 | 0 | 0 | 0 | 0 | 0 | 186848.2694 | 0 | 377086 | 0 | 0 | 0 | 0 | 294102.2064 | 0 | 0 | 0 | 0 | 0 | 0 | 0 | 515958.1184 | 0 | 0 | 0 | 0 | 0 | 0 | 0 | 0 | 0 | 0 | 88743.1518 | 0 | 0 | 0 | 0 | 0 | 0 | 0 | 0 | 0 | -278980.8824 | 0 | 0 | 0 | 0 | 0 | 0 | 0
2016-11-23 09:00 | 0 | 0 | 0 | 0 | 0 | 454437.0027 | 0 | 378179 | 0 | 0 | 0 | 0 | 205359.0546 | 0 | 0 | 0 | 0 | 0 | 0 | 0 | 680959.2729 | 0 | 0 | 0 | 0 | 0 | 0 | 0 | 0 | 0 | 0 | -88743.1518 | 0 | 0 | 0 | 0 | 0 | 0 | 0 | 0 | 0 | 165001.1545 | 0 | 0 | 0 | 0 | 0 | 0 | 0
2016-11-23 10:00 | 0 | 0 | 0 | 0 | 0 | 197567.2694 | 0 | 387805 | 0 | 0 | 0 | 0 | 294102.2064 | 0 | 0 | 0 | 0 | 0 | 0 | 0 | 401978.3905 | 0 | 0 | 0 | 0 | 0 | 0 | 0 | 0 | 0 | 0 | 88743.1518 | 0 | 0 | 0 | 0 | 0 | 0 | 0 | 0 | 0 | -278980.8824 | 0 | 0 | 0 | 0 | 0 | 0 | 0
2016-11-23 11:00 | 0 | 0 | 0 | 0 | 0 | 426424.4338 | 0 | 410565 | 0 | 0 | 0 | 0 | 205359.0546 | 0 | 0 | 0 | 0 | 0 | 0 | 0 | 506580.9761 | 0 | 0 | 0 | 0 | 0 | 0 | 0 | 0 | 0 | 0 | -88743.1518 | 0 | 0 | 0 | 0 | 0 | 0 | 0 | 0 | 0 | 104602.5856 | 0 | 0 | 0 | 0 | 0 | 0 | 0
2016-11-23 12:00 | 0 | 0 | 0 | 0 | 0 | 64583.9658 | 0 | 432308 | 0 | 0 | 0 | 0 | 116615.9029 | 0 | 0 | 0 | 0 | 0 | 0 | 0 | 227600.0936 | 0 | 0 | 0 | 0 | 0 | 0 | 0 | 0 | 0 | 0 | -88743.1518 | 0 | 0 | 0 | 0 | 0 | 0 | 0 | 0 | 0 | -278980.8824 | 0 | 0 | 0 | 0 | 0 | 0 | 0
2016-11-23 13:00 | 0 | 0 | 0 | 0 | 0 | 390477.3457 | 11.2123 | 445040 | 0 | 0 | 0 | 0 | 205359.0546 | 0 | 0 | 0 | 0 | 0 | 0 | 0 | 84305.4998 | 0 | 0 | 0 | 0 | 0 | 0 | 0 | 0 | 0 | 0 | 88743.1518 | 0 | 0 | 0 | 0 | 0 | 0 | 0 | 0 | 0 | -143294.5938 | 0 | 0 | 0 | 0 | 0 | 0 | 0
2016-11-23 14:00 | 0 | 0 | 0 | 0 | 0 | 289918.1268 | 164533.5252 | 450014 | 0 | 0 | 0 | 0 | 294102.2064 | 0 | 0 | 0 | 0 | 0 | 0 | 0 | 0 | 0 | 0 | 0 | 0 | 0 | 0 | 0 | 0 | 0 | 0 | 88743.1518 | 0 | 0 | 0 | 0 | 0 | 0 | 0 | 0 | 0 | -84305.4998 | 0 | 0 | 0 | 0 | 0 | 0 | 0
2016-11-23 15:00 | 0 | 0 | 0 | 0 | 0 | 114909.5524 | 503332.4536 | 451262 | 0 | 0 | 0 | 0 | 294102.2064 | 0 | 0 | 0 | 0 | 0 | 0 | 0 | 166980.0059 | 0 | 0 | 0 | 0 | 0 | 0 | 0 | 0 | 0 | 0 | 0 | 0 | 0 | 0 | 0 | 0 | 0 | 0 | 0 | 0 | 166980.0059 | 0 | 0 | 0 | 0 | 0 | 0 | 0
2016-11-23 16:00 | 0 | 0 | 0 | 0 | 0 | 0 | 621743.327 | 448505 | 0 | 0 | 0 | 0 | 382845.3582 | 0 | 0 | 0 | 0 | 0 | 0 | 0 | 251475.1811 | 0 | 0 | 0 | 0 | 0 | 0 | 0 | 0 | 0 | 0 | 88743.1518 | 0 | 0 | 0 | 0 | 0 | 0 | 0 | 0 | 0 | 84495.1752 | 0 | 0 | 0 | 0 | 0 | 0 | 0
2016-11-23 17:00 | 0 | 0 | 0 | 0 | 0 | 0 | 628235.233 | 443676 | 0 | 0 | 0 | 0 | 294102.2064 | 0 | 0 | 0 | 0 | 0 | 0 | 0 | 524777.5659 | 0 | 0 | 0 | 0 | 0 | 0 | 0 | 0 | 0 | 0 | -88743.1518 | 0 | 0 | 0 | 0 | 0 | 0 | 0 | 0 | 0 | 273302.3848 | 0 | 0 | 0 | 0 | 0 | 0 | 0
2016-11-23 18:00 | 0 | 0 | 0 | 0 | 0 | 120948.4629 | 597589.4196 | 439557 | 0 | 0 | 0 | 0 | 294102.2064 | 0 | 0 | 0 | 0 | 0 | 0 | 0 | 803758.4484 | 0 | 0 | 0 | 0 | 0 | 0 | 0 | 0 | 0 | 0 | 0 | 0 | 0 | 0 | 0 | 0 | 0 | 0 | 0 | 0 | 278980.8824 | 0 | 0 | 0 | 0 | 0 | 0 | 0
2016-11-23 19:00 | 0 | 0 | 0 | 0 | 0 | 43053.8202 | 584247.9104 | 437064 | 0 | 0 | 0 | 0 | 205359.0546 | 0 | 0 | 0 | 0 | 0 | 0 | 0 | 1082739.3308 | 0 | 0 | 0 | 0 | 0 | 0 | 0 | 0 | 0 | 0 | -88743.1518 | 0 | 0 | 0 | 0 | 0 | 0 | 0 | 0 | 0 | 278980.8824 | 0 | 0 | 0 | 0 | 0 | 0 | 0
2016-11-23 20:00 | 0 | 0 | 0 | 0 | 0 | 0 | 602619.8338 | 435214 | 0 | 0 | 0 | 0 | 116615.9029 | 0 | 0 | 0 | 0 | 0 | 0 | 0 | 1338888.3164 | 0 | 0 | 0 | 0 | 0 | 0 | 0 | 0 | 0 | 0 | -88743.1518 | 0 | 0 | 0 | 0 | 0 | 0 | 0 | 0 | 0 | 256148.9856 | 0 | 0 | 0 | 0 | 0 | 0 | 0
2016-11-23 21:00 | 0 | 0 | 0 | 0 | 0 | 0 | 634882.9611 | 438616 | 0 | 0 | 0 | 0 | 205359.0546 | 0 | 0 | 0 | 0 | 0 | 0 | 0 | 1446412.1257 | 0 | 0 | 0 | 0 | 0 | 0 | 0 | 0 | 0 | 0 | 88743.1518 | 0 | 0 | 0 | 0 | 0 | 0 | 0 | 0 | 0 | 107523.8093 | 0 | 0 | 0 | 0 | 0 | 0 | 0
2016-11-23 22:00 | 0 | 0 | 0 | 0 | 0 | 0 | 593644.7651 | 450517 | 0 | 0 | 0 | 0 | 116615.9029 | 0 | 0 | 0 | 0 | 0 | 0 | 0 | 1678283.0426 | 0 | 0 | 0 | 0 | 0 | 0 | 0 | 0 | 0 | 0 | -88743.1518 | 0 | 0 | 0 | 0 | 0 | 0 | 0 | 0 | 0 | 231870.9169 | 0 | 0 | 0 | 0 | 0 | 0 | 0
2016-11-23 23:00 | 0 | 0 | 0 | 0 | 0 | 249198.8133 | 272311.8375 | 457499 | 0 | 0 | 0 | 0 | 205359.0546 | 0 | 0 | 0 | 0 | 0 | 0 | 0 | 1653551.5417 | 0 | 0 | 0 | 0 | 0 | 0 | 0 | 0 | 0 | 0 | 88743.1518 | 0 | 0 | 0 | 0 | 0 | 0 | 0 | 0 | 0 | -24731.5009 | 0 | 0 | 0 | 0 | 0 | 0 | 0
2016-11-24 | 0 | 0 | 0 | 0 | 0 | 286592.8576 | 19927.1884 | 457519 | 0 | 0 | 0 | 0 | 294102.2064 | 0 | 0 | 0 | 0 | 0 | 0 | 0 | 1413809.4359 | 0 | 0 | 0 | 0 | 0 | 0 | 0 | 0 | 0 | 0 | 88743.1518 | 0 | 0 | 0 | 0 | 0 | 0 | 0 | 0 | 0 | -239742.1058 | 0 | 0 | 0 | 0 | 0 | 0 | 0
2016-11-24 01:00 | 0 | 0 | 0 | 0 | 0 | 313453.6032 | 0 | 452882 | 0 | 0 | 0 | 0 | 205359.0546 | 0 | 0 | 0 | 0 | 0 | 0 | 0 | 1363124.1909 | 0 | 0 | 0 | 0 | 0 | 0 | 0 | 0 | 0 | 0 | -88743.1518 | 0 | 0 | 0 | 0 | 0 | 0 | 0 | 0 | 0 | -50685.245 | 0 | 0 | 0 | 0 | 0 | 0 | 0
2016-11-24 02:00 | 0 | 0 | 0 | 0 | 0 | 337315.3083 | 0 | 440455 | 0 | 0 | 0 | 0 | 294102.2064 | 0 | 0 | 0 | 0 | 0 | 0 | 0 | 1171241.3474 | 0 | 0 | 0 | 0 | 0 | 0 | 0 | 0 | 0 | 0 | 88743.1518 | 0 | 0 | 0 | 0 | 0 | 0 | 0 | 0 | 0 | -191882.8435 | 0 | 0 | 0 | 0 | 0 | 0 | 0
2016-11-24 03:00 | 0 | 0 | 0 | 0 | 0 | 367816.5665 | 0 | 422019 | 0 | 0 | 0 | 0 | 382845.3582 | 0 | 0 | 0 | 0 | 0 | 0 | 0 | 1028295.7622 | 0 | 0 | 0 | 0 | 0 | 0 | 0 | 0 | 0 | 0 | 88743.1518 | 0 | 0 | 0 | 0 | 0 | 0 | 0 | 0 | 0 | -142945.5853 | 0 | 0 | 0 | 0 | 0 | 0 | 0
2016-11-24 04:00 | 0 | 0 | 0 | 0 | 0 | 386280.0169 | 0 | 400437 | 0 | 0 | 0 | 0 | 294102.2064 | 0 | 0 | 0 | 0 | 0 | 0 | 0 | 1102881.9309 | 0 | 0 | 0 | 0 | 0 | 0 | 0 | 0 | 0 | 0 | -88743.1518 | 0 | 0 | 0 | 0 | 0 | 0 | 0 | 0 | 0 | 74586.1687 | 0 | 0 | 0 | 0 | 0 | 0 | 0
2016-11-24 05:00 | 0 | 0 | 0 | 0 | 0 | 10896.9658 | 0 | 378621 | 0 | 0 | 0 | 0 | 205359.0546 | 0 | 0 | 0 | 0 | 0 | 0 | 0 | 823901.0484 | 0 | 0 | 0 | 0 | 0 | 0 | 0 | 0 | 0 | 0 | -88743.1518 | 0 | 0 | 0 | 0 | 0 | 0 | 0 | 0 | 0 | -278980.8824 | 0 | 0 | 0 | 0 | 0 | 0 | 0
2016-11-24 06:00 | 0 | 0 | 0 | 0 | 0 | 387267.3035 | 0 | 361370 | 0 | 0 | 0 | 0 | 294102.2064 | 0 | 0 | 0 | 0 | 0 | 0 | 0 | 761055.2001 | 0 | 0 | 0 | 0 | 0 | 0 | 0 | 0 | 0 | 0 | 88743.1518 | 0 | 0 | 0 | 0 | 0 | 0 | 0 | 0 | 0 | -62845.8483 | 0 | 0 | 0 | 0 | 0 | 0 | 0
2016-11-24 07:00 | 0 | 0 | 0 | 0 | 0 | 0 | 0 | 349616 | 0 | 0 | 0 | 0 | 223467.0889 | 0 | 0 | 0 | 0 | 0 | 0 | 0 | 482074.3176 | 0 | 0 | 0 | 0 | 0 | 0 | 0 | 0 | 0 | 0 | -70635.1176 | 0 | 0 | 0 | 0 | 0 | 0 | 0 | 0 | 0 | -278980.8824 | 0 | 0 | 0 | 0 | 0 | 0 | 0
2016-11-24 08:00 | 0 | 0 | 0 | 0 | 0 | 375193.6448 | 0 | 342238 | 0 | 0 | 0 | 0 | 134723.9371 | 0 | 0 | 0 | 0 | 0 | 0 | 0 | 603773.1142 | 0 | 0 | 0 | 0 | 0 | 0 | 0 | 0 | 0 | 0 | -88743.1518 | 0 | 0 | 0 | 0 | 0 | 0 | 0 | 0 | 0 | 121698.7966 | 0 | 0 | 0 | 0 | 0 | 0 | 0
2016-11-24 09:00 | 0 | 0 | 0 | 0 | 0 | 149027.2694 | 0 | 339265 | 0 | 0 | 0 | 0 | 223467.0889 | 0 | 0 | 0 | 0 | 0 | 0 | 0 | 324792.2318 | 0 | 0 | 0 | 0 | 0 | 0 | 0 | 0 | 0 | 0 | 88743.1518 | 0 | 0 | 0 | 0 | 0 | 0 | 0 | 0 | 0 | -278980.8824 | 0 | 0 | 0 | 0 | 0 | 0 | 0
2016-11-24 10:00 | 0 | 0 | 0 | 0 | 0 | 367215.0928 | 0 | 341378 | 0 | 0 | 0 | 0 | 312210.2407 | 0 | 0 | 0 | 0 | 0 | 0 | 0 | 261886.1728 | 0 | 0 | 0 | 0 | 0 | 0 | 0 | 0 | 0 | 0 | 88743.1518 | 0 | 0 | 0 | 0 | 0 | 0 | 0 | 0 | 0 | -62906.059 | 0 | 0 | 0 | 0 | 0 | 0 | 0
2016-11-24 11:00 | 0 | 0 | 0 | 0 | 0 | 0 | 0 | 349184 | 0 | 0 | 0 | 0 | 223467.0889 | 0 | 0 | 0 | 0 | 0 | 0 | 0 | 1445.3246 | 0 | 0 | 0 | 0 | 0 | 0 | 0 | 0 | 0 | 0 | -88743.1518 | 0 | 0 | 0 | 0 | 0 | 0 | 0 | 0 | 0 | -260440.8482 | 0 | 0 | 0 | 0 | 0 | 0 | 0
2016-11-24 12:00 | 0 | 0 | 0 | 0 | 0 | 369483.9609 | 0 | 360350 | 0 | 0 | 0 | 0 | 134723.9371 | 0 | 0 | 0 | 0 | 0 | 0 | 0 | 99322.4373 | 0 | 0 | 0 | 0 | 0 | 0 | 0 | 0 | 0 | 0 | -88743.1518 | 0 | 0 | 0 | 0 | 0 | 0 | 0 | 0 | 0 | 97877.1127 | 0 | 0 | 0 | 0 | 0 | 0 | 0
2016-11-24 13:00 | 0 | 0 | 0 | 0 | 0 | 367831.2267 | 8.4878 | 378419 | 0 | 0 | 0 | 0 | 223467.0889 | 0 | 0 | 0 | 0 | 0 | 0 | 0 | 0 | 0 | 0 | 0 | 0 | 0 | 0 | 0 | 0 | 0 | 0 | 88743.1518 | 0 | 0 | 0 | 0 | 0 | 0 | 0 | 0 | 0 | -99322.4373 | 0 | 0 | 0 | 0 | 0 | 0 | 0
2016-11-24 14:00 | 0 | 0 | 0 | 0 | 0 | 307293.4439 | 126790.9435 | 397131 | 0 | 0 | 0 | 0 | 260420.4763 | 0 | 0 | 0 | 0 | 0 | 0 | 0 | 0 | 0 | 0 | 0 | 0 | 0 | 0 | 0 | 0 | 0 | 0 | 36953.3874 | 0 | 0 | 0 | 0 | 0 | 0 | 0 | 0 | 0 | 0 | 0 | 0 | 0 | 0 | 0 | 0 | 0
2016-11-24 15:00 | 0 | 0 | 0 | 0 | 0 | 22869.865 | 476332.2868 | 410459 | 0 | 0 | 0 | 0 | 349163.6281 | 0 | 0 | 0 | 0 | 0 | 0 | 0 | 0 | 0 | 0 | 0 | 0 | 0 | 0 | 0 | 0 | 0 | 0 | 88743.1518 | 0 | 0 | 0 | 0 | 0 | 0 | 0 | 0 | 0 | 0 | 0 | 0 | 0 | 0 | 0 | 0 | 0
2016-11-24 16:00 | 0 | 0 | 0 | 0 | 0 | 0 | 628615.3336 | 417634 | 0 | 0 | 0 | 0 | 382845.3582 | 0 | 0 | 0 | 0 | 0 | 0 | 0 | 177299.6035 | 0 | 0 | 0 | 0 | 0 | 0 | 0 | 0 | 0 | 0 | 33681.7301 | 0 | 0 | 0 | 0 | 0 | 0 | 0 | 0 | 0 | 177299.6035 | 0 | 0 | 0 | 0 | 0 | 0 | 0
2016-11-24 17:00 | 0 | 0 | 0 | 0 | 0 | 0 | 630368.9506 | 414375 | 0 | 0 | 0 | 0 | 319858.4264 | 0 | 0 | 0 | 0 | 0 | 0 | 0 | 456280.4859 | 0 | 0 | 0 | 0 | 0 | 0 | 0 | 0 | 0 | 0 | -62986.9318 | 0 | 0 | 0 | 0 | 0 | 0 | 0 | 0 | 0 | 278980.8824 | 0 | 0 | 0 | 0 | 0 | 0 | 0
2016-11-24 18:00 | 0 | 0 | 0 | 0 | 0 | 0 | 598174.6299 | 404355 | 0 | 0 | 0 | 0 | 234697.1739 | 0 | 0 | 0 | 0 | 0 | 0 | 0 | 735261.3684 | 0 | 0 | 0 | 0 | 0 | 0 | 0 | 0 | 0 | 0 | -85161.2525 | 0 | 0 | 0 | 0 | 0 | 0 | 0 | 0 | 0 | 278980.8824 | 0 | 0 | 0 | 0 | 0 | 0 | 0
2016-11-24 19:00 | 0 | 0 | 0 | 0 | 0 | 181336.1598 | 581442.8745 | 395055 | 0 | 0 | 0 | 0 | 323440.3257 | 0 | 0 | 0 | 0 | 0 | 0 | 0 | 1014242.2508 | 0 | 0 | 0 | 0 | 0 | 0 | 0 | 0 | 0 | 0 | 88743.1518 | 0 | 0 | 0 | 0 | 0 | 0 | 0 | 0 | 0 | 278980.8824 | 0 | 0 | 0 | 0 | 0 | 0 | 0
2016-11-24 20:00 | 0 | 0 | 0 | 0 | 0 | 0 | 594697.0936 | 386948 | 0 | 0 | 0 | 0 | 252208.5369 | 0 | 0 | 0 | 0 | 0 | 0 | 0 | 1293223.1332 | 0 | 0 | 0 | 0 | 0 | 0 | 0 | 0 | 0 | 0 | -71231.7888 | 0 | 0 | 0 | 0 | 0 | 0 | 0 | 0 | 0 | 278980.8824 | 0 | 0 | 0 | 0 | 0 | 0 | 0
2016-11-24 21:00 | 0 | 0 | 0 | 0 | 0 | 0 | 612789.2954 | 381058 | 0 | 0 | 0 | 0 | 204958.9498 | 0 | 0 | 0 | 0 | 0 | 0 | 0 | 1572204.0157 | 0 | 0 | 0 | 0 | 0 | 0 | 0 | 0 | 0 | 0 | -47249.587 | 0 | 0 | 0 | 0 | 0 | 0 | 0 | 0 | 0 | 278980.8824 | 0 | 0 | 0 | 0 | 0 | 0 | 0
2016-11-24 22:00 | 0 | 0 | 0 | 0 | 0 | 0 | 567785.0698 | 380683 | 0 | 0 | 0 | 0 | 116615.9029 | 0 | 0 | 0 | 0 | 0 | 0 | 0 | 1847649.1325 | 0 | 0 | 0 | 0 | 0 | 0 | 0 | 0 | 0 | 0 | -88343.047 | 0 | 0 | 0 | 0 | 0 | 0 | 0 | 0 | 0 | 275445.1168 | 0 | 0 | 0 | 0 | 0 | 0 | 0
2016-11-24 23:00 | 0 | 0 | 0 | 0 | 0 | 0 | 259024.5349 | 383072 | 0 | 0 | 0 | 0 | 205359.0546 | 0 | 0 | 0 | 0 | 0 | 0 | 0 | 1634858.5156 | 0 | 0 | 0 | 0 | 0 | 0 | 0 | 0 | 0 | 0 | 88743.1518 | 0 | 0 | 0 | 0 | 0 | 0 | 0 | 0 | 0 | -212790.6169 | 0 | 0 | 0 | 0 | 0 | 0 | 0
2016-11-25 | 0 | 0 | 0 | 0 | 0 | 436388.8482 | 6808.8544 | 383138 | 0 | 0 | 0 | 0 | 294102.2064 | 0 | 0 | 0 | 0 | 0 | 0 | 0 | 1606175.0665 | 0 | 0 | 0 | 0 | 0 | 0 | 0 | 0 | 0 | 0 | 88743.1518 | 0 | 0 | 0 | 0 | 0 | 0 | 0 | 0 | 0 | -28683.4492 | 0 | 0 | 0 | 0 | 0 | 0 | 0
2016-11-25 01:00 | 0 | 0 | 0 | 0 | 0 | 443002.7472 | 0 | 382911 | 0 | 0 | 0 | 0 | 205359.0546 | 0 | 0 | 0 | 0 | 0 | 0 | 0 | 1755009.9655 | 0 | 0 | 0 | 0 | 0 | 0 | 0 | 0 | 0 | 0 | -88743.1518 | 0 | 0 | 0 | 0 | 0 | 0 | 0 | 0 | 0 | 148834.899 | 0 | 0 | 0 | 0 | 0 | 0 | 0
2016-11-25 02:00 | 0 | 0 | 0 | 0 | 0 | 9933.9658 | 0 | 377658 | 0 | 0 | 0 | 0 | 116615.9029 | 0 | 0 | 0 | 0 | 0 | 0 | 0 | 1476029.0831 | 0 | 0 | 0 | 0 | 0 | 0 | 0 | 0 | 0 | 0 | -88743.1518 | 0 | 0 | 0 | 0 | 0 | 0 | 0 | 0 | 0 | -278980.8824 | 0 | 0 | 0 | 0 | 0 | 0 | 0
2016-11-25 03:00 | 0 | 0 | 0 | 0 | 0 | 461692.1298 | 0 | 369843 | 0 | 0 | 0 | 0 | 205359.0546 | 0 | 0 | 0 | 0 | 0 | 0 | 0 | 1479135.0611 | 0 | 0 | 0 | 0 | 0 | 0 | 0 | 0 | 0 | 0 | 88743.1518 | 0 | 0 | 0 | 0 | 0 | 0 | 0 | 0 | 0 | 3105.978 | 0 | 0 | 0 | 0 | 0 | 0 | 0
2016-11-25 04:00 | 0 | 0 | 0 | 0 | 0 | 476812.6055 | 0 | 358662 | 0 | 0 | 0 | 0 | 294102.2064 | 0 | 0 | 0 | 0 | 0 | 0 | 0 | 1508542.5148 | 0 | 0 | 0 | 0 | 0 | 0 | 0 | 0 | 0 | 0 | 88743.1518 | 0 | 0 | 0 | 0 | 0 | 0 | 0 | 0 | 0 | 29407.4537 | 0 | 0 | 0 | 0 | 0 | 0 | 0
2016-11-25 05:00 | 0 | 0 | 0 | 0 | 0 | 0 | 0 | 346627 | 0 | 0 | 0 | 0 | 205359.0546 | 0 | 0 | 0 | 0 | 0 | 0 | 0 | 1250658.6666 | 0 | 0 | 0 | 0 | 0 | 0 | 0 | 0 | 0 | 0 | -88743.1518 | 0 | 0 | 0 | 0 | 0 | 0 | 0 | 0 | 0 | -257883.8482 | 0 | 0 | 0 | 0 | 0 | 0 | 0
2016-11-25 06:00 | 0 | 0 | 0 | 0 | 0 | 146072.2694 | 0 | 336310 | 0 | 0 | 0 | 0 | 294102.2064 | 0 | 0 | 0 | 0 | 0 | 0 | 0 | 971677.7842 | 0 | 0 | 0 | 0 | 0 | 0 | 0 | 0 | 0 | 0 | 88743.1518 | 0 | 0 | 0 | 0 | 0 | 0 | 0 | 0 | 0 | -278980.8824 | 0 | 0 | 0 | 0 | 0 | 0 | 0
2016-11-25 07:00 | 0 | 0 | 0 | 0 | 0 | 0 | 0 | 328607 | 0 | 0 | 0 | 0 | 205359.0546 | 0 | 0 | 0 | 0 | 0 | 0 | 0 | 731813.936 | 0 | 0 | 0 | 0 | 0 | 0 | 0 | 0 | 0 | 0 | -88743.1518 | 0 | 0 | 0 | 0 | 0 | 0 | 0 | 0 | 0 | -239863.8482 | 0 | 0 | 0 | 0 | 0 | 0 | 0
2016-11-25 08:00 | 0 | 0 | 0 | 0 | 0 | 500112.8809 | 0 | 325091 | 0 | 0 | 0 | 0 | 294102.2064 | 0 | 0 | 0 | 0 | 0 | 0 | 0 | 818092.6651 | 0 | 0 | 0 | 0 | 0 | 0 | 0 | 0 | 0 | 0 | 88743.1518 | 0 | 0 | 0 | 0 | 0 | 0 | 0 | 0 | 0 | 86278.7291 | 0 | 0 | 0 | 0 | 0 | 0 | 0
2016-11-25 09:00 | 0 | 0 | 0 | 0 | 0 | 136273.2694 | 0 | 326511 | 0 | 0 | 0 | 0 | 382845.3582 | 0 | 0 | 0 | 0 | 0 | 0 | 0 | 539111.7827 | 0 | 0 | 0 | 0 | 0 | 0 | 0 | 0 | 0 | 0 | 88743.1518 | 0 | 0 | 0 | 0 | 0 | 0 | 0 | 0 | 0 | -278980.8824 | 0 | 0 | 0 | 0 | 0 | 0 | 0
2016-11-25 10:00 | 0 | 0 | 0 | 0 | 0 | 0 | 0 | 331977 | 0 | 0 | 0 | 0 | 294102.2064 | 0 | 0 | 0 | 0 | 0 | 0 | 0 | 295877.9345 | 0 | 0 | 0 | 0 | 0 | 0 | 0 | 0 | 0 | 0 | -88743.1518 | 0 | 0 | 0 | 0 | 0 | 0 | 0 | 0 | 0 | -243233.8482 | 0 | 0 | 0 | 0 | 0 | 0 | 0
2016-11-25 11:00 | 0 | 0 | 0 | 0 | 0 | 474198.2291 | 0 | 343329 | 0 | 0 | 0 | 0 | 382845.3582 | 0 | 0 | 0 | 0 | 0 | 0 | 0 | 338004.0118 | 0 | 0 | 0 | 0 | 0 | 0 | 0 | 0 | 0 | 0 | 88743.1518 | 0 | 0 | 0 | 0 | 0 | 0 | 0 | 0 | 0 | 42126.0773 | 0 | 0 | 0 | 0 | 0 | 0 | 0
2016-11-25 12:00 | 0 | 0 | 0 | 0 | 0 | 460817.388 | 0 | 357486 | 0 | 0 | 0 | 0 | 294102.2064 | 0 | 0 | 0 | 0 | 0 | 0 | 0 | 530078.5516 | 0 | 0 | 0 | 0 | 0 | 0 | 0 | 0 | 0 | 0 | -88743.1518 | 0 | 0 | 0 | 0 | 0 | 0 | 0 | 0 | 0 | 192074.5398 | 0 | 0 | 0 | 0 | 0 | 0 | 0
2016-11-25 13:00 | 0 | 0 | 0 | 0 | 0 | 3501.6493 | 0.31646 | 371226 | 0 | 0 | 0 | 0 | 205359.0546 | 0 | 0 | 0 | 0 | 0 | 0 | 0 | 251097.6692 | 0 | 0 | 0 | 0 | 0 | 0 | 0 | 0 | 0 | 0 | -88743.1518 | 0 | 0 | 0 | 0 | 0 | 0 | 0 | 0 | 0 | -278980.8824 | 0 | 0 | 0 | 0 | 0 | 0 | 0
2016-11-25 14:00 | 0 | 0 | 0 | 0 | 0 | 368620.9463 | 115306.9377 | 383890 | 0 | 0 | 0 | 0 | 294102.2064 | 0 | 0 | 0 | 0 | 0 | 0 | 0 | 262392.4014 | 0 | 0 | 0 | 0 | 0 | 0 | 0 | 0 | 0 | 0 | 88743.1518 | 0 | 0 | 0 | 0 | 0 | 0 | 0 | 0 | 0 | 11294.7322 | 0 | 0 | 0 | 0 | 0 | 0 | 0
2016-11-25 15:00 | 0 | 0 | 0 | 0 | 0 | 0 | 508821.2938 | 391571 | 0 | 0 | 0 | 0 | 208758.8221 | 0 | 0 | 0 | 0 | 0 | 0 | 0 | 464986.0795 | 0 | 0 | 0 | 0 | 0 | 0 | 0 | 0 | 0 | 0 | -85343.3843 | 0 | 0 | 0 | 0 | 0 | 0 | 0 | 0 | 0 | 202593.6782 | 0 | 0 | 0 | 0 | 0 | 0 | 0
2016-11-25 16:00 | 0 | 0 | 0 | 0 | 0 | 127383.1533 | 635720.8809 | 395380 | 0 | 0 | 0 | 0 | 297501.9739 | 0 | 0 | 0 | 0 | 0 | 0 | 0 | 743966.962 | 0 | 0 | 0 | 0 | 0 | 0 | 0 | 0 | 0 | 0 | 88743.1518 | 0 | 0 | 0 | 0 | 0 | 0 | 0 | 0 | 0 | 278980.8824 | 0 | 0 | 0 | 0 | 0 | 0 | 0
2016-11-25 17:00 | 0 | 0 | 0 | 0 | 0 | 148313.016 | 612328.2508 | 396317 | 0 | 0 | 0 | 0 | 382845.3582 | 0 | 0 | 0 | 0 | 0 | 0 | 0 | 1022947.8444 | 0 | 0 | 0 | 0 | 0 | 0 | 0 | 0 | 0 | 0 | 85343.3843 | 0 | 0 | 0 | 0 | 0 | 0 | 0 | 0 | 0 | 278980.8824 | 0 | 0 | 0 | 0 | 0 | 0 | 0
2016-11-25 18:00 | 0 | 0 | 0 | 0 | 0 | 0 | 583061.5463 | 394411 | 0 | 0 | 0 | 0 | 294102.2064 | 0 | 0 | 0 | 0 | 0 | 0 | 0 | 1300341.5425 | 0 | 0 | 0 | 0 | 0 | 0 | 0 | 0 | 0 | 0 | -88743.1518 | 0 | 0 | 0 | 0 | 0 | 0 | 0 | 0 | 0 | 277393.6981 | 0 | 0 | 0 | 0 | 0 | 0 | 0
2016-11-25 19:00 | 0 | 0 | 0 | 0 | 0 | 0 | 565441.3939 | 392762 | 0 | 0 | 0 | 0 | 205359.0546 | 0 | 0 | 0 | 0 | 0 | 0 | 0 | 1561764.0882 | 0 | 0 | 0 | 0 | 0 | 0 | 0 | 0 | 0 | 0 | -88743.1518 | 0 | 0 | 0 | 0 | 0 | 0 | 0 | 0 | 0 | 261422.5457 | 0 | 0 | 0 | 0 | 0 | 0 | 0
2016-11-25 20:00 | 0 | 0 | 0 | 0 | 0 | 0 | 572087.9703 | 391901 | 0 | 0 | 0 | 0 | 116615.9029 | 0 | 0 | 0 | 0 | 0 | 0 | 0 | 1830694.2103 | 0 | 0 | 0 | 0 | 0 | 0 | 0 | 0 | 0 | 0 | -88743.1518 | 0 | 0 | 0 | 0 | 0 | 0 | 0 | 0 | 0 | 268930.1221 | 0 | 0 | 0 | 0 | 0 | 0 | 0
2016-11-25 21:00 | 0 | 0 | 0 | 0 | 0 | 0 | 583724.5938 | 396044 | 0 | 0 | 0 | 0 | 205359.0546 | 0 | 0 | 0 | 0 | 0 | 0 | 0 | 1929631.6523 | 0 | 0 | 0 | 0 | 0 | 0 | 0 | 0 | 0 | 0 | 88743.1518 | 0 | 0 | 0 | 0 | 0 | 0 | 0 | 0 | 0 | 98937.442 | 0 | 0 | 0 | 0 | 0 | 0 | 0
2016-11-25 22:00 | 0 | 0 | 0 | 0 | 0 | 0 | 528260.9777 | 406896 | 0 | 0 | 0 | 0 | 116615.9029 | 0 | 0 | 0 | 0 | 0 | 0 | 0 | 2139739.7818 | 0 | 0 | 0 | 0 | 0 | 0 | 0 | 0 | 0 | 0 | -88743.1518 | 0 | 0 | 0 | 0 | 0 | 0 | 0 | 0 | 0 | 210108.1295 | 0 | 0 | 0 | 0 | 0 | 0 | 0
2016-11-25 23:00 | 0 | 0 | 0 | 0 | 0 | 19769.6818 | 206191.5875 | 416199 | 0 | 0 | 0 | 0 | 205359.0546 | 0 | 0 | 0 | 0 | 0 | 0 | 0 | 1860758.8994 | 0 | 0 | 0 | 0 | 0 | 0 | 0 | 0 | 0 | 0 | 88743.1518 | 0 | 0 | 0 | 0 | 0 | 0 | 0 | 0 | 0 | -278980.8824 | 0 | 0 | 0 | 0 | 0 | 0 | 0
2016-11-26 | 0 | 0 | 0 | 0 | 0 | 536883.2719 | 5377.0185 | 418426 | 0 | 0 | 0 | 0 | 294102.2064 | 0 | 0 | 0 | 0 | 0 | 0 | 0 | 1895850.0379 | 0 | 0 | 0 | 0 | 0 | 0 | 0 | 0 | 0 | 0 | 88743.1518 | 0 | 0 | 0 | 0 | 0 | 0 | 0 | 0 | 0 | 35091.1385 | 0 | 0 | 0 | 0 | 0 | 0 | 0
2016-11-26 01:00 | 0 | 0 | 0 | 0 | 0 | 225582.2694 | 0 | 415820 | 0 | 0 | 0 | 0 | 382845.3582 | 0 | 0 | 0 | 0 | 0 | 0 | 0 | 1616869.1555 | 0 | 0 | 0 | 0 | 0 | 0 | 0 | 0 | 0 | 0 | 88743.1518 | 0 | 0 | 0 | 0 | 0 | 0 | 0 | 0 | 0 | -278980.8824 | 0 | 0 | 0 | 0 | 0 | 0 | 0
2016-11-26 02:00 | 0 | 0 | 0 | 0 | 0 | 597309.7306 | 0 | 407072 | 0 | 0 | 0 | 0 | 294102.2064 | 0 | 0 | 0 | 0 | 0 | 0 | 0 | 1895850.0379 | 0 | 0 | 0 | 0 | 0 | 0 | 0 | 0 | 0 | 0 | -88743.1518 | 0 | 0 | 0 | 0 | 0 | 0 | 0 | 0 | 0 | 278980.8824 | 0 | 0 | 0 | 0 | 0 | 0 | 0
2016-11-26 03:00 | 0 | 0 | 0 | 0 | 0 | 203358.2694 | 0 | 393596 | 0 | 0 | 0 | 0 | 382845.3582 | 0 | 0 | 0 | 0 | 0 | 0 | 0 | 1616869.1555 | 0 | 0 | 0 | 0 | 0 | 0 | 0 | 0 | 0 | 0 | 88743.1518 | 0 | 0 | 0 | 0 | 0 | 0 | 0 | 0 | 0 | -278980.8824 | 0 | 0 | 0 | 0 | 0 | 0 | 0
2016-11-26 04:00 | 0 | 0 | 0 | 0 | 0 | 568933.7306 | 0 | 378696 | 0 | 0 | 0 | 0 | 294102.2064 | 0 | 0 | 0 | 0 | 0 | 0 | 0 | 1895850.0379 | 0 | 0 | 0 | 0 | 0 | 0 | 0 | 0 | 0 | 0 | -88743.1518 | 0 | 0 | 0 | 0 | 0 | 0 | 0 | 0 | 0 | 278980.8824 | 0 | 0 | 0 | 0 | 0 | 0 | 0
2016-11-26 05:00 | 0 | 0 | 0 | 0 | 0 | 0 | 0 | 361931 | 0 | 0 | 0 | 0 | 205359.0546 | 0 | 0 | 0 | 0 | 0 | 0 | 0 | 1622662.1897 | 0 | 0 | 0 | 0 | 0 | 0 | 0 | 0 | 0 | 0 | -88743.1518 | 0 | 0 | 0 | 0 | 0 | 0 | 0 | 0 | 0 | -273187.8482 | 0 | 0 | 0 | 0 | 0 | 0 | 0
2016-11-26 06:00 | 0 | 0 | 0 | 0 | 0 | 620414.4739 | 0 | 349185 | 0 | 0 | 0 | 0 | 294102.2064 | 0 | 0 | 0 | 0 | 0 | 0 | 0 | 1805148.5118 | 0 | 0 | 0 | 0 | 0 | 0 | 0 | 0 | 0 | 0 | 88743.1518 | 0 | 0 | 0 | 0 | 0 | 0 | 0 | 0 | 0 | 182486.3221 | 0 | 0 | 0 | 0 | 0 | 0 | 0
2016-11-26 07:00 | 0 | 0 | 0 | 0 | 0 | 594901.4342 | 0 | 340395 | 0 | 0 | 0 | 0 | 382845.3582 | 0 | 0 | 0 | 0 | 0 | 0 | 0 | 1970911.7942 | 0 | 0 | 0 | 0 | 0 | 0 | 0 | 0 | 0 | 0 | 88743.1518 | 0 | 0 | 0 | 0 | 0 | 0 | 0 | 0 | 0 | 165763.2824 | 0 | 0 | 0 | 0 | 0 | 0 | 0
2016-11-26 08:00 | 0 | 0 | 0 | 0 | 0 | 0 | 0 | 335497 | 0 | 0 | 0 | 0 | 294102.2064 | 0 | 0 | 0 | 0 | 0 | 0 | 0 | 1724157.946 | 0 | 0 | 0 | 0 | 0 | 0 | 0 | 0 | 0 | 0 | -88743.1518 | 0 | 0 | 0 | 0 | 0 | 0 | 0 | 0 | 0 | -246753.8482 | 0 | 0 | 0 | 0 | 0 | 0 | 0
2016-11-26 09:00 | 0 | 0 | 0 | 0 | 0 | 554724.5286 | 0 | 334757 | 0 | 0 | 0 | 0 | 382845.3582 | 0 | 0 | 0 | 0 | 0 | 0 | 0 | 1855382.3228 | 0 | 0 | 0 | 0 | 0 | 0 | 0 | 0 | 0 | 0 | 88743.1518 | 0 | 0 | 0 | 0 | 0 | 0 | 0 | 0 | 0 | 131224.3768 | 0 | 0 | 0 | 0 | 0 | 0 | 0
2016-11-26 10:00 | 0 | 0 | 0 | 0 | 0 | 0 | 0 | 339519 | 0 | 0 | 0 | 0 | 294102.2064 | 0 | 0 | 0 | 0 | 0 | 0 | 0 | 1604606.4746 | 0 | 0 | 0 | 0 | 0 | 0 | 0 | 0 | 0 | 0 | -88743.1518 | 0 | 0 | 0 | 0 | 0 | 0 | 0 | 0 | 0 | -250775.8482 | 0 | 0 | 0 | 0 | 0 | 0 | 0
2016-11-26 11:00 | 0 | 0 | 0 | 0 | 0 | 0 | 0 | 348815 | 0 | 0 | 0 | 0 | 205359.0546 | 0 | 0 | 0 | 0 | 0 | 0 | 0 | 1344534.6264 | 0 | 0 | 0 | 0 | 0 | 0 | 0 | 0 | 0 | 0 | -88743.1518 | 0 | 0 | 0 | 0 | 0 | 0 | 0 | 0 | 0 | -260071.8482 | 0 | 0 | 0 | 0 | 0 | 0 | 0
2016-11-26 12:00 | 0 | 0 | 0 | 0 | 0 | 0 | 0 | 361410 | 0 | 0 | 0 | 0 | 116615.9029 | 0 | 0 | 0 | 0 | 0 | 0 | 0 | 1071867.7782 | 0 | 0 | 0 | 0 | 0 | 0 | 0 | 0 | 0 | 0 | -88743.1518 | 0 | 0 | 0 | 0 | 0 | 0 | 0 | 0 | 0 | -272666.8482 | 0 | 0 | 0 | 0 | 0 | 0 | 0
2016-11-26 13:00 | 0 | 0 | 0 | 0 | 0 | 480053.2496 | 0 | 375765 | 0 | 0 | 0 | 0 | 205359.0546 | 0 | 0 | 0 | 0 | 0 | 0 | 0 | 1087412.876 | 0 | 0 | 0 | 0 | 0 | 0 | 0 | 0 | 0 | 0 | 88743.1518 | 0 | 0 | 0 | 0 | 0 | 0 | 0 | 0 | 0 | 15545.0978 | 0 | 0 | 0 | 0 | 0 | 0 | 0
2016-11-26 14:00 | 0 | 0 | 0 | 0 | 0 | 388702.4657 | 47057.828 | 389723 | 0 | 0 | 0 | 0 | 294102.2064 | 0 | 0 | 0 | 0 | 0 | 0 | 0 | 1044707.0178 | 0 | 0 | 0 | 0 | 0 | 0 | 0 | 0 | 0 | 0 | 88743.1518 | 0 | 0 | 0 | 0 | 0 | 0 | 0 | 0 | 0 | -42705.8581 | 0 | 0 | 0 | 0 | 0 | 0 | 0
2016-11-26 15:00 | 0 | 0 | 0 | 0 | 0 | 0 | 420852.1206 | 397906 | 0 | 0 | 0 | 0 | 382845.3582 | 0 | 0 | 0 | 0 | 0 | 0 | 0 | 978909.9867 | 0 | 0 | 0 | 0 | 0 | 0 | 0 | 0 | 0 | 0 | 88743.1518 | 0 | 0 | 0 | 0 | 0 | 0 | 0 | 0 | 0 | -65797.0312 | 0 | 0 | 0 | 0 | 0 | 0 | 0
2016-11-26 16:00 | 0 | 0 | 0 | 0 | 0 | 125250.3655 | 554158.517 | 400428 | 0 | 0 | 0 | 0 | 382845.3582 | 0 | 0 | 0 | 0 | 0 | 0 | 0 | 1257890.8691 | 0 | 0 | 0 | 0 | 0 | 0 | 0 | 0 | 0 | 0 | 0 | 0 | 0 | 0 | 0 | 0 | 0 | 0 | 0 | 0 | 278980.8824 | 0 | 0 | 0 | 0 | 0 | 0 | 0
2016-11-26 17:00 | 0 | 0 | 0 | 0 | 0 | 0 | 551159.9764 | 398878 | 0 | 0 | 0 | 0 | 382845.3582 | 0 | 0 | 0 | 0 | 0 | 0 | 0 | 1410172.8455 | 0 | 0 | 0 | 0 | 0 | 0 | 0 | 0 | 0 | 0 | 0 | 0 | 0 | 0 | 0 | 0 | 0 | 0 | 0 | 0 | 152281.9764 | 0 | 0 | 0 | 0 | 0 | 0 | 0
2016-11-26 18:00 | 0 | 0 | 0 | 0 | 0 | 0 | 513124.274 | 394611 | 0 | 0 | 0 | 0 | 294102.2064 | 0 | 0 | 0 | 0 | 0 | 0 | 0 | 1617429.2713 | 0 | 0 | 0 | 0 | 0 | 0 | 0 | 0 | 0 | 0 | -88743.1518 | 0 | 0 | 0 | 0 | 0 | 0 | 0 | 0 | 0 | 207256.4258 | 0 | 0 | 0 | 0 | 0 | 0 | 0
2016-11-26 19:00 | 0 | 0 | 0 | 0 | 0 | 0 | 488460.2374 | 390173 | 0 | 0 | 0 | 0 | 205359.0546 | 0 | 0 | 0 | 0 | 0 | 0 | 0 | 1804459.6605 | 0 | 0 | 0 | 0 | 0 | 0 | 0 | 0 | 0 | 0 | -88743.1518 | 0 | 0 | 0 | 0 | 0 | 0 | 0 | 0 | 0 | 187030.3892 | 0 | 0 | 0 | 0 | 0 | 0 | 0
2016-11-26 20:00 | 0 | 0 | 0 | 0 | 0 | 0 | 478189.701 | 387851 | 0 | 0 | 0 | 0 | 294102.2064 | 0 | 0 | 0 | 0 | 0 | 0 | 0 | 1806055.2097 | 0 | 0 | 0 | 0 | 0 | 0 | 0 | 0 | 0 | 0 | 88743.1518 | 0 | 0 | 0 | 0 | 0 | 0 | 0 | 0 | 0 | 1595.5492 | 0 | 0 | 0 | 0 | 0 | 0 | 0
2016-11-26 21:00 | 0 | 0 | 0 | 0 | 0 | 0 | 468961.4702 | 393039 | 0 | 0 | 0 | 0 | 382845.3582 | 0 | 0 | 0 | 0 | 0 | 0 | 0 | 1793234.5282 | 0 | 0 | 0 | 0 | 0 | 0 | 0 | 0 | 0 | 0 | 88743.1518 | 0 | 0 | 0 | 0 | 0 | 0 | 0 | 0 | 0 | -12820.6816 | 0 | 0 | 0 | 0 | 0 | 0 | 0
2016-11-26 22:00 | 0 | 0 | 0 | 0 | 0 | 0 | 385638.8729 | 407750 | 0 | 0 | 0 | 0 | 294102.2064 | 0 | 0 | 0 | 0 | 0 | 0 | 0 | 1859866.5529 | 0 | 0 | 0 | 0 | 0 | 0 | 0 | 0 | 0 | 0 | -88743.1518 | 0 | 0 | 0 | 0 | 0 | 0 | 0 | 0 | 0 | 66632.0247 | 0 | 0 | 0 | 0 | 0 | 0 | 0
2016-11-26 23:00 | 0 | 0 | 0 | 0 | 0 | 356216.3591 | 161382.1303 | 422463 | 0 | 0 | 0 | 0 | 205359.0546 | 0 | 0 | 0 | 0 | 0 | 0 | 0 | 2043745.1941 | 0 | 0 | 0 | 0 | 0 | 0 | 0 | 0 | 0 | 0 | -88743.1518 | 0 | 0 | 0 | 0 | 0 | 0 | 0 | 0 | 0 | 183878.6412 | 0 | 0 | 0 | 0 | 0 | 0 | 0
2016-11-27 | 0 | 0 | 0 | 0 | 0 | 443220.6893 | 2231.7588 | 428188 | 0 | 0 | 0 | 0 | 294102.2064 | 0 | 0 | 0 | 0 | 0 | 0 | 0 | 1972266.4904 | 0 | 0 | 0 | 0 | 0 | 0 | 0 | 0 | 0 | 0 | 88743.1518 | 0 | 0 | 0 | 0 | 0 | 0 | 0 | 0 | 0 | -71478.7037 | 0 | 0 | 0 | 0 | 0 | 0 | 0
2016-11-27 01:00 | 0 | 0 | 0 | 0 | 0 | 237595.2694 | 0 | 427833 | 0 | 0 | 0 | 0 | 382845.3582 | 0 | 0 | 0 | 0 | 0 | 0 | 0 | 1693285.6079 | 0 | 0 | 0 | 0 | 0 | 0 | 0 | 0 | 0 | 0 | 88743.1518 | 0 | 0 | 0 | 0 | 0 | 0 | 0 | 0 | 0 | -278980.8824 | 0 | 0 | 0 | 0 | 0 | 0 | 0
2016-11-27 02:00 | 0 | 0 | 0 | 0 | 0 | 537975.978 | 0 | 420951 | 0 | 0 | 0 | 0 | 294102.2064 | 0 | 0 | 0 | 0 | 0 | 0 | 0 | 1899053.7377 | 0 | 0 | 0 | 0 | 0 | 0 | 0 | 0 | 0 | 0 | -88743.1518 | 0 | 0 | 0 | 0 | 0 | 0 | 0 | 0 | 0 | 205768.1298 | 0 | 0 | 0 | 0 | 0 | 0 | 0
2016-11-27 03:00 | 0 | 0 | 0 | 0 | 0 | 219428.2694 | 0 | 409666 | 0 | 0 | 0 | 0 | 382845.3582 | 0 | 0 | 0 | 0 | 0 | 0 | 0 | 1620072.8552 | 0 | 0 | 0 | 0 | 0 | 0 | 0 | 0 | 0 | 0 | 88743.1518 | 0 | 0 | 0 | 0 | 0 | 0 | 0 | 0 | 0 | -278980.8824 | 0 | 0 | 0 | 0 | 0 | 0 | 0
2016-11-27 04:00 | 0 | 0 | 0 | 0 | 0 | 552153.7607 | 0 | 395489 | 0 | 0 | 0 | 0 | 294102.2064 | 0 | 0 | 0 | 0 | 0 | 0 | 0 | 1865480.7678 | 0 | 0 | 0 | 0 | 0 | 0 | 0 | 0 | 0 | 0 | -88743.1518 | 0 | 0 | 0 | 0 | 0 | 0 | 0 | 0 | 0 | 245407.9125 | 0 | 0 | 0 | 0 | 0 | 0 | 0
2016-11-27 05:00 | 0 | 0 | 0 | 0 | 0 | 101989.1176 | 0 | 380970 | 0 | 0 | 0 | 0 | 294102.2064 | 0 | 0 | 0 | 0 | 0 | 0 | 0 | 1586499.8853 | 0 | 0 | 0 | 0 | 0 | 0 | 0 | 0 | 0 | 0 | 0 | 0 | 0 | 0 | 0 | 0 | 0 | 0 | 0 | 0 | -278980.8824 | 0 | 0 | 0 | 0 | 0 | 0 | 0
2016-11-27 06:00 | 0 | 0 | 0 | 0 | 0 | 515914.1802 | 0 | 368714 | 0 | 0 | 0 | 0 | 382845.3582 | 0 | 0 | 0 | 0 | 0 | 0 | 0 | 1644956.9138 | 0 | 0 | 0 | 0 | 0 | 0 | 0 | 0 | 0 | 0 | 88743.1518 | 0 | 0 | 0 | 0 | 0 | 0 | 0 | 0 | 0 | 58457.0284 | 0 | 0 | 0 | 0 | 0 | 0 | 0
2016-11-27 07:00 | 0 | 0 | 0 | 0 | 0 | 495877.9616 | 0 | 360779 | 0 | 0 | 0 | 0 | 294102.2064 | 0 | 0 | 0 | 0 | 0 | 0 | 0 | 1868799.0272 | 0 | 0 | 0 | 0 | 0 | 0 | 0 | 0 | 0 | 0 | -88743.1518 | 0 | 0 | 0 | 0 | 0 | 0 | 0 | 0 | 0 | 223842.1134 | 0 | 0 | 0 | 0 | 0 | 0 | 0
2016-11-27 08:00 | 0 | 0 | 0 | 0 | 0 | 0 | 0 | 357817 | 0 | 0 | 0 | 0 | 205359.0546 | 0 | 0 | 0 | 0 | 0 | 0 | 0 | 1599725.179 | 0 | 0 | 0 | 0 | 0 | 0 | 0 | 0 | 0 | 0 | -88743.1518 | 0 | 0 | 0 | 0 | 0 | 0 | 0 | 0 | 0 | -269073.8482 | 0 | 0 | 0 | 0 | 0 | 0 | 0
2016-11-27 09:00 | 0 | 0 | 0 | 0 | 0 | 465907.3356 | 0 | 357740 | 0 | 0 | 0 | 0 | 294102.2064 | 0 | 0 | 0 | 0 | 0 | 0 | 0 | 1619149.3628 | 0 | 0 | 0 | 0 | 0 | 0 | 0 | 0 | 0 | 0 | 88743.1518 | 0 | 0 | 0 | 0 | 0 | 0 | 0 | 0 | 0 | 19424.1838 | 0 | 0 | 0 | 0 | 0 | 0 | 0
2016-11-27 10:00 | 0 | 0 | 0 | 0 | 0 | 0 | 0 | 362297 | 0 | 0 | 0 | 0 | 205359.0546 | 0 | 0 | 0 | 0 | 0 | 0 | 0 | 1345595.5146 | 0 | 0 | 0 | 0 | 0 | 0 | 0 | 0 | 0 | 0 | -88743.1518 | 0 | 0 | 0 | 0 | 0 | 0 | 0 | 0 | 0 | -273553.8482 | 0 | 0 | 0 | 0 | 0 | 0 | 0
2016-11-27 11:00 | 0 | 0 | 0 | 0 | 0 | 3720.9658 | 0 | 371445 | 0 | 0 | 0 | 0 | 116615.9029 | 0 | 0 | 0 | 0 | 0 | 0 | 0 | 1066614.6322 | 0 | 0 | 0 | 0 | 0 | 0 | 0 | 0 | 0 | 0 | -88743.1518 | 0 | 0 | 0 | 0 | 0 | 0 | 0 | 0 | 0 | -278980.8824 | 0 | 0 | 0 | 0 | 0 | 0 | 0
2016-11-27 12:00 | 0 | 0 | 0 | 0 | 0 | 545652.0132 | 0 | 383264 | 0 | 0 | 0 | 0 | 205359.0546 | 0 | 0 | 0 | 0 | 0 | 0 | 0 | 1140259.4936 | 0 | 0 | 0 | 0 | 0 | 0 | 0 | 0 | 0 | 0 | 88743.1518 | 0 | 0 | 0 | 0 | 0 | 0 | 0 | 0 | 0 | 73644.8614 | 0 | 0 | 0 | 0 | 0 | 0 | 0
2016-11-27 13:00 | 0 | 0 | 0 | 0 | 0 | 565153.4713 | 0 | 394819 | 0 | 0 | 0 | 0 | 294102.2064 | 0 | 0 | 0 | 0 | 0 | 0 | 0 | 1221850.8131 | 0 | 0 | 0 | 0 | 0 | 0 | 0 | 0 | 0 | 0 | 88743.1518 | 0 | 0 | 0 | 0 | 0 | 0 | 0 | 0 | 0 | 81591.3195 | 0 | 0 | 0 | 0 | 0 | 0 | 0
2016-11-27 14:00 | 0 | 0 | 0 | 0 | 0 | 0 | 37640.3574 | 400599 | 0 | 0 | 0 | 0 | 205359.0546 | 0 | 0 | 0 | 0 | 0 | 0 | 0 | 947635.3223 | 0 | 0 | 0 | 0 | 0 | 0 | 0 | 0 | 0 | 0 | -88743.1518 | 0 | 0 | 0 | 0 | 0 | 0 | 0 | 0 | 0 | -274215.4908 | 0 | 0 | 0 | 0 | 0 | 0 | 0
2016-11-27 15:00 | 0 | 0 | 0 | 0 | 0 | 0 | 261523.379 | 400939 | 0 | 0 | 0 | 0 | 294102.2064 | 0 | 0 | 0 | 0 | 0 | 0 | 0 | 719476.5495 | 0 | 0 | 0 | 0 | 0 | 0 | 0 | 0 | 0 | 0 | 88743.1518 | 0 | 0 | 0 | 0 | 0 | 0 | 0 | 0 | 0 | -228158.7728 | 0 | 0 | 0 | 0 | 0 | 0 | 0
2016-11-27 16:00 | 0 | 0 | 0 | 0 | 0 | 0 | 418647.7616 | 399311 | 0 | 0 | 0 | 0 | 205359.0546 | 0 | 0 | 0 | 0 | 0 | 0 | 0 | 827556.4629 | 0 | 0 | 0 | 0 | 0 | 0 | 0 | 0 | 0 | 0 | -88743.1518 | 0 | 0 | 0 | 0 | 0 | 0 | 0 | 0 | 0 | 108079.9134 | 0 | 0 | 0 | 0 | 0 | 0 | 0
2016-11-27 17:00 | 0 | 0 | 0 | 0 | 0 | 0 | 473124.2029 | 397982 | 0 | 0 | 0 | 0 | 205359.0546 | 0 | 0 | 0 | 0 | 0 | 0 | 0 | 902698.6658 | 0 | 0 | 0 | 0 | 0 | 0 | 0 | 0 | 0 | 0 | 0 | 0 | 0 | 0 | 0 | 0 | 0 | 0 | 0 | 0 | 75142.2029 | 0 | 0 | 0 | 0 | 0 | 0 | 0
2016-11-27 18:00 | 0 | 0 | 0 | 0 | 0 | 296081.0699 | 468924.9644 | 397282 | 0 | 0 | 0 | 0 | 294102.2064 | 0 | 0 | 0 | 0 | 0 | 0 | 0 | 1181679.5483 | 0 | 0 | 0 | 0 | 0 | 0 | 0 | 0 | 0 | 0 | 88743.1518 | 0 | 0 | 0 | 0 | 0 | 0 | 0 | 0 | 0 | 278980.8824 | 0 | 0 | 0 | 0 | 0 | 0 | 0
2016-11-27 19:00 | 0 | 0 | 0 | 0 | 0 | 0 | 462370.6061 | 396576 | 0 | 0 | 0 | 0 | 205359.0546 | 0 | 0 | 0 | 0 | 0 | 0 | 0 | 1336217.3062 | 0 | 0 | 0 | 0 | 0 | 0 | 0 | 0 | 0 | 0 | -88743.1518 | 0 | 0 | 0 | 0 | 0 | 0 | 0 | 0 | 0 | 154537.7579 | 0 | 0 | 0 | 0 | 0 | 0 | 0
2016-11-27 20:00 | 0 | 0 | 0 | 0 | 0 | 0 | 461574.9208 | 398083 | 0 | 0 | 0 | 0 | 116615.9029 | 0 | 0 | 0 | 0 | 0 | 0 | 0 | 1488452.3788 | 0 | 0 | 0 | 0 | 0 | 0 | 0 | 0 | 0 | 0 | -88743.1518 | 0 | 0 | 0 | 0 | 0 | 0 | 0 | 0 | 0 | 152235.0726 | 0 | 0 | 0 | 0 | 0 | 0 | 0
2016-11-27 21:00 | 0 | 0 | 0 | 0 | 0 | 319647.6968 | 454614.3374 | 406538 | 0 | 0 | 0 | 0 | 205359.0546 | 0 | 0 | 0 | 0 | 0 | 0 | 0 | 1767433.2612 | 0 | 0 | 0 | 0 | 0 | 0 | 0 | 0 | 0 | 0 | 88743.1518 | 0 | 0 | 0 | 0 | 0 | 0 | 0 | 0 | 0 | 278980.8824 | 0 | 0 | 0 | 0 | 0 | 0 | 0
2016-11-27 22:00 | 0 | 0 | 0 | 0 | 0 | 0 | 390255.1695 | 427369 | 0 | 0 | 0 | 0 | 116615.9029 | 0 | 0 | 0 | 0 | 0 | 0 | 0 | 1819062.5825 | 0 | 0 | 0 | 0 | 0 | 0 | 0 | 0 | 0 | 0 | -88743.1518 | 0 | 0 | 0 | 0 | 0 | 0 | 0 | 0 | 0 | 51629.3213 | 0 | 0 | 0 | 0 | 0 | 0 | 0
2016-11-27 23:00 | 0 | 0 | 0 | 0 | 0 | 0 | 173881.5291 | 444427 | 0 | 0 | 0 | 0 | 27872.7511 | 0 | 0 | 0 | 0 | 0 | 0 | 0 | 1637260.2634 | 0 | 0 | 0 | 0 | 0 | 0 | 0 | 0 | 0 | 0 | -88743.1518 | 0 | 0 | 0 | 0 | 0 | 0 | 0 | 0 | 0 | -181802.3191 | 0 | 0 | 0 | 0 | 0 | 0 | 0
2016-11-28 | 0 | 0 | 0 | 0 | 0 | 813159.1541 | 6257.8802 | 451693 | 0 | 0 | 0 | 0 | 116615.9029 | 0 | 0 | 0 | 0 | 0 | 0 | 0 | 1916241.1459 | 0 | 0 | 0 | 0 | 0 | 0 | 0 | 0 | 0 | 0 | 88743.1518 | 0 | 0 | 0 | 0 | 0 | 0 | 0 | 0 | 0 | 278980.8824 | 0 | 0 | 0 | 0 | 0 | 0 | 0
2016-11-28 01:00 | 0 | 0 | 0 | 0 | 0 | 817925.0342 | 0 | 450201 | 0 | 0 | 0 | 0 | 205359.0546 | 0 | 0 | 0 | 0 | 0 | 0 | 0 | 2195222.0283 | 0 | 0 | 0 | 0 | 0 | 0 | 0 | 0 | 0 | 0 | 88743.1518 | 0 | 0 | 0 | 0 | 0 | 0 | 0 | 0 | 0 | 278980.8824 | 0 | 0 | 0 | 0 | 0 | 0 | 0
2016-11-28 02:00 | 0 | 0 | 0 | 0 | 0 | 68372.9658 | 0 | 436097 | 0 | 0 | 0 | 0 | 116615.9029 | 0 | 0 | 0 | 0 | 0 | 0 | 0 | 1916241.1459 | 0 | 0 | 0 | 0 | 0 | 0 | 0 | 0 | 0 | 0 | -88743.1518 | 0 | 0 | 0 | 0 | 0 | 0 | 0 | 0 | 0 | -278980.8824 | 0 | 0 | 0 | 0 | 0 | 0 | 0
2016-11-28 03:00 | 0 | 0 | 0 | 0 | 0 | 788210.0342 | 0 | 420486 | 0 | 0 | 0 | 0 | 205359.0546 | 0 | 0 | 0 | 0 | 0 | 0 | 0 | 2195222.0283 | 0 | 0 | 0 | 0 | 0 | 0 | 0 | 0 | 0 | 0 | 88743.1518 | 0 | 0 | 0 | 0 | 0 | 0 | 0 | 0 | 0 | 278980.8824 | 0 | 0 | 0 | 0 | 0 | 0 | 0
2016-11-28 04:00 | 0 | 0 | 0 | 0 | 0 | 767488.0342 | 0 | 399764 | 0 | 0 | 0 | 0 | 294102.2064 | 0 | 0 | 0 | 0 | 0 | 0 | 0 | 2474202.9108 | 0 | 0 | 0 | 0 | 0 | 0 | 0 | 0 | 0 | 0 | 88743.1518 | 0 | 0 | 0 | 0 | 0 | 0 | 0 | 0 | 0 | 278980.8824 | 0 | 0 | 0 | 0 | 0 | 0 | 0
2016-11-28 05:00 | 0 | 0 | 0 | 0 | 0 | 15699.9658 | 0 | 383424 | 0 | 0 | 0 | 0 | 205359.0546 | 0 | 0 | 0 | 0 | 0 | 0 | 0 | 2195222.0283 | 0 | 0 | 0 | 0 | 0 | 0 | 0 | 0 | 0 | 0 | -88743.1518 | 0 | 0 | 0 | 0 | 0 | 0 | 0 | 0 | 0 | -278980.8824 | 0 | 0 | 0 | 0 | 0 | 0 | 0
2016-11-28 06:00 | 0 | 0 | 0 | 0 | 0 | 737144.0342 | 0 | 369420 | 0 | 0 | 0 | 0 | 294102.2064 | 0 | 0 | 0 | 0 | 0 | 0 | 0 | 2474202.9108 | 0 | 0 | 0 | 0 | 0 | 0 | 0 | 0 | 0 | 0 | 88743.1518 | 0 | 0 | 0 | 0 | 0 | 0 | 0 | 0 | 0 | 278980.8824 | 0 | 0 | 0 | 0 | 0 | 0 | 0
2016-11-28 07:00 | 0 | 0 | 0 | 0 | 0 | 171985.2694 | 0 | 362223 | 0 | 0 | 0 | 0 | 382845.3582 | 0 | 0 | 0 | 0 | 0 | 0 | 0 | 2195222.0283 | 0 | 0 | 0 | 0 | 0 | 0 | 0 | 0 | 0 | 0 | 88743.1518 | 0 | 0 | 0 | 0 | 0 | 0 | 0 | 0 | 0 | -278980.8824 | 0 | 0 | 0 | 0 | 0 | 0 | 0
2016-11-28 08:00 | 0 | 0 | 0 | 0 | 0 | 0 | 0 | 359618 | 0 | 0 | 0 | 0 | 294102.2064 | 0 | 0 | 0 | 0 | 0 | 0 | 0 | 1924347.1801 | 0 | 0 | 0 | 0 | 0 | 0 | 0 | 0 | 0 | 0 | -88743.1518 | 0 | 0 | 0 | 0 | 0 | 0 | 0 | 0 | 0 | -270874.8482 | 0 | 0 | 0 | 0 | 0 | 0 | 0
2016-11-28 09:00 | 0 | 0 | 0 | 0 | 0 | 729478.0342 | 0 | 361754 | 0 | 0 | 0 | 0 | 382845.3582 | 0 | 0 | 0 | 0 | 0 | 0 | 0 | 2203328.0626 | 0 | 0 | 0 | 0 | 0 | 0 | 0 | 0 | 0 | 0 | 88743.1518 | 0 | 0 | 0 | 0 | 0 | 0 | 0 | 0 | 0 | 278980.8824 | 0 | 0 | 0 | 0 | 0 | 0 | 0
2016-11-28 10:00 | 0 | 0 | 0 | 0 | 0 | 7877.9658 | 0 | 375602 | 0 | 0 | 0 | 0 | 294102.2064 | 0 | 0 | 0 | 0 | 0 | 0 | 0 | 1924347.1801 | 0 | 0 | 0 | 0 | 0 | 0 | 0 | 0 | 0 | 0 | -88743.1518 | 0 | 0 | 0 | 0 | 0 | 0 | 0 | 0 | 0 | -278980.8824 | 0 | 0 | 0 | 0 | 0 | 0 | 0
2016-11-28 11:00 | 0 | 0 | 0 | 0 | 0 | 38543.9658 | 0 | 406268 | 0 | 0 | 0 | 0 | 205359.0546 | 0 | 0 | 0 | 0 | 0 | 0 | 0 | 1645366.2977 | 0 | 0 | 0 | 0 | 0 | 0 | 0 | 0 | 0 | 0 | -88743.1518 | 0 | 0 | 0 | 0 | 0 | 0 | 0 | 0 | 0 | -278980.8824 | 0 | 0 | 0 | 0 | 0 | 0 | 0
2016-11-28 12:00 | 0 | 0 | 0 | 0 | 0 | 66025.9658 | 0 | 433750 | 0 | 0 | 0 | 0 | 116615.9029 | 0 | 0 | 0 | 0 | 0 | 0 | 0 | 1366385.4152 | 0 | 0 | 0 | 0 | 0 | 0 | 0 | 0 | 0 | 0 | -88743.1518 | 0 | 0 | 0 | 0 | 0 | 0 | 0 | 0 | 0 | -278980.8824 | 0 | 0 | 0 | 0 | 0 | 0 | 0
2016-11-28 13:00 | 0 | 0 | 0 | 0 | 0 | 813469.3157 | 1.7185 | 445747 | 0 | 0 | 0 | 0 | 205359.0546 | 0 | 0 | 0 | 0 | 0 | 0 | 0 | 1645366.2977 | 0 | 0 | 0 | 0 | 0 | 0 | 0 | 0 | 0 | 0 | 88743.1518 | 0 | 0 | 0 | 0 | 0 | 0 | 0 | 0 | 0 | 278980.8824 | 0 | 0 | 0 | 0 | 0 | 0 | 0
2016-11-28 14:00 | 0 | 0 | 0 | 0 | 0 | 690666.8434 | 127953.1908 | 450896 | 0 | 0 | 0 | 0 | 294102.2064 | 0 | 0 | 0 | 0 | 0 | 0 | 0 | 1924347.1801 | 0 | 0 | 0 | 0 | 0 | 0 | 0 | 0 | 0 | 0 | 88743.1518 | 0 | 0 | 0 | 0 | 0 | 0 | 0 | 0 | 0 | 278980.8824 | 0 | 0 | 0 | 0 | 0 | 0 | 0
2016-11-28 15:00 | 0 | 0 | 0 | 0 | 0 | 482776.2267 | 337956.8076 | 453009 | 0 | 0 | 0 | 0 | 382845.3582 | 0 | 0 | 0 | 0 | 0 | 0 | 0 | 2203328.0626 | 0 | 0 | 0 | 0 | 0 | 0 | 0 | 0 | 0 | 0 | 88743.1518 | 0 | 0 | 0 | 0 | 0 | 0 | 0 | 0 | 0 | 278980.8824 | 0 | 0 | 0 | 0 | 0 | 0 | 0
2016-11-28 16:00 | 0 | 0 | 0 | 0 | 0 | 0 | 460985.7977 | 452270 | 0 | 0 | 0 | 0 | 382845.3582 | 0 | 0 | 0 | 0 | 0 | 0 | 0 | 2212043.8602 | 0 | 0 | 0 | 0 | 0 | 0 | 0 | 0 | 0 | 0 | 0 | 0 | 0 | 0 | 0 | 0 | 0 | 0 | 0 | 0 | 8715.7977 | 0 | 0 | 0 | 0 | 0 | 0 | 0
2016-11-28 17:00 | 0 | 0 | 0 | 0 | 0 | 0 | 484949.3295 | 449944 | 0 | 0 | 0 | 0 | 294102.2064 | 0 | 0 | 0 | 0 | 0 | 0 | 0 | 2335792.3415 | 0 | 0 | 0 | 0 | 0 | 0 | 0 | 0 | 0 | 0 | -88743.1518 | 0 | 0 | 0 | 0 | 0 | 0 | 0 | 0 | 0 | 123748.4813 | 0 | 0 | 0 | 0 | 0 | 0 | 0
2016-11-28 18:00 | 0 | 0 | 0 | 0 | 0 | 335238.8952 | 479815.139 | 447330 | 0 | 0 | 0 | 0 | 382845.3582 | 0 | 0 | 0 | 0 | 0 | 0 | 0 | 2614773.2239 | 0 | 0 | 0 | 0 | 0 | 0 | 0 | 0 | 0 | 0 | 88743.1518 | 0 | 0 | 0 | 0 | 0 | 0 | 0 | 0 | 0 | 278980.8824 | 0 | 0 | 0 | 0 | 0 | 0 | 0
2016-11-28 19:00 | 0 | 0 | 0 | 0 | 0 | 0 | 473048.4154 | 445643 | 0 | 0 | 0 | 0 | 382845.3582 | 0 | 0 | 0 | 0 | 0 | 0 | 0 | 2642178.6394 | 0 | 0 | 0 | 0 | 0 | 0 | 0 | 0 | 0 | 0 | 0 | 0 | 0 | 0 | 0 | 0 | 0 | 0 | 0 | 0 | 27405.4154 | 0 | 0 | 0 | 0 | 0 | 0 | 0
2016-11-28 20:00 | 0 | 0 | 0 | 0 | 0 | 0 | 475528.8117 | 445537 | 0 | 0 | 0 | 0 | 294102.2064 | 0 | 0 | 0 | 0 | 0 | 0 | 0 | 2760913.6028 | 0 | 0 | 0 | 0 | 0 | 0 | 0 | 0 | 0 | 0 | -88743.1518 | 0 | 0 | 0 | 0 | 0 | 0 | 0 | 0 | 0 | 118734.9635 | 0 | 0 | 0 | 0 | 0 | 0 | 0
2016-11-28 21:00 | 0 | 0 | 0 | 0 | 0 | 352521.3315 | 466235.7028 | 451033 | 0 | 0 | 0 | 0 | 382845.3582 | 0 | 0 | 0 | 0 | 0 | 0 | 0 | 3039894.4853 | 0 | 0 | 0 | 0 | 0 | 0 | 0 | 0 | 0 | 0 | 88743.1518 | 0 | 0 | 0 | 0 | 0 | 0 | 0 | 0 | 0 | 278980.8824 | 0 | 0 | 0 | 0 | 0 | 0 | 0
2016-11-28 22:00 | 0 | 0 | 0 | 0 | 0 | 0 | 385310.6317 | 466339 | 0 | 0 | 0 | 0 | 294102.2064 | 0 | 0 | 0 | 0 | 0 | 0 | 0 | 3047609.2687 | 0 | 0 | 0 | 0 | 0 | 0 | 0 | 0 | 0 | 0 | -88743.1518 | 0 | 0 | 0 | 0 | 0 | 0 | 0 | 0 | 0 | 7714.7835 | 0 | 0 | 0 | 0 | 0 | 0 | 0
2016-11-28 23:00 | 0 | 0 | 0 | 0 | 0 | 0 | 179893.2071 | 477026 | 0 | 0 | 0 | 0 | 205359.0546 | 0 | 0 | 0 | 0 | 0 | 0 | 0 | 2839219.6277 | 0 | 0 | 0 | 0 | 0 | 0 | 0 | 0 | 0 | 0 | -88743.1518 | 0 | 0 | 0 | 0 | 0 | 0 | 0 | 0 | 0 | -208389.6411 | 0 | 0 | 0 | 0 | 0 | 0 | 0
2016-11-29 | 0 | 0 | 0 | 0 | 0 | 802062.2531 | 6026.7066 | 480299 | 0 | 0 | 0 | 0 | 294102.2064 | 0 | 0 | 0 | 0 | 0 | 0 | 0 | 3078266.4356 | 0 | 0 | 0 | 0 | 0 | 0 | 0 | 0 | 0 | 0 | 88743.1518 | 0 | 0 | 0 | 0 | 0 | 0 | 0 | 0 | 0 | 239046.8079 | 0 | 0 | 0 | 0 | 0 | 0 | 0
2016-11-29 01:00 | 0 | 0 | 0 | 0 | 0 | 285786.2694 | 0 | 476024 | 0 | 0 | 0 | 0 | 382845.3582 | 0 | 0 | 0 | 0 | 0 | 0 | 0 | 2799285.5531 | 0 | 0 | 0 | 0 | 0 | 0 | 0 | 0 | 0 | 0 | 88743.1518 | 0 | 0 | 0 | 0 | 0 | 0 | 0 | 0 | 0 | -278980.8824 | 0 | 0 | 0 | 0 | 0 | 0 | 0
2016-11-29 02:00 | 0 | 0 | 0 | 0 | 0 | 650609.7306 | 0 | 460372 | 0 | 0 | 0 | 0 | 294102.2064 | 0 | 0 | 0 | 0 | 0 | 0 | 0 | 3078266.4356 | 0 | 0 | 0 | 0 | 0 | 0 | 0 | 0 | 0 | 0 | -88743.1518 | 0 | 0 | 0 | 0 | 0 | 0 | 0 | 0 | 0 | 278980.8824 | 0 | 0 | 0 | 0 | 0 | 0 | 0
2016-11-29 03:00 | 0 | 0 | 0 | 0 | 0 | 627655.7306 | 0 | 437418 | 0 | 0 | 0 | 0 | 205359.0546 | 0 | 0 | 0 | 0 | 0 | 0 | 0 | 3357247.318 | 0 | 0 | 0 | 0 | 0 | 0 | 0 | 0 | 0 | 0 | -88743.1518 | 0 | 0 | 0 | 0 | 0 | 0 | 0 | 0 | 0 | 278980.8824 | 0 | 0 | 0 | 0 | 0 | 0 | 0
2016-11-29 04:00 | 0 | 0 | 0 | 0 | 0 | 220914.2694 | 0 | 411152 | 0 | 0 | 0 | 0 | 294102.2064 | 0 | 0 | 0 | 0 | 0 | 0 | 0 | 3078266.4356 | 0 | 0 | 0 | 0 | 0 | 0 | 0 | 0 | 0 | 0 | 88743.1518 | 0 | 0 | 0 | 0 | 0 | 0 | 0 | 0 | 0 | -278980.8824 | 0 | 0 | 0 | 0 | 0 | 0 | 0
2016-11-29 05:00 | 0 | 0 | 0 | 0 | 0 | 756119.0342 | 0 | 388395 | 0 | 0 | 0 | 0 | 382845.3582 | 0 | 0 | 0 | 0 | 0 | 0 | 0 | 3357247.318 | 0 | 0 | 0 | 0 | 0 | 0 | 0 | 0 | 0 | 0 | 88743.1518 | 0 | 0 | 0 | 0 | 0 | 0 | 0 | 0 | 0 | 278980.8824 | 0 | 0 | 0 | 0 | 0 | 0 | 0
2016-11-29 06:00 | 0 | 0 | 0 | 0 | 0 | 3140.9658 | 0 | 370865 | 0 | 0 | 0 | 0 | 294102.2064 | 0 | 0 | 0 | 0 | 0 | 0 | 0 | 3078266.4356 | 0 | 0 | 0 | 0 | 0 | 0 | 0 | 0 | 0 | 0 | -88743.1518 | 0 | 0 | 0 | 0 | 0 | 0 | 0 | 0 | 0 | -278980.8824 | 0 | 0 | 0 | 0 | 0 | 0 | 0
2016-11-29 07:00 | 0 | 0 | 0 | 0 | 0 | 0 | 0 | 359202 | 0 | 0 | 0 | 0 | 213881.0889 | 0 | 0 | 0 | 0 | 0 | 0 | 0 | 2799285.5531 | 0 | 0 | 0 | 0 | 0 | 0 | 0 | 0 | 0 | 0 | -80221.1176 | 0 | 0 | 0 | 0 | 0 | 0 | 0 | 0 | 0 | -278980.8824 | 0 | 0 | 0 | 0 | 0 | 0 | 0
2016-11-29 08:00 | 0 | 0 | 0 | 0 | 0 | 721197.0342 | 0 | 353473 | 0 | 0 | 0 | 0 | 302624.2407 | 0 | 0 | 0 | 0 | 0 | 0 | 0 | 3078266.4356 | 0 | 0 | 0 | 0 | 0 | 0 | 0 | 0 | 0 | 0 | 88743.1518 | 0 | 0 | 0 | 0 | 0 | 0 | 0 | 0 | 0 | 278980.8824 | 0 | 0 | 0 | 0 | 0 | 0 | 0
2016-11-29 09:00 | 0 | 0 | 0 | 0 | 0 | 0 | 0 | 354019 | 0 | 0 | 0 | 0 | 213881.0889 | 0 | 0 | 0 | 0 | 0 | 0 | 0 | 2812990.5874 | 0 | 0 | 0 | 0 | 0 | 0 | 0 | 0 | 0 | 0 | -88743.1518 | 0 | 0 | 0 | 0 | 0 | 0 | 0 | 0 | 0 | -265275.8482 | 0 | 0 | 0 | 0 | 0 | 0 | 0
2016-11-29 10:00 | 0 | 0 | 0 | 0 | 0 | 731811.0342 | 0 | 364087 | 0 | 0 | 0 | 0 | 302624.2407 | 0 | 0 | 0 | 0 | 0 | 0 | 0 | 3091971.4698 | 0 | 0 | 0 | 0 | 0 | 0 | 0 | 0 | 0 | 0 | 88743.1518 | 0 | 0 | 0 | 0 | 0 | 0 | 0 | 0 | 0 | 278980.8824 | 0 | 0 | 0 | 0 | 0 | 0 | 0
2016-11-29 11:00 | 0 | 0 | 0 | 0 | 0 | 743355.3583 | 0 | 392679 | 0 | 0 | 0 | 0 | 374319.7165 | 0 | 0 | 0 | 0 | 0 | 0 | 0 | 3370952.3523 | 0 | 0 | 0 | 0 | 0 | 0 | 0 | 0 | 0 | 0 | 71695.4758 | 0 | 0 | 0 | 0 | 0 | 0 | 0 | 0 | 0 | 278980.8824 | 0 | 0 | 0 | 0 | 0 | 0 | 0
2016-11-29 12:00 | 0 | 0 | 0 | 0 | 0 | 53481.9658 | 0 | 421206 | 0 | 0 | 0 | 0 | 285576.5647 | 0 | 0 | 0 | 0 | 0 | 0 | 0 | 3091971.4698 | 0 | 0 | 0 | 0 | 0 | 0 | 0 | 0 | 0 | 0 | -88743.1518 | 0 | 0 | 0 | 0 | 0 | 0 | 0 | 0 | 0 | -278980.8824 | 0 | 0 | 0 | 0 | 0 | 0 | 0
2016-11-29 13:00 | 0 | 0 | 0 | 0 | 0 | 67026.7397 | 1.226 | 434752 | 0 | 0 | 0 | 0 | 196833.4129 | 0 | 0 | 0 | 0 | 0 | 0 | 0 | 2812990.5874 | 0 | 0 | 0 | 0 | 0 | 0 | 0 | 0 | 0 | 0 | -88743.1518 | 0 | 0 | 0 | 0 | 0 | 0 | 0 | 0 | 0 | -278980.8824 | 0 | 0 | 0 | 0 | 0 | 0 | 0
2016-11-29 14:00 | 0 | 0 | 0 | 0 | 0 | 592106.0824 | 67731.8561 | 442692 | 0 | 0 | 0 | 0 | 285576.5647 | 0 | 0 | 0 | 0 | 0 | 0 | 0 | 2941393.374 | 0 | 0 | 0 | 0 | 0 | 0 | 0 | 0 | 0 | 0 | 88743.1518 | 0 | 0 | 0 | 0 | 0 | 0 | 0 | 0 | 0 | 128402.7867 | 0 | 0 | 0 | 0 | 0 | 0 | 0
2016-11-29 15:00 | 0 | 0 | 0 | 0 | 0 | 0 | 464927.6218 | 447076 | 0 | 0 | 0 | 0 | 374319.7165 | 0 | 0 | 0 | 0 | 0 | 0 | 0 | 2870501.8441 | 0 | 0 | 0 | 0 | 0 | 0 | 0 | 0 | 0 | 0 | 88743.1518 | 0 | 0 | 0 | 0 | 0 | 0 | 0 | 0 | 0 | -70891.53 | 0 | 0 | 0 | 0 | 0 | 0 | 0
2016-11-29 16:00 | 0 | 0 | 0 | 0 | 0 | 0 | 624444.3772 | 447270 | 0 | 0 | 0 | 0 | 382845.3582 | 0 | 0 | 0 | 0 | 0 | 0 | 0 | 3039150.5795 | 0 | 0 | 0 | 0 | 0 | 0 | 0 | 0 | 0 | 0 | 8525.6417 | 0 | 0 | 0 | 0 | 0 | 0 | 0 | 0 | 0 | 168648.7354 | 0 | 0 | 0 | 0 | 0 | 0 | 0
2016-11-29 17:00 | 0 | 0 | 0 | 0 | 0 | 0 | 611270.9585 | 446183 | 0 | 0 | 0 | 0 | 294102.2064 | 0 | 0 | 0 | 0 | 0 | 0 | 0 | 3292981.6898 | 0 | 0 | 0 | 0 | 0 | 0 | 0 | 0 | 0 | 0 | -88743.1518 | 0 | 0 | 0 | 0 | 0 | 0 | 0 | 0 | 0 | 253831.1103 | 0 | 0 | 0 | 0 | 0 | 0 | 0
2016-11-29 18:00 | 0 | 0 | 0 | 0 | 0 | 0 | 559570.5292 | 445690 | 0 | 0 | 0 | 0 | 382845.3582 | 0 | 0 | 0 | 0 | 0 | 0 | 0 | 3318119.0672 | 0 | 0 | 0 | 0 | 0 | 0 | 0 | 0 | 0 | 0 | 88743.1518 | 0 | 0 | 0 | 0 | 0 | 0 | 0 | 0 | 0 | 25137.3774 | 0 | 0 | 0 | 0 | 0 | 0 | 0
2016-11-29 19:00 | 0 | 0 | 0 | 0 | 0 | 0 | 539325.0145 | 443770 | 0 | 0 | 0 | 0 | 294102.2064 | 0 | 0 | 0 | 0 | 0 | 0 | 0 | 3502417.2336 | 0 | 0 | 0 | 0 | 0 | 0 | 0 | 0 | 0 | 0 | -88743.1518 | 0 | 0 | 0 | 0 | 0 | 0 | 0 | 0 | 0 | 184298.1663 | 0 | 0 | 0 | 0 | 0 | 0 | 0
2016-11-29 20:00 | 0 | 0 | 0 | 0 | 0 | 0 | 547695.7492 | 441815 | 0 | 0 | 0 | 0 | 382845.3582 | 0 | 0 | 0 | 0 | 0 | 0 | 0 | 3519554.8309 | 0 | 0 | 0 | 0 | 0 | 0 | 0 | 0 | 0 | 0 | 88743.1518 | 0 | 0 | 0 | 0 | 0 | 0 | 0 | 0 | 0 | 17137.5974 | 0 | 0 | 0 | 0 | 0 | 0 | 0
2016-11-29 21:00 | 0 | 0 | 0 | 0 | 0 | 0 | 562825.9058 | 444535 | 0 | 0 | 0 | 0 | 294102.2064 | 0 | 0 | 0 | 0 | 0 | 0 | 0 | 3726588.8885 | 0 | 0 | 0 | 0 | 0 | 0 | 0 | 0 | 0 | 0 | -88743.1518 | 0 | 0 | 0 | 0 | 0 | 0 | 0 | 0 | 0 | 207034.0576 | 0 | 0 | 0 | 0 | 0 | 0 | 0
2016-11-29 22:00 | 0 | 0 | 0 | 0 | 0 | 0 | 525519.2333 | 457321 | 0 | 0 | 0 | 0 | 205359.0546 | 0 | 0 | 0 | 0 | 0 | 0 | 0 | 3883530.2736 | 0 | 0 | 0 | 0 | 0 | 0 | 0 | 0 | 0 | 0 | -88743.1518 | 0 | 0 | 0 | 0 | 0 | 0 | 0 | 0 | 0 | 156941.3851 | 0 | 0 | 0 | 0 | 0 | 0 | 0
2016-11-29 23:00 | 0 | 0 | 0 | 0 | 0 | 0 | 273978.3375 | 470093 | 0 | 0 | 0 | 0 | 202778.0204 | 0 | 0 | 0 | 0 | 0 | 0 | 0 | 3689996.6453 | 0 | 0 | 0 | 0 | 0 | 0 | 0 | 0 | 0 | 0 | -2581.0342 | 0 | 0 | 0 | 0 | 0 | 0 | 0 | 0 | 0 | -193533.6283 | 0 | 0 | 0 | 0 | 0 | 0 | 0
2016-11-30 | 0 | 0 | 0 | 0 | 0 | 779974.2811 | 5747.881 | 475132 | 0 | 0 | 0 | 0 | 291521.1722 | 0 | 0 | 0 | 0 | 0 | 0 | 0 | 3911843.6557 | 0 | 0 | 0 | 0 | 0 | 0 | 0 | 0 | 0 | 0 | 88743.1518 | 0 | 0 | 0 | 0 | 0 | 0 | 0 | 0 | 0 | 221847.0103 | 0 | 0 | 0 | 0 | 0 | 0 | 0
2016-11-30 01:00 | 0 | 0 | 0 | 0 | 0 | 281819.2694 | 0 | 472057 | 0 | 0 | 0 | 0 | 380264.324 | 0 | 0 | 0 | 0 | 0 | 0 | 0 | 3632862.7732 | 0 | 0 | 0 | 0 | 0 | 0 | 0 | 0 | 0 | 0 | 88743.1518 | 0 | 0 | 0 | 0 | 0 | 0 | 0 | 0 | 0 | -278980.8824 | 0 | 0 | 0 | 0 | 0 | 0 | 0
2016-11-30 02:00 | 0 | 0 | 0 | 0 | 0 | 647550.7306 | 0 | 457313 | 0 | 0 | 0 | 0 | 291521.1722 | 0 | 0 | 0 | 0 | 0 | 0 | 0 | 3911843.6557 | 0 | 0 | 0 | 0 | 0 | 0 | 0 | 0 | 0 | 0 | -88743.1518 | 0 | 0 | 0 | 0 | 0 | 0 | 0 | 0 | 0 | 278980.8824 | 0 | 0 | 0 | 0 | 0 | 0 | 0
2016-11-30 03:00 | 0 | 0 | 0 | 0 | 0 | 245390.2694 | 0 | 435628 | 0 | 0 | 0 | 0 | 380264.324 | 0 | 0 | 0 | 0 | 0 | 0 | 0 | 3632862.7732 | 0 | 0 | 0 | 0 | 0 | 0 | 0 | 0 | 0 | 0 | 88743.1518 | 0 | 0 | 0 | 0 | 0 | 0 | 0 | 0 | 0 | -278980.8824 | 0 | 0 | 0 | 0 | 0 | 0 | 0
2016-11-30 04:00 | 0 | 0 | 0 | 0 | 0 | 600713.7306 | 0 | 410476 | 0 | 0 | 0 | 0 | 291521.1722 | 0 | 0 | 0 | 0 | 0 | 0 | 0 | 3911843.6557 | 0 | 0 | 0 | 0 | 0 | 0 | 0 | 0 | 0 | 0 | -88743.1518 | 0 | 0 | 0 | 0 | 0 | 0 | 0 | 0 | 0 | 278980.8824 | 0 | 0 | 0 | 0 | 0 | 0 | 0
2016-11-30 05:00 | 0 | 0 | 0 | 0 | 0 | 577296.7306 | 0 | 387059 | 0 | 0 | 0 | 0 | 202778.0204 | 0 | 0 | 0 | 0 | 0 | 0 | 0 | 4190824.5381 | 0 | 0 | 0 | 0 | 0 | 0 | 0 | 0 | 0 | 0 | -88743.1518 | 0 | 0 | 0 | 0 | 0 | 0 | 0 | 0 | 0 | 278980.8824 | 0 | 0 | 0 | 0 | 0 | 0 | 0
2016-11-30 06:00 | 0 | 0 | 0 | 0 | 0 | 669842.8351 | 0 | 369075 | 0 | 0 | 0 | 0 | 291521.1722 | 0 | 0 | 0 | 0 | 0 | 0 | 0 | 4402849.2214 | 0 | 0 | 0 | 0 | 0 | 0 | 0 | 0 | 0 | 0 | 88743.1518 | 0 | 0 | 0 | 0 | 0 | 0 | 0 | 0 | 0 | 212024.6833 | 0 | 0 | 0 | 0 | 0 | 0 | 0
2016-11-30 07:00 | 0 | 0 | 0 | 0 | 0 | 167321.2694 | 0 | 357559 | 0 | 0 | 0 | 0 | 380264.324 | 0 | 0 | 0 | 0 | 0 | 0 | 0 | 4123868.339 | 0 | 0 | 0 | 0 | 0 | 0 | 0 | 0 | 0 | 0 | 88743.1518 | 0 | 0 | 0 | 0 | 0 | 0 | 0 | 0 | 0 | -278980.8824 | 0 | 0 | 0 | 0 | 0 | 0 | 0
2016-11-30 08:00 | 0 | 0 | 0 | 0 | 0 | 542225.7306 | 0 | 351988 | 0 | 0 | 0 | 0 | 291521.1722 | 0 | 0 | 0 | 0 | 0 | 0 | 0 | 4402849.2214 | 0 | 0 | 0 | 0 | 0 | 0 | 0 | 0 | 0 | 0 | -88743.1518 | 0 | 0 | 0 | 0 | 0 | 0 | 0 | 0 | 0 | 278980.8824 | 0 | 0 | 0 | 0 | 0 | 0 | 0
2016-11-30 09:00 | 0 | 0 | 0 | 0 | 0 | 623120.7304 | 0 | 353346 | 0 | 0 | 0 | 0 | 380264.324 | 0 | 0 | 0 | 0 | 0 | 0 | 0 | 4583880.8 | 0 | 0 | 0 | 0 | 0 | 0 | 0 | 0 | 0 | 0 | 88743.1518 | 0 | 0 | 0 | 0 | 0 | 0 | 0 | 0 | 0 | 181031.5786 | 0 | 0 | 0 | 0 | 0 | 0 | 0
2016-11-30 10:00 | 0 | 0 | 0 | 0 | 0 | 0 | 0 | 365143 | 0 | 0 | 0 | 0 | 294102.2064 | 0 | 0 | 0 | 0 | 0 | 0 | 0 | 4304899.9175 | 0 | 0 | 0 | 0 | 0 | 0 | 0 | 0 | 0 | 0 | -86162.1176 | 0 | 0 | 0 | 0 | 0 | 0 | 0 | 0 | 0 | -278980.8824 | 0 | 0 | 0 | 0 | 0 | 0 | 0
2016-11-30 11:00 | 0 | 0 | 0 | 0 | 0 | 583694.7306 | 0 | 393457 | 0 | 0 | 0 | 0 | 205359.0546 | 0 | 0 | 0 | 0 | 0 | 0 | 0 | 4583880.8 | 0 | 0 | 0 | 0 | 0 | 0 | 0 | 0 | 0 | 0 | -88743.1518 | 0 | 0 | 0 | 0 | 0 | 0 | 0 | 0 | 0 | 278980.8824 | 0 | 0 | 0 | 0 | 0 | 0 | 0
2016-11-30 12:00 | 0 | 0 | 0 | 0 | 0 | 231377.2694 | 0 | 421615 | 0 | 0 | 0 | 0 | 294102.2064 | 0 | 0 | 0 | 0 | 0 | 0 | 0 | 4304899.9175 | 0 | 0 | 0 | 0 | 0 | 0 | 0 | 0 | 0 | 0 | 88743.1518 | 0 | 0 | 0 | 0 | 0 | 0 | 0 | 0 | 0 | -278980.8824 | 0 | 0 | 0 | 0 | 0 | 0 | 0
2016-11-30 13:00 | 0 | 0 | 0 | 0 | 0 | 245420.584 | 0.68531 | 435659 | 0 | 0 | 0 | 0 | 382845.3582 | 0 | 0 | 0 | 0 | 0 | 0 | 0 | 4025919.0351 | 0 | 0 | 0 | 0 | 0 | 0 | 0 | 0 | 0 | 0 | 88743.1518 | 0 | 0 | 0 | 0 | 0 | 0 | 0 | 0 | 0 | -278980.8824 | 0 | 0 | 0 | 0 | 0 | 0 | 0
2016-11-30 14:00 | 0 | 0 | 0 | 0 | 0 | 473370.736 | 83260.4133 | 444282 | 0 | 0 | 0 | 0 | 294102.2064 | 0 | 0 | 0 | 0 | 0 | 0 | 0 | 4227011.3362 | 0 | 0 | 0 | 0 | 0 | 0 | 0 | 0 | 0 | 0 | -88743.1518 | 0 | 0 | 0 | 0 | 0 | 0 | 0 | 0 | 0 | 201092.3011 | 0 | 0 | 0 | 0 | 0 | 0 | 0
2016-11-30 15:00 | 0 | 0 | 0 | 0 | 0 | 0 | 538846.5836 | 448406 | 0 | 0 | 0 | 0 | 205359.0546 | 0 | 0 | 0 | 0 | 0 | 0 | 0 | 4406195.0715 | 0 | 0 | 0 | 0 | 0 | 0 | 0 | 0 | 0 | 0 | -88743.1518 | 0 | 0 | 0 | 0 | 0 | 0 | 0 | 0 | 0 | 179183.7354 | 0 | 0 | 0 | 0 | 0 | 0 | 0
2016-11-30 16:00 | 0 | 0 | 0 | 0 | 0 | 0 | 636380.6286 | 449393 | 0 | 0 | 0 | 0 | 294102.2064 | 0 | 0 | 0 | 0 | 0 | 0 | 0 | 4504439.5484 | 0 | 0 | 0 | 0 | 0 | 0 | 0 | 0 | 0 | 0 | 88743.1518 | 0 | 0 | 0 | 0 | 0 | 0 | 0 | 0 | 0 | 98244.4768 | 0 | 0 | 0 | 0 | 0 | 0 | 0
2016-11-30 17:00 | 0 | 0 | 0 | 0 | 0 | 0 | 625949.886 | 447517 | 0 | 0 | 0 | 0 | 382845.3582 | 0 | 0 | 0 | 0 | 0 | 0 | 0 | 4594129.2825 | 0 | 0 | 0 | 0 | 0 | 0 | 0 | 0 | 0 | 0 | 88743.1518 | 0 | 0 | 0 | 0 | 0 | 0 | 0 | 0 | 0 | 89689.7342 | 0 | 0 | 0 | 0 | 0 | 0 | 0
2016-11-30 18:00 | 0 | 0 | 0 | 0 | 0 | 0 | 592597.9129 | 445504 | 0 | 0 | 0 | 0 | 322847.4566 | 0 | 0 | 0 | 0 | 0 | 0 | 0 | 4801221.097 | 0 | 0 | 0 | 0 | 0 | 0 | 0 | 0 | 0 | 0 | -59997.9016 | 0 | 0 | 0 | 0 | 0 | 0 | 0 | 0 | 0 | 207091.8145 | 0 | 0 | 0 | 0 | 0 | 0 | 0
2016-11-30 19:00 | 0 | 0 | 0 | 0 | 0 | 116982.155 | 577554.4773 | 444301 | 0 | 0 | 0 | 0 | 294102.2064 | 0 | 0 | 0 | 0 | 0 | 0 | 0 | 5080201.9795 | 0 | 0 | 0 | 0 | 0 | 0 | 0 | 0 | 0 | 0 | -28745.2502 | 0 | 0 | 0 | 0 | 0 | 0 | 0 | 0 | 0 | 278980.8824 | 0 | 0 | 0 | 0 | 0 | 0 | 0
2016-11-30 20:00 | 0 | 0 | 0 | 0 | 0 | 0 | 589677.4295 | 442947 | 0 | 0 | 0 | 0 | 382845.3582 | 0 | 0 | 0 | 0 | 0 | 0 | 0 | 5138189.2571 | 0 | 0 | 0 | 0 | 0 | 0 | 0 | 0 | 0 | 0 | 88743.1518 | 0 | 0 | 0 | 0 | 0 | 0 | 0 | 0 | 0 | 57987.2777 | 0 | 0 | 0 | 0 | 0 | 0 | 0
2016-11-30 21:00 | 0 | 0 | 0 | 0 | 0 | 0 | 609848.5556 | 446786 | 0 | 0 | 0 | 0 | 294102.2064 | 0 | 0 | 0 | 0 | 0 | 0 | 0 | 5389994.9645 | 0 | 0 | 0 | 0 | 0 | 0 | 0 | 0 | 0 | 0 | -88743.1518 | 0 | 0 | 0 | 0 | 0 | 0 | 0 | 0 | 0 | 251805.7074 | 0 | 0 | 0 | 0 | 0 | 0 | 0
2016-11-30 22:00 | 0 | 0 | 0 | 0 | 0 | 0 | 532671.0852 | 459609 | 0 | 0 | 0 | 0 | 205359.0546 | 0 | 0 | 0 | 0 | 0 | 0 | 0 | 5551800.2015 | 0 | 0 | 0 | 0 | 0 | 0 | 0 | 0 | 0 | 0 | -88743.1518 | 0 | 0 | 0 | 0 | 0 | 0 | 0 | 0 | 0 | 161805.237 | 0 | 0 | 0 | 0 | 0 | 0 | 0
2016-11-30 23:00 | 0 | 0 | 0 | 0 | 0 | 526912.5536 | 218479.5956 | 471628 | 0 | 0 | 0 | 0 | 205359.0546 | 0 | 0 | 0 | 0 | 0 | 0 | 0 | 5825564.3507 | 0 | 0 | 0 | 0 | 0 | 0 | 0 | 0 | 0 | 0 | 0 | 0 | 0 | 0 | 0 | 0 | 0 | 0 | 0 | 0 | 273764.1492 | 0 | 0 | 0 | 0 | 0 | 0 | 0
2016-12-01 | 0 | 0 | 0 | 0 | 0 | 517485.9586 | 3871.7318 | 477172 | 0 | 0 | 0 | 0 | 294102.2064 | 0 | 0 | 0 | 0 | 0 | 0 | 0 | 5781006.8893 | 0 | 0 | 0 | 0 | 0 | 0 | 0 | 0 | 0 | 0 | 88743.1518 | 0 | 0 | 0 | 0 | 0 | 0 | 0 | 0 | 0 | -44557.4614 | 0 | 0 | 0 | 0 | 0 | 0 | 0
2016-12-01 01:00 | 0 | 0 | 0 | 0 | 0 | 494813.2391 | 0 | 475680 | 0 | 0 | 0 | 0 | 205359.0546 | 0 | 0 | 0 | 0 | 0 | 0 | 0 | 5888883.2802 | 0 | 0 | 0 | 0 | 0 | 0 | 0 | 0 | 0 | 0 | -88743.1518 | 0 | 0 | 0 | 0 | 0 | 0 | 0 | 0 | 0 | 107876.3909 | 0 | 0 | 0 | 0 | 0 | 0 | 0
2016-12-01 02:00 | 0 | 0 | 0 | 0 | 0 | 479630.3994 | 0 | 462867 | 0 | 0 | 0 | 0 | 294102.2064 | 0 | 0 | 0 | 0 | 0 | 0 | 0 | 5816903.5278 | 0 | 0 | 0 | 0 | 0 | 0 | 0 | 0 | 0 | 0 | 88743.1518 | 0 | 0 | 0 | 0 | 0 | 0 | 0 | 0 | 0 | -71979.7524 | 0 | 0 | 0 | 0 | 0 | 0 | 0
2016-12-01 03:00 | 0 | 0 | 0 | 0 | 0 | 74203.9658 | 0 | 441928 | 0 | 0 | 0 | 0 | 205359.0546 | 0 | 0 | 0 | 0 | 0 | 0 | 0 | 5537922.6454 | 0 | 0 | 0 | 0 | 0 | 0 | 0 | 0 | 0 | 0 | -88743.1518 | 0 | 0 | 0 | 0 | 0 | 0 | 0 | 0 | 0 | -278980.8824 | 0 | 0 | 0 | 0 | 0 | 0 | 0
2016-12-01 04:00 | 0 | 0 | 0 | 0 | 0 | 486146.7509 | 0 | 418210 | 0 | 0 | 0 | 0 | 294102.2064 | 0 | 0 | 0 | 0 | 0 | 0 | 0 | 5517116.2445 | 0 | 0 | 0 | 0 | 0 | 0 | 0 | 0 | 0 | 0 | 88743.1518 | 0 | 0 | 0 | 0 | 0 | 0 | 0 | 0 | 0 | -20806.4009 | 0 | 0 | 0 | 0 | 0 | 0 | 0
2016-12-01 05:00 | 0 | 0 | 0 | 0 | 0 | 479883.4483 | 0 | 396190 | 0 | 0 | 0 | 0 | 382845.3582 | 0 | 0 | 0 | 0 | 0 | 0 | 0 | 5512066.541 | 0 | 0 | 0 | 0 | 0 | 0 | 0 | 0 | 0 | 0 | 88743.1518 | 0 | 0 | 0 | 0 | 0 | 0 | 0 | 0 | 0 | -5049.7035 | 0 | 0 | 0 | 0 | 0 | 0 | 0
2016-12-01 06:00 | 0 | 0 | 0 | 0 | 0 | 462822.7325 | 0 | 379482 | 0 | 0 | 0 | 0 | 294102.2064 | 0 | 0 | 0 | 0 | 0 | 0 | 0 | 5684150.4253 | 0 | 0 | 0 | 0 | 0 | 0 | 0 | 0 | 0 | 0 | -88743.1518 | 0 | 0 | 0 | 0 | 0 | 0 | 0 | 0 | 0 | 172083.8843 | 0 | 0 | 0 | 0 | 0 | 0 | 0
2016-12-01 07:00 | 0 | 0 | 0 | 0 | 0 | 435884.12 | 0 | 369828 | 0 | 0 | 0 | 0 | 382845.3582 | 0 | 0 | 0 | 0 | 0 | 0 | 0 | 5661463.3935 | 0 | 0 | 0 | 0 | 0 | 0 | 0 | 0 | 0 | 0 | 88743.1518 | 0 | 0 | 0 | 0 | 0 | 0 | 0 | 0 | 0 | -22687.0318 | 0 | 0 | 0 | 0 | 0 | 0 | 0
2016-12-01 08:00 | 0 | 0 | 0 | 0 | 0 | 406009.6622 | 0 | 366207 | 0 | 0 | 0 | 0 | 294102.2064 | 0 | 0 | 0 | 0 | 0 | 0 | 0 | 5790009.2075 | 0 | 0 | 0 | 0 | 0 | 0 | 0 | 0 | 0 | 0 | -88743.1518 | 0 | 0 | 0 | 0 | 0 | 0 | 0 | 0 | 0 | 128545.814 | 0 | 0 | 0 | 0 | 0 | 0 | 0
2016-12-01 09:00 | 0 | 0 | 0 | 0 | 0 | 382782.0261 | 0 | 369381 | 0 | 0 | 0 | 0 | 294102.2064 | 0 | 0 | 0 | 0 | 0 | 0 | 0 | 5803410.2335 | 0 | 0 | 0 | 0 | 0 | 0 | 0 | 0 | 0 | 0 | 0 | 0 | 0 | 0 | 0 | 0 | 0 | 0 | 0 | 0 | 13401.0261 | 0 | 0 | 0 | 0 | 0 | 0 | 0
2016-12-01 10:00 | 0 | 0 | 0 | 0 | 0 | 364961.9929 | 0 | 382798 | 0 | 0 | 0 | 0 | 382845.3582 | 0 | 0 | 0 | 0 | 0 | 0 | 0 | 5696831.0747 | 0 | 0 | 0 | 0 | 0 | 0 | 0 | 0 | 0 | 0 | 88743.1518 | 0 | 0 | 0 | 0 | 0 | 0 | 0 | 0 | 0 | -106579.1589 | 0 | 0 | 0 | 0 | 0 | 0 | 0
2016-12-01 11:00 | 0 | 0 | 0 | 0 | 0 | 45125.9658 | 0 | 412850 | 0 | 0 | 0 | 0 | 294102.2064 | 0 | 0 | 0 | 0 | 0 | 0 | 0 | 5417850.1922 | 0 | 0 | 0 | 0 | 0 | 0 | 0 | 0 | 0 | 0 | -88743.1518 | 0 | 0 | 0 | 0 | 0 | 0 | 0 | 0 | 0 | -278980.8824 | 0 | 0 | 0 | 0 | 0 | 0 | 0
2016-12-01 12:00 | 0 | 0 | 0 | 0 | 0 | 329837.0531 | 0 | 442143 | 0 | 0 | 0 | 0 | 382845.3582 | 0 | 0 | 0 | 0 | 0 | 0 | 0 | 5216801.0936 | 0 | 0 | 0 | 0 | 0 | 0 | 0 | 0 | 0 | 0 | 88743.1518 | 0 | 0 | 0 | 0 | 0 | 0 | 0 | 0 | 0 | -201049.0987 | 0 | 0 | 0 | 0 | 0 | 0 | 0
2016-12-01 13:00 | 0 | 0 | 0 | 0 | 0 | 87068.5801 | 0.38562 | 454793 | 0 | 0 | 0 | 0 | 294102.2064 | 0 | 0 | 0 | 0 | 0 | 0 | 0 | 4937820.2111 | 0 | 0 | 0 | 0 | 0 | 0 | 0 | 0 | 0 | 0 | -88743.1518 | 0 | 0 | 0 | 0 | 0 | 0 | 0 | 0 | 0 | -278980.8824 | 0 | 0 | 0 | 0 | 0 | 0 | 0
2016-12-01 14:00 | 0 | 0 | 0 | 0 | 0 | 207254.2352 | 78879.8716 | 458619 | 0 | 0 | 0 | 0 | 205359.0546 | 0 | 0 | 0 | 0 | 0 | 0 | 0 | 4854078.4697 | 0 | 0 | 0 | 0 | 0 | 0 | 0 | 0 | 0 | 0 | -88743.1518 | 0 | 0 | 0 | 0 | 0 | 0 | 0 | 0 | 0 | -83741.7414 | 0 | 0 | 0 | 0 | 0 | 0 | 0
2016-12-01 15:00 | 0 | 0 | 0 | 0 | 0 | 126353.3416 | 398654.3885 | 458254 | 0 | 0 | 0 | 0 | 205359.0546 | 0 | 0 | 0 | 0 | 0 | 0 | 0 | 4920832.1998 | 0 | 0 | 0 | 0 | 0 | 0 | 0 | 0 | 0 | 0 | 0 | 0 | 0 | 0 | 0 | 0 | 0 | 0 | 0 | 0 | 66753.7301 | 0 | 0 | 0 | 0 | 0 | 0 | 0
2016-12-01 16:00 | 0 | 0 | 0 | 0 | 0 | 0 | 543840.885 | 454588 | 0 | 0 | 0 | 0 | 294102.2064 | 0 | 0 | 0 | 0 | 0 | 0 | 0 | 4921341.933 | 0 | 0 | 0 | 0 | 0 | 0 | 0 | 0 | 0 | 0 | 88743.1518 | 0 | 0 | 0 | 0 | 0 | 0 | 0 | 0 | 0 | 509.7332 | 0 | 0 | 0 | 0 | 0 | 0 | 0
2016-12-01 17:00 | 0 | 0 | 0 | 0 | 0 | 0 | 568197.5748 | 449213 | 0 | 0 | 0 | 0 | 382845.3582 | 0 | 0 | 0 | 0 | 0 | 0 | 0 | 4951583.356 | 0 | 0 | 0 | 0 | 0 | 0 | 0 | 0 | 0 | 0 | 88743.1518 | 0 | 0 | 0 | 0 | 0 | 0 | 0 | 0 | 0 | 30241.423 | 0 | 0 | 0 | 0 | 0 | 0 | 0
2016-12-01 18:00 | 0 | 0 | 0 | 0 | 0 | 0 | 546383.7911 | 445828 | 0 | 0 | 0 | 0 | 336494.8528 | 0 | 0 | 0 | 0 | 0 | 0 | 0 | 5098489.6525 | 0 | 0 | 0 | 0 | 0 | 0 | 0 | 0 | 0 | 0 | -46350.5054 | 0 | 0 | 0 | 0 | 0 | 0 | 0 | 0 | 0 | 146906.2965 | 0 | 0 | 0 | 0 | 0 | 0 | 0
2016-12-01 19:00 | 0 | 0 | 0 | 0 | 0 | 135057.4465 | 531770.5716 | 443702 | 0 | 0 | 0 | 0 | 280639.9885 | 0 | 0 | 0 | 0 | 0 | 0 | 0 | 5377470.5349 | 0 | 0 | 0 | 0 | 0 | 0 | 0 | 0 | 0 | 0 | -55854.8643 | 0 | 0 | 0 | 0 | 0 | 0 | 0 | 0 | 0 | 278980.8824 | 0 | 0 | 0 | 0 | 0 | 0 | 0
2016-12-01 20:00 | 0 | 0 | 0 | 0 | 0 | 0 | 540840.8061 | 441771 | 0 | 0 | 0 | 0 | 191896.8367 | 0 | 0 | 0 | 0 | 0 | 0 | 0 | 5565283.4929 | 0 | 0 | 0 | 0 | 0 | 0 | 0 | 0 | 0 | 0 | -88743.1518 | 0 | 0 | 0 | 0 | 0 | 0 | 0 | 0 | 0 | 187812.9579 | 0 | 0 | 0 | 0 | 0 | 0 | 0
2016-12-01 21:00 | 0 | 0 | 0 | 0 | 0 | 0 | 542263.3359 | 445029 | 0 | 0 | 0 | 0 | 280639.9885 | 0 | 0 | 0 | 0 | 0 | 0 | 0 | 5573774.6769 | 0 | 0 | 0 | 0 | 0 | 0 | 0 | 0 | 0 | 0 | 88743.1518 | 0 | 0 | 0 | 0 | 0 | 0 | 0 | 0 | 0 | 8491.1841 | 0 | 0 | 0 | 0 | 0 | 0 | 0
2016-12-01 22:00 | 0 | 0 | 0 | 0 | 0 | 0 | 473542.1076 | 460354 | 0 | 0 | 0 | 0 | 191896.8367 | 0 | 0 | 0 | 0 | 0 | 0 | 0 | 5675705.9363 | 0 | 0 | 0 | 0 | 0 | 0 | 0 | 0 | 0 | 0 | -88743.1518 | 0 | 0 | 0 | 0 | 0 | 0 | 0 | 0 | 0 | 101931.2594 | 0 | 0 | 0 | 0 | 0 | 0 | 0
2016-12-01 23:00 | 0 | 0 | 0 | 0 | 0 | 168581.4164 | 215360.3714 | 476034 | 0 | 0 | 0 | 0 | 280639.9885 | 0 | 0 | 0 | 0 | 0 | 0 | 0 | 5494870.5724 | 0 | 0 | 0 | 0 | 0 | 0 | 0 | 0 | 0 | 0 | 88743.1518 | 0 | 0 | 0 | 0 | 0 | 0 | 0 | 0 | 0 | -180835.3639 | 0 | 0 | 0 | 0 | 0 | 0 | 0
2016-12-02 | 0 | 0 | 0 | 0 | 0 | 194207.6218 | 4614.73 | 483265 | 0 | 0 | 0 | 0 | 275178.2227 | 0 | 0 | 0 | 0 | 0 | 0 | 0 | 5215889.69 | 0 | 0 | 0 | 0 | 0 | 0 | 0 | 0 | 0 | 0 | -5461.7658 | 0 | 0 | 0 | 0 | 0 | 0 | 0 | 0 | 0 | -278980.8824 | 0 | 0 | 0 | 0 | 0 | 0 | 0
2016-12-02 01:00 | 0 | 0 | 0 | 0 | 0 | 213975.3089 | 0 | 484225 | 0 | 0 | 0 | 0 | 186435.0709 | 0 | 0 | 0 | 0 | 0 | 0 | 0 | 5034383.1507 | 0 | 0 | 0 | 0 | 0 | 0 | 0 | 0 | 0 | 0 | -88743.1518 | 0 | 0 | 0 | 0 | 0 | 0 | 0 | 0 | 0 | -181506.5393 | 0 | 0 | 0 | 0 | 0 | 0 | 0
2016-12-02 02:00 | 0 | 0 | 0 | 0 | 0 | 222974.3297 | 0 | 474133 | 0 | 0 | 0 | 0 | 214257.2831 | 0 | 0 | 0 | 0 | 0 | 0 | 0 | 4755402.2683 | 0 | 0 | 0 | 0 | 0 | 0 | 0 | 0 | 0 | 0 | 27822.2122 | 0 | 0 | 0 | 0 | 0 | 0 | 0 | 0 | 0 | -278980.8824 | 0 | 0 | 0 | 0 | 0 | 0 | 0
2016-12-02 03:00 | 0 | 0 | 0 | 0 | 0 | 221571.8935 | 0 | 454348 | 0 | 0 | 0 | 0 | 125514.1313 | 0 | 0 | 0 | 0 | 0 | 0 | 0 | 4611369.3136 | 0 | 0 | 0 | 0 | 0 | 0 | 0 | 0 | 0 | 0 | -88743.1518 | 0 | 0 | 0 | 0 | 0 | 0 | 0 | 0 | 0 | -144032.9547 | 0 | 0 | 0 | 0 | 0 | 0 | 0
2016-12-02 04:00 | 0 | 0 | 0 | 0 | 0 | 214693.0576 | 0 | 431309 | 0 | 0 | 0 | 0 | 187879.0713 | 0 | 0 | 0 | 0 | 0 | 0 | 0 | 4332388.4312 | 0 | 0 | 0 | 0 | 0 | 0 | 0 | 0 | 0 | 0 | 62364.9401 | 0 | 0 | 0 | 0 | 0 | 0 | 0 | 0 | 0 | -278980.8824 | 0 | 0 | 0 | 0 | 0 | 0 | 0
2016-12-02 05:00 | 0 | 0 | 0 | 0 | 0 | 204961.3306 | 0 | 410862 | 0 | 0 | 0 | 0 | 260959.2844 | 0 | 0 | 0 | 0 | 0 | 0 | 0 | 4053407.5487 | 0 | 0 | 0 | 0 | 0 | 0 | 0 | 0 | 0 | 0 | 73080.2131 | 0 | 0 | 0 | 0 | 0 | 0 | 0 | 0 | 0 | -278980.8824 | 0 | 0 | 0 | 0 | 0 | 0 | 0
2016-12-02 06:00 | 0 | 0 | 0 | 0 | 0 | 192904.2296 | 0 | 395520 | 0 | 0 | 0 | 0 | 337324.3965 | 0 | 0 | 0 | 0 | 0 | 0 | 0 | 3774426.6663 | 0 | 0 | 0 | 0 | 0 | 0 | 0 | 0 | 0 | 0 | 76365.1121 | 0 | 0 | 0 | 0 | 0 | 0 | 0 | 0 | 0 | -278980.8824 | 0 | 0 | 0 | 0 | 0 | 0 | 0
2016-12-02 07:00 | 0 | 0 | 0 | 0 | 0 | 183393.5995 | 0 | 386345 | 0 | 0 | 0 | 0 | 248581.2447 | 0 | 0 | 0 | 0 | 0 | 0 | 0 | 3660218.4175 | 0 | 0 | 0 | 0 | 0 | 0 | 0 | 0 | 0 | 0 | -88743.1518 | 0 | 0 | 0 | 0 | 0 | 0 | 0 | 0 | 0 | -114208.2487 | 0 | 0 | 0 | 0 | 0 | 0 | 0
2016-12-02 08:00 | 0 | 0 | 0 | 0 | 0 | 175696.7184 | 0 | 382964 | 0 | 0 | 0 | 0 | 320294.8455 | 0 | 0 | 0 | 0 | 0 | 0 | 0 | 3381237.5351 | 0 | 0 | 0 | 0 | 0 | 0 | 0 | 0 | 0 | 0 | 71713.6008 | 0 | 0 | 0 | 0 | 0 | 0 | 0 | 0 | 0 | -278980.8824 | 0 | 0 | 0 | 0 | 0 | 0 | 0
2016-12-02 09:00 | 0 | 0 | 0 | 0 | 0 | 169337.6303 | 0 | 385768 | 0 | 0 | 0 | 0 | 382845.3582 | 0 | 0 | 0 | 0 | 0 | 0 | 0 | 3102256.6526 | 0 | 0 | 0 | 0 | 0 | 0 | 0 | 0 | 0 | 0 | 62550.5127 | 0 | 0 | 0 | 0 | 0 | 0 | 0 | 0 | 0 | -278980.8824 | 0 | 0 | 0 | 0 | 0 | 0 | 0
2016-12-02 10:00 | 0 | 0 | 0 | 0 | 0 | 171744.6207 | 0 | 398872 | 0 | 0 | 0 | 0 | 356388.9751 | 0 | 0 | 0 | 0 | 0 | 0 | 0 | 2901585.6565 | 0 | 0 | 0 | 0 | 0 | 0 | 0 | 0 | 0 | 0 | -26456.3831 | 0 | 0 | 0 | 0 | 0 | 0 | 0 | 0 | 0 | -200670.9961 | 0 | 0 | 0 | 0 | 0 | 0 | 0
2016-12-02 11:00 | 0 | 0 | 0 | 0 | 0 | 177738.5007 | 0 | 430263 | 0 | 0 | 0 | 0 | 382845.3582 | 0 | 0 | 0 | 0 | 0 | 0 | 0 | 2622604.7741 | 0 | 0 | 0 | 0 | 0 | 0 | 0 | 0 | 0 | 0 | 26456.3831 | 0 | 0 | 0 | 0 | 0 | 0 | 0 | 0 | 0 | -278980.8824 | 0 | 0 | 0 | 0 | 0 | 0 | 0
2016-12-02 12:00 | 0 | 0 | 0 | 0 | 0 | 177114.9229 | 0 | 458440 | 0 | 0 | 0 | 0 | 380501.1636 | 0 | 0 | 0 | 0 | 0 | 0 | 0 | 2343623.8916 | 0 | 0 | 0 | 0 | 0 | 0 | 0 | 0 | 0 | 0 | -2344.1947 | 0 | 0 | 0 | 0 | 0 | 0 | 0 | 0 | 0 | -278980.8824 | 0 | 0 | 0 | 0 | 0 | 0 | 0
2016-12-02 13:00 | 0 | 0 | 0 | 0 | 0 | 167894.9157 | 0 | 468105 | 0 | 0 | 0 | 0 | 291758.0118 | 0 | 0 | 0 | 0 | 0 | 0 | 0 | 2132156.9591 | 0 | 0 | 0 | 0 | 0 | 0 | 0 | 0 | 0 | 0 | -88743.1518 | 0 | 0 | 0 | 0 | 0 | 0 | 0 | 0 | 0 | -211466.9325 | 0 | 0 | 0 | 0 | 0 | 0 | 0
2016-12-02 14:00 | 0 | 0 | 0 | 0 | 0 | 123710.0178 | 24850.9029 | 468340 | 0 | 0 | 0 | 0 | 250959.8148 | 0 | 0 | 0 | 0 | 0 | 0 | 0 | 1853176.0766 | 0 | 0 | 0 | 0 | 0 | 0 | 0 | 0 | 0 | 0 | -40798.1969 | 0 | 0 | 0 | 0 | 0 | 0 | 0 | 0 | 0 | -278980.8824 | 0 | 0 | 0 | 0 | 0 | 0 | 0
2016-12-02 15:00 | 0 | 0 | 0 | 0 | 0 | 81358.1388 | 289710.2148 | 463520 | 0 | 0 | 0 | 0 | 162216.663 | 0 | 0 | 0 | 0 | 0 | 0 | 0 | 1849467.582 | 0 | 0 | 0 | 0 | 0 | 0 | 0 | 0 | 0 | 0 | -88743.1518 | 0 | 0 | 0 | 0 | 0 | 0 | 0 | 0 | 0 | -3708.4946 | 0 | 0 | 0 | 0 | 0 | 0 | 0
2016-12-02 16:00 | 0 | 0 | 0 | 0 | 0 | 0 | 472872.2437 | 456429 | 0 | 0 | 0 | 0 | 250959.8148 | 0 | 0 | 0 | 0 | 0 | 0 | 0 | 1777167.674 | 0 | 0 | 0 | 0 | 0 | 0 | 0 | 0 | 0 | 0 | 88743.1518 | 0 | 0 | 0 | 0 | 0 | 0 | 0 | 0 | 0 | -72299.9081 | 0 | 0 | 0 | 0 | 0 | 0 | 0
2016-12-02 17:00 | 0 | 0 | 0 | 0 | 0 | 0 | 513915.1642 | 449418 | 0 | 0 | 0 | 0 | 205359.0546 | 0 | 0 | 0 | 0 | 0 | 0 | 0 | 1887265.5983 | 0 | 0 | 0 | 0 | 0 | 0 | 0 | 0 | 0 | 0 | -45600.7602 | 0 | 0 | 0 | 0 | 0 | 0 | 0 | 0 | 0 | 110097.9244 | 0 | 0 | 0 | 0 | 0 | 0 | 0
2016-12-02 18:00 | 0 | 0 | 0 | 0 | 0 | 0 | 484604.9687 | 445013 | 0 | 0 | 0 | 0 | 294102.2064 | 0 | 0 | 0 | 0 | 0 | 0 | 0 | 1838114.4153 | 0 | 0 | 0 | 0 | 0 | 0 | 0 | 0 | 0 | 0 | 88743.1518 | 0 | 0 | 0 | 0 | 0 | 0 | 0 | 0 | 0 | -49151.1831 | 0 | 0 | 0 | 0 | 0 | 0 | 0
2016-12-02 19:00 | 0 | 0 | 0 | 0 | 0 | 0 | 468317.6397 | 441327 | 0 | 0 | 0 | 0 | 382845.3582 | 0 | 0 | 0 | 0 | 0 | 0 | 0 | 1776361.9032 | 0 | 0 | 0 | 0 | 0 | 0 | 0 | 0 | 0 | 0 | 88743.1518 | 0 | 0 | 0 | 0 | 0 | 0 | 0 | 0 | 0 | -61752.5121 | 0 | 0 | 0 | 0 | 0 | 0 | 0
2016-12-02 20:00 | 0 | 0 | 0 | 0 | 0 | 0 | 469089.0593 | 439813 | 0 | 0 | 0 | 0 | 294102.2064 | 0 | 0 | 0 | 0 | 0 | 0 | 0 | 1894381.1143 | 0 | 0 | 0 | 0 | 0 | 0 | 0 | 0 | 0 | 0 | -88743.1518 | 0 | 0 | 0 | 0 | 0 | 0 | 0 | 0 | 0 | 118019.2111 | 0 | 0 | 0 | 0 | 0 | 0 | 0
2016-12-02 21:00 | 0 | 0 | 0 | 0 | 0 | 0 | 457936.4248 | 444457 | 0 | 0 | 0 | 0 | 205359.0546 | 0 | 0 | 0 | 0 | 0 | 0 | 0 | 1996603.6909 | 0 | 0 | 0 | 0 | 0 | 0 | 0 | 0 | 0 | 0 | -88743.1518 | 0 | 0 | 0 | 0 | 0 | 0 | 0 | 0 | 0 | 102222.5766 | 0 | 0 | 0 | 0 | 0 | 0 | 0
2016-12-02 22:00 | 0 | 0 | 0 | 0 | 0 | 162903.8784 | 397828.2719 | 458344 | 0 | 0 | 0 | 0 | 223505.0422 | 0 | 0 | 0 | 0 | 0 | 0 | 0 | 2080845.8537 | 0 | 0 | 0 | 0 | 0 | 0 | 0 | 0 | 0 | 0 | 18145.9875 | 0 | 0 | 0 | 0 | 0 | 0 | 0 | 0 | 0 | 84242.1628 | 0 | 0 | 0 | 0 | 0 | 0 | 0
2016-12-02 23:00 | 0 | 0 | 0 | 0 | 0 | 0 | 213154.5559 | 471340 | 0 | 0 | 0 | 0 | 134761.8904 | 0 | 0 | 0 | 0 | 0 | 0 | 0 | 1911403.5614 | 0 | 0 | 0 | 0 | 0 | 0 | 0 | 0 | 0 | 0 | -88743.1518 | 0 | 0 | 0 | 0 | 0 | 0 | 0 | 0 | 0 | -169442.2923 | 0 | 0 | 0 | 0 | 0 | 0 | 0
2016-12-03 | 0 | 0 | 0 | 0 | 0 | 267919.252 | 4524.201 | 474735 | 0 | 0 | 0 | 0 | 46018.7386 | 0 | 0 | 0 | 0 | 0 | 0 | 0 | 1797855.1662 | 0 | 0 | 0 | 0 | 0 | 0 | 0 | 0 | 0 | 0 | -88743.1518 | 0 | 0 | 0 | 0 | 0 | 0 | 0 | 0 | 0 | -113548.3952 | 0 | 0 | 0 | 0 | 0 | 0 | 0
2016-12-03 01:00 | 0 | 0 | 0 | 0 | 0 | 268093.9584 | 0 | 473002 | 0 | 0 | 0 | 0 | 120091.5795 | 0 | 0 | 0 | 0 | 0 | 0 | 0 | 1518874.2838 | 0 | 0 | 0 | 0 | 0 | 0 | 0 | 0 | 0 | 0 | 74072.8409 | 0 | 0 | 0 | 0 | 0 | 0 | 0 | 0 | 0 | -278980.8824 | 0 | 0 | 0 | 0 | 0 | 0 | 0
2016-12-03 02:00 | 0 | 0 | 0 | 0 | 0 | 270029.5928 | 0 | 463743 | 0 | 0 | 0 | 0 | 205359.0546 | 0 | 0 | 0 | 0 | 0 | 0 | 0 | 1239893.4013 | 0 | 0 | 0 | 0 | 0 | 0 | 0 | 0 | 0 | 0 | 85267.4752 | 0 | 0 | 0 | 0 | 0 | 0 | 0 | 0 | 0 | -278980.8824 | 0 | 0 | 0 | 0 | 0 | 0 | 0
2016-12-03 03:00 | 0 | 0 | 0 | 0 | 0 | 272794.61 | 0 | 447592 | 0 | 0 | 0 | 0 | 294102.2064 | 0 | 0 | 0 | 0 | 0 | 0 | 0 | 976352.8595 | 0 | 0 | 0 | 0 | 0 | 0 | 0 | 0 | 0 | 0 | 88743.1518 | 0 | 0 | 0 | 0 | 0 | 0 | 0 | 0 | 0 | -263540.5418 | 0 | 0 | 0 | 0 | 0 | 0 | 0
2016-12-03 04:00 | 0 | 0 | 0 | 0 | 0 | 279227.7594 | 0 | 428138 | 0 | 0 | 0 | 0 | 205359.0546 | 0 | 0 | 0 | 0 | 0 | 0 | 0 | 916185.7707 | 0 | 0 | 0 | 0 | 0 | 0 | 0 | 0 | 0 | 0 | -88743.1518 | 0 | 0 | 0 | 0 | 0 | 0 | 0 | 0 | 0 | -60167.0888 | 0 | 0 | 0 | 0 | 0 | 0 | 0
2016-12-03 05:00 | 0 | 0 | 0 | 0 | 0 | 300487.0041 | 0 | 409157 | 0 | 0 | 0 | 0 | 294102.2064 | 0 | 0 | 0 | 0 | 0 | 0 | 0 | 718772.623 | 0 | 0 | 0 | 0 | 0 | 0 | 0 | 0 | 0 | 0 | 88743.1518 | 0 | 0 | 0 | 0 | 0 | 0 | 0 | 0 | 0 | -197413.1477 | 0 | 0 | 0 | 0 | 0 | 0 | 0
2016-12-03 06:00 | 0 | 0 | 0 | 0 | 0 | 335405.949 | 0 | 394654 | 0 | 0 | 0 | 0 | 382845.3582 | 0 | 0 | 0 | 0 | 0 | 0 | 0 | 570781.4202 | 0 | 0 | 0 | 0 | 0 | 0 | 0 | 0 | 0 | 0 | 88743.1518 | 0 | 0 | 0 | 0 | 0 | 0 | 0 | 0 | 0 | -147991.2028 | 0 | 0 | 0 | 0 | 0 | 0 | 0
2016-12-03 07:00 | 0 | 0 | 0 | 0 | 0 | 354500.1401 | 0 | 384381 | 0 | 0 | 0 | 0 | 294102.2064 | 0 | 0 | 0 | 0 | 0 | 0 | 0 | 629643.7121 | 0 | 0 | 0 | 0 | 0 | 0 | 0 | 0 | 0 | 0 | -88743.1518 | 0 | 0 | 0 | 0 | 0 | 0 | 0 | 0 | 0 | 58862.2919 | 0 | 0 | 0 | 0 | 0 | 0 | 0
2016-12-03 08:00 | 0 | 0 | 0 | 0 | 0 | 360419.429 | 0 | 378927 | 0 | 0 | 0 | 0 | 382845.3582 | 0 | 0 | 0 | 0 | 0 | 0 | 0 | 522392.9893 | 0 | 0 | 0 | 0 | 0 | 0 | 0 | 0 | 0 | 0 | 88743.1518 | 0 | 0 | 0 | 0 | 0 | 0 | 0 | 0 | 0 | -107250.7228 | 0 | 0 | 0 | 0 | 0 | 0 | 0
2016-12-03 09:00 | 0 | 0 | 0 | 0 | 0 | 354550.9998 | 0 | 377562 | 0 | 0 | 0 | 0 | 294102.2064 | 0 | 0 | 0 | 0 | 0 | 0 | 0 | 588125.141 | 0 | 0 | 0 | 0 | 0 | 0 | 0 | 0 | 0 | 0 | -88743.1518 | 0 | 0 | 0 | 0 | 0 | 0 | 0 | 0 | 0 | 65732.1516 | 0 | 0 | 0 | 0 | 0 | 0 | 0
2016-12-03 10:00 | 0 | 0 | 0 | 0 | 0 | 14572.9658 | 0 | 382297 | 0 | 0 | 0 | 0 | 205359.0546 | 0 | 0 | 0 | 0 | 0 | 0 | 0 | 309144.2585 | 0 | 0 | 0 | 0 | 0 | 0 | 0 | 0 | 0 | 0 | -88743.1518 | 0 | 0 | 0 | 0 | 0 | 0 | 0 | 0 | 0 | -278980.8824 | 0 | 0 | 0 | 0 | 0 | 0 | 0
2016-12-03 11:00 | 0 | 0 | 0 | 0 | 0 | 343723.964 | 0 | 391458 | 0 | 0 | 0 | 0 | 116615.9029 | 0 | 0 | 0 | 0 | 0 | 0 | 0 | 350153.3743 | 0 | 0 | 0 | 0 | 0 | 0 | 0 | 0 | 0 | 0 | -88743.1518 | 0 | 0 | 0 | 0 | 0 | 0 | 0 | 0 | 0 | 41009.1158 | 0 | 0 | 0 | 0 | 0 | 0 | 0
2016-12-03 12:00 | 0 | 0 | 0 | 0 | 0 | 339994.8946 | 0 | 405403 | 0 | 0 | 0 | 0 | 205359.0546 | 0 | 0 | 0 | 0 | 0 | 0 | 0 | 196002.1171 | 0 | 0 | 0 | 0 | 0 | 0 | 0 | 0 | 0 | 0 | 88743.1518 | 0 | 0 | 0 | 0 | 0 | 0 | 0 | 0 | 0 | -154151.2572 | 0 | 0 | 0 | 0 | 0 | 0 | 0
2016-12-03 13:00 | 0 | 0 | 0 | 0 | 0 | 335317.1956 | 0 | 420327 | 0 | 0 | 0 | 0 | 116615.9029 | 0 | 0 | 0 | 0 | 0 | 0 | 0 | 199735.4645 | 0 | 0 | 0 | 0 | 0 | 0 | 0 | 0 | 0 | 0 | -88743.1518 | 0 | 0 | 0 | 0 | 0 | 0 | 0 | 0 | 0 | 3733.3474 | 0 | 0 | 0 | 0 | 0 | 0 | 0
2016-12-03 14:00 | 0 | 0 | 0 | 0 | 0 | 309589.8956 | 10913.7916 | 431496 | 0 | 0 | 0 | 0 | 205359.0546 | 0 | 0 | 0 | 0 | 0 | 0 | 0 | 0 | 0 | 0 | 0 | 0 | 0 | 0 | 0 | 0 | 0 | 0 | 88743.1518 | 0 | 0 | 0 | 0 | 0 | 0 | 0 | 0 | 0 | -199735.4645 | 0 | 0 | 0 | 0 | 0 | 0 | 0
2016-12-03 15:00 | 0 | 0 | 0 | 0 | 0 | 253343.5418 | 358061.3203 | 436825 | 0 | 0 | 0 | 0 | 294102.2064 | 0 | 0 | 0 | 0 | 0 | 0 | 0 | 85836.7103 | 0 | 0 | 0 | 0 | 0 | 0 | 0 | 0 | 0 | 0 | 88743.1518 | 0 | 0 | 0 | 0 | 0 | 0 | 0 | 0 | 0 | 85836.7103 | 0 | 0 | 0 | 0 | 0 | 0 | 0
2016-12-03 16:00 | 0 | 0 | 0 | 0 | 0 | 0 | 530954.8583 | 436892 | 0 | 0 | 0 | 0 | 382845.3582 | 0 | 0 | 0 | 0 | 0 | 0 | 0 | 91156.4169 | 0 | 0 | 0 | 0 | 0 | 0 | 0 | 0 | 0 | 0 | 88743.1518 | 0 | 0 | 0 | 0 | 0 | 0 | 0 | 0 | 0 | 5319.7065 | 0 | 0 | 0 | 0 | 0 | 0 | 0
2016-12-03 17:00 | 0 | 0 | 0 | 0 | 0 | 0 | 555610.1389 | 433208 | 0 | 0 | 0 | 0 | 294102.2064 | 0 | 0 | 0 | 0 | 0 | 0 | 0 | 302301.7075 | 0 | 0 | 0 | 0 | 0 | 0 | 0 | 0 | 0 | 0 | -88743.1518 | 0 | 0 | 0 | 0 | 0 | 0 | 0 | 0 | 0 | 211145.2907 | 0 | 0 | 0 | 0 | 0 | 0 | 0
2016-12-03 18:00 | 0 | 0 | 0 | 0 | 0 | 177070.6836 | 530256.1989 | 428346 | 0 | 0 | 0 | 0 | 294102.2064 | 0 | 0 | 0 | 0 | 0 | 0 | 0 | 581282.59 | 0 | 0 | 0 | 0 | 0 | 0 | 0 | 0 | 0 | 0 | 0 | 0 | 0 | 0 | 0 | 0 | 0 | 0 | 0 | 0 | 278980.8824 | 0 | 0 | 0 | 0 | 0 | 0 | 0
2016-12-03 19:00 | 0 | 0 | 0 | 0 | 0 | 0 | 512933.3828 | 425207 | 0 | 0 | 0 | 0 | 205359.0546 | 0 | 0 | 0 | 0 | 0 | 0 | 0 | 757752.1246 | 0 | 0 | 0 | 0 | 0 | 0 | 0 | 0 | 0 | 0 | -88743.1518 | 0 | 0 | 0 | 0 | 0 | 0 | 0 | 0 | 0 | 176469.5346 | 0 | 0 | 0 | 0 | 0 | 0 | 0
2016-12-03 20:00 | 0 | 0 | 0 | 0 | 0 | 0 | 525091.5771 | 424515 | 0 | 0 | 0 | 0 | 116615.9029 | 0 | 0 | 0 | 0 | 0 | 0 | 0 | 947071.8535 | 0 | 0 | 0 | 0 | 0 | 0 | 0 | 0 | 0 | 0 | -88743.1518 | 0 | 0 | 0 | 0 | 0 | 0 | 0 | 0 | 0 | 189319.7289 | 0 | 0 | 0 | 0 | 0 | 0 | 0
2016-12-03 21:00 | 0 | 0 | 0 | 0 | 0 | 24645.7578 | 548755.0187 | 429335 | 0 | 0 | 0 | 0 | 205359.0546 | 0 | 0 | 0 | 0 | 0 | 0 | 0 | 1002394.4782 | 0 | 0 | 0 | 0 | 0 | 0 | 0 | 0 | 0 | 0 | 88743.1518 | 0 | 0 | 0 | 0 | 0 | 0 | 0 | 0 | 0 | 55322.6248 | 0 | 0 | 0 | 0 | 0 | 0 | 0
2016-12-03 22:00 | 0 | 0 | 0 | 0 | 0 | 0 | 507036.3768 | 445857 | 0 | 0 | 0 | 0 | 294102.2064 | 0 | 0 | 0 | 0 | 0 | 0 | 0 | 974830.7032 | 0 | 0 | 0 | 0 | 0 | 0 | 0 | 0 | 0 | 0 | 88743.1518 | 0 | 0 | 0 | 0 | 0 | 0 | 0 | 0 | 0 | -27563.775 | 0 | 0 | 0 | 0 | 0 | 0 | 0
2016-12-03 23:00 | 0 | 0 | 0 | 0 | 0 | 383852.7269 | 237934.3699 | 456957 | 0 | 0 | 0 | 0 | 382845.3582 | 0 | 0 | 0 | 0 | 0 | 0 | 0 | 1050917.6482 | 0 | 0 | 0 | 0 | 0 | 0 | 0 | 0 | 0 | 0 | 88743.1518 | 0 | 0 | 0 | 0 | 0 | 0 | 0 | 0 | 0 | 76086.9451 | 0 | 0 | 0 | 0 | 0 | 0 | 0
2016-12-04 | 0 | 0 | 0 | 0 | 0 | 402680.6822 | 3622.7046 | 459226 | 0 | 0 | 0 | 0 | 382845.3582 | 0 | 0 | 0 | 0 | 0 | 0 | 0 | 997995.035 | 0 | 0 | 0 | 0 | 0 | 0 | 0 | 0 | 0 | 0 | 0 | 0 | 0 | 0 | 0 | 0 | 0 | 0 | 0 | 0 | -52922.6132 | 0 | 0 | 0 | 0 | 0 | 0 | 0
2016-12-04 01:00 | 0 | 0 | 0 | 0 | 0 | 89736.9658 | 0 | 457461 | 0 | 0 | 0 | 0 | 294102.2064 | 0 | 0 | 0 | 0 | 0 | 0 | 0 | 719014.1526 | 0 | 0 | 0 | 0 | 0 | 0 | 0 | 0 | 0 | 0 | -88743.1518 | 0 | 0 | 0 | 0 | 0 | 0 | 0 | 0 | 0 | -278980.8824 | 0 | 0 | 0 | 0 | 0 | 0 | 0
2016-12-04 02:00 | 0 | 0 | 0 | 0 | 0 | 396635.623 | 0 | 448462 | 0 | 0 | 0 | 0 | 205359.0546 | 0 | 0 | 0 | 0 | 0 | 0 | 0 | 755930.9273 | 0 | 0 | 0 | 0 | 0 | 0 | 0 | 0 | 0 | 0 | -88743.1518 | 0 | 0 | 0 | 0 | 0 | 0 | 0 | 0 | 0 | 36916.7748 | 0 | 0 | 0 | 0 | 0 | 0 | 0
2016-12-04 03:00 | 0 | 0 | 0 | 0 | 0 | 396397.2197 | 0 | 434284 | 0 | 0 | 0 | 0 | 116615.9029 | 0 | 0 | 0 | 0 | 0 | 0 | 0 | 806787.2988 | 0 | 0 | 0 | 0 | 0 | 0 | 0 | 0 | 0 | 0 | -88743.1518 | 0 | 0 | 0 | 0 | 0 | 0 | 0 | 0 | 0 | 50856.3714 | 0 | 0 | 0 | 0 | 0 | 0 | 0
2016-12-04 04:00 | 0 | 0 | 0 | 0 | 0 | 226579.2694 | 0 | 416817 | 0 | 0 | 0 | 0 | 205359.0546 | 0 | 0 | 0 | 0 | 0 | 0 | 0 | 527806.4164 | 0 | 0 | 0 | 0 | 0 | 0 | 0 | 0 | 0 | 0 | 88743.1518 | 0 | 0 | 0 | 0 | 0 | 0 | 0 | 0 | 0 | -278980.8824 | 0 | 0 | 0 | 0 | 0 | 0 | 0
2016-12-04 05:00 | 0 | 0 | 0 | 0 | 0 | 408324.9101 | 0 | 399836 | 0 | 0 | 0 | 0 | 116615.9029 | 0 | 0 | 0 | 0 | 0 | 0 | 0 | 625038.4783 | 0 | 0 | 0 | 0 | 0 | 0 | 0 | 0 | 0 | 0 | -88743.1518 | 0 | 0 | 0 | 0 | 0 | 0 | 0 | 0 | 0 | 97232.0619 | 0 | 0 | 0 | 0 | 0 | 0 | 0
2016-12-04 06:00 | 0 | 0 | 0 | 0 | 0 | 194702.2694 | 0 | 384940 | 0 | 0 | 0 | 0 | 205359.0546 | 0 | 0 | 0 | 0 | 0 | 0 | 0 | 346057.5958 | 0 | 0 | 0 | 0 | 0 | 0 | 0 | 0 | 0 | 0 | 88743.1518 | 0 | 0 | 0 | 0 | 0 | 0 | 0 | 0 | 0 | -278980.8824 | 0 | 0 | 0 | 0 | 0 | 0 | 0
2016-12-04 07:00 | 0 | 0 | 0 | 0 | 0 | 415697.6528 | 0 | 373882 | 0 | 0 | 0 | 0 | 294102.2064 | 0 | 0 | 0 | 0 | 0 | 0 | 0 | 299130.0968 | 0 | 0 | 0 | 0 | 0 | 0 | 0 | 0 | 0 | 0 | 88743.1518 | 0 | 0 | 0 | 0 | 0 | 0 | 0 | 0 | 0 | -46927.499 | 0 | 0 | 0 | 0 | 0 | 0 | 0
2016-12-04 08:00 | 0 | 0 | 0 | 0 | 0 | 0 | 0 | 367585 | 0 | 0 | 0 | 0 | 205359.0546 | 0 | 0 | 0 | 0 | 0 | 0 | 0 | 20288.2486 | 0 | 0 | 0 | 0 | 0 | 0 | 0 | 0 | 0 | 0 | -88743.1518 | 0 | 0 | 0 | 0 | 0 | 0 | 0 | 0 | 0 | -278841.8482 | 0 | 0 | 0 | 0 | 0 | 0 | 0
2016-12-04 09:00 | 0 | 0 | 0 | 0 | 0 | 434043.9032 | 0 | 365589 | 0 | 0 | 0 | 0 | 294102.2064 | 0 | 0 | 0 | 0 | 0 | 0 | 0 | 0 | 0 | 0 | 0 | 0 | 0 | 0 | 0 | 0 | 0 | 0 | 88743.1518 | 0 | 0 | 0 | 0 | 0 | 0 | 0 | 0 | 0 | -20288.2486 | 0 | 0 | 0 | 0 | 0 | 0 | 0
2016-12-04 10:00 | 0 | 0 | 0 | 0 | 0 | 452390.757 | 0 | 367383 | 0 | 0 | 0 | 0 | 205359.0546 | 0 | 0 | 0 | 0 | 0 | 0 | 0 | 173750.9088 | 0 | 0 | 0 | 0 | 0 | 0 | 0 | 0 | 0 | 0 | -88743.1518 | 0 | 0 | 0 | 0 | 0 | 0 | 0 | 0 | 0 | 173750.9088 | 0 | 0 | 0 | 0 | 0 | 0 | 0
2016-12-04 11:00 | 0 | 0 | 0 | 0 | 0 | 468816.0632 | 0 | 374978 | 0 | 0 | 0 | 0 | 116615.9029 | 0 | 0 | 0 | 0 | 0 | 0 | 0 | 356332.1238 | 0 | 0 | 0 | 0 | 0 | 0 | 0 | 0 | 0 | 0 | -88743.1518 | 0 | 0 | 0 | 0 | 0 | 0 | 0 | 0 | 0 | 182581.215 | 0 | 0 | 0 | 0 | 0 | 0 | 0
2016-12-04 12:00 | 0 | 0 | 0 | 0 | 0 | 195267.2694 | 0 | 385505 | 0 | 0 | 0 | 0 | 205359.0546 | 0 | 0 | 0 | 0 | 0 | 0 | 0 | 77351.2414 | 0 | 0 | 0 | 0 | 0 | 0 | 0 | 0 | 0 | 0 | 88743.1518 | 0 | 0 | 0 | 0 | 0 | 0 | 0 | 0 | 0 | -278980.8824 | 0 | 0 | 0 | 0 | 0 | 0 | 0
2016-12-04 13:00 | 0 | 0 | 0 | 0 | 0 | 470914.885 | 0 | 400585 | 0 | 0 | 0 | 0 | 116615.9029 | 0 | 0 | 0 | 0 | 0 | 0 | 0 | 236424.2782 | 0 | 0 | 0 | 0 | 0 | 0 | 0 | 0 | 0 | 0 | -88743.1518 | 0 | 0 | 0 | 0 | 0 | 0 | 0 | 0 | 0 | 159073.0368 | 0 | 0 | 0 | 0 | 0 | 0 | 0
2016-12-04 14:00 | 0 | 0 | 0 | 0 | 0 | 404857.5506 | 88572.1995 | 413990 | 0 | 0 | 0 | 0 | 205359.0546 | 0 | 0 | 0 | 0 | 0 | 0 | 0 | 227120.8765 | 0 | 0 | 0 | 0 | 0 | 0 | 0 | 0 | 0 | 0 | 88743.1518 | 0 | 0 | 0 | 0 | 0 | 0 | 0 | 0 | 0 | -9303.4017 | 0 | 0 | 0 | 0 | 0 | 0 | 0
2016-12-04 15:00 | 0 | 0 | 0 | 0 | 0 | 0 | 470839.8974 | 420910 | 0 | 0 | 0 | 0 | 294102.2064 | 0 | 0 | 0 | 0 | 0 | 0 | 0 | 188307.6222 | 0 | 0 | 0 | 0 | 0 | 0 | 0 | 0 | 0 | 0 | 88743.1518 | 0 | 0 | 0 | 0 | 0 | 0 | 0 | 0 | 0 | -38813.2544 | 0 | 0 | 0 | 0 | 0 | 0 | 0
2016-12-04 16:00 | 0 | 0 | 0 | 0 | 0 | 0 | 608753.5346 | 423653 | 0 | 0 | 0 | 0 | 345056.5372 | 0 | 0 | 0 | 0 | 0 | 0 | 0 | 322453.8261 | 0 | 0 | 0 | 0 | 0 | 0 | 0 | 0 | 0 | 0 | 50954.3308 | 0 | 0 | 0 | 0 | 0 | 0 | 0 | 0 | 0 | 134146.2039 | 0 | 0 | 0 | 0 | 0 | 0 | 0
2016-12-04 17:00 | 0 | 0 | 0 | 0 | 0 | 0 | 612667.0997 | 425473 | 0 | 0 | 0 | 0 | 256313.3854 | 0 | 0 | 0 | 0 | 0 | 0 | 0 | 598391.0775 | 0 | 0 | 0 | 0 | 0 | 0 | 0 | 0 | 0 | 0 | -88743.1518 | 0 | 0 | 0 | 0 | 0 | 0 | 0 | 0 | 0 | 275937.2515 | 0 | 0 | 0 | 0 | 0 | 0 | 0
2016-12-04 18:00 | 0 | 0 | 0 | 0 | 0 | 0 | 581400.6787 | 426290 | 0 | 0 | 0 | 0 | 167570.2336 | 0 | 0 | 0 | 0 | 0 | 0 | 0 | 842244.908 | 0 | 0 | 0 | 0 | 0 | 0 | 0 | 0 | 0 | 0 | -88743.1518 | 0 | 0 | 0 | 0 | 0 | 0 | 0 | 0 | 0 | 243853.8305 | 0 | 0 | 0 | 0 | 0 | 0 | 0
2016-12-04 19:00 | 0 | 0 | 0 | 0 | 0 | 0 | 561935.5681 | 425797 | 0 | 0 | 0 | 0 | 78827.0818 | 0 | 0 | 0 | 0 | 0 | 0 | 0 | 1067126.6279 | 0 | 0 | 0 | 0 | 0 | 0 | 0 | 0 | 0 | 0 | -88743.1518 | 0 | 0 | 0 | 0 | 0 | 0 | 0 | 0 | 0 | 224881.7199 | 0 | 0 | 0 | 0 | 0 | 0 | 0
2016-12-04 20:00 | 0 | 0 | 0 | 0 | 0 | 0 | 577911.2102 | 426201 | 0 | 0 | 0 | 0 | 167570.2336 | 0 | 0 | 0 | 0 | 0 | 0 | 0 | 1130093.6864 | 0 | 0 | 0 | 0 | 0 | 0 | 0 | 0 | 0 | 0 | 88743.1518 | 0 | 0 | 0 | 0 | 0 | 0 | 0 | 0 | 0 | 62967.0584 | 0 | 0 | 0 | 0 | 0 | 0 | 0
2016-12-04 21:00 | 0 | 0 | 0 | 0 | 0 | 0 | 604727.7318 | 435167 | 0 | 0 | 0 | 0 | 78827.0818 | 0 | 0 | 0 | 0 | 0 | 0 | 0 | 1388397.57 | 0 | 0 | 0 | 0 | 0 | 0 | 0 | 0 | 0 | 0 | -88743.1518 | 0 | 0 | 0 | 0 | 0 | 0 | 0 | 0 | 0 | 258303.8836 | 0 | 0 | 0 | 0 | 0 | 0 | 0
2016-12-04 22:00 | 0 | 0 | 0 | 0 | 0 | 0 | 555047.9356 | 453288 | 0 | 0 | 0 | 0 | 167570.2336 | 0 | 0 | 0 | 0 | 0 | 0 | 0 | 1401414.3538 | 0 | 0 | 0 | 0 | 0 | 0 | 0 | 0 | 0 | 0 | 88743.1518 | 0 | 0 | 0 | 0 | 0 | 0 | 0 | 0 | 0 | 13016.7838 | 0 | 0 | 0 | 0 | 0 | 0 | 0
2016-12-04 23:00 | 0 | 0 | 0 | 0 | 0 | 0 | 226861.9386 | 468054 | 0 | 0 | 0 | 0 | 205359.0546 | 0 | 0 | 0 | 0 | 0 | 0 | 0 | 1122433.4714 | 0 | 0 | 0 | 0 | 0 | 0 | 0 | 0 | 0 | 0 | 37788.821 | 0 | 0 | 0 | 0 | 0 | 0 | 0 | 0 | 0 | -278980.8824 | 0 | 0 | 0 | 0 | 0 | 0 | 0
2016-12-05 | 0 | 0 | 0 | 0 | 0 | 433880.7196 | 2292.6759 | 474630 | 0 | 0 | 0 | 0 | 294102.2064 | 0 | 0 | 0 | 0 | 0 | 0 | 0 | 995233.715 | 0 | 0 | 0 | 0 | 0 | 0 | 0 | 0 | 0 | 0 | 88743.1518 | 0 | 0 | 0 | 0 | 0 | 0 | 0 | 0 | 0 | -127199.7563 | 0 | 0 | 0 | 0 | 0 | 0 | 0
2016-12-05 01:00 | 0 | 0 | 0 | 0 | 0 | 503304.9706 | 0 | 474565 | 0 | 0 | 0 | 0 | 205359.0546 | 0 | 0 | 0 | 0 | 0 | 0 | 0 | 1112716.8374 | 0 | 0 | 0 | 0 | 0 | 0 | 0 | 0 | 0 | 0 | -88743.1518 | 0 | 0 | 0 | 0 | 0 | 0 | 0 | 0 | 0 | 117483.1224 | 0 | 0 | 0 | 0 | 0 | 0 | 0
2016-12-05 02:00 | 0 | 0 | 0 | 0 | 0 | 94678.9658 | 0 | 462403 | 0 | 0 | 0 | 0 | 116615.9029 | 0 | 0 | 0 | 0 | 0 | 0 | 0 | 833735.955 | 0 | 0 | 0 | 0 | 0 | 0 | 0 | 0 | 0 | 0 | -88743.1518 | 0 | 0 | 0 | 0 | 0 | 0 | 0 | 0 | 0 | -278980.8824 | 0 | 0 | 0 | 0 | 0 | 0 | 0
2016-12-05 03:00 | 0 | 0 | 0 | 0 | 0 | 252146.2694 | 0 | 442384 | 0 | 0 | 0 | 0 | 205359.0546 | 0 | 0 | 0 | 0 | 0 | 0 | 0 | 554755.0726 | 0 | 0 | 0 | 0 | 0 | 0 | 0 | 0 | 0 | 0 | 88743.1518 | 0 | 0 | 0 | 0 | 0 | 0 | 0 | 0 | 0 | -278980.8824 | 0 | 0 | 0 | 0 | 0 | 0 | 0
2016-12-05 04:00 | 0 | 0 | 0 | 0 | 0 | 563325.9241 | 0 | 420138 | 0 | 0 | 0 | 0 | 294102.2064 | 0 | 0 | 0 | 0 | 0 | 0 | 0 | 609199.8449 | 0 | 0 | 0 | 0 | 0 | 0 | 0 | 0 | 0 | 0 | 88743.1518 | 0 | 0 | 0 | 0 | 0 | 0 | 0 | 0 | 0 | 54444.7723 | 0 | 0 | 0 | 0 | 0 | 0 | 0
2016-12-05 05:00 | 0 | 0 | 0 | 0 | 0 | 565950.8683 | 0 | 400445 | 0 | 0 | 0 | 0 | 205359.0546 | 0 | 0 | 0 | 0 | 0 | 0 | 0 | 863448.8649 | 0 | 0 | 0 | 0 | 0 | 0 | 0 | 0 | 0 | 0 | -88743.1518 | 0 | 0 | 0 | 0 | 0 | 0 | 0 | 0 | 0 | 254249.0201 | 0 | 0 | 0 | 0 | 0 | 0 | 0
2016-12-05 06:00 | 0 | 0 | 0 | 0 | 0 | 17790.9658 | 0 | 385515 | 0 | 0 | 0 | 0 | 116615.9029 | 0 | 0 | 0 | 0 | 0 | 0 | 0 | 584467.9825 | 0 | 0 | 0 | 0 | 0 | 0 | 0 | 0 | 0 | 0 | -88743.1518 | 0 | 0 | 0 | 0 | 0 | 0 | 0 | 0 | 0 | -278980.8824 | 0 | 0 | 0 | 0 | 0 | 0 | 0
2016-12-05 07:00 | 0 | 0 | 0 | 0 | 0 | 570084.3423 | 0 | 376224 | 0 | 0 | 0 | 0 | 205359.0546 | 0 | 0 | 0 | 0 | 0 | 0 | 0 | 689585.173 | 0 | 0 | 0 | 0 | 0 | 0 | 0 | 0 | 0 | 0 | 88743.1518 | 0 | 0 | 0 | 0 | 0 | 0 | 0 | 0 | 0 | 105117.1905 | 0 | 0 | 0 | 0 | 0 | 0 | 0
2016-12-05 08:00 | 0 | 0 | 0 | 0 | 0 | 570353.0994 | 0 | 372708 | 0 | 0 | 0 | 0 | 294102.2064 | 0 | 0 | 0 | 0 | 0 | 0 | 0 | 798487.1206 | 0 | 0 | 0 | 0 | 0 | 0 | 0 | 0 | 0 | 0 | 88743.1518 | 0 | 0 | 0 | 0 | 0 | 0 | 0 | 0 | 0 | 108901.9476 | 0 | 0 | 0 | 0 | 0 | 0 | 0
2016-12-05 09:00 | 0 | 0 | 0 | 0 | 0 | 186438.2694 | 0 | 376676 | 0 | 0 | 0 | 0 | 382845.3582 | 0 | 0 | 0 | 0 | 0 | 0 | 0 | 519506.2382 | 0 | 0 | 0 | 0 | 0 | 0 | 0 | 0 | 0 | 0 | 88743.1518 | 0 | 0 | 0 | 0 | 0 | 0 | 0 | 0 | 0 | -278980.8824 | 0 | 0 | 0 | 0 | 0 | 0 | 0
2016-12-05 10:00 | 0 | 0 | 0 | 0 | 0 | 22682.9658 | 0 | 390407 | 0 | 0 | 0 | 0 | 294102.2064 | 0 | 0 | 0 | 0 | 0 | 0 | 0 | 240525.3557 | 0 | 0 | 0 | 0 | 0 | 0 | 0 | 0 | 0 | 0 | -88743.1518 | 0 | 0 | 0 | 0 | 0 | 0 | 0 | 0 | 0 | -278980.8824 | 0 | 0 | 0 | 0 | 0 | 0 | 0
2016-12-05 11:00 | 0 | 0 | 0 | 0 | 0 | 548381.6785 | 0 | 421183 | 0 | 0 | 0 | 0 | 382845.3582 | 0 | 0 | 0 | 0 | 0 | 0 | 0 | 278980.8824 | 0 | 0 | 0 | 0 | 0 | 0 | 0 | 0 | 0 | 0 | 88743.1518 | 0 | 0 | 0 | 0 | 0 | 0 | 0 | 0 | 0 | 38455.5267 | 0 | 0 | 0 | 0 | 0 | 0 | 0
2016-12-05 12:00 | 0 | 0 | 0 | 0 | 0 | 84107.9658 | 0 | 451832 | 0 | 0 | 0 | 0 | 294102.2064 | 0 | 0 | 0 | 0 | 0 | 0 | 0 | 0 | 0 | 0 | 0 | 0 | 0 | 0 | 0 | 0 | 0 | 0 | -88743.1518 | 0 | 0 | 0 | 0 | 0 | 0 | 0 | 0 | 0 | -278980.8824 | 0 | 0 | 0 | 0 | 0 | 0 | 0
2016-12-05 13:00 | 0 | 0 | 0 | 0 | 0 | 542217.482 | 0 | 466587 | 0 | 0 | 0 | 0 | 205359.0546 | 0 | 0 | 0 | 0 | 0 | 0 | 0 | 164373.6338 | 0 | 0 | 0 | 0 | 0 | 0 | 0 | 0 | 0 | 0 | -88743.1518 | 0 | 0 | 0 | 0 | 0 | 0 | 0 | 0 | 0 | 164373.6338 | 0 | 0 | 0 | 0 | 0 | 0 | 0
2016-12-05 14:00 | 0 | 0 | 0 | 0 | 0 | 498077.9914 | 90596.9728 | 473979 | 0 | 0 | 0 | 0 | 294102.2064 | 0 | 0 | 0 | 0 | 0 | 0 | 0 | 190326.4462 | 0 | 0 | 0 | 0 | 0 | 0 | 0 | 0 | 0 | 0 | 88743.1518 | 0 | 0 | 0 | 0 | 0 | 0 | 0 | 0 | 0 | 25952.8124 | 0 | 0 | 0 | 0 | 0 | 0 | 0
2016-12-05 15:00 | 0 | 0 | 0 | 0 | 0 | 416904.1222 | 400524.8498 | 476630 | 0 | 0 | 0 | 0 | 382845.3582 | 0 | 0 | 0 | 0 | 0 | 0 | 0 | 442382.2663 | 0 | 0 | 0 | 0 | 0 | 0 | 0 | 0 | 0 | 0 | 88743.1518 | 0 | 0 | 0 | 0 | 0 | 0 | 0 | 0 | 0 | 252055.8202 | 0 | 0 | 0 | 0 | 0 | 0 | 0
2016-12-05 16:00 | 0 | 0 | 0 | 0 | 0 | 0 | 545480.9942 | 473521 | 0 | 0 | 0 | 0 | 382845.3582 | 0 | 0 | 0 | 0 | 0 | 0 | 0 | 514342.2606 | 0 | 0 | 0 | 0 | 0 | 0 | 0 | 0 | 0 | 0 | 0 | 0 | 0 | 0 | 0 | 0 | 0 | 0 | 0 | 0 | 71959.9942 | 0 | 0 | 0 | 0 | 0 | 0 | 0
2016-12-05 17:00 | 0 | 0 | 0 | 0 | 0 | 178426.3196 | 569750.5628 | 469196 | 0 | 0 | 0 | 0 | 382845.3582 | 0 | 0 | 0 | 0 | 0 | 0 | 0 | 793323.143 | 0 | 0 | 0 | 0 | 0 | 0 | 0 | 0 | 0 | 0 | 0 | 0 | 0 | 0 | 0 | 0 | 0 | 0 | 0 | 0 | 278980.8824 | 0 | 0 | 0 | 0 | 0 | 0 | 0
2016-12-05 18:00 | 0 | 0 | 0 | 0 | 0 | 0 | 549816.7016 | 464977 | 0 | 0 | 0 | 0 | 294102.2064 | 0 | 0 | 0 | 0 | 0 | 0 | 0 | 966905.9964 | 0 | 0 | 0 | 0 | 0 | 0 | 0 | 0 | 0 | 0 | -88743.1518 | 0 | 0 | 0 | 0 | 0 | 0 | 0 | 0 | 0 | 173582.8534 | 0 | 0 | 0 | 0 | 0 | 0 | 0
2016-12-05 19:00 | 0 | 0 | 0 | 0 | 0 | 108638.37 | 543739.3606 | 462140 | 0 | 0 | 0 | 0 | 205359.0546 | 0 | 0 | 0 | 0 | 0 | 0 | 0 | 1245886.8788 | 0 | 0 | 0 | 0 | 0 | 0 | 0 | 0 | 0 | 0 | -88743.1518 | 0 | 0 | 0 | 0 | 0 | 0 | 0 | 0 | 0 | 278980.8824 | 0 | 0 | 0 | 0 | 0 | 0 | 0
2016-12-05 20:00 | 0 | 0 | 0 | 0 | 0 | 116677.8685 | 565681.9732 | 460300 | 0 | 0 | 0 | 0 | 148438.0139 | 0 | 0 | 0 | 0 | 0 | 0 | 0 | 1524867.7612 | 0 | 0 | 0 | 0 | 0 | 0 | 0 | 0 | 0 | 0 | -56921.0407 | 0 | 0 | 0 | 0 | 0 | 0 | 0 | 0 | 0 | 278980.8824 | 0 | 0 | 0 | 0 | 0 | 0 | 0
2016-12-05 21:00 | 0 | 0 | 0 | 0 | 0 | 0 | 593077.8119 | 466385 | 0 | 0 | 0 | 0 | 59694.8621 | 0 | 0 | 0 | 0 | 0 | 0 | 0 | 1740303.7249 | 0 | 0 | 0 | 0 | 0 | 0 | 0 | 0 | 0 | 0 | -88743.1518 | 0 | 0 | 0 | 0 | 0 | 0 | 0 | 0 | 0 | 215435.9637 | 0 | 0 | 0 | 0 | 0 | 0 | 0
2016-12-05 22:00 | 0 | 0 | 0 | 0 | 0 | 0 | 526769.0263 | 485100 | 0 | 0 | 0 | 0 | 148438.0139 | 0 | 0 | 0 | 0 | 0 | 0 | 0 | 1693229.5994 | 0 | 0 | 0 | 0 | 0 | 0 | 0 | 0 | 0 | 0 | 88743.1518 | 0 | 0 | 0 | 0 | 0 | 0 | 0 | 0 | 0 | -47074.1255 | 0 | 0 | 0 | 0 | 0 | 0 | 0
2016-12-05 23:00 | 0 | 0 | 0 | 0 | 0 | 683965.0978 | 183979.9365 | 500221 | 0 | 0 | 0 | 0 | 237181.1657 | 0 | 0 | 0 | 0 | 0 | 0 | 0 | 1972210.4819 | 0 | 0 | 0 | 0 | 0 | 0 | 0 | 0 | 0 | 0 | 88743.1518 | 0 | 0 | 0 | 0 | 0 | 0 | 0 | 0 | 0 | 278980.8824 | 0 | 0 | 0 | 0 | 0 | 0 | 0
2016-12-06 | 0 | 0 | 0 | 0 | 0 | 750514.5904 | 2261.181 | 505617 | 0 | 0 | 0 | 0 | 205359.0546 | 0 | 0 | 0 | 0 | 0 | 0 | 0 | 2251191.3643 | 0 | 0 | 0 | 0 | 0 | 0 | 0 | 0 | 0 | 0 | -31822.1111 | 0 | 0 | 0 | 0 | 0 | 0 | 0 | 0 | 0 | 278980.8824 | 0 | 0 | 0 | 0 | 0 | 0 | 0
2016-12-06 01:00 | 0 | 0 | 0 | 0 | 0 | 313446.2694 | 0 | 503684 | 0 | 0 | 0 | 0 | 294102.2064 | 0 | 0 | 0 | 0 | 0 | 0 | 0 | 1972210.4819 | 0 | 0 | 0 | 0 | 0 | 0 | 0 | 0 | 0 | 0 | 88743.1518 | 0 | 0 | 0 | 0 | 0 | 0 | 0 | 0 | 0 | -278980.8824 | 0 | 0 | 0 | 0 | 0 | 0 | 0
2016-12-06 02:00 | 0 | 0 | 0 | 0 | 0 | 680137.7306 | 0 | 489900 | 0 | 0 | 0 | 0 | 205359.0546 | 0 | 0 | 0 | 0 | 0 | 0 | 0 | 2251191.3643 | 0 | 0 | 0 | 0 | 0 | 0 | 0 | 0 | 0 | 0 | -88743.1518 | 0 | 0 | 0 | 0 | 0 | 0 | 0 | 0 | 0 | 278980.8824 | 0 | 0 | 0 | 0 | 0 | 0 | 0
2016-12-06 03:00 | 0 | 0 | 0 | 0 | 0 | 276061.2694 | 0 | 466299 | 0 | 0 | 0 | 0 | 294102.2064 | 0 | 0 | 0 | 0 | 0 | 0 | 0 | 1972210.4819 | 0 | 0 | 0 | 0 | 0 | 0 | 0 | 0 | 0 | 0 | 88743.1518 | 0 | 0 | 0 | 0 | 0 | 0 | 0 | 0 | 0 | -278980.8824 | 0 | 0 | 0 | 0 | 0 | 0 | 0
2016-12-06 04:00 | 0 | 0 | 0 | 0 | 0 | 249515.2694 | 0 | 439753 | 0 | 0 | 0 | 0 | 382845.3582 | 0 | 0 | 0 | 0 | 0 | 0 | 0 | 1693229.5994 | 0 | 0 | 0 | 0 | 0 | 0 | 0 | 0 | 0 | 0 | 88743.1518 | 0 | 0 | 0 | 0 | 0 | 0 | 0 | 0 | 0 | -278980.8824 | 0 | 0 | 0 | 0 | 0 | 0 | 0
2016-12-06 05:00 | 0 | 0 | 0 | 0 | 0 | 606562.7306 | 0 | 416325 | 0 | 0 | 0 | 0 | 294102.2064 | 0 | 0 | 0 | 0 | 0 | 0 | 0 | 1972210.4819 | 0 | 0 | 0 | 0 | 0 | 0 | 0 | 0 | 0 | 0 | -88743.1518 | 0 | 0 | 0 | 0 | 0 | 0 | 0 | 0 | 0 | 278980.8824 | 0 | 0 | 0 | 0 | 0 | 0 | 0
2016-12-06 06:00 | 0 | 0 | 0 | 0 | 0 | 208672.2694 | 0 | 398910 | 0 | 0 | 0 | 0 | 382845.3582 | 0 | 0 | 0 | 0 | 0 | 0 | 0 | 1693229.5994 | 0 | 0 | 0 | 0 | 0 | 0 | 0 | 0 | 0 | 0 | 88743.1518 | 0 | 0 | 0 | 0 | 0 | 0 | 0 | 0 | 0 | -278980.8824 | 0 | 0 | 0 | 0 | 0 | 0 | 0
2016-12-06 07:00 | 0 | 0 | 0 | 0 | 0 | 578879.7306 | 0 | 388642 | 0 | 0 | 0 | 0 | 294102.2064 | 0 | 0 | 0 | 0 | 0 | 0 | 0 | 1972210.4819 | 0 | 0 | 0 | 0 | 0 | 0 | 0 | 0 | 0 | 0 | -88743.1518 | 0 | 0 | 0 | 0 | 0 | 0 | 0 | 0 | 0 | 278980.8824 | 0 | 0 | 0 | 0 | 0 | 0 | 0
2016-12-06 08:00 | 0 | 0 | 0 | 0 | 0 | 573785.7306 | 0 | 383548 | 0 | 0 | 0 | 0 | 205359.0546 | 0 | 0 | 0 | 0 | 0 | 0 | 0 | 2251191.3643 | 0 | 0 | 0 | 0 | 0 | 0 | 0 | 0 | 0 | 0 | -88743.1518 | 0 | 0 | 0 | 0 | 0 | 0 | 0 | 0 | 0 | 278980.8824 | 0 | 0 | 0 | 0 | 0 | 0 | 0
2016-12-06 09:00 | 0 | 0 | 0 | 0 | 0 | 719737.6047 | 0 | 385909 | 0 | 0 | 0 | 0 | 294102.2064 | 0 | 0 | 0 | 0 | 0 | 0 | 0 | 2496276.8173 | 0 | 0 | 0 | 0 | 0 | 0 | 0 | 0 | 0 | 0 | 88743.1518 | 0 | 0 | 0 | 0 | 0 | 0 | 0 | 0 | 0 | 245085.4529 | 0 | 0 | 0 | 0 | 0 | 0 | 0
2016-12-06 10:00 | 0 | 0 | 0 | 0 | 0 | 31639.9658 | 0 | 399364 | 0 | 0 | 0 | 0 | 205359.0546 | 0 | 0 | 0 | 0 | 0 | 0 | 0 | 2217295.9348 | 0 | 0 | 0 | 0 | 0 | 0 | 0 | 0 | 0 | 0 | -88743.1518 | 0 | 0 | 0 | 0 | 0 | 0 | 0 | 0 | 0 | -278980.8824 | 0 | 0 | 0 | 0 | 0 | 0 | 0
2016-12-06 11:00 | 0 | 0 | 0 | 0 | 0 | 618621.7306 | 0 | 428384 | 0 | 0 | 0 | 0 | 116615.9029 | 0 | 0 | 0 | 0 | 0 | 0 | 0 | 2496276.8173 | 0 | 0 | 0 | 0 | 0 | 0 | 0 | 0 | 0 | 0 | -88743.1518 | 0 | 0 | 0 | 0 | 0 | 0 | 0 | 0 | 0 | 278980.8824 | 0 | 0 | 0 | 0 | 0 | 0 | 0
2016-12-06 12:00 | 0 | 0 | 0 | 0 | 0 | 267419.2694 | 0 | 457657 | 0 | 0 | 0 | 0 | 205359.0546 | 0 | 0 | 0 | 0 | 0 | 0 | 0 | 2217295.9348 | 0 | 0 | 0 | 0 | 0 | 0 | 0 | 0 | 0 | 0 | 88743.1518 | 0 | 0 | 0 | 0 | 0 | 0 | 0 | 0 | 0 | -278980.8824 | 0 | 0 | 0 | 0 | 0 | 0 | 0
2016-12-06 13:00 | 0 | 0 | 0 | 0 | 0 | 685874.5379 | 0 | 470719 | 0 | 0 | 0 | 0 | 294102.2064 | 0 | 0 | 0 | 0 | 0 | 0 | 0 | 2343708.3209 | 0 | 0 | 0 | 0 | 0 | 0 | 0 | 0 | 0 | 0 | 88743.1518 | 0 | 0 | 0 | 0 | 0 | 0 | 0 | 0 | 0 | 126412.3861 | 0 | 0 | 0 | 0 | 0 | 0 | 0
2016-12-06 14:00 | 0 | 0 | 0 | 0 | 0 | 626866.31 | 37470.2424 | 477873 | 0 | 0 | 0 | 0 | 205359.0546 | 0 | 0 | 0 | 0 | 0 | 0 | 0 | 2618915.0251 | 0 | 0 | 0 | 0 | 0 | 0 | 0 | 0 | 0 | 0 | -88743.1518 | 0 | 0 | 0 | 0 | 0 | 0 | 0 | 0 | 0 | 275206.7042 | 0 | 0 | 0 | 0 | 0 | 0 | 0
2016-12-06 15:00 | 0 | 0 | 0 | 0 | 0 | 559170.0764 | 289301.9578 | 480748 | 0 | 0 | 0 | 0 | 294102.2064 | 0 | 0 | 0 | 0 | 0 | 0 | 0 | 2897895.9075 | 0 | 0 | 0 | 0 | 0 | 0 | 0 | 0 | 0 | 0 | 88743.1518 | 0 | 0 | 0 | 0 | 0 | 0 | 0 | 0 | 0 | 278980.8824 | 0 | 0 | 0 | 0 | 0 | 0 | 0
2016-12-06 16:00 | 0 | 0 | 0 | 0 | 0 | 0 | 461298.5891 | 479528 | 0 | 0 | 0 | 0 | 382845.3582 | 0 | 0 | 0 | 0 | 0 | 0 | 0 | 2790923.3448 | 0 | 0 | 0 | 0 | 0 | 0 | 0 | 0 | 0 | 0 | 88743.1518 | 0 | 0 | 0 | 0 | 0 | 0 | 0 | 0 | 0 | -106972.5627 | 0 | 0 | 0 | 0 | 0 | 0 | 0
2016-12-06 17:00 | 0 | 0 | 0 | 0 | 0 | 0 | 508196.7012 | 475564 | 0 | 0 | 0 | 0 | 294102.2064 | 0 | 0 | 0 | 0 | 0 | 0 | 0 | 2912299.1979 | 0 | 0 | 0 | 0 | 0 | 0 | 0 | 0 | 0 | 0 | -88743.1518 | 0 | 0 | 0 | 0 | 0 | 0 | 0 | 0 | 0 | 121375.853 | 0 | 0 | 0 | 0 | 0 | 0 | 0
2016-12-06 18:00 | 0 | 0 | 0 | 0 | 0 | 0 | 495243.2324 | 472105 | 0 | 0 | 0 | 0 | 294102.2064 | 0 | 0 | 0 | 0 | 0 | 0 | 0 | 2935437.4302 | 0 | 0 | 0 | 0 | 0 | 0 | 0 | 0 | 0 | 0 | 0 | 0 | 0 | 0 | 0 | 0 | 0 | 0 | 0 | 0 | 23138.2324 | 0 | 0 | 0 | 0 | 0 | 0 | 0
2016-12-06 19:00 | 0 | 0 | 0 | 0 | 0 | 0 | 479107.7769 | 469315 | 0 | 0 | 0 | 0 | 382845.3582 | 0 | 0 | 0 | 0 | 0 | 0 | 0 | 2856487.0554 | 0 | 0 | 0 | 0 | 0 | 0 | 0 | 0 | 0 | 0 | 88743.1518 | 0 | 0 | 0 | 0 | 0 | 0 | 0 | 0 | 0 | -78950.3749 | 0 | 0 | 0 | 0 | 0 | 0 | 0
2016-12-06 20:00 | 0 | 0 | 0 | 0 | 0 | 0 | 478883.6199 | 468827 | 0 | 0 | 0 | 0 | 294102.2064 | 0 | 0 | 0 | 0 | 0 | 0 | 0 | 2955286.8271 | 0 | 0 | 0 | 0 | 0 | 0 | 0 | 0 | 0 | 0 | -88743.1518 | 0 | 0 | 0 | 0 | 0 | 0 | 0 | 0 | 0 | 98799.7717 | 0 | 0 | 0 | 0 | 0 | 0 | 0
2016-12-06 21:00 | 0 | 0 | 0 | 0 | 0 | 0 | 472609.592 | 474872 | 0 | 0 | 0 | 0 | 205359.0546 | 0 | 0 | 0 | 0 | 0 | 0 | 0 | 3041767.5709 | 0 | 0 | 0 | 0 | 0 | 0 | 0 | 0 | 0 | 0 | -88743.1518 | 0 | 0 | 0 | 0 | 0 | 0 | 0 | 0 | 0 | 86480.7438 | 0 | 0 | 0 | 0 | 0 | 0 | 0
2016-12-06 22:00 | 0 | 0 | 0 | 0 | 0 | 274712.0387 | 405493.692 | 489968 | 0 | 0 | 0 | 0 | 116615.9029 | 0 | 0 | 0 | 0 | 0 | 0 | 0 | 3320748.4534 | 0 | 0 | 0 | 0 | 0 | 0 | 0 | 0 | 0 | 0 | -88743.1518 | 0 | 0 | 0 | 0 | 0 | 0 | 0 | 0 | 0 | 278980.8824 | 0 | 0 | 0 | 0 | 0 | 0 | 0
2016-12-06 23:00 | 0 | 0 | 0 | 0 | 0 | 493770.1723 | 183420.0794 | 503644 | 0 | 0 | 0 | 0 | 116615.9029 | 0 | 0 | 0 | 0 | 0 | 0 | 0 | 3494294.7051 | 0 | 0 | 0 | 0 | 0 | 0 | 0 | 0 | 0 | 0 | 0 | 0 | 0 | 0 | 0 | 0 | 0 | 0 | 0 | 0 | 173546.2517 | 0 | 0 | 0 | 0 | 0 | 0 | 0
2016-12-07 | 0 | 0 | 0 | 0 | 0 | 504933.3642 | 1936.0184 | 509312 | 0 | 0 | 0 | 0 | 205359.0546 | 0 | 0 | 0 | 0 | 0 | 0 | 0 | 3403108.9359 | 0 | 0 | 0 | 0 | 0 | 0 | 0 | 0 | 0 | 0 | 88743.1518 | 0 | 0 | 0 | 0 | 0 | 0 | 0 | 0 | 0 | -91185.7692 | 0 | 0 | 0 | 0 | 0 | 0 | 0
2016-12-07 01:00 | 0 | 0 | 0 | 0 | 0 | 317015.2694 | 0 | 507253 | 0 | 0 | 0 | 0 | 294102.2064 | 0 | 0 | 0 | 0 | 0 | 0 | 0 | 3124128.0534 | 0 | 0 | 0 | 0 | 0 | 0 | 0 | 0 | 0 | 0 | 88743.1518 | 0 | 0 | 0 | 0 | 0 | 0 | 0 | 0 | 0 | -278980.8824 | 0 | 0 | 0 | 0 | 0 | 0 | 0
2016-12-07 02:00 | 0 | 0 | 0 | 0 | 0 | 515298.49 | 0 | 494187 | 0 | 0 | 0 | 0 | 205359.0546 | 0 | 0 | 0 | 0 | 0 | 0 | 0 | 3233982.6952 | 0 | 0 | 0 | 0 | 0 | 0 | 0 | 0 | 0 | 0 | -88743.1518 | 0 | 0 | 0 | 0 | 0 | 0 | 0 | 0 | 0 | 109854.6418 | 0 | 0 | 0 | 0 | 0 | 0 | 0
2016-12-07 03:00 | 0 | 0 | 0 | 0 | 0 | 514339.4544 | 0 | 471487 | 0 | 0 | 0 | 0 | 294102.2064 | 0 | 0 | 0 | 0 | 0 | 0 | 0 | 3188091.9978 | 0 | 0 | 0 | 0 | 0 | 0 | 0 | 0 | 0 | 0 | 88743.1518 | 0 | 0 | 0 | 0 | 0 | 0 | 0 | 0 | 0 | -45890.6974 | 0 | 0 | 0 | 0 | 0 | 0 | 0
2016-12-07 04:00 | 0 | 0 | 0 | 0 | 0 | 515688.3768 | 0 | 447099 | 0 | 0 | 0 | 0 | 382845.3582 | 0 | 0 | 0 | 0 | 0 | 0 | 0 | 3167938.2228 | 0 | 0 | 0 | 0 | 0 | 0 | 0 | 0 | 0 | 0 | 88743.1518 | 0 | 0 | 0 | 0 | 0 | 0 | 0 | 0 | 0 | -20153.775 | 0 | 0 | 0 | 0 | 0 | 0 | 0
2016-12-07 05:00 | 0 | 0 | 0 | 0 | 0 | 517424.4198 | 0 | 425025 | 0 | 0 | 0 | 0 | 294102.2064 | 0 | 0 | 0 | 0 | 0 | 0 | 0 | 3349080.7944 | 0 | 0 | 0 | 0 | 0 | 0 | 0 | 0 | 0 | 0 | -88743.1518 | 0 | 0 | 0 | 0 | 0 | 0 | 0 | 0 | 0 | 181142.5716 | 0 | 0 | 0 | 0 | 0 | 0 | 0
2016-12-07 06:00 | 0 | 0 | 0 | 0 | 0 | 217183.2694 | 0 | 407421 | 0 | 0 | 0 | 0 | 382845.3582 | 0 | 0 | 0 | 0 | 0 | 0 | 0 | 3070099.912 | 0 | 0 | 0 | 0 | 0 | 0 | 0 | 0 | 0 | 0 | 88743.1518 | 0 | 0 | 0 | 0 | 0 | 0 | 0 | 0 | 0 | -278980.8824 | 0 | 0 | 0 | 0 | 0 | 0 | 0
2016-12-07 07:00 | 0 | 0 | 0 | 0 | 0 | 521016.905 | 0 | 397029 | 0 | 0 | 0 | 0 | 382845.3582 | 0 | 0 | 0 | 0 | 0 | 0 | 0 | 3194087.817 | 0 | 0 | 0 | 0 | 0 | 0 | 0 | 0 | 0 | 0 | 0 | 0 | 0 | 0 | 0 | 0 | 0 | 0 | 0 | 0 | 123987.905 | 0 | 0 | 0 | 0 | 0 | 0 | 0
2016-12-07 08:00 | 0 | 0 | 0 | 0 | 0 | 520116.5227 | 0 | 393111 | 0 | 0 | 0 | 0 | 294102.2064 | 0 | 0 | 0 | 0 | 0 | 0 | 0 | 3409836.4914 | 0 | 0 | 0 | 0 | 0 | 0 | 0 | 0 | 0 | 0 | -88743.1518 | 0 | 0 | 0 | 0 | 0 | 0 | 0 | 0 | 0 | 215748.6745 | 0 | 0 | 0 | 0 | 0 | 0 | 0
2016-12-07 09:00 | 0 | 0 | 0 | 0 | 0 | 518938.1328 | 0 | 395627 | 0 | 0 | 0 | 0 | 205359.0546 | 0 | 0 | 0 | 0 | 0 | 0 | 0 | 3621890.776 | 0 | 0 | 0 | 0 | 0 | 0 | 0 | 0 | 0 | 0 | -88743.1518 | 0 | 0 | 0 | 0 | 0 | 0 | 0 | 0 | 0 | 212054.2846 | 0 | 0 | 0 | 0 | 0 | 0 | 0
2016-12-07 10:00 | 0 | 0 | 0 | 0 | 0 | 218539.2694 | 0 | 408777 | 0 | 0 | 0 | 0 | 294102.2064 | 0 | 0 | 0 | 0 | 0 | 0 | 0 | 3342909.8936 | 0 | 0 | 0 | 0 | 0 | 0 | 0 | 0 | 0 | 0 | 88743.1518 | 0 | 0 | 0 | 0 | 0 | 0 | 0 | 0 | 0 | -278980.8824 | 0 | 0 | 0 | 0 | 0 | 0 | 0
2016-12-07 11:00 | 0 | 0 | 0 | 0 | 0 | 525044.5449 | 0 | 438605 | 0 | 0 | 0 | 0 | 382845.3582 | 0 | 0 | 0 | 0 | 0 | 0 | 0 | 3340606.2867 | 0 | 0 | 0 | 0 | 0 | 0 | 0 | 0 | 0 | 0 | 88743.1518 | 0 | 0 | 0 | 0 | 0 | 0 | 0 | 0 | 0 | -2303.6069 | 0 | 0 | 0 | 0 | 0 | 0 | 0
2016-12-07 12:00 | 0 | 0 | 0 | 0 | 0 | 101111.9658 | 0 | 468836 | 0 | 0 | 0 | 0 | 294102.2064 | 0 | 0 | 0 | 0 | 0 | 0 | 0 | 3061625.4043 | 0 | 0 | 0 | 0 | 0 | 0 | 0 | 0 | 0 | 0 | -88743.1518 | 0 | 0 | 0 | 0 | 0 | 0 | 0 | 0 | 0 | -278980.8824 | 0 | 0 | 0 | 0 | 0 | 0 | 0
2016-12-07 13:00 | 0 | 0 | 0 | 0 | 0 | 518611.7917 | 0 | 480119 | 0 | 0 | 0 | 0 | 205359.0546 | 0 | 0 | 0 | 0 | 0 | 0 | 0 | 3188861.3478 | 0 | 0 | 0 | 0 | 0 | 0 | 0 | 0 | 0 | 0 | -88743.1518 | 0 | 0 | 0 | 0 | 0 | 0 | 0 | 0 | 0 | 127235.9435 | 0 | 0 | 0 | 0 | 0 | 0 | 0
2016-12-07 14:00 | 0 | 0 | 0 | 0 | 0 | 499652.9536 | 32800.0568 | 483620 | 0 | 0 | 0 | 0 | 294102.2064 | 0 | 0 | 0 | 0 | 0 | 0 | 0 | 3148951.2064 | 0 | 0 | 0 | 0 | 0 | 0 | 0 | 0 | 0 | 0 | 88743.1518 | 0 | 0 | 0 | 0 | 0 | 0 | 0 | 0 | 0 | -39910.1414 | 0 | 0 | 0 | 0 | 0 | 0 | 0
2016-12-07 15:00 | 0 | 0 | 0 | 0 | 0 | 489280.8944 | 321943.8915 | 482502 | 0 | 0 | 0 | 0 | 382845.3582 | 0 | 0 | 0 | 0 | 0 | 0 | 0 | 3388930.8406 | 0 | 0 | 0 | 0 | 0 | 0 | 0 | 0 | 0 | 0 | 88743.1518 | 0 | 0 | 0 | 0 | 0 | 0 | 0 | 0 | 0 | 239979.6342 | 0 | 0 | 0 | 0 | 0 | 0 | 0
2016-12-07 16:00 | 0 | 0 | 0 | 0 | 0 | 269480.4112 | 487039.4712 | 477539 | 0 | 0 | 0 | 0 | 382845.3582 | 0 | 0 | 0 | 0 | 0 | 0 | 0 | 3667911.7231 | 0 | 0 | 0 | 0 | 0 | 0 | 0 | 0 | 0 | 0 | 0 | 0 | 0 | 0 | 0 | 0 | 0 | 0 | 0 | 0 | 278980.8824 | 0 | 0 | 0 | 0 | 0 | 0 | 0
2016-12-07 17:00 | 0 | 0 | 0 | 0 | 0 | 0 | 511607.4555 | 472931 | 0 | 0 | 0 | 0 | 294102.2064 | 0 | 0 | 0 | 0 | 0 | 0 | 0 | 3795331.3303 | 0 | 0 | 0 | 0 | 0 | 0 | 0 | 0 | 0 | 0 | -88743.1518 | 0 | 0 | 0 | 0 | 0 | 0 | 0 | 0 | 0 | 127419.6073 | 0 | 0 | 0 | 0 | 0 | 0 | 0
2016-12-07 18:00 | 0 | 0 | 0 | 0 | 0 | 169139.2563 | 489644.4743 | 468546 | 0 | 0 | 0 | 0 | 205359.0546 | 0 | 0 | 0 | 0 | 0 | 0 | 0 | 4074312.2128 | 0 | 0 | 0 | 0 | 0 | 0 | 0 | 0 | 0 | 0 | -88743.1518 | 0 | 0 | 0 | 0 | 0 | 0 | 0 | 0 | 0 | 278980.8824 | 0 | 0 | 0 | 0 | 0 | 0 | 0
2016-12-07 19:00 | 0 | 0 | 0 | 0 | 0 | 110910.2877 | 473561.3916 | 465826 | 0 | 0 | 0 | 0 | 116615.9029 | 0 | 0 | 0 | 0 | 0 | 0 | 0 | 4281701.0439 | 0 | 0 | 0 | 0 | 0 | 0 | 0 | 0 | 0 | 0 | -88743.1518 | 0 | 0 | 0 | 0 | 0 | 0 | 0 | 0 | 0 | 207388.8311 | 0 | 0 | 0 | 0 | 0 | 0 | 0
2016-12-07 20:00 | 0 | 0 | 0 | 0 | 0 | 355389.2726 | 477136.7617 | 464802 | 0 | 0 | 0 | 0 | 205359.0546 | 0 | 0 | 0 | 0 | 0 | 0 | 0 | 4560681.9264 | 0 | 0 | 0 | 0 | 0 | 0 | 0 | 0 | 0 | 0 | 88743.1518 | 0 | 0 | 0 | 0 | 0 | 0 | 0 | 0 | 0 | 278980.8824 | 0 | 0 | 0 | 0 | 0 | 0 | 0
2016-12-07 21:00 | 0 | 0 | 0 | 0 | 0 | 0 | 473561.3529 | 470564 | 0 | 0 | 0 | 0 | 116615.9029 | 0 | 0 | 0 | 0 | 0 | 0 | 0 | 4652422.431 | 0 | 0 | 0 | 0 | 0 | 0 | 0 | 0 | 0 | 0 | -88743.1518 | 0 | 0 | 0 | 0 | 0 | 0 | 0 | 0 | 0 | 91740.5047 | 0 | 0 | 0 | 0 | 0 | 0 | 0
2016-12-07 22:00 | 0 | 0 | 0 | 0 | 0 | 452372.2995 | 406145.7347 | 490794 | 0 | 0 | 0 | 0 | 205359.0546 | 0 | 0 | 0 | 0 | 0 | 0 | 0 | 4931403.3135 | 0 | 0 | 0 | 0 | 0 | 0 | 0 | 0 | 0 | 0 | 88743.1518 | 0 | 0 | 0 | 0 | 0 | 0 | 0 | 0 | 0 | 278980.8824 | 0 | 0 | 0 | 0 | 0 | 0 | 0
2016-12-07 23:00 | 0 | 0 | 0 | 0 | 0 | 620449.8239 | 138818.9856 | 508905 | 0 | 0 | 0 | 0 | 294102.2064 | 0 | 0 | 0 | 0 | 0 | 0 | 0 | 5093023.9712 | 0 | 0 | 0 | 0 | 0 | 0 | 0 | 0 | 0 | 0 | 88743.1518 | 0 | 0 | 0 | 0 | 0 | 0 | 0 | 0 | 0 | 161620.6578 | 0 | 0 | 0 | 0 | 0 | 0 | 0
2016-12-08 | 0 | 0 | 0 | 0 | 0 | 617695.2078 | 1729.4489 | 515767 | 0 | 0 | 0 | 0 | 205359.0546 | 0 | 0 | 0 | 0 | 0 | 0 | 0 | 5285424.7797 | 0 | 0 | 0 | 0 | 0 | 0 | 0 | 0 | 0 | 0 | -88743.1518 | 0 | 0 | 0 | 0 | 0 | 0 | 0 | 0 | 0 | 192400.8085 | 0 | 0 | 0 | 0 | 0 | 0 | 0
2016-12-08 01:00 | 0 | 0 | 0 | 0 | 0 | 613645.7573 | 0 | 515797 | 0 | 0 | 0 | 0 | 294102.2064 | 0 | 0 | 0 | 0 | 0 | 0 | 0 | 5294530.3852 | 0 | 0 | 0 | 0 | 0 | 0 | 0 | 0 | 0 | 0 | 88743.1518 | 0 | 0 | 0 | 0 | 0 | 0 | 0 | 0 | 0 | 9105.6055 | 0 | 0 | 0 | 0 | 0 | 0 | 0
2016-12-08 02:00 | 0 | 0 | 0 | 0 | 0 | 603197.258 | 0 | 504234 | 0 | 0 | 0 | 0 | 382845.3582 | 0 | 0 | 0 | 0 | 0 | 0 | 0 | 5304750.4914 | 0 | 0 | 0 | 0 | 0 | 0 | 0 | 0 | 0 | 0 | 88743.1518 | 0 | 0 | 0 | 0 | 0 | 0 | 0 | 0 | 0 | 10220.1062 | 0 | 0 | 0 | 0 | 0 | 0 | 0
2016-12-08 03:00 | 0 | 0 | 0 | 0 | 0 | 587233.6197 | 0 | 483118 | 0 | 0 | 0 | 0 | 294102.2064 | 0 | 0 | 0 | 0 | 0 | 0 | 0 | 5497609.2628 | 0 | 0 | 0 | 0 | 0 | 0 | 0 | 0 | 0 | 0 | -88743.1518 | 0 | 0 | 0 | 0 | 0 | 0 | 0 | 0 | 0 | 192858.7715 | 0 | 0 | 0 | 0 | 0 | 0 | 0
2016-12-08 04:00 | 0 | 0 | 0 | 0 | 0 | 570421.5852 | 0 | 458668 | 0 | 0 | 0 | 0 | 205359.0546 | 0 | 0 | 0 | 0 | 0 | 0 | 0 | 5698105.9999 | 0 | 0 | 0 | 0 | 0 | 0 | 0 | 0 | 0 | 0 | -88743.1518 | 0 | 0 | 0 | 0 | 0 | 0 | 0 | 0 | 0 | 200496.737 | 0 | 0 | 0 | 0 | 0 | 0 | 0
2016-12-08 05:00 | 0 | 0 | 0 | 0 | 0 | 246135.2694 | 0 | 436373 | 0 | 0 | 0 | 0 | 294102.2064 | 0 | 0 | 0 | 0 | 0 | 0 | 0 | 5419125.1174 | 0 | 0 | 0 | 0 | 0 | 0 | 0 | 0 | 0 | 0 | 88743.1518 | 0 | 0 | 0 | 0 | 0 | 0 | 0 | 0 | 0 | -278980.8824 | 0 | 0 | 0 | 0 | 0 | 0 | 0
2016-12-08 06:00 | 0 | 0 | 0 | 0 | 0 | 52918.9658 | 0 | 420643 | 0 | 0 | 0 | 0 | 205359.0546 | 0 | 0 | 0 | 0 | 0 | 0 | 0 | 5140144.235 | 0 | 0 | 0 | 0 | 0 | 0 | 0 | 0 | 0 | 0 | -88743.1518 | 0 | 0 | 0 | 0 | 0 | 0 | 0 | 0 | 0 | -278980.8824 | 0 | 0 | 0 | 0 | 0 | 0 | 0
2016-12-08 07:00 | 0 | 0 | 0 | 0 | 0 | 552075.6429 | 0 | 410867 | 0 | 0 | 0 | 0 | 294102.2064 | 0 | 0 | 0 | 0 | 0 | 0 | 0 | 5192609.7261 | 0 | 0 | 0 | 0 | 0 | 0 | 0 | 0 | 0 | 0 | 88743.1518 | 0 | 0 | 0 | 0 | 0 | 0 | 0 | 0 | 0 | 52465.4911 | 0 | 0 | 0 | 0 | 0 | 0 | 0
2016-12-08 08:00 | 0 | 0 | 0 | 0 | 0 | 543283.9054 | 0 | 406984 | 0 | 0 | 0 | 0 | 382845.3582 | 0 | 0 | 0 | 0 | 0 | 0 | 0 | 5240166.4796 | 0 | 0 | 0 | 0 | 0 | 0 | 0 | 0 | 0 | 0 | 88743.1518 | 0 | 0 | 0 | 0 | 0 | 0 | 0 | 0 | 0 | 47556.7536 | 0 | 0 | 0 | 0 | 0 | 0 | 0
2016-12-08 09:00 | 0 | 0 | 0 | 0 | 0 | 531469.8532 | 0 | 410688 | 0 | 0 | 0 | 0 | 294102.2064 | 0 | 0 | 0 | 0 | 0 | 0 | 0 | 5449691.4847 | 0 | 0 | 0 | 0 | 0 | 0 | 0 | 0 | 0 | 0 | -88743.1518 | 0 | 0 | 0 | 0 | 0 | 0 | 0 | 0 | 0 | 209525.005 | 0 | 0 | 0 | 0 | 0 | 0 | 0
2016-12-08 10:00 | 0 | 0 | 0 | 0 | 0 | 518124.3825 | 0 | 425576 | 0 | 0 | 0 | 0 | 205359.0546 | 0 | 0 | 0 | 0 | 0 | 0 | 0 | 5630983.019 | 0 | 0 | 0 | 0 | 0 | 0 | 0 | 0 | 0 | 0 | -88743.1518 | 0 | 0 | 0 | 0 | 0 | 0 | 0 | 0 | 0 | 181291.5343 | 0 | 0 | 0 | 0 | 0 | 0 | 0
2016-12-08 11:00 | 0 | 0 | 0 | 0 | 0 | 502753.6863 | 0 | 455738 | 0 | 0 | 0 | 0 | 116615.9029 | 0 | 0 | 0 | 0 | 0 | 0 | 0 | 5766741.8571 | 0 | 0 | 0 | 0 | 0 | 0 | 0 | 0 | 0 | 0 | -88743.1518 | 0 | 0 | 0 | 0 | 0 | 0 | 0 | 0 | 0 | 135758.8381 | 0 | 0 | 0 | 0 | 0 | 0 | 0
2016-12-08 12:00 | 0 | 0 | 0 | 0 | 0 | 296363.2694 | 0 | 486601 | 0 | 0 | 0 | 0 | 205359.0546 | 0 | 0 | 0 | 0 | 0 | 0 | 0 | 5487760.9747 | 0 | 0 | 0 | 0 | 0 | 0 | 0 | 0 | 0 | 0 | 88743.1518 | 0 | 0 | 0 | 0 | 0 | 0 | 0 | 0 | 0 | -278980.8824 | 0 | 0 | 0 | 0 | 0 | 0 | 0
2016-12-08 13:00 | 0 | 0 | 0 | 0 | 0 | 458977.3223 | 0 | 499919 | 0 | 0 | 0 | 0 | 294102.2064 | 0 | 0 | 0 | 0 | 0 | 0 | 0 | 5358076.1452 | 0 | 0 | 0 | 0 | 0 | 0 | 0 | 0 | 0 | 0 | 88743.1518 | 0 | 0 | 0 | 0 | 0 | 0 | 0 | 0 | 0 | -129684.8295 | 0 | 0 | 0 | 0 | 0 | 0 | 0
2016-12-08 14:00 | 0 | 0 | 0 | 0 | 0 | 447242.4641 | 37811.6817 | 505890 | 0 | 0 | 0 | 0 | 205359.0546 | 0 | 0 | 0 | 0 | 0 | 0 | 0 | 5425983.4428 | 0 | 0 | 0 | 0 | 0 | 0 | 0 | 0 | 0 | 0 | -88743.1518 | 0 | 0 | 0 | 0 | 0 | 0 | 0 | 0 | 0 | 67907.2976 | 0 | 0 | 0 | 0 | 0 | 0 | 0
2016-12-08 15:00 | 0 | 0 | 0 | 0 | 0 | 452061.1236 | 320818.8218 | 507576 | 0 | 0 | 0 | 0 | 294102.2064 | 0 | 0 | 0 | 0 | 0 | 0 | 0 | 5602544.2363 | 0 | 0 | 0 | 0 | 0 | 0 | 0 | 0 | 0 | 0 | 88743.1518 | 0 | 0 | 0 | 0 | 0 | 0 | 0 | 0 | 0 | 176560.7935 | 0 | 0 | 0 | 0 | 0 | 0 | 0
2016-12-08 16:00 | 0 | 0 | 0 | 0 | 0 | 404084.2522 | 467829.7821 | 504190 | 0 | 0 | 0 | 0 | 382845.3582 | 0 | 0 | 0 | 0 | 0 | 0 | 0 | 5881525.1188 | 0 | 0 | 0 | 0 | 0 | 0 | 0 | 0 | 0 | 0 | 88743.1518 | 0 | 0 | 0 | 0 | 0 | 0 | 0 | 0 | 0 | 278980.8824 | 0 | 0 | 0 | 0 | 0 | 0 | 0
2016-12-08 17:00 | 0 | 0 | 0 | 0 | 0 | 0 | 499475.9631 | 499818 | 0 | 0 | 0 | 0 | 294102.2064 | 0 | 0 | 0 | 0 | 0 | 0 | 0 | 5969926.2336 | 0 | 0 | 0 | 0 | 0 | 0 | 0 | 0 | 0 | 0 | -88743.1518 | 0 | 0 | 0 | 0 | 0 | 0 | 0 | 0 | 0 | 88401.1149 | 0 | 0 | 0 | 0 | 0 | 0 | 0
2016-12-08 18:00 | 0 | 0 | 0 | 0 | 0 | 289609.1905 | 485559.6919 | 496188 | 0 | 0 | 0 | 0 | 294102.2064 | 0 | 0 | 0 | 0 | 0 | 0 | 0 | 6248907.1161 | 0 | 0 | 0 | 0 | 0 | 0 | 0 | 0 | 0 | 0 | 0 | 0 | 0 | 0 | 0 | 0 | 0 | 0 | 0 | 0 | 278980.8824 | 0 | 0 | 0 | 0 | 0 | 0 | 0
2016-12-08 19:00 | 0 | 0 | 0 | 0 | 0 | 301887.6803 | 474366.4921 | 493982 | 0 | 0 | 0 | 0 | 382845.3582 | 0 | 0 | 0 | 0 | 0 | 0 | 0 | 6442436.1367 | 0 | 0 | 0 | 0 | 0 | 0 | 0 | 0 | 0 | 0 | 88743.1518 | 0 | 0 | 0 | 0 | 0 | 0 | 0 | 0 | 0 | 193529.0206 | 0 | 0 | 0 | 0 | 0 | 0 | 0
2016-12-08 20:00 | 0 | 0 | 0 | 0 | 0 | 281240.539 | 482400.9273 | 492492 | 0 | 0 | 0 | 0 | 382845.3582 | 0 | 0 | 0 | 0 | 0 | 0 | 0 | 6713585.603 | 0 | 0 | 0 | 0 | 0 | 0 | 0 | 0 | 0 | 0 | 0 | 0 | 0 | 0 | 0 | 0 | 0 | 0 | 0 | 0 | 271149.4663 | 0 | 0 | 0 | 0 | 0 | 0 | 0
2016-12-08 21:00 | 0 | 0 | 0 | 0 | 0 | 256276.3321 | 488345.9783 | 500117 | 0 | 0 | 0 | 0 | 382845.3582 | 0 | 0 | 0 | 0 | 0 | 0 | 0 | 6958090.9133 | 0 | 0 | 0 | 0 | 0 | 0 | 0 | 0 | 0 | 0 | 0 | 0 | 0 | 0 | 0 | 0 | 0 | 0 | 0 | 0 | 244505.3103 | 0 | 0 | 0 | 0 | 0 | 0 | 0
2016-12-08 22:00 | 0 | 0 | 0 | 0 | 0 | 223668.3606 | 414772.2648 | 522102 | 0 | 0 | 0 | 0 | 382845.3582 | 0 | 0 | 0 | 0 | 0 | 0 | 0 | 7074429.5387 | 0 | 0 | 0 | 0 | 0 | 0 | 0 | 0 | 0 | 0 | 0 | 0 | 0 | 0 | 0 | 0 | 0 | 0 | 0 | 0 | 116338.6254 | 0 | 0 | 0 | 0 | 0 | 0 | 0
2016-12-08 23:00 | 0 | 0 | 0 | 0 | 0 | 219092.7336 | 154671.7477 | 540306 | 0 | 0 | 0 | 0 | 382845.3582 | 0 | 0 | 0 | 0 | 0 | 0 | 0 | 6907888.02 | 0 | 0 | 0 | 0 | 0 | 0 | 0 | 0 | 0 | 0 | 0 | 0 | 0 | 0 | 0 | 0 | 0 | 0 | 0 | 0 | -166541.5187 | 0 | 0 | 0 | 0 | 0 | 0 | 0
2016-12-09 | 0 | 0 | 0 | 0 | 0 | 220467.2016 | 953.2006 | 548078 | 0 | 0 | 0 | 0 | 335168.643 | 0 | 0 | 0 | 0 | 0 | 0 | 0 | 6628907.1376 | 0 | 0 | 0 | 0 | 0 | 0 | 0 | 0 | 0 | 0 | -47676.7153 | 0 | 0 | 0 | 0 | 0 | 0 | 0 | 0 | 0 | -278980.8824 | 0 | 0 | 0 | 0 | 0 | 0 | 0
2016-12-09 01:00 | 0 | 0 | 0 | 0 | 0 | 212608.7458 | 0 | 548669 | 0 | 0 | 0 | 0 | 278089.2713 | 0 | 0 | 0 | 0 | 0 | 0 | 0 | 6349926.2551 | 0 | 0 | 0 | 0 | 0 | 0 | 0 | 0 | 0 | 0 | -57079.3717 | 0 | 0 | 0 | 0 | 0 | 0 | 0 | 0 | 0 | -278980.8824 | 0 | 0 | 0 | 0 | 0 | 0 | 0
2016-12-09 02:00 | 0 | 0 | 0 | 0 | 0 | 197535.2912 | 0 | 537696 | 0 | 0 | 0 | 0 | 216909.4449 | 0 | 0 | 0 | 0 | 0 | 0 | 0 | 6070945.3727 | 0 | 0 | 0 | 0 | 0 | 0 | 0 | 0 | 0 | 0 | -61179.8264 | 0 | 0 | 0 | 0 | 0 | 0 | 0 | 0 | 0 | -278980.8824 | 0 | 0 | 0 | 0 | 0 | 0 | 0
2016-12-09 03:00 | 0 | 0 | 0 | 0 | 0 | 184067.4471 | 0 | 516390 | 0 | 0 | 0 | 0 | 163567.7744 | 0 | 0 | 0 | 0 | 0 | 0 | 0 | 5791964.4902 | 0 | 0 | 0 | 0 | 0 | 0 | 0 | 0 | 0 | 0 | -53341.6705 | 0 | 0 | 0 | 0 | 0 | 0 | 0 | 0 | 0 | -278980.8824 | 0 | 0 | 0 | 0 | 0 | 0 | 0
2016-12-09 04:00 | 0 | 0 | 0 | 0 | 0 | 179913.8169 | 0 | 492244 | 0 | 0 | 0 | 0 | 130218.4738 | 0 | 0 | 0 | 0 | 0 | 0 | 0 | 5512983.6078 | 0 | 0 | 0 | 0 | 0 | 0 | 0 | 0 | 0 | 0 | -33349.3007 | 0 | 0 | 0 | 0 | 0 | 0 | 0 | 0 | 0 | -278980.8824 | 0 | 0 | 0 | 0 | 0 | 0 | 0
2016-12-09 05:00 | 0 | 0 | 0 | 0 | 0 | 182489.0753 | 0 | 472568 | 0 | 0 | 0 | 0 | 119120.4315 | 0 | 0 | 0 | 0 | 0 | 0 | 0 | 5234002.7254 | 0 | 0 | 0 | 0 | 0 | 0 | 0 | 0 | 0 | 0 | -11098.0423 | 0 | 0 | 0 | 0 | 0 | 0 | 0 | 0 | 0 | -278980.8824 | 0 | 0 | 0 | 0 | 0 | 0 | 0
2016-12-09 06:00 | 0 | 0 | 0 | 0 | 0 | 188887.819 | 0 | 457516 | 0 | 0 | 0 | 0 | 129473.133 | 0 | 0 | 0 | 0 | 0 | 0 | 0 | 4955021.8429 | 0 | 0 | 0 | 0 | 0 | 0 | 0 | 0 | 0 | 0 | 10352.7015 | 0 | 0 | 0 | 0 | 0 | 0 | 0 | 0 | 0 | -278980.8824 | 0 | 0 | 0 | 0 | 0 | 0 | 0
2016-12-09 07:00 | 0 | 0 | 0 | 0 | 0 | 191113.4457 | 0 | 449077 | 0 | 0 | 0 | 0 | 150490.4611 | 0 | 0 | 0 | 0 | 0 | 0 | 0 | 4676040.9605 | 0 | 0 | 0 | 0 | 0 | 0 | 0 | 0 | 0 | 0 | 21017.3282 | 0 | 0 | 0 | 0 | 0 | 0 | 0 | 0 | 0 | -278980.8824 | 0 | 0 | 0 | 0 | 0 | 0 | 0
2016-12-09 08:00 | 0 | 0 | 0 | 0 | 0 | 194882.9921 | 0 | 446304 | 0 | 0 | 0 | 0 | 178050.3357 | 0 | 0 | 0 | 0 | 0 | 0 | 0 | 4397060.078 | 0 | 0 | 0 | 0 | 0 | 0 | 0 | 0 | 0 | 0 | 27559.8745 | 0 | 0 | 0 | 0 | 0 | 0 | 0 | 0 | 0 | -278980.8824 | 0 | 0 | 0 | 0 | 0 | 0 | 0
2016-12-09 09:00 | 0 | 0 | 0 | 0 | 0 | 193479.8788 | 0 | 449959 | 0 | 0 | 0 | 0 | 200552.0969 | 0 | 0 | 0 | 0 | 0 | 0 | 0 | 4118079.1956 | 0 | 0 | 0 | 0 | 0 | 0 | 0 | 0 | 0 | 0 | 22501.7613 | 0 | 0 | 0 | 0 | 0 | 0 | 0 | 0 | 0 | -278980.8824 | 0 | 0 | 0 | 0 | 0 | 0 | 0
2016-12-09 10:00 | 0 | 0 | 0 | 0 | 0 | 186711.6582 | 0 | 463778 | 0 | 0 | 0 | 0 | 202466.6375 | 0 | 0 | 0 | 0 | 0 | 0 | 0 | 3839098.3131 | 0 | 0 | 0 | 0 | 0 | 0 | 0 | 0 | 0 | 0 | 1914.5406 | 0 | 0 | 0 | 0 | 0 | 0 | 0 | 0 | 0 | -278980.8824 | 0 | 0 | 0 | 0 | 0 | 0 | 0
2016-12-09 11:00 | 0 | 0 | 0 | 0 | 0 | 180815.8798 | 0 | 495626 | 0 | 0 | 0 | 0 | 166637.3997 | 0 | 0 | 0 | 0 | 0 | 0 | 0 | 3560117.4307 | 0 | 0 | 0 | 0 | 0 | 0 | 0 | 0 | 0 | 0 | -35829.2378 | 0 | 0 | 0 | 0 | 0 | 0 | 0 | 0 | 0 | -278980.8824 | 0 | 0 | 0 | 0 | 0 | 0 | 0
2016-12-09 12:00 | 0 | 0 | 0 | 0 | 0 | 174837.1569 | 0 | 525030 | 0 | 0 | 0 | 0 | 95425.4391 | 0 | 0 | 0 | 0 | 0 | 0 | 0 | 3281136.5482 | 0 | 0 | 0 | 0 | 0 | 0 | 0 | 0 | 0 | 0 | -71211.9606 | 0 | 0 | 0 | 0 | 0 | 0 | 0 | 0 | 0 | -278980.8824 | 0 | 0 | 0 | 0 | 0 | 0 | 0
2016-12-09 13:00 | 0 | 0 | 0 | 0 | 0 | 171597.9939 | 0 | 533803 | 0 | 0 | 0 | 0 | 12201.3154 | 0 | 0 | 0 | 0 | 0 | 0 | 0 | 3002155.6658 | 0 | 0 | 0 | 0 | 0 | 0 | 0 | 0 | 0 | 0 | -83224.1237 | 0 | 0 | 0 | 0 | 0 | 0 | 0 | 0 | 0 | -278980.8824 | 0 | 0 | 0 | 0 | 0 | 0 | 0
2016-12-09 14:00 | 0 | 0 | 0 | 0 | 0 | 165008.7115 | 77153.0906 | 533344 | 0 | 0 | 0 | 0 | 0 | 0 | 0 | 0 | 0 | 0 | 0 | 0 | 2723174.7834 | 0 | 0 | 0 | 0 | 0 | 0 | 0 | 0 | 0 | 0 | -12201.3154 | 0 | 0 | 0 | 0 | 0 | 0 | 0 | 0 | 0 | -278980.8824 | 0 | 0 | 0 | 0 | 0 | 0 | 0
2016-12-09 15:00 | 0 | 0 | 0 | 0 | 0 | 176404.2587 | 348144.7935 | 528271 | 0 | 0 | 0 | 0 | 0 | 0 | 0 | 0 | 0 | 0 | 0 | 0 | 2719452.8356 | 0 | 0 | 0 | 0 | 0 | 0 | 0 | 0 | 0 | 0 | 0 | 0 | 0 | 0 | 0 | 0 | 0 | 0 | 0 | 0 | -3721.9478 | 0 | 0 | 0 | 0 | 0 | 0 | 0
2016-12-09 16:00 | 0 | 0 | 0 | 0 | 0 | 175029.9147 | 466528.5343 | 518734 | 0 | 0 | 0 | 0 | 88743.1518 | 0 | 0 | 0 | 0 | 0 | 0 | 0 | 2753534.1327 | 0 | 0 | 0 | 0 | 0 | 0 | 0 | 0 | 0 | 0 | 88743.1518 | 0 | 0 | 0 | 0 | 0 | 0 | 0 | 0 | 0 | 34081.2971 | 0 | 0 | 0 | 0 | 0 | 0 | 0
2016-12-09 17:00 | 0 | 0 | 0 | 0 | 0 | 165896.8291 | 487385.9654 | 508481 | 0 | 0 | 0 | 0 | 0 | 0 | 0 | 0 | 0 | 0 | 0 | 0 | 2987079.079 | 0 | 0 | 0 | 0 | 0 | 0 | 0 | 0 | 0 | 0 | -88743.1518 | 0 | 0 | 0 | 0 | 0 | 0 | 0 | 0 | 0 | 233544.9463 | 0 | 0 | 0 | 0 | 0 | 0 | 0
2016-12-09 18:00 | 0 | 0 | 0 | 0 | 0 | 160047.0935 | 480263.3608 | 499720 | 0 | 0 | 0 | 0 | 0 | 0 | 0 | 0 | 0 | 0 | 0 | 0 | 3127669.5333 | 0 | 0 | 0 | 0 | 0 | 0 | 0 | 0 | 0 | 0 | 0 | 0 | 0 | 0 | 0 | 0 | 0 | 0 | 0 | 0 | 140590.4543 | 0 | 0 | 0 | 0 | 0 | 0 | 0
2016-12-09 19:00 | 0 | 0 | 0 | 0 | 0 | 153396.4312 | 485373.1106 | 493059 | 0 | 0 | 0 | 0 | 0 | 0 | 0 | 0 | 0 | 0 | 0 | 0 | 3273380.0751 | 0 | 0 | 0 | 0 | 0 | 0 | 0 | 0 | 0 | 0 | 0 | 0 | 0 | 0 | 0 | 0 | 0 | 0 | 0 | 0 | 145710.5418 | 0 | 0 | 0 | 0 | 0 | 0 | 0
2016-12-09 20:00 | 0 | 0 | 0 | 0 | 0 | 144467.1399 | 506134.9631 | 489983 | 0 | 0 | 0 | 0 | 88743.1518 | 0 | 0 | 0 | 0 | 0 | 0 | 0 | 3345256.0263 | 0 | 0 | 0 | 0 | 0 | 0 | 0 | 0 | 0 | 0 | 88743.1518 | 0 | 0 | 0 | 0 | 0 | 0 | 0 | 0 | 0 | 71875.9512 | 0 | 0 | 0 | 0 | 0 | 0 | 0
2016-12-09 21:00 | 0 | 0 | 0 | 0 | 0 | 129387.7253 | 512143.8391 | 497648 | 0 | 0 | 0 | 0 | 0 | 0 | 0 | 0 | 0 | 0 | 0 | 0 | 3577882.7425 | 0 | 0 | 0 | 0 | 0 | 0 | 0 | 0 | 0 | 0 | -88743.1518 | 0 | 0 | 0 | 0 | 0 | 0 | 0 | 0 | 0 | 232626.7162 | 0 | 0 | 0 | 0 | 0 | 0 | 0
2016-12-09 22:00 | 0 | 0 | 0 | 0 | 0 | 132363.6214 | 437953.6257 | 518119 | 0 | 0 | 0 | 0 | 88743.1518 | 0 | 0 | 0 | 0 | 0 | 0 | 0 | 3541337.8378 | 0 | 0 | 0 | 0 | 0 | 0 | 0 | 0 | 0 | 0 | 88743.1518 | 0 | 0 | 0 | 0 | 0 | 0 | 0 | 0 | 0 | -36544.9047 | 0 | 0 | 0 | 0 | 0 | 0 | 0
2016-12-09 23:00 | 0 | 0 | 0 | 0 | 0 | 206611.1687 | 145067.8153 | 534333 | 0 | 0 | 0 | 0 | 128419.0916 | 0 | 0 | 0 | 0 | 0 | 0 | 0 | 3319007.8819 | 0 | 0 | 0 | 0 | 0 | 0 | 0 | 0 | 0 | 0 | 39675.9398 | 0 | 0 | 0 | 0 | 0 | 0 | 0 | 0 | 0 | -222329.9559 | 0 | 0 | 0 | 0 | 0 | 0 | 0
2016-12-10 | 0 | 0 | 0 | 0 | 0 | 269537.8935 | 1736.5399 | 539440 | 0 | 0 | 0 | 0 | 139234.4074 | 0 | 0 | 0 | 0 | 0 | 0 | 0 | 3040026.9995 | 0 | 0 | 0 | 0 | 0 | 0 | 0 | 0 | 0 | 0 | 10815.3158 | 0 | 0 | 0 | 0 | 0 | 0 | 0 | 0 | 0 | -278980.8824 | 0 | 0 | 0 | 0 | 0 | 0 | 0
2016-12-10 01:00 | 0 | 0 | 0 | 0 | 0 | 290917.742 | 0 | 539358 | 0 | 0 | 0 | 0 | 169775.0319 | 0 | 0 | 0 | 0 | 0 | 0 | 0 | 2761046.117 | 0 | 0 | 0 | 0 | 0 | 0 | 0 | 0 | 0 | 0 | 30540.6245 | 0 | 0 | 0 | 0 | 0 | 0 | 0 | 0 | 0 | -278980.8824 | 0 | 0 | 0 | 0 | 0 | 0 | 0
2016-12-10 02:00 | 0 | 0 | 0 | 0 | 0 | 289340.7331 | 0 | 531113 | 0 | 0 | 0 | 0 | 81031.8801 | 0 | 0 | 0 | 0 | 0 | 0 | 0 | 2608017.0019 | 0 | 0 | 0 | 0 | 0 | 0 | 0 | 0 | 0 | 0 | -88743.1518 | 0 | 0 | 0 | 0 | 0 | 0 | 0 | 0 | 0 | -153029.1151 | 0 | 0 | 0 | 0 | 0 | 0 | 0
2016-12-10 03:00 | 0 | 0 | 0 | 0 | 0 | 280703.2213 | 0 | 515810 | 0 | 0 | 0 | 0 | 124905.9839 | 0 | 0 | 0 | 0 | 0 | 0 | 0 | 2329036.1195 | 0 | 0 | 0 | 0 | 0 | 0 | 0 | 0 | 0 | 0 | 43874.1038 | 0 | 0 | 0 | 0 | 0 | 0 | 0 | 0 | 0 | -278980.8824 | 0 | 0 | 0 | 0 | 0 | 0 | 0
2016-12-10 04:00 | 0 | 0 | 0 | 0 | 0 | 269483.4373 | 0 | 495884 | 0 | 0 | 0 | 0 | 177486.3036 | 0 | 0 | 0 | 0 | 0 | 0 | 0 | 2050055.237 | 0 | 0 | 0 | 0 | 0 | 0 | 0 | 0 | 0 | 0 | 52580.3197 | 0 | 0 | 0 | 0 | 0 | 0 | 0 | 0 | 0 | -278980.8824 | 0 | 0 | 0 | 0 | 0 | 0 | 0
2016-12-10 05:00 | 0 | 0 | 0 | 0 | 0 | 254739.5706 | 0 | 477552 | 0 | 0 | 0 | 0 | 88743.1518 | 0 | 0 | 0 | 0 | 0 | 0 | 0 | 1915985.9594 | 0 | 0 | 0 | 0 | 0 | 0 | 0 | 0 | 0 | 0 | -88743.1518 | 0 | 0 | 0 | 0 | 0 | 0 | 0 | 0 | 0 | -134069.2777 | 0 | 0 | 0 | 0 | 0 | 0 | 0
2016-12-10 06:00 | 0 | 0 | 0 | 0 | 0 | 240261.4786 | 0 | 463945 | 0 | 0 | 0 | 0 | 0 | 0 | 0 | 0 | 0 | 0 | 0 | 0 | 1781045.5898 | 0 | 0 | 0 | 0 | 0 | 0 | 0 | 0 | 0 | 0 | -88743.1518 | 0 | 0 | 0 | 0 | 0 | 0 | 0 | 0 | 0 | -134940.3696 | 0 | 0 | 0 | 0 | 0 | 0 | 0
2016-12-10 07:00 | 0 | 0 | 0 | 0 | 0 | 228301.2538 | 0 | 454895 | 0 | 0 | 0 | 0 | 52387.1363 | 0 | 0 | 0 | 0 | 0 | 0 | 0 | 1502064.7073 | 0 | 0 | 0 | 0 | 0 | 0 | 0 | 0 | 0 | 0 | 52387.1363 | 0 | 0 | 0 | 0 | 0 | 0 | 0 | 0 | 0 | -278980.8824 | 0 | 0 | 0 | 0 | 0 | 0 | 0
2016-12-10 08:00 | 0 | 0 | 0 | 0 | 0 | 221027.7257 | 0 | 449580 | 0 | 0 | 0 | 0 | 39107.2617 | 0 | 0 | 0 | 0 | 0 | 0 | 0 | 1286792.3076 | 0 | 0 | 0 | 0 | 0 | 0 | 0 | 0 | 0 | 0 | -13279.8746 | 0 | 0 | 0 | 0 | 0 | 0 | 0 | 0 | 0 | -215272.3997 | 0 | 0 | 0 | 0 | 0 | 0 | 0
2016-12-10 09:00 | 0 | 0 | 0 | 0 | 0 | 220925.0077 | 0 | 450270 | 0 | 0 | 0 | 0 | 88743.1518 | 0 | 0 | 0 | 0 | 0 | 0 | 0 | 1007811.4252 | 0 | 0 | 0 | 0 | 0 | 0 | 0 | 0 | 0 | 0 | 49635.8901 | 0 | 0 | 0 | 0 | 0 | 0 | 0 | 0 | 0 | -278980.8824 | 0 | 0 | 0 | 0 | 0 | 0 | 0
2016-12-10 10:00 | 0 | 0 | 0 | 0 | 0 | 226392.8069 | 0 | 455532 | 0 | 0 | 0 | 0 | 0 | 0 | 0 | 0 | 0 | 0 | 0 | 0 | 867415.3839 | 0 | 0 | 0 | 0 | 0 | 0 | 0 | 0 | 0 | 0 | -88743.1518 | 0 | 0 | 0 | 0 | 0 | 0 | 0 | 0 | 0 | -140396.0413 | 0 | 0 | 0 | 0 | 0 | 0 | 0
2016-12-10 11:00 | 0 | 0 | 0 | 0 | 0 | 237102.1895 | 0 | 468218 | 0 | 0 | 0 | 0 | 47865.0719 | 0 | 0 | 0 | 0 | 0 | 0 | 0 | 588434.5015 | 0 | 0 | 0 | 0 | 0 | 0 | 0 | 0 | 0 | 0 | 47865.0719 | 0 | 0 | 0 | 0 | 0 | 0 | 0 | 0 | 0 | -278980.8824 | 0 | 0 | 0 | 0 | 0 | 0 | 0
2016-12-10 12:00 | 0 | 0 | 0 | 0 | 0 | 251555.9989 | 0 | 483684 | 0 | 0 | 0 | 0 | 94717.9533 | 0 | 0 | 0 | 0 | 0 | 0 | 0 | 309453.619 | 0 | 0 | 0 | 0 | 0 | 0 | 0 | 0 | 0 | 0 | 46852.8814 | 0 | 0 | 0 | 0 | 0 | 0 | 0 | 0 | 0 | -278980.8824 | 0 | 0 | 0 | 0 | 0 | 0 | 0
2016-12-10 13:00 | 0 | 0 | 0 | 0 | 0 | 268445.0034 | 0 | 496268 | 0 | 0 | 0 | 0 | 5974.8015 | 0 | 0 | 0 | 0 | 0 | 0 | 0 | 170373.7742 | 0 | 0 | 0 | 0 | 0 | 0 | 0 | 0 | 0 | 0 | -88743.1518 | 0 | 0 | 0 | 0 | 0 | 0 | 0 | 0 | 0 | -139079.8448 | 0 | 0 | 0 | 0 | 0 | 0 | 0
2016-12-10 14:00 | 0 | 0 | 0 | 0 | 0 | 251584.0203 | 71512.404 | 499445 | 0 | 0 | 0 | 0 | 0 | 0 | 0 | 0 | 0 | 0 | 0 | 0 | 0 | 0 | 0 | 0 | 0 | 0 | 0 | 0 | 0 | 0 | 0 | -5974.8015 | 0 | 0 | 0 | 0 | 0 | 0 | 0 | 0 | 0 | -170373.7742 | 0 | 0 | 0 | 0 | 0 | 0 | 0
2016-12-10 15:00 | 0 | 0 | 0 | 0 | 0 | 156265.3994 | 337517.6006 | 493783 | 0 | 0 | 0 | 0 | 0 | 0 | 0 | 0 | 0 | 0 | 0 | 0 | 0 | 0 | 0 | 0 | 0 | 0 | 0 | 0 | 0 | 0 | 0 | 0 | 0 | 0 | 0 | 0 | 0 | 0 | 0 | 0 | 0 | 0 | 0 | 0 | 0 | 0 | 0 | 0 | 0
2016-12-10 16:00 | 0 | 0 | 0 | 0 | 0 | 309316.8176 | 454873.0648 | 485209 | 0 | 0 | 0 | 0 | 0 | 0 | 0 | 0 | 0 | 0 | 0 | 0 | 278980.8824 | 0 | 0 | 0 | 0 | 0 | 0 | 0 | 0 | 0 | 0 | 0 | 0 | 0 | 0 | 0 | 0 | 0 | 0 | 0 | 0 | 278980.8824 | 0 | 0 | 0 | 0 | 0 | 0 | 0
2016-12-10 17:00 | 0 | 0 | 0 | 0 | 0 | 303774.3274 | 478990.3061 | 475911 | 0 | 0 | 0 | 0 | 27872.7511 | 0 | 0 | 0 | 0 | 0 | 0 | 0 | 557961.7649 | 0 | 0 | 0 | 0 | 0 | 0 | 0 | 0 | 0 | 0 | 27872.7511 | 0 | 0 | 0 | 0 | 0 | 0 | 0 | 0 | 0 | 278980.8824 | 0 | 0 | 0 | 0 | 0 | 0 | 0
2016-12-10 18:00 | 0 | 0 | 0 | 0 | 0 | 363941.3005 | 469333.7337 | 465551 | 0 | 0 | 0 | 0 | 116615.9029 | 0 | 0 | 0 | 0 | 0 | 0 | 0 | 836942.6473 | 0 | 0 | 0 | 0 | 0 | 0 | 0 | 0 | 0 | 0 | 88743.1518 | 0 | 0 | 0 | 0 | 0 | 0 | 0 | 0 | 0 | 278980.8824 | 0 | 0 | 0 | 0 | 0 | 0 | 0
2016-12-10 19:00 | 0 | 0 | 0 | 0 | 0 | 360786.8525 | 464563.1817 | 457626 | 0 | 0 | 0 | 0 | 205359.0546 | 0 | 0 | 0 | 0 | 0 | 0 | 0 | 1115923.5298 | 0 | 0 | 0 | 0 | 0 | 0 | 0 | 0 | 0 | 0 | 88743.1518 | 0 | 0 | 0 | 0 | 0 | 0 | 0 | 0 | 0 | 278980.8824 | 0 | 0 | 0 | 0 | 0 | 0 | 0
2016-12-10 20:00 | 0 | 0 | 0 | 0 | 0 | 352521.2655 | 469954.7688 | 454752 | 0 | 0 | 0 | 0 | 294102.2064 | 0 | 0 | 0 | 0 | 0 | 0 | 0 | 1394904.4122 | 0 | 0 | 0 | 0 | 0 | 0 | 0 | 0 | 0 | 0 | 88743.1518 | 0 | 0 | 0 | 0 | 0 | 0 | 0 | 0 | 0 | 278980.8824 | 0 | 0 | 0 | 0 | 0 | 0 | 0
2016-12-10 21:00 | 0 | 0 | 0 | 0 | 0 | 355455.6687 | 474793.3655 | 462525 | 0 | 0 | 0 | 0 | 382845.3582 | 0 | 0 | 0 | 0 | 0 | 0 | 0 | 1673885.2947 | 0 | 0 | 0 | 0 | 0 | 0 | 0 | 0 | 0 | 0 | 88743.1518 | 0 | 0 | 0 | 0 | 0 | 0 | 0 | 0 | 0 | 278980.8824 | 0 | 0 | 0 | 0 | 0 | 0 | 0
2016-12-10 22:00 | 0 | 0 | 0 | 0 | 0 | 0 | 401561.6697 | 482787 | 0 | 0 | 0 | 0 | 294102.2064 | 0 | 0 | 0 | 0 | 0 | 0 | 0 | 1681403.1162 | 0 | 0 | 0 | 0 | 0 | 0 | 0 | 0 | 0 | 0 | -88743.1518 | 0 | 0 | 0 | 0 | 0 | 0 | 0 | 0 | 0 | 7517.8215 | 0 | 0 | 0 | 0 | 0 | 0 | 0
2016-12-10 23:00 | 0 | 0 | 0 | 0 | 0 | 584440.2739 | 134362.8545 | 498996 | 0 | 0 | 0 | 0 | 382845.3582 | 0 | 0 | 0 | 0 | 0 | 0 | 0 | 1812467.0928 | 0 | 0 | 0 | 0 | 0 | 0 | 0 | 0 | 0 | 0 | 88743.1518 | 0 | 0 | 0 | 0 | 0 | 0 | 0 | 0 | 0 | 131063.9766 | 0 | 0 | 0 | 0 | 0 | 0 | 0
2016-12-11 | 0 | 0 | 0 | 0 | 0 | 594996.2695 | 1651.3131 | 506135 | 0 | 0 | 0 | 0 | 294102.2064 | 0 | 0 | 0 | 0 | 0 | 0 | 0 | 1991722.8273 | 0 | 0 | 0 | 0 | 0 | 0 | 0 | 0 | 0 | 0 | -88743.1518 | 0 | 0 | 0 | 0 | 0 | 0 | 0 | 0 | 0 | 179255.7345 | 0 | 0 | 0 | 0 | 0 | 0 | 0
2016-12-11 01:00 | 0 | 0 | 0 | 0 | 0 | 586424.4752 | 0 | 506369 | 0 | 0 | 0 | 0 | 205359.0546 | 0 | 0 | 0 | 0 | 0 | 0 | 0 | 2160521.4543 | 0 | 0 | 0 | 0 | 0 | 0 | 0 | 0 | 0 | 0 | -88743.1518 | 0 | 0 | 0 | 0 | 0 | 0 | 0 | 0 | 0 | 168798.627 | 0 | 0 | 0 | 0 | 0 | 0 | 0
2016-12-11 02:00 | 0 | 0 | 0 | 0 | 0 | 571083.6602 | 0 | 498720 | 0 | 0 | 0 | 0 | 294102.2064 | 0 | 0 | 0 | 0 | 0 | 0 | 0 | 2144141.9626 | 0 | 0 | 0 | 0 | 0 | 0 | 0 | 0 | 0 | 0 | 88743.1518 | 0 | 0 | 0 | 0 | 0 | 0 | 0 | 0 | 0 | -16379.4916 | 0 | 0 | 0 | 0 | 0 | 0 | 0
2016-12-11 03:00 | 0 | 0 | 0 | 0 | 0 | 549715.6541 | 0 | 485255 | 0 | 0 | 0 | 0 | 382845.3582 | 0 | 0 | 0 | 0 | 0 | 0 | 0 | 2119859.4649 | 0 | 0 | 0 | 0 | 0 | 0 | 0 | 0 | 0 | 0 | 88743.1518 | 0 | 0 | 0 | 0 | 0 | 0 | 0 | 0 | 0 | -24282.4977 | 0 | 0 | 0 | 0 | 0 | 0 | 0
2016-12-11 04:00 | 0 | 0 | 0 | 0 | 0 | 100355.9658 | 0 | 468080 | 0 | 0 | 0 | 0 | 294102.2064 | 0 | 0 | 0 | 0 | 0 | 0 | 0 | 1840878.5825 | 0 | 0 | 0 | 0 | 0 | 0 | 0 | 0 | 0 | 0 | -88743.1518 | 0 | 0 | 0 | 0 | 0 | 0 | 0 | 0 | 0 | -278980.8824 | 0 | 0 | 0 | 0 | 0 | 0 | 0
2016-12-11 05:00 | 0 | 0 | 0 | 0 | 0 | 521332.2802 | 0 | 451964 | 0 | 0 | 0 | 0 | 294102.2064 | 0 | 0 | 0 | 0 | 0 | 0 | 0 | 1910246.8627 | 0 | 0 | 0 | 0 | 0 | 0 | 0 | 0 | 0 | 0 | 0 | 0 | 0 | 0 | 0 | 0 | 0 | 0 | 0 | 0 | 69368.2802 | 0 | 0 | 0 | 0 | 0 | 0 | 0
2016-12-11 06:00 | 0 | 0 | 0 | 0 | 0 | 515277.8592 | 0 | 438417 | 0 | 0 | 0 | 0 | 382845.3582 | 0 | 0 | 0 | 0 | 0 | 0 | 0 | 1898364.5701 | 0 | 0 | 0 | 0 | 0 | 0 | 0 | 0 | 0 | 0 | 88743.1518 | 0 | 0 | 0 | 0 | 0 | 0 | 0 | 0 | 0 | -11882.2926 | 0 | 0 | 0 | 0 | 0 | 0 | 0
2016-12-11 07:00 | 0 | 0 | 0 | 0 | 0 | 508163.3622 | 0 | 428411 | 0 | 0 | 0 | 0 | 294102.2064 | 0 | 0 | 0 | 0 | 0 | 0 | 0 | 2066860.0841 | 0 | 0 | 0 | 0 | 0 | 0 | 0 | 0 | 0 | 0 | -88743.1518 | 0 | 0 | 0 | 0 | 0 | 0 | 0 | 0 | 0 | 168495.5139 | 0 | 0 | 0 | 0 | 0 | 0 | 0
2016-12-11 08:00 | 0 | 0 | 0 | 0 | 0 | 232686.2694 | 0 | 422924 | 0 | 0 | 0 | 0 | 382845.3582 | 0 | 0 | 0 | 0 | 0 | 0 | 0 | 1787879.2016 | 0 | 0 | 0 | 0 | 0 | 0 | 0 | 0 | 0 | 0 | 88743.1518 | 0 | 0 | 0 | 0 | 0 | 0 | 0 | 0 | 0 | -278980.8824 | 0 | 0 | 0 | 0 | 0 | 0 | 0
2016-12-11 09:00 | 0 | 0 | 0 | 0 | 0 | 489947.118 | 0 | 420773 | 0 | 0 | 0 | 0 | 382845.3582 | 0 | 0 | 0 | 0 | 0 | 0 | 0 | 1857053.3196 | 0 | 0 | 0 | 0 | 0 | 0 | 0 | 0 | 0 | 0 | 0 | 0 | 0 | 0 | 0 | 0 | 0 | 0 | 0 | 0 | 69174.118 | 0 | 0 | 0 | 0 | 0 | 0 | 0
2016-12-11 10:00 | 0 | 0 | 0 | 0 | 0 | 116509.3665 | 0 | 423363 | 0 | 0 | 0 | 0 | 354972.6072 | 0 | 0 | 0 | 0 | 0 | 0 | 0 | 1578072.4371 | 0 | 0 | 0 | 0 | 0 | 0 | 0 | 0 | 0 | 0 | -27872.7511 | 0 | 0 | 0 | 0 | 0 | 0 | 0 | 0 | 0 | -278980.8824 | 0 | 0 | 0 | 0 | 0 | 0 | 0
2016-12-11 11:00 | 0 | 0 | 0 | 0 | 0 | 447064.3743 | 0 | 429902 | 0 | 0 | 0 | 0 | 266229.4554 | 0 | 0 | 0 | 0 | 0 | 0 | 0 | 1683977.9633 | 0 | 0 | 0 | 0 | 0 | 0 | 0 | 0 | 0 | 0 | -88743.1518 | 0 | 0 | 0 | 0 | 0 | 0 | 0 | 0 | 0 | 105905.5261 | 0 | 0 | 0 | 0 | 0 | 0 | 0
2016-12-11 12:00 | 0 | 0 | 0 | 0 | 0 | 433746.5763 | 0 | 438684 | 0 | 0 | 0 | 0 | 177486.3036 | 0 | 0 | 0 | 0 | 0 | 0 | 0 | 1767783.6914 | 0 | 0 | 0 | 0 | 0 | 0 | 0 | 0 | 0 | 0 | -88743.1518 | 0 | 0 | 0 | 0 | 0 | 0 | 0 | 0 | 0 | 83805.7281 | 0 | 0 | 0 | 0 | 0 | 0 | 0
2016-12-11 13:00 | 0 | 0 | 0 | 0 | 0 | 423872.776 | 0 | 449833 | 0 | 0 | 0 | 0 | 88743.1518 | 0 | 0 | 0 | 0 | 0 | 0 | 0 | 1830566.6192 | 0 | 0 | 0 | 0 | 0 | 0 | 0 | 0 | 0 | 0 | -88743.1518 | 0 | 0 | 0 | 0 | 0 | 0 | 0 | 0 | 0 | 62782.9278 | 0 | 0 | 0 | 0 | 0 | 0 | 0
2016-12-11 14:00 | 0 | 0 | 0 | 0 | 0 | 401786.2085 | 52001.91 | 455639 | 0 | 0 | 0 | 0 | 0 | 0 | 0 | 0 | 0 | 0 | 0 | 0 | 1917458.8895 | 0 | 0 | 0 | 0 | 0 | 0 | 0 | 0 | 0 | 0 | -88743.1518 | 0 | 0 | 0 | 0 | 0 | 0 | 0 | 0 | 0 | 86892.2703 | 0 | 0 | 0 | 0 | 0 | 0 | 0
2016-12-11 15:00 | 0 | 0 | 0 | 0 | 0 | 369985.0539 | 273980.4259 | 455897 | 0 | 0 | 0 | 0 | 0 | 0 | 0 | 0 | 0 | 0 | 0 | 0 | 2105527.3694 | 0 | 0 | 0 | 0 | 0 | 0 | 0 | 0 | 0 | 0 | 0 | 0 | 0 | 0 | 0 | 0 | 0 | 0 | 0 | 0 | 188068.4799 | 0 | 0 | 0 | 0 | 0 | 0 | 0
2016-12-11 16:00 | 0 | 0 | 0 | 0 | 0 | 382608.9663 | 437654.0679 | 452539 | 0 | 0 | 0 | 0 | 88743.1518 | 0 | 0 | 0 | 0 | 0 | 0 | 0 | 2384508.2518 | 0 | 0 | 0 | 0 | 0 | 0 | 0 | 0 | 0 | 0 | 88743.1518 | 0 | 0 | 0 | 0 | 0 | 0 | 0 | 0 | 0 | 278980.8824 | 0 | 0 | 0 | 0 | 0 | 0 | 0
2016-12-11 17:00 | 0 | 0 | 0 | 0 | 0 | 0 | 510929.2851 | 450280 | 0 | 0 | 0 | 0 | 177486.3036 | 0 | 0 | 0 | 0 | 0 | 0 | 0 | 2356414.3851 | 0 | 0 | 0 | 0 | 0 | 0 | 0 | 0 | 0 | 0 | 88743.1518 | 0 | 0 | 0 | 0 | 0 | 0 | 0 | 0 | 0 | -28093.8667 | 0 | 0 | 0 | 0 | 0 | 0 | 0
2016-12-11 18:00 | 0 | 0 | 0 | 0 | 0 | 0 | 506525.3286 | 447019 | 0 | 0 | 0 | 0 | 266229.4554 | 0 | 0 | 0 | 0 | 0 | 0 | 0 | 2327177.562 | 0 | 0 | 0 | 0 | 0 | 0 | 0 | 0 | 0 | 0 | 88743.1518 | 0 | 0 | 0 | 0 | 0 | 0 | 0 | 0 | 0 | -29236.8232 | 0 | 0 | 0 | 0 | 0 | 0 | 0
2016-12-11 19:00 | 0 | 0 | 0 | 0 | 0 | 0 | 495210.4999 | 444274 | 0 | 0 | 0 | 0 | 177486.3036 | 0 | 0 | 0 | 0 | 0 | 0 | 0 | 2466857.2137 | 0 | 0 | 0 | 0 | 0 | 0 | 0 | 0 | 0 | 0 | -88743.1518 | 0 | 0 | 0 | 0 | 0 | 0 | 0 | 0 | 0 | 139679.6517 | 0 | 0 | 0 | 0 | 0 | 0 | 0
2016-12-11 20:00 | 0 | 0 | 0 | 0 | 0 | 0 | 517117.1673 | 443363 | 0 | 0 | 0 | 0 | 266229.4554 | 0 | 0 | 0 | 0 | 0 | 0 | 0 | 2451868.2292 | 0 | 0 | 0 | 0 | 0 | 0 | 0 | 0 | 0 | 0 | 88743.1518 | 0 | 0 | 0 | 0 | 0 | 0 | 0 | 0 | 0 | -14988.9845 | 0 | 0 | 0 | 0 | 0 | 0 | 0
2016-12-11 21:00 | 0 | 0 | 0 | 0 | 0 | 0 | 552930.9295 | 449731 | 0 | 0 | 0 | 0 | 177486.3036 | 0 | 0 | 0 | 0 | 0 | 0 | 0 | 2643811.3105 | 0 | 0 | 0 | 0 | 0 | 0 | 0 | 0 | 0 | 0 | -88743.1518 | 0 | 0 | 0 | 0 | 0 | 0 | 0 | 0 | 0 | 191943.0813 | 0 | 0 | 0 | 0 | 0 | 0 | 0
2016-12-11 22:00 | 0 | 0 | 0 | 0 | 0 | 0 | 485742.3165 | 468778 | 0 | 0 | 0 | 0 | 88743.1518 | 0 | 0 | 0 | 0 | 0 | 0 | 0 | 2749518.7787 | 0 | 0 | 0 | 0 | 0 | 0 | 0 | 0 | 0 | 0 | -88743.1518 | 0 | 0 | 0 | 0 | 0 | 0 | 0 | 0 | 0 | 105707.4683 | 0 | 0 | 0 | 0 | 0 | 0 | 0
2016-12-11 23:00 | 0 | 0 | 0 | 0 | 0 | 450315.1357 | 179938.5591 | 483949 | 0 | 0 | 0 | 0 | 116615.9029 | 0 | 0 | 0 | 0 | 0 | 0 | 0 | 2867950.7225 | 0 | 0 | 0 | 0 | 0 | 0 | 0 | 0 | 0 | 0 | 27872.7511 | 0 | 0 | 0 | 0 | 0 | 0 | 0 | 0 | 0 | 118431.9438 | 0 | 0 | 0 | 0 | 0 | 0 | 0
2016-12-12 | 0 | 0 | 0 | 0 | 0 | 434205.8954 | 2027.6759 | 490456 | 0 | 0 | 0 | 0 | 205359.0546 | 0 | 0 | 0 | 0 | 0 | 0 | 0 | 2724985.142 | 0 | 0 | 0 | 0 | 0 | 0 | 0 | 0 | 0 | 0 | 88743.1518 | 0 | 0 | 0 | 0 | 0 | 0 | 0 | 0 | 0 | -142965.5805 | 0 | 0 | 0 | 0 | 0 | 0 | 0
2016-12-12 01:00 | 0 | 0 | 0 | 0 | 0 | 418753.4199 | 0 | 490156 | 0 | 0 | 0 | 0 | 294102.2064 | 0 | 0 | 0 | 0 | 0 | 0 | 0 | 2564839.4101 | 0 | 0 | 0 | 0 | 0 | 0 | 0 | 0 | 0 | 0 | 88743.1518 | 0 | 0 | 0 | 0 | 0 | 0 | 0 | 0 | 0 | -160145.7319 | 0 | 0 | 0 | 0 | 0 | 0 | 0
2016-12-12 02:00 | 0 | 0 | 0 | 0 | 0 | 408141.3573 | 0 | 477727 | 0 | 0 | 0 | 0 | 382845.3582 | 0 | 0 | 0 | 0 | 0 | 0 | 0 | 2406510.6156 | 0 | 0 | 0 | 0 | 0 | 0 | 0 | 0 | 0 | 0 | 88743.1518 | 0 | 0 | 0 | 0 | 0 | 0 | 0 | 0 | 0 | -158328.7945 | 0 | 0 | 0 | 0 | 0 | 0 | 0
2016-12-12 03:00 | 0 | 0 | 0 | 0 | 0 | 399901.8359 | 0 | 458047 | 0 | 0 | 0 | 0 | 294102.2064 | 0 | 0 | 0 | 0 | 0 | 0 | 0 | 2437108.6032 | 0 | 0 | 0 | 0 | 0 | 0 | 0 | 0 | 0 | 0 | -88743.1518 | 0 | 0 | 0 | 0 | 0 | 0 | 0 | 0 | 0 | 30597.9877 | 0 | 0 | 0 | 0 | 0 | 0 | 0
2016-12-12 04:00 | 0 | 0 | 0 | 0 | 0 | 385407.4903 | 0 | 435517 | 0 | 0 | 0 | 0 | 382845.3582 | 0 | 0 | 0 | 0 | 0 | 0 | 0 | 2298255.9418 | 0 | 0 | 0 | 0 | 0 | 0 | 0 | 0 | 0 | 0 | 88743.1518 | 0 | 0 | 0 | 0 | 0 | 0 | 0 | 0 | 0 | -138852.6615 | 0 | 0 | 0 | 0 | 0 | 0 | 0
2016-12-12 05:00 | 0 | 0 | 0 | 0 | 0 | 369839.232 | 0 | 413850 | 0 | 0 | 0 | 0 | 382845.3582 | 0 | 0 | 0 | 0 | 0 | 0 | 0 | 2254245.1738 | 0 | 0 | 0 | 0 | 0 | 0 | 0 | 0 | 0 | 0 | 0 | 0 | 0 | 0 | 0 | 0 | 0 | 0 | 0 | 0 | -44010.768 | 0 | 0 | 0 | 0 | 0 | 0 | 0
2016-12-12 06:00 | 0 | 0 | 0 | 0 | 0 | 30065.9658 | 0 | 397790 | 0 | 0 | 0 | 0 | 294102.2064 | 0 | 0 | 0 | 0 | 0 | 0 | 0 | 1975264.2913 | 0 | 0 | 0 | 0 | 0 | 0 | 0 | 0 | 0 | 0 | -88743.1518 | 0 | 0 | 0 | 0 | 0 | 0 | 0 | 0 | 0 | -278980.8824 | 0 | 0 | 0 | 0 | 0 | 0 | 0
2016-12-12 07:00 | 0 | 0 | 0 | 0 | 0 | 351501.6063 | 0 | 388280 | 0 | 0 | 0 | 0 | 382845.3582 | 0 | 0 | 0 | 0 | 0 | 0 | 0 | 1849742.7458 | 0 | 0 | 0 | 0 | 0 | 0 | 0 | 0 | 0 | 0 | 88743.1518 | 0 | 0 | 0 | 0 | 0 | 0 | 0 | 0 | 0 | -125521.5455 | 0 | 0 | 0 | 0 | 0 | 0 | 0
2016-12-12 08:00 | 0 | 0 | 0 | 0 | 0 | 349490.9072 | 0 | 383816 | 0 | 0 | 0 | 0 | 294102.2064 | 0 | 0 | 0 | 0 | 0 | 0 | 0 | 1904160.8049 | 0 | 0 | 0 | 0 | 0 | 0 | 0 | 0 | 0 | 0 | -88743.1518 | 0 | 0 | 0 | 0 | 0 | 0 | 0 | 0 | 0 | 54418.059 | 0 | 0 | 0 | 0 | 0 | 0 | 0
2016-12-12 09:00 | 0 | 0 | 0 | 0 | 0 | 18980.9658 | 0 | 386705 | 0 | 0 | 0 | 0 | 205359.0546 | 0 | 0 | 0 | 0 | 0 | 0 | 0 | 1625179.9224 | 0 | 0 | 0 | 0 | 0 | 0 | 0 | 0 | 0 | 0 | -88743.1518 | 0 | 0 | 0 | 0 | 0 | 0 | 0 | 0 | 0 | -278980.8824 | 0 | 0 | 0 | 0 | 0 | 0 | 0
2016-12-12 10:00 | 0 | 0 | 0 | 0 | 0 | 336227.1867 | 0 | 399214 | 0 | 0 | 0 | 0 | 116615.9029 | 0 | 0 | 0 | 0 | 0 | 0 | 0 | 1650936.2609 | 0 | 0 | 0 | 0 | 0 | 0 | 0 | 0 | 0 | 0 | -88743.1518 | 0 | 0 | 0 | 0 | 0 | 0 | 0 | 0 | 0 | 25756.3385 | 0 | 0 | 0 | 0 | 0 | 0 | 0
2016-12-12 11:00 | 0 | 0 | 0 | 0 | 0 | 332500.8634 | 0 | 428769 | 0 | 0 | 0 | 0 | 205359.0546 | 0 | 0 | 0 | 0 | 0 | 0 | 0 | 1465924.9725 | 0 | 0 | 0 | 0 | 0 | 0 | 0 | 0 | 0 | 0 | 88743.1518 | 0 | 0 | 0 | 0 | 0 | 0 | 0 | 0 | 0 | -185011.2884 | 0 | 0 | 0 | 0 | 0 | 0 | 0
2016-12-12 12:00 | 0 | 0 | 0 | 0 | 0 | 327568.2751 | 0 | 459733 | 0 | 0 | 0 | 0 | 294102.2064 | 0 | 0 | 0 | 0 | 0 | 0 | 0 | 1245017.0958 | 0 | 0 | 0 | 0 | 0 | 0 | 0 | 0 | 0 | 0 | 88743.1518 | 0 | 0 | 0 | 0 | 0 | 0 | 0 | 0 | 0 | -220907.8767 | 0 | 0 | 0 | 0 | 0 | 0 | 0
2016-12-12 13:00 | 0 | 0 | 0 | 0 | 0 | 324148.9145 | 0 | 474570 | 0 | 0 | 0 | 0 | 382845.3582 | 0 | 0 | 0 | 0 | 0 | 0 | 0 | 1005852.8585 | 0 | 0 | 0 | 0 | 0 | 0 | 0 | 0 | 0 | 0 | 88743.1518 | 0 | 0 | 0 | 0 | 0 | 0 | 0 | 0 | 0 | -239164.2373 | 0 | 0 | 0 | 0 | 0 | 0 | 0
2016-12-12 14:00 | 0 | 0 | 0 | 0 | 0 | 295560.7167 | 81347.9375 | 481857 | 0 | 0 | 0 | 0 | 382845.3582 | 0 | 0 | 0 | 0 | 0 | 0 | 0 | 900904.5127 | 0 | 0 | 0 | 0 | 0 | 0 | 0 | 0 | 0 | 0 | 0 | 0 | 0 | 0 | 0 | 0 | 0 | 0 | 0 | 0 | -104948.3458 | 0 | 0 | 0 | 0 | 0 | 0 | 0
2016-12-12 15:00 | 0 | 0 | 0 | 0 | 0 | 228844.7281 | 321539.7245 | 485452 | 0 | 0 | 0 | 0 | 294102.2064 | 0 | 0 | 0 | 0 | 0 | 0 | 0 | 1054580.1171 | 0 | 0 | 0 | 0 | 0 | 0 | 0 | 0 | 0 | 0 | -88743.1518 | 0 | 0 | 0 | 0 | 0 | 0 | 0 | 0 | 0 | 153675.6044 | 0 | 0 | 0 | 0 | 0 | 0 | 0
2016-12-12 16:00 | 0 | 0 | 0 | 0 | 0 | 214215.5371 | 487702.437 | 483680 | 0 | 0 | 0 | 0 | 382845.3582 | 0 | 0 | 0 | 0 | 0 | 0 | 0 | 1184074.9394 | 0 | 0 | 0 | 0 | 0 | 0 | 0 | 0 | 0 | 0 | 88743.1518 | 0 | 0 | 0 | 0 | 0 | 0 | 0 | 0 | 0 | 129494.8223 | 0 | 0 | 0 | 0 | 0 | 0 | 0
2016-12-12 17:00 | 0 | 0 | 0 | 0 | 0 | 222589.0634 | 535527.819 | 479136 | 0 | 0 | 0 | 0 | 382845.3582 | 0 | 0 | 0 | 0 | 0 | 0 | 0 | 1463055.8219 | 0 | 0 | 0 | 0 | 0 | 0 | 0 | 0 | 0 | 0 | 0 | 0 | 0 | 0 | 0 | 0 | 0 | 0 | 0 | 0 | 278980.8824 | 0 | 0 | 0 | 0 | 0 | 0 | 0
2016-12-12 18:00 | 0 | 0 | 0 | 0 | 0 | 0 | 514034.7612 | 474502 | 0 | 0 | 0 | 0 | 294102.2064 | 0 | 0 | 0 | 0 | 0 | 0 | 0 | 1591331.7348 | 0 | 0 | 0 | 0 | 0 | 0 | 0 | 0 | 0 | 0 | -88743.1518 | 0 | 0 | 0 | 0 | 0 | 0 | 0 | 0 | 0 | 128275.913 | 0 | 0 | 0 | 0 | 0 | 0 | 0
2016-12-12 19:00 | 0 | 0 | 0 | 0 | 0 | 339458.7891 | 497595.2452 | 469330 | 0 | 0 | 0 | 0 | 382845.3582 | 0 | 0 | 0 | 0 | 0 | 0 | 0 | 1870312.6173 | 0 | 0 | 0 | 0 | 0 | 0 | 0 | 0 | 0 | 0 | 88743.1518 | 0 | 0 | 0 | 0 | 0 | 0 | 0 | 0 | 0 | 278980.8824 | 0 | 0 | 0 | 0 | 0 | 0 | 0
2016-12-12 20:00 | 0 | 0 | 0 | 0 | 0 | 0 | 507927.9362 | 465665 | 0 | 0 | 0 | 0 | 294102.2064 | 0 | 0 | 0 | 0 | 0 | 0 | 0 | 2001318.7053 | 0 | 0 | 0 | 0 | 0 | 0 | 0 | 0 | 0 | 0 | -88743.1518 | 0 | 0 | 0 | 0 | 0 | 0 | 0 | 0 | 0 | 131006.088 | 0 | 0 | 0 | 0 | 0 | 0 | 0
2016-12-12 21:00 | 0 | 0 | 0 | 0 | 0 | 0 | 515132.8807 | 471122 | 0 | 0 | 0 | 0 | 294102.2064 | 0 | 0 | 0 | 0 | 0 | 0 | 0 | 2045329.586 | 0 | 0 | 0 | 0 | 0 | 0 | 0 | 0 | 0 | 0 | 0 | 0 | 0 | 0 | 0 | 0 | 0 | 0 | 0 | 0 | 44010.8807 | 0 | 0 | 0 | 0 | 0 | 0 | 0
2016-12-12 22:00 | 0 | 0 | 0 | 0 | 0 | 0 | 435082.0686 | 489289 | 0 | 0 | 0 | 0 | 205359.0546 | 0 | 0 | 0 | 0 | 0 | 0 | 0 | 2079865.8064 | 0 | 0 | 0 | 0 | 0 | 0 | 0 | 0 | 0 | 0 | -88743.1518 | 0 | 0 | 0 | 0 | 0 | 0 | 0 | 0 | 0 | 34536.2204 | 0 | 0 | 0 | 0 | 0 | 0 | 0
2016-12-12 23:00 | 0 | 0 | 0 | 0 | 0 | 432421.7465 | 135996.6818 | 506586 | 0 | 0 | 0 | 0 | 116615.9029 | 0 | 0 | 0 | 0 | 0 | 0 | 0 | 2230441.3865 | 0 | 0 | 0 | 0 | 0 | 0 | 0 | 0 | 0 | 0 | -88743.1518 | 0 | 0 | 0 | 0 | 0 | 0 | 0 | 0 | 0 | 150575.5801 | 0 | 0 | 0 | 0 | 0 | 0 | 0
2016-12-13 | 0 | 0 | 0 | 0 | 0 | 457681.3741 | 1046.5725 | 513426 | 0 | 0 | 0 | 0 | 205359.0546 | 0 | 0 | 0 | 0 | 0 | 0 | 0 | 2087000.1812 | 0 | 0 | 0 | 0 | 0 | 0 | 0 | 0 | 0 | 0 | 88743.1518 | 0 | 0 | 0 | 0 | 0 | 0 | 0 | 0 | 0 | -143441.2052 | 0 | 0 | 0 | 0 | 0 | 0 | 0
2016-12-13 01:00 | 0 | 0 | 0 | 0 | 0 | 144720.9658 | 0 | 512445 | 0 | 0 | 0 | 0 | 116615.9029 | 0 | 0 | 0 | 0 | 0 | 0 | 0 | 1808019.2988 | 0 | 0 | 0 | 0 | 0 | 0 | 0 | 0 | 0 | 0 | -88743.1518 | 0 | 0 | 0 | 0 | 0 | 0 | 0 | 0 | 0 | -278980.8824 | 0 | 0 | 0 | 0 | 0 | 0 | 0
2016-12-13 02:00 | 0 | 0 | 0 | 0 | 0 | 491796.6501 | 0 | 498922 | 0 | 0 | 0 | 0 | 205359.0546 | 0 | 0 | 0 | 0 | 0 | 0 | 0 | 1712150.7971 | 0 | 0 | 0 | 0 | 0 | 0 | 0 | 0 | 0 | 0 | 88743.1518 | 0 | 0 | 0 | 0 | 0 | 0 | 0 | 0 | 0 | -95868.5017 | 0 | 0 | 0 | 0 | 0 | 0 | 0
2016-12-13 03:00 | 0 | 0 | 0 | 0 | 0 | 496817.9743 | 0 | 477079 | 0 | 0 | 0 | 0 | 294102.2064 | 0 | 0 | 0 | 0 | 0 | 0 | 0 | 1643146.6196 | 0 | 0 | 0 | 0 | 0 | 0 | 0 | 0 | 0 | 0 | 88743.1518 | 0 | 0 | 0 | 0 | 0 | 0 | 0 | 0 | 0 | -69004.1775 | 0 | 0 | 0 | 0 | 0 | 0 | 0
2016-12-13 04:00 | 0 | 0 | 0 | 0 | 0 | 502738.32 | 0 | 450772 | 0 | 0 | 0 | 0 | 205359.0546 | 0 | 0 | 0 | 0 | 0 | 0 | 0 | 1783856.0914 | 0 | 0 | 0 | 0 | 0 | 0 | 0 | 0 | 0 | 0 | -88743.1518 | 0 | 0 | 0 | 0 | 0 | 0 | 0 | 0 | 0 | 140709.4718 | 0 | 0 | 0 | 0 | 0 | 0 | 0
2016-12-13 05:00 | 0 | 0 | 0 | 0 | 0 | 506399.0372 | 0 | 428061 | 0 | 0 | 0 | 0 | 294102.2064 | 0 | 0 | 0 | 0 | 0 | 0 | 0 | 1773450.9769 | 0 | 0 | 0 | 0 | 0 | 0 | 0 | 0 | 0 | 0 | 88743.1518 | 0 | 0 | 0 | 0 | 0 | 0 | 0 | 0 | 0 | -10405.1145 | 0 | 0 | 0 | 0 | 0 | 0 | 0
2016-12-13 06:00 | 0 | 0 | 0 | 0 | 0 | 507487.4533 | 0 | 411296 | 0 | 0 | 0 | 0 | 382845.3582 | 0 | 0 | 0 | 0 | 0 | 0 | 0 | 1780899.2784 | 0 | 0 | 0 | 0 | 0 | 0 | 0 | 0 | 0 | 0 | 88743.1518 | 0 | 0 | 0 | 0 | 0 | 0 | 0 | 0 | 0 | 7448.3015 | 0 | 0 | 0 | 0 | 0 | 0 | 0
2016-12-13 07:00 | 0 | 0 | 0 | 0 | 0 | 500737.9136 | 0 | 400863 | 0 | 0 | 0 | 0 | 294102.2064 | 0 | 0 | 0 | 0 | 0 | 0 | 0 | 1969517.3438 | 0 | 0 | 0 | 0 | 0 | 0 | 0 | 0 | 0 | 0 | -88743.1518 | 0 | 0 | 0 | 0 | 0 | 0 | 0 | 0 | 0 | 188618.0654 | 0 | 0 | 0 | 0 | 0 | 0 | 0
2016-12-13 08:00 | 0 | 0 | 0 | 0 | 0 | 490516.9651 | 0 | 396104 | 0 | 0 | 0 | 0 | 382845.3582 | 0 | 0 | 0 | 0 | 0 | 0 | 0 | 1975187.1571 | 0 | 0 | 0 | 0 | 0 | 0 | 0 | 0 | 0 | 0 | 88743.1518 | 0 | 0 | 0 | 0 | 0 | 0 | 0 | 0 | 0 | 5669.8133 | 0 | 0 | 0 | 0 | 0 | 0 | 0
2016-12-13 09:00 | 0 | 0 | 0 | 0 | 0 | 474617.6804 | 0 | 398352 | 0 | 0 | 0 | 0 | 294102.2064 | 0 | 0 | 0 | 0 | 0 | 0 | 0 | 2140195.9893 | 0 | 0 | 0 | 0 | 0 | 0 | 0 | 0 | 0 | 0 | -88743.1518 | 0 | 0 | 0 | 0 | 0 | 0 | 0 | 0 | 0 | 165008.8322 | 0 | 0 | 0 | 0 | 0 | 0 | 0
2016-12-13 10:00 | 0 | 0 | 0 | 0 | 0 | 44586.9658 | 0 | 412311 | 0 | 0 | 0 | 0 | 205359.0546 | 0 | 0 | 0 | 0 | 0 | 0 | 0 | 1861215.1068 | 0 | 0 | 0 | 0 | 0 | 0 | 0 | 0 | 0 | 0 | -88743.1518 | 0 | 0 | 0 | 0 | 0 | 0 | 0 | 0 | 0 | -278980.8824 | 0 | 0 | 0 | 0 | 0 | 0 | 0
2016-12-13 11:00 | 0 | 0 | 0 | 0 | 0 | 457100.6745 | 0 | 439986 | 0 | 0 | 0 | 0 | 116615.9029 | 0 | 0 | 0 | 0 | 0 | 0 | 0 | 1967072.9331 | 0 | 0 | 0 | 0 | 0 | 0 | 0 | 0 | 0 | 0 | -88743.1518 | 0 | 0 | 0 | 0 | 0 | 0 | 0 | 0 | 0 | 105857.8263 | 0 | 0 | 0 | 0 | 0 | 0 | 0
2016-12-13 12:00 | 0 | 0 | 0 | 0 | 0 | 447630.4351 | 0 | 468628 | 0 | 0 | 0 | 0 | 205359.0546 | 0 | 0 | 0 | 0 | 0 | 0 | 0 | 1857332.2164 | 0 | 0 | 0 | 0 | 0 | 0 | 0 | 0 | 0 | 0 | 88743.1518 | 0 | 0 | 0 | 0 | 0 | 0 | 0 | 0 | 0 | -109740.7167 | 0 | 0 | 0 | 0 | 0 | 0 | 0
2016-12-13 13:00 | 0 | 0 | 0 | 0 | 0 | 434391.9628 | 0 | 480429 | 0 | 0 | 0 | 0 | 294102.2064 | 0 | 0 | 0 | 0 | 0 | 0 | 0 | 1722552.0274 | 0 | 0 | 0 | 0 | 0 | 0 | 0 | 0 | 0 | 0 | 88743.1518 | 0 | 0 | 0 | 0 | 0 | 0 | 0 | 0 | 0 | -134780.189 | 0 | 0 | 0 | 0 | 0 | 0 | 0
2016-12-13 14:00 | 0 | 0 | 0 | 0 | 0 | 419804.044 | 83486.7729 | 485323 | 0 | 0 | 0 | 0 | 205359.0546 | 0 | 0 | 0 | 0 | 0 | 0 | 0 | 1829262.9961 | 0 | 0 | 0 | 0 | 0 | 0 | 0 | 0 | 0 | 0 | -88743.1518 | 0 | 0 | 0 | 0 | 0 | 0 | 0 | 0 | 0 | 106710.9687 | 0 | 0 | 0 | 0 | 0 | 0 | 0
2016-12-13 15:00 | 0 | 0 | 0 | 0 | 0 | 0 | 377676.3586 | 488028 | 0 | 0 | 0 | 0 | 294102.2064 | 0 | 0 | 0 | 0 | 0 | 0 | 0 | 1630168.2029 | 0 | 0 | 0 | 0 | 0 | 0 | 0 | 0 | 0 | 0 | 88743.1518 | 0 | 0 | 0 | 0 | 0 | 0 | 0 | 0 | 0 | -199094.7932 | 0 | 0 | 0 | 0 | 0 | 0 | 0
2016-12-13 16:00 | 0 | 0 | 0 | 0 | 0 | 0 | 532670.7383 | 485695 | 0 | 0 | 0 | 0 | 382845.3582 | 0 | 0 | 0 | 0 | 0 | 0 | 0 | 1588400.7894 | 0 | 0 | 0 | 0 | 0 | 0 | 0 | 0 | 0 | 0 | 88743.1518 | 0 | 0 | 0 | 0 | 0 | 0 | 0 | 0 | 0 | -41767.4135 | 0 | 0 | 0 | 0 | 0 | 0 | 0
2016-12-13 17:00 | 0 | 0 | 0 | 0 | 0 | 200589.6844 | 560550.1981 | 482159 | 0 | 0 | 0 | 0 | 382845.3582 | 0 | 0 | 0 | 0 | 0 | 0 | 0 | 1867381.6718 | 0 | 0 | 0 | 0 | 0 | 0 | 0 | 0 | 0 | 0 | 0 | 0 | 0 | 0 | 0 | 0 | 0 | 0 | 0 | 0 | 278980.8824 | 0 | 0 | 0 | 0 | 0 | 0 | 0
2016-12-13 18:00 | 0 | 0 | 0 | 0 | 0 | 0 | 529881.5923 | 479438 | 0 | 0 | 0 | 0 | 294102.2064 | 0 | 0 | 0 | 0 | 0 | 0 | 0 | 2006568.4159 | 0 | 0 | 0 | 0 | 0 | 0 | 0 | 0 | 0 | 0 | -88743.1518 | 0 | 0 | 0 | 0 | 0 | 0 | 0 | 0 | 0 | 139186.7441 | 0 | 0 | 0 | 0 | 0 | 0 | 0
2016-12-13 19:00 | 0 | 0 | 0 | 0 | 0 | 334766.2892 | 511392.7451 | 478435 | 0 | 0 | 0 | 0 | 382845.3582 | 0 | 0 | 0 | 0 | 0 | 0 | 0 | 2285549.2984 | 0 | 0 | 0 | 0 | 0 | 0 | 0 | 0 | 0 | 0 | 88743.1518 | 0 | 0 | 0 | 0 | 0 | 0 | 0 | 0 | 0 | 278980.8824 | 0 | 0 | 0 | 0 | 0 | 0 | 0
2016-12-13 20:00 | 0 | 0 | 0 | 0 | 0 | 0 | 524500.9241 | 478561 | 0 | 0 | 0 | 0 | 294102.2064 | 0 | 0 | 0 | 0 | 0 | 0 | 0 | 2420232.3743 | 0 | 0 | 0 | 0 | 0 | 0 | 0 | 0 | 0 | 0 | -88743.1518 | 0 | 0 | 0 | 0 | 0 | 0 | 0 | 0 | 0 | 134683.0759 | 0 | 0 | 0 | 0 | 0 | 0 | 0
2016-12-13 21:00 | 0 | 0 | 0 | 0 | 0 | 0 | 525297.3104 | 484659 | 0 | 0 | 0 | 0 | 205359.0546 | 0 | 0 | 0 | 0 | 0 | 0 | 0 | 2549613.8364 | 0 | 0 | 0 | 0 | 0 | 0 | 0 | 0 | 0 | 0 | -88743.1518 | 0 | 0 | 0 | 0 | 0 | 0 | 0 | 0 | 0 | 129381.4622 | 0 | 0 | 0 | 0 | 0 | 0 | 0
2016-12-13 22:00 | 0 | 0 | 0 | 0 | 0 | 0 | 445614.8376 | 501507 | 0 | 0 | 0 | 0 | 294102.2064 | 0 | 0 | 0 | 0 | 0 | 0 | 0 | 2404978.5222 | 0 | 0 | 0 | 0 | 0 | 0 | 0 | 0 | 0 | 0 | 88743.1518 | 0 | 0 | 0 | 0 | 0 | 0 | 0 | 0 | 0 | -144635.3142 | 0 | 0 | 0 | 0 | 0 | 0 | 0
2016-12-13 23:00 | 0 | 0 | 0 | 0 | 0 | 468838.6206 | 158379.4181 | 516581 | 0 | 0 | 0 | 0 | 205359.0546 | 0 | 0 | 0 | 0 | 0 | 0 | 0 | 2604358.7127 | 0 | 0 | 0 | 0 | 0 | 0 | 0 | 0 | 0 | 0 | -88743.1518 | 0 | 0 | 0 | 0 | 0 | 0 | 0 | 0 | 0 | 199380.1905 | 0 | 0 | 0 | 0 | 0 | 0 | 0
2016-12-14 | 0 | 0 | 0 | 0 | 0 | 521832.9606 | 1691.9622 | 522850 | 0 | 0 | 0 | 0 | 294102.2064 | 0 | 0 | 0 | 0 | 0 | 0 | 0 | 2516290.4838 | 0 | 0 | 0 | 0 | 0 | 0 | 0 | 0 | 0 | 0 | 88743.1518 | 0 | 0 | 0 | 0 | 0 | 0 | 0 | 0 | 0 | -88068.2289 | 0 | 0 | 0 | 0 | 0 | 0 | 0
2016-12-14 01:00 | 0 | 0 | 0 | 0 | 0 | 520951.7774 | 0 | 520842 | 0 | 0 | 0 | 0 | 205359.0546 | 0 | 0 | 0 | 0 | 0 | 0 | 0 | 2605143.413 | 0 | 0 | 0 | 0 | 0 | 0 | 0 | 0 | 0 | 0 | -88743.1518 | 0 | 0 | 0 | 0 | 0 | 0 | 0 | 0 | 0 | 88852.9292 | 0 | 0 | 0 | 0 | 0 | 0 | 0
2016-12-14 02:00 | 0 | 0 | 0 | 0 | 0 | 510698.3538 | 0 | 507901 | 0 | 0 | 0 | 0 | 294102.2064 | 0 | 0 | 0 | 0 | 0 | 0 | 0 | 2519197.615 | 0 | 0 | 0 | 0 | 0 | 0 | 0 | 0 | 0 | 0 | 88743.1518 | 0 | 0 | 0 | 0 | 0 | 0 | 0 | 0 | 0 | -85945.798 | 0 | 0 | 0 | 0 | 0 | 0 | 0
2016-12-14 03:00 | 0 | 0 | 0 | 0 | 0 | 506451.3053 | 0 | 486219 | 0 | 0 | 0 | 0 | 205359.0546 | 0 | 0 | 0 | 0 | 0 | 0 | 0 | 2628173.0721 | 0 | 0 | 0 | 0 | 0 | 0 | 0 | 0 | 0 | 0 | -88743.1518 | 0 | 0 | 0 | 0 | 0 | 0 | 0 | 0 | 0 | 108975.4571 | 0 | 0 | 0 | 0 | 0 | 0 | 0
2016-12-14 04:00 | 0 | 0 | 0 | 0 | 0 | 93387.9658 | 0 | 461112 | 0 | 0 | 0 | 0 | 116615.9029 | 0 | 0 | 0 | 0 | 0 | 0 | 0 | 2349192.1897 | 0 | 0 | 0 | 0 | 0 | 0 | 0 | 0 | 0 | 0 | -88743.1518 | 0 | 0 | 0 | 0 | 0 | 0 | 0 | 0 | 0 | -278980.8824 | 0 | 0 | 0 | 0 | 0 | 0 | 0
2016-12-14 05:00 | 0 | 0 | 0 | 0 | 0 | 484643.2404 | 0 | 437754 | 0 | 0 | 0 | 0 | 205359.0546 | 0 | 0 | 0 | 0 | 0 | 0 | 0 | 2307338.2783 | 0 | 0 | 0 | 0 | 0 | 0 | 0 | 0 | 0 | 0 | 88743.1518 | 0 | 0 | 0 | 0 | 0 | 0 | 0 | 0 | 0 | -41853.9114 | 0 | 0 | 0 | 0 | 0 | 0 | 0
2016-12-14 06:00 | 0 | 0 | 0 | 0 | 0 | 230145.2694 | 0 | 420383 | 0 | 0 | 0 | 0 | 294102.2064 | 0 | 0 | 0 | 0 | 0 | 0 | 0 | 2028357.3958 | 0 | 0 | 0 | 0 | 0 | 0 | 0 | 0 | 0 | 0 | 88743.1518 | 0 | 0 | 0 | 0 | 0 | 0 | 0 | 0 | 0 | -278980.8824 | 0 | 0 | 0 | 0 | 0 | 0 | 0
2016-12-14 07:00 | 0 | 0 | 0 | 0 | 0 | 449307.0227 | 0 | 409972 | 0 | 0 | 0 | 0 | 205359.0546 | 0 | 0 | 0 | 0 | 0 | 0 | 0 | 2156435.5703 | 0 | 0 | 0 | 0 | 0 | 0 | 0 | 0 | 0 | 0 | -88743.1518 | 0 | 0 | 0 | 0 | 0 | 0 | 0 | 0 | 0 | 128078.1745 | 0 | 0 | 0 | 0 | 0 | 0 | 0
2016-12-14 08:00 | 0 | 0 | 0 | 0 | 0 | 432483.7697 | 0 | 405901 | 0 | 0 | 0 | 0 | 294102.2064 | 0 | 0 | 0 | 0 | 0 | 0 | 0 | 2094275.1882 | 0 | 0 | 0 | 0 | 0 | 0 | 0 | 0 | 0 | 0 | 88743.1518 | 0 | 0 | 0 | 0 | 0 | 0 | 0 | 0 | 0 | -62160.3821 | 0 | 0 | 0 | 0 | 0 | 0 | 0
2016-12-14 09:00 | 0 | 0 | 0 | 0 | 0 | 218683.2694 | 0 | 408921 | 0 | 0 | 0 | 0 | 382845.3582 | 0 | 0 | 0 | 0 | 0 | 0 | 0 | 1815294.3058 | 0 | 0 | 0 | 0 | 0 | 0 | 0 | 0 | 0 | 0 | 88743.1518 | 0 | 0 | 0 | 0 | 0 | 0 | 0 | 0 | 0 | -278980.8824 | 0 | 0 | 0 | 0 | 0 | 0 | 0
2016-12-14 10:00 | 0 | 0 | 0 | 0 | 0 | 429460.9766 | 0 | 423189 | 0 | 0 | 0 | 0 | 294102.2064 | 0 | 0 | 0 | 0 | 0 | 0 | 0 | 1910309.4341 | 0 | 0 | 0 | 0 | 0 | 0 | 0 | 0 | 0 | 0 | -88743.1518 | 0 | 0 | 0 | 0 | 0 | 0 | 0 | 0 | 0 | 95015.1284 | 0 | 0 | 0 | 0 | 0 | 0 | 0
2016-12-14 11:00 | 0 | 0 | 0 | 0 | 0 | 435651.6098 | 0 | 453577 | 0 | 0 | 0 | 0 | 205359.0546 | 0 | 0 | 0 | 0 | 0 | 0 | 0 | 1981127.1957 | 0 | 0 | 0 | 0 | 0 | 0 | 0 | 0 | 0 | 0 | -88743.1518 | 0 | 0 | 0 | 0 | 0 | 0 | 0 | 0 | 0 | 70817.7616 | 0 | 0 | 0 | 0 | 0 | 0 | 0
2016-12-14 12:00 | 0 | 0 | 0 | 0 | 0 | 447011.8525 | 0 | 483151 | 0 | 0 | 0 | 0 | 294102.2064 | 0 | 0 | 0 | 0 | 0 | 0 | 0 | 1856244.8964 | 0 | 0 | 0 | 0 | 0 | 0 | 0 | 0 | 0 | 0 | 88743.1518 | 0 | 0 | 0 | 0 | 0 | 0 | 0 | 0 | 0 | -124882.2993 | 0 | 0 | 0 | 0 | 0 | 0 | 0
2016-12-14 13:00 | 0 | 0 | 0 | 0 | 0 | 456221.0798 | 0 | 494539 | 0 | 0 | 0 | 0 | 205359.0546 | 0 | 0 | 0 | 0 | 0 | 0 | 0 | 1906670.1281 | 0 | 0 | 0 | 0 | 0 | 0 | 0 | 0 | 0 | 0 | -88743.1518 | 0 | 0 | 0 | 0 | 0 | 0 | 0 | 0 | 0 | 50425.2316 | 0 | 0 | 0 | 0 | 0 | 0 | 0
2016-12-14 14:00 | 0 | 0 | 0 | 0 | 0 | 426679.8559 | 52579.7821 | 497724 | 0 | 0 | 0 | 0 | 116615.9029 | 0 | 0 | 0 | 0 | 0 | 0 | 0 | 1976948.9178 | 0 | 0 | 0 | 0 | 0 | 0 | 0 | 0 | 0 | 0 | -88743.1518 | 0 | 0 | 0 | 0 | 0 | 0 | 0 | 0 | 0 | 70278.7898 | 0 | 0 | 0 | 0 | 0 | 0 | 0
2016-12-14 15:00 | 0 | 0 | 0 | 0 | 0 | 416202.4866 | 320034.1203 | 495918 | 0 | 0 | 0 | 0 | 205359.0546 | 0 | 0 | 0 | 0 | 0 | 0 | 0 | 2128524.373 | 0 | 0 | 0 | 0 | 0 | 0 | 0 | 0 | 0 | 0 | 88743.1518 | 0 | 0 | 0 | 0 | 0 | 0 | 0 | 0 | 0 | 151575.4551 | 0 | 0 | 0 | 0 | 0 | 0 | 0
2016-12-14 16:00 | 0 | 0 | 0 | 0 | 0 | 0 | 457796.6593 | 492643 | 0 | 0 | 0 | 0 | 294102.2064 | 0 | 0 | 0 | 0 | 0 | 0 | 0 | 2004934.8805 | 0 | 0 | 0 | 0 | 0 | 0 | 0 | 0 | 0 | 0 | 88743.1518 | 0 | 0 | 0 | 0 | 0 | 0 | 0 | 0 | 0 | -123589.4925 | 0 | 0 | 0 | 0 | 0 | 0 | 0
2016-12-14 17:00 | 0 | 0 | 0 | 0 | 0 | 58479.0312 | 506397.0542 | 488018 | 0 | 0 | 0 | 0 | 382845.3582 | 0 | 0 | 0 | 0 | 0 | 0 | 0 | 1993049.8141 | 0 | 0 | 0 | 0 | 0 | 0 | 0 | 0 | 0 | 0 | 88743.1518 | 0 | 0 | 0 | 0 | 0 | 0 | 0 | 0 | 0 | -11885.0664 | 0 | 0 | 0 | 0 | 0 | 0 | 0
2016-12-14 18:00 | 0 | 0 | 0 | 0 | 0 | 0 | 499115.9073 | 486077 | 0 | 0 | 0 | 0 | 382845.3582 | 0 | 0 | 0 | 0 | 0 | 0 | 0 | 2006088.7214 | 0 | 0 | 0 | 0 | 0 | 0 | 0 | 0 | 0 | 0 | 0 | 0 | 0 | 0 | 0 | 0 | 0 | 0 | 0 | 0 | 13038.9073 | 0 | 0 | 0 | 0 | 0 | 0 | 0
2016-12-14 19:00 | 0 | 0 | 0 | 0 | 0 | 181307.8567 | 493196.8739 | 484267 | 0 | 0 | 0 | 0 | 294102.2064 | 0 | 0 | 0 | 0 | 0 | 0 | 0 | 2285069.6038 | 0 | 0 | 0 | 0 | 0 | 0 | 0 | 0 | 0 | 0 | -88743.1518 | 0 | 0 | 0 | 0 | 0 | 0 | 0 | 0 | 0 | 278980.8824 | 0 | 0 | 0 | 0 | 0 | 0 | 0
2016-12-14 20:00 | 0 | 0 | 0 | 0 | 0 | 0 | 512502.4163 | 485080 | 0 | 0 | 0 | 0 | 382845.3582 | 0 | 0 | 0 | 0 | 0 | 0 | 0 | 2223748.8684 | 0 | 0 | 0 | 0 | 0 | 0 | 0 | 0 | 0 | 0 | 88743.1518 | 0 | 0 | 0 | 0 | 0 | 0 | 0 | 0 | 0 | -61320.7355 | 0 | 0 | 0 | 0 | 0 | 0 | 0
2016-12-14 21:00 | 0 | 0 | 0 | 0 | 0 | 162573.467 | 520753.2637 | 493089 | 0 | 0 | 0 | 0 | 294102.2064 | 0 | 0 | 0 | 0 | 0 | 0 | 0 | 2502729.7508 | 0 | 0 | 0 | 0 | 0 | 0 | 0 | 0 | 0 | 0 | -88743.1518 | 0 | 0 | 0 | 0 | 0 | 0 | 0 | 0 | 0 | 278980.8824 | 0 | 0 | 0 | 0 | 0 | 0 | 0
2016-12-14 22:00 | 0 | 0 | 0 | 0 | 0 | 445043.8263 | 435593.2079 | 512913 | 0 | 0 | 0 | 0 | 382845.3582 | 0 | 0 | 0 | 0 | 0 | 0 | 0 | 2781710.6333 | 0 | 0 | 0 | 0 | 0 | 0 | 0 | 0 | 0 | 0 | 88743.1518 | 0 | 0 | 0 | 0 | 0 | 0 | 0 | 0 | 0 | 278980.8824 | 0 | 0 | 0 | 0 | 0 | 0 | 0
2016-12-14 23:00 | 0 | 0 | 0 | 0 | 0 | 484735.0285 | 160964.8606 | 530545 | 0 | 0 | 0 | 0 | 294102.2064 | 0 | 0 | 0 | 0 | 0 | 0 | 0 | 2985608.6741 | 0 | 0 | 0 | 0 | 0 | 0 | 0 | 0 | 0 | 0 | -88743.1518 | 0 | 0 | 0 | 0 | 0 | 0 | 0 | 0 | 0 | 203898.0408 | 0 | 0 | 0 | 0 | 0 | 0 | 0
2016-12-15 | 0 | 0 | 0 | 0 | 0 | 486462.3508 | 1513.6078 | 537736 | 0 | 0 | 0 | 0 | 382845.3582 | 0 | 0 | 0 | 0 | 0 | 0 | 0 | 2847105.481 | 0 | 0 | 0 | 0 | 0 | 0 | 0 | 0 | 0 | 0 | 88743.1518 | 0 | 0 | 0 | 0 | 0 | 0 | 0 | 0 | 0 | -138503.1931 | 0 | 0 | 0 | 0 | 0 | 0 | 0
2016-12-15 01:00 | 0 | 0 | 0 | 0 | 0 | 448773.6725 | 0 | 537977 | 0 | 0 | 0 | 0 | 294102.2064 | 0 | 0 | 0 | 0 | 0 | 0 | 0 | 2846645.3053 | 0 | 0 | 0 | 0 | 0 | 0 | 0 | 0 | 0 | 0 | -88743.1518 | 0 | 0 | 0 | 0 | 0 | 0 | 0 | 0 | 0 | -460.1757 | 0 | 0 | 0 | 0 | 0 | 0 | 0
2016-12-15 02:00 | 0 | 0 | 0 | 0 | 0 | 404164.6797 | 0 | 527870 | 0 | 0 | 0 | 0 | 382845.3582 | 0 | 0 | 0 | 0 | 0 | 0 | 0 | 2634196.8332 | 0 | 0 | 0 | 0 | 0 | 0 | 0 | 0 | 0 | 0 | 88743.1518 | 0 | 0 | 0 | 0 | 0 | 0 | 0 | 0 | 0 | -212448.4721 | 0 | 0 | 0 | 0 | 0 | 0 | 0
2016-12-15 03:00 | 0 | 0 | 0 | 0 | 0 | 357557.7999 | 0 | 508040 | 0 | 0 | 0 | 0 | 294102.2064 | 0 | 0 | 0 | 0 | 0 | 0 | 0 | 2572457.7849 | 0 | 0 | 0 | 0 | 0 | 0 | 0 | 0 | 0 | 0 | -88743.1518 | 0 | 0 | 0 | 0 | 0 | 0 | 0 | 0 | 0 | -61739.0483 | 0 | 0 | 0 | 0 | 0 | 0 | 0
2016-12-15 04:00 | 0 | 0 | 0 | 0 | 0 | 317943.253 | 0 | 483044 | 0 | 0 | 0 | 0 | 294102.2064 | 0 | 0 | 0 | 0 | 0 | 0 | 0 | 2407357.0379 | 0 | 0 | 0 | 0 | 0 | 0 | 0 | 0 | 0 | 0 | 0 | 0 | 0 | 0 | 0 | 0 | 0 | 0 | 0 | 0 | -165100.747 | 0 | 0 | 0 | 0 | 0 | 0 | 0
2016-12-15 05:00 | 0 | 0 | 0 | 0 | 0 | 287223.8251 | 0 | 460192 | 0 | 0 | 0 | 0 | 382845.3582 | 0 | 0 | 0 | 0 | 0 | 0 | 0 | 2145645.7112 | 0 | 0 | 0 | 0 | 0 | 0 | 0 | 0 | 0 | 0 | 88743.1518 | 0 | 0 | 0 | 0 | 0 | 0 | 0 | 0 | 0 | -261711.3267 | 0 | 0 | 0 | 0 | 0 | 0 | 0
2016-12-15 06:00 | 0 | 0 | 0 | 0 | 0 | 262154.9493 | 0 | 444580 | 0 | 0 | 0 | 0 | 382845.3582 | 0 | 0 | 0 | 0 | 0 | 0 | 0 | 1963220.6604 | 0 | 0 | 0 | 0 | 0 | 0 | 0 | 0 | 0 | 0 | 0 | 0 | 0 | 0 | 0 | 0 | 0 | 0 | 0 | 0 | -182425.0507 | 0 | 0 | 0 | 0 | 0 | 0 | 0
2016-12-15 07:00 | 0 | 0 | 0 | 0 | 0 | 156434.1176 | 0 | 435415 | 0 | 0 | 0 | 0 | 382845.3582 | 0 | 0 | 0 | 0 | 0 | 0 | 0 | 1684239.778 | 0 | 0 | 0 | 0 | 0 | 0 | 0 | 0 | 0 | 0 | 0 | 0 | 0 | 0 | 0 | 0 | 0 | 0 | 0 | 0 | -278980.8824 | 0 | 0 | 0 | 0 | 0 | 0 | 0
2016-12-15 08:00 | 0 | 0 | 0 | 0 | 0 | 153209.1176 | 0 | 432190 | 0 | 0 | 0 | 0 | 382845.3582 | 0 | 0 | 0 | 0 | 0 | 0 | 0 | 1405258.8955 | 0 | 0 | 0 | 0 | 0 | 0 | 0 | 0 | 0 | 0 | 0 | 0 | 0 | 0 | 0 | 0 | 0 | 0 | 0 | 0 | -278980.8824 | 0 | 0 | 0 | 0 | 0 | 0 | 0
2016-12-15 09:00 | 0 | 0 | 0 | 0 | 0 | 219383.0253 | 0 | 436254 | 0 | 0 | 0 | 0 | 336361.1534 | 0 | 0 | 0 | 0 | 0 | 0 | 0 | 1234872.1257 | 0 | 0 | 0 | 0 | 0 | 0 | 0 | 0 | 0 | 0 | -46484.2049 | 0 | 0 | 0 | 0 | 0 | 0 | 0 | 0 | 0 | -170386.7699 | 0 | 0 | 0 | 0 | 0 | 0 | 0
2016-12-15 10:00 | 0 | 0 | 0 | 0 | 0 | 213423.9704 | 0 | 453968 | 0 | 0 | 0 | 0 | 374798.0062 | 0 | 0 | 0 | 0 | 0 | 0 | 0 | 955891.2432 | 0 | 0 | 0 | 0 | 0 | 0 | 0 | 0 | 0 | 0 | 38436.8528 | 0 | 0 | 0 | 0 | 0 | 0 | 0 | 0 | 0 | -278980.8824 | 0 | 0 | 0 | 0 | 0 | 0 | 0
2016-12-15 11:00 | 0 | 0 | 0 | 0 | 0 | 215021.4696 | 0 | 485955 | 0 | 0 | 0 | 0 | 382845.3582 | 0 | 0 | 0 | 0 | 0 | 0 | 0 | 676910.3608 | 0 | 0 | 0 | 0 | 0 | 0 | 0 | 0 | 0 | 0 | 8047.3521 | 0 | 0 | 0 | 0 | 0 | 0 | 0 | 0 | 0 | -278980.8824 | 0 | 0 | 0 | 0 | 0 | 0 | 0
2016-12-15 12:00 | 0 | 0 | 0 | 0 | 0 | 224675.7239 | 0 | 516985 | 0 | 0 | 0 | 0 | 369516.9646 | 0 | 0 | 0 | 0 | 0 | 0 | 0 | 397929.4784 | 0 | 0 | 0 | 0 | 0 | 0 | 0 | 0 | 0 | 0 | -13328.3936 | 0 | 0 | 0 | 0 | 0 | 0 | 0 | 0 | 0 | -278980.8824 | 0 | 0 | 0 | 0 | 0 | 0 | 0
2016-12-15 13:00 | 0 | 0 | 0 | 0 | 0 | 239665.2267 | 0 | 529454 | 0 | 0 | 0 | 0 | 280773.8128 | 0 | 0 | 0 | 0 | 0 | 0 | 0 | 196883.8569 | 0 | 0 | 0 | 0 | 0 | 0 | 0 | 0 | 0 | 0 | -88743.1518 | 0 | 0 | 0 | 0 | 0 | 0 | 0 | 0 | 0 | -201045.6215 | 0 | 0 | 0 | 0 | 0 | 0 | 0
2016-12-15 14:00 | 0 | 0 | 0 | 0 | 0 | 250901.6236 | 36628.6707 | 532001 | 0 | 0 | 0 | 0 | 192030.661 | 0 | 0 | 0 | 0 | 0 | 0 | 0 | 41156.303 | 0 | 0 | 0 | 0 | 0 | 0 | 0 | 0 | 0 | 0 | -88743.1518 | 0 | 0 | 0 | 0 | 0 | 0 | 0 | 0 | 0 | -155727.5538 | 0 | 0 | 0 | 0 | 0 | 0 | 0
2016-12-15 15:00 | 0 | 0 | 0 | 0 | 0 | 282858.1983 | 266400.483 | 530640 | 0 | 0 | 0 | 0 | 103287.5092 | 0 | 0 | 0 | 0 | 0 | 0 | 0 | 148518.1361 | 0 | 0 | 0 | 0 | 0 | 0 | 0 | 0 | 0 | 0 | -88743.1518 | 0 | 0 | 0 | 0 | 0 | 0 | 0 | 0 | 0 | 107361.8331 | 0 | 0 | 0 | 0 | 0 | 0 | 0
2016-12-15 16:00 | 0 | 0 | 0 | 0 | 0 | 312898.9926 | 357889.0268 | 526810 | 0 | 0 | 0 | 0 | 14544.3574 | 0 | 0 | 0 | 0 | 0 | 0 | 0 | 381239.3073 | 0 | 0 | 0 | 0 | 0 | 0 | 0 | 0 | 0 | 0 | -88743.1518 | 0 | 0 | 0 | 0 | 0 | 0 | 0 | 0 | 0 | 232721.1712 | 0 | 0 | 0 | 0 | 0 | 0 | 0
2016-12-15 17:00 | 0 | 0 | 0 | 0 | 0 | 336534.6638 | 384285.353 | 521762 | 0 | 0 | 0 | 0 | 27872.7511 | 0 | 0 | 0 | 0 | 0 | 0 | 0 | 566968.9305 | 0 | 0 | 0 | 0 | 0 | 0 | 0 | 0 | 0 | 0 | 13328.3936 | 0 | 0 | 0 | 0 | 0 | 0 | 0 | 0 | 0 | 185729.6232 | 0 | 0 | 0 | 0 | 0 | 0 | 0
2016-12-15 18:00 | 0 | 0 | 0 | 0 | 0 | 353752.334 | 385303.6319 | 517951 | 0 | 0 | 0 | 0 | 116615.9029 | 0 | 0 | 0 | 0 | 0 | 0 | 0 | 699330.7445 | 0 | 0 | 0 | 0 | 0 | 0 | 0 | 0 | 0 | 0 | 88743.1518 | 0 | 0 | 0 | 0 | 0 | 0 | 0 | 0 | 0 | 132361.814 | 0 | 0 | 0 | 0 | 0 | 0 | 0
2016-12-15 19:00 | 0 | 0 | 0 | 0 | 0 | 365676.9743 | 382530.3391 | 515590 | 0 | 0 | 0 | 0 | 205359.0546 | 0 | 0 | 0 | 0 | 0 | 0 | 0 | 843204.9061 | 0 | 0 | 0 | 0 | 0 | 0 | 0 | 0 | 0 | 0 | 88743.1518 | 0 | 0 | 0 | 0 | 0 | 0 | 0 | 0 | 0 | 143874.1616 | 0 | 0 | 0 | 0 | 0 | 0 | 0
2016-12-15 20:00 | 0 | 0 | 0 | 0 | 0 | 375829.1473 | 379069.8098 | 515718 | 0 | 0 | 0 | 0 | 294102.2064 | 0 | 0 | 0 | 0 | 0 | 0 | 0 | 993642.7115 | 0 | 0 | 0 | 0 | 0 | 0 | 0 | 0 | 0 | 0 | 88743.1518 | 0 | 0 | 0 | 0 | 0 | 0 | 0 | 0 | 0 | 150437.8054 | 0 | 0 | 0 | 0 | 0 | 0 | 0
2016-12-15 21:00 | 0 | 0 | 0 | 0 | 0 | 392087.563 | 364195.2768 | 525072 | 0 | 0 | 0 | 0 | 382845.3582 | 0 | 0 | 0 | 0 | 0 | 0 | 0 | 1136110.3995 | 0 | 0 | 0 | 0 | 0 | 0 | 0 | 0 | 0 | 0 | 88743.1518 | 0 | 0 | 0 | 0 | 0 | 0 | 0 | 0 | 0 | 142467.6881 | 0 | 0 | 0 | 0 | 0 | 0 | 0
2016-12-15 22:00 | 0 | 0 | 0 | 0 | 0 | 410222.9714 | 287782.3268 | 547634 | 0 | 0 | 0 | 0 | 294102.2064 | 0 | 0 | 0 | 0 | 0 | 0 | 0 | 1375224.8496 | 0 | 0 | 0 | 0 | 0 | 0 | 0 | 0 | 0 | 0 | -88743.1518 | 0 | 0 | 0 | 0 | 0 | 0 | 0 | 0 | 0 | 239114.4501 | 0 | 0 | 0 | 0 | 0 | 0 | 0
2016-12-15 23:00 | 0 | 0 | 0 | 0 | 0 | 465867.8002 | 65002.9188 | 565975 | 0 | 0 | 0 | 0 | 205359.0546 | 0 | 0 | 0 | 0 | 0 | 0 | 0 | 1428863.7203 | 0 | 0 | 0 | 0 | 0 | 0 | 0 | 0 | 0 | 0 | -88743.1518 | 0 | 0 | 0 | 0 | 0 | 0 | 0 | 0 | 0 | 53638.8707 | 0 | 0 | 0 | 0 | 0 | 0 | 0
2016-12-16 | 0 | 0 | 0 | 0 | 0 | 495171.2001 | 21.4814 | 573691 | 0 | 0 | 0 | 0 | 294102.2064 | 0 | 0 | 0 | 0 | 0 | 0 | 0 | 1261622.25 | 0 | 0 | 0 | 0 | 0 | 0 | 0 | 0 | 0 | 0 | 88743.1518 | 0 | 0 | 0 | 0 | 0 | 0 | 0 | 0 | 0 | -167241.4703 | 0 | 0 | 0 | 0 | 0 | 0 | 0
2016-12-16 01:00 | 0 | 0 | 0 | 0 | 0 | 491125.1059 | 0 | 574150 | 0 | 0 | 0 | 0 | 382845.3582 | 0 | 0 | 0 | 0 | 0 | 0 | 0 | 1089854.2041 | 0 | 0 | 0 | 0 | 0 | 0 | 0 | 0 | 0 | 0 | 88743.1518 | 0 | 0 | 0 | 0 | 0 | 0 | 0 | 0 | 0 | -171768.0459 | 0 | 0 | 0 | 0 | 0 | 0 | 0
2016-12-16 02:00 | 0 | 0 | 0 | 0 | 0 | 471671.0563 | 0 | 563855 | 0 | 0 | 0 | 0 | 294102.2064 | 0 | 0 | 0 | 0 | 0 | 0 | 0 | 1086413.4122 | 0 | 0 | 0 | 0 | 0 | 0 | 0 | 0 | 0 | 0 | -88743.1518 | 0 | 0 | 0 | 0 | 0 | 0 | 0 | 0 | 0 | -3440.7919 | 0 | 0 | 0 | 0 | 0 | 0 | 0
2016-12-16 03:00 | 0 | 0 | 0 | 0 | 0 | 441410.3594 | 0 | 542728 | 0 | 0 | 0 | 0 | 205359.0546 | 0 | 0 | 0 | 0 | 0 | 0 | 0 | 1073838.9234 | 0 | 0 | 0 | 0 | 0 | 0 | 0 | 0 | 0 | 0 | -88743.1518 | 0 | 0 | 0 | 0 | 0 | 0 | 0 | 0 | 0 | -12574.4888 | 0 | 0 | 0 | 0 | 0 | 0 | 0
2016-12-16 04:00 | 0 | 0 | 0 | 0 | 0 | 414752.8115 | 0 | 516634 | 0 | 0 | 0 | 0 | 294102.2064 | 0 | 0 | 0 | 0 | 0 | 0 | 0 | 883214.5831 | 0 | 0 | 0 | 0 | 0 | 0 | 0 | 0 | 0 | 0 | 88743.1518 | 0 | 0 | 0 | 0 | 0 | 0 | 0 | 0 | 0 | -190624.3403 | 0 | 0 | 0 | 0 | 0 | 0 | 0
2016-12-16 05:00 | 0 | 0 | 0 | 0 | 0 | 391250.0155 | 0 | 494644 | 0 | 0 | 0 | 0 | 205359.0546 | 0 | 0 | 0 | 0 | 0 | 0 | 0 | 868563.7504 | 0 | 0 | 0 | 0 | 0 | 0 | 0 | 0 | 0 | 0 | -88743.1518 | 0 | 0 | 0 | 0 | 0 | 0 | 0 | 0 | 0 | -14650.8327 | 0 | 0 | 0 | 0 | 0 | 0 | 0
2016-12-16 06:00 | 0 | 0 | 0 | 0 | 0 | 374578.7817 | 0 | 478167 | 0 | 0 | 0 | 0 | 294102.2064 | 0 | 0 | 0 | 0 | 0 | 0 | 0 | 676232.3803 | 0 | 0 | 0 | 0 | 0 | 0 | 0 | 0 | 0 | 0 | 88743.1518 | 0 | 0 | 0 | 0 | 0 | 0 | 0 | 0 | 0 | -192331.3701 | 0 | 0 | 0 | 0 | 0 | 0 | 0
2016-12-16 07:00 | 0 | 0 | 0 | 0 | 0 | 373148.2195 | 0 | 468952 | 0 | 0 | 0 | 0 | 382845.3582 | 0 | 0 | 0 | 0 | 0 | 0 | 0 | 491685.448 | 0 | 0 | 0 | 0 | 0 | 0 | 0 | 0 | 0 | 0 | 88743.1518 | 0 | 0 | 0 | 0 | 0 | 0 | 0 | 0 | 0 | -184546.9323 | 0 | 0 | 0 | 0 | 0 | 0 | 0
2016-12-16 08:00 | 0 | 0 | 0 | 0 | 0 | 371525.317 | 0 | 464287 | 0 | 0 | 0 | 0 | 294102.2064 | 0 | 0 | 0 | 0 | 0 | 0 | 0 | 487666.9168 | 0 | 0 | 0 | 0 | 0 | 0 | 0 | 0 | 0 | 0 | -88743.1518 | 0 | 0 | 0 | 0 | 0 | 0 | 0 | 0 | 0 | -4018.5312 | 0 | 0 | 0 | 0 | 0 | 0 | 0
2016-12-16 09:00 | 0 | 0 | 0 | 0 | 0 | 371549.3138 | 0 | 466808 | 0 | 0 | 0 | 0 | 205359.0546 | 0 | 0 | 0 | 0 | 0 | 0 | 0 | 481151.3824 | 0 | 0 | 0 | 0 | 0 | 0 | 0 | 0 | 0 | 0 | -88743.1518 | 0 | 0 | 0 | 0 | 0 | 0 | 0 | 0 | 0 | -6515.5344 | 0 | 0 | 0 | 0 | 0 | 0 | 0
2016-12-16 10:00 | 0 | 0 | 0 | 0 | 0 | 371525.2328 | 0 | 480215 | 0 | 0 | 0 | 0 | 294102.2064 | 0 | 0 | 0 | 0 | 0 | 0 | 0 | 283718.4634 | 0 | 0 | 0 | 0 | 0 | 0 | 0 | 0 | 0 | 0 | 88743.1518 | 0 | 0 | 0 | 0 | 0 | 0 | 0 | 0 | 0 | -197432.919 | 0 | 0 | 0 | 0 | 0 | 0 | 0
2016-12-16 11:00 | 0 | 0 | 0 | 0 | 0 | 376024.3334 | 0 | 509127 | 0 | 0 | 0 | 0 | 205359.0546 | 0 | 0 | 0 | 0 | 0 | 0 | 0 | 239358.9486 | 0 | 0 | 0 | 0 | 0 | 0 | 0 | 0 | 0 | 0 | -88743.1518 | 0 | 0 | 0 | 0 | 0 | 0 | 0 | 0 | 0 | -44359.5148 | 0 | 0 | 0 | 0 | 0 | 0 | 0
2016-12-16 12:00 | 0 | 0 | 0 | 0 | 0 | 384732.6857 | 0 | 536307 | 0 | 0 | 0 | 0 | 116615.9029 | 0 | 0 | 0 | 0 | 0 | 0 | 0 | 176527.7861 | 0 | 0 | 0 | 0 | 0 | 0 | 0 | 0 | 0 | 0 | -88743.1518 | 0 | 0 | 0 | 0 | 0 | 0 | 0 | 0 | 0 | -62831.1625 | 0 | 0 | 0 | 0 | 0 | 0 | 0
2016-12-16 13:00 | 0 | 0 | 0 | 0 | 0 | 389319.607 | 0 | 546053 | 0 | 0 | 0 | 0 | 27872.7511 | 0 | 0 | 0 | 0 | 0 | 0 | 0 | 108537.5449 | 0 | 0 | 0 | 0 | 0 | 0 | 0 | 0 | 0 | 0 | -88743.1518 | 0 | 0 | 0 | 0 | 0 | 0 | 0 | 0 | 0 | -67990.2412 | 0 | 0 | 0 | 0 | 0 | 0 | 0
2016-12-16 14:00 | 0 | 0 | 0 | 0 | 0 | 380464.7673 | 30879.9368 | 547755 | 0 | 0 | 0 | 0 | 0 | 0 | 0 | 0 | 0 | 0 | 0 | 0 | 0 | 0 | 0 | 0 | 0 | 0 | 0 | 0 | 0 | 0 | 0 | -27872.7511 | 0 | 0 | 0 | 0 | 0 | 0 | 0 | 0 | 0 | -108537.5449 | 0 | 0 | 0 | 0 | 0 | 0 | 0
2016-12-16 15:00 | 0 | 0 | 0 | 0 | 0 | 374863.7314 | 190915.6884 | 545038 | 0 | 0 | 0 | 0 | 0 | 0 | 0 | 0 | 0 | 0 | 0 | 0 | 20741.4198 | 0 | 0 | 0 | 0 | 0 | 0 | 0 | 0 | 0 | 0 | 0 | 0 | 0 | 0 | 0 | 0 | 0 | 0 | 0 | 0 | 20741.4198 | 0 | 0 | 0 | 0 | 0 | 0 | 0
2016-12-16 16:00 | 0 | 0 | 0 | 0 | 0 | 373909.5903 | 337304.0743 | 537828 | 0 | 0 | 0 | 0 | 88743.1518 | 0 | 0 | 0 | 0 | 0 | 0 | 0 | 105383.9326 | 0 | 0 | 0 | 0 | 0 | 0 | 0 | 0 | 0 | 0 | 88743.1518 | 0 | 0 | 0 | 0 | 0 | 0 | 0 | 0 | 0 | 84642.5128 | 0 | 0 | 0 | 0 | 0 | 0 | 0
2016-12-16 17:00 | 0 | 0 | 0 | 0 | 0 | 263463.9335 | 414038.7342 | 527938 | 0 | 0 | 0 | 0 | 27872.7511 | 0 | 0 | 0 | 0 | 0 | 0 | 0 | 315819.001 | 0 | 0 | 0 | 0 | 0 | 0 | 0 | 0 | 0 | 0 | -60870.4007 | 0 | 0 | 0 | 0 | 0 | 0 | 0 | 0 | 0 | 210435.0684 | 0 | 0 | 0 | 0 | 0 | 0 | 0
2016-12-16 18:00 | 0 | 0 | 0 | 0 | 0 | 370380.5501 | 438228.4946 | 521278 | 0 | 0 | 0 | 0 | 116615.9029 | 0 | 0 | 0 | 0 | 0 | 0 | 0 | 514406.8939 | 0 | 0 | 0 | 0 | 0 | 0 | 0 | 0 | 0 | 0 | 88743.1518 | 0 | 0 | 0 | 0 | 0 | 0 | 0 | 0 | 0 | 198587.8929 | 0 | 0 | 0 | 0 | 0 | 0 | 0
2016-12-16 19:00 | 0 | 0 | 0 | 0 | 0 | 378018.2442 | 444530.4578 | 516221 | 0 | 0 | 0 | 0 | 205359.0546 | 0 | 0 | 0 | 0 | 0 | 0 | 0 | 731991.4441 | 0 | 0 | 0 | 0 | 0 | 0 | 0 | 0 | 0 | 0 | 88743.1518 | 0 | 0 | 0 | 0 | 0 | 0 | 0 | 0 | 0 | 217584.5502 | 0 | 0 | 0 | 0 | 0 | 0 | 0
2016-12-16 20:00 | 0 | 0 | 0 | 0 | 0 | 399883.617 | 467246.6182 | 512984 | 0 | 0 | 0 | 0 | 294102.2064 | 0 | 0 | 0 | 0 | 0 | 0 | 0 | 997394.5275 | 0 | 0 | 0 | 0 | 0 | 0 | 0 | 0 | 0 | 0 | 88743.1518 | 0 | 0 | 0 | 0 | 0 | 0 | 0 | 0 | 0 | 265403.0834 | 0 | 0 | 0 | 0 | 0 | 0 | 0
2016-12-16 21:00 | 0 | 0 | 0 | 0 | 0 | 0 | 496449.1341 | 516347 | 0 | 0 | 0 | 0 | 382845.3582 | 0 | 0 | 0 | 0 | 0 | 0 | 0 | 888753.5098 | 0 | 0 | 0 | 0 | 0 | 0 | 0 | 0 | 0 | 0 | 88743.1518 | 0 | 0 | 0 | 0 | 0 | 0 | 0 | 0 | 0 | -108641.0177 | 0 | 0 | 0 | 0 | 0 | 0 | 0
2016-12-16 22:00 | 0 | 0 | 0 | 0 | 0 | 0 | 445071.7371 | 528963 | 0 | 0 | 0 | 0 | 382845.3582 | 0 | 0 | 0 | 0 | 0 | 0 | 0 | 804862.2469 | 0 | 0 | 0 | 0 | 0 | 0 | 0 | 0 | 0 | 0 | 0 | 0 | 0 | 0 | 0 | 0 | 0 | 0 | 0 | 0 | -83891.2629 | 0 | 0 | 0 | 0 | 0 | 0 | 0
2016-12-16 23:00 | 0 | 0 | 0 | 0 | 0 | 499481.5657 | 173014.5559 | 538562 | 0 | 0 | 0 | 0 | 294102.2064 | 0 | 0 | 0 | 0 | 0 | 0 | 0 | 1027539.5203 | 0 | 0 | 0 | 0 | 0 | 0 | 0 | 0 | 0 | 0 | -88743.1518 | 0 | 0 | 0 | 0 | 0 | 0 | 0 | 0 | 0 | 222677.2734 | 0 | 0 | 0 | 0 | 0 | 0 | 0
2016-12-17 | 0 | 0 | 0 | 0 | 0 | 512930.1022 | 1838.8281 | 538262 | 0 | 0 | 0 | 0 | 205359.0546 | 0 | 0 | 0 | 0 | 0 | 0 | 0 | 1092789.6024 | 0 | 0 | 0 | 0 | 0 | 0 | 0 | 0 | 0 | 0 | -88743.1518 | 0 | 0 | 0 | 0 | 0 | 0 | 0 | 0 | 0 | 65250.0821 | 0 | 0 | 0 | 0 | 0 | 0 | 0
2016-12-17 01:00 | 0 | 0 | 0 | 0 | 0 | 343784.2694 | 0 | 534022 | 0 | 0 | 0 | 0 | 294102.2064 | 0 | 0 | 0 | 0 | 0 | 0 | 0 | 813808.7199 | 0 | 0 | 0 | 0 | 0 | 0 | 0 | 0 | 0 | 0 | 88743.1518 | 0 | 0 | 0 | 0 | 0 | 0 | 0 | 0 | 0 | -278980.8824 | 0 | 0 | 0 | 0 | 0 | 0 | 0
2016-12-17 02:00 | 0 | 0 | 0 | 0 | 0 | 153555.9658 | 0 | 521280 | 0 | 0 | 0 | 0 | 205359.0546 | 0 | 0 | 0 | 0 | 0 | 0 | 0 | 534827.8375 | 0 | 0 | 0 | 0 | 0 | 0 | 0 | 0 | 0 | 0 | -88743.1518 | 0 | 0 | 0 | 0 | 0 | 0 | 0 | 0 | 0 | -278980.8824 | 0 | 0 | 0 | 0 | 0 | 0 | 0
2016-12-17 03:00 | 0 | 0 | 0 | 0 | 0 | 537452.994 | 0 | 502161 | 0 | 0 | 0 | 0 | 116615.9029 | 0 | 0 | 0 | 0 | 0 | 0 | 0 | 658862.9833 | 0 | 0 | 0 | 0 | 0 | 0 | 0 | 0 | 0 | 0 | -88743.1518 | 0 | 0 | 0 | 0 | 0 | 0 | 0 | 0 | 0 | 124035.1458 | 0 | 0 | 0 | 0 | 0 | 0 | 0
2016-12-17 04:00 | 0 | 0 | 0 | 0 | 0 | 560671.465 | 0 | 478629 | 0 | 0 | 0 | 0 | 205359.0546 | 0 | 0 | 0 | 0 | 0 | 0 | 0 | 652162.2965 | 0 | 0 | 0 | 0 | 0 | 0 | 0 | 0 | 0 | 0 | 88743.1518 | 0 | 0 | 0 | 0 | 0 | 0 | 0 | 0 | 0 | -6700.6868 | 0 | 0 | 0 | 0 | 0 | 0 | 0
2016-12-17 05:00 | 0 | 0 | 0 | 0 | 0 | 585867.135 | 0 | 456200 | 0 | 0 | 0 | 0 | 294102.2064 | 0 | 0 | 0 | 0 | 0 | 0 | 0 | 693086.2797 | 0 | 0 | 0 | 0 | 0 | 0 | 0 | 0 | 0 | 0 | 88743.1518 | 0 | 0 | 0 | 0 | 0 | 0 | 0 | 0 | 0 | 40923.9832 | 0 | 0 | 0 | 0 | 0 | 0 | 0
2016-12-17 06:00 | 0 | 0 | 0 | 0 | 0 | 248147.2694 | 0 | 438385 | 0 | 0 | 0 | 0 | 382845.3582 | 0 | 0 | 0 | 0 | 0 | 0 | 0 | 414105.3973 | 0 | 0 | 0 | 0 | 0 | 0 | 0 | 0 | 0 | 0 | 88743.1518 | 0 | 0 | 0 | 0 | 0 | 0 | 0 | 0 | 0 | -278980.8824 | 0 | 0 | 0 | 0 | 0 | 0 | 0
2016-12-17 07:00 | 0 | 0 | 0 | 0 | 0 | 616111.7306 | 0 | 425874 | 0 | 0 | 0 | 0 | 294102.2064 | 0 | 0 | 0 | 0 | 0 | 0 | 0 | 693086.2797 | 0 | 0 | 0 | 0 | 0 | 0 | 0 | 0 | 0 | 0 | -88743.1518 | 0 | 0 | 0 | 0 | 0 | 0 | 0 | 0 | 0 | 278980.8824 | 0 | 0 | 0 | 0 | 0 | 0 | 0
2016-12-17 08:00 | 0 | 0 | 0 | 0 | 0 | 650788.5194 | 0 | 418189 | 0 | 0 | 0 | 0 | 382845.3582 | 0 | 0 | 0 | 0 | 0 | 0 | 0 | 836942.6473 | 0 | 0 | 0 | 0 | 0 | 0 | 0 | 0 | 0 | 0 | 88743.1518 | 0 | 0 | 0 | 0 | 0 | 0 | 0 | 0 | 0 | 143856.3676 | 0 | 0 | 0 | 0 | 0 | 0 | 0
2016-12-17 09:00 | 0 | 0 | 0 | 0 | 0 | 136664.1176 | 0 | 415645 | 0 | 0 | 0 | 0 | 382845.3582 | 0 | 0 | 0 | 0 | 0 | 0 | 0 | 557961.7649 | 0 | 0 | 0 | 0 | 0 | 0 | 0 | 0 | 0 | 0 | 0 | 0 | 0 | 0 | 0 | 0 | 0 | 0 | 0 | 0 | -278980.8824 | 0 | 0 | 0 | 0 | 0 | 0 | 0
2016-12-17 10:00 | 0 | 0 | 0 | 0 | 0 | 51070.9658 | 0 | 418795 | 0 | 0 | 0 | 0 | 294102.2064 | 0 | 0 | 0 | 0 | 0 | 0 | 0 | 278980.8824 | 0 | 0 | 0 | 0 | 0 | 0 | 0 | 0 | 0 | 0 | -88743.1518 | 0 | 0 | 0 | 0 | 0 | 0 | 0 | 0 | 0 | -278980.8824 | 0 | 0 | 0 | 0 | 0 | 0 | 0
2016-12-17 11:00 | 0 | 0 | 0 | 0 | 0 | 237709.2694 | 0 | 427947 | 0 | 0 | 0 | 0 | 382845.3582 | 0 | 0 | 0 | 0 | 0 | 0 | 0 | 0 | 0 | 0 | 0 | 0 | 0 | 0 | 0 | 0 | 0 | 0 | 88743.1518 | 0 | 0 | 0 | 0 | 0 | 0 | 0 | 0 | 0 | -278980.8824 | 0 | 0 | 0 | 0 | 0 | 0 | 0
2016-12-17 12:00 | 0 | 0 | 0 | 0 | 0 | 631756.7306 | 0 | 441519 | 0 | 0 | 0 | 0 | 294102.2064 | 0 | 0 | 0 | 0 | 0 | 0 | 0 | 278980.8824 | 0 | 0 | 0 | 0 | 0 | 0 | 0 | 0 | 0 | 0 | -88743.1518 | 0 | 0 | 0 | 0 | 0 | 0 | 0 | 0 | 0 | 278980.8824 | 0 | 0 | 0 | 0 | 0 | 0 | 0
2016-12-17 13:00 | 0 | 0 | 0 | 0 | 0 | 648412.7306 | 0 | 458175 | 0 | 0 | 0 | 0 | 205359.0546 | 0 | 0 | 0 | 0 | 0 | 0 | 0 | 557961.7649 | 0 | 0 | 0 | 0 | 0 | 0 | 0 | 0 | 0 | 0 | -88743.1518 | 0 | 0 | 0 | 0 | 0 | 0 | 0 | 0 | 0 | 278980.8824 | 0 | 0 | 0 | 0 | 0 | 0 | 0
2016-12-17 14:00 | 0 | 0 | 0 | 0 | 0 | 241220.9941 | 42618.2753 | 474077 | 0 | 0 | 0 | 0 | 294102.2064 | 0 | 0 | 0 | 0 | 0 | 0 | 0 | 278980.8824 | 0 | 0 | 0 | 0 | 0 | 0 | 0 | 0 | 0 | 0 | 88743.1518 | 0 | 0 | 0 | 0 | 0 | 0 | 0 | 0 | 0 | -278980.8824 | 0 | 0 | 0 | 0 | 0 | 0 | 0
2016-12-17 15:00 | 0 | 0 | 0 | 0 | 0 | 0 | 361336.2691 | 484504 | 0 | 0 | 0 | 0 | 382845.3582 | 0 | 0 | 0 | 0 | 0 | 0 | 0 | 67069.9997 | 0 | 0 | 0 | 0 | 0 | 0 | 0 | 0 | 0 | 0 | 88743.1518 | 0 | 0 | 0 | 0 | 0 | 0 | 0 | 0 | 0 | -211910.8827 | 0 | 0 | 0 | 0 | 0 | 0 | 0
2016-12-17 16:00 | 0 | 0 | 0 | 0 | 0 | 191529.0018 | 574927.8806 | 487476 | 0 | 0 | 0 | 0 | 382845.3582 | 0 | 0 | 0 | 0 | 0 | 0 | 0 | 346050.8822 | 0 | 0 | 0 | 0 | 0 | 0 | 0 | 0 | 0 | 0 | 0 | 0 | 0 | 0 | 0 | 0 | 0 | 0 | 0 | 0 | 278980.8824 | 0 | 0 | 0 | 0 | 0 | 0 | 0
2016-12-17 17:00 | 0 | 0 | 0 | 0 | 0 | 89436.0674 | 584416.7365 | 484404 | 0 | 0 | 0 | 0 | 382845.3582 | 0 | 0 | 0 | 0 | 0 | 0 | 0 | 535499.6861 | 0 | 0 | 0 | 0 | 0 | 0 | 0 | 0 | 0 | 0 | 0 | 0 | 0 | 0 | 0 | 0 | 0 | 0 | 0 | 0 | 189448.8039 | 0 | 0 | 0 | 0 | 0 | 0 | 0
2016-12-17 18:00 | 0 | 0 | 0 | 0 | 0 | 112054.7393 | 556633.9913 | 478451 | 0 | 0 | 0 | 0 | 294102.2064 | 0 | 0 | 0 | 0 | 0 | 0 | 0 | 814480.5685 | 0 | 0 | 0 | 0 | 0 | 0 | 0 | 0 | 0 | 0 | -88743.1518 | 0 | 0 | 0 | 0 | 0 | 0 | 0 | 0 | 0 | 278980.8824 | 0 | 0 | 0 | 0 | 0 | 0 | 0
2016-12-17 19:00 | 0 | 0 | 0 | 0 | 0 | 0 | 543075.7672 | 472354 | 0 | 0 | 0 | 0 | 382845.3582 | 0 | 0 | 0 | 0 | 0 | 0 | 0 | 796459.1839 | 0 | 0 | 0 | 0 | 0 | 0 | 0 | 0 | 0 | 0 | 88743.1518 | 0 | 0 | 0 | 0 | 0 | 0 | 0 | 0 | 0 | -18021.3846 | 0 | 0 | 0 | 0 | 0 | 0 | 0
2016-12-17 20:00 | 0 | 0 | 0 | 0 | 0 | 0 | 558841.691 | 468144 | 0 | 0 | 0 | 0 | 294102.2064 | 0 | 0 | 0 | 0 | 0 | 0 | 0 | 975900.0267 | 0 | 0 | 0 | 0 | 0 | 0 | 0 | 0 | 0 | 0 | -88743.1518 | 0 | 0 | 0 | 0 | 0 | 0 | 0 | 0 | 0 | 179440.8428 | 0 | 0 | 0 | 0 | 0 | 0 | 0
2016-12-17 21:00 | 0 | 0 | 0 | 0 | 0 | 0 | 582031.5114 | 470744 | 0 | 0 | 0 | 0 | 205359.0546 | 0 | 0 | 0 | 0 | 0 | 0 | 0 | 1175930.6898 | 0 | 0 | 0 | 0 | 0 | 0 | 0 | 0 | 0 | 0 | -88743.1518 | 0 | 0 | 0 | 0 | 0 | 0 | 0 | 0 | 0 | 200030.6632 | 0 | 0 | 0 | 0 | 0 | 0 | 0
2016-12-17 22:00 | 0 | 0 | 0 | 0 | 0 | 0 | 567997.0296 | 484005 | 0 | 0 | 0 | 0 | 294102.2064 | 0 | 0 | 0 | 0 | 0 | 0 | 0 | 1171179.5676 | 0 | 0 | 0 | 0 | 0 | 0 | 0 | 0 | 0 | 0 | 88743.1518 | 0 | 0 | 0 | 0 | 0 | 0 | 0 | 0 | 0 | -4751.1222 | 0 | 0 | 0 | 0 | 0 | 0 | 0
2016-12-17 23:00 | 0 | 0 | 0 | 0 | 0 | 0 | 236280.6394 | 495374 | 0 | 0 | 0 | 0 | 205359.0546 | 0 | 0 | 0 | 0 | 0 | 0 | 0 | 1000829.3588 | 0 | 0 | 0 | 0 | 0 | 0 | 0 | 0 | 0 | 0 | -88743.1518 | 0 | 0 | 0 | 0 | 0 | 0 | 0 | 0 | 0 | -170350.2088 | 0 | 0 | 0 | 0 | 0 | 0 | 0
2016-12-18 | 0 | 0 | 0 | 0 | 0 | 610857.338 | 1897.8454 | 499639 | 0 | 0 | 0 | 0 | 294102.2064 | 0 | 0 | 0 | 0 | 0 | 0 | 0 | 1025202.3904 | 0 | 0 | 0 | 0 | 0 | 0 | 0 | 0 | 0 | 0 | 88743.1518 | 0 | 0 | 0 | 0 | 0 | 0 | 0 | 0 | 0 | 24373.0316 | 0 | 0 | 0 | 0 | 0 | 0 | 0
2016-12-18 01:00 | 0 | 0 | 0 | 0 | 0 | 585549.5048 | 0 | 500069 | 0 | 0 | 0 | 0 | 382845.3582 | 0 | 0 | 0 | 0 | 0 | 0 | 0 | 1021939.7434 | 0 | 0 | 0 | 0 | 0 | 0 | 0 | 0 | 0 | 0 | 88743.1518 | 0 | 0 | 0 | 0 | 0 | 0 | 0 | 0 | 0 | -3262.647 | 0 | 0 | 0 | 0 | 0 | 0 | 0
2016-12-18 02:00 | 0 | 0 | 0 | 0 | 0 | 123514.9658 | 0 | 491239 | 0 | 0 | 0 | 0 | 294102.2064 | 0 | 0 | 0 | 0 | 0 | 0 | 0 | 742958.8609 | 0 | 0 | 0 | 0 | 0 | 0 | 0 | 0 | 0 | 0 | -88743.1518 | 0 | 0 | 0 | 0 | 0 | 0 | 0 | 0 | 0 | -278980.8824 | 0 | 0 | 0 | 0 | 0 | 0 | 0
2016-12-18 03:00 | 0 | 0 | 0 | 0 | 0 | 554119.5678 | 0 | 479320 | 0 | 0 | 0 | 0 | 205359.0546 | 0 | 0 | 0 | 0 | 0 | 0 | 0 | 906501.5805 | 0 | 0 | 0 | 0 | 0 | 0 | 0 | 0 | 0 | 0 | -88743.1518 | 0 | 0 | 0 | 0 | 0 | 0 | 0 | 0 | 0 | 163542.7196 | 0 | 0 | 0 | 0 | 0 | 0 | 0
2016-12-18 04:00 | 0 | 0 | 0 | 0 | 0 | 543224.8908 | 0 | 461403 | 0 | 0 | 0 | 0 | 294102.2064 | 0 | 0 | 0 | 0 | 0 | 0 | 0 | 899580.3195 | 0 | 0 | 0 | 0 | 0 | 0 | 0 | 0 | 0 | 0 | 88743.1518 | 0 | 0 | 0 | 0 | 0 | 0 | 0 | 0 | 0 | -6921.261 | 0 | 0 | 0 | 0 | 0 | 0 | 0
2016-12-18 05:00 | 0 | 0 | 0 | 0 | 0 | 253011.2694 | 0 | 443249 | 0 | 0 | 0 | 0 | 382845.3582 | 0 | 0 | 0 | 0 | 0 | 0 | 0 | 620599.4371 | 0 | 0 | 0 | 0 | 0 | 0 | 0 | 0 | 0 | 0 | 88743.1518 | 0 | 0 | 0 | 0 | 0 | 0 | 0 | 0 | 0 | -278980.8824 | 0 | 0 | 0 | 0 | 0 | 0 | 0
2016-12-18 06:00 | 0 | 0 | 0 | 0 | 0 | 510937.8923 | 0 | 427707 | 0 | 0 | 0 | 0 | 382845.3582 | 0 | 0 | 0 | 0 | 0 | 0 | 0 | 703830.3294 | 0 | 0 | 0 | 0 | 0 | 0 | 0 | 0 | 0 | 0 | 0 | 0 | 0 | 0 | 0 | 0 | 0 | 0 | 0 | 0 | 83230.8923 | 0 | 0 | 0 | 0 | 0 | 0 | 0
2016-12-18 07:00 | 0 | 0 | 0 | 0 | 0 | 49692.9658 | 0 | 417417 | 0 | 0 | 0 | 0 | 294102.2064 | 0 | 0 | 0 | 0 | 0 | 0 | 0 | 424849.4469 | 0 | 0 | 0 | 0 | 0 | 0 | 0 | 0 | 0 | 0 | -88743.1518 | 0 | 0 | 0 | 0 | 0 | 0 | 0 | 0 | 0 | -278980.8824 | 0 | 0 | 0 | 0 | 0 | 0 | 0
2016-12-18 08:00 | 0 | 0 | 0 | 0 | 0 | 221812.2694 | 0 | 412050 | 0 | 0 | 0 | 0 | 382845.3582 | 0 | 0 | 0 | 0 | 0 | 0 | 0 | 145868.5645 | 0 | 0 | 0 | 0 | 0 | 0 | 0 | 0 | 0 | 0 | 88743.1518 | 0 | 0 | 0 | 0 | 0 | 0 | 0 | 0 | 0 | -278980.8824 | 0 | 0 | 0 | 0 | 0 | 0 | 0
2016-12-18 09:00 | 0 | 0 | 0 | 0 | 0 | 455879.1662 | 0 | 411510 | 0 | 0 | 0 | 0 | 294102.2064 | 0 | 0 | 0 | 0 | 0 | 0 | 0 | 278980.8824 | 0 | 0 | 0 | 0 | 0 | 0 | 0 | 0 | 0 | 0 | -88743.1518 | 0 | 0 | 0 | 0 | 0 | 0 | 0 | 0 | 0 | 133112.318 | 0 | 0 | 0 | 0 | 0 | 0 | 0
2016-12-18 10:00 | 0 | 0 | 0 | 0 | 0 | 224798.2694 | 0 | 415036 | 0 | 0 | 0 | 0 | 382845.3582 | 0 | 0 | 0 | 0 | 0 | 0 | 0 | 0 | 0 | 0 | 0 | 0 | 0 | 0 | 0 | 0 | 0 | 0 | 88743.1518 | 0 | 0 | 0 | 0 | 0 | 0 | 0 | 0 | 0 | -278980.8824 | 0 | 0 | 0 | 0 | 0 | 0 | 0
2016-12-18 11:00 | 0 | 0 | 0 | 0 | 0 | 404038.8871 | 0 | 424423 | 0 | 0 | 0 | 0 | 362461.2453 | 0 | 0 | 0 | 0 | 0 | 0 | 0 | 0 | 0 | 0 | 0 | 0 | 0 | 0 | 0 | 0 | 0 | 0 | -20384.1129 | 0 | 0 | 0 | 0 | 0 | 0 | 0 | 0 | 0 | 0 | 0 | 0 | 0 | 0 | 0 | 0 | 0
2016-12-18 12:00 | 0 | 0 | 0 | 0 | 0 | 349398.8482 | 0 | 438142 | 0 | 0 | 0 | 0 | 273718.0935 | 0 | 0 | 0 | 0 | 0 | 0 | 0 | 0 | 0 | 0 | 0 | 0 | 0 | 0 | 0 | 0 | 0 | 0 | -88743.1518 | 0 | 0 | 0 | 0 | 0 | 0 | 0 | 0 | 0 | 0 | 0 | 0 | 0 | 0 | 0 | 0 | 0
2016-12-18 13:00 | 0 | 0 | 0 | 0 | 0 | 379453.3173 | 0 | 457346 | 0 | 0 | 0 | 0 | 195825.4108 | 0 | 0 | 0 | 0 | 0 | 0 | 0 | 0 | 0 | 0 | 0 | 0 | 0 | 0 | 0 | 0 | 0 | 0 | -77892.6827 | 0 | 0 | 0 | 0 | 0 | 0 | 0 | 0 | 0 | 0 | 0 | 0 | 0 | 0 | 0 | 0 | 0
2016-12-18 14:00 | 0 | 0 | 0 | 0 | 0 | 377700.0416 | 89844.5344 | 474790 | 0 | 0 | 0 | 0 | 188579.9867 | 0 | 0 | 0 | 0 | 0 | 0 | 0 | 0 | 0 | 0 | 0 | 0 | 0 | 0 | 0 | 0 | 0 | 0 | -7245.4241 | 0 | 0 | 0 | 0 | 0 | 0 | 0 | 0 | 0 | 0 | 0 | 0 | 0 | 0 | 0 | 0 | 0
2016-12-18 15:00 | 0 | 0 | 0 | 0 | 0 | 0 | 513903.0005 | 485275 | 0 | 0 | 0 | 0 | 205359.0546 | 0 | 0 | 0 | 0 | 0 | 0 | 0 | 11848.9325 | 0 | 0 | 0 | 0 | 0 | 0 | 0 | 0 | 0 | 0 | 16779.0679 | 0 | 0 | 0 | 0 | 0 | 0 | 0 | 0 | 0 | 11848.9325 | 0 | 0 | 0 | 0 | 0 | 0 | 0
2016-12-18 16:00 | 0 | 0 | 0 | 0 | 0 | 163536.7329 | 681497.5468 | 488225 | 0 | 0 | 0 | 0 | 294102.2064 | 0 | 0 | 0 | 0 | 0 | 0 | 0 | 279915.0604 | 0 | 0 | 0 | 0 | 0 | 0 | 0 | 0 | 0 | 0 | 88743.1518 | 0 | 0 | 0 | 0 | 0 | 0 | 0 | 0 | 0 | 268066.1279 | 0 | 0 | 0 | 0 | 0 | 0 | 0
2016-12-18 17:00 | 0 | 0 | 0 | 0 | 0 | 0 | 657920.8209 | 487242 | 0 | 0 | 0 | 0 | 382845.3582 | 0 | 0 | 0 | 0 | 0 | 0 | 0 | 361850.7296 | 0 | 0 | 0 | 0 | 0 | 0 | 0 | 0 | 0 | 0 | 88743.1518 | 0 | 0 | 0 | 0 | 0 | 0 | 0 | 0 | 0 | 81935.6691 | 0 | 0 | 0 | 0 | 0 | 0 | 0
2016-12-18 18:00 | 0 | 0 | 0 | 0 | 0 | 57333.5536 | 617041.177 | 484137 | 0 | 0 | 0 | 0 | 294102.2064 | 0 | 0 | 0 | 0 | 0 | 0 | 0 | 640831.612 | 0 | 0 | 0 | 0 | 0 | 0 | 0 | 0 | 0 | 0 | -88743.1518 | 0 | 0 | 0 | 0 | 0 | 0 | 0 | 0 | 0 | 278980.8824 | 0 | 0 | 0 | 0 | 0 | 0 | 0
2016-12-18 19:00 | 0 | 0 | 0 | 0 | 0 | 0 | 599224.9286 | 480659 | 0 | 0 | 0 | 0 | 382845.3582 | 0 | 0 | 0 | 0 | 0 | 0 | 0 | 670654.3888 | 0 | 0 | 0 | 0 | 0 | 0 | 0 | 0 | 0 | 0 | 88743.1518 | 0 | 0 | 0 | 0 | 0 | 0 | 0 | 0 | 0 | 29822.7768 | 0 | 0 | 0 | 0 | 0 | 0 | 0
2016-12-18 20:00 | 0 | 0 | 0 | 0 | 0 | 0 | 615334.9878 | 479543 | 0 | 0 | 0 | 0 | 294102.2064 | 0 | 0 | 0 | 0 | 0 | 0 | 0 | 895189.5285 | 0 | 0 | 0 | 0 | 0 | 0 | 0 | 0 | 0 | 0 | -88743.1518 | 0 | 0 | 0 | 0 | 0 | 0 | 0 | 0 | 0 | 224535.1396 | 0 | 0 | 0 | 0 | 0 | 0 | 0
2016-12-18 21:00 | 0 | 0 | 0 | 0 | 0 | 0 | 645162.9252 | 486497 | 0 | 0 | 0 | 0 | 205359.0546 | 0 | 0 | 0 | 0 | 0 | 0 | 0 | 1142598.6054 | 0 | 0 | 0 | 0 | 0 | 0 | 0 | 0 | 0 | 0 | -88743.1518 | 0 | 0 | 0 | 0 | 0 | 0 | 0 | 0 | 0 | 247409.077 | 0 | 0 | 0 | 0 | 0 | 0 | 0
2016-12-18 22:00 | 0 | 0 | 0 | 0 | 0 | 0 | 597265.5741 | 505481 | 0 | 0 | 0 | 0 | 116615.9029 | 0 | 0 | 0 | 0 | 0 | 0 | 0 | 1323126.3314 | 0 | 0 | 0 | 0 | 0 | 0 | 0 | 0 | 0 | 0 | -88743.1518 | 0 | 0 | 0 | 0 | 0 | 0 | 0 | 0 | 0 | 180527.7259 | 0 | 0 | 0 | 0 | 0 | 0 | 0
2016-12-18 23:00 | 0 | 0 | 0 | 0 | 0 | 428284.5094 | 228593.4204 | 525851 | 0 | 0 | 0 | 0 | 205359.0546 | 0 | 0 | 0 | 0 | 0 | 0 | 0 | 1365410.1093 | 0 | 0 | 0 | 0 | 0 | 0 | 0 | 0 | 0 | 0 | 88743.1518 | 0 | 0 | 0 | 0 | 0 | 0 | 0 | 0 | 0 | 42283.778 | 0 | 0 | 0 | 0 | 0 | 0 | 0
2016-12-19 | 0 | 0 | 0 | 0 | 0 | 497601.9577 | 2940.3752 | 537426 | 0 | 0 | 0 | 0 | 294102.2064 | 0 | 0 | 0 | 0 | 0 | 0 | 0 | 1239783.2904 | 0 | 0 | 0 | 0 | 0 | 0 | 0 | 0 | 0 | 0 | 88743.1518 | 0 | 0 | 0 | 0 | 0 | 0 | 0 | 0 | 0 | -125626.8189 | 0 | 0 | 0 | 0 | 0 | 0 | 0
2016-12-19 01:00 | 0 | 0 | 0 | 0 | 0 | 529524.831 | 0 | 542277 | 0 | 0 | 0 | 0 | 382845.3582 | 0 | 0 | 0 | 0 | 0 | 0 | 0 | 1138287.9696 | 0 | 0 | 0 | 0 | 0 | 0 | 0 | 0 | 0 | 0 | 88743.1518 | 0 | 0 | 0 | 0 | 0 | 0 | 0 | 0 | 0 | -101495.3208 | 0 | 0 | 0 | 0 | 0 | 0 | 0
2016-12-19 02:00 | 0 | 0 | 0 | 0 | 0 | 538009.1437 | 0 | 534931 | 0 | 0 | 0 | 0 | 294102.2064 | 0 | 0 | 0 | 0 | 0 | 0 | 0 | 1230109.2651 | 0 | 0 | 0 | 0 | 0 | 0 | 0 | 0 | 0 | 0 | -88743.1518 | 0 | 0 | 0 | 0 | 0 | 0 | 0 | 0 | 0 | 91821.2955 | 0 | 0 | 0 | 0 | 0 | 0 | 0
2016-12-19 03:00 | 0 | 0 | 0 | 0 | 0 | 329402.2694 | 0 | 519640 | 0 | 0 | 0 | 0 | 382845.3582 | 0 | 0 | 0 | 0 | 0 | 0 | 0 | 951128.3827 | 0 | 0 | 0 | 0 | 0 | 0 | 0 | 0 | 0 | 0 | 88743.1518 | 0 | 0 | 0 | 0 | 0 | 0 | 0 | 0 | 0 | -278980.8824 | 0 | 0 | 0 | 0 | 0 | 0 | 0
2016-12-19 04:00 | 0 | 0 | 0 | 0 | 0 | 561489.1856 | 0 | 499938 | 0 | 0 | 0 | 0 | 382845.3582 | 0 | 0 | 0 | 0 | 0 | 0 | 0 | 1012679.5683 | 0 | 0 | 0 | 0 | 0 | 0 | 0 | 0 | 0 | 0 | 0 | 0 | 0 | 0 | 0 | 0 | 0 | 0 | 0 | 0 | 61551.1856 | 0 | 0 | 0 | 0 | 0 | 0 | 0
2016-12-19 05:00 | 0 | 0 | 0 | 0 | 0 | 576109.936 | 0 | 481449 | 0 | 0 | 0 | 0 | 294102.2064 | 0 | 0 | 0 | 0 | 0 | 0 | 0 | 1196083.6562 | 0 | 0 | 0 | 0 | 0 | 0 | 0 | 0 | 0 | 0 | -88743.1518 | 0 | 0 | 0 | 0 | 0 | 0 | 0 | 0 | 0 | 183404.0878 | 0 | 0 | 0 | 0 | 0 | 0 | 0
2016-12-19 06:00 | 0 | 0 | 0 | 0 | 0 | 278376.2694 | 0 | 468614 | 0 | 0 | 0 | 0 | 382845.3582 | 0 | 0 | 0 | 0 | 0 | 0 | 0 | 917102.7737 | 0 | 0 | 0 | 0 | 0 | 0 | 0 | 0 | 0 | 0 | 88743.1518 | 0 | 0 | 0 | 0 | 0 | 0 | 0 | 0 | 0 | -278980.8824 | 0 | 0 | 0 | 0 | 0 | 0 | 0
2016-12-19 07:00 | 0 | 0 | 0 | 0 | 0 | 590106.6136 | 0 | 461616 | 0 | 0 | 0 | 0 | 294102.2064 | 0 | 0 | 0 | 0 | 0 | 0 | 0 | 1134336.5392 | 0 | 0 | 0 | 0 | 0 | 0 | 0 | 0 | 0 | 0 | -88743.1518 | 0 | 0 | 0 | 0 | 0 | 0 | 0 | 0 | 0 | 217233.7654 | 0 | 0 | 0 | 0 | 0 | 0 | 0
2016-12-19 08:00 | 0 | 0 | 0 | 0 | 0 | 91801.9658 | 0 | 459526 | 0 | 0 | 0 | 0 | 205359.0546 | 0 | 0 | 0 | 0 | 0 | 0 | 0 | 855355.6567 | 0 | 0 | 0 | 0 | 0 | 0 | 0 | 0 | 0 | 0 | -88743.1518 | 0 | 0 | 0 | 0 | 0 | 0 | 0 | 0 | 0 | -278980.8824 | 0 | 0 | 0 | 0 | 0 | 0 | 0
2016-12-19 09:00 | 0 | 0 | 0 | 0 | 0 | 273707.2694 | 0 | 463945 | 0 | 0 | 0 | 0 | 294102.2064 | 0 | 0 | 0 | 0 | 0 | 0 | 0 | 576374.7743 | 0 | 0 | 0 | 0 | 0 | 0 | 0 | 0 | 0 | 0 | 88743.1518 | 0 | 0 | 0 | 0 | 0 | 0 | 0 | 0 | 0 | -278980.8824 | 0 | 0 | 0 | 0 | 0 | 0 | 0
2016-12-19 10:00 | 0 | 0 | 0 | 0 | 0 | 289836.2694 | 0 | 480074 | 0 | 0 | 0 | 0 | 382845.3582 | 0 | 0 | 0 | 0 | 0 | 0 | 0 | 297393.8918 | 0 | 0 | 0 | 0 | 0 | 0 | 0 | 0 | 0 | 0 | 88743.1518 | 0 | 0 | 0 | 0 | 0 | 0 | 0 | 0 | 0 | -278980.8824 | 0 | 0 | 0 | 0 | 0 | 0 | 0
2016-12-19 11:00 | 0 | 0 | 0 | 0 | 0 | 572703.833 | 0 | 510834 | 0 | 0 | 0 | 0 | 294102.2064 | 0 | 0 | 0 | 0 | 0 | 0 | 0 | 448006.8767 | 0 | 0 | 0 | 0 | 0 | 0 | 0 | 0 | 0 | 0 | -88743.1518 | 0 | 0 | 0 | 0 | 0 | 0 | 0 | 0 | 0 | 150612.9848 | 0 | 0 | 0 | 0 | 0 | 0 | 0
2016-12-19 12:00 | 0 | 0 | 0 | 0 | 0 | 174575.9658 | 0 | 542300 | 0 | 0 | 0 | 0 | 205359.0546 | 0 | 0 | 0 | 0 | 0 | 0 | 0 | 169025.9942 | 0 | 0 | 0 | 0 | 0 | 0 | 0 | 0 | 0 | 0 | -88743.1518 | 0 | 0 | 0 | 0 | 0 | 0 | 0 | 0 | 0 | -278980.8824 | 0 | 0 | 0 | 0 | 0 | 0 | 0
2016-12-19 13:00 | 0 | 0 | 0 | 0 | 0 | 570789.3012 | 0 | 559266 | 0 | 0 | 0 | 0 | 116615.9029 | 0 | 0 | 0 | 0 | 0 | 0 | 0 | 269292.4472 | 0 | 0 | 0 | 0 | 0 | 0 | 0 | 0 | 0 | 0 | -88743.1518 | 0 | 0 | 0 | 0 | 0 | 0 | 0 | 0 | 0 | 100266.453 | 0 | 0 | 0 | 0 | 0 | 0 | 0
2016-12-19 14:00 | 0 | 0 | 0 | 0 | 0 | 545869.839 | 36121.8759 | 565631 | 0 | 0 | 0 | 0 | 205359.0546 | 0 | 0 | 0 | 0 | 0 | 0 | 0 | 196910.0104 | 0 | 0 | 0 | 0 | 0 | 0 | 0 | 0 | 0 | 0 | 88743.1518 | 0 | 0 | 0 | 0 | 0 | 0 | 0 | 0 | 0 | -72382.4368 | 0 | 0 | 0 | 0 | 0 | 0 | 0
2016-12-19 15:00 | 0 | 0 | 0 | 0 | 0 | 0 | 455176.1414 | 563343 | 0 | 0 | 0 | 0 | 294102.2064 | 0 | 0 | 0 | 0 | 0 | 0 | 0 | 0 | 0 | 0 | 0 | 0 | 0 | 0 | 0 | 0 | 0 | 0 | 88743.1518 | 0 | 0 | 0 | 0 | 0 | 0 | 0 | 0 | 0 | -196910.0104 | 0 | 0 | 0 | 0 | 0 | 0 | 0
2016-12-19 16:00 | 0 | 0 | 0 | 0 | 0 | 0 | 619453.7633 | 555471 | 0 | 0 | 0 | 0 | 358084.9697 | 0 | 0 | 0 | 0 | 0 | 0 | 0 | 0 | 0 | 0 | 0 | 0 | 0 | 0 | 0 | 0 | 0 | 0 | 63982.7633 | 0 | 0 | 0 | 0 | 0 | 0 | 0 | 0 | 0 | 0 | 0 | 0 | 0 | 0 | 0 | 0 | 0
2016-12-19 17:00 | 0 | 0 | 0 | 0 | 0 | 0 | 607989.7037 | 545422 | 0 | 0 | 0 | 0 | 269341.8179 | 0 | 0 | 0 | 0 | 0 | 0 | 0 | 151310.8555 | 0 | 0 | 0 | 0 | 0 | 0 | 0 | 0 | 0 | 0 | -88743.1518 | 0 | 0 | 0 | 0 | 0 | 0 | 0 | 0 | 0 | 151310.8555 | 0 | 0 | 0 | 0 | 0 | 0 | 0
2016-12-19 18:00 | 0 | 0 | 0 | 0 | 0 | 0 | 576427.5559 | 536491 | 0 | 0 | 0 | 0 | 180598.6661 | 0 | 0 | 0 | 0 | 0 | 0 | 0 | 279990.5632 | 0 | 0 | 0 | 0 | 0 | 0 | 0 | 0 | 0 | 0 | -88743.1518 | 0 | 0 | 0 | 0 | 0 | 0 | 0 | 0 | 0 | 128679.7077 | 0 | 0 | 0 | 0 | 0 | 0 | 0
2016-12-19 19:00 | 0 | 0 | 0 | 0 | 0 | 77067.4264 | 558549.9251 | 528857 | 0 | 0 | 0 | 0 | 91855.5143 | 0 | 0 | 0 | 0 | 0 | 0 | 0 | 475494.0665 | 0 | 0 | 0 | 0 | 0 | 0 | 0 | 0 | 0 | 0 | -88743.1518 | 0 | 0 | 0 | 0 | 0 | 0 | 0 | 0 | 0 | 195503.5033 | 0 | 0 | 0 | 0 | 0 | 0 | 0
2016-12-19 20:00 | 0 | 0 | 0 | 0 | 0 | 0 | 571589.1478 | 525223 | 0 | 0 | 0 | 0 | 177486.3036 | 0 | 0 | 0 | 0 | 0 | 0 | 0 | 436229.425 | 0 | 0 | 0 | 0 | 0 | 0 | 0 | 0 | 0 | 0 | 85630.7893 | 0 | 0 | 0 | 0 | 0 | 0 | 0 | 0 | 0 | -39264.6415 | 0 | 0 | 0 | 0 | 0 | 0 | 0
2016-12-19 21:00 | 0 | 0 | 0 | 0 | 0 | 0 | 596873.6745 | 529043 | 0 | 0 | 0 | 0 | 88743.1518 | 0 | 0 | 0 | 0 | 0 | 0 | 0 | 592803.2513 | 0 | 0 | 0 | 0 | 0 | 0 | 0 | 0 | 0 | 0 | -88743.1518 | 0 | 0 | 0 | 0 | 0 | 0 | 0 | 0 | 0 | 156573.8263 | 0 | 0 | 0 | 0 | 0 | 0 | 0
2016-12-19 22:00 | 0 | 0 | 0 | 0 | 0 | 0 | 534037.3168 | 548076 | 0 | 0 | 0 | 0 | 0 | 0 | 0 | 0 | 0 | 0 | 0 | 0 | 667507.7199 | 0 | 0 | 0 | 0 | 0 | 0 | 0 | 0 | 0 | 0 | -88743.1518 | 0 | 0 | 0 | 0 | 0 | 0 | 0 | 0 | 0 | 74704.4686 | 0 | 0 | 0 | 0 | 0 | 0 | 0
2016-12-19 23:00 | 0 | 0 | 0 | 0 | 0 | 607833.1008 | 239007.7816 | 567860 | 0 | 0 | 0 | 0 | 0 | 0 | 0 | 0 | 0 | 0 | 0 | 0 | 946488.6023 | 0 | 0 | 0 | 0 | 0 | 0 | 0 | 0 | 0 | 0 | 0 | 0 | 0 | 0 | 0 | 0 | 0 | 0 | 0 | 0 | 278980.8824 | 0 | 0 | 0 | 0 | 0 | 0 | 0
2016-12-20 | 0 | 0 | 0 | 0 | 0 | 831970.452 | 3082.6272 | 576875 | 0 | 0 | 0 | 0 | 88743.1518 | 0 | 0 | 0 | 0 | 0 | 0 | 0 | 1115923.5298 | 0 | 0 | 0 | 0 | 0 | 0 | 0 | 0 | 0 | 0 | 88743.1518 | 0 | 0 | 0 | 0 | 0 | 0 | 0 | 0 | 0 | 169434.9275 | 0 | 0 | 0 | 0 | 0 | 0 | 0
2016-12-20 01:00 | 0 | 0 | 0 | 0 | 0 | 767760.7306 | 0 | 577523 | 0 | 0 | 0 | 0 | 0 | 0 | 0 | 0 | 0 | 0 | 0 | 0 | 1394904.4122 | 0 | 0 | 0 | 0 | 0 | 0 | 0 | 0 | 0 | 0 | -88743.1518 | 0 | 0 | 0 | 0 | 0 | 0 | 0 | 0 | 0 | 278980.8824 | 0 | 0 | 0 | 0 | 0 | 0 | 0
2016-12-20 02:00 | 0 | 0 | 0 | 0 | 0 | 376034.2694 | 0 | 566272 | 0 | 0 | 0 | 0 | 88743.1518 | 0 | 0 | 0 | 0 | 0 | 0 | 0 | 1115923.5298 | 0 | 0 | 0 | 0 | 0 | 0 | 0 | 0 | 0 | 0 | 88743.1518 | 0 | 0 | 0 | 0 | 0 | 0 | 0 | 0 | 0 | -278980.8824 | 0 | 0 | 0 | 0 | 0 | 0 | 0
2016-12-20 03:00 | 0 | 0 | 0 | 0 | 0 | 859821.7039 | 0 | 545611 | 0 | 0 | 0 | 0 | 123972.9732 | 0 | 0 | 0 | 0 | 0 | 0 | 0 | 1394904.4122 | 0 | 0 | 0 | 0 | 0 | 0 | 0 | 0 | 0 | 0 | 35229.8214 | 0 | 0 | 0 | 0 | 0 | 0 | 0 | 0 | 0 | 278980.8824 | 0 | 0 | 0 | 0 | 0 | 0 | 0
2016-12-20 04:00 | 0 | 0 | 0 | 0 | 0 | 234365.0472 | 0 | 520703 | 0 | 0 | 0 | 0 | 116615.9029 | 0 | 0 | 0 | 0 | 0 | 0 | 0 | 1115923.5298 | 0 | 0 | 0 | 0 | 0 | 0 | 0 | 0 | 0 | 0 | -7357.0704 | 0 | 0 | 0 | 0 | 0 | 0 | 0 | 0 | 0 | -278980.8824 | 0 | 0 | 0 | 0 | 0 | 0 | 0
2016-12-20 05:00 | 0 | 0 | 0 | 0 | 0 | 308364.2694 | 0 | 498602 | 0 | 0 | 0 | 0 | 205359.0546 | 0 | 0 | 0 | 0 | 0 | 0 | 0 | 836942.6473 | 0 | 0 | 0 | 0 | 0 | 0 | 0 | 0 | 0 | 0 | 88743.1518 | 0 | 0 | 0 | 0 | 0 | 0 | 0 | 0 | 0 | -278980.8824 | 0 | 0 | 0 | 0 | 0 | 0 | 0
2016-12-20 06:00 | 0 | 0 | 0 | 0 | 0 | 848662.0342 | 0 | 480938 | 0 | 0 | 0 | 0 | 294102.2064 | 0 | 0 | 0 | 0 | 0 | 0 | 0 | 1115923.5298 | 0 | 0 | 0 | 0 | 0 | 0 | 0 | 0 | 0 | 0 | 88743.1518 | 0 | 0 | 0 | 0 | 0 | 0 | 0 | 0 | 0 | 278980.8824 | 0 | 0 | 0 | 0 | 0 | 0 | 0
2016-12-20 07:00 | 0 | 0 | 0 | 0 | 0 | 280586.2694 | 0 | 470824 | 0 | 0 | 0 | 0 | 382845.3582 | 0 | 0 | 0 | 0 | 0 | 0 | 0 | 836942.6473 | 0 | 0 | 0 | 0 | 0 | 0 | 0 | 0 | 0 | 0 | 88743.1518 | 0 | 0 | 0 | 0 | 0 | 0 | 0 | 0 | 0 | -278980.8824 | 0 | 0 | 0 | 0 | 0 | 0 | 0
2016-12-20 08:00 | 0 | 0 | 0 | 0 | 0 | 99374.9658 | 0 | 467099 | 0 | 0 | 0 | 0 | 294102.2064 | 0 | 0 | 0 | 0 | 0 | 0 | 0 | 557961.7649 | 0 | 0 | 0 | 0 | 0 | 0 | 0 | 0 | 0 | 0 | -88743.1518 | 0 | 0 | 0 | 0 | 0 | 0 | 0 | 0 | 0 | -278980.8824 | 0 | 0 | 0 | 0 | 0 | 0 | 0
2016-12-20 09:00 | 0 | 0 | 0 | 0 | 0 | 660734.7306 | 0 | 470497 | 0 | 0 | 0 | 0 | 205359.0546 | 0 | 0 | 0 | 0 | 0 | 0 | 0 | 836942.6473 | 0 | 0 | 0 | 0 | 0 | 0 | 0 | 0 | 0 | 0 | -88743.1518 | 0 | 0 | 0 | 0 | 0 | 0 | 0 | 0 | 0 | 278980.8824 | 0 | 0 | 0 | 0 | 0 | 0 | 0
2016-12-20 10:00 | 0 | 0 | 0 | 0 | 0 | 293135.2694 | 0 | 483373 | 0 | 0 | 0 | 0 | 294102.2064 | 0 | 0 | 0 | 0 | 0 | 0 | 0 | 557961.7649 | 0 | 0 | 0 | 0 | 0 | 0 | 0 | 0 | 0 | 0 | 88743.1518 | 0 | 0 | 0 | 0 | 0 | 0 | 0 | 0 | 0 | -278980.8824 | 0 | 0 | 0 | 0 | 0 | 0 | 0
2016-12-20 11:00 | 0 | 0 | 0 | 0 | 0 | 319418.2694 | 0 | 509656 | 0 | 0 | 0 | 0 | 382845.3582 | 0 | 0 | 0 | 0 | 0 | 0 | 0 | 278980.8824 | 0 | 0 | 0 | 0 | 0 | 0 | 0 | 0 | 0 | 0 | 88743.1518 | 0 | 0 | 0 | 0 | 0 | 0 | 0 | 0 | 0 | -278980.8824 | 0 | 0 | 0 | 0 | 0 | 0 | 0
2016-12-20 12:00 | 0 | 0 | 0 | 0 | 0 | 169585.9658 | 0 | 537310 | 0 | 0 | 0 | 0 | 294102.2064 | 0 | 0 | 0 | 0 | 0 | 0 | 0 | 0 | 0 | 0 | 0 | 0 | 0 | 0 | 0 | 0 | 0 | 0 | -88743.1518 | 0 | 0 | 0 | 0 | 0 | 0 | 0 | 0 | 0 | -278980.8824 | 0 | 0 | 0 | 0 | 0 | 0 | 0
2016-12-20 13:00 | 0 | 0 | 0 | 0 | 0 | 737552.7306 | 0 | 547315 | 0 | 0 | 0 | 0 | 205359.0546 | 0 | 0 | 0 | 0 | 0 | 0 | 0 | 278980.8824 | 0 | 0 | 0 | 0 | 0 | 0 | 0 | 0 | 0 | 0 | -88743.1518 | 0 | 0 | 0 | 0 | 0 | 0 | 0 | 0 | 0 | 278980.8824 | 0 | 0 | 0 | 0 | 0 | 0 | 0
2016-12-20 14:00 | 0 | 0 | 0 | 0 | 0 | 691332.8843 | 39706.0418 | 545994 | 0 | 0 | 0 | 0 | 177486.3036 | 0 | 0 | 0 | 0 | 0 | 0 | 0 | 491898.5596 | 0 | 0 | 0 | 0 | 0 | 0 | 0 | 0 | 0 | 0 | -27872.7511 | 0 | 0 | 0 | 0 | 0 | 0 | 0 | 0 | 0 | 212917.6772 | 0 | 0 | 0 | 0 | 0 | 0 | 0
2016-12-20 15:00 | 0 | 0 | 0 | 0 | 0 | 0 | 450957.6387 | 537898 | 0 | 0 | 0 | 0 | 266229.4554 | 0 | 0 | 0 | 0 | 0 | 0 | 0 | 316215.0466 | 0 | 0 | 0 | 0 | 0 | 0 | 0 | 0 | 0 | 0 | 88743.1518 | 0 | 0 | 0 | 0 | 0 | 0 | 0 | 0 | 0 | -175683.513 | 0 | 0 | 0 | 0 | 0 | 0 | 0
2016-12-20 16:00 | 0 | 0 | 0 | 0 | 0 | 280201.4013 | 613108.6329 | 525586 | 0 | 0 | 0 | 0 | 354972.6072 | 0 | 0 | 0 | 0 | 0 | 0 | 0 | 595195.929 | 0 | 0 | 0 | 0 | 0 | 0 | 0 | 0 | 0 | 0 | 88743.1518 | 0 | 0 | 0 | 0 | 0 | 0 | 0 | 0 | 0 | 278980.8824 | 0 | 0 | 0 | 0 | 0 | 0 | 0
2016-12-20 17:00 | 0 | 0 | 0 | 0 | 0 | 0 | 613659.1408 | 511467 | 0 | 0 | 0 | 0 | 266229.4554 | 0 | 0 | 0 | 0 | 0 | 0 | 0 | 786131.2216 | 0 | 0 | 0 | 0 | 0 | 0 | 0 | 0 | 0 | 0 | -88743.1518 | 0 | 0 | 0 | 0 | 0 | 0 | 0 | 0 | 0 | 190935.2926 | 0 | 0 | 0 | 0 | 0 | 0 | 0
2016-12-20 18:00 | 0 | 0 | 0 | 0 | 0 | 55803.6358 | 571623.1911 | 499927 | 0 | 0 | 0 | 0 | 177486.3036 | 0 | 0 | 0 | 0 | 0 | 0 | 0 | 1002374.2003 | 0 | 0 | 0 | 0 | 0 | 0 | 0 | 0 | 0 | 0 | -88743.1518 | 0 | 0 | 0 | 0 | 0 | 0 | 0 | 0 | 0 | 216242.9787 | 0 | 0 | 0 | 0 | 0 | 0 | 0
2016-12-20 19:00 | 0 | 0 | 0 | 0 | 0 | 134688.0802 | 546690.6505 | 491141 | 0 | 0 | 0 | 0 | 88743.1518 | 0 | 0 | 0 | 0 | 0 | 0 | 0 | 1281355.0827 | 0 | 0 | 0 | 0 | 0 | 0 | 0 | 0 | 0 | 0 | -88743.1518 | 0 | 0 | 0 | 0 | 0 | 0 | 0 | 0 | 0 | 278980.8824 | 0 | 0 | 0 | 0 | 0 | 0 | 0
2016-12-20 20:00 | 0 | 0 | 0 | 0 | 0 | 0 | 555762.9451 | 486462 | 0 | 0 | 0 | 0 | 177486.3036 | 0 | 0 | 0 | 0 | 0 | 0 | 0 | 1261912.876 | 0 | 0 | 0 | 0 | 0 | 0 | 0 | 0 | 0 | 0 | 88743.1518 | 0 | 0 | 0 | 0 | 0 | 0 | 0 | 0 | 0 | -19442.2067 | 0 | 0 | 0 | 0 | 0 | 0 | 0
2016-12-20 21:00 | 0 | 0 | 0 | 0 | 0 | 0 | 561578.152 | 490003 | 0 | 0 | 0 | 0 | 88743.1518 | 0 | 0 | 0 | 0 | 0 | 0 | 0 | 1422231.1798 | 0 | 0 | 0 | 0 | 0 | 0 | 0 | 0 | 0 | 0 | -88743.1518 | 0 | 0 | 0 | 0 | 0 | 0 | 0 | 0 | 0 | 160318.3037 | 0 | 0 | 0 | 0 | 0 | 0 | 0
2016-12-20 22:00 | 0 | 0 | 0 | 0 | 0 | 0 | 472202.1723 | 509653 | 0 | 0 | 0 | 0 | 177486.3036 | 0 | 0 | 0 | 0 | 0 | 0 | 0 | 1296037.2003 | 0 | 0 | 0 | 0 | 0 | 0 | 0 | 0 | 0 | 0 | 88743.1518 | 0 | 0 | 0 | 0 | 0 | 0 | 0 | 0 | 0 | -126193.9795 | 0 | 0 | 0 | 0 | 0 | 0 | 0
2016-12-20 23:00 | 0 | 0 | 0 | 0 | 0 | 530530.0681 | 159070.1777 | 529350 | 0 | 0 | 0 | 0 | 266229.4554 | 0 | 0 | 0 | 0 | 0 | 0 | 0 | 1367544.2943 | 0 | 0 | 0 | 0 | 0 | 0 | 0 | 0 | 0 | 0 | 88743.1518 | 0 | 0 | 0 | 0 | 0 | 0 | 0 | 0 | 0 | 71507.094 | 0 | 0 | 0 | 0 | 0 | 0 | 0
2016-12-21 | 0 | 0 | 0 | 0 | 0 | 575974.0086 | 3125.1939 | 539075 | 0 | 0 | 0 | 0 | 177486.3036 | 0 | 0 | 0 | 0 | 0 | 0 | 0 | 1496311.6487 | 0 | 0 | 0 | 0 | 0 | 0 | 0 | 0 | 0 | 0 | -88743.1518 | 0 | 0 | 0 | 0 | 0 | 0 | 0 | 0 | 0 | 128767.3544 | 0 | 0 | 0 | 0 | 0 | 0 | 0
2016-12-21 01:00 | 0 | 0 | 0 | 0 | 0 | 351384.2694 | 0 | 541622 | 0 | 0 | 0 | 0 | 266229.4554 | 0 | 0 | 0 | 0 | 0 | 0 | 0 | 1217330.7662 | 0 | 0 | 0 | 0 | 0 | 0 | 0 | 0 | 0 | 0 | 88743.1518 | 0 | 0 | 0 | 0 | 0 | 0 | 0 | 0 | 0 | -278980.8824 | 0 | 0 | 0 | 0 | 0 | 0 | 0
2016-12-21 02:00 | 0 | 0 | 0 | 0 | 0 | 341962.2694 | 0 | 532200 | 0 | 0 | 0 | 0 | 354972.6072 | 0 | 0 | 0 | 0 | 0 | 0 | 0 | 938349.8838 | 0 | 0 | 0 | 0 | 0 | 0 | 0 | 0 | 0 | 0 | 88743.1518 | 0 | 0 | 0 | 0 | 0 | 0 | 0 | 0 | 0 | -278980.8824 | 0 | 0 | 0 | 0 | 0 | 0 | 0
2016-12-21 03:00 | 0 | 0 | 0 | 0 | 0 | 145848.9658 | 0 | 513573 | 0 | 0 | 0 | 0 | 266229.4554 | 0 | 0 | 0 | 0 | 0 | 0 | 0 | 659369.0013 | 0 | 0 | 0 | 0 | 0 | 0 | 0 | 0 | 0 | 0 | -88743.1518 | 0 | 0 | 0 | 0 | 0 | 0 | 0 | 0 | 0 | -278980.8824 | 0 | 0 | 0 | 0 | 0 | 0 | 0
2016-12-21 04:00 | 0 | 0 | 0 | 0 | 0 | 680804.7306 | 0 | 490567 | 0 | 0 | 0 | 0 | 177486.3036 | 0 | 0 | 0 | 0 | 0 | 0 | 0 | 938349.8838 | 0 | 0 | 0 | 0 | 0 | 0 | 0 | 0 | 0 | 0 | -88743.1518 | 0 | 0 | 0 | 0 | 0 | 0 | 0 | 0 | 0 | 278980.8824 | 0 | 0 | 0 | 0 | 0 | 0 | 0
2016-12-21 05:00 | 0 | 0 | 0 | 0 | 0 | 278724.2694 | 0 | 468962 | 0 | 0 | 0 | 0 | 266229.4554 | 0 | 0 | 0 | 0 | 0 | 0 | 0 | 659369.0013 | 0 | 0 | 0 | 0 | 0 | 0 | 0 | 0 | 0 | 0 | 88743.1518 | 0 | 0 | 0 | 0 | 0 | 0 | 0 | 0 | 0 | -278980.8824 | 0 | 0 | 0 | 0 | 0 | 0 | 0
2016-12-21 06:00 | 0 | 0 | 0 | 0 | 0 | 86071.9658 | 0 | 453796 | 0 | 0 | 0 | 0 | 177486.3036 | 0 | 0 | 0 | 0 | 0 | 0 | 0 | 380388.1189 | 0 | 0 | 0 | 0 | 0 | 0 | 0 | 0 | 0 | 0 | -88743.1518 | 0 | 0 | 0 | 0 | 0 | 0 | 0 | 0 | 0 | -278980.8824 | 0 | 0 | 0 | 0 | 0 | 0 | 0
2016-12-21 07:00 | 0 | 0 | 0 | 0 | 0 | 711494.7978 | 0 | 445178 | 0 | 0 | 0 | 0 | 266229.4554 | 0 | 0 | 0 | 0 | 0 | 0 | 0 | 557961.7649 | 0 | 0 | 0 | 0 | 0 | 0 | 0 | 0 | 0 | 0 | 88743.1518 | 0 | 0 | 0 | 0 | 0 | 0 | 0 | 0 | 0 | 177573.646 | 0 | 0 | 0 | 0 | 0 | 0 | 0
2016-12-21 08:00 | 0 | 0 | 0 | 0 | 0 | 74155.9658 | 0 | 441880 | 0 | 0 | 0 | 0 | 177486.3036 | 0 | 0 | 0 | 0 | 0 | 0 | 0 | 278980.8824 | 0 | 0 | 0 | 0 | 0 | 0 | 0 | 0 | 0 | 0 | -88743.1518 | 0 | 0 | 0 | 0 | 0 | 0 | 0 | 0 | 0 | -278980.8824 | 0 | 0 | 0 | 0 | 0 | 0 | 0
2016-12-21 09:00 | 0 | 0 | 0 | 0 | 0 | 634645.7306 | 0 | 444408 | 0 | 0 | 0 | 0 | 88743.1518 | 0 | 0 | 0 | 0 | 0 | 0 | 0 | 557961.7649 | 0 | 0 | 0 | 0 | 0 | 0 | 0 | 0 | 0 | 0 | -88743.1518 | 0 | 0 | 0 | 0 | 0 | 0 | 0 | 0 | 0 | 278980.8824 | 0 | 0 | 0 | 0 | 0 | 0 | 0
2016-12-21 10:00 | 0 | 0 | 0 | 0 | 0 | 88901.9658 | 0 | 456626 | 0 | 0 | 0 | 0 | 0 | 0 | 0 | 0 | 0 | 0 | 0 | 0 | 278980.8824 | 0 | 0 | 0 | 0 | 0 | 0 | 0 | 0 | 0 | 0 | -88743.1518 | 0 | 0 | 0 | 0 | 0 | 0 | 0 | 0 | 0 | -278980.8824 | 0 | 0 | 0 | 0 | 0 | 0 | 0
2016-12-21 11:00 | 0 | 0 | 0 | 0 | 0 | 293573.2694 | 0 | 483811 | 0 | 0 | 0 | 0 | 88743.1518 | 0 | 0 | 0 | 0 | 0 | 0 | 0 | 0 | 0 | 0 | 0 | 0 | 0 | 0 | 0 | 0 | 0 | 0 | 88743.1518 | 0 | 0 | 0 | 0 | 0 | 0 | 0 | 0 | 0 | -278980.8824 | 0 | 0 | 0 | 0 | 0 | 0 | 0
2016-12-21 12:00 | 0 | 0 | 0 | 0 | 0 | 700523.7306 | 0 | 510286 | 0 | 0 | 0 | 0 | 0 | 0 | 0 | 0 | 0 | 0 | 0 | 0 | 278980.8824 | 0 | 0 | 0 | 0 | 0 | 0 | 0 | 0 | 0 | 0 | -88743.1518 | 0 | 0 | 0 | 0 | 0 | 0 | 0 | 0 | 0 | 278980.8824 | 0 | 0 | 0 | 0 | 0 | 0 | 0
2016-12-21 13:00 | 0 | 0 | 0 | 0 | 0 | 775516.3026 | 0 | 520079 | 0 | 0 | 0 | 0 | 88743.1518 | 0 | 0 | 0 | 0 | 0 | 0 | 0 | 445675.0332 | 0 | 0 | 0 | 0 | 0 | 0 | 0 | 0 | 0 | 0 | 88743.1518 | 0 | 0 | 0 | 0 | 0 | 0 | 0 | 0 | 0 | 166694.1508 | 0 | 0 | 0 | 0 | 0 | 0 | 0
2016-12-21 14:00 | 0 | 0 | 0 | 0 | 0 | 291758.5996 | 35718.6698 | 517715 | 0 | 0 | 0 | 0 | 177486.3036 | 0 | 0 | 0 | 0 | 0 | 0 | 0 | 166694.1508 | 0 | 0 | 0 | 0 | 0 | 0 | 0 | 0 | 0 | 0 | 88743.1518 | 0 | 0 | 0 | 0 | 0 | 0 | 0 | 0 | 0 | -278980.8824 | 0 | 0 | 0 | 0 | 0 | 0 | 0
2016-12-21 15:00 | 0 | 0 | 0 | 0 | 0 | 560866.0892 | 179152.0983 | 509230 | 0 | 0 | 0 | 0 | 129293.6087 | 0 | 0 | 0 | 0 | 0 | 0 | 0 | 445675.0332 | 0 | 0 | 0 | 0 | 0 | 0 | 0 | 0 | 0 | 0 | -48192.6949 | 0 | 0 | 0 | 0 | 0 | 0 | 0 | 0 | 0 | 278980.8824 | 0 | 0 | 0 | 0 | 0 | 0 | 0
2016-12-21 16:00 | 0 | 0 | 0 | 0 | 0 | 480557.2117 | 322097.5832 | 497804 | 0 | 0 | 0 | 0 | 218036.7605 | 0 | 0 | 0 | 0 | 0 | 0 | 0 | 661782.6763 | 0 | 0 | 0 | 0 | 0 | 0 | 0 | 0 | 0 | 0 | 88743.1518 | 0 | 0 | 0 | 0 | 0 | 0 | 0 | 0 | 0 | 216107.6431 | 0 | 0 | 0 | 0 | 0 | 0 | 0
2016-12-21 17:00 | 0 | 0 | 0 | 0 | 0 | 0 | 385691.7141 | 485887 | 0 | 0 | 0 | 0 | 306779.9123 | 0 | 0 | 0 | 0 | 0 | 0 | 0 | 472844.2386 | 0 | 0 | 0 | 0 | 0 | 0 | 0 | 0 | 0 | 0 | 88743.1518 | 0 | 0 | 0 | 0 | 0 | 0 | 0 | 0 | 0 | -188938.4377 | 0 | 0 | 0 | 0 | 0 | 0 | 0
2016-12-21 18:00 | 0 | 0 | 0 | 0 | 0 | 0 | 398232.6182 | 475256 | 0 | 0 | 0 | 0 | 218036.7605 | 0 | 0 | 0 | 0 | 0 | 0 | 0 | 484564.0085 | 0 | 0 | 0 | 0 | 0 | 0 | 0 | 0 | 0 | 0 | -88743.1518 | 0 | 0 | 0 | 0 | 0 | 0 | 0 | 0 | 0 | 11719.77 | 0 | 0 | 0 | 0 | 0 | 0 | 0
2016-12-21 19:00 | 0 | 0 | 0 | 0 | 0 | 0 | 397245.0661 | 467024 | 0 | 0 | 0 | 0 | 129293.6087 | 0 | 0 | 0 | 0 | 0 | 0 | 0 | 503528.2265 | 0 | 0 | 0 | 0 | 0 | 0 | 0 | 0 | 0 | 0 | -88743.1518 | 0 | 0 | 0 | 0 | 0 | 0 | 0 | 0 | 0 | 18964.2179 | 0 | 0 | 0 | 0 | 0 | 0 | 0
2016-12-21 20:00 | 0 | 0 | 0 | 0 | 0 | 397877.7583 | 398739.392 | 464161 | 0 | 0 | 0 | 0 | 182768.8765 | 0 | 0 | 0 | 0 | 0 | 0 | 0 | 782509.1089 | 0 | 0 | 0 | 0 | 0 | 0 | 0 | 0 | 0 | 0 | 53475.2679 | 0 | 0 | 0 | 0 | 0 | 0 | 0 | 0 | 0 | 278980.8824 | 0 | 0 | 0 | 0 | 0 | 0 | 0
2016-12-21 21:00 | 0 | 0 | 0 | 0 | 0 | 454684.4825 | 382390.5517 | 469351 | 0 | 0 | 0 | 0 | 271512.0283 | 0 | 0 | 0 | 0 | 0 | 0 | 0 | 1061489.9914 | 0 | 0 | 0 | 0 | 0 | 0 | 0 | 0 | 0 | 0 | 88743.1518 | 0 | 0 | 0 | 0 | 0 | 0 | 0 | 0 | 0 | 278980.8824 | 0 | 0 | 0 | 0 | 0 | 0 | 0
2016-12-21 22:00 | 0 | 0 | 0 | 0 | 0 | 0 | 316884.0415 | 486513 | 0 | 0 | 0 | 0 | 182768.8765 | 0 | 0 | 0 | 0 | 0 | 0 | 0 | 980604.1846 | 0 | 0 | 0 | 0 | 0 | 0 | 0 | 0 | 0 | 0 | -88743.1518 | 0 | 0 | 0 | 0 | 0 | 0 | 0 | 0 | 0 | -80885.8067 | 0 | 0 | 0 | 0 | 0 | 0 | 0
2016-12-21 23:00 | 0 | 0 | 0 | 0 | 0 | 755981.0921 | 114172.9421 | 502430 | 0 | 0 | 0 | 0 | 271512.0283 | 0 | 0 | 0 | 0 | 0 | 0 | 0 | 1259585.0671 | 0 | 0 | 0 | 0 | 0 | 0 | 0 | 0 | 0 | 0 | 88743.1518 | 0 | 0 | 0 | 0 | 0 | 0 | 0 | 0 | 0 | 278980.8824 | 0 | 0 | 0 | 0 | 0 | 0 | 0
2016-12-22 | 0 | 0 | 0 | 0 | 0 | 698130.2809 | 1270.4497 | 509163 | 0 | 0 | 0 | 0 | 182768.8765 | 0 | 0 | 0 | 0 | 0 | 0 | 0 | 1538565.9495 | 0 | 0 | 0 | 0 | 0 | 0 | 0 | 0 | 0 | 0 | -88743.1518 | 0 | 0 | 0 | 0 | 0 | 0 | 0 | 0 | 0 | 278980.8824 | 0 | 0 | 0 | 0 | 0 | 0 | 0
2016-12-22 01:00 | 0 | 0 | 0 | 0 | 0 | 319630.2694 | 0 | 509868 | 0 | 0 | 0 | 0 | 271512.0283 | 0 | 0 | 0 | 0 | 0 | 0 | 0 | 1259585.0671 | 0 | 0 | 0 | 0 | 0 | 0 | 0 | 0 | 0 | 0 | 88743.1518 | 0 | 0 | 0 | 0 | 0 | 0 | 0 | 0 | 0 | -278980.8824 | 0 | 0 | 0 | 0 | 0 | 0 | 0
2016-12-22 02:00 | 0 | 0 | 0 | 0 | 0 | 690808.7306 | 0 | 500571 | 0 | 0 | 0 | 0 | 182768.8765 | 0 | 0 | 0 | 0 | 0 | 0 | 0 | 1538565.9495 | 0 | 0 | 0 | 0 | 0 | 0 | 0 | 0 | 0 | 0 | -88743.1518 | 0 | 0 | 0 | 0 | 0 | 0 | 0 | 0 | 0 | 278980.8824 | 0 | 0 | 0 | 0 | 0 | 0 | 0
2016-12-22 03:00 | 0 | 0 | 0 | 0 | 0 | 292639.2694 | 0 | 482877 | 0 | 0 | 0 | 0 | 271512.0283 | 0 | 0 | 0 | 0 | 0 | 0 | 0 | 1259585.0671 | 0 | 0 | 0 | 0 | 0 | 0 | 0 | 0 | 0 | 0 | 88743.1518 | 0 | 0 | 0 | 0 | 0 | 0 | 0 | 0 | 0 | -278980.8824 | 0 | 0 | 0 | 0 | 0 | 0 | 0
2016-12-22 04:00 | 0 | 0 | 0 | 0 | 0 | 761901.0606 | 0 | 460330 | 0 | 0 | 0 | 0 | 294102.2064 | 0 | 0 | 0 | 0 | 0 | 0 | 0 | 1538565.9495 | 0 | 0 | 0 | 0 | 0 | 0 | 0 | 0 | 0 | 0 | 22590.1781 | 0 | 0 | 0 | 0 | 0 | 0 | 0 | 0 | 0 | 278980.8824 | 0 | 0 | 0 | 0 | 0 | 0 | 0
2016-12-22 05:00 | 0 | 0 | 0 | 0 | 0 | 630307.7306 | 0 | 440070 | 0 | 0 | 0 | 0 | 205359.0546 | 0 | 0 | 0 | 0 | 0 | 0 | 0 | 1817546.832 | 0 | 0 | 0 | 0 | 0 | 0 | 0 | 0 | 0 | 0 | -88743.1518 | 0 | 0 | 0 | 0 | 0 | 0 | 0 | 0 | 0 | 278980.8824 | 0 | 0 | 0 | 0 | 0 | 0 | 0
2016-12-22 06:00 | 0 | 0 | 0 | 0 | 0 | 232952.2694 | 0 | 423190 | 0 | 0 | 0 | 0 | 294102.2064 | 0 | 0 | 0 | 0 | 0 | 0 | 0 | 1538565.9495 | 0 | 0 | 0 | 0 | 0 | 0 | 0 | 0 | 0 | 0 | 88743.1518 | 0 | 0 | 0 | 0 | 0 | 0 | 0 | 0 | 0 | -278980.8824 | 0 | 0 | 0 | 0 | 0 | 0 | 0
2016-12-22 07:00 | 0 | 0 | 0 | 0 | 0 | 221760.2694 | 0 | 411998 | 0 | 0 | 0 | 0 | 382845.3582 | 0 | 0 | 0 | 0 | 0 | 0 | 0 | 1259585.0671 | 0 | 0 | 0 | 0 | 0 | 0 | 0 | 0 | 0 | 0 | 88743.1518 | 0 | 0 | 0 | 0 | 0 | 0 | 0 | 0 | 0 | -278980.8824 | 0 | 0 | 0 | 0 | 0 | 0 | 0
2016-12-22 08:00 | 0 | 0 | 0 | 0 | 0 | 596671.7306 | 0 | 406434 | 0 | 0 | 0 | 0 | 294102.2064 | 0 | 0 | 0 | 0 | 0 | 0 | 0 | 1538565.9495 | 0 | 0 | 0 | 0 | 0 | 0 | 0 | 0 | 0 | 0 | -88743.1518 | 0 | 0 | 0 | 0 | 0 | 0 | 0 | 0 | 0 | 278980.8824 | 0 | 0 | 0 | 0 | 0 | 0 | 0
2016-12-22 09:00 | 0 | 0 | 0 | 0 | 0 | 217415.2694 | 0 | 407653 | 0 | 0 | 0 | 0 | 382845.3582 | 0 | 0 | 0 | 0 | 0 | 0 | 0 | 1259585.0671 | 0 | 0 | 0 | 0 | 0 | 0 | 0 | 0 | 0 | 0 | 88743.1518 | 0 | 0 | 0 | 0 | 0 | 0 | 0 | 0 | 0 | -278980.8824 | 0 | 0 | 0 | 0 | 0 | 0 | 0
2016-12-22 10:00 | 0 | 0 | 0 | 0 | 0 | 601608.5655 | 0 | 417723 | 0 | 0 | 0 | 0 | 382845.3582 | 0 | 0 | 0 | 0 | 0 | 0 | 0 | 1443470.6325 | 0 | 0 | 0 | 0 | 0 | 0 | 0 | 0 | 0 | 0 | 0 | 0 | 0 | 0 | 0 | 0 | 0 | 0 | 0 | 0 | 183885.5655 | 0 | 0 | 0 | 0 | 0 | 0 | 0
2016-12-22 11:00 | 0 | 0 | 0 | 0 | 0 | 73613.9658 | 0 | 441338 | 0 | 0 | 0 | 0 | 294102.2064 | 0 | 0 | 0 | 0 | 0 | 0 | 0 | 1164489.7501 | 0 | 0 | 0 | 0 | 0 | 0 | 0 | 0 | 0 | 0 | -88743.1518 | 0 | 0 | 0 | 0 | 0 | 0 | 0 | 0 | 0 | -278980.8824 | 0 | 0 | 0 | 0 | 0 | 0 | 0
2016-12-22 12:00 | 0 | 0 | 0 | 0 | 0 | 516898.2897 | 0 | 468480 | 0 | 0 | 0 | 0 | 205359.0546 | 0 | 0 | 0 | 0 | 0 | 0 | 0 | 1301651.1916 | 0 | 0 | 0 | 0 | 0 | 0 | 0 | 0 | 0 | 0 | -88743.1518 | 0 | 0 | 0 | 0 | 0 | 0 | 0 | 0 | 0 | 137161.4415 | 0 | 0 | 0 | 0 | 0 | 0 | 0
2016-12-22 13:00 | 0 | 0 | 0 | 0 | 0 | 291100.2694 | 0 | 481338 | 0 | 0 | 0 | 0 | 294102.2064 | 0 | 0 | 0 | 0 | 0 | 0 | 0 | 1022670.3092 | 0 | 0 | 0 | 0 | 0 | 0 | 0 | 0 | 0 | 0 | 88743.1518 | 0 | 0 | 0 | 0 | 0 | 0 | 0 | 0 | 0 | -278980.8824 | 0 | 0 | 0 | 0 | 0 | 0 | 0
2016-12-22 14:00 | 0 | 0 | 0 | 0 | 0 | 417379.4129 | 19824.8803 | 484535 | 0 | 0 | 0 | 0 | 382845.3582 | 0 | 0 | 0 | 0 | 0 | 0 | 0 | 886596.4505 | 0 | 0 | 0 | 0 | 0 | 0 | 0 | 0 | 0 | 0 | 88743.1518 | 0 | 0 | 0 | 0 | 0 | 0 | 0 | 0 | 0 | -136073.8586 | 0 | 0 | 0 | 0 | 0 | 0 | 0
2016-12-22 15:00 | 0 | 0 | 0 | 0 | 0 | 19652.9364 | 95395.0294 | 482772 | 0 | 0 | 0 | 0 | 294102.2064 | 0 | 0 | 0 | 0 | 0 | 0 | 0 | 607615.5681 | 0 | 0 | 0 | 0 | 0 | 0 | 0 | 0 | 0 | 0 | -88743.1518 | 0 | 0 | 0 | 0 | 0 | 0 | 0 | 0 | 0 | -278980.8824 | 0 | 0 | 0 | 0 | 0 | 0 | 0
2016-12-22 16:00 | 0 | 0 | 0 | 0 | 0 | 261713.7068 | 233124.289 | 476519 | 0 | 0 | 0 | 0 | 205359.0546 | 0 | 0 | 0 | 0 | 0 | 0 | 0 | 714677.7156 | 0 | 0 | 0 | 0 | 0 | 0 | 0 | 0 | 0 | 0 | -88743.1518 | 0 | 0 | 0 | 0 | 0 | 0 | 0 | 0 | 0 | 107062.1476 | 0 | 0 | 0 | 0 | 0 | 0 | 0
2016-12-22 17:00 | 0 | 0 | 0 | 0 | 0 | 222236.0994 | 314453.26 | 467884 | 0 | 0 | 0 | 0 | 294102.2064 | 0 | 0 | 0 | 0 | 0 | 0 | 0 | 694739.9232 | 0 | 0 | 0 | 0 | 0 | 0 | 0 | 0 | 0 | 0 | 88743.1518 | 0 | 0 | 0 | 0 | 0 | 0 | 0 | 0 | 0 | -19937.7924 | 0 | 0 | 0 | 0 | 0 | 0 | 0
2016-12-22 18:00 | 0 | 0 | 0 | 0 | 0 | 230714.7748 | 351433.9116 | 460572 | 0 | 0 | 0 | 0 | 205359.0546 | 0 | 0 | 0 | 0 | 0 | 0 | 0 | 905059.7614 | 0 | 0 | 0 | 0 | 0 | 0 | 0 | 0 | 0 | 0 | -88743.1518 | 0 | 0 | 0 | 0 | 0 | 0 | 0 | 0 | 0 | 210319.8382 | 0 | 0 | 0 | 0 | 0 | 0 | 0
2016-12-22 19:00 | 0 | 0 | 0 | 0 | 0 | 248349.0718 | 361104.8733 | 455456 | 0 | 0 | 0 | 0 | 294102.2064 | 0 | 0 | 0 | 0 | 0 | 0 | 0 | 970314.5548 | 0 | 0 | 0 | 0 | 0 | 0 | 0 | 0 | 0 | 0 | 88743.1518 | 0 | 0 | 0 | 0 | 0 | 0 | 0 | 0 | 0 | 65254.7933 | 0 | 0 | 0 | 0 | 0 | 0 | 0
2016-12-22 20:00 | 0 | 0 | 0 | 0 | 0 | 271187.3954 | 365021.7633 | 454145 | 0 | 0 | 0 | 0 | 382845.3582 | 0 | 0 | 0 | 0 | 0 | 0 | 0 | 1063635.5617 | 0 | 0 | 0 | 0 | 0 | 0 | 0 | 0 | 0 | 0 | 88743.1518 | 0 | 0 | 0 | 0 | 0 | 0 | 0 | 0 | 0 | 93321.0069 | 0 | 0 | 0 | 0 | 0 | 0 | 0
2016-12-22 21:00 | 0 | 0 | 0 | 0 | 0 | 294033.4816 | 356066.249 | 459862 | 0 | 0 | 0 | 0 | 294102.2064 | 0 | 0 | 0 | 0 | 0 | 0 | 0 | 1342616.4441 | 0 | 0 | 0 | 0 | 0 | 0 | 0 | 0 | 0 | 0 | -88743.1518 | 0 | 0 | 0 | 0 | 0 | 0 | 0 | 0 | 0 | 278980.8824 | 0 | 0 | 0 | 0 | 0 | 0 | 0
2016-12-22 22:00 | 0 | 0 | 0 | 0 | 0 | 0 | 300614.3282 | 475102 | 0 | 0 | 0 | 0 | 205359.0546 | 0 | 0 | 0 | 0 | 0 | 0 | 0 | 1256871.9242 | 0 | 0 | 0 | 0 | 0 | 0 | 0 | 0 | 0 | 0 | -88743.1518 | 0 | 0 | 0 | 0 | 0 | 0 | 0 | 0 | 0 | -85744.52 | 0 | 0 | 0 | 0 | 0 | 0 | 0
2016-12-22 23:00 | 0 | 0 | 0 | 0 | 0 | 162668.097 | 136670.1723 | 489576 | 0 | 0 | 0 | 0 | 294102.2064 | 0 | 0 | 0 | 0 | 0 | 0 | 0 | 977891.0417 | 0 | 0 | 0 | 0 | 0 | 0 | 0 | 0 | 0 | 0 | 88743.1518 | 0 | 0 | 0 | 0 | 0 | 0 | 0 | 0 | 0 | -278980.8824 | 0 | 0 | 0 | 0 | 0 | 0 | 0
2016-12-23 | 0 | 0 | 0 | 0 | 0 | 607700.2525 | 1689.3593 | 495798 | 0 | 0 | 0 | 0 | 205359.0546 | 0 | 0 | 0 | 0 | 0 | 0 | 0 | 1180225.8054 | 0 | 0 | 0 | 0 | 0 | 0 | 0 | 0 | 0 | 0 | -88743.1518 | 0 | 0 | 0 | 0 | 0 | 0 | 0 | 0 | 0 | 202334.7636 | 0 | 0 | 0 | 0 | 0 | 0 | 0
2016-12-23 01:00 | 0 | 0 | 0 | 0 | 0 | 306985.2694 | 0 | 497223 | 0 | 0 | 0 | 0 | 294102.2064 | 0 | 0 | 0 | 0 | 0 | 0 | 0 | 901244.9229 | 0 | 0 | 0 | 0 | 0 | 0 | 0 | 0 | 0 | 0 | 88743.1518 | 0 | 0 | 0 | 0 | 0 | 0 | 0 | 0 | 0 | -278980.8824 | 0 | 0 | 0 | 0 | 0 | 0 | 0
2016-12-23 02:00 | 0 | 0 | 0 | 0 | 0 | 610103.9874 | 0 | 487588 | 0 | 0 | 0 | 0 | 205359.0546 | 0 | 0 | 0 | 0 | 0 | 0 | 0 | 1112504.0621 | 0 | 0 | 0 | 0 | 0 | 0 | 0 | 0 | 0 | 0 | -88743.1518 | 0 | 0 | 0 | 0 | 0 | 0 | 0 | 0 | 0 | 211259.1392 | 0 | 0 | 0 | 0 | 0 | 0 | 0
2016-12-23 03:00 | 0 | 0 | 0 | 0 | 0 | 607090.1096 | 0 | 472798 | 0 | 0 | 0 | 0 | 294102.2064 | 0 | 0 | 0 | 0 | 0 | 0 | 0 | 1158053.0199 | 0 | 0 | 0 | 0 | 0 | 0 | 0 | 0 | 0 | 0 | 88743.1518 | 0 | 0 | 0 | 0 | 0 | 0 | 0 | 0 | 0 | 45548.9578 | 0 | 0 | 0 | 0 | 0 | 0 | 0
2016-12-23 04:00 | 0 | 0 | 0 | 0 | 0 | 607381.4115 | 0 | 451296 | 0 | 0 | 0 | 0 | 205359.0546 | 0 | 0 | 0 | 0 | 0 | 0 | 0 | 1402881.5832 | 0 | 0 | 0 | 0 | 0 | 0 | 0 | 0 | 0 | 0 | -88743.1518 | 0 | 0 | 0 | 0 | 0 | 0 | 0 | 0 | 0 | 244828.5633 | 0 | 0 | 0 | 0 | 0 | 0 | 0
2016-12-23 05:00 | 0 | 0 | 0 | 0 | 0 | 238948.2694 | 0 | 429186 | 0 | 0 | 0 | 0 | 294102.2064 | 0 | 0 | 0 | 0 | 0 | 0 | 0 | 1123900.7008 | 0 | 0 | 0 | 0 | 0 | 0 | 0 | 0 | 0 | 0 | 88743.1518 | 0 | 0 | 0 | 0 | 0 | 0 | 0 | 0 | 0 | -278980.8824 | 0 | 0 | 0 | 0 | 0 | 0 | 0
2016-12-23 06:00 | 0 | 0 | 0 | 0 | 0 | 45185.9658 | 0 | 412910 | 0 | 0 | 0 | 0 | 205359.0546 | 0 | 0 | 0 | 0 | 0 | 0 | 0 | 844919.8183 | 0 | 0 | 0 | 0 | 0 | 0 | 0 | 0 | 0 | 0 | -88743.1518 | 0 | 0 | 0 | 0 | 0 | 0 | 0 | 0 | 0 | -278980.8824 | 0 | 0 | 0 | 0 | 0 | 0 | 0
2016-12-23 07:00 | 0 | 0 | 0 | 0 | 0 | 591867.7306 | 0 | 401630 | 0 | 0 | 0 | 0 | 116615.9029 | 0 | 0 | 0 | 0 | 0 | 0 | 0 | 1123900.7008 | 0 | 0 | 0 | 0 | 0 | 0 | 0 | 0 | 0 | 0 | -88743.1518 | 0 | 0 | 0 | 0 | 0 | 0 | 0 | 0 | 0 | 278980.8824 | 0 | 0 | 0 | 0 | 0 | 0 | 0
2016-12-23 08:00 | 0 | 0 | 0 | 0 | 0 | 597743.4602 | 0 | 396314 | 0 | 0 | 0 | 0 | 205359.0546 | 0 | 0 | 0 | 0 | 0 | 0 | 0 | 1236587.0092 | 0 | 0 | 0 | 0 | 0 | 0 | 0 | 0 | 0 | 0 | 88743.1518 | 0 | 0 | 0 | 0 | 0 | 0 | 0 | 0 | 0 | 112686.3084 | 0 | 0 | 0 | 0 | 0 | 0 | 0
2016-12-23 09:00 | 0 | 0 | 0 | 0 | 0 | 29863.9658 | 0 | 397588 | 0 | 0 | 0 | 0 | 116615.9029 | 0 | 0 | 0 | 0 | 0 | 0 | 0 | 957606.1267 | 0 | 0 | 0 | 0 | 0 | 0 | 0 | 0 | 0 | 0 | -88743.1518 | 0 | 0 | 0 | 0 | 0 | 0 | 0 | 0 | 0 | -278980.8824 | 0 | 0 | 0 | 0 | 0 | 0 | 0
2016-12-23 10:00 | 0 | 0 | 0 | 0 | 0 | 596180.7306 | 0 | 405943 | 0 | 0 | 0 | 0 | 27872.7511 | 0 | 0 | 0 | 0 | 0 | 0 | 0 | 1236587.0092 | 0 | 0 | 0 | 0 | 0 | 0 | 0 | 0 | 0 | 0 | -88743.1518 | 0 | 0 | 0 | 0 | 0 | 0 | 0 | 0 | 0 | 278980.8824 | 0 | 0 | 0 | 0 | 0 | 0 | 0
2016-12-23 11:00 | 0 | 0 | 0 | 0 | 0 | 233791.2694 | 0 | 424029 | 0 | 0 | 0 | 0 | 116615.9029 | 0 | 0 | 0 | 0 | 0 | 0 | 0 | 957606.1267 | 0 | 0 | 0 | 0 | 0 | 0 | 0 | 0 | 0 | 0 | 88743.1518 | 0 | 0 | 0 | 0 | 0 | 0 | 0 | 0 | 0 | -278980.8824 | 0 | 0 | 0 | 0 | 0 | 0 | 0
2016-12-23 12:00 | 0 | 0 | 0 | 0 | 0 | 649709.4826 | 0 | 444616 | 0 | 0 | 0 | 0 | 205359.0546 | 0 | 0 | 0 | 0 | 0 | 0 | 0 | 1073956.4575 | 0 | 0 | 0 | 0 | 0 | 0 | 0 | 0 | 0 | 0 | 88743.1518 | 0 | 0 | 0 | 0 | 0 | 0 | 0 | 0 | 0 | 116350.3308 | 0 | 0 | 0 | 0 | 0 | 0 | 0
2016-12-23 13:00 | 0 | 0 | 0 | 0 | 0 | 648685.6633 | 0 | 458812 | 0 | 0 | 0 | 0 | 116615.9029 | 0 | 0 | 0 | 0 | 0 | 0 | 0 | 1352573.2726 | 0 | 0 | 0 | 0 | 0 | 0 | 0 | 0 | 0 | 0 | -88743.1518 | 0 | 0 | 0 | 0 | 0 | 0 | 0 | 0 | 0 | 278616.8151 | 0 | 0 | 0 | 0 | 0 | 0 | 0
2016-12-23 14:00 | 0 | 0 | 0 | 0 | 0 | 77831.6449 | 20395.3208 | 465951 | 0 | 0 | 0 | 0 | 27872.7511 | 0 | 0 | 0 | 0 | 0 | 0 | 0 | 1073592.3902 | 0 | 0 | 0 | 0 | 0 | 0 | 0 | 0 | 0 | 0 | -88743.1518 | 0 | 0 | 0 | 0 | 0 | 0 | 0 | 0 | 0 | -278980.8824 | 0 | 0 | 0 | 0 | 0 | 0 | 0
2016-12-23 15:00 | 0 | 0 | 0 | 0 | 0 | 0 | 247616.283 | 466609 | 0 | 0 | 0 | 0 | 0 | 0 | 0 | 0 | 0 | 0 | 0 | 0 | 882472.4242 | 0 | 0 | 0 | 0 | 0 | 0 | 0 | 0 | 0 | 0 | -27872.7511 | 0 | 0 | 0 | 0 | 0 | 0 | 0 | 0 | 0 | -191119.9659 | 0 | 0 | 0 | 0 | 0 | 0 | 0
2016-12-23 16:00 | 0 | 0 | 0 | 0 | 0 | 448887.465 | 381893.5692 | 463057 | 0 | 0 | 0 | 0 | 88743.1518 | 0 | 0 | 0 | 0 | 0 | 0 | 0 | 1161453.3067 | 0 | 0 | 0 | 0 | 0 | 0 | 0 | 0 | 0 | 0 | 88743.1518 | 0 | 0 | 0 | 0 | 0 | 0 | 0 | 0 | 0 | 278980.8824 | 0 | 0 | 0 | 0 | 0 | 0 | 0
2016-12-23 17:00 | 0 | 0 | 0 | 0 | 0 | 206360.5326 | 440414.1438 | 457024 | 0 | 0 | 0 | 0 | 177486.3036 | 0 | 0 | 0 | 0 | 0 | 0 | 0 | 1262460.8313 | 0 | 0 | 0 | 0 | 0 | 0 | 0 | 0 | 0 | 0 | 88743.1518 | 0 | 0 | 0 | 0 | 0 | 0 | 0 | 0 | 0 | 101007.5246 | 0 | 0 | 0 | 0 | 0 | 0 | 0
2016-12-23 18:00 | 0 | 0 | 0 | 0 | 0 | 0 | 441530.4303 | 451089 | 0 | 0 | 0 | 0 | 88743.1518 | 0 | 0 | 0 | 0 | 0 | 0 | 0 | 1341645.4134 | 0 | 0 | 0 | 0 | 0 | 0 | 0 | 0 | 0 | 0 | -88743.1518 | 0 | 0 | 0 | 0 | 0 | 0 | 0 | 0 | 0 | 79184.5821 | 0 | 0 | 0 | 0 | 0 | 0 | 0
2016-12-23 19:00 | 0 | 0 | 0 | 0 | 0 | 368252.0703 | 445545.9639 | 446074 | 0 | 0 | 0 | 0 | 177486.3036 | 0 | 0 | 0 | 0 | 0 | 0 | 0 | 1620626.2958 | 0 | 0 | 0 | 0 | 0 | 0 | 0 | 0 | 0 | 0 | 88743.1518 | 0 | 0 | 0 | 0 | 0 | 0 | 0 | 0 | 0 | 278980.8824 | 0 | 0 | 0 | 0 | 0 | 0 | 0
2016-12-23 20:00 | 0 | 0 | 0 | 0 | 0 | 0 | 459879.3099 | 443898 | 0 | 0 | 0 | 0 | 88743.1518 | 0 | 0 | 0 | 0 | 0 | 0 | 0 | 1725350.7575 | 0 | 0 | 0 | 0 | 0 | 0 | 0 | 0 | 0 | 0 | -88743.1518 | 0 | 0 | 0 | 0 | 0 | 0 | 0 | 0 | 0 | 104724.4617 | 0 | 0 | 0 | 0 | 0 | 0 | 0
2016-12-23 21:00 | 0 | 0 | 0 | 0 | 0 | 0 | 470535.4251 | 449172 | 0 | 0 | 0 | 0 | 0 | 0 | 0 | 0 | 0 | 0 | 0 | 0 | 1835457.3343 | 0 | 0 | 0 | 0 | 0 | 0 | 0 | 0 | 0 | 0 | -88743.1518 | 0 | 0 | 0 | 0 | 0 | 0 | 0 | 0 | 0 | 110106.5769 | 0 | 0 | 0 | 0 | 0 | 0 | 0
2016-12-23 22:00 | 0 | 0 | 0 | 0 | 0 | 0 | 383211.277 | 463676 | 0 | 0 | 0 | 0 | 88743.1518 | 0 | 0 | 0 | 0 | 0 | 0 | 0 | 1666249.4595 | 0 | 0 | 0 | 0 | 0 | 0 | 0 | 0 | 0 | 0 | 88743.1518 | 0 | 0 | 0 | 0 | 0 | 0 | 0 | 0 | 0 | -169207.8748 | 0 | 0 | 0 | 0 | 0 | 0 | 0
2016-12-23 23:00 | 0 | 0 | 0 | 0 | 0 | 441425.0351 | 122852.4108 | 474071 | 0 | 0 | 0 | 0 | 88743.1518 | 0 | 0 | 0 | 0 | 0 | 0 | 0 | 1756455.9054 | 0 | 0 | 0 | 0 | 0 | 0 | 0 | 0 | 0 | 0 | 0 | 0 | 0 | 0 | 0 | 0 | 0 | 0 | 0 | 0 | 90206.4459 | 0 | 0 | 0 | 0 | 0 | 0 | 0
2016-12-24 | 0 | 0 | 0 | 0 | 0 | 445697.6834 | 909.6866 | 476015 | 0 | 0 | 0 | 0 | 0 | 0 | 0 | 0 | 0 | 0 | 0 | 0 | 1815791.4272 | 0 | 0 | 0 | 0 | 0 | 0 | 0 | 0 | 0 | 0 | -88743.1518 | 0 | 0 | 0 | 0 | 0 | 0 | 0 | 0 | 0 | 59335.5218 | 0 | 0 | 0 | 0 | 0 | 0 | 0
2016-12-24 01:00 | 0 | 0 | 0 | 0 | 0 | 427447.8279 | 0 | 472752 | 0 | 0 | 0 | 0 | 88743.1518 | 0 | 0 | 0 | 0 | 0 | 0 | 0 | 1681744.1033 | 0 | 0 | 0 | 0 | 0 | 0 | 0 | 0 | 0 | 0 | 88743.1518 | 0 | 0 | 0 | 0 | 0 | 0 | 0 | 0 | 0 | -134047.3239 | 0 | 0 | 0 | 0 | 0 | 0 | 0
2016-12-24 02:00 | 0 | 0 | 0 | 0 | 0 | 396823.6993 | 0 | 462869 | 0 | 0 | 0 | 0 | 177486.3036 | 0 | 0 | 0 | 0 | 0 | 0 | 0 | 1526955.6508 | 0 | 0 | 0 | 0 | 0 | 0 | 0 | 0 | 0 | 0 | 88743.1518 | 0 | 0 | 0 | 0 | 0 | 0 | 0 | 0 | 0 | -154788.4525 | 0 | 0 | 0 | 0 | 0 | 0 | 0
2016-12-24 03:00 | 0 | 0 | 0 | 0 | 0 | 380101.1922 | 0 | 446590 | 0 | 0 | 0 | 0 | 205359.0546 | 0 | 0 | 0 | 0 | 0 | 0 | 0 | 1432594.0919 | 0 | 0 | 0 | 0 | 0 | 0 | 0 | 0 | 0 | 0 | 27872.7511 | 0 | 0 | 0 | 0 | 0 | 0 | 0 | 0 | 0 | -94361.5589 | 0 | 0 | 0 | 0 | 0 | 0 | 0
2016-12-24 04:00 | 0 | 0 | 0 | 0 | 0 | 365971.9357 | 0 | 425537 | 0 | 0 | 0 | 0 | 294102.2064 | 0 | 0 | 0 | 0 | 0 | 0 | 0 | 1284285.8758 | 0 | 0 | 0 | 0 | 0 | 0 | 0 | 0 | 0 | 0 | 88743.1518 | 0 | 0 | 0 | 0 | 0 | 0 | 0 | 0 | 0 | -148308.2161 | 0 | 0 | 0 | 0 | 0 | 0 | 0
2016-12-24 05:00 | 0 | 0 | 0 | 0 | 0 | 36826.9658 | 0 | 404551 | 0 | 0 | 0 | 0 | 205359.0546 | 0 | 0 | 0 | 0 | 0 | 0 | 0 | 1005304.9934 | 0 | 0 | 0 | 0 | 0 | 0 | 0 | 0 | 0 | 0 | -88743.1518 | 0 | 0 | 0 | 0 | 0 | 0 | 0 | 0 | 0 | -278980.8824 | 0 | 0 | 0 | 0 | 0 | 0 | 0
2016-12-24 06:00 | 0 | 0 | 0 | 0 | 0 | 328172.5094 | 0 | 388257 | 0 | 0 | 0 | 0 | 294102.2064 | 0 | 0 | 0 | 0 | 0 | 0 | 0 | 856477.3509 | 0 | 0 | 0 | 0 | 0 | 0 | 0 | 0 | 0 | 0 | 88743.1518 | 0 | 0 | 0 | 0 | 0 | 0 | 0 | 0 | 0 | -148827.6424 | 0 | 0 | 0 | 0 | 0 | 0 | 0
2016-12-24 07:00 | 0 | 0 | 0 | 0 | 0 | 185316.2694 | 0 | 375554 | 0 | 0 | 0 | 0 | 382845.3582 | 0 | 0 | 0 | 0 | 0 | 0 | 0 | 577496.4685 | 0 | 0 | 0 | 0 | 0 | 0 | 0 | 0 | 0 | 0 | 88743.1518 | 0 | 0 | 0 | 0 | 0 | 0 | 0 | 0 | 0 | -278980.8824 | 0 | 0 | 0 | 0 | 0 | 0 | 0
2016-12-24 08:00 | 0 | 0 | 0 | 0 | 0 | 295558.8153 | 0 | 366969 | 0 | 0 | 0 | 0 | 294102.2064 | 0 | 0 | 0 | 0 | 0 | 0 | 0 | 594829.4356 | 0 | 0 | 0 | 0 | 0 | 0 | 0 | 0 | 0 | 0 | -88743.1518 | 0 | 0 | 0 | 0 | 0 | 0 | 0 | 0 | 0 | 17332.9671 | 0 | 0 | 0 | 0 | 0 | 0 | 0
2016-12-24 09:00 | 0 | 0 | 0 | 0 | 0 | 280162.0688 | 0 | 363078 | 0 | 0 | 0 | 0 | 382845.3582 | 0 | 0 | 0 | 0 | 0 | 0 | 0 | 423170.3526 | 0 | 0 | 0 | 0 | 0 | 0 | 0 | 0 | 0 | 0 | 88743.1518 | 0 | 0 | 0 | 0 | 0 | 0 | 0 | 0 | 0 | -171659.083 | 0 | 0 | 0 | 0 | 0 | 0 | 0
2016-12-24 10:00 | 0 | 0 | 0 | 0 | 0 | 0 | 0 | 363251 | 0 | 0 | 0 | 0 | 294102.2064 | 0 | 0 | 0 | 0 | 0 | 0 | 0 | 148662.5044 | 0 | 0 | 0 | 0 | 0 | 0 | 0 | 0 | 0 | 0 | -88743.1518 | 0 | 0 | 0 | 0 | 0 | 0 | 0 | 0 | 0 | -274507.8482 | 0 | 0 | 0 | 0 | 0 | 0 | 0
2016-12-24 11:00 | 0 | 0 | 0 | 0 | 0 | 266979.3013 | 0 | 369381 | 0 | 0 | 0 | 0 | 266229.4554 | 0 | 0 | 0 | 0 | 0 | 0 | 0 | 74133.5568 | 0 | 0 | 0 | 0 | 0 | 0 | 0 | 0 | 0 | 0 | -27872.7511 | 0 | 0 | 0 | 0 | 0 | 0 | 0 | 0 | 0 | -74528.9477 | 0 | 0 | 0 | 0 | 0 | 0 | 0
2016-12-24 12:00 | 0 | 0 | 0 | 0 | 0 | 265672.5209 | 0 | 381480 | 0 | 0 | 0 | 0 | 177486.3036 | 0 | 0 | 0 | 0 | 0 | 0 | 0 | 47069.2294 | 0 | 0 | 0 | 0 | 0 | 0 | 0 | 0 | 0 | 0 | -88743.1518 | 0 | 0 | 0 | 0 | 0 | 0 | 0 | 0 | 0 | -27064.3273 | 0 | 0 | 0 | 0 | 0 | 0 | 0
2016-12-24 13:00 | 0 | 0 | 0 | 0 | 0 | 274509.3683 | 0 | 398053 | 0 | 0 | 0 | 0 | 88743.1518 | 0 | 0 | 0 | 0 | 0 | 0 | 0 | 12268.7496 | 0 | 0 | 0 | 0 | 0 | 0 | 0 | 0 | 0 | 0 | -88743.1518 | 0 | 0 | 0 | 0 | 0 | 0 | 0 | 0 | 0 | -34800.4799 | 0 | 0 | 0 | 0 | 0 | 0 | 0
2016-12-24 14:00 | 0 | 0 | 0 | 0 | 0 | 279580.8481 | 34767.2505 | 415360 | 0 | 0 | 0 | 0 | 0 | 0 | 0 | 0 | 0 | 0 | 0 | 0 | 0 | 0 | 0 | 0 | 0 | 0 | 0 | 0 | 0 | 0 | 0 | -88743.1518 | 0 | 0 | 0 | 0 | 0 | 0 | 0 | 0 | 0 | -12268.7496 | 0 | 0 | 0 | 0 | 0 | 0 | 0
2016-12-24 15:00 | 0 | 0 | 0 | 0 | 0 | 172737.77 | 344048.3818 | 428043 | 0 | 0 | 0 | 0 | 88743.1518 | 0 | 0 | 0 | 0 | 0 | 0 | 0 | 0 | 0 | 0 | 0 | 0 | 0 | 0 | 0 | 0 | 0 | 0 | 88743.1518 | 0 | 0 | 0 | 0 | 0 | 0 | 0 | 0 | 0 | 0 | 0 | 0 | 0 | 0 | 0 | 0 | 0
2016-12-24 16:00 | 0 | 0 | 0 | 0 | 0 | 182085.1763 | 470432.8791 | 433806 | 0 | 0 | 0 | 0 | 177486.3036 | 0 | 0 | 0 | 0 | 0 | 0 | 0 | 129968.9036 | 0 | 0 | 0 | 0 | 0 | 0 | 0 | 0 | 0 | 0 | 88743.1518 | 0 | 0 | 0 | 0 | 0 | 0 | 0 | 0 | 0 | 129968.9036 | 0 | 0 | 0 | 0 | 0 | 0 | 0
2016-12-24 17:00 | 0 | 0 | 0 | 0 | 0 | 72836.4717 | 496368.6092 | 433274 | 0 | 0 | 0 | 0 | 266229.4554 | 0 | 0 | 0 | 0 | 0 | 0 | 0 | 177156.8326 | 0 | 0 | 0 | 0 | 0 | 0 | 0 | 0 | 0 | 0 | 88743.1518 | 0 | 0 | 0 | 0 | 0 | 0 | 0 | 0 | 0 | 47187.9291 | 0 | 0 | 0 | 0 | 0 | 0 | 0
2016-12-24 18:00 | 0 | 0 | 0 | 0 | 0 | 0 | 484497.7807 | 428294 | 0 | 0 | 0 | 0 | 177486.3036 | 0 | 0 | 0 | 0 | 0 | 0 | 0 | 322103.7651 | 0 | 0 | 0 | 0 | 0 | 0 | 0 | 0 | 0 | 0 | -88743.1518 | 0 | 0 | 0 | 0 | 0 | 0 | 0 | 0 | 0 | 144946.9325 | 0 | 0 | 0 | 0 | 0 | 0 | 0
2016-12-24 19:00 | 0 | 0 | 0 | 0 | 0 | 0 | 478768.3863 | 423092 | 0 | 0 | 0 | 0 | 266229.4554 | 0 | 0 | 0 | 0 | 0 | 0 | 0 | 289036.9996 | 0 | 0 | 0 | 0 | 0 | 0 | 0 | 0 | 0 | 0 | 88743.1518 | 0 | 0 | 0 | 0 | 0 | 0 | 0 | 0 | 0 | -33066.7655 | 0 | 0 | 0 | 0 | 0 | 0 | 0
2016-12-24 20:00 | 0 | 0 | 0 | 0 | 0 | 0 | 489443.2689 | 419950 | 0 | 0 | 0 | 0 | 283570.5334 | 0 | 0 | 0 | 0 | 0 | 0 | 0 | 341189.1905 | 0 | 0 | 0 | 0 | 0 | 0 | 0 | 0 | 0 | 0 | 17341.078 | 0 | 0 | 0 | 0 | 0 | 0 | 0 | 0 | 0 | 52152.1909 | 0 | 0 | 0 | 0 | 0 | 0 | 0
2016-12-24 21:00 | 0 | 0 | 0 | 0 | 0 | 114179.4363 | 496925.2943 | 420867 | 0 | 0 | 0 | 0 | 194827.3816 | 0 | 0 | 0 | 0 | 0 | 0 | 0 | 620170.073 | 0 | 0 | 0 | 0 | 0 | 0 | 0 | 0 | 0 | 0 | -88743.1518 | 0 | 0 | 0 | 0 | 0 | 0 | 0 | 0 | 0 | 278980.8824 | 0 | 0 | 0 | 0 | 0 | 0 | 0
2016-12-24 22:00 | 0 | 0 | 0 | 0 | 0 | 0 | 409728.9428 | 429184 | 0 | 0 | 0 | 0 | 283570.5334 | 0 | 0 | 0 | 0 | 0 | 0 | 0 | 511971.864 | 0 | 0 | 0 | 0 | 0 | 0 | 0 | 0 | 0 | 0 | 88743.1518 | 0 | 0 | 0 | 0 | 0 | 0 | 0 | 0 | 0 | -108198.209 | 0 | 0 | 0 | 0 | 0 | 0 | 0
2016-12-24 23:00 | 0 | 0 | 0 | 0 | 0 | 0 | 124309.118 | 434716 | 0 | 0 | 0 | 0 | 194827.3816 | 0 | 0 | 0 | 0 | 0 | 0 | 0 | 290308.1338 | 0 | 0 | 0 | 0 | 0 | 0 | 0 | 0 | 0 | 0 | -88743.1518 | 0 | 0 | 0 | 0 | 0 | 0 | 0 | 0 | 0 | -221663.7302 | 0 | 0 | 0 | 0 | 0 | 0 | 0
2016-12-25 | 0 | 0 | 0 | 0 | 0 | 722235.6113 | 1382.9442 | 434106 | 0 | 0 | 0 | 0 | 205359.0546 | 0 | 0 | 0 | 0 | 0 | 0 | 0 | 569289.0162 | 0 | 0 | 0 | 0 | 0 | 0 | 0 | 0 | 0 | 0 | 10531.6731 | 0 | 0 | 0 | 0 | 0 | 0 | 0 | 0 | 0 | 278980.8824 | 0 | 0 | 0 | 0 | 0 | 0 | 0
2016-12-25 01:00 | 0 | 0 | 0 | 0 | 0 | 241573.2694 | 0 | 431811 | 0 | 0 | 0 | 0 | 294102.2064 | 0 | 0 | 0 | 0 | 0 | 0 | 0 | 290308.1338 | 0 | 0 | 0 | 0 | 0 | 0 | 0 | 0 | 0 | 0 | 88743.1518 | 0 | 0 | 0 | 0 | 0 | 0 | 0 | 0 | 0 | -278980.8824 | 0 | 0 | 0 | 0 | 0 | 0 | 0
2016-12-25 02:00 | 0 | 0 | 0 | 0 | 0 | 614710.7306 | 0 | 424473 | 0 | 0 | 0 | 0 | 205359.0546 | 0 | 0 | 0 | 0 | 0 | 0 | 0 | 569289.0162 | 0 | 0 | 0 | 0 | 0 | 0 | 0 | 0 | 0 | 0 | -88743.1518 | 0 | 0 | 0 | 0 | 0 | 0 | 0 | 0 | 0 | 278980.8824 | 0 | 0 | 0 | 0 | 0 | 0 | 0
2016-12-25 03:00 | 0 | 0 | 0 | 0 | 0 | 602123.5437 | 0 | 414284 | 0 | 0 | 0 | 0 | 294102.2064 | 0 | 0 | 0 | 0 | 0 | 0 | 0 | 668385.4082 | 0 | 0 | 0 | 0 | 0 | 0 | 0 | 0 | 0 | 0 | 88743.1518 | 0 | 0 | 0 | 0 | 0 | 0 | 0 | 0 | 0 | 99096.3919 | 0 | 0 | 0 | 0 | 0 | 0 | 0
2016-12-25 04:00 | 0 | 0 | 0 | 0 | 0 | 209953.2694 | 0 | 400191 | 0 | 0 | 0 | 0 | 382845.3582 | 0 | 0 | 0 | 0 | 0 | 0 | 0 | 389404.5257 | 0 | 0 | 0 | 0 | 0 | 0 | 0 | 0 | 0 | 0 | 88743.1518 | 0 | 0 | 0 | 0 | 0 | 0 | 0 | 0 | 0 | -278980.8824 | 0 | 0 | 0 | 0 | 0 | 0 | 0
2016-12-25 05:00 | 0 | 0 | 0 | 0 | 0 | 15717.9658 | 0 | 383442 | 0 | 0 | 0 | 0 | 294102.2064 | 0 | 0 | 0 | 0 | 0 | 0 | 0 | 110423.6433 | 0 | 0 | 0 | 0 | 0 | 0 | 0 | 0 | 0 | 0 | -88743.1518 | 0 | 0 | 0 | 0 | 0 | 0 | 0 | 0 | 0 | -278980.8824 | 0 | 0 | 0 | 0 | 0 | 0 | 0
2016-12-25 06:00 | 0 | 0 | 0 | 0 | 0 | 560429.7306 | 0 | 370192 | 0 | 0 | 0 | 0 | 205359.0546 | 0 | 0 | 0 | 0 | 0 | 0 | 0 | 389404.5257 | 0 | 0 | 0 | 0 | 0 | 0 | 0 | 0 | 0 | 0 | -88743.1518 | 0 | 0 | 0 | 0 | 0 | 0 | 0 | 0 | 0 | 278980.8824 | 0 | 0 | 0 | 0 | 0 | 0 | 0
2016-12-25 07:00 | 0 | 0 | 0 | 0 | 0 | 170033.2694 | 0 | 360271 | 0 | 0 | 0 | 0 | 294102.2064 | 0 | 0 | 0 | 0 | 0 | 0 | 0 | 110423.6433 | 0 | 0 | 0 | 0 | 0 | 0 | 0 | 0 | 0 | 0 | 88743.1518 | 0 | 0 | 0 | 0 | 0 | 0 | 0 | 0 | 0 | -278980.8824 | 0 | 0 | 0 | 0 | 0 | 0 | 0
2016-12-25 08:00 | 0 | 0 | 0 | 0 | 0 | 593385.3567 | 0 | 353271 | 0 | 0 | 0 | 0 | 382845.3582 | 0 | 0 | 0 | 0 | 0 | 0 | 0 | 261794.8482 | 0 | 0 | 0 | 0 | 0 | 0 | 0 | 0 | 0 | 0 | 88743.1518 | 0 | 0 | 0 | 0 | 0 | 0 | 0 | 0 | 0 | 151371.2049 | 0 | 0 | 0 | 0 | 0 | 0 | 0
2016-12-25 09:00 | 0 | 0 | 0 | 0 | 0 | 0 | 0 | 350538 | 0 | 0 | 0 | 0 | 294102.2064 | 0 | 0 | 0 | 0 | 0 | 0 | 0 | 0 | 0 | 0 | 0 | 0 | 0 | 0 | 0 | 0 | 0 | 0 | -88743.1518 | 0 | 0 | 0 | 0 | 0 | 0 | 0 | 0 | 0 | -261794.8482 | 0 | 0 | 0 | 0 | 0 | 0 | 0
2016-12-25 10:00 | 0 | 0 | 0 | 0 | 0 | 627864.6118 | 0 | 352300 | 0 | 0 | 0 | 0 | 382845.3582 | 0 | 0 | 0 | 0 | 0 | 0 | 0 | 186821.46 | 0 | 0 | 0 | 0 | 0 | 0 | 0 | 0 | 0 | 0 | 88743.1518 | 0 | 0 | 0 | 0 | 0 | 0 | 0 | 0 | 0 | 186821.46 | 0 | 0 | 0 | 0 | 0 | 0 | 0
2016-12-25 11:00 | 0 | 0 | 0 | 0 | 0 | 548440.7306 | 0 | 358203 | 0 | 0 | 0 | 0 | 294102.2064 | 0 | 0 | 0 | 0 | 0 | 0 | 0 | 465802.3424 | 0 | 0 | 0 | 0 | 0 | 0 | 0 | 0 | 0 | 0 | -88743.1518 | 0 | 0 | 0 | 0 | 0 | 0 | 0 | 0 | 0 | 278980.8824 | 0 | 0 | 0 | 0 | 0 | 0 | 0
2016-12-25 12:00 | 0 | 0 | 0 | 0 | 0 | 245.9658 | 0 | 367970 | 0 | 0 | 0 | 0 | 205359.0546 | 0 | 0 | 0 | 0 | 0 | 0 | 0 | 186821.46 | 0 | 0 | 0 | 0 | 0 | 0 | 0 | 0 | 0 | 0 | -88743.1518 | 0 | 0 | 0 | 0 | 0 | 0 | 0 | 0 | 0 | -278980.8824 | 0 | 0 | 0 | 0 | 0 | 0 | 0
2016-12-25 13:00 | 0 | 0 | 0 | 0 | 0 | 714515.1131 | 0 | 382950 | 0 | 0 | 0 | 0 | 294102.2064 | 0 | 0 | 0 | 0 | 0 | 0 | 0 | 429643.4213 | 0 | 0 | 0 | 0 | 0 | 0 | 0 | 0 | 0 | 0 | 88743.1518 | 0 | 0 | 0 | 0 | 0 | 0 | 0 | 0 | 0 | 242821.9613 | 0 | 0 | 0 | 0 | 0 | 0 | 0
2016-12-25 14:00 | 0 | 0 | 0 | 0 | 0 | 728746.6727 | 35246.3615 | 396269 | 0 | 0 | 0 | 0 | 382845.3582 | 0 | 0 | 0 | 0 | 0 | 0 | 0 | 708624.3038 | 0 | 0 | 0 | 0 | 0 | 0 | 0 | 0 | 0 | 0 | 88743.1518 | 0 | 0 | 0 | 0 | 0 | 0 | 0 | 0 | 0 | 278980.8824 | 0 | 0 | 0 | 0 | 0 | 0 | 0
2016-12-25 15:00 | 0 | 0 | 0 | 0 | 0 | 0 | 311816.1898 | 403256 | 0 | 0 | 0 | 0 | 382845.3582 | 0 | 0 | 0 | 0 | 0 | 0 | 0 | 617184.4936 | 0 | 0 | 0 | 0 | 0 | 0 | 0 | 0 | 0 | 0 | 0 | 0 | 0 | 0 | 0 | 0 | 0 | 0 | 0 | 0 | -91439.8102 | 0 | 0 | 0 | 0 | 0 | 0 | 0
2016-12-25 16:00 | 0 | 0 | 0 | 0 | 0 | 0 | 487812.7142 | 405805 | 0 | 0 | 0 | 0 | 382845.3582 | 0 | 0 | 0 | 0 | 0 | 0 | 0 | 699192.2078 | 0 | 0 | 0 | 0 | 0 | 0 | 0 | 0 | 0 | 0 | 0 | 0 | 0 | 0 | 0 | 0 | 0 | 0 | 0 | 0 | 82007.7142 | 0 | 0 | 0 | 0 | 0 | 0 | 0
2016-12-25 17:00 | 0 | 0 | 0 | 0 | 0 | 0 | 529683.7254 | 404927 | 0 | 0 | 0 | 0 | 294102.2064 | 0 | 0 | 0 | 0 | 0 | 0 | 0 | 912692.085 | 0 | 0 | 0 | 0 | 0 | 0 | 0 | 0 | 0 | 0 | -88743.1518 | 0 | 0 | 0 | 0 | 0 | 0 | 0 | 0 | 0 | 213499.8772 | 0 | 0 | 0 | 0 | 0 | 0 | 0
2016-12-25 18:00 | 0 | 0 | 0 | 0 | 0 | 0 | 518268.4119 | 400037 | 0 | 0 | 0 | 0 | 205359.0546 | 0 | 0 | 0 | 0 | 0 | 0 | 0 | 1119666.6487 | 0 | 0 | 0 | 0 | 0 | 0 | 0 | 0 | 0 | 0 | -88743.1518 | 0 | 0 | 0 | 0 | 0 | 0 | 0 | 0 | 0 | 206974.5637 | 0 | 0 | 0 | 0 | 0 | 0 | 0
2016-12-25 19:00 | 0 | 0 | 0 | 0 | 0 | 136842.1473 | 509141.9841 | 394876 | 0 | 0 | 0 | 0 | 177486.3036 | 0 | 0 | 0 | 0 | 0 | 0 | 0 | 1398647.5311 | 0 | 0 | 0 | 0 | 0 | 0 | 0 | 0 | 0 | 0 | -27872.7511 | 0 | 0 | 0 | 0 | 0 | 0 | 0 | 0 | 0 | 278980.8824 | 0 | 0 | 0 | 0 | 0 | 0 | 0
2016-12-25 20:00 | 0 | 0 | 0 | 0 | 0 | 0 | 525528.8318 | 390187 | 0 | 0 | 0 | 0 | 88743.1518 | 0 | 0 | 0 | 0 | 0 | 0 | 0 | 1622732.5148 | 0 | 0 | 0 | 0 | 0 | 0 | 0 | 0 | 0 | 0 | -88743.1518 | 0 | 0 | 0 | 0 | 0 | 0 | 0 | 0 | 0 | 224084.9836 | 0 | 0 | 0 | 0 | 0 | 0 | 0
2016-12-25 21:00 | 0 | 0 | 0 | 0 | 0 | 0 | 550646.0058 | 389975 | 0 | 0 | 0 | 0 | 0 | 0 | 0 | 0 | 0 | 0 | 0 | 0 | 1872146.6723 | 0 | 0 | 0 | 0 | 0 | 0 | 0 | 0 | 0 | 0 | -88743.1518 | 0 | 0 | 0 | 0 | 0 | 0 | 0 | 0 | 0 | 249414.1576 | 0 | 0 | 0 | 0 | 0 | 0 | 0
2016-12-25 22:00 | 0 | 0 | 0 | 0 | 0 | 0 | 494473.3982 | 398888 | 0 | 0 | 0 | 0 | 88743.1518 | 0 | 0 | 0 | 0 | 0 | 0 | 0 | 1878988.9187 | 0 | 0 | 0 | 0 | 0 | 0 | 0 | 0 | 0 | 0 | 88743.1518 | 0 | 0 | 0 | 0 | 0 | 0 | 0 | 0 | 0 | 6842.2464 | 0 | 0 | 0 | 0 | 0 | 0 | 0
2016-12-25 23:00 | 0 | 0 | 0 | 0 | 0 | 0 | 192497.0392 | 408809 | 0 | 0 | 0 | 0 | 116615.9029 | 0 | 0 | 0 | 0 | 0 | 0 | 0 | 1634804.2068 | 0 | 0 | 0 | 0 | 0 | 0 | 0 | 0 | 0 | 0 | 27872.7511 | 0 | 0 | 0 | 0 | 0 | 0 | 0 | 0 | 0 | -244184.7119 | 0 | 0 | 0 | 0 | 0 | 0 | 0
2016-12-26 | 0 | 0 | 0 | 0 | 0 | 781124.5284 | 1466.5059 | 414867 | 0 | 0 | 0 | 0 | 205359.0546 | 0 | 0 | 0 | 0 | 0 | 0 | 0 | 1913785.0893 | 0 | 0 | 0 | 0 | 0 | 0 | 0 | 0 | 0 | 0 | 88743.1518 | 0 | 0 | 0 | 0 | 0 | 0 | 0 | 0 | 0 | 278980.8824 | 0 | 0 | 0 | 0 | 0 | 0 | 0
2016-12-26 01:00 | 0 | 0 | 0 | 0 | 0 | 786085.0342 | 0 | 418361 | 0 | 0 | 0 | 0 | 294102.2064 | 0 | 0 | 0 | 0 | 0 | 0 | 0 | 2192765.9717 | 0 | 0 | 0 | 0 | 0 | 0 | 0 | 0 | 0 | 0 | 88743.1518 | 0 | 0 | 0 | 0 | 0 | 0 | 0 | 0 | 0 | 278980.8824 | 0 | 0 | 0 | 0 | 0 | 0 | 0
2016-12-26 02:00 | 0 | 0 | 0 | 0 | 0 | 224046.2694 | 0 | 414284 | 0 | 0 | 0 | 0 | 382845.3582 | 0 | 0 | 0 | 0 | 0 | 0 | 0 | 1913785.0893 | 0 | 0 | 0 | 0 | 0 | 0 | 0 | 0 | 0 | 0 | 88743.1518 | 0 | 0 | 0 | 0 | 0 | 0 | 0 | 0 | 0 | -278980.8824 | 0 | 0 | 0 | 0 | 0 | 0 | 0
2016-12-26 03:00 | 0 | 0 | 0 | 0 | 0 | 37154.9658 | 0 | 404879 | 0 | 0 | 0 | 0 | 294102.2064 | 0 | 0 | 0 | 0 | 0 | 0 | 0 | 1634804.2068 | 0 | 0 | 0 | 0 | 0 | 0 | 0 | 0 | 0 | 0 | -88743.1518 | 0 | 0 | 0 | 0 | 0 | 0 | 0 | 0 | 0 | -278980.8824 | 0 | 0 | 0 | 0 | 0 | 0 | 0
2016-12-26 04:00 | 0 | 0 | 0 | 0 | 0 | 757880.0342 | 0 | 390156 | 0 | 0 | 0 | 0 | 382845.3582 | 0 | 0 | 0 | 0 | 0 | 0 | 0 | 1913785.0893 | 0 | 0 | 0 | 0 | 0 | 0 | 0 | 0 | 0 | 0 | 88743.1518 | 0 | 0 | 0 | 0 | 0 | 0 | 0 | 0 | 0 | 278980.8824 | 0 | 0 | 0 | 0 | 0 | 0 | 0
2016-12-26 05:00 | 0 | 0 | 0 | 0 | 0 | 96151.1176 | 0 | 375132 | 0 | 0 | 0 | 0 | 382845.3582 | 0 | 0 | 0 | 0 | 0 | 0 | 0 | 1634804.2068 | 0 | 0 | 0 | 0 | 0 | 0 | 0 | 0 | 0 | 0 | 0 | 0 | 0 | 0 | 0 | 0 | 0 | 0 | 0 | 0 | -278980.8824 | 0 | 0 | 0 | 0 | 0 | 0 | 0
2016-12-26 06:00 | 0 | 0 | 0 | 0 | 0 | 0 | 0 | 362658 | 0 | 0 | 0 | 0 | 294102.2064 | 0 | 0 | 0 | 0 | 0 | 0 | 0 | 1360889.3586 | 0 | 0 | 0 | 0 | 0 | 0 | 0 | 0 | 0 | 0 | -88743.1518 | 0 | 0 | 0 | 0 | 0 | 0 | 0 | 0 | 0 | -273914.8482 | 0 | 0 | 0 | 0 | 0 | 0 | 0
2016-12-26 07:00 | 0 | 0 | 0 | 0 | 0 | 721423.0342 | 0 | 353699 | 0 | 0 | 0 | 0 | 382845.3582 | 0 | 0 | 0 | 0 | 0 | 0 | 0 | 1639870.2411 | 0 | 0 | 0 | 0 | 0 | 0 | 0 | 0 | 0 | 0 | 88743.1518 | 0 | 0 | 0 | 0 | 0 | 0 | 0 | 0 | 0 | 278980.8824 | 0 | 0 | 0 | 0 | 0 | 0 | 0
2016-12-26 08:00 | 0 | 0 | 0 | 0 | 0 | 0 | 0 | 348608 | 0 | 0 | 0 | 0 | 294102.2064 | 0 | 0 | 0 | 0 | 0 | 0 | 0 | 1380005.3929 | 0 | 0 | 0 | 0 | 0 | 0 | 0 | 0 | 0 | 0 | -88743.1518 | 0 | 0 | 0 | 0 | 0 | 0 | 0 | 0 | 0 | -259864.8482 | 0 | 0 | 0 | 0 | 0 | 0 | 0
2016-12-26 09:00 | 0 | 0 | 0 | 0 | 0 | 0 | 0 | 347460 | 0 | 0 | 0 | 0 | 205359.0546 | 0 | 0 | 0 | 0 | 0 | 0 | 0 | 1121288.5447 | 0 | 0 | 0 | 0 | 0 | 0 | 0 | 0 | 0 | 0 | -88743.1518 | 0 | 0 | 0 | 0 | 0 | 0 | 0 | 0 | 0 | -258716.8482 | 0 | 0 | 0 | 0 | 0 | 0 | 0
2016-12-26 10:00 | 0 | 0 | 0 | 0 | 0 | 719149.0342 | 0 | 351425 | 0 | 0 | 0 | 0 | 294102.2064 | 0 | 0 | 0 | 0 | 0 | 0 | 0 | 1400269.4271 | 0 | 0 | 0 | 0 | 0 | 0 | 0 | 0 | 0 | 0 | 88743.1518 | 0 | 0 | 0 | 0 | 0 | 0 | 0 | 0 | 0 | 278980.8824 | 0 | 0 | 0 | 0 | 0 | 0 | 0
2016-12-26 11:00 | 0 | 0 | 0 | 0 | 0 | 170234.2694 | 0 | 360472 | 0 | 0 | 0 | 0 | 382845.3582 | 0 | 0 | 0 | 0 | 0 | 0 | 0 | 1121288.5447 | 0 | 0 | 0 | 0 | 0 | 0 | 0 | 0 | 0 | 0 | 88743.1518 | 0 | 0 | 0 | 0 | 0 | 0 | 0 | 0 | 0 | -278980.8824 | 0 | 0 | 0 | 0 | 0 | 0 | 0
2016-12-26 12:00 | 0 | 0 | 0 | 0 | 0 | 4494.9658 | 0 | 372219 | 0 | 0 | 0 | 0 | 294102.2064 | 0 | 0 | 0 | 0 | 0 | 0 | 0 | 842307.6622 | 0 | 0 | 0 | 0 | 0 | 0 | 0 | 0 | 0 | 0 | -88743.1518 | 0 | 0 | 0 | 0 | 0 | 0 | 0 | 0 | 0 | -278980.8824 | 0 | 0 | 0 | 0 | 0 | 0 | 0
2016-12-26 13:00 | 0 | 0 | 0 | 0 | 0 | 754106.0342 | 0 | 386382 | 0 | 0 | 0 | 0 | 382845.3582 | 0 | 0 | 0 | 0 | 0 | 0 | 0 | 1121288.5447 | 0 | 0 | 0 | 0 | 0 | 0 | 0 | 0 | 0 | 0 | 88743.1518 | 0 | 0 | 0 | 0 | 0 | 0 | 0 | 0 | 0 | 278980.8824 | 0 | 0 | 0 | 0 | 0 | 0 | 0
2016-12-26 14:00 | 0 | 0 | 0 | 0 | 0 | 642377.4042 | 39366.4783 | 402763 | 0 | 0 | 0 | 0 | 382845.3582 | 0 | 0 | 0 | 0 | 0 | 0 | 0 | 1400269.4271 | 0 | 0 | 0 | 0 | 0 | 0 | 0 | 0 | 0 | 0 | 0 | 0 | 0 | 0 | 0 | 0 | 0 | 0 | 0 | 0 | 278980.8824 | 0 | 0 | 0 | 0 | 0 | 0 | 0
2016-12-26 15:00 | 0 | 0 | 0 | 0 | 0 | 0 | 469293.7709 | 415695 | 0 | 0 | 0 | 0 | 382845.3582 | 0 | 0 | 0 | 0 | 0 | 0 | 0 | 1453868.1981 | 0 | 0 | 0 | 0 | 0 | 0 | 0 | 0 | 0 | 0 | 0 | 0 | 0 | 0 | 0 | 0 | 0 | 0 | 0 | 0 | 53598.7709 | 0 | 0 | 0 | 0 | 0 | 0 | 0
2016-12-26 16:00 | 0 | 0 | 0 | 0 | 0 | 0 | 647100.2869 | 423628 | 0 | 0 | 0 | 0 | 382845.3582 | 0 | 0 | 0 | 0 | 0 | 0 | 0 | 1677340.485 | 0 | 0 | 0 | 0 | 0 | 0 | 0 | 0 | 0 | 0 | 0 | 0 | 0 | 0 | 0 | 0 | 0 | 0 | 0 | 0 | 223472.2869 | 0 | 0 | 0 | 0 | 0 | 0 | 0
2016-12-26 17:00 | 0 | 0 | 0 | 0 | 0 | 0 | 636929.3237 | 425977 | 0 | 0 | 0 | 0 | 314816.7995 | 0 | 0 | 0 | 0 | 0 | 0 | 0 | 1956321.3674 | 0 | 0 | 0 | 0 | 0 | 0 | 0 | 0 | 0 | 0 | -68028.5587 | 0 | 0 | 0 | 0 | 0 | 0 | 0 | 0 | 0 | 278980.8824 | 0 | 0 | 0 | 0 | 0 | 0 | 0
2016-12-26 18:00 | 0 | 0 | 0 | 0 | 0 | 19250.9872 | 595351.7434 | 424365 | 0 | 0 | 0 | 0 | 226073.6477 | 0 | 0 | 0 | 0 | 0 | 0 | 0 | 2235302.2499 | 0 | 0 | 0 | 0 | 0 | 0 | 0 | 0 | 0 | 0 | -88743.1518 | 0 | 0 | 0 | 0 | 0 | 0 | 0 | 0 | 0 | 278980.8824 | 0 | 0 | 0 | 0 | 0 | 0 | 0
2016-12-26 19:00 | 0 | 0 | 0 | 0 | 0 | 0 | 576931.0646 | 421404 | 0 | 0 | 0 | 0 | 137330.4959 | 0 | 0 | 0 | 0 | 0 | 0 | 0 | 2479572.4662 | 0 | 0 | 0 | 0 | 0 | 0 | 0 | 0 | 0 | 0 | -88743.1518 | 0 | 0 | 0 | 0 | 0 | 0 | 0 | 0 | 0 | 244270.2164 | 0 | 0 | 0 | 0 | 0 | 0 | 0
2016-12-26 20:00 | 0 | 0 | 0 | 0 | 0 | 0 | 596848.9803 | 419521 | 0 | 0 | 0 | 0 | 170217.5757 | 0 | 0 | 0 | 0 | 0 | 0 | 0 | 2624013.3668 | 0 | 0 | 0 | 0 | 0 | 0 | 0 | 0 | 0 | 0 | 32887.0798 | 0 | 0 | 0 | 0 | 0 | 0 | 0 | 0 | 0 | 144440.9005 | 0 | 0 | 0 | 0 | 0 | 0 | 0
2016-12-26 21:00 | 0 | 0 | 0 | 0 | 0 | 0 | 626620.5201 | 423752 | 0 | 0 | 0 | 0 | 94105.2133 | 0 | 0 | 0 | 0 | 0 | 0 | 0 | 2902994.2492 | 0 | 0 | 0 | 0 | 0 | 0 | 0 | 0 | 0 | 0 | -76112.3624 | 0 | 0 | 0 | 0 | 0 | 0 | 0 | 0 | 0 | 278980.8824 | 0 | 0 | 0 | 0 | 0 | 0 | 0
2016-12-26 22:00 | 0 | 0 | 0 | 0 | 0 | 0 | 544776.7412 | 436949 | 0 | 0 | 0 | 0 | 182848.3651 | 0 | 0 | 0 | 0 | 0 | 0 | 0 | 2922078.8386 | 0 | 0 | 0 | 0 | 0 | 0 | 0 | 0 | 0 | 0 | 88743.1518 | 0 | 0 | 0 | 0 | 0 | 0 | 0 | 0 | 0 | 19084.5894 | 0 | 0 | 0 | 0 | 0 | 0 | 0
2016-12-26 23:00 | 0 | 0 | 0 | 0 | 0 | 0 | 194630.8071 | 451101 | 0 | 0 | 0 | 0 | 205359.0546 | 0 | 0 | 0 | 0 | 0 | 0 | 0 | 2643097.9562 | 0 | 0 | 0 | 0 | 0 | 0 | 0 | 0 | 0 | 0 | 22510.6895 | 0 | 0 | 0 | 0 | 0 | 0 | 0 | 0 | 0 | -278980.8824 | 0 | 0 | 0 | 0 | 0 | 0 | 0
2016-12-27 | 0 | 0 | 0 | 0 | 0 | 622615.326 | 1687.2709 | 457182 | 0 | 0 | 0 | 0 | 294102.2064 | 0 | 0 | 0 | 0 | 0 | 0 | 0 | 2721475.4013 | 0 | 0 | 0 | 0 | 0 | 0 | 0 | 0 | 0 | 0 | 88743.1518 | 0 | 0 | 0 | 0 | 0 | 0 | 0 | 0 | 0 | 78377.4451 | 0 | 0 | 0 | 0 | 0 | 0 | 0
2016-12-27 01:00 | 0 | 0 | 0 | 0 | 0 | 266411.2694 | 0 | 456649 | 0 | 0 | 0 | 0 | 382845.3582 | 0 | 0 | 0 | 0 | 0 | 0 | 0 | 2442494.5188 | 0 | 0 | 0 | 0 | 0 | 0 | 0 | 0 | 0 | 0 | 88743.1518 | 0 | 0 | 0 | 0 | 0 | 0 | 0 | 0 | 0 | -278980.8824 | 0 | 0 | 0 | 0 | 0 | 0 | 0
2016-12-27 02:00 | 0 | 0 | 0 | 0 | 0 | 622856.4231 | 0 | 445529 | 0 | 0 | 0 | 0 | 294102.2064 | 0 | 0 | 0 | 0 | 0 | 0 | 0 | 2708565.0937 | 0 | 0 | 0 | 0 | 0 | 0 | 0 | 0 | 0 | 0 | -88743.1518 | 0 | 0 | 0 | 0 | 0 | 0 | 0 | 0 | 0 | 266070.5749 | 0 | 0 | 0 | 0 | 0 | 0 | 0
2016-12-27 03:00 | 0 | 0 | 0 | 0 | 0 | 61087.9658 | 0 | 428812 | 0 | 0 | 0 | 0 | 205359.0546 | 0 | 0 | 0 | 0 | 0 | 0 | 0 | 2429584.2113 | 0 | 0 | 0 | 0 | 0 | 0 | 0 | 0 | 0 | 0 | -88743.1518 | 0 | 0 | 0 | 0 | 0 | 0 | 0 | 0 | 0 | -278980.8824 | 0 | 0 | 0 | 0 | 0 | 0 | 0
2016-12-27 04:00 | 0 | 0 | 0 | 0 | 0 | 618518.6676 | 0 | 407088 | 0 | 0 | 0 | 0 | 294102.2064 | 0 | 0 | 0 | 0 | 0 | 0 | 0 | 2552271.727 | 0 | 0 | 0 | 0 | 0 | 0 | 0 | 0 | 0 | 0 | 88743.1518 | 0 | 0 | 0 | 0 | 0 | 0 | 0 | 0 | 0 | 122687.5158 | 0 | 0 | 0 | 0 | 0 | 0 | 0
2016-12-27 05:00 | 0 | 0 | 0 | 0 | 0 | 196756.2694 | 0 | 386994 | 0 | 0 | 0 | 0 | 382845.3582 | 0 | 0 | 0 | 0 | 0 | 0 | 0 | 2273290.8446 | 0 | 0 | 0 | 0 | 0 | 0 | 0 | 0 | 0 | 0 | 88743.1518 | 0 | 0 | 0 | 0 | 0 | 0 | 0 | 0 | 0 | -278980.8824 | 0 | 0 | 0 | 0 | 0 | 0 | 0
2016-12-27 06:00 | 0 | 0 | 0 | 0 | 0 | 3115.9658 | 0 | 370840 | 0 | 0 | 0 | 0 | 294102.2064 | 0 | 0 | 0 | 0 | 0 | 0 | 0 | 1994309.9621 | 0 | 0 | 0 | 0 | 0 | 0 | 0 | 0 | 0 | 0 | -88743.1518 | 0 | 0 | 0 | 0 | 0 | 0 | 0 | 0 | 0 | -278980.8824 | 0 | 0 | 0 | 0 | 0 | 0 | 0
2016-12-27 07:00 | 0 | 0 | 0 | 0 | 0 | 603432.1045 | 0 | 360758 | 0 | 0 | 0 | 0 | 382845.3582 | 0 | 0 | 0 | 0 | 0 | 0 | 0 | 2148240.9148 | 0 | 0 | 0 | 0 | 0 | 0 | 0 | 0 | 0 | 0 | 88743.1518 | 0 | 0 | 0 | 0 | 0 | 0 | 0 | 0 | 0 | 153930.9527 | 0 | 0 | 0 | 0 | 0 | 0 | 0
2016-12-27 08:00 | 0 | 0 | 0 | 0 | 0 | 76668.1176 | 0 | 355649 | 0 | 0 | 0 | 0 | 382845.3582 | 0 | 0 | 0 | 0 | 0 | 0 | 0 | 1869260.0324 | 0 | 0 | 0 | 0 | 0 | 0 | 0 | 0 | 0 | 0 | 0 | 0 | 0 | 0 | 0 | 0 | 0 | 0 | 0 | 0 | -278980.8824 | 0 | 0 | 0 | 0 | 0 | 0 | 0
2016-12-27 09:00 | 0 | 0 | 0 | 0 | 0 | 0 | 0 | 355194 | 0 | 0 | 0 | 0 | 294102.2064 | 0 | 0 | 0 | 0 | 0 | 0 | 0 | 1602809.1842 | 0 | 0 | 0 | 0 | 0 | 0 | 0 | 0 | 0 | 0 | -88743.1518 | 0 | 0 | 0 | 0 | 0 | 0 | 0 | 0 | 0 | -266450.8482 | 0 | 0 | 0 | 0 | 0 | 0 | 0
2016-12-27 10:00 | 0 | 0 | 0 | 0 | 0 | 511953.3795 | 0 | 363773 | 0 | 0 | 0 | 0 | 382845.3582 | 0 | 0 | 0 | 0 | 0 | 0 | 0 | 1662246.4118 | 0 | 0 | 0 | 0 | 0 | 0 | 0 | 0 | 0 | 0 | 88743.1518 | 0 | 0 | 0 | 0 | 0 | 0 | 0 | 0 | 0 | 59437.2277 | 0 | 0 | 0 | 0 | 0 | 0 | 0
2016-12-27 11:00 | 0 | 0 | 0 | 0 | 0 | 14159.9658 | 0 | 381884 | 0 | 0 | 0 | 0 | 294102.2064 | 0 | 0 | 0 | 0 | 0 | 0 | 0 | 1383265.5294 | 0 | 0 | 0 | 0 | 0 | 0 | 0 | 0 | 0 | 0 | -88743.1518 | 0 | 0 | 0 | 0 | 0 | 0 | 0 | 0 | 0 | -278980.8824 | 0 | 0 | 0 | 0 | 0 | 0 | 0
2016-12-27 12:00 | 0 | 0 | 0 | 0 | 0 | 37137.9658 | 0 | 404862 | 0 | 0 | 0 | 0 | 205359.0546 | 0 | 0 | 0 | 0 | 0 | 0 | 0 | 1104284.6469 | 0 | 0 | 0 | 0 | 0 | 0 | 0 | 0 | 0 | 0 | -88743.1518 | 0 | 0 | 0 | 0 | 0 | 0 | 0 | 0 | 0 | -278980.8824 | 0 | 0 | 0 | 0 | 0 | 0 | 0
2016-12-27 13:00 | 0 | 0 | 0 | 0 | 0 | 477510.6581 | 0 | 423598 | 0 | 0 | 0 | 0 | 116615.9029 | 0 | 0 | 0 | 0 | 0 | 0 | 0 | 1246940.4569 | 0 | 0 | 0 | 0 | 0 | 0 | 0 | 0 | 0 | 0 | -88743.1518 | 0 | 0 | 0 | 0 | 0 | 0 | 0 | 0 | 0 | 142655.8099 | 0 | 0 | 0 | 0 | 0 | 0 | 0
2016-12-27 14:00 | 0 | 0 | 0 | 0 | 0 | 445311.1993 | 80146.7502 | 438131 | 0 | 0 | 0 | 0 | 205359.0546 | 0 | 0 | 0 | 0 | 0 | 0 | 0 | 1245524.2545 | 0 | 0 | 0 | 0 | 0 | 0 | 0 | 0 | 0 | 0 | 88743.1518 | 0 | 0 | 0 | 0 | 0 | 0 | 0 | 0 | 0 | -1416.2023 | 0 | 0 | 0 | 0 | 0 | 0 | 0
2016-12-27 15:00 | 0 | 0 | 0 | 0 | 0 | 329363.072 | 448699.5647 | 446838 | 0 | 0 | 0 | 0 | 294102.2064 | 0 | 0 | 0 | 0 | 0 | 0 | 0 | 1488005.7394 | 0 | 0 | 0 | 0 | 0 | 0 | 0 | 0 | 0 | 0 | 88743.1518 | 0 | 0 | 0 | 0 | 0 | 0 | 0 | 0 | 0 | 242481.4849 | 0 | 0 | 0 | 0 | 0 | 0 | 0
2016-12-27 16:00 | 0 | 0 | 0 | 0 | 0 | 0 | 605864.9716 | 449707 | 0 | 0 | 0 | 0 | 354972.6072 | 0 | 0 | 0 | 0 | 0 | 0 | 0 | 1583293.3103 | 0 | 0 | 0 | 0 | 0 | 0 | 0 | 0 | 0 | 0 | 60870.4007 | 0 | 0 | 0 | 0 | 0 | 0 | 0 | 0 | 0 | 95287.5709 | 0 | 0 | 0 | 0 | 0 | 0 | 0
2016-12-27 17:00 | 0 | 0 | 0 | 0 | 0 | 0 | 609667.7565 | 447435 | 0 | 0 | 0 | 0 | 266229.4554 | 0 | 0 | 0 | 0 | 0 | 0 | 0 | 1834269.2185 | 0 | 0 | 0 | 0 | 0 | 0 | 0 | 0 | 0 | 0 | -88743.1518 | 0 | 0 | 0 | 0 | 0 | 0 | 0 | 0 | 0 | 250975.9083 | 0 | 0 | 0 | 0 | 0 | 0 | 0
2016-12-27 18:00 | 0 | 0 | 0 | 0 | 0 | 0 | 569835.0759 | 443791 | 0 | 0 | 0 | 0 | 177486.3036 | 0 | 0 | 0 | 0 | 0 | 0 | 0 | 2049056.4463 | 0 | 0 | 0 | 0 | 0 | 0 | 0 | 0 | 0 | 0 | -88743.1518 | 0 | 0 | 0 | 0 | 0 | 0 | 0 | 0 | 0 | 214787.2277 | 0 | 0 | 0 | 0 | 0 | 0 | 0
2016-12-27 19:00 | 0 | 0 | 0 | 0 | 0 | 81402.7205 | 549142.0101 | 440307 | 0 | 0 | 0 | 0 | 88743.1518 | 0 | 0 | 0 | 0 | 0 | 0 | 0 | 2328037.3287 | 0 | 0 | 0 | 0 | 0 | 0 | 0 | 0 | 0 | 0 | -88743.1518 | 0 | 0 | 0 | 0 | 0 | 0 | 0 | 0 | 0 | 278980.8824 | 0 | 0 | 0 | 0 | 0 | 0 | 0
2016-12-27 20:00 | 0 | 0 | 0 | 0 | 0 | 0 | 564459.7288 | 438806 | 0 | 0 | 0 | 0 | 0 | 0 | 0 | 0 | 0 | 0 | 0 | 0 | 2542434.2093 | 0 | 0 | 0 | 0 | 0 | 0 | 0 | 0 | 0 | 0 | -88743.1518 | 0 | 0 | 0 | 0 | 0 | 0 | 0 | 0 | 0 | 214396.8806 | 0 | 0 | 0 | 0 | 0 | 0 | 0
2016-12-27 21:00 | 0 | 0 | 0 | 0 | 0 | 0 | 589350.7338 | 441567 | 0 | 0 | 0 | 0 | 88743.1518 | 0 | 0 | 0 | 0 | 0 | 0 | 0 | 2601474.7914 | 0 | 0 | 0 | 0 | 0 | 0 | 0 | 0 | 0 | 0 | 88743.1518 | 0 | 0 | 0 | 0 | 0 | 0 | 0 | 0 | 0 | 59040.582 | 0 | 0 | 0 | 0 | 0 | 0 | 0
2016-12-27 22:00 | 0 | 0 | 0 | 0 | 0 | 0 | 512283.943 | 455269 | 0 | 0 | 0 | 0 | 0 | 0 | 0 | 0 | 0 | 0 | 0 | 0 | 2747232.8861 | 0 | 0 | 0 | 0 | 0 | 0 | 0 | 0 | 0 | 0 | -88743.1518 | 0 | 0 | 0 | 0 | 0 | 0 | 0 | 0 | 0 | 145758.0948 | 0 | 0 | 0 | 0 | 0 | 0 | 0
2016-12-27 23:00 | 0 | 0 | 0 | 0 | 0 | 0 | 198904.3965 | 470265 | 0 | 0 | 0 | 0 | 0 | 0 | 0 | 0 | 0 | 0 | 0 | 0 | 2475872.2826 | 0 | 0 | 0 | 0 | 0 | 0 | 0 | 0 | 0 | 0 | 0 | 0 | 0 | 0 | 0 | 0 | 0 | 0 | 0 | 0 | -271360.6035 | 0 | 0 | 0 | 0 | 0 | 0 | 0
2016-12-28 | 0 | 0 | 0 | 0 | 0 | 669370.1984 | 2862.2614 | 475038 | 0 | 0 | 0 | 0 | 88743.1518 | 0 | 0 | 0 | 0 | 0 | 0 | 0 | 2584323.5907 | 0 | 0 | 0 | 0 | 0 | 0 | 0 | 0 | 0 | 0 | 88743.1518 | 0 | 0 | 0 | 0 | 0 | 0 | 0 | 0 | 0 | 108451.3081 | 0 | 0 | 0 | 0 | 0 | 0 | 0
2016-12-28 01:00 | 0 | 0 | 0 | 0 | 0 | 283259.2694 | 0 | 473497 | 0 | 0 | 0 | 0 | 177486.3036 | 0 | 0 | 0 | 0 | 0 | 0 | 0 | 2305342.7082 | 0 | 0 | 0 | 0 | 0 | 0 | 0 | 0 | 0 | 0 | 88743.1518 | 0 | 0 | 0 | 0 | 0 | 0 | 0 | 0 | 0 | -278980.8824 | 0 | 0 | 0 | 0 | 0 | 0 | 0
2016-12-28 02:00 | 0 | 0 | 0 | 0 | 0 | 652270.7306 | 0 | 462033 | 0 | 0 | 0 | 0 | 88743.1518 | 0 | 0 | 0 | 0 | 0 | 0 | 0 | 2584323.5907 | 0 | 0 | 0 | 0 | 0 | 0 | 0 | 0 | 0 | 0 | -88743.1518 | 0 | 0 | 0 | 0 | 0 | 0 | 0 | 0 | 0 | 278980.8824 | 0 | 0 | 0 | 0 | 0 | 0 | 0
2016-12-28 03:00 | 0 | 0 | 0 | 0 | 0 | 76051.9658 | 0 | 443776 | 0 | 0 | 0 | 0 | 0 | 0 | 0 | 0 | 0 | 0 | 0 | 0 | 2305342.7082 | 0 | 0 | 0 | 0 | 0 | 0 | 0 | 0 | 0 | 0 | -88743.1518 | 0 | 0 | 0 | 0 | 0 | 0 | 0 | 0 | 0 | -278980.8824 | 0 | 0 | 0 | 0 | 0 | 0 | 0
2016-12-28 04:00 | 0 | 0 | 0 | 0 | 0 | 790171.0342 | 0 | 422447 | 0 | 0 | 0 | 0 | 88743.1518 | 0 | 0 | 0 | 0 | 0 | 0 | 0 | 2584323.5907 | 0 | 0 | 0 | 0 | 0 | 0 | 0 | 0 | 0 | 0 | 88743.1518 | 0 | 0 | 0 | 0 | 0 | 0 | 0 | 0 | 0 | 278980.8824 | 0 | 0 | 0 | 0 | 0 | 0 | 0
2016-12-28 05:00 | 0 | 0 | 0 | 0 | 0 | 212318.2694 | 0 | 402556 | 0 | 0 | 0 | 0 | 177486.3036 | 0 | 0 | 0 | 0 | 0 | 0 | 0 | 2305342.7082 | 0 | 0 | 0 | 0 | 0 | 0 | 0 | 0 | 0 | 0 | 88743.1518 | 0 | 0 | 0 | 0 | 0 | 0 | 0 | 0 | 0 | -278980.8824 | 0 | 0 | 0 | 0 | 0 | 0 | 0
2016-12-28 06:00 | 0 | 0 | 0 | 0 | 0 | 19450.9658 | 0 | 387175 | 0 | 0 | 0 | 0 | 88743.1518 | 0 | 0 | 0 | 0 | 0 | 0 | 0 | 2026361.8258 | 0 | 0 | 0 | 0 | 0 | 0 | 0 | 0 | 0 | 0 | -88743.1518 | 0 | 0 | 0 | 0 | 0 | 0 | 0 | 0 | 0 | -278980.8824 | 0 | 0 | 0 | 0 | 0 | 0 | 0
2016-12-28 07:00 | 0 | 0 | 0 | 0 | 0 | 745462.0342 | 0 | 377738 | 0 | 0 | 0 | 0 | 177486.3036 | 0 | 0 | 0 | 0 | 0 | 0 | 0 | 2305342.7082 | 0 | 0 | 0 | 0 | 0 | 0 | 0 | 0 | 0 | 0 | 88743.1518 | 0 | 0 | 0 | 0 | 0 | 0 | 0 | 0 | 0 | 278980.8824 | 0 | 0 | 0 | 0 | 0 | 0 | 0
2016-12-28 08:00 | 0 | 0 | 0 | 0 | 0 | 5547.9658 | 0 | 373272 | 0 | 0 | 0 | 0 | 88743.1518 | 0 | 0 | 0 | 0 | 0 | 0 | 0 | 2026361.8258 | 0 | 0 | 0 | 0 | 0 | 0 | 0 | 0 | 0 | 0 | -88743.1518 | 0 | 0 | 0 | 0 | 0 | 0 | 0 | 0 | 0 | -278980.8824 | 0 | 0 | 0 | 0 | 0 | 0 | 0
2016-12-28 09:00 | 0 | 0 | 0 | 0 | 0 | 6772.9658 | 0 | 374497 | 0 | 0 | 0 | 0 | 0 | 0 | 0 | 0 | 0 | 0 | 0 | 0 | 1747380.9434 | 0 | 0 | 0 | 0 | 0 | 0 | 0 | 0 | 0 | 0 | -88743.1518 | 0 | 0 | 0 | 0 | 0 | 0 | 0 | 0 | 0 | -278980.8824 | 0 | 0 | 0 | 0 | 0 | 0 | 0
2016-12-28 10:00 | 0 | 0 | 0 | 0 | 0 | 751976.0342 | 0 | 384252 | 0 | 0 | 0 | 0 | 88743.1518 | 0 | 0 | 0 | 0 | 0 | 0 | 0 | 2026361.8258 | 0 | 0 | 0 | 0 | 0 | 0 | 0 | 0 | 0 | 0 | 88743.1518 | 0 | 0 | 0 | 0 | 0 | 0 | 0 | 0 | 0 | 278980.8824 | 0 | 0 | 0 | 0 | 0 | 0 | 0
2016-12-28 11:00 | 0 | 0 | 0 | 0 | 0 | 212839.2694 | 0 | 403077 | 0 | 0 | 0 | 0 | 177486.3036 | 0 | 0 | 0 | 0 | 0 | 0 | 0 | 1747380.9434 | 0 | 0 | 0 | 0 | 0 | 0 | 0 | 0 | 0 | 0 | 88743.1518 | 0 | 0 | 0 | 0 | 0 | 0 | 0 | 0 | 0 | -278980.8824 | 0 | 0 | 0 | 0 | 0 | 0 | 0
2016-12-28 12:00 | 0 | 0 | 0 | 0 | 0 | 59616.9658 | 0 | 427341 | 0 | 0 | 0 | 0 | 88743.1518 | 0 | 0 | 0 | 0 | 0 | 0 | 0 | 1468400.0609 | 0 | 0 | 0 | 0 | 0 | 0 | 0 | 0 | 0 | 0 | -88743.1518 | 0 | 0 | 0 | 0 | 0 | 0 | 0 | 0 | 0 | -278980.8824 | 0 | 0 | 0 | 0 | 0 | 0 | 0
2016-12-28 13:00 | 0 | 0 | 0 | 0 | 0 | 773930.6196 | 0 | 443446 | 0 | 0 | 0 | 0 | 140246.8889 | 0 | 0 | 0 | 0 | 0 | 0 | 0 | 1747380.9434 | 0 | 0 | 0 | 0 | 0 | 0 | 0 | 0 | 0 | 0 | 51503.7372 | 0 | 0 | 0 | 0 | 0 | 0 | 0 | 0 | 0 | 278980.8824 | 0 | 0 | 0 | 0 | 0 | 0 | 0
2016-12-28 14:00 | 0 | 0 | 0 | 0 | 0 | 723594.1822 | 33944.5532 | 452691 | 0 | 0 | 0 | 0 | 166113.7419 | 0 | 0 | 0 | 0 | 0 | 0 | 0 | 2026361.8258 | 0 | 0 | 0 | 0 | 0 | 0 | 0 | 0 | 0 | 0 | 25866.8529 | 0 | 0 | 0 | 0 | 0 | 0 | 0 | 0 | 0 | 278980.8824 | 0 | 0 | 0 | 0 | 0 | 0 | 0
2016-12-28 15:00 | 0 | 0 | 0 | 0 | 0 | 470404.2367 | 354133.7976 | 456814 | 0 | 0 | 0 | 0 | 254856.8937 | 0 | 0 | 0 | 0 | 0 | 0 | 0 | 2305342.7082 | 0 | 0 | 0 | 0 | 0 | 0 | 0 | 0 | 0 | 0 | 88743.1518 | 0 | 0 | 0 | 0 | 0 | 0 | 0 | 0 | 0 | 278980.8824 | 0 | 0 | 0 | 0 | 0 | 0 | 0
2016-12-28 16:00 | 0 | 0 | 0 | 0 | 0 | 194410.483 | 549026.5575 | 456842 | 0 | 0 | 0 | 0 | 343600.0455 | 0 | 0 | 0 | 0 | 0 | 0 | 0 | 2503194.5969 | 0 | 0 | 0 | 0 | 0 | 0 | 0 | 0 | 0 | 0 | 88743.1518 | 0 | 0 | 0 | 0 | 0 | 0 | 0 | 0 | 0 | 197851.8887 | 0 | 0 | 0 | 0 | 0 | 0 | 0
2016-12-28 17:00 | 0 | 0 | 0 | 0 | 0 | 0 | 572270.7028 | 453459 | 0 | 0 | 0 | 0 | 382845.3582 | 0 | 0 | 0 | 0 | 0 | 0 | 0 | 2582760.987 | 0 | 0 | 0 | 0 | 0 | 0 | 0 | 0 | 0 | 0 | 39245.3128 | 0 | 0 | 0 | 0 | 0 | 0 | 0 | 0 | 0 | 79566.39 | 0 | 0 | 0 | 0 | 0 | 0 | 0
2016-12-28 18:00 | 0 | 0 | 0 | 0 | 0 | 101667.5194 | 538282.2112 | 449712 | 0 | 0 | 0 | 0 | 294102.2064 | 0 | 0 | 0 | 0 | 0 | 0 | 0 | 2861741.8694 | 0 | 0 | 0 | 0 | 0 | 0 | 0 | 0 | 0 | 0 | -88743.1518 | 0 | 0 | 0 | 0 | 0 | 0 | 0 | 0 | 0 | 278980.8824 | 0 | 0 | 0 | 0 | 0 | 0 | 0
2016-12-28 19:00 | 0 | 0 | 0 | 0 | 0 | 0 | 522340.5821 | 446431 | 0 | 0 | 0 | 0 | 382845.3582 | 0 | 0 | 0 | 0 | 0 | 0 | 0 | 2848908.2997 | 0 | 0 | 0 | 0 | 0 | 0 | 0 | 0 | 0 | 0 | 88743.1518 | 0 | 0 | 0 | 0 | 0 | 0 | 0 | 0 | 0 | -12833.5697 | 0 | 0 | 0 | 0 | 0 | 0 | 0
2016-12-28 20:00 | 0 | 0 | 0 | 0 | 0 | 0 | 539228.5137 | 444718 | 0 | 0 | 0 | 0 | 294102.2064 | 0 | 0 | 0 | 0 | 0 | 0 | 0 | 3032161.9652 | 0 | 0 | 0 | 0 | 0 | 0 | 0 | 0 | 0 | 0 | -88743.1518 | 0 | 0 | 0 | 0 | 0 | 0 | 0 | 0 | 0 | 183253.6655 | 0 | 0 | 0 | 0 | 0 | 0 | 0
2016-12-28 21:00 | 0 | 0 | 0 | 0 | 0 | 0 | 561645.5502 | 448630 | 0 | 0 | 0 | 0 | 382845.3582 | 0 | 0 | 0 | 0 | 0 | 0 | 0 | 3056434.3636 | 0 | 0 | 0 | 0 | 0 | 0 | 0 | 0 | 0 | 0 | 88743.1518 | 0 | 0 | 0 | 0 | 0 | 0 | 0 | 0 | 0 | 24272.3984 | 0 | 0 | 0 | 0 | 0 | 0 | 0
2016-12-28 22:00 | 0 | 0 | 0 | 0 | 0 | 0 | 488965.2781 | 463782 | 0 | 0 | 0 | 0 | 294102.2064 | 0 | 0 | 0 | 0 | 0 | 0 | 0 | 3170360.7935 | 0 | 0 | 0 | 0 | 0 | 0 | 0 | 0 | 0 | 0 | -88743.1518 | 0 | 0 | 0 | 0 | 0 | 0 | 0 | 0 | 0 | 113926.4299 | 0 | 0 | 0 | 0 | 0 | 0 | 0
2016-12-28 23:00 | 0 | 0 | 0 | 0 | 0 | 0 | 199536.494 | 477506 | 0 | 0 | 0 | 0 | 205359.0546 | 0 | 0 | 0 | 0 | 0 | 0 | 0 | 2981134.4392 | 0 | 0 | 0 | 0 | 0 | 0 | 0 | 0 | 0 | 0 | -88743.1518 | 0 | 0 | 0 | 0 | 0 | 0 | 0 | 0 | 0 | -189226.3542 | 0 | 0 | 0 | 0 | 0 | 0 | 0
2016-12-29 | 0 | 0 | 0 | 0 | 0 | 847070.9039 | 1748.1304 | 481095 | 0 | 0 | 0 | 0 | 294102.2064 | 0 | 0 | 0 | 0 | 0 | 0 | 0 | 3260115.3217 | 0 | 0 | 0 | 0 | 0 | 0 | 0 | 0 | 0 | 0 | 88743.1518 | 0 | 0 | 0 | 0 | 0 | 0 | 0 | 0 | 0 | 278980.8824 | 0 | 0 | 0 | 0 | 0 | 0 | 0
2016-12-29 01:00 | 0 | 0 | 0 | 0 | 0 | 847132.0342 | 0 | 479408 | 0 | 0 | 0 | 0 | 382845.3582 | 0 | 0 | 0 | 0 | 0 | 0 | 0 | 3539096.2041 | 0 | 0 | 0 | 0 | 0 | 0 | 0 | 0 | 0 | 0 | 88743.1518 | 0 | 0 | 0 | 0 | 0 | 0 | 0 | 0 | 0 | 278980.8824 | 0 | 0 | 0 | 0 | 0 | 0 | 0
2016-12-29 02:00 | 0 | 0 | 0 | 0 | 0 | 100441.9658 | 0 | 468166 | 0 | 0 | 0 | 0 | 294102.2064 | 0 | 0 | 0 | 0 | 0 | 0 | 0 | 3260115.3217 | 0 | 0 | 0 | 0 | 0 | 0 | 0 | 0 | 0 | 0 | -88743.1518 | 0 | 0 | 0 | 0 | 0 | 0 | 0 | 0 | 0 | -278980.8824 | 0 | 0 | 0 | 0 | 0 | 0 | 0
2016-12-29 03:00 | 0 | 0 | 0 | 0 | 0 | 258740.2694 | 0 | 448978 | 0 | 0 | 0 | 0 | 382845.3582 | 0 | 0 | 0 | 0 | 0 | 0 | 0 | 2981134.4392 | 0 | 0 | 0 | 0 | 0 | 0 | 0 | 0 | 0 | 0 | 88743.1518 | 0 | 0 | 0 | 0 | 0 | 0 | 0 | 0 | 0 | -278980.8824 | 0 | 0 | 0 | 0 | 0 | 0 | 0
2016-12-29 04:00 | 0 | 0 | 0 | 0 | 0 | 616986.7306 | 0 | 426749 | 0 | 0 | 0 | 0 | 294102.2064 | 0 | 0 | 0 | 0 | 0 | 0 | 0 | 3260115.3217 | 0 | 0 | 0 | 0 | 0 | 0 | 0 | 0 | 0 | 0 | -88743.1518 | 0 | 0 | 0 | 0 | 0 | 0 | 0 | 0 | 0 | 278980.8824 | 0 | 0 | 0 | 0 | 0 | 0 | 0
2016-12-29 05:00 | 0 | 0 | 0 | 0 | 0 | 39637.9658 | 0 | 407362 | 0 | 0 | 0 | 0 | 205359.0546 | 0 | 0 | 0 | 0 | 0 | 0 | 0 | 2981134.4392 | 0 | 0 | 0 | 0 | 0 | 0 | 0 | 0 | 0 | 0 | -88743.1518 | 0 | 0 | 0 | 0 | 0 | 0 | 0 | 0 | 0 | -278980.8824 | 0 | 0 | 0 | 0 | 0 | 0 | 0
2016-12-29 06:00 | 0 | 0 | 0 | 0 | 0 | 201712.2694 | 0 | 391950 | 0 | 0 | 0 | 0 | 294102.2064 | 0 | 0 | 0 | 0 | 0 | 0 | 0 | 2702153.5568 | 0 | 0 | 0 | 0 | 0 | 0 | 0 | 0 | 0 | 0 | 88743.1518 | 0 | 0 | 0 | 0 | 0 | 0 | 0 | 0 | 0 | -278980.8824 | 0 | 0 | 0 | 0 | 0 | 0 | 0
2016-12-29 07:00 | 0 | 0 | 0 | 0 | 0 | 748643.0342 | 0 | 380919 | 0 | 0 | 0 | 0 | 382845.3582 | 0 | 0 | 0 | 0 | 0 | 0 | 0 | 2981134.4392 | 0 | 0 | 0 | 0 | 0 | 0 | 0 | 0 | 0 | 0 | 88743.1518 | 0 | 0 | 0 | 0 | 0 | 0 | 0 | 0 | 0 | 278980.8824 | 0 | 0 | 0 | 0 | 0 | 0 | 0
2016-12-29 08:00 | 0 | 0 | 0 | 0 | 0 | 7239.9658 | 0 | 374964 | 0 | 0 | 0 | 0 | 294102.2064 | 0 | 0 | 0 | 0 | 0 | 0 | 0 | 2702153.5568 | 0 | 0 | 0 | 0 | 0 | 0 | 0 | 0 | 0 | 0 | -88743.1518 | 0 | 0 | 0 | 0 | 0 | 0 | 0 | 0 | 0 | -278980.8824 | 0 | 0 | 0 | 0 | 0 | 0 | 0
2016-12-29 09:00 | 0 | 0 | 0 | 0 | 0 | 96697.1176 | 0 | 375678 | 0 | 0 | 0 | 0 | 294102.2064 | 0 | 0 | 0 | 0 | 0 | 0 | 0 | 2423172.6743 | 0 | 0 | 0 | 0 | 0 | 0 | 0 | 0 | 0 | 0 | 0 | 0 | 0 | 0 | 0 | 0 | 0 | 0 | 0 | 0 | -278980.8824 | 0 | 0 | 0 | 0 | 0 | 0 | 0
2016-12-29 10:00 | 0 | 0 | 0 | 0 | 0 | 751017.0342 | 0 | 383293 | 0 | 0 | 0 | 0 | 382845.3582 | 0 | 0 | 0 | 0 | 0 | 0 | 0 | 2702153.5568 | 0 | 0 | 0 | 0 | 0 | 0 | 0 | 0 | 0 | 0 | 88743.1518 | 0 | 0 | 0 | 0 | 0 | 0 | 0 | 0 | 0 | 278980.8824 | 0 | 0 | 0 | 0 | 0 | 0 | 0
2016-12-29 11:00 | 0 | 0 | 0 | 0 | 0 | 32542.9658 | 0 | 400267 | 0 | 0 | 0 | 0 | 294102.2064 | 0 | 0 | 0 | 0 | 0 | 0 | 0 | 2423172.6743 | 0 | 0 | 0 | 0 | 0 | 0 | 0 | 0 | 0 | 0 | -88743.1518 | 0 | 0 | 0 | 0 | 0 | 0 | 0 | 0 | 0 | -278980.8824 | 0 | 0 | 0 | 0 | 0 | 0 | 0
2016-12-29 12:00 | 0 | 0 | 0 | 0 | 0 | 55098.9658 | 0 | 422823 | 0 | 0 | 0 | 0 | 205359.0546 | 0 | 0 | 0 | 0 | 0 | 0 | 0 | 2144191.7919 | 0 | 0 | 0 | 0 | 0 | 0 | 0 | 0 | 0 | 0 | -88743.1518 | 0 | 0 | 0 | 0 | 0 | 0 | 0 | 0 | 0 | -278980.8824 | 0 | 0 | 0 | 0 | 0 | 0 | 0
2016-12-29 13:00 | 0 | 0 | 0 | 0 | 0 | 799640.1908 | 0 | 439712 | 0 | 0 | 0 | 0 | 286306.363 | 0 | 0 | 0 | 0 | 0 | 0 | 0 | 2423172.6743 | 0 | 0 | 0 | 0 | 0 | 0 | 0 | 0 | 0 | 0 | 80947.3083 | 0 | 0 | 0 | 0 | 0 | 0 | 0 | 0 | 0 | 278980.8824 | 0 | 0 | 0 | 0 | 0 | 0 | 0
2016-12-29 14:00 | 0 | 0 | 0 | 0 | 0 | 720014.3279 | 56219.4947 | 451937 | 0 | 0 | 0 | 0 | 331622.3032 | 0 | 0 | 0 | 0 | 0 | 0 | 0 | 2702153.5568 | 0 | 0 | 0 | 0 | 0 | 0 | 0 | 0 | 0 | 0 | 45315.9402 | 0 | 0 | 0 | 0 | 0 | 0 | 0 | 0 | 0 | 278980.8824 | 0 | 0 | 0 | 0 | 0 | 0 | 0
2016-12-29 15:00 | 0 | 0 | 0 | 0 | 0 | 421240.8779 | 367369.0596 | 458406 | 0 | 0 | 0 | 0 | 382845.3582 | 0 | 0 | 0 | 0 | 0 | 0 | 0 | 2981134.4392 | 0 | 0 | 0 | 0 | 0 | 0 | 0 | 0 | 0 | 0 | 51223.0551 | 0 | 0 | 0 | 0 | 0 | 0 | 0 | 0 | 0 | 278980.8824 | 0 | 0 | 0 | 0 | 0 | 0 | 0
2016-12-29 16:00 | 0 | 0 | 0 | 0 | 0 | 0 | 533791.734 | 459642 | 0 | 0 | 0 | 0 | 382845.3582 | 0 | 0 | 0 | 0 | 0 | 0 | 0 | 3055284.1732 | 0 | 0 | 0 | 0 | 0 | 0 | 0 | 0 | 0 | 0 | 0 | 0 | 0 | 0 | 0 | 0 | 0 | 0 | 0 | 0 | 74149.734 | 0 | 0 | 0 | 0 | 0 | 0 | 0
2016-12-29 17:00 | 0 | 0 | 0 | 0 | 0 | 189395.2525 | 546762.63 | 457177 | 0 | 0 | 0 | 0 | 382845.3582 | 0 | 0 | 0 | 0 | 0 | 0 | 0 | 3334265.0556 | 0 | 0 | 0 | 0 | 0 | 0 | 0 | 0 | 0 | 0 | 0 | 0 | 0 | 0 | 0 | 0 | 0 | 0 | 0 | 0 | 278980.8824 | 0 | 0 | 0 | 0 | 0 | 0 | 0
2016-12-29 18:00 | 0 | 0 | 0 | 0 | 0 | 0 | 516026.7381 | 453413 | 0 | 0 | 0 | 0 | 294102.2064 | 0 | 0 | 0 | 0 | 0 | 0 | 0 | 3485621.9455 | 0 | 0 | 0 | 0 | 0 | 0 | 0 | 0 | 0 | 0 | -88743.1518 | 0 | 0 | 0 | 0 | 0 | 0 | 0 | 0 | 0 | 151356.8899 | 0 | 0 | 0 | 0 | 0 | 0 | 0
2016-12-29 19:00 | 0 | 0 | 0 | 0 | 0 | 0 | 496869.2729 | 448588 | 0 | 0 | 0 | 0 | 294102.2064 | 0 | 0 | 0 | 0 | 0 | 0 | 0 | 3533903.2184 | 0 | 0 | 0 | 0 | 0 | 0 | 0 | 0 | 0 | 0 | 0 | 0 | 0 | 0 | 0 | 0 | 0 | 0 | 0 | 0 | 48281.2729 | 0 | 0 | 0 | 0 | 0 | 0 | 0
2016-12-29 20:00 | 0 | 0 | 0 | 0 | 0 | 0 | 497137.6323 | 445166 | 0 | 0 | 0 | 0 | 382845.3582 | 0 | 0 | 0 | 0 | 0 | 0 | 0 | 3497131.699 | 0 | 0 | 0 | 0 | 0 | 0 | 0 | 0 | 0 | 0 | 88743.1518 | 0 | 0 | 0 | 0 | 0 | 0 | 0 | 0 | 0 | -36771.5194 | 0 | 0 | 0 | 0 | 0 | 0 | 0
2016-12-29 21:00 | 0 | 0 | 0 | 0 | 0 | 0 | 514501.4255 | 448553 | 0 | 0 | 0 | 0 | 294102.2064 | 0 | 0 | 0 | 0 | 0 | 0 | 0 | 3651823.2763 | 0 | 0 | 0 | 0 | 0 | 0 | 0 | 0 | 0 | 0 | -88743.1518 | 0 | 0 | 0 | 0 | 0 | 0 | 0 | 0 | 0 | 154691.5773 | 0 | 0 | 0 | 0 | 0 | 0 | 0
2016-12-29 22:00 | 0 | 0 | 0 | 0 | 0 | 0 | 431441.3417 | 463901 | 0 | 0 | 0 | 0 | 294102.2064 | 0 | 0 | 0 | 0 | 0 | 0 | 0 | 3619363.618 | 0 | 0 | 0 | 0 | 0 | 0 | 0 | 0 | 0 | 0 | 0 | 0 | 0 | 0 | 0 | 0 | 0 | 0 | 0 | 0 | -32459.6583 | 0 | 0 | 0 | 0 | 0 | 0 | 0
2016-12-29 23:00 | 0 | 0 | 0 | 0 | 0 | 0 | 178236.0469 | 480596 | 0 | 0 | 0 | 0 | 205359.0546 | 0 | 0 | 0 | 0 | 0 | 0 | 0 | 3405746.8166 | 0 | 0 | 0 | 0 | 0 | 0 | 0 | 0 | 0 | 0 | -88743.1518 | 0 | 0 | 0 | 0 | 0 | 0 | 0 | 0 | 0 | -213616.8013 | 0 | 0 | 0 | 0 | 0 | 0 | 0
2016-12-30 | 0 | 0 | 0 | 0 | 0 | 588270.1503 | 1705.5794 | 486871 | 0 | 0 | 0 | 0 | 294102.2064 | 0 | 0 | 0 | 0 | 0 | 0 | 0 | 3420108.3944 | 0 | 0 | 0 | 0 | 0 | 0 | 0 | 0 | 0 | 0 | 88743.1518 | 0 | 0 | 0 | 0 | 0 | 0 | 0 | 0 | 0 | 14361.5778 | 0 | 0 | 0 | 0 | 0 | 0 | 0
2016-12-30 01:00 | 0 | 0 | 0 | 0 | 0 | 596651.9591 | 0 | 487082 | 0 | 0 | 0 | 0 | 205359.0546 | 0 | 0 | 0 | 0 | 0 | 0 | 0 | 3618421.5053 | 0 | 0 | 0 | 0 | 0 | 0 | 0 | 0 | 0 | 0 | -88743.1518 | 0 | 0 | 0 | 0 | 0 | 0 | 0 | 0 | 0 | 198313.1109 | 0 | 0 | 0 | 0 | 0 | 0 | 0
2016-12-30 02:00 | 0 | 0 | 0 | 0 | 0 | 600116.8887 | 0 | 476994 | 0 | 0 | 0 | 0 | 294102.2064 | 0 | 0 | 0 | 0 | 0 | 0 | 0 | 3652801.2422 | 0 | 0 | 0 | 0 | 0 | 0 | 0 | 0 | 0 | 0 | 88743.1518 | 0 | 0 | 0 | 0 | 0 | 0 | 0 | 0 | 0 | 34379.7369 | 0 | 0 | 0 | 0 | 0 | 0 | 0
2016-12-30 03:00 | 0 | 0 | 0 | 0 | 0 | 269892.2694 | 0 | 460130 | 0 | 0 | 0 | 0 | 382845.3582 | 0 | 0 | 0 | 0 | 0 | 0 | 0 | 3373820.3598 | 0 | 0 | 0 | 0 | 0 | 0 | 0 | 0 | 0 | 0 | 88743.1518 | 0 | 0 | 0 | 0 | 0 | 0 | 0 | 0 | 0 | -278980.8824 | 0 | 0 | 0 | 0 | 0 | 0 | 0
2016-12-30 04:00 | 0 | 0 | 0 | 0 | 0 | 72189.9658 | 0 | 439914 | 0 | 0 | 0 | 0 | 294102.2064 | 0 | 0 | 0 | 0 | 0 | 0 | 0 | 3094839.4773 | 0 | 0 | 0 | 0 | 0 | 0 | 0 | 0 | 0 | 0 | -88743.1518 | 0 | 0 | 0 | 0 | 0 | 0 | 0 | 0 | 0 | -278980.8824 | 0 | 0 | 0 | 0 | 0 | 0 | 0
2016-12-30 05:00 | 0 | 0 | 0 | 0 | 0 | 231665.2694 | 0 | 421903 | 0 | 0 | 0 | 0 | 382845.3582 | 0 | 0 | 0 | 0 | 0 | 0 | 0 | 2815858.5949 | 0 | 0 | 0 | 0 | 0 | 0 | 0 | 0 | 0 | 0 | 88743.1518 | 0 | 0 | 0 | 0 | 0 | 0 | 0 | 0 | 0 | -278980.8824 | 0 | 0 | 0 | 0 | 0 | 0 | 0
2016-12-30 06:00 | 0 | 0 | 0 | 0 | 0 | 597328.7306 | 0 | 407091 | 0 | 0 | 0 | 0 | 294102.2064 | 0 | 0 | 0 | 0 | 0 | 0 | 0 | 3094839.4773 | 0 | 0 | 0 | 0 | 0 | 0 | 0 | 0 | 0 | 0 | -88743.1518 | 0 | 0 | 0 | 0 | 0 | 0 | 0 | 0 | 0 | 278980.8824 | 0 | 0 | 0 | 0 | 0 | 0 | 0
2016-12-30 07:00 | 0 | 0 | 0 | 0 | 0 | 588923.7306 | 0 | 398686 | 0 | 0 | 0 | 0 | 205359.0546 | 0 | 0 | 0 | 0 | 0 | 0 | 0 | 3373820.3598 | 0 | 0 | 0 | 0 | 0 | 0 | 0 | 0 | 0 | 0 | -88743.1518 | 0 | 0 | 0 | 0 | 0 | 0 | 0 | 0 | 0 | 278980.8824 | 0 | 0 | 0 | 0 | 0 | 0 | 0
2016-12-30 08:00 | 0 | 0 | 0 | 0 | 0 | 204191.2694 | 0 | 394429 | 0 | 0 | 0 | 0 | 294102.2064 | 0 | 0 | 0 | 0 | 0 | 0 | 0 | 3094839.4773 | 0 | 0 | 0 | 0 | 0 | 0 | 0 | 0 | 0 | 0 | 88743.1518 | 0 | 0 | 0 | 0 | 0 | 0 | 0 | 0 | 0 | -278980.8824 | 0 | 0 | 0 | 0 | 0 | 0 | 0
2016-12-30 09:00 | 0 | 0 | 0 | 0 | 0 | 206089.2694 | 0 | 396327 | 0 | 0 | 0 | 0 | 382845.3582 | 0 | 0 | 0 | 0 | 0 | 0 | 0 | 2815858.5949 | 0 | 0 | 0 | 0 | 0 | 0 | 0 | 0 | 0 | 0 | 88743.1518 | 0 | 0 | 0 | 0 | 0 | 0 | 0 | 0 | 0 | -278980.8824 | 0 | 0 | 0 | 0 | 0 | 0 | 0
2016-12-30 10:00 | 0 | 0 | 0 | 0 | 0 | 595760.7306 | 0 | 405523 | 0 | 0 | 0 | 0 | 294102.2064 | 0 | 0 | 0 | 0 | 0 | 0 | 0 | 3094839.4773 | 0 | 0 | 0 | 0 | 0 | 0 | 0 | 0 | 0 | 0 | -88743.1518 | 0 | 0 | 0 | 0 | 0 | 0 | 0 | 0 | 0 | 278980.8824 | 0 | 0 | 0 | 0 | 0 | 0 | 0
2016-12-30 11:00 | 0 | 0 | 0 | 0 | 0 | 234907.2694 | 0 | 425145 | 0 | 0 | 0 | 0 | 382845.3582 | 0 | 0 | 0 | 0 | 0 | 0 | 0 | 2815858.5949 | 0 | 0 | 0 | 0 | 0 | 0 | 0 | 0 | 0 | 0 | 88743.1518 | 0 | 0 | 0 | 0 | 0 | 0 | 0 | 0 | 0 | -278980.8824 | 0 | 0 | 0 | 0 | 0 | 0 | 0
2016-12-30 12:00 | 0 | 0 | 0 | 0 | 0 | 79935.9658 | 0 | 447660 | 0 | 0 | 0 | 0 | 294102.2064 | 0 | 0 | 0 | 0 | 0 | 0 | 0 | 2536877.7124 | 0 | 0 | 0 | 0 | 0 | 0 | 0 | 0 | 0 | 0 | -88743.1518 | 0 | 0 | 0 | 0 | 0 | 0 | 0 | 0 | 0 | -278980.8824 | 0 | 0 | 0 | 0 | 0 | 0 | 0
2016-12-30 13:00 | 0 | 0 | 0 | 0 | 0 | 647363.4788 | 0 | 463447 | 0 | 0 | 0 | 0 | 205359.0546 | 0 | 0 | 0 | 0 | 0 | 0 | 0 | 2809537.343 | 0 | 0 | 0 | 0 | 0 | 0 | 0 | 0 | 0 | 0 | -88743.1518 | 0 | 0 | 0 | 0 | 0 | 0 | 0 | 0 | 0 | 272659.6306 | 0 | 0 | 0 | 0 | 0 | 0 | 0
2016-12-30 14:00 | 0 | 0 | 0 | 0 | 0 | 594303.1559 | 69912.8579 | 470223 | 0 | 0 | 0 | 0 | 294102.2064 | 0 | 0 | 0 | 0 | 0 | 0 | 0 | 2914787.2051 | 0 | 0 | 0 | 0 | 0 | 0 | 0 | 0 | 0 | 0 | 88743.1518 | 0 | 0 | 0 | 0 | 0 | 0 | 0 | 0 | 0 | 105249.8621 | 0 | 0 | 0 | 0 | 0 | 0 | 0
2016-12-30 15:00 | 0 | 0 | 0 | 0 | 0 | 0 | 356189.2422 | 471272 | 0 | 0 | 0 | 0 | 294102.2064 | 0 | 0 | 0 | 0 | 0 | 0 | 0 | 2799704.4473 | 0 | 0 | 0 | 0 | 0 | 0 | 0 | 0 | 0 | 0 | 0 | 0 | 0 | 0 | 0 | 0 | 0 | 0 | 0 | 0 | -115082.7578 | 0 | 0 | 0 | 0 | 0 | 0 | 0
2016-12-30 16:00 | 0 | 0 | 0 | 0 | 0 | 331099.4637 | 504457.5705 | 467833 | 0 | 0 | 0 | 0 | 382845.3582 | 0 | 0 | 0 | 0 | 0 | 0 | 0 | 3078685.3297 | 0 | 0 | 0 | 0 | 0 | 0 | 0 | 0 | 0 | 0 | 88743.1518 | 0 | 0 | 0 | 0 | 0 | 0 | 0 | 0 | 0 | 278980.8824 | 0 | 0 | 0 | 0 | 0 | 0 | 0
2016-12-30 17:00 | 0 | 0 | 0 | 0 | 0 | 0 | 527706.797 | 461282 | 0 | 0 | 0 | 0 | 382845.3582 | 0 | 0 | 0 | 0 | 0 | 0 | 0 | 3145110.1267 | 0 | 0 | 0 | 0 | 0 | 0 | 0 | 0 | 0 | 0 | 0 | 0 | 0 | 0 | 0 | 0 | 0 | 0 | 0 | 0 | 66424.797 | 0 | 0 | 0 | 0 | 0 | 0 | 0
2016-12-30 18:00 | 0 | 0 | 0 | 0 | 0 | 0 | 501300.8073 | 453356 | 0 | 0 | 0 | 0 | 294102.2064 | 0 | 0 | 0 | 0 | 0 | 0 | 0 | 3281798.0857 | 0 | 0 | 0 | 0 | 0 | 0 | 0 | 0 | 0 | 0 | -88743.1518 | 0 | 0 | 0 | 0 | 0 | 0 | 0 | 0 | 0 | 136687.9591 | 0 | 0 | 0 | 0 | 0 | 0 | 0
2016-12-30 19:00 | 0 | 0 | 0 | 0 | 0 | 0 | 486461.9313 | 446082 | 0 | 0 | 0 | 0 | 205359.0546 | 0 | 0 | 0 | 0 | 0 | 0 | 0 | 3410921.1689 | 0 | 0 | 0 | 0 | 0 | 0 | 0 | 0 | 0 | 0 | -88743.1518 | 0 | 0 | 0 | 0 | 0 | 0 | 0 | 0 | 0 | 129123.0831 | 0 | 0 | 0 | 0 | 0 | 0 | 0
2016-12-30 20:00 | 0 | 0 | 0 | 0 | 0 | 137131.6669 | 494796.0637 | 441690 | 0 | 0 | 0 | 0 | 116615.9029 | 0 | 0 | 0 | 0 | 0 | 0 | 0 | 3689902.0513 | 0 | 0 | 0 | 0 | 0 | 0 | 0 | 0 | 0 | 0 | -88743.1518 | 0 | 0 | 0 | 0 | 0 | 0 | 0 | 0 | 0 | 278980.8824 | 0 | 0 | 0 | 0 | 0 | 0 | 0
2016-12-30 21:00 | 0 | 0 | 0 | 0 | 0 | 0 | 503479.5499 | 446474 | 0 | 0 | 0 | 0 | 27872.7511 | 0 | 0 | 0 | 0 | 0 | 0 | 0 | 3835650.753 | 0 | 0 | 0 | 0 | 0 | 0 | 0 | 0 | 0 | 0 | -88743.1518 | 0 | 0 | 0 | 0 | 0 | 0 | 0 | 0 | 0 | 145748.7017 | 0 | 0 | 0 | 0 | 0 | 0 | 0
2016-12-30 22:00 | 0 | 0 | 0 | 0 | 0 | 0 | 411283.7069 | 463624 | 0 | 0 | 0 | 0 | 116615.9029 | 0 | 0 | 0 | 0 | 0 | 0 | 0 | 3694567.3082 | 0 | 0 | 0 | 0 | 0 | 0 | 0 | 0 | 0 | 0 | 88743.1518 | 0 | 0 | 0 | 0 | 0 | 0 | 0 | 0 | 0 | -141083.4449 | 0 | 0 | 0 | 0 | 0 | 0 | 0
2016-12-30 23:00 | 0 | 0 | 0 | 0 | 0 | 51073.8358 | 137765.1943 | 481092 | 0 | 0 | 0 | 0 | 103343.8154 | 0 | 0 | 0 | 0 | 0 | 0 | 0 | 3415586.4257 | 0 | 0 | 0 | 0 | 0 | 0 | 0 | 0 | 0 | 0 | -13272.0874 | 0 | 0 | 0 | 0 | 0 | 0 | 0 | 0 | 0 | -278980.8824 | 0 | 0 | 0 | 0 | 0 | 0 | 0
2016-12-31 | 0 | 0 | 0 | 0 | 0 | 795088.9567 | 1390.6985 | 487680 | 0 | 0 | 0 | 0 | 133162.5882 | 0 | 0 | 0 | 0 | 0 | 0 | 0 | 3694567.3082 | 0 | 0 | 0 | 0 | 0 | 0 | 0 | 0 | 0 | 0 | 29818.7727 | 0 | 0 | 0 | 0 | 0 | 0 | 0 | 0 | 0 | 278980.8824 | 0 | 0 | 0 | 0 | 0 | 0 | 0
2016-12-31 01:00 | 0 | 0 | 0 | 0 | 0 | 299187.2694 | 0 | 489425 | 0 | 0 | 0 | 0 | 221905.74 | 0 | 0 | 0 | 0 | 0 | 0 | 0 | 3415586.4257 | 0 | 0 | 0 | 0 | 0 | 0 | 0 | 0 | 0 | 0 | 88743.1518 | 0 | 0 | 0 | 0 | 0 | 0 | 0 | 0 | 0 | -278980.8824 | 0 | 0 | 0 | 0 | 0 | 0 | 0
2016-12-31 02:00 | 0 | 0 | 0 | 0 | 0 | 672115.7306 | 0 | 481878 | 0 | 0 | 0 | 0 | 133162.5882 | 0 | 0 | 0 | 0 | 0 | 0 | 0 | 3694567.3082 | 0 | 0 | 0 | 0 | 0 | 0 | 0 | 0 | 0 | 0 | -88743.1518 | 0 | 0 | 0 | 0 | 0 | 0 | 0 | 0 | 0 | 278980.8824 | 0 | 0 | 0 | 0 | 0 | 0 | 0
2016-12-31 03:00 | 0 | 0 | 0 | 0 | 0 | 277982.2694 | 0 | 468220 | 0 | 0 | 0 | 0 | 221905.74 | 0 | 0 | 0 | 0 | 0 | 0 | 0 | 3415586.4257 | 0 | 0 | 0 | 0 | 0 | 0 | 0 | 0 | 0 | 0 | 88743.1518 | 0 | 0 | 0 | 0 | 0 | 0 | 0 | 0 | 0 | -278980.8824 | 0 | 0 | 0 | 0 | 0 | 0 | 0
2016-12-31 04:00 | 0 | 0 | 0 | 0 | 0 | 774260.5979 | 0 | 450956 | 0 | 0 | 0 | 0 | 266229.4554 | 0 | 0 | 0 | 0 | 0 | 0 | 0 | 3694567.3082 | 0 | 0 | 0 | 0 | 0 | 0 | 0 | 0 | 0 | 0 | 44323.7154 | 0 | 0 | 0 | 0 | 0 | 0 | 0 | 0 | 0 | 278980.8824 | 0 | 0 | 0 | 0 | 0 | 0 | 0
2016-12-31 05:00 | 0 | 0 | 0 | 0 | 0 | 65275.9658 | 0 | 433000 | 0 | 0 | 0 | 0 | 177486.3036 | 0 | 0 | 0 | 0 | 0 | 0 | 0 | 3415586.4257 | 0 | 0 | 0 | 0 | 0 | 0 | 0 | 0 | 0 | 0 | -88743.1518 | 0 | 0 | 0 | 0 | 0 | 0 | 0 | 0 | 0 | -278980.8824 | 0 | 0 | 0 | 0 | 0 | 0 | 0
2016-12-31 06:00 | 0 | 0 | 0 | 0 | 0 | 230059.2694 | 0 | 420297 | 0 | 0 | 0 | 0 | 266229.4554 | 0 | 0 | 0 | 0 | 0 | 0 | 0 | 3136605.5433 | 0 | 0 | 0 | 0 | 0 | 0 | 0 | 0 | 0 | 0 | 88743.1518 | 0 | 0 | 0 | 0 | 0 | 0 | 0 | 0 | 0 | -278980.8824 | 0 | 0 | 0 | 0 | 0 | 0 | 0
2016-12-31 07:00 | 0 | 0 | 0 | 0 | 0 | 601923.7306 | 0 | 411686 | 0 | 0 | 0 | 0 | 177486.3036 | 0 | 0 | 0 | 0 | 0 | 0 | 0 | 3415586.4257 | 0 | 0 | 0 | 0 | 0 | 0 | 0 | 0 | 0 | 0 | -88743.1518 | 0 | 0 | 0 | 0 | 0 | 0 | 0 | 0 | 0 | 278980.8824 | 0 | 0 | 0 | 0 | 0 | 0 | 0
2016-12-31 08:00 | 0 | 0 | 0 | 0 | 0 | 38430.9658 | 0 | 406155 | 0 | 0 | 0 | 0 | 88743.1518 | 0 | 0 | 0 | 0 | 0 | 0 | 0 | 3136605.5433 | 0 | 0 | 0 | 0 | 0 | 0 | 0 | 0 | 0 | 0 | -88743.1518 | 0 | 0 | 0 | 0 | 0 | 0 | 0 | 0 | 0 | -278980.8824 | 0 | 0 | 0 | 0 | 0 | 0 | 0
2016-12-31 09:00 | 0 | 0 | 0 | 0 | 0 | 214051.2694 | 0 | 404289 | 0 | 0 | 0 | 0 | 177486.3036 | 0 | 0 | 0 | 0 | 0 | 0 | 0 | 2857624.6608 | 0 | 0 | 0 | 0 | 0 | 0 | 0 | 0 | 0 | 0 | 88743.1518 | 0 | 0 | 0 | 0 | 0 | 0 | 0 | 0 | 0 | -278980.8824 | 0 | 0 | 0 | 0 | 0 | 0 | 0
2016-12-31 10:00 | 0 | 0 | 0 | 0 | 0 | 598087.7306 | 0 | 407850 | 0 | 0 | 0 | 0 | 88743.1518 | 0 | 0 | 0 | 0 | 0 | 0 | 0 | 3136605.5433 | 0 | 0 | 0 | 0 | 0 | 0 | 0 | 0 | 0 | 0 | -88743.1518 | 0 | 0 | 0 | 0 | 0 | 0 | 0 | 0 | 0 | 278980.8824 | 0 | 0 | 0 | 0 | 0 | 0 | 0
2016-12-31 11:00 | 0 | 0 | 0 | 0 | 0 | 47414.9658 | 0 | 415139 | 0 | 0 | 0 | 0 | 0 | 0 | 0 | 0 | 0 | 0 | 0 | 0 | 2857624.6608 | 0 | 0 | 0 | 0 | 0 | 0 | 0 | 0 | 0 | 0 | -88743.1518 | 0 | 0 | 0 | 0 | 0 | 0 | 0 | 0 | 0 | -278980.8824 | 0 | 0 | 0 | 0 | 0 | 0 | 0
2016-12-31 12:00 | 0 | 0 | 0 | 0 | 0 | 661929.2829 | 0 | 426446 | 0 | 0 | 0 | 0 | 88743.1518 | 0 | 0 | 0 | 0 | 0 | 0 | 0 | 3004364.7919 | 0 | 0 | 0 | 0 | 0 | 0 | 0 | 0 | 0 | 0 | 88743.1518 | 0 | 0 | 0 | 0 | 0 | 0 | 0 | 0 | 0 | 146740.1311 | 0 | 0 | 0 | 0 | 0 | 0 | 0
2016-12-31 13:00 | 0 | 0 | 0 | 0 | 0 | 635569.4772 | 0 | 437460 | 0 | 0 | 0 | 0 | 177486.3036 | 0 | 0 | 0 | 0 | 0 | 0 | 0 | 3113731.1173 | 0 | 0 | 0 | 0 | 0 | 0 | 0 | 0 | 0 | 0 | 88743.1518 | 0 | 0 | 0 | 0 | 0 | 0 | 0 | 0 | 0 | 109366.3254 | 0 | 0 | 0 | 0 | 0 | 0 | 0
2016-12-31 14:00 | 0 | 0 | 0 | 0 | 0 | 540506.3463 | 38170.7818 | 444140 | 0 | 0 | 0 | 0 | 88743.1518 | 0 | 0 | 0 | 0 | 0 | 0 | 0 | 3337011.3972 | 0 | 0 | 0 | 0 | 0 | 0 | 0 | 0 | 0 | 0 | -88743.1518 | 0 | 0 | 0 | 0 | 0 | 0 | 0 | 0 | 0 | 223280.2799 | 0 | 0 | 0 | 0 | 0 | 0 | 0
2016-12-31 15:00 | 0 | 0 | 0 | 0 | 0 | 0 | 308863.0557 | 446688 | 0 | 0 | 0 | 0 | 177486.3036 | 0 | 0 | 0 | 0 | 0 | 0 | 0 | 3110443.3012 | 0 | 0 | 0 | 0 | 0 | 0 | 0 | 0 | 0 | 0 | 88743.1518 | 0 | 0 | 0 | 0 | 0 | 0 | 0 | 0 | 0 | -226568.0961 | 0 | 0 | 0 | 0 | 0 | 0 | 0
2016-12-31 16:00 | 0 | 0 | 0 | 0 | 0 | 0 | 476195.2323 | 445791 | 0 | 0 | 0 | 0 | 116615.9029 | 0 | 0 | 0 | 0 | 0 | 0 | 0 | 3201717.9342 | 0 | 0 | 0 | 0 | 0 | 0 | 0 | 0 | 0 | 0 | -60870.4007 | 0 | 0 | 0 | 0 | 0 | 0 | 0 | 0 | 0 | 91274.633 | 0 | 0 | 0 | 0 | 0 | 0 | 0
2016-12-31 17:00 | 0 | 0 | 0 | 0 | 0 | 276699.8065 | 533025.2278 | 442001 | 0 | 0 | 0 | 0 | 205359.0546 | 0 | 0 | 0 | 0 | 0 | 0 | 0 | 3480698.8166 | 0 | 0 | 0 | 0 | 0 | 0 | 0 | 0 | 0 | 0 | 88743.1518 | 0 | 0 | 0 | 0 | 0 | 0 | 0 | 0 | 0 | 278980.8824 | 0 | 0 | 0 | 0 | 0 | 0 | 0
2016-12-31 18:00 | 0 | 0 | 0 | 0 | 0 | 0 | 521118.3231 | 437484 | 0 | 0 | 0 | 0 | 116615.9029 | 0 | 0 | 0 | 0 | 0 | 0 | 0 | 3653076.2914 | 0 | 0 | 0 | 0 | 0 | 0 | 0 | 0 | 0 | 0 | -88743.1518 | 0 | 0 | 0 | 0 | 0 | 0 | 0 | 0 | 0 | 172377.4749 | 0 | 0 | 0 | 0 | 0 | 0 | 0
2016-12-31 19:00 | 0 | 0 | 0 | 0 | 0 | 0 | 510651.6257 | 433876 | 0 | 0 | 0 | 0 | 27872.7511 | 0 | 0 | 0 | 0 | 0 | 0 | 0 | 3818595.069 | 0 | 0 | 0 | 0 | 0 | 0 | 0 | 0 | 0 | 0 | -88743.1518 | 0 | 0 | 0 | 0 | 0 | 0 | 0 | 0 | 0 | 165518.7775 | 0 | 0 | 0 | 0 | 0 | 0 | 0
2016-12-31 20:00 | 0 | 0 | 0 | 0 | 0 | 0 | 521421.7014 | 432009 | 0 | 0 | 0 | 0 | 116615.9029 | 0 | 0 | 0 | 0 | 0 | 0 | 0 | 3819264.6186 | 0 | 0 | 0 | 0 | 0 | 0 | 0 | 0 | 0 | 0 | 88743.1518 | 0 | 0 | 0 | 0 | 0 | 0 | 0 | 0 | 0 | 669.5496 | 0 | 0 | 0 | 0 | 0 | 0 | 0
2016-12-31 21:00 | 0 | 0 | 0 | 0 | 0 | 0 | 538498.4201 | 435982 | 0 | 0 | 0 | 0 | 205359.0546 | 0 | 0 | 0 | 0 | 0 | 0 | 0 | 3833037.8869 | 0 | 0 | 0 | 0 | 0 | 0 | 0 | 0 | 0 | 0 | 88743.1518 | 0 | 0 | 0 | 0 | 0 | 0 | 0 | 0 | 0 | 13773.2683 | 0 | 0 | 0 | 0 | 0 | 0 | 0
2016-12-31 22:00 | 0 | 0 | 0 | 0 | 0 | 0 | 460625.2326 | 450070 | 0 | 0 | 0 | 0 | 116615.9029 | 0 | 0 | 0 | 0 | 0 | 0 | 0 | 3932336.2714 | 0 | 0 | 0 | 0 | 0 | 0 | 0 | 0 | 0 | 0 | -88743.1518 | 0 | 0 | 0 | 0 | 0 | 0 | 0 | 0 | 0 | 99298.3844 | 0 | 0 | 0 | 0 | 0 | 0 | 0
2016-12-31 23:00 | 0 | 0 | 0 | 0 | 0 | 0 | 164205.5428 | 459604 | 0 | 0 | 0 | 0 | 27872.7511 | 0 | 0 | 0 | 0 | 0 | 0 | 0 | 3725680.966 | 0 | 0 | 0 | 0 | 0 | 0 | 0 | 0 | 0 | 0 | -88743.1518 | 0 | 0 | 0 | 0 | 0 | 0 | 0 | 0 | 0 | -206655.3054 | 0 | 0 | 0 | 0 | 0 | 0 | 0
2017-01-01 | 0 | 0 | 0 | 0 | 0 | 526651.1589 | 1845.589 | 460100 | 0 | 0 | 0 | 0 | 116615.9029 | 0 | 0 | 0 | 0 | 0 | 0 | 0 | 3705334.5621 | 0 | 0 | 0 | 0 | 0 | 0 | 0 | 0 | 0 | 0 | 88743.1518 | 0 | 0 | 0 | 0 | 0 | 0 | 0 | 0 | 0 | -20346.4039 | 0 | 0 | 0 | 0 | 0 | 0 | 0